## Title
Future 3 Sensitivity 10: Federal Carbon at State/Regional Implementation, Increased Imported Canadian Hydro
"The results presented herein use modeling assumptions developed by EIPC, EIPC stakeholders and CRA for purposes of EIPC capacity expansion modeling. As such, these results do not necessarily reflect the opinions or views of CRA or any individual EIPC stakeholder."

## Build Summary
EI New Build Summary
EI New Builds by Type
|  | Additions |  |  | Retirements
| 2010 | 2015 | 2020 | 2030 | 2015 | 2020 | 2030 | Total
Coal | 271.9154 | 8.4766 | 0 | 0 | 149.3626 | 69.7604 | 23.3487 | 37.9204
Nuclear | 99.849 | 2.7406 | 4.53 | 28.6814 | 0 | 0.6145 | 1.4882 | 133.6983
CC | 132.682 | 88.9355 | 54.5399 | 0 | 8.203 | 3.3624 | 11.6063 | 252.9857
CT | 120.329 | 4.6917 | 0.3 | 0.15496 | 3.6838 | 0 | 16.3052 | 105.4866
Steam Oil/Gas | 74.547 | 0 | 0 | 0 | 46.2976 | 0 | 9.8791 | 18.3703
Hydro | 44.6048 | 0 | 1.199 | 5.3236 | 0 | 0 | 0 | 51.1274
On-Shore Wind | 18.707 | 22.1949 | 55.7112 | 96.6533 | 0 | 0 | 0 | 193.2665
Off-Shore Wind | 0 | 0.469 | 0 | 1.1 | 0 | 0 | 0 | 1.569
Other Renewable | 3.613 | 2.3484 | 3.2576 | 3.79 | 0 | 0 | 0 | 13.009
New HQ/Maritimes | 0 | 0 | 1.6683 | 2.8082 | 0 | 0 | 0 | 4.4765
Other | 17.054 | 0 | 0 | 0 | 0 | 0 | 0 | 17.054
Total w/o DR | 783.3012 | 129.8566 | 121.2061 | 138.5115 | 207.5469 | 73.7373 | 62.6276 | 828.9636
DR | 33.1 | -1.344 | 16.8375 | 22.1146 | 0 | 0 | 0 | 70.7081
Total w/DR | 816.4012 | 128.5125 | 138.0436 | 160.6261 | 207.5469 | 73.7373 | 62.6276 | 899.6717
EI New Builds by Region
| EI Cumulative New Builds |  |  |  | EI Cumulative New CCs |  |  |  | EI Cumulative New On-Shore Wind |  |  |  | EI Cumulative Coal Retirements
| 2015 | 2020 | 2030 |  |  | 2015 | 2020 | 2030 |  | 2015 | 2020 | 2030 |  | 2015 | 2020 | 2030
ENT | 4375.22 | 8900.84 | 9037.63 |  | ENT | 3484.93 | 7949.02 | 7949.02 | ENT | 0 | 0 | 0 | ENT | 1532.9 | 8308.9 | 8308.9
FRCC | 14994.12 | 14994.14 | 29247.65 |  | FRCC | 12284.79 | 12284.81 | 12284.81 | FRCC | 0 | 0 | 0 | FRCC | 6661.4 | 7765.4 | 7765.4
IESO | 5144.99 | 5144.99 | 5144.99 |  | IESO | 1263 | 1263 | 1263 | IESO | 2105.9 | 2105.9 | 2105.9 | IESO | 6416 | 6416 | 6416
MAPP_CA | 584.16 | 1279.16 | 4780.79 |  | MAPP_CA | 281.76 | 281.76 | 281.76 | MAPP_CA | 302.4 | 302.4 | 302.4 | MAPP_CA | 1076.84 | 1637.17 | 1745.9
MAPP_US | 729.6 | 8200.07 | 12271.6 |  | MAPP_US | 0 | 0 | 0 | MAPP_US | 421.3 | 7891.77 | 11736.67 | MAPP_US | 1891.09 | 2744.1 | 3546.5
MISO_IN | 3904.08 | 21670.2 | 21750.32 |  | MISO_IN | 3286.08 | 20826.37 | 20826.37 | MISO_IN | 0 | 0 | 0 | MISO_IN | 6932.7 | 9985.7 | 9985.7
MISO_MI | 3441.11 | 3704.22 | 4690.81 |  | MISO_MI | 1441.11 | 1441.11 | 1441.11 | MISO_MI | 2000 | 2263.11 | 2263.11 | MISO_MI | 6340 | 10792 | 10792
MISO_MO-IL | 2090 | 3839.62 | 9942.95 |  | MISO_MO-IL | 0 | 1749.62 | 1749.62 | MISO_MO-IL | 300 | 300 | 5900 | MISO_MO-IL | 4793.7 | 12967.7 | 12967.7
MISO_W | 2894.83 | 2894.83 | 40476.07 |  | MISO_W | 0 | 0 | 0 | MISO_W | 2800.5 | 2800.5 | 40310.07 | MISO_W | 4076.19 | 9369.59 | 10930.45
MISO_WUMS | 7251.74 | 9896.56 | 10429.76 |  | MISO_WUMS | 5432.84 | 8076.66 | 8076.66 | MISO_WUMS | 968.9 | 968.9 | 968.9 | MISO_WUMS | 4191.1 | 6393.2 | 6393.2
NE | 657.01 | 2666.98 | 2738.65 |  | NE | 222.91 | 2232.88 | 2232.88 | NE | 202 | 202 | 202 | NE | 0 | 3195.8 | 3195.8
NEISO | 3384.16 | 5132.26 | 8795.2 |  | NEISO | 2049.5 | 2049.5 | 2049.5 | NEISO | 231.2 | 1686.8 | 5280 | NEISO | 2250.13 | 2570.13 | 2570.13
NonRTO_Midwest | 3030.65 | 5948.94 | 6855.19 |  | NonRTO_Midwest | 3030.65 | 5948.94 | 5948.94 | NonRTO_Midwest | 0 | 0 | 0 | NonRTO_Midwest | 4347.3 | 7375.3 | 8726.93
NYISO_A-F | 3289.7 | 3999.5 | 4754.4 |  | NYISO_A-F | 639 | 639 | 639 | NYISO_A-F | 2476.3 | 3186.1 | 3873.07 | NYISO_A-F | 2251.9 | 2251.9 | 2251.9
NYISO_G-I | 0 | 60 | 434.33 |  | NYISO_G-I | 0 | 0 | 0 | NYISO_G-I | 0 | 60 | 360 | NYISO_G-I | 368.2 | 368.2 | 368.2
NYISO_J-K | 1207.4 | 1207.4 | 1317.83 |  | NYISO_J-K | 1175.4 | 1175.4 | 1175.4 | NYISO_J-K | 0 | 0 | 36.1 | NYISO_J-K | 0 | 0 | 0
PJM_E | 5940.05 | 6072.95 | 7172.95 |  | PJM_E | 4634.3 | 4634.3 | 4634.3 | PJM_E | 1150 | 1150 | 1150 | PJM_E | 2804 | 3372 | 3372
PJM_ROM | 2243.7 | 4614.2 | 6220.77 |  | PJM_ROM | 1678.5 | 1678.5 | 1678.5 | PJM_ROM | 479.8 | 1230 | 1230 | PJM_ROM | 13975.5 | 15209.5 | 15730.5
PJM_ROR | 29668.32 | 36768.39 | 82069.72 |  | PJM_ROR | 18669.22 | 24560.88 | 24560.88 | PJM_ROR | 8325.7 | 8517.4 | 53600 | PJM_ROR | 35134.26 | 46093.71 | 52219
SOCO | 7326.16 | 14475.45 | 23116.43 |  | SOCO | 7201.16 | 12150.45 | 12150.45 | SOCO | 0 | 0 | 0 | SOCO | 17249.58 | 21379.7 | 23408.28
SPP_N | 1912.08 | 17183 | 17278 |  | SPP_N | 1447.04 | 4266.47 | 4266.47 | SPP_N | 0 | 12451.49 | 12451.49 | SPP_N | 621 | 2933.62 | 5191.89
SPP_S | 1830.99 | 35718.72 | 37314.96 |  | SPP_S | 0 | 4727.98 | 4727.98 | SPP_S | 430 | 29289.75 | 29289.75 | SPP_S | 3095.82 | 10693.93 | 12870.34
TVA | 6334.54 | 11159.98 | 11294.38 |  | TVA | 4636.65 | 9462.09 | 9462.09 | TVA | 0 | 0 | 0 | TVA | 10428.13 | 12532.13 | 15159
VACAR | 17621.99 | 23861.97 | 27962.28 |  | VACAR | 16076.63 | 16076.63 | 16076.63 | VACAR | 0.9 | 3500 | 3500 | VACAR | 12924.82 | 14767.31 | 18556
| 129856.6 | 249394.37 | 385097.66 |  |  | 88935.47 | 143475.37 | 143475.37 |  | 22194.9 | 77906.12 | 174559.46 |  | 149362.56 | 219122.99 | 242471.72

## Generation
#1 | Total Generation (GWh)
Total Generation by Reporting Type: Entergy
ReportingType | 2015 | 2020 | 2025 | 2030 | 2035 | 2040
BM | 0 | 0 | 0 | 0 | 18302.98 | 75221.06
CC | 75793.84 | 108306.98 | 106270.12 | 92813.98 | 44861.83 | 10966.95
CSP | 0 | 0 | 0 | 0 | 0 | 0
CT | 0 | 0 | 0 | 0 | 0 | 0
Coal | 56381.16 | 5536.46 | 591.23 | 6.94 | 0 | 0
Geo | 0 | 0 | 0 | 0 | 0 | 0
H | 153 | 153 | 153 | 153 | 3824.34 | 3824.34
LFG | 63.07 | 63.07 | 909.81 | 909.81 | 909.81 | 909.81
Nuc | 42234.08 | 42234.08 | 42234.08 | 42234.08 | 67927.94 | 60161.92
PS | 24.19 | 24.19 | 24.19 | 24.19 | 16.11 | 150.45
PV | 0.57 | 119.14 | 175.77 | 175.77 | 175.77 | 178.45
PeakG | 0 | 0 | 4.37 | 0 | 0 | 0
PeakO | 0 | 0 | 0 | 0 | 0 | 0
ST | 0 | 0 | 0 | 0 | 0 | 0
STOG | 410.18 | 566.12 | 0 | 0 | 0 | 0
STWD | 38.37 | 76.01 | 131.63 | 887.43 | 1443.65 | 1121.41
WT | 315.27 | 315.27 | 315.27 | 315.27 | 315.27 | 315.27
IGCC | 0 | 0 | 0 | 0 | 0 | 0
DemandResponse | 0 | 0 | 0 | 0 | 0 | 0
IGCC-CCS | 0 | 0 | 0 | 0 | 0 | 0
WT_off | 0 | 0 | 0 | 0 | 0 | 0
PseudoUnit | 0 | 0 | 0 | 0 | 0 | 0
FixedInterchange | 0 | 0 | 0 | 0 | 0 | 0
Total Generation by Reporting Type: FRCC
ReportingType | 2015 | 2020 | 2025 | 2030 | 2035 | 2040
BM | 0 | 0 | 0 | 0 | 0 | 10828.04
CC | 194186.25 | 201597.8 | 195485.6 | 112537.32 | 47380.3 | 30261.22
CSP | 0 | 0 | 0 | 0 | 0 | 0
CT | 486.48 | 860.41 | 949.79 | 354.92 | 0 | 0
Coal | 17868.81 | 6602.89 | 1192.33 | 1305.73 | 3843.89 | 4683.14
Geo | 0 | 0 | 0 | 0 | 0 | 0
H | 27.85 | 27.85 | 27.85 | 27.85 | 27.85 | 27.85
LFG | 3831.62 | 3831.62 | 5392.66 | 5392.66 | 5392.66 | 5392.66
Nuc | 32180.57 | 32180.57 | 56339.75 | 141664.44 | 195933.28 | 211084.4
PS | 0 | 0 | 0 | 0 | 0 | 0
PV | 134.03 | 134.03 | 134.03 | 134.03 | 134.03 | 134.03
PeakG | 387.84 | 615.68 | 565.63 | 69.04 | 95.42 | 74.41
PeakO | 0 | 0 | 0 | 0 | 0 | 0
ST | 0 | 0 | 0 | 0 | 0 | 0
STOG | 0 | 0 | 0 | 0 | 0 | 0
STWD | 131.4 | 289.87 | 1366.56 | 1366.56 | 1366.56 | 843.8
WT | 0 | 0 | 0 | 0 | 0 | 0
IGCC | 0 | 0 | 0 | 0 | 0 | 0
DemandResponse | 0 | 0 | 0 | 0 | 0 | 0
IGCC-CCS | 0 | 0 | 0 | 0 | 0 | 0
WT_off | 0 | 0 | 0 | 0 | 0 | 0
PseudoUnit | 0 | 0 | 0 | 0 | 0 | 0
FixedInterchange | 0 | 0 | 0 | 0 | 0 | 0
Total Generation by Reporting Type: MAPP_US
ReportingType | 2015 | 2020 | 2025 | 2030 | 2035 | 2040
BM | 0 | 0 | 0 | 0 | 261.07 | 378.58
CC | 1247.85 | 199.29 | 305.21 | 190.7 | 190.7 | 109.29
CSP | 0 | 0 | 0 | 0 | 0 | 0
CT | 0 | 0 | 0 | 0 | 4.33 | 4.33
Coal | 11037.7 | 4041.87 | 0 | 0 | 0 | 0
Geo | 354.6 | 354.6 | 354.6 | 354.6 | 354.6 | 354.6
H | 10150.02 | 10150.02 | 10150.02 | 10150.02 | 10150.02 | 10150.02
LFG | 15.77 | 15.77 | 15.77 | 580.79 | 580.79 | 580.79
Nuc | 0.01 | 0.04 | 0.04 | 0.07 | 0.69 | 0.48
PS | 0 | 0 | 0 | 0 | 0 | 0
PV | 0 | 0 | 0 | 0 | 0 | 0
PeakG | 68.21 | 132.12 | 68.21 | 132.12 | 96.64 | 67.68
PeakO | 0 | 0 | 0 | 0 | 0 | 0
ST | 0 | 0 | 0 | 0 | 0 | 0
STOG | 0 | 0 | 0 | 0 | 0 | 0
STWD | 0 | 0 | 0 | 0 | 0 | 0
WT | 5908.78 | 32038.76 | 45487.34 | 45487.34 | 43880.85 | 45487.34
IGCC | 0 | 0 | 0 | 0 | 0 | 0
DemandResponse | 0 | 0 | 0 | 0 | 0 | 0
IGCC-CCS | 0 | 0 | 0 | 0 | 0 | 0
WT_off | 0 | 0 | 0 | 0 | 0 | 0
PseudoUnit | 0 | 0 | 0 | 0 | 0 | 0
FixedInterchange | 0 | 0 | 0 | 0 | 0 | 0
Total Generation by Reporting Type: MISO_IN
ReportingType | 2015 | 2020 | 2025 | 2030 | 2035 | 2040
BM | 0 | 0 | 0 | 0 | 0 | 45875.85
CC | 29105.44 | 162716.21 | 164018.45 | 150205.61 | 128575.41 | 29086.21
CSP | 0 | 0 | 0 | 0 | 0 | 0
CT | 0 | 0 | 0 | 0 | 0 | 0
Coal | 51726.29 | 21096.84 | 3179.76 | 5481.98 | 16898.14 | 17333.28
Geo | 0 | 0 | 0 | 0 | 0 | 0
H | 417.2 | 417.2 | 417.2 | 417.2 | 417.2 | 417.2
LFG | 291.71 | 291.71 | 923.41 | 923.41 | 923.41 | 923.41
Nuc | 0.02 | 0.02 | 0.04 | 0.07 | 0.78 | 446.69
PS | 0 | 0 | 0 | 0 | 0 | 0
PV | 0 | 375.88 | 375.88 | 375.88 | 375.88 | 375.88
PeakG | 0 | 0 | 0 | 0 | 0 | 0
PeakO | 0 | 0 | 0 | 0 | 0 | 0
ST | 0 | 0 | 0 | 0 | 0 | 0
STOG | 28.64 | 28.64 | 28.64 | 28.64 | 2.6 | 0
STWD | 0 | 0 | 0 | 0 | 0 | 0
WT | 1553.06 | 1553.06 | 1553.06 | 1553.06 | 1553.06 | 1553.06
IGCC | 4427.31 | 4427.31 | 764.6 | 5.56 | 0 | 0
DemandResponse | 0 | 0 | 0 | 0 | 0 | 0
IGCC-CCS | 0 | 0 | 0 | 0 | 0 | 0
WT_off | 0 | 0 | 0 | 0 | 0 | 0
PseudoUnit | 0 | 0 | 0 | 0 | 0 | 0
FixedInterchange | 0 | 0 | 0 | 0 | 0 | 0
Total Generation by Reporting Type: MISO_MI
ReportingType | 2015 | 2020 | 2025 | 2030 | 2035 | 2040
BM | 0 | 0 | 0 | 0 | 0 | 13225.09
CC | 21748.54 | 19333.94 | 20862.4 | 13532.53 | 10064.69 | 532.19
CSP | 0 | 0 | 0 | 0 | 0 | 0
CT | 0 | 0 | 0 | 0 | 0 | 0
Coal | 24855.48 | 0 | 0 | 0 | 0 | 0
Geo | 0 | 0 | 0 | 0 | 0 | 0
H | 410 | 410 | 410 | 410 | 410 | 410
LFG | 1285.09 | 1285.09 | 2548.5 | 2548.5 | 2548.5 | 2548.5
Nuc | 14714.16 | 14714.16 | 14714.16 | 21150.83 | 26422.09 | 54056.47
PS | 829.12 | 393.12 | 1270.06 | 767.52 | 729.16 | 4773.6
PV | 0 | 0 | 0 | 0 | 0 | 0
PeakG | 7.29 | 0 | 18.81 | 0 | 0 | 0
PeakO | 0 | 0 | 0 | 0 | 0 | 0
ST | 0 | 0 | 0 | 0 | 0 | 0
STOG | 283.11 | 90.08 | 90.08 | 103.57 | 16.16 | 0
STWD | 1142.3 | 1142.3 | 469.2 | 702.19 | 1142.3 | 1142.3
WT | 5161.16 | 5868.18 | 5868.18 | 5868.18 | 5868.18 | 6773.47
IGCC | 0 | 0 | 0 | 0 | 0 | 0
DemandResponse | 0 | 0 | 0 | 0 | 0 | 0
IGCC-CCS | 0 | 0 | 0 | 0 | 0 | 0
WT_off | 0 | 0 | 0 | 0 | 0 | 0
PseudoUnit | 0 | 0 | 0 | 0 | 0 | 0
FixedInterchange | 0 | 0 | 0 | 0 | 0 | 0
Total Generation by Reporting Type: MISO_MO-IL
ReportingType | 2015 | 2020 | 2025 | 2030 | 2035 | 2040
BM | 0 | 0 | 0 | 0 | 0 | 10990.59
CC | 2769.34 | 17056.44 | 16560.78 | 9538.89 | 5382.8 | 2129.24
CSP | 0 | 0 | 0 | 0 | 0 | 0
CT | 0 | 0 | 0 | 0 | 0 | 0
Coal | 74618.76 | 16789.63 | 3697.18 | 1093.41 | 3266.27 | 3266.27
Geo | 0 | 0 | 0 | 0 | 0 | 0
H | 1317.1 | 1317.1 | 2690.42 | 2690.42 | 2690.42 | 2690.42
LFG | 141.91 | 141.91 | 1902.67 | 1902.67 | 1902.67 | 1902.67
Nuc | 17393.71 | 17393.71 | 17393.71 | 17393.71 | 17393.71 | 17393.71
PS | 202.4 | 180.4 | 312.4 | 312.4 | 180.4 | 1122
PV | 0 | 0 | 0 | 0 | 0 | 0
PeakG | 211.6 | 573.6 | 113.35 | 762.41 | 441.61 | 264.28
PeakO | 0 | 0 | 0 | 0 | 0 | 0
ST | 0 | 0 | 0 | 0 | 0 | 0
STOG | 5.26 | 18.42 | 5.26 | 0 | 0 | 0
STWD | 0 | 0 | 0 | 0 | 0 | 0
WT | 2075.16 | 2075.16 | 19215.14 | 19215.14 | 19215.14 | 19215.14
IGCC | 0 | 0 | 0 | 0 | 0 | 0
DemandResponse | 0 | 0 | 0 | 0 | 0 | 0
IGCC-CCS | 0 | 0 | 0 | 0 | 0 | 0
WT_off | 0 | 0 | 0 | 0 | 0 | 0
PseudoUnit | 0 | 0 | 0 | 0 | 0 | 0
FixedInterchange | 0 | 0 | 0 | 0 | 0 | 0
Total Generation by Reporting Type: MISO_W
ReportingType | 2015 | 2020 | 2025 | 2030 | 2035 | 2040
BM | 0 | 0 | 0 | 0 | 0 | 0
CC | 8766.17 | 11128.54 | 3179.67 | 3147.01 | 2060.19 | 1730
CSP | 0 | 0 | 0 | 0 | 0 | 0
CT | 0 | 0 | 0 | 0 | 0 | 0
Coal | 71830.13 | 30197.69 | 4158.78 | 3108.27 | 3108.27 | 3108.27
Geo | 0 | 0 | 0 | 0 | 0 | 0
H | 1643.73 | 1643.73 | 1643.73 | 1643.73 | 1643.73 | 1643.73
LFG | 1616.22 | 1616.22 | 1616.22 | 2181.24 | 2181.24 | 2181.24
Nuc | 18393.35 | 18393.35 | 18393.35 | 18393.35 | 0.78 | 0.78
PS | 0 | 0 | 0 | 0 | 0 | 0
PV | 0 | 0 | 0 | 0 | 0 | 0
PeakG | 254.36 | 432.79 | 36.85 | 170.55 | 254.36 | 10.57
PeakO | 0 | 0 | 0 | 0 | 0 | 0
ST | 0 | 0 | 0 | 0 | 0 | 0
STOG | 0.18 | 0.18 | 0 | 0 | 0 | 0
STWD | 61.98 | 211.75 | 319.73 | 1097.01 | 2193.5 | 1703.88
WT | 27590.66 | 27590.66 | 151406.37 | 151406.37 | 151406.37 | 156469.17
IGCC | 0 | 0 | 0 | 0 | 0 | 0
DemandResponse | 0 | 0 | 0 | 0 | 0 | 0
IGCC-CCS | 0 | 0 | 0 | 0 | 0 | 0
WT_off | 0 | 0 | 0 | 0 | 0 | 0
PseudoUnit | 0 | 0 | 0 | 0 | 0 | 0
FixedInterchange | 0 | 0 | 0 | 0 | 0 | 0
Total Generation by Reporting Type: MISO_WUMS
ReportingType | 2015 | 2020 | 2025 | 2030 | 2035 | 2040
BM | 0 | 0 | 0 | 0 | 0 | 23897.6
CC | 53022.93 | 71835.35 | 63360.66 | 54808.66 | 53348.86 | 6230.32
CSP | 0 | 0 | 0 | 0 | 0 | 0
CT | 0 | 0 | 0 | 0 | 0 | 0
Coal | 11771.72 | 1394.11 | 1122.08 | 1043.55 | 2450.01 | 3679.78
Geo | 0 | 0 | 0 | 0 | 0 | 0
H | 1018.41 | 1023.31 | 1023.31 | 1023.31 | 1023.31 | 1023.31
LFG | 559.76 | 559.76 | 559.76 | 2320.52 | 2320.52 | 2320.52
Nuc | 14153.33 | 14153.33 | 14153.33 | 16567.06 | 11881.31 | 25573.92
PS | 0 | 0 | 0 | 0 | 0 | 0
PV | 0 | 0 | 0 | 0 | 0 | 0
PeakG | 0 | 0 | 0 | 0 | 0 | 0
PeakO | 0 | 0 | 0 | 0 | 0 | 0
ST | 0 | 0 | 0 | 0 | 0 | 0
STOG | 0 | 0 | 0 | 0 | 0 | 0
STWD | 22.21 | 23.78 | 38.74 | 222.23 | 735.84 | 571.59
WT | 4109.61 | 4109.61 | 4109.61 | 4109.61 | 4109.61 | 4197.83
IGCC | 0 | 0 | 0 | 0 | 0 | 0
DemandResponse | 0 | 0 | 0 | 0 | 0 | 0
IGCC-CCS | 0 | 0 | 0 | 0 | 0 | 0
WT_off | 0 | 0 | 0 | 0 | 0 | 0
PseudoUnit | 0 | 0 | 0 | 0 | 0 | 0
FixedInterchange | 0 | 0 | 0 | 0 | 0 | 0
Total Generation by Reporting Type: Nebraska
ReportingType | 2015 | 2020 | 2025 | 2030 | 2035 | 2040
BM | 0 | 0 | 0 | 0 | 0 | 5683.83
CC | 2256.73 | 17369.3 | 17304.11 | 13458.25 | 8064.21 | 4004.42
CSP | 0 | 0 | 0 | 0 | 0 | 0
CT | 0 | 0 | 0 | 0 | 0 | 0
Coal | 30719.51 | 4348.96 | 2913.05 | 2706 | 2659 | 2659
Geo | 0 | 0 | 0 | 0 | 0 | 0
H | 591 | 591 | 591 | 591 | 591 | 591
LFG | 47.3 | 47.3 | 56.55 | 612.32 | 612.32 | 612.32
Nuc | 9752.32 | 9752.32 | 9752.32 | 9752.32 | 1.56 | 1.56
PS | 0 | 0 | 0 | 0 | 0 | 0
PV | 0 | 0 | 0 | 0 | 0 | 0
PeakG | 29.35 | 0 | 0 | 37.42 | 10.56 | 0
PeakO | 0 | 0 | 0 | 0 | 0 | 0
ST | 0 | 0 | 0 | 0 | 0 | 0
STOG | 0 | 0 | 0 | 0 | 0 | 0
STWD | 0 | 0 | 0 | 0 | 0 | 0
WT | 1220.72 | 1220.72 | 1220.72 | 1220.72 | 1220.72 | 1220.72
IGCC | 0 | 0 | 0 | 0 | 0 | 0
DemandResponse | 0 | 0 | 0 | 0 | 0 | 0
IGCC-CCS | 0 | 0 | 0 | 0 | 0 | 0
WT_off | 0 | 0 | 0 | 0 | 0 | 0
PseudoUnit | 0 | 0 | 0 | 0 | 0 | 0
FixedInterchange | 0 | 0 | 0 | 0 | 0 | 0
Total Generation by Reporting Type: NEISO
ReportingType | 2015 | 2020 | 2025 | 2030 | 2035 | 2040
BM | 1882.96 | 1460.41 | 31.39 | 194.18 | 854.85 | 853.94
CC | 35172.46 | 21312.64 | 12468.92 | 7992.41 | 5926.38 | 4725.46
CSP | 0 | 0 | 0 | 0 | 0 | 0
CT | 1.13 | 3.12 | 1.66 | 0 | 0 | 0
Coal | 32.27 | 0 | 0 | 0 | 0 | 0
Geo | 0 | 0 | 0 | 0 | 0 | 0
H | 12289.94 | 12289.94 | 12289.94 | 12289.94 | 12303.66 | 12303.66
LFG | 4582.65 | 4582.65 | 4582.65 | 5132.48 | 5132.48 | 5132.48
Nuc | 36181.73 | 36181.73 | 36181.73 | 36181.73 | 26141.23 | 19310.53
PS | 120.62 | 159.37 | 88.22 | 58.59 | 58.59 | 182.06
PV | 5.26 | 517.71 | 517.71 | 517.71 | 517.71 | 517.71
PeakG | 8.69 | 32.3 | 19.66 | 0 | 13.74 | 15.33
PeakO | 0 | 0 | 0 | 0 | 0 | 0
ST | 0 | 0 | 0 | 0 | 0 | 0
STOG | 0 | 0 | 0 | 0 | 0 | 0
STWD | 4274.88 | 799.37 | 90.94 | 213.39 | 2016.51 | 2015.93
WT | 1283.3 | 5585.39 | 10292.72 | 16205.23 | 28336.98 | 28336.98
IGCC | 0 | 0 | 0 | 0 | 0 | 0
DemandResponse | 0 | 0 | 0 | 0 | 0 | 0
IGCC-CCS | 0 | 0 | 0 | 0 | 0 | 0
WT_off | 1870.13 | 1870.13 | 1870.13 | 1870.13 | 1870.13 | 1870.13
PseudoUnit | 0 | 0 | 0 | 0 | 0 | 0
FixedInterchange | 0 | 0 | 0 | 0 | 0 | 0
Total Generation by Reporting Type: NonRTO_Midwest
ReportingType | 2015 | 2020 | 2025 | 2030 | 2035 | 2040
BM | 0 | 0 | 0 | 0 | 5565.4 | 45875.85
CC | 23129.08 | 45400.61 | 45400.61 | 44881.84 | 37880.62 | 1860.94
CSP | 0 | 0 | 0 | 0 | 0 | 0
CT | 0 | 0 | 0 | 0 | 0 | 0
Coal | 37101.49 | 15465.42 | 3216.82 | 5273.13 | 6190.58 | 6190.58
Geo | 0 | 0 | 0 | 0 | 0 | 0
H | 457.8 | 457.8 | 3593.25 | 3593.25 | 3593.25 | 3593.25
LFG | 110.38 | 110.38 | 1373.79 | 1373.79 | 1373.79 | 1373.79
Nuc | 0.04 | 0.04 | 0.07 | 0.48 | 6457.16 | 6457.16
PS | 0 | 0 | 0 | 0 | 0 | 0
PV | 0 | 0 | 0 | 0 | 0 | 0
PeakG | 143.73 | 27.42 | 196.14 | 228.53 | 44.37 | 0
PeakO | 0 | 0 | 0 | 0 | 0 | 0
ST | 0 | 0 | 0 | 0 | 0 | 0
STOG | 0 | 0 | 0 | 0 | 0 | 0
STWD | 0 | 0 | 0 | 0 | 0 | 0
WT | 151.43 | 151.43 | 151.43 | 151.43 | 151.43 | 151.43
IGCC | 0 | 0 | 0 | 0 | 0 | 0
DemandResponse | 0 | 0 | 0 | 0 | 0 | 0
IGCC-CCS | 0 | 0 | 0 | 0 | 0 | 0
WT_off | 0 | 0 | 0 | 0 | 0 | 0
PseudoUnit | 0 | 0 | 0 | 0 | 0 | 0
FixedInterchange | 0 | 0 | 0 | 0 | 0 | 0
Total Generation by Reporting Type: NYISO_A-F
ReportingType | 2015 | 2020 | 2025 | 2030 | 2035 | 2040
BM | 0 | 0 | 0 | 0 | 0 | 0
CC | 6460.17 | 6254.97 | 4345.6 | 4080.09 | 607.46 | 413.58
CSP | 0 | 0 | 0 | 0 | 0 | 0
CT | 0 | 0 | 0 | 0 | 0 | 0
Coal | 0 | 0 | 0 | 0 | 0 | 0
Geo | 0 | 0 | 0 | 0 | 0 | 0
H | 27149.99 | 27149.99 | 27149.99 | 27149.99 | 27149.99 | 27149.99
LFG | 1359.2 | 1359.2 | 1359.2 | 1894.79 | 1894.79 | 1894.79
Nuc | 26211.3 | 26211.3 | 26211.3 | 21372.53 | 16850.79 | 10212.67
PS | 210.36 | 37.51 | 0 | 0 | 0 | 240.71
PV | 0 | 0 | 0 | 0 | 0 | 0
PeakG | 0 | 0 | 0 | 0 | 0 | 0
PeakO | 0 | 0 | 0 | 0 | 0 | 0
ST | 0 | 0 | 0 | 0 | 0 | 0
STOG | 0 | 0 | 0 | 0 | 0 | 0
STWD | 0 | 0 | 0 | 86.51 | 284.21 | 284.21
WT | 10101.82 | 11933.66 | 11933.66 | 13625.29 | 24859.66 | 31609.27
IGCC | 0 | 0 | 0 | 0 | 0 | 0
DemandResponse | 0 | 0 | 0 | 0 | 0 | 0
IGCC-CCS | 0 | 0 | 0 | 0 | 0 | 0
WT_off | 0 | 0 | 0 | 0 | 0 | 0
PseudoUnit | 0 | 0 | 0 | 0 | 0 | 0
FixedInterchange | 0 | 0 | 0 | 0 | 0 | 0
Total Generation by Reporting Type: NYISO_G-I
ReportingType | 2015 | 2020 | 2025 | 2030 | 2035 | 2040
BM | 0 | 0 | 0 | 0 | 4069.69 | 4998.12
CC | 2335.61 | 2384 | 2419.31 | 1198.79 | 1138.44 | 653.1
CSP | 0 | 0 | 0 | 0 | 0 | 0
CT | 0 | 0 | 0 | 0 | 0 | 0
Coal | 0 | 0 | 0 | 0 | 0 | 0
Geo | 0 | 0 | 0 | 0 | 0 | 0
H | 266.56 | 266.56 | 266.56 | 266.56 | 266.56 | 266.56
LFG | 504.58 | 504.58 | 504.58 | 1090.62 | 1090.62 | 1090.62
Nuc | 15929.31 | 15929.31 | 15929.31 | 15929.31 | 7987.24 | 10986.49
PS | 0 | 0 | 0 | 0 | 0 | 0
PV | 0 | 0 | 0 | 0 | 0 | 0
PeakG | 0 | 0.01 | 0.67 | 0.67 | 0.67 | 0.03
PeakO | 0 | 0 | 0 | 0 | 0 | 0
ST | 0 | 0 | 0 | 0 | 0 | 0
STOG | 0 | 0 | 0 | 0 | 0 | 0
STWD | 0 | 0 | 0 | 0 | 0 | 0
WT | 0 | 178.23 | 178.23 | 909.97 | 909.97 | 909.97
IGCC | 0 | 0 | 0 | 0 | 0 | 0
DemandResponse | 0 | 0 | 0 | 0 | 0 | 0
IGCC-CCS | 0 | 0 | 0 | 0 | 0 | 0
WT_off | 0 | 0 | 0 | 0 | 0 | 0
PseudoUnit | 0 | 0 | 0 | 0 | 0 | 0
FixedInterchange | 0 | 0 | 0 | 0 | 0 | 0
Total Generation by Reporting Type: NYISO_J-K
ReportingType | 2015 | 2020 | 2025 | 2030 | 2035 | 2040
BM | 0 | 0 | 0 | 0 | 0 | 0
CC | 20470.65 | 19895.05 | 16514.04 | 14142.79 | 12445.84 | 9525.51
CSP | 0 | 0 | 0 | 0 | 0 | 0
CT | 0 | 0 | 0 | 0 | 0 | 0
Coal | 0 | 0 | 0 | 0 | 0 | 0
Geo | 0 | 0 | 0 | 0 | 0 | 0
H | 0 | 0 | 0 | 0 | 0 | 0
LFG | 977.62 | 977.62 | 977.62 | 1563.66 | 1563.66 | 1563.66
Nuc | 0 | 0.01 | 0.04 | 0.19 | 0.78 | 0.6
PS | 0 | 0 | 0 | 0 | 0 | 0
PV | 53.26 | 53.26 | 53.26 | 53.26 | 53.26 | 53.26
PeakG | 53.23 | 81.15 | 120.32 | 108.33 | 348.57 | 263.21
PeakO | 0 | 0 | 0 | 0 | 0 | 0
ST | 0 | 0 | 0 | 0 | 0 | 0
STOG | 459.92 | 633.13 | 981.58 | 928.42 | 416.95 | 264.49
STWD | 0 | 0 | 0 | 0 | 0 | 0
WT | 0 | 0 | 0 | 99.69 | 861.26 | 861.26
IGCC | 0 | 0 | 0 | 0 | 0 | 0
DemandResponse | 0 | 0 | 0 | 0 | 0 | 0
IGCC-CCS | 0 | 0 | 0 | 0 | 0 | 0
WT_off | 0 | 0 | 0 | 0 | 0 | 0
PseudoUnit | 0 | 0 | 0 | 0 | 0 | 0
FixedInterchange | 0 | 0 | 0 | 0 | 0 | 0
Total Generation by Reporting Type: PJM_E
ReportingType | 2015 | 2020 | 2025 | 2030 | 2035 | 2040
BM | 12.57 | 223.98 | 223.98 | 223.98 | 223.98 | 223.98
CC | 47466.6 | 52215.36 | 58030.21 | 47428.61 | 39449.64 | 20148.76
CSP | 0 | 0 | 0 | 0 | 0 | 0
CT | 0.24 | 2.69 | 5.14 | 0 | 0 | 0
Coal | 639.41 | 357.08 | 207.6 | 31.33 | 647.17 | 1370.24
Geo | 0 | 0 | 0 | 0 | 0 | 0
H | 1839.27 | 1839.27 | 1839.27 | 1839.27 | 1839.27 | 1839.27
LFG | 3714.15 | 4761.94 | 4761.94 | 4761.94 | 4761.94 | 4761.94
Nuc | 66287.73 | 61501.14 | 61501.14 | 61501.14 | 44177.54 | 35032.79
PS | 174 | 174 | 234.54 | 215.02 | 164 | 1020
PV | 102.4 | 102.4 | 102.4 | 102.4 | 102.4 | 102.4
PeakG | 33.09 | 252.23 | 481.71 | 798.56 | 379.56 | 252.23
PeakO | 0 | 0 | 0 | 0 | 0 | 0
ST | 0 | 0 | 0 | 0 | 0 | 0
STOG | 268.49 | 474.47 | 0 | 0 | 0 | 0
STWD | 0 | 0 | 0 | 0 | 0 | 0
WT | 2143.36 | 2143.36 | 2143.36 | 2143.36 | 2183.19 | 2183.19
IGCC | 0 | 0 | 0 | 0 | 0 | 0
DemandResponse | 0 | 0 | 0 | 0 | 0 | 0
IGCC-CCS | 0 | 0 | 0 | 0 | 0 | 0
WT_off | 0 | 0 | 3990.52 | 3990.52 | 6109.78 | 34826.4
PseudoUnit | 0 | 0 | 0 | 0 | 0 | 0
FixedInterchange | 0 | 0 | 0 | 0 | 0 | 0
Total Generation by Reporting Type: PJM_ROM
ReportingType | 2015 | 2020 | 2025 | 2030 | 2035 | 2040
BM | 7.54 | 134.39 | 134.39 | 134.39 | 17603.64 | 17603.64
CC | 21642.91 | 24295.68 | 26765.25 | 21167.44 | 16942.37 | 7192.32
CSP | 0 | 0 | 0 | 0 | 0 | 0
CT | 0.15 | 1.64 | 3.14 | 3.14 | 0 | 0
Coal | 13269.07 | 3801.64 | 544.56 | 1290.18 | 2438.76 | 2437.67
Geo | 0 | 0 | 0 | 0 | 0 | 0
H | 3645.46 | 3645.46 | 6490.47 | 6490.47 | 6490.47 | 6490.47
LFG | 2813.8 | 4903.85 | 4903.85 | 4903.85 | 4903.85 | 4903.85
Nuc | 39227.38 | 39227.38 | 39227.38 | 39227.38 | 38604.43 | 49753.83
PS | 658.15 | 643.73 | 620.33 | 620.33 | 620.33 | 3858.15
PV | 10.51 | 2384.82 | 3714.14 | 4011.67 | 4034.1 | 4141.11
PeakG | 0 | 13.86 | 51.56 | 301.75 | 163.15 | 152.46
PeakO | 0 | 0 | 0 | 0 | 0 | 0
ST | 0 | 0 | 0 | 0 | 0 | 0
STOG | 691.59 | 1117.57 | 0 | 0 | 0 | 0
STWD | 28.46 | 490.56 | 490.56 | 490.56 | 490.56 | 490.56
WT | 3032.09 | 4910.74 | 4910.74 | 4910.74 | 17226.14 | 17226.14
IGCC | 0 | 0 | 0 | 0 | 0 | 0
DemandResponse | 0 | 0 | 0 | 0 | 0 | 0
IGCC-CCS | 0 | 0 | 0 | 0 | 0 | 0
WT_off | 0 | 0 | 0 | 0 | 0 | 37660.08
PseudoUnit | 0 | 0 | 0 | 0 | 0 | 0
FixedInterchange | 0 | 0 | 0 | 0 | 0 | 0
Total Generation by Reporting Type: PJM_ROR
ReportingType | 2015 | 2020 | 2025 | 2030 | 2035 | 2040
BM | 161.29 | 2874.47 | 2426.45 | 2874.47 | 2874.47 | 78815.17
CC | 177289.96 | 223095.71 | 234094.93 | 210703.74 | 174607.47 | 12587.21
CSP | 0 | 0 | 0 | 0 | 0 | 0
CT | 2.98 | 2.98 | 5.69 | 5.69 | 0 | 0
Coal | 189048.45 | 103441.13 | 16154.73 | 13824.41 | 28763.2 | 28763.2
Geo | 0 | 0 | 0 | 0 | 0 | 0
H | 4602.26 | 6925.78 | 6925.78 | 6925.78 | 6925.78 | 6925.78
LFG | 4252.63 | 8302.71 | 8302.71 | 8302.71 | 8302.71 | 8302.71
Nuc | 156083.84 | 156083.84 | 156083.84 | 149330.43 | 145476.33 | 224506.05
PS | 1340.23 | 1340.23 | 1428.52 | 1571.57 | 1263.21 | 7856.55
PV | 63.07 | 63.07 | 432.58 | 446.3 | 446.3 | 446.3
PeakG | 838.04 | 1022.99 | 1821.25 | 1601.52 | 1140.07 | 410.62
PeakO | 0 | 0 | 0 | 0 | 0 | 0
ST | 0 | 0 | 0 | 0 | 0 | 0
STOG | 408.99 | 798.51 | 764.97 | 0 | 0 | 0
STWD | 36.67 | 1359.55 | 1139.21 | 998.99 | 1359.55 | 1359.55
WT | 28147.97 | 28682.04 | 44463.42 | 134931.36 | 134931.36 | 134931.36
IGCC | 0 | 0 | 0 | 0 | 0 | 0
DemandResponse | 0 | 0 | 0 | 0 | 0 | 0
IGCC-CCS | 0 | 0 | 0 | 0 | 0 | 0
WT_off | 0 | 0 | 0 | 0 | 0 | 0
PseudoUnit | 0 | 0 | 0 | 0 | 0 | 0
FixedInterchange | 0 | 0 | 0 | 0 | 0 | 0
Total Generation by Reporting Type: SOCO
ReportingType | 2015 | 2020 | 2025 | 2030 | 2035 | 2040
BM | 38.26 | 88.97 | 299.44 | 410.64 | 48942.4 | 48942.4
CC | 149954.01 | 179227.86 | 184252.15 | 121614.97 | 47622.25 | 8302.92
CSP | 0 | 0 | 0 | 0 | 0 | 0
CT | 0 | 0 | 0 | 0 | 0 | 0
Coal | 37844.4 | 12670.69 | 5406.9 | 7209.76 | 7209.76 | 7209.76
Geo | 0 | 0 | 0 | 0 | 0 | 0
H | 10893.11 | 10893.11 | 10893.11 | 10893.11 | 10893.11 | 10893.11
LFG | 291.71 | 291.71 | 1138.45 | 1138.45 | 1138.45 | 1138.45
Nuc | 45497.84 | 62634.5 | 62634.5 | 129105.89 | 150295.94 | 195389.28
PS | 767.05 | 712.96 | 1239.39 | 686.75 | 351.75 | 4271.25
PV | 0 | 0 | 0 | 0 | 0 | 0
PeakG | 668.82 | 950.88 | 1758.45 | 108.71 | 137.45 | 54.35
PeakO | 0 | 0 | 0 | 0 | 0 | 0
ST | 0 | 0 | 0 | 0 | 0 | 0
STOG | 0 | 0 | 0 | 0 | 0 | 0
STWD | 259.74 | 451.92 | 692.4 | 3922.63 | 4681.34 | 3190
WT | 0 | 0 | 0 | 0 | 209.15 | 209.15
IGCC | 0 | 0 | 0 | 0 | 0 | 0
DemandResponse | 0 | 0 | 0 | 0 | 0 | 0
IGCC-CCS | 0 | 0 | 0 | 0 | 0 | 0
WT_off | 0 | 0 | 0 | 0 | 0 | 0
PseudoUnit | 0 | 0 | 0 | 0 | 0 | 0
FixedInterchange | 0 | 0 | 0 | 0 | 0 | 0
Total Generation by Reporting Type: SPP_N
ReportingType | 2015 | 2020 | 2025 | 2030 | 2035 | 2040
BM | 0 | 0 | 0 | 0 | 40782.61 | 42326
CC | 14350.76 | 31728.48 | 26439.82 | 22946.17 | 9194.83 | 5679.24
CSP | 0 | 0 | 0 | 0 | 0 | 0
CT | 0 | 0 | 0 | 0 | 0 | 0
Coal | 56922.93 | 19332.77 | 1815.85 | 2337.91 | 5840.47 | 5840.47
Geo | 0 | 0 | 0 | 0 | 0 | 0
H | 60 | 60 | 60 | 60 | 60 | 60
LFG | 55.19 | 55.19 | 804.17 | 804.17 | 804.17 | 804.17
Nuc | 9035.69 | 9035.69 | 9035.69 | 9035.69 | 9035.69 | 9035.69
PS | 0 | 0 | 0 | 0 | 0 | 0
PV | 0 | 0 | 0 | 0 | 0 | 0
PeakG | 19.33 | 0 | 0 | 16.14 | 0 | 0
PeakO | 0 | 0 | 0 | 0 | 0 | 0
ST | 0 | 0 | 0 | 0 | 0 | 0
STOG | 173.43 | 20.55 | 83.28 | 173.43 | 0 | 0
STWD | 0 | 0 | 0 | 0 | 0 | 0
WT | 4213.48 | 46971.51 | 46971.51 | 46971.51 | 47215.58 | 50639.36
IGCC | 0 | 0 | 0 | 0 | 0 | 0
DemandResponse | 0 | 0 | 0 | 0 | 0 | 0
IGCC-CCS | 0 | 0 | 0 | 0 | 0 | 0
WT_off | 0 | 0 | 0 | 0 | 0 | 0
PseudoUnit | 0 | 0 | 0 | 0 | 0 | 0
FixedInterchange | 0 | 0 | 0 | 0 | 0 | 0
Total Generation by Reporting Type: SPP_S
ReportingType | 2015 | 2020 | 2025 | 2030 | 2035 | 2040
BM | 0 | 0 | 0 | 0 | 16272.61 | 25685.49
CC | 41245.58 | 46562.84 | 50597.94 | 47113 | 22287.79 | 15315.38
CSP | 0 | 0 | 0 | 0 | 0 | 0
CT | 16.74 | 0 | 0 | 0 | 0 | 3.75
Coal | 81375.52 | 8792.27 | 839.93 | 0 | 0 | 0
Geo | 0 | 0 | 0 | 0 | 0 | 0
H | 10050.79 | 10050.79 | 10050.79 | 10336.52 | 10336.52 | 10336.52
LFG | 149.8 | 149.8 | 898.78 | 898.78 | 898.78 | 898.78
Nuc | 0.02 | 0.04 | 0.04 | 10985 | 10985.66 | 10985.49
PS | 194.01 | 178.4 | 178.4 | 178.4 | 89.2 | 1137.3
PV | 0 | 0 | 0 | 0 | 0 | 0
PeakG | 0 | 0 | 0 | 0 | 0 | 0
PeakO | 0 | 0 | 0 | 0 | 0 | 0
ST | 0 | 0 | 0 | 0 | 0 | 0
STOG | 2112.86 | 632.93 | 1428.11 | 1119.38 | 275.69 | 71.73
STWD | 55.57 | 30.24 | 30.24 | 200.24 | 588.67 | 457.27
WT | 9404.55 | 108932.58 | 108932.58 | 108932.58 | 108932.58 | 108932.58
IGCC | 0 | 0 | 0 | 0 | 0 | 0
DemandResponse | 0 | 0 | 0 | 0 | 0 | 0
IGCC-CCS | 0 | 0 | 0 | 0 | 0 | 0
WT_off | 0 | 0 | 0 | 0 | 0 | 0
PseudoUnit | 0 | 0 | 0 | 0 | 0 | 0
FixedInterchange | 0 | 0 | 0 | 0 | 0 | 0
Total Generation by Reporting Type: TVA
ReportingType | 2015 | 2020 | 2025 | 2030 | 2035 | 2040
BM | 0 | 0 | 0 | 0 | 55206.83 | 55206.83
CC | 50316.91 | 77500.17 | 84235.17 | 79076.24 | 39730.62 | 3575.42
CSP | 0 | 0 | 0 | 0 | 0 | 0
CT | 0 | 0 | 0 | 0 | 0 | 0
Coal | 34777.7 | 13967.4 | 406.55 | 0 | 0 | 0
Geo | 0 | 0 | 0 | 0 | 0 | 0
H | 17444.8 | 17444.8 | 17545.57 | 17545.57 | 17545.57 | 17545.57
LFG | 102.49 | 102.49 | 949.23 | 949.23 | 949.23 | 949.23
Nuc | 65391.09 | 65391.09 | 65391.09 | 65391.09 | 64505.94 | 92063.54
PS | 722.87 | 626.95 | 714.63 | 714.63 | 366.03 | 4444.65
PV | 0 | 0 | 0 | 0 | 0 | 98.5
PeakG | 0 | 0 | 0 | 0 | 0 | 0
PeakO | 0 | 0 | 0 | 0 | 0 | 0
ST | 0 | 0 | 0 | 0 | 0 | 0
STOG | 0 | 0 | 0 | 0 | 0 | 0
STWD | 1.96 | 2.03 | 3.38 | 29.36 | 35.04 | 35.04
WT | 73.94 | 73.94 | 73.94 | 73.94 | 283.09 | 283.09
IGCC | 0 | 0 | 0 | 0 | 0 | 0
DemandResponse | 0 | 0 | 0 | 0 | 0 | 0
IGCC-CCS | 0 | 0 | 0 | 0 | 0 | 0
WT_off | 0 | 0 | 0 | 0 | 0 | 0
PseudoUnit | 0 | 0 | 0 | 0 | 0 | 0
FixedInterchange | 0 | 0 | 0 | 0 | 0 | 0
Total Generation by Reporting Type: TVA_Transmission
ReportingType | 2015 | 2020 | 2025 | 2030 | 2035 | 2040
BM | 0 | 0 | 0 | 0 | 0 | 0
CC | 0 | 0 | 0 | 0 | 0 | 0
CSP | 0 | 0 | 0 | 0 | 0 | 0
CT | 0 | 0 | 0 | 0 | 0 | 0
Coal | 0 | 0 | 0 | 0 | 0 | 0
Geo | 0 | 0 | 0 | 0 | 0 | 0
H | 0 | 0 | 0 | 0 | 0 | 0
LFG | 0 | 0 | 0 | 0 | 0 | 0
Nuc | 0 | 0 | 0 | 0 | 0 | 0
PS | 0 | 0 | 0 | 0 | 0 | 0
PV | 0 | 0 | 0 | 0 | 0 | 0
PeakG | 0 | 0 | 0 | 0 | 0 | 0
PeakO | 0 | 0 | 0 | 0 | 0 | 0
ST | 0 | 0 | 0 | 0 | 0 | 0
STOG | 0 | 0 | 0 | 0 | 0 | 0
STWD | 0 | 0 | 0 | 0 | 0 | 0
WT | 0 | 0 | 0 | 0 | 0 | 0
IGCC | 0 | 0 | 0 | 0 | 0 | 0
DemandResponse | 0 | 0 | 0 | 0 | 0 | 0
IGCC-CCS | 0 | 0 | 0 | 0 | 0 | 0
WT_off | 0 | 0 | 0 | 0 | 0 | 0
PseudoUnit | 0 | 0 | 0 | 0 | 0 | 0
FixedInterchange | 0 | 0 | 0 | 0 | 0 | 0
Total Generation by Reporting Type: VACAR
ReportingType | 2015 | 2020 | 2025 | 2030 | 2035 | 2040
BM | 6.84 | 1277.68 | 5298.64 | 5393.73 | 5393.73 | 42798.34
CC | 128506.1 | 125855.89 | 122391.8 | 107710.81 | 42390.07 | 10820.69
CSP | 0 | 0 | 0 | 0 | 0 | 0
CT | 73.69 | 73.69 | 140.69 | 0 | 0 | 0
Coal | 25860.22 | 15142.23 | 3290.18 | 2619.77 | 4026.64 | 4026.64
Geo | 0 | 0 | 0 | 0 | 0 | 0
H | 4325 | 4325 | 4325 | 4325 | 4325 | 4325
LFG | 499.37 | 1343.43 | 1343.43 | 1343.43 | 1343.43 | 1343.43
Nuc | 89032.75 | 107182.03 | 124402.22 | 134802.27 | 109502.33 | 95029.64
PS | 1203.36 | 1889.7 | 1988.16 | 1108.76 | 549.36 | 6670.8
PV | 42.05 | 299.54 | 304.04 | 305.59 | 305.59 | 311.37
PeakG | 103.61 | 228.07 | 392.73 | 417.73 | 131.09 | 125.07
PeakO | 0 | 0 | 0 | 0 | 0 | 0
ST | 0 | 0 | 0 | 0 | 0 | 0
STOG | 0 | 0 | 0 | 0 | 0 | 0
STWD | 1969.25 | 1969.25 | 1969.25 | 1969.25 | 1969.25 | 1529.68
WT | 2.34 | 7866.99 | 7866.99 | 7866.99 | 7866.99 | 7866.99
IGCC | 0 | 0 | 0 | 0 | 0 | 0
DemandResponse | 0 | 0 | 0 | 0 | 0 | 0
IGCC-CCS | 0 | 0 | 0 | 0 | 0 | 0
WT_off | 3.46 | 3.46 | 3.46 | 3.46 | 97648.28 | 135662.52
PseudoUnit | 0 | 0 | 0 | 0 | 0 | 0
FixedInterchange | 0 | 0 | 0 | 0 | 0 | 0
Total Generation by Reporting Type: IESO
ReportingType | 2015 | 2020 | 2025 | 2030 | 2035 | 2040
BM | 0 | 0 | 0 | 0 | 0 | 6.73
CC | 0 | 0 | 0 | 0 | 0 | 0
CSP | 0 | 0 | 0 | 0 | 0 | 0
CT | 0 | 0 | 0 | 0 | 0 | 0
Coal | 0 | 0 | 0 | 0 | 0 | 0
Geo | 0 | 0 | 0 | 0 | 0 | 0
H | 57114.98 | 57114.98 | 57114.98 | 57114.98 | 57114.98 | 57114.98
LFG | 926.37 | 926.37 | 926.37 | 926.37 | 926.37 | 926.37
Nuc | 74140.63 | 67531.08 | 65916.61 | 71223.48 | 71009.45 | 71017.3
PS | 0 | 0 | 0 | 0 | 0 | 7.38
PV | 78.84 | 78.84 | 78.84 | 78.84 | 78.84 | 78.84
PeakG | 0 | 0 | 0 | 0 | 0 | 0
PeakO | 0 | 0 | 0 | 0 | 0 | 0
ST | 0 | 0 | 0 | 0 | 0 | 0
STOG | 0 | 0 | 0 | 0 | 0 | 0
STWD | 0 | 0 | 0 | 0 | 0 | 4.38
WT | 8479.75 | 8479.75 | 8479.75 | 8479.75 | 3205.67 | 3205.67
IGCC | 0 | 0 | 0 | 0 | 0 | 0
DemandResponse | 0 | 0 | 0 | 0 | 0 | 0
IGCC-CCS | 0 | 0 | 0 | 0 | 0 | 0
WT_off | 0 | 0 | 0 | 0 | 0 | 0
PseudoUnit | 0 | 0 | 0 | 0 | 0 | 0
FixedInterchange | 0 | 0 | 0 | 0 | 0 | 0
Total Generation by Reporting Type: MAPP_CA
ReportingType | 2015 | 2020 | 2025 | 2030 | 2035 | 2040
BM | 0 | 0 | 0 | 0 | 0 | 0
CC | 7729.06 | 7729.06 | 566.08 | 0 | 0 | 0
CSP | 0 | 0 | 0 | 0 | 0 | 0
CT | 0 | 0 | 0 | 0 | 0 | 0
Coal | 279.99 | 44.17 | 0 | 0 | 0 | 0
Geo | 0 | 0 | 0 | 0 | 0 | 0
H | 42543.38 | 47109.53 | 56931.68 | 70115.21 | 70871.05 | 70871.05
LFG | 0 | 0 | 0 | 0 | 0 | 0
Nuc | 0 | 0.04 | 0 | 0 | 0.21 | 0
PS | 0 | 0 | 0 | 0 | 0 | 0
PV | 0 | 0 | 0 | 0 | 0 | 0
PeakG | 85.63 | 79.66 | 0 | 0 | 0 | 0
PeakO | 0 | 0 | 0 | 0 | 0 | 0
ST | 0 | 0 | 0 | 0 | 0 | 0
STOG | 12.04 | 0 | 0 | 0 | 0 | 0
STWD | 0 | 0 | 0 | 0 | 0 | 0
WT | 1446.06 | 1446.06 | 1446.06 | 1446.06 | 0 | 0
IGCC | 0 | 0 | 0 | 0 | 0 | 0
DemandResponse | 0 | 0 | 0 | 0 | 0 | 0
IGCC-CCS | 0 | 0 | 0 | 0 | 0 | 0
WT_off | 0 | 0 | 0 | 0 | 0 | 0
PseudoUnit | 0 | 0 | 0 | 0 | 0 | 0
FixedInterchange | 0 | 0 | 0 | 0 | 0 | 0
Total Generation by Reporting Type: AZ_NM_SNV_Coal
ReportingType | 2015 | 2020 | 2025 | 2030 | 2035 | 2040
BM | 0 | 0 | 0 | 0 | 0 | 0
CC | 0 | 0 | 0 | 0 | 0 | 0
CSP | 0 | 0 | 0 | 0 | 0 | 0
CT | 0 | 0 | 0 | 0 | 0 | 0
Coal | 51752.62 | 47242.83 | 10526.63 | 476.17 | 3145.05 | 1652.04
Geo | 0 | 0 | 0 | 0 | 0 | 0
H | 0 | 0 | 0 | 0 | 0 | 0
LFG | 0 | 0 | 0 | 0 | 0 | 0
Nuc | 0 | 0 | 0 | 0 | 0 | 0
PS | 0 | 0 | 0 | 0 | 0 | 0
PV | 0 | 0 | 0 | 0 | 0 | 0
PeakG | 0 | 0 | 0 | 0 | 0 | 0
PeakO | 0 | 0 | 0 | 0 | 0 | 0
ST | 0 | 0 | 0 | 0 | 0 | 0
STOG | 0 | 0 | 0 | 0 | 0 | 0
STWD | 0 | 0 | 0 | 0 | 0 | 0
WT | 0 | 0 | 0 | 0 | 0 | 0
IGCC | 0 | 0 | 0 | 0 | 0 | 0
DemandResponse | 0 | 0 | 0 | 0 | 0 | 0
IGCC-CCS | 0 | 0 | 0 | 0 | 0 | 0
WT_off | 0 | 0 | 0 | 0 | 0 | 0
PseudoUnit | 0 | 0 | 0 | 0 | 0 | 0
FixedInterchange | 0 | 0 | 0 | 0 | 0 | 0
Total Generation by Reporting Type: AZ_NM_SNV_Gas
ReportingType | 2015 | 2020 | 2025 | 2030 | 2035 | 2040
BM | 0 | 0 | 0 | 0 | 0 | 0
CC | 65856.89 | 56044.04 | 83488.9 | 52348.09 | 18746.96 | 13866.64
CSP | 0 | 0 | 0 | 0 | 0 | 0
CT | 0 | 0 | 0 | 0 | 0 | 0
Coal | 0 | 0 | 0 | 0 | 0 | 0
Geo | 0 | 0 | 0 | 0 | 0 | 0
H | 0 | 0 | 0 | 0 | 0 | 0
LFG | 0 | 0 | 0 | 0 | 0 | 0
Nuc | 0 | 0 | 0 | 0 | 0 | 0
PS | 0 | 0 | 0 | 0 | 0 | 0
PV | 0 | 0 | 0 | 0 | 0 | 0
PeakG | 0 | 0 | 0 | 0 | 0 | 0
PeakO | 0 | 0 | 0 | 0 | 0 | 0
ST | 0 | 0 | 0 | 0 | 0 | 0
STOG | 0 | 0 | 0 | 0 | 0 | 0
STWD | 0 | 0 | 0 | 0 | 0 | 0
WT | 0 | 0 | 0 | 0 | 0 | 0
IGCC | 0 | 0 | 0 | 0 | 0 | 0
DemandResponse | 0 | 0 | 0 | 0 | 0 | 0
IGCC-CCS | 0 | 0 | 0 | 0 | 0 | 0
WT_off | 0 | 0 | 0 | 0 | 0 | 0
PseudoUnit | 0 | 0 | 0 | 0 | 0 | 0
FixedInterchange | 0 | 0 | 0 | 0 | 0 | 0
Total Generation by Reporting Type: AZ_NM_SNV_NucRenew
ReportingType | 2015 | 2020 | 2025 | 2030 | 2035 | 2040
BM | 0 | 0 | 0 | 0 | 0 | 583.6
CC | 0 | 0 | 0 | 0 | 0 | 0
CSP | 0 | 0 | 0 | 0 | 0 | 0
CT | 0 | 0 | 0 | 0 | 0 | 0
Coal | 0 | 0 | 0 | 0 | 0 | 0
Geo | 0 | 0 | 12066.9 | 12066.9 | 12066.9 | 12066.9
H | 8952 | 8952 | 8952 | 8952 | 8952 | 8952
LFG | 55.19 | 55.19 | 533.48 | 533.48 | 533.48 | 533.48
Nuc | 30183.89 | 30183.89 | 30183.89 | 55146.19 | 108631.44 | 108631.44
PS | 2.16 | 0 | 23.76 | 23.76 | 23.76 | 34.56
PV | 365.63 | 365.63 | 365.63 | 365.63 | 365.63 | 365.63
PeakG | 0 | 0 | 0 | 0 | 0 | 0
PeakO | 0 | 0 | 0 | 0 | 0 | 0
ST | 981.12 | 2542.54 | 3340.66 | 3802.41 | 5630.71 | 5630.71
STOG | 0 | 0 | 0 | 0 | 0 | 0
STWD | 182.21 | 182.21 | 182.21 | 182.21 | 182.21 | 182.21
WT | 1407.73 | 33014.92 | 33014.92 | 33014.92 | 33014.92 | 33014.92
IGCC | 0 | 0 | 0 | 0 | 0 | 0
DemandResponse | 0 | 0 | 0 | 0 | 0 | 0
IGCC-CCS | 0 | 0 | 0 | 0 | 0 | 0
WT_off | 0 | 0 | 0 | 0 | 0 | 0
PseudoUnit | 0 | 0 | 0 | 0 | 0 | 0
FixedInterchange | 0 | 0 | 0 | 0 | 0 | 0
Total Generation by Reporting Type: ERCOT
ReportingType | 2015 | 2020 | 2025 | 2030 | 2035 | 2040
BM | 58.16 | 100.59 | 151.75 | 1082.59 | 30349.68 | 23411.7
CC | 219096.91 | 235482.15 | 205128.21 | 184173.03 | 84175.37 | 55753.63
CSP | 0 | 0 | 0 | 0 | 0 | 0
CT | 0 | 2.34 | 1.46 | 8.17 | 0 | 0
Coal | 42895.43 | 27968.6 | 3958.58 | 5031.14 | 5910.12 | 5910.12
Geo | 0 | 0 | 0 | 0 | 0 | 0
H | 607.38 | 607.38 | 607.38 | 607.38 | 607.38 | 607.38
LFG | 591.3 | 591.3 | 3382.24 | 3382.24 | 3382.24 | 3382.24
Nuc | 39655.79 | 39655.79 | 39655.79 | 52785.11 | 126133.61 | 163220.04
PS | 0 | 0 | 0 | 0 | 0 | 0
PV | 30.84 | 30.84 | 30.84 | 30.84 | 2.63 | 2.63
PeakG | 0 | 6.3 | 0 | 41.06 | 40.35 | 39.99
PeakO | 0 | 0 | 0 | 0 | 0 | 0
ST | 0 | 0 | 0 | 0 | 0 | 0
STOG | 2034.23 | 3319.45 | 986.48 | 845.84 | 0 | 0
STWD | 0 | 0 | 0 | 0 | 0 | 0
WT | 27080.39 | 27080.39 | 83850.29 | 83850.29 | 83850.32 | 84590.33
IGCC | 0 | 0 | 0 | 0 | 0 | 0
DemandResponse | 0 | 0 | 0 | 0 | 0 | 0
IGCC-CCS | 0 | 0 | 0 | 0 | 0 | 0
WT_off | 0 | 0 | 0 | 0 | 0 | 0
PseudoUnit | 0 | 0 | 0 | 0 | 0 | 0
FixedInterchange | 0 | 0 | 0 | 0 | 0 | 0
Total Generation by Reporting Type: NP15
ReportingType | 2015 | 2020 | 2025 | 2030 | 2035 | 2040
BM | 0 | 0 | 0 | 0 | 0 | 2202.88
CC | 58907.46 | 58669.37 | 58649.89 | 41330.55 | 13879.9 | 7318.63
CSP | 0 | 0 | 0 | 0 | 0 | 0
CT | 0 | 0 | 0 | 0 | 0 | 0
Coal | 1435.64 | 0 | 0 | 0 | 0 | 0
Geo | 9050.48 | 13762.67 | 14043.68 | 14043.68 | 14043.68 | 14043.68
H | 24182 | 24182 | 24182 | 24182 | 24182 | 24182
LFG | 670.14 | 3653.7 | 5124.6 | 5124.6 | 5124.6 | 5124.6
Nuc | 17915.6 | 17915.6 | 17915.6 | 50609.86 | 70761.62 | 77942.82
PS | 0 | 0 | 0 | 17.2 | 0 | 2.73
PV | 153.52 | 153.52 | 153.52 | 153.52 | 153.52 | 153.52
PeakG | 0 | 0 | 0 | 0 | 0 | 0
PeakO | 0 | 0 | 0 | 0 | 0 | 0
ST | 99.08 | 99.08 | 99.08 | 99.08 | 99.08 | 99.08
STOG | 82 | 43.78 | 82.5 | 0 | 0 | 0
STWD | 3097.54 | 3097.54 | 1802.92 | 3097.54 | 3097.54 | 3097.54
WT | 3102.31 | 11679.16 | 11679.16 | 11679.16 | 33576.2 | 35449.32
IGCC | 0 | 0 | 0 | 0 | 0 | 0
DemandResponse | 0 | 0 | 0 | 0 | 0 | 0
IGCC-CCS | 0 | 0 | 0 | 0 | 0 | 0
WT_off | 0 | 0 | 0 | 0 | 0 | 0
PseudoUnit | 0 | 0 | 0 | 0 | 0 | 0
FixedInterchange | 0 | 0 | 0 | 0 | 0 | 0
Total Generation by Reporting Type: NWPP_Coal
ReportingType | 2015 | 2020 | 2025 | 2030 | 2035 | 2040
BM | 0 | 0 | 0 | 0 | 0 | 0
CC | 0 | 0 | 0 | 0 | 0 | 0
CSP | 0 | 0 | 0 | 0 | 0 | 0
CT | 0 | 0 | 0 | 0 | 0 | 0
Coal | 48746.41 | 36895.85 | 1282.61 | 1282.61 | 1282.61 | 1282.61
Geo | 0 | 0 | 0 | 0 | 0 | 0
H | 0 | 0 | 0 | 0 | 0 | 0
LFG | 0 | 0 | 0 | 0 | 0 | 0
Nuc | 0 | 0 | 0 | 0 | 0 | 0
PS | 0 | 0 | 0 | 0 | 0 | 0
PV | 0 | 0 | 0 | 0 | 0 | 0
PeakG | 0 | 0 | 0 | 0 | 0 | 0
PeakO | 0 | 0 | 0 | 0 | 0 | 0
ST | 0 | 0 | 0 | 0 | 0 | 0
STOG | 0 | 0 | 0 | 0 | 0 | 0
STWD | 0 | 0 | 0 | 0 | 0 | 0
WT | 0 | 0 | 0 | 0 | 0 | 0
IGCC | 0 | 0 | 0 | 0 | 0 | 0
DemandResponse | 0 | 0 | 0 | 0 | 0 | 0
IGCC-CCS | 0 | 0 | 0 | 0 | 0 | 0
WT_off | 0 | 0 | 0 | 0 | 0 | 0
PseudoUnit | 0 | 0 | 0 | 0 | 0 | 0
FixedInterchange | 0 | 0 | 0 | 0 | 0 | 0
Total Generation by Reporting Type: NWPP_Gas
ReportingType | 2015 | 2020 | 2025 | 2030 | 2035 | 2040
BM | 0 | 0 | 0 | 0 | 0 | 0
CC | 50575.36 | 63908.95 | 63908.95 | 40242.77 | 7058.52 | 6024.12
CSP | 0 | 0 | 0 | 0 | 0 | 0
CT | 0 | 0 | 0 | 0 | 0 | 0
Coal | 0 | 0 | 0 | 0 | 0 | 0
Geo | 0 | 0 | 0 | 0 | 0 | 0
H | 0 | 0 | 0 | 0 | 0 | 0
LFG | 0 | 0 | 0 | 0 | 0 | 0
Nuc | 0 | 0 | 0 | 0 | 0 | 0
PS | 0 | 0 | 0 | 0 | 0 | 0
PV | 0 | 0 | 0 | 0 | 0 | 0
PeakG | 0 | 0 | 0 | 0 | 0 | 0
PeakO | 0 | 0 | 0 | 0 | 0 | 0
ST | 0 | 0 | 0 | 0 | 0 | 0
STOG | 0 | 0 | 0 | 0 | 0 | 0
STWD | 0 | 0 | 0 | 0 | 0 | 0
WT | 0 | 0 | 0 | 0 | 0 | 0
IGCC | 0 | 0 | 0 | 0 | 0 | 0
DemandResponse | 0 | 0 | 0 | 0 | 0 | 0
IGCC-CCS | 0 | 0 | 0 | 0 | 0 | 0
WT_off | 0 | 0 | 0 | 0 | 0 | 0
PseudoUnit | 0 | 0 | 0 | 0 | 0 | 0
FixedInterchange | 0 | 0 | 0 | 0 | 0 | 0
Total Generation by Reporting Type: NWPP_NucRenew
ReportingType | 2015 | 2020 | 2025 | 2030 | 2035 | 2040
BM | 0 | 65.88 | 243.02 | 243.02 | 243.02 | 23632.45
CC | 0 | 0 | 0 | 0 | 0 | 0
CSP | 0 | 0 | 0 | 0 | 0 | 0
CT | 0 | 0 | 0 | 0 | 0 | 0
Coal | 0 | 0 | 0 | 0 | 0 | 0
Geo | 3280.13 | 3280.13 | 6891.88 | 6891.88 | 6891.88 | 6891.88
H | 133486 | 133486 | 133486 | 133486 | 134577.8 | 134577.8
LFG | 1013.09 | 1013.09 | 2940.73 | 2940.73 | 2940.73 | 2940.73
Nuc | 8809.8 | 8809.8 | 8809.8 | 8809.8 | 35797.41 | 38757.5
PS | 0 | 0 | 0 | 0 | 0 | 0
PV | 7.88 | 7.88 | 7.88 | 7.88 | 7.88 | 7.88
PeakG | 0 | 0 | 0 | 0 | 0 | 0
PeakO | 0 | 0 | 0 | 0 | 0 | 0
ST | 0 | 0 | 0 | 0 | 0 | 0
STOG | 0 | 0 | 0 | 0 | 0 | 0
STWD | 0 | 0 | 3931.49 | 3931.49 | 3931.49 | 3931.49
WT | 15874.4 | 15874.4 | 15874.4 | 65216 | 65216.01 | 70575.94
IGCC | 0 | 0 | 0 | 0 | 0 | 0
DemandResponse | 0 | 0 | 0 | 0 | 0 | 0
IGCC-CCS | 0 | 0 | 0 | 0 | 0 | 0
WT_off | 0 | 0 | 0 | 0 | 0 | 0
PseudoUnit | 0 | 0 | 0 | 0 | 0 | 0
FixedInterchange | 0 | 0 | 0 | 0 | 0 | 0
Total Generation by Reporting Type: RMPA
ReportingType | 2015 | 2020 | 2025 | 2030 | 2035 | 2040
BM | 0 | 0 | 0 | 0 | 10784.71 | 14388.41
CC | 10611.32 | 12334.42 | 20068.69 | 12674.36 | 5224.65 | 3434.59
CSP | 0 | 0 | 0 | 0 | 0 | 0
CT | 0 | 0 | 0 | 0 | 0 | 0
Coal | 50094.85 | 40847.41 | 6268.76 | 3052.53 | 3049.95 | 2890.93
Geo | 0 | 489.06 | 21387.54 | 21387.54 | 21387.54 | 21387.54
H | 4353 | 4353 | 4353 | 4353 | 4353 | 4353
LFG | 58.34 | 58.34 | 286.45 | 286.45 | 286.45 | 286.45
Nuc | 0.01 | 0.02 | 1264.48 | 14847.8 | 14848.16 | 14847.98
PS | 61.93 | 87.04 | 66.77 | 70.12 | 83.52 | 652.47
PV | 54.93 | 54.93 | 54.93 | 54.93 | 54.93 | 54.93
PeakG | 0 | 0 | 6.14 | 0 | 4.71 | 1.73
PeakO | 0 | 0 | 0 | 0 | 0 | 0
ST | 9.83 | 1213.6 | 1213.6 | 1231.5 | 1231.5 | 1231.5
STOG | 0 | 0 | 0 | 0 | 0 | 0
STWD | 0 | 0 | 0 | 0 | 0 | 0
WT | 6354.34 | 17013.67 | 17013.67 | 18626.99 | 18626.99 | 19035.09
IGCC | 0 | 0 | 0 | 0 | 0 | 0
DemandResponse | 0 | 0 | 0 | 0 | 0 | 0
IGCC-CCS | 0 | 0 | 0 | 0 | 0 | 0
WT_off | 0 | 0 | 0 | 0 | 0 | 0
PseudoUnit | 0 | 0 | 0 | 0 | 0 | 0
FixedInterchange | 0 | 0 | 0 | 0 | 0 | 0
Total Generation by Reporting Type: SP15
ReportingType | 2015 | 2020 | 2025 | 2030 | 2035 | 2040
BM | 44.8 | 44.8 | 44.8 | 44.8 | 44.8 | 5036.6
CC | 83658.59 | 76451.15 | 75103.96 | 65018.18 | 30782.16 | 16807.39
CSP | 0 | 0 | 0 | 0 | 0 | 0
CT | 0 | 0 | 0 | 0 | 0 | 0
Coal | 1392.49 | 761.6 | 333.2 | 0 | 0 | 0
Geo | 7774.15 | 19841.05 | 19841.05 | 19841.05 | 19841.05 | 19841.05
H | 5920 | 5920 | 5920 | 5920 | 5920 | 5920
LFG | 1759.71 | 6141.64 | 6141.64 | 6141.64 | 6141.64 | 6141.64
Nuc | 17526.13 | 17526.13 | 17526.13 | 24649.39 | 29495.35 | 47124.95
PS | 6.29 | 158.4 | 14.01 | 182.82 | 123.66 | 126.85
PV | 331.57 | 331.57 | 331.57 | 331.57 | 331.57 | 331.57
PeakG | 0 | 0 | 0 | 0 | 0 | 0
PeakO | 0 | 0 | 0 | 0 | 0 | 0
ST | 1569.79 | 1569.79 | 1569.79 | 1569.79 | 10012.5 | 12942.33
STOG | 449.88 | 203.04 | 426.29 | 187.98 | 62.09 | 33.92
STWD | 833.95 | 833.95 | 833.95 | 833.95 | 833.95 | 833.95
WT | 5740.26 | 8074.16 | 42569.13 | 42569.13 | 42569.13 | 42569.13
IGCC | 0 | 0 | 0 | 0 | 0 | 0
DemandResponse | 0 | 0 | 0 | 0 | 0 | 0
IGCC-CCS | 0 | 0 | 0 | 0 | 0 | 0
WT_off | 0 | 0 | 0 | 0 | 0 | 0
PseudoUnit | 0 | 0 | 0 | 0 | 0 | 0
FixedInterchange | 0 | 0 | 0 | 0 | 0 | 0
Total Generation by Reporting Type: ALB
ReportingType | 2015 | 2020 | 2025 | 2030 | 2035 | 2040
BM | 0 | 0 | 0 | 0 | 0 | 0
CC | 16213.52 | 16694.53 | 16805.03 | 5.87 | 0 | 5.87
CSP | 0 | 0 | 0 | 0 | 0 | 0
CT | 0 | 0 | 0 | 0 | 0 | 0
Coal | 46350.59 | 46350.59 | 45724.62 | 0 | 0 | 0
Geo | 0 | 0 | 0 | 0 | 0 | 0
H | 1979.87 | 1979.87 | 1979.87 | 1979.87 | 1979.87 | 1979.87
LFG | 78.84 | 78.84 | 78.84 | 78.84 | 78.84 | 78.84
Nuc | 0 | 0 | 0.54 | 67766.53 | 69870.62 | 69973.46
PS | 0 | 0 | 0 | 0 | 0 | 0
PV | 0 | 0 | 0 | 0 | 0 | 0
PeakG | 0 | 0 | 0 | 0 | 0 | 2.49
PeakO | 0 | 0 | 0 | 0 | 0 | 0
ST | 0 | 0 | 0 | 0 | 0 | 0
STOG | 0 | 0 | 0 | 0 | 0 | 0
STWD | 0 | 715.66 | 1219.39 | 1219.39 | 1219.39 | 1219.39
WT | 1553.84 | 1553.84 | 1553.84 | 1553.84 | 1764.26 | 1764.26
IGCC | 0 | 0 | 0 | 0 | 0 | 0
DemandResponse | 0 | 0 | 0 | 0 | 0 | 0
IGCC-CCS | 0 | 0 | 0 | 0 | 0 | 0
WT_off | 0 | 0 | 0 | 0 | 0 | 0
PseudoUnit | 0 | 0 | 0 | 0 | 0 | 0
FixedInterchange | 0 | 0 | 0 | 0 | 0 | 0
Total Generation by Reporting Type: BC
ReportingType | 2015 | 2020 | 2025 | 2030 | 2035 | 2040
BM | 0 | 0 | 0 | 0 | 0 | 0
CC | 4759.11 | 4759.11 | 4759.11 | 3194.61 | 0 | 0
CSP | 0 | 0 | 0 | 0 | 0 | 0
CT | 0 | 0 | 0 | 0 | 0 | 0
Coal | 0 | 0 | 0 | 0 | 0 | 0
Geo | 0 | 0 | 0 | 0 | 0 | 0
H | 54411.22 | 54411.22 | 54411.22 | 54411.22 | 54411.22 | 54411.22
LFG | 189.22 | 189.22 | 189.22 | 189.22 | 189.22 | 189.22
Nuc | 0 | 0 | 0.21 | 5537.94 | 5537.94 | 10644.09
PS | 0 | 0 | 0 | 0 | 0 | 0
PV | 0 | 0 | 0 | 0 | 0 | 0
PeakG | 0 | 0 | 0 | 0 | 0 | 0
PeakO | 0 | 0 | 0 | 0 | 0 | 0
ST | 0 | 0 | 0 | 0 | 0 | 0
STOG | 0 | 0 | 0 | 0 | 0 | 0
STWD | 0 | 1854.44 | 3574.08 | 3574.08 | 3574.08 | 3574.08
WT | 568.82 | 568.82 | 568.82 | 568.82 | 929.53 | 929.53
IGCC | 0 | 0 | 0 | 0 | 0 | 0
DemandResponse | 0 | 0 | 0 | 0 | 0 | 0
IGCC-CCS | 0 | 0 | 0 | 0 | 0 | 0
WT_off | 0 | 0 | 0 | 0 | 0 | 0
PseudoUnit | 0 | 0 | 0 | 0 | 0 | 0
FixedInterchange | 0 | 0 | 0 | 0 | 0 | 0
Total Generation by Reporting Type: HQ_IESO
ReportingType | 2015 | 2020 | 2025 | 2030 | 2035 | 2040
BM | 0 | 0 | 0 | 0 | 0 | 0
CC | 0 | 0 | 0 | 0 | 0 | 0
CSP | 0 | 0 | 0 | 0 | 0 | 0
CT | 0 | 0 | 0 | 0 | 0 | 0
Coal | 0 | 0 | 0 | 0 | 0 | 0
Geo | 0 | 0 | 0 | 0 | 0 | 0
H | 0 | 0 | 0 | 0 | 0 | 0
LFG | 0 | 0 | 0 | 0 | 0 | 0
Nuc | 0 | 0 | 0 | 0 | 0 | 0
PS | 0 | 0 | 0 | 0 | 0 | 0
PV | 0 | 0 | 0 | 0 | 0 | 0
PeakG | 0 | 0 | 0 | 0 | 0 | 0
PeakO | 0 | 0 | 0 | 0 | 0 | 0
ST | 0 | 0 | 0 | 0 | 0 | 0
STOG | 0 | 0 | 0 | 0 | 0 | 0
STWD | 0 | 0 | 0 | 0 | 0 | 0
WT | 0 | 0 | 0 | 0 | 0 | 0
IGCC | 0 | 0 | 0 | 0 | 0 | 0
DemandResponse | 0 | 0 | 0 | 0 | 0 | 0
IGCC-CCS | 0 | 0 | 0 | 0 | 0 | 0
WT_off | 0 | 0 | 0 | 0 | 0 | 0
PseudoUnit | 0 | 0 | 0 | 0 | 0 | 0
FixedInterchange | 24966 | 24966 | 24966 | 24966 | 24966 | 24966
Total Generation by Reporting Type: HQ_NEISO
ReportingType | 2015 | 2020 | 2025 | 2030 | 2035 | 2040
BM | 0 | 0 | 0 | 0 | 0 | 0
CC | 0 | 0 | 0 | 0 | 0 | 0
CSP | 0 | 0 | 0 | 0 | 0 | 0
CT | 0 | 0 | 0 | 0 | 0 | 0
Coal | 0 | 0 | 0 | 0 | 0 | 0
Geo | 0 | 0 | 0 | 0 | 0 | 0
H | 0 | 0 | 0 | 0 | 0 | 0
LFG | 0 | 0 | 0 | 0 | 0 | 0
Nuc | 0 | 0 | 0 | 0 | 0.36 | 0.36
PS | 0 | 0 | 0 | 0 | 0 | 0
PV | 0 | 0 | 0 | 0 | 0 | 0
PeakG | 0 | 0 | 0 | 0 | 0 | 0
PeakO | 0 | 0 | 0 | 0 | 0 | 0
ST | 0 | 0 | 0 | 0 | 0 | 0
STOG | 0 | 0 | 0 | 0 | 0 | 0
STWD | 0 | 0 | 0 | 0 | 0 | 0
WT | 0 | 0 | 0 | 0 | 0 | 0
IGCC | 0 | 0 | 0 | 0 | 0 | 0
DemandResponse | 0 | 0 | 0 | 0 | 0 | 0
IGCC-CCS | 0 | 0 | 0 | 0 | 0 | 0
WT_off | 0 | 0 | 0 | 0 | 0 | 0
PseudoUnit | 0 | 0 | 9700.54 | 9700.54 | 9700.54 | 9700.54
FixedInterchange | 24300.24 | 24300.24 | 24300.24 | 24300.24 | 24300.24 | 24300.24
Total Generation by Reporting Type: HQ_NY
ReportingType | 2015 | 2020 | 2025 | 2030 | 2035 | 2040
BM | 0 | 0 | 0 | 0 | 0 | 0
CC | 0 | 0 | 0 | 0 | 0 | 0
CSP | 0 | 0 | 0 | 0 | 0 | 0
CT | 0 | 0 | 0 | 0 | 0 | 0
Coal | 0 | 0 | 0 | 0 | 0 | 0
Geo | 0 | 0 | 0 | 0 | 0 | 0
H | 0 | 0 | 0 | 0 | 0 | 0
LFG | 0 | 0 | 0 | 0 | 0 | 0
Nuc | 0 | 0 | 0 | 0 | 0.36 | 0.36
PS | 0 | 0 | 0 | 0 | 0 | 0
PV | 0 | 0 | 0 | 0 | 0 | 0
PeakG | 0 | 0 | 0 | 0 | 0 | 0
PeakO | 0 | 0 | 0 | 0 | 0 | 0
ST | 0 | 0 | 0 | 0 | 0 | 0
STOG | 0 | 0 | 0 | 0 | 0 | 0
STWD | 0 | 0 | 0 | 0 | 0 | 0
WT | 0 | 0 | 0 | 0 | 0 | 0
IGCC | 0 | 0 | 0 | 0 | 0 | 0
DemandResponse | 0 | 0 | 0 | 0 | 0 | 0
IGCC-CCS | 0 | 0 | 0 | 0 | 0 | 0
WT_off | 0 | 0 | 0 | 0 | 0 | 0
PseudoUnit | 0 | 7675.8 | 16425 | 16425 | 16425 | 16425
FixedInterchange | 12483 | 12483 | 12483 | 12483 | 12483 | 12483
Total Generation by Reporting Type: MARITIMES
ReportingType | 2015 | 2020 | 2025 | 2030 | 2035 | 2040
BM | 0 | 0 | 0 | 0 | 0 | 0
CC | 0 | 0 | 0 | 0 | 0 | 0
CSP | 0 | 0 | 0 | 0 | 0 | 0
CT | 0 | 0 | 0 | 0 | 0 | 0
Coal | 0 | 0 | 0 | 0 | 0 | 0
Geo | 0 | 0 | 0 | 0 | 0 | 0
H | 0 | 0 | 0 | 0 | 0 | 0
LFG | 0 | 0 | 0 | 0 | 0 | 0
Nuc | 0 | 0 | 0 | 0 | 0.36 | 0.36
PS | 0 | 0 | 0 | 0 | 0 | 0
PV | 0 | 0 | 0 | 0 | 0 | 0
PeakG | 0 | 0 | 0 | 0 | 0 | 0
PeakO | 0 | 0 | 0 | 0 | 0 | 0
ST | 0 | 0 | 0 | 0 | 0 | 0
STOG | 0 | 0 | 0 | 0 | 0 | 0
STWD | 0 | 0 | 0 | 0 | 0 | 0
WT | 0 | 0 | 0 | 0 | 0 | 0
IGCC | 0 | 0 | 0 | 0 | 0 | 0
DemandResponse | 0 | 0 | 0 | 0 | 0 | 0
IGCC-CCS | 0 | 0 | 0 | 0 | 0 | 0
WT_off | 0 | 0 | 0 | 0 | 0 | 0
PseudoUnit | 0 | 3285 | 3285 | 3285 | 3285 | 3285
FixedInterchange | 11650.8 | 11650.8 | 11650.8 | 11650.8 | 11650.8 | 11650.8
Total Generation by Reporting Type: All
ReportingType | 2015 | 2020 | 2025 | 2030 | 2035 | 2040
BM | 2212.42 | 6271.18 | 8853.87 | 10601.8 | 257776.48 | 618692.79
CC | 1624646.1 | 1997345.89 | 1983781.58 | 1579277.31 | 910020.31 | 289061.22
CSP | 0 | 0 | 0 | 0 | 0 | 0
CT | 581.42 | 946.87 | 1107.56 | 371.93 | 4.33 | 8.08
Coal | 1070629.05 | 483090.11 | 116831.94 | 57174.82 | 100729.92 | 102304
Geo | 20459.37 | 37727.52 | 74585.65 | 74585.65 | 74585.65 | 74585.65
H | 442303.13 | 449197.7 | 466474.4 | 479943.66 | 485476.37 | 485476.37
LFG | 32608.22 | 48005.68 | 65429.32 | 71133.39 | 71133.39 | 71133.39
Nuc | 885932.14 | 909822.07 | 950852.22 | 1291395.2 | 1481670.08 | 1729644.31
PS | 6516.74 | 6606 | 8203.38 | 6552.06 | 4619.08 | 36551.52
PV | 1434.35 | 5073.06 | 6833.02 | 7145.81 | 7140.03 | 7353.99
PeakG | 2912.81 | 4449.08 | 5655.85 | 4794.54 | 3302.31 | 1734.46
PeakO | 0 | 0 | 0 | 0 | 0 | 0
ST | 2659.82 | 5425.01 | 6223.13 | 6702.78 | 16973.78 | 19903.62
STOG | 7420.79 | 7946.87 | 4877.17 | 3387.25 | 773.48 | 370.15
STWD | 12136.47 | 13530.44 | 18285.88 | 25025.02 | 31145.65 | 27588.27
WT | 178096.59 | 416986.46 | 683144.32 | 833002.74 | 884289.6 | 910506.98
IGCC | 4427.31 | 4427.31 | 764.6 | 5.56 | 0 | 0
DemandResponse | 0 | 0 | 0 | 0 | 0 | 0
IGCC-CCS | 0 | 0 | 0 | 0 | 0 | 0
WT_off | 1873.58 | 1873.58 | 5864.11 | 5864.11 | 105628.19 | 210019.13
PseudoUnit | 0 | 10960.8 | 29410.54 | 29410.54 | 29410.54 | 29410.54
FixedInterchange | 73400.04 | 73400.04 | 73400.04 | 73400.04 | 73400.04 | 73400.04
Total Generation by Reporting Type: EI_US
ReportingType | 2015 | 2020 | 2025 | 2030 | 2035 | 2040
BM | 2109.46 | 6059.91 | 8414.29 | 9231.39 | 216354.28 | 549430.42
CC | 1107237.89 | 1465273.12 | 1455302.75 | 1180289.85 | 750152.75 | 185850.36
CSP | 0 | 0 | 0 | 0 | 0 | 0
CT | 581.42 | 944.54 | 1106.1 | 363.75 | 4.33 | 8.08
Coal | 827681.04 | 282979.06 | 48737.53 | 47332.36 | 87342.18 | 90568.3
Geo | 354.6 | 354.6 | 354.6 | 354.6 | 354.6 | 354.6
H | 108753.3 | 111081.72 | 118536.27 | 118822 | 122507.06 | 122507.06
LFG | 27266.03 | 35298 | 45825.75 | 51529.82 | 51529.82 | 51529.82
Nuc | 697700.28 | 728199.7 | 769579.15 | 940019.09 | 949584.28 | 1127484.74
PS | 6446.37 | 6360.56 | 8098.83 | 6258.16 | 4388.14 | 35727.52
PV | 411.15 | 4049.86 | 5809.81 | 6122.61 | 6145.04 | 6359
PeakG | 2827.18 | 4363.12 | 5649.71 | 4753.48 | 3257.25 | 1690.25
PeakO | 0 | 0 | 0 | 0 | 0 | 0
ST | 0 | 0 | 0 | 0 | 0 | 0
STOG | 4842.64 | 4380.6 | 3381.91 | 2353.43 | 711.4 | 336.23
STWD | 8022.77 | 6846.64 | 6741.85 | 12186.37 | 18307 | 14745.23
WT | 106488.69 | 292201.3 | 467094.27 | 565997.78 | 601536.57 | 619372.78
IGCC | 4427.31 | 4427.31 | 764.6 | 5.56 | 0 | 0
DemandResponse | 0 | 0 | 0 | 0 | 0 | 0
IGCC-CCS | 0 | 0 | 0 | 0 | 0 | 0
WT_off | 1873.58 | 1873.58 | 5864.11 | 5864.11 | 105628.19 | 210019.13
PseudoUnit | 0 | 10960.8 | 29410.54 | 29410.54 | 29410.54 | 29410.54
FixedInterchange | 48434.04 | 48434.04 | 48434.04 | 48434.04 | 48434.04 | 48434.04
Total Generation by Reporting Type: EI_Canada
ReportingType | 2015 | 2020 | 2025 | 2030 | 2035 | 2040
BM | 0 | 0 | 0 | 0 | 0 | 6.73
CC | 7729.06 | 7729.06 | 566.08 | 0 | 0 | 0
CSP | 0 | 0 | 0 | 0 | 0 | 0
CT | 0 | 0 | 0 | 0 | 0 | 0
Coal | 279.99 | 44.17 | 0 | 0 | 0 | 0
Geo | 0 | 0 | 0 | 0 | 0 | 0
H | 99658.36 | 104224.51 | 114046.66 | 127230.19 | 127986.03 | 127986.03
LFG | 926.37 | 926.37 | 926.37 | 926.37 | 926.37 | 926.37
Nuc | 74140.63 | 67531.12 | 65916.61 | 71223.48 | 71009.66 | 71017.3
PS | 0 | 0 | 0 | 0 | 0 | 7.38
PV | 78.84 | 78.84 | 78.84 | 78.84 | 78.84 | 78.84
PeakG | 85.63 | 79.66 | 0 | 0 | 0 | 0
PeakO | 0 | 0 | 0 | 0 | 0 | 0
ST | 0 | 0 | 0 | 0 | 0 | 0
STOG | 12.04 | 0 | 0 | 0 | 0 | 0
STWD | 0 | 0 | 0 | 0 | 0 | 4.38
WT | 9925.81 | 9925.81 | 9925.81 | 9925.81 | 3205.67 | 3205.67
IGCC | 0 | 0 | 0 | 0 | 0 | 0
DemandResponse | 0 | 0 | 0 | 0 | 0 | 0
IGCC-CCS | 0 | 0 | 0 | 0 | 0 | 0
WT_off | 0 | 0 | 0 | 0 | 0 | 0
PseudoUnit | 0 | 0 | 0 | 0 | 0 | 0
FixedInterchange | 24966 | 24966 | 24966 | 24966 | 24966 | 24966
Total Generation by Reporting Type: EI
ReportingType | 2015 | 2020 | 2025 | 2030 | 2035 | 2040
BM | 2109.46 | 6059.91 | 8414.29 | 9231.39 | 216354.28 | 549437.16
CC | 1114966.95 | 1473002.18 | 1455868.83 | 1180289.85 | 750152.75 | 185850.36
CSP | 0 | 0 | 0 | 0 | 0 | 0
CT | 581.42 | 944.54 | 1106.1 | 363.75 | 4.33 | 8.08
Coal | 827961.02 | 283023.22 | 48737.53 | 47332.36 | 87342.18 | 90568.3
Geo | 354.6 | 354.6 | 354.6 | 354.6 | 354.6 | 354.6
H | 208411.66 | 215306.23 | 232582.93 | 246052.18 | 250493.09 | 250493.09
LFG | 28192.4 | 36224.37 | 46752.12 | 52456.19 | 52456.19 | 52456.19
Nuc | 771840.91 | 795730.82 | 835495.76 | 1011242.56 | 1020593.94 | 1198502.04
PS | 6446.37 | 6360.56 | 8098.83 | 6258.16 | 4388.14 | 35734.9
PV | 489.99 | 4128.7 | 5888.65 | 6201.45 | 6223.88 | 6437.84
PeakG | 2912.81 | 4442.78 | 5649.71 | 4753.48 | 3257.25 | 1690.25
PeakO | 0 | 0 | 0 | 0 | 0 | 0
ST | 0 | 0 | 0 | 0 | 0 | 0
STOG | 4854.68 | 4380.6 | 3381.91 | 2353.43 | 711.4 | 336.23
STWD | 8022.77 | 6846.64 | 6741.85 | 12186.37 | 18307 | 14749.61
WT | 116414.5 | 302127.1 | 477020.08 | 575923.59 | 604742.24 | 622578.46
IGCC | 4427.31 | 4427.31 | 764.6 | 5.56 | 0 | 0
DemandResponse | 0 | 0 | 0 | 0 | 0 | 0
IGCC-CCS | 0 | 0 | 0 | 0 | 0 | 0
WT_off | 1873.58 | 1873.58 | 5864.11 | 5864.11 | 105628.19 | 210019.13
PseudoUnit | 0 | 10960.8 | 29410.54 | 29410.54 | 29410.54 | 29410.54
FixedInterchange | 73400.04 | 73400.04 | 73400.04 | 73400.04 | 73400.04 | 73400.04
Total Generation by Reporting Type: Outside_EI
ReportingType | 2015 | 2020 | 2025 | 2030 | 2035 | 2040
BM | 102.96 | 211.27 | 439.57 | 1370.41 | 41422.21 | 69255.63
CC | 509679.16 | 524343.72 | 527912.75 | 398987.46 | 159867.55 | 103210.86
CSP | 0 | 0 | 0 | 0 | 0 | 0
CT | 0 | 2.34 | 1.46 | 8.17 | 0 | 0
Coal | 242668.03 | 200066.89 | 68094.4 | 9842.46 | 13387.74 | 11735.7
Geo | 20104.76 | 37372.91 | 74231.05 | 74231.05 | 74231.05 | 74231.05
H | 233891.47 | 233891.47 | 233891.47 | 233891.47 | 234983.28 | 234983.28
LFG | 4415.83 | 11781.31 | 18677.2 | 18677.2 | 18677.2 | 18677.2
Nuc | 114091.24 | 114091.25 | 115356.46 | 280152.63 | 461076.14 | 531142.27
PS | 70.38 | 245.44 | 104.54 | 293.9 | 230.94 | 816.62
PV | 944.36 | 944.36 | 944.36 | 944.36 | 916.16 | 916.16
PeakG | 0 | 6.3 | 6.14 | 41.06 | 45.06 | 44.22
PeakO | 0 | 0 | 0 | 0 | 0 | 0
ST | 2659.82 | 5425.01 | 6223.13 | 6702.78 | 16973.78 | 19903.62
STOG | 2566.11 | 3566.27 | 1495.26 | 1033.81 | 62.09 | 33.92
STWD | 4113.7 | 6683.8 | 11544.04 | 12838.66 | 12838.66 | 12838.66
WT | 61682.09 | 114859.36 | 206124.24 | 257079.15 | 279547.35 | 287928.52
IGCC | 0 | 0 | 0 | 0 | 0 | 0
DemandResponse | 0 | 0 | 0 | 0 | 0 | 0
IGCC-CCS | 0 | 0 | 0 | 0 | 0 | 0
WT_off | 0 | 0 | 0 | 0 | 0 | 0
PseudoUnit | 0 | 0 | 0 | 0 | 0 | 0
FixedInterchange | 0 | 0 | 0 | 0 | 0 | 0
#2 | Energy Demand (TWh)
Energy Demand by Pool & Region:
Pool/Region | 2015 | 2020 | 2025 | 2030 | 2035 | 2040
ENT | 172.04 | 166.74 | 164.88 | 154.81 | 147.07 | 153.28
FRCC | 249.96 | 246.95 | 261.68 | 262.87 | 254.14 | 272.55
MAPP_US | 27.78 | 29.68 | 29.34 | 30.48 | 30.71 | 30.93
MISO_IN | 95.89 | 93.98 | 102.22 | 102.37 | 97.12 | 103.39
MISO_MI | 96.15 | 92.37 | 98.36 | 99.38 | 98.95 | 102.19
MISO_MO-IL | 91.24 | 95.37 | 100.15 | 101 | 97.44 | 102.52
MISO_W | 132.19 | 133.58 | 149.08 | 151.71 | 143.5 | 145.36
MISO_WUMS | 63.63 | 67.24 | 67.88 | 70.14 | 66.93 | 68.95
NE | 32.16 | 33.86 | 31.52 | 33.21 | 36.12 | 36.55
NEISO | 131.59 | 120.9 | 118.42 | 115.69 | 119.21 | 114.97
NonRTO_Midwest | 61.62 | 62.5 | 64.21 | 59.2 | 60.85 | 63.79
NYISO_A-F | 56.62 | 61.14 | 61.61 | 63.5 | 59.88 | 59.47
NYISO_G-I | 17.49 | 18.44 | 18.84 | 18.49 | 18.66 | 18.78
NYISO_J-K | 66.04 | 70.45 | 71.92 | 72.55 | 71.94 | 72.49
PJM_E | 126.8 | 116.78 | 115.88 | 117.67 | 118.39 | 120.37
PJM_ROM | 141.95 | 146.23 | 145.59 | 148.64 | 149.36 | 154.32
PJM_ROR | 504.4 | 506.61 | 479.54 | 485.04 | 480.97 | 484.96
SOCO | 249.18 | 271.67 | 273.18 | 275.14 | 272.37 | 268.11
SPP_N | 78.23 | 82.77 | 77.83 | 84.33 | 90.04 | 91.71
SPP_S | 164.81 | 179.45 | 178.88 | 177.98 | 177.8 | 179.27
TVA | 170.32 | 173.78 | 169.8 | 166.86 | 177.18 | 173.67
TVA_Transmission | 0 | 0 | 0 | 0 | 0 | 0
VACAR | 254.08 | 268.15 | 273.97 | 275.09 | 271.21 | 280.29
IESO | 130.96 | 124.35 | 122.73 | 128.04 | 123.12 | 123.05
MAPP_CA | 49.66 | 51.49 | 51.1 | 53.6 | 51.82 | 52.08
AZ_NM_SNV_Coal | 129.29 | 143.69 | 147.15 | 148.73 | 156.05 | 156.05
AZ_NM_SNV_Gas | 0 | 0 | 0 | 0 | 0 | 0
AZ_NM_SNV_NucRenew | 0 | 0 | 0 | 0 | 0 | 0
ERCOT | 332.03 | 338.01 | 338.59 | 335.52 | 335.41 | 338.37
NP15 | 114.42 | 120.12 | 123.34 | 132.01 | 135.32 | 142.81
NWPP_Coal | 234.02 | 249.71 | 256.35 | 260.9 | 260.9 | 282.34
NWPP_Gas | 0 | 0 | 0 | 0 | 0 | 0
NWPP_NucRenew | 0 | 0 | 0 | 0 | 0 | 0
RMPA | 71.95 | 78.55 | 73.13 | 79.65 | 79.65 | 81.29
SP15 | 189.17 | 200.62 | 201.73 | 206.48 | 211.65 | 223.37
ALB | 63.97 | 66.3 | 67.87 | 73.44 | 73.24 | 75.91
BC | 61.93 | 62.79 | 62.87 | 66.55 | 64.92 | 65.83
HQ_IESO | 0 | 0 | 0 | 0 | 0 | 0
HQ_NEISO | 0 | 0 | 0 | 0 | 0 | 0
HQ_NY | 0 | 0 | 0 | 0 | 0 | 0
MARITIMES | 0 | 0 | 0 | 0 | 0 | 0
All | 4361.56 | 4474.28 | 4499.64 | 4551.04 | 4531.92 | 4639.01
EI_US | 2984.17 | 3038.65 | 3054.77 | 3066.13 | 3039.84 | 3097.93
EI_Canada | 180.62 | 175.84 | 173.83 | 181.64 | 174.95 | 175.12
EI | 3164.79 | 3214.49 | 3228.6 | 3247.77 | 3214.78 | 3273.05
Outside_EI | 1196.77 | 1259.79 | 1271.04 | 1303.27 | 1317.14 | 1365.96
#3 | Generation Minus Energy (TWh)
Generation Minus Energy by Pool & Region:
Pool/Region | 2015 | 2020 | 2025 | 2030 | 2035 | 2040
ENT | 3.37 | -9.35 | -14.07 | -17.29 | -9.3 | -0.44
FRCC | -0.73 | -0.81 | -0.22 | -0.01 | 0.04 | -9.22
MAPP_US | 1 | 17.26 | 27.04 | 26.42 | 24.81 | 26.2
MISO_IN | -8.34 | 96.93 | 69.04 | 56.63 | 51.62 | -7.38
MISO_MI | -25.71 | -49.14 | -52.1 | -54.3 | -51.75 | -18.72
MISO_MO-IL | 7.5 | -39.83 | -38.26 | -48.09 | -46.96 | -43.54
MISO_W | -2.03 | -42.37 | 31.68 | 29.44 | 19.35 | 21.49
MISO_WUMS | 21.03 | 25.86 | 16.49 | 9.96 | 8.94 | -1.46
NE | 12.46 | -0.53 | 0.31 | -4.83 | -22.96 | -21.78
NEISO | -33.89 | -36.1 | -39.98 | -35.04 | -36.04 | -39.71
NonRTO_Midwest | -0.53 | -0.89 | -10.28 | -3.7 | 0.41 | 1.71
NYISO_A-F | 14.87 | 11.81 | 9.39 | 4.71 | 11.76 | 12.33
NYISO_G-I | 1.54 | 0.82 | 0.46 | 0.9 | -3.2 | 0.13
NYISO_J-K | -44.02 | -48.81 | -53.28 | -55.66 | -56.25 | -59.96
PJM_E | -4.11 | 7.26 | 17.64 | 5.37 | -18.36 | -18.61
PJM_ROM | -56.93 | -60.66 | -57.73 | -65.09 | -39.85 | -2.41
PJM_ROR | 57.88 | 27.38 | -5.49 | 46.48 | 25.12 | 19.94
SOCO | -2.97 | -3.74 | -4.86 | -0.05 | -0.89 | 11.49
SPP_N | 6.6 | 24.43 | 7.38 | -1.99 | 22.9 | 22.68
SPP_S | -20.21 | -4.12 | -5.93 | 1.78 | -7.13 | -5.45
TVA | -1.49 | 1.33 | -0.48 | -3.08 | 1.44 | 0.53
TVA_Transmission | 0 | 0 | 0 | 0 | 0 | 0
VACAR | -2.45 | -0.69 | -0.26 | -7.22 | 4.24 | 30.22
IESO | 9.78 | 9.78 | 9.78 | 9.78 | 9.21 | 9.31
MAPP_CA | 2.43 | 4.92 | 7.84 | 17.96 | 19.05 | 18.79
AZ_NM_SNV_Coal | -77.54 | -96.45 | -136.63 | -148.26 | -152.9 | -154.39
AZ_NM_SNV_Gas | 65.86 | 56.04 | 83.49 | 52.35 | 18.75 | 13.87
AZ_NM_SNV_NucRenew | 42.13 | 75.3 | 88.66 | 114.09 | 169.4 | 170
ERCOT | 0.03 | -3.16 | -0.83 | -3.69 | -0.96 | -1.45
NP15 | 4.27 | 13.14 | 10.39 | 18.33 | 29.6 | 26.81
NWPP_Coal | -185.27 | -212.81 | -255.07 | -259.61 | -259.61 | -281.05
NWPP_Gas | 50.58 | 63.91 | 63.91 | 40.24 | 7.06 | 6.02
NWPP_NucRenew | 162.47 | 162.54 | 172.19 | 221.53 | 249.61 | 281.32
RMPA | -0.35 | -2.09 | -1.14 | -3.07 | 0.28 | 1.28
SP15 | -62.16 | -62.77 | -31.08 | -39.19 | -65.49 | -65.66
ALB | 2.2 | 1.07 | -0.51 | -0.83 | 1.67 | -0.89
BC | -2 | -1 | 0.63 | 0.93 | -0.28 | 3.92
HQ_IESO | 24.97 | 24.97 | 24.97 | 24.97 | 24.97 | 24.97
HQ_NEISO | 24.3 | 24.3 | 34 | 34 | 34 | 34
HQ_NY | 12.48 | 20.16 | 28.91 | 28.91 | 28.91 | 28.91
MARITIMES | 11.65 | 14.94 | 14.94 | 14.94 | 14.94 | 14.94
All | 8.69 | 8.81 | 10.94 | 8.74 | 6.16 | 48.74
EI_US | -28.71 | -24.56 | -25.67 | -36.8 | -44.19 | -4.1
EI_Canada | 37.18 | 39.67 | 42.6 | 52.71 | 53.23 | 53.07
EI | 8.47 | 15.11 | 16.93 | 15.91 | 9.04 | 48.98
Outside_EI | 0.22 | -6.3 | -5.99 | -7.18 | -2.88 | -0.24
#4 | Fuel Use (TBtu)
Total Fuel Consumption by Reporting Type: Entergy
ReportingType | 2015 | 2020 | 2025 | 2030 | 2035 | 2040
BM | 0 | 0 | 0 | 0 | 237.94 | 977.87
CC | 519.52 | 717.45 | 703.05 | 604.5 | 279.26 | 67.83
CSP | 0 | 0 | 0 | 0 | 0 | 0
CT | 0 | 0 | 0 | 0 | 0 | 0
Coal | 563.57 | 50.94 | 5.44 | 0.06 | 0 | 0
Geo | 0 | 0 | 0 | 0 | 0 | 0
H | 0 | 0 | 0 | 0 | 0 | 0
LFG | 0 | 0 | 11.56 | 11.56 | 11.56 | 11.56
Nuc | 464.87 | 464.87 | 464.87 | 464.87 | 729.2 | 643.72
PS | 0 | 0 | 0 | 0 | 0 | 0
PV | 0 | 0 | 0 | 0 | 0 | 0
PeakG | 0 | 0 | 0.05 | 0 | 0 | 0
PeakO | 0 | 0 | 0 | 0 | 0 | 0
ST | 0 | 0 | 0 | 0 | 0 | 0
STOG | 4.42 | 6.09 | 0 | 0 | 0 | 0
STWD | 0.5 | 1 | 1.73 | 11.64 | 18.94 | 14.71
WT | 0 | 0 | 0 | 0 | 0 | 0
IGCC | 0 | 0 | 0 | 0 | 0 | 0
DemandResponse | 0 | 0 | 0 | 0 | 0 | 0
IGCC-CCS | 0 | 0 | 0 | 0 | 0 | 0
WT_off | 0 | 0 | 0 | 0 | 0 | 0
PseudoUnit | 0 | 0 | 0 | 0 | 0 | 0
FixedInterchange | 0 | 0 | 0 | 0 | 0 | 0
Total Fuel Consumption by Reporting Type: FRCC
ReportingType | 2015 | 2020 | 2025 | 2030 | 2035 | 2040
BM | 0 | 0 | 0 | 0 | 0 | 140.76
CC | 1299.38 | 1353.07 | 1309.4 | 722.34 | 293.52 | 187.42
CSP | 0 | 0 | 0 | 0 | 0 | 0
CT | 5.26 | 9.3 | 10.27 | 3.84 | 0 | 0
Coal | 184.49 | 70.32 | 12.51 | 17.81 | 52.47 | 63.89
Geo | 0 | 0 | 0 | 0 | 0 | 0
H | 0 | 0 | 0 | 0 | 0 | 0
LFG | 0 | 0 | 21.31 | 21.31 | 21.31 | 21.31
Nuc | 352.09 | 352.09 | 604.16 | 1494.44 | 2054.3 | 2205.77
PS | 0 | 0 | 0 | 0 | 0 | 0
PV | 0 | 0 | 0 | 0 | 0 | 0
PeakG | 4.37 | 6.93 | 6.37 | 0.78 | 1.07 | 0.84
PeakO | 0 | 0 | 0 | 0 | 0 | 0
ST | 0 | 0 | 0 | 0 | 0 | 0
STOG | 0 | 0 | 0 | 0 | 0 | 0
STWD | 1.49 | 3.28 | 15.45 | 15.45 | 15.45 | 9.54
WT | 0 | 0 | 0 | 0 | 0 | 0
IGCC | 0 | 0 | 0 | 0 | 0 | 0
DemandResponse | 0 | 0 | 0 | 0 | 0 | 0
IGCC-CCS | 0 | 0 | 0 | 0 | 0 | 0
WT_off | 0 | 0 | 0 | 0 | 0 | 0
PseudoUnit | 0 | 0 | 0 | 0 | 0 | 0
FixedInterchange | 0 | 0 | 0 | 0 | 0 | 0
Total Fuel Consumption by Reporting Type: MAPP_US
ReportingType | 2015 | 2020 | 2025 | 2030 | 2035 | 2040
BM | 0 | 0 | 0 | 0 | 3.39 | 4.92
CC | 8.98 | 1.44 | 2.2 | 1.37 | 1.37 | 0.79
CSP | 0 | 0 | 0 | 0 | 0 | 0
CT | 0 | 0 | 0 | 0 | 0.05 | 0.05
Coal | 116.15 | 41.57 | 0 | 0 | 0 | 0
Geo | 0 | 0 | 0 | 0 | 0 | 0
H | 0 | 0 | 0 | 0 | 0 | 0
LFG | 0 | 0 | 0 | 7.71 | 7.71 | 7.71
Nuc | 0 | 0 | 0 | 0.01 | 0.07 | 0.05
PS | 0 | 0 | 0 | 0 | 0 | 0
PV | 0 | 0 | 0 | 0 | 0 | 0
PeakG | 0.68 | 1.31 | 0.68 | 1.31 | 0.97 | 0.69
PeakO | 0 | 0 | 0 | 0 | 0 | 0
ST | 0 | 0 | 0 | 0 | 0 | 0
STOG | 0 | 0 | 0 | 0 | 0 | 0
STWD | 0 | 0 | 0 | 0 | 0 | 0
WT | 0.01 | 0.03 | 0.05 | 0.05 | 0.04 | 0.05
IGCC | 0 | 0 | 0 | 0 | 0 | 0
DemandResponse | 0 | 0 | 0 | 0 | 0 | 0
IGCC-CCS | 0 | 0 | 0 | 0 | 0 | 0
WT_off | 0 | 0 | 0 | 0 | 0 | 0
PseudoUnit | 0 | 0 | 0 | 0 | 0 | 0
FixedInterchange | 0 | 0 | 0 | 0 | 0 | 0
Total Fuel Consumption by Reporting Type: MISO_IN
ReportingType | 2015 | 2020 | 2025 | 2030 | 2035 | 2040
BM | 0 | 0 | 0 | 0 | 0 | 596.39
CC | 182.6 | 1000.01 | 1009.65 | 921.66 | 787.86 | 178.29
CSP | 0 | 0 | 0 | 0 | 0 | 0
CT | 0 | 0 | 0 | 0 | 0 | 0
Coal | 512.35 | 205.91 | 32.63 | 69.93 | 216.07 | 221.86
Geo | 0 | 0 | 0 | 0 | 0 | 0
H | 0 | 0 | 0 | 0 | 0 | 0
LFG | 0 | 0 | 8.62 | 8.62 | 8.62 | 8.62
Nuc | 0 | 0 | 0 | 0.01 | 0.08 | 4.71
PS | 0 | 0 | 0 | 0 | 0 | 0
PV | 0 | 0 | 0 | 0 | 0 | 0
PeakG | 0 | 0 | 0 | 0 | 0 | 0
PeakO | 0 | 0 | 0 | 0 | 0 | 0
ST | 0 | 0 | 0 | 0 | 0 | 0
STOG | 0.34 | 0.34 | 0.34 | 0.34 | 0.03 | 0
STWD | 0 | 0 | 0 | 0 | 0 | 0
WT | 0 | 0 | 0 | 0 | 0 | 0
IGCC | 40.45 | 40.45 | 6.99 | 0.05 | 0 | 0
DemandResponse | 0 | 0 | 0 | 0 | 0 | 0
IGCC-CCS | 0 | 0 | 0 | 0 | 0 | 0
WT_off | 0 | 0 | 0 | 0 | 0 | 0
PseudoUnit | 0 | 0 | 0 | 0 | 0 | 0
FixedInterchange | 0 | 0 | 0 | 0 | 0 | 0
Total Fuel Consumption by Reporting Type: MISO_MI
ReportingType | 2015 | 2020 | 2025 | 2030 | 2035 | 2040
BM | 0 | 0 | 0 | 0 | 0 | 171.93
CC | 147.26 | 129.27 | 141.47 | 88.85 | 64.37 | 4.17
CSP | 0 | 0 | 0 | 0 | 0 | 0
CT | 0 | 0 | 0 | 0 | 0 | 0
Coal | 244.07 | 0 | 0 | 0 | 0 | 0
Geo | 0 | 0 | 0 | 0 | 0 | 0
H | 0 | 0 | 0 | 0 | 0 | 0
LFG | 0 | 0 | 17.24 | 17.24 | 17.24 | 17.24
Nuc | 174.19 | 174.19 | 174.19 | 241.35 | 287.84 | 576.18
PS | 0 | 0 | 0 | 0 | 0 | 0
PV | 0 | 0 | 0 | 0 | 0 | 0
PeakG | 0.09 | 0 | 0.22 | 0 | 0 | 0
PeakO | 0 | 0 | 0 | 0 | 0 | 0
ST | 0 | 0 | 0 | 0 | 0 | 0
STOG | 3.38 | 1.07 | 1.07 | 1.24 | 0.19 | 0
STWD | 13.39 | 13.39 | 5.5 | 8.23 | 13.39 | 13.39
WT | 0.01 | 0.01 | 0.01 | 0.01 | 0.01 | 0.01
IGCC | 0 | 0 | 0 | 0 | 0 | 0
DemandResponse | 0 | 0 | 0 | 0 | 0 | 0
IGCC-CCS | 0 | 0 | 0 | 0 | 0 | 0
WT_off | 0 | 0 | 0 | 0 | 0 | 0
PseudoUnit | 0 | 0 | 0 | 0 | 0 | 0
FixedInterchange | 0 | 0 | 0 | 0 | 0 | 0
Total Fuel Consumption by Reporting Type: MISO_MO-IL
ReportingType | 2015 | 2020 | 2025 | 2030 | 2035 | 2040
BM | 0 | 0 | 0 | 0 | 0 | 142.88
CC | 20.14 | 108.66 | 105.09 | 59.95 | 33.97 | 13.38
CSP | 0 | 0 | 0 | 0 | 0 | 0
CT | 0 | 0 | 0 | 0 | 0 | 0
Coal | 737.42 | 156.9 | 35.39 | 14.17 | 42.57 | 42.57
Geo | 0 | 0 | 0 | 0 | 0 | 0
H | 0 | 0 | 0 | 0 | 0 | 0
LFG | 0 | 0 | 24.03 | 24.03 | 24.03 | 24.03
Nuc | 178.81 | 178.81 | 178.81 | 178.81 | 178.81 | 178.81
PS | 0 | 0 | 0 | 0 | 0 | 0
PV | 0 | 0 | 0 | 0 | 0 | 0
PeakG | 2.38 | 6.45 | 1.28 | 8.58 | 4.97 | 2.97
PeakO | 0 | 0 | 0 | 0 | 0 | 0
ST | 0 | 0 | 0 | 0 | 0 | 0
STOG | 0.06 | 0.22 | 0.06 | 0 | 0 | 0
STWD | 0 | 0 | 0 | 0 | 0 | 0
WT | 0 | 0 | 0.02 | 0.02 | 0.02 | 0.02
IGCC | 0 | 0 | 0 | 0 | 0 | 0
DemandResponse | 0 | 0 | 0 | 0 | 0 | 0
IGCC-CCS | 0 | 0 | 0 | 0 | 0 | 0
WT_off | 0 | 0 | 0 | 0 | 0 | 0
PseudoUnit | 0 | 0 | 0 | 0 | 0 | 0
FixedInterchange | 0 | 0 | 0 | 0 | 0 | 0
Total Fuel Consumption by Reporting Type: MISO_W
ReportingType | 2015 | 2020 | 2025 | 2030 | 2035 | 2040
BM | 0 | 0 | 0 | 0 | 0 | 0
CC | 63.31 | 80.3 | 23.04 | 22.78 | 14.9 | 12.48
CSP | 0 | 0 | 0 | 0 | 0 | 0
CT | 0 | 0 | 0 | 0 | 0 | 0
Coal | 737.31 | 303.96 | 49.25 | 38.79 | 38.79 | 38.79
Geo | 0 | 0 | 0 | 0 | 0 | 0
H | 0 | 0 | 0 | 0 | 0 | 0
LFG | 0 | 0 | 0 | 7.71 | 7.71 | 7.71
Nuc | 190.11 | 190.11 | 190.11 | 190.11 | 0.01 | 0.01
PS | 0 | 0 | 0 | 0 | 0 | 0
PV | 0 | 0 | 0 | 0 | 0 | 0
PeakG | 2.84 | 4.85 | 0.41 | 1.91 | 2.84 | 0.12
PeakO | 0 | 0 | 0 | 0 | 0 | 0
ST | 0 | 0 | 0 | 0 | 0 | 0
STOG | 0 | 0 | 0 | 0 | 0 | 0
STWD | 0.7 | 2.41 | 3.64 | 12.47 | 24.94 | 19.37
WT | 0.03 | 0.03 | 0.15 | 0.15 | 0.15 | 0.16
IGCC | 0 | 0 | 0 | 0 | 0 | 0
DemandResponse | 0 | 0 | 0 | 0 | 0 | 0
IGCC-CCS | 0 | 0 | 0 | 0 | 0 | 0
WT_off | 0 | 0 | 0 | 0 | 0 | 0
PseudoUnit | 0 | 0 | 0 | 0 | 0 | 0
FixedInterchange | 0 | 0 | 0 | 0 | 0 | 0
Total Fuel Consumption by Reporting Type: MISO_WUMS
ReportingType | 2015 | 2020 | 2025 | 2030 | 2035 | 2040
BM | 0 | 0 | 0 | 0 | 0 | 310.67
CC | 337.05 | 450.71 | 394.66 | 339.62 | 329.29 | 39.18
CSP | 0 | 0 | 0 | 0 | 0 | 0
CT | 0 | 0 | 0 | 0 | 0 | 0
Coal | 117.11 | 13.67 | 12.7 | 13.02 | 30.91 | 47.14
Geo | 0 | 0 | 0 | 0 | 0 | 0
H | 0 | 0 | 0 | 0 | 0 | 0
LFG | 0 | 0 | 0 | 24.03 | 24.03 | 24.03
Nuc | 150.68 | 150.68 | 150.68 | 175.86 | 123.97 | 266.84
PS | 0 | 0 | 0 | 0 | 0 | 0
PV | 0 | 0 | 0 | 0 | 0 | 0
PeakG | 0 | 0 | 0 | 0 | 0 | 0
PeakO | 0 | 0 | 0 | 0 | 0 | 0
ST | 0 | 0 | 0 | 0 | 0 | 0
STOG | 0 | 0 | 0 | 0 | 0 | 0
STWD | 0.29 | 0.31 | 0.51 | 2.93 | 9.7 | 7.54
WT | 0 | 0 | 0 | 0 | 0 | 0
IGCC | 0 | 0 | 0 | 0 | 0 | 0
DemandResponse | 0 | 0 | 0 | 0 | 0 | 0
IGCC-CCS | 0 | 0 | 0 | 0 | 0 | 0
WT_off | 0 | 0 | 0 | 0 | 0 | 0
PseudoUnit | 0 | 0 | 0 | 0 | 0 | 0
FixedInterchange | 0 | 0 | 0 | 0 | 0 | 0
Total Fuel Consumption by Reporting Type: Nebraska
ReportingType | 2015 | 2020 | 2025 | 2030 | 2035 | 2040
BM | 0 | 0 | 0 | 0 | 0 | 73.89
CC | 14.76 | 106.86 | 106.55 | 83 | 49.67 | 24.57
CSP | 0 | 0 | 0 | 0 | 0 | 0
CT | 0 | 0 | 0 | 0 | 0 | 0
Coal | 332.69 | 48.92 | 38.55 | 36.64 | 36.21 | 36.21
Geo | 0 | 0 | 0 | 0 | 0 | 0
H | 0 | 0 | 0 | 0 | 0 | 0
LFG | 0 | 0 | 0.13 | 7.71 | 7.71 | 7.71
Nuc | 104.28 | 104.28 | 104.28 | 104.28 | 0.02 | 0.02
PS | 0 | 0 | 0 | 0 | 0 | 0
PV | 0 | 0 | 0 | 0 | 0 | 0
PeakG | 0.34 | 0 | 0 | 0.43 | 0.12 | 0
PeakO | 0 | 0 | 0 | 0 | 0 | 0
ST | 0 | 0 | 0 | 0 | 0 | 0
STOG | 0 | 0 | 0 | 0 | 0 | 0
STWD | 0 | 0 | 0 | 0 | 0 | 0
WT | 0 | 0 | 0 | 0 | 0 | 0
IGCC | 0 | 0 | 0 | 0 | 0 | 0
DemandResponse | 0 | 0 | 0 | 0 | 0 | 0
IGCC-CCS | 0 | 0 | 0 | 0 | 0 | 0
WT_off | 0 | 0 | 0 | 0 | 0 | 0
PseudoUnit | 0 | 0 | 0 | 0 | 0 | 0
FixedInterchange | 0 | 0 | 0 | 0 | 0 | 0
Total Fuel Consumption by Reporting Type: NEISO
ReportingType | 2015 | 2020 | 2025 | 2030 | 2035 | 2040
BM | 24.48 | 18.99 | 0.41 | 2.52 | 11.11 | 11.1
CC | 236.45 | 136.69 | 78.63 | 50.41 | 37.91 | 30.51
CSP | 0 | 0 | 0 | 0 | 0 | 0
CT | 0.01 | 0.03 | 0.02 | 0 | 0 | 0
Coal | 0.36 | 0 | 0 | 0 | 0 | 0
Geo | 0 | 0 | 0 | 0 | 0 | 0
H | 0 | 0 | 0 | 0 | 0 | 0
LFG | 5.3 | 5.3 | 5.3 | 12.81 | 12.81 | 12.81
Nuc | 365.51 | 365.51 | 365.51 | 365.51 | 264.08 | 195.08
PS | 0 | 0 | 0 | 0 | 0 | 0
PV | 0 | 0 | 0 | 0 | 0 | 0
PeakG | 0.09 | 0.33 | 0.2 | 0 | 0.14 | 0.16
PeakO | 0 | 0 | 0 | 0 | 0 | 0
ST | 0 | 0 | 0 | 0 | 0 | 0
STOG | 0 | 0 | 0 | 0 | 0 | 0
STWD | 51.79 | 9.44 | 1.05 | 2.46 | 24.43 | 24.42
WT | 0 | 0.01 | 0.01 | 0.02 | 0.03 | 0.03
IGCC | 0 | 0 | 0 | 0 | 0 | 0
DemandResponse | 0 | 0 | 0 | 0 | 0 | 0
IGCC-CCS | 0 | 0 | 0 | 0 | 0 | 0
WT_off | 0 | 0 | 0 | 0 | 0 | 0
PseudoUnit | 0 | 0 | 0 | 0 | 0 | 0
FixedInterchange | 0 | 0 | 0 | 0 | 0 | 0
Total Fuel Consumption by Reporting Type: NonRTO_Midwest
ReportingType | 2015 | 2020 | 2025 | 2030 | 2035 | 2040
BM | 0 | 0 | 0 | 0 | 72.35 | 596.39
CC | 141.55 | 277.85 | 277.85 | 274.68 | 231.83 | 11.39
CSP | 0 | 0 | 0 | 0 | 0 | 0
CT | 0 | 0 | 0 | 0 | 0 | 0
Coal | 365.83 | 151.31 | 32.66 | 67.47 | 79.5 | 79.5
Geo | 0 | 0 | 0 | 0 | 0 | 0
H | 0 | 0 | 0 | 0 | 0 | 0
LFG | 0 | 0 | 17.24 | 17.24 | 17.24 | 17.24
Nuc | 0 | 0 | 0.01 | 0.05 | 67.44 | 67.44
PS | 0 | 0 | 0 | 0 | 0 | 0
PV | 0 | 0 | 0 | 0 | 0 | 0
PeakG | 1.64 | 0.31 | 2.24 | 2.61 | 0.51 | 0
PeakO | 0 | 0 | 0 | 0 | 0 | 0
ST | 0 | 0 | 0 | 0 | 0 | 0
STOG | 0 | 0 | 0 | 0 | 0 | 0
STWD | 0 | 0 | 0 | 0 | 0 | 0
WT | 0 | 0 | 0 | 0 | 0 | 0
IGCC | 0 | 0 | 0 | 0 | 0 | 0
DemandResponse | 0 | 0 | 0 | 0 | 0 | 0
IGCC-CCS | 0 | 0 | 0 | 0 | 0 | 0
WT_off | 0 | 0 | 0 | 0 | 0 | 0
PseudoUnit | 0 | 0 | 0 | 0 | 0 | 0
FixedInterchange | 0 | 0 | 0 | 0 | 0 | 0
Total Fuel Consumption by Reporting Type: NYISO_A-F
ReportingType | 2015 | 2020 | 2025 | 2030 | 2035 | 2040
BM | 0 | 0 | 0 | 0 | 0 | 0
CC | 41.55 | 39.91 | 26.9 | 25.55 | 3.91 | 2.53
CSP | 0 | 0 | 0 | 0 | 0 | 0
CT | 0 | 0 | 0 | 0 | 0 | 0
Coal | 0 | 0 | 0 | 0 | 0 | 0
Geo | 0 | 0 | 0 | 0 | 0 | 0
H | 0 | 0 | 0 | 0 | 0 | 0
LFG | 0.69 | 0.69 | 0.69 | 8 | 8 | 8
Nuc | 270.5 | 270.5 | 270.5 | 220.56 | 173.9 | 105.39
PS | 0 | 0 | 0 | 0 | 0 | 0
PV | 0 | 0 | 0 | 0 | 0 | 0
PeakG | 0 | 0 | 0 | 0 | 0 | 0
PeakO | 0 | 0 | 0 | 0 | 0 | 0
ST | 0 | 0 | 0 | 0 | 0 | 0
STOG | 0 | 0 | 0 | 0 | 0 | 0
STWD | 0 | 0 | 0 | 1.08 | 3.55 | 3.55
WT | 0.01 | 0.01 | 0.01 | 0.01 | 0.02 | 0.03
IGCC | 0 | 0 | 0 | 0 | 0 | 0
DemandResponse | 0 | 0 | 0 | 0 | 0 | 0
IGCC-CCS | 0 | 0 | 0 | 0 | 0 | 0
WT_off | 0 | 0 | 0 | 0 | 0 | 0
PseudoUnit | 0 | 0 | 0 | 0 | 0 | 0
FixedInterchange | 0 | 0 | 0 | 0 | 0 | 0
Total Fuel Consumption by Reporting Type: NYISO_G-I
ReportingType | 2015 | 2020 | 2025 | 2030 | 2035 | 2040
BM | 0 | 0 | 0 | 0 | 52.91 | 64.98
CC | 16.81 | 17.16 | 17.42 | 8.64 | 8.2 | 4.7
CSP | 0 | 0 | 0 | 0 | 0 | 0
CT | 0 | 0 | 0 | 0 | 0 | 0
Coal | 0 | 0 | 0 | 0 | 0 | 0
Geo | 0 | 0 | 0 | 0 | 0 | 0
H | 0 | 0 | 0 | 0 | 0 | 0
LFG | 0 | 0 | 0 | 8 | 8 | 8
Nuc | 162.83 | 162.83 | 162.83 | 162.83 | 81.65 | 114.63
PS | 0 | 0 | 0 | 0 | 0 | 0
PV | 0 | 0 | 0 | 0 | 0 | 0
PeakG | 0 | 0 | 0.01 | 0.01 | 0.01 | 0
PeakO | 0 | 0 | 0 | 0 | 0 | 0
ST | 0 | 0 | 0 | 0 | 0 | 0
STOG | 0 | 0 | 0 | 0 | 0 | 0
STWD | 0 | 0 | 0 | 0 | 0 | 0
WT | 0 | 0 | 0 | 0 | 0 | 0
IGCC | 0 | 0 | 0 | 0 | 0 | 0
DemandResponse | 0 | 0 | 0 | 0 | 0 | 0
IGCC-CCS | 0 | 0 | 0 | 0 | 0 | 0
WT_off | 0 | 0 | 0 | 0 | 0 | 0
PseudoUnit | 0 | 0 | 0 | 0 | 0 | 0
FixedInterchange | 0 | 0 | 0 | 0 | 0 | 0
Total Fuel Consumption by Reporting Type: NYISO_J-K
ReportingType | 2015 | 2020 | 2025 | 2030 | 2035 | 2040
BM | 0 | 0 | 0 | 0 | 0 | 0
CC | 138.12 | 133.99 | 110.35 | 93.72 | 82.59 | 63.24
CSP | 0 | 0 | 0 | 0 | 0 | 0
CT | 0 | 0 | 0 | 0 | 0 | 0
Coal | 0 | 0 | 0 | 0 | 0 | 0
Geo | 0 | 0 | 0 | 0 | 0 | 0
H | 0 | 0 | 0 | 0 | 0 | 0
LFG | 0 | 0 | 0 | 8 | 8 | 8
Nuc | 0 | 0 | 0 | 0.02 | 0.08 | 0.06
PS | 0 | 0 | 0 | 0 | 0 | 0
PV | 0 | 0 | 0 | 0 | 0 | 0
PeakG | 0.53 | 0.81 | 1.26 | 1.16 | 3.57 | 2.61
PeakO | 0 | 0 | 0 | 0 | 0 | 0
ST | 0 | 0 | 0 | 0 | 0 | 0
STOG | 4.77 | 6.56 | 10.17 | 9.62 | 4.32 | 2.74
STWD | 0 | 0 | 0 | 0 | 0 | 0
WT | 0 | 0 | 0 | 0 | 0 | 0
IGCC | 0 | 0 | 0 | 0 | 0 | 0
DemandResponse | 0 | 0 | 0 | 0 | 0 | 0
IGCC-CCS | 0 | 0 | 0 | 0 | 0 | 0
WT_off | 0 | 0 | 0 | 0 | 0 | 0
PseudoUnit | 0 | 0 | 0 | 0 | 0 | 0
FixedInterchange | 0 | 0 | 0 | 0 | 0 | 0
Total Fuel Consumption by Reporting Type: PJM_E
ReportingType | 2015 | 2020 | 2025 | 2030 | 2035 | 2040
BM | 0.16 | 2.91 | 2.91 | 2.91 | 2.91 | 2.91
CC | 311.84 | 345.89 | 389.34 | 312.06 | 252.5 | 127.77
CSP | 0 | 0 | 0 | 0 | 0 | 0
CT | 0 | 0.03 | 0.06 | 0 | 0 | 0
Coal | 6.61 | 3.48 | 2.05 | 0.4 | 8.38 | 17.76
Geo | 0 | 0 | 0 | 0 | 0 | 0
H | 0 | 0 | 0 | 0 | 0 | 0
LFG | 0.98 | 15.28 | 15.28 | 15.28 | 15.28 | 15.28
Nuc | 702.72 | 651.97 | 651.97 | 651.97 | 468.33 | 371.38
PS | 0 | 0 | 0 | 0 | 0 | 0
PV | 0 | 0 | 0 | 0 | 0 | 0
PeakG | 0.36 | 2.74 | 5.24 | 8.71 | 4.16 | 2.74
PeakO | 0 | 0 | 0 | 0 | 0 | 0
ST | 0 | 0 | 0 | 0 | 0 | 0
STOG | 3.02 | 5.33 | 0 | 0 | 0 | 0
STWD | 0 | 0 | 0 | 0 | 0 | 0
WT | 0 | 0 | 0 | 0 | 0 | 0
IGCC | 0 | 0 | 0 | 0 | 0 | 0
DemandResponse | 0 | 0 | 0 | 0 | 0 | 0
IGCC-CCS | 0 | 0 | 0 | 0 | 0 | 0
WT_off | 0 | 0 | 0 | 0 | 0.01 | 0.03
PseudoUnit | 0 | 0 | 0 | 0 | 0 | 0
FixedInterchange | 0 | 0 | 0 | 0 | 0 | 0
Total Fuel Consumption by Reporting Type: PJM_ROM
ReportingType | 2015 | 2020 | 2025 | 2030 | 2035 | 2040
BM | 0.1 | 1.75 | 1.75 | 1.75 | 228.85 | 228.85
CC | 142.9 | 161.99 | 180.15 | 139.24 | 108.66 | 46.02
CSP | 0 | 0 | 0 | 0 | 0 | 0
CT | 0 | 0.02 | 0.03 | 0.03 | 0 | 0
Coal | 128.94 | 36.92 | 5.42 | 16.34 | 30.89 | 30.88
Geo | 0 | 0 | 0 | 0 | 0 | 0
H | 0 | 0 | 0 | 0 | 0 | 0
LFG | 2.04 | 30.56 | 30.56 | 30.56 | 30.56 | 30.56
Nuc | 420.79 | 420.79 | 420.79 | 420.79 | 410.34 | 524.62
PS | 0 | 0 | 0 | 0 | 0 | 0
PV | 0 | 0 | 0 | 0 | 0 | 0
PeakG | 0 | 0.16 | 0.6 | 3.49 | 1.9 | 1.74
PeakO | 0 | 0 | 0 | 0 | 0 | 0
ST | 0 | 0 | 0 | 0 | 0 | 0
STOG | 7.33 | 11.84 | 0 | 0 | 0 | 0
STWD | 0.31 | 5.38 | 5.38 | 5.38 | 5.38 | 5.38
WT | 0 | 0 | 0 | 0 | 0.02 | 0.02
IGCC | 0 | 0 | 0 | 0 | 0 | 0
DemandResponse | 0 | 0 | 0 | 0 | 0 | 0
IGCC-CCS | 0 | 0 | 0 | 0 | 0 | 0
WT_off | 0 | 0 | 0 | 0 | 0 | 0.04
PseudoUnit | 0 | 0 | 0 | 0 | 0 | 0
FixedInterchange | 0 | 0 | 0 | 0 | 0 | 0
Total Fuel Consumption by Reporting Type: PJM_ROR
ReportingType | 2015 | 2020 | 2025 | 2030 | 2035 | 2040
BM | 2.1 | 37.37 | 31.54 | 37.37 | 37.37 | 1024.6
CC | 1128.81 | 1409.99 | 1491.73 | 1318.6 | 1079.8 | 80.27
CSP | 0 | 0 | 0 | 0 | 0 | 0
CT | 0.03 | 0.03 | 0.06 | 0.06 | 0 | 0
Coal | 1834.15 | 990.16 | 168.82 | 172.26 | 361.95 | 361.95
Geo | 0 | 0 | 0 | 0 | 0 | 0
H | 0 | 0 | 0 | 0 | 0 | 0
LFG | 6.18 | 61.46 | 61.46 | 61.46 | 61.46 | 61.46
Nuc | 1644.81 | 1644.81 | 1644.81 | 1573.64 | 1529.97 | 2350.61
PS | 0 | 0 | 0 | 0 | 0 | 0
PV | 0 | 0 | 0 | 0 | 0 | 0
PeakG | 9.55 | 11.66 | 20.75 | 18.25 | 12.99 | 4.68
PeakO | 0 | 0 | 0 | 0 | 0 | 0
ST | 0 | 0 | 0 | 0 | 0 | 0
STOG | 4.28 | 8.36 | 8.01 | 0 | 0 | 0
STWD | 0.43 | 15.91 | 13.33 | 11.69 | 15.91 | 15.91
WT | 0.03 | 0.03 | 0.04 | 0.13 | 0.13 | 0.13
IGCC | 0 | 0 | 0 | 0 | 0 | 0
DemandResponse | 0 | 0 | 0 | 0 | 0 | 0
IGCC-CCS | 0 | 0 | 0 | 0 | 0 | 0
WT_off | 0 | 0 | 0 | 0 | 0 | 0
PseudoUnit | 0 | 0 | 0 | 0 | 0 | 0
FixedInterchange | 0 | 0 | 0 | 0 | 0 | 0
Total Fuel Consumption by Reporting Type: SOCO
ReportingType | 2015 | 2020 | 2025 | 2030 | 2035 | 2040
BM | 0.5 | 1.16 | 3.89 | 5.34 | 636.25 | 636.25
CC | 1022.26 | 1191.49 | 1228.1 | 775.77 | 293.8 | 51.6
CSP | 0 | 0 | 0 | 0 | 0 | 0
CT | 0 | 0 | 0 | 0 | 0 | 0
Coal | 381.36 | 126.79 | 70.43 | 93.87 | 93.87 | 93.87
Geo | 0 | 0 | 0 | 0 | 0 | 0
H | 0 | 0 | 0 | 0 | 0 | 0
LFG | 0 | 0 | 11.56 | 11.56 | 11.56 | 11.56
Nuc | 494.38 | 673.18 | 673.18 | 1366.75 | 1587.84 | 2049.45
PS | 0 | 0 | 0 | 0 | 0 | 0
PV | 0 | 0 | 0 | 0 | 0 | 0
PeakG | 7.67 | 10.91 | 20.23 | 1.25 | 1.58 | 0.62
PeakO | 0 | 0 | 0 | 0 | 0 | 0
ST | 0 | 0 | 0 | 0 | 0 | 0
STOG | 0 | 0 | 0 | 0 | 0 | 0
STWD | 3.34 | 5.8 | 8.89 | 50.38 | 60.13 | 40.97
WT | 0 | 0 | 0 | 0 | 0 | 0
IGCC | 0 | 0 | 0 | 0 | 0 | 0
DemandResponse | 0 | 0 | 0 | 0 | 0 | 0
IGCC-CCS | 0 | 0 | 0 | 0 | 0 | 0
WT_off | 0 | 0 | 0 | 0 | 0 | 0
PseudoUnit | 0 | 0 | 0 | 0 | 0 | 0
FixedInterchange | 0 | 0 | 0 | 0 | 0 | 0
Total Fuel Consumption by Reporting Type: SPP_N
ReportingType | 2015 | 2020 | 2025 | 2030 | 2035 | 2040
BM | 0 | 0 | 0 | 0 | 530.17 | 550.24
CC | 91.88 | 195.73 | 163.85 | 142.35 | 57.18 | 35.26
CSP | 0 | 0 | 0 | 0 | 0 | 0
CT | 0 | 0 | 0 | 0 | 0 | 0
Coal | 591.87 | 193.42 | 18.02 | 29.95 | 75.45 | 75.45
Geo | 0 | 0 | 0 | 0 | 0 | 0
H | 0 | 0 | 0 | 0 | 0 | 0
LFG | 0 | 0 | 10.22 | 10.22 | 10.22 | 10.22
Nuc | 93.19 | 93.19 | 93.19 | 93.19 | 93.19 | 93.19
PS | 0 | 0 | 0 | 0 | 0 | 0
PV | 0 | 0 | 0 | 0 | 0 | 0
PeakG | 0.22 | 0 | 0 | 0.18 | 0 | 0
PeakO | 0 | 0 | 0 | 0 | 0 | 0
ST | 0 | 0 | 0 | 0 | 0 | 0
STOG | 1.98 | 0.24 | 0.95 | 1.98 | 0 | 0
STWD | 0 | 0 | 0 | 0 | 0 | 0
WT | 0 | 0.05 | 0.05 | 0.05 | 0.05 | 0.05
IGCC | 0 | 0 | 0 | 0 | 0 | 0
DemandResponse | 0 | 0 | 0 | 0 | 0 | 0
IGCC-CCS | 0 | 0 | 0 | 0 | 0 | 0
WT_off | 0 | 0 | 0 | 0 | 0 | 0
PseudoUnit | 0 | 0 | 0 | 0 | 0 | 0
FixedInterchange | 0 | 0 | 0 | 0 | 0 | 0
Total Fuel Consumption by Reporting Type: SPP_S
ReportingType | 2015 | 2020 | 2025 | 2030 | 2035 | 2040
BM | 0 | 0 | 0 | 0 | 211.54 | 333.91
CC | 299.25 | 298.46 | 332.1 | 308.46 | 146.17 | 98.82
CSP | 0 | 0 | 0 | 0 | 0 | 0
CT | 0.18 | 0 | 0 | 0 | 0 | 0.04
Coal | 817.49 | 84.44 | 7.82 | 0 | 0 | 0
Geo | 0 | 0 | 0 | 0 | 0 | 0
H | 0 | 0 | 0 | 0 | 0 | 0
LFG | 0 | 0 | 10.22 | 10.22 | 10.22 | 10.22
Nuc | 0 | 0 | 0 | 114.63 | 114.69 | 114.68
PS | 0 | 0 | 0 | 0 | 0 | 0
PV | 0 | 0 | 0 | 0 | 0 | 0
PeakG | 0 | 0 | 0 | 0 | 0 | 0
PeakO | 0 | 0 | 0 | 0 | 0 | 0
ST | 0 | 0 | 0 | 0 | 0 | 0
STOG | 22.37 | 6.69 | 15.11 | 11.85 | 2.92 | 0.76
STWD | 0.72 | 0.39 | 0.39 | 2.61 | 7.67 | 5.96
WT | 0.01 | 0.11 | 0.11 | 0.11 | 0.11 | 0.11
IGCC | 0 | 0 | 0 | 0 | 0 | 0
DemandResponse | 0 | 0 | 0 | 0 | 0 | 0
IGCC-CCS | 0 | 0 | 0 | 0 | 0 | 0
WT_off | 0 | 0 | 0 | 0 | 0 | 0
PseudoUnit | 0 | 0 | 0 | 0 | 0 | 0
FixedInterchange | 0 | 0 | 0 | 0 | 0 | 0
Total Fuel Consumption by Reporting Type: TVA
ReportingType | 2015 | 2020 | 2025 | 2030 | 2035 | 2040
BM | 0 | 0 | 0 | 0 | 717.69 | 717.69
CC | 327.36 | 483.11 | 531.74 | 495.25 | 243.59 | 22.07
CSP | 0 | 0 | 0 | 0 | 0 | 0
CT | 0 | 0 | 0 | 0 | 0 | 0
Coal | 346.81 | 138.03 | 4.29 | 0 | 0 | 0
Geo | 0 | 0 | 0 | 0 | 0 | 0
H | 0 | 0 | 0 | 0 | 0 | 0
LFG | 0 | 0 | 11.56 | 11.56 | 11.56 | 11.56
Nuc | 676.63 | 676.63 | 676.63 | 676.63 | 669.37 | 957.92
PS | 0 | 0 | 0 | 0 | 0 | 0
PV | 0 | 0 | 0 | 0 | 0 | 0
PeakG | 0 | 0 | 0 | 0 | 0 | 0
PeakO | 0 | 0 | 0 | 0 | 0 | 0
ST | 0 | 0 | 0 | 0 | 0 | 0
STOG | 0 | 0 | 0 | 0 | 0 | 0
STWD | 0.02 | 0.02 | 0.04 | 0.35 | 0.42 | 0.42
WT | 0 | 0 | 0 | 0 | 0 | 0
IGCC | 0 | 0 | 0 | 0 | 0 | 0
DemandResponse | 0 | 0 | 0 | 0 | 0 | 0
IGCC-CCS | 0 | 0 | 0 | 0 | 0 | 0
WT_off | 0 | 0 | 0 | 0 | 0 | 0
PseudoUnit | 0 | 0 | 0 | 0 | 0 | 0
FixedInterchange | 0 | 0 | 0 | 0 | 0 | 0
Total Fuel Consumption by Reporting Type: TVA_Transmission
ReportingType | 2015 | 2020 | 2025 | 2030 | 2035 | 2040
BM | 0 | 0 | 0 | 0 | 0 | 0
CC | 0 | 0 | 0 | 0 | 0 | 0
CSP | 0 | 0 | 0 | 0 | 0 | 0
CT | 0 | 0 | 0 | 0 | 0 | 0
Coal | 0 | 0 | 0 | 0 | 0 | 0
Geo | 0 | 0 | 0 | 0 | 0 | 0
H | 0 | 0 | 0 | 0 | 0 | 0
LFG | 0 | 0 | 0 | 0 | 0 | 0
Nuc | 0 | 0 | 0 | 0 | 0 | 0
PS | 0 | 0 | 0 | 0 | 0 | 0
PV | 0 | 0 | 0 | 0 | 0 | 0
PeakG | 0 | 0 | 0 | 0 | 0 | 0
PeakO | 0 | 0 | 0 | 0 | 0 | 0
ST | 0 | 0 | 0 | 0 | 0 | 0
STOG | 0 | 0 | 0 | 0 | 0 | 0
STWD | 0 | 0 | 0 | 0 | 0 | 0
WT | 0 | 0 | 0 | 0 | 0 | 0
IGCC | 0 | 0 | 0 | 0 | 0 | 0
DemandResponse | 0 | 0 | 0 | 0 | 0 | 0
IGCC-CCS | 0 | 0 | 0 | 0 | 0 | 0
WT_off | 0 | 0 | 0 | 0 | 0 | 0
PseudoUnit | 0 | 0 | 0 | 0 | 0 | 0
FixedInterchange | 0 | 0 | 0 | 0 | 0 | 0
Total Fuel Consumption by Reporting Type: VACAR
ReportingType | 2015 | 2020 | 2025 | 2030 | 2035 | 2040
BM | 0.09 | 16.61 | 68.88 | 70.12 | 70.12 | 556.38
CC | 794.71 | 779.15 | 761.15 | 665.06 | 259.43 | 66.22
CSP | 0 | 0 | 0 | 0 | 0 | 0
CT | 0.8 | 0.8 | 1.52 | 0 | 0 | 0
Coal | 250.99 | 145.07 | 37.05 | 34.08 | 53.86 | 53.86
Geo | 0 | 0 | 0 | 0 | 0 | 0
H | 0 | 0 | 0 | 0 | 0 | 0
LFG | 0.04 | 11.56 | 11.56 | 11.56 | 11.56 | 11.56
Nuc | 910.72 | 1100.09 | 1279.76 | 1388.28 | 1129.48 | 981.44
PS | 0 | 0 | 0 | 0 | 0 | 0
PV | 0 | 0 | 0 | 0 | 0 | 0
PeakG | 1.17 | 2.58 | 4.44 | 4.72 | 1.48 | 1.41
PeakO | 0 | 0 | 0 | 0 | 0 | 0
ST | 0 | 0 | 0 | 0 | 0 | 0
STOG | 0 | 0 | 0 | 0 | 0 | 0
STWD | 24.47 | 24.47 | 24.47 | 24.47 | 24.47 | 19
WT | 0 | 0.01 | 0.01 | 0.01 | 0.01 | 0.01
IGCC | 0 | 0 | 0 | 0 | 0 | 0
DemandResponse | 0 | 0 | 0 | 0 | 0 | 0
IGCC-CCS | 0 | 0 | 0 | 0 | 0 | 0
WT_off | 0 | 0 | 0 | 0 | 0.1 | 0.14
PseudoUnit | 0 | 0 | 0 | 0 | 0 | 0
FixedInterchange | 0 | 0 | 0 | 0 | 0 | 0
Total Fuel Consumption by Reporting Type: IESO
ReportingType | 2015 | 2020 | 2025 | 2030 | 2035 | 2040
BM | 0 | 0 | 0 | 0 | 0 | 0.09
CC | 0 | 0 | 0 | 0 | 0 | 0
CSP | 0 | 0 | 0 | 0 | 0 | 0
CT | 0 | 0 | 0 | 0 | 0 | 0
Coal | 0 | 0 | 0 | 0 | 0 | 0
Geo | 0 | 0 | 0 | 0 | 0 | 0
H | 0 | 0 | 0 | 0 | 0 | 0
LFG | 1.56 | 1.56 | 1.56 | 1.56 | 1.56 | 1.56
Nuc | 778.48 | 709.08 | 692.12 | 747.85 | 745.6 | 745.68
PS | 0 | 0 | 0 | 0 | 0 | 0
PV | 0 | 0 | 0 | 0 | 0 | 0
PeakG | 0 | 0 | 0 | 0 | 0 | 0
PeakO | 0 | 0 | 0 | 0 | 0 | 0
ST | 0 | 0 | 0 | 0 | 0 | 0
STOG | 0 | 0 | 0 | 0 | 0 | 0
STWD | 0 | 0 | 0 | 0 | 0 | 0.05
WT | 0.01 | 0.01 | 0.01 | 0.01 | 0 | 0
IGCC | 0 | 0 | 0 | 0 | 0 | 0
DemandResponse | 0 | 0 | 0 | 0 | 0 | 0
IGCC-CCS | 0 | 0 | 0 | 0 | 0 | 0
WT_off | 0 | 0 | 0 | 0 | 0 | 0
PseudoUnit | 0 | 0 | 0 | 0 | 0 | 0
FixedInterchange | 0 | 0 | 0 | 0 | 0 | 0
Total Fuel Consumption by Reporting Type: MAPP_CA
ReportingType | 2015 | 2020 | 2025 | 2030 | 2035 | 2040
BM | 0 | 0 | 0 | 0 | 0 | 0
CC | 55.51 | 55.51 | 3.46 | 0 | 0 | 0
CSP | 0 | 0 | 0 | 0 | 0 | 0
CT | 0 | 0 | 0 | 0 | 0 | 0
Coal | 2.8 | 0.44 | 0 | 0 | 0 | 0
Geo | 0 | 0 | 0 | 0 | 0 | 0
H | 0 | 0 | 0.01 | 0.03 | 0.03 | 0.03
LFG | 0 | 0 | 0 | 0 | 0 | 0
Nuc | 0 | 0 | 0 | 0 | 0.02 | 0
PS | 0 | 0 | 0 | 0 | 0 | 0
PV | 0 | 0 | 0 | 0 | 0 | 0
PeakG | 0.98 | 0.91 | 0 | 0 | 0 | 0
PeakO | 0 | 0 | 0 | 0 | 0 | 0
ST | 0 | 0 | 0 | 0 | 0 | 0
STOG | 0.15 | 0 | 0 | 0 | 0 | 0
STWD | 0 | 0 | 0 | 0 | 0 | 0
WT | 0 | 0 | 0 | 0 | 0 | 0
IGCC | 0 | 0 | 0 | 0 | 0 | 0
DemandResponse | 0 | 0 | 0 | 0 | 0 | 0
IGCC-CCS | 0 | 0 | 0 | 0 | 0 | 0
WT_off | 0 | 0 | 0 | 0 | 0 | 0
PseudoUnit | 0 | 0 | 0 | 0 | 0 | 0
FixedInterchange | 0 | 0 | 0 | 0 | 0 | 0
Total Fuel Consumption by Reporting Type: AZ_NM_SNV_Coal
ReportingType | 2015 | 2020 | 2025 | 2030 | 2035 | 2040
BM | 0 | 0 | 0 | 0 | 0 | 0
CC | 0 | 0 | 0 | 0 | 0 | 0
CSP | 0 | 0 | 0 | 0 | 0 | 0
CT | 0 | 0 | 0 | 0 | 0 | 0
Coal | 510.59 | 463.14 | 102.28 | 6.11 | 40.55 | 21.29
Geo | 0 | 0 | 0 | 0 | 0 | 0
H | 0 | 0 | 0 | 0 | 0 | 0
LFG | 0 | 0 | 0 | 0 | 0 | 0
Nuc | 0 | 0 | 0 | 0 | 0 | 0
PS | 0 | 0 | 0 | 0 | 0 | 0
PV | 0 | 0 | 0 | 0 | 0 | 0
PeakG | 0 | 0 | 0 | 0 | 0 | 0
PeakO | 0 | 0 | 0 | 0 | 0 | 0
ST | 0 | 0 | 0 | 0 | 0 | 0
STOG | 0 | 0 | 0 | 0 | 0 | 0
STWD | 0 | 0 | 0 | 0 | 0 | 0
WT | 0 | 0 | 0 | 0 | 0 | 0
IGCC | 0 | 0 | 0 | 0 | 0 | 0
DemandResponse | 0 | 0 | 0 | 0 | 0 | 0
IGCC-CCS | 0 | 0 | 0 | 0 | 0 | 0
WT_off | 0 | 0 | 0 | 0 | 0 | 0
PseudoUnit | 0 | 0 | 0 | 0 | 0 | 0
FixedInterchange | 0 | 0 | 0 | 0 | 0 | 0
Total Fuel Consumption by Reporting Type: AZ_NM_SNV_Gas
ReportingType | 2015 | 2020 | 2025 | 2030 | 2035 | 2040
BM | 0 | 0 | 0 | 0 | 0 | 0
CC | 468.86 | 385.78 | 584.56 | 359.17 | 126.58 | 91.56
CSP | 0 | 0 | 0 | 0 | 0 | 0
CT | 0 | 0 | 0 | 0 | 0 | 0
Coal | 0 | 0 | 0 | 0 | 0 | 0
Geo | 0 | 0 | 0 | 0 | 0 | 0
H | 0 | 0 | 0 | 0 | 0 | 0
LFG | 0 | 0 | 0 | 0 | 0 | 0
Nuc | 0 | 0 | 0 | 0 | 0 | 0
PS | 0 | 0 | 0 | 0 | 0 | 0
PV | 0 | 0 | 0 | 0 | 0 | 0
PeakG | 0 | 0 | 0 | 0 | 0 | 0
PeakO | 0 | 0 | 0 | 0 | 0 | 0
ST | 0 | 0 | 0 | 0 | 0 | 0
STOG | 0 | 0 | 0 | 0 | 0 | 0
STWD | 0 | 0 | 0 | 0 | 0 | 0
WT | 0 | 0 | 0 | 0 | 0 | 0
IGCC | 0 | 0 | 0 | 0 | 0 | 0
DemandResponse | 0 | 0 | 0 | 0 | 0 | 0
IGCC-CCS | 0 | 0 | 0 | 0 | 0 | 0
WT_off | 0 | 0 | 0 | 0 | 0 | 0
PseudoUnit | 0 | 0 | 0 | 0 | 0 | 0
FixedInterchange | 0 | 0 | 0 | 0 | 0 | 0
Total Fuel Consumption by Reporting Type: AZ_NM_SNV_NucRenew
ReportingType | 2015 | 2020 | 2025 | 2030 | 2035 | 2040
BM | 0 | 0 | 0 | 0 | 0 | 7.59
CC | 0 | 0 | 0 | 0 | 0 | 0
CSP | 0 | 0 | 0 | 0 | 0 | 0
CT | 0 | 0 | 0 | 0 | 0 | 0
Coal | 0 | 0 | 0 | 0 | 0 | 0
Geo | 0 | 0 | 0.01 | 0.01 | 0.01 | 0.01
H | 0 | 0 | 0 | 0 | 0 | 0
LFG | 0 | 0 | 6.53 | 6.53 | 6.53 | 6.53
Nuc | 317.72 | 317.72 | 317.72 | 578.17 | 1136.24 | 1136.24
PS | 0 | 0 | 0 | 0 | 0 | 0
PV | 0 | 0 | 0 | 0 | 0 | 0
PeakG | 0 | 0 | 0 | 0 | 0 | 0
PeakO | 0 | 0 | 0 | 0 | 0 | 0
ST | 0 | 0 | 0 | 0 | 0.01 | 0.01
STOG | 0 | 0 | 0 | 0 | 0 | 0
STWD | 1.77 | 1.77 | 1.77 | 1.77 | 1.77 | 1.77
WT | 0 | 0.03 | 0.03 | 0.03 | 0.03 | 0.03
IGCC | 0 | 0 | 0 | 0 | 0 | 0
DemandResponse | 0 | 0 | 0 | 0 | 0 | 0
IGCC-CCS | 0 | 0 | 0 | 0 | 0 | 0
WT_off | 0 | 0 | 0 | 0 | 0 | 0
PseudoUnit | 0 | 0 | 0 | 0 | 0 | 0
FixedInterchange | 0 | 0 | 0 | 0 | 0 | 0
Total Fuel Consumption by Reporting Type: ERCOT
ReportingType | 2015 | 2020 | 2025 | 2030 | 2035 | 2040
BM | 0.76 | 1.31 | 1.97 | 14.07 | 394.55 | 304.35
CC | 1443.66 | 1562.57 | 1343.85 | 1197.37 | 532.84 | 350.86
CSP | 0 | 0 | 0 | 0 | 0 | 0
CT | 0 | 0.03 | 0.02 | 0.09 | 0 | 0
Coal | 421.51 | 267.87 | 49.58 | 67.13 | 78.19 | 78.19
Geo | 0 | 0 | 0 | 0 | 0 | 0
H | 0 | 0 | 0 | 0 | 0 | 0
LFG | 0 | 0 | 38.09 | 38.09 | 38.09 | 38.09
Nuc | 422.69 | 422.69 | 422.69 | 559.68 | 1325 | 1711.96
PS | 0 | 0 | 0 | 0 | 0 | 0
PV | 0 | 0 | 0 | 0 | 0 | 0
PeakG | 0 | 0.07 | 0 | 0.48 | 0.47 | 0.47
PeakO | 0 | 0 | 0 | 0 | 0 | 0
ST | 0 | 0 | 0 | 0 | 0 | 0
STOG | 21.77 | 35.53 | 10.56 | 9.05 | 0 | 0
STWD | 0 | 0 | 0 | 0 | 0 | 0
WT | 0.03 | 0.03 | 0.08 | 0.08 | 0.08 | 0.08
IGCC | 0 | 0 | 0 | 0 | 0 | 0
DemandResponse | 0 | 0 | 0 | 0 | 0 | 0
IGCC-CCS | 0 | 0 | 0 | 0 | 0 | 0
WT_off | 0 | 0 | 0 | 0 | 0 | 0
PseudoUnit | 0 | 0 | 0 | 0 | 0 | 0
FixedInterchange | 0 | 0 | 0 | 0 | 0 | 0
Total Fuel Consumption by Reporting Type: NP15
ReportingType | 2015 | 2020 | 2025 | 2030 | 2035 | 2040
BM | 0 | 0 | 0 | 0 | 0 | 28.64
CC | 417.9 | 407.83 | 407.95 | 278.66 | 88.05 | 44.94
CSP | 0 | 0 | 0 | 0 | 0 | 0
CT | 0 | 0 | 0 | 0 | 0 | 0
Coal | 16.77 | 0 | 0 | 0 | 0 | 0
Geo | 0.01 | 0.01 | 0.01 | 0.01 | 0.01 | 0.01
H | 0 | 0 | 0 | 0 | 0 | 0
LFG | 0 | 40.72 | 60.8 | 60.8 | 60.8 | 60.8
Nuc | 187.74 | 187.74 | 187.74 | 528.87 | 739.13 | 814.06
PS | 0 | 0 | 0 | 0 | 0 | 0
PV | 0 | 0 | 0 | 0 | 0 | 0
PeakG | 0 | 0 | 0 | 0 | 0 | 0
PeakO | 0 | 0 | 0 | 0 | 0 | 0
ST | 0 | 0 | 0 | 0 | 0 | 0
STOG | 0.81 | 0.43 | 0.81 | 0 | 0 | 0
STWD | 37.44 | 37.44 | 21.79 | 37.44 | 37.44 | 37.44
WT | 0 | 0.01 | 0.01 | 0.01 | 0.03 | 0.04
IGCC | 0 | 0 | 0 | 0 | 0 | 0
DemandResponse | 0 | 0 | 0 | 0 | 0 | 0
IGCC-CCS | 0 | 0 | 0 | 0 | 0 | 0
WT_off | 0 | 0 | 0 | 0 | 0 | 0
PseudoUnit | 0 | 0 | 0 | 0 | 0 | 0
FixedInterchange | 0 | 0 | 0 | 0 | 0 | 0
Total Fuel Consumption by Reporting Type: NWPP_Coal
ReportingType | 2015 | 2020 | 2025 | 2030 | 2035 | 2040
BM | 0 | 0 | 0 | 0 | 0 | 0
CC | 0 | 0 | 0 | 0 | 0 | 0
CSP | 0 | 0 | 0 | 0 | 0 | 0
CT | 0 | 0 | 0 | 0 | 0 | 0
Coal | 517.75 | 388.75 | 16.32 | 16.32 | 16.32 | 16.32
Geo | 0 | 0 | 0 | 0 | 0 | 0
H | 0 | 0 | 0 | 0 | 0 | 0
LFG | 0 | 0 | 0 | 0 | 0 | 0
Nuc | 0 | 0 | 0 | 0 | 0 | 0
PS | 0 | 0 | 0 | 0 | 0 | 0
PV | 0 | 0 | 0 | 0 | 0 | 0
PeakG | 0 | 0 | 0 | 0 | 0 | 0
PeakO | 0 | 0 | 0 | 0 | 0 | 0
ST | 0 | 0 | 0 | 0 | 0 | 0
STOG | 0 | 0 | 0 | 0 | 0 | 0
STWD | 0 | 0 | 0 | 0 | 0 | 0
WT | 0 | 0 | 0 | 0 | 0 | 0
IGCC | 0 | 0 | 0 | 0 | 0 | 0
DemandResponse | 0 | 0 | 0 | 0 | 0 | 0
IGCC-CCS | 0 | 0 | 0 | 0 | 0 | 0
WT_off | 0 | 0 | 0 | 0 | 0 | 0
PseudoUnit | 0 | 0 | 0 | 0 | 0 | 0
FixedInterchange | 0 | 0 | 0 | 0 | 0 | 0
Total Fuel Consumption by Reporting Type: NWPP_Gas
ReportingType | 2015 | 2020 | 2025 | 2030 | 2035 | 2040
BM | 0 | 0 | 0 | 0 | 0 | 0
CC | 361.48 | 443.08 | 443.08 | 272.78 | 43.2 | 36.87
CSP | 0 | 0 | 0 | 0 | 0 | 0
CT | 0 | 0 | 0 | 0 | 0 | 0
Coal | 0 | 0 | 0 | 0 | 0 | 0
Geo | 0 | 0 | 0 | 0 | 0 | 0
H | 0 | 0 | 0 | 0 | 0 | 0
LFG | 0 | 0 | 0 | 0 | 0 | 0
Nuc | 0 | 0 | 0 | 0 | 0 | 0
PS | 0 | 0 | 0 | 0 | 0 | 0
PV | 0 | 0 | 0 | 0 | 0 | 0
PeakG | 0 | 0 | 0 | 0 | 0 | 0
PeakO | 0 | 0 | 0 | 0 | 0 | 0
ST | 0 | 0 | 0 | 0 | 0 | 0
STOG | 0 | 0 | 0 | 0 | 0 | 0
STWD | 0 | 0 | 0 | 0 | 0 | 0
WT | 0 | 0 | 0 | 0 | 0 | 0
IGCC | 0 | 0 | 0 | 0 | 0 | 0
DemandResponse | 0 | 0 | 0 | 0 | 0 | 0
IGCC-CCS | 0 | 0 | 0 | 0 | 0 | 0
WT_off | 0 | 0 | 0 | 0 | 0 | 0
PseudoUnit | 0 | 0 | 0 | 0 | 0 | 0
FixedInterchange | 0 | 0 | 0 | 0 | 0 | 0
Total Fuel Consumption by Reporting Type: NWPP_NucRenew
ReportingType | 2015 | 2020 | 2025 | 2030 | 2035 | 2040
BM | 0 | 0.86 | 3.16 | 3.16 | 3.16 | 307.22
CC | 0 | 0 | 0 | 0 | 0 | 0
CSP | 0 | 0 | 0 | 0 | 0 | 0
CT | 0 | 0 | 0 | 0 | 0 | 0
Coal | 0 | 0 | 0 | 0 | 0 | 0
Geo | 0 | 0 | 0.01 | 0.01 | 0.01 | 0.01
H | 0 | 0 | 0 | 0 | 0 | 0
LFG | 2.74 | 2.74 | 29.05 | 29.05 | 29.05 | 29.05
Nuc | 88.66 | 88.66 | 88.66 | 88.66 | 370.25 | 401.14
PS | 0 | 0 | 0 | 0 | 0 | 0
PV | 0 | 0 | 0 | 0 | 0 | 0
PeakG | 0 | 0 | 0 | 0 | 0 | 0
PeakO | 0 | 0 | 0 | 0 | 0 | 0
ST | 0 | 0 | 0 | 0 | 0 | 0
STOG | 0 | 0 | 0 | 0 | 0 | 0
STWD | 0 | 0 | 46.18 | 46.18 | 46.18 | 46.18
WT | 0.02 | 0.02 | 0.02 | 0.07 | 0.07 | 0.07
IGCC | 0 | 0 | 0 | 0 | 0 | 0
DemandResponse | 0 | 0 | 0 | 0 | 0 | 0
IGCC-CCS | 0 | 0 | 0 | 0 | 0 | 0
WT_off | 0 | 0 | 0 | 0 | 0 | 0
PseudoUnit | 0 | 0 | 0 | 0 | 0 | 0
FixedInterchange | 0 | 0 | 0 | 0 | 0 | 0
Total Fuel Consumption by Reporting Type: RMPA
ReportingType | 2015 | 2020 | 2025 | 2030 | 2035 | 2040
BM | 0 | 0 | 0 | 0 | 140.2 | 187.05
CC | 80.4 | 79.52 | 138.13 | 82.17 | 33.01 | 21.34
CSP | 0 | 0 | 0 | 0 | 0 | 0
CT | 0 | 0 | 0 | 0 | 0 | 0
Coal | 516.91 | 417.79 | 72.4 | 42.6 | 42.57 | 40.35
Geo | 0 | 0 | 0.02 | 0.02 | 0.02 | 0.02
H | 0 | 0 | 0 | 0 | 0 | 0
LFG | 0.15 | 0.15 | 3.26 | 3.26 | 3.26 | 3.26
Nuc | 0 | 0 | 13.2 | 154.96 | 155 | 154.98
PS | 0 | 0 | 0 | 0 | 0 | 0
PV | 0 | 0 | 0 | 0 | 0 | 0
PeakG | 0 | 0 | 0.07 | 0 | 0.05 | 0.02
PeakO | 0 | 0 | 0 | 0 | 0 | 0
ST | 0 | 0 | 0 | 0 | 0 | 0
STOG | 0 | 0 | 0 | 0 | 0 | 0
STWD | 0 | 0 | 0 | 0 | 0 | 0
WT | 0.01 | 0.02 | 0.02 | 0.02 | 0.02 | 0.02
IGCC | 0 | 0 | 0 | 0 | 0 | 0
DemandResponse | 0 | 0 | 0 | 0 | 0 | 0
IGCC-CCS | 0 | 0 | 0 | 0 | 0 | 0
WT_off | 0 | 0 | 0 | 0 | 0 | 0
PseudoUnit | 0 | 0 | 0 | 0 | 0 | 0
FixedInterchange | 0 | 0 | 0 | 0 | 0 | 0
Total Fuel Consumption by Reporting Type: SP15
ReportingType | 2015 | 2020 | 2025 | 2030 | 2035 | 2040
BM | 0.58 | 0.58 | 0.58 | 0.58 | 0.58 | 65.48
CC | 589.42 | 533.03 | 522.76 | 447.95 | 205.04 | 111.34
CSP | 0 | 0 | 0 | 0 | 0 | 0
CT | 0 | 0 | 0 | 0 | 0 | 0
Coal | 15.7 | 8.42 | 3.68 | 0 | 0 | 0
Geo | 0.01 | 0.02 | 0.02 | 0.02 | 0.02 | 0.02
H | 0 | 0 | 0 | 0 | 0 | 0
LFG | 0.99 | 60.8 | 60.8 | 60.8 | 60.8 | 60.8
Nuc | 173.28 | 173.28 | 173.28 | 247.6 | 298.17 | 482.11
PS | 0 | 0 | 0 | 0 | 0 | 0
PV | 0 | 0 | 0 | 0 | 0 | 0
PeakG | 0 | 0 | 0 | 0 | 0 | 0
PeakO | 0 | 0 | 0 | 0 | 0 | 0
ST | 0 | 0 | 0 | 0 | 0.01 | 0.01
STOG | 4.7 | 2.12 | 4.45 | 1.96 | 0.65 | 0.35
STWD | 9.59 | 9.59 | 9.59 | 9.59 | 9.59 | 9.59
WT | 0.01 | 0.01 | 0.04 | 0.04 | 0.04 | 0.04
IGCC | 0 | 0 | 0 | 0 | 0 | 0
DemandResponse | 0 | 0 | 0 | 0 | 0 | 0
IGCC-CCS | 0 | 0 | 0 | 0 | 0 | 0
WT_off | 0 | 0 | 0 | 0 | 0 | 0
PseudoUnit | 0 | 0 | 0 | 0 | 0 | 0
FixedInterchange | 0 | 0 | 0 | 0 | 0 | 0
Total Fuel Consumption by Reporting Type: ALB
ReportingType | 2015 | 2020 | 2025 | 2030 | 2035 | 2040
BM | 0 | 0 | 0 | 0 | 0 | 0
CC | 124.78 | 128.52 | 129.38 | 0.04 | 0 | 0.04
CSP | 0 | 0 | 0 | 0 | 0 | 0
CT | 0 | 0 | 0 | 0 | 0 | 0
Coal | 470.15 | 470.15 | 463.62 | 0 | 0 | 0
Geo | 0 | 0 | 0 | 0 | 0 | 0
H | 0 | 0 | 0 | 0 | 0 | 0
LFG | 0 | 0 | 0 | 0 | 0 | 0
Nuc | 0 | 0 | 0.05 | 707.12 | 729.1 | 730.17
PS | 0 | 0 | 0 | 0 | 0 | 0
PV | 0 | 0 | 0 | 0 | 0 | 0
PeakG | 0 | 0 | 0 | 0 | 0 | 0.03
PeakO | 0 | 0 | 0 | 0 | 0 | 0
ST | 0 | 0 | 0 | 0 | 0 | 0
STOG | 0 | 0 | 0 | 0 | 0 | 0
STWD | 0 | 7.64 | 13.02 | 13.02 | 13.02 | 13.02
WT | 0 | 0 | 0 | 0 | 0 | 0
IGCC | 0 | 0 | 0 | 0 | 0 | 0
DemandResponse | 0 | 0 | 0 | 0 | 0 | 0
IGCC-CCS | 0 | 0 | 0 | 0 | 0 | 0
WT_off | 0 | 0 | 0 | 0 | 0 | 0
PseudoUnit | 0 | 0 | 0 | 0 | 0 | 0
FixedInterchange | 0 | 0 | 0 | 0 | 0 | 0
Total Fuel Consumption by Reporting Type: BC
ReportingType | 2015 | 2020 | 2025 | 2030 | 2035 | 2040
BM | 0 | 0 | 0 | 0 | 0 | 0
CC | 30.81 | 30.81 | 30.81 | 19.55 | 0 | 0
CSP | 0 | 0 | 0 | 0 | 0 | 0
CT | 0 | 0 | 0 | 0 | 0 | 0
Coal | 0 | 0 | 0 | 0 | 0 | 0
Geo | 0 | 0 | 0 | 0 | 0 | 0
H | 0 | 0 | 0 | 0 | 0 | 0
LFG | 0 | 0 | 0 | 0 | 0 | 0
Nuc | 0 | 0 | 0.02 | 57.85 | 57.85 | 111.13
PS | 0 | 0 | 0 | 0 | 0 | 0
PV | 0 | 0 | 0 | 0 | 0 | 0
PeakG | 0 | 0 | 0 | 0 | 0 | 0
PeakO | 0 | 0 | 0 | 0 | 0 | 0
ST | 0 | 0 | 0 | 0 | 0 | 0
STOG | 0 | 0 | 0 | 0 | 0 | 0
STWD | 0 | 21.57 | 41.58 | 41.58 | 41.58 | 41.58
WT | 0 | 0 | 0 | 0 | 0 | 0
IGCC | 0 | 0 | 0 | 0 | 0 | 0
DemandResponse | 0 | 0 | 0 | 0 | 0 | 0
IGCC-CCS | 0 | 0 | 0 | 0 | 0 | 0
WT_off | 0 | 0 | 0 | 0 | 0 | 0
PseudoUnit | 0 | 0 | 0 | 0 | 0 | 0
FixedInterchange | 0 | 0 | 0 | 0 | 0 | 0
Total Fuel Consumption by Reporting Type: HQ_IESO
ReportingType | 2015 | 2020 | 2025 | 2030 | 2035 | 2040
BM | 0 | 0 | 0 | 0 | 0 | 0
CC | 0 | 0 | 0 | 0 | 0 | 0
CSP | 0 | 0 | 0 | 0 | 0 | 0
CT | 0 | 0 | 0 | 0 | 0 | 0
Coal | 0 | 0 | 0 | 0 | 0 | 0
Geo | 0 | 0 | 0 | 0 | 0 | 0
H | 0 | 0 | 0 | 0 | 0 | 0
LFG | 0 | 0 | 0 | 0 | 0 | 0
Nuc | 0 | 0 | 0 | 0 | 0 | 0
PS | 0 | 0 | 0 | 0 | 0 | 0
PV | 0 | 0 | 0 | 0 | 0 | 0
PeakG | 0 | 0 | 0 | 0 | 0 | 0
PeakO | 0 | 0 | 0 | 0 | 0 | 0
ST | 0 | 0 | 0 | 0 | 0 | 0
STOG | 0 | 0 | 0 | 0 | 0 | 0
STWD | 0 | 0 | 0 | 0 | 0 | 0
WT | 0 | 0 | 0 | 0 | 0 | 0
IGCC | 0 | 0 | 0 | 0 | 0 | 0
DemandResponse | 0 | 0 | 0 | 0 | 0 | 0
IGCC-CCS | 0 | 0 | 0 | 0 | 0 | 0
WT_off | 0 | 0 | 0 | 0 | 0 | 0
PseudoUnit | 0 | 0 | 0 | 0 | 0 | 0
FixedInterchange | 0.02 | 0.02 | 0.02 | 0.02 | 0.02 | 0.02
Total Fuel Consumption by Reporting Type: HQ_NEISO
ReportingType | 2015 | 2020 | 2025 | 2030 | 2035 | 2040
BM | 0 | 0 | 0 | 0 | 0 | 0
CC | 0 | 0 | 0 | 0 | 0 | 0
CSP | 0 | 0 | 0 | 0 | 0 | 0
CT | 0 | 0 | 0 | 0 | 0 | 0
Coal | 0 | 0 | 0 | 0 | 0 | 0
Geo | 0 | 0 | 0 | 0 | 0 | 0
H | 0 | 0 | 0 | 0 | 0 | 0
LFG | 0 | 0 | 0 | 0 | 0 | 0
Nuc | 0 | 0 | 0 | 0 | 0.04 | 0.04
PS | 0 | 0 | 0 | 0 | 0 | 0
PV | 0 | 0 | 0 | 0 | 0 | 0
PeakG | 0 | 0 | 0 | 0 | 0 | 0
PeakO | 0 | 0 | 0 | 0 | 0 | 0
ST | 0 | 0 | 0 | 0 | 0 | 0
STOG | 0 | 0 | 0 | 0 | 0 | 0
STWD | 0 | 0 | 0 | 0 | 0 | 0
WT | 0 | 0 | 0 | 0 | 0 | 0
IGCC | 0 | 0 | 0 | 0 | 0 | 0
DemandResponse | 0 | 0 | 0 | 0 | 0 | 0
IGCC-CCS | 0 | 0 | 0 | 0 | 0 | 0
WT_off | 0 | 0 | 0 | 0 | 0 | 0
PseudoUnit | 0 | 0 | 0.01 | 0.01 | 0.01 | 0.01
FixedInterchange | 0.02 | 0.02 | 0.02 | 0.02 | 0.02 | 0.02
Total Fuel Consumption by Reporting Type: HQ_NY
ReportingType | 2015 | 2020 | 2025 | 2030 | 2035 | 2040
BM | 0 | 0 | 0 | 0 | 0 | 0
CC | 0 | 0 | 0 | 0 | 0 | 0
CSP | 0 | 0 | 0 | 0 | 0 | 0
CT | 0 | 0 | 0 | 0 | 0 | 0
Coal | 0 | 0 | 0 | 0 | 0 | 0
Geo | 0 | 0 | 0 | 0 | 0 | 0
H | 0 | 0 | 0 | 0 | 0 | 0
LFG | 0 | 0 | 0 | 0 | 0 | 0
Nuc | 0 | 0 | 0 | 0 | 0.04 | 0.04
PS | 0 | 0 | 0 | 0 | 0 | 0
PV | 0 | 0 | 0 | 0 | 0 | 0
PeakG | 0 | 0 | 0 | 0 | 0 | 0
PeakO | 0 | 0 | 0 | 0 | 0 | 0
ST | 0 | 0 | 0 | 0 | 0 | 0
STOG | 0 | 0 | 0 | 0 | 0 | 0
STWD | 0 | 0 | 0 | 0 | 0 | 0
WT | 0 | 0 | 0 | 0 | 0 | 0
IGCC | 0 | 0 | 0 | 0 | 0 | 0
DemandResponse | 0 | 0 | 0 | 0 | 0 | 0
IGCC-CCS | 0 | 0 | 0 | 0 | 0 | 0
WT_off | 0 | 0 | 0 | 0 | 0 | 0
PseudoUnit | 0 | 0.01 | 0.02 | 0.02 | 0.02 | 0.02
FixedInterchange | 0.01 | 0.01 | 0.01 | 0.01 | 0.01 | 0.01
Total Fuel Consumption by Reporting Type: MARITIMES
ReportingType | 2015 | 2020 | 2025 | 2030 | 2035 | 2040
BM | 0 | 0 | 0 | 0 | 0 | 0
CC | 0 | 0 | 0 | 0 | 0 | 0
CSP | 0 | 0 | 0 | 0 | 0 | 0
CT | 0 | 0 | 0 | 0 | 0 | 0
Coal | 0 | 0 | 0 | 0 | 0 | 0
Geo | 0 | 0 | 0 | 0 | 0 | 0
H | 0 | 0 | 0 | 0 | 0 | 0
LFG | 0 | 0 | 0 | 0 | 0 | 0
Nuc | 0 | 0 | 0 | 0 | 0.04 | 0.04
PS | 0 | 0 | 0 | 0 | 0 | 0
PV | 0 | 0 | 0 | 0 | 0 | 0
PeakG | 0 | 0 | 0 | 0 | 0 | 0
PeakO | 0 | 0 | 0 | 0 | 0 | 0
ST | 0 | 0 | 0 | 0 | 0 | 0
STOG | 0 | 0 | 0 | 0 | 0 | 0
STWD | 0 | 0 | 0 | 0 | 0 | 0
WT | 0 | 0 | 0 | 0 | 0 | 0
IGCC | 0 | 0 | 0 | 0 | 0 | 0
DemandResponse | 0 | 0 | 0 | 0 | 0 | 0
IGCC-CCS | 0 | 0 | 0 | 0 | 0 | 0
WT_off | 0 | 0 | 0 | 0 | 0 | 0
PseudoUnit | 0 | 0 | 0 | 0 | 0 | 0
FixedInterchange | 0.01 | 0.01 | 0.01 | 0.01 | 0.01 | 0.01
Total Fuel Consumption by Reporting Type: All
ReportingType | 2015 | 2020 | 2025 | 2030 | 2035 | 2040
BM | 28.76 | 81.53 | 115.1 | 137.82 | 3351.09 | 8043.01
CC | 10859.34 | 13045.85 | 12988.4 | 10111.55 | 5688.49 | 1825.48
CSP | 0 | 0 | 0 | 0 | 0 | 0
CT | 6.29 | 10.24 | 11.97 | 4.02 | 0.05 | 0.09
Coal | 10741.74 | 4778.38 | 1240.9 | 736.96 | 1298.57 | 1319.89
Geo | 0.02 | 0.04 | 0.07 | 0.07 | 0.07 | 0.07
H | 0 | 0.01 | 0.02 | 0.04 | 0.04 | 0.04
LFG | 20.69 | 230.83 | 468.63 | 546.48 | 546.48 | 546.48
Nuc | 9325.67 | 9573.71 | 10001.79 | 13555.36 | 15521.11 | 18089.56
PS | 0 | 0 | 0 | 0 | 0 | 0
PV | 0 | 0.01 | 0.01 | 0.01 | 0.01 | 0.01
PeakG | 32.9 | 50.04 | 64.04 | 53.86 | 36.84 | 19.1
PeakO | 0 | 0 | 0 | 0 | 0 | 0
ST | 0 | 0.01 | 0.01 | 0.01 | 0.02 | 0.02
STOG | 79.38 | 84.84 | 51.56 | 36.05 | 8.11 | 3.85
STWD | 146.26 | 159.82 | 214.3 | 298.72 | 373.94 | 329.79
WT | 0.18 | 0.42 | 0.68 | 0.83 | 0.88 | 0.91
IGCC | 40.45 | 40.45 | 6.99 | 0.05 | 0 | 0
DemandResponse | 0 | 0 | 0 | 0 | 0 | 0
IGCC-CCS | 0 | 0 | 0 | 0 | 0 | 0
WT_off | 0 | 0 | 0.01 | 0.01 | 0.11 | 0.21
PseudoUnit | 0 | 0.01 | 0.03 | 0.03 | 0.03 | 0.03
FixedInterchange | 0.07 | 0.07 | 0.07 | 0.07 | 0.07 | 0.07
Total Fuel Consumption by Reporting Type: EI_US
ReportingType | 2015 | 2020 | 2025 | 2030 | 2035 | 2040
BM | 27.42 | 78.78 | 109.39 | 120.01 | 2812.61 | 7142.6
CC | 7286.51 | 9419.2 | 9384.42 | 7453.86 | 4659.77 | 1168.53
CSP | 0 | 0 | 0 | 0 | 0 | 0
CT | 6.29 | 10.21 | 11.96 | 3.93 | 0.05 | 0.09
Coal | 8269.56 | 2761.81 | 533.02 | 604.8 | 1120.93 | 1163.73
Geo | 0 | 0 | 0 | 0 | 0 | 0
H | 0 | 0 | 0.01 | 0.01 | 0.01 | 0.01
LFG | 15.24 | 124.86 | 268.54 | 346.39 | 346.39 | 346.39
Nuc | 7357.1 | 7674.54 | 8106.3 | 9884.58 | 9964.76 | 11802.09
PS | 0 | 0 | 0 | 0 | 0 | 0
PV | 0 | 0 | 0.01 | 0.01 | 0.01 | 0.01
PeakG | 31.92 | 49.05 | 63.98 | 53.38 | 36.32 | 18.59
PeakO | 0 | 0 | 0 | 0 | 0 | 0
ST | 0 | 0 | 0 | 0 | 0 | 0
STOG | 51.94 | 46.75 | 35.73 | 25.03 | 7.46 | 3.5
STWD | 97.45 | 81.8 | 80.38 | 149.14 | 224.37 | 180.16
WT | 0.11 | 0.29 | 0.47 | 0.57 | 0.6 | 0.62
IGCC | 40.45 | 40.45 | 6.99 | 0.05 | 0 | 0
DemandResponse | 0 | 0 | 0 | 0 | 0 | 0
IGCC-CCS | 0 | 0 | 0 | 0 | 0 | 0
WT_off | 0 | 0 | 0.01 | 0.01 | 0.11 | 0.21
PseudoUnit | 0 | 0.01 | 0.03 | 0.03 | 0.03 | 0.03
FixedInterchange | 0.05 | 0.05 | 0.05 | 0.05 | 0.05 | 0.05
Total Fuel Consumption by Reporting Type: EI_Canada
ReportingType | 2015 | 2020 | 2025 | 2030 | 2035 | 2040
BM | 0 | 0 | 0 | 0 | 0 | 0.09
CC | 55.51 | 55.51 | 3.46 | 0 | 0 | 0
CSP | 0 | 0 | 0 | 0 | 0 | 0
CT | 0 | 0 | 0 | 0 | 0 | 0
Coal | 2.8 | 0.44 | 0 | 0 | 0 | 0
Geo | 0 | 0 | 0 | 0 | 0 | 0
H | 0 | 0 | 0.01 | 0.03 | 0.03 | 0.03
LFG | 1.56 | 1.56 | 1.56 | 1.56 | 1.56 | 1.56
Nuc | 778.48 | 709.08 | 692.12 | 747.85 | 745.62 | 745.68
PS | 0 | 0 | 0 | 0 | 0 | 0
PV | 0 | 0 | 0 | 0 | 0 | 0
PeakG | 0.98 | 0.91 | 0 | 0 | 0 | 0
PeakO | 0 | 0 | 0 | 0 | 0 | 0
ST | 0 | 0 | 0 | 0 | 0 | 0
STOG | 0.15 | 0 | 0 | 0 | 0 | 0
STWD | 0 | 0 | 0 | 0 | 0 | 0.05
WT | 0.01 | 0.01 | 0.01 | 0.01 | 0 | 0
IGCC | 0 | 0 | 0 | 0 | 0 | 0
DemandResponse | 0 | 0 | 0 | 0 | 0 | 0
IGCC-CCS | 0 | 0 | 0 | 0 | 0 | 0
WT_off | 0 | 0 | 0 | 0 | 0 | 0
PseudoUnit | 0 | 0 | 0 | 0 | 0 | 0
FixedInterchange | 0.02 | 0.02 | 0.02 | 0.02 | 0.02 | 0.02
Total Fuel Consumption by Reporting Type: EI
ReportingType | 2015 | 2020 | 2025 | 2030 | 2035 | 2040
BM | 27.42 | 78.78 | 109.39 | 120.01 | 2812.61 | 7142.68
CC | 7342.02 | 9474.71 | 9387.88 | 7453.86 | 4659.77 | 1168.53
CSP | 0 | 0 | 0 | 0 | 0 | 0
CT | 6.29 | 10.21 | 11.96 | 3.93 | 0.05 | 0.09
Coal | 8272.36 | 2762.25 | 533.02 | 604.8 | 1120.93 | 1163.73
Geo | 0 | 0 | 0 | 0 | 0 | 0
H | 0 | 0.01 | 0.02 | 0.04 | 0.04 | 0.04
LFG | 16.8 | 126.42 | 270.11 | 347.95 | 347.95 | 347.95
Nuc | 8135.58 | 8383.62 | 8798.43 | 10632.43 | 10710.38 | 12547.77
PS | 0 | 0 | 0 | 0 | 0 | 0
PV | 0 | 0 | 0.01 | 0.01 | 0.01 | 0.01
PeakG | 32.9 | 49.96 | 63.98 | 53.38 | 36.32 | 18.59
PeakO | 0 | 0 | 0 | 0 | 0 | 0
ST | 0 | 0 | 0 | 0 | 0 | 0
STOG | 52.1 | 46.75 | 35.73 | 25.03 | 7.46 | 3.5
STWD | 97.45 | 81.8 | 80.38 | 149.14 | 224.37 | 180.21
WT | 0.12 | 0.3 | 0.48 | 0.58 | 0.6 | 0.62
IGCC | 40.45 | 40.45 | 6.99 | 0.05 | 0 | 0
DemandResponse | 0 | 0 | 0 | 0 | 0 | 0
IGCC-CCS | 0 | 0 | 0 | 0 | 0 | 0
WT_off | 0 | 0 | 0.01 | 0.01 | 0.11 | 0.21
PseudoUnit | 0 | 0.01 | 0.03 | 0.03 | 0.03 | 0.03
FixedInterchange | 0.07 | 0.07 | 0.07 | 0.07 | 0.07 | 0.07
Total Fuel Consumption by Reporting Type: Outside_EI
ReportingType | 2015 | 2020 | 2025 | 2030 | 2035 | 2040
BM | 1.34 | 2.75 | 5.71 | 17.82 | 538.49 | 900.32
CC | 3517.32 | 3571.14 | 3600.52 | 2657.69 | 1028.72 | 656.95
CSP | 0 | 0 | 0 | 0 | 0 | 0
CT | 0 | 0.03 | 0.02 | 0.09 | 0 | 0
Coal | 2469.38 | 2016.13 | 707.88 | 132.16 | 177.64 | 156.16
Geo | 0.02 | 0.04 | 0.07 | 0.07 | 0.07 | 0.07
H | 0 | 0 | 0 | 0 | 0 | 0
LFG | 3.89 | 104.41 | 198.53 | 198.53 | 198.53 | 198.53
Nuc | 1190.09 | 1190.09 | 1203.36 | 2922.93 | 4810.74 | 5541.79
PS | 0 | 0 | 0 | 0 | 0 | 0
PV | 0 | 0 | 0 | 0 | 0 | 0
PeakG | 0 | 0.07 | 0.07 | 0.48 | 0.52 | 0.51
PeakO | 0 | 0 | 0 | 0 | 0 | 0
ST | 0 | 0.01 | 0.01 | 0.01 | 0.02 | 0.02
STOG | 27.28 | 38.09 | 15.83 | 11.02 | 0.65 | 0.35
STWD | 48.8 | 78.02 | 133.93 | 149.58 | 149.58 | 149.58
WT | 0.06 | 0.11 | 0.21 | 0.26 | 0.28 | 0.29
IGCC | 0 | 0 | 0 | 0 | 0 | 0
DemandResponse | 0 | 0 | 0 | 0 | 0 | 0
IGCC-CCS | 0 | 0 | 0 | 0 | 0 | 0
WT_off | 0 | 0 | 0 | 0 | 0 | 0
PseudoUnit | 0 | 0 | 0 | 0 | 0 | 0
FixedInterchange | 0 | 0 | 0 | 0 | 0 | 0
#5 | Annual Emmission Levels
SO2 Emissions (MMshortTons): Entergy
ReportingType | 2015 | 2020 | 2025 | 2030 | 2035 | 2040
BM | 0 | 0 | 0 | 0 | 0 | 0
CC | 0 | 0 | 0 | 0 | 0 | 0
CSP | 0 | 0 | 0 | 0 | 0 | 0
CT | 0 | 0 | 0 | 0 | 0 | 0
Coal | 0.31 | 0 | 0 | 0 | 0 | 0
Geo | 0 | 0 | 0 | 0 | 0 | 0
H | 0 | 0 | 0 | 0 | 0 | 0
LFG | 0 | 0 | 0 | 0 | 0 | 0
Nuc | 0 | 0 | 0 | 0 | 0 | 0
PS | 0 | 0 | 0 | 0 | 0 | 0
PV | 0 | 0 | 0 | 0 | 0 | 0
PeakG | 0 | 0 | 0 | 0 | 0 | 0
PeakO | 0 | 0 | 0 | 0 | 0 | 0
ST | 0 | 0 | 0 | 0 | 0 | 0
STOG | 0 | 0 | 0 | 0 | 0 | 0
STWD | 0 | 0 | 0 | 0 | 0 | 0
WT | 0 | 0 | 0 | 0 | 0 | 0
IGCC | 0 | 0 | 0 | 0 | 0 | 0
DemandResponse | 0 | 0 | 0 | 0 | 0 | 0
IGCC-CCS | 0 | 0 | 0 | 0 | 0 | 0
WT_off | 0 | 0 | 0 | 0 | 0 | 0
PseudoUnit | 0 | 0 | 0 | 0 | 0 | 0
FixedInterchange | 0 | 0 | 0 | 0 | 0 | 0
SO2 Emissions (MMshortTons): FRCC
ReportingType | 2015 | 2020 | 2025 | 2030 | 2035 | 2040
BM | 0 | 0 | 0 | 0 | 0 | 0
CC | 0 | 0 | 0 | 0 | 0 | 0
CSP | 0 | 0 | 0 | 0 | 0 | 0
CT | 0 | 0 | 0 | 0 | 0 | 0
Coal | 0.04 | 0 | 0 | 0 | 0 | 0
Geo | 0 | 0 | 0 | 0 | 0 | 0
H | 0 | 0 | 0 | 0 | 0 | 0
LFG | 0 | 0 | 0 | 0 | 0 | 0
Nuc | 0 | 0 | 0 | 0 | 0 | 0
PS | 0 | 0 | 0 | 0 | 0 | 0
PV | 0 | 0 | 0 | 0 | 0 | 0
PeakG | 0 | 0 | 0 | 0 | 0 | 0
PeakO | 0 | 0 | 0 | 0 | 0 | 0
ST | 0 | 0 | 0 | 0 | 0 | 0
STOG | 0 | 0 | 0 | 0 | 0 | 0
STWD | 0 | 0 | 0 | 0 | 0 | 0
WT | 0 | 0 | 0 | 0 | 0 | 0
IGCC | 0 | 0 | 0 | 0 | 0 | 0
DemandResponse | 0 | 0 | 0 | 0 | 0 | 0
IGCC-CCS | 0 | 0 | 0 | 0 | 0 | 0
WT_off | 0 | 0 | 0 | 0 | 0 | 0
PseudoUnit | 0 | 0 | 0 | 0 | 0 | 0
FixedInterchange | 0 | 0 | 0 | 0 | 0 | 0
SO2 Emissions (MMshortTons): MAPP_US
ReportingType | 2015 | 2020 | 2025 | 2030 | 2035 | 2040
BM | 0 | 0 | 0 | 0 | 0 | 0
CC | 0 | 0 | 0 | 0 | 0 | 0
CSP | 0 | 0 | 0 | 0 | 0 | 0
CT | 0 | 0 | 0 | 0 | 0 | 0
Coal | 0.03 | 0 | 0 | 0 | 0 | 0
Geo | 0 | 0 | 0 | 0 | 0 | 0
H | 0 | 0 | 0 | 0 | 0 | 0
LFG | 0 | 0 | 0 | 0 | 0 | 0
Nuc | 0 | 0 | 0 | 0 | 0 | 0
PS | 0 | 0 | 0 | 0 | 0 | 0
PV | 0 | 0 | 0 | 0 | 0 | 0
PeakG | 0 | 0 | 0 | 0 | 0 | 0
PeakO | 0 | 0 | 0 | 0 | 0 | 0
ST | 0 | 0 | 0 | 0 | 0 | 0
STOG | 0 | 0 | 0 | 0 | 0 | 0
STWD | 0 | 0 | 0 | 0 | 0 | 0
WT | 0 | 0 | 0 | 0 | 0 | 0
IGCC | 0 | 0 | 0 | 0 | 0 | 0
DemandResponse | 0 | 0 | 0 | 0 | 0 | 0
IGCC-CCS | 0 | 0 | 0 | 0 | 0 | 0
WT_off | 0 | 0 | 0 | 0 | 0 | 0
PseudoUnit | 0 | 0 | 0 | 0 | 0 | 0
FixedInterchange | 0 | 0 | 0 | 0 | 0 | 0
SO2 Emissions (MMshortTons): MISO_IN
ReportingType | 2015 | 2020 | 2025 | 2030 | 2035 | 2040
BM | 0 | 0 | 0 | 0 | 0 | 0
CC | 0 | 0 | 0 | 0 | 0 | 0
CSP | 0 | 0 | 0 | 0 | 0 | 0
CT | 0 | 0 | 0 | 0 | 0 | 0
Coal | 0.23 | 0.02 | 0 | 0.01 | 0.02 | 0.03
Geo | 0 | 0 | 0 | 0 | 0 | 0
H | 0 | 0 | 0 | 0 | 0 | 0
LFG | 0 | 0 | 0 | 0 | 0 | 0
Nuc | 0 | 0 | 0 | 0 | 0 | 0
PS | 0 | 0 | 0 | 0 | 0 | 0
PV | 0 | 0 | 0 | 0 | 0 | 0
PeakG | 0 | 0 | 0 | 0 | 0 | 0
PeakO | 0 | 0 | 0 | 0 | 0 | 0
ST | 0 | 0 | 0 | 0 | 0 | 0
STOG | 0 | 0 | 0 | 0 | 0 | 0
STWD | 0 | 0 | 0 | 0 | 0 | 0
WT | 0 | 0 | 0 | 0 | 0 | 0
IGCC | 0 | 0 | 0 | 0 | 0 | 0
DemandResponse | 0 | 0 | 0 | 0 | 0 | 0
IGCC-CCS | 0 | 0 | 0 | 0 | 0 | 0
WT_off | 0 | 0 | 0 | 0 | 0 | 0
PseudoUnit | 0 | 0 | 0 | 0 | 0 | 0
FixedInterchange | 0 | 0 | 0 | 0 | 0 | 0
SO2 Emissions (MMshortTons): MISO_MI
ReportingType | 2015 | 2020 | 2025 | 2030 | 2035 | 2040
BM | 0 | 0 | 0 | 0 | 0 | 0
CC | 0 | 0 | 0 | 0 | 0 | 0
CSP | 0 | 0 | 0 | 0 | 0 | 0
CT | 0 | 0 | 0 | 0 | 0 | 0
Coal | 0.11 | 0 | 0 | 0 | 0 | 0
Geo | 0 | 0 | 0 | 0 | 0 | 0
H | 0 | 0 | 0 | 0 | 0 | 0
LFG | 0 | 0 | 0 | 0 | 0 | 0
Nuc | 0 | 0 | 0 | 0 | 0 | 0
PS | 0 | 0 | 0 | 0 | 0 | 0
PV | 0 | 0 | 0 | 0 | 0 | 0
PeakG | 0 | 0 | 0 | 0 | 0 | 0
PeakO | 0 | 0 | 0 | 0 | 0 | 0
ST | 0 | 0 | 0 | 0 | 0 | 0
STOG | 0 | 0 | 0 | 0 | 0 | 0
STWD | 0 | 0 | 0 | 0 | 0 | 0
WT | 0 | 0 | 0 | 0 | 0 | 0
IGCC | 0 | 0 | 0 | 0 | 0 | 0
DemandResponse | 0 | 0 | 0 | 0 | 0 | 0
IGCC-CCS | 0 | 0 | 0 | 0 | 0 | 0
WT_off | 0 | 0 | 0 | 0 | 0 | 0
PseudoUnit | 0 | 0 | 0 | 0 | 0 | 0
FixedInterchange | 0 | 0 | 0 | 0 | 0 | 0
SO2 Emissions (MMshortTons): MISO_MO-IL
ReportingType | 2015 | 2020 | 2025 | 2030 | 2035 | 2040
BM | 0 | 0 | 0 | 0 | 0 | 0
CC | 0 | 0 | 0 | 0 | 0 | 0
CSP | 0 | 0 | 0 | 0 | 0 | 0
CT | 0 | 0 | 0 | 0 | 0 | 0
Coal | 0.35 | 0 | 0 | 0 | 0 | 0
Geo | 0 | 0 | 0 | 0 | 0 | 0
H | 0 | 0 | 0 | 0 | 0 | 0
LFG | 0 | 0 | 0 | 0 | 0 | 0
Nuc | 0 | 0 | 0 | 0 | 0 | 0
PS | 0 | 0 | 0 | 0 | 0 | 0
PV | 0 | 0 | 0 | 0 | 0 | 0
PeakG | 0 | 0 | 0 | 0 | 0 | 0
PeakO | 0 | 0 | 0 | 0 | 0 | 0
ST | 0 | 0 | 0 | 0 | 0 | 0
STOG | 0 | 0 | 0 | 0 | 0 | 0
STWD | 0 | 0 | 0 | 0 | 0 | 0
WT | 0 | 0 | 0 | 0 | 0 | 0
IGCC | 0 | 0 | 0 | 0 | 0 | 0
DemandResponse | 0 | 0 | 0 | 0 | 0 | 0
IGCC-CCS | 0 | 0 | 0 | 0 | 0 | 0
WT_off | 0 | 0 | 0 | 0 | 0 | 0
PseudoUnit | 0 | 0 | 0 | 0 | 0 | 0
FixedInterchange | 0 | 0 | 0 | 0 | 0 | 0
SO2 Emissions (MMshortTons): MISO_W
ReportingType | 2015 | 2020 | 2025 | 2030 | 2035 | 2040
BM | 0 | 0 | 0 | 0 | 0 | 0
CC | 0 | 0 | 0 | 0 | 0 | 0
CSP | 0 | 0 | 0 | 0 | 0 | 0
CT | 0 | 0 | 0 | 0 | 0 | 0
Coal | 0.2 | 0.02 | 0 | 0 | 0 | 0
Geo | 0 | 0 | 0 | 0 | 0 | 0
H | 0 | 0 | 0 | 0 | 0 | 0
LFG | 0 | 0 | 0 | 0 | 0 | 0
Nuc | 0 | 0 | 0 | 0 | 0 | 0
PS | 0 | 0 | 0 | 0 | 0 | 0
PV | 0 | 0 | 0 | 0 | 0 | 0
PeakG | 0 | 0 | 0 | 0 | 0 | 0
PeakO | 0 | 0 | 0 | 0 | 0 | 0
ST | 0 | 0 | 0 | 0 | 0 | 0
STOG | 0 | 0 | 0 | 0 | 0 | 0
STWD | 0 | 0 | 0 | 0 | 0 | 0
WT | 0 | 0 | 0 | 0 | 0 | 0
IGCC | 0 | 0 | 0 | 0 | 0 | 0
DemandResponse | 0 | 0 | 0 | 0 | 0 | 0
IGCC-CCS | 0 | 0 | 0 | 0 | 0 | 0
WT_off | 0 | 0 | 0 | 0 | 0 | 0
PseudoUnit | 0 | 0 | 0 | 0 | 0 | 0
FixedInterchange | 0 | 0 | 0 | 0 | 0 | 0
SO2 Emissions (MMshortTons): MISO_WUMS
ReportingType | 2015 | 2020 | 2025 | 2030 | 2035 | 2040
BM | 0 | 0 | 0 | 0 | 0 | 0
CC | 0 | 0 | 0 | 0 | 0 | 0
CSP | 0 | 0 | 0 | 0 | 0 | 0
CT | 0 | 0 | 0 | 0 | 0 | 0
Coal | 0.02 | 0 | 0 | 0 | 0 | 0
Geo | 0 | 0 | 0 | 0 | 0 | 0
H | 0 | 0 | 0 | 0 | 0 | 0
LFG | 0 | 0 | 0 | 0 | 0 | 0
Nuc | 0 | 0 | 0 | 0 | 0 | 0
PS | 0 | 0 | 0 | 0 | 0 | 0
PV | 0 | 0 | 0 | 0 | 0 | 0
PeakG | 0 | 0 | 0 | 0 | 0 | 0
PeakO | 0 | 0 | 0 | 0 | 0 | 0
ST | 0 | 0 | 0 | 0 | 0 | 0
STOG | 0 | 0 | 0 | 0 | 0 | 0
STWD | 0 | 0 | 0 | 0 | 0 | 0
WT | 0 | 0 | 0 | 0 | 0 | 0
IGCC | 0 | 0 | 0 | 0 | 0 | 0
DemandResponse | 0 | 0 | 0 | 0 | 0 | 0
IGCC-CCS | 0 | 0 | 0 | 0 | 0 | 0
WT_off | 0 | 0 | 0 | 0 | 0 | 0
PseudoUnit | 0 | 0 | 0 | 0 | 0 | 0
FixedInterchange | 0 | 0 | 0 | 0 | 0 | 0
SO2 Emissions (MMshortTons): Nebraska
ReportingType | 2015 | 2020 | 2025 | 2030 | 2035 | 2040
BM | 0 | 0 | 0 | 0 | 0 | 0
CC | 0 | 0 | 0 | 0 | 0 | 0
CSP | 0 | 0 | 0 | 0 | 0 | 0
CT | 0 | 0 | 0 | 0 | 0 | 0
Coal | 0.1 | 0 | 0 | 0 | 0 | 0
Geo | 0 | 0 | 0 | 0 | 0 | 0
H | 0 | 0 | 0 | 0 | 0 | 0
LFG | 0 | 0 | 0 | 0 | 0 | 0
Nuc | 0 | 0 | 0 | 0 | 0 | 0
PS | 0 | 0 | 0 | 0 | 0 | 0
PV | 0 | 0 | 0 | 0 | 0 | 0
PeakG | 0 | 0 | 0 | 0 | 0 | 0
PeakO | 0 | 0 | 0 | 0 | 0 | 0
ST | 0 | 0 | 0 | 0 | 0 | 0
STOG | 0 | 0 | 0 | 0 | 0 | 0
STWD | 0 | 0 | 0 | 0 | 0 | 0
WT | 0 | 0 | 0 | 0 | 0 | 0
IGCC | 0 | 0 | 0 | 0 | 0 | 0
DemandResponse | 0 | 0 | 0 | 0 | 0 | 0
IGCC-CCS | 0 | 0 | 0 | 0 | 0 | 0
WT_off | 0 | 0 | 0 | 0 | 0 | 0
PseudoUnit | 0 | 0 | 0 | 0 | 0 | 0
FixedInterchange | 0 | 0 | 0 | 0 | 0 | 0
SO2 Emissions (MMshortTons): NEISO
ReportingType | 2015 | 2020 | 2025 | 2030 | 2035 | 2040
BM | 0 | 0 | 0 | 0 | 0 | 0
CC | 0 | 0 | 0 | 0 | 0 | 0
CSP | 0 | 0 | 0 | 0 | 0 | 0
CT | 0 | 0 | 0 | 0 | 0 | 0
Coal | 0 | 0 | 0 | 0 | 0 | 0
Geo | 0 | 0 | 0 | 0 | 0 | 0
H | 0 | 0 | 0 | 0 | 0 | 0
LFG | 0 | 0 | 0 | 0 | 0 | 0
Nuc | 0 | 0 | 0 | 0 | 0 | 0
PS | 0 | 0 | 0 | 0 | 0 | 0
PV | 0 | 0 | 0 | 0 | 0 | 0
PeakG | 0 | 0 | 0 | 0 | 0 | 0
PeakO | 0 | 0 | 0 | 0 | 0 | 0
ST | 0 | 0 | 0 | 0 | 0 | 0
STOG | 0 | 0 | 0 | 0 | 0 | 0
STWD | 0 | 0 | 0 | 0 | 0 | 0
WT | 0 | 0 | 0 | 0 | 0 | 0
IGCC | 0 | 0 | 0 | 0 | 0 | 0
DemandResponse | 0 | 0 | 0 | 0 | 0 | 0
IGCC-CCS | 0 | 0 | 0 | 0 | 0 | 0
WT_off | 0 | 0 | 0 | 0 | 0 | 0
PseudoUnit | 0 | 0 | 0 | 0 | 0 | 0
FixedInterchange | 0 | 0 | 0 | 0 | 0 | 0
SO2 Emissions (MMshortTons): NonRTO_Midwest
ReportingType | 2015 | 2020 | 2025 | 2030 | 2035 | 2040
BM | 0 | 0 | 0 | 0 | 0 | 0
CC | 0 | 0 | 0 | 0 | 0 | 0
CSP | 0 | 0 | 0 | 0 | 0 | 0
CT | 0 | 0 | 0 | 0 | 0 | 0
Coal | 0.12 | 0.02 | 0.01 | 0.01 | 0.01 | 0.01
Geo | 0 | 0 | 0 | 0 | 0 | 0
H | 0 | 0 | 0 | 0 | 0 | 0
LFG | 0 | 0 | 0 | 0 | 0 | 0
Nuc | 0 | 0 | 0 | 0 | 0 | 0
PS | 0 | 0 | 0 | 0 | 0 | 0
PV | 0 | 0 | 0 | 0 | 0 | 0
PeakG | 0 | 0 | 0 | 0 | 0 | 0
PeakO | 0 | 0 | 0 | 0 | 0 | 0
ST | 0 | 0 | 0 | 0 | 0 | 0
STOG | 0 | 0 | 0 | 0 | 0 | 0
STWD | 0 | 0 | 0 | 0 | 0 | 0
WT | 0 | 0 | 0 | 0 | 0 | 0
IGCC | 0 | 0 | 0 | 0 | 0 | 0
DemandResponse | 0 | 0 | 0 | 0 | 0 | 0
IGCC-CCS | 0 | 0 | 0 | 0 | 0 | 0
WT_off | 0 | 0 | 0 | 0 | 0 | 0
PseudoUnit | 0 | 0 | 0 | 0 | 0 | 0
FixedInterchange | 0 | 0 | 0 | 0 | 0 | 0
SO2 Emissions (MMshortTons): NYISO_A-F
ReportingType | 2015 | 2020 | 2025 | 2030 | 2035 | 2040
BM | 0 | 0 | 0 | 0 | 0 | 0
CC | 0 | 0 | 0 | 0 | 0 | 0
CSP | 0 | 0 | 0 | 0 | 0 | 0
CT | 0 | 0 | 0 | 0 | 0 | 0
Coal | 0 | 0 | 0 | 0 | 0 | 0
Geo | 0 | 0 | 0 | 0 | 0 | 0
H | 0 | 0 | 0 | 0 | 0 | 0
LFG | 0 | 0 | 0 | 0 | 0 | 0
Nuc | 0 | 0 | 0 | 0 | 0 | 0
PS | 0 | 0 | 0 | 0 | 0 | 0
PV | 0 | 0 | 0 | 0 | 0 | 0
PeakG | 0 | 0 | 0 | 0 | 0 | 0
PeakO | 0 | 0 | 0 | 0 | 0 | 0
ST | 0 | 0 | 0 | 0 | 0 | 0
STOG | 0 | 0 | 0 | 0 | 0 | 0
STWD | 0 | 0 | 0 | 0 | 0 | 0
WT | 0 | 0 | 0 | 0 | 0 | 0
IGCC | 0 | 0 | 0 | 0 | 0 | 0
DemandResponse | 0 | 0 | 0 | 0 | 0 | 0
IGCC-CCS | 0 | 0 | 0 | 0 | 0 | 0
WT_off | 0 | 0 | 0 | 0 | 0 | 0
PseudoUnit | 0 | 0 | 0 | 0 | 0 | 0
FixedInterchange | 0 | 0 | 0 | 0 | 0 | 0
SO2 Emissions (MMshortTons): NYISO_G-I
ReportingType | 2015 | 2020 | 2025 | 2030 | 2035 | 2040
BM | 0 | 0 | 0 | 0 | 0 | 0
CC | 0 | 0 | 0 | 0 | 0 | 0
CSP | 0 | 0 | 0 | 0 | 0 | 0
CT | 0 | 0 | 0 | 0 | 0 | 0
Coal | 0 | 0 | 0 | 0 | 0 | 0
Geo | 0 | 0 | 0 | 0 | 0 | 0
H | 0 | 0 | 0 | 0 | 0 | 0
LFG | 0 | 0 | 0 | 0 | 0 | 0
Nuc | 0 | 0 | 0 | 0 | 0 | 0
PS | 0 | 0 | 0 | 0 | 0 | 0
PV | 0 | 0 | 0 | 0 | 0 | 0
PeakG | 0 | 0 | 0 | 0 | 0 | 0
PeakO | 0 | 0 | 0 | 0 | 0 | 0
ST | 0 | 0 | 0 | 0 | 0 | 0
STOG | 0 | 0 | 0 | 0 | 0 | 0
STWD | 0 | 0 | 0 | 0 | 0 | 0
WT | 0 | 0 | 0 | 0 | 0 | 0
IGCC | 0 | 0 | 0 | 0 | 0 | 0
DemandResponse | 0 | 0 | 0 | 0 | 0 | 0
IGCC-CCS | 0 | 0 | 0 | 0 | 0 | 0
WT_off | 0 | 0 | 0 | 0 | 0 | 0
PseudoUnit | 0 | 0 | 0 | 0 | 0 | 0
FixedInterchange | 0 | 0 | 0 | 0 | 0 | 0
SO2 Emissions (MMshortTons): NYISO_J-K
ReportingType | 2015 | 2020 | 2025 | 2030 | 2035 | 2040
BM | 0 | 0 | 0 | 0 | 0 | 0
CC | 0 | 0 | 0 | 0 | 0 | 0
CSP | 0 | 0 | 0 | 0 | 0 | 0
CT | 0 | 0 | 0 | 0 | 0 | 0
Coal | 0 | 0 | 0 | 0 | 0 | 0
Geo | 0 | 0 | 0 | 0 | 0 | 0
H | 0 | 0 | 0 | 0 | 0 | 0
LFG | 0 | 0 | 0 | 0 | 0 | 0
Nuc | 0 | 0 | 0 | 0 | 0 | 0
PS | 0 | 0 | 0 | 0 | 0 | 0
PV | 0 | 0 | 0 | 0 | 0 | 0
PeakG | 0 | 0 | 0 | 0 | 0 | 0
PeakO | 0 | 0 | 0 | 0 | 0 | 0
ST | 0 | 0 | 0 | 0 | 0 | 0
STOG | 0 | 0 | 0 | 0 | 0 | 0
STWD | 0 | 0 | 0 | 0 | 0 | 0
WT | 0 | 0 | 0 | 0 | 0 | 0
IGCC | 0 | 0 | 0 | 0 | 0 | 0
DemandResponse | 0 | 0 | 0 | 0 | 0 | 0
IGCC-CCS | 0 | 0 | 0 | 0 | 0 | 0
WT_off | 0 | 0 | 0 | 0 | 0 | 0
PseudoUnit | 0 | 0 | 0 | 0 | 0 | 0
FixedInterchange | 0 | 0 | 0 | 0 | 0 | 0
SO2 Emissions (MMshortTons): PJM_E
ReportingType | 2015 | 2020 | 2025 | 2030 | 2035 | 2040
BM | 0 | 0 | 0 | 0 | 0 | 0
CC | 0 | 0 | 0 | 0 | 0 | 0
CSP | 0 | 0 | 0 | 0 | 0 | 0
CT | 0 | 0 | 0 | 0 | 0 | 0
Coal | 0 | 0 | 0 | 0 | 0 | 0
Geo | 0 | 0 | 0 | 0 | 0 | 0
H | 0 | 0 | 0 | 0 | 0 | 0
LFG | 0 | 0 | 0 | 0 | 0 | 0
Nuc | 0 | 0 | 0 | 0 | 0 | 0
PS | 0 | 0 | 0 | 0 | 0 | 0
PV | 0 | 0 | 0 | 0 | 0 | 0
PeakG | 0 | 0 | 0 | 0 | 0 | 0
PeakO | 0 | 0 | 0 | 0 | 0 | 0
ST | 0 | 0 | 0 | 0 | 0 | 0
STOG | 0 | 0 | 0 | 0 | 0 | 0
STWD | 0 | 0 | 0 | 0 | 0 | 0
WT | 0 | 0 | 0 | 0 | 0 | 0
IGCC | 0 | 0 | 0 | 0 | 0 | 0
DemandResponse | 0 | 0 | 0 | 0 | 0 | 0
IGCC-CCS | 0 | 0 | 0 | 0 | 0 | 0
WT_off | 0 | 0 | 0 | 0 | 0 | 0
PseudoUnit | 0 | 0 | 0 | 0 | 0 | 0
FixedInterchange | 0 | 0 | 0 | 0 | 0 | 0
SO2 Emissions (MMshortTons): PJM_ROM
ReportingType | 2015 | 2020 | 2025 | 2030 | 2035 | 2040
BM | 0 | 0 | 0 | 0 | 0 | 0
CC | 0 | 0 | 0 | 0 | 0 | 0
CSP | 0 | 0 | 0 | 0 | 0 | 0
CT | 0 | 0 | 0 | 0 | 0 | 0
Coal | 0.15 | 0.01 | 0 | 0 | 0 | 0
Geo | 0 | 0 | 0 | 0 | 0 | 0
H | 0 | 0 | 0 | 0 | 0 | 0
LFG | 0 | 0 | 0 | 0 | 0 | 0
Nuc | 0 | 0 | 0 | 0 | 0 | 0
PS | 0 | 0 | 0 | 0 | 0 | 0
PV | 0 | 0 | 0 | 0 | 0 | 0
PeakG | 0 | 0 | 0 | 0 | 0 | 0
PeakO | 0 | 0 | 0 | 0 | 0 | 0
ST | 0 | 0 | 0 | 0 | 0 | 0
STOG | 0 | 0 | 0 | 0 | 0 | 0
STWD | 0 | 0 | 0 | 0 | 0 | 0
WT | 0 | 0 | 0 | 0 | 0 | 0
IGCC | 0 | 0 | 0 | 0 | 0 | 0
DemandResponse | 0 | 0 | 0 | 0 | 0 | 0
IGCC-CCS | 0 | 0 | 0 | 0 | 0 | 0
WT_off | 0 | 0 | 0 | 0 | 0 | 0
PseudoUnit | 0 | 0 | 0 | 0 | 0 | 0
FixedInterchange | 0 | 0 | 0 | 0 | 0 | 0
SO2 Emissions (MMshortTons): PJM_ROR
ReportingType | 2015 | 2020 | 2025 | 2030 | 2035 | 2040
BM | 0 | 0 | 0 | 0 | 0 | 0
CC | 0 | 0 | 0 | 0 | 0 | 0
CSP | 0 | 0 | 0 | 0 | 0 | 0
CT | 0 | 0 | 0 | 0 | 0 | 0
Coal | 0.95 | 0.09 | 0.01 | 0.02 | 0.04 | 0.04
Geo | 0 | 0 | 0 | 0 | 0 | 0
H | 0 | 0 | 0 | 0 | 0 | 0
LFG | 0 | 0 | 0 | 0 | 0 | 0
Nuc | 0 | 0 | 0 | 0 | 0 | 0
PS | 0 | 0 | 0 | 0 | 0 | 0
PV | 0 | 0 | 0 | 0 | 0 | 0
PeakG | 0 | 0 | 0 | 0 | 0 | 0
PeakO | 0 | 0 | 0 | 0 | 0 | 0
ST | 0 | 0 | 0 | 0 | 0 | 0
STOG | 0 | 0 | 0 | 0 | 0 | 0
STWD | 0 | 0 | 0 | 0 | 0 | 0
WT | 0 | 0 | 0 | 0 | 0 | 0
IGCC | 0 | 0 | 0 | 0 | 0 | 0
DemandResponse | 0 | 0 | 0 | 0 | 0 | 0
IGCC-CCS | 0 | 0 | 0 | 0 | 0 | 0
WT_off | 0 | 0 | 0 | 0 | 0 | 0
PseudoUnit | 0 | 0 | 0 | 0 | 0 | 0
FixedInterchange | 0 | 0 | 0 | 0 | 0 | 0
SO2 Emissions (MMshortTons): SOCO
ReportingType | 2015 | 2020 | 2025 | 2030 | 2035 | 2040
BM | 0 | 0 | 0 | 0 | 0 | 0
CC | 0 | 0 | 0 | 0 | 0 | 0
CSP | 0 | 0 | 0 | 0 | 0 | 0
CT | 0 | 0 | 0 | 0 | 0 | 0
Coal | 0.22 | 0.01 | 0.01 | 0.01 | 0.01 | 0.01
Geo | 0 | 0 | 0 | 0 | 0 | 0
H | 0 | 0 | 0 | 0 | 0 | 0
LFG | 0 | 0 | 0 | 0 | 0 | 0
Nuc | 0 | 0 | 0 | 0 | 0 | 0
PS | 0 | 0 | 0 | 0 | 0 | 0
PV | 0 | 0 | 0 | 0 | 0 | 0
PeakG | 0 | 0 | 0 | 0 | 0 | 0
PeakO | 0 | 0 | 0 | 0 | 0 | 0
ST | 0 | 0 | 0 | 0 | 0 | 0
STOG | 0 | 0 | 0 | 0 | 0 | 0
STWD | 0 | 0 | 0 | 0 | 0 | 0
WT | 0 | 0 | 0 | 0 | 0 | 0
IGCC | 0 | 0 | 0 | 0 | 0 | 0
DemandResponse | 0 | 0 | 0 | 0 | 0 | 0
IGCC-CCS | 0 | 0 | 0 | 0 | 0 | 0
WT_off | 0 | 0 | 0 | 0 | 0 | 0
PseudoUnit | 0 | 0 | 0 | 0 | 0 | 0
FixedInterchange | 0 | 0 | 0 | 0 | 0 | 0
SO2 Emissions (MMshortTons): SPP_N
ReportingType | 2015 | 2020 | 2025 | 2030 | 2035 | 2040
BM | 0 | 0 | 0 | 0 | 0 | 0
CC | 0 | 0 | 0 | 0 | 0 | 0
CSP | 0 | 0 | 0 | 0 | 0 | 0
CT | 0 | 0 | 0 | 0 | 0 | 0
Coal | 0.07 | 0.01 | 0 | 0 | 0 | 0
Geo | 0 | 0 | 0 | 0 | 0 | 0
H | 0 | 0 | 0 | 0 | 0 | 0
LFG | 0 | 0 | 0 | 0 | 0 | 0
Nuc | 0 | 0 | 0 | 0 | 0 | 0
PS | 0 | 0 | 0 | 0 | 0 | 0
PV | 0 | 0 | 0 | 0 | 0 | 0
PeakG | 0 | 0 | 0 | 0 | 0 | 0
PeakO | 0 | 0 | 0 | 0 | 0 | 0
ST | 0 | 0 | 0 | 0 | 0 | 0
STOG | 0 | 0 | 0 | 0 | 0 | 0
STWD | 0 | 0 | 0 | 0 | 0 | 0
WT | 0 | 0 | 0 | 0 | 0 | 0
IGCC | 0 | 0 | 0 | 0 | 0 | 0
DemandResponse | 0 | 0 | 0 | 0 | 0 | 0
IGCC-CCS | 0 | 0 | 0 | 0 | 0 | 0
WT_off | 0 | 0 | 0 | 0 | 0 | 0
PseudoUnit | 0 | 0 | 0 | 0 | 0 | 0
FixedInterchange | 0 | 0 | 0 | 0 | 0 | 0
SO2 Emissions (MMshortTons): SPP_S
ReportingType | 2015 | 2020 | 2025 | 2030 | 2035 | 2040
BM | 0 | 0 | 0 | 0 | 0 | 0
CC | 0 | 0 | 0 | 0 | 0 | 0
CSP | 0 | 0 | 0 | 0 | 0 | 0
CT | 0 | 0 | 0 | 0 | 0 | 0
Coal | 0.3 | 0.01 | 0 | 0 | 0 | 0
Geo | 0 | 0 | 0 | 0 | 0 | 0
H | 0 | 0 | 0 | 0 | 0 | 0
LFG | 0 | 0 | 0 | 0 | 0 | 0
Nuc | 0 | 0 | 0 | 0 | 0 | 0
PS | 0 | 0 | 0 | 0 | 0 | 0
PV | 0 | 0 | 0 | 0 | 0 | 0
PeakG | 0 | 0 | 0 | 0 | 0 | 0
PeakO | 0 | 0 | 0 | 0 | 0 | 0
ST | 0 | 0 | 0 | 0 | 0 | 0
STOG | 0 | 0 | 0 | 0 | 0 | 0
STWD | 0 | 0 | 0 | 0 | 0 | 0
WT | 0 | 0 | 0 | 0 | 0 | 0
IGCC | 0 | 0 | 0 | 0 | 0 | 0
DemandResponse | 0 | 0 | 0 | 0 | 0 | 0
IGCC-CCS | 0 | 0 | 0 | 0 | 0 | 0
WT_off | 0 | 0 | 0 | 0 | 0 | 0
PseudoUnit | 0 | 0 | 0 | 0 | 0 | 0
FixedInterchange | 0 | 0 | 0 | 0 | 0 | 0
SO2 Emissions (MMshortTons): TVA
ReportingType | 2015 | 2020 | 2025 | 2030 | 2035 | 2040
BM | 0 | 0 | 0 | 0 | 0 | 0
CC | 0 | 0 | 0 | 0 | 0 | 0
CSP | 0 | 0 | 0 | 0 | 0 | 0
CT | 0 | 0 | 0 | 0 | 0 | 0
Coal | 0.21 | 0.01 | 0 | 0 | 0 | 0
Geo | 0 | 0 | 0 | 0 | 0 | 0
H | 0 | 0 | 0 | 0 | 0 | 0
LFG | 0 | 0 | 0 | 0 | 0 | 0
Nuc | 0 | 0 | 0 | 0 | 0 | 0
PS | 0 | 0 | 0 | 0 | 0 | 0
PV | 0 | 0 | 0 | 0 | 0 | 0
PeakG | 0 | 0 | 0 | 0 | 0 | 0
PeakO | 0 | 0 | 0 | 0 | 0 | 0
ST | 0 | 0 | 0 | 0 | 0 | 0
STOG | 0 | 0 | 0 | 0 | 0 | 0
STWD | 0 | 0 | 0 | 0 | 0 | 0
WT | 0 | 0 | 0 | 0 | 0 | 0
IGCC | 0 | 0 | 0 | 0 | 0 | 0
DemandResponse | 0 | 0 | 0 | 0 | 0 | 0
IGCC-CCS | 0 | 0 | 0 | 0 | 0 | 0
WT_off | 0 | 0 | 0 | 0 | 0 | 0
PseudoUnit | 0 | 0 | 0 | 0 | 0 | 0
FixedInterchange | 0 | 0 | 0 | 0 | 0 | 0
SO2 Emissions (MMshortTons): TVA_Transmission
ReportingType | 2015 | 2020 | 2025 | 2030 | 2035 | 2040
BM | 0 | 0 | 0 | 0 | 0 | 0
CC | 0 | 0 | 0 | 0 | 0 | 0
CSP | 0 | 0 | 0 | 0 | 0 | 0
CT | 0 | 0 | 0 | 0 | 0 | 0
Coal | 0 | 0 | 0 | 0 | 0 | 0
Geo | 0 | 0 | 0 | 0 | 0 | 0
H | 0 | 0 | 0 | 0 | 0 | 0
LFG | 0 | 0 | 0 | 0 | 0 | 0
Nuc | 0 | 0 | 0 | 0 | 0 | 0
PS | 0 | 0 | 0 | 0 | 0 | 0
PV | 0 | 0 | 0 | 0 | 0 | 0
PeakG | 0 | 0 | 0 | 0 | 0 | 0
PeakO | 0 | 0 | 0 | 0 | 0 | 0
ST | 0 | 0 | 0 | 0 | 0 | 0
STOG | 0 | 0 | 0 | 0 | 0 | 0
STWD | 0 | 0 | 0 | 0 | 0 | 0
WT | 0 | 0 | 0 | 0 | 0 | 0
IGCC | 0 | 0 | 0 | 0 | 0 | 0
DemandResponse | 0 | 0 | 0 | 0 | 0 | 0
IGCC-CCS | 0 | 0 | 0 | 0 | 0 | 0
WT_off | 0 | 0 | 0 | 0 | 0 | 0
PseudoUnit | 0 | 0 | 0 | 0 | 0 | 0
FixedInterchange | 0 | 0 | 0 | 0 | 0 | 0
SO2 Emissions (MMshortTons): VACAR
ReportingType | 2015 | 2020 | 2025 | 2030 | 2035 | 2040
BM | 0 | 0 | 0 | 0 | 0 | 0
CC | 0 | 0 | 0 | 0 | 0 | 0
CSP | 0 | 0 | 0 | 0 | 0 | 0
CT | 0 | 0 | 0 | 0 | 0 | 0
Coal | 0.04 | 0.01 | 0 | 0 | 0 | 0
Geo | 0 | 0 | 0 | 0 | 0 | 0
H | 0 | 0 | 0 | 0 | 0 | 0
LFG | 0 | 0 | 0 | 0 | 0 | 0
Nuc | 0 | 0 | 0 | 0 | 0 | 0
PS | 0 | 0 | 0 | 0 | 0 | 0
PV | 0 | 0 | 0 | 0 | 0 | 0
PeakG | 0 | 0 | 0 | 0 | 0 | 0
PeakO | 0 | 0 | 0 | 0 | 0 | 0
ST | 0 | 0 | 0 | 0 | 0 | 0
STOG | 0 | 0 | 0 | 0 | 0 | 0
STWD | 0 | 0 | 0 | 0 | 0 | 0
WT | 0 | 0 | 0 | 0 | 0 | 0
IGCC | 0 | 0 | 0 | 0 | 0 | 0
DemandResponse | 0 | 0 | 0 | 0 | 0 | 0
IGCC-CCS | 0 | 0 | 0 | 0 | 0 | 0
WT_off | 0 | 0 | 0 | 0 | 0 | 0
PseudoUnit | 0 | 0 | 0 | 0 | 0 | 0
FixedInterchange | 0 | 0 | 0 | 0 | 0 | 0
SO2 Emissions (MMshortTons): IESO
ReportingType | 2015 | 2020 | 2025 | 2030 | 2035 | 2040
BM | 0 | 0 | 0 | 0 | 0 | 0
CC | 0 | 0 | 0 | 0 | 0 | 0
CSP | 0 | 0 | 0 | 0 | 0 | 0
CT | 0 | 0 | 0 | 0 | 0 | 0
Coal | 0 | 0 | 0 | 0 | 0 | 0
Geo | 0 | 0 | 0 | 0 | 0 | 0
H | 0 | 0 | 0 | 0 | 0 | 0
LFG | 0 | 0 | 0 | 0 | 0 | 0
Nuc | 0 | 0 | 0 | 0 | 0 | 0
PS | 0 | 0 | 0 | 0 | 0 | 0
PV | 0 | 0 | 0 | 0 | 0 | 0
PeakG | 0 | 0 | 0 | 0 | 0 | 0
PeakO | 0 | 0 | 0 | 0 | 0 | 0
ST | 0 | 0 | 0 | 0 | 0 | 0
STOG | 0 | 0 | 0 | 0 | 0 | 0
STWD | 0 | 0 | 0 | 0 | 0 | 0
WT | 0 | 0 | 0 | 0 | 0 | 0
IGCC | 0 | 0 | 0 | 0 | 0 | 0
DemandResponse | 0 | 0 | 0 | 0 | 0 | 0
IGCC-CCS | 0 | 0 | 0 | 0 | 0 | 0
WT_off | 0 | 0 | 0 | 0 | 0 | 0
PseudoUnit | 0 | 0 | 0 | 0 | 0 | 0
FixedInterchange | 0 | 0 | 0 | 0 | 0 | 0
SO2 Emissions (MMshortTons): MAPP_CA
ReportingType | 2015 | 2020 | 2025 | 2030 | 2035 | 2040
BM | 0 | 0 | 0 | 0 | 0 | 0
CC | 0 | 0 | 0 | 0 | 0 | 0
CSP | 0 | 0 | 0 | 0 | 0 | 0
CT | 0 | 0 | 0 | 0 | 0 | 0
Coal | 0.01 | 0 | 0 | 0 | 0 | 0
Geo | 0 | 0 | 0 | 0 | 0 | 0
H | 0 | 0 | 0 | 0 | 0 | 0
LFG | 0 | 0 | 0 | 0 | 0 | 0
Nuc | 0 | 0 | 0 | 0 | 0 | 0
PS | 0 | 0 | 0 | 0 | 0 | 0
PV | 0 | 0 | 0 | 0 | 0 | 0
PeakG | 0 | 0 | 0 | 0 | 0 | 0
PeakO | 0 | 0 | 0 | 0 | 0 | 0
ST | 0 | 0 | 0 | 0 | 0 | 0
STOG | 0 | 0 | 0 | 0 | 0 | 0
STWD | 0 | 0 | 0 | 0 | 0 | 0
WT | 0 | 0 | 0 | 0 | 0 | 0
IGCC | 0 | 0 | 0 | 0 | 0 | 0
DemandResponse | 0 | 0 | 0 | 0 | 0 | 0
IGCC-CCS | 0 | 0 | 0 | 0 | 0 | 0
WT_off | 0 | 0 | 0 | 0 | 0 | 0
PseudoUnit | 0 | 0 | 0 | 0 | 0 | 0
FixedInterchange | 0 | 0 | 0 | 0 | 0 | 0
SO2 Emissions (MMshortTons): AZ_NM_SNV_Coal
ReportingType | 2015 | 2020 | 2025 | 2030 | 2035 | 2040
BM | 0 | 0 | 0 | 0 | 0 | 0
CC | 0 | 0 | 0 | 0 | 0 | 0
CSP | 0 | 0 | 0 | 0 | 0 | 0
CT | 0 | 0 | 0 | 0 | 0 | 0
Coal | 0.02 | 0.02 | 0 | 0 | 0 | 0
Geo | 0 | 0 | 0 | 0 | 0 | 0
H | 0 | 0 | 0 | 0 | 0 | 0
LFG | 0 | 0 | 0 | 0 | 0 | 0
Nuc | 0 | 0 | 0 | 0 | 0 | 0
PS | 0 | 0 | 0 | 0 | 0 | 0
PV | 0 | 0 | 0 | 0 | 0 | 0
PeakG | 0 | 0 | 0 | 0 | 0 | 0
PeakO | 0 | 0 | 0 | 0 | 0 | 0
ST | 0 | 0 | 0 | 0 | 0 | 0
STOG | 0 | 0 | 0 | 0 | 0 | 0
STWD | 0 | 0 | 0 | 0 | 0 | 0
WT | 0 | 0 | 0 | 0 | 0 | 0
IGCC | 0 | 0 | 0 | 0 | 0 | 0
DemandResponse | 0 | 0 | 0 | 0 | 0 | 0
IGCC-CCS | 0 | 0 | 0 | 0 | 0 | 0
WT_off | 0 | 0 | 0 | 0 | 0 | 0
PseudoUnit | 0 | 0 | 0 | 0 | 0 | 0
FixedInterchange | 0 | 0 | 0 | 0 | 0 | 0
SO2 Emissions (MMshortTons): AZ_NM_SNV_Gas
ReportingType | 2015 | 2020 | 2025 | 2030 | 2035 | 2040
BM | 0 | 0 | 0 | 0 | 0 | 0
CC | 0 | 0 | 0 | 0 | 0 | 0
CSP | 0 | 0 | 0 | 0 | 0 | 0
CT | 0 | 0 | 0 | 0 | 0 | 0
Coal | 0 | 0 | 0 | 0 | 0 | 0
Geo | 0 | 0 | 0 | 0 | 0 | 0
H | 0 | 0 | 0 | 0 | 0 | 0
LFG | 0 | 0 | 0 | 0 | 0 | 0
Nuc | 0 | 0 | 0 | 0 | 0 | 0
PS | 0 | 0 | 0 | 0 | 0 | 0
PV | 0 | 0 | 0 | 0 | 0 | 0
PeakG | 0 | 0 | 0 | 0 | 0 | 0
PeakO | 0 | 0 | 0 | 0 | 0 | 0
ST | 0 | 0 | 0 | 0 | 0 | 0
STOG | 0 | 0 | 0 | 0 | 0 | 0
STWD | 0 | 0 | 0 | 0 | 0 | 0
WT | 0 | 0 | 0 | 0 | 0 | 0
IGCC | 0 | 0 | 0 | 0 | 0 | 0
DemandResponse | 0 | 0 | 0 | 0 | 0 | 0
IGCC-CCS | 0 | 0 | 0 | 0 | 0 | 0
WT_off | 0 | 0 | 0 | 0 | 0 | 0
PseudoUnit | 0 | 0 | 0 | 0 | 0 | 0
FixedInterchange | 0 | 0 | 0 | 0 | 0 | 0
SO2 Emissions (MMshortTons): AZ_NM_SNV_NucRenew
ReportingType | 2015 | 2020 | 2025 | 2030 | 2035 | 2040
BM | 0 | 0 | 0 | 0 | 0 | 0
CC | 0 | 0 | 0 | 0 | 0 | 0
CSP | 0 | 0 | 0 | 0 | 0 | 0
CT | 0 | 0 | 0 | 0 | 0 | 0
Coal | 0 | 0 | 0 | 0 | 0 | 0
Geo | 0 | 0 | 0 | 0 | 0 | 0
H | 0 | 0 | 0 | 0 | 0 | 0
LFG | 0 | 0 | 0 | 0 | 0 | 0
Nuc | 0 | 0 | 0 | 0 | 0 | 0
PS | 0 | 0 | 0 | 0 | 0 | 0
PV | 0 | 0 | 0 | 0 | 0 | 0
PeakG | 0 | 0 | 0 | 0 | 0 | 0
PeakO | 0 | 0 | 0 | 0 | 0 | 0
ST | 0 | 0 | 0 | 0 | 0 | 0
STOG | 0 | 0 | 0 | 0 | 0 | 0
STWD | 0 | 0 | 0 | 0 | 0 | 0
WT | 0 | 0 | 0 | 0 | 0 | 0
IGCC | 0 | 0 | 0 | 0 | 0 | 0
DemandResponse | 0 | 0 | 0 | 0 | 0 | 0
IGCC-CCS | 0 | 0 | 0 | 0 | 0 | 0
WT_off | 0 | 0 | 0 | 0 | 0 | 0
PseudoUnit | 0 | 0 | 0 | 0 | 0 | 0
FixedInterchange | 0 | 0 | 0 | 0 | 0 | 0
SO2 Emissions (MMshortTons): ERCOT
ReportingType | 2015 | 2020 | 2025 | 2030 | 2035 | 2040
BM | 0 | 0 | 0 | 0 | 0 | 0
CC | 0 | 0 | 0 | 0 | 0 | 0
CSP | 0 | 0 | 0 | 0 | 0 | 0
CT | 0 | 0 | 0 | 0 | 0 | 0
Coal | 0.07 | 0.03 | 0 | 0.01 | 0.01 | 0.01
Geo | 0 | 0 | 0 | 0 | 0 | 0
H | 0 | 0 | 0 | 0 | 0 | 0
LFG | 0 | 0 | 0 | 0 | 0 | 0
Nuc | 0 | 0 | 0 | 0 | 0 | 0
PS | 0 | 0 | 0 | 0 | 0 | 0
PV | 0 | 0 | 0 | 0 | 0 | 0
PeakG | 0 | 0 | 0 | 0 | 0 | 0
PeakO | 0 | 0 | 0 | 0 | 0 | 0
ST | 0 | 0 | 0 | 0 | 0 | 0
STOG | 0 | 0 | 0 | 0 | 0 | 0
STWD | 0 | 0 | 0 | 0 | 0 | 0
WT | 0 | 0 | 0 | 0 | 0 | 0
IGCC | 0 | 0 | 0 | 0 | 0 | 0
DemandResponse | 0 | 0 | 0 | 0 | 0 | 0
IGCC-CCS | 0 | 0 | 0 | 0 | 0 | 0
WT_off | 0 | 0 | 0 | 0 | 0 | 0
PseudoUnit | 0 | 0 | 0 | 0 | 0 | 0
FixedInterchange | 0 | 0 | 0 | 0 | 0 | 0
SO2 Emissions (MMshortTons): NP15
ReportingType | 2015 | 2020 | 2025 | 2030 | 2035 | 2040
BM | 0 | 0 | 0 | 0 | 0 | 0
CC | 0 | 0 | 0 | 0 | 0 | 0
CSP | 0 | 0 | 0 | 0 | 0 | 0
CT | 0 | 0 | 0 | 0 | 0 | 0
Coal | 0.01 | 0 | 0 | 0 | 0 | 0
Geo | 0 | 0 | 0 | 0 | 0 | 0
H | 0 | 0 | 0 | 0 | 0 | 0
LFG | 0 | 0 | 0 | 0 | 0 | 0
Nuc | 0 | 0 | 0 | 0 | 0 | 0
PS | 0 | 0 | 0 | 0 | 0 | 0
PV | 0 | 0 | 0 | 0 | 0 | 0
PeakG | 0 | 0 | 0 | 0 | 0 | 0
PeakO | 0 | 0 | 0 | 0 | 0 | 0
ST | 0 | 0 | 0 | 0 | 0 | 0
STOG | 0 | 0 | 0 | 0 | 0 | 0
STWD | 0 | 0 | 0 | 0 | 0 | 0
WT | 0 | 0 | 0 | 0 | 0 | 0
IGCC | 0 | 0 | 0 | 0 | 0 | 0
DemandResponse | 0 | 0 | 0 | 0 | 0 | 0
IGCC-CCS | 0 | 0 | 0 | 0 | 0 | 0
WT_off | 0 | 0 | 0 | 0 | 0 | 0
PseudoUnit | 0 | 0 | 0 | 0 | 0 | 0
FixedInterchange | 0 | 0 | 0 | 0 | 0 | 0
SO2 Emissions (MMshortTons): NWPP_Coal
ReportingType | 2015 | 2020 | 2025 | 2030 | 2035 | 2040
BM | 0 | 0 | 0 | 0 | 0 | 0
CC | 0 | 0 | 0 | 0 | 0 | 0
CSP | 0 | 0 | 0 | 0 | 0 | 0
CT | 0 | 0 | 0 | 0 | 0 | 0
Coal | 0.07 | 0.01 | 0 | 0 | 0 | 0
Geo | 0 | 0 | 0 | 0 | 0 | 0
H | 0 | 0 | 0 | 0 | 0 | 0
LFG | 0 | 0 | 0 | 0 | 0 | 0
Nuc | 0 | 0 | 0 | 0 | 0 | 0
PS | 0 | 0 | 0 | 0 | 0 | 0
PV | 0 | 0 | 0 | 0 | 0 | 0
PeakG | 0 | 0 | 0 | 0 | 0 | 0
PeakO | 0 | 0 | 0 | 0 | 0 | 0
ST | 0 | 0 | 0 | 0 | 0 | 0
STOG | 0 | 0 | 0 | 0 | 0 | 0
STWD | 0 | 0 | 0 | 0 | 0 | 0
WT | 0 | 0 | 0 | 0 | 0 | 0
IGCC | 0 | 0 | 0 | 0 | 0 | 0
DemandResponse | 0 | 0 | 0 | 0 | 0 | 0
IGCC-CCS | 0 | 0 | 0 | 0 | 0 | 0
WT_off | 0 | 0 | 0 | 0 | 0 | 0
PseudoUnit | 0 | 0 | 0 | 0 | 0 | 0
FixedInterchange | 0 | 0 | 0 | 0 | 0 | 0
SO2 Emissions (MMshortTons): NWPP_Gas
ReportingType | 2015 | 2020 | 2025 | 2030 | 2035 | 2040
BM | 0 | 0 | 0 | 0 | 0 | 0
CC | 0 | 0 | 0 | 0 | 0 | 0
CSP | 0 | 0 | 0 | 0 | 0 | 0
CT | 0 | 0 | 0 | 0 | 0 | 0
Coal | 0 | 0 | 0 | 0 | 0 | 0
Geo | 0 | 0 | 0 | 0 | 0 | 0
H | 0 | 0 | 0 | 0 | 0 | 0
LFG | 0 | 0 | 0 | 0 | 0 | 0
Nuc | 0 | 0 | 0 | 0 | 0 | 0
PS | 0 | 0 | 0 | 0 | 0 | 0
PV | 0 | 0 | 0 | 0 | 0 | 0
PeakG | 0 | 0 | 0 | 0 | 0 | 0
PeakO | 0 | 0 | 0 | 0 | 0 | 0
ST | 0 | 0 | 0 | 0 | 0 | 0
STOG | 0 | 0 | 0 | 0 | 0 | 0
STWD | 0 | 0 | 0 | 0 | 0 | 0
WT | 0 | 0 | 0 | 0 | 0 | 0
IGCC | 0 | 0 | 0 | 0 | 0 | 0
DemandResponse | 0 | 0 | 0 | 0 | 0 | 0
IGCC-CCS | 0 | 0 | 0 | 0 | 0 | 0
WT_off | 0 | 0 | 0 | 0 | 0 | 0
PseudoUnit | 0 | 0 | 0 | 0 | 0 | 0
FixedInterchange | 0 | 0 | 0 | 0 | 0 | 0
SO2 Emissions (MMshortTons): NWPP_NucRenew
ReportingType | 2015 | 2020 | 2025 | 2030 | 2035 | 2040
BM | 0 | 0 | 0 | 0 | 0 | 0
CC | 0 | 0 | 0 | 0 | 0 | 0
CSP | 0 | 0 | 0 | 0 | 0 | 0
CT | 0 | 0 | 0 | 0 | 0 | 0
Coal | 0 | 0 | 0 | 0 | 0 | 0
Geo | 0 | 0 | 0 | 0 | 0 | 0
H | 0 | 0 | 0 | 0 | 0 | 0
LFG | 0 | 0 | 0 | 0 | 0 | 0
Nuc | 0 | 0 | 0 | 0 | 0 | 0
PS | 0 | 0 | 0 | 0 | 0 | 0
PV | 0 | 0 | 0 | 0 | 0 | 0
PeakG | 0 | 0 | 0 | 0 | 0 | 0
PeakO | 0 | 0 | 0 | 0 | 0 | 0
ST | 0 | 0 | 0 | 0 | 0 | 0
STOG | 0 | 0 | 0 | 0 | 0 | 0
STWD | 0 | 0 | 0 | 0 | 0 | 0
WT | 0 | 0 | 0 | 0 | 0 | 0
IGCC | 0 | 0 | 0 | 0 | 0 | 0
DemandResponse | 0 | 0 | 0 | 0 | 0 | 0
IGCC-CCS | 0 | 0 | 0 | 0 | 0 | 0
WT_off | 0 | 0 | 0 | 0 | 0 | 0
PseudoUnit | 0 | 0 | 0 | 0 | 0 | 0
FixedInterchange | 0 | 0 | 0 | 0 | 0 | 0
SO2 Emissions (MMshortTons): RMPA
ReportingType | 2015 | 2020 | 2025 | 2030 | 2035 | 2040
BM | 0 | 0 | 0 | 0 | 0 | 0
CC | 0 | 0 | 0 | 0 | 0 | 0
CSP | 0 | 0 | 0 | 0 | 0 | 0
CT | 0 | 0 | 0 | 0 | 0 | 0
Coal | 0.06 | 0.02 | 0 | 0 | 0 | 0
Geo | 0 | 0 | 0 | 0 | 0 | 0
H | 0 | 0 | 0 | 0 | 0 | 0
LFG | 0 | 0 | 0 | 0 | 0 | 0
Nuc | 0 | 0 | 0 | 0 | 0 | 0
PS | 0 | 0 | 0 | 0 | 0 | 0
PV | 0 | 0 | 0 | 0 | 0 | 0
PeakG | 0 | 0 | 0 | 0 | 0 | 0
PeakO | 0 | 0 | 0 | 0 | 0 | 0
ST | 0 | 0 | 0 | 0 | 0 | 0
STOG | 0 | 0 | 0 | 0 | 0 | 0
STWD | 0 | 0 | 0 | 0 | 0 | 0
WT | 0 | 0 | 0 | 0 | 0 | 0
IGCC | 0 | 0 | 0 | 0 | 0 | 0
DemandResponse | 0 | 0 | 0 | 0 | 0 | 0
IGCC-CCS | 0 | 0 | 0 | 0 | 0 | 0
WT_off | 0 | 0 | 0 | 0 | 0 | 0
PseudoUnit | 0 | 0 | 0 | 0 | 0 | 0
FixedInterchange | 0 | 0 | 0 | 0 | 0 | 0
SO2 Emissions (MMshortTons): SP15
ReportingType | 2015 | 2020 | 2025 | 2030 | 2035 | 2040
BM | 0 | 0 | 0 | 0 | 0 | 0
CC | 0 | 0 | 0 | 0 | 0 | 0
CSP | 0 | 0 | 0 | 0 | 0 | 0
CT | 0 | 0 | 0 | 0 | 0 | 0
Coal | 0 | 0 | 0 | 0 | 0 | 0
Geo | 0 | 0 | 0 | 0 | 0 | 0
H | 0 | 0 | 0 | 0 | 0 | 0
LFG | 0 | 0 | 0 | 0 | 0 | 0
Nuc | 0 | 0 | 0 | 0 | 0 | 0
PS | 0 | 0 | 0 | 0 | 0 | 0
PV | 0 | 0 | 0 | 0 | 0 | 0
PeakG | 0 | 0 | 0 | 0 | 0 | 0
PeakO | 0 | 0 | 0 | 0 | 0 | 0
ST | 0 | 0 | 0 | 0 | 0 | 0
STOG | 0 | 0 | 0 | 0 | 0 | 0
STWD | 0 | 0 | 0 | 0 | 0 | 0
WT | 0 | 0 | 0 | 0 | 0 | 0
IGCC | 0 | 0 | 0 | 0 | 0 | 0
DemandResponse | 0 | 0 | 0 | 0 | 0 | 0
IGCC-CCS | 0 | 0 | 0 | 0 | 0 | 0
WT_off | 0 | 0 | 0 | 0 | 0 | 0
PseudoUnit | 0 | 0 | 0 | 0 | 0 | 0
FixedInterchange | 0 | 0 | 0 | 0 | 0 | 0
SO2 Emissions (MMshortTons): ALB
ReportingType | 2015 | 2020 | 2025 | 2030 | 2035 | 2040
BM | 0 | 0 | 0 | 0 | 0 | 0
CC | 0 | 0 | 0 | 0 | 0 | 0
CSP | 0 | 0 | 0 | 0 | 0 | 0
CT | 0 | 0 | 0 | 0 | 0 | 0
Coal | 0.14 | 0.14 | 0.14 | 0 | 0 | 0
Geo | 0 | 0 | 0 | 0 | 0 | 0
H | 0 | 0 | 0 | 0 | 0 | 0
LFG | 0 | 0 | 0 | 0 | 0 | 0
Nuc | 0 | 0 | 0 | 0 | 0 | 0
PS | 0 | 0 | 0 | 0 | 0 | 0
PV | 0 | 0 | 0 | 0 | 0 | 0
PeakG | 0 | 0 | 0 | 0 | 0 | 0
PeakO | 0 | 0 | 0 | 0 | 0 | 0
ST | 0 | 0 | 0 | 0 | 0 | 0
STOG | 0 | 0 | 0 | 0 | 0 | 0
STWD | 0 | 0 | 0 | 0 | 0 | 0
WT | 0 | 0 | 0 | 0 | 0 | 0
IGCC | 0 | 0 | 0 | 0 | 0 | 0
DemandResponse | 0 | 0 | 0 | 0 | 0 | 0
IGCC-CCS | 0 | 0 | 0 | 0 | 0 | 0
WT_off | 0 | 0 | 0 | 0 | 0 | 0
PseudoUnit | 0 | 0 | 0 | 0 | 0 | 0
FixedInterchange | 0 | 0 | 0 | 0 | 0 | 0
SO2 Emissions (MMshortTons): BC
ReportingType | 2015 | 2020 | 2025 | 2030 | 2035 | 2040
BM | 0 | 0 | 0 | 0 | 0 | 0
CC | 0 | 0 | 0 | 0 | 0 | 0
CSP | 0 | 0 | 0 | 0 | 0 | 0
CT | 0 | 0 | 0 | 0 | 0 | 0
Coal | 0 | 0 | 0 | 0 | 0 | 0
Geo | 0 | 0 | 0 | 0 | 0 | 0
H | 0 | 0 | 0 | 0 | 0 | 0
LFG | 0 | 0 | 0 | 0 | 0 | 0
Nuc | 0 | 0 | 0 | 0 | 0 | 0
PS | 0 | 0 | 0 | 0 | 0 | 0
PV | 0 | 0 | 0 | 0 | 0 | 0
PeakG | 0 | 0 | 0 | 0 | 0 | 0
PeakO | 0 | 0 | 0 | 0 | 0 | 0
ST | 0 | 0 | 0 | 0 | 0 | 0
STOG | 0 | 0 | 0 | 0 | 0 | 0
STWD | 0 | 0 | 0 | 0 | 0 | 0
WT | 0 | 0 | 0 | 0 | 0 | 0
IGCC | 0 | 0 | 0 | 0 | 0 | 0
DemandResponse | 0 | 0 | 0 | 0 | 0 | 0
IGCC-CCS | 0 | 0 | 0 | 0 | 0 | 0
WT_off | 0 | 0 | 0 | 0 | 0 | 0
PseudoUnit | 0 | 0 | 0 | 0 | 0 | 0
FixedInterchange | 0 | 0 | 0 | 0 | 0 | 0
SO2 Emissions (MMshortTons): HQ_IESO
ReportingType | 2015 | 2020 | 2025 | 2030 | 2035 | 2040
BM | 0 | 0 | 0 | 0 | 0 | 0
CC | 0 | 0 | 0 | 0 | 0 | 0
CSP | 0 | 0 | 0 | 0 | 0 | 0
CT | 0 | 0 | 0 | 0 | 0 | 0
Coal | 0 | 0 | 0 | 0 | 0 | 0
Geo | 0 | 0 | 0 | 0 | 0 | 0
H | 0 | 0 | 0 | 0 | 0 | 0
LFG | 0 | 0 | 0 | 0 | 0 | 0
Nuc | 0 | 0 | 0 | 0 | 0 | 0
PS | 0 | 0 | 0 | 0 | 0 | 0
PV | 0 | 0 | 0 | 0 | 0 | 0
PeakG | 0 | 0 | 0 | 0 | 0 | 0
PeakO | 0 | 0 | 0 | 0 | 0 | 0
ST | 0 | 0 | 0 | 0 | 0 | 0
STOG | 0 | 0 | 0 | 0 | 0 | 0
STWD | 0 | 0 | 0 | 0 | 0 | 0
WT | 0 | 0 | 0 | 0 | 0 | 0
IGCC | 0 | 0 | 0 | 0 | 0 | 0
DemandResponse | 0 | 0 | 0 | 0 | 0 | 0
IGCC-CCS | 0 | 0 | 0 | 0 | 0 | 0
WT_off | 0 | 0 | 0 | 0 | 0 | 0
PseudoUnit | 0 | 0 | 0 | 0 | 0 | 0
FixedInterchange | 0 | 0 | 0 | 0 | 0 | 0
SO2 Emissions (MMshortTons): HQ_NEISO
ReportingType | 2015 | 2020 | 2025 | 2030 | 2035 | 2040
BM | 0 | 0 | 0 | 0 | 0 | 0
CC | 0 | 0 | 0 | 0 | 0 | 0
CSP | 0 | 0 | 0 | 0 | 0 | 0
CT | 0 | 0 | 0 | 0 | 0 | 0
Coal | 0 | 0 | 0 | 0 | 0 | 0
Geo | 0 | 0 | 0 | 0 | 0 | 0
H | 0 | 0 | 0 | 0 | 0 | 0
LFG | 0 | 0 | 0 | 0 | 0 | 0
Nuc | 0 | 0 | 0 | 0 | 0 | 0
PS | 0 | 0 | 0 | 0 | 0 | 0
PV | 0 | 0 | 0 | 0 | 0 | 0
PeakG | 0 | 0 | 0 | 0 | 0 | 0
PeakO | 0 | 0 | 0 | 0 | 0 | 0
ST | 0 | 0 | 0 | 0 | 0 | 0
STOG | 0 | 0 | 0 | 0 | 0 | 0
STWD | 0 | 0 | 0 | 0 | 0 | 0
WT | 0 | 0 | 0 | 0 | 0 | 0
IGCC | 0 | 0 | 0 | 0 | 0 | 0
DemandResponse | 0 | 0 | 0 | 0 | 0 | 0
IGCC-CCS | 0 | 0 | 0 | 0 | 0 | 0
WT_off | 0 | 0 | 0 | 0 | 0 | 0
PseudoUnit | 0 | 0 | 0 | 0 | 0 | 0
FixedInterchange | 0 | 0 | 0 | 0 | 0 | 0
SO2 Emissions (MMshortTons): HQ_NY
ReportingType | 2015 | 2020 | 2025 | 2030 | 2035 | 2040
BM | 0 | 0 | 0 | 0 | 0 | 0
CC | 0 | 0 | 0 | 0 | 0 | 0
CSP | 0 | 0 | 0 | 0 | 0 | 0
CT | 0 | 0 | 0 | 0 | 0 | 0
Coal | 0 | 0 | 0 | 0 | 0 | 0
Geo | 0 | 0 | 0 | 0 | 0 | 0
H | 0 | 0 | 0 | 0 | 0 | 0
LFG | 0 | 0 | 0 | 0 | 0 | 0
Nuc | 0 | 0 | 0 | 0 | 0 | 0
PS | 0 | 0 | 0 | 0 | 0 | 0
PV | 0 | 0 | 0 | 0 | 0 | 0
PeakG | 0 | 0 | 0 | 0 | 0 | 0
PeakO | 0 | 0 | 0 | 0 | 0 | 0
ST | 0 | 0 | 0 | 0 | 0 | 0
STOG | 0 | 0 | 0 | 0 | 0 | 0
STWD | 0 | 0 | 0 | 0 | 0 | 0
WT | 0 | 0 | 0 | 0 | 0 | 0
IGCC | 0 | 0 | 0 | 0 | 0 | 0
DemandResponse | 0 | 0 | 0 | 0 | 0 | 0
IGCC-CCS | 0 | 0 | 0 | 0 | 0 | 0
WT_off | 0 | 0 | 0 | 0 | 0 | 0
PseudoUnit | 0 | 0 | 0 | 0 | 0 | 0
FixedInterchange | 0 | 0 | 0 | 0 | 0 | 0
SO2 Emissions (MMshortTons): MARITIMES
ReportingType | 2015 | 2020 | 2025 | 2030 | 2035 | 2040
BM | 0 | 0 | 0 | 0 | 0 | 0
CC | 0 | 0 | 0 | 0 | 0 | 0
CSP | 0 | 0 | 0 | 0 | 0 | 0
CT | 0 | 0 | 0 | 0 | 0 | 0
Coal | 0 | 0 | 0 | 0 | 0 | 0
Geo | 0 | 0 | 0 | 0 | 0 | 0
H | 0 | 0 | 0 | 0 | 0 | 0
LFG | 0 | 0 | 0 | 0 | 0 | 0
Nuc | 0 | 0 | 0 | 0 | 0 | 0
PS | 0 | 0 | 0 | 0 | 0 | 0
PV | 0 | 0 | 0 | 0 | 0 | 0
PeakG | 0 | 0 | 0 | 0 | 0 | 0
PeakO | 0 | 0 | 0 | 0 | 0 | 0
ST | 0 | 0 | 0 | 0 | 0 | 0
STOG | 0 | 0 | 0 | 0 | 0 | 0
STWD | 0 | 0 | 0 | 0 | 0 | 0
WT | 0 | 0 | 0 | 0 | 0 | 0
IGCC | 0 | 0 | 0 | 0 | 0 | 0
DemandResponse | 0 | 0 | 0 | 0 | 0 | 0
IGCC-CCS | 0 | 0 | 0 | 0 | 0 | 0
WT_off | 0 | 0 | 0 | 0 | 0 | 0
PseudoUnit | 0 | 0 | 0 | 0 | 0 | 0
FixedInterchange | 0 | 0 | 0 | 0 | 0 | 0
SO2 Emissions (MMshortTons): All
ReportingType | 2015 | 2020 | 2025 | 2030 | 2035 | 2040
BM | 0 | 0 | 0 | 0 | 0 | 0
CC | 0 | 0 | 0 | 0 | 0 | 0
CSP | 0 | 0 | 0 | 0 | 0 | 0
CT | 0 | 0 | 0 | 0 | 0 | 0
Coal | 3.84 | 0.43 | 0.19 | 0.06 | 0.11 | 0.11
Geo | 0 | 0 | 0 | 0 | 0 | 0
H | 0 | 0 | 0 | 0 | 0 | 0
LFG | 0 | 0 | 0 | 0 | 0 | 0
Nuc | 0 | 0 | 0 | 0 | 0 | 0
PS | 0 | 0 | 0 | 0 | 0 | 0
PV | 0 | 0 | 0 | 0 | 0 | 0
PeakG | 0 | 0 | 0 | 0 | 0 | 0
PeakO | 0 | 0 | 0 | 0 | 0 | 0
ST | 0 | 0 | 0 | 0 | 0 | 0
STOG | 0 | 0 | 0 | 0 | 0 | 0
STWD | 0 | 0 | 0 | 0 | 0 | 0
WT | 0 | 0 | 0 | 0 | 0 | 0
IGCC | 0 | 0 | 0 | 0 | 0 | 0
DemandResponse | 0 | 0 | 0 | 0 | 0 | 0
IGCC-CCS | 0 | 0 | 0 | 0 | 0 | 0
WT_off | 0 | 0 | 0 | 0 | 0 | 0
PseudoUnit | 0 | 0 | 0 | 0 | 0 | 0
FixedInterchange | 0 | 0 | 0 | 0 | 0 | 0
SO2 Emissions (MMshortTons): EI_US
ReportingType | 2015 | 2020 | 2025 | 2030 | 2035 | 2040
BM | 0 | 0 | 0 | 0 | 0 | 0
CC | 0 | 0 | 0 | 0 | 0 | 0
CSP | 0 | 0 | 0 | 0 | 0 | 0
CT | 0 | 0 | 0 | 0 | 0 | 0
Coal | 3.46 | 0.21 | 0.04 | 0.05 | 0.1 | 0.1
Geo | 0 | 0 | 0 | 0 | 0 | 0
H | 0 | 0 | 0 | 0 | 0 | 0
LFG | 0 | 0 | 0 | 0 | 0 | 0
Nuc | 0 | 0 | 0 | 0 | 0 | 0
PS | 0 | 0 | 0 | 0 | 0 | 0
PV | 0 | 0 | 0 | 0 | 0 | 0
PeakG | 0 | 0 | 0 | 0 | 0 | 0
PeakO | 0 | 0 | 0 | 0 | 0 | 0
ST | 0 | 0 | 0 | 0 | 0 | 0
STOG | 0 | 0 | 0 | 0 | 0 | 0
STWD | 0 | 0 | 0 | 0 | 0 | 0
WT | 0 | 0 | 0 | 0 | 0 | 0
IGCC | 0 | 0 | 0 | 0 | 0 | 0
DemandResponse | 0 | 0 | 0 | 0 | 0 | 0
IGCC-CCS | 0 | 0 | 0 | 0 | 0 | 0
WT_off | 0 | 0 | 0 | 0 | 0 | 0
PseudoUnit | 0 | 0 | 0 | 0 | 0 | 0
FixedInterchange | 0 | 0 | 0 | 0 | 0 | 0
SO2 Emissions (MMshortTons): EI_Canada
ReportingType | 2015 | 2020 | 2025 | 2030 | 2035 | 2040
BM | 0 | 0 | 0 | 0 | 0 | 0
CC | 0 | 0 | 0 | 0 | 0 | 0
CSP | 0 | 0 | 0 | 0 | 0 | 0
CT | 0 | 0 | 0 | 0 | 0 | 0
Coal | 0.01 | 0 | 0 | 0 | 0 | 0
Geo | 0 | 0 | 0 | 0 | 0 | 0
H | 0 | 0 | 0 | 0 | 0 | 0
LFG | 0 | 0 | 0 | 0 | 0 | 0
Nuc | 0 | 0 | 0 | 0 | 0 | 0
PS | 0 | 0 | 0 | 0 | 0 | 0
PV | 0 | 0 | 0 | 0 | 0 | 0
PeakG | 0 | 0 | 0 | 0 | 0 | 0
PeakO | 0 | 0 | 0 | 0 | 0 | 0
ST | 0 | 0 | 0 | 0 | 0 | 0
STOG | 0 | 0 | 0 | 0 | 0 | 0
STWD | 0 | 0 | 0 | 0 | 0 | 0
WT | 0 | 0 | 0 | 0 | 0 | 0
IGCC | 0 | 0 | 0 | 0 | 0 | 0
DemandResponse | 0 | 0 | 0 | 0 | 0 | 0
IGCC-CCS | 0 | 0 | 0 | 0 | 0 | 0
WT_off | 0 | 0 | 0 | 0 | 0 | 0
PseudoUnit | 0 | 0 | 0 | 0 | 0 | 0
FixedInterchange | 0 | 0 | 0 | 0 | 0 | 0
SO2 Emissions (MMshortTons): EI
ReportingType | 2015 | 2020 | 2025 | 2030 | 2035 | 2040
BM | 0 | 0 | 0 | 0 | 0 | 0
CC | 0 | 0 | 0 | 0 | 0 | 0
CSP | 0 | 0 | 0 | 0 | 0 | 0
CT | 0 | 0 | 0 | 0 | 0 | 0
Coal | 3.47 | 0.21 | 0.04 | 0.05 | 0.1 | 0.1
Geo | 0 | 0 | 0 | 0 | 0 | 0
H | 0 | 0 | 0 | 0 | 0 | 0
LFG | 0 | 0 | 0 | 0 | 0 | 0
Nuc | 0 | 0 | 0 | 0 | 0 | 0
PS | 0 | 0 | 0 | 0 | 0 | 0
PV | 0 | 0 | 0 | 0 | 0 | 0
PeakG | 0 | 0 | 0 | 0 | 0 | 0
PeakO | 0 | 0 | 0 | 0 | 0 | 0
ST | 0 | 0 | 0 | 0 | 0 | 0
STOG | 0 | 0 | 0 | 0 | 0 | 0
STWD | 0 | 0 | 0 | 0 | 0 | 0
WT | 0 | 0 | 0 | 0 | 0 | 0
IGCC | 0 | 0 | 0 | 0 | 0 | 0
DemandResponse | 0 | 0 | 0 | 0 | 0 | 0
IGCC-CCS | 0 | 0 | 0 | 0 | 0 | 0
WT_off | 0 | 0 | 0 | 0 | 0 | 0
PseudoUnit | 0 | 0 | 0 | 0 | 0 | 0
FixedInterchange | 0 | 0 | 0 | 0 | 0 | 0
SO2 Emissions (MMshortTons): Outside_EI
ReportingType | 2015 | 2020 | 2025 | 2030 | 2035 | 2040
BM | 0 | 0 | 0 | 0 | 0 | 0
CC | 0 | 0 | 0 | 0 | 0 | 0
CSP | 0 | 0 | 0 | 0 | 0 | 0
CT | 0 | 0 | 0 | 0 | 0 | 0
Coal | 0.37 | 0.22 | 0.15 | 0.01 | 0.01 | 0.01
Geo | 0 | 0 | 0 | 0 | 0 | 0
H | 0 | 0 | 0 | 0 | 0 | 0
LFG | 0 | 0 | 0 | 0 | 0 | 0
Nuc | 0 | 0 | 0 | 0 | 0 | 0
PS | 0 | 0 | 0 | 0 | 0 | 0
PV | 0 | 0 | 0 | 0 | 0 | 0
PeakG | 0 | 0 | 0 | 0 | 0 | 0
PeakO | 0 | 0 | 0 | 0 | 0 | 0
ST | 0 | 0 | 0 | 0 | 0 | 0
STOG | 0 | 0 | 0 | 0 | 0 | 0
STWD | 0 | 0 | 0 | 0 | 0 | 0
WT | 0 | 0 | 0 | 0 | 0 | 0
IGCC | 0 | 0 | 0 | 0 | 0 | 0
DemandResponse | 0 | 0 | 0 | 0 | 0 | 0
IGCC-CCS | 0 | 0 | 0 | 0 | 0 | 0
WT_off | 0 | 0 | 0 | 0 | 0 | 0
PseudoUnit | 0 | 0 | 0 | 0 | 0 | 0
FixedInterchange | 0 | 0 | 0 | 0 | 0 | 0
NOx Emissions (MMshortTons): Entergy
ReportingType | 2015 | 2020 | 2025 | 2030 | 2035 | 2040
BM | 0 | 0 | 0 | 0 | 0 | 0
CC | 0.01 | 0.01 | 0.01 | 0.01 | 0 | 0
CSP | 0 | 0 | 0 | 0 | 0 | 0
CT | 0 | 0 | 0 | 0 | 0 | 0
Coal | 0.05 | 0 | 0 | 0 | 0 | 0
Geo | 0 | 0 | 0 | 0 | 0 | 0
H | 0 | 0 | 0 | 0 | 0 | 0
LFG | 0 | 0 | 0 | 0 | 0 | 0
Nuc | 0 | 0 | 0 | 0 | 0 | 0
PS | 0 | 0 | 0 | 0 | 0 | 0
PV | 0 | 0 | 0 | 0 | 0 | 0
PeakG | 0 | 0 | 0 | 0 | 0 | 0
PeakO | 0 | 0 | 0 | 0 | 0 | 0
ST | 0 | 0 | 0 | 0 | 0 | 0
STOG | 0 | 0 | 0 | 0 | 0 | 0
STWD | 0 | 0 | 0 | 0 | 0 | 0
WT | 0 | 0 | 0 | 0 | 0 | 0
IGCC | 0 | 0 | 0 | 0 | 0 | 0
DemandResponse | 0 | 0 | 0 | 0 | 0 | 0
IGCC-CCS | 0 | 0 | 0 | 0 | 0 | 0
WT_off | 0 | 0 | 0 | 0 | 0 | 0
PseudoUnit | 0 | 0 | 0 | 0 | 0 | 0
FixedInterchange | 0 | 0 | 0 | 0 | 0 | 0
NOx Emissions (MMshortTons): FRCC
ReportingType | 2015 | 2020 | 2025 | 2030 | 2035 | 2040
BM | 0 | 0 | 0 | 0 | 0 | 0
CC | 0.01 | 0.01 | 0.01 | 0.01 | 0 | 0
CSP | 0 | 0 | 0 | 0 | 0 | 0
CT | 0 | 0 | 0 | 0 | 0 | 0
Coal | 0.02 | 0 | 0 | 0 | 0 | 0
Geo | 0 | 0 | 0 | 0 | 0 | 0
H | 0 | 0 | 0 | 0 | 0 | 0
LFG | 0 | 0 | 0 | 0 | 0 | 0
Nuc | 0 | 0 | 0 | 0 | 0 | 0
PS | 0 | 0 | 0 | 0 | 0 | 0
PV | 0 | 0 | 0 | 0 | 0 | 0
PeakG | 0 | 0 | 0 | 0 | 0 | 0
PeakO | 0 | 0 | 0 | 0 | 0 | 0
ST | 0 | 0 | 0 | 0 | 0 | 0
STOG | 0 | 0 | 0 | 0 | 0 | 0
STWD | 0 | 0 | 0 | 0 | 0 | 0
WT | 0 | 0 | 0 | 0 | 0 | 0
IGCC | 0 | 0 | 0 | 0 | 0 | 0
DemandResponse | 0 | 0 | 0 | 0 | 0 | 0
IGCC-CCS | 0 | 0 | 0 | 0 | 0 | 0
WT_off | 0 | 0 | 0 | 0 | 0 | 0
PseudoUnit | 0 | 0 | 0 | 0 | 0 | 0
FixedInterchange | 0 | 0 | 0 | 0 | 0 | 0
NOx Emissions (MMshortTons): MAPP_US
ReportingType | 2015 | 2020 | 2025 | 2030 | 2035 | 2040
BM | 0 | 0 | 0 | 0 | 0 | 0
CC | 0 | 0 | 0 | 0 | 0 | 0
CSP | 0 | 0 | 0 | 0 | 0 | 0
CT | 0 | 0 | 0 | 0 | 0 | 0
Coal | 0.02 | 0 | 0 | 0 | 0 | 0
Geo | 0 | 0 | 0 | 0 | 0 | 0
H | 0 | 0 | 0 | 0 | 0 | 0
LFG | 0 | 0 | 0 | 0 | 0 | 0
Nuc | 0 | 0 | 0 | 0 | 0 | 0
PS | 0 | 0 | 0 | 0 | 0 | 0
PV | 0 | 0 | 0 | 0 | 0 | 0
PeakG | 0 | 0 | 0 | 0 | 0 | 0
PeakO | 0 | 0 | 0 | 0 | 0 | 0
ST | 0 | 0 | 0 | 0 | 0 | 0
STOG | 0 | 0 | 0 | 0 | 0 | 0
STWD | 0 | 0 | 0 | 0 | 0 | 0
WT | 0 | 0 | 0 | 0 | 0 | 0
IGCC | 0 | 0 | 0 | 0 | 0 | 0
DemandResponse | 0 | 0 | 0 | 0 | 0 | 0
IGCC-CCS | 0 | 0 | 0 | 0 | 0 | 0
WT_off | 0 | 0 | 0 | 0 | 0 | 0
PseudoUnit | 0 | 0 | 0 | 0 | 0 | 0
FixedInterchange | 0 | 0 | 0 | 0 | 0 | 0
NOx Emissions (MMshortTons): MISO_IN
ReportingType | 2015 | 2020 | 2025 | 2030 | 2035 | 2040
BM | 0 | 0 | 0 | 0 | 0 | 0
CC | 0 | 0.01 | 0.01 | 0.01 | 0.01 | 0
CSP | 0 | 0 | 0 | 0 | 0 | 0
CT | 0 | 0 | 0 | 0 | 0 | 0
Coal | 0.04 | 0.01 | 0 | 0 | 0.01 | 0.01
Geo | 0 | 0 | 0 | 0 | 0 | 0
H | 0 | 0 | 0 | 0 | 0 | 0
LFG | 0 | 0 | 0 | 0 | 0 | 0
Nuc | 0 | 0 | 0 | 0 | 0 | 0
PS | 0 | 0 | 0 | 0 | 0 | 0
PV | 0 | 0 | 0 | 0 | 0 | 0
PeakG | 0 | 0 | 0 | 0 | 0 | 0
PeakO | 0 | 0 | 0 | 0 | 0 | 0
ST | 0 | 0 | 0 | 0 | 0 | 0
STOG | 0 | 0 | 0 | 0 | 0 | 0
STWD | 0 | 0 | 0 | 0 | 0 | 0
WT | 0 | 0 | 0 | 0 | 0 | 0
IGCC | 0 | 0 | 0 | 0 | 0 | 0
DemandResponse | 0 | 0 | 0 | 0 | 0 | 0
IGCC-CCS | 0 | 0 | 0 | 0 | 0 | 0
WT_off | 0 | 0 | 0 | 0 | 0 | 0
PseudoUnit | 0 | 0 | 0 | 0 | 0 | 0
FixedInterchange | 0 | 0 | 0 | 0 | 0 | 0
NOx Emissions (MMshortTons): MISO_MI
ReportingType | 2015 | 2020 | 2025 | 2030 | 2035 | 2040
BM | 0 | 0 | 0 | 0 | 0 | 0
CC | 0 | 0 | 0 | 0 | 0 | 0
CSP | 0 | 0 | 0 | 0 | 0 | 0
CT | 0 | 0 | 0 | 0 | 0 | 0
Coal | 0.03 | 0 | 0 | 0 | 0 | 0
Geo | 0 | 0 | 0 | 0 | 0 | 0
H | 0 | 0 | 0 | 0 | 0 | 0
LFG | 0 | 0 | 0 | 0 | 0 | 0
Nuc | 0 | 0 | 0 | 0 | 0 | 0
PS | 0 | 0 | 0 | 0 | 0 | 0
PV | 0 | 0 | 0 | 0 | 0 | 0
PeakG | 0 | 0 | 0 | 0 | 0 | 0
PeakO | 0 | 0 | 0 | 0 | 0 | 0
ST | 0 | 0 | 0 | 0 | 0 | 0
STOG | 0 | 0 | 0 | 0 | 0 | 0
STWD | 0 | 0 | 0 | 0 | 0 | 0
WT | 0 | 0 | 0 | 0 | 0 | 0
IGCC | 0 | 0 | 0 | 0 | 0 | 0
DemandResponse | 0 | 0 | 0 | 0 | 0 | 0
IGCC-CCS | 0 | 0 | 0 | 0 | 0 | 0
WT_off | 0 | 0 | 0 | 0 | 0 | 0
PseudoUnit | 0 | 0 | 0 | 0 | 0 | 0
FixedInterchange | 0 | 0 | 0 | 0 | 0 | 0
NOx Emissions (MMshortTons): MISO_MO-IL
ReportingType | 2015 | 2020 | 2025 | 2030 | 2035 | 2040
BM | 0 | 0 | 0 | 0 | 0 | 0
CC | 0 | 0 | 0 | 0 | 0 | 0
CSP | 0 | 0 | 0 | 0 | 0 | 0
CT | 0 | 0 | 0 | 0 | 0 | 0
Coal | 0.04 | 0 | 0 | 0 | 0 | 0
Geo | 0 | 0 | 0 | 0 | 0 | 0
H | 0 | 0 | 0 | 0 | 0 | 0
LFG | 0 | 0 | 0 | 0 | 0 | 0
Nuc | 0 | 0 | 0 | 0 | 0 | 0
PS | 0 | 0 | 0 | 0 | 0 | 0
PV | 0 | 0 | 0 | 0 | 0 | 0
PeakG | 0 | 0 | 0 | 0 | 0 | 0
PeakO | 0 | 0 | 0 | 0 | 0 | 0
ST | 0 | 0 | 0 | 0 | 0 | 0
STOG | 0 | 0 | 0 | 0 | 0 | 0
STWD | 0 | 0 | 0 | 0 | 0 | 0
WT | 0 | 0 | 0 | 0 | 0 | 0
IGCC | 0 | 0 | 0 | 0 | 0 | 0
DemandResponse | 0 | 0 | 0 | 0 | 0 | 0
IGCC-CCS | 0 | 0 | 0 | 0 | 0 | 0
WT_off | 0 | 0 | 0 | 0 | 0 | 0
PseudoUnit | 0 | 0 | 0 | 0 | 0 | 0
FixedInterchange | 0 | 0 | 0 | 0 | 0 | 0
NOx Emissions (MMshortTons): MISO_W
ReportingType | 2015 | 2020 | 2025 | 2030 | 2035 | 2040
BM | 0 | 0 | 0 | 0 | 0 | 0
CC | 0 | 0 | 0 | 0 | 0 | 0
CSP | 0 | 0 | 0 | 0 | 0 | 0
CT | 0 | 0 | 0 | 0 | 0 | 0
Coal | 0.09 | 0.02 | 0 | 0 | 0 | 0
Geo | 0 | 0 | 0 | 0 | 0 | 0
H | 0 | 0 | 0 | 0 | 0 | 0
LFG | 0 | 0 | 0 | 0 | 0 | 0
Nuc | 0 | 0 | 0 | 0 | 0 | 0
PS | 0 | 0 | 0 | 0 | 0 | 0
PV | 0 | 0 | 0 | 0 | 0 | 0
PeakG | 0 | 0 | 0 | 0 | 0 | 0
PeakO | 0 | 0 | 0 | 0 | 0 | 0
ST | 0 | 0 | 0 | 0 | 0 | 0
STOG | 0 | 0 | 0 | 0 | 0 | 0
STWD | 0 | 0 | 0 | 0 | 0 | 0
WT | 0 | 0 | 0 | 0 | 0 | 0
IGCC | 0 | 0 | 0 | 0 | 0 | 0
DemandResponse | 0 | 0 | 0 | 0 | 0 | 0
IGCC-CCS | 0 | 0 | 0 | 0 | 0 | 0
WT_off | 0 | 0 | 0 | 0 | 0 | 0
PseudoUnit | 0 | 0 | 0 | 0 | 0 | 0
FixedInterchange | 0 | 0 | 0 | 0 | 0 | 0
NOx Emissions (MMshortTons): MISO_WUMS
ReportingType | 2015 | 2020 | 2025 | 2030 | 2035 | 2040
BM | 0 | 0 | 0 | 0 | 0 | 0
CC | 0 | 0 | 0 | 0 | 0 | 0
CSP | 0 | 0 | 0 | 0 | 0 | 0
CT | 0 | 0 | 0 | 0 | 0 | 0
Coal | 0 | 0 | 0 | 0 | 0 | 0
Geo | 0 | 0 | 0 | 0 | 0 | 0
H | 0 | 0 | 0 | 0 | 0 | 0
LFG | 0 | 0 | 0 | 0 | 0 | 0
Nuc | 0 | 0 | 0 | 0 | 0 | 0
PS | 0 | 0 | 0 | 0 | 0 | 0
PV | 0 | 0 | 0 | 0 | 0 | 0
PeakG | 0 | 0 | 0 | 0 | 0 | 0
PeakO | 0 | 0 | 0 | 0 | 0 | 0
ST | 0 | 0 | 0 | 0 | 0 | 0
STOG | 0 | 0 | 0 | 0 | 0 | 0
STWD | 0 | 0 | 0 | 0 | 0 | 0
WT | 0 | 0 | 0 | 0 | 0 | 0
IGCC | 0 | 0 | 0 | 0 | 0 | 0
DemandResponse | 0 | 0 | 0 | 0 | 0 | 0
IGCC-CCS | 0 | 0 | 0 | 0 | 0 | 0
WT_off | 0 | 0 | 0 | 0 | 0 | 0
PseudoUnit | 0 | 0 | 0 | 0 | 0 | 0
FixedInterchange | 0 | 0 | 0 | 0 | 0 | 0
NOx Emissions (MMshortTons): Nebraska
ReportingType | 2015 | 2020 | 2025 | 2030 | 2035 | 2040
BM | 0 | 0 | 0 | 0 | 0 | 0
CC | 0 | 0 | 0 | 0 | 0 | 0
CSP | 0 | 0 | 0 | 0 | 0 | 0
CT | 0 | 0 | 0 | 0 | 0 | 0
Coal | 0.04 | 0 | 0 | 0 | 0 | 0
Geo | 0 | 0 | 0 | 0 | 0 | 0
H | 0 | 0 | 0 | 0 | 0 | 0
LFG | 0 | 0 | 0 | 0 | 0 | 0
Nuc | 0 | 0 | 0 | 0 | 0 | 0
PS | 0 | 0 | 0 | 0 | 0 | 0
PV | 0 | 0 | 0 | 0 | 0 | 0
PeakG | 0 | 0 | 0 | 0 | 0 | 0
PeakO | 0 | 0 | 0 | 0 | 0 | 0
ST | 0 | 0 | 0 | 0 | 0 | 0
STOG | 0 | 0 | 0 | 0 | 0 | 0
STWD | 0 | 0 | 0 | 0 | 0 | 0
WT | 0 | 0 | 0 | 0 | 0 | 0
IGCC | 0 | 0 | 0 | 0 | 0 | 0
DemandResponse | 0 | 0 | 0 | 0 | 0 | 0
IGCC-CCS | 0 | 0 | 0 | 0 | 0 | 0
WT_off | 0 | 0 | 0 | 0 | 0 | 0
PseudoUnit | 0 | 0 | 0 | 0 | 0 | 0
FixedInterchange | 0 | 0 | 0 | 0 | 0 | 0
NOx Emissions (MMshortTons): NEISO
ReportingType | 2015 | 2020 | 2025 | 2030 | 2035 | 2040
BM | 0 | 0 | 0 | 0 | 0 | 0
CC | 0 | 0 | 0 | 0 | 0 | 0
CSP | 0 | 0 | 0 | 0 | 0 | 0
CT | 0 | 0 | 0 | 0 | 0 | 0
Coal | 0 | 0 | 0 | 0 | 0 | 0
Geo | 0 | 0 | 0 | 0 | 0 | 0
H | 0 | 0 | 0 | 0 | 0 | 0
LFG | 0 | 0 | 0 | 0 | 0 | 0
Nuc | 0 | 0 | 0 | 0 | 0 | 0
PS | 0 | 0 | 0 | 0 | 0 | 0
PV | 0 | 0 | 0 | 0 | 0 | 0
PeakG | 0 | 0 | 0 | 0 | 0 | 0
PeakO | 0 | 0 | 0 | 0 | 0 | 0
ST | 0 | 0 | 0 | 0 | 0 | 0
STOG | 0 | 0 | 0 | 0 | 0 | 0
STWD | 0 | 0 | 0 | 0 | 0 | 0
WT | 0 | 0 | 0 | 0 | 0 | 0
IGCC | 0 | 0 | 0 | 0 | 0 | 0
DemandResponse | 0 | 0 | 0 | 0 | 0 | 0
IGCC-CCS | 0 | 0 | 0 | 0 | 0 | 0
WT_off | 0 | 0 | 0 | 0 | 0 | 0
PseudoUnit | 0 | 0 | 0 | 0 | 0 | 0
FixedInterchange | 0 | 0 | 0 | 0 | 0 | 0
NOx Emissions (MMshortTons): NonRTO_Midwest
ReportingType | 2015 | 2020 | 2025 | 2030 | 2035 | 2040
BM | 0 | 0 | 0 | 0 | 0 | 0
CC | 0 | 0 | 0 | 0 | 0 | 0
CSP | 0 | 0 | 0 | 0 | 0 | 0
CT | 0 | 0 | 0 | 0 | 0 | 0
Coal | 0.03 | 0 | 0 | 0 | 0 | 0
Geo | 0 | 0 | 0 | 0 | 0 | 0
H | 0 | 0 | 0 | 0 | 0 | 0
LFG | 0 | 0 | 0 | 0 | 0 | 0
Nuc | 0 | 0 | 0 | 0 | 0 | 0
PS | 0 | 0 | 0 | 0 | 0 | 0
PV | 0 | 0 | 0 | 0 | 0 | 0
PeakG | 0 | 0 | 0 | 0 | 0 | 0
PeakO | 0 | 0 | 0 | 0 | 0 | 0
ST | 0 | 0 | 0 | 0 | 0 | 0
STOG | 0 | 0 | 0 | 0 | 0 | 0
STWD | 0 | 0 | 0 | 0 | 0 | 0
WT | 0 | 0 | 0 | 0 | 0 | 0
IGCC | 0 | 0 | 0 | 0 | 0 | 0
DemandResponse | 0 | 0 | 0 | 0 | 0 | 0
IGCC-CCS | 0 | 0 | 0 | 0 | 0 | 0
WT_off | 0 | 0 | 0 | 0 | 0 | 0
PseudoUnit | 0 | 0 | 0 | 0 | 0 | 0
FixedInterchange | 0 | 0 | 0 | 0 | 0 | 0
NOx Emissions (MMshortTons): NYISO_A-F
ReportingType | 2015 | 2020 | 2025 | 2030 | 2035 | 2040
BM | 0 | 0 | 0 | 0 | 0 | 0
CC | 0 | 0 | 0 | 0 | 0 | 0
CSP | 0 | 0 | 0 | 0 | 0 | 0
CT | 0 | 0 | 0 | 0 | 0 | 0
Coal | 0 | 0 | 0 | 0 | 0 | 0
Geo | 0 | 0 | 0 | 0 | 0 | 0
H | 0 | 0 | 0 | 0 | 0 | 0
LFG | 0 | 0 | 0 | 0 | 0 | 0
Nuc | 0 | 0 | 0 | 0 | 0 | 0
PS | 0 | 0 | 0 | 0 | 0 | 0
PV | 0 | 0 | 0 | 0 | 0 | 0
PeakG | 0 | 0 | 0 | 0 | 0 | 0
PeakO | 0 | 0 | 0 | 0 | 0 | 0
ST | 0 | 0 | 0 | 0 | 0 | 0
STOG | 0 | 0 | 0 | 0 | 0 | 0
STWD | 0 | 0 | 0 | 0 | 0 | 0
WT | 0 | 0 | 0 | 0 | 0 | 0
IGCC | 0 | 0 | 0 | 0 | 0 | 0
DemandResponse | 0 | 0 | 0 | 0 | 0 | 0
IGCC-CCS | 0 | 0 | 0 | 0 | 0 | 0
WT_off | 0 | 0 | 0 | 0 | 0 | 0
PseudoUnit | 0 | 0 | 0 | 0 | 0 | 0
FixedInterchange | 0 | 0 | 0 | 0 | 0 | 0
NOx Emissions (MMshortTons): NYISO_G-I
ReportingType | 2015 | 2020 | 2025 | 2030 | 2035 | 2040
BM | 0 | 0 | 0 | 0 | 0 | 0
CC | 0 | 0 | 0 | 0 | 0 | 0
CSP | 0 | 0 | 0 | 0 | 0 | 0
CT | 0 | 0 | 0 | 0 | 0 | 0
Coal | 0 | 0 | 0 | 0 | 0 | 0
Geo | 0 | 0 | 0 | 0 | 0 | 0
H | 0 | 0 | 0 | 0 | 0 | 0
LFG | 0 | 0 | 0 | 0 | 0 | 0
Nuc | 0 | 0 | 0 | 0 | 0 | 0
PS | 0 | 0 | 0 | 0 | 0 | 0
PV | 0 | 0 | 0 | 0 | 0 | 0
PeakG | 0 | 0 | 0 | 0 | 0 | 0
PeakO | 0 | 0 | 0 | 0 | 0 | 0
ST | 0 | 0 | 0 | 0 | 0 | 0
STOG | 0 | 0 | 0 | 0 | 0 | 0
STWD | 0 | 0 | 0 | 0 | 0 | 0
WT | 0 | 0 | 0 | 0 | 0 | 0
IGCC | 0 | 0 | 0 | 0 | 0 | 0
DemandResponse | 0 | 0 | 0 | 0 | 0 | 0
IGCC-CCS | 0 | 0 | 0 | 0 | 0 | 0
WT_off | 0 | 0 | 0 | 0 | 0 | 0
PseudoUnit | 0 | 0 | 0 | 0 | 0 | 0
FixedInterchange | 0 | 0 | 0 | 0 | 0 | 0
NOx Emissions (MMshortTons): NYISO_J-K
ReportingType | 2015 | 2020 | 2025 | 2030 | 2035 | 2040
BM | 0 | 0 | 0 | 0 | 0 | 0
CC | 0 | 0 | 0 | 0 | 0 | 0
CSP | 0 | 0 | 0 | 0 | 0 | 0
CT | 0 | 0 | 0 | 0 | 0 | 0
Coal | 0 | 0 | 0 | 0 | 0 | 0
Geo | 0 | 0 | 0 | 0 | 0 | 0
H | 0 | 0 | 0 | 0 | 0 | 0
LFG | 0 | 0 | 0 | 0 | 0 | 0
Nuc | 0 | 0 | 0 | 0 | 0 | 0
PS | 0 | 0 | 0 | 0 | 0 | 0
PV | 0 | 0 | 0 | 0 | 0 | 0
PeakG | 0 | 0 | 0 | 0 | 0 | 0
PeakO | 0 | 0 | 0 | 0 | 0 | 0
ST | 0 | 0 | 0 | 0 | 0 | 0
STOG | 0 | 0 | 0 | 0 | 0 | 0
STWD | 0 | 0 | 0 | 0 | 0 | 0
WT | 0 | 0 | 0 | 0 | 0 | 0
IGCC | 0 | 0 | 0 | 0 | 0 | 0
DemandResponse | 0 | 0 | 0 | 0 | 0 | 0
IGCC-CCS | 0 | 0 | 0 | 0 | 0 | 0
WT_off | 0 | 0 | 0 | 0 | 0 | 0
PseudoUnit | 0 | 0 | 0 | 0 | 0 | 0
FixedInterchange | 0 | 0 | 0 | 0 | 0 | 0
NOx Emissions (MMshortTons): PJM_E
ReportingType | 2015 | 2020 | 2025 | 2030 | 2035 | 2040
BM | 0 | 0 | 0 | 0 | 0 | 0
CC | 0 | 0 | 0 | 0 | 0 | 0
CSP | 0 | 0 | 0 | 0 | 0 | 0
CT | 0 | 0 | 0 | 0 | 0 | 0
Coal | 0 | 0 | 0 | 0 | 0 | 0
Geo | 0 | 0 | 0 | 0 | 0 | 0
H | 0 | 0 | 0 | 0 | 0 | 0
LFG | 0 | 0 | 0 | 0 | 0 | 0
Nuc | 0 | 0 | 0 | 0 | 0 | 0
PS | 0 | 0 | 0 | 0 | 0 | 0
PV | 0 | 0 | 0 | 0 | 0 | 0
PeakG | 0 | 0 | 0 | 0 | 0 | 0
PeakO | 0 | 0 | 0 | 0 | 0 | 0
ST | 0 | 0 | 0 | 0 | 0 | 0
STOG | 0 | 0 | 0 | 0 | 0 | 0
STWD | 0 | 0 | 0 | 0 | 0 | 0
WT | 0 | 0 | 0 | 0 | 0 | 0
IGCC | 0 | 0 | 0 | 0 | 0 | 0
DemandResponse | 0 | 0 | 0 | 0 | 0 | 0
IGCC-CCS | 0 | 0 | 0 | 0 | 0 | 0
WT_off | 0 | 0 | 0 | 0 | 0 | 0
PseudoUnit | 0 | 0 | 0 | 0 | 0 | 0
FixedInterchange | 0 | 0 | 0 | 0 | 0 | 0
NOx Emissions (MMshortTons): PJM_ROM
ReportingType | 2015 | 2020 | 2025 | 2030 | 2035 | 2040
BM | 0 | 0 | 0 | 0 | 0 | 0
CC | 0 | 0 | 0 | 0 | 0 | 0
CSP | 0 | 0 | 0 | 0 | 0 | 0
CT | 0 | 0 | 0 | 0 | 0 | 0
Coal | 0.01 | 0 | 0 | 0 | 0 | 0
Geo | 0 | 0 | 0 | 0 | 0 | 0
H | 0 | 0 | 0 | 0 | 0 | 0
LFG | 0 | 0 | 0 | 0 | 0 | 0
Nuc | 0 | 0 | 0 | 0 | 0 | 0
PS | 0 | 0 | 0 | 0 | 0 | 0
PV | 0 | 0 | 0 | 0 | 0 | 0
PeakG | 0 | 0 | 0 | 0 | 0 | 0
PeakO | 0 | 0 | 0 | 0 | 0 | 0
ST | 0 | 0 | 0 | 0 | 0 | 0
STOG | 0 | 0 | 0 | 0 | 0 | 0
STWD | 0 | 0 | 0 | 0 | 0 | 0
WT | 0 | 0 | 0 | 0 | 0 | 0
IGCC | 0 | 0 | 0 | 0 | 0 | 0
DemandResponse | 0 | 0 | 0 | 0 | 0 | 0
IGCC-CCS | 0 | 0 | 0 | 0 | 0 | 0
WT_off | 0 | 0 | 0 | 0 | 0 | 0
PseudoUnit | 0 | 0 | 0 | 0 | 0 | 0
FixedInterchange | 0 | 0 | 0 | 0 | 0 | 0
NOx Emissions (MMshortTons): PJM_ROR
ReportingType | 2015 | 2020 | 2025 | 2030 | 2035 | 2040
BM | 0 | 0 | 0 | 0 | 0 | 0
CC | 0.01 | 0.01 | 0.01 | 0.01 | 0.01 | 0
CSP | 0 | 0 | 0 | 0 | 0 | 0
CT | 0 | 0 | 0 | 0 | 0 | 0
Coal | 0.13 | 0.04 | 0.01 | 0.01 | 0.01 | 0.01
Geo | 0 | 0 | 0 | 0 | 0 | 0
H | 0 | 0 | 0 | 0 | 0 | 0
LFG | 0 | 0 | 0 | 0 | 0 | 0
Nuc | 0 | 0 | 0 | 0 | 0 | 0
PS | 0 | 0 | 0 | 0 | 0 | 0
PV | 0 | 0 | 0 | 0 | 0 | 0
PeakG | 0 | 0 | 0 | 0 | 0 | 0
PeakO | 0 | 0 | 0 | 0 | 0 | 0
ST | 0 | 0 | 0 | 0 | 0 | 0
STOG | 0 | 0 | 0 | 0 | 0 | 0
STWD | 0 | 0 | 0 | 0 | 0 | 0
WT | 0 | 0 | 0 | 0 | 0 | 0
IGCC | 0 | 0 | 0 | 0 | 0 | 0
DemandResponse | 0 | 0 | 0 | 0 | 0 | 0
IGCC-CCS | 0 | 0 | 0 | 0 | 0 | 0
WT_off | 0 | 0 | 0 | 0 | 0 | 0
PseudoUnit | 0 | 0 | 0 | 0 | 0 | 0
FixedInterchange | 0 | 0 | 0 | 0 | 0 | 0
NOx Emissions (MMshortTons): SOCO
ReportingType | 2015 | 2020 | 2025 | 2030 | 2035 | 2040
BM | 0 | 0 | 0 | 0 | 0 | 0
CC | 0.01 | 0.01 | 0.01 | 0.01 | 0 | 0
CSP | 0 | 0 | 0 | 0 | 0 | 0
CT | 0 | 0 | 0 | 0 | 0 | 0
Coal | 0.03 | 0 | 0 | 0 | 0 | 0
Geo | 0 | 0 | 0 | 0 | 0 | 0
H | 0 | 0 | 0 | 0 | 0 | 0
LFG | 0 | 0 | 0 | 0 | 0 | 0
Nuc | 0 | 0 | 0 | 0 | 0 | 0
PS | 0 | 0 | 0 | 0 | 0 | 0
PV | 0 | 0 | 0 | 0 | 0 | 0
PeakG | 0 | 0 | 0 | 0 | 0 | 0
PeakO | 0 | 0 | 0 | 0 | 0 | 0
ST | 0 | 0 | 0 | 0 | 0 | 0
STOG | 0 | 0 | 0 | 0 | 0 | 0
STWD | 0 | 0 | 0 | 0 | 0 | 0
WT | 0 | 0 | 0 | 0 | 0 | 0
IGCC | 0 | 0 | 0 | 0 | 0 | 0
DemandResponse | 0 | 0 | 0 | 0 | 0 | 0
IGCC-CCS | 0 | 0 | 0 | 0 | 0 | 0
WT_off | 0 | 0 | 0 | 0 | 0 | 0
PseudoUnit | 0 | 0 | 0 | 0 | 0 | 0
FixedInterchange | 0 | 0 | 0 | 0 | 0 | 0
NOx Emissions (MMshortTons): SPP_N
ReportingType | 2015 | 2020 | 2025 | 2030 | 2035 | 2040
BM | 0 | 0 | 0 | 0 | 0 | 0
CC | 0 | 0 | 0 | 0 | 0 | 0
CSP | 0 | 0 | 0 | 0 | 0 | 0
CT | 0 | 0 | 0 | 0 | 0 | 0
Coal | 0.06 | 0.02 | 0 | 0 | 0 | 0
Geo | 0 | 0 | 0 | 0 | 0 | 0
H | 0 | 0 | 0 | 0 | 0 | 0
LFG | 0 | 0 | 0 | 0 | 0 | 0
Nuc | 0 | 0 | 0 | 0 | 0 | 0
PS | 0 | 0 | 0 | 0 | 0 | 0
PV | 0 | 0 | 0 | 0 | 0 | 0
PeakG | 0 | 0 | 0 | 0 | 0 | 0
PeakO | 0 | 0 | 0 | 0 | 0 | 0
ST | 0 | 0 | 0 | 0 | 0 | 0
STOG | 0 | 0 | 0 | 0 | 0 | 0
STWD | 0 | 0 | 0 | 0 | 0 | 0
WT | 0 | 0 | 0 | 0 | 0 | 0
IGCC | 0 | 0 | 0 | 0 | 0 | 0
DemandResponse | 0 | 0 | 0 | 0 | 0 | 0
IGCC-CCS | 0 | 0 | 0 | 0 | 0 | 0
WT_off | 0 | 0 | 0 | 0 | 0 | 0
PseudoUnit | 0 | 0 | 0 | 0 | 0 | 0
FixedInterchange | 0 | 0 | 0 | 0 | 0 | 0
NOx Emissions (MMshortTons): SPP_S
ReportingType | 2015 | 2020 | 2025 | 2030 | 2035 | 2040
BM | 0 | 0 | 0 | 0 | 0 | 0
CC | 0 | 0 | 0 | 0 | 0 | 0
CSP | 0 | 0 | 0 | 0 | 0 | 0
CT | 0 | 0 | 0 | 0 | 0 | 0
Coal | 0.09 | 0.01 | 0 | 0 | 0 | 0
Geo | 0 | 0 | 0 | 0 | 0 | 0
H | 0 | 0 | 0 | 0 | 0 | 0
LFG | 0 | 0 | 0 | 0 | 0 | 0
Nuc | 0 | 0 | 0 | 0 | 0 | 0
PS | 0 | 0 | 0 | 0 | 0 | 0
PV | 0 | 0 | 0 | 0 | 0 | 0
PeakG | 0 | 0 | 0 | 0 | 0 | 0
PeakO | 0 | 0 | 0 | 0 | 0 | 0
ST | 0 | 0 | 0 | 0 | 0 | 0
STOG | 0 | 0 | 0 | 0 | 0 | 0
STWD | 0 | 0 | 0 | 0 | 0 | 0
WT | 0 | 0 | 0 | 0 | 0 | 0
IGCC | 0 | 0 | 0 | 0 | 0 | 0
DemandResponse | 0 | 0 | 0 | 0 | 0 | 0
IGCC-CCS | 0 | 0 | 0 | 0 | 0 | 0
WT_off | 0 | 0 | 0 | 0 | 0 | 0
PseudoUnit | 0 | 0 | 0 | 0 | 0 | 0
FixedInterchange | 0 | 0 | 0 | 0 | 0 | 0
NOx Emissions (MMshortTons): TVA
ReportingType | 2015 | 2020 | 2025 | 2030 | 2035 | 2040
BM | 0 | 0 | 0 | 0 | 0 | 0
CC | 0 | 0 | 0.01 | 0 | 0 | 0
CSP | 0 | 0 | 0 | 0 | 0 | 0
CT | 0 | 0 | 0 | 0 | 0 | 0
Coal | 0.02 | 0.01 | 0 | 0 | 0 | 0
Geo | 0 | 0 | 0 | 0 | 0 | 0
H | 0 | 0 | 0 | 0 | 0 | 0
LFG | 0 | 0 | 0 | 0 | 0 | 0
Nuc | 0 | 0 | 0 | 0 | 0 | 0
PS | 0 | 0 | 0 | 0 | 0 | 0
PV | 0 | 0 | 0 | 0 | 0 | 0
PeakG | 0 | 0 | 0 | 0 | 0 | 0
PeakO | 0 | 0 | 0 | 0 | 0 | 0
ST | 0 | 0 | 0 | 0 | 0 | 0
STOG | 0 | 0 | 0 | 0 | 0 | 0
STWD | 0 | 0 | 0 | 0 | 0 | 0
WT | 0 | 0 | 0 | 0 | 0 | 0
IGCC | 0 | 0 | 0 | 0 | 0 | 0
DemandResponse | 0 | 0 | 0 | 0 | 0 | 0
IGCC-CCS | 0 | 0 | 0 | 0 | 0 | 0
WT_off | 0 | 0 | 0 | 0 | 0 | 0
PseudoUnit | 0 | 0 | 0 | 0 | 0 | 0
FixedInterchange | 0 | 0 | 0 | 0 | 0 | 0
NOx Emissions (MMshortTons): TVA_Transmission
ReportingType | 2015 | 2020 | 2025 | 2030 | 2035 | 2040
BM | 0 | 0 | 0 | 0 | 0 | 0
CC | 0 | 0 | 0 | 0 | 0 | 0
CSP | 0 | 0 | 0 | 0 | 0 | 0
CT | 0 | 0 | 0 | 0 | 0 | 0
Coal | 0 | 0 | 0 | 0 | 0 | 0
Geo | 0 | 0 | 0 | 0 | 0 | 0
H | 0 | 0 | 0 | 0 | 0 | 0
LFG | 0 | 0 | 0 | 0 | 0 | 0
Nuc | 0 | 0 | 0 | 0 | 0 | 0
PS | 0 | 0 | 0 | 0 | 0 | 0
PV | 0 | 0 | 0 | 0 | 0 | 0
PeakG | 0 | 0 | 0 | 0 | 0 | 0
PeakO | 0 | 0 | 0 | 0 | 0 | 0
ST | 0 | 0 | 0 | 0 | 0 | 0
STOG | 0 | 0 | 0 | 0 | 0 | 0
STWD | 0 | 0 | 0 | 0 | 0 | 0
WT | 0 | 0 | 0 | 0 | 0 | 0
IGCC | 0 | 0 | 0 | 0 | 0 | 0
DemandResponse | 0 | 0 | 0 | 0 | 0 | 0
IGCC-CCS | 0 | 0 | 0 | 0 | 0 | 0
WT_off | 0 | 0 | 0 | 0 | 0 | 0
PseudoUnit | 0 | 0 | 0 | 0 | 0 | 0
FixedInterchange | 0 | 0 | 0 | 0 | 0 | 0
NOx Emissions (MMshortTons): VACAR
ReportingType | 2015 | 2020 | 2025 | 2030 | 2035 | 2040
BM | 0 | 0 | 0 | 0 | 0 | 0
CC | 0.01 | 0.01 | 0.01 | 0.01 | 0 | 0
CSP | 0 | 0 | 0 | 0 | 0 | 0
CT | 0 | 0 | 0 | 0 | 0 | 0
Coal | 0.01 | 0 | 0 | 0 | 0 | 0
Geo | 0 | 0 | 0 | 0 | 0 | 0
H | 0 | 0 | 0 | 0 | 0 | 0
LFG | 0 | 0 | 0 | 0 | 0 | 0
Nuc | 0 | 0 | 0 | 0 | 0 | 0
PS | 0 | 0 | 0 | 0 | 0 | 0
PV | 0 | 0 | 0 | 0 | 0 | 0
PeakG | 0 | 0 | 0 | 0 | 0 | 0
PeakO | 0 | 0 | 0 | 0 | 0 | 0
ST | 0 | 0 | 0 | 0 | 0 | 0
STOG | 0 | 0 | 0 | 0 | 0 | 0
STWD | 0 | 0 | 0 | 0 | 0 | 0
WT | 0 | 0 | 0 | 0 | 0 | 0
IGCC | 0 | 0 | 0 | 0 | 0 | 0
DemandResponse | 0 | 0 | 0 | 0 | 0 | 0
IGCC-CCS | 0 | 0 | 0 | 0 | 0 | 0
WT_off | 0 | 0 | 0 | 0 | 0 | 0
PseudoUnit | 0 | 0 | 0 | 0 | 0 | 0
FixedInterchange | 0 | 0 | 0 | 0 | 0 | 0
NOx Emissions (MMshortTons): IESO
ReportingType | 2015 | 2020 | 2025 | 2030 | 2035 | 2040
BM | 0 | 0 | 0 | 0 | 0 | 0
CC | 0 | 0 | 0 | 0 | 0 | 0
CSP | 0 | 0 | 0 | 0 | 0 | 0
CT | 0 | 0 | 0 | 0 | 0 | 0
Coal | 0 | 0 | 0 | 0 | 0 | 0
Geo | 0 | 0 | 0 | 0 | 0 | 0
H | 0 | 0 | 0 | 0 | 0 | 0
LFG | 0 | 0 | 0 | 0 | 0 | 0
Nuc | 0 | 0 | 0 | 0 | 0 | 0
PS | 0 | 0 | 0 | 0 | 0 | 0
PV | 0 | 0 | 0 | 0 | 0 | 0
PeakG | 0 | 0 | 0 | 0 | 0 | 0
PeakO | 0 | 0 | 0 | 0 | 0 | 0
ST | 0 | 0 | 0 | 0 | 0 | 0
STOG | 0 | 0 | 0 | 0 | 0 | 0
STWD | 0 | 0 | 0 | 0 | 0 | 0
WT | 0 | 0 | 0 | 0 | 0 | 0
IGCC | 0 | 0 | 0 | 0 | 0 | 0
DemandResponse | 0 | 0 | 0 | 0 | 0 | 0
IGCC-CCS | 0 | 0 | 0 | 0 | 0 | 0
WT_off | 0 | 0 | 0 | 0 | 0 | 0
PseudoUnit | 0 | 0 | 0 | 0 | 0 | 0
FixedInterchange | 0 | 0 | 0 | 0 | 0 | 0
NOx Emissions (MMshortTons): MAPP_CA
ReportingType | 2015 | 2020 | 2025 | 2030 | 2035 | 2040
BM | 0 | 0 | 0 | 0 | 0 | 0
CC | 0 | 0 | 0 | 0 | 0 | 0
CSP | 0 | 0 | 0 | 0 | 0 | 0
CT | 0 | 0 | 0 | 0 | 0 | 0
Coal | 0 | 0 | 0 | 0 | 0 | 0
Geo | 0 | 0 | 0 | 0 | 0 | 0
H | 0 | 0 | 0 | 0 | 0 | 0
LFG | 0 | 0 | 0 | 0 | 0 | 0
Nuc | 0 | 0 | 0 | 0 | 0 | 0
PS | 0 | 0 | 0 | 0 | 0 | 0
PV | 0 | 0 | 0 | 0 | 0 | 0
PeakG | 0 | 0 | 0 | 0 | 0 | 0
PeakO | 0 | 0 | 0 | 0 | 0 | 0
ST | 0 | 0 | 0 | 0 | 0 | 0
STOG | 0 | 0 | 0 | 0 | 0 | 0
STWD | 0 | 0 | 0 | 0 | 0 | 0
WT | 0 | 0 | 0 | 0 | 0 | 0
IGCC | 0 | 0 | 0 | 0 | 0 | 0
DemandResponse | 0 | 0 | 0 | 0 | 0 | 0
IGCC-CCS | 0 | 0 | 0 | 0 | 0 | 0
WT_off | 0 | 0 | 0 | 0 | 0 | 0
PseudoUnit | 0 | 0 | 0 | 0 | 0 | 0
FixedInterchange | 0 | 0 | 0 | 0 | 0 | 0
NOx Emissions (MMshortTons): AZ_NM_SNV_Coal
ReportingType | 2015 | 2020 | 2025 | 2030 | 2035 | 2040
BM | 0 | 0 | 0 | 0 | 0 | 0
CC | 0 | 0 | 0 | 0 | 0 | 0
CSP | 0 | 0 | 0 | 0 | 0 | 0
CT | 0 | 0 | 0 | 0 | 0 | 0
Coal | 0.08 | 0.07 | 0.02 | 0 | 0 | 0
Geo | 0 | 0 | 0 | 0 | 0 | 0
H | 0 | 0 | 0 | 0 | 0 | 0
LFG | 0 | 0 | 0 | 0 | 0 | 0
Nuc | 0 | 0 | 0 | 0 | 0 | 0
PS | 0 | 0 | 0 | 0 | 0 | 0
PV | 0 | 0 | 0 | 0 | 0 | 0
PeakG | 0 | 0 | 0 | 0 | 0 | 0
PeakO | 0 | 0 | 0 | 0 | 0 | 0
ST | 0 | 0 | 0 | 0 | 0 | 0
STOG | 0 | 0 | 0 | 0 | 0 | 0
STWD | 0 | 0 | 0 | 0 | 0 | 0
WT | 0 | 0 | 0 | 0 | 0 | 0
IGCC | 0 | 0 | 0 | 0 | 0 | 0
DemandResponse | 0 | 0 | 0 | 0 | 0 | 0
IGCC-CCS | 0 | 0 | 0 | 0 | 0 | 0
WT_off | 0 | 0 | 0 | 0 | 0 | 0
PseudoUnit | 0 | 0 | 0 | 0 | 0 | 0
FixedInterchange | 0 | 0 | 0 | 0 | 0 | 0
NOx Emissions (MMshortTons): AZ_NM_SNV_Gas
ReportingType | 2015 | 2020 | 2025 | 2030 | 2035 | 2040
BM | 0 | 0 | 0 | 0 | 0 | 0
CC | 0 | 0 | 0.01 | 0 | 0 | 0
CSP | 0 | 0 | 0 | 0 | 0 | 0
CT | 0 | 0 | 0 | 0 | 0 | 0
Coal | 0 | 0 | 0 | 0 | 0 | 0
Geo | 0 | 0 | 0 | 0 | 0 | 0
H | 0 | 0 | 0 | 0 | 0 | 0
LFG | 0 | 0 | 0 | 0 | 0 | 0
Nuc | 0 | 0 | 0 | 0 | 0 | 0
PS | 0 | 0 | 0 | 0 | 0 | 0
PV | 0 | 0 | 0 | 0 | 0 | 0
PeakG | 0 | 0 | 0 | 0 | 0 | 0
PeakO | 0 | 0 | 0 | 0 | 0 | 0
ST | 0 | 0 | 0 | 0 | 0 | 0
STOG | 0 | 0 | 0 | 0 | 0 | 0
STWD | 0 | 0 | 0 | 0 | 0 | 0
WT | 0 | 0 | 0 | 0 | 0 | 0
IGCC | 0 | 0 | 0 | 0 | 0 | 0
DemandResponse | 0 | 0 | 0 | 0 | 0 | 0
IGCC-CCS | 0 | 0 | 0 | 0 | 0 | 0
WT_off | 0 | 0 | 0 | 0 | 0 | 0
PseudoUnit | 0 | 0 | 0 | 0 | 0 | 0
FixedInterchange | 0 | 0 | 0 | 0 | 0 | 0
NOx Emissions (MMshortTons): AZ_NM_SNV_NucRenew
ReportingType | 2015 | 2020 | 2025 | 2030 | 2035 | 2040
BM | 0 | 0 | 0 | 0 | 0 | 0
CC | 0 | 0 | 0 | 0 | 0 | 0
CSP | 0 | 0 | 0 | 0 | 0 | 0
CT | 0 | 0 | 0 | 0 | 0 | 0
Coal | 0 | 0 | 0 | 0 | 0 | 0
Geo | 0 | 0 | 0 | 0 | 0 | 0
H | 0 | 0 | 0 | 0 | 0 | 0
LFG | 0 | 0 | 0 | 0 | 0 | 0
Nuc | 0 | 0 | 0 | 0 | 0 | 0
PS | 0 | 0 | 0 | 0 | 0 | 0
PV | 0 | 0 | 0 | 0 | 0 | 0
PeakG | 0 | 0 | 0 | 0 | 0 | 0
PeakO | 0 | 0 | 0 | 0 | 0 | 0
ST | 0 | 0 | 0 | 0 | 0 | 0
STOG | 0 | 0 | 0 | 0 | 0 | 0
STWD | 0 | 0 | 0 | 0 | 0 | 0
WT | 0 | 0 | 0 | 0 | 0 | 0
IGCC | 0 | 0 | 0 | 0 | 0 | 0
DemandResponse | 0 | 0 | 0 | 0 | 0 | 0
IGCC-CCS | 0 | 0 | 0 | 0 | 0 | 0
WT_off | 0 | 0 | 0 | 0 | 0 | 0
PseudoUnit | 0 | 0 | 0 | 0 | 0 | 0
FixedInterchange | 0 | 0 | 0 | 0 | 0 | 0
NOx Emissions (MMshortTons): ERCOT
ReportingType | 2015 | 2020 | 2025 | 2030 | 2035 | 2040
BM | 0 | 0 | 0 | 0 | 0 | 0
CC | 0.01 | 0.02 | 0.01 | 0.01 | 0.01 | 0
CSP | 0 | 0 | 0 | 0 | 0 | 0
CT | 0 | 0 | 0 | 0 | 0 | 0
Coal | 0.02 | 0.01 | 0 | 0 | 0 | 0
Geo | 0 | 0 | 0 | 0 | 0 | 0
H | 0 | 0 | 0 | 0 | 0 | 0
LFG | 0 | 0 | 0 | 0 | 0 | 0
Nuc | 0 | 0 | 0 | 0 | 0 | 0
PS | 0 | 0 | 0 | 0 | 0 | 0
PV | 0 | 0 | 0 | 0 | 0 | 0
PeakG | 0 | 0 | 0 | 0 | 0 | 0
PeakO | 0 | 0 | 0 | 0 | 0 | 0
ST | 0 | 0 | 0 | 0 | 0 | 0
STOG | 0 | 0 | 0 | 0 | 0 | 0
STWD | 0 | 0 | 0 | 0 | 0 | 0
WT | 0 | 0 | 0 | 0 | 0 | 0
IGCC | 0 | 0 | 0 | 0 | 0 | 0
DemandResponse | 0 | 0 | 0 | 0 | 0 | 0
IGCC-CCS | 0 | 0 | 0 | 0 | 0 | 0
WT_off | 0 | 0 | 0 | 0 | 0 | 0
PseudoUnit | 0 | 0 | 0 | 0 | 0 | 0
FixedInterchange | 0 | 0 | 0 | 0 | 0 | 0
NOx Emissions (MMshortTons): NP15
ReportingType | 2015 | 2020 | 2025 | 2030 | 2035 | 2040
BM | 0 | 0 | 0 | 0 | 0 | 0
CC | 0 | 0 | 0 | 0 | 0 | 0
CSP | 0 | 0 | 0 | 0 | 0 | 0
CT | 0 | 0 | 0 | 0 | 0 | 0
Coal | 0 | 0 | 0 | 0 | 0 | 0
Geo | 0 | 0 | 0 | 0 | 0 | 0
H | 0 | 0 | 0 | 0 | 0 | 0
LFG | 0 | 0 | 0 | 0 | 0 | 0
Nuc | 0 | 0 | 0 | 0 | 0 | 0
PS | 0 | 0 | 0 | 0 | 0 | 0
PV | 0 | 0 | 0 | 0 | 0 | 0
PeakG | 0 | 0 | 0 | 0 | 0 | 0
PeakO | 0 | 0 | 0 | 0 | 0 | 0
ST | 0 | 0 | 0 | 0 | 0 | 0
STOG | 0 | 0 | 0 | 0 | 0 | 0
STWD | 0 | 0 | 0 | 0 | 0 | 0
WT | 0 | 0 | 0 | 0 | 0 | 0
IGCC | 0 | 0 | 0 | 0 | 0 | 0
DemandResponse | 0 | 0 | 0 | 0 | 0 | 0
IGCC-CCS | 0 | 0 | 0 | 0 | 0 | 0
WT_off | 0 | 0 | 0 | 0 | 0 | 0
PseudoUnit | 0 | 0 | 0 | 0 | 0 | 0
FixedInterchange | 0 | 0 | 0 | 0 | 0 | 0
NOx Emissions (MMshortTons): NWPP_Coal
ReportingType | 2015 | 2020 | 2025 | 2030 | 2035 | 2040
BM | 0 | 0 | 0 | 0 | 0 | 0
CC | 0 | 0 | 0 | 0 | 0 | 0
CSP | 0 | 0 | 0 | 0 | 0 | 0
CT | 0 | 0 | 0 | 0 | 0 | 0
Coal | 0.07 | 0.05 | 0 | 0 | 0 | 0
Geo | 0 | 0 | 0 | 0 | 0 | 0
H | 0 | 0 | 0 | 0 | 0 | 0
LFG | 0 | 0 | 0 | 0 | 0 | 0
Nuc | 0 | 0 | 0 | 0 | 0 | 0
PS | 0 | 0 | 0 | 0 | 0 | 0
PV | 0 | 0 | 0 | 0 | 0 | 0
PeakG | 0 | 0 | 0 | 0 | 0 | 0
PeakO | 0 | 0 | 0 | 0 | 0 | 0
ST | 0 | 0 | 0 | 0 | 0 | 0
STOG | 0 | 0 | 0 | 0 | 0 | 0
STWD | 0 | 0 | 0 | 0 | 0 | 0
WT | 0 | 0 | 0 | 0 | 0 | 0
IGCC | 0 | 0 | 0 | 0 | 0 | 0
DemandResponse | 0 | 0 | 0 | 0 | 0 | 0
IGCC-CCS | 0 | 0 | 0 | 0 | 0 | 0
WT_off | 0 | 0 | 0 | 0 | 0 | 0
PseudoUnit | 0 | 0 | 0 | 0 | 0 | 0
FixedInterchange | 0 | 0 | 0 | 0 | 0 | 0
NOx Emissions (MMshortTons): NWPP_Gas
ReportingType | 2015 | 2020 | 2025 | 2030 | 2035 | 2040
BM | 0 | 0 | 0 | 0 | 0 | 0
CC | 0 | 0 | 0 | 0 | 0 | 0
CSP | 0 | 0 | 0 | 0 | 0 | 0
CT | 0 | 0 | 0 | 0 | 0 | 0
Coal | 0 | 0 | 0 | 0 | 0 | 0
Geo | 0 | 0 | 0 | 0 | 0 | 0
H | 0 | 0 | 0 | 0 | 0 | 0
LFG | 0 | 0 | 0 | 0 | 0 | 0
Nuc | 0 | 0 | 0 | 0 | 0 | 0
PS | 0 | 0 | 0 | 0 | 0 | 0
PV | 0 | 0 | 0 | 0 | 0 | 0
PeakG | 0 | 0 | 0 | 0 | 0 | 0
PeakO | 0 | 0 | 0 | 0 | 0 | 0
ST | 0 | 0 | 0 | 0 | 0 | 0
STOG | 0 | 0 | 0 | 0 | 0 | 0
STWD | 0 | 0 | 0 | 0 | 0 | 0
WT | 0 | 0 | 0 | 0 | 0 | 0
IGCC | 0 | 0 | 0 | 0 | 0 | 0
DemandResponse | 0 | 0 | 0 | 0 | 0 | 0
IGCC-CCS | 0 | 0 | 0 | 0 | 0 | 0
WT_off | 0 | 0 | 0 | 0 | 0 | 0
PseudoUnit | 0 | 0 | 0 | 0 | 0 | 0
FixedInterchange | 0 | 0 | 0 | 0 | 0 | 0
NOx Emissions (MMshortTons): NWPP_NucRenew
ReportingType | 2015 | 2020 | 2025 | 2030 | 2035 | 2040
BM | 0 | 0 | 0 | 0 | 0 | 0
CC | 0 | 0 | 0 | 0 | 0 | 0
CSP | 0 | 0 | 0 | 0 | 0 | 0
CT | 0 | 0 | 0 | 0 | 0 | 0
Coal | 0 | 0 | 0 | 0 | 0 | 0
Geo | 0 | 0 | 0 | 0 | 0 | 0
H | 0 | 0 | 0 | 0 | 0 | 0
LFG | 0 | 0 | 0 | 0 | 0 | 0
Nuc | 0 | 0 | 0 | 0 | 0 | 0
PS | 0 | 0 | 0 | 0 | 0 | 0
PV | 0 | 0 | 0 | 0 | 0 | 0
PeakG | 0 | 0 | 0 | 0 | 0 | 0
PeakO | 0 | 0 | 0 | 0 | 0 | 0
ST | 0 | 0 | 0 | 0 | 0 | 0
STOG | 0 | 0 | 0 | 0 | 0 | 0
STWD | 0 | 0 | 0 | 0 | 0 | 0
WT | 0 | 0 | 0 | 0 | 0 | 0
IGCC | 0 | 0 | 0 | 0 | 0 | 0
DemandResponse | 0 | 0 | 0 | 0 | 0 | 0
IGCC-CCS | 0 | 0 | 0 | 0 | 0 | 0
WT_off | 0 | 0 | 0 | 0 | 0 | 0
PseudoUnit | 0 | 0 | 0 | 0 | 0 | 0
FixedInterchange | 0 | 0 | 0 | 0 | 0 | 0
NOx Emissions (MMshortTons): RMPA
ReportingType | 2015 | 2020 | 2025 | 2030 | 2035 | 2040
BM | 0 | 0 | 0 | 0 | 0 | 0
CC | 0 | 0 | 0 | 0 | 0 | 0
CSP | 0 | 0 | 0 | 0 | 0 | 0
CT | 0 | 0 | 0 | 0 | 0 | 0
Coal | 0.05 | 0.04 | 0 | 0 | 0 | 0
Geo | 0 | 0 | 0 | 0 | 0 | 0
H | 0 | 0 | 0 | 0 | 0 | 0
LFG | 0 | 0 | 0 | 0 | 0 | 0
Nuc | 0 | 0 | 0 | 0 | 0 | 0
PS | 0 | 0 | 0 | 0 | 0 | 0
PV | 0 | 0 | 0 | 0 | 0 | 0
PeakG | 0 | 0 | 0 | 0 | 0 | 0
PeakO | 0 | 0 | 0 | 0 | 0 | 0
ST | 0 | 0 | 0 | 0 | 0 | 0
STOG | 0 | 0 | 0 | 0 | 0 | 0
STWD | 0 | 0 | 0 | 0 | 0 | 0
WT | 0 | 0 | 0 | 0 | 0 | 0
IGCC | 0 | 0 | 0 | 0 | 0 | 0
DemandResponse | 0 | 0 | 0 | 0 | 0 | 0
IGCC-CCS | 0 | 0 | 0 | 0 | 0 | 0
WT_off | 0 | 0 | 0 | 0 | 0 | 0
PseudoUnit | 0 | 0 | 0 | 0 | 0 | 0
FixedInterchange | 0 | 0 | 0 | 0 | 0 | 0
NOx Emissions (MMshortTons): SP15
ReportingType | 2015 | 2020 | 2025 | 2030 | 2035 | 2040
BM | 0 | 0 | 0 | 0 | 0 | 0
CC | 0.01 | 0.01 | 0.01 | 0 | 0 | 0
CSP | 0 | 0 | 0 | 0 | 0 | 0
CT | 0 | 0 | 0 | 0 | 0 | 0
Coal | 0 | 0 | 0 | 0 | 0 | 0
Geo | 0 | 0 | 0 | 0 | 0 | 0
H | 0 | 0 | 0 | 0 | 0 | 0
LFG | 0 | 0 | 0 | 0 | 0 | 0
Nuc | 0 | 0 | 0 | 0 | 0 | 0
PS | 0 | 0 | 0 | 0 | 0 | 0
PV | 0 | 0 | 0 | 0 | 0 | 0
PeakG | 0 | 0 | 0 | 0 | 0 | 0
PeakO | 0 | 0 | 0 | 0 | 0 | 0
ST | 0 | 0 | 0 | 0 | 0 | 0
STOG | 0 | 0 | 0 | 0 | 0 | 0
STWD | 0 | 0 | 0 | 0 | 0 | 0
WT | 0 | 0 | 0 | 0 | 0 | 0
IGCC | 0 | 0 | 0 | 0 | 0 | 0
DemandResponse | 0 | 0 | 0 | 0 | 0 | 0
IGCC-CCS | 0 | 0 | 0 | 0 | 0 | 0
WT_off | 0 | 0 | 0 | 0 | 0 | 0
PseudoUnit | 0 | 0 | 0 | 0 | 0 | 0
FixedInterchange | 0 | 0 | 0 | 0 | 0 | 0
NOx Emissions (MMshortTons): ALB
ReportingType | 2015 | 2020 | 2025 | 2030 | 2035 | 2040
BM | 0 | 0 | 0 | 0 | 0 | 0
CC | 0 | 0 | 0 | 0 | 0 | 0
CSP | 0 | 0 | 0 | 0 | 0 | 0
CT | 0 | 0 | 0 | 0 | 0 | 0
Coal | 0.01 | 0.01 | 0.01 | 0 | 0 | 0
Geo | 0 | 0 | 0 | 0 | 0 | 0
H | 0 | 0 | 0 | 0 | 0 | 0
LFG | 0 | 0 | 0 | 0 | 0 | 0
Nuc | 0 | 0 | 0 | 0 | 0 | 0
PS | 0 | 0 | 0 | 0 | 0 | 0
PV | 0 | 0 | 0 | 0 | 0 | 0
PeakG | 0 | 0 | 0 | 0 | 0 | 0
PeakO | 0 | 0 | 0 | 0 | 0 | 0
ST | 0 | 0 | 0 | 0 | 0 | 0
STOG | 0 | 0 | 0 | 0 | 0 | 0
STWD | 0 | 0 | 0 | 0 | 0 | 0
WT | 0 | 0 | 0 | 0 | 0 | 0
IGCC | 0 | 0 | 0 | 0 | 0 | 0
DemandResponse | 0 | 0 | 0 | 0 | 0 | 0
IGCC-CCS | 0 | 0 | 0 | 0 | 0 | 0
WT_off | 0 | 0 | 0 | 0 | 0 | 0
PseudoUnit | 0 | 0 | 0 | 0 | 0 | 0
FixedInterchange | 0 | 0 | 0 | 0 | 0 | 0
NOx Emissions (MMshortTons): BC
ReportingType | 2015 | 2020 | 2025 | 2030 | 2035 | 2040
BM | 0 | 0 | 0 | 0 | 0 | 0
CC | 0 | 0 | 0 | 0 | 0 | 0
CSP | 0 | 0 | 0 | 0 | 0 | 0
CT | 0 | 0 | 0 | 0 | 0 | 0
Coal | 0 | 0 | 0 | 0 | 0 | 0
Geo | 0 | 0 | 0 | 0 | 0 | 0
H | 0 | 0 | 0 | 0 | 0 | 0
LFG | 0 | 0 | 0 | 0 | 0 | 0
Nuc | 0 | 0 | 0 | 0 | 0 | 0
PS | 0 | 0 | 0 | 0 | 0 | 0
PV | 0 | 0 | 0 | 0 | 0 | 0
PeakG | 0 | 0 | 0 | 0 | 0 | 0
PeakO | 0 | 0 | 0 | 0 | 0 | 0
ST | 0 | 0 | 0 | 0 | 0 | 0
STOG | 0 | 0 | 0 | 0 | 0 | 0
STWD | 0 | 0 | 0 | 0 | 0 | 0
WT | 0 | 0 | 0 | 0 | 0 | 0
IGCC | 0 | 0 | 0 | 0 | 0 | 0
DemandResponse | 0 | 0 | 0 | 0 | 0 | 0
IGCC-CCS | 0 | 0 | 0 | 0 | 0 | 0
WT_off | 0 | 0 | 0 | 0 | 0 | 0
PseudoUnit | 0 | 0 | 0 | 0 | 0 | 0
FixedInterchange | 0 | 0 | 0 | 0 | 0 | 0
NOx Emissions (MMshortTons): HQ_IESO
ReportingType | 2015 | 2020 | 2025 | 2030 | 2035 | 2040
BM | 0 | 0 | 0 | 0 | 0 | 0
CC | 0 | 0 | 0 | 0 | 0 | 0
CSP | 0 | 0 | 0 | 0 | 0 | 0
CT | 0 | 0 | 0 | 0 | 0 | 0
Coal | 0 | 0 | 0 | 0 | 0 | 0
Geo | 0 | 0 | 0 | 0 | 0 | 0
H | 0 | 0 | 0 | 0 | 0 | 0
LFG | 0 | 0 | 0 | 0 | 0 | 0
Nuc | 0 | 0 | 0 | 0 | 0 | 0
PS | 0 | 0 | 0 | 0 | 0 | 0
PV | 0 | 0 | 0 | 0 | 0 | 0
PeakG | 0 | 0 | 0 | 0 | 0 | 0
PeakO | 0 | 0 | 0 | 0 | 0 | 0
ST | 0 | 0 | 0 | 0 | 0 | 0
STOG | 0 | 0 | 0 | 0 | 0 | 0
STWD | 0 | 0 | 0 | 0 | 0 | 0
WT | 0 | 0 | 0 | 0 | 0 | 0
IGCC | 0 | 0 | 0 | 0 | 0 | 0
DemandResponse | 0 | 0 | 0 | 0 | 0 | 0
IGCC-CCS | 0 | 0 | 0 | 0 | 0 | 0
WT_off | 0 | 0 | 0 | 0 | 0 | 0
PseudoUnit | 0 | 0 | 0 | 0 | 0 | 0
FixedInterchange | 0 | 0 | 0 | 0 | 0 | 0
NOx Emissions (MMshortTons): HQ_NEISO
ReportingType | 2015 | 2020 | 2025 | 2030 | 2035 | 2040
BM | 0 | 0 | 0 | 0 | 0 | 0
CC | 0 | 0 | 0 | 0 | 0 | 0
CSP | 0 | 0 | 0 | 0 | 0 | 0
CT | 0 | 0 | 0 | 0 | 0 | 0
Coal | 0 | 0 | 0 | 0 | 0 | 0
Geo | 0 | 0 | 0 | 0 | 0 | 0
H | 0 | 0 | 0 | 0 | 0 | 0
LFG | 0 | 0 | 0 | 0 | 0 | 0
Nuc | 0 | 0 | 0 | 0 | 0 | 0
PS | 0 | 0 | 0 | 0 | 0 | 0
PV | 0 | 0 | 0 | 0 | 0 | 0
PeakG | 0 | 0 | 0 | 0 | 0 | 0
PeakO | 0 | 0 | 0 | 0 | 0 | 0
ST | 0 | 0 | 0 | 0 | 0 | 0
STOG | 0 | 0 | 0 | 0 | 0 | 0
STWD | 0 | 0 | 0 | 0 | 0 | 0
WT | 0 | 0 | 0 | 0 | 0 | 0
IGCC | 0 | 0 | 0 | 0 | 0 | 0
DemandResponse | 0 | 0 | 0 | 0 | 0 | 0
IGCC-CCS | 0 | 0 | 0 | 0 | 0 | 0
WT_off | 0 | 0 | 0 | 0 | 0 | 0
PseudoUnit | 0 | 0 | 0 | 0 | 0 | 0
FixedInterchange | 0 | 0 | 0 | 0 | 0 | 0
NOx Emissions (MMshortTons): HQ_NY
ReportingType | 2015 | 2020 | 2025 | 2030 | 2035 | 2040
BM | 0 | 0 | 0 | 0 | 0 | 0
CC | 0 | 0 | 0 | 0 | 0 | 0
CSP | 0 | 0 | 0 | 0 | 0 | 0
CT | 0 | 0 | 0 | 0 | 0 | 0
Coal | 0 | 0 | 0 | 0 | 0 | 0
Geo | 0 | 0 | 0 | 0 | 0 | 0
H | 0 | 0 | 0 | 0 | 0 | 0
LFG | 0 | 0 | 0 | 0 | 0 | 0
Nuc | 0 | 0 | 0 | 0 | 0 | 0
PS | 0 | 0 | 0 | 0 | 0 | 0
PV | 0 | 0 | 0 | 0 | 0 | 0
PeakG | 0 | 0 | 0 | 0 | 0 | 0
PeakO | 0 | 0 | 0 | 0 | 0 | 0
ST | 0 | 0 | 0 | 0 | 0 | 0
STOG | 0 | 0 | 0 | 0 | 0 | 0
STWD | 0 | 0 | 0 | 0 | 0 | 0
WT | 0 | 0 | 0 | 0 | 0 | 0
IGCC | 0 | 0 | 0 | 0 | 0 | 0
DemandResponse | 0 | 0 | 0 | 0 | 0 | 0
IGCC-CCS | 0 | 0 | 0 | 0 | 0 | 0
WT_off | 0 | 0 | 0 | 0 | 0 | 0
PseudoUnit | 0 | 0 | 0 | 0 | 0 | 0
FixedInterchange | 0 | 0 | 0 | 0 | 0 | 0
NOx Emissions (MMshortTons): MARITIMES
ReportingType | 2015 | 2020 | 2025 | 2030 | 2035 | 2040
BM | 0 | 0 | 0 | 0 | 0 | 0
CC | 0 | 0 | 0 | 0 | 0 | 0
CSP | 0 | 0 | 0 | 0 | 0 | 0
CT | 0 | 0 | 0 | 0 | 0 | 0
Coal | 0 | 0 | 0 | 0 | 0 | 0
Geo | 0 | 0 | 0 | 0 | 0 | 0
H | 0 | 0 | 0 | 0 | 0 | 0
LFG | 0 | 0 | 0 | 0 | 0 | 0
Nuc | 0 | 0 | 0 | 0 | 0 | 0
PS | 0 | 0 | 0 | 0 | 0 | 0
PV | 0 | 0 | 0 | 0 | 0 | 0
PeakG | 0 | 0 | 0 | 0 | 0 | 0
PeakO | 0 | 0 | 0 | 0 | 0 | 0
ST | 0 | 0 | 0 | 0 | 0 | 0
STOG | 0 | 0 | 0 | 0 | 0 | 0
STWD | 0 | 0 | 0 | 0 | 0 | 0
WT | 0 | 0 | 0 | 0 | 0 | 0
IGCC | 0 | 0 | 0 | 0 | 0 | 0
DemandResponse | 0 | 0 | 0 | 0 | 0 | 0
IGCC-CCS | 0 | 0 | 0 | 0 | 0 | 0
WT_off | 0 | 0 | 0 | 0 | 0 | 0
PseudoUnit | 0 | 0 | 0 | 0 | 0 | 0
FixedInterchange | 0 | 0 | 0 | 0 | 0 | 0
NOx Emissions (MMshortTons): All
ReportingType | 2015 | 2020 | 2025 | 2030 | 2035 | 2040
BM | 0 | 0 | 0 | 0 | 0 | 0
CC | 0.11 | 0.13 | 0.13 | 0.1 | 0.06 | 0.02
CSP | 0 | 0 | 0 | 0 | 0 | 0
CT | 0 | 0 | 0 | 0 | 0 | 0
Coal | 0.93 | 0.31 | 0.05 | 0.03 | 0.05 | 0.05
Geo | 0 | 0 | 0 | 0 | 0 | 0
H | 0 | 0 | 0 | 0 | 0 | 0
LFG | 0 | 0 | 0 | 0 | 0 | 0
Nuc | 0 | 0 | 0 | 0 | 0 | 0
PS | 0 | 0 | 0 | 0 | 0 | 0
PV | 0 | 0 | 0 | 0 | 0 | 0
PeakG | 0 | 0 | 0 | 0 | 0 | 0
PeakO | 0 | 0 | 0 | 0 | 0 | 0
ST | 0 | 0 | 0 | 0 | 0 | 0
STOG | 0.01 | 0.01 | 0 | 0 | 0 | 0
STWD | 0 | 0 | 0 | 0 | 0 | 0
WT | 0 | 0 | 0 | 0 | 0 | 0
IGCC | 0 | 0 | 0 | 0 | 0 | 0
DemandResponse | 0 | 0 | 0 | 0 | 0 | 0
IGCC-CCS | 0 | 0 | 0 | 0 | 0 | 0
WT_off | 0 | 0 | 0 | 0 | 0 | 0
PseudoUnit | 0 | 0 | 0 | 0 | 0 | 0
FixedInterchange | 0 | 0 | 0 | 0 | 0 | 0
NOx Emissions (MMshortTons): EI_US
ReportingType | 2015 | 2020 | 2025 | 2030 | 2035 | 2040
BM | 0 | 0 | 0 | 0 | 0 | 0
CC | 0.07 | 0.09 | 0.09 | 0.07 | 0.05 | 0.01
CSP | 0 | 0 | 0 | 0 | 0 | 0
CT | 0 | 0 | 0 | 0 | 0 | 0
Coal | 0.7 | 0.13 | 0.02 | 0.02 | 0.05 | 0.05
Geo | 0 | 0 | 0 | 0 | 0 | 0
H | 0 | 0 | 0 | 0 | 0 | 0
LFG | 0 | 0 | 0 | 0 | 0 | 0
Nuc | 0 | 0 | 0 | 0 | 0 | 0
PS | 0 | 0 | 0 | 0 | 0 | 0
PV | 0 | 0 | 0 | 0 | 0 | 0
PeakG | 0 | 0 | 0 | 0 | 0 | 0
PeakO | 0 | 0 | 0 | 0 | 0 | 0
ST | 0 | 0 | 0 | 0 | 0 | 0
STOG | 0 | 0 | 0 | 0 | 0 | 0
STWD | 0 | 0 | 0 | 0 | 0 | 0
WT | 0 | 0 | 0 | 0 | 0 | 0
IGCC | 0 | 0 | 0 | 0 | 0 | 0
DemandResponse | 0 | 0 | 0 | 0 | 0 | 0
IGCC-CCS | 0 | 0 | 0 | 0 | 0 | 0
WT_off | 0 | 0 | 0 | 0 | 0 | 0
PseudoUnit | 0 | 0 | 0 | 0 | 0 | 0
FixedInterchange | 0 | 0 | 0 | 0 | 0 | 0
NOx Emissions (MMshortTons): EI_Canada
ReportingType | 2015 | 2020 | 2025 | 2030 | 2035 | 2040
BM | 0 | 0 | 0 | 0 | 0 | 0
CC | 0 | 0 | 0 | 0 | 0 | 0
CSP | 0 | 0 | 0 | 0 | 0 | 0
CT | 0 | 0 | 0 | 0 | 0 | 0
Coal | 0 | 0 | 0 | 0 | 0 | 0
Geo | 0 | 0 | 0 | 0 | 0 | 0
H | 0 | 0 | 0 | 0 | 0 | 0
LFG | 0 | 0 | 0 | 0 | 0 | 0
Nuc | 0 | 0 | 0 | 0 | 0 | 0
PS | 0 | 0 | 0 | 0 | 0 | 0
PV | 0 | 0 | 0 | 0 | 0 | 0
PeakG | 0 | 0 | 0 | 0 | 0 | 0
PeakO | 0 | 0 | 0 | 0 | 0 | 0
ST | 0 | 0 | 0 | 0 | 0 | 0
STOG | 0 | 0 | 0 | 0 | 0 | 0
STWD | 0 | 0 | 0 | 0 | 0 | 0
WT | 0 | 0 | 0 | 0 | 0 | 0
IGCC | 0 | 0 | 0 | 0 | 0 | 0
DemandResponse | 0 | 0 | 0 | 0 | 0 | 0
IGCC-CCS | 0 | 0 | 0 | 0 | 0 | 0
WT_off | 0 | 0 | 0 | 0 | 0 | 0
PseudoUnit | 0 | 0 | 0 | 0 | 0 | 0
FixedInterchange | 0 | 0 | 0 | 0 | 0 | 0
NOx Emissions (MMshortTons): EI
ReportingType | 2015 | 2020 | 2025 | 2030 | 2035 | 2040
BM | 0 | 0 | 0 | 0 | 0 | 0
CC | 0.07 | 0.09 | 0.09 | 0.07 | 0.05 | 0.01
CSP | 0 | 0 | 0 | 0 | 0 | 0
CT | 0 | 0 | 0 | 0 | 0 | 0
Coal | 0.7 | 0.13 | 0.02 | 0.02 | 0.05 | 0.05
Geo | 0 | 0 | 0 | 0 | 0 | 0
H | 0 | 0 | 0 | 0 | 0 | 0
LFG | 0 | 0 | 0 | 0 | 0 | 0
Nuc | 0 | 0 | 0 | 0 | 0 | 0
PS | 0 | 0 | 0 | 0 | 0 | 0
PV | 0 | 0 | 0 | 0 | 0 | 0
PeakG | 0 | 0 | 0 | 0 | 0 | 0
PeakO | 0 | 0 | 0 | 0 | 0 | 0
ST | 0 | 0 | 0 | 0 | 0 | 0
STOG | 0 | 0 | 0 | 0 | 0 | 0
STWD | 0 | 0 | 0 | 0 | 0 | 0
WT | 0 | 0 | 0 | 0 | 0 | 0
IGCC | 0 | 0 | 0 | 0 | 0 | 0
DemandResponse | 0 | 0 | 0 | 0 | 0 | 0
IGCC-CCS | 0 | 0 | 0 | 0 | 0 | 0
WT_off | 0 | 0 | 0 | 0 | 0 | 0
PseudoUnit | 0 | 0 | 0 | 0 | 0 | 0
FixedInterchange | 0 | 0 | 0 | 0 | 0 | 0
NOx Emissions (MMshortTons): Outside_EI
ReportingType | 2015 | 2020 | 2025 | 2030 | 2035 | 2040
BM | 0 | 0 | 0 | 0 | 0 | 0
CC | 0.04 | 0.04 | 0.04 | 0.03 | 0.01 | 0.01
CSP | 0 | 0 | 0 | 0 | 0 | 0
CT | 0 | 0 | 0 | 0 | 0 | 0
Coal | 0.24 | 0.18 | 0.03 | 0 | 0 | 0
Geo | 0 | 0 | 0 | 0 | 0 | 0
H | 0 | 0 | 0 | 0 | 0 | 0
LFG | 0 | 0 | 0 | 0 | 0 | 0
Nuc | 0 | 0 | 0 | 0 | 0 | 0
PS | 0 | 0 | 0 | 0 | 0 | 0
PV | 0 | 0 | 0 | 0 | 0 | 0
PeakG | 0 | 0 | 0 | 0 | 0 | 0
PeakO | 0 | 0 | 0 | 0 | 0 | 0
ST | 0 | 0 | 0 | 0 | 0 | 0
STOG | 0 | 0 | 0 | 0 | 0 | 0
STWD | 0 | 0 | 0 | 0 | 0 | 0
WT | 0 | 0 | 0 | 0 | 0 | 0
IGCC | 0 | 0 | 0 | 0 | 0 | 0
DemandResponse | 0 | 0 | 0 | 0 | 0 | 0
IGCC-CCS | 0 | 0 | 0 | 0 | 0 | 0
WT_off | 0 | 0 | 0 | 0 | 0 | 0
PseudoUnit | 0 | 0 | 0 | 0 | 0 | 0
FixedInterchange | 0 | 0 | 0 | 0 | 0 | 0
CO2 Emissions (MMshortTons): Entergy
ReportingType | 2015 | 2020 | 2025 | 2030 | 2035 | 2040
BM | 0 | 0 | 0 | 0 | 0 | 0
CC | 30.31 | 41.86 | 41.02 | 35.27 | 16.29 | 3.96
CSP | 0 | 0 | 0 | 0 | 0 | 0
CT | 0 | 0 | 0 | 0 | 0 | 0
Coal | 59.56 | 5.41 | 0.58 | 0.01 | 0 | 0
Geo | 0 | 0 | 0 | 0 | 0 | 0
H | 0 | 0 | 0 | 0 | 0 | 0
LFG | 0 | 0 | 0 | 0 | 0 | 0
Nuc | 0 | 0 | 0 | 0 | 0 | 0
PS | 0 | 0 | 0 | 0 | 0 | 0
PV | 0 | 0 | 0 | 0 | 0 | 0
PeakG | 0 | 0 | 0 | 0 | 0 | 0
PeakO | 0 | 0 | 0 | 0 | 0 | 0
ST | 0 | 0 | 0 | 0 | 0 | 0
STOG | 0.26 | 0.36 | 0 | 0 | 0 | 0
STWD | 0 | 0 | 0 | 0 | 0 | 0
WT | 0 | 0 | 0 | 0 | 0 | 0
IGCC | 0 | 0 | 0 | 0 | 0 | 0
DemandResponse | 0 | 0 | 0 | 0 | 0 | 0
IGCC-CCS | 0 | 0 | 0 | 0 | 0 | 0
WT_off | 0 | 0 | 0 | 0 | 0 | 0
PseudoUnit | 0 | 0 | 0 | 0 | 0 | 0
FixedInterchange | 0 | 0 | 0 | 0 | 0 | 0
CO2 Emissions (MMshortTons): FRCC
ReportingType | 2015 | 2020 | 2025 | 2030 | 2035 | 2040
BM | 0 | 0 | 0 | 0 | 0 | 0
CC | 75.82 | 78.95 | 76.4 | 42.15 | 17.13 | 10.94
CSP | 0 | 0 | 0 | 0 | 0 | 0
CT | 0.31 | 0.54 | 0.6 | 0.22 | 0 | 0
Coal | 18.94 | 7.22 | 1.28 | 0.18 | 0.54 | 0.66
Geo | 0 | 0 | 0 | 0 | 0 | 0
H | 0 | 0 | 0 | 0 | 0 | 0
LFG | 0 | 0 | 0 | 0 | 0 | 0
Nuc | 0 | 0 | 0 | 0 | 0 | 0
PS | 0 | 0 | 0 | 0 | 0 | 0
PV | 0 | 0 | 0 | 0 | 0 | 0
PeakG | 0.25 | 0.4 | 0.37 | 0.05 | 0.06 | 0.05
PeakO | 0 | 0 | 0 | 0 | 0 | 0
ST | 0 | 0 | 0 | 0 | 0 | 0
STOG | 0 | 0 | 0 | 0 | 0 | 0
STWD | 0 | 0 | 0 | 0 | 0 | 0
WT | 0 | 0 | 0 | 0 | 0 | 0
IGCC | 0 | 0 | 0 | 0 | 0 | 0
DemandResponse | 0 | 0 | 0 | 0 | 0 | 0
IGCC-CCS | 0 | 0 | 0 | 0 | 0 | 0
WT_off | 0 | 0 | 0 | 0 | 0 | 0
PseudoUnit | 0 | 0 | 0 | 0 | 0 | 0
FixedInterchange | 0 | 0 | 0 | 0 | 0 | 0
CO2 Emissions (MMshortTons): MAPP_US
ReportingType | 2015 | 2020 | 2025 | 2030 | 2035 | 2040
BM | 0 | 0 | 0 | 0 | 0 | 0
CC | 0.52 | 0.08 | 0.13 | 0.08 | 0.08 | 0.05
CSP | 0 | 0 | 0 | 0 | 0 | 0
CT | 0 | 0 | 0 | 0 | 0 | 0
Coal | 12.44 | 4.42 | 0 | 0 | 0 | 0
Geo | 0 | 0 | 0 | 0 | 0 | 0
H | 0 | 0 | 0 | 0 | 0 | 0
LFG | 0 | 0 | 0 | 0 | 0 | 0
Nuc | 0 | 0 | 0 | 0 | 0 | 0
PS | 0 | 0 | 0 | 0 | 0 | 0
PV | 0 | 0 | 0 | 0 | 0 | 0
PeakG | 0.04 | 0.08 | 0.04 | 0.08 | 0.06 | 0.04
PeakO | 0 | 0 | 0 | 0 | 0 | 0
ST | 0 | 0 | 0 | 0 | 0 | 0
STOG | 0 | 0 | 0 | 0 | 0 | 0
STWD | 0 | 0 | 0 | 0 | 0 | 0
WT | 0 | 0 | 0 | 0 | 0 | 0
IGCC | 0 | 0 | 0 | 0 | 0 | 0
DemandResponse | 0 | 0 | 0 | 0 | 0 | 0
IGCC-CCS | 0 | 0 | 0 | 0 | 0 | 0
WT_off | 0 | 0 | 0 | 0 | 0 | 0
PseudoUnit | 0 | 0 | 0 | 0 | 0 | 0
FixedInterchange | 0 | 0 | 0 | 0 | 0 | 0
CO2 Emissions (MMshortTons): MISO_IN
ReportingType | 2015 | 2020 | 2025 | 2030 | 2035 | 2040
BM | 0 | 0 | 0 | 0 | 0 | 0
CC | 10.65 | 58.35 | 58.91 | 53.78 | 45.97 | 10.4
CSP | 0 | 0 | 0 | 0 | 0 | 0
CT | 0 | 0 | 0 | 0 | 0 | 0
Coal | 52.83 | 21.14 | 2.76 | 0.72 | 2.22 | 2.28
Geo | 0 | 0 | 0 | 0 | 0 | 0
H | 0 | 0 | 0 | 0 | 0 | 0
LFG | 0 | 0 | 0 | 0 | 0 | 0
Nuc | 0 | 0 | 0 | 0 | 0 | 0
PS | 0 | 0 | 0 | 0 | 0 | 0
PV | 0 | 0 | 0 | 0 | 0 | 0
PeakG | 0 | 0 | 0 | 0 | 0 | 0
PeakO | 0 | 0 | 0 | 0 | 0 | 0
ST | 0 | 0 | 0 | 0 | 0 | 0
STOG | 0.02 | 0.02 | 0.02 | 0.02 | 0 | 0
STWD | 0 | 0 | 0 | 0 | 0 | 0
WT | 0 | 0 | 0 | 0 | 0 | 0
IGCC | 4.15 | 4.15 | 0.72 | 0.01 | 0 | 0
DemandResponse | 0 | 0 | 0 | 0 | 0 | 0
IGCC-CCS | 0 | 0 | 0 | 0 | 0 | 0
WT_off | 0 | 0 | 0 | 0 | 0 | 0
PseudoUnit | 0 | 0 | 0 | 0 | 0 | 0
FixedInterchange | 0 | 0 | 0 | 0 | 0 | 0
CO2 Emissions (MMshortTons): MISO_MI
ReportingType | 2015 | 2020 | 2025 | 2030 | 2035 | 2040
BM | 0 | 0 | 0 | 0 | 0 | 0
CC | 8.59 | 7.54 | 8.25 | 5.18 | 3.76 | 0.24
CSP | 0 | 0 | 0 | 0 | 0 | 0
CT | 0 | 0 | 0 | 0 | 0 | 0
Coal | 25.96 | 0 | 0 | 0 | 0 | 0
Geo | 0 | 0 | 0 | 0 | 0 | 0
H | 0 | 0 | 0 | 0 | 0 | 0
LFG | 0 | 0 | 0 | 0 | 0 | 0
Nuc | 0 | 0 | 0 | 0 | 0 | 0
PS | 0 | 0 | 0 | 0 | 0 | 0
PV | 0 | 0 | 0 | 0 | 0 | 0
PeakG | 0.01 | 0 | 0.01 | 0 | 0 | 0
PeakO | 0 | 0 | 0 | 0 | 0 | 0
ST | 0 | 0 | 0 | 0 | 0 | 0
STOG | 0.2 | 0.06 | 0.06 | 0.07 | 0.01 | 0
STWD | 0 | 0 | 0 | 0 | 0 | 0
WT | 0 | 0 | 0 | 0 | 0 | 0
IGCC | 0 | 0 | 0 | 0 | 0 | 0
DemandResponse | 0 | 0 | 0 | 0 | 0 | 0
IGCC-CCS | 0 | 0 | 0 | 0 | 0 | 0
WT_off | 0 | 0 | 0 | 0 | 0 | 0
PseudoUnit | 0 | 0 | 0 | 0 | 0 | 0
FixedInterchange | 0 | 0 | 0 | 0 | 0 | 0
CO2 Emissions (MMshortTons): MISO_MO-IL
ReportingType | 2015 | 2020 | 2025 | 2030 | 2035 | 2040
BM | 0 | 0 | 0 | 0 | 0 | 0
CC | 1.18 | 6.34 | 6.13 | 3.5 | 1.98 | 0.78
CSP | 0 | 0 | 0 | 0 | 0 | 0
CT | 0 | 0 | 0 | 0 | 0 | 0
Coal | 77.85 | 16.61 | 3.37 | 0.16 | 0.44 | 0.44
Geo | 0 | 0 | 0 | 0 | 0 | 0
H | 0 | 0 | 0 | 0 | 0 | 0
LFG | 0 | 0 | 0 | 0 | 0 | 0
Nuc | 0 | 0 | 0 | 0 | 0 | 0
PS | 0 | 0 | 0 | 0 | 0 | 0
PV | 0 | 0 | 0 | 0 | 0 | 0
PeakG | 0.14 | 0.38 | 0.07 | 0.5 | 0.29 | 0.17
PeakO | 0 | 0 | 0 | 0 | 0 | 0
ST | 0 | 0 | 0 | 0 | 0 | 0
STOG | 0 | 0.01 | 0 | 0 | 0 | 0
STWD | 0 | 0 | 0 | 0 | 0 | 0
WT | 0 | 0 | 0 | 0 | 0 | 0
IGCC | 0 | 0 | 0 | 0 | 0 | 0
DemandResponse | 0 | 0 | 0 | 0 | 0 | 0
IGCC-CCS | 0 | 0 | 0 | 0 | 0 | 0
WT_off | 0 | 0 | 0 | 0 | 0 | 0
PseudoUnit | 0 | 0 | 0 | 0 | 0 | 0
FixedInterchange | 0 | 0 | 0 | 0 | 0 | 0
CO2 Emissions (MMshortTons): MISO_W
ReportingType | 2015 | 2020 | 2025 | 2030 | 2035 | 2040
BM | 0 | 0 | 0 | 0 | 0 | 0
CC | 3.69 | 4.69 | 1.34 | 1.33 | 0.87 | 0.73
CSP | 0 | 0 | 0 | 0 | 0 | 0
CT | 0 | 0 | 0 | 0 | 0 | 0
Coal | 78.54 | 32.43 | 1.52 | 0.41 | 0.41 | 0.41
Geo | 0 | 0 | 0 | 0 | 0 | 0
H | 0 | 0 | 0 | 0 | 0 | 0
LFG | 0 | 0 | 0 | 0 | 0 | 0
Nuc | 0 | 0 | 0 | 0 | 0 | 0
PS | 0 | 0 | 0 | 0 | 0 | 0
PV | 0 | 0 | 0 | 0 | 0 | 0
PeakG | 0.17 | 0.28 | 0.02 | 0.11 | 0.17 | 0.01
PeakO | 0 | 0 | 0 | 0 | 0 | 0
ST | 0 | 0 | 0 | 0 | 0 | 0
STOG | 0 | 0 | 0 | 0 | 0 | 0
STWD | 0 | 0 | 0 | 0 | 0 | 0
WT | 0 | 0 | 0 | 0 | 0 | 0
IGCC | 0 | 0 | 0 | 0 | 0 | 0
DemandResponse | 0 | 0 | 0 | 0 | 0 | 0
IGCC-CCS | 0 | 0 | 0 | 0 | 0 | 0
WT_off | 0 | 0 | 0 | 0 | 0 | 0
PseudoUnit | 0 | 0 | 0 | 0 | 0 | 0
FixedInterchange | 0 | 0 | 0 | 0 | 0 | 0
CO2 Emissions (MMshortTons): MISO_WUMS
ReportingType | 2015 | 2020 | 2025 | 2030 | 2035 | 2040
BM | 0 | 0 | 0 | 0 | 0 | 0
CC | 19.67 | 26.3 | 23.03 | 19.82 | 19.21 | 2.29
CSP | 0 | 0 | 0 | 0 | 0 | 0
CT | 0 | 0 | 0 | 0 | 0 | 0
Coal | 12.44 | 1.44 | 0.54 | 0.13 | 0.32 | 0.49
Geo | 0 | 0 | 0 | 0 | 0 | 0
H | 0 | 0 | 0 | 0 | 0 | 0
LFG | 0 | 0 | 0 | 0 | 0 | 0
Nuc | 0 | 0 | 0 | 0 | 0 | 0
PS | 0 | 0 | 0 | 0 | 0 | 0
PV | 0 | 0 | 0 | 0 | 0 | 0
PeakG | 0 | 0 | 0 | 0 | 0 | 0
PeakO | 0 | 0 | 0 | 0 | 0 | 0
ST | 0 | 0 | 0 | 0 | 0 | 0
STOG | 0 | 0 | 0 | 0 | 0 | 0
STWD | 0 | 0 | 0 | 0 | 0 | 0
WT | 0 | 0 | 0 | 0 | 0 | 0
IGCC | 0 | 0 | 0 | 0 | 0 | 0
DemandResponse | 0 | 0 | 0 | 0 | 0 | 0
IGCC-CCS | 0 | 0 | 0 | 0 | 0 | 0
WT_off | 0 | 0 | 0 | 0 | 0 | 0
PseudoUnit | 0 | 0 | 0 | 0 | 0 | 0
FixedInterchange | 0 | 0 | 0 | 0 | 0 | 0
CO2 Emissions (MMshortTons): Nebraska
ReportingType | 2015 | 2020 | 2025 | 2030 | 2035 | 2040
BM | 0 | 0 | 0 | 0 | 0 | 0
CC | 0.86 | 6.24 | 6.22 | 4.84 | 2.9 | 1.43
CSP | 0 | 0 | 0 | 0 | 0 | 0
CT | 0 | 0 | 0 | 0 | 0 | 0
Coal | 35.38 | 2.86 | 0.63 | 0.43 | 0.39 | 0.39
Geo | 0 | 0 | 0 | 0 | 0 | 0
H | 0 | 0 | 0 | 0 | 0 | 0
LFG | 0 | 0 | 0 | 0 | 0 | 0
Nuc | 0 | 0 | 0 | 0 | 0 | 0
PS | 0 | 0 | 0 | 0 | 0 | 0
PV | 0 | 0 | 0 | 0 | 0 | 0
PeakG | 0.02 | 0 | 0 | 0.03 | 0.01 | 0
PeakO | 0 | 0 | 0 | 0 | 0 | 0
ST | 0 | 0 | 0 | 0 | 0 | 0
STOG | 0 | 0 | 0 | 0 | 0 | 0
STWD | 0 | 0 | 0 | 0 | 0 | 0
WT | 0 | 0 | 0 | 0 | 0 | 0
IGCC | 0 | 0 | 0 | 0 | 0 | 0
DemandResponse | 0 | 0 | 0 | 0 | 0 | 0
IGCC-CCS | 0 | 0 | 0 | 0 | 0 | 0
WT_off | 0 | 0 | 0 | 0 | 0 | 0
PseudoUnit | 0 | 0 | 0 | 0 | 0 | 0
FixedInterchange | 0 | 0 | 0 | 0 | 0 | 0
CO2 Emissions (MMshortTons): NEISO
ReportingType | 2015 | 2020 | 2025 | 2030 | 2035 | 2040
BM | 0 | 0 | 0 | 0 | 0 | 0
CC | 13.8 | 7.98 | 4.59 | 2.94 | 2.21 | 1.78
CSP | 0 | 0 | 0 | 0 | 0 | 0
CT | 0 | 0 | 0 | 0 | 0 | 0
Coal | 0.04 | 0 | 0 | 0 | 0 | 0
Geo | 0 | 0 | 0 | 0 | 0 | 0
H | 0 | 0 | 0 | 0 | 0 | 0
LFG | 0 | 0 | 0 | 0 | 0 | 0
Nuc | 0 | 0 | 0 | 0 | 0 | 0
PS | 0 | 0 | 0 | 0 | 0 | 0
PV | 0 | 0 | 0 | 0 | 0 | 0
PeakG | 0.01 | 0.02 | 0.01 | 0 | 0.01 | 0.01
PeakO | 0 | 0 | 0 | 0 | 0 | 0
ST | 0 | 0 | 0 | 0 | 0 | 0
STOG | 0 | 0 | 0 | 0 | 0 | 0
STWD | 0 | 0 | 0 | 0 | 0 | 0
WT | 0 | 0 | 0 | 0 | 0 | 0
IGCC | 0 | 0 | 0 | 0 | 0 | 0
DemandResponse | 0 | 0 | 0 | 0 | 0 | 0
IGCC-CCS | 0 | 0 | 0 | 0 | 0 | 0
WT_off | 0 | 0 | 0 | 0 | 0 | 0
PseudoUnit | 0 | 0 | 0 | 0 | 0 | 0
FixedInterchange | 0 | 0 | 0 | 0 | 0 | 0
CO2 Emissions (MMshortTons): NonRTO_Midwest
ReportingType | 2015 | 2020 | 2025 | 2030 | 2035 | 2040
BM | 0 | 0 | 0 | 0 | 0 | 0
CC | 8.26 | 16.21 | 16.21 | 16.03 | 13.53 | 0.66
CSP | 0 | 0 | 0 | 0 | 0 | 0
CT | 0 | 0 | 0 | 0 | 0 | 0
Coal | 37.55 | 15.53 | 2.89 | 0.69 | 0.82 | 0.82
Geo | 0 | 0 | 0 | 0 | 0 | 0
H | 0 | 0 | 0 | 0 | 0 | 0
LFG | 0 | 0 | 0 | 0 | 0 | 0
Nuc | 0 | 0 | 0 | 0 | 0 | 0
PS | 0 | 0 | 0 | 0 | 0 | 0
PV | 0 | 0 | 0 | 0 | 0 | 0
PeakG | 0.1 | 0.02 | 0.13 | 0.15 | 0.03 | 0
PeakO | 0 | 0 | 0 | 0 | 0 | 0
ST | 0 | 0 | 0 | 0 | 0 | 0
STOG | 0 | 0 | 0 | 0 | 0 | 0
STWD | 0 | 0 | 0 | 0 | 0 | 0
WT | 0 | 0 | 0 | 0 | 0 | 0
IGCC | 0 | 0 | 0 | 0 | 0 | 0
DemandResponse | 0 | 0 | 0 | 0 | 0 | 0
IGCC-CCS | 0 | 0 | 0 | 0 | 0 | 0
WT_off | 0 | 0 | 0 | 0 | 0 | 0
PseudoUnit | 0 | 0 | 0 | 0 | 0 | 0
FixedInterchange | 0 | 0 | 0 | 0 | 0 | 0
CO2 Emissions (MMshortTons): NYISO_A-F
ReportingType | 2015 | 2020 | 2025 | 2030 | 2035 | 2040
BM | 0 | 0 | 0 | 0 | 0 | 0
CC | 2.42 | 2.33 | 1.57 | 1.49 | 0.23 | 0.15
CSP | 0 | 0 | 0 | 0 | 0 | 0
CT | 0 | 0 | 0 | 0 | 0 | 0
Coal | 0 | 0 | 0 | 0 | 0 | 0
Geo | 0 | 0 | 0 | 0 | 0 | 0
H | 0 | 0 | 0 | 0 | 0 | 0
LFG | 0 | 0 | 0 | 0 | 0 | 0
Nuc | 0 | 0 | 0 | 0 | 0 | 0
PS | 0 | 0 | 0 | 0 | 0 | 0
PV | 0 | 0 | 0 | 0 | 0 | 0
PeakG | 0 | 0 | 0 | 0 | 0 | 0
PeakO | 0 | 0 | 0 | 0 | 0 | 0
ST | 0 | 0 | 0 | 0 | 0 | 0
STOG | 0 | 0 | 0 | 0 | 0 | 0
STWD | 0 | 0 | 0 | 0 | 0 | 0
WT | 0 | 0 | 0 | 0 | 0 | 0
IGCC | 0 | 0 | 0 | 0 | 0 | 0
DemandResponse | 0 | 0 | 0 | 0 | 0 | 0
IGCC-CCS | 0 | 0 | 0 | 0 | 0 | 0
WT_off | 0 | 0 | 0 | 0 | 0 | 0
PseudoUnit | 0 | 0 | 0 | 0 | 0 | 0
FixedInterchange | 0 | 0 | 0 | 0 | 0 | 0
CO2 Emissions (MMshortTons): NYISO_G-I
ReportingType | 2015 | 2020 | 2025 | 2030 | 2035 | 2040
BM | 0 | 0 | 0 | 0 | 0 | 0
CC | 0.98 | 1 | 1.02 | 0.5 | 0.48 | 0.27
CSP | 0 | 0 | 0 | 0 | 0 | 0
CT | 0 | 0 | 0 | 0 | 0 | 0
Coal | 0 | 0 | 0 | 0 | 0 | 0
Geo | 0 | 0 | 0 | 0 | 0 | 0
H | 0 | 0 | 0 | 0 | 0 | 0
LFG | 0 | 0 | 0 | 0 | 0 | 0
Nuc | 0 | 0 | 0 | 0 | 0 | 0
PS | 0 | 0 | 0 | 0 | 0 | 0
PV | 0 | 0 | 0 | 0 | 0 | 0
PeakG | 0 | 0 | 0 | 0 | 0 | 0
PeakO | 0 | 0 | 0 | 0 | 0 | 0
ST | 0 | 0 | 0 | 0 | 0 | 0
STOG | 0 | 0 | 0 | 0 | 0 | 0
STWD | 0 | 0 | 0 | 0 | 0 | 0
WT | 0 | 0 | 0 | 0 | 0 | 0
IGCC | 0 | 0 | 0 | 0 | 0 | 0
DemandResponse | 0 | 0 | 0 | 0 | 0 | 0
IGCC-CCS | 0 | 0 | 0 | 0 | 0 | 0
WT_off | 0 | 0 | 0 | 0 | 0 | 0
PseudoUnit | 0 | 0 | 0 | 0 | 0 | 0
FixedInterchange | 0 | 0 | 0 | 0 | 0 | 0
CO2 Emissions (MMshortTons): NYISO_J-K
ReportingType | 2015 | 2020 | 2025 | 2030 | 2035 | 2040
BM | 0 | 0 | 0 | 0 | 0 | 0
CC | 8.06 | 7.82 | 6.44 | 5.47 | 4.82 | 3.69
CSP | 0 | 0 | 0 | 0 | 0 | 0
CT | 0 | 0 | 0 | 0 | 0 | 0
Coal | 0 | 0 | 0 | 0 | 0 | 0
Geo | 0 | 0 | 0 | 0 | 0 | 0
H | 0 | 0 | 0 | 0 | 0 | 0
LFG | 0 | 0 | 0 | 0 | 0 | 0
Nuc | 0 | 0 | 0 | 0 | 0 | 0
PS | 0 | 0 | 0 | 0 | 0 | 0
PV | 0 | 0 | 0 | 0 | 0 | 0
PeakG | 0.03 | 0.05 | 0.07 | 0.07 | 0.21 | 0.15
PeakO | 0 | 0 | 0 | 0 | 0 | 0
ST | 0 | 0 | 0 | 0 | 0 | 0
STOG | 0.28 | 0.38 | 0.59 | 0.56 | 0.25 | 0.16
STWD | 0 | 0 | 0 | 0 | 0 | 0
WT | 0 | 0 | 0 | 0 | 0 | 0
IGCC | 0 | 0 | 0 | 0 | 0 | 0
DemandResponse | 0 | 0 | 0 | 0 | 0 | 0
IGCC-CCS | 0 | 0 | 0 | 0 | 0 | 0
WT_off | 0 | 0 | 0 | 0 | 0 | 0
PseudoUnit | 0 | 0 | 0 | 0 | 0 | 0
FixedInterchange | 0 | 0 | 0 | 0 | 0 | 0
CO2 Emissions (MMshortTons): PJM_E
ReportingType | 2015 | 2020 | 2025 | 2030 | 2035 | 2040
BM | 0 | 0 | 0 | 0 | 0 | 0
CC | 18.2 | 20.18 | 22.72 | 18.21 | 14.73 | 7.46
CSP | 0 | 0 | 0 | 0 | 0 | 0
CT | 0 | 0 | 0 | 0 | 0 | 0
Coal | 0.68 | 0.36 | 0.21 | 0 | 0.09 | 0.18
Geo | 0 | 0 | 0 | 0 | 0 | 0
H | 0 | 0 | 0 | 0 | 0 | 0
LFG | 0 | 0 | 0 | 0 | 0 | 0
Nuc | 0 | 0 | 0 | 0 | 0 | 0
PS | 0 | 0 | 0 | 0 | 0 | 0
PV | 0 | 0 | 0 | 0 | 0 | 0
PeakG | 0.02 | 0.16 | 0.31 | 0.51 | 0.24 | 0.16
PeakO | 0 | 0 | 0 | 0 | 0 | 0
ST | 0 | 0 | 0 | 0 | 0 | 0
STOG | 0.18 | 0.31 | 0 | 0 | 0 | 0
STWD | 0 | 0 | 0 | 0 | 0 | 0
WT | 0 | 0 | 0 | 0 | 0 | 0
IGCC | 0 | 0 | 0 | 0 | 0 | 0
DemandResponse | 0 | 0 | 0 | 0 | 0 | 0
IGCC-CCS | 0 | 0 | 0 | 0 | 0 | 0
WT_off | 0 | 0 | 0 | 0 | 0 | 0
PseudoUnit | 0 | 0 | 0 | 0 | 0 | 0
FixedInterchange | 0 | 0 | 0 | 0 | 0 | 0
CO2 Emissions (MMshortTons): PJM_ROM
ReportingType | 2015 | 2020 | 2025 | 2030 | 2035 | 2040
BM | 0 | 0 | 0 | 0 | 0 | 0
CC | 8.34 | 9.45 | 10.51 | 8.12 | 6.34 | 2.69
CSP | 0 | 0 | 0 | 0 | 0 | 0
CT | 0 | 0 | 0 | 0 | 0 | 0
Coal | 13.24 | 3.79 | 0.5 | 0.17 | 0.32 | 0.32
Geo | 0 | 0 | 0 | 0 | 0 | 0
H | 0 | 0 | 0 | 0 | 0 | 0
LFG | 0 | 0 | 0 | 0 | 0 | 0
Nuc | 0 | 0 | 0 | 0 | 0 | 0
PS | 0 | 0 | 0 | 0 | 0 | 0
PV | 0 | 0 | 0 | 0 | 0 | 0
PeakG | 0 | 0.01 | 0.04 | 0.2 | 0.11 | 0.1
PeakO | 0 | 0 | 0 | 0 | 0 | 0
ST | 0 | 0 | 0 | 0 | 0 | 0
STOG | 0.43 | 0.69 | 0 | 0 | 0 | 0
STWD | 0 | 0 | 0 | 0 | 0 | 0
WT | 0 | 0 | 0 | 0 | 0 | 0
IGCC | 0 | 0 | 0 | 0 | 0 | 0
DemandResponse | 0 | 0 | 0 | 0 | 0 | 0
IGCC-CCS | 0 | 0 | 0 | 0 | 0 | 0
WT_off | 0 | 0 | 0 | 0 | 0 | 0
PseudoUnit | 0 | 0 | 0 | 0 | 0 | 0
FixedInterchange | 0 | 0 | 0 | 0 | 0 | 0
CO2 Emissions (MMshortTons): PJM_ROR
ReportingType | 2015 | 2020 | 2025 | 2030 | 2035 | 2040
BM | 0 | 0 | 0 | 0 | 0 | 0
CC | 65.87 | 82.27 | 87.04 | 76.94 | 63.01 | 4.68
CSP | 0 | 0 | 0 | 0 | 0 | 0
CT | 0 | 0 | 0 | 0 | 0 | 0
Coal | 188.89 | 101.62 | 10.89 | 2.14 | 3.72 | 3.72
Geo | 0 | 0 | 0 | 0 | 0 | 0
H | 0 | 0 | 0 | 0 | 0 | 0
LFG | 0 | 0 | 0 | 0 | 0 | 0
Nuc | 0 | 0 | 0 | 0 | 0 | 0
PS | 0 | 0 | 0 | 0 | 0 | 0
PV | 0 | 0 | 0 | 0 | 0 | 0
PeakG | 0.56 | 0.68 | 1.21 | 1.06 | 0.76 | 0.27
PeakO | 0 | 0 | 0 | 0 | 0 | 0
ST | 0 | 0 | 0 | 0 | 0 | 0
STOG | 0.25 | 0.49 | 0.47 | 0 | 0 | 0
STWD | 0 | 0 | 0 | 0 | 0 | 0
WT | 0 | 0 | 0 | 0 | 0 | 0
IGCC | 0 | 0 | 0 | 0 | 0 | 0
DemandResponse | 0 | 0 | 0 | 0 | 0 | 0
IGCC-CCS | 0 | 0 | 0 | 0 | 0 | 0
WT_off | 0 | 0 | 0 | 0 | 0 | 0
PseudoUnit | 0 | 0 | 0 | 0 | 0 | 0
FixedInterchange | 0 | 0 | 0 | 0 | 0 | 0
CO2 Emissions (MMshortTons): SOCO
ReportingType | 2015 | 2020 | 2025 | 2030 | 2035 | 2040
BM | 0 | 0 | 0 | 0 | 0 | 0
CC | 59.65 | 69.52 | 71.66 | 45.27 | 17.14 | 3.01
CSP | 0 | 0 | 0 | 0 | 0 | 0
CT | 0 | 0 | 0 | 0 | 0 | 0
Coal | 39.28 | 13.02 | 0.72 | 0.96 | 0.96 | 0.96
Geo | 0 | 0 | 0 | 0 | 0 | 0
H | 0 | 0 | 0 | 0 | 0 | 0
LFG | 0 | 0 | 0 | 0 | 0 | 0
Nuc | 0 | 0 | 0 | 0 | 0 | 0
PS | 0 | 0 | 0 | 0 | 0 | 0
PV | 0 | 0 | 0 | 0 | 0 | 0
PeakG | 0.45 | 0.64 | 1.18 | 0.07 | 0.09 | 0.04
PeakO | 0 | 0 | 0 | 0 | 0 | 0
ST | 0 | 0 | 0 | 0 | 0 | 0
STOG | 0 | 0 | 0 | 0 | 0 | 0
STWD | 0 | 0 | 0 | 0 | 0 | 0
WT | 0 | 0 | 0 | 0 | 0 | 0
IGCC | 0 | 0 | 0 | 0 | 0 | 0
DemandResponse | 0 | 0 | 0 | 0 | 0 | 0
IGCC-CCS | 0 | 0 | 0 | 0 | 0 | 0
WT_off | 0 | 0 | 0 | 0 | 0 | 0
PseudoUnit | 0 | 0 | 0 | 0 | 0 | 0
FixedInterchange | 0 | 0 | 0 | 0 | 0 | 0
CO2 Emissions (MMshortTons): SPP_N
ReportingType | 2015 | 2020 | 2025 | 2030 | 2035 | 2040
BM | 0 | 0 | 0 | 0 | 0 | 0
CC | 5.36 | 11.42 | 9.56 | 8.31 | 3.34 | 2.06
CSP | 0 | 0 | 0 | 0 | 0 | 0
CT | 0 | 0 | 0 | 0 | 0 | 0
Coal | 62.94 | 20.57 | 1.87 | 0.35 | 0.8 | 0.8
Geo | 0 | 0 | 0 | 0 | 0 | 0
H | 0 | 0 | 0 | 0 | 0 | 0
LFG | 0 | 0 | 0 | 0 | 0 | 0
Nuc | 0 | 0 | 0 | 0 | 0 | 0
PS | 0 | 0 | 0 | 0 | 0 | 0
PV | 0 | 0 | 0 | 0 | 0 | 0
PeakG | 0.01 | 0 | 0 | 0.01 | 0 | 0
PeakO | 0 | 0 | 0 | 0 | 0 | 0
ST | 0 | 0 | 0 | 0 | 0 | 0
STOG | 0.12 | 0.01 | 0.06 | 0.12 | 0 | 0
STWD | 0 | 0 | 0 | 0 | 0 | 0
WT | 0 | 0 | 0 | 0 | 0 | 0
IGCC | 0 | 0 | 0 | 0 | 0 | 0
DemandResponse | 0 | 0 | 0 | 0 | 0 | 0
IGCC-CCS | 0 | 0 | 0 | 0 | 0 | 0
WT_off | 0 | 0 | 0 | 0 | 0 | 0
PseudoUnit | 0 | 0 | 0 | 0 | 0 | 0
FixedInterchange | 0 | 0 | 0 | 0 | 0 | 0
CO2 Emissions (MMshortTons): SPP_S
ReportingType | 2015 | 2020 | 2025 | 2030 | 2035 | 2040
BM | 0 | 0 | 0 | 0 | 0 | 0
CC | 17.46 | 17.42 | 19.38 | 18 | 8.53 | 5.77
CSP | 0 | 0 | 0 | 0 | 0 | 0
CT | 0.01 | 0 | 0 | 0 | 0 | 0
Coal | 86.94 | 8.98 | 0.83 | 0 | 0 | 0
Geo | 0 | 0 | 0 | 0 | 0 | 0
H | 0 | 0 | 0 | 0 | 0 | 0
LFG | 0 | 0 | 0 | 0 | 0 | 0
Nuc | 0 | 0 | 0 | 0 | 0 | 0
PS | 0 | 0 | 0 | 0 | 0 | 0
PV | 0 | 0 | 0 | 0 | 0 | 0
PeakG | 0 | 0 | 0 | 0 | 0 | 0
PeakO | 0 | 0 | 0 | 0 | 0 | 0
ST | 0 | 0 | 0 | 0 | 0 | 0
STOG | 1.31 | 0.39 | 0.88 | 0.69 | 0.17 | 0.04
STWD | 0 | 0 | 0 | 0 | 0 | 0
WT | 0 | 0 | 0 | 0 | 0 | 0
IGCC | 0 | 0 | 0 | 0 | 0 | 0
DemandResponse | 0 | 0 | 0 | 0 | 0 | 0
IGCC-CCS | 0 | 0 | 0 | 0 | 0 | 0
WT_off | 0 | 0 | 0 | 0 | 0 | 0
PseudoUnit | 0 | 0 | 0 | 0 | 0 | 0
FixedInterchange | 0 | 0 | 0 | 0 | 0 | 0
CO2 Emissions (MMshortTons): TVA
ReportingType | 2015 | 2020 | 2025 | 2030 | 2035 | 2040
BM | 0 | 0 | 0 | 0 | 0 | 0
CC | 19.1 | 28.19 | 31.03 | 28.9 | 14.21 | 1.29
CSP | 0 | 0 | 0 | 0 | 0 | 0
CT | 0 | 0 | 0 | 0 | 0 | 0
Coal | 35.76 | 14.18 | 0.45 | 0 | 0 | 0
Geo | 0 | 0 | 0 | 0 | 0 | 0
H | 0 | 0 | 0 | 0 | 0 | 0
LFG | 0 | 0 | 0 | 0 | 0 | 0
Nuc | 0 | 0 | 0 | 0 | 0 | 0
PS | 0 | 0 | 0 | 0 | 0 | 0
PV | 0 | 0 | 0 | 0 | 0 | 0
PeakG | 0 | 0 | 0 | 0 | 0 | 0
PeakO | 0 | 0 | 0 | 0 | 0 | 0
ST | 0 | 0 | 0 | 0 | 0 | 0
STOG | 0 | 0 | 0 | 0 | 0 | 0
STWD | 0 | 0 | 0 | 0 | 0 | 0
WT | 0 | 0 | 0 | 0 | 0 | 0
IGCC | 0 | 0 | 0 | 0 | 0 | 0
DemandResponse | 0 | 0 | 0 | 0 | 0 | 0
IGCC-CCS | 0 | 0 | 0 | 0 | 0 | 0
WT_off | 0 | 0 | 0 | 0 | 0 | 0
PseudoUnit | 0 | 0 | 0 | 0 | 0 | 0
FixedInterchange | 0 | 0 | 0 | 0 | 0 | 0
CO2 Emissions (MMshortTons): TVA_Transmission
ReportingType | 2015 | 2020 | 2025 | 2030 | 2035 | 2040
BM | 0 | 0 | 0 | 0 | 0 | 0
CC | 0 | 0 | 0 | 0 | 0 | 0
CSP | 0 | 0 | 0 | 0 | 0 | 0
CT | 0 | 0 | 0 | 0 | 0 | 0
Coal | 0 | 0 | 0 | 0 | 0 | 0
Geo | 0 | 0 | 0 | 0 | 0 | 0
H | 0 | 0 | 0 | 0 | 0 | 0
LFG | 0 | 0 | 0 | 0 | 0 | 0
Nuc | 0 | 0 | 0 | 0 | 0 | 0
PS | 0 | 0 | 0 | 0 | 0 | 0
PV | 0 | 0 | 0 | 0 | 0 | 0
PeakG | 0 | 0 | 0 | 0 | 0 | 0
PeakO | 0 | 0 | 0 | 0 | 0 | 0
ST | 0 | 0 | 0 | 0 | 0 | 0
STOG | 0 | 0 | 0 | 0 | 0 | 0
STWD | 0 | 0 | 0 | 0 | 0 | 0
WT | 0 | 0 | 0 | 0 | 0 | 0
IGCC | 0 | 0 | 0 | 0 | 0 | 0
DemandResponse | 0 | 0 | 0 | 0 | 0 | 0
IGCC-CCS | 0 | 0 | 0 | 0 | 0 | 0
WT_off | 0 | 0 | 0 | 0 | 0 | 0
PseudoUnit | 0 | 0 | 0 | 0 | 0 | 0
FixedInterchange | 0 | 0 | 0 | 0 | 0 | 0
CO2 Emissions (MMshortTons): VACAR
ReportingType | 2015 | 2020 | 2025 | 2030 | 2035 | 2040
BM | 0 | 0 | 0 | 0 | 0 | 0
CC | 46.37 | 45.46 | 44.41 | 38.81 | 15.14 | 3.86
CSP | 0 | 0 | 0 | 0 | 0 | 0
CT | 0.05 | 0.05 | 0.09 | 0 | 0 | 0
Coal | 25.76 | 14.89 | 1.88 | 0.49 | 0.55 | 0.55
Geo | 0 | 0 | 0 | 0 | 0 | 0
H | 0 | 0 | 0 | 0 | 0 | 0
LFG | 0 | 0 | 0 | 0 | 0 | 0
Nuc | 0 | 0 | 0 | 0 | 0 | 0
PS | 0 | 0 | 0 | 0 | 0 | 0
PV | 0 | 0 | 0 | 0 | 0 | 0
PeakG | 0.07 | 0.15 | 0.26 | 0.28 | 0.09 | 0.08
PeakO | 0 | 0 | 0 | 0 | 0 | 0
ST | 0 | 0 | 0 | 0 | 0 | 0
STOG | 0 | 0 | 0 | 0 | 0 | 0
STWD | 0 | 0 | 0 | 0 | 0 | 0
WT | 0 | 0 | 0 | 0 | 0 | 0
IGCC | 0 | 0 | 0 | 0 | 0 | 0
DemandResponse | 0 | 0 | 0 | 0 | 0 | 0
IGCC-CCS | 0 | 0 | 0 | 0 | 0 | 0
WT_off | 0 | 0 | 0 | 0 | 0 | 0
PseudoUnit | 0 | 0 | 0 | 0 | 0 | 0
FixedInterchange | 0 | 0 | 0 | 0 | 0 | 0
CO2 Emissions (MMshortTons): IESO
ReportingType | 2015 | 2020 | 2025 | 2030 | 2035 | 2040
BM | 0 | 0 | 0 | 0 | 0 | 0
CC | 0 | 0 | 0 | 0 | 0 | 0
CSP | 0 | 0 | 0 | 0 | 0 | 0
CT | 0 | 0 | 0 | 0 | 0 | 0
Coal | 0 | 0 | 0 | 0 | 0 | 0
Geo | 0 | 0 | 0 | 0 | 0 | 0
H | 0 | 0 | 0 | 0 | 0 | 0
LFG | 0 | 0 | 0 | 0 | 0 | 0
Nuc | 0 | 0 | 0 | 0 | 0 | 0
PS | 0 | 0 | 0 | 0 | 0 | 0
PV | 0 | 0 | 0 | 0 | 0 | 0
PeakG | 0 | 0 | 0 | 0 | 0 | 0
PeakO | 0 | 0 | 0 | 0 | 0 | 0
ST | 0 | 0 | 0 | 0 | 0 | 0
STOG | 0 | 0 | 0 | 0 | 0 | 0
STWD | 0 | 0 | 0 | 0 | 0 | 0
WT | 0 | 0 | 0 | 0 | 0 | 0
IGCC | 0 | 0 | 0 | 0 | 0 | 0
DemandResponse | 0 | 0 | 0 | 0 | 0 | 0
IGCC-CCS | 0 | 0 | 0 | 0 | 0 | 0
WT_off | 0 | 0 | 0 | 0 | 0 | 0
PseudoUnit | 0 | 0 | 0 | 0 | 0 | 0
FixedInterchange | 0 | 0 | 0 | 0 | 0 | 0
CO2 Emissions (MMshortTons): MAPP_CA
ReportingType | 2015 | 2020 | 2025 | 2030 | 2035 | 2040
BM | 0 | 0 | 0 | 0 | 0 | 0
CC | 3.24 | 3.24 | 0.2 | 0 | 0 | 0
CSP | 0 | 0 | 0 | 0 | 0 | 0
CT | 0 | 0 | 0 | 0 | 0 | 0
Coal | 0.29 | 0.05 | 0 | 0 | 0 | 0
Geo | 0 | 0 | 0 | 0 | 0 | 0
H | 0 | 0 | 0 | 0 | 0 | 0
LFG | 0 | 0 | 0 | 0 | 0 | 0
Nuc | 0 | 0 | 0 | 0 | 0 | 0
PS | 0 | 0 | 0 | 0 | 0 | 0
PV | 0 | 0 | 0 | 0 | 0 | 0
PeakG | 0.06 | 0.05 | 0 | 0 | 0 | 0
PeakO | 0 | 0 | 0 | 0 | 0 | 0
ST | 0 | 0 | 0 | 0 | 0 | 0
STOG | 0.01 | 0 | 0 | 0 | 0 | 0
STWD | 0 | 0 | 0 | 0 | 0 | 0
WT | 0 | 0 | 0 | 0 | 0 | 0
IGCC | 0 | 0 | 0 | 0 | 0 | 0
DemandResponse | 0 | 0 | 0 | 0 | 0 | 0
IGCC-CCS | 0 | 0 | 0 | 0 | 0 | 0
WT_off | 0 | 0 | 0 | 0 | 0 | 0
PseudoUnit | 0 | 0 | 0 | 0 | 0 | 0
FixedInterchange | 0 | 0 | 0 | 0 | 0 | 0
CO2 Emissions (MMshortTons): AZ_NM_SNV_Coal
ReportingType | 2015 | 2020 | 2025 | 2030 | 2035 | 2040
BM | 0 | 0 | 0 | 0 | 0 | 0
CC | 0 | 0 | 0 | 0 | 0 | 0
CSP | 0 | 0 | 0 | 0 | 0 | 0
CT | 0 | 0 | 0 | 0 | 0 | 0
Coal | 52.44 | 47.6 | 10.51 | 0.06 | 0.42 | 0.22
Geo | 0 | 0 | 0 | 0 | 0 | 0
H | 0 | 0 | 0 | 0 | 0 | 0
LFG | 0 | 0 | 0 | 0 | 0 | 0
Nuc | 0 | 0 | 0 | 0 | 0 | 0
PS | 0 | 0 | 0 | 0 | 0 | 0
PV | 0 | 0 | 0 | 0 | 0 | 0
PeakG | 0 | 0 | 0 | 0 | 0 | 0
PeakO | 0 | 0 | 0 | 0 | 0 | 0
ST | 0 | 0 | 0 | 0 | 0 | 0
STOG | 0 | 0 | 0 | 0 | 0 | 0
STWD | 0 | 0 | 0 | 0 | 0 | 0
WT | 0 | 0 | 0 | 0 | 0 | 0
IGCC | 0 | 0 | 0 | 0 | 0 | 0
DemandResponse | 0 | 0 | 0 | 0 | 0 | 0
IGCC-CCS | 0 | 0 | 0 | 0 | 0 | 0
WT_off | 0 | 0 | 0 | 0 | 0 | 0
PseudoUnit | 0 | 0 | 0 | 0 | 0 | 0
FixedInterchange | 0 | 0 | 0 | 0 | 0 | 0
CO2 Emissions (MMshortTons): AZ_NM_SNV_Gas
ReportingType | 2015 | 2020 | 2025 | 2030 | 2035 | 2040
BM | 0 | 0 | 0 | 0 | 0 | 0
CC | 27.36 | 22.51 | 34.11 | 20.96 | 7.39 | 5.34
CSP | 0 | 0 | 0 | 0 | 0 | 0
CT | 0 | 0 | 0 | 0 | 0 | 0
Coal | 0 | 0 | 0 | 0 | 0 | 0
Geo | 0 | 0 | 0 | 0 | 0 | 0
H | 0 | 0 | 0 | 0 | 0 | 0
LFG | 0 | 0 | 0 | 0 | 0 | 0
Nuc | 0 | 0 | 0 | 0 | 0 | 0
PS | 0 | 0 | 0 | 0 | 0 | 0
PV | 0 | 0 | 0 | 0 | 0 | 0
PeakG | 0 | 0 | 0 | 0 | 0 | 0
PeakO | 0 | 0 | 0 | 0 | 0 | 0
ST | 0 | 0 | 0 | 0 | 0 | 0
STOG | 0 | 0 | 0 | 0 | 0 | 0
STWD | 0 | 0 | 0 | 0 | 0 | 0
WT | 0 | 0 | 0 | 0 | 0 | 0
IGCC | 0 | 0 | 0 | 0 | 0 | 0
DemandResponse | 0 | 0 | 0 | 0 | 0 | 0
IGCC-CCS | 0 | 0 | 0 | 0 | 0 | 0
WT_off | 0 | 0 | 0 | 0 | 0 | 0
PseudoUnit | 0 | 0 | 0 | 0 | 0 | 0
FixedInterchange | 0 | 0 | 0 | 0 | 0 | 0
CO2 Emissions (MMshortTons): AZ_NM_SNV_NucRenew
ReportingType | 2015 | 2020 | 2025 | 2030 | 2035 | 2040
BM | 0 | 0 | 0 | 0 | 0 | 0
CC | 0 | 0 | 0 | 0 | 0 | 0
CSP | 0 | 0 | 0 | 0 | 0 | 0
CT | 0 | 0 | 0 | 0 | 0 | 0
Coal | 0 | 0 | 0 | 0 | 0 | 0
Geo | 0 | 0 | 0 | 0 | 0 | 0
H | 0 | 0 | 0 | 0 | 0 | 0
LFG | 0 | 0 | 0 | 0 | 0 | 0
Nuc | 0 | 0 | 0 | 0 | 0 | 0
PS | 0 | 0 | 0 | 0 | 0 | 0
PV | 0 | 0 | 0 | 0 | 0 | 0
PeakG | 0 | 0 | 0 | 0 | 0 | 0
PeakO | 0 | 0 | 0 | 0 | 0 | 0
ST | 0 | 0 | 0 | 0 | 0 | 0
STOG | 0 | 0 | 0 | 0 | 0 | 0
STWD | 0 | 0 | 0 | 0 | 0 | 0
WT | 0 | 0 | 0 | 0 | 0 | 0
IGCC | 0 | 0 | 0 | 0 | 0 | 0
DemandResponse | 0 | 0 | 0 | 0 | 0 | 0
IGCC-CCS | 0 | 0 | 0 | 0 | 0 | 0
WT_off | 0 | 0 | 0 | 0 | 0 | 0
PseudoUnit | 0 | 0 | 0 | 0 | 0 | 0
FixedInterchange | 0 | 0 | 0 | 0 | 0 | 0
CO2 Emissions (MMshortTons): ERCOT
ReportingType | 2015 | 2020 | 2025 | 2030 | 2035 | 2040
BM | 0 | 0 | 0 | 0 | 0 | 0
CC | 84.24 | 91.17 | 78.41 | 69.87 | 31.09 | 20.47
CSP | 0 | 0 | 0 | 0 | 0 | 0
CT | 0 | 0 | 0 | 0.01 | 0 | 0
Coal | 45.04 | 28.63 | 1.24 | 0.72 | 0.84 | 0.84
Geo | 0 | 0 | 0 | 0 | 0 | 0
H | 0 | 0 | 0 | 0 | 0 | 0
LFG | 0 | 0 | 0 | 0 | 0 | 0
Nuc | 0 | 0 | 0 | 0 | 0 | 0
PS | 0 | 0 | 0 | 0 | 0 | 0
PV | 0 | 0 | 0 | 0 | 0 | 0
PeakG | 0 | 0 | 0 | 0.03 | 0.03 | 0.03
PeakO | 0 | 0 | 0 | 0 | 0 | 0
ST | 0 | 0 | 0 | 0 | 0 | 0
STOG | 1.27 | 2.07 | 0.62 | 0.53 | 0 | 0
STWD | 0 | 0 | 0 | 0 | 0 | 0
WT | 0 | 0 | 0 | 0 | 0 | 0
IGCC | 0 | 0 | 0 | 0 | 0 | 0
DemandResponse | 0 | 0 | 0 | 0 | 0 | 0
IGCC-CCS | 0 | 0 | 0 | 0 | 0 | 0
WT_off | 0 | 0 | 0 | 0 | 0 | 0
PseudoUnit | 0 | 0 | 0 | 0 | 0 | 0
FixedInterchange | 0 | 0 | 0 | 0 | 0 | 0
CO2 Emissions (MMshortTons): NP15
ReportingType | 2015 | 2020 | 2025 | 2030 | 2035 | 2040
BM | 0 | 0 | 0 | 0 | 0 | 0
CC | 24.38 | 23.8 | 23.8 | 16.26 | 5.14 | 2.62
CSP | 0 | 0 | 0 | 0 | 0 | 0
CT | 0 | 0 | 0 | 0 | 0 | 0
Coal | 1.73 | 0 | 0 | 0 | 0 | 0
Geo | 0 | 0 | 0 | 0 | 0 | 0
H | 0 | 0 | 0 | 0 | 0 | 0
LFG | 0 | 0 | 0 | 0 | 0 | 0
Nuc | 0 | 0 | 0 | 0 | 0 | 0
PS | 0 | 0 | 0 | 0 | 0 | 0
PV | 0 | 0 | 0 | 0 | 0 | 0
PeakG | 0 | 0 | 0 | 0 | 0 | 0
PeakO | 0 | 0 | 0 | 0 | 0 | 0
ST | 0 | 0 | 0 | 0 | 0 | 0
STOG | 0.05 | 0.03 | 0.05 | 0 | 0 | 0
STWD | 0 | 0 | 0 | 0 | 0 | 0
WT | 0 | 0 | 0 | 0 | 0 | 0
IGCC | 0 | 0 | 0 | 0 | 0 | 0
DemandResponse | 0 | 0 | 0 | 0 | 0 | 0
IGCC-CCS | 0 | 0 | 0 | 0 | 0 | 0
WT_off | 0 | 0 | 0 | 0 | 0 | 0
PseudoUnit | 0 | 0 | 0 | 0 | 0 | 0
FixedInterchange | 0 | 0 | 0 | 0 | 0 | 0
CO2 Emissions (MMshortTons): NWPP_Coal
ReportingType | 2015 | 2020 | 2025 | 2030 | 2035 | 2040
BM | 0 | 0 | 0 | 0 | 0 | 0
CC | 0 | 0 | 0 | 0 | 0 | 0
CSP | 0 | 0 | 0 | 0 | 0 | 0
CT | 0 | 0 | 0 | 0 | 0 | 0
Coal | 54.89 | 41.22 | 0.17 | 0.17 | 0.17 | 0.17
Geo | 0 | 0 | 0 | 0 | 0 | 0
H | 0 | 0 | 0 | 0 | 0 | 0
LFG | 0 | 0 | 0 | 0 | 0 | 0
Nuc | 0 | 0 | 0 | 0 | 0 | 0
PS | 0 | 0 | 0 | 0 | 0 | 0
PV | 0 | 0 | 0 | 0 | 0 | 0
PeakG | 0 | 0 | 0 | 0 | 0 | 0
PeakO | 0 | 0 | 0 | 0 | 0 | 0
ST | 0 | 0 | 0 | 0 | 0 | 0
STOG | 0 | 0 | 0 | 0 | 0 | 0
STWD | 0 | 0 | 0 | 0 | 0 | 0
WT | 0 | 0 | 0 | 0 | 0 | 0
IGCC | 0 | 0 | 0 | 0 | 0 | 0
DemandResponse | 0 | 0 | 0 | 0 | 0 | 0
IGCC-CCS | 0 | 0 | 0 | 0 | 0 | 0
WT_off | 0 | 0 | 0 | 0 | 0 | 0
PseudoUnit | 0 | 0 | 0 | 0 | 0 | 0
FixedInterchange | 0 | 0 | 0 | 0 | 0 | 0
CO2 Emissions (MMshortTons): NWPP_Gas
ReportingType | 2015 | 2020 | 2025 | 2030 | 2035 | 2040
BM | 0 | 0 | 0 | 0 | 0 | 0
CC | 21.09 | 25.85 | 25.85 | 15.92 | 2.52 | 2.15
CSP | 0 | 0 | 0 | 0 | 0 | 0
CT | 0 | 0 | 0 | 0 | 0 | 0
Coal | 0 | 0 | 0 | 0 | 0 | 0
Geo | 0 | 0 | 0 | 0 | 0 | 0
H | 0 | 0 | 0 | 0 | 0 | 0
LFG | 0 | 0 | 0 | 0 | 0 | 0
Nuc | 0 | 0 | 0 | 0 | 0 | 0
PS | 0 | 0 | 0 | 0 | 0 | 0
PV | 0 | 0 | 0 | 0 | 0 | 0
PeakG | 0 | 0 | 0 | 0 | 0 | 0
PeakO | 0 | 0 | 0 | 0 | 0 | 0
ST | 0 | 0 | 0 | 0 | 0 | 0
STOG | 0 | 0 | 0 | 0 | 0 | 0
STWD | 0 | 0 | 0 | 0 | 0 | 0
WT | 0 | 0 | 0 | 0 | 0 | 0
IGCC | 0 | 0 | 0 | 0 | 0 | 0
DemandResponse | 0 | 0 | 0 | 0 | 0 | 0
IGCC-CCS | 0 | 0 | 0 | 0 | 0 | 0
WT_off | 0 | 0 | 0 | 0 | 0 | 0
PseudoUnit | 0 | 0 | 0 | 0 | 0 | 0
FixedInterchange | 0 | 0 | 0 | 0 | 0 | 0
CO2 Emissions (MMshortTons): NWPP_NucRenew
ReportingType | 2015 | 2020 | 2025 | 2030 | 2035 | 2040
BM | 0 | 0 | 0 | 0 | 0 | 0
CC | 0 | 0 | 0 | 0 | 0 | 0
CSP | 0 | 0 | 0 | 0 | 0 | 0
CT | 0 | 0 | 0 | 0 | 0 | 0
Coal | 0 | 0 | 0 | 0 | 0 | 0
Geo | 0 | 0 | 0 | 0 | 0 | 0
H | 0 | 0 | 0 | 0 | 0 | 0
LFG | 0 | 0 | 0 | 0 | 0 | 0
Nuc | 0 | 0 | 0 | 0 | 0 | 0
PS | 0 | 0 | 0 | 0 | 0 | 0
PV | 0 | 0 | 0 | 0 | 0 | 0
PeakG | 0 | 0 | 0 | 0 | 0 | 0
PeakO | 0 | 0 | 0 | 0 | 0 | 0
ST | 0 | 0 | 0 | 0 | 0 | 0
STOG | 0 | 0 | 0 | 0 | 0 | 0
STWD | 0 | 0 | 0 | 0 | 0 | 0
WT | 0 | 0 | 0 | 0 | 0 | 0
IGCC | 0 | 0 | 0 | 0 | 0 | 0
DemandResponse | 0 | 0 | 0 | 0 | 0 | 0
IGCC-CCS | 0 | 0 | 0 | 0 | 0 | 0
WT_off | 0 | 0 | 0 | 0 | 0 | 0
PseudoUnit | 0 | 0 | 0 | 0 | 0 | 0
FixedInterchange | 0 | 0 | 0 | 0 | 0 | 0
CO2 Emissions (MMshortTons): RMPA
ReportingType | 2015 | 2020 | 2025 | 2030 | 2035 | 2040
BM | 0 | 0 | 0 | 0 | 0 | 0
CC | 4.69 | 4.64 | 8.06 | 4.79 | 1.93 | 1.24
CSP | 0 | 0 | 0 | 0 | 0 | 0
CT | 0 | 0 | 0 | 0 | 0 | 0
Coal | 54.89 | 44.43 | 3.62 | 0.46 | 0.45 | 0.43
Geo | 0 | 0 | 0 | 0 | 0 | 0
H | 0 | 0 | 0 | 0 | 0 | 0
LFG | 0 | 0 | 0 | 0 | 0 | 0
Nuc | 0 | 0 | 0 | 0 | 0 | 0
PS | 0 | 0 | 0 | 0 | 0 | 0
PV | 0 | 0 | 0 | 0 | 0 | 0
PeakG | 0 | 0 | 0 | 0 | 0 | 0
PeakO | 0 | 0 | 0 | 0 | 0 | 0
ST | 0 | 0 | 0 | 0 | 0 | 0
STOG | 0 | 0 | 0 | 0 | 0 | 0
STWD | 0 | 0 | 0 | 0 | 0 | 0
WT | 0 | 0 | 0 | 0 | 0 | 0
IGCC | 0 | 0 | 0 | 0 | 0 | 0
DemandResponse | 0 | 0 | 0 | 0 | 0 | 0
IGCC-CCS | 0 | 0 | 0 | 0 | 0 | 0
WT_off | 0 | 0 | 0 | 0 | 0 | 0
PseudoUnit | 0 | 0 | 0 | 0 | 0 | 0
FixedInterchange | 0 | 0 | 0 | 0 | 0 | 0
CO2 Emissions (MMshortTons): SP15
ReportingType | 2015 | 2020 | 2025 | 2030 | 2035 | 2040
BM | 0 | 0 | 0 | 0 | 0 | 0
CC | 34.39 | 31.1 | 30.5 | 26.14 | 11.96 | 6.5
CSP | 0 | 0 | 0 | 0 | 0 | 0
CT | 0 | 0 | 0 | 0 | 0 | 0
Coal | 1.64 | 0.9 | 0.39 | 0 | 0 | 0
Geo | 0 | 0 | 0 | 0 | 0 | 0
H | 0 | 0 | 0 | 0 | 0 | 0
LFG | 0 | 0 | 0 | 0 | 0 | 0
Nuc | 0 | 0 | 0 | 0 | 0 | 0
PS | 0 | 0 | 0 | 0 | 0 | 0
PV | 0 | 0 | 0 | 0 | 0 | 0
PeakG | 0 | 0 | 0 | 0 | 0 | 0
PeakO | 0 | 0 | 0 | 0 | 0 | 0
ST | 0 | 0 | 0 | 0 | 0 | 0
STOG | 0.27 | 0.12 | 0.26 | 0.11 | 0.04 | 0.02
STWD | 0 | 0 | 0 | 0 | 0 | 0
WT | 0 | 0 | 0 | 0 | 0 | 0
IGCC | 0 | 0 | 0 | 0 | 0 | 0
DemandResponse | 0 | 0 | 0 | 0 | 0 | 0
IGCC-CCS | 0 | 0 | 0 | 0 | 0 | 0
WT_off | 0 | 0 | 0 | 0 | 0 | 0
PseudoUnit | 0 | 0 | 0 | 0 | 0 | 0
FixedInterchange | 0 | 0 | 0 | 0 | 0 | 0
CO2 Emissions (MMshortTons): ALB
ReportingType | 2015 | 2020 | 2025 | 2030 | 2035 | 2040
BM | 0 | 0 | 0 | 0 | 0 | 0
CC | 7.28 | 7.5 | 7.55 | 0 | 0 | 0
CSP | 0 | 0 | 0 | 0 | 0 | 0
CT | 0 | 0 | 0 | 0 | 0 | 0
Coal | 50 | 50 | 49.3 | 0 | 0 | 0
Geo | 0 | 0 | 0 | 0 | 0 | 0
H | 0 | 0 | 0 | 0 | 0 | 0
LFG | 0 | 0 | 0 | 0 | 0 | 0
Nuc | 0 | 0 | 0 | 0 | 0 | 0
PS | 0 | 0 | 0 | 0 | 0 | 0
PV | 0 | 0 | 0 | 0 | 0 | 0
PeakG | 0 | 0 | 0 | 0 | 0 | 0
PeakO | 0 | 0 | 0 | 0 | 0 | 0
ST | 0 | 0 | 0 | 0 | 0 | 0
STOG | 0 | 0 | 0 | 0 | 0 | 0
STWD | 0 | 0 | 0 | 0 | 0 | 0
WT | 0 | 0 | 0 | 0 | 0 | 0
IGCC | 0 | 0 | 0 | 0 | 0 | 0
DemandResponse | 0 | 0 | 0 | 0 | 0 | 0
IGCC-CCS | 0 | 0 | 0 | 0 | 0 | 0
WT_off | 0 | 0 | 0 | 0 | 0 | 0
PseudoUnit | 0 | 0 | 0 | 0 | 0 | 0
FixedInterchange | 0 | 0 | 0 | 0 | 0 | 0
CO2 Emissions (MMshortTons): BC
ReportingType | 2015 | 2020 | 2025 | 2030 | 2035 | 2040
BM | 0 | 0 | 0 | 0 | 0 | 0
CC | 1.8 | 1.8 | 1.8 | 1.14 | 0 | 0
CSP | 0 | 0 | 0 | 0 | 0 | 0
CT | 0 | 0 | 0 | 0 | 0 | 0
Coal | 0 | 0 | 0 | 0 | 0 | 0
Geo | 0 | 0 | 0 | 0 | 0 | 0
H | 0 | 0 | 0 | 0 | 0 | 0
LFG | 0 | 0 | 0 | 0 | 0 | 0
Nuc | 0 | 0 | 0 | 0 | 0 | 0
PS | 0 | 0 | 0 | 0 | 0 | 0
PV | 0 | 0 | 0 | 0 | 0 | 0
PeakG | 0 | 0 | 0 | 0 | 0 | 0
PeakO | 0 | 0 | 0 | 0 | 0 | 0
ST | 0 | 0 | 0 | 0 | 0 | 0
STOG | 0 | 0 | 0 | 0 | 0 | 0
STWD | 0 | 0 | 0 | 0 | 0 | 0
WT | 0 | 0 | 0 | 0 | 0 | 0
IGCC | 0 | 0 | 0 | 0 | 0 | 0
DemandResponse | 0 | 0 | 0 | 0 | 0 | 0
IGCC-CCS | 0 | 0 | 0 | 0 | 0 | 0
WT_off | 0 | 0 | 0 | 0 | 0 | 0
PseudoUnit | 0 | 0 | 0 | 0 | 0 | 0
FixedInterchange | 0 | 0 | 0 | 0 | 0 | 0
CO2 Emissions (MMshortTons): HQ_IESO
ReportingType | 2015 | 2020 | 2025 | 2030 | 2035 | 2040
BM | 0 | 0 | 0 | 0 | 0 | 0
CC | 0 | 0 | 0 | 0 | 0 | 0
CSP | 0 | 0 | 0 | 0 | 0 | 0
CT | 0 | 0 | 0 | 0 | 0 | 0
Coal | 0 | 0 | 0 | 0 | 0 | 0
Geo | 0 | 0 | 0 | 0 | 0 | 0
H | 0 | 0 | 0 | 0 | 0 | 0
LFG | 0 | 0 | 0 | 0 | 0 | 0
Nuc | 0 | 0 | 0 | 0 | 0 | 0
PS | 0 | 0 | 0 | 0 | 0 | 0
PV | 0 | 0 | 0 | 0 | 0 | 0
PeakG | 0 | 0 | 0 | 0 | 0 | 0
PeakO | 0 | 0 | 0 | 0 | 0 | 0
ST | 0 | 0 | 0 | 0 | 0 | 0
STOG | 0 | 0 | 0 | 0 | 0 | 0
STWD | 0 | 0 | 0 | 0 | 0 | 0
WT | 0 | 0 | 0 | 0 | 0 | 0
IGCC | 0 | 0 | 0 | 0 | 0 | 0
DemandResponse | 0 | 0 | 0 | 0 | 0 | 0
IGCC-CCS | 0 | 0 | 0 | 0 | 0 | 0
WT_off | 0 | 0 | 0 | 0 | 0 | 0
PseudoUnit | 0 | 0 | 0 | 0 | 0 | 0
FixedInterchange | 0 | 0 | 0 | 0 | 0 | 0
CO2 Emissions (MMshortTons): HQ_NEISO
ReportingType | 2015 | 2020 | 2025 | 2030 | 2035 | 2040
BM | 0 | 0 | 0 | 0 | 0 | 0
CC | 0 | 0 | 0 | 0 | 0 | 0
CSP | 0 | 0 | 0 | 0 | 0 | 0
CT | 0 | 0 | 0 | 0 | 0 | 0
Coal | 0 | 0 | 0 | 0 | 0 | 0
Geo | 0 | 0 | 0 | 0 | 0 | 0
H | 0 | 0 | 0 | 0 | 0 | 0
LFG | 0 | 0 | 0 | 0 | 0 | 0
Nuc | 0 | 0 | 0 | 0 | 0 | 0
PS | 0 | 0 | 0 | 0 | 0 | 0
PV | 0 | 0 | 0 | 0 | 0 | 0
PeakG | 0 | 0 | 0 | 0 | 0 | 0
PeakO | 0 | 0 | 0 | 0 | 0 | 0
ST | 0 | 0 | 0 | 0 | 0 | 0
STOG | 0 | 0 | 0 | 0 | 0 | 0
STWD | 0 | 0 | 0 | 0 | 0 | 0
WT | 0 | 0 | 0 | 0 | 0 | 0
IGCC | 0 | 0 | 0 | 0 | 0 | 0
DemandResponse | 0 | 0 | 0 | 0 | 0 | 0
IGCC-CCS | 0 | 0 | 0 | 0 | 0 | 0
WT_off | 0 | 0 | 0 | 0 | 0 | 0
PseudoUnit | 0 | 0 | 0 | 0 | 0 | 0
FixedInterchange | 0 | 0 | 0 | 0 | 0 | 0
CO2 Emissions (MMshortTons): HQ_NY
ReportingType | 2015 | 2020 | 2025 | 2030 | 2035 | 2040
BM | 0 | 0 | 0 | 0 | 0 | 0
CC | 0 | 0 | 0 | 0 | 0 | 0
CSP | 0 | 0 | 0 | 0 | 0 | 0
CT | 0 | 0 | 0 | 0 | 0 | 0
Coal | 0 | 0 | 0 | 0 | 0 | 0
Geo | 0 | 0 | 0 | 0 | 0 | 0
H | 0 | 0 | 0 | 0 | 0 | 0
LFG | 0 | 0 | 0 | 0 | 0 | 0
Nuc | 0 | 0 | 0 | 0 | 0 | 0
PS | 0 | 0 | 0 | 0 | 0 | 0
PV | 0 | 0 | 0 | 0 | 0 | 0
PeakG | 0 | 0 | 0 | 0 | 0 | 0
PeakO | 0 | 0 | 0 | 0 | 0 | 0
ST | 0 | 0 | 0 | 0 | 0 | 0
STOG | 0 | 0 | 0 | 0 | 0 | 0
STWD | 0 | 0 | 0 | 0 | 0 | 0
WT | 0 | 0 | 0 | 0 | 0 | 0
IGCC | 0 | 0 | 0 | 0 | 0 | 0
DemandResponse | 0 | 0 | 0 | 0 | 0 | 0
IGCC-CCS | 0 | 0 | 0 | 0 | 0 | 0
WT_off | 0 | 0 | 0 | 0 | 0 | 0
PseudoUnit | 0 | 0 | 0 | 0 | 0 | 0
FixedInterchange | 0 | 0 | 0 | 0 | 0 | 0
CO2 Emissions (MMshortTons): MARITIMES
ReportingType | 2015 | 2020 | 2025 | 2030 | 2035 | 2040
BM | 0 | 0 | 0 | 0 | 0 | 0
CC | 0 | 0 | 0 | 0 | 0 | 0
CSP | 0 | 0 | 0 | 0 | 0 | 0
CT | 0 | 0 | 0 | 0 | 0 | 0
Coal | 0 | 0 | 0 | 0 | 0 | 0
Geo | 0 | 0 | 0 | 0 | 0 | 0
H | 0 | 0 | 0 | 0 | 0 | 0
LFG | 0 | 0 | 0 | 0 | 0 | 0
Nuc | 0 | 0 | 0 | 0 | 0 | 0
PS | 0 | 0 | 0 | 0 | 0 | 0
PV | 0 | 0 | 0 | 0 | 0 | 0
PeakG | 0 | 0 | 0 | 0 | 0 | 0
PeakO | 0 | 0 | 0 | 0 | 0 | 0
ST | 0 | 0 | 0 | 0 | 0 | 0
STOG | 0 | 0 | 0 | 0 | 0 | 0
STWD | 0 | 0 | 0 | 0 | 0 | 0
WT | 0 | 0 | 0 | 0 | 0 | 0
IGCC | 0 | 0 | 0 | 0 | 0 | 0
DemandResponse | 0 | 0 | 0 | 0 | 0 | 0
IGCC-CCS | 0 | 0 | 0 | 0 | 0 | 0
WT_off | 0 | 0 | 0 | 0 | 0 | 0
PseudoUnit | 0 | 0 | 0 | 0 | 0 | 0
FixedInterchange | 0 | 0 | 0 | 0 | 0 | 0
CO2 Emissions (MMshortTons): All
ReportingType | 2015 | 2020 | 2025 | 2030 | 2035 | 2040
BM | 0 | 0 | 0 | 0 | 0 | 0
CC | 633.63 | 761.21 | 757.86 | 590 | 331.92 | 106.51
CSP | 0 | 0 | 0 | 0 | 0 | 0
CT | 0.37 | 0.6 | 0.7 | 0.23 | 0 | 0.01
Coal | 1125.94 | 497.28 | 96.18 | 8.28 | 13.45 | 13.68
Geo | 0 | 0 | 0 | 0 | 0 | 0
H | 0 | 0 | 0 | 0 | 0 | 0
LFG | 0 | 0 | 0 | 0 | 0 | 0
Nuc | 0 | 0 | 0 | 0 | 0 | 0
PS | 0 | 0 | 0 | 0 | 0 | 0
PV | 0 | 0 | 0 | 0 | 0 | 0
PeakG | 1.92 | 2.92 | 3.74 | 3.14 | 2.15 | 1.11
PeakO | 0 | 0 | 0 | 0 | 0 | 0
ST | 0 | 0 | 0 | 0 | 0 | 0
STOG | 4.63 | 4.95 | 3.01 | 2.1 | 0.47 | 0.22
STWD | 0 | 0 | 0 | 0 | 0 | 0
WT | 0 | 0 | 0 | 0 | 0 | 0
IGCC | 4.15 | 4.15 | 0.72 | 0.01 | 0 | 0
DemandResponse | 0 | 0 | 0 | 0 | 0 | 0
IGCC-CCS | 0 | 0 | 0 | 0 | 0 | 0
WT_off | 0 | 0 | 0 | 0 | 0 | 0
PseudoUnit | 0 | 0 | 0 | 0 | 0 | 0
FixedInterchange | 0 | 0 | 0 | 0 | 0 | 0
CO2 Emissions (MMshortTons): EI_US
ReportingType | 2015 | 2020 | 2025 | 2030 | 2035 | 2040
BM | 0 | 0 | 0 | 0 | 0 | 0
CC | 425.16 | 549.6 | 547.57 | 434.93 | 271.89 | 68.18
CSP | 0 | 0 | 0 | 0 | 0 | 0
CT | 0.37 | 0.6 | 0.7 | 0.23 | 0 | 0.01
Coal | 865.02 | 284.47 | 30.94 | 6.86 | 11.57 | 12.02
Geo | 0 | 0 | 0 | 0 | 0 | 0
H | 0 | 0 | 0 | 0 | 0 | 0
LFG | 0 | 0 | 0 | 0 | 0 | 0
Nuc | 0 | 0 | 0 | 0 | 0 | 0
PS | 0 | 0 | 0 | 0 | 0 | 0
PV | 0 | 0 | 0 | 0 | 0 | 0
PeakG | 1.86 | 2.86 | 3.73 | 3.11 | 2.12 | 1.08
PeakO | 0 | 0 | 0 | 0 | 0 | 0
ST | 0 | 0 | 0 | 0 | 0 | 0
STOG | 3.03 | 2.73 | 2.08 | 1.46 | 0.44 | 0.2
STWD | 0 | 0 | 0 | 0 | 0 | 0
WT | 0 | 0 | 0 | 0 | 0 | 0
IGCC | 4.15 | 4.15 | 0.72 | 0.01 | 0 | 0
DemandResponse | 0 | 0 | 0 | 0 | 0 | 0
IGCC-CCS | 0 | 0 | 0 | 0 | 0 | 0
WT_off | 0 | 0 | 0 | 0 | 0 | 0
PseudoUnit | 0 | 0 | 0 | 0 | 0 | 0
FixedInterchange | 0 | 0 | 0 | 0 | 0 | 0
CO2 Emissions (MMshortTons): EI_Canada
ReportingType | 2015 | 2020 | 2025 | 2030 | 2035 | 2040
BM | 0 | 0 | 0 | 0 | 0 | 0
CC | 3.24 | 3.24 | 0.2 | 0 | 0 | 0
CSP | 0 | 0 | 0 | 0 | 0 | 0
CT | 0 | 0 | 0 | 0 | 0 | 0
Coal | 0.29 | 0.05 | 0 | 0 | 0 | 0
Geo | 0 | 0 | 0 | 0 | 0 | 0
H | 0 | 0 | 0 | 0 | 0 | 0
LFG | 0 | 0 | 0 | 0 | 0 | 0
Nuc | 0 | 0 | 0 | 0 | 0 | 0
PS | 0 | 0 | 0 | 0 | 0 | 0
PV | 0 | 0 | 0 | 0 | 0 | 0
PeakG | 0.06 | 0.05 | 0 | 0 | 0 | 0
PeakO | 0 | 0 | 0 | 0 | 0 | 0
ST | 0 | 0 | 0 | 0 | 0 | 0
STOG | 0.01 | 0 | 0 | 0 | 0 | 0
STWD | 0 | 0 | 0 | 0 | 0 | 0
WT | 0 | 0 | 0 | 0 | 0 | 0
IGCC | 0 | 0 | 0 | 0 | 0 | 0
DemandResponse | 0 | 0 | 0 | 0 | 0 | 0
IGCC-CCS | 0 | 0 | 0 | 0 | 0 | 0
WT_off | 0 | 0 | 0 | 0 | 0 | 0
PseudoUnit | 0 | 0 | 0 | 0 | 0 | 0
FixedInterchange | 0 | 0 | 0 | 0 | 0 | 0
CO2 Emissions (MMshortTons): EI
ReportingType | 2015 | 2020 | 2025 | 2030 | 2035 | 2040
BM | 0 | 0 | 0 | 0 | 0 | 0
CC | 428.4 | 552.84 | 547.78 | 434.93 | 271.89 | 68.18
CSP | 0 | 0 | 0 | 0 | 0 | 0
CT | 0.37 | 0.6 | 0.7 | 0.23 | 0 | 0.01
Coal | 865.31 | 284.52 | 30.94 | 6.86 | 11.57 | 12.02
Geo | 0 | 0 | 0 | 0 | 0 | 0
H | 0 | 0 | 0 | 0 | 0 | 0
LFG | 0 | 0 | 0 | 0 | 0 | 0
Nuc | 0 | 0 | 0 | 0 | 0 | 0
PS | 0 | 0 | 0 | 0 | 0 | 0
PV | 0 | 0 | 0 | 0 | 0 | 0
PeakG | 1.92 | 2.92 | 3.73 | 3.11 | 2.12 | 1.08
PeakO | 0 | 0 | 0 | 0 | 0 | 0
ST | 0 | 0 | 0 | 0 | 0 | 0
STOG | 3.04 | 2.73 | 2.08 | 1.46 | 0.44 | 0.2
STWD | 0 | 0 | 0 | 0 | 0 | 0
WT | 0 | 0 | 0 | 0 | 0 | 0
IGCC | 4.15 | 4.15 | 0.72 | 0.01 | 0 | 0
DemandResponse | 0 | 0 | 0 | 0 | 0 | 0
IGCC-CCS | 0 | 0 | 0 | 0 | 0 | 0
WT_off | 0 | 0 | 0 | 0 | 0 | 0
PseudoUnit | 0 | 0 | 0 | 0 | 0 | 0
FixedInterchange | 0 | 0 | 0 | 0 | 0 | 0
CO2 Emissions (MMshortTons): Outside_EI
ReportingType | 2015 | 2020 | 2025 | 2030 | 2035 | 2040
BM | 0 | 0 | 0 | 0 | 0 | 0
CC | 205.23 | 208.37 | 210.09 | 155.07 | 60.02 | 38.33
CSP | 0 | 0 | 0 | 0 | 0 | 0
CT | 0 | 0 | 0 | 0.01 | 0 | 0
Coal | 260.63 | 212.77 | 65.24 | 1.41 | 1.88 | 1.66
Geo | 0 | 0 | 0 | 0 | 0 | 0
H | 0 | 0 | 0 | 0 | 0 | 0
LFG | 0 | 0 | 0 | 0 | 0 | 0
Nuc | 0 | 0 | 0 | 0 | 0 | 0
PS | 0 | 0 | 0 | 0 | 0 | 0
PV | 0 | 0 | 0 | 0 | 0 | 0
PeakG | 0 | 0 | 0 | 0.03 | 0.03 | 0.03
PeakO | 0 | 0 | 0 | 0 | 0 | 0
ST | 0 | 0 | 0 | 0 | 0 | 0
STOG | 1.59 | 2.22 | 0.92 | 0.64 | 0.04 | 0.02
STWD | 0 | 0 | 0 | 0 | 0 | 0
WT | 0 | 0 | 0 | 0 | 0 | 0
IGCC | 0 | 0 | 0 | 0 | 0 | 0
DemandResponse | 0 | 0 | 0 | 0 | 0 | 0
IGCC-CCS | 0 | 0 | 0 | 0 | 0 | 0
WT_off | 0 | 0 | 0 | 0 | 0 | 0
PseudoUnit | 0 | 0 | 0 | 0 | 0 | 0
FixedInterchange | 0 | 0 | 0 | 0 | 0 | 0
CO2 Emissions (MMmetricTons): Entergy
ReportingType | 2015 | 2020 | 2025 | 2030 | 2035 | 2040
BM | 0 | 0 | 0 | 0 | 0 | 0
CC | 27.5 | 37.98 | 37.22 | 32 | 14.78 | 3.59
CSP | 0 | 0 | 0 | 0 | 0 | 0
CT | 0 | 0 | 0 | 0 | 0 | 0
Coal | 54.04 | 4.91 | 0.52 | 0.01 | 0 | 0
Geo | 0 | 0 | 0 | 0 | 0 | 0
H | 0 | 0 | 0 | 0 | 0 | 0
LFG | 0 | 0 | 0 | 0 | 0 | 0
Nuc | 0 | 0 | 0 | 0 | 0 | 0
PS | 0 | 0 | 0 | 0 | 0 | 0
PV | 0 | 0 | 0 | 0 | 0 | 0
PeakG | 0 | 0 | 0 | 0 | 0 | 0
PeakO | 0 | 0 | 0 | 0 | 0 | 0
ST | 0 | 0 | 0 | 0 | 0 | 0
STOG | 0.23 | 0.32 | 0 | 0 | 0 | 0
STWD | 0 | 0 | 0 | 0 | 0 | 0
WT | 0 | 0 | 0 | 0 | 0 | 0
IGCC | 0 | 0 | 0 | 0 | 0 | 0
DemandResponse | 0 | 0 | 0 | 0 | 0 | 0
IGCC-CCS | 0 | 0 | 0 | 0 | 0 | 0
WT_off | 0 | 0 | 0 | 0 | 0 | 0
PseudoUnit | 0 | 0 | 0 | 0 | 0 | 0
FixedInterchange | 0 | 0 | 0 | 0 | 0 | 0
CO2 Emissions (MMmetricTons): FRCC
ReportingType | 2015 | 2020 | 2025 | 2030 | 2035 | 2040
BM | 0 | 0 | 0 | 0 | 0 | 0
CC | 68.78 | 71.62 | 69.31 | 38.24 | 15.54 | 9.92
CSP | 0 | 0 | 0 | 0 | 0 | 0
CT | 0.28 | 0.49 | 0.54 | 0.2 | 0 | 0
Coal | 17.18 | 6.55 | 1.17 | 0.17 | 0.49 | 0.59
Geo | 0 | 0 | 0 | 0 | 0 | 0
H | 0 | 0 | 0 | 0 | 0 | 0
LFG | 0 | 0 | 0 | 0 | 0 | 0
Nuc | 0 | 0 | 0 | 0 | 0 | 0
PS | 0 | 0 | 0 | 0 | 0 | 0
PV | 0 | 0 | 0 | 0 | 0 | 0
PeakG | 0.23 | 0.37 | 0.34 | 0.04 | 0.06 | 0.04
PeakO | 0 | 0 | 0 | 0 | 0 | 0
ST | 0 | 0 | 0 | 0 | 0 | 0
STOG | 0 | 0 | 0 | 0 | 0 | 0
STWD | 0 | 0 | 0 | 0 | 0 | 0
WT | 0 | 0 | 0 | 0 | 0 | 0
IGCC | 0 | 0 | 0 | 0 | 0 | 0
DemandResponse | 0 | 0 | 0 | 0 | 0 | 0
IGCC-CCS | 0 | 0 | 0 | 0 | 0 | 0
WT_off | 0 | 0 | 0 | 0 | 0 | 0
PseudoUnit | 0 | 0 | 0 | 0 | 0 | 0
FixedInterchange | 0 | 0 | 0 | 0 | 0 | 0
CO2 Emissions (MMmetricTons): MAPP_US
ReportingType | 2015 | 2020 | 2025 | 2030 | 2035 | 2040
BM | 0 | 0 | 0 | 0 | 0 | 0
CC | 0.48 | 0.08 | 0.12 | 0.07 | 0.07 | 0.04
CSP | 0 | 0 | 0 | 0 | 0 | 0
CT | 0 | 0 | 0 | 0 | 0 | 0
Coal | 11.28 | 4.01 | 0 | 0 | 0 | 0
Geo | 0 | 0 | 0 | 0 | 0 | 0
H | 0 | 0 | 0 | 0 | 0 | 0
LFG | 0 | 0 | 0 | 0 | 0 | 0
Nuc | 0 | 0 | 0 | 0 | 0 | 0
PS | 0 | 0 | 0 | 0 | 0 | 0
PV | 0 | 0 | 0 | 0 | 0 | 0
PeakG | 0.04 | 0.07 | 0.04 | 0.07 | 0.05 | 0.04
PeakO | 0 | 0 | 0 | 0 | 0 | 0
ST | 0 | 0 | 0 | 0 | 0 | 0
STOG | 0 | 0 | 0 | 0 | 0 | 0
STWD | 0 | 0 | 0 | 0 | 0 | 0
WT | 0 | 0 | 0 | 0 | 0 | 0
IGCC | 0 | 0 | 0 | 0 | 0 | 0
DemandResponse | 0 | 0 | 0 | 0 | 0 | 0
IGCC-CCS | 0 | 0 | 0 | 0 | 0 | 0
WT_off | 0 | 0 | 0 | 0 | 0 | 0
PseudoUnit | 0 | 0 | 0 | 0 | 0 | 0
FixedInterchange | 0 | 0 | 0 | 0 | 0 | 0
CO2 Emissions (MMmetricTons): MISO_IN
ReportingType | 2015 | 2020 | 2025 | 2030 | 2035 | 2040
BM | 0 | 0 | 0 | 0 | 0 | 0
CC | 9.67 | 52.93 | 53.44 | 48.79 | 41.7 | 9.44
CSP | 0 | 0 | 0 | 0 | 0 | 0
CT | 0 | 0 | 0 | 0 | 0 | 0
Coal | 47.93 | 19.18 | 2.5 | 0.65 | 2.01 | 2.07
Geo | 0 | 0 | 0 | 0 | 0 | 0
H | 0 | 0 | 0 | 0 | 0 | 0
LFG | 0 | 0 | 0 | 0 | 0 | 0
Nuc | 0 | 0 | 0 | 0 | 0 | 0
PS | 0 | 0 | 0 | 0 | 0 | 0
PV | 0 | 0 | 0 | 0 | 0 | 0
PeakG | 0 | 0 | 0 | 0 | 0 | 0
PeakO | 0 | 0 | 0 | 0 | 0 | 0
ST | 0 | 0 | 0 | 0 | 0 | 0
STOG | 0.02 | 0.02 | 0.02 | 0.02 | 0 | 0
STWD | 0 | 0 | 0 | 0 | 0 | 0
WT | 0 | 0 | 0 | 0 | 0 | 0
IGCC | 3.76 | 3.76 | 0.65 | 0 | 0 | 0
DemandResponse | 0 | 0 | 0 | 0 | 0 | 0
IGCC-CCS | 0 | 0 | 0 | 0 | 0 | 0
WT_off | 0 | 0 | 0 | 0 | 0 | 0
PseudoUnit | 0 | 0 | 0 | 0 | 0 | 0
FixedInterchange | 0 | 0 | 0 | 0 | 0 | 0
CO2 Emissions (MMmetricTons): MISO_MI
ReportingType | 2015 | 2020 | 2025 | 2030 | 2035 | 2040
BM | 0 | 0 | 0 | 0 | 0 | 0
CC | 7.8 | 6.84 | 7.49 | 4.7 | 3.41 | 0.22
CSP | 0 | 0 | 0 | 0 | 0 | 0
CT | 0 | 0 | 0 | 0 | 0 | 0
Coal | 23.55 | 0 | 0 | 0 | 0 | 0
Geo | 0 | 0 | 0 | 0 | 0 | 0
H | 0 | 0 | 0 | 0 | 0 | 0
LFG | 0 | 0 | 0 | 0 | 0 | 0
Nuc | 0 | 0 | 0 | 0 | 0 | 0
PS | 0 | 0 | 0 | 0 | 0 | 0
PV | 0 | 0 | 0 | 0 | 0 | 0
PeakG | 0 | 0 | 0.01 | 0 | 0 | 0
PeakO | 0 | 0 | 0 | 0 | 0 | 0
ST | 0 | 0 | 0 | 0 | 0 | 0
STOG | 0.18 | 0.06 | 0.06 | 0.07 | 0.01 | 0
STWD | 0 | 0 | 0 | 0 | 0 | 0
WT | 0 | 0 | 0 | 0 | 0 | 0
IGCC | 0 | 0 | 0 | 0 | 0 | 0
DemandResponse | 0 | 0 | 0 | 0 | 0 | 0
IGCC-CCS | 0 | 0 | 0 | 0 | 0 | 0
WT_off | 0 | 0 | 0 | 0 | 0 | 0
PseudoUnit | 0 | 0 | 0 | 0 | 0 | 0
FixedInterchange | 0 | 0 | 0 | 0 | 0 | 0
CO2 Emissions (MMmetricTons): MISO_MO-IL
ReportingType | 2015 | 2020 | 2025 | 2030 | 2035 | 2040
BM | 0 | 0 | 0 | 0 | 0 | 0
CC | 1.07 | 5.75 | 5.56 | 3.17 | 1.8 | 0.71
CSP | 0 | 0 | 0 | 0 | 0 | 0
CT | 0 | 0 | 0 | 0 | 0 | 0
Coal | 70.63 | 15.07 | 3.06 | 0.15 | 0.4 | 0.4
Geo | 0 | 0 | 0 | 0 | 0 | 0
H | 0 | 0 | 0 | 0 | 0 | 0
LFG | 0 | 0 | 0 | 0 | 0 | 0
Nuc | 0 | 0 | 0 | 0 | 0 | 0
PS | 0 | 0 | 0 | 0 | 0 | 0
PV | 0 | 0 | 0 | 0 | 0 | 0
PeakG | 0.13 | 0.34 | 0.07 | 0.45 | 0.26 | 0.16
PeakO | 0 | 0 | 0 | 0 | 0 | 0
ST | 0 | 0 | 0 | 0 | 0 | 0
STOG | 0 | 0.01 | 0 | 0 | 0 | 0
STWD | 0 | 0 | 0 | 0 | 0 | 0
WT | 0 | 0 | 0 | 0 | 0 | 0
IGCC | 0 | 0 | 0 | 0 | 0 | 0
DemandResponse | 0 | 0 | 0 | 0 | 0 | 0
IGCC-CCS | 0 | 0 | 0 | 0 | 0 | 0
WT_off | 0 | 0 | 0 | 0 | 0 | 0
PseudoUnit | 0 | 0 | 0 | 0 | 0 | 0
FixedInterchange | 0 | 0 | 0 | 0 | 0 | 0
CO2 Emissions (MMmetricTons): MISO_W
ReportingType | 2015 | 2020 | 2025 | 2030 | 2035 | 2040
BM | 0 | 0 | 0 | 0 | 0 | 0
CC | 3.35 | 4.25 | 1.22 | 1.21 | 0.79 | 0.66
CSP | 0 | 0 | 0 | 0 | 0 | 0
CT | 0 | 0 | 0 | 0 | 0 | 0
Coal | 71.25 | 29.42 | 1.38 | 0.37 | 0.37 | 0.37
Geo | 0 | 0 | 0 | 0 | 0 | 0
H | 0 | 0 | 0 | 0 | 0 | 0
LFG | 0 | 0 | 0 | 0 | 0 | 0
Nuc | 0 | 0 | 0 | 0 | 0 | 0
PS | 0 | 0 | 0 | 0 | 0 | 0
PV | 0 | 0 | 0 | 0 | 0 | 0
PeakG | 0.15 | 0.26 | 0.02 | 0.1 | 0.15 | 0.01
PeakO | 0 | 0 | 0 | 0 | 0 | 0
ST | 0 | 0 | 0 | 0 | 0 | 0
STOG | 0 | 0 | 0 | 0 | 0 | 0
STWD | 0 | 0 | 0 | 0 | 0 | 0
WT | 0 | 0 | 0 | 0 | 0 | 0
IGCC | 0 | 0 | 0 | 0 | 0 | 0
DemandResponse | 0 | 0 | 0 | 0 | 0 | 0
IGCC-CCS | 0 | 0 | 0 | 0 | 0 | 0
WT_off | 0 | 0 | 0 | 0 | 0 | 0
PseudoUnit | 0 | 0 | 0 | 0 | 0 | 0
FixedInterchange | 0 | 0 | 0 | 0 | 0 | 0
CO2 Emissions (MMmetricTons): MISO_WUMS
ReportingType | 2015 | 2020 | 2025 | 2030 | 2035 | 2040
BM | 0 | 0 | 0 | 0 | 0 | 0
CC | 17.84 | 23.86 | 20.89 | 17.98 | 17.43 | 2.07
CSP | 0 | 0 | 0 | 0 | 0 | 0
CT | 0 | 0 | 0 | 0 | 0 | 0
Coal | 11.28 | 1.31 | 0.49 | 0.12 | 0.29 | 0.45
Geo | 0 | 0 | 0 | 0 | 0 | 0
H | 0 | 0 | 0 | 0 | 0 | 0
LFG | 0 | 0 | 0 | 0 | 0 | 0
Nuc | 0 | 0 | 0 | 0 | 0 | 0
PS | 0 | 0 | 0 | 0 | 0 | 0
PV | 0 | 0 | 0 | 0 | 0 | 0
PeakG | 0 | 0 | 0 | 0 | 0 | 0
PeakO | 0 | 0 | 0 | 0 | 0 | 0
ST | 0 | 0 | 0 | 0 | 0 | 0
STOG | 0 | 0 | 0 | 0 | 0 | 0
STWD | 0 | 0 | 0 | 0 | 0 | 0
WT | 0 | 0 | 0 | 0 | 0 | 0
IGCC | 0 | 0 | 0 | 0 | 0 | 0
DemandResponse | 0 | 0 | 0 | 0 | 0 | 0
IGCC-CCS | 0 | 0 | 0 | 0 | 0 | 0
WT_off | 0 | 0 | 0 | 0 | 0 | 0
PseudoUnit | 0 | 0 | 0 | 0 | 0 | 0
FixedInterchange | 0 | 0 | 0 | 0 | 0 | 0
CO2 Emissions (MMmetricTons): Nebraska
ReportingType | 2015 | 2020 | 2025 | 2030 | 2035 | 2040
BM | 0 | 0 | 0 | 0 | 0 | 0
CC | 0.78 | 5.66 | 5.64 | 4.39 | 2.63 | 1.3
CSP | 0 | 0 | 0 | 0 | 0 | 0
CT | 0 | 0 | 0 | 0 | 0 | 0
Coal | 32.1 | 2.6 | 0.57 | 0.39 | 0.35 | 0.35
Geo | 0 | 0 | 0 | 0 | 0 | 0
H | 0 | 0 | 0 | 0 | 0 | 0
LFG | 0 | 0 | 0 | 0 | 0 | 0
Nuc | 0 | 0 | 0 | 0 | 0 | 0
PS | 0 | 0 | 0 | 0 | 0 | 0
PV | 0 | 0 | 0 | 0 | 0 | 0
PeakG | 0.02 | 0 | 0 | 0.02 | 0.01 | 0
PeakO | 0 | 0 | 0 | 0 | 0 | 0
ST | 0 | 0 | 0 | 0 | 0 | 0
STOG | 0 | 0 | 0 | 0 | 0 | 0
STWD | 0 | 0 | 0 | 0 | 0 | 0
WT | 0 | 0 | 0 | 0 | 0 | 0
IGCC | 0 | 0 | 0 | 0 | 0 | 0
DemandResponse | 0 | 0 | 0 | 0 | 0 | 0
IGCC-CCS | 0 | 0 | 0 | 0 | 0 | 0
WT_off | 0 | 0 | 0 | 0 | 0 | 0
PseudoUnit | 0 | 0 | 0 | 0 | 0 | 0
FixedInterchange | 0 | 0 | 0 | 0 | 0 | 0
CO2 Emissions (MMmetricTons): NEISO
ReportingType | 2015 | 2020 | 2025 | 2030 | 2035 | 2040
BM | 0 | 0 | 0 | 0 | 0 | 0
CC | 12.52 | 7.24 | 4.16 | 2.67 | 2.01 | 1.62
CSP | 0 | 0 | 0 | 0 | 0 | 0
CT | 0 | 0 | 0 | 0 | 0 | 0
Coal | 0.03 | 0 | 0 | 0 | 0 | 0
Geo | 0 | 0 | 0 | 0 | 0 | 0
H | 0 | 0 | 0 | 0 | 0 | 0
LFG | 0 | 0 | 0 | 0 | 0 | 0
Nuc | 0 | 0 | 0 | 0 | 0 | 0
PS | 0 | 0 | 0 | 0 | 0 | 0
PV | 0 | 0 | 0 | 0 | 0 | 0
PeakG | 0 | 0.02 | 0.01 | 0 | 0.01 | 0.01
PeakO | 0 | 0 | 0 | 0 | 0 | 0
ST | 0 | 0 | 0 | 0 | 0 | 0
STOG | 0 | 0 | 0 | 0 | 0 | 0
STWD | 0 | 0 | 0 | 0 | 0 | 0
WT | 0 | 0 | 0 | 0 | 0 | 0
IGCC | 0 | 0 | 0 | 0 | 0 | 0
DemandResponse | 0 | 0 | 0 | 0 | 0 | 0
IGCC-CCS | 0 | 0 | 0 | 0 | 0 | 0
WT_off | 0 | 0 | 0 | 0 | 0 | 0
PseudoUnit | 0 | 0 | 0 | 0 | 0 | 0
FixedInterchange | 0 | 0 | 0 | 0 | 0 | 0
CO2 Emissions (MMmetricTons): NonRTO_Midwest
ReportingType | 2015 | 2020 | 2025 | 2030 | 2035 | 2040
BM | 0 | 0 | 0 | 0 | 0 | 0
CC | 7.49 | 14.71 | 14.71 | 14.54 | 12.27 | 0.6
CSP | 0 | 0 | 0 | 0 | 0 | 0
CT | 0 | 0 | 0 | 0 | 0 | 0
Coal | 34.07 | 14.09 | 2.62 | 0.63 | 0.74 | 0.74
Geo | 0 | 0 | 0 | 0 | 0 | 0
H | 0 | 0 | 0 | 0 | 0 | 0
LFG | 0 | 0 | 0 | 0 | 0 | 0
Nuc | 0 | 0 | 0 | 0 | 0 | 0
PS | 0 | 0 | 0 | 0 | 0 | 0
PV | 0 | 0 | 0 | 0 | 0 | 0
PeakG | 0.09 | 0.02 | 0.12 | 0.14 | 0.03 | 0
PeakO | 0 | 0 | 0 | 0 | 0 | 0
ST | 0 | 0 | 0 | 0 | 0 | 0
STOG | 0 | 0 | 0 | 0 | 0 | 0
STWD | 0 | 0 | 0 | 0 | 0 | 0
WT | 0 | 0 | 0 | 0 | 0 | 0
IGCC | 0 | 0 | 0 | 0 | 0 | 0
DemandResponse | 0 | 0 | 0 | 0 | 0 | 0
IGCC-CCS | 0 | 0 | 0 | 0 | 0 | 0
WT_off | 0 | 0 | 0 | 0 | 0 | 0
PseudoUnit | 0 | 0 | 0 | 0 | 0 | 0
FixedInterchange | 0 | 0 | 0 | 0 | 0 | 0
CO2 Emissions (MMmetricTons): NYISO_A-F
ReportingType | 2015 | 2020 | 2025 | 2030 | 2035 | 2040
BM | 0 | 0 | 0 | 0 | 0 | 0
CC | 2.2 | 2.11 | 1.42 | 1.35 | 0.21 | 0.13
CSP | 0 | 0 | 0 | 0 | 0 | 0
CT | 0 | 0 | 0 | 0 | 0 | 0
Coal | 0 | 0 | 0 | 0 | 0 | 0
Geo | 0 | 0 | 0 | 0 | 0 | 0
H | 0 | 0 | 0 | 0 | 0 | 0
LFG | 0 | 0 | 0 | 0 | 0 | 0
Nuc | 0 | 0 | 0 | 0 | 0 | 0
PS | 0 | 0 | 0 | 0 | 0 | 0
PV | 0 | 0 | 0 | 0 | 0 | 0
PeakG | 0 | 0 | 0 | 0 | 0 | 0
PeakO | 0 | 0 | 0 | 0 | 0 | 0
ST | 0 | 0 | 0 | 0 | 0 | 0
STOG | 0 | 0 | 0 | 0 | 0 | 0
STWD | 0 | 0 | 0 | 0 | 0 | 0
WT | 0 | 0 | 0 | 0 | 0 | 0
IGCC | 0 | 0 | 0 | 0 | 0 | 0
DemandResponse | 0 | 0 | 0 | 0 | 0 | 0
IGCC-CCS | 0 | 0 | 0 | 0 | 0 | 0
WT_off | 0 | 0 | 0 | 0 | 0 | 0
PseudoUnit | 0 | 0 | 0 | 0 | 0 | 0
FixedInterchange | 0 | 0 | 0 | 0 | 0 | 0
CO2 Emissions (MMmetricTons): NYISO_G-I
ReportingType | 2015 | 2020 | 2025 | 2030 | 2035 | 2040
BM | 0 | 0 | 0 | 0 | 0 | 0
CC | 0.89 | 0.91 | 0.92 | 0.46 | 0.43 | 0.25
CSP | 0 | 0 | 0 | 0 | 0 | 0
CT | 0 | 0 | 0 | 0 | 0 | 0
Coal | 0 | 0 | 0 | 0 | 0 | 0
Geo | 0 | 0 | 0 | 0 | 0 | 0
H | 0 | 0 | 0 | 0 | 0 | 0
LFG | 0 | 0 | 0 | 0 | 0 | 0
Nuc | 0 | 0 | 0 | 0 | 0 | 0
PS | 0 | 0 | 0 | 0 | 0 | 0
PV | 0 | 0 | 0 | 0 | 0 | 0
PeakG | 0 | 0 | 0 | 0 | 0 | 0
PeakO | 0 | 0 | 0 | 0 | 0 | 0
ST | 0 | 0 | 0 | 0 | 0 | 0
STOG | 0 | 0 | 0 | 0 | 0 | 0
STWD | 0 | 0 | 0 | 0 | 0 | 0
WT | 0 | 0 | 0 | 0 | 0 | 0
IGCC | 0 | 0 | 0 | 0 | 0 | 0
DemandResponse | 0 | 0 | 0 | 0 | 0 | 0
IGCC-CCS | 0 | 0 | 0 | 0 | 0 | 0
WT_off | 0 | 0 | 0 | 0 | 0 | 0
PseudoUnit | 0 | 0 | 0 | 0 | 0 | 0
FixedInterchange | 0 | 0 | 0 | 0 | 0 | 0
CO2 Emissions (MMmetricTons): NYISO_J-K
ReportingType | 2015 | 2020 | 2025 | 2030 | 2035 | 2040
BM | 0 | 0 | 0 | 0 | 0 | 0
CC | 7.31 | 7.09 | 5.84 | 4.96 | 4.37 | 3.35
CSP | 0 | 0 | 0 | 0 | 0 | 0
CT | 0 | 0 | 0 | 0 | 0 | 0
Coal | 0 | 0 | 0 | 0 | 0 | 0
Geo | 0 | 0 | 0 | 0 | 0 | 0
H | 0 | 0 | 0 | 0 | 0 | 0
LFG | 0 | 0 | 0 | 0 | 0 | 0
Nuc | 0 | 0 | 0 | 0 | 0 | 0
PS | 0 | 0 | 0 | 0 | 0 | 0
PV | 0 | 0 | 0 | 0 | 0 | 0
PeakG | 0.03 | 0.04 | 0.07 | 0.06 | 0.19 | 0.14
PeakO | 0 | 0 | 0 | 0 | 0 | 0
ST | 0 | 0 | 0 | 0 | 0 | 0
STOG | 0.25 | 0.35 | 0.54 | 0.51 | 0.23 | 0.15
STWD | 0 | 0 | 0 | 0 | 0 | 0
WT | 0 | 0 | 0 | 0 | 0 | 0
IGCC | 0 | 0 | 0 | 0 | 0 | 0
DemandResponse | 0 | 0 | 0 | 0 | 0 | 0
IGCC-CCS | 0 | 0 | 0 | 0 | 0 | 0
WT_off | 0 | 0 | 0 | 0 | 0 | 0
PseudoUnit | 0 | 0 | 0 | 0 | 0 | 0
FixedInterchange | 0 | 0 | 0 | 0 | 0 | 0
CO2 Emissions (MMmetricTons): PJM_E
ReportingType | 2015 | 2020 | 2025 | 2030 | 2035 | 2040
BM | 0 | 0 | 0 | 0 | 0 | 0
CC | 16.51 | 18.31 | 20.61 | 16.52 | 13.37 | 6.76
CSP | 0 | 0 | 0 | 0 | 0 | 0
CT | 0 | 0 | 0 | 0 | 0 | 0
Coal | 0.62 | 0.32 | 0.19 | 0 | 0.08 | 0.17
Geo | 0 | 0 | 0 | 0 | 0 | 0
H | 0 | 0 | 0 | 0 | 0 | 0
LFG | 0 | 0 | 0 | 0 | 0 | 0
Nuc | 0 | 0 | 0 | 0 | 0 | 0
PS | 0 | 0 | 0 | 0 | 0 | 0
PV | 0 | 0 | 0 | 0 | 0 | 0
PeakG | 0.02 | 0.15 | 0.28 | 0.46 | 0.22 | 0.15
PeakO | 0 | 0 | 0 | 0 | 0 | 0
ST | 0 | 0 | 0 | 0 | 0 | 0
STOG | 0.16 | 0.28 | 0 | 0 | 0 | 0
STWD | 0 | 0 | 0 | 0 | 0 | 0
WT | 0 | 0 | 0 | 0 | 0 | 0
IGCC | 0 | 0 | 0 | 0 | 0 | 0
DemandResponse | 0 | 0 | 0 | 0 | 0 | 0
IGCC-CCS | 0 | 0 | 0 | 0 | 0 | 0
WT_off | 0 | 0 | 0 | 0 | 0 | 0
PseudoUnit | 0 | 0 | 0 | 0 | 0 | 0
FixedInterchange | 0 | 0 | 0 | 0 | 0 | 0
CO2 Emissions (MMmetricTons): PJM_ROM
ReportingType | 2015 | 2020 | 2025 | 2030 | 2035 | 2040
BM | 0 | 0 | 0 | 0 | 0 | 0
CC | 7.56 | 8.57 | 9.54 | 7.37 | 5.75 | 2.44
CSP | 0 | 0 | 0 | 0 | 0 | 0
CT | 0 | 0 | 0 | 0 | 0 | 0
Coal | 12.01 | 3.44 | 0.46 | 0.15 | 0.29 | 0.29
Geo | 0 | 0 | 0 | 0 | 0 | 0
H | 0 | 0 | 0 | 0 | 0 | 0
LFG | 0 | 0 | 0 | 0 | 0 | 0
Nuc | 0 | 0 | 0 | 0 | 0 | 0
PS | 0 | 0 | 0 | 0 | 0 | 0
PV | 0 | 0 | 0 | 0 | 0 | 0
PeakG | 0 | 0.01 | 0.03 | 0.18 | 0.1 | 0.09
PeakO | 0 | 0 | 0 | 0 | 0 | 0
ST | 0 | 0 | 0 | 0 | 0 | 0
STOG | 0.39 | 0.63 | 0 | 0 | 0 | 0
STWD | 0 | 0 | 0 | 0 | 0 | 0
WT | 0 | 0 | 0 | 0 | 0 | 0
IGCC | 0 | 0 | 0 | 0 | 0 | 0
DemandResponse | 0 | 0 | 0 | 0 | 0 | 0
IGCC-CCS | 0 | 0 | 0 | 0 | 0 | 0
WT_off | 0 | 0 | 0 | 0 | 0 | 0
PseudoUnit | 0 | 0 | 0 | 0 | 0 | 0
FixedInterchange | 0 | 0 | 0 | 0 | 0 | 0
CO2 Emissions (MMmetricTons): PJM_ROR
ReportingType | 2015 | 2020 | 2025 | 2030 | 2035 | 2040
BM | 0 | 0 | 0 | 0 | 0 | 0
CC | 59.75 | 74.64 | 78.96 | 69.8 | 57.16 | 4.25
CSP | 0 | 0 | 0 | 0 | 0 | 0
CT | 0 | 0 | 0 | 0 | 0 | 0
Coal | 171.36 | 92.19 | 9.88 | 1.94 | 3.37 | 3.37
Geo | 0 | 0 | 0 | 0 | 0 | 0
H | 0 | 0 | 0 | 0 | 0 | 0
LFG | 0 | 0 | 0 | 0 | 0 | 0
Nuc | 0 | 0 | 0 | 0 | 0 | 0
PS | 0 | 0 | 0 | 0 | 0 | 0
PV | 0 | 0 | 0 | 0 | 0 | 0
PeakG | 0.51 | 0.62 | 1.1 | 0.97 | 0.69 | 0.25
PeakO | 0 | 0 | 0 | 0 | 0 | 0
ST | 0 | 0 | 0 | 0 | 0 | 0
STOG | 0.23 | 0.44 | 0.42 | 0 | 0 | 0
STWD | 0 | 0 | 0 | 0 | 0 | 0
WT | 0 | 0 | 0 | 0 | 0 | 0
IGCC | 0 | 0 | 0 | 0 | 0 | 0
DemandResponse | 0 | 0 | 0 | 0 | 0 | 0
IGCC-CCS | 0 | 0 | 0 | 0 | 0 | 0
WT_off | 0 | 0 | 0 | 0 | 0 | 0
PseudoUnit | 0 | 0 | 0 | 0 | 0 | 0
FixedInterchange | 0 | 0 | 0 | 0 | 0 | 0
CO2 Emissions (MMmetricTons): SOCO
ReportingType | 2015 | 2020 | 2025 | 2030 | 2035 | 2040
BM | 0 | 0 | 0 | 0 | 0 | 0
CC | 54.11 | 63.07 | 65.01 | 41.06 | 15.55 | 2.73
CSP | 0 | 0 | 0 | 0 | 0 | 0
CT | 0 | 0 | 0 | 0 | 0 | 0
Coal | 35.64 | 11.81 | 0.66 | 0.87 | 0.87 | 0.87
Geo | 0 | 0 | 0 | 0 | 0 | 0
H | 0 | 0 | 0 | 0 | 0 | 0
LFG | 0 | 0 | 0 | 0 | 0 | 0
Nuc | 0 | 0 | 0 | 0 | 0 | 0
PS | 0 | 0 | 0 | 0 | 0 | 0
PV | 0 | 0 | 0 | 0 | 0 | 0
PeakG | 0.41 | 0.58 | 1.07 | 0.07 | 0.08 | 0.03
PeakO | 0 | 0 | 0 | 0 | 0 | 0
ST | 0 | 0 | 0 | 0 | 0 | 0
STOG | 0 | 0 | 0 | 0 | 0 | 0
STWD | 0 | 0 | 0 | 0 | 0 | 0
WT | 0 | 0 | 0 | 0 | 0 | 0
IGCC | 0 | 0 | 0 | 0 | 0 | 0
DemandResponse | 0 | 0 | 0 | 0 | 0 | 0
IGCC-CCS | 0 | 0 | 0 | 0 | 0 | 0
WT_off | 0 | 0 | 0 | 0 | 0 | 0
PseudoUnit | 0 | 0 | 0 | 0 | 0 | 0
FixedInterchange | 0 | 0 | 0 | 0 | 0 | 0
CO2 Emissions (MMmetricTons): SPP_N
ReportingType | 2015 | 2020 | 2025 | 2030 | 2035 | 2040
BM | 0 | 0 | 0 | 0 | 0 | 0
CC | 4.86 | 10.36 | 8.67 | 7.54 | 3.03 | 1.87
CSP | 0 | 0 | 0 | 0 | 0 | 0
CT | 0 | 0 | 0 | 0 | 0 | 0
Coal | 57.1 | 18.66 | 1.69 | 0.32 | 0.73 | 0.73
Geo | 0 | 0 | 0 | 0 | 0 | 0
H | 0 | 0 | 0 | 0 | 0 | 0
LFG | 0 | 0 | 0 | 0 | 0 | 0
Nuc | 0 | 0 | 0 | 0 | 0 | 0
PS | 0 | 0 | 0 | 0 | 0 | 0
PV | 0 | 0 | 0 | 0 | 0 | 0
PeakG | 0.01 | 0 | 0 | 0.01 | 0 | 0
PeakO | 0 | 0 | 0 | 0 | 0 | 0
ST | 0 | 0 | 0 | 0 | 0 | 0
STOG | 0.11 | 0.01 | 0.05 | 0.11 | 0 | 0
STWD | 0 | 0 | 0 | 0 | 0 | 0
WT | 0 | 0 | 0 | 0 | 0 | 0
IGCC | 0 | 0 | 0 | 0 | 0 | 0
DemandResponse | 0 | 0 | 0 | 0 | 0 | 0
IGCC-CCS | 0 | 0 | 0 | 0 | 0 | 0
WT_off | 0 | 0 | 0 | 0 | 0 | 0
PseudoUnit | 0 | 0 | 0 | 0 | 0 | 0
FixedInterchange | 0 | 0 | 0 | 0 | 0 | 0
CO2 Emissions (MMmetricTons): SPP_S
ReportingType | 2015 | 2020 | 2025 | 2030 | 2035 | 2040
BM | 0 | 0 | 0 | 0 | 0 | 0
CC | 15.84 | 15.8 | 17.58 | 16.33 | 7.74 | 5.23
CSP | 0 | 0 | 0 | 0 | 0 | 0
CT | 0.01 | 0 | 0 | 0 | 0 | 0
Coal | 78.88 | 8.15 | 0.75 | 0 | 0 | 0
Geo | 0 | 0 | 0 | 0 | 0 | 0
H | 0 | 0 | 0 | 0 | 0 | 0
LFG | 0 | 0 | 0 | 0 | 0 | 0
Nuc | 0 | 0 | 0 | 0 | 0 | 0
PS | 0 | 0 | 0 | 0 | 0 | 0
PV | 0 | 0 | 0 | 0 | 0 | 0
PeakG | 0 | 0 | 0 | 0 | 0 | 0
PeakO | 0 | 0 | 0 | 0 | 0 | 0
ST | 0 | 0 | 0 | 0 | 0 | 0
STOG | 1.18 | 0.35 | 0.8 | 0.63 | 0.15 | 0.04
STWD | 0 | 0 | 0 | 0 | 0 | 0
WT | 0 | 0 | 0 | 0 | 0 | 0
IGCC | 0 | 0 | 0 | 0 | 0 | 0
DemandResponse | 0 | 0 | 0 | 0 | 0 | 0
IGCC-CCS | 0 | 0 | 0 | 0 | 0 | 0
WT_off | 0 | 0 | 0 | 0 | 0 | 0
PseudoUnit | 0 | 0 | 0 | 0 | 0 | 0
FixedInterchange | 0 | 0 | 0 | 0 | 0 | 0
CO2 Emissions (MMmetricTons): TVA
ReportingType | 2015 | 2020 | 2025 | 2030 | 2035 | 2040
BM | 0 | 0 | 0 | 0 | 0 | 0
CC | 17.33 | 25.57 | 28.15 | 26.22 | 12.89 | 1.17
CSP | 0 | 0 | 0 | 0 | 0 | 0
CT | 0 | 0 | 0 | 0 | 0 | 0
Coal | 32.45 | 12.86 | 0.41 | 0 | 0 | 0
Geo | 0 | 0 | 0 | 0 | 0 | 0
H | 0 | 0 | 0 | 0 | 0 | 0
LFG | 0 | 0 | 0 | 0 | 0 | 0
Nuc | 0 | 0 | 0 | 0 | 0 | 0
PS | 0 | 0 | 0 | 0 | 0 | 0
PV | 0 | 0 | 0 | 0 | 0 | 0
PeakG | 0 | 0 | 0 | 0 | 0 | 0
PeakO | 0 | 0 | 0 | 0 | 0 | 0
ST | 0 | 0 | 0 | 0 | 0 | 0
STOG | 0 | 0 | 0 | 0 | 0 | 0
STWD | 0 | 0 | 0 | 0 | 0 | 0
WT | 0 | 0 | 0 | 0 | 0 | 0
IGCC | 0 | 0 | 0 | 0 | 0 | 0
DemandResponse | 0 | 0 | 0 | 0 | 0 | 0
IGCC-CCS | 0 | 0 | 0 | 0 | 0 | 0
WT_off | 0 | 0 | 0 | 0 | 0 | 0
PseudoUnit | 0 | 0 | 0 | 0 | 0 | 0
FixedInterchange | 0 | 0 | 0 | 0 | 0 | 0
CO2 Emissions (MMmetricTons): TVA_Transmission
ReportingType | 2015 | 2020 | 2025 | 2030 | 2035 | 2040
BM | 0 | 0 | 0 | 0 | 0 | 0
CC | 0 | 0 | 0 | 0 | 0 | 0
CSP | 0 | 0 | 0 | 0 | 0 | 0
CT | 0 | 0 | 0 | 0 | 0 | 0
Coal | 0 | 0 | 0 | 0 | 0 | 0
Geo | 0 | 0 | 0 | 0 | 0 | 0
H | 0 | 0 | 0 | 0 | 0 | 0
LFG | 0 | 0 | 0 | 0 | 0 | 0
Nuc | 0 | 0 | 0 | 0 | 0 | 0
PS | 0 | 0 | 0 | 0 | 0 | 0
PV | 0 | 0 | 0 | 0 | 0 | 0
PeakG | 0 | 0 | 0 | 0 | 0 | 0
PeakO | 0 | 0 | 0 | 0 | 0 | 0
ST | 0 | 0 | 0 | 0 | 0 | 0
STOG | 0 | 0 | 0 | 0 | 0 | 0
STWD | 0 | 0 | 0 | 0 | 0 | 0
WT | 0 | 0 | 0 | 0 | 0 | 0
IGCC | 0 | 0 | 0 | 0 | 0 | 0
DemandResponse | 0 | 0 | 0 | 0 | 0 | 0
IGCC-CCS | 0 | 0 | 0 | 0 | 0 | 0
WT_off | 0 | 0 | 0 | 0 | 0 | 0
PseudoUnit | 0 | 0 | 0 | 0 | 0 | 0
FixedInterchange | 0 | 0 | 0 | 0 | 0 | 0
CO2 Emissions (MMmetricTons): VACAR
ReportingType | 2015 | 2020 | 2025 | 2030 | 2035 | 2040
BM | 0 | 0 | 0 | 0 | 0 | 0
CC | 42.07 | 41.24 | 40.29 | 35.2 | 13.73 | 3.51
CSP | 0 | 0 | 0 | 0 | 0 | 0
CT | 0.04 | 0.04 | 0.08 | 0 | 0 | 0
Coal | 23.37 | 13.51 | 1.71 | 0.45 | 0.5 | 0.5
Geo | 0 | 0 | 0 | 0 | 0 | 0
H | 0 | 0 | 0 | 0 | 0 | 0
LFG | 0 | 0 | 0 | 0 | 0 | 0
Nuc | 0 | 0 | 0 | 0 | 0 | 0
PS | 0 | 0 | 0 | 0 | 0 | 0
PV | 0 | 0 | 0 | 0 | 0 | 0
PeakG | 0.06 | 0.14 | 0.24 | 0.25 | 0.08 | 0.07
PeakO | 0 | 0 | 0 | 0 | 0 | 0
ST | 0 | 0 | 0 | 0 | 0 | 0
STOG | 0 | 0 | 0 | 0 | 0 | 0
STWD | 0 | 0 | 0 | 0 | 0 | 0
WT | 0 | 0 | 0 | 0 | 0 | 0
IGCC | 0 | 0 | 0 | 0 | 0 | 0
DemandResponse | 0 | 0 | 0 | 0 | 0 | 0
IGCC-CCS | 0 | 0 | 0 | 0 | 0 | 0
WT_off | 0 | 0 | 0 | 0 | 0 | 0
PseudoUnit | 0 | 0 | 0 | 0 | 0 | 0
FixedInterchange | 0 | 0 | 0 | 0 | 0 | 0
CO2 Emissions (MMmetricTons): IESO
ReportingType | 2015 | 2020 | 2025 | 2030 | 2035 | 2040
BM | 0 | 0 | 0 | 0 | 0 | 0
CC | 0 | 0 | 0 | 0 | 0 | 0
CSP | 0 | 0 | 0 | 0 | 0 | 0
CT | 0 | 0 | 0 | 0 | 0 | 0
Coal | 0 | 0 | 0 | 0 | 0 | 0
Geo | 0 | 0 | 0 | 0 | 0 | 0
H | 0 | 0 | 0 | 0 | 0 | 0
LFG | 0 | 0 | 0 | 0 | 0 | 0
Nuc | 0 | 0 | 0 | 0 | 0 | 0
PS | 0 | 0 | 0 | 0 | 0 | 0
PV | 0 | 0 | 0 | 0 | 0 | 0
PeakG | 0 | 0 | 0 | 0 | 0 | 0
PeakO | 0 | 0 | 0 | 0 | 0 | 0
ST | 0 | 0 | 0 | 0 | 0 | 0
STOG | 0 | 0 | 0 | 0 | 0 | 0
STWD | 0 | 0 | 0 | 0 | 0 | 0
WT | 0 | 0 | 0 | 0 | 0 | 0
IGCC | 0 | 0 | 0 | 0 | 0 | 0
DemandResponse | 0 | 0 | 0 | 0 | 0 | 0
IGCC-CCS | 0 | 0 | 0 | 0 | 0 | 0
WT_off | 0 | 0 | 0 | 0 | 0 | 0
PseudoUnit | 0 | 0 | 0 | 0 | 0 | 0
FixedInterchange | 0 | 0 | 0 | 0 | 0 | 0
CO2 Emissions (MMmetricTons): MAPP_CA
ReportingType | 2015 | 2020 | 2025 | 2030 | 2035 | 2040
BM | 0 | 0 | 0 | 0 | 0 | 0
CC | 2.94 | 2.94 | 0.18 | 0 | 0 | 0
CSP | 0 | 0 | 0 | 0 | 0 | 0
CT | 0 | 0 | 0 | 0 | 0 | 0
Coal | 0.26 | 0.04 | 0 | 0 | 0 | 0
Geo | 0 | 0 | 0 | 0 | 0 | 0
H | 0 | 0 | 0 | 0 | 0 | 0
LFG | 0 | 0 | 0 | 0 | 0 | 0
Nuc | 0 | 0 | 0 | 0 | 0 | 0
PS | 0 | 0 | 0 | 0 | 0 | 0
PV | 0 | 0 | 0 | 0 | 0 | 0
PeakG | 0.05 | 0.05 | 0 | 0 | 0 | 0
PeakO | 0 | 0 | 0 | 0 | 0 | 0
ST | 0 | 0 | 0 | 0 | 0 | 0
STOG | 0.01 | 0 | 0 | 0 | 0 | 0
STWD | 0 | 0 | 0 | 0 | 0 | 0
WT | 0 | 0 | 0 | 0 | 0 | 0
IGCC | 0 | 0 | 0 | 0 | 0 | 0
DemandResponse | 0 | 0 | 0 | 0 | 0 | 0
IGCC-CCS | 0 | 0 | 0 | 0 | 0 | 0
WT_off | 0 | 0 | 0 | 0 | 0 | 0
PseudoUnit | 0 | 0 | 0 | 0 | 0 | 0
FixedInterchange | 0 | 0 | 0 | 0 | 0 | 0
CO2 Emissions (MMmetricTons): AZ_NM_SNV_Coal
ReportingType | 2015 | 2020 | 2025 | 2030 | 2035 | 2040
BM | 0 | 0 | 0 | 0 | 0 | 0
CC | 0 | 0 | 0 | 0 | 0 | 0
CSP | 0 | 0 | 0 | 0 | 0 | 0
CT | 0 | 0 | 0 | 0 | 0 | 0
Coal | 47.57 | 43.18 | 9.53 | 0.06 | 0.38 | 0.2
Geo | 0 | 0 | 0 | 0 | 0 | 0
H | 0 | 0 | 0 | 0 | 0 | 0
LFG | 0 | 0 | 0 | 0 | 0 | 0
Nuc | 0 | 0 | 0 | 0 | 0 | 0
PS | 0 | 0 | 0 | 0 | 0 | 0
PV | 0 | 0 | 0 | 0 | 0 | 0
PeakG | 0 | 0 | 0 | 0 | 0 | 0
PeakO | 0 | 0 | 0 | 0 | 0 | 0
ST | 0 | 0 | 0 | 0 | 0 | 0
STOG | 0 | 0 | 0 | 0 | 0 | 0
STWD | 0 | 0 | 0 | 0 | 0 | 0
WT | 0 | 0 | 0 | 0 | 0 | 0
IGCC | 0 | 0 | 0 | 0 | 0 | 0
DemandResponse | 0 | 0 | 0 | 0 | 0 | 0
IGCC-CCS | 0 | 0 | 0 | 0 | 0 | 0
WT_off | 0 | 0 | 0 | 0 | 0 | 0
PseudoUnit | 0 | 0 | 0 | 0 | 0 | 0
FixedInterchange | 0 | 0 | 0 | 0 | 0 | 0
CO2 Emissions (MMmetricTons): AZ_NM_SNV_Gas
ReportingType | 2015 | 2020 | 2025 | 2030 | 2035 | 2040
BM | 0 | 0 | 0 | 0 | 0 | 0
CC | 24.82 | 20.42 | 30.94 | 19.01 | 6.7 | 4.85
CSP | 0 | 0 | 0 | 0 | 0 | 0
CT | 0 | 0 | 0 | 0 | 0 | 0
Coal | 0 | 0 | 0 | 0 | 0 | 0
Geo | 0 | 0 | 0 | 0 | 0 | 0
H | 0 | 0 | 0 | 0 | 0 | 0
LFG | 0 | 0 | 0 | 0 | 0 | 0
Nuc | 0 | 0 | 0 | 0 | 0 | 0
PS | 0 | 0 | 0 | 0 | 0 | 0
PV | 0 | 0 | 0 | 0 | 0 | 0
PeakG | 0 | 0 | 0 | 0 | 0 | 0
PeakO | 0 | 0 | 0 | 0 | 0 | 0
ST | 0 | 0 | 0 | 0 | 0 | 0
STOG | 0 | 0 | 0 | 0 | 0 | 0
STWD | 0 | 0 | 0 | 0 | 0 | 0
WT | 0 | 0 | 0 | 0 | 0 | 0
IGCC | 0 | 0 | 0 | 0 | 0 | 0
DemandResponse | 0 | 0 | 0 | 0 | 0 | 0
IGCC-CCS | 0 | 0 | 0 | 0 | 0 | 0
WT_off | 0 | 0 | 0 | 0 | 0 | 0
PseudoUnit | 0 | 0 | 0 | 0 | 0 | 0
FixedInterchange | 0 | 0 | 0 | 0 | 0 | 0
CO2 Emissions (MMmetricTons): AZ_NM_SNV_NucRenew
ReportingType | 2015 | 2020 | 2025 | 2030 | 2035 | 2040
BM | 0 | 0 | 0 | 0 | 0 | 0
CC | 0 | 0 | 0 | 0 | 0 | 0
CSP | 0 | 0 | 0 | 0 | 0 | 0
CT | 0 | 0 | 0 | 0 | 0 | 0
Coal | 0 | 0 | 0 | 0 | 0 | 0
Geo | 0 | 0 | 0 | 0 | 0 | 0
H | 0 | 0 | 0 | 0 | 0 | 0
LFG | 0 | 0 | 0 | 0 | 0 | 0
Nuc | 0 | 0 | 0 | 0 | 0 | 0
PS | 0 | 0 | 0 | 0 | 0 | 0
PV | 0 | 0 | 0 | 0 | 0 | 0
PeakG | 0 | 0 | 0 | 0 | 0 | 0
PeakO | 0 | 0 | 0 | 0 | 0 | 0
ST | 0 | 0 | 0 | 0 | 0 | 0
STOG | 0 | 0 | 0 | 0 | 0 | 0
STWD | 0 | 0 | 0 | 0 | 0 | 0
WT | 0 | 0 | 0 | 0 | 0 | 0
IGCC | 0 | 0 | 0 | 0 | 0 | 0
DemandResponse | 0 | 0 | 0 | 0 | 0 | 0
IGCC-CCS | 0 | 0 | 0 | 0 | 0 | 0
WT_off | 0 | 0 | 0 | 0 | 0 | 0
PseudoUnit | 0 | 0 | 0 | 0 | 0 | 0
FixedInterchange | 0 | 0 | 0 | 0 | 0 | 0
CO2 Emissions (MMmetricTons): ERCOT
ReportingType | 2015 | 2020 | 2025 | 2030 | 2035 | 2040
BM | 0 | 0 | 0 | 0 | 0 | 0
CC | 76.42 | 82.71 | 71.14 | 63.38 | 28.21 | 18.57
CSP | 0 | 0 | 0 | 0 | 0 | 0
CT | 0 | 0 | 0 | 0 | 0 | 0
Coal | 40.86 | 25.97 | 1.13 | 0.65 | 0.76 | 0.76
Geo | 0 | 0 | 0 | 0 | 0 | 0
H | 0 | 0 | 0 | 0 | 0 | 0
LFG | 0 | 0 | 0 | 0 | 0 | 0
Nuc | 0 | 0 | 0 | 0 | 0 | 0
PS | 0 | 0 | 0 | 0 | 0 | 0
PV | 0 | 0 | 0 | 0 | 0 | 0
PeakG | 0 | 0 | 0 | 0.03 | 0.02 | 0.02
PeakO | 0 | 0 | 0 | 0 | 0 | 0
ST | 0 | 0 | 0 | 0 | 0 | 0
STOG | 1.15 | 1.88 | 0.56 | 0.48 | 0 | 0
STWD | 0 | 0 | 0 | 0 | 0 | 0
WT | 0 | 0 | 0 | 0 | 0 | 0
IGCC | 0 | 0 | 0 | 0 | 0 | 0
DemandResponse | 0 | 0 | 0 | 0 | 0 | 0
IGCC-CCS | 0 | 0 | 0 | 0 | 0 | 0
WT_off | 0 | 0 | 0 | 0 | 0 | 0
PseudoUnit | 0 | 0 | 0 | 0 | 0 | 0
FixedInterchange | 0 | 0 | 0 | 0 | 0 | 0
CO2 Emissions (MMmetricTons): NP15
ReportingType | 2015 | 2020 | 2025 | 2030 | 2035 | 2040
BM | 0 | 0 | 0 | 0 | 0 | 0
CC | 22.12 | 21.59 | 21.59 | 14.75 | 4.66 | 2.38
CSP | 0 | 0 | 0 | 0 | 0 | 0
CT | 0 | 0 | 0 | 0 | 0 | 0
Coal | 1.57 | 0 | 0 | 0 | 0 | 0
Geo | 0 | 0 | 0 | 0 | 0 | 0
H | 0 | 0 | 0 | 0 | 0 | 0
LFG | 0 | 0 | 0 | 0 | 0 | 0
Nuc | 0 | 0 | 0 | 0 | 0 | 0
PS | 0 | 0 | 0 | 0 | 0 | 0
PV | 0 | 0 | 0 | 0 | 0 | 0
PeakG | 0 | 0 | 0 | 0 | 0 | 0
PeakO | 0 | 0 | 0 | 0 | 0 | 0
ST | 0 | 0 | 0 | 0 | 0 | 0
STOG | 0.04 | 0.02 | 0.04 | 0 | 0 | 0
STWD | 0 | 0 | 0 | 0 | 0 | 0
WT | 0 | 0 | 0 | 0 | 0 | 0
IGCC | 0 | 0 | 0 | 0 | 0 | 0
DemandResponse | 0 | 0 | 0 | 0 | 0 | 0
IGCC-CCS | 0 | 0 | 0 | 0 | 0 | 0
WT_off | 0 | 0 | 0 | 0 | 0 | 0
PseudoUnit | 0 | 0 | 0 | 0 | 0 | 0
FixedInterchange | 0 | 0 | 0 | 0 | 0 | 0
CO2 Emissions (MMmetricTons): NWPP_Coal
ReportingType | 2015 | 2020 | 2025 | 2030 | 2035 | 2040
BM | 0 | 0 | 0 | 0 | 0 | 0
CC | 0 | 0 | 0 | 0 | 0 | 0
CSP | 0 | 0 | 0 | 0 | 0 | 0
CT | 0 | 0 | 0 | 0 | 0 | 0
Coal | 49.8 | 37.39 | 0.16 | 0.16 | 0.16 | 0.16
Geo | 0 | 0 | 0 | 0 | 0 | 0
H | 0 | 0 | 0 | 0 | 0 | 0
LFG | 0 | 0 | 0 | 0 | 0 | 0
Nuc | 0 | 0 | 0 | 0 | 0 | 0
PS | 0 | 0 | 0 | 0 | 0 | 0
PV | 0 | 0 | 0 | 0 | 0 | 0
PeakG | 0 | 0 | 0 | 0 | 0 | 0
PeakO | 0 | 0 | 0 | 0 | 0 | 0
ST | 0 | 0 | 0 | 0 | 0 | 0
STOG | 0 | 0 | 0 | 0 | 0 | 0
STWD | 0 | 0 | 0 | 0 | 0 | 0
WT | 0 | 0 | 0 | 0 | 0 | 0
IGCC | 0 | 0 | 0 | 0 | 0 | 0
DemandResponse | 0 | 0 | 0 | 0 | 0 | 0
IGCC-CCS | 0 | 0 | 0 | 0 | 0 | 0
WT_off | 0 | 0 | 0 | 0 | 0 | 0
PseudoUnit | 0 | 0 | 0 | 0 | 0 | 0
FixedInterchange | 0 | 0 | 0 | 0 | 0 | 0
CO2 Emissions (MMmetricTons): NWPP_Gas
ReportingType | 2015 | 2020 | 2025 | 2030 | 2035 | 2040
BM | 0 | 0 | 0 | 0 | 0 | 0
CC | 19.13 | 23.45 | 23.45 | 14.44 | 2.29 | 1.95
CSP | 0 | 0 | 0 | 0 | 0 | 0
CT | 0 | 0 | 0 | 0 | 0 | 0
Coal | 0 | 0 | 0 | 0 | 0 | 0
Geo | 0 | 0 | 0 | 0 | 0 | 0
H | 0 | 0 | 0 | 0 | 0 | 0
LFG | 0 | 0 | 0 | 0 | 0 | 0
Nuc | 0 | 0 | 0 | 0 | 0 | 0
PS | 0 | 0 | 0 | 0 | 0 | 0
PV | 0 | 0 | 0 | 0 | 0 | 0
PeakG | 0 | 0 | 0 | 0 | 0 | 0
PeakO | 0 | 0 | 0 | 0 | 0 | 0
ST | 0 | 0 | 0 | 0 | 0 | 0
STOG | 0 | 0 | 0 | 0 | 0 | 0
STWD | 0 | 0 | 0 | 0 | 0 | 0
WT | 0 | 0 | 0 | 0 | 0 | 0
IGCC | 0 | 0 | 0 | 0 | 0 | 0
DemandResponse | 0 | 0 | 0 | 0 | 0 | 0
IGCC-CCS | 0 | 0 | 0 | 0 | 0 | 0
WT_off | 0 | 0 | 0 | 0 | 0 | 0
PseudoUnit | 0 | 0 | 0 | 0 | 0 | 0
FixedInterchange | 0 | 0 | 0 | 0 | 0 | 0
CO2 Emissions (MMmetricTons): NWPP_NucRenew
ReportingType | 2015 | 2020 | 2025 | 2030 | 2035 | 2040
BM | 0 | 0 | 0 | 0 | 0 | 0
CC | 0 | 0 | 0 | 0 | 0 | 0
CSP | 0 | 0 | 0 | 0 | 0 | 0
CT | 0 | 0 | 0 | 0 | 0 | 0
Coal | 0 | 0 | 0 | 0 | 0 | 0
Geo | 0 | 0 | 0 | 0 | 0 | 0
H | 0 | 0 | 0 | 0 | 0 | 0
LFG | 0 | 0 | 0 | 0 | 0 | 0
Nuc | 0 | 0 | 0 | 0 | 0 | 0
PS | 0 | 0 | 0 | 0 | 0 | 0
PV | 0 | 0 | 0 | 0 | 0 | 0
PeakG | 0 | 0 | 0 | 0 | 0 | 0
PeakO | 0 | 0 | 0 | 0 | 0 | 0
ST | 0 | 0 | 0 | 0 | 0 | 0
STOG | 0 | 0 | 0 | 0 | 0 | 0
STWD | 0 | 0 | 0 | 0 | 0 | 0
WT | 0 | 0 | 0 | 0 | 0 | 0
IGCC | 0 | 0 | 0 | 0 | 0 | 0
DemandResponse | 0 | 0 | 0 | 0 | 0 | 0
IGCC-CCS | 0 | 0 | 0 | 0 | 0 | 0
WT_off | 0 | 0 | 0 | 0 | 0 | 0
PseudoUnit | 0 | 0 | 0 | 0 | 0 | 0
FixedInterchange | 0 | 0 | 0 | 0 | 0 | 0
CO2 Emissions (MMmetricTons): RMPA
ReportingType | 2015 | 2020 | 2025 | 2030 | 2035 | 2040
BM | 0 | 0 | 0 | 0 | 0 | 0
CC | 4.26 | 4.21 | 7.31 | 4.35 | 1.75 | 1.13
CSP | 0 | 0 | 0 | 0 | 0 | 0
CT | 0 | 0 | 0 | 0 | 0 | 0
Coal | 49.8 | 40.31 | 3.29 | 0.41 | 0.41 | 0.39
Geo | 0 | 0 | 0 | 0 | 0 | 0
H | 0 | 0 | 0 | 0 | 0 | 0
LFG | 0 | 0 | 0 | 0 | 0 | 0
Nuc | 0 | 0 | 0 | 0 | 0 | 0
PS | 0 | 0 | 0 | 0 | 0 | 0
PV | 0 | 0 | 0 | 0 | 0 | 0
PeakG | 0 | 0 | 0 | 0 | 0 | 0
PeakO | 0 | 0 | 0 | 0 | 0 | 0
ST | 0 | 0 | 0 | 0 | 0 | 0
STOG | 0 | 0 | 0 | 0 | 0 | 0
STWD | 0 | 0 | 0 | 0 | 0 | 0
WT | 0 | 0 | 0 | 0 | 0 | 0
IGCC | 0 | 0 | 0 | 0 | 0 | 0
DemandResponse | 0 | 0 | 0 | 0 | 0 | 0
IGCC-CCS | 0 | 0 | 0 | 0 | 0 | 0
WT_off | 0 | 0 | 0 | 0 | 0 | 0
PseudoUnit | 0 | 0 | 0 | 0 | 0 | 0
FixedInterchange | 0 | 0 | 0 | 0 | 0 | 0
CO2 Emissions (MMmetricTons): SP15
ReportingType | 2015 | 2020 | 2025 | 2030 | 2035 | 2040
BM | 0 | 0 | 0 | 0 | 0 | 0
CC | 31.2 | 28.22 | 27.67 | 23.71 | 10.85 | 5.89
CSP | 0 | 0 | 0 | 0 | 0 | 0
CT | 0 | 0 | 0 | 0 | 0 | 0
Coal | 1.49 | 0.81 | 0.36 | 0 | 0 | 0
Geo | 0 | 0 | 0 | 0 | 0 | 0
H | 0 | 0 | 0 | 0 | 0 | 0
LFG | 0 | 0 | 0 | 0 | 0 | 0
Nuc | 0 | 0 | 0 | 0 | 0 | 0
PS | 0 | 0 | 0 | 0 | 0 | 0
PV | 0 | 0 | 0 | 0 | 0 | 0
PeakG | 0 | 0 | 0 | 0 | 0 | 0
PeakO | 0 | 0 | 0 | 0 | 0 | 0
ST | 0 | 0 | 0 | 0 | 0 | 0
STOG | 0.25 | 0.11 | 0.24 | 0.1 | 0.03 | 0.02
STWD | 0 | 0 | 0 | 0 | 0 | 0
WT | 0 | 0 | 0 | 0 | 0 | 0
IGCC | 0 | 0 | 0 | 0 | 0 | 0
DemandResponse | 0 | 0 | 0 | 0 | 0 | 0
IGCC-CCS | 0 | 0 | 0 | 0 | 0 | 0
WT_off | 0 | 0 | 0 | 0 | 0 | 0
PseudoUnit | 0 | 0 | 0 | 0 | 0 | 0
FixedInterchange | 0 | 0 | 0 | 0 | 0 | 0
CO2 Emissions (MMmetricTons): ALB
ReportingType | 2015 | 2020 | 2025 | 2030 | 2035 | 2040
BM | 0 | 0 | 0 | 0 | 0 | 0
CC | 6.61 | 6.8 | 6.85 | 0 | 0 | 0
CSP | 0 | 0 | 0 | 0 | 0 | 0
CT | 0 | 0 | 0 | 0 | 0 | 0
Coal | 45.36 | 45.36 | 44.73 | 0 | 0 | 0
Geo | 0 | 0 | 0 | 0 | 0 | 0
H | 0 | 0 | 0 | 0 | 0 | 0
LFG | 0 | 0 | 0 | 0 | 0 | 0
Nuc | 0 | 0 | 0 | 0 | 0 | 0
PS | 0 | 0 | 0 | 0 | 0 | 0
PV | 0 | 0 | 0 | 0 | 0 | 0
PeakG | 0 | 0 | 0 | 0 | 0 | 0
PeakO | 0 | 0 | 0 | 0 | 0 | 0
ST | 0 | 0 | 0 | 0 | 0 | 0
STOG | 0 | 0 | 0 | 0 | 0 | 0
STWD | 0 | 0 | 0 | 0 | 0 | 0
WT | 0 | 0 | 0 | 0 | 0 | 0
IGCC | 0 | 0 | 0 | 0 | 0 | 0
DemandResponse | 0 | 0 | 0 | 0 | 0 | 0
IGCC-CCS | 0 | 0 | 0 | 0 | 0 | 0
WT_off | 0 | 0 | 0 | 0 | 0 | 0
PseudoUnit | 0 | 0 | 0 | 0 | 0 | 0
FixedInterchange | 0 | 0 | 0 | 0 | 0 | 0
CO2 Emissions (MMmetricTons): BC
ReportingType | 2015 | 2020 | 2025 | 2030 | 2035 | 2040
BM | 0 | 0 | 0 | 0 | 0 | 0
CC | 1.63 | 1.63 | 1.63 | 1.03 | 0 | 0
CSP | 0 | 0 | 0 | 0 | 0 | 0
CT | 0 | 0 | 0 | 0 | 0 | 0
Coal | 0 | 0 | 0 | 0 | 0 | 0
Geo | 0 | 0 | 0 | 0 | 0 | 0
H | 0 | 0 | 0 | 0 | 0 | 0
LFG | 0 | 0 | 0 | 0 | 0 | 0
Nuc | 0 | 0 | 0 | 0 | 0 | 0
PS | 0 | 0 | 0 | 0 | 0 | 0
PV | 0 | 0 | 0 | 0 | 0 | 0
PeakG | 0 | 0 | 0 | 0 | 0 | 0
PeakO | 0 | 0 | 0 | 0 | 0 | 0
ST | 0 | 0 | 0 | 0 | 0 | 0
STOG | 0 | 0 | 0 | 0 | 0 | 0
STWD | 0 | 0 | 0 | 0 | 0 | 0
WT | 0 | 0 | 0 | 0 | 0 | 0
IGCC | 0 | 0 | 0 | 0 | 0 | 0
DemandResponse | 0 | 0 | 0 | 0 | 0 | 0
IGCC-CCS | 0 | 0 | 0 | 0 | 0 | 0
WT_off | 0 | 0 | 0 | 0 | 0 | 0
PseudoUnit | 0 | 0 | 0 | 0 | 0 | 0
FixedInterchange | 0 | 0 | 0 | 0 | 0 | 0
CO2 Emissions (MMmetricTons): HQ_IESO
ReportingType | 2015 | 2020 | 2025 | 2030 | 2035 | 2040
BM | 0 | 0 | 0 | 0 | 0 | 0
CC | 0 | 0 | 0 | 0 | 0 | 0
CSP | 0 | 0 | 0 | 0 | 0 | 0
CT | 0 | 0 | 0 | 0 | 0 | 0
Coal | 0 | 0 | 0 | 0 | 0 | 0
Geo | 0 | 0 | 0 | 0 | 0 | 0
H | 0 | 0 | 0 | 0 | 0 | 0
LFG | 0 | 0 | 0 | 0 | 0 | 0
Nuc | 0 | 0 | 0 | 0 | 0 | 0
PS | 0 | 0 | 0 | 0 | 0 | 0
PV | 0 | 0 | 0 | 0 | 0 | 0
PeakG | 0 | 0 | 0 | 0 | 0 | 0
PeakO | 0 | 0 | 0 | 0 | 0 | 0
ST | 0 | 0 | 0 | 0 | 0 | 0
STOG | 0 | 0 | 0 | 0 | 0 | 0
STWD | 0 | 0 | 0 | 0 | 0 | 0
WT | 0 | 0 | 0 | 0 | 0 | 0
IGCC | 0 | 0 | 0 | 0 | 0 | 0
DemandResponse | 0 | 0 | 0 | 0 | 0 | 0
IGCC-CCS | 0 | 0 | 0 | 0 | 0 | 0
WT_off | 0 | 0 | 0 | 0 | 0 | 0
PseudoUnit | 0 | 0 | 0 | 0 | 0 | 0
FixedInterchange | 0 | 0 | 0 | 0 | 0 | 0
CO2 Emissions (MMmetricTons): HQ_NEISO
ReportingType | 2015 | 2020 | 2025 | 2030 | 2035 | 2040
BM | 0 | 0 | 0 | 0 | 0 | 0
CC | 0 | 0 | 0 | 0 | 0 | 0
CSP | 0 | 0 | 0 | 0 | 0 | 0
CT | 0 | 0 | 0 | 0 | 0 | 0
Coal | 0 | 0 | 0 | 0 | 0 | 0
Geo | 0 | 0 | 0 | 0 | 0 | 0
H | 0 | 0 | 0 | 0 | 0 | 0
LFG | 0 | 0 | 0 | 0 | 0 | 0
Nuc | 0 | 0 | 0 | 0 | 0 | 0
PS | 0 | 0 | 0 | 0 | 0 | 0
PV | 0 | 0 | 0 | 0 | 0 | 0
PeakG | 0 | 0 | 0 | 0 | 0 | 0
PeakO | 0 | 0 | 0 | 0 | 0 | 0
ST | 0 | 0 | 0 | 0 | 0 | 0
STOG | 0 | 0 | 0 | 0 | 0 | 0
STWD | 0 | 0 | 0 | 0 | 0 | 0
WT | 0 | 0 | 0 | 0 | 0 | 0
IGCC | 0 | 0 | 0 | 0 | 0 | 0
DemandResponse | 0 | 0 | 0 | 0 | 0 | 0
IGCC-CCS | 0 | 0 | 0 | 0 | 0 | 0
WT_off | 0 | 0 | 0 | 0 | 0 | 0
PseudoUnit | 0 | 0 | 0 | 0 | 0 | 0
FixedInterchange | 0 | 0 | 0 | 0 | 0 | 0
CO2 Emissions (MMmetricTons): HQ_NY
ReportingType | 2015 | 2020 | 2025 | 2030 | 2035 | 2040
BM | 0 | 0 | 0 | 0 | 0 | 0
CC | 0 | 0 | 0 | 0 | 0 | 0
CSP | 0 | 0 | 0 | 0 | 0 | 0
CT | 0 | 0 | 0 | 0 | 0 | 0
Coal | 0 | 0 | 0 | 0 | 0 | 0
Geo | 0 | 0 | 0 | 0 | 0 | 0
H | 0 | 0 | 0 | 0 | 0 | 0
LFG | 0 | 0 | 0 | 0 | 0 | 0
Nuc | 0 | 0 | 0 | 0 | 0 | 0
PS | 0 | 0 | 0 | 0 | 0 | 0
PV | 0 | 0 | 0 | 0 | 0 | 0
PeakG | 0 | 0 | 0 | 0 | 0 | 0
PeakO | 0 | 0 | 0 | 0 | 0 | 0
ST | 0 | 0 | 0 | 0 | 0 | 0
STOG | 0 | 0 | 0 | 0 | 0 | 0
STWD | 0 | 0 | 0 | 0 | 0 | 0
WT | 0 | 0 | 0 | 0 | 0 | 0
IGCC | 0 | 0 | 0 | 0 | 0 | 0
DemandResponse | 0 | 0 | 0 | 0 | 0 | 0
IGCC-CCS | 0 | 0 | 0 | 0 | 0 | 0
WT_off | 0 | 0 | 0 | 0 | 0 | 0
PseudoUnit | 0 | 0 | 0 | 0 | 0 | 0
FixedInterchange | 0 | 0 | 0 | 0 | 0 | 0
CO2 Emissions (MMmetricTons): MARITIMES
ReportingType | 2015 | 2020 | 2025 | 2030 | 2035 | 2040
BM | 0 | 0 | 0 | 0 | 0 | 0
CC | 0 | 0 | 0 | 0 | 0 | 0
CSP | 0 | 0 | 0 | 0 | 0 | 0
CT | 0 | 0 | 0 | 0 | 0 | 0
Coal | 0 | 0 | 0 | 0 | 0 | 0
Geo | 0 | 0 | 0 | 0 | 0 | 0
H | 0 | 0 | 0 | 0 | 0 | 0
LFG | 0 | 0 | 0 | 0 | 0 | 0
Nuc | 0 | 0 | 0 | 0 | 0 | 0
PS | 0 | 0 | 0 | 0 | 0 | 0
PV | 0 | 0 | 0 | 0 | 0 | 0
PeakG | 0 | 0 | 0 | 0 | 0 | 0
PeakO | 0 | 0 | 0 | 0 | 0 | 0
ST | 0 | 0 | 0 | 0 | 0 | 0
STOG | 0 | 0 | 0 | 0 | 0 | 0
STWD | 0 | 0 | 0 | 0 | 0 | 0
WT | 0 | 0 | 0 | 0 | 0 | 0
IGCC | 0 | 0 | 0 | 0 | 0 | 0
DemandResponse | 0 | 0 | 0 | 0 | 0 | 0
IGCC-CCS | 0 | 0 | 0 | 0 | 0 | 0
WT_off | 0 | 0 | 0 | 0 | 0 | 0
PseudoUnit | 0 | 0 | 0 | 0 | 0 | 0
FixedInterchange | 0 | 0 | 0 | 0 | 0 | 0
CO2 Emissions (MMmetricTons): All
ReportingType | 2015 | 2020 | 2025 | 2030 | 2035 | 2040
BM | 0 | 0 | 0 | 0 | 0 | 0
CC | 574.83 | 690.57 | 687.53 | 535.24 | 301.11 | 96.63
CSP | 0 | 0 | 0 | 0 | 0 | 0
CT | 0.33 | 0.54 | 0.63 | 0.21 | 0 | 0
Coal | 1021.44 | 451.13 | 87.26 | 7.51 | 12.21 | 12.41
Geo | 0 | 0 | 0 | 0 | 0 | 0
H | 0 | 0 | 0 | 0 | 0 | 0
LFG | 0 | 0 | 0 | 0 | 0 | 0
Nuc | 0 | 0 | 0 | 0 | 0 | 0
PS | 0 | 0 | 0 | 0 | 0 | 0
PV | 0 | 0 | 0 | 0 | 0 | 0
PeakG | 1.74 | 2.65 | 3.39 | 2.85 | 1.95 | 1.01
PeakO | 0 | 0 | 0 | 0 | 0 | 0
ST | 0 | 0 | 0 | 0 | 0 | 0
STOG | 4.2 | 4.49 | 2.73 | 1.91 | 0.43 | 0.2
STWD | 0 | 0 | 0 | 0 | 0 | 0
WT | 0 | 0 | 0 | 0 | 0 | 0
IGCC | 3.76 | 3.76 | 0.65 | 0 | 0 | 0
DemandResponse | 0 | 0 | 0 | 0 | 0 | 0
IGCC-CCS | 0 | 0 | 0 | 0 | 0 | 0
WT_off | 0 | 0 | 0 | 0 | 0 | 0
PseudoUnit | 0 | 0 | 0 | 0 | 0 | 0
FixedInterchange | 0 | 0 | 0 | 0 | 0 | 0
CO2 Emissions (MMmetricTons): EI_US
ReportingType | 2015 | 2020 | 2025 | 2030 | 2035 | 2040
BM | 0 | 0 | 0 | 0 | 0 | 0
CC | 385.7 | 498.59 | 496.75 | 394.56 | 246.66 | 61.85
CSP | 0 | 0 | 0 | 0 | 0 | 0
CT | 0.33 | 0.54 | 0.63 | 0.21 | 0 | 0
Coal | 784.74 | 258.07 | 28.07 | 6.23 | 10.5 | 10.9
Geo | 0 | 0 | 0 | 0 | 0 | 0
H | 0 | 0 | 0 | 0 | 0 | 0
LFG | 0 | 0 | 0 | 0 | 0 | 0
Nuc | 0 | 0 | 0 | 0 | 0 | 0
PS | 0 | 0 | 0 | 0 | 0 | 0
PV | 0 | 0 | 0 | 0 | 0 | 0
PeakG | 1.69 | 2.6 | 3.39 | 2.83 | 1.92 | 0.98
PeakO | 0 | 0 | 0 | 0 | 0 | 0
ST | 0 | 0 | 0 | 0 | 0 | 0
STOG | 2.75 | 2.47 | 1.89 | 1.32 | 0.39 | 0.19
STWD | 0 | 0 | 0 | 0 | 0 | 0
WT | 0 | 0 | 0 | 0 | 0 | 0
IGCC | 3.76 | 3.76 | 0.65 | 0 | 0 | 0
DemandResponse | 0 | 0 | 0 | 0 | 0 | 0
IGCC-CCS | 0 | 0 | 0 | 0 | 0 | 0
WT_off | 0 | 0 | 0 | 0 | 0 | 0
PseudoUnit | 0 | 0 | 0 | 0 | 0 | 0
FixedInterchange | 0 | 0 | 0 | 0 | 0 | 0
CO2 Emissions (MMmetricTons): EI_Canada
ReportingType | 2015 | 2020 | 2025 | 2030 | 2035 | 2040
BM | 0 | 0 | 0 | 0 | 0 | 0
CC | 2.94 | 2.94 | 0.18 | 0 | 0 | 0
CSP | 0 | 0 | 0 | 0 | 0 | 0
CT | 0 | 0 | 0 | 0 | 0 | 0
Coal | 0.26 | 0.04 | 0 | 0 | 0 | 0
Geo | 0 | 0 | 0 | 0 | 0 | 0
H | 0 | 0 | 0 | 0 | 0 | 0
LFG | 0 | 0 | 0 | 0 | 0 | 0
Nuc | 0 | 0 | 0 | 0 | 0 | 0
PS | 0 | 0 | 0 | 0 | 0 | 0
PV | 0 | 0 | 0 | 0 | 0 | 0
PeakG | 0.05 | 0.05 | 0 | 0 | 0 | 0
PeakO | 0 | 0 | 0 | 0 | 0 | 0
ST | 0 | 0 | 0 | 0 | 0 | 0
STOG | 0.01 | 0 | 0 | 0 | 0 | 0
STWD | 0 | 0 | 0 | 0 | 0 | 0
WT | 0 | 0 | 0 | 0 | 0 | 0
IGCC | 0 | 0 | 0 | 0 | 0 | 0
DemandResponse | 0 | 0 | 0 | 0 | 0 | 0
IGCC-CCS | 0 | 0 | 0 | 0 | 0 | 0
WT_off | 0 | 0 | 0 | 0 | 0 | 0
PseudoUnit | 0 | 0 | 0 | 0 | 0 | 0
FixedInterchange | 0 | 0 | 0 | 0 | 0 | 0
CO2 Emissions (MMmetricTons): EI
ReportingType | 2015 | 2020 | 2025 | 2030 | 2035 | 2040
BM | 0 | 0 | 0 | 0 | 0 | 0
CC | 388.64 | 501.53 | 496.94 | 394.56 | 246.66 | 61.85
CSP | 0 | 0 | 0 | 0 | 0 | 0
CT | 0.33 | 0.54 | 0.63 | 0.21 | 0 | 0
Coal | 785 | 258.11 | 28.07 | 6.23 | 10.5 | 10.9
Geo | 0 | 0 | 0 | 0 | 0 | 0
H | 0 | 0 | 0 | 0 | 0 | 0
LFG | 0 | 0 | 0 | 0 | 0 | 0
Nuc | 0 | 0 | 0 | 0 | 0 | 0
PS | 0 | 0 | 0 | 0 | 0 | 0
PV | 0 | 0 | 0 | 0 | 0 | 0
PeakG | 1.74 | 2.64 | 3.39 | 2.83 | 1.92 | 0.98
PeakO | 0 | 0 | 0 | 0 | 0 | 0
ST | 0 | 0 | 0 | 0 | 0 | 0
STOG | 2.76 | 2.47 | 1.89 | 1.32 | 0.39 | 0.19
STWD | 0 | 0 | 0 | 0 | 0 | 0
WT | 0 | 0 | 0 | 0 | 0 | 0
IGCC | 3.76 | 3.76 | 0.65 | 0 | 0 | 0
DemandResponse | 0 | 0 | 0 | 0 | 0 | 0
IGCC-CCS | 0 | 0 | 0 | 0 | 0 | 0
WT_off | 0 | 0 | 0 | 0 | 0 | 0
PseudoUnit | 0 | 0 | 0 | 0 | 0 | 0
FixedInterchange | 0 | 0 | 0 | 0 | 0 | 0
CO2 Emissions (MMmetricTons): Outside_EI
ReportingType | 2015 | 2020 | 2025 | 2030 | 2035 | 2040
BM | 0 | 0 | 0 | 0 | 0 | 0
CC | 186.18 | 189.03 | 190.59 | 140.68 | 54.45 | 34.77
CSP | 0 | 0 | 0 | 0 | 0 | 0
CT | 0 | 0 | 0 | 0 | 0 | 0
Coal | 236.44 | 193.02 | 59.18 | 1.28 | 1.71 | 1.51
Geo | 0 | 0 | 0 | 0 | 0 | 0
H | 0 | 0 | 0 | 0 | 0 | 0
LFG | 0 | 0 | 0 | 0 | 0 | 0
Nuc | 0 | 0 | 0 | 0 | 0 | 0
PS | 0 | 0 | 0 | 0 | 0 | 0
PV | 0 | 0 | 0 | 0 | 0 | 0
PeakG | 0 | 0 | 0 | 0.03 | 0.03 | 0.03
PeakO | 0 | 0 | 0 | 0 | 0 | 0
ST | 0 | 0 | 0 | 0 | 0 | 0
STOG | 1.44 | 2.02 | 0.84 | 0.58 | 0.03 | 0.02
STWD | 0 | 0 | 0 | 0 | 0 | 0
WT | 0 | 0 | 0 | 0 | 0 | 0
IGCC | 0 | 0 | 0 | 0 | 0 | 0
DemandResponse | 0 | 0 | 0 | 0 | 0 | 0
IGCC-CCS | 0 | 0 | 0 | 0 | 0 | 0
WT_off | 0 | 0 | 0 | 0 | 0 | 0
PseudoUnit | 0 | 0 | 0 | 0 | 0 | 0
FixedInterchange | 0 | 0 | 0 | 0 | 0 | 0
#6 | Fuel Cost [includes coal shadow price] ($million)
Fuel Cost by Reporting Type: Entergy
ReportingType | 2015 | 2020 | 2025 | 2030 | 2035 | 2040
BM | 0 | 0 | 0 | 0 | 1253.75 | 5152.61
CC | 3225.82 | 4823.6 | 4333.69 | 2893.66 | 1348.03 | 355.11
CSP | 0 | 0 | 0 | 0 | 0 | 0
CT | 0 | 0 | 0 | 0 | 0 | 0
Coal | 1210.79 | 114.98 | 12.28 | 0.14 | 0 | 0
Geo | 0 | 0 | 0 | 0 | 0 | 0
H | 0 | 0 | 0 | 0 | 0 | 0
LFG | 0 | 0 | 0.14 | 0.14 | 0.14 | 0.14
Nuc | 372.97 | 380.57 | 404.36 | 412.26 | 646.67 | 570.87
PS | 0 | 0 | 0 | 0 | 0 | 0
PV | 0 | 0 | 0 | 0 | 0 | 0
PeakG | 0 | 0 | 0.31 | 0 | 0 | 0
PeakO | 0 | 0 | 0 | 0 | 0 | 0
ST | 0 | 0 | 0 | 0 | 0 | 0
STOG | 26.83 | 40.06 | 0 | 0 | 0 | 0
STWD | 3.29 | 6.51 | 11.27 | 76 | 123.64 | 96.04
WT | 0 | 0 | 0 | 0 | 0 | 0
IGCC | 0 | 0 | 0 | 0 | 0 | 0
DemandResponse | 0 | 0 | 0 | 0 | 0 | 0
IGCC-CCS | 0 | 0 | 0 | 0 | 0 | 0
WT_off | 0 | 0 | 0 | 0 | 0 | 0
PseudoUnit | 0 | 0 | 0 | 0 | 0 | 0
FixedInterchange | 0 | 0 | 0 | 0 | 0 | 0
Fuel Cost by Reporting Type: FRCC
ReportingType | 2015 | 2020 | 2025 | 2030 | 2035 | 2040
BM | 0 | 0 | 0 | 0 | 0 | 741.72
CC | 9319.69 | 10437.6 | 9426.21 | 4208.37 | 1736.04 | 1197.64
CSP | 0 | 0 | 0 | 0 | 0 | 0
CT | 37.17 | 70.69 | 72.62 | 21.92 | 0 | 0
Coal | 491.98 | 180.87 | 33.67 | 48.27 | 142.04 | 174.56
Geo | 0 | 0 | 0 | 0 | 0 | 0
H | 0 | 0 | 0 | 0 | 0 | 0
LFG | 0 | 0 | 0.25 | 0.25 | 0.25 | 0.25
Nuc | 282.48 | 288.24 | 525.52 | 1325.3 | 1821.8 | 1956.12
PS | 0 | 0 | 0 | 0 | 0 | 0
PV | 0 | 0 | 0 | 0 | 0 | 0
PeakG | 30.86 | 52.67 | 45.04 | 4.44 | 6.23 | 5.31
PeakO | 0 | 0 | 0 | 0 | 0 | 0
ST | 0 | 0 | 0 | 0 | 0 | 0
STOG | 0 | 0 | 0 | 0 | 0 | 0
STWD | 9.7 | 21.39 | 100.84 | 100.84 | 100.84 | 62.27
WT | 0 | 0 | 0 | 0 | 0 | 0
IGCC | 0 | 0 | 0 | 0 | 0 | 0
DemandResponse | 0 | 0 | 0 | 0 | 0 | 0
IGCC-CCS | 0 | 0 | 0 | 0 | 0 | 0
WT_off | 0 | 0 | 0 | 0 | 0 | 0
PseudoUnit | 0 | 0 | 0 | 0 | 0 | 0
FixedInterchange | 0 | 0 | 0 | 0 | 0 | 0
Fuel Cost by Reporting Type: MAPP_US
ReportingType | 2015 | 2020 | 2025 | 2030 | 2035 | 2040
BM | 0 | 0 | 0 | 0 | 17.88 | 25.93
CC | 54.34 | 9.14 | 12.83 | 6.21 | 6.35 | 4.08
CSP | 0 | 0 | 0 | 0 | 0 | 0
CT | 0 | 0 | 0 | 0 | 0.22 | 0.24
Coal | 135.75 | 37.62 | 0 | 0 | 0 | 0
Geo | 0 | 0 | 0 | 0 | 0 | 0
H | 0 | 0 | 0 | 0 | 0 | 0
LFG | 0 | 0 | 0 | 0.09 | 0.09 | 0.09
Nuc | 0 | 0 | 0 | 0.01 | 0.06 | 0.04
PS | 0 | 0 | 0 | 0 | 0 | 0
PV | 0 | 0 | 0 | 0 | 0 | 0
PeakG | 3.9 | 8.32 | 3.94 | 5.92 | 4.47 | 3.59
PeakO | 0 | 0 | 0 | 0 | 0 | 0
ST | 0 | 0 | 0 | 0 | 0 | 0
STOG | 0 | 0 | 0 | 0 | 0 | 0
STWD | 0 | 0 | 0 | 0 | 0 | 0
WT | 0 | 0 | 0 | 0 | 0 | 0
IGCC | 0 | 0 | 0 | 0 | 0 | 0
DemandResponse | 0 | 0 | 0 | 0 | 0 | 0
IGCC-CCS | 0 | 0 | 0 | 0 | 0 | 0
WT_off | 0 | 0 | 0 | 0 | 0 | 0
PseudoUnit | 0 | 0 | 0 | 0 | 0 | 0
FixedInterchange | 0 | 0 | 0 | 0 | 0 | 0
Fuel Cost by Reporting Type: MISO_IN
ReportingType | 2015 | 2020 | 2025 | 2030 | 2035 | 2040
BM | 0 | 0 | 0 | 0 | 0 | 3142.48
CC | 1075.12 | 6339.4 | 5861.23 | 4104.23 | 3542.03 | 860.13
CSP | 0 | 0 | 0 | 0 | 0 | 0
CT | 0 | 0 | 0 | 0 | 0 | 0
Coal | 967.18 | 336.87 | 48.05 | 105.7 | 333.38 | 342.66
Geo | 0 | 0 | 0 | 0 | 0 | 0
H | 0 | 0 | 0 | 0 | 0 | 0
LFG | 0 | 0 | 0.1 | 0.1 | 0.1 | 0.1
Nuc | 0 | 0 | 0 | 0.01 | 0.07 | 4.18
PS | 0 | 0 | 0 | 0 | 0 | 0
PV | 0 | 0 | 0 | 0 | 0 | 0
PeakG | 0 | 0 | 0 | 0 | 0 | 0
PeakO | 0 | 0 | 0 | 0 | 0 | 0
ST | 0 | 0 | 0 | 0 | 0 | 0
STOG | 1.94 | 2.09 | 1.89 | 1.43 | 0.13 | 0
STWD | 0 | 0 | 0 | 0 | 0 | 0
WT | 0 | 0 | 0 | 0 | 0 | 0
IGCC | 87.33 | 81.34 | 11.46 | 0.09 | 0 | 0
DemandResponse | 0 | 0 | 0 | 0 | 0 | 0
IGCC-CCS | 0 | 0 | 0 | 0 | 0 | 0
WT_off | 0 | 0 | 0 | 0 | 0 | 0
PseudoUnit | 0 | 0 | 0 | 0 | 0 | 0
FixedInterchange | 0 | 0 | 0 | 0 | 0 | 0
Fuel Cost by Reporting Type: MISO_MI
ReportingType | 2015 | 2020 | 2025 | 2030 | 2035 | 2040
BM | 0 | 0 | 0 | 0 | 0 | 905.91
CC | 848.57 | 814.87 | 811.76 | 391.17 | 290.43 | 20.22
CSP | 0 | 0 | 0 | 0 | 0 | 0
CT | 0 | 0 | 0 | 0 | 0 | 0
Coal | 565.15 | 0 | 0 | 0 | 0 | 0
Geo | 0 | 0 | 0 | 0 | 0 | 0
H | 0 | 0 | 0 | 0 | 0 | 0
LFG | 0 | 0 | 0.2 | 0.2 | 0.2 | 0.2
Nuc | 139.75 | 142.6 | 151.51 | 214.03 | 255.26 | 510.96
PS | 0 | 0 | 0 | 0 | 0 | 0
PV | 0 | 0 | 0 | 0 | 0 | 0
PeakG | 0.49 | 0 | 1.24 | 0 | 0 | 0
PeakO | 0 | 0 | 0 | 0 | 0 | 0
ST | 0 | 0 | 0 | 0 | 0 | 0
STOG | 19.08 | 6.62 | 6.01 | 5.26 | 0.83 | 0
STWD | 87.42 | 87.42 | 35.91 | 53.74 | 87.42 | 87.42
WT | 0 | 0 | 0 | 0 | 0 | 0
IGCC | 0 | 0 | 0 | 0 | 0 | 0
DemandResponse | 0 | 0 | 0 | 0 | 0 | 0
IGCC-CCS | 0 | 0 | 0 | 0 | 0 | 0
WT_off | 0 | 0 | 0 | 0 | 0 | 0
PseudoUnit | 0 | 0 | 0 | 0 | 0 | 0
FixedInterchange | 0 | 0 | 0 | 0 | 0 | 0
Fuel Cost by Reporting Type: MISO_MO-IL
ReportingType | 2015 | 2020 | 2025 | 2030 | 2035 | 2040
BM | 0 | 0 | 0 | 0 | 0 | 752.85
CC | 119.02 | 692.71 | 618.88 | 273.42 | 157.05 | 66.49
CSP | 0 | 0 | 0 | 0 | 0 | 0
CT | 0 | 0 | 0 | 0 | 0 | 0
Coal | 1395.83 | 267.27 | 58.36 | 23.66 | 74.2 | 73.39
Geo | 0 | 0 | 0 | 0 | 0 | 0
H | 0 | 0 | 0 | 0 | 0 | 0
LFG | 0 | 0 | 0.29 | 0.29 | 0.29 | 0.29
Nuc | 143.46 | 146.38 | 155.53 | 158.57 | 158.57 | 158.57
PS | 0 | 0 | 0 | 0 | 0 | 0
PV | 0 | 0 | 0 | 0 | 0 | 0
PeakG | 13.64 | 40.02 | 7.26 | 37.62 | 22.09 | 14.77
PeakO | 0 | 0 | 0 | 0 | 0 | 0
ST | 0 | 0 | 0 | 0 | 0 | 0
STOG | 0.37 | 1.39 | 0.36 | 0 | 0 | 0
STWD | 0 | 0 | 0 | 0 | 0 | 0
WT | 0 | 0 | 0 | 0 | 0 | 0
IGCC | 0 | 0 | 0 | 0 | 0 | 0
DemandResponse | 0 | 0 | 0 | 0 | 0 | 0
IGCC-CCS | 0 | 0 | 0 | 0 | 0 | 0
WT_off | 0 | 0 | 0 | 0 | 0 | 0
PseudoUnit | 0 | 0 | 0 | 0 | 0 | 0
FixedInterchange | 0 | 0 | 0 | 0 | 0 | 0
Fuel Cost by Reporting Type: MISO_W
ReportingType | 2015 | 2020 | 2025 | 2030 | 2035 | 2040
BM | 0 | 0 | 0 | 0 | 0 | 0
CC | 375.59 | 522.91 | 134.7 | 103.38 | 68.89 | 64.55
CSP | 0 | 0 | 0 | 0 | 0 | 0
CT | 0 | 0 | 0 | 0 | 0 | 0
Coal | 1184.01 | 457.1 | 69.25 | 52.39 | 52.39 | 52.39
Geo | 0 | 0 | 0 | 0 | 0 | 0
H | 0 | 0 | 0 | 0 | 0 | 0
LFG | 0 | 0 | 0 | 0.09 | 0.09 | 0.09
Nuc | 152.53 | 155.64 | 165.37 | 168.6 | 0.01 | 0.01
PS | 0 | 0 | 0 | 0 | 0 | 0
PV | 0 | 0 | 0 | 0 | 0 | 0
PeakG | 16.41 | 30.89 | 2.42 | 8.64 | 13.15 | 0.61
PeakO | 0 | 0 | 0 | 0 | 0 | 0
ST | 0 | 0 | 0 | 0 | 0 | 0
STOG | 0.01 | 0.01 | 0 | 0 | 0 | 0
STWD | 4.6 | 15.72 | 23.74 | 81.44 | 162.84 | 126.49
WT | 0 | 0 | 0 | 0 | 0 | 0
IGCC | 0 | 0 | 0 | 0 | 0 | 0
DemandResponse | 0 | 0 | 0 | 0 | 0 | 0
IGCC-CCS | 0 | 0 | 0 | 0 | 0 | 0
WT_off | 0 | 0 | 0 | 0 | 0 | 0
PseudoUnit | 0 | 0 | 0 | 0 | 0 | 0
FixedInterchange | 0 | 0 | 0 | 0 | 0 | 0
Fuel Cost by Reporting Type: MISO_WUMS
ReportingType | 2015 | 2020 | 2025 | 2030 | 2035 | 2040
BM | 0 | 0 | 0 | 0 | 0 | 1636.97
CC | 1936.81 | 2832.84 | 2259.21 | 1493.1 | 1471.68 | 186.24
CSP | 0 | 0 | 0 | 0 | 0 | 0
CT | 0 | 0 | 0 | 0 | 0 | 0
Coal | 258.11 | 34.17 | 29.95 | 29.91 | 72.56 | 104.93
Geo | 0 | 0 | 0 | 0 | 0 | 0
H | 0 | 0 | 0 | 0 | 0 | 0
LFG | 0 | 0 | 0 | 0.29 | 0.29 | 0.29
Nuc | 120.89 | 123.35 | 131.06 | 155.96 | 109.94 | 236.64
PS | 0 | 0 | 0 | 0 | 0 | 0
PV | 0 | 0 | 0 | 0 | 0 | 0
PeakG | 0 | 0 | 0 | 0 | 0 | 0
PeakO | 0 | 0 | 0 | 0 | 0 | 0
ST | 0 | 0 | 0 | 0 | 0 | 0
STOG | 0 | 0 | 0 | 0 | 0 | 0
STWD | 1.91 | 2.05 | 3.33 | 19.13 | 63.34 | 49.2
WT | 0 | 0 | 0 | 0 | 0 | 0
IGCC | 0 | 0 | 0 | 0 | 0 | 0
DemandResponse | 0 | 0 | 0 | 0 | 0 | 0
IGCC-CCS | 0 | 0 | 0 | 0 | 0 | 0
WT_off | 0 | 0 | 0 | 0 | 0 | 0
PseudoUnit | 0 | 0 | 0 | 0 | 0 | 0
FixedInterchange | 0 | 0 | 0 | 0 | 0 | 0
Fuel Cost by Reporting Type: Nebraska
ReportingType | 2015 | 2020 | 2025 | 2030 | 2035 | 2040
BM | 0 | 0 | 0 | 0 | 0 | 389.34
CC | 86.99 | 700.47 | 647.62 | 392.35 | 240.58 | 129.15
CSP | 0 | 0 | 0 | 0 | 0 | 0
CT | 0 | 0 | 0 | 0 | 0 | 0
Coal | 414.89 | 67.74 | 54.02 | 51.47 | 50.88 | 50.88
Geo | 0 | 0 | 0 | 0 | 0 | 0
H | 0 | 0 | 0 | 0 | 0 | 0
LFG | 0 | 0 | 0 | 0.09 | 0.09 | 0.09
Nuc | 83.67 | 85.37 | 90.71 | 92.48 | 0.01 | 0.01
PS | 0 | 0 | 0 | 0 | 0 | 0
PV | 0 | 0 | 0 | 0 | 0 | 0
PeakG | 1.96 | 0 | 0 | 1.97 | 0.57 | 0
PeakO | 0 | 0 | 0 | 0 | 0 | 0
ST | 0 | 0 | 0 | 0 | 0 | 0
STOG | 0 | 0 | 0 | 0 | 0 | 0
STWD | 0 | 0 | 0 | 0 | 0 | 0
WT | 0 | 0 | 0 | 0 | 0 | 0
IGCC | 0 | 0 | 0 | 0 | 0 | 0
DemandResponse | 0 | 0 | 0 | 0 | 0 | 0
IGCC-CCS | 0 | 0 | 0 | 0 | 0 | 0
WT_off | 0 | 0 | 0 | 0 | 0 | 0
PseudoUnit | 0 | 0 | 0 | 0 | 0 | 0
FixedInterchange | 0 | 0 | 0 | 0 | 0 | 0
Fuel Cost by Reporting Type: NEISO
ReportingType | 2015 | 2020 | 2025 | 2030 | 2035 | 2040
BM | 128.98 | 100.04 | 2.15 | 13.3 | 58.56 | 58.49
CC | 1424.41 | 836.41 | 410.87 | 179.42 | 118.34 | 96.8
CSP | 0 | 0 | 0 | 0 | 0 | 0
CT | 0.07 | 0.2 | 0.09 | 0 | 0 | 0
Coal | 1.1 | 0 | 0 | 0 | 0 | 0
Geo | 0 | 0 | 0 | 0 | 0 | 0
H | 0 | 0 | 0 | 0 | 0 | 0
LFG | 0.06 | 0.06 | 0.06 | 0.15 | 0.15 | 0.15
Nuc | 293.25 | 299.23 | 317.93 | 324.14 | 234.19 | 173
PS | 0 | 0 | 0 | 0 | 0 | 0
PV | 0 | 0 | 0 | 0 | 0 | 0
PeakG | 0.5 | 1.94 | 1.03 | 0 | 0.44 | 0.5
PeakO | 0 | 0 | 0 | 0 | 0 | 0
ST | 0 | 0 | 0 | 0 | 0 | 0
STOG | 0 | 0 | 0 | 0 | 0 | 0
STWD | 338.09 | 61.63 | 6.88 | 16.05 | 159.48 | 159.44
WT | 0 | 0 | 0 | 0 | 0 | 0
IGCC | 0 | 0 | 0 | 0 | 0 | 0
DemandResponse | 0 | 0 | 0 | 0 | 0 | 0
IGCC-CCS | 0 | 0 | 0 | 0 | 0 | 0
WT_off | 0 | 0 | 0 | 0 | 0 | 0
PseudoUnit | 0 | 0 | 0 | 0 | 0 | 0
FixedInterchange | 0 | 0 | 0 | 0 | 0 | 0
Fuel Cost by Reporting Type: NonRTO_Midwest
ReportingType | 2015 | 2020 | 2025 | 2030 | 2035 | 2040
BM | 0 | 0 | 0 | 0 | 381.23 | 3142.48
CC | 914.63 | 1935.04 | 1773.59 | 1381.45 | 1189.65 | 62.83
CSP | 0 | 0 | 0 | 0 | 0 | 0
CT | 0 | 0 | 0 | 0 | 0 | 0
Coal | 791.28 | 298.71 | 53.21 | 112.42 | 149.42 | 151.52
Geo | 0 | 0 | 0 | 0 | 0 | 0
H | 0 | 0 | 0 | 0 | 0 | 0
LFG | 0 | 0 | 0.2 | 0.2 | 0.2 | 0.2
Nuc | 0 | 0 | 0.01 | 0.04 | 59.81 | 59.81
PS | 0 | 0 | 0 | 0 | 0 | 0
PV | 0 | 0 | 0 | 0 | 0 | 0
PeakG | 10.31 | 2.12 | 13.82 | 12.49 | 2.46 | 0
PeakO | 0 | 0 | 0 | 0 | 0 | 0
ST | 0 | 0 | 0 | 0 | 0 | 0
STOG | 0 | 0 | 0 | 0 | 0 | 0
STWD | 0 | 0 | 0 | 0 | 0 | 0
WT | 0 | 0 | 0 | 0 | 0 | 0
IGCC | 0 | 0 | 0 | 0 | 0 | 0
DemandResponse | 0 | 0 | 0 | 0 | 0 | 0
IGCC-CCS | 0 | 0 | 0 | 0 | 0 | 0
WT_off | 0 | 0 | 0 | 0 | 0 | 0
PseudoUnit | 0 | 0 | 0 | 0 | 0 | 0
FixedInterchange | 0 | 0 | 0 | 0 | 0 | 0
Fuel Cost by Reporting Type: NYISO_A-F
ReportingType | 2015 | 2020 | 2025 | 2030 | 2035 | 2040
BM | 0 | 0 | 0 | 0 | 0 | 0
CC | 266.41 | 258.73 | 157.98 | 109.71 | 15.2 | 10.18
CSP | 0 | 0 | 0 | 0 | 0 | 0
CT | 0 | 0 | 0 | 0 | 0 | 0
Coal | 0 | 0 | 0 | 0 | 0 | 0
Geo | 0 | 0 | 0 | 0 | 0 | 0
H | 0 | 0 | 0 | 0 | 0 | 0
LFG | 0.01 | 0.01 | 0.01 | 0.09 | 0.09 | 0.09
Nuc | 217.02 | 221.45 | 235.29 | 195.6 | 154.22 | 93.47
PS | 0 | 0 | 0 | 0 | 0 | 0
PV | 0 | 0 | 0 | 0 | 0 | 0
PeakG | 0 | 0 | 0 | 0 | 0 | 0
PeakO | 0 | 0 | 0 | 0 | 0 | 0
ST | 0 | 0 | 0 | 0 | 0 | 0
STOG | 0 | 0 | 0 | 0 | 0 | 0
STWD | 0 | 0 | 0 | 7.06 | 23.18 | 23.18
WT | 0 | 0 | 0 | 0 | 0 | 0
IGCC | 0 | 0 | 0 | 0 | 0 | 0
DemandResponse | 0 | 0 | 0 | 0 | 0 | 0
IGCC-CCS | 0 | 0 | 0 | 0 | 0 | 0
WT_off | 0 | 0 | 0 | 0 | 0 | 0
PseudoUnit | 0 | 0 | 0 | 0 | 0 | 0
FixedInterchange | 0 | 0 | 0 | 0 | 0 | 0
Fuel Cost by Reporting Type: NYISO_G-I
ReportingType | 2015 | 2020 | 2025 | 2030 | 2035 | 2040
BM | 0 | 0 | 0 | 0 | 278.77 | 342.37
CC | 104.75 | 109.57 | 95.46 | 32.89 | 30.45 | 16.71
CSP | 0 | 0 | 0 | 0 | 0 | 0
CT | 0 | 0 | 0 | 0 | 0 | 0
Coal | 0 | 0 | 0 | 0 | 0 | 0
Geo | 0 | 0 | 0 | 0 | 0 | 0
H | 0 | 0 | 0 | 0 | 0 | 0
LFG | 0 | 0 | 0 | 0.09 | 0.09 | 0.09
Nuc | 130.64 | 133.3 | 141.63 | 144.4 | 72.41 | 101.66
PS | 0 | 0 | 0 | 0 | 0 | 0
PV | 0 | 0 | 0 | 0 | 0 | 0
PeakG | 0 | 0 | 0.06 | 0.04 | 0.04 | 0
PeakO | 0 | 0 | 0 | 0 | 0 | 0
ST | 0 | 0 | 0 | 0 | 0 | 0
STOG | 0 | 0 | 0 | 0 | 0 | 0
STWD | 0 | 0 | 0 | 0 | 0 | 0
WT | 0 | 0 | 0 | 0 | 0 | 0
IGCC | 0 | 0 | 0 | 0 | 0 | 0
DemandResponse | 0 | 0 | 0 | 0 | 0 | 0
IGCC-CCS | 0 | 0 | 0 | 0 | 0 | 0
WT_off | 0 | 0 | 0 | 0 | 0 | 0
PseudoUnit | 0 | 0 | 0 | 0 | 0 | 0
FixedInterchange | 0 | 0 | 0 | 0 | 0 | 0
Fuel Cost by Reporting Type: NYISO_J-K
ReportingType | 2015 | 2020 | 2025 | 2030 | 2035 | 2040
BM | 0 | 0 | 0 | 0 | 0 | 0
CC | 840.58 | 827.67 | 608.37 | 372.2 | 295.55 | 234.46
CSP | 0 | 0 | 0 | 0 | 0 | 0
CT | 0 | 0 | 0 | 0 | 0 | 0
Coal | 0 | 0 | 0 | 0 | 0 | 0
Geo | 0 | 0 | 0 | 0 | 0 | 0
H | 0 | 0 | 0 | 0 | 0 | 0
LFG | 0 | 0 | 0 | 0.09 | 0.09 | 0.09
Nuc | 0 | 0 | 0 | 0.02 | 0.07 | 0.05
PS | 0 | 0 | 0 | 0 | 0 | 0
PV | 0 | 0 | 0 | 0 | 0 | 0
PeakG | 3.04 | 4.69 | 6.47 | 4.14 | 11.45 | 8.58
PeakO | 0 | 0 | 0 | 0 | 0 | 0
ST | 0 | 0 | 0 | 0 | 0 | 0
STOG | 27.44 | 38.16 | 52.04 | 34.46 | 13.87 | 9
STWD | 0 | 0 | 0 | 0 | 0 | 0
WT | 0 | 0 | 0 | 0 | 0 | 0
IGCC | 0 | 0 | 0 | 0 | 0 | 0
DemandResponse | 0 | 0 | 0 | 0 | 0 | 0
IGCC-CCS | 0 | 0 | 0 | 0 | 0 | 0
WT_off | 0 | 0 | 0 | 0 | 0 | 0
PseudoUnit | 0 | 0 | 0 | 0 | 0 | 0
FixedInterchange | 0 | 0 | 0 | 0 | 0 | 0
Fuel Cost by Reporting Type: PJM_E
ReportingType | 2015 | 2020 | 2025 | 2030 | 2035 | 2040
BM | 0.86 | 15.34 | 15.34 | 15.34 | 15.34 | 15.34
CC | 1989.94 | 2257.8 | 2297.58 | 1355.21 | 1025.04 | 517.29
CSP | 0 | 0 | 0 | 0 | 0 | 0
CT | 0.02 | 0.18 | 0.31 | 0 | 0 | 0
Coal | 19.94 | 10.15 | 5.28 | 1.03 | 23.86 | 50.58
Geo | 0 | 0 | 0 | 0 | 0 | 0
H | 0 | 0 | 0 | 0 | 0 | 0
LFG | 0.01 | 0.18 | 0.18 | 0.18 | 0.18 | 0.18
Nuc | 563.79 | 533.75 | 567.11 | 578.18 | 415.32 | 329.35
PS | 0 | 0 | 0 | 0 | 0 | 0
PV | 0 | 0 | 0 | 0 | 0 | 0
PeakG | 2.2 | 17.14 | 29.32 | 35.66 | 15.62 | 10.59
PeakO | 0 | 0 | 0 | 0 | 0 | 0
ST | 0 | 0 | 0 | 0 | 0 | 0
STOG | 18.46 | 33.32 | 0 | 0 | 0 | 0
STWD | 0 | 0 | 0 | 0 | 0 | 0
WT | 0 | 0 | 0 | 0 | 0 | 0
IGCC | 0 | 0 | 0 | 0 | 0 | 0
DemandResponse | 0 | 0 | 0 | 0 | 0 | 0
IGCC-CCS | 0 | 0 | 0 | 0 | 0 | 0
WT_off | 0 | 0 | 0 | 0 | 0 | 0
PseudoUnit | 0 | 0 | 0 | 0 | 0 | 0
FixedInterchange | 0 | 0 | 0 | 0 | 0 | 0
Fuel Cost by Reporting Type: PJM_ROM
ReportingType | 2015 | 2020 | 2025 | 2030 | 2035 | 2040
BM | 0.52 | 9.21 | 9.21 | 9.21 | 1205.84 | 1205.84
CC | 925.26 | 1066.93 | 1068.7 | 624.91 | 445.19 | 185.91
CSP | 0 | 0 | 0 | 0 | 0 | 0
CT | 0.01 | 0.11 | 0.19 | 0.14 | 0 | 0
Coal | 295.6 | 77.83 | 9.26 | 26.48 | 60.61 | 59.86
Geo | 0 | 0 | 0 | 0 | 0 | 0
H | 0 | 0 | 0 | 0 | 0 | 0
LFG | 0.02 | 0.36 | 0.36 | 0.36 | 0.36 | 0.36
Nuc | 337.6 | 344.49 | 366.02 | 373.17 | 363.9 | 465.24
PS | 0 | 0 | 0 | 0 | 0 | 0
PV | 0 | 0 | 0 | 0 | 0 | 0
PeakG | 0 | 1 | 3.39 | 14.43 | 7.21 | 6.77
PeakO | 0 | 0 | 0 | 0 | 0 | 0
ST | 0 | 0 | 0 | 0 | 0 | 0
STOG | 45.13 | 74.48 | 0 | 0 | 0 | 0
STWD | 2.04 | 35.1 | 35.1 | 35.1 | 35.1 | 35.1
WT | 0 | 0 | 0 | 0 | 0 | 0
IGCC | 0 | 0 | 0 | 0 | 0 | 0
DemandResponse | 0 | 0 | 0 | 0 | 0 | 0
IGCC-CCS | 0 | 0 | 0 | 0 | 0 | 0
WT_off | 0 | 0 | 0 | 0 | 0 | 0
PseudoUnit | 0 | 0 | 0 | 0 | 0 | 0
FixedInterchange | 0 | 0 | 0 | 0 | 0 | 0
Fuel Cost by Reporting Type: PJM_ROR
ReportingType | 2015 | 2020 | 2025 | 2030 | 2035 | 2040
BM | 11.05 | 196.9 | 166.21 | 196.9 | 196.9 | 5398.8
CC | 6629.73 | 8919.26 | 8633.2 | 5842.21 | 4807.42 | 381.66
CSP | 0 | 0 | 0 | 0 | 0 | 0
CT | 0.18 | 0.2 | 0.34 | 0.26 | 0 | 0
Coal | 3784.12 | 1859.85 | 262.33 | 269.14 | 660.05 | 659.55
Geo | 0 | 0 | 0 | 0 | 0 | 0
H | 0 | 0 | 0 | 0 | 0 | 0
LFG | 0.07 | 0.73 | 0.73 | 0.73 | 0.73 | 0.73
Nuc | 1319.64 | 1346.55 | 1430.71 | 1395.54 | 1356.81 | 2084.57
PS | 0 | 0 | 0 | 0 | 0 | 0
PV | 0 | 0 | 0 | 0 | 0 | 0
PeakG | 54.49 | 71.47 | 115.34 | 76.55 | 54.93 | 22.12
PeakO | 0 | 0 | 0 | 0 | 0 | 0
ST | 0 | 0 | 0 | 0 | 0 | 0
STOG | 24.44 | 51.28 | 44.53 | 0 | 0 | 0
STWD | 2.8 | 103.87 | 87.03 | 76.32 | 103.87 | 103.87
WT | 0 | 0 | 0 | 0 | 0 | 0
IGCC | 0 | 0 | 0 | 0 | 0 | 0
DemandResponse | 0 | 0 | 0 | 0 | 0 | 0
IGCC-CCS | 0 | 0 | 0 | 0 | 0 | 0
WT_off | 0 | 0 | 0 | 0 | 0 | 0
PseudoUnit | 0 | 0 | 0 | 0 | 0 | 0
FixedInterchange | 0 | 0 | 0 | 0 | 0 | 0
Fuel Cost by Reporting Type: SOCO
ReportingType | 2015 | 2020 | 2025 | 2030 | 2035 | 2040
BM | 2.62 | 6.09 | 20.51 | 28.13 | 3352.53 | 3352.53
CC | 6689.06 | 8351.96 | 7928.6 | 3942.14 | 1506.62 | 289.14
CSP | 0 | 0 | 0 | 0 | 0 | 0
CT | 0 | 0 | 0 | 0 | 0 | 0
Coal | 962.86 | 309.92 | 134.17 | 187.25 | 199.81 | 198.07
Geo | 0 | 0 | 0 | 0 | 0 | 0
H | 0 | 0 | 0 | 0 | 0 | 0
LFG | 0 | 0 | 0.14 | 0.14 | 0.14 | 0.14
Nuc | 396.64 | 551.11 | 585.56 | 1212.06 | 1408.13 | 1817.49
PS | 0 | 0 | 0 | 0 | 0 | 0
PV | 0 | 0 | 0 | 0 | 0 | 0
PeakG | 49 | 74.65 | 126.71 | 6.11 | 7.9 | 3.49
PeakO | 0 | 0 | 0 | 0 | 0 | 0
ST | 0 | 0 | 0 | 0 | 0 | 0
STOG | 0 | 0 | 0 | 0 | 0 | 0
STWD | 21.78 | 37.89 | 58.06 | 328.92 | 392.54 | 267.49
WT | 0 | 0 | 0 | 0 | 0 | 0
IGCC | 0 | 0 | 0 | 0 | 0 | 0
DemandResponse | 0 | 0 | 0 | 0 | 0 | 0
IGCC-CCS | 0 | 0 | 0 | 0 | 0 | 0
WT_off | 0 | 0 | 0 | 0 | 0 | 0
PseudoUnit | 0 | 0 | 0 | 0 | 0 | 0
FixedInterchange | 0 | 0 | 0 | 0 | 0 | 0
Fuel Cost by Reporting Type: SPP_N
ReportingType | 2015 | 2020 | 2025 | 2030 | 2035 | 2040
BM | 0 | 0 | 0 | 0 | 2793.59 | 2899.31
CC | 559.03 | 1314.11 | 1009.39 | 695.49 | 274.84 | 188.79
CSP | 0 | 0 | 0 | 0 | 0 | 0
CT | 0 | 0 | 0 | 0 | 0 | 0
Coal | 929.87 | 305.54 | 30.01 | 47.49 | 118.95 | 118.95
Geo | 0 | 0 | 0 | 0 | 0 | 0
H | 0 | 0 | 0 | 0 | 0 | 0
LFG | 0 | 0 | 0.12 | 0.12 | 0.12 | 0.12
Nuc | 74.76 | 76.29 | 81.06 | 82.64 | 82.64 | 82.64
PS | 0 | 0 | 0 | 0 | 0 | 0
PV | 0 | 0 | 0 | 0 | 0 | 0
PeakG | 1.31 | 0 | 0 | 0.87 | 0 | 0
PeakO | 0 | 0 | 0 | 0 | 0 | 0
ST | 0 | 0 | 0 | 0 | 0 | 0
STOG | 11.8 | 1.54 | 5.72 | 9.3 | 0 | 0
STWD | 0 | 0 | 0 | 0 | 0 | 0
WT | 0 | 0 | 0 | 0 | 0 | 0
IGCC | 0 | 0 | 0 | 0 | 0 | 0
DemandResponse | 0 | 0 | 0 | 0 | 0 | 0
IGCC-CCS | 0 | 0 | 0 | 0 | 0 | 0
WT_off | 0 | 0 | 0 | 0 | 0 | 0
PseudoUnit | 0 | 0 | 0 | 0 | 0 | 0
FixedInterchange | 0 | 0 | 0 | 0 | 0 | 0
Fuel Cost by Reporting Type: SPP_S
ReportingType | 2015 | 2020 | 2025 | 2030 | 2035 | 2040
BM | 0 | 0 | 0 | 0 | 1114.67 | 1759.44
CC | 1839.43 | 1995.81 | 2022.33 | 1452.68 | 684.55 | 510.99
CSP | 0 | 0 | 0 | 0 | 0 | 0
CT | 1.09 | 0 | 0 | 0 | 0 | 0.21
Coal | 1544.07 | 166.2 | 17.89 | 0 | 0 | 0
Geo | 0 | 0 | 0 | 0 | 0 | 0
H | 0 | 0 | 0 | 0 | 0 | 0
LFG | 0 | 0 | 0.12 | 0.12 | 0.12 | 0.12
Nuc | 0 | 0 | 0 | 101.65 | 101.71 | 101.7
PS | 0 | 0 | 0 | 0 | 0 | 0
PV | 0 | 0 | 0 | 0 | 0 | 0
PeakG | 0 | 0 | 0 | 0 | 0 | 0
PeakO | 0 | 0 | 0 | 0 | 0 | 0
ST | 0 | 0 | 0 | 0 | 0 | 0
STOG | 135.08 | 43.78 | 89.92 | 54.15 | 13.51 | 3.92
STWD | 4.73 | 2.57 | 2.57 | 17.03 | 50.06 | 38.89
WT | 0 | 0 | 0 | 0 | 0 | 0
IGCC | 0 | 0 | 0 | 0 | 0 | 0
DemandResponse | 0 | 0 | 0 | 0 | 0 | 0
IGCC-CCS | 0 | 0 | 0 | 0 | 0 | 0
WT_off | 0 | 0 | 0 | 0 | 0 | 0
PseudoUnit | 0 | 0 | 0 | 0 | 0 | 0
FixedInterchange | 0 | 0 | 0 | 0 | 0 | 0
Fuel Cost by Reporting Type: TVA
ReportingType | 2015 | 2020 | 2025 | 2030 | 2035 | 2040
BM | 0 | 0 | 0 | 0 | 3781.64 | 3781.64
CC | 2112.85 | 3360.91 | 3399.63 | 2490.72 | 1243 | 121.12
CSP | 0 | 0 | 0 | 0 | 0 | 0
CT | 0 | 0 | 0 | 0 | 0 | 0
Coal | 714.32 | 272.95 | 7.1 | 0 | 0 | 0
Geo | 0 | 0 | 0 | 0 | 0 | 0
H | 0 | 0 | 0 | 0 | 0 | 0
LFG | 0 | 0 | 0.14 | 0.14 | 0.14 | 0.14
Nuc | 542.87 | 553.94 | 588.56 | 600.05 | 593.62 | 849.5
PS | 0 | 0 | 0 | 0 | 0 | 0
PV | 0 | 0 | 0 | 0 | 0 | 0
PeakG | 0 | 0 | 0 | 0 | 0 | 0
PeakO | 0 | 0 | 0 | 0 | 0 | 0
ST | 0 | 0 | 0 | 0 | 0 | 0
STOG | 0 | 0 | 0 | 0 | 0 | 0
STWD | 0.15 | 0.16 | 0.27 | 2.3 | 2.75 | 2.75
WT | 0 | 0 | 0 | 0 | 0 | 0
IGCC | 0 | 0 | 0 | 0 | 0 | 0
DemandResponse | 0 | 0 | 0 | 0 | 0 | 0
IGCC-CCS | 0 | 0 | 0 | 0 | 0 | 0
WT_off | 0 | 0 | 0 | 0 | 0 | 0
PseudoUnit | 0 | 0 | 0 | 0 | 0 | 0
FixedInterchange | 0 | 0 | 0 | 0 | 0 | 0
Fuel Cost by Reporting Type: TVA_Transmission
ReportingType | 2015 | 2020 | 2025 | 2030 | 2035 | 2040
BM | 0 | 0 | 0 | 0 | 0 | 0
CC | 0 | 0 | 0 | 0 | 0 | 0
CSP | 0 | 0 | 0 | 0 | 0 | 0
CT | 0 | 0 | 0 | 0 | 0 | 0
Coal | 0 | 0 | 0 | 0 | 0 | 0
Geo | 0 | 0 | 0 | 0 | 0 | 0
H | 0 | 0 | 0 | 0 | 0 | 0
LFG | 0 | 0 | 0 | 0 | 0 | 0
Nuc | 0 | 0 | 0 | 0 | 0 | 0
PS | 0 | 0 | 0 | 0 | 0 | 0
PV | 0 | 0 | 0 | 0 | 0 | 0
PeakG | 0 | 0 | 0 | 0 | 0 | 0
PeakO | 0 | 0 | 0 | 0 | 0 | 0
ST | 0 | 0 | 0 | 0 | 0 | 0
STOG | 0 | 0 | 0 | 0 | 0 | 0
STWD | 0 | 0 | 0 | 0 | 0 | 0
WT | 0 | 0 | 0 | 0 | 0 | 0
IGCC | 0 | 0 | 0 | 0 | 0 | 0
DemandResponse | 0 | 0 | 0 | 0 | 0 | 0
IGCC-CCS | 0 | 0 | 0 | 0 | 0 | 0
WT_off | 0 | 0 | 0 | 0 | 0 | 0
PseudoUnit | 0 | 0 | 0 | 0 | 0 | 0
FixedInterchange | 0 | 0 | 0 | 0 | 0 | 0
Fuel Cost by Reporting Type: VACAR
ReportingType | 2015 | 2020 | 2025 | 2030 | 2035 | 2040
BM | 0.47 | 87.52 | 362.95 | 369.47 | 369.47 | 2931.67
CC | 5557 | 5841.16 | 5306.1 | 3695.26 | 1382.15 | 366.63
CSP | 0 | 0 | 0 | 0 | 0 | 0
CT | 5.38 | 5.75 | 10.14 | 0 | 0 | 0
Coal | 741.27 | 428.24 | 103.62 | 98.56 | 162.72 | 161.42
Geo | 0 | 0 | 0 | 0 | 0 | 0
H | 0 | 0 | 0 | 0 | 0 | 0
LFG | 0 | 0.14 | 0.14 | 0.14 | 0.14 | 0.14
Nuc | 730.67 | 900.6 | 1113.18 | 1231.15 | 1001.65 | 870.36
PS | 0 | 0 | 0 | 0 | 0 | 0
PV | 0 | 0 | 0 | 0 | 0 | 0
PeakG | 7.91 | 18.63 | 29.62 | 24.83 | 7.67 | 7.82
PeakO | 0 | 0 | 0 | 0 | 0 | 0
ST | 0 | 0 | 0 | 0 | 0 | 0
STOG | 0 | 0 | 0 | 0 | 0 | 0
STWD | 159.73 | 159.73 | 159.73 | 159.73 | 159.73 | 124.07
WT | 0 | 0 | 0 | 0 | 0 | 0
IGCC | 0 | 0 | 0 | 0 | 0 | 0
DemandResponse | 0 | 0 | 0 | 0 | 0 | 0
IGCC-CCS | 0 | 0 | 0 | 0 | 0 | 0
WT_off | 0 | 0 | 0 | 0 | 0 | 0
PseudoUnit | 0 | 0 | 0 | 0 | 0 | 0
FixedInterchange | 0 | 0 | 0 | 0 | 0 | 0
Fuel Cost by Reporting Type: IESO
ReportingType | 2015 | 2020 | 2025 | 2030 | 2035 | 2040
BM | 0 | 0 | 0 | 0 | 0 | 0.57
CC | 0 | 0 | 0 | 0 | 0 | 0
CSP | 0 | 0 | 0 | 0 | 0 | 0
CT | 0 | 0 | 0 | 0 | 0 | 0
Coal | 0 | 0 | 0 | 0 | 0 | 0
Geo | 0 | 0 | 0 | 0 | 0 | 0
H | 0 | 0 | 0 | 0 | 0 | 0
LFG | 0.02 | 0.02 | 0.02 | 0.02 | 0.02 | 0.02
Nuc | 624.58 | 580.5 | 602.03 | 663.21 | 661.21 | 661.29
PS | 0 | 0 | 0 | 0 | 0 | 0
PV | 0 | 0 | 0 | 0 | 0 | 0
PeakG | 0 | 0 | 0 | 0 | 0 | 0
PeakO | 0 | 0 | 0 | 0 | 0 | 0
ST | 0 | 0 | 0 | 0 | 0 | 0
STOG | 0 | 0 | 0 | 0 | 0 | 0
STWD | 0 | 0 | 0 | 0 | 0 | 0.3
WT | 0 | 0 | 0 | 0 | 0 | 0
IGCC | 0 | 0 | 0 | 0 | 0 | 0
DemandResponse | 0 | 0 | 0 | 0 | 0 | 0
IGCC-CCS | 0 | 0 | 0 | 0 | 0 | 0
WT_off | 0 | 0 | 0 | 0 | 0 | 0
PseudoUnit | 0 | 0 | 0 | 0 | 0 | 0
FixedInterchange | 0 | 0 | 0 | 0 | 0 | 0
Fuel Cost by Reporting Type: MAPP_CA
ReportingType | 2015 | 2020 | 2025 | 2030 | 2035 | 2040
BM | 0 | 0 | 0 | 0 | 0 | 0
CC | 258.11 | 296.43 | 22.26 | 0 | 0 | 0
CSP | 0 | 0 | 0 | 0 | 0 | 0
CT | 0 | 0 | 0 | 0 | 0 | 0
Coal | 11.88 | 1.8 | 0 | 0 | 0 | 0
Geo | 0 | 0 | 0 | 0 | 0 | 0
H | 0 | 0 | 0 | 0 | 0 | 0
LFG | 0 | 0 | 0 | 0 | 0 | 0
Nuc | 0 | 0 | 0 | 0 | 0.02 | 0
PS | 0 | 0 | 0 | 0 | 0 | 0
PV | 0 | 0 | 0 | 0 | 0 | 0
PeakG | 4.38 | 4.66 | 0 | 0 | 0 | 0
PeakO | 0 | 0 | 0 | 0 | 0 | 0
ST | 0 | 0 | 0 | 0 | 0 | 0
STOG | 0.68 | 0 | 0 | 0 | 0 | 0
STWD | 0 | 0 | 0 | 0 | 0 | 0
WT | 0 | 0 | 0 | 0 | 0 | 0
IGCC | 0 | 0 | 0 | 0 | 0 | 0
DemandResponse | 0 | 0 | 0 | 0 | 0 | 0
IGCC-CCS | 0 | 0 | 0 | 0 | 0 | 0
WT_off | 0 | 0 | 0 | 0 | 0 | 0
PseudoUnit | 0 | 0 | 0 | 0 | 0 | 0
FixedInterchange | 0 | 0 | 0 | 0 | 0 | 0
Fuel Cost by Reporting Type: AZ_NM_SNV_Coal
ReportingType | 2015 | 2020 | 2025 | 2030 | 2035 | 2040
BM | 0 | 0 | 0 | 0 | 0 | 0
CC | 0 | 0 | 0 | 0 | 0 | 0
CSP | 0 | 0 | 0 | 0 | 0 | 0
CT | 0 | 0 | 0 | 0 | 0 | 0
Coal | 815.55 | 643.83 | 95.83 | 12 | 79.58 | 41.79
Geo | 0 | 0 | 0 | 0 | 0 | 0
H | 0 | 0 | 0 | 0 | 0 | 0
LFG | 0 | 0 | 0 | 0 | 0 | 0
Nuc | 0 | 0 | 0 | 0 | 0 | 0
PS | 0 | 0 | 0 | 0 | 0 | 0
PV | 0 | 0 | 0 | 0 | 0 | 0
PeakG | 0 | 0 | 0 | 0 | 0 | 0
PeakO | 0 | 0 | 0 | 0 | 0 | 0
ST | 0 | 0 | 0 | 0 | 0 | 0
STOG | 0 | 0 | 0 | 0 | 0 | 0
STWD | 0 | 0 | 0 | 0 | 0 | 0
WT | 0 | 0 | 0 | 0 | 0 | 0
IGCC | 0 | 0 | 0 | 0 | 0 | 0
DemandResponse | 0 | 0 | 0 | 0 | 0 | 0
IGCC-CCS | 0 | 0 | 0 | 0 | 0 | 0
WT_off | 0 | 0 | 0 | 0 | 0 | 0
PseudoUnit | 0 | 0 | 0 | 0 | 0 | 0
FixedInterchange | 0 | 0 | 0 | 0 | 0 | 0
Fuel Cost by Reporting Type: AZ_NM_SNV_Gas
ReportingType | 2015 | 2020 | 2025 | 2030 | 2035 | 2040
BM | 0 | 0 | 0 | 0 | 0 | 0
CC | 2909.71 | 2626.92 | 3697.33 | 1783.8 | 622.04 | 493.83
CSP | 0 | 0 | 0 | 0 | 0 | 0
CT | 0 | 0 | 0 | 0 | 0 | 0
Coal | 0 | 0 | 0 | 0 | 0 | 0
Geo | 0 | 0 | 0 | 0 | 0 | 0
H | 0 | 0 | 0 | 0 | 0 | 0
LFG | 0 | 0 | 0 | 0 | 0 | 0
Nuc | 0 | 0 | 0 | 0 | 0 | 0
PS | 0 | 0 | 0 | 0 | 0 | 0
PV | 0 | 0 | 0 | 0 | 0 | 0
PeakG | 0 | 0 | 0 | 0 | 0 | 0
PeakO | 0 | 0 | 0 | 0 | 0 | 0
ST | 0 | 0 | 0 | 0 | 0 | 0
STOG | 0 | 0 | 0 | 0 | 0 | 0
STWD | 0 | 0 | 0 | 0 | 0 | 0
WT | 0 | 0 | 0 | 0 | 0 | 0
IGCC | 0 | 0 | 0 | 0 | 0 | 0
DemandResponse | 0 | 0 | 0 | 0 | 0 | 0
IGCC-CCS | 0 | 0 | 0 | 0 | 0 | 0
WT_off | 0 | 0 | 0 | 0 | 0 | 0
PseudoUnit | 0 | 0 | 0 | 0 | 0 | 0
FixedInterchange | 0 | 0 | 0 | 0 | 0 | 0
Fuel Cost by Reporting Type: AZ_NM_SNV_NucRenew
ReportingType | 2015 | 2020 | 2025 | 2030 | 2035 | 2040
BM | 0 | 0 | 0 | 0 | 0 | 39.98
CC | 0 | 0 | 0 | 0 | 0 | 0
CSP | 0 | 0 | 0 | 0 | 0 | 0
CT | 0 | 0 | 0 | 0 | 0 | 0
Coal | 0 | 0 | 0 | 0 | 0 | 0
Geo | 0 | 0 | 0 | 0 | 0 | 0
H | 0 | 0 | 0 | 0 | 0 | 0
LFG | 0 | 0 | 0.08 | 0.08 | 0.08 | 0.08
Nuc | 254.91 | 260.1 | 276.36 | 512.74 | 1007.64 | 1007.64
PS | 0 | 0 | 0 | 0 | 0 | 0
PV | 0 | 0 | 0 | 0 | 0 | 0
PeakG | 0 | 0 | 0 | 0 | 0 | 0
PeakO | 0 | 0 | 0 | 0 | 0 | 0
ST | 0 | 0 | 0 | 0 | 0 | 0
STOG | 0 | 0 | 0 | 0 | 0 | 0
STWD | 11.54 | 11.54 | 11.54 | 11.54 | 11.54 | 11.54
WT | 0 | 0 | 0 | 0 | 0 | 0
IGCC | 0 | 0 | 0 | 0 | 0 | 0
DemandResponse | 0 | 0 | 0 | 0 | 0 | 0
IGCC-CCS | 0 | 0 | 0 | 0 | 0 | 0
WT_off | 0 | 0 | 0 | 0 | 0 | 0
PseudoUnit | 0 | 0 | 0 | 0 | 0 | 0
FixedInterchange | 0 | 0 | 0 | 0 | 0 | 0
Fuel Cost by Reporting Type: ERCOT
ReportingType | 2015 | 2020 | 2025 | 2030 | 2035 | 2040
BM | 3.98 | 6.89 | 10.4 | 74.16 | 2078.94 | 1603.69
CC | 8930.4 | 10483.37 | 8239.13 | 5699.23 | 2547.25 | 1860.95
CSP | 0 | 0 | 0 | 0 | 0 | 0
CT | 0 | 0.17 | 0.09 | 0.41 | 0 | 0
Coal | 784.65 | 492.29 | 96.02 | 124.61 | 153.99 | 153.99
Geo | 0 | 0 | 0 | 0 | 0 | 0
H | 0 | 0 | 0 | 0 | 0 | 0
LFG | 0 | 0 | 0.45 | 0.45 | 0.45 | 0.45
Nuc | 339.13 | 346.04 | 367.67 | 496.34 | 1175.04 | 1518.2
PS | 0 | 0 | 0 | 0 | 0 | 0
PV | 0 | 0 | 0 | 0 | 0 | 0
PeakG | 0 | 0.48 | 0 | 2.2 | 2.19 | 2.42
PeakO | 0 | 0 | 0 | 0 | 0 | 0
ST | 0 | 0 | 0 | 0 | 0 | 0
STOG | 132.08 | 233.43 | 63.13 | 41.63 | 0 | 0
STWD | 0 | 0 | 0 | 0 | 0 | 0
WT | 0 | 0 | 0 | 0 | 0 | 0
IGCC | 0 | 0 | 0 | 0 | 0 | 0
DemandResponse | 0 | 0 | 0 | 0 | 0 | 0
IGCC-CCS | 0 | 0 | 0 | 0 | 0 | 0
WT_off | 0 | 0 | 0 | 0 | 0 | 0
PseudoUnit | 0 | 0 | 0 | 0 | 0 | 0
FixedInterchange | 0 | 0 | 0 | 0 | 0 | 0
Fuel Cost by Reporting Type: NP15
ReportingType | 2015 | 2020 | 2025 | 2030 | 2035 | 2040
BM | 0 | 0 | 0 | 0 | 0 | 150.9
CC | 2735.6 | 2962.24 | 2773.62 | 1541.12 | 484.94 | 267.75
CSP | 0 | 0 | 0 | 0 | 0 | 0
CT | 0 | 0 | 0 | 0 | 0 | 0
Coal | 35.53 | 0 | 0 | 0 | 0 | 0
Geo | 0 | 0 | 0 | 0 | 0 | 0
H | 0 | 0 | 0 | 0 | 0 | 0
LFG | 0 | 0.48 | 0.72 | 0.72 | 0.72 | 0.72
Nuc | 150.62 | 153.69 | 163.3 | 469.01 | 655.48 | 721.93
PS | 0 | 0 | 0 | 0 | 0 | 0
PV | 0 | 0 | 0 | 0 | 0 | 0
PeakG | 0 | 0 | 0 | 0 | 0 | 0
PeakO | 0 | 0 | 0 | 0 | 0 | 0
ST | 0 | 0 | 0 | 0 | 0 | 0
STOG | 5.17 | 3.07 | 5.38 | 0 | 0 | 0
STWD | 244.45 | 244.45 | 142.28 | 244.45 | 244.45 | 244.45
WT | 0 | 0 | 0 | 0 | 0 | 0
IGCC | 0 | 0 | 0 | 0 | 0 | 0
DemandResponse | 0 | 0 | 0 | 0 | 0 | 0
IGCC-CCS | 0 | 0 | 0 | 0 | 0 | 0
WT_off | 0 | 0 | 0 | 0 | 0 | 0
PseudoUnit | 0 | 0 | 0 | 0 | 0 | 0
FixedInterchange | 0 | 0 | 0 | 0 | 0 | 0
Fuel Cost by Reporting Type: NWPP_Coal
ReportingType | 2015 | 2020 | 2025 | 2030 | 2035 | 2040
BM | 0 | 0 | 0 | 0 | 0 | 0
CC | 0 | 0 | 0 | 0 | 0 | 0
CSP | 0 | 0 | 0 | 0 | 0 | 0
CT | 0 | 0 | 0 | 0 | 0 | 0
Coal | 543.12 | 355.18 | 21.69 | 21.69 | 21.69 | 21.69
Geo | 0 | 0 | 0 | 0 | 0 | 0
H | 0 | 0 | 0 | 0 | 0 | 0
LFG | 0 | 0 | 0 | 0 | 0 | 0
Nuc | 0 | 0 | 0 | 0 | 0 | 0
PS | 0 | 0 | 0 | 0 | 0 | 0
PV | 0 | 0 | 0 | 0 | 0 | 0
PeakG | 0 | 0 | 0 | 0 | 0 | 0
PeakO | 0 | 0 | 0 | 0 | 0 | 0
ST | 0 | 0 | 0 | 0 | 0 | 0
STOG | 0 | 0 | 0 | 0 | 0 | 0
STWD | 0 | 0 | 0 | 0 | 0 | 0
WT | 0 | 0 | 0 | 0 | 0 | 0
IGCC | 0 | 0 | 0 | 0 | 0 | 0
DemandResponse | 0 | 0 | 0 | 0 | 0 | 0
IGCC-CCS | 0 | 0 | 0 | 0 | 0 | 0
WT_off | 0 | 0 | 0 | 0 | 0 | 0
PseudoUnit | 0 | 0 | 0 | 0 | 0 | 0
FixedInterchange | 0 | 0 | 0 | 0 | 0 | 0
Fuel Cost by Reporting Type: NWPP_Gas
ReportingType | 2015 | 2020 | 2025 | 2030 | 2035 | 2040
BM | 0 | 0 | 0 | 0 | 0 | 0
CC | 2204.49 | 3019.86 | 2803.81 | 1358.97 | 213.35 | 205.87
CSP | 0 | 0 | 0 | 0 | 0 | 0
CT | 0 | 0 | 0 | 0 | 0 | 0
Coal | 0 | 0 | 0 | 0 | 0 | 0
Geo | 0 | 0 | 0 | 0 | 0 | 0
H | 0 | 0 | 0 | 0 | 0 | 0
LFG | 0 | 0 | 0 | 0 | 0 | 0
Nuc | 0 | 0 | 0 | 0 | 0 | 0
PS | 0 | 0 | 0 | 0 | 0 | 0
PV | 0 | 0 | 0 | 0 | 0 | 0
PeakG | 0 | 0 | 0 | 0 | 0 | 0
PeakO | 0 | 0 | 0 | 0 | 0 | 0
ST | 0 | 0 | 0 | 0 | 0 | 0
STOG | 0 | 0 | 0 | 0 | 0 | 0
STWD | 0 | 0 | 0 | 0 | 0 | 0
WT | 0 | 0 | 0 | 0 | 0 | 0
IGCC | 0 | 0 | 0 | 0 | 0 | 0
DemandResponse | 0 | 0 | 0 | 0 | 0 | 0
IGCC-CCS | 0 | 0 | 0 | 0 | 0 | 0
WT_off | 0 | 0 | 0 | 0 | 0 | 0
PseudoUnit | 0 | 0 | 0 | 0 | 0 | 0
FixedInterchange | 0 | 0 | 0 | 0 | 0 | 0
Fuel Cost by Reporting Type: NWPP_NucRenew
ReportingType | 2015 | 2020 | 2025 | 2030 | 2035 | 2040
BM | 0 | 4.51 | 16.65 | 16.65 | 16.65 | 1618.81
CC | 0 | 0 | 0 | 0 | 0 | 0
CSP | 0 | 0 | 0 | 0 | 0 | 0
CT | 0 | 0 | 0 | 0 | 0 | 0
Coal | 0 | 0 | 0 | 0 | 0 | 0
Geo | 0 | 0 | 0 | 0 | 0 | 0
H | 0 | 0 | 0 | 0 | 0 | 0
LFG | 0.03 | 0.03 | 0.34 | 0.34 | 0.34 | 0.34
Nuc | 71.13 | 72.58 | 77.12 | 78.63 | 328.35 | 355.74
PS | 0 | 0 | 0 | 0 | 0 | 0
PV | 0 | 0 | 0 | 0 | 0 | 0
PeakG | 0 | 0 | 0 | 0 | 0 | 0
PeakO | 0 | 0 | 0 | 0 | 0 | 0
ST | 0 | 0 | 0 | 0 | 0 | 0
STOG | 0 | 0 | 0 | 0 | 0 | 0
STWD | 0 | 0 | 301.46 | 301.46 | 301.46 | 301.46
WT | 0 | 0 | 0 | 0 | 0 | 0
IGCC | 0 | 0 | 0 | 0 | 0 | 0
DemandResponse | 0 | 0 | 0 | 0 | 0 | 0
IGCC-CCS | 0 | 0 | 0 | 0 | 0 | 0
WT_off | 0 | 0 | 0 | 0 | 0 | 0
PseudoUnit | 0 | 0 | 0 | 0 | 0 | 0
FixedInterchange | 0 | 0 | 0 | 0 | 0 | 0
Fuel Cost by Reporting Type: RMPA
ReportingType | 2015 | 2020 | 2025 | 2030 | 2035 | 2040
BM | 0 | 0 | 0 | 0 | 738.75 | 985.6
CC | 504.41 | 547.67 | 884.95 | 419.84 | 165.29 | 117.13
CSP | 0 | 0 | 0 | 0 | 0 | 0
CT | 0 | 0 | 0 | 0 | 0 | 0
Coal | 563.13 | 459.73 | 87.09 | 52.34 | 52.31 | 49.58
Geo | 0 | 0 | 0 | 0 | 0 | 0
H | 0 | 0 | 0 | 0 | 0 | 0
LFG | 0 | 0 | 0.04 | 0.04 | 0.04 | 0.04
Nuc | 0 | 0 | 11.48 | 137.42 | 137.45 | 137.44
PS | 0 | 0 | 0 | 0 | 0 | 0
PV | 0 | 0 | 0 | 0 | 0 | 0
PeakG | 0 | 0 | 0.42 | 0 | 0.26 | 0.1
PeakO | 0 | 0 | 0 | 0 | 0 | 0
ST | 0 | 0 | 0 | 0 | 0 | 0
STOG | 0 | 0 | 0 | 0 | 0 | 0
STWD | 0 | 0 | 0 | 0 | 0 | 0
WT | 0 | 0 | 0 | 0 | 0 | 0
IGCC | 0 | 0 | 0 | 0 | 0 | 0
DemandResponse | 0 | 0 | 0 | 0 | 0 | 0
IGCC-CCS | 0 | 0 | 0 | 0 | 0 | 0
WT_off | 0 | 0 | 0 | 0 | 0 | 0
PseudoUnit | 0 | 0 | 0 | 0 | 0 | 0
FixedInterchange | 0 | 0 | 0 | 0 | 0 | 0
Fuel Cost by Reporting Type: SP15
ReportingType | 2015 | 2020 | 2025 | 2030 | 2035 | 2040
BM | 3.07 | 3.07 | 3.07 | 3.07 | 3.07 | 345
CC | 3847.43 | 3861.65 | 3542.07 | 2447.15 | 1121.2 | 660.11
CSP | 0 | 0 | 0 | 0 | 0 | 0
CT | 0 | 0 | 0 | 0 | 0 | 0
Coal | 20.36 | 3.9 | 1.7 | 0 | 0 | 0
Geo | 0 | 0 | 0 | 0 | 0 | 0
H | 0 | 0 | 0 | 0 | 0 | 0
LFG | 0.01 | 0.72 | 0.72 | 0.72 | 0.72 | 0.72
Nuc | 139.02 | 141.86 | 150.73 | 219.58 | 264.42 | 427.55
PS | 0 | 0 | 0 | 0 | 0 | 0
PV | 0 | 0 | 0 | 0 | 0 | 0
PeakG | 0 | 0 | 0 | 0 | 0 | 0
PeakO | 0 | 0 | 0 | 0 | 0 | 0
ST | 0 | 0 | 0 | 0 | 0 | 0
STOG | 29.94 | 15 | 29.28 | 10.38 | 3.49 | 2.1
STWD | 62.63 | 62.63 | 62.63 | 62.63 | 62.63 | 62.63
WT | 0 | 0 | 0 | 0 | 0 | 0
IGCC | 0 | 0 | 0 | 0 | 0 | 0
DemandResponse | 0 | 0 | 0 | 0 | 0 | 0
IGCC-CCS | 0 | 0 | 0 | 0 | 0 | 0
WT_off | 0 | 0 | 0 | 0 | 0 | 0
PseudoUnit | 0 | 0 | 0 | 0 | 0 | 0
FixedInterchange | 0 | 0 | 0 | 0 | 0 | 0
Fuel Cost by Reporting Type: ALB
ReportingType | 2015 | 2020 | 2025 | 2030 | 2035 | 2040
BM | 0 | 0 | 0 | 0 | 0 | 0
CC | 604.63 | 718 | 809.27 | 0.32 | 0 | 0.4
CSP | 0 | 0 | 0 | 0 | 0 | 0
CT | 0 | 0 | 0 | 0 | 0 | 0
Coal | 217.7 | 217.7 | 214.68 | 0 | 0 | 0
Geo | 0 | 0 | 0 | 0 | 0 | 0
H | 0 | 0 | 0 | 0 | 0 | 0
LFG | 0 | 0 | 0 | 0 | 0 | 0
Nuc | 0 | 0 | 0.05 | 627.09 | 646.58 | 647.53
PS | 0 | 0 | 0 | 0 | 0 | 0
PV | 0 | 0 | 0 | 0 | 0 | 0
PeakG | 0 | 0 | 0 | 0 | 0 | 0.25
PeakO | 0 | 0 | 0 | 0 | 0 | 0
ST | 0 | 0 | 0 | 0 | 0 | 0
STOG | 0 | 0 | 0 | 0 | 0 | 0
STWD | 0 | 49.89 | 85 | 85 | 85 | 85
WT | 0 | 0 | 0 | 0 | 0 | 0
IGCC | 0 | 0 | 0 | 0 | 0 | 0
DemandResponse | 0 | 0 | 0 | 0 | 0 | 0
IGCC-CCS | 0 | 0 | 0 | 0 | 0 | 0
WT_off | 0 | 0 | 0 | 0 | 0 | 0
PseudoUnit | 0 | 0 | 0 | 0 | 0 | 0
FixedInterchange | 0 | 0 | 0 | 0 | 0 | 0
Fuel Cost by Reporting Type: BC
ReportingType | 2015 | 2020 | 2025 | 2030 | 2035 | 2040
BM | 0 | 0 | 0 | 0 | 0 | 0
CC | 149.7 | 173.16 | 193.57 | 136.22 | 0 | 0
CSP | 0 | 0 | 0 | 0 | 0 | 0
CT | 0 | 0 | 0 | 0 | 0 | 0
Coal | 0 | 0 | 0 | 0 | 0 | 0
Geo | 0 | 0 | 0 | 0 | 0 | 0
H | 0 | 0 | 0 | 0 | 0 | 0
LFG | 0 | 0 | 0 | 0 | 0 | 0
Nuc | 0 | 0 | 0.02 | 51.31 | 51.31 | 98.55
PS | 0 | 0 | 0 | 0 | 0 | 0
PV | 0 | 0 | 0 | 0 | 0 | 0
PeakG | 0 | 0 | 0 | 0 | 0 | 0
PeakO | 0 | 0 | 0 | 0 | 0 | 0
ST | 0 | 0 | 0 | 0 | 0 | 0
STOG | 0 | 0 | 0 | 0 | 0 | 0
STWD | 0 | 140.84 | 271.44 | 271.44 | 271.44 | 271.44
WT | 0 | 0 | 0 | 0 | 0 | 0
IGCC | 0 | 0 | 0 | 0 | 0 | 0
DemandResponse | 0 | 0 | 0 | 0 | 0 | 0
IGCC-CCS | 0 | 0 | 0 | 0 | 0 | 0
WT_off | 0 | 0 | 0 | 0 | 0 | 0
PseudoUnit | 0 | 0 | 0 | 0 | 0 | 0
FixedInterchange | 0 | 0 | 0 | 0 | 0 | 0
Fuel Cost by Reporting Type: HQ_IESO
ReportingType | 2015 | 2020 | 2025 | 2030 | 2035 | 2040
BM | 0 | 0 | 0 | 0 | 0 | 0
CC | 0 | 0 | 0 | 0 | 0 | 0
CSP | 0 | 0 | 0 | 0 | 0 | 0
CT | 0 | 0 | 0 | 0 | 0 | 0
Coal | 0 | 0 | 0 | 0 | 0 | 0
Geo | 0 | 0 | 0 | 0 | 0 | 0
H | 0 | 0 | 0 | 0 | 0 | 0
LFG | 0 | 0 | 0 | 0 | 0 | 0
Nuc | 0 | 0 | 0 | 0 | 0 | 0
PS | 0 | 0 | 0 | 0 | 0 | 0
PV | 0 | 0 | 0 | 0 | 0 | 0
PeakG | 0 | 0 | 0 | 0 | 0 | 0
PeakO | 0 | 0 | 0 | 0 | 0 | 0
ST | 0 | 0 | 0 | 0 | 0 | 0
STOG | 0 | 0 | 0 | 0 | 0 | 0
STWD | 0 | 0 | 0 | 0 | 0 | 0
WT | 0 | 0 | 0 | 0 | 0 | 0
IGCC | 0 | 0 | 0 | 0 | 0 | 0
DemandResponse | 0 | 0 | 0 | 0 | 0 | 0
IGCC-CCS | 0 | 0 | 0 | 0 | 0 | 0
WT_off | 0 | 0 | 0 | 0 | 0 | 0
PseudoUnit | 0 | 0 | 0 | 0 | 0 | 0
FixedInterchange | 0 | 0 | 0 | 0 | 0 | 0
Fuel Cost by Reporting Type: HQ_NEISO
ReportingType | 2015 | 2020 | 2025 | 2030 | 2035 | 2040
BM | 0 | 0 | 0 | 0 | 0 | 0
CC | 0 | 0 | 0 | 0 | 0 | 0
CSP | 0 | 0 | 0 | 0 | 0 | 0
CT | 0 | 0 | 0 | 0 | 0 | 0
Coal | 0 | 0 | 0 | 0 | 0 | 0
Geo | 0 | 0 | 0 | 0 | 0 | 0
H | 0 | 0 | 0 | 0 | 0 | 0
LFG | 0 | 0 | 0 | 0 | 0 | 0
Nuc | 0 | 0 | 0 | 0 | 0.03 | 0.03
PS | 0 | 0 | 0 | 0 | 0 | 0
PV | 0 | 0 | 0 | 0 | 0 | 0
PeakG | 0 | 0 | 0 | 0 | 0 | 0
PeakO | 0 | 0 | 0 | 0 | 0 | 0
ST | 0 | 0 | 0 | 0 | 0 | 0
STOG | 0 | 0 | 0 | 0 | 0 | 0
STWD | 0 | 0 | 0 | 0 | 0 | 0
WT | 0 | 0 | 0 | 0 | 0 | 0
IGCC | 0 | 0 | 0 | 0 | 0 | 0
DemandResponse | 0 | 0 | 0 | 0 | 0 | 0
IGCC-CCS | 0 | 0 | 0 | 0 | 0 | 0
WT_off | 0 | 0 | 0 | 0 | 0 | 0
PseudoUnit | 0 | 0 | 0 | 0 | 0 | 0
FixedInterchange | 0 | 0 | 0 | 0 | 0 | 0
Fuel Cost by Reporting Type: HQ_NY
ReportingType | 2015 | 2020 | 2025 | 2030 | 2035 | 2040
BM | 0 | 0 | 0 | 0 | 0 | 0
CC | 0 | 0 | 0 | 0 | 0 | 0
CSP | 0 | 0 | 0 | 0 | 0 | 0
CT | 0 | 0 | 0 | 0 | 0 | 0
Coal | 0 | 0 | 0 | 0 | 0 | 0
Geo | 0 | 0 | 0 | 0 | 0 | 0
H | 0 | 0 | 0 | 0 | 0 | 0
LFG | 0 | 0 | 0 | 0 | 0 | 0
Nuc | 0 | 0 | 0 | 0 | 0.03 | 0.03
PS | 0 | 0 | 0 | 0 | 0 | 0
PV | 0 | 0 | 0 | 0 | 0 | 0
PeakG | 0 | 0 | 0 | 0 | 0 | 0
PeakO | 0 | 0 | 0 | 0 | 0 | 0
ST | 0 | 0 | 0 | 0 | 0 | 0
STOG | 0 | 0 | 0 | 0 | 0 | 0
STWD | 0 | 0 | 0 | 0 | 0 | 0
WT | 0 | 0 | 0 | 0 | 0 | 0
IGCC | 0 | 0 | 0 | 0 | 0 | 0
DemandResponse | 0 | 0 | 0 | 0 | 0 | 0
IGCC-CCS | 0 | 0 | 0 | 0 | 0 | 0
WT_off | 0 | 0 | 0 | 0 | 0 | 0
PseudoUnit | 0 | 0 | 0 | 0 | 0 | 0
FixedInterchange | 0 | 0 | 0 | 0 | 0 | 0
Fuel Cost by Reporting Type: MARITIMES
ReportingType | 2015 | 2020 | 2025 | 2030 | 2035 | 2040
BM | 0 | 0 | 0 | 0 | 0 | 0
CC | 0 | 0 | 0 | 0 | 0 | 0
CSP | 0 | 0 | 0 | 0 | 0 | 0
CT | 0 | 0 | 0 | 0 | 0 | 0
Coal | 0 | 0 | 0 | 0 | 0 | 0
Geo | 0 | 0 | 0 | 0 | 0 | 0
H | 0 | 0 | 0 | 0 | 0 | 0
LFG | 0 | 0 | 0 | 0 | 0 | 0
Nuc | 0 | 0 | 0 | 0 | 0.03 | 0.03
PS | 0 | 0 | 0 | 0 | 0 | 0
PV | 0 | 0 | 0 | 0 | 0 | 0
PeakG | 0 | 0 | 0 | 0 | 0 | 0
PeakO | 0 | 0 | 0 | 0 | 0 | 0
ST | 0 | 0 | 0 | 0 | 0 | 0
STOG | 0 | 0 | 0 | 0 | 0 | 0
STWD | 0 | 0 | 0 | 0 | 0 | 0
WT | 0 | 0 | 0 | 0 | 0 | 0
IGCC | 0 | 0 | 0 | 0 | 0 | 0
DemandResponse | 0 | 0 | 0 | 0 | 0 | 0
IGCC-CCS | 0 | 0 | 0 | 0 | 0 | 0
WT_off | 0 | 0 | 0 | 0 | 0 | 0
PseudoUnit | 0 | 0 | 0 | 0 | 0 | 0
FixedInterchange | 0 | 0 | 0 | 0 | 0 | 0
Fuel Cost by Reporting Type: All
ReportingType | 2015 | 2020 | 2025 | 2030 | 2035 | 2040
BM | 151.55 | 429.57 | 606.49 | 726.22 | 17657.57 | 42380.29
CC | 69039.52 | 88938.19 | 81783.92 | 49426.82 | 27033.13 | 9472.16
CSP | 0 | 0 | 0 | 0 | 0 | 0
CT | 43.92 | 77.29 | 83.8 | 22.72 | 0.22 | 0.45
Coal | 19400.06 | 7400.41 | 1445.46 | 1264.54 | 2408.46 | 2465.82
Geo | 0 | 0 | 0 | 0 | 0 | 0
H | 0 | 0 | 0 | 0 | 0 | 0
LFG | 0.25 | 2.74 | 5.56 | 6.49 | 6.49 | 6.49
Nuc | 7482.04 | 7837.68 | 8699.87 | 12021.19 | 13764.46 | 16042.21
PS | 0 | 0 | 0 | 0 | 0 | 0
PV | 0 | 0 | 0 | 0 | 0 | 0
PeakG | 200.42 | 328.67 | 386.38 | 235.89 | 156.68 | 86.91
PeakO | 0 | 0 | 0 | 0 | 0 | 0
ST | 0 | 0 | 0 | 0 | 0 | 0
STOG | 478.46 | 544.23 | 298.25 | 156.61 | 31.84 | 15.02
STWD | 954.86 | 1043.38 | 1399.08 | 1950.16 | 2441.29 | 2153.01
WT | 0 | 0 | 0.01 | 0.01 | 0.01 | 0.01
IGCC | 87.33 | 81.34 | 11.46 | 0.09 | 0 | 0
DemandResponse | 0 | 0 | 0 | 0 | 0 | 0
IGCC-CCS | 0 | 0 | 0 | 0 | 0 | 0
WT_off | 0 | 0 | 0 | 0 | 0 | 0
PseudoUnit | 0 | 0 | 0 | 0 | 0 | 0
FixedInterchange | 0 | 0 | 0 | 0 | 0 | 0
Fuel Cost by Reporting Type: EI_US
ReportingType | 2015 | 2020 | 2025 | 2030 | 2035 | 2040
BM | 144.5 | 415.1 | 576.38 | 632.35 | 14820.17 | 37635.74
CC | 46895.04 | 64248.89 | 58817.92 | 36040.18 | 21879.08 | 5866.12
CSP | 0 | 0 | 0 | 0 | 0 | 0
CT | 43.92 | 77.13 | 83.7 | 22.31 | 0.22 | 0.45
Coal | 16408.13 | 5225.99 | 928.45 | 1053.91 | 2100.89 | 2198.77
Geo | 0 | 0 | 0 | 0 | 0 | 0
H | 0 | 0 | 0 | 0 | 0 | 0
LFG | 0.18 | 1.48 | 3.19 | 4.11 | 4.11 | 4.11
Nuc | 5902.65 | 6282.89 | 7051.12 | 8765.86 | 8836.96 | 10466.35
PS | 0 | 0 | 0 | 0 | 0 | 0
PV | 0 | 0 | 0 | 0 | 0 | 0
PeakG | 196.04 | 323.53 | 385.96 | 233.69 | 154.24 | 84.14
PeakO | 0 | 0 | 0 | 0 | 0 | 0
ST | 0 | 0 | 0 | 0 | 0 | 0
STOG | 310.58 | 292.72 | 200.47 | 104.6 | 28.34 | 12.92
STWD | 636.23 | 534.04 | 524.73 | 973.65 | 1464.78 | 1176.2
WT | 0 | 0 | 0.01 | 0.01 | 0.01 | 0.01
IGCC | 87.33 | 81.34 | 11.46 | 0.09 | 0 | 0
DemandResponse | 0 | 0 | 0 | 0 | 0 | 0
IGCC-CCS | 0 | 0 | 0 | 0 | 0 | 0
WT_off | 0 | 0 | 0 | 0 | 0 | 0
PseudoUnit | 0 | 0 | 0 | 0 | 0 | 0
FixedInterchange | 0 | 0 | 0 | 0 | 0 | 0
Fuel Cost by Reporting Type: EI_Canada
ReportingType | 2015 | 2020 | 2025 | 2030 | 2035 | 2040
BM | 0 | 0 | 0 | 0 | 0 | 0.57
CC | 258.11 | 296.43 | 22.26 | 0 | 0 | 0
CSP | 0 | 0 | 0 | 0 | 0 | 0
CT | 0 | 0 | 0 | 0 | 0 | 0
Coal | 11.88 | 1.8 | 0 | 0 | 0 | 0
Geo | 0 | 0 | 0 | 0 | 0 | 0
H | 0 | 0 | 0 | 0 | 0 | 0
LFG | 0.02 | 0.02 | 0.02 | 0.02 | 0.02 | 0.02
Nuc | 624.58 | 580.5 | 602.03 | 663.21 | 661.23 | 661.29
PS | 0 | 0 | 0 | 0 | 0 | 0
PV | 0 | 0 | 0 | 0 | 0 | 0
PeakG | 4.38 | 4.66 | 0 | 0 | 0 | 0
PeakO | 0 | 0 | 0 | 0 | 0 | 0
ST | 0 | 0 | 0 | 0 | 0 | 0
STOG | 0.68 | 0 | 0 | 0 | 0 | 0
STWD | 0 | 0 | 0 | 0 | 0 | 0.3
WT | 0 | 0 | 0 | 0 | 0 | 0
IGCC | 0 | 0 | 0 | 0 | 0 | 0
DemandResponse | 0 | 0 | 0 | 0 | 0 | 0
IGCC-CCS | 0 | 0 | 0 | 0 | 0 | 0
WT_off | 0 | 0 | 0 | 0 | 0 | 0
PseudoUnit | 0 | 0 | 0 | 0 | 0 | 0
FixedInterchange | 0 | 0 | 0 | 0 | 0 | 0
Fuel Cost by Reporting Type: EI
ReportingType | 2015 | 2020 | 2025 | 2030 | 2035 | 2040
BM | 144.5 | 415.1 | 576.38 | 632.35 | 14820.17 | 37636.31
CC | 47153.16 | 64545.32 | 58840.18 | 36040.18 | 21879.08 | 5866.12
CSP | 0 | 0 | 0 | 0 | 0 | 0
CT | 43.92 | 77.13 | 83.7 | 22.31 | 0.22 | 0.45
Coal | 16420.01 | 5227.79 | 928.45 | 1053.91 | 2100.89 | 2198.77
Geo | 0 | 0 | 0 | 0 | 0 | 0
H | 0 | 0 | 0 | 0 | 0 | 0
LFG | 0.2 | 1.5 | 3.21 | 4.13 | 4.13 | 4.13
Nuc | 6527.23 | 6863.39 | 7653.15 | 9429.07 | 9498.2 | 11127.63
PS | 0 | 0 | 0 | 0 | 0 | 0
PV | 0 | 0 | 0 | 0 | 0 | 0
PeakG | 200.42 | 328.19 | 385.96 | 233.69 | 154.24 | 84.14
PeakO | 0 | 0 | 0 | 0 | 0 | 0
ST | 0 | 0 | 0 | 0 | 0 | 0
STOG | 311.26 | 292.72 | 200.47 | 104.6 | 28.34 | 12.92
STWD | 636.23 | 534.04 | 524.73 | 973.65 | 1464.78 | 1176.5
WT | 0 | 0 | 0.01 | 0.01 | 0.01 | 0.01
IGCC | 87.33 | 81.34 | 11.46 | 0.09 | 0 | 0
DemandResponse | 0 | 0 | 0 | 0 | 0 | 0
IGCC-CCS | 0 | 0 | 0 | 0 | 0 | 0
WT_off | 0 | 0 | 0 | 0 | 0 | 0
PseudoUnit | 0 | 0 | 0 | 0 | 0 | 0
FixedInterchange | 0 | 0 | 0 | 0 | 0 | 0
Fuel Cost by Reporting Type: Outside_EI
ReportingType | 2015 | 2020 | 2025 | 2030 | 2035 | 2040
BM | 7.05 | 14.47 | 30.11 | 93.87 | 2837.4 | 4743.98
CC | 21886.36 | 24392.87 | 22943.75 | 13386.64 | 5154.06 | 3606.04
CSP | 0 | 0 | 0 | 0 | 0 | 0
CT | 0 | 0.17 | 0.09 | 0.41 | 0 | 0
Coal | 2980.05 | 2172.62 | 517.01 | 210.64 | 307.57 | 267.05
Geo | 0 | 0 | 0 | 0 | 0 | 0
H | 0 | 0 | 0 | 0 | 0 | 0
LFG | 0.05 | 1.24 | 2.36 | 2.36 | 2.36 | 2.36
Nuc | 954.81 | 974.29 | 1046.72 | 2592.12 | 4266.27 | 4914.58
PS | 0 | 0 | 0 | 0 | 0 | 0
PV | 0 | 0 | 0 | 0 | 0 | 0
PeakG | 0 | 0.48 | 0.42 | 2.2 | 2.45 | 2.78
PeakO | 0 | 0 | 0 | 0 | 0 | 0
ST | 0 | 0 | 0 | 0 | 0 | 0
STOG | 167.2 | 251.5 | 97.78 | 52.01 | 3.49 | 2.1
STWD | 318.62 | 509.34 | 874.35 | 976.51 | 976.51 | 976.51
WT | 0 | 0 | 0 | 0 | 0 | 0
IGCC | 0 | 0 | 0 | 0 | 0 | 0
DemandResponse | 0 | 0 | 0 | 0 | 0 | 0
IGCC-CCS | 0 | 0 | 0 | 0 | 0 | 0
WT_off | 0 | 0 | 0 | 0 | 0 | 0
PseudoUnit | 0 | 0 | 0 | 0 | 0 | 0
FixedInterchange | 0 | 0 | 0 | 0 | 0 | 0
#7 | Emission Cost ($million)
==== Emission Program: TitleIV_CAIRSO2 : (SO2) ====
Emission Cost by Reporting Type: Entergy
ReportingType | 2015 | 2020 | 2025 | 2030 | 2035 | 2040
BM | 0 | 0 | 0 | 0 | 0 | 0
CC | 0 | 0 | 0 | 0 | 0 | 0
CSP | 0 | 0 | 0 | 0 | 0 | 0
CT | 0 | 0 | 0 | 0 | 0 | 0
Coal | 22.78 | 0 | 0 | 0 | 0 | 0
Geo | 0 | 0 | 0 | 0 | 0 | 0
H | 0 | 0 | 0 | 0 | 0 | 0
LFG | 0 | 0 | 0 | 0 | 0 | 0
Nuc | 0 | 0 | 0 | 0 | 0 | 0
PS | 0 | 0 | 0 | 0 | 0 | 0
PV | 0 | 0 | 0 | 0 | 0 | 0
PeakG | 0 | 0 | 0 | 0 | 0 | 0
PeakO | 0 | 0 | 0 | 0 | 0 | 0
ST | 0 | 0 | 0 | 0 | 0 | 0
STOG | 0 | 0 | 0 | 0 | 0 | 0
STWD | 0 | 0 | 0 | 0 | 0 | 0
WT | 0 | 0 | 0 | 0 | 0 | 0
IGCC | 0 | 0 | 0 | 0 | 0 | 0
DemandResponse | 0 | 0 | 0 | 0 | 0 | 0
IGCC-CCS | 0 | 0 | 0 | 0 | 0 | 0
WT_off | 0 | 0 | 0 | 0 | 0 | 0
PseudoUnit | 0 | 0 | 0 | 0 | 0 | 0
FixedInterchange | 0 | 0 | 0 | 0 | 0 | 0
Emission Cost by Reporting Type: FRCC
ReportingType | 2015 | 2020 | 2025 | 2030 | 2035 | 2040
BM | 0 | 0 | 0 | 0 | 0 | 0
CC | 0 | 0 | 0 | 0 | 0 | 0
CSP | 0 | 0 | 0 | 0 | 0 | 0
CT | 0 | 0 | 0 | 0 | 0 | 0
Coal | 3.95 | 0 | 0 | 0 | 0 | 0
Geo | 0 | 0 | 0 | 0 | 0 | 0
H | 0 | 0 | 0 | 0 | 0 | 0
LFG | 0 | 0 | 0 | 0 | 0 | 0
Nuc | 0 | 0 | 0 | 0 | 0 | 0
PS | 0 | 0 | 0 | 0 | 0 | 0
PV | 0 | 0 | 0 | 0 | 0 | 0
PeakG | 0 | 0 | 0 | 0 | 0 | 0
PeakO | 0 | 0 | 0 | 0 | 0 | 0
ST | 0 | 0 | 0 | 0 | 0 | 0
STOG | 0 | 0 | 0 | 0 | 0 | 0
STWD | 0 | 0 | 0 | 0 | 0 | 0
WT | 0 | 0 | 0 | 0 | 0 | 0
IGCC | 0 | 0 | 0 | 0 | 0 | 0
DemandResponse | 0 | 0 | 0 | 0 | 0 | 0
IGCC-CCS | 0 | 0 | 0 | 0 | 0 | 0
WT_off | 0 | 0 | 0 | 0 | 0 | 0
PseudoUnit | 0 | 0 | 0 | 0 | 0 | 0
FixedInterchange | 0 | 0 | 0 | 0 | 0 | 0
Emission Cost by Reporting Type: MAPP_US
ReportingType | 2015 | 2020 | 2025 | 2030 | 2035 | 2040
BM | 0 | 0 | 0 | 0 | 0 | 0
CC | 0 | 0 | 0 | 0 | 0 | 0
CSP | 0 | 0 | 0 | 0 | 0 | 0
CT | 0 | 0 | 0 | 0 | 0 | 0
Coal | 0.88 | 0 | 0 | 0 | 0 | 0
Geo | 0 | 0 | 0 | 0 | 0 | 0
H | 0 | 0 | 0 | 0 | 0 | 0
LFG | 0 | 0 | 0 | 0 | 0 | 0
Nuc | 0 | 0 | 0 | 0 | 0 | 0
PS | 0 | 0 | 0 | 0 | 0 | 0
PV | 0 | 0 | 0 | 0 | 0 | 0
PeakG | 0 | 0 | 0 | 0 | 0 | 0
PeakO | 0 | 0 | 0 | 0 | 0 | 0
ST | 0 | 0 | 0 | 0 | 0 | 0
STOG | 0 | 0 | 0 | 0 | 0 | 0
STWD | 0 | 0 | 0 | 0 | 0 | 0
WT | 0 | 0 | 0 | 0 | 0 | 0
IGCC | 0 | 0 | 0 | 0 | 0 | 0
DemandResponse | 0 | 0 | 0 | 0 | 0 | 0
IGCC-CCS | 0 | 0 | 0 | 0 | 0 | 0
WT_off | 0 | 0 | 0 | 0 | 0 | 0
PseudoUnit | 0 | 0 | 0 | 0 | 0 | 0
FixedInterchange | 0 | 0 | 0 | 0 | 0 | 0
Emission Cost by Reporting Type: MISO_IN
ReportingType | 2015 | 2020 | 2025 | 2030 | 2035 | 2040
BM | 0 | 0 | 0 | 0 | 0 | 0
CC | 0 | 0 | 0 | 0 | 0 | 0
CSP | 0 | 0 | 0 | 0 | 0 | 0
CT | 0 | 0 | 0 | 0 | 0 | 0
Coal | 20.67 | 0 | 0 | 0 | 0 | 0
Geo | 0 | 0 | 0 | 0 | 0 | 0
H | 0 | 0 | 0 | 0 | 0 | 0
LFG | 0 | 0 | 0 | 0 | 0 | 0
Nuc | 0 | 0 | 0 | 0 | 0 | 0
PS | 0 | 0 | 0 | 0 | 0 | 0
PV | 0 | 0 | 0 | 0 | 0 | 0
PeakG | 0 | 0 | 0 | 0 | 0 | 0
PeakO | 0 | 0 | 0 | 0 | 0 | 0
ST | 0 | 0 | 0 | 0 | 0 | 0
STOG | 0 | 0 | 0 | 0 | 0 | 0
STWD | 0 | 0 | 0 | 0 | 0 | 0
WT | 0 | 0 | 0 | 0 | 0 | 0
IGCC | 0.19 | 0 | 0 | 0 | 0 | 0
DemandResponse | 0 | 0 | 0 | 0 | 0 | 0
IGCC-CCS | 0 | 0 | 0 | 0 | 0 | 0
WT_off | 0 | 0 | 0 | 0 | 0 | 0
PseudoUnit | 0 | 0 | 0 | 0 | 0 | 0
FixedInterchange | 0 | 0 | 0 | 0 | 0 | 0
Emission Cost by Reporting Type: MISO_MI
ReportingType | 2015 | 2020 | 2025 | 2030 | 2035 | 2040
BM | 0 | 0 | 0 | 0 | 0 | 0
CC | 0 | 0 | 0 | 0 | 0 | 0
CSP | 0 | 0 | 0 | 0 | 0 | 0
CT | 0 | 0 | 0 | 0 | 0 | 0
Coal | 10.54 | 0 | 0 | 0 | 0 | 0
Geo | 0 | 0 | 0 | 0 | 0 | 0
H | 0 | 0 | 0 | 0 | 0 | 0
LFG | 0 | 0 | 0 | 0 | 0 | 0
Nuc | 0 | 0 | 0 | 0 | 0 | 0
PS | 0 | 0 | 0 | 0 | 0 | 0
PV | 0 | 0 | 0 | 0 | 0 | 0
PeakG | 0 | 0 | 0 | 0 | 0 | 0
PeakO | 0 | 0 | 0 | 0 | 0 | 0
ST | 0 | 0 | 0 | 0 | 0 | 0
STOG | 0 | 0 | 0 | 0 | 0 | 0
STWD | 0 | 0 | 0 | 0 | 0 | 0
WT | 0 | 0 | 0 | 0 | 0 | 0
IGCC | 0 | 0 | 0 | 0 | 0 | 0
DemandResponse | 0 | 0 | 0 | 0 | 0 | 0
IGCC-CCS | 0 | 0 | 0 | 0 | 0 | 0
WT_off | 0 | 0 | 0 | 0 | 0 | 0
PseudoUnit | 0 | 0 | 0 | 0 | 0 | 0
FixedInterchange | 0 | 0 | 0 | 0 | 0 | 0
Emission Cost by Reporting Type: MISO_MO-IL
ReportingType | 2015 | 2020 | 2025 | 2030 | 2035 | 2040
BM | 0 | 0 | 0 | 0 | 0 | 0
CC | 0 | 0 | 0 | 0 | 0 | 0
CSP | 0 | 0 | 0 | 0 | 0 | 0
CT | 0 | 0 | 0 | 0 | 0 | 0
Coal | 32.46 | 0 | 0 | 0 | 0 | 0
Geo | 0 | 0 | 0 | 0 | 0 | 0
H | 0 | 0 | 0 | 0 | 0 | 0
LFG | 0 | 0 | 0 | 0 | 0 | 0
Nuc | 0 | 0 | 0 | 0 | 0 | 0
PS | 0 | 0 | 0 | 0 | 0 | 0
PV | 0 | 0 | 0 | 0 | 0 | 0
PeakG | 0 | 0 | 0 | 0 | 0 | 0
PeakO | 0 | 0 | 0 | 0 | 0 | 0
ST | 0 | 0 | 0 | 0 | 0 | 0
STOG | 0 | 0 | 0 | 0 | 0 | 0
STWD | 0 | 0 | 0 | 0 | 0 | 0
WT | 0 | 0 | 0 | 0 | 0 | 0
IGCC | 0 | 0 | 0 | 0 | 0 | 0
DemandResponse | 0 | 0 | 0 | 0 | 0 | 0
IGCC-CCS | 0 | 0 | 0 | 0 | 0 | 0
WT_off | 0 | 0 | 0 | 0 | 0 | 0
PseudoUnit | 0 | 0 | 0 | 0 | 0 | 0
FixedInterchange | 0 | 0 | 0 | 0 | 0 | 0
Emission Cost by Reporting Type: MISO_W
ReportingType | 2015 | 2020 | 2025 | 2030 | 2035 | 2040
BM | 0 | 0 | 0 | 0 | 0 | 0
CC | 0 | 0 | 0 | 0 | 0 | 0
CSP | 0 | 0 | 0 | 0 | 0 | 0
CT | 0 | 0 | 0 | 0 | 0 | 0
Coal | 18.27 | 0 | 0 | 0 | 0 | 0
Geo | 0 | 0 | 0 | 0 | 0 | 0
H | 0 | 0 | 0 | 0 | 0 | 0
LFG | 0 | 0 | 0 | 0 | 0 | 0
Nuc | 0 | 0 | 0 | 0 | 0 | 0
PS | 0 | 0 | 0 | 0 | 0 | 0
PV | 0 | 0 | 0 | 0 | 0 | 0
PeakG | 0 | 0 | 0 | 0 | 0 | 0
PeakO | 0 | 0 | 0 | 0 | 0 | 0
ST | 0 | 0 | 0 | 0 | 0 | 0
STOG | 0 | 0 | 0 | 0 | 0 | 0
STWD | 0 | 0 | 0 | 0 | 0 | 0
WT | 0 | 0 | 0 | 0 | 0 | 0
IGCC | 0 | 0 | 0 | 0 | 0 | 0
DemandResponse | 0 | 0 | 0 | 0 | 0 | 0
IGCC-CCS | 0 | 0 | 0 | 0 | 0 | 0
WT_off | 0 | 0 | 0 | 0 | 0 | 0
PseudoUnit | 0 | 0 | 0 | 0 | 0 | 0
FixedInterchange | 0 | 0 | 0 | 0 | 0 | 0
Emission Cost by Reporting Type: MISO_WUMS
ReportingType | 2015 | 2020 | 2025 | 2030 | 2035 | 2040
BM | 0 | 0 | 0 | 0 | 0 | 0
CC | 0 | 0 | 0 | 0 | 0 | 0
CSP | 0 | 0 | 0 | 0 | 0 | 0
CT | 0 | 0 | 0 | 0 | 0 | 0
Coal | 2.19 | 0 | 0 | 0 | 0 | 0
Geo | 0 | 0 | 0 | 0 | 0 | 0
H | 0 | 0 | 0 | 0 | 0 | 0
LFG | 0 | 0 | 0 | 0 | 0 | 0
Nuc | 0 | 0 | 0 | 0 | 0 | 0
PS | 0 | 0 | 0 | 0 | 0 | 0
PV | 0 | 0 | 0 | 0 | 0 | 0
PeakG | 0 | 0 | 0 | 0 | 0 | 0
PeakO | 0 | 0 | 0 | 0 | 0 | 0
ST | 0 | 0 | 0 | 0 | 0 | 0
STOG | 0 | 0 | 0 | 0 | 0 | 0
STWD | 0 | 0 | 0 | 0 | 0 | 0
WT | 0 | 0 | 0 | 0 | 0 | 0
IGCC | 0 | 0 | 0 | 0 | 0 | 0
DemandResponse | 0 | 0 | 0 | 0 | 0 | 0
IGCC-CCS | 0 | 0 | 0 | 0 | 0 | 0
WT_off | 0 | 0 | 0 | 0 | 0 | 0
PseudoUnit | 0 | 0 | 0 | 0 | 0 | 0
FixedInterchange | 0 | 0 | 0 | 0 | 0 | 0
Emission Cost by Reporting Type: Nebraska
ReportingType | 2015 | 2020 | 2025 | 2030 | 2035 | 2040
BM | 0 | 0 | 0 | 0 | 0 | 0
CC | 0 | 0 | 0 | 0 | 0 | 0
CSP | 0 | 0 | 0 | 0 | 0 | 0
CT | 0 | 0 | 0 | 0 | 0 | 0
Coal | 3.35 | 0 | 0 | 0 | 0 | 0
Geo | 0 | 0 | 0 | 0 | 0 | 0
H | 0 | 0 | 0 | 0 | 0 | 0
LFG | 0 | 0 | 0 | 0 | 0 | 0
Nuc | 0 | 0 | 0 | 0 | 0 | 0
PS | 0 | 0 | 0 | 0 | 0 | 0
PV | 0 | 0 | 0 | 0 | 0 | 0
PeakG | 0 | 0 | 0 | 0 | 0 | 0
PeakO | 0 | 0 | 0 | 0 | 0 | 0
ST | 0 | 0 | 0 | 0 | 0 | 0
STOG | 0 | 0 | 0 | 0 | 0 | 0
STWD | 0 | 0 | 0 | 0 | 0 | 0
WT | 0 | 0 | 0 | 0 | 0 | 0
IGCC | 0 | 0 | 0 | 0 | 0 | 0
DemandResponse | 0 | 0 | 0 | 0 | 0 | 0
IGCC-CCS | 0 | 0 | 0 | 0 | 0 | 0
WT_off | 0 | 0 | 0 | 0 | 0 | 0
PseudoUnit | 0 | 0 | 0 | 0 | 0 | 0
FixedInterchange | 0 | 0 | 0 | 0 | 0 | 0
Emission Cost by Reporting Type: NEISO
ReportingType | 2015 | 2020 | 2025 | 2030 | 2035 | 2040
BM | 0 | 0 | 0 | 0 | 0 | 0
CC | 0 | 0 | 0 | 0 | 0 | 0
CSP | 0 | 0 | 0 | 0 | 0 | 0
CT | 0 | 0 | 0 | 0 | 0 | 0
Coal | 0 | 0 | 0 | 0 | 0 | 0
Geo | 0 | 0 | 0 | 0 | 0 | 0
H | 0 | 0 | 0 | 0 | 0 | 0
LFG | 0 | 0 | 0 | 0 | 0 | 0
Nuc | 0 | 0 | 0 | 0 | 0 | 0
PS | 0 | 0 | 0 | 0 | 0 | 0
PV | 0 | 0 | 0 | 0 | 0 | 0
PeakG | 0 | 0 | 0 | 0 | 0 | 0
PeakO | 0 | 0 | 0 | 0 | 0 | 0
ST | 0 | 0 | 0 | 0 | 0 | 0
STOG | 0 | 0 | 0 | 0 | 0 | 0
STWD | 0 | 0 | 0 | 0 | 0 | 0
WT | 0 | 0 | 0 | 0 | 0 | 0
IGCC | 0 | 0 | 0 | 0 | 0 | 0
DemandResponse | 0 | 0 | 0 | 0 | 0 | 0
IGCC-CCS | 0 | 0 | 0 | 0 | 0 | 0
WT_off | 0 | 0 | 0 | 0 | 0 | 0
PseudoUnit | 0 | 0 | 0 | 0 | 0 | 0
FixedInterchange | 0 | 0 | 0 | 0 | 0 | 0
Emission Cost by Reporting Type: NonRTO_Midwest
ReportingType | 2015 | 2020 | 2025 | 2030 | 2035 | 2040
BM | 0 | 0 | 0 | 0 | 0 | 0
CC | 0 | 0 | 0 | 0 | 0 | 0
CSP | 0 | 0 | 0 | 0 | 0 | 0
CT | 0 | 0 | 0 | 0 | 0 | 0
Coal | 10.6 | 0 | 0 | 0 | 0 | 0
Geo | 0 | 0 | 0 | 0 | 0 | 0
H | 0 | 0 | 0 | 0 | 0 | 0
LFG | 0 | 0 | 0 | 0 | 0 | 0
Nuc | 0 | 0 | 0 | 0 | 0 | 0
PS | 0 | 0 | 0 | 0 | 0 | 0
PV | 0 | 0 | 0 | 0 | 0 | 0
PeakG | 0 | 0 | 0 | 0 | 0 | 0
PeakO | 0 | 0 | 0 | 0 | 0 | 0
ST | 0 | 0 | 0 | 0 | 0 | 0
STOG | 0 | 0 | 0 | 0 | 0 | 0
STWD | 0 | 0 | 0 | 0 | 0 | 0
WT | 0 | 0 | 0 | 0 | 0 | 0
IGCC | 0 | 0 | 0 | 0 | 0 | 0
DemandResponse | 0 | 0 | 0 | 0 | 0 | 0
IGCC-CCS | 0 | 0 | 0 | 0 | 0 | 0
WT_off | 0 | 0 | 0 | 0 | 0 | 0
PseudoUnit | 0 | 0 | 0 | 0 | 0 | 0
FixedInterchange | 0 | 0 | 0 | 0 | 0 | 0
Emission Cost by Reporting Type: NYISO_A-F
ReportingType | 2015 | 2020 | 2025 | 2030 | 2035 | 2040
BM | 0 | 0 | 0 | 0 | 0 | 0
CC | 0 | 0 | 0 | 0 | 0 | 0
CSP | 0 | 0 | 0 | 0 | 0 | 0
CT | 0 | 0 | 0 | 0 | 0 | 0
Coal | 0 | 0 | 0 | 0 | 0 | 0
Geo | 0 | 0 | 0 | 0 | 0 | 0
H | 0 | 0 | 0 | 0 | 0 | 0
LFG | 0 | 0 | 0 | 0 | 0 | 0
Nuc | 0 | 0 | 0 | 0 | 0 | 0
PS | 0 | 0 | 0 | 0 | 0 | 0
PV | 0 | 0 | 0 | 0 | 0 | 0
PeakG | 0 | 0 | 0 | 0 | 0 | 0
PeakO | 0 | 0 | 0 | 0 | 0 | 0
ST | 0 | 0 | 0 | 0 | 0 | 0
STOG | 0 | 0 | 0 | 0 | 0 | 0
STWD | 0 | 0 | 0 | 0 | 0 | 0
WT | 0 | 0 | 0 | 0 | 0 | 0
IGCC | 0 | 0 | 0 | 0 | 0 | 0
DemandResponse | 0 | 0 | 0 | 0 | 0 | 0
IGCC-CCS | 0 | 0 | 0 | 0 | 0 | 0
WT_off | 0 | 0 | 0 | 0 | 0 | 0
PseudoUnit | 0 | 0 | 0 | 0 | 0 | 0
FixedInterchange | 0 | 0 | 0 | 0 | 0 | 0
Emission Cost by Reporting Type: NYISO_G-I
ReportingType | 2015 | 2020 | 2025 | 2030 | 2035 | 2040
BM | 0 | 0 | 0 | 0 | 0 | 0
CC | 0 | 0 | 0 | 0 | 0 | 0
CSP | 0 | 0 | 0 | 0 | 0 | 0
CT | 0 | 0 | 0 | 0 | 0 | 0
Coal | 0 | 0 | 0 | 0 | 0 | 0
Geo | 0 | 0 | 0 | 0 | 0 | 0
H | 0 | 0 | 0 | 0 | 0 | 0
LFG | 0 | 0 | 0 | 0 | 0 | 0
Nuc | 0 | 0 | 0 | 0 | 0 | 0
PS | 0 | 0 | 0 | 0 | 0 | 0
PV | 0 | 0 | 0 | 0 | 0 | 0
PeakG | 0 | 0 | 0 | 0 | 0 | 0
PeakO | 0 | 0 | 0 | 0 | 0 | 0
ST | 0 | 0 | 0 | 0 | 0 | 0
STOG | 0 | 0 | 0 | 0 | 0 | 0
STWD | 0 | 0 | 0 | 0 | 0 | 0
WT | 0 | 0 | 0 | 0 | 0 | 0
IGCC | 0 | 0 | 0 | 0 | 0 | 0
DemandResponse | 0 | 0 | 0 | 0 | 0 | 0
IGCC-CCS | 0 | 0 | 0 | 0 | 0 | 0
WT_off | 0 | 0 | 0 | 0 | 0 | 0
PseudoUnit | 0 | 0 | 0 | 0 | 0 | 0
FixedInterchange | 0 | 0 | 0 | 0 | 0 | 0
Emission Cost by Reporting Type: NYISO_J-K
ReportingType | 2015 | 2020 | 2025 | 2030 | 2035 | 2040
BM | 0 | 0 | 0 | 0 | 0 | 0
CC | 0 | 0 | 0 | 0 | 0 | 0
CSP | 0 | 0 | 0 | 0 | 0 | 0
CT | 0 | 0 | 0 | 0 | 0 | 0
Coal | 0 | 0 | 0 | 0 | 0 | 0
Geo | 0 | 0 | 0 | 0 | 0 | 0
H | 0 | 0 | 0 | 0 | 0 | 0
LFG | 0 | 0 | 0 | 0 | 0 | 0
Nuc | 0 | 0 | 0 | 0 | 0 | 0
PS | 0 | 0 | 0 | 0 | 0 | 0
PV | 0 | 0 | 0 | 0 | 0 | 0
PeakG | 0 | 0 | 0 | 0 | 0 | 0
PeakO | 0 | 0 | 0 | 0 | 0 | 0
ST | 0 | 0 | 0 | 0 | 0 | 0
STOG | 0 | 0 | 0 | 0 | 0 | 0
STWD | 0 | 0 | 0 | 0 | 0 | 0
WT | 0 | 0 | 0 | 0 | 0 | 0
IGCC | 0 | 0 | 0 | 0 | 0 | 0
DemandResponse | 0 | 0 | 0 | 0 | 0 | 0
IGCC-CCS | 0 | 0 | 0 | 0 | 0 | 0
WT_off | 0 | 0 | 0 | 0 | 0 | 0
PseudoUnit | 0 | 0 | 0 | 0 | 0 | 0
FixedInterchange | 0 | 0 | 0 | 0 | 0 | 0
Emission Cost by Reporting Type: PJM_E
ReportingType | 2015 | 2020 | 2025 | 2030 | 2035 | 2040
BM | 0 | 0 | 0 | 0 | 0 | 0
CC | 0 | 0 | 0 | 0 | 0 | 0
CSP | 0 | 0 | 0 | 0 | 0 | 0
CT | 0 | 0 | 0 | 0 | 0 | 0
Coal | 0.06 | 0 | 0 | 0 | 0 | 0
Geo | 0 | 0 | 0 | 0 | 0 | 0
H | 0 | 0 | 0 | 0 | 0 | 0
LFG | 0 | 0 | 0 | 0 | 0 | 0
Nuc | 0 | 0 | 0 | 0 | 0 | 0
PS | 0 | 0 | 0 | 0 | 0 | 0
PV | 0 | 0 | 0 | 0 | 0 | 0
PeakG | 0 | 0 | 0 | 0 | 0 | 0
PeakO | 0 | 0 | 0 | 0 | 0 | 0
ST | 0 | 0 | 0 | 0 | 0 | 0
STOG | 0 | 0 | 0 | 0 | 0 | 0
STWD | 0 | 0 | 0 | 0 | 0 | 0
WT | 0 | 0 | 0 | 0 | 0 | 0
IGCC | 0 | 0 | 0 | 0 | 0 | 0
DemandResponse | 0 | 0 | 0 | 0 | 0 | 0
IGCC-CCS | 0 | 0 | 0 | 0 | 0 | 0
WT_off | 0 | 0 | 0 | 0 | 0 | 0
PseudoUnit | 0 | 0 | 0 | 0 | 0 | 0
FixedInterchange | 0 | 0 | 0 | 0 | 0 | 0
Emission Cost by Reporting Type: PJM_ROM
ReportingType | 2015 | 2020 | 2025 | 2030 | 2035 | 2040
BM | 0 | 0 | 0 | 0 | 0 | 0
CC | 0 | 0 | 0 | 0 | 0 | 0
CSP | 0 | 0 | 0 | 0 | 0 | 0
CT | 0 | 0 | 0 | 0 | 0 | 0
Coal | 13.7 | 0 | 0 | 0 | 0 | 0
Geo | 0 | 0 | 0 | 0 | 0 | 0
H | 0 | 0 | 0 | 0 | 0 | 0
LFG | 0 | 0 | 0 | 0 | 0 | 0
Nuc | 0 | 0 | 0 | 0 | 0 | 0
PS | 0 | 0 | 0 | 0 | 0 | 0
PV | 0 | 0 | 0 | 0 | 0 | 0
PeakG | 0 | 0 | 0 | 0 | 0 | 0
PeakO | 0 | 0 | 0 | 0 | 0 | 0
ST | 0 | 0 | 0 | 0 | 0 | 0
STOG | 0 | 0 | 0 | 0 | 0 | 0
STWD | 0 | 0 | 0 | 0 | 0 | 0
WT | 0 | 0 | 0 | 0 | 0 | 0
IGCC | 0 | 0 | 0 | 0 | 0 | 0
DemandResponse | 0 | 0 | 0 | 0 | 0 | 0
IGCC-CCS | 0 | 0 | 0 | 0 | 0 | 0
WT_off | 0 | 0 | 0 | 0 | 0 | 0
PseudoUnit | 0 | 0 | 0 | 0 | 0 | 0
FixedInterchange | 0 | 0 | 0 | 0 | 0 | 0
Emission Cost by Reporting Type: PJM_ROR
ReportingType | 2015 | 2020 | 2025 | 2030 | 2035 | 2040
BM | 0 | 0 | 0 | 0 | 0 | 0
CC | 0 | 0 | 0 | 0 | 0 | 0
CSP | 0 | 0 | 0 | 0 | 0 | 0
CT | 0 | 0 | 0 | 0 | 0 | 0
Coal | 87.09 | 0 | 0 | 0 | 0 | 0
Geo | 0 | 0 | 0 | 0 | 0 | 0
H | 0 | 0 | 0 | 0 | 0 | 0
LFG | 0 | 0 | 0 | 0 | 0 | 0
Nuc | 0 | 0 | 0 | 0 | 0 | 0
PS | 0 | 0 | 0 | 0 | 0 | 0
PV | 0 | 0 | 0 | 0 | 0 | 0
PeakG | 0 | 0 | 0 | 0 | 0 | 0
PeakO | 0 | 0 | 0 | 0 | 0 | 0
ST | 0 | 0 | 0 | 0 | 0 | 0
STOG | 0 | 0 | 0 | 0 | 0 | 0
STWD | 0 | 0 | 0 | 0 | 0 | 0
WT | 0 | 0 | 0 | 0 | 0 | 0
IGCC | 0 | 0 | 0 | 0 | 0 | 0
DemandResponse | 0 | 0 | 0 | 0 | 0 | 0
IGCC-CCS | 0 | 0 | 0 | 0 | 0 | 0
WT_off | 0 | 0 | 0 | 0 | 0 | 0
PseudoUnit | 0 | 0 | 0 | 0 | 0 | 0
FixedInterchange | 0 | 0 | 0 | 0 | 0 | 0
Emission Cost by Reporting Type: SOCO
ReportingType | 2015 | 2020 | 2025 | 2030 | 2035 | 2040
BM | 0 | 0 | 0 | 0 | 0 | 0
CC | 0 | 0 | 0 | 0 | 0 | 0
CSP | 0 | 0 | 0 | 0 | 0 | 0
CT | 0 | 0 | 0 | 0 | 0 | 0
Coal | 20.31 | 0 | 0 | 0 | 0 | 0
Geo | 0 | 0 | 0 | 0 | 0 | 0
H | 0 | 0 | 0 | 0 | 0 | 0
LFG | 0 | 0 | 0 | 0 | 0 | 0
Nuc | 0 | 0 | 0 | 0 | 0 | 0
PS | 0 | 0 | 0 | 0 | 0 | 0
PV | 0 | 0 | 0 | 0 | 0 | 0
PeakG | 0 | 0 | 0 | 0 | 0 | 0
PeakO | 0 | 0 | 0 | 0 | 0 | 0
ST | 0 | 0 | 0 | 0 | 0 | 0
STOG | 0 | 0 | 0 | 0 | 0 | 0
STWD | 0 | 0 | 0 | 0 | 0 | 0
WT | 0 | 0 | 0 | 0 | 0 | 0
IGCC | 0 | 0 | 0 | 0 | 0 | 0
DemandResponse | 0 | 0 | 0 | 0 | 0 | 0
IGCC-CCS | 0 | 0 | 0 | 0 | 0 | 0
WT_off | 0 | 0 | 0 | 0 | 0 | 0
PseudoUnit | 0 | 0 | 0 | 0 | 0 | 0
FixedInterchange | 0 | 0 | 0 | 0 | 0 | 0
Emission Cost by Reporting Type: SPP_N
ReportingType | 2015 | 2020 | 2025 | 2030 | 2035 | 2040
BM | 0 | 0 | 0 | 0 | 0 | 0
CC | 0 | 0 | 0 | 0 | 0 | 0
CSP | 0 | 0 | 0 | 0 | 0 | 0
CT | 0 | 0 | 0 | 0 | 0 | 0
Coal | 4.46 | 0 | 0 | 0 | 0 | 0
Geo | 0 | 0 | 0 | 0 | 0 | 0
H | 0 | 0 | 0 | 0 | 0 | 0
LFG | 0 | 0 | 0 | 0 | 0 | 0
Nuc | 0 | 0 | 0 | 0 | 0 | 0
PS | 0 | 0 | 0 | 0 | 0 | 0
PV | 0 | 0 | 0 | 0 | 0 | 0
PeakG | 0 | 0 | 0 | 0 | 0 | 0
PeakO | 0 | 0 | 0 | 0 | 0 | 0
ST | 0 | 0 | 0 | 0 | 0 | 0
STOG | 0 | 0 | 0 | 0 | 0 | 0
STWD | 0 | 0 | 0 | 0 | 0 | 0
WT | 0 | 0 | 0 | 0 | 0 | 0
IGCC | 0 | 0 | 0 | 0 | 0 | 0
DemandResponse | 0 | 0 | 0 | 0 | 0 | 0
IGCC-CCS | 0 | 0 | 0 | 0 | 0 | 0
WT_off | 0 | 0 | 0 | 0 | 0 | 0
PseudoUnit | 0 | 0 | 0 | 0 | 0 | 0
FixedInterchange | 0 | 0 | 0 | 0 | 0 | 0
Emission Cost by Reporting Type: SPP_S
ReportingType | 2015 | 2020 | 2025 | 2030 | 2035 | 2040
BM | 0 | 0 | 0 | 0 | 0 | 0
CC | 0 | 0 | 0 | 0 | 0 | 0
CSP | 0 | 0 | 0 | 0 | 0 | 0
CT | 0 | 0 | 0 | 0 | 0 | 0
Coal | 14.96 | 0 | 0 | 0 | 0 | 0
Geo | 0 | 0 | 0 | 0 | 0 | 0
H | 0 | 0 | 0 | 0 | 0 | 0
LFG | 0 | 0 | 0 | 0 | 0 | 0
Nuc | 0 | 0 | 0 | 0 | 0 | 0
PS | 0 | 0 | 0 | 0 | 0 | 0
PV | 0 | 0 | 0 | 0 | 0 | 0
PeakG | 0 | 0 | 0 | 0 | 0 | 0
PeakO | 0 | 0 | 0 | 0 | 0 | 0
ST | 0 | 0 | 0 | 0 | 0 | 0
STOG | 0 | 0 | 0 | 0 | 0 | 0
STWD | 0 | 0 | 0 | 0 | 0 | 0
WT | 0 | 0 | 0 | 0 | 0 | 0
IGCC | 0 | 0 | 0 | 0 | 0 | 0
DemandResponse | 0 | 0 | 0 | 0 | 0 | 0
IGCC-CCS | 0 | 0 | 0 | 0 | 0 | 0
WT_off | 0 | 0 | 0 | 0 | 0 | 0
PseudoUnit | 0 | 0 | 0 | 0 | 0 | 0
FixedInterchange | 0 | 0 | 0 | 0 | 0 | 0
Emission Cost by Reporting Type: TVA
ReportingType | 2015 | 2020 | 2025 | 2030 | 2035 | 2040
BM | 0 | 0 | 0 | 0 | 0 | 0
CC | 0 | 0 | 0 | 0 | 0 | 0
CSP | 0 | 0 | 0 | 0 | 0 | 0
CT | 0 | 0 | 0 | 0 | 0 | 0
Coal | 19.41 | 0 | 0 | 0 | 0 | 0
Geo | 0 | 0 | 0 | 0 | 0 | 0
H | 0 | 0 | 0 | 0 | 0 | 0
LFG | 0 | 0 | 0 | 0 | 0 | 0
Nuc | 0 | 0 | 0 | 0 | 0 | 0
PS | 0 | 0 | 0 | 0 | 0 | 0
PV | 0 | 0 | 0 | 0 | 0 | 0
PeakG | 0 | 0 | 0 | 0 | 0 | 0
PeakO | 0 | 0 | 0 | 0 | 0 | 0
ST | 0 | 0 | 0 | 0 | 0 | 0
STOG | 0 | 0 | 0 | 0 | 0 | 0
STWD | 0 | 0 | 0 | 0 | 0 | 0
WT | 0 | 0 | 0 | 0 | 0 | 0
IGCC | 0 | 0 | 0 | 0 | 0 | 0
DemandResponse | 0 | 0 | 0 | 0 | 0 | 0
IGCC-CCS | 0 | 0 | 0 | 0 | 0 | 0
WT_off | 0 | 0 | 0 | 0 | 0 | 0
PseudoUnit | 0 | 0 | 0 | 0 | 0 | 0
FixedInterchange | 0 | 0 | 0 | 0 | 0 | 0
Emission Cost by Reporting Type: TVA_Transmission
ReportingType | 2015 | 2020 | 2025 | 2030 | 2035 | 2040
BM | 0 | 0 | 0 | 0 | 0 | 0
CC | 0 | 0 | 0 | 0 | 0 | 0
CSP | 0 | 0 | 0 | 0 | 0 | 0
CT | 0 | 0 | 0 | 0 | 0 | 0
Coal | 0 | 0 | 0 | 0 | 0 | 0
Geo | 0 | 0 | 0 | 0 | 0 | 0
H | 0 | 0 | 0 | 0 | 0 | 0
LFG | 0 | 0 | 0 | 0 | 0 | 0
Nuc | 0 | 0 | 0 | 0 | 0 | 0
PS | 0 | 0 | 0 | 0 | 0 | 0
PV | 0 | 0 | 0 | 0 | 0 | 0
PeakG | 0 | 0 | 0 | 0 | 0 | 0
PeakO | 0 | 0 | 0 | 0 | 0 | 0
ST | 0 | 0 | 0 | 0 | 0 | 0
STOG | 0 | 0 | 0 | 0 | 0 | 0
STWD | 0 | 0 | 0 | 0 | 0 | 0
WT | 0 | 0 | 0 | 0 | 0 | 0
IGCC | 0 | 0 | 0 | 0 | 0 | 0
DemandResponse | 0 | 0 | 0 | 0 | 0 | 0
IGCC-CCS | 0 | 0 | 0 | 0 | 0 | 0
WT_off | 0 | 0 | 0 | 0 | 0 | 0
PseudoUnit | 0 | 0 | 0 | 0 | 0 | 0
FixedInterchange | 0 | 0 | 0 | 0 | 0 | 0
Emission Cost by Reporting Type: VACAR
ReportingType | 2015 | 2020 | 2025 | 2030 | 2035 | 2040
BM | 0 | 0 | 0 | 0 | 0 | 0
CC | 0 | 0 | 0 | 0 | 0 | 0
CSP | 0 | 0 | 0 | 0 | 0 | 0
CT | 0 | 0 | 0 | 0 | 0 | 0
Coal | 3.46 | 0 | 0 | 0 | 0 | 0
Geo | 0 | 0 | 0 | 0 | 0 | 0
H | 0 | 0 | 0 | 0 | 0 | 0
LFG | 0 | 0 | 0 | 0 | 0 | 0
Nuc | 0 | 0 | 0 | 0 | 0 | 0
PS | 0 | 0 | 0 | 0 | 0 | 0
PV | 0 | 0 | 0 | 0 | 0 | 0
PeakG | 0 | 0 | 0 | 0 | 0 | 0
PeakO | 0 | 0 | 0 | 0 | 0 | 0
ST | 0 | 0 | 0 | 0 | 0 | 0
STOG | 0 | 0 | 0 | 0 | 0 | 0
STWD | 0 | 0 | 0 | 0 | 0 | 0
WT | 0 | 0 | 0 | 0 | 0 | 0
IGCC | 0 | 0 | 0 | 0 | 0 | 0
DemandResponse | 0 | 0 | 0 | 0 | 0 | 0
IGCC-CCS | 0 | 0 | 0 | 0 | 0 | 0
WT_off | 0 | 0 | 0 | 0 | 0 | 0
PseudoUnit | 0 | 0 | 0 | 0 | 0 | 0
FixedInterchange | 0 | 0 | 0 | 0 | 0 | 0
Emission Cost by Reporting Type: IESO
ReportingType | 2015 | 2020 | 2025 | 2030 | 2035 | 2040
BM | 0 | 0 | 0 | 0 | 0 | 0
CC | 0 | 0 | 0 | 0 | 0 | 0
CSP | 0 | 0 | 0 | 0 | 0 | 0
CT | 0 | 0 | 0 | 0 | 0 | 0
Coal | 0 | 0 | 0 | 0 | 0 | 0
Geo | 0 | 0 | 0 | 0 | 0 | 0
H | 0 | 0 | 0 | 0 | 0 | 0
LFG | 0 | 0 | 0 | 0 | 0 | 0
Nuc | 0 | 0 | 0 | 0 | 0 | 0
PS | 0 | 0 | 0 | 0 | 0 | 0
PV | 0 | 0 | 0 | 0 | 0 | 0
PeakG | 0 | 0 | 0 | 0 | 0 | 0
PeakO | 0 | 0 | 0 | 0 | 0 | 0
ST | 0 | 0 | 0 | 0 | 0 | 0
STOG | 0 | 0 | 0 | 0 | 0 | 0
STWD | 0 | 0 | 0 | 0 | 0 | 0
WT | 0 | 0 | 0 | 0 | 0 | 0
IGCC | 0 | 0 | 0 | 0 | 0 | 0
DemandResponse | 0 | 0 | 0 | 0 | 0 | 0
IGCC-CCS | 0 | 0 | 0 | 0 | 0 | 0
WT_off | 0 | 0 | 0 | 0 | 0 | 0
PseudoUnit | 0 | 0 | 0 | 0 | 0 | 0
FixedInterchange | 0 | 0 | 0 | 0 | 0 | 0
Emission Cost by Reporting Type: MAPP_CA
ReportingType | 2015 | 2020 | 2025 | 2030 | 2035 | 2040
BM | 0 | 0 | 0 | 0 | 0 | 0
CC | 0 | 0 | 0 | 0 | 0 | 0
CSP | 0 | 0 | 0 | 0 | 0 | 0
CT | 0 | 0 | 0 | 0 | 0 | 0
Coal | 0 | 0 | 0 | 0 | 0 | 0
Geo | 0 | 0 | 0 | 0 | 0 | 0
H | 0 | 0 | 0 | 0 | 0 | 0
LFG | 0 | 0 | 0 | 0 | 0 | 0
Nuc | 0 | 0 | 0 | 0 | 0 | 0
PS | 0 | 0 | 0 | 0 | 0 | 0
PV | 0 | 0 | 0 | 0 | 0 | 0
PeakG | 0 | 0 | 0 | 0 | 0 | 0
PeakO | 0 | 0 | 0 | 0 | 0 | 0
ST | 0 | 0 | 0 | 0 | 0 | 0
STOG | 0 | 0 | 0 | 0 | 0 | 0
STWD | 0 | 0 | 0 | 0 | 0 | 0
WT | 0 | 0 | 0 | 0 | 0 | 0
IGCC | 0 | 0 | 0 | 0 | 0 | 0
DemandResponse | 0 | 0 | 0 | 0 | 0 | 0
IGCC-CCS | 0 | 0 | 0 | 0 | 0 | 0
WT_off | 0 | 0 | 0 | 0 | 0 | 0
PseudoUnit | 0 | 0 | 0 | 0 | 0 | 0
FixedInterchange | 0 | 0 | 0 | 0 | 0 | 0
Emission Cost by Reporting Type: AZ_NM_SNV_Coal
ReportingType | 2015 | 2020 | 2025 | 2030 | 2035 | 2040
BM | 0 | 0 | 0 | 0 | 0 | 0
CC | 0 | 0 | 0 | 0 | 0 | 0
CSP | 0 | 0 | 0 | 0 | 0 | 0
CT | 0 | 0 | 0 | 0 | 0 | 0
Coal | 0.76 | 0 | 0 | 0 | 0 | 0
Geo | 0 | 0 | 0 | 0 | 0 | 0
H | 0 | 0 | 0 | 0 | 0 | 0
LFG | 0 | 0 | 0 | 0 | 0 | 0
Nuc | 0 | 0 | 0 | 0 | 0 | 0
PS | 0 | 0 | 0 | 0 | 0 | 0
PV | 0 | 0 | 0 | 0 | 0 | 0
PeakG | 0 | 0 | 0 | 0 | 0 | 0
PeakO | 0 | 0 | 0 | 0 | 0 | 0
ST | 0 | 0 | 0 | 0 | 0 | 0
STOG | 0 | 0 | 0 | 0 | 0 | 0
STWD | 0 | 0 | 0 | 0 | 0 | 0
WT | 0 | 0 | 0 | 0 | 0 | 0
IGCC | 0 | 0 | 0 | 0 | 0 | 0
DemandResponse | 0 | 0 | 0 | 0 | 0 | 0
IGCC-CCS | 0 | 0 | 0 | 0 | 0 | 0
WT_off | 0 | 0 | 0 | 0 | 0 | 0
PseudoUnit | 0 | 0 | 0 | 0 | 0 | 0
FixedInterchange | 0 | 0 | 0 | 0 | 0 | 0
Emission Cost by Reporting Type: AZ_NM_SNV_Gas
ReportingType | 2015 | 2020 | 2025 | 2030 | 2035 | 2040
BM | 0 | 0 | 0 | 0 | 0 | 0
CC | 0 | 0 | 0 | 0 | 0 | 0
CSP | 0 | 0 | 0 | 0 | 0 | 0
CT | 0 | 0 | 0 | 0 | 0 | 0
Coal | 0 | 0 | 0 | 0 | 0 | 0
Geo | 0 | 0 | 0 | 0 | 0 | 0
H | 0 | 0 | 0 | 0 | 0 | 0
LFG | 0 | 0 | 0 | 0 | 0 | 0
Nuc | 0 | 0 | 0 | 0 | 0 | 0
PS | 0 | 0 | 0 | 0 | 0 | 0
PV | 0 | 0 | 0 | 0 | 0 | 0
PeakG | 0 | 0 | 0 | 0 | 0 | 0
PeakO | 0 | 0 | 0 | 0 | 0 | 0
ST | 0 | 0 | 0 | 0 | 0 | 0
STOG | 0 | 0 | 0 | 0 | 0 | 0
STWD | 0 | 0 | 0 | 0 | 0 | 0
WT | 0 | 0 | 0 | 0 | 0 | 0
IGCC | 0 | 0 | 0 | 0 | 0 | 0
DemandResponse | 0 | 0 | 0 | 0 | 0 | 0
IGCC-CCS | 0 | 0 | 0 | 0 | 0 | 0
WT_off | 0 | 0 | 0 | 0 | 0 | 0
PseudoUnit | 0 | 0 | 0 | 0 | 0 | 0
FixedInterchange | 0 | 0 | 0 | 0 | 0 | 0
Emission Cost by Reporting Type: AZ_NM_SNV_NucRenew
ReportingType | 2015 | 2020 | 2025 | 2030 | 2035 | 2040
BM | 0 | 0 | 0 | 0 | 0 | 0
CC | 0 | 0 | 0 | 0 | 0 | 0
CSP | 0 | 0 | 0 | 0 | 0 | 0
CT | 0 | 0 | 0 | 0 | 0 | 0
Coal | 0 | 0 | 0 | 0 | 0 | 0
Geo | 0 | 0 | 0 | 0 | 0 | 0
H | 0 | 0 | 0 | 0 | 0 | 0
LFG | 0 | 0 | 0 | 0 | 0 | 0
Nuc | 0 | 0 | 0 | 0 | 0 | 0
PS | 0 | 0 | 0 | 0 | 0 | 0
PV | 0 | 0 | 0 | 0 | 0 | 0
PeakG | 0 | 0 | 0 | 0 | 0 | 0
PeakO | 0 | 0 | 0 | 0 | 0 | 0
ST | 0 | 0 | 0 | 0 | 0 | 0
STOG | 0 | 0 | 0 | 0 | 0 | 0
STWD | 0 | 0 | 0 | 0 | 0 | 0
WT | 0 | 0 | 0 | 0 | 0 | 0
IGCC | 0 | 0 | 0 | 0 | 0 | 0
DemandResponse | 0 | 0 | 0 | 0 | 0 | 0
IGCC-CCS | 0 | 0 | 0 | 0 | 0 | 0
WT_off | 0 | 0 | 0 | 0 | 0 | 0
PseudoUnit | 0 | 0 | 0 | 0 | 0 | 0
FixedInterchange | 0 | 0 | 0 | 0 | 0 | 0
Emission Cost by Reporting Type: ERCOT
ReportingType | 2015 | 2020 | 2025 | 2030 | 2035 | 2040
BM | 0 | 0 | 0 | 0 | 0 | 0
CC | 0 | 0 | 0 | 0 | 0 | 0
CSP | 0 | 0 | 0 | 0 | 0 | 0
CT | 0 | 0 | 0 | 0 | 0 | 0
Coal | 6.42 | 0 | 0 | 0 | 0 | 0
Geo | 0 | 0 | 0 | 0 | 0 | 0
H | 0 | 0 | 0 | 0 | 0 | 0
LFG | 0 | 0 | 0 | 0 | 0 | 0
Nuc | 0 | 0 | 0 | 0 | 0 | 0
PS | 0 | 0 | 0 | 0 | 0 | 0
PV | 0 | 0 | 0 | 0 | 0 | 0
PeakG | 0 | 0 | 0 | 0 | 0 | 0
PeakO | 0 | 0 | 0 | 0 | 0 | 0
ST | 0 | 0 | 0 | 0 | 0 | 0
STOG | 0 | 0 | 0 | 0 | 0 | 0
STWD | 0 | 0 | 0 | 0 | 0 | 0
WT | 0 | 0 | 0 | 0 | 0 | 0
IGCC | 0 | 0 | 0 | 0 | 0 | 0
DemandResponse | 0 | 0 | 0 | 0 | 0 | 0
IGCC-CCS | 0 | 0 | 0 | 0 | 0 | 0
WT_off | 0 | 0 | 0 | 0 | 0 | 0
PseudoUnit | 0 | 0 | 0 | 0 | 0 | 0
FixedInterchange | 0 | 0 | 0 | 0 | 0 | 0
Emission Cost by Reporting Type: NP15
ReportingType | 2015 | 2020 | 2025 | 2030 | 2035 | 2040
BM | 0 | 0 | 0 | 0 | 0 | 0
CC | 0 | 0 | 0 | 0 | 0 | 0
CSP | 0 | 0 | 0 | 0 | 0 | 0
CT | 0 | 0 | 0 | 0 | 0 | 0
Coal | 0.3 | 0 | 0 | 0 | 0 | 0
Geo | 0 | 0 | 0 | 0 | 0 | 0
H | 0 | 0 | 0 | 0 | 0 | 0
LFG | 0 | 0 | 0 | 0 | 0 | 0
Nuc | 0 | 0 | 0 | 0 | 0 | 0
PS | 0 | 0 | 0 | 0 | 0 | 0
PV | 0 | 0 | 0 | 0 | 0 | 0
PeakG | 0 | 0 | 0 | 0 | 0 | 0
PeakO | 0 | 0 | 0 | 0 | 0 | 0
ST | 0 | 0 | 0 | 0 | 0 | 0
STOG | 0 | 0 | 0 | 0 | 0 | 0
STWD | 0 | 0 | 0 | 0 | 0 | 0
WT | 0 | 0 | 0 | 0 | 0 | 0
IGCC | 0 | 0 | 0 | 0 | 0 | 0
DemandResponse | 0 | 0 | 0 | 0 | 0 | 0
IGCC-CCS | 0 | 0 | 0 | 0 | 0 | 0
WT_off | 0 | 0 | 0 | 0 | 0 | 0
PseudoUnit | 0 | 0 | 0 | 0 | 0 | 0
FixedInterchange | 0 | 0 | 0 | 0 | 0 | 0
Emission Cost by Reporting Type: NWPP_Coal
ReportingType | 2015 | 2020 | 2025 | 2030 | 2035 | 2040
BM | 0 | 0 | 0 | 0 | 0 | 0
CC | 0 | 0 | 0 | 0 | 0 | 0
CSP | 0 | 0 | 0 | 0 | 0 | 0
CT | 0 | 0 | 0 | 0 | 0 | 0
Coal | 2.14 | 0 | 0 | 0 | 0 | 0
Geo | 0 | 0 | 0 | 0 | 0 | 0
H | 0 | 0 | 0 | 0 | 0 | 0
LFG | 0 | 0 | 0 | 0 | 0 | 0
Nuc | 0 | 0 | 0 | 0 | 0 | 0
PS | 0 | 0 | 0 | 0 | 0 | 0
PV | 0 | 0 | 0 | 0 | 0 | 0
PeakG | 0 | 0 | 0 | 0 | 0 | 0
PeakO | 0 | 0 | 0 | 0 | 0 | 0
ST | 0 | 0 | 0 | 0 | 0 | 0
STOG | 0 | 0 | 0 | 0 | 0 | 0
STWD | 0 | 0 | 0 | 0 | 0 | 0
WT | 0 | 0 | 0 | 0 | 0 | 0
IGCC | 0 | 0 | 0 | 0 | 0 | 0
DemandResponse | 0 | 0 | 0 | 0 | 0 | 0
IGCC-CCS | 0 | 0 | 0 | 0 | 0 | 0
WT_off | 0 | 0 | 0 | 0 | 0 | 0
PseudoUnit | 0 | 0 | 0 | 0 | 0 | 0
FixedInterchange | 0 | 0 | 0 | 0 | 0 | 0
Emission Cost by Reporting Type: NWPP_Gas
ReportingType | 2015 | 2020 | 2025 | 2030 | 2035 | 2040
BM | 0 | 0 | 0 | 0 | 0 | 0
CC | 0 | 0 | 0 | 0 | 0 | 0
CSP | 0 | 0 | 0 | 0 | 0 | 0
CT | 0 | 0 | 0 | 0 | 0 | 0
Coal | 0 | 0 | 0 | 0 | 0 | 0
Geo | 0 | 0 | 0 | 0 | 0 | 0
H | 0 | 0 | 0 | 0 | 0 | 0
LFG | 0 | 0 | 0 | 0 | 0 | 0
Nuc | 0 | 0 | 0 | 0 | 0 | 0
PS | 0 | 0 | 0 | 0 | 0 | 0
PV | 0 | 0 | 0 | 0 | 0 | 0
PeakG | 0 | 0 | 0 | 0 | 0 | 0
PeakO | 0 | 0 | 0 | 0 | 0 | 0
ST | 0 | 0 | 0 | 0 | 0 | 0
STOG | 0 | 0 | 0 | 0 | 0 | 0
STWD | 0 | 0 | 0 | 0 | 0 | 0
WT | 0 | 0 | 0 | 0 | 0 | 0
IGCC | 0 | 0 | 0 | 0 | 0 | 0
DemandResponse | 0 | 0 | 0 | 0 | 0 | 0
IGCC-CCS | 0 | 0 | 0 | 0 | 0 | 0
WT_off | 0 | 0 | 0 | 0 | 0 | 0
PseudoUnit | 0 | 0 | 0 | 0 | 0 | 0
FixedInterchange | 0 | 0 | 0 | 0 | 0 | 0
Emission Cost by Reporting Type: NWPP_NucRenew
ReportingType | 2015 | 2020 | 2025 | 2030 | 2035 | 2040
BM | 0 | 0 | 0 | 0 | 0 | 0
CC | 0 | 0 | 0 | 0 | 0 | 0
CSP | 0 | 0 | 0 | 0 | 0 | 0
CT | 0 | 0 | 0 | 0 | 0 | 0
Coal | 0 | 0 | 0 | 0 | 0 | 0
Geo | 0 | 0 | 0 | 0 | 0 | 0
H | 0 | 0 | 0 | 0 | 0 | 0
LFG | 0 | 0 | 0 | 0 | 0 | 0
Nuc | 0 | 0 | 0 | 0 | 0 | 0
PS | 0 | 0 | 0 | 0 | 0 | 0
PV | 0 | 0 | 0 | 0 | 0 | 0
PeakG | 0 | 0 | 0 | 0 | 0 | 0
PeakO | 0 | 0 | 0 | 0 | 0 | 0
ST | 0 | 0 | 0 | 0 | 0 | 0
STOG | 0 | 0 | 0 | 0 | 0 | 0
STWD | 0 | 0 | 0 | 0 | 0 | 0
WT | 0 | 0 | 0 | 0 | 0 | 0
IGCC | 0 | 0 | 0 | 0 | 0 | 0
DemandResponse | 0 | 0 | 0 | 0 | 0 | 0
IGCC-CCS | 0 | 0 | 0 | 0 | 0 | 0
WT_off | 0 | 0 | 0 | 0 | 0 | 0
PseudoUnit | 0 | 0 | 0 | 0 | 0 | 0
FixedInterchange | 0 | 0 | 0 | 0 | 0 | 0
Emission Cost by Reporting Type: RMPA
ReportingType | 2015 | 2020 | 2025 | 2030 | 2035 | 2040
BM | 0 | 0 | 0 | 0 | 0 | 0
CC | 0 | 0 | 0 | 0 | 0 | 0
CSP | 0 | 0 | 0 | 0 | 0 | 0
CT | 0 | 0 | 0 | 0 | 0 | 0
Coal | 1.8 | 0 | 0 | 0 | 0 | 0
Geo | 0 | 0 | 0 | 0 | 0 | 0
H | 0 | 0 | 0 | 0 | 0 | 0
LFG | 0 | 0 | 0 | 0 | 0 | 0
Nuc | 0 | 0 | 0 | 0 | 0 | 0
PS | 0 | 0 | 0 | 0 | 0 | 0
PV | 0 | 0 | 0 | 0 | 0 | 0
PeakG | 0 | 0 | 0 | 0 | 0 | 0
PeakO | 0 | 0 | 0 | 0 | 0 | 0
ST | 0 | 0 | 0 | 0 | 0 | 0
STOG | 0 | 0 | 0 | 0 | 0 | 0
STWD | 0 | 0 | 0 | 0 | 0 | 0
WT | 0 | 0 | 0 | 0 | 0 | 0
IGCC | 0 | 0 | 0 | 0 | 0 | 0
DemandResponse | 0 | 0 | 0 | 0 | 0 | 0
IGCC-CCS | 0 | 0 | 0 | 0 | 0 | 0
WT_off | 0 | 0 | 0 | 0 | 0 | 0
PseudoUnit | 0 | 0 | 0 | 0 | 0 | 0
FixedInterchange | 0 | 0 | 0 | 0 | 0 | 0
Emission Cost by Reporting Type: SP15
ReportingType | 2015 | 2020 | 2025 | 2030 | 2035 | 2040
BM | 0 | 0 | 0 | 0 | 0 | 0
CC | 0 | 0 | 0 | 0 | 0 | 0
CSP | 0 | 0 | 0 | 0 | 0 | 0
CT | 0 | 0 | 0 | 0 | 0 | 0
Coal | 0.15 | 0 | 0 | 0 | 0 | 0
Geo | 0 | 0 | 0 | 0 | 0 | 0
H | 0 | 0 | 0 | 0 | 0 | 0
LFG | 0 | 0 | 0 | 0 | 0 | 0
Nuc | 0 | 0 | 0 | 0 | 0 | 0
PS | 0 | 0 | 0 | 0 | 0 | 0
PV | 0 | 0 | 0 | 0 | 0 | 0
PeakG | 0 | 0 | 0 | 0 | 0 | 0
PeakO | 0 | 0 | 0 | 0 | 0 | 0
ST | 0 | 0 | 0 | 0 | 0 | 0
STOG | 0 | 0 | 0 | 0 | 0 | 0
STWD | 0 | 0 | 0 | 0 | 0 | 0
WT | 0 | 0 | 0 | 0 | 0 | 0
IGCC | 0 | 0 | 0 | 0 | 0 | 0
DemandResponse | 0 | 0 | 0 | 0 | 0 | 0
IGCC-CCS | 0 | 0 | 0 | 0 | 0 | 0
WT_off | 0 | 0 | 0 | 0 | 0 | 0
PseudoUnit | 0 | 0 | 0 | 0 | 0 | 0
FixedInterchange | 0 | 0 | 0 | 0 | 0 | 0
Emission Cost by Reporting Type: ALB
ReportingType | 2015 | 2020 | 2025 | 2030 | 2035 | 2040
BM | 0 | 0 | 0 | 0 | 0 | 0
CC | 0 | 0 | 0 | 0 | 0 | 0
CSP | 0 | 0 | 0 | 0 | 0 | 0
CT | 0 | 0 | 0 | 0 | 0 | 0
Coal | 0 | 0 | 0 | 0 | 0 | 0
Geo | 0 | 0 | 0 | 0 | 0 | 0
H | 0 | 0 | 0 | 0 | 0 | 0
LFG | 0 | 0 | 0 | 0 | 0 | 0
Nuc | 0 | 0 | 0 | 0 | 0 | 0
PS | 0 | 0 | 0 | 0 | 0 | 0
PV | 0 | 0 | 0 | 0 | 0 | 0
PeakG | 0 | 0 | 0 | 0 | 0 | 0
PeakO | 0 | 0 | 0 | 0 | 0 | 0
ST | 0 | 0 | 0 | 0 | 0 | 0
STOG | 0 | 0 | 0 | 0 | 0 | 0
STWD | 0 | 0 | 0 | 0 | 0 | 0
WT | 0 | 0 | 0 | 0 | 0 | 0
IGCC | 0 | 0 | 0 | 0 | 0 | 0
DemandResponse | 0 | 0 | 0 | 0 | 0 | 0
IGCC-CCS | 0 | 0 | 0 | 0 | 0 | 0
WT_off | 0 | 0 | 0 | 0 | 0 | 0
PseudoUnit | 0 | 0 | 0 | 0 | 0 | 0
FixedInterchange | 0 | 0 | 0 | 0 | 0 | 0
Emission Cost by Reporting Type: BC
ReportingType | 2015 | 2020 | 2025 | 2030 | 2035 | 2040
BM | 0 | 0 | 0 | 0 | 0 | 0
CC | 0 | 0 | 0 | 0 | 0 | 0
CSP | 0 | 0 | 0 | 0 | 0 | 0
CT | 0 | 0 | 0 | 0 | 0 | 0
Coal | 0 | 0 | 0 | 0 | 0 | 0
Geo | 0 | 0 | 0 | 0 | 0 | 0
H | 0 | 0 | 0 | 0 | 0 | 0
LFG | 0 | 0 | 0 | 0 | 0 | 0
Nuc | 0 | 0 | 0 | 0 | 0 | 0
PS | 0 | 0 | 0 | 0 | 0 | 0
PV | 0 | 0 | 0 | 0 | 0 | 0
PeakG | 0 | 0 | 0 | 0 | 0 | 0
PeakO | 0 | 0 | 0 | 0 | 0 | 0
ST | 0 | 0 | 0 | 0 | 0 | 0
STOG | 0 | 0 | 0 | 0 | 0 | 0
STWD | 0 | 0 | 0 | 0 | 0 | 0
WT | 0 | 0 | 0 | 0 | 0 | 0
IGCC | 0 | 0 | 0 | 0 | 0 | 0
DemandResponse | 0 | 0 | 0 | 0 | 0 | 0
IGCC-CCS | 0 | 0 | 0 | 0 | 0 | 0
WT_off | 0 | 0 | 0 | 0 | 0 | 0
PseudoUnit | 0 | 0 | 0 | 0 | 0 | 0
FixedInterchange | 0 | 0 | 0 | 0 | 0 | 0
Emission Cost by Reporting Type: HQ_IESO
ReportingType | 2015 | 2020 | 2025 | 2030 | 2035 | 2040
BM | 0 | 0 | 0 | 0 | 0 | 0
CC | 0 | 0 | 0 | 0 | 0 | 0
CSP | 0 | 0 | 0 | 0 | 0 | 0
CT | 0 | 0 | 0 | 0 | 0 | 0
Coal | 0 | 0 | 0 | 0 | 0 | 0
Geo | 0 | 0 | 0 | 0 | 0 | 0
H | 0 | 0 | 0 | 0 | 0 | 0
LFG | 0 | 0 | 0 | 0 | 0 | 0
Nuc | 0 | 0 | 0 | 0 | 0 | 0
PS | 0 | 0 | 0 | 0 | 0 | 0
PV | 0 | 0 | 0 | 0 | 0 | 0
PeakG | 0 | 0 | 0 | 0 | 0 | 0
PeakO | 0 | 0 | 0 | 0 | 0 | 0
ST | 0 | 0 | 0 | 0 | 0 | 0
STOG | 0 | 0 | 0 | 0 | 0 | 0
STWD | 0 | 0 | 0 | 0 | 0 | 0
WT | 0 | 0 | 0 | 0 | 0 | 0
IGCC | 0 | 0 | 0 | 0 | 0 | 0
DemandResponse | 0 | 0 | 0 | 0 | 0 | 0
IGCC-CCS | 0 | 0 | 0 | 0 | 0 | 0
WT_off | 0 | 0 | 0 | 0 | 0 | 0
PseudoUnit | 0 | 0 | 0 | 0 | 0 | 0
FixedInterchange | 0 | 0 | 0 | 0 | 0 | 0
Emission Cost by Reporting Type: HQ_NEISO
ReportingType | 2015 | 2020 | 2025 | 2030 | 2035 | 2040
BM | 0 | 0 | 0 | 0 | 0 | 0
CC | 0 | 0 | 0 | 0 | 0 | 0
CSP | 0 | 0 | 0 | 0 | 0 | 0
CT | 0 | 0 | 0 | 0 | 0 | 0
Coal | 0 | 0 | 0 | 0 | 0 | 0
Geo | 0 | 0 | 0 | 0 | 0 | 0
H | 0 | 0 | 0 | 0 | 0 | 0
LFG | 0 | 0 | 0 | 0 | 0 | 0
Nuc | 0 | 0 | 0 | 0 | 0 | 0
PS | 0 | 0 | 0 | 0 | 0 | 0
PV | 0 | 0 | 0 | 0 | 0 | 0
PeakG | 0 | 0 | 0 | 0 | 0 | 0
PeakO | 0 | 0 | 0 | 0 | 0 | 0
ST | 0 | 0 | 0 | 0 | 0 | 0
STOG | 0 | 0 | 0 | 0 | 0 | 0
STWD | 0 | 0 | 0 | 0 | 0 | 0
WT | 0 | 0 | 0 | 0 | 0 | 0
IGCC | 0 | 0 | 0 | 0 | 0 | 0
DemandResponse | 0 | 0 | 0 | 0 | 0 | 0
IGCC-CCS | 0 | 0 | 0 | 0 | 0 | 0
WT_off | 0 | 0 | 0 | 0 | 0 | 0
PseudoUnit | 0 | 0 | 0 | 0 | 0 | 0
FixedInterchange | 0 | 0 | 0 | 0 | 0 | 0
Emission Cost by Reporting Type: HQ_NY
ReportingType | 2015 | 2020 | 2025 | 2030 | 2035 | 2040
BM | 0 | 0 | 0 | 0 | 0 | 0
CC | 0 | 0 | 0 | 0 | 0 | 0
CSP | 0 | 0 | 0 | 0 | 0 | 0
CT | 0 | 0 | 0 | 0 | 0 | 0
Coal | 0 | 0 | 0 | 0 | 0 | 0
Geo | 0 | 0 | 0 | 0 | 0 | 0
H | 0 | 0 | 0 | 0 | 0 | 0
LFG | 0 | 0 | 0 | 0 | 0 | 0
Nuc | 0 | 0 | 0 | 0 | 0 | 0
PS | 0 | 0 | 0 | 0 | 0 | 0
PV | 0 | 0 | 0 | 0 | 0 | 0
PeakG | 0 | 0 | 0 | 0 | 0 | 0
PeakO | 0 | 0 | 0 | 0 | 0 | 0
ST | 0 | 0 | 0 | 0 | 0 | 0
STOG | 0 | 0 | 0 | 0 | 0 | 0
STWD | 0 | 0 | 0 | 0 | 0 | 0
WT | 0 | 0 | 0 | 0 | 0 | 0
IGCC | 0 | 0 | 0 | 0 | 0 | 0
DemandResponse | 0 | 0 | 0 | 0 | 0 | 0
IGCC-CCS | 0 | 0 | 0 | 0 | 0 | 0
WT_off | 0 | 0 | 0 | 0 | 0 | 0
PseudoUnit | 0 | 0 | 0 | 0 | 0 | 0
FixedInterchange | 0 | 0 | 0 | 0 | 0 | 0
Emission Cost by Reporting Type: MARITIMES
ReportingType | 2015 | 2020 | 2025 | 2030 | 2035 | 2040
BM | 0 | 0 | 0 | 0 | 0 | 0
CC | 0 | 0 | 0 | 0 | 0 | 0
CSP | 0 | 0 | 0 | 0 | 0 | 0
CT | 0 | 0 | 0 | 0 | 0 | 0
Coal | 0 | 0 | 0 | 0 | 0 | 0
Geo | 0 | 0 | 0 | 0 | 0 | 0
H | 0 | 0 | 0 | 0 | 0 | 0
LFG | 0 | 0 | 0 | 0 | 0 | 0
Nuc | 0 | 0 | 0 | 0 | 0 | 0
PS | 0 | 0 | 0 | 0 | 0 | 0
PV | 0 | 0 | 0 | 0 | 0 | 0
PeakG | 0 | 0 | 0 | 0 | 0 | 0
PeakO | 0 | 0 | 0 | 0 | 0 | 0
ST | 0 | 0 | 0 | 0 | 0 | 0
STOG | 0 | 0 | 0 | 0 | 0 | 0
STWD | 0 | 0 | 0 | 0 | 0 | 0
WT | 0 | 0 | 0 | 0 | 0 | 0
IGCC | 0 | 0 | 0 | 0 | 0 | 0
DemandResponse | 0 | 0 | 0 | 0 | 0 | 0
IGCC-CCS | 0 | 0 | 0 | 0 | 0 | 0
WT_off | 0 | 0 | 0 | 0 | 0 | 0
PseudoUnit | 0 | 0 | 0 | 0 | 0 | 0
FixedInterchange | 0 | 0 | 0 | 0 | 0 | 0
Emission Cost by Reporting Type: All
ReportingType | 2015 | 2020 | 2025 | 2030 | 2035 | 2040
BM | 0 | 0 | 0 | 0 | 0 | 0
CC | 0 | 0 | 0 | 0 | 0 | 0
CSP | 0 | 0 | 0 | 0 | 0 | 0
CT | 0 | 0 | 0 | 0 | 0 | 0
Coal | 300.68 | 0 | 0 | 0 | 0 | 0
Geo | 0 | 0 | 0 | 0 | 0 | 0
H | 0 | 0 | 0 | 0 | 0 | 0
LFG | 0 | 0 | 0 | 0 | 0 | 0
Nuc | 0 | 0 | 0 | 0 | 0 | 0
PS | 0 | 0 | 0 | 0 | 0 | 0
PV | 0 | 0 | 0 | 0 | 0 | 0
PeakG | 0 | 0 | 0 | 0 | 0 | 0
PeakO | 0 | 0 | 0 | 0 | 0 | 0
ST | 0 | 0 | 0 | 0 | 0 | 0
STOG | 0 | 0 | 0 | 0 | 0 | 0
STWD | 0 | 0 | 0 | 0 | 0 | 0
WT | 0 | 0 | 0 | 0 | 0 | 0
IGCC | 0.19 | 0 | 0 | 0 | 0 | 0
DemandResponse | 0 | 0 | 0 | 0 | 0 | 0
IGCC-CCS | 0 | 0 | 0 | 0 | 0 | 0
WT_off | 0 | 0 | 0 | 0 | 0 | 0
PseudoUnit | 0 | 0 | 0 | 0 | 0 | 0
FixedInterchange | 0 | 0 | 0 | 0 | 0 | 0
Emission Cost by Reporting Type: EI_US
ReportingType | 2015 | 2020 | 2025 | 2030 | 2035 | 2040
BM | 0 | 0 | 0 | 0 | 0 | 0
CC | 0 | 0 | 0 | 0 | 0 | 0
CSP | 0 | 0 | 0 | 0 | 0 | 0
CT | 0 | 0 | 0 | 0 | 0 | 0
Coal | 289.12 | 0 | 0 | 0 | 0 | 0
Geo | 0 | 0 | 0 | 0 | 0 | 0
H | 0 | 0 | 0 | 0 | 0 | 0
LFG | 0 | 0 | 0 | 0 | 0 | 0
Nuc | 0 | 0 | 0 | 0 | 0 | 0
PS | 0 | 0 | 0 | 0 | 0 | 0
PV | 0 | 0 | 0 | 0 | 0 | 0
PeakG | 0 | 0 | 0 | 0 | 0 | 0
PeakO | 0 | 0 | 0 | 0 | 0 | 0
ST | 0 | 0 | 0 | 0 | 0 | 0
STOG | 0 | 0 | 0 | 0 | 0 | 0
STWD | 0 | 0 | 0 | 0 | 0 | 0
WT | 0 | 0 | 0 | 0 | 0 | 0
IGCC | 0.19 | 0 | 0 | 0 | 0 | 0
DemandResponse | 0 | 0 | 0 | 0 | 0 | 0
IGCC-CCS | 0 | 0 | 0 | 0 | 0 | 0
WT_off | 0 | 0 | 0 | 0 | 0 | 0
PseudoUnit | 0 | 0 | 0 | 0 | 0 | 0
FixedInterchange | 0 | 0 | 0 | 0 | 0 | 0
Emission Cost by Reporting Type: EI_Canada
ReportingType | 2015 | 2020 | 2025 | 2030 | 2035 | 2040
BM | 0 | 0 | 0 | 0 | 0 | 0
CC | 0 | 0 | 0 | 0 | 0 | 0
CSP | 0 | 0 | 0 | 0 | 0 | 0
CT | 0 | 0 | 0 | 0 | 0 | 0
Coal | 0 | 0 | 0 | 0 | 0 | 0
Geo | 0 | 0 | 0 | 0 | 0 | 0
H | 0 | 0 | 0 | 0 | 0 | 0
LFG | 0 | 0 | 0 | 0 | 0 | 0
Nuc | 0 | 0 | 0 | 0 | 0 | 0
PS | 0 | 0 | 0 | 0 | 0 | 0
PV | 0 | 0 | 0 | 0 | 0 | 0
PeakG | 0 | 0 | 0 | 0 | 0 | 0
PeakO | 0 | 0 | 0 | 0 | 0 | 0
ST | 0 | 0 | 0 | 0 | 0 | 0
STOG | 0 | 0 | 0 | 0 | 0 | 0
STWD | 0 | 0 | 0 | 0 | 0 | 0
WT | 0 | 0 | 0 | 0 | 0 | 0
IGCC | 0 | 0 | 0 | 0 | 0 | 0
DemandResponse | 0 | 0 | 0 | 0 | 0 | 0
IGCC-CCS | 0 | 0 | 0 | 0 | 0 | 0
WT_off | 0 | 0 | 0 | 0 | 0 | 0
PseudoUnit | 0 | 0 | 0 | 0 | 0 | 0
FixedInterchange | 0 | 0 | 0 | 0 | 0 | 0
Emission Cost by Reporting Type: EI
ReportingType | 2015 | 2020 | 2025 | 2030 | 2035 | 2040
BM | 0 | 0 | 0 | 0 | 0 | 0
CC | 0 | 0 | 0 | 0 | 0 | 0
CSP | 0 | 0 | 0 | 0 | 0 | 0
CT | 0 | 0 | 0 | 0 | 0 | 0
Coal | 289.12 | 0 | 0 | 0 | 0 | 0
Geo | 0 | 0 | 0 | 0 | 0 | 0
H | 0 | 0 | 0 | 0 | 0 | 0
LFG | 0 | 0 | 0 | 0 | 0 | 0
Nuc | 0 | 0 | 0 | 0 | 0 | 0
PS | 0 | 0 | 0 | 0 | 0 | 0
PV | 0 | 0 | 0 | 0 | 0 | 0
PeakG | 0 | 0 | 0 | 0 | 0 | 0
PeakO | 0 | 0 | 0 | 0 | 0 | 0
ST | 0 | 0 | 0 | 0 | 0 | 0
STOG | 0 | 0 | 0 | 0 | 0 | 0
STWD | 0 | 0 | 0 | 0 | 0 | 0
WT | 0 | 0 | 0 | 0 | 0 | 0
IGCC | 0.19 | 0 | 0 | 0 | 0 | 0
DemandResponse | 0 | 0 | 0 | 0 | 0 | 0
IGCC-CCS | 0 | 0 | 0 | 0 | 0 | 0
WT_off | 0 | 0 | 0 | 0 | 0 | 0
PseudoUnit | 0 | 0 | 0 | 0 | 0 | 0
FixedInterchange | 0 | 0 | 0 | 0 | 0 | 0
Emission Cost by Reporting Type: Outside_EI
ReportingType | 2015 | 2020 | 2025 | 2030 | 2035 | 2040
BM | 0 | 0 | 0 | 0 | 0 | 0
CC | 0 | 0 | 0 | 0 | 0 | 0
CSP | 0 | 0 | 0 | 0 | 0 | 0
CT | 0 | 0 | 0 | 0 | 0 | 0
Coal | 11.56 | 0 | 0 | 0 | 0 | 0
Geo | 0 | 0 | 0 | 0 | 0 | 0
H | 0 | 0 | 0 | 0 | 0 | 0
LFG | 0 | 0 | 0 | 0 | 0 | 0
Nuc | 0 | 0 | 0 | 0 | 0 | 0
PS | 0 | 0 | 0 | 0 | 0 | 0
PV | 0 | 0 | 0 | 0 | 0 | 0
PeakG | 0 | 0 | 0 | 0 | 0 | 0
PeakO | 0 | 0 | 0 | 0 | 0 | 0
ST | 0 | 0 | 0 | 0 | 0 | 0
STOG | 0 | 0 | 0 | 0 | 0 | 0
STWD | 0 | 0 | 0 | 0 | 0 | 0
WT | 0 | 0 | 0 | 0 | 0 | 0
IGCC | 0 | 0 | 0 | 0 | 0 | 0
DemandResponse | 0 | 0 | 0 | 0 | 0 | 0
IGCC-CCS | 0 | 0 | 0 | 0 | 0 | 0
WT_off | 0 | 0 | 0 | 0 | 0 | 0
PseudoUnit | 0 | 0 | 0 | 0 | 0 | 0
FixedInterchange | 0 | 0 | 0 | 0 | 0 | 0
==== Emission Program: CAIRNoxSeasonal : (NOx) ====
Emission Cost by Reporting Type: Entergy
ReportingType | 2015 | 2020 | 2025 | 2030 | 2035 | 2040
BM | 0 | 0 | 0 | 0 | 0 | 0
CC | 0 | 0 | 0 | 0 | 0 | 0
CSP | 0 | 0 | 0 | 0 | 0 | 0
CT | 0 | 0 | 0 | 0 | 0 | 0
Coal | 0 | 0 | 0 | 0 | 0 | 0
Geo | 0 | 0 | 0 | 0 | 0 | 0
H | 0 | 0 | 0 | 0 | 0 | 0
LFG | 0 | 0 | 0 | 0 | 0 | 0
Nuc | 0 | 0 | 0 | 0 | 0 | 0
PS | 0 | 0 | 0 | 0 | 0 | 0
PV | 0 | 0 | 0 | 0 | 0 | 0
PeakG | 0 | 0 | 0 | 0 | 0 | 0
PeakO | 0 | 0 | 0 | 0 | 0 | 0
ST | 0 | 0 | 0 | 0 | 0 | 0
STOG | 0 | 0 | 0 | 0 | 0 | 0
STWD | 0 | 0 | 0 | 0 | 0 | 0
WT | 0 | 0 | 0 | 0 | 0 | 0
IGCC | 0 | 0 | 0 | 0 | 0 | 0
DemandResponse | 0 | 0 | 0 | 0 | 0 | 0
IGCC-CCS | 0 | 0 | 0 | 0 | 0 | 0
WT_off | 0 | 0 | 0 | 0 | 0 | 0
PseudoUnit | 0 | 0 | 0 | 0 | 0 | 0
FixedInterchange | 0 | 0 | 0 | 0 | 0 | 0
Emission Cost by Reporting Type: FRCC
ReportingType | 2015 | 2020 | 2025 | 2030 | 2035 | 2040
BM | 0 | 0 | 0 | 0 | 0 | 0
CC | 0 | 0 | 0 | 0 | 0 | 0
CSP | 0 | 0 | 0 | 0 | 0 | 0
CT | 0 | 0 | 0 | 0 | 0 | 0
Coal | 0 | 0 | 0 | 0 | 0 | 0
Geo | 0 | 0 | 0 | 0 | 0 | 0
H | 0 | 0 | 0 | 0 | 0 | 0
LFG | 0 | 0 | 0 | 0 | 0 | 0
Nuc | 0 | 0 | 0 | 0 | 0 | 0
PS | 0 | 0 | 0 | 0 | 0 | 0
PV | 0 | 0 | 0 | 0 | 0 | 0
PeakG | 0 | 0 | 0 | 0 | 0 | 0
PeakO | 0 | 0 | 0 | 0 | 0 | 0
ST | 0 | 0 | 0 | 0 | 0 | 0
STOG | 0 | 0 | 0 | 0 | 0 | 0
STWD | 0 | 0 | 0 | 0 | 0 | 0
WT | 0 | 0 | 0 | 0 | 0 | 0
IGCC | 0 | 0 | 0 | 0 | 0 | 0
DemandResponse | 0 | 0 | 0 | 0 | 0 | 0
IGCC-CCS | 0 | 0 | 0 | 0 | 0 | 0
WT_off | 0 | 0 | 0 | 0 | 0 | 0
PseudoUnit | 0 | 0 | 0 | 0 | 0 | 0
FixedInterchange | 0 | 0 | 0 | 0 | 0 | 0
Emission Cost by Reporting Type: MAPP_US
ReportingType | 2015 | 2020 | 2025 | 2030 | 2035 | 2040
BM | 0 | 0 | 0 | 0 | 0 | 0
CC | 0 | 0 | 0 | 0 | 0 | 0
CSP | 0 | 0 | 0 | 0 | 0 | 0
CT | 0 | 0 | 0 | 0 | 0 | 0
Coal | 0 | 0 | 0 | 0 | 0 | 0
Geo | 0 | 0 | 0 | 0 | 0 | 0
H | 0 | 0 | 0 | 0 | 0 | 0
LFG | 0 | 0 | 0 | 0 | 0 | 0
Nuc | 0 | 0 | 0 | 0 | 0 | 0
PS | 0 | 0 | 0 | 0 | 0 | 0
PV | 0 | 0 | 0 | 0 | 0 | 0
PeakG | 0 | 0 | 0 | 0 | 0 | 0
PeakO | 0 | 0 | 0 | 0 | 0 | 0
ST | 0 | 0 | 0 | 0 | 0 | 0
STOG | 0 | 0 | 0 | 0 | 0 | 0
STWD | 0 | 0 | 0 | 0 | 0 | 0
WT | 0 | 0 | 0 | 0 | 0 | 0
IGCC | 0 | 0 | 0 | 0 | 0 | 0
DemandResponse | 0 | 0 | 0 | 0 | 0 | 0
IGCC-CCS | 0 | 0 | 0 | 0 | 0 | 0
WT_off | 0 | 0 | 0 | 0 | 0 | 0
PseudoUnit | 0 | 0 | 0 | 0 | 0 | 0
FixedInterchange | 0 | 0 | 0 | 0 | 0 | 0
Emission Cost by Reporting Type: MISO_IN
ReportingType | 2015 | 2020 | 2025 | 2030 | 2035 | 2040
BM | 0 | 0 | 0 | 0 | 0 | 0
CC | 0 | 0 | 0 | 0 | 0 | 0
CSP | 0 | 0 | 0 | 0 | 0 | 0
CT | 0 | 0 | 0 | 0 | 0 | 0
Coal | 0 | 0 | 0 | 0 | 0 | 0
Geo | 0 | 0 | 0 | 0 | 0 | 0
H | 0 | 0 | 0 | 0 | 0 | 0
LFG | 0 | 0 | 0 | 0 | 0 | 0
Nuc | 0 | 0 | 0 | 0 | 0 | 0
PS | 0 | 0 | 0 | 0 | 0 | 0
PV | 0 | 0 | 0 | 0 | 0 | 0
PeakG | 0 | 0 | 0 | 0 | 0 | 0
PeakO | 0 | 0 | 0 | 0 | 0 | 0
ST | 0 | 0 | 0 | 0 | 0 | 0
STOG | 0 | 0 | 0 | 0 | 0 | 0
STWD | 0 | 0 | 0 | 0 | 0 | 0
WT | 0 | 0 | 0 | 0 | 0 | 0
IGCC | 0 | 0 | 0 | 0 | 0 | 0
DemandResponse | 0 | 0 | 0 | 0 | 0 | 0
IGCC-CCS | 0 | 0 | 0 | 0 | 0 | 0
WT_off | 0 | 0 | 0 | 0 | 0 | 0
PseudoUnit | 0 | 0 | 0 | 0 | 0 | 0
FixedInterchange | 0 | 0 | 0 | 0 | 0 | 0
Emission Cost by Reporting Type: MISO_MI
ReportingType | 2015 | 2020 | 2025 | 2030 | 2035 | 2040
BM | 0 | 0 | 0 | 0 | 0 | 0
CC | 0 | 0 | 0 | 0 | 0 | 0
CSP | 0 | 0 | 0 | 0 | 0 | 0
CT | 0 | 0 | 0 | 0 | 0 | 0
Coal | 0 | 0 | 0 | 0 | 0 | 0
Geo | 0 | 0 | 0 | 0 | 0 | 0
H | 0 | 0 | 0 | 0 | 0 | 0
LFG | 0 | 0 | 0 | 0 | 0 | 0
Nuc | 0 | 0 | 0 | 0 | 0 | 0
PS | 0 | 0 | 0 | 0 | 0 | 0
PV | 0 | 0 | 0 | 0 | 0 | 0
PeakG | 0 | 0 | 0 | 0 | 0 | 0
PeakO | 0 | 0 | 0 | 0 | 0 | 0
ST | 0 | 0 | 0 | 0 | 0 | 0
STOG | 0 | 0 | 0 | 0 | 0 | 0
STWD | 0 | 0 | 0 | 0 | 0 | 0
WT | 0 | 0 | 0 | 0 | 0 | 0
IGCC | 0 | 0 | 0 | 0 | 0 | 0
DemandResponse | 0 | 0 | 0 | 0 | 0 | 0
IGCC-CCS | 0 | 0 | 0 | 0 | 0 | 0
WT_off | 0 | 0 | 0 | 0 | 0 | 0
PseudoUnit | 0 | 0 | 0 | 0 | 0 | 0
FixedInterchange | 0 | 0 | 0 | 0 | 0 | 0
Emission Cost by Reporting Type: MISO_MO-IL
ReportingType | 2015 | 2020 | 2025 | 2030 | 2035 | 2040
BM | 0 | 0 | 0 | 0 | 0 | 0
CC | 0 | 0 | 0 | 0 | 0 | 0
CSP | 0 | 0 | 0 | 0 | 0 | 0
CT | 0 | 0 | 0 | 0 | 0 | 0
Coal | 0 | 0 | 0 | 0 | 0 | 0
Geo | 0 | 0 | 0 | 0 | 0 | 0
H | 0 | 0 | 0 | 0 | 0 | 0
LFG | 0 | 0 | 0 | 0 | 0 | 0
Nuc | 0 | 0 | 0 | 0 | 0 | 0
PS | 0 | 0 | 0 | 0 | 0 | 0
PV | 0 | 0 | 0 | 0 | 0 | 0
PeakG | 0 | 0 | 0 | 0 | 0 | 0
PeakO | 0 | 0 | 0 | 0 | 0 | 0
ST | 0 | 0 | 0 | 0 | 0 | 0
STOG | 0 | 0 | 0 | 0 | 0 | 0
STWD | 0 | 0 | 0 | 0 | 0 | 0
WT | 0 | 0 | 0 | 0 | 0 | 0
IGCC | 0 | 0 | 0 | 0 | 0 | 0
DemandResponse | 0 | 0 | 0 | 0 | 0 | 0
IGCC-CCS | 0 | 0 | 0 | 0 | 0 | 0
WT_off | 0 | 0 | 0 | 0 | 0 | 0
PseudoUnit | 0 | 0 | 0 | 0 | 0 | 0
FixedInterchange | 0 | 0 | 0 | 0 | 0 | 0
Emission Cost by Reporting Type: MISO_W
ReportingType | 2015 | 2020 | 2025 | 2030 | 2035 | 2040
BM | 0 | 0 | 0 | 0 | 0 | 0
CC | 0 | 0 | 0 | 0 | 0 | 0
CSP | 0 | 0 | 0 | 0 | 0 | 0
CT | 0 | 0 | 0 | 0 | 0 | 0
Coal | 0 | 0 | 0 | 0 | 0 | 0
Geo | 0 | 0 | 0 | 0 | 0 | 0
H | 0 | 0 | 0 | 0 | 0 | 0
LFG | 0 | 0 | 0 | 0 | 0 | 0
Nuc | 0 | 0 | 0 | 0 | 0 | 0
PS | 0 | 0 | 0 | 0 | 0 | 0
PV | 0 | 0 | 0 | 0 | 0 | 0
PeakG | 0 | 0 | 0 | 0 | 0 | 0
PeakO | 0 | 0 | 0 | 0 | 0 | 0
ST | 0 | 0 | 0 | 0 | 0 | 0
STOG | 0 | 0 | 0 | 0 | 0 | 0
STWD | 0 | 0 | 0 | 0 | 0 | 0
WT | 0 | 0 | 0 | 0 | 0 | 0
IGCC | 0 | 0 | 0 | 0 | 0 | 0
DemandResponse | 0 | 0 | 0 | 0 | 0 | 0
IGCC-CCS | 0 | 0 | 0 | 0 | 0 | 0
WT_off | 0 | 0 | 0 | 0 | 0 | 0
PseudoUnit | 0 | 0 | 0 | 0 | 0 | 0
FixedInterchange | 0 | 0 | 0 | 0 | 0 | 0
Emission Cost by Reporting Type: MISO_WUMS
ReportingType | 2015 | 2020 | 2025 | 2030 | 2035 | 2040
BM | 0 | 0 | 0 | 0 | 0 | 0
CC | 0 | 0 | 0 | 0 | 0 | 0
CSP | 0 | 0 | 0 | 0 | 0 | 0
CT | 0 | 0 | 0 | 0 | 0 | 0
Coal | 0 | 0 | 0 | 0 | 0 | 0
Geo | 0 | 0 | 0 | 0 | 0 | 0
H | 0 | 0 | 0 | 0 | 0 | 0
LFG | 0 | 0 | 0 | 0 | 0 | 0
Nuc | 0 | 0 | 0 | 0 | 0 | 0
PS | 0 | 0 | 0 | 0 | 0 | 0
PV | 0 | 0 | 0 | 0 | 0 | 0
PeakG | 0 | 0 | 0 | 0 | 0 | 0
PeakO | 0 | 0 | 0 | 0 | 0 | 0
ST | 0 | 0 | 0 | 0 | 0 | 0
STOG | 0 | 0 | 0 | 0 | 0 | 0
STWD | 0 | 0 | 0 | 0 | 0 | 0
WT | 0 | 0 | 0 | 0 | 0 | 0
IGCC | 0 | 0 | 0 | 0 | 0 | 0
DemandResponse | 0 | 0 | 0 | 0 | 0 | 0
IGCC-CCS | 0 | 0 | 0 | 0 | 0 | 0
WT_off | 0 | 0 | 0 | 0 | 0 | 0
PseudoUnit | 0 | 0 | 0 | 0 | 0 | 0
FixedInterchange | 0 | 0 | 0 | 0 | 0 | 0
Emission Cost by Reporting Type: Nebraska
ReportingType | 2015 | 2020 | 2025 | 2030 | 2035 | 2040
BM | 0 | 0 | 0 | 0 | 0 | 0
CC | 0 | 0 | 0 | 0 | 0 | 0
CSP | 0 | 0 | 0 | 0 | 0 | 0
CT | 0 | 0 | 0 | 0 | 0 | 0
Coal | 0 | 0 | 0 | 0 | 0 | 0
Geo | 0 | 0 | 0 | 0 | 0 | 0
H | 0 | 0 | 0 | 0 | 0 | 0
LFG | 0 | 0 | 0 | 0 | 0 | 0
Nuc | 0 | 0 | 0 | 0 | 0 | 0
PS | 0 | 0 | 0 | 0 | 0 | 0
PV | 0 | 0 | 0 | 0 | 0 | 0
PeakG | 0 | 0 | 0 | 0 | 0 | 0
PeakO | 0 | 0 | 0 | 0 | 0 | 0
ST | 0 | 0 | 0 | 0 | 0 | 0
STOG | 0 | 0 | 0 | 0 | 0 | 0
STWD | 0 | 0 | 0 | 0 | 0 | 0
WT | 0 | 0 | 0 | 0 | 0 | 0
IGCC | 0 | 0 | 0 | 0 | 0 | 0
DemandResponse | 0 | 0 | 0 | 0 | 0 | 0
IGCC-CCS | 0 | 0 | 0 | 0 | 0 | 0
WT_off | 0 | 0 | 0 | 0 | 0 | 0
PseudoUnit | 0 | 0 | 0 | 0 | 0 | 0
FixedInterchange | 0 | 0 | 0 | 0 | 0 | 0
Emission Cost by Reporting Type: NEISO
ReportingType | 2015 | 2020 | 2025 | 2030 | 2035 | 2040
BM | 0 | 0 | 0 | 0 | 0 | 0
CC | 0 | 0 | 0 | 0 | 0 | 0
CSP | 0 | 0 | 0 | 0 | 0 | 0
CT | 0 | 0 | 0 | 0 | 0 | 0
Coal | 0 | 0 | 0 | 0 | 0 | 0
Geo | 0 | 0 | 0 | 0 | 0 | 0
H | 0 | 0 | 0 | 0 | 0 | 0
LFG | 0 | 0 | 0 | 0 | 0 | 0
Nuc | 0 | 0 | 0 | 0 | 0 | 0
PS | 0 | 0 | 0 | 0 | 0 | 0
PV | 0 | 0 | 0 | 0 | 0 | 0
PeakG | 0 | 0 | 0 | 0 | 0 | 0
PeakO | 0 | 0 | 0 | 0 | 0 | 0
ST | 0 | 0 | 0 | 0 | 0 | 0
STOG | 0 | 0 | 0 | 0 | 0 | 0
STWD | 0 | 0 | 0 | 0 | 0 | 0
WT | 0 | 0 | 0 | 0 | 0 | 0
IGCC | 0 | 0 | 0 | 0 | 0 | 0
DemandResponse | 0 | 0 | 0 | 0 | 0 | 0
IGCC-CCS | 0 | 0 | 0 | 0 | 0 | 0
WT_off | 0 | 0 | 0 | 0 | 0 | 0
PseudoUnit | 0 | 0 | 0 | 0 | 0 | 0
FixedInterchange | 0 | 0 | 0 | 0 | 0 | 0
Emission Cost by Reporting Type: NonRTO_Midwest
ReportingType | 2015 | 2020 | 2025 | 2030 | 2035 | 2040
BM | 0 | 0 | 0 | 0 | 0 | 0
CC | 0 | 0 | 0 | 0 | 0 | 0
CSP | 0 | 0 | 0 | 0 | 0 | 0
CT | 0 | 0 | 0 | 0 | 0 | 0
Coal | 0 | 0 | 0 | 0 | 0 | 0
Geo | 0 | 0 | 0 | 0 | 0 | 0
H | 0 | 0 | 0 | 0 | 0 | 0
LFG | 0 | 0 | 0 | 0 | 0 | 0
Nuc | 0 | 0 | 0 | 0 | 0 | 0
PS | 0 | 0 | 0 | 0 | 0 | 0
PV | 0 | 0 | 0 | 0 | 0 | 0
PeakG | 0 | 0 | 0 | 0 | 0 | 0
PeakO | 0 | 0 | 0 | 0 | 0 | 0
ST | 0 | 0 | 0 | 0 | 0 | 0
STOG | 0 | 0 | 0 | 0 | 0 | 0
STWD | 0 | 0 | 0 | 0 | 0 | 0
WT | 0 | 0 | 0 | 0 | 0 | 0
IGCC | 0 | 0 | 0 | 0 | 0 | 0
DemandResponse | 0 | 0 | 0 | 0 | 0 | 0
IGCC-CCS | 0 | 0 | 0 | 0 | 0 | 0
WT_off | 0 | 0 | 0 | 0 | 0 | 0
PseudoUnit | 0 | 0 | 0 | 0 | 0 | 0
FixedInterchange | 0 | 0 | 0 | 0 | 0 | 0
Emission Cost by Reporting Type: NYISO_A-F
ReportingType | 2015 | 2020 | 2025 | 2030 | 2035 | 2040
BM | 0 | 0 | 0 | 0 | 0 | 0
CC | 0 | 0 | 0 | 0 | 0 | 0
CSP | 0 | 0 | 0 | 0 | 0 | 0
CT | 0 | 0 | 0 | 0 | 0 | 0
Coal | 0 | 0 | 0 | 0 | 0 | 0
Geo | 0 | 0 | 0 | 0 | 0 | 0
H | 0 | 0 | 0 | 0 | 0 | 0
LFG | 0 | 0 | 0 | 0 | 0 | 0
Nuc | 0 | 0 | 0 | 0 | 0 | 0
PS | 0 | 0 | 0 | 0 | 0 | 0
PV | 0 | 0 | 0 | 0 | 0 | 0
PeakG | 0 | 0 | 0 | 0 | 0 | 0
PeakO | 0 | 0 | 0 | 0 | 0 | 0
ST | 0 | 0 | 0 | 0 | 0 | 0
STOG | 0 | 0 | 0 | 0 | 0 | 0
STWD | 0 | 0 | 0 | 0 | 0 | 0
WT | 0 | 0 | 0 | 0 | 0 | 0
IGCC | 0 | 0 | 0 | 0 | 0 | 0
DemandResponse | 0 | 0 | 0 | 0 | 0 | 0
IGCC-CCS | 0 | 0 | 0 | 0 | 0 | 0
WT_off | 0 | 0 | 0 | 0 | 0 | 0
PseudoUnit | 0 | 0 | 0 | 0 | 0 | 0
FixedInterchange | 0 | 0 | 0 | 0 | 0 | 0
Emission Cost by Reporting Type: NYISO_G-I
ReportingType | 2015 | 2020 | 2025 | 2030 | 2035 | 2040
BM | 0 | 0 | 0 | 0 | 0 | 0
CC | 0 | 0 | 0 | 0 | 0 | 0
CSP | 0 | 0 | 0 | 0 | 0 | 0
CT | 0 | 0 | 0 | 0 | 0 | 0
Coal | 0 | 0 | 0 | 0 | 0 | 0
Geo | 0 | 0 | 0 | 0 | 0 | 0
H | 0 | 0 | 0 | 0 | 0 | 0
LFG | 0 | 0 | 0 | 0 | 0 | 0
Nuc | 0 | 0 | 0 | 0 | 0 | 0
PS | 0 | 0 | 0 | 0 | 0 | 0
PV | 0 | 0 | 0 | 0 | 0 | 0
PeakG | 0 | 0 | 0 | 0 | 0 | 0
PeakO | 0 | 0 | 0 | 0 | 0 | 0
ST | 0 | 0 | 0 | 0 | 0 | 0
STOG | 0 | 0 | 0 | 0 | 0 | 0
STWD | 0 | 0 | 0 | 0 | 0 | 0
WT | 0 | 0 | 0 | 0 | 0 | 0
IGCC | 0 | 0 | 0 | 0 | 0 | 0
DemandResponse | 0 | 0 | 0 | 0 | 0 | 0
IGCC-CCS | 0 | 0 | 0 | 0 | 0 | 0
WT_off | 0 | 0 | 0 | 0 | 0 | 0
PseudoUnit | 0 | 0 | 0 | 0 | 0 | 0
FixedInterchange | 0 | 0 | 0 | 0 | 0 | 0
Emission Cost by Reporting Type: NYISO_J-K
ReportingType | 2015 | 2020 | 2025 | 2030 | 2035 | 2040
BM | 0 | 0 | 0 | 0 | 0 | 0
CC | 0 | 0 | 0 | 0 | 0 | 0
CSP | 0 | 0 | 0 | 0 | 0 | 0
CT | 0 | 0 | 0 | 0 | 0 | 0
Coal | 0 | 0 | 0 | 0 | 0 | 0
Geo | 0 | 0 | 0 | 0 | 0 | 0
H | 0 | 0 | 0 | 0 | 0 | 0
LFG | 0 | 0 | 0 | 0 | 0 | 0
Nuc | 0 | 0 | 0 | 0 | 0 | 0
PS | 0 | 0 | 0 | 0 | 0 | 0
PV | 0 | 0 | 0 | 0 | 0 | 0
PeakG | 0 | 0 | 0 | 0 | 0 | 0
PeakO | 0 | 0 | 0 | 0 | 0 | 0
ST | 0 | 0 | 0 | 0 | 0 | 0
STOG | 0 | 0 | 0 | 0 | 0 | 0
STWD | 0 | 0 | 0 | 0 | 0 | 0
WT | 0 | 0 | 0 | 0 | 0 | 0
IGCC | 0 | 0 | 0 | 0 | 0 | 0
DemandResponse | 0 | 0 | 0 | 0 | 0 | 0
IGCC-CCS | 0 | 0 | 0 | 0 | 0 | 0
WT_off | 0 | 0 | 0 | 0 | 0 | 0
PseudoUnit | 0 | 0 | 0 | 0 | 0 | 0
FixedInterchange | 0 | 0 | 0 | 0 | 0 | 0
Emission Cost by Reporting Type: PJM_E
ReportingType | 2015 | 2020 | 2025 | 2030 | 2035 | 2040
BM | 0 | 0 | 0 | 0 | 0 | 0
CC | 0 | 0 | 0 | 0 | 0 | 0
CSP | 0 | 0 | 0 | 0 | 0 | 0
CT | 0 | 0 | 0 | 0 | 0 | 0
Coal | 0 | 0 | 0 | 0 | 0 | 0
Geo | 0 | 0 | 0 | 0 | 0 | 0
H | 0 | 0 | 0 | 0 | 0 | 0
LFG | 0 | 0 | 0 | 0 | 0 | 0
Nuc | 0 | 0 | 0 | 0 | 0 | 0
PS | 0 | 0 | 0 | 0 | 0 | 0
PV | 0 | 0 | 0 | 0 | 0 | 0
PeakG | 0 | 0 | 0 | 0 | 0 | 0
PeakO | 0 | 0 | 0 | 0 | 0 | 0
ST | 0 | 0 | 0 | 0 | 0 | 0
STOG | 0 | 0 | 0 | 0 | 0 | 0
STWD | 0 | 0 | 0 | 0 | 0 | 0
WT | 0 | 0 | 0 | 0 | 0 | 0
IGCC | 0 | 0 | 0 | 0 | 0 | 0
DemandResponse | 0 | 0 | 0 | 0 | 0 | 0
IGCC-CCS | 0 | 0 | 0 | 0 | 0 | 0
WT_off | 0 | 0 | 0 | 0 | 0 | 0
PseudoUnit | 0 | 0 | 0 | 0 | 0 | 0
FixedInterchange | 0 | 0 | 0 | 0 | 0 | 0
Emission Cost by Reporting Type: PJM_ROM
ReportingType | 2015 | 2020 | 2025 | 2030 | 2035 | 2040
BM | 0 | 0 | 0 | 0 | 0 | 0
CC | 0 | 0 | 0 | 0 | 0 | 0
CSP | 0 | 0 | 0 | 0 | 0 | 0
CT | 0 | 0 | 0 | 0 | 0 | 0
Coal | 0 | 0 | 0 | 0 | 0 | 0
Geo | 0 | 0 | 0 | 0 | 0 | 0
H | 0 | 0 | 0 | 0 | 0 | 0
LFG | 0 | 0 | 0 | 0 | 0 | 0
Nuc | 0 | 0 | 0 | 0 | 0 | 0
PS | 0 | 0 | 0 | 0 | 0 | 0
PV | 0 | 0 | 0 | 0 | 0 | 0
PeakG | 0 | 0 | 0 | 0 | 0 | 0
PeakO | 0 | 0 | 0 | 0 | 0 | 0
ST | 0 | 0 | 0 | 0 | 0 | 0
STOG | 0 | 0 | 0 | 0 | 0 | 0
STWD | 0 | 0 | 0 | 0 | 0 | 0
WT | 0 | 0 | 0 | 0 | 0 | 0
IGCC | 0 | 0 | 0 | 0 | 0 | 0
DemandResponse | 0 | 0 | 0 | 0 | 0 | 0
IGCC-CCS | 0 | 0 | 0 | 0 | 0 | 0
WT_off | 0 | 0 | 0 | 0 | 0 | 0
PseudoUnit | 0 | 0 | 0 | 0 | 0 | 0
FixedInterchange | 0 | 0 | 0 | 0 | 0 | 0
Emission Cost by Reporting Type: PJM_ROR
ReportingType | 2015 | 2020 | 2025 | 2030 | 2035 | 2040
BM | 0 | 0 | 0 | 0 | 0 | 0
CC | 0 | 0 | 0 | 0 | 0 | 0
CSP | 0 | 0 | 0 | 0 | 0 | 0
CT | 0 | 0 | 0 | 0 | 0 | 0
Coal | 0 | 0 | 0 | 0 | 0 | 0
Geo | 0 | 0 | 0 | 0 | 0 | 0
H | 0 | 0 | 0 | 0 | 0 | 0
LFG | 0 | 0 | 0 | 0 | 0 | 0
Nuc | 0 | 0 | 0 | 0 | 0 | 0
PS | 0 | 0 | 0 | 0 | 0 | 0
PV | 0 | 0 | 0 | 0 | 0 | 0
PeakG | 0 | 0 | 0 | 0 | 0 | 0
PeakO | 0 | 0 | 0 | 0 | 0 | 0
ST | 0 | 0 | 0 | 0 | 0 | 0
STOG | 0 | 0 | 0 | 0 | 0 | 0
STWD | 0 | 0 | 0 | 0 | 0 | 0
WT | 0 | 0 | 0 | 0 | 0 | 0
IGCC | 0 | 0 | 0 | 0 | 0 | 0
DemandResponse | 0 | 0 | 0 | 0 | 0 | 0
IGCC-CCS | 0 | 0 | 0 | 0 | 0 | 0
WT_off | 0 | 0 | 0 | 0 | 0 | 0
PseudoUnit | 0 | 0 | 0 | 0 | 0 | 0
FixedInterchange | 0 | 0 | 0 | 0 | 0 | 0
Emission Cost by Reporting Type: SOCO
ReportingType | 2015 | 2020 | 2025 | 2030 | 2035 | 2040
BM | 0 | 0 | 0 | 0 | 0 | 0
CC | 0 | 0 | 0 | 0 | 0 | 0
CSP | 0 | 0 | 0 | 0 | 0 | 0
CT | 0 | 0 | 0 | 0 | 0 | 0
Coal | 0 | 0 | 0 | 0 | 0 | 0
Geo | 0 | 0 | 0 | 0 | 0 | 0
H | 0 | 0 | 0 | 0 | 0 | 0
LFG | 0 | 0 | 0 | 0 | 0 | 0
Nuc | 0 | 0 | 0 | 0 | 0 | 0
PS | 0 | 0 | 0 | 0 | 0 | 0
PV | 0 | 0 | 0 | 0 | 0 | 0
PeakG | 0 | 0 | 0 | 0 | 0 | 0
PeakO | 0 | 0 | 0 | 0 | 0 | 0
ST | 0 | 0 | 0 | 0 | 0 | 0
STOG | 0 | 0 | 0 | 0 | 0 | 0
STWD | 0 | 0 | 0 | 0 | 0 | 0
WT | 0 | 0 | 0 | 0 | 0 | 0
IGCC | 0 | 0 | 0 | 0 | 0 | 0
DemandResponse | 0 | 0 | 0 | 0 | 0 | 0
IGCC-CCS | 0 | 0 | 0 | 0 | 0 | 0
WT_off | 0 | 0 | 0 | 0 | 0 | 0
PseudoUnit | 0 | 0 | 0 | 0 | 0 | 0
FixedInterchange | 0 | 0 | 0 | 0 | 0 | 0
Emission Cost by Reporting Type: SPP_N
ReportingType | 2015 | 2020 | 2025 | 2030 | 2035 | 2040
BM | 0 | 0 | 0 | 0 | 0 | 0
CC | 0 | 0 | 0 | 0 | 0 | 0
CSP | 0 | 0 | 0 | 0 | 0 | 0
CT | 0 | 0 | 0 | 0 | 0 | 0
Coal | 0 | 0 | 0 | 0 | 0 | 0
Geo | 0 | 0 | 0 | 0 | 0 | 0
H | 0 | 0 | 0 | 0 | 0 | 0
LFG | 0 | 0 | 0 | 0 | 0 | 0
Nuc | 0 | 0 | 0 | 0 | 0 | 0
PS | 0 | 0 | 0 | 0 | 0 | 0
PV | 0 | 0 | 0 | 0 | 0 | 0
PeakG | 0 | 0 | 0 | 0 | 0 | 0
PeakO | 0 | 0 | 0 | 0 | 0 | 0
ST | 0 | 0 | 0 | 0 | 0 | 0
STOG | 0 | 0 | 0 | 0 | 0 | 0
STWD | 0 | 0 | 0 | 0 | 0 | 0
WT | 0 | 0 | 0 | 0 | 0 | 0
IGCC | 0 | 0 | 0 | 0 | 0 | 0
DemandResponse | 0 | 0 | 0 | 0 | 0 | 0
IGCC-CCS | 0 | 0 | 0 | 0 | 0 | 0
WT_off | 0 | 0 | 0 | 0 | 0 | 0
PseudoUnit | 0 | 0 | 0 | 0 | 0 | 0
FixedInterchange | 0 | 0 | 0 | 0 | 0 | 0
Emission Cost by Reporting Type: SPP_S
ReportingType | 2015 | 2020 | 2025 | 2030 | 2035 | 2040
BM | 0 | 0 | 0 | 0 | 0 | 0
CC | 0 | 0 | 0 | 0 | 0 | 0
CSP | 0 | 0 | 0 | 0 | 0 | 0
CT | 0 | 0 | 0 | 0 | 0 | 0
Coal | 0 | 0 | 0 | 0 | 0 | 0
Geo | 0 | 0 | 0 | 0 | 0 | 0
H | 0 | 0 | 0 | 0 | 0 | 0
LFG | 0 | 0 | 0 | 0 | 0 | 0
Nuc | 0 | 0 | 0 | 0 | 0 | 0
PS | 0 | 0 | 0 | 0 | 0 | 0
PV | 0 | 0 | 0 | 0 | 0 | 0
PeakG | 0 | 0 | 0 | 0 | 0 | 0
PeakO | 0 | 0 | 0 | 0 | 0 | 0
ST | 0 | 0 | 0 | 0 | 0 | 0
STOG | 0 | 0 | 0 | 0 | 0 | 0
STWD | 0 | 0 | 0 | 0 | 0 | 0
WT | 0 | 0 | 0 | 0 | 0 | 0
IGCC | 0 | 0 | 0 | 0 | 0 | 0
DemandResponse | 0 | 0 | 0 | 0 | 0 | 0
IGCC-CCS | 0 | 0 | 0 | 0 | 0 | 0
WT_off | 0 | 0 | 0 | 0 | 0 | 0
PseudoUnit | 0 | 0 | 0 | 0 | 0 | 0
FixedInterchange | 0 | 0 | 0 | 0 | 0 | 0
Emission Cost by Reporting Type: TVA
ReportingType | 2015 | 2020 | 2025 | 2030 | 2035 | 2040
BM | 0 | 0 | 0 | 0 | 0 | 0
CC | 0 | 0 | 0 | 0 | 0 | 0
CSP | 0 | 0 | 0 | 0 | 0 | 0
CT | 0 | 0 | 0 | 0 | 0 | 0
Coal | 0 | 0 | 0 | 0 | 0 | 0
Geo | 0 | 0 | 0 | 0 | 0 | 0
H | 0 | 0 | 0 | 0 | 0 | 0
LFG | 0 | 0 | 0 | 0 | 0 | 0
Nuc | 0 | 0 | 0 | 0 | 0 | 0
PS | 0 | 0 | 0 | 0 | 0 | 0
PV | 0 | 0 | 0 | 0 | 0 | 0
PeakG | 0 | 0 | 0 | 0 | 0 | 0
PeakO | 0 | 0 | 0 | 0 | 0 | 0
ST | 0 | 0 | 0 | 0 | 0 | 0
STOG | 0 | 0 | 0 | 0 | 0 | 0
STWD | 0 | 0 | 0 | 0 | 0 | 0
WT | 0 | 0 | 0 | 0 | 0 | 0
IGCC | 0 | 0 | 0 | 0 | 0 | 0
DemandResponse | 0 | 0 | 0 | 0 | 0 | 0
IGCC-CCS | 0 | 0 | 0 | 0 | 0 | 0
WT_off | 0 | 0 | 0 | 0 | 0 | 0
PseudoUnit | 0 | 0 | 0 | 0 | 0 | 0
FixedInterchange | 0 | 0 | 0 | 0 | 0 | 0
Emission Cost by Reporting Type: TVA_Transmission
ReportingType | 2015 | 2020 | 2025 | 2030 | 2035 | 2040
BM | 0 | 0 | 0 | 0 | 0 | 0
CC | 0 | 0 | 0 | 0 | 0 | 0
CSP | 0 | 0 | 0 | 0 | 0 | 0
CT | 0 | 0 | 0 | 0 | 0 | 0
Coal | 0 | 0 | 0 | 0 | 0 | 0
Geo | 0 | 0 | 0 | 0 | 0 | 0
H | 0 | 0 | 0 | 0 | 0 | 0
LFG | 0 | 0 | 0 | 0 | 0 | 0
Nuc | 0 | 0 | 0 | 0 | 0 | 0
PS | 0 | 0 | 0 | 0 | 0 | 0
PV | 0 | 0 | 0 | 0 | 0 | 0
PeakG | 0 | 0 | 0 | 0 | 0 | 0
PeakO | 0 | 0 | 0 | 0 | 0 | 0
ST | 0 | 0 | 0 | 0 | 0 | 0
STOG | 0 | 0 | 0 | 0 | 0 | 0
STWD | 0 | 0 | 0 | 0 | 0 | 0
WT | 0 | 0 | 0 | 0 | 0 | 0
IGCC | 0 | 0 | 0 | 0 | 0 | 0
DemandResponse | 0 | 0 | 0 | 0 | 0 | 0
IGCC-CCS | 0 | 0 | 0 | 0 | 0 | 0
WT_off | 0 | 0 | 0 | 0 | 0 | 0
PseudoUnit | 0 | 0 | 0 | 0 | 0 | 0
FixedInterchange | 0 | 0 | 0 | 0 | 0 | 0
Emission Cost by Reporting Type: VACAR
ReportingType | 2015 | 2020 | 2025 | 2030 | 2035 | 2040
BM | 0 | 0 | 0 | 0 | 0 | 0
CC | 0 | 0 | 0 | 0 | 0 | 0
CSP | 0 | 0 | 0 | 0 | 0 | 0
CT | 0 | 0 | 0 | 0 | 0 | 0
Coal | 0 | 0 | 0 | 0 | 0 | 0
Geo | 0 | 0 | 0 | 0 | 0 | 0
H | 0 | 0 | 0 | 0 | 0 | 0
LFG | 0 | 0 | 0 | 0 | 0 | 0
Nuc | 0 | 0 | 0 | 0 | 0 | 0
PS | 0 | 0 | 0 | 0 | 0 | 0
PV | 0 | 0 | 0 | 0 | 0 | 0
PeakG | 0 | 0 | 0 | 0 | 0 | 0
PeakO | 0 | 0 | 0 | 0 | 0 | 0
ST | 0 | 0 | 0 | 0 | 0 | 0
STOG | 0 | 0 | 0 | 0 | 0 | 0
STWD | 0 | 0 | 0 | 0 | 0 | 0
WT | 0 | 0 | 0 | 0 | 0 | 0
IGCC | 0 | 0 | 0 | 0 | 0 | 0
DemandResponse | 0 | 0 | 0 | 0 | 0 | 0
IGCC-CCS | 0 | 0 | 0 | 0 | 0 | 0
WT_off | 0 | 0 | 0 | 0 | 0 | 0
PseudoUnit | 0 | 0 | 0 | 0 | 0 | 0
FixedInterchange | 0 | 0 | 0 | 0 | 0 | 0
Emission Cost by Reporting Type: IESO
ReportingType | 2015 | 2020 | 2025 | 2030 | 2035 | 2040
BM | 0 | 0 | 0 | 0 | 0 | 0
CC | 0 | 0 | 0 | 0 | 0 | 0
CSP | 0 | 0 | 0 | 0 | 0 | 0
CT | 0 | 0 | 0 | 0 | 0 | 0
Coal | 0 | 0 | 0 | 0 | 0 | 0
Geo | 0 | 0 | 0 | 0 | 0 | 0
H | 0 | 0 | 0 | 0 | 0 | 0
LFG | 0 | 0 | 0 | 0 | 0 | 0
Nuc | 0 | 0 | 0 | 0 | 0 | 0
PS | 0 | 0 | 0 | 0 | 0 | 0
PV | 0 | 0 | 0 | 0 | 0 | 0
PeakG | 0 | 0 | 0 | 0 | 0 | 0
PeakO | 0 | 0 | 0 | 0 | 0 | 0
ST | 0 | 0 | 0 | 0 | 0 | 0
STOG | 0 | 0 | 0 | 0 | 0 | 0
STWD | 0 | 0 | 0 | 0 | 0 | 0
WT | 0 | 0 | 0 | 0 | 0 | 0
IGCC | 0 | 0 | 0 | 0 | 0 | 0
DemandResponse | 0 | 0 | 0 | 0 | 0 | 0
IGCC-CCS | 0 | 0 | 0 | 0 | 0 | 0
WT_off | 0 | 0 | 0 | 0 | 0 | 0
PseudoUnit | 0 | 0 | 0 | 0 | 0 | 0
FixedInterchange | 0 | 0 | 0 | 0 | 0 | 0
Emission Cost by Reporting Type: MAPP_CA
ReportingType | 2015 | 2020 | 2025 | 2030 | 2035 | 2040
BM | 0 | 0 | 0 | 0 | 0 | 0
CC | 0 | 0 | 0 | 0 | 0 | 0
CSP | 0 | 0 | 0 | 0 | 0 | 0
CT | 0 | 0 | 0 | 0 | 0 | 0
Coal | 0 | 0 | 0 | 0 | 0 | 0
Geo | 0 | 0 | 0 | 0 | 0 | 0
H | 0 | 0 | 0 | 0 | 0 | 0
LFG | 0 | 0 | 0 | 0 | 0 | 0
Nuc | 0 | 0 | 0 | 0 | 0 | 0
PS | 0 | 0 | 0 | 0 | 0 | 0
PV | 0 | 0 | 0 | 0 | 0 | 0
PeakG | 0 | 0 | 0 | 0 | 0 | 0
PeakO | 0 | 0 | 0 | 0 | 0 | 0
ST | 0 | 0 | 0 | 0 | 0 | 0
STOG | 0 | 0 | 0 | 0 | 0 | 0
STWD | 0 | 0 | 0 | 0 | 0 | 0
WT | 0 | 0 | 0 | 0 | 0 | 0
IGCC | 0 | 0 | 0 | 0 | 0 | 0
DemandResponse | 0 | 0 | 0 | 0 | 0 | 0
IGCC-CCS | 0 | 0 | 0 | 0 | 0 | 0
WT_off | 0 | 0 | 0 | 0 | 0 | 0
PseudoUnit | 0 | 0 | 0 | 0 | 0 | 0
FixedInterchange | 0 | 0 | 0 | 0 | 0 | 0
Emission Cost by Reporting Type: AZ_NM_SNV_Coal
ReportingType | 2015 | 2020 | 2025 | 2030 | 2035 | 2040
BM | 0 | 0 | 0 | 0 | 0 | 0
CC | 0 | 0 | 0 | 0 | 0 | 0
CSP | 0 | 0 | 0 | 0 | 0 | 0
CT | 0 | 0 | 0 | 0 | 0 | 0
Coal | 0 | 0 | 0 | 0 | 0 | 0
Geo | 0 | 0 | 0 | 0 | 0 | 0
H | 0 | 0 | 0 | 0 | 0 | 0
LFG | 0 | 0 | 0 | 0 | 0 | 0
Nuc | 0 | 0 | 0 | 0 | 0 | 0
PS | 0 | 0 | 0 | 0 | 0 | 0
PV | 0 | 0 | 0 | 0 | 0 | 0
PeakG | 0 | 0 | 0 | 0 | 0 | 0
PeakO | 0 | 0 | 0 | 0 | 0 | 0
ST | 0 | 0 | 0 | 0 | 0 | 0
STOG | 0 | 0 | 0 | 0 | 0 | 0
STWD | 0 | 0 | 0 | 0 | 0 | 0
WT | 0 | 0 | 0 | 0 | 0 | 0
IGCC | 0 | 0 | 0 | 0 | 0 | 0
DemandResponse | 0 | 0 | 0 | 0 | 0 | 0
IGCC-CCS | 0 | 0 | 0 | 0 | 0 | 0
WT_off | 0 | 0 | 0 | 0 | 0 | 0
PseudoUnit | 0 | 0 | 0 | 0 | 0 | 0
FixedInterchange | 0 | 0 | 0 | 0 | 0 | 0
Emission Cost by Reporting Type: AZ_NM_SNV_Gas
ReportingType | 2015 | 2020 | 2025 | 2030 | 2035 | 2040
BM | 0 | 0 | 0 | 0 | 0 | 0
CC | 0 | 0 | 0 | 0 | 0 | 0
CSP | 0 | 0 | 0 | 0 | 0 | 0
CT | 0 | 0 | 0 | 0 | 0 | 0
Coal | 0 | 0 | 0 | 0 | 0 | 0
Geo | 0 | 0 | 0 | 0 | 0 | 0
H | 0 | 0 | 0 | 0 | 0 | 0
LFG | 0 | 0 | 0 | 0 | 0 | 0
Nuc | 0 | 0 | 0 | 0 | 0 | 0
PS | 0 | 0 | 0 | 0 | 0 | 0
PV | 0 | 0 | 0 | 0 | 0 | 0
PeakG | 0 | 0 | 0 | 0 | 0 | 0
PeakO | 0 | 0 | 0 | 0 | 0 | 0
ST | 0 | 0 | 0 | 0 | 0 | 0
STOG | 0 | 0 | 0 | 0 | 0 | 0
STWD | 0 | 0 | 0 | 0 | 0 | 0
WT | 0 | 0 | 0 | 0 | 0 | 0
IGCC | 0 | 0 | 0 | 0 | 0 | 0
DemandResponse | 0 | 0 | 0 | 0 | 0 | 0
IGCC-CCS | 0 | 0 | 0 | 0 | 0 | 0
WT_off | 0 | 0 | 0 | 0 | 0 | 0
PseudoUnit | 0 | 0 | 0 | 0 | 0 | 0
FixedInterchange | 0 | 0 | 0 | 0 | 0 | 0
Emission Cost by Reporting Type: AZ_NM_SNV_NucRenew
ReportingType | 2015 | 2020 | 2025 | 2030 | 2035 | 2040
BM | 0 | 0 | 0 | 0 | 0 | 0
CC | 0 | 0 | 0 | 0 | 0 | 0
CSP | 0 | 0 | 0 | 0 | 0 | 0
CT | 0 | 0 | 0 | 0 | 0 | 0
Coal | 0 | 0 | 0 | 0 | 0 | 0
Geo | 0 | 0 | 0 | 0 | 0 | 0
H | 0 | 0 | 0 | 0 | 0 | 0
LFG | 0 | 0 | 0 | 0 | 0 | 0
Nuc | 0 | 0 | 0 | 0 | 0 | 0
PS | 0 | 0 | 0 | 0 | 0 | 0
PV | 0 | 0 | 0 | 0 | 0 | 0
PeakG | 0 | 0 | 0 | 0 | 0 | 0
PeakO | 0 | 0 | 0 | 0 | 0 | 0
ST | 0 | 0 | 0 | 0 | 0 | 0
STOG | 0 | 0 | 0 | 0 | 0 | 0
STWD | 0 | 0 | 0 | 0 | 0 | 0
WT | 0 | 0 | 0 | 0 | 0 | 0
IGCC | 0 | 0 | 0 | 0 | 0 | 0
DemandResponse | 0 | 0 | 0 | 0 | 0 | 0
IGCC-CCS | 0 | 0 | 0 | 0 | 0 | 0
WT_off | 0 | 0 | 0 | 0 | 0 | 0
PseudoUnit | 0 | 0 | 0 | 0 | 0 | 0
FixedInterchange | 0 | 0 | 0 | 0 | 0 | 0
Emission Cost by Reporting Type: ERCOT
ReportingType | 2015 | 2020 | 2025 | 2030 | 2035 | 2040
BM | 0 | 0 | 0 | 0 | 0 | 0
CC | 0 | 0 | 0 | 0 | 0 | 0
CSP | 0 | 0 | 0 | 0 | 0 | 0
CT | 0 | 0 | 0 | 0 | 0 | 0
Coal | 0 | 0 | 0 | 0 | 0 | 0
Geo | 0 | 0 | 0 | 0 | 0 | 0
H | 0 | 0 | 0 | 0 | 0 | 0
LFG | 0 | 0 | 0 | 0 | 0 | 0
Nuc | 0 | 0 | 0 | 0 | 0 | 0
PS | 0 | 0 | 0 | 0 | 0 | 0
PV | 0 | 0 | 0 | 0 | 0 | 0
PeakG | 0 | 0 | 0 | 0 | 0 | 0
PeakO | 0 | 0 | 0 | 0 | 0 | 0
ST | 0 | 0 | 0 | 0 | 0 | 0
STOG | 0 | 0 | 0 | 0 | 0 | 0
STWD | 0 | 0 | 0 | 0 | 0 | 0
WT | 0 | 0 | 0 | 0 | 0 | 0
IGCC | 0 | 0 | 0 | 0 | 0 | 0
DemandResponse | 0 | 0 | 0 | 0 | 0 | 0
IGCC-CCS | 0 | 0 | 0 | 0 | 0 | 0
WT_off | 0 | 0 | 0 | 0 | 0 | 0
PseudoUnit | 0 | 0 | 0 | 0 | 0 | 0
FixedInterchange | 0 | 0 | 0 | 0 | 0 | 0
Emission Cost by Reporting Type: NP15
ReportingType | 2015 | 2020 | 2025 | 2030 | 2035 | 2040
BM | 0 | 0 | 0 | 0 | 0 | 0
CC | 0 | 0 | 0 | 0 | 0 | 0
CSP | 0 | 0 | 0 | 0 | 0 | 0
CT | 0 | 0 | 0 | 0 | 0 | 0
Coal | 0 | 0 | 0 | 0 | 0 | 0
Geo | 0 | 0 | 0 | 0 | 0 | 0
H | 0 | 0 | 0 | 0 | 0 | 0
LFG | 0 | 0 | 0 | 0 | 0 | 0
Nuc | 0 | 0 | 0 | 0 | 0 | 0
PS | 0 | 0 | 0 | 0 | 0 | 0
PV | 0 | 0 | 0 | 0 | 0 | 0
PeakG | 0 | 0 | 0 | 0 | 0 | 0
PeakO | 0 | 0 | 0 | 0 | 0 | 0
ST | 0 | 0 | 0 | 0 | 0 | 0
STOG | 0 | 0 | 0 | 0 | 0 | 0
STWD | 0 | 0 | 0 | 0 | 0 | 0
WT | 0 | 0 | 0 | 0 | 0 | 0
IGCC | 0 | 0 | 0 | 0 | 0 | 0
DemandResponse | 0 | 0 | 0 | 0 | 0 | 0
IGCC-CCS | 0 | 0 | 0 | 0 | 0 | 0
WT_off | 0 | 0 | 0 | 0 | 0 | 0
PseudoUnit | 0 | 0 | 0 | 0 | 0 | 0
FixedInterchange | 0 | 0 | 0 | 0 | 0 | 0
Emission Cost by Reporting Type: NWPP_Coal
ReportingType | 2015 | 2020 | 2025 | 2030 | 2035 | 2040
BM | 0 | 0 | 0 | 0 | 0 | 0
CC | 0 | 0 | 0 | 0 | 0 | 0
CSP | 0 | 0 | 0 | 0 | 0 | 0
CT | 0 | 0 | 0 | 0 | 0 | 0
Coal | 0 | 0 | 0 | 0 | 0 | 0
Geo | 0 | 0 | 0 | 0 | 0 | 0
H | 0 | 0 | 0 | 0 | 0 | 0
LFG | 0 | 0 | 0 | 0 | 0 | 0
Nuc | 0 | 0 | 0 | 0 | 0 | 0
PS | 0 | 0 | 0 | 0 | 0 | 0
PV | 0 | 0 | 0 | 0 | 0 | 0
PeakG | 0 | 0 | 0 | 0 | 0 | 0
PeakO | 0 | 0 | 0 | 0 | 0 | 0
ST | 0 | 0 | 0 | 0 | 0 | 0
STOG | 0 | 0 | 0 | 0 | 0 | 0
STWD | 0 | 0 | 0 | 0 | 0 | 0
WT | 0 | 0 | 0 | 0 | 0 | 0
IGCC | 0 | 0 | 0 | 0 | 0 | 0
DemandResponse | 0 | 0 | 0 | 0 | 0 | 0
IGCC-CCS | 0 | 0 | 0 | 0 | 0 | 0
WT_off | 0 | 0 | 0 | 0 | 0 | 0
PseudoUnit | 0 | 0 | 0 | 0 | 0 | 0
FixedInterchange | 0 | 0 | 0 | 0 | 0 | 0
Emission Cost by Reporting Type: NWPP_Gas
ReportingType | 2015 | 2020 | 2025 | 2030 | 2035 | 2040
BM | 0 | 0 | 0 | 0 | 0 | 0
CC | 0 | 0 | 0 | 0 | 0 | 0
CSP | 0 | 0 | 0 | 0 | 0 | 0
CT | 0 | 0 | 0 | 0 | 0 | 0
Coal | 0 | 0 | 0 | 0 | 0 | 0
Geo | 0 | 0 | 0 | 0 | 0 | 0
H | 0 | 0 | 0 | 0 | 0 | 0
LFG | 0 | 0 | 0 | 0 | 0 | 0
Nuc | 0 | 0 | 0 | 0 | 0 | 0
PS | 0 | 0 | 0 | 0 | 0 | 0
PV | 0 | 0 | 0 | 0 | 0 | 0
PeakG | 0 | 0 | 0 | 0 | 0 | 0
PeakO | 0 | 0 | 0 | 0 | 0 | 0
ST | 0 | 0 | 0 | 0 | 0 | 0
STOG | 0 | 0 | 0 | 0 | 0 | 0
STWD | 0 | 0 | 0 | 0 | 0 | 0
WT | 0 | 0 | 0 | 0 | 0 | 0
IGCC | 0 | 0 | 0 | 0 | 0 | 0
DemandResponse | 0 | 0 | 0 | 0 | 0 | 0
IGCC-CCS | 0 | 0 | 0 | 0 | 0 | 0
WT_off | 0 | 0 | 0 | 0 | 0 | 0
PseudoUnit | 0 | 0 | 0 | 0 | 0 | 0
FixedInterchange | 0 | 0 | 0 | 0 | 0 | 0
Emission Cost by Reporting Type: NWPP_NucRenew
ReportingType | 2015 | 2020 | 2025 | 2030 | 2035 | 2040
BM | 0 | 0 | 0 | 0 | 0 | 0
CC | 0 | 0 | 0 | 0 | 0 | 0
CSP | 0 | 0 | 0 | 0 | 0 | 0
CT | 0 | 0 | 0 | 0 | 0 | 0
Coal | 0 | 0 | 0 | 0 | 0 | 0
Geo | 0 | 0 | 0 | 0 | 0 | 0
H | 0 | 0 | 0 | 0 | 0 | 0
LFG | 0 | 0 | 0 | 0 | 0 | 0
Nuc | 0 | 0 | 0 | 0 | 0 | 0
PS | 0 | 0 | 0 | 0 | 0 | 0
PV | 0 | 0 | 0 | 0 | 0 | 0
PeakG | 0 | 0 | 0 | 0 | 0 | 0
PeakO | 0 | 0 | 0 | 0 | 0 | 0
ST | 0 | 0 | 0 | 0 | 0 | 0
STOG | 0 | 0 | 0 | 0 | 0 | 0
STWD | 0 | 0 | 0 | 0 | 0 | 0
WT | 0 | 0 | 0 | 0 | 0 | 0
IGCC | 0 | 0 | 0 | 0 | 0 | 0
DemandResponse | 0 | 0 | 0 | 0 | 0 | 0
IGCC-CCS | 0 | 0 | 0 | 0 | 0 | 0
WT_off | 0 | 0 | 0 | 0 | 0 | 0
PseudoUnit | 0 | 0 | 0 | 0 | 0 | 0
FixedInterchange | 0 | 0 | 0 | 0 | 0 | 0
Emission Cost by Reporting Type: RMPA
ReportingType | 2015 | 2020 | 2025 | 2030 | 2035 | 2040
BM | 0 | 0 | 0 | 0 | 0 | 0
CC | 0 | 0 | 0 | 0 | 0 | 0
CSP | 0 | 0 | 0 | 0 | 0 | 0
CT | 0 | 0 | 0 | 0 | 0 | 0
Coal | 0 | 0 | 0 | 0 | 0 | 0
Geo | 0 | 0 | 0 | 0 | 0 | 0
H | 0 | 0 | 0 | 0 | 0 | 0
LFG | 0 | 0 | 0 | 0 | 0 | 0
Nuc | 0 | 0 | 0 | 0 | 0 | 0
PS | 0 | 0 | 0 | 0 | 0 | 0
PV | 0 | 0 | 0 | 0 | 0 | 0
PeakG | 0 | 0 | 0 | 0 | 0 | 0
PeakO | 0 | 0 | 0 | 0 | 0 | 0
ST | 0 | 0 | 0 | 0 | 0 | 0
STOG | 0 | 0 | 0 | 0 | 0 | 0
STWD | 0 | 0 | 0 | 0 | 0 | 0
WT | 0 | 0 | 0 | 0 | 0 | 0
IGCC | 0 | 0 | 0 | 0 | 0 | 0
DemandResponse | 0 | 0 | 0 | 0 | 0 | 0
IGCC-CCS | 0 | 0 | 0 | 0 | 0 | 0
WT_off | 0 | 0 | 0 | 0 | 0 | 0
PseudoUnit | 0 | 0 | 0 | 0 | 0 | 0
FixedInterchange | 0 | 0 | 0 | 0 | 0 | 0
Emission Cost by Reporting Type: SP15
ReportingType | 2015 | 2020 | 2025 | 2030 | 2035 | 2040
BM | 0 | 0 | 0 | 0 | 0 | 0
CC | 0 | 0 | 0 | 0 | 0 | 0
CSP | 0 | 0 | 0 | 0 | 0 | 0
CT | 0 | 0 | 0 | 0 | 0 | 0
Coal | 0 | 0 | 0 | 0 | 0 | 0
Geo | 0 | 0 | 0 | 0 | 0 | 0
H | 0 | 0 | 0 | 0 | 0 | 0
LFG | 0 | 0 | 0 | 0 | 0 | 0
Nuc | 0 | 0 | 0 | 0 | 0 | 0
PS | 0 | 0 | 0 | 0 | 0 | 0
PV | 0 | 0 | 0 | 0 | 0 | 0
PeakG | 0 | 0 | 0 | 0 | 0 | 0
PeakO | 0 | 0 | 0 | 0 | 0 | 0
ST | 0 | 0 | 0 | 0 | 0 | 0
STOG | 0 | 0 | 0 | 0 | 0 | 0
STWD | 0 | 0 | 0 | 0 | 0 | 0
WT | 0 | 0 | 0 | 0 | 0 | 0
IGCC | 0 | 0 | 0 | 0 | 0 | 0
DemandResponse | 0 | 0 | 0 | 0 | 0 | 0
IGCC-CCS | 0 | 0 | 0 | 0 | 0 | 0
WT_off | 0 | 0 | 0 | 0 | 0 | 0
PseudoUnit | 0 | 0 | 0 | 0 | 0 | 0
FixedInterchange | 0 | 0 | 0 | 0 | 0 | 0
Emission Cost by Reporting Type: ALB
ReportingType | 2015 | 2020 | 2025 | 2030 | 2035 | 2040
BM | 0 | 0 | 0 | 0 | 0 | 0
CC | 0 | 0 | 0 | 0 | 0 | 0
CSP | 0 | 0 | 0 | 0 | 0 | 0
CT | 0 | 0 | 0 | 0 | 0 | 0
Coal | 0 | 0 | 0 | 0 | 0 | 0
Geo | 0 | 0 | 0 | 0 | 0 | 0
H | 0 | 0 | 0 | 0 | 0 | 0
LFG | 0 | 0 | 0 | 0 | 0 | 0
Nuc | 0 | 0 | 0 | 0 | 0 | 0
PS | 0 | 0 | 0 | 0 | 0 | 0
PV | 0 | 0 | 0 | 0 | 0 | 0
PeakG | 0 | 0 | 0 | 0 | 0 | 0
PeakO | 0 | 0 | 0 | 0 | 0 | 0
ST | 0 | 0 | 0 | 0 | 0 | 0
STOG | 0 | 0 | 0 | 0 | 0 | 0
STWD | 0 | 0 | 0 | 0 | 0 | 0
WT | 0 | 0 | 0 | 0 | 0 | 0
IGCC | 0 | 0 | 0 | 0 | 0 | 0
DemandResponse | 0 | 0 | 0 | 0 | 0 | 0
IGCC-CCS | 0 | 0 | 0 | 0 | 0 | 0
WT_off | 0 | 0 | 0 | 0 | 0 | 0
PseudoUnit | 0 | 0 | 0 | 0 | 0 | 0
FixedInterchange | 0 | 0 | 0 | 0 | 0 | 0
Emission Cost by Reporting Type: BC
ReportingType | 2015 | 2020 | 2025 | 2030 | 2035 | 2040
BM | 0 | 0 | 0 | 0 | 0 | 0
CC | 0 | 0 | 0 | 0 | 0 | 0
CSP | 0 | 0 | 0 | 0 | 0 | 0
CT | 0 | 0 | 0 | 0 | 0 | 0
Coal | 0 | 0 | 0 | 0 | 0 | 0
Geo | 0 | 0 | 0 | 0 | 0 | 0
H | 0 | 0 | 0 | 0 | 0 | 0
LFG | 0 | 0 | 0 | 0 | 0 | 0
Nuc | 0 | 0 | 0 | 0 | 0 | 0
PS | 0 | 0 | 0 | 0 | 0 | 0
PV | 0 | 0 | 0 | 0 | 0 | 0
PeakG | 0 | 0 | 0 | 0 | 0 | 0
PeakO | 0 | 0 | 0 | 0 | 0 | 0
ST | 0 | 0 | 0 | 0 | 0 | 0
STOG | 0 | 0 | 0 | 0 | 0 | 0
STWD | 0 | 0 | 0 | 0 | 0 | 0
WT | 0 | 0 | 0 | 0 | 0 | 0
IGCC | 0 | 0 | 0 | 0 | 0 | 0
DemandResponse | 0 | 0 | 0 | 0 | 0 | 0
IGCC-CCS | 0 | 0 | 0 | 0 | 0 | 0
WT_off | 0 | 0 | 0 | 0 | 0 | 0
PseudoUnit | 0 | 0 | 0 | 0 | 0 | 0
FixedInterchange | 0 | 0 | 0 | 0 | 0 | 0
Emission Cost by Reporting Type: HQ_IESO
ReportingType | 2015 | 2020 | 2025 | 2030 | 2035 | 2040
BM | 0 | 0 | 0 | 0 | 0 | 0
CC | 0 | 0 | 0 | 0 | 0 | 0
CSP | 0 | 0 | 0 | 0 | 0 | 0
CT | 0 | 0 | 0 | 0 | 0 | 0
Coal | 0 | 0 | 0 | 0 | 0 | 0
Geo | 0 | 0 | 0 | 0 | 0 | 0
H | 0 | 0 | 0 | 0 | 0 | 0
LFG | 0 | 0 | 0 | 0 | 0 | 0
Nuc | 0 | 0 | 0 | 0 | 0 | 0
PS | 0 | 0 | 0 | 0 | 0 | 0
PV | 0 | 0 | 0 | 0 | 0 | 0
PeakG | 0 | 0 | 0 | 0 | 0 | 0
PeakO | 0 | 0 | 0 | 0 | 0 | 0
ST | 0 | 0 | 0 | 0 | 0 | 0
STOG | 0 | 0 | 0 | 0 | 0 | 0
STWD | 0 | 0 | 0 | 0 | 0 | 0
WT | 0 | 0 | 0 | 0 | 0 | 0
IGCC | 0 | 0 | 0 | 0 | 0 | 0
DemandResponse | 0 | 0 | 0 | 0 | 0 | 0
IGCC-CCS | 0 | 0 | 0 | 0 | 0 | 0
WT_off | 0 | 0 | 0 | 0 | 0 | 0
PseudoUnit | 0 | 0 | 0 | 0 | 0 | 0
FixedInterchange | 0 | 0 | 0 | 0 | 0 | 0
Emission Cost by Reporting Type: HQ_NEISO
ReportingType | 2015 | 2020 | 2025 | 2030 | 2035 | 2040
BM | 0 | 0 | 0 | 0 | 0 | 0
CC | 0 | 0 | 0 | 0 | 0 | 0
CSP | 0 | 0 | 0 | 0 | 0 | 0
CT | 0 | 0 | 0 | 0 | 0 | 0
Coal | 0 | 0 | 0 | 0 | 0 | 0
Geo | 0 | 0 | 0 | 0 | 0 | 0
H | 0 | 0 | 0 | 0 | 0 | 0
LFG | 0 | 0 | 0 | 0 | 0 | 0
Nuc | 0 | 0 | 0 | 0 | 0 | 0
PS | 0 | 0 | 0 | 0 | 0 | 0
PV | 0 | 0 | 0 | 0 | 0 | 0
PeakG | 0 | 0 | 0 | 0 | 0 | 0
PeakO | 0 | 0 | 0 | 0 | 0 | 0
ST | 0 | 0 | 0 | 0 | 0 | 0
STOG | 0 | 0 | 0 | 0 | 0 | 0
STWD | 0 | 0 | 0 | 0 | 0 | 0
WT | 0 | 0 | 0 | 0 | 0 | 0
IGCC | 0 | 0 | 0 | 0 | 0 | 0
DemandResponse | 0 | 0 | 0 | 0 | 0 | 0
IGCC-CCS | 0 | 0 | 0 | 0 | 0 | 0
WT_off | 0 | 0 | 0 | 0 | 0 | 0
PseudoUnit | 0 | 0 | 0 | 0 | 0 | 0
FixedInterchange | 0 | 0 | 0 | 0 | 0 | 0
Emission Cost by Reporting Type: HQ_NY
ReportingType | 2015 | 2020 | 2025 | 2030 | 2035 | 2040
BM | 0 | 0 | 0 | 0 | 0 | 0
CC | 0 | 0 | 0 | 0 | 0 | 0
CSP | 0 | 0 | 0 | 0 | 0 | 0
CT | 0 | 0 | 0 | 0 | 0 | 0
Coal | 0 | 0 | 0 | 0 | 0 | 0
Geo | 0 | 0 | 0 | 0 | 0 | 0
H | 0 | 0 | 0 | 0 | 0 | 0
LFG | 0 | 0 | 0 | 0 | 0 | 0
Nuc | 0 | 0 | 0 | 0 | 0 | 0
PS | 0 | 0 | 0 | 0 | 0 | 0
PV | 0 | 0 | 0 | 0 | 0 | 0
PeakG | 0 | 0 | 0 | 0 | 0 | 0
PeakO | 0 | 0 | 0 | 0 | 0 | 0
ST | 0 | 0 | 0 | 0 | 0 | 0
STOG | 0 | 0 | 0 | 0 | 0 | 0
STWD | 0 | 0 | 0 | 0 | 0 | 0
WT | 0 | 0 | 0 | 0 | 0 | 0
IGCC | 0 | 0 | 0 | 0 | 0 | 0
DemandResponse | 0 | 0 | 0 | 0 | 0 | 0
IGCC-CCS | 0 | 0 | 0 | 0 | 0 | 0
WT_off | 0 | 0 | 0 | 0 | 0 | 0
PseudoUnit | 0 | 0 | 0 | 0 | 0 | 0
FixedInterchange | 0 | 0 | 0 | 0 | 0 | 0
Emission Cost by Reporting Type: MARITIMES
ReportingType | 2015 | 2020 | 2025 | 2030 | 2035 | 2040
BM | 0 | 0 | 0 | 0 | 0 | 0
CC | 0 | 0 | 0 | 0 | 0 | 0
CSP | 0 | 0 | 0 | 0 | 0 | 0
CT | 0 | 0 | 0 | 0 | 0 | 0
Coal | 0 | 0 | 0 | 0 | 0 | 0
Geo | 0 | 0 | 0 | 0 | 0 | 0
H | 0 | 0 | 0 | 0 | 0 | 0
LFG | 0 | 0 | 0 | 0 | 0 | 0
Nuc | 0 | 0 | 0 | 0 | 0 | 0
PS | 0 | 0 | 0 | 0 | 0 | 0
PV | 0 | 0 | 0 | 0 | 0 | 0
PeakG | 0 | 0 | 0 | 0 | 0 | 0
PeakO | 0 | 0 | 0 | 0 | 0 | 0
ST | 0 | 0 | 0 | 0 | 0 | 0
STOG | 0 | 0 | 0 | 0 | 0 | 0
STWD | 0 | 0 | 0 | 0 | 0 | 0
WT | 0 | 0 | 0 | 0 | 0 | 0
IGCC | 0 | 0 | 0 | 0 | 0 | 0
DemandResponse | 0 | 0 | 0 | 0 | 0 | 0
IGCC-CCS | 0 | 0 | 0 | 0 | 0 | 0
WT_off | 0 | 0 | 0 | 0 | 0 | 0
PseudoUnit | 0 | 0 | 0 | 0 | 0 | 0
FixedInterchange | 0 | 0 | 0 | 0 | 0 | 0
Emission Cost by Reporting Type: All
ReportingType | 2015 | 2020 | 2025 | 2030 | 2035 | 2040
BM | 0 | 0 | 0 | 0 | 0 | 0
CC | 0 | 0 | 0 | 0 | 0 | 0
CSP | 0 | 0 | 0 | 0 | 0 | 0
CT | 0 | 0 | 0 | 0 | 0 | 0
Coal | 0 | 0 | 0 | 0 | 0 | 0
Geo | 0 | 0 | 0 | 0 | 0 | 0
H | 0 | 0 | 0 | 0 | 0 | 0
LFG | 0 | 0 | 0 | 0 | 0 | 0
Nuc | 0 | 0 | 0 | 0 | 0 | 0
PS | 0 | 0 | 0 | 0 | 0 | 0
PV | 0 | 0 | 0 | 0 | 0 | 0
PeakG | 0 | 0 | 0 | 0 | 0 | 0
PeakO | 0 | 0 | 0 | 0 | 0 | 0
ST | 0 | 0 | 0 | 0 | 0 | 0
STOG | 0 | 0 | 0 | 0 | 0 | 0
STWD | 0 | 0 | 0 | 0 | 0 | 0
WT | 0 | 0 | 0 | 0 | 0 | 0
IGCC | 0 | 0 | 0 | 0 | 0 | 0
DemandResponse | 0 | 0 | 0 | 0 | 0 | 0
IGCC-CCS | 0 | 0 | 0 | 0 | 0 | 0
WT_off | 0 | 0 | 0 | 0 | 0 | 0
PseudoUnit | 0 | 0 | 0 | 0 | 0 | 0
FixedInterchange | 0 | 0 | 0 | 0 | 0 | 0
Emission Cost by Reporting Type: EI_US
ReportingType | 2015 | 2020 | 2025 | 2030 | 2035 | 2040
BM | 0 | 0 | 0 | 0 | 0 | 0
CC | 0 | 0 | 0 | 0 | 0 | 0
CSP | 0 | 0 | 0 | 0 | 0 | 0
CT | 0 | 0 | 0 | 0 | 0 | 0
Coal | 0 | 0 | 0 | 0 | 0 | 0
Geo | 0 | 0 | 0 | 0 | 0 | 0
H | 0 | 0 | 0 | 0 | 0 | 0
LFG | 0 | 0 | 0 | 0 | 0 | 0
Nuc | 0 | 0 | 0 | 0 | 0 | 0
PS | 0 | 0 | 0 | 0 | 0 | 0
PV | 0 | 0 | 0 | 0 | 0 | 0
PeakG | 0 | 0 | 0 | 0 | 0 | 0
PeakO | 0 | 0 | 0 | 0 | 0 | 0
ST | 0 | 0 | 0 | 0 | 0 | 0
STOG | 0 | 0 | 0 | 0 | 0 | 0
STWD | 0 | 0 | 0 | 0 | 0 | 0
WT | 0 | 0 | 0 | 0 | 0 | 0
IGCC | 0 | 0 | 0 | 0 | 0 | 0
DemandResponse | 0 | 0 | 0 | 0 | 0 | 0
IGCC-CCS | 0 | 0 | 0 | 0 | 0 | 0
WT_off | 0 | 0 | 0 | 0 | 0 | 0
PseudoUnit | 0 | 0 | 0 | 0 | 0 | 0
FixedInterchange | 0 | 0 | 0 | 0 | 0 | 0
Emission Cost by Reporting Type: EI_Canada
ReportingType | 2015 | 2020 | 2025 | 2030 | 2035 | 2040
BM | 0 | 0 | 0 | 0 | 0 | 0
CC | 0 | 0 | 0 | 0 | 0 | 0
CSP | 0 | 0 | 0 | 0 | 0 | 0
CT | 0 | 0 | 0 | 0 | 0 | 0
Coal | 0 | 0 | 0 | 0 | 0 | 0
Geo | 0 | 0 | 0 | 0 | 0 | 0
H | 0 | 0 | 0 | 0 | 0 | 0
LFG | 0 | 0 | 0 | 0 | 0 | 0
Nuc | 0 | 0 | 0 | 0 | 0 | 0
PS | 0 | 0 | 0 | 0 | 0 | 0
PV | 0 | 0 | 0 | 0 | 0 | 0
PeakG | 0 | 0 | 0 | 0 | 0 | 0
PeakO | 0 | 0 | 0 | 0 | 0 | 0
ST | 0 | 0 | 0 | 0 | 0 | 0
STOG | 0 | 0 | 0 | 0 | 0 | 0
STWD | 0 | 0 | 0 | 0 | 0 | 0
WT | 0 | 0 | 0 | 0 | 0 | 0
IGCC | 0 | 0 | 0 | 0 | 0 | 0
DemandResponse | 0 | 0 | 0 | 0 | 0 | 0
IGCC-CCS | 0 | 0 | 0 | 0 | 0 | 0
WT_off | 0 | 0 | 0 | 0 | 0 | 0
PseudoUnit | 0 | 0 | 0 | 0 | 0 | 0
FixedInterchange | 0 | 0 | 0 | 0 | 0 | 0
Emission Cost by Reporting Type: EI
ReportingType | 2015 | 2020 | 2025 | 2030 | 2035 | 2040
BM | 0 | 0 | 0 | 0 | 0 | 0
CC | 0 | 0 | 0 | 0 | 0 | 0
CSP | 0 | 0 | 0 | 0 | 0 | 0
CT | 0 | 0 | 0 | 0 | 0 | 0
Coal | 0 | 0 | 0 | 0 | 0 | 0
Geo | 0 | 0 | 0 | 0 | 0 | 0
H | 0 | 0 | 0 | 0 | 0 | 0
LFG | 0 | 0 | 0 | 0 | 0 | 0
Nuc | 0 | 0 | 0 | 0 | 0 | 0
PS | 0 | 0 | 0 | 0 | 0 | 0
PV | 0 | 0 | 0 | 0 | 0 | 0
PeakG | 0 | 0 | 0 | 0 | 0 | 0
PeakO | 0 | 0 | 0 | 0 | 0 | 0
ST | 0 | 0 | 0 | 0 | 0 | 0
STOG | 0 | 0 | 0 | 0 | 0 | 0
STWD | 0 | 0 | 0 | 0 | 0 | 0
WT | 0 | 0 | 0 | 0 | 0 | 0
IGCC | 0 | 0 | 0 | 0 | 0 | 0
DemandResponse | 0 | 0 | 0 | 0 | 0 | 0
IGCC-CCS | 0 | 0 | 0 | 0 | 0 | 0
WT_off | 0 | 0 | 0 | 0 | 0 | 0
PseudoUnit | 0 | 0 | 0 | 0 | 0 | 0
FixedInterchange | 0 | 0 | 0 | 0 | 0 | 0
Emission Cost by Reporting Type: Outside_EI
ReportingType | 2015 | 2020 | 2025 | 2030 | 2035 | 2040
BM | 0 | 0 | 0 | 0 | 0 | 0
CC | 0 | 0 | 0 | 0 | 0 | 0
CSP | 0 | 0 | 0 | 0 | 0 | 0
CT | 0 | 0 | 0 | 0 | 0 | 0
Coal | 0 | 0 | 0 | 0 | 0 | 0
Geo | 0 | 0 | 0 | 0 | 0 | 0
H | 0 | 0 | 0 | 0 | 0 | 0
LFG | 0 | 0 | 0 | 0 | 0 | 0
Nuc | 0 | 0 | 0 | 0 | 0 | 0
PS | 0 | 0 | 0 | 0 | 0 | 0
PV | 0 | 0 | 0 | 0 | 0 | 0
PeakG | 0 | 0 | 0 | 0 | 0 | 0
PeakO | 0 | 0 | 0 | 0 | 0 | 0
ST | 0 | 0 | 0 | 0 | 0 | 0
STOG | 0 | 0 | 0 | 0 | 0 | 0
STWD | 0 | 0 | 0 | 0 | 0 | 0
WT | 0 | 0 | 0 | 0 | 0 | 0
IGCC | 0 | 0 | 0 | 0 | 0 | 0
DemandResponse | 0 | 0 | 0 | 0 | 0 | 0
IGCC-CCS | 0 | 0 | 0 | 0 | 0 | 0
WT_off | 0 | 0 | 0 | 0 | 0 | 0
PseudoUnit | 0 | 0 | 0 | 0 | 0 | 0
FixedInterchange | 0 | 0 | 0 | 0 | 0 | 0
==== Emission Program: CAMR : (Hg) ====
Emission Cost by Reporting Type: Entergy
ReportingType | 2015 | 2020 | 2025 | 2030 | 2035 | 2040
BM | 0 | 0 | 0 | 0 | 0 | 0
CC | 0 | 0 | 0 | 0 | 0 | 0
CSP | 0 | 0 | 0 | 0 | 0 | 0
CT | 0 | 0 | 0 | 0 | 0 | 0
Coal | 0 | 0 | 0 | 0 | 0 | 0
Geo | 0 | 0 | 0 | 0 | 0 | 0
H | 0 | 0 | 0 | 0 | 0 | 0
LFG | 0 | 0 | 0 | 0 | 0 | 0
Nuc | 0 | 0 | 0 | 0 | 0 | 0
PS | 0 | 0 | 0 | 0 | 0 | 0
PV | 0 | 0 | 0 | 0 | 0 | 0
PeakG | 0 | 0 | 0 | 0 | 0 | 0
PeakO | 0 | 0 | 0 | 0 | 0 | 0
ST | 0 | 0 | 0 | 0 | 0 | 0
STOG | 0 | 0 | 0 | 0 | 0 | 0
STWD | 0 | 0 | 0 | 0 | 0 | 0
WT | 0 | 0 | 0 | 0 | 0 | 0
IGCC | 0 | 0 | 0 | 0 | 0 | 0
DemandResponse | 0 | 0 | 0 | 0 | 0 | 0
IGCC-CCS | 0 | 0 | 0 | 0 | 0 | 0
WT_off | 0 | 0 | 0 | 0 | 0 | 0
PseudoUnit | 0 | 0 | 0 | 0 | 0 | 0
FixedInterchange | 0 | 0 | 0 | 0 | 0 | 0
Emission Cost by Reporting Type: FRCC
ReportingType | 2015 | 2020 | 2025 | 2030 | 2035 | 2040
BM | 0 | 0 | 0 | 0 | 0 | 0
CC | 0 | 0 | 0 | 0 | 0 | 0
CSP | 0 | 0 | 0 | 0 | 0 | 0
CT | 0 | 0 | 0 | 0 | 0 | 0
Coal | 0 | 0 | 0 | 0 | 0 | 0
Geo | 0 | 0 | 0 | 0 | 0 | 0
H | 0 | 0 | 0 | 0 | 0 | 0
LFG | 0 | 0 | 0 | 0 | 0 | 0
Nuc | 0 | 0 | 0 | 0 | 0 | 0
PS | 0 | 0 | 0 | 0 | 0 | 0
PV | 0 | 0 | 0 | 0 | 0 | 0
PeakG | 0 | 0 | 0 | 0 | 0 | 0
PeakO | 0 | 0 | 0 | 0 | 0 | 0
ST | 0 | 0 | 0 | 0 | 0 | 0
STOG | 0 | 0 | 0 | 0 | 0 | 0
STWD | 0 | 0 | 0 | 0 | 0 | 0
WT | 0 | 0 | 0 | 0 | 0 | 0
IGCC | 0 | 0 | 0 | 0 | 0 | 0
DemandResponse | 0 | 0 | 0 | 0 | 0 | 0
IGCC-CCS | 0 | 0 | 0 | 0 | 0 | 0
WT_off | 0 | 0 | 0 | 0 | 0 | 0
PseudoUnit | 0 | 0 | 0 | 0 | 0 | 0
FixedInterchange | 0 | 0 | 0 | 0 | 0 | 0
Emission Cost by Reporting Type: MAPP_US
ReportingType | 2015 | 2020 | 2025 | 2030 | 2035 | 2040
BM | 0 | 0 | 0 | 0 | 0 | 0
CC | 0 | 0 | 0 | 0 | 0 | 0
CSP | 0 | 0 | 0 | 0 | 0 | 0
CT | 0 | 0 | 0 | 0 | 0 | 0
Coal | 0 | 0 | 0 | 0 | 0 | 0
Geo | 0 | 0 | 0 | 0 | 0 | 0
H | 0 | 0 | 0 | 0 | 0 | 0
LFG | 0 | 0 | 0 | 0 | 0 | 0
Nuc | 0 | 0 | 0 | 0 | 0 | 0
PS | 0 | 0 | 0 | 0 | 0 | 0
PV | 0 | 0 | 0 | 0 | 0 | 0
PeakG | 0 | 0 | 0 | 0 | 0 | 0
PeakO | 0 | 0 | 0 | 0 | 0 | 0
ST | 0 | 0 | 0 | 0 | 0 | 0
STOG | 0 | 0 | 0 | 0 | 0 | 0
STWD | 0 | 0 | 0 | 0 | 0 | 0
WT | 0 | 0 | 0 | 0 | 0 | 0
IGCC | 0 | 0 | 0 | 0 | 0 | 0
DemandResponse | 0 | 0 | 0 | 0 | 0 | 0
IGCC-CCS | 0 | 0 | 0 | 0 | 0 | 0
WT_off | 0 | 0 | 0 | 0 | 0 | 0
PseudoUnit | 0 | 0 | 0 | 0 | 0 | 0
FixedInterchange | 0 | 0 | 0 | 0 | 0 | 0
Emission Cost by Reporting Type: MISO_IN
ReportingType | 2015 | 2020 | 2025 | 2030 | 2035 | 2040
BM | 0 | 0 | 0 | 0 | 0 | 0
CC | 0 | 0 | 0 | 0 | 0 | 0
CSP | 0 | 0 | 0 | 0 | 0 | 0
CT | 0 | 0 | 0 | 0 | 0 | 0
Coal | 0 | 0 | 0 | 0 | 0 | 0
Geo | 0 | 0 | 0 | 0 | 0 | 0
H | 0 | 0 | 0 | 0 | 0 | 0
LFG | 0 | 0 | 0 | 0 | 0 | 0
Nuc | 0 | 0 | 0 | 0 | 0 | 0
PS | 0 | 0 | 0 | 0 | 0 | 0
PV | 0 | 0 | 0 | 0 | 0 | 0
PeakG | 0 | 0 | 0 | 0 | 0 | 0
PeakO | 0 | 0 | 0 | 0 | 0 | 0
ST | 0 | 0 | 0 | 0 | 0 | 0
STOG | 0 | 0 | 0 | 0 | 0 | 0
STWD | 0 | 0 | 0 | 0 | 0 | 0
WT | 0 | 0 | 0 | 0 | 0 | 0
IGCC | 0 | 0 | 0 | 0 | 0 | 0
DemandResponse | 0 | 0 | 0 | 0 | 0 | 0
IGCC-CCS | 0 | 0 | 0 | 0 | 0 | 0
WT_off | 0 | 0 | 0 | 0 | 0 | 0
PseudoUnit | 0 | 0 | 0 | 0 | 0 | 0
FixedInterchange | 0 | 0 | 0 | 0 | 0 | 0
Emission Cost by Reporting Type: MISO_MI
ReportingType | 2015 | 2020 | 2025 | 2030 | 2035 | 2040
BM | 0 | 0 | 0 | 0 | 0 | 0
CC | 0 | 0 | 0 | 0 | 0 | 0
CSP | 0 | 0 | 0 | 0 | 0 | 0
CT | 0 | 0 | 0 | 0 | 0 | 0
Coal | 0 | 0 | 0 | 0 | 0 | 0
Geo | 0 | 0 | 0 | 0 | 0 | 0
H | 0 | 0 | 0 | 0 | 0 | 0
LFG | 0 | 0 | 0 | 0 | 0 | 0
Nuc | 0 | 0 | 0 | 0 | 0 | 0
PS | 0 | 0 | 0 | 0 | 0 | 0
PV | 0 | 0 | 0 | 0 | 0 | 0
PeakG | 0 | 0 | 0 | 0 | 0 | 0
PeakO | 0 | 0 | 0 | 0 | 0 | 0
ST | 0 | 0 | 0 | 0 | 0 | 0
STOG | 0 | 0 | 0 | 0 | 0 | 0
STWD | 0 | 0 | 0 | 0 | 0 | 0
WT | 0 | 0 | 0 | 0 | 0 | 0
IGCC | 0 | 0 | 0 | 0 | 0 | 0
DemandResponse | 0 | 0 | 0 | 0 | 0 | 0
IGCC-CCS | 0 | 0 | 0 | 0 | 0 | 0
WT_off | 0 | 0 | 0 | 0 | 0 | 0
PseudoUnit | 0 | 0 | 0 | 0 | 0 | 0
FixedInterchange | 0 | 0 | 0 | 0 | 0 | 0
Emission Cost by Reporting Type: MISO_MO-IL
ReportingType | 2015 | 2020 | 2025 | 2030 | 2035 | 2040
BM | 0 | 0 | 0 | 0 | 0 | 0
CC | 0 | 0 | 0 | 0 | 0 | 0
CSP | 0 | 0 | 0 | 0 | 0 | 0
CT | 0 | 0 | 0 | 0 | 0 | 0
Coal | 0 | 0 | 0 | 0 | 0 | 0
Geo | 0 | 0 | 0 | 0 | 0 | 0
H | 0 | 0 | 0 | 0 | 0 | 0
LFG | 0 | 0 | 0 | 0 | 0 | 0
Nuc | 0 | 0 | 0 | 0 | 0 | 0
PS | 0 | 0 | 0 | 0 | 0 | 0
PV | 0 | 0 | 0 | 0 | 0 | 0
PeakG | 0 | 0 | 0 | 0 | 0 | 0
PeakO | 0 | 0 | 0 | 0 | 0 | 0
ST | 0 | 0 | 0 | 0 | 0 | 0
STOG | 0 | 0 | 0 | 0 | 0 | 0
STWD | 0 | 0 | 0 | 0 | 0 | 0
WT | 0 | 0 | 0 | 0 | 0 | 0
IGCC | 0 | 0 | 0 | 0 | 0 | 0
DemandResponse | 0 | 0 | 0 | 0 | 0 | 0
IGCC-CCS | 0 | 0 | 0 | 0 | 0 | 0
WT_off | 0 | 0 | 0 | 0 | 0 | 0
PseudoUnit | 0 | 0 | 0 | 0 | 0 | 0
FixedInterchange | 0 | 0 | 0 | 0 | 0 | 0
Emission Cost by Reporting Type: MISO_W
ReportingType | 2015 | 2020 | 2025 | 2030 | 2035 | 2040
BM | 0 | 0 | 0 | 0 | 0 | 0
CC | 0 | 0 | 0 | 0 | 0 | 0
CSP | 0 | 0 | 0 | 0 | 0 | 0
CT | 0 | 0 | 0 | 0 | 0 | 0
Coal | 0 | 0 | 0 | 0 | 0 | 0
Geo | 0 | 0 | 0 | 0 | 0 | 0
H | 0 | 0 | 0 | 0 | 0 | 0
LFG | 0 | 0 | 0 | 0 | 0 | 0
Nuc | 0 | 0 | 0 | 0 | 0 | 0
PS | 0 | 0 | 0 | 0 | 0 | 0
PV | 0 | 0 | 0 | 0 | 0 | 0
PeakG | 0 | 0 | 0 | 0 | 0 | 0
PeakO | 0 | 0 | 0 | 0 | 0 | 0
ST | 0 | 0 | 0 | 0 | 0 | 0
STOG | 0 | 0 | 0 | 0 | 0 | 0
STWD | 0 | 0 | 0 | 0 | 0 | 0
WT | 0 | 0 | 0 | 0 | 0 | 0
IGCC | 0 | 0 | 0 | 0 | 0 | 0
DemandResponse | 0 | 0 | 0 | 0 | 0 | 0
IGCC-CCS | 0 | 0 | 0 | 0 | 0 | 0
WT_off | 0 | 0 | 0 | 0 | 0 | 0
PseudoUnit | 0 | 0 | 0 | 0 | 0 | 0
FixedInterchange | 0 | 0 | 0 | 0 | 0 | 0
Emission Cost by Reporting Type: MISO_WUMS
ReportingType | 2015 | 2020 | 2025 | 2030 | 2035 | 2040
BM | 0 | 0 | 0 | 0 | 0 | 0
CC | 0 | 0 | 0 | 0 | 0 | 0
CSP | 0 | 0 | 0 | 0 | 0 | 0
CT | 0 | 0 | 0 | 0 | 0 | 0
Coal | 0 | 0 | 0 | 0 | 0 | 0
Geo | 0 | 0 | 0 | 0 | 0 | 0
H | 0 | 0 | 0 | 0 | 0 | 0
LFG | 0 | 0 | 0 | 0 | 0 | 0
Nuc | 0 | 0 | 0 | 0 | 0 | 0
PS | 0 | 0 | 0 | 0 | 0 | 0
PV | 0 | 0 | 0 | 0 | 0 | 0
PeakG | 0 | 0 | 0 | 0 | 0 | 0
PeakO | 0 | 0 | 0 | 0 | 0 | 0
ST | 0 | 0 | 0 | 0 | 0 | 0
STOG | 0 | 0 | 0 | 0 | 0 | 0
STWD | 0 | 0 | 0 | 0 | 0 | 0
WT | 0 | 0 | 0 | 0 | 0 | 0
IGCC | 0 | 0 | 0 | 0 | 0 | 0
DemandResponse | 0 | 0 | 0 | 0 | 0 | 0
IGCC-CCS | 0 | 0 | 0 | 0 | 0 | 0
WT_off | 0 | 0 | 0 | 0 | 0 | 0
PseudoUnit | 0 | 0 | 0 | 0 | 0 | 0
FixedInterchange | 0 | 0 | 0 | 0 | 0 | 0
Emission Cost by Reporting Type: Nebraska
ReportingType | 2015 | 2020 | 2025 | 2030 | 2035 | 2040
BM | 0 | 0 | 0 | 0 | 0 | 0
CC | 0 | 0 | 0 | 0 | 0 | 0
CSP | 0 | 0 | 0 | 0 | 0 | 0
CT | 0 | 0 | 0 | 0 | 0 | 0
Coal | 0 | 0 | 0 | 0 | 0 | 0
Geo | 0 | 0 | 0 | 0 | 0 | 0
H | 0 | 0 | 0 | 0 | 0 | 0
LFG | 0 | 0 | 0 | 0 | 0 | 0
Nuc | 0 | 0 | 0 | 0 | 0 | 0
PS | 0 | 0 | 0 | 0 | 0 | 0
PV | 0 | 0 | 0 | 0 | 0 | 0
PeakG | 0 | 0 | 0 | 0 | 0 | 0
PeakO | 0 | 0 | 0 | 0 | 0 | 0
ST | 0 | 0 | 0 | 0 | 0 | 0
STOG | 0 | 0 | 0 | 0 | 0 | 0
STWD | 0 | 0 | 0 | 0 | 0 | 0
WT | 0 | 0 | 0 | 0 | 0 | 0
IGCC | 0 | 0 | 0 | 0 | 0 | 0
DemandResponse | 0 | 0 | 0 | 0 | 0 | 0
IGCC-CCS | 0 | 0 | 0 | 0 | 0 | 0
WT_off | 0 | 0 | 0 | 0 | 0 | 0
PseudoUnit | 0 | 0 | 0 | 0 | 0 | 0
FixedInterchange | 0 | 0 | 0 | 0 | 0 | 0
Emission Cost by Reporting Type: NEISO
ReportingType | 2015 | 2020 | 2025 | 2030 | 2035 | 2040
BM | 0 | 0 | 0 | 0 | 0 | 0
CC | 0 | 0 | 0 | 0 | 0 | 0
CSP | 0 | 0 | 0 | 0 | 0 | 0
CT | 0 | 0 | 0 | 0 | 0 | 0
Coal | 0 | 0 | 0 | 0 | 0 | 0
Geo | 0 | 0 | 0 | 0 | 0 | 0
H | 0 | 0 | 0 | 0 | 0 | 0
LFG | 0 | 0 | 0 | 0 | 0 | 0
Nuc | 0 | 0 | 0 | 0 | 0 | 0
PS | 0 | 0 | 0 | 0 | 0 | 0
PV | 0 | 0 | 0 | 0 | 0 | 0
PeakG | 0 | 0 | 0 | 0 | 0 | 0
PeakO | 0 | 0 | 0 | 0 | 0 | 0
ST | 0 | 0 | 0 | 0 | 0 | 0
STOG | 0 | 0 | 0 | 0 | 0 | 0
STWD | 0 | 0 | 0 | 0 | 0 | 0
WT | 0 | 0 | 0 | 0 | 0 | 0
IGCC | 0 | 0 | 0 | 0 | 0 | 0
DemandResponse | 0 | 0 | 0 | 0 | 0 | 0
IGCC-CCS | 0 | 0 | 0 | 0 | 0 | 0
WT_off | 0 | 0 | 0 | 0 | 0 | 0
PseudoUnit | 0 | 0 | 0 | 0 | 0 | 0
FixedInterchange | 0 | 0 | 0 | 0 | 0 | 0
Emission Cost by Reporting Type: NonRTO_Midwest
ReportingType | 2015 | 2020 | 2025 | 2030 | 2035 | 2040
BM | 0 | 0 | 0 | 0 | 0 | 0
CC | 0 | 0 | 0 | 0 | 0 | 0
CSP | 0 | 0 | 0 | 0 | 0 | 0
CT | 0 | 0 | 0 | 0 | 0 | 0
Coal | 0 | 0 | 0 | 0 | 0 | 0
Geo | 0 | 0 | 0 | 0 | 0 | 0
H | 0 | 0 | 0 | 0 | 0 | 0
LFG | 0 | 0 | 0 | 0 | 0 | 0
Nuc | 0 | 0 | 0 | 0 | 0 | 0
PS | 0 | 0 | 0 | 0 | 0 | 0
PV | 0 | 0 | 0 | 0 | 0 | 0
PeakG | 0 | 0 | 0 | 0 | 0 | 0
PeakO | 0 | 0 | 0 | 0 | 0 | 0
ST | 0 | 0 | 0 | 0 | 0 | 0
STOG | 0 | 0 | 0 | 0 | 0 | 0
STWD | 0 | 0 | 0 | 0 | 0 | 0
WT | 0 | 0 | 0 | 0 | 0 | 0
IGCC | 0 | 0 | 0 | 0 | 0 | 0
DemandResponse | 0 | 0 | 0 | 0 | 0 | 0
IGCC-CCS | 0 | 0 | 0 | 0 | 0 | 0
WT_off | 0 | 0 | 0 | 0 | 0 | 0
PseudoUnit | 0 | 0 | 0 | 0 | 0 | 0
FixedInterchange | 0 | 0 | 0 | 0 | 0 | 0
Emission Cost by Reporting Type: NYISO_A-F
ReportingType | 2015 | 2020 | 2025 | 2030 | 2035 | 2040
BM | 0 | 0 | 0 | 0 | 0 | 0
CC | 0 | 0 | 0 | 0 | 0 | 0
CSP | 0 | 0 | 0 | 0 | 0 | 0
CT | 0 | 0 | 0 | 0 | 0 | 0
Coal | 0 | 0 | 0 | 0 | 0 | 0
Geo | 0 | 0 | 0 | 0 | 0 | 0
H | 0 | 0 | 0 | 0 | 0 | 0
LFG | 0 | 0 | 0 | 0 | 0 | 0
Nuc | 0 | 0 | 0 | 0 | 0 | 0
PS | 0 | 0 | 0 | 0 | 0 | 0
PV | 0 | 0 | 0 | 0 | 0 | 0
PeakG | 0 | 0 | 0 | 0 | 0 | 0
PeakO | 0 | 0 | 0 | 0 | 0 | 0
ST | 0 | 0 | 0 | 0 | 0 | 0
STOG | 0 | 0 | 0 | 0 | 0 | 0
STWD | 0 | 0 | 0 | 0 | 0 | 0
WT | 0 | 0 | 0 | 0 | 0 | 0
IGCC | 0 | 0 | 0 | 0 | 0 | 0
DemandResponse | 0 | 0 | 0 | 0 | 0 | 0
IGCC-CCS | 0 | 0 | 0 | 0 | 0 | 0
WT_off | 0 | 0 | 0 | 0 | 0 | 0
PseudoUnit | 0 | 0 | 0 | 0 | 0 | 0
FixedInterchange | 0 | 0 | 0 | 0 | 0 | 0
Emission Cost by Reporting Type: NYISO_G-I
ReportingType | 2015 | 2020 | 2025 | 2030 | 2035 | 2040
BM | 0 | 0 | 0 | 0 | 0 | 0
CC | 0 | 0 | 0 | 0 | 0 | 0
CSP | 0 | 0 | 0 | 0 | 0 | 0
CT | 0 | 0 | 0 | 0 | 0 | 0
Coal | 0 | 0 | 0 | 0 | 0 | 0
Geo | 0 | 0 | 0 | 0 | 0 | 0
H | 0 | 0 | 0 | 0 | 0 | 0
LFG | 0 | 0 | 0 | 0 | 0 | 0
Nuc | 0 | 0 | 0 | 0 | 0 | 0
PS | 0 | 0 | 0 | 0 | 0 | 0
PV | 0 | 0 | 0 | 0 | 0 | 0
PeakG | 0 | 0 | 0 | 0 | 0 | 0
PeakO | 0 | 0 | 0 | 0 | 0 | 0
ST | 0 | 0 | 0 | 0 | 0 | 0
STOG | 0 | 0 | 0 | 0 | 0 | 0
STWD | 0 | 0 | 0 | 0 | 0 | 0
WT | 0 | 0 | 0 | 0 | 0 | 0
IGCC | 0 | 0 | 0 | 0 | 0 | 0
DemandResponse | 0 | 0 | 0 | 0 | 0 | 0
IGCC-CCS | 0 | 0 | 0 | 0 | 0 | 0
WT_off | 0 | 0 | 0 | 0 | 0 | 0
PseudoUnit | 0 | 0 | 0 | 0 | 0 | 0
FixedInterchange | 0 | 0 | 0 | 0 | 0 | 0
Emission Cost by Reporting Type: NYISO_J-K
ReportingType | 2015 | 2020 | 2025 | 2030 | 2035 | 2040
BM | 0 | 0 | 0 | 0 | 0 | 0
CC | 0 | 0 | 0 | 0 | 0 | 0
CSP | 0 | 0 | 0 | 0 | 0 | 0
CT | 0 | 0 | 0 | 0 | 0 | 0
Coal | 0 | 0 | 0 | 0 | 0 | 0
Geo | 0 | 0 | 0 | 0 | 0 | 0
H | 0 | 0 | 0 | 0 | 0 | 0
LFG | 0 | 0 | 0 | 0 | 0 | 0
Nuc | 0 | 0 | 0 | 0 | 0 | 0
PS | 0 | 0 | 0 | 0 | 0 | 0
PV | 0 | 0 | 0 | 0 | 0 | 0
PeakG | 0 | 0 | 0 | 0 | 0 | 0
PeakO | 0 | 0 | 0 | 0 | 0 | 0
ST | 0 | 0 | 0 | 0 | 0 | 0
STOG | 0 | 0 | 0 | 0 | 0 | 0
STWD | 0 | 0 | 0 | 0 | 0 | 0
WT | 0 | 0 | 0 | 0 | 0 | 0
IGCC | 0 | 0 | 0 | 0 | 0 | 0
DemandResponse | 0 | 0 | 0 | 0 | 0 | 0
IGCC-CCS | 0 | 0 | 0 | 0 | 0 | 0
WT_off | 0 | 0 | 0 | 0 | 0 | 0
PseudoUnit | 0 | 0 | 0 | 0 | 0 | 0
FixedInterchange | 0 | 0 | 0 | 0 | 0 | 0
Emission Cost by Reporting Type: PJM_E
ReportingType | 2015 | 2020 | 2025 | 2030 | 2035 | 2040
BM | 0 | 0 | 0 | 0 | 0 | 0
CC | 0 | 0 | 0 | 0 | 0 | 0
CSP | 0 | 0 | 0 | 0 | 0 | 0
CT | 0 | 0 | 0 | 0 | 0 | 0
Coal | 0 | 0 | 0 | 0 | 0 | 0
Geo | 0 | 0 | 0 | 0 | 0 | 0
H | 0 | 0 | 0 | 0 | 0 | 0
LFG | 0 | 0 | 0 | 0 | 0 | 0
Nuc | 0 | 0 | 0 | 0 | 0 | 0
PS | 0 | 0 | 0 | 0 | 0 | 0
PV | 0 | 0 | 0 | 0 | 0 | 0
PeakG | 0 | 0 | 0 | 0 | 0 | 0
PeakO | 0 | 0 | 0 | 0 | 0 | 0
ST | 0 | 0 | 0 | 0 | 0 | 0
STOG | 0 | 0 | 0 | 0 | 0 | 0
STWD | 0 | 0 | 0 | 0 | 0 | 0
WT | 0 | 0 | 0 | 0 | 0 | 0
IGCC | 0 | 0 | 0 | 0 | 0 | 0
DemandResponse | 0 | 0 | 0 | 0 | 0 | 0
IGCC-CCS | 0 | 0 | 0 | 0 | 0 | 0
WT_off | 0 | 0 | 0 | 0 | 0 | 0
PseudoUnit | 0 | 0 | 0 | 0 | 0 | 0
FixedInterchange | 0 | 0 | 0 | 0 | 0 | 0
Emission Cost by Reporting Type: PJM_ROM
ReportingType | 2015 | 2020 | 2025 | 2030 | 2035 | 2040
BM | 0 | 0 | 0 | 0 | 0 | 0
CC | 0 | 0 | 0 | 0 | 0 | 0
CSP | 0 | 0 | 0 | 0 | 0 | 0
CT | 0 | 0 | 0 | 0 | 0 | 0
Coal | 0 | 0 | 0 | 0 | 0 | 0
Geo | 0 | 0 | 0 | 0 | 0 | 0
H | 0 | 0 | 0 | 0 | 0 | 0
LFG | 0 | 0 | 0 | 0 | 0 | 0
Nuc | 0 | 0 | 0 | 0 | 0 | 0
PS | 0 | 0 | 0 | 0 | 0 | 0
PV | 0 | 0 | 0 | 0 | 0 | 0
PeakG | 0 | 0 | 0 | 0 | 0 | 0
PeakO | 0 | 0 | 0 | 0 | 0 | 0
ST | 0 | 0 | 0 | 0 | 0 | 0
STOG | 0 | 0 | 0 | 0 | 0 | 0
STWD | 0 | 0 | 0 | 0 | 0 | 0
WT | 0 | 0 | 0 | 0 | 0 | 0
IGCC | 0 | 0 | 0 | 0 | 0 | 0
DemandResponse | 0 | 0 | 0 | 0 | 0 | 0
IGCC-CCS | 0 | 0 | 0 | 0 | 0 | 0
WT_off | 0 | 0 | 0 | 0 | 0 | 0
PseudoUnit | 0 | 0 | 0 | 0 | 0 | 0
FixedInterchange | 0 | 0 | 0 | 0 | 0 | 0
Emission Cost by Reporting Type: PJM_ROR
ReportingType | 2015 | 2020 | 2025 | 2030 | 2035 | 2040
BM | 0 | 0 | 0 | 0 | 0 | 0
CC | 0 | 0 | 0 | 0 | 0 | 0
CSP | 0 | 0 | 0 | 0 | 0 | 0
CT | 0 | 0 | 0 | 0 | 0 | 0
Coal | 0 | 0 | 0 | 0 | 0 | 0
Geo | 0 | 0 | 0 | 0 | 0 | 0
H | 0 | 0 | 0 | 0 | 0 | 0
LFG | 0 | 0 | 0 | 0 | 0 | 0
Nuc | 0 | 0 | 0 | 0 | 0 | 0
PS | 0 | 0 | 0 | 0 | 0 | 0
PV | 0 | 0 | 0 | 0 | 0 | 0
PeakG | 0 | 0 | 0 | 0 | 0 | 0
PeakO | 0 | 0 | 0 | 0 | 0 | 0
ST | 0 | 0 | 0 | 0 | 0 | 0
STOG | 0 | 0 | 0 | 0 | 0 | 0
STWD | 0 | 0 | 0 | 0 | 0 | 0
WT | 0 | 0 | 0 | 0 | 0 | 0
IGCC | 0 | 0 | 0 | 0 | 0 | 0
DemandResponse | 0 | 0 | 0 | 0 | 0 | 0
IGCC-CCS | 0 | 0 | 0 | 0 | 0 | 0
WT_off | 0 | 0 | 0 | 0 | 0 | 0
PseudoUnit | 0 | 0 | 0 | 0 | 0 | 0
FixedInterchange | 0 | 0 | 0 | 0 | 0 | 0
Emission Cost by Reporting Type: SOCO
ReportingType | 2015 | 2020 | 2025 | 2030 | 2035 | 2040
BM | 0 | 0 | 0 | 0 | 0 | 0
CC | 0 | 0 | 0 | 0 | 0 | 0
CSP | 0 | 0 | 0 | 0 | 0 | 0
CT | 0 | 0 | 0 | 0 | 0 | 0
Coal | 0 | 0 | 0 | 0 | 0 | 0
Geo | 0 | 0 | 0 | 0 | 0 | 0
H | 0 | 0 | 0 | 0 | 0 | 0
LFG | 0 | 0 | 0 | 0 | 0 | 0
Nuc | 0 | 0 | 0 | 0 | 0 | 0
PS | 0 | 0 | 0 | 0 | 0 | 0
PV | 0 | 0 | 0 | 0 | 0 | 0
PeakG | 0 | 0 | 0 | 0 | 0 | 0
PeakO | 0 | 0 | 0 | 0 | 0 | 0
ST | 0 | 0 | 0 | 0 | 0 | 0
STOG | 0 | 0 | 0 | 0 | 0 | 0
STWD | 0 | 0 | 0 | 0 | 0 | 0
WT | 0 | 0 | 0 | 0 | 0 | 0
IGCC | 0 | 0 | 0 | 0 | 0 | 0
DemandResponse | 0 | 0 | 0 | 0 | 0 | 0
IGCC-CCS | 0 | 0 | 0 | 0 | 0 | 0
WT_off | 0 | 0 | 0 | 0 | 0 | 0
PseudoUnit | 0 | 0 | 0 | 0 | 0 | 0
FixedInterchange | 0 | 0 | 0 | 0 | 0 | 0
Emission Cost by Reporting Type: SPP_N
ReportingType | 2015 | 2020 | 2025 | 2030 | 2035 | 2040
BM | 0 | 0 | 0 | 0 | 0 | 0
CC | 0 | 0 | 0 | 0 | 0 | 0
CSP | 0 | 0 | 0 | 0 | 0 | 0
CT | 0 | 0 | 0 | 0 | 0 | 0
Coal | 0 | 0 | 0 | 0 | 0 | 0
Geo | 0 | 0 | 0 | 0 | 0 | 0
H | 0 | 0 | 0 | 0 | 0 | 0
LFG | 0 | 0 | 0 | 0 | 0 | 0
Nuc | 0 | 0 | 0 | 0 | 0 | 0
PS | 0 | 0 | 0 | 0 | 0 | 0
PV | 0 | 0 | 0 | 0 | 0 | 0
PeakG | 0 | 0 | 0 | 0 | 0 | 0
PeakO | 0 | 0 | 0 | 0 | 0 | 0
ST | 0 | 0 | 0 | 0 | 0 | 0
STOG | 0 | 0 | 0 | 0 | 0 | 0
STWD | 0 | 0 | 0 | 0 | 0 | 0
WT | 0 | 0 | 0 | 0 | 0 | 0
IGCC | 0 | 0 | 0 | 0 | 0 | 0
DemandResponse | 0 | 0 | 0 | 0 | 0 | 0
IGCC-CCS | 0 | 0 | 0 | 0 | 0 | 0
WT_off | 0 | 0 | 0 | 0 | 0 | 0
PseudoUnit | 0 | 0 | 0 | 0 | 0 | 0
FixedInterchange | 0 | 0 | 0 | 0 | 0 | 0
Emission Cost by Reporting Type: SPP_S
ReportingType | 2015 | 2020 | 2025 | 2030 | 2035 | 2040
BM | 0 | 0 | 0 | 0 | 0 | 0
CC | 0 | 0 | 0 | 0 | 0 | 0
CSP | 0 | 0 | 0 | 0 | 0 | 0
CT | 0 | 0 | 0 | 0 | 0 | 0
Coal | 0 | 0 | 0 | 0 | 0 | 0
Geo | 0 | 0 | 0 | 0 | 0 | 0
H | 0 | 0 | 0 | 0 | 0 | 0
LFG | 0 | 0 | 0 | 0 | 0 | 0
Nuc | 0 | 0 | 0 | 0 | 0 | 0
PS | 0 | 0 | 0 | 0 | 0 | 0
PV | 0 | 0 | 0 | 0 | 0 | 0
PeakG | 0 | 0 | 0 | 0 | 0 | 0
PeakO | 0 | 0 | 0 | 0 | 0 | 0
ST | 0 | 0 | 0 | 0 | 0 | 0
STOG | 0 | 0 | 0 | 0 | 0 | 0
STWD | 0 | 0 | 0 | 0 | 0 | 0
WT | 0 | 0 | 0 | 0 | 0 | 0
IGCC | 0 | 0 | 0 | 0 | 0 | 0
DemandResponse | 0 | 0 | 0 | 0 | 0 | 0
IGCC-CCS | 0 | 0 | 0 | 0 | 0 | 0
WT_off | 0 | 0 | 0 | 0 | 0 | 0
PseudoUnit | 0 | 0 | 0 | 0 | 0 | 0
FixedInterchange | 0 | 0 | 0 | 0 | 0 | 0
Emission Cost by Reporting Type: TVA
ReportingType | 2015 | 2020 | 2025 | 2030 | 2035 | 2040
BM | 0 | 0 | 0 | 0 | 0 | 0
CC | 0 | 0 | 0 | 0 | 0 | 0
CSP | 0 | 0 | 0 | 0 | 0 | 0
CT | 0 | 0 | 0 | 0 | 0 | 0
Coal | 0 | 0 | 0 | 0 | 0 | 0
Geo | 0 | 0 | 0 | 0 | 0 | 0
H | 0 | 0 | 0 | 0 | 0 | 0
LFG | 0 | 0 | 0 | 0 | 0 | 0
Nuc | 0 | 0 | 0 | 0 | 0 | 0
PS | 0 | 0 | 0 | 0 | 0 | 0
PV | 0 | 0 | 0 | 0 | 0 | 0
PeakG | 0 | 0 | 0 | 0 | 0 | 0
PeakO | 0 | 0 | 0 | 0 | 0 | 0
ST | 0 | 0 | 0 | 0 | 0 | 0
STOG | 0 | 0 | 0 | 0 | 0 | 0
STWD | 0 | 0 | 0 | 0 | 0 | 0
WT | 0 | 0 | 0 | 0 | 0 | 0
IGCC | 0 | 0 | 0 | 0 | 0 | 0
DemandResponse | 0 | 0 | 0 | 0 | 0 | 0
IGCC-CCS | 0 | 0 | 0 | 0 | 0 | 0
WT_off | 0 | 0 | 0 | 0 | 0 | 0
PseudoUnit | 0 | 0 | 0 | 0 | 0 | 0
FixedInterchange | 0 | 0 | 0 | 0 | 0 | 0
Emission Cost by Reporting Type: TVA_Transmission
ReportingType | 2015 | 2020 | 2025 | 2030 | 2035 | 2040
BM | 0 | 0 | 0 | 0 | 0 | 0
CC | 0 | 0 | 0 | 0 | 0 | 0
CSP | 0 | 0 | 0 | 0 | 0 | 0
CT | 0 | 0 | 0 | 0 | 0 | 0
Coal | 0 | 0 | 0 | 0 | 0 | 0
Geo | 0 | 0 | 0 | 0 | 0 | 0
H | 0 | 0 | 0 | 0 | 0 | 0
LFG | 0 | 0 | 0 | 0 | 0 | 0
Nuc | 0 | 0 | 0 | 0 | 0 | 0
PS | 0 | 0 | 0 | 0 | 0 | 0
PV | 0 | 0 | 0 | 0 | 0 | 0
PeakG | 0 | 0 | 0 | 0 | 0 | 0
PeakO | 0 | 0 | 0 | 0 | 0 | 0
ST | 0 | 0 | 0 | 0 | 0 | 0
STOG | 0 | 0 | 0 | 0 | 0 | 0
STWD | 0 | 0 | 0 | 0 | 0 | 0
WT | 0 | 0 | 0 | 0 | 0 | 0
IGCC | 0 | 0 | 0 | 0 | 0 | 0
DemandResponse | 0 | 0 | 0 | 0 | 0 | 0
IGCC-CCS | 0 | 0 | 0 | 0 | 0 | 0
WT_off | 0 | 0 | 0 | 0 | 0 | 0
PseudoUnit | 0 | 0 | 0 | 0 | 0 | 0
FixedInterchange | 0 | 0 | 0 | 0 | 0 | 0
Emission Cost by Reporting Type: VACAR
ReportingType | 2015 | 2020 | 2025 | 2030 | 2035 | 2040
BM | 0 | 0 | 0 | 0 | 0 | 0
CC | 0 | 0 | 0 | 0 | 0 | 0
CSP | 0 | 0 | 0 | 0 | 0 | 0
CT | 0 | 0 | 0 | 0 | 0 | 0
Coal | 0 | 0 | 0 | 0 | 0 | 0
Geo | 0 | 0 | 0 | 0 | 0 | 0
H | 0 | 0 | 0 | 0 | 0 | 0
LFG | 0 | 0 | 0 | 0 | 0 | 0
Nuc | 0 | 0 | 0 | 0 | 0 | 0
PS | 0 | 0 | 0 | 0 | 0 | 0
PV | 0 | 0 | 0 | 0 | 0 | 0
PeakG | 0 | 0 | 0 | 0 | 0 | 0
PeakO | 0 | 0 | 0 | 0 | 0 | 0
ST | 0 | 0 | 0 | 0 | 0 | 0
STOG | 0 | 0 | 0 | 0 | 0 | 0
STWD | 0 | 0 | 0 | 0 | 0 | 0
WT | 0 | 0 | 0 | 0 | 0 | 0
IGCC | 0 | 0 | 0 | 0 | 0 | 0
DemandResponse | 0 | 0 | 0 | 0 | 0 | 0
IGCC-CCS | 0 | 0 | 0 | 0 | 0 | 0
WT_off | 0 | 0 | 0 | 0 | 0 | 0
PseudoUnit | 0 | 0 | 0 | 0 | 0 | 0
FixedInterchange | 0 | 0 | 0 | 0 | 0 | 0
Emission Cost by Reporting Type: IESO
ReportingType | 2015 | 2020 | 2025 | 2030 | 2035 | 2040
BM | 0 | 0 | 0 | 0 | 0 | 0
CC | 0 | 0 | 0 | 0 | 0 | 0
CSP | 0 | 0 | 0 | 0 | 0 | 0
CT | 0 | 0 | 0 | 0 | 0 | 0
Coal | 0 | 0 | 0 | 0 | 0 | 0
Geo | 0 | 0 | 0 | 0 | 0 | 0
H | 0 | 0 | 0 | 0 | 0 | 0
LFG | 0 | 0 | 0 | 0 | 0 | 0
Nuc | 0 | 0 | 0 | 0 | 0 | 0
PS | 0 | 0 | 0 | 0 | 0 | 0
PV | 0 | 0 | 0 | 0 | 0 | 0
PeakG | 0 | 0 | 0 | 0 | 0 | 0
PeakO | 0 | 0 | 0 | 0 | 0 | 0
ST | 0 | 0 | 0 | 0 | 0 | 0
STOG | 0 | 0 | 0 | 0 | 0 | 0
STWD | 0 | 0 | 0 | 0 | 0 | 0
WT | 0 | 0 | 0 | 0 | 0 | 0
IGCC | 0 | 0 | 0 | 0 | 0 | 0
DemandResponse | 0 | 0 | 0 | 0 | 0 | 0
IGCC-CCS | 0 | 0 | 0 | 0 | 0 | 0
WT_off | 0 | 0 | 0 | 0 | 0 | 0
PseudoUnit | 0 | 0 | 0 | 0 | 0 | 0
FixedInterchange | 0 | 0 | 0 | 0 | 0 | 0
Emission Cost by Reporting Type: MAPP_CA
ReportingType | 2015 | 2020 | 2025 | 2030 | 2035 | 2040
BM | 0 | 0 | 0 | 0 | 0 | 0
CC | 0 | 0 | 0 | 0 | 0 | 0
CSP | 0 | 0 | 0 | 0 | 0 | 0
CT | 0 | 0 | 0 | 0 | 0 | 0
Coal | 0 | 0 | 0 | 0 | 0 | 0
Geo | 0 | 0 | 0 | 0 | 0 | 0
H | 0 | 0 | 0 | 0 | 0 | 0
LFG | 0 | 0 | 0 | 0 | 0 | 0
Nuc | 0 | 0 | 0 | 0 | 0 | 0
PS | 0 | 0 | 0 | 0 | 0 | 0
PV | 0 | 0 | 0 | 0 | 0 | 0
PeakG | 0 | 0 | 0 | 0 | 0 | 0
PeakO | 0 | 0 | 0 | 0 | 0 | 0
ST | 0 | 0 | 0 | 0 | 0 | 0
STOG | 0 | 0 | 0 | 0 | 0 | 0
STWD | 0 | 0 | 0 | 0 | 0 | 0
WT | 0 | 0 | 0 | 0 | 0 | 0
IGCC | 0 | 0 | 0 | 0 | 0 | 0
DemandResponse | 0 | 0 | 0 | 0 | 0 | 0
IGCC-CCS | 0 | 0 | 0 | 0 | 0 | 0
WT_off | 0 | 0 | 0 | 0 | 0 | 0
PseudoUnit | 0 | 0 | 0 | 0 | 0 | 0
FixedInterchange | 0 | 0 | 0 | 0 | 0 | 0
Emission Cost by Reporting Type: AZ_NM_SNV_Coal
ReportingType | 2015 | 2020 | 2025 | 2030 | 2035 | 2040
BM | 0 | 0 | 0 | 0 | 0 | 0
CC | 0 | 0 | 0 | 0 | 0 | 0
CSP | 0 | 0 | 0 | 0 | 0 | 0
CT | 0 | 0 | 0 | 0 | 0 | 0
Coal | 0 | 0 | 0 | 0 | 0 | 0
Geo | 0 | 0 | 0 | 0 | 0 | 0
H | 0 | 0 | 0 | 0 | 0 | 0
LFG | 0 | 0 | 0 | 0 | 0 | 0
Nuc | 0 | 0 | 0 | 0 | 0 | 0
PS | 0 | 0 | 0 | 0 | 0 | 0
PV | 0 | 0 | 0 | 0 | 0 | 0
PeakG | 0 | 0 | 0 | 0 | 0 | 0
PeakO | 0 | 0 | 0 | 0 | 0 | 0
ST | 0 | 0 | 0 | 0 | 0 | 0
STOG | 0 | 0 | 0 | 0 | 0 | 0
STWD | 0 | 0 | 0 | 0 | 0 | 0
WT | 0 | 0 | 0 | 0 | 0 | 0
IGCC | 0 | 0 | 0 | 0 | 0 | 0
DemandResponse | 0 | 0 | 0 | 0 | 0 | 0
IGCC-CCS | 0 | 0 | 0 | 0 | 0 | 0
WT_off | 0 | 0 | 0 | 0 | 0 | 0
PseudoUnit | 0 | 0 | 0 | 0 | 0 | 0
FixedInterchange | 0 | 0 | 0 | 0 | 0 | 0
Emission Cost by Reporting Type: AZ_NM_SNV_Gas
ReportingType | 2015 | 2020 | 2025 | 2030 | 2035 | 2040
BM | 0 | 0 | 0 | 0 | 0 | 0
CC | 0 | 0 | 0 | 0 | 0 | 0
CSP | 0 | 0 | 0 | 0 | 0 | 0
CT | 0 | 0 | 0 | 0 | 0 | 0
Coal | 0 | 0 | 0 | 0 | 0 | 0
Geo | 0 | 0 | 0 | 0 | 0 | 0
H | 0 | 0 | 0 | 0 | 0 | 0
LFG | 0 | 0 | 0 | 0 | 0 | 0
Nuc | 0 | 0 | 0 | 0 | 0 | 0
PS | 0 | 0 | 0 | 0 | 0 | 0
PV | 0 | 0 | 0 | 0 | 0 | 0
PeakG | 0 | 0 | 0 | 0 | 0 | 0
PeakO | 0 | 0 | 0 | 0 | 0 | 0
ST | 0 | 0 | 0 | 0 | 0 | 0
STOG | 0 | 0 | 0 | 0 | 0 | 0
STWD | 0 | 0 | 0 | 0 | 0 | 0
WT | 0 | 0 | 0 | 0 | 0 | 0
IGCC | 0 | 0 | 0 | 0 | 0 | 0
DemandResponse | 0 | 0 | 0 | 0 | 0 | 0
IGCC-CCS | 0 | 0 | 0 | 0 | 0 | 0
WT_off | 0 | 0 | 0 | 0 | 0 | 0
PseudoUnit | 0 | 0 | 0 | 0 | 0 | 0
FixedInterchange | 0 | 0 | 0 | 0 | 0 | 0
Emission Cost by Reporting Type: AZ_NM_SNV_NucRenew
ReportingType | 2015 | 2020 | 2025 | 2030 | 2035 | 2040
BM | 0 | 0 | 0 | 0 | 0 | 0
CC | 0 | 0 | 0 | 0 | 0 | 0
CSP | 0 | 0 | 0 | 0 | 0 | 0
CT | 0 | 0 | 0 | 0 | 0 | 0
Coal | 0 | 0 | 0 | 0 | 0 | 0
Geo | 0 | 0 | 0 | 0 | 0 | 0
H | 0 | 0 | 0 | 0 | 0 | 0
LFG | 0 | 0 | 0 | 0 | 0 | 0
Nuc | 0 | 0 | 0 | 0 | 0 | 0
PS | 0 | 0 | 0 | 0 | 0 | 0
PV | 0 | 0 | 0 | 0 | 0 | 0
PeakG | 0 | 0 | 0 | 0 | 0 | 0
PeakO | 0 | 0 | 0 | 0 | 0 | 0
ST | 0 | 0 | 0 | 0 | 0 | 0
STOG | 0 | 0 | 0 | 0 | 0 | 0
STWD | 0 | 0 | 0 | 0 | 0 | 0
WT | 0 | 0 | 0 | 0 | 0 | 0
IGCC | 0 | 0 | 0 | 0 | 0 | 0
DemandResponse | 0 | 0 | 0 | 0 | 0 | 0
IGCC-CCS | 0 | 0 | 0 | 0 | 0 | 0
WT_off | 0 | 0 | 0 | 0 | 0 | 0
PseudoUnit | 0 | 0 | 0 | 0 | 0 | 0
FixedInterchange | 0 | 0 | 0 | 0 | 0 | 0
Emission Cost by Reporting Type: ERCOT
ReportingType | 2015 | 2020 | 2025 | 2030 | 2035 | 2040
BM | 0 | 0 | 0 | 0 | 0 | 0
CC | 0 | 0 | 0 | 0 | 0 | 0
CSP | 0 | 0 | 0 | 0 | 0 | 0
CT | 0 | 0 | 0 | 0 | 0 | 0
Coal | 0 | 0 | 0 | 0 | 0 | 0
Geo | 0 | 0 | 0 | 0 | 0 | 0
H | 0 | 0 | 0 | 0 | 0 | 0
LFG | 0 | 0 | 0 | 0 | 0 | 0
Nuc | 0 | 0 | 0 | 0 | 0 | 0
PS | 0 | 0 | 0 | 0 | 0 | 0
PV | 0 | 0 | 0 | 0 | 0 | 0
PeakG | 0 | 0 | 0 | 0 | 0 | 0
PeakO | 0 | 0 | 0 | 0 | 0 | 0
ST | 0 | 0 | 0 | 0 | 0 | 0
STOG | 0 | 0 | 0 | 0 | 0 | 0
STWD | 0 | 0 | 0 | 0 | 0 | 0
WT | 0 | 0 | 0 | 0 | 0 | 0
IGCC | 0 | 0 | 0 | 0 | 0 | 0
DemandResponse | 0 | 0 | 0 | 0 | 0 | 0
IGCC-CCS | 0 | 0 | 0 | 0 | 0 | 0
WT_off | 0 | 0 | 0 | 0 | 0 | 0
PseudoUnit | 0 | 0 | 0 | 0 | 0 | 0
FixedInterchange | 0 | 0 | 0 | 0 | 0 | 0
Emission Cost by Reporting Type: NP15
ReportingType | 2015 | 2020 | 2025 | 2030 | 2035 | 2040
BM | 0 | 0 | 0 | 0 | 0 | 0
CC | 0 | 0 | 0 | 0 | 0 | 0
CSP | 0 | 0 | 0 | 0 | 0 | 0
CT | 0 | 0 | 0 | 0 | 0 | 0
Coal | 0 | 0 | 0 | 0 | 0 | 0
Geo | 0 | 0 | 0 | 0 | 0 | 0
H | 0 | 0 | 0 | 0 | 0 | 0
LFG | 0 | 0 | 0 | 0 | 0 | 0
Nuc | 0 | 0 | 0 | 0 | 0 | 0
PS | 0 | 0 | 0 | 0 | 0 | 0
PV | 0 | 0 | 0 | 0 | 0 | 0
PeakG | 0 | 0 | 0 | 0 | 0 | 0
PeakO | 0 | 0 | 0 | 0 | 0 | 0
ST | 0 | 0 | 0 | 0 | 0 | 0
STOG | 0 | 0 | 0 | 0 | 0 | 0
STWD | 0 | 0 | 0 | 0 | 0 | 0
WT | 0 | 0 | 0 | 0 | 0 | 0
IGCC | 0 | 0 | 0 | 0 | 0 | 0
DemandResponse | 0 | 0 | 0 | 0 | 0 | 0
IGCC-CCS | 0 | 0 | 0 | 0 | 0 | 0
WT_off | 0 | 0 | 0 | 0 | 0 | 0
PseudoUnit | 0 | 0 | 0 | 0 | 0 | 0
FixedInterchange | 0 | 0 | 0 | 0 | 0 | 0
Emission Cost by Reporting Type: NWPP_Coal
ReportingType | 2015 | 2020 | 2025 | 2030 | 2035 | 2040
BM | 0 | 0 | 0 | 0 | 0 | 0
CC | 0 | 0 | 0 | 0 | 0 | 0
CSP | 0 | 0 | 0 | 0 | 0 | 0
CT | 0 | 0 | 0 | 0 | 0 | 0
Coal | 0 | 0 | 0 | 0 | 0 | 0
Geo | 0 | 0 | 0 | 0 | 0 | 0
H | 0 | 0 | 0 | 0 | 0 | 0
LFG | 0 | 0 | 0 | 0 | 0 | 0
Nuc | 0 | 0 | 0 | 0 | 0 | 0
PS | 0 | 0 | 0 | 0 | 0 | 0
PV | 0 | 0 | 0 | 0 | 0 | 0
PeakG | 0 | 0 | 0 | 0 | 0 | 0
PeakO | 0 | 0 | 0 | 0 | 0 | 0
ST | 0 | 0 | 0 | 0 | 0 | 0
STOG | 0 | 0 | 0 | 0 | 0 | 0
STWD | 0 | 0 | 0 | 0 | 0 | 0
WT | 0 | 0 | 0 | 0 | 0 | 0
IGCC | 0 | 0 | 0 | 0 | 0 | 0
DemandResponse | 0 | 0 | 0 | 0 | 0 | 0
IGCC-CCS | 0 | 0 | 0 | 0 | 0 | 0
WT_off | 0 | 0 | 0 | 0 | 0 | 0
PseudoUnit | 0 | 0 | 0 | 0 | 0 | 0
FixedInterchange | 0 | 0 | 0 | 0 | 0 | 0
Emission Cost by Reporting Type: NWPP_Gas
ReportingType | 2015 | 2020 | 2025 | 2030 | 2035 | 2040
BM | 0 | 0 | 0 | 0 | 0 | 0
CC | 0 | 0 | 0 | 0 | 0 | 0
CSP | 0 | 0 | 0 | 0 | 0 | 0
CT | 0 | 0 | 0 | 0 | 0 | 0
Coal | 0 | 0 | 0 | 0 | 0 | 0
Geo | 0 | 0 | 0 | 0 | 0 | 0
H | 0 | 0 | 0 | 0 | 0 | 0
LFG | 0 | 0 | 0 | 0 | 0 | 0
Nuc | 0 | 0 | 0 | 0 | 0 | 0
PS | 0 | 0 | 0 | 0 | 0 | 0
PV | 0 | 0 | 0 | 0 | 0 | 0
PeakG | 0 | 0 | 0 | 0 | 0 | 0
PeakO | 0 | 0 | 0 | 0 | 0 | 0
ST | 0 | 0 | 0 | 0 | 0 | 0
STOG | 0 | 0 | 0 | 0 | 0 | 0
STWD | 0 | 0 | 0 | 0 | 0 | 0
WT | 0 | 0 | 0 | 0 | 0 | 0
IGCC | 0 | 0 | 0 | 0 | 0 | 0
DemandResponse | 0 | 0 | 0 | 0 | 0 | 0
IGCC-CCS | 0 | 0 | 0 | 0 | 0 | 0
WT_off | 0 | 0 | 0 | 0 | 0 | 0
PseudoUnit | 0 | 0 | 0 | 0 | 0 | 0
FixedInterchange | 0 | 0 | 0 | 0 | 0 | 0
Emission Cost by Reporting Type: NWPP_NucRenew
ReportingType | 2015 | 2020 | 2025 | 2030 | 2035 | 2040
BM | 0 | 0 | 0 | 0 | 0 | 0
CC | 0 | 0 | 0 | 0 | 0 | 0
CSP | 0 | 0 | 0 | 0 | 0 | 0
CT | 0 | 0 | 0 | 0 | 0 | 0
Coal | 0 | 0 | 0 | 0 | 0 | 0
Geo | 0 | 0 | 0 | 0 | 0 | 0
H | 0 | 0 | 0 | 0 | 0 | 0
LFG | 0 | 0 | 0 | 0 | 0 | 0
Nuc | 0 | 0 | 0 | 0 | 0 | 0
PS | 0 | 0 | 0 | 0 | 0 | 0
PV | 0 | 0 | 0 | 0 | 0 | 0
PeakG | 0 | 0 | 0 | 0 | 0 | 0
PeakO | 0 | 0 | 0 | 0 | 0 | 0
ST | 0 | 0 | 0 | 0 | 0 | 0
STOG | 0 | 0 | 0 | 0 | 0 | 0
STWD | 0 | 0 | 0 | 0 | 0 | 0
WT | 0 | 0 | 0 | 0 | 0 | 0
IGCC | 0 | 0 | 0 | 0 | 0 | 0
DemandResponse | 0 | 0 | 0 | 0 | 0 | 0
IGCC-CCS | 0 | 0 | 0 | 0 | 0 | 0
WT_off | 0 | 0 | 0 | 0 | 0 | 0
PseudoUnit | 0 | 0 | 0 | 0 | 0 | 0
FixedInterchange | 0 | 0 | 0 | 0 | 0 | 0
Emission Cost by Reporting Type: RMPA
ReportingType | 2015 | 2020 | 2025 | 2030 | 2035 | 2040
BM | 0 | 0 | 0 | 0 | 0 | 0
CC | 0 | 0 | 0 | 0 | 0 | 0
CSP | 0 | 0 | 0 | 0 | 0 | 0
CT | 0 | 0 | 0 | 0 | 0 | 0
Coal | 0 | 0 | 0 | 0 | 0 | 0
Geo | 0 | 0 | 0 | 0 | 0 | 0
H | 0 | 0 | 0 | 0 | 0 | 0
LFG | 0 | 0 | 0 | 0 | 0 | 0
Nuc | 0 | 0 | 0 | 0 | 0 | 0
PS | 0 | 0 | 0 | 0 | 0 | 0
PV | 0 | 0 | 0 | 0 | 0 | 0
PeakG | 0 | 0 | 0 | 0 | 0 | 0
PeakO | 0 | 0 | 0 | 0 | 0 | 0
ST | 0 | 0 | 0 | 0 | 0 | 0
STOG | 0 | 0 | 0 | 0 | 0 | 0
STWD | 0 | 0 | 0 | 0 | 0 | 0
WT | 0 | 0 | 0 | 0 | 0 | 0
IGCC | 0 | 0 | 0 | 0 | 0 | 0
DemandResponse | 0 | 0 | 0 | 0 | 0 | 0
IGCC-CCS | 0 | 0 | 0 | 0 | 0 | 0
WT_off | 0 | 0 | 0 | 0 | 0 | 0
PseudoUnit | 0 | 0 | 0 | 0 | 0 | 0
FixedInterchange | 0 | 0 | 0 | 0 | 0 | 0
Emission Cost by Reporting Type: SP15
ReportingType | 2015 | 2020 | 2025 | 2030 | 2035 | 2040
BM | 0 | 0 | 0 | 0 | 0 | 0
CC | 0 | 0 | 0 | 0 | 0 | 0
CSP | 0 | 0 | 0 | 0 | 0 | 0
CT | 0 | 0 | 0 | 0 | 0 | 0
Coal | 0 | 0 | 0 | 0 | 0 | 0
Geo | 0 | 0 | 0 | 0 | 0 | 0
H | 0 | 0 | 0 | 0 | 0 | 0
LFG | 0 | 0 | 0 | 0 | 0 | 0
Nuc | 0 | 0 | 0 | 0 | 0 | 0
PS | 0 | 0 | 0 | 0 | 0 | 0
PV | 0 | 0 | 0 | 0 | 0 | 0
PeakG | 0 | 0 | 0 | 0 | 0 | 0
PeakO | 0 | 0 | 0 | 0 | 0 | 0
ST | 0 | 0 | 0 | 0 | 0 | 0
STOG | 0 | 0 | 0 | 0 | 0 | 0
STWD | 0 | 0 | 0 | 0 | 0 | 0
WT | 0 | 0 | 0 | 0 | 0 | 0
IGCC | 0 | 0 | 0 | 0 | 0 | 0
DemandResponse | 0 | 0 | 0 | 0 | 0 | 0
IGCC-CCS | 0 | 0 | 0 | 0 | 0 | 0
WT_off | 0 | 0 | 0 | 0 | 0 | 0
PseudoUnit | 0 | 0 | 0 | 0 | 0 | 0
FixedInterchange | 0 | 0 | 0 | 0 | 0 | 0
Emission Cost by Reporting Type: ALB
ReportingType | 2015 | 2020 | 2025 | 2030 | 2035 | 2040
BM | 0 | 0 | 0 | 0 | 0 | 0
CC | 0 | 0 | 0 | 0 | 0 | 0
CSP | 0 | 0 | 0 | 0 | 0 | 0
CT | 0 | 0 | 0 | 0 | 0 | 0
Coal | 0 | 0 | 0 | 0 | 0 | 0
Geo | 0 | 0 | 0 | 0 | 0 | 0
H | 0 | 0 | 0 | 0 | 0 | 0
LFG | 0 | 0 | 0 | 0 | 0 | 0
Nuc | 0 | 0 | 0 | 0 | 0 | 0
PS | 0 | 0 | 0 | 0 | 0 | 0
PV | 0 | 0 | 0 | 0 | 0 | 0
PeakG | 0 | 0 | 0 | 0 | 0 | 0
PeakO | 0 | 0 | 0 | 0 | 0 | 0
ST | 0 | 0 | 0 | 0 | 0 | 0
STOG | 0 | 0 | 0 | 0 | 0 | 0
STWD | 0 | 0 | 0 | 0 | 0 | 0
WT | 0 | 0 | 0 | 0 | 0 | 0
IGCC | 0 | 0 | 0 | 0 | 0 | 0
DemandResponse | 0 | 0 | 0 | 0 | 0 | 0
IGCC-CCS | 0 | 0 | 0 | 0 | 0 | 0
WT_off | 0 | 0 | 0 | 0 | 0 | 0
PseudoUnit | 0 | 0 | 0 | 0 | 0 | 0
FixedInterchange | 0 | 0 | 0 | 0 | 0 | 0
Emission Cost by Reporting Type: BC
ReportingType | 2015 | 2020 | 2025 | 2030 | 2035 | 2040
BM | 0 | 0 | 0 | 0 | 0 | 0
CC | 0 | 0 | 0 | 0 | 0 | 0
CSP | 0 | 0 | 0 | 0 | 0 | 0
CT | 0 | 0 | 0 | 0 | 0 | 0
Coal | 0 | 0 | 0 | 0 | 0 | 0
Geo | 0 | 0 | 0 | 0 | 0 | 0
H | 0 | 0 | 0 | 0 | 0 | 0
LFG | 0 | 0 | 0 | 0 | 0 | 0
Nuc | 0 | 0 | 0 | 0 | 0 | 0
PS | 0 | 0 | 0 | 0 | 0 | 0
PV | 0 | 0 | 0 | 0 | 0 | 0
PeakG | 0 | 0 | 0 | 0 | 0 | 0
PeakO | 0 | 0 | 0 | 0 | 0 | 0
ST | 0 | 0 | 0 | 0 | 0 | 0
STOG | 0 | 0 | 0 | 0 | 0 | 0
STWD | 0 | 0 | 0 | 0 | 0 | 0
WT | 0 | 0 | 0 | 0 | 0 | 0
IGCC | 0 | 0 | 0 | 0 | 0 | 0
DemandResponse | 0 | 0 | 0 | 0 | 0 | 0
IGCC-CCS | 0 | 0 | 0 | 0 | 0 | 0
WT_off | 0 | 0 | 0 | 0 | 0 | 0
PseudoUnit | 0 | 0 | 0 | 0 | 0 | 0
FixedInterchange | 0 | 0 | 0 | 0 | 0 | 0
Emission Cost by Reporting Type: HQ_IESO
ReportingType | 2015 | 2020 | 2025 | 2030 | 2035 | 2040
BM | 0 | 0 | 0 | 0 | 0 | 0
CC | 0 | 0 | 0 | 0 | 0 | 0
CSP | 0 | 0 | 0 | 0 | 0 | 0
CT | 0 | 0 | 0 | 0 | 0 | 0
Coal | 0 | 0 | 0 | 0 | 0 | 0
Geo | 0 | 0 | 0 | 0 | 0 | 0
H | 0 | 0 | 0 | 0 | 0 | 0
LFG | 0 | 0 | 0 | 0 | 0 | 0
Nuc | 0 | 0 | 0 | 0 | 0 | 0
PS | 0 | 0 | 0 | 0 | 0 | 0
PV | 0 | 0 | 0 | 0 | 0 | 0
PeakG | 0 | 0 | 0 | 0 | 0 | 0
PeakO | 0 | 0 | 0 | 0 | 0 | 0
ST | 0 | 0 | 0 | 0 | 0 | 0
STOG | 0 | 0 | 0 | 0 | 0 | 0
STWD | 0 | 0 | 0 | 0 | 0 | 0
WT | 0 | 0 | 0 | 0 | 0 | 0
IGCC | 0 | 0 | 0 | 0 | 0 | 0
DemandResponse | 0 | 0 | 0 | 0 | 0 | 0
IGCC-CCS | 0 | 0 | 0 | 0 | 0 | 0
WT_off | 0 | 0 | 0 | 0 | 0 | 0
PseudoUnit | 0 | 0 | 0 | 0 | 0 | 0
FixedInterchange | 0 | 0 | 0 | 0 | 0 | 0
Emission Cost by Reporting Type: HQ_NEISO
ReportingType | 2015 | 2020 | 2025 | 2030 | 2035 | 2040
BM | 0 | 0 | 0 | 0 | 0 | 0
CC | 0 | 0 | 0 | 0 | 0 | 0
CSP | 0 | 0 | 0 | 0 | 0 | 0
CT | 0 | 0 | 0 | 0 | 0 | 0
Coal | 0 | 0 | 0 | 0 | 0 | 0
Geo | 0 | 0 | 0 | 0 | 0 | 0
H | 0 | 0 | 0 | 0 | 0 | 0
LFG | 0 | 0 | 0 | 0 | 0 | 0
Nuc | 0 | 0 | 0 | 0 | 0 | 0
PS | 0 | 0 | 0 | 0 | 0 | 0
PV | 0 | 0 | 0 | 0 | 0 | 0
PeakG | 0 | 0 | 0 | 0 | 0 | 0
PeakO | 0 | 0 | 0 | 0 | 0 | 0
ST | 0 | 0 | 0 | 0 | 0 | 0
STOG | 0 | 0 | 0 | 0 | 0 | 0
STWD | 0 | 0 | 0 | 0 | 0 | 0
WT | 0 | 0 | 0 | 0 | 0 | 0
IGCC | 0 | 0 | 0 | 0 | 0 | 0
DemandResponse | 0 | 0 | 0 | 0 | 0 | 0
IGCC-CCS | 0 | 0 | 0 | 0 | 0 | 0
WT_off | 0 | 0 | 0 | 0 | 0 | 0
PseudoUnit | 0 | 0 | 0 | 0 | 0 | 0
FixedInterchange | 0 | 0 | 0 | 0 | 0 | 0
Emission Cost by Reporting Type: HQ_NY
ReportingType | 2015 | 2020 | 2025 | 2030 | 2035 | 2040
BM | 0 | 0 | 0 | 0 | 0 | 0
CC | 0 | 0 | 0 | 0 | 0 | 0
CSP | 0 | 0 | 0 | 0 | 0 | 0
CT | 0 | 0 | 0 | 0 | 0 | 0
Coal | 0 | 0 | 0 | 0 | 0 | 0
Geo | 0 | 0 | 0 | 0 | 0 | 0
H | 0 | 0 | 0 | 0 | 0 | 0
LFG | 0 | 0 | 0 | 0 | 0 | 0
Nuc | 0 | 0 | 0 | 0 | 0 | 0
PS | 0 | 0 | 0 | 0 | 0 | 0
PV | 0 | 0 | 0 | 0 | 0 | 0
PeakG | 0 | 0 | 0 | 0 | 0 | 0
PeakO | 0 | 0 | 0 | 0 | 0 | 0
ST | 0 | 0 | 0 | 0 | 0 | 0
STOG | 0 | 0 | 0 | 0 | 0 | 0
STWD | 0 | 0 | 0 | 0 | 0 | 0
WT | 0 | 0 | 0 | 0 | 0 | 0
IGCC | 0 | 0 | 0 | 0 | 0 | 0
DemandResponse | 0 | 0 | 0 | 0 | 0 | 0
IGCC-CCS | 0 | 0 | 0 | 0 | 0 | 0
WT_off | 0 | 0 | 0 | 0 | 0 | 0
PseudoUnit | 0 | 0 | 0 | 0 | 0 | 0
FixedInterchange | 0 | 0 | 0 | 0 | 0 | 0
Emission Cost by Reporting Type: MARITIMES
ReportingType | 2015 | 2020 | 2025 | 2030 | 2035 | 2040
BM | 0 | 0 | 0 | 0 | 0 | 0
CC | 0 | 0 | 0 | 0 | 0 | 0
CSP | 0 | 0 | 0 | 0 | 0 | 0
CT | 0 | 0 | 0 | 0 | 0 | 0
Coal | 0 | 0 | 0 | 0 | 0 | 0
Geo | 0 | 0 | 0 | 0 | 0 | 0
H | 0 | 0 | 0 | 0 | 0 | 0
LFG | 0 | 0 | 0 | 0 | 0 | 0
Nuc | 0 | 0 | 0 | 0 | 0 | 0
PS | 0 | 0 | 0 | 0 | 0 | 0
PV | 0 | 0 | 0 | 0 | 0 | 0
PeakG | 0 | 0 | 0 | 0 | 0 | 0
PeakO | 0 | 0 | 0 | 0 | 0 | 0
ST | 0 | 0 | 0 | 0 | 0 | 0
STOG | 0 | 0 | 0 | 0 | 0 | 0
STWD | 0 | 0 | 0 | 0 | 0 | 0
WT | 0 | 0 | 0 | 0 | 0 | 0
IGCC | 0 | 0 | 0 | 0 | 0 | 0
DemandResponse | 0 | 0 | 0 | 0 | 0 | 0
IGCC-CCS | 0 | 0 | 0 | 0 | 0 | 0
WT_off | 0 | 0 | 0 | 0 | 0 | 0
PseudoUnit | 0 | 0 | 0 | 0 | 0 | 0
FixedInterchange | 0 | 0 | 0 | 0 | 0 | 0
Emission Cost by Reporting Type: All
ReportingType | 2015 | 2020 | 2025 | 2030 | 2035 | 2040
BM | 0 | 0 | 0 | 0 | 0 | 0
CC | 0 | 0 | 0 | 0 | 0 | 0
CSP | 0 | 0 | 0 | 0 | 0 | 0
CT | 0 | 0 | 0 | 0 | 0 | 0
Coal | 0 | 0 | 0 | 0 | 0 | 0
Geo | 0 | 0 | 0 | 0 | 0 | 0
H | 0 | 0 | 0 | 0 | 0 | 0
LFG | 0 | 0 | 0 | 0 | 0 | 0
Nuc | 0 | 0 | 0 | 0 | 0 | 0
PS | 0 | 0 | 0 | 0 | 0 | 0
PV | 0 | 0 | 0 | 0 | 0 | 0
PeakG | 0 | 0 | 0 | 0 | 0 | 0
PeakO | 0 | 0 | 0 | 0 | 0 | 0
ST | 0 | 0 | 0 | 0 | 0 | 0
STOG | 0 | 0 | 0 | 0 | 0 | 0
STWD | 0 | 0 | 0 | 0 | 0 | 0
WT | 0 | 0 | 0 | 0 | 0 | 0
IGCC | 0 | 0 | 0 | 0 | 0 | 0
DemandResponse | 0 | 0 | 0 | 0 | 0 | 0
IGCC-CCS | 0 | 0 | 0 | 0 | 0 | 0
WT_off | 0 | 0 | 0 | 0 | 0 | 0
PseudoUnit | 0 | 0 | 0 | 0 | 0 | 0
FixedInterchange | 0 | 0 | 0 | 0 | 0 | 0
Emission Cost by Reporting Type: EI_US
ReportingType | 2015 | 2020 | 2025 | 2030 | 2035 | 2040
BM | 0 | 0 | 0 | 0 | 0 | 0
CC | 0 | 0 | 0 | 0 | 0 | 0
CSP | 0 | 0 | 0 | 0 | 0 | 0
CT | 0 | 0 | 0 | 0 | 0 | 0
Coal | 0 | 0 | 0 | 0 | 0 | 0
Geo | 0 | 0 | 0 | 0 | 0 | 0
H | 0 | 0 | 0 | 0 | 0 | 0
LFG | 0 | 0 | 0 | 0 | 0 | 0
Nuc | 0 | 0 | 0 | 0 | 0 | 0
PS | 0 | 0 | 0 | 0 | 0 | 0
PV | 0 | 0 | 0 | 0 | 0 | 0
PeakG | 0 | 0 | 0 | 0 | 0 | 0
PeakO | 0 | 0 | 0 | 0 | 0 | 0
ST | 0 | 0 | 0 | 0 | 0 | 0
STOG | 0 | 0 | 0 | 0 | 0 | 0
STWD | 0 | 0 | 0 | 0 | 0 | 0
WT | 0 | 0 | 0 | 0 | 0 | 0
IGCC | 0 | 0 | 0 | 0 | 0 | 0
DemandResponse | 0 | 0 | 0 | 0 | 0 | 0
IGCC-CCS | 0 | 0 | 0 | 0 | 0 | 0
WT_off | 0 | 0 | 0 | 0 | 0 | 0
PseudoUnit | 0 | 0 | 0 | 0 | 0 | 0
FixedInterchange | 0 | 0 | 0 | 0 | 0 | 0
Emission Cost by Reporting Type: EI_Canada
ReportingType | 2015 | 2020 | 2025 | 2030 | 2035 | 2040
BM | 0 | 0 | 0 | 0 | 0 | 0
CC | 0 | 0 | 0 | 0 | 0 | 0
CSP | 0 | 0 | 0 | 0 | 0 | 0
CT | 0 | 0 | 0 | 0 | 0 | 0
Coal | 0 | 0 | 0 | 0 | 0 | 0
Geo | 0 | 0 | 0 | 0 | 0 | 0
H | 0 | 0 | 0 | 0 | 0 | 0
LFG | 0 | 0 | 0 | 0 | 0 | 0
Nuc | 0 | 0 | 0 | 0 | 0 | 0
PS | 0 | 0 | 0 | 0 | 0 | 0
PV | 0 | 0 | 0 | 0 | 0 | 0
PeakG | 0 | 0 | 0 | 0 | 0 | 0
PeakO | 0 | 0 | 0 | 0 | 0 | 0
ST | 0 | 0 | 0 | 0 | 0 | 0
STOG | 0 | 0 | 0 | 0 | 0 | 0
STWD | 0 | 0 | 0 | 0 | 0 | 0
WT | 0 | 0 | 0 | 0 | 0 | 0
IGCC | 0 | 0 | 0 | 0 | 0 | 0
DemandResponse | 0 | 0 | 0 | 0 | 0 | 0
IGCC-CCS | 0 | 0 | 0 | 0 | 0 | 0
WT_off | 0 | 0 | 0 | 0 | 0 | 0
PseudoUnit | 0 | 0 | 0 | 0 | 0 | 0
FixedInterchange | 0 | 0 | 0 | 0 | 0 | 0
Emission Cost by Reporting Type: EI
ReportingType | 2015 | 2020 | 2025 | 2030 | 2035 | 2040
BM | 0 | 0 | 0 | 0 | 0 | 0
CC | 0 | 0 | 0 | 0 | 0 | 0
CSP | 0 | 0 | 0 | 0 | 0 | 0
CT | 0 | 0 | 0 | 0 | 0 | 0
Coal | 0 | 0 | 0 | 0 | 0 | 0
Geo | 0 | 0 | 0 | 0 | 0 | 0
H | 0 | 0 | 0 | 0 | 0 | 0
LFG | 0 | 0 | 0 | 0 | 0 | 0
Nuc | 0 | 0 | 0 | 0 | 0 | 0
PS | 0 | 0 | 0 | 0 | 0 | 0
PV | 0 | 0 | 0 | 0 | 0 | 0
PeakG | 0 | 0 | 0 | 0 | 0 | 0
PeakO | 0 | 0 | 0 | 0 | 0 | 0
ST | 0 | 0 | 0 | 0 | 0 | 0
STOG | 0 | 0 | 0 | 0 | 0 | 0
STWD | 0 | 0 | 0 | 0 | 0 | 0
WT | 0 | 0 | 0 | 0 | 0 | 0
IGCC | 0 | 0 | 0 | 0 | 0 | 0
DemandResponse | 0 | 0 | 0 | 0 | 0 | 0
IGCC-CCS | 0 | 0 | 0 | 0 | 0 | 0
WT_off | 0 | 0 | 0 | 0 | 0 | 0
PseudoUnit | 0 | 0 | 0 | 0 | 0 | 0
FixedInterchange | 0 | 0 | 0 | 0 | 0 | 0
Emission Cost by Reporting Type: Outside_EI
ReportingType | 2015 | 2020 | 2025 | 2030 | 2035 | 2040
BM | 0 | 0 | 0 | 0 | 0 | 0
CC | 0 | 0 | 0 | 0 | 0 | 0
CSP | 0 | 0 | 0 | 0 | 0 | 0
CT | 0 | 0 | 0 | 0 | 0 | 0
Coal | 0 | 0 | 0 | 0 | 0 | 0
Geo | 0 | 0 | 0 | 0 | 0 | 0
H | 0 | 0 | 0 | 0 | 0 | 0
LFG | 0 | 0 | 0 | 0 | 0 | 0
Nuc | 0 | 0 | 0 | 0 | 0 | 0
PS | 0 | 0 | 0 | 0 | 0 | 0
PV | 0 | 0 | 0 | 0 | 0 | 0
PeakG | 0 | 0 | 0 | 0 | 0 | 0
PeakO | 0 | 0 | 0 | 0 | 0 | 0
ST | 0 | 0 | 0 | 0 | 0 | 0
STOG | 0 | 0 | 0 | 0 | 0 | 0
STWD | 0 | 0 | 0 | 0 | 0 | 0
WT | 0 | 0 | 0 | 0 | 0 | 0
IGCC | 0 | 0 | 0 | 0 | 0 | 0
DemandResponse | 0 | 0 | 0 | 0 | 0 | 0
IGCC-CCS | 0 | 0 | 0 | 0 | 0 | 0
WT_off | 0 | 0 | 0 | 0 | 0 | 0
PseudoUnit | 0 | 0 | 0 | 0 | 0 | 0
FixedInterchange | 0 | 0 | 0 | 0 | 0 | 0
==== Emission Program: CAIRNOxAnnual : (NOx) ====
Emission Cost by Reporting Type: Entergy
ReportingType | 2015 | 2020 | 2025 | 2030 | 2035 | 2040
BM | 0 | 0 | 0 | 0 | 0 | 0
CC | 0 | 0 | 0 | 0 | 0 | 0
CSP | 0 | 0 | 0 | 0 | 0 | 0
CT | 0 | 0 | 0 | 0 | 0 | 0
Coal | 0 | 0 | 0 | 0 | 0 | 0
Geo | 0 | 0 | 0 | 0 | 0 | 0
H | 0 | 0 | 0 | 0 | 0 | 0
LFG | 0 | 0 | 0 | 0 | 0 | 0
Nuc | 0 | 0 | 0 | 0 | 0 | 0
PS | 0 | 0 | 0 | 0 | 0 | 0
PV | 0 | 0 | 0 | 0 | 0 | 0
PeakG | 0 | 0 | 0 | 0 | 0 | 0
PeakO | 0 | 0 | 0 | 0 | 0 | 0
ST | 0 | 0 | 0 | 0 | 0 | 0
STOG | 0 | 0 | 0 | 0 | 0 | 0
STWD | 0 | 0 | 0 | 0 | 0 | 0
WT | 0 | 0 | 0 | 0 | 0 | 0
IGCC | 0 | 0 | 0 | 0 | 0 | 0
DemandResponse | 0 | 0 | 0 | 0 | 0 | 0
IGCC-CCS | 0 | 0 | 0 | 0 | 0 | 0
WT_off | 0 | 0 | 0 | 0 | 0 | 0
PseudoUnit | 0 | 0 | 0 | 0 | 0 | 0
FixedInterchange | 0 | 0 | 0 | 0 | 0 | 0
Emission Cost by Reporting Type: FRCC
ReportingType | 2015 | 2020 | 2025 | 2030 | 2035 | 2040
BM | 0 | 0 | 0 | 0 | 0 | 0
CC | 0 | 0 | 0 | 0 | 0 | 0
CSP | 0 | 0 | 0 | 0 | 0 | 0
CT | 0 | 0 | 0 | 0 | 0 | 0
Coal | 0 | 0 | 0 | 0 | 0 | 0
Geo | 0 | 0 | 0 | 0 | 0 | 0
H | 0 | 0 | 0 | 0 | 0 | 0
LFG | 0 | 0 | 0 | 0 | 0 | 0
Nuc | 0 | 0 | 0 | 0 | 0 | 0
PS | 0 | 0 | 0 | 0 | 0 | 0
PV | 0 | 0 | 0 | 0 | 0 | 0
PeakG | 0 | 0 | 0 | 0 | 0 | 0
PeakO | 0 | 0 | 0 | 0 | 0 | 0
ST | 0 | 0 | 0 | 0 | 0 | 0
STOG | 0 | 0 | 0 | 0 | 0 | 0
STWD | 0 | 0 | 0 | 0 | 0 | 0
WT | 0 | 0 | 0 | 0 | 0 | 0
IGCC | 0 | 0 | 0 | 0 | 0 | 0
DemandResponse | 0 | 0 | 0 | 0 | 0 | 0
IGCC-CCS | 0 | 0 | 0 | 0 | 0 | 0
WT_off | 0 | 0 | 0 | 0 | 0 | 0
PseudoUnit | 0 | 0 | 0 | 0 | 0 | 0
FixedInterchange | 0 | 0 | 0 | 0 | 0 | 0
Emission Cost by Reporting Type: MAPP_US
ReportingType | 2015 | 2020 | 2025 | 2030 | 2035 | 2040
BM | 0 | 0 | 0 | 0 | 0 | 0
CC | 0 | 0 | 0 | 0 | 0 | 0
CSP | 0 | 0 | 0 | 0 | 0 | 0
CT | 0 | 0 | 0 | 0 | 0 | 0
Coal | 0 | 0 | 0 | 0 | 0 | 0
Geo | 0 | 0 | 0 | 0 | 0 | 0
H | 0 | 0 | 0 | 0 | 0 | 0
LFG | 0 | 0 | 0 | 0 | 0 | 0
Nuc | 0 | 0 | 0 | 0 | 0 | 0
PS | 0 | 0 | 0 | 0 | 0 | 0
PV | 0 | 0 | 0 | 0 | 0 | 0
PeakG | 0 | 0 | 0 | 0 | 0 | 0
PeakO | 0 | 0 | 0 | 0 | 0 | 0
ST | 0 | 0 | 0 | 0 | 0 | 0
STOG | 0 | 0 | 0 | 0 | 0 | 0
STWD | 0 | 0 | 0 | 0 | 0 | 0
WT | 0 | 0 | 0 | 0 | 0 | 0
IGCC | 0 | 0 | 0 | 0 | 0 | 0
DemandResponse | 0 | 0 | 0 | 0 | 0 | 0
IGCC-CCS | 0 | 0 | 0 | 0 | 0 | 0
WT_off | 0 | 0 | 0 | 0 | 0 | 0
PseudoUnit | 0 | 0 | 0 | 0 | 0 | 0
FixedInterchange | 0 | 0 | 0 | 0 | 0 | 0
Emission Cost by Reporting Type: MISO_IN
ReportingType | 2015 | 2020 | 2025 | 2030 | 2035 | 2040
BM | 0 | 0 | 0 | 0 | 0 | 0
CC | 0 | 0 | 0 | 0 | 0 | 0
CSP | 0 | 0 | 0 | 0 | 0 | 0
CT | 0 | 0 | 0 | 0 | 0 | 0
Coal | 0 | 0 | 0 | 0 | 0 | 0
Geo | 0 | 0 | 0 | 0 | 0 | 0
H | 0 | 0 | 0 | 0 | 0 | 0
LFG | 0 | 0 | 0 | 0 | 0 | 0
Nuc | 0 | 0 | 0 | 0 | 0 | 0
PS | 0 | 0 | 0 | 0 | 0 | 0
PV | 0 | 0 | 0 | 0 | 0 | 0
PeakG | 0 | 0 | 0 | 0 | 0 | 0
PeakO | 0 | 0 | 0 | 0 | 0 | 0
ST | 0 | 0 | 0 | 0 | 0 | 0
STOG | 0 | 0 | 0 | 0 | 0 | 0
STWD | 0 | 0 | 0 | 0 | 0 | 0
WT | 0 | 0 | 0 | 0 | 0 | 0
IGCC | 0 | 0 | 0 | 0 | 0 | 0
DemandResponse | 0 | 0 | 0 | 0 | 0 | 0
IGCC-CCS | 0 | 0 | 0 | 0 | 0 | 0
WT_off | 0 | 0 | 0 | 0 | 0 | 0
PseudoUnit | 0 | 0 | 0 | 0 | 0 | 0
FixedInterchange | 0 | 0 | 0 | 0 | 0 | 0
Emission Cost by Reporting Type: MISO_MI
ReportingType | 2015 | 2020 | 2025 | 2030 | 2035 | 2040
BM | 0 | 0 | 0 | 0 | 0 | 0
CC | 0 | 0 | 0 | 0 | 0 | 0
CSP | 0 | 0 | 0 | 0 | 0 | 0
CT | 0 | 0 | 0 | 0 | 0 | 0
Coal | 0 | 0 | 0 | 0 | 0 | 0
Geo | 0 | 0 | 0 | 0 | 0 | 0
H | 0 | 0 | 0 | 0 | 0 | 0
LFG | 0 | 0 | 0 | 0 | 0 | 0
Nuc | 0 | 0 | 0 | 0 | 0 | 0
PS | 0 | 0 | 0 | 0 | 0 | 0
PV | 0 | 0 | 0 | 0 | 0 | 0
PeakG | 0 | 0 | 0 | 0 | 0 | 0
PeakO | 0 | 0 | 0 | 0 | 0 | 0
ST | 0 | 0 | 0 | 0 | 0 | 0
STOG | 0 | 0 | 0 | 0 | 0 | 0
STWD | 0 | 0 | 0 | 0 | 0 | 0
WT | 0 | 0 | 0 | 0 | 0 | 0
IGCC | 0 | 0 | 0 | 0 | 0 | 0
DemandResponse | 0 | 0 | 0 | 0 | 0 | 0
IGCC-CCS | 0 | 0 | 0 | 0 | 0 | 0
WT_off | 0 | 0 | 0 | 0 | 0 | 0
PseudoUnit | 0 | 0 | 0 | 0 | 0 | 0
FixedInterchange | 0 | 0 | 0 | 0 | 0 | 0
Emission Cost by Reporting Type: MISO_MO-IL
ReportingType | 2015 | 2020 | 2025 | 2030 | 2035 | 2040
BM | 0 | 0 | 0 | 0 | 0 | 0
CC | 0 | 0 | 0 | 0 | 0 | 0
CSP | 0 | 0 | 0 | 0 | 0 | 0
CT | 0 | 0 | 0 | 0 | 0 | 0
Coal | 0 | 0 | 0 | 0 | 0 | 0
Geo | 0 | 0 | 0 | 0 | 0 | 0
H | 0 | 0 | 0 | 0 | 0 | 0
LFG | 0 | 0 | 0 | 0 | 0 | 0
Nuc | 0 | 0 | 0 | 0 | 0 | 0
PS | 0 | 0 | 0 | 0 | 0 | 0
PV | 0 | 0 | 0 | 0 | 0 | 0
PeakG | 0 | 0 | 0 | 0 | 0 | 0
PeakO | 0 | 0 | 0 | 0 | 0 | 0
ST | 0 | 0 | 0 | 0 | 0 | 0
STOG | 0 | 0 | 0 | 0 | 0 | 0
STWD | 0 | 0 | 0 | 0 | 0 | 0
WT | 0 | 0 | 0 | 0 | 0 | 0
IGCC | 0 | 0 | 0 | 0 | 0 | 0
DemandResponse | 0 | 0 | 0 | 0 | 0 | 0
IGCC-CCS | 0 | 0 | 0 | 0 | 0 | 0
WT_off | 0 | 0 | 0 | 0 | 0 | 0
PseudoUnit | 0 | 0 | 0 | 0 | 0 | 0
FixedInterchange | 0 | 0 | 0 | 0 | 0 | 0
Emission Cost by Reporting Type: MISO_W
ReportingType | 2015 | 2020 | 2025 | 2030 | 2035 | 2040
BM | 0 | 0 | 0 | 0 | 0 | 0
CC | 0 | 0 | 0 | 0 | 0 | 0
CSP | 0 | 0 | 0 | 0 | 0 | 0
CT | 0 | 0 | 0 | 0 | 0 | 0
Coal | 0 | 0 | 0 | 0 | 0 | 0
Geo | 0 | 0 | 0 | 0 | 0 | 0
H | 0 | 0 | 0 | 0 | 0 | 0
LFG | 0 | 0 | 0 | 0 | 0 | 0
Nuc | 0 | 0 | 0 | 0 | 0 | 0
PS | 0 | 0 | 0 | 0 | 0 | 0
PV | 0 | 0 | 0 | 0 | 0 | 0
PeakG | 0 | 0 | 0 | 0 | 0 | 0
PeakO | 0 | 0 | 0 | 0 | 0 | 0
ST | 0 | 0 | 0 | 0 | 0 | 0
STOG | 0 | 0 | 0 | 0 | 0 | 0
STWD | 0 | 0 | 0 | 0 | 0 | 0
WT | 0 | 0 | 0 | 0 | 0 | 0
IGCC | 0 | 0 | 0 | 0 | 0 | 0
DemandResponse | 0 | 0 | 0 | 0 | 0 | 0
IGCC-CCS | 0 | 0 | 0 | 0 | 0 | 0
WT_off | 0 | 0 | 0 | 0 | 0 | 0
PseudoUnit | 0 | 0 | 0 | 0 | 0 | 0
FixedInterchange | 0 | 0 | 0 | 0 | 0 | 0
Emission Cost by Reporting Type: MISO_WUMS
ReportingType | 2015 | 2020 | 2025 | 2030 | 2035 | 2040
BM | 0 | 0 | 0 | 0 | 0 | 0
CC | 0 | 0 | 0 | 0 | 0 | 0
CSP | 0 | 0 | 0 | 0 | 0 | 0
CT | 0 | 0 | 0 | 0 | 0 | 0
Coal | 0 | 0 | 0 | 0 | 0 | 0
Geo | 0 | 0 | 0 | 0 | 0 | 0
H | 0 | 0 | 0 | 0 | 0 | 0
LFG | 0 | 0 | 0 | 0 | 0 | 0
Nuc | 0 | 0 | 0 | 0 | 0 | 0
PS | 0 | 0 | 0 | 0 | 0 | 0
PV | 0 | 0 | 0 | 0 | 0 | 0
PeakG | 0 | 0 | 0 | 0 | 0 | 0
PeakO | 0 | 0 | 0 | 0 | 0 | 0
ST | 0 | 0 | 0 | 0 | 0 | 0
STOG | 0 | 0 | 0 | 0 | 0 | 0
STWD | 0 | 0 | 0 | 0 | 0 | 0
WT | 0 | 0 | 0 | 0 | 0 | 0
IGCC | 0 | 0 | 0 | 0 | 0 | 0
DemandResponse | 0 | 0 | 0 | 0 | 0 | 0
IGCC-CCS | 0 | 0 | 0 | 0 | 0 | 0
WT_off | 0 | 0 | 0 | 0 | 0 | 0
PseudoUnit | 0 | 0 | 0 | 0 | 0 | 0
FixedInterchange | 0 | 0 | 0 | 0 | 0 | 0
Emission Cost by Reporting Type: Nebraska
ReportingType | 2015 | 2020 | 2025 | 2030 | 2035 | 2040
BM | 0 | 0 | 0 | 0 | 0 | 0
CC | 0 | 0 | 0 | 0 | 0 | 0
CSP | 0 | 0 | 0 | 0 | 0 | 0
CT | 0 | 0 | 0 | 0 | 0 | 0
Coal | 0 | 0 | 0 | 0 | 0 | 0
Geo | 0 | 0 | 0 | 0 | 0 | 0
H | 0 | 0 | 0 | 0 | 0 | 0
LFG | 0 | 0 | 0 | 0 | 0 | 0
Nuc | 0 | 0 | 0 | 0 | 0 | 0
PS | 0 | 0 | 0 | 0 | 0 | 0
PV | 0 | 0 | 0 | 0 | 0 | 0
PeakG | 0 | 0 | 0 | 0 | 0 | 0
PeakO | 0 | 0 | 0 | 0 | 0 | 0
ST | 0 | 0 | 0 | 0 | 0 | 0
STOG | 0 | 0 | 0 | 0 | 0 | 0
STWD | 0 | 0 | 0 | 0 | 0 | 0
WT | 0 | 0 | 0 | 0 | 0 | 0
IGCC | 0 | 0 | 0 | 0 | 0 | 0
DemandResponse | 0 | 0 | 0 | 0 | 0 | 0
IGCC-CCS | 0 | 0 | 0 | 0 | 0 | 0
WT_off | 0 | 0 | 0 | 0 | 0 | 0
PseudoUnit | 0 | 0 | 0 | 0 | 0 | 0
FixedInterchange | 0 | 0 | 0 | 0 | 0 | 0
Emission Cost by Reporting Type: NEISO
ReportingType | 2015 | 2020 | 2025 | 2030 | 2035 | 2040
BM | 0 | 0 | 0 | 0 | 0 | 0
CC | 0 | 0 | 0 | 0 | 0 | 0
CSP | 0 | 0 | 0 | 0 | 0 | 0
CT | 0 | 0 | 0 | 0 | 0 | 0
Coal | 0 | 0 | 0 | 0 | 0 | 0
Geo | 0 | 0 | 0 | 0 | 0 | 0
H | 0 | 0 | 0 | 0 | 0 | 0
LFG | 0 | 0 | 0 | 0 | 0 | 0
Nuc | 0 | 0 | 0 | 0 | 0 | 0
PS | 0 | 0 | 0 | 0 | 0 | 0
PV | 0 | 0 | 0 | 0 | 0 | 0
PeakG | 0 | 0 | 0 | 0 | 0 | 0
PeakO | 0 | 0 | 0 | 0 | 0 | 0
ST | 0 | 0 | 0 | 0 | 0 | 0
STOG | 0 | 0 | 0 | 0 | 0 | 0
STWD | 0 | 0 | 0 | 0 | 0 | 0
WT | 0 | 0 | 0 | 0 | 0 | 0
IGCC | 0 | 0 | 0 | 0 | 0 | 0
DemandResponse | 0 | 0 | 0 | 0 | 0 | 0
IGCC-CCS | 0 | 0 | 0 | 0 | 0 | 0
WT_off | 0 | 0 | 0 | 0 | 0 | 0
PseudoUnit | 0 | 0 | 0 | 0 | 0 | 0
FixedInterchange | 0 | 0 | 0 | 0 | 0 | 0
Emission Cost by Reporting Type: NonRTO_Midwest
ReportingType | 2015 | 2020 | 2025 | 2030 | 2035 | 2040
BM | 0 | 0 | 0 | 0 | 0 | 0
CC | 0 | 0 | 0 | 0 | 0 | 0
CSP | 0 | 0 | 0 | 0 | 0 | 0
CT | 0 | 0 | 0 | 0 | 0 | 0
Coal | 0 | 0 | 0 | 0 | 0 | 0
Geo | 0 | 0 | 0 | 0 | 0 | 0
H | 0 | 0 | 0 | 0 | 0 | 0
LFG | 0 | 0 | 0 | 0 | 0 | 0
Nuc | 0 | 0 | 0 | 0 | 0 | 0
PS | 0 | 0 | 0 | 0 | 0 | 0
PV | 0 | 0 | 0 | 0 | 0 | 0
PeakG | 0 | 0 | 0 | 0 | 0 | 0
PeakO | 0 | 0 | 0 | 0 | 0 | 0
ST | 0 | 0 | 0 | 0 | 0 | 0
STOG | 0 | 0 | 0 | 0 | 0 | 0
STWD | 0 | 0 | 0 | 0 | 0 | 0
WT | 0 | 0 | 0 | 0 | 0 | 0
IGCC | 0 | 0 | 0 | 0 | 0 | 0
DemandResponse | 0 | 0 | 0 | 0 | 0 | 0
IGCC-CCS | 0 | 0 | 0 | 0 | 0 | 0
WT_off | 0 | 0 | 0 | 0 | 0 | 0
PseudoUnit | 0 | 0 | 0 | 0 | 0 | 0
FixedInterchange | 0 | 0 | 0 | 0 | 0 | 0
Emission Cost by Reporting Type: NYISO_A-F
ReportingType | 2015 | 2020 | 2025 | 2030 | 2035 | 2040
BM | 0 | 0 | 0 | 0 | 0 | 0
CC | 0 | 0 | 0 | 0 | 0 | 0
CSP | 0 | 0 | 0 | 0 | 0 | 0
CT | 0 | 0 | 0 | 0 | 0 | 0
Coal | 0 | 0 | 0 | 0 | 0 | 0
Geo | 0 | 0 | 0 | 0 | 0 | 0
H | 0 | 0 | 0 | 0 | 0 | 0
LFG | 0 | 0 | 0 | 0 | 0 | 0
Nuc | 0 | 0 | 0 | 0 | 0 | 0
PS | 0 | 0 | 0 | 0 | 0 | 0
PV | 0 | 0 | 0 | 0 | 0 | 0
PeakG | 0 | 0 | 0 | 0 | 0 | 0
PeakO | 0 | 0 | 0 | 0 | 0 | 0
ST | 0 | 0 | 0 | 0 | 0 | 0
STOG | 0 | 0 | 0 | 0 | 0 | 0
STWD | 0 | 0 | 0 | 0 | 0 | 0
WT | 0 | 0 | 0 | 0 | 0 | 0
IGCC | 0 | 0 | 0 | 0 | 0 | 0
DemandResponse | 0 | 0 | 0 | 0 | 0 | 0
IGCC-CCS | 0 | 0 | 0 | 0 | 0 | 0
WT_off | 0 | 0 | 0 | 0 | 0 | 0
PseudoUnit | 0 | 0 | 0 | 0 | 0 | 0
FixedInterchange | 0 | 0 | 0 | 0 | 0 | 0
Emission Cost by Reporting Type: NYISO_G-I
ReportingType | 2015 | 2020 | 2025 | 2030 | 2035 | 2040
BM | 0 | 0 | 0 | 0 | 0 | 0
CC | 0 | 0 | 0 | 0 | 0 | 0
CSP | 0 | 0 | 0 | 0 | 0 | 0
CT | 0 | 0 | 0 | 0 | 0 | 0
Coal | 0 | 0 | 0 | 0 | 0 | 0
Geo | 0 | 0 | 0 | 0 | 0 | 0
H | 0 | 0 | 0 | 0 | 0 | 0
LFG | 0 | 0 | 0 | 0 | 0 | 0
Nuc | 0 | 0 | 0 | 0 | 0 | 0
PS | 0 | 0 | 0 | 0 | 0 | 0
PV | 0 | 0 | 0 | 0 | 0 | 0
PeakG | 0 | 0 | 0 | 0 | 0 | 0
PeakO | 0 | 0 | 0 | 0 | 0 | 0
ST | 0 | 0 | 0 | 0 | 0 | 0
STOG | 0 | 0 | 0 | 0 | 0 | 0
STWD | 0 | 0 | 0 | 0 | 0 | 0
WT | 0 | 0 | 0 | 0 | 0 | 0
IGCC | 0 | 0 | 0 | 0 | 0 | 0
DemandResponse | 0 | 0 | 0 | 0 | 0 | 0
IGCC-CCS | 0 | 0 | 0 | 0 | 0 | 0
WT_off | 0 | 0 | 0 | 0 | 0 | 0
PseudoUnit | 0 | 0 | 0 | 0 | 0 | 0
FixedInterchange | 0 | 0 | 0 | 0 | 0 | 0
Emission Cost by Reporting Type: NYISO_J-K
ReportingType | 2015 | 2020 | 2025 | 2030 | 2035 | 2040
BM | 0 | 0 | 0 | 0 | 0 | 0
CC | 0 | 0 | 0 | 0 | 0 | 0
CSP | 0 | 0 | 0 | 0 | 0 | 0
CT | 0 | 0 | 0 | 0 | 0 | 0
Coal | 0 | 0 | 0 | 0 | 0 | 0
Geo | 0 | 0 | 0 | 0 | 0 | 0
H | 0 | 0 | 0 | 0 | 0 | 0
LFG | 0 | 0 | 0 | 0 | 0 | 0
Nuc | 0 | 0 | 0 | 0 | 0 | 0
PS | 0 | 0 | 0 | 0 | 0 | 0
PV | 0 | 0 | 0 | 0 | 0 | 0
PeakG | 0 | 0 | 0 | 0 | 0 | 0
PeakO | 0 | 0 | 0 | 0 | 0 | 0
ST | 0 | 0 | 0 | 0 | 0 | 0
STOG | 0 | 0 | 0 | 0 | 0 | 0
STWD | 0 | 0 | 0 | 0 | 0 | 0
WT | 0 | 0 | 0 | 0 | 0 | 0
IGCC | 0 | 0 | 0 | 0 | 0 | 0
DemandResponse | 0 | 0 | 0 | 0 | 0 | 0
IGCC-CCS | 0 | 0 | 0 | 0 | 0 | 0
WT_off | 0 | 0 | 0 | 0 | 0 | 0
PseudoUnit | 0 | 0 | 0 | 0 | 0 | 0
FixedInterchange | 0 | 0 | 0 | 0 | 0 | 0
Emission Cost by Reporting Type: PJM_E
ReportingType | 2015 | 2020 | 2025 | 2030 | 2035 | 2040
BM | 0 | 0 | 0 | 0 | 0 | 0
CC | 0 | 0 | 0 | 0 | 0 | 0
CSP | 0 | 0 | 0 | 0 | 0 | 0
CT | 0 | 0 | 0 | 0 | 0 | 0
Coal | 0 | 0 | 0 | 0 | 0 | 0
Geo | 0 | 0 | 0 | 0 | 0 | 0
H | 0 | 0 | 0 | 0 | 0 | 0
LFG | 0 | 0 | 0 | 0 | 0 | 0
Nuc | 0 | 0 | 0 | 0 | 0 | 0
PS | 0 | 0 | 0 | 0 | 0 | 0
PV | 0 | 0 | 0 | 0 | 0 | 0
PeakG | 0 | 0 | 0 | 0 | 0 | 0
PeakO | 0 | 0 | 0 | 0 | 0 | 0
ST | 0 | 0 | 0 | 0 | 0 | 0
STOG | 0 | 0 | 0 | 0 | 0 | 0
STWD | 0 | 0 | 0 | 0 | 0 | 0
WT | 0 | 0 | 0 | 0 | 0 | 0
IGCC | 0 | 0 | 0 | 0 | 0 | 0
DemandResponse | 0 | 0 | 0 | 0 | 0 | 0
IGCC-CCS | 0 | 0 | 0 | 0 | 0 | 0
WT_off | 0 | 0 | 0 | 0 | 0 | 0
PseudoUnit | 0 | 0 | 0 | 0 | 0 | 0
FixedInterchange | 0 | 0 | 0 | 0 | 0 | 0
Emission Cost by Reporting Type: PJM_ROM
ReportingType | 2015 | 2020 | 2025 | 2030 | 2035 | 2040
BM | 0 | 0 | 0 | 0 | 0 | 0
CC | 0 | 0 | 0 | 0 | 0 | 0
CSP | 0 | 0 | 0 | 0 | 0 | 0
CT | 0 | 0 | 0 | 0 | 0 | 0
Coal | 0 | 0 | 0 | 0 | 0 | 0
Geo | 0 | 0 | 0 | 0 | 0 | 0
H | 0 | 0 | 0 | 0 | 0 | 0
LFG | 0 | 0 | 0 | 0 | 0 | 0
Nuc | 0 | 0 | 0 | 0 | 0 | 0
PS | 0 | 0 | 0 | 0 | 0 | 0
PV | 0 | 0 | 0 | 0 | 0 | 0
PeakG | 0 | 0 | 0 | 0 | 0 | 0
PeakO | 0 | 0 | 0 | 0 | 0 | 0
ST | 0 | 0 | 0 | 0 | 0 | 0
STOG | 0 | 0 | 0 | 0 | 0 | 0
STWD | 0 | 0 | 0 | 0 | 0 | 0
WT | 0 | 0 | 0 | 0 | 0 | 0
IGCC | 0 | 0 | 0 | 0 | 0 | 0
DemandResponse | 0 | 0 | 0 | 0 | 0 | 0
IGCC-CCS | 0 | 0 | 0 | 0 | 0 | 0
WT_off | 0 | 0 | 0 | 0 | 0 | 0
PseudoUnit | 0 | 0 | 0 | 0 | 0 | 0
FixedInterchange | 0 | 0 | 0 | 0 | 0 | 0
Emission Cost by Reporting Type: PJM_ROR
ReportingType | 2015 | 2020 | 2025 | 2030 | 2035 | 2040
BM | 0 | 0 | 0 | 0 | 0 | 0
CC | 0 | 0 | 0 | 0 | 0 | 0
CSP | 0 | 0 | 0 | 0 | 0 | 0
CT | 0 | 0 | 0 | 0 | 0 | 0
Coal | 0 | 0 | 0 | 0 | 0 | 0
Geo | 0 | 0 | 0 | 0 | 0 | 0
H | 0 | 0 | 0 | 0 | 0 | 0
LFG | 0 | 0 | 0 | 0 | 0 | 0
Nuc | 0 | 0 | 0 | 0 | 0 | 0
PS | 0 | 0 | 0 | 0 | 0 | 0
PV | 0 | 0 | 0 | 0 | 0 | 0
PeakG | 0 | 0 | 0 | 0 | 0 | 0
PeakO | 0 | 0 | 0 | 0 | 0 | 0
ST | 0 | 0 | 0 | 0 | 0 | 0
STOG | 0 | 0 | 0 | 0 | 0 | 0
STWD | 0 | 0 | 0 | 0 | 0 | 0
WT | 0 | 0 | 0 | 0 | 0 | 0
IGCC | 0 | 0 | 0 | 0 | 0 | 0
DemandResponse | 0 | 0 | 0 | 0 | 0 | 0
IGCC-CCS | 0 | 0 | 0 | 0 | 0 | 0
WT_off | 0 | 0 | 0 | 0 | 0 | 0
PseudoUnit | 0 | 0 | 0 | 0 | 0 | 0
FixedInterchange | 0 | 0 | 0 | 0 | 0 | 0
Emission Cost by Reporting Type: SOCO
ReportingType | 2015 | 2020 | 2025 | 2030 | 2035 | 2040
BM | 0 | 0 | 0 | 0 | 0 | 0
CC | 0 | 0 | 0 | 0 | 0 | 0
CSP | 0 | 0 | 0 | 0 | 0 | 0
CT | 0 | 0 | 0 | 0 | 0 | 0
Coal | 0 | 0 | 0 | 0 | 0 | 0
Geo | 0 | 0 | 0 | 0 | 0 | 0
H | 0 | 0 | 0 | 0 | 0 | 0
LFG | 0 | 0 | 0 | 0 | 0 | 0
Nuc | 0 | 0 | 0 | 0 | 0 | 0
PS | 0 | 0 | 0 | 0 | 0 | 0
PV | 0 | 0 | 0 | 0 | 0 | 0
PeakG | 0 | 0 | 0 | 0 | 0 | 0
PeakO | 0 | 0 | 0 | 0 | 0 | 0
ST | 0 | 0 | 0 | 0 | 0 | 0
STOG | 0 | 0 | 0 | 0 | 0 | 0
STWD | 0 | 0 | 0 | 0 | 0 | 0
WT | 0 | 0 | 0 | 0 | 0 | 0
IGCC | 0 | 0 | 0 | 0 | 0 | 0
DemandResponse | 0 | 0 | 0 | 0 | 0 | 0
IGCC-CCS | 0 | 0 | 0 | 0 | 0 | 0
WT_off | 0 | 0 | 0 | 0 | 0 | 0
PseudoUnit | 0 | 0 | 0 | 0 | 0 | 0
FixedInterchange | 0 | 0 | 0 | 0 | 0 | 0
Emission Cost by Reporting Type: SPP_N
ReportingType | 2015 | 2020 | 2025 | 2030 | 2035 | 2040
BM | 0 | 0 | 0 | 0 | 0 | 0
CC | 0 | 0 | 0 | 0 | 0 | 0
CSP | 0 | 0 | 0 | 0 | 0 | 0
CT | 0 | 0 | 0 | 0 | 0 | 0
Coal | 0 | 0 | 0 | 0 | 0 | 0
Geo | 0 | 0 | 0 | 0 | 0 | 0
H | 0 | 0 | 0 | 0 | 0 | 0
LFG | 0 | 0 | 0 | 0 | 0 | 0
Nuc | 0 | 0 | 0 | 0 | 0 | 0
PS | 0 | 0 | 0 | 0 | 0 | 0
PV | 0 | 0 | 0 | 0 | 0 | 0
PeakG | 0 | 0 | 0 | 0 | 0 | 0
PeakO | 0 | 0 | 0 | 0 | 0 | 0
ST | 0 | 0 | 0 | 0 | 0 | 0
STOG | 0 | 0 | 0 | 0 | 0 | 0
STWD | 0 | 0 | 0 | 0 | 0 | 0
WT | 0 | 0 | 0 | 0 | 0 | 0
IGCC | 0 | 0 | 0 | 0 | 0 | 0
DemandResponse | 0 | 0 | 0 | 0 | 0 | 0
IGCC-CCS | 0 | 0 | 0 | 0 | 0 | 0
WT_off | 0 | 0 | 0 | 0 | 0 | 0
PseudoUnit | 0 | 0 | 0 | 0 | 0 | 0
FixedInterchange | 0 | 0 | 0 | 0 | 0 | 0
Emission Cost by Reporting Type: SPP_S
ReportingType | 2015 | 2020 | 2025 | 2030 | 2035 | 2040
BM | 0 | 0 | 0 | 0 | 0 | 0
CC | 0 | 0 | 0 | 0 | 0 | 0
CSP | 0 | 0 | 0 | 0 | 0 | 0
CT | 0 | 0 | 0 | 0 | 0 | 0
Coal | 0 | 0 | 0 | 0 | 0 | 0
Geo | 0 | 0 | 0 | 0 | 0 | 0
H | 0 | 0 | 0 | 0 | 0 | 0
LFG | 0 | 0 | 0 | 0 | 0 | 0
Nuc | 0 | 0 | 0 | 0 | 0 | 0
PS | 0 | 0 | 0 | 0 | 0 | 0
PV | 0 | 0 | 0 | 0 | 0 | 0
PeakG | 0 | 0 | 0 | 0 | 0 | 0
PeakO | 0 | 0 | 0 | 0 | 0 | 0
ST | 0 | 0 | 0 | 0 | 0 | 0
STOG | 0 | 0 | 0 | 0 | 0 | 0
STWD | 0 | 0 | 0 | 0 | 0 | 0
WT | 0 | 0 | 0 | 0 | 0 | 0
IGCC | 0 | 0 | 0 | 0 | 0 | 0
DemandResponse | 0 | 0 | 0 | 0 | 0 | 0
IGCC-CCS | 0 | 0 | 0 | 0 | 0 | 0
WT_off | 0 | 0 | 0 | 0 | 0 | 0
PseudoUnit | 0 | 0 | 0 | 0 | 0 | 0
FixedInterchange | 0 | 0 | 0 | 0 | 0 | 0
Emission Cost by Reporting Type: TVA
ReportingType | 2015 | 2020 | 2025 | 2030 | 2035 | 2040
BM | 0 | 0 | 0 | 0 | 0 | 0
CC | 0 | 0 | 0 | 0 | 0 | 0
CSP | 0 | 0 | 0 | 0 | 0 | 0
CT | 0 | 0 | 0 | 0 | 0 | 0
Coal | 0 | 0 | 0 | 0 | 0 | 0
Geo | 0 | 0 | 0 | 0 | 0 | 0
H | 0 | 0 | 0 | 0 | 0 | 0
LFG | 0 | 0 | 0 | 0 | 0 | 0
Nuc | 0 | 0 | 0 | 0 | 0 | 0
PS | 0 | 0 | 0 | 0 | 0 | 0
PV | 0 | 0 | 0 | 0 | 0 | 0
PeakG | 0 | 0 | 0 | 0 | 0 | 0
PeakO | 0 | 0 | 0 | 0 | 0 | 0
ST | 0 | 0 | 0 | 0 | 0 | 0
STOG | 0 | 0 | 0 | 0 | 0 | 0
STWD | 0 | 0 | 0 | 0 | 0 | 0
WT | 0 | 0 | 0 | 0 | 0 | 0
IGCC | 0 | 0 | 0 | 0 | 0 | 0
DemandResponse | 0 | 0 | 0 | 0 | 0 | 0
IGCC-CCS | 0 | 0 | 0 | 0 | 0 | 0
WT_off | 0 | 0 | 0 | 0 | 0 | 0
PseudoUnit | 0 | 0 | 0 | 0 | 0 | 0
FixedInterchange | 0 | 0 | 0 | 0 | 0 | 0
Emission Cost by Reporting Type: TVA_Transmission
ReportingType | 2015 | 2020 | 2025 | 2030 | 2035 | 2040
BM | 0 | 0 | 0 | 0 | 0 | 0
CC | 0 | 0 | 0 | 0 | 0 | 0
CSP | 0 | 0 | 0 | 0 | 0 | 0
CT | 0 | 0 | 0 | 0 | 0 | 0
Coal | 0 | 0 | 0 | 0 | 0 | 0
Geo | 0 | 0 | 0 | 0 | 0 | 0
H | 0 | 0 | 0 | 0 | 0 | 0
LFG | 0 | 0 | 0 | 0 | 0 | 0
Nuc | 0 | 0 | 0 | 0 | 0 | 0
PS | 0 | 0 | 0 | 0 | 0 | 0
PV | 0 | 0 | 0 | 0 | 0 | 0
PeakG | 0 | 0 | 0 | 0 | 0 | 0
PeakO | 0 | 0 | 0 | 0 | 0 | 0
ST | 0 | 0 | 0 | 0 | 0 | 0
STOG | 0 | 0 | 0 | 0 | 0 | 0
STWD | 0 | 0 | 0 | 0 | 0 | 0
WT | 0 | 0 | 0 | 0 | 0 | 0
IGCC | 0 | 0 | 0 | 0 | 0 | 0
DemandResponse | 0 | 0 | 0 | 0 | 0 | 0
IGCC-CCS | 0 | 0 | 0 | 0 | 0 | 0
WT_off | 0 | 0 | 0 | 0 | 0 | 0
PseudoUnit | 0 | 0 | 0 | 0 | 0 | 0
FixedInterchange | 0 | 0 | 0 | 0 | 0 | 0
Emission Cost by Reporting Type: VACAR
ReportingType | 2015 | 2020 | 2025 | 2030 | 2035 | 2040
BM | 0 | 0 | 0 | 0 | 0 | 0
CC | 0 | 0 | 0 | 0 | 0 | 0
CSP | 0 | 0 | 0 | 0 | 0 | 0
CT | 0 | 0 | 0 | 0 | 0 | 0
Coal | 0 | 0 | 0 | 0 | 0 | 0
Geo | 0 | 0 | 0 | 0 | 0 | 0
H | 0 | 0 | 0 | 0 | 0 | 0
LFG | 0 | 0 | 0 | 0 | 0 | 0
Nuc | 0 | 0 | 0 | 0 | 0 | 0
PS | 0 | 0 | 0 | 0 | 0 | 0
PV | 0 | 0 | 0 | 0 | 0 | 0
PeakG | 0 | 0 | 0 | 0 | 0 | 0
PeakO | 0 | 0 | 0 | 0 | 0 | 0
ST | 0 | 0 | 0 | 0 | 0 | 0
STOG | 0 | 0 | 0 | 0 | 0 | 0
STWD | 0 | 0 | 0 | 0 | 0 | 0
WT | 0 | 0 | 0 | 0 | 0 | 0
IGCC | 0 | 0 | 0 | 0 | 0 | 0
DemandResponse | 0 | 0 | 0 | 0 | 0 | 0
IGCC-CCS | 0 | 0 | 0 | 0 | 0 | 0
WT_off | 0 | 0 | 0 | 0 | 0 | 0
PseudoUnit | 0 | 0 | 0 | 0 | 0 | 0
FixedInterchange | 0 | 0 | 0 | 0 | 0 | 0
Emission Cost by Reporting Type: IESO
ReportingType | 2015 | 2020 | 2025 | 2030 | 2035 | 2040
BM | 0 | 0 | 0 | 0 | 0 | 0
CC | 0 | 0 | 0 | 0 | 0 | 0
CSP | 0 | 0 | 0 | 0 | 0 | 0
CT | 0 | 0 | 0 | 0 | 0 | 0
Coal | 0 | 0 | 0 | 0 | 0 | 0
Geo | 0 | 0 | 0 | 0 | 0 | 0
H | 0 | 0 | 0 | 0 | 0 | 0
LFG | 0 | 0 | 0 | 0 | 0 | 0
Nuc | 0 | 0 | 0 | 0 | 0 | 0
PS | 0 | 0 | 0 | 0 | 0 | 0
PV | 0 | 0 | 0 | 0 | 0 | 0
PeakG | 0 | 0 | 0 | 0 | 0 | 0
PeakO | 0 | 0 | 0 | 0 | 0 | 0
ST | 0 | 0 | 0 | 0 | 0 | 0
STOG | 0 | 0 | 0 | 0 | 0 | 0
STWD | 0 | 0 | 0 | 0 | 0 | 0
WT | 0 | 0 | 0 | 0 | 0 | 0
IGCC | 0 | 0 | 0 | 0 | 0 | 0
DemandResponse | 0 | 0 | 0 | 0 | 0 | 0
IGCC-CCS | 0 | 0 | 0 | 0 | 0 | 0
WT_off | 0 | 0 | 0 | 0 | 0 | 0
PseudoUnit | 0 | 0 | 0 | 0 | 0 | 0
FixedInterchange | 0 | 0 | 0 | 0 | 0 | 0
Emission Cost by Reporting Type: MAPP_CA
ReportingType | 2015 | 2020 | 2025 | 2030 | 2035 | 2040
BM | 0 | 0 | 0 | 0 | 0 | 0
CC | 0 | 0 | 0 | 0 | 0 | 0
CSP | 0 | 0 | 0 | 0 | 0 | 0
CT | 0 | 0 | 0 | 0 | 0 | 0
Coal | 0 | 0 | 0 | 0 | 0 | 0
Geo | 0 | 0 | 0 | 0 | 0 | 0
H | 0 | 0 | 0 | 0 | 0 | 0
LFG | 0 | 0 | 0 | 0 | 0 | 0
Nuc | 0 | 0 | 0 | 0 | 0 | 0
PS | 0 | 0 | 0 | 0 | 0 | 0
PV | 0 | 0 | 0 | 0 | 0 | 0
PeakG | 0 | 0 | 0 | 0 | 0 | 0
PeakO | 0 | 0 | 0 | 0 | 0 | 0
ST | 0 | 0 | 0 | 0 | 0 | 0
STOG | 0 | 0 | 0 | 0 | 0 | 0
STWD | 0 | 0 | 0 | 0 | 0 | 0
WT | 0 | 0 | 0 | 0 | 0 | 0
IGCC | 0 | 0 | 0 | 0 | 0 | 0
DemandResponse | 0 | 0 | 0 | 0 | 0 | 0
IGCC-CCS | 0 | 0 | 0 | 0 | 0 | 0
WT_off | 0 | 0 | 0 | 0 | 0 | 0
PseudoUnit | 0 | 0 | 0 | 0 | 0 | 0
FixedInterchange | 0 | 0 | 0 | 0 | 0 | 0
Emission Cost by Reporting Type: AZ_NM_SNV_Coal
ReportingType | 2015 | 2020 | 2025 | 2030 | 2035 | 2040
BM | 0 | 0 | 0 | 0 | 0 | 0
CC | 0 | 0 | 0 | 0 | 0 | 0
CSP | 0 | 0 | 0 | 0 | 0 | 0
CT | 0 | 0 | 0 | 0 | 0 | 0
Coal | 0 | 0 | 0 | 0 | 0 | 0
Geo | 0 | 0 | 0 | 0 | 0 | 0
H | 0 | 0 | 0 | 0 | 0 | 0
LFG | 0 | 0 | 0 | 0 | 0 | 0
Nuc | 0 | 0 | 0 | 0 | 0 | 0
PS | 0 | 0 | 0 | 0 | 0 | 0
PV | 0 | 0 | 0 | 0 | 0 | 0
PeakG | 0 | 0 | 0 | 0 | 0 | 0
PeakO | 0 | 0 | 0 | 0 | 0 | 0
ST | 0 | 0 | 0 | 0 | 0 | 0
STOG | 0 | 0 | 0 | 0 | 0 | 0
STWD | 0 | 0 | 0 | 0 | 0 | 0
WT | 0 | 0 | 0 | 0 | 0 | 0
IGCC | 0 | 0 | 0 | 0 | 0 | 0
DemandResponse | 0 | 0 | 0 | 0 | 0 | 0
IGCC-CCS | 0 | 0 | 0 | 0 | 0 | 0
WT_off | 0 | 0 | 0 | 0 | 0 | 0
PseudoUnit | 0 | 0 | 0 | 0 | 0 | 0
FixedInterchange | 0 | 0 | 0 | 0 | 0 | 0
Emission Cost by Reporting Type: AZ_NM_SNV_Gas
ReportingType | 2015 | 2020 | 2025 | 2030 | 2035 | 2040
BM | 0 | 0 | 0 | 0 | 0 | 0
CC | 0 | 0 | 0 | 0 | 0 | 0
CSP | 0 | 0 | 0 | 0 | 0 | 0
CT | 0 | 0 | 0 | 0 | 0 | 0
Coal | 0 | 0 | 0 | 0 | 0 | 0
Geo | 0 | 0 | 0 | 0 | 0 | 0
H | 0 | 0 | 0 | 0 | 0 | 0
LFG | 0 | 0 | 0 | 0 | 0 | 0
Nuc | 0 | 0 | 0 | 0 | 0 | 0
PS | 0 | 0 | 0 | 0 | 0 | 0
PV | 0 | 0 | 0 | 0 | 0 | 0
PeakG | 0 | 0 | 0 | 0 | 0 | 0
PeakO | 0 | 0 | 0 | 0 | 0 | 0
ST | 0 | 0 | 0 | 0 | 0 | 0
STOG | 0 | 0 | 0 | 0 | 0 | 0
STWD | 0 | 0 | 0 | 0 | 0 | 0
WT | 0 | 0 | 0 | 0 | 0 | 0
IGCC | 0 | 0 | 0 | 0 | 0 | 0
DemandResponse | 0 | 0 | 0 | 0 | 0 | 0
IGCC-CCS | 0 | 0 | 0 | 0 | 0 | 0
WT_off | 0 | 0 | 0 | 0 | 0 | 0
PseudoUnit | 0 | 0 | 0 | 0 | 0 | 0
FixedInterchange | 0 | 0 | 0 | 0 | 0 | 0
Emission Cost by Reporting Type: AZ_NM_SNV_NucRenew
ReportingType | 2015 | 2020 | 2025 | 2030 | 2035 | 2040
BM | 0 | 0 | 0 | 0 | 0 | 0
CC | 0 | 0 | 0 | 0 | 0 | 0
CSP | 0 | 0 | 0 | 0 | 0 | 0
CT | 0 | 0 | 0 | 0 | 0 | 0
Coal | 0 | 0 | 0 | 0 | 0 | 0
Geo | 0 | 0 | 0 | 0 | 0 | 0
H | 0 | 0 | 0 | 0 | 0 | 0
LFG | 0 | 0 | 0 | 0 | 0 | 0
Nuc | 0 | 0 | 0 | 0 | 0 | 0
PS | 0 | 0 | 0 | 0 | 0 | 0
PV | 0 | 0 | 0 | 0 | 0 | 0
PeakG | 0 | 0 | 0 | 0 | 0 | 0
PeakO | 0 | 0 | 0 | 0 | 0 | 0
ST | 0 | 0 | 0 | 0 | 0 | 0
STOG | 0 | 0 | 0 | 0 | 0 | 0
STWD | 0 | 0 | 0 | 0 | 0 | 0
WT | 0 | 0 | 0 | 0 | 0 | 0
IGCC | 0 | 0 | 0 | 0 | 0 | 0
DemandResponse | 0 | 0 | 0 | 0 | 0 | 0
IGCC-CCS | 0 | 0 | 0 | 0 | 0 | 0
WT_off | 0 | 0 | 0 | 0 | 0 | 0
PseudoUnit | 0 | 0 | 0 | 0 | 0 | 0
FixedInterchange | 0 | 0 | 0 | 0 | 0 | 0
Emission Cost by Reporting Type: ERCOT
ReportingType | 2015 | 2020 | 2025 | 2030 | 2035 | 2040
BM | 0 | 0 | 0 | 0 | 0 | 0
CC | 0 | 0 | 0 | 0 | 0 | 0
CSP | 0 | 0 | 0 | 0 | 0 | 0
CT | 0 | 0 | 0 | 0 | 0 | 0
Coal | 0 | 0 | 0 | 0 | 0 | 0
Geo | 0 | 0 | 0 | 0 | 0 | 0
H | 0 | 0 | 0 | 0 | 0 | 0
LFG | 0 | 0 | 0 | 0 | 0 | 0
Nuc | 0 | 0 | 0 | 0 | 0 | 0
PS | 0 | 0 | 0 | 0 | 0 | 0
PV | 0 | 0 | 0 | 0 | 0 | 0
PeakG | 0 | 0 | 0 | 0 | 0 | 0
PeakO | 0 | 0 | 0 | 0 | 0 | 0
ST | 0 | 0 | 0 | 0 | 0 | 0
STOG | 0 | 0 | 0 | 0 | 0 | 0
STWD | 0 | 0 | 0 | 0 | 0 | 0
WT | 0 | 0 | 0 | 0 | 0 | 0
IGCC | 0 | 0 | 0 | 0 | 0 | 0
DemandResponse | 0 | 0 | 0 | 0 | 0 | 0
IGCC-CCS | 0 | 0 | 0 | 0 | 0 | 0
WT_off | 0 | 0 | 0 | 0 | 0 | 0
PseudoUnit | 0 | 0 | 0 | 0 | 0 | 0
FixedInterchange | 0 | 0 | 0 | 0 | 0 | 0
Emission Cost by Reporting Type: NP15
ReportingType | 2015 | 2020 | 2025 | 2030 | 2035 | 2040
BM | 0 | 0 | 0 | 0 | 0 | 0
CC | 0 | 0 | 0 | 0 | 0 | 0
CSP | 0 | 0 | 0 | 0 | 0 | 0
CT | 0 | 0 | 0 | 0 | 0 | 0
Coal | 0 | 0 | 0 | 0 | 0 | 0
Geo | 0 | 0 | 0 | 0 | 0 | 0
H | 0 | 0 | 0 | 0 | 0 | 0
LFG | 0 | 0 | 0 | 0 | 0 | 0
Nuc | 0 | 0 | 0 | 0 | 0 | 0
PS | 0 | 0 | 0 | 0 | 0 | 0
PV | 0 | 0 | 0 | 0 | 0 | 0
PeakG | 0 | 0 | 0 | 0 | 0 | 0
PeakO | 0 | 0 | 0 | 0 | 0 | 0
ST | 0 | 0 | 0 | 0 | 0 | 0
STOG | 0 | 0 | 0 | 0 | 0 | 0
STWD | 0 | 0 | 0 | 0 | 0 | 0
WT | 0 | 0 | 0 | 0 | 0 | 0
IGCC | 0 | 0 | 0 | 0 | 0 | 0
DemandResponse | 0 | 0 | 0 | 0 | 0 | 0
IGCC-CCS | 0 | 0 | 0 | 0 | 0 | 0
WT_off | 0 | 0 | 0 | 0 | 0 | 0
PseudoUnit | 0 | 0 | 0 | 0 | 0 | 0
FixedInterchange | 0 | 0 | 0 | 0 | 0 | 0
Emission Cost by Reporting Type: NWPP_Coal
ReportingType | 2015 | 2020 | 2025 | 2030 | 2035 | 2040
BM | 0 | 0 | 0 | 0 | 0 | 0
CC | 0 | 0 | 0 | 0 | 0 | 0
CSP | 0 | 0 | 0 | 0 | 0 | 0
CT | 0 | 0 | 0 | 0 | 0 | 0
Coal | 0 | 0 | 0 | 0 | 0 | 0
Geo | 0 | 0 | 0 | 0 | 0 | 0
H | 0 | 0 | 0 | 0 | 0 | 0
LFG | 0 | 0 | 0 | 0 | 0 | 0
Nuc | 0 | 0 | 0 | 0 | 0 | 0
PS | 0 | 0 | 0 | 0 | 0 | 0
PV | 0 | 0 | 0 | 0 | 0 | 0
PeakG | 0 | 0 | 0 | 0 | 0 | 0
PeakO | 0 | 0 | 0 | 0 | 0 | 0
ST | 0 | 0 | 0 | 0 | 0 | 0
STOG | 0 | 0 | 0 | 0 | 0 | 0
STWD | 0 | 0 | 0 | 0 | 0 | 0
WT | 0 | 0 | 0 | 0 | 0 | 0
IGCC | 0 | 0 | 0 | 0 | 0 | 0
DemandResponse | 0 | 0 | 0 | 0 | 0 | 0
IGCC-CCS | 0 | 0 | 0 | 0 | 0 | 0
WT_off | 0 | 0 | 0 | 0 | 0 | 0
PseudoUnit | 0 | 0 | 0 | 0 | 0 | 0
FixedInterchange | 0 | 0 | 0 | 0 | 0 | 0
Emission Cost by Reporting Type: NWPP_Gas
ReportingType | 2015 | 2020 | 2025 | 2030 | 2035 | 2040
BM | 0 | 0 | 0 | 0 | 0 | 0
CC | 0 | 0 | 0 | 0 | 0 | 0
CSP | 0 | 0 | 0 | 0 | 0 | 0
CT | 0 | 0 | 0 | 0 | 0 | 0
Coal | 0 | 0 | 0 | 0 | 0 | 0
Geo | 0 | 0 | 0 | 0 | 0 | 0
H | 0 | 0 | 0 | 0 | 0 | 0
LFG | 0 | 0 | 0 | 0 | 0 | 0
Nuc | 0 | 0 | 0 | 0 | 0 | 0
PS | 0 | 0 | 0 | 0 | 0 | 0
PV | 0 | 0 | 0 | 0 | 0 | 0
PeakG | 0 | 0 | 0 | 0 | 0 | 0
PeakO | 0 | 0 | 0 | 0 | 0 | 0
ST | 0 | 0 | 0 | 0 | 0 | 0
STOG | 0 | 0 | 0 | 0 | 0 | 0
STWD | 0 | 0 | 0 | 0 | 0 | 0
WT | 0 | 0 | 0 | 0 | 0 | 0
IGCC | 0 | 0 | 0 | 0 | 0 | 0
DemandResponse | 0 | 0 | 0 | 0 | 0 | 0
IGCC-CCS | 0 | 0 | 0 | 0 | 0 | 0
WT_off | 0 | 0 | 0 | 0 | 0 | 0
PseudoUnit | 0 | 0 | 0 | 0 | 0 | 0
FixedInterchange | 0 | 0 | 0 | 0 | 0 | 0
Emission Cost by Reporting Type: NWPP_NucRenew
ReportingType | 2015 | 2020 | 2025 | 2030 | 2035 | 2040
BM | 0 | 0 | 0 | 0 | 0 | 0
CC | 0 | 0 | 0 | 0 | 0 | 0
CSP | 0 | 0 | 0 | 0 | 0 | 0
CT | 0 | 0 | 0 | 0 | 0 | 0
Coal | 0 | 0 | 0 | 0 | 0 | 0
Geo | 0 | 0 | 0 | 0 | 0 | 0
H | 0 | 0 | 0 | 0 | 0 | 0
LFG | 0 | 0 | 0 | 0 | 0 | 0
Nuc | 0 | 0 | 0 | 0 | 0 | 0
PS | 0 | 0 | 0 | 0 | 0 | 0
PV | 0 | 0 | 0 | 0 | 0 | 0
PeakG | 0 | 0 | 0 | 0 | 0 | 0
PeakO | 0 | 0 | 0 | 0 | 0 | 0
ST | 0 | 0 | 0 | 0 | 0 | 0
STOG | 0 | 0 | 0 | 0 | 0 | 0
STWD | 0 | 0 | 0 | 0 | 0 | 0
WT | 0 | 0 | 0 | 0 | 0 | 0
IGCC | 0 | 0 | 0 | 0 | 0 | 0
DemandResponse | 0 | 0 | 0 | 0 | 0 | 0
IGCC-CCS | 0 | 0 | 0 | 0 | 0 | 0
WT_off | 0 | 0 | 0 | 0 | 0 | 0
PseudoUnit | 0 | 0 | 0 | 0 | 0 | 0
FixedInterchange | 0 | 0 | 0 | 0 | 0 | 0
Emission Cost by Reporting Type: RMPA
ReportingType | 2015 | 2020 | 2025 | 2030 | 2035 | 2040
BM | 0 | 0 | 0 | 0 | 0 | 0
CC | 0 | 0 | 0 | 0 | 0 | 0
CSP | 0 | 0 | 0 | 0 | 0 | 0
CT | 0 | 0 | 0 | 0 | 0 | 0
Coal | 0 | 0 | 0 | 0 | 0 | 0
Geo | 0 | 0 | 0 | 0 | 0 | 0
H | 0 | 0 | 0 | 0 | 0 | 0
LFG | 0 | 0 | 0 | 0 | 0 | 0
Nuc | 0 | 0 | 0 | 0 | 0 | 0
PS | 0 | 0 | 0 | 0 | 0 | 0
PV | 0 | 0 | 0 | 0 | 0 | 0
PeakG | 0 | 0 | 0 | 0 | 0 | 0
PeakO | 0 | 0 | 0 | 0 | 0 | 0
ST | 0 | 0 | 0 | 0 | 0 | 0
STOG | 0 | 0 | 0 | 0 | 0 | 0
STWD | 0 | 0 | 0 | 0 | 0 | 0
WT | 0 | 0 | 0 | 0 | 0 | 0
IGCC | 0 | 0 | 0 | 0 | 0 | 0
DemandResponse | 0 | 0 | 0 | 0 | 0 | 0
IGCC-CCS | 0 | 0 | 0 | 0 | 0 | 0
WT_off | 0 | 0 | 0 | 0 | 0 | 0
PseudoUnit | 0 | 0 | 0 | 0 | 0 | 0
FixedInterchange | 0 | 0 | 0 | 0 | 0 | 0
Emission Cost by Reporting Type: SP15
ReportingType | 2015 | 2020 | 2025 | 2030 | 2035 | 2040
BM | 0 | 0 | 0 | 0 | 0 | 0
CC | 0 | 0 | 0 | 0 | 0 | 0
CSP | 0 | 0 | 0 | 0 | 0 | 0
CT | 0 | 0 | 0 | 0 | 0 | 0
Coal | 0 | 0 | 0 | 0 | 0 | 0
Geo | 0 | 0 | 0 | 0 | 0 | 0
H | 0 | 0 | 0 | 0 | 0 | 0
LFG | 0 | 0 | 0 | 0 | 0 | 0
Nuc | 0 | 0 | 0 | 0 | 0 | 0
PS | 0 | 0 | 0 | 0 | 0 | 0
PV | 0 | 0 | 0 | 0 | 0 | 0
PeakG | 0 | 0 | 0 | 0 | 0 | 0
PeakO | 0 | 0 | 0 | 0 | 0 | 0
ST | 0 | 0 | 0 | 0 | 0 | 0
STOG | 0 | 0 | 0 | 0 | 0 | 0
STWD | 0 | 0 | 0 | 0 | 0 | 0
WT | 0 | 0 | 0 | 0 | 0 | 0
IGCC | 0 | 0 | 0 | 0 | 0 | 0
DemandResponse | 0 | 0 | 0 | 0 | 0 | 0
IGCC-CCS | 0 | 0 | 0 | 0 | 0 | 0
WT_off | 0 | 0 | 0 | 0 | 0 | 0
PseudoUnit | 0 | 0 | 0 | 0 | 0 | 0
FixedInterchange | 0 | 0 | 0 | 0 | 0 | 0
Emission Cost by Reporting Type: ALB
ReportingType | 2015 | 2020 | 2025 | 2030 | 2035 | 2040
BM | 0 | 0 | 0 | 0 | 0 | 0
CC | 0 | 0 | 0 | 0 | 0 | 0
CSP | 0 | 0 | 0 | 0 | 0 | 0
CT | 0 | 0 | 0 | 0 | 0 | 0
Coal | 0 | 0 | 0 | 0 | 0 | 0
Geo | 0 | 0 | 0 | 0 | 0 | 0
H | 0 | 0 | 0 | 0 | 0 | 0
LFG | 0 | 0 | 0 | 0 | 0 | 0
Nuc | 0 | 0 | 0 | 0 | 0 | 0
PS | 0 | 0 | 0 | 0 | 0 | 0
PV | 0 | 0 | 0 | 0 | 0 | 0
PeakG | 0 | 0 | 0 | 0 | 0 | 0
PeakO | 0 | 0 | 0 | 0 | 0 | 0
ST | 0 | 0 | 0 | 0 | 0 | 0
STOG | 0 | 0 | 0 | 0 | 0 | 0
STWD | 0 | 0 | 0 | 0 | 0 | 0
WT | 0 | 0 | 0 | 0 | 0 | 0
IGCC | 0 | 0 | 0 | 0 | 0 | 0
DemandResponse | 0 | 0 | 0 | 0 | 0 | 0
IGCC-CCS | 0 | 0 | 0 | 0 | 0 | 0
WT_off | 0 | 0 | 0 | 0 | 0 | 0
PseudoUnit | 0 | 0 | 0 | 0 | 0 | 0
FixedInterchange | 0 | 0 | 0 | 0 | 0 | 0
Emission Cost by Reporting Type: BC
ReportingType | 2015 | 2020 | 2025 | 2030 | 2035 | 2040
BM | 0 | 0 | 0 | 0 | 0 | 0
CC | 0 | 0 | 0 | 0 | 0 | 0
CSP | 0 | 0 | 0 | 0 | 0 | 0
CT | 0 | 0 | 0 | 0 | 0 | 0
Coal | 0 | 0 | 0 | 0 | 0 | 0
Geo | 0 | 0 | 0 | 0 | 0 | 0
H | 0 | 0 | 0 | 0 | 0 | 0
LFG | 0 | 0 | 0 | 0 | 0 | 0
Nuc | 0 | 0 | 0 | 0 | 0 | 0
PS | 0 | 0 | 0 | 0 | 0 | 0
PV | 0 | 0 | 0 | 0 | 0 | 0
PeakG | 0 | 0 | 0 | 0 | 0 | 0
PeakO | 0 | 0 | 0 | 0 | 0 | 0
ST | 0 | 0 | 0 | 0 | 0 | 0
STOG | 0 | 0 | 0 | 0 | 0 | 0
STWD | 0 | 0 | 0 | 0 | 0 | 0
WT | 0 | 0 | 0 | 0 | 0 | 0
IGCC | 0 | 0 | 0 | 0 | 0 | 0
DemandResponse | 0 | 0 | 0 | 0 | 0 | 0
IGCC-CCS | 0 | 0 | 0 | 0 | 0 | 0
WT_off | 0 | 0 | 0 | 0 | 0 | 0
PseudoUnit | 0 | 0 | 0 | 0 | 0 | 0
FixedInterchange | 0 | 0 | 0 | 0 | 0 | 0
Emission Cost by Reporting Type: HQ_IESO
ReportingType | 2015 | 2020 | 2025 | 2030 | 2035 | 2040
BM | 0 | 0 | 0 | 0 | 0 | 0
CC | 0 | 0 | 0 | 0 | 0 | 0
CSP | 0 | 0 | 0 | 0 | 0 | 0
CT | 0 | 0 | 0 | 0 | 0 | 0
Coal | 0 | 0 | 0 | 0 | 0 | 0
Geo | 0 | 0 | 0 | 0 | 0 | 0
H | 0 | 0 | 0 | 0 | 0 | 0
LFG | 0 | 0 | 0 | 0 | 0 | 0
Nuc | 0 | 0 | 0 | 0 | 0 | 0
PS | 0 | 0 | 0 | 0 | 0 | 0
PV | 0 | 0 | 0 | 0 | 0 | 0
PeakG | 0 | 0 | 0 | 0 | 0 | 0
PeakO | 0 | 0 | 0 | 0 | 0 | 0
ST | 0 | 0 | 0 | 0 | 0 | 0
STOG | 0 | 0 | 0 | 0 | 0 | 0
STWD | 0 | 0 | 0 | 0 | 0 | 0
WT | 0 | 0 | 0 | 0 | 0 | 0
IGCC | 0 | 0 | 0 | 0 | 0 | 0
DemandResponse | 0 | 0 | 0 | 0 | 0 | 0
IGCC-CCS | 0 | 0 | 0 | 0 | 0 | 0
WT_off | 0 | 0 | 0 | 0 | 0 | 0
PseudoUnit | 0 | 0 | 0 | 0 | 0 | 0
FixedInterchange | 0 | 0 | 0 | 0 | 0 | 0
Emission Cost by Reporting Type: HQ_NEISO
ReportingType | 2015 | 2020 | 2025 | 2030 | 2035 | 2040
BM | 0 | 0 | 0 | 0 | 0 | 0
CC | 0 | 0 | 0 | 0 | 0 | 0
CSP | 0 | 0 | 0 | 0 | 0 | 0
CT | 0 | 0 | 0 | 0 | 0 | 0
Coal | 0 | 0 | 0 | 0 | 0 | 0
Geo | 0 | 0 | 0 | 0 | 0 | 0
H | 0 | 0 | 0 | 0 | 0 | 0
LFG | 0 | 0 | 0 | 0 | 0 | 0
Nuc | 0 | 0 | 0 | 0 | 0 | 0
PS | 0 | 0 | 0 | 0 | 0 | 0
PV | 0 | 0 | 0 | 0 | 0 | 0
PeakG | 0 | 0 | 0 | 0 | 0 | 0
PeakO | 0 | 0 | 0 | 0 | 0 | 0
ST | 0 | 0 | 0 | 0 | 0 | 0
STOG | 0 | 0 | 0 | 0 | 0 | 0
STWD | 0 | 0 | 0 | 0 | 0 | 0
WT | 0 | 0 | 0 | 0 | 0 | 0
IGCC | 0 | 0 | 0 | 0 | 0 | 0
DemandResponse | 0 | 0 | 0 | 0 | 0 | 0
IGCC-CCS | 0 | 0 | 0 | 0 | 0 | 0
WT_off | 0 | 0 | 0 | 0 | 0 | 0
PseudoUnit | 0 | 0 | 0 | 0 | 0 | 0
FixedInterchange | 0 | 0 | 0 | 0 | 0 | 0
Emission Cost by Reporting Type: HQ_NY
ReportingType | 2015 | 2020 | 2025 | 2030 | 2035 | 2040
BM | 0 | 0 | 0 | 0 | 0 | 0
CC | 0 | 0 | 0 | 0 | 0 | 0
CSP | 0 | 0 | 0 | 0 | 0 | 0
CT | 0 | 0 | 0 | 0 | 0 | 0
Coal | 0 | 0 | 0 | 0 | 0 | 0
Geo | 0 | 0 | 0 | 0 | 0 | 0
H | 0 | 0 | 0 | 0 | 0 | 0
LFG | 0 | 0 | 0 | 0 | 0 | 0
Nuc | 0 | 0 | 0 | 0 | 0 | 0
PS | 0 | 0 | 0 | 0 | 0 | 0
PV | 0 | 0 | 0 | 0 | 0 | 0
PeakG | 0 | 0 | 0 | 0 | 0 | 0
PeakO | 0 | 0 | 0 | 0 | 0 | 0
ST | 0 | 0 | 0 | 0 | 0 | 0
STOG | 0 | 0 | 0 | 0 | 0 | 0
STWD | 0 | 0 | 0 | 0 | 0 | 0
WT | 0 | 0 | 0 | 0 | 0 | 0
IGCC | 0 | 0 | 0 | 0 | 0 | 0
DemandResponse | 0 | 0 | 0 | 0 | 0 | 0
IGCC-CCS | 0 | 0 | 0 | 0 | 0 | 0
WT_off | 0 | 0 | 0 | 0 | 0 | 0
PseudoUnit | 0 | 0 | 0 | 0 | 0 | 0
FixedInterchange | 0 | 0 | 0 | 0 | 0 | 0
Emission Cost by Reporting Type: MARITIMES
ReportingType | 2015 | 2020 | 2025 | 2030 | 2035 | 2040
BM | 0 | 0 | 0 | 0 | 0 | 0
CC | 0 | 0 | 0 | 0 | 0 | 0
CSP | 0 | 0 | 0 | 0 | 0 | 0
CT | 0 | 0 | 0 | 0 | 0 | 0
Coal | 0 | 0 | 0 | 0 | 0 | 0
Geo | 0 | 0 | 0 | 0 | 0 | 0
H | 0 | 0 | 0 | 0 | 0 | 0
LFG | 0 | 0 | 0 | 0 | 0 | 0
Nuc | 0 | 0 | 0 | 0 | 0 | 0
PS | 0 | 0 | 0 | 0 | 0 | 0
PV | 0 | 0 | 0 | 0 | 0 | 0
PeakG | 0 | 0 | 0 | 0 | 0 | 0
PeakO | 0 | 0 | 0 | 0 | 0 | 0
ST | 0 | 0 | 0 | 0 | 0 | 0
STOG | 0 | 0 | 0 | 0 | 0 | 0
STWD | 0 | 0 | 0 | 0 | 0 | 0
WT | 0 | 0 | 0 | 0 | 0 | 0
IGCC | 0 | 0 | 0 | 0 | 0 | 0
DemandResponse | 0 | 0 | 0 | 0 | 0 | 0
IGCC-CCS | 0 | 0 | 0 | 0 | 0 | 0
WT_off | 0 | 0 | 0 | 0 | 0 | 0
PseudoUnit | 0 | 0 | 0 | 0 | 0 | 0
FixedInterchange | 0 | 0 | 0 | 0 | 0 | 0
Emission Cost by Reporting Type: All
ReportingType | 2015 | 2020 | 2025 | 2030 | 2035 | 2040
BM | 0 | 0 | 0 | 0 | 0 | 0
CC | 0 | 0 | 0 | 0 | 0 | 0
CSP | 0 | 0 | 0 | 0 | 0 | 0
CT | 0 | 0 | 0 | 0 | 0 | 0
Coal | 0 | 0 | 0 | 0 | 0 | 0
Geo | 0 | 0 | 0 | 0 | 0 | 0
H | 0 | 0 | 0 | 0 | 0 | 0
LFG | 0 | 0 | 0 | 0 | 0 | 0
Nuc | 0 | 0 | 0 | 0 | 0 | 0
PS | 0 | 0 | 0 | 0 | 0 | 0
PV | 0 | 0 | 0 | 0 | 0 | 0
PeakG | 0 | 0 | 0 | 0 | 0 | 0
PeakO | 0 | 0 | 0 | 0 | 0 | 0
ST | 0 | 0 | 0 | 0 | 0 | 0
STOG | 0 | 0 | 0 | 0 | 0 | 0
STWD | 0 | 0 | 0 | 0 | 0 | 0
WT | 0 | 0 | 0 | 0 | 0 | 0
IGCC | 0 | 0 | 0 | 0 | 0 | 0
DemandResponse | 0 | 0 | 0 | 0 | 0 | 0
IGCC-CCS | 0 | 0 | 0 | 0 | 0 | 0
WT_off | 0 | 0 | 0 | 0 | 0 | 0
PseudoUnit | 0 | 0 | 0 | 0 | 0 | 0
FixedInterchange | 0 | 0 | 0 | 0 | 0 | 0
Emission Cost by Reporting Type: EI_US
ReportingType | 2015 | 2020 | 2025 | 2030 | 2035 | 2040
BM | 0 | 0 | 0 | 0 | 0 | 0
CC | 0 | 0 | 0 | 0 | 0 | 0
CSP | 0 | 0 | 0 | 0 | 0 | 0
CT | 0 | 0 | 0 | 0 | 0 | 0
Coal | 0 | 0 | 0 | 0 | 0 | 0
Geo | 0 | 0 | 0 | 0 | 0 | 0
H | 0 | 0 | 0 | 0 | 0 | 0
LFG | 0 | 0 | 0 | 0 | 0 | 0
Nuc | 0 | 0 | 0 | 0 | 0 | 0
PS | 0 | 0 | 0 | 0 | 0 | 0
PV | 0 | 0 | 0 | 0 | 0 | 0
PeakG | 0 | 0 | 0 | 0 | 0 | 0
PeakO | 0 | 0 | 0 | 0 | 0 | 0
ST | 0 | 0 | 0 | 0 | 0 | 0
STOG | 0 | 0 | 0 | 0 | 0 | 0
STWD | 0 | 0 | 0 | 0 | 0 | 0
WT | 0 | 0 | 0 | 0 | 0 | 0
IGCC | 0 | 0 | 0 | 0 | 0 | 0
DemandResponse | 0 | 0 | 0 | 0 | 0 | 0
IGCC-CCS | 0 | 0 | 0 | 0 | 0 | 0
WT_off | 0 | 0 | 0 | 0 | 0 | 0
PseudoUnit | 0 | 0 | 0 | 0 | 0 | 0
FixedInterchange | 0 | 0 | 0 | 0 | 0 | 0
Emission Cost by Reporting Type: EI_Canada
ReportingType | 2015 | 2020 | 2025 | 2030 | 2035 | 2040
BM | 0 | 0 | 0 | 0 | 0 | 0
CC | 0 | 0 | 0 | 0 | 0 | 0
CSP | 0 | 0 | 0 | 0 | 0 | 0
CT | 0 | 0 | 0 | 0 | 0 | 0
Coal | 0 | 0 | 0 | 0 | 0 | 0
Geo | 0 | 0 | 0 | 0 | 0 | 0
H | 0 | 0 | 0 | 0 | 0 | 0
LFG | 0 | 0 | 0 | 0 | 0 | 0
Nuc | 0 | 0 | 0 | 0 | 0 | 0
PS | 0 | 0 | 0 | 0 | 0 | 0
PV | 0 | 0 | 0 | 0 | 0 | 0
PeakG | 0 | 0 | 0 | 0 | 0 | 0
PeakO | 0 | 0 | 0 | 0 | 0 | 0
ST | 0 | 0 | 0 | 0 | 0 | 0
STOG | 0 | 0 | 0 | 0 | 0 | 0
STWD | 0 | 0 | 0 | 0 | 0 | 0
WT | 0 | 0 | 0 | 0 | 0 | 0
IGCC | 0 | 0 | 0 | 0 | 0 | 0
DemandResponse | 0 | 0 | 0 | 0 | 0 | 0
IGCC-CCS | 0 | 0 | 0 | 0 | 0 | 0
WT_off | 0 | 0 | 0 | 0 | 0 | 0
PseudoUnit | 0 | 0 | 0 | 0 | 0 | 0
FixedInterchange | 0 | 0 | 0 | 0 | 0 | 0
Emission Cost by Reporting Type: EI
ReportingType | 2015 | 2020 | 2025 | 2030 | 2035 | 2040
BM | 0 | 0 | 0 | 0 | 0 | 0
CC | 0 | 0 | 0 | 0 | 0 | 0
CSP | 0 | 0 | 0 | 0 | 0 | 0
CT | 0 | 0 | 0 | 0 | 0 | 0
Coal | 0 | 0 | 0 | 0 | 0 | 0
Geo | 0 | 0 | 0 | 0 | 0 | 0
H | 0 | 0 | 0 | 0 | 0 | 0
LFG | 0 | 0 | 0 | 0 | 0 | 0
Nuc | 0 | 0 | 0 | 0 | 0 | 0
PS | 0 | 0 | 0 | 0 | 0 | 0
PV | 0 | 0 | 0 | 0 | 0 | 0
PeakG | 0 | 0 | 0 | 0 | 0 | 0
PeakO | 0 | 0 | 0 | 0 | 0 | 0
ST | 0 | 0 | 0 | 0 | 0 | 0
STOG | 0 | 0 | 0 | 0 | 0 | 0
STWD | 0 | 0 | 0 | 0 | 0 | 0
WT | 0 | 0 | 0 | 0 | 0 | 0
IGCC | 0 | 0 | 0 | 0 | 0 | 0
DemandResponse | 0 | 0 | 0 | 0 | 0 | 0
IGCC-CCS | 0 | 0 | 0 | 0 | 0 | 0
WT_off | 0 | 0 | 0 | 0 | 0 | 0
PseudoUnit | 0 | 0 | 0 | 0 | 0 | 0
FixedInterchange | 0 | 0 | 0 | 0 | 0 | 0
Emission Cost by Reporting Type: Outside_EI
ReportingType | 2015 | 2020 | 2025 | 2030 | 2035 | 2040
BM | 0 | 0 | 0 | 0 | 0 | 0
CC | 0 | 0 | 0 | 0 | 0 | 0
CSP | 0 | 0 | 0 | 0 | 0 | 0
CT | 0 | 0 | 0 | 0 | 0 | 0
Coal | 0 | 0 | 0 | 0 | 0 | 0
Geo | 0 | 0 | 0 | 0 | 0 | 0
H | 0 | 0 | 0 | 0 | 0 | 0
LFG | 0 | 0 | 0 | 0 | 0 | 0
Nuc | 0 | 0 | 0 | 0 | 0 | 0
PS | 0 | 0 | 0 | 0 | 0 | 0
PV | 0 | 0 | 0 | 0 | 0 | 0
PeakG | 0 | 0 | 0 | 0 | 0 | 0
PeakO | 0 | 0 | 0 | 0 | 0 | 0
ST | 0 | 0 | 0 | 0 | 0 | 0
STOG | 0 | 0 | 0 | 0 | 0 | 0
STWD | 0 | 0 | 0 | 0 | 0 | 0
WT | 0 | 0 | 0 | 0 | 0 | 0
IGCC | 0 | 0 | 0 | 0 | 0 | 0
DemandResponse | 0 | 0 | 0 | 0 | 0 | 0
IGCC-CCS | 0 | 0 | 0 | 0 | 0 | 0
WT_off | 0 | 0 | 0 | 0 | 0 | 0
PseudoUnit | 0 | 0 | 0 | 0 | 0 | 0
FixedInterchange | 0 | 0 | 0 | 0 | 0 | 0
==== Emission Program: Carbon : (CO2) ====
Emission Cost by Reporting Type: Entergy
ReportingType | 2015 | 2020 | 2025 | 2030 | 2035 | 2040
BM | 0 | 0 | 0 | 0 | 0 | 0
CC | 737.8 | 1446.83 | 2321.77 | 4471.35 | 3825.9 | 1326.55
CSP | 0 | 0 | 0 | 0 | 0 | 0
CT | 0 | 0 | 0 | 0 | 0 | 0
Coal | 1449.71 | 187.03 | 32.71 | 0.86 | 0 | 0
Geo | 0 | 0 | 0 | 0 | 0 | 0
H | 0 | 0 | 0 | 0 | 0 | 0
LFG | 0 | 0 | 0 | 0 | 0 | 0
Nuc | 0 | 0 | 0 | 0 | 0 | 0
PS | 0 | 0 | 0 | 0 | 0 | 0
PV | 0 | 0 | 0 | 0 | 0 | 0
PeakG | 0 | 0 | 0.17 | 0 | 0 | 0
PeakO | 0 | 0 | 0 | 0 | 0 | 0
ST | 0 | 0 | 0 | 0 | 0 | 0
STOG | 6.27 | 12.29 | 0 | 0 | 0 | 0
STWD | 0 | 0 | 0 | 0 | 0 | 0
WT | 0 | 0 | 0 | 0 | 0 | 0
IGCC | 0 | 0 | 0 | 0 | 0 | 0
DemandResponse | 0 | 0 | 0 | 0 | 0 | 0
IGCC-CCS | 0 | 0 | 0 | 0 | 0 | 0
WT_off | 0 | 0 | 0 | 0 | 0 | 0
PseudoUnit | 0 | 0 | 0 | 0 | 0 | 0
FixedInterchange | 0 | 0 | 0 | 0 | 0 | 0
Emission Cost by Reporting Type: FRCC
ReportingType | 2015 | 2020 | 2025 | 2030 | 2035 | 2040
BM | 0 | 0 | 0 | 0 | 0 | 0
CC | 1845.32 | 2728.63 | 4324.18 | 5343.03 | 4021.32 | 3665.58
CSP | 0 | 0 | 0 | 0 | 0 | 0
CT | 7.47 | 18.76 | 33.91 | 28.38 | 0 | 0
Coal | 460.92 | 249.46 | 72.69 | 23.18 | 126.47 | 219.83
Geo | 0 | 0 | 0 | 0 | 0 | 0
H | 0 | 0 | 0 | 0 | 0 | 0
LFG | 0 | 0 | 0 | 0 | 0 | 0
Nuc | 0 | 0 | 0 | 0 | 0 | 0
PS | 0 | 0 | 0 | 0 | 0 | 0
PV | 0 | 0 | 0 | 0 | 0 | 0
PeakG | 6.2 | 13.98 | 21.03 | 5.75 | 14.72 | 16.38
PeakO | 0 | 0 | 0 | 0 | 0 | 0
ST | 0 | 0 | 0 | 0 | 0 | 0
STOG | 0 | 0 | 0 | 0 | 0 | 0
STWD | 0 | 0 | 0 | 0 | 0 | 0
WT | 0 | 0 | 0 | 0 | 0 | 0
IGCC | 0 | 0 | 0 | 0 | 0 | 0
DemandResponse | 0 | 0 | 0 | 0 | 0 | 0
IGCC-CCS | 0 | 0 | 0 | 0 | 0 | 0
WT_off | 0 | 0 | 0 | 0 | 0 | 0
PseudoUnit | 0 | 0 | 0 | 0 | 0 | 0
FixedInterchange | 0 | 0 | 0 | 0 | 0 | 0
Emission Cost by Reporting Type: MAPP_US
ReportingType | 2015 | 2020 | 2025 | 2030 | 2035 | 2040
BM | 0 | 0 | 0 | 0 | 0 | 0
CC | 12.76 | 2.9 | 7.27 | 10.17 | 18.83 | 15.39
CSP | 0 | 0 | 0 | 0 | 0 | 0
CT | 0 | 0 | 0 | 0 | 0.64 | 0.91
Coal | 302.67 | 152.9 | 0 | 0 | 0 | 0
Geo | 0 | 0 | 0 | 0 | 0 | 0
H | 0 | 0 | 0 | 0 | 0 | 0
LFG | 0 | 0 | 0 | 0 | 0 | 0
Nuc | 0 | 0 | 0 | 0 | 0 | 0
PS | 0 | 0 | 0 | 0 | 0 | 0
PV | 0 | 0 | 0 | 0 | 0 | 0
PeakG | 0.96 | 2.64 | 2.23 | 9.69 | 13.26 | 13.53
PeakO | 0 | 0 | 0 | 0 | 0 | 0
ST | 0 | 0 | 0 | 0 | 0 | 0
STOG | 0 | 0 | 0 | 0 | 0 | 0
STWD | 0 | 0 | 0 | 0 | 0 | 0
WT | 0 | 0 | 0 | 0 | 0 | 0
IGCC | 0 | 0 | 0 | 0 | 0 | 0
DemandResponse | 0 | 0 | 0 | 0 | 0 | 0
IGCC-CCS | 0 | 0 | 0 | 0 | 0 | 0
WT_off | 0 | 0 | 0 | 0 | 0 | 0
PseudoUnit | 0 | 0 | 0 | 0 | 0 | 0
FixedInterchange | 0 | 0 | 0 | 0 | 0 | 0
Emission Cost by Reporting Type: MISO_IN
ReportingType | 2015 | 2020 | 2025 | 2030 | 2035 | 2040
BM | 0 | 0 | 0 | 0 | 0 | 0
CC | 259.32 | 2016.65 | 3334.29 | 6817.3 | 10793.91 | 3486.88
CSP | 0 | 0 | 0 | 0 | 0 | 0
CT | 0 | 0 | 0 | 0 | 0 | 0
Coal | 1285.81 | 730.52 | 155.96 | 90.99 | 520.78 | 763.36
Geo | 0 | 0 | 0 | 0 | 0 | 0
H | 0 | 0 | 0 | 0 | 0 | 0
LFG | 0 | 0 | 0 | 0 | 0 | 0
Nuc | 0 | 0 | 0 | 0 | 0 | 0
PS | 0 | 0 | 0 | 0 | 0 | 0
PV | 0 | 0 | 0 | 0 | 0 | 0
PeakG | 0 | 0 | 0 | 0 | 0 | 0
PeakO | 0 | 0 | 0 | 0 | 0 | 0
ST | 0 | 0 | 0 | 0 | 0 | 0
STOG | 0.48 | 0.68 | 1.12 | 2.51 | 0.42 | 0
STWD | 0 | 0 | 0 | 0 | 0 | 0
WT | 0 | 0 | 0 | 0 | 0 | 0
IGCC | 100.97 | 143.38 | 40.55 | 0.66 | 0 | 0
DemandResponse | 0 | 0 | 0 | 0 | 0 | 0
IGCC-CCS | 0 | 0 | 0 | 0 | 0 | 0
WT_off | 0 | 0 | 0 | 0 | 0 | 0
PseudoUnit | 0 | 0 | 0 | 0 | 0 | 0
FixedInterchange | 0 | 0 | 0 | 0 | 0 | 0
Emission Cost by Reporting Type: MISO_MI
ReportingType | 2015 | 2020 | 2025 | 2030 | 2035 | 2040
BM | 0 | 0 | 0 | 0 | 0 | 0
CC | 209.14 | 260.69 | 467.2 | 657.21 | 881.9 | 81.63
CSP | 0 | 0 | 0 | 0 | 0 | 0
CT | 0 | 0 | 0 | 0 | 0 | 0
Coal | 631.76 | 0 | 0 | 0 | 0 | 0
Geo | 0 | 0 | 0 | 0 | 0 | 0
H | 0 | 0 | 0 | 0 | 0 | 0
LFG | 0 | 0 | 0 | 0 | 0 | 0
Nuc | 0 | 0 | 0 | 0 | 0 | 0
PS | 0 | 0 | 0 | 0 | 0 | 0
PV | 0 | 0 | 0 | 0 | 0 | 0
PeakG | 0.12 | 0 | 0.73 | 0 | 0 | 0
PeakO | 0 | 0 | 0 | 0 | 0 | 0
ST | 0 | 0 | 0 | 0 | 0 | 0
STOG | 4.8 | 2.17 | 3.55 | 9.14 | 2.64 | 0
STWD | 0 | 0 | 0 | 0 | 0 | 0
WT | 0 | 0 | 0 | 0 | 0 | 0
IGCC | 0 | 0 | 0 | 0 | 0 | 0
DemandResponse | 0 | 0 | 0 | 0 | 0 | 0
IGCC-CCS | 0 | 0 | 0 | 0 | 0 | 0
WT_off | 0 | 0 | 0 | 0 | 0 | 0
PseudoUnit | 0 | 0 | 0 | 0 | 0 | 0
FixedInterchange | 0 | 0 | 0 | 0 | 0 | 0
Emission Cost by Reporting Type: MISO_MO-IL
ReportingType | 2015 | 2020 | 2025 | 2030 | 2035 | 2040
BM | 0 | 0 | 0 | 0 | 0 | 0
CC | 28.61 | 219.12 | 347.05 | 443.44 | 465.47 | 261.74
CSP | 0 | 0 | 0 | 0 | 0 | 0
CT | 0 | 0 | 0 | 0 | 0 | 0
Coal | 1894.82 | 574.12 | 190.82 | 20.59 | 104.08 | 148.58
Geo | 0 | 0 | 0 | 0 | 0 | 0
H | 0 | 0 | 0 | 0 | 0 | 0
LFG | 0 | 0 | 0 | 0 | 0 | 0
Nuc | 0 | 0 | 0 | 0 | 0 | 0
PS | 0 | 0 | 0 | 0 | 0 | 0
PV | 0 | 0 | 0 | 0 | 0 | 0
PeakG | 3.38 | 13.01 | 4.21 | 63.44 | 68.06 | 58.15
PeakO | 0 | 0 | 0 | 0 | 0 | 0
ST | 0 | 0 | 0 | 0 | 0 | 0
STOG | 0.09 | 0.45 | 0.21 | 0 | 0 | 0
STWD | 0 | 0 | 0 | 0 | 0 | 0
WT | 0 | 0 | 0 | 0 | 0 | 0
IGCC | 0 | 0 | 0 | 0 | 0 | 0
DemandResponse | 0 | 0 | 0 | 0 | 0 | 0
IGCC-CCS | 0 | 0 | 0 | 0 | 0 | 0
WT_off | 0 | 0 | 0 | 0 | 0 | 0
PseudoUnit | 0 | 0 | 0 | 0 | 0 | 0
FixedInterchange | 0 | 0 | 0 | 0 | 0 | 0
Emission Cost by Reporting Type: MISO_W
ReportingType | 2015 | 2020 | 2025 | 2030 | 2035 | 2040
BM | 0 | 0 | 0 | 0 | 0 | 0
CC | 89.9 | 161.94 | 76.08 | 168.52 | 204.12 | 244.14
CSP | 0 | 0 | 0 | 0 | 0 | 0
CT | 0 | 0 | 0 | 0 | 0 | 0
Coal | 1911.51 | 1120.89 | 86.29 | 52.3 | 96.87 | 138.28
Geo | 0 | 0 | 0 | 0 | 0 | 0
H | 0 | 0 | 0 | 0 | 0 | 0
LFG | 0 | 0 | 0 | 0 | 0 | 0
Nuc | 0 | 0 | 0 | 0 | 0 | 0
PS | 0 | 0 | 0 | 0 | 0 | 0
PV | 0 | 0 | 0 | 0 | 0 | 0
PeakG | 4.04 | 9.79 | 1.37 | 14.1 | 38.96 | 2.31
PeakO | 0 | 0 | 0 | 0 | 0 | 0
ST | 0 | 0 | 0 | 0 | 0 | 0
STOG | 0 | 0 | 0 | 0 | 0 | 0
STWD | 0 | 0 | 0 | 0 | 0 | 0
WT | 0 | 0 | 0 | 0 | 0 | 0
IGCC | 0 | 0 | 0 | 0 | 0 | 0
DemandResponse | 0 | 0 | 0 | 0 | 0 | 0
IGCC-CCS | 0 | 0 | 0 | 0 | 0 | 0
WT_off | 0 | 0 | 0 | 0 | 0 | 0
PseudoUnit | 0 | 0 | 0 | 0 | 0 | 0
FixedInterchange | 0 | 0 | 0 | 0 | 0 | 0
Emission Cost by Reporting Type: MISO_WUMS
ReportingType | 2015 | 2020 | 2025 | 2030 | 2035 | 2040
BM | 0 | 0 | 0 | 0 | 0 | 0
CC | 478.66 | 908.91 | 1303.32 | 2512.11 | 4511.35 | 766.23
CSP | 0 | 0 | 0 | 0 | 0 | 0
CT | 0 | 0 | 0 | 0 | 0 | 0
Coal | 302.68 | 49.81 | 30.63 | 16.95 | 75.05 | 164.97
Geo | 0 | 0 | 0 | 0 | 0 | 0
H | 0 | 0 | 0 | 0 | 0 | 0
LFG | 0 | 0 | 0 | 0 | 0 | 0
Nuc | 0 | 0 | 0 | 0 | 0 | 0
PS | 0 | 0 | 0 | 0 | 0 | 0
PV | 0 | 0 | 0 | 0 | 0 | 0
PeakG | 0 | 0 | 0 | 0 | 0 | 0
PeakO | 0 | 0 | 0 | 0 | 0 | 0
ST | 0 | 0 | 0 | 0 | 0 | 0
STOG | 0 | 0 | 0 | 0 | 0 | 0
STWD | 0 | 0 | 0 | 0 | 0 | 0
WT | 0 | 0 | 0 | 0 | 0 | 0
IGCC | 0 | 0 | 0 | 0 | 0 | 0
DemandResponse | 0 | 0 | 0 | 0 | 0 | 0
IGCC-CCS | 0 | 0 | 0 | 0 | 0 | 0
WT_off | 0 | 0 | 0 | 0 | 0 | 0
PseudoUnit | 0 | 0 | 0 | 0 | 0 | 0
FixedInterchange | 0 | 0 | 0 | 0 | 0 | 0
Emission Cost by Reporting Type: Nebraska
ReportingType | 2015 | 2020 | 2025 | 2030 | 2035 | 2040
BM | 0 | 0 | 0 | 0 | 0 | 0
CC | 20.95 | 215.49 | 351.87 | 613.92 | 680.51 | 480.53
CSP | 0 | 0 | 0 | 0 | 0 | 0
CT | 0 | 0 | 0 | 0 | 0 | 0
Coal | 861.1 | 98.9 | 35.85 | 54.64 | 90.42 | 129.07
Geo | 0 | 0 | 0 | 0 | 0 | 0
H | 0 | 0 | 0 | 0 | 0 | 0
LFG | 0 | 0 | 0 | 0 | 0 | 0
Nuc | 0 | 0 | 0 | 0 | 0 | 0
PS | 0 | 0 | 0 | 0 | 0 | 0
PV | 0 | 0 | 0 | 0 | 0 | 0
PeakG | 0.48 | 0 | 0 | 3.19 | 1.67 | 0
PeakO | 0 | 0 | 0 | 0 | 0 | 0
ST | 0 | 0 | 0 | 0 | 0 | 0
STOG | 0 | 0 | 0 | 0 | 0 | 0
STWD | 0 | 0 | 0 | 0 | 0 | 0
WT | 0 | 0 | 0 | 0 | 0 | 0
IGCC | 0 | 0 | 0 | 0 | 0 | 0
DemandResponse | 0 | 0 | 0 | 0 | 0 | 0
IGCC-CCS | 0 | 0 | 0 | 0 | 0 | 0
WT_off | 0 | 0 | 0 | 0 | 0 | 0
PseudoUnit | 0 | 0 | 0 | 0 | 0 | 0
FixedInterchange | 0 | 0 | 0 | 0 | 0 | 0
Emission Cost by Reporting Type: NEISO
ReportingType | 2015 | 2020 | 2025 | 2030 | 2035 | 2040
BM | 0 | 0 | 0 | 0 | 0 | 0
CC | 335.8 | 275.66 | 259.68 | 372.88 | 519.32 | 596.74
CSP | 0 | 0 | 0 | 0 | 0 | 0
CT | 0.02 | 0.07 | 0.06 | 0 | 0 | 0
Coal | 0.9 | 0 | 0 | 0 | 0 | 0
Geo | 0 | 0 | 0 | 0 | 0 | 0
H | 0 | 0 | 0 | 0 | 0 | 0
LFG | 0 | 0 | 0 | 0 | 0 | 0
Nuc | 0 | 0 | 0 | 0 | 0 | 0
PS | 0 | 0 | 0 | 0 | 0 | 0
PV | 0 | 0 | 0 | 0 | 0 | 0
PeakG | 0.13 | 0.67 | 0.67 | 0 | 1.94 | 3.09
PeakO | 0 | 0 | 0 | 0 | 0 | 0
ST | 0 | 0 | 0 | 0 | 0 | 0
STOG | 0 | 0 | 0 | 0 | 0 | 0
STWD | 0 | 0 | 0 | 0 | 0 | 0
WT | 0 | 0 | 0 | 0 | 0 | 0
IGCC | 0 | 0 | 0 | 0 | 0 | 0
DemandResponse | 0 | 0 | 0 | 0 | 0 | 0
IGCC-CCS | 0 | 0 | 0 | 0 | 0 | 0
WT_off | 0 | 0 | 0 | 0 | 0 | 0
PseudoUnit | 0 | 0 | 0 | 0 | 0 | 0
FixedInterchange | 0 | 0 | 0 | 0 | 0 | 0
Emission Cost by Reporting Type: NonRTO_Midwest
ReportingType | 2015 | 2020 | 2025 | 2030 | 2035 | 2040
BM | 0 | 0 | 0 | 0 | 0 | 0
CC | 201.02 | 560.32 | 917.58 | 2031.73 | 3176.15 | 222.74
CSP | 0 | 0 | 0 | 0 | 0 | 0
CT | 0 | 0 | 0 | 0 | 0 | 0
Coal | 913.99 | 536.81 | 163.7 | 87.8 | 191.62 | 273.55
Geo | 0 | 0 | 0 | 0 | 0 | 0
H | 0 | 0 | 0 | 0 | 0 | 0
LFG | 0 | 0 | 0 | 0 | 0 | 0
Nuc | 0 | 0 | 0 | 0 | 0 | 0
PS | 0 | 0 | 0 | 0 | 0 | 0
PV | 0 | 0 | 0 | 0 | 0 | 0
PeakG | 2.33 | 0.63 | 7.38 | 19.27 | 6.93 | 0
PeakO | 0 | 0 | 0 | 0 | 0 | 0
ST | 0 | 0 | 0 | 0 | 0 | 0
STOG | 0 | 0 | 0 | 0 | 0 | 0
STWD | 0 | 0 | 0 | 0 | 0 | 0
WT | 0 | 0 | 0 | 0 | 0 | 0
IGCC | 0 | 0 | 0 | 0 | 0 | 0
DemandResponse | 0 | 0 | 0 | 0 | 0 | 0
IGCC-CCS | 0 | 0 | 0 | 0 | 0 | 0
WT_off | 0 | 0 | 0 | 0 | 0 | 0
PseudoUnit | 0 | 0 | 0 | 0 | 0 | 0
FixedInterchange | 0 | 0 | 0 | 0 | 0 | 0
Emission Cost by Reporting Type: NYISO_A-F
ReportingType | 2015 | 2020 | 2025 | 2030 | 2035 | 2040
BM | 0 | 0 | 0 | 0 | 0 | 0
CC | 59.01 | 80.48 | 88.83 | 188.96 | 53.52 | 49.5
CSP | 0 | 0 | 0 | 0 | 0 | 0
CT | 0 | 0 | 0 | 0 | 0 | 0
Coal | 0 | 0 | 0 | 0 | 0 | 0
Geo | 0 | 0 | 0 | 0 | 0 | 0
H | 0 | 0 | 0 | 0 | 0 | 0
LFG | 0 | 0 | 0 | 0 | 0 | 0
Nuc | 0 | 0 | 0 | 0 | 0 | 0
PS | 0 | 0 | 0 | 0 | 0 | 0
PV | 0 | 0 | 0 | 0 | 0 | 0
PeakG | 0 | 0 | 0 | 0 | 0 | 0
PeakO | 0 | 0 | 0 | 0 | 0 | 0
ST | 0 | 0 | 0 | 0 | 0 | 0
STOG | 0 | 0 | 0 | 0 | 0 | 0
STWD | 0 | 0 | 0 | 0 | 0 | 0
WT | 0 | 0 | 0 | 0 | 0 | 0
IGCC | 0 | 0 | 0 | 0 | 0 | 0
DemandResponse | 0 | 0 | 0 | 0 | 0 | 0
IGCC-CCS | 0 | 0 | 0 | 0 | 0 | 0
WT_off | 0 | 0 | 0 | 0 | 0 | 0
PseudoUnit | 0 | 0 | 0 | 0 | 0 | 0
FixedInterchange | 0 | 0 | 0 | 0 | 0 | 0
Emission Cost by Reporting Type: NYISO_G-I
ReportingType | 2015 | 2020 | 2025 | 2030 | 2035 | 2040
BM | 0 | 0 | 0 | 0 | 0 | 0
CC | 23.88 | 34.61 | 57.52 | 63.87 | 112.3 | 91.94
CSP | 0 | 0 | 0 | 0 | 0 | 0
CT | 0 | 0 | 0 | 0 | 0 | 0
Coal | 0 | 0 | 0 | 0 | 0 | 0
Geo | 0 | 0 | 0 | 0 | 0 | 0
H | 0 | 0 | 0 | 0 | 0 | 0
LFG | 0 | 0 | 0 | 0 | 0 | 0
Nuc | 0 | 0 | 0 | 0 | 0 | 0
PS | 0 | 0 | 0 | 0 | 0 | 0
PV | 0 | 0 | 0 | 0 | 0 | 0
PeakG | 0 | 0 | 0.03 | 0.08 | 0.14 | 0.01
PeakO | 0 | 0 | 0 | 0 | 0 | 0
ST | 0 | 0 | 0 | 0 | 0 | 0
STOG | 0 | 0 | 0 | 0 | 0 | 0
STWD | 0 | 0 | 0 | 0 | 0 | 0
WT | 0 | 0 | 0 | 0 | 0 | 0
IGCC | 0 | 0 | 0 | 0 | 0 | 0
DemandResponse | 0 | 0 | 0 | 0 | 0 | 0
IGCC-CCS | 0 | 0 | 0 | 0 | 0 | 0
WT_off | 0 | 0 | 0 | 0 | 0 | 0
PseudoUnit | 0 | 0 | 0 | 0 | 0 | 0
FixedInterchange | 0 | 0 | 0 | 0 | 0 | 0
Emission Cost by Reporting Type: NYISO_J-K
ReportingType | 2015 | 2020 | 2025 | 2030 | 2035 | 2040
BM | 0 | 0 | 0 | 0 | 0 | 0
CC | 196.15 | 270.22 | 364.42 | 693.22 | 1131.5 | 1236.79
CSP | 0 | 0 | 0 | 0 | 0 | 0
CT | 0 | 0 | 0 | 0 | 0 | 0
Coal | 0 | 0 | 0 | 0 | 0 | 0
Geo | 0 | 0 | 0 | 0 | 0 | 0
H | 0 | 0 | 0 | 0 | 0 | 0
LFG | 0 | 0 | 0 | 0 | 0 | 0
Nuc | 0 | 0 | 0 | 0 | 0 | 0
PS | 0 | 0 | 0 | 0 | 0 | 0
PV | 0 | 0 | 0 | 0 | 0 | 0
PeakG | 0.75 | 1.62 | 4.18 | 8.55 | 48.9 | 51.11
PeakO | 0 | 0 | 0 | 0 | 0 | 0
ST | 0 | 0 | 0 | 0 | 0 | 0
STOG | 6.77 | 13.23 | 33.6 | 71.17 | 59.2 | 53.61
STWD | 0 | 0 | 0 | 0 | 0 | 0
WT | 0 | 0 | 0 | 0 | 0 | 0
IGCC | 0 | 0 | 0 | 0 | 0 | 0
DemandResponse | 0 | 0 | 0 | 0 | 0 | 0
IGCC-CCS | 0 | 0 | 0 | 0 | 0 | 0
WT_off | 0 | 0 | 0 | 0 | 0 | 0
PseudoUnit | 0 | 0 | 0 | 0 | 0 | 0
FixedInterchange | 0 | 0 | 0 | 0 | 0 | 0
Emission Cost by Reporting Type: PJM_E
ReportingType | 2015 | 2020 | 2025 | 2030 | 2035 | 2040
BM | 0 | 0 | 0 | 0 | 0 | 0
CC | 442.87 | 697.52 | 1285.77 | 2308.23 | 3459.31 | 2498.98
CSP | 0 | 0 | 0 | 0 | 0 | 0
CT | 0 | 0.06 | 0.18 | 0 | 0 | 0
Coal | 16.51 | 12.34 | 11.92 | 0.62 | 20.39 | 61.1
Geo | 0 | 0 | 0 | 0 | 0 | 0
H | 0 | 0 | 0 | 0 | 0 | 0
LFG | 0 | 0 | 0 | 0 | 0 | 0
Nuc | 0 | 0 | 0 | 0 | 0 | 0
PS | 0 | 0 | 0 | 0 | 0 | 0
PV | 0 | 0 | 0 | 0 | 0 | 0
PeakG | 0.51 | 5.53 | 17.29 | 64.42 | 57.02 | 53.61
PeakO | 0 | 0 | 0 | 0 | 0 | 0
ST | 0 | 0 | 0 | 0 | 0 | 0
STOG | 4.28 | 10.75 | 0 | 0 | 0 | 0
STWD | 0 | 0 | 0 | 0 | 0 | 0
WT | 0 | 0 | 0 | 0 | 0 | 0
IGCC | 0 | 0 | 0 | 0 | 0 | 0
DemandResponse | 0 | 0 | 0 | 0 | 0 | 0
IGCC-CCS | 0 | 0 | 0 | 0 | 0 | 0
WT_off | 0 | 0 | 0 | 0 | 0 | 0
PseudoUnit | 0 | 0 | 0 | 0 | 0 | 0
FixedInterchange | 0 | 0 | 0 | 0 | 0 | 0
Emission Cost by Reporting Type: PJM_ROM
ReportingType | 2015 | 2020 | 2025 | 2030 | 2035 | 2040
BM | 0 | 0 | 0 | 0 | 0 | 0
CC | 202.93 | 326.66 | 594.93 | 1029.9 | 1488.72 | 900.04
CSP | 0 | 0 | 0 | 0 | 0 | 0
CT | 0 | 0.04 | 0.11 | 0.25 | 0 | 0
Coal | 322.13 | 130.97 | 28.51 | 21.38 | 74.66 | 106.23
Geo | 0 | 0 | 0 | 0 | 0 | 0
H | 0 | 0 | 0 | 0 | 0 | 0
LFG | 0 | 0 | 0 | 0 | 0 | 0
Nuc | 0 | 0 | 0 | 0 | 0 | 0
PS | 0 | 0 | 0 | 0 | 0 | 0
PV | 0 | 0 | 0 | 0 | 0 | 0
PeakG | 0 | 0.32 | 1.98 | 25.81 | 26.08 | 34.11
PeakO | 0 | 0 | 0 | 0 | 0 | 0
ST | 0 | 0 | 0 | 0 | 0 | 0
STOG | 10.4 | 23.87 | 0 | 0 | 0 | 0
STWD | 0 | 0 | 0 | 0 | 0 | 0
WT | 0 | 0 | 0 | 0 | 0 | 0
IGCC | 0 | 0 | 0 | 0 | 0 | 0
DemandResponse | 0 | 0 | 0 | 0 | 0 | 0
IGCC-CCS | 0 | 0 | 0 | 0 | 0 | 0
WT_off | 0 | 0 | 0 | 0 | 0 | 0
PseudoUnit | 0 | 0 | 0 | 0 | 0 | 0
FixedInterchange | 0 | 0 | 0 | 0 | 0 | 0
Emission Cost by Reporting Type: PJM_ROR
ReportingType | 2015 | 2020 | 2025 | 2030 | 2035 | 2040
BM | 0 | 0 | 0 | 0 | 0 | 0
CC | 1603.09 | 2843.41 | 4926.32 | 9753.45 | 14793.7 | 1569.93
CSP | 0 | 0 | 0 | 0 | 0 | 0
CT | 0.05 | 0.06 | 0.2 | 0.45 | 0 | 0
Coal | 4597.47 | 3512.27 | 616.54 | 271.32 | 872.39 | 1245.36
Geo | 0 | 0 | 0 | 0 | 0 | 0
H | 0 | 0 | 0 | 0 | 0 | 0
LFG | 0 | 0 | 0 | 0 | 0 | 0
Nuc | 0 | 0 | 0 | 0 | 0 | 0
PS | 0 | 0 | 0 | 0 | 0 | 0
PV | 0 | 0 | 0 | 0 | 0 | 0
PeakG | 13.56 | 23.51 | 68.53 | 134.97 | 177.97 | 91.5
PeakO | 0 | 0 | 0 | 0 | 0 | 0
ST | 0 | 0 | 0 | 0 | 0 | 0
STOG | 6.08 | 16.86 | 26.46 | 0 | 0 | 0
STWD | 0 | 0 | 0 | 0 | 0 | 0
WT | 0 | 0 | 0 | 0 | 0 | 0
IGCC | 0 | 0 | 0 | 0 | 0 | 0
DemandResponse | 0 | 0 | 0 | 0 | 0 | 0
IGCC-CCS | 0 | 0 | 0 | 0 | 0 | 0
WT_off | 0 | 0 | 0 | 0 | 0 | 0
PseudoUnit | 0 | 0 | 0 | 0 | 0 | 0
FixedInterchange | 0 | 0 | 0 | 0 | 0 | 0
Emission Cost by Reporting Type: SOCO
ReportingType | 2015 | 2020 | 2025 | 2030 | 2035 | 2040
BM | 0 | 0 | 0 | 0 | 0 | 0
CC | 1451.76 | 2402.79 | 4055.7 | 5738.22 | 4025.11 | 1009.13
CSP | 0 | 0 | 0 | 0 | 0 | 0
CT | 0 | 0 | 0 | 0 | 0 | 0
Coal | 956.08 | 449.83 | 40.92 | 122.15 | 226.24 | 322.96
Geo | 0 | 0 | 0 | 0 | 0 | 0
H | 0 | 0 | 0 | 0 | 0 | 0
LFG | 0 | 0 | 0 | 0 | 0 | 0
Nuc | 0 | 0 | 0 | 0 | 0 | 0
PS | 0 | 0 | 0 | 0 | 0 | 0
PV | 0 | 0 | 0 | 0 | 0 | 0
PeakG | 10.9 | 22.01 | 66.79 | 9.22 | 21.6 | 12.19
PeakO | 0 | 0 | 0 | 0 | 0 | 0
ST | 0 | 0 | 0 | 0 | 0 | 0
STOG | 0 | 0 | 0 | 0 | 0 | 0
STWD | 0 | 0 | 0 | 0 | 0 | 0
WT | 0 | 0 | 0 | 0 | 0 | 0
IGCC | 0 | 0 | 0 | 0 | 0 | 0
DemandResponse | 0 | 0 | 0 | 0 | 0 | 0
IGCC-CCS | 0 | 0 | 0 | 0 | 0 | 0
WT_off | 0 | 0 | 0 | 0 | 0 | 0
PseudoUnit | 0 | 0 | 0 | 0 | 0 | 0
FixedInterchange | 0 | 0 | 0 | 0 | 0 | 0
Emission Cost by Reporting Type: SPP_N
ReportingType | 2015 | 2020 | 2025 | 2030 | 2035 | 2040
BM | 0 | 0 | 0 | 0 | 0 | 0
CC | 130.49 | 394.7 | 541.11 | 1052.94 | 783.46 | 689.68
CSP | 0 | 0 | 0 | 0 | 0 | 0
CT | 0 | 0 | 0 | 0 | 0 | 0
Coal | 1531.94 | 710.82 | 105.71 | 44.93 | 188.41 | 268.97
Geo | 0 | 0 | 0 | 0 | 0 | 0
H | 0 | 0 | 0 | 0 | 0 | 0
LFG | 0 | 0 | 0 | 0 | 0 | 0
Nuc | 0 | 0 | 0 | 0 | 0 | 0
PS | 0 | 0 | 0 | 0 | 0 | 0
PV | 0 | 0 | 0 | 0 | 0 | 0
PeakG | 0.31 | 0 | 0 | 1.37 | 0 | 0
PeakO | 0 | 0 | 0 | 0 | 0 | 0
ST | 0 | 0 | 0 | 0 | 0 | 0
STOG | 2.82 | 0.47 | 3.15 | 14.68 | 0 | 0
STWD | 0 | 0 | 0 | 0 | 0 | 0
WT | 0 | 0 | 0 | 0 | 0 | 0
IGCC | 0 | 0 | 0 | 0 | 0 | 0
DemandResponse | 0 | 0 | 0 | 0 | 0 | 0
IGCC-CCS | 0 | 0 | 0 | 0 | 0 | 0
WT_off | 0 | 0 | 0 | 0 | 0 | 0
PseudoUnit | 0 | 0 | 0 | 0 | 0 | 0
FixedInterchange | 0 | 0 | 0 | 0 | 0 | 0
Emission Cost by Reporting Type: SPP_S
ReportingType | 2015 | 2020 | 2025 | 2030 | 2035 | 2040
BM | 0 | 0 | 0 | 0 | 0 | 0
CC | 424.98 | 601.89 | 1096.73 | 2281.62 | 2002.63 | 1932.79
CSP | 0 | 0 | 0 | 0 | 0 | 0
CT | 0.26 | 0 | 0 | 0 | 0 | 0.79
Coal | 2116.14 | 310.45 | 47.04 | 0 | 0 | 0
Geo | 0 | 0 | 0 | 0 | 0 | 0
H | 0 | 0 | 0 | 0 | 0 | 0
LFG | 0 | 0 | 0 | 0 | 0 | 0
Nuc | 0 | 0 | 0 | 0 | 0 | 0
PS | 0 | 0 | 0 | 0 | 0 | 0
PV | 0 | 0 | 0 | 0 | 0 | 0
PeakG | 0 | 0 | 0 | 0 | 0 | 0
PeakO | 0 | 0 | 0 | 0 | 0 | 0
ST | 0 | 0 | 0 | 0 | 0 | 0
STOG | 31.77 | 13.5 | 49.91 | 87.64 | 39.95 | 14.84
STWD | 0 | 0 | 0 | 0 | 0 | 0
WT | 0 | 0 | 0 | 0 | 0 | 0
IGCC | 0 | 0 | 0 | 0 | 0 | 0
DemandResponse | 0 | 0 | 0 | 0 | 0 | 0
IGCC-CCS | 0 | 0 | 0 | 0 | 0 | 0
WT_off | 0 | 0 | 0 | 0 | 0 | 0
PseudoUnit | 0 | 0 | 0 | 0 | 0 | 0
FixedInterchange | 0 | 0 | 0 | 0 | 0 | 0
Emission Cost by Reporting Type: TVA
ReportingType | 2015 | 2020 | 2025 | 2030 | 2035 | 2040
BM | 0 | 0 | 0 | 0 | 0 | 0
CC | 464.91 | 974.26 | 1756.03 | 3663.29 | 3337.27 | 431.69
CSP | 0 | 0 | 0 | 0 | 0 | 0
CT | 0 | 0 | 0 | 0 | 0 | 0
Coal | 870.47 | 490.05 | 25.51 | 0 | 0 | 0
Geo | 0 | 0 | 0 | 0 | 0 | 0
H | 0 | 0 | 0 | 0 | 0 | 0
LFG | 0 | 0 | 0 | 0 | 0 | 0
Nuc | 0 | 0 | 0 | 0 | 0 | 0
PS | 0 | 0 | 0 | 0 | 0 | 0
PV | 0 | 0 | 0 | 0 | 0 | 0
PeakG | 0 | 0 | 0 | 0 | 0 | 0
PeakO | 0 | 0 | 0 | 0 | 0 | 0
ST | 0 | 0 | 0 | 0 | 0 | 0
STOG | 0 | 0 | 0 | 0 | 0 | 0
STWD | 0 | 0 | 0 | 0 | 0 | 0
WT | 0 | 0 | 0 | 0 | 0 | 0
IGCC | 0 | 0 | 0 | 0 | 0 | 0
DemandResponse | 0 | 0 | 0 | 0 | 0 | 0
IGCC-CCS | 0 | 0 | 0 | 0 | 0 | 0
WT_off | 0 | 0 | 0 | 0 | 0 | 0
PseudoUnit | 0 | 0 | 0 | 0 | 0 | 0
FixedInterchange | 0 | 0 | 0 | 0 | 0 | 0
Emission Cost by Reporting Type: TVA_Transmission
ReportingType | 2015 | 2020 | 2025 | 2030 | 2035 | 2040
BM | 0 | 0 | 0 | 0 | 0 | 0
CC | 0 | 0 | 0 | 0 | 0 | 0
CSP | 0 | 0 | 0 | 0 | 0 | 0
CT | 0 | 0 | 0 | 0 | 0 | 0
Coal | 0 | 0 | 0 | 0 | 0 | 0
Geo | 0 | 0 | 0 | 0 | 0 | 0
H | 0 | 0 | 0 | 0 | 0 | 0
LFG | 0 | 0 | 0 | 0 | 0 | 0
Nuc | 0 | 0 | 0 | 0 | 0 | 0
PS | 0 | 0 | 0 | 0 | 0 | 0
PV | 0 | 0 | 0 | 0 | 0 | 0
PeakG | 0 | 0 | 0 | 0 | 0 | 0
PeakO | 0 | 0 | 0 | 0 | 0 | 0
ST | 0 | 0 | 0 | 0 | 0 | 0
STOG | 0 | 0 | 0 | 0 | 0 | 0
STWD | 0 | 0 | 0 | 0 | 0 | 0
WT | 0 | 0 | 0 | 0 | 0 | 0
IGCC | 0 | 0 | 0 | 0 | 0 | 0
DemandResponse | 0 | 0 | 0 | 0 | 0 | 0
IGCC-CCS | 0 | 0 | 0 | 0 | 0 | 0
WT_off | 0 | 0 | 0 | 0 | 0 | 0
PseudoUnit | 0 | 0 | 0 | 0 | 0 | 0
FixedInterchange | 0 | 0 | 0 | 0 | 0 | 0
Emission Cost by Reporting Type: VACAR
ReportingType | 2015 | 2020 | 2025 | 2030 | 2035 | 2040
BM | 0 | 0 | 0 | 0 | 0 | 0
CC | 1128.61 | 1571.25 | 2513.63 | 4919.34 | 3554.25 | 1295.17
CSP | 0 | 0 | 0 | 0 | 0 | 0
CT | 1.13 | 1.61 | 5.02 | 0 | 0 | 0
Coal | 626.96 | 514.53 | 106.57 | 62.33 | 129.81 | 185.31
Geo | 0 | 0 | 0 | 0 | 0 | 0
H | 0 | 0 | 0 | 0 | 0 | 0
LFG | 0 | 0 | 0 | 0 | 0 | 0
Nuc | 0 | 0 | 0 | 0 | 0 | 0
PS | 0 | 0 | 0 | 0 | 0 | 0
PV | 0 | 0 | 0 | 0 | 0 | 0
PeakG | 1.66 | 5.2 | 14.67 | 34.94 | 20.31 | 27.66
PeakO | 0 | 0 | 0 | 0 | 0 | 0
ST | 0 | 0 | 0 | 0 | 0 | 0
STOG | 0 | 0 | 0 | 0 | 0 | 0
STWD | 0 | 0 | 0 | 0 | 0 | 0
WT | 0 | 0 | 0 | 0 | 0 | 0
IGCC | 0 | 0 | 0 | 0 | 0 | 0
DemandResponse | 0 | 0 | 0 | 0 | 0 | 0
IGCC-CCS | 0 | 0 | 0 | 0 | 0 | 0
WT_off | 0 | 0 | 0 | 0 | 0 | 0
PseudoUnit | 0 | 0 | 0 | 0 | 0 | 0
FixedInterchange | 0 | 0 | 0 | 0 | 0 | 0
Emission Cost by Reporting Type: IESO
ReportingType | 2015 | 2020 | 2025 | 2030 | 2035 | 2040
BM | 0 | 0 | 0 | 0 | 0 | 0
CC | 0 | 0 | 0 | 0 | 0 | 0
CSP | 0 | 0 | 0 | 0 | 0 | 0
CT | 0 | 0 | 0 | 0 | 0 | 0
Coal | 0 | 0 | 0 | 0 | 0 | 0
Geo | 0 | 0 | 0 | 0 | 0 | 0
H | 0 | 0 | 0 | 0 | 0 | 0
LFG | 0 | 0 | 0 | 0 | 0 | 0
Nuc | 0 | 0 | 0 | 0 | 0 | 0
PS | 0 | 0 | 0 | 0 | 0 | 0
PV | 0 | 0 | 0 | 0 | 0 | 0
PeakG | 0 | 0 | 0 | 0 | 0 | 0
PeakO | 0 | 0 | 0 | 0 | 0 | 0
ST | 0 | 0 | 0 | 0 | 0 | 0
STOG | 0 | 0 | 0 | 0 | 0 | 0
STWD | 0 | 0 | 0 | 0 | 0 | 0
WT | 0 | 0 | 0 | 0 | 0 | 0
IGCC | 0 | 0 | 0 | 0 | 0 | 0
DemandResponse | 0 | 0 | 0 | 0 | 0 | 0
IGCC-CCS | 0 | 0 | 0 | 0 | 0 | 0
WT_off | 0 | 0 | 0 | 0 | 0 | 0
PseudoUnit | 0 | 0 | 0 | 0 | 0 | 0
FixedInterchange | 0 | 0 | 0 | 0 | 0 | 0
Emission Cost by Reporting Type: MAPP_CA
ReportingType | 2015 | 2020 | 2025 | 2030 | 2035 | 2040
BM | 0 | 0 | 0 | 0 | 0 | 0
CC | 78.84 | 111.95 | 11.44 | 0 | 0 | 0
CSP | 0 | 0 | 0 | 0 | 0 | 0
CT | 0 | 0 | 0 | 0 | 0 | 0
Coal | 7 | 1.57 | 0 | 0 | 0 | 0
Geo | 0 | 0 | 0 | 0 | 0 | 0
H | 0 | 0 | 0 | 0 | 0 | 0
LFG | 0 | 0 | 0 | 0 | 0 | 0
Nuc | 0 | 0 | 0 | 0 | 0 | 0
PS | 0 | 0 | 0 | 0 | 0 | 0
PV | 0 | 0 | 0 | 0 | 0 | 0
PeakG | 1.39 | 1.84 | 0 | 0 | 0 | 0
PeakO | 0 | 0 | 0 | 0 | 0 | 0
ST | 0 | 0 | 0 | 0 | 0 | 0
STOG | 0.22 | 0 | 0 | 0 | 0 | 0
STWD | 0 | 0 | 0 | 0 | 0 | 0
WT | 0 | 0 | 0 | 0 | 0 | 0
IGCC | 0 | 0 | 0 | 0 | 0 | 0
DemandResponse | 0 | 0 | 0 | 0 | 0 | 0
IGCC-CCS | 0 | 0 | 0 | 0 | 0 | 0
WT_off | 0 | 0 | 0 | 0 | 0 | 0
PseudoUnit | 0 | 0 | 0 | 0 | 0 | 0
FixedInterchange | 0 | 0 | 0 | 0 | 0 | 0
Emission Cost by Reporting Type: AZ_NM_SNV_Coal
ReportingType | 2015 | 2020 | 2025 | 2030 | 2035 | 2040
BM | 0 | 0 | 0 | 0 | 0 | 0
CC | 0 | 0 | 0 | 0 | 0 | 0
CSP | 0 | 0 | 0 | 0 | 0 | 0
CT | 0 | 0 | 0 | 0 | 0 | 0
Coal | 1276.3 | 1645.05 | 594.58 | 7.96 | 97.74 | 73.27
Geo | 0 | 0 | 0 | 0 | 0 | 0
H | 0 | 0 | 0 | 0 | 0 | 0
LFG | 0 | 0 | 0 | 0 | 0 | 0
Nuc | 0 | 0 | 0 | 0 | 0 | 0
PS | 0 | 0 | 0 | 0 | 0 | 0
PV | 0 | 0 | 0 | 0 | 0 | 0
PeakG | 0 | 0 | 0 | 0 | 0 | 0
PeakO | 0 | 0 | 0 | 0 | 0 | 0
ST | 0 | 0 | 0 | 0 | 0 | 0
STOG | 0 | 0 | 0 | 0 | 0 | 0
STWD | 0 | 0 | 0 | 0 | 0 | 0
WT | 0 | 0 | 0 | 0 | 0 | 0
IGCC | 0 | 0 | 0 | 0 | 0 | 0
DemandResponse | 0 | 0 | 0 | 0 | 0 | 0
IGCC-CCS | 0 | 0 | 0 | 0 | 0 | 0
WT_off | 0 | 0 | 0 | 0 | 0 | 0
PseudoUnit | 0 | 0 | 0 | 0 | 0 | 0
FixedInterchange | 0 | 0 | 0 | 0 | 0 | 0
Emission Cost by Reporting Type: AZ_NM_SNV_Gas
ReportingType | 2015 | 2020 | 2025 | 2030 | 2035 | 2040
BM | 0 | 0 | 0 | 0 | 0 | 0
CC | 665.86 | 777.98 | 1930.48 | 2656.7 | 1734.21 | 1790.67
CSP | 0 | 0 | 0 | 0 | 0 | 0
CT | 0 | 0 | 0 | 0 | 0 | 0
Coal | 0 | 0 | 0 | 0 | 0 | 0
Geo | 0 | 0 | 0 | 0 | 0 | 0
H | 0 | 0 | 0 | 0 | 0 | 0
LFG | 0 | 0 | 0 | 0 | 0 | 0
Nuc | 0 | 0 | 0 | 0 | 0 | 0
PS | 0 | 0 | 0 | 0 | 0 | 0
PV | 0 | 0 | 0 | 0 | 0 | 0
PeakG | 0 | 0 | 0 | 0 | 0 | 0
PeakO | 0 | 0 | 0 | 0 | 0 | 0
ST | 0 | 0 | 0 | 0 | 0 | 0
STOG | 0 | 0 | 0 | 0 | 0 | 0
STWD | 0 | 0 | 0 | 0 | 0 | 0
WT | 0 | 0 | 0 | 0 | 0 | 0
IGCC | 0 | 0 | 0 | 0 | 0 | 0
DemandResponse | 0 | 0 | 0 | 0 | 0 | 0
IGCC-CCS | 0 | 0 | 0 | 0 | 0 | 0
WT_off | 0 | 0 | 0 | 0 | 0 | 0
PseudoUnit | 0 | 0 | 0 | 0 | 0 | 0
FixedInterchange | 0 | 0 | 0 | 0 | 0 | 0
Emission Cost by Reporting Type: AZ_NM_SNV_NucRenew
ReportingType | 2015 | 2020 | 2025 | 2030 | 2035 | 2040
BM | 0 | 0 | 0 | 0 | 0 | 0
CC | 0 | 0 | 0 | 0 | 0 | 0
CSP | 0 | 0 | 0 | 0 | 0 | 0
CT | 0 | 0 | 0 | 0 | 0 | 0
Coal | 0 | 0 | 0 | 0 | 0 | 0
Geo | 0 | 0 | 0 | 0 | 0 | 0
H | 0 | 0 | 0 | 0 | 0 | 0
LFG | 0 | 0 | 0 | 0 | 0 | 0
Nuc | 0 | 0 | 0 | 0 | 0 | 0
PS | 0 | 0 | 0 | 0 | 0 | 0
PV | 0 | 0 | 0 | 0 | 0 | 0
PeakG | 0 | 0 | 0 | 0 | 0 | 0
PeakO | 0 | 0 | 0 | 0 | 0 | 0
ST | 0 | 0 | 0 | 0 | 0 | 0
STOG | 0 | 0 | 0 | 0 | 0 | 0
STWD | 0 | 0 | 0 | 0 | 0 | 0
WT | 0 | 0 | 0 | 0 | 0 | 0
IGCC | 0 | 0 | 0 | 0 | 0 | 0
DemandResponse | 0 | 0 | 0 | 0 | 0 | 0
IGCC-CCS | 0 | 0 | 0 | 0 | 0 | 0
WT_off | 0 | 0 | 0 | 0 | 0 | 0
PseudoUnit | 0 | 0 | 0 | 0 | 0 | 0
FixedInterchange | 0 | 0 | 0 | 0 | 0 | 0
Emission Cost by Reporting Type: ERCOT
ReportingType | 2015 | 2020 | 2025 | 2030 | 2035 | 2040
BM | 0 | 0 | 0 | 0 | 0 | 0
CC | 2050.22 | 3151.12 | 4437.96 | 8856.73 | 7300.12 | 6862.06
CSP | 0 | 0 | 0 | 0 | 0 | 0
CT | 0 | 0.05 | 0.05 | 0.65 | 0 | 0
Coal | 1096.18 | 989.51 | 70.43 | 91.48 | 197.07 | 281.33
Geo | 0 | 0 | 0 | 0 | 0 | 0
H | 0 | 0 | 0 | 0 | 0 | 0
LFG | 0 | 0 | 0 | 0 | 0 | 0
Nuc | 0 | 0 | 0 | 0 | 0 | 0
PS | 0 | 0 | 0 | 0 | 0 | 0
PV | 0 | 0 | 0 | 0 | 0 | 0
PeakG | 0 | 0.15 | 0 | 3.54 | 6.44 | 9.11
PeakO | 0 | 0 | 0 | 0 | 0 | 0
ST | 0 | 0 | 0 | 0 | 0 | 0
STOG | 30.92 | 71.65 | 34.87 | 66.97 | 0 | 0
STWD | 0 | 0 | 0 | 0 | 0 | 0
WT | 0 | 0 | 0 | 0 | 0 | 0
IGCC | 0 | 0 | 0 | 0 | 0 | 0
DemandResponse | 0 | 0 | 0 | 0 | 0 | 0
IGCC-CCS | 0 | 0 | 0 | 0 | 0 | 0
WT_off | 0 | 0 | 0 | 0 | 0 | 0
PseudoUnit | 0 | 0 | 0 | 0 | 0 | 0
FixedInterchange | 0 | 0 | 0 | 0 | 0 | 0
Emission Cost by Reporting Type: NP15
ReportingType | 2015 | 2020 | 2025 | 2030 | 2035 | 2040
BM | 0 | 0 | 0 | 0 | 0 | 0
CC | 593.48 | 822.44 | 1347.22 | 2061.2 | 1206.33 | 878.96
CSP | 0 | 0 | 0 | 0 | 0 | 0
CT | 0 | 0 | 0 | 0 | 0 | 0
Coal | 42.12 | 0 | 0 | 0 | 0 | 0
Geo | 0 | 0 | 0 | 0 | 0 | 0
H | 0 | 0 | 0 | 0 | 0 | 0
LFG | 0 | 0 | 0 | 0 | 0 | 0
Nuc | 0 | 0 | 0 | 0 | 0 | 0
PS | 0 | 0 | 0 | 0 | 0 | 0
PV | 0 | 0 | 0 | 0 | 0 | 0
PeakG | 0 | 0 | 0 | 0 | 0 | 0
PeakO | 0 | 0 | 0 | 0 | 0 | 0
ST | 0 | 0 | 0 | 0 | 0 | 0
STOG | 1.15 | 0.87 | 2.69 | 0 | 0 | 0
STWD | 0 | 0 | 0 | 0 | 0 | 0
WT | 0 | 0 | 0 | 0 | 0 | 0
IGCC | 0 | 0 | 0 | 0 | 0 | 0
DemandResponse | 0 | 0 | 0 | 0 | 0 | 0
IGCC-CCS | 0 | 0 | 0 | 0 | 0 | 0
WT_off | 0 | 0 | 0 | 0 | 0 | 0
PseudoUnit | 0 | 0 | 0 | 0 | 0 | 0
FixedInterchange | 0 | 0 | 0 | 0 | 0 | 0
Emission Cost by Reporting Type: NWPP_Coal
ReportingType | 2015 | 2020 | 2025 | 2030 | 2035 | 2040
BM | 0 | 0 | 0 | 0 | 0 | 0
CC | 0 | 0 | 0 | 0 | 0 | 0
CSP | 0 | 0 | 0 | 0 | 0 | 0
CT | 0 | 0 | 0 | 0 | 0 | 0
Coal | 1335.96 | 1424.45 | 9.82 | 22.01 | 40.76 | 58.18
Geo | 0 | 0 | 0 | 0 | 0 | 0
H | 0 | 0 | 0 | 0 | 0 | 0
LFG | 0 | 0 | 0 | 0 | 0 | 0
Nuc | 0 | 0 | 0 | 0 | 0 | 0
PS | 0 | 0 | 0 | 0 | 0 | 0
PV | 0 | 0 | 0 | 0 | 0 | 0
PeakG | 0 | 0 | 0 | 0 | 0 | 0
PeakO | 0 | 0 | 0 | 0 | 0 | 0
ST | 0 | 0 | 0 | 0 | 0 | 0
STOG | 0 | 0 | 0 | 0 | 0 | 0
STWD | 0 | 0 | 0 | 0 | 0 | 0
WT | 0 | 0 | 0 | 0 | 0 | 0
IGCC | 0 | 0 | 0 | 0 | 0 | 0
DemandResponse | 0 | 0 | 0 | 0 | 0 | 0
IGCC-CCS | 0 | 0 | 0 | 0 | 0 | 0
WT_off | 0 | 0 | 0 | 0 | 0 | 0
PseudoUnit | 0 | 0 | 0 | 0 | 0 | 0
FixedInterchange | 0 | 0 | 0 | 0 | 0 | 0
Emission Cost by Reporting Type: NWPP_Gas
ReportingType | 2015 | 2020 | 2025 | 2030 | 2035 | 2040
BM | 0 | 0 | 0 | 0 | 0 | 0
CC | 513.35 | 893.52 | 1463.23 | 2017.67 | 591.83 | 721.05
CSP | 0 | 0 | 0 | 0 | 0 | 0
CT | 0 | 0 | 0 | 0 | 0 | 0
Coal | 0 | 0 | 0 | 0 | 0 | 0
Geo | 0 | 0 | 0 | 0 | 0 | 0
H | 0 | 0 | 0 | 0 | 0 | 0
LFG | 0 | 0 | 0 | 0 | 0 | 0
Nuc | 0 | 0 | 0 | 0 | 0 | 0
PS | 0 | 0 | 0 | 0 | 0 | 0
PV | 0 | 0 | 0 | 0 | 0 | 0
PeakG | 0 | 0 | 0 | 0 | 0 | 0
PeakO | 0 | 0 | 0 | 0 | 0 | 0
ST | 0 | 0 | 0 | 0 | 0 | 0
STOG | 0 | 0 | 0 | 0 | 0 | 0
STWD | 0 | 0 | 0 | 0 | 0 | 0
WT | 0 | 0 | 0 | 0 | 0 | 0
IGCC | 0 | 0 | 0 | 0 | 0 | 0
DemandResponse | 0 | 0 | 0 | 0 | 0 | 0
IGCC-CCS | 0 | 0 | 0 | 0 | 0 | 0
WT_off | 0 | 0 | 0 | 0 | 0 | 0
PseudoUnit | 0 | 0 | 0 | 0 | 0 | 0
FixedInterchange | 0 | 0 | 0 | 0 | 0 | 0
Emission Cost by Reporting Type: NWPP_NucRenew
ReportingType | 2015 | 2020 | 2025 | 2030 | 2035 | 2040
BM | 0 | 0 | 0 | 0 | 0 | 0
CC | 0 | 0 | 0 | 0 | 0 | 0
CSP | 0 | 0 | 0 | 0 | 0 | 0
CT | 0 | 0 | 0 | 0 | 0 | 0
Coal | 0 | 0 | 0 | 0 | 0 | 0
Geo | 0 | 0 | 0 | 0 | 0 | 0
H | 0 | 0 | 0 | 0 | 0 | 0
LFG | 0 | 0 | 0 | 0 | 0 | 0
Nuc | 0 | 0 | 0 | 0 | 0 | 0
PS | 0 | 0 | 0 | 0 | 0 | 0
PV | 0 | 0 | 0 | 0 | 0 | 0
PeakG | 0 | 0 | 0 | 0 | 0 | 0
PeakO | 0 | 0 | 0 | 0 | 0 | 0
ST | 0 | 0 | 0 | 0 | 0 | 0
STOG | 0 | 0 | 0 | 0 | 0 | 0
STWD | 0 | 0 | 0 | 0 | 0 | 0
WT | 0 | 0 | 0 | 0 | 0 | 0
IGCC | 0 | 0 | 0 | 0 | 0 | 0
DemandResponse | 0 | 0 | 0 | 0 | 0 | 0
IGCC-CCS | 0 | 0 | 0 | 0 | 0 | 0
WT_off | 0 | 0 | 0 | 0 | 0 | 0
PseudoUnit | 0 | 0 | 0 | 0 | 0 | 0
FixedInterchange | 0 | 0 | 0 | 0 | 0 | 0
Emission Cost by Reporting Type: RMPA
ReportingType | 2015 | 2020 | 2025 | 2030 | 2035 | 2040
BM | 0 | 0 | 0 | 0 | 0 | 0
CC | 114.18 | 160.37 | 456.15 | 607.78 | 452.22 | 417.3
CSP | 0 | 0 | 0 | 0 | 0 | 0
CT | 0 | 0 | 0 | 0 | 0 | 0
Coal | 1336.07 | 1535.54 | 204.99 | 57.71 | 106.31 | 143.84
Geo | 0 | 0 | 0 | 0 | 0 | 0
H | 0 | 0 | 0 | 0 | 0 | 0
LFG | 0 | 0 | 0 | 0 | 0 | 0
Nuc | 0 | 0 | 0 | 0 | 0 | 0
PS | 0 | 0 | 0 | 0 | 0 | 0
PV | 0 | 0 | 0 | 0 | 0 | 0
PeakG | 0 | 0 | 0.22 | 0 | 0.7 | 0.37
PeakO | 0 | 0 | 0 | 0 | 0 | 0
ST | 0 | 0 | 0 | 0 | 0 | 0
STOG | 0 | 0 | 0 | 0 | 0 | 0
STWD | 0 | 0 | 0 | 0 | 0 | 0
WT | 0 | 0 | 0 | 0 | 0 | 0
IGCC | 0 | 0 | 0 | 0 | 0 | 0
DemandResponse | 0 | 0 | 0 | 0 | 0 | 0
IGCC-CCS | 0 | 0 | 0 | 0 | 0 | 0
WT_off | 0 | 0 | 0 | 0 | 0 | 0
PseudoUnit | 0 | 0 | 0 | 0 | 0 | 0
FixedInterchange | 0 | 0 | 0 | 0 | 0 | 0
Emission Cost by Reporting Type: SP15
ReportingType | 2015 | 2020 | 2025 | 2030 | 2035 | 2040
BM | 0 | 0 | 0 | 0 | 0 | 0
CC | 837.07 | 1074.91 | 1726.39 | 3313.4 | 2809.09 | 2177.57
CSP | 0 | 0 | 0 | 0 | 0 | 0
CT | 0 | 0 | 0 | 0 | 0 | 0
Coal | 39.99 | 30.93 | 22.16 | 0 | 0 | 0
Geo | 0 | 0 | 0 | 0 | 0 | 0
H | 0 | 0 | 0 | 0 | 0 | 0
LFG | 0 | 0 | 0 | 0 | 0 | 0
Nuc | 0 | 0 | 0 | 0 | 0 | 0
PS | 0 | 0 | 0 | 0 | 0 | 0
PV | 0 | 0 | 0 | 0 | 0 | 0
PeakG | 0 | 0 | 0 | 0 | 0 | 0
PeakO | 0 | 0 | 0 | 0 | 0 | 0
ST | 0 | 0 | 0 | 0 | 0 | 0
STOG | 6.68 | 4.28 | 14.71 | 14.53 | 8.89 | 6.93
STWD | 0 | 0 | 0 | 0 | 0 | 0
WT | 0 | 0 | 0 | 0 | 0 | 0
IGCC | 0 | 0 | 0 | 0 | 0 | 0
DemandResponse | 0 | 0 | 0 | 0 | 0 | 0
IGCC-CCS | 0 | 0 | 0 | 0 | 0 | 0
WT_off | 0 | 0 | 0 | 0 | 0 | 0
PseudoUnit | 0 | 0 | 0 | 0 | 0 | 0
FixedInterchange | 0 | 0 | 0 | 0 | 0 | 0
Emission Cost by Reporting Type: ALB
ReportingType | 2015 | 2020 | 2025 | 2030 | 2035 | 2040
BM | 0 | 0 | 0 | 0 | 0 | 0
CC | 177.21 | 259.17 | 427.25 | 0.31 | 0 | 0.83
CSP | 0 | 0 | 0 | 0 | 0 | 0
CT | 0 | 0 | 0 | 0 | 0 | 0
Coal | 1216.87 | 1727.96 | 2790.36 | 0 | 0 | 0
Geo | 0 | 0 | 0 | 0 | 0 | 0
H | 0 | 0 | 0 | 0 | 0 | 0
LFG | 0 | 0 | 0 | 0 | 0 | 0
Nuc | 0 | 0 | 0 | 0 | 0 | 0
PS | 0 | 0 | 0 | 0 | 0 | 0
PV | 0 | 0 | 0 | 0 | 0 | 0
PeakG | 0 | 0 | 0 | 0 | 0 | 0.52
PeakO | 0 | 0 | 0 | 0 | 0 | 0
ST | 0 | 0 | 0 | 0 | 0 | 0
STOG | 0 | 0 | 0 | 0 | 0 | 0
STWD | 0 | 0 | 0 | 0 | 0 | 0
WT | 0 | 0 | 0 | 0 | 0 | 0
IGCC | 0 | 0 | 0 | 0 | 0 | 0
DemandResponse | 0 | 0 | 0 | 0 | 0 | 0
IGCC-CCS | 0 | 0 | 0 | 0 | 0 | 0
WT_off | 0 | 0 | 0 | 0 | 0 | 0
PseudoUnit | 0 | 0 | 0 | 0 | 0 | 0
FixedInterchange | 0 | 0 | 0 | 0 | 0 | 0
Emission Cost by Reporting Type: BC
ReportingType | 2015 | 2020 | 2025 | 2030 | 2035 | 2040
BM | 0 | 0 | 0 | 0 | 0 | 0
CC | 43.75 | 62.13 | 101.74 | 144.61 | 0 | 0
CSP | 0 | 0 | 0 | 0 | 0 | 0
CT | 0 | 0 | 0 | 0 | 0 | 0
Coal | 0 | 0 | 0 | 0 | 0 | 0
Geo | 0 | 0 | 0 | 0 | 0 | 0
H | 0 | 0 | 0 | 0 | 0 | 0
LFG | 0 | 0 | 0 | 0 | 0 | 0
Nuc | 0 | 0 | 0 | 0 | 0 | 0
PS | 0 | 0 | 0 | 0 | 0 | 0
PV | 0 | 0 | 0 | 0 | 0 | 0
PeakG | 0 | 0 | 0 | 0 | 0 | 0
PeakO | 0 | 0 | 0 | 0 | 0 | 0
ST | 0 | 0 | 0 | 0 | 0 | 0
STOG | 0 | 0 | 0 | 0 | 0 | 0
STWD | 0 | 0 | 0 | 0 | 0 | 0
WT | 0 | 0 | 0 | 0 | 0 | 0
IGCC | 0 | 0 | 0 | 0 | 0 | 0
DemandResponse | 0 | 0 | 0 | 0 | 0 | 0
IGCC-CCS | 0 | 0 | 0 | 0 | 0 | 0
WT_off | 0 | 0 | 0 | 0 | 0 | 0
PseudoUnit | 0 | 0 | 0 | 0 | 0 | 0
FixedInterchange | 0 | 0 | 0 | 0 | 0 | 0
Emission Cost by Reporting Type: HQ_IESO
ReportingType | 2015 | 2020 | 2025 | 2030 | 2035 | 2040
BM | 0 | 0 | 0 | 0 | 0 | 0
CC | 0 | 0 | 0 | 0 | 0 | 0
CSP | 0 | 0 | 0 | 0 | 0 | 0
CT | 0 | 0 | 0 | 0 | 0 | 0
Coal | 0 | 0 | 0 | 0 | 0 | 0
Geo | 0 | 0 | 0 | 0 | 0 | 0
H | 0 | 0 | 0 | 0 | 0 | 0
LFG | 0 | 0 | 0 | 0 | 0 | 0
Nuc | 0 | 0 | 0 | 0 | 0 | 0
PS | 0 | 0 | 0 | 0 | 0 | 0
PV | 0 | 0 | 0 | 0 | 0 | 0
PeakG | 0 | 0 | 0 | 0 | 0 | 0
PeakO | 0 | 0 | 0 | 0 | 0 | 0
ST | 0 | 0 | 0 | 0 | 0 | 0
STOG | 0 | 0 | 0 | 0 | 0 | 0
STWD | 0 | 0 | 0 | 0 | 0 | 0
WT | 0 | 0 | 0 | 0 | 0 | 0
IGCC | 0 | 0 | 0 | 0 | 0 | 0
DemandResponse | 0 | 0 | 0 | 0 | 0 | 0
IGCC-CCS | 0 | 0 | 0 | 0 | 0 | 0
WT_off | 0 | 0 | 0 | 0 | 0 | 0
PseudoUnit | 0 | 0 | 0 | 0 | 0 | 0
FixedInterchange | 0 | 0 | 0 | 0 | 0 | 0
Emission Cost by Reporting Type: HQ_NEISO
ReportingType | 2015 | 2020 | 2025 | 2030 | 2035 | 2040
BM | 0 | 0 | 0 | 0 | 0 | 0
CC | 0 | 0 | 0 | 0 | 0 | 0
CSP | 0 | 0 | 0 | 0 | 0 | 0
CT | 0 | 0 | 0 | 0 | 0 | 0
Coal | 0 | 0 | 0 | 0 | 0 | 0
Geo | 0 | 0 | 0 | 0 | 0 | 0
H | 0 | 0 | 0 | 0 | 0 | 0
LFG | 0 | 0 | 0 | 0 | 0 | 0
Nuc | 0 | 0 | 0 | 0 | 0 | 0
PS | 0 | 0 | 0 | 0 | 0 | 0
PV | 0 | 0 | 0 | 0 | 0 | 0
PeakG | 0 | 0 | 0 | 0 | 0 | 0
PeakO | 0 | 0 | 0 | 0 | 0 | 0
ST | 0 | 0 | 0 | 0 | 0 | 0
STOG | 0 | 0 | 0 | 0 | 0 | 0
STWD | 0 | 0 | 0 | 0 | 0 | 0
WT | 0 | 0 | 0 | 0 | 0 | 0
IGCC | 0 | 0 | 0 | 0 | 0 | 0
DemandResponse | 0 | 0 | 0 | 0 | 0 | 0
IGCC-CCS | 0 | 0 | 0 | 0 | 0 | 0
WT_off | 0 | 0 | 0 | 0 | 0 | 0
PseudoUnit | 0 | 0 | 0 | 0 | 0 | 0
FixedInterchange | 0 | 0 | 0 | 0 | 0 | 0
Emission Cost by Reporting Type: HQ_NY
ReportingType | 2015 | 2020 | 2025 | 2030 | 2035 | 2040
BM | 0 | 0 | 0 | 0 | 0 | 0
CC | 0 | 0 | 0 | 0 | 0 | 0
CSP | 0 | 0 | 0 | 0 | 0 | 0
CT | 0 | 0 | 0 | 0 | 0 | 0
Coal | 0 | 0 | 0 | 0 | 0 | 0
Geo | 0 | 0 | 0 | 0 | 0 | 0
H | 0 | 0 | 0 | 0 | 0 | 0
LFG | 0 | 0 | 0 | 0 | 0 | 0
Nuc | 0 | 0 | 0 | 0 | 0 | 0
PS | 0 | 0 | 0 | 0 | 0 | 0
PV | 0 | 0 | 0 | 0 | 0 | 0
PeakG | 0 | 0 | 0 | 0 | 0 | 0
PeakO | 0 | 0 | 0 | 0 | 0 | 0
ST | 0 | 0 | 0 | 0 | 0 | 0
STOG | 0 | 0 | 0 | 0 | 0 | 0
STWD | 0 | 0 | 0 | 0 | 0 | 0
WT | 0 | 0 | 0 | 0 | 0 | 0
IGCC | 0 | 0 | 0 | 0 | 0 | 0
DemandResponse | 0 | 0 | 0 | 0 | 0 | 0
IGCC-CCS | 0 | 0 | 0 | 0 | 0 | 0
WT_off | 0 | 0 | 0 | 0 | 0 | 0
PseudoUnit | 0 | 0 | 0 | 0 | 0 | 0
FixedInterchange | 0 | 0 | 0 | 0 | 0 | 0
Emission Cost by Reporting Type: MARITIMES
ReportingType | 2015 | 2020 | 2025 | 2030 | 2035 | 2040
BM | 0 | 0 | 0 | 0 | 0 | 0
CC | 0 | 0 | 0 | 0 | 0 | 0
CSP | 0 | 0 | 0 | 0 | 0 | 0
CT | 0 | 0 | 0 | 0 | 0 | 0
Coal | 0 | 0 | 0 | 0 | 0 | 0
Geo | 0 | 0 | 0 | 0 | 0 | 0
H | 0 | 0 | 0 | 0 | 0 | 0
LFG | 0 | 0 | 0 | 0 | 0 | 0
Nuc | 0 | 0 | 0 | 0 | 0 | 0
PS | 0 | 0 | 0 | 0 | 0 | 0
PV | 0 | 0 | 0 | 0 | 0 | 0
PeakG | 0 | 0 | 0 | 0 | 0 | 0
PeakO | 0 | 0 | 0 | 0 | 0 | 0
ST | 0 | 0 | 0 | 0 | 0 | 0
STOG | 0 | 0 | 0 | 0 | 0 | 0
STWD | 0 | 0 | 0 | 0 | 0 | 0
WT | 0 | 0 | 0 | 0 | 0 | 0
IGCC | 0 | 0 | 0 | 0 | 0 | 0
DemandResponse | 0 | 0 | 0 | 0 | 0 | 0
IGCC-CCS | 0 | 0 | 0 | 0 | 0 | 0
WT_off | 0 | 0 | 0 | 0 | 0 | 0
PseudoUnit | 0 | 0 | 0 | 0 | 0 | 0
FixedInterchange | 0 | 0 | 0 | 0 | 0 | 0
Emission Cost by Reporting Type: All
ReportingType | 2015 | 2020 | 2025 | 2030 | 2035 | 2040
BM | 0 | 0 | 0 | 0 | 0 | 0
CC | 15421.93 | 26308.52 | 42893.17 | 74793.11 | 77934.34 | 35702.24
CSP | 0 | 0 | 0 | 0 | 0 | 0
CT | 8.93 | 20.64 | 39.54 | 29.74 | 0.64 | 1.71
Coal | 27404.07 | 17186.72 | 5443.72 | 1049.19 | 3159.07 | 4584.21
Geo | 0 | 0 | 0 | 0 | 0 | 0
H | 0 | 0 | 0 | 0 | 0 | 0
LFG | 0 | 0 | 0 | 0 | 0 | 0
Nuc | 0 | 0 | 0 | 0 | 0 | 0
PS | 0 | 0 | 0 | 0 | 0 | 0
PV | 0 | 0 | 0 | 0 | 0 | 0
PeakG | 46.73 | 100.9 | 211.5 | 398.36 | 504.71 | 373.65
PeakO | 0 | 0 | 0 | 0 | 0 | 0
ST | 0 | 0 | 0 | 0 | 0 | 0
STOG | 112.73 | 171.09 | 170.26 | 266.63 | 111.1 | 75.38
STWD | 0 | 0 | 0 | 0 | 0 | 0
WT | 0 | 0 | 0 | 0 | 0 | 0
IGCC | 100.97 | 143.38 | 40.55 | 0.66 | 0 | 0
DemandResponse | 0 | 0 | 0 | 0 | 0 | 0
IGCC-CCS | 0 | 0 | 0 | 0 | 0 | 0
WT_off | 0 | 0 | 0 | 0 | 0 | 0
PseudoUnit | 0 | 0 | 0 | 0 | 0 | 0
FixedInterchange | 0 | 0 | 0 | 0 | 0 | 0
Emission Cost by Reporting Type: EI_US
ReportingType | 2015 | 2020 | 2025 | 2030 | 2035 | 2040
BM | 0 | 0 | 0 | 0 | 0 | 0
CC | 10347.96 | 18994.94 | 30991.29 | 55134.7 | 63840.55 | 22853.8
CSP | 0 | 0 | 0 | 0 | 0 | 0
CT | 8.93 | 20.59 | 39.49 | 29.09 | 0.64 | 1.71
Coal | 21053.57 | 9831.71 | 1751.36 | 870.03 | 2717.19 | 4027.58
Geo | 0 | 0 | 0 | 0 | 0 | 0
H | 0 | 0 | 0 | 0 | 0 | 0
LFG | 0 | 0 | 0 | 0 | 0 | 0
Nuc | 0 | 0 | 0 | 0 | 0 | 0
PS | 0 | 0 | 0 | 0 | 0 | 0
PV | 0 | 0 | 0 | 0 | 0 | 0
PeakG | 45.33 | 98.91 | 211.28 | 394.82 | 497.57 | 363.65
PeakO | 0 | 0 | 0 | 0 | 0 | 0
ST | 0 | 0 | 0 | 0 | 0 | 0
STOG | 73.77 | 94.28 | 117.99 | 185.14 | 102.21 | 68.45
STWD | 0 | 0 | 0 | 0 | 0 | 0
WT | 0 | 0 | 0 | 0 | 0 | 0
IGCC | 100.97 | 143.38 | 40.55 | 0.66 | 0 | 0
DemandResponse | 0 | 0 | 0 | 0 | 0 | 0
IGCC-CCS | 0 | 0 | 0 | 0 | 0 | 0
WT_off | 0 | 0 | 0 | 0 | 0 | 0
PseudoUnit | 0 | 0 | 0 | 0 | 0 | 0
FixedInterchange | 0 | 0 | 0 | 0 | 0 | 0
Emission Cost by Reporting Type: EI_Canada
ReportingType | 2015 | 2020 | 2025 | 2030 | 2035 | 2040
BM | 0 | 0 | 0 | 0 | 0 | 0
CC | 78.84 | 111.95 | 11.44 | 0 | 0 | 0
CSP | 0 | 0 | 0 | 0 | 0 | 0
CT | 0 | 0 | 0 | 0 | 0 | 0
Coal | 7 | 1.57 | 0 | 0 | 0 | 0
Geo | 0 | 0 | 0 | 0 | 0 | 0
H | 0 | 0 | 0 | 0 | 0 | 0
LFG | 0 | 0 | 0 | 0 | 0 | 0
Nuc | 0 | 0 | 0 | 0 | 0 | 0
PS | 0 | 0 | 0 | 0 | 0 | 0
PV | 0 | 0 | 0 | 0 | 0 | 0
PeakG | 1.39 | 1.84 | 0 | 0 | 0 | 0
PeakO | 0 | 0 | 0 | 0 | 0 | 0
ST | 0 | 0 | 0 | 0 | 0 | 0
STOG | 0.22 | 0 | 0 | 0 | 0 | 0
STWD | 0 | 0 | 0 | 0 | 0 | 0
WT | 0 | 0 | 0 | 0 | 0 | 0
IGCC | 0 | 0 | 0 | 0 | 0 | 0
DemandResponse | 0 | 0 | 0 | 0 | 0 | 0
IGCC-CCS | 0 | 0 | 0 | 0 | 0 | 0
WT_off | 0 | 0 | 0 | 0 | 0 | 0
PseudoUnit | 0 | 0 | 0 | 0 | 0 | 0
FixedInterchange | 0 | 0 | 0 | 0 | 0 | 0
Emission Cost by Reporting Type: EI
ReportingType | 2015 | 2020 | 2025 | 2030 | 2035 | 2040
BM | 0 | 0 | 0 | 0 | 0 | 0
CC | 10426.8 | 19106.89 | 31002.73 | 55134.7 | 63840.55 | 22853.8
CSP | 0 | 0 | 0 | 0 | 0 | 0
CT | 8.93 | 20.59 | 39.49 | 29.09 | 0.64 | 1.71
Coal | 21060.57 | 9833.28 | 1751.36 | 870.03 | 2717.19 | 4027.58
Geo | 0 | 0 | 0 | 0 | 0 | 0
H | 0 | 0 | 0 | 0 | 0 | 0
LFG | 0 | 0 | 0 | 0 | 0 | 0
Nuc | 0 | 0 | 0 | 0 | 0 | 0
PS | 0 | 0 | 0 | 0 | 0 | 0
PV | 0 | 0 | 0 | 0 | 0 | 0
PeakG | 46.73 | 100.75 | 211.28 | 394.82 | 497.57 | 363.65
PeakO | 0 | 0 | 0 | 0 | 0 | 0
ST | 0 | 0 | 0 | 0 | 0 | 0
STOG | 73.99 | 94.28 | 117.99 | 185.14 | 102.21 | 68.45
STWD | 0 | 0 | 0 | 0 | 0 | 0
WT | 0 | 0 | 0 | 0 | 0 | 0
IGCC | 100.97 | 143.38 | 40.55 | 0.66 | 0 | 0
DemandResponse | 0 | 0 | 0 | 0 | 0 | 0
IGCC-CCS | 0 | 0 | 0 | 0 | 0 | 0
WT_off | 0 | 0 | 0 | 0 | 0 | 0
PseudoUnit | 0 | 0 | 0 | 0 | 0 | 0
FixedInterchange | 0 | 0 | 0 | 0 | 0 | 0
Emission Cost by Reporting Type: Outside_EI
ReportingType | 2015 | 2020 | 2025 | 2030 | 2035 | 2040
BM | 0 | 0 | 0 | 0 | 0 | 0
CC | 4995.13 | 7201.63 | 11890.43 | 19658.41 | 14093.79 | 12848.44
CSP | 0 | 0 | 0 | 0 | 0 | 0
CT | 0 | 0.05 | 0.05 | 0.65 | 0 | 0
Coal | 6343.5 | 7353.44 | 3692.35 | 179.15 | 441.88 | 556.63
Geo | 0 | 0 | 0 | 0 | 0 | 0
H | 0 | 0 | 0 | 0 | 0 | 0
LFG | 0 | 0 | 0 | 0 | 0 | 0
Nuc | 0 | 0 | 0 | 0 | 0 | 0
PS | 0 | 0 | 0 | 0 | 0 | 0
PV | 0 | 0 | 0 | 0 | 0 | 0
PeakG | 0 | 0.15 | 0.22 | 3.54 | 7.14 | 10
PeakO | 0 | 0 | 0 | 0 | 0 | 0
ST | 0 | 0 | 0 | 0 | 0 | 0
STOG | 38.75 | 76.8 | 52.27 | 81.5 | 8.89 | 6.93
STWD | 0 | 0 | 0 | 0 | 0 | 0
WT | 0 | 0 | 0 | 0 | 0 | 0
IGCC | 0 | 0 | 0 | 0 | 0 | 0
DemandResponse | 0 | 0 | 0 | 0 | 0 | 0
IGCC-CCS | 0 | 0 | 0 | 0 | 0 | 0
WT_off | 0 | 0 | 0 | 0 | 0 | 0
PseudoUnit | 0 | 0 | 0 | 0 | 0 | 0
FixedInterchange | 0 | 0 | 0 | 0 | 0 | 0
#8 | Base VOM Costs ($million)
Base VOM Costs by Reporting Type: Entergy
ReportingType | 2015 | 2020 | 2025 | 2030 | 2035 | 2040
BM | 0 | 0 | 0 | 0 | 91.46 | 375.9
CC | 208.03 | 321.21 | 316.37 | 284.43 | 149.28 | 36.92
CSP | 0 | 0 | 0 | 0 | 0 | 0
CT | 0 | 0 | 0 | 0 | 0 | 0
Coal | 216.47 | 23.53 | 2.51 | 0.03 | 0 | 0
Geo | 0 | 0 | 0 | 0 | 0 | 0
H | 0 | 0 | 0 | 0 | 0.04 | 0.04
LFG | 0 | 0 | 0.01 | 0.01 | 0.01 | 0.01
Nuc | 100.26 | 100.26 | 100.26 | 100.26 | 150.54 | 132.1
PS | 0 | 0 | 0 | 0 | 0 | 0
PV | 0 | 0 | 0 | 0 | 0 | 0
PeakG | 0 | 0 | 0.04 | 0 | 0 | 0
PeakO | 0 | 0 | 0 | 0 | 0 | 0
ST | 0 | 0 | 0 | 0 | 0 | 0
STOG | 0.97 | 1.34 | 0 | 0 | 0 | 0
STWD | 0.09 | 0.18 | 0.31 | 2.11 | 3.43 | 2.66
WT | 0 | 0 | 0 | 0 | 0 | 0
IGCC | 0 | 0 | 0 | 0 | 0 | 0
DemandResponse | 0 | 0 | 0 | 0 | 0 | 0
IGCC-CCS | 0 | 0 | 0 | 0 | 0 | 0
WT_off | 0 | 0 | 0 | 0 | 0 | 0
PseudoUnit | 0 | 0 | 0 | 0 | 0 | 0
FixedInterchange | 0 | 0 | 0 | 0 | 0 | 0
Base VOM Costs by Reporting Type: FRCC
ReportingType | 2015 | 2020 | 2025 | 2030 | 2035 | 2040
BM | 0 | 0 | 0 | 0 | 0 | 54.11
CC | 560.04 | 577.64 | 563.13 | 353.05 | 159.05 | 101.62
CSP | 0 | 0 | 0 | 0 | 0 | 0
CT | 4.8 | 8.5 | 9.38 | 3.51 | 0 | 0
Coal | 67.81 | 27.67 | 5 | 5.47 | 16.11 | 19.63
Geo | 0 | 0 | 0 | 0 | 0 | 0
H | 0 | 0 | 0 | 0 | 0 | 0
LFG | 0.04 | 0.04 | 0.06 | 0.06 | 0.06 | 0.06
Nuc | 76.4 | 76.4 | 125.72 | 299.92 | 406.54 | 433.13
PS | 0 | 0 | 0 | 0 | 0 | 0
PV | 0 | 0 | 0 | 0 | 0 | 0
PeakG | 3.22 | 5.12 | 4.7 | 0.57 | 0.79 | 0.62
PeakO | 0 | 0 | 0 | 0 | 0 | 0
ST | 0 | 0 | 0 | 0 | 0 | 0
STOG | 0 | 0 | 0 | 0 | 0 | 0
STWD | 0.31 | 0.69 | 3.24 | 3.24 | 3.24 | 2
WT | 0 | 0 | 0 | 0 | 0 | 0
IGCC | 0 | 0 | 0 | 0 | 0 | 0
DemandResponse | 0 | 0 | 0 | 0 | 0 | 0
IGCC-CCS | 0 | 0 | 0 | 0 | 0 | 0
WT_off | 0 | 0 | 0 | 0 | 0 | 0
PseudoUnit | 0 | 0 | 0 | 0 | 0 | 0
FixedInterchange | 0 | 0 | 0 | 0 | 0 | 0
Base VOM Costs by Reporting Type: MAPP_US
ReportingType | 2015 | 2020 | 2025 | 2030 | 2035 | 2040
BM | 0 | 0 | 0 | 0 | 1.3 | 1.89
CC | 2.96 | 0.47 | 0.72 | 0.45 | 0.45 | 0.26
CSP | 0 | 0 | 0 | 0 | 0 | 0
CT | 0 | 0 | 0 | 0 | 0.04 | 0.04
Coal | 41.88 | 16.94 | 0 | 0 | 0 | 0
Geo | 0 | 0 | 0 | 0 | 0 | 0
H | 0 | 0 | 0 | 0 | 0 | 0
LFG | 0 | 0 | 0 | 0.01 | 0.01 | 0.01
Nuc | 0 | 0 | 0 | 0 | 0 | 0
PS | 0 | 0 | 0 | 0 | 0 | 0
PV | 0 | 0 | 0 | 0 | 0 | 0
PeakG | 0.57 | 1.1 | 0.57 | 1.1 | 0.8 | 0.56
PeakO | 0 | 0 | 0 | 0 | 0 | 0
ST | 0 | 0 | 0 | 0 | 0 | 0
STOG | 0 | 0 | 0 | 0 | 0 | 0
STWD | 0 | 0 | 0 | 0 | 0 | 0
WT | 0.07 | 0.35 | 0.49 | 0.49 | 0.47 | 0.49
IGCC | 0 | 0 | 0 | 0 | 0 | 0
DemandResponse | 0 | 0 | 0 | 0 | 0 | 0
IGCC-CCS | 0 | 0 | 0 | 0 | 0 | 0
WT_off | 0 | 0 | 0 | 0 | 0 | 0
PseudoUnit | 0 | 0 | 0 | 0 | 0 | 0
FixedInterchange | 0 | 0 | 0 | 0 | 0 | 0
Base VOM Costs by Reporting Type: MISO_IN
ReportingType | 2015 | 2020 | 2025 | 2030 | 2035 | 2040
BM | 0 | 0 | 0 | 0 | 0 | 229.25
CC | 95.59 | 554.2 | 557.29 | 513.01 | 440.17 | 99.52
CSP | 0 | 0 | 0 | 0 | 0 | 0
CT | 0 | 0 | 0 | 0 | 0 | 0
Coal | 196.29 | 88.42 | 13.33 | 22.97 | 70.82 | 72.64
Geo | 0 | 0 | 0 | 0 | 0 | 0
H | 0 | 0 | 0 | 0 | 0 | 0
LFG | 0 | 0 | 0.01 | 0.01 | 0.01 | 0.01
Nuc | 0 | 0 | 0 | 0 | 0 | 0.91
PS | 0 | 0 | 0 | 0 | 0 | 0
PV | 0 | 0 | 0 | 0 | 0 | 0
PeakG | 0 | 0 | 0 | 0 | 0 | 0
PeakO | 0 | 0 | 0 | 0 | 0 | 0
ST | 0 | 0 | 0 | 0 | 0 | 0
STOG | 0.07 | 0.07 | 0.07 | 0.07 | 0.01 | 0
STWD | 0 | 0 | 0 | 0 | 0 | 0
WT | 0.02 | 0.02 | 0.02 | 0.02 | 0.02 | 0.02
IGCC | 30.43 | 30.43 | 5.25 | 0.04 | 0 | 0
DemandResponse | 0 | 0 | 0 | 0 | 0 | 0
IGCC-CCS | 0 | 0 | 0 | 0 | 0 | 0
WT_off | 0 | 0 | 0 | 0 | 0 | 0
PseudoUnit | 0 | 0 | 0 | 0 | 0 | 0
FixedInterchange | 0 | 0 | 0 | 0 | 0 | 0
Base VOM Costs by Reporting Type: MISO_MI
ReportingType | 2015 | 2020 | 2025 | 2030 | 2035 | 2040
BM | 0 | 0 | 0 | 0 | 0 | 66.09
CC | 63.25 | 57.52 | 61.15 | 41.94 | 32.56 | 1.26
CSP | 0 | 0 | 0 | 0 | 0 | 0
CT | 0 | 0 | 0 | 0 | 0 | 0
Coal | 94.32 | 0 | 0 | 0 | 0 | 0
Geo | 0 | 0 | 0 | 0 | 0 | 0
H | 0 | 0 | 0 | 0 | 0 | 0
LFG | 0.01 | 0.01 | 0.03 | 0.03 | 0.03 | 0.03
Nuc | 34.93 | 34.93 | 34.93 | 48.07 | 56.82 | 113.24
PS | 0 | 0 | 0 | 0 | 0 | 0
PV | 0 | 0 | 0 | 0 | 0 | 0
PeakG | 0.06 | 0 | 0.16 | 0 | 0 | 0
PeakO | 0 | 0 | 0 | 0 | 0 | 0
ST | 0 | 0 | 0 | 0 | 0 | 0
STOG | 0.67 | 0.21 | 0.21 | 0.25 | 0.04 | 0
STWD | 2.71 | 2.71 | 1.11 | 1.67 | 2.71 | 2.71
WT | 0.06 | 0.06 | 0.06 | 0.06 | 0.06 | 0.07
IGCC | 0 | 0 | 0 | 0 | 0 | 0
DemandResponse | 0 | 0 | 0 | 0 | 0 | 0
IGCC-CCS | 0 | 0 | 0 | 0 | 0 | 0
WT_off | 0 | 0 | 0 | 0 | 0 | 0
PseudoUnit | 0 | 0 | 0 | 0 | 0 | 0
FixedInterchange | 0 | 0 | 0 | 0 | 0 | 0
Base VOM Costs by Reporting Type: MISO_MO-IL
ReportingType | 2015 | 2020 | 2025 | 2030 | 2035 | 2040
BM | 0 | 0 | 0 | 0 | 0 | 54.92
CC | 6.57 | 54.6 | 53.42 | 31.33 | 17.54 | 6.98
CSP | 0 | 0 | 0 | 0 | 0 | 0
CT | 0 | 0 | 0 | 0 | 0 | 0
Coal | 289.42 | 71.17 | 15.68 | 4.58 | 13.69 | 13.69
Geo | 0 | 0 | 0 | 0 | 0 | 0
H | 0 | 0 | 0.02 | 0.02 | 0.02 | 0.02
LFG | 0 | 0 | 0.02 | 0.02 | 0.02 | 0.02
Nuc | 41.29 | 41.29 | 41.29 | 41.29 | 41.29 | 41.29
PS | 0 | 0 | 0 | 0 | 0 | 0
PV | 0 | 0 | 0 | 0 | 0 | 0
PeakG | 1.76 | 4.77 | 0.94 | 6.33 | 3.67 | 2.2
PeakO | 0 | 0 | 0 | 0 | 0 | 0
ST | 0 | 0 | 0 | 0 | 0 | 0
STOG | 0.01 | 0.04 | 0.01 | 0 | 0 | 0
STWD | 0 | 0 | 0 | 0 | 0 | 0
WT | 0.02 | 0.02 | 0.21 | 0.21 | 0.21 | 0.21
IGCC | 0 | 0 | 0 | 0 | 0 | 0
DemandResponse | 0 | 0 | 0 | 0 | 0 | 0
IGCC-CCS | 0 | 0 | 0 | 0 | 0 | 0
WT_off | 0 | 0 | 0 | 0 | 0 | 0
PseudoUnit | 0 | 0 | 0 | 0 | 0 | 0
FixedInterchange | 0 | 0 | 0 | 0 | 0 | 0
Base VOM Costs by Reporting Type: MISO_W
ReportingType | 2015 | 2020 | 2025 | 2030 | 2035 | 2040
BM | 0 | 0 | 0 | 0 | 0 | 0
CC | 20.81 | 26.42 | 7.55 | 7.47 | 4.89 | 4.11
CSP | 0 | 0 | 0 | 0 | 0 | 0
CT | 0 | 0 | 0 | 0 | 0 | 0
Coal | 272.58 | 126.56 | 17.43 | 13.03 | 13.03 | 13.03
Geo | 0 | 0 | 0 | 0 | 0 | 0
H | 0 | 0 | 0 | 0 | 0 | 0
LFG | 0.02 | 0.02 | 0.02 | 0.02 | 0.02 | 0.02
Nuc | 43.67 | 43.67 | 43.67 | 43.67 | 0 | 0
PS | 0 | 0 | 0 | 0 | 0 | 0
PV | 0 | 0 | 0 | 0 | 0 | 0
PeakG | 2.11 | 3.6 | 0.31 | 1.42 | 2.11 | 0.09
PeakO | 0 | 0 | 0 | 0 | 0 | 0
ST | 0 | 0 | 0 | 0 | 0 | 0
STOG | 0 | 0 | 0 | 0 | 0 | 0
STWD | 0.15 | 0.5 | 0.76 | 2.6 | 5.21 | 4.05
WT | 0.32 | 0.32 | 1.63 | 1.63 | 1.63 | 1.69
IGCC | 0 | 0 | 0 | 0 | 0 | 0
DemandResponse | 0 | 0 | 0 | 0 | 0 | 0
IGCC-CCS | 0 | 0 | 0 | 0 | 0 | 0
WT_off | 0 | 0 | 0 | 0 | 0 | 0
PseudoUnit | 0 | 0 | 0 | 0 | 0 | 0
FixedInterchange | 0 | 0 | 0 | 0 | 0 | 0
Base VOM Costs by Reporting Type: MISO_WUMS
ReportingType | 2015 | 2020 | 2025 | 2030 | 2035 | 2040
BM | 0 | 0 | 0 | 0 | 0 | 119.42
CC | 169.68 | 235.65 | 210.71 | 183.97 | 180.31 | 20.36
CSP | 0 | 0 | 0 | 0 | 0 | 0
CT | 0 | 0 | 0 | 0 | 0 | 0
Coal | 44.92 | 5.86 | 4.72 | 4.37 | 10.27 | 15.42
Geo | 0 | 0 | 0 | 0 | 0 | 0
H | 0 | 0 | 0 | 0 | 0 | 0
LFG | 0.01 | 0.01 | 0.01 | 0.03 | 0.03 | 0.03
Nuc | 33.6 | 33.6 | 33.6 | 38.53 | 24.26 | 52.21
PS | 0 | 0 | 0 | 0 | 0 | 0
PV | 0 | 0 | 0 | 0 | 0 | 0
PeakG | 0 | 0 | 0 | 0 | 0 | 0
PeakO | 0 | 0 | 0 | 0 | 0 | 0
ST | 0 | 0 | 0 | 0 | 0 | 0
STOG | 0 | 0 | 0 | 0 | 0 | 0
STWD | 0.05 | 0.06 | 0.09 | 0.53 | 1.75 | 1.36
WT | 0.05 | 0.05 | 0.05 | 0.05 | 0.05 | 0.05
IGCC | 0 | 0 | 0 | 0 | 0 | 0
DemandResponse | 0 | 0 | 0 | 0 | 0 | 0
IGCC-CCS | 0 | 0 | 0 | 0 | 0 | 0
WT_off | 0 | 0 | 0 | 0 | 0 | 0
PseudoUnit | 0 | 0 | 0 | 0 | 0 | 0
FixedInterchange | 0 | 0 | 0 | 0 | 0 | 0
Base VOM Costs by Reporting Type: Nebraska
ReportingType | 2015 | 2020 | 2025 | 2030 | 2035 | 2040
BM | 0 | 0 | 0 | 0 | 0 | 28.4
CC | 7.15 | 59.24 | 58.96 | 45.77 | 27.47 | 13.7
CSP | 0 | 0 | 0 | 0 | 0 | 0
CT | 0 | 0 | 0 | 0 | 0 | 0
Coal | 117.38 | 18.33 | 12.22 | 11.34 | 11.14 | 11.14
Geo | 0 | 0 | 0 | 0 | 0 | 0
H | 0 | 0 | 0 | 0 | 0 | 0
LFG | 0 | 0 | 0 | 0.01 | 0.01 | 0.01
Nuc | 23.15 | 23.15 | 23.15 | 23.15 | 0 | 0
PS | 0 | 0 | 0 | 0 | 0 | 0
PV | 0 | 0 | 0 | 0 | 0 | 0
PeakG | 0.24 | 0 | 0 | 0.31 | 0.09 | 0
PeakO | 0 | 0 | 0 | 0 | 0 | 0
ST | 0 | 0 | 0 | 0 | 0 | 0
STOG | 0 | 0 | 0 | 0 | 0 | 0
STWD | 0 | 0 | 0 | 0 | 0 | 0
WT | 0.01 | 0.01 | 0.01 | 0.01 | 0.01 | 0.01
IGCC | 0 | 0 | 0 | 0 | 0 | 0
DemandResponse | 0 | 0 | 0 | 0 | 0 | 0
IGCC-CCS | 0 | 0 | 0 | 0 | 0 | 0
WT_off | 0 | 0 | 0 | 0 | 0 | 0
PseudoUnit | 0 | 0 | 0 | 0 | 0 | 0
FixedInterchange | 0 | 0 | 0 | 0 | 0 | 0
Base VOM Costs by Reporting Type: NEISO
ReportingType | 2015 | 2020 | 2025 | 2030 | 2035 | 2040
BM | 9.41 | 7.3 | 0.16 | 0.97 | 4.27 | 4.27
CC | 100.02 | 66.97 | 40.49 | 25.95 | 18.72 | 14.65
CSP | 0 | 0 | 0 | 0 | 0 | 0
CT | 0.01 | 0.03 | 0.02 | 0 | 0 | 0
Coal | 0.12 | 0 | 0 | 0 | 0 | 0
Geo | 0 | 0 | 0 | 0 | 0 | 0
H | 0 | 0 | 0 | 0 | 0 | 0
LFG | 0.05 | 0.05 | 0.05 | 0.06 | 0.06 | 0.06
Nuc | 85.9 | 85.9 | 85.9 | 85.9 | 62.06 | 45.84
PS | 0 | 0 | 0 | 0 | 0 | 0
PV | 0 | 0.01 | 0.01 | 0.01 | 0.01 | 0.01
PeakG | 0.07 | 0.27 | 0.16 | 0 | 0.11 | 0.13
PeakO | 0 | 0 | 0 | 0 | 0 | 0
ST | 0 | 0 | 0 | 0 | 0 | 0
STOG | 0 | 0 | 0 | 0 | 0 | 0
STWD | 10.15 | 1.9 | 0.22 | 0.51 | 4.79 | 4.79
WT | 0.01 | 0.06 | 0.11 | 0.17 | 0.3 | 0.3
IGCC | 0 | 0 | 0 | 0 | 0 | 0
DemandResponse | 0 | 0 | 0 | 0 | 0 | 0
IGCC-CCS | 0 | 0 | 0 | 0 | 0 | 0
WT_off | 0.02 | 0.02 | 0.02 | 0.02 | 0.02 | 0.02
PseudoUnit | 0 | 0 | 0 | 0 | 0 | 0
FixedInterchange | 0 | 0 | 0 | 0 | 0 | 0
Base VOM Costs by Reporting Type: NonRTO_Midwest
ReportingType | 2015 | 2020 | 2025 | 2030 | 2035 | 2040
BM | 0 | 0 | 0 | 0 | 27.81 | 229.25
CC | 79.34 | 155.74 | 155.74 | 153.96 | 129.95 | 6.38
CSP | 0 | 0 | 0 | 0 | 0 | 0
CT | 0 | 0 | 0 | 0 | 0 | 0
Coal | 140.79 | 64.82 | 13.48 | 22.1 | 25.94 | 25.94
Geo | 0 | 0 | 0 | 0 | 0 | 0
H | 0 | 0 | 0.04 | 0.04 | 0.04 | 0.04
LFG | 0 | 0 | 0.01 | 0.01 | 0.01 | 0.01
Nuc | 0 | 0 | 0 | 0 | 13.18 | 13.18
PS | 0 | 0 | 0 | 0 | 0 | 0
PV | 0 | 0 | 0 | 0 | 0 | 0
PeakG | 1.19 | 0.23 | 1.63 | 1.9 | 0.37 | 0
PeakO | 0 | 0 | 0 | 0 | 0 | 0
ST | 0 | 0 | 0 | 0 | 0 | 0
STOG | 0 | 0 | 0 | 0 | 0 | 0
STWD | 0 | 0 | 0 | 0 | 0 | 0
WT | 0 | 0 | 0 | 0 | 0 | 0
IGCC | 0 | 0 | 0 | 0 | 0 | 0
DemandResponse | 0 | 0 | 0 | 0 | 0 | 0
IGCC-CCS | 0 | 0 | 0 | 0 | 0 | 0
WT_off | 0 | 0 | 0 | 0 | 0 | 0
PseudoUnit | 0 | 0 | 0 | 0 | 0 | 0
FixedInterchange | 0 | 0 | 0 | 0 | 0 | 0
Base VOM Costs by Reporting Type: NYISO_A-F
ReportingType | 2015 | 2020 | 2025 | 2030 | 2035 | 2040
BM | 0 | 0 | 0 | 0 | 0 | 0
CC | 20.49 | 20 | 14.63 | 13.46 | 1.91 | 1.42
CSP | 0 | 0 | 0 | 0 | 0 | 0
CT | 0 | 0 | 0 | 0 | 0 | 0
Coal | 0 | 0 | 0 | 0 | 0 | 0
Geo | 0 | 0 | 0 | 0 | 0 | 0
H | 0 | 0 | 0 | 0 | 0 | 0
LFG | 0.02 | 0.02 | 0.02 | 0.02 | 0.02 | 0.02
Nuc | 62.23 | 62.23 | 62.23 | 50.74 | 40 | 24.24
PS | 0 | 0 | 0 | 0 | 0 | 0
PV | 0 | 0 | 0 | 0 | 0 | 0
PeakG | 0 | 0 | 0 | 0 | 0 | 0
PeakO | 0 | 0 | 0 | 0 | 0 | 0
ST | 0 | 0 | 0 | 0 | 0 | 0
STOG | 0 | 0 | 0 | 0 | 0 | 0
STWD | 0 | 0 | 0 | 0.21 | 0.67 | 0.67
WT | 0.11 | 0.13 | 0.13 | 0.15 | 0.27 | 0.34
IGCC | 0 | 0 | 0 | 0 | 0 | 0
DemandResponse | 0 | 0 | 0 | 0 | 0 | 0
IGCC-CCS | 0 | 0 | 0 | 0 | 0 | 0
WT_off | 0 | 0 | 0 | 0 | 0 | 0
PseudoUnit | 0 | 0 | 0 | 0 | 0 | 0
FixedInterchange | 0 | 0 | 0 | 0 | 0 | 0
Base VOM Costs by Reporting Type: NYISO_G-I
ReportingType | 2015 | 2020 | 2025 | 2030 | 2035 | 2040
BM | 0 | 0 | 0 | 0 | 20.34 | 24.98
CC | 5.54 | 5.66 | 5.74 | 2.85 | 2.7 | 1.55
CSP | 0 | 0 | 0 | 0 | 0 | 0
CT | 0 | 0 | 0 | 0 | 0 | 0
Coal | 0 | 0 | 0 | 0 | 0 | 0
Geo | 0 | 0 | 0 | 0 | 0 | 0
H | 0 | 0 | 0 | 0 | 0 | 0
LFG | 0.01 | 0.01 | 0.01 | 0.01 | 0.01 | 0.01
Nuc | 37.82 | 37.82 | 37.82 | 37.82 | 18.96 | 22.43
PS | 0 | 0 | 0 | 0 | 0 | 0
PV | 0 | 0 | 0 | 0 | 0 | 0
PeakG | 0 | 0 | 0.01 | 0.01 | 0.01 | 0
PeakO | 0 | 0 | 0 | 0 | 0 | 0
ST | 0 | 0 | 0 | 0 | 0 | 0
STOG | 0 | 0 | 0 | 0 | 0 | 0
STWD | 0 | 0 | 0 | 0 | 0 | 0
WT | 0 | 0 | 0 | 0.01 | 0.01 | 0.01
IGCC | 0 | 0 | 0 | 0 | 0 | 0
DemandResponse | 0 | 0 | 0 | 0 | 0 | 0
IGCC-CCS | 0 | 0 | 0 | 0 | 0 | 0
WT_off | 0 | 0 | 0 | 0 | 0 | 0
PseudoUnit | 0 | 0 | 0 | 0 | 0 | 0
FixedInterchange | 0 | 0 | 0 | 0 | 0 | 0
Base VOM Costs by Reporting Type: NYISO_J-K
ReportingType | 2015 | 2020 | 2025 | 2030 | 2035 | 2040
BM | 0 | 0 | 0 | 0 | 0 | 0
CC | 58.07 | 56.71 | 48.22 | 41.96 | 36.85 | 28.18
CSP | 0 | 0 | 0 | 0 | 0 | 0
CT | 0 | 0 | 0 | 0 | 0 | 0
Coal | 0 | 0 | 0 | 0 | 0 | 0
Geo | 0 | 0 | 0 | 0 | 0 | 0
H | 0 | 0 | 0 | 0 | 0 | 0
LFG | 0.01 | 0.01 | 0.01 | 0.02 | 0.02 | 0.02
Nuc | 0 | 0 | 0 | 0 | 0 | 0
PS | 0 | 0 | 0 | 0 | 0 | 0
PV | 0 | 0 | 0 | 0 | 0 | 0
PeakG | 0.44 | 0.67 | 1 | 0.9 | 2.9 | 2.19
PeakO | 0 | 0 | 0 | 0 | 0 | 0
ST | 0 | 0 | 0 | 0 | 0 | 0
STOG | 1.09 | 1.5 | 2.33 | 2.2 | 0.99 | 0.63
STWD | 0 | 0 | 0 | 0 | 0 | 0
WT | 0 | 0 | 0 | 0 | 0.01 | 0.01
IGCC | 0 | 0 | 0 | 0 | 0 | 0
DemandResponse | 0 | 0 | 0 | 0 | 0 | 0
IGCC-CCS | 0 | 0 | 0 | 0 | 0 | 0
WT_off | 0 | 0 | 0 | 0 | 0 | 0
PseudoUnit | 0 | 0 | 0 | 0 | 0 | 0
FixedInterchange | 0 | 0 | 0 | 0 | 0 | 0
Base VOM Costs by Reporting Type: PJM_E
ReportingType | 2015 | 2020 | 2025 | 2030 | 2035 | 2040
BM | 0.06 | 1.12 | 1.12 | 1.12 | 1.12 | 1.12
CC | 145.06 | 158.28 | 172.91 | 144.88 | 126.03 | 65.36
CSP | 0 | 0 | 0 | 0 | 0 | 0
CT | 0 | 0.03 | 0.05 | 0 | 0 | 0
Coal | 2.5 | 1.5 | 0.87 | 0.13 | 2.71 | 5.74
Geo | 0 | 0 | 0 | 0 | 0 | 0
H | 0 | 0 | 0 | 0 | 0 | 0
LFG | 0.04 | 0.05 | 0.05 | 0.05 | 0.05 | 0.05
Nuc | 157.37 | 146 | 146 | 146 | 104.88 | 83.17
PS | 0 | 0 | 0 | 0 | 0 | 0
PV | 0 | 0 | 0 | 0 | 0 | 0
PeakG | 0.27 | 2.1 | 4 | 6.64 | 3.15 | 2.1
PeakO | 0 | 0 | 0 | 0 | 0 | 0
ST | 0 | 0 | 0 | 0 | 0 | 0
STOG | 0.64 | 1.13 | 0 | 0 | 0 | 0
STWD | 0 | 0 | 0 | 0 | 0 | 0
WT | 0.02 | 0.02 | 0.02 | 0.02 | 0.02 | 0.02
IGCC | 0 | 0 | 0 | 0 | 0 | 0
DemandResponse | 0 | 0 | 0 | 0 | 0 | 0
IGCC-CCS | 0 | 0 | 0 | 0 | 0 | 0
WT_off | 0 | 0 | 0.04 | 0.04 | 0.06 | 0.37
PseudoUnit | 0 | 0 | 0 | 0 | 0 | 0
FixedInterchange | 0 | 0 | 0 | 0 | 0 | 0
Base VOM Costs by Reporting Type: PJM_ROM
ReportingType | 2015 | 2020 | 2025 | 2030 | 2035 | 2040
BM | 0.04 | 0.67 | 0.67 | 0.67 | 87.97 | 87.97
CC | 64.91 | 71.21 | 77.07 | 63.78 | 53.75 | 22.76
CSP | 0 | 0 | 0 | 0 | 0 | 0
CT | 0 | 0.02 | 0.03 | 0.03 | 0 | 0
Coal | 50.44 | 15.94 | 2.28 | 5.41 | 10.22 | 10.22
Geo | 0 | 0 | 0 | 0 | 0 | 0
H | 0 | 0 | 0.03 | 0.03 | 0.03 | 0.03
LFG | 0.03 | 0.05 | 0.05 | 0.05 | 0.05 | 0.05
Nuc | 93.13 | 93.13 | 93.13 | 93.13 | 87.37 | 107.81
PS | 0 | 0 | 0 | 0 | 0 | 0
PV | 0 | 0.03 | 0.04 | 0.04 | 0.04 | 0.04
PeakG | 0 | 0.12 | 0.43 | 2.51 | 1.36 | 1.27
PeakO | 0 | 0 | 0 | 0 | 0 | 0
ST | 0 | 0 | 0 | 0 | 0 | 0
STOG | 1.64 | 2.65 | 0 | 0 | 0 | 0
STWD | 0.07 | 1.16 | 1.16 | 1.16 | 1.16 | 1.16
WT | 0.03 | 0.05 | 0.05 | 0.05 | 0.19 | 0.19
IGCC | 0 | 0 | 0 | 0 | 0 | 0
DemandResponse | 0 | 0 | 0 | 0 | 0 | 0
IGCC-CCS | 0 | 0 | 0 | 0 | 0 | 0
WT_off | 0 | 0 | 0 | 0 | 0 | 0.4
PseudoUnit | 0 | 0 | 0 | 0 | 0 | 0
FixedInterchange | 0 | 0 | 0 | 0 | 0 | 0
Base VOM Costs by Reporting Type: PJM_ROR
ReportingType | 2015 | 2020 | 2025 | 2030 | 2035 | 2040
BM | 0.81 | 14.36 | 12.13 | 14.36 | 14.36 | 393.86
CC | 570.73 | 726.97 | 753.22 | 697.16 | 589.54 | 40.24
CSP | 0 | 0 | 0 | 0 | 0 | 0
CT | 0.03 | 0.03 | 0.06 | 0.06 | 0 | 0
Coal | 724.95 | 434.49 | 68.12 | 57.96 | 120.55 | 120.55
Geo | 0 | 0 | 0 | 0 | 0 | 0
H | 0 | 0.03 | 0.03 | 0.03 | 0.03 | 0.03
LFG | 0.05 | 0.09 | 0.09 | 0.09 | 0.09 | 0.09
Nuc | 370.54 | 370.54 | 370.54 | 354.51 | 335.57 | 484.28
PS | 0 | 0 | 0 | 0 | 0 | 0
PV | 0 | 0 | 0 | 0 | 0 | 0
PeakG | 6.96 | 8.5 | 15.13 | 13.31 | 9.47 | 3.41
PeakO | 0 | 0 | 0 | 0 | 0 | 0
ST | 0 | 0 | 0 | 0 | 0 | 0
STOG | 0.97 | 1.9 | 1.82 | 0 | 0 | 0
STWD | 0.09 | 3.23 | 2.7 | 2.37 | 3.23 | 3.23
WT | 0.31 | 0.31 | 0.48 | 1.44 | 1.44 | 1.44
IGCC | 0 | 0 | 0 | 0 | 0 | 0
DemandResponse | 0 | 0 | 0 | 0 | 0 | 0
IGCC-CCS | 0 | 0 | 0 | 0 | 0 | 0
WT_off | 0 | 0 | 0 | 0 | 0 | 0
PseudoUnit | 0 | 0 | 0 | 0 | 0 | 0
FixedInterchange | 0 | 0 | 0 | 0 | 0 | 0
Base VOM Costs by Reporting Type: SOCO
ReportingType | 2015 | 2020 | 2025 | 2030 | 2035 | 2040
BM | 0.19 | 0.44 | 1.5 | 2.05 | 244.58 | 244.58
CC | 414.05 | 523.45 | 535.38 | 386.68 | 161.06 | 27.71
CSP | 0 | 0 | 0 | 0 | 0 | 0
CT | 0 | 0 | 0 | 0 | 0 | 0
Coal | 143.61 | 53.1 | 22.66 | 30.22 | 30.22 | 30.22
Geo | 0 | 0 | 0 | 0 | 0 | 0
H | 0 | 0 | 0 | 0 | 0 | 0
LFG | 0 | 0 | 0.01 | 0.01 | 0.01 | 0.01
Nuc | 108.01 | 143 | 143 | 278.71 | 321.97 | 407.19
PS | 0 | 0 | 0 | 0 | 0 | 0
PV | 0 | 0 | 0 | 0 | 0 | 0
PeakG | 5.56 | 7.9 | 14.61 | 0.9 | 1.14 | 0.45
PeakO | 0 | 0 | 0 | 0 | 0 | 0
ST | 0 | 0 | 0 | 0 | 0 | 0
STOG | 0 | 0 | 0 | 0 | 0 | 0
STWD | 0.62 | 1.07 | 1.64 | 9.31 | 11.11 | 7.57
WT | 0 | 0 | 0 | 0 | 0 | 0
IGCC | 0 | 0 | 0 | 0 | 0 | 0
DemandResponse | 0 | 0 | 0 | 0 | 0 | 0
IGCC-CCS | 0 | 0 | 0 | 0 | 0 | 0
WT_off | 0 | 0 | 0 | 0 | 0 | 0
PseudoUnit | 0 | 0 | 0 | 0 | 0 | 0
FixedInterchange | 0 | 0 | 0 | 0 | 0 | 0
Base VOM Costs by Reporting Type: SPP_N
ReportingType | 2015 | 2020 | 2025 | 2030 | 2035 | 2040
BM | 0 | 0 | 0 | 0 | 203.8 | 211.51
CC | 45.74 | 107.5 | 88.94 | 77.07 | 30.75 | 19.04
CSP | 0 | 0 | 0 | 0 | 0 | 0
CT | 0 | 0 | 0 | 0 | 0 | 0
Coal | 217.63 | 81.23 | 7.63 | 9.8 | 24.48 | 24.48
Geo | 0 | 0 | 0 | 0 | 0 | 0
H | 0 | 0 | 0 | 0 | 0 | 0
LFG | 0 | 0 | 0.01 | 0.01 | 0.01 | 0.01
Nuc | 21.45 | 21.45 | 21.45 | 21.45 | 21.45 | 21.45
PS | 0 | 0 | 0 | 0 | 0 | 0
PV | 0 | 0 | 0 | 0 | 0 | 0
PeakG | 0.16 | 0 | 0 | 0.13 | 0 | 0
PeakO | 0 | 0 | 0 | 0 | 0 | 0
ST | 0 | 0 | 0 | 0 | 0 | 0
STOG | 0.41 | 0.05 | 0.2 | 0.41 | 0 | 0
STWD | 0 | 0 | 0 | 0 | 0 | 0
WT | 0.05 | 0.5 | 0.5 | 0.5 | 0.51 | 0.54
IGCC | 0 | 0 | 0 | 0 | 0 | 0
DemandResponse | 0 | 0 | 0 | 0 | 0 | 0
IGCC-CCS | 0 | 0 | 0 | 0 | 0 | 0
WT_off | 0 | 0 | 0 | 0 | 0 | 0
PseudoUnit | 0 | 0 | 0 | 0 | 0 | 0
FixedInterchange | 0 | 0 | 0 | 0 | 0 | 0
Base VOM Costs by Reporting Type: SPP_S
ReportingType | 2015 | 2020 | 2025 | 2030 | 2035 | 2040
BM | 0 | 0 | 0 | 0 | 81.32 | 128.36
CC | 97.92 | 147.7 | 153.55 | 143.64 | 67.59 | 47.81
CSP | 0 | 0 | 0 | 0 | 0 | 0
CT | 0.17 | 0 | 0 | 0 | 0 | 0.04
Coal | 312.25 | 37.08 | 3.56 | 0 | 0 | 0
Geo | 0 | 0 | 0 | 0 | 0 | 0
H | 0 | 0 | 0 | 0 | 0 | 0
LFG | 0 | 0 | 0.01 | 0.01 | 0.01 | 0.01
Nuc | 0 | 0 | 0 | 22.43 | 22.43 | 22.43
PS | 0 | 0 | 0 | 0 | 0 | 0
PV | 0 | 0 | 0 | 0 | 0 | 0
PeakG | 0 | 0 | 0 | 0 | 0 | 0
PeakO | 0 | 0 | 0 | 0 | 0 | 0
ST | 0 | 0 | 0 | 0 | 0 | 0
STOG | 5.02 | 1.5 | 3.39 | 2.66 | 0.65 | 0.17
STWD | 0.13 | 0.07 | 0.07 | 0.48 | 1.4 | 1.09
WT | 0.11 | 1.17 | 1.17 | 1.17 | 1.17 | 1.17
IGCC | 0 | 0 | 0 | 0 | 0 | 0
DemandResponse | 0 | 0 | 0 | 0 | 0 | 0
IGCC-CCS | 0 | 0 | 0 | 0 | 0 | 0
WT_off | 0 | 0 | 0 | 0 | 0 | 0
PseudoUnit | 0 | 0 | 0 | 0 | 0 | 0
FixedInterchange | 0 | 0 | 0 | 0 | 0 | 0
Base VOM Costs by Reporting Type: TVA
ReportingType | 2015 | 2020 | 2025 | 2030 | 2035 | 2040
BM | 0 | 0 | 0 | 0 | 275.88 | 275.88
CC | 156.15 | 257.94 | 274.29 | 260.97 | 135.86 | 12.08
CSP | 0 | 0 | 0 | 0 | 0 | 0
CT | 0 | 0 | 0 | 0 | 0 | 0
Coal | 131.97 | 58.54 | 1.7 | 0 | 0 | 0
Geo | 0 | 0 | 0 | 0 | 0 | 0
H | 0 | 0 | 0 | 0 | 0 | 0
LFG | 0 | 0 | 0.01 | 0.01 | 0.01 | 0.01
Nuc | 152.12 | 152.12 | 152.12 | 152.12 | 143.81 | 196.76
PS | 0 | 0 | 0 | 0 | 0 | 0
PV | 0 | 0 | 0 | 0 | 0 | 0
PeakG | 0 | 0 | 0 | 0 | 0 | 0
PeakO | 0 | 0 | 0 | 0 | 0 | 0
ST | 0 | 0 | 0 | 0 | 0 | 0
STOG | 0 | 0 | 0 | 0 | 0 | 0
STWD | 0 | 0 | 0.01 | 0.07 | 0.08 | 0.08
WT | 0 | 0 | 0 | 0 | 0 | 0
IGCC | 0 | 0 | 0 | 0 | 0 | 0
DemandResponse | 0 | 0 | 0 | 0 | 0 | 0
IGCC-CCS | 0 | 0 | 0 | 0 | 0 | 0
WT_off | 0 | 0 | 0 | 0 | 0 | 0
PseudoUnit | 0 | 0 | 0 | 0 | 0 | 0
FixedInterchange | 0 | 0 | 0 | 0 | 0 | 0
Base VOM Costs by Reporting Type: TVA_Transmission
ReportingType | 2015 | 2020 | 2025 | 2030 | 2035 | 2040
BM | 0 | 0 | 0 | 0 | 0 | 0
CC | 0 | 0 | 0 | 0 | 0 | 0
CSP | 0 | 0 | 0 | 0 | 0 | 0
CT | 0 | 0 | 0 | 0 | 0 | 0
Coal | 0 | 0 | 0 | 0 | 0 | 0
Geo | 0 | 0 | 0 | 0 | 0 | 0
H | 0 | 0 | 0 | 0 | 0 | 0
LFG | 0 | 0 | 0 | 0 | 0 | 0
Nuc | 0 | 0 | 0 | 0 | 0 | 0
PS | 0 | 0 | 0 | 0 | 0 | 0
PV | 0 | 0 | 0 | 0 | 0 | 0
PeakG | 0 | 0 | 0 | 0 | 0 | 0
PeakO | 0 | 0 | 0 | 0 | 0 | 0
ST | 0 | 0 | 0 | 0 | 0 | 0
STOG | 0 | 0 | 0 | 0 | 0 | 0
STWD | 0 | 0 | 0 | 0 | 0 | 0
WT | 0 | 0 | 0 | 0 | 0 | 0
IGCC | 0 | 0 | 0 | 0 | 0 | 0
DemandResponse | 0 | 0 | 0 | 0 | 0 | 0
IGCC-CCS | 0 | 0 | 0 | 0 | 0 | 0
WT_off | 0 | 0 | 0 | 0 | 0 | 0
PseudoUnit | 0 | 0 | 0 | 0 | 0 | 0
FixedInterchange | 0 | 0 | 0 | 0 | 0 | 0
Base VOM Costs by Reporting Type: VACAR
ReportingType | 2015 | 2020 | 2025 | 2030 | 2035 | 2040
BM | 0.03 | 6.38 | 26.48 | 26.95 | 26.95 | 213.87
CC | 433.23 | 423.78 | 409.03 | 364.43 | 145.42 | 37.12
CSP | 0 | 0 | 0 | 0 | 0 | 0
CT | 0.73 | 0.73 | 1.39 | 0 | 0 | 0
Coal | 100.27 | 63.69 | 13.87 | 10.99 | 16.88 | 16.88
Geo | 0 | 0 | 0 | 0 | 0 | 0
H | 0 | 0 | 0 | 0 | 0 | 0
LFG | 0.01 | 0.01 | 0.01 | 0.01 | 0.01 | 0.01
Nuc | 211.36 | 248.42 | 283.58 | 304.81 | 244.75 | 210.39
PS | 0 | 0 | 0 | 0 | 0 | 0
PV | 0 | 0 | 0 | 0 | 0 | 0
PeakG | 0.86 | 1.9 | 3.26 | 3.47 | 1.09 | 1.04
PeakO | 0 | 0 | 0 | 0 | 0 | 0
ST | 0 | 0 | 0 | 0 | 0 | 0
STOG | 0 | 0 | 0 | 0 | 0 | 0
STWD | 4.67 | 4.67 | 4.67 | 4.67 | 4.67 | 3.63
WT | 0 | 0.08 | 0.08 | 0.08 | 0.08 | 0.08
IGCC | 0 | 0 | 0 | 0 | 0 | 0
DemandResponse | 0 | 0 | 0 | 0 | 0 | 0
IGCC-CCS | 0 | 0 | 0 | 0 | 0 | 0
WT_off | 0 | 0 | 0 | 0 | 1.04 | 1.44
PseudoUnit | 0 | 0 | 0 | 0 | 0 | 0
FixedInterchange | 0 | 0 | 0 | 0 | 0 | 0
Base VOM Costs by Reporting Type: IESO
ReportingType | 2015 | 2020 | 2025 | 2030 | 2035 | 2040
BM | 0 | 0 | 0 | 0 | 0 | 0.03
CC | 0 | 0 | 0 | 0 | 0 | 0
CSP | 0 | 0 | 0 | 0 | 0 | 0
CT | 0 | 0 | 0 | 0 | 0 | 0
Coal | 0 | 0 | 0 | 0 | 0 | 0
Geo | 0 | 0 | 0 | 0 | 0 | 0
H | 0 | 0 | 0 | 0 | 0 | 0
LFG | 0.01 | 0.01 | 0.01 | 0.01 | 0.01 | 0.01
Nuc | 176.01 | 160.32 | 156.49 | 169.08 | 168.58 | 168.6
PS | 0 | 0 | 0 | 0 | 0 | 0
PV | 0 | 0 | 0 | 0 | 0 | 0
PeakG | 0 | 0 | 0 | 0 | 0 | 0
PeakO | 0 | 0 | 0 | 0 | 0 | 0
ST | 0 | 0 | 0 | 0 | 0 | 0
STOG | 0 | 0 | 0 | 0 | 0 | 0
STWD | 0 | 0 | 0 | 0 | 0 | 0.01
WT | 0.09 | 0.09 | 0.09 | 0.09 | 0.04 | 0.04
IGCC | 0 | 0 | 0 | 0 | 0 | 0
DemandResponse | 0 | 0 | 0 | 0 | 0 | 0
IGCC-CCS | 0 | 0 | 0 | 0 | 0 | 0
WT_off | 0 | 0 | 0 | 0 | 0 | 0
PseudoUnit | 0 | 0 | 0 | 0 | 0 | 0
FixedInterchange | 0 | 0 | 0 | 0 | 0 | 0
Base VOM Costs by Reporting Type: MAPP_CA
ReportingType | 2015 | 2020 | 2025 | 2030 | 2035 | 2040
BM | 0 | 0 | 0 | 0 | 0 | 0
CC | 20.62 | 20.62 | 1.94 | 0 | 0 | 0
CSP | 0 | 0 | 0 | 0 | 0 | 0
CT | 0 | 0 | 0 | 0 | 0 | 0
Coal | 1 | 0.16 | 0 | 0 | 0 | 0
Geo | 0 | 0 | 0 | 0 | 0 | 0
H | 0 | 0.05 | 0.17 | 0.33 | 0.34 | 0.34
LFG | 0 | 0 | 0 | 0 | 0 | 0
Nuc | 0 | 0 | 0 | 0 | 0 | 0
PS | 0 | 0 | 0 | 0 | 0 | 0
PV | 0 | 0 | 0 | 0 | 0 | 0
PeakG | 0.71 | 0.66 | 0 | 0 | 0 | 0
PeakO | 0 | 0 | 0 | 0 | 0 | 0
ST | 0 | 0 | 0 | 0 | 0 | 0
STOG | 0.03 | 0 | 0 | 0 | 0 | 0
STWD | 0 | 0 | 0 | 0 | 0 | 0
WT | 0.02 | 0.02 | 0.02 | 0.02 | 0 | 0
IGCC | 0 | 0 | 0 | 0 | 0 | 0
DemandResponse | 0 | 0 | 0 | 0 | 0 | 0
IGCC-CCS | 0 | 0 | 0 | 0 | 0 | 0
WT_off | 0 | 0 | 0 | 0 | 0 | 0
PseudoUnit | 0 | 0 | 0 | 0 | 0 | 0
FixedInterchange | 0 | 0 | 0 | 0 | 0 | 0
Base VOM Costs by Reporting Type: AZ_NM_SNV_Coal
ReportingType | 2015 | 2020 | 2025 | 2030 | 2035 | 2040
BM | 0 | 0 | 0 | 0 | 0 | 0
CC | 0 | 0 | 0 | 0 | 0 | 0
CSP | 0 | 0 | 0 | 0 | 0 | 0
CT | 0 | 0 | 0 | 0 | 0 | 0
Coal | 196.39 | 197.99 | 44.12 | 2 | 13.18 | 6.92
Geo | 0 | 0 | 0 | 0 | 0 | 0
H | 0 | 0 | 0 | 0 | 0 | 0
LFG | 0 | 0 | 0 | 0 | 0 | 0
Nuc | 0 | 0 | 0 | 0 | 0 | 0
PS | 0 | 0 | 0 | 0 | 0 | 0
PV | 0 | 0 | 0 | 0 | 0 | 0
PeakG | 0 | 0 | 0 | 0 | 0 | 0
PeakO | 0 | 0 | 0 | 0 | 0 | 0
ST | 0 | 0 | 0 | 0 | 0 | 0
STOG | 0 | 0 | 0 | 0 | 0 | 0
STWD | 0 | 0 | 0 | 0 | 0 | 0
WT | 0 | 0 | 0 | 0 | 0 | 0
IGCC | 0 | 0 | 0 | 0 | 0 | 0
DemandResponse | 0 | 0 | 0 | 0 | 0 | 0
IGCC-CCS | 0 | 0 | 0 | 0 | 0 | 0
WT_off | 0 | 0 | 0 | 0 | 0 | 0
PseudoUnit | 0 | 0 | 0 | 0 | 0 | 0
FixedInterchange | 0 | 0 | 0 | 0 | 0 | 0
Base VOM Costs by Reporting Type: AZ_NM_SNV_Gas
ReportingType | 2015 | 2020 | 2025 | 2030 | 2035 | 2040
BM | 0 | 0 | 0 | 0 | 0 | 0
CC | 161.73 | 150.93 | 216.08 | 142.15 | 52.68 | 41
CSP | 0 | 0 | 0 | 0 | 0 | 0
CT | 0 | 0 | 0 | 0 | 0 | 0
Coal | 0 | 0 | 0 | 0 | 0 | 0
Geo | 0 | 0 | 0 | 0 | 0 | 0
H | 0 | 0 | 0 | 0 | 0 | 0
LFG | 0 | 0 | 0 | 0 | 0 | 0
Nuc | 0 | 0 | 0 | 0 | 0 | 0
PS | 0 | 0 | 0 | 0 | 0 | 0
PV | 0 | 0 | 0 | 0 | 0 | 0
PeakG | 0 | 0 | 0 | 0 | 0 | 0
PeakO | 0 | 0 | 0 | 0 | 0 | 0
ST | 0 | 0 | 0 | 0 | 0 | 0
STOG | 0 | 0 | 0 | 0 | 0 | 0
STWD | 0 | 0 | 0 | 0 | 0 | 0
WT | 0 | 0 | 0 | 0 | 0 | 0
IGCC | 0 | 0 | 0 | 0 | 0 | 0
DemandResponse | 0 | 0 | 0 | 0 | 0 | 0
IGCC-CCS | 0 | 0 | 0 | 0 | 0 | 0
WT_off | 0 | 0 | 0 | 0 | 0 | 0
PseudoUnit | 0 | 0 | 0 | 0 | 0 | 0
FixedInterchange | 0 | 0 | 0 | 0 | 0 | 0
Base VOM Costs by Reporting Type: AZ_NM_SNV_NucRenew
ReportingType | 2015 | 2020 | 2025 | 2030 | 2035 | 2040
BM | 0 | 0 | 0 | 0 | 0 | 2.92
CC | 0 | 0 | 0 | 0 | 0 | 0
CSP | 0 | 0 | 0 | 0 | 0 | 0
CT | 0 | 0 | 0 | 0 | 0 | 0
Coal | 0 | 0 | 0 | 0 | 0 | 0
Geo | 0 | 0 | 116.31 | 116.31 | 116.31 | 116.31
H | 0 | 0 | 0 | 0 | 0 | 0
LFG | 0 | 0 | 0.01 | 0.01 | 0.01 | 0.01
Nuc | 71.66 | 71.66 | 71.66 | 122.62 | 231.82 | 231.82
PS | 0 | 0 | 0 | 0 | 0 | 0
PV | 0 | 0 | 0 | 0 | 0 | 0
PeakG | 0 | 0 | 0 | 0 | 0 | 0
PeakO | 0 | 0 | 0 | 0 | 0 | 0
ST | 0.01 | 0.03 | 0.04 | 0.04 | 0.06 | 0.06
STOG | 0 | 0 | 0 | 0 | 0 | 0
STWD | 0.43 | 0.43 | 0.43 | 0.43 | 0.43 | 0.43
WT | 0.02 | 0.35 | 0.35 | 0.35 | 0.35 | 0.35
IGCC | 0 | 0 | 0 | 0 | 0 | 0
DemandResponse | 0 | 0 | 0 | 0 | 0 | 0
IGCC-CCS | 0 | 0 | 0 | 0 | 0 | 0
WT_off | 0 | 0 | 0 | 0 | 0 | 0
PseudoUnit | 0 | 0 | 0 | 0 | 0 | 0
FixedInterchange | 0 | 0 | 0 | 0 | 0 | 0
Base VOM Costs by Reporting Type: ERCOT
ReportingType | 2015 | 2020 | 2025 | 2030 | 2035 | 2040
BM | 0.29 | 0.5 | 0.76 | 5.41 | 151.67 | 116.99
CC | 653.41 | 692.31 | 619.46 | 564.76 | 271.39 | 181.79
CSP | 0 | 0 | 0 | 0 | 0 | 0
CT | 0 | 0.02 | 0.01 | 0.08 | 0 | 0
Coal | 169.84 | 118.12 | 16.64 | 21.09 | 24.77 | 24.77
Geo | 0 | 0 | 0 | 0 | 0 | 0
H | 0 | 0 | 0 | 0 | 0 | 0
LFG | 0.01 | 0.01 | 0.04 | 0.04 | 0.04 | 0.04
Nuc | 94.14 | 94.14 | 94.14 | 120.95 | 270.7 | 346.42
PS | 0 | 0 | 0 | 0 | 0 | 0
PV | 0 | 0 | 0 | 0 | 0 | 0
PeakG | 0 | 0.05 | 0 | 0.34 | 0.34 | 0.33
PeakO | 0 | 0 | 0 | 0 | 0 | 0
ST | 0 | 0 | 0 | 0 | 0 | 0
STOG | 4.83 | 7.88 | 2.34 | 2.01 | 0 | 0
STWD | 0 | 0 | 0 | 0 | 0 | 0
WT | 0.32 | 0.32 | 0.92 | 0.92 | 0.92 | 0.93
IGCC | 0 | 0 | 0 | 0 | 0 | 0
DemandResponse | 0 | 0 | 0 | 0 | 0 | 0
IGCC-CCS | 0 | 0 | 0 | 0 | 0 | 0
WT_off | 0 | 0 | 0 | 0 | 0 | 0
PseudoUnit | 0 | 0 | 0 | 0 | 0 | 0
FixedInterchange | 0 | 0 | 0 | 0 | 0 | 0
Base VOM Costs by Reporting Type: NP15
ReportingType | 2015 | 2020 | 2025 | 2030 | 2035 | 2040
BM | 0 | 0 | 0 | 0 | 0 | 11.01
CC | 153.28 | 157.99 | 157.94 | 116.82 | 44.57 | 24.97
CSP | 0 | 0 | 0 | 0 | 0 | 0
CT | 0 | 0 | 0 | 0 | 0 | 0
Coal | 5.45 | 0 | 0 | 0 | 0 | 0
Geo | 0.11 | 45.53 | 48.23 | 48.23 | 48.23 | 48.23
H | 0 | 0 | 0 | 0 | 0 | 0
LFG | 0.01 | 0.04 | 0.06 | 0.06 | 0.06 | 0.06
Nuc | 42.53 | 42.53 | 42.53 | 109.28 | 150.42 | 165.09
PS | 0 | 0 | 0 | 0 | 0 | 0
PV | 0 | 0 | 0 | 0 | 0 | 0
PeakG | 0 | 0 | 0 | 0 | 0 | 0
PeakO | 0 | 0 | 0 | 0 | 0 | 0
ST | 0 | 0 | 0 | 0 | 0 | 0
STOG | 0.19 | 0.1 | 0.2 | 0 | 0 | 0
STWD | 7.35 | 7.35 | 4.28 | 7.35 | 7.35 | 7.35
WT | 0.04 | 0.13 | 0.13 | 0.13 | 0.36 | 0.38
IGCC | 0 | 0 | 0 | 0 | 0 | 0
DemandResponse | 0 | 0 | 0 | 0 | 0 | 0
IGCC-CCS | 0 | 0 | 0 | 0 | 0 | 0
WT_off | 0 | 0 | 0 | 0 | 0 | 0
PseudoUnit | 0 | 0 | 0 | 0 | 0 | 0
FixedInterchange | 0 | 0 | 0 | 0 | 0 | 0
Base VOM Costs by Reporting Type: NWPP_Coal
ReportingType | 2015 | 2020 | 2025 | 2030 | 2035 | 2040
BM | 0 | 0 | 0 | 0 | 0 | 0
CC | 0 | 0 | 0 | 0 | 0 | 0
CSP | 0 | 0 | 0 | 0 | 0 | 0
CT | 0 | 0 | 0 | 0 | 0 | 0
Coal | 184.98 | 154.63 | 5.38 | 5.38 | 5.38 | 5.38
Geo | 0 | 0 | 0 | 0 | 0 | 0
H | 0 | 0 | 0 | 0 | 0 | 0
LFG | 0 | 0 | 0 | 0 | 0 | 0
Nuc | 0 | 0 | 0 | 0 | 0 | 0
PS | 0 | 0 | 0 | 0 | 0 | 0
PV | 0 | 0 | 0 | 0 | 0 | 0
PeakG | 0 | 0 | 0 | 0 | 0 | 0
PeakO | 0 | 0 | 0 | 0 | 0 | 0
ST | 0 | 0 | 0 | 0 | 0 | 0
STOG | 0 | 0 | 0 | 0 | 0 | 0
STWD | 0 | 0 | 0 | 0 | 0 | 0
WT | 0 | 0 | 0 | 0 | 0 | 0
IGCC | 0 | 0 | 0 | 0 | 0 | 0
DemandResponse | 0 | 0 | 0 | 0 | 0 | 0
IGCC-CCS | 0 | 0 | 0 | 0 | 0 | 0
WT_off | 0 | 0 | 0 | 0 | 0 | 0
PseudoUnit | 0 | 0 | 0 | 0 | 0 | 0
FixedInterchange | 0 | 0 | 0 | 0 | 0 | 0
Base VOM Costs by Reporting Type: NWPP_Gas
ReportingType | 2015 | 2020 | 2025 | 2030 | 2035 | 2040
BM | 0 | 0 | 0 | 0 | 0 | 0
CC | 122.48 | 168.22 | 168.22 | 112.04 | 24.21 | 20.67
CSP | 0 | 0 | 0 | 0 | 0 | 0
CT | 0 | 0 | 0 | 0 | 0 | 0
Coal | 0 | 0 | 0 | 0 | 0 | 0
Geo | 0 | 0 | 0 | 0 | 0 | 0
H | 0 | 0 | 0 | 0 | 0 | 0
LFG | 0 | 0 | 0 | 0 | 0 | 0
Nuc | 0 | 0 | 0 | 0 | 0 | 0
PS | 0 | 0 | 0 | 0 | 0 | 0
PV | 0 | 0 | 0 | 0 | 0 | 0
PeakG | 0 | 0 | 0 | 0 | 0 | 0
PeakO | 0 | 0 | 0 | 0 | 0 | 0
ST | 0 | 0 | 0 | 0 | 0 | 0
STOG | 0 | 0 | 0 | 0 | 0 | 0
STWD | 0 | 0 | 0 | 0 | 0 | 0
WT | 0 | 0 | 0 | 0 | 0 | 0
IGCC | 0 | 0 | 0 | 0 | 0 | 0
DemandResponse | 0 | 0 | 0 | 0 | 0 | 0
IGCC-CCS | 0 | 0 | 0 | 0 | 0 | 0
WT_off | 0 | 0 | 0 | 0 | 0 | 0
PseudoUnit | 0 | 0 | 0 | 0 | 0 | 0
FixedInterchange | 0 | 0 | 0 | 0 | 0 | 0
Base VOM Costs by Reporting Type: NWPP_NucRenew
ReportingType | 2015 | 2020 | 2025 | 2030 | 2035 | 2040
BM | 0 | 0.33 | 1.21 | 1.21 | 1.21 | 118.1
CC | 0 | 0 | 0 | 0 | 0 | 0
CSP | 0 | 0 | 0 | 0 | 0 | 0
CT | 0 | 0 | 0 | 0 | 0 | 0
Coal | 0 | 0 | 0 | 0 | 0 | 0
Geo | 6.93 | 6.93 | 41.74 | 41.74 | 41.74 | 41.74
H | 0 | 0 | 0 | 0 | 0.01 | 0.01
LFG | 0.01 | 0.01 | 0.03 | 0.03 | 0.03 | 0.03
Nuc | 20.91 | 20.91 | 20.91 | 20.91 | 76.01 | 82.06
PS | 0 | 0 | 0 | 0 | 0 | 0
PV | 0 | 0 | 0 | 0 | 0 | 0
PeakG | 0 | 0 | 0 | 0 | 0 | 0
PeakO | 0 | 0 | 0 | 0 | 0 | 0
ST | 0 | 0 | 0 | 0 | 0 | 0
STOG | 0 | 0 | 0 | 0 | 0 | 0
STWD | 0 | 0 | 9.33 | 9.33 | 9.33 | 9.33
WT | 0.19 | 0.19 | 0.19 | 0.71 | 0.71 | 0.77
IGCC | 0 | 0 | 0 | 0 | 0 | 0
DemandResponse | 0 | 0 | 0 | 0 | 0 | 0
IGCC-CCS | 0 | 0 | 0 | 0 | 0 | 0
WT_off | 0 | 0 | 0 | 0 | 0 | 0
PseudoUnit | 0 | 0 | 0 | 0 | 0 | 0
FixedInterchange | 0 | 0 | 0 | 0 | 0 | 0
Base VOM Costs by Reporting Type: RMPA
ReportingType | 2015 | 2020 | 2025 | 2030 | 2035 | 2040
BM | 0 | 0 | 0 | 0 | 53.89 | 71.9
CC | 25.19 | 39.38 | 57.75 | 40.14 | 17.17 | 11.55
CSP | 0 | 0 | 0 | 0 | 0 | 0
CT | 0 | 0 | 0 | 0 | 0 | 0
Coal | 191.46 | 171.37 | 26.45 | 12.79 | 12.78 | 12.12
Geo | 0 | 4.71 | 206.14 | 206.14 | 206.14 | 206.14
H | 0 | 0 | 0 | 0 | 0 | 0
LFG | 0 | 0 | 0 | 0 | 0 | 0
Nuc | 0 | 0 | 2.58 | 30.31 | 30.31 | 30.31
PS | 0 | 0 | 0 | 0 | 0 | 0
PV | 0 | 0 | 0 | 0 | 0 | 0
PeakG | 0 | 0 | 0.05 | 0 | 0.04 | 0.01
PeakO | 0 | 0 | 0 | 0 | 0 | 0
ST | 0 | 0.01 | 0.01 | 0.01 | 0.01 | 0.01
STOG | 0 | 0 | 0 | 0 | 0 | 0
STWD | 0 | 0 | 0 | 0 | 0 | 0
WT | 0.07 | 0.19 | 0.19 | 0.2 | 0.2 | 0.21
IGCC | 0 | 0 | 0 | 0 | 0 | 0
DemandResponse | 0 | 0 | 0 | 0 | 0 | 0
IGCC-CCS | 0 | 0 | 0 | 0 | 0 | 0
WT_off | 0 | 0 | 0 | 0 | 0 | 0
PseudoUnit | 0 | 0 | 0 | 0 | 0 | 0
FixedInterchange | 0 | 0 | 0 | 0 | 0 | 0
Base VOM Costs by Reporting Type: SP15
ReportingType | 2015 | 2020 | 2025 | 2030 | 2035 | 2040
BM | 0.22 | 0.22 | 0.22 | 0.22 | 0.22 | 25.17
CC | 220.16 | 203.05 | 199.85 | 175.9 | 89.68 | 49.64
CSP | 0 | 0 | 0 | 0 | 0 | 0
CT | 0 | 0 | 0 | 0 | 0 | 0
Coal | 5.28 | 3.19 | 1.4 | 0 | 0 | 0
Geo | 4.1 | 120.4 | 120.4 | 120.4 | 120.4 | 120.4
H | 0 | 0 | 0 | 0 | 0 | 0
LFG | 0.02 | 0.07 | 0.07 | 0.07 | 0.07 | 0.07
Nuc | 41.61 | 41.61 | 41.61 | 56.15 | 66.04 | 102.04
PS | 0 | 0 | 0 | 0 | 0 | 0
PV | 0 | 0 | 0 | 0 | 0 | 0
PeakG | 0 | 0 | 0 | 0 | 0 | 0
PeakO | 0 | 0 | 0 | 0 | 0 | 0
ST | 0.02 | 0.02 | 0.02 | 0.02 | 0.11 | 0.14
STOG | 1.07 | 0.48 | 1.01 | 0.45 | 0.15 | 0.08
STWD | 1.98 | 1.98 | 1.98 | 1.98 | 1.98 | 1.98
WT | 0.07 | 0.09 | 0.46 | 0.46 | 0.46 | 0.46
IGCC | 0 | 0 | 0 | 0 | 0 | 0
DemandResponse | 0 | 0 | 0 | 0 | 0 | 0
IGCC-CCS | 0 | 0 | 0 | 0 | 0 | 0
WT_off | 0 | 0 | 0 | 0 | 0 | 0
PseudoUnit | 0 | 0 | 0 | 0 | 0 | 0
FixedInterchange | 0 | 0 | 0 | 0 | 0 | 0
Base VOM Costs by Reporting Type: ALB
ReportingType | 2015 | 2020 | 2025 | 2030 | 2035 | 2040
BM | 0 | 0 | 0 | 0 | 0 | 0
CC | 38.49 | 39.63 | 39.9 | 0.01 | 0 | 0.01
CSP | 0 | 0 | 0 | 0 | 0 | 0
CT | 0 | 0 | 0 | 0 | 0 | 0
Coal | 167.67 | 167.67 | 165.45 | 0 | 0 | 0
Geo | 0 | 0 | 0 | 0 | 0 | 0
H | 0 | 0 | 0 | 0 | 0 | 0
LFG | 0 | 0 | 0 | 0 | 0 | 0
Nuc | 0 | 0 | 0 | 138.36 | 142.65 | 142.86
PS | 0 | 0 | 0 | 0 | 0 | 0
PV | 0 | 0 | 0 | 0 | 0 | 0
PeakG | 0 | 0 | 0 | 0 | 0 | 0.02
PeakO | 0 | 0 | 0 | 0 | 0 | 0
ST | 0 | 0 | 0 | 0 | 0 | 0
STOG | 0 | 0 | 0 | 0 | 0 | 0
STWD | 0 | 1.7 | 2.89 | 2.89 | 2.89 | 2.89
WT | 0.02 | 0.02 | 0.02 | 0.02 | 0.02 | 0.02
IGCC | 0 | 0 | 0 | 0 | 0 | 0
DemandResponse | 0 | 0 | 0 | 0 | 0 | 0
IGCC-CCS | 0 | 0 | 0 | 0 | 0 | 0
WT_off | 0 | 0 | 0 | 0 | 0 | 0
PseudoUnit | 0 | 0 | 0 | 0 | 0 | 0
FixedInterchange | 0 | 0 | 0 | 0 | 0 | 0
Base VOM Costs by Reporting Type: BC
ReportingType | 2015 | 2020 | 2025 | 2030 | 2035 | 2040
BM | 0 | 0 | 0 | 0 | 0 | 0
CC | 14.67 | 14.67 | 14.67 | 10.96 | 0 | 0
CSP | 0 | 0 | 0 | 0 | 0 | 0
CT | 0 | 0 | 0 | 0 | 0 | 0
Coal | 0 | 0 | 0 | 0 | 0 | 0
Geo | 0 | 0 | 0 | 0 | 0 | 0
H | 0 | 0 | 0 | 0 | 0 | 0
LFG | 0 | 0 | 0 | 0 | 0 | 0
Nuc | 0 | 0 | 0 | 11.31 | 11.31 | 21.73
PS | 0 | 0 | 0 | 0 | 0 | 0
PV | 0 | 0 | 0 | 0 | 0 | 0
PeakG | 0 | 0 | 0 | 0 | 0 | 0
PeakO | 0 | 0 | 0 | 0 | 0 | 0
ST | 0 | 0 | 0 | 0 | 0 | 0
STOG | 0 | 0 | 0 | 0 | 0 | 0
STWD | 0 | 4.4 | 8.48 | 8.48 | 8.48 | 8.48
WT | 0.01 | 0.01 | 0.01 | 0.01 | 0.01 | 0.01
IGCC | 0 | 0 | 0 | 0 | 0 | 0
DemandResponse | 0 | 0 | 0 | 0 | 0 | 0
IGCC-CCS | 0 | 0 | 0 | 0 | 0 | 0
WT_off | 0 | 0 | 0 | 0 | 0 | 0
PseudoUnit | 0 | 0 | 0 | 0 | 0 | 0
FixedInterchange | 0 | 0 | 0 | 0 | 0 | 0
Base VOM Costs by Reporting Type: HQ_IESO
ReportingType | 2015 | 2020 | 2025 | 2030 | 2035 | 2040
BM | 0 | 0 | 0 | 0 | 0 | 0
CC | 0 | 0 | 0 | 0 | 0 | 0
CSP | 0 | 0 | 0 | 0 | 0 | 0
CT | 0 | 0 | 0 | 0 | 0 | 0
Coal | 0 | 0 | 0 | 0 | 0 | 0
Geo | 0 | 0 | 0 | 0 | 0 | 0
H | 0 | 0 | 0 | 0 | 0 | 0
LFG | 0 | 0 | 0 | 0 | 0 | 0
Nuc | 0 | 0 | 0 | 0 | 0 | 0
PS | 0 | 0 | 0 | 0 | 0 | 0
PV | 0 | 0 | 0 | 0 | 0 | 0
PeakG | 0 | 0 | 0 | 0 | 0 | 0
PeakO | 0 | 0 | 0 | 0 | 0 | 0
ST | 0 | 0 | 0 | 0 | 0 | 0
STOG | 0 | 0 | 0 | 0 | 0 | 0
STWD | 0 | 0 | 0 | 0 | 0 | 0
WT | 0 | 0 | 0 | 0 | 0 | 0
IGCC | 0 | 0 | 0 | 0 | 0 | 0
DemandResponse | 0 | 0 | 0 | 0 | 0 | 0
IGCC-CCS | 0 | 0 | 0 | 0 | 0 | 0
WT_off | 0 | 0 | 0 | 0 | 0 | 0
PseudoUnit | 0 | 0 | 0 | 0 | 0 | 0
FixedInterchange | 0 | 0 | 0 | 0 | 0 | 0
Base VOM Costs by Reporting Type: HQ_NEISO
ReportingType | 2015 | 2020 | 2025 | 2030 | 2035 | 2040
BM | 0 | 0 | 0 | 0 | 0 | 0
CC | 0 | 0 | 0 | 0 | 0 | 0
CSP | 0 | 0 | 0 | 0 | 0 | 0
CT | 0 | 0 | 0 | 0 | 0 | 0
Coal | 0 | 0 | 0 | 0 | 0 | 0
Geo | 0 | 0 | 0 | 0 | 0 | 0
H | 0 | 0 | 0 | 0 | 0 | 0
LFG | 0 | 0 | 0 | 0 | 0 | 0
Nuc | 0 | 0 | 0 | 0 | 0 | 0
PS | 0 | 0 | 0 | 0 | 0 | 0
PV | 0 | 0 | 0 | 0 | 0 | 0
PeakG | 0 | 0 | 0 | 0 | 0 | 0
PeakO | 0 | 0 | 0 | 0 | 0 | 0
ST | 0 | 0 | 0 | 0 | 0 | 0
STOG | 0 | 0 | 0 | 0 | 0 | 0
STWD | 0 | 0 | 0 | 0 | 0 | 0
WT | 0 | 0 | 0 | 0 | 0 | 0
IGCC | 0 | 0 | 0 | 0 | 0 | 0
DemandResponse | 0 | 0 | 0 | 0 | 0 | 0
IGCC-CCS | 0 | 0 | 0 | 0 | 0 | 0
WT_off | 0 | 0 | 0 | 0 | 0 | 0
PseudoUnit | 0 | 0 | 67.9 | 67.9 | 67.9 | 67.9
FixedInterchange | 0 | 0 | 0 | 0 | 0 | 0
Base VOM Costs by Reporting Type: HQ_NY
ReportingType | 2015 | 2020 | 2025 | 2030 | 2035 | 2040
BM | 0 | 0 | 0 | 0 | 0 | 0
CC | 0 | 0 | 0 | 0 | 0 | 0
CSP | 0 | 0 | 0 | 0 | 0 | 0
CT | 0 | 0 | 0 | 0 | 0 | 0
Coal | 0 | 0 | 0 | 0 | 0 | 0
Geo | 0 | 0 | 0 | 0 | 0 | 0
H | 0 | 0 | 0 | 0 | 0 | 0
LFG | 0 | 0 | 0 | 0 | 0 | 0
Nuc | 0 | 0 | 0 | 0 | 0 | 0
PS | 0 | 0 | 0 | 0 | 0 | 0
PV | 0 | 0 | 0 | 0 | 0 | 0
PeakG | 0 | 0 | 0 | 0 | 0 | 0
PeakO | 0 | 0 | 0 | 0 | 0 | 0
ST | 0 | 0 | 0 | 0 | 0 | 0
STOG | 0 | 0 | 0 | 0 | 0 | 0
STWD | 0 | 0 | 0 | 0 | 0 | 0
WT | 0 | 0 | 0 | 0 | 0 | 0
IGCC | 0 | 0 | 0 | 0 | 0 | 0
DemandResponse | 0 | 0 | 0 | 0 | 0 | 0
IGCC-CCS | 0 | 0 | 0 | 0 | 0 | 0
WT_off | 0 | 0 | 0 | 0 | 0 | 0
PseudoUnit | 0 | 53.73 | 114.97 | 114.98 | 114.98 | 114.97
FixedInterchange | 0 | 0 | 0 | 0 | 0 | 0
Base VOM Costs by Reporting Type: MARITIMES
ReportingType | 2015 | 2020 | 2025 | 2030 | 2035 | 2040
BM | 0 | 0 | 0 | 0 | 0 | 0
CC | 0 | 0 | 0 | 0 | 0 | 0
CSP | 0 | 0 | 0 | 0 | 0 | 0
CT | 0 | 0 | 0 | 0 | 0 | 0
Coal | 0 | 0 | 0 | 0 | 0 | 0
Geo | 0 | 0 | 0 | 0 | 0 | 0
H | 0 | 0 | 0 | 0 | 0 | 0
LFG | 0 | 0 | 0 | 0 | 0 | 0
Nuc | 0 | 0 | 0 | 0 | 0 | 0
PS | 0 | 0 | 0 | 0 | 0 | 0
PV | 0 | 0 | 0 | 0 | 0 | 0
PeakG | 0 | 0 | 0 | 0 | 0 | 0
PeakO | 0 | 0 | 0 | 0 | 0 | 0
ST | 0 | 0 | 0 | 0 | 0 | 0
STOG | 0 | 0 | 0 | 0 | 0 | 0
STWD | 0 | 0 | 0 | 0 | 0 | 0
WT | 0 | 0 | 0 | 0 | 0 | 0
IGCC | 0 | 0 | 0 | 0 | 0 | 0
DemandResponse | 0 | 0 | 0 | 0 | 0 | 0
IGCC-CCS | 0 | 0 | 0 | 0 | 0 | 0
WT_off | 0 | 0 | 0 | 0 | 0 | 0
PseudoUnit | 0 | 23 | 23 | 23 | 23 | 23
FixedInterchange | 0 | 0 | 0 | 0 | 0 | 0
Base VOM Costs by Reporting Type: All
ReportingType | 2015 | 2020 | 2025 | 2030 | 2035 | 2040
BM | 11.06 | 31.34 | 44.25 | 52.98 | 1288.18 | 3091.77
CC | 4735.38 | 6095.65 | 6034.32 | 5001 | 3011.56 | 938.65
CSP | 0 | 0 | 0 | 0 | 0 | 0
CT | 5.74 | 9.35 | 10.94 | 3.67 | 0.04 | 0.08
Coal | 4087.66 | 2002.01 | 464.48 | 239.66 | 422.16 | 428.75
Geo | 11.14 | 177.58 | 532.83 | 532.83 | 532.83 | 532.83
H | 0 | 0.08 | 0.29 | 0.45 | 0.51 | 0.51
LFG | 0.38 | 0.54 | 0.73 | 0.79 | 0.79 | 0.79
Nuc | 2100.09 | 2145.07 | 2228.31 | 2921.48 | 3243.75 | 3703
PS | 0 | 0 | 0 | 0 | 0 | 0
PV | 0.02 | 0.06 | 0.07 | 0.08 | 0.08 | 0.08
PeakG | 24.2 | 36.97 | 46.99 | 39.84 | 27.44 | 14.41
PeakO | 0 | 0 | 0 | 0 | 0 | 0
ST | 0.03 | 0.06 | 0.07 | 0.07 | 0.18 | 0.21
STOG | 17.62 | 18.87 | 11.58 | 8.04 | 1.84 | 0.88
STWD | 28.81 | 32.12 | 43.41 | 59.41 | 73.94 | 65.49
WT | 2.03 | 4.57 | 7.4 | 8.99 | 9.53 | 9.81
IGCC | 30.43 | 30.43 | 5.25 | 0.04 | 0 | 0
DemandResponse | 0 | 0 | 0 | 0 | 0 | 0
IGCC-CCS | 0 | 0 | 0 | 0 | 0 | 0
WT_off | 0.02 | 0.02 | 0.06 | 0.06 | 1.12 | 2.23
PseudoUnit | 0 | 76.73 | 205.87 | 205.87 | 205.87 | 205.87
FixedInterchange | 0 | 0 | 0 | 0 | 0 | 0
Base VOM Costs by Reporting Type: EI_US
ReportingType | 2015 | 2020 | 2025 | 2030 | 2035 | 2040
BM | 10.54 | 30.28 | 42.05 | 46.13 | 1081.18 | 2745.65
CC | 3325.35 | 4608.85 | 4558.51 | 3838.21 | 2511.85 | 609.04
CSP | 0 | 0 | 0 | 0 | 0 | 0
CT | 5.74 | 9.33 | 10.92 | 3.59 | 0.04 | 0.08
Coal | 3165.59 | 1188.87 | 205.06 | 198.41 | 366.05 | 379.57
Geo | 0 | 0 | 0 | 0 | 0 | 0
H | 0 | 0.03 | 0.12 | 0.12 | 0.16 | 0.16
LFG | 0.32 | 0.4 | 0.51 | 0.57 | 0.57 | 0.57
Nuc | 1653.22 | 1713.9 | 1798.38 | 2142.51 | 2095.9 | 2412.08
PS | 0 | 0 | 0 | 0 | 0 | 0
PV | 0 | 0.04 | 0.06 | 0.07 | 0.07 | 0.07
PeakG | 23.49 | 36.25 | 46.94 | 39.5 | 27.06 | 14.04
PeakO | 0 | 0 | 0 | 0 | 0 | 0
ST | 0 | 0 | 0 | 0 | 0 | 0
STOG | 11.5 | 10.4 | 8.03 | 5.59 | 1.69 | 0.8
STWD | 19.05 | 16.25 | 16.01 | 28.93 | 43.46 | 35.01
WT | 1.2 | 3.17 | 5.03 | 6.08 | 6.46 | 6.65
IGCC | 30.43 | 30.43 | 5.25 | 0.04 | 0 | 0
DemandResponse | 0 | 0 | 0 | 0 | 0 | 0
IGCC-CCS | 0 | 0 | 0 | 0 | 0 | 0
WT_off | 0.02 | 0.02 | 0.06 | 0.06 | 1.12 | 2.23
PseudoUnit | 0 | 76.73 | 205.87 | 205.87 | 205.87 | 205.87
FixedInterchange | 0 | 0 | 0 | 0 | 0 | 0
Base VOM Costs by Reporting Type: EI_Canada
ReportingType | 2015 | 2020 | 2025 | 2030 | 2035 | 2040
BM | 0 | 0 | 0 | 0 | 0 | 0.03
CC | 20.62 | 20.62 | 1.94 | 0 | 0 | 0
CSP | 0 | 0 | 0 | 0 | 0 | 0
CT | 0 | 0 | 0 | 0 | 0 | 0
Coal | 1 | 0.16 | 0 | 0 | 0 | 0
Geo | 0 | 0 | 0 | 0 | 0 | 0
H | 0 | 0.05 | 0.17 | 0.33 | 0.34 | 0.34
LFG | 0.01 | 0.01 | 0.01 | 0.01 | 0.01 | 0.01
Nuc | 176.01 | 160.32 | 156.49 | 169.08 | 168.58 | 168.6
PS | 0 | 0 | 0 | 0 | 0 | 0
PV | 0 | 0 | 0 | 0 | 0 | 0
PeakG | 0.71 | 0.66 | 0 | 0 | 0 | 0
PeakO | 0 | 0 | 0 | 0 | 0 | 0
ST | 0 | 0 | 0 | 0 | 0 | 0
STOG | 0.03 | 0 | 0 | 0 | 0 | 0
STWD | 0 | 0 | 0 | 0 | 0 | 0.01
WT | 0.11 | 0.11 | 0.11 | 0.11 | 0.04 | 0.04
IGCC | 0 | 0 | 0 | 0 | 0 | 0
DemandResponse | 0 | 0 | 0 | 0 | 0 | 0
IGCC-CCS | 0 | 0 | 0 | 0 | 0 | 0
WT_off | 0 | 0 | 0 | 0 | 0 | 0
PseudoUnit | 0 | 0 | 0 | 0 | 0 | 0
FixedInterchange | 0 | 0 | 0 | 0 | 0 | 0
Base VOM Costs by Reporting Type: EI
ReportingType | 2015 | 2020 | 2025 | 2030 | 2035 | 2040
BM | 10.54 | 30.28 | 42.05 | 46.13 | 1081.18 | 2745.69
CC | 3345.97 | 4629.47 | 4560.45 | 3838.21 | 2511.85 | 609.04
CSP | 0 | 0 | 0 | 0 | 0 | 0
CT | 5.74 | 9.33 | 10.92 | 3.59 | 0.04 | 0.08
Coal | 3166.59 | 1189.03 | 205.06 | 198.41 | 366.05 | 379.57
Geo | 0 | 0 | 0 | 0 | 0 | 0
H | 0 | 0.08 | 0.29 | 0.45 | 0.5 | 0.5
LFG | 0.33 | 0.41 | 0.52 | 0.58 | 0.58 | 0.58
Nuc | 1829.23 | 1874.22 | 1954.87 | 2311.59 | 2264.48 | 2580.68
PS | 0 | 0 | 0 | 0 | 0 | 0
PV | 0.01 | 0.04 | 0.06 | 0.07 | 0.07 | 0.07
PeakG | 24.2 | 36.92 | 46.94 | 39.5 | 27.06 | 14.04
PeakO | 0 | 0 | 0 | 0 | 0 | 0
ST | 0 | 0 | 0 | 0 | 0 | 0
STOG | 11.53 | 10.4 | 8.03 | 5.59 | 1.69 | 0.8
STWD | 19.05 | 16.25 | 16.01 | 28.93 | 43.46 | 35.02
WT | 1.31 | 3.28 | 5.14 | 6.19 | 6.5 | 6.69
IGCC | 30.43 | 30.43 | 5.25 | 0.04 | 0 | 0
DemandResponse | 0 | 0 | 0 | 0 | 0 | 0
IGCC-CCS | 0 | 0 | 0 | 0 | 0 | 0
WT_off | 0.02 | 0.02 | 0.06 | 0.06 | 1.12 | 2.23
PseudoUnit | 0 | 76.73 | 205.87 | 205.87 | 205.87 | 205.87
FixedInterchange | 0 | 0 | 0 | 0 | 0 | 0
Base VOM Costs by Reporting Type: Outside_EI
ReportingType | 2015 | 2020 | 2025 | 2030 | 2035 | 2040
BM | 0.51 | 1.06 | 2.2 | 6.85 | 207 | 346.09
CC | 1389.42 | 1466.18 | 1473.87 | 1162.79 | 499.71 | 329.62
CSP | 0 | 0 | 0 | 0 | 0 | 0
CT | 0 | 0.02 | 0.01 | 0.08 | 0 | 0
Coal | 921.07 | 812.98 | 259.42 | 41.25 | 56.11 | 49.18
Geo | 11.13 | 177.57 | 532.83 | 532.83 | 532.83 | 532.83
H | 0 | 0 | 0 | 0 | 0.01 | 0.01
LFG | 0.05 | 0.13 | 0.2 | 0.2 | 0.2 | 0.2
Nuc | 270.85 | 270.85 | 273.44 | 609.89 | 979.27 | 1122.32
PS | 0 | 0 | 0 | 0 | 0 | 0
PV | 0.01 | 0.01 | 0.01 | 0.01 | 0.01 | 0.01
PeakG | 0 | 0.05 | 0.05 | 0.34 | 0.37 | 0.37
PeakO | 0 | 0 | 0 | 0 | 0 | 0
ST | 0.03 | 0.06 | 0.07 | 0.07 | 0.18 | 0.21
STOG | 6.09 | 8.47 | 3.55 | 2.45 | 0.15 | 0.08
STWD | 9.77 | 15.87 | 27.41 | 30.48 | 30.48 | 30.48
WT | 0.72 | 1.29 | 2.26 | 2.8 | 3.04 | 3.13
IGCC | 0 | 0 | 0 | 0 | 0 | 0
DemandResponse | 0 | 0 | 0 | 0 | 0 | 0
IGCC-CCS | 0 | 0 | 0 | 0 | 0 | 0
WT_off | 0 | 0 | 0 | 0 | 0 | 0
PseudoUnit | 0 | 0 | 0 | 0 | 0 | 0
FixedInterchange | 0 | 0 | 0 | 0 | 0 | 0
#9 | Retrofit VOM Costs ($million)
Retrofit VOM Costs by Reporting Type: Entergy
ReportingType | 2015 | 2020 | 2025 | 2030 | 2035 | 2040
BM | 0 | 0 | 0 | 0 | 0 | 0
CC | 0 | 0 | 0 | 0 | 0 | 0
CSP | 0 | 0 | 0 | 0 | 0 | 0
CT | 0 | 0 | 0 | 0 | 0 | 0
Coal | 13.08 | 0 | 0 | 0 | 0 | 0
Geo | 0 | 0 | 0 | 0 | 0 | 0
H | 0 | 0 | 0 | 0 | 0 | 0
LFG | 0 | 0 | 0 | 0 | 0 | 0
Nuc | 0 | 0 | 0 | 0 | 0 | 0
PS | 0 | 0 | 0 | 0 | 0 | 0
PV | 0 | 0 | 0 | 0 | 0 | 0
PeakG | 0 | 0 | 0 | 0 | 0 | 0
PeakO | 0 | 0 | 0 | 0 | 0 | 0
ST | 0 | 0 | 0 | 0 | 0 | 0
STOG | 0 | 0 | 0 | 0 | 0 | 0
STWD | 0 | 0 | 0 | 0 | 0 | 0
WT | 0 | 0 | 0 | 0 | 0 | 0
IGCC | 0 | 0 | 0 | 0 | 0 | 0
DemandResponse | 0 | 0 | 0 | 0 | 0 | 0
IGCC-CCS | 0 | 0 | 0 | 0 | 0 | 0
WT_off | 0 | 0 | 0 | 0 | 0 | 0
PseudoUnit | 0 | 0 | 0 | 0 | 0 | 0
FixedInterchange | 0 | 0 | 0 | 0 | 0 | 0
Retrofit VOM Costs by Reporting Type: FRCC
ReportingType | 2015 | 2020 | 2025 | 2030 | 2035 | 2040
BM | 0 | 0 | 0 | 0 | 0 | 0
CC | 0 | 0 | 0 | 0 | 0 | 0
CSP | 0 | 0 | 0 | 0 | 0 | 0
CT | 0 | 0 | 0 | 0 | 0 | 0
Coal | 31.34 | 25.35 | 4.72 | 8.82 | 25.89 | 31.64
Geo | 0 | 0 | 0 | 0 | 0 | 0
H | 0 | 0 | 0 | 0 | 0 | 0
LFG | 0 | 0 | 0 | 0 | 0 | 0
Nuc | 0 | 0 | 0 | 0 | 0 | 0
PS | 0 | 0 | 0 | 0 | 0 | 0
PV | 0 | 0 | 0 | 0 | 0 | 0
PeakG | 0 | 0 | 0 | 0 | 0 | 0
PeakO | 0 | 0 | 0 | 0 | 0 | 0
ST | 0 | 0 | 0 | 0 | 0 | 0
STOG | 0 | 0 | 0 | 0 | 0 | 0
STWD | 0 | 0 | 0 | 0 | 0 | 0
WT | 0 | 0 | 0 | 0 | 0 | 0
IGCC | 0 | 0 | 0 | 0 | 0 | 0
DemandResponse | 0 | 0 | 0 | 0 | 0 | 0
IGCC-CCS | 0 | 0 | 0 | 0 | 0 | 0
WT_off | 0 | 0 | 0 | 0 | 0 | 0
PseudoUnit | 0 | 0 | 0 | 0 | 0 | 0
FixedInterchange | 0 | 0 | 0 | 0 | 0 | 0
Retrofit VOM Costs by Reporting Type: MAPP_US
ReportingType | 2015 | 2020 | 2025 | 2030 | 2035 | 2040
BM | 0 | 0 | 0 | 0 | 0 | 0
CC | 0 | 0 | 0 | 0 | 0 | 0
CSP | 0 | 0 | 0 | 0 | 0 | 0
CT | 0 | 0 | 0 | 0 | 0 | 0
Coal | 39.2 | 18.56 | 0 | 0 | 0 | 0
Geo | 0 | 0 | 0 | 0 | 0 | 0
H | 0 | 0 | 0 | 0 | 0 | 0
LFG | 0 | 0 | 0 | 0 | 0 | 0
Nuc | 0 | 0 | 0 | 0 | 0 | 0
PS | 0 | 0 | 0 | 0 | 0 | 0
PV | 0 | 0 | 0 | 0 | 0 | 0
PeakG | 0 | 0 | 0 | 0 | 0 | 0
PeakO | 0 | 0 | 0 | 0 | 0 | 0
ST | 0 | 0 | 0 | 0 | 0 | 0
STOG | 0 | 0 | 0 | 0 | 0 | 0
STWD | 0 | 0 | 0 | 0 | 0 | 0
WT | 0 | 0 | 0 | 0 | 0 | 0
IGCC | 0 | 0 | 0 | 0 | 0 | 0
DemandResponse | 0 | 0 | 0 | 0 | 0 | 0
IGCC-CCS | 0 | 0 | 0 | 0 | 0 | 0
WT_off | 0 | 0 | 0 | 0 | 0 | 0
PseudoUnit | 0 | 0 | 0 | 0 | 0 | 0
FixedInterchange | 0 | 0 | 0 | 0 | 0 | 0
Retrofit VOM Costs by Reporting Type: MISO_IN
ReportingType | 2015 | 2020 | 2025 | 2030 | 2035 | 2040
BM | 0 | 0 | 0 | 0 | 0 | 0
CC | 0 | 0 | 0 | 0 | 0 | 0
CSP | 0 | 0 | 0 | 0 | 0 | 0
CT | 0 | 0 | 0 | 0 | 0 | 0
Coal | 160.54 | 94.95 | 16.8 | 42.25 | 127.95 | 134.9
Geo | 0 | 0 | 0 | 0 | 0 | 0
H | 0 | 0 | 0 | 0 | 0 | 0
LFG | 0 | 0 | 0 | 0 | 0 | 0
Nuc | 0 | 0 | 0 | 0 | 0 | 0
PS | 0 | 0 | 0 | 0 | 0 | 0
PV | 0 | 0 | 0 | 0 | 0 | 0
PeakG | 0 | 0 | 0 | 0 | 0 | 0
PeakO | 0 | 0 | 0 | 0 | 0 | 0
ST | 0 | 0 | 0 | 0 | 0 | 0
STOG | 0 | 0 | 0 | 0 | 0 | 0
STWD | 0 | 0 | 0 | 0 | 0 | 0
WT | 0 | 0 | 0 | 0 | 0 | 0
IGCC | 0 | 0 | 0 | 0 | 0 | 0
DemandResponse | 0 | 0 | 0 | 0 | 0 | 0
IGCC-CCS | 0 | 0 | 0 | 0 | 0 | 0
WT_off | 0 | 0 | 0 | 0 | 0 | 0
PseudoUnit | 0 | 0 | 0 | 0 | 0 | 0
FixedInterchange | 0 | 0 | 0 | 0 | 0 | 0
Retrofit VOM Costs by Reporting Type: MISO_MI
ReportingType | 2015 | 2020 | 2025 | 2030 | 2035 | 2040
BM | 0 | 0 | 0 | 0 | 0 | 0
CC | 0 | 0 | 0 | 0 | 0 | 0
CSP | 0 | 0 | 0 | 0 | 0 | 0
CT | 0 | 0 | 0 | 0 | 0 | 0
Coal | 6.47 | 0 | 0 | 0 | 0 | 0
Geo | 0 | 0 | 0 | 0 | 0 | 0
H | 0 | 0 | 0 | 0 | 0 | 0
LFG | 0 | 0 | 0 | 0 | 0 | 0
Nuc | 0 | 0 | 0 | 0 | 0 | 0
PS | 0 | 0 | 0 | 0 | 0 | 0
PV | 0 | 0 | 0 | 0 | 0 | 0
PeakG | 0 | 0 | 0 | 0 | 0 | 0
PeakO | 0 | 0 | 0 | 0 | 0 | 0
ST | 0 | 0 | 0 | 0 | 0 | 0
STOG | 0 | 0 | 0 | 0 | 0 | 0
STWD | 0 | 0 | 0 | 0 | 0 | 0
WT | 0 | 0 | 0 | 0 | 0 | 0
IGCC | 0 | 0 | 0 | 0 | 0 | 0
DemandResponse | 0 | 0 | 0 | 0 | 0 | 0
IGCC-CCS | 0 | 0 | 0 | 0 | 0 | 0
WT_off | 0 | 0 | 0 | 0 | 0 | 0
PseudoUnit | 0 | 0 | 0 | 0 | 0 | 0
FixedInterchange | 0 | 0 | 0 | 0 | 0 | 0
Retrofit VOM Costs by Reporting Type: MISO_MO-IL
ReportingType | 2015 | 2020 | 2025 | 2030 | 2035 | 2040
BM | 0 | 0 | 0 | 0 | 0 | 0
CC | 0 | 0 | 0 | 0 | 0 | 0
CSP | 0 | 0 | 0 | 0 | 0 | 0
CT | 0 | 0 | 0 | 0 | 0 | 0
Coal | 59.11 | 15.86 | 4.07 | 8.89 | 27.54 | 27.54
Geo | 0 | 0 | 0 | 0 | 0 | 0
H | 0 | 0 | 0 | 0 | 0 | 0
LFG | 0 | 0 | 0 | 0 | 0 | 0
Nuc | 0 | 0 | 0 | 0 | 0 | 0
PS | 0 | 0 | 0 | 0 | 0 | 0
PV | 0 | 0 | 0 | 0 | 0 | 0
PeakG | 0 | 0 | 0 | 0 | 0 | 0
PeakO | 0 | 0 | 0 | 0 | 0 | 0
ST | 0 | 0 | 0 | 0 | 0 | 0
STOG | 0 | 0 | 0 | 0 | 0 | 0
STWD | 0 | 0 | 0 | 0 | 0 | 0
WT | 0 | 0 | 0 | 0 | 0 | 0
IGCC | 0 | 0 | 0 | 0 | 0 | 0
DemandResponse | 0 | 0 | 0 | 0 | 0 | 0
IGCC-CCS | 0 | 0 | 0 | 0 | 0 | 0
WT_off | 0 | 0 | 0 | 0 | 0 | 0
PseudoUnit | 0 | 0 | 0 | 0 | 0 | 0
FixedInterchange | 0 | 0 | 0 | 0 | 0 | 0
Retrofit VOM Costs by Reporting Type: MISO_W
ReportingType | 2015 | 2020 | 2025 | 2030 | 2035 | 2040
BM | 0 | 0 | 0 | 0 | 0 | 0
CC | 0 | 0 | 0 | 0 | 0 | 0
CSP | 0 | 0 | 0 | 0 | 0 | 0
CT | 0 | 0 | 0 | 0 | 0 | 0
Coal | 103.39 | 107.56 | 21.73 | 18.57 | 18.57 | 18.57
Geo | 0 | 0 | 0 | 0 | 0 | 0
H | 0 | 0 | 0 | 0 | 0 | 0
LFG | 0 | 0 | 0 | 0 | 0 | 0
Nuc | 0 | 0 | 0 | 0 | 0 | 0
PS | 0 | 0 | 0 | 0 | 0 | 0
PV | 0 | 0 | 0 | 0 | 0 | 0
PeakG | 0 | 0 | 0 | 0 | 0 | 0
PeakO | 0 | 0 | 0 | 0 | 0 | 0
ST | 0 | 0 | 0 | 0 | 0 | 0
STOG | 0 | 0 | 0 | 0 | 0 | 0
STWD | 0 | 0 | 0 | 0 | 0 | 0
WT | 0 | 0 | 0 | 0 | 0 | 0
IGCC | 0 | 0 | 0 | 0 | 0 | 0
DemandResponse | 0 | 0 | 0 | 0 | 0 | 0
IGCC-CCS | 0 | 0 | 0 | 0 | 0 | 0
WT_off | 0 | 0 | 0 | 0 | 0 | 0
PseudoUnit | 0 | 0 | 0 | 0 | 0 | 0
FixedInterchange | 0 | 0 | 0 | 0 | 0 | 0
Retrofit VOM Costs by Reporting Type: MISO_WUMS
ReportingType | 2015 | 2020 | 2025 | 2030 | 2035 | 2040
BM | 0 | 0 | 0 | 0 | 0 | 0
CC | 0 | 0 | 0 | 0 | 0 | 0
CSP | 0 | 0 | 0 | 0 | 0 | 0
CT | 0 | 0 | 0 | 0 | 0 | 0
Coal | 28.1 | 5.34 | 7.87 | 10.85 | 24.04 | 33.1
Geo | 0 | 0 | 0 | 0 | 0 | 0
H | 0 | 0 | 0 | 0 | 0 | 0
LFG | 0 | 0 | 0 | 0 | 0 | 0
Nuc | 0 | 0 | 0 | 0 | 0 | 0
PS | 0 | 0 | 0 | 0 | 0 | 0
PV | 0 | 0 | 0 | 0 | 0 | 0
PeakG | 0 | 0 | 0 | 0 | 0 | 0
PeakO | 0 | 0 | 0 | 0 | 0 | 0
ST | 0 | 0 | 0 | 0 | 0 | 0
STOG | 0 | 0 | 0 | 0 | 0 | 0
STWD | 0 | 0 | 0 | 0 | 0 | 0
WT | 0 | 0 | 0 | 0 | 0 | 0
IGCC | 0 | 0 | 0 | 0 | 0 | 0
DemandResponse | 0 | 0 | 0 | 0 | 0 | 0
IGCC-CCS | 0 | 0 | 0 | 0 | 0 | 0
WT_off | 0 | 0 | 0 | 0 | 0 | 0
PseudoUnit | 0 | 0 | 0 | 0 | 0 | 0
FixedInterchange | 0 | 0 | 0 | 0 | 0 | 0
Retrofit VOM Costs by Reporting Type: Nebraska
ReportingType | 2015 | 2020 | 2025 | 2030 | 2035 | 2040
BM | 0 | 0 | 0 | 0 | 0 | 0
CC | 0 | 0 | 0 | 0 | 0 | 0
CSP | 0 | 0 | 0 | 0 | 0 | 0
CT | 0 | 0 | 0 | 0 | 0 | 0
Coal | 16.57 | 13.16 | 15.88 | 15.88 | 15.88 | 15.88
Geo | 0 | 0 | 0 | 0 | 0 | 0
H | 0 | 0 | 0 | 0 | 0 | 0
LFG | 0 | 0 | 0 | 0 | 0 | 0
Nuc | 0 | 0 | 0 | 0 | 0 | 0
PS | 0 | 0 | 0 | 0 | 0 | 0
PV | 0 | 0 | 0 | 0 | 0 | 0
PeakG | 0 | 0 | 0 | 0 | 0 | 0
PeakO | 0 | 0 | 0 | 0 | 0 | 0
ST | 0 | 0 | 0 | 0 | 0 | 0
STOG | 0 | 0 | 0 | 0 | 0 | 0
STWD | 0 | 0 | 0 | 0 | 0 | 0
WT | 0 | 0 | 0 | 0 | 0 | 0
IGCC | 0 | 0 | 0 | 0 | 0 | 0
DemandResponse | 0 | 0 | 0 | 0 | 0 | 0
IGCC-CCS | 0 | 0 | 0 | 0 | 0 | 0
WT_off | 0 | 0 | 0 | 0 | 0 | 0
PseudoUnit | 0 | 0 | 0 | 0 | 0 | 0
FixedInterchange | 0 | 0 | 0 | 0 | 0 | 0
Retrofit VOM Costs by Reporting Type: NEISO
ReportingType | 2015 | 2020 | 2025 | 2030 | 2035 | 2040
BM | 0 | 0 | 0 | 0 | 0 | 0
CC | 0 | 0 | 0 | 0 | 0 | 0
CSP | 0 | 0 | 0 | 0 | 0 | 0
CT | 0 | 0 | 0 | 0 | 0 | 0
Coal | 0.16 | 0 | 0 | 0 | 0 | 0
Geo | 0 | 0 | 0 | 0 | 0 | 0
H | 0 | 0 | 0 | 0 | 0 | 0
LFG | 0 | 0 | 0 | 0 | 0 | 0
Nuc | 0 | 0 | 0 | 0 | 0 | 0
PS | 0 | 0 | 0 | 0 | 0 | 0
PV | 0 | 0 | 0 | 0 | 0 | 0
PeakG | 0 | 0 | 0 | 0 | 0 | 0
PeakO | 0 | 0 | 0 | 0 | 0 | 0
ST | 0 | 0 | 0 | 0 | 0 | 0
STOG | 0 | 0 | 0 | 0 | 0 | 0
STWD | 0 | 0 | 0 | 0 | 0 | 0
WT | 0 | 0 | 0 | 0 | 0 | 0
IGCC | 0 | 0 | 0 | 0 | 0 | 0
DemandResponse | 0 | 0 | 0 | 0 | 0 | 0
IGCC-CCS | 0 | 0 | 0 | 0 | 0 | 0
WT_off | 0 | 0 | 0 | 0 | 0 | 0
PseudoUnit | 0 | 0 | 0 | 0 | 0 | 0
FixedInterchange | 0 | 0 | 0 | 0 | 0 | 0
Retrofit VOM Costs by Reporting Type: NonRTO_Midwest
ReportingType | 2015 | 2020 | 2025 | 2030 | 2035 | 2040
BM | 0 | 0 | 0 | 0 | 0 | 0
CC | 0 | 0 | 0 | 0 | 0 | 0
CSP | 0 | 0 | 0 | 0 | 0 | 0
CT | 0 | 0 | 0 | 0 | 0 | 0
Coal | 139.92 | 77.37 | 17.89 | 38.26 | 45 | 45
Geo | 0 | 0 | 0 | 0 | 0 | 0
H | 0 | 0 | 0 | 0 | 0 | 0
LFG | 0 | 0 | 0 | 0 | 0 | 0
Nuc | 0 | 0 | 0 | 0 | 0 | 0
PS | 0 | 0 | 0 | 0 | 0 | 0
PV | 0 | 0 | 0 | 0 | 0 | 0
PeakG | 0 | 0 | 0 | 0 | 0 | 0
PeakO | 0 | 0 | 0 | 0 | 0 | 0
ST | 0 | 0 | 0 | 0 | 0 | 0
STOG | 0 | 0 | 0 | 0 | 0 | 0
STWD | 0 | 0 | 0 | 0 | 0 | 0
WT | 0 | 0 | 0 | 0 | 0 | 0
IGCC | 0 | 0 | 0 | 0 | 0 | 0
DemandResponse | 0 | 0 | 0 | 0 | 0 | 0
IGCC-CCS | 0 | 0 | 0 | 0 | 0 | 0
WT_off | 0 | 0 | 0 | 0 | 0 | 0
PseudoUnit | 0 | 0 | 0 | 0 | 0 | 0
FixedInterchange | 0 | 0 | 0 | 0 | 0 | 0
Retrofit VOM Costs by Reporting Type: NYISO_A-F
ReportingType | 2015 | 2020 | 2025 | 2030 | 2035 | 2040
BM | 0 | 0 | 0 | 0 | 0 | 0
CC | 0 | 0 | 0 | 0 | 0 | 0
CSP | 0 | 0 | 0 | 0 | 0 | 0
CT | 0 | 0 | 0 | 0 | 0 | 0
Coal | 0 | 0 | 0 | 0 | 0 | 0
Geo | 0 | 0 | 0 | 0 | 0 | 0
H | 0 | 0 | 0 | 0 | 0 | 0
LFG | 0 | 0 | 0 | 0 | 0 | 0
Nuc | 0 | 0 | 0 | 0 | 0 | 0
PS | 0 | 0 | 0 | 0 | 0 | 0
PV | 0 | 0 | 0 | 0 | 0 | 0
PeakG | 0 | 0 | 0 | 0 | 0 | 0
PeakO | 0 | 0 | 0 | 0 | 0 | 0
ST | 0 | 0 | 0 | 0 | 0 | 0
STOG | 0 | 0 | 0 | 0 | 0 | 0
STWD | 0 | 0 | 0 | 0 | 0 | 0
WT | 0 | 0 | 0 | 0 | 0 | 0
IGCC | 0 | 0 | 0 | 0 | 0 | 0
DemandResponse | 0 | 0 | 0 | 0 | 0 | 0
IGCC-CCS | 0 | 0 | 0 | 0 | 0 | 0
WT_off | 0 | 0 | 0 | 0 | 0 | 0
PseudoUnit | 0 | 0 | 0 | 0 | 0 | 0
FixedInterchange | 0 | 0 | 0 | 0 | 0 | 0
Retrofit VOM Costs by Reporting Type: NYISO_G-I
ReportingType | 2015 | 2020 | 2025 | 2030 | 2035 | 2040
BM | 0 | 0 | 0 | 0 | 0 | 0
CC | 0 | 0 | 0 | 0 | 0 | 0
CSP | 0 | 0 | 0 | 0 | 0 | 0
CT | 0 | 0 | 0 | 0 | 0 | 0
Coal | 0 | 0 | 0 | 0 | 0 | 0
Geo | 0 | 0 | 0 | 0 | 0 | 0
H | 0 | 0 | 0 | 0 | 0 | 0
LFG | 0 | 0 | 0 | 0 | 0 | 0
Nuc | 0 | 0 | 0 | 0 | 0 | 0
PS | 0 | 0 | 0 | 0 | 0 | 0
PV | 0 | 0 | 0 | 0 | 0 | 0
PeakG | 0 | 0 | 0 | 0 | 0 | 0
PeakO | 0 | 0 | 0 | 0 | 0 | 0
ST | 0 | 0 | 0 | 0 | 0 | 0
STOG | 0 | 0 | 0 | 0 | 0 | 0
STWD | 0 | 0 | 0 | 0 | 0 | 0
WT | 0 | 0 | 0 | 0 | 0 | 0
IGCC | 0 | 0 | 0 | 0 | 0 | 0
DemandResponse | 0 | 0 | 0 | 0 | 0 | 0
IGCC-CCS | 0 | 0 | 0 | 0 | 0 | 0
WT_off | 0 | 0 | 0 | 0 | 0 | 0
PseudoUnit | 0 | 0 | 0 | 0 | 0 | 0
FixedInterchange | 0 | 0 | 0 | 0 | 0 | 0
Retrofit VOM Costs by Reporting Type: NYISO_J-K
ReportingType | 2015 | 2020 | 2025 | 2030 | 2035 | 2040
BM | 0 | 0 | 0 | 0 | 0 | 0
CC | 0 | 0 | 0 | 0 | 0 | 0
CSP | 0 | 0 | 0 | 0 | 0 | 0
CT | 0 | 0 | 0 | 0 | 0 | 0
Coal | 0 | 0 | 0 | 0 | 0 | 0
Geo | 0 | 0 | 0 | 0 | 0 | 0
H | 0 | 0 | 0 | 0 | 0 | 0
LFG | 0 | 0 | 0 | 0 | 0 | 0
Nuc | 0 | 0 | 0 | 0 | 0 | 0
PS | 0 | 0 | 0 | 0 | 0 | 0
PV | 0 | 0 | 0 | 0 | 0 | 0
PeakG | 0 | 0 | 0 | 0 | 0 | 0
PeakO | 0 | 0 | 0 | 0 | 0 | 0
ST | 0 | 0 | 0 | 0 | 0 | 0
STOG | 0 | 0 | 0 | 0 | 0 | 0
STWD | 0 | 0 | 0 | 0 | 0 | 0
WT | 0 | 0 | 0 | 0 | 0 | 0
IGCC | 0 | 0 | 0 | 0 | 0 | 0
DemandResponse | 0 | 0 | 0 | 0 | 0 | 0
IGCC-CCS | 0 | 0 | 0 | 0 | 0 | 0
WT_off | 0 | 0 | 0 | 0 | 0 | 0
PseudoUnit | 0 | 0 | 0 | 0 | 0 | 0
FixedInterchange | 0 | 0 | 0 | 0 | 0 | 0
Retrofit VOM Costs by Reporting Type: PJM_E
ReportingType | 2015 | 2020 | 2025 | 2030 | 2035 | 2040
BM | 0 | 0 | 0 | 0 | 0 | 0
CC | 0 | 0 | 0 | 0 | 0 | 0
CSP | 0 | 0 | 0 | 0 | 0 | 0
CT | 0 | 0 | 0 | 0 | 0 | 0
Coal | 3.7 | 1.9 | 1.41 | 0.32 | 6.72 | 14.25
Geo | 0 | 0 | 0 | 0 | 0 | 0
H | 0 | 0 | 0 | 0 | 0 | 0
LFG | 0 | 0 | 0 | 0 | 0 | 0
Nuc | 0 | 0 | 0 | 0 | 0 | 0
PS | 0 | 0 | 0 | 0 | 0 | 0
PV | 0 | 0 | 0 | 0 | 0 | 0
PeakG | 0 | 0 | 0 | 0 | 0 | 0
PeakO | 0 | 0 | 0 | 0 | 0 | 0
ST | 0 | 0 | 0 | 0 | 0 | 0
STOG | 0 | 0 | 0 | 0 | 0 | 0
STWD | 0 | 0 | 0 | 0 | 0 | 0
WT | 0 | 0 | 0 | 0 | 0 | 0
IGCC | 0 | 0 | 0 | 0 | 0 | 0
DemandResponse | 0 | 0 | 0 | 0 | 0 | 0
IGCC-CCS | 0 | 0 | 0 | 0 | 0 | 0
WT_off | 0 | 0 | 0 | 0 | 0 | 0
PseudoUnit | 0 | 0 | 0 | 0 | 0 | 0
FixedInterchange | 0 | 0 | 0 | 0 | 0 | 0
Retrofit VOM Costs by Reporting Type: PJM_ROM
ReportingType | 2015 | 2020 | 2025 | 2030 | 2035 | 2040
BM | 0 | 0 | 0 | 0 | 0 | 0
CC | 0 | 0 | 0 | 0 | 0 | 0
CSP | 0 | 0 | 0 | 0 | 0 | 0
CT | 0 | 0 | 0 | 0 | 0 | 0
Coal | 35.26 | 21.26 | 2.42 | 9.31 | 17.6 | 17.6
Geo | 0 | 0 | 0 | 0 | 0 | 0
H | 0 | 0 | 0 | 0 | 0 | 0
LFG | 0 | 0 | 0 | 0 | 0 | 0
Nuc | 0 | 0 | 0 | 0 | 0 | 0
PS | 0 | 0 | 0 | 0 | 0 | 0
PV | 0 | 0 | 0 | 0 | 0 | 0
PeakG | 0 | 0 | 0 | 0 | 0 | 0
PeakO | 0 | 0 | 0 | 0 | 0 | 0
ST | 0 | 0 | 0 | 0 | 0 | 0
STOG | 0 | 0 | 0 | 0 | 0 | 0
STWD | 0 | 0 | 0 | 0 | 0 | 0
WT | 0 | 0 | 0 | 0 | 0 | 0
IGCC | 0 | 0 | 0 | 0 | 0 | 0
DemandResponse | 0 | 0 | 0 | 0 | 0 | 0
IGCC-CCS | 0 | 0 | 0 | 0 | 0 | 0
WT_off | 0 | 0 | 0 | 0 | 0 | 0
PseudoUnit | 0 | 0 | 0 | 0 | 0 | 0
FixedInterchange | 0 | 0 | 0 | 0 | 0 | 0
Retrofit VOM Costs by Reporting Type: PJM_ROR
ReportingType | 2015 | 2020 | 2025 | 2030 | 2035 | 2040
BM | 0 | 0 | 0 | 0 | 0 | 0
CC | 0 | 0 | 0 | 0 | 0 | 0
CSP | 0 | 0 | 0 | 0 | 0 | 0
CT | 0 | 0 | 0 | 0 | 0 | 0
Coal | 426.56 | 379.92 | 54.89 | 96.25 | 206.96 | 206.96
Geo | 0 | 0 | 0 | 0 | 0 | 0
H | 0 | 0 | 0 | 0 | 0 | 0
LFG | 0 | 0 | 0 | 0 | 0 | 0
Nuc | 0 | 0 | 0 | 0 | 0 | 0
PS | 0 | 0 | 0 | 0 | 0 | 0
PV | 0 | 0 | 0 | 0 | 0 | 0
PeakG | 0 | 0 | 0 | 0 | 0 | 0
PeakO | 0 | 0 | 0 | 0 | 0 | 0
ST | 0 | 0 | 0 | 0 | 0 | 0
STOG | 0 | 0 | 0 | 0 | 0 | 0
STWD | 0 | 0 | 0 | 0 | 0 | 0
WT | 0 | 0 | 0 | 0 | 0 | 0
IGCC | 0 | 0 | 0 | 0 | 0 | 0
DemandResponse | 0 | 0 | 0 | 0 | 0 | 0
IGCC-CCS | 0 | 0 | 0 | 0 | 0 | 0
WT_off | 0 | 0 | 0 | 0 | 0 | 0
PseudoUnit | 0 | 0 | 0 | 0 | 0 | 0
FixedInterchange | 0 | 0 | 0 | 0 | 0 | 0
Retrofit VOM Costs by Reporting Type: SOCO
ReportingType | 2015 | 2020 | 2025 | 2030 | 2035 | 2040
BM | 0 | 0 | 0 | 0 | 0 | 0
CC | 0 | 0 | 0 | 0 | 0 | 0
CSP | 0 | 0 | 0 | 0 | 0 | 0
CT | 0 | 0 | 0 | 0 | 0 | 0
Coal | 107.26 | 57.07 | 39.59 | 52.78 | 52.78 | 52.78
Geo | 0 | 0 | 0 | 0 | 0 | 0
H | 0 | 0 | 0 | 0 | 0 | 0
LFG | 0 | 0 | 0 | 0 | 0 | 0
Nuc | 0 | 0 | 0 | 0 | 0 | 0
PS | 0 | 0 | 0 | 0 | 0 | 0
PV | 0 | 0 | 0 | 0 | 0 | 0
PeakG | 0 | 0 | 0 | 0 | 0 | 0
PeakO | 0 | 0 | 0 | 0 | 0 | 0
ST | 0 | 0 | 0 | 0 | 0 | 0
STOG | 0 | 0 | 0 | 0 | 0 | 0
STWD | 0 | 0 | 0 | 0 | 0 | 0
WT | 0 | 0 | 0 | 0 | 0 | 0
IGCC | 0 | 0 | 0 | 0 | 0 | 0
DemandResponse | 0 | 0 | 0 | 0 | 0 | 0
IGCC-CCS | 0 | 0 | 0 | 0 | 0 | 0
WT_off | 0 | 0 | 0 | 0 | 0 | 0
PseudoUnit | 0 | 0 | 0 | 0 | 0 | 0
FixedInterchange | 0 | 0 | 0 | 0 | 0 | 0
Retrofit VOM Costs by Reporting Type: SPP_N
ReportingType | 2015 | 2020 | 2025 | 2030 | 2035 | 2040
BM | 0 | 0 | 0 | 0 | 0 | 0
CC | 0 | 0 | 0 | 0 | 0 | 0
CSP | 0 | 0 | 0 | 0 | 0 | 0
CT | 0 | 0 | 0 | 0 | 0 | 0
Coal | 171.22 | 71.14 | 6.88 | 17.99 | 47.12 | 47.12
Geo | 0 | 0 | 0 | 0 | 0 | 0
H | 0 | 0 | 0 | 0 | 0 | 0
LFG | 0 | 0 | 0 | 0 | 0 | 0
Nuc | 0 | 0 | 0 | 0 | 0 | 0
PS | 0 | 0 | 0 | 0 | 0 | 0
PV | 0 | 0 | 0 | 0 | 0 | 0
PeakG | 0 | 0 | 0 | 0 | 0 | 0
PeakO | 0 | 0 | 0 | 0 | 0 | 0
ST | 0 | 0 | 0 | 0 | 0 | 0
STOG | 0 | 0 | 0 | 0 | 0 | 0
STWD | 0 | 0 | 0 | 0 | 0 | 0
WT | 0 | 0 | 0 | 0 | 0 | 0
IGCC | 0 | 0 | 0 | 0 | 0 | 0
DemandResponse | 0 | 0 | 0 | 0 | 0 | 0
IGCC-CCS | 0 | 0 | 0 | 0 | 0 | 0
WT_off | 0 | 0 | 0 | 0 | 0 | 0
PseudoUnit | 0 | 0 | 0 | 0 | 0 | 0
FixedInterchange | 0 | 0 | 0 | 0 | 0 | 0
Retrofit VOM Costs by Reporting Type: SPP_S
ReportingType | 2015 | 2020 | 2025 | 2030 | 2035 | 2040
BM | 0 | 0 | 0 | 0 | 0 | 0
CC | 0 | 0 | 0 | 0 | 0 | 0
CSP | 0 | 0 | 0 | 0 | 0 | 0
CT | 0 | 0 | 0 | 0 | 0 | 0
Coal | 40.23 | 34.13 | 1.29 | 0 | 0 | 0
Geo | 0 | 0 | 0 | 0 | 0 | 0
H | 0 | 0 | 0 | 0 | 0 | 0
LFG | 0 | 0 | 0 | 0 | 0 | 0
Nuc | 0 | 0 | 0 | 0 | 0 | 0
PS | 0 | 0 | 0 | 0 | 0 | 0
PV | 0 | 0 | 0 | 0 | 0 | 0
PeakG | 0 | 0 | 0 | 0 | 0 | 0
PeakO | 0 | 0 | 0 | 0 | 0 | 0
ST | 0 | 0 | 0 | 0 | 0 | 0
STOG | 0 | 0 | 0 | 0 | 0 | 0
STWD | 0 | 0 | 0 | 0 | 0 | 0
WT | 0 | 0 | 0 | 0 | 0 | 0
IGCC | 0 | 0 | 0 | 0 | 0 | 0
DemandResponse | 0 | 0 | 0 | 0 | 0 | 0
IGCC-CCS | 0 | 0 | 0 | 0 | 0 | 0
WT_off | 0 | 0 | 0 | 0 | 0 | 0
PseudoUnit | 0 | 0 | 0 | 0 | 0 | 0
FixedInterchange | 0 | 0 | 0 | 0 | 0 | 0
Retrofit VOM Costs by Reporting Type: TVA
ReportingType | 2015 | 2020 | 2025 | 2030 | 2035 | 2040
BM | 0 | 0 | 0 | 0 | 0 | 0
CC | 0 | 0 | 0 | 0 | 0 | 0
CSP | 0 | 0 | 0 | 0 | 0 | 0
CT | 0 | 0 | 0 | 0 | 0 | 0
Coal | 119.6 | 62.91 | 2.32 | 0 | 0 | 0
Geo | 0 | 0 | 0 | 0 | 0 | 0
H | 0 | 0 | 0 | 0 | 0 | 0
LFG | 0 | 0 | 0 | 0 | 0 | 0
Nuc | 0 | 0 | 0 | 0 | 0 | 0
PS | 0 | 0 | 0 | 0 | 0 | 0
PV | 0 | 0 | 0 | 0 | 0 | 0
PeakG | 0 | 0 | 0 | 0 | 0 | 0
PeakO | 0 | 0 | 0 | 0 | 0 | 0
ST | 0 | 0 | 0 | 0 | 0 | 0
STOG | 0 | 0 | 0 | 0 | 0 | 0
STWD | 0 | 0 | 0 | 0 | 0 | 0
WT | 0 | 0 | 0 | 0 | 0 | 0
IGCC | 0 | 0 | 0 | 0 | 0 | 0
DemandResponse | 0 | 0 | 0 | 0 | 0 | 0
IGCC-CCS | 0 | 0 | 0 | 0 | 0 | 0
WT_off | 0 | 0 | 0 | 0 | 0 | 0
PseudoUnit | 0 | 0 | 0 | 0 | 0 | 0
FixedInterchange | 0 | 0 | 0 | 0 | 0 | 0
Retrofit VOM Costs by Reporting Type: TVA_Transmission
ReportingType | 2015 | 2020 | 2025 | 2030 | 2035 | 2040
BM | 0 | 0 | 0 | 0 | 0 | 0
CC | 0 | 0 | 0 | 0 | 0 | 0
CSP | 0 | 0 | 0 | 0 | 0 | 0
CT | 0 | 0 | 0 | 0 | 0 | 0
Coal | 0 | 0 | 0 | 0 | 0 | 0
Geo | 0 | 0 | 0 | 0 | 0 | 0
H | 0 | 0 | 0 | 0 | 0 | 0
LFG | 0 | 0 | 0 | 0 | 0 | 0
Nuc | 0 | 0 | 0 | 0 | 0 | 0
PS | 0 | 0 | 0 | 0 | 0 | 0
PV | 0 | 0 | 0 | 0 | 0 | 0
PeakG | 0 | 0 | 0 | 0 | 0 | 0
PeakO | 0 | 0 | 0 | 0 | 0 | 0
ST | 0 | 0 | 0 | 0 | 0 | 0
STOG | 0 | 0 | 0 | 0 | 0 | 0
STWD | 0 | 0 | 0 | 0 | 0 | 0
WT | 0 | 0 | 0 | 0 | 0 | 0
IGCC | 0 | 0 | 0 | 0 | 0 | 0
DemandResponse | 0 | 0 | 0 | 0 | 0 | 0
IGCC-CCS | 0 | 0 | 0 | 0 | 0 | 0
WT_off | 0 | 0 | 0 | 0 | 0 | 0
PseudoUnit | 0 | 0 | 0 | 0 | 0 | 0
FixedInterchange | 0 | 0 | 0 | 0 | 0 | 0
Retrofit VOM Costs by Reporting Type: VACAR
ReportingType | 2015 | 2020 | 2025 | 2030 | 2035 | 2040
BM | 0 | 0 | 0 | 0 | 0 | 0
CC | 0 | 0 | 0 | 0 | 0 | 0
CSP | 0 | 0 | 0 | 0 | 0 | 0
CT | 0 | 0 | 0 | 0 | 0 | 0
Coal | 85.08 | 50.72 | 14.05 | 18.56 | 30.92 | 30.92
Geo | 0 | 0 | 0 | 0 | 0 | 0
H | 0 | 0 | 0 | 0 | 0 | 0
LFG | 0 | 0 | 0 | 0 | 0 | 0
Nuc | 0 | 0 | 0 | 0 | 0 | 0
PS | 0 | 0 | 0 | 0 | 0 | 0
PV | 0 | 0 | 0 | 0 | 0 | 0
PeakG | 0 | 0 | 0 | 0 | 0 | 0
PeakO | 0 | 0 | 0 | 0 | 0 | 0
ST | 0 | 0 | 0 | 0 | 0 | 0
STOG | 0 | 0 | 0 | 0 | 0 | 0
STWD | 0 | 0 | 0 | 0 | 0 | 0
WT | 0 | 0 | 0 | 0 | 0 | 0
IGCC | 0 | 0 | 0 | 0 | 0 | 0
DemandResponse | 0 | 0 | 0 | 0 | 0 | 0
IGCC-CCS | 0 | 0 | 0 | 0 | 0 | 0
WT_off | 0 | 0 | 0 | 0 | 0 | 0
PseudoUnit | 0 | 0 | 0 | 0 | 0 | 0
FixedInterchange | 0 | 0 | 0 | 0 | 0 | 0
Retrofit VOM Costs by Reporting Type: IESO
ReportingType | 2015 | 2020 | 2025 | 2030 | 2035 | 2040
BM | 0 | 0 | 0 | 0 | 0 | 0
CC | 0 | 0 | 0 | 0 | 0 | 0
CSP | 0 | 0 | 0 | 0 | 0 | 0
CT | 0 | 0 | 0 | 0 | 0 | 0
Coal | 0 | 0 | 0 | 0 | 0 | 0
Geo | 0 | 0 | 0 | 0 | 0 | 0
H | 0 | 0 | 0 | 0 | 0 | 0
LFG | 0 | 0 | 0 | 0 | 0 | 0
Nuc | 0 | 0 | 0 | 0 | 0 | 0
PS | 0 | 0 | 0 | 0 | 0 | 0
PV | 0 | 0 | 0 | 0 | 0 | 0
PeakG | 0 | 0 | 0 | 0 | 0 | 0
PeakO | 0 | 0 | 0 | 0 | 0 | 0
ST | 0 | 0 | 0 | 0 | 0 | 0
STOG | 0 | 0 | 0 | 0 | 0 | 0
STWD | 0 | 0 | 0 | 0 | 0 | 0
WT | 0 | 0 | 0 | 0 | 0 | 0
IGCC | 0 | 0 | 0 | 0 | 0 | 0
DemandResponse | 0 | 0 | 0 | 0 | 0 | 0
IGCC-CCS | 0 | 0 | 0 | 0 | 0 | 0
WT_off | 0 | 0 | 0 | 0 | 0 | 0
PseudoUnit | 0 | 0 | 0 | 0 | 0 | 0
FixedInterchange | 0 | 0 | 0 | 0 | 0 | 0
Retrofit VOM Costs by Reporting Type: MAPP_CA
ReportingType | 2015 | 2020 | 2025 | 2030 | 2035 | 2040
BM | 0 | 0 | 0 | 0 | 0 | 0
CC | 0 | 0 | 0 | 0 | 0 | 0
CSP | 0 | 0 | 0 | 0 | 0 | 0
CT | 0 | 0 | 0 | 0 | 0 | 0
Coal | 0 | 0 | 0 | 0 | 0 | 0
Geo | 0 | 0 | 0 | 0 | 0 | 0
H | 0 | 0 | 0 | 0 | 0 | 0
LFG | 0 | 0 | 0 | 0 | 0 | 0
Nuc | 0 | 0 | 0 | 0 | 0 | 0
PS | 0 | 0 | 0 | 0 | 0 | 0
PV | 0 | 0 | 0 | 0 | 0 | 0
PeakG | 0 | 0 | 0 | 0 | 0 | 0
PeakO | 0 | 0 | 0 | 0 | 0 | 0
ST | 0 | 0 | 0 | 0 | 0 | 0
STOG | 0 | 0 | 0 | 0 | 0 | 0
STWD | 0 | 0 | 0 | 0 | 0 | 0
WT | 0 | 0 | 0 | 0 | 0 | 0
IGCC | 0 | 0 | 0 | 0 | 0 | 0
DemandResponse | 0 | 0 | 0 | 0 | 0 | 0
IGCC-CCS | 0 | 0 | 0 | 0 | 0 | 0
WT_off | 0 | 0 | 0 | 0 | 0 | 0
PseudoUnit | 0 | 0 | 0 | 0 | 0 | 0
FixedInterchange | 0 | 0 | 0 | 0 | 0 | 0
Retrofit VOM Costs by Reporting Type: AZ_NM_SNV_Coal
ReportingType | 2015 | 2020 | 2025 | 2030 | 2035 | 2040
BM | 0 | 0 | 0 | 0 | 0 | 0
CC | 0 | 0 | 0 | 0 | 0 | 0
CSP | 0 | 0 | 0 | 0 | 0 | 0
CT | 0 | 0 | 0 | 0 | 0 | 0
Coal | 213.55 | 220.07 | 46.53 | 5.15 | 33.7 | 17.71
Geo | 0 | 0 | 0 | 0 | 0 | 0
H | 0 | 0 | 0 | 0 | 0 | 0
LFG | 0 | 0 | 0 | 0 | 0 | 0
Nuc | 0 | 0 | 0 | 0 | 0 | 0
PS | 0 | 0 | 0 | 0 | 0 | 0
PV | 0 | 0 | 0 | 0 | 0 | 0
PeakG | 0 | 0 | 0 | 0 | 0 | 0
PeakO | 0 | 0 | 0 | 0 | 0 | 0
ST | 0 | 0 | 0 | 0 | 0 | 0
STOG | 0 | 0 | 0 | 0 | 0 | 0
STWD | 0 | 0 | 0 | 0 | 0 | 0
WT | 0 | 0 | 0 | 0 | 0 | 0
IGCC | 0 | 0 | 0 | 0 | 0 | 0
DemandResponse | 0 | 0 | 0 | 0 | 0 | 0
IGCC-CCS | 0 | 0 | 0 | 0 | 0 | 0
WT_off | 0 | 0 | 0 | 0 | 0 | 0
PseudoUnit | 0 | 0 | 0 | 0 | 0 | 0
FixedInterchange | 0 | 0 | 0 | 0 | 0 | 0
Retrofit VOM Costs by Reporting Type: AZ_NM_SNV_Gas
ReportingType | 2015 | 2020 | 2025 | 2030 | 2035 | 2040
BM | 0 | 0 | 0 | 0 | 0 | 0
CC | 0 | 0 | 0 | 0 | 0 | 0
CSP | 0 | 0 | 0 | 0 | 0 | 0
CT | 0 | 0 | 0 | 0 | 0 | 0
Coal | 0 | 0 | 0 | 0 | 0 | 0
Geo | 0 | 0 | 0 | 0 | 0 | 0
H | 0 | 0 | 0 | 0 | 0 | 0
LFG | 0 | 0 | 0 | 0 | 0 | 0
Nuc | 0 | 0 | 0 | 0 | 0 | 0
PS | 0 | 0 | 0 | 0 | 0 | 0
PV | 0 | 0 | 0 | 0 | 0 | 0
PeakG | 0 | 0 | 0 | 0 | 0 | 0
PeakO | 0 | 0 | 0 | 0 | 0 | 0
ST | 0 | 0 | 0 | 0 | 0 | 0
STOG | 0 | 0 | 0 | 0 | 0 | 0
STWD | 0 | 0 | 0 | 0 | 0 | 0
WT | 0 | 0 | 0 | 0 | 0 | 0
IGCC | 0 | 0 | 0 | 0 | 0 | 0
DemandResponse | 0 | 0 | 0 | 0 | 0 | 0
IGCC-CCS | 0 | 0 | 0 | 0 | 0 | 0
WT_off | 0 | 0 | 0 | 0 | 0 | 0
PseudoUnit | 0 | 0 | 0 | 0 | 0 | 0
FixedInterchange | 0 | 0 | 0 | 0 | 0 | 0
Retrofit VOM Costs by Reporting Type: AZ_NM_SNV_NucRenew
ReportingType | 2015 | 2020 | 2025 | 2030 | 2035 | 2040
BM | 0 | 0 | 0 | 0 | 0 | 0
CC | 0 | 0 | 0 | 0 | 0 | 0
CSP | 0 | 0 | 0 | 0 | 0 | 0
CT | 0 | 0 | 0 | 0 | 0 | 0
Coal | 0 | 0 | 0 | 0 | 0 | 0
Geo | 0 | 0 | 0 | 0 | 0 | 0
H | 0 | 0 | 0 | 0 | 0 | 0
LFG | 0 | 0 | 0 | 0 | 0 | 0
Nuc | 0 | 0 | 0 | 0 | 0 | 0
PS | 0 | 0 | 0 | 0 | 0 | 0
PV | 0 | 0 | 0 | 0 | 0 | 0
PeakG | 0 | 0 | 0 | 0 | 0 | 0
PeakO | 0 | 0 | 0 | 0 | 0 | 0
ST | 0 | 0 | 0 | 0 | 0 | 0
STOG | 0 | 0 | 0 | 0 | 0 | 0
STWD | 0 | 0 | 0 | 0 | 0 | 0
WT | 0 | 0 | 0 | 0 | 0 | 0
IGCC | 0 | 0 | 0 | 0 | 0 | 0
DemandResponse | 0 | 0 | 0 | 0 | 0 | 0
IGCC-CCS | 0 | 0 | 0 | 0 | 0 | 0
WT_off | 0 | 0 | 0 | 0 | 0 | 0
PseudoUnit | 0 | 0 | 0 | 0 | 0 | 0
FixedInterchange | 0 | 0 | 0 | 0 | 0 | 0
Retrofit VOM Costs by Reporting Type: ERCOT
ReportingType | 2015 | 2020 | 2025 | 2030 | 2035 | 2040
BM | 0 | 0 | 0 | 0 | 0 | 0
CC | 0 | 0 | 0 | 0 | 0 | 0
CSP | 0 | 0 | 0 | 0 | 0 | 0
CT | 0 | 0 | 0 | 0 | 0 | 0
Coal | 113.54 | 70.9 | 23.38 | 37.3 | 43.62 | 43.62
Geo | 0 | 0 | 0 | 0 | 0 | 0
H | 0 | 0 | 0 | 0 | 0 | 0
LFG | 0 | 0 | 0 | 0 | 0 | 0
Nuc | 0 | 0 | 0 | 0 | 0 | 0
PS | 0 | 0 | 0 | 0 | 0 | 0
PV | 0 | 0 | 0 | 0 | 0 | 0
PeakG | 0 | 0 | 0 | 0 | 0 | 0
PeakO | 0 | 0 | 0 | 0 | 0 | 0
ST | 0 | 0 | 0 | 0 | 0 | 0
STOG | 0 | 0 | 0 | 0 | 0 | 0
STWD | 0 | 0 | 0 | 0 | 0 | 0
WT | 0 | 0 | 0 | 0 | 0 | 0
IGCC | 0 | 0 | 0 | 0 | 0 | 0
DemandResponse | 0 | 0 | 0 | 0 | 0 | 0
IGCC-CCS | 0 | 0 | 0 | 0 | 0 | 0
WT_off | 0 | 0 | 0 | 0 | 0 | 0
PseudoUnit | 0 | 0 | 0 | 0 | 0 | 0
FixedInterchange | 0 | 0 | 0 | 0 | 0 | 0
Retrofit VOM Costs by Reporting Type: NP15
ReportingType | 2015 | 2020 | 2025 | 2030 | 2035 | 2040
BM | 0 | 0 | 0 | 0 | 0 | 0
CC | 0 | 0 | 0 | 0 | 0 | 0
CSP | 0 | 0 | 0 | 0 | 0 | 0
CT | 0 | 0 | 0 | 0 | 0 | 0
Coal | 1.46 | 0 | 0 | 0 | 0 | 0
Geo | 0 | 0 | 0 | 0 | 0 | 0
H | 0 | 0 | 0 | 0 | 0 | 0
LFG | 0 | 0 | 0 | 0 | 0 | 0
Nuc | 0 | 0 | 0 | 0 | 0 | 0
PS | 0 | 0 | 0 | 0 | 0 | 0
PV | 0 | 0 | 0 | 0 | 0 | 0
PeakG | 0 | 0 | 0 | 0 | 0 | 0
PeakO | 0 | 0 | 0 | 0 | 0 | 0
ST | 0 | 0 | 0 | 0 | 0 | 0
STOG | 0 | 0 | 0 | 0 | 0 | 0
STWD | 0 | 0 | 0 | 0 | 0 | 0
WT | 0 | 0 | 0 | 0 | 0 | 0
IGCC | 0 | 0 | 0 | 0 | 0 | 0
DemandResponse | 0 | 0 | 0 | 0 | 0 | 0
IGCC-CCS | 0 | 0 | 0 | 0 | 0 | 0
WT_off | 0 | 0 | 0 | 0 | 0 | 0
PseudoUnit | 0 | 0 | 0 | 0 | 0 | 0
FixedInterchange | 0 | 0 | 0 | 0 | 0 | 0
Retrofit VOM Costs by Reporting Type: NWPP_Coal
ReportingType | 2015 | 2020 | 2025 | 2030 | 2035 | 2040
BM | 0 | 0 | 0 | 0 | 0 | 0
CC | 0 | 0 | 0 | 0 | 0 | 0
CSP | 0 | 0 | 0 | 0 | 0 | 0
CT | 0 | 0 | 0 | 0 | 0 | 0
Coal | 171.54 | 170.6 | 13.34 | 13.34 | 13.34 | 13.34
Geo | 0 | 0 | 0 | 0 | 0 | 0
H | 0 | 0 | 0 | 0 | 0 | 0
LFG | 0 | 0 | 0 | 0 | 0 | 0
Nuc | 0 | 0 | 0 | 0 | 0 | 0
PS | 0 | 0 | 0 | 0 | 0 | 0
PV | 0 | 0 | 0 | 0 | 0 | 0
PeakG | 0 | 0 | 0 | 0 | 0 | 0
PeakO | 0 | 0 | 0 | 0 | 0 | 0
ST | 0 | 0 | 0 | 0 | 0 | 0
STOG | 0 | 0 | 0 | 0 | 0 | 0
STWD | 0 | 0 | 0 | 0 | 0 | 0
WT | 0 | 0 | 0 | 0 | 0 | 0
IGCC | 0 | 0 | 0 | 0 | 0 | 0
DemandResponse | 0 | 0 | 0 | 0 | 0 | 0
IGCC-CCS | 0 | 0 | 0 | 0 | 0 | 0
WT_off | 0 | 0 | 0 | 0 | 0 | 0
PseudoUnit | 0 | 0 | 0 | 0 | 0 | 0
FixedInterchange | 0 | 0 | 0 | 0 | 0 | 0
Retrofit VOM Costs by Reporting Type: NWPP_Gas
ReportingType | 2015 | 2020 | 2025 | 2030 | 2035 | 2040
BM | 0 | 0 | 0 | 0 | 0 | 0
CC | 0 | 0 | 0 | 0 | 0 | 0
CSP | 0 | 0 | 0 | 0 | 0 | 0
CT | 0 | 0 | 0 | 0 | 0 | 0
Coal | 0 | 0 | 0 | 0 | 0 | 0
Geo | 0 | 0 | 0 | 0 | 0 | 0
H | 0 | 0 | 0 | 0 | 0 | 0
LFG | 0 | 0 | 0 | 0 | 0 | 0
Nuc | 0 | 0 | 0 | 0 | 0 | 0
PS | 0 | 0 | 0 | 0 | 0 | 0
PV | 0 | 0 | 0 | 0 | 0 | 0
PeakG | 0 | 0 | 0 | 0 | 0 | 0
PeakO | 0 | 0 | 0 | 0 | 0 | 0
ST | 0 | 0 | 0 | 0 | 0 | 0
STOG | 0 | 0 | 0 | 0 | 0 | 0
STWD | 0 | 0 | 0 | 0 | 0 | 0
WT | 0 | 0 | 0 | 0 | 0 | 0
IGCC | 0 | 0 | 0 | 0 | 0 | 0
DemandResponse | 0 | 0 | 0 | 0 | 0 | 0
IGCC-CCS | 0 | 0 | 0 | 0 | 0 | 0
WT_off | 0 | 0 | 0 | 0 | 0 | 0
PseudoUnit | 0 | 0 | 0 | 0 | 0 | 0
FixedInterchange | 0 | 0 | 0 | 0 | 0 | 0
Retrofit VOM Costs by Reporting Type: NWPP_NucRenew
ReportingType | 2015 | 2020 | 2025 | 2030 | 2035 | 2040
BM | 0 | 0 | 0 | 0 | 0 | 0
CC | 0 | 0 | 0 | 0 | 0 | 0
CSP | 0 | 0 | 0 | 0 | 0 | 0
CT | 0 | 0 | 0 | 0 | 0 | 0
Coal | 0 | 0 | 0 | 0 | 0 | 0
Geo | 0 | 0 | 0 | 0 | 0 | 0
H | 0 | 0 | 0 | 0 | 0 | 0
LFG | 0 | 0 | 0 | 0 | 0 | 0
Nuc | 0 | 0 | 0 | 0 | 0 | 0
PS | 0 | 0 | 0 | 0 | 0 | 0
PV | 0 | 0 | 0 | 0 | 0 | 0
PeakG | 0 | 0 | 0 | 0 | 0 | 0
PeakO | 0 | 0 | 0 | 0 | 0 | 0
ST | 0 | 0 | 0 | 0 | 0 | 0
STOG | 0 | 0 | 0 | 0 | 0 | 0
STWD | 0 | 0 | 0 | 0 | 0 | 0
WT | 0 | 0 | 0 | 0 | 0 | 0
IGCC | 0 | 0 | 0 | 0 | 0 | 0
DemandResponse | 0 | 0 | 0 | 0 | 0 | 0
IGCC-CCS | 0 | 0 | 0 | 0 | 0 | 0
WT_off | 0 | 0 | 0 | 0 | 0 | 0
PseudoUnit | 0 | 0 | 0 | 0 | 0 | 0
FixedInterchange | 0 | 0 | 0 | 0 | 0 | 0
Retrofit VOM Costs by Reporting Type: RMPA
ReportingType | 2015 | 2020 | 2025 | 2030 | 2035 | 2040
BM | 0 | 0 | 0 | 0 | 0 | 0
CC | 0 | 0 | 0 | 0 | 0 | 0
CSP | 0 | 0 | 0 | 0 | 0 | 0
CT | 0 | 0 | 0 | 0 | 0 | 0
Coal | 228.26 | 245.13 | 19.72 | 18.22 | 18.22 | 17.27
Geo | 0 | 0 | 0 | 0 | 0 | 0
H | 0 | 0 | 0 | 0 | 0 | 0
LFG | 0 | 0 | 0 | 0 | 0 | 0
Nuc | 0 | 0 | 0 | 0 | 0 | 0
PS | 0 | 0 | 0 | 0 | 0 | 0
PV | 0 | 0 | 0 | 0 | 0 | 0
PeakG | 0 | 0 | 0 | 0 | 0 | 0
PeakO | 0 | 0 | 0 | 0 | 0 | 0
ST | 0 | 0 | 0 | 0 | 0 | 0
STOG | 0 | 0 | 0 | 0 | 0 | 0
STWD | 0 | 0 | 0 | 0 | 0 | 0
WT | 0 | 0 | 0 | 0 | 0 | 0
IGCC | 0 | 0 | 0 | 0 | 0 | 0
DemandResponse | 0 | 0 | 0 | 0 | 0 | 0
IGCC-CCS | 0 | 0 | 0 | 0 | 0 | 0
WT_off | 0 | 0 | 0 | 0 | 0 | 0
PseudoUnit | 0 | 0 | 0 | 0 | 0 | 0
FixedInterchange | 0 | 0 | 0 | 0 | 0 | 0
Retrofit VOM Costs by Reporting Type: SP15
ReportingType | 2015 | 2020 | 2025 | 2030 | 2035 | 2040
BM | 0 | 0 | 0 | 0 | 0 | 0
CC | 0 | 0 | 0 | 0 | 0 | 0
CSP | 0 | 0 | 0 | 0 | 0 | 0
CT | 0 | 0 | 0 | 0 | 0 | 0
Coal | 5.19 | 5.66 | 2.48 | 0 | 0 | 0
Geo | 0 | 0 | 0 | 0 | 0 | 0
H | 0 | 0 | 0 | 0 | 0 | 0
LFG | 0 | 0 | 0 | 0 | 0 | 0
Nuc | 0 | 0 | 0 | 0 | 0 | 0
PS | 0 | 0 | 0 | 0 | 0 | 0
PV | 0 | 0 | 0 | 0 | 0 | 0
PeakG | 0 | 0 | 0 | 0 | 0 | 0
PeakO | 0 | 0 | 0 | 0 | 0 | 0
ST | 0 | 0 | 0 | 0 | 0 | 0
STOG | 0 | 0 | 0 | 0 | 0 | 0
STWD | 0 | 0 | 0 | 0 | 0 | 0
WT | 0 | 0 | 0 | 0 | 0 | 0
IGCC | 0 | 0 | 0 | 0 | 0 | 0
DemandResponse | 0 | 0 | 0 | 0 | 0 | 0
IGCC-CCS | 0 | 0 | 0 | 0 | 0 | 0
WT_off | 0 | 0 | 0 | 0 | 0 | 0
PseudoUnit | 0 | 0 | 0 | 0 | 0 | 0
FixedInterchange | 0 | 0 | 0 | 0 | 0 | 0
Retrofit VOM Costs by Reporting Type: ALB
ReportingType | 2015 | 2020 | 2025 | 2030 | 2035 | 2040
BM | 0 | 0 | 0 | 0 | 0 | 0
CC | 0 | 0 | 0 | 0 | 0 | 0
CSP | 0 | 0 | 0 | 0 | 0 | 0
CT | 0 | 0 | 0 | 0 | 0 | 0
Coal | 21.2 | 21.2 | 16.93 | 0 | 0 | 0
Geo | 0 | 0 | 0 | 0 | 0 | 0
H | 0 | 0 | 0 | 0 | 0 | 0
LFG | 0 | 0 | 0 | 0 | 0 | 0
Nuc | 0 | 0 | 0 | 0 | 0 | 0
PS | 0 | 0 | 0 | 0 | 0 | 0
PV | 0 | 0 | 0 | 0 | 0 | 0
PeakG | 0 | 0 | 0 | 0 | 0 | 0
PeakO | 0 | 0 | 0 | 0 | 0 | 0
ST | 0 | 0 | 0 | 0 | 0 | 0
STOG | 0 | 0 | 0 | 0 | 0 | 0
STWD | 0 | 0 | 0 | 0 | 0 | 0
WT | 0 | 0 | 0 | 0 | 0 | 0
IGCC | 0 | 0 | 0 | 0 | 0 | 0
DemandResponse | 0 | 0 | 0 | 0 | 0 | 0
IGCC-CCS | 0 | 0 | 0 | 0 | 0 | 0
WT_off | 0 | 0 | 0 | 0 | 0 | 0
PseudoUnit | 0 | 0 | 0 | 0 | 0 | 0
FixedInterchange | 0 | 0 | 0 | 0 | 0 | 0
Retrofit VOM Costs by Reporting Type: BC
ReportingType | 2015 | 2020 | 2025 | 2030 | 2035 | 2040
BM | 0 | 0 | 0 | 0 | 0 | 0
CC | 0 | 0 | 0 | 0 | 0 | 0
CSP | 0 | 0 | 0 | 0 | 0 | 0
CT | 0 | 0 | 0 | 0 | 0 | 0
Coal | 0 | 0 | 0 | 0 | 0 | 0
Geo | 0 | 0 | 0 | 0 | 0 | 0
H | 0 | 0 | 0 | 0 | 0 | 0
LFG | 0 | 0 | 0 | 0 | 0 | 0
Nuc | 0 | 0 | 0 | 0 | 0 | 0
PS | 0 | 0 | 0 | 0 | 0 | 0
PV | 0 | 0 | 0 | 0 | 0 | 0
PeakG | 0 | 0 | 0 | 0 | 0 | 0
PeakO | 0 | 0 | 0 | 0 | 0 | 0
ST | 0 | 0 | 0 | 0 | 0 | 0
STOG | 0 | 0 | 0 | 0 | 0 | 0
STWD | 0 | 0 | 0 | 0 | 0 | 0
WT | 0 | 0 | 0 | 0 | 0 | 0
IGCC | 0 | 0 | 0 | 0 | 0 | 0
DemandResponse | 0 | 0 | 0 | 0 | 0 | 0
IGCC-CCS | 0 | 0 | 0 | 0 | 0 | 0
WT_off | 0 | 0 | 0 | 0 | 0 | 0
PseudoUnit | 0 | 0 | 0 | 0 | 0 | 0
FixedInterchange | 0 | 0 | 0 | 0 | 0 | 0
Retrofit VOM Costs by Reporting Type: HQ_IESO
ReportingType | 2015 | 2020 | 2025 | 2030 | 2035 | 2040
BM | 0 | 0 | 0 | 0 | 0 | 0
CC | 0 | 0 | 0 | 0 | 0 | 0
CSP | 0 | 0 | 0 | 0 | 0 | 0
CT | 0 | 0 | 0 | 0 | 0 | 0
Coal | 0 | 0 | 0 | 0 | 0 | 0
Geo | 0 | 0 | 0 | 0 | 0 | 0
H | 0 | 0 | 0 | 0 | 0 | 0
LFG | 0 | 0 | 0 | 0 | 0 | 0
Nuc | 0 | 0 | 0 | 0 | 0 | 0
PS | 0 | 0 | 0 | 0 | 0 | 0
PV | 0 | 0 | 0 | 0 | 0 | 0
PeakG | 0 | 0 | 0 | 0 | 0 | 0
PeakO | 0 | 0 | 0 | 0 | 0 | 0
ST | 0 | 0 | 0 | 0 | 0 | 0
STOG | 0 | 0 | 0 | 0 | 0 | 0
STWD | 0 | 0 | 0 | 0 | 0 | 0
WT | 0 | 0 | 0 | 0 | 0 | 0
IGCC | 0 | 0 | 0 | 0 | 0 | 0
DemandResponse | 0 | 0 | 0 | 0 | 0 | 0
IGCC-CCS | 0 | 0 | 0 | 0 | 0 | 0
WT_off | 0 | 0 | 0 | 0 | 0 | 0
PseudoUnit | 0 | 0 | 0 | 0 | 0 | 0
FixedInterchange | 0 | 0 | 0 | 0 | 0 | 0
Retrofit VOM Costs by Reporting Type: HQ_NEISO
ReportingType | 2015 | 2020 | 2025 | 2030 | 2035 | 2040
BM | 0 | 0 | 0 | 0 | 0 | 0
CC | 0 | 0 | 0 | 0 | 0 | 0
CSP | 0 | 0 | 0 | 0 | 0 | 0
CT | 0 | 0 | 0 | 0 | 0 | 0
Coal | 0 | 0 | 0 | 0 | 0 | 0
Geo | 0 | 0 | 0 | 0 | 0 | 0
H | 0 | 0 | 0 | 0 | 0 | 0
LFG | 0 | 0 | 0 | 0 | 0 | 0
Nuc | 0 | 0 | 0 | 0 | 0 | 0
PS | 0 | 0 | 0 | 0 | 0 | 0
PV | 0 | 0 | 0 | 0 | 0 | 0
PeakG | 0 | 0 | 0 | 0 | 0 | 0
PeakO | 0 | 0 | 0 | 0 | 0 | 0
ST | 0 | 0 | 0 | 0 | 0 | 0
STOG | 0 | 0 | 0 | 0 | 0 | 0
STWD | 0 | 0 | 0 | 0 | 0 | 0
WT | 0 | 0 | 0 | 0 | 0 | 0
IGCC | 0 | 0 | 0 | 0 | 0 | 0
DemandResponse | 0 | 0 | 0 | 0 | 0 | 0
IGCC-CCS | 0 | 0 | 0 | 0 | 0 | 0
WT_off | 0 | 0 | 0 | 0 | 0 | 0
PseudoUnit | 0 | 0 | 0 | 0 | 0 | 0
FixedInterchange | 0 | 0 | 0 | 0 | 0 | 0
Retrofit VOM Costs by Reporting Type: HQ_NY
ReportingType | 2015 | 2020 | 2025 | 2030 | 2035 | 2040
BM | 0 | 0 | 0 | 0 | 0 | 0
CC | 0 | 0 | 0 | 0 | 0 | 0
CSP | 0 | 0 | 0 | 0 | 0 | 0
CT | 0 | 0 | 0 | 0 | 0 | 0
Coal | 0 | 0 | 0 | 0 | 0 | 0
Geo | 0 | 0 | 0 | 0 | 0 | 0
H | 0 | 0 | 0 | 0 | 0 | 0
LFG | 0 | 0 | 0 | 0 | 0 | 0
Nuc | 0 | 0 | 0 | 0 | 0 | 0
PS | 0 | 0 | 0 | 0 | 0 | 0
PV | 0 | 0 | 0 | 0 | 0 | 0
PeakG | 0 | 0 | 0 | 0 | 0 | 0
PeakO | 0 | 0 | 0 | 0 | 0 | 0
ST | 0 | 0 | 0 | 0 | 0 | 0
STOG | 0 | 0 | 0 | 0 | 0 | 0
STWD | 0 | 0 | 0 | 0 | 0 | 0
WT | 0 | 0 | 0 | 0 | 0 | 0
IGCC | 0 | 0 | 0 | 0 | 0 | 0
DemandResponse | 0 | 0 | 0 | 0 | 0 | 0
IGCC-CCS | 0 | 0 | 0 | 0 | 0 | 0
WT_off | 0 | 0 | 0 | 0 | 0 | 0
PseudoUnit | 0 | 0 | 0 | 0 | 0 | 0
FixedInterchange | 0 | 0 | 0 | 0 | 0 | 0
Retrofit VOM Costs by Reporting Type: MARITIMES
ReportingType | 2015 | 2020 | 2025 | 2030 | 2035 | 2040
BM | 0 | 0 | 0 | 0 | 0 | 0
CC | 0 | 0 | 0 | 0 | 0 | 0
CSP | 0 | 0 | 0 | 0 | 0 | 0
CT | 0 | 0 | 0 | 0 | 0 | 0
Coal | 0 | 0 | 0 | 0 | 0 | 0
Geo | 0 | 0 | 0 | 0 | 0 | 0
H | 0 | 0 | 0 | 0 | 0 | 0
LFG | 0 | 0 | 0 | 0 | 0 | 0
Nuc | 0 | 0 | 0 | 0 | 0 | 0
PS | 0 | 0 | 0 | 0 | 0 | 0
PV | 0 | 0 | 0 | 0 | 0 | 0
PeakG | 0 | 0 | 0 | 0 | 0 | 0
PeakO | 0 | 0 | 0 | 0 | 0 | 0
ST | 0 | 0 | 0 | 0 | 0 | 0
STOG | 0 | 0 | 0 | 0 | 0 | 0
STWD | 0 | 0 | 0 | 0 | 0 | 0
WT | 0 | 0 | 0 | 0 | 0 | 0
IGCC | 0 | 0 | 0 | 0 | 0 | 0
DemandResponse | 0 | 0 | 0 | 0 | 0 | 0
IGCC-CCS | 0 | 0 | 0 | 0 | 0 | 0
WT_off | 0 | 0 | 0 | 0 | 0 | 0
PseudoUnit | 0 | 0 | 0 | 0 | 0 | 0
FixedInterchange | 0 | 0 | 0 | 0 | 0 | 0
retrofit VOM Costs by Reporting Type: All
ReportingType | 2015 | 2020 | 2025 | 2030 | 2035 | 2040
BM | 0 | 0 | 0 | 0 | 0 | 0
CC | 0 | 0 | 0 | 0 | 0 | 0
CSP | 0 | 0 | 0 | 0 | 0 | 0
CT | 0 | 0 | 0 | 0 | 0 | 0
Coal | 2341.54 | 1770.76 | 334.19 | 412.73 | 755.85 | 768.2
Geo | 0 | 0 | 0 | 0 | 0 | 0
H | 0 | 0 | 0 | 0 | 0 | 0
LFG | 0 | 0 | 0 | 0 | 0 | 0
Nuc | 0 | 0 | 0 | 0 | 0 | 0
PS | 0 | 0 | 0 | 0 | 0 | 0
PV | 0 | 0 | 0 | 0 | 0 | 0
PeakG | 0 | 0 | 0 | 0 | 0 | 0
PeakO | 0 | 0 | 0 | 0 | 0 | 0
ST | 0 | 0 | 0 | 0 | 0 | 0
STOG | 0 | 0 | 0 | 0 | 0 | 0
STWD | 0 | 0 | 0 | 0 | 0 | 0
WT | 0 | 0 | 0 | 0 | 0 | 0
IGCC | 0 | 0 | 0 | 0 | 0 | 0
DemandResponse | 0 | 0 | 0 | 0 | 0 | 0
IGCC-CCS | 0 | 0 | 0 | 0 | 0 | 0
WT_off | 0 | 0 | 0 | 0 | 0 | 0
PseudoUnit | 0 | 0 | 0 | 0 | 0 | 0
FixedInterchange | 0 | 0 | 0 | 0 | 0 | 0
retrofit VOM Costs by Reporting Type: EI_US
ReportingType | 2015 | 2020 | 2025 | 2030 | 2035 | 2040
BM | 0 | 0 | 0 | 0 | 0 | 0
CC | 0 | 0 | 0 | 0 | 0 | 0
CSP | 0 | 0 | 0 | 0 | 0 | 0
CT | 0 | 0 | 0 | 0 | 0 | 0
Coal | 1586.81 | 1037.19 | 211.81 | 338.73 | 646.97 | 676.26
Geo | 0 | 0 | 0 | 0 | 0 | 0
H | 0 | 0 | 0 | 0 | 0 | 0
LFG | 0 | 0 | 0 | 0 | 0 | 0
Nuc | 0 | 0 | 0 | 0 | 0 | 0
PS | 0 | 0 | 0 | 0 | 0 | 0
PV | 0 | 0 | 0 | 0 | 0 | 0
PeakG | 0 | 0 | 0 | 0 | 0 | 0
PeakO | 0 | 0 | 0 | 0 | 0 | 0
ST | 0 | 0 | 0 | 0 | 0 | 0
STOG | 0 | 0 | 0 | 0 | 0 | 0
STWD | 0 | 0 | 0 | 0 | 0 | 0
WT | 0 | 0 | 0 | 0 | 0 | 0
IGCC | 0 | 0 | 0 | 0 | 0 | 0
DemandResponse | 0 | 0 | 0 | 0 | 0 | 0
IGCC-CCS | 0 | 0 | 0 | 0 | 0 | 0
WT_off | 0 | 0 | 0 | 0 | 0 | 0
PseudoUnit | 0 | 0 | 0 | 0 | 0 | 0
FixedInterchange | 0 | 0 | 0 | 0 | 0 | 0
retrofit VOM Costs by Reporting Type: EI_Canada
ReportingType | 2015 | 2020 | 2025 | 2030 | 2035 | 2040
BM | 0 | 0 | 0 | 0 | 0 | 0
CC | 0 | 0 | 0 | 0 | 0 | 0
CSP | 0 | 0 | 0 | 0 | 0 | 0
CT | 0 | 0 | 0 | 0 | 0 | 0
Coal | 0 | 0 | 0 | 0 | 0 | 0
Geo | 0 | 0 | 0 | 0 | 0 | 0
H | 0 | 0 | 0 | 0 | 0 | 0
LFG | 0 | 0 | 0 | 0 | 0 | 0
Nuc | 0 | 0 | 0 | 0 | 0 | 0
PS | 0 | 0 | 0 | 0 | 0 | 0
PV | 0 | 0 | 0 | 0 | 0 | 0
PeakG | 0 | 0 | 0 | 0 | 0 | 0
PeakO | 0 | 0 | 0 | 0 | 0 | 0
ST | 0 | 0 | 0 | 0 | 0 | 0
STOG | 0 | 0 | 0 | 0 | 0 | 0
STWD | 0 | 0 | 0 | 0 | 0 | 0
WT | 0 | 0 | 0 | 0 | 0 | 0
IGCC | 0 | 0 | 0 | 0 | 0 | 0
DemandResponse | 0 | 0 | 0 | 0 | 0 | 0
IGCC-CCS | 0 | 0 | 0 | 0 | 0 | 0
WT_off | 0 | 0 | 0 | 0 | 0 | 0
PseudoUnit | 0 | 0 | 0 | 0 | 0 | 0
FixedInterchange | 0 | 0 | 0 | 0 | 0 | 0
retrofit VOM Costs by Reporting Type: EI
ReportingType | 2015 | 2020 | 2025 | 2030 | 2035 | 2040
BM | 0 | 0 | 0 | 0 | 0 | 0
CC | 0 | 0 | 0 | 0 | 0 | 0
CSP | 0 | 0 | 0 | 0 | 0 | 0
CT | 0 | 0 | 0 | 0 | 0 | 0
Coal | 1586.81 | 1037.19 | 211.81 | 338.73 | 646.97 | 676.26
Geo | 0 | 0 | 0 | 0 | 0 | 0
H | 0 | 0 | 0 | 0 | 0 | 0
LFG | 0 | 0 | 0 | 0 | 0 | 0
Nuc | 0 | 0 | 0 | 0 | 0 | 0
PS | 0 | 0 | 0 | 0 | 0 | 0
PV | 0 | 0 | 0 | 0 | 0 | 0
PeakG | 0 | 0 | 0 | 0 | 0 | 0
PeakO | 0 | 0 | 0 | 0 | 0 | 0
ST | 0 | 0 | 0 | 0 | 0 | 0
STOG | 0 | 0 | 0 | 0 | 0 | 0
STWD | 0 | 0 | 0 | 0 | 0 | 0
WT | 0 | 0 | 0 | 0 | 0 | 0
IGCC | 0 | 0 | 0 | 0 | 0 | 0
DemandResponse | 0 | 0 | 0 | 0 | 0 | 0
IGCC-CCS | 0 | 0 | 0 | 0 | 0 | 0
WT_off | 0 | 0 | 0 | 0 | 0 | 0
PseudoUnit | 0 | 0 | 0 | 0 | 0 | 0
FixedInterchange | 0 | 0 | 0 | 0 | 0 | 0
retrofit VOM Costs by Reporting Type: Outside_EI
ReportingType | 2015 | 2020 | 2025 | 2030 | 2035 | 2040
BM | 0 | 0 | 0 | 0 | 0 | 0
CC | 0 | 0 | 0 | 0 | 0 | 0
CSP | 0 | 0 | 0 | 0 | 0 | 0
CT | 0 | 0 | 0 | 0 | 0 | 0
Coal | 754.74 | 733.56 | 122.38 | 74 | 108.88 | 91.94
Geo | 0 | 0 | 0 | 0 | 0 | 0
H | 0 | 0 | 0 | 0 | 0 | 0
LFG | 0 | 0 | 0 | 0 | 0 | 0
Nuc | 0 | 0 | 0 | 0 | 0 | 0
PS | 0 | 0 | 0 | 0 | 0 | 0
PV | 0 | 0 | 0 | 0 | 0 | 0
PeakG | 0 | 0 | 0 | 0 | 0 | 0
PeakO | 0 | 0 | 0 | 0 | 0 | 0
ST | 0 | 0 | 0 | 0 | 0 | 0
STOG | 0 | 0 | 0 | 0 | 0 | 0
STWD | 0 | 0 | 0 | 0 | 0 | 0
WT | 0 | 0 | 0 | 0 | 0 | 0
IGCC | 0 | 0 | 0 | 0 | 0 | 0
DemandResponse | 0 | 0 | 0 | 0 | 0 | 0
IGCC-CCS | 0 | 0 | 0 | 0 | 0 | 0
WT_off | 0 | 0 | 0 | 0 | 0 | 0
PseudoUnit | 0 | 0 | 0 | 0 | 0 | 0
FixedInterchange | 0 | 0 | 0 | 0 | 0 | 0
#10 | Base FOM Costs ($million)
Base FOM Costs by Reporting Type: Entergy
ReportingType | 2015 | 2020 | 2025 | 2030 | 2035 | 2040
BM | 0 | 0 | 0 | 0 | 246.38 | 1012.57
CC | 463.59 | 639.64 | 530.3 | 556.81 | 327.72 | 166.89
CSP | 0 | 0 | 0 | 0 | 0 | 0
CT | 0 | 0 | 0 | 0 | 0 | 0
Coal | 475.4 | 21.37 | 21.37 | 21.37 | 21.37 | 21.37
Geo | 0 | 0 | 0 | 0 | 0 | 0
H | 10.6 | 10.6 | 10.6 | 10.6 | 26.39 | 26.39
LFG | 0.97 | 0.97 | 13.89 | 13.89 | 13.89 | 13.89
Nuc | 789.41 | 804.93 | 789.41 | 789.41 | 1034.3 | 1492.97
PS | 1.4 | 1.4 | 1.4 | 1.4 | 1.4 | 1.4
PV | 0 | 1.03 | 1.52 | 1.52 | 1.52 | 1.55
PeakG | 47.54 | 69.98 | 49.29 | 14.35 | 0 | 0
PeakO | 4.42 | 5.87 | 0 | 0 | 0 | 0
ST | 0 | 0 | 0 | 0 | 0 | 0
STOG | 65.02 | 76.94 | 0 | 0 | 0 | 0
STWD | 6.6 | 8.26 | 6.73 | 6.73 | 6.73 | 6.73
WT | 3.66 | 3.66 | 3.66 | 3.66 | 3.66 | 3.66
IGCC | 0 | 0 | 0 | 0 | 0 | 0
DemandResponse | 0 | 0 | 0 | 0 | 0 | 0
IGCC-CCS | 0 | 0 | 0 | 0 | 0 | 0
WT_off | 0 | 0 | 0 | 0 | 0 | 0
PseudoUnit | 0 | 0 | 0 | 0 | 0 | 0
FixedInterchange | 0 | 0 | 0 | 0 | 0 | 0
Base FOM Costs by Reporting Type: FRCC
ReportingType | 2015 | 2020 | 2025 | 2030 | 2035 | 2040
BM | 0 | 0 | 0 | 0 | 0 | 201.2
CC | 829.84 | 1005.29 | 843.57 | 589.19 | 419.32 | 429.5
CSP | 0 | 0 | 0 | 0 | 0 | 0
CT | 16.6 | 16.6 | 16.6 | 16.6 | 0 | 0
Coal | 163.81 | 99.21 | 104.24 | 111.97 | 113.5 | 114.65
Geo | 0 | 0 | 0 | 0 | 0 | 0
H | 0.78 | 0.78 | 0.78 | 0.78 | 0.78 | 0.78
LFG | 58.63 | 58.63 | 82.46 | 82.46 | 82.46 | 82.46
Nuc | 601.49 | 635.55 | 876.76 | 1848.95 | 2955.17 | 2700.6
PS | 0 | 0 | 0 | 0 | 0 | 0
PV | 0.75 | 0.75 | 0.75 | 0.75 | 0.75 | 0.75
PeakG | 149.81 | 217.71 | 155.12 | 156.22 | 156.22 | 156.22
PeakO | 64.61 | 83.43 | 25.94 | 0 | 0 | 0
ST | 0 | 0 | 0 | 0 | 0 | 0
STOG | 0 | 0 | 0 | 0 | 0 | 0
STWD | 6.25 | 7.82 | 6.37 | 6.37 | 6.37 | 6.37
WT | 0 | 0 | 0 | 0 | 0 | 0
IGCC | 0 | 0 | 0 | 0 | 0 | 0
DemandResponse | 0 | 0 | 0 | 0 | 0 | 0
IGCC-CCS | 0 | 0 | 0 | 0 | 0 | 0
WT_off | 0 | 0 | 0 | 0 | 0 | 0
PseudoUnit | 0 | 0 | 0 | 0 | 0 | 0
FixedInterchange | 0 | 0 | 0 | 0 | 0 | 0
Base FOM Costs by Reporting Type: MAPP_US
ReportingType | 2015 | 2020 | 2025 | 2030 | 2035 | 2040
BM | 0 | 0 | 0 | 0 | 3.51 | 6.63
CC | 8.58 | 10.9 | 8.79 | 8.81 | 9.52 | 10.72
CSP | 0 | 0 | 0 | 0 | 0 | 0
CT | 2.06 | 2.06 | 2.06 | 3.1 | 3.1 | 3.1
Coal | 113.27 | 55.83 | 0 | 0 | 0 | 0
Geo | 3.95 | 3.95 | 3.95 | 3.95 | 3.95 | 3.95
H | 31.14 | 31.14 | 31.14 | 31.14 | 31.14 | 31.14
LFG | 0.24 | 0.24 | 0.24 | 8.86 | 8.86 | 8.86
Nuc | 0.01 | 0.01 | 0.01 | 0.01 | 0.01 | 0.01
PS | 0 | 0 | 0 | 0 | 0 | 0
PV | 0 | 0 | 0 | 0 | 0 | 0
PeakG | 12.29 | 19.13 | 14.16 | 16.07 | 17.04 | 17.04
PeakO | 9.49 | 12.94 | 10.37 | 10.37 | 10.37 | 10.37
ST | 0 | 0 | 0 | 0 | 0 | 0
STOG | 0 | 0 | 0 | 0 | 0 | 0
STWD | 0 | 0 | 0 | 0 | 0 | 0
WT | 55.22 | 264.93 | 372.87 | 372.87 | 372.87 | 372.87
IGCC | 0 | 0 | 0 | 0 | 0 | 0
DemandResponse | 0 | 0 | 0 | 0 | 0 | 0
IGCC-CCS | 0 | 0 | 0 | 0 | 0 | 0
WT_off | 0 | 0 | 0 | 0 | 0 | 0
PseudoUnit | 0 | 0 | 0 | 0 | 0 | 0
FixedInterchange | 0 | 0 | 0 | 0 | 0 | 0
Base FOM Costs by Reporting Type: MISO_IN
ReportingType | 2015 | 2020 | 2025 | 2030 | 2035 | 2040
BM | 0 | 0 | 0 | 0 | 0 | 617.54
CC | 88.7 | 352.29 | 341.92 | 345.44 | 351.4 | 304.13
CSP | 0 | 0 | 0 | 0 | 0 | 0
CT | 0 | 0 | 0 | 0 | 0 | 0
Coal | 542.86 | 381.67 | 351.71 | 379.99 | 467.47 | 538.96
Geo | 0 | 0 | 0 | 0 | 0 | 0
H | 1.07 | 1.07 | 1.07 | 1.07 | 1.07 | 1.07
LFG | 4.46 | 4.46 | 14.11 | 14.11 | 14.11 | 14.11
Nuc | 0.01 | 0.01 | 0.01 | 0.01 | 0.01 | 5.09
PS | 0 | 0 | 0 | 0 | 0 | 0
PV | 0 | 3.77 | 3.77 | 3.77 | 3.77 | 3.77
PeakG | 52.35 | 76.94 | 54.27 | 73.39 | 73.39 | 73.39
PeakO | 10.59 | 13.5 | 10.82 | 10.82 | 10.82 | 10.82
ST | 0 | 0 | 0 | 0 | 0 | 0
STOG | 12.26 | 14.51 | 12.44 | 12.44 | 12.44 | 0
STWD | 0 | 0 | 0 | 0 | 0 | 0
WT | 18.31 | 18.31 | 18.31 | 18.31 | 18.31 | 18.31
IGCC | 30.22 | 30.22 | 30.22 | 30.22 | 30.22 | 30.22
DemandResponse | 0 | 0 | 0 | 0 | 0 | 0
IGCC-CCS | 0 | 0 | 0 | 0 | 0 | 0
WT_off | 0 | 0 | 0 | 0 | 0 | 0
PseudoUnit | 0 | 0 | 0 | 0 | 0 | 0
FixedInterchange | 0 | 0 | 0 | 0 | 0 | 0
Base FOM Costs by Reporting Type: MISO_MI
ReportingType | 2015 | 2020 | 2025 | 2030 | 2035 | 2040
BM | 0 | 0 | 0 | 0 | 0 | 178.03
CC | 149.61 | 192.9 | 163.06 | 169.45 | 181.66 | 160.11
CSP | 0 | 0 | 0 | 0 | 0 | 0
CT | 0 | 0 | 0 | 0 | 0 | 0
Coal | 311.31 | 0 | 0 | 0 | 0 | 0
Geo | 0 | 0 | 0 | 0 | 0 | 0
H | 2.01 | 2.01 | 2.01 | 2.01 | 2.01 | 2.01
LFG | 19.67 | 19.67 | 38.95 | 38.95 | 38.95 | 38.95
Nuc | 275.03 | 275.03 | 275.03 | 348.36 | 364.2 | 935.05
PS | 44.44 | 44.44 | 44.44 | 44.44 | 44.44 | 44.44
PV | 0 | 0 | 0 | 0 | 0 | 0
PeakG | 61.2 | 89.88 | 71.67 | 85.63 | 85.63 | 85.63
PeakO | 15.67 | 19.97 | 16.01 | 16.01 | 16.01 | 16.01
ST | 0 | 0 | 0 | 0 | 0 | 0
STOG | 125.33 | 148.3 | 127.13 | 127.13 | 127.13 | 0
STWD | 5.22 | 6.54 | 5.33 | 5.33 | 5.33 | 5.33
WT | 61.65 | 69.04 | 69.04 | 69.04 | 69.04 | 78.5
IGCC | 0 | 0 | 0 | 0 | 0 | 0
DemandResponse | 0 | 0 | 0 | 0 | 0 | 0
IGCC-CCS | 0 | 0 | 0 | 0 | 0 | 0
WT_off | 0 | 0 | 0 | 0 | 0 | 0
PseudoUnit | 0 | 0 | 0 | 0 | 0 | 0
FixedInterchange | 0 | 0 | 0 | 0 | 0 | 0
Base FOM Costs by Reporting Type: MISO_MO-IL
ReportingType | 2015 | 2020 | 2025 | 2030 | 2035 | 2040
BM | 0 | 0 | 0 | 0 | 0 | 147.95
CC | 31.4 | 65.09 | 57.23 | 60.39 | 64.42 | 64.42
CSP | 0 | 0 | 0 | 0 | 0 | 0
CT | 0 | 0 | 0 | 0 | 0 | 0
Coal | 700.67 | 122.83 | 120.17 | 120.59 | 140.35 | 158.47
Geo | 0 | 0 | 0 | 0 | 0 | 0
H | 5.01 | 5.01 | 9 | 9 | 9 | 9
LFG | 2.17 | 2.17 | 29.04 | 29.04 | 29.04 | 29.04
Nuc | 308.98 | 325.11 | 325.11 | 325.11 | 325.11 | 325.11
PS | 10.45 | 10.45 | 10.45 | 10.45 | 10.45 | 10.45
PV | 0 | 0 | 0 | 0 | 0 | 0
PeakG | 77.83 | 114.84 | 80.73 | 103.92 | 110.46 | 110.46
PeakO | 21.48 | 28.65 | 22.96 | 22.96 | 22.96 | 22.96
ST | 0 | 0 | 0 | 0 | 0 | 0
STOG | 26.02 | 30.78 | 26.39 | 26.39 | 26.39 | 0
STWD | 0 | 0 | 0 | 0 | 0 | 0
WT | 21.36 | 21.36 | 178.56 | 178.56 | 178.56 | 178.56
IGCC | 0 | 0 | 0 | 0 | 0 | 0
DemandResponse | 0 | 0 | 0 | 0 | 0 | 0
IGCC-CCS | 0 | 0 | 0 | 0 | 0 | 0
WT_off | 0 | 0 | 0 | 0 | 0 | 0
PseudoUnit | 0 | 0 | 0 | 0 | 0 | 0
FixedInterchange | 0 | 0 | 0 | 0 | 0 | 0
Base FOM Costs by Reporting Type: MISO_W
ReportingType | 2015 | 2020 | 2025 | 2030 | 2035 | 2040
BM | 0 | 0 | 0 | 0 | 0 | 0
CC | 90.43 | 114.8 | 92.68 | 92.68 | 109.48 | 111.81
CSP | 0 | 0 | 0 | 0 | 0 | 0
CT | 0 | 0 | 0 | 0 | 0 | 0
Coal | 639.01 | 292.2 | 182.43 | 186.75 | 42.57 | 48.3
Geo | 0 | 0 | 0 | 0 | 0 | 0
H | 7.08 | 7.08 | 7.08 | 7.08 | 7.08 | 7.08
LFG | 24.73 | 24.73 | 24.73 | 33.36 | 33.36 | 33.36
Nuc | 343.79 | 343.79 | 343.79 | 602.57 | 0.04 | 0.04
PS | 0 | 0 | 0 | 0 | 0 | 0
PV | 0 | 0 | 0 | 0 | 0 | 0
PeakG | 87.12 | 123.54 | 89.97 | 105.17 | 108.71 | 108.71
PeakO | 56.38 | 79.08 | 64.57 | 64.57 | 64.57 | 64.57
ST | 0 | 0 | 0 | 0 | 0 | 0
STOG | 7.56 | 8.94 | 7.67 | 7.67 | 7.67 | 0
STWD | 10.03 | 12.55 | 10.23 | 10.23 | 10.23 | 10.23
WT | 268.82 | 268.82 | 1321.81 | 1321.81 | 1321.81 | 1364.86
IGCC | 0 | 0 | 0 | 0 | 0 | 0
DemandResponse | 0 | 0 | 0 | 0 | 0 | 0
IGCC-CCS | 0 | 0 | 0 | 0 | 0 | 0
WT_off | 0 | 0 | 0 | 0 | 0 | 0
PseudoUnit | 0 | 0 | 0 | 0 | 0 | 0
FixedInterchange | 0 | 0 | 0 | 0 | 0 | 0
Base FOM Costs by Reporting Type: MISO_WUMS
ReportingType | 2015 | 2020 | 2025 | 2030 | 2035 | 2040
BM | 0 | 0 | 0 | 0 | 0 | 321.69
CC | 158.99 | 218.97 | 198.75 | 198.75 | 213.44 | 139.09
CSP | 0 | 0 | 0 | 0 | 0 | 0
CT | 0 | 0 | 0 | 0 | 0 | 0
Coal | 235.74 | 86.95 | 80.28 | 82.21 | 83.6 | 94.06
Geo | 0 | 0 | 0 | 0 | 0 | 0
H | 4.79 | 4.8 | 4.8 | 4.8 | 4.8 | 4.8
LFG | 8.57 | 8.57 | 8.57 | 35.44 | 35.44 | 35.44
Nuc | 264.54 | 287.77 | 264.54 | 598.25 | 135.41 | 291.42
PS | 0 | 0 | 0 | 0 | 0 | 0
PV | 0 | 0 | 0 | 0 | 0 | 0
PeakG | 55.64 | 81.65 | 65.08 | 77.65 | 77.65 | 77.65
PeakO | 13.52 | 17.78 | 14.69 | 14.69 | 14.69 | 14.69
ST | 0 | 0 | 0 | 0 | 0 | 0
STOG | 13.21 | 15.63 | 13.39 | 13.39 | 13.39 | 0
STWD | 3.37 | 4.21 | 3.43 | 3.43 | 3.43 | 3.43
WT | 46.36 | 46.36 | 46.36 | 46.36 | 46.36 | 47.23
IGCC | 0 | 0 | 0 | 0 | 0 | 0
DemandResponse | 0 | 0 | 0 | 0 | 0 | 0
IGCC-CCS | 0 | 0 | 0 | 0 | 0 | 0
WT_off | 0 | 0 | 0 | 0 | 0 | 0
PseudoUnit | 0 | 0 | 0 | 0 | 0 | 0
FixedInterchange | 0 | 0 | 0 | 0 | 0 | 0
Base FOM Costs by Reporting Type: Nebraska
ReportingType | 2015 | 2020 | 2025 | 2030 | 2035 | 2040
BM | 0 | 0 | 0 | 0 | 0 | 83
CC | 13.83 | 45.63 | 42.97 | 42.97 | 44.87 | 45.4
CSP | 0 | 0 | 0 | 0 | 0 | 0
CT | 0 | 0 | 0 | 0 | 0 | 0
Coal | 257.61 | 38.62 | 38.62 | 40.06 | 40.06 | 47.82
Geo | 0 | 0 | 0 | 0 | 0 | 0
H | 2.38 | 2.38 | 2.38 | 2.38 | 2.38 | 2.38
LFG | 0.72 | 0.72 | 0.87 | 9.35 | 9.35 | 9.35
Nuc | 182.28 | 198.29 | 182.28 | 249.21 | 0.09 | 0.09
PS | 0 | 0 | 0 | 0 | 0 | 0
PV | 0 | 0 | 0 | 0 | 0 | 0
PeakG | 21.82 | 37.31 | 31.37 | 31.37 | 31.37 | 31.37
PeakO | 9.57 | 12.19 | 9.77 | 9.77 | 9.77 | 9.77
ST | 0 | 0 | 0 | 0 | 0 | 0
STOG | 0 | 0 | 0 | 0 | 0 | 0
STWD | 0 | 0 | 0 | 0 | 0 | 0
WT | 10.53 | 10.53 | 10.53 | 10.53 | 10.53 | 10.53
IGCC | 0 | 0 | 0 | 0 | 0 | 0
DemandResponse | 0 | 0 | 0 | 0 | 0 | 0
IGCC-CCS | 0 | 0 | 0 | 0 | 0 | 0
WT_off | 0 | 0 | 0 | 0 | 0 | 0
PseudoUnit | 0 | 0 | 0 | 0 | 0 | 0
FixedInterchange | 0 | 0 | 0 | 0 | 0 | 0
Base FOM Costs by Reporting Type: NEISO
ReportingType | 2015 | 2020 | 2025 | 2030 | 2035 | 2040
BM | 25.35 | 25.35 | 25.35 | 25.35 | 25.35 | 25.35
CC | 333.94 | 289.71 | 174.7 | 186.77 | 207.24 | 206.19
CSP | 0 | 0 | 0 | 0 | 0 | 0
CT | 2.24 | 2.24 | 2.24 | 2.17 | 2.17 | 2.17
Coal | 22.84 | 0 | 0 | 0 | 0 | 0
Geo | 0 | 0 | 0 | 0 | 0 | 0
H | 46.4 | 46.4 | 46.4 | 46.4 | 46.45 | 46.45
LFG | 70.11 | 70.11 | 70.11 | 78.5 | 78.5 | 78.5
Nuc | 676.28 | 735.67 | 676.28 | 676.28 | 488.61 | 932.14
PS | 39.74 | 39.74 | 39.74 | 39.74 | 39.74 | 39.74
PV | 0.03 | 4.91 | 4.91 | 4.91 | 4.91 | 4.91
PeakG | 19.94 | 29.61 | 20.7 | 22.52 | 28.85 | 28.85
PeakO | 4.91 | 6.26 | 5.02 | 5.02 | 5.02 | 5.02
ST | 0 | 0 | 0 | 0 | 0 | 0
STOG | 0 | 0 | 0 | 0 | 0 | 0
STWD | 19.55 | 24.46 | 19.93 | 19.93 | 19.93 | 19.93
WT | 13.44 | 54.3 | 99.01 | 155.17 | 294.84 | 294.84
IGCC | 0 | 0 | 0 | 0 | 0 | 0
DemandResponse | 0 | 0 | 0 | 0 | 0 | 0
IGCC-CCS | 0 | 0 | 0 | 0 | 0 | 0
WT_off | 24.96 | 24.96 | 24.96 | 24.96 | 24.96 | 24.96
PseudoUnit | 0 | 0 | 0 | 0 | 0 | 0
FixedInterchange | 0 | 0 | 0 | 0 | 0 | 0
Base FOM Costs by Reporting Type: NonRTO_Midwest
ReportingType | 2015 | 2020 | 2025 | 2030 | 2035 | 2040
BM | 0 | 0 | 0 | 0 | 74.92 | 617.54
CC | 43.6 | 85.58 | 85.58 | 85.58 | 85.58 | 41.98
CSP | 0 | 0 | 0 | 0 | 0 | 0
CT | 0 | 0 | 0 | 0 | 0 | 0
Coal | 473.55 | 203.9 | 152.74 | 127.35 | 128.36 | 143.36
Geo | 0 | 0 | 0 | 0 | 0 | 0
H | 2.04 | 2.04 | 12.66 | 12.66 | 12.66 | 12.66
LFG | 1.69 | 1.69 | 20.97 | 20.97 | 20.97 | 20.97
Nuc | 0.01 | 0.01 | 0.01 | 0.01 | 73.58 | 73.58
PS | 0 | 0 | 0 | 0 | 0 | 0
PV | 0 | 0 | 0 | 0 | 0 | 0
PeakG | 56.39 | 83.4 | 58.5 | 64.31 | 44.2 | 5.8
PeakO | 0.35 | 0.45 | 0.36 | 0 | 0 | 0
ST | 0 | 0 | 0 | 0 | 0 | 0
STOG | 0 | 0 | 0 | 0 | 0 | 0
STWD | 0 | 0 | 0 | 0 | 0 | 0
WT | 2.26 | 2.26 | 2.26 | 2.26 | 2.26 | 2.26
IGCC | 0 | 0 | 0 | 0 | 0 | 0
DemandResponse | 0 | 0 | 0 | 0 | 0 | 0
IGCC-CCS | 0 | 0 | 0 | 0 | 0 | 0
WT_off | 0 | 0 | 0 | 0 | 0 | 0
PseudoUnit | 0 | 0 | 0 | 0 | 0 | 0
FixedInterchange | 0 | 0 | 0 | 0 | 0 | 0
Base FOM Costs by Reporting Type: NYISO_A-F
ReportingType | 2015 | 2020 | 2025 | 2030 | 2035 | 2040
BM | 0 | 0 | 0 | 0 | 0 | 0
CC | 84.49 | 105.98 | 84.45 | 95.86 | 68.75 | 65.28
CSP | 0 | 0 | 0 | 0 | 0 | 0
CT | 0 | 0 | 0 | 0 | 0 | 0
Coal | 0 | 0 | 0 | 0 | 0 | 0
Geo | 0 | 0 | 0 | 0 | 0 | 0
H | 62.6 | 62.6 | 62.6 | 62.6 | 62.6 | 62.6
LFG | 20.8 | 20.8 | 20.8 | 28.97 | 28.97 | 28.97
Nuc | 489.92 | 509.2 | 489.92 | 399.48 | 552.03 | 578.17
PS | 33.52 | 33.52 | 33.52 | 33.52 | 33.52 | 33.52
PV | 0 | 0 | 0 | 0 | 0 | 0
PeakG | 3.78 | 5.56 | 5.31 | 5.31 | 5.31 | 5.31
PeakO | 1.14 | 1.46 | 1.17 | 1.17 | 1.17 | 1.17
ST | 0 | 0 | 0 | 0 | 0 | 0
STOG | 0 | 0 | 0 | 0 | 0 | 0
STWD | 2.76 | 3.45 | 2.81 | 2.81 | 2.81 | 2.81
WT | 113.42 | 133.35 | 133.35 | 152.63 | 280.71 | 357.66
IGCC | 0 | 0 | 0 | 0 | 0 | 0
DemandResponse | 0 | 0 | 0 | 0 | 0 | 0
IGCC-CCS | 0 | 0 | 0 | 0 | 0 | 0
WT_off | 0 | 0 | 0 | 0 | 0 | 0
PseudoUnit | 0 | 0 | 0 | 0 | 0 | 0
FixedInterchange | 0 | 0 | 0 | 0 | 0 | 0
Base FOM Costs by Reporting Type: NYISO_G-I
ReportingType | 2015 | 2020 | 2025 | 2030 | 2035 | 2040
BM | 0 | 0 | 0 | 0 | 54.78 | 80.4
CC | 34.33 | 43.65 | 35.09 | 35.19 | 42.92 | 42.92
CSP | 0 | 0 | 0 | 0 | 0 | 0
CT | 0 | 0 | 0 | 0 | 0 | 0
Coal | 0 | 0 | 0 | 0 | 0 | 0
Geo | 0 | 0 | 0 | 0 | 0 | 0
H | 0.46 | 0.46 | 0.46 | 0.46 | 0.46 | 0.46
LFG | 7.72 | 7.72 | 7.72 | 16.67 | 16.67 | 16.67
Nuc | 297.74 | 323.88 | 297.74 | 297.74 | 452.18 | 125.32
PS | 0 | 0 | 0 | 0 | 0 | 0
PV | 0 | 0 | 0 | 0 | 0 | 0
PeakG | 1.51 | 2.04 | 1.56 | 1.56 | 1.56 | 1.56
PeakO | 2.55 | 3.25 | 2.61 | 2.61 | 2.61 | 2.61
ST | 0 | 0 | 0 | 0 | 0 | 0
STOG | 0 | 0 | 0 | 0 | 0 | 0
STWD | 0 | 0 | 0 | 0 | 0 | 0
WT | 0 | 1.68 | 1.68 | 10.11 | 10.11 | 10.11
IGCC | 0 | 0 | 0 | 0 | 0 | 0
DemandResponse | 0 | 0 | 0 | 0 | 0 | 0
IGCC-CCS | 0 | 0 | 0 | 0 | 0 | 0
WT_off | 0 | 0 | 0 | 0 | 0 | 0
PseudoUnit | 0 | 0 | 0 | 0 | 0 | 0
FixedInterchange | 0 | 0 | 0 | 0 | 0 | 0
Base FOM Costs by Reporting Type: NYISO_J-K
ReportingType | 2015 | 2020 | 2025 | 2030 | 2035 | 2040
BM | 0 | 0 | 0 | 0 | 0 | 0
CC | 125.46 | 154.92 | 127.77 | 138.94 | 152.61 | 152.61
CSP | 0 | 0 | 0 | 0 | 0 | 0
CT | 0 | 0 | 0 | 0 | 0 | 0
Coal | 0 | 0 | 0 | 0 | 0 | 0
Geo | 0 | 0 | 0 | 0 | 0 | 0
H | 0 | 0 | 0 | 0 | 0 | 0
LFG | 14.96 | 14.96 | 14.96 | 23.9 | 23.9 | 23.9
Nuc | 0.01 | 0.01 | 0.01 | 0.01 | 0.01 | 0.01
PS | 0 | 0 | 0 | 0 | 0 | 0
PV | 0.53 | 0.53 | 0.53 | 0.53 | 0.53 | 0.53
PeakG | 54.7 | 77.08 | 56.45 | 62.35 | 66.78 | 66.78
PeakO | 61.69 | 79.16 | 63.78 | 65.02 | 65.02 | 65.02
ST | 0 | 0 | 0 | 0 | 0 | 0
STOG | 150.36 | 177.91 | 152.51 | 152.51 | 152.51 | 152.51
STWD | 0 | 0 | 0 | 0 | 0 | 0
WT | 0 | 0 | 0 | 1.01 | 9.26 | 9.26
IGCC | 0 | 0 | 0 | 0 | 0 | 0
DemandResponse | 0 | 0 | 0 | 0 | 0 | 0
IGCC-CCS | 0 | 0 | 0 | 0 | 0 | 0
WT_off | 0 | 0 | 0 | 0 | 0 | 0
PseudoUnit | 0 | 0 | 0 | 0 | 0 | 0
FixedInterchange | 0 | 0 | 0 | 0 | 0 | 0
Base FOM Costs by Reporting Type: PJM_E
ReportingType | 2015 | 2020 | 2025 | 2030 | 2035 | 2040
BM | 3.02 | 3.02 | 3.02 | 3.02 | 3.02 | 3.02
CC | 297.21 | 359.4 | 312.87 | 330.19 | 341.53 | 322.13
CSP | 0 | 0 | 0 | 0 | 0 | 0
CT | 0.18 | 0.18 | 0.18 | 0 | 0 | 0
Coal | 67.42 | 27.04 | 31.97 | 32.26 | 34.91 | 34.91
Geo | 0 | 0 | 0 | 0 | 0 | 0
H | 3.85 | 3.85 | 3.85 | 3.85 | 3.85 | 3.85
LFG | 56.83 | 72.83 | 72.83 | 72.83 | 72.83 | 72.83
Nuc | 1239 | 1184.31 | 1149.53 | 1149.53 | 825.73 | 1983.3
PS | 9.5 | 9.5 | 9.5 | 9.5 | 9.5 | 9.5
PV | 0.75 | 0.75 | 0.75 | 0.75 | 0.75 | 0.75
PeakG | 75.2 | 106.43 | 77.64 | 89.79 | 93.22 | 93.22
PeakO | 75.92 | 100.78 | 82.41 | 82.41 | 82.41 | 82.41
ST | 0 | 0 | 0 | 0 | 0 | 0
STOG | 115.25 | 136.37 | 0 | 0 | 0 | 0
STWD | 0 | 0 | 0 | 0 | 0 | 0
WT | 32.63 | 32.63 | 32.63 | 32.63 | 33.19 | 33.19
IGCC | 0 | 0 | 0 | 0 | 0 | 0
DemandResponse | 0 | 0 | 0 | 0 | 0 | 0
IGCC-CCS | 0 | 0 | 0 | 0 | 0 | 0
WT_off | 0 | 0 | 58.67 | 58.67 | 89.82 | 511.99
PseudoUnit | 0 | 0 | 0 | 0 | 0 | 0
FixedInterchange | 0 | 0 | 0 | 0 | 0 | 0
Base FOM Costs by Reporting Type: PJM_ROM
ReportingType | 2015 | 2020 | 2025 | 2030 | 2035 | 2040
BM | 1.81 | 1.81 | 1.81 | 1.81 | 236.97 | 236.97
CC | 142.43 | 174.53 | 145.82 | 151.1 | 172.02 | 148.43
CSP | 0 | 0 | 0 | 0 | 0 | 0
CT | 0.11 | 0.11 | 0.11 | 0.11 | 0 | 0
Coal | 162.37 | 76.55 | 49.15 | 49.15 | 65.74 | 78.23
Geo | 0 | 0 | 0 | 0 | 0 | 0
H | 19.83 | 19.83 | 29.48 | 29.48 | 29.48 | 29.48
LFG | 43.05 | 74.95 | 74.95 | 74.95 | 74.95 | 74.95
Nuc | 733.21 | 756.8 | 733.21 | 733.21 | 804.28 | 1414
PS | 35.92 | 35.92 | 35.92 | 35.92 | 35.92 | 35.92
PV | 0.06 | 22.69 | 35.36 | 38.2 | 38.41 | 39.43
PeakG | 30.83 | 44.67 | 41.32 | 41.32 | 41.32 | 41.32
PeakO | 45.95 | 58.57 | 46.94 | 46.94 | 46.94 | 0
ST | 0 | 0 | 0 | 0 | 0 | 0
STOG | 155.08 | 183.5 | 0 | 0 | 0 | 0
STWD | 2.24 | 2.81 | 2.29 | 2.29 | 2.29 | 2.29
WT | 38.48 | 59.54 | 59.54 | 59.54 | 222.65 | 222.65
IGCC | 0 | 0 | 0 | 0 | 0 | 0
DemandResponse | 0 | 0 | 0 | 0 | 0 | 0
IGCC-CCS | 0 | 0 | 0 | 0 | 0 | 0
WT_off | 0 | 0 | 0 | 0 | 0 | 576.78
PseudoUnit | 0 | 0 | 0 | 0 | 0 | 0
FixedInterchange | 0 | 0 | 0 | 0 | 0 | 0
Base FOM Costs by Reporting Type: PJM_ROR
ReportingType | 2015 | 2020 | 2025 | 2030 | 2035 | 2040
BM | 38.69 | 38.69 | 38.69 | 38.69 | 38.69 | 1060.95
CC | 581.39 | 754.32 | 681.62 | 707.79 | 741.88 | 427.54
CSP | 0 | 0 | 0 | 0 | 0 | 0
CT | 0.19 | 0.19 | 0.19 | 0.19 | 0 | 0
Coal | 1835.53 | 1086.08 | 635.19 | 660.06 | 754.29 | 927.03
Geo | 0 | 0 | 0 | 0 | 0 | 0
H | 26.17 | 33.33 | 33.33 | 33.33 | 33.33 | 33.33
LFG | 65.06 | 126.87 | 126.87 | 126.87 | 126.87 | 126.87
Nuc | 2917.4 | 3014.07 | 2917.4 | 2791.17 | 2504.26 | 6084.8
PS | 73.14 | 73.14 | 73.14 | 73.14 | 73.14 | 73.14
PV | 0.35 | 0.35 | 3.87 | 4 | 4 | 4
PeakG | 325.76 | 481.29 | 337.93 | 436.45 | 464.24 | 464.24
PeakO | 48.69 | 65.15 | 52.22 | 52.22 | 52.22 | 0
ST | 0 | 0 | 0 | 0 | 0 | 0
STOG | 93.25 | 110.34 | 89.12 | 0 | 0 | 0
STWD | 6.22 | 7.78 | 6.34 | 6.34 | 6.34 | 6.34
WT | 322.6 | 327.98 | 515.96 | 1593.56 | 1593.56 | 1593.56
IGCC | 0 | 0 | 0 | 0 | 0 | 0
DemandResponse | 0 | 0 | 0 | 0 | 0 | 0
IGCC-CCS | 0 | 0 | 0 | 0 | 0 | 0
WT_off | 0 | 0 | 0 | 0 | 0 | 0
PseudoUnit | 0 | 0 | 0 | 0 | 0 | 0
FixedInterchange | 0 | 0 | 0 | 0 | 0 | 0
Base FOM Costs by Reporting Type: SOCO
ReportingType | 2015 | 2020 | 2025 | 2030 | 2035 | 2040
BM | 5.53 | 5.53 | 5.53 | 5.53 | 658.82 | 658.82
CC | 543.15 | 733.64 | 624.4 | 638.47 | 340.26 | 238.56
CSP | 0 | 0 | 0 | 0 | 0 | 0
CT | 0 | 0 | 0 | 0 | 0 | 0
Coal | 523.1 | 267.01 | 135.58 | 142.09 | 168.26 | 168.26
Geo | 0 | 0 | 0 | 0 | 0 | 0
H | 59.74 | 59.74 | 59.74 | 59.74 | 59.74 | 59.74
LFG | 4.46 | 4.46 | 17.39 | 17.39 | 17.39 | 17.39
Nuc | 850.41 | 1045.67 | 1045.67 | 1803.04 | 2044.48 | 2946.51
PS | 39.76 | 39.76 | 39.76 | 39.76 | 39.76 | 39.76
PV | 0 | 0 | 0 | 0 | 0 | 0
PeakG | 178.03 | 264.31 | 184.78 | 58.26 | 62.12 | 62.12
PeakO | 0 | 0 | 0 | 0 | 0 | 0
ST | 0 | 0 | 0 | 0 | 0 | 0
STOG | 0 | 0 | 0 | 0 | 0 | 0
STWD | 21.41 | 26.79 | 21.83 | 21.83 | 21.83 | 21.83
WT | 0 | 0 | 0 | 0 | 2.81 | 2.81
IGCC | 0 | 0 | 0 | 0 | 0 | 0
DemandResponse | 0 | 0 | 0 | 0 | 0 | 0
IGCC-CCS | 0 | 0 | 0 | 0 | 0 | 0
WT_off | 0 | 0 | 0 | 0 | 0 | 0
PseudoUnit | 0 | 0 | 0 | 0 | 0 | 0
FixedInterchange | 0 | 0 | 0 | 0 | 0 | 0
Base FOM Costs by Reporting Type: SPP_N
ReportingType | 2015 | 2020 | 2025 | 2030 | 2035 | 2040
BM | 0 | 0 | 0 | 0 | 548.98 | 643.78
CC | 61.95 | 113.67 | 103.38 | 107.91 | 112.8 | 112.8
CSP | 0 | 0 | 0 | 0 | 0 | 0
CT | 0 | 0 | 0 | 0 | 0 | 0
Coal | 520.3 | 389.65 | 211.49 | 244.33 | 215.6 | 244.72
Geo | 0 | 0 | 0 | 0 | 0 | 0
H | 0.3 | 0.3 | 0.3 | 0.3 | 0.3 | 0.3
LFG | 0.84 | 0.84 | 12.28 | 12.28 | 12.28 | 12.28
Nuc | 160.51 | 168.89 | 168.89 | 168.89 | 168.89 | 168.89
PS | 0 | 0 | 0 | 0 | 0 | 0
PV | 0 | 0 | 0 | 0 | 0 | 0
PeakG | 74.97 | 117.69 | 105.7 | 105.7 | 105.7 | 105.7
PeakO | 34.89 | 44.84 | 35.94 | 35.94 | 35.94 | 35.94
ST | 0 | 0 | 0 | 0 | 0 | 0
STOG | 38.89 | 46.02 | 39.45 | 39.45 | 13.22 | 0
STWD | 0 | 0 | 0 | 0 | 0 | 0
WT | 41.99 | 391.53 | 391.53 | 391.53 | 393.53 | 421.52
IGCC | 0 | 0 | 0 | 0 | 0 | 0
DemandResponse | 0 | 0 | 0 | 0 | 0 | 0
IGCC-CCS | 0 | 0 | 0 | 0 | 0 | 0
WT_off | 0 | 0 | 0 | 0 | 0 | 0
PseudoUnit | 0 | 0 | 0 | 0 | 0 | 0
FixedInterchange | 0 | 0 | 0 | 0 | 0 | 0
Base FOM Costs by Reporting Type: SPP_S
ReportingType | 2015 | 2020 | 2025 | 2030 | 2035 | 2040
BM | 0 | 0 | 0 | 0 | 219.05 | 399.06
CC | 327.42 | 483.36 | 404.78 | 433.31 | 469.37 | 473.01
CSP | 0 | 0 | 0 | 0 | 0 | 0
CT | 2.76 | 4.77 | 4.77 | 4.77 | 4.77 | 4.77
Coal | 694.24 | 198.53 | 48.53 | 48.88 | 29.32 | 29.32
Geo | 0 | 0 | 0 | 0 | 0 | 0
H | 30.03 | 30.03 | 30.03 | 31.32 | 31.32 | 31.32
LFG | 2.29 | 2.29 | 13.72 | 13.72 | 13.72 | 13.72
Nuc | 0.01 | 0.01 | 0.01 | 125.17 | 125.17 | 125.17
PS | 10.59 | 10.59 | 10.59 | 10.59 | 10.59 | 10.59
PV | 0 | 0 | 0 | 0 | 0 | 0
PeakG | 60.2 | 87.93 | 62.37 | 76.78 | 82.77 | 82.77
PeakO | 3.36 | 4.54 | 3.63 | 3.63 | 3.64 | 3.66
ST | 0 | 0 | 0 | 0 | 0 | 0
STOG | 292.56 | 346.18 | 296.75 | 296.75 | 166.52 | 41.45
STWD | 2.69 | 3.37 | 2.75 | 2.75 | 2.75 | 2.75
WT | 90.68 | 900.84 | 900.84 | 900.84 | 900.84 | 900.84
IGCC | 0 | 0 | 0 | 0 | 0 | 0
DemandResponse | 0 | 0 | 0 | 0 | 0 | 0
IGCC-CCS | 0 | 0 | 0 | 0 | 0 | 0
WT_off | 0 | 0 | 0 | 0 | 0 | 0
PseudoUnit | 0 | 0 | 0 | 0 | 0 | 0
FixedInterchange | 0 | 0 | 0 | 0 | 0 | 0
Base FOM Costs by Reporting Type: TVA
ReportingType | 2015 | 2020 | 2025 | 2030 | 2035 | 2040
BM | 0 | 0 | 0 | 0 | 743.15 | 743.15
CC | 199.14 | 304.51 | 271.38 | 277.24 | 170.02 | 102.82
CSP | 0 | 0 | 0 | 0 | 0 | 0
CT | 0 | 0 | 0 | 0 | 0 | 0
Coal | 349.95 | 199.34 | 48.66 | 0 | 0 | 0
Geo | 0 | 0 | 0 | 0 | 0 | 0
H | 72.8 | 72.8 | 73.19 | 73.19 | 73.19 | 73.19
LFG | 1.57 | 1.57 | 14.49 | 14.49 | 14.49 | 14.49
Nuc | 1153.81 | 1199.07 | 1153.81 | 1153.81 | 1000.92 | 2025.61
PS | 41.38 | 41.38 | 41.38 | 41.38 | 41.38 | 41.38
PV | 0 | 0 | 0 | 0 | 0 | 0.85
PeakG | 99.24 | 153.37 | 140.99 | 140.99 | 113.26 | 113.26
PeakO | 1.87 | 2.54 | 1.92 | 2.49 | 0 | 0
ST | 0 | 0 | 0 | 0 | 0 | 0
STOG | 0 | 0 | 0 | 0 | 0 | 0
STWD | 0.16 | 0.2 | 0.16 | 0.16 | 0.16 | 0.16
WT | 0.99 | 0.99 | 0.99 | 0.99 | 3.8 | 3.8
IGCC | 0 | 0 | 0 | 0 | 0 | 0
DemandResponse | 0 | 0 | 0 | 0 | 0 | 0
IGCC-CCS | 0 | 0 | 0 | 0 | 0 | 0
WT_off | 0 | 0 | 0 | 0 | 0 | 0
PseudoUnit | 0 | 0 | 0 | 0 | 0 | 0
FixedInterchange | 0 | 0 | 0 | 0 | 0 | 0
Base FOM Costs by Reporting Type: TVA_Transmission
ReportingType | 2015 | 2020 | 2025 | 2030 | 2035 | 2040
BM | 0 | 0 | 0 | 0 | 0 | 0
CC | 0 | 0 | 0 | 0 | 0 | 0
CSP | 0 | 0 | 0 | 0 | 0 | 0
CT | 0 | 0 | 0 | 0 | 0 | 0
Coal | 0 | 0 | 0 | 0 | 0 | 0
Geo | 0 | 0 | 0 | 0 | 0 | 0
H | 0 | 0 | 0 | 0 | 0 | 0
LFG | 0 | 0 | 0 | 0 | 0 | 0
Nuc | 0 | 0 | 0 | 0 | 0 | 0
PS | 0 | 0 | 0 | 0 | 0 | 0
PV | 0 | 0 | 0 | 0 | 0 | 0
PeakG | 0 | 0 | 0 | 0 | 0 | 0
PeakO | 0 | 0 | 0 | 0 | 0 | 0
ST | 0 | 0 | 0 | 0 | 0 | 0
STOG | 0 | 0 | 0 | 0 | 0 | 0
STWD | 0 | 0 | 0 | 0 | 0 | 0
WT | 0 | 0 | 0 | 0 | 0 | 0
IGCC | 0 | 0 | 0 | 0 | 0 | 0
DemandResponse | 0 | 0 | 0 | 0 | 0 | 0
IGCC-CCS | 0 | 0 | 0 | 0 | 0 | 0
WT_off | 0 | 0 | 0 | 0 | 0 | 0
PseudoUnit | 0 | 0 | 0 | 0 | 0 | 0
FixedInterchange | 0 | 0 | 0 | 0 | 0 | 0
Base FOM Costs by Reporting Type: VACAR
ReportingType | 2015 | 2020 | 2025 | 2030 | 2035 | 2040
BM | 0.09 | 17.2 | 71.33 | 72.61 | 72.61 | 606.02
CC | 336.12 | 365.54 | 339.37 | 348.02 | 231.29 | 145.99
CSP | 0 | 0 | 0 | 0 | 0 | 0
CT | 4.8 | 4.8 | 4.8 | 0 | 0 | 0
Coal | 514.2 | 397.04 | 153.31 | 116.72 | 121.86 | 132.6
Geo | 0 | 0 | 0 | 0 | 0 | 0
H | 30.23 | 30.23 | 30.23 | 30.23 | 30.23 | 30.23
LFG | 7.64 | 20.52 | 20.52 | 20.52 | 20.52 | 20.52
Nuc | 1664.13 | 1955.26 | 2067.13 | 2185.63 | 1712.74 | 3310.25
PS | 62.1 | 62.1 | 62.1 | 62.1 | 62.1 | 62.1
PV | 0.23 | 2.47 | 2.51 | 2.52 | 2.52 | 2.57
PeakG | 142.93 | 209.84 | 148.17 | 188.38 | 186.9 | 186.9
PeakO | 36.13 | 46.34 | 37.33 | 38.01 | 0 | 0
ST | 0 | 0 | 0 | 0 | 0 | 0
STOG | 4.04 | 4.78 | 4.1 | 4.1 | 0 | 0
STWD | 9.01 | 11.27 | 9.18 | 9.18 | 9.18 | 9.18
WT | 0.03 | 98.25 | 98.25 | 98.25 | 98.25 | 98.25
IGCC | 0 | 0 | 0 | 0 | 0 | 0
DemandResponse | 0 | 0 | 0 | 0 | 0 | 0
IGCC-CCS | 0 | 0 | 0 | 0 | 0 | 0
WT_off | 0.05 | 0.05 | 0.05 | 0.05 | 1506.72 | 2093.28
PseudoUnit | 0 | 0 | 0 | 0 | 0 | 0
FixedInterchange | 0 | 0 | 0 | 0 | 0 | 0
Base FOM Costs by Reporting Type: IESO
ReportingType | 2015 | 2020 | 2025 | 2030 | 2035 | 2040
BM | 32.8 | 32.8 | 32.8 | 32.8 | 32.8 | 32.8
CC | 18.17 | 18.17 | 18.17 | 18.17 | 18.17 | 18.17
CSP | 0 | 0 | 0 | 0 | 0 | 0
CT | 2.46 | 2.46 | 2.46 | 2.46 | 0.7 | 0.7
Coal | 0 | 0 | 0 | 0 | 0 | 0
Geo | 0 | 0 | 0 | 0 | 0 | 0
H | 123.83 | 123.83 | 123.83 | 123.83 | 123.83 | 123.83
LFG | 14.17 | 14.17 | 14.17 | 14.17 | 14.17 | 14.17
Nuc | 1895.33 | 1895.33 | 1895.33 | 1895.33 | 1745.37 | 2079.68
PS | 2.92 | 2.92 | 2.92 | 2.92 | 2.92 | 2.92
PV | 18.26 | 18.26 | 18.26 | 18.26 | 0.44 | 0.44
PeakG | 0 | 0 | 0 | 0 | 0 | 0
PeakO | 0 | 0 | 0 | 0 | 0 | 0
ST | 0 | 0 | 0 | 0 | 0 | 0
STOG | 0 | 0 | 0 | 0 | 0 | 0
STWD | 4.45 | 4.45 | 4.45 | 4.45 | 4.45 | 4.45
WT | 102.92 | 102.92 | 102.92 | 102.92 | 43.8 | 43.8
IGCC | 0 | 0 | 0 | 0 | 0 | 0
DemandResponse | 0 | 0 | 0 | 0 | 0 | 0
IGCC-CCS | 0 | 0 | 0 | 0 | 0 | 0
WT_off | 0 | 0 | 0 | 0 | 0 | 0
PseudoUnit | 0 | 0 | 0 | 0 | 0 | 0
FixedInterchange | 0 | 0 | 0 | 0 | 0 | 0
Base FOM Costs by Reporting Type: MAPP_CA
ReportingType | 2015 | 2020 | 2025 | 2030 | 2035 | 2040
BM | 0 | 0 | 0 | 0 | 0 | 0
CC | 25.75 | 25.75 | 4.05 | 4.05 | 4.05 | 0
CSP | 0 | 0 | 0 | 0 | 0 | 0
CT | 0 | 0 | 0 | 0 | 0 | 0
Coal | 44.25 | 7.31 | 0 | 0 | 0 | 0
Geo | 0 | 0 | 0 | 0 | 0 | 0
H | 92.24 | 102.13 | 123.42 | 152 | 153.63 | 153.63
LFG | 0 | 0 | 0 | 0 | 0 | 0
Nuc | 0.01 | 0.01 | 0.01 | 0.01 | 0.01 | 0.01
PS | 0 | 0 | 0 | 0 | 0 | 0
PV | 0 | 0 | 0 | 0 | 0 | 0
PeakG | 9.88 | 9.88 | 0 | 0 | 0 | 0
PeakO | 0.09 | 0.09 | 0 | 0 | 0 | 0
ST | 0 | 0 | 0 | 0 | 0 | 0
STOG | 5.54 | 5.54 | 0 | 0 | 0 | 0
STWD | 0 | 0 | 0 | 0 | 0 | 0
WT | 17.9 | 17.9 | 17.9 | 17.9 | 0 | 0
IGCC | 0 | 0 | 0 | 0 | 0 | 0
DemandResponse | 0 | 0 | 0 | 0 | 0 | 0
IGCC-CCS | 0 | 0 | 0 | 0 | 0 | 0
WT_off | 0 | 0 | 0 | 0 | 0 | 0
PseudoUnit | 0 | 0 | 0 | 0 | 0 | 0
FixedInterchange | 0 | 0 | 0 | 0 | 0 | 0
Base FOM Costs by Reporting Type: AZ_NM_SNV_Coal
ReportingType | 2015 | 2020 | 2025 | 2030 | 2035 | 2040
BM | 0 | 0 | 0 | 0 | 0 | 0
CC | 0 | 0 | 0 | 0 | 0 | 0
CSP | 0 | 0 | 0 | 0 | 0 | 0
CT | 0 | 0 | 0 | 0 | 0 | 0
Coal | 517.57 | 503.3 | 289.38 | 44.27 | 46.98 | 53.61
Geo | 0 | 0 | 0 | 0 | 0 | 0
H | 0 | 0 | 0 | 0 | 0 | 0
LFG | 0 | 0 | 0 | 0 | 0 | 0
Nuc | 0 | 0 | 0 | 0 | 0 | 0
PS | 0 | 0 | 0 | 0 | 0 | 0
PV | 0 | 0 | 0 | 0 | 0 | 0
PeakG | 0 | 0 | 0 | 0 | 0 | 0
PeakO | 5.77 | 7.38 | 6 | 6 | 6 | 6
ST | 0 | 0 | 0 | 0 | 0 | 0
STOG | 0 | 0 | 0 | 0 | 0 | 0
STWD | 0 | 0 | 0 | 0 | 0 | 0
WT | 0 | 0 | 0 | 0 | 0 | 0
IGCC | 0 | 0 | 0 | 0 | 0 | 0
DemandResponse | 0 | 0 | 0 | 0 | 0 | 0
IGCC-CCS | 0 | 0 | 0 | 0 | 0 | 0
WT_off | 0 | 0 | 0 | 0 | 0 | 0
PseudoUnit | 0 | 0 | 0 | 0 | 0 | 0
FixedInterchange | 0 | 0 | 0 | 0 | 0 | 0
Base FOM Costs by Reporting Type: AZ_NM_SNV_Gas
ReportingType | 2015 | 2020 | 2025 | 2030 | 2035 | 2040
BM | 0 | 0 | 0 | 0 | 0 | 0
CC | 442.18 | 581.87 | 473.65 | 489.93 | 392.39 | 384.01
CSP | 0 | 0 | 0 | 0 | 0 | 0
CT | 4.93 | 4.93 | 4.93 | 4.93 | 0 | 0
Coal | 0 | 0 | 0 | 0 | 0 | 0
Geo | 0 | 0 | 0 | 0 | 0 | 0
H | 0 | 0 | 0 | 0 | 0 | 0
LFG | 0 | 0 | 0 | 0 | 0 | 0
Nuc | 0 | 0 | 0 | 0 | 0 | 0
PS | 0 | 0 | 0 | 0 | 0 | 0
PV | 0 | 0 | 0 | 0 | 0 | 0
PeakG | 63.97 | 93.45 | 74.33 | 87.99 | 87.99 | 87.99
PeakO | 0 | 0 | 0 | 0 | 0 | 0
ST | 0 | 0 | 0 | 0 | 0 | 0
STOG | 0 | 0 | 0 | 0 | 0 | 0
STWD | 0 | 0 | 0 | 0 | 0 | 0
WT | 0 | 0 | 0 | 0 | 0 | 0
IGCC | 0 | 0 | 0 | 0 | 0 | 0
DemandResponse | 0 | 0 | 0 | 0 | 0 | 0
IGCC-CCS | 0 | 0 | 0 | 0 | 0 | 0
WT_off | 0 | 0 | 0 | 0 | 0 | 0
PseudoUnit | 0 | 0 | 0 | 0 | 0 | 0
FixedInterchange | 0 | 0 | 0 | 0 | 0 | 0
Base FOM Costs by Reporting Type: AZ_NM_SNV_NucRenew
ReportingType | 2015 | 2020 | 2025 | 2030 | 2035 | 2040
BM | 0 | 0 | 0 | 0 | 0 | 7.86
CC | 0 | 0 | 0 | 0 | 0 | 0
CSP | 0 | 0 | 0 | 0 | 0 | 0
CT | 0 | 0 | 0 | 0 | 0 | 0
Coal | 0 | 0 | 0 | 0 | 0 | 0
Geo | 0 | 0 | 122.18 | 122.18 | 122.18 | 122.18
H | 44.6 | 44.6 | 44.6 | 44.6 | 44.6 | 44.6
LFG | 0.84 | 0.84 | 8.14 | 8.14 | 8.14 | 8.14
Nuc | 484.16 | 564.17 | 564.17 | 848.59 | 1458 | 1458
PS | 5.13 | 5.13 | 5.13 | 5.13 | 5.13 | 5.13
PV | 2.38 | 2.38 | 2.38 | 2.38 | 2.38 | 2.38
PeakG | 0 | 0 | 0 | 0 | 0 | 0
PeakO | 0 | 0 | 0 | 0 | 0 | 0
ST | 17.92 | 46.44 | 61.02 | 69.45 | 102.85 | 102.85
STOG | 0 | 0 | 0 | 0 | 0 | 0
STWD | 0.83 | 1.04 | 0.85 | 0.85 | 0.85 | 0.85
WT | 17.57 | 348.54 | 348.54 | 348.54 | 348.54 | 348.54
IGCC | 0 | 0 | 0 | 0 | 0 | 0
DemandResponse | 0 | 0 | 0 | 0 | 0 | 0
IGCC-CCS | 0 | 0 | 0 | 0 | 0 | 0
WT_off | 0 | 0 | 0 | 0 | 0 | 0
PseudoUnit | 0 | 0 | 0 | 0 | 0 | 0
FixedInterchange | 0 | 0 | 0 | 0 | 0 | 0
Base FOM Costs by Reporting Type: ERCOT
ReportingType | 2015 | 2020 | 2025 | 2030 | 2035 | 2040
BM | 14.57 | 14.57 | 14.57 | 14.57 | 408.54 | 408.54
CC | 1096.59 | 1335.98 | 1146.28 | 1175.88 | 1034.8 | 873.97
CSP | 0 | 0 | 0 | 0 | 0 | 0
CT | 1.67 | 1.67 | 1.67 | 1.67 | 0 | 0
Coal | 317.86 | 235.38 | 188.83 | 190.49 | 190.49 | 233.75
Geo | 0 | 0 | 0 | 0 | 0 | 0
H | 8.05 | 8.05 | 8.05 | 8.05 | 8.05 | 8.05
LFG | 9.05 | 9.05 | 51.64 | 51.64 | 51.64 | 51.64
Nuc | 574.09 | 734.71 | 741.22 | 890.81 | 1726.54 | 2149.1
PS | 0 | 0 | 0 | 0 | 0 | 0
PV | 0.25 | 0.25 | 0.25 | 0.25 | 0.01 | 0.01
PeakG | 80.63 | 119.03 | 114.62 | 114.62 | 114.62 | 114.62
PeakO | 1.29 | 1.86 | 1.53 | 1.53 | 1.53 | 1.53
ST | 0 | 0 | 0 | 0 | 0 | 0
STOG | 563.15 | 666.36 | 375.81 | 263.42 | 0 | 0
STWD | 0 | 0 | 0 | 0 | 0 | 0
WT | 315.42 | 315.42 | 861.56 | 861.56 | 861.56 | 868.68
IGCC | 0 | 0 | 0 | 0 | 0 | 0
DemandResponse | 0 | 0 | 0 | 0 | 0 | 0
IGCC-CCS | 0 | 0 | 0 | 0 | 0 | 0
WT_off | 0 | 0 | 0 | 0 | 0 | 0
PseudoUnit | 0 | 0 | 0 | 0 | 0 | 0
FixedInterchange | 0 | 0 | 0 | 0 | 0 | 0
Base FOM Costs by Reporting Type: NP15
ReportingType | 2015 | 2020 | 2025 | 2030 | 2035 | 2040
BM | 0 | 0 | 0 | 0 | 0 | 29.65
CC | 215.85 | 277.89 | 232.1 | 246.71 | 273.17 | 269.78
CSP | 0 | 0 | 0 | 0 | 0 | 0
CT | 1.42 | 1.42 | 1.42 | 1.42 | 0 | 0
Coal | 10.94 | 0 | 0 | 0 | 0 | 0
Geo | 100.8 | 148.52 | 151.36 | 151.36 | 151.36 | 151.36
H | 125.7 | 125.7 | 125.7 | 125.7 | 125.7 | 125.7
LFG | 10.26 | 55.79 | 78.24 | 78.24 | 78.24 | 78.24
Nuc | 302.44 | 364.27 | 334.86 | 707.38 | 936.99 | 1018.81
PS | 53.58 | 53.58 | 53.58 | 53.58 | 53.58 | 53.58
PV | 0.89 | 0.89 | 0.89 | 0.89 | 0.89 | 0.89
PeakG | 56.04 | 82.34 | 58.1 | 74.01 | 78.49 | 78.49
PeakO | 10.26 | 13.08 | 10.48 | 10.49 | 10.49 | 10.49
ST | 1.86 | 1.86 | 1.86 | 1.86 | 1.86 | 1.86
STOG | 167.55 | 198.25 | 169.95 | 135 | 56.33 | 56.33
STWD | 14.17 | 17.73 | 14.44 | 14.44 | 14.44 | 14.44
WT | 40.21 | 132.82 | 132.82 | 132.82 | 369.24 | 389.47
IGCC | 0 | 0 | 0 | 0 | 0 | 0
DemandResponse | 0 | 0 | 0 | 0 | 0 | 0
IGCC-CCS | 0 | 0 | 0 | 0 | 0 | 0
WT_off | 0 | 0 | 0 | 0 | 0 | 0
PseudoUnit | 0 | 0 | 0 | 0 | 0 | 0
FixedInterchange | 0 | 0 | 0 | 0 | 0 | 0
Base FOM Costs by Reporting Type: NWPP_Coal
ReportingType | 2015 | 2020 | 2025 | 2030 | 2035 | 2040
BM | 0 | 0 | 0 | 0 | 0 | 0
CC | 0 | 0 | 0 | 0 | 0 | 0
CSP | 0 | 0 | 0 | 0 | 0 | 0
CT | 0 | 0 | 0 | 0 | 0 | 0
Coal | 436.59 | 339.26 | 11.72 | 12.11 | 12.58 | 14.69
Geo | 0 | 0 | 0 | 0 | 0 | 0
H | 0 | 0 | 0 | 0 | 0 | 0
LFG | 0 | 0 | 0 | 0 | 0 | 0
Nuc | 0 | 0 | 0 | 0 | 0 | 0
PS | 0 | 0 | 0 | 0 | 0 | 0
PV | 0 | 0 | 0 | 0 | 0 | 0
PeakG | 0 | 0 | 0 | 0 | 0 | 0
PeakO | 0 | 0 | 0 | 0 | 0 | 0
ST | 0 | 0 | 0 | 0 | 0 | 0
STOG | 0 | 0 | 0 | 0 | 0 | 0
STWD | 0 | 0 | 0 | 0 | 0 | 0
WT | 0 | 0 | 0 | 0 | 0 | 0
IGCC | 0 | 0 | 0 | 0 | 0 | 0
DemandResponse | 0 | 0 | 0 | 0 | 0 | 0
IGCC-CCS | 0 | 0 | 0 | 0 | 0 | 0
WT_off | 0 | 0 | 0 | 0 | 0 | 0
PseudoUnit | 0 | 0 | 0 | 0 | 0 | 0
FixedInterchange | 0 | 0 | 0 | 0 | 0 | 0
Base FOM Costs by Reporting Type: NWPP_Gas
ReportingType | 2015 | 2020 | 2025 | 2030 | 2035 | 2040
BM | 0 | 0 | 0 | 0 | 0 | 0
CC | 192.07 | 268.16 | 221.19 | 190.71 | 29.45 | 25.13
CSP | 0 | 0 | 0 | 0 | 0 | 0
CT | 1 | 1 | 1 | 1 | 0 | 0
Coal | 0 | 0 | 0 | 0 | 0 | 0
Geo | 0 | 0 | 0 | 0 | 0 | 0
H | 0 | 0 | 0 | 0 | 0 | 0
LFG | 0 | 0 | 0 | 0 | 0 | 0
Nuc | 0 | 0 | 0 | 0 | 0 | 0
PS | 0 | 0 | 0 | 0 | 0 | 0
PV | 0 | 0 | 0 | 0 | 0 | 0
PeakG | 0 | 0 | 0 | 0 | 0 | 0
PeakO | 0 | 0 | 0 | 0 | 0 | 0
ST | 0 | 0 | 0 | 0 | 0 | 0
STOG | 0 | 0 | 0 | 0 | 0 | 0
STWD | 0 | 0 | 0 | 0 | 0 | 0
WT | 0 | 0 | 0 | 0 | 0 | 0
IGCC | 0 | 0 | 0 | 0 | 0 | 0
DemandResponse | 0 | 0 | 0 | 0 | 0 | 0
IGCC-CCS | 0 | 0 | 0 | 0 | 0 | 0
WT_off | 0 | 0 | 0 | 0 | 0 | 0
PseudoUnit | 0 | 0 | 0 | 0 | 0 | 0
FixedInterchange | 0 | 0 | 0 | 0 | 0 | 0
Base FOM Costs by Reporting Type: NWPP_NucRenew
ReportingType | 2015 | 2020 | 2025 | 2030 | 2035 | 2040
BM | 3.27 | 3.27 | 3.27 | 3.27 | 3.27 | 318.12
CC | 0 | 0 | 0 | 0 | 0 | 0
CSP | 0 | 0 | 0 | 0 | 0 | 0
CT | 0 | 0 | 0 | 0 | 0 | 0
Coal | 0 | 0 | 0 | 0 | 0 | 0
Geo | 35.81 | 35.81 | 72.38 | 72.38 | 72.38 | 72.38
H | 480.54 | 480.54 | 480.54 | 480.54 | 485.31 | 485.31
LFG | 15.5 | 15.5 | 44.91 | 44.91 | 44.91 | 44.91
Nuc | 164.67 | 164.67 | 164.67 | 164.67 | 472.16 | 566.35
PS | 6.12 | 6.12 | 6.12 | 6.12 | 6.12 | 6.12
PV | 0.04 | 0.04 | 0.04 | 0.04 | 0.04 | 0.04
PeakG | 0 | 0 | 0 | 0 | 0 | 0
PeakO | 0 | 0 | 0 | 0 | 0 | 0
ST | 0 | 0 | 0 | 0 | 0 | 0
STOG | 0 | 0 | 0 | 0 | 0 | 0
STWD | 17.98 | 22.5 | 18.33 | 18.33 | 18.33 | 18.33
WT | 228.93 | 228.93 | 228.93 | 827.97 | 827.97 | 893.05
IGCC | 0 | 0 | 0 | 0 | 0 | 0
DemandResponse | 0 | 0 | 0 | 0 | 0 | 0
IGCC-CCS | 0 | 0 | 0 | 0 | 0 | 0
WT_off | 0 | 0 | 0 | 0 | 0 | 0
PseudoUnit | 0 | 0 | 0 | 0 | 0 | 0
FixedInterchange | 0 | 0 | 0 | 0 | 0 | 0
Base FOM Costs by Reporting Type: RMPA
ReportingType | 2015 | 2020 | 2025 | 2030 | 2035 | 2040
BM | 0 | 0 | 0 | 0 | 145.18 | 193.69
CC | 79.71 | 119.37 | 99.43 | 117.67 | 67.66 | 58.96
CSP | 0 | 0 | 0 | 0 | 0 | 0
CT | 1.02 | 1.02 | 1.02 | 1.02 | 0 | 0
Coal | 439.16 | 361.73 | 89.22 | 49.68 | 50.04 | 57
Geo | 0 | 4.95 | 216.56 | 216.56 | 216.56 | 216.56
H | 13.99 | 13.99 | 13.99 | 13.99 | 13.99 | 13.99
LFG | 0.89 | 0.89 | 4.37 | 4.37 | 4.37 | 4.37
Nuc | 0.01 | 0.01 | 14.42 | 169.18 | 169.18 | 169.18
PS | 13.37 | 13.37 | 13.37 | 13.37 | 13.37 | 13.37
PV | 0.31 | 0.31 | 0.31 | 0.31 | 0.31 | 0.31
PeakG | 48.87 | 72.26 | 50.7 | 61.6 | 69.81 | 69.81
PeakO | 0 | 0 | 0 | 0 | 0 | 0
ST | 0.19 | 23.71 | 23.71 | 24.06 | 24.06 | 24.06
STOG | 0 | 0 | 0 | 0 | 0 | 0
STWD | 0 | 0 | 0 | 0 | 0 | 0
WT | 67.62 | 167.14 | 167.14 | 182.2 | 182.2 | 186.01
IGCC | 0 | 0 | 0 | 0 | 0 | 0
DemandResponse | 0 | 0 | 0 | 0 | 0 | 0
IGCC-CCS | 0 | 0 | 0 | 0 | 0 | 0
WT_off | 0 | 0 | 0 | 0 | 0 | 0
PseudoUnit | 0 | 0 | 0 | 0 | 0 | 0
FixedInterchange | 0 | 0 | 0 | 0 | 0 | 0
Base FOM Costs by Reporting Type: SP15
ReportingType | 2015 | 2020 | 2025 | 2030 | 2035 | 2040
BM | 0.6 | 0.6 | 0.6 | 0.6 | 0.6 | 67.8
CC | 332.31 | 410.2 | 344.06 | 353.66 | 387.64 | 397.22
CSP | 0 | 0 | 0 | 0 | 0 | 0
CT | 0 | 0 | 0 | 0 | 0 | 0
Coal | 11.02 | 8.11 | 7.38 | 0 | 0 | 0
Geo | 86.16 | 208.35 | 208.35 | 208.35 | 208.35 | 208.35
H | 16.57 | 16.57 | 16.57 | 16.57 | 16.57 | 16.57
LFG | 26.93 | 93.8 | 93.8 | 93.8 | 93.8 | 93.8
Nuc | 327.58 | 356.35 | 327.58 | 408.75 | 463.96 | 785.11
PS | 34.19 | 34.19 | 34.19 | 34.19 | 34.19 | 34.19
PV | 1.87 | 1.87 | 1.87 | 1.87 | 1.87 | 1.87
PeakG | 76.73 | 111.44 | 93.22 | 103.59 | 103.59 | 103.59
PeakO | 1.47 | 1.91 | 1.53 | 1.53 | 1.53 | 1.53
ST | 28.67 | 28.67 | 28.67 | 28.67 | 182.89 | 236.4
STOG | 304.36 | 360.14 | 308.72 | 280.76 | 178.67 | 178.67
STWD | 3.81 | 4.77 | 3.89 | 3.89 | 3.89 | 3.89
WT | 71.03 | 96.23 | 468.68 | 468.68 | 468.68 | 468.68
IGCC | 0 | 0 | 0 | 0 | 0 | 0
DemandResponse | 0 | 0 | 0 | 0 | 0 | 0
IGCC-CCS | 0 | 0 | 0 | 0 | 0 | 0
WT_off | 0 | 0 | 0 | 0 | 0 | 0
PseudoUnit | 0 | 0 | 0 | 0 | 0 | 0
FixedInterchange | 0 | 0 | 0 | 0 | 0 | 0
Base FOM Costs by Reporting Type: ALB
ReportingType | 2015 | 2020 | 2025 | 2030 | 2035 | 2040
BM | 0 | 0 | 0 | 0 | 0 | 0
CC | 65.34 | 65.34 | 67.74 | 7.73 | 9.12 | 9.12
CSP | 0 | 0 | 0 | 0 | 0 | 0
CT | 1.35 | 1.35 | 1.35 | 1.35 | 0.48 | 0.48
Coal | 380.9 | 399.22 | 412.86 | 14.69 | 14.69 | 14.69
Geo | 0 | 0 | 0 | 0 | 0 | 0
H | 12.99 | 12.99 | 12.99 | 12.99 | 12.99 | 12.99
LFG | 1.21 | 1.21 | 1.21 | 1.21 | 1.21 | 1.21
Nuc | 0.01 | 0.01 | 0.01 | 772.13 | 796.11 | 797.28
PS | 0 | 0 | 0 | 0 | 0 | 0
PV | 0 | 0 | 0 | 0 | 0 | 0
PeakG | 16.5 | 16.5 | 16.5 | 16.5 | 23.24 | 23.24
PeakO | 0 | 0 | 0 | 0 | 0 | 0
ST | 0 | 0 | 0 | 0 | 0 | 0
STOG | 0 | 0 | 0 | 0 | 0 | 0
STWD | 5.58 | 5.58 | 5.58 | 5.58 | 5.58 | 5.58
WT | 22.94 | 22.94 | 22.94 | 22.94 | 25.5 | 25.5
IGCC | 0 | 0 | 0 | 0 | 0 | 0
DemandResponse | 0 | 0 | 0 | 0 | 0 | 0
IGCC-CCS | 0 | 0 | 0 | 0 | 0 | 0
WT_off | 0 | 0 | 0 | 0 | 0 | 0
PseudoUnit | 0 | 0 | 0 | 0 | 0 | 0
FixedInterchange | 0 | 0 | 0 | 0 | 0 | 0
Base FOM Costs by Reporting Type: BC
ReportingType | 2015 | 2020 | 2025 | 2030 | 2035 | 2040
BM | 0 | 0 | 0 | 0 | 0 | 0
CC | 12.11 | 12.11 | 12.11 | 6.02 | 6.02 | 0
CSP | 0 | 0 | 0 | 0 | 0 | 0
CT | 0 | 0 | 0 | 0 | 0 | 0
Coal | 0 | 0 | 0 | 0 | 0 | 0
Geo | 0 | 0 | 0 | 0 | 0 | 0
H | 173.22 | 173.22 | 173.22 | 173.22 | 173.22 | 173.22
LFG | 2.9 | 2.9 | 2.9 | 2.9 | 2.9 | 2.9
Nuc | 0.01 | 0.01 | 0.01 | 63.1 | 63.1 | 121.28
PS | 0 | 0 | 0 | 0 | 0 | 0
PV | 0 | 0 | 0 | 0 | 0 | 0
PeakG | 0 | 0 | 0 | 0 | 0 | 0
PeakO | 0 | 0 | 0 | 0 | 0 | 0
ST | 0 | 0 | 0 | 0 | 0 | 0
STOG | 0 | 0 | 0 | 0 | 0 | 0
STWD | 16.34 | 16.34 | 16.34 | 16.34 | 16.34 | 16.34
WT | 7.53 | 7.53 | 7.53 | 7.53 | 11.91 | 11.91
IGCC | 0 | 0 | 0 | 0 | 0 | 0
DemandResponse | 0 | 0 | 0 | 0 | 0 | 0
IGCC-CCS | 0 | 0 | 0 | 0 | 0 | 0
WT_off | 0 | 0 | 0 | 0 | 0 | 0
PseudoUnit | 0 | 0 | 0 | 0 | 0 | 0
FixedInterchange | 0 | 0 | 0 | 0 | 0 | 0
Base FOM Costs by Reporting Type: HQ_IESO
ReportingType | 2015 | 2020 | 2025 | 2030 | 2035 | 2040
BM | 0 | 0 | 0 | 0 | 0 | 0
CC | 0 | 0 | 0 | 0 | 0 | 0
CSP | 0 | 0 | 0 | 0 | 0 | 0
CT | 0 | 0 | 0 | 0 | 0 | 0
Coal | 0 | 0 | 0 | 0 | 0 | 0
Geo | 0 | 0 | 0 | 0 | 0 | 0
H | 0 | 0 | 0 | 0 | 0 | 0
LFG | 0 | 0 | 0 | 0 | 0 | 0
Nuc | 0.01 | 0.01 | 0.01 | 0.01 | 0.01 | 0.01
PS | 0 | 0 | 0 | 0 | 0 | 0
PV | 0 | 0 | 0 | 0 | 0 | 0
PeakG | 0 | 0 | 0 | 0 | 0 | 0
PeakO | 0 | 0 | 0 | 0 | 0 | 0
ST | 0 | 0 | 0 | 0 | 0 | 0
STOG | 0 | 0 | 0 | 0 | 0 | 0
STWD | 0 | 0 | 0 | 0 | 0 | 0
WT | 0 | 0 | 0 | 0 | 0 | 0
IGCC | 0 | 0 | 0 | 0 | 0 | 0
DemandResponse | 0 | 0 | 0 | 0 | 0 | 0
IGCC-CCS | 0 | 0 | 0 | 0 | 0 | 0
WT_off | 0 | 0 | 0 | 0 | 0 | 0
PseudoUnit | 0 | 0 | 0 | 0 | 0 | 0
FixedInterchange | 0 | 0 | 0 | 0 | 0 | 0
Base FOM Costs by Reporting Type: HQ_NEISO
ReportingType | 2015 | 2020 | 2025 | 2030 | 2035 | 2040
BM | 0 | 0 | 0 | 0 | 0 | 0
CC | 0 | 0 | 0 | 0 | 0 | 0
CSP | 0 | 0 | 0 | 0 | 0 | 0
CT | 0 | 0 | 0 | 0 | 0 | 0
Coal | 0 | 0 | 0 | 0 | 0 | 0
Geo | 0 | 0 | 0 | 0 | 0 | 0
H | 0 | 0 | 0 | 0 | 0 | 0
LFG | 0 | 0 | 0 | 0 | 0 | 0
Nuc | 0.01 | 0.01 | 0.01 | 0.01 | 0.01 | 0.01
PS | 0 | 0 | 0 | 0 | 0 | 0
PV | 0 | 0 | 0 | 0 | 0 | 0
PeakG | 0 | 0 | 0 | 0 | 0 | 0
PeakO | 0 | 0 | 0 | 0 | 0 | 0
ST | 0 | 0 | 0 | 0 | 0 | 0
STOG | 0 | 0 | 0 | 0 | 0 | 0
STWD | 0 | 0 | 0 | 0 | 0 | 0
WT | 0 | 0 | 0 | 0 | 0 | 0
IGCC | 0 | 0 | 0 | 0 | 0 | 0
DemandResponse | 0 | 0 | 0 | 0 | 0 | 0
IGCC-CCS | 0 | 0 | 0 | 0 | 0 | 0
WT_off | 0 | 0 | 0 | 0 | 0 | 0
PseudoUnit | 0 | 0 | 21.03 | 21.03 | 21.03 | 21.03
FixedInterchange | 0 | 0 | 0 | 0 | 0 | 0
Base FOM Costs by Reporting Type: HQ_NY
ReportingType | 2015 | 2020 | 2025 | 2030 | 2035 | 2040
BM | 0 | 0 | 0 | 0 | 0 | 0
CC | 0 | 0 | 0 | 0 | 0 | 0
CSP | 0 | 0 | 0 | 0 | 0 | 0
CT | 0 | 0 | 0 | 0 | 0 | 0
Coal | 0 | 0 | 0 | 0 | 0 | 0
Geo | 0 | 0 | 0 | 0 | 0 | 0
H | 0 | 0 | 0 | 0 | 0 | 0
LFG | 0 | 0 | 0 | 0 | 0 | 0
Nuc | 0.01 | 0.01 | 0.01 | 0.01 | 0.01 | 0.01
PS | 0 | 0 | 0 | 0 | 0 | 0
PV | 0 | 0 | 0 | 0 | 0 | 0
PeakG | 0 | 0 | 0 | 0 | 0 | 0
PeakO | 0 | 0 | 0 | 0 | 0 | 0
ST | 0 | 0 | 0 | 0 | 0 | 0
STOG | 0 | 0 | 0 | 0 | 0 | 0
STWD | 0 | 0 | 0 | 0 | 0 | 0
WT | 0 | 0 | 0 | 0 | 0 | 0
IGCC | 0 | 0 | 0 | 0 | 0 | 0
DemandResponse | 0 | 0 | 0 | 0 | 0 | 0
IGCC-CCS | 0 | 0 | 0 | 0 | 0 | 0
WT_off | 0 | 0 | 0 | 0 | 0 | 0
PseudoUnit | 0 | 16.64 | 35.6 | 35.6 | 35.6 | 35.6
FixedInterchange | 0 | 0 | 0 | 0 | 0 | 0
Base FOM Costs by Reporting Type: MARITIMES
ReportingType | 2015 | 2020 | 2025 | 2030 | 2035 | 2040
BM | 0 | 0 | 0 | 0 | 0 | 0
CC | 0 | 0 | 0 | 0 | 0 | 0
CSP | 0 | 0 | 0 | 0 | 0 | 0
CT | 0 | 0 | 0 | 0 | 0 | 0
Coal | 0 | 0 | 0 | 0 | 0 | 0
Geo | 0 | 0 | 0 | 0 | 0 | 0
H | 0 | 0 | 0 | 0 | 0 | 0
LFG | 0 | 0 | 0 | 0 | 0 | 0
Nuc | 0.01 | 0.01 | 0.01 | 0.01 | 0.01 | 0.01
PS | 0 | 0 | 0 | 0 | 0 | 0
PV | 0 | 0 | 0 | 0 | 0 | 0
PeakG | 0 | 0 | 0 | 0 | 0 | 0
PeakO | 0 | 0 | 0 | 0 | 0 | 0
ST | 0 | 0 | 0 | 0 | 0 | 0
STOG | 0 | 0 | 0 | 0 | 0 | 0
STWD | 0 | 0 | 0 | 0 | 0 | 0
WT | 0 | 0 | 0 | 0 | 0 | 0
IGCC | 0 | 0 | 0 | 0 | 0 | 0
DemandResponse | 0 | 0 | 0 | 0 | 0 | 0
IGCC-CCS | 0 | 0 | 0 | 0 | 0 | 0
WT_off | 0 | 0 | 0 | 0 | 0 | 0
PseudoUnit | 0 | 7.12 | 7.12 | 7.12 | 7.12 | 7.12
FixedInterchange | 0 | 0 | 0 | 0 | 0 | 0
Base FOM Costs by Reporting Type: All
ReportingType | 2015 | 2020 | 2025 | 2030 | 2035 | 2040
BM | 125.73 | 142.84 | 196.96 | 198.24 | 3516.62 | 8702.11
CC | 7425.68 | 9729.17 | 8289.26 | 8211.39 | 7080.56 | 5948.69
CSP | 0 | 0 | 0 | 0 | 0 | 0
CT | 42.8 | 44.81 | 44.81 | 40.81 | 11.23 | 11.23
Coal | 10761.48 | 5798.11 | 3364.83 | 2675.03 | 2742.03 | 3155.79
Geo | 226.72 | 401.57 | 774.79 | 774.79 | 774.79 | 774.79
H | 1511 | 1528.07 | 1574.01 | 1603.88 | 1626.13 | 1626.13
LFG | 498.94 | 733.94 | 999.86 | 1086.91 | 1086.91 | 1086.91
Nuc | 16696.36 | 17842.96 | 17798.89 | 22165.86 | 23398.71 | 34662.99
PS | 517.25 | 517.25 | 517.25 | 517.25 | 517.25 | 517.25
PV | 26.7 | 61.25 | 77.98 | 80.96 | 63.11 | 65.06
PeakG | 2041.72 | 2999.1 | 2260.59 | 2415.82 | 2434.47 | 2396.07
PeakO | 542.06 | 711.05 | 527.99 | 504.17 | 463.69 | 364.55
ST | 48.64 | 100.68 | 115.26 | 124.04 | 311.65 | 365.16
STOG | 2139.42 | 2530.5 | 1623.43 | 1359.01 | 754.27 | 428.96
STWD | 158.67 | 191.92 | 161.28 | 161.28 | 161.28 | 161.28
WT | 2034.5 | 4146.76 | 6616.16 | 8392.75 | 9006.36 | 9260.9
IGCC | 30.22 | 30.22 | 30.22 | 30.22 | 30.22 | 30.22
DemandResponse | 0 | 0 | 0 | 0 | 0 | 0
IGCC-CCS | 0 | 0 | 0 | 0 | 0 | 0
WT_off | 25.01 | 25.01 | 83.68 | 83.68 | 1621.5 | 3207
PseudoUnit | 0 | 23.76 | 63.75 | 63.75 | 63.75 | 63.75
FixedInterchange | 0 | 0 | 0 | 0 | 0 | 0
Base FOM Costs by Reporting Type: EI_US
ReportingType | 2015 | 2020 | 2025 | 2030 | 2035 | 2040
BM | 74.48 | 91.59 | 145.72 | 147 | 2926.23 | 7643.66
CC | 4945.6 | 6614.34 | 5670.47 | 5600.87 | 4858.09 | 3912.33
CSP | 0 | 0 | 0 | 0 | 0 | 0
CT | 28.95 | 30.95 | 30.95 | 26.95 | 10.05 | 10.05
Coal | 8603.19 | 3943.8 | 2365.44 | 2363.8 | 2427.26 | 2782.06
Geo | 3.95 | 3.95 | 3.95 | 3.95 | 3.95 | 3.95
H | 419.29 | 426.46 | 451.11 | 452.41 | 468.24 | 468.24
LFG | 417.2 | 539.79 | 700.46 | 787.52 | 787.52 | 787.52
Nuc | 12948.03 | 13763.39 | 13756.59 | 16245.88 | 15567.27 | 25518.18
PS | 401.94 | 401.94 | 401.94 | 401.94 | 401.94 | 401.94
PV | 2.71 | 37.26 | 53.98 | 56.96 | 57.18 | 59.12
PeakG | 1689.1 | 2494.21 | 1853.11 | 1957.52 | 1956.73 | 1918.33
PeakO | 523.18 | 686.73 | 508.45 | 484.63 | 444.14 | 345
ST | 0 | 0 | 0 | 0 | 0 | 0
STOG | 1098.82 | 1300.21 | 768.95 | 679.83 | 519.27 | 193.96
STWD | 95.51 | 119.51 | 97.38 | 97.38 | 97.38 | 97.38
WT | 1142.42 | 2706.38 | 4257.2 | 5419.68 | 5866.96 | 6025.27
IGCC | 30.22 | 30.22 | 30.22 | 30.22 | 30.22 | 30.22
DemandResponse | 0 | 0 | 0 | 0 | 0 | 0
IGCC-CCS | 0 | 0 | 0 | 0 | 0 | 0
WT_off | 25.01 | 25.01 | 83.68 | 83.68 | 1621.5 | 3207
PseudoUnit | 0 | 23.76 | 63.75 | 63.75 | 63.75 | 63.75
FixedInterchange | 0 | 0 | 0 | 0 | 0 | 0
Base FOM Costs by Reporting Type: EI_Canada
ReportingType | 2015 | 2020 | 2025 | 2030 | 2035 | 2040
BM | 32.8 | 32.8 | 32.8 | 32.8 | 32.8 | 32.8
CC | 43.92 | 43.92 | 22.22 | 22.22 | 22.22 | 18.17
CSP | 0 | 0 | 0 | 0 | 0 | 0
CT | 2.46 | 2.46 | 2.46 | 2.46 | 0.7 | 0.7
Coal | 44.25 | 7.31 | 0 | 0 | 0 | 0
Geo | 0 | 0 | 0 | 0 | 0 | 0
H | 216.06 | 225.96 | 247.25 | 275.82 | 277.46 | 277.46
LFG | 14.17 | 14.17 | 14.17 | 14.17 | 14.17 | 14.17
Nuc | 1895.36 | 1895.36 | 1895.36 | 1895.36 | 1745.4 | 2079.7
PS | 2.92 | 2.92 | 2.92 | 2.92 | 2.92 | 2.92
PV | 18.26 | 18.26 | 18.26 | 18.26 | 0.44 | 0.44
PeakG | 9.88 | 9.88 | 0 | 0 | 0 | 0
PeakO | 0.09 | 0.09 | 0 | 0 | 0 | 0
ST | 0 | 0 | 0 | 0 | 0 | 0
STOG | 5.54 | 5.54 | 0 | 0 | 0 | 0
STWD | 4.45 | 4.45 | 4.45 | 4.45 | 4.45 | 4.45
WT | 120.82 | 120.82 | 120.82 | 120.82 | 43.8 | 43.8
IGCC | 0 | 0 | 0 | 0 | 0 | 0
DemandResponse | 0 | 0 | 0 | 0 | 0 | 0
IGCC-CCS | 0 | 0 | 0 | 0 | 0 | 0
WT_off | 0 | 0 | 0 | 0 | 0 | 0
PseudoUnit | 0 | 0 | 0 | 0 | 0 | 0
FixedInterchange | 0 | 0 | 0 | 0 | 0 | 0
Base FOM Costs by Reporting Type: EI
ReportingType | 2015 | 2020 | 2025 | 2030 | 2035 | 2040
BM | 107.28 | 124.39 | 178.52 | 179.8 | 2959.02 | 7676.46
CC | 4989.52 | 6658.25 | 5692.7 | 5623.09 | 4880.31 | 3930.5
CSP | 0 | 0 | 0 | 0 | 0 | 0
CT | 31.41 | 33.42 | 33.42 | 29.41 | 10.75 | 10.75
Coal | 8647.44 | 3951.11 | 2365.44 | 2363.8 | 2427.26 | 2782.06
Geo | 3.95 | 3.95 | 3.95 | 3.95 | 3.95 | 3.95
H | 635.35 | 652.42 | 698.36 | 728.23 | 745.71 | 745.71
LFG | 431.38 | 553.96 | 714.64 | 801.69 | 801.69 | 801.69
Nuc | 14843.39 | 15658.74 | 15651.95 | 18141.24 | 17312.67 | 27597.88
PS | 404.86 | 404.86 | 404.86 | 404.86 | 404.86 | 404.86
PV | 20.97 | 55.52 | 72.25 | 75.23 | 57.62 | 59.56
PeakG | 1698.98 | 2504.09 | 1853.11 | 1957.52 | 1956.73 | 1918.33
PeakO | 523.28 | 686.82 | 508.45 | 484.63 | 444.14 | 345
ST | 0 | 0 | 0 | 0 | 0 | 0
STOG | 1104.36 | 1305.74 | 768.95 | 679.83 | 519.27 | 193.96
STWD | 99.96 | 123.96 | 101.84 | 101.84 | 101.84 | 101.84
WT | 1263.24 | 2827.2 | 4378.02 | 5540.51 | 5910.76 | 6069.07
IGCC | 30.22 | 30.22 | 30.22 | 30.22 | 30.22 | 30.22
DemandResponse | 0 | 0 | 0 | 0 | 0 | 0
IGCC-CCS | 0 | 0 | 0 | 0 | 0 | 0
WT_off | 25.01 | 25.01 | 83.68 | 83.68 | 1621.5 | 3207
PseudoUnit | 0 | 23.76 | 63.75 | 63.75 | 63.75 | 63.75
FixedInterchange | 0 | 0 | 0 | 0 | 0 | 0
Base FOM Costs by Reporting Type: Outside_EI
ReportingType | 2015 | 2020 | 2025 | 2030 | 2035 | 2040
BM | 18.45 | 18.45 | 18.45 | 18.45 | 557.59 | 1025.66
CC | 2436.16 | 3070.92 | 2596.56 | 2588.3 | 2200.24 | 2018.19
CSP | 0 | 0 | 0 | 0 | 0 | 0
CT | 11.39 | 11.39 | 11.39 | 11.39 | 0.48 | 0.48
Coal | 2114.04 | 1847 | 999.39 | 311.23 | 314.77 | 373.73
Geo | 222.78 | 397.63 | 770.84 | 770.84 | 770.84 | 770.84
H | 875.65 | 875.65 | 875.65 | 875.65 | 880.42 | 880.42
LFG | 67.56 | 179.98 | 285.22 | 285.22 | 285.22 | 285.22
Nuc | 1852.97 | 2184.21 | 2146.95 | 4024.62 | 6086.04 | 7065.12
PS | 112.39 | 112.39 | 112.39 | 112.39 | 112.39 | 112.39
PV | 5.73 | 5.73 | 5.73 | 5.73 | 5.5 | 5.5
PeakG | 342.75 | 495.01 | 407.47 | 458.3 | 477.74 | 477.74
PeakO | 18.79 | 24.23 | 19.54 | 19.54 | 19.54 | 19.54
ST | 48.64 | 100.68 | 115.26 | 124.04 | 311.65 | 365.16
STOG | 1035.06 | 1224.75 | 854.48 | 679.18 | 235 | 235
STWD | 58.71 | 67.96 | 59.44 | 59.44 | 59.44 | 59.44
WT | 771.26 | 1319.56 | 2238.14 | 2852.24 | 3095.6 | 3191.83
IGCC | 0 | 0 | 0 | 0 | 0 | 0
DemandResponse | 0 | 0 | 0 | 0 | 0 | 0
IGCC-CCS | 0 | 0 | 0 | 0 | 0 | 0
WT_off | 0 | 0 | 0 | 0 | 0 | 0
PseudoUnit | 0 | 0 | 0 | 0 | 0 | 0
FixedInterchange | 0 | 0 | 0 | 0 | 0 | 0
#11 | Retrofit FOM Costs ($million)
Retrofit FOM Costs by Reporting Type: Entergy
ReportingType | 2015 | 2020 | 2025 | 2030 | 2035 | 2040
BM | 0 | 0 | 0 | 0 | 0 | 0
CC | 0 | 0 | 0 | 0 | 0 | 0
CSP | 0 | 0 | 0 | 0 | 0 | 0
CT | 0 | 0 | 0 | 0 | 0 | 0
Coal | 3.17 | 0 | 0 | 0 | 0 | 0
Geo | 0 | 0 | 0 | 0 | 0 | 0
H | 0 | 0 | 0 | 0 | 0 | 0
LFG | 0 | 0 | 0 | 0 | 0 | 0
Nuc | 0 | 0 | 0 | 0 | 0 | 0
PS | 0 | 0 | 0 | 0 | 0 | 0
PV | 0 | 0 | 0 | 0 | 0 | 0
PeakG | 0 | 0 | 0 | 0 | 0 | 0
PeakO | 0 | 0 | 0 | 0 | 0 | 0
ST | 0 | 0 | 0 | 0 | 0 | 0
STOG | 0 | 0 | 0 | 0 | 0 | 0
STWD | 0 | 0 | 0 | 0 | 0 | 0
WT | 0 | 0 | 0 | 0 | 0 | 0
IGCC | 0 | 0 | 0 | 0 | 0 | 0
DemandResponse | 0 | 0 | 0 | 0 | 0 | 0
IGCC-CCS | 0 | 0 | 0 | 0 | 0 | 0
WT_off | 0 | 0 | 0 | 0 | 0 | 0
PseudoUnit | 0 | 0 | 0 | 0 | 0 | 0
FixedInterchange | 0 | 0 | 0 | 0 | 0 | 0
Retrofit FOM Costs by Reporting Type: FRCC
ReportingType | 2015 | 2020 | 2025 | 2030 | 2035 | 2040
BM | 0 | 0 | 0 | 0 | 0 | 0
CC | 0 | 0 | 0 | 0 | 0 | 0
CSP | 0 | 0 | 0 | 0 | 0 | 0
CT | 0 | 0 | 0 | 0 | 0 | 0
Coal | 13.89 | 14.56 | 14.56 | 14.93 | 15.66 | 15.91
Geo | 0 | 0 | 0 | 0 | 0 | 0
H | 0 | 0 | 0 | 0 | 0 | 0
LFG | 0 | 0 | 0 | 0 | 0 | 0
Nuc | 0 | 0 | 0 | 0 | 0 | 0
PS | 0 | 0 | 0 | 0 | 0 | 0
PV | 0 | 0 | 0 | 0 | 0 | 0
PeakG | 0 | 0 | 0 | 0 | 0 | 0
PeakO | 0 | 0 | 0 | 0 | 0 | 0
ST | 0 | 0 | 0 | 0 | 0 | 0
STOG | 0 | 0 | 0 | 0 | 0 | 0
STWD | 0 | 0 | 0 | 0 | 0 | 0
WT | 0 | 0 | 0 | 0 | 0 | 0
IGCC | 0 | 0 | 0 | 0 | 0 | 0
DemandResponse | 0 | 0 | 0 | 0 | 0 | 0
IGCC-CCS | 0 | 0 | 0 | 0 | 0 | 0
WT_off | 0 | 0 | 0 | 0 | 0 | 0
PseudoUnit | 0 | 0 | 0 | 0 | 0 | 0
FixedInterchange | 0 | 0 | 0 | 0 | 0 | 0
Retrofit FOM Costs by Reporting Type: MAPP_US
ReportingType | 2015 | 2020 | 2025 | 2030 | 2035 | 2040
BM | 0 | 0 | 0 | 0 | 0 | 0
CC | 0 | 0 | 0 | 0 | 0 | 0
CSP | 0 | 0 | 0 | 0 | 0 | 0
CT | 0 | 0 | 0 | 0 | 0 | 0
Coal | 11.56 | 5.27 | 0 | 0 | 0 | 0
Geo | 0 | 0 | 0 | 0 | 0 | 0
H | 0 | 0 | 0 | 0 | 0 | 0
LFG | 0 | 0 | 0 | 0 | 0 | 0
Nuc | 0 | 0 | 0 | 0 | 0 | 0
PS | 0 | 0 | 0 | 0 | 0 | 0
PV | 0 | 0 | 0 | 0 | 0 | 0
PeakG | 0 | 0 | 0 | 0 | 0 | 0
PeakO | 0 | 0 | 0 | 0 | 0 | 0
ST | 0 | 0 | 0 | 0 | 0 | 0
STOG | 0 | 0 | 0 | 0 | 0 | 0
STWD | 0 | 0 | 0 | 0 | 0 | 0
WT | 0 | 0 | 0 | 0 | 0 | 0
IGCC | 0 | 0 | 0 | 0 | 0 | 0
DemandResponse | 0 | 0 | 0 | 0 | 0 | 0
IGCC-CCS | 0 | 0 | 0 | 0 | 0 | 0
WT_off | 0 | 0 | 0 | 0 | 0 | 0
PseudoUnit | 0 | 0 | 0 | 0 | 0 | 0
FixedInterchange | 0 | 0 | 0 | 0 | 0 | 0
Retrofit FOM Costs by Reporting Type: MISO_IN
ReportingType | 2015 | 2020 | 2025 | 2030 | 2035 | 2040
BM | 0 | 0 | 0 | 0 | 0 | 0
CC | 0 | 0 | 0 | 0 | 0 | 0
CSP | 0 | 0 | 0 | 0 | 0 | 0
CT | 0 | 0 | 0 | 0 | 0 | 0
Coal | 53.34 | 45.85 | 46 | 47.43 | 50.7 | 50.83
Geo | 0 | 0 | 0 | 0 | 0 | 0
H | 0 | 0 | 0 | 0 | 0 | 0
LFG | 0 | 0 | 0 | 0 | 0 | 0
Nuc | 0 | 0 | 0 | 0 | 0 | 0
PS | 0 | 0 | 0 | 0 | 0 | 0
PV | 0 | 0 | 0 | 0 | 0 | 0
PeakG | 0 | 0 | 0 | 0 | 0 | 0
PeakO | 0 | 0 | 0 | 0 | 0 | 0
ST | 0 | 0 | 0 | 0 | 0 | 0
STOG | 0 | 0 | 0 | 0 | 0 | 0
STWD | 0 | 0 | 0 | 0 | 0 | 0
WT | 0 | 0 | 0 | 0 | 0 | 0
IGCC | 0 | 0 | 0 | 0 | 0 | 0
DemandResponse | 0 | 0 | 0 | 0 | 0 | 0
IGCC-CCS | 0 | 0 | 0 | 0 | 0 | 0
WT_off | 0 | 0 | 0 | 0 | 0 | 0
PseudoUnit | 0 | 0 | 0 | 0 | 0 | 0
FixedInterchange | 0 | 0 | 0 | 0 | 0 | 0
Retrofit FOM Costs by Reporting Type: MISO_MI
ReportingType | 2015 | 2020 | 2025 | 2030 | 2035 | 2040
BM | 0 | 0 | 0 | 0 | 0 | 0
CC | 0 | 0 | 0 | 0 | 0 | 0
CSP | 0 | 0 | 0 | 0 | 0 | 0
CT | 0 | 0 | 0 | 0 | 0 | 0
Coal | 1.92 | 0 | 0 | 0 | 0 | 0
Geo | 0 | 0 | 0 | 0 | 0 | 0
H | 0 | 0 | 0 | 0 | 0 | 0
LFG | 0 | 0 | 0 | 0 | 0 | 0
Nuc | 0 | 0 | 0 | 0 | 0 | 0
PS | 0 | 0 | 0 | 0 | 0 | 0
PV | 0 | 0 | 0 | 0 | 0 | 0
PeakG | 0 | 0 | 0 | 0 | 0 | 0
PeakO | 0 | 0 | 0 | 0 | 0 | 0
ST | 0 | 0 | 0 | 0 | 0 | 0
STOG | 0 | 0 | 0 | 0 | 0 | 0
STWD | 0 | 0 | 0 | 0 | 0 | 0
WT | 0 | 0 | 0 | 0 | 0 | 0
IGCC | 0 | 0 | 0 | 0 | 0 | 0
DemandResponse | 0 | 0 | 0 | 0 | 0 | 0
IGCC-CCS | 0 | 0 | 0 | 0 | 0 | 0
WT_off | 0 | 0 | 0 | 0 | 0 | 0
PseudoUnit | 0 | 0 | 0 | 0 | 0 | 0
FixedInterchange | 0 | 0 | 0 | 0 | 0 | 0
Retrofit FOM Costs by Reporting Type: MISO_MO-IL
ReportingType | 2015 | 2020 | 2025 | 2030 | 2035 | 2040
BM | 0 | 0 | 0 | 0 | 0 | 0
CC | 0 | 0 | 0 | 0 | 0 | 0
CSP | 0 | 0 | 0 | 0 | 0 | 0
CT | 0 | 0 | 0 | 0 | 0 | 0
Coal | 18.38 | 8.5 | 8.58 | 8.8 | 9.43 | 9.43
Geo | 0 | 0 | 0 | 0 | 0 | 0
H | 0 | 0 | 0 | 0 | 0 | 0
LFG | 0 | 0 | 0 | 0 | 0 | 0
Nuc | 0 | 0 | 0 | 0 | 0 | 0
PS | 0 | 0 | 0 | 0 | 0 | 0
PV | 0 | 0 | 0 | 0 | 0 | 0
PeakG | 0 | 0 | 0 | 0 | 0 | 0
PeakO | 0 | 0 | 0 | 0 | 0 | 0
ST | 0 | 0 | 0 | 0 | 0 | 0
STOG | 0 | 0 | 0 | 0 | 0 | 0
STWD | 0 | 0 | 0 | 0 | 0 | 0
WT | 0 | 0 | 0 | 0 | 0 | 0
IGCC | 0 | 0 | 0 | 0 | 0 | 0
DemandResponse | 0 | 0 | 0 | 0 | 0 | 0
IGCC-CCS | 0 | 0 | 0 | 0 | 0 | 0
WT_off | 0 | 0 | 0 | 0 | 0 | 0
PseudoUnit | 0 | 0 | 0 | 0 | 0 | 0
FixedInterchange | 0 | 0 | 0 | 0 | 0 | 0
Retrofit FOM Costs by Reporting Type: MISO_W
ReportingType | 2015 | 2020 | 2025 | 2030 | 2035 | 2040
BM | 0 | 0 | 0 | 0 | 0 | 0
CC | 0 | 0 | 0 | 0 | 0 | 0
CSP | 0 | 0 | 0 | 0 | 0 | 0
CT | 0 | 0 | 0 | 0 | 0 | 0
Coal | 28.63 | 29.74 | 19.03 | 19.03 | 6.25 | 6.25
Geo | 0 | 0 | 0 | 0 | 0 | 0
H | 0 | 0 | 0 | 0 | 0 | 0
LFG | 0 | 0 | 0 | 0 | 0 | 0
Nuc | 0 | 0 | 0 | 0 | 0 | 0
PS | 0 | 0 | 0 | 0 | 0 | 0
PV | 0 | 0 | 0 | 0 | 0 | 0
PeakG | 0 | 0 | 0 | 0 | 0 | 0
PeakO | 0 | 0 | 0 | 0 | 0 | 0
ST | 0 | 0 | 0 | 0 | 0 | 0
STOG | 0 | 0 | 0 | 0 | 0 | 0
STWD | 0 | 0 | 0 | 0 | 0 | 0
WT | 0 | 0 | 0 | 0 | 0 | 0
IGCC | 0 | 0 | 0 | 0 | 0 | 0
DemandResponse | 0 | 0 | 0 | 0 | 0 | 0
IGCC-CCS | 0 | 0 | 0 | 0 | 0 | 0
WT_off | 0 | 0 | 0 | 0 | 0 | 0
PseudoUnit | 0 | 0 | 0 | 0 | 0 | 0
FixedInterchange | 0 | 0 | 0 | 0 | 0 | 0
Retrofit FOM Costs by Reporting Type: MISO_WUMS
ReportingType | 2015 | 2020 | 2025 | 2030 | 2035 | 2040
BM | 0 | 0 | 0 | 0 | 0 | 0
CC | 0 | 0 | 0 | 0 | 0 | 0
CSP | 0 | 0 | 0 | 0 | 0 | 0
CT | 0 | 0 | 0 | 0 | 0 | 0
Coal | 23.13 | 7.09 | 7.28 | 7.4 | 7.81 | 8.16
Geo | 0 | 0 | 0 | 0 | 0 | 0
H | 0 | 0 | 0 | 0 | 0 | 0
LFG | 0 | 0 | 0 | 0 | 0 | 0
Nuc | 0 | 0 | 0 | 0 | 0 | 0
PS | 0 | 0 | 0 | 0 | 0 | 0
PV | 0 | 0 | 0 | 0 | 0 | 0
PeakG | 0 | 0 | 0 | 0 | 0 | 0
PeakO | 0 | 0 | 0 | 0 | 0 | 0
ST | 0 | 0 | 0 | 0 | 0 | 0
STOG | 0 | 0 | 0 | 0 | 0 | 0
STWD | 0 | 0 | 0 | 0 | 0 | 0
WT | 0 | 0 | 0 | 0 | 0 | 0
IGCC | 0 | 0 | 0 | 0 | 0 | 0
DemandResponse | 0 | 0 | 0 | 0 | 0 | 0
IGCC-CCS | 0 | 0 | 0 | 0 | 0 | 0
WT_off | 0 | 0 | 0 | 0 | 0 | 0
PseudoUnit | 0 | 0 | 0 | 0 | 0 | 0
FixedInterchange | 0 | 0 | 0 | 0 | 0 | 0
Retrofit FOM Costs by Reporting Type: Nebraska
ReportingType | 2015 | 2020 | 2025 | 2030 | 2035 | 2040
BM | 0 | 0 | 0 | 0 | 0 | 0
CC | 0 | 0 | 0 | 0 | 0 | 0
CSP | 0 | 0 | 0 | 0 | 0 | 0
CT | 0 | 0 | 0 | 0 | 0 | 0
Coal | 4.88 | 5.37 | 5.61 | 5.61 | 5.61 | 5.61
Geo | 0 | 0 | 0 | 0 | 0 | 0
H | 0 | 0 | 0 | 0 | 0 | 0
LFG | 0 | 0 | 0 | 0 | 0 | 0
Nuc | 0 | 0 | 0 | 0 | 0 | 0
PS | 0 | 0 | 0 | 0 | 0 | 0
PV | 0 | 0 | 0 | 0 | 0 | 0
PeakG | 0 | 0 | 0 | 0 | 0 | 0
PeakO | 0 | 0 | 0 | 0 | 0 | 0
ST | 0 | 0 | 0 | 0 | 0 | 0
STOG | 0 | 0 | 0 | 0 | 0 | 0
STWD | 0 | 0 | 0 | 0 | 0 | 0
WT | 0 | 0 | 0 | 0 | 0 | 0
IGCC | 0 | 0 | 0 | 0 | 0 | 0
DemandResponse | 0 | 0 | 0 | 0 | 0 | 0
IGCC-CCS | 0 | 0 | 0 | 0 | 0 | 0
WT_off | 0 | 0 | 0 | 0 | 0 | 0
PseudoUnit | 0 | 0 | 0 | 0 | 0 | 0
FixedInterchange | 0 | 0 | 0 | 0 | 0 | 0
Retrofit FOM Costs by Reporting Type: NEISO
ReportingType | 2015 | 2020 | 2025 | 2030 | 2035 | 2040
BM | 0 | 0 | 0 | 0 | 0 | 0
CC | 0 | 0 | 0 | 0 | 0 | 0
CSP | 0 | 0 | 0 | 0 | 0 | 0
CT | 0 | 0 | 0 | 0 | 0 | 0
Coal | 4.08 | 0 | 0 | 0 | 0 | 0
Geo | 0 | 0 | 0 | 0 | 0 | 0
H | 0 | 0 | 0 | 0 | 0 | 0
LFG | 0 | 0 | 0 | 0 | 0 | 0
Nuc | 0 | 0 | 0 | 0 | 0 | 0
PS | 0 | 0 | 0 | 0 | 0 | 0
PV | 0 | 0 | 0 | 0 | 0 | 0
PeakG | 0 | 0 | 0 | 0 | 0 | 0
PeakO | 0 | 0 | 0 | 0 | 0 | 0
ST | 0 | 0 | 0 | 0 | 0 | 0
STOG | 0 | 0 | 0 | 0 | 0 | 0
STWD | 0 | 0 | 0 | 0 | 0 | 0
WT | 0 | 0 | 0 | 0 | 0 | 0
IGCC | 0 | 0 | 0 | 0 | 0 | 0
DemandResponse | 0 | 0 | 0 | 0 | 0 | 0
IGCC-CCS | 0 | 0 | 0 | 0 | 0 | 0
WT_off | 0 | 0 | 0 | 0 | 0 | 0
PseudoUnit | 0 | 0 | 0 | 0 | 0 | 0
FixedInterchange | 0 | 0 | 0 | 0 | 0 | 0
Retrofit FOM Costs by Reporting Type: NonRTO_Midwest
ReportingType | 2015 | 2020 | 2025 | 2030 | 2035 | 2040
BM | 0 | 0 | 0 | 0 | 0 | 0
CC | 0 | 0 | 0 | 0 | 0 | 0
CSP | 0 | 0 | 0 | 0 | 0 | 0
CT | 0 | 0 | 0 | 0 | 0 | 0
Coal | 57.91 | 28.64 | 20.07 | 20.55 | 20.82 | 20.82
Geo | 0 | 0 | 0 | 0 | 0 | 0
H | 0 | 0 | 0 | 0 | 0 | 0
LFG | 0 | 0 | 0 | 0 | 0 | 0
Nuc | 0 | 0 | 0 | 0 | 0 | 0
PS | 0 | 0 | 0 | 0 | 0 | 0
PV | 0 | 0 | 0 | 0 | 0 | 0
PeakG | 0 | 0 | 0 | 0 | 0 | 0
PeakO | 0 | 0 | 0 | 0 | 0 | 0
ST | 0 | 0 | 0 | 0 | 0 | 0
STOG | 0 | 0 | 0 | 0 | 0 | 0
STWD | 0 | 0 | 0 | 0 | 0 | 0
WT | 0 | 0 | 0 | 0 | 0 | 0
IGCC | 0 | 0 | 0 | 0 | 0 | 0
DemandResponse | 0 | 0 | 0 | 0 | 0 | 0
IGCC-CCS | 0 | 0 | 0 | 0 | 0 | 0
WT_off | 0 | 0 | 0 | 0 | 0 | 0
PseudoUnit | 0 | 0 | 0 | 0 | 0 | 0
FixedInterchange | 0 | 0 | 0 | 0 | 0 | 0
Retrofit FOM Costs by Reporting Type: NYISO_A-F
ReportingType | 2015 | 2020 | 2025 | 2030 | 2035 | 2040
BM | 0 | 0 | 0 | 0 | 0 | 0
CC | 0 | 0 | 0 | 0 | 0 | 0
CSP | 0 | 0 | 0 | 0 | 0 | 0
CT | 0 | 0 | 0 | 0 | 0 | 0
Coal | 0 | 0 | 0 | 0 | 0 | 0
Geo | 0 | 0 | 0 | 0 | 0 | 0
H | 0 | 0 | 0 | 0 | 0 | 0
LFG | 0 | 0 | 0 | 0 | 0 | 0
Nuc | 0 | 0 | 0 | 0 | 0 | 0
PS | 0 | 0 | 0 | 0 | 0 | 0
PV | 0 | 0 | 0 | 0 | 0 | 0
PeakG | 0 | 0 | 0 | 0 | 0 | 0
PeakO | 0 | 0 | 0 | 0 | 0 | 0
ST | 0 | 0 | 0 | 0 | 0 | 0
STOG | 0 | 0 | 0 | 0 | 0 | 0
STWD | 0 | 0 | 0 | 0 | 0 | 0
WT | 0 | 0 | 0 | 0 | 0 | 0
IGCC | 0 | 0 | 0 | 0 | 0 | 0
DemandResponse | 0 | 0 | 0 | 0 | 0 | 0
IGCC-CCS | 0 | 0 | 0 | 0 | 0 | 0
WT_off | 0 | 0 | 0 | 0 | 0 | 0
PseudoUnit | 0 | 0 | 0 | 0 | 0 | 0
FixedInterchange | 0 | 0 | 0 | 0 | 0 | 0
Retrofit FOM Costs by Reporting Type: NYISO_G-I
ReportingType | 2015 | 2020 | 2025 | 2030 | 2035 | 2040
BM | 0 | 0 | 0 | 0 | 0 | 0
CC | 0 | 0 | 0 | 0 | 0 | 0
CSP | 0 | 0 | 0 | 0 | 0 | 0
CT | 0 | 0 | 0 | 0 | 0 | 0
Coal | 0 | 0 | 0 | 0 | 0 | 0
Geo | 0 | 0 | 0 | 0 | 0 | 0
H | 0 | 0 | 0 | 0 | 0 | 0
LFG | 0 | 0 | 0 | 0 | 0 | 0
Nuc | 0 | 0 | 0 | 0 | 0 | 0
PS | 0 | 0 | 0 | 0 | 0 | 0
PV | 0 | 0 | 0 | 0 | 0 | 0
PeakG | 0 | 0 | 0 | 0 | 0 | 0
PeakO | 0 | 0 | 0 | 0 | 0 | 0
ST | 0 | 0 | 0 | 0 | 0 | 0
STOG | 0 | 0 | 0 | 0 | 0 | 0
STWD | 0 | 0 | 0 | 0 | 0 | 0
WT | 0 | 0 | 0 | 0 | 0 | 0
IGCC | 0 | 0 | 0 | 0 | 0 | 0
DemandResponse | 0 | 0 | 0 | 0 | 0 | 0
IGCC-CCS | 0 | 0 | 0 | 0 | 0 | 0
WT_off | 0 | 0 | 0 | 0 | 0 | 0
PseudoUnit | 0 | 0 | 0 | 0 | 0 | 0
FixedInterchange | 0 | 0 | 0 | 0 | 0 | 0
Retrofit FOM Costs by Reporting Type: NYISO_J-K
ReportingType | 2015 | 2020 | 2025 | 2030 | 2035 | 2040
BM | 0 | 0 | 0 | 0 | 0 | 0
CC | 0 | 0 | 0 | 0 | 0 | 0
CSP | 0 | 0 | 0 | 0 | 0 | 0
CT | 0 | 0 | 0 | 0 | 0 | 0
Coal | 0 | 0 | 0 | 0 | 0 | 0
Geo | 0 | 0 | 0 | 0 | 0 | 0
H | 0 | 0 | 0 | 0 | 0 | 0
LFG | 0 | 0 | 0 | 0 | 0 | 0
Nuc | 0 | 0 | 0 | 0 | 0 | 0
PS | 0 | 0 | 0 | 0 | 0 | 0
PV | 0 | 0 | 0 | 0 | 0 | 0
PeakG | 0 | 0 | 0 | 0 | 0 | 0
PeakO | 0 | 0 | 0 | 0 | 0 | 0
ST | 0 | 0 | 0 | 0 | 0 | 0
STOG | 0 | 0 | 0 | 0 | 0 | 0
STWD | 0 | 0 | 0 | 0 | 0 | 0
WT | 0 | 0 | 0 | 0 | 0 | 0
IGCC | 0 | 0 | 0 | 0 | 0 | 0
DemandResponse | 0 | 0 | 0 | 0 | 0 | 0
IGCC-CCS | 0 | 0 | 0 | 0 | 0 | 0
WT_off | 0 | 0 | 0 | 0 | 0 | 0
PseudoUnit | 0 | 0 | 0 | 0 | 0 | 0
FixedInterchange | 0 | 0 | 0 | 0 | 0 | 0
Retrofit FOM Costs by Reporting Type: PJM_E
ReportingType | 2015 | 2020 | 2025 | 2030 | 2035 | 2040
BM | 0 | 0 | 0 | 0 | 0 | 0
CC | 0 | 0 | 0 | 0 | 0 | 0
CSP | 0 | 0 | 0 | 0 | 0 | 0
CT | 0 | 0 | 0 | 0 | 0 | 0
Coal | 2.35 | 1.28 | 1.28 | 1.29 | 1.46 | 1.66
Geo | 0 | 0 | 0 | 0 | 0 | 0
H | 0 | 0 | 0 | 0 | 0 | 0
LFG | 0 | 0 | 0 | 0 | 0 | 0
Nuc | 0 | 0 | 0 | 0 | 0 | 0
PS | 0 | 0 | 0 | 0 | 0 | 0
PV | 0 | 0 | 0 | 0 | 0 | 0
PeakG | 0 | 0 | 0 | 0 | 0 | 0
PeakO | 0 | 0 | 0 | 0 | 0 | 0
ST | 0 | 0 | 0 | 0 | 0 | 0
STOG | 0 | 0 | 0 | 0 | 0 | 0
STWD | 0 | 0 | 0 | 0 | 0 | 0
WT | 0 | 0 | 0 | 0 | 0 | 0
IGCC | 0 | 0 | 0 | 0 | 0 | 0
DemandResponse | 0 | 0 | 0 | 0 | 0 | 0
IGCC-CCS | 0 | 0 | 0 | 0 | 0 | 0
WT_off | 0 | 0 | 0 | 0 | 0 | 0
PseudoUnit | 0 | 0 | 0 | 0 | 0 | 0
FixedInterchange | 0 | 0 | 0 | 0 | 0 | 0
Retrofit FOM Costs by Reporting Type: PJM_ROM
ReportingType | 2015 | 2020 | 2025 | 2030 | 2035 | 2040
BM | 0 | 0 | 0 | 0 | 0 | 0
CC | 0 | 0 | 0 | 0 | 0 | 0
CSP | 0 | 0 | 0 | 0 | 0 | 0
CT | 0 | 0 | 0 | 0 | 0 | 0
Coal | 8.2 | 6.82 | 6.3 | 6.66 | 6.99 | 6.99
Geo | 0 | 0 | 0 | 0 | 0 | 0
H | 0 | 0 | 0 | 0 | 0 | 0
LFG | 0 | 0 | 0 | 0 | 0 | 0
Nuc | 0 | 0 | 0 | 0 | 0 | 0
PS | 0 | 0 | 0 | 0 | 0 | 0
PV | 0 | 0 | 0 | 0 | 0 | 0
PeakG | 0 | 0 | 0 | 0 | 0 | 0
PeakO | 0 | 0 | 0 | 0 | 0 | 0
ST | 0 | 0 | 0 | 0 | 0 | 0
STOG | 0 | 0 | 0 | 0 | 0 | 0
STWD | 0 | 0 | 0 | 0 | 0 | 0
WT | 0 | 0 | 0 | 0 | 0 | 0
IGCC | 0 | 0 | 0 | 0 | 0 | 0
DemandResponse | 0 | 0 | 0 | 0 | 0 | 0
IGCC-CCS | 0 | 0 | 0 | 0 | 0 | 0
WT_off | 0 | 0 | 0 | 0 | 0 | 0
PseudoUnit | 0 | 0 | 0 | 0 | 0 | 0
FixedInterchange | 0 | 0 | 0 | 0 | 0 | 0
Retrofit FOM Costs by Reporting Type: PJM_ROR
ReportingType | 2015 | 2020 | 2025 | 2030 | 2035 | 2040
BM | 0 | 0 | 0 | 0 | 0 | 0
CC | 0 | 0 | 0 | 0 | 0 | 0
CSP | 0 | 0 | 0 | 0 | 0 | 0
CT | 0 | 0 | 0 | 0 | 0 | 0
Coal | 114.77 | 114.39 | 63.86 | 66.11 | 70.5 | 70.5
Geo | 0 | 0 | 0 | 0 | 0 | 0
H | 0 | 0 | 0 | 0 | 0 | 0
LFG | 0 | 0 | 0 | 0 | 0 | 0
Nuc | 0 | 0 | 0 | 0 | 0 | 0
PS | 0 | 0 | 0 | 0 | 0 | 0
PV | 0 | 0 | 0 | 0 | 0 | 0
PeakG | 0 | 0 | 0 | 0 | 0 | 0
PeakO | 0 | 0 | 0 | 0 | 0 | 0
ST | 0 | 0 | 0 | 0 | 0 | 0
STOG | 0 | 0 | 0 | 0 | 0 | 0
STWD | 0 | 0 | 0 | 0 | 0 | 0
WT | 0 | 0 | 0 | 0 | 0 | 0
IGCC | 0 | 0 | 0 | 0 | 0 | 0
DemandResponse | 0 | 0 | 0 | 0 | 0 | 0
IGCC-CCS | 0 | 0 | 0 | 0 | 0 | 0
WT_off | 0 | 0 | 0 | 0 | 0 | 0
PseudoUnit | 0 | 0 | 0 | 0 | 0 | 0
FixedInterchange | 0 | 0 | 0 | 0 | 0 | 0
Retrofit FOM Costs by Reporting Type: SOCO
ReportingType | 2015 | 2020 | 2025 | 2030 | 2035 | 2040
BM | 0 | 0 | 0 | 0 | 0 | 0
CC | 0 | 0 | 0 | 0 | 0 | 0
CSP | 0 | 0 | 0 | 0 | 0 | 0
CT | 0 | 0 | 0 | 0 | 0 | 0
Coal | 52.21 | 34.54 | 19.12 | 19.63 | 19.63 | 19.63
Geo | 0 | 0 | 0 | 0 | 0 | 0
H | 0 | 0 | 0 | 0 | 0 | 0
LFG | 0 | 0 | 0 | 0 | 0 | 0
Nuc | 0 | 0 | 0 | 0 | 0 | 0
PS | 0 | 0 | 0 | 0 | 0 | 0
PV | 0 | 0 | 0 | 0 | 0 | 0
PeakG | 0 | 0 | 0 | 0 | 0 | 0
PeakO | 0 | 0 | 0 | 0 | 0 | 0
ST | 0 | 0 | 0 | 0 | 0 | 0
STOG | 0 | 0 | 0 | 0 | 0 | 0
STWD | 0 | 0 | 0 | 0 | 0 | 0
WT | 0 | 0 | 0 | 0 | 0 | 0
IGCC | 0 | 0 | 0 | 0 | 0 | 0
DemandResponse | 0 | 0 | 0 | 0 | 0 | 0
IGCC-CCS | 0 | 0 | 0 | 0 | 0 | 0
WT_off | 0 | 0 | 0 | 0 | 0 | 0
PseudoUnit | 0 | 0 | 0 | 0 | 0 | 0
FixedInterchange | 0 | 0 | 0 | 0 | 0 | 0
Retrofit FOM Costs by Reporting Type: SPP_N
ReportingType | 2015 | 2020 | 2025 | 2030 | 2035 | 2040
BM | 0 | 0 | 0 | 0 | 0 | 0
CC | 0 | 0 | 0 | 0 | 0 | 0
CSP | 0 | 0 | 0 | 0 | 0 | 0
CT | 0 | 0 | 0 | 0 | 0 | 0
Coal | 35.72 | 34.98 | 18.43 | 19.08 | 15.76 | 15.76
Geo | 0 | 0 | 0 | 0 | 0 | 0
H | 0 | 0 | 0 | 0 | 0 | 0
LFG | 0 | 0 | 0 | 0 | 0 | 0
Nuc | 0 | 0 | 0 | 0 | 0 | 0
PS | 0 | 0 | 0 | 0 | 0 | 0
PV | 0 | 0 | 0 | 0 | 0 | 0
PeakG | 0 | 0 | 0 | 0 | 0 | 0
PeakO | 0 | 0 | 0 | 0 | 0 | 0
ST | 0 | 0 | 0 | 0 | 0 | 0
STOG | 0 | 0 | 0 | 0 | 0 | 0
STWD | 0 | 0 | 0 | 0 | 0 | 0
WT | 0 | 0 | 0 | 0 | 0 | 0
IGCC | 0 | 0 | 0 | 0 | 0 | 0
DemandResponse | 0 | 0 | 0 | 0 | 0 | 0
IGCC-CCS | 0 | 0 | 0 | 0 | 0 | 0
WT_off | 0 | 0 | 0 | 0 | 0 | 0
PseudoUnit | 0 | 0 | 0 | 0 | 0 | 0
FixedInterchange | 0 | 0 | 0 | 0 | 0 | 0
Retrofit FOM Costs by Reporting Type: SPP_S
ReportingType | 2015 | 2020 | 2025 | 2030 | 2035 | 2040
BM | 0 | 0 | 0 | 0 | 0 | 0
CC | 0 | 0 | 0 | 0 | 0 | 0
CSP | 0 | 0 | 0 | 0 | 0 | 0
CT | 0 | 0 | 0 | 0 | 0 | 0
Coal | 10.97 | 7.55 | 0.22 | 0.22 | 0 | 0
Geo | 0 | 0 | 0 | 0 | 0 | 0
H | 0 | 0 | 0 | 0 | 0 | 0
LFG | 0 | 0 | 0 | 0 | 0 | 0
Nuc | 0 | 0 | 0 | 0 | 0 | 0
PS | 0 | 0 | 0 | 0 | 0 | 0
PV | 0 | 0 | 0 | 0 | 0 | 0
PeakG | 0 | 0 | 0 | 0 | 0 | 0
PeakO | 0 | 0 | 0 | 0 | 0 | 0
ST | 0 | 0 | 0 | 0 | 0 | 0
STOG | 0 | 0 | 0 | 0 | 0 | 0
STWD | 0 | 0 | 0 | 0 | 0 | 0
WT | 0 | 0 | 0 | 0 | 0 | 0
IGCC | 0 | 0 | 0 | 0 | 0 | 0
DemandResponse | 0 | 0 | 0 | 0 | 0 | 0
IGCC-CCS | 0 | 0 | 0 | 0 | 0 | 0
WT_off | 0 | 0 | 0 | 0 | 0 | 0
PseudoUnit | 0 | 0 | 0 | 0 | 0 | 0
FixedInterchange | 0 | 0 | 0 | 0 | 0 | 0
Retrofit FOM Costs by Reporting Type: TVA
ReportingType | 2015 | 2020 | 2025 | 2030 | 2035 | 2040
BM | 0 | 0 | 0 | 0 | 0 | 0
CC | 0 | 0 | 0 | 0 | 0 | 0
CSP | 0 | 0 | 0 | 0 | 0 | 0
CT | 0 | 0 | 0 | 0 | 0 | 0
Coal | 24.27 | 16.85 | 3.03 | 0 | 0 | 0
Geo | 0 | 0 | 0 | 0 | 0 | 0
H | 0 | 0 | 0 | 0 | 0 | 0
LFG | 0 | 0 | 0 | 0 | 0 | 0
Nuc | 0 | 0 | 0 | 0 | 0 | 0
PS | 0 | 0 | 0 | 0 | 0 | 0
PV | 0 | 0 | 0 | 0 | 0 | 0
PeakG | 0 | 0 | 0 | 0 | 0 | 0
PeakO | 0 | 0 | 0 | 0 | 0 | 0
ST | 0 | 0 | 0 | 0 | 0 | 0
STOG | 0 | 0 | 0 | 0 | 0 | 0
STWD | 0 | 0 | 0 | 0 | 0 | 0
WT | 0 | 0 | 0 | 0 | 0 | 0
IGCC | 0 | 0 | 0 | 0 | 0 | 0
DemandResponse | 0 | 0 | 0 | 0 | 0 | 0
IGCC-CCS | 0 | 0 | 0 | 0 | 0 | 0
WT_off | 0 | 0 | 0 | 0 | 0 | 0
PseudoUnit | 0 | 0 | 0 | 0 | 0 | 0
FixedInterchange | 0 | 0 | 0 | 0 | 0 | 0
Retrofit FOM Costs by Reporting Type: TVA_Transmission
ReportingType | 2015 | 2020 | 2025 | 2030 | 2035 | 2040
BM | 0 | 0 | 0 | 0 | 0 | 0
CC | 0 | 0 | 0 | 0 | 0 | 0
CSP | 0 | 0 | 0 | 0 | 0 | 0
CT | 0 | 0 | 0 | 0 | 0 | 0
Coal | 0 | 0 | 0 | 0 | 0 | 0
Geo | 0 | 0 | 0 | 0 | 0 | 0
H | 0 | 0 | 0 | 0 | 0 | 0
LFG | 0 | 0 | 0 | 0 | 0 | 0
Nuc | 0 | 0 | 0 | 0 | 0 | 0
PS | 0 | 0 | 0 | 0 | 0 | 0
PV | 0 | 0 | 0 | 0 | 0 | 0
PeakG | 0 | 0 | 0 | 0 | 0 | 0
PeakO | 0 | 0 | 0 | 0 | 0 | 0
ST | 0 | 0 | 0 | 0 | 0 | 0
STOG | 0 | 0 | 0 | 0 | 0 | 0
STWD | 0 | 0 | 0 | 0 | 0 | 0
WT | 0 | 0 | 0 | 0 | 0 | 0
IGCC | 0 | 0 | 0 | 0 | 0 | 0
DemandResponse | 0 | 0 | 0 | 0 | 0 | 0
IGCC-CCS | 0 | 0 | 0 | 0 | 0 | 0
WT_off | 0 | 0 | 0 | 0 | 0 | 0
PseudoUnit | 0 | 0 | 0 | 0 | 0 | 0
FixedInterchange | 0 | 0 | 0 | 0 | 0 | 0
Retrofit FOM Costs by Reporting Type: VACAR
ReportingType | 2015 | 2020 | 2025 | 2030 | 2035 | 2040
BM | 0 | 0 | 0 | 0 | 0 | 0
CC | 0 | 0 | 0 | 0 | 0 | 0
CSP | 0 | 0 | 0 | 0 | 0 | 0
CT | 0 | 0 | 0 | 0 | 0 | 0
Coal | 53.56 | 47.44 | 19.7 | 13.7 | 14.15 | 14.15
Geo | 0 | 0 | 0 | 0 | 0 | 0
H | 0 | 0 | 0 | 0 | 0 | 0
LFG | 0 | 0 | 0 | 0 | 0 | 0
Nuc | 0 | 0 | 0 | 0 | 0 | 0
PS | 0 | 0 | 0 | 0 | 0 | 0
PV | 0 | 0 | 0 | 0 | 0 | 0
PeakG | 0 | 0 | 0 | 0 | 0 | 0
PeakO | 0 | 0 | 0 | 0 | 0 | 0
ST | 0 | 0 | 0 | 0 | 0 | 0
STOG | 0 | 0 | 0 | 0 | 0 | 0
STWD | 0 | 0 | 0 | 0 | 0 | 0
WT | 0 | 0 | 0 | 0 | 0 | 0
IGCC | 0 | 0 | 0 | 0 | 0 | 0
DemandResponse | 0 | 0 | 0 | 0 | 0 | 0
IGCC-CCS | 0 | 0 | 0 | 0 | 0 | 0
WT_off | 0 | 0 | 0 | 0 | 0 | 0
PseudoUnit | 0 | 0 | 0 | 0 | 0 | 0
FixedInterchange | 0 | 0 | 0 | 0 | 0 | 0
Retrofit FOM Costs by Reporting Type: IESO
ReportingType | 2015 | 2020 | 2025 | 2030 | 2035 | 2040
BM | 0 | 0 | 0 | 0 | 0 | 0
CC | 0 | 0 | 0 | 0 | 0 | 0
CSP | 0 | 0 | 0 | 0 | 0 | 0
CT | 0 | 0 | 0 | 0 | 0 | 0
Coal | 0 | 0 | 0 | 0 | 0 | 0
Geo | 0 | 0 | 0 | 0 | 0 | 0
H | 0 | 0 | 0 | 0 | 0 | 0
LFG | 0 | 0 | 0 | 0 | 0 | 0
Nuc | 0 | 0 | 0 | 0 | 0 | 0
PS | 0 | 0 | 0 | 0 | 0 | 0
PV | 0 | 0 | 0 | 0 | 0 | 0
PeakG | 0 | 0 | 0 | 0 | 0 | 0
PeakO | 0 | 0 | 0 | 0 | 0 | 0
ST | 0 | 0 | 0 | 0 | 0 | 0
STOG | 0 | 0 | 0 | 0 | 0 | 0
STWD | 0 | 0 | 0 | 0 | 0 | 0
WT | 0 | 0 | 0 | 0 | 0 | 0
IGCC | 0 | 0 | 0 | 0 | 0 | 0
DemandResponse | 0 | 0 | 0 | 0 | 0 | 0
IGCC-CCS | 0 | 0 | 0 | 0 | 0 | 0
WT_off | 0 | 0 | 0 | 0 | 0 | 0
PseudoUnit | 0 | 0 | 0 | 0 | 0 | 0
FixedInterchange | 0 | 0 | 0 | 0 | 0 | 0
Retrofit FOM Costs by Reporting Type: MAPP_CA
ReportingType | 2015 | 2020 | 2025 | 2030 | 2035 | 2040
BM | 0 | 0 | 0 | 0 | 0 | 0
CC | 0 | 0 | 0 | 0 | 0 | 0
CSP | 0 | 0 | 0 | 0 | 0 | 0
CT | 0 | 0 | 0 | 0 | 0 | 0
Coal | 0 | 0 | 0 | 0 | 0 | 0
Geo | 0 | 0 | 0 | 0 | 0 | 0
H | 0 | 0 | 0 | 0 | 0 | 0
LFG | 0 | 0 | 0 | 0 | 0 | 0
Nuc | 0 | 0 | 0 | 0 | 0 | 0
PS | 0 | 0 | 0 | 0 | 0 | 0
PV | 0 | 0 | 0 | 0 | 0 | 0
PeakG | 0 | 0 | 0 | 0 | 0 | 0
PeakO | 0 | 0 | 0 | 0 | 0 | 0
ST | 0 | 0 | 0 | 0 | 0 | 0
STOG | 0 | 0 | 0 | 0 | 0 | 0
STWD | 0 | 0 | 0 | 0 | 0 | 0
WT | 0 | 0 | 0 | 0 | 0 | 0
IGCC | 0 | 0 | 0 | 0 | 0 | 0
DemandResponse | 0 | 0 | 0 | 0 | 0 | 0
IGCC-CCS | 0 | 0 | 0 | 0 | 0 | 0
WT_off | 0 | 0 | 0 | 0 | 0 | 0
PseudoUnit | 0 | 0 | 0 | 0 | 0 | 0
FixedInterchange | 0 | 0 | 0 | 0 | 0 | 0
Retrofit FOM Costs by Reporting Type: AZ_NM_SNV_Coal
ReportingType | 2015 | 2020 | 2025 | 2030 | 2035 | 2040
BM | 0 | 0 | 0 | 0 | 0 | 0
CC | 0 | 0 | 0 | 0 | 0 | 0
CSP | 0 | 0 | 0 | 0 | 0 | 0
CT | 0 | 0 | 0 | 0 | 0 | 0
Coal | 51.38 | 48.38 | 25.32 | 2.03 | 2.81 | 2.81
Geo | 0 | 0 | 0 | 0 | 0 | 0
H | 0 | 0 | 0 | 0 | 0 | 0
LFG | 0 | 0 | 0 | 0 | 0 | 0
Nuc | 0 | 0 | 0 | 0 | 0 | 0
PS | 0 | 0 | 0 | 0 | 0 | 0
PV | 0 | 0 | 0 | 0 | 0 | 0
PeakG | 0 | 0 | 0 | 0 | 0 | 0
PeakO | 0 | 0 | 0 | 0 | 0 | 0
ST | 0 | 0 | 0 | 0 | 0 | 0
STOG | 0 | 0 | 0 | 0 | 0 | 0
STWD | 0 | 0 | 0 | 0 | 0 | 0
WT | 0 | 0 | 0 | 0 | 0 | 0
IGCC | 0 | 0 | 0 | 0 | 0 | 0
DemandResponse | 0 | 0 | 0 | 0 | 0 | 0
IGCC-CCS | 0 | 0 | 0 | 0 | 0 | 0
WT_off | 0 | 0 | 0 | 0 | 0 | 0
PseudoUnit | 0 | 0 | 0 | 0 | 0 | 0
FixedInterchange | 0 | 0 | 0 | 0 | 0 | 0
Retrofit FOM Costs by Reporting Type: AZ_NM_SNV_Gas
ReportingType | 2015 | 2020 | 2025 | 2030 | 2035 | 2040
BM | 0 | 0 | 0 | 0 | 0 | 0
CC | 0 | 0 | 0 | 0 | 0 | 0
CSP | 0 | 0 | 0 | 0 | 0 | 0
CT | 0 | 0 | 0 | 0 | 0 | 0
Coal | 0 | 0 | 0 | 0 | 0 | 0
Geo | 0 | 0 | 0 | 0 | 0 | 0
H | 0 | 0 | 0 | 0 | 0 | 0
LFG | 0 | 0 | 0 | 0 | 0 | 0
Nuc | 0 | 0 | 0 | 0 | 0 | 0
PS | 0 | 0 | 0 | 0 | 0 | 0
PV | 0 | 0 | 0 | 0 | 0 | 0
PeakG | 0 | 0 | 0 | 0 | 0 | 0
PeakO | 0 | 0 | 0 | 0 | 0 | 0
ST | 0 | 0 | 0 | 0 | 0 | 0
STOG | 0 | 0 | 0 | 0 | 0 | 0
STWD | 0 | 0 | 0 | 0 | 0 | 0
WT | 0 | 0 | 0 | 0 | 0 | 0
IGCC | 0 | 0 | 0 | 0 | 0 | 0
DemandResponse | 0 | 0 | 0 | 0 | 0 | 0
IGCC-CCS | 0 | 0 | 0 | 0 | 0 | 0
WT_off | 0 | 0 | 0 | 0 | 0 | 0
PseudoUnit | 0 | 0 | 0 | 0 | 0 | 0
FixedInterchange | 0 | 0 | 0 | 0 | 0 | 0
Retrofit FOM Costs by Reporting Type: AZ_NM_SNV_NucRenew
ReportingType | 2015 | 2020 | 2025 | 2030 | 2035 | 2040
BM | 0 | 0 | 0 | 0 | 0 | 0
CC | 0 | 0 | 0 | 0 | 0 | 0
CSP | 0 | 0 | 0 | 0 | 0 | 0
CT | 0 | 0 | 0 | 0 | 0 | 0
Coal | 0 | 0 | 0 | 0 | 0 | 0
Geo | 0 | 0 | 0 | 0 | 0 | 0
H | 0 | 0 | 0 | 0 | 0 | 0
LFG | 0 | 0 | 0 | 0 | 0 | 0
Nuc | 0 | 0 | 0 | 0 | 0 | 0
PS | 0 | 0 | 0 | 0 | 0 | 0
PV | 0 | 0 | 0 | 0 | 0 | 0
PeakG | 0 | 0 | 0 | 0 | 0 | 0
PeakO | 0 | 0 | 0 | 0 | 0 | 0
ST | 0 | 0 | 0 | 0 | 0 | 0
STOG | 0 | 0 | 0 | 0 | 0 | 0
STWD | 0 | 0 | 0 | 0 | 0 | 0
WT | 0 | 0 | 0 | 0 | 0 | 0
IGCC | 0 | 0 | 0 | 0 | 0 | 0
DemandResponse | 0 | 0 | 0 | 0 | 0 | 0
IGCC-CCS | 0 | 0 | 0 | 0 | 0 | 0
WT_off | 0 | 0 | 0 | 0 | 0 | 0
PseudoUnit | 0 | 0 | 0 | 0 | 0 | 0
FixedInterchange | 0 | 0 | 0 | 0 | 0 | 0
Retrofit FOM Costs by Reporting Type: ERCOT
ReportingType | 2015 | 2020 | 2025 | 2030 | 2035 | 2040
BM | 0 | 0 | 0 | 0 | 0 | 0
CC | 0 | 0 | 0 | 0 | 0 | 0
CSP | 0 | 0 | 0 | 0 | 0 | 0
CT | 0 | 0 | 0 | 0 | 0 | 0
Coal | 19.61 | 19.06 | 19.56 | 20.1 | 20.35 | 20.35
Geo | 0 | 0 | 0 | 0 | 0 | 0
H | 0 | 0 | 0 | 0 | 0 | 0
LFG | 0 | 0 | 0 | 0 | 0 | 0
Nuc | 0 | 0 | 0 | 0 | 0 | 0
PS | 0 | 0 | 0 | 0 | 0 | 0
PV | 0 | 0 | 0 | 0 | 0 | 0
PeakG | 0 | 0 | 0 | 0 | 0 | 0
PeakO | 0 | 0 | 0 | 0 | 0 | 0
ST | 0 | 0 | 0 | 0 | 0 | 0
STOG | 0 | 0 | 0 | 0 | 0 | 0
STWD | 0 | 0 | 0 | 0 | 0 | 0
WT | 0 | 0 | 0 | 0 | 0 | 0
IGCC | 0 | 0 | 0 | 0 | 0 | 0
DemandResponse | 0 | 0 | 0 | 0 | 0 | 0
IGCC-CCS | 0 | 0 | 0 | 0 | 0 | 0
WT_off | 0 | 0 | 0 | 0 | 0 | 0
PseudoUnit | 0 | 0 | 0 | 0 | 0 | 0
FixedInterchange | 0 | 0 | 0 | 0 | 0 | 0
Retrofit FOM Costs by Reporting Type: NP15
ReportingType | 2015 | 2020 | 2025 | 2030 | 2035 | 2040
BM | 0 | 0 | 0 | 0 | 0 | 0
CC | 0 | 0 | 0 | 0 | 0 | 0
CSP | 0 | 0 | 0 | 0 | 0 | 0
CT | 0 | 0 | 0 | 0 | 0 | 0
Coal | 0.19 | 0 | 0 | 0 | 0 | 0
Geo | 0 | 0 | 0 | 0 | 0 | 0
H | 0 | 0 | 0 | 0 | 0 | 0
LFG | 0 | 0 | 0 | 0 | 0 | 0
Nuc | 0 | 0 | 0 | 0 | 0 | 0
PS | 0 | 0 | 0 | 0 | 0 | 0
PV | 0 | 0 | 0 | 0 | 0 | 0
PeakG | 0 | 0 | 0 | 0 | 0 | 0
PeakO | 0 | 0 | 0 | 0 | 0 | 0
ST | 0 | 0 | 0 | 0 | 0 | 0
STOG | 0 | 0 | 0 | 0 | 0 | 0
STWD | 0 | 0 | 0 | 0 | 0 | 0
WT | 0 | 0 | 0 | 0 | 0 | 0
IGCC | 0 | 0 | 0 | 0 | 0 | 0
DemandResponse | 0 | 0 | 0 | 0 | 0 | 0
IGCC-CCS | 0 | 0 | 0 | 0 | 0 | 0
WT_off | 0 | 0 | 0 | 0 | 0 | 0
PseudoUnit | 0 | 0 | 0 | 0 | 0 | 0
FixedInterchange | 0 | 0 | 0 | 0 | 0 | 0
Retrofit FOM Costs by Reporting Type: NWPP_Coal
ReportingType | 2015 | 2020 | 2025 | 2030 | 2035 | 2040
BM | 0 | 0 | 0 | 0 | 0 | 0
CC | 0 | 0 | 0 | 0 | 0 | 0
CSP | 0 | 0 | 0 | 0 | 0 | 0
CT | 0 | 0 | 0 | 0 | 0 | 0
Coal | 36.98 | 37.75 | 0.98 | 0.98 | 0.98 | 0.98
Geo | 0 | 0 | 0 | 0 | 0 | 0
H | 0 | 0 | 0 | 0 | 0 | 0
LFG | 0 | 0 | 0 | 0 | 0 | 0
Nuc | 0 | 0 | 0 | 0 | 0 | 0
PS | 0 | 0 | 0 | 0 | 0 | 0
PV | 0 | 0 | 0 | 0 | 0 | 0
PeakG | 0 | 0 | 0 | 0 | 0 | 0
PeakO | 0 | 0 | 0 | 0 | 0 | 0
ST | 0 | 0 | 0 | 0 | 0 | 0
STOG | 0 | 0 | 0 | 0 | 0 | 0
STWD | 0 | 0 | 0 | 0 | 0 | 0
WT | 0 | 0 | 0 | 0 | 0 | 0
IGCC | 0 | 0 | 0 | 0 | 0 | 0
DemandResponse | 0 | 0 | 0 | 0 | 0 | 0
IGCC-CCS | 0 | 0 | 0 | 0 | 0 | 0
WT_off | 0 | 0 | 0 | 0 | 0 | 0
PseudoUnit | 0 | 0 | 0 | 0 | 0 | 0
FixedInterchange | 0 | 0 | 0 | 0 | 0 | 0
Retrofit FOM Costs by Reporting Type: NWPP_Gas
ReportingType | 2015 | 2020 | 2025 | 2030 | 2035 | 2040
BM | 0 | 0 | 0 | 0 | 0 | 0
CC | 0 | 0 | 0 | 0 | 0 | 0
CSP | 0 | 0 | 0 | 0 | 0 | 0
CT | 0 | 0 | 0 | 0 | 0 | 0
Coal | 0 | 0 | 0 | 0 | 0 | 0
Geo | 0 | 0 | 0 | 0 | 0 | 0
H | 0 | 0 | 0 | 0 | 0 | 0
LFG | 0 | 0 | 0 | 0 | 0 | 0
Nuc | 0 | 0 | 0 | 0 | 0 | 0
PS | 0 | 0 | 0 | 0 | 0 | 0
PV | 0 | 0 | 0 | 0 | 0 | 0
PeakG | 0 | 0 | 0 | 0 | 0 | 0
PeakO | 0 | 0 | 0 | 0 | 0 | 0
ST | 0 | 0 | 0 | 0 | 0 | 0
STOG | 0 | 0 | 0 | 0 | 0 | 0
STWD | 0 | 0 | 0 | 0 | 0 | 0
WT | 0 | 0 | 0 | 0 | 0 | 0
IGCC | 0 | 0 | 0 | 0 | 0 | 0
DemandResponse | 0 | 0 | 0 | 0 | 0 | 0
IGCC-CCS | 0 | 0 | 0 | 0 | 0 | 0
WT_off | 0 | 0 | 0 | 0 | 0 | 0
PseudoUnit | 0 | 0 | 0 | 0 | 0 | 0
FixedInterchange | 0 | 0 | 0 | 0 | 0 | 0
Retrofit FOM Costs by Reporting Type: NWPP_NucRenew
ReportingType | 2015 | 2020 | 2025 | 2030 | 2035 | 2040
BM | 0 | 0 | 0 | 0 | 0 | 0
CC | 0 | 0 | 0 | 0 | 0 | 0
CSP | 0 | 0 | 0 | 0 | 0 | 0
CT | 0 | 0 | 0 | 0 | 0 | 0
Coal | 0 | 0 | 0 | 0 | 0 | 0
Geo | 0 | 0 | 0 | 0 | 0 | 0
H | 0 | 0 | 0 | 0 | 0 | 0
LFG | 0 | 0 | 0 | 0 | 0 | 0
Nuc | 0 | 0 | 0 | 0 | 0 | 0
PS | 0 | 0 | 0 | 0 | 0 | 0
PV | 0 | 0 | 0 | 0 | 0 | 0
PeakG | 0 | 0 | 0 | 0 | 0 | 0
PeakO | 0 | 0 | 0 | 0 | 0 | 0
ST | 0 | 0 | 0 | 0 | 0 | 0
STOG | 0 | 0 | 0 | 0 | 0 | 0
STWD | 0 | 0 | 0 | 0 | 0 | 0
WT | 0 | 0 | 0 | 0 | 0 | 0
IGCC | 0 | 0 | 0 | 0 | 0 | 0
DemandResponse | 0 | 0 | 0 | 0 | 0 | 0
IGCC-CCS | 0 | 0 | 0 | 0 | 0 | 0
WT_off | 0 | 0 | 0 | 0 | 0 | 0
PseudoUnit | 0 | 0 | 0 | 0 | 0 | 0
FixedInterchange | 0 | 0 | 0 | 0 | 0 | 0
Retrofit FOM Costs by Reporting Type: RMPA
ReportingType | 2015 | 2020 | 2025 | 2030 | 2035 | 2040
BM | 0 | 0 | 0 | 0 | 0 | 0
CC | 0 | 0 | 0 | 0 | 0 | 0
CSP | 0 | 0 | 0 | 0 | 0 | 0
CT | 0 | 0 | 0 | 0 | 0 | 0
Coal | 21.06 | 22.19 | 6.64 | 6.17 | 6.17 | 6.17
Geo | 0 | 0 | 0 | 0 | 0 | 0
H | 0 | 0 | 0 | 0 | 0 | 0
LFG | 0 | 0 | 0 | 0 | 0 | 0
Nuc | 0 | 0 | 0 | 0 | 0 | 0
PS | 0 | 0 | 0 | 0 | 0 | 0
PV | 0 | 0 | 0 | 0 | 0 | 0
PeakG | 0 | 0 | 0 | 0 | 0 | 0
PeakO | 0 | 0 | 0 | 0 | 0 | 0
ST | 0 | 0 | 0 | 0 | 0 | 0
STOG | 0 | 0 | 0 | 0 | 0 | 0
STWD | 0 | 0 | 0 | 0 | 0 | 0
WT | 0 | 0 | 0 | 0 | 0 | 0
IGCC | 0 | 0 | 0 | 0 | 0 | 0
DemandResponse | 0 | 0 | 0 | 0 | 0 | 0
IGCC-CCS | 0 | 0 | 0 | 0 | 0 | 0
WT_off | 0 | 0 | 0 | 0 | 0 | 0
PseudoUnit | 0 | 0 | 0 | 0 | 0 | 0
FixedInterchange | 0 | 0 | 0 | 0 | 0 | 0
Retrofit FOM Costs by Reporting Type: SP15
ReportingType | 2015 | 2020 | 2025 | 2030 | 2035 | 2040
BM | 0 | 0 | 0 | 0 | 0 | 0
CC | 0 | 0 | 0 | 0 | 0 | 0
CSP | 0 | 0 | 0 | 0 | 0 | 0
CT | 0 | 0 | 0 | 0 | 0 | 0
Coal | 0.23 | 0.41 | 0.4 | 0 | 0 | 0
Geo | 0 | 0 | 0 | 0 | 0 | 0
H | 0 | 0 | 0 | 0 | 0 | 0
LFG | 0 | 0 | 0 | 0 | 0 | 0
Nuc | 0 | 0 | 0 | 0 | 0 | 0
PS | 0 | 0 | 0 | 0 | 0 | 0
PV | 0 | 0 | 0 | 0 | 0 | 0
PeakG | 0 | 0 | 0 | 0 | 0 | 0
PeakO | 0 | 0 | 0 | 0 | 0 | 0
ST | 0 | 0 | 0 | 0 | 0 | 0
STOG | 0 | 0 | 0 | 0 | 0 | 0
STWD | 0 | 0 | 0 | 0 | 0 | 0
WT | 0 | 0 | 0 | 0 | 0 | 0
IGCC | 0 | 0 | 0 | 0 | 0 | 0
DemandResponse | 0 | 0 | 0 | 0 | 0 | 0
IGCC-CCS | 0 | 0 | 0 | 0 | 0 | 0
WT_off | 0 | 0 | 0 | 0 | 0 | 0
PseudoUnit | 0 | 0 | 0 | 0 | 0 | 0
FixedInterchange | 0 | 0 | 0 | 0 | 0 | 0
Retrofit FOM Costs by Reporting Type: ALB
ReportingType | 2015 | 2020 | 2025 | 2030 | 2035 | 2040
BM | 0 | 0 | 0 | 0 | 0 | 0
CC | 0 | 0 | 0 | 0 | 0 | 0
CSP | 0 | 0 | 0 | 0 | 0 | 0
CT | 0 | 0 | 0 | 0 | 0 | 0
Coal | 0.29 | 0.29 | 0.29 | 0 | 0 | 0
Geo | 0 | 0 | 0 | 0 | 0 | 0
H | 0 | 0 | 0 | 0 | 0 | 0
LFG | 0 | 0 | 0 | 0 | 0 | 0
Nuc | 0 | 0 | 0 | 0 | 0 | 0
PS | 0 | 0 | 0 | 0 | 0 | 0
PV | 0 | 0 | 0 | 0 | 0 | 0
PeakG | 0 | 0 | 0 | 0 | 0 | 0
PeakO | 0 | 0 | 0 | 0 | 0 | 0
ST | 0 | 0 | 0 | 0 | 0 | 0
STOG | 0 | 0 | 0 | 0 | 0 | 0
STWD | 0 | 0 | 0 | 0 | 0 | 0
WT | 0 | 0 | 0 | 0 | 0 | 0
IGCC | 0 | 0 | 0 | 0 | 0 | 0
DemandResponse | 0 | 0 | 0 | 0 | 0 | 0
IGCC-CCS | 0 | 0 | 0 | 0 | 0 | 0
WT_off | 0 | 0 | 0 | 0 | 0 | 0
PseudoUnit | 0 | 0 | 0 | 0 | 0 | 0
FixedInterchange | 0 | 0 | 0 | 0 | 0 | 0
Retrofit FOM Costs by Reporting Type: BC
ReportingType | 2015 | 2020 | 2025 | 2030 | 2035 | 2040
BM | 0 | 0 | 0 | 0 | 0 | 0
CC | 0 | 0 | 0 | 0 | 0 | 0
CSP | 0 | 0 | 0 | 0 | 0 | 0
CT | 0 | 0 | 0 | 0 | 0 | 0
Coal | 0 | 0 | 0 | 0 | 0 | 0
Geo | 0 | 0 | 0 | 0 | 0 | 0
H | 0 | 0 | 0 | 0 | 0 | 0
LFG | 0 | 0 | 0 | 0 | 0 | 0
Nuc | 0 | 0 | 0 | 0 | 0 | 0
PS | 0 | 0 | 0 | 0 | 0 | 0
PV | 0 | 0 | 0 | 0 | 0 | 0
PeakG | 0 | 0 | 0 | 0 | 0 | 0
PeakO | 0 | 0 | 0 | 0 | 0 | 0
ST | 0 | 0 | 0 | 0 | 0 | 0
STOG | 0 | 0 | 0 | 0 | 0 | 0
STWD | 0 | 0 | 0 | 0 | 0 | 0
WT | 0 | 0 | 0 | 0 | 0 | 0
IGCC | 0 | 0 | 0 | 0 | 0 | 0
DemandResponse | 0 | 0 | 0 | 0 | 0 | 0
IGCC-CCS | 0 | 0 | 0 | 0 | 0 | 0
WT_off | 0 | 0 | 0 | 0 | 0 | 0
PseudoUnit | 0 | 0 | 0 | 0 | 0 | 0
FixedInterchange | 0 | 0 | 0 | 0 | 0 | 0
Retrofit FOM Costs by Reporting Type: HQ_IESO
ReportingType | 2015 | 2020 | 2025 | 2030 | 2035 | 2040
BM | 0 | 0 | 0 | 0 | 0 | 0
CC | 0 | 0 | 0 | 0 | 0 | 0
CSP | 0 | 0 | 0 | 0 | 0 | 0
CT | 0 | 0 | 0 | 0 | 0 | 0
Coal | 0 | 0 | 0 | 0 | 0 | 0
Geo | 0 | 0 | 0 | 0 | 0 | 0
H | 0 | 0 | 0 | 0 | 0 | 0
LFG | 0 | 0 | 0 | 0 | 0 | 0
Nuc | 0 | 0 | 0 | 0 | 0 | 0
PS | 0 | 0 | 0 | 0 | 0 | 0
PV | 0 | 0 | 0 | 0 | 0 | 0
PeakG | 0 | 0 | 0 | 0 | 0 | 0
PeakO | 0 | 0 | 0 | 0 | 0 | 0
ST | 0 | 0 | 0 | 0 | 0 | 0
STOG | 0 | 0 | 0 | 0 | 0 | 0
STWD | 0 | 0 | 0 | 0 | 0 | 0
WT | 0 | 0 | 0 | 0 | 0 | 0
IGCC | 0 | 0 | 0 | 0 | 0 | 0
DemandResponse | 0 | 0 | 0 | 0 | 0 | 0
IGCC-CCS | 0 | 0 | 0 | 0 | 0 | 0
WT_off | 0 | 0 | 0 | 0 | 0 | 0
PseudoUnit | 0 | 0 | 0 | 0 | 0 | 0
FixedInterchange | 0 | 0 | 0 | 0 | 0 | 0
Retrofit FOM Costs by Reporting Type: HQ_NEISO
ReportingType | 2015 | 2020 | 2025 | 2030 | 2035 | 2040
BM | 0 | 0 | 0 | 0 | 0 | 0
CC | 0 | 0 | 0 | 0 | 0 | 0
CSP | 0 | 0 | 0 | 0 | 0 | 0
CT | 0 | 0 | 0 | 0 | 0 | 0
Coal | 0 | 0 | 0 | 0 | 0 | 0
Geo | 0 | 0 | 0 | 0 | 0 | 0
H | 0 | 0 | 0 | 0 | 0 | 0
LFG | 0 | 0 | 0 | 0 | 0 | 0
Nuc | 0 | 0 | 0 | 0 | 0 | 0
PS | 0 | 0 | 0 | 0 | 0 | 0
PV | 0 | 0 | 0 | 0 | 0 | 0
PeakG | 0 | 0 | 0 | 0 | 0 | 0
PeakO | 0 | 0 | 0 | 0 | 0 | 0
ST | 0 | 0 | 0 | 0 | 0 | 0
STOG | 0 | 0 | 0 | 0 | 0 | 0
STWD | 0 | 0 | 0 | 0 | 0 | 0
WT | 0 | 0 | 0 | 0 | 0 | 0
IGCC | 0 | 0 | 0 | 0 | 0 | 0
DemandResponse | 0 | 0 | 0 | 0 | 0 | 0
IGCC-CCS | 0 | 0 | 0 | 0 | 0 | 0
WT_off | 0 | 0 | 0 | 0 | 0 | 0
PseudoUnit | 0 | 0 | 0 | 0 | 0 | 0
FixedInterchange | 0 | 0 | 0 | 0 | 0 | 0
Retrofit FOM Costs by Reporting Type: HQ_NY
ReportingType | 2015 | 2020 | 2025 | 2030 | 2035 | 2040
BM | 0 | 0 | 0 | 0 | 0 | 0
CC | 0 | 0 | 0 | 0 | 0 | 0
CSP | 0 | 0 | 0 | 0 | 0 | 0
CT | 0 | 0 | 0 | 0 | 0 | 0
Coal | 0 | 0 | 0 | 0 | 0 | 0
Geo | 0 | 0 | 0 | 0 | 0 | 0
H | 0 | 0 | 0 | 0 | 0 | 0
LFG | 0 | 0 | 0 | 0 | 0 | 0
Nuc | 0 | 0 | 0 | 0 | 0 | 0
PS | 0 | 0 | 0 | 0 | 0 | 0
PV | 0 | 0 | 0 | 0 | 0 | 0
PeakG | 0 | 0 | 0 | 0 | 0 | 0
PeakO | 0 | 0 | 0 | 0 | 0 | 0
ST | 0 | 0 | 0 | 0 | 0 | 0
STOG | 0 | 0 | 0 | 0 | 0 | 0
STWD | 0 | 0 | 0 | 0 | 0 | 0
WT | 0 | 0 | 0 | 0 | 0 | 0
IGCC | 0 | 0 | 0 | 0 | 0 | 0
DemandResponse | 0 | 0 | 0 | 0 | 0 | 0
IGCC-CCS | 0 | 0 | 0 | 0 | 0 | 0
WT_off | 0 | 0 | 0 | 0 | 0 | 0
PseudoUnit | 0 | 0 | 0 | 0 | 0 | 0
FixedInterchange | 0 | 0 | 0 | 0 | 0 | 0
Retrofit FOM Costs by Reporting Type: MARITIMES
ReportingType | 2015 | 2020 | 2025 | 2030 | 2035 | 2040
BM | 0 | 0 | 0 | 0 | 0 | 0
CC | 0 | 0 | 0 | 0 | 0 | 0
CSP | 0 | 0 | 0 | 0 | 0 | 0
CT | 0 | 0 | 0 | 0 | 0 | 0
Coal | 0 | 0 | 0 | 0 | 0 | 0
Geo | 0 | 0 | 0 | 0 | 0 | 0
H | 0 | 0 | 0 | 0 | 0 | 0
LFG | 0 | 0 | 0 | 0 | 0 | 0
Nuc | 0 | 0 | 0 | 0 | 0 | 0
PS | 0 | 0 | 0 | 0 | 0 | 0
PV | 0 | 0 | 0 | 0 | 0 | 0
PeakG | 0 | 0 | 0 | 0 | 0 | 0
PeakO | 0 | 0 | 0 | 0 | 0 | 0
ST | 0 | 0 | 0 | 0 | 0 | 0
STOG | 0 | 0 | 0 | 0 | 0 | 0
STWD | 0 | 0 | 0 | 0 | 0 | 0
WT | 0 | 0 | 0 | 0 | 0 | 0
IGCC | 0 | 0 | 0 | 0 | 0 | 0
DemandResponse | 0 | 0 | 0 | 0 | 0 | 0
IGCC-CCS | 0 | 0 | 0 | 0 | 0 | 0
WT_off | 0 | 0 | 0 | 0 | 0 | 0
PseudoUnit | 0 | 0 | 0 | 0 | 0 | 0
FixedInterchange | 0 | 0 | 0 | 0 | 0 | 0
Retrofit FOM Costs by Reporting Type: All
ReportingType | 2015 | 2020 | 2025 | 2030 | 2035 | 2040
BM | 0 | 0 | 0 | 0 | 0 | 0
CC | 0 | 0 | 0 | 0 | 0 | 0
CSP | 0 | 0 | 0 | 0 | 0 | 0
CT | 0 | 0 | 0 | 0 | 0 | 0
Coal | 652.68 | 536.94 | 306.26 | 279.71 | 275.08 | 276
Geo | 0 | 0 | 0 | 0 | 0 | 0
H | 0 | 0 | 0 | 0 | 0 | 0
LFG | 0 | 0 | 0 | 0 | 0 | 0
Nuc | 0 | 0 | 0 | 0 | 0 | 0
PS | 0 | 0 | 0 | 0 | 0 | 0
PV | 0 | 0 | 0 | 0 | 0 | 0
PeakG | 0 | 0 | 0 | 0 | 0 | 0
PeakO | 0 | 0 | 0 | 0 | 0 | 0
ST | 0 | 0 | 0 | 0 | 0 | 0
STOG | 0 | 0 | 0 | 0 | 0 | 0
STWD | 0 | 0 | 0 | 0 | 0 | 0
WT | 0 | 0 | 0 | 0 | 0 | 0
IGCC | 0 | 0 | 0 | 0 | 0 | 0
DemandResponse | 0 | 0 | 0 | 0 | 0 | 0
IGCC-CCS | 0 | 0 | 0 | 0 | 0 | 0
WT_off | 0 | 0 | 0 | 0 | 0 | 0
PseudoUnit | 0 | 0 | 0 | 0 | 0 | 0
FixedInterchange | 0 | 0 | 0 | 0 | 0 | 0
Retrofit FOM Costs by Reporting Type: EI_US
ReportingType | 2015 | 2020 | 2025 | 2030 | 2035 | 2040
BM | 0 | 0 | 0 | 0 | 0 | 0
CC | 0 | 0 | 0 | 0 | 0 | 0
CSP | 0 | 0 | 0 | 0 | 0 | 0
CT | 0 | 0 | 0 | 0 | 0 | 0
Coal | 522.94 | 408.86 | 253.07 | 250.44 | 244.77 | 245.69
Geo | 0 | 0 | 0 | 0 | 0 | 0
H | 0 | 0 | 0 | 0 | 0 | 0
LFG | 0 | 0 | 0 | 0 | 0 | 0
Nuc | 0 | 0 | 0 | 0 | 0 | 0
PS | 0 | 0 | 0 | 0 | 0 | 0
PV | 0 | 0 | 0 | 0 | 0 | 0
PeakG | 0 | 0 | 0 | 0 | 0 | 0
PeakO | 0 | 0 | 0 | 0 | 0 | 0
ST | 0 | 0 | 0 | 0 | 0 | 0
STOG | 0 | 0 | 0 | 0 | 0 | 0
STWD | 0 | 0 | 0 | 0 | 0 | 0
WT | 0 | 0 | 0 | 0 | 0 | 0
IGCC | 0 | 0 | 0 | 0 | 0 | 0
DemandResponse | 0 | 0 | 0 | 0 | 0 | 0
IGCC-CCS | 0 | 0 | 0 | 0 | 0 | 0
WT_off | 0 | 0 | 0 | 0 | 0 | 0
PseudoUnit | 0 | 0 | 0 | 0 | 0 | 0
FixedInterchange | 0 | 0 | 0 | 0 | 0 | 0
Retrofit FOM Costs by Reporting Type: EI_Canada
ReportingType | 2015 | 2020 | 2025 | 2030 | 2035 | 2040
BM | 0 | 0 | 0 | 0 | 0 | 0
CC | 0 | 0 | 0 | 0 | 0 | 0
CSP | 0 | 0 | 0 | 0 | 0 | 0
CT | 0 | 0 | 0 | 0 | 0 | 0
Coal | 0 | 0 | 0 | 0 | 0 | 0
Geo | 0 | 0 | 0 | 0 | 0 | 0
H | 0 | 0 | 0 | 0 | 0 | 0
LFG | 0 | 0 | 0 | 0 | 0 | 0
Nuc | 0 | 0 | 0 | 0 | 0 | 0
PS | 0 | 0 | 0 | 0 | 0 | 0
PV | 0 | 0 | 0 | 0 | 0 | 0
PeakG | 0 | 0 | 0 | 0 | 0 | 0
PeakO | 0 | 0 | 0 | 0 | 0 | 0
ST | 0 | 0 | 0 | 0 | 0 | 0
STOG | 0 | 0 | 0 | 0 | 0 | 0
STWD | 0 | 0 | 0 | 0 | 0 | 0
WT | 0 | 0 | 0 | 0 | 0 | 0
IGCC | 0 | 0 | 0 | 0 | 0 | 0
DemandResponse | 0 | 0 | 0 | 0 | 0 | 0
IGCC-CCS | 0 | 0 | 0 | 0 | 0 | 0
WT_off | 0 | 0 | 0 | 0 | 0 | 0
PseudoUnit | 0 | 0 | 0 | 0 | 0 | 0
FixedInterchange | 0 | 0 | 0 | 0 | 0 | 0
Retrofit FOM Costs by Reporting Type: EI
ReportingType | 2015 | 2020 | 2025 | 2030 | 2035 | 2040
BM | 0 | 0 | 0 | 0 | 0 | 0
CC | 0 | 0 | 0 | 0 | 0 | 0
CSP | 0 | 0 | 0 | 0 | 0 | 0
CT | 0 | 0 | 0 | 0 | 0 | 0
Coal | 522.94 | 408.86 | 253.07 | 250.44 | 244.77 | 245.69
Geo | 0 | 0 | 0 | 0 | 0 | 0
H | 0 | 0 | 0 | 0 | 0 | 0
LFG | 0 | 0 | 0 | 0 | 0 | 0
Nuc | 0 | 0 | 0 | 0 | 0 | 0
PS | 0 | 0 | 0 | 0 | 0 | 0
PV | 0 | 0 | 0 | 0 | 0 | 0
PeakG | 0 | 0 | 0 | 0 | 0 | 0
PeakO | 0 | 0 | 0 | 0 | 0 | 0
ST | 0 | 0 | 0 | 0 | 0 | 0
STOG | 0 | 0 | 0 | 0 | 0 | 0
STWD | 0 | 0 | 0 | 0 | 0 | 0
WT | 0 | 0 | 0 | 0 | 0 | 0
IGCC | 0 | 0 | 0 | 0 | 0 | 0
DemandResponse | 0 | 0 | 0 | 0 | 0 | 0
IGCC-CCS | 0 | 0 | 0 | 0 | 0 | 0
WT_off | 0 | 0 | 0 | 0 | 0 | 0
PseudoUnit | 0 | 0 | 0 | 0 | 0 | 0
FixedInterchange | 0 | 0 | 0 | 0 | 0 | 0
Retrofit FOM Costs by Reporting Type: Outside_EI
ReportingType | 2015 | 2020 | 2025 | 2030 | 2035 | 2040
BM | 0 | 0 | 0 | 0 | 0 | 0
CC | 0 | 0 | 0 | 0 | 0 | 0
CSP | 0 | 0 | 0 | 0 | 0 | 0
CT | 0 | 0 | 0 | 0 | 0 | 0
Coal | 129.74 | 128.07 | 53.19 | 29.27 | 30.31 | 30.31
Geo | 0 | 0 | 0 | 0 | 0 | 0
H | 0 | 0 | 0 | 0 | 0 | 0
LFG | 0 | 0 | 0 | 0 | 0 | 0
Nuc | 0 | 0 | 0 | 0 | 0 | 0
PS | 0 | 0 | 0 | 0 | 0 | 0
PV | 0 | 0 | 0 | 0 | 0 | 0
PeakG | 0 | 0 | 0 | 0 | 0 | 0
PeakO | 0 | 0 | 0 | 0 | 0 | 0
ST | 0 | 0 | 0 | 0 | 0 | 0
STOG | 0 | 0 | 0 | 0 | 0 | 0
STWD | 0 | 0 | 0 | 0 | 0 | 0
WT | 0 | 0 | 0 | 0 | 0 | 0
IGCC | 0 | 0 | 0 | 0 | 0 | 0
DemandResponse | 0 | 0 | 0 | 0 | 0 | 0
IGCC-CCS | 0 | 0 | 0 | 0 | 0 | 0
WT_off | 0 | 0 | 0 | 0 | 0 | 0
PseudoUnit | 0 | 0 | 0 | 0 | 0 | 0
FixedInterchange | 0 | 0 | 0 | 0 | 0 | 0
#12 | Levelized Capital Costs ($million)
Levelized Capital Costs by Reporting Type: Entergy
ReportingType | 2015 | 2020 | 2025 | 2030 | 2035 | 2040
BM | 0 | 0 | 0 | 0 | 817.09 | 3358.05
CC | 376.31 | 849.95 | 849.95 | 849.95 | 849.95 | 473.64
CSP | 0 | 0 | 0 | 0 | 0 | 0
CT | 0 | 0 | 0 | 0 | 0 | 0
Coal | 202.06 | 202.06 | 202.06 | 202.06 | 202.06 | 202.06
Geo | 0 | 0 | 0 | 0 | 0 | 0
H | 0 | 0 | 0 | 0 | 365.55 | 365.55
LFG | 0 | 0 | 20.14 | 20.14 | 20.14 | 20.14
Nuc | 0 | 0 | 0 | 0 | 2298.8 | 2298.8
PS | 0 | 0 | 0 | 0 | 0 | 0
PV | 0.11 | 20.78 | 29.85 | 29.85 | 29.74 | 9.5
PeakG | 0 | 0 | 0 | 0 | 0 | 0
PeakO | 0 | 0 | 0 | 0 | 0 | 0
ST | 0 | 0 | 0 | 0 | 0 | 0
STOG | 0 | 0 | 0 | 0 | 0 | 0
STWD | 0 | 0 | 0 | 0 | 0 | 0
WT | 0 | 0 | 0 | 0 | 0 | 0
IGCC | 0 | 0 | 0 | 0 | 0 | 0
DemandResponse | 0 | 0 | 0 | 0 | 0 | 0
IGCC-CCS | 0 | 0 | 0 | 0 | 0 | 0
WT_off | 0 | 0 | 0 | 0 | 0 | 0
PseudoUnit | 0 | 0 | 0 | 0 | 0 | 0
FixedInterchange | 0 | 0 | 0 | 0 | 0 | 0
Levelized Capital Costs by Reporting Type: FRCC
ReportingType | 2015 | 2020 | 2025 | 2030 | 2035 | 2040
BM | 0 | 0 | 0 | 0 | 0 | 684.68
CC | 1339.34 | 1339.34 | 1339.34 | 1339.34 | 1339.34 | 0
CSP | 0 | 0 | 0 | 0 | 0 | 0
CT | 196.14 | 196.14 | 196.14 | 196.14 | 0 | 0
Coal | 0 | 0 | 0 | 0 | 0 | 0
Geo | 0 | 0 | 0 | 0 | 0 | 0
H | 0 | 0 | 0 | 0 | 0 | 0
LFG | 0 | 0 | 37.91 | 37.91 | 37.91 | 37.91
Nuc | 0 | 0 | 1729.01 | 7835.47 | 12619.85 | 14639.04
PS | 0 | 0 | 0 | 0 | 0 | 0
PV | 0 | 0 | 0 | 0 | 0 | 0
PeakG | 0 | 0 | 0 | 0 | 0 | 0
PeakO | 0 | 0 | 0 | 0 | 0 | 0
ST | 0 | 0 | 0 | 0 | 0 | 0
STOG | 0 | 0 | 0 | 0 | 0 | 0
STWD | 0 | 0 | 0 | 0 | 0 | 0
WT | 0 | 0 | 0 | 0 | 0 | 0
IGCC | 0 | 0 | 0 | 0 | 0 | 0
DemandResponse | 0 | 0 | 0 | 0 | 0 | 0
IGCC-CCS | 0 | 0 | 0 | 0 | 0 | 0
WT_off | 0 | 0 | 0 | 0 | 0 | 0
PseudoUnit | 0 | 0 | 0 | 0 | 0 | 0
FixedInterchange | 0 | 0 | 0 | 0 | 0 | 0
Levelized Capital Costs by Reporting Type: MAPP_US
ReportingType | 2015 | 2020 | 2025 | 2030 | 2035 | 2040
BM | 0 | 0 | 0 | 0 | 11.45 | 21.61
CC | 0 | 0 | 0 | 0 | 0 | 0
CSP | 0 | 0 | 0 | 0 | 0 | 0
CT | 25.9 | 25.9 | 25.9 | 37.77 | 12.57 | 12.57
Coal | 0 | 0 | 0 | 0 | 0 | 0
Geo | 0 | 0 | 0 | 0 | 0 | 0
H | 0 | 0 | 0 | 0 | 0 | 0
LFG | 0 | 0 | 0 | 13.26 | 13.26 | 13.26
Nuc | 0 | 0 | 0 | 0 | 0 | 0
PS | 0 | 0 | 0 | 0 | 0 | 0
PV | 0 | 0 | 0 | 0 | 0 | 0
PeakG | 0 | 0 | 0 | 0 | 0 | 0
PeakO | 0 | 0 | 0 | 0 | 0 | 0
ST | 0 | 0 | 0 | 0 | 0 | 0
STOG | 0 | 0 | 0 | 0 | 0 | 0
STWD | 0 | 0 | 0 | 0 | 0 | 0
WT | 91.97 | 1618.85 | 2364.51 | 2327.13 | 2272.55 | 745.66
IGCC | 0 | 0 | 0 | 0 | 0 | 0
DemandResponse | 0 | 0 | 0 | 0 | 0 | 0
IGCC-CCS | 0 | 0 | 0 | 0 | 0 | 0
WT_off | 0 | 0 | 0 | 0 | 0 | 0
PseudoUnit | 0 | 0 | 0 | 0 | 0 | 0
FixedInterchange | 0 | 0 | 0 | 0 | 0 | 0
Levelized Capital Costs by Reporting Type: MISO_IN
ReportingType | 2015 | 2020 | 2025 | 2030 | 2035 | 2040
BM | 0 | 0 | 0 | 0 | 0 | 2261.94
CC | 383.74 | 2396.34 | 2396.34 | 2396.34 | 2396.34 | 2012.6
CSP | 0 | 0 | 0 | 0 | 0 | 0
CT | 0 | 0 | 0 | 0 | 0 | 0
Coal | 0 | 0 | 0 | 0 | 0 | 0
Geo | 0 | 0 | 0 | 0 | 0 | 0
H | 0 | 0 | 0 | 0 | 0 | 0
LFG | 0 | 0 | 15.89 | 15.89 | 15.89 | 15.89
Nuc | 0 | 0 | 0 | 0 | 0 | 33.26
PS | 0 | 0 | 0 | 0 | 0 | 0
PV | 0 | 80.17 | 80.17 | 80.17 | 80.17 | 0
PeakG | 0 | 0 | 0 | 0 | 0 | 0
PeakO | 0 | 0 | 0 | 0 | 0 | 0
ST | 0 | 0 | 0 | 0 | 0 | 0
STOG | 0 | 0 | 0 | 0 | 0 | 0
STWD | 0 | 0 | 0 | 0 | 0 | 0
WT | 0 | 0 | 0 | 0 | 0 | 0
IGCC | 215.26 | 215.26 | 215.26 | 215.26 | 215.26 | 215.26
DemandResponse | 0 | 0 | 0 | 0 | 0 | 0
IGCC-CCS | 0 | 0 | 0 | 0 | 0 | 0
WT_off | 0 | 0 | 0 | 0 | 0 | 0
PseudoUnit | 0 | 0 | 0 | 0 | 0 | 0
FixedInterchange | 0 | 0 | 0 | 0 | 0 | 0
Levelized Capital Costs by Reporting Type: MISO_MI
ReportingType | 2015 | 2020 | 2025 | 2030 | 2035 | 2040
BM | 0 | 0 | 0 | 0 | 0 | 667.49
CC | 175.46 | 175.46 | 175.46 | 175.46 | 175.46 | 0
CSP | 0 | 0 | 0 | 0 | 0 | 0
CT | 0 | 0 | 0 | 0 | 0 | 0
Coal | 0 | 0 | 0 | 0 | 0 | 0
Geo | 0 | 0 | 0 | 0 | 0 | 0
H | 0 | 0 | 0 | 0 | 0 | 0
LFG | 0 | 0 | 33.41 | 33.41 | 33.41 | 33.41
Nuc | 0 | 0 | 0 | 478.07 | 1319.67 | 3372.14
PS | 0 | 0 | 0 | 0 | 0 | 0
PV | 0 | 0 | 0 | 0 | 0 | 0
PeakG | 0 | 0 | 0 | 0 | 0 | 0
PeakO | 0 | 0 | 0 | 0 | 0 | 0
ST | 0 | 0 | 0 | 0 | 0 | 0
STOG | 0 | 0 | 0 | 0 | 0 | 0
STWD | 0 | 0 | 0 | 0 | 0 | 0
WT | 480.98 | 539.66 | 539.66 | 539.66 | 58.69 | 71.6
IGCC | 0 | 0 | 0 | 0 | 0 | 0
DemandResponse | 0 | 0 | 0 | 0 | 0 | 0
IGCC-CCS | 0 | 0 | 0 | 0 | 0 | 0
WT_off | 0 | 0 | 0 | 0 | 0 | 0
PseudoUnit | 0 | 0 | 0 | 0 | 0 | 0
FixedInterchange | 0 | 0 | 0 | 0 | 0 | 0
Levelized Capital Costs by Reporting Type: MISO_MO-IL
ReportingType | 2015 | 2020 | 2025 | 2030 | 2035 | 2040
BM | 0 | 0 | 0 | 0 | 0 | 558.98
CC | 0 | 209.71 | 209.71 | 209.71 | 209.71 | 209.71
CSP | 0 | 0 | 0 | 0 | 0 | 0
CT | 0 | 0 | 0 | 0 | 0 | 0
Coal | 574.94 | 574.94 | 574.94 | 574.94 | 574.94 | 574.94
Geo | 0 | 0 | 0 | 0 | 0 | 0
H | 0 | 0 | 92.29 | 92.29 | 92.29 | 92.29
LFG | 0 | 0 | 46.76 | 46.76 | 46.76 | 46.76
Nuc | 0 | 0 | 0 | 0 | 0 | 0
PS | 0 | 0 | 0 | 0 | 0 | 0
PV | 0 | 0 | 0 | 0 | 0 | 0
PeakG | 0 | 0 | 0 | 0 | 0 | 0
PeakO | 0 | 0 | 0 | 0 | 0 | 0
ST | 0 | 0 | 0 | 0 | 0 | 0
STOG | 0 | 0 | 0 | 0 | 0 | 0
STWD | 0 | 0 | 0 | 0 | 0 | 0
WT | 68.52 | 68.52 | 1227.96 | 1227.96 | 1159.44 | 1159.44
IGCC | 0 | 0 | 0 | 0 | 0 | 0
DemandResponse | 0 | 0 | 0 | 0 | 0 | 0
IGCC-CCS | 0 | 0 | 0 | 0 | 0 | 0
WT_off | 0 | 0 | 0 | 0 | 0 | 0
PseudoUnit | 0 | 0 | 0 | 0 | 0 | 0
FixedInterchange | 0 | 0 | 0 | 0 | 0 | 0
Levelized Capital Costs by Reporting Type: MISO_W
ReportingType | 2015 | 2020 | 2025 | 2030 | 2035 | 2040
BM | 0 | 0 | 0 | 0 | 0 | 0
CC | 0 | 0 | 0 | 0 | 0 | 0
CSP | 0 | 0 | 0 | 0 | 0 | 0
CT | 0 | 0 | 0 | 0 | 0 | 0
Coal | 0 | 0 | 0 | 0 | 0 | 0
Geo | 0 | 0 | 0 | 0 | 0 | 0
H | 0 | 0 | 0 | 0 | 0 | 0
LFG | 0 | 0 | 0 | 14.86 | 14.86 | 14.86
Nuc | 0 | 0 | 0 | 0 | 0 | 0
PS | 0 | 0 | 0 | 0 | 0 | 0
PV | 0 | 0 | 0 | 0 | 0 | 0
PeakG | 0 | 0 | 0 | 0 | 0 | 0
PeakO | 0 | 0 | 0 | 0 | 0 | 0
ST | 0 | 0 | 0 | 0 | 0 | 0
STOG | 0 | 0 | 0 | 0 | 0 | 0
STWD | 0 | 0 | 0 | 0 | 0 | 0
WT | 658.73 | 658.73 | 8618.69 | 8553.37 | 7959.97 | 8285.45
IGCC | 0 | 0 | 0 | 0 | 0 | 0
DemandResponse | 0 | 0 | 0 | 0 | 0 | 0
IGCC-CCS | 0 | 0 | 0 | 0 | 0 | 0
WT_off | 0 | 0 | 0 | 0 | 0 | 0
PseudoUnit | 0 | 0 | 0 | 0 | 0 | 0
FixedInterchange | 0 | 0 | 0 | 0 | 0 | 0
Levelized Capital Costs by Reporting Type: MISO_WUMS
ReportingType | 2015 | 2020 | 2025 | 2030 | 2035 | 2040
BM | 0 | 0 | 0 | 0 | 0 | 1149.27
CC | 620.6 | 917.35 | 917.35 | 917.35 | 917.35 | 296.74
CSP | 0 | 0 | 0 | 0 | 0 | 0
CT | 0 | 0 | 0 | 0 | 0 | 0
Coal | 184.51 | 184.51 | 184.51 | 184.51 | 184.51 | 184.51
Geo | 0 | 0 | 0 | 0 | 0 | 0
H | 0 | 0.35 | 0.35 | 0.35 | 0.35 | 0.35
LFG | 0 | 0 | 0 | 43.4 | 43.4 | 43.4
Nuc | 0 | 0 | 0 | 178.21 | 877.18 | 1888.16
PS | 0 | 0 | 0 | 0 | 0 | 0
PV | 0 | 0 | 0 | 0 | 0 | 0
PeakG | 0 | 0 | 0 | 0 | 0 | 0
PeakO | 0 | 0 | 0 | 0 | 0 | 0
ST | 0 | 0 | 0 | 0 | 0 | 0
STOG | 0 | 0 | 0 | 0 | 0 | 0
STWD | 0 | 0 | 0 | 0 | 0 | 0
WT | 218.37 | 218.37 | 218.37 | 218.37 | 0 | 6.13
IGCC | 0 | 0 | 0 | 0 | 0 | 0
DemandResponse | 0 | 0 | 0 | 0 | 0 | 0
IGCC-CCS | 0 | 0 | 0 | 0 | 0 | 0
WT_off | 0 | 0 | 0 | 0 | 0 | 0
PseudoUnit | 0 | 0 | 0 | 0 | 0 | 0
FixedInterchange | 0 | 0 | 0 | 0 | 0 | 0
Levelized Capital Costs by Reporting Type: Nebraska
ReportingType | 2015 | 2020 | 2025 | 2030 | 2035 | 2040
BM | 0 | 0 | 0 | 0 | 0 | 284.25
CC | 25.44 | 250.81 | 250.81 | 250.81 | 250.81 | 225.37
CSP | 0 | 0 | 0 | 0 | 0 | 0
CT | 0 | 0 | 0 | 0 | 0 | 0
Coal | 66.52 | 66.52 | 66.52 | 66.52 | 66.52 | 66.52
Geo | 0 | 0 | 0 | 0 | 0 | 0
H | 0 | 0 | 0 | 0 | 0 | 0
LFG | 0 | 0 | 0.23 | 13.78 | 13.78 | 13.78
Nuc | 0 | 0 | 0 | 0 | 0 | 0
PS | 0 | 0 | 0 | 0 | 0 | 0
PV | 0 | 0 | 0 | 0 | 0 | 0
PeakG | 0 | 0 | 0 | 0 | 0 | 0
PeakO | 0 | 0 | 0 | 0 | 0 | 0
ST | 0 | 0 | 0 | 0 | 0 | 0
STOG | 0 | 0 | 0 | 0 | 0 | 0
STWD | 0 | 0 | 0 | 0 | 0 | 0
WT | 44.36 | 44.36 | 44.36 | 34.86 | 0 | 0
IGCC | 0 | 0 | 0 | 0 | 0 | 0
DemandResponse | 0 | 0 | 0 | 0 | 0 | 0
IGCC-CCS | 0 | 0 | 0 | 0 | 0 | 0
WT_off | 0 | 0 | 0 | 0 | 0 | 0
PseudoUnit | 0 | 0 | 0 | 0 | 0 | 0
FixedInterchange | 0 | 0 | 0 | 0 | 0 | 0
Levelized Capital Costs by Reporting Type: NEISO
ReportingType | 2015 | 2020 | 2025 | 2030 | 2035 | 2040
BM | 115.57 | 115.57 | 115.57 | 115.57 | 115.57 | 115.57
CC | 273.49 | 273.49 | 273.49 | 273.49 | 273.49 | 0
CSP | 0 | 0 | 0 | 0 | 0 | 0
CT | 30 | 30 | 30 | 29.13 | 0 | 0
Coal | 0 | 0 | 0 | 0 | 0 | 0
Geo | 0 | 0 | 0 | 0 | 0 | 0
H | 0 | 0 | 0 | 0 | 0.99 | 0.99
LFG | 10.64 | 10.64 | 10.64 | 24.97 | 14.32 | 14.32
Nuc | 0 | 0 | 0 | 0 | 0 | 0
PS | 0 | 0 | 0 | 0 | 0 | 0
PV | 0 | 108.46 | 108.46 | 108.46 | 108.46 | 0
PeakG | 0 | 0 | 0 | 0 | 0 | 0
PeakO | 0 | 0 | 0 | 0 | 0 | 0
ST | 0 | 0 | 0 | 0 | 0 | 0
STOG | 0 | 0 | 0 | 0 | 0 | 0
STWD | 0 | 0 | 0 | 0 | 0 | 0
WT | 54.49 | 380.06 | 719.18 | 1137.83 | 2204.03 | 1878.46
IGCC | 0 | 0 | 0 | 0 | 0 | 0
DemandResponse | 0 | 0 | 0 | 0 | 0 | 0
IGCC-CCS | 0 | 0 | 0 | 0 | 0 | 0
WT_off | 283.24 | 283.24 | 283.24 | 283.24 | 0 | 0
PseudoUnit | 0 | 0 | 0 | 0 | 0 | 0
FixedInterchange | 0 | 0 | 0 | 0 | 0 | 0
Levelized Capital Costs by Reporting Type: NonRTO_Midwest
ReportingType | 2015 | 2020 | 2025 | 2030 | 2035 | 2040
BM | 0 | 0 | 0 | 0 | 249.8 | 2059.15
CC | 332.52 | 647.12 | 647.12 | 647.12 | 647.12 | 314.61
CSP | 0 | 0 | 0 | 0 | 0 | 0
CT | 0 | 0 | 0 | 0 | 0 | 0
Coal | 0 | 0 | 0 | 0 | 0 | 0
Geo | 0 | 0 | 0 | 0 | 0 | 0
H | 0 | 0 | 245.9 | 245.9 | 245.9 | 245.9
LFG | 0 | 0 | 30 | 30 | 30 | 30
Nuc | 0 | 0 | 0 | 0 | 460.65 | 460.65
PS | 0 | 0 | 0 | 0 | 0 | 0
PV | 0 | 0 | 0 | 0 | 0 | 0
PeakG | 0 | 0 | 0 | 0 | 0 | 0
PeakO | 0 | 0 | 0 | 0 | 0 | 0
ST | 0 | 0 | 0 | 0 | 0 | 0
STOG | 0 | 0 | 0 | 0 | 0 | 0
STWD | 0 | 0 | 0 | 0 | 0 | 0
WT | 0 | 0 | 0 | 0 | 0 | 0
IGCC | 0 | 0 | 0 | 0 | 0 | 0
DemandResponse | 0 | 0 | 0 | 0 | 0 | 0
IGCC-CCS | 0 | 0 | 0 | 0 | 0 | 0
WT_off | 0 | 0 | 0 | 0 | 0 | 0
PseudoUnit | 0 | 0 | 0 | 0 | 0 | 0
FixedInterchange | 0 | 0 | 0 | 0 | 0 | 0
Levelized Capital Costs by Reporting Type: NYISO_A-F
ReportingType | 2015 | 2020 | 2025 | 2030 | 2035 | 2040
BM | 0 | 0 | 0 | 0 | 0 | 0
CC | 85.71 | 85.71 | 85.71 | 85.71 | 85.71 | 0
CSP | 0 | 0 | 0 | 0 | 0 | 0
CT | 0 | 0 | 0 | 0 | 0 | 0
Coal | 0 | 0 | 0 | 0 | 0 | 0
Geo | 0 | 0 | 0 | 0 | 0 | 0
H | 0 | 0 | 0 | 0 | 0 | 0
LFG | 1.35 | 1.35 | 1.35 | 14.91 | 13.57 | 13.57
Nuc | 0 | 0 | 0 | 0 | 0 | 0
PS | 0 | 0 | 0 | 0 | 0 | 0
PV | 0 | 0 | 0 | 0 | 0 | 0
PeakG | 0 | 0 | 0 | 0 | 0 | 0
PeakO | 0 | 0 | 0 | 0 | 0 | 0
ST | 0 | 0 | 0 | 0 | 0 | 0
STOG | 0 | 0 | 0 | 0 | 0 | 0
STWD | 0 | 0 | 0 | 0 | 0 | 0
WT | 571.17 | 727.41 | 727.41 | 873.23 | 1270.52 | 1696.13
IGCC | 0 | 0 | 0 | 0 | 0 | 0
DemandResponse | 0 | 0 | 0 | 0 | 0 | 0
IGCC-CCS | 0 | 0 | 0 | 0 | 0 | 0
WT_off | 0 | 0 | 0 | 0 | 0 | 0
PseudoUnit | 0 | 0 | 0 | 0 | 0 | 0
FixedInterchange | 0 | 0 | 0 | 0 | 0 | 0
Levelized Capital Costs by Reporting Type: NYISO_G-I
ReportingType | 2015 | 2020 | 2025 | 2030 | 2035 | 2040
BM | 0 | 0 | 0 | 0 | 212.52 | 311.91
CC | 0 | 0 | 0 | 0 | 0 | 0
CSP | 0 | 0 | 0 | 0 | 0 | 0
CT | 0 | 0 | 0 | 0 | 0 | 0
Coal | 0 | 0 | 0 | 0 | 0 | 0
Geo | 0 | 0 | 0 | 0 | 0 | 0
H | 0 | 0 | 0 | 0 | 0 | 0
LFG | 0 | 0 | 0 | 14.85 | 14.85 | 14.85
Nuc | 0 | 0 | 0 | 0 | 0 | 855.9
PS | 0 | 0 | 0 | 0 | 0 | 0
PV | 0 | 0 | 0 | 0 | 0 | 0
PeakG | 0 | 0 | 0 | 0 | 0 | 0
PeakO | 0 | 0 | 0 | 0 | 0 | 0
ST | 0 | 0 | 0 | 0 | 0 | 0
STOG | 0 | 0 | 0 | 0 | 0 | 0
STWD | 0 | 0 | 0 | 0 | 0 | 0
WT | 0 | 12.72 | 12.72 | 76.54 | 76.54 | 63.83
IGCC | 0 | 0 | 0 | 0 | 0 | 0
DemandResponse | 0 | 0 | 0 | 0 | 0 | 0
IGCC-CCS | 0 | 0 | 0 | 0 | 0 | 0
WT_off | 0 | 0 | 0 | 0 | 0 | 0
PseudoUnit | 0 | 0 | 0 | 0 | 0 | 0
FixedInterchange | 0 | 0 | 0 | 0 | 0 | 0
Levelized Capital Costs by Reporting Type: NYISO_J-K
ReportingType | 2015 | 2020 | 2025 | 2030 | 2035 | 2040
BM | 0 | 0 | 0 | 0 | 0 | 0
CC | 226.37 | 226.37 | 226.37 | 226.37 | 226.37 | 0
CSP | 0 | 0 | 0 | 0 | 0 | 0
CT | 0 | 0 | 0 | 0 | 0 | 0
Coal | 0 | 0 | 0 | 0 | 0 | 0
Geo | 0 | 0 | 0 | 0 | 0 | 0
H | 0 | 0 | 0 | 0 | 0 | 0
LFG | 0 | 0 | 0 | 20.47 | 20.47 | 20.47
Nuc | 0 | 0 | 0 | 0 | 0 | 0
PS | 0 | 0 | 0 | 0 | 0 | 0
PV | 16.99 | 16.99 | 16.99 | 16.99 | 0 | 0
PeakG | 0 | 0 | 0 | 0 | 0 | 0
PeakO | 0 | 0 | 0 | 0 | 0 | 0
ST | 0 | 0 | 0 | 0 | 0 | 0
STOG | 0 | 0 | 0 | 0 | 0 | 0
STWD | 0 | 0 | 0 | 0 | 0 | 0
WT | 0 | 0 | 0 | 9.68 | 89.6 | 89.6
IGCC | 0 | 0 | 0 | 0 | 0 | 0
DemandResponse | 0 | 0 | 0 | 0 | 0 | 0
IGCC-CCS | 0 | 0 | 0 | 0 | 0 | 0
WT_off | 0 | 0 | 0 | 0 | 0 | 0
PseudoUnit | 0 | 0 | 0 | 0 | 0 | 0
FixedInterchange | 0 | 0 | 0 | 0 | 0 | 0
Levelized Capital Costs by Reporting Type: PJM_E
ReportingType | 2015 | 2020 | 2025 | 2030 | 2035 | 2040
BM | 14.48 | 14.48 | 14.48 | 14.48 | 14.48 | 14.48
CC | 673.31 | 673.31 | 673.31 | 673.31 | 582.39 | 0
CSP | 0 | 0 | 0 | 0 | 0 | 0
CT | 2.28 | 2.28 | 2.28 | 0 | 0 | 0
Coal | 9.09 | 9.09 | 9.09 | 9.09 | 9.09 | 9.09
Geo | 0 | 0 | 0 | 0 | 0 | 0
H | 0 | 0 | 0 | 0 | 0 | 0
LFG | 2.19 | 32.86 | 32.86 | 30.67 | 30.67 | 0
Nuc | 0 | 0 | 0 | 0 | 0 | 0
PS | 0 | 0 | 0 | 0 | 0 | 0
PV | 11.04 | 11.04 | 11.04 | 11.04 | 0 | 0
PeakG | 0 | 0 | 0 | 0 | 0 | 0
PeakO | 0 | 0 | 0 | 0 | 0 | 0
ST | 0 | 0 | 0 | 0 | 0 | 0
STOG | 0 | 0 | 0 | 0 | 0 | 0
STWD | 0 | 0 | 0 | 0 | 0 | 0
WT | 300.12 | 300.12 | 300.12 | 300.12 | 4.72 | 4.72
IGCC | 0 | 0 | 0 | 0 | 0 | 0
DemandResponse | 0 | 0 | 0 | 0 | 0 | 0
IGCC-CCS | 0 | 0 | 0 | 0 | 0 | 0
WT_off | 0 | 0 | 540.35 | 540.35 | 827.31 | 4715.77
PseudoUnit | 0 | 0 | 0 | 0 | 0 | 0
FixedInterchange | 0 | 0 | 0 | 0 | 0 | 0
Levelized Capital Costs by Reporting Type: PJM_ROM
ReportingType | 2015 | 2020 | 2025 | 2030 | 2035 | 2040
BM | 7.8 | 7.8 | 7.8 | 7.8 | 869.99 | 869.99
CC | 232.92 | 232.92 | 232.92 | 232.92 | 232.92 | 0
CSP | 0 | 0 | 0 | 0 | 0 | 0
CT | 1.4 | 1.4 | 1.4 | 1.4 | 0 | 0
Coal | 10.21 | 10.21 | 10.21 | 10.21 | 10.21 | 10.21
Geo | 0 | 0 | 0 | 0 | 0 | 0
H | 0 | 0 | 223.48 | 223.48 | 223.48 | 223.48
LFG | 3.93 | 57.29 | 57.29 | 55.71 | 53.36 | 0
Nuc | 0 | 0 | 0 | 0 | 972.69 | 2344.77
PS | 0 | 0 | 0 | 0 | 0 | 0
PV | 0 | 474.3 | 718.2 | 772.8 | 776.91 | 322.25
PeakG | 0 | 0 | 0 | 0 | 0 | 0
PeakO | 0 | 0 | 0 | 0 | 0 | 0
ST | 0 | 0 | 0 | 0 | 0 | 0
STOG | 0 | 0 | 0 | 0 | 0 | 0
STWD | 0 | 0 | 0 | 0 | 0 | 0
WT | 113.55 | 281.73 | 281.73 | 254.32 | 1457 | 1288.83
IGCC | 0 | 0 | 0 | 0 | 0 | 0
DemandResponse | 0 | 0 | 0 | 0 | 0 | 0
IGCC-CCS | 0 | 0 | 0 | 0 | 0 | 0
WT_off | 0 | 0 | 0 | 0 | 0 | 5216.77
PseudoUnit | 0 | 0 | 0 | 0 | 0 | 0
FixedInterchange | 0 | 0 | 0 | 0 | 0 | 0
Levelized Capital Costs by Reporting Type: PJM_ROR
ReportingType | 2015 | 2020 | 2025 | 2030 | 2035 | 2040
BM | 165.77 | 165.77 | 165.77 | 165.77 | 165.77 | 3695.9
CC | 2126.42 | 2785.69 | 2785.69 | 2785.69 | 2765.59 | 659.27
CSP | 0 | 0 | 0 | 0 | 0 | 0
CT | 2.4 | 2.4 | 2.4 | 2.4 | 0 | 0
Coal | 648.6 | 648.6 | 648.6 | 648.6 | 648.6 | 648.6
Geo | 0 | 0 | 0 | 0 | 0 | 0
H | 0 | 174.52 | 174.52 | 174.52 | 174.52 | 174.52
LFG | 11.72 | 113.04 | 113.04 | 107.38 | 101.31 | 0
Nuc | 0 | 0 | 0 | 0 | 2169.76 | 10796.09
PS | 0 | 0 | 0 | 0 | 0 | 0
PV | 0 | 0 | 66.41 | 68.87 | 68.87 | 68.87
PeakG | 0 | 0 | 0 | 0 | 0 | 0
PeakO | 0 | 0 | 0 | 0 | 0 | 0
ST | 0 | 0 | 0 | 0 | 0 | 0
STOG | 0 | 0 | 0 | 0 | 0 | 0
STWD | 0 | 0 | 0 | 0 | 0 | 0
WT | 1894.89 | 1934.85 | 3323.79 | 10499.14 | 9391.1 | 9351.14
IGCC | 0 | 0 | 0 | 0 | 0 | 0
DemandResponse | 0 | 0 | 0 | 0 | 0 | 0
IGCC-CCS | 0 | 0 | 0 | 0 | 0 | 0
WT_off | 0 | 0 | 0 | 0 | 0 | 0
PseudoUnit | 0 | 0 | 0 | 0 | 0 | 0
FixedInterchange | 0 | 0 | 0 | 0 | 0 | 0
Levelized Capital Costs by Reporting Type: SOCO
ReportingType | 2015 | 2020 | 2025 | 2030 | 2035 | 2040
BM | 21 | 21 | 21 | 21 | 2130.99 | 2130.99
CC | 780.93 | 1308.3 | 1308.3 | 1308.3 | 1308.3 | 527.37
CSP | 0 | 0 | 0 | 0 | 0 | 0
CT | 0 | 0 | 0 | 0 | 0 | 0
Coal | 0 | 0 | 0 | 0 | 0 | 0
Geo | 0 | 0 | 0 | 0 | 0 | 0
H | 0 | 0 | 0 | 0 | 0 | 0
LFG | 0 | 0 | 19.65 | 19.65 | 19.65 | 19.65
Nuc | 0 | 1254.21 | 1254.21 | 5943.36 | 7438.19 | 12072.69
PS | 0 | 0 | 0 | 0 | 0 | 0
PV | 0 | 0 | 0 | 0 | 0 | 0
PeakG | 0 | 0 | 0 | 0 | 0 | 0
PeakO | 0 | 0 | 0 | 0 | 0 | 0
ST | 0 | 0 | 0 | 0 | 0 | 0
STOG | 0 | 0 | 0 | 0 | 0 | 0
STWD | 0 | 0 | 0 | 0 | 0 | 0
WT | 0 | 0 | 0 | 0 | 20.78 | 20.78
IGCC | 0 | 0 | 0 | 0 | 0 | 0
DemandResponse | 0 | 0 | 0 | 0 | 0 | 0
IGCC-CCS | 0 | 0 | 0 | 0 | 0 | 0
WT_off | 0 | 0 | 0 | 0 | 0 | 0
PseudoUnit | 0 | 0 | 0 | 0 | 0 | 0
FixedInterchange | 0 | 0 | 0 | 0 | 0 | 0
Levelized Capital Costs by Reporting Type: SPP_N
ReportingType | 2015 | 2020 | 2025 | 2030 | 2035 | 2040
BM | 0 | 0 | 0 | 0 | 1800.82 | 2111.79
CC | 160.27 | 467.11 | 467.11 | 467.11 | 467.11 | 306.83
CSP | 0 | 0 | 0 | 0 | 0 | 0
CT | 0 | 0 | 0 | 0 | 0 | 0
Coal | 128.56 | 128.56 | 128.56 | 128.56 | 128.56 | 128.56
Geo | 0 | 0 | 0 | 0 | 0 | 0
H | 0 | 0 | 0 | 0 | 0 | 0
LFG | 0 | 0 | 17.63 | 17.63 | 17.63 | 17.63
Nuc | 0 | 0 | 0 | 0 | 0 | 0
PS | 0 | 0 | 0 | 0 | 0 | 0
PV | 0 | 0 | 0 | 0 | 0 | 0
PeakG | 0 | 0 | 0 | 0 | 0 | 0
PeakO | 0 | 0 | 0 | 0 | 0 | 0
ST | 0 | 0 | 0 | 0 | 0 | 0
STOG | 0 | 0 | 0 | 0 | 0 | 0
STWD | 0 | 0 | 0 | 0 | 0 | 0
WT | 0 | 2554.87 | 2554.87 | 2554.87 | 2568.71 | 208.01
IGCC | 0 | 0 | 0 | 0 | 0 | 0
DemandResponse | 0 | 0 | 0 | 0 | 0 | 0
IGCC-CCS | 0 | 0 | 0 | 0 | 0 | 0
WT_off | 0 | 0 | 0 | 0 | 0 | 0
PseudoUnit | 0 | 0 | 0 | 0 | 0 | 0
FixedInterchange | 0 | 0 | 0 | 0 | 0 | 0
Levelized Capital Costs by Reporting Type: SPP_S
ReportingType | 2015 | 2020 | 2025 | 2030 | 2035 | 2040
BM | 0 | 0 | 0 | 0 | 718.54 | 1309.03
CC | 0 | 514.54 | 514.54 | 514.54 | 514.54 | 514.54
CSP | 0 | 0 | 0 | 0 | 0 | 0
CT | 33.21 | 56.93 | 56.93 | 56.93 | 23.72 | 0
Coal | 273.14 | 273.14 | 273.14 | 273.14 | 273.14 | 273.14
Geo | 0 | 0 | 0 | 0 | 0 | 0
H | 0 | 0 | 0 | 30 | 30 | 30
LFG | 0 | 0 | 17.63 | 17.63 | 17.63 | 17.63
Nuc | 0 | 0 | 0 | 780.54 | 780.54 | 780.54
PS | 0 | 0 | 0 | 0 | 0 | 0
PV | 0 | 0 | 0 | 0 | 0 | 0
PeakG | 0 | 0 | 0 | 0 | 0 | 0
PeakO | 0 | 0 | 0 | 0 | 0 | 0
ST | 0 | 0 | 0 | 0 | 0 | 0
STOG | 0 | 0 | 0 | 0 | 0 | 0
STWD | 0 | 0 | 0 | 0 | 0 | 0
WT | 92.65 | 6005.33 | 6005.33 | 6005.33 | 5912.69 | 0
IGCC | 0 | 0 | 0 | 0 | 0 | 0
DemandResponse | 0 | 0 | 0 | 0 | 0 | 0
IGCC-CCS | 0 | 0 | 0 | 0 | 0 | 0
WT_off | 0 | 0 | 0 | 0 | 0 | 0
PseudoUnit | 0 | 0 | 0 | 0 | 0 | 0
FixedInterchange | 0 | 0 | 0 | 0 | 0 | 0
Levelized Capital Costs by Reporting Type: TVA
ReportingType | 2015 | 2020 | 2025 | 2030 | 2035 | 2040
BM | 0 | 0 | 0 | 0 | 2368.02 | 2368.02
CC | 493.1 | 996.84 | 996.84 | 996.84 | 962.37 | 503.74
CSP | 0 | 0 | 0 | 0 | 0 | 0
CT | 0 | 0 | 0 | 0 | 0 | 0
Coal | 0 | 0 | 0 | 0 | 0 | 0
Geo | 0 | 0 | 0 | 0 | 0 | 0
H | 0 | 0 | 8.9 | 8.9 | 8.9 | 8.9
LFG | 0 | 0 | 19.35 | 19.35 | 19.35 | 19.35
Nuc | 684.91 | 684.91 | 684.91 | 684.91 | 2000.25 | 4641.4
PS | 0 | 0 | 0 | 0 | 0 | 0
PV | 0 | 0 | 0 | 0 | 0 | 15.15
PeakG | 0 | 0 | 0 | 0 | 0 | 0
PeakO | 0 | 0 | 0 | 0 | 0 | 0
ST | 0 | 0 | 0 | 0 | 0 | 0
STOG | 0 | 0 | 0 | 0 | 0 | 0
STWD | 0 | 0 | 0 | 0 | 0 | 0
WT | 0 | 0 | 0 | 0 | 20.59 | 20.59
IGCC | 0 | 0 | 0 | 0 | 0 | 0
DemandResponse | 0 | 0 | 0 | 0 | 0 | 0
IGCC-CCS | 0 | 0 | 0 | 0 | 0 | 0
WT_off | 0 | 0 | 0 | 0 | 0 | 0
PseudoUnit | 0 | 0 | 0 | 0 | 0 | 0
FixedInterchange | 0 | 0 | 0 | 0 | 0 | 0
Levelized Capital Costs by Reporting Type: TVA_Transmission
ReportingType | 2015 | 2020 | 2025 | 2030 | 2035 | 2040
BM | 0 | 0 | 0 | 0 | 0 | 0
CC | 0 | 0 | 0 | 0 | 0 | 0
CSP | 0 | 0 | 0 | 0 | 0 | 0
CT | 0 | 0 | 0 | 0 | 0 | 0
Coal | 0 | 0 | 0 | 0 | 0 | 0
Geo | 0 | 0 | 0 | 0 | 0 | 0
H | 0 | 0 | 0 | 0 | 0 | 0
LFG | 0 | 0 | 0 | 0 | 0 | 0
Nuc | 0 | 0 | 0 | 0 | 0 | 0
PS | 0 | 0 | 0 | 0 | 0 | 0
PV | 0 | 0 | 0 | 0 | 0 | 0
PeakG | 0 | 0 | 0 | 0 | 0 | 0
PeakO | 0 | 0 | 0 | 0 | 0 | 0
ST | 0 | 0 | 0 | 0 | 0 | 0
STOG | 0 | 0 | 0 | 0 | 0 | 0
STWD | 0 | 0 | 0 | 0 | 0 | 0
WT | 0 | 0 | 0 | 0 | 0 | 0
IGCC | 0 | 0 | 0 | 0 | 0 | 0
DemandResponse | 0 | 0 | 0 | 0 | 0 | 0
IGCC-CCS | 0 | 0 | 0 | 0 | 0 | 0
WT_off | 0 | 0 | 0 | 0 | 0 | 0
PseudoUnit | 0 | 0 | 0 | 0 | 0 | 0
FixedInterchange | 0 | 0 | 0 | 0 | 0 | 0
Levelized Capital Costs by Reporting Type: VACAR
ReportingType | 2015 | 2020 | 2025 | 2030 | 2035 | 2040
BM | 0.34 | 58.51 | 227.66 | 231.66 | 231.66 | 1898.64
CC | 1691.34 | 1691.34 | 1691.34 | 1691.34 | 1691.34 | 0
CSP | 0 | 0 | 0 | 0 | 0 | 0
CT | 60.99 | 60.99 | 60.99 | 0 | 0 | 0
Coal | 220.45 | 220.45 | 220.45 | 220.45 | 220.45 | 220.45
Geo | 0 | 0 | 0 | 0 | 0 | 0
H | 0 | 0 | 0 | 0 | 0 | 0
LFG | 0.06 | 19.57 | 19.57 | 19.57 | 19.51 | 0
Nuc | 0 | 1320.06 | 2527.29 | 3256.39 | 3256.39 | 3256.39
PS | 0 | 0 | 0 | 0 | 0 | 0
PV | 0 | 42.44 | 43.12 | 43.36 | 43.36 | 1.79
PeakG | 0 | 0 | 0 | 0 | 0 | 0
PeakO | 0 | 0 | 0 | 0 | 0 | 0
ST | 0 | 0 | 0 | 0 | 0 | 0
STOG | 0 | 0 | 0 | 0 | 0 | 0
STWD | 0 | 0 | 0 | 0 | 0 | 0
WT | 0.19 | 740.59 | 740.59 | 740.59 | 740.4 | 0
IGCC | 0 | 0 | 0 | 0 | 0 | 0
DemandResponse | 0 | 0 | 0 | 0 | 0 | 0
IGCC-CCS | 0 | 0 | 0 | 0 | 0 | 0
WT_off | 0.53 | 0.53 | 0.53 | 0.53 | 12488.39 | 17350.26
PseudoUnit | 0 | 0 | 0 | 0 | 0 | 0
FixedInterchange | 0 | 0 | 0 | 0 | 0 | 0
Levelized Capital Costs by Reporting Type: IESO
ReportingType | 2015 | 2020 | 2025 | 2030 | 2035 | 2040
BM | 144.8 | 144.8 | 144.8 | 144.8 | 144.8 | 144.8
CC | 175.41 | 175.41 | 175.41 | 175.41 | 175.41 | 0
CSP | 0 | 0 | 0 | 0 | 0 | 0
CT | 41.8 | 41.8 | 41.8 | 41.8 | 0 | 0
Coal | 0 | 0 | 0 | 0 | 0 | 0
Geo | 0 | 0 | 0 | 0 | 0 | 0
H | 0 | 0 | 0 | 0 | 0 | 0
LFG | 5.12 | 5.12 | 5.12 | 5.12 | 0 | 0
Nuc | 0 | 0 | 0 | 0 | 0 | 0
PS | 0 | 0 | 0 | 0 | 0 | 0
PV | 539.74 | 539.74 | 539.74 | 539.74 | 0 | 0
PeakG | 0 | 0 | 0 | 0 | 0 | 0
PeakO | 0 | 0 | 0 | 0 | 0 | 0
ST | 0 | 0 | 0 | 0 | 0 | 0
STOG | 0 | 0 | 0 | 0 | 0 | 0
STWD | 0 | 0 | 0 | 0 | 0 | 0
WT | 660.4 | 660.4 | 660.4 | 660.4 | 0 | 0
IGCC | 0 | 0 | 0 | 0 | 0 | 0
DemandResponse | 0 | 0 | 0 | 0 | 0 | 0
IGCC-CCS | 0 | 0 | 0 | 0 | 0 | 0
WT_off | 0 | 0 | 0 | 0 | 0 | 0
PseudoUnit | 0 | 0 | 0 | 0 | 0 | 0
FixedInterchange | 0 | 0 | 0 | 0 | 0 | 0
Levelized Capital Costs by Reporting Type: MAPP_CA
ReportingType | 2015 | 2020 | 2025 | 2030 | 2035 | 2040
BM | 0 | 0 | 0 | 0 | 0 | 0
CC | 30.91 | 30.91 | 30.91 | 30.91 | 30.91 | 0
CSP | 0 | 0 | 0 | 0 | 0 | 0
CT | 0 | 0 | 0 | 0 | 0 | 0
Coal | 0 | 0 | 0 | 0 | 0 | 0
Geo | 0 | 0 | 0 | 0 | 0 | 0
H | 0 | 241.14 | 733.92 | 1395.34 | 1433.26 | 1433.26
LFG | 0 | 0 | 0 | 0 | 0 | 0
Nuc | 0 | 0 | 0 | 0 | 0 | 0
PS | 0 | 0 | 0 | 0 | 0 | 0
PV | 0 | 0 | 0 | 0 | 0 | 0
PeakG | 0 | 0 | 0 | 0 | 0 | 0
PeakO | 0 | 0 | 0 | 0 | 0 | 0
ST | 0 | 0 | 0 | 0 | 0 | 0
STOG | 0 | 0 | 0 | 0 | 0 | 0
STWD | 0 | 0 | 0 | 0 | 0 | 0
WT | 87.23 | 87.23 | 87.23 | 87.23 | 0 | 0
IGCC | 0 | 0 | 0 | 0 | 0 | 0
DemandResponse | 0 | 0 | 0 | 0 | 0 | 0
IGCC-CCS | 0 | 0 | 0 | 0 | 0 | 0
WT_off | 0 | 0 | 0 | 0 | 0 | 0
PseudoUnit | 0 | 0 | 0 | 0 | 0 | 0
FixedInterchange | 0 | 0 | 0 | 0 | 0 | 0
Levelized Capital Costs by Reporting Type: AZ_NM_SNV_Coal
ReportingType | 2015 | 2020 | 2025 | 2030 | 2035 | 2040
BM | 0 | 0 | 0 | 0 | 0 | 0
CC | 0 | 0 | 0 | 0 | 0 | 0
CSP | 0 | 0 | 0 | 0 | 0 | 0
CT | 0 | 0 | 0 | 0 | 0 | 0
Coal | 0 | 0 | 0 | 0 | 0 | 0
Geo | 0 | 0 | 0 | 0 | 0 | 0
H | 0 | 0 | 0 | 0 | 0 | 0
LFG | 0 | 0 | 0 | 0 | 0 | 0
Nuc | 0 | 0 | 0 | 0 | 0 | 0
PS | 0 | 0 | 0 | 0 | 0 | 0
PV | 0 | 0 | 0 | 0 | 0 | 0
PeakG | 0 | 0 | 0 | 0 | 0 | 0
PeakO | 0 | 0 | 0 | 0 | 0 | 0
ST | 0 | 0 | 0 | 0 | 0 | 0
STOG | 0 | 0 | 0 | 0 | 0 | 0
STWD | 0 | 0 | 0 | 0 | 0 | 0
WT | 0 | 0 | 0 | 0 | 0 | 0
IGCC | 0 | 0 | 0 | 0 | 0 | 0
DemandResponse | 0 | 0 | 0 | 0 | 0 | 0
IGCC-CCS | 0 | 0 | 0 | 0 | 0 | 0
WT_off | 0 | 0 | 0 | 0 | 0 | 0
PseudoUnit | 0 | 0 | 0 | 0 | 0 | 0
FixedInterchange | 0 | 0 | 0 | 0 | 0 | 0
Levelized Capital Costs by Reporting Type: AZ_NM_SNV_Gas
ReportingType | 2015 | 2020 | 2025 | 2030 | 2035 | 2040
BM | 0 | 0 | 0 | 0 | 0 | 0
CC | 79.32 | 260.08 | 260.08 | 260.08 | 260.08 | 180.76
CSP | 0 | 0 | 0 | 0 | 0 | 0
CT | 63.7 | 63.7 | 63.7 | 63.7 | 0 | 0
Coal | 0 | 0 | 0 | 0 | 0 | 0
Geo | 0 | 0 | 0 | 0 | 0 | 0
H | 0 | 0 | 0 | 0 | 0 | 0
LFG | 0 | 0 | 0 | 0 | 0 | 0
Nuc | 0 | 0 | 0 | 0 | 0 | 0
PS | 0 | 0 | 0 | 0 | 0 | 0
PV | 0 | 0 | 0 | 0 | 0 | 0
PeakG | 0 | 0 | 0 | 0 | 0 | 0
PeakO | 0 | 0 | 0 | 0 | 0 | 0
ST | 0 | 0 | 0 | 0 | 0 | 0
STOG | 0 | 0 | 0 | 0 | 0 | 0
STWD | 0 | 0 | 0 | 0 | 0 | 0
WT | 0 | 0 | 0 | 0 | 0 | 0
IGCC | 0 | 0 | 0 | 0 | 0 | 0
DemandResponse | 0 | 0 | 0 | 0 | 0 | 0
IGCC-CCS | 0 | 0 | 0 | 0 | 0 | 0
WT_off | 0 | 0 | 0 | 0 | 0 | 0
PseudoUnit | 0 | 0 | 0 | 0 | 0 | 0
FixedInterchange | 0 | 0 | 0 | 0 | 0 | 0
Levelized Capital Costs by Reporting Type: AZ_NM_SNV_NucRenew
ReportingType | 2015 | 2020 | 2025 | 2030 | 2035 | 2040
BM | 0 | 0 | 0 | 0 | 0 | 28.35
CC | 0 | 0 | 0 | 0 | 0 | 0
CSP | 0 | 0 | 0 | 0 | 0 | 0
CT | 0 | 0 | 0 | 0 | 0 | 0
Coal | 0 | 0 | 0 | 0 | 0 | 0
Geo | 0 | 0 | 369.64 | 369.64 | 369.64 | 369.64
H | 0 | 0 | 0 | 0 | 0 | 0
LFG | 0 | 0 | 11.41 | 11.41 | 11.41 | 11.41
Nuc | 0 | 0 | 0 | 1781.01 | 5597.08 | 5597.08
PS | 0 | 0 | 0 | 0 | 0 | 0
PV | 34.88 | 34.88 | 34.88 | 34.88 | 0 | 0
PeakG | 0 | 0 | 0 | 0 | 0 | 0
PeakO | 0 | 0 | 0 | 0 | 0 | 0
ST | 101.35 | 245.31 | 312.9 | 289.93 | 405.49 | 261.53
STOG | 0 | 0 | 0 | 0 | 0 | 0
STWD | 0 | 0 | 0 | 0 | 0 | 0
WT | 14.28 | 2481.9 | 2481.9 | 2481.9 | 2467.61 | 0
IGCC | 0 | 0 | 0 | 0 | 0 | 0
DemandResponse | 0 | 0 | 0 | 0 | 0 | 0
IGCC-CCS | 0 | 0 | 0 | 0 | 0 | 0
WT_off | 0 | 0 | 0 | 0 | 0 | 0
PseudoUnit | 0 | 0 | 0 | 0 | 0 | 0
FixedInterchange | 0 | 0 | 0 | 0 | 0 | 0
Levelized Capital Costs by Reporting Type: ERCOT
ReportingType | 2015 | 2020 | 2025 | 2030 | 2035 | 2040
BM | 54.69 | 54.69 | 54.69 | 54.69 | 1311.48 | 1311.48
CC | 1750.53 | 1750.53 | 1750.53 | 1750.53 | 1750.53 | 0
CSP | 0 | 0 | 0 | 0 | 0 | 0
CT | 20.97 | 20.97 | 20.97 | 20.97 | 0 | 0
Coal | 540.38 | 540.38 | 540.38 | 540.38 | 540.38 | 540.38
Geo | 0 | 0 | 0 | 0 | 0 | 0
H | 0 | 0 | 0 | 0 | 0 | 0
LFG | 0 | 0 | 63.77 | 63.77 | 63.77 | 63.77
Nuc | 0 | 0 | 0 | 922.35 | 6075.2 | 8680.58
PS | 0 | 0 | 0 | 0 | 0 | 0
PV | 4.89 | 4.89 | 4.89 | 4.89 | 0 | 0
PeakG | 0 | 0 | 0 | 0 | 0 | 0
PeakO | 0 | 0 | 0 | 0 | 0 | 0
ST | 0 | 0 | 0 | 0 | 0 | 0
STOG | 0 | 0 | 0 | 0 | 0 | 0
STWD | 0 | 0 | 0 | 0 | 0 | 0
WT | 72.7 | 72.7 | 3730.85 | 3730.85 | 3658.15 | 3705.84
IGCC | 0 | 0 | 0 | 0 | 0 | 0
DemandResponse | 0 | 0 | 0 | 0 | 0 | 0
IGCC-CCS | 0 | 0 | 0 | 0 | 0 | 0
WT_off | 0 | 0 | 0 | 0 | 0 | 0
PseudoUnit | 0 | 0 | 0 | 0 | 0 | 0
FixedInterchange | 0 | 0 | 0 | 0 | 0 | 0
Levelized Capital Costs by Reporting Type: NP15
ReportingType | 2015 | 2020 | 2025 | 2030 | 2035 | 2040
BM | 0 | 0 | 0 | 0 | 0 | 119.74
CC | 231.25 | 320.35 | 320.35 | 320.35 | 320.35 | 89.1
CSP | 0 | 0 | 0 | 0 | 0 | 0
CT | 17.85 | 17.85 | 17.85 | 17.85 | 0 | 0
Coal | 0 | 0 | 0 | 0 | 0 | 0
Geo | 0 | 175.88 | 185.75 | 185.75 | 185.75 | 9.86
H | 0 | 0 | 0 | 0 | 0 | 0
LFG | 0 | 84.26 | 124.75 | 124.75 | 124.75 | 40.49
Nuc | 0 | 0 | 0 | 2545.39 | 4114.28 | 4673.37
PS | 0 | 0 | 0 | 0 | 0 | 0
PV | 2.79 | 2.79 | 2.79 | 2.79 | 0 | 0
PeakG | 0 | 0 | 0 | 0 | 0 | 0
PeakO | 0 | 0 | 0 | 0 | 0 | 0
ST | 12.6 | 12.6 | 12.6 | 12.6 | 0 | 0
STOG | 0 | 0 | 0 | 0 | 0 | 0
STWD | 0 | 0 | 0 | 0 | 0 | 0
WT | 26.07 | 837.92 | 837.92 | 837.71 | 3249.12 | 2645.76
IGCC | 0 | 0 | 0 | 0 | 0 | 0
DemandResponse | 0 | 0 | 0 | 0 | 0 | 0
IGCC-CCS | 0 | 0 | 0 | 0 | 0 | 0
WT_off | 0 | 0 | 0 | 0 | 0 | 0
PseudoUnit | 0 | 0 | 0 | 0 | 0 | 0
FixedInterchange | 0 | 0 | 0 | 0 | 0 | 0
Levelized Capital Costs by Reporting Type: NWPP_Coal
ReportingType | 2015 | 2020 | 2025 | 2030 | 2035 | 2040
BM | 0 | 0 | 0 | 0 | 0 | 0
CC | 0 | 0 | 0 | 0 | 0 | 0
CSP | 0 | 0 | 0 | 0 | 0 | 0
CT | 0 | 0 | 0 | 0 | 0 | 0
Coal | 0 | 0 | 0 | 0 | 0 | 0
Geo | 0 | 0 | 0 | 0 | 0 | 0
H | 0 | 0 | 0 | 0 | 0 | 0
LFG | 0 | 0 | 0 | 0 | 0 | 0
Nuc | 0 | 0 | 0 | 0 | 0 | 0
PS | 0 | 0 | 0 | 0 | 0 | 0
PV | 0 | 0 | 0 | 0 | 0 | 0
PeakG | 0 | 0 | 0 | 0 | 0 | 0
PeakO | 0 | 0 | 0 | 0 | 0 | 0
ST | 0 | 0 | 0 | 0 | 0 | 0
STOG | 0 | 0 | 0 | 0 | 0 | 0
STWD | 0 | 0 | 0 | 0 | 0 | 0
WT | 0 | 0 | 0 | 0 | 0 | 0
IGCC | 0 | 0 | 0 | 0 | 0 | 0
DemandResponse | 0 | 0 | 0 | 0 | 0 | 0
IGCC-CCS | 0 | 0 | 0 | 0 | 0 | 0
WT_off | 0 | 0 | 0 | 0 | 0 | 0
PseudoUnit | 0 | 0 | 0 | 0 | 0 | 0
FixedInterchange | 0 | 0 | 0 | 0 | 0 | 0
Levelized Capital Costs by Reporting Type: NWPP_Gas
ReportingType | 2015 | 2020 | 2025 | 2030 | 2035 | 2040
BM | 0 | 0 | 0 | 0 | 0 | 0
CC | 33.4 | 224.53 | 224.53 | 224.53 | 224.53 | 191.13
CSP | 0 | 0 | 0 | 0 | 0 | 0
CT | 13.02 | 13.02 | 13.02 | 13.02 | 0 | 0
Coal | 0 | 0 | 0 | 0 | 0 | 0
Geo | 0 | 0 | 0 | 0 | 0 | 0
H | 0 | 0 | 0 | 0 | 0 | 0
LFG | 0 | 0 | 0 | 0 | 0 | 0
Nuc | 0 | 0 | 0 | 0 | 0 | 0
PS | 0 | 0 | 0 | 0 | 0 | 0
PV | 0 | 0 | 0 | 0 | 0 | 0
PeakG | 0 | 0 | 0 | 0 | 0 | 0
PeakO | 0 | 0 | 0 | 0 | 0 | 0
ST | 0 | 0 | 0 | 0 | 0 | 0
STOG | 0 | 0 | 0 | 0 | 0 | 0
STWD | 0 | 0 | 0 | 0 | 0 | 0
WT | 0 | 0 | 0 | 0 | 0 | 0
IGCC | 0 | 0 | 0 | 0 | 0 | 0
DemandResponse | 0 | 0 | 0 | 0 | 0 | 0
IGCC-CCS | 0 | 0 | 0 | 0 | 0 | 0
WT_off | 0 | 0 | 0 | 0 | 0 | 0
PseudoUnit | 0 | 0 | 0 | 0 | 0 | 0
FixedInterchange | 0 | 0 | 0 | 0 | 0 | 0
Levelized Capital Costs by Reporting Type: NWPP_NucRenew
ReportingType | 2015 | 2020 | 2025 | 2030 | 2035 | 2040
BM | 13.89 | 13.89 | 13.89 | 13.89 | 13.89 | 1150.08
CC | 0 | 0 | 0 | 0 | 0 | 0
CSP | 0 | 0 | 0 | 0 | 0 | 0
CT | 0 | 0 | 0 | 0 | 0 | 0
Coal | 0 | 0 | 0 | 0 | 0 | 0
Geo | 24.88 | 24.88 | 135.71 | 135.71 | 110.83 | 110.83
H | 0 | 0 | 0 | 0 | 110.42 | 110.42
LFG | 5.02 | 5.02 | 50.73 | 50.73 | 45.71 | 45.71
Nuc | 0 | 0 | 0 | 0 | 1943.27 | 2156.41
PS | 0 | 0 | 0 | 0 | 0 | 0
PV | 0 | 0 | 0 | 0 | 0 | 0
PeakG | 0 | 0 | 0 | 0 | 0 | 0
PeakO | 0 | 0 | 0 | 0 | 0 | 0
ST | 0 | 0 | 0 | 0 | 0 | 0
STOG | 0 | 0 | 0 | 0 | 0 | 0
STWD | 0 | 0 | 0 | 0 | 0 | 0
WT | 238.86 | 238.86 | 238.86 | 4997.97 | 4759.11 | 5276.08
IGCC | 0 | 0 | 0 | 0 | 0 | 0
DemandResponse | 0 | 0 | 0 | 0 | 0 | 0
IGCC-CCS | 0 | 0 | 0 | 0 | 0 | 0
WT_off | 0 | 0 | 0 | 0 | 0 | 0
PseudoUnit | 0 | 0 | 0 | 0 | 0 | 0
FixedInterchange | 0 | 0 | 0 | 0 | 0 | 0
Levelized Capital Costs by Reporting Type: RMPA
ReportingType | 2015 | 2020 | 2025 | 2030 | 2035 | 2040
BM | 0 | 0 | 0 | 0 | 480.93 | 641.63
CC | 0 | 145.49 | 145.49 | 145.49 | 145.49 | 145.49
CSP | 0 | 0 | 0 | 0 | 0 | 0
CT | 15.2 | 15.2 | 15.2 | 15.2 | 0 | 0
Coal | 108.63 | 108.63 | 108.63 | 108.63 | 108.63 | 108.63
Geo | 0 | 16.06 | 659.57 | 659.57 | 659.57 | 643.51
H | 0 | 0 | 0 | 0 | 0 | 0
LFG | 0.28 | 0.28 | 5.7 | 5.7 | 5.43 | 5.43
Nuc | 0 | 0 | 90.03 | 1057.16 | 1057.16 | 1057.16
PS | 0 | 0 | 0 | 0 | 0 | 0
PV | 0.37 | 0.37 | 0.37 | 0.37 | 0 | 0
PeakG | 0 | 0 | 0 | 0 | 0 | 0
PeakO | 0 | 0 | 0 | 0 | 0 | 0
ST | 1.07 | 121.85 | 121.85 | 123.5 | 122.43 | 1.65
STOG | 0 | 0 | 0 | 0 | 0 | 0
STWD | 0 | 0 | 0 | 0 | 0 | 0
WT | 172.66 | 934.8 | 934.8 | 1044.53 | 871.87 | 137.49
IGCC | 0 | 0 | 0 | 0 | 0 | 0
DemandResponse | 0 | 0 | 0 | 0 | 0 | 0
IGCC-CCS | 0 | 0 | 0 | 0 | 0 | 0
WT_off | 0 | 0 | 0 | 0 | 0 | 0
PseudoUnit | 0 | 0 | 0 | 0 | 0 | 0
FixedInterchange | 0 | 0 | 0 | 0 | 0 | 0
Levelized Capital Costs by Reporting Type: SP15
ReportingType | 2015 | 2020 | 2025 | 2030 | 2035 | 2040
BM | 2.9 | 2.9 | 2.9 | 2.9 | 2.9 | 277.88
CC | 396.6 | 396.6 | 396.6 | 396.6 | 396.6 | 0
CSP | 0 | 0 | 0 | 0 | 0 | 0
CT | 0 | 0 | 0 | 0 | 0 | 0
Coal | 0 | 0 | 0 | 0 | 0 | 0
Geo | 14.26 | 385.19 | 385.19 | 370.93 | 370.93 | 0
H | 0 | 0 | 0 | 0 | 0 | 0
LFG | 2.09 | 125.04 | 125.04 | 124.8 | 122.95 | 0
Nuc | 0 | 0 | 0 | 570.2 | 958.1 | 2369.3
PS | 0 | 0 | 0 | 0 | 0 | 0
PV | 1.62 | 1.62 | 1.62 | 1.62 | 0 | 0
PeakG | 0 | 0 | 0 | 0 | 0 | 0
PeakO | 0 | 0 | 0 | 0 | 0 | 0
ST | 191.39 | 191.39 | 191.39 | 191.39 | 874.33 | 1177.74
STOG | 0 | 0 | 0 | 0 | 0 | 0
STWD | 0 | 0 | 0 | 0 | 0 | 0
WT | 193.26 | 418.82 | 3599.87 | 3599.87 | 3406.61 | 3181.05
IGCC | 0 | 0 | 0 | 0 | 0 | 0
DemandResponse | 0 | 0 | 0 | 0 | 0 | 0
IGCC-CCS | 0 | 0 | 0 | 0 | 0 | 0
WT_off | 0 | 0 | 0 | 0 | 0 | 0
PseudoUnit | 0 | 0 | 0 | 0 | 0 | 0
FixedInterchange | 0 | 0 | 0 | 0 | 0 | 0
Levelized Capital Costs by Reporting Type: ALB
ReportingType | 2015 | 2020 | 2025 | 2030 | 2035 | 2040
BM | 0 | 0 | 0 | 0 | 0 | 0
CC | 0 | 0 | 0 | 0 | 0 | 0
CSP | 0 | 0 | 0 | 0 | 0 | 0
CT | 16.7 | 16.7 | 16.7 | 16.7 | 0 | 0
Coal | 147.62 | 147.62 | 147.62 | 147.62 | 147.62 | 147.62
Geo | 0 | 0 | 0 | 0 | 0 | 0
H | 0 | 0 | 0 | 0 | 0 | 0
LFG | 0 | 0 | 0 | 0 | 0 | 0
Nuc | 0 | 0 | 0 | 4953.87 | 5107.66 | 5115.18
PS | 0 | 0 | 0 | 0 | 0 | 0
PV | 0 | 0 | 0 | 0 | 0 | 0
PeakG | 0 | 0 | 0 | 0 | 0 | 0
PeakO | 0 | 0 | 0 | 0 | 0 | 0
ST | 0 | 0 | 0 | 0 | 0 | 0
STOG | 0 | 0 | 0 | 0 | 0 | 0
STWD | 0 | 0 | 0 | 0 | 0 | 0
WT | 2.54 | 2.54 | 2.54 | 2.54 | 23.83 | 23.83
IGCC | 0 | 0 | 0 | 0 | 0 | 0
DemandResponse | 0 | 0 | 0 | 0 | 0 | 0
IGCC-CCS | 0 | 0 | 0 | 0 | 0 | 0
WT_off | 0 | 0 | 0 | 0 | 0 | 0
PseudoUnit | 0 | 0 | 0 | 0 | 0 | 0
FixedInterchange | 0 | 0 | 0 | 0 | 0 | 0
Levelized Capital Costs by Reporting Type: BC
ReportingType | 2015 | 2020 | 2025 | 2030 | 2035 | 2040
BM | 0 | 0 | 0 | 0 | 0 | 0
CC | 48.45 | 48.45 | 48.45 | 48.45 | 48.45 | 0
CSP | 0 | 0 | 0 | 0 | 0 | 0
CT | 0 | 0 | 0 | 0 | 0 | 0
Coal | 0 | 0 | 0 | 0 | 0 | 0
Geo | 0 | 0 | 0 | 0 | 0 | 0
H | 0 | 0 | 0 | 0 | 0 | 0
LFG | 0 | 0 | 0 | 0 | 0 | 0
Nuc | 0 | 0 | 0 | 404.78 | 404.78 | 778.05
PS | 0 | 0 | 0 | 0 | 0 | 0
PV | 0 | 0 | 0 | 0 | 0 | 0
PeakG | 0 | 0 | 0 | 0 | 0 | 0
PeakO | 0 | 0 | 0 | 0 | 0 | 0
ST | 0 | 0 | 0 | 0 | 0 | 0
STOG | 0 | 0 | 0 | 0 | 0 | 0
STWD | 0 | 0 | 0 | 0 | 0 | 0
WT | 40.68 | 40.68 | 40.68 | 40.68 | 40.86 | 40.86
IGCC | 0 | 0 | 0 | 0 | 0 | 0
DemandResponse | 0 | 0 | 0 | 0 | 0 | 0
IGCC-CCS | 0 | 0 | 0 | 0 | 0 | 0
WT_off | 0 | 0 | 0 | 0 | 0 | 0
PseudoUnit | 0 | 0 | 0 | 0 | 0 | 0
FixedInterchange | 0 | 0 | 0 | 0 | 0 | 0
Levelized Capital Costs by Reporting Type: HQ_IESO
ReportingType | 2015 | 2020 | 2025 | 2030 | 2035 | 2040
BM | 0 | 0 | 0 | 0 | 0 | 0
CC | 0 | 0 | 0 | 0 | 0 | 0
CSP | 0 | 0 | 0 | 0 | 0 | 0
CT | 0 | 0 | 0 | 0 | 0 | 0
Coal | 0 | 0 | 0 | 0 | 0 | 0
Geo | 0 | 0 | 0 | 0 | 0 | 0
H | 0 | 0 | 0 | 0 | 0 | 0
LFG | 0 | 0 | 0 | 0 | 0 | 0
Nuc | 0 | 0 | 0 | 0 | 0 | 0
PS | 0 | 0 | 0 | 0 | 0 | 0
PV | 0 | 0 | 0 | 0 | 0 | 0
PeakG | 0 | 0 | 0 | 0 | 0 | 0
PeakO | 0 | 0 | 0 | 0 | 0 | 0
ST | 0 | 0 | 0 | 0 | 0 | 0
STOG | 0 | 0 | 0 | 0 | 0 | 0
STWD | 0 | 0 | 0 | 0 | 0 | 0
WT | 0 | 0 | 0 | 0 | 0 | 0
IGCC | 0 | 0 | 0 | 0 | 0 | 0
DemandResponse | 0 | 0 | 0 | 0 | 0 | 0
IGCC-CCS | 0 | 0 | 0 | 0 | 0 | 0
WT_off | 0 | 0 | 0 | 0 | 0 | 0
PseudoUnit | 0 | 0 | 0 | 0 | 0 | 0
FixedInterchange | 0 | 0 | 0 | 0 | 0 | 0
Levelized Capital Costs by Reporting Type: HQ_NEISO
ReportingType | 2015 | 2020 | 2025 | 2030 | 2035 | 2040
BM | 0 | 0 | 0 | 0 | 0 | 0
CC | 0 | 0 | 0 | 0 | 0 | 0
CSP | 0 | 0 | 0 | 0 | 0 | 0
CT | 0 | 0 | 0 | 0 | 0 | 0
Coal | 0 | 0 | 0 | 0 | 0 | 0
Geo | 0 | 0 | 0 | 0 | 0 | 0
H | 0 | 0 | 0 | 0 | 0 | 0
LFG | 0 | 0 | 0 | 0 | 0 | 0
Nuc | 0 | 0 | 0 | 0 | 0 | 0
PS | 0 | 0 | 0 | 0 | 0 | 0
PV | 0 | 0 | 0 | 0 | 0 | 0
PeakG | 0 | 0 | 0 | 0 | 0 | 0
PeakO | 0 | 0 | 0 | 0 | 0 | 0
ST | 0 | 0 | 0 | 0 | 0 | 0
STOG | 0 | 0 | 0 | 0 | 0 | 0
STWD | 0 | 0 | 0 | 0 | 0 | 0
WT | 0 | 0 | 0 | 0 | 0 | 0
IGCC | 0 | 0 | 0 | 0 | 0 | 0
DemandResponse | 0 | 0 | 0 | 0 | 0 | 0
IGCC-CCS | 0 | 0 | 0 | 0 | 0 | 0
WT_off | 0 | 0 | 0 | 0 | 0 | 0
PseudoUnit | 0 | 0 | 486.68 | 486.68 | 486.68 | 486.68
FixedInterchange | 0 | 0 | 0 | 0 | 0 | 0
Levelized Capital Costs by Reporting Type: HQ_NY
ReportingType | 2015 | 2020 | 2025 | 2030 | 2035 | 2040
BM | 0 | 0 | 0 | 0 | 0 | 0
CC | 0 | 0 | 0 | 0 | 0 | 0
CSP | 0 | 0 | 0 | 0 | 0 | 0
CT | 0 | 0 | 0 | 0 | 0 | 0
Coal | 0 | 0 | 0 | 0 | 0 | 0
Geo | 0 | 0 | 0 | 0 | 0 | 0
H | 0 | 0 | 0 | 0 | 0 | 0
LFG | 0 | 0 | 0 | 0 | 0 | 0
Nuc | 0 | 0 | 0 | 0 | 0 | 0
PS | 0 | 0 | 0 | 0 | 0 | 0
PV | 0 | 0 | 0 | 0 | 0 | 0
PeakG | 0 | 0 | 0 | 0 | 0 | 0
PeakO | 0 | 0 | 0 | 0 | 0 | 0
ST | 0 | 0 | 0 | 0 | 0 | 0
STOG | 0 | 0 | 0 | 0 | 0 | 0
STWD | 0 | 0 | 0 | 0 | 0 | 0
WT | 0 | 0 | 0 | 0 | 0 | 0
IGCC | 0 | 0 | 0 | 0 | 0 | 0
DemandResponse | 0 | 0 | 0 | 0 | 0 | 0
IGCC-CCS | 0 | 0 | 0 | 0 | 0 | 0
WT_off | 0 | 0 | 0 | 0 | 0 | 0
PseudoUnit | 0 | 405.37 | 844.31 | 844.31 | 844.31 | 844.31
FixedInterchange | 0 | 0 | 0 | 0 | 0 | 0
Levelized Capital Costs by Reporting Type: MARITIMES
ReportingType | 2015 | 2020 | 2025 | 2030 | 2035 | 2040
BM | 0 | 0 | 0 | 0 | 0 | 0
CC | 0 | 0 | 0 | 0 | 0 | 0
CSP | 0 | 0 | 0 | 0 | 0 | 0
CT | 0 | 0 | 0 | 0 | 0 | 0
Coal | 0 | 0 | 0 | 0 | 0 | 0
Geo | 0 | 0 | 0 | 0 | 0 | 0
H | 0 | 0 | 0 | 0 | 0 | 0
LFG | 0 | 0 | 0 | 0 | 0 | 0
Nuc | 0 | 0 | 0 | 0 | 0 | 0
PS | 0 | 0 | 0 | 0 | 0 | 0
PV | 0 | 0 | 0 | 0 | 0 | 0
PeakG | 0 | 0 | 0 | 0 | 0 | 0
PeakO | 0 | 0 | 0 | 0 | 0 | 0
ST | 0 | 0 | 0 | 0 | 0 | 0
STOG | 0 | 0 | 0 | 0 | 0 | 0
STWD | 0 | 0 | 0 | 0 | 0 | 0
WT | 0 | 0 | 0 | 0 | 0 | 0
IGCC | 0 | 0 | 0 | 0 | 0 | 0
DemandResponse | 0 | 0 | 0 | 0 | 0 | 0
IGCC-CCS | 0 | 0 | 0 | 0 | 0 | 0
WT_off | 0 | 0 | 0 | 0 | 0 | 0
PseudoUnit | 0 | 173.48 | 173.48 | 173.48 | 173.48 | 173.48
FixedInterchange | 0 | 0 | 0 | 0 | 0 | 0
Levelized Capital Costs by Reporting Type: All
ReportingType | 2015 | 2020 | 2025 | 2030 | 2035 | 2040
BM | 541.24 | 599.41 | 768.56 | 772.56 | 11660.71 | 29545.71
CC | 12743.15 | 19394.04 | 19394.04 | 19394.04 | 19248.56 | 6650.89
CSP | 0 | 0 | 0 | 0 | 0 | 0
CT | 541.57 | 565.29 | 565.29 | 513.02 | 36.29 | 12.57
Coal | 3114.71 | 3114.71 | 3114.71 | 3114.71 | 3114.71 | 3114.71
Geo | 39.14 | 602.01 | 1735.85 | 1721.59 | 1696.71 | 1133.84
H | 0 | 416.01 | 1479.36 | 2170.78 | 2685.66 | 2685.66
LFG | 42.41 | 454.45 | 879.85 | 1018.47 | 985.73 | 573.68
Nuc | 684.91 | 3259.17 | 6285.44 | 31391.7 | 59451.51 | 87866.97
PS | 0 | 0 | 0 | 0 | 0 | 0
PV | 612.43 | 1338.48 | 1658.54 | 1715.83 | 1107.52 | 417.55
PeakG | 0 | 0 | 0 | 0 | 0 | 0
PeakO | 0 | 0 | 0 | 0 | 0 | 0
ST | 306.41 | 571.15 | 638.75 | 617.42 | 1402.25 | 1440.92
STOG | 0 | 0 | 0 | 0 | 0 | 0
STWD | 0 | 0 | 0 | 0 | 0 | 0
WT | 6098.69 | 21862.02 | 40294.34 | 52836.69 | 53684.47 | 39901.28
IGCC | 215.26 | 215.26 | 215.26 | 215.26 | 215.26 | 215.26
DemandResponse | 0 | 0 | 0 | 0 | 0 | 0
IGCC-CCS | 0 | 0 | 0 | 0 | 0 | 0
WT_off | 283.77 | 283.77 | 824.12 | 824.12 | 13315.7 | 27282.8
PseudoUnit | 0 | 578.85 | 1504.48 | 1504.48 | 1504.48 | 1504.48
FixedInterchange | 0 | 0 | 0 | 0 | 0 | 0
Levelized Capital Costs by Reporting Type: EI_US
ReportingType | 2015 | 2020 | 2025 | 2030 | 2035 | 2040
BM | 324.96 | 383.12 | 552.28 | 556.28 | 9706.7 | 25871.73
CC | 9997.28 | 16041.69 | 16041.69 | 16041.69 | 15896.21 | 6044.41
CSP | 0 | 0 | 0 | 0 | 0 | 0
CT | 352.32 | 376.04 | 376.04 | 323.77 | 36.29 | 12.57
Coal | 2318.08 | 2318.08 | 2318.08 | 2318.08 | 2318.08 | 2318.08
Geo | 0 | 0 | 0 | 0 | 0 | 0
H | 0 | 174.87 | 745.44 | 775.44 | 1141.97 | 1141.97
LFG | 29.9 | 234.74 | 493.33 | 632.19 | 611.72 | 406.88
Nuc | 684.91 | 3259.17 | 6195.41 | 19156.95 | 34193.97 | 57439.83
PS | 0 | 0 | 0 | 0 | 0 | 0
PV | 28.13 | 754.18 | 1074.24 | 1131.53 | 1107.52 | 417.55
PeakG | 0 | 0 | 0 | 0 | 0 | 0
PeakO | 0 | 0 | 0 | 0 | 0 | 0
ST | 0 | 0 | 0 | 0 | 0 | 0
STOG | 0 | 0 | 0 | 0 | 0 | 0
STWD | 0 | 0 | 0 | 0 | 0 | 0
WT | 4589.99 | 16086.17 | 27679.29 | 35353.01 | 35207.32 | 24890.37
IGCC | 215.26 | 215.26 | 215.26 | 215.26 | 215.26 | 215.26
DemandResponse | 0 | 0 | 0 | 0 | 0 | 0
IGCC-CCS | 0 | 0 | 0 | 0 | 0 | 0
WT_off | 283.77 | 283.77 | 824.12 | 824.12 | 13315.7 | 27282.8
PseudoUnit | 0 | 578.85 | 1504.48 | 1504.48 | 1504.48 | 1504.48
FixedInterchange | 0 | 0 | 0 | 0 | 0 | 0
Levelized Capital Costs by Reporting Type: EI_Canada
ReportingType | 2015 | 2020 | 2025 | 2030 | 2035 | 2040
BM | 144.8 | 144.8 | 144.8 | 144.8 | 144.8 | 144.8
CC | 206.32 | 206.32 | 206.32 | 206.32 | 206.32 | 0
CSP | 0 | 0 | 0 | 0 | 0 | 0
CT | 41.8 | 41.8 | 41.8 | 41.8 | 0 | 0
Coal | 0 | 0 | 0 | 0 | 0 | 0
Geo | 0 | 0 | 0 | 0 | 0 | 0
H | 0 | 241.14 | 733.92 | 1395.34 | 1433.26 | 1433.26
LFG | 5.12 | 5.12 | 5.12 | 5.12 | 0 | 0
Nuc | 0 | 0 | 0 | 0 | 0 | 0
PS | 0 | 0 | 0 | 0 | 0 | 0
PV | 539.74 | 539.74 | 539.74 | 539.74 | 0 | 0
PeakG | 0 | 0 | 0 | 0 | 0 | 0
PeakO | 0 | 0 | 0 | 0 | 0 | 0
ST | 0 | 0 | 0 | 0 | 0 | 0
STOG | 0 | 0 | 0 | 0 | 0 | 0
STWD | 0 | 0 | 0 | 0 | 0 | 0
WT | 747.62 | 747.62 | 747.62 | 747.62 | 0 | 0
IGCC | 0 | 0 | 0 | 0 | 0 | 0
DemandResponse | 0 | 0 | 0 | 0 | 0 | 0
IGCC-CCS | 0 | 0 | 0 | 0 | 0 | 0
WT_off | 0 | 0 | 0 | 0 | 0 | 0
PseudoUnit | 0 | 0 | 0 | 0 | 0 | 0
FixedInterchange | 0 | 0 | 0 | 0 | 0 | 0
Levelized Capital Costs by Reporting Type: EI
ReportingType | 2015 | 2020 | 2025 | 2030 | 2035 | 2040
BM | 469.76 | 527.93 | 697.08 | 701.08 | 9851.51 | 26016.54
CC | 10203.6 | 16248.01 | 16248.01 | 16248.01 | 16102.53 | 6044.41
CSP | 0 | 0 | 0 | 0 | 0 | 0
CT | 394.12 | 417.84 | 417.84 | 365.57 | 36.29 | 12.57
Coal | 2318.08 | 2318.08 | 2318.08 | 2318.08 | 2318.08 | 2318.08
Geo | 0 | 0 | 0 | 0 | 0 | 0
H | 0 | 416.01 | 1479.36 | 2170.78 | 2575.24 | 2575.24
LFG | 35.02 | 239.86 | 498.45 | 637.31 | 611.72 | 406.88
Nuc | 684.91 | 3259.17 | 6195.41 | 19156.95 | 34193.97 | 57439.83
PS | 0 | 0 | 0 | 0 | 0 | 0
PV | 567.88 | 1293.93 | 1613.99 | 1671.28 | 1107.52 | 417.55
PeakG | 0 | 0 | 0 | 0 | 0 | 0
PeakO | 0 | 0 | 0 | 0 | 0 | 0
ST | 0 | 0 | 0 | 0 | 0 | 0
STOG | 0 | 0 | 0 | 0 | 0 | 0
STWD | 0 | 0 | 0 | 0 | 0 | 0
WT | 5337.61 | 16833.8 | 28426.92 | 36100.63 | 35207.32 | 24890.37
IGCC | 215.26 | 215.26 | 215.26 | 215.26 | 215.26 | 215.26
DemandResponse | 0 | 0 | 0 | 0 | 0 | 0
IGCC-CCS | 0 | 0 | 0 | 0 | 0 | 0
WT_off | 283.77 | 283.77 | 824.12 | 824.12 | 13315.7 | 27282.8
PseudoUnit | 0 | 578.85 | 1504.48 | 1504.48 | 1504.48 | 1504.48
FixedInterchange | 0 | 0 | 0 | 0 | 0 | 0
Levelized Capital Costs by Reporting Type: Outside_EI
ReportingType | 2015 | 2020 | 2025 | 2030 | 2035 | 2040
BM | 71.48 | 71.48 | 71.48 | 71.48 | 1809.2 | 3529.17
CC | 2539.55 | 3146.03 | 3146.03 | 3146.03 | 3146.03 | 606.48
CSP | 0 | 0 | 0 | 0 | 0 | 0
CT | 147.45 | 147.45 | 147.45 | 147.45 | 0 | 0
Coal | 796.63 | 796.63 | 796.63 | 796.63 | 796.63 | 796.63
Geo | 39.14 | 602.01 | 1735.85 | 1721.59 | 1696.71 | 1133.84
H | 0 | 0 | 0 | 0 | 110.42 | 110.42
LFG | 7.39 | 214.59 | 381.4 | 381.16 | 374.01 | 166.8
Nuc | 0 | 0 | 90.03 | 12234.76 | 25257.54 | 30427.14
PS | 0 | 0 | 0 | 0 | 0 | 0
PV | 44.56 | 44.56 | 44.56 | 44.56 | 0 | 0
PeakG | 0 | 0 | 0 | 0 | 0 | 0
PeakO | 0 | 0 | 0 | 0 | 0 | 0
ST | 306.41 | 571.15 | 638.75 | 617.42 | 1402.25 | 1440.92
STOG | 0 | 0 | 0 | 0 | 0 | 0
STWD | 0 | 0 | 0 | 0 | 0 | 0
WT | 761.07 | 5028.23 | 11867.42 | 16736.05 | 18477.15 | 15010.91
IGCC | 0 | 0 | 0 | 0 | 0 | 0
DemandResponse | 0 | 0 | 0 | 0 | 0 | 0
IGCC-CCS | 0 | 0 | 0 | 0 | 0 | 0
WT_off | 0 | 0 | 0 | 0 | 0 | 0
PseudoUnit | 0 | 0 | 0 | 0 | 0 | 0
FixedInterchange | 0 | 0 | 0 | 0 | 0 | 0
#13 | Levelized Retrofit Capital Costs ($million)
Levelized Retrofit Capital Costs by Reporting Type: Entergy
ReportingType | 2015 | 2020 | 2025 | 2030 | 2035 | 2040
BM | 0 | 0 | 0 | 0 | 0 | 0
CC | 0 | 0 | 0 | 0 | 0 | 0
CSP | 0 | 0 | 0 | 0 | 0 | 0
CT | 0 | 0 | 0 | 0 | 0 | 0
Coal | 0 | 0 | 0 | 0 | 0 | 0
Geo | 0 | 0 | 0 | 0 | 0 | 0
H | 0 | 0 | 0 | 0 | 0 | 0
LFG | 0 | 0 | 0 | 0 | 0 | 0
Nuc | 0 | 0 | 0 | 0 | 0 | 0
PS | 0 | 0 | 0 | 0 | 0 | 0
PV | 0 | 0 | 0 | 0 | 0 | 0
PeakG | 0 | 0 | 0 | 0 | 0 | 0
PeakO | 0 | 0 | 0 | 0 | 0 | 0
ST | 0 | 0 | 0 | 0 | 0 | 0
STOG | 0 | 0 | 0 | 0 | 0 | 0
STWD | 0 | 0 | 0 | 0 | 0 | 0
WT | 0 | 0 | 0 | 0 | 0 | 0
IGCC | 0 | 0 | 0 | 0 | 0 | 0
DemandResponse | 0 | 0 | 0 | 0 | 0 | 0
IGCC-CCS | 0 | 0 | 0 | 0 | 0 | 0
WT_off | 0 | 0 | 0 | 0 | 0 | 0
PseudoUnit | 0 | 0 | 0 | 0 | 0 | 0
FixedInterchange | 0 | 0 | 0 | 0 | 0 | 0
Levelized Retrofit Capital Costs by Reporting Type: FRCC
ReportingType | 2015 | 2020 | 2025 | 2030 | 2035 | 2040
BM | 0 | 0 | 0 | 0 | 0 | 0
CC | 0 | 0 | 0 | 0 | 0 | 0
CSP | 0 | 0 | 0 | 0 | 0 | 0
CT | 0 | 0 | 0 | 0 | 0 | 0
Coal | 73.1 | 19.14 | 19.14 | 74.55 | 219.32 | 192.84
Geo | 0 | 0 | 0 | 0 | 0 | 0
H | 0 | 0 | 0 | 0 | 0 | 0
LFG | 0 | 0 | 0 | 0 | 0 | 0
Nuc | 0 | 0 | 0 | 0 | 0 | 0
PS | 0 | 0 | 0 | 0 | 0 | 0
PV | 0 | 0 | 0 | 0 | 0 | 0
PeakG | 0 | 0 | 0 | 0 | 0 | 0
PeakO | 0 | 0 | 0 | 0 | 0 | 0
ST | 0 | 0 | 0 | 0 | 0 | 0
STOG | 0 | 0 | 0 | 0 | 0 | 0
STWD | 0 | 0 | 0 | 0 | 0 | 0
WT | 0 | 0 | 0 | 0 | 0 | 0
IGCC | 0 | 0 | 0 | 0 | 0 | 0
DemandResponse | 0 | 0 | 0 | 0 | 0 | 0
IGCC-CCS | 0 | 0 | 0 | 0 | 0 | 0
WT_off | 0 | 0 | 0 | 0 | 0 | 0
PseudoUnit | 0 | 0 | 0 | 0 | 0 | 0
FixedInterchange | 0 | 0 | 0 | 0 | 0 | 0
Levelized Retrofit Capital Costs by Reporting Type: MAPP_US
ReportingType | 2015 | 2020 | 2025 | 2030 | 2035 | 2040
BM | 0 | 0 | 0 | 0 | 0 | 0
CC | 0 | 0 | 0 | 0 | 0 | 0
CSP | 0 | 0 | 0 | 0 | 0 | 0
CT | 0 | 0 | 0 | 0 | 0 | 0
Coal | 22.36 | 28.75 | 6.38 | 0 | 0 | 0
Geo | 0 | 0 | 0 | 0 | 0 | 0
H | 0 | 0 | 0 | 0 | 0 | 0
LFG | 0 | 0 | 0 | 0 | 0 | 0
Nuc | 0 | 0 | 0 | 0 | 0 | 0
PS | 0 | 0 | 0 | 0 | 0 | 0
PV | 0 | 0 | 0 | 0 | 0 | 0
PeakG | 0 | 0 | 0 | 0 | 0 | 0
PeakO | 0 | 0 | 0 | 0 | 0 | 0
ST | 0 | 0 | 0 | 0 | 0 | 0
STOG | 0 | 0 | 0 | 0 | 0 | 0
STWD | 0 | 0 | 0 | 0 | 0 | 0
WT | 0 | 0 | 0 | 0 | 0 | 0
IGCC | 0 | 0 | 0 | 0 | 0 | 0
DemandResponse | 0 | 0 | 0 | 0 | 0 | 0
IGCC-CCS | 0 | 0 | 0 | 0 | 0 | 0
WT_off | 0 | 0 | 0 | 0 | 0 | 0
PseudoUnit | 0 | 0 | 0 | 0 | 0 | 0
FixedInterchange | 0 | 0 | 0 | 0 | 0 | 0
Levelized Retrofit Capital Costs by Reporting Type: MISO_IN
ReportingType | 2015 | 2020 | 2025 | 2030 | 2035 | 2040
BM | 0 | 0 | 0 | 0 | 0 | 0
CC | 0 | 0 | 0 | 0 | 0 | 0
CSP | 0 | 0 | 0 | 0 | 0 | 0
CT | 0 | 0 | 0 | 0 | 0 | 0
Coal | 0 | 53.54 | 82.48 | 311.73 | 931.55 | 672.81
Geo | 0 | 0 | 0 | 0 | 0 | 0
H | 0 | 0 | 0 | 0 | 0 | 0
LFG | 0 | 0 | 0 | 0 | 0 | 0
Nuc | 0 | 0 | 0 | 0 | 0 | 0
PS | 0 | 0 | 0 | 0 | 0 | 0
PV | 0 | 0 | 0 | 0 | 0 | 0
PeakG | 0 | 0 | 0 | 0 | 0 | 0
PeakO | 0 | 0 | 0 | 0 | 0 | 0
ST | 0 | 0 | 0 | 0 | 0 | 0
STOG | 0 | 0 | 0 | 0 | 0 | 0
STWD | 0 | 0 | 0 | 0 | 0 | 0
WT | 0 | 0 | 0 | 0 | 0 | 0
IGCC | 0 | 0 | 0 | 0 | 0 | 0
DemandResponse | 0 | 0 | 0 | 0 | 0 | 0
IGCC-CCS | 0 | 0 | 0 | 0 | 0 | 0
WT_off | 0 | 0 | 0 | 0 | 0 | 0
PseudoUnit | 0 | 0 | 0 | 0 | 0 | 0
FixedInterchange | 0 | 0 | 0 | 0 | 0 | 0
Levelized Retrofit Capital Costs by Reporting Type: MISO_MI
ReportingType | 2015 | 2020 | 2025 | 2030 | 2035 | 2040
BM | 0 | 0 | 0 | 0 | 0 | 0
CC | 0 | 0 | 0 | 0 | 0 | 0
CSP | 0 | 0 | 0 | 0 | 0 | 0
CT | 0 | 0 | 0 | 0 | 0 | 0
Coal | 15.14 | 15.14 | 0 | 0 | 0 | 0
Geo | 0 | 0 | 0 | 0 | 0 | 0
H | 0 | 0 | 0 | 0 | 0 | 0
LFG | 0 | 0 | 0 | 0 | 0 | 0
Nuc | 0 | 0 | 0 | 0 | 0 | 0
PS | 0 | 0 | 0 | 0 | 0 | 0
PV | 0 | 0 | 0 | 0 | 0 | 0
PeakG | 0 | 0 | 0 | 0 | 0 | 0
PeakO | 0 | 0 | 0 | 0 | 0 | 0
ST | 0 | 0 | 0 | 0 | 0 | 0
STOG | 0 | 0 | 0 | 0 | 0 | 0
STWD | 0 | 0 | 0 | 0 | 0 | 0
WT | 0 | 0 | 0 | 0 | 0 | 0
IGCC | 0 | 0 | 0 | 0 | 0 | 0
DemandResponse | 0 | 0 | 0 | 0 | 0 | 0
IGCC-CCS | 0 | 0 | 0 | 0 | 0 | 0
WT_off | 0 | 0 | 0 | 0 | 0 | 0
PseudoUnit | 0 | 0 | 0 | 0 | 0 | 0
FixedInterchange | 0 | 0 | 0 | 0 | 0 | 0
Levelized Retrofit Capital Costs by Reporting Type: MISO_MO-IL
ReportingType | 2015 | 2020 | 2025 | 2030 | 2035 | 2040
BM | 0 | 0 | 0 | 0 | 0 | 0
CC | 0 | 0 | 0 | 0 | 0 | 0
CSP | 0 | 0 | 0 | 0 | 0 | 0
CT | 0 | 0 | 0 | 0 | 0 | 0
Coal | 9.29 | 4.72 | 21.72 | 60.67 | 167.56 | 123.89
Geo | 0 | 0 | 0 | 0 | 0 | 0
H | 0 | 0 | 0 | 0 | 0 | 0
LFG | 0 | 0 | 0 | 0 | 0 | 0
Nuc | 0 | 0 | 0 | 0 | 0 | 0
PS | 0 | 0 | 0 | 0 | 0 | 0
PV | 0 | 0 | 0 | 0 | 0 | 0
PeakG | 0 | 0 | 0 | 0 | 0 | 0
PeakO | 0 | 0 | 0 | 0 | 0 | 0
ST | 0 | 0 | 0 | 0 | 0 | 0
STOG | 0 | 0 | 0 | 0 | 0 | 0
STWD | 0 | 0 | 0 | 0 | 0 | 0
WT | 0 | 0 | 0 | 0 | 0 | 0
IGCC | 0 | 0 | 0 | 0 | 0 | 0
DemandResponse | 0 | 0 | 0 | 0 | 0 | 0
IGCC-CCS | 0 | 0 | 0 | 0 | 0 | 0
WT_off | 0 | 0 | 0 | 0 | 0 | 0
PseudoUnit | 0 | 0 | 0 | 0 | 0 | 0
FixedInterchange | 0 | 0 | 0 | 0 | 0 | 0
Levelized Retrofit Capital Costs by Reporting Type: MISO_W
ReportingType | 2015 | 2020 | 2025 | 2030 | 2035 | 2040
BM | 0 | 0 | 0 | 0 | 0 | 0
CC | 0 | 0 | 0 | 0 | 0 | 0
CSP | 0 | 0 | 0 | 0 | 0 | 0
CT | 0 | 0 | 0 | 0 | 0 | 0
Coal | 26.68 | 14.9 | 184.18 | 169.29 | 0 | 0
Geo | 0 | 0 | 0 | 0 | 0 | 0
H | 0 | 0 | 0 | 0 | 0 | 0
LFG | 0 | 0 | 0 | 0 | 0 | 0
Nuc | 0 | 0 | 0 | 0 | 0 | 0
PS | 0 | 0 | 0 | 0 | 0 | 0
PV | 0 | 0 | 0 | 0 | 0 | 0
PeakG | 0 | 0 | 0 | 0 | 0 | 0
PeakO | 0 | 0 | 0 | 0 | 0 | 0
ST | 0 | 0 | 0 | 0 | 0 | 0
STOG | 0 | 0 | 0 | 0 | 0 | 0
STWD | 0 | 0 | 0 | 0 | 0 | 0
WT | 0 | 0 | 0 | 0 | 0 | 0
IGCC | 0 | 0 | 0 | 0 | 0 | 0
DemandResponse | 0 | 0 | 0 | 0 | 0 | 0
IGCC-CCS | 0 | 0 | 0 | 0 | 0 | 0
WT_off | 0 | 0 | 0 | 0 | 0 | 0
PseudoUnit | 0 | 0 | 0 | 0 | 0 | 0
FixedInterchange | 0 | 0 | 0 | 0 | 0 | 0
Levelized Retrofit Capital Costs by Reporting Type: MISO_WUMS
ReportingType | 2015 | 2020 | 2025 | 2030 | 2035 | 2040
BM | 0 | 0 | 0 | 0 | 0 | 0
CC | 0 | 0 | 0 | 0 | 0 | 0
CSP | 0 | 0 | 0 | 0 | 0 | 0
CT | 0 | 0 | 0 | 0 | 0 | 0
Coal | 197.26 | 173.27 | 38.3 | 60.49 | 103.15 | 150.81
Geo | 0 | 0 | 0 | 0 | 0 | 0
H | 0 | 0 | 0 | 0 | 0 | 0
LFG | 0 | 0 | 0 | 0 | 0 | 0
Nuc | 0 | 0 | 0 | 0 | 0 | 0
PS | 0 | 0 | 0 | 0 | 0 | 0
PV | 0 | 0 | 0 | 0 | 0 | 0
PeakG | 0 | 0 | 0 | 0 | 0 | 0
PeakO | 0 | 0 | 0 | 0 | 0 | 0
ST | 0 | 0 | 0 | 0 | 0 | 0
STOG | 0 | 0 | 0 | 0 | 0 | 0
STWD | 0 | 0 | 0 | 0 | 0 | 0
WT | 0 | 0 | 0 | 0 | 0 | 0
IGCC | 0 | 0 | 0 | 0 | 0 | 0
DemandResponse | 0 | 0 | 0 | 0 | 0 | 0
IGCC-CCS | 0 | 0 | 0 | 0 | 0 | 0
WT_off | 0 | 0 | 0 | 0 | 0 | 0
PseudoUnit | 0 | 0 | 0 | 0 | 0 | 0
FixedInterchange | 0 | 0 | 0 | 0 | 0 | 0
Levelized Retrofit Capital Costs by Reporting Type: Nebraska
ReportingType | 2015 | 2020 | 2025 | 2030 | 2035 | 2040
BM | 0 | 0 | 0 | 0 | 0 | 0
CC | 0 | 0 | 0 | 0 | 0 | 0
CSP | 0 | 0 | 0 | 0 | 0 | 0
CT | 0 | 0 | 0 | 0 | 0 | 0
Coal | 0 | 97.64 | 144.67 | 47.03 | 0 | 0
Geo | 0 | 0 | 0 | 0 | 0 | 0
H | 0 | 0 | 0 | 0 | 0 | 0
LFG | 0 | 0 | 0 | 0 | 0 | 0
Nuc | 0 | 0 | 0 | 0 | 0 | 0
PS | 0 | 0 | 0 | 0 | 0 | 0
PV | 0 | 0 | 0 | 0 | 0 | 0
PeakG | 0 | 0 | 0 | 0 | 0 | 0
PeakO | 0 | 0 | 0 | 0 | 0 | 0
ST | 0 | 0 | 0 | 0 | 0 | 0
STOG | 0 | 0 | 0 | 0 | 0 | 0
STWD | 0 | 0 | 0 | 0 | 0 | 0
WT | 0 | 0 | 0 | 0 | 0 | 0
IGCC | 0 | 0 | 0 | 0 | 0 | 0
DemandResponse | 0 | 0 | 0 | 0 | 0 | 0
IGCC-CCS | 0 | 0 | 0 | 0 | 0 | 0
WT_off | 0 | 0 | 0 | 0 | 0 | 0
PseudoUnit | 0 | 0 | 0 | 0 | 0 | 0
FixedInterchange | 0 | 0 | 0 | 0 | 0 | 0
Levelized Retrofit Capital Costs by Reporting Type: NEISO
ReportingType | 2015 | 2020 | 2025 | 2030 | 2035 | 2040
BM | 0 | 0 | 0 | 0 | 0 | 0
CC | 0 | 0 | 0 | 0 | 0 | 0
CSP | 0 | 0 | 0 | 0 | 0 | 0
CT | 0 | 0 | 0 | 0 | 0 | 0
Coal | 29.15 | 29.15 | 0 | 0 | 0 | 0
Geo | 0 | 0 | 0 | 0 | 0 | 0
H | 0 | 0 | 0 | 0 | 0 | 0
LFG | 0 | 0 | 0 | 0 | 0 | 0
Nuc | 0 | 0 | 0 | 0 | 0 | 0
PS | 0 | 0 | 0 | 0 | 0 | 0
PV | 0 | 0 | 0 | 0 | 0 | 0
PeakG | 0 | 0 | 0 | 0 | 0 | 0
PeakO | 0 | 0 | 0 | 0 | 0 | 0
ST | 0 | 0 | 0 | 0 | 0 | 0
STOG | 0 | 0 | 0 | 0 | 0 | 0
STWD | 0 | 0 | 0 | 0 | 0 | 0
WT | 0 | 0 | 0 | 0 | 0 | 0
IGCC | 0 | 0 | 0 | 0 | 0 | 0
DemandResponse | 0 | 0 | 0 | 0 | 0 | 0
IGCC-CCS | 0 | 0 | 0 | 0 | 0 | 0
WT_off | 0 | 0 | 0 | 0 | 0 | 0
PseudoUnit | 0 | 0 | 0 | 0 | 0 | 0
FixedInterchange | 0 | 0 | 0 | 0 | 0 | 0
Levelized Retrofit Capital Costs by Reporting Type: NonRTO_Midwest
ReportingType | 2015 | 2020 | 2025 | 2030 | 2035 | 2040
BM | 0 | 0 | 0 | 0 | 0 | 0
CC | 0 | 0 | 0 | 0 | 0 | 0
CSP | 0 | 0 | 0 | 0 | 0 | 0
CT | 0 | 0 | 0 | 0 | 0 | 0
Coal | 165.72 | 161.15 | 44.21 | 303.94 | 335.36 | 52.5
Geo | 0 | 0 | 0 | 0 | 0 | 0
H | 0 | 0 | 0 | 0 | 0 | 0
LFG | 0 | 0 | 0 | 0 | 0 | 0
Nuc | 0 | 0 | 0 | 0 | 0 | 0
PS | 0 | 0 | 0 | 0 | 0 | 0
PV | 0 | 0 | 0 | 0 | 0 | 0
PeakG | 0 | 0 | 0 | 0 | 0 | 0
PeakO | 0 | 0 | 0 | 0 | 0 | 0
ST | 0 | 0 | 0 | 0 | 0 | 0
STOG | 0 | 0 | 0 | 0 | 0 | 0
STWD | 0 | 0 | 0 | 0 | 0 | 0
WT | 0 | 0 | 0 | 0 | 0 | 0
IGCC | 0 | 0 | 0 | 0 | 0 | 0
DemandResponse | 0 | 0 | 0 | 0 | 0 | 0
IGCC-CCS | 0 | 0 | 0 | 0 | 0 | 0
WT_off | 0 | 0 | 0 | 0 | 0 | 0
PseudoUnit | 0 | 0 | 0 | 0 | 0 | 0
FixedInterchange | 0 | 0 | 0 | 0 | 0 | 0
Levelized Retrofit Capital Costs by Reporting Type: NYISO_A-F
ReportingType | 2015 | 2020 | 2025 | 2030 | 2035 | 2040
BM | 0 | 0 | 0 | 0 | 0 | 0
CC | 0 | 0 | 0 | 0 | 0 | 0
CSP | 0 | 0 | 0 | 0 | 0 | 0
CT | 0 | 0 | 0 | 0 | 0 | 0
Coal | 0 | 0 | 0 | 0 | 0 | 0
Geo | 0 | 0 | 0 | 0 | 0 | 0
H | 0 | 0 | 0 | 0 | 0 | 0
LFG | 0 | 0 | 0 | 0 | 0 | 0
Nuc | 0 | 0 | 0 | 0 | 0 | 0
PS | 0 | 0 | 0 | 0 | 0 | 0
PV | 0 | 0 | 0 | 0 | 0 | 0
PeakG | 0 | 0 | 0 | 0 | 0 | 0
PeakO | 0 | 0 | 0 | 0 | 0 | 0
ST | 0 | 0 | 0 | 0 | 0 | 0
STOG | 0 | 0 | 0 | 0 | 0 | 0
STWD | 0 | 0 | 0 | 0 | 0 | 0
WT | 0 | 0 | 0 | 0 | 0 | 0
IGCC | 0 | 0 | 0 | 0 | 0 | 0
DemandResponse | 0 | 0 | 0 | 0 | 0 | 0
IGCC-CCS | 0 | 0 | 0 | 0 | 0 | 0
WT_off | 0 | 0 | 0 | 0 | 0 | 0
PseudoUnit | 0 | 0 | 0 | 0 | 0 | 0
FixedInterchange | 0 | 0 | 0 | 0 | 0 | 0
Levelized Retrofit Capital Costs by Reporting Type: NYISO_G-I
ReportingType | 2015 | 2020 | 2025 | 2030 | 2035 | 2040
BM | 0 | 0 | 0 | 0 | 0 | 0
CC | 0 | 0 | 0 | 0 | 0 | 0
CSP | 0 | 0 | 0 | 0 | 0 | 0
CT | 0 | 0 | 0 | 0 | 0 | 0
Coal | 0 | 0 | 0 | 0 | 0 | 0
Geo | 0 | 0 | 0 | 0 | 0 | 0
H | 0 | 0 | 0 | 0 | 0 | 0
LFG | 0 | 0 | 0 | 0 | 0 | 0
Nuc | 0 | 0 | 0 | 0 | 0 | 0
PS | 0 | 0 | 0 | 0 | 0 | 0
PV | 0 | 0 | 0 | 0 | 0 | 0
PeakG | 0 | 0 | 0 | 0 | 0 | 0
PeakO | 0 | 0 | 0 | 0 | 0 | 0
ST | 0 | 0 | 0 | 0 | 0 | 0
STOG | 0 | 0 | 0 | 0 | 0 | 0
STWD | 0 | 0 | 0 | 0 | 0 | 0
WT | 0 | 0 | 0 | 0 | 0 | 0
IGCC | 0 | 0 | 0 | 0 | 0 | 0
DemandResponse | 0 | 0 | 0 | 0 | 0 | 0
IGCC-CCS | 0 | 0 | 0 | 0 | 0 | 0
WT_off | 0 | 0 | 0 | 0 | 0 | 0
PseudoUnit | 0 | 0 | 0 | 0 | 0 | 0
FixedInterchange | 0 | 0 | 0 | 0 | 0 | 0
Levelized Retrofit Capital Costs by Reporting Type: NYISO_J-K
ReportingType | 2015 | 2020 | 2025 | 2030 | 2035 | 2040
BM | 0 | 0 | 0 | 0 | 0 | 0
CC | 0 | 0 | 0 | 0 | 0 | 0
CSP | 0 | 0 | 0 | 0 | 0 | 0
CT | 0 | 0 | 0 | 0 | 0 | 0
Coal | 0 | 0 | 0 | 0 | 0 | 0
Geo | 0 | 0 | 0 | 0 | 0 | 0
H | 0 | 0 | 0 | 0 | 0 | 0
LFG | 0 | 0 | 0 | 0 | 0 | 0
Nuc | 0 | 0 | 0 | 0 | 0 | 0
PS | 0 | 0 | 0 | 0 | 0 | 0
PV | 0 | 0 | 0 | 0 | 0 | 0
PeakG | 0 | 0 | 0 | 0 | 0 | 0
PeakO | 0 | 0 | 0 | 0 | 0 | 0
ST | 0 | 0 | 0 | 0 | 0 | 0
STOG | 0 | 0 | 0 | 0 | 0 | 0
STWD | 0 | 0 | 0 | 0 | 0 | 0
WT | 0 | 0 | 0 | 0 | 0 | 0
IGCC | 0 | 0 | 0 | 0 | 0 | 0
DemandResponse | 0 | 0 | 0 | 0 | 0 | 0
IGCC-CCS | 0 | 0 | 0 | 0 | 0 | 0
WT_off | 0 | 0 | 0 | 0 | 0 | 0
PseudoUnit | 0 | 0 | 0 | 0 | 0 | 0
FixedInterchange | 0 | 0 | 0 | 0 | 0 | 0
Levelized Retrofit Capital Costs by Reporting Type: PJM_E
ReportingType | 2015 | 2020 | 2025 | 2030 | 2035 | 2040
BM | 0 | 0 | 0 | 0 | 0 | 0
CC | 0 | 0 | 0 | 0 | 0 | 0
CSP | 0 | 0 | 0 | 0 | 0 | 0
CT | 0 | 0 | 0 | 0 | 0 | 0
Coal | 22.45 | 22.45 | 0 | 2.25 | 35.72 | 73.49
Geo | 0 | 0 | 0 | 0 | 0 | 0
H | 0 | 0 | 0 | 0 | 0 | 0
LFG | 0 | 0 | 0 | 0 | 0 | 0
Nuc | 0 | 0 | 0 | 0 | 0 | 0
PS | 0 | 0 | 0 | 0 | 0 | 0
PV | 0 | 0 | 0 | 0 | 0 | 0
PeakG | 0 | 0 | 0 | 0 | 0 | 0
PeakO | 0 | 0 | 0 | 0 | 0 | 0
ST | 0 | 0 | 0 | 0 | 0 | 0
STOG | 0 | 0 | 0 | 0 | 0 | 0
STWD | 0 | 0 | 0 | 0 | 0 | 0
WT | 0 | 0 | 0 | 0 | 0 | 0
IGCC | 0 | 0 | 0 | 0 | 0 | 0
DemandResponse | 0 | 0 | 0 | 0 | 0 | 0
IGCC-CCS | 0 | 0 | 0 | 0 | 0 | 0
WT_off | 0 | 0 | 0 | 0 | 0 | 0
PseudoUnit | 0 | 0 | 0 | 0 | 0 | 0
FixedInterchange | 0 | 0 | 0 | 0 | 0 | 0
Levelized Retrofit Capital Costs by Reporting Type: PJM_ROM
ReportingType | 2015 | 2020 | 2025 | 2030 | 2035 | 2040
BM | 0 | 0 | 0 | 0 | 0 | 0
CC | 0 | 0 | 0 | 0 | 0 | 0
CSP | 0 | 0 | 0 | 0 | 0 | 0
CT | 0 | 0 | 0 | 0 | 0 | 0
Coal | 14.63 | 7.14 | 9.71 | 73.21 | 135.88 | 65.23
Geo | 0 | 0 | 0 | 0 | 0 | 0
H | 0 | 0 | 0 | 0 | 0 | 0
LFG | 0 | 0 | 0 | 0 | 0 | 0
Nuc | 0 | 0 | 0 | 0 | 0 | 0
PS | 0 | 0 | 0 | 0 | 0 | 0
PV | 0 | 0 | 0 | 0 | 0 | 0
PeakG | 0 | 0 | 0 | 0 | 0 | 0
PeakO | 0 | 0 | 0 | 0 | 0 | 0
ST | 0 | 0 | 0 | 0 | 0 | 0
STOG | 0 | 0 | 0 | 0 | 0 | 0
STWD | 0 | 0 | 0 | 0 | 0 | 0
WT | 0 | 0 | 0 | 0 | 0 | 0
IGCC | 0 | 0 | 0 | 0 | 0 | 0
DemandResponse | 0 | 0 | 0 | 0 | 0 | 0
IGCC-CCS | 0 | 0 | 0 | 0 | 0 | 0
WT_off | 0 | 0 | 0 | 0 | 0 | 0
PseudoUnit | 0 | 0 | 0 | 0 | 0 | 0
FixedInterchange | 0 | 0 | 0 | 0 | 0 | 0
Levelized Retrofit Capital Costs by Reporting Type: PJM_ROR
ReportingType | 2015 | 2020 | 2025 | 2030 | 2035 | 2040
BM | 0 | 0 | 0 | 0 | 0 | 0
CC | 0 | 0 | 0 | 0 | 0 | 0
CSP | 0 | 0 | 0 | 0 | 0 | 0
CT | 0 | 0 | 0 | 0 | 0 | 0
Coal | 46.99 | 158.13 | 461.75 | 748.77 | 1314.6 | 869.46
Geo | 0 | 0 | 0 | 0 | 0 | 0
H | 0 | 0 | 0 | 0 | 0 | 0
LFG | 0 | 0 | 0 | 0 | 0 | 0
Nuc | 0 | 0 | 0 | 0 | 0 | 0
PS | 0 | 0 | 0 | 0 | 0 | 0
PV | 0 | 0 | 0 | 0 | 0 | 0
PeakG | 0 | 0 | 0 | 0 | 0 | 0
PeakO | 0 | 0 | 0 | 0 | 0 | 0
ST | 0 | 0 | 0 | 0 | 0 | 0
STOG | 0 | 0 | 0 | 0 | 0 | 0
STWD | 0 | 0 | 0 | 0 | 0 | 0
WT | 0 | 0 | 0 | 0 | 0 | 0
IGCC | 0 | 0 | 0 | 0 | 0 | 0
DemandResponse | 0 | 0 | 0 | 0 | 0 | 0
IGCC-CCS | 0 | 0 | 0 | 0 | 0 | 0
WT_off | 0 | 0 | 0 | 0 | 0 | 0
PseudoUnit | 0 | 0 | 0 | 0 | 0 | 0
FixedInterchange | 0 | 0 | 0 | 0 | 0 | 0
Levelized Retrofit Capital Costs by Reporting Type: SOCO
ReportingType | 2015 | 2020 | 2025 | 2030 | 2035 | 2040
BM | 0 | 0 | 0 | 0 | 0 | 0
CC | 0 | 0 | 0 | 0 | 0 | 0
CSP | 0 | 0 | 0 | 0 | 0 | 0
CT | 0 | 0 | 0 | 0 | 0 | 0
Coal | 400.34 | 419.96 | 323.03 | 404.51 | 101.1 | 0
Geo | 0 | 0 | 0 | 0 | 0 | 0
H | 0 | 0 | 0 | 0 | 0 | 0
LFG | 0 | 0 | 0 | 0 | 0 | 0
Nuc | 0 | 0 | 0 | 0 | 0 | 0
PS | 0 | 0 | 0 | 0 | 0 | 0
PV | 0 | 0 | 0 | 0 | 0 | 0
PeakG | 0 | 0 | 0 | 0 | 0 | 0
PeakO | 0 | 0 | 0 | 0 | 0 | 0
ST | 0 | 0 | 0 | 0 | 0 | 0
STOG | 0 | 0 | 0 | 0 | 0 | 0
STWD | 0 | 0 | 0 | 0 | 0 | 0
WT | 0 | 0 | 0 | 0 | 0 | 0
IGCC | 0 | 0 | 0 | 0 | 0 | 0
DemandResponse | 0 | 0 | 0 | 0 | 0 | 0
IGCC-CCS | 0 | 0 | 0 | 0 | 0 | 0
WT_off | 0 | 0 | 0 | 0 | 0 | 0
PseudoUnit | 0 | 0 | 0 | 0 | 0 | 0
FixedInterchange | 0 | 0 | 0 | 0 | 0 | 0
Levelized Retrofit Capital Costs by Reporting Type: SPP_N
ReportingType | 2015 | 2020 | 2025 | 2030 | 2035 | 2040
BM | 0 | 0 | 0 | 0 | 0 | 0
CC | 0 | 0 | 0 | 0 | 0 | 0
CSP | 0 | 0 | 0 | 0 | 0 | 0
CT | 0 | 0 | 0 | 0 | 0 | 0
Coal | 0 | 44.7 | 46.95 | 130.96 | 331.24 | 202.53
Geo | 0 | 0 | 0 | 0 | 0 | 0
H | 0 | 0 | 0 | 0 | 0 | 0
LFG | 0 | 0 | 0 | 0 | 0 | 0
Nuc | 0 | 0 | 0 | 0 | 0 | 0
PS | 0 | 0 | 0 | 0 | 0 | 0
PV | 0 | 0 | 0 | 0 | 0 | 0
PeakG | 0 | 0 | 0 | 0 | 0 | 0
PeakO | 0 | 0 | 0 | 0 | 0 | 0
ST | 0 | 0 | 0 | 0 | 0 | 0
STOG | 0 | 0 | 0 | 0 | 0 | 0
STWD | 0 | 0 | 0 | 0 | 0 | 0
WT | 0 | 0 | 0 | 0 | 0 | 0
IGCC | 0 | 0 | 0 | 0 | 0 | 0
DemandResponse | 0 | 0 | 0 | 0 | 0 | 0
IGCC-CCS | 0 | 0 | 0 | 0 | 0 | 0
WT_off | 0 | 0 | 0 | 0 | 0 | 0
PseudoUnit | 0 | 0 | 0 | 0 | 0 | 0
FixedInterchange | 0 | 0 | 0 | 0 | 0 | 0
Levelized Retrofit Capital Costs by Reporting Type: SPP_S
ReportingType | 2015 | 2020 | 2025 | 2030 | 2035 | 2040
BM | 0 | 0 | 0 | 0 | 0 | 0
CC | 0 | 0 | 0 | 0 | 0 | 0
CSP | 0 | 0 | 0 | 0 | 0 | 0
CT | 0 | 0 | 0 | 0 | 0 | 0
Coal | 0 | 20.71 | 20.71 | 0 | 0 | 0
Geo | 0 | 0 | 0 | 0 | 0 | 0
H | 0 | 0 | 0 | 0 | 0 | 0
LFG | 0 | 0 | 0 | 0 | 0 | 0
Nuc | 0 | 0 | 0 | 0 | 0 | 0
PS | 0 | 0 | 0 | 0 | 0 | 0
PV | 0 | 0 | 0 | 0 | 0 | 0
PeakG | 0 | 0 | 0 | 0 | 0 | 0
PeakO | 0 | 0 | 0 | 0 | 0 | 0
ST | 0 | 0 | 0 | 0 | 0 | 0
STOG | 0 | 0 | 0 | 0 | 0 | 0
STWD | 0 | 0 | 0 | 0 | 0 | 0
WT | 0 | 0 | 0 | 0 | 0 | 0
IGCC | 0 | 0 | 0 | 0 | 0 | 0
DemandResponse | 0 | 0 | 0 | 0 | 0 | 0
IGCC-CCS | 0 | 0 | 0 | 0 | 0 | 0
WT_off | 0 | 0 | 0 | 0 | 0 | 0
PseudoUnit | 0 | 0 | 0 | 0 | 0 | 0
FixedInterchange | 0 | 0 | 0 | 0 | 0 | 0
Levelized Retrofit Capital Costs by Reporting Type: TVA
ReportingType | 2015 | 2020 | 2025 | 2030 | 2035 | 2040
BM | 0 | 0 | 0 | 0 | 0 | 0
CC | 0 | 0 | 0 | 0 | 0 | 0
CSP | 0 | 0 | 0 | 0 | 0 | 0
CT | 0 | 0 | 0 | 0 | 0 | 0
Coal | 0 | 22.78 | 22.78 | 0 | 0 | 0
Geo | 0 | 0 | 0 | 0 | 0 | 0
H | 0 | 0 | 0 | 0 | 0 | 0
LFG | 0 | 0 | 0 | 0 | 0 | 0
Nuc | 0 | 0 | 0 | 0 | 0 | 0
PS | 0 | 0 | 0 | 0 | 0 | 0
PV | 0 | 0 | 0 | 0 | 0 | 0
PeakG | 0 | 0 | 0 | 0 | 0 | 0
PeakO | 0 | 0 | 0 | 0 | 0 | 0
ST | 0 | 0 | 0 | 0 | 0 | 0
STOG | 0 | 0 | 0 | 0 | 0 | 0
STWD | 0 | 0 | 0 | 0 | 0 | 0
WT | 0 | 0 | 0 | 0 | 0 | 0
IGCC | 0 | 0 | 0 | 0 | 0 | 0
DemandResponse | 0 | 0 | 0 | 0 | 0 | 0
IGCC-CCS | 0 | 0 | 0 | 0 | 0 | 0
WT_off | 0 | 0 | 0 | 0 | 0 | 0
PseudoUnit | 0 | 0 | 0 | 0 | 0 | 0
FixedInterchange | 0 | 0 | 0 | 0 | 0 | 0
Levelized Retrofit Capital Costs by Reporting Type: TVA_Transmission
ReportingType | 2015 | 2020 | 2025 | 2030 | 2035 | 2040
BM | 0 | 0 | 0 | 0 | 0 | 0
CC | 0 | 0 | 0 | 0 | 0 | 0
CSP | 0 | 0 | 0 | 0 | 0 | 0
CT | 0 | 0 | 0 | 0 | 0 | 0
Coal | 0 | 0 | 0 | 0 | 0 | 0
Geo | 0 | 0 | 0 | 0 | 0 | 0
H | 0 | 0 | 0 | 0 | 0 | 0
LFG | 0 | 0 | 0 | 0 | 0 | 0
Nuc | 0 | 0 | 0 | 0 | 0 | 0
PS | 0 | 0 | 0 | 0 | 0 | 0
PV | 0 | 0 | 0 | 0 | 0 | 0
PeakG | 0 | 0 | 0 | 0 | 0 | 0
PeakO | 0 | 0 | 0 | 0 | 0 | 0
ST | 0 | 0 | 0 | 0 | 0 | 0
STOG | 0 | 0 | 0 | 0 | 0 | 0
STWD | 0 | 0 | 0 | 0 | 0 | 0
WT | 0 | 0 | 0 | 0 | 0 | 0
IGCC | 0 | 0 | 0 | 0 | 0 | 0
DemandResponse | 0 | 0 | 0 | 0 | 0 | 0
IGCC-CCS | 0 | 0 | 0 | 0 | 0 | 0
WT_off | 0 | 0 | 0 | 0 | 0 | 0
PseudoUnit | 0 | 0 | 0 | 0 | 0 | 0
FixedInterchange | 0 | 0 | 0 | 0 | 0 | 0
Levelized Retrofit Capital Costs by Reporting Type: VACAR
ReportingType | 2015 | 2020 | 2025 | 2030 | 2035 | 2040
BM | 0 | 0 | 0 | 0 | 0 | 0
CC | 0 | 0 | 0 | 0 | 0 | 0
CSP | 0 | 0 | 0 | 0 | 0 | 0
CT | 0 | 0 | 0 | 0 | 0 | 0
Coal | 0 | 43.65 | 134.45 | 144.01 | 142.59 | 89.38
Geo | 0 | 0 | 0 | 0 | 0 | 0
H | 0 | 0 | 0 | 0 | 0 | 0
LFG | 0 | 0 | 0 | 0 | 0 | 0
Nuc | 0 | 0 | 0 | 0 | 0 | 0
PS | 0 | 0 | 0 | 0 | 0 | 0
PV | 0 | 0 | 0 | 0 | 0 | 0
PeakG | 0 | 0 | 0 | 0 | 0 | 0
PeakO | 0 | 0 | 0 | 0 | 0 | 0
ST | 0 | 0 | 0 | 0 | 0 | 0
STOG | 0 | 0 | 0 | 0 | 0 | 0
STWD | 0 | 0 | 0 | 0 | 0 | 0
WT | 0 | 0 | 0 | 0 | 0 | 0
IGCC | 0 | 0 | 0 | 0 | 0 | 0
DemandResponse | 0 | 0 | 0 | 0 | 0 | 0
IGCC-CCS | 0 | 0 | 0 | 0 | 0 | 0
WT_off | 0 | 0 | 0 | 0 | 0 | 0
PseudoUnit | 0 | 0 | 0 | 0 | 0 | 0
FixedInterchange | 0 | 0 | 0 | 0 | 0 | 0
Levelized Retrofit Capital Costs by Reporting Type: IESO
ReportingType | 2015 | 2020 | 2025 | 2030 | 2035 | 2040
BM | 0 | 0 | 0 | 0 | 0 | 0
CC | 0 | 0 | 0 | 0 | 0 | 0
CSP | 0 | 0 | 0 | 0 | 0 | 0
CT | 0 | 0 | 0 | 0 | 0 | 0
Coal | 0 | 0 | 0 | 0 | 0 | 0
Geo | 0 | 0 | 0 | 0 | 0 | 0
H | 0 | 0 | 0 | 0 | 0 | 0
LFG | 0 | 0 | 0 | 0 | 0 | 0
Nuc | 0 | 0 | 0 | 0 | 0 | 0
PS | 0 | 0 | 0 | 0 | 0 | 0
PV | 0 | 0 | 0 | 0 | 0 | 0
PeakG | 0 | 0 | 0 | 0 | 0 | 0
PeakO | 0 | 0 | 0 | 0 | 0 | 0
ST | 0 | 0 | 0 | 0 | 0 | 0
STOG | 0 | 0 | 0 | 0 | 0 | 0
STWD | 0 | 0 | 0 | 0 | 0 | 0
WT | 0 | 0 | 0 | 0 | 0 | 0
IGCC | 0 | 0 | 0 | 0 | 0 | 0
DemandResponse | 0 | 0 | 0 | 0 | 0 | 0
IGCC-CCS | 0 | 0 | 0 | 0 | 0 | 0
WT_off | 0 | 0 | 0 | 0 | 0 | 0
PseudoUnit | 0 | 0 | 0 | 0 | 0 | 0
FixedInterchange | 0 | 0 | 0 | 0 | 0 | 0
Levelized Retrofit Capital Costs by Reporting Type: MAPP_CA
ReportingType | 2015 | 2020 | 2025 | 2030 | 2035 | 2040
BM | 0 | 0 | 0 | 0 | 0 | 0
CC | 0 | 0 | 0 | 0 | 0 | 0
CSP | 0 | 0 | 0 | 0 | 0 | 0
CT | 0 | 0 | 0 | 0 | 0 | 0
Coal | 0 | 0 | 0 | 0 | 0 | 0
Geo | 0 | 0 | 0 | 0 | 0 | 0
H | 0 | 0 | 0 | 0 | 0 | 0
LFG | 0 | 0 | 0 | 0 | 0 | 0
Nuc | 0 | 0 | 0 | 0 | 0 | 0
PS | 0 | 0 | 0 | 0 | 0 | 0
PV | 0 | 0 | 0 | 0 | 0 | 0
PeakG | 0 | 0 | 0 | 0 | 0 | 0
PeakO | 0 | 0 | 0 | 0 | 0 | 0
ST | 0 | 0 | 0 | 0 | 0 | 0
STOG | 0 | 0 | 0 | 0 | 0 | 0
STWD | 0 | 0 | 0 | 0 | 0 | 0
WT | 0 | 0 | 0 | 0 | 0 | 0
IGCC | 0 | 0 | 0 | 0 | 0 | 0
DemandResponse | 0 | 0 | 0 | 0 | 0 | 0
IGCC-CCS | 0 | 0 | 0 | 0 | 0 | 0
WT_off | 0 | 0 | 0 | 0 | 0 | 0
PseudoUnit | 0 | 0 | 0 | 0 | 0 | 0
FixedInterchange | 0 | 0 | 0 | 0 | 0 | 0
Levelized Retrofit Capital Costs by Reporting Type: AZ_NM_SNV_Coal
ReportingType | 2015 | 2020 | 2025 | 2030 | 2035 | 2040
BM | 0 | 0 | 0 | 0 | 0 | 0
CC | 0 | 0 | 0 | 0 | 0 | 0
CSP | 0 | 0 | 0 | 0 | 0 | 0
CT | 0 | 0 | 0 | 0 | 0 | 0
Coal | 49.67 | 60.69 | 27.76 | 27.6 | 182.29 | 154.69
Geo | 0 | 0 | 0 | 0 | 0 | 0
H | 0 | 0 | 0 | 0 | 0 | 0
LFG | 0 | 0 | 0 | 0 | 0 | 0
Nuc | 0 | 0 | 0 | 0 | 0 | 0
PS | 0 | 0 | 0 | 0 | 0 | 0
PV | 0 | 0 | 0 | 0 | 0 | 0
PeakG | 0 | 0 | 0 | 0 | 0 | 0
PeakO | 0 | 0 | 0 | 0 | 0 | 0
ST | 0 | 0 | 0 | 0 | 0 | 0
STOG | 0 | 0 | 0 | 0 | 0 | 0
STWD | 0 | 0 | 0 | 0 | 0 | 0
WT | 0 | 0 | 0 | 0 | 0 | 0
IGCC | 0 | 0 | 0 | 0 | 0 | 0
DemandResponse | 0 | 0 | 0 | 0 | 0 | 0
IGCC-CCS | 0 | 0 | 0 | 0 | 0 | 0
WT_off | 0 | 0 | 0 | 0 | 0 | 0
PseudoUnit | 0 | 0 | 0 | 0 | 0 | 0
FixedInterchange | 0 | 0 | 0 | 0 | 0 | 0
Levelized Retrofit Capital Costs by Reporting Type: AZ_NM_SNV_Gas
ReportingType | 2015 | 2020 | 2025 | 2030 | 2035 | 2040
BM | 0 | 0 | 0 | 0 | 0 | 0
CC | 0 | 0 | 0 | 0 | 0 | 0
CSP | 0 | 0 | 0 | 0 | 0 | 0
CT | 0 | 0 | 0 | 0 | 0 | 0
Coal | 0 | 0 | 0 | 0 | 0 | 0
Geo | 0 | 0 | 0 | 0 | 0 | 0
H | 0 | 0 | 0 | 0 | 0 | 0
LFG | 0 | 0 | 0 | 0 | 0 | 0
Nuc | 0 | 0 | 0 | 0 | 0 | 0
PS | 0 | 0 | 0 | 0 | 0 | 0
PV | 0 | 0 | 0 | 0 | 0 | 0
PeakG | 0 | 0 | 0 | 0 | 0 | 0
PeakO | 0 | 0 | 0 | 0 | 0 | 0
ST | 0 | 0 | 0 | 0 | 0 | 0
STOG | 0 | 0 | 0 | 0 | 0 | 0
STWD | 0 | 0 | 0 | 0 | 0 | 0
WT | 0 | 0 | 0 | 0 | 0 | 0
IGCC | 0 | 0 | 0 | 0 | 0 | 0
DemandResponse | 0 | 0 | 0 | 0 | 0 | 0
IGCC-CCS | 0 | 0 | 0 | 0 | 0 | 0
WT_off | 0 | 0 | 0 | 0 | 0 | 0
PseudoUnit | 0 | 0 | 0 | 0 | 0 | 0
FixedInterchange | 0 | 0 | 0 | 0 | 0 | 0
Levelized Retrofit Capital Costs by Reporting Type: AZ_NM_SNV_NucRenew
ReportingType | 2015 | 2020 | 2025 | 2030 | 2035 | 2040
BM | 0 | 0 | 0 | 0 | 0 | 0
CC | 0 | 0 | 0 | 0 | 0 | 0
CSP | 0 | 0 | 0 | 0 | 0 | 0
CT | 0 | 0 | 0 | 0 | 0 | 0
Coal | 0 | 0 | 0 | 0 | 0 | 0
Geo | 0 | 0 | 0 | 0 | 0 | 0
H | 0 | 0 | 0 | 0 | 0 | 0
LFG | 0 | 0 | 0 | 0 | 0 | 0
Nuc | 0 | 0 | 0 | 0 | 0 | 0
PS | 0 | 0 | 0 | 0 | 0 | 0
PV | 0 | 0 | 0 | 0 | 0 | 0
PeakG | 0 | 0 | 0 | 0 | 0 | 0
PeakO | 0 | 0 | 0 | 0 | 0 | 0
ST | 0 | 0 | 0 | 0 | 0 | 0
STOG | 0 | 0 | 0 | 0 | 0 | 0
STWD | 0 | 0 | 0 | 0 | 0 | 0
WT | 0 | 0 | 0 | 0 | 0 | 0
IGCC | 0 | 0 | 0 | 0 | 0 | 0
DemandResponse | 0 | 0 | 0 | 0 | 0 | 0
IGCC-CCS | 0 | 0 | 0 | 0 | 0 | 0
WT_off | 0 | 0 | 0 | 0 | 0 | 0
PseudoUnit | 0 | 0 | 0 | 0 | 0 | 0
FixedInterchange | 0 | 0 | 0 | 0 | 0 | 0
Levelized Retrofit Capital Costs by Reporting Type: ERCOT
ReportingType | 2015 | 2020 | 2025 | 2030 | 2035 | 2040
BM | 0 | 0 | 0 | 0 | 0 | 0
CC | 0 | 0 | 0 | 0 | 0 | 0
CSP | 0 | 0 | 0 | 0 | 0 | 0
CT | 0 | 0 | 0 | 0 | 0 | 0
Coal | 82.51 | 5.82 | 181.97 | 281.97 | 155.75 | 49.92
Geo | 0 | 0 | 0 | 0 | 0 | 0
H | 0 | 0 | 0 | 0 | 0 | 0
LFG | 0 | 0 | 0 | 0 | 0 | 0
Nuc | 0 | 0 | 0 | 0 | 0 | 0
PS | 0 | 0 | 0 | 0 | 0 | 0
PV | 0 | 0 | 0 | 0 | 0 | 0
PeakG | 0 | 0 | 0 | 0 | 0 | 0
PeakO | 0 | 0 | 0 | 0 | 0 | 0
ST | 0 | 0 | 0 | 0 | 0 | 0
STOG | 0 | 0 | 0 | 0 | 0 | 0
STWD | 0 | 0 | 0 | 0 | 0 | 0
WT | 0 | 0 | 0 | 0 | 0 | 0
IGCC | 0 | 0 | 0 | 0 | 0 | 0
DemandResponse | 0 | 0 | 0 | 0 | 0 | 0
IGCC-CCS | 0 | 0 | 0 | 0 | 0 | 0
WT_off | 0 | 0 | 0 | 0 | 0 | 0
PseudoUnit | 0 | 0 | 0 | 0 | 0 | 0
FixedInterchange | 0 | 0 | 0 | 0 | 0 | 0
Levelized Retrofit Capital Costs by Reporting Type: NP15
ReportingType | 2015 | 2020 | 2025 | 2030 | 2035 | 2040
BM | 0 | 0 | 0 | 0 | 0 | 0
CC | 0 | 0 | 0 | 0 | 0 | 0
CSP | 0 | 0 | 0 | 0 | 0 | 0
CT | 0 | 0 | 0 | 0 | 0 | 0
Coal | 0 | 0 | 0 | 0 | 0 | 0
Geo | 0 | 0 | 0 | 0 | 0 | 0
H | 0 | 0 | 0 | 0 | 0 | 0
LFG | 0 | 0 | 0 | 0 | 0 | 0
Nuc | 0 | 0 | 0 | 0 | 0 | 0
PS | 0 | 0 | 0 | 0 | 0 | 0
PV | 0 | 0 | 0 | 0 | 0 | 0
PeakG | 0 | 0 | 0 | 0 | 0 | 0
PeakO | 0 | 0 | 0 | 0 | 0 | 0
ST | 0 | 0 | 0 | 0 | 0 | 0
STOG | 0 | 0 | 0 | 0 | 0 | 0
STWD | 0 | 0 | 0 | 0 | 0 | 0
WT | 0 | 0 | 0 | 0 | 0 | 0
IGCC | 0 | 0 | 0 | 0 | 0 | 0
DemandResponse | 0 | 0 | 0 | 0 | 0 | 0
IGCC-CCS | 0 | 0 | 0 | 0 | 0 | 0
WT_off | 0 | 0 | 0 | 0 | 0 | 0
PseudoUnit | 0 | 0 | 0 | 0 | 0 | 0
FixedInterchange | 0 | 0 | 0 | 0 | 0 | 0
Levelized Retrofit Capital Costs by Reporting Type: NWPP_Coal
ReportingType | 2015 | 2020 | 2025 | 2030 | 2035 | 2040
BM | 0 | 0 | 0 | 0 | 0 | 0
CC | 0 | 0 | 0 | 0 | 0 | 0
CSP | 0 | 0 | 0 | 0 | 0 | 0
CT | 0 | 0 | 0 | 0 | 0 | 0
Coal | 0 | 50.24 | 121.14 | 70.9 | 0 | 0
Geo | 0 | 0 | 0 | 0 | 0 | 0
H | 0 | 0 | 0 | 0 | 0 | 0
LFG | 0 | 0 | 0 | 0 | 0 | 0
Nuc | 0 | 0 | 0 | 0 | 0 | 0
PS | 0 | 0 | 0 | 0 | 0 | 0
PV | 0 | 0 | 0 | 0 | 0 | 0
PeakG | 0 | 0 | 0 | 0 | 0 | 0
PeakO | 0 | 0 | 0 | 0 | 0 | 0
ST | 0 | 0 | 0 | 0 | 0 | 0
STOG | 0 | 0 | 0 | 0 | 0 | 0
STWD | 0 | 0 | 0 | 0 | 0 | 0
WT | 0 | 0 | 0 | 0 | 0 | 0
IGCC | 0 | 0 | 0 | 0 | 0 | 0
DemandResponse | 0 | 0 | 0 | 0 | 0 | 0
IGCC-CCS | 0 | 0 | 0 | 0 | 0 | 0
WT_off | 0 | 0 | 0 | 0 | 0 | 0
PseudoUnit | 0 | 0 | 0 | 0 | 0 | 0
FixedInterchange | 0 | 0 | 0 | 0 | 0 | 0
Levelized Retrofit Capital Costs by Reporting Type: NWPP_Gas
ReportingType | 2015 | 2020 | 2025 | 2030 | 2035 | 2040
BM | 0 | 0 | 0 | 0 | 0 | 0
CC | 0 | 0 | 0 | 0 | 0 | 0
CSP | 0 | 0 | 0 | 0 | 0 | 0
CT | 0 | 0 | 0 | 0 | 0 | 0
Coal | 0 | 0 | 0 | 0 | 0 | 0
Geo | 0 | 0 | 0 | 0 | 0 | 0
H | 0 | 0 | 0 | 0 | 0 | 0
LFG | 0 | 0 | 0 | 0 | 0 | 0
Nuc | 0 | 0 | 0 | 0 | 0 | 0
PS | 0 | 0 | 0 | 0 | 0 | 0
PV | 0 | 0 | 0 | 0 | 0 | 0
PeakG | 0 | 0 | 0 | 0 | 0 | 0
PeakO | 0 | 0 | 0 | 0 | 0 | 0
ST | 0 | 0 | 0 | 0 | 0 | 0
STOG | 0 | 0 | 0 | 0 | 0 | 0
STWD | 0 | 0 | 0 | 0 | 0 | 0
WT | 0 | 0 | 0 | 0 | 0 | 0
IGCC | 0 | 0 | 0 | 0 | 0 | 0
DemandResponse | 0 | 0 | 0 | 0 | 0 | 0
IGCC-CCS | 0 | 0 | 0 | 0 | 0 | 0
WT_off | 0 | 0 | 0 | 0 | 0 | 0
PseudoUnit | 0 | 0 | 0 | 0 | 0 | 0
FixedInterchange | 0 | 0 | 0 | 0 | 0 | 0
Levelized Retrofit Capital Costs by Reporting Type: NWPP_NucRenew
ReportingType | 2015 | 2020 | 2025 | 2030 | 2035 | 2040
BM | 0 | 0 | 0 | 0 | 0 | 0
CC | 0 | 0 | 0 | 0 | 0 | 0
CSP | 0 | 0 | 0 | 0 | 0 | 0
CT | 0 | 0 | 0 | 0 | 0 | 0
Coal | 0 | 0 | 0 | 0 | 0 | 0
Geo | 0 | 0 | 0 | 0 | 0 | 0
H | 0 | 0 | 0 | 0 | 0 | 0
LFG | 0 | 0 | 0 | 0 | 0 | 0
Nuc | 0 | 0 | 0 | 0 | 0 | 0
PS | 0 | 0 | 0 | 0 | 0 | 0
PV | 0 | 0 | 0 | 0 | 0 | 0
PeakG | 0 | 0 | 0 | 0 | 0 | 0
PeakO | 0 | 0 | 0 | 0 | 0 | 0
ST | 0 | 0 | 0 | 0 | 0 | 0
STOG | 0 | 0 | 0 | 0 | 0 | 0
STWD | 0 | 0 | 0 | 0 | 0 | 0
WT | 0 | 0 | 0 | 0 | 0 | 0
IGCC | 0 | 0 | 0 | 0 | 0 | 0
DemandResponse | 0 | 0 | 0 | 0 | 0 | 0
IGCC-CCS | 0 | 0 | 0 | 0 | 0 | 0
WT_off | 0 | 0 | 0 | 0 | 0 | 0
PseudoUnit | 0 | 0 | 0 | 0 | 0 | 0
FixedInterchange | 0 | 0 | 0 | 0 | 0 | 0
Levelized Retrofit Capital Costs by Reporting Type: RMPA
ReportingType | 2015 | 2020 | 2025 | 2030 | 2035 | 2040
BM | 0 | 0 | 0 | 0 | 0 | 0
CC | 0 | 0 | 0 | 0 | 0 | 0
CSP | 0 | 0 | 0 | 0 | 0 | 0
CT | 0 | 0 | 0 | 0 | 0 | 0
Coal | 29.1 | 21.65 | 194.88 | 173.22 | 0 | 0
Geo | 0 | 0 | 0 | 0 | 0 | 0
H | 0 | 0 | 0 | 0 | 0 | 0
LFG | 0 | 0 | 0 | 0 | 0 | 0
Nuc | 0 | 0 | 0 | 0 | 0 | 0
PS | 0 | 0 | 0 | 0 | 0 | 0
PV | 0 | 0 | 0 | 0 | 0 | 0
PeakG | 0 | 0 | 0 | 0 | 0 | 0
PeakO | 0 | 0 | 0 | 0 | 0 | 0
ST | 0 | 0 | 0 | 0 | 0 | 0
STOG | 0 | 0 | 0 | 0 | 0 | 0
STWD | 0 | 0 | 0 | 0 | 0 | 0
WT | 0 | 0 | 0 | 0 | 0 | 0
IGCC | 0 | 0 | 0 | 0 | 0 | 0
DemandResponse | 0 | 0 | 0 | 0 | 0 | 0
IGCC-CCS | 0 | 0 | 0 | 0 | 0 | 0
WT_off | 0 | 0 | 0 | 0 | 0 | 0
PseudoUnit | 0 | 0 | 0 | 0 | 0 | 0
FixedInterchange | 0 | 0 | 0 | 0 | 0 | 0
Levelized Retrofit Capital Costs by Reporting Type: SP15
ReportingType | 2015 | 2020 | 2025 | 2030 | 2035 | 2040
BM | 0 | 0 | 0 | 0 | 0 | 0
CC | 0 | 0 | 0 | 0 | 0 | 0
CSP | 0 | 0 | 0 | 0 | 0 | 0
CT | 0 | 0 | 0 | 0 | 0 | 0
Coal | 0 | 2.92 | 2.92 | 0 | 0 | 0
Geo | 0 | 0 | 0 | 0 | 0 | 0
H | 0 | 0 | 0 | 0 | 0 | 0
LFG | 0 | 0 | 0 | 0 | 0 | 0
Nuc | 0 | 0 | 0 | 0 | 0 | 0
PS | 0 | 0 | 0 | 0 | 0 | 0
PV | 0 | 0 | 0 | 0 | 0 | 0
PeakG | 0 | 0 | 0 | 0 | 0 | 0
PeakO | 0 | 0 | 0 | 0 | 0 | 0
ST | 0 | 0 | 0 | 0 | 0 | 0
STOG | 0 | 0 | 0 | 0 | 0 | 0
STWD | 0 | 0 | 0 | 0 | 0 | 0
WT | 0 | 0 | 0 | 0 | 0 | 0
IGCC | 0 | 0 | 0 | 0 | 0 | 0
DemandResponse | 0 | 0 | 0 | 0 | 0 | 0
IGCC-CCS | 0 | 0 | 0 | 0 | 0 | 0
WT_off | 0 | 0 | 0 | 0 | 0 | 0
PseudoUnit | 0 | 0 | 0 | 0 | 0 | 0
FixedInterchange | 0 | 0 | 0 | 0 | 0 | 0
Levelized Retrofit Capital Costs by Reporting Type: ALB
ReportingType | 2015 | 2020 | 2025 | 2030 | 2035 | 2040
BM | 0 | 0 | 0 | 0 | 0 | 0
CC | 0 | 0 | 0 | 0 | 0 | 0
CSP | 0 | 0 | 0 | 0 | 0 | 0
CT | 0 | 0 | 0 | 0 | 0 | 0
Coal | 0 | 0 | 0 | 0 | 0 | 0
Geo | 0 | 0 | 0 | 0 | 0 | 0
H | 0 | 0 | 0 | 0 | 0 | 0
LFG | 0 | 0 | 0 | 0 | 0 | 0
Nuc | 0 | 0 | 0 | 0 | 0 | 0
PS | 0 | 0 | 0 | 0 | 0 | 0
PV | 0 | 0 | 0 | 0 | 0 | 0
PeakG | 0 | 0 | 0 | 0 | 0 | 0
PeakO | 0 | 0 | 0 | 0 | 0 | 0
ST | 0 | 0 | 0 | 0 | 0 | 0
STOG | 0 | 0 | 0 | 0 | 0 | 0
STWD | 0 | 0 | 0 | 0 | 0 | 0
WT | 0 | 0 | 0 | 0 | 0 | 0
IGCC | 0 | 0 | 0 | 0 | 0 | 0
DemandResponse | 0 | 0 | 0 | 0 | 0 | 0
IGCC-CCS | 0 | 0 | 0 | 0 | 0 | 0
WT_off | 0 | 0 | 0 | 0 | 0 | 0
PseudoUnit | 0 | 0 | 0 | 0 | 0 | 0
FixedInterchange | 0 | 0 | 0 | 0 | 0 | 0
Levelized Retrofit Capital Costs by Reporting Type: BC
ReportingType | 2015 | 2020 | 2025 | 2030 | 2035 | 2040
BM | 0 | 0 | 0 | 0 | 0 | 0
CC | 0 | 0 | 0 | 0 | 0 | 0
CSP | 0 | 0 | 0 | 0 | 0 | 0
CT | 0 | 0 | 0 | 0 | 0 | 0
Coal | 0 | 0 | 0 | 0 | 0 | 0
Geo | 0 | 0 | 0 | 0 | 0 | 0
H | 0 | 0 | 0 | 0 | 0 | 0
LFG | 0 | 0 | 0 | 0 | 0 | 0
Nuc | 0 | 0 | 0 | 0 | 0 | 0
PS | 0 | 0 | 0 | 0 | 0 | 0
PV | 0 | 0 | 0 | 0 | 0 | 0
PeakG | 0 | 0 | 0 | 0 | 0 | 0
PeakO | 0 | 0 | 0 | 0 | 0 | 0
ST | 0 | 0 | 0 | 0 | 0 | 0
STOG | 0 | 0 | 0 | 0 | 0 | 0
STWD | 0 | 0 | 0 | 0 | 0 | 0
WT | 0 | 0 | 0 | 0 | 0 | 0
IGCC | 0 | 0 | 0 | 0 | 0 | 0
DemandResponse | 0 | 0 | 0 | 0 | 0 | 0
IGCC-CCS | 0 | 0 | 0 | 0 | 0 | 0
WT_off | 0 | 0 | 0 | 0 | 0 | 0
PseudoUnit | 0 | 0 | 0 | 0 | 0 | 0
FixedInterchange | 0 | 0 | 0 | 0 | 0 | 0
Levelized Retrofit Capital Costs by Reporting Type: HQ_IESO
ReportingType | 2015 | 2020 | 2025 | 2030 | 2035 | 2040
BM | 0 | 0 | 0 | 0 | 0 | 0
CC | 0 | 0 | 0 | 0 | 0 | 0
CSP | 0 | 0 | 0 | 0 | 0 | 0
CT | 0 | 0 | 0 | 0 | 0 | 0
Coal | 0 | 0 | 0 | 0 | 0 | 0
Geo | 0 | 0 | 0 | 0 | 0 | 0
H | 0 | 0 | 0 | 0 | 0 | 0
LFG | 0 | 0 | 0 | 0 | 0 | 0
Nuc | 0 | 0 | 0 | 0 | 0 | 0
PS | 0 | 0 | 0 | 0 | 0 | 0
PV | 0 | 0 | 0 | 0 | 0 | 0
PeakG | 0 | 0 | 0 | 0 | 0 | 0
PeakO | 0 | 0 | 0 | 0 | 0 | 0
ST | 0 | 0 | 0 | 0 | 0 | 0
STOG | 0 | 0 | 0 | 0 | 0 | 0
STWD | 0 | 0 | 0 | 0 | 0 | 0
WT | 0 | 0 | 0 | 0 | 0 | 0
IGCC | 0 | 0 | 0 | 0 | 0 | 0
DemandResponse | 0 | 0 | 0 | 0 | 0 | 0
IGCC-CCS | 0 | 0 | 0 | 0 | 0 | 0
WT_off | 0 | 0 | 0 | 0 | 0 | 0
PseudoUnit | 0 | 0 | 0 | 0 | 0 | 0
FixedInterchange | 0 | 0 | 0 | 0 | 0 | 0
Levelized Retrofit Capital Costs by Reporting Type: HQ_NEISO
ReportingType | 2015 | 2020 | 2025 | 2030 | 2035 | 2040
BM | 0 | 0 | 0 | 0 | 0 | 0
CC | 0 | 0 | 0 | 0 | 0 | 0
CSP | 0 | 0 | 0 | 0 | 0 | 0
CT | 0 | 0 | 0 | 0 | 0 | 0
Coal | 0 | 0 | 0 | 0 | 0 | 0
Geo | 0 | 0 | 0 | 0 | 0 | 0
H | 0 | 0 | 0 | 0 | 0 | 0
LFG | 0 | 0 | 0 | 0 | 0 | 0
Nuc | 0 | 0 | 0 | 0 | 0 | 0
PS | 0 | 0 | 0 | 0 | 0 | 0
PV | 0 | 0 | 0 | 0 | 0 | 0
PeakG | 0 | 0 | 0 | 0 | 0 | 0
PeakO | 0 | 0 | 0 | 0 | 0 | 0
ST | 0 | 0 | 0 | 0 | 0 | 0
STOG | 0 | 0 | 0 | 0 | 0 | 0
STWD | 0 | 0 | 0 | 0 | 0 | 0
WT | 0 | 0 | 0 | 0 | 0 | 0
IGCC | 0 | 0 | 0 | 0 | 0 | 0
DemandResponse | 0 | 0 | 0 | 0 | 0 | 0
IGCC-CCS | 0 | 0 | 0 | 0 | 0 | 0
WT_off | 0 | 0 | 0 | 0 | 0 | 0
PseudoUnit | 0 | 0 | 0 | 0 | 0 | 0
FixedInterchange | 0 | 0 | 0 | 0 | 0 | 0
Levelized Retrofit Capital Costs by Reporting Type: HQ_NY
ReportingType | 2015 | 2020 | 2025 | 2030 | 2035 | 2040
BM | 0 | 0 | 0 | 0 | 0 | 0
CC | 0 | 0 | 0 | 0 | 0 | 0
CSP | 0 | 0 | 0 | 0 | 0 | 0
CT | 0 | 0 | 0 | 0 | 0 | 0
Coal | 0 | 0 | 0 | 0 | 0 | 0
Geo | 0 | 0 | 0 | 0 | 0 | 0
H | 0 | 0 | 0 | 0 | 0 | 0
LFG | 0 | 0 | 0 | 0 | 0 | 0
Nuc | 0 | 0 | 0 | 0 | 0 | 0
PS | 0 | 0 | 0 | 0 | 0 | 0
PV | 0 | 0 | 0 | 0 | 0 | 0
PeakG | 0 | 0 | 0 | 0 | 0 | 0
PeakO | 0 | 0 | 0 | 0 | 0 | 0
ST | 0 | 0 | 0 | 0 | 0 | 0
STOG | 0 | 0 | 0 | 0 | 0 | 0
STWD | 0 | 0 | 0 | 0 | 0 | 0
WT | 0 | 0 | 0 | 0 | 0 | 0
IGCC | 0 | 0 | 0 | 0 | 0 | 0
DemandResponse | 0 | 0 | 0 | 0 | 0 | 0
IGCC-CCS | 0 | 0 | 0 | 0 | 0 | 0
WT_off | 0 | 0 | 0 | 0 | 0 | 0
PseudoUnit | 0 | 0 | 0 | 0 | 0 | 0
FixedInterchange | 0 | 0 | 0 | 0 | 0 | 0
Levelized Retrofit Capital Costs by Reporting Type: MARITIMES
ReportingType | 2015 | 2020 | 2025 | 2030 | 2035 | 2040
BM | 0 | 0 | 0 | 0 | 0 | 0
CC | 0 | 0 | 0 | 0 | 0 | 0
CSP | 0 | 0 | 0 | 0 | 0 | 0
CT | 0 | 0 | 0 | 0 | 0 | 0
Coal | 0 | 0 | 0 | 0 | 0 | 0
Geo | 0 | 0 | 0 | 0 | 0 | 0
H | 0 | 0 | 0 | 0 | 0 | 0
LFG | 0 | 0 | 0 | 0 | 0 | 0
Nuc | 0 | 0 | 0 | 0 | 0 | 0
PS | 0 | 0 | 0 | 0 | 0 | 0
PV | 0 | 0 | 0 | 0 | 0 | 0
PeakG | 0 | 0 | 0 | 0 | 0 | 0
PeakO | 0 | 0 | 0 | 0 | 0 | 0
ST | 0 | 0 | 0 | 0 | 0 | 0
STOG | 0 | 0 | 0 | 0 | 0 | 0
STWD | 0 | 0 | 0 | 0 | 0 | 0
WT | 0 | 0 | 0 | 0 | 0 | 0
IGCC | 0 | 0 | 0 | 0 | 0 | 0
DemandResponse | 0 | 0 | 0 | 0 | 0 | 0
IGCC-CCS | 0 | 0 | 0 | 0 | 0 | 0
WT_off | 0 | 0 | 0 | 0 | 0 | 0
PseudoUnit | 0 | 0 | 0 | 0 | 0 | 0
FixedInterchange | 0 | 0 | 0 | 0 | 0 | 0
Levelized Retrofit Capital Costs by Reporting Type: All
ReportingType | 2015 | 2020 | 2025 | 2030 | 2035 | 2040
BM | 0 | 0 | 0 | 0 | 0 | 0
CC | 0 | 0 | 0 | 0 | 0 | 0
CSP | 0 | 0 | 0 | 0 | 0 | 0
CT | 0 | 0 | 0 | 0 | 0 | 0
Coal | 1184.41 | 1478.25 | 2089.14 | 3085.12 | 4156.12 | 2697.55
Geo | 0 | 0 | 0 | 0 | 0 | 0
H | 0 | 0 | 0 | 0 | 0 | 0
LFG | 0 | 0 | 0 | 0 | 0 | 0
Nuc | 0 | 0 | 0 | 0 | 0 | 0
PS | 0 | 0 | 0 | 0 | 0 | 0
PV | 0 | 0 | 0 | 0 | 0 | 0
PeakG | 0 | 0 | 0 | 0 | 0 | 0
PeakO | 0 | 0 | 0 | 0 | 0 | 0
ST | 0 | 0 | 0 | 0 | 0 | 0
STOG | 0 | 0 | 0 | 0 | 0 | 0
STWD | 0 | 0 | 0 | 0 | 0 | 0
WT | 0 | 0 | 0 | 0 | 0 | 0
IGCC | 0 | 0 | 0 | 0 | 0 | 0
DemandResponse | 0 | 0 | 0 | 0 | 0 | 0
IGCC-CCS | 0 | 0 | 0 | 0 | 0 | 0
WT_off | 0 | 0 | 0 | 0 | 0 | 0
PseudoUnit | 0 | 0 | 0 | 0 | 0 | 0
FixedInterchange | 0 | 0 | 0 | 0 | 0 | 0
Levelized Retrofit Capital Costs by Reporting Type: EI_US
ReportingType | 2015 | 2020 | 2025 | 2030 | 2035 | 2040
BM | 0 | 0 | 0 | 0 | 0 | 0
CC | 0 | 0 | 0 | 0 | 0 | 0
CSP | 0 | 0 | 0 | 0 | 0 | 0
CT | 0 | 0 | 0 | 0 | 0 | 0
Coal | 1023.13 | 1336.93 | 1560.47 | 2531.42 | 3818.09 | 2492.94
Geo | 0 | 0 | 0 | 0 | 0 | 0
H | 0 | 0 | 0 | 0 | 0 | 0
LFG | 0 | 0 | 0 | 0 | 0 | 0
Nuc | 0 | 0 | 0 | 0 | 0 | 0
PS | 0 | 0 | 0 | 0 | 0 | 0
PV | 0 | 0 | 0 | 0 | 0 | 0
PeakG | 0 | 0 | 0 | 0 | 0 | 0
PeakO | 0 | 0 | 0 | 0 | 0 | 0
ST | 0 | 0 | 0 | 0 | 0 | 0
STOG | 0 | 0 | 0 | 0 | 0 | 0
STWD | 0 | 0 | 0 | 0 | 0 | 0
WT | 0 | 0 | 0 | 0 | 0 | 0
IGCC | 0 | 0 | 0 | 0 | 0 | 0
DemandResponse | 0 | 0 | 0 | 0 | 0 | 0
IGCC-CCS | 0 | 0 | 0 | 0 | 0 | 0
WT_off | 0 | 0 | 0 | 0 | 0 | 0
PseudoUnit | 0 | 0 | 0 | 0 | 0 | 0
FixedInterchange | 0 | 0 | 0 | 0 | 0 | 0
Levelized Retrofit Capital Costs by Reporting Type: EI_Canada
ReportingType | 2015 | 2020 | 2025 | 2030 | 2035 | 2040
BM | 0 | 0 | 0 | 0 | 0 | 0
CC | 0 | 0 | 0 | 0 | 0 | 0
CSP | 0 | 0 | 0 | 0 | 0 | 0
CT | 0 | 0 | 0 | 0 | 0 | 0
Coal | 0 | 0 | 0 | 0 | 0 | 0
Geo | 0 | 0 | 0 | 0 | 0 | 0
H | 0 | 0 | 0 | 0 | 0 | 0
LFG | 0 | 0 | 0 | 0 | 0 | 0
Nuc | 0 | 0 | 0 | 0 | 0 | 0
PS | 0 | 0 | 0 | 0 | 0 | 0
PV | 0 | 0 | 0 | 0 | 0 | 0
PeakG | 0 | 0 | 0 | 0 | 0 | 0
PeakO | 0 | 0 | 0 | 0 | 0 | 0
ST | 0 | 0 | 0 | 0 | 0 | 0
STOG | 0 | 0 | 0 | 0 | 0 | 0
STWD | 0 | 0 | 0 | 0 | 0 | 0
WT | 0 | 0 | 0 | 0 | 0 | 0
IGCC | 0 | 0 | 0 | 0 | 0 | 0
DemandResponse | 0 | 0 | 0 | 0 | 0 | 0
IGCC-CCS | 0 | 0 | 0 | 0 | 0 | 0
WT_off | 0 | 0 | 0 | 0 | 0 | 0
PseudoUnit | 0 | 0 | 0 | 0 | 0 | 0
FixedInterchange | 0 | 0 | 0 | 0 | 0 | 0
Levelized Retrofit Capital Costs by Reporting Type: EI
ReportingType | 2015 | 2020 | 2025 | 2030 | 2035 | 2040
BM | 0 | 0 | 0 | 0 | 0 | 0
CC | 0 | 0 | 0 | 0 | 0 | 0
CSP | 0 | 0 | 0 | 0 | 0 | 0
CT | 0 | 0 | 0 | 0 | 0 | 0
Coal | 1023.13 | 1336.93 | 1560.47 | 2531.42 | 3818.09 | 2492.94
Geo | 0 | 0 | 0 | 0 | 0 | 0
H | 0 | 0 | 0 | 0 | 0 | 0
LFG | 0 | 0 | 0 | 0 | 0 | 0
Nuc | 0 | 0 | 0 | 0 | 0 | 0
PS | 0 | 0 | 0 | 0 | 0 | 0
PV | 0 | 0 | 0 | 0 | 0 | 0
PeakG | 0 | 0 | 0 | 0 | 0 | 0
PeakO | 0 | 0 | 0 | 0 | 0 | 0
ST | 0 | 0 | 0 | 0 | 0 | 0
STOG | 0 | 0 | 0 | 0 | 0 | 0
STWD | 0 | 0 | 0 | 0 | 0 | 0
WT | 0 | 0 | 0 | 0 | 0 | 0
IGCC | 0 | 0 | 0 | 0 | 0 | 0
DemandResponse | 0 | 0 | 0 | 0 | 0 | 0
IGCC-CCS | 0 | 0 | 0 | 0 | 0 | 0
WT_off | 0 | 0 | 0 | 0 | 0 | 0
PseudoUnit | 0 | 0 | 0 | 0 | 0 | 0
FixedInterchange | 0 | 0 | 0 | 0 | 0 | 0
Levelized Retrofit Capital Costs by Reporting Type: Outside_EI
ReportingType | 2015 | 2020 | 2025 | 2030 | 2035 | 2040
BM | 0 | 0 | 0 | 0 | 0 | 0
CC | 0 | 0 | 0 | 0 | 0 | 0
CSP | 0 | 0 | 0 | 0 | 0 | 0
CT | 0 | 0 | 0 | 0 | 0 | 0
Coal | 161.28 | 141.33 | 528.66 | 553.7 | 338.04 | 204.61
Geo | 0 | 0 | 0 | 0 | 0 | 0
H | 0 | 0 | 0 | 0 | 0 | 0
LFG | 0 | 0 | 0 | 0 | 0 | 0
Nuc | 0 | 0 | 0 | 0 | 0 | 0
PS | 0 | 0 | 0 | 0 | 0 | 0
PV | 0 | 0 | 0 | 0 | 0 | 0
PeakG | 0 | 0 | 0 | 0 | 0 | 0
PeakO | 0 | 0 | 0 | 0 | 0 | 0
ST | 0 | 0 | 0 | 0 | 0 | 0
STOG | 0 | 0 | 0 | 0 | 0 | 0
STWD | 0 | 0 | 0 | 0 | 0 | 0
WT | 0 | 0 | 0 | 0 | 0 | 0
IGCC | 0 | 0 | 0 | 0 | 0 | 0
DemandResponse | 0 | 0 | 0 | 0 | 0 | 0
IGCC-CCS | 0 | 0 | 0 | 0 | 0 | 0
WT_off | 0 | 0 | 0 | 0 | 0 | 0
PseudoUnit | 0 | 0 | 0 | 0 | 0 | 0
FixedInterchange | 0 | 0 | 0 | 0 | 0 | 0
#14 | Total Costs ($million)
Total Costs by Reporting Type: Entergy
ReportingType | 2015 | 2020 | 2025 | 2030 | 2035 | 2040
BM | 0 | 0 | 0 | 0 | 2408.68 | 9899.12
CC | 5011.55 | 8081.23 | 8352.08 | 9056.2 | 6500.87 | 2359.11
CSP | 0 | 0 | 0 | 0 | 0 | 0
CT | 0 | 0 | 0 | 0 | 0 | 0
Coal | 3593.45 | 548.96 | 270.92 | 224.46 | 223.42 | 223.42
Geo | 0 | 0 | 0 | 0 | 0 | 0
H | 10.6 | 10.6 | 10.6 | 10.6 | 391.98 | 391.98
LFG | 0.97 | 0.97 | 34.17 | 34.17 | 34.17 | 34.17
Nuc | 1262.64 | 1285.77 | 1294.03 | 1301.93 | 4130.31 | 4494.74
PS | 1.4 | 1.4 | 1.4 | 1.4 | 1.4 | 1.4
PV | 0.11 | 21.81 | 31.37 | 31.37 | 31.26 | 11.04
PeakG | 47.54 | 69.98 | 49.81 | 14.35 | 0 | 0
PeakO | 4.42 | 5.87 | 0 | 0 | 0 | 0
ST | 0 | 0 | 0 | 0 | 0 | 0
STOG | 99.1 | 130.63 | 0 | 0 | 0 | 0
STWD | 9.98 | 14.95 | 18.32 | 84.84 | 133.79 | 105.43
WT | 3.67 | 3.67 | 3.67 | 3.67 | 3.67 | 3.67
IGCC | 0 | 0 | 0 | 0 | 0 | 0
DemandResponse | 0 | 0 | 0 | 0 | 0 | 0
IGCC-CCS | 0 | 0 | 0 | 0 | 0 | 0
WT_off | 0 | 0 | 0 | 0 | 0 | 0
PseudoUnit | 0 | 0 | 0 | 0 | 0 | 0
FixedInterchange | 0 | 0 | 0 | 0 | 0 | 0
Total Costs by Reporting Type: FRCC
ReportingType | 2015 | 2020 | 2025 | 2030 | 2035 | 2040
BM | 0 | 0 | 0 | 0 | 0 | 1681.7
CC | 13894.23 | 16088.5 | 16496.42 | 11832.98 | 7675.07 | 5394.35
CSP | 0 | 0 | 0 | 0 | 0 | 0
CT | 262.19 | 310.69 | 328.66 | 266.55 | 0 | 0
Coal | 1306.79 | 616.25 | 254.01 | 287.2 | 659 | 769.06
Geo | 0 | 0 | 0 | 0 | 0 | 0
H | 0.78 | 0.78 | 0.78 | 0.78 | 0.78 | 0.78
LFG | 58.68 | 58.68 | 120.69 | 120.69 | 120.69 | 120.69
Nuc | 960.37 | 1000.19 | 3257.01 | 11309.65 | 17803.36 | 19728.9
PS | 0 | 0 | 0 | 0 | 0 | 0
PV | 0.75 | 0.75 | 0.75 | 0.75 | 0.75 | 0.75
PeakG | 190.1 | 289.48 | 225.89 | 166.99 | 177.96 | 178.53
PeakO | 64.61 | 83.43 | 25.94 | 0 | 0 | 0
ST | 0 | 0 | 0 | 0 | 0 | 0
STOG | 0 | 0 | 0 | 0 | 0 | 0
STWD | 16.26 | 29.9 | 110.46 | 110.46 | 110.46 | 70.64
WT | 0 | 0 | 0 | 0 | 0 | 0
IGCC | 0 | 0 | 0 | 0 | 0 | 0
DemandResponse | 0 | 0 | 0 | 0 | 0 | 0
IGCC-CCS | 0 | 0 | 0 | 0 | 0 | 0
WT_off | 0 | 0 | 0 | 0 | 0 | 0
PseudoUnit | 0 | 0 | 0 | 0 | 0 | 0
FixedInterchange | 0 | 0 | 0 | 0 | 0 | 0
Total Costs by Reporting Type: MAPP_US
ReportingType | 2015 | 2020 | 2025 | 2030 | 2035 | 2040
BM | 0 | 0 | 0 | 0 | 34.15 | 56.06
CC | 78.64 | 23.42 | 29.6 | 25.63 | 35.15 | 30.45
CSP | 0 | 0 | 0 | 0 | 0 | 0
CT | 27.96 | 27.96 | 27.96 | 40.87 | 16.57 | 16.87
Coal | 667.58 | 315.85 | 6.38 | 0 | 0 | 0
Geo | 3.95 | 3.95 | 3.95 | 3.95 | 3.95 | 3.95
H | 31.14 | 31.14 | 31.14 | 31.14 | 31.14 | 31.14
LFG | 0.24 | 0.24 | 0.24 | 22.22 | 22.22 | 22.22
Nuc | 0.01 | 0.01 | 0.01 | 0.02 | 0.07 | 0.05
PS | 0 | 0 | 0 | 0 | 0 | 0
PV | 0 | 0 | 0 | 0 | 0 | 0
PeakG | 17.71 | 31.19 | 20.9 | 32.78 | 35.58 | 34.72
PeakO | 9.49 | 12.94 | 10.37 | 10.37 | 10.37 | 10.37
ST | 0 | 0 | 0 | 0 | 0 | 0
STOG | 0 | 0 | 0 | 0 | 0 | 0
STWD | 0 | 0 | 0 | 0 | 0 | 0
WT | 147.25 | 1884.13 | 2737.87 | 2700.49 | 2645.89 | 1119.02
IGCC | 0 | 0 | 0 | 0 | 0 | 0
DemandResponse | 0 | 0 | 0 | 0 | 0 | 0
IGCC-CCS | 0 | 0 | 0 | 0 | 0 | 0
WT_off | 0 | 0 | 0 | 0 | 0 | 0
PseudoUnit | 0 | 0 | 0 | 0 | 0 | 0
FixedInterchange | 0 | 0 | 0 | 0 | 0 | 0
Total Costs by Reporting Type: MISO_IN
ReportingType | 2015 | 2020 | 2025 | 2030 | 2035 | 2040
BM | 0 | 0 | 0 | 0 | 0 | 6251.22
CC | 1902.48 | 11658.87 | 12491.08 | 14176.33 | 17523.86 | 6763.26
CSP | 0 | 0 | 0 | 0 | 0 | 0
CT | 0 | 0 | 0 | 0 | 0 | 0
Coal | 3226.69 | 1731.82 | 714.32 | 1001.07 | 2502.65 | 2576.15
Geo | 0 | 0 | 0 | 0 | 0 | 0
H | 1.07 | 1.07 | 1.07 | 1.07 | 1.07 | 1.07
LFG | 4.47 | 4.47 | 30.11 | 30.11 | 30.11 | 30.11
Nuc | 0.01 | 0.01 | 0.01 | 0.02 | 0.08 | 43.45
PS | 0 | 0 | 0 | 0 | 0 | 0
PV | 0 | 83.95 | 83.95 | 83.95 | 83.95 | 3.78
PeakG | 52.35 | 76.94 | 54.27 | 73.39 | 73.39 | 73.39
PeakO | 10.59 | 13.5 | 10.82 | 10.82 | 10.82 | 10.82
ST | 0 | 0 | 0 | 0 | 0 | 0
STOG | 14.75 | 17.35 | 15.52 | 16.44 | 13 | 0
STWD | 0 | 0 | 0 | 0 | 0 | 0
WT | 18.33 | 18.33 | 18.33 | 18.33 | 18.33 | 18.33
IGCC | 464.4 | 500.63 | 302.75 | 246.27 | 245.48 | 245.48
DemandResponse | 0 | 0 | 0 | 0 | 0 | 0
IGCC-CCS | 0 | 0 | 0 | 0 | 0 | 0
WT_off | 0 | 0 | 0 | 0 | 0 | 0
PseudoUnit | 0 | 0 | 0 | 0 | 0 | 0
FixedInterchange | 0 | 0 | 0 | 0 | 0 | 0
Total Costs by Reporting Type: MISO_MI
ReportingType | 2015 | 2020 | 2025 | 2030 | 2035 | 2040
BM | 0 | 0 | 0 | 0 | 0 | 1817.52
CC | 1446.03 | 1501.44 | 1678.63 | 1435.23 | 1562.01 | 263.22
CSP | 0 | 0 | 0 | 0 | 0 | 0
CT | 0 | 0 | 0 | 0 | 0 | 0
Coal | 1636.6 | 15.14 | 0 | 0 | 0 | 0
Geo | 0 | 0 | 0 | 0 | 0 | 0
H | 2.01 | 2.01 | 2.01 | 2.01 | 2.01 | 2.01
LFG | 19.68 | 19.68 | 72.59 | 72.59 | 72.59 | 72.59
Nuc | 449.71 | 452.56 | 461.47 | 1088.53 | 1995.96 | 4931.39
PS | 44.44 | 44.44 | 44.44 | 44.44 | 44.44 | 44.44
PV | 0 | 0 | 0 | 0 | 0 | 0
PeakG | 61.87 | 89.88 | 73.81 | 85.63 | 85.63 | 85.63
PeakO | 15.67 | 19.97 | 16.01 | 16.01 | 16.01 | 16.01
ST | 0 | 0 | 0 | 0 | 0 | 0
STOG | 149.88 | 157.3 | 136.9 | 141.77 | 130.64 | 0
STWD | 95.36 | 96.67 | 42.35 | 60.73 | 95.46 | 95.46
WT | 542.69 | 608.77 | 608.77 | 608.77 | 127.79 | 150.17
IGCC | 0 | 0 | 0 | 0 | 0 | 0
DemandResponse | 0 | 0 | 0 | 0 | 0 | 0
IGCC-CCS | 0 | 0 | 0 | 0 | 0 | 0
WT_off | 0 | 0 | 0 | 0 | 0 | 0
PseudoUnit | 0 | 0 | 0 | 0 | 0 | 0
FixedInterchange | 0 | 0 | 0 | 0 | 0 | 0
Total Costs by Reporting Type: MISO_MO-IL
ReportingType | 2015 | 2020 | 2025 | 2030 | 2035 | 2040
BM | 0 | 0 | 0 | 0 | 0 | 1514.7
CC | 185.6 | 1241.22 | 1286.29 | 1018.28 | 914.18 | 609.34
CSP | 0 | 0 | 0 | 0 | 0 | 0
CT | 0 | 0 | 0 | 0 | 0 | 0
Coal | 4974.93 | 1639.4 | 994.35 | 822.73 | 1111.79 | 1129.93
Geo | 0 | 0 | 0 | 0 | 0 | 0
H | 5.01 | 5.01 | 101.31 | 101.31 | 101.31 | 101.31
LFG | 2.17 | 2.17 | 76.11 | 76.11 | 76.11 | 76.11
Nuc | 493.74 | 512.79 | 521.93 | 524.97 | 524.97 | 524.97
PS | 10.45 | 10.45 | 10.45 | 10.45 | 10.45 | 10.45
PV | 0 | 0 | 0 | 0 | 0 | 0
PeakG | 96.61 | 172.65 | 93.14 | 211.32 | 204.29 | 185.58
PeakO | 21.48 | 28.65 | 22.96 | 22.96 | 22.96 | 22.96
ST | 0 | 0 | 0 | 0 | 0 | 0
STOG | 26.49 | 32.67 | 26.98 | 26.39 | 26.39 | 0
STWD | 0 | 0 | 0 | 0 | 0 | 0
WT | 89.9 | 89.9 | 1406.73 | 1406.73 | 1338.21 | 1338.21
IGCC | 0 | 0 | 0 | 0 | 0 | 0
DemandResponse | 0 | 0 | 0 | 0 | 0 | 0
IGCC-CCS | 0 | 0 | 0 | 0 | 0 | 0
WT_off | 0 | 0 | 0 | 0 | 0 | 0
PseudoUnit | 0 | 0 | 0 | 0 | 0 | 0
FixedInterchange | 0 | 0 | 0 | 0 | 0 | 0
Total Costs by Reporting Type: MISO_W
ReportingType | 2015 | 2020 | 2025 | 2030 | 2035 | 2040
BM | 0 | 0 | 0 | 0 | 0 | 0
CC | 576.74 | 826.06 | 311.01 | 372.05 | 387.38 | 424.61
CSP | 0 | 0 | 0 | 0 | 0 | 0
CT | 0 | 0 | 0 | 0 | 0 | 0
Coal | 4184.07 | 2148.95 | 580.34 | 511.35 | 229.68 | 276.81
Geo | 0 | 0 | 0 | 0 | 0 | 0
H | 7.08 | 7.08 | 7.08 | 7.08 | 7.08 | 7.08
LFG | 24.75 | 24.75 | 24.75 | 48.33 | 48.33 | 48.33
Nuc | 539.99 | 543.1 | 552.83 | 814.83 | 0.05 | 0.05
PS | 0 | 0 | 0 | 0 | 0 | 0
PV | 0 | 0 | 0 | 0 | 0 | 0
PeakG | 109.69 | 167.81 | 94.07 | 129.32 | 162.94 | 111.72
PeakO | 56.38 | 79.08 | 64.57 | 64.57 | 64.57 | 64.57
ST | 0 | 0 | 0 | 0 | 0 | 0
STOG | 7.57 | 8.96 | 7.67 | 7.67 | 7.67 | 0
STWD | 14.78 | 28.77 | 34.72 | 94.27 | 178.27 | 140.76
WT | 927.86 | 927.86 | 9942.13 | 9876.81 | 9283.41 | 9652
IGCC | 0 | 0 | 0 | 0 | 0 | 0
DemandResponse | 0 | 0 | 0 | 0 | 0 | 0
IGCC-CCS | 0 | 0 | 0 | 0 | 0 | 0
WT_off | 0 | 0 | 0 | 0 | 0 | 0
PseudoUnit | 0 | 0 | 0 | 0 | 0 | 0
FixedInterchange | 0 | 0 | 0 | 0 | 0 | 0
Total Costs by Reporting Type: MISO_WUMS
ReportingType | 2015 | 2020 | 2025 | 2030 | 2035 | 2040
BM | 0 | 0 | 0 | 0 | 0 | 3227.36
CC | 3364.75 | 5113.72 | 4889.33 | 5305.28 | 7294.12 | 1408.65
CSP | 0 | 0 | 0 | 0 | 0 | 0
CT | 0 | 0 | 0 | 0 | 0 | 0
Coal | 1276.63 | 547.01 | 383.55 | 396.69 | 560.99 | 755.96
Geo | 0 | 0 | 0 | 0 | 0 | 0
H | 4.79 | 5.15 | 5.15 | 5.15 | 5.15 | 5.15
LFG | 8.57 | 8.57 | 8.57 | 79.15 | 79.15 | 79.15
Nuc | 419.03 | 444.73 | 429.21 | 970.95 | 1146.79 | 2468.43
PS | 0 | 0 | 0 | 0 | 0 | 0
PV | 0 | 0 | 0 | 0 | 0 | 0
PeakG | 55.64 | 81.65 | 65.08 | 77.65 | 77.65 | 77.65
PeakO | 13.52 | 17.78 | 14.69 | 14.69 | 14.69 | 14.69
ST | 0 | 0 | 0 | 0 | 0 | 0
STOG | 13.21 | 15.63 | 13.39 | 13.39 | 13.39 | 0
STWD | 5.33 | 6.31 | 6.86 | 23.09 | 68.51 | 53.99
WT | 264.78 | 264.78 | 264.78 | 264.78 | 46.41 | 53.41
IGCC | 0 | 0 | 0 | 0 | 0 | 0
DemandResponse | 0 | 0 | 0 | 0 | 0 | 0
IGCC-CCS | 0 | 0 | 0 | 0 | 0 | 0
WT_off | 0 | 0 | 0 | 0 | 0 | 0
PseudoUnit | 0 | 0 | 0 | 0 | 0 | 0
FixedInterchange | 0 | 0 | 0 | 0 | 0 | 0
Total Costs by Reporting Type: Nebraska
ReportingType | 2015 | 2020 | 2025 | 2030 | 2035 | 2040
BM | 0 | 0 | 0 | 0 | 0 | 784.99
CC | 154.37 | 1271.64 | 1352.23 | 1345.82 | 1244.24 | 894.16
CSP | 0 | 0 | 0 | 0 | 0 | 0
CT | 0 | 0 | 0 | 0 | 0 | 0
Coal | 1742.3 | 406.29 | 373.4 | 292.55 | 280.51 | 326.93
Geo | 0 | 0 | 0 | 0 | 0 | 0
H | 2.38 | 2.38 | 2.38 | 2.38 | 2.38 | 2.38
LFG | 0.72 | 0.72 | 1.09 | 23.23 | 23.23 | 23.23
Nuc | 289.1 | 306.81 | 296.14 | 364.84 | 0.11 | 0.11
PS | 0 | 0 | 0 | 0 | 0 | 0
PV | 0 | 0 | 0 | 0 | 0 | 0
PeakG | 24.5 | 37.31 | 31.37 | 36.84 | 33.7 | 31.37
PeakO | 9.57 | 12.19 | 9.77 | 9.77 | 9.77 | 9.77
ST | 0 | 0 | 0 | 0 | 0 | 0
STOG | 0 | 0 | 0 | 0 | 0 | 0
STWD | 0 | 0 | 0 | 0 | 0 | 0
WT | 54.91 | 54.91 | 54.91 | 45.4 | 10.54 | 10.54
IGCC | 0 | 0 | 0 | 0 | 0 | 0
DemandResponse | 0 | 0 | 0 | 0 | 0 | 0
IGCC-CCS | 0 | 0 | 0 | 0 | 0 | 0
WT_off | 0 | 0 | 0 | 0 | 0 | 0
PseudoUnit | 0 | 0 | 0 | 0 | 0 | 0
FixedInterchange | 0 | 0 | 0 | 0 | 0 | 0
Total Costs by Reporting Type: NEISO
ReportingType | 2015 | 2020 | 2025 | 2030 | 2035 | 2040
BM | 279.31 | 248.25 | 143.22 | 155.19 | 203.74 | 203.68
CC | 2467.67 | 1742.24 | 1159.23 | 1038.51 | 1137.12 | 914.38
CSP | 0 | 0 | 0 | 0 | 0 | 0
CT | 32.33 | 32.53 | 32.4 | 31.31 | 2.17 | 2.17
Coal | 58.34 | 29.15 | 0 | 0 | 0 | 0
Geo | 0 | 0 | 0 | 0 | 0 | 0
H | 46.4 | 46.4 | 46.4 | 46.4 | 47.43 | 47.43
LFG | 80.87 | 80.87 | 80.87 | 103.68 | 93.04 | 93.04
Nuc | 1055.43 | 1120.79 | 1080.11 | 1086.32 | 784.86 | 1150.98
PS | 39.74 | 39.74 | 39.74 | 39.74 | 39.74 | 39.74
PV | 0.03 | 113.38 | 113.38 | 113.38 | 113.38 | 4.92
PeakG | 20.64 | 32.49 | 22.55 | 22.52 | 31.34 | 32.56
PeakO | 4.91 | 6.26 | 5.02 | 5.02 | 5.02 | 5.02
ST | 0 | 0 | 0 | 0 | 0 | 0
STOG | 0 | 0 | 0 | 0 | 0 | 0
STWD | 367.79 | 87.99 | 27.03 | 36.49 | 184.2 | 184.16
WT | 67.94 | 434.42 | 818.3 | 1293.17 | 2499.18 | 2173.6
IGCC | 0 | 0 | 0 | 0 | 0 | 0
DemandResponse | 0 | 0 | 0 | 0 | 0 | 0
IGCC-CCS | 0 | 0 | 0 | 0 | 0 | 0
WT_off | 308.22 | 308.22 | 308.22 | 308.22 | 24.98 | 24.98
PseudoUnit | 0 | 0 | 0 | 0 | 0 | 0
FixedInterchange | 0 | 0 | 0 | 0 | 0 | 0
Total Costs by Reporting Type: NonRTO_Midwest
ReportingType | 2015 | 2020 | 2025 | 2030 | 2035 | 2040
BM | 0 | 0 | 0 | 0 | 733.76 | 6048.42
CC | 1571.11 | 3383.82 | 3579.62 | 4299.85 | 5228.45 | 648.54
CSP | 0 | 0 | 0 | 0 | 0 | 0
CT | 0 | 0 | 0 | 0 | 0 | 0
Coal | 2693.77 | 1371.39 | 465.3 | 712.43 | 896.54 | 712.7
Geo | 0 | 0 | 0 | 0 | 0 | 0
H | 2.04 | 2.04 | 258.59 | 258.59 | 258.59 | 258.59
LFG | 1.69 | 1.69 | 51.19 | 51.19 | 51.19 | 51.19
Nuc | 0.01 | 0.01 | 0.02 | 0.05 | 607.22 | 607.22
PS | 0 | 0 | 0 | 0 | 0 | 0
PV | 0 | 0 | 0 | 0 | 0 | 0
PeakG | 70.23 | 86.37 | 81.34 | 97.97 | 53.96 | 5.8
PeakO | 0.35 | 0.45 | 0.36 | 0 | 0 | 0
ST | 0 | 0 | 0 | 0 | 0 | 0
STOG | 0 | 0 | 0 | 0 | 0 | 0
STWD | 0 | 0 | 0 | 0 | 0 | 0
WT | 2.26 | 2.26 | 2.26 | 2.26 | 2.26 | 2.26
IGCC | 0 | 0 | 0 | 0 | 0 | 0
DemandResponse | 0 | 0 | 0 | 0 | 0 | 0
IGCC-CCS | 0 | 0 | 0 | 0 | 0 | 0
WT_off | 0 | 0 | 0 | 0 | 0 | 0
PseudoUnit | 0 | 0 | 0 | 0 | 0 | 0
FixedInterchange | 0 | 0 | 0 | 0 | 0 | 0
Total Costs by Reporting Type: NYISO_A-F
ReportingType | 2015 | 2020 | 2025 | 2030 | 2035 | 2040
BM | 0 | 0 | 0 | 0 | 0 | 0
CC | 516.11 | 550.91 | 431.6 | 493.72 | 225.09 | 126.39
CSP | 0 | 0 | 0 | 0 | 0 | 0
CT | 0 | 0 | 0 | 0 | 0 | 0
Coal | 0 | 0 | 0 | 0 | 0 | 0
Geo | 0 | 0 | 0 | 0 | 0 | 0
H | 62.6 | 62.6 | 62.6 | 62.6 | 62.6 | 62.6
LFG | 22.17 | 22.17 | 22.17 | 44 | 42.66 | 42.66
Nuc | 769.17 | 792.88 | 787.44 | 645.82 | 746.25 | 695.88
PS | 33.52 | 33.52 | 33.52 | 33.52 | 33.52 | 33.52
PV | 0 | 0 | 0 | 0 | 0 | 0
PeakG | 3.78 | 5.56 | 5.31 | 5.31 | 5.31 | 5.31
PeakO | 1.14 | 1.46 | 1.17 | 1.17 | 1.17 | 1.17
ST | 0 | 0 | 0 | 0 | 0 | 0
STOG | 0 | 0 | 0 | 0 | 0 | 0
STWD | 2.76 | 3.45 | 2.81 | 10.07 | 26.67 | 26.67
WT | 684.71 | 860.89 | 860.89 | 1026.02 | 1551.5 | 2054.13
IGCC | 0 | 0 | 0 | 0 | 0 | 0
DemandResponse | 0 | 0 | 0 | 0 | 0 | 0
IGCC-CCS | 0 | 0 | 0 | 0 | 0 | 0
WT_off | 0 | 0 | 0 | 0 | 0 | 0
PseudoUnit | 0 | 0 | 0 | 0 | 0 | 0
FixedInterchange | 0 | 0 | 0 | 0 | 0 | 0
Total Costs by Reporting Type: NYISO_G-I
ReportingType | 2015 | 2020 | 2025 | 2030 | 2035 | 2040
BM | 0 | 0 | 0 | 0 | 566.41 | 759.66
CC | 168.5 | 193.5 | 193.81 | 134.8 | 188.38 | 153.12
CSP | 0 | 0 | 0 | 0 | 0 | 0
CT | 0 | 0 | 0 | 0 | 0 | 0
Coal | 0 | 0 | 0 | 0 | 0 | 0
Geo | 0 | 0 | 0 | 0 | 0 | 0
H | 0.46 | 0.46 | 0.46 | 0.46 | 0.46 | 0.46
LFG | 7.73 | 7.73 | 7.73 | 31.62 | 31.62 | 31.62
Nuc | 466.19 | 495 | 477.19 | 479.96 | 543.55 | 1105.31
PS | 0 | 0 | 0 | 0 | 0 | 0
PV | 0 | 0 | 0 | 0 | 0 | 0
PeakG | 1.51 | 2.04 | 1.65 | 1.68 | 1.75 | 1.57
PeakO | 2.55 | 3.25 | 2.61 | 2.61 | 2.61 | 2.61
ST | 0 | 0 | 0 | 0 | 0 | 0
STOG | 0 | 0 | 0 | 0 | 0 | 0
STWD | 0 | 0 | 0 | 0 | 0 | 0
WT | 0 | 14.4 | 14.4 | 86.66 | 86.66 | 73.94
IGCC | 0 | 0 | 0 | 0 | 0 | 0
DemandResponse | 0 | 0 | 0 | 0 | 0 | 0
IGCC-CCS | 0 | 0 | 0 | 0 | 0 | 0
WT_off | 0 | 0 | 0 | 0 | 0 | 0
PseudoUnit | 0 | 0 | 0 | 0 | 0 | 0
FixedInterchange | 0 | 0 | 0 | 0 | 0 | 0
Total Costs by Reporting Type: NYISO_J-K
ReportingType | 2015 | 2020 | 2025 | 2030 | 2035 | 2040
BM | 0 | 0 | 0 | 0 | 0 | 0
CC | 1446.63 | 1535.88 | 1375.14 | 1472.69 | 1842.88 | 1652.04
CSP | 0 | 0 | 0 | 0 | 0 | 0
CT | 0 | 0 | 0 | 0 | 0 | 0
Coal | 0 | 0 | 0 | 0 | 0 | 0
Geo | 0 | 0 | 0 | 0 | 0 | 0
H | 0 | 0 | 0 | 0 | 0 | 0
LFG | 14.97 | 14.97 | 14.97 | 44.49 | 44.49 | 44.49
Nuc | 0.01 | 0.01 | 0.01 | 0.03 | 0.08 | 0.07
PS | 0 | 0 | 0 | 0 | 0 | 0
PV | 17.52 | 17.52 | 17.52 | 17.52 | 0.54 | 0.54
PeakG | 58.94 | 84.06 | 68.1 | 75.94 | 130.03 | 128.66
PeakO | 61.69 | 79.16 | 63.78 | 65.02 | 65.02 | 65.02
ST | 0 | 0 | 0 | 0 | 0 | 0
STOG | 185.66 | 230.81 | 240.48 | 260.35 | 226.57 | 215.76
STWD | 0 | 0 | 0 | 0 | 0 | 0
WT | 0 | 0 | 0 | 10.7 | 98.87 | 98.87
IGCC | 0 | 0 | 0 | 0 | 0 | 0
DemandResponse | 0 | 0 | 0 | 0 | 0 | 0
IGCC-CCS | 0 | 0 | 0 | 0 | 0 | 0
WT_off | 0 | 0 | 0 | 0 | 0 | 0
PseudoUnit | 0 | 0 | 0 | 0 | 0 | 0
FixedInterchange | 0 | 0 | 0 | 0 | 0 | 0
Total Costs by Reporting Type: PJM_E
ReportingType | 2015 | 2020 | 2025 | 2030 | 2035 | 2040
BM | 18.42 | 33.95 | 33.95 | 33.95 | 33.95 | 33.95
CC | 3548.39 | 4146.31 | 4742.43 | 4811.82 | 5534.3 | 3403.76
CSP | 0 | 0 | 0 | 0 | 0 | 0
CT | 2.48 | 2.73 | 3 | 0 | 0 | 0
Coal | 144.02 | 85.75 | 61.83 | 46.99 | 134.87 | 250.83
Geo | 0 | 0 | 0 | 0 | 0 | 0
H | 3.85 | 3.85 | 3.85 | 3.85 | 3.85 | 3.85
LFG | 59.08 | 105.92 | 105.92 | 103.73 | 103.73 | 73.06
Nuc | 1960.16 | 1864.06 | 1862.64 | 1873.72 | 1345.93 | 2395.82
PS | 9.5 | 9.5 | 9.5 | 9.5 | 9.5 | 9.5
PV | 11.79 | 11.79 | 11.79 | 11.79 | 0.75 | 0.75
PeakG | 78.19 | 131.19 | 128.26 | 196.51 | 169.01 | 159.51
PeakO | 75.92 | 100.78 | 82.41 | 82.41 | 82.41 | 82.41
ST | 0 | 0 | 0 | 0 | 0 | 0
STOG | 138.63 | 181.56 | 0 | 0 | 0 | 0
STWD | 0 | 0 | 0 | 0 | 0 | 0
WT | 332.76 | 332.76 | 332.76 | 332.76 | 37.93 | 37.93
IGCC | 0 | 0 | 0 | 0 | 0 | 0
DemandResponse | 0 | 0 | 0 | 0 | 0 | 0
IGCC-CCS | 0 | 0 | 0 | 0 | 0 | 0
WT_off | 0 | 0 | 599.06 | 599.06 | 917.2 | 5228.13
PseudoUnit | 0 | 0 | 0 | 0 | 0 | 0
FixedInterchange | 0 | 0 | 0 | 0 | 0 | 0
Total Costs by Reporting Type: PJM_ROM
ReportingType | 2015 | 2020 | 2025 | 2030 | 2035 | 2040
BM | 10.17 | 19.49 | 19.49 | 19.49 | 2400.76 | 2400.76
CC | 1568.46 | 1872.27 | 2119.45 | 2102.62 | 2392.6 | 1257.14
CSP | 0 | 0 | 0 | 0 | 0 | 0
CT | 1.52 | 1.67 | 1.84 | 1.93 | 0 | 0
Coal | 912.53 | 346.71 | 117.84 | 201.8 | 381.91 | 354.57
Geo | 0 | 0 | 0 | 0 | 0 | 0
H | 19.83 | 19.83 | 253 | 253 | 253 | 253
LFG | 47.04 | 132.66 | 132.66 | 131.08 | 128.72 | 75.37
Nuc | 1163.94 | 1194.41 | 1192.35 | 1199.5 | 2228.24 | 4331.82
PS | 35.92 | 35.92 | 35.92 | 35.92 | 35.92 | 35.92
PV | 0.06 | 497.02 | 753.61 | 811.04 | 815.37 | 361.72
PeakG | 30.83 | 46.11 | 47.13 | 84.07 | 75.97 | 83.47
PeakO | 45.95 | 58.57 | 46.94 | 46.94 | 46.94 | 0
ST | 0 | 0 | 0 | 0 | 0 | 0
STOG | 212.25 | 284.51 | 0 | 0 | 0 | 0
STWD | 4.35 | 39.07 | 38.55 | 38.55 | 38.55 | 38.55
WT | 152.07 | 341.33 | 341.33 | 313.91 | 1679.83 | 1511.66
IGCC | 0 | 0 | 0 | 0 | 0 | 0
DemandResponse | 0 | 0 | 0 | 0 | 0 | 0
IGCC-CCS | 0 | 0 | 0 | 0 | 0 | 0
WT_off | 0 | 0 | 0 | 0 | 0 | 5793.95
PseudoUnit | 0 | 0 | 0 | 0 | 0 | 0
FixedInterchange | 0 | 0 | 0 | 0 | 0 | 0
Total Costs by Reporting Type: PJM_ROR
ReportingType | 2015 | 2020 | 2025 | 2030 | 2035 | 2040
BM | 216.32 | 415.73 | 382.8 | 415.73 | 415.73 | 10549.51
CC | 11511.34 | 16029.65 | 17780.05 | 19786.29 | 23698.14 | 3078.63
CSP | 0 | 0 | 0 | 0 | 0 | 0
CT | 2.85 | 2.89 | 3.19 | 3.36 | 0 | 0
Coal | 12266.09 | 8193.73 | 2811.29 | 2818.22 | 4647.94 | 4748.01
Geo | 0 | 0 | 0 | 0 | 0 | 0
H | 26.17 | 207.89 | 207.89 | 207.89 | 207.89 | 207.89
LFG | 76.9 | 240.73 | 240.73 | 235.07 | 229.01 | 127.69
Nuc | 4607.58 | 4731.16 | 4718.65 | 4541.22 | 6366.41 | 19449.74
PS | 73.14 | 73.14 | 73.14 | 73.14 | 73.14 | 73.14
PV | 0.35 | 0.35 | 70.29 | 72.88 | 72.88 | 72.88
PeakG | 400.78 | 584.76 | 536.93 | 661.28 | 706.61 | 581.27
PeakO | 48.69 | 65.15 | 52.22 | 52.22 | 52.22 | 0
ST | 0 | 0 | 0 | 0 | 0 | 0
STOG | 124.75 | 180.38 | 161.92 | 0 | 0 | 0
STWD | 9.11 | 114.87 | 96.08 | 85.03 | 113.43 | 113.43
WT | 2217.8 | 2263.14 | 3840.23 | 12094.15 | 10986.11 | 10946.15
IGCC | 0 | 0 | 0 | 0 | 0 | 0
DemandResponse | 0 | 0 | 0 | 0 | 0 | 0
IGCC-CCS | 0 | 0 | 0 | 0 | 0 | 0
WT_off | 0 | 0 | 0 | 0 | 0 | 0
PseudoUnit | 0 | 0 | 0 | 0 | 0 | 0
FixedInterchange | 0 | 0 | 0 | 0 | 0 | 0
Total Costs by Reporting Type: SOCO
ReportingType | 2015 | 2020 | 2025 | 2030 | 2035 | 2040
BM | 29.34 | 33.07 | 48.54 | 56.71 | 6386.93 | 6386.93
CC | 9878.95 | 13320.13 | 14452.37 | 12013.8 | 7341.34 | 2091.91
CSP | 0 | 0 | 0 | 0 | 0 | 0
CT | 0 | 0 | 0 | 0 | 0 | 0
Coal | 3165.79 | 1591.43 | 715.06 | 958.62 | 798.04 | 791.92
Geo | 0 | 0 | 0 | 0 | 0 | 0
H | 59.74 | 59.74 | 59.74 | 59.74 | 59.74 | 59.74
LFG | 4.47 | 4.47 | 37.19 | 37.19 | 37.19 | 37.19
Nuc | 1355.07 | 2993.98 | 3028.43 | 9237.17 | 11212.77 | 17243.89
PS | 39.76 | 39.76 | 39.76 | 39.76 | 39.76 | 39.76
PV | 0 | 0 | 0 | 0 | 0 | 0
PeakG | 243.49 | 368.87 | 392.89 | 74.5 | 92.76 | 78.25
PeakO | 0 | 0 | 0 | 0 | 0 | 0
ST | 0 | 0 | 0 | 0 | 0 | 0
STOG | 0 | 0 | 0 | 0 | 0 | 0
STWD | 43.8 | 65.76 | 81.53 | 360.06 | 425.48 | 296.89
WT | 0 | 0 | 0 | 0 | 23.58 | 23.58
IGCC | 0 | 0 | 0 | 0 | 0 | 0
DemandResponse | 0 | 0 | 0 | 0 | 0 | 0
IGCC-CCS | 0 | 0 | 0 | 0 | 0 | 0
WT_off | 0 | 0 | 0 | 0 | 0 | 0
PseudoUnit | 0 | 0 | 0 | 0 | 0 | 0
FixedInterchange | 0 | 0 | 0 | 0 | 0 | 0
Total Costs by Reporting Type: SPP_N
ReportingType | 2015 | 2020 | 2025 | 2030 | 2035 | 2040
BM | 0 | 0 | 0 | 0 | 5347.2 | 5866.4
CC | 957.48 | 2397.09 | 2209.94 | 2400.51 | 1668.95 | 1317.14
CSP | 0 | 0 | 0 | 0 | 0 | 0
CT | 0 | 0 | 0 | 0 | 0 | 0
Coal | 3539.7 | 1766.64 | 555.66 | 643.13 | 1070.12 | 1051.09
Geo | 0 | 0 | 0 | 0 | 0 | 0
H | 0.3 | 0.3 | 0.3 | 0.3 | 0.3 | 0.3
LFG | 0.85 | 0.85 | 30.03 | 30.03 | 30.03 | 30.03
Nuc | 256.73 | 266.63 | 271.39 | 272.98 | 272.98 | 272.98
PS | 0 | 0 | 0 | 0 | 0 | 0
PV | 0 | 0 | 0 | 0 | 0 | 0
PeakG | 76.76 | 117.69 | 105.7 | 108.07 | 105.7 | 105.7
PeakO | 34.89 | 44.84 | 35.94 | 35.94 | 35.94 | 35.94
ST | 0 | 0 | 0 | 0 | 0 | 0
STOG | 53.92 | 48.08 | 48.51 | 63.84 | 13.22 | 0
STWD | 0 | 0 | 0 | 0 | 0 | 0
WT | 42.04 | 2946.91 | 2946.91 | 2946.91 | 2962.74 | 630.08
IGCC | 0 | 0 | 0 | 0 | 0 | 0
DemandResponse | 0 | 0 | 0 | 0 | 0 | 0
IGCC-CCS | 0 | 0 | 0 | 0 | 0 | 0
WT_off | 0 | 0 | 0 | 0 | 0 | 0
PseudoUnit | 0 | 0 | 0 | 0 | 0 | 0
FixedInterchange | 0 | 0 | 0 | 0 | 0 | 0
Total Costs by Reporting Type: SPP_S
ReportingType | 2015 | 2020 | 2025 | 2030 | 2035 | 2040
BM | 0 | 0 | 0 | 0 | 2133.58 | 3595.89
CC | 2689.75 | 3743.29 | 4191.93 | 4825.79 | 3738.68 | 3479.14
CSP | 0 | 0 | 0 | 0 | 0 | 0
CT | 37.49 | 61.7 | 61.7 | 61.7 | 28.49 | 5.81
Coal | 5006 | 1047.8 | 412.38 | 322.24 | 302.46 | 302.46
Geo | 0 | 0 | 0 | 0 | 0 | 0
H | 30.03 | 30.03 | 30.03 | 61.32 | 61.32 | 61.32
LFG | 2.29 | 2.29 | 31.48 | 31.48 | 31.48 | 31.48
Nuc | 0.01 | 0.01 | 0.01 | 1029.79 | 1029.85 | 1029.84
PS | 10.59 | 10.59 | 10.59 | 10.59 | 10.59 | 10.59
PV | 0 | 0 | 0 | 0 | 0 | 0
PeakG | 60.2 | 87.93 | 62.37 | 76.78 | 82.77 | 82.77
PeakO | 3.36 | 4.54 | 3.63 | 3.63 | 3.64 | 3.66
ST | 0 | 0 | 0 | 0 | 0 | 0
STOG | 464.43 | 404.96 | 439.97 | 441.2 | 220.64 | 60.38
STWD | 7.55 | 6.01 | 5.39 | 20.25 | 54.2 | 42.72
WT | 183.43 | 6907.35 | 6907.35 | 6907.35 | 6814.7 | 902.01
IGCC | 0 | 0 | 0 | 0 | 0 | 0
DemandResponse | 0 | 0 | 0 | 0 | 0 | 0
IGCC-CCS | 0 | 0 | 0 | 0 | 0 | 0
WT_off | 0 | 0 | 0 | 0 | 0 | 0
PseudoUnit | 0 | 0 | 0 | 0 | 0 | 0
FixedInterchange | 0 | 0 | 0 | 0 | 0 | 0
Total Costs by Reporting Type: TVA
ReportingType | 2015 | 2020 | 2025 | 2030 | 2035 | 2040
BM | 0 | 0 | 0 | 0 | 7168.7 | 7168.7
CC | 3426.16 | 5894.46 | 6698.17 | 7689.06 | 5848.52 | 1171.45
CSP | 0 | 0 | 0 | 0 | 0 | 0
CT | 0 | 0 | 0 | 0 | 0 | 0
Coal | 2230 | 1123.41 | 111.1 | 0 | 0 | 0
Geo | 0 | 0 | 0 | 0 | 0 | 0
H | 72.8 | 72.8 | 82.09 | 82.09 | 82.09 | 82.09
LFG | 1.57 | 1.57 | 33.99 | 33.99 | 33.99 | 33.99
Nuc | 2533.71 | 2590.04 | 2579.4 | 2590.89 | 3738.59 | 7713.28
PS | 41.38 | 41.38 | 41.38 | 41.38 | 41.38 | 41.38
PV | 0 | 0 | 0 | 0 | 0 | 16
PeakG | 99.24 | 153.37 | 140.99 | 140.99 | 113.26 | 113.26
PeakO | 1.87 | 2.54 | 1.92 | 2.49 | 0 | 0
ST | 0 | 0 | 0 | 0 | 0 | 0
STOG | 0 | 0 | 0 | 0 | 0 | 0
STWD | 0.32 | 0.36 | 0.44 | 2.54 | 3 | 3
WT | 0.99 | 0.99 | 0.99 | 0.99 | 24.39 | 24.39
IGCC | 0 | 0 | 0 | 0 | 0 | 0
DemandResponse | 0 | 0 | 0 | 0 | 0 | 0
IGCC-CCS | 0 | 0 | 0 | 0 | 0 | 0
WT_off | 0 | 0 | 0 | 0 | 0 | 0
PseudoUnit | 0 | 0 | 0 | 0 | 0 | 0
FixedInterchange | 0 | 0 | 0 | 0 | 0 | 0
Total Costs by Reporting Type: TVA_Transmission
ReportingType | 2015 | 2020 | 2025 | 2030 | 2035 | 2040
BM | 0 | 0 | 0 | 0 | 0 | 0
CC | 0 | 0 | 0 | 0 | 0 | 0
CSP | 0 | 0 | 0 | 0 | 0 | 0
CT | 0 | 0 | 0 | 0 | 0 | 0
Coal | 0 | 0 | 0 | 0 | 0 | 0
Geo | 0 | 0 | 0 | 0 | 0 | 0
H | 0 | 0 | 0 | 0 | 0 | 0
LFG | 0 | 0 | 0 | 0 | 0 | 0
Nuc | 0 | 0 | 0 | 0 | 0 | 0
PS | 0 | 0 | 0 | 0 | 0 | 0
PV | 0 | 0 | 0 | 0 | 0 | 0
PeakG | 0 | 0 | 0 | 0 | 0 | 0
PeakO | 0 | 0 | 0 | 0 | 0 | 0
ST | 0 | 0 | 0 | 0 | 0 | 0
STOG | 0 | 0 | 0 | 0 | 0 | 0
STWD | 0 | 0 | 0 | 0 | 0 | 0
WT | 0 | 0 | 0 | 0 | 0 | 0
IGCC | 0 | 0 | 0 | 0 | 0 | 0
DemandResponse | 0 | 0 | 0 | 0 | 0 | 0
IGCC-CCS | 0 | 0 | 0 | 0 | 0 | 0
WT_off | 0 | 0 | 0 | 0 | 0 | 0
PseudoUnit | 0 | 0 | 0 | 0 | 0 | 0
FixedInterchange | 0 | 0 | 0 | 0 | 0 | 0
Total Costs by Reporting Type: VACAR
ReportingType | 2015 | 2020 | 2025 | 2030 | 2035 | 2040
BM | 0.93 | 169.61 | 688.42 | 700.69 | 700.69 | 5650.2
CC | 9146.29 | 9893.06 | 10259.46 | 11018.39 | 7004.44 | 1844.91
CSP | 0 | 0 | 0 | 0 | 0 | 0
CT | 73.03 | 73.88 | 82.34 | 0 | 0 | 0
Coal | 2345.26 | 1765.77 | 766.02 | 685.33 | 839.39 | 851.12
Geo | 0 | 0 | 0 | 0 | 0 | 0
H | 30.23 | 30.23 | 30.23 | 30.23 | 30.23 | 30.23
LFG | 7.71 | 40.25 | 40.25 | 40.25 | 40.18 | 20.68
Nuc | 2606.17 | 4424.34 | 5991.17 | 6977.97 | 6215.52 | 7647.38
PS | 62.1 | 62.1 | 62.1 | 62.1 | 62.1 | 62.1
PV | 0.24 | 44.91 | 45.63 | 45.88 | 45.88 | 4.36
PeakG | 153.37 | 235.57 | 195.71 | 251.62 | 215.97 | 223.42
PeakO | 36.13 | 46.34 | 37.33 | 38.01 | 0 | 0
ST | 0 | 0 | 0 | 0 | 0 | 0
STOG | 4.04 | 4.78 | 4.1 | 4.1 | 0 | 0
STWD | 173.41 | 175.67 | 173.58 | 173.58 | 173.58 | 136.89
WT | 0.22 | 838.93 | 838.93 | 838.93 | 838.73 | 98.34
IGCC | 0 | 0 | 0 | 0 | 0 | 0
DemandResponse | 0 | 0 | 0 | 0 | 0 | 0
IGCC-CCS | 0 | 0 | 0 | 0 | 0 | 0
WT_off | 0.59 | 0.59 | 0.59 | 0.59 | 13996.14 | 19444.98
PseudoUnit | 0 | 0 | 0 | 0 | 0 | 0
FixedInterchange | 0 | 0 | 0 | 0 | 0 | 0
Total Costs by Reporting Type: IESO
ReportingType | 2015 | 2020 | 2025 | 2030 | 2035 | 2040
BM | 177.6 | 177.6 | 177.6 | 177.6 | 177.6 | 178.21
CC | 193.58 | 193.58 | 193.58 | 193.58 | 193.58 | 18.17
CSP | 0 | 0 | 0 | 0 | 0 | 0
CT | 44.26 | 44.26 | 44.26 | 44.26 | 0.7 | 0.7
Coal | 0 | 0 | 0 | 0 | 0 | 0
Geo | 0 | 0 | 0 | 0 | 0 | 0
H | 123.83 | 123.83 | 123.83 | 123.83 | 123.83 | 123.83
LFG | 19.32 | 19.32 | 19.32 | 19.32 | 14.2 | 14.2
Nuc | 2695.92 | 2636.15 | 2653.85 | 2727.63 | 2575.16 | 2909.56
PS | 2.92 | 2.92 | 2.92 | 2.92 | 2.92 | 2.92
PV | 558.01 | 558.01 | 558.01 | 558.01 | 0.44 | 0.44
PeakG | 0 | 0 | 0 | 0 | 0 | 0
PeakO | 0 | 0 | 0 | 0 | 0 | 0
ST | 0 | 0 | 0 | 0 | 0 | 0
STOG | 0 | 0 | 0 | 0 | 0 | 0
STWD | 4.45 | 4.45 | 4.45 | 4.45 | 4.45 | 4.77
WT | 763.41 | 763.41 | 763.41 | 763.41 | 43.84 | 43.84
IGCC | 0 | 0 | 0 | 0 | 0 | 0
DemandResponse | 0 | 0 | 0 | 0 | 0 | 0
IGCC-CCS | 0 | 0 | 0 | 0 | 0 | 0
WT_off | 0 | 0 | 0 | 0 | 0 | 0
PseudoUnit | 0 | 0 | 0 | 0 | 0 | 0
FixedInterchange | 0 | 0 | 0 | 0 | 0 | 0
Total Costs by Reporting Type: MAPP_CA
ReportingType | 2015 | 2020 | 2025 | 2030 | 2035 | 2040
BM | 0 | 0 | 0 | 0 | 0 | 0
CC | 414.23 | 485.66 | 70.61 | 34.97 | 34.97 | 0
CSP | 0 | 0 | 0 | 0 | 0 | 0
CT | 0 | 0 | 0 | 0 | 0 | 0
Coal | 64.12 | 10.83 | 0 | 0 | 0 | 0
Geo | 0 | 0 | 0 | 0 | 0 | 0
H | 92.24 | 343.33 | 857.51 | 1547.67 | 1587.23 | 1587.23
LFG | 0 | 0 | 0 | 0 | 0 | 0
Nuc | 0.01 | 0.01 | 0.01 | 0.01 | 0.03 | 0.01
PS | 0 | 0 | 0 | 0 | 0 | 0
PV | 0 | 0 | 0 | 0 | 0 | 0
PeakG | 16.37 | 17.04 | 0 | 0 | 0 | 0
PeakO | 0.09 | 0.09 | 0 | 0 | 0 | 0
ST | 0 | 0 | 0 | 0 | 0 | 0
STOG | 6.46 | 5.54 | 0 | 0 | 0 | 0
STWD | 0 | 0 | 0 | 0 | 0 | 0
WT | 105.14 | 105.14 | 105.14 | 105.14 | 0 | 0
IGCC | 0 | 0 | 0 | 0 | 0 | 0
DemandResponse | 0 | 0 | 0 | 0 | 0 | 0
IGCC-CCS | 0 | 0 | 0 | 0 | 0 | 0
WT_off | 0 | 0 | 0 | 0 | 0 | 0
PseudoUnit | 0 | 0 | 0 | 0 | 0 | 0
FixedInterchange | 0 | 0 | 0 | 0 | 0 | 0
Total Costs by Reporting Type: AZ_NM_SNV_Coal
ReportingType | 2015 | 2020 | 2025 | 2030 | 2035 | 2040
BM | 0 | 0 | 0 | 0 | 0 | 0
CC | 0 | 0 | 0 | 0 | 0 | 0
CSP | 0 | 0 | 0 | 0 | 0 | 0
CT | 0 | 0 | 0 | 0 | 0 | 0
Coal | 3121.18 | 3319.31 | 1123.53 | 100.99 | 456.28 | 350.81
Geo | 0 | 0 | 0 | 0 | 0 | 0
H | 0 | 0 | 0 | 0 | 0 | 0
LFG | 0 | 0 | 0 | 0 | 0 | 0
Nuc | 0 | 0 | 0 | 0 | 0 | 0
PS | 0 | 0 | 0 | 0 | 0 | 0
PV | 0 | 0 | 0 | 0 | 0 | 0
PeakG | 0 | 0 | 0 | 0 | 0 | 0
PeakO | 5.77 | 7.38 | 6 | 6 | 6 | 6
ST | 0 | 0 | 0 | 0 | 0 | 0
STOG | 0 | 0 | 0 | 0 | 0 | 0
STWD | 0 | 0 | 0 | 0 | 0 | 0
WT | 0 | 0 | 0 | 0 | 0 | 0
IGCC | 0 | 0 | 0 | 0 | 0 | 0
DemandResponse | 0 | 0 | 0 | 0 | 0 | 0
IGCC-CCS | 0 | 0 | 0 | 0 | 0 | 0
WT_off | 0 | 0 | 0 | 0 | 0 | 0
PseudoUnit | 0 | 0 | 0 | 0 | 0 | 0
FixedInterchange | 0 | 0 | 0 | 0 | 0 | 0
Total Costs by Reporting Type: AZ_NM_SNV_Gas
ReportingType | 2015 | 2020 | 2025 | 2030 | 2035 | 2040
BM | 0 | 0 | 0 | 0 | 0 | 0
CC | 4258.8 | 4397.78 | 6577.63 | 5332.66 | 3061.4 | 2890.27
CSP | 0 | 0 | 0 | 0 | 0 | 0
CT | 68.63 | 68.63 | 68.63 | 68.63 | 0 | 0
Coal | 0 | 0 | 0 | 0 | 0 | 0
Geo | 0 | 0 | 0 | 0 | 0 | 0
H | 0 | 0 | 0 | 0 | 0 | 0
LFG | 0 | 0 | 0 | 0 | 0 | 0
Nuc | 0 | 0 | 0 | 0 | 0 | 0
PS | 0 | 0 | 0 | 0 | 0 | 0
PV | 0 | 0 | 0 | 0 | 0 | 0
PeakG | 63.97 | 93.45 | 74.33 | 87.99 | 87.99 | 87.99
PeakO | 0 | 0 | 0 | 0 | 0 | 0
ST | 0 | 0 | 0 | 0 | 0 | 0
STOG | 0 | 0 | 0 | 0 | 0 | 0
STWD | 0 | 0 | 0 | 0 | 0 | 0
WT | 0 | 0 | 0 | 0 | 0 | 0
IGCC | 0 | 0 | 0 | 0 | 0 | 0
DemandResponse | 0 | 0 | 0 | 0 | 0 | 0
IGCC-CCS | 0 | 0 | 0 | 0 | 0 | 0
WT_off | 0 | 0 | 0 | 0 | 0 | 0
PseudoUnit | 0 | 0 | 0 | 0 | 0 | 0
FixedInterchange | 0 | 0 | 0 | 0 | 0 | 0
Total Costs by Reporting Type: AZ_NM_SNV_NucRenew
ReportingType | 2015 | 2020 | 2025 | 2030 | 2035 | 2040
BM | 0 | 0 | 0 | 0 | 0 | 79.1
CC | 0 | 0 | 0 | 0 | 0 | 0
CSP | 0 | 0 | 0 | 0 | 0 | 0
CT | 0 | 0 | 0 | 0 | 0 | 0
Coal | 0 | 0 | 0 | 0 | 0 | 0
Geo | 0 | 0 | 608.13 | 608.13 | 608.13 | 608.13
H | 44.6 | 44.6 | 44.6 | 44.6 | 44.6 | 44.6
LFG | 0.85 | 0.85 | 19.64 | 19.64 | 19.64 | 19.64
Nuc | 810.72 | 895.93 | 912.19 | 3264.96 | 8294.54 | 8294.54
PS | 5.13 | 5.13 | 5.13 | 5.13 | 5.13 | 5.13
PV | 37.26 | 37.26 | 37.26 | 37.26 | 2.38 | 2.38
PeakG | 0 | 0 | 0 | 0 | 0 | 0
PeakO | 0 | 0 | 0 | 0 | 0 | 0
ST | 119.29 | 291.78 | 373.96 | 359.42 | 508.4 | 364.44
STOG | 0 | 0 | 0 | 0 | 0 | 0
STWD | 12.81 | 13.02 | 12.82 | 12.82 | 12.82 | 12.82
WT | 31.87 | 2830.79 | 2830.79 | 2830.79 | 2816.5 | 348.89
IGCC | 0 | 0 | 0 | 0 | 0 | 0
DemandResponse | 0 | 0 | 0 | 0 | 0 | 0
IGCC-CCS | 0 | 0 | 0 | 0 | 0 | 0
WT_off | 0 | 0 | 0 | 0 | 0 | 0
PseudoUnit | 0 | 0 | 0 | 0 | 0 | 0
FixedInterchange | 0 | 0 | 0 | 0 | 0 | 0
Total Costs by Reporting Type: ERCOT
ReportingType | 2015 | 2020 | 2025 | 2030 | 2035 | 2040
BM | 73.54 | 76.66 | 80.42 | 148.83 | 3950.63 | 3440.71
CC | 14481.14 | 17413.29 | 16193.37 | 18047.12 | 12904.08 | 9778.76
CSP | 0 | 0 | 0 | 0 | 0 | 0
CT | 22.65 | 22.89 | 22.81 | 23.79 | 0 | 0
Coal | 3130.97 | 2471.46 | 1137.2 | 1307.4 | 1326.42 | 1348.11
Geo | 0 | 0 | 0 | 0 | 0 | 0
H | 8.05 | 8.05 | 8.05 | 8.05 | 8.05 | 8.05
LFG | 9.06 | 9.06 | 115.9 | 115.9 | 115.9 | 115.9
Nuc | 1007.36 | 1174.9 | 1203.03 | 2430.45 | 9247.48 | 12694.3
PS | 0 | 0 | 0 | 0 | 0 | 0
PV | 5.14 | 5.14 | 5.14 | 5.14 | 0.01 | 0.01
PeakG | 80.63 | 119.71 | 114.62 | 120.7 | 123.59 | 126.48
PeakO | 1.29 | 1.86 | 1.53 | 1.53 | 1.53 | 1.53
ST | 0 | 0 | 0 | 0 | 0 | 0
STOG | 730.98 | 979.33 | 476.16 | 374.03 | 0 | 0
STWD | 0 | 0 | 0 | 0 | 0 | 0
WT | 388.45 | 388.45 | 4593.33 | 4593.33 | 4520.63 | 4575.44
IGCC | 0 | 0 | 0 | 0 | 0 | 0
DemandResponse | 0 | 0 | 0 | 0 | 0 | 0
IGCC-CCS | 0 | 0 | 0 | 0 | 0 | 0
WT_off | 0 | 0 | 0 | 0 | 0 | 0
PseudoUnit | 0 | 0 | 0 | 0 | 0 | 0
FixedInterchange | 0 | 0 | 0 | 0 | 0 | 0
Total Costs by Reporting Type: NP15
ReportingType | 2015 | 2020 | 2025 | 2030 | 2035 | 2040
BM | 0 | 0 | 0 | 0 | 0 | 311.3
CC | 3929.46 | 4540.91 | 4831.23 | 4286.19 | 2329.36 | 1530.56
CSP | 0 | 0 | 0 | 0 | 0 | 0
CT | 19.28 | 19.28 | 19.28 | 19.28 | 0 | 0
Coal | 95.98 | 0 | 0 | 0 | 0 | 0
Geo | 100.91 | 369.92 | 385.34 | 385.34 | 385.34 | 209.46
H | 125.7 | 125.7 | 125.7 | 125.7 | 125.7 | 125.7
LFG | 10.26 | 140.57 | 203.76 | 203.76 | 203.76 | 119.5
Nuc | 495.59 | 560.5 | 540.7 | 3831.06 | 5857.18 | 6579.2
PS | 53.58 | 53.58 | 53.58 | 53.58 | 53.58 | 53.58
PV | 3.68 | 3.68 | 3.68 | 3.68 | 0.89 | 0.89
PeakG | 56.04 | 82.34 | 58.1 | 74.01 | 78.49 | 78.49
PeakO | 10.26 | 13.08 | 10.48 | 10.49 | 10.49 | 10.49
ST | 14.46 | 14.46 | 14.46 | 14.46 | 1.86 | 1.86
STOG | 174.06 | 202.29 | 178.21 | 135 | 56.33 | 56.33
STWD | 265.97 | 269.53 | 161 | 266.24 | 266.24 | 266.24
WT | 66.32 | 970.87 | 970.87 | 970.65 | 3618.72 | 3035.61
IGCC | 0 | 0 | 0 | 0 | 0 | 0
DemandResponse | 0 | 0 | 0 | 0 | 0 | 0
IGCC-CCS | 0 | 0 | 0 | 0 | 0 | 0
WT_off | 0 | 0 | 0 | 0 | 0 | 0
PseudoUnit | 0 | 0 | 0 | 0 | 0 | 0
FixedInterchange | 0 | 0 | 0 | 0 | 0 | 0
Total Costs by Reporting Type: NWPP_Coal
ReportingType | 2015 | 2020 | 2025 | 2030 | 2035 | 2040
BM | 0 | 0 | 0 | 0 | 0 | 0
CC | 0 | 0 | 0 | 0 | 0 | 0
CSP | 0 | 0 | 0 | 0 | 0 | 0
CT | 0 | 0 | 0 | 0 | 0 | 0
Coal | 2711.31 | 2532.11 | 184.06 | 146.39 | 94.71 | 114.25
Geo | 0 | 0 | 0 | 0 | 0 | 0
H | 0 | 0 | 0 | 0 | 0 | 0
LFG | 0 | 0 | 0 | 0 | 0 | 0
Nuc | 0 | 0 | 0 | 0 | 0 | 0
PS | 0 | 0 | 0 | 0 | 0 | 0
PV | 0 | 0 | 0 | 0 | 0 | 0
PeakG | 0 | 0 | 0 | 0 | 0 | 0
PeakO | 0 | 0 | 0 | 0 | 0 | 0
ST | 0 | 0 | 0 | 0 | 0 | 0
STOG | 0 | 0 | 0 | 0 | 0 | 0
STWD | 0 | 0 | 0 | 0 | 0 | 0
WT | 0 | 0 | 0 | 0 | 0 | 0
IGCC | 0 | 0 | 0 | 0 | 0 | 0
DemandResponse | 0 | 0 | 0 | 0 | 0 | 0
IGCC-CCS | 0 | 0 | 0 | 0 | 0 | 0
WT_off | 0 | 0 | 0 | 0 | 0 | 0
PseudoUnit | 0 | 0 | 0 | 0 | 0 | 0
FixedInterchange | 0 | 0 | 0 | 0 | 0 | 0
Total Costs by Reporting Type: NWPP_Gas
ReportingType | 2015 | 2020 | 2025 | 2030 | 2035 | 2040
BM | 0 | 0 | 0 | 0 | 0 | 0
CC | 3065.8 | 4574.3 | 4880.98 | 3903.93 | 1083.38 | 1163.85
CSP | 0 | 0 | 0 | 0 | 0 | 0
CT | 14.02 | 14.02 | 14.02 | 14.02 | 0 | 0
Coal | 0 | 0 | 0 | 0 | 0 | 0
Geo | 0 | 0 | 0 | 0 | 0 | 0
H | 0 | 0 | 0 | 0 | 0 | 0
LFG | 0 | 0 | 0 | 0 | 0 | 0
Nuc | 0 | 0 | 0 | 0 | 0 | 0
PS | 0 | 0 | 0 | 0 | 0 | 0
PV | 0 | 0 | 0 | 0 | 0 | 0
PeakG | 0 | 0 | 0 | 0 | 0 | 0
PeakO | 0 | 0 | 0 | 0 | 0 | 0
ST | 0 | 0 | 0 | 0 | 0 | 0
STOG | 0 | 0 | 0 | 0 | 0 | 0
STWD | 0 | 0 | 0 | 0 | 0 | 0
WT | 0 | 0 | 0 | 0 | 0 | 0
IGCC | 0 | 0 | 0 | 0 | 0 | 0
DemandResponse | 0 | 0 | 0 | 0 | 0 | 0
IGCC-CCS | 0 | 0 | 0 | 0 | 0 | 0
WT_off | 0 | 0 | 0 | 0 | 0 | 0
PseudoUnit | 0 | 0 | 0 | 0 | 0 | 0
FixedInterchange | 0 | 0 | 0 | 0 | 0 | 0
Total Costs by Reporting Type: NWPP_NucRenew
ReportingType | 2015 | 2020 | 2025 | 2030 | 2035 | 2040
BM | 17.16 | 22 | 35.02 | 35.02 | 35.02 | 3205.11
CC | 0 | 0 | 0 | 0 | 0 | 0
CSP | 0 | 0 | 0 | 0 | 0 | 0
CT | 0 | 0 | 0 | 0 | 0 | 0
Coal | 0 | 0 | 0 | 0 | 0 | 0
Geo | 67.62 | 67.62 | 249.83 | 249.83 | 224.95 | 224.95
H | 480.54 | 480.54 | 480.54 | 480.54 | 595.74 | 595.74
LFG | 20.56 | 20.56 | 96.02 | 96.02 | 91 | 91
Nuc | 256.71 | 258.17 | 262.7 | 264.21 | 2819.79 | 3160.56
PS | 6.12 | 6.12 | 6.12 | 6.12 | 6.12 | 6.12
PV | 0.04 | 0.04 | 0.04 | 0.04 | 0.04 | 0.04
PeakG | 0 | 0 | 0 | 0 | 0 | 0
PeakO | 0 | 0 | 0 | 0 | 0 | 0
ST | 0 | 0 | 0 | 0 | 0 | 0
STOG | 0 | 0 | 0 | 0 | 0 | 0
STWD | 17.98 | 22.5 | 329.12 | 329.12 | 329.12 | 329.12
WT | 467.97 | 467.97 | 467.97 | 5826.65 | 5587.79 | 6169.9
IGCC | 0 | 0 | 0 | 0 | 0 | 0
DemandResponse | 0 | 0 | 0 | 0 | 0 | 0
IGCC-CCS | 0 | 0 | 0 | 0 | 0 | 0
WT_off | 0 | 0 | 0 | 0 | 0 | 0
PseudoUnit | 0 | 0 | 0 | 0 | 0 | 0
FixedInterchange | 0 | 0 | 0 | 0 | 0 | 0
Total Costs by Reporting Type: RMPA
ReportingType | 2015 | 2020 | 2025 | 2030 | 2035 | 2040
BM | 0 | 0 | 0 | 0 | 1418.75 | 1892.82
CC | 723.49 | 1012.28 | 1643.76 | 1330.93 | 847.82 | 750.43
CSP | 0 | 0 | 0 | 0 | 0 | 0
CT | 16.21 | 16.21 | 16.21 | 16.21 | 0 | 0
Coal | 2918.68 | 2925.97 | 737.62 | 478.77 | 354.46 | 394.61
Geo | 0 | 25.73 | 1082.27 | 1082.27 | 1082.27 | 1066.21
H | 13.99 | 13.99 | 13.99 | 13.99 | 13.99 | 13.99
LFG | 1.17 | 1.17 | 10.12 | 10.12 | 9.84 | 9.84
Nuc | 0.01 | 0.01 | 118.51 | 1394.08 | 1394.11 | 1394.09
PS | 13.37 | 13.37 | 13.37 | 13.37 | 13.37 | 13.37
PV | 0.68 | 0.68 | 0.68 | 0.68 | 0.31 | 0.31
PeakG | 48.87 | 72.26 | 51.39 | 61.6 | 70.81 | 70.3
PeakO | 0 | 0 | 0 | 0 | 0 | 0
ST | 1.26 | 145.57 | 145.57 | 147.57 | 146.5 | 25.72
STOG | 0 | 0 | 0 | 0 | 0 | 0
STWD | 0 | 0 | 0 | 0 | 0 | 0
WT | 240.35 | 1102.12 | 1102.12 | 1226.94 | 1054.28 | 323.71
IGCC | 0 | 0 | 0 | 0 | 0 | 0
DemandResponse | 0 | 0 | 0 | 0 | 0 | 0
IGCC-CCS | 0 | 0 | 0 | 0 | 0 | 0
WT_off | 0 | 0 | 0 | 0 | 0 | 0
PseudoUnit | 0 | 0 | 0 | 0 | 0 | 0
FixedInterchange | 0 | 0 | 0 | 0 | 0 | 0
Total Costs by Reporting Type: SP15
ReportingType | 2015 | 2020 | 2025 | 2030 | 2035 | 2040
BM | 6.8 | 6.8 | 6.8 | 6.8 | 6.8 | 715.86
CC | 5633.56 | 5946.41 | 6208.97 | 6686.71 | 4804.2 | 3284.53
CSP | 0 | 0 | 0 | 0 | 0 | 0
CT | 0 | 0 | 0 | 0 | 0 | 0
Coal | 82.23 | 55.13 | 38.44 | 0 | 0 | 0
Geo | 104.52 | 713.94 | 713.94 | 699.68 | 699.68 | 328.75
H | 16.57 | 16.57 | 16.57 | 16.57 | 16.57 | 16.57
LFG | 29.05 | 219.63 | 219.63 | 219.4 | 217.54 | 94.59
Nuc | 508.22 | 539.82 | 519.92 | 1254.68 | 1752.53 | 3684
PS | 34.19 | 34.19 | 34.19 | 34.19 | 34.19 | 34.19
PV | 3.49 | 3.49 | 3.49 | 3.49 | 1.87 | 1.87
PeakG | 76.73 | 111.44 | 93.22 | 103.59 | 103.59 | 103.59
PeakO | 1.47 | 1.91 | 1.53 | 1.53 | 1.53 | 1.53
ST | 220.08 | 220.08 | 220.08 | 220.08 | 1057.32 | 1414.28
STOG | 342.05 | 379.9 | 353.72 | 306.12 | 191.2 | 187.79
STWD | 68.43 | 69.39 | 68.5 | 68.5 | 68.5 | 68.5
WT | 264.36 | 515.15 | 4069.01 | 4069.01 | 3875.75 | 3650.19
IGCC | 0 | 0 | 0 | 0 | 0 | 0
DemandResponse | 0 | 0 | 0 | 0 | 0 | 0
IGCC-CCS | 0 | 0 | 0 | 0 | 0 | 0
WT_off | 0 | 0 | 0 | 0 | 0 | 0
PseudoUnit | 0 | 0 | 0 | 0 | 0 | 0
FixedInterchange | 0 | 0 | 0 | 0 | 0 | 0
Total Costs by Reporting Type: ALB
ReportingType | 2015 | 2020 | 2025 | 2030 | 2035 | 2040
BM | 0 | 0 | 0 | 0 | 0 | 0
CC | 885.68 | 1082.15 | 1344.16 | 8.37 | 9.12 | 10.36
CSP | 0 | 0 | 0 | 0 | 0 | 0
CT | 18.05 | 18.05 | 18.05 | 18.05 | 0.48 | 0.48
Coal | 2152.26 | 2681.66 | 3748.18 | 162.31 | 162.31 | 162.31
Geo | 0 | 0 | 0 | 0 | 0 | 0
H | 12.99 | 12.99 | 12.99 | 12.99 | 12.99 | 12.99
LFG | 1.21 | 1.21 | 1.21 | 1.21 | 1.21 | 1.21
Nuc | 0.01 | 0.01 | 0.06 | 6491.45 | 6693 | 6702.85
PS | 0 | 0 | 0 | 0 | 0 | 0
PV | 0 | 0 | 0 | 0 | 0 | 0
PeakG | 16.5 | 16.5 | 16.5 | 16.5 | 23.24 | 24.04
PeakO | 0 | 0 | 0 | 0 | 0 | 0
ST | 0 | 0 | 0 | 0 | 0 | 0
STOG | 0 | 0 | 0 | 0 | 0 | 0
STWD | 5.58 | 57.16 | 93.47 | 93.47 | 93.47 | 93.47
WT | 25.5 | 25.5 | 25.5 | 25.5 | 49.35 | 49.35
IGCC | 0 | 0 | 0 | 0 | 0 | 0
DemandResponse | 0 | 0 | 0 | 0 | 0 | 0
IGCC-CCS | 0 | 0 | 0 | 0 | 0 | 0
WT_off | 0 | 0 | 0 | 0 | 0 | 0
PseudoUnit | 0 | 0 | 0 | 0 | 0 | 0
FixedInterchange | 0 | 0 | 0 | 0 | 0 | 0
Total Costs by Reporting Type: BC
ReportingType | 2015 | 2020 | 2025 | 2030 | 2035 | 2040
BM | 0 | 0 | 0 | 0 | 0 | 0
CC | 268.68 | 310.51 | 370.54 | 346.27 | 54.47 | 0
CSP | 0 | 0 | 0 | 0 | 0 | 0
CT | 0 | 0 | 0 | 0 | 0 | 0
Coal | 0 | 0 | 0 | 0 | 0 | 0
Geo | 0 | 0 | 0 | 0 | 0 | 0
H | 173.22 | 173.22 | 173.22 | 173.22 | 173.22 | 173.22
LFG | 2.9 | 2.9 | 2.9 | 2.9 | 2.9 | 2.9
Nuc | 0.01 | 0.01 | 0.03 | 530.49 | 530.49 | 1019.62
PS | 0 | 0 | 0 | 0 | 0 | 0
PV | 0 | 0 | 0 | 0 | 0 | 0
PeakG | 0 | 0 | 0 | 0 | 0 | 0
PeakO | 0 | 0 | 0 | 0 | 0 | 0
ST | 0 | 0 | 0 | 0 | 0 | 0
STOG | 0 | 0 | 0 | 0 | 0 | 0
STWD | 16.34 | 161.58 | 296.27 | 296.27 | 296.27 | 296.27
WT | 48.22 | 48.22 | 48.22 | 48.22 | 52.78 | 52.78
IGCC | 0 | 0 | 0 | 0 | 0 | 0
DemandResponse | 0 | 0 | 0 | 0 | 0 | 0
IGCC-CCS | 0 | 0 | 0 | 0 | 0 | 0
WT_off | 0 | 0 | 0 | 0 | 0 | 0
PseudoUnit | 0 | 0 | 0 | 0 | 0 | 0
FixedInterchange | 0 | 0 | 0 | 0 | 0 | 0
Total Costs by Reporting Type: HQ_IESO
ReportingType | 2015 | 2020 | 2025 | 2030 | 2035 | 2040
BM | 0 | 0 | 0 | 0 | 0 | 0
CC | 0 | 0 | 0 | 0 | 0 | 0
CSP | 0 | 0 | 0 | 0 | 0 | 0
CT | 0 | 0 | 0 | 0 | 0 | 0
Coal | 0 | 0 | 0 | 0 | 0 | 0
Geo | 0 | 0 | 0 | 0 | 0 | 0
H | 0 | 0 | 0 | 0 | 0 | 0
LFG | 0 | 0 | 0 | 0 | 0 | 0
Nuc | 0.01 | 0.01 | 0.01 | 0.01 | 0.01 | 0.01
PS | 0 | 0 | 0 | 0 | 0 | 0
PV | 0 | 0 | 0 | 0 | 0 | 0
PeakG | 0 | 0 | 0 | 0 | 0 | 0
PeakO | 0 | 0 | 0 | 0 | 0 | 0
ST | 0 | 0 | 0 | 0 | 0 | 0
STOG | 0 | 0 | 0 | 0 | 0 | 0
STWD | 0 | 0 | 0 | 0 | 0 | 0
WT | 0 | 0 | 0 | 0 | 0 | 0
IGCC | 0 | 0 | 0 | 0 | 0 | 0
DemandResponse | 0 | 0 | 0 | 0 | 0 | 0
IGCC-CCS | 0 | 0 | 0 | 0 | 0 | 0
WT_off | 0 | 0 | 0 | 0 | 0 | 0
PseudoUnit | 0 | 0 | 0 | 0 | 0 | 0
FixedInterchange | 0 | 0 | 0 | 0 | 0 | 0
Total Costs by Reporting Type: HQ_NEISO
ReportingType | 2015 | 2020 | 2025 | 2030 | 2035 | 2040
BM | 0 | 0 | 0 | 0 | 0 | 0
CC | 0 | 0 | 0 | 0 | 0 | 0
CSP | 0 | 0 | 0 | 0 | 0 | 0
CT | 0 | 0 | 0 | 0 | 0 | 0
Coal | 0 | 0 | 0 | 0 | 0 | 0
Geo | 0 | 0 | 0 | 0 | 0 | 0
H | 0 | 0 | 0 | 0 | 0 | 0
LFG | 0 | 0 | 0 | 0 | 0 | 0
Nuc | 0.01 | 0.01 | 0.01 | 0.01 | 0.04 | 0.04
PS | 0 | 0 | 0 | 0 | 0 | 0
PV | 0 | 0 | 0 | 0 | 0 | 0
PeakG | 0 | 0 | 0 | 0 | 0 | 0
PeakO | 0 | 0 | 0 | 0 | 0 | 0
ST | 0 | 0 | 0 | 0 | 0 | 0
STOG | 0 | 0 | 0 | 0 | 0 | 0
STWD | 0 | 0 | 0 | 0 | 0 | 0
WT | 0 | 0 | 0 | 0 | 0 | 0
IGCC | 0 | 0 | 0 | 0 | 0 | 0
DemandResponse | 0 | 0 | 0 | 0 | 0 | 0
IGCC-CCS | 0 | 0 | 0 | 0 | 0 | 0
WT_off | 0 | 0 | 0 | 0 | 0 | 0
PseudoUnit | 0 | 0 | 575.61 | 575.61 | 575.61 | 575.61
FixedInterchange | 0 | 0 | 0 | 0 | 0 | 0
Total Costs by Reporting Type: HQ_NY
ReportingType | 2015 | 2020 | 2025 | 2030 | 2035 | 2040
BM | 0 | 0 | 0 | 0 | 0 | 0
CC | 0 | 0 | 0 | 0 | 0 | 0
CSP | 0 | 0 | 0 | 0 | 0 | 0
CT | 0 | 0 | 0 | 0 | 0 | 0
Coal | 0 | 0 | 0 | 0 | 0 | 0
Geo | 0 | 0 | 0 | 0 | 0 | 0
H | 0 | 0 | 0 | 0 | 0 | 0
LFG | 0 | 0 | 0 | 0 | 0 | 0
Nuc | 0.01 | 0.01 | 0.01 | 0.01 | 0.04 | 0.04
PS | 0 | 0 | 0 | 0 | 0 | 0
PV | 0 | 0 | 0 | 0 | 0 | 0
PeakG | 0 | 0 | 0 | 0 | 0 | 0
PeakO | 0 | 0 | 0 | 0 | 0 | 0
ST | 0 | 0 | 0 | 0 | 0 | 0
STOG | 0 | 0 | 0 | 0 | 0 | 0
STWD | 0 | 0 | 0 | 0 | 0 | 0
WT | 0 | 0 | 0 | 0 | 0 | 0
IGCC | 0 | 0 | 0 | 0 | 0 | 0
DemandResponse | 0 | 0 | 0 | 0 | 0 | 0
IGCC-CCS | 0 | 0 | 0 | 0 | 0 | 0
WT_off | 0 | 0 | 0 | 0 | 0 | 0
PseudoUnit | 0 | 475.73 | 994.89 | 994.89 | 994.89 | 994.89
FixedInterchange | 0 | 0 | 0 | 0 | 0 | 0
Total Costs by Reporting Type: MARITIMES
ReportingType | 2015 | 2020 | 2025 | 2030 | 2035 | 2040
BM | 0 | 0 | 0 | 0 | 0 | 0
CC | 0 | 0 | 0 | 0 | 0 | 0
CSP | 0 | 0 | 0 | 0 | 0 | 0
CT | 0 | 0 | 0 | 0 | 0 | 0
Coal | 0 | 0 | 0 | 0 | 0 | 0
Geo | 0 | 0 | 0 | 0 | 0 | 0
H | 0 | 0 | 0 | 0 | 0 | 0
LFG | 0 | 0 | 0 | 0 | 0 | 0
Nuc | 0.01 | 0.01 | 0.01 | 0.01 | 0.04 | 0.04
PS | 0 | 0 | 0 | 0 | 0 | 0
PV | 0 | 0 | 0 | 0 | 0 | 0
PeakG | 0 | 0 | 0 | 0 | 0 | 0
PeakO | 0 | 0 | 0 | 0 | 0 | 0
ST | 0 | 0 | 0 | 0 | 0 | 0
STOG | 0 | 0 | 0 | 0 | 0 | 0
STWD | 0 | 0 | 0 | 0 | 0 | 0
WT | 0 | 0 | 0 | 0 | 0 | 0
IGCC | 0 | 0 | 0 | 0 | 0 | 0
DemandResponse | 0 | 0 | 0 | 0 | 0 | 0
IGCC-CCS | 0 | 0 | 0 | 0 | 0 | 0
WT_off | 0 | 0 | 0 | 0 | 0 | 0
PseudoUnit | 0 | 203.6 | 203.6 | 203.6 | 203.6 | 203.6
FixedInterchange | 0 | 0 | 0 | 0 | 0 | 0
Total Costs by Reporting Type: All
ReportingType | 2015 | 2020 | 2025 | 2030 | 2035 | 2040
BM | 829.58 | 1203.16 | 1616.26 | 1750 | 34123.08 | 83719.89
CC | 109365.66 | 150465.58 | 158394.71 | 156826.37 | 134308.15 | 58712.63
CSP | 0 | 0 | 0 | 0 | 0 | 0
CT | 642.97 | 717.39 | 744.37 | 609.96 | 48.42 | 26.04
Coal | 69247.3 | 39287.9 | 16562.79 | 12120.69 | 17033.48 | 17491.04
Geo | 277 | 1181.16 | 3043.46 | 3029.2 | 3004.33 | 2441.46
H | 1511 | 1944.17 | 3053.66 | 3775.11 | 4312.3 | 4312.3
LFG | 541.97 | 1191.67 | 1885.99 | 2112.66 | 2079.91 | 1667.87
Nuc | 26963.39 | 31084.89 | 35012.51 | 68500.23 | 99858.43 | 142275.18
PS | 517.25 | 517.25 | 517.25 | 517.25 | 517.25 | 517.25
PV | 639.15 | 1399.79 | 1736.59 | 1796.87 | 1170.7 | 482.69
PeakG | 2313.07 | 3465.64 | 2905.46 | 3089.91 | 3123.3 | 2871.04
PeakO | 542.06 | 711.05 | 527.99 | 504.17 | 463.69 | 364.55
ST | 355.08 | 671.89 | 754.07 | 741.53 | 1714.08 | 1806.3
STOG | 2748.23 | 3264.68 | 2103.53 | 1790.3 | 899.04 | 520.25
STWD | 1142.34 | 1267.43 | 1603.76 | 2170.85 | 2676.5 | 2379.78
WT | 8135.22 | 26013.35 | 46917.91 | 61238.43 | 62700.38 | 49172.01
IGCC | 464.4 | 500.63 | 302.75 | 246.27 | 245.48 | 245.48
DemandResponse | 0 | 0 | 0 | 0 | 0 | 0
IGCC-CCS | 0 | 0 | 0 | 0 | 0 | 0
WT_off | 308.81 | 308.81 | 907.86 | 907.86 | 14938.32 | 30492.04
PseudoUnit | 0 | 679.33 | 1774.1 | 1774.1 | 1774.1 | 1774.1
FixedInterchange | 0 | 0 | 0 | 0 | 0 | 0
Total Costs by Reporting Type: EI_US
ReportingType | 2015 | 2020 | 2025 | 2030 | 2035 | 2040
BM | 554.48 | 920.1 | 1316.42 | 1381.75 | 28534.28 | 73896.78
CC | 75511.23 | 110508.71 | 116079.88 | 116655.64 | 108985.78 | 39285.7
CSP | 0 | 0 | 0 | 0 | 0 | 0
CT | 439.86 | 514.04 | 541.11 | 405.72 | 47.24 | 24.86
Coal | 54970.56 | 25291.43 | 9593.75 | 9924.82 | 14639.3 | 15120.95
Geo | 3.95 | 3.95 | 3.95 | 3.95 | 3.95 | 3.95
H | 419.29 | 601.36 | 1196.67 | 1227.97 | 1610.38 | 1610.38
LFG | 447.6 | 776.41 | 1197.5 | 1424.4 | 1403.92 | 1199.08
Nuc | 21188.81 | 25019.36 | 28801.5 | 46311.2 | 60694.1 | 95836.43
PS | 401.94 | 401.94 | 401.94 | 401.94 | 401.94 | 401.94
PV | 30.85 | 791.48 | 1128.29 | 1188.56 | 1164.76 | 476.74
PeakG | 1953.96 | 2952.91 | 2497.29 | 2625.53 | 2635.59 | 2380.16
PeakO | 523.18 | 686.73 | 508.45 | 484.63 | 444.14 | 345
ST | 0 | 0 | 0 | 0 | 0 | 0
STOG | 1494.67 | 1697.61 | 1095.44 | 975.16 | 651.51 | 276.13
STWD | 750.79 | 669.8 | 638.12 | 1099.96 | 1605.62 | 1308.59
WT | 5733.61 | 18795.73 | 31941.53 | 40778.78 | 41080.74 | 30922.3
IGCC | 464.4 | 500.63 | 302.75 | 246.27 | 245.48 | 245.48
DemandResponse | 0 | 0 | 0 | 0 | 0 | 0
IGCC-CCS | 0 | 0 | 0 | 0 | 0 | 0
WT_off | 308.81 | 308.81 | 907.86 | 907.86 | 14938.32 | 30492.04
PseudoUnit | 0 | 679.33 | 1774.1 | 1774.1 | 1774.1 | 1774.1
FixedInterchange | 0 | 0 | 0 | 0 | 0 | 0
Total Costs by Reporting Type: EI_Canada
ReportingType | 2015 | 2020 | 2025 | 2030 | 2035 | 2040
BM | 177.6 | 177.6 | 177.6 | 177.6 | 177.6 | 178.21
CC | 607.81 | 679.24 | 264.19 | 228.55 | 228.55 | 18.17
CSP | 0 | 0 | 0 | 0 | 0 | 0
CT | 44.26 | 44.26 | 44.26 | 44.26 | 0.7 | 0.7
Coal | 64.12 | 10.83 | 0 | 0 | 0 | 0
Geo | 0 | 0 | 0 | 0 | 0 | 0
H | 216.06 | 467.16 | 981.34 | 1671.49 | 1711.06 | 1711.06
LFG | 19.32 | 19.32 | 19.32 | 19.32 | 14.2 | 14.2
Nuc | 2695.94 | 2636.18 | 2653.87 | 2727.65 | 2575.2 | 2909.59
PS | 2.92 | 2.92 | 2.92 | 2.92 | 2.92 | 2.92
PV | 558.01 | 558.01 | 558.01 | 558.01 | 0.44 | 0.44
PeakG | 16.37 | 17.04 | 0 | 0 | 0 | 0
PeakO | 0.09 | 0.09 | 0 | 0 | 0 | 0
ST | 0 | 0 | 0 | 0 | 0 | 0
STOG | 6.46 | 5.54 | 0 | 0 | 0 | 0
STWD | 4.45 | 4.45 | 4.45 | 4.45 | 4.45 | 4.77
WT | 868.55 | 868.55 | 868.55 | 868.55 | 43.84 | 43.84
IGCC | 0 | 0 | 0 | 0 | 0 | 0
DemandResponse | 0 | 0 | 0 | 0 | 0 | 0
IGCC-CCS | 0 | 0 | 0 | 0 | 0 | 0
WT_off | 0 | 0 | 0 | 0 | 0 | 0
PseudoUnit | 0 | 0 | 0 | 0 | 0 | 0
FixedInterchange | 0 | 0 | 0 | 0 | 0 | 0
Total Costs by Reporting Type: EI
ReportingType | 2015 | 2020 | 2025 | 2030 | 2035 | 2040
BM | 732.08 | 1097.7 | 1494.02 | 1559.35 | 28711.88 | 74074.99
CC | 76119.05 | 111187.95 | 116344.07 | 116884.19 | 109214.32 | 39303.87
CSP | 0 | 0 | 0 | 0 | 0 | 0
CT | 484.12 | 558.3 | 585.37 | 449.98 | 47.94 | 25.56
Coal | 55034.68 | 25302.26 | 9593.75 | 9924.82 | 14639.3 | 15120.95
Geo | 3.95 | 3.95 | 3.95 | 3.95 | 3.95 | 3.95
H | 635.35 | 1068.52 | 2178.01 | 2899.46 | 3321.44 | 3321.44
LFG | 466.92 | 795.73 | 1216.82 | 1443.71 | 1418.12 | 1213.28
Nuc | 23884.76 | 27655.53 | 31455.37 | 49038.85 | 63269.31 | 98746.02
PS | 404.86 | 404.86 | 404.86 | 404.86 | 404.86 | 404.86
PV | 588.85 | 1349.49 | 1686.29 | 1746.57 | 1165.2 | 477.18
PeakG | 1970.32 | 2969.95 | 2497.29 | 2625.53 | 2635.59 | 2380.16
PeakO | 523.28 | 686.82 | 508.45 | 484.63 | 444.14 | 345
ST | 0 | 0 | 0 | 0 | 0 | 0
STOG | 1501.13 | 1703.15 | 1095.44 | 975.16 | 651.51 | 276.13
STWD | 755.24 | 674.25 | 642.57 | 1104.42 | 1610.07 | 1313.35
WT | 6602.17 | 19664.28 | 32810.08 | 41647.34 | 41124.58 | 30966.14
IGCC | 464.4 | 500.63 | 302.75 | 246.27 | 245.48 | 245.48
DemandResponse | 0 | 0 | 0 | 0 | 0 | 0
IGCC-CCS | 0 | 0 | 0 | 0 | 0 | 0
WT_off | 308.81 | 308.81 | 907.86 | 907.86 | 14938.32 | 30492.04
PseudoUnit | 0 | 679.33 | 1774.1 | 1774.1 | 1774.1 | 1774.1
FixedInterchange | 0 | 0 | 0 | 0 | 0 | 0
Total Costs by Reporting Type: Outside_EI
ReportingType | 2015 | 2020 | 2025 | 2030 | 2035 | 2040
BM | 97.5 | 105.46 | 122.24 | 190.65 | 5411.2 | 9644.9
CC | 33246.61 | 39277.63 | 42050.64 | 39942.17 | 25093.83 | 19408.76
CSP | 0 | 0 | 0 | 0 | 0 | 0
CT | 158.85 | 159.09 | 159.01 | 159.99 | 0.48 | 0.48
Coal | 14212.62 | 13985.64 | 6969.04 | 2195.87 | 2394.18 | 2370.09
Geo | 273.05 | 1177.21 | 3039.51 | 3025.25 | 3000.37 | 2437.5
H | 875.65 | 875.65 | 875.65 | 875.65 | 990.86 | 990.86
LFG | 75.05 | 395.94 | 669.18 | 668.95 | 661.79 | 454.58
Nuc | 3078.63 | 3429.35 | 3557.13 | 19461.38 | 36589.12 | 43529.16
PS | 112.39 | 112.39 | 112.39 | 112.39 | 112.39 | 112.39
PV | 50.3 | 50.3 | 50.3 | 50.3 | 5.51 | 5.51
PeakG | 342.75 | 495.7 | 408.16 | 464.38 | 487.7 | 490.89
PeakO | 18.79 | 24.23 | 19.54 | 19.54 | 19.54 | 19.54
ST | 355.08 | 671.89 | 754.07 | 741.53 | 1714.08 | 1806.3
STOG | 1247.09 | 1561.53 | 1008.09 | 815.15 | 247.53 | 244.11
STWD | 387.1 | 593.17 | 961.19 | 1066.43 | 1066.43 | 1066.43
WT | 1533.05 | 6349.07 | 14107.82 | 19591.1 | 21575.8 | 18205.87
IGCC | 0 | 0 | 0 | 0 | 0 | 0
DemandResponse | 0 | 0 | 0 | 0 | 0 | 0
IGCC-CCS | 0 | 0 | 0 | 0 | 0 | 0
WT_off | 0 | 0 | 0 | 0 | 0 | 0
PseudoUnit | 0 | 0 | 0 | 0 | 0 | 0
FixedInterchange | 0 | 0 | 0 | 0 | 0 | 0
#15 A | RPS Generation Compliance Payments ($)
RPS Program | 2015 | 2020 | 2025 | 2030 | 2035 | 2040
NEISO | 2.16 | 0 | 0 | 0 | 0 | 0
CA | 1658.41 | 0 | 0 | 0 | 0 | 0
NWPP | 0 | 0 | 0 | 0 | 0 | 0
PJM | 0 | 221.95 | 0 | 0 | 0 | 0
US | 0 | 0 | 0 | 0 | 0 | 0
PJM_Solar | 361.86 | 0 | 0 | 0 | 0 | 0
MA_Solar | 160.47 | 0 | 0 | 0 | 0 | 0
NH_Solar | 10.81 | 0 | 0 | 0 | 0 | 0
MRETS_Solar | 0 | 0 | 0 | 0 | 0 | 0
AZNMSNV | 211.66 | 0 | 0 | 0 | 0 | 0
AZNMSNV_Solar | 52.24 | 0 | 0 | 0 | 0 | 0
MRETS | 0 | 0 | 0 | 0 | 0 | 0
MI | 37.21 | 0 | 0 | 0 | 0 | 0
Ohio | 0 | 0 | 0 | 0 | 0 | 0
Ohio_Solar | 52.28 | 0 | 0 | 0 | 0 | 0
MOKSOKNE | 162.16 | 0 | 0 | 0 | 0 | 0
MO_Solar | 28.72 | 0 | 0 | 0 | 0 | 0
NC | 785.41 | 0 | 0 | 0 | 0 | 0
NC_Solar | 26.33 | 0 | 0 | 0 | 0 | 0
CO | 21.39 | 0 | 0 | 0 | 0 | 0
CO_Solar | 183.92 | 0 | 0 | 0 | 0 | 0
NY | 0 | 0 | 0 | 0 | 0 | 0
TX | 0 | 0 | 0 | 0 | 0 | 0
#15 B | RPS Capacity Compliance Payments ($)
RPS Program | 2015 | 2020 | 2025 | 2030 | 2035 | 2040
NEISO | 0 | 0 | 0 | 0 | 0 | 0
CA | 0 | 0 | 0 | 0 | 0 | 0
NWPP | 0 | 0 | 0 | 0 | 0 | 0
PJM | 0 | 0 | 0 | 0 | 0 | 0
US | 0 | 0 | 0 | 0 | 0 | 0
PJM_Solar | 0 | 0 | 0 | 0 | 0 | 0
MA_Solar | 0 | 0 | 0 | 0 | 0 | 0
NH_Solar | 0 | 0 | 0 | 0 | 0 | 0
MRETS_Solar | 0 | 0 | 0 | 0 | 0 | 0
AZNMSNV | 0 | 0 | 0 | 0 | 0 | 0
AZNMSNV_Solar | 0 | 0 | 0 | 0 | 0 | 0
MRETS | 0 | 0 | 0 | 0 | 0 | 0
MI | 0 | 0 | 0 | 0 | 0 | 0
Ohio | 0 | 0 | 0 | 0 | 0 | 0
Ohio_Solar | 0 | 0 | 0 | 0 | 0 | 0
MOKSOKNE | 0 | 0 | 0 | 0 | 0 | 0
MO_Solar | 0 | 0 | 0 | 0 | 0 | 0
NC | 0 | 0 | 0 | 0 | 0 | 0
NC_Solar | 0 | 0 | 0 | 0 | 0 | 0
CO | 0 | 0 | 0 | 0 | 0 | 0
CO_Solar | 0 | 0 | 0 | 0 | 0 | 0
NY | 0 | 0 | 0 | 0 | 0 | 0
TX | 0 | 0 | 0 | 0 | 0 | 0
#16a | Transmission Costs ($million) [excludes shadow cost]
Transmission Costs: Entergy
Cost | 2015 | 2020 | 2025 | 2030 | 2035 | 2040
a. Wheel Share | 5.07 | 17.61 | 26.88 | 25.21 | 12.77 | 24.4
b. Friction Share | 8.45 | 27.11 | 33.87 | 30.9 | 18.22 | 38.28
Transmission Costs: FRCC
Cost | 2015 | 2020 | 2025 | 2030 | 2035 | 2040
a. Wheel Share | 1.82 | 2.03 | 0.55 | 0.03 | 1.06 | 27.68
b. Friction Share | 1.82 | 2.03 | 0.55 | 0.03 | 1.35 | 28.84
Transmission Costs: MAPP_US
Cost | 2015 | 2020 | 2025 | 2030 | 2035 | 2040
a. Wheel Share | 2.38 | 35.53 | 56.71 | 62.7 | 60.62 | 66.77
b. Friction Share | 1.88 | 26.3 | 41.95 | 46.56 | 45.1 | 50.66
Transmission Costs: MISO_IN
Cost | 2015 | 2020 | 2025 | 2030 | 2035 | 2040
a. Wheel Share | 1.31 | 2.85 | 25.59 | 9.11 | 1.06 | 1.82
b. Friction Share | 1.08 | 10.89 | 23.94 | 9.4 | 6.58 | 8.61
Transmission Costs: MISO_MI
Cost | 2015 | 2020 | 2025 | 2030 | 2035 | 2040
a. Wheel Share | 16.12 | 16.12 | 16.12 | 16.12 | 16.12 | 16.12
b. Friction Share | 41.26 | 50.14 | 48.76 | 42.6 | 43.57 | 47.84
Transmission Costs: MISO_MO-IL
Cost | 2015 | 2020 | 2025 | 2030 | 2035 | 2040
a. Wheel Share | 1.1 | 1.04 | 18.48 | 10.84 | 6.41 | 19.81
b. Friction Share | 3.5 | 4.32 | 20.96 | 12.06 | 12.66 | 36.45
Transmission Costs: MISO_W
Cost | 2015 | 2020 | 2025 | 2030 | 2035 | 2040
a. Wheel Share | 2.75 | 30.85 | 24.62 | 43.54 | 30.12 | 41.44
b. Friction Share | 6.26 | 29.01 | 27.67 | 41.33 | 31.44 | 39.14
Transmission Costs: MISO_WUMS
Cost | 2015 | 2020 | 2025 | 2030 | 2035 | 2040
a. Wheel Share | 0 | 0 | 0 | 0 | 0 | 0
b. Friction Share | 6.85 | 12.29 | 14.07 | 8.29 | 8.44 | 4.29
Transmission Costs: Nebraska
Cost | 2015 | 2020 | 2025 | 2030 | 2035 | 2040
a. Wheel Share | 2.19 | 6.06 | 35.81 | 36.6 | 45.67 | 44.84
b. Friction Share | 2.17 | 6.14 | 28.65 | 29.04 | 34.95 | 35.23
Transmission Costs: NEISO
Cost | 2015 | 2020 | 2025 | 2030 | 2035 | 2040
a. Wheel Share | 0 | 0 | 0 | 0 | 0 | 0
b. Friction Share | 3.07 | 6.88 | 16.34 | 21.03 | 19.98 | 19.66
Transmission Costs: NonRTO_Midwest
Cost | 2015 | 2020 | 2025 | 2030 | 2035 | 2040
a. Wheel Share | 1.39 | 3.29 | 25.67 | 9.21 | 1.21 | 4.78
b. Friction Share | 0.91 | 2.43 | 15.45 | 5.59 | 1.68 | 7.32
Transmission Costs: NYISO_A-F
Cost | 2015 | 2020 | 2025 | 2030 | 2035 | 2040
a. Wheel Share | 17.25 | 17.64 | 28.51 | 28.46 | 33.35 | 35.97
b. Friction Share | 39.97 | 41.41 | 49.06 | 50.14 | 50.78 | 55.57
Transmission Costs: NYISO_G-I
Cost | 2015 | 2020 | 2025 | 2030 | 2035 | 2040
a. Wheel Share | 1.71 | 2.2 | 8.82 | 5.82 | 6.81 | 7.99
b. Friction Share | 2.43 | 2.58 | 11.22 | 10.86 | 12.69 | 11.55
Transmission Costs: NYISO_J-K
Cost | 2015 | 2020 | 2025 | 2030 | 2035 | 2040
a. Wheel Share | 0.18 | 0.19 | 1.34 | 0.32 | 0.99 | 2.66
b. Friction Share | 1.74 | 4.59 | 9.01 | 10.51 | 11.43 | 13.08
Transmission Costs: PJM_E
Cost | 2015 | 2020 | 2025 | 2030 | 2035 | 2040
a. Wheel Share | 1.89 | 2.38 | 10.16 | 6.14 | 7.8 | 10.66
b. Friction Share | 1.17 | 1.49 | 6.23 | 3.76 | 5.25 | 7.89
Transmission Costs: PJM_ROM
Cost | 2015 | 2020 | 2025 | 2030 | 2035 | 2040
a. Wheel Share | 2.14 | 2.53 | 13.4 | 13.35 | 18.24 | 20.87
b. Friction Share | 1.68 | 1.89 | 8.36 | 8.4 | 11.34 | 14.18
Transmission Costs: PJM_ROR
Cost | 2015 | 2020 | 2025 | 2030 | 2035 | 2040
a. Wheel Share | 11.36 | 7.51 | 7.35 | 20.15 | 7.2 | 19.72
b. Friction Share | 24.14 | 42.21 | 51.66 | 43.3 | 38.31 | 68.58
Transmission Costs: SOCO
Cost | 2015 | 2020 | 2025 | 2030 | 2035 | 2040
a. Wheel Share | 8.67 | 10.12 | 11.09 | 4.66 | 3.34 | 51.12
b. Friction Share | 13.62 | 15.79 | 17.4 | 7.59 | 5.71 | 65.21
Transmission Costs: SPP_N
Cost | 2015 | 2020 | 2025 | 2030 | 2035 | 2040
a. Wheel Share | 1.15 | 13.49 | 20.68 | 35.79 | 12.91 | 27.81
b. Friction Share | 1.28 | 20.36 | 26.51 | 37.8 | 18.6 | 35.25
Transmission Costs: SPP_S
Cost | 2015 | 2020 | 2025 | 2030 | 2035 | 2040
a. Wheel Share | 0.67 | 6.75 | 4.97 | 9.12 | 4.69 | 7.19
b. Friction Share | 1.24 | 10.22 | 7.56 | 13.83 | 7.22 | 11.41
Transmission Costs: TVA
Cost | 2015 | 2020 | 2025 | 2030 | 2035 | 2040
a. Wheel Share | 0.99 | 2.19 | 2.59 | 0.29 | 2.99 | 2.85
b. Friction Share | 1.25 | 2.74 | 3.25 | 0.39 | 3.74 | 3.61
Transmission Costs: TVA_Transmission
Cost | 2015 | 2020 | 2025 | 2030 | 2035 | 2040
a. Wheel Share | 5.19 | 1.98 | 11.19 | 6.43 | 1.03 | 28.14
b. Friction Share | 4.87 | 2.45 | 8.81 | 6.48 | 1.89 | 38.73
Transmission Costs: VACAR
Cost | 2015 | 2020 | 2025 | 2030 | 2035 | 2040
a. Wheel Share | 8.56 | 8.22 | 7.91 | 18.78 | 7.26 | 26.69
b. Friction Share | 10.05 | 10.29 | 10.08 | 21.62 | 14.76 | 61.05
Transmission Costs: IESO
Cost | 2015 | 2020 | 2025 | 2030 | 2035 | 2040
a. Wheel Share | 34.75 | 34.75 | 34.75 | 34.75 | 34.18 | 34.31
b. Friction Share | 87.03 | 87.03 | 87.03 | 87.03 | 85.6 | 85.87
Transmission Costs: MAPP_CA
Cost | 2015 | 2020 | 2025 | 2030 | 2035 | 2040
a. Wheel Share | 2.36 | 3.6 | 4.17 | 6.65 | 6.63 | 7.52
b. Friction Share | 5.85 | 6.79 | 7.22 | 9.11 | 8.1 | 8.95
Transmission Costs: AZ_NM_SNV_Coal
Cost | 2015 | 2020 | 2025 | 2030 | 2035 | 2040
a. Wheel Share | 20.88 | 22.41 | 22.27 | 0.96 | 9.66 | 12.47
b. Friction Share | 35.34 | 38.01 | 38.02 | 2.47 | 17.04 | 21.73
Transmission Costs: AZ_NM_SNV_Gas
Cost | 2015 | 2020 | 2025 | 2030 | 2035 | 2040
a. Wheel Share | 8.1 | 10.09 | 10.09 | 7.43 | 4.7 | 1.42
b. Friction Share | 13.85 | 17.12 | 17.27 | 12.66 | 7.92 | 2.44
Transmission Costs: AZ_NM_SNV_NucRenew
Cost | 2015 | 2020 | 2025 | 2030 | 2035 | 2040
a. Wheel Share | 18.68 | 21.96 | 22.12 | 20.45 | 42.66 | 34.55
b. Friction Share | 31.32 | 36.96 | 37.31 | 34.68 | 71.95 | 58.46
Transmission Costs: ERCOT
Cost | 2015 | 2020 | 2025 | 2030 | 2035 | 2040
a. Wheel Share | 0.04 | 3.16 | 0.83 | 3.69 | 1.69 | 2.25
b. Friction Share | 0.06 | 4.75 | 1.25 | 5.53 | 2.6 | 3.46
Transmission Costs: NP15
Cost | 2015 | 2020 | 2025 | 2030 | 2035 | 2040
a. Wheel Share | 5.44 | 1.62 | 3.07 | 0.53 | 0.13 | 14.43
b. Friction Share | 9.12 | 2.79 | 5.2 | 0.99 | 0.39 | 24.18
Transmission Costs: NWPP_Coal
Cost | 2015 | 2020 | 2025 | 2030 | 2035 | 2040
a. Wheel Share | 43.14 | 30.46 | 39.04 | 7.53 | 24.97 | 76.65
b. Friction Share | 73.16 | 52.11 | 66.47 | 14.11 | 43.13 | 129.46
Transmission Costs: NWPP_Gas
Cost | 2015 | 2020 | 2025 | 2030 | 2035 | 2040
a. Wheel Share | 0 | 0 | 0 | 0 | 0 | 0
b. Friction Share | 0.3 | 0.38 | 0.38 | 0.24 | 0.04 | 0.04
Transmission Costs: NWPP_NucRenew
Cost | 2015 | 2020 | 2025 | 2030 | 2035 | 2040
a. Wheel Share | 0 | 0 | 0 | 0 | 0 | 0
b. Friction Share | 0.96 | 0.96 | 1.02 | 1.31 | 1.48 | 1.67
Transmission Costs: RMPA
Cost | 2015 | 2020 | 2025 | 2030 | 2035 | 2040
a. Wheel Share | 1.1 | 8.93 | 14.77 | 9.87 | 10.51 | 13.8
b. Friction Share | 1.75 | 11 | 19.55 | 11.7 | 13.43 | 19.82
Transmission Costs: SP15
Cost | 2015 | 2020 | 2025 | 2030 | 2035 | 2040
a. Wheel Share | 83.19 | 74.69 | 45.46 | 31.8 | 55.08 | 67.43
b. Friction Share | 138.71 | 124.57 | 75.85 | 53.12 | 91.97 | 112.51
Transmission Costs: ALB
Cost | 2015 | 2020 | 2025 | 2030 | 2035 | 2040
a. Wheel Share | 3.37 | 1.93 | 2.06 | 3.71 | 2.6 | 10.25
b. Friction Share | 5.62 | 3.22 | 3.43 | 6.19 | 4.34 | 17.08
Transmission Costs: BC
Cost | 2015 | 2020 | 2025 | 2030 | 2035 | 2040
a. Wheel Share | 3.68 | 2.03 | 2.44 | 3.86 | 7.67 | 25.51
b. Friction Share | 6.14 | 3.38 | 4.07 | 6.43 | 12.78 | 42.51
Transmission Costs: HQ_IESO
Cost | 2015 | 2020 | 2025 | 2030 | 2035 | 2040
a. Wheel Share | 0 | 0 | 0 | 0 | 0 | 0
b. Friction Share | 0.15 | 0.15 | 0.15 | 0.15 | 0.15 | 0.15
Transmission Costs: HQ_NEISO
Cost | 2015 | 2020 | 2025 | 2030 | 2035 | 2040
a. Wheel Share | 0 | 0 | 0 | 0 | 0 | 0
b. Friction Share | 0.14 | 0.14 | 0.2 | 0.2 | 0.2 | 0.2
Transmission Costs: HQ_NY
Cost | 2015 | 2020 | 2025 | 2030 | 2035 | 2040
a. Wheel Share | 0 | 0 | 0 | 0 | 0 | 0
b. Friction Share | 0.07 | 0.12 | 0.17 | 0.17 | 0.17 | 0.17
Transmission Costs: MARITIMES
Cost | 2015 | 2020 | 2025 | 2030 | 2035 | 2040
a. Wheel Share | 0 | 0 | 0 | 0 | 0 | 0
b. Friction Share | 0.07 | 0.09 | 0.09 | 0.09 | 0.09 | 0.09
Transmission Costs: All
Cost | 2015 | 2020 | 2025 | 2030 | 2035 | 2040
a. Wheel Share | 318.63 | 406.2 | 559.54 | 493.92 | 482.11 | 789.92
b. Friction Share | 590.33 | 723.11 | 846.04 | 707.71 | 767.06 | 1231.23
Transmission Costs: EI_US
Cost | 2015 | 2020 | 2025 | 2030 | 2035 | 2040
a. Wheel Share | 93.89 | 190.57 | 358.46 | 362.68 | 281.63 | 489.33
b. Friction Share | 180.97 | 333.9 | 481.83 | 461.98 | 406.15 | 702.9
Transmission Costs: EI_Canada
Cost | 2015 | 2020 | 2025 | 2030 | 2035 | 2040
a. Wheel Share | 37.11 | 38.35 | 38.92 | 41.4 | 40.81 | 41.83
b. Friction Share | 93.03 | 93.97 | 94.39 | 96.28 | 93.85 | 94.97
Transmission Costs: EI
Cost | 2015 | 2020 | 2025 | 2030 | 2035 | 2040
a. Wheel Share | 131 | 228.92 | 397.38 | 404.08 | 322.45 | 531.16
b. Friction Share | 274 | 427.87 | 576.22 | 558.26 | 500 | 797.88
Transmission Costs: Outside_EI
Cost | 2015 | 2020 | 2025 | 2030 | 2035 | 2040
a. Wheel Share | 187.63 | 177.28 | 162.16 | 89.84 | 159.66 | 258.76
b. Friction Share | 316.34 | 295.24 | 269.82 | 149.44 | 267.06 | 433.35

## Capacity
#1 | New Build Capacity (MW)
New Build Capacity by Reporting Type: Entergy
ReportingType | 2015 | 2020 | 2025 | 2030 | 2035 | 2040
BM | 0 | 0 | 0 | 0 | 2451.46 | 7623.49
CC | 3484.93 | 4464.1 | 0 | 0 | 0 | 0
CSP | 0 | 0 | 0 | 0 | 0 | 0
CT | 0 | 0 | 0 | 0 | 0 | 0
Coal | 720 | 0 | 0 | 0 | 0 | 0
Geo | 0 | 0 | 0 | 0 | 0 | 0
H | 0 | 0 | 0 | 0 | 1109 | 0
LFG | 0 | 0 | 107.4 | 0 | 0 | 0
Nuc | 170 | 0 | 0 | 0 | 4140.57 | 0
PS | 0 | 0 | 0 | 0 | 0 | 0
PV | 0.29 | 61.53 | 29.38 | 0 | 0 | 1.39
PeakG | 0 | 0 | 0 | 0 | 0 | 0
PeakO | 0 | 0 | 0 | 0 | 0 | 0
ST | 0 | 0 | 0 | 0 | 0 | 0
STOG | 0 | 0 | 0 | 0 | 0 | 0
STWD | 0 | 0 | 0 | 0 | 0 | 0
WT | 0 | 0 | 0 | 0 | 0 | 0
IGCC | 0 | 0 | 0 | 0 | 0 | 0
DemandResponse | 0 | 0 | 0 | 0 | 0 | 0
IGCC-CCS | 0 | 0 | 0 | 0 | 0 | 0
WT_off | 0 | 0 | 0 | 0 | 0 | 0
PseudoUnit | 0 | 0 | 0 | 0 | 0 | 0
FixedInterchange | 0 | 0 | 0 | 0 | 0 | 0
New Build Capacity by Reporting Type: FRCC
ReportingType | 2015 | 2020 | 2025 | 2030 | 2035 | 2040
BM | 0 | 0 | 0 | 0 | 0 | 2001.91
CC | 12284.79 | 0.02 | 0 | 0 | 0 | 0
CSP | 0 | 0 | 0 | 0 | 0 | 0
CT | 2480 | 0 | 0 | 0 | 0 | 0
Coal | 0 | 0 | 0 | 0 | 0 | 0
Geo | 0 | 0 | 0 | 0 | 0 | 0
H | 0 | 0 | 0 | 0 | 0 | 0
LFG | 0 | 0 | 198 | 0 | 0 | 0
Nuc | 229.33 | 0 | 3101.55 | 10953.96 | 8582.35 | 3622.1
PS | 0 | 0 | 0 | 0 | 0 | 0
PV | 0 | 0 | 0 | 0 | 0 | 0
PeakG | 0 | 0 | 0 | 0 | 0 | 0
PeakO | 0 | 0 | 0 | 0 | 0 | 0
ST | 0 | 0 | 0 | 0 | 0 | 0
STOG | 0 | 0 | 0 | 0 | 0 | 0
STWD | 0 | 0 | 0 | 0 | 0 | 0
WT | 0 | 0 | 0 | 0 | 0 | 0
IGCC | 0 | 0 | 0 | 0 | 0 | 0
DemandResponse | 0 | 0 | 0 | 0 | 0 | 0
IGCC-CCS | 0 | 0 | 0 | 0 | 0 | 0
WT_off | 0 | 0 | 0 | 0 | 0 | 0
PseudoUnit | 0 | 0 | 0 | 0 | 0 | 0
FixedInterchange | 0 | 0 | 0 | 0 | 0 | 0
New Build Capacity by Reporting Type: MAPP_US
ReportingType | 2015 | 2020 | 2025 | 2030 | 2035 | 2040
BM | 0 | 0 | 0 | 0 | 34.97 | 31.01
CC | 0 | 0 | 0 | 0 | 0 | 0
CSP | 0 | 0 | 0 | 0 | 0 | 0
CT | 308.3 | 0 | 0 | 154.96 | 0 | 0
Coal | 0 | 0 | 0 | 0 | 0 | 0
Geo | 0 | 0 | 0 | 0 | 0 | 0
H | 0 | 0 | 0 | 0 | 0 | 0
LFG | 0 | 0 | 0 | 71.67 | 0 | 0
Nuc | 0 | 0 | 0 | 0 | 0 | 0
PS | 0 | 0 | 0 | 0 | 0 | 0
PV | 0 | 0 | 0 | 0 | 0 | 0
PeakG | 0 | 0 | 0 | 0 | 0 | 0
PeakO | 0 | 0 | 0 | 0 | 0 | 0
ST | 0 | 0 | 0 | 0 | 0 | 0
STOG | 0 | 0 | 0 | 0 | 0 | 0
STWD | 0 | 0 | 0 | 0 | 0 | 0
WT | 421.3 | 7470.47 | 3844.9 | 0 | 0 | 0
IGCC | 0 | 0 | 0 | 0 | 0 | 0
DemandResponse | 0 | 0 | 0 | 0 | 0 | 0
IGCC-CCS | 0 | 0 | 0 | 0 | 0 | 0
WT_off | 0 | 0 | 0 | 0 | 0 | 0
PseudoUnit | 0 | 0 | 0 | 0 | 0 | 0
FixedInterchange | 0 | 0 | 0 | 0 | 0 | 0
New Build Capacity by Reporting Type: MISO_IN
ReportingType | 2015 | 2020 | 2025 | 2030 | 2035 | 2040
BM | 0 | 0 | 0 | 0 | 0 | 6144.51
CC | 3286.08 | 17540.29 | 0 | 0 | 0 | 0
CSP | 0 | 0 | 0 | 0 | 0 | 0
CT | 0 | 0 | 0 | 0 | 0 | 0
Coal | 0 | 0 | 0 | 0 | 0 | 0
Geo | 0 | 0 | 0 | 0 | 0 | 0
H | 0 | 0 | 0 | 0 | 0 | 0
LFG | 0 | 0 | 80.12 | 0 | 0 | 0
Nuc | 0 | 0 | 0 | 0 | 0 | 57.27
PS | 0 | 0 | 0 | 0 | 0 | 0
PV | 0 | 225.83 | 0 | 0 | 0 | 0
PeakG | 0 | 0 | 0 | 0 | 0 | 0
PeakO | 0 | 0 | 0 | 0 | 0 | 0
ST | 0 | 0 | 0 | 0 | 0 | 0
STOG | 0 | 0 | 0 | 0 | 0 | 0
STWD | 0 | 0 | 0 | 0 | 0 | 0
WT | 0 | 0 | 0 | 0 | 0 | 0
IGCC | 618 | 0 | 0 | 0 | 0 | 0
DemandResponse | 0 | 0 | 0 | 0 | 0 | 0
IGCC-CCS | 0 | 0 | 0 | 0 | 0 | 0
WT_off | 0 | 0 | 0 | 0 | 0 | 0
PseudoUnit | 0 | 0 | 0 | 0 | 0 | 0
FixedInterchange | 0 | 0 | 0 | 0 | 0 | 0
New Build Capacity by Reporting Type: MISO_MI
ReportingType | 2015 | 2020 | 2025 | 2030 | 2035 | 2040
BM | 0 | 0 | 0 | 0 | 0 | 1771.34
CC | 1441.11 | 0 | 0 | 0 | 0 | 0
CSP | 0 | 0 | 0 | 0 | 0 | 0
CT | 0 | 0 | 0 | 0 | 0 | 0
Coal | 0 | 0 | 0 | 0 | 0 | 0
Geo | 0 | 0 | 0 | 0 | 0 | 0
H | 0 | 0 | 0 | 0 | 0 | 0
LFG | 0 | 0 | 160.25 | 0 | 0 | 0
Nuc | 0 | 0 | 0 | 826.34 | 1454.72 | 3547.69
PS | 0 | 0 | 0 | 0 | 0 | 0
PV | 0 | 0 | 0 | 0 | 0 | 0
PeakG | 0 | 0 | 0 | 0 | 0 | 0
PeakO | 0 | 0 | 0 | 0 | 0 | 0
ST | 0 | 0 | 0 | 0 | 0 | 0
STOG | 0 | 0 | 0 | 0 | 0 | 0
STWD | 0 | 0 | 0 | 0 | 0 | 0
WT | 2000 | 263.11 | 0 | 0 | 0 | 336.89
IGCC | 0 | 0 | 0 | 0 | 0 | 0
DemandResponse | 0 | 0 | 0 | 0 | 0 | 0
IGCC-CCS | 0 | 0 | 0 | 0 | 0 | 0
WT_off | 0 | 0 | 0 | 0 | 0 | 0
PseudoUnit | 0 | 0 | 0 | 0 | 0 | 0
FixedInterchange | 0 | 0 | 0 | 0 | 0 | 0
New Build Capacity by Reporting Type: MISO_MO-IL
ReportingType | 2015 | 2020 | 2025 | 2030 | 2035 | 2040
BM | 0 | 0 | 0 | 0 | 0 | 1472.06
CC | 0 | 1749.62 | 0 | 0 | 0 | 0
CSP | 0 | 0 | 0 | 0 | 0 | 0
CT | 0 | 0 | 0 | 0 | 0 | 0
Coal | 1790 | 0 | 0 | 0 | 0 | 0
Geo | 0 | 0 | 0 | 0 | 0 | 0
H | 0 | 0 | 280 | 0 | 0 | 0
LFG | 0 | 0 | 223.33 | 0 | 0 | 0
Nuc | 0 | 0 | 0 | 0 | 0 | 0
PS | 0 | 0 | 0 | 0 | 0 | 0
PV | 0 | 0 | 0 | 0 | 0 | 0
PeakG | 0 | 0 | 0 | 0 | 0 | 0
PeakO | 0 | 0 | 0 | 0 | 0 | 0
ST | 0 | 0 | 0 | 0 | 0 | 0
STOG | 0 | 0 | 0 | 0 | 0 | 0
STWD | 0 | 0 | 0 | 0 | 0 | 0
WT | 300 | 0 | 5600 | 0 | 0 | 0
IGCC | 0 | 0 | 0 | 0 | 0 | 0
DemandResponse | 0 | 0 | 0 | 0 | 0 | 0
IGCC-CCS | 0 | 0 | 0 | 0 | 0 | 0
WT_off | 0 | 0 | 0 | 0 | 0 | 0
PseudoUnit | 0 | 0 | 0 | 0 | 0 | 0
FixedInterchange | 0 | 0 | 0 | 0 | 0 | 0
New Build Capacity by Reporting Type: MISO_W
ReportingType | 2015 | 2020 | 2025 | 2030 | 2035 | 2040
BM | 0 | 0 | 0 | 0 | 0 | 0
CC | 0 | 0 | 0 | 0 | 0 | 0
CSP | 0 | 0 | 0 | 0 | 0 | 0
CT | 0 | 0 | 0 | 0 | 0 | 0
Coal | 0 | 0 | 0 | 0 | 0 | 0
Geo | 0 | 0 | 0 | 0 | 0 | 0
H | 0 | 0 | 0 | 0 | 0 | 0
LFG | 0 | 0 | 0 | 71.67 | 0 | 0
Nuc | 94.33 | 0 | 0 | 0 | 0 | 0
PS | 0 | 0 | 0 | 0 | 0 | 0
PV | 0 | 0 | 0 | 0 | 0 | 0
PeakG | 0 | 0 | 0 | 0 | 0 | 0
PeakO | 0 | 0 | 0 | 0 | 0 | 0
ST | 0 | 0 | 0 | 0 | 0 | 0
STOG | 0 | 0 | 0 | 0 | 0 | 0
STWD | 0 | 0 | 0 | 0 | 0 | 0
WT | 2800.5 | 0 | 37509.57 | 0 | 0 | 1533.76
IGCC | 0 | 0 | 0 | 0 | 0 | 0
DemandResponse | 0 | 0 | 0 | 0 | 0 | 0
IGCC-CCS | 0 | 0 | 0 | 0 | 0 | 0
WT_off | 0 | 0 | 0 | 0 | 0 | 0
PseudoUnit | 0 | 0 | 0 | 0 | 0 | 0
FixedInterchange | 0 | 0 | 0 | 0 | 0 | 0
New Build Capacity by Reporting Type: MISO_WUMS
ReportingType | 2015 | 2020 | 2025 | 2030 | 2035 | 2040
BM | 0 | 0 | 0 | 0 | 0 | 3200.79
CC | 5432.84 | 2643.82 | 0 | 0 | 0 | 0
CSP | 0 | 0 | 0 | 0 | 0 | 0
CT | 0 | 0 | 0 | 0 | 0 | 0
Coal | 615 | 0 | 0 | 0 | 0 | 0
Geo | 0 | 0 | 0 | 0 | 0 | 0
H | 0 | 1 | 0 | 0 | 0 | 0
LFG | 0 | 0 | 0 | 223.33 | 0 | 0
Nuc | 235 | 0 | 0 | 309.87 | 1215.34 | 1757.85
PS | 0 | 0 | 0 | 0 | 0 | 0
PV | 0 | 0 | 0 | 0 | 0 | 0
PeakG | 0 | 0 | 0 | 0 | 0 | 0
PeakO | 0 | 0 | 0 | 0 | 0 | 0
ST | 0 | 0 | 0 | 0 | 0 | 0
STOG | 0 | 0 | 0 | 0 | 0 | 0
STWD | 0 | 0 | 0 | 0 | 0 | 0
WT | 968.9 | 0 | 0 | 0 | 0 | 30.8
IGCC | 0 | 0 | 0 | 0 | 0 | 0
DemandResponse | 0 | 0 | 0 | 0 | 0 | 0
IGCC-CCS | 0 | 0 | 0 | 0 | 0 | 0
WT_off | 0 | 0 | 0 | 0 | 0 | 0
PseudoUnit | 0 | 0 | 0 | 0 | 0 | 0
FixedInterchange | 0 | 0 | 0 | 0 | 0 | 0
New Build Capacity by Reporting Type: Nebraska
ReportingType | 2015 | 2020 | 2025 | 2030 | 2035 | 2040
BM | 0 | 0 | 0 | 0 | 0 | 825.86
CC | 222.91 | 2009.98 | 0 | 0 | 0 | 0
CSP | 0 | 0 | 0 | 0 | 0 | 0
CT | 0 | 0 | 0 | 0 | 0 | 0
Coal | 232.1 | 0 | 0 | 0 | 0 | 0
Geo | 0 | 0 | 0 | 0 | 0 | 0
H | 0 | 0 | 0 | 0 | 0 | 0
LFG | 0 | 0 | 1.17 | 70.49 | 0 | 0
Nuc | 0 | 0 | 0 | 0 | 0 | 0
PS | 0 | 0 | 0 | 0 | 0 | 0
PV | 0 | 0 | 0 | 0 | 0 | 0
PeakG | 0 | 0 | 0 | 0 | 0 | 0
PeakO | 0 | 0 | 0 | 0 | 0 | 0
ST | 0 | 0 | 0 | 0 | 0 | 0
STOG | 0 | 0 | 0 | 0 | 0 | 0
STWD | 0 | 0 | 0 | 0 | 0 | 0
WT | 202 | 0 | 0 | 0 | 0 | 0
IGCC | 0 | 0 | 0 | 0 | 0 | 0
DemandResponse | 0 | 0 | 0 | 0 | 0 | 0
IGCC-CCS | 0 | 0 | 0 | 0 | 0 | 0
WT_off | 0 | 0 | 0 | 0 | 0 | 0
PseudoUnit | 0 | 0 | 0 | 0 | 0 | 0
FixedInterchange | 0 | 0 | 0 | 0 | 0 | 0
New Build Capacity by Reporting Type: NEISO
ReportingType | 2015 | 2020 | 2025 | 2030 | 2035 | 2040
BM | 252.2 | 0 | 0 | 0 | 0 | 0
CC | 2049.5 | 0 | 0 | 0 | 0 | 0
CSP | 0 | 0 | 0 | 0 | 0 | 0
CT | 334 | 0 | 0 | 0 | 0 | 0
Coal | 0 | 0 | 0 | 0 | 0 | 0
Geo | 0 | 0 | 0 | 0 | 0 | 0
H | 0 | 0 | 0 | 0 | 3 | 0
LFG | 49.26 | 0 | 0 | 69.74 | 0 | 0
Nuc | 0 | 0 | 0 | 0 | 0 | 0
PS | 0 | 0 | 0 | 0 | 0 | 0
PV | 0 | 292.5 | 0 | 0 | 0 | 0
PeakG | 0 | 0 | 0 | 0 | 0 | 0
PeakO | 0 | 0 | 0 | 0 | 0 | 0
ST | 0 | 0 | 0 | 0 | 0 | 0
STOG | 0 | 0 | 0 | 0 | 0 | 0
STWD | 0 | 0 | 0 | 0 | 0 | 0
WT | 231.2 | 1455.6 | 1592.71 | 2000.48 | 4975.43 | 0
IGCC | 0 | 0 | 0 | 0 | 0 | 0
DemandResponse | 0 | 0 | 0 | 0 | 0 | 0
IGCC-CCS | 0 | 0 | 0 | 0 | 0 | 0
WT_off | 468 | 0 | 0 | 0 | 0 | 0
PseudoUnit | 0 | 0 | 0 | 0 | 0 | 0
FixedInterchange | 0 | 0 | 0 | 0 | 0 | 0
New Build Capacity by Reporting Type: NonRTO_Midwest
ReportingType | 2015 | 2020 | 2025 | 2030 | 2035 | 2040
BM | 0 | 0 | 0 | 0 | 745.42 | 5399.1
CC | 3030.65 | 2918.29 | 0 | 0 | 0 | 0
CSP | 0 | 0 | 0 | 0 | 0 | 0
CT | 0 | 0 | 0 | 0 | 0 | 0
Coal | 0 | 0 | 0 | 0 | 0 | 0
Geo | 0 | 0 | 0 | 0 | 0 | 0
H | 0 | 0 | 746 | 0 | 0 | 0
LFG | 0 | 0 | 160.25 | 0 | 0 | 0
Nuc | 0 | 0 | 0 | 0 | 828.87 | 0
PS | 0 | 0 | 0 | 0 | 0 | 0
PV | 0 | 0 | 0 | 0 | 0 | 0
PeakG | 0 | 0 | 0 | 0 | 0 | 0
PeakO | 0 | 0 | 0 | 0 | 0 | 0
ST | 0 | 0 | 0 | 0 | 0 | 0
STOG | 0 | 0 | 0 | 0 | 0 | 0
STWD | 0 | 0 | 0 | 0 | 0 | 0
WT | 0 | 0 | 0 | 0 | 0 | 0
IGCC | 0 | 0 | 0 | 0 | 0 | 0
DemandResponse | 0 | 0 | 0 | 0 | 0 | 0
IGCC-CCS | 0 | 0 | 0 | 0 | 0 | 0
WT_off | 0 | 0 | 0 | 0 | 0 | 0
PseudoUnit | 0 | 0 | 0 | 0 | 0 | 0
FixedInterchange | 0 | 0 | 0 | 0 | 0 | 0
New Build Capacity by Reporting Type: NYISO_A-F
ReportingType | 2015 | 2020 | 2025 | 2030 | 2035 | 2040
BM | 0 | 0 | 0 | 0 | 0 | 0
CC | 639 | 0 | 0 | 0 | 0 | 0
CSP | 0 | 0 | 0 | 0 | 0 | 0
CT | 0 | 0 | 0 | 0 | 0 | 0
Coal | 0 | 0 | 0 | 0 | 0 | 0
Geo | 0 | 0 | 0 | 0 | 0 | 0
H | 0 | 0 | 0 | 0 | 0 | 0
LFG | 6.4 | 0 | 0 | 67.93 | 0 | 0
Nuc | 168 | 0 | 0 | 0 | 0 | 0
PS | 0 | 0 | 0 | 0 | 0 | 0
PV | 0 | 0 | 0 | 0 | 0 | 0
PeakG | 0 | 0 | 0 | 0 | 0 | 0
PeakO | 0 | 0 | 0 | 0 | 0 | 0
ST | 0 | 0 | 0 | 0 | 0 | 0
STOG | 0 | 0 | 0 | 0 | 0 | 0
STWD | 0 | 0 | 0 | 0 | 0 | 0
WT | 2476.3 | 709.8 | 0 | 686.97 | 4562.29 | 2741.03
IGCC | 0 | 0 | 0 | 0 | 0 | 0
DemandResponse | 0 | 0 | 0 | 0 | 0 | 0
IGCC-CCS | 0 | 0 | 0 | 0 | 0 | 0
WT_off | 0 | 0 | 0 | 0 | 0 | 0
PseudoUnit | 0 | 0 | 0 | 0 | 0 | 0
FixedInterchange | 0 | 0 | 0 | 0 | 0 | 0
New Build Capacity by Reporting Type: NYISO_G-I
ReportingType | 2015 | 2020 | 2025 | 2030 | 2035 | 2040
BM | 0 | 0 | 0 | 0 | 545.09 | 254.91
CC | 0 | 0 | 0 | 0 | 0 | 0
CSP | 0 | 0 | 0 | 0 | 0 | 0
CT | 0 | 0 | 0 | 0 | 0 | 0
Coal | 0 | 0 | 0 | 0 | 0 | 0
Geo | 0 | 0 | 0 | 0 | 0 | 0
H | 0 | 0 | 0 | 0 | 0 | 0
LFG | 0 | 0 | 0 | 74.33 | 0 | 0
Nuc | 0 | 0 | 0 | 0 | 0 | 1410.04
PS | 0 | 0 | 0 | 0 | 0 | 0
PV | 0 | 0 | 0 | 0 | 0 | 0
PeakG | 0 | 0 | 0 | 0 | 0 | 0
PeakO | 0 | 0 | 0 | 0 | 0 | 0
ST | 0 | 0 | 0 | 0 | 0 | 0
STOG | 0 | 0 | 0 | 0 | 0 | 0
STWD | 0 | 0 | 0 | 0 | 0 | 0
WT | 0 | 60 | 0 | 300 | 0 | 0
IGCC | 0 | 0 | 0 | 0 | 0 | 0
DemandResponse | 0 | 0 | 0 | 0 | 0 | 0
IGCC-CCS | 0 | 0 | 0 | 0 | 0 | 0
WT_off | 0 | 0 | 0 | 0 | 0 | 0
PseudoUnit | 0 | 0 | 0 | 0 | 0 | 0
FixedInterchange | 0 | 0 | 0 | 0 | 0 | 0
New Build Capacity by Reporting Type: NYISO_J-K
ReportingType | 2015 | 2020 | 2025 | 2030 | 2035 | 2040
BM | 0 | 0 | 0 | 0 | 0 | 0
CC | 1175.4 | 0 | 0 | 0 | 0 | 0
CSP | 0 | 0 | 0 | 0 | 0 | 0
CT | 0 | 0 | 0 | 0 | 0 | 0
Coal | 0 | 0 | 0 | 0 | 0 | 0
Geo | 0 | 0 | 0 | 0 | 0 | 0
H | 0 | 0 | 0 | 0 | 0 | 0
LFG | 0 | 0 | 0 | 74.33 | 0 | 0
Nuc | 0 | 0 | 0 | 0 | 0 | 0
PS | 0 | 0 | 0 | 0 | 0 | 0
PV | 32 | 0 | 0 | 0 | 0 | 0
PeakG | 0 | 0 | 0 | 0 | 0 | 0
PeakO | 0 | 0 | 0 | 0 | 0 | 0
ST | 0 | 0 | 0 | 0 | 0 | 0
STOG | 0 | 0 | 0 | 0 | 0 | 0
STWD | 0 | 0 | 0 | 0 | 0 | 0
WT | 0 | 0 | 0 | 36.1 | 293.9 | 0
IGCC | 0 | 0 | 0 | 0 | 0 | 0
DemandResponse | 0 | 0 | 0 | 0 | 0 | 0
IGCC-CCS | 0 | 0 | 0 | 0 | 0 | 0
WT_off | 0 | 0 | 0 | 0 | 0 | 0
PseudoUnit | 0 | 0 | 0 | 0 | 0 | 0
FixedInterchange | 0 | 0 | 0 | 0 | 0 | 0
New Build Capacity by Reporting Type: PJM_E
ReportingType | 2015 | 2020 | 2025 | 2030 | 2035 | 2040
BM | 30 | 0 | 0 | 0 | 0 | 0
CC | 4634.3 | 0 | 0 | 0 | 0 | 0
CSP | 0 | 0 | 0 | 0 | 0 | 0
CT | 26.2 | 0 | 0 | 0 | 0 | 0
Coal | 27 | 0 | 0 | 0 | 0 | 0
Geo | 0 | 0 | 0 | 0 | 0 | 0
H | 0 | 0 | 0 | 0 | 0 | 0
LFG | 9.1 | 132.9 | 0 | 0 | 0 | 0
Nuc | 38 | 0 | 0 | 0 | 0 | 0
PS | 0 | 0 | 0 | 0 | 0 | 0
PV | 25.45 | 0 | 0 | 0 | 0 | 0
PeakG | 0 | 0 | 0 | 0 | 0 | 0
PeakO | 0 | 0 | 0 | 0 | 0 | 0
ST | 0 | 0 | 0 | 0 | 0 | 0
STOG | 0 | 0 | 0 | 0 | 0 | 0
STWD | 0 | 0 | 0 | 0 | 0 | 0
WT | 1150 | 0 | 0 | 0 | 20 | 0
IGCC | 0 | 0 | 0 | 0 | 0 | 0
DemandResponse | 0 | 0 | 0 | 0 | 0 | 0
IGCC-CCS | 0 | 0 | 0 | 0 | 0 | 0
WT_off | 0 | 0 | 1100 | 0 | 584.18 | 7915.82
PseudoUnit | 0 | 0 | 0 | 0 | 0 | 0
FixedInterchange | 0 | 0 | 0 | 0 | 0 | 0
New Build Capacity by Reporting Type: PJM_ROM
ReportingType | 2015 | 2020 | 2025 | 2030 | 2035 | 2040
BM | 18 | 0 | 0 | 0 | 2339.79 | 0
CC | 1678.5 | 0 | 0 | 0 | 0 | 0
CSP | 0 | 0 | 0 | 0 | 0 | 0
CT | 16 | 0 | 0 | 0 | 0 | 0
Coal | 32.5 | 0 | 0 | 0 | 0 | 0
Geo | 0 | 0 | 0 | 0 | 0 | 0
H | 0 | 0 | 678 | 0 | 0 | 0
LFG | 18.9 | 265.1 | 0 | 0 | 0 | 0
Nuc | 0 | 0 | 0 | 0 | 1652.03 | 2330.36
PS | 0 | 0 | 0 | 0 | 0 | 0
PV | 0 | 1355.2 | 758.74 | 169.83 | 12.8 | 61.08
PeakG | 0 | 0 | 0 | 0 | 0 | 0
PeakO | 0 | 0 | 0 | 0 | 0 | 0
ST | 0 | 0 | 0 | 0 | 0 | 0
STOG | 0 | 0 | 0 | 0 | 0 | 0
STWD | 0 | 0 | 0 | 0 | 0 | 0
WT | 479.8 | 750.2 | 0 | 0 | 5810 | 0
IGCC | 0 | 0 | 0 | 0 | 0 | 0
DemandResponse | 0 | 0 | 0 | 0 | 0 | 0
IGCC-CCS | 0 | 0 | 0 | 0 | 0 | 0
WT_off | 0 | 0 | 0 | 0 | 0 | 10814.93
PseudoUnit | 0 | 0 | 0 | 0 | 0 | 0
FixedInterchange | 0 | 0 | 0 | 0 | 0 | 0
New Build Capacity by Reporting Type: PJM_ROR
ReportingType | 2015 | 2020 | 2025 | 2030 | 2035 | 2040
BM | 385 | 0 | 0 | 0 | 0 | 10171.34
CC | 18669.22 | 5891.66 | 0 | 0 | 0 | 0
CSP | 0 | 0 | 0 | 0 | 0 | 0
CT | 29 | 0 | 0 | 0 | 0 | 0
Coal | 2164 | 0 | 0 | 0 | 0 | 0
Geo | 0 | 0 | 0 | 0 | 0 | 0
H | 0 | 503 | 0 | 0 | 0 | 0
LFG | 57.4 | 513.71 | 0 | 0 | 0 | 0
Nuc | 38 | 0 | 0 | 0 | 3780.21 | 15028.97
PS | 0 | 0 | 0 | 0 | 0 | 0
PV | 0 | 0 | 210.91 | 7.83 | 0 | 0
PeakG | 0 | 0 | 0 | 0 | 0 | 0
PeakO | 0 | 0 | 0 | 0 | 0 | 0
ST | 0 | 0 | 0 | 0 | 0 | 0
STOG | 0 | 0 | 0 | 0 | 0 | 0
STWD | 0 | 0 | 0 | 0 | 0 | 0
WT | 8325.7 | 191.7 | 6696.19 | 38386.41 | 0 | 0
IGCC | 0 | 0 | 0 | 0 | 0 | 0
DemandResponse | 0 | 0 | 0 | 0 | 0 | 0
IGCC-CCS | 0 | 0 | 0 | 0 | 0 | 0
WT_off | 0 | 0 | 0 | 0 | 0 | 0
PseudoUnit | 0 | 0 | 0 | 0 | 0 | 0
FixedInterchange | 0 | 0 | 0 | 0 | 0 | 0
New Build Capacity by Reporting Type: SOCO
ReportingType | 2015 | 2020 | 2025 | 2030 | 2035 | 2040
BM | 55 | 0 | 0 | 0 | 6500.24 | 0
CC | 7201.16 | 4949.29 | 0 | 0 | 0 | 0
CSP | 0 | 0 | 0 | 0 | 0 | 0
CT | 0 | 0 | 0 | 0 | 0 | 0
Coal | 0 | 0 | 0 | 0 | 0 | 0
Geo | 0 | 0 | 0 | 0 | 0 | 0
H | 0 | 0 | 0 | 0 | 0 | 0
LFG | 0 | 0 | 107.4 | 0 | 0 | 0
Nuc | 70 | 2200 | 0 | 8533.58 | 2720.37 | 8434.12
PS | 0 | 0 | 0 | 0 | 0 | 0
PV | 0 | 0 | 0 | 0 | 0 | 0
PeakG | 0 | 0 | 0 | 0 | 0 | 0
PeakO | 0 | 0 | 0 | 0 | 0 | 0
ST | 0 | 0 | 0 | 0 | 0 | 0
STOG | 0 | 0 | 0 | 0 | 0 | 0
STWD | 0 | 0 | 0 | 0 | 0 | 0
WT | 0 | 0 | 0 | 0 | 100 | 0
IGCC | 0 | 0 | 0 | 0 | 0 | 0
DemandResponse | 0 | 0 | 0 | 0 | 0 | 0
IGCC-CCS | 0 | 0 | 0 | 0 | 0 | 0
WT_off | 0 | 0 | 0 | 0 | 0 | 0
PseudoUnit | 0 | 0 | 0 | 0 | 0 | 0
FixedInterchange | 0 | 0 | 0 | 0 | 0 | 0
New Build Capacity by Reporting Type: SPP_N
ReportingType | 2015 | 2020 | 2025 | 2030 | 2035 | 2040
BM | 0 | 0 | 0 | 0 | 5462.34 | 943.26
CC | 1447.04 | 2819.43 | 0 | 0 | 0 | 0
CSP | 0 | 0 | 0 | 0 | 0 | 0
CT | 0 | 0 | 0 | 0 | 0 | 0
Coal | 465.04 | 0 | 0 | 0 | 0 | 0
Geo | 0 | 0 | 0 | 0 | 0 | 0
H | 0 | 0 | 0 | 0 | 0 | 0
LFG | 0 | 0 | 95 | 0 | 0 | 0
Nuc | 0 | 0 | 0 | 0 | 0 | 0
PS | 0 | 0 | 0 | 0 | 0 | 0
PV | 0 | 0 | 0 | 0 | 0 | 0
PeakG | 0 | 0 | 0 | 0 | 0 | 0
PeakO | 0 | 0 | 0 | 0 | 0 | 0
ST | 0 | 0 | 0 | 0 | 0 | 0
STOG | 0 | 0 | 0 | 0 | 0 | 0
STWD | 0 | 0 | 0 | 0 | 0 | 0
WT | 0 | 12451.49 | 0 | 0 | 71.07 | 997.03
IGCC | 0 | 0 | 0 | 0 | 0 | 0
DemandResponse | 0 | 0 | 0 | 0 | 0 | 0
IGCC-CCS | 0 | 0 | 0 | 0 | 0 | 0
WT_off | 0 | 0 | 0 | 0 | 0 | 0
PseudoUnit | 0 | 0 | 0 | 0 | 0 | 0
FixedInterchange | 0 | 0 | 0 | 0 | 0 | 0
New Build Capacity by Reporting Type: SPP_S
ReportingType | 2015 | 2020 | 2025 | 2030 | 2035 | 2040
BM | 0 | 0 | 0 | 0 | 2179.52 | 1791.09
CC | 0 | 4727.98 | 0 | 0 | 0 | 0
CSP | 0 | 0 | 0 | 0 | 0 | 0
CT | 412.99 | 300 | 0 | 0 | 0 | 0
Coal | 988 | 0 | 0 | 0 | 0 | 0
Geo | 0 | 0 | 0 | 0 | 0 | 0
H | 0 | 0 | 0 | 91 | 0 | 0
LFG | 0 | 0 | 95 | 0 | 0 | 0
Nuc | 0 | 0 | 0 | 1410.24 | 0 | 0
PS | 0 | 0 | 0 | 0 | 0 | 0
PV | 0 | 0 | 0 | 0 | 0 | 0
PeakG | 0 | 0 | 0 | 0 | 0 | 0
PeakO | 0 | 0 | 0 | 0 | 0 | 0
ST | 0 | 0 | 0 | 0 | 0 | 0
STOG | 0 | 0 | 0 | 0 | 0 | 0
STWD | 0 | 0 | 0 | 0 | 0 | 0
WT | 430 | 28859.75 | 0 | 0 | 0 | 0
IGCC | 0 | 0 | 0 | 0 | 0 | 0
DemandResponse | 0 | 0 | 0 | 0 | 0 | 0
IGCC-CCS | 0 | 0 | 0 | 0 | 0 | 0
WT_off | 0 | 0 | 0 | 0 | 0 | 0
PseudoUnit | 0 | 0 | 0 | 0 | 0 | 0
FixedInterchange | 0 | 0 | 0 | 0 | 0 | 0
New Build Capacity by Reporting Type: TVA
ReportingType | 2015 | 2020 | 2025 | 2030 | 2035 | 2040
BM | 0 | 0 | 0 | 0 | 7394.28 | 0
CC | 4636.65 | 4825.44 | 0 | 0 | 0 | 0
CSP | 0 | 0 | 0 | 0 | 0 | 0
CT | 0 | 0 | 0 | 0 | 0 | 0
Coal | 0 | 0 | 0 | 0 | 0 | 0
Geo | 0 | 0 | 0 | 0 | 0 | 0
H | 0 | 0 | 27 | 0 | 0 | 0
LFG | 0 | 0 | 107.4 | 0 | 0 | 0
Nuc | 1697.89 | 0 | 0 | 0 | 2398.7 | 4816.5
PS | 0 | 0 | 0 | 0 | 0 | 0
PV | 0 | 0 | 0 | 0 | 0 | 51.11
PeakG | 0 | 0 | 0 | 0 | 0 | 0
PeakO | 0 | 0 | 0 | 0 | 0 | 0
ST | 0 | 0 | 0 | 0 | 0 | 0
STOG | 0 | 0 | 0 | 0 | 0 | 0
STWD | 0 | 0 | 0 | 0 | 0 | 0
WT | 0 | 0 | 0 | 0 | 100 | 0
IGCC | 0 | 0 | 0 | 0 | 0 | 0
DemandResponse | 0 | 0 | 0 | 0 | 0 | 0
IGCC-CCS | 0 | 0 | 0 | 0 | 0 | 0
WT_off | 0 | 0 | 0 | 0 | 0 | 0
PseudoUnit | 0 | 0 | 0 | 0 | 0 | 0
FixedInterchange | 0 | 0 | 0 | 0 | 0 | 0
New Build Capacity by Reporting Type: TVA_Transmission
ReportingType | 2015 | 2020 | 2025 | 2030 | 2035 | 2040
BM | 0 | 0 | 0 | 0 | 0 | 0
CC | 0 | 0 | 0 | 0 | 0 | 0
CSP | 0 | 0 | 0 | 0 | 0 | 0
CT | 0 | 0 | 0 | 0 | 0 | 0
Coal | 0 | 0 | 0 | 0 | 0 | 0
Geo | 0 | 0 | 0 | 0 | 0 | 0
H | 0 | 0 | 0 | 0 | 0 | 0
LFG | 0 | 0 | 0 | 0 | 0 | 0
Nuc | 0 | 0 | 0 | 0 | 0 | 0
PS | 0 | 0 | 0 | 0 | 0 | 0
PV | 0 | 0 | 0 | 0 | 0 | 0
PeakG | 0 | 0 | 0 | 0 | 0 | 0
PeakO | 0 | 0 | 0 | 0 | 0 | 0
ST | 0 | 0 | 0 | 0 | 0 | 0
STOG | 0 | 0 | 0 | 0 | 0 | 0
STWD | 0 | 0 | 0 | 0 | 0 | 0
WT | 0 | 0 | 0 | 0 | 0 | 0
IGCC | 0 | 0 | 0 | 0 | 0 | 0
DemandResponse | 0 | 0 | 0 | 0 | 0 | 0
IGCC-CCS | 0 | 0 | 0 | 0 | 0 | 0
WT_off | 0 | 0 | 0 | 0 | 0 | 0
PseudoUnit | 0 | 0 | 0 | 0 | 0 | 0
FixedInterchange | 0 | 0 | 0 | 0 | 0 | 0
New Build Capacity by Reporting Type: VACAR
ReportingType | 2015 | 2020 | 2025 | 2030 | 2035 | 2040
BM | 0.92 | 170.21 | 538.56 | 12.74 | 0 | 5307.42
CC | 16076.63 | 0 | 0 | 0 | 0 | 0
CSP | 0 | 0 | 0 | 0 | 0 | 0
CT | 717.2 | 0 | 0 | 0 | 0 | 0
Coal | 825 | 0 | 0 | 0 | 0 | 0
Geo | 0 | 0 | 0 | 0 | 0 | 0
H | 0 | 0 | 0 | 0 | 0 | 0
LFG | 0.34 | 107.06 | 0 | 0 | 0 | 0
Nuc | 0 | 2330 | 2210.72 | 1335.16 | 0 | 0
PS | 0 | 0 | 0 | 0 | 0 | 0
PV | 0 | 133.61 | 2.34 | 0.8 | 0 | 3
PeakG | 0 | 0 | 0 | 0 | 0 | 0
PeakO | 0 | 0 | 0 | 0 | 0 | 0
ST | 0 | 0 | 0 | 0 | 0 | 0
STOG | 0 | 0 | 0 | 0 | 0 | 0
STWD | 0 | 0 | 0 | 0 | 0 | 0
WT | 0.9 | 3499.1 | 0 | 0 | 0 | 0
IGCC | 0 | 0 | 0 | 0 | 0 | 0
DemandResponse | 0 | 0 | 0 | 0 | 0 | 0
IGCC-CCS | 0 | 0 | 0 | 0 | 0 | 0
WT_off | 1 | 0 | 0 | 0 | 28250.69 | 10998.31
PseudoUnit | 0 | 0 | 0 | 0 | 0 | 0
FixedInterchange | 0 | 0 | 0 | 0 | 0 | 0
New Build Capacity by Reporting Type: IESO
ReportingType | 2015 | 2020 | 2025 | 2030 | 2035 | 2040
BM | 326.33 | 0 | 0 | 0 | 0 | 0
CC | 1263 | 0 | 0 | 0 | 0 | 0
CSP | 0 | 0 | 0 | 0 | 0 | 0
CT | 368 | 0 | 0 | 0 | 0 | 0
Coal | 0 | 0 | 0 | 0 | 0 | 0
Geo | 0 | 0 | 0 | 0 | 0 | 0
H | 0 | 0 | 0 | 0 | 0 | 0
LFG | 14.5 | 0 | 0 | 0 | 0 | 0
Nuc | 0 | 0 | 0 | 0 | 0 | 0
PS | 0 | 0 | 0 | 0 | 0 | 0
PV | 1067.26 | 0 | 0 | 0 | 0 | 0
PeakG | 0 | 0 | 0 | 0 | 0 | 0
PeakO | 0 | 0 | 0 | 0 | 0 | 0
ST | 0 | 0 | 0 | 0 | 0 | 0
STOG | 0 | 0 | 0 | 0 | 0 | 0
STWD | 0 | 0 | 0 | 0 | 0 | 0
WT | 2105.9 | 0 | 0 | 0 | 0 | 0
IGCC | 0 | 0 | 0 | 0 | 0 | 0
DemandResponse | 0 | 0 | 0 | 0 | 0 | 0
IGCC-CCS | 0 | 0 | 0 | 0 | 0 | 0
WT_off | 0 | 0 | 0 | 0 | 0 | 0
PseudoUnit | 0 | 0 | 0 | 0 | 0 | 0
FixedInterchange | 0 | 0 | 0 | 0 | 0 | 0
New Build Capacity by Reporting Type: MAPP_CA
ReportingType | 2015 | 2020 | 2025 | 2030 | 2035 | 2040
BM | 0 | 0 | 0 | 0 | 0 | 0
CC | 281.76 | 0 | 0 | 0 | 0 | 0
CSP | 0 | 0 | 0 | 0 | 0 | 0
CT | 0 | 0 | 0 | 0 | 0 | 0
Coal | 0 | 0 | 0 | 0 | 0 | 0
Geo | 0 | 0 | 0 | 0 | 0 | 0
H | 0 | 695 | 1495 | 2006.63 | 115.04 | 0
LFG | 0 | 0 | 0 | 0 | 0 | 0
Nuc | 0 | 0 | 0 | 0 | 0 | 0
PS | 0 | 0 | 0 | 0 | 0 | 0
PV | 0 | 0 | 0 | 0 | 0 | 0
PeakG | 0 | 0 | 0 | 0 | 0 | 0
PeakO | 0 | 0 | 0 | 0 | 0 | 0
ST | 0 | 0 | 0 | 0 | 0 | 0
STOG | 0 | 0 | 0 | 0 | 0 | 0
STWD | 0 | 0 | 0 | 0 | 0 | 0
WT | 302.4 | 0 | 0 | 0 | 0 | 0
IGCC | 0 | 0 | 0 | 0 | 0 | 0
DemandResponse | 0 | 0 | 0 | 0 | 0 | 0
IGCC-CCS | 0 | 0 | 0 | 0 | 0 | 0
WT_off | 0 | 0 | 0 | 0 | 0 | 0
PseudoUnit | 0 | 0 | 0 | 0 | 0 | 0
FixedInterchange | 0 | 0 | 0 | 0 | 0 | 0
New Build Capacity by Reporting Type: AZ_NM_SNV_Coal
ReportingType | 2015 | 2020 | 2025 | 2030 | 2035 | 2040
BM | 0 | 0 | 0 | 0 | 0 | 0
CC | 0 | 0 | 0 | 0 | 0 | 0
CSP | 0 | 0 | 0 | 0 | 0 | 0
CT | 0 | 0 | 0 | 0 | 0 | 0
Coal | 0 | 0 | 0 | 0 | 0 | 0
Geo | 0 | 0 | 0 | 0 | 0 | 0
H | 0 | 0 | 0 | 0 | 0 | 0
LFG | 0 | 0 | 0 | 0 | 0 | 0
Nuc | 0 | 0 | 0 | 0 | 0 | 0
PS | 0 | 0 | 0 | 0 | 0 | 0
PV | 0 | 0 | 0 | 0 | 0 | 0
PeakG | 0 | 0 | 0 | 0 | 0 | 0
PeakO | 0 | 0 | 0 | 0 | 0 | 0
ST | 0 | 0 | 0 | 0 | 0 | 0
STOG | 0 | 0 | 0 | 0 | 0 | 0
STWD | 0 | 0 | 0 | 0 | 0 | 0
WT | 0 | 0 | 0 | 0 | 0 | 0
IGCC | 0 | 0 | 0 | 0 | 0 | 0
DemandResponse | 0 | 0 | 0 | 0 | 0 | 0
IGCC-CCS | 0 | 0 | 0 | 0 | 0 | 0
WT_off | 0 | 0 | 0 | 0 | 0 | 0
PseudoUnit | 0 | 0 | 0 | 0 | 0 | 0
FixedInterchange | 0 | 0 | 0 | 0 | 0 | 0
New Build Capacity by Reporting Type: AZ_NM_SNV_Gas
ReportingType | 2015 | 2020 | 2025 | 2030 | 2035 | 2040
BM | 0 | 0 | 0 | 0 | 0 | 0
CC | 668 | 1549.28 | 0 | 0 | 0 | 0
CSP | 0 | 0 | 0 | 0 | 0 | 0
CT | 736 | 0 | 0 | 0 | 0 | 0
Coal | 0 | 0 | 0 | 0 | 0 | 0
Geo | 0 | 0 | 0 | 0 | 0 | 0
H | 0 | 0 | 0 | 0 | 0 | 0
LFG | 0 | 0 | 0 | 0 | 0 | 0
Nuc | 0 | 0 | 0 | 0 | 0 | 0
PS | 0 | 0 | 0 | 0 | 0 | 0
PV | 0 | 0 | 0 | 0 | 0 | 0
PeakG | 0 | 0 | 0 | 0 | 0 | 0
PeakO | 0 | 0 | 0 | 0 | 0 | 0
ST | 0 | 0 | 0 | 0 | 0 | 0
STOG | 0 | 0 | 0 | 0 | 0 | 0
STWD | 0 | 0 | 0 | 0 | 0 | 0
WT | 0 | 0 | 0 | 0 | 0 | 0
IGCC | 0 | 0 | 0 | 0 | 0 | 0
DemandResponse | 0 | 0 | 0 | 0 | 0 | 0
IGCC-CCS | 0 | 0 | 0 | 0 | 0 | 0
WT_off | 0 | 0 | 0 | 0 | 0 | 0
PseudoUnit | 0 | 0 | 0 | 0 | 0 | 0
FixedInterchange | 0 | 0 | 0 | 0 | 0 | 0
New Build Capacity by Reporting Type: AZ_NM_SNV_NucRenew
ReportingType | 2015 | 2020 | 2025 | 2030 | 2035 | 2040
BM | 0 | 0 | 0 | 0 | 0 | 78.17
CC | 0 | 0 | 0 | 0 | 0 | 0
CSP | 0 | 0 | 0 | 0 | 0 | 0
CT | 0 | 0 | 0 | 0 | 0 | 0
Coal | 0 | 0 | 0 | 0 | 0 | 0
Geo | 0 | 0 | 1450 | 0 | 0 | 0
H | 0 | 0 | 0 | 0 | 0 | 0
LFG | 0 | 0 | 60.67 | 0 | 0 | 0
Nuc | 0 | 0 | 0 | 3204.65 | 6866.42 | 0
PS | 0 | 0 | 0 | 0 | 0 | 0
PV | 95.7 | 0 | 0 | 0 | 0 | 0
PeakG | 0 | 0 | 0 | 0 | 0 | 0
PeakO | 0 | 0 | 0 | 0 | 0 | 0
ST | 280 | 445.61 | 227.78 | 131.78 | 521.78 | 0
STOG | 0 | 0 | 0 | 0 | 0 | 0
STWD | 0 | 0 | 0 | 0 | 0 | 0
WT | 65.1 | 11789.82 | 0 | 0 | 0 | 0
IGCC | 0 | 0 | 0 | 0 | 0 | 0
DemandResponse | 0 | 0 | 0 | 0 | 0 | 0
IGCC-CCS | 0 | 0 | 0 | 0 | 0 | 0
WT_off | 0 | 0 | 0 | 0 | 0 | 0
PseudoUnit | 0 | 0 | 0 | 0 | 0 | 0
FixedInterchange | 0 | 0 | 0 | 0 | 0 | 0
New Build Capacity by Reporting Type: ERCOT
ReportingType | 2015 | 2020 | 2025 | 2030 | 2035 | 2040
BM | 145 | 0 | 0 | 0 | 3919.97 | 0
CC | 16530.14 | 0 | 0 | 0 | 0 | 0
CSP | 0 | 0 | 0 | 0 | 0 | 0
CT | 250 | 0 | 0 | 0 | 0 | 0
Coal | 2020 | 0 | 0 | 0 | 0 | 0
Geo | 0 | 0 | 0 | 0 | 0 | 0
H | 0 | 0 | 0 | 0 | 0 | 0
LFG | 0 | 0 | 354 | 0 | 0 | 0
Nuc | 0 | 0 | 0 | 1685.54 | 9416.46 | 4761.15
PS | 0 | 0 | 0 | 0 | 0 | 0
PV | 14 | 0 | 0 | 0 | 0 | 0
PeakG | 0 | 0 | 0 | 0 | 0 | 0
PeakO | 0 | 0 | 0 | 0 | 0 | 0
ST | 0 | 0 | 0 | 0 | 0 | 0
STOG | 0 | 0 | 0 | 0 | 0 | 0
STWD | 0 | 0 | 0 | 0 | 0 | 0
WT | 350.1 | 0 | 19454.31 | 0 | 0 | 253.59
IGCC | 0 | 0 | 0 | 0 | 0 | 0
DemandResponse | 0 | 0 | 0 | 0 | 0 | 0
IGCC-CCS | 0 | 0 | 0 | 0 | 0 | 0
WT_off | 0 | 0 | 0 | 0 | 0 | 0
PseudoUnit | 0 | 0 | 0 | 0 | 0 | 0
FixedInterchange | 0 | 0 | 0 | 0 | 0 | 0
New Build Capacity by Reporting Type: NP15
ReportingType | 2015 | 2020 | 2025 | 2030 | 2035 | 2040
BM | 0 | 0 | 0 | 0 | 0 | 295.05
CC | 1666.47 | 653.46 | 0 | 0 | 0 | 0
CSP | 0 | 0 | 0 | 0 | 0 | 0
CT | 212.6 | 0 | 0 | 0 | 0 | 0
Coal | 0 | 0 | 0 | 0 | 0 | 0
Geo | 0 | 566.23 | 33.77 | 0 | 0 | 0
H | 0 | 0 | 0 | 0 | 0 | 0
LFG | 0 | 378.43 | 186.57 | 0 | 0 | 0
Nuc | 0 | 0 | 0 | 4197.28 | 2587.08 | 921.92
PS | 0 | 0 | 0 | 0 | 0 | 0
PV | 6.5 | 0 | 0 | 0 | 0 | 0
PeakG | 0 | 0 | 0 | 0 | 0 | 0
PeakO | 0 | 0 | 0 | 0 | 0 | 0
ST | 29 | 0 | 0 | 0 | 0 | 0
STOG | 0 | 0 | 0 | 0 | 0 | 0
STWD | 0 | 0 | 0 | 0 | 0 | 0
WT | 101.2 | 3298.8 | 0 | 0 | 8421.97 | 720.43
IGCC | 0 | 0 | 0 | 0 | 0 | 0
DemandResponse | 0 | 0 | 0 | 0 | 0 | 0
IGCC-CCS | 0 | 0 | 0 | 0 | 0 | 0
WT_off | 0 | 0 | 0 | 0 | 0 | 0
PseudoUnit | 0 | 0 | 0 | 0 | 0 | 0
FixedInterchange | 0 | 0 | 0 | 0 | 0 | 0
New Build Capacity by Reporting Type: NWPP_Coal
ReportingType | 2015 | 2020 | 2025 | 2030 | 2035 | 2040
BM | 0 | 0 | 0 | 0 | 0 | 0
CC | 0 | 0 | 0 | 0 | 0 | 0
CSP | 0 | 0 | 0 | 0 | 0 | 0
CT | 0 | 0 | 0 | 0 | 0 | 0
Coal | 0 | 0 | 0 | 0 | 0 | 0
Geo | 0 | 0 | 0 | 0 | 0 | 0
H | 0 | 0 | 0 | 0 | 0 | 0
LFG | 0 | 0 | 0 | 0 | 0 | 0
Nuc | 0 | 0 | 0 | 0 | 0 | 0
PS | 0 | 0 | 0 | 0 | 0 | 0
PV | 0 | 0 | 0 | 0 | 0 | 0
PeakG | 0 | 0 | 0 | 0 | 0 | 0
PeakO | 0 | 0 | 0 | 0 | 0 | 0
ST | 0 | 0 | 0 | 0 | 0 | 0
STOG | 0 | 0 | 0 | 0 | 0 | 0
STWD | 0 | 0 | 0 | 0 | 0 | 0
WT | 0 | 0 | 0 | 0 | 0 | 0
IGCC | 0 | 0 | 0 | 0 | 0 | 0
DemandResponse | 0 | 0 | 0 | 0 | 0 | 0
IGCC-CCS | 0 | 0 | 0 | 0 | 0 | 0
WT_off | 0 | 0 | 0 | 0 | 0 | 0
PseudoUnit | 0 | 0 | 0 | 0 | 0 | 0
FixedInterchange | 0 | 0 | 0 | 0 | 0 | 0
New Build Capacity by Reporting Type: NWPP_Gas
ReportingType | 2015 | 2020 | 2025 | 2030 | 2035 | 2040
BM | 0 | 0 | 0 | 0 | 0 | 0
CC | 300 | 1747.13 | 0 | 0 | 0 | 0
CSP | 0 | 0 | 0 | 0 | 0 | 0
CT | 150 | 0 | 0 | 0 | 0 | 0
Coal | 0 | 0 | 0 | 0 | 0 | 0
Geo | 0 | 0 | 0 | 0 | 0 | 0
H | 0 | 0 | 0 | 0 | 0 | 0
LFG | 0 | 0 | 0 | 0 | 0 | 0
Nuc | 0 | 0 | 0 | 0 | 0 | 0
PS | 0 | 0 | 0 | 0 | 0 | 0
PV | 0 | 0 | 0 | 0 | 0 | 0
PeakG | 0 | 0 | 0 | 0 | 0 | 0
PeakO | 0 | 0 | 0 | 0 | 0 | 0
ST | 0 | 0 | 0 | 0 | 0 | 0
STOG | 0 | 0 | 0 | 0 | 0 | 0
STWD | 0 | 0 | 0 | 0 | 0 | 0
WT | 0 | 0 | 0 | 0 | 0 | 0
IGCC | 0 | 0 | 0 | 0 | 0 | 0
DemandResponse | 0 | 0 | 0 | 0 | 0 | 0
IGCC-CCS | 0 | 0 | 0 | 0 | 0 | 0
WT_off | 0 | 0 | 0 | 0 | 0 | 0
PseudoUnit | 0 | 0 | 0 | 0 | 0 | 0
FixedInterchange | 0 | 0 | 0 | 0 | 0 | 0
New Build Capacity by Reporting Type: NWPP_NucRenew
ReportingType | 2015 | 2020 | 2025 | 2030 | 2035 | 2040
BM | 32.55 | 0 | 0 | 0 | 0 | 3132.73
CC | 0 | 0 | 0 | 0 | 0 | 0
CSP | 0 | 0 | 0 | 0 | 0 | 0
CT | 0 | 0 | 0 | 0 | 0 | 0
Coal | 0 | 0 | 0 | 0 | 0 | 0
Geo | 86 | 0 | 434 | 0 | 0 | 0
H | 0 | 0 | 0 | 0 | 335 | 0
LFG | 25.5 | 0 | 244.5 | 0 | 0 | 0
Nuc | 0 | 0 | 0 | 0 | 3464.66 | 380.02
PS | 0 | 0 | 0 | 0 | 0 | 0
PV | 0 | 0 | 0 | 0 | 0 | 0
PeakG | 0 | 0 | 0 | 0 | 0 | 0
PeakO | 0 | 0 | 0 | 0 | 0 | 0
ST | 0 | 0 | 0 | 0 | 0 | 0
STOG | 0 | 0 | 0 | 0 | 0 | 0
STWD | 0 | 0 | 0 | 0 | 0 | 0
WT | 977.3 | 0 | 0 | 21339.06 | 0 | 2318.04
IGCC | 0 | 0 | 0 | 0 | 0 | 0
DemandResponse | 0 | 0 | 0 | 0 | 0 | 0
IGCC-CCS | 0 | 0 | 0 | 0 | 0 | 0
WT_off | 0 | 0 | 0 | 0 | 0 | 0
PseudoUnit | 0 | 0 | 0 | 0 | 0 | 0
FixedInterchange | 0 | 0 | 0 | 0 | 0 | 0
New Build Capacity by Reporting Type: RMPA
ReportingType | 2015 | 2020 | 2025 | 2030 | 2035 | 2040
BM | 0 | 0 | 0 | 0 | 1444.48 | 482.67
CC | 0 | 1253.09 | 0 | 0 | 0 | 0
CSP | 0 | 0 | 0 | 0 | 0 | 0
CT | 152 | 0 | 0 | 0 | 0 | 0
Coal | 390 | 0 | 0 | 0 | 0 | 0
Geo | 0 | 58.77 | 2511.23 | 0 | 0 | 0
H | 0 | 0 | 0 | 0 | 0 | 0
LFG | 1.4 | 0 | 28.93 | 0 | 0 | 0
Nuc | 0 | 0 | 162.33 | 1743.77 | 0 | 0
PS | 0 | 0 | 0 | 0 | 0 | 0
PV | 1 | 0 | 0 | 0 | 0 | 0
PeakG | 0 | 0 | 0 | 0 | 0 | 0
PeakO | 0 | 0 | 0 | 0 | 0 | 0
ST | 3 | 367.43 | 0 | 5.46 | 0 | 0
STOG | 0 | 0 | 0 | 0 | 0 | 0
STWD | 0 | 0 | 0 | 0 | 0 | 0
WT | 765.4 | 3545.21 | 0 | 536.58 | 0 | 135.73
IGCC | 0 | 0 | 0 | 0 | 0 | 0
DemandResponse | 0 | 0 | 0 | 0 | 0 | 0
IGCC-CCS | 0 | 0 | 0 | 0 | 0 | 0
WT_off | 0 | 0 | 0 | 0 | 0 | 0
PseudoUnit | 0 | 0 | 0 | 0 | 0 | 0
FixedInterchange | 0 | 0 | 0 | 0 | 0 | 0
New Build Capacity by Reporting Type: SP15
ReportingType | 2015 | 2020 | 2025 | 2030 | 2035 | 2040
BM | 6 | 0 | 0 | 0 | 0 | 668.59
CC | 2672.93 | 0 | 0 | 0 | 0 | 0
CSP | 0 | 0 | 0 | 0 | 0 | 0
CT | 0 | 0 | 0 | 0 | 0 | 0
Coal | 0 | 0 | 0 | 0 | 0 | 0
Geo | 50 | 1450 | 0 | 0 | 0 | 0
H | 0 | 0 | 0 | 0 | 0 | 0
LFG | 9.2 | 555.8 | 0 | 0 | 0 | 0
Nuc | 0 | 0 | 0 | 914.48 | 622.12 | 2263.28
PS | 0 | 0 | 0 | 0 | 0 | 0
PV | 3.8 | 0 | 0 | 0 | 0 | 0
PeakG | 0 | 0 | 0 | 0 | 0 | 0
PeakO | 0 | 0 | 0 | 0 | 0 | 0
ST | 448 | 0 | 0 | 0 | 2409.45 | 836.14
STOG | 0 | 0 | 0 | 0 | 0 | 0
STWD | 0 | 0 | 0 | 0 | 0 | 0
WT | 735 | 897.66 | 13267.34 | 0 | 0 | 0
IGCC | 0 | 0 | 0 | 0 | 0 | 0
DemandResponse | 0 | 0 | 0 | 0 | 0 | 0
IGCC-CCS | 0 | 0 | 0 | 0 | 0 | 0
WT_off | 0 | 0 | 0 | 0 | 0 | 0
PseudoUnit | 0 | 0 | 0 | 0 | 0 | 0
FixedInterchange | 0 | 0 | 0 | 0 | 0 | 0
New Build Capacity by Reporting Type: ALB
ReportingType | 2015 | 2020 | 2025 | 2030 | 2035 | 2040
BM | 0 | 0 | 0 | 0 | 0 | 0
CC | 0 | 0 | 0 | 0 | 0 | 0
CSP | 0 | 0 | 0 | 0 | 0 | 0
CT | 201.5 | 0 | 0 | 0 | 0 | 0
Coal | 495 | 0 | 0 | 0 | 0 | 0
Geo | 0 | 0 | 0 | 0 | 0 | 0
H | 0 | 0 | 0 | 0 | 0 | 0
LFG | 0 | 0 | 0 | 0 | 0 | 0
Nuc | 0 | 0 | 0 | 8699.78 | 270.09 | 13.2
PS | 0 | 0 | 0 | 0 | 0 | 0
PV | 0 | 0 | 0 | 0 | 0 | 0
PeakG | 0 | 0 | 0 | 0 | 0 | 0
PeakO | 0 | 0 | 0 | 0 | 0 | 0
ST | 0 | 0 | 0 | 0 | 0 | 0
STOG | 0 | 0 | 0 | 0 | 0 | 0
STWD | 0 | 0 | 0 | 0 | 0 | 0
WT | 9 | 0 | 0 | 0 | 91 | 0
IGCC | 0 | 0 | 0 | 0 | 0 | 0
DemandResponse | 0 | 0 | 0 | 0 | 0 | 0
IGCC-CCS | 0 | 0 | 0 | 0 | 0 | 0
WT_off | 0 | 0 | 0 | 0 | 0 | 0
PseudoUnit | 0 | 0 | 0 | 0 | 0 | 0
FixedInterchange | 0 | 0 | 0 | 0 | 0 | 0
New Build Capacity by Reporting Type: BC
ReportingType | 2015 | 2020 | 2025 | 2030 | 2035 | 2040
BM | 0 | 0 | 0 | 0 | 0 | 0
CC | 418.6 | 0 | 0 | 0 | 0 | 0
CSP | 0 | 0 | 0 | 0 | 0 | 0
CT | 0 | 0 | 0 | 0 | 0 | 0
Coal | 0 | 0 | 0 | 0 | 0 | 0
Geo | 0 | 0 | 0 | 0 | 0 | 0
H | 0 | 0 | 0 | 0 | 0 | 0
LFG | 0 | 0 | 0 | 0 | 0 | 0
Nuc | 0 | 0 | 0 | 710.86 | 0 | 655.53
PS | 0 | 0 | 0 | 0 | 0 | 0
PV | 0 | 0 | 0 | 0 | 0 | 0
PeakG | 0 | 0 | 0 | 0 | 0 | 0
PeakO | 0 | 0 | 0 | 0 | 0 | 0
ST | 0 | 0 | 0 | 0 | 0 | 0
STOG | 0 | 0 | 0 | 0 | 0 | 0
STWD | 0 | 0 | 0 | 0 | 0 | 0
WT | 144 | 0 | 0 | 0 | 156 | 0
IGCC | 0 | 0 | 0 | 0 | 0 | 0
DemandResponse | 0 | 0 | 0 | 0 | 0 | 0
IGCC-CCS | 0 | 0 | 0 | 0 | 0 | 0
WT_off | 0 | 0 | 0 | 0 | 0 | 0
PseudoUnit | 0 | 0 | 0 | 0 | 0 | 0
FixedInterchange | 0 | 0 | 0 | 0 | 0 | 0
New Build Capacity by Reporting Type: HQ_IESO
ReportingType | 2015 | 2020 | 2025 | 2030 | 2035 | 2040
BM | 0 | 0 | 0 | 0 | 0 | 0
CC | 0 | 0 | 0 | 0 | 0 | 0
CSP | 0 | 0 | 0 | 0 | 0 | 0
CT | 0 | 0 | 0 | 0 | 0 | 0
Coal | 0 | 0 | 0 | 0 | 0 | 0
Geo | 0 | 0 | 0 | 0 | 0 | 0
H | 0 | 0 | 0 | 0 | 0 | 0
LFG | 0 | 0 | 0 | 0 | 0 | 0
Nuc | 0 | 0 | 0 | 0 | 0 | 0
PS | 0 | 0 | 0 | 0 | 0 | 0
PV | 0 | 0 | 0 | 0 | 0 | 0
PeakG | 0 | 0 | 0 | 0 | 0 | 0
PeakO | 0 | 0 | 0 | 0 | 0 | 0
ST | 0 | 0 | 0 | 0 | 0 | 0
STOG | 0 | 0 | 0 | 0 | 0 | 0
STWD | 0 | 0 | 0 | 0 | 0 | 0
WT | 0 | 0 | 0 | 0 | 0 | 0
IGCC | 0 | 0 | 0 | 0 | 0 | 0
DemandResponse | 0 | 0 | 0 | 0 | 0 | 0
IGCC-CCS | 0 | 0 | 0 | 0 | 0 | 0
WT_off | 0 | 0 | 0 | 0 | 0 | 0
PseudoUnit | 0 | 0 | 0 | 0 | 0 | 0
FixedInterchange | 0 | 0 | 0 | 0 | 0 | 0
New Build Capacity by Reporting Type: HQ_NEISO
ReportingType | 2015 | 2020 | 2025 | 2030 | 2035 | 2040
BM | 0 | 0 | 0 | 0 | 0 | 0
CC | 0 | 0 | 0 | 0 | 0 | 0
CSP | 0 | 0 | 0 | 0 | 0 | 0
CT | 0 | 0 | 0 | 0 | 0 | 0
Coal | 0 | 0 | 0 | 0 | 0 | 0
Geo | 0 | 0 | 0 | 0 | 0 | 0
H | 0 | 0 | 0 | 0 | 0 | 0
LFG | 0 | 0 | 0 | 0 | 0 | 0
Nuc | 0 | 0 | 0 | 0 | 0 | 0
PS | 0 | 0 | 0 | 0 | 0 | 0
PV | 0 | 0 | 0 | 0 | 0 | 0
PeakG | 0 | 0 | 0 | 0 | 0 | 0
PeakO | 0 | 0 | 0 | 0 | 0 | 0
ST | 0 | 0 | 0 | 0 | 0 | 0
STOG | 0 | 0 | 0 | 0 | 0 | 0
STWD | 0 | 0 | 0 | 0 | 0 | 0
WT | 0 | 0 | 0 | 0 | 0 | 0
IGCC | 0 | 0 | 0 | 0 | 0 | 0
DemandResponse | 0 | 0 | 0 | 0 | 0 | 0
IGCC-CCS | 0 | 0 | 0 | 0 | 0 | 0
WT_off | 0 | 0 | 0 | 0 | 0 | 0
PseudoUnit | 0 | 0 | 1476.49 | 0 | 0 | 0
FixedInterchange | 0 | 0 | 0 | 0 | 0 | 0
New Build Capacity by Reporting Type: HQ_NY
ReportingType | 2015 | 2020 | 2025 | 2030 | 2035 | 2040
BM | 0 | 0 | 0 | 0 | 0 | 0
CC | 0 | 0 | 0 | 0 | 0 | 0
CSP | 0 | 0 | 0 | 0 | 0 | 0
CT | 0 | 0 | 0 | 0 | 0 | 0
Coal | 0 | 0 | 0 | 0 | 0 | 0
Geo | 0 | 0 | 0 | 0 | 0 | 0
H | 0 | 0 | 0 | 0 | 0 | 0
LFG | 0 | 0 | 0 | 0 | 0 | 0
Nuc | 0 | 0 | 0 | 0 | 0 | 0
PS | 0 | 0 | 0 | 0 | 0 | 0
PV | 0 | 0 | 0 | 0 | 0 | 0
PeakG | 0 | 0 | 0 | 0 | 0 | 0
PeakO | 0 | 0 | 0 | 0 | 0 | 0
ST | 0 | 0 | 0 | 0 | 0 | 0
STOG | 0 | 0 | 0 | 0 | 0 | 0
STWD | 0 | 0 | 0 | 0 | 0 | 0
WT | 0 | 0 | 0 | 0 | 0 | 0
IGCC | 0 | 0 | 0 | 0 | 0 | 0
DemandResponse | 0 | 0 | 0 | 0 | 0 | 0
IGCC-CCS | 0 | 0 | 0 | 0 | 0 | 0
WT_off | 0 | 0 | 0 | 0 | 0 | 0
PseudoUnit | 0 | 1168.31 | 1331.69 | 0 | 0 | 0
FixedInterchange | 0 | 0 | 0 | 0 | 0 | 0
New Build Capacity by Reporting Type: MARITIMES
ReportingType | 2015 | 2020 | 2025 | 2030 | 2035 | 2040
BM | 0 | 0 | 0 | 0 | 0 | 0
CC | 0 | 0 | 0 | 0 | 0 | 0
CSP | 0 | 0 | 0 | 0 | 0 | 0
CT | 0 | 0 | 0 | 0 | 0 | 0
Coal | 0 | 0 | 0 | 0 | 0 | 0
Geo | 0 | 0 | 0 | 0 | 0 | 0
H | 0 | 0 | 0 | 0 | 0 | 0
LFG | 0 | 0 | 0 | 0 | 0 | 0
Nuc | 0 | 0 | 0 | 0 | 0 | 0
PS | 0 | 0 | 0 | 0 | 0 | 0
PV | 0 | 0 | 0 | 0 | 0 | 0
PeakG | 0 | 0 | 0 | 0 | 0 | 0
PeakO | 0 | 0 | 0 | 0 | 0 | 0
ST | 0 | 0 | 0 | 0 | 0 | 0
STOG | 0 | 0 | 0 | 0 | 0 | 0
STWD | 0 | 0 | 0 | 0 | 0 | 0
WT | 0 | 0 | 0 | 0 | 0 | 0
IGCC | 0 | 0 | 0 | 0 | 0 | 0
DemandResponse | 0 | 0 | 0 | 0 | 0 | 0
IGCC-CCS | 0 | 0 | 0 | 0 | 0 | 0
WT_off | 0 | 0 | 0 | 0 | 0 | 0
PseudoUnit | 0 | 500 | 0 | 0 | 0 | 0
FixedInterchange | 0 | 0 | 0 | 0 | 0 | 0
New Build Capacity by Reporting Type: All
ReportingType | 2015 | 2020 | 2025 | 2030 | 2035 | 2040
BM | 1251 | 170.21 | 538.56 | 12.74 | 33017.56 | 51595.3
CC | 111191.59 | 59742.87 | 0 | 0 | 0 | 0
CSP | 0 | 0 | 0 | 0 | 0 | 0
CT | 6393.79 | 300 | 0 | 154.96 | 0 | 0
Coal | 10763.64 | 0 | 0 | 0 | 0 | 0
Geo | 136 | 2075 | 4429 | 0 | 0 | 0
H | 0 | 1199 | 3226 | 2097.63 | 1562.04 | 0
LFG | 192 | 1953 | 2210 | 723.5 | 0 | 0
Nuc | 2740.56 | 4530 | 5474.6 | 44525.51 | 50000 | 50000
PS | 0 | 0 | 0 | 0 | 0 | 0
PV | 1246 | 2068.67 | 1001.37 | 178.45 | 12.8 | 116.57
PeakG | 0 | 0 | 0 | 0 | 0 | 0
PeakO | 0 | 0 | 0 | 0 | 0 | 0
ST | 760 | 813.04 | 227.78 | 137.24 | 2931.22 | 836.14
STOG | 0 | 0 | 0 | 0 | 0 | 0
STWD | 0 | 0 | 0 | 0 | 0 | 0
WT | 25342 | 75242.7 | 87965.03 | 63285.6 | 24601.67 | 9067.31
IGCC | 618 | 0 | 0 | 0 | 0 | 0
DemandResponse | 0 | 0 | 0 | 0 | 0 | 0
IGCC-CCS | 0 | 0 | 0 | 0 | 0 | 0
WT_off | 469 | 0 | 1100 | 0 | 28834.86 | 29729.07
PseudoUnit | 0 | 1668.31 | 2808.18 | 0 | 0 | 0
FixedInterchange | 0 | 0 | 0 | 0 | 0 | 0
New Build Capacity by Reporting Type: EI_US
ReportingType | 2015 | 2020 | 2025 | 2030 | 2035 | 2040
BM | 741.12 | 170.21 | 538.56 | 12.74 | 27653.11 | 46938.09
CC | 87390.69 | 54539.9 | 0 | 0 | 0 | 0
CSP | 0 | 0 | 0 | 0 | 0 | 0
CT | 4323.69 | 300 | 0 | 154.96 | 0 | 0
Coal | 7858.64 | 0 | 0 | 0 | 0 | 0
Geo | 0 | 0 | 0 | 0 | 0 | 0
H | 0 | 504 | 1731 | 91 | 1112 | 0
LFG | 141.4 | 1018.77 | 1335.33 | 723.5 | 0 | 0
Nuc | 2740.56 | 4530 | 5312.27 | 23369.14 | 26773.17 | 41004.91
PS | 0 | 0 | 0 | 0 | 0 | 0
PV | 57.74 | 2068.67 | 1001.37 | 178.45 | 12.8 | 116.57
PeakG | 0 | 0 | 0 | 0 | 0 | 0
PeakO | 0 | 0 | 0 | 0 | 0 | 0
ST | 0 | 0 | 0 | 0 | 0 | 0
STOG | 0 | 0 | 0 | 0 | 0 | 0
STWD | 0 | 0 | 0 | 0 | 0 | 0
WT | 19786.6 | 55711.22 | 55243.38 | 41409.96 | 15932.7 | 5639.51
IGCC | 618 | 0 | 0 | 0 | 0 | 0
DemandResponse | 0 | 0 | 0 | 0 | 0 | 0
IGCC-CCS | 0 | 0 | 0 | 0 | 0 | 0
WT_off | 469 | 0 | 1100 | 0 | 28834.86 | 29729.07
PseudoUnit | 0 | 1668.31 | 2808.18 | 0 | 0 | 0
FixedInterchange | 0 | 0 | 0 | 0 | 0 | 0
New Build Capacity by Reporting Type: EI_Canada
ReportingType | 2015 | 2020 | 2025 | 2030 | 2035 | 2040
BM | 326.33 | 0 | 0 | 0 | 0 | 0
CC | 1544.76 | 0 | 0 | 0 | 0 | 0
CSP | 0 | 0 | 0 | 0 | 0 | 0
CT | 368 | 0 | 0 | 0 | 0 | 0
Coal | 0 | 0 | 0 | 0 | 0 | 0
Geo | 0 | 0 | 0 | 0 | 0 | 0
H | 0 | 695 | 1495 | 2006.63 | 115.04 | 0
LFG | 14.5 | 0 | 0 | 0 | 0 | 0
Nuc | 0 | 0 | 0 | 0 | 0 | 0
PS | 0 | 0 | 0 | 0 | 0 | 0
PV | 1067.26 | 0 | 0 | 0 | 0 | 0
PeakG | 0 | 0 | 0 | 0 | 0 | 0
PeakO | 0 | 0 | 0 | 0 | 0 | 0
ST | 0 | 0 | 0 | 0 | 0 | 0
STOG | 0 | 0 | 0 | 0 | 0 | 0
STWD | 0 | 0 | 0 | 0 | 0 | 0
WT | 2408.3 | 0 | 0 | 0 | 0 | 0
IGCC | 0 | 0 | 0 | 0 | 0 | 0
DemandResponse | 0 | 0 | 0 | 0 | 0 | 0
IGCC-CCS | 0 | 0 | 0 | 0 | 0 | 0
WT_off | 0 | 0 | 0 | 0 | 0 | 0
PseudoUnit | 0 | 0 | 0 | 0 | 0 | 0
FixedInterchange | 0 | 0 | 0 | 0 | 0 | 0
New Build Capacity by Reporting Type: EI
ReportingType | 2015 | 2020 | 2025 | 2030 | 2035 | 2040
BM | 1067.45 | 170.21 | 538.56 | 12.74 | 27653.11 | 46938.09
CC | 88935.45 | 54539.9 | 0 | 0 | 0 | 0
CSP | 0 | 0 | 0 | 0 | 0 | 0
CT | 4691.69 | 300 | 0 | 154.96 | 0 | 0
Coal | 7858.64 | 0 | 0 | 0 | 0 | 0
Geo | 0 | 0 | 0 | 0 | 0 | 0
H | 0 | 1199 | 3226 | 2097.63 | 1227.04 | 0
LFG | 155.9 | 1018.77 | 1335.33 | 723.5 | 0 | 0
Nuc | 2740.56 | 4530 | 5312.27 | 23369.14 | 26773.17 | 41004.91
PS | 0 | 0 | 0 | 0 | 0 | 0
PV | 1125 | 2068.67 | 1001.37 | 178.45 | 12.8 | 116.57
PeakG | 0 | 0 | 0 | 0 | 0 | 0
PeakO | 0 | 0 | 0 | 0 | 0 | 0
ST | 0 | 0 | 0 | 0 | 0 | 0
STOG | 0 | 0 | 0 | 0 | 0 | 0
STWD | 0 | 0 | 0 | 0 | 0 | 0
WT | 22194.9 | 55711.22 | 55243.38 | 41409.96 | 15932.7 | 5639.51
IGCC | 618 | 0 | 0 | 0 | 0 | 0
DemandResponse | 0 | 0 | 0 | 0 | 0 | 0
IGCC-CCS | 0 | 0 | 0 | 0 | 0 | 0
WT_off | 469 | 0 | 1100 | 0 | 28834.86 | 29729.07
PseudoUnit | 0 | 1668.31 | 2808.18 | 0 | 0 | 0
FixedInterchange | 0 | 0 | 0 | 0 | 0 | 0
New Build Capacity by Reporting Type: Outside_EI
ReportingType | 2015 | 2020 | 2025 | 2030 | 2035 | 2040
BM | 183.55 | 0 | 0 | 0 | 5364.45 | 4657.21
CC | 22256.14 | 5202.96 | 0 | 0 | 0 | 0
CSP | 0 | 0 | 0 | 0 | 0 | 0
CT | 1702.1 | 0 | 0 | 0 | 0 | 0
Coal | 2905 | 0 | 0 | 0 | 0 | 0
Geo | 136 | 2075 | 4429 | 0 | 0 | 0
H | 0 | 0 | 0 | 0 | 335 | 0
LFG | 36.1 | 934.23 | 874.67 | 0 | 0 | 0
Nuc | 0 | 0 | 162.33 | 21156.37 | 23226.83 | 8995.09
PS | 0 | 0 | 0 | 0 | 0 | 0
PV | 121 | 0 | 0 | 0 | 0 | 0
PeakG | 0 | 0 | 0 | 0 | 0 | 0
PeakO | 0 | 0 | 0 | 0 | 0 | 0
ST | 760 | 813.04 | 227.78 | 137.24 | 2931.22 | 836.14
STOG | 0 | 0 | 0 | 0 | 0 | 0
STWD | 0 | 0 | 0 | 0 | 0 | 0
WT | 3147.1 | 19531.49 | 32721.66 | 21875.64 | 8668.97 | 3427.8
IGCC | 0 | 0 | 0 | 0 | 0 | 0
DemandResponse | 0 | 0 | 0 | 0 | 0 | 0
IGCC-CCS | 0 | 0 | 0 | 0 | 0 | 0
WT_off | 0 | 0 | 0 | 0 | 0 | 0
PseudoUnit | 0 | 0 | 0 | 0 | 0 | 0
FixedInterchange | 0 | 0 | 0 | 0 | 0 | 0
#2 | Cumulative New Build Capacity (MW)
Cumulative New Build Capacity by Reporting Type: Entergy
ReportingType | 2015 | 2020 | 2025 | 2030 | 2035 | 2040
BM | 0 | 0 | 0 | 0 | 2451.46 | 10074.95
CC | 3484.93 | 7949.02 | 7949.02 | 7949.02 | 7949.02 | 7949.02
CSP | 0 | 0 | 0 | 0 | 0 | 0
CT | 0 | 0 | 0 | 0 | 0 | 0
Coal | 720 | 720 | 720 | 720 | 720 | 720
Geo | 0 | 0 | 0 | 0 | 0 | 0
H | 0 | 0 | 0 | 0 | 1109 | 1109
LFG | 0 | 0 | 107.4 | 107.4 | 107.4 | 107.4
Nuc | 170 | 170 | 170 | 170 | 4310.57 | 4310.57
PS | 0 | 0 | 0 | 0 | 0 | 0
PV | 0.29 | 61.82 | 91.21 | 91.21 | 91.21 | 92.59
PeakG | 0 | 0 | 0 | 0 | 0 | 0
PeakO | 0 | 0 | 0 | 0 | 0 | 0
ST | 0 | 0 | 0 | 0 | 0 | 0
STOG | 0 | 0 | 0 | 0 | 0 | 0
STWD | 0 | 0 | 0 | 0 | 0 | 0
WT | 0 | 0 | 0 | 0 | 0 | 0
IGCC | 0 | 0 | 0 | 0 | 0 | 0
DemandResponse | 0 | 0 | 0 | 0 | 0 | 0
IGCC-CCS | 0 | 0 | 0 | 0 | 0 | 0
WT_off | 0 | 0 | 0 | 0 | 0 | 0
PseudoUnit | 0 | 0 | 0 | 0 | 0 | 0
FixedInterchange | 0 | 0 | 0 | 0 | 0 | 0
Cumulative New Build Capacity by Reporting Type: FRCC
ReportingType | 2015 | 2020 | 2025 | 2030 | 2035 | 2040
BM | 0 | 0 | 0 | 0 | 0 | 2001.91
CC | 12284.79 | 12284.81 | 12284.81 | 12284.81 | 12284.81 | 12284.81
CSP | 0 | 0 | 0 | 0 | 0 | 0
CT | 2480 | 2480 | 2480 | 2480 | 2480 | 2480
Coal | 0 | 0 | 0 | 0 | 0 | 0
Geo | 0 | 0 | 0 | 0 | 0 | 0
H | 0 | 0 | 0 | 0 | 0 | 0
LFG | 0 | 0 | 198 | 198 | 198 | 198
Nuc | 229.33 | 229.33 | 3330.88 | 14284.84 | 22867.19 | 26489.29
PS | 0 | 0 | 0 | 0 | 0 | 0
PV | 0 | 0 | 0 | 0 | 0 | 0
PeakG | 0 | 0 | 0 | 0 | 0 | 0
PeakO | 0 | 0 | 0 | 0 | 0 | 0
ST | 0 | 0 | 0 | 0 | 0 | 0
STOG | 0 | 0 | 0 | 0 | 0 | 0
STWD | 0 | 0 | 0 | 0 | 0 | 0
WT | 0 | 0 | 0 | 0 | 0 | 0
IGCC | 0 | 0 | 0 | 0 | 0 | 0
DemandResponse | 0 | 0 | 0 | 0 | 0 | 0
IGCC-CCS | 0 | 0 | 0 | 0 | 0 | 0
WT_off | 0 | 0 | 0 | 0 | 0 | 0
PseudoUnit | 0 | 0 | 0 | 0 | 0 | 0
FixedInterchange | 0 | 0 | 0 | 0 | 0 | 0
Cumulative New Build Capacity by Reporting Type: MAPP_US
ReportingType | 2015 | 2020 | 2025 | 2030 | 2035 | 2040
BM | 0 | 0 | 0 | 0 | 34.97 | 65.98
CC | 0 | 0 | 0 | 0 | 0 | 0
CSP | 0 | 0 | 0 | 0 | 0 | 0
CT | 308.3 | 308.3 | 308.3 | 463.26 | 463.26 | 463.26
Coal | 0 | 0 | 0 | 0 | 0 | 0
Geo | 0 | 0 | 0 | 0 | 0 | 0
H | 0 | 0 | 0 | 0 | 0 | 0
LFG | 0 | 0 | 0 | 71.67 | 71.67 | 71.67
Nuc | 0 | 0 | 0 | 0 | 0 | 0
PS | 0 | 0 | 0 | 0 | 0 | 0
PV | 0 | 0 | 0 | 0 | 0 | 0
PeakG | 0 | 0 | 0 | 0 | 0 | 0
PeakO | 0 | 0 | 0 | 0 | 0 | 0
ST | 0 | 0 | 0 | 0 | 0 | 0
STOG | 0 | 0 | 0 | 0 | 0 | 0
STWD | 0 | 0 | 0 | 0 | 0 | 0
WT | 421.3 | 7891.77 | 11736.67 | 11736.67 | 11736.67 | 11736.67
IGCC | 0 | 0 | 0 | 0 | 0 | 0
DemandResponse | 0 | 0 | 0 | 0 | 0 | 0
IGCC-CCS | 0 | 0 | 0 | 0 | 0 | 0
WT_off | 0 | 0 | 0 | 0 | 0 | 0
PseudoUnit | 0 | 0 | 0 | 0 | 0 | 0
FixedInterchange | 0 | 0 | 0 | 0 | 0 | 0
Cumulative New Build Capacity by Reporting Type: MISO_IN
ReportingType | 2015 | 2020 | 2025 | 2030 | 2035 | 2040
BM | 0 | 0 | 0 | 0 | 0 | 6144.51
CC | 3286.08 | 20826.37 | 20826.37 | 20826.37 | 20826.37 | 20826.37
CSP | 0 | 0 | 0 | 0 | 0 | 0
CT | 0 | 0 | 0 | 0 | 0 | 0
Coal | 0 | 0 | 0 | 0 | 0 | 0
Geo | 0 | 0 | 0 | 0 | 0 | 0
H | 0 | 0 | 0 | 0 | 0 | 0
LFG | 0 | 0 | 80.12 | 80.12 | 80.12 | 80.12
Nuc | 0 | 0 | 0 | 0 | 0 | 57.27
PS | 0 | 0 | 0 | 0 | 0 | 0
PV | 0 | 225.83 | 225.83 | 225.83 | 225.83 | 225.83
PeakG | 0 | 0 | 0 | 0 | 0 | 0
PeakO | 0 | 0 | 0 | 0 | 0 | 0
ST | 0 | 0 | 0 | 0 | 0 | 0
STOG | 0 | 0 | 0 | 0 | 0 | 0
STWD | 0 | 0 | 0 | 0 | 0 | 0
WT | 0 | 0 | 0 | 0 | 0 | 0
IGCC | 618 | 618 | 618 | 618 | 618 | 618
DemandResponse | 0 | 0 | 0 | 0 | 0 | 0
IGCC-CCS | 0 | 0 | 0 | 0 | 0 | 0
WT_off | 0 | 0 | 0 | 0 | 0 | 0
PseudoUnit | 0 | 0 | 0 | 0 | 0 | 0
FixedInterchange | 0 | 0 | 0 | 0 | 0 | 0
Cumulative New Build Capacity by Reporting Type: MISO_MI
ReportingType | 2015 | 2020 | 2025 | 2030 | 2035 | 2040
BM | 0 | 0 | 0 | 0 | 0 | 1771.34
CC | 1441.11 | 1441.11 | 1441.11 | 1441.11 | 1441.11 | 1441.11
CSP | 0 | 0 | 0 | 0 | 0 | 0
CT | 0 | 0 | 0 | 0 | 0 | 0
Coal | 0 | 0 | 0 | 0 | 0 | 0
Geo | 0 | 0 | 0 | 0 | 0 | 0
H | 0 | 0 | 0 | 0 | 0 | 0
LFG | 0 | 0 | 160.25 | 160.25 | 160.25 | 160.25
Nuc | 0 | 0 | 0 | 826.34 | 2281.06 | 5828.75
PS | 0 | 0 | 0 | 0 | 0 | 0
PV | 0 | 0 | 0 | 0 | 0 | 0
PeakG | 0 | 0 | 0 | 0 | 0 | 0
PeakO | 0 | 0 | 0 | 0 | 0 | 0
ST | 0 | 0 | 0 | 0 | 0 | 0
STOG | 0 | 0 | 0 | 0 | 0 | 0
STWD | 0 | 0 | 0 | 0 | 0 | 0
WT | 2000 | 2263.11 | 2263.11 | 2263.11 | 2263.11 | 2600
IGCC | 0 | 0 | 0 | 0 | 0 | 0
DemandResponse | 0 | 0 | 0 | 0 | 0 | 0
IGCC-CCS | 0 | 0 | 0 | 0 | 0 | 0
WT_off | 0 | 0 | 0 | 0 | 0 | 0
PseudoUnit | 0 | 0 | 0 | 0 | 0 | 0
FixedInterchange | 0 | 0 | 0 | 0 | 0 | 0
Cumulative New Build Capacity by Reporting Type: MISO_MO-IL
ReportingType | 2015 | 2020 | 2025 | 2030 | 2035 | 2040
BM | 0 | 0 | 0 | 0 | 0 | 1472.06
CC | 0 | 1749.62 | 1749.62 | 1749.62 | 1749.62 | 1749.62
CSP | 0 | 0 | 0 | 0 | 0 | 0
CT | 0 | 0 | 0 | 0 | 0 | 0
Coal | 1790 | 1790 | 1790 | 1790 | 1790 | 1790
Geo | 0 | 0 | 0 | 0 | 0 | 0
H | 0 | 0 | 280 | 280 | 280 | 280
LFG | 0 | 0 | 223.33 | 223.33 | 223.33 | 223.33
Nuc | 0 | 0 | 0 | 0 | 0 | 0
PS | 0 | 0 | 0 | 0 | 0 | 0
PV | 0 | 0 | 0 | 0 | 0 | 0
PeakG | 0 | 0 | 0 | 0 | 0 | 0
PeakO | 0 | 0 | 0 | 0 | 0 | 0
ST | 0 | 0 | 0 | 0 | 0 | 0
STOG | 0 | 0 | 0 | 0 | 0 | 0
STWD | 0 | 0 | 0 | 0 | 0 | 0
WT | 300 | 300 | 5900 | 5900 | 5900 | 5900
IGCC | 0 | 0 | 0 | 0 | 0 | 0
DemandResponse | 0 | 0 | 0 | 0 | 0 | 0
IGCC-CCS | 0 | 0 | 0 | 0 | 0 | 0
WT_off | 0 | 0 | 0 | 0 | 0 | 0
PseudoUnit | 0 | 0 | 0 | 0 | 0 | 0
FixedInterchange | 0 | 0 | 0 | 0 | 0 | 0
Cumulative New Build Capacity by Reporting Type: MISO_W
ReportingType | 2015 | 2020 | 2025 | 2030 | 2035 | 2040
BM | 0 | 0 | 0 | 0 | 0 | 0
CC | 0 | 0 | 0 | 0 | 0 | 0
CSP | 0 | 0 | 0 | 0 | 0 | 0
CT | 0 | 0 | 0 | 0 | 0 | 0
Coal | 0 | 0 | 0 | 0 | 0 | 0
Geo | 0 | 0 | 0 | 0 | 0 | 0
H | 0 | 0 | 0 | 0 | 0 | 0
LFG | 0 | 0 | 0 | 71.67 | 71.67 | 71.67
Nuc | 94.33 | 94.33 | 94.33 | 94.33 | 94.33 | 94.33
PS | 0 | 0 | 0 | 0 | 0 | 0
PV | 0 | 0 | 0 | 0 | 0 | 0
PeakG | 0 | 0 | 0 | 0 | 0 | 0
PeakO | 0 | 0 | 0 | 0 | 0 | 0
ST | 0 | 0 | 0 | 0 | 0 | 0
STOG | 0 | 0 | 0 | 0 | 0 | 0
STWD | 0 | 0 | 0 | 0 | 0 | 0
WT | 2800.5 | 2800.5 | 40310.07 | 40310.07 | 40310.07 | 41843.83
IGCC | 0 | 0 | 0 | 0 | 0 | 0
DemandResponse | 0 | 0 | 0 | 0 | 0 | 0
IGCC-CCS | 0 | 0 | 0 | 0 | 0 | 0
WT_off | 0 | 0 | 0 | 0 | 0 | 0
PseudoUnit | 0 | 0 | 0 | 0 | 0 | 0
FixedInterchange | 0 | 0 | 0 | 0 | 0 | 0
Cumulative New Build Capacity by Reporting Type: MISO_WUMS
ReportingType | 2015 | 2020 | 2025 | 2030 | 2035 | 2040
BM | 0 | 0 | 0 | 0 | 0 | 3200.79
CC | 5432.84 | 8076.66 | 8076.66 | 8076.66 | 8076.66 | 8076.66
CSP | 0 | 0 | 0 | 0 | 0 | 0
CT | 0 | 0 | 0 | 0 | 0 | 0
Coal | 615 | 615 | 615 | 615 | 615 | 615
Geo | 0 | 0 | 0 | 0 | 0 | 0
H | 0 | 1 | 1 | 1 | 1 | 1
LFG | 0 | 0 | 0 | 223.33 | 223.33 | 223.33
Nuc | 235 | 235 | 235 | 544.87 | 1760.22 | 3518.07
PS | 0 | 0 | 0 | 0 | 0 | 0
PV | 0 | 0 | 0 | 0 | 0 | 0
PeakG | 0 | 0 | 0 | 0 | 0 | 0
PeakO | 0 | 0 | 0 | 0 | 0 | 0
ST | 0 | 0 | 0 | 0 | 0 | 0
STOG | 0 | 0 | 0 | 0 | 0 | 0
STWD | 0 | 0 | 0 | 0 | 0 | 0
WT | 968.9 | 968.9 | 968.9 | 968.9 | 968.9 | 999.7
IGCC | 0 | 0 | 0 | 0 | 0 | 0
DemandResponse | 0 | 0 | 0 | 0 | 0 | 0
IGCC-CCS | 0 | 0 | 0 | 0 | 0 | 0
WT_off | 0 | 0 | 0 | 0 | 0 | 0
PseudoUnit | 0 | 0 | 0 | 0 | 0 | 0
FixedInterchange | 0 | 0 | 0 | 0 | 0 | 0
Cumulative New Build Capacity by Reporting Type: Nebraska
ReportingType | 2015 | 2020 | 2025 | 2030 | 2035 | 2040
BM | 0 | 0 | 0 | 0 | 0 | 825.86
CC | 222.91 | 2232.88 | 2232.88 | 2232.88 | 2232.88 | 2232.88
CSP | 0 | 0 | 0 | 0 | 0 | 0
CT | 0 | 0 | 0 | 0 | 0 | 0
Coal | 232.1 | 232.1 | 232.1 | 232.1 | 232.1 | 232.1
Geo | 0 | 0 | 0 | 0 | 0 | 0
H | 0 | 0 | 0 | 0 | 0 | 0
LFG | 0 | 0 | 1.17 | 71.67 | 71.67 | 71.67
Nuc | 0 | 0 | 0 | 0 | 0 | 0
PS | 0 | 0 | 0 | 0 | 0 | 0
PV | 0 | 0 | 0 | 0 | 0 | 0
PeakG | 0 | 0 | 0 | 0 | 0 | 0
PeakO | 0 | 0 | 0 | 0 | 0 | 0
ST | 0 | 0 | 0 | 0 | 0 | 0
STOG | 0 | 0 | 0 | 0 | 0 | 0
STWD | 0 | 0 | 0 | 0 | 0 | 0
WT | 202 | 202 | 202 | 202 | 202 | 202
IGCC | 0 | 0 | 0 | 0 | 0 | 0
DemandResponse | 0 | 0 | 0 | 0 | 0 | 0
IGCC-CCS | 0 | 0 | 0 | 0 | 0 | 0
WT_off | 0 | 0 | 0 | 0 | 0 | 0
PseudoUnit | 0 | 0 | 0 | 0 | 0 | 0
FixedInterchange | 0 | 0 | 0 | 0 | 0 | 0
Cumulative New Build Capacity by Reporting Type: NEISO
ReportingType | 2015 | 2020 | 2025 | 2030 | 2035 | 2040
BM | 252.2 | 252.2 | 252.2 | 252.2 | 252.2 | 252.2
CC | 2049.5 | 2049.5 | 2049.5 | 2049.5 | 2049.5 | 2049.5
CSP | 0 | 0 | 0 | 0 | 0 | 0
CT | 334 | 334 | 334 | 334 | 334 | 334
Coal | 0 | 0 | 0 | 0 | 0 | 0
Geo | 0 | 0 | 0 | 0 | 0 | 0
H | 0 | 0 | 0 | 0 | 3 | 3
LFG | 49.26 | 49.26 | 49.26 | 119 | 119 | 119
Nuc | 0 | 0 | 0 | 0 | 0 | 0
PS | 0 | 0 | 0 | 0 | 0 | 0
PV | 0 | 292.5 | 292.5 | 292.5 | 292.5 | 292.5
PeakG | 0 | 0 | 0 | 0 | 0 | 0
PeakO | 0 | 0 | 0 | 0 | 0 | 0
ST | 0 | 0 | 0 | 0 | 0 | 0
STOG | 0 | 0 | 0 | 0 | 0 | 0
STWD | 0 | 0 | 0 | 0 | 0 | 0
WT | 231.2 | 1686.8 | 3279.52 | 5280 | 10255.43 | 10255.43
IGCC | 0 | 0 | 0 | 0 | 0 | 0
DemandResponse | 0 | 0 | 0 | 0 | 0 | 0
IGCC-CCS | 0 | 0 | 0 | 0 | 0 | 0
WT_off | 468 | 468 | 468 | 468 | 468 | 468
PseudoUnit | 0 | 0 | 0 | 0 | 0 | 0
FixedInterchange | 0 | 0 | 0 | 0 | 0 | 0
Cumulative New Build Capacity by Reporting Type: NonRTO_Midwest
ReportingType | 2015 | 2020 | 2025 | 2030 | 2035 | 2040
BM | 0 | 0 | 0 | 0 | 745.42 | 6144.51
CC | 3030.65 | 5948.94 | 5948.94 | 5948.94 | 5948.94 | 5948.94
CSP | 0 | 0 | 0 | 0 | 0 | 0
CT | 0 | 0 | 0 | 0 | 0 | 0
Coal | 0 | 0 | 0 | 0 | 0 | 0
Geo | 0 | 0 | 0 | 0 | 0 | 0
H | 0 | 0 | 746 | 746 | 746 | 746
LFG | 0 | 0 | 160.25 | 160.25 | 160.25 | 160.25
Nuc | 0 | 0 | 0 | 0 | 828.87 | 828.87
PS | 0 | 0 | 0 | 0 | 0 | 0
PV | 0 | 0 | 0 | 0 | 0 | 0
PeakG | 0 | 0 | 0 | 0 | 0 | 0
PeakO | 0 | 0 | 0 | 0 | 0 | 0
ST | 0 | 0 | 0 | 0 | 0 | 0
STOG | 0 | 0 | 0 | 0 | 0 | 0
STWD | 0 | 0 | 0 | 0 | 0 | 0
WT | 0 | 0 | 0 | 0 | 0 | 0
IGCC | 0 | 0 | 0 | 0 | 0 | 0
DemandResponse | 0 | 0 | 0 | 0 | 0 | 0
IGCC-CCS | 0 | 0 | 0 | 0 | 0 | 0
WT_off | 0 | 0 | 0 | 0 | 0 | 0
PseudoUnit | 0 | 0 | 0 | 0 | 0 | 0
FixedInterchange | 0 | 0 | 0 | 0 | 0 | 0
Cumulative New Build Capacity by Reporting Type: NYISO_A-F
ReportingType | 2015 | 2020 | 2025 | 2030 | 2035 | 2040
BM | 0 | 0 | 0 | 0 | 0 | 0
CC | 639 | 639 | 639 | 639 | 639 | 639
CSP | 0 | 0 | 0 | 0 | 0 | 0
CT | 0 | 0 | 0 | 0 | 0 | 0
Coal | 0 | 0 | 0 | 0 | 0 | 0
Geo | 0 | 0 | 0 | 0 | 0 | 0
H | 0 | 0 | 0 | 0 | 0 | 0
LFG | 6.4 | 6.4 | 6.4 | 74.33 | 74.33 | 74.33
Nuc | 168 | 168 | 168 | 168 | 168 | 168
PS | 0 | 0 | 0 | 0 | 0 | 0
PV | 0 | 0 | 0 | 0 | 0 | 0
PeakG | 0 | 0 | 0 | 0 | 0 | 0
PeakO | 0 | 0 | 0 | 0 | 0 | 0
ST | 0 | 0 | 0 | 0 | 0 | 0
STOG | 0 | 0 | 0 | 0 | 0 | 0
STWD | 0 | 0 | 0 | 0 | 0 | 0
WT | 2476.3 | 3186.1 | 3186.1 | 3873.07 | 8435.36 | 11176.39
IGCC | 0 | 0 | 0 | 0 | 0 | 0
DemandResponse | 0 | 0 | 0 | 0 | 0 | 0
IGCC-CCS | 0 | 0 | 0 | 0 | 0 | 0
WT_off | 0 | 0 | 0 | 0 | 0 | 0
PseudoUnit | 0 | 0 | 0 | 0 | 0 | 0
FixedInterchange | 0 | 0 | 0 | 0 | 0 | 0
Cumulative New Build Capacity by Reporting Type: NYISO_G-I
ReportingType | 2015 | 2020 | 2025 | 2030 | 2035 | 2040
BM | 0 | 0 | 0 | 0 | 545.09 | 800
CC | 0 | 0 | 0 | 0 | 0 | 0
CSP | 0 | 0 | 0 | 0 | 0 | 0
CT | 0 | 0 | 0 | 0 | 0 | 0
Coal | 0 | 0 | 0 | 0 | 0 | 0
Geo | 0 | 0 | 0 | 0 | 0 | 0
H | 0 | 0 | 0 | 0 | 0 | 0
LFG | 0 | 0 | 0 | 74.33 | 74.33 | 74.33
Nuc | 0 | 0 | 0 | 0 | 0 | 1410.04
PS | 0 | 0 | 0 | 0 | 0 | 0
PV | 0 | 0 | 0 | 0 | 0 | 0
PeakG | 0 | 0 | 0 | 0 | 0 | 0
PeakO | 0 | 0 | 0 | 0 | 0 | 0
ST | 0 | 0 | 0 | 0 | 0 | 0
STOG | 0 | 0 | 0 | 0 | 0 | 0
STWD | 0 | 0 | 0 | 0 | 0 | 0
WT | 0 | 60 | 60 | 360 | 360 | 360
IGCC | 0 | 0 | 0 | 0 | 0 | 0
DemandResponse | 0 | 0 | 0 | 0 | 0 | 0
IGCC-CCS | 0 | 0 | 0 | 0 | 0 | 0
WT_off | 0 | 0 | 0 | 0 | 0 | 0
PseudoUnit | 0 | 0 | 0 | 0 | 0 | 0
FixedInterchange | 0 | 0 | 0 | 0 | 0 | 0
Cumulative New Build Capacity by Reporting Type: NYISO_J-K
ReportingType | 2015 | 2020 | 2025 | 2030 | 2035 | 2040
BM | 0 | 0 | 0 | 0 | 0 | 0
CC | 1175.4 | 1175.4 | 1175.4 | 1175.4 | 1175.4 | 1175.4
CSP | 0 | 0 | 0 | 0 | 0 | 0
CT | 0 | 0 | 0 | 0 | 0 | 0
Coal | 0 | 0 | 0 | 0 | 0 | 0
Geo | 0 | 0 | 0 | 0 | 0 | 0
H | 0 | 0 | 0 | 0 | 0 | 0
LFG | 0 | 0 | 0 | 74.33 | 74.33 | 74.33
Nuc | 0 | 0 | 0 | 0 | 0 | 0
PS | 0 | 0 | 0 | 0 | 0 | 0
PV | 32 | 32 | 32 | 32 | 32 | 32
PeakG | 0 | 0 | 0 | 0 | 0 | 0
PeakO | 0 | 0 | 0 | 0 | 0 | 0
ST | 0 | 0 | 0 | 0 | 0 | 0
STOG | 0 | 0 | 0 | 0 | 0 | 0
STWD | 0 | 0 | 0 | 0 | 0 | 0
WT | 0 | 0 | 0 | 36.1 | 330 | 330
IGCC | 0 | 0 | 0 | 0 | 0 | 0
DemandResponse | 0 | 0 | 0 | 0 | 0 | 0
IGCC-CCS | 0 | 0 | 0 | 0 | 0 | 0
WT_off | 0 | 0 | 0 | 0 | 0 | 0
PseudoUnit | 0 | 0 | 0 | 0 | 0 | 0
FixedInterchange | 0 | 0 | 0 | 0 | 0 | 0
Cumulative New Build Capacity by Reporting Type: PJM_E
ReportingType | 2015 | 2020 | 2025 | 2030 | 2035 | 2040
BM | 30 | 30 | 30 | 30 | 30 | 30
CC | 4634.3 | 4634.3 | 4634.3 | 4634.3 | 4634.3 | 4634.3
CSP | 0 | 0 | 0 | 0 | 0 | 0
CT | 26.2 | 26.2 | 26.2 | 26.2 | 26.2 | 26.2
Coal | 27 | 27 | 27 | 27 | 27 | 27
Geo | 0 | 0 | 0 | 0 | 0 | 0
H | 0 | 0 | 0 | 0 | 0 | 0
LFG | 9.1 | 142 | 142 | 142 | 142 | 142
Nuc | 38 | 38 | 38 | 38 | 38 | 38
PS | 0 | 0 | 0 | 0 | 0 | 0
PV | 25.45 | 25.45 | 25.45 | 25.45 | 25.45 | 25.45
PeakG | 0 | 0 | 0 | 0 | 0 | 0
PeakO | 0 | 0 | 0 | 0 | 0 | 0
ST | 0 | 0 | 0 | 0 | 0 | 0
STOG | 0 | 0 | 0 | 0 | 0 | 0
STWD | 0 | 0 | 0 | 0 | 0 | 0
WT | 1150 | 1150 | 1150 | 1150 | 1170 | 1170
IGCC | 0 | 0 | 0 | 0 | 0 | 0
DemandResponse | 0 | 0 | 0 | 0 | 0 | 0
IGCC-CCS | 0 | 0 | 0 | 0 | 0 | 0
WT_off | 0 | 0 | 1100 | 1100 | 1684.18 | 9600
PseudoUnit | 0 | 0 | 0 | 0 | 0 | 0
FixedInterchange | 0 | 0 | 0 | 0 | 0 | 0
Cumulative New Build Capacity by Reporting Type: PJM_ROM
ReportingType | 2015 | 2020 | 2025 | 2030 | 2035 | 2040
BM | 18 | 18 | 18 | 18 | 2357.79 | 2357.79
CC | 1678.5 | 1678.5 | 1678.5 | 1678.5 | 1678.5 | 1678.5
CSP | 0 | 0 | 0 | 0 | 0 | 0
CT | 16 | 16 | 16 | 16 | 16 | 16
Coal | 32.5 | 32.5 | 32.5 | 32.5 | 32.5 | 32.5
Geo | 0 | 0 | 0 | 0 | 0 | 0
H | 0 | 0 | 678 | 678 | 678 | 678
LFG | 18.9 | 284 | 284 | 284 | 284 | 284
Nuc | 0 | 0 | 0 | 0 | 1652.03 | 3982.38
PS | 0 | 0 | 0 | 0 | 0 | 0
PV | 0 | 1355.2 | 2113.94 | 2283.77 | 2296.57 | 2357.65
PeakG | 0 | 0 | 0 | 0 | 0 | 0
PeakO | 0 | 0 | 0 | 0 | 0 | 0
ST | 0 | 0 | 0 | 0 | 0 | 0
STOG | 0 | 0 | 0 | 0 | 0 | 0
STWD | 0 | 0 | 0 | 0 | 0 | 0
WT | 479.8 | 1230 | 1230 | 1230 | 7040 | 7040
IGCC | 0 | 0 | 0 | 0 | 0 | 0
DemandResponse | 0 | 0 | 0 | 0 | 0 | 0
IGCC-CCS | 0 | 0 | 0 | 0 | 0 | 0
WT_off | 0 | 0 | 0 | 0 | 0 | 10814.93
PseudoUnit | 0 | 0 | 0 | 0 | 0 | 0
FixedInterchange | 0 | 0 | 0 | 0 | 0 | 0
Cumulative New Build Capacity by Reporting Type: PJM_ROR
ReportingType | 2015 | 2020 | 2025 | 2030 | 2035 | 2040
BM | 385 | 385 | 385 | 385 | 385 | 10556.34
CC | 18669.22 | 24560.88 | 24560.88 | 24560.88 | 24560.88 | 24560.88
CSP | 0 | 0 | 0 | 0 | 0 | 0
CT | 29 | 29 | 29 | 29 | 29 | 29
Coal | 2164 | 2164 | 2164 | 2164 | 2164 | 2164
Geo | 0 | 0 | 0 | 0 | 0 | 0
H | 0 | 503 | 503 | 503 | 503 | 503
LFG | 57.4 | 571.11 | 571.11 | 571.11 | 571.11 | 571.11
Nuc | 38 | 38 | 38 | 38 | 3818.21 | 18847.18
PS | 0 | 0 | 0 | 0 | 0 | 0
PV | 0 | 0 | 210.91 | 218.73 | 218.73 | 218.73
PeakG | 0 | 0 | 0 | 0 | 0 | 0
PeakO | 0 | 0 | 0 | 0 | 0 | 0
ST | 0 | 0 | 0 | 0 | 0 | 0
STOG | 0 | 0 | 0 | 0 | 0 | 0
STWD | 0 | 0 | 0 | 0 | 0 | 0
WT | 8325.7 | 8517.4 | 15213.59 | 53600 | 53600 | 53600
IGCC | 0 | 0 | 0 | 0 | 0 | 0
DemandResponse | 0 | 0 | 0 | 0 | 0 | 0
IGCC-CCS | 0 | 0 | 0 | 0 | 0 | 0
WT_off | 0 | 0 | 0 | 0 | 0 | 0
PseudoUnit | 0 | 0 | 0 | 0 | 0 | 0
FixedInterchange | 0 | 0 | 0 | 0 | 0 | 0
Cumulative New Build Capacity by Reporting Type: SOCO
ReportingType | 2015 | 2020 | 2025 | 2030 | 2035 | 2040
BM | 55 | 55 | 55 | 55 | 6555.24 | 6555.24
CC | 7201.16 | 12150.45 | 12150.45 | 12150.45 | 12150.45 | 12150.45
CSP | 0 | 0 | 0 | 0 | 0 | 0
CT | 0 | 0 | 0 | 0 | 0 | 0
Coal | 0 | 0 | 0 | 0 | 0 | 0
Geo | 0 | 0 | 0 | 0 | 0 | 0
H | 0 | 0 | 0 | 0 | 0 | 0
LFG | 0 | 0 | 107.4 | 107.4 | 107.4 | 107.4
Nuc | 70 | 2270 | 2270 | 10803.58 | 13523.95 | 21958.07
PS | 0 | 0 | 0 | 0 | 0 | 0
PV | 0 | 0 | 0 | 0 | 0 | 0
PeakG | 0 | 0 | 0 | 0 | 0 | 0
PeakO | 0 | 0 | 0 | 0 | 0 | 0
ST | 0 | 0 | 0 | 0 | 0 | 0
STOG | 0 | 0 | 0 | 0 | 0 | 0
STWD | 0 | 0 | 0 | 0 | 0 | 0
WT | 0 | 0 | 0 | 0 | 100 | 100
IGCC | 0 | 0 | 0 | 0 | 0 | 0
DemandResponse | 0 | 0 | 0 | 0 | 0 | 0
IGCC-CCS | 0 | 0 | 0 | 0 | 0 | 0
WT_off | 0 | 0 | 0 | 0 | 0 | 0
PseudoUnit | 0 | 0 | 0 | 0 | 0 | 0
FixedInterchange | 0 | 0 | 0 | 0 | 0 | 0
Cumulative New Build Capacity by Reporting Type: SPP_N
ReportingType | 2015 | 2020 | 2025 | 2030 | 2035 | 2040
BM | 0 | 0 | 0 | 0 | 5462.34 | 6405.59
CC | 1447.04 | 4266.47 | 4266.47 | 4266.47 | 4266.47 | 4266.47
CSP | 0 | 0 | 0 | 0 | 0 | 0
CT | 0 | 0 | 0 | 0 | 0 | 0
Coal | 465.04 | 465.04 | 465.04 | 465.04 | 465.04 | 465.04
Geo | 0 | 0 | 0 | 0 | 0 | 0
H | 0 | 0 | 0 | 0 | 0 | 0
LFG | 0 | 0 | 95 | 95 | 95 | 95
Nuc | 0 | 0 | 0 | 0 | 0 | 0
PS | 0 | 0 | 0 | 0 | 0 | 0
PV | 0 | 0 | 0 | 0 | 0 | 0
PeakG | 0 | 0 | 0 | 0 | 0 | 0
PeakO | 0 | 0 | 0 | 0 | 0 | 0
ST | 0 | 0 | 0 | 0 | 0 | 0
STOG | 0 | 0 | 0 | 0 | 0 | 0
STWD | 0 | 0 | 0 | 0 | 0 | 0
WT | 0 | 12451.49 | 12451.49 | 12451.49 | 12522.56 | 13519.59
IGCC | 0 | 0 | 0 | 0 | 0 | 0
DemandResponse | 0 | 0 | 0 | 0 | 0 | 0
IGCC-CCS | 0 | 0 | 0 | 0 | 0 | 0
WT_off | 0 | 0 | 0 | 0 | 0 | 0
PseudoUnit | 0 | 0 | 0 | 0 | 0 | 0
FixedInterchange | 0 | 0 | 0 | 0 | 0 | 0
Cumulative New Build Capacity by Reporting Type: SPP_S
ReportingType | 2015 | 2020 | 2025 | 2030 | 2035 | 2040
BM | 0 | 0 | 0 | 0 | 2179.52 | 3970.61
CC | 0 | 4727.98 | 4727.98 | 4727.98 | 4727.98 | 4727.98
CSP | 0 | 0 | 0 | 0 | 0 | 0
CT | 412.99 | 712.99 | 712.99 | 712.99 | 712.99 | 712.99
Coal | 988 | 988 | 988 | 988 | 988 | 988
Geo | 0 | 0 | 0 | 0 | 0 | 0
H | 0 | 0 | 0 | 91 | 91 | 91
LFG | 0 | 0 | 95 | 95 | 95 | 95
Nuc | 0 | 0 | 0 | 1410.24 | 1410.24 | 1410.24
PS | 0 | 0 | 0 | 0 | 0 | 0
PV | 0 | 0 | 0 | 0 | 0 | 0
PeakG | 0 | 0 | 0 | 0 | 0 | 0
PeakO | 0 | 0 | 0 | 0 | 0 | 0
ST | 0 | 0 | 0 | 0 | 0 | 0
STOG | 0 | 0 | 0 | 0 | 0 | 0
STWD | 0 | 0 | 0 | 0 | 0 | 0
WT | 430 | 29289.75 | 29289.75 | 29289.75 | 29289.75 | 29289.75
IGCC | 0 | 0 | 0 | 0 | 0 | 0
DemandResponse | 0 | 0 | 0 | 0 | 0 | 0
IGCC-CCS | 0 | 0 | 0 | 0 | 0 | 0
WT_off | 0 | 0 | 0 | 0 | 0 | 0
PseudoUnit | 0 | 0 | 0 | 0 | 0 | 0
FixedInterchange | 0 | 0 | 0 | 0 | 0 | 0
Cumulative New Build Capacity by Reporting Type: TVA
ReportingType | 2015 | 2020 | 2025 | 2030 | 2035 | 2040
BM | 0 | 0 | 0 | 0 | 7394.28 | 7394.28
CC | 4636.65 | 9462.09 | 9462.09 | 9462.09 | 9462.09 | 9462.09
CSP | 0 | 0 | 0 | 0 | 0 | 0
CT | 0 | 0 | 0 | 0 | 0 | 0
Coal | 0 | 0 | 0 | 0 | 0 | 0
Geo | 0 | 0 | 0 | 0 | 0 | 0
H | 0 | 0 | 27 | 27 | 27 | 27
LFG | 0 | 0 | 107.4 | 107.4 | 107.4 | 107.4
Nuc | 1697.89 | 1697.89 | 1697.89 | 1697.89 | 4096.59 | 8913.09
PS | 0 | 0 | 0 | 0 | 0 | 0
PV | 0 | 0 | 0 | 0 | 0 | 51.11
PeakG | 0 | 0 | 0 | 0 | 0 | 0
PeakO | 0 | 0 | 0 | 0 | 0 | 0
ST | 0 | 0 | 0 | 0 | 0 | 0
STOG | 0 | 0 | 0 | 0 | 0 | 0
STWD | 0 | 0 | 0 | 0 | 0 | 0
WT | 0 | 0 | 0 | 0 | 100 | 100
IGCC | 0 | 0 | 0 | 0 | 0 | 0
DemandResponse | 0 | 0 | 0 | 0 | 0 | 0
IGCC-CCS | 0 | 0 | 0 | 0 | 0 | 0
WT_off | 0 | 0 | 0 | 0 | 0 | 0
PseudoUnit | 0 | 0 | 0 | 0 | 0 | 0
FixedInterchange | 0 | 0 | 0 | 0 | 0 | 0
Cumulative New Build Capacity by Reporting Type: TVA_Transmission
ReportingType | 2015 | 2020 | 2025 | 2030 | 2035 | 2040
BM | 0 | 0 | 0 | 0 | 0 | 0
CC | 0 | 0 | 0 | 0 | 0 | 0
CSP | 0 | 0 | 0 | 0 | 0 | 0
CT | 0 | 0 | 0 | 0 | 0 | 0
Coal | 0 | 0 | 0 | 0 | 0 | 0
Geo | 0 | 0 | 0 | 0 | 0 | 0
H | 0 | 0 | 0 | 0 | 0 | 0
LFG | 0 | 0 | 0 | 0 | 0 | 0
Nuc | 0 | 0 | 0 | 0 | 0 | 0
PS | 0 | 0 | 0 | 0 | 0 | 0
PV | 0 | 0 | 0 | 0 | 0 | 0
PeakG | 0 | 0 | 0 | 0 | 0 | 0
PeakO | 0 | 0 | 0 | 0 | 0 | 0
ST | 0 | 0 | 0 | 0 | 0 | 0
STOG | 0 | 0 | 0 | 0 | 0 | 0
STWD | 0 | 0 | 0 | 0 | 0 | 0
WT | 0 | 0 | 0 | 0 | 0 | 0
IGCC | 0 | 0 | 0 | 0 | 0 | 0
DemandResponse | 0 | 0 | 0 | 0 | 0 | 0
IGCC-CCS | 0 | 0 | 0 | 0 | 0 | 0
WT_off | 0 | 0 | 0 | 0 | 0 | 0
PseudoUnit | 0 | 0 | 0 | 0 | 0 | 0
FixedInterchange | 0 | 0 | 0 | 0 | 0 | 0
Cumulative New Build Capacity by Reporting Type: VACAR
ReportingType | 2015 | 2020 | 2025 | 2030 | 2035 | 2040
BM | 0.92 | 171.13 | 709.69 | 722.42 | 722.42 | 6029.85
CC | 16076.63 | 16076.63 | 16076.63 | 16076.63 | 16076.63 | 16076.63
CSP | 0 | 0 | 0 | 0 | 0 | 0
CT | 717.2 | 717.2 | 717.2 | 717.2 | 717.2 | 717.2
Coal | 825 | 825 | 825 | 825 | 825 | 825
Geo | 0 | 0 | 0 | 0 | 0 | 0
H | 0 | 0 | 0 | 0 | 0 | 0
LFG | 0.34 | 107.4 | 107.4 | 107.4 | 107.4 | 107.4
Nuc | 0 | 2330 | 4540.72 | 5875.88 | 5875.88 | 5875.88
PS | 0 | 0 | 0 | 0 | 0 | 0
PV | 0 | 133.61 | 135.95 | 136.75 | 136.75 | 139.75
PeakG | 0 | 0 | 0 | 0 | 0 | 0
PeakO | 0 | 0 | 0 | 0 | 0 | 0
ST | 0 | 0 | 0 | 0 | 0 | 0
STOG | 0 | 0 | 0 | 0 | 0 | 0
STWD | 0 | 0 | 0 | 0 | 0 | 0
WT | 0.9 | 3500 | 3500 | 3500 | 3500 | 3500
IGCC | 0 | 0 | 0 | 0 | 0 | 0
DemandResponse | 0 | 0 | 0 | 0 | 0 | 0
IGCC-CCS | 0 | 0 | 0 | 0 | 0 | 0
WT_off | 1 | 1 | 1 | 1 | 28251.69 | 39250
PseudoUnit | 0 | 0 | 0 | 0 | 0 | 0
FixedInterchange | 0 | 0 | 0 | 0 | 0 | 0
Cumulative New Build Capacity by Reporting Type: IESO
ReportingType | 2015 | 2020 | 2025 | 2030 | 2035 | 2040
BM | 326.33 | 326.33 | 326.33 | 326.33 | 326.33 | 326.33
CC | 1263 | 1263 | 1263 | 1263 | 1263 | 1263
CSP | 0 | 0 | 0 | 0 | 0 | 0
CT | 368 | 368 | 368 | 368 | 368 | 368
Coal | 0 | 0 | 0 | 0 | 0 | 0
Geo | 0 | 0 | 0 | 0 | 0 | 0
H | 0 | 0 | 0 | 0 | 0 | 0
LFG | 14.5 | 14.5 | 14.5 | 14.5 | 14.5 | 14.5
Nuc | 0 | 0 | 0 | 0 | 0 | 0
PS | 0 | 0 | 0 | 0 | 0 | 0
PV | 1067.26 | 1067.26 | 1067.26 | 1067.26 | 1067.26 | 1067.26
PeakG | 0 | 0 | 0 | 0 | 0 | 0
PeakO | 0 | 0 | 0 | 0 | 0 | 0
ST | 0 | 0 | 0 | 0 | 0 | 0
STOG | 0 | 0 | 0 | 0 | 0 | 0
STWD | 0 | 0 | 0 | 0 | 0 | 0
WT | 2105.9 | 2105.9 | 2105.9 | 2105.9 | 2105.9 | 2105.9
IGCC | 0 | 0 | 0 | 0 | 0 | 0
DemandResponse | 0 | 0 | 0 | 0 | 0 | 0
IGCC-CCS | 0 | 0 | 0 | 0 | 0 | 0
WT_off | 0 | 0 | 0 | 0 | 0 | 0
PseudoUnit | 0 | 0 | 0 | 0 | 0 | 0
FixedInterchange | 0 | 0 | 0 | 0 | 0 | 0
Cumulative New Build Capacity by Reporting Type: MAPP_CA
ReportingType | 2015 | 2020 | 2025 | 2030 | 2035 | 2040
BM | 0 | 0 | 0 | 0 | 0 | 0
CC | 281.76 | 281.76 | 281.76 | 281.76 | 281.76 | 281.76
CSP | 0 | 0 | 0 | 0 | 0 | 0
CT | 0 | 0 | 0 | 0 | 0 | 0
Coal | 0 | 0 | 0 | 0 | 0 | 0
Geo | 0 | 0 | 0 | 0 | 0 | 0
H | 0 | 695 | 2190 | 4196.63 | 4311.67 | 4311.67
LFG | 0 | 0 | 0 | 0 | 0 | 0
Nuc | 0 | 0 | 0 | 0 | 0 | 0
PS | 0 | 0 | 0 | 0 | 0 | 0
PV | 0 | 0 | 0 | 0 | 0 | 0
PeakG | 0 | 0 | 0 | 0 | 0 | 0
PeakO | 0 | 0 | 0 | 0 | 0 | 0
ST | 0 | 0 | 0 | 0 | 0 | 0
STOG | 0 | 0 | 0 | 0 | 0 | 0
STWD | 0 | 0 | 0 | 0 | 0 | 0
WT | 302.4 | 302.4 | 302.4 | 302.4 | 302.4 | 302.4
IGCC | 0 | 0 | 0 | 0 | 0 | 0
DemandResponse | 0 | 0 | 0 | 0 | 0 | 0
IGCC-CCS | 0 | 0 | 0 | 0 | 0 | 0
WT_off | 0 | 0 | 0 | 0 | 0 | 0
PseudoUnit | 0 | 0 | 0 | 0 | 0 | 0
FixedInterchange | 0 | 0 | 0 | 0 | 0 | 0
Cumulative New Build Capacity by Reporting Type: AZ_NM_SNV_Coal
ReportingType | 2015 | 2020 | 2025 | 2030 | 2035 | 2040
BM | 0 | 0 | 0 | 0 | 0 | 0
CC | 0 | 0 | 0 | 0 | 0 | 0
CSP | 0 | 0 | 0 | 0 | 0 | 0
CT | 0 | 0 | 0 | 0 | 0 | 0
Coal | 0 | 0 | 0 | 0 | 0 | 0
Geo | 0 | 0 | 0 | 0 | 0 | 0
H | 0 | 0 | 0 | 0 | 0 | 0
LFG | 0 | 0 | 0 | 0 | 0 | 0
Nuc | 0 | 0 | 0 | 0 | 0 | 0
PS | 0 | 0 | 0 | 0 | 0 | 0
PV | 0 | 0 | 0 | 0 | 0 | 0
PeakG | 0 | 0 | 0 | 0 | 0 | 0
PeakO | 0 | 0 | 0 | 0 | 0 | 0
ST | 0 | 0 | 0 | 0 | 0 | 0
STOG | 0 | 0 | 0 | 0 | 0 | 0
STWD | 0 | 0 | 0 | 0 | 0 | 0
WT | 0 | 0 | 0 | 0 | 0 | 0
IGCC | 0 | 0 | 0 | 0 | 0 | 0
DemandResponse | 0 | 0 | 0 | 0 | 0 | 0
IGCC-CCS | 0 | 0 | 0 | 0 | 0 | 0
WT_off | 0 | 0 | 0 | 0 | 0 | 0
PseudoUnit | 0 | 0 | 0 | 0 | 0 | 0
FixedInterchange | 0 | 0 | 0 | 0 | 0 | 0
Cumulative New Build Capacity by Reporting Type: AZ_NM_SNV_Gas
ReportingType | 2015 | 2020 | 2025 | 2030 | 2035 | 2040
BM | 0 | 0 | 0 | 0 | 0 | 0
CC | 668 | 2217.28 | 2217.28 | 2217.28 | 2217.28 | 2217.28
CSP | 0 | 0 | 0 | 0 | 0 | 0
CT | 736 | 736 | 736 | 736 | 736 | 736
Coal | 0 | 0 | 0 | 0 | 0 | 0
Geo | 0 | 0 | 0 | 0 | 0 | 0
H | 0 | 0 | 0 | 0 | 0 | 0
LFG | 0 | 0 | 0 | 0 | 0 | 0
Nuc | 0 | 0 | 0 | 0 | 0 | 0
PS | 0 | 0 | 0 | 0 | 0 | 0
PV | 0 | 0 | 0 | 0 | 0 | 0
PeakG | 0 | 0 | 0 | 0 | 0 | 0
PeakO | 0 | 0 | 0 | 0 | 0 | 0
ST | 0 | 0 | 0 | 0 | 0 | 0
STOG | 0 | 0 | 0 | 0 | 0 | 0
STWD | 0 | 0 | 0 | 0 | 0 | 0
WT | 0 | 0 | 0 | 0 | 0 | 0
IGCC | 0 | 0 | 0 | 0 | 0 | 0
DemandResponse | 0 | 0 | 0 | 0 | 0 | 0
IGCC-CCS | 0 | 0 | 0 | 0 | 0 | 0
WT_off | 0 | 0 | 0 | 0 | 0 | 0
PseudoUnit | 0 | 0 | 0 | 0 | 0 | 0
FixedInterchange | 0 | 0 | 0 | 0 | 0 | 0
Cumulative New Build Capacity by Reporting Type: AZ_NM_SNV_NucRenew
ReportingType | 2015 | 2020 | 2025 | 2030 | 2035 | 2040
BM | 0 | 0 | 0 | 0 | 0 | 78.17
CC | 0 | 0 | 0 | 0 | 0 | 0
CSP | 0 | 0 | 0 | 0 | 0 | 0
CT | 0 | 0 | 0 | 0 | 0 | 0
Coal | 0 | 0 | 0 | 0 | 0 | 0
Geo | 0 | 0 | 1450 | 1450 | 1450 | 1450
H | 0 | 0 | 0 | 0 | 0 | 0
LFG | 0 | 0 | 60.67 | 60.67 | 60.67 | 60.67
Nuc | 0 | 0 | 0 | 3204.65 | 10071.07 | 10071.07
PS | 0 | 0 | 0 | 0 | 0 | 0
PV | 95.7 | 95.7 | 95.7 | 95.7 | 95.7 | 95.7
PeakG | 0 | 0 | 0 | 0 | 0 | 0
PeakO | 0 | 0 | 0 | 0 | 0 | 0
ST | 280 | 725.61 | 953.39 | 1085.16 | 1606.94 | 1606.94
STOG | 0 | 0 | 0 | 0 | 0 | 0
STWD | 0 | 0 | 0 | 0 | 0 | 0
WT | 65.1 | 11854.92 | 11854.92 | 11854.92 | 11854.92 | 11854.92
IGCC | 0 | 0 | 0 | 0 | 0 | 0
DemandResponse | 0 | 0 | 0 | 0 | 0 | 0
IGCC-CCS | 0 | 0 | 0 | 0 | 0 | 0
WT_off | 0 | 0 | 0 | 0 | 0 | 0
PseudoUnit | 0 | 0 | 0 | 0 | 0 | 0
FixedInterchange | 0 | 0 | 0 | 0 | 0 | 0
Cumulative New Build Capacity by Reporting Type: ERCOT
ReportingType | 2015 | 2020 | 2025 | 2030 | 2035 | 2040
BM | 145 | 145 | 145 | 145 | 4064.97 | 4064.97
CC | 16530.14 | 16530.14 | 16530.14 | 16530.14 | 16530.14 | 16530.14
CSP | 0 | 0 | 0 | 0 | 0 | 0
CT | 250 | 250 | 250 | 250 | 250 | 250
Coal | 2020 | 2020 | 2020 | 2020 | 2020 | 2020
Geo | 0 | 0 | 0 | 0 | 0 | 0
H | 0 | 0 | 0 | 0 | 0 | 0
LFG | 0 | 0 | 354 | 354 | 354 | 354
Nuc | 0 | 0 | 0 | 1685.54 | 11102 | 15863.14
PS | 0 | 0 | 0 | 0 | 0 | 0
PV | 14 | 14 | 14 | 14 | 14 | 14
PeakG | 0 | 0 | 0 | 0 | 0 | 0
PeakO | 0 | 0 | 0 | 0 | 0 | 0
ST | 0 | 0 | 0 | 0 | 0 | 0
STOG | 0 | 0 | 0 | 0 | 0 | 0
STWD | 0 | 0 | 0 | 0 | 0 | 0
WT | 350.1 | 350.1 | 19804.41 | 19804.41 | 19804.41 | 20058.01
IGCC | 0 | 0 | 0 | 0 | 0 | 0
DemandResponse | 0 | 0 | 0 | 0 | 0 | 0
IGCC-CCS | 0 | 0 | 0 | 0 | 0 | 0
WT_off | 0 | 0 | 0 | 0 | 0 | 0
PseudoUnit | 0 | 0 | 0 | 0 | 0 | 0
FixedInterchange | 0 | 0 | 0 | 0 | 0 | 0
Cumulative New Build Capacity by Reporting Type: NP15
ReportingType | 2015 | 2020 | 2025 | 2030 | 2035 | 2040
BM | 0 | 0 | 0 | 0 | 0 | 295.05
CC | 1666.47 | 2319.93 | 2319.93 | 2319.93 | 2319.93 | 2319.93
CSP | 0 | 0 | 0 | 0 | 0 | 0
CT | 212.6 | 212.6 | 212.6 | 212.6 | 212.6 | 212.6
Coal | 0 | 0 | 0 | 0 | 0 | 0
Geo | 0 | 566.23 | 600 | 600 | 600 | 600
H | 0 | 0 | 0 | 0 | 0 | 0
LFG | 0 | 378.43 | 565 | 565 | 565 | 565
Nuc | 0 | 0 | 0 | 4197.28 | 6784.36 | 7706.28
PS | 0 | 0 | 0 | 0 | 0 | 0
PV | 6.5 | 6.5 | 6.5 | 6.5 | 6.5 | 6.5
PeakG | 0 | 0 | 0 | 0 | 0 | 0
PeakO | 0 | 0 | 0 | 0 | 0 | 0
ST | 29 | 29 | 29 | 29 | 29 | 29
STOG | 0 | 0 | 0 | 0 | 0 | 0
STWD | 0 | 0 | 0 | 0 | 0 | 0
WT | 101.2 | 3400 | 3400 | 3400 | 11821.97 | 12542.4
IGCC | 0 | 0 | 0 | 0 | 0 | 0
DemandResponse | 0 | 0 | 0 | 0 | 0 | 0
IGCC-CCS | 0 | 0 | 0 | 0 | 0 | 0
WT_off | 0 | 0 | 0 | 0 | 0 | 0
PseudoUnit | 0 | 0 | 0 | 0 | 0 | 0
FixedInterchange | 0 | 0 | 0 | 0 | 0 | 0
Cumulative New Build Capacity by Reporting Type: NWPP_Coal
ReportingType | 2015 | 2020 | 2025 | 2030 | 2035 | 2040
BM | 0 | 0 | 0 | 0 | 0 | 0
CC | 0 | 0 | 0 | 0 | 0 | 0
CSP | 0 | 0 | 0 | 0 | 0 | 0
CT | 0 | 0 | 0 | 0 | 0 | 0
Coal | 0 | 0 | 0 | 0 | 0 | 0
Geo | 0 | 0 | 0 | 0 | 0 | 0
H | 0 | 0 | 0 | 0 | 0 | 0
LFG | 0 | 0 | 0 | 0 | 0 | 0
Nuc | 0 | 0 | 0 | 0 | 0 | 0
PS | 0 | 0 | 0 | 0 | 0 | 0
PV | 0 | 0 | 0 | 0 | 0 | 0
PeakG | 0 | 0 | 0 | 0 | 0 | 0
PeakO | 0 | 0 | 0 | 0 | 0 | 0
ST | 0 | 0 | 0 | 0 | 0 | 0
STOG | 0 | 0 | 0 | 0 | 0 | 0
STWD | 0 | 0 | 0 | 0 | 0 | 0
WT | 0 | 0 | 0 | 0 | 0 | 0
IGCC | 0 | 0 | 0 | 0 | 0 | 0
DemandResponse | 0 | 0 | 0 | 0 | 0 | 0
IGCC-CCS | 0 | 0 | 0 | 0 | 0 | 0
WT_off | 0 | 0 | 0 | 0 | 0 | 0
PseudoUnit | 0 | 0 | 0 | 0 | 0 | 0
FixedInterchange | 0 | 0 | 0 | 0 | 0 | 0
Cumulative New Build Capacity by Reporting Type: NWPP_Gas
ReportingType | 2015 | 2020 | 2025 | 2030 | 2035 | 2040
BM | 0 | 0 | 0 | 0 | 0 | 0
CC | 300 | 2047.13 | 2047.13 | 2047.13 | 2047.13 | 2047.13
CSP | 0 | 0 | 0 | 0 | 0 | 0
CT | 150 | 150 | 150 | 150 | 150 | 150
Coal | 0 | 0 | 0 | 0 | 0 | 0
Geo | 0 | 0 | 0 | 0 | 0 | 0
H | 0 | 0 | 0 | 0 | 0 | 0
LFG | 0 | 0 | 0 | 0 | 0 | 0
Nuc | 0 | 0 | 0 | 0 | 0 | 0
PS | 0 | 0 | 0 | 0 | 0 | 0
PV | 0 | 0 | 0 | 0 | 0 | 0
PeakG | 0 | 0 | 0 | 0 | 0 | 0
PeakO | 0 | 0 | 0 | 0 | 0 | 0
ST | 0 | 0 | 0 | 0 | 0 | 0
STOG | 0 | 0 | 0 | 0 | 0 | 0
STWD | 0 | 0 | 0 | 0 | 0 | 0
WT | 0 | 0 | 0 | 0 | 0 | 0
IGCC | 0 | 0 | 0 | 0 | 0 | 0
DemandResponse | 0 | 0 | 0 | 0 | 0 | 0
IGCC-CCS | 0 | 0 | 0 | 0 | 0 | 0
WT_off | 0 | 0 | 0 | 0 | 0 | 0
PseudoUnit | 0 | 0 | 0 | 0 | 0 | 0
FixedInterchange | 0 | 0 | 0 | 0 | 0 | 0
Cumulative New Build Capacity by Reporting Type: NWPP_NucRenew
ReportingType | 2015 | 2020 | 2025 | 2030 | 2035 | 2040
BM | 32.55 | 32.55 | 32.55 | 32.55 | 32.55 | 3165.28
CC | 0 | 0 | 0 | 0 | 0 | 0
CSP | 0 | 0 | 0 | 0 | 0 | 0
CT | 0 | 0 | 0 | 0 | 0 | 0
Coal | 0 | 0 | 0 | 0 | 0 | 0
Geo | 86 | 86 | 520 | 520 | 520 | 520
H | 0 | 0 | 0 | 0 | 335 | 335
LFG | 25.5 | 25.5 | 270 | 270 | 270 | 270
Nuc | 0 | 0 | 0 | 0 | 3464.66 | 3844.68
PS | 0 | 0 | 0 | 0 | 0 | 0
PV | 0 | 0 | 0 | 0 | 0 | 0
PeakG | 0 | 0 | 0 | 0 | 0 | 0
PeakO | 0 | 0 | 0 | 0 | 0 | 0
ST | 0 | 0 | 0 | 0 | 0 | 0
STOG | 0 | 0 | 0 | 0 | 0 | 0
STWD | 0 | 0 | 0 | 0 | 0 | 0
WT | 977.3 | 977.3 | 977.3 | 22316.36 | 22316.37 | 24634.41
IGCC | 0 | 0 | 0 | 0 | 0 | 0
DemandResponse | 0 | 0 | 0 | 0 | 0 | 0
IGCC-CCS | 0 | 0 | 0 | 0 | 0 | 0
WT_off | 0 | 0 | 0 | 0 | 0 | 0
PseudoUnit | 0 | 0 | 0 | 0 | 0 | 0
FixedInterchange | 0 | 0 | 0 | 0 | 0 | 0
Cumulative New Build Capacity by Reporting Type: RMPA
ReportingType | 2015 | 2020 | 2025 | 2030 | 2035 | 2040
BM | 0 | 0 | 0 | 0 | 1444.48 | 1927.15
CC | 0 | 1253.09 | 1253.09 | 1253.09 | 1253.09 | 1253.09
CSP | 0 | 0 | 0 | 0 | 0 | 0
CT | 152 | 152 | 152 | 152 | 152 | 152
Coal | 390 | 390 | 390 | 390 | 390 | 390
Geo | 0 | 58.77 | 2570 | 2570 | 2570 | 2570
H | 0 | 0 | 0 | 0 | 0 | 0
LFG | 1.4 | 1.4 | 30.33 | 30.33 | 30.33 | 30.33
Nuc | 0 | 0 | 162.33 | 1906.1 | 1906.1 | 1906.1
PS | 0 | 0 | 0 | 0 | 0 | 0
PV | 1 | 1 | 1 | 1 | 1 | 1
PeakG | 0 | 0 | 0 | 0 | 0 | 0
PeakO | 0 | 0 | 0 | 0 | 0 | 0
ST | 3 | 370.43 | 370.43 | 375.89 | 375.89 | 375.89
STOG | 0 | 0 | 0 | 0 | 0 | 0
STWD | 0 | 0 | 0 | 0 | 0 | 0
WT | 765.4 | 4310.61 | 4310.61 | 4847.18 | 4847.18 | 4982.91
IGCC | 0 | 0 | 0 | 0 | 0 | 0
DemandResponse | 0 | 0 | 0 | 0 | 0 | 0
IGCC-CCS | 0 | 0 | 0 | 0 | 0 | 0
WT_off | 0 | 0 | 0 | 0 | 0 | 0
PseudoUnit | 0 | 0 | 0 | 0 | 0 | 0
FixedInterchange | 0 | 0 | 0 | 0 | 0 | 0
Cumulative New Build Capacity by Reporting Type: SP15
ReportingType | 2015 | 2020 | 2025 | 2030 | 2035 | 2040
BM | 6 | 6 | 6 | 6 | 6 | 674.59
CC | 2672.93 | 2672.93 | 2672.93 | 2672.93 | 2672.93 | 2672.93
CSP | 0 | 0 | 0 | 0 | 0 | 0
CT | 0 | 0 | 0 | 0 | 0 | 0
Coal | 0 | 0 | 0 | 0 | 0 | 0
Geo | 50 | 1500 | 1500 | 1500 | 1500 | 1500
H | 0 | 0 | 0 | 0 | 0 | 0
LFG | 9.2 | 565 | 565 | 565 | 565 | 565
Nuc | 0 | 0 | 0 | 914.48 | 1536.61 | 3799.89
PS | 0 | 0 | 0 | 0 | 0 | 0
PV | 3.8 | 3.8 | 3.8 | 3.8 | 3.8 | 3.8
PeakG | 0 | 0 | 0 | 0 | 0 | 0
PeakO | 0 | 0 | 0 | 0 | 0 | 0
ST | 448 | 448 | 448 | 448 | 2857.45 | 3693.59
STOG | 0 | 0 | 0 | 0 | 0 | 0
STWD | 0 | 0 | 0 | 0 | 0 | 0
WT | 735 | 1632.66 | 14900 | 14900 | 14900 | 14900
IGCC | 0 | 0 | 0 | 0 | 0 | 0
DemandResponse | 0 | 0 | 0 | 0 | 0 | 0
IGCC-CCS | 0 | 0 | 0 | 0 | 0 | 0
WT_off | 0 | 0 | 0 | 0 | 0 | 0
PseudoUnit | 0 | 0 | 0 | 0 | 0 | 0
FixedInterchange | 0 | 0 | 0 | 0 | 0 | 0
Cumulative New Build Capacity by Reporting Type: ALB
ReportingType | 2015 | 2020 | 2025 | 2030 | 2035 | 2040
BM | 0 | 0 | 0 | 0 | 0 | 0
CC | 0 | 0 | 0 | 0 | 0 | 0
CSP | 0 | 0 | 0 | 0 | 0 | 0
CT | 201.5 | 201.5 | 201.5 | 201.5 | 201.5 | 201.5
Coal | 495 | 495 | 495 | 495 | 495 | 495
Geo | 0 | 0 | 0 | 0 | 0 | 0
H | 0 | 0 | 0 | 0 | 0 | 0
LFG | 0 | 0 | 0 | 0 | 0 | 0
Nuc | 0 | 0 | 0 | 8699.78 | 8969.87 | 8983.07
PS | 0 | 0 | 0 | 0 | 0 | 0
PV | 0 | 0 | 0 | 0 | 0 | 0
PeakG | 0 | 0 | 0 | 0 | 0 | 0
PeakO | 0 | 0 | 0 | 0 | 0 | 0
ST | 0 | 0 | 0 | 0 | 0 | 0
STOG | 0 | 0 | 0 | 0 | 0 | 0
STWD | 0 | 0 | 0 | 0 | 0 | 0
WT | 9 | 9 | 9 | 9 | 100 | 100
IGCC | 0 | 0 | 0 | 0 | 0 | 0
DemandResponse | 0 | 0 | 0 | 0 | 0 | 0
IGCC-CCS | 0 | 0 | 0 | 0 | 0 | 0
WT_off | 0 | 0 | 0 | 0 | 0 | 0
PseudoUnit | 0 | 0 | 0 | 0 | 0 | 0
FixedInterchange | 0 | 0 | 0 | 0 | 0 | 0
Cumulative New Build Capacity by Reporting Type: BC
ReportingType | 2015 | 2020 | 2025 | 2030 | 2035 | 2040
BM | 0 | 0 | 0 | 0 | 0 | 0
CC | 418.6 | 418.6 | 418.6 | 418.6 | 418.6 | 418.6
CSP | 0 | 0 | 0 | 0 | 0 | 0
CT | 0 | 0 | 0 | 0 | 0 | 0
Coal | 0 | 0 | 0 | 0 | 0 | 0
Geo | 0 | 0 | 0 | 0 | 0 | 0
H | 0 | 0 | 0 | 0 | 0 | 0
LFG | 0 | 0 | 0 | 0 | 0 | 0
Nuc | 0 | 0 | 0 | 710.86 | 710.86 | 1366.39
PS | 0 | 0 | 0 | 0 | 0 | 0
PV | 0 | 0 | 0 | 0 | 0 | 0
PeakG | 0 | 0 | 0 | 0 | 0 | 0
PeakO | 0 | 0 | 0 | 0 | 0 | 0
ST | 0 | 0 | 0 | 0 | 0 | 0
STOG | 0 | 0 | 0 | 0 | 0 | 0
STWD | 0 | 0 | 0 | 0 | 0 | 0
WT | 144 | 144 | 144 | 144 | 300 | 300
IGCC | 0 | 0 | 0 | 0 | 0 | 0
DemandResponse | 0 | 0 | 0 | 0 | 0 | 0
IGCC-CCS | 0 | 0 | 0 | 0 | 0 | 0
WT_off | 0 | 0 | 0 | 0 | 0 | 0
PseudoUnit | 0 | 0 | 0 | 0 | 0 | 0
FixedInterchange | 0 | 0 | 0 | 0 | 0 | 0
Cumulative New Build Capacity by Reporting Type: HQ_IESO
ReportingType | 2015 | 2020 | 2025 | 2030 | 2035 | 2040
BM | 0 | 0 | 0 | 0 | 0 | 0
CC | 0 | 0 | 0 | 0 | 0 | 0
CSP | 0 | 0 | 0 | 0 | 0 | 0
CT | 0 | 0 | 0 | 0 | 0 | 0
Coal | 0 | 0 | 0 | 0 | 0 | 0
Geo | 0 | 0 | 0 | 0 | 0 | 0
H | 0 | 0 | 0 | 0 | 0 | 0
LFG | 0 | 0 | 0 | 0 | 0 | 0
Nuc | 0 | 0 | 0 | 0 | 0 | 0
PS | 0 | 0 | 0 | 0 | 0 | 0
PV | 0 | 0 | 0 | 0 | 0 | 0
PeakG | 0 | 0 | 0 | 0 | 0 | 0
PeakO | 0 | 0 | 0 | 0 | 0 | 0
ST | 0 | 0 | 0 | 0 | 0 | 0
STOG | 0 | 0 | 0 | 0 | 0 | 0
STWD | 0 | 0 | 0 | 0 | 0 | 0
WT | 0 | 0 | 0 | 0 | 0 | 0
IGCC | 0 | 0 | 0 | 0 | 0 | 0
DemandResponse | 0 | 0 | 0 | 0 | 0 | 0
IGCC-CCS | 0 | 0 | 0 | 0 | 0 | 0
WT_off | 0 | 0 | 0 | 0 | 0 | 0
PseudoUnit | 0 | 0 | 0 | 0 | 0 | 0
FixedInterchange | 0 | 0 | 0 | 0 | 0 | 0
Cumulative New Build Capacity by Reporting Type: HQ_NEISO
ReportingType | 2015 | 2020 | 2025 | 2030 | 2035 | 2040
BM | 0 | 0 | 0 | 0 | 0 | 0
CC | 0 | 0 | 0 | 0 | 0 | 0
CSP | 0 | 0 | 0 | 0 | 0 | 0
CT | 0 | 0 | 0 | 0 | 0 | 0
Coal | 0 | 0 | 0 | 0 | 0 | 0
Geo | 0 | 0 | 0 | 0 | 0 | 0
H | 0 | 0 | 0 | 0 | 0 | 0
LFG | 0 | 0 | 0 | 0 | 0 | 0
Nuc | 0 | 0 | 0 | 0 | 0 | 0
PS | 0 | 0 | 0 | 0 | 0 | 0
PV | 0 | 0 | 0 | 0 | 0 | 0
PeakG | 0 | 0 | 0 | 0 | 0 | 0
PeakO | 0 | 0 | 0 | 0 | 0 | 0
ST | 0 | 0 | 0 | 0 | 0 | 0
STOG | 0 | 0 | 0 | 0 | 0 | 0
STWD | 0 | 0 | 0 | 0 | 0 | 0
WT | 0 | 0 | 0 | 0 | 0 | 0
IGCC | 0 | 0 | 0 | 0 | 0 | 0
DemandResponse | 0 | 0 | 0 | 0 | 0 | 0
IGCC-CCS | 0 | 0 | 0 | 0 | 0 | 0
WT_off | 0 | 0 | 0 | 0 | 0 | 0
PseudoUnit | 0 | 0 | 1476.49 | 1476.49 | 1476.49 | 1476.49
FixedInterchange | 0 | 0 | 0 | 0 | 0 | 0
Cumulative New Build Capacity by Reporting Type: HQ_NY
ReportingType | 2015 | 2020 | 2025 | 2030 | 2035 | 2040
BM | 0 | 0 | 0 | 0 | 0 | 0
CC | 0 | 0 | 0 | 0 | 0 | 0
CSP | 0 | 0 | 0 | 0 | 0 | 0
CT | 0 | 0 | 0 | 0 | 0 | 0
Coal | 0 | 0 | 0 | 0 | 0 | 0
Geo | 0 | 0 | 0 | 0 | 0 | 0
H | 0 | 0 | 0 | 0 | 0 | 0
LFG | 0 | 0 | 0 | 0 | 0 | 0
Nuc | 0 | 0 | 0 | 0 | 0 | 0
PS | 0 | 0 | 0 | 0 | 0 | 0
PV | 0 | 0 | 0 | 0 | 0 | 0
PeakG | 0 | 0 | 0 | 0 | 0 | 0
PeakO | 0 | 0 | 0 | 0 | 0 | 0
ST | 0 | 0 | 0 | 0 | 0 | 0
STOG | 0 | 0 | 0 | 0 | 0 | 0
STWD | 0 | 0 | 0 | 0 | 0 | 0
WT | 0 | 0 | 0 | 0 | 0 | 0
IGCC | 0 | 0 | 0 | 0 | 0 | 0
DemandResponse | 0 | 0 | 0 | 0 | 0 | 0
IGCC-CCS | 0 | 0 | 0 | 0 | 0 | 0
WT_off | 0 | 0 | 0 | 0 | 0 | 0
PseudoUnit | 0 | 1168.31 | 2500 | 2500 | 2500 | 2500
FixedInterchange | 0 | 0 | 0 | 0 | 0 | 0
Cumulative New Build Capacity by Reporting Type: MARITIMES
ReportingType | 2015 | 2020 | 2025 | 2030 | 2035 | 2040
BM | 0 | 0 | 0 | 0 | 0 | 0
CC | 0 | 0 | 0 | 0 | 0 | 0
CSP | 0 | 0 | 0 | 0 | 0 | 0
CT | 0 | 0 | 0 | 0 | 0 | 0
Coal | 0 | 0 | 0 | 0 | 0 | 0
Geo | 0 | 0 | 0 | 0 | 0 | 0
H | 0 | 0 | 0 | 0 | 0 | 0
LFG | 0 | 0 | 0 | 0 | 0 | 0
Nuc | 0 | 0 | 0 | 0 | 0 | 0
PS | 0 | 0 | 0 | 0 | 0 | 0
PV | 0 | 0 | 0 | 0 | 0 | 0
PeakG | 0 | 0 | 0 | 0 | 0 | 0
PeakO | 0 | 0 | 0 | 0 | 0 | 0
ST | 0 | 0 | 0 | 0 | 0 | 0
STOG | 0 | 0 | 0 | 0 | 0 | 0
STWD | 0 | 0 | 0 | 0 | 0 | 0
WT | 0 | 0 | 0 | 0 | 0 | 0
IGCC | 0 | 0 | 0 | 0 | 0 | 0
DemandResponse | 0 | 0 | 0 | 0 | 0 | 0
IGCC-CCS | 0 | 0 | 0 | 0 | 0 | 0
WT_off | 0 | 0 | 0 | 0 | 0 | 0
PseudoUnit | 0 | 500 | 500 | 500 | 500 | 500
FixedInterchange | 0 | 0 | 0 | 0 | 0 | 0
Cumulative New Build Capacity by Reporting Type: All
ReportingType | 2015 | 2020 | 2025 | 2030 | 2035 | 2040
BM | 1251 | 1421.21 | 1959.77 | 1972.51 | 34990.07 | 86585.37
CC | 111191.59 | 170934.45 | 170934.45 | 170934.45 | 170934.45 | 170934.45
CSP | 0 | 0 | 0 | 0 | 0 | 0
CT | 6393.79 | 6693.79 | 6693.79 | 6848.75 | 6848.75 | 6848.75
Coal | 10763.64 | 10763.64 | 10763.64 | 10763.64 | 10763.64 | 10763.64
Geo | 136 | 2211 | 6640 | 6640 | 6640 | 6640
H | 0 | 1199 | 4425 | 6522.63 | 8084.67 | 8084.67
LFG | 192 | 2145 | 4355 | 5078.5 | 5078.5 | 5078.5
Nuc | 2740.56 | 7270.56 | 12745.16 | 57270.67 | 107270.67 | 157270.67
PS | 0 | 0 | 0 | 0 | 0 | 0
PV | 1246 | 3314.67 | 4316.04 | 4494.49 | 4507.29 | 4623.87
PeakG | 0 | 0 | 0 | 0 | 0 | 0
PeakO | 0 | 0 | 0 | 0 | 0 | 0
ST | 760 | 1573.04 | 1800.81 | 1938.05 | 4869.27 | 5705.41
STOG | 0 | 0 | 0 | 0 | 0 | 0
STWD | 0 | 0 | 0 | 0 | 0 | 0
WT | 25342 | 100584.7 | 188549.73 | 251835.33 | 276437.01 | 285504.32
IGCC | 618 | 618 | 618 | 618 | 618 | 618
DemandResponse | 0 | 0 | 0 | 0 | 0 | 0
IGCC-CCS | 0 | 0 | 0 | 0 | 0 | 0
WT_off | 469 | 469 | 1569 | 1569 | 30403.86 | 60132.93
PseudoUnit | 0 | 1668.31 | 4476.49 | 4476.49 | 4476.49 | 4476.49
FixedInterchange | 0 | 0 | 0 | 0 | 0 | 0
Cumulative New Build Capacity by Reporting Type: EI_US
ReportingType | 2015 | 2020 | 2025 | 2030 | 2035 | 2040
BM | 741.12 | 911.33 | 1449.89 | 1462.62 | 29115.73 | 76053.82
CC | 87390.69 | 141930.59 | 141930.59 | 141930.59 | 141930.59 | 141930.59
CSP | 0 | 0 | 0 | 0 | 0 | 0
CT | 4323.69 | 4623.69 | 4623.69 | 4778.65 | 4778.65 | 4778.65
Coal | 7858.64 | 7858.64 | 7858.64 | 7858.64 | 7858.64 | 7858.64
Geo | 0 | 0 | 0 | 0 | 0 | 0
H | 0 | 504 | 2235 | 2326 | 3438 | 3438
LFG | 141.4 | 1160.17 | 2495.5 | 3219 | 3219 | 3219
Nuc | 2740.56 | 7270.56 | 12582.83 | 35951.97 | 62725.14 | 103730.05
PS | 0 | 0 | 0 | 0 | 0 | 0
PV | 57.74 | 2126.41 | 3127.78 | 3306.23 | 3319.04 | 3435.61
PeakG | 0 | 0 | 0 | 0 | 0 | 0
PeakO | 0 | 0 | 0 | 0 | 0 | 0
ST | 0 | 0 | 0 | 0 | 0 | 0
STOG | 0 | 0 | 0 | 0 | 0 | 0
STWD | 0 | 0 | 0 | 0 | 0 | 0
WT | 19786.6 | 75497.82 | 130741.19 | 172151.15 | 188083.85 | 193723.37
IGCC | 618 | 618 | 618 | 618 | 618 | 618
DemandResponse | 0 | 0 | 0 | 0 | 0 | 0
IGCC-CCS | 0 | 0 | 0 | 0 | 0 | 0
WT_off | 469 | 469 | 1569 | 1569 | 30403.86 | 60132.93
PseudoUnit | 0 | 1668.31 | 4476.49 | 4476.49 | 4476.49 | 4476.49
FixedInterchange | 0 | 0 | 0 | 0 | 0 | 0
Cumulative New Build Capacity by Reporting Type: EI_Canada
ReportingType | 2015 | 2020 | 2025 | 2030 | 2035 | 2040
BM | 326.33 | 326.33 | 326.33 | 326.33 | 326.33 | 326.33
CC | 1544.76 | 1544.76 | 1544.76 | 1544.76 | 1544.76 | 1544.76
CSP | 0 | 0 | 0 | 0 | 0 | 0
CT | 368 | 368 | 368 | 368 | 368 | 368
Coal | 0 | 0 | 0 | 0 | 0 | 0
Geo | 0 | 0 | 0 | 0 | 0 | 0
H | 0 | 695 | 2190 | 4196.63 | 4311.67 | 4311.67
LFG | 14.5 | 14.5 | 14.5 | 14.5 | 14.5 | 14.5
Nuc | 0 | 0 | 0 | 0 | 0 | 0
PS | 0 | 0 | 0 | 0 | 0 | 0
PV | 1067.26 | 1067.26 | 1067.26 | 1067.26 | 1067.26 | 1067.26
PeakG | 0 | 0 | 0 | 0 | 0 | 0
PeakO | 0 | 0 | 0 | 0 | 0 | 0
ST | 0 | 0 | 0 | 0 | 0 | 0
STOG | 0 | 0 | 0 | 0 | 0 | 0
STWD | 0 | 0 | 0 | 0 | 0 | 0
WT | 2408.3 | 2408.3 | 2408.3 | 2408.3 | 2408.3 | 2408.3
IGCC | 0 | 0 | 0 | 0 | 0 | 0
DemandResponse | 0 | 0 | 0 | 0 | 0 | 0
IGCC-CCS | 0 | 0 | 0 | 0 | 0 | 0
WT_off | 0 | 0 | 0 | 0 | 0 | 0
PseudoUnit | 0 | 0 | 0 | 0 | 0 | 0
FixedInterchange | 0 | 0 | 0 | 0 | 0 | 0
Cumulative New Build Capacity by Reporting Type: EI
ReportingType | 2015 | 2020 | 2025 | 2030 | 2035 | 2040
BM | 1067.45 | 1237.66 | 1776.22 | 1788.96 | 29442.07 | 76380.16
CC | 88935.45 | 143475.35 | 143475.35 | 143475.35 | 143475.35 | 143475.35
CSP | 0 | 0 | 0 | 0 | 0 | 0
CT | 4691.69 | 4991.69 | 4991.69 | 5146.65 | 5146.65 | 5146.65
Coal | 7858.64 | 7858.64 | 7858.64 | 7858.64 | 7858.64 | 7858.64
Geo | 0 | 0 | 0 | 0 | 0 | 0
H | 0 | 1199 | 4425 | 6522.63 | 7749.67 | 7749.67
LFG | 155.9 | 1174.67 | 2510 | 3233.5 | 3233.5 | 3233.5
Nuc | 2740.56 | 7270.56 | 12582.83 | 35951.97 | 62725.14 | 103730.05
PS | 0 | 0 | 0 | 0 | 0 | 0
PV | 1125 | 3193.67 | 4195.04 | 4373.49 | 4386.29 | 4502.87
PeakG | 0 | 0 | 0 | 0 | 0 | 0
PeakO | 0 | 0 | 0 | 0 | 0 | 0
ST | 0 | 0 | 0 | 0 | 0 | 0
STOG | 0 | 0 | 0 | 0 | 0 | 0
STWD | 0 | 0 | 0 | 0 | 0 | 0
WT | 22194.9 | 77906.12 | 133149.49 | 174559.45 | 190492.15 | 196131.67
IGCC | 618 | 618 | 618 | 618 | 618 | 618
DemandResponse | 0 | 0 | 0 | 0 | 0 | 0
IGCC-CCS | 0 | 0 | 0 | 0 | 0 | 0
WT_off | 469 | 469 | 1569 | 1569 | 30403.86 | 60132.93
PseudoUnit | 0 | 1668.31 | 4476.49 | 4476.49 | 4476.49 | 4476.49
FixedInterchange | 0 | 0 | 0 | 0 | 0 | 0
Cumulative New Build Capacity by Reporting Type: Outside_EI
ReportingType | 2015 | 2020 | 2025 | 2030 | 2035 | 2040
BM | 183.55 | 183.55 | 183.55 | 183.55 | 5548 | 10205.21
CC | 22256.14 | 27459.1 | 27459.1 | 27459.1 | 27459.1 | 27459.1
CSP | 0 | 0 | 0 | 0 | 0 | 0
CT | 1702.1 | 1702.1 | 1702.1 | 1702.1 | 1702.1 | 1702.1
Coal | 2905 | 2905 | 2905 | 2905 | 2905 | 2905
Geo | 136 | 2211 | 6640 | 6640 | 6640 | 6640
H | 0 | 0 | 0 | 0 | 335 | 335
LFG | 36.1 | 970.33 | 1845 | 1845 | 1845 | 1845
Nuc | 0 | 0 | 162.33 | 21318.69 | 44545.53 | 53540.62
PS | 0 | 0 | 0 | 0 | 0 | 0
PV | 121 | 121 | 121 | 121 | 121 | 121
PeakG | 0 | 0 | 0 | 0 | 0 | 0
PeakO | 0 | 0 | 0 | 0 | 0 | 0
ST | 760 | 1573.04 | 1800.81 | 1938.05 | 4869.27 | 5705.41
STOG | 0 | 0 | 0 | 0 | 0 | 0
STWD | 0 | 0 | 0 | 0 | 0 | 0
WT | 3147.1 | 22678.59 | 55400.24 | 77275.88 | 85944.85 | 89372.65
IGCC | 0 | 0 | 0 | 0 | 0 | 0
DemandResponse | 0 | 0 | 0 | 0 | 0 | 0
IGCC-CCS | 0 | 0 | 0 | 0 | 0 | 0
WT_off | 0 | 0 | 0 | 0 | 0 | 0
PseudoUnit | 0 | 0 | 0 | 0 | 0 | 0
FixedInterchange | 0 | 0 | 0 | 0 | 0 | 0
#3 | Retirements of Capacity (MW)
Retirements of Capacity by Reporting Type: Entergy
ReportingType | 2015 | 2020 | 2025 | 2030 | 2035 | 2040
BM | 0 | 0 | 0 | 0 | 0 | 0
CC | 0 | 0 | 168.89 | 40.11 | 7924.66 | 5403.57
CSP | 0 | 0 | 0 | 0 | 0 | 0
CT | 0 | 0 | 0 | 0 | 0 | 0
Coal | 1532.9 | 6776 | 0 | 0 | 0 | 0
Geo | 0 | 0 | 0 | 0 | 0 | 0
H | 0 | 0 | 0 | 0 | 0 | 0
LFG | 0 | 0 | 0 | 0 | 0 | 0
Nuc | 0 | 0 | 0 | 0 | 842 | 997
PS | 0 | 0 | 0 | 0 | 0 | 0
PV | 0 | 0 | 0 | 0 | 0 | 0
PeakG | 0 | 0 | 0 | 2150.31 | 636.69 | 0
PeakO | 0 | 0 | 174 | 0 | 0 | 0
ST | 0 | 0 | 0 | 0 | 0 | 0
STOG | 13385.39 | 0 | 1479.61 | 0 | 0 | 0
STWD | 0 | 0 | 0 | 0 | 0 | 0
WT | 0 | 0 | 0 | 0 | 0 | 0
IGCC | 0 | 0 | 0 | 0 | 0 | 0
DemandResponse | 0 | 0 | 0 | 0 | 0 | 0
IGCC-CCS | 0 | 0 | 0 | 0 | 0 | 0
WT_off | 0 | 0 | 0 | 0 | 0 | 0
PseudoUnit | 0 | 0 | 0 | 0 | 0 | 0
FixedInterchange | 0 | 0 | 0 | 0 | 0 | 0
Retirements of Capacity by Reporting Type: FRCC
ReportingType | 2015 | 2020 | 2025 | 2030 | 2035 | 2040
BM | 0 | 0 | 0 | 0 | 0 | 0
CC | 0 | 0 | 0 | 8173.74 | 6796.64 | 0
CSP | 0 | 0 | 0 | 0 | 0 | 0
CT | 0 | 0 | 0 | 0 | 2480 | 0
Coal | 6661.4 | 1104 | 0 | 0 | 0 | 0
Geo | 0 | 0 | 0 | 0 | 0 | 0
H | 0 | 0 | 0 | 0 | 0 | 0
LFG | 0 | 0 | 0 | 0 | 0 | 0
Nuc | 0 | 0 | 0 | 0 | 1615.33 | 1677
PS | 0 | 0 | 0 | 0 | 0 | 0
PV | 0 | 0 | 0 | 0 | 0 | 0
PeakG | 0 | 0 | 0 | 1932.54 | 0 | 0
PeakO | 0 | 0 | 1417.55 | 865.45 | 0 | 0
ST | 0 | 0 | 0 | 0 | 0 | 0
STOG | 9833 | 0 | 0 | 0 | 0 | 0
STWD | 0 | 0 | 0 | 0 | 0 | 0
WT | 0 | 0 | 0 | 0 | 0 | 0
IGCC | 0 | 0 | 0 | 0 | 0 | 0
DemandResponse | 0 | 0 | 0 | 0 | 0 | 0
IGCC-CCS | 0 | 0 | 0 | 0 | 0 | 0
WT_off | 0 | 0 | 0 | 0 | 0 | 0
PseudoUnit | 0 | 0 | 0 | 0 | 0 | 0
FixedInterchange | 0 | 0 | 0 | 0 | 0 | 0
Retirements of Capacity by Reporting Type: MAPP_US
ReportingType | 2015 | 2020 | 2025 | 2030 | 2035 | 2040
BM | 0 | 0 | 0 | 0 | 0 | 0
CC | 0 | 0 | 0 | 0 | 0 | 0
CSP | 0 | 0 | 0 | 0 | 0 | 0
CT | 0 | 0 | 0 | 0 | 0 | 0
Coal | 1891.09 | 853.01 | 802.4 | 0 | 0 | 0
Geo | 0 | 0 | 0 | 0 | 0 | 0
H | 0 | 0 | 0 | 0 | 0 | 0
LFG | 0 | 0 | 0 | 0 | 0 | 0
Nuc | 0 | 0 | 0 | 0 | 0 | 0
PS | 0 | 0 | 0 | 0 | 0 | 0
PV | 0 | 0 | 0 | 0 | 0 | 0
PeakG | 0 | 0 | 0 | 0 | 0 | 0
PeakO | 0 | 0 | 0 | 0 | 0 | 0
ST | 0 | 0 | 0 | 0 | 0 | 0
STOG | 36 | 0 | 0 | 0 | 0 | 0
STWD | 0 | 0 | 0 | 0 | 0 | 0
WT | 0 | 0 | 0 | 0 | 0 | 0
IGCC | 0 | 0 | 0 | 0 | 0 | 0
DemandResponse | 0 | 0 | 0 | 0 | 0 | 0
IGCC-CCS | 0 | 0 | 0 | 0 | 0 | 0
WT_off | 0 | 0 | 0 | 0 | 0 | 0
PseudoUnit | 0 | 0 | 0 | 0 | 0 | 0
FixedInterchange | 0 | 0 | 0 | 0 | 0 | 0
Retirements of Capacity by Reporting Type: MISO_IN
ReportingType | 2015 | 2020 | 2025 | 2030 | 2035 | 2040
BM | 0 | 0 | 0 | 0 | 0 | 0
CC | 0 | 0 | 0 | 0 | 0 | 3286.08
CSP | 0 | 0 | 0 | 0 | 0 | 0
CT | 0 | 0 | 0 | 0 | 0 | 0
Coal | 6932.7 | 3053 | 0 | 0 | 0 | 0
Geo | 0 | 0 | 0 | 0 | 0 | 0
H | 0 | 0 | 0 | 0 | 0 | 0
LFG | 0 | 0 | 0 | 0 | 0 | 0
Nuc | 0 | 0 | 0 | 0 | 0 | 0
PS | 0 | 0 | 0 | 0 | 0 | 0
PV | 0 | 0 | 0 | 0 | 0 | 0
PeakG | 0 | 0 | 0 | 0 | 0 | 0
PeakO | 0 | 0 | 0 | 0 | 0 | 0
ST | 0 | 0 | 0 | 0 | 0 | 0
STOG | 0 | 0 | 0 | 0 | 0 | 279
STWD | 0 | 0 | 0 | 0 | 0 | 0
WT | 0 | 0 | 0 | 0 | 0 | 0
IGCC | 0 | 0 | 0 | 0 | 0 | 0
DemandResponse | 0 | 0 | 0 | 0 | 0 | 0
IGCC-CCS | 0 | 0 | 0 | 0 | 0 | 0
WT_off | 0 | 0 | 0 | 0 | 0 | 0
PseudoUnit | 0 | 0 | 0 | 0 | 0 | 0
FixedInterchange | 0 | 0 | 0 | 0 | 0 | 0
Retirements of Capacity by Reporting Type: MISO_MI
ReportingType | 2015 | 2020 | 2025 | 2030 | 2035 | 2040
BM | 0 | 0 | 0 | 0 | 0 | 0
CC | 0 | 0 | 0 | 0 | 0 | 1463.11
CSP | 0 | 0 | 0 | 0 | 0 | 0
CT | 0 | 0 | 0 | 0 | 0 | 0
Coal | 6340 | 4452 | 0 | 0 | 0 | 0
Geo | 0 | 0 | 0 | 0 | 0 | 0
H | 0 | 0 | 0 | 0 | 0 | 0
LFG | 0 | 0 | 0 | 0 | 0 | 0
Nuc | 0 | 0 | 0 | 0 | 778 | 0
PS | 0 | 0 | 0 | 0 | 0 | 0
PV | 0 | 0 | 0 | 0 | 0 | 0
PeakG | 0 | 0 | 0 | 0 | 0 | 0
PeakO | 0 | 0 | 0 | 0 | 0 | 0
ST | 0 | 0 | 0 | 0 | 0 | 0
STOG | 0 | 0 | 0 | 0 | 0 | 2852
STWD | 0 | 0 | 0 | 0 | 0 | 0
WT | 0 | 0 | 0 | 0 | 0 | 0
IGCC | 0 | 0 | 0 | 0 | 0 | 0
DemandResponse | 0 | 0 | 0 | 0 | 0 | 0
IGCC-CCS | 0 | 0 | 0 | 0 | 0 | 0
WT_off | 0 | 0 | 0 | 0 | 0 | 0
PseudoUnit | 0 | 0 | 0 | 0 | 0 | 0
FixedInterchange | 0 | 0 | 0 | 0 | 0 | 0
Retirements of Capacity by Reporting Type: MISO_MO-IL
ReportingType | 2015 | 2020 | 2025 | 2030 | 2035 | 2040
BM | 0 | 0 | 0 | 0 | 0 | 0
CC | 0 | 0 | 0 | 0 | 0 | 0
CSP | 0 | 0 | 0 | 0 | 0 | 0
CT | 0 | 0 | 0 | 0 | 0 | 0
Coal | 4793.7 | 8174 | 0 | 0 | 0 | 0
Geo | 0 | 0 | 0 | 0 | 0 | 0
H | 0 | 0 | 0 | 0 | 0 | 0
LFG | 0 | 0 | 0 | 0 | 0 | 0
Nuc | 0 | 0 | 0 | 0 | 0 | 0
PS | 0 | 0 | 0 | 0 | 0 | 0
PV | 0 | 0 | 0 | 0 | 0 | 0
PeakG | 0 | 0 | 0 | 0 | 0 | 0
PeakO | 0 | 0 | 0 | 0 | 0 | 0
ST | 0 | 0 | 0 | 0 | 0 | 0
STOG | 0 | 0 | 0 | 0 | 0 | 592
STWD | 0 | 0 | 0 | 0 | 0 | 0
WT | 0 | 0 | 0 | 0 | 0 | 0
IGCC | 0 | 0 | 0 | 0 | 0 | 0
DemandResponse | 0 | 0 | 0 | 0 | 0 | 0
IGCC-CCS | 0 | 0 | 0 | 0 | 0 | 0
WT_off | 0 | 0 | 0 | 0 | 0 | 0
PseudoUnit | 0 | 0 | 0 | 0 | 0 | 0
FixedInterchange | 0 | 0 | 0 | 0 | 0 | 0
Retirements of Capacity by Reporting Type: MISO_W
ReportingType | 2015 | 2020 | 2025 | 2030 | 2035 | 2040
BM | 0 | 0 | 0 | 0 | 0 | 0
CC | 0 | 0 | 0 | 0 | 0 | 11
CSP | 0 | 0 | 0 | 0 | 0 | 0
CT | 0 | 0 | 0 | 0 | 0 | 0
Coal | 4076.19 | 5293.4 | 1560.86 | 0 | 2204.14 | 0
Geo | 0 | 0 | 0 | 0 | 0 | 0
H | 0 | 0 | 0 | 0 | 0 | 0
LFG | 0 | 0 | 0 | 0 | 0 | 0
Nuc | 0 | 0 | 0 | 0 | 2361.23 | 0
PS | 0 | 0 | 0 | 0 | 0 | 0
PV | 0 | 0 | 0 | 0 | 0 | 0
PeakG | 0 | 0 | 0 | 0 | 0 | 0
PeakO | 0 | 0 | 0 | 0 | 0 | 0
ST | 0 | 0 | 0 | 0 | 0 | 0
STOG | 0 | 0 | 0 | 0 | 0 | 172
STWD | 0 | 0 | 0 | 0 | 0 | 0
WT | 0 | 0 | 0 | 0 | 0 | 0
IGCC | 0 | 0 | 0 | 0 | 0 | 0
DemandResponse | 0 | 0 | 0 | 0 | 0 | 0
IGCC-CCS | 0 | 0 | 0 | 0 | 0 | 0
WT_off | 0 | 0 | 0 | 0 | 0 | 0
PseudoUnit | 0 | 0 | 0 | 0 | 0 | 0
FixedInterchange | 0 | 0 | 0 | 0 | 0 | 0
Retirements of Capacity by Reporting Type: MISO_WUMS
ReportingType | 2015 | 2020 | 2025 | 2030 | 2035 | 2040
BM | 0 | 0 | 0 | 0 | 0 | 0
CC | 0 | 0 | 0 | 0 | 0 | 5432.84
CSP | 0 | 0 | 0 | 0 | 0 | 0
CT | 0 | 0 | 0 | 0 | 0 | 0
Coal | 4191.1 | 2202.1 | 0 | 0 | 0 | 0
Geo | 0 | 0 | 0 | 0 | 0 | 0
H | 0 | 0 | 0 | 0 | 0 | 0
LFG | 0 | 0 | 0 | 0 | 0 | 0
Nuc | 0 | 0 | 0 | 0 | 1816.9 | 0
PS | 0 | 0 | 0 | 0 | 0 | 0
PV | 0 | 0 | 0 | 0 | 0 | 0
PeakG | 0 | 0 | 0 | 0 | 0 | 0
PeakO | 0 | 0 | 0 | 0 | 0 | 0
ST | 0 | 0 | 0 | 0 | 0 | 0
STOG | 59.5 | 0 | 0 | 0 | 0 | 300.5
STWD | 0 | 0 | 0 | 0 | 0 | 0
WT | 0 | 0 | 0 | 0 | 0 | 0
IGCC | 0 | 0 | 0 | 0 | 0 | 0
DemandResponse | 0 | 0 | 0 | 0 | 0 | 0
IGCC-CCS | 0 | 0 | 0 | 0 | 0 | 0
WT_off | 0 | 0 | 0 | 0 | 0 | 0
PseudoUnit | 0 | 0 | 0 | 0 | 0 | 0
FixedInterchange | 0 | 0 | 0 | 0 | 0 | 0
Retirements of Capacity by Reporting Type: Nebraska
ReportingType | 2015 | 2020 | 2025 | 2030 | 2035 | 2040
BM | 0 | 0 | 0 | 0 | 0 | 0
CC | 0 | 0 | 0 | 0 | 0 | 0
CSP | 0 | 0 | 0 | 0 | 0 | 0
CT | 0 | 0 | 0 | 0 | 0 | 0
Coal | 0 | 3195.8 | 0 | 0 | 0 | 0
Geo | 0 | 0 | 0 | 0 | 0 | 0
H | 0 | 0 | 0 | 0 | 0 | 0
LFG | 0 | 0 | 0 | 0 | 0 | 0
Nuc | 0 | 0 | 0 | 0 | 1251.8 | 0
PS | 0 | 0 | 0 | 0 | 0 | 0
PV | 0 | 0 | 0 | 0 | 0 | 0
PeakG | 0 | 0 | 0 | 0 | 0 | 0
PeakO | 0 | 0 | 0 | 0 | 0 | 0
ST | 0 | 0 | 0 | 0 | 0 | 0
STOG | 270 | 0 | 0 | 0 | 0 | 0
STWD | 0 | 0 | 0 | 0 | 0 | 0
WT | 0 | 0 | 0 | 0 | 0 | 0
IGCC | 0 | 0 | 0 | 0 | 0 | 0
DemandResponse | 0 | 0 | 0 | 0 | 0 | 0
IGCC-CCS | 0 | 0 | 0 | 0 | 0 | 0
WT_off | 0 | 0 | 0 | 0 | 0 | 0
PseudoUnit | 0 | 0 | 0 | 0 | 0 | 0
FixedInterchange | 0 | 0 | 0 | 0 | 0 | 0
Retirements of Capacity by Reporting Type: NEISO
ReportingType | 2015 | 2020 | 2025 | 2030 | 2035 | 2040
BM | 0 | 0 | 0 | 0 | 0 | 0
CC | 1203.33 | 3362.35 | 2105.62 | 0 | 0 | 73.01
CSP | 0 | 0 | 0 | 0 | 0 | 0
CT | 0 | 0 | 0 | 9.5 | 0 | 0
Coal | 2250.13 | 320 | 0 | 0 | 0 | 0
Geo | 0 | 0 | 0 | 0 | 0 | 0
H | 0 | 0 | 0 | 0 | 0 | 0
LFG | 0 | 0 | 0 | 0 | 0 | 0
Nuc | 0 | 0 | 0 | 0 | 1289 | 876.92
PS | 0 | 0 | 0 | 0 | 0 | 0
PV | 0 | 0 | 0 | 0 | 0 | 0
PeakG | 0 | 0 | 0 | 0 | 0 | 0
PeakO | 1015.58 | 0 | 0 | 0 | 0 | 0
ST | 0 | 0 | 0 | 0 | 0 | 0
STOG | 6237 | 0 | 0 | 0 | 0 | 0
STWD | 0 | 0 | 0 | 0 | 0 | 0
WT | 0 | 0 | 0 | 0 | 0 | 0
IGCC | 0 | 0 | 0 | 0 | 0 | 0
DemandResponse | 0 | 0 | 0 | 0 | 0 | 0
IGCC-CCS | 0 | 0 | 0 | 0 | 0 | 0
WT_off | 0 | 0 | 0 | 0 | 0 | 0
PseudoUnit | 0 | 0 | 0 | 0 | 0 | 0
FixedInterchange | 0 | 0 | 0 | 0 | 0 | 0
Retirements of Capacity by Reporting Type: NonRTO_Midwest
ReportingType | 2015 | 2020 | 2025 | 2030 | 2035 | 2040
BM | 0 | 0 | 0 | 0 | 0 | 0
CC | 0 | 0 | 0 | 0 | 0 | 3030.65
CSP | 0 | 0 | 0 | 0 | 0 | 0
CT | 0 | 0 | 0 | 0 | 0 | 0
Coal | 4347.3 | 3028 | 805.63 | 546 | 0 | 0
Geo | 0 | 0 | 0 | 0 | 0 | 0
H | 0 | 0 | 0 | 0 | 0 | 0
LFG | 0 | 0 | 0 | 0 | 0 | 0
Nuc | 0 | 0 | 0 | 0 | 0 | 0
PS | 0 | 0 | 0 | 0 | 0 | 0
PV | 0 | 0 | 0 | 0 | 0 | 0
PeakG | 0 | 0 | 0 | 308.37 | 1205.96 | 1597.26
PeakO | 0 | 0 | 0 | 12 | 0 | 0
ST | 0 | 0 | 0 | 0 | 0 | 0
STOG | 0 | 0 | 0 | 0 | 0 | 0
STWD | 0 | 0 | 0 | 0 | 0 | 0
WT | 0 | 0 | 0 | 0 | 0 | 0
IGCC | 0 | 0 | 0 | 0 | 0 | 0
DemandResponse | 0 | 0 | 0 | 0 | 0 | 0
IGCC-CCS | 0 | 0 | 0 | 0 | 0 | 0
WT_off | 0 | 0 | 0 | 0 | 0 | 0
PseudoUnit | 0 | 0 | 0 | 0 | 0 | 0
FixedInterchange | 0 | 0 | 0 | 0 | 0 | 0
Retirements of Capacity by Reporting Type: NYISO_A-F
ReportingType | 2015 | 2020 | 2025 | 2030 | 2035 | 2040
BM | 0 | 0 | 0 | 0 | 0 | 0
CC | 1056.68 | 0 | 200.98 | 0 | 730.82 | 241.32
CSP | 0 | 0 | 0 | 0 | 0 | 0
CT | 0 | 0 | 0 | 0 | 0 | 0
Coal | 2251.9 | 0 | 0 | 0 | 0 | 0
Geo | 0 | 0 | 0 | 0 | 0 | 0
H | 0 | 0 | 0 | 0 | 0 | 0
LFG | 0 | 0 | 0 | 0 | 0 | 0
Nuc | 0 | 0 | 0 | 621.2 | 580.5 | 852.2
PS | 0 | 0 | 0 | 0 | 0 | 0
PV | 0 | 0 | 0 | 0 | 0 | 0
PeakG | 0 | 0 | 0 | 0 | 0 | 0
PeakO | 0 | 0 | 0 | 0 | 0 | 0
ST | 0 | 0 | 0 | 0 | 0 | 0
STOG | 1701 | 0 | 0 | 0 | 0 | 0
STWD | 0 | 0 | 0 | 0 | 0 | 0
WT | 0 | 0 | 0 | 0 | 0 | 0
IGCC | 0 | 0 | 0 | 0 | 0 | 0
DemandResponse | 0 | 0 | 0 | 0 | 0 | 0
IGCC-CCS | 0 | 0 | 0 | 0 | 0 | 0
WT_off | 0 | 0 | 0 | 0 | 0 | 0
PseudoUnit | 0 | 0 | 0 | 0 | 0 | 0
FixedInterchange | 0 | 0 | 0 | 0 | 0 | 0
Retirements of Capacity by Reporting Type: NYISO_G-I
ReportingType | 2015 | 2020 | 2025 | 2030 | 2035 | 2040
BM | 0 | 0 | 0 | 0 | 0 | 0
CC | 0 | 0 | 0 | 0 | 0 | 0
CSP | 0 | 0 | 0 | 0 | 0 | 0
CT | 0 | 0 | 0 | 0 | 0 | 0
Coal | 368.2 | 0 | 0 | 0 | 0 | 0
Geo | 0 | 0 | 0 | 0 | 0 | 0
H | 0 | 0 | 0 | 0 | 0 | 0
LFG | 0 | 0 | 0 | 0 | 0 | 0
Nuc | 0 | 0 | 0 | 0 | 1019.6 | 1025
PS | 0 | 0 | 0 | 0 | 0 | 0
PV | 0 | 0 | 0 | 0 | 0 | 0
PeakG | 0 | 0 | 0 | 0 | 0 | 0
PeakO | 0 | 0 | 0 | 0 | 0 | 0
ST | 0 | 0 | 0 | 0 | 0 | 0
STOG | 2431 | 0 | 0 | 0 | 0 | 0
STWD | 0 | 0 | 0 | 0 | 0 | 0
WT | 0 | 0 | 0 | 0 | 0 | 0
IGCC | 0 | 0 | 0 | 0 | 0 | 0
DemandResponse | 0 | 0 | 0 | 0 | 0 | 0
IGCC-CCS | 0 | 0 | 0 | 0 | 0 | 0
WT_off | 0 | 0 | 0 | 0 | 0 | 0
PseudoUnit | 0 | 0 | 0 | 0 | 0 | 0
FixedInterchange | 0 | 0 | 0 | 0 | 0 | 0
Retirements of Capacity by Reporting Type: NYISO_J-K
ReportingType | 2015 | 2020 | 2025 | 2030 | 2035 | 2040
BM | 0 | 0 | 0 | 0 | 0 | 0
CC | 0 | 0 | 0 | 0 | 0 | 0
CSP | 0 | 0 | 0 | 0 | 0 | 0
CT | 0 | 0 | 0 | 0 | 0 | 0
Coal | 0 | 0 | 0 | 0 | 0 | 0
Geo | 0 | 0 | 0 | 0 | 0 | 0
H | 0 | 0 | 0 | 0 | 0 | 0
LFG | 0 | 0 | 0 | 0 | 0 | 0
Nuc | 0 | 0 | 0 | 0 | 0 | 0
PS | 0 | 0 | 0 | 0 | 0 | 0
PV | 0 | 0 | 0 | 0 | 0 | 0
PeakG | 0 | 0 | 0 | 0 | 0 | 0
PeakO | 0 | 0 | 0 | 0 | 0 | 0
ST | 0 | 0 | 0 | 0 | 0 | 0
STOG | 3377.51 | 0 | 0 | 0 | 0 | 0
STWD | 0 | 0 | 0 | 0 | 0 | 0
WT | 0 | 0 | 0 | 0 | 0 | 0
IGCC | 0 | 0 | 0 | 0 | 0 | 0
DemandResponse | 0 | 0 | 0 | 0 | 0 | 0
IGCC-CCS | 0 | 0 | 0 | 0 | 0 | 0
WT_off | 0 | 0 | 0 | 0 | 0 | 0
PseudoUnit | 0 | 0 | 0 | 0 | 0 | 0
FixedInterchange | 0 | 0 | 0 | 0 | 0 | 0
Retirements of Capacity by Reporting Type: PJM_E
ReportingType | 2015 | 2020 | 2025 | 2030 | 2035 | 2040
BM | 0 | 0 | 0 | 0 | 0 | 0
CC | 0 | 0 | 0 | 0 | 618.3 | 523
CSP | 0 | 0 | 0 | 0 | 0 | 0
CT | 0 | 0 | 0 | 26.2 | 0 | 0
Coal | 2804 | 568 | 0 | 0 | 0 | 0
Geo | 0 | 0 | 0 | 0 | 0 | 0
H | 0 | 0 | 0 | 0 | 0 | 0
LFG | 0 | 0 | 0 | 0 | 0 | 0
Nuc | 0 | 614.5 | 0 | 0 | 2224 | 1174
PS | 0 | 0 | 0 | 0 | 0 | 0
PV | 0 | 0 | 0 | 0 | 0 | 0
PeakG | 268.5 | 0 | 0 | 0 | 0 | 0
PeakO | 2.7 | 0 | 0 | 0 | 0 | 0
ST | 0 | 0 | 0 | 0 | 0 | 0
STOG | 629.5 | 0 | 2622.5 | 0 | 0 | 0
STWD | 0 | 0 | 0 | 0 | 0 | 0
WT | 0 | 0 | 0 | 0 | 0 | 0
IGCC | 0 | 0 | 0 | 0 | 0 | 0
DemandResponse | 0 | 0 | 0 | 0 | 0 | 0
IGCC-CCS | 0 | 0 | 0 | 0 | 0 | 0
WT_off | 0 | 0 | 0 | 0 | 0 | 0
PseudoUnit | 0 | 0 | 0 | 0 | 0 | 0
FixedInterchange | 0 | 0 | 0 | 0 | 0 | 0
Retirements of Capacity by Reporting Type: PJM_ROM
ReportingType | 2015 | 2020 | 2025 | 2030 | 2035 | 2040
BM | 0 | 0 | 0 | 0 | 0 | 0
CC | 0 | 0 | 0 | 0 | 0 | 690
CSP | 0 | 0 | 0 | 0 | 0 | 0
CT | 0 | 0 | 0 | 0 | 16 | 0
Coal | 13975.5 | 1234 | 521 | 0 | 0 | 0
Geo | 0 | 0 | 0 | 0 | 0 | 0
H | 0 | 0 | 0 | 0 | 0 | 0
LFG | 0 | 0 | 0 | 0 | 0 | 0
Nuc | 0 | 0 | 0 | 0 | 1732 | 899
PS | 0 | 0 | 0 | 0 | 0 | 0
PV | 0 | 0 | 0 | 0 | 0 | 0
PeakG | 0 | 0 | 0 | 0 | 0 | 0
PeakO | 270 | 0 | 0 | 0 | 0 | 1566
ST | 0 | 0 | 0 | 0 | 0 | 0
STOG | 580 | 0 | 3529 | 0 | 0 | 0
STWD | 0 | 0 | 0 | 0 | 0 | 0
WT | 0 | 0 | 0 | 0 | 0 | 0
IGCC | 0 | 0 | 0 | 0 | 0 | 0
DemandResponse | 0 | 0 | 0 | 0 | 0 | 0
IGCC-CCS | 0 | 0 | 0 | 0 | 0 | 0
WT_off | 0 | 0 | 0 | 0 | 0 | 0
PseudoUnit | 0 | 0 | 0 | 0 | 0 | 0
FixedInterchange | 0 | 0 | 0 | 0 | 0 | 0
Retirements of Capacity by Reporting Type: PJM_ROR
ReportingType | 2015 | 2020 | 2025 | 2030 | 2035 | 2040
BM | 0 | 0 | 0 | 0 | 0 | 0
CC | 0 | 0 | 0 | 0 | 174 | 19796.22
CSP | 0 | 0 | 0 | 0 | 0 | 0
CT | 0 | 0 | 0 | 0 | 29 | 0
Coal | 35134.26 | 10959.46 | 6125.29 | 0 | 0 | 0
Geo | 0 | 0 | 0 | 0 | 0 | 0
H | 0 | 0 | 0 | 0 | 0 | 0
LFG | 0 | 0 | 0 | 0 | 0 | 0
Nuc | 0 | 0 | 0 | 867 | 4275 | 4883.16
PS | 0 | 0 | 0 | 0 | 0 | 0
PV | 0 | 0 | 0 | 0 | 0 | 0
PeakG | 0 | 0 | 0 | 0 | 0 | 0
PeakO | 19 | 0 | 0 | 0 | 0 | 1742
ST | 0 | 0 | 0 | 0 | 0 | 0
STOG | 0 | 0 | 122.67 | 1999.33 | 0 | 0
STWD | 0 | 0 | 0 | 0 | 0 | 0
WT | 0 | 0 | 0 | 0 | 0 | 0
IGCC | 0 | 0 | 0 | 0 | 0 | 0
DemandResponse | 0 | 0 | 0 | 0 | 0 | 0
IGCC-CCS | 0 | 0 | 0 | 0 | 0 | 0
WT_off | 0 | 0 | 0 | 0 | 0 | 0
PseudoUnit | 0 | 0 | 0 | 0 | 0 | 0
FixedInterchange | 0 | 0 | 0 | 0 | 0 | 0
Retirements of Capacity by Reporting Type: SOCO
ReportingType | 2015 | 2020 | 2025 | 2030 | 2035 | 2040
BM | 0 | 0 | 0 | 0 | 0 | 0
CC | 0 | 0 | 0 | 186 | 10165.93 | 7069.15
CSP | 0 | 0 | 0 | 0 | 0 | 0
CT | 0 | 0 | 0 | 0 | 0 | 0
Coal | 17249.58 | 4130.12 | 2028.58 | 0 | 0 | 0
Geo | 0 | 0 | 0 | 0 | 0 | 0
H | 0 | 0 | 0 | 0 | 0 | 0
LFG | 0 | 0 | 0 | 0 | 0 | 0
Nuc | 0 | 0 | 0 | 0 | 0 | 2645.05
PS | 0 | 0 | 0 | 0 | 0 | 0
PV | 0 | 0 | 0 | 0 | 0 | 0
PeakG | 210 | 0 | 0 | 8129.11 | 0 | 0
PeakO | 1139 | 0 | 0 | 0 | 0 | 0
ST | 0 | 0 | 0 | 0 | 0 | 0
STOG | 854 | 0 | 0 | 0 | 0 | 0
STWD | 0 | 0 | 0 | 0 | 0 | 0
WT | 0 | 0 | 0 | 0 | 0 | 0
IGCC | 0 | 0 | 0 | 0 | 0 | 0
DemandResponse | 0 | 0 | 0 | 0 | 0 | 0
IGCC-CCS | 0 | 0 | 0 | 0 | 0 | 0
WT_off | 0 | 0 | 0 | 0 | 0 | 0
PseudoUnit | 0 | 0 | 0 | 0 | 0 | 0
FixedInterchange | 0 | 0 | 0 | 0 | 0 | 0
Retirements of Capacity by Reporting Type: SPP_N
ReportingType | 2015 | 2020 | 2025 | 2030 | 2035 | 2040
BM | 0 | 0 | 0 | 0 | 0 | 0
CC | 0 | 0 | 0 | 0 | 0 | 0
CSP | 0 | 0 | 0 | 0 | 0 | 0
CT | 0 | 0 | 0 | 0 | 0 | 0
Coal | 621 | 2312.62 | 2258.27 | 0 | 740.61 | 0
Geo | 0 | 0 | 0 | 0 | 0 | 0
H | 0 | 0 | 0 | 0 | 0 | 0
LFG | 0 | 0 | 0 | 0 | 0 | 0
Nuc | 0 | 0 | 0 | 0 | 0 | 0
PS | 0 | 0 | 0 | 0 | 0 | 0
PV | 0 | 0 | 0 | 0 | 0 | 0
PeakG | 0 | 0 | 0 | 0 | 0 | 0
PeakO | 0 | 0 | 0 | 0 | 0 | 0
ST | 0 | 0 | 0 | 0 | 0 | 0
STOG | 864.04 | 0 | 0 | 0 | 588.38 | 296.58
STWD | 0 | 0 | 0 | 0 | 0 | 0
WT | 0 | 0 | 0 | 0 | 0 | 0
IGCC | 0 | 0 | 0 | 0 | 0 | 0
DemandResponse | 0 | 0 | 0 | 0 | 0 | 0
IGCC-CCS | 0 | 0 | 0 | 0 | 0 | 0
WT_off | 0 | 0 | 0 | 0 | 0 | 0
PseudoUnit | 0 | 0 | 0 | 0 | 0 | 0
FixedInterchange | 0 | 0 | 0 | 0 | 0 | 0
Retirements of Capacity by Reporting Type: SPP_S
ReportingType | 2015 | 2020 | 2025 | 2030 | 2035 | 2040
BM | 0 | 0 | 0 | 0 | 0 | 0
CC | 0 | 0 | 0 | 0 | 0 | 0
CSP | 0 | 0 | 0 | 0 | 0 | 0
CT | 0 | 0 | 0 | 0 | 0 | 0
Coal | 3095.82 | 7598.11 | 2176.41 | 0 | 269.59 | 0
Geo | 0 | 0 | 0 | 0 | 0 | 0
H | 0 | 0 | 0 | 0 | 0 | 0
LFG | 0 | 0 | 0 | 0 | 0 | 0
Nuc | 0 | 0 | 0 | 0 | 0 | 0
PS | 0 | 0 | 0 | 0 | 0 | 0
PV | 0 | 0 | 0 | 0 | 0 | 0
PeakG | 0 | 0 | 0 | 0 | 0 | 0
PeakO | 0 | 0 | 0 | 0 | 0 | 0
ST | 0 | 0 | 0 | 0 | 0 | 0
STOG | 3913.61 | 0 | 0 | 0 | 2921.67 | 2805.9
STWD | 0 | 0 | 0 | 0 | 0 | 0
WT | 0 | 0 | 0 | 0 | 0 | 0
IGCC | 0 | 0 | 0 | 0 | 0 | 0
DemandResponse | 0 | 0 | 0 | 0 | 0 | 0
IGCC-CCS | 0 | 0 | 0 | 0 | 0 | 0
WT_off | 0 | 0 | 0 | 0 | 0 | 0
PseudoUnit | 0 | 0 | 0 | 0 | 0 | 0
FixedInterchange | 0 | 0 | 0 | 0 | 0 | 0
Retirements of Capacity by Reporting Type: TVA
ReportingType | 2015 | 2020 | 2025 | 2030 | 2035 | 2040
BM | 0 | 0 | 0 | 0 | 0 | 0
CC | 0 | 0 | 0 | 0 | 3745.29 | 4454.03
CSP | 0 | 0 | 0 | 0 | 0 | 0
CT | 0 | 0 | 0 | 0 | 0 | 0
Coal | 10428.13 | 2104 | 1861.26 | 765.61 | 0 | 0
Geo | 0 | 0 | 0 | 0 | 0 | 0
H | 0 | 0 | 0 | 0 | 0 | 0
LFG | 0 | 0 | 0 | 0 | 0 | 0
Nuc | 0 | 0 | 0 | 0 | 2512.33 | 1278.67
PS | 0 | 0 | 0 | 0 | 0 | 0
PV | 0 | 0 | 0 | 0 | 0 | 0
PeakG | 0 | 0 | 0 | 0 | 1153.68 | 0
PeakO | 0 | 0 | 0 | 0 | 83 | 0
ST | 0 | 0 | 0 | 0 | 0 | 0
STOG | 0 | 0 | 0 | 0 | 0 | 0
STWD | 0 | 0 | 0 | 0 | 0 | 0
WT | 0 | 0 | 0 | 0 | 0 | 0
IGCC | 0 | 0 | 0 | 0 | 0 | 0
DemandResponse | 0 | 0 | 0 | 0 | 0 | 0
IGCC-CCS | 0 | 0 | 0 | 0 | 0 | 0
WT_off | 0 | 0 | 0 | 0 | 0 | 0
PseudoUnit | 0 | 0 | 0 | 0 | 0 | 0
FixedInterchange | 0 | 0 | 0 | 0 | 0 | 0
Retirements of Capacity by Reporting Type: TVA_Transmission
ReportingType | 2015 | 2020 | 2025 | 2030 | 2035 | 2040
BM | 0 | 0 | 0 | 0 | 0 | 0
CC | 0 | 0 | 0 | 0 | 0 | 0
CSP | 0 | 0 | 0 | 0 | 0 | 0
CT | 0 | 0 | 0 | 0 | 0 | 0
Coal | 0 | 0 | 0 | 0 | 0 | 0
Geo | 0 | 0 | 0 | 0 | 0 | 0
H | 0 | 0 | 0 | 0 | 0 | 0
LFG | 0 | 0 | 0 | 0 | 0 | 0
Nuc | 0 | 0 | 0 | 0 | 0 | 0
PS | 0 | 0 | 0 | 0 | 0 | 0
PV | 0 | 0 | 0 | 0 | 0 | 0
PeakG | 0 | 0 | 0 | 0 | 0 | 0
PeakO | 0 | 0 | 0 | 0 | 0 | 0
ST | 0 | 0 | 0 | 0 | 0 | 0
STOG | 0 | 0 | 0 | 0 | 0 | 0
STWD | 0 | 0 | 0 | 0 | 0 | 0
WT | 0 | 0 | 0 | 0 | 0 | 0
IGCC | 0 | 0 | 0 | 0 | 0 | 0
DemandResponse | 0 | 0 | 0 | 0 | 0 | 0
IGCC-CCS | 0 | 0 | 0 | 0 | 0 | 0
WT_off | 0 | 0 | 0 | 0 | 0 | 0
PseudoUnit | 0 | 0 | 0 | 0 | 0 | 0
FixedInterchange | 0 | 0 | 0 | 0 | 0 | 0
Retirements of Capacity by Reporting Type: VACAR
ReportingType | 2015 | 2020 | 2025 | 2030 | 2035 | 2040
BM | 0 | 0 | 0 | 0 | 0 | 0
CC | 0 | 0 | 0 | 0 | 3525 | 5928.61
CSP | 0 | 0 | 0 | 0 | 0 | 0
CT | 0 | 0 | 0 | 717.2 | 0 | 0
Coal | 12924.82 | 1842.49 | 3168.69 | 620 | 0 | 0
Geo | 0 | 0 | 0 | 0 | 0 | 0
H | 0 | 0 | 0 | 0 | 0 | 0
LFG | 0 | 0 | 0 | 0 | 0 | 0
Nuc | 0 | 0 | 0 | 0 | 3248 | 1858
PS | 0 | 0 | 0 | 0 | 0 | 0
PV | 0 | 0 | 0 | 0 | 0 | 0
PeakG | 0 | 0 | 0 | 0 | 533.32 | 0
PeakO | 0 | 0 | 0 | 0 | 1268 | 0
ST | 0 | 0 | 0 | 0 | 0 | 0
STOG | 0 | 0 | 0 | 0 | 92 | 0
STWD | 0 | 0 | 0 | 0 | 0 | 0
WT | 0 | 0 | 0 | 0 | 0 | 0
IGCC | 0 | 0 | 0 | 0 | 0 | 0
DemandResponse | 0 | 0 | 0 | 0 | 0 | 0
IGCC-CCS | 0 | 0 | 0 | 0 | 0 | 0
WT_off | 0 | 0 | 0 | 0 | 0 | 0
PseudoUnit | 0 | 0 | 0 | 0 | 0 | 0
FixedInterchange | 0 | 0 | 0 | 0 | 0 | 0
Retirements of Capacity by Reporting Type: IESO
ReportingType | 2015 | 2020 | 2025 | 2030 | 2035 | 2040
BM | 0 | 0 | 0 | 0 | 0 | 0
CC | 5943 | 0 | 0 | 0 | 0 | 0
CSP | 0 | 0 | 0 | 0 | 0 | 0
CT | 0 | 0 | 0 | 0 | 263.3 | 0
Coal | 6416 | 0 | 0 | 0 | 0 | 0
Geo | 0 | 0 | 0 | 0 | 0 | 0
H | 0 | 0 | 0 | 0 | 0 | 0
LFG | 0 | 0 | 0 | 0 | 0 | 0
Nuc | 0 | 0 | 0 | 0 | 1030 | 1540
PS | 0 | 0 | 0 | 0 | 0 | 0
PV | 0 | 0 | 0 | 0 | 1067.26 | 0
PeakG | 584 | 0 | 0 | 0 | 0 | 0
PeakO | 175 | 0 | 0 | 0 | 0 | 0
ST | 0 | 0 | 0 | 0 | 0 | 0
STOG | 2126 | 0 | 0 | 0 | 0 | 0
STWD | 0 | 0 | 0 | 0 | 0 | 0
WT | 0 | 0 | 0 | 0 | 2105.9 | 0
IGCC | 0 | 0 | 0 | 0 | 0 | 0
DemandResponse | 0 | 0 | 0 | 0 | 0 | 0
IGCC-CCS | 0 | 0 | 0 | 0 | 0 | 0
WT_off | 0 | 0 | 0 | 0 | 0 | 0
PseudoUnit | 0 | 0 | 0 | 0 | 0 | 0
FixedInterchange | 0 | 0 | 0 | 0 | 0 | 0
Retirements of Capacity by Reporting Type: MAPP_CA
ReportingType | 2015 | 2020 | 2025 | 2030 | 2035 | 2040
BM | 0 | 0 | 0 | 0 | 0 | 0
CC | 0 | 0 | 731 | 0 | 0 | 281.76
CSP | 0 | 0 | 0 | 0 | 0 | 0
CT | 0 | 0 | 0 | 0 | 0 | 0
Coal | 1076.84 | 560.33 | 108.73 | 0 | 0 | 0
Geo | 0 | 0 | 0 | 0 | 0 | 0
H | 0 | 0 | 0 | 0 | 0 | 0
LFG | 0 | 0 | 0 | 0 | 0 | 0
Nuc | 0 | 0 | 0 | 0 | 0 | 0
PS | 0 | 0 | 0 | 0 | 0 | 0
PV | 0 | 0 | 0 | 0 | 0 | 0
PeakG | 0 | 0 | 559 | 0 | 0 | 0
PeakO | 0 | 0 | 4 | 0 | 0 | 0
ST | 0 | 0 | 0 | 0 | 0 | 0
STOG | 0 | 0 | 126 | 0 | 0 | 0
STWD | 0 | 0 | 0 | 0 | 0 | 0
WT | 0 | 0 | 0 | 0 | 577.4 | 0
IGCC | 0 | 0 | 0 | 0 | 0 | 0
DemandResponse | 0 | 0 | 0 | 0 | 0 | 0
IGCC-CCS | 0 | 0 | 0 | 0 | 0 | 0
WT_off | 0 | 0 | 0 | 0 | 0 | 0
PseudoUnit | 0 | 0 | 0 | 0 | 0 | 0
FixedInterchange | 0 | 0 | 0 | 0 | 0 | 0
Retirements of Capacity by Reporting Type: AZ_NM_SNV_Coal
ReportingType | 2015 | 2020 | 2025 | 2030 | 2035 | 2040
BM | 0 | 0 | 0 | 0 | 0 | 0
CC | 0 | 0 | 0 | 0 | 0 | 0
CSP | 0 | 0 | 0 | 0 | 0 | 0
CT | 0 | 0 | 0 | 0 | 0 | 0
Coal | 2984.87 | 605.13 | 2714.08 | 3343.91 | 0 | 0
Geo | 0 | 0 | 0 | 0 | 0 | 0
H | 0 | 0 | 0 | 0 | 0 | 0
LFG | 0 | 0 | 0 | 0 | 0 | 0
Nuc | 0 | 0 | 0 | 0 | 0 | 0
PS | 0 | 0 | 0 | 0 | 0 | 0
PV | 0 | 0 | 0 | 0 | 0 | 0
PeakG | 0 | 0 | 0 | 0 | 0 | 0
PeakO | 0 | 0 | 0 | 0 | 0 | 0
ST | 0 | 0 | 0 | 0 | 0 | 0
STOG | 0 | 0 | 0 | 0 | 0 | 0
STWD | 0 | 0 | 0 | 0 | 0 | 0
WT | 0 | 0 | 0 | 0 | 0 | 0
IGCC | 0 | 0 | 0 | 0 | 0 | 0
DemandResponse | 0 | 0 | 0 | 0 | 0 | 0
IGCC-CCS | 0 | 0 | 0 | 0 | 0 | 0
WT_off | 0 | 0 | 0 | 0 | 0 | 0
PseudoUnit | 0 | 0 | 0 | 0 | 0 | 0
FixedInterchange | 0 | 0 | 0 | 0 | 0 | 0
Retirements of Capacity by Reporting Type: AZ_NM_SNV_Gas
ReportingType | 2015 | 2020 | 2025 | 2030 | 2035 | 2040
BM | 0 | 0 | 0 | 0 | 0 | 0
CC | 1095 | 0 | 0 | 292.1 | 4567.3 | 225.89
CSP | 0 | 0 | 0 | 0 | 0 | 0
CT | 0 | 0 | 0 | 0 | 736 | 0
Coal | 0 | 0 | 0 | 0 | 0 | 0
Geo | 0 | 0 | 0 | 0 | 0 | 0
H | 0 | 0 | 0 | 0 | 0 | 0
LFG | 0 | 0 | 0 | 0 | 0 | 0
Nuc | 0 | 0 | 0 | 0 | 0 | 0
PS | 0 | 0 | 0 | 0 | 0 | 0
PV | 0 | 0 | 0 | 0 | 0 | 0
PeakG | 0 | 0 | 0 | 0 | 0 | 0
PeakO | 0 | 0 | 0 | 0 | 0 | 0
ST | 0 | 0 | 0 | 0 | 0 | 0
STOG | 2064 | 0 | 0 | 0 | 0 | 0
STWD | 0 | 0 | 0 | 0 | 0 | 0
WT | 0 | 0 | 0 | 0 | 0 | 0
IGCC | 0 | 0 | 0 | 0 | 0 | 0
DemandResponse | 0 | 0 | 0 | 0 | 0 | 0
IGCC-CCS | 0 | 0 | 0 | 0 | 0 | 0
WT_off | 0 | 0 | 0 | 0 | 0 | 0
PseudoUnit | 0 | 0 | 0 | 0 | 0 | 0
FixedInterchange | 0 | 0 | 0 | 0 | 0 | 0
Retirements of Capacity by Reporting Type: AZ_NM_SNV_NucRenew
ReportingType | 2015 | 2020 | 2025 | 2030 | 2035 | 2040
BM | 0 | 0 | 0 | 0 | 0 | 0
CC | 0 | 0 | 0 | 0 | 0 | 0
CSP | 65 | 0 | 0 | 0 | 0 | 0
CT | 0 | 0 | 0 | 0 | 0 | 0
Coal | 0 | 0 | 0 | 0 | 0 | 0
Geo | 0 | 0 | 0 | 0 | 0 | 0
H | 0 | 0 | 0 | 0 | 0 | 0
LFG | 0 | 0 | 0 | 0 | 0 | 0
Nuc | 0 | 0 | 0 | 0 | 0 | 0
PS | 0 | 0 | 0 | 0 | 0 | 0
PV | 0 | 0 | 0 | 0 | 0 | 0
PeakG | 0 | 0 | 0 | 0 | 0 | 0
PeakO | 0 | 0 | 0 | 0 | 0 | 0
ST | 0 | 0 | 0 | 0 | 0 | 0
STOG | 0 | 0 | 0 | 0 | 0 | 0
STWD | 0 | 0 | 0 | 0 | 0 | 0
WT | 0 | 0 | 0 | 0 | 0 | 0
IGCC | 0 | 0 | 0 | 0 | 0 | 0
DemandResponse | 0 | 0 | 0 | 0 | 0 | 0
IGCC-CCS | 0 | 0 | 0 | 0 | 0 | 0
WT_off | 0 | 0 | 0 | 0 | 0 | 0
PseudoUnit | 0 | 0 | 0 | 0 | 0 | 0
FixedInterchange | 0 | 0 | 0 | 0 | 0 | 0
Retirements of Capacity by Reporting Type: ERCOT
ReportingType | 2015 | 2020 | 2025 | 2030 | 2035 | 2040
BM | 0 | 0 | 0 | 0 | 0 | 0
CC | 0 | 0 | 0 | 0 | 7391.17 | 4335.42
CSP | 0 | 0 | 0 | 0 | 0 | 0
CT | 0 | 0 | 0 | 0 | 250 | 0
Coal | 13999.48 | 1502.39 | 560 | 0 | 0 | 0
Geo | 0 | 0 | 0 | 0 | 0 | 0
H | 0 | 0 | 0 | 0 | 0 | 0
LFG | 0 | 0 | 0 | 0 | 0 | 0
Nuc | 0 | 0 | 0 | 0 | 0 | 0
PS | 0 | 0 | 0 | 0 | 0 | 0
PV | 0 | 0 | 0 | 0 | 14 | 0
PeakG | 0 | 0 | 0 | 0 | 0 | 0
PeakO | 0 | 0 | 0 | 0 | 0 | 0
ST | 0 | 0 | 0 | 0 | 0 | 0
STOG | 6118.09 | 0 | 4383.86 | 2521.41 | 5909.63 | 0
STWD | 0 | 0 | 0 | 0 | 0 | 0
WT | 0 | 0 | 0 | 0 | 0 | 0
IGCC | 0 | 0 | 0 | 0 | 0 | 0
DemandResponse | 0 | 0 | 0 | 0 | 0 | 0
IGCC-CCS | 0 | 0 | 0 | 0 | 0 | 0
WT_off | 0 | 0 | 0 | 0 | 0 | 0
PseudoUnit | 0 | 0 | 0 | 0 | 0 | 0
FixedInterchange | 0 | 0 | 0 | 0 | 0 | 0
Retirements of Capacity by Reporting Type: NP15
ReportingType | 2015 | 2020 | 2025 | 2030 | 2035 | 2040
BM | 0 | 0 | 0 | 0 | 0 | 0
CC | 0 | 0 | 0 | 0 | 0 | 235.74
CSP | 0 | 0 | 0 | 0 | 0 | 0
CT | 0 | 0 | 0 | 0 | 212.6 | 0
Coal | 0 | 191.9 | 0 | 0 | 0 | 0
Geo | 0 | 0 | 0 | 0 | 0 | 0
H | 0 | 0 | 0 | 0 | 0 | 0
LFG | 0 | 0 | 0 | 0 | 0 | 0
Nuc | 0 | 0 | 0 | 0 | 0 | 0
PS | 0 | 0 | 0 | 0 | 0 | 0
PV | 0 | 0 | 0 | 0 | 0 | 0
PeakG | 0 | 0 | 0 | 0 | 0 | 0
PeakO | 156 | 0 | 0 | 0 | 0 | 0
ST | 0 | 0 | 0 | 0 | 0 | 0
STOG | 1046.4 | 0 | 0 | 784.1 | 1764.9 | 0
STWD | 0 | 0 | 0 | 0 | 0 | 0
WT | 0 | 0 | 0 | 0 | 0 | 0
IGCC | 0 | 0 | 0 | 0 | 0 | 0
DemandResponse | 0 | 0 | 0 | 0 | 0 | 0
IGCC-CCS | 0 | 0 | 0 | 0 | 0 | 0
WT_off | 0 | 0 | 0 | 0 | 0 | 0
PseudoUnit | 0 | 0 | 0 | 0 | 0 | 0
FixedInterchange | 0 | 0 | 0 | 0 | 0 | 0
Retirements of Capacity by Reporting Type: NWPP_Coal
ReportingType | 2015 | 2020 | 2025 | 2030 | 2035 | 2040
BM | 0 | 0 | 0 | 0 | 0 | 0
CC | 0 | 0 | 0 | 0 | 0 | 0
CSP | 0 | 0 | 0 | 0 | 0 | 0
CT | 0 | 0 | 0 | 0 | 0 | 0
Coal | 7292.24 | 1582.46 | 4682 | 0 | 0 | 0
Geo | 0 | 0 | 0 | 0 | 0 | 0
H | 0 | 0 | 0 | 0 | 0 | 0
LFG | 0 | 0 | 0 | 0 | 0 | 0
Nuc | 0 | 0 | 0 | 0 | 0 | 0
PS | 0 | 0 | 0 | 0 | 0 | 0
PV | 0 | 0 | 0 | 0 | 0 | 0
PeakG | 0 | 0 | 0 | 0 | 0 | 0
PeakO | 183 | 0 | 0 | 0 | 0 | 0
ST | 0 | 0 | 0 | 0 | 0 | 0
STOG | 0 | 0 | 0 | 0 | 0 | 0
STWD | 0 | 0 | 0 | 0 | 0 | 0
WT | 0 | 0 | 0 | 0 | 0 | 0
IGCC | 0 | 0 | 0 | 0 | 0 | 0
DemandResponse | 0 | 0 | 0 | 0 | 0 | 0
IGCC-CCS | 0 | 0 | 0 | 0 | 0 | 0
WT_off | 0 | 0 | 0 | 0 | 0 | 0
PseudoUnit | 0 | 0 | 0 | 0 | 0 | 0
FixedInterchange | 0 | 0 | 0 | 0 | 0 | 0
Retirements of Capacity by Reporting Type: NWPP_Gas
ReportingType | 2015 | 2020 | 2025 | 2030 | 2035 | 2040
BM | 0 | 0 | 0 | 0 | 0 | 0
CC | 1678 | 0 | 0 | 1005.66 | 5321.34 | 300
CSP | 0 | 0 | 0 | 0 | 0 | 0
CT | 0 | 0 | 0 | 0 | 150 | 0
Coal | 0 | 0 | 0 | 0 | 0 | 0
Geo | 0 | 0 | 0 | 0 | 0 | 0
H | 0 | 0 | 0 | 0 | 0 | 0
LFG | 0 | 0 | 0 | 0 | 0 | 0
Nuc | 0 | 0 | 0 | 0 | 0 | 0
PS | 0 | 0 | 0 | 0 | 0 | 0
PV | 0 | 0 | 0 | 0 | 0 | 0
PeakG | 2623 | 0 | 0 | 0 | 0 | 0
PeakO | 0 | 0 | 0 | 0 | 0 | 0
ST | 0 | 0 | 0 | 0 | 0 | 0
STOG | 786 | 0 | 0 | 0 | 0 | 0
STWD | 0 | 0 | 0 | 0 | 0 | 0
WT | 0 | 0 | 0 | 0 | 0 | 0
IGCC | 0 | 0 | 0 | 0 | 0 | 0
DemandResponse | 0 | 0 | 0 | 0 | 0 | 0
IGCC-CCS | 0 | 0 | 0 | 0 | 0 | 0
WT_off | 0 | 0 | 0 | 0 | 0 | 0
PseudoUnit | 0 | 0 | 0 | 0 | 0 | 0
FixedInterchange | 0 | 0 | 0 | 0 | 0 | 0
Retirements of Capacity by Reporting Type: NWPP_NucRenew
ReportingType | 2015 | 2020 | 2025 | 2030 | 2035 | 2040
BM | 0 | 0 | 0 | 0 | 0 | 0
CC | 0 | 0 | 0 | 0 | 0 | 0
CSP | 0 | 0 | 0 | 0 | 0 | 0
CT | 0 | 0 | 0 | 0 | 0 | 0
Coal | 0 | 0 | 0 | 0 | 0 | 0
Geo | 4.8 | 0 | 0 | 0 | 0 | 0
H | 0 | 0 | 0 | 0 | 0 | 0
LFG | 0 | 0 | 0 | 0 | 0 | 0
Nuc | 0 | 0 | 0 | 0 | 0 | 0
PS | 0 | 0 | 0 | 0 | 0 | 0
PV | 0 | 0 | 0 | 0 | 0 | 0
PeakG | 0 | 0 | 0 | 0 | 0 | 0
PeakO | 0 | 0 | 0 | 0 | 0 | 0
ST | 0 | 0 | 0 | 0 | 0 | 0
STOG | 0 | 0 | 0 | 0 | 0 | 0
STWD | 0 | 0 | 0 | 0 | 0 | 0
WT | 0 | 0 | 0 | 0 | 0 | 0
IGCC | 0 | 0 | 0 | 0 | 0 | 0
DemandResponse | 0 | 0 | 0 | 0 | 0 | 0
IGCC-CCS | 0 | 0 | 0 | 0 | 0 | 0
WT_off | 0 | 0 | 0 | 0 | 0 | 0
PseudoUnit | 0 | 0 | 0 | 0 | 0 | 0
FixedInterchange | 0 | 0 | 0 | 0 | 0 | 0
Retirements of Capacity by Reporting Type: RMPA
ReportingType | 2015 | 2020 | 2025 | 2030 | 2035 | 2040
BM | 0 | 0 | 0 | 0 | 0 | 0
CC | 0 | 0 | 0 | 0 | 1348.17 | 234.53
CSP | 1 | 0 | 0 | 0 | 0 | 0
CT | 0 | 0 | 0 | 0 | 152 | 0
Coal | 1186 | 1185 | 3849.14 | 567.86 | 0 | 0
Geo | 0 | 0 | 0 | 0 | 0 | 0
H | 0 | 0 | 0 | 0 | 0 | 0
LFG | 0 | 0 | 0 | 0 | 0 | 0
Nuc | 0 | 0 | 0 | 0 | 0 | 0
PS | 0 | 0 | 0 | 0 | 0 | 0
PV | 0 | 0 | 0 | 0 | 0 | 0
PeakG | 0 | 0 | 0 | 0 | 0 | 0
PeakO | 187 | 0 | 0 | 0 | 0 | 0
ST | 0 | 0 | 0 | 0 | 0 | 0
STOG | 217 | 0 | 0 | 0 | 0 | 0
STWD | 0 | 0 | 0 | 0 | 0 | 0
WT | 0 | 0 | 0 | 0 | 0 | 0
IGCC | 0 | 0 | 0 | 0 | 0 | 0
DemandResponse | 0 | 0 | 0 | 0 | 0 | 0
IGCC-CCS | 0 | 0 | 0 | 0 | 0 | 0
WT_off | 0 | 0 | 0 | 0 | 0 | 0
PseudoUnit | 0 | 0 | 0 | 0 | 0 | 0
FixedInterchange | 0 | 0 | 0 | 0 | 0 | 0
Retirements of Capacity by Reporting Type: SP15
ReportingType | 2015 | 2020 | 2025 | 2030 | 2035 | 2040
BM | 0 | 0 | 0 | 0 | 0 | 0
CC | 0 | 0 | 0 | 0 | 0 | 0
CSP | 409 | 0 | 0 | 0 | 0 | 0
CT | 0 | 0 | 0 | 0 | 0 | 0
Coal | 57 | 84.5 | 3.04 | 98.16 | 0 | 0
Geo | 0 | 0 | 0 | 0 | 0 | 0
H | 0 | 0 | 0 | 0 | 0 | 0
LFG | 0 | 0 | 0 | 0 | 0 | 0
Nuc | 0 | 0 | 0 | 0 | 0 | 0
PS | 0 | 0 | 0 | 0 | 0 | 0
PV | 0 | 0 | 0 | 0 | 0 | 0
PeakG | 44 | 0 | 0 | 0 | 0 | 0
PeakO | 15 | 0 | 0 | 0 | 0 | 0
ST | 0 | 0 | 0 | 0 | 0 | 0
STOG | 4274.15 | 0 | 0 | 627.18 | 2290.29 | 0
STWD | 0 | 0 | 0 | 0 | 0 | 0
WT | 126.2 | 0 | 0 | 0 | 0 | 0
IGCC | 0 | 0 | 0 | 0 | 0 | 0
DemandResponse | 0 | 0 | 0 | 0 | 0 | 0
IGCC-CCS | 0 | 0 | 0 | 0 | 0 | 0
WT_off | 0 | 0 | 0 | 0 | 0 | 0
PseudoUnit | 0 | 0 | 0 | 0 | 0 | 0
FixedInterchange | 0 | 0 | 0 | 0 | 0 | 0
Retirements of Capacity by Reporting Type: ALB
ReportingType | 2015 | 2020 | 2025 | 2030 | 2035 | 2040
BM | 0 | 0 | 0 | 0 | 0 | 0
CC | 0 | 0 | 0 | 1952 | 0 | 0
CSP | 0 | 0 | 0 | 0 | 0 | 0
CT | 0 | 0 | 0 | 0 | 129.93 | 0
Coal | 0 | 0 | 0 | 5745.83 | 0 | 0
Geo | 0 | 0 | 0 | 0 | 0 | 0
H | 0 | 0 | 0 | 0 | 0 | 0
LFG | 0 | 0 | 0 | 0 | 0 | 0
Nuc | 0 | 0 | 0 | 0 | 0 | 0
PS | 0 | 0 | 0 | 0 | 0 | 0
PV | 0 | 0 | 0 | 0 | 0 | 0
PeakG | 1375.25 | 0 | 0 | 0 | 0 | 0
PeakO | 6 | 0 | 0 | 0 | 0 | 0
ST | 0 | 0 | 0 | 0 | 0 | 0
STOG | 186 | 0 | 0 | 0 | 0 | 0
STWD | 0 | 0 | 0 | 0 | 0 | 0
WT | 0 | 0 | 0 | 0 | 0 | 0
IGCC | 0 | 0 | 0 | 0 | 0 | 0
DemandResponse | 0 | 0 | 0 | 0 | 0 | 0
IGCC-CCS | 0 | 0 | 0 | 0 | 0 | 0
WT_off | 0 | 0 | 0 | 0 | 0 | 0
PseudoUnit | 0 | 0 | 0 | 0 | 0 | 0
FixedInterchange | 0 | 0 | 0 | 0 | 0 | 0
Retirements of Capacity by Reporting Type: BC
ReportingType | 2015 | 2020 | 2025 | 2030 | 2035 | 2040
BM | 0 | 0 | 0 | 0 | 0 | 0
CC | 0 | 0 | 0 | 205 | 0 | 418.6
CSP | 0 | 0 | 0 | 0 | 0 | 0
CT | 0 | 0 | 0 | 0 | 0 | 0
Coal | 0 | 0 | 0 | 0 | 0 | 0
Geo | 0 | 0 | 0 | 0 | 0 | 0
H | 0 | 0 | 0 | 0 | 0 | 0
LFG | 0 | 0 | 0 | 0 | 0 | 0
Nuc | 0 | 0 | 0 | 0 | 0 | 0
PS | 0 | 0 | 0 | 0 | 0 | 0
PV | 0 | 0 | 0 | 0 | 0 | 0
PeakG | 141 | 0 | 0 | 0 | 0 | 0
PeakO | 44 | 0 | 0 | 0 | 0 | 0
ST | 0 | 0 | 0 | 0 | 0 | 0
STOG | 938 | 0 | 0 | 0 | 0 | 0
STWD | 0 | 0 | 0 | 0 | 0 | 0
WT | 0 | 0 | 0 | 0 | 0 | 0
IGCC | 0 | 0 | 0 | 0 | 0 | 0
DemandResponse | 0 | 0 | 0 | 0 | 0 | 0
IGCC-CCS | 0 | 0 | 0 | 0 | 0 | 0
WT_off | 0 | 0 | 0 | 0 | 0 | 0
PseudoUnit | 0 | 0 | 0 | 0 | 0 | 0
FixedInterchange | 0 | 0 | 0 | 0 | 0 | 0
Retirements of Capacity by Reporting Type: HQ_IESO
ReportingType | 2015 | 2020 | 2025 | 2030 | 2035 | 2040
BM | 0 | 0 | 0 | 0 | 0 | 0
CC | 0 | 0 | 0 | 0 | 0 | 0
CSP | 0 | 0 | 0 | 0 | 0 | 0
CT | 0 | 0 | 0 | 0 | 0 | 0
Coal | 0 | 0 | 0 | 0 | 0 | 0
Geo | 0 | 0 | 0 | 0 | 0 | 0
H | 0 | 0 | 0 | 0 | 0 | 0
LFG | 0 | 0 | 0 | 0 | 0 | 0
Nuc | 0 | 0 | 0 | 0 | 0 | 0
PS | 0 | 0 | 0 | 0 | 0 | 0
PV | 0 | 0 | 0 | 0 | 0 | 0
PeakG | 0 | 0 | 0 | 0 | 0 | 0
PeakO | 0 | 0 | 0 | 0 | 0 | 0
ST | 0 | 0 | 0 | 0 | 0 | 0
STOG | 0 | 0 | 0 | 0 | 0 | 0
STWD | 0 | 0 | 0 | 0 | 0 | 0
WT | 0 | 0 | 0 | 0 | 0 | 0
IGCC | 0 | 0 | 0 | 0 | 0 | 0
DemandResponse | 0 | 0 | 0 | 0 | 0 | 0
IGCC-CCS | 0 | 0 | 0 | 0 | 0 | 0
WT_off | 0 | 0 | 0 | 0 | 0 | 0
PseudoUnit | 0 | 0 | 0 | 0 | 0 | 0
FixedInterchange | 0 | 0 | 0 | 0 | 0 | 0
Retirements of Capacity by Reporting Type: HQ_NEISO
ReportingType | 2015 | 2020 | 2025 | 2030 | 2035 | 2040
BM | 0 | 0 | 0 | 0 | 0 | 0
CC | 0 | 0 | 0 | 0 | 0 | 0
CSP | 0 | 0 | 0 | 0 | 0 | 0
CT | 0 | 0 | 0 | 0 | 0 | 0
Coal | 0 | 0 | 0 | 0 | 0 | 0
Geo | 0 | 0 | 0 | 0 | 0 | 0
H | 0 | 0 | 0 | 0 | 0 | 0
LFG | 0 | 0 | 0 | 0 | 0 | 0
Nuc | 0 | 0 | 0 | 0 | 0 | 0
PS | 0 | 0 | 0 | 0 | 0 | 0
PV | 0 | 0 | 0 | 0 | 0 | 0
PeakG | 0 | 0 | 0 | 0 | 0 | 0
PeakO | 0 | 0 | 0 | 0 | 0 | 0
ST | 0 | 0 | 0 | 0 | 0 | 0
STOG | 0 | 0 | 0 | 0 | 0 | 0
STWD | 0 | 0 | 0 | 0 | 0 | 0
WT | 0 | 0 | 0 | 0 | 0 | 0
IGCC | 0 | 0 | 0 | 0 | 0 | 0
DemandResponse | 0 | 0 | 0 | 0 | 0 | 0
IGCC-CCS | 0 | 0 | 0 | 0 | 0 | 0
WT_off | 0 | 0 | 0 | 0 | 0 | 0
PseudoUnit | 0 | 0 | 0 | 0 | 0 | 0
FixedInterchange | 0 | 0 | 0 | 0 | 0 | 0
Retirements of Capacity by Reporting Type: HQ_NY
ReportingType | 2015 | 2020 | 2025 | 2030 | 2035 | 2040
BM | 0 | 0 | 0 | 0 | 0 | 0
CC | 0 | 0 | 0 | 0 | 0 | 0
CSP | 0 | 0 | 0 | 0 | 0 | 0
CT | 0 | 0 | 0 | 0 | 0 | 0
Coal | 0 | 0 | 0 | 0 | 0 | 0
Geo | 0 | 0 | 0 | 0 | 0 | 0
H | 0 | 0 | 0 | 0 | 0 | 0
LFG | 0 | 0 | 0 | 0 | 0 | 0
Nuc | 0 | 0 | 0 | 0 | 0 | 0
PS | 0 | 0 | 0 | 0 | 0 | 0
PV | 0 | 0 | 0 | 0 | 0 | 0
PeakG | 0 | 0 | 0 | 0 | 0 | 0
PeakO | 0 | 0 | 0 | 0 | 0 | 0
ST | 0 | 0 | 0 | 0 | 0 | 0
STOG | 0 | 0 | 0 | 0 | 0 | 0
STWD | 0 | 0 | 0 | 0 | 0 | 0
WT | 0 | 0 | 0 | 0 | 0 | 0
IGCC | 0 | 0 | 0 | 0 | 0 | 0
DemandResponse | 0 | 0 | 0 | 0 | 0 | 0
IGCC-CCS | 0 | 0 | 0 | 0 | 0 | 0
WT_off | 0 | 0 | 0 | 0 | 0 | 0
PseudoUnit | 0 | 0 | 0 | 0 | 0 | 0
FixedInterchange | 0 | 0 | 0 | 0 | 0 | 0
Retirements of Capacity by Reporting Type: MARITIMES
ReportingType | 2015 | 2020 | 2025 | 2030 | 2035 | 2040
BM | 0 | 0 | 0 | 0 | 0 | 0
CC | 0 | 0 | 0 | 0 | 0 | 0
CSP | 0 | 0 | 0 | 0 | 0 | 0
CT | 0 | 0 | 0 | 0 | 0 | 0
Coal | 0 | 0 | 0 | 0 | 0 | 0
Geo | 0 | 0 | 0 | 0 | 0 | 0
H | 0 | 0 | 0 | 0 | 0 | 0
LFG | 0 | 0 | 0 | 0 | 0 | 0
Nuc | 0 | 0 | 0 | 0 | 0 | 0
PS | 0 | 0 | 0 | 0 | 0 | 0
PV | 0 | 0 | 0 | 0 | 0 | 0
PeakG | 0 | 0 | 0 | 0 | 0 | 0
PeakO | 0 | 0 | 0 | 0 | 0 | 0
ST | 0 | 0 | 0 | 0 | 0 | 0
STOG | 0 | 0 | 0 | 0 | 0 | 0
STWD | 0 | 0 | 0 | 0 | 0 | 0
WT | 0 | 0 | 0 | 0 | 0 | 0
IGCC | 0 | 0 | 0 | 0 | 0 | 0
DemandResponse | 0 | 0 | 0 | 0 | 0 | 0
IGCC-CCS | 0 | 0 | 0 | 0 | 0 | 0
WT_off | 0 | 0 | 0 | 0 | 0 | 0
PseudoUnit | 0 | 0 | 0 | 0 | 0 | 0
FixedInterchange | 0 | 0 | 0 | 0 | 0 | 0
Retirements of Capacity by Reporting Type: All
ReportingType | 2015 | 2020 | 2025 | 2030 | 2035 | 2040
BM | 0 | 0 | 0 | 0 | 0 | 0
CC | 10976.01 | 3362.35 | 3206.48 | 11854.61 | 52308.62 | 63434.54
CSP | 475 | 0 | 0 | 0 | 0 | 0
CT | 0 | 0 | 0 | 752.9 | 4418.83 | 0
Coal | 174882.15 | 74911.81 | 33225.38 | 11687.37 | 3214.35 | 0
Geo | 4.8 | 0 | 0 | 0 | 0 | 0
H | 0 | 0 | 0 | 0 | 0 | 0
LFG | 0 | 0 | 0 | 0 | 0 | 0
Nuc | 0 | 614.5 | 0 | 1488.2 | 26575.7 | 19706
PS | 0 | 0 | 0 | 0 | 0 | 0
PV | 0 | 0 | 0 | 0 | 1081.26 | 0
PeakG | 5245.75 | 0 | 559 | 12520.33 | 3529.65 | 1597.26
PeakO | 3212.28 | 0 | 1595.55 | 877.45 | 1351 | 3308
ST | 0 | 0 | 0 | 0 | 0 | 0
STOG | 61927.2 | 0 | 12263.64 | 5932.01 | 13566.87 | 7297.98
STWD | 0 | 0 | 0 | 0 | 0 | 0
WT | 126.2 | 0 | 0 | 0 | 2683.3 | 0
IGCC | 0 | 0 | 0 | 0 | 0 | 0
DemandResponse | 0 | 0 | 0 | 0 | 0 | 0
IGCC-CCS | 0 | 0 | 0 | 0 | 0 | 0
WT_off | 0 | 0 | 0 | 0 | 0 | 0
PseudoUnit | 0 | 0 | 0 | 0 | 0 | 0
FixedInterchange | 0 | 0 | 0 | 0 | 0 | 0
Retirements of Capacity by Reporting Type: EI_US
ReportingType | 2015 | 2020 | 2025 | 2030 | 2035 | 2040
BM | 0 | 0 | 0 | 0 | 0 | 0
CC | 2260.01 | 3362.35 | 2475.48 | 8399.85 | 33680.64 | 57402.61
CSP | 0 | 0 | 0 | 0 | 0 | 0
CT | 0 | 0 | 0 | 752.9 | 2525 | 0
Coal | 141869.72 | 69200.1 | 21308.39 | 1931.61 | 3214.35 | 0
Geo | 0 | 0 | 0 | 0 | 0 | 0
H | 0 | 0 | 0 | 0 | 0 | 0
LFG | 0 | 0 | 0 | 0 | 0 | 0
Nuc | 0 | 614.5 | 0 | 1488.2 | 25545.7 | 18166
PS | 0 | 0 | 0 | 0 | 0 | 0
PV | 0 | 0 | 0 | 0 | 0 | 0
PeakG | 478.5 | 0 | 0 | 12520.33 | 3529.65 | 1597.26
PeakO | 2446.28 | 0 | 1591.55 | 877.45 | 1351 | 3308
ST | 0 | 0 | 0 | 0 | 0 | 0
STOG | 44171.55 | 0 | 7753.78 | 1999.33 | 3602.05 | 7297.98
STWD | 0 | 0 | 0 | 0 | 0 | 0
WT | 0 | 0 | 0 | 0 | 0 | 0
IGCC | 0 | 0 | 0 | 0 | 0 | 0
DemandResponse | 0 | 0 | 0 | 0 | 0 | 0
IGCC-CCS | 0 | 0 | 0 | 0 | 0 | 0
WT_off | 0 | 0 | 0 | 0 | 0 | 0
PseudoUnit | 0 | 0 | 0 | 0 | 0 | 0
FixedInterchange | 0 | 0 | 0 | 0 | 0 | 0
Retirements of Capacity by Reporting Type: EI_Canada
ReportingType | 2015 | 2020 | 2025 | 2030 | 2035 | 2040
BM | 0 | 0 | 0 | 0 | 0 | 0
CC | 5943 | 0 | 731 | 0 | 0 | 281.76
CSP | 0 | 0 | 0 | 0 | 0 | 0
CT | 0 | 0 | 0 | 0 | 263.3 | 0
Coal | 7492.84 | 560.33 | 108.73 | 0 | 0 | 0
Geo | 0 | 0 | 0 | 0 | 0 | 0
H | 0 | 0 | 0 | 0 | 0 | 0
LFG | 0 | 0 | 0 | 0 | 0 | 0
Nuc | 0 | 0 | 0 | 0 | 1030 | 1540
PS | 0 | 0 | 0 | 0 | 0 | 0
PV | 0 | 0 | 0 | 0 | 1067.26 | 0
PeakG | 584 | 0 | 559 | 0 | 0 | 0
PeakO | 175 | 0 | 4 | 0 | 0 | 0
ST | 0 | 0 | 0 | 0 | 0 | 0
STOG | 2126 | 0 | 126 | 0 | 0 | 0
STWD | 0 | 0 | 0 | 0 | 0 | 0
WT | 0 | 0 | 0 | 0 | 2683.3 | 0
IGCC | 0 | 0 | 0 | 0 | 0 | 0
DemandResponse | 0 | 0 | 0 | 0 | 0 | 0
IGCC-CCS | 0 | 0 | 0 | 0 | 0 | 0
WT_off | 0 | 0 | 0 | 0 | 0 | 0
PseudoUnit | 0 | 0 | 0 | 0 | 0 | 0
FixedInterchange | 0 | 0 | 0 | 0 | 0 | 0
Retirements of Capacity by Reporting Type: EI
ReportingType | 2015 | 2020 | 2025 | 2030 | 2035 | 2040
BM | 0 | 0 | 0 | 0 | 0 | 0
CC | 8203.01 | 3362.35 | 3206.48 | 8399.85 | 33680.64 | 57684.36
CSP | 0 | 0 | 0 | 0 | 0 | 0
CT | 0 | 0 | 0 | 752.9 | 2788.3 | 0
Coal | 149362.56 | 69760.43 | 21417.12 | 1931.61 | 3214.35 | 0
Geo | 0 | 0 | 0 | 0 | 0 | 0
H | 0 | 0 | 0 | 0 | 0 | 0
LFG | 0 | 0 | 0 | 0 | 0 | 0
Nuc | 0 | 614.5 | 0 | 1488.2 | 26575.7 | 19706
PS | 0 | 0 | 0 | 0 | 0 | 0
PV | 0 | 0 | 0 | 0 | 1067.26 | 0
PeakG | 1062.5 | 0 | 559 | 12520.33 | 3529.65 | 1597.26
PeakO | 2621.28 | 0 | 1595.55 | 877.45 | 1351 | 3308
ST | 0 | 0 | 0 | 0 | 0 | 0
STOG | 46297.55 | 0 | 7879.78 | 1999.33 | 3602.05 | 7297.98
STWD | 0 | 0 | 0 | 0 | 0 | 0
WT | 0 | 0 | 0 | 0 | 2683.3 | 0
IGCC | 0 | 0 | 0 | 0 | 0 | 0
DemandResponse | 0 | 0 | 0 | 0 | 0 | 0
IGCC-CCS | 0 | 0 | 0 | 0 | 0 | 0
WT_off | 0 | 0 | 0 | 0 | 0 | 0
PseudoUnit | 0 | 0 | 0 | 0 | 0 | 0
FixedInterchange | 0 | 0 | 0 | 0 | 0 | 0
Retirements of Capacity by Reporting Type: Outside_EI
ReportingType | 2015 | 2020 | 2025 | 2030 | 2035 | 2040
BM | 0 | 0 | 0 | 0 | 0 | 0
CC | 2773 | 0 | 0 | 3454.75 | 18627.98 | 5750.18
CSP | 475 | 0 | 0 | 0 | 0 | 0
CT | 0 | 0 | 0 | 0 | 1630.53 | 0
Coal | 25519.59 | 5151.38 | 11808.26 | 9755.77 | 0 | 0
Geo | 4.8 | 0 | 0 | 0 | 0 | 0
H | 0 | 0 | 0 | 0 | 0 | 0
LFG | 0 | 0 | 0 | 0 | 0 | 0
Nuc | 0 | 0 | 0 | 0 | 0 | 0
PS | 0 | 0 | 0 | 0 | 0 | 0
PV | 0 | 0 | 0 | 0 | 14 | 0
PeakG | 4183.25 | 0 | 0 | 0 | 0 | 0
PeakO | 591 | 0 | 0 | 0 | 0 | 0
ST | 0 | 0 | 0 | 0 | 0 | 0
STOG | 15629.65 | 0 | 4383.86 | 3932.68 | 9964.82 | 0
STWD | 0 | 0 | 0 | 0 | 0 | 0
WT | 126.2 | 0 | 0 | 0 | 0 | 0
IGCC | 0 | 0 | 0 | 0 | 0 | 0
DemandResponse | 0 | 0 | 0 | 0 | 0 | 0
IGCC-CCS | 0 | 0 | 0 | 0 | 0 | 0
WT_off | 0 | 0 | 0 | 0 | 0 | 0
PseudoUnit | 0 | 0 | 0 | 0 | 0 | 0
FixedInterchange | 0 | 0 | 0 | 0 | 0 | 0
#4 | Cumulative Retirements of Capacity (MW)
Cumulative Retirements of Capacity by Reporting Type: Entergy
ReportingType | 2015 | 2020 | 2025 | 2030 | 2035 | 2040
BM | 0 | 0 | 0 | 0 | 0 | 0
CC | 0 | 0 | 168.89 | 209 | 8133.66 | 13537.23
CSP | 0 | 0 | 0 | 0 | 0 | 0
CT | 0 | 0 | 0 | 0 | 0 | 0
Coal | 1532.9 | 8308.9 | 8308.9 | 8308.9 | 8308.9 | 8308.9
Geo | 0 | 0 | 0 | 0 | 0 | 0
H | 0 | 0 | 0 | 0 | 0 | 0
LFG | 0 | 0 | 0 | 0 | 0 | 0
Nuc | 0 | 0 | 0 | 0 | 842 | 1839
PS | 0 | 0 | 0 | 0 | 0 | 0
PV | 0 | 0 | 0 | 0 | 0 | 0
PeakG | 0 | 0 | 0 | 2150.31 | 2787 | 2787
PeakO | 0 | 0 | 174 | 174 | 174 | 174
ST | 0 | 0 | 0 | 0 | 0 | 0
STOG | 13385.39 | 13385.39 | 14865 | 14865 | 14865 | 14865
STWD | 0 | 0 | 0 | 0 | 0 | 0
WT | 0 | 0 | 0 | 0 | 0 | 0
IGCC | 0 | 0 | 0 | 0 | 0 | 0
DemandResponse | 0 | 0 | 0 | 0 | 0 | 0
IGCC-CCS | 0 | 0 | 0 | 0 | 0 | 0
WT_off | 0 | 0 | 0 | 0 | 0 | 0
PseudoUnit | 0 | 0 | 0 | 0 | 0 | 0
FixedInterchange | 0 | 0 | 0 | 0 | 0 | 0
Cumulative Retirements of Capacity by Reporting Type: FRCC
ReportingType | 2015 | 2020 | 2025 | 2030 | 2035 | 2040
BM | 0 | 0 | 0 | 0 | 0 | 0
CC | 0 | 0 | 0 | 8173.74 | 14970.39 | 14970.39
CSP | 0 | 0 | 0 | 0 | 0 | 0
CT | 0 | 0 | 0 | 0 | 2480 | 2480
Coal | 6661.4 | 7765.4 | 7765.4 | 7765.4 | 7765.4 | 7765.4
Geo | 0 | 0 | 0 | 0 | 0 | 0
H | 0 | 0 | 0 | 0 | 0 | 0
LFG | 0 | 0 | 0 | 0 | 0 | 0
Nuc | 0 | 0 | 0 | 0 | 1615.33 | 3292.33
PS | 0 | 0 | 0 | 0 | 0 | 0
PV | 0 | 0 | 0 | 0 | 0 | 0
PeakG | 0 | 0 | 0 | 1932.54 | 1932.54 | 1932.54
PeakO | 0 | 0 | 1417.55 | 2283 | 2283 | 2283
ST | 0 | 0 | 0 | 0 | 0 | 0
STOG | 9833 | 9833 | 9833 | 9833 | 9833 | 9833
STWD | 0 | 0 | 0 | 0 | 0 | 0
WT | 0 | 0 | 0 | 0 | 0 | 0
IGCC | 0 | 0 | 0 | 0 | 0 | 0
DemandResponse | 0 | 0 | 0 | 0 | 0 | 0
IGCC-CCS | 0 | 0 | 0 | 0 | 0 | 0
WT_off | 0 | 0 | 0 | 0 | 0 | 0
PseudoUnit | 0 | 0 | 0 | 0 | 0 | 0
FixedInterchange | 0 | 0 | 0 | 0 | 0 | 0
Cumulative Retirements of Capacity by Reporting Type: MAPP_US
ReportingType | 2015 | 2020 | 2025 | 2030 | 2035 | 2040
BM | 0 | 0 | 0 | 0 | 0 | 0
CC | 0 | 0 | 0 | 0 | 0 | 0
CSP | 0 | 0 | 0 | 0 | 0 | 0
CT | 0 | 0 | 0 | 0 | 0 | 0
Coal | 1891.09 | 2744.1 | 3546.5 | 3546.5 | 3546.5 | 3546.5
Geo | 0 | 0 | 0 | 0 | 0 | 0
H | 0 | 0 | 0 | 0 | 0 | 0
LFG | 0 | 0 | 0 | 0 | 0 | 0
Nuc | 0 | 0 | 0 | 0 | 0 | 0
PS | 0 | 0 | 0 | 0 | 0 | 0
PV | 0 | 0 | 0 | 0 | 0 | 0
PeakG | 0 | 0 | 0 | 0 | 0 | 0
PeakO | 0 | 0 | 0 | 0 | 0 | 0
ST | 0 | 0 | 0 | 0 | 0 | 0
STOG | 36 | 36 | 36 | 36 | 36 | 36
STWD | 0 | 0 | 0 | 0 | 0 | 0
WT | 0 | 0 | 0 | 0 | 0 | 0
IGCC | 0 | 0 | 0 | 0 | 0 | 0
DemandResponse | 0 | 0 | 0 | 0 | 0 | 0
IGCC-CCS | 0 | 0 | 0 | 0 | 0 | 0
WT_off | 0 | 0 | 0 | 0 | 0 | 0
PseudoUnit | 0 | 0 | 0 | 0 | 0 | 0
FixedInterchange | 0 | 0 | 0 | 0 | 0 | 0
Cumulative Retirements of Capacity by Reporting Type: MISO_IN
ReportingType | 2015 | 2020 | 2025 | 2030 | 2035 | 2040
BM | 0 | 0 | 0 | 0 | 0 | 0
CC | 0 | 0 | 0 | 0 | 0 | 3286.08
CSP | 0 | 0 | 0 | 0 | 0 | 0
CT | 0 | 0 | 0 | 0 | 0 | 0
Coal | 6932.7 | 9985.7 | 9985.7 | 9985.7 | 9985.7 | 9985.7
Geo | 0 | 0 | 0 | 0 | 0 | 0
H | 0 | 0 | 0 | 0 | 0 | 0
LFG | 0 | 0 | 0 | 0 | 0 | 0
Nuc | 0 | 0 | 0 | 0 | 0 | 0
PS | 0 | 0 | 0 | 0 | 0 | 0
PV | 0 | 0 | 0 | 0 | 0 | 0
PeakG | 0 | 0 | 0 | 0 | 0 | 0
PeakO | 0 | 0 | 0 | 0 | 0 | 0
ST | 0 | 0 | 0 | 0 | 0 | 0
STOG | 0 | 0 | 0 | 0 | 0 | 279
STWD | 0 | 0 | 0 | 0 | 0 | 0
WT | 0 | 0 | 0 | 0 | 0 | 0
IGCC | 0 | 0 | 0 | 0 | 0 | 0
DemandResponse | 0 | 0 | 0 | 0 | 0 | 0
IGCC-CCS | 0 | 0 | 0 | 0 | 0 | 0
WT_off | 0 | 0 | 0 | 0 | 0 | 0
PseudoUnit | 0 | 0 | 0 | 0 | 0 | 0
FixedInterchange | 0 | 0 | 0 | 0 | 0 | 0
Cumulative Retirements of Capacity by Reporting Type: MISO_MI
ReportingType | 2015 | 2020 | 2025 | 2030 | 2035 | 2040
BM | 0 | 0 | 0 | 0 | 0 | 0
CC | 0 | 0 | 0 | 0 | 0 | 1463.11
CSP | 0 | 0 | 0 | 0 | 0 | 0
CT | 0 | 0 | 0 | 0 | 0 | 0
Coal | 6340 | 10792 | 10792 | 10792 | 10792 | 10792
Geo | 0 | 0 | 0 | 0 | 0 | 0
H | 0 | 0 | 0 | 0 | 0 | 0
LFG | 0 | 0 | 0 | 0 | 0 | 0
Nuc | 0 | 0 | 0 | 0 | 778 | 778
PS | 0 | 0 | 0 | 0 | 0 | 0
PV | 0 | 0 | 0 | 0 | 0 | 0
PeakG | 0 | 0 | 0 | 0 | 0 | 0
PeakO | 0 | 0 | 0 | 0 | 0 | 0
ST | 0 | 0 | 0 | 0 | 0 | 0
STOG | 0 | 0 | 0 | 0 | 0 | 2852
STWD | 0 | 0 | 0 | 0 | 0 | 0
WT | 0 | 0 | 0 | 0 | 0 | 0
IGCC | 0 | 0 | 0 | 0 | 0 | 0
DemandResponse | 0 | 0 | 0 | 0 | 0 | 0
IGCC-CCS | 0 | 0 | 0 | 0 | 0 | 0
WT_off | 0 | 0 | 0 | 0 | 0 | 0
PseudoUnit | 0 | 0 | 0 | 0 | 0 | 0
FixedInterchange | 0 | 0 | 0 | 0 | 0 | 0
Cumulative Retirements of Capacity by Reporting Type: MISO_MO-IL
ReportingType | 2015 | 2020 | 2025 | 2030 | 2035 | 2040
BM | 0 | 0 | 0 | 0 | 0 | 0
CC | 0 | 0 | 0 | 0 | 0 | 0
CSP | 0 | 0 | 0 | 0 | 0 | 0
CT | 0 | 0 | 0 | 0 | 0 | 0
Coal | 4793.7 | 12967.7 | 12967.7 | 12967.7 | 12967.7 | 12967.7
Geo | 0 | 0 | 0 | 0 | 0 | 0
H | 0 | 0 | 0 | 0 | 0 | 0
LFG | 0 | 0 | 0 | 0 | 0 | 0
Nuc | 0 | 0 | 0 | 0 | 0 | 0
PS | 0 | 0 | 0 | 0 | 0 | 0
PV | 0 | 0 | 0 | 0 | 0 | 0
PeakG | 0 | 0 | 0 | 0 | 0 | 0
PeakO | 0 | 0 | 0 | 0 | 0 | 0
ST | 0 | 0 | 0 | 0 | 0 | 0
STOG | 0 | 0 | 0 | 0 | 0 | 592
STWD | 0 | 0 | 0 | 0 | 0 | 0
WT | 0 | 0 | 0 | 0 | 0 | 0
IGCC | 0 | 0 | 0 | 0 | 0 | 0
DemandResponse | 0 | 0 | 0 | 0 | 0 | 0
IGCC-CCS | 0 | 0 | 0 | 0 | 0 | 0
WT_off | 0 | 0 | 0 | 0 | 0 | 0
PseudoUnit | 0 | 0 | 0 | 0 | 0 | 0
FixedInterchange | 0 | 0 | 0 | 0 | 0 | 0
Cumulative Retirements of Capacity by Reporting Type: MISO_W
ReportingType | 2015 | 2020 | 2025 | 2030 | 2035 | 2040
BM | 0 | 0 | 0 | 0 | 0 | 0
CC | 0 | 0 | 0 | 0 | 0 | 11
CSP | 0 | 0 | 0 | 0 | 0 | 0
CT | 0 | 0 | 0 | 0 | 0 | 0
Coal | 4076.19 | 9369.59 | 10930.45 | 10930.45 | 13134.59 | 13134.59
Geo | 0 | 0 | 0 | 0 | 0 | 0
H | 0 | 0 | 0 | 0 | 0 | 0
LFG | 0 | 0 | 0 | 0 | 0 | 0
Nuc | 0 | 0 | 0 | 0 | 2361.23 | 2361.23
PS | 0 | 0 | 0 | 0 | 0 | 0
PV | 0 | 0 | 0 | 0 | 0 | 0
PeakG | 0 | 0 | 0 | 0 | 0 | 0
PeakO | 0 | 0 | 0 | 0 | 0 | 0
ST | 0 | 0 | 0 | 0 | 0 | 0
STOG | 0 | 0 | 0 | 0 | 0 | 172
STWD | 0 | 0 | 0 | 0 | 0 | 0
WT | 0 | 0 | 0 | 0 | 0 | 0
IGCC | 0 | 0 | 0 | 0 | 0 | 0
DemandResponse | 0 | 0 | 0 | 0 | 0 | 0
IGCC-CCS | 0 | 0 | 0 | 0 | 0 | 0
WT_off | 0 | 0 | 0 | 0 | 0 | 0
PseudoUnit | 0 | 0 | 0 | 0 | 0 | 0
FixedInterchange | 0 | 0 | 0 | 0 | 0 | 0
Cumulative Retirements of Capacity by Reporting Type: MISO_WUMS
ReportingType | 2015 | 2020 | 2025 | 2030 | 2035 | 2040
BM | 0 | 0 | 0 | 0 | 0 | 0
CC | 0 | 0 | 0 | 0 | 0 | 5432.84
CSP | 0 | 0 | 0 | 0 | 0 | 0
CT | 0 | 0 | 0 | 0 | 0 | 0
Coal | 4191.1 | 6393.2 | 6393.2 | 6393.2 | 6393.2 | 6393.2
Geo | 0 | 0 | 0 | 0 | 0 | 0
H | 0 | 0 | 0 | 0 | 0 | 0
LFG | 0 | 0 | 0 | 0 | 0 | 0
Nuc | 0 | 0 | 0 | 0 | 1816.9 | 1816.9
PS | 0 | 0 | 0 | 0 | 0 | 0
PV | 0 | 0 | 0 | 0 | 0 | 0
PeakG | 0 | 0 | 0 | 0 | 0 | 0
PeakO | 0 | 0 | 0 | 0 | 0 | 0
ST | 0 | 0 | 0 | 0 | 0 | 0
STOG | 59.5 | 59.5 | 59.5 | 59.5 | 59.5 | 360
STWD | 0 | 0 | 0 | 0 | 0 | 0
WT | 0 | 0 | 0 | 0 | 0 | 0
IGCC | 0 | 0 | 0 | 0 | 0 | 0
DemandResponse | 0 | 0 | 0 | 0 | 0 | 0
IGCC-CCS | 0 | 0 | 0 | 0 | 0 | 0
WT_off | 0 | 0 | 0 | 0 | 0 | 0
PseudoUnit | 0 | 0 | 0 | 0 | 0 | 0
FixedInterchange | 0 | 0 | 0 | 0 | 0 | 0
Cumulative Retirements of Capacity by Reporting Type: Nebraska
ReportingType | 2015 | 2020 | 2025 | 2030 | 2035 | 2040
BM | 0 | 0 | 0 | 0 | 0 | 0
CC | 0 | 0 | 0 | 0 | 0 | 0
CSP | 0 | 0 | 0 | 0 | 0 | 0
CT | 0 | 0 | 0 | 0 | 0 | 0
Coal | 0 | 3195.8 | 3195.8 | 3195.8 | 3195.8 | 3195.8
Geo | 0 | 0 | 0 | 0 | 0 | 0
H | 0 | 0 | 0 | 0 | 0 | 0
LFG | 0 | 0 | 0 | 0 | 0 | 0
Nuc | 0 | 0 | 0 | 0 | 1251.8 | 1251.8
PS | 0 | 0 | 0 | 0 | 0 | 0
PV | 0 | 0 | 0 | 0 | 0 | 0
PeakG | 0 | 0 | 0 | 0 | 0 | 0
PeakO | 0 | 0 | 0 | 0 | 0 | 0
ST | 0 | 0 | 0 | 0 | 0 | 0
STOG | 270 | 270 | 270 | 270 | 270 | 270
STWD | 0 | 0 | 0 | 0 | 0 | 0
WT | 0 | 0 | 0 | 0 | 0 | 0
IGCC | 0 | 0 | 0 | 0 | 0 | 0
DemandResponse | 0 | 0 | 0 | 0 | 0 | 0
IGCC-CCS | 0 | 0 | 0 | 0 | 0 | 0
WT_off | 0 | 0 | 0 | 0 | 0 | 0
PseudoUnit | 0 | 0 | 0 | 0 | 0 | 0
FixedInterchange | 0 | 0 | 0 | 0 | 0 | 0
Cumulative Retirements of Capacity by Reporting Type: NEISO
ReportingType | 2015 | 2020 | 2025 | 2030 | 2035 | 2040
BM | 0 | 0 | 0 | 0 | 0 | 0
CC | 1203.33 | 4565.69 | 6671.3 | 6671.3 | 6671.3 | 6744.31
CSP | 0 | 0 | 0 | 0 | 0 | 0
CT | 0 | 0 | 0 | 9.5 | 9.5 | 9.5
Coal | 2250.13 | 2570.13 | 2570.13 | 2570.13 | 2570.13 | 2570.13
Geo | 0 | 0 | 0 | 0 | 0 | 0
H | 0 | 0 | 0 | 0 | 0 | 0
LFG | 0 | 0 | 0 | 0 | 0 | 0
Nuc | 0 | 0 | 0 | 0 | 1289 | 2165.92
PS | 0 | 0 | 0 | 0 | 0 | 0
PV | 0 | 0 | 0 | 0 | 0 | 0
PeakG | 0 | 0 | 0 | 0 | 0 | 0
PeakO | 1015.58 | 1015.58 | 1015.58 | 1015.58 | 1015.58 | 1015.58
ST | 0 | 0 | 0 | 0 | 0 | 0
STOG | 6237 | 6237 | 6237 | 6237 | 6237 | 6237
STWD | 0 | 0 | 0 | 0 | 0 | 0
WT | 0 | 0 | 0 | 0 | 0 | 0
IGCC | 0 | 0 | 0 | 0 | 0 | 0
DemandResponse | 0 | 0 | 0 | 0 | 0 | 0
IGCC-CCS | 0 | 0 | 0 | 0 | 0 | 0
WT_off | 0 | 0 | 0 | 0 | 0 | 0
PseudoUnit | 0 | 0 | 0 | 0 | 0 | 0
FixedInterchange | 0 | 0 | 0 | 0 | 0 | 0
Cumulative Retirements of Capacity by Reporting Type: NonRTO_Midwest
ReportingType | 2015 | 2020 | 2025 | 2030 | 2035 | 2040
BM | 0 | 0 | 0 | 0 | 0 | 0
CC | 0 | 0 | 0 | 0 | 0 | 3030.65
CSP | 0 | 0 | 0 | 0 | 0 | 0
CT | 0 | 0 | 0 | 0 | 0 | 0
Coal | 4347.3 | 7375.3 | 8180.93 | 8726.93 | 8726.93 | 8726.93
Geo | 0 | 0 | 0 | 0 | 0 | 0
H | 0 | 0 | 0 | 0 | 0 | 0
LFG | 0 | 0 | 0 | 0 | 0 | 0
Nuc | 0 | 0 | 0 | 0 | 0 | 0
PS | 0 | 0 | 0 | 0 | 0 | 0
PV | 0 | 0 | 0 | 0 | 0 | 0
PeakG | 0 | 0 | 0 | 308.37 | 1514.34 | 3111.6
PeakO | 0 | 0 | 0 | 12 | 12 | 12
ST | 0 | 0 | 0 | 0 | 0 | 0
STOG | 0 | 0 | 0 | 0 | 0 | 0
STWD | 0 | 0 | 0 | 0 | 0 | 0
WT | 0 | 0 | 0 | 0 | 0 | 0
IGCC | 0 | 0 | 0 | 0 | 0 | 0
DemandResponse | 0 | 0 | 0 | 0 | 0 | 0
IGCC-CCS | 0 | 0 | 0 | 0 | 0 | 0
WT_off | 0 | 0 | 0 | 0 | 0 | 0
PseudoUnit | 0 | 0 | 0 | 0 | 0 | 0
FixedInterchange | 0 | 0 | 0 | 0 | 0 | 0
Cumulative Retirements of Capacity by Reporting Type: NYISO_A-F
ReportingType | 2015 | 2020 | 2025 | 2030 | 2035 | 2040
BM | 0 | 0 | 0 | 0 | 0 | 0
CC | 1056.68 | 1056.68 | 1257.66 | 1257.66 | 1988.48 | 2229.8
CSP | 0 | 0 | 0 | 0 | 0 | 0
CT | 0 | 0 | 0 | 0 | 0 | 0
Coal | 2251.9 | 2251.9 | 2251.9 | 2251.9 | 2251.9 | 2251.9
Geo | 0 | 0 | 0 | 0 | 0 | 0
H | 0 | 0 | 0 | 0 | 0 | 0
LFG | 0 | 0 | 0 | 0 | 0 | 0
Nuc | 0 | 0 | 0 | 621.2 | 1201.7 | 2053.9
PS | 0 | 0 | 0 | 0 | 0 | 0
PV | 0 | 0 | 0 | 0 | 0 | 0
PeakG | 0 | 0 | 0 | 0 | 0 | 0
PeakO | 0 | 0 | 0 | 0 | 0 | 0
ST | 0 | 0 | 0 | 0 | 0 | 0
STOG | 1701 | 1701 | 1701 | 1701 | 1701 | 1701
STWD | 0 | 0 | 0 | 0 | 0 | 0
WT | 0 | 0 | 0 | 0 | 0 | 0
IGCC | 0 | 0 | 0 | 0 | 0 | 0
DemandResponse | 0 | 0 | 0 | 0 | 0 | 0
IGCC-CCS | 0 | 0 | 0 | 0 | 0 | 0
WT_off | 0 | 0 | 0 | 0 | 0 | 0
PseudoUnit | 0 | 0 | 0 | 0 | 0 | 0
FixedInterchange | 0 | 0 | 0 | 0 | 0 | 0
Cumulative Retirements of Capacity by Reporting Type: NYISO_G-I
ReportingType | 2015 | 2020 | 2025 | 2030 | 2035 | 2040
BM | 0 | 0 | 0 | 0 | 0 | 0
CC | 0 | 0 | 0 | 0 | 0 | 0
CSP | 0 | 0 | 0 | 0 | 0 | 0
CT | 0 | 0 | 0 | 0 | 0 | 0
Coal | 368.2 | 368.2 | 368.2 | 368.2 | 368.2 | 368.2
Geo | 0 | 0 | 0 | 0 | 0 | 0
H | 0 | 0 | 0 | 0 | 0 | 0
LFG | 0 | 0 | 0 | 0 | 0 | 0
Nuc | 0 | 0 | 0 | 0 | 1019.6 | 2044.6
PS | 0 | 0 | 0 | 0 | 0 | 0
PV | 0 | 0 | 0 | 0 | 0 | 0
PeakG | 0 | 0 | 0 | 0 | 0 | 0
PeakO | 0 | 0 | 0 | 0 | 0 | 0
ST | 0 | 0 | 0 | 0 | 0 | 0
STOG | 2431 | 2431 | 2431 | 2431 | 2431 | 2431
STWD | 0 | 0 | 0 | 0 | 0 | 0
WT | 0 | 0 | 0 | 0 | 0 | 0
IGCC | 0 | 0 | 0 | 0 | 0 | 0
DemandResponse | 0 | 0 | 0 | 0 | 0 | 0
IGCC-CCS | 0 | 0 | 0 | 0 | 0 | 0
WT_off | 0 | 0 | 0 | 0 | 0 | 0
PseudoUnit | 0 | 0 | 0 | 0 | 0 | 0
FixedInterchange | 0 | 0 | 0 | 0 | 0 | 0
Cumulative Retirements of Capacity by Reporting Type: NYISO_J-K
ReportingType | 2015 | 2020 | 2025 | 2030 | 2035 | 2040
BM | 0 | 0 | 0 | 0 | 0 | 0
CC | 0 | 0 | 0 | 0 | 0 | 0
CSP | 0 | 0 | 0 | 0 | 0 | 0
CT | 0 | 0 | 0 | 0 | 0 | 0
Coal | 0 | 0 | 0 | 0 | 0 | 0
Geo | 0 | 0 | 0 | 0 | 0 | 0
H | 0 | 0 | 0 | 0 | 0 | 0
LFG | 0 | 0 | 0 | 0 | 0 | 0
Nuc | 0 | 0 | 0 | 0 | 0 | 0
PS | 0 | 0 | 0 | 0 | 0 | 0
PV | 0 | 0 | 0 | 0 | 0 | 0
PeakG | 0 | 0 | 0 | 0 | 0 | 0
PeakO | 0 | 0 | 0 | 0 | 0 | 0
ST | 0 | 0 | 0 | 0 | 0 | 0
STOG | 3377.51 | 3377.51 | 3377.51 | 3377.51 | 3377.51 | 3377.51
STWD | 0 | 0 | 0 | 0 | 0 | 0
WT | 0 | 0 | 0 | 0 | 0 | 0
IGCC | 0 | 0 | 0 | 0 | 0 | 0
DemandResponse | 0 | 0 | 0 | 0 | 0 | 0
IGCC-CCS | 0 | 0 | 0 | 0 | 0 | 0
WT_off | 0 | 0 | 0 | 0 | 0 | 0
PseudoUnit | 0 | 0 | 0 | 0 | 0 | 0
FixedInterchange | 0 | 0 | 0 | 0 | 0 | 0
Cumulative Retirements of Capacity by Reporting Type: PJM_E
ReportingType | 2015 | 2020 | 2025 | 2030 | 2035 | 2040
BM | 0 | 0 | 0 | 0 | 0 | 0
CC | 0 | 0 | 0 | 0 | 618.3 | 1141.3
CSP | 0 | 0 | 0 | 0 | 0 | 0
CT | 0 | 0 | 0 | 26.2 | 26.2 | 26.2
Coal | 2804 | 3372 | 3372 | 3372 | 3372 | 3372
Geo | 0 | 0 | 0 | 0 | 0 | 0
H | 0 | 0 | 0 | 0 | 0 | 0
LFG | 0 | 0 | 0 | 0 | 0 | 0
Nuc | 0 | 614.5 | 614.5 | 614.5 | 2838.5 | 4012.5
PS | 0 | 0 | 0 | 0 | 0 | 0
PV | 0 | 0 | 0 | 0 | 0 | 0
PeakG | 268.5 | 268.5 | 268.5 | 268.5 | 268.5 | 268.5
PeakO | 2.7 | 2.7 | 2.7 | 2.7 | 2.7 | 2.7
ST | 0 | 0 | 0 | 0 | 0 | 0
STOG | 629.5 | 629.5 | 3252 | 3252 | 3252 | 3252
STWD | 0 | 0 | 0 | 0 | 0 | 0
WT | 0 | 0 | 0 | 0 | 0 | 0
IGCC | 0 | 0 | 0 | 0 | 0 | 0
DemandResponse | 0 | 0 | 0 | 0 | 0 | 0
IGCC-CCS | 0 | 0 | 0 | 0 | 0 | 0
WT_off | 0 | 0 | 0 | 0 | 0 | 0
PseudoUnit | 0 | 0 | 0 | 0 | 0 | 0
FixedInterchange | 0 | 0 | 0 | 0 | 0 | 0
Cumulative Retirements of Capacity by Reporting Type: PJM_ROM
ReportingType | 2015 | 2020 | 2025 | 2030 | 2035 | 2040
BM | 0 | 0 | 0 | 0 | 0 | 0
CC | 0 | 0 | 0 | 0 | 0 | 690
CSP | 0 | 0 | 0 | 0 | 0 | 0
CT | 0 | 0 | 0 | 0 | 16 | 16
Coal | 13975.5 | 15209.5 | 15730.5 | 15730.5 | 15730.5 | 15730.5
Geo | 0 | 0 | 0 | 0 | 0 | 0
H | 0 | 0 | 0 | 0 | 0 | 0
LFG | 0 | 0 | 0 | 0 | 0 | 0
Nuc | 0 | 0 | 0 | 0 | 1732 | 2631
PS | 0 | 0 | 0 | 0 | 0 | 0
PV | 0 | 0 | 0 | 0 | 0 | 0
PeakG | 0 | 0 | 0 | 0 | 0 | 0
PeakO | 270 | 270 | 270 | 270 | 270 | 1836
ST | 0 | 0 | 0 | 0 | 0 | 0
STOG | 580 | 580 | 4109 | 4109 | 4109 | 4109
STWD | 0 | 0 | 0 | 0 | 0 | 0
WT | 0 | 0 | 0 | 0 | 0 | 0
IGCC | 0 | 0 | 0 | 0 | 0 | 0
DemandResponse | 0 | 0 | 0 | 0 | 0 | 0
IGCC-CCS | 0 | 0 | 0 | 0 | 0 | 0
WT_off | 0 | 0 | 0 | 0 | 0 | 0
PseudoUnit | 0 | 0 | 0 | 0 | 0 | 0
FixedInterchange | 0 | 0 | 0 | 0 | 0 | 0
Cumulative Retirements of Capacity by Reporting Type: PJM_ROR
ReportingType | 2015 | 2020 | 2025 | 2030 | 2035 | 2040
BM | 0 | 0 | 0 | 0 | 0 | 0
CC | 0 | 0 | 0 | 0 | 174 | 19970.22
CSP | 0 | 0 | 0 | 0 | 0 | 0
CT | 0 | 0 | 0 | 0 | 29 | 29
Coal | 35134.26 | 46093.71 | 52219 | 52219 | 52219 | 52219
Geo | 0 | 0 | 0 | 0 | 0 | 0
H | 0 | 0 | 0 | 0 | 0 | 0
LFG | 0 | 0 | 0 | 0 | 0 | 0
Nuc | 0 | 0 | 0 | 867 | 5142 | 10025.16
PS | 0 | 0 | 0 | 0 | 0 | 0
PV | 0 | 0 | 0 | 0 | 0 | 0
PeakG | 0 | 0 | 0 | 0 | 0 | 0
PeakO | 19 | 19 | 19 | 19 | 19 | 1761
ST | 0 | 0 | 0 | 0 | 0 | 0
STOG | 0 | 0 | 122.67 | 2122 | 2122 | 2122
STWD | 0 | 0 | 0 | 0 | 0 | 0
WT | 0 | 0 | 0 | 0 | 0 | 0
IGCC | 0 | 0 | 0 | 0 | 0 | 0
DemandResponse | 0 | 0 | 0 | 0 | 0 | 0
IGCC-CCS | 0 | 0 | 0 | 0 | 0 | 0
WT_off | 0 | 0 | 0 | 0 | 0 | 0
PseudoUnit | 0 | 0 | 0 | 0 | 0 | 0
FixedInterchange | 0 | 0 | 0 | 0 | 0 | 0
Cumulative Retirements of Capacity by Reporting Type: SOCO
ReportingType | 2015 | 2020 | 2025 | 2030 | 2035 | 2040
BM | 0 | 0 | 0 | 0 | 0 | 0
CC | 0 | 0 | 0 | 186 | 10351.93 | 17421.08
CSP | 0 | 0 | 0 | 0 | 0 | 0
CT | 0 | 0 | 0 | 0 | 0 | 0
Coal | 17249.58 | 21379.7 | 23408.28 | 23408.28 | 23408.28 | 23408.28
Geo | 0 | 0 | 0 | 0 | 0 | 0
H | 0 | 0 | 0 | 0 | 0 | 0
LFG | 0 | 0 | 0 | 0 | 0 | 0
Nuc | 0 | 0 | 0 | 0 | 0 | 2645.05
PS | 0 | 0 | 0 | 0 | 0 | 0
PV | 0 | 0 | 0 | 0 | 0 | 0
PeakG | 210 | 210 | 210 | 8339.11 | 8339.11 | 8339.11
PeakO | 1139 | 1139 | 1139 | 1139 | 1139 | 1139
ST | 0 | 0 | 0 | 0 | 0 | 0
STOG | 854 | 854 | 854 | 854 | 854 | 854
STWD | 0 | 0 | 0 | 0 | 0 | 0
WT | 0 | 0 | 0 | 0 | 0 | 0
IGCC | 0 | 0 | 0 | 0 | 0 | 0
DemandResponse | 0 | 0 | 0 | 0 | 0 | 0
IGCC-CCS | 0 | 0 | 0 | 0 | 0 | 0
WT_off | 0 | 0 | 0 | 0 | 0 | 0
PseudoUnit | 0 | 0 | 0 | 0 | 0 | 0
FixedInterchange | 0 | 0 | 0 | 0 | 0 | 0
Cumulative Retirements of Capacity by Reporting Type: SPP_N
ReportingType | 2015 | 2020 | 2025 | 2030 | 2035 | 2040
BM | 0 | 0 | 0 | 0 | 0 | 0
CC | 0 | 0 | 0 | 0 | 0 | 0
CSP | 0 | 0 | 0 | 0 | 0 | 0
CT | 0 | 0 | 0 | 0 | 0 | 0
Coal | 621 | 2933.62 | 5191.89 | 5191.89 | 5932.5 | 5932.5
Geo | 0 | 0 | 0 | 0 | 0 | 0
H | 0 | 0 | 0 | 0 | 0 | 0
LFG | 0 | 0 | 0 | 0 | 0 | 0
Nuc | 0 | 0 | 0 | 0 | 0 | 0
PS | 0 | 0 | 0 | 0 | 0 | 0
PV | 0 | 0 | 0 | 0 | 0 | 0
PeakG | 0 | 0 | 0 | 0 | 0 | 0
PeakO | 0 | 0 | 0 | 0 | 0 | 0
ST | 0 | 0 | 0 | 0 | 0 | 0
STOG | 864.04 | 864.04 | 864.04 | 864.04 | 1452.42 | 1749
STWD | 0 | 0 | 0 | 0 | 0 | 0
WT | 0 | 0 | 0 | 0 | 0 | 0
IGCC | 0 | 0 | 0 | 0 | 0 | 0
DemandResponse | 0 | 0 | 0 | 0 | 0 | 0
IGCC-CCS | 0 | 0 | 0 | 0 | 0 | 0
WT_off | 0 | 0 | 0 | 0 | 0 | 0
PseudoUnit | 0 | 0 | 0 | 0 | 0 | 0
FixedInterchange | 0 | 0 | 0 | 0 | 0 | 0
Cumulative Retirements of Capacity by Reporting Type: SPP_S
ReportingType | 2015 | 2020 | 2025 | 2030 | 2035 | 2040
BM | 0 | 0 | 0 | 0 | 0 | 0
CC | 0 | 0 | 0 | 0 | 0 | 0
CSP | 0 | 0 | 0 | 0 | 0 | 0
CT | 0 | 0 | 0 | 0 | 0 | 0
Coal | 3095.82 | 10693.93 | 12870.34 | 12870.34 | 13139.93 | 13139.93
Geo | 0 | 0 | 0 | 0 | 0 | 0
H | 0 | 0 | 0 | 0 | 0 | 0
LFG | 0 | 0 | 0 | 0 | 0 | 0
Nuc | 0 | 0 | 0 | 0 | 0 | 0
PS | 0 | 0 | 0 | 0 | 0 | 0
PV | 0 | 0 | 0 | 0 | 0 | 0
PeakG | 0 | 0 | 0 | 0 | 0 | 0
PeakO | 0 | 0 | 0 | 0 | 0 | 0
ST | 0 | 0 | 0 | 0 | 0 | 0
STOG | 3913.61 | 3913.61 | 3913.61 | 3913.61 | 6835.27 | 9641.18
STWD | 0 | 0 | 0 | 0 | 0 | 0
WT | 0 | 0 | 0 | 0 | 0 | 0
IGCC | 0 | 0 | 0 | 0 | 0 | 0
DemandResponse | 0 | 0 | 0 | 0 | 0 | 0
IGCC-CCS | 0 | 0 | 0 | 0 | 0 | 0
WT_off | 0 | 0 | 0 | 0 | 0 | 0
PseudoUnit | 0 | 0 | 0 | 0 | 0 | 0
FixedInterchange | 0 | 0 | 0 | 0 | 0 | 0
Cumulative Retirements of Capacity by Reporting Type: TVA
ReportingType | 2015 | 2020 | 2025 | 2030 | 2035 | 2040
BM | 0 | 0 | 0 | 0 | 0 | 0
CC | 0 | 0 | 0 | 0 | 3745.29 | 8199.33
CSP | 0 | 0 | 0 | 0 | 0 | 0
CT | 0 | 0 | 0 | 0 | 0 | 0
Coal | 10428.13 | 12532.13 | 14393.39 | 15159 | 15159 | 15159
Geo | 0 | 0 | 0 | 0 | 0 | 0
H | 0 | 0 | 0 | 0 | 0 | 0
LFG | 0 | 0 | 0 | 0 | 0 | 0
Nuc | 0 | 0 | 0 | 0 | 2512.33 | 3791
PS | 0 | 0 | 0 | 0 | 0 | 0
PV | 0 | 0 | 0 | 0 | 0 | 0
PeakG | 0 | 0 | 0 | 0 | 1153.68 | 1153.68
PeakO | 0 | 0 | 0 | 0 | 83 | 83
ST | 0 | 0 | 0 | 0 | 0 | 0
STOG | 0 | 0 | 0 | 0 | 0 | 0
STWD | 0 | 0 | 0 | 0 | 0 | 0
WT | 0 | 0 | 0 | 0 | 0 | 0
IGCC | 0 | 0 | 0 | 0 | 0 | 0
DemandResponse | 0 | 0 | 0 | 0 | 0 | 0
IGCC-CCS | 0 | 0 | 0 | 0 | 0 | 0
WT_off | 0 | 0 | 0 | 0 | 0 | 0
PseudoUnit | 0 | 0 | 0 | 0 | 0 | 0
FixedInterchange | 0 | 0 | 0 | 0 | 0 | 0
Cumulative Retirements of Capacity by Reporting Type: TVA_Transmission
ReportingType | 2015 | 2020 | 2025 | 2030 | 2035 | 2040
BM | 0 | 0 | 0 | 0 | 0 | 0
CC | 0 | 0 | 0 | 0 | 0 | 0
CSP | 0 | 0 | 0 | 0 | 0 | 0
CT | 0 | 0 | 0 | 0 | 0 | 0
Coal | 0 | 0 | 0 | 0 | 0 | 0
Geo | 0 | 0 | 0 | 0 | 0 | 0
H | 0 | 0 | 0 | 0 | 0 | 0
LFG | 0 | 0 | 0 | 0 | 0 | 0
Nuc | 0 | 0 | 0 | 0 | 0 | 0
PS | 0 | 0 | 0 | 0 | 0 | 0
PV | 0 | 0 | 0 | 0 | 0 | 0
PeakG | 0 | 0 | 0 | 0 | 0 | 0
PeakO | 0 | 0 | 0 | 0 | 0 | 0
ST | 0 | 0 | 0 | 0 | 0 | 0
STOG | 0 | 0 | 0 | 0 | 0 | 0
STWD | 0 | 0 | 0 | 0 | 0 | 0
WT | 0 | 0 | 0 | 0 | 0 | 0
IGCC | 0 | 0 | 0 | 0 | 0 | 0
DemandResponse | 0 | 0 | 0 | 0 | 0 | 0
IGCC-CCS | 0 | 0 | 0 | 0 | 0 | 0
WT_off | 0 | 0 | 0 | 0 | 0 | 0
PseudoUnit | 0 | 0 | 0 | 0 | 0 | 0
FixedInterchange | 0 | 0 | 0 | 0 | 0 | 0
Cumulative Retirements of Capacity by Reporting Type: VACAR
ReportingType | 2015 | 2020 | 2025 | 2030 | 2035 | 2040
BM | 0 | 0 | 0 | 0 | 0 | 0
CC | 0 | 0 | 0 | 0 | 3525 | 9453.61
CSP | 0 | 0 | 0 | 0 | 0 | 0
CT | 0 | 0 | 0 | 717.2 | 717.2 | 717.2
Coal | 12924.82 | 14767.31 | 17936 | 18556 | 18556 | 18556
Geo | 0 | 0 | 0 | 0 | 0 | 0
H | 0 | 0 | 0 | 0 | 0 | 0
LFG | 0 | 0 | 0 | 0 | 0 | 0
Nuc | 0 | 0 | 0 | 0 | 3248 | 5106
PS | 0 | 0 | 0 | 0 | 0 | 0
PV | 0 | 0 | 0 | 0 | 0 | 0
PeakG | 0 | 0 | 0 | 0 | 533.32 | 533.32
PeakO | 0 | 0 | 0 | 0 | 1268 | 1268
ST | 0 | 0 | 0 | 0 | 0 | 0
STOG | 0 | 0 | 0 | 0 | 92 | 92
STWD | 0 | 0 | 0 | 0 | 0 | 0
WT | 0 | 0 | 0 | 0 | 0 | 0
IGCC | 0 | 0 | 0 | 0 | 0 | 0
DemandResponse | 0 | 0 | 0 | 0 | 0 | 0
IGCC-CCS | 0 | 0 | 0 | 0 | 0 | 0
WT_off | 0 | 0 | 0 | 0 | 0 | 0
PseudoUnit | 0 | 0 | 0 | 0 | 0 | 0
FixedInterchange | 0 | 0 | 0 | 0 | 0 | 0
Cumulative Retirements of Capacity by Reporting Type: IESO
ReportingType | 2015 | 2020 | 2025 | 2030 | 2035 | 2040
BM | 0 | 0 | 0 | 0 | 0 | 0
CC | 5943 | 5943 | 5943 | 5943 | 5943 | 5943
CSP | 0 | 0 | 0 | 0 | 0 | 0
CT | 0 | 0 | 0 | 0 | 263.3 | 263.3
Coal | 6416 | 6416 | 6416 | 6416 | 6416 | 6416
Geo | 0 | 0 | 0 | 0 | 0 | 0
H | 0 | 0 | 0 | 0 | 0 | 0
LFG | 0 | 0 | 0 | 0 | 0 | 0
Nuc | 0 | 0 | 0 | 0 | 1030 | 2570
PS | 0 | 0 | 0 | 0 | 0 | 0
PV | 0 | 0 | 0 | 0 | 1067.26 | 1067.26
PeakG | 584 | 584 | 584 | 584 | 584 | 584
PeakO | 175 | 175 | 175 | 175 | 175 | 175
ST | 0 | 0 | 0 | 0 | 0 | 0
STOG | 2126 | 2126 | 2126 | 2126 | 2126 | 2126
STWD | 0 | 0 | 0 | 0 | 0 | 0
WT | 0 | 0 | 0 | 0 | 2105.9 | 2105.9
IGCC | 0 | 0 | 0 | 0 | 0 | 0
DemandResponse | 0 | 0 | 0 | 0 | 0 | 0
IGCC-CCS | 0 | 0 | 0 | 0 | 0 | 0
WT_off | 0 | 0 | 0 | 0 | 0 | 0
PseudoUnit | 0 | 0 | 0 | 0 | 0 | 0
FixedInterchange | 0 | 0 | 0 | 0 | 0 | 0
Cumulative Retirements of Capacity by Reporting Type: MAPP_CA
ReportingType | 2015 | 2020 | 2025 | 2030 | 2035 | 2040
BM | 0 | 0 | 0 | 0 | 0 | 0
CC | 0 | 0 | 731 | 731 | 731 | 1012.76
CSP | 0 | 0 | 0 | 0 | 0 | 0
CT | 0 | 0 | 0 | 0 | 0 | 0
Coal | 1076.84 | 1637.17 | 1745.9 | 1745.9 | 1745.9 | 1745.9
Geo | 0 | 0 | 0 | 0 | 0 | 0
H | 0 | 0 | 0 | 0 | 0 | 0
LFG | 0 | 0 | 0 | 0 | 0 | 0
Nuc | 0 | 0 | 0 | 0 | 0 | 0
PS | 0 | 0 | 0 | 0 | 0 | 0
PV | 0 | 0 | 0 | 0 | 0 | 0
PeakG | 0 | 0 | 559 | 559 | 559 | 559
PeakO | 0 | 0 | 4 | 4 | 4 | 4
ST | 0 | 0 | 0 | 0 | 0 | 0
STOG | 0 | 0 | 126 | 126 | 126 | 126
STWD | 0 | 0 | 0 | 0 | 0 | 0
WT | 0 | 0 | 0 | 0 | 577.4 | 577.4
IGCC | 0 | 0 | 0 | 0 | 0 | 0
DemandResponse | 0 | 0 | 0 | 0 | 0 | 0
IGCC-CCS | 0 | 0 | 0 | 0 | 0 | 0
WT_off | 0 | 0 | 0 | 0 | 0 | 0
PseudoUnit | 0 | 0 | 0 | 0 | 0 | 0
FixedInterchange | 0 | 0 | 0 | 0 | 0 | 0
Cumulative Retirements of Capacity by Reporting Type: AZ_NM_SNV_Coal
ReportingType | 2015 | 2020 | 2025 | 2030 | 2035 | 2040
BM | 0 | 0 | 0 | 0 | 0 | 0
CC | 0 | 0 | 0 | 0 | 0 | 0
CSP | 0 | 0 | 0 | 0 | 0 | 0
CT | 0 | 0 | 0 | 0 | 0 | 0
Coal | 2984.87 | 3590 | 6304.08 | 9648 | 9648 | 9648
Geo | 0 | 0 | 0 | 0 | 0 | 0
H | 0 | 0 | 0 | 0 | 0 | 0
LFG | 0 | 0 | 0 | 0 | 0 | 0
Nuc | 0 | 0 | 0 | 0 | 0 | 0
PS | 0 | 0 | 0 | 0 | 0 | 0
PV | 0 | 0 | 0 | 0 | 0 | 0
PeakG | 0 | 0 | 0 | 0 | 0 | 0
PeakO | 0 | 0 | 0 | 0 | 0 | 0
ST | 0 | 0 | 0 | 0 | 0 | 0
STOG | 0 | 0 | 0 | 0 | 0 | 0
STWD | 0 | 0 | 0 | 0 | 0 | 0
WT | 0 | 0 | 0 | 0 | 0 | 0
IGCC | 0 | 0 | 0 | 0 | 0 | 0
DemandResponse | 0 | 0 | 0 | 0 | 0 | 0
IGCC-CCS | 0 | 0 | 0 | 0 | 0 | 0
WT_off | 0 | 0 | 0 | 0 | 0 | 0
PseudoUnit | 0 | 0 | 0 | 0 | 0 | 0
FixedInterchange | 0 | 0 | 0 | 0 | 0 | 0
Cumulative Retirements of Capacity by Reporting Type: AZ_NM_SNV_Gas
ReportingType | 2015 | 2020 | 2025 | 2030 | 2035 | 2040
BM | 0 | 0 | 0 | 0 | 0 | 0
CC | 1095 | 1095 | 1095 | 1387.1 | 5954.4 | 6180.29
CSP | 0 | 0 | 0 | 0 | 0 | 0
CT | 0 | 0 | 0 | 0 | 736 | 736
Coal | 0 | 0 | 0 | 0 | 0 | 0
Geo | 0 | 0 | 0 | 0 | 0 | 0
H | 0 | 0 | 0 | 0 | 0 | 0
LFG | 0 | 0 | 0 | 0 | 0 | 0
Nuc | 0 | 0 | 0 | 0 | 0 | 0
PS | 0 | 0 | 0 | 0 | 0 | 0
PV | 0 | 0 | 0 | 0 | 0 | 0
PeakG | 0 | 0 | 0 | 0 | 0 | 0
PeakO | 0 | 0 | 0 | 0 | 0 | 0
ST | 0 | 0 | 0 | 0 | 0 | 0
STOG | 2064 | 2064 | 2064 | 2064 | 2064 | 2064
STWD | 0 | 0 | 0 | 0 | 0 | 0
WT | 0 | 0 | 0 | 0 | 0 | 0
IGCC | 0 | 0 | 0 | 0 | 0 | 0
DemandResponse | 0 | 0 | 0 | 0 | 0 | 0
IGCC-CCS | 0 | 0 | 0 | 0 | 0 | 0
WT_off | 0 | 0 | 0 | 0 | 0 | 0
PseudoUnit | 0 | 0 | 0 | 0 | 0 | 0
FixedInterchange | 0 | 0 | 0 | 0 | 0 | 0
Cumulative Retirements of Capacity by Reporting Type: AZ_NM_SNV_NucRenew
ReportingType | 2015 | 2020 | 2025 | 2030 | 2035 | 2040
BM | 0 | 0 | 0 | 0 | 0 | 0
CC | 0 | 0 | 0 | 0 | 0 | 0
CSP | 65 | 65 | 65 | 65 | 65 | 65
CT | 0 | 0 | 0 | 0 | 0 | 0
Coal | 0 | 0 | 0 | 0 | 0 | 0
Geo | 0 | 0 | 0 | 0 | 0 | 0
H | 0 | 0 | 0 | 0 | 0 | 0
LFG | 0 | 0 | 0 | 0 | 0 | 0
Nuc | 0 | 0 | 0 | 0 | 0 | 0
PS | 0 | 0 | 0 | 0 | 0 | 0
PV | 0 | 0 | 0 | 0 | 0 | 0
PeakG | 0 | 0 | 0 | 0 | 0 | 0
PeakO | 0 | 0 | 0 | 0 | 0 | 0
ST | 0 | 0 | 0 | 0 | 0 | 0
STOG | 0 | 0 | 0 | 0 | 0 | 0
STWD | 0 | 0 | 0 | 0 | 0 | 0
WT | 0 | 0 | 0 | 0 | 0 | 0
IGCC | 0 | 0 | 0 | 0 | 0 | 0
DemandResponse | 0 | 0 | 0 | 0 | 0 | 0
IGCC-CCS | 0 | 0 | 0 | 0 | 0 | 0
WT_off | 0 | 0 | 0 | 0 | 0 | 0
PseudoUnit | 0 | 0 | 0 | 0 | 0 | 0
FixedInterchange | 0 | 0 | 0 | 0 | 0 | 0
Cumulative Retirements of Capacity by Reporting Type: ERCOT
ReportingType | 2015 | 2020 | 2025 | 2030 | 2035 | 2040
BM | 0 | 0 | 0 | 0 | 0 | 0
CC | 0 | 0 | 0 | 0 | 7391.17 | 11726.59
CSP | 0 | 0 | 0 | 0 | 0 | 0
CT | 0 | 0 | 0 | 0 | 250 | 250
Coal | 13999.48 | 15501.87 | 16061.87 | 16061.87 | 16061.87 | 16061.87
Geo | 0 | 0 | 0 | 0 | 0 | 0
H | 0 | 0 | 0 | 0 | 0 | 0
LFG | 0 | 0 | 0 | 0 | 0 | 0
Nuc | 0 | 0 | 0 | 0 | 0 | 0
PS | 0 | 0 | 0 | 0 | 0 | 0
PV | 0 | 0 | 0 | 0 | 14 | 14
PeakG | 0 | 0 | 0 | 0 | 0 | 0
PeakO | 0 | 0 | 0 | 0 | 0 | 0
ST | 0 | 0 | 0 | 0 | 0 | 0
STOG | 6118.09 | 6118.09 | 10501.96 | 13023.37 | 18933 | 18933
STWD | 0 | 0 | 0 | 0 | 0 | 0
WT | 0 | 0 | 0 | 0 | 0 | 0
IGCC | 0 | 0 | 0 | 0 | 0 | 0
DemandResponse | 0 | 0 | 0 | 0 | 0 | 0
IGCC-CCS | 0 | 0 | 0 | 0 | 0 | 0
WT_off | 0 | 0 | 0 | 0 | 0 | 0
PseudoUnit | 0 | 0 | 0 | 0 | 0 | 0
FixedInterchange | 0 | 0 | 0 | 0 | 0 | 0
Cumulative Retirements of Capacity by Reporting Type: NP15
ReportingType | 2015 | 2020 | 2025 | 2030 | 2035 | 2040
BM | 0 | 0 | 0 | 0 | 0 | 0
CC | 0 | 0 | 0 | 0 | 0 | 235.74
CSP | 0 | 0 | 0 | 0 | 0 | 0
CT | 0 | 0 | 0 | 0 | 212.6 | 212.6
Coal | 0 | 191.9 | 191.9 | 191.9 | 191.9 | 191.9
Geo | 0 | 0 | 0 | 0 | 0 | 0
H | 0 | 0 | 0 | 0 | 0 | 0
LFG | 0 | 0 | 0 | 0 | 0 | 0
Nuc | 0 | 0 | 0 | 0 | 0 | 0
PS | 0 | 0 | 0 | 0 | 0 | 0
PV | 0 | 0 | 0 | 0 | 0 | 0
PeakG | 0 | 0 | 0 | 0 | 0 | 0
PeakO | 156 | 156 | 156 | 156 | 156 | 156
ST | 0 | 0 | 0 | 0 | 0 | 0
STOG | 1046.4 | 1046.4 | 1046.4 | 1830.5 | 3595.4 | 3595.4
STWD | 0 | 0 | 0 | 0 | 0 | 0
WT | 0 | 0 | 0 | 0 | 0 | 0
IGCC | 0 | 0 | 0 | 0 | 0 | 0
DemandResponse | 0 | 0 | 0 | 0 | 0 | 0
IGCC-CCS | 0 | 0 | 0 | 0 | 0 | 0
WT_off | 0 | 0 | 0 | 0 | 0 | 0
PseudoUnit | 0 | 0 | 0 | 0 | 0 | 0
FixedInterchange | 0 | 0 | 0 | 0 | 0 | 0
Cumulative Retirements of Capacity by Reporting Type: NWPP_Coal
ReportingType | 2015 | 2020 | 2025 | 2030 | 2035 | 2040
BM | 0 | 0 | 0 | 0 | 0 | 0
CC | 0 | 0 | 0 | 0 | 0 | 0
CSP | 0 | 0 | 0 | 0 | 0 | 0
CT | 0 | 0 | 0 | 0 | 0 | 0
Coal | 7292.24 | 8874.7 | 13556.7 | 13556.7 | 13556.7 | 13556.7
Geo | 0 | 0 | 0 | 0 | 0 | 0
H | 0 | 0 | 0 | 0 | 0 | 0
LFG | 0 | 0 | 0 | 0 | 0 | 0
Nuc | 0 | 0 | 0 | 0 | 0 | 0
PS | 0 | 0 | 0 | 0 | 0 | 0
PV | 0 | 0 | 0 | 0 | 0 | 0
PeakG | 0 | 0 | 0 | 0 | 0 | 0
PeakO | 183 | 183 | 183 | 183 | 183 | 183
ST | 0 | 0 | 0 | 0 | 0 | 0
STOG | 0 | 0 | 0 | 0 | 0 | 0
STWD | 0 | 0 | 0 | 0 | 0 | 0
WT | 0 | 0 | 0 | 0 | 0 | 0
IGCC | 0 | 0 | 0 | 0 | 0 | 0
DemandResponse | 0 | 0 | 0 | 0 | 0 | 0
IGCC-CCS | 0 | 0 | 0 | 0 | 0 | 0
WT_off | 0 | 0 | 0 | 0 | 0 | 0
PseudoUnit | 0 | 0 | 0 | 0 | 0 | 0
FixedInterchange | 0 | 0 | 0 | 0 | 0 | 0
Cumulative Retirements of Capacity by Reporting Type: NWPP_Gas
ReportingType | 2015 | 2020 | 2025 | 2030 | 2035 | 2040
BM | 0 | 0 | 0 | 0 | 0 | 0
CC | 1678 | 1678 | 1678 | 2683.66 | 8005 | 8305
CSP | 0 | 0 | 0 | 0 | 0 | 0
CT | 0 | 0 | 0 | 0 | 150 | 150
Coal | 0 | 0 | 0 | 0 | 0 | 0
Geo | 0 | 0 | 0 | 0 | 0 | 0
H | 0 | 0 | 0 | 0 | 0 | 0
LFG | 0 | 0 | 0 | 0 | 0 | 0
Nuc | 0 | 0 | 0 | 0 | 0 | 0
PS | 0 | 0 | 0 | 0 | 0 | 0
PV | 0 | 0 | 0 | 0 | 0 | 0
PeakG | 2623 | 2623 | 2623 | 2623 | 2623 | 2623
PeakO | 0 | 0 | 0 | 0 | 0 | 0
ST | 0 | 0 | 0 | 0 | 0 | 0
STOG | 786 | 786 | 786 | 786 | 786 | 786
STWD | 0 | 0 | 0 | 0 | 0 | 0
WT | 0 | 0 | 0 | 0 | 0 | 0
IGCC | 0 | 0 | 0 | 0 | 0 | 0
DemandResponse | 0 | 0 | 0 | 0 | 0 | 0
IGCC-CCS | 0 | 0 | 0 | 0 | 0 | 0
WT_off | 0 | 0 | 0 | 0 | 0 | 0
PseudoUnit | 0 | 0 | 0 | 0 | 0 | 0
FixedInterchange | 0 | 0 | 0 | 0 | 0 | 0
Cumulative Retirements of Capacity by Reporting Type: NWPP_NucRenew
ReportingType | 2015 | 2020 | 2025 | 2030 | 2035 | 2040
BM | 0 | 0 | 0 | 0 | 0 | 0
CC | 0 | 0 | 0 | 0 | 0 | 0
CSP | 0 | 0 | 0 | 0 | 0 | 0
CT | 0 | 0 | 0 | 0 | 0 | 0
Coal | 0 | 0 | 0 | 0 | 0 | 0
Geo | 4.8 | 4.8 | 4.8 | 4.8 | 4.8 | 4.8
H | 0 | 0 | 0 | 0 | 0 | 0
LFG | 0 | 0 | 0 | 0 | 0 | 0
Nuc | 0 | 0 | 0 | 0 | 0 | 0
PS | 0 | 0 | 0 | 0 | 0 | 0
PV | 0 | 0 | 0 | 0 | 0 | 0
PeakG | 0 | 0 | 0 | 0 | 0 | 0
PeakO | 0 | 0 | 0 | 0 | 0 | 0
ST | 0 | 0 | 0 | 0 | 0 | 0
STOG | 0 | 0 | 0 | 0 | 0 | 0
STWD | 0 | 0 | 0 | 0 | 0 | 0
WT | 0 | 0 | 0 | 0 | 0 | 0
IGCC | 0 | 0 | 0 | 0 | 0 | 0
DemandResponse | 0 | 0 | 0 | 0 | 0 | 0
IGCC-CCS | 0 | 0 | 0 | 0 | 0 | 0
WT_off | 0 | 0 | 0 | 0 | 0 | 0
PseudoUnit | 0 | 0 | 0 | 0 | 0 | 0
FixedInterchange | 0 | 0 | 0 | 0 | 0 | 0
Cumulative Retirements of Capacity by Reporting Type: RMPA
ReportingType | 2015 | 2020 | 2025 | 2030 | 2035 | 2040
BM | 0 | 0 | 0 | 0 | 0 | 0
CC | 0 | 0 | 0 | 0 | 1348.17 | 1582.7
CSP | 1 | 1 | 1 | 1 | 1 | 1
CT | 0 | 0 | 0 | 0 | 152 | 152
Coal | 1186 | 2371 | 6220.14 | 6788 | 6788 | 6788
Geo | 0 | 0 | 0 | 0 | 0 | 0
H | 0 | 0 | 0 | 0 | 0 | 0
LFG | 0 | 0 | 0 | 0 | 0 | 0
Nuc | 0 | 0 | 0 | 0 | 0 | 0
PS | 0 | 0 | 0 | 0 | 0 | 0
PV | 0 | 0 | 0 | 0 | 0 | 0
PeakG | 0 | 0 | 0 | 0 | 0 | 0
PeakO | 187 | 187 | 187 | 187 | 187 | 187
ST | 0 | 0 | 0 | 0 | 0 | 0
STOG | 217 | 217 | 217 | 217 | 217 | 217
STWD | 0 | 0 | 0 | 0 | 0 | 0
WT | 0 | 0 | 0 | 0 | 0 | 0
IGCC | 0 | 0 | 0 | 0 | 0 | 0
DemandResponse | 0 | 0 | 0 | 0 | 0 | 0
IGCC-CCS | 0 | 0 | 0 | 0 | 0 | 0
WT_off | 0 | 0 | 0 | 0 | 0 | 0
PseudoUnit | 0 | 0 | 0 | 0 | 0 | 0
FixedInterchange | 0 | 0 | 0 | 0 | 0 | 0
Cumulative Retirements of Capacity by Reporting Type: SP15
ReportingType | 2015 | 2020 | 2025 | 2030 | 2035 | 2040
BM | 0 | 0 | 0 | 0 | 0 | 0
CC | 0 | 0 | 0 | 0 | 0 | 0
CSP | 409 | 409 | 409 | 409 | 409 | 409
CT | 0 | 0 | 0 | 0 | 0 | 0
Coal | 57 | 141.5 | 144.54 | 242.7 | 242.7 | 242.7
Geo | 0 | 0 | 0 | 0 | 0 | 0
H | 0 | 0 | 0 | 0 | 0 | 0
LFG | 0 | 0 | 0 | 0 | 0 | 0
Nuc | 0 | 0 | 0 | 0 | 0 | 0
PS | 0 | 0 | 0 | 0 | 0 | 0
PV | 0 | 0 | 0 | 0 | 0 | 0
PeakG | 44 | 44 | 44 | 44 | 44 | 44
PeakO | 15 | 15 | 15 | 15 | 15 | 15
ST | 0 | 0 | 0 | 0 | 0 | 0
STOG | 4274.15 | 4274.15 | 4274.15 | 4901.33 | 7191.62 | 7191.62
STWD | 0 | 0 | 0 | 0 | 0 | 0
WT | 126.2 | 126.2 | 126.2 | 126.2 | 126.2 | 126.2
IGCC | 0 | 0 | 0 | 0 | 0 | 0
DemandResponse | 0 | 0 | 0 | 0 | 0 | 0
IGCC-CCS | 0 | 0 | 0 | 0 | 0 | 0
WT_off | 0 | 0 | 0 | 0 | 0 | 0
PseudoUnit | 0 | 0 | 0 | 0 | 0 | 0
FixedInterchange | 0 | 0 | 0 | 0 | 0 | 0
Cumulative Retirements of Capacity by Reporting Type: ALB
ReportingType | 2015 | 2020 | 2025 | 2030 | 2035 | 2040
BM | 0 | 0 | 0 | 0 | 0 | 0
CC | 0 | 0 | 0 | 1952 | 1952 | 1952
CSP | 0 | 0 | 0 | 0 | 0 | 0
CT | 0 | 0 | 0 | 0 | 129.93 | 129.93
Coal | 0 | 0 | 0 | 5745.83 | 5745.83 | 5745.83
Geo | 0 | 0 | 0 | 0 | 0 | 0
H | 0 | 0 | 0 | 0 | 0 | 0
LFG | 0 | 0 | 0 | 0 | 0 | 0
Nuc | 0 | 0 | 0 | 0 | 0 | 0
PS | 0 | 0 | 0 | 0 | 0 | 0
PV | 0 | 0 | 0 | 0 | 0 | 0
PeakG | 1375.25 | 1375.25 | 1375.25 | 1375.25 | 1375.25 | 1375.25
PeakO | 6 | 6 | 6 | 6 | 6 | 6
ST | 0 | 0 | 0 | 0 | 0 | 0
STOG | 186 | 186 | 186 | 186 | 186 | 186
STWD | 0 | 0 | 0 | 0 | 0 | 0
WT | 0 | 0 | 0 | 0 | 0 | 0
IGCC | 0 | 0 | 0 | 0 | 0 | 0
DemandResponse | 0 | 0 | 0 | 0 | 0 | 0
IGCC-CCS | 0 | 0 | 0 | 0 | 0 | 0
WT_off | 0 | 0 | 0 | 0 | 0 | 0
PseudoUnit | 0 | 0 | 0 | 0 | 0 | 0
FixedInterchange | 0 | 0 | 0 | 0 | 0 | 0
Cumulative Retirements of Capacity by Reporting Type: BC
ReportingType | 2015 | 2020 | 2025 | 2030 | 2035 | 2040
BM | 0 | 0 | 0 | 0 | 0 | 0
CC | 0 | 0 | 0 | 205 | 205 | 623.6
CSP | 0 | 0 | 0 | 0 | 0 | 0
CT | 0 | 0 | 0 | 0 | 0 | 0
Coal | 0 | 0 | 0 | 0 | 0 | 0
Geo | 0 | 0 | 0 | 0 | 0 | 0
H | 0 | 0 | 0 | 0 | 0 | 0
LFG | 0 | 0 | 0 | 0 | 0 | 0
Nuc | 0 | 0 | 0 | 0 | 0 | 0
PS | 0 | 0 | 0 | 0 | 0 | 0
PV | 0 | 0 | 0 | 0 | 0 | 0
PeakG | 141 | 141 | 141 | 141 | 141 | 141
PeakO | 44 | 44 | 44 | 44 | 44 | 44
ST | 0 | 0 | 0 | 0 | 0 | 0
STOG | 938 | 938 | 938 | 938 | 938 | 938
STWD | 0 | 0 | 0 | 0 | 0 | 0
WT | 0 | 0 | 0 | 0 | 0 | 0
IGCC | 0 | 0 | 0 | 0 | 0 | 0
DemandResponse | 0 | 0 | 0 | 0 | 0 | 0
IGCC-CCS | 0 | 0 | 0 | 0 | 0 | 0
WT_off | 0 | 0 | 0 | 0 | 0 | 0
PseudoUnit | 0 | 0 | 0 | 0 | 0 | 0
FixedInterchange | 0 | 0 | 0 | 0 | 0 | 0
Cumulative Retirements of Capacity by Reporting Type: HQ_IESO
ReportingType | 2015 | 2020 | 2025 | 2030 | 2035 | 2040
BM | 0 | 0 | 0 | 0 | 0 | 0
CC | 0 | 0 | 0 | 0 | 0 | 0
CSP | 0 | 0 | 0 | 0 | 0 | 0
CT | 0 | 0 | 0 | 0 | 0 | 0
Coal | 0 | 0 | 0 | 0 | 0 | 0
Geo | 0 | 0 | 0 | 0 | 0 | 0
H | 0 | 0 | 0 | 0 | 0 | 0
LFG | 0 | 0 | 0 | 0 | 0 | 0
Nuc | 0 | 0 | 0 | 0 | 0 | 0
PS | 0 | 0 | 0 | 0 | 0 | 0
PV | 0 | 0 | 0 | 0 | 0 | 0
PeakG | 0 | 0 | 0 | 0 | 0 | 0
PeakO | 0 | 0 | 0 | 0 | 0 | 0
ST | 0 | 0 | 0 | 0 | 0 | 0
STOG | 0 | 0 | 0 | 0 | 0 | 0
STWD | 0 | 0 | 0 | 0 | 0 | 0
WT | 0 | 0 | 0 | 0 | 0 | 0
IGCC | 0 | 0 | 0 | 0 | 0 | 0
DemandResponse | 0 | 0 | 0 | 0 | 0 | 0
IGCC-CCS | 0 | 0 | 0 | 0 | 0 | 0
WT_off | 0 | 0 | 0 | 0 | 0 | 0
PseudoUnit | 0 | 0 | 0 | 0 | 0 | 0
FixedInterchange | 0 | 0 | 0 | 0 | 0 | 0
Cumulative Retirements of Capacity by Reporting Type: HQ_NEISO
ReportingType | 2015 | 2020 | 2025 | 2030 | 2035 | 2040
BM | 0 | 0 | 0 | 0 | 0 | 0
CC | 0 | 0 | 0 | 0 | 0 | 0
CSP | 0 | 0 | 0 | 0 | 0 | 0
CT | 0 | 0 | 0 | 0 | 0 | 0
Coal | 0 | 0 | 0 | 0 | 0 | 0
Geo | 0 | 0 | 0 | 0 | 0 | 0
H | 0 | 0 | 0 | 0 | 0 | 0
LFG | 0 | 0 | 0 | 0 | 0 | 0
Nuc | 0 | 0 | 0 | 0 | 0 | 0
PS | 0 | 0 | 0 | 0 | 0 | 0
PV | 0 | 0 | 0 | 0 | 0 | 0
PeakG | 0 | 0 | 0 | 0 | 0 | 0
PeakO | 0 | 0 | 0 | 0 | 0 | 0
ST | 0 | 0 | 0 | 0 | 0 | 0
STOG | 0 | 0 | 0 | 0 | 0 | 0
STWD | 0 | 0 | 0 | 0 | 0 | 0
WT | 0 | 0 | 0 | 0 | 0 | 0
IGCC | 0 | 0 | 0 | 0 | 0 | 0
DemandResponse | 0 | 0 | 0 | 0 | 0 | 0
IGCC-CCS | 0 | 0 | 0 | 0 | 0 | 0
WT_off | 0 | 0 | 0 | 0 | 0 | 0
PseudoUnit | 0 | 0 | 0 | 0 | 0 | 0
FixedInterchange | 0 | 0 | 0 | 0 | 0 | 0
Cumulative Retirements of Capacity by Reporting Type: HQ_NY
ReportingType | 2015 | 2020 | 2025 | 2030 | 2035 | 2040
BM | 0 | 0 | 0 | 0 | 0 | 0
CC | 0 | 0 | 0 | 0 | 0 | 0
CSP | 0 | 0 | 0 | 0 | 0 | 0
CT | 0 | 0 | 0 | 0 | 0 | 0
Coal | 0 | 0 | 0 | 0 | 0 | 0
Geo | 0 | 0 | 0 | 0 | 0 | 0
H | 0 | 0 | 0 | 0 | 0 | 0
LFG | 0 | 0 | 0 | 0 | 0 | 0
Nuc | 0 | 0 | 0 | 0 | 0 | 0
PS | 0 | 0 | 0 | 0 | 0 | 0
PV | 0 | 0 | 0 | 0 | 0 | 0
PeakG | 0 | 0 | 0 | 0 | 0 | 0
PeakO | 0 | 0 | 0 | 0 | 0 | 0
ST | 0 | 0 | 0 | 0 | 0 | 0
STOG | 0 | 0 | 0 | 0 | 0 | 0
STWD | 0 | 0 | 0 | 0 | 0 | 0
WT | 0 | 0 | 0 | 0 | 0 | 0
IGCC | 0 | 0 | 0 | 0 | 0 | 0
DemandResponse | 0 | 0 | 0 | 0 | 0 | 0
IGCC-CCS | 0 | 0 | 0 | 0 | 0 | 0
WT_off | 0 | 0 | 0 | 0 | 0 | 0
PseudoUnit | 0 | 0 | 0 | 0 | 0 | 0
FixedInterchange | 0 | 0 | 0 | 0 | 0 | 0
Cumulative Retirements of Capacity by Reporting Type: MARITIMES
ReportingType | 2015 | 2020 | 2025 | 2030 | 2035 | 2040
BM | 0 | 0 | 0 | 0 | 0 | 0
CC | 0 | 0 | 0 | 0 | 0 | 0
CSP | 0 | 0 | 0 | 0 | 0 | 0
CT | 0 | 0 | 0 | 0 | 0 | 0
Coal | 0 | 0 | 0 | 0 | 0 | 0
Geo | 0 | 0 | 0 | 0 | 0 | 0
H | 0 | 0 | 0 | 0 | 0 | 0
LFG | 0 | 0 | 0 | 0 | 0 | 0
Nuc | 0 | 0 | 0 | 0 | 0 | 0
PS | 0 | 0 | 0 | 0 | 0 | 0
PV | 0 | 0 | 0 | 0 | 0 | 0
PeakG | 0 | 0 | 0 | 0 | 0 | 0
PeakO | 0 | 0 | 0 | 0 | 0 | 0
ST | 0 | 0 | 0 | 0 | 0 | 0
STOG | 0 | 0 | 0 | 0 | 0 | 0
STWD | 0 | 0 | 0 | 0 | 0 | 0
WT | 0 | 0 | 0 | 0 | 0 | 0
IGCC | 0 | 0 | 0 | 0 | 0 | 0
DemandResponse | 0 | 0 | 0 | 0 | 0 | 0
IGCC-CCS | 0 | 0 | 0 | 0 | 0 | 0
WT_off | 0 | 0 | 0 | 0 | 0 | 0
PseudoUnit | 0 | 0 | 0 | 0 | 0 | 0
FixedInterchange | 0 | 0 | 0 | 0 | 0 | 0
Cumulative Retirements of Capacity by Reporting Type: All
ReportingType | 2015 | 2020 | 2025 | 2030 | 2035 | 2040
BM | 0 | 0 | 0 | 0 | 0 | 0
CC | 10976.01 | 14338.36 | 17544.85 | 29399.45 | 81708.08 | 145142.61
CSP | 475 | 475 | 475 | 475 | 475 | 475
CT | 0 | 0 | 0 | 752.9 | 5171.73 | 5171.73
Coal | 174882.15 | 249793.96 | 283019.34 | 294706.71 | 297921.06 | 297921.06
Geo | 4.8 | 4.8 | 4.8 | 4.8 | 4.8 | 4.8
H | 0 | 0 | 0 | 0 | 0 | 0
LFG | 0 | 0 | 0 | 0 | 0 | 0
Nuc | 0 | 614.5 | 614.5 | 2102.7 | 28678.4 | 48384.39
PS | 0 | 0 | 0 | 0 | 0 | 0
PV | 0 | 0 | 0 | 0 | 1081.26 | 1081.26
PeakG | 5245.75 | 5245.75 | 5804.75 | 18325.09 | 21854.74 | 23452
PeakO | 3212.28 | 3212.28 | 4807.83 | 5685.28 | 7036.28 | 10344.28
ST | 0 | 0 | 0 | 0 | 0 | 0
STOG | 61927.2 | 61927.2 | 74190.84 | 80122.85 | 93689.72 | 100987.7
STWD | 0 | 0 | 0 | 0 | 0 | 0
WT | 126.2 | 126.2 | 126.2 | 126.2 | 2809.5 | 2809.5
IGCC | 0 | 0 | 0 | 0 | 0 | 0
DemandResponse | 0 | 0 | 0 | 0 | 0 | 0
IGCC-CCS | 0 | 0 | 0 | 0 | 0 | 0
WT_off | 0 | 0 | 0 | 0 | 0 | 0
PseudoUnit | 0 | 0 | 0 | 0 | 0 | 0
FixedInterchange | 0 | 0 | 0 | 0 | 0 | 0
Cumulative Retirements of Capacity by Reporting Type: EI_US
ReportingType | 2015 | 2020 | 2025 | 2030 | 2035 | 2040
BM | 0 | 0 | 0 | 0 | 0 | 0
CC | 2260.01 | 5622.36 | 8097.85 | 16497.7 | 50178.34 | 107580.95
CSP | 0 | 0 | 0 | 0 | 0 | 0
CT | 0 | 0 | 0 | 752.9 | 3277.9 | 3277.9
Coal | 141869.72 | 211069.82 | 232378.21 | 234309.82 | 237524.16 | 237524.16
Geo | 0 | 0 | 0 | 0 | 0 | 0
H | 0 | 0 | 0 | 0 | 0 | 0
LFG | 0 | 0 | 0 | 0 | 0 | 0
Nuc | 0 | 614.5 | 614.5 | 2102.7 | 27648.4 | 45814.39
PS | 0 | 0 | 0 | 0 | 0 | 0
PV | 0 | 0 | 0 | 0 | 0 | 0
PeakG | 478.5 | 478.5 | 478.5 | 12998.83 | 16528.49 | 18125.75
PeakO | 2446.28 | 2446.28 | 4037.83 | 4915.28 | 6266.28 | 9574.28
ST | 0 | 0 | 0 | 0 | 0 | 0
STOG | 44171.55 | 44171.55 | 51925.33 | 53924.65 | 57526.7 | 64824.68
STWD | 0 | 0 | 0 | 0 | 0 | 0
WT | 0 | 0 | 0 | 0 | 0 | 0
IGCC | 0 | 0 | 0 | 0 | 0 | 0
DemandResponse | 0 | 0 | 0 | 0 | 0 | 0
IGCC-CCS | 0 | 0 | 0 | 0 | 0 | 0
WT_off | 0 | 0 | 0 | 0 | 0 | 0
PseudoUnit | 0 | 0 | 0 | 0 | 0 | 0
FixedInterchange | 0 | 0 | 0 | 0 | 0 | 0
Cumulative Retirements of Capacity by Reporting Type: EI_Canada
ReportingType | 2015 | 2020 | 2025 | 2030 | 2035 | 2040
BM | 0 | 0 | 0 | 0 | 0 | 0
CC | 5943 | 5943 | 6674 | 6674 | 6674 | 6955.76
CSP | 0 | 0 | 0 | 0 | 0 | 0
CT | 0 | 0 | 0 | 0 | 263.3 | 263.3
Coal | 7492.84 | 8053.17 | 8161.9 | 8161.9 | 8161.9 | 8161.9
Geo | 0 | 0 | 0 | 0 | 0 | 0
H | 0 | 0 | 0 | 0 | 0 | 0
LFG | 0 | 0 | 0 | 0 | 0 | 0
Nuc | 0 | 0 | 0 | 0 | 1030 | 2570
PS | 0 | 0 | 0 | 0 | 0 | 0
PV | 0 | 0 | 0 | 0 | 1067.26 | 1067.26
PeakG | 584 | 584 | 1143 | 1143 | 1143 | 1143
PeakO | 175 | 175 | 179 | 179 | 179 | 179
ST | 0 | 0 | 0 | 0 | 0 | 0
STOG | 2126 | 2126 | 2252 | 2252 | 2252 | 2252
STWD | 0 | 0 | 0 | 0 | 0 | 0
WT | 0 | 0 | 0 | 0 | 2683.3 | 2683.3
IGCC | 0 | 0 | 0 | 0 | 0 | 0
DemandResponse | 0 | 0 | 0 | 0 | 0 | 0
IGCC-CCS | 0 | 0 | 0 | 0 | 0 | 0
WT_off | 0 | 0 | 0 | 0 | 0 | 0
PseudoUnit | 0 | 0 | 0 | 0 | 0 | 0
FixedInterchange | 0 | 0 | 0 | 0 | 0 | 0
Cumulative Retirements of Capacity by Reporting Type: EI
ReportingType | 2015 | 2020 | 2025 | 2030 | 2035 | 2040
BM | 0 | 0 | 0 | 0 | 0 | 0
CC | 8203.01 | 11565.36 | 14771.85 | 23171.7 | 56852.34 | 114536.7
CSP | 0 | 0 | 0 | 0 | 0 | 0
CT | 0 | 0 | 0 | 752.9 | 3541.2 | 3541.2
Coal | 149362.56 | 219122.99 | 240540.11 | 242471.72 | 245686.06 | 245686.06
Geo | 0 | 0 | 0 | 0 | 0 | 0
H | 0 | 0 | 0 | 0 | 0 | 0
LFG | 0 | 0 | 0 | 0 | 0 | 0
Nuc | 0 | 614.5 | 614.5 | 2102.7 | 28678.4 | 48384.39
PS | 0 | 0 | 0 | 0 | 0 | 0
PV | 0 | 0 | 0 | 0 | 1067.26 | 1067.26
PeakG | 1062.5 | 1062.5 | 1621.5 | 14141.83 | 17671.49 | 19268.75
PeakO | 2621.28 | 2621.28 | 4216.83 | 5094.28 | 6445.28 | 9753.28
ST | 0 | 0 | 0 | 0 | 0 | 0
STOG | 46297.55 | 46297.55 | 54177.33 | 56176.65 | 59778.7 | 67076.68
STWD | 0 | 0 | 0 | 0 | 0 | 0
WT | 0 | 0 | 0 | 0 | 2683.3 | 2683.3
IGCC | 0 | 0 | 0 | 0 | 0 | 0
DemandResponse | 0 | 0 | 0 | 0 | 0 | 0
IGCC-CCS | 0 | 0 | 0 | 0 | 0 | 0
WT_off | 0 | 0 | 0 | 0 | 0 | 0
PseudoUnit | 0 | 0 | 0 | 0 | 0 | 0
FixedInterchange | 0 | 0 | 0 | 0 | 0 | 0
Cumulative Retirements of Capacity by Reporting Type: Outside_EI
ReportingType | 2015 | 2020 | 2025 | 2030 | 2035 | 2040
BM | 0 | 0 | 0 | 0 | 0 | 0
CC | 2773 | 2773 | 2773 | 6227.75 | 24855.74 | 30605.91
CSP | 475 | 475 | 475 | 475 | 475 | 475
CT | 0 | 0 | 0 | 0 | 1630.53 | 1630.53
Coal | 25519.59 | 30670.97 | 42479.23 | 52235 | 52235 | 52235
Geo | 4.8 | 4.8 | 4.8 | 4.8 | 4.8 | 4.8
H | 0 | 0 | 0 | 0 | 0 | 0
LFG | 0 | 0 | 0 | 0 | 0 | 0
Nuc | 0 | 0 | 0 | 0 | 0 | 0
PS | 0 | 0 | 0 | 0 | 0 | 0
PV | 0 | 0 | 0 | 0 | 14 | 14
PeakG | 4183.25 | 4183.25 | 4183.25 | 4183.25 | 4183.25 | 4183.25
PeakO | 591 | 591 | 591 | 591 | 591 | 591
ST | 0 | 0 | 0 | 0 | 0 | 0
STOG | 15629.65 | 15629.65 | 20013.51 | 23946.19 | 33911.02 | 33911.02
STWD | 0 | 0 | 0 | 0 | 0 | 0
WT | 126.2 | 126.2 | 126.2 | 126.2 | 126.2 | 126.2
IGCC | 0 | 0 | 0 | 0 | 0 | 0
DemandResponse | 0 | 0 | 0 | 0 | 0 | 0
IGCC-CCS | 0 | 0 | 0 | 0 | 0 | 0
WT_off | 0 | 0 | 0 | 0 | 0 | 0
PseudoUnit | 0 | 0 | 0 | 0 | 0 | 0
FixedInterchange | 0 | 0 | 0 | 0 | 0 | 0
#5 | Total Installed ACTIVE Capacity (MW)
Total Installed Capacity by Reporting Type: Entergy
ReportingType | 2015 | 2020 | 2025 | 2030 | 2035 | 2040
BM | 0 | 0 | 0 | 0 | 2451.46 | 10074.95
CC | 17369.93 | 21834.02 | 21665.14 | 21625.02 | 13700.37 | 8296.79
CSP | 0 | 0 | 0 | 0 | 0 | 0
CT | 0 | 0 | 0 | 0 | 0 | 0
Coal | 7496 | 720 | 720 | 720 | 720 | 720
Geo | 0 | 0 | 0 | 0 | 0 | 0
H | 744 | 744 | 744 | 744 | 1853 | 1853
LFG | 8 | 8 | 115.4 | 115.4 | 115.4 | 115.4
Nuc | 5422 | 5422 | 5422 | 5422 | 8720.57 | 7723.57
PS | 59 | 59 | 59 | 59 | 59 | 59
PV | 0.29 | 61.82 | 91.21 | 91.21 | 91.21 | 92.59
PeakG | 2787 | 2787 | 2787 | 636.69 | 0 | 0
PeakO | 174 | 174 | 0 | 0 | 0 | 0
ST | 0 | 0 | 0 | 0 | 0 | 0
STOG | 1479.61 | 1479.61 | 0 | 0 | 0 | 0
STWD | 206 | 206 | 206 | 206 | 206 | 206
WT | 107 | 107 | 107 | 107 | 107 | 107
IGCC | 0 | 0 | 0 | 0 | 0 | 0
DemandResponse | 301.55 | 1538.95 | 2854.33 | 2930.78 | 3009.27 | 3089.87
IGCC-CCS | 0 | 0 | 0 | 0 | 0 | 0
WT_off | 0 | 0 | 0 | 0 | 0 | 0
PseudoUnit | 0 | 0 | 0 | 0 | 0 | 0
FixedInterchange | 0 | 0 | 0 | 0 | 0 | 0
Total Installed Capacity by Reporting Type: FRCC
ReportingType | 2015 | 2020 | 2025 | 2030 | 2035 | 2040
BM | 0 | 0 | 0 | 0 | 0 | 2001.91
CC | 34068.79 | 34068.81 | 34068.81 | 25895.06 | 19098.42 | 19098.42
CSP | 0 | 0 | 0 | 0 | 0 | 0
CT | 2480 | 2480 | 2480 | 2480 | 0 | 0
Coal | 2802 | 1698 | 1698 | 1698 | 1698 | 1698
Geo | 0 | 0 | 0 | 0 | 0 | 0
H | 55 | 55 | 55 | 55 | 55 | 55
LFG | 486 | 486 | 684 | 684 | 684 | 684
Nuc | 4131.33 | 4131.33 | 7232.88 | 18186.84 | 25153.86 | 27098.96
PS | 0 | 0 | 0 | 0 | 0 | 0
PV | 51 | 51 | 51 | 51 | 51 | 51
PeakG | 8431 | 8431 | 8431 | 6498.46 | 6498.46 | 6498.46
PeakO | 2283 | 2283 | 865.45 | 0 | 0 | 0
ST | 0 | 0 | 0 | 0 | 0 | 0
STOG | 0 | 0 | 0 | 0 | 0 | 0
STWD | 195 | 195 | 195 | 195 | 195 | 195
WT | 0 | 0 | 0 | 0 | 0 | 0
IGCC | 0 | 0 | 0 | 0 | 0 | 0
DemandResponse | 2734.45 | 3962.85 | 5527.63 | 5878.95 | 6252.59 | 6649.99
IGCC-CCS | 0 | 0 | 0 | 0 | 0 | 0
WT_off | 0 | 0 | 0 | 0 | 0 | 0
PseudoUnit | 0 | 0 | 0 | 0 | 0 | 0
FixedInterchange | 0 | 0 | 0 | 0 | 0 | 0
Total Installed Capacity by Reporting Type: MAPP_US
ReportingType | 2015 | 2020 | 2025 | 2030 | 2035 | 2040
BM | 0 | 0 | 0 | 0 | 34.97 | 65.98
CC | 289 | 289 | 289 | 289 | 289 | 289
CSP | 0 | 0 | 0 | 0 | 0 | 0
CT | 308.3 | 308.3 | 308.3 | 463.26 | 463.26 | 463.26
Coal | 1655.41 | 802.4 | 0 | 0 | 0 | 0
Geo | 44 | 44 | 44 | 44 | 44 | 44
H | 2186 | 2186 | 2186 | 2186 | 2186 | 2186
LFG | 2 | 2 | 2 | 73.67 | 73.67 | 73.67
Nuc | 0.1 | 0.1 | 0.1 | 0.1 | 0.1 | 0.1
PS | 0 | 0 | 0 | 0 | 0 | 0
PV | 0 | 0 | 0 | 0 | 0 | 0
PeakG | 709 | 709 | 709 | 709 | 709 | 709
PeakO | 346 | 346 | 346 | 346 | 346 | 346
ST | 0 | 0 | 0 | 0 | 0 | 0
STOG | 0 | 0 | 0 | 0 | 0 | 0
STWD | 0 | 0 | 0 | 0 | 0 | 0
WT | 1689.3 | 9159.77 | 13004.67 | 13004.67 | 13004.67 | 13004.67
IGCC | 0 | 0 | 0 | 0 | 0 | 0
DemandResponse | 59 | 199.4 | 353.8 | 367.81 | 382.38 | 397.53
IGCC-CCS | 0 | 0 | 0 | 0 | 0 | 0
WT_off | 0 | 0 | 0 | 0 | 0 | 0
PseudoUnit | 0 | 0 | 0 | 0 | 0 | 0
FixedInterchange | 0 | 0 | 0 | 0 | 0 | 0
Total Installed Capacity by Reporting Type: MISO_IN
ReportingType | 2015 | 2020 | 2025 | 2030 | 2035 | 2040
BM | 0 | 0 | 0 | 0 | 0 | 6144.51
CC | 4682.08 | 22222.37 | 22222.37 | 22222.37 | 22222.37 | 18936.29
CSP | 0 | 0 | 0 | 0 | 0 | 0
CT | 0 | 0 | 0 | 0 | 0 | 0
Coal | 7814 | 4761 | 4761 | 4761 | 4761 | 4761
Geo | 0 | 0 | 0 | 0 | 0 | 0
H | 75 | 75 | 75 | 75 | 75 | 75
LFG | 37 | 37 | 117.13 | 117.13 | 117.13 | 117.13
Nuc | 0.1 | 0.1 | 0.1 | 0.1 | 0.1 | 57.37
PS | 0 | 0 | 0 | 0 | 0 | 0
PV | 0 | 225.83 | 225.83 | 225.83 | 225.83 | 225.83
PeakG | 3053 | 3053 | 3053 | 3053 | 3053 | 3053
PeakO | 361 | 361 | 361 | 361 | 361 | 361
ST | 0 | 0 | 0 | 0 | 0 | 0
STOG | 279 | 279 | 279 | 279 | 279 | 0
STWD | 0 | 0 | 0 | 0 | 0 | 0
WT | 535 | 535 | 535 | 535 | 535 | 535
IGCC | 618 | 618 | 618 | 618 | 618 | 618
DemandResponse | 1068.55 | 1287.74 | 1545.09 | 1592.8 | 1641.97 | 1692.67
IGCC-CCS | 0 | 0 | 0 | 0 | 0 | 0
WT_off | 0 | 0 | 0 | 0 | 0 | 0
PseudoUnit | 0 | 0 | 0 | 0 | 0 | 0
FixedInterchange | 0 | 0 | 0 | 0 | 0 | 0
Total Installed Capacity by Reporting Type: MISO_MI
ReportingType | 2015 | 2020 | 2025 | 2030 | 2035 | 2040
BM | 0 | 0 | 0 | 0 | 0 | 1771.34
CC | 5779.11 | 5779.11 | 5779.11 | 5779.11 | 5779.11 | 4316
CSP | 0 | 0 | 0 | 0 | 0 | 0
CT | 0 | 0 | 0 | 0 | 0 | 0
Coal | 4452 | 0 | 0 | 0 | 0 | 0
Geo | 0 | 0 | 0 | 0 | 0 | 0
H | 141 | 141 | 141 | 141 | 141 | 141
LFG | 163 | 163 | 323.25 | 323.25 | 323.25 | 323.25
Nuc | 1889 | 1889 | 1889 | 2715.34 | 3392.06 | 6939.75
PS | 1872 | 1872 | 1872 | 1872 | 1872 | 1872
PV | 0 | 0 | 0 | 0 | 0 | 0
PeakG | 3562 | 3562 | 3562 | 3562 | 3562 | 3562
PeakO | 534 | 534 | 534 | 534 | 534 | 534
ST | 0 | 0 | 0 | 0 | 0 | 0
STOG | 2852 | 2852 | 2852 | 2852 | 2852 | 0
STWD | 163 | 163 | 163 | 163 | 163 | 163
WT | 2161 | 2424.11 | 2424.11 | 2424.11 | 2424.11 | 2761
IGCC | 0 | 0 | 0 | 0 | 0 | 0
DemandResponse | 1838.88 | 2351.35 | 3000.3 | 3120.7 | 3245.93 | 3376.18
IGCC-CCS | 0 | 0 | 0 | 0 | 0 | 0
WT_off | 0 | 0 | 0 | 0 | 0 | 0
PseudoUnit | 0 | 0 | 0 | 0 | 0 | 0
FixedInterchange | 0 | 0 | 0 | 0 | 0 | 0
Total Installed Capacity by Reporting Type: MISO_MO-IL
ReportingType | 2015 | 2020 | 2025 | 2030 | 2035 | 2040
BM | 0 | 0 | 0 | 0 | 0 | 1472.06
CC | 1058 | 2807.62 | 2807.62 | 2807.62 | 2807.62 | 2807.62
CSP | 0 | 0 | 0 | 0 | 0 | 0
CT | 0 | 0 | 0 | 0 | 0 | 0
Coal | 10960 | 2786 | 2786 | 2786 | 2786 | 2786
Geo | 0 | 0 | 0 | 0 | 0 | 0
H | 352 | 352 | 632 | 632 | 632 | 632
LFG | 18 | 18 | 241.33 | 241.33 | 241.33 | 241.33
Nuc | 2233 | 2233 | 2233 | 2233 | 2233 | 2233
PS | 440 | 440 | 440 | 440 | 440 | 440
PV | 0 | 0 | 0 | 0 | 0 | 0
PeakG | 4595 | 4595 | 4595 | 4595 | 4595 | 4595
PeakO | 766 | 766 | 766 | 766 | 766 | 766
ST | 0 | 0 | 0 | 0 | 0 | 0
STOG | 592 | 592 | 592 | 592 | 592 | 0
STWD | 0 | 0 | 0 | 0 | 0 | 0
WT | 678 | 678 | 6278 | 6278 | 6278 | 6278
IGCC | 0 | 0 | 0 | 0 | 0 | 0
DemandResponse | 301.14 | 1139.8 | 2067.65 | 2153.82 | 2243.59 | 2337.1
IGCC-CCS | 0 | 0 | 0 | 0 | 0 | 0
WT_off | 0 | 0 | 0 | 0 | 0 | 0
PseudoUnit | 0 | 0 | 0 | 0 | 0 | 0
FixedInterchange | 0 | 0 | 0 | 0 | 0 | 0
Total Installed Capacity by Reporting Type: MISO_W
ReportingType | 2015 | 2020 | 2025 | 2030 | 2035 | 2040
BM | 0 | 0 | 0 | 0 | 0 | 0
CC | 3025 | 3025 | 3025 | 3025 | 3025 | 3014
CSP | 0 | 0 | 0 | 0 | 0 | 0
CT | 0 | 0 | 0 | 0 | 0 | 0
Coal | 9858.4 | 4565 | 3004.14 | 3004.14 | 800 | 800
Geo | 0 | 0 | 0 | 0 | 0 | 0
H | 497 | 497 | 497 | 497 | 497 | 497
LFG | 205 | 205 | 205 | 276.67 | 276.67 | 276.67
Nuc | 2361.33 | 2361.33 | 2361.33 | 2361.33 | 0.1 | 0.1
PS | 0 | 0 | 0 | 0 | 0 | 0
PV | 0 | 0 | 0 | 0 | 0 | 0
PeakG | 4522 | 4522 | 4522 | 4522 | 4522 | 4522
PeakO | 2154 | 2154 | 2154 | 2154 | 2154 | 2154
ST | 0 | 0 | 0 | 0 | 0 | 0
STOG | 172 | 172 | 172 | 172 | 172 | 0
STWD | 313 | 313 | 313 | 313 | 313 | 313
WT | 8358.5 | 8358.5 | 45868.07 | 45868.07 | 45868.07 | 47401.83
IGCC | 0 | 0 | 0 | 0 | 0 | 0
DemandResponse | 2622.87 | 2885.77 | 3318.4 | 3449.86 | 3586.51 | 3728.59
IGCC-CCS | 0 | 0 | 0 | 0 | 0 | 0
WT_off | 0 | 0 | 0 | 0 | 0 | 0
PseudoUnit | 0 | 0 | 0 | 0 | 0 | 0
FixedInterchange | 0 | 0 | 0 | 0 | 0 | 0
Total Installed Capacity by Reporting Type: MISO_WUMS
ReportingType | 2015 | 2020 | 2025 | 2030 | 2035 | 2040
BM | 0 | 0 | 0 | 0 | 0 | 3200.79
CC | 8156.84 | 10800.66 | 10800.66 | 10800.66 | 10800.66 | 5367.82
CSP | 0 | 0 | 0 | 0 | 0 | 0
CT | 0 | 0 | 0 | 0 | 0 | 0
Coal | 3969.1 | 1767 | 1767 | 1767 | 1767 | 1767
Geo | 0 | 0 | 0 | 0 | 0 | 0
H | 336 | 337 | 337 | 337 | 337 | 337
LFG | 71 | 71 | 71 | 294.33 | 294.33 | 294.33
Nuc | 1817 | 1817 | 1817 | 2126.87 | 1525.32 | 3283.17
PS | 0 | 0 | 0 | 0 | 0 | 0
PV | 0 | 0 | 0 | 0 | 0 | 0
PeakG | 3230 | 3230 | 3230 | 3230 | 3230 | 3230
PeakO | 490 | 490 | 490 | 490 | 490 | 490
ST | 0 | 0 | 0 | 0 | 0 | 0
STOG | 300.5 | 300.5 | 300.5 | 300.5 | 300.5 | 0
STWD | 105 | 105 | 105 | 105 | 105 | 105
WT | 1528.9 | 1528.9 | 1528.9 | 1528.9 | 1528.9 | 1559.7
IGCC | 0 | 0 | 0 | 0 | 0 | 0
DemandResponse | 193.34 | 453.12 | 737.75 | 762.42 | 787.92 | 814.26
IGCC-CCS | 0 | 0 | 0 | 0 | 0 | 0
WT_off | 0 | 0 | 0 | 0 | 0 | 0
PseudoUnit | 0 | 0 | 0 | 0 | 0 | 0
FixedInterchange | 0 | 0 | 0 | 0 | 0 | 0
Total Installed Capacity by Reporting Type: Nebraska
ReportingType | 2015 | 2020 | 2025 | 2030 | 2035 | 2040
BM | 0 | 0 | 0 | 0 | 0 | 825.86
CC | 580.91 | 2590.88 | 2590.88 | 2590.88 | 2590.88 | 2590.88
CSP | 0 | 0 | 0 | 0 | 0 | 0
CT | 0 | 0 | 0 | 0 | 0 | 0
Coal | 4110.1 | 914.3 | 914.3 | 914.3 | 914.3 | 914.3
Geo | 0 | 0 | 0 | 0 | 0 | 0
H | 167 | 167 | 167 | 167 | 167 | 167
LFG | 6 | 6 | 7.17 | 77.67 | 77.67 | 77.67
Nuc | 1252 | 1252 | 1252 | 1252 | 0.2 | 0.2
PS | 0 | 0 | 0 | 0 | 0 | 0
PV | 0 | 0 | 0 | 0 | 0 | 0
PeakG | 1305 | 1305 | 1305 | 1305 | 1305 | 1305
PeakO | 326 | 326 | 326 | 326 | 326 | 326
ST | 0 | 0 | 0 | 0 | 0 | 0
STOG | 0 | 0 | 0 | 0 | 0 | 0
STWD | 0 | 0 | 0 | 0 | 0 | 0
WT | 344 | 344 | 344 | 344 | 344 | 344
IGCC | 0 | 0 | 0 | 0 | 0 | 0
DemandResponse | 624.42 | 756.13 | 918.4 | 954.78 | 992.6 | 1031.92
IGCC-CCS | 0 | 0 | 0 | 0 | 0 | 0
WT_off | 0 | 0 | 0 | 0 | 0 | 0
PseudoUnit | 0 | 0 | 0 | 0 | 0 | 0
FixedInterchange | 0 | 0 | 0 | 0 | 0 | 0
Total Installed Capacity by Reporting Type: NEISO
ReportingType | 2015 | 2020 | 2025 | 2030 | 2035 | 2040
BM | 252.2 | 252.2 | 252.2 | 252.2 | 252.2 | 252.2
CC | 12309.17 | 8946.81 | 6841.2 | 6841.2 | 6841.2 | 6768.19
CSP | 0 | 0 | 0 | 0 | 0 | 0
CT | 334 | 334 | 334 | 324.5 | 324.5 | 324.5
Coal | 320 | 0 | 0 | 0 | 0 | 0
Geo | 0 | 0 | 0 | 0 | 0 | 0
H | 3257.7 | 3257.7 | 3257.7 | 3257.7 | 3260.7 | 3260.7
LFG | 581.26 | 581.26 | 581.26 | 651 | 651 | 651
Nuc | 4645 | 4645 | 4645 | 4645 | 3356 | 2479.08
PS | 1674 | 1674 | 1674 | 1674 | 1674 | 1674
PV | 2 | 294.5 | 294.5 | 294.5 | 294.5 | 294.5
PeakG | 1200 | 1200 | 1200 | 1200 | 1200 | 1200
PeakO | 167.42 | 167.42 | 167.42 | 167.42 | 167.42 | 167.42
ST | 0 | 0 | 0 | 0 | 0 | 0
STOG | 0 | 0 | 0 | 0 | 0 | 0
STWD | 610 | 610 | 610 | 610 | 610 | 610
WT | 434.2 | 1889.8 | 3482.52 | 5483 | 10458.43 | 10458.43
IGCC | 0 | 0 | 0 | 0 | 0 | 0
DemandResponse | 3092.4 | 3627.72 | 4230.66 | 4257.78 | 4282.5 | 4307.35
IGCC-CCS | 0 | 0 | 0 | 0 | 0 | 0
WT_off | 468 | 468 | 468 | 468 | 468 | 468
PseudoUnit | 0 | 0 | 0 | 0 | 0 | 0
FixedInterchange | 0 | 0 | 0 | 0 | 0 | 0
Total Installed Capacity by Reporting Type: NonRTO_Midwest
ReportingType | 2015 | 2020 | 2025 | 2030 | 2035 | 2040
BM | 0 | 0 | 0 | 0 | 745.42 | 6144.51
CC | 3030.65 | 5948.94 | 5948.94 | 5948.94 | 5948.94 | 2918.29
CSP | 0 | 0 | 0 | 0 | 0 | 0
CT | 0 | 0 | 0 | 0 | 0 | 0
Coal | 6282.9 | 3254.9 | 2449.27 | 1903.27 | 1903.27 | 1903.27
Geo | 0 | 0 | 0 | 0 | 0 | 0
H | 143 | 143 | 889 | 889 | 889 | 889
LFG | 14 | 14 | 174.25 | 174.25 | 174.25 | 174.25
Nuc | 0.1 | 0.1 | 0.1 | 0.1 | 828.97 | 828.97
PS | 0 | 0 | 0 | 0 | 0 | 0
PV | 0 | 0 | 0 | 0 | 0 | 0
PeakG | 3353 | 3353 | 3353 | 3044.63 | 1838.66 | 241.4
PeakO | 12 | 12 | 12 | 0 | 0 | 0
ST | 0 | 0 | 0 | 0 | 0 | 0
STOG | 0 | 0 | 0 | 0 | 0 | 0
STWD | 0 | 0 | 0 | 0 | 0 | 0
WT | 66 | 66 | 66 | 66 | 66 | 66
IGCC | 0 | 0 | 0 | 0 | 0 | 0
DemandResponse | 193.98 | 453.37 | 727.88 | 745.89 | 764.35 | 783.26
IGCC-CCS | 0 | 0 | 0 | 0 | 0 | 0
WT_off | 0 | 0 | 0 | 0 | 0 | 0
PseudoUnit | 0 | 0 | 0 | 0 | 0 | 0
FixedInterchange | 0 | 0 | 0 | 0 | 0 | 0
Total Installed Capacity by Reporting Type: NYISO_A-F
ReportingType | 2015 | 2020 | 2025 | 2030 | 2035 | 2040
BM | 0 | 0 | 0 | 0 | 0 | 0
CC | 3176.32 | 3176.32 | 2975.34 | 2975.34 | 2244.52 | 2003.2
CSP | 0 | 0 | 0 | 0 | 0 | 0
CT | 0 | 0 | 0 | 0 | 0 | 0
Coal | 0 | 0 | 0 | 0 | 0 | 0
Geo | 0 | 0 | 0 | 0 | 0 | 0
H | 4395 | 4395 | 4395 | 4395 | 4395 | 4395
LFG | 172.4 | 172.4 | 172.4 | 240.33 | 240.33 | 240.33
Nuc | 3365 | 3365 | 3365 | 2743.8 | 2163.3 | 1311.1
PS | 1412 | 1412 | 1412 | 1412 | 1412 | 1412
PV | 0 | 0 | 0 | 0 | 0 | 0
PeakG | 221 | 221 | 221 | 221 | 221 | 221
PeakO | 39 | 39 | 39 | 39 | 39 | 39
ST | 0 | 0 | 0 | 0 | 0 | 0
STOG | 0 | 0 | 0 | 0 | 0 | 0
STWD | 86 | 86 | 86 | 86 | 86 | 86
WT | 3759.3 | 4469.1 | 4469.1 | 5156.07 | 9718.36 | 12459.39
IGCC | 0 | 0 | 0 | 0 | 0 | 0
DemandResponse | 907.2 | 1018.15 | 1143.28 | 1172.73 | 1202.95 | 1233.94
IGCC-CCS | 0 | 0 | 0 | 0 | 0 | 0
WT_off | 0 | 0 | 0 | 0 | 0 | 0
PseudoUnit | 0 | 0 | 0 | 0 | 0 | 0
FixedInterchange | 0 | 0 | 0 | 0 | 0 | 0
Total Installed Capacity by Reporting Type: NYISO_G-I
ReportingType | 2015 | 2020 | 2025 | 2030 | 2035 | 2040
BM | 0 | 0 | 0 | 0 | 545.09 | 800
CC | 1157 | 1157 | 1157 | 1157 | 1157 | 1157
CSP | 0 | 0 | 0 | 0 | 0 | 0
CT | 0 | 0 | 0 | 0 | 0 | 0
Coal | 0 | 0 | 0 | 0 | 0 | 0
Geo | 0 | 0 | 0 | 0 | 0 | 0
H | 32 | 32 | 32 | 32 | 32 | 32
LFG | 64 | 64 | 64 | 138.33 | 138.33 | 138.33
Nuc | 2045 | 2045 | 2045 | 2045 | 1025.4 | 1410.44
PS | 0 | 0 | 0 | 0 | 0 | 0
PV | 0 | 0 | 0 | 0 | 0 | 0
PeakG | 65 | 65 | 65 | 65 | 65 | 65
PeakO | 87 | 87 | 87 | 87 | 87 | 87
ST | 0 | 0 | 0 | 0 | 0 | 0
STOG | 0 | 0 | 0 | 0 | 0 | 0
STWD | 0 | 0 | 0 | 0 | 0 | 0
WT | 0 | 60 | 60 | 360 | 360 | 360
IGCC | 0 | 0 | 0 | 0 | 0 | 0
DemandResponse | 339.56 | 380.32 | 434.34 | 453.11 | 472.7 | 493.13
IGCC-CCS | 0 | 0 | 0 | 0 | 0 | 0
WT_off | 0 | 0 | 0 | 0 | 0 | 0
PseudoUnit | 0 | 0 | 0 | 0 | 0 | 0
FixedInterchange | 0 | 0 | 0 | 0 | 0 | 0
Total Installed Capacity by Reporting Type: NYISO_J-K
ReportingType | 2015 | 2020 | 2025 | 2030 | 2035 | 2040
BM | 0 | 0 | 0 | 0 | 0 | 0
CC | 4833.4 | 4833.4 | 4833.4 | 4833.4 | 4833.4 | 4833.4
CSP | 0 | 0 | 0 | 0 | 0 | 0
CT | 0 | 0 | 0 | 0 | 0 | 0
Coal | 0 | 0 | 0 | 0 | 0 | 0
Geo | 0 | 0 | 0 | 0 | 0 | 0
H | 0 | 0 | 0 | 0 | 0 | 0
LFG | 124 | 124 | 124 | 198.33 | 198.33 | 198.33
Nuc | 0.1 | 0.1 | 0.1 | 0.1 | 0.1 | 0.1
PS | 0 | 0 | 0 | 0 | 0 | 0
PV | 32 | 32 | 32 | 32 | 32 | 32
PeakG | 2778 | 2778 | 2778 | 2778 | 2778 | 2778
PeakO | 2169 | 2169 | 2169 | 2169 | 2169 | 2169
ST | 0 | 0 | 0 | 0 | 0 | 0
STOG | 3421.49 | 3421.49 | 3421.49 | 3421.49 | 3421.49 | 3421.49
STWD | 0 | 0 | 0 | 0 | 0 | 0
WT | 0 | 0 | 0 | 36.1 | 330 | 330
IGCC | 0 | 0 | 0 | 0 | 0 | 0
DemandResponse | 1319.07 | 1502.66 | 1718.62 | 1795.58 | 1875.99 | 1960
IGCC-CCS | 0 | 0 | 0 | 0 | 0 | 0
WT_off | 0 | 0 | 0 | 0 | 0 | 0
PseudoUnit | 0 | 0 | 0 | 0 | 0 | 0
FixedInterchange | 0 | 0 | 0 | 0 | 0 | 0
Total Installed Capacity by Reporting Type: PJM_E
ReportingType | 2015 | 2020 | 2025 | 2030 | 2035 | 2040
BM | 30 | 30 | 30 | 30 | 30 | 30
CC | 12283.3 | 12283.3 | 12283.3 | 12283.3 | 11665 | 11142
CSP | 0 | 0 | 0 | 0 | 0 | 0
CT | 26.2 | 26.2 | 26.2 | 0 | 0 | 0
Coal | 1076 | 508 | 508 | 508 | 508 | 508
Geo | 0 | 0 | 0 | 0 | 0 | 0
H | 269.99 | 269.99 | 269.99 | 269.99 | 269.99 | 269.99
LFG | 471.1 | 604 | 604 | 604 | 604 | 604
Nuc | 8510 | 7895.5 | 7895.5 | 7895.5 | 5671.5 | 4497.5
PS | 400 | 400 | 400 | 400 | 400 | 400
PV | 47.45 | 47.45 | 47.45 | 47.45 | 47.45 | 47.45
PeakG | 3877.5 | 3877.5 | 3877.5 | 3877.5 | 3877.5 | 3877.5
PeakO | 2749.3 | 2749.3 | 2749.3 | 2749.3 | 2749.3 | 2749.3
ST | 0 | 0 | 0 | 0 | 0 | 0
STOG | 2622.5 | 2622.5 | 0 | 0 | 0 | 0
STWD | 0 | 0 | 0 | 0 | 0 | 0
WT | 1160 | 1160 | 1160 | 1160 | 1180 | 1180
IGCC | 0 | 0 | 0 | 0 | 0 | 0
DemandResponse | 1256.73 | 1718.17 | 2388.62 | 2469.72 | 2553.57 | 2640.27
IGCC-CCS | 0 | 0 | 0 | 0 | 0 | 0
WT_off | 0 | 0 | 1100 | 1100 | 1684.18 | 9600
PseudoUnit | 0 | 0 | 0 | 0 | 0 | 0
FixedInterchange | 0 | 0 | 0 | 0 | 0 | 0
Total Installed Capacity by Reporting Type: PJM_ROM
ReportingType | 2015 | 2020 | 2025 | 2030 | 2035 | 2040
BM | 18 | 18 | 18 | 18 | 2357.79 | 2357.79
CC | 5664.5 | 5664.5 | 5664.5 | 5664.5 | 5664.5 | 4974.5
CSP | 0 | 0 | 0 | 0 | 0 | 0
CT | 16 | 16 | 16 | 16 | 0 | 0
Coal | 2437.5 | 1203.5 | 682.5 | 682.5 | 682.5 | 682.5
Geo | 0 | 0 | 0 | 0 | 0 | 0
H | 1392 | 1392 | 2070 | 2070 | 2070 | 2070
LFG | 356.9 | 622 | 622 | 622 | 622 | 622
Nuc | 5036 | 5036 | 5036 | 5036 | 4956.03 | 6387.38
PS | 1513 | 1513 | 1513 | 1513 | 1513 | 1513
PV | 4 | 1359.2 | 2117.94 | 2287.77 | 2300.57 | 2361.65
PeakG | 1719 | 1719 | 1719 | 1719 | 1719 | 1719
PeakO | 1566 | 1566 | 1566 | 1566 | 1566 | 0
ST | 0 | 0 | 0 | 0 | 0 | 0
STOG | 3529 | 3529 | 0 | 0 | 0 | 0
STWD | 70 | 70 | 70 | 70 | 70 | 70
WT | 1210.8 | 1961 | 1961 | 1961 | 7771 | 7771
IGCC | 0 | 0 | 0 | 0 | 0 | 0
DemandResponse | 2307.31 | 2787.75 | 3373.93 | 3488.48 | 3606.92 | 3729.38
IGCC-CCS | 0 | 0 | 0 | 0 | 0 | 0
WT_off | 0 | 0 | 0 | 0 | 0 | 10814.93
PseudoUnit | 0 | 0 | 0 | 0 | 0 | 0
FixedInterchange | 0 | 0 | 0 | 0 | 0 | 0
Total Installed Capacity by Reporting Type: PJM_ROR
ReportingType | 2015 | 2020 | 2025 | 2030 | 2035 | 2040
BM | 385 | 385 | 385 | 385 | 385 | 10556.34
CC | 29210.22 | 35101.88 | 35101.88 | 35101.88 | 34927.88 | 15131.66
CSP | 0 | 0 | 0 | 0 | 0 | 0
CT | 29 | 29 | 29 | 29 | 0 | 0
Coal | 26897.94 | 15938.49 | 9813.2 | 9813.2 | 9813.2 | 9813.2
Geo | 0 | 0 | 0 | 0 | 0 | 0
H | 1837.4 | 2340.4 | 2340.4 | 2340.4 | 2340.4 | 2340.4
LFG | 539.4 | 1053.11 | 1053.11 | 1053.11 | 1053.11 | 1053.11
Nuc | 20038 | 20038 | 20038 | 19171 | 18676.21 | 28822.02
PS | 3081 | 3081 | 3081 | 3081 | 3081 | 3081
PV | 24 | 24 | 234.91 | 242.73 | 242.73 | 242.73
PeakG | 19311 | 19311 | 19311 | 19311 | 19311 | 19311
PeakO | 1742 | 1742 | 1742 | 1742 | 1742 | 0
ST | 0 | 0 | 0 | 0 | 0 | 0
STOG | 2122 | 2122 | 1999.33 | 0 | 0 | 0
STWD | 194 | 194 | 194 | 194 | 194 | 194
WT | 10922.7 | 11114.4 | 17810.59 | 56197 | 56197 | 56197
IGCC | 0 | 0 | 0 | 0 | 0 | 0
DemandResponse | 3324.65 | 6282.21 | 9765.55 | 10067.05 | 10377.87 | 10698.28
IGCC-CCS | 0 | 0 | 0 | 0 | 0 | 0
WT_off | 0 | 0 | 0 | 0 | 0 | 0
PseudoUnit | 0 | 0 | 0 | 0 | 0 | 0
FixedInterchange | 0 | 0 | 0 | 0 | 0 | 0
Total Installed Capacity by Reporting Type: SOCO
ReportingType | 2015 | 2020 | 2025 | 2030 | 2035 | 2040
BM | 55 | 55 | 55 | 55 | 6555.24 | 6555.24
CC | 22013.16 | 26962.45 | 26962.45 | 26776.45 | 16610.52 | 9541.37
CSP | 0 | 0 | 0 | 0 | 0 | 0
CT | 0 | 0 | 0 | 0 | 0 | 0
Coal | 8085.42 | 3955.3 | 1926.72 | 1926.72 | 1926.72 | 1926.72
Geo | 0 | 0 | 0 | 0 | 0 | 0
H | 4194 | 4194 | 4194 | 4194 | 4194 | 4194
LFG | 37 | 37 | 144.4 | 144.4 | 144.4 | 144.4
Nuc | 5841 | 8041 | 8041 | 16574.58 | 19294.95 | 25084.02
PS | 1675 | 1675 | 1675 | 1675 | 1675 | 1675
PV | 0 | 0 | 0 | 0 | 0 | 0
PeakG | 10713 | 10713 | 10713 | 2583.89 | 2583.89 | 2583.89
PeakO | 0 | 0 | 0 | 0 | 0 | 0
ST | 0 | 0 | 0 | 0 | 0 | 0
STOG | 0 | 0 | 0 | 0 | 0 | 0
STWD | 668 | 668 | 668 | 668 | 668 | 668
WT | 0 | 0 | 0 | 0 | 100 | 100
IGCC | 0 | 0 | 0 | 0 | 0 | 0
DemandResponse | 2570.49 | 4773.97 | 7215.46 | 7512.46 | 7821.68 | 8143.63
IGCC-CCS | 0 | 0 | 0 | 0 | 0 | 0
WT_off | 0 | 0 | 0 | 0 | 0 | 0
PseudoUnit | 0 | 0 | 0 | 0 | 0 | 0
FixedInterchange | 0 | 0 | 0 | 0 | 0 | 0
Total Installed Capacity by Reporting Type: SPP_N
ReportingType | 2015 | 2020 | 2025 | 2030 | 2035 | 2040
BM | 0 | 0 | 0 | 0 | 5462.34 | 6405.59
CC | 2833.04 | 5652.47 | 5652.47 | 5652.47 | 5652.47 | 5652.47
CSP | 0 | 0 | 0 | 0 | 0 | 0
CT | 0 | 0 | 0 | 0 | 0 | 0
Coal | 7726.53 | 5413.92 | 3155.65 | 3155.65 | 2415.03 | 2415.03
Geo | 0 | 0 | 0 | 0 | 0 | 0
H | 21 | 21 | 21 | 21 | 21 | 21
LFG | 7 | 7 | 102 | 102 | 102 | 102
Nuc | 1160 | 1160 | 1160 | 1160 | 1160 | 1160
PS | 0 | 0 | 0 | 0 | 0 | 0
PV | 0 | 0 | 0 | 0 | 0 | 0
PeakG | 4397 | 4397 | 4397 | 4397 | 4397 | 4397
PeakO | 1199 | 1199 | 1199 | 1199 | 1199 | 1199
ST | 0 | 0 | 0 | 0 | 0 | 0
STOG | 884.96 | 884.96 | 884.96 | 884.96 | 296.58 | 0
STWD | 0 | 0 | 0 | 0 | 0 | 0
WT | 1227 | 13678.49 | 13678.49 | 13678.49 | 13749.56 | 14746.59
IGCC | 0 | 0 | 0 | 0 | 0 | 0
DemandResponse | 446.68 | 920.58 | 1432.75 | 1499.14 | 1568.6 | 1641.28
IGCC-CCS | 0 | 0 | 0 | 0 | 0 | 0
WT_off | 0 | 0 | 0 | 0 | 0 | 0
PseudoUnit | 0 | 0 | 0 | 0 | 0 | 0
FixedInterchange | 0 | 0 | 0 | 0 | 0 | 0
Total Installed Capacity by Reporting Type: SPP_S
ReportingType | 2015 | 2020 | 2025 | 2030 | 2035 | 2040
BM | 0 | 0 | 0 | 0 | 2179.52 | 3970.61
CC | 10917 | 15644.98 | 15644.98 | 15644.98 | 15644.98 | 15644.98
CSP | 0 | 0 | 0 | 0 | 0 | 0
CT | 412.99 | 712.99 | 712.99 | 712.99 | 712.99 | 712.99
Coal | 11032.11 | 3434 | 1257.59 | 1257.59 | 988 | 988
Geo | 0 | 0 | 0 | 0 | 0 | 0
H | 2108 | 2108 | 2108 | 2199 | 2199 | 2199
LFG | 19 | 19 | 114 | 114 | 114 | 114
Nuc | 0.1 | 0.1 | 0.1 | 1410.34 | 1410.34 | 1410.34
PS | 446 | 446 | 446 | 446 | 446 | 446
PV | 0 | 0 | 0 | 0 | 0 | 0
PeakG | 3443 | 3443 | 3443 | 3443 | 3443 | 3443
PeakO | 122 | 122 | 122 | 122 | 122 | 122
ST | 0 | 0 | 0 | 0 | 0 | 0
STOG | 6657.39 | 6657.39 | 6657.39 | 6657.39 | 3735.73 | 929.82
STWD | 84 | 84 | 84 | 84 | 84 | 84
WT | 2727 | 31586.75 | 31586.75 | 31586.75 | 31586.75 | 31586.75
IGCC | 0 | 0 | 0 | 0 | 0 | 0
DemandResponse | 61.11 | 1754.28 | 3560.21 | 3675.61 | 3794.74 | 3917.74
IGCC-CCS | 0 | 0 | 0 | 0 | 0 | 0
WT_off | 0 | 0 | 0 | 0 | 0 | 0
PseudoUnit | 0 | 0 | 0 | 0 | 0 | 0
FixedInterchange | 0 | 0 | 0 | 0 | 0 | 0
Total Installed Capacity by Reporting Type: TVA
ReportingType | 2015 | 2020 | 2025 | 2030 | 2035 | 2040
BM | 0 | 0 | 0 | 0 | 7394.28 | 7394.28
CC | 9099.65 | 13925.09 | 13925.09 | 13925.09 | 10179.79 | 5725.76
CSP | 0 | 0 | 0 | 0 | 0 | 0
CT | 0 | 0 | 0 | 0 | 0 | 0
Coal | 4730.87 | 2626.87 | 765.61 | 0 | 0 | 0
Geo | 0 | 0 | 0 | 0 | 0 | 0
H | 5111 | 5111 | 5138 | 5138 | 5138 | 5138
LFG | 13 | 13 | 120.4 | 120.4 | 120.4 | 120.4
Nuc | 8394.89 | 8394.89 | 8394.89 | 8394.89 | 8281.25 | 11819.09
PS | 1743 | 1743 | 1743 | 1743 | 1743 | 1743
PV | 0 | 0 | 0 | 0 | 0 | 51.11
PeakG | 5865 | 5865 | 5865 | 5865 | 4711.32 | 4711.32
PeakO | 83 | 83 | 83 | 83 | 0 | 0
ST | 0 | 0 | 0 | 0 | 0 | 0
STOG | 0 | 0 | 0 | 0 | 0 | 0
STWD | 5 | 5 | 5 | 5 | 5 | 5
WT | 29 | 29 | 29 | 29 | 129 | 129
IGCC | 0 | 0 | 0 | 0 | 0 | 0
DemandResponse | 1805 | 2555.95 | 3357.9 | 3440.97 | 3526.11 | 3613.35
IGCC-CCS | 0 | 0 | 0 | 0 | 0 | 0
WT_off | 0 | 0 | 0 | 0 | 0 | 0
PseudoUnit | 0 | 0 | 0 | 0 | 0 | 0
FixedInterchange | 0 | 0 | 0 | 0 | 0 | 0
Total Installed Capacity by Reporting Type: TVA_Transmission
ReportingType | 2015 | 2020 | 2025 | 2030 | 2035 | 2040
BM | 0 | 0 | 0 | 0 | 0 | 0
CC | 0 | 0 | 0 | 0 | 0 | 0
CSP | 0 | 0 | 0 | 0 | 0 | 0
CT | 0 | 0 | 0 | 0 | 0 | 0
Coal | 0 | 0 | 0 | 0 | 0 | 0
Geo | 0 | 0 | 0 | 0 | 0 | 0
H | 0 | 0 | 0 | 0 | 0 | 0
LFG | 0 | 0 | 0 | 0 | 0 | 0
Nuc | 0 | 0 | 0 | 0 | 0 | 0
PS | 0 | 0 | 0 | 0 | 0 | 0
PV | 0 | 0 | 0 | 0 | 0 | 0
PeakG | 0 | 0 | 0 | 0 | 0 | 0
PeakO | 0 | 0 | 0 | 0 | 0 | 0
ST | 0 | 0 | 0 | 0 | 0 | 0
STOG | 0 | 0 | 0 | 0 | 0 | 0
STWD | 0 | 0 | 0 | 0 | 0 | 0
WT | 0 | 0 | 0 | 0 | 0 | 0
IGCC | 0 | 0 | 0 | 0 | 0 | 0
DemandResponse | 0 | 0 | 0 | 0 | 0 | 0
IGCC-CCS | 0 | 0 | 0 | 0 | 0 | 0
WT_off | 0 | 0 | 0 | 0 | 0 | 0
PseudoUnit | 0 | 0 | 0 | 0 | 0 | 0
FixedInterchange | 0 | 0 | 0 | 0 | 0 | 0
Total Installed Capacity by Reporting Type: VACAR
ReportingType | 2015 | 2020 | 2025 | 2030 | 2035 | 2040
BM | 0.92 | 171.13 | 709.69 | 722.42 | 722.42 | 6029.85
CC | 19601.63 | 19601.63 | 19601.63 | 19601.63 | 16076.63 | 10148.01
CSP | 0 | 0 | 0 | 0 | 0 | 0
CT | 717.2 | 717.2 | 717.2 | 0 | 0 | 0
Coal | 8036.18 | 6193.69 | 3025 | 2405 | 2405 | 2405
Geo | 0 | 0 | 0 | 0 | 0 | 0
H | 2122 | 2122 | 2122 | 2122 | 2122 | 2122
LFG | 63.34 | 170.4 | 170.4 | 170.4 | 170.4 | 170.4
Nuc | 11430 | 13760 | 15970.72 | 17305.88 | 14057.88 | 12199.88
PS | 2616 | 2616 | 2616 | 2616 | 2616 | 2616
PV | 16 | 149.61 | 151.95 | 152.75 | 152.75 | 155.75
PeakG | 8308 | 8308 | 8308 | 8308 | 7774.68 | 7774.68
PeakO | 1268 | 1268 | 1268 | 1268 | 0 | 0
ST | 0 | 0 | 0 | 0 | 0 | 0
STOG | 92 | 92 | 92 | 92 | 0 | 0
STWD | 281 | 281 | 281 | 281 | 281 | 281
WT | 0.9 | 3500 | 3500 | 3500 | 3500 | 3500
IGCC | 0 | 0 | 0 | 0 | 0 | 0
DemandResponse | 2339.28 | 3868.22 | 5651.52 | 5928.05 | 6218.12 | 6522.37
IGCC-CCS | 0 | 0 | 0 | 0 | 0 | 0
WT_off | 1 | 1 | 1 | 1 | 28251.69 | 39250
PseudoUnit | 0 | 0 | 0 | 0 | 0 | 0
FixedInterchange | 0 | 0 | 0 | 0 | 0 | 0
Total Installed Capacity by Reporting Type: IESO
ReportingType | 2015 | 2020 | 2025 | 2030 | 2035 | 2040
BM | 326.33 | 326.33 | 326.33 | 326.33 | 326.33 | 326.33
CC | 1263 | 1263 | 1263 | 1263 | 1263 | 1263
CSP | 0 | 0 | 0 | 0 | 0 | 0
CT | 368 | 368 | 368 | 368 | 104.7 | 104.7
Coal | 0 | 0 | 0 | 0 | 0 | 0
Geo | 0 | 0 | 0 | 0 | 0 | 0
H | 8693.3 | 8693.3 | 8693.3 | 8693.3 | 8693.3 | 8693.3
LFG | 117.5 | 117.5 | 117.5 | 117.5 | 117.5 | 117.5
Nuc | 13018 | 13018 | 13018 | 13018 | 11988 | 10448
PS | 123 | 123 | 123 | 123 | 123 | 123
PV | 1097.26 | 1097.26 | 1097.26 | 1097.26 | 30 | 30
PeakG | 0 | 0 | 0 | 0 | 0 | 0
PeakO | 0 | 0 | 0 | 0 | 0 | 0
ST | 0 | 0 | 0 | 0 | 0 | 0
STOG | 0 | 0 | 0 | 0 | 0 | 0
STWD | 139 | 139 | 139 | 139 | 139 | 139
WT | 3385.9 | 3385.9 | 3385.9 | 3385.9 | 1280 | 1280
IGCC | 0 | 0 | 0 | 0 | 0 | 0
DemandResponse | 1958.79 | 2066.83 | 2340.54 | 2421.21 | 2504.65 | 2590.98
IGCC-CCS | 0 | 0 | 0 | 0 | 0 | 0
WT_off | 0 | 0 | 0 | 0 | 0 | 0
PseudoUnit | 0 | 0 | 0 | 0 | 0 | 0
FixedInterchange | 0 | 0 | 0 | 0 | 0 | 0
Total Installed Capacity by Reporting Type: MAPP_CA
ReportingType | 2015 | 2020 | 2025 | 2030 | 2035 | 2040
BM | 0 | 0 | 0 | 0 | 0 | 0
CC | 1012.76 | 1012.76 | 281.76 | 281.76 | 281.76 | 0
CSP | 0 | 0 | 0 | 0 | 0 | 0
CT | 0 | 0 | 0 | 0 | 0 | 0
Coal | 669.06 | 108.73 | 0 | 0 | 0 | 0
Geo | 0 | 0 | 0 | 0 | 0 | 0
H | 6475.4 | 7170.4 | 8665.4 | 10672.03 | 10787.07 | 10787.07
LFG | 0 | 0 | 0 | 0 | 0 | 0
Nuc | 0.1 | 0.1 | 0.1 | 0.1 | 0.1 | 0.1
PS | 0 | 0 | 0 | 0 | 0 | 0
PV | 0 | 0 | 0 | 0 | 0 | 0
PeakG | 559 | 559 | 0 | 0 | 0 | 0
PeakO | 4 | 4 | 0 | 0 | 0 | 0
ST | 0 | 0 | 0 | 0 | 0 | 0
STOG | 126 | 126 | 0 | 0 | 0 | 0
STWD | 0 | 0 | 0 | 0 | 0 | 0
WT | 577.4 | 577.4 | 577.4 | 577.4 | 0 | 0
IGCC | 0 | 0 | 0 | 0 | 0 | 0
DemandResponse | 89.5 | 308.14 | 546.73 | 568.39 | 590.9 | 614.31
IGCC-CCS | 0 | 0 | 0 | 0 | 0 | 0
WT_off | 0 | 0 | 0 | 0 | 0 | 0
PseudoUnit | 0 | 0 | 0 | 0 | 0 | 0
FixedInterchange | 0 | 0 | 0 | 0 | 0 | 0
Total Installed Capacity by Reporting Type: AZ_NM_SNV_Coal
ReportingType | 2015 | 2020 | 2025 | 2030 | 2035 | 2040
BM | 0 | 0 | 0 | 0 | 0 | 0
CC | 0 | 0 | 0 | 0 | 0 | 0
CSP | 0 | 0 | 0 | 0 | 0 | 0
CT | 0 | 0 | 0 | 0 | 0 | 0
Coal | 7481.13 | 6876 | 4161.91 | 818 | 818 | 818
Geo | 0 | 0 | 0 | 0 | 0 | 0
H | 0 | 0 | 0 | 0 | 0 | 0
LFG | 0 | 0 | 0 | 0 | 0 | 0
Nuc | 0 | 0 | 0 | 0 | 0 | 0
PS | 0 | 0 | 0 | 0 | 0 | 0
PV | 0 | 0 | 0 | 0 | 0 | 0
PeakG | 0 | 0 | 0 | 0 | 0 | 0
PeakO | 200 | 200 | 200 | 200 | 200 | 200
ST | 0 | 0 | 0 | 0 | 0 | 0
STOG | 0 | 0 | 0 | 0 | 0 | 0
STWD | 0 | 0 | 0 | 0 | 0 | 0
WT | 0 | 0 | 0 | 0 | 0 | 0
IGCC | 0 | 0 | 0 | 0 | 0 | 0
DemandResponse | 0 | 0 | 0 | 0 | 0 | 0
IGCC-CCS | 0 | 0 | 0 | 0 | 0 | 0
WT_off | 0 | 0 | 0 | 0 | 0 | 0
PseudoUnit | 0 | 0 | 0 | 0 | 0 | 0
FixedInterchange | 0 | 0 | 0 | 0 | 0 | 0
Total Installed Capacity by Reporting Type: AZ_NM_SNV_Gas
ReportingType | 2015 | 2020 | 2025 | 2030 | 2035 | 2040
BM | 0 | 0 | 0 | 0 | 0 | 0
CC | 15245 | 16794.28 | 16794.28 | 16502.18 | 11934.88 | 11708.99
CSP | 0 | 0 | 0 | 0 | 0 | 0
CT | 736 | 736 | 736 | 736 | 0 | 0
Coal | 0 | 0 | 0 | 0 | 0 | 0
Geo | 0 | 0 | 0 | 0 | 0 | 0
H | 0 | 0 | 0 | 0 | 0 | 0
LFG | 0 | 0 | 0 | 0 | 0 | 0
Nuc | 0 | 0 | 0 | 0 | 0 | 0
PS | 0 | 0 | 0 | 0 | 0 | 0
PV | 0 | 0 | 0 | 0 | 0 | 0
PeakG | 3660 | 3660 | 3660 | 3660 | 3660 | 3660
PeakO | 0 | 0 | 0 | 0 | 0 | 0
ST | 0 | 0 | 0 | 0 | 0 | 0
STOG | 0 | 0 | 0 | 0 | 0 | 0
STWD | 0 | 0 | 0 | 0 | 0 | 0
WT | 0 | 0 | 0 | 0 | 0 | 0
IGCC | 0 | 0 | 0 | 0 | 0 | 0
DemandResponse | 334.55 | 1076.71 | 1928.33 | 2059.84 | 2196.64 | 2344.36
IGCC-CCS | 0 | 0 | 0 | 0 | 0 | 0
WT_off | 0 | 0 | 0 | 0 | 0 | 0
PseudoUnit | 0 | 0 | 0 | 0 | 0 | 0
FixedInterchange | 0 | 0 | 0 | 0 | 0 | 0
Total Installed Capacity by Reporting Type: AZ_NM_SNV_NucRenew
ReportingType | 2015 | 2020 | 2025 | 2030 | 2035 | 2040
BM | 0 | 0 | 0 | 0 | 0 | 78.17
CC | 0 | 0 | 0 | 0 | 0 | 0
CSP | 0 | 0 | 0 | 0 | 0 | 0
CT | 0 | 0 | 0 | 0 | 0 | 0
Coal | 0 | 0 | 0 | 0 | 0 | 0
Geo | 0 | 0 | 1450 | 1450 | 1450 | 1450
H | 3131 | 3131 | 3131 | 3131 | 3131 | 3131
LFG | 7 | 7 | 67.67 | 67.67 | 67.67 | 67.67
Nuc | 3875 | 3875 | 3875 | 7079.65 | 13946.07 | 13946.07
PS | 216 | 216 | 216 | 216 | 216 | 216
PV | 148.7 | 148.7 | 148.7 | 148.7 | 148.7 | 148.7
PeakG | 0 | 0 | 0 | 0 | 0 | 0
PeakO | 0 | 0 | 0 | 0 | 0 | 0
ST | 280 | 725.61 | 953.39 | 1085.16 | 1606.94 | 1606.94
STOG | 0 | 0 | 0 | 0 | 0 | 0
STWD | 26 | 26 | 26 | 26 | 26 | 26
WT | 525.1 | 12314.92 | 12314.92 | 12314.92 | 12314.92 | 12314.92
IGCC | 0 | 0 | 0 | 0 | 0 | 0
DemandResponse | 0 | 0 | 0 | 0 | 0 | 0
IGCC-CCS | 0 | 0 | 0 | 0 | 0 | 0
WT_off | 0 | 0 | 0 | 0 | 0 | 0
PseudoUnit | 0 | 0 | 0 | 0 | 0 | 0
FixedInterchange | 0 | 0 | 0 | 0 | 0 | 0
Total Installed Capacity by Reporting Type: ERCOT
ReportingType | 2015 | 2020 | 2025 | 2030 | 2035 | 2040
BM | 145 | 145 | 145 | 145 | 4064.97 | 4064.97
CC | 45405.14 | 45405.14 | 45405.14 | 45405.14 | 38013.97 | 33678.55
CSP | 0 | 0 | 0 | 0 | 0 | 0
CT | 250 | 250 | 250 | 250 | 0 | 0
Coal | 6012.39 | 4510 | 3950 | 3950 | 3950 | 3950
Geo | 0 | 0 | 0 | 0 | 0 | 0
H | 565 | 565 | 565 | 565 | 565 | 565
LFG | 75 | 75 | 429 | 429 | 429 | 429
Nuc | 5091 | 5091 | 5091 | 6776.54 | 16193 | 20954.14
PS | 0 | 0 | 0 | 0 | 0 | 0
PV | 15 | 15 | 15 | 15 | 1 | 1
PeakG | 4768 | 4768 | 4768 | 4768 | 4768 | 4768
PeakO | 51 | 51 | 51 | 51 | 51 | 51
ST | 0 | 0 | 0 | 0 | 0 | 0
STOG | 12814.91 | 12814.91 | 8431.04 | 5909.63 | 0 | 0
STWD | 0 | 0 | 0 | 0 | 0 | 0
WT | 9280.1 | 9280.1 | 28734.41 | 28734.41 | 28734.42 | 28988.02
IGCC | 0 | 0 | 0 | 0 | 0 | 0
DemandResponse | 740.81 | 3617.73 | 6720.3 | 6926.25 | 7155.61 | 7391.29
IGCC-CCS | 0 | 0 | 0 | 0 | 0 | 0
WT_off | 0 | 0 | 0 | 0 | 0 | 0
PseudoUnit | 0 | 0 | 0 | 0 | 0 | 0
FixedInterchange | 0 | 0 | 0 | 0 | 0 | 0
Total Installed Capacity by Reporting Type: NP15
ReportingType | 2015 | 2020 | 2025 | 2030 | 2035 | 2040
BM | 0 | 0 | 0 | 0 | 0 | 295.05
CC | 8130.47 | 8783.93 | 8783.93 | 8783.93 | 8783.93 | 8548.19
CSP | 0 | 0 | 0 | 0 | 0 | 0
CT | 212.6 | 212.6 | 212.6 | 212.6 | 0 | 0
Coal | 191.9 | 0 | 0 | 0 | 0 | 0
Geo | 1123 | 1689.23 | 1723 | 1723 | 1723 | 1723
H | 8825 | 8825 | 8825 | 8825 | 8825 | 8825
LFG | 85 | 463.43 | 650 | 650 | 650 | 650
Nuc | 2300 | 2300 | 2300 | 6497.28 | 9084.36 | 10006.28
PS | 2257 | 2257 | 2257 | 2257 | 2257 | 2257
PV | 59.5 | 59.5 | 59.5 | 59.5 | 59.5 | 59.5
PeakG | 3265 | 3265 | 3265 | 3265 | 3265 | 3265
PeakO | 350 | 350 | 350 | 350 | 350 | 350
ST | 29 | 29 | 29 | 29 | 29 | 29
STOG | 3812.6 | 3812.6 | 3812.6 | 3028.5 | 1263.6 | 1263.6
STWD | 442 | 442 | 442 | 442 | 442 | 442
WT | 1193.2 | 4492 | 4492 | 4492 | 12913.97 | 13634.4
IGCC | 0 | 0 | 0 | 0 | 0 | 0
DemandResponse | 1828.06 | 1875.2 | 2034.02 | 2149.8 | 2261.58 | 2376.93
IGCC-CCS | 0 | 0 | 0 | 0 | 0 | 0
WT_off | 0 | 0 | 0 | 0 | 0 | 0
PseudoUnit | 0 | 0 | 0 | 0 | 0 | 0
FixedInterchange | 0 | 0 | 0 | 0 | 0 | 0
Total Installed Capacity by Reporting Type: NWPP_Coal
ReportingType | 2015 | 2020 | 2025 | 2030 | 2035 | 2040
BM | 0 | 0 | 0 | 0 | 0 | 0
CC | 0 | 0 | 0 | 0 | 0 | 0
CSP | 0 | 0 | 0 | 0 | 0 | 0
CT | 0 | 0 | 0 | 0 | 0 | 0
Coal | 6491.26 | 4908.8 | 226.8 | 226.8 | 226.8 | 226.8
Geo | 0 | 0 | 0 | 0 | 0 | 0
H | 0 | 0 | 0 | 0 | 0 | 0
LFG | 0 | 0 | 0 | 0 | 0 | 0
Nuc | 0 | 0 | 0 | 0 | 0 | 0
PS | 0 | 0 | 0 | 0 | 0 | 0
PV | 0 | 0 | 0 | 0 | 0 | 0
PeakG | 0 | 0 | 0 | 0 | 0 | 0
PeakO | 0 | 0 | 0 | 0 | 0 | 0
ST | 0 | 0 | 0 | 0 | 0 | 0
STOG | 0 | 0 | 0 | 0 | 0 | 0
STWD | 0 | 0 | 0 | 0 | 0 | 0
WT | 0 | 0 | 0 | 0 | 0 | 0
IGCC | 0 | 0 | 0 | 0 | 0 | 0
DemandResponse | 0 | 0 | 0 | 0 | 0 | 0
IGCC-CCS | 0 | 0 | 0 | 0 | 0 | 0
WT_off | 0 | 0 | 0 | 0 | 0 | 0
PseudoUnit | 0 | 0 | 0 | 0 | 0 | 0
FixedInterchange | 0 | 0 | 0 | 0 | 0 | 0
Total Installed Capacity by Reporting Type: NWPP_Gas
ReportingType | 2015 | 2020 | 2025 | 2030 | 2035 | 2040
BM | 0 | 0 | 0 | 0 | 0 | 0
CC | 6627 | 8374.13 | 8374.13 | 7368.47 | 2047.13 | 1747.13
CSP | 0 | 0 | 0 | 0 | 0 | 0
CT | 150 | 150 | 150 | 150 | 0 | 0
Coal | 0 | 0 | 0 | 0 | 0 | 0
Geo | 0 | 0 | 0 | 0 | 0 | 0
H | 0 | 0 | 0 | 0 | 0 | 0
LFG | 0 | 0 | 0 | 0 | 0 | 0
Nuc | 0 | 0 | 0 | 0 | 0 | 0
PS | 0 | 0 | 0 | 0 | 0 | 0
PV | 0 | 0 | 0 | 0 | 0 | 0
PeakG | 0 | 0 | 0 | 0 | 0 | 0
PeakO | 0 | 0 | 0 | 0 | 0 | 0
ST | 0 | 0 | 0 | 0 | 0 | 0
STOG | 0 | 0 | 0 | 0 | 0 | 0
STWD | 0 | 0 | 0 | 0 | 0 | 0
WT | 0 | 0 | 0 | 0 | 0 | 0
IGCC | 0 | 0 | 0 | 0 | 0 | 0
DemandResponse | 0.01 | 953.34 | 1988.72 | 2091.14 | 2193.74 | 2298.72
IGCC-CCS | 0 | 0 | 0 | 0 | 0 | 0
WT_off | 0 | 0 | 0 | 0 | 0 | 0
PseudoUnit | 0 | 0 | 0 | 0 | 0 | 0
FixedInterchange | 0 | 0 | 0 | 0 | 0 | 0
Total Installed Capacity by Reporting Type: NWPP_NucRenew
ReportingType | 2015 | 2020 | 2025 | 2030 | 2035 | 2040
BM | 32.55 | 32.55 | 32.55 | 32.55 | 32.55 | 3165.28
CC | 0 | 0 | 0 | 0 | 0 | 0
CSP | 0 | 0 | 0 | 0 | 0 | 0
CT | 0 | 0 | 0 | 0 | 0 | 0
Coal | 0 | 0 | 0 | 0 | 0 | 0
Geo | 404.2 | 404.2 | 838.2 | 838.2 | 838.2 | 838.2
H | 33736 | 33736 | 33736 | 33736 | 34071 | 34071
LFG | 128.5 | 128.5 | 373 | 373 | 373 | 373
Nuc | 1131 | 1131 | 1131 | 1131 | 4595.66 | 4975.68
PS | 258 | 258 | 258 | 258 | 258 | 258
PV | 3 | 3 | 3 | 3 | 3 | 3
PeakG | 0 | 0 | 0 | 0 | 0 | 0
PeakO | 0 | 0 | 0 | 0 | 0 | 0
ST | 0 | 0 | 0 | 0 | 0 | 0
STOG | 0 | 0 | 0 | 0 | 0 | 0
STWD | 561 | 561 | 561 | 561 | 561 | 561
WT | 6865.3 | 6865.3 | 6865.3 | 28204.36 | 28204.37 | 30522.41
IGCC | 0 | 0 | 0 | 0 | 0 | 0
DemandResponse | 0 | 0 | 0 | 0 | 0 | 0
IGCC-CCS | 0 | 0 | 0 | 0 | 0 | 0
WT_off | 0 | 0 | 0 | 0 | 0 | 0
PseudoUnit | 0 | 0 | 0 | 0 | 0 | 0
FixedInterchange | 0 | 0 | 0 | 0 | 0 | 0
Total Installed Capacity by Reporting Type: RMPA
ReportingType | 2015 | 2020 | 2025 | 2030 | 2035 | 2040
BM | 0 | 0 | 0 | 0 | 1444.48 | 1927.15
CC | 2686 | 3939.09 | 3939.09 | 3939.09 | 2590.92 | 2356.4
CSP | 0 | 0 | 0 | 0 | 0 | 0
CT | 152 | 152 | 152 | 152 | 0 | 0
Coal | 6769.3 | 5584.3 | 1735.16 | 1167.3 | 1167.3 | 1167.3
Geo | 0 | 58.77 | 2570 | 2570 | 2570 | 2570
H | 982 | 982 | 982 | 982 | 982 | 982
LFG | 7.4 | 7.4 | 36.33 | 36.33 | 36.33 | 36.33
Nuc | 0.1 | 0.1 | 162.43 | 1906.2 | 1906.2 | 1906.2
PS | 563 | 563 | 563 | 563 | 563 | 563
PV | 21 | 21 | 21 | 21 | 21 | 21
PeakG | 2904 | 2904 | 2904 | 2904 | 2904 | 2904
PeakO | 0 | 0 | 0 | 0 | 0 | 0
ST | 3 | 370.43 | 370.43 | 375.89 | 375.89 | 375.89
STOG | 0 | 0 | 0 | 0 | 0 | 0
STWD | 0 | 0 | 0 | 0 | 0 | 0
WT | 2113.4 | 5658.61 | 5658.61 | 6195.18 | 6195.18 | 6330.91
IGCC | 0 | 0 | 0 | 0 | 0 | 0
DemandResponse | 486.05 | 622.89 | 804.5 | 856.88 | 912.57 | 971.91
IGCC-CCS | 0 | 0 | 0 | 0 | 0 | 0
WT_off | 0 | 0 | 0 | 0 | 0 | 0
PseudoUnit | 0 | 0 | 0 | 0 | 0 | 0
FixedInterchange | 0 | 0 | 0 | 0 | 0 | 0
Total Installed Capacity by Reporting Type: SP15
ReportingType | 2015 | 2020 | 2025 | 2030 | 2035 | 2040
BM | 6 | 6 | 6 | 6 | 6 | 674.59
CC | 12343.93 | 12343.93 | 12343.93 | 12343.93 | 12343.93 | 12343.93
CSP | 0 | 0 | 0 | 0 | 0 | 0
CT | 0 | 0 | 0 | 0 | 0 | 0
Coal | 185.7 | 101.2 | 98.16 | 0 | 0 | 0
Geo | 963 | 2413 | 2413 | 2413 | 2413 | 2413
H | 1163 | 1163 | 1163 | 1163 | 1163 | 1163
LFG | 223.2 | 779 | 779 | 779 | 779 | 779
Nuc | 2250 | 2250 | 2250 | 3164.48 | 3786.61 | 6049.89
PS | 1440 | 1440 | 1440 | 1440 | 1440 | 1440
PV | 126.8 | 126.8 | 126.8 | 126.8 | 126.8 | 126.8
PeakG | 4309 | 4309 | 4309 | 4309 | 4309 | 4309
PeakO | 51 | 51 | 51 | 51 | 51 | 51
ST | 448 | 448 | 448 | 448 | 2857.45 | 3693.59
STOG | 6925.85 | 6925.85 | 6925.85 | 6298.67 | 4008.38 | 4008.38
STWD | 119 | 119 | 119 | 119 | 119 | 119
WT | 2207.8 | 3105.46 | 16372.8 | 16372.8 | 16372.8 | 16372.8
IGCC | 0 | 0 | 0 | 0 | 0 | 0
DemandResponse | 2613.15 | 2728.17 | 2959.23 | 3127.67 | 3290.3 | 3458.12
IGCC-CCS | 0 | 0 | 0 | 0 | 0 | 0
WT_off | 0 | 0 | 0 | 0 | 0 | 0
PseudoUnit | 0 | 0 | 0 | 0 | 0 | 0
FixedInterchange | 0 | 0 | 0 | 0 | 0 | 0
Total Installed Capacity by Reporting Type: ALB
ReportingType | 2015 | 2020 | 2025 | 2030 | 2035 | 2040
BM | 0 | 0 | 0 | 0 | 0 | 0
CC | 2202 | 2202 | 2202 | 250 | 250 | 250
CSP | 0 | 0 | 0 | 0 | 0 | 0
CT | 201.5 | 201.5 | 201.5 | 201.5 | 71.57 | 71.57
Coal | 6240.83 | 6240.83 | 6240.83 | 495 | 495 | 495
Geo | 0 | 0 | 0 | 0 | 0 | 0
H | 912 | 912 | 912 | 912 | 912 | 912
LFG | 10 | 10 | 10 | 10 | 10 | 10
Nuc | 0.1 | 0.1 | 0.1 | 8699.88 | 8969.97 | 8983.17
PS | 0 | 0 | 0 | 0 | 0 | 0
PV | 0 | 0 | 0 | 0 | 0 | 0
PeakG | 992.75 | 992.75 | 992.75 | 992.75 | 992.75 | 992.75
PeakO | 0 | 0 | 0 | 0 | 0 | 0
ST | 0 | 0 | 0 | 0 | 0 | 0
STOG | 0 | 0 | 0 | 0 | 0 | 0
STWD | 174 | 174 | 174 | 174 | 174 | 174
WT | 672 | 672 | 672 | 672 | 763 | 763
IGCC | 0 | 0 | 0 | 0 | 0 | 0
DemandResponse | 105.16 | 361.08 | 660.83 | 708.64 | 759.9 | 814.88
IGCC-CCS | 0 | 0 | 0 | 0 | 0 | 0
WT_off | 0 | 0 | 0 | 0 | 0 | 0
PseudoUnit | 0 | 0 | 0 | 0 | 0 | 0
FixedInterchange | 0 | 0 | 0 | 0 | 0 | 0
Total Installed Capacity by Reporting Type: BC
ReportingType | 2015 | 2020 | 2025 | 2030 | 2035 | 2040
BM | 0 | 0 | 0 | 0 | 0 | 0
CC | 623.6 | 623.6 | 623.6 | 418.6 | 418.6 | 0
CSP | 0 | 0 | 0 | 0 | 0 | 0
CT | 0 | 0 | 0 | 0 | 0 | 0
Coal | 0 | 0 | 0 | 0 | 0 | 0
Geo | 0 | 0 | 0 | 0 | 0 | 0
H | 12161 | 12161 | 12161 | 12161 | 12161 | 12161
LFG | 24 | 24 | 24 | 24 | 24 | 24
Nuc | 0.1 | 0.1 | 0.1 | 710.96 | 710.96 | 1366.49
PS | 0 | 0 | 0 | 0 | 0 | 0
PV | 0 | 0 | 0 | 0 | 0 | 0
PeakG | 0 | 0 | 0 | 0 | 0 | 0
PeakO | 0 | 0 | 0 | 0 | 0 | 0
ST | 0 | 0 | 0 | 0 | 0 | 0
STOG | 0 | 0 | 0 | 0 | 0 | 0
STWD | 510 | 510 | 510 | 510 | 510 | 510
WT | 246 | 246 | 246 | 246 | 402 | 402
IGCC | 0 | 0 | 0 | 0 | 0 | 0
DemandResponse | 0.01 | 264.69 | 555.31 | 582.51 | 611.05 | 640.98
IGCC-CCS | 0 | 0 | 0 | 0 | 0 | 0
WT_off | 0 | 0 | 0 | 0 | 0 | 0
PseudoUnit | 0 | 0 | 0 | 0 | 0 | 0
FixedInterchange | 0 | 0 | 0 | 0 | 0 | 0
Total Installed Capacity by Reporting Type: HQ_IESO
ReportingType | 2015 | 2020 | 2025 | 2030 | 2035 | 2040
BM | 0 | 0 | 0 | 0 | 0 | 0
CC | 0 | 0 | 0 | 0 | 0 | 0
CSP | 0 | 0 | 0 | 0 | 0 | 0
CT | 0 | 0 | 0 | 0 | 0 | 0
Coal | 0 | 0 | 0 | 0 | 0 | 0
Geo | 0 | 0 | 0 | 0 | 0 | 0
H | 0 | 0 | 0 | 0 | 0 | 0
LFG | 0 | 0 | 0 | 0 | 0 | 0
Nuc | 0.1 | 0.1 | 0.1 | 0.1 | 0.1 | 0.1
PS | 0 | 0 | 0 | 0 | 0 | 0
PV | 0 | 0 | 0 | 0 | 0 | 0
PeakG | 0 | 0 | 0 | 0 | 0 | 0
PeakO | 0 | 0 | 0 | 0 | 0 | 0
ST | 0 | 0 | 0 | 0 | 0 | 0
STOG | 0 | 0 | 0 | 0 | 0 | 0
STWD | 0 | 0 | 0 | 0 | 0 | 0
WT | 0 | 0 | 0 | 0 | 0 | 0
IGCC | 0 | 0 | 0 | 0 | 0 | 0
DemandResponse | 0 | 0 | 0 | 0 | 0 | 0
IGCC-CCS | 0 | 0 | 0 | 0 | 0 | 0
WT_off | 0 | 0 | 0 | 0 | 0 | 0
PseudoUnit | 0 | 0 | 0 | 0 | 0 | 0
FixedInterchange | 3000 | 3000 | 3000 | 3000 | 3000 | 3000
Total Installed Capacity by Reporting Type: HQ_NEISO
ReportingType | 2015 | 2020 | 2025 | 2030 | 2035 | 2040
BM | 0 | 0 | 0 | 0 | 0 | 0
CC | 0 | 0 | 0 | 0 | 0 | 0
CSP | 0 | 0 | 0 | 0 | 0 | 0
CT | 0 | 0 | 0 | 0 | 0 | 0
Coal | 0 | 0 | 0 | 0 | 0 | 0
Geo | 0 | 0 | 0 | 0 | 0 | 0
H | 0 | 0 | 0 | 0 | 0 | 0
LFG | 0 | 0 | 0 | 0 | 0 | 0
Nuc | 0.1 | 0.1 | 0.1 | 0.1 | 0.1 | 0.1
PS | 0 | 0 | 0 | 0 | 0 | 0
PV | 0 | 0 | 0 | 0 | 0 | 0
PeakG | 0 | 0 | 0 | 0 | 0 | 0
PeakO | 0 | 0 | 0 | 0 | 0 | 0
ST | 0 | 0 | 0 | 0 | 0 | 0
STOG | 0 | 0 | 0 | 0 | 0 | 0
STWD | 0 | 0 | 0 | 0 | 0 | 0
WT | 0 | 0 | 0 | 0 | 0 | 0
IGCC | 0 | 0 | 0 | 0 | 0 | 0
DemandResponse | 0 | 0 | 0 | 0 | 0 | 0
IGCC-CCS | 0 | 0 | 0 | 0 | 0 | 0
WT_off | 0 | 0 | 0 | 0 | 0 | 0
PseudoUnit | 0 | 0 | 1476.49 | 1476.49 | 1476.49 | 1476.49
FixedInterchange | 2920 | 2920 | 2920 | 2920 | 2920 | 2920
Total Installed Capacity by Reporting Type: HQ_NY
ReportingType | 2015 | 2020 | 2025 | 2030 | 2035 | 2040
BM | 0 | 0 | 0 | 0 | 0 | 0
CC | 0 | 0 | 0 | 0 | 0 | 0
CSP | 0 | 0 | 0 | 0 | 0 | 0
CT | 0 | 0 | 0 | 0 | 0 | 0
Coal | 0 | 0 | 0 | 0 | 0 | 0
Geo | 0 | 0 | 0 | 0 | 0 | 0
H | 0 | 0 | 0 | 0 | 0 | 0
LFG | 0 | 0 | 0 | 0 | 0 | 0
Nuc | 0.1 | 0.1 | 0.1 | 0.1 | 0.1 | 0.1
PS | 0 | 0 | 0 | 0 | 0 | 0
PV | 0 | 0 | 0 | 0 | 0 | 0
PeakG | 0 | 0 | 0 | 0 | 0 | 0
PeakO | 0 | 0 | 0 | 0 | 0 | 0
ST | 0 | 0 | 0 | 0 | 0 | 0
STOG | 0 | 0 | 0 | 0 | 0 | 0
STWD | 0 | 0 | 0 | 0 | 0 | 0
WT | 0 | 0 | 0 | 0 | 0 | 0
IGCC | 0 | 0 | 0 | 0 | 0 | 0
DemandResponse | 0 | 0 | 0 | 0 | 0 | 0
IGCC-CCS | 0 | 0 | 0 | 0 | 0 | 0
WT_off | 0 | 0 | 0 | 0 | 0 | 0
PseudoUnit | 0 | 1168.31 | 2500 | 2500 | 2500 | 2500
FixedInterchange | 1500 | 1500 | 1500 | 1500 | 1500 | 1500
Total Installed Capacity by Reporting Type: MARITIMES
ReportingType | 2015 | 2020 | 2025 | 2030 | 2035 | 2040
BM | 0 | 0 | 0 | 0 | 0 | 0
CC | 0 | 0 | 0 | 0 | 0 | 0
CSP | 0 | 0 | 0 | 0 | 0 | 0
CT | 0 | 0 | 0 | 0 | 0 | 0
Coal | 0 | 0 | 0 | 0 | 0 | 0
Geo | 0 | 0 | 0 | 0 | 0 | 0
H | 0 | 0 | 0 | 0 | 0 | 0
LFG | 0 | 0 | 0 | 0 | 0 | 0
Nuc | 0.1 | 0.1 | 0.1 | 0.1 | 0.1 | 0.1
PS | 0 | 0 | 0 | 0 | 0 | 0
PV | 0 | 0 | 0 | 0 | 0 | 0
PeakG | 0 | 0 | 0 | 0 | 0 | 0
PeakO | 0 | 0 | 0 | 0 | 0 | 0
ST | 0 | 0 | 0 | 0 | 0 | 0
STOG | 0 | 0 | 0 | 0 | 0 | 0
STWD | 0 | 0 | 0 | 0 | 0 | 0
WT | 0 | 0 | 0 | 0 | 0 | 0
IGCC | 0 | 0 | 0 | 0 | 0 | 0
DemandResponse | 0 | 0 | 0 | 0 | 0 | 0
IGCC-CCS | 0 | 0 | 0 | 0 | 0 | 0
WT_off | 0 | 0 | 0 | 0 | 0 | 0
PseudoUnit | 0 | 500 | 500 | 500 | 500 | 500
FixedInterchange | 1400 | 1400 | 1400 | 1400 | 1400 | 1400
Total Installed Capacity by Reporting Type: All
ReportingType | 2015 | 2020 | 2025 | 2030 | 2035 | 2040
BM | 1251 | 1421.21 | 1959.77 | 1972.51 | 34990.07 | 86585.37
CC | 306677.58 | 363058.09 | 359851.61 | 347997 | 295688.37 | 232253.84
CSP | 0 | 0 | 0 | 0 | 0 | 0
CT | 6393.79 | 6693.79 | 6693.79 | 6095.85 | 1677.02 | 1677.02
Coal | 163784.04 | 88872.23 | 55646.85 | 43959.48 | 40745.13 | 40745.13
Geo | 2534.2 | 4609.2 | 9038.2 | 9038.2 | 9038.2 | 9038.2
H | 106079.79 | 107278.79 | 110504.79 | 112602.42 | 114164.46 | 114164.46
LFG | 4136 | 6089 | 8299 | 9022.5 | 9022.5 | 9022.5
Nuc | 117236.86 | 121152.36 | 126626.96 | 169664.27 | 193088.57 | 223382.57
PS | 21788 | 21788 | 21788 | 21788 | 21788 | 21788
PV | 1648 | 3716.67 | 4718.04 | 4896.49 | 3828.04 | 3944.61
PeakG | 117902.25 | 117902.25 | 117343.25 | 104822.91 | 101293.26 | 99696
PeakO | 19293.72 | 19293.72 | 17698.17 | 16820.72 | 15469.72 | 12161.72
ST | 760 | 1573.04 | 1800.81 | 1938.05 | 4869.27 | 5705.41
STOG | 48683.8 | 48683.8 | 36420.16 | 30488.15 | 16921.28 | 9623.3
STWD | 4951 | 4951 | 4951 | 4951 | 4951 | 4951
WT | 64004.8 | 139247.5 | 227212.53 | 290498.13 | 312416.51 | 321483.83
IGCC | 618 | 618 | 618 | 618 | 618 | 618
DemandResponse | 37863.74 | 60093.26 | 85862.57 | 89210.8 | 92685.8 | 96304.58
IGCC-CCS | 0 | 0 | 0 | 0 | 0 | 0
WT_off | 469 | 469 | 1569 | 1569 | 30403.86 | 60132.93
PseudoUnit | 0 | 1668.31 | 4476.49 | 4476.49 | 4476.49 | 4476.49
FixedInterchange | 8820 | 8820 | 8820 | 8820 | 8820 | 8820
Total Installed Capacity by Reporting Type: EI_US
ReportingType | 2015 | 2020 | 2025 | 2030 | 2035 | 2040
BM | 741.12 | 911.33 | 1449.89 | 1462.62 | 29115.73 | 76053.82
CC | 211138.68 | 262316.23 | 259840.75 | 251440.89 | 217760.25 | 160357.65
CSP | 0 | 0 | 0 | 0 | 0 | 0
CT | 4323.69 | 4623.69 | 4623.69 | 4025.75 | 1500.75 | 1500.75
Coal | 129742.47 | 60542.37 | 39233.98 | 37302.38 | 34088.03 | 34088.03
Geo | 44 | 44 | 44 | 44 | 44 | 44
H | 29436.09 | 29940.09 | 31671.09 | 31762.09 | 32874.09 | 32874.09
LFG | 3458.4 | 4477.17 | 5812.5 | 6536 | 6536 | 6536
Nuc | 89571.36 | 93486.86 | 98799.13 | 120680.07 | 121907.54 | 144746.45
PS | 16931 | 16931 | 16931 | 16931 | 16931 | 16931
PV | 176.74 | 2245.41 | 3246.78 | 3425.23 | 3438.04 | 3554.61
PeakG | 97444.5 | 97444.5 | 97444.5 | 84924.17 | 81394.51 | 79797.25
PeakO | 18637.72 | 18637.72 | 17046.17 | 16168.72 | 14817.72 | 11509.72
ST | 0 | 0 | 0 | 0 | 0 | 0
STOG | 25004.45 | 25004.45 | 17250.67 | 15251.35 | 11649.3 | 4351.32
STWD | 2980 | 2980 | 2980 | 2980 | 2980 | 2980
WT | 36938.6 | 92649.82 | 147893.19 | 189303.15 | 205235.85 | 210875.37
IGCC | 618 | 618 | 618 | 618 | 618 | 618
DemandResponse | 29707.66 | 46218.47 | 65324.07 | 67718.5 | 70208.86 | 72802.09
IGCC-CCS | 0 | 0 | 0 | 0 | 0 | 0
WT_off | 469 | 469 | 1569 | 1569 | 30403.86 | 60132.93
PseudoUnit | 0 | 1668.31 | 4476.49 | 4476.49 | 4476.49 | 4476.49
FixedInterchange | 5820 | 5820 | 5820 | 5820 | 5820 | 5820
Total Installed Capacity by Reporting Type: EI_Canada
ReportingType | 2015 | 2020 | 2025 | 2030 | 2035 | 2040
BM | 326.33 | 326.33 | 326.33 | 326.33 | 326.33 | 326.33
CC | 2275.76 | 2275.76 | 1544.76 | 1544.76 | 1544.76 | 1263
CSP | 0 | 0 | 0 | 0 | 0 | 0
CT | 368 | 368 | 368 | 368 | 104.7 | 104.7
Coal | 669.06 | 108.73 | 0 | 0 | 0 | 0
Geo | 0 | 0 | 0 | 0 | 0 | 0
H | 15168.7 | 15863.7 | 17358.7 | 19365.33 | 19480.37 | 19480.37
LFG | 117.5 | 117.5 | 117.5 | 117.5 | 117.5 | 117.5
Nuc | 13018.2 | 13018.2 | 13018.2 | 13018.2 | 11988.2 | 10448.2
PS | 123 | 123 | 123 | 123 | 123 | 123
PV | 1097.26 | 1097.26 | 1097.26 | 1097.26 | 30 | 30
PeakG | 559 | 559 | 0 | 0 | 0 | 0
PeakO | 4 | 4 | 0 | 0 | 0 | 0
ST | 0 | 0 | 0 | 0 | 0 | 0
STOG | 126 | 126 | 0 | 0 | 0 | 0
STWD | 139 | 139 | 139 | 139 | 139 | 139
WT | 3963.3 | 3963.3 | 3963.3 | 3963.3 | 1280 | 1280
IGCC | 0 | 0 | 0 | 0 | 0 | 0
DemandResponse | 2048.29 | 2374.97 | 2887.27 | 2989.59 | 3095.56 | 3205.29
IGCC-CCS | 0 | 0 | 0 | 0 | 0 | 0
WT_off | 0 | 0 | 0 | 0 | 0 | 0
PseudoUnit | 0 | 0 | 0 | 0 | 0 | 0
FixedInterchange | 3000 | 3000 | 3000 | 3000 | 3000 | 3000
Total Installed Capacity by Reporting Type: EI
ReportingType | 2015 | 2020 | 2025 | 2030 | 2035 | 2040
BM | 1067.45 | 1237.66 | 1776.22 | 1788.96 | 29442.07 | 76380.16
CC | 213414.44 | 264591.98 | 261385.5 | 252985.65 | 219305.01 | 161620.65
CSP | 0 | 0 | 0 | 0 | 0 | 0
CT | 4691.69 | 4991.69 | 4991.69 | 4393.75 | 1605.45 | 1605.45
Coal | 130411.53 | 60651.1 | 39233.98 | 37302.38 | 34088.03 | 34088.03
Geo | 44 | 44 | 44 | 44 | 44 | 44
H | 44604.79 | 45803.79 | 49029.79 | 51127.42 | 52354.46 | 52354.46
LFG | 3575.9 | 4594.67 | 5930 | 6653.5 | 6653.5 | 6653.5
Nuc | 102589.56 | 106505.06 | 111817.33 | 133698.27 | 133895.74 | 155194.65
PS | 17054 | 17054 | 17054 | 17054 | 17054 | 17054
PV | 1274 | 3342.67 | 4344.04 | 4522.49 | 3468.04 | 3584.61
PeakG | 98003.5 | 98003.5 | 97444.5 | 84924.17 | 81394.51 | 79797.25
PeakO | 18641.72 | 18641.72 | 17046.17 | 16168.72 | 14817.72 | 11509.72
ST | 0 | 0 | 0 | 0 | 0 | 0
STOG | 25130.45 | 25130.45 | 17250.67 | 15251.35 | 11649.3 | 4351.32
STWD | 3119 | 3119 | 3119 | 3119 | 3119 | 3119
WT | 40901.9 | 96613.12 | 151856.49 | 193266.45 | 206515.85 | 212155.37
IGCC | 618 | 618 | 618 | 618 | 618 | 618
DemandResponse | 31755.95 | 48593.44 | 68211.33 | 70708.09 | 73304.41 | 76007.38
IGCC-CCS | 0 | 0 | 0 | 0 | 0 | 0
WT_off | 469 | 469 | 1569 | 1569 | 30403.86 | 60132.93
PseudoUnit | 0 | 1668.31 | 4476.49 | 4476.49 | 4476.49 | 4476.49
FixedInterchange | 8820 | 8820 | 8820 | 8820 | 8820 | 8820
Total Installed Capacity by Reporting Type: Outside_EI
ReportingType | 2015 | 2020 | 2025 | 2030 | 2035 | 2040
BM | 183.55 | 183.55 | 183.55 | 183.55 | 5548 | 10205.21
CC | 93263.14 | 98466.1 | 98466.1 | 95011.35 | 76383.37 | 70633.19
CSP | 0 | 0 | 0 | 0 | 0 | 0
CT | 1702.1 | 1702.1 | 1702.1 | 1702.1 | 71.57 | 71.57
Coal | 33372.51 | 28221.13 | 16412.87 | 6657.1 | 6657.1 | 6657.1
Geo | 2490.2 | 4565.2 | 8994.2 | 8994.2 | 8994.2 | 8994.2
H | 61475 | 61475 | 61475 | 61475 | 61810 | 61810
LFG | 560.1 | 1494.33 | 2369 | 2369 | 2369 | 2369
Nuc | 14647.3 | 14647.3 | 14809.63 | 35965.99 | 59192.83 | 68187.92
PS | 4734 | 4734 | 4734 | 4734 | 4734 | 4734
PV | 374 | 374 | 374 | 374 | 360 | 360
PeakG | 19898.75 | 19898.75 | 19898.75 | 19898.75 | 19898.75 | 19898.75
PeakO | 652 | 652 | 652 | 652 | 652 | 652
ST | 760 | 1573.04 | 1800.81 | 1938.05 | 4869.27 | 5705.41
STOG | 23553.35 | 23553.35 | 19169.49 | 15236.81 | 5271.98 | 5271.98
STWD | 1832 | 1832 | 1832 | 1832 | 1832 | 1832
WT | 23102.9 | 42634.39 | 75356.04 | 97231.68 | 105900.66 | 109328.46
IGCC | 0 | 0 | 0 | 0 | 0 | 0
DemandResponse | 6107.8 | 11499.81 | 17651.23 | 18502.71 | 19381.39 | 20297.2
IGCC-CCS | 0 | 0 | 0 | 0 | 0 | 0
WT_off | 0 | 0 | 0 | 0 | 0 | 0
PseudoUnit | 0 | 0 | 0 | 0 | 0 | 0
FixedInterchange | 0 | 0 | 0 | 0 | 0 | 0
#6 | Retrofit Capacity (MW)
Retrofit Capacity by Reporting Type: Entergy
ReportingType | 2015 | 2020 | 2025 | 2030 | 2035 | 2040
FGD | 0 | 0 | 0 | 0 | 0 | 0
SNCR | 0 | 0 | 0 | 0 | 0 | 0
SCR | 0 | 0 | 0 | 0 | 0 | 0
ACI90 | 0 | 0 | 0 | 0 | 0 | 0
RPJ90 | 0 | 0 | 0 | 0 | 0 | 0
PCSEQ | 0 | 0 | 0 | 0 | 0 | 0
Retrofit Capacity by Reporting Type: FRCC
ReportingType | 2015 | 2020 | 2025 | 2030 | 2035 | 2040
FGD | 0 | 0 | 0 | 0 | 0 | 0
SNCR | 0 | 0 | 0 | 0 | 0 | 0
SCR | 1898 | 0 | 0 | 0 | 0 | 0
ACI90 | 0 | 0 | 0 | 0 | 0 | 0
RPJ90 | 0 | 1698 | 1698 | 1698 | 1698 | 1698
PCSEQ | 0 | 0 | 0 | 238.48 | 701.58 | 855.33
Retrofit Capacity by Reporting Type: MAPP_US
ReportingType | 2015 | 2020 | 2025 | 2030 | 2035 | 2040
FGD | 221 | 0 | 0 | 0 | 0 | 0
SNCR | 0 | 0 | 0 | 0 | 0 | 0
SCR | 0 | 0 | 0 | 0 | 0 | 0
ACI90 | 0 | 0 | 0 | 0 | 0 | 0
RPJ90 | 0 | 802.4 | 0 | 0 | 0 | 0
PCSEQ | 0 | 0 | 0 | 0 | 0 | 0
Retrofit Capacity by Reporting Type: MISO_IN
ReportingType | 2015 | 2020 | 2025 | 2030 | 2035 | 2040
FGD | 0 | 0 | 0 | 0 | 0 | 0
SNCR | 0 | 0 | 0 | 0 | 0 | 0
SCR | 0 | 0 | 0 | 0 | 0 | 0
ACI90 | 0 | 0 | 0 | 0 | 0 | 0
RPJ90 | 0 | 4491.01 | 4492.85 | 4510.34 | 4580.76 | 4580.76
PCSEQ | 0 | 0 | 92.58 | 997.17 | 3072.43 | 3149.37
Retrofit Capacity by Reporting Type: MISO_MI
ReportingType | 2015 | 2020 | 2025 | 2030 | 2035 | 2040
FGD | 0 | 0 | 0 | 0 | 0 | 0
SNCR | 0 | 0 | 0 | 0 | 0 | 0
SCR | 355 | 0 | 0 | 0 | 0 | 0
ACI90 | 0 | 0 | 0 | 0 | 0 | 0
RPJ90 | 0 | 0 | 0 | 0 | 0 | 0
PCSEQ | 0 | 0 | 0 | 0 | 0 | 0
Retrofit Capacity by Reporting Type: MISO_MO-IL
ReportingType | 2015 | 2020 | 2025 | 2030 | 2035 | 2040
FGD | 0 | 0 | 0 | 0 | 0 | 0
SNCR | 0 | 0 | 0 | 0 | 0 | 0
SCR | 400 | 200 | 200 | 200 | 200 | 200
ACI90 | 0 | 0 | 0 | 0 | 0 | 0
RPJ90 | 1683 | 796.01 | 796.02 | 796.02 | 796.03 | 796.03
PCSEQ | 0 | 0 | 54.39 | 194.09 | 590.38 | 590.38
Retrofit Capacity by Reporting Type: MISO_W
ReportingType | 2015 | 2020 | 2025 | 2030 | 2035 | 2040
FGD | 0 | 0 | 0 | 0 | 0 | 0
SNCR | 0 | 0 | 0 | 0 | 0 | 0
SCR | 612.63 | 0 | 0 | 0 | 0 | 0
ACI90 | 0 | 0 | 0 | 0 | 0 | 0
RPJ90 | 2301.83 | 4565 | 3004.14 | 3004.14 | 800 | 800
PCSEQ | 0 | 0 | 541.52 | 541.52 | 541.52 | 541.52
Retrofit Capacity by Reporting Type: MISO_WUMS
ReportingType | 2015 | 2020 | 2025 | 2030 | 2035 | 2040
FGD | 1135 | 0 | 0 | 0 | 0 | 0
SNCR | 0 | 0 | 0 | 0 | 0 | 0
SCR | 2778.6 | 615 | 615 | 615 | 615 | 615
ACI90 | 0 | 0 | 0 | 0 | 0 | 0
RPJ90 | 1740.21 | 537.01 | 537.01 | 537.02 | 537.02 | 537.03
PCSEQ | 0 | 0 | 122.52 | 193.48 | 452.48 | 675.9
Retrofit Capacity by Reporting Type: Nebraska
ReportingType | 2015 | 2020 | 2025 | 2030 | 2035 | 2040
FGD | 0 | 0 | 0 | 0 | 0 | 0
SNCR | 0 | 0 | 0 | 0 | 0 | 0
SCR | 0 | 0 | 0 | 0 | 0 | 0
ACI90 | 0 | 0 | 0 | 0 | 0 | 0
RPJ90 | 1364.4 | 682.2 | 682.2 | 682.2 | 682.2 | 682.2
PCSEQ | 0 | 312.33 | 462.77 | 462.77 | 462.77 | 462.77
Retrofit Capacity by Reporting Type: NEISO
ReportingType | 2015 | 2020 | 2025 | 2030 | 2035 | 2040
FGD | 320 | 0 | 0 | 0 | 0 | 0
SNCR | 0 | 0 | 0 | 0 | 0 | 0
SCR | 0 | 0 | 0 | 0 | 0 | 0
ACI90 | 0 | 0 | 0 | 0 | 0 | 0
RPJ90 | 870.93 | 0 | 0 | 0 | 0 | 0
PCSEQ | 0 | 0 | 0 | 0 | 0 | 0
Retrofit Capacity by Reporting Type: NonRTO_Midwest
ReportingType | 2015 | 2020 | 2025 | 2030 | 2035 | 2040
FGD | 1403 | 0 | 0 | 0 | 0 | 0
SNCR | 0 | 0 | 0 | 0 | 0 | 0
SCR | 1463.8 | 731.9 | 731.9 | 731.9 | 731.9 | 731.9
ACI90 | 0 | 0 | 0 | 0 | 0 | 0
RPJ90 | 0.01 | 2523.02 | 1717.39 | 1171.4 | 1171.41 | 1171.41
PCSEQ | 0 | 0 | 67.44 | 972.26 | 1140.21 | 1140.21
Retrofit Capacity by Reporting Type: NYISO_A-F
ReportingType | 2015 | 2020 | 2025 | 2030 | 2035 | 2040
FGD | 0 | 0 | 0 | 0 | 0 | 0
SNCR | 0 | 0 | 0 | 0 | 0 | 0
SCR | 0 | 0 | 0 | 0 | 0 | 0
ACI90 | 0 | 0 | 0 | 0 | 0 | 0
RPJ90 | 486.3 | 0 | 0 | 0 | 0 | 0
PCSEQ | 0 | 0 | 0 | 0 | 0 | 0
Retrofit Capacity by Reporting Type: NYISO_G-I
ReportingType | 2015 | 2020 | 2025 | 2030 | 2035 | 2040
FGD | 0 | 0 | 0 | 0 | 0 | 0
SNCR | 0 | 0 | 0 | 0 | 0 | 0
SCR | 0 | 0 | 0 | 0 | 0 | 0
ACI90 | 0 | 0 | 0 | 0 | 0 | 0
RPJ90 | 0 | 0 | 0 | 0 | 0 | 0
PCSEQ | 0 | 0 | 0 | 0 | 0 | 0
Retrofit Capacity by Reporting Type: NYISO_J-K
ReportingType | 2015 | 2020 | 2025 | 2030 | 2035 | 2040
FGD | 0 | 0 | 0 | 0 | 0 | 0
SNCR | 0 | 0 | 0 | 0 | 0 | 0
SCR | 0 | 0 | 0 | 0 | 0 | 0
ACI90 | 0 | 0 | 0 | 0 | 0 | 0
RPJ90 | 0 | 0 | 0 | 0 | 0 | 0
PCSEQ | 0 | 0 | 0 | 0 | 0 | 0
Retrofit Capacity by Reporting Type: PJM_E
ReportingType | 2015 | 2020 | 2025 | 2030 | 2035 | 2040
FGD | 0 | 0 | 0 | 0 | 0 | 0
SNCR | 0 | 0 | 0 | 0 | 0 | 0
SCR | 568 | 0 | 0 | 0 | 0 | 0
ACI90 | 0 | 0 | 0 | 0 | 0 | 0
RPJ90 | 1784.01 | 0.02 | 0.02 | 3.66 | 57.9 | 123.39
PCSEQ | 0 | 0 | 0 | 7.21 | 114.28 | 242.29
Retrofit Capacity by Reporting Type: PJM_ROM
ReportingType | 2015 | 2020 | 2025 | 2030 | 2035 | 2040
FGD | 0 | 0 | 0 | 0 | 0 | 0
SNCR | 0 | 0 | 0 | 0 | 0 | 0
SCR | 341 | 0 | 0 | 0 | 0 | 0
ACI90 | 0 | 0 | 0 | 0 | 0 | 0
RPJ90 | 1286 | 1171 | 650 | 650 | 650 | 650
PCSEQ | 0 | 0 | 8.22 | 234.19 | 442.87 | 442.87
Retrofit Capacity by Reporting Type: PJM_ROR
ReportingType | 2015 | 2020 | 2025 | 2030 | 2035 | 2040
FGD | 0 | 0 | 0 | 0 | 0 | 0
SNCR | 0 | 0 | 0 | 0 | 0 | 0
SCR | 1200 | 0 | 0 | 0 | 0 | 0
ACI90 | 0 | 0 | 0 | 0 | 0 | 0
RPJ90 | 0 | 13774.49 | 7649.2 | 7649.2 | 7649.2 | 7649.2
PCSEQ | 0 | 0 | 971.25 | 2395.19 | 5176.43 | 5176.43
Retrofit Capacity by Reporting Type: SOCO
ReportingType | 2015 | 2020 | 2025 | 2030 | 2035 | 2040
FGD | 4088.7 | 2028.58 | 0 | 0 | 0 | 0
SNCR | 0 | 0 | 0 | 0 | 0 | 0
SCR | 3404.7 | 2028.58 | 0 | 0 | 0 | 0
ACI90 | 0 | 0 | 0 | 0 | 0 | 0
RPJ90 | 6809.4 | 3955.3 | 1926.72 | 1926.72 | 1926.72 | 1926.72
PCSEQ | 0 | 0 | 970.55 | 1293.96 | 1293.96 | 1293.96
Retrofit Capacity by Reporting Type: SPP_N
ReportingType | 2015 | 2020 | 2025 | 2030 | 2035 | 2040
FGD | 0 | 0 | 0 | 0 | 0 | 0
SNCR | 0 | 0 | 0 | 0 | 0 | 0
SCR | 0 | 0 | 0 | 0 | 0 | 0
ACI90 | 0 | 0 | 0 | 0 | 0 | 0
RPJ90 | 1302.01 | 4385.89 | 2127.62 | 2167.55 | 1527.67 | 1527.68
PCSEQ | 0 | 0 | 7.21 | 418.92 | 1066.78 | 1066.78
Retrofit Capacity by Reporting Type: SPP_S
ReportingType | 2015 | 2020 | 2025 | 2030 | 2035 | 2040
FGD | 0 | 1774 | 269.59 | 269.59 | 0 | 0
SNCR | 0 | 0 | 0 | 0 | 0 | 0
SCR | 0 | 0 | 0 | 0 | 0 | 0
ACI90 | 0 | 0 | 0 | 0 | 0 | 0
RPJ90 | 0 | 2446 | 269.59 | 269.59 | 0 | 0
PCSEQ | 0 | 0 | 0 | 0 | 0 | 0
Retrofit Capacity by Reporting Type: TVA
ReportingType | 2015 | 2020 | 2025 | 2030 | 2035 | 2040
FGD | 0 | 0 | 0 | 0 | 0 | 0
SNCR | 0 | 0 | 0 | 0 | 0 | 0
SCR | 0 | 0 | 0 | 0 | 0 | 0
ACI90 | 0 | 0 | 0 | 0 | 0 | 0
RPJ90 | 0 | 2626.87 | 765.61 | 0 | 0 | 0
PCSEQ | 0 | 0 | 0 | 0 | 0 | 0
Retrofit Capacity by Reporting Type: TVA_Transmission
ReportingType | 2015 | 2020 | 2025 | 2030 | 2035 | 2040
FGD | 0 | 0 | 0 | 0 | 0 | 0
SNCR | 0 | 0 | 0 | 0 | 0 | 0
SCR | 0 | 0 | 0 | 0 | 0 | 0
ACI90 | 0 | 0 | 0 | 0 | 0 | 0
RPJ90 | 0 | 0 | 0 | 0 | 0 | 0
PCSEQ | 0 | 0 | 0 | 0 | 0 | 0
Retrofit Capacity by Reporting Type: VACAR
ReportingType | 2015 | 2020 | 2025 | 2030 | 2035 | 2040
FGD | 0 | 0 | 0 | 0 | 0 | 0
SNCR | 0 | 0 | 0 | 0 | 0 | 0
SCR | 0 | 0 | 0 | 0 | 0 | 0
ACI90 | 0 | 0 | 0 | 0 | 0 | 0
RPJ90 | 0.01 | 4248.71 | 1780.01 | 1175.47 | 1189.99 | 1189.99
PCSEQ | 0 | 0 | 290.43 | 460.66 | 746.57 | 746.57
Retrofit Capacity by Reporting Type: IESO
ReportingType | 2015 | 2020 | 2025 | 2030 | 2035 | 2040
FGD | 0 | 0 | 0 | 0 | 0 | 0
SNCR | 0 | 0 | 0 | 0 | 0 | 0
SCR | 0 | 0 | 0 | 0 | 0 | 0
ACI90 | 0 | 0 | 0 | 0 | 0 | 0
RPJ90 | 0 | 0 | 0 | 0 | 0 | 0
PCSEQ | 0 | 0 | 0 | 0 | 0 | 0
Retrofit Capacity by Reporting Type: MAPP_CA
ReportingType | 2015 | 2020 | 2025 | 2030 | 2035 | 2040
FGD | 0 | 0 | 0 | 0 | 0 | 0
SNCR | 0 | 0 | 0 | 0 | 0 | 0
SCR | 0 | 0 | 0 | 0 | 0 | 0
ACI90 | 0 | 0 | 0 | 0 | 0 | 0
RPJ90 | 0 | 0 | 0 | 0 | 0 | 0
PCSEQ | 0 | 0 | 0 | 0 | 0 | 0
Retrofit Capacity by Reporting Type: AZ_NM_SNV_Coal
ReportingType | 2015 | 2020 | 2025 | 2030 | 2035 | 2040
FGD | 384 | 0 | 0 | 0 | 0 | 0
SNCR | 0 | 0 | 0 | 0 | 0 | 0
SCR | 800 | 400 | 400 | 400 | 400 | 400
ACI90 | 0 | 0 | 0 | 0 | 0 | 0
RPJ90 | 3286 | 6476 | 3761.92 | 418.02 | 418.02 | 418.02
PCSEQ | 0 | 0 | 0 | 88.29 | 583.12 | 583.12
Retrofit Capacity by Reporting Type: AZ_NM_SNV_Gas
ReportingType | 2015 | 2020 | 2025 | 2030 | 2035 | 2040
FGD | 0 | 0 | 0 | 0 | 0 | 0
SNCR | 0 | 0 | 0 | 0 | 0 | 0
SCR | 0 | 0 | 0 | 0 | 0 | 0
ACI90 | 0 | 0 | 0 | 0 | 0 | 0
RPJ90 | 0 | 0 | 0 | 0 | 0 | 0
PCSEQ | 0 | 0 | 0 | 0 | 0 | 0
Retrofit Capacity by Reporting Type: AZ_NM_SNV_NucRenew
ReportingType | 2015 | 2020 | 2025 | 2030 | 2035 | 2040
FGD | 0 | 0 | 0 | 0 | 0 | 0
SNCR | 0 | 0 | 0 | 0 | 0 | 0
SCR | 0 | 0 | 0 | 0 | 0 | 0
ACI90 | 0 | 0 | 0 | 0 | 0 | 0
RPJ90 | 0 | 0 | 0 | 0 | 0 | 0
PCSEQ | 0 | 0 | 0 | 0 | 0 | 0
Retrofit Capacity by Reporting Type: ERCOT
ReportingType | 2015 | 2020 | 2025 | 2030 | 2035 | 2040
FGD | 0 | 0 | 0 | 0 | 0 | 0
SNCR | 0 | 0 | 0 | 0 | 0 | 0
SCR | 3515 | 1330 | 1330 | 1330 | 1330 | 1330
ACI90 | 0 | 0 | 0 | 0 | 0 | 0
RPJ90 | 7133.4 | 1890.01 | 1373.19 | 1402.48 | 1479.44 | 1479.45
PCSEQ | 0 | 0 | 563.47 | 901.99 | 1061.68 | 1061.68
Retrofit Capacity by Reporting Type: NP15
ReportingType | 2015 | 2020 | 2025 | 2030 | 2035 | 2040
FGD | 0 | 0 | 0 | 0 | 0 | 0
SNCR | 0 | 0 | 0 | 0 | 0 | 0
SCR | 0 | 0 | 0 | 0 | 0 | 0
ACI90 | 0 | 0 | 0 | 0 | 0 | 0
RPJ90 | 0 | 0 | 0 | 0 | 0 | 0
PCSEQ | 0 | 0 | 0 | 0 | 0 | 0
Retrofit Capacity by Reporting Type: NWPP_Coal
ReportingType | 2015 | 2020 | 2025 | 2030 | 2035 | 2040
FGD | 0 | 0 | 0 | 0 | 0 | 0
SNCR | 0 | 0 | 0 | 0 | 0 | 0
SCR | 0 | 0 | 0 | 0 | 0 | 0
ACI90 | 0 | 0 | 0 | 0 | 0 | 0
RPJ90 | 453.6 | 4908.8 | 226.8 | 226.8 | 226.8 | 226.8
PCSEQ | 0 | 0 | 226.8 | 226.8 | 226.8 | 226.8
Retrofit Capacity by Reporting Type: NWPP_Gas
ReportingType | 2015 | 2020 | 2025 | 2030 | 2035 | 2040
FGD | 0 | 0 | 0 | 0 | 0 | 0
SNCR | 0 | 0 | 0 | 0 | 0 | 0
SCR | 0 | 0 | 0 | 0 | 0 | 0
ACI90 | 0 | 0 | 0 | 0 | 0 | 0
RPJ90 | 0 | 0 | 0 | 0 | 0 | 0
PCSEQ | 0 | 0 | 0 | 0 | 0 | 0
Retrofit Capacity by Reporting Type: NWPP_NucRenew
ReportingType | 2015 | 2020 | 2025 | 2030 | 2035 | 2040
FGD | 0 | 0 | 0 | 0 | 0 | 0
SNCR | 0 | 0 | 0 | 0 | 0 | 0
SCR | 0 | 0 | 0 | 0 | 0 | 0
ACI90 | 0 | 0 | 0 | 0 | 0 | 0
RPJ90 | 0 | 0 | 0 | 0 | 0 | 0
PCSEQ | 0 | 0 | 0 | 0 | 0 | 0
Retrofit Capacity by Reporting Type: RMPA
ReportingType | 2015 | 2020 | 2025 | 2030 | 2035 | 2040
FGD | 0 | 713 | 0 | 0 | 0 | 0
SNCR | 0 | 0 | 0 | 0 | 0 | 0
SCR | 1554.6 | 777.3 | 777.3 | 777.3 | 777.3 | 777.3
ACI90 | 0 | 0 | 0 | 0 | 0 | 0
RPJ90 | 2874.6 | 5194.3 | 1345.16 | 777.3 | 777.3 | 777.3
PCSEQ | 0 | 0 | 554.1 | 554.1 | 554.1 | 554.1
Retrofit Capacity by Reporting Type: SP15
ReportingType | 2015 | 2020 | 2025 | 2030 | 2035 | 2040
FGD | 0 | 0 | 0 | 0 | 0 | 0
SNCR | 0 | 0 | 0 | 0 | 0 | 0
SCR | 0 | 0 | 0 | 0 | 0 | 0
ACI90 | 0 | 0 | 0 | 0 | 0 | 0
RPJ90 | 0 | 101.2 | 98.16 | 0 | 0 | 0
PCSEQ | 0 | 0 | 0 | 0 | 0 | 0
Retrofit Capacity by Reporting Type: ALB
ReportingType | 2015 | 2020 | 2025 | 2030 | 2035 | 2040
FGD | 0 | 0 | 0 | 0 | 0 | 0
SNCR | 0 | 0 | 0 | 0 | 0 | 0
SCR | 0 | 0 | 0 | 0 | 0 | 0
ACI90 | 0 | 0 | 0 | 0 | 0 | 0
RPJ90 | 0 | 0 | 0 | 0 | 0 | 0
PCSEQ | 0 | 0 | 0 | 0 | 0 | 0
Retrofit Capacity by Reporting Type: BC
ReportingType | 2015 | 2020 | 2025 | 2030 | 2035 | 2040
FGD | 0 | 0 | 0 | 0 | 0 | 0
SNCR | 0 | 0 | 0 | 0 | 0 | 0
SCR | 0 | 0 | 0 | 0 | 0 | 0
ACI90 | 0 | 0 | 0 | 0 | 0 | 0
RPJ90 | 0 | 0 | 0 | 0 | 0 | 0
PCSEQ | 0 | 0 | 0 | 0 | 0 | 0
Retrofit Capacity by Reporting Type: HQ_IESO
ReportingType | 2015 | 2020 | 2025 | 2030 | 2035 | 2040
FGD | 0 | 0 | 0 | 0 | 0 | 0
SNCR | 0 | 0 | 0 | 0 | 0 | 0
SCR | 0 | 0 | 0 | 0 | 0 | 0
ACI90 | 0 | 0 | 0 | 0 | 0 | 0
RPJ90 | 0 | 0 | 0 | 0 | 0 | 0
PCSEQ | 0 | 0 | 0 | 0 | 0 | 0
Retrofit Capacity by Reporting Type: HQ_NEISO
ReportingType | 2015 | 2020 | 2025 | 2030 | 2035 | 2040
FGD | 0 | 0 | 0 | 0 | 0 | 0
SNCR | 0 | 0 | 0 | 0 | 0 | 0
SCR | 0 | 0 | 0 | 0 | 0 | 0
ACI90 | 0 | 0 | 0 | 0 | 0 | 0
RPJ90 | 0 | 0 | 0 | 0 | 0 | 0
PCSEQ | 0 | 0 | 0 | 0 | 0 | 0
Retrofit Capacity by Reporting Type: HQ_NY
ReportingType | 2015 | 2020 | 2025 | 2030 | 2035 | 2040
FGD | 0 | 0 | 0 | 0 | 0 | 0
SNCR | 0 | 0 | 0 | 0 | 0 | 0
SCR | 0 | 0 | 0 | 0 | 0 | 0
ACI90 | 0 | 0 | 0 | 0 | 0 | 0
RPJ90 | 0 | 0 | 0 | 0 | 0 | 0
PCSEQ | 0 | 0 | 0 | 0 | 0 | 0
Retrofit Capacity by Reporting Type: MARITIMES
ReportingType | 2015 | 2020 | 2025 | 2030 | 2035 | 2040
FGD | 0 | 0 | 0 | 0 | 0 | 0
SNCR | 0 | 0 | 0 | 0 | 0 | 0
SCR | 0 | 0 | 0 | 0 | 0 | 0
ACI90 | 0 | 0 | 0 | 0 | 0 | 0
RPJ90 | 0 | 0 | 0 | 0 | 0 | 0
PCSEQ | 0 | 0 | 0 | 0 | 0 | 0
Retrofit Capacity by Reporting Type: All
ReportingType | 2015 | 2020 | 2025 | 2030 | 2035 | 2040
FGD | 7551.7 | 4515.58 | 269.59 | 269.59 | 0 | 0
SNCR | 0 | 0 | 0 | 0 | 0 | 0
SCR | 18891.33 | 6082.78 | 4054.2 | 4054.2 | 4054.2 | 4054.2
ACI90 | 0 | 0 | 0 | 0 | 0 | 0
RPJ90 | 33375.7 | 67273.24 | 34901.62 | 29065.9 | 26168.46 | 26233.98
PCSEQ | 0 | 312.33 | 4933.23 | 10181.08 | 18227.93 | 18810.07
Retrofit Capacity by Reporting Type: EI_US
ReportingType | 2015 | 2020 | 2025 | 2030 | 2035 | 2040
FGD | 7167.7 | 3802.58 | 269.59 | 269.59 | 0 | 0
SNCR | 0 | 0 | 0 | 0 | 0 | 0
SCR | 13021.73 | 3575.48 | 1546.9 | 1546.9 | 1546.9 | 1546.9
ACI90 | 0 | 0 | 0 | 0 | 0 | 0
RPJ90 | 19628.11 | 48702.93 | 28096.39 | 26241.3 | 23266.9 | 23332.41
PCSEQ | 0 | 312.33 | 3588.86 | 8409.91 | 15802.23 | 16384.37
Retrofit Capacity by Reporting Type: EI_Canada
ReportingType | 2015 | 2020 | 2025 | 2030 | 2035 | 2040
FGD | 0 | 0 | 0 | 0 | 0 | 0
SNCR | 0 | 0 | 0 | 0 | 0 | 0
SCR | 0 | 0 | 0 | 0 | 0 | 0
ACI90 | 0 | 0 | 0 | 0 | 0 | 0
RPJ90 | 0 | 0 | 0 | 0 | 0 | 0
PCSEQ | 0 | 0 | 0 | 0 | 0 | 0
Retrofit Capacity by Reporting Type: EI
ReportingType | 2015 | 2020 | 2025 | 2030 | 2035 | 2040
FGD | 7167.7 | 3802.58 | 269.59 | 269.59 | 0 | 0
SNCR | 0 | 0 | 0 | 0 | 0 | 0
SCR | 13021.73 | 3575.48 | 1546.9 | 1546.9 | 1546.9 | 1546.9
ACI90 | 0 | 0 | 0 | 0 | 0 | 0
RPJ90 | 19628.11 | 48702.93 | 28096.39 | 26241.3 | 23266.9 | 23332.41
PCSEQ | 0 | 312.33 | 3588.86 | 8409.91 | 15802.23 | 16384.37
Retrofit Capacity by Reporting Type: Outside_EI
ReportingType | 2015 | 2020 | 2025 | 2030 | 2035 | 2040
FGD | 384 | 713 | 0 | 0 | 0 | 0
SNCR | 0 | 0 | 0 | 0 | 0 | 0
SCR | 5869.6 | 2507.3 | 2507.3 | 2507.3 | 2507.3 | 2507.3
ACI90 | 0 | 0 | 0 | 0 | 0 | 0
RPJ90 | 13747.6 | 18570.31 | 6805.24 | 2824.59 | 2901.57 | 2901.57
PCSEQ | 0 | 0 | 1344.37 | 1771.18 | 2425.7 | 2425.7
#7 | Reserve Margin (MW)
Reserve Margin Data: ALB
| 2015 | 2020 | 2025 | 2030 | 2035 | 2040
a. Peak Demand | 9181.37 | 9515.81 | 9741.03 | 10539.59 | 10511.17 | 10894.89
b. Peak Demand + Reserve Margin | 10834.02 | 11228.65 | 11494.41 | 12436.71 | 12403.18 | 12855.97
c. DR MW | 105.16 | 361.08 | 660.83 | 708.64 | 759.9 | 814.88
d. Capacity Credit | 10972.74 | 11228.65 | 11528.4 | 12578.16 | 12787.79 | 12855.97
Reserve Margin Data: BC
| 2015 | 2020 | 2025 | 2030 | 2035 | 2040
a. Peak Demand | 11225.55 | 11381.05 | 11396.67 | 12062.39 | 11767.86 | 11931.79
b. Peak Demand + Reserve Margin | 13246.15 | 13429.64 | 13448.08 | 14233.62 | 13886.07 | 14079.51
c. DR MW | 0.01 | 264.69 | 555.31 | 582.51 | 611.05 | 640.98
d. Capacity Credit | 13367.91 | 13632.58 | 13923.2 | 14456.27 | 14516 | 14782.87
Reserve Margin Data: ENT
| 2015 | 2020 | 2025 | 2030 | 2035 | 2040
a. Peak Demand | 31634.41 | 30708.05 | 30365.16 | 28510.79 | 27086.39 | 28230.18
b. Peak Demand + Reserve Margin | 36063.22 | 35007.18 | 34616.28 | 32502.31 | 30878.48 | 32182.41
c. DR MW | 301.55 | 1538.95 | 2854.33 | 2930.78 | 3009.27 | 3089.87
d. Capacity Credit | 36063.22 | 35007.18 | 34616.28 | 32502.31 | 30878.48 | 32182.41
Reserve Margin Data: ERCOT
| 2015 | 2020 | 2025 | 2030 | 2035 | 2040
a. Peak Demand | 68229.3 | 69451.1 | 69569.82 | 68940.45 | 68917.28 | 69525.49
b. Peak Demand + Reserve Margin | 76757.96 | 78132.49 | 78266.05 | 77558 | 77531.94 | 78216.17
c. DR MW | 740.81 | 3617.73 | 6720.3 | 6926.25 | 7155.61 | 7391.29
d. Capacity Credit | 76757.96 | 78132.49 | 78266.05 | 77558 | 77531.94 | 78216.17
Reserve Margin Data: FRCC
| 2015 | 2020 | 2025 | 2030 | 2035 | 2040
a. Peak Demand | 49725.75 | 49833.01 | 52804.36 | 53044.46 | 51283.38 | 54997.97
b. Peak Demand + Reserve Margin | 57681.87 | 57806.29 | 61253.06 | 61531.57 | 59488.72 | 63797.65
c. DR MW | 2734.45 | 3962.85 | 5527.63 | 5878.95 | 6252.59 | 6649.99
d. Capacity Credit | 57681.87 | 57806.29 | 61253.06 | 61531.57 | 59488.72 | 63797.65
Reserve Margin Data: IESO
| 2015 | 2020 | 2025 | 2030 | 2035 | 2040
a. Peak Demand | 21596.16 | 20650.12 | 20392.13 | 21284.45 | 20477.21 | 20474.97
b. Peak Demand + Reserve Margin | 25267.51 | 24160.64 | 23858.79 | 24902.8 | 23958.33 | 23955.71
c. DR MW | 1958.79 | 2066.83 | 2340.54 | 2421.21 | 2504.65 | 2590.98
d. Capacity Credit | 26708.65 | 26816.7 | 27090.4 | 27171.07 | 25409.39 | 23955.71
Reserve Margin Data: MAPP_CA
| 2015 | 2020 | 2025 | 2030 | 2035 | 2040
a. Peak Demand | 8035.11 | 8350.57 | 8287.28 | 8692.95 | 8404.88 | 8445.78
b. Peak Demand + Reserve Margin | 8999.32 | 9352.64 | 9281.75 | 9736.11 | 9413.46 | 9459.27
c. DR MW | 89.5 | 308.14 | 546.73 | 568.39 | 590.9 | 614.31
d. Capacity Credit | 8999.32 | 9352.64 | 9557.5 | 11585.78 | 11659.83 | 11401.48
Reserve Margin Data: MAPP_US
| 2015 | 2020 | 2025 | 2030 | 2035 | 2040
a. Peak Demand | 5129.44 | 5491.37 | 5428.86 | 5639.95 | 5683.4 | 5723.89
b. Peak Demand + Reserve Margin | 5847.56 | 6260.17 | 6188.9 | 6429.54 | 6479.08 | 6525.23
c. DR MW | 59 | 199.4 | 353.8 | 367.81 | 382.38 | 397.53
d. Capacity Credit | 5847.56 | 6260.17 | 6188.9 | 6429.54 | 6479.08 | 6525.23
Reserve Margin Data: NEISO
| 2015 | 2020 | 2025 | 2030 | 2035 | 2040
a. Peak Demand | 28416.17 | 26403.91 | 26008.78 | 25551.91 | 26477.35 | 25679.87
b. Peak Demand + Reserve Margin | 32962.76 | 30628.53 | 30170.18 | 29640.22 | 30713.72 | 29788.64
c. DR MW | 3092.4 | 3627.72 | 4230.66 | 4257.78 | 4282.5 | 4307.35
d. Capacity Credit | 32962.76 | 30628.53 | 30841.25 | 31228.69 | 30713.72 | 29788.64
Reserve Margin Data: NonRTO_Midwest
| 2015 | 2020 | 2025 | 2030 | 2035 | 2040
a. Peak Demand | 11412.35 | 11569.49 | 11884.9 | 10957.56 | 11262.84 | 11807.74
b. Peak Demand + Reserve Margin | 13010.07 | 13189.22 | 13548.79 | 12491.62 | 12839.64 | 13460.82
c. DR MW | 193.98 | 453.37 | 727.88 | 745.89 | 764.35 | 783.26
d. Capacity Credit | 13010.07 | 13189.22 | 13548.79 | 12491.62 | 12839.64 | 13629.73
Reserve Margin Data: NYISO_J-K
| 2015 | 2020 | 2025 | 2030 | 2035 | 2040
a. Peak Demand | 14770.7 | 15573.29 | 15898.98 | 16038 | 15901.54 | 16023.59
b. Peak Demand + Reserve Margin | 13589.04 | 14327.43 | 14627.07 | 14754.96 | 14629.41 | 14741.7
c. DR MW | 1319.07 | 1502.66 | 1718.62 | 1795.58 | 1875.99 | 1960
d. Capacity Credit | 14654.66 | 14838.25 | 15054.21 | 15210.92 | 15335.42 | 15419.43
Reserve Margin Data: PJM_E
| 2015 | 2020 | 2025 | 2030 | 2035 | 2040
a. Peak Demand | 29437.08 | 26957.84 | 26749.84 | 27161.45 | 27329.4 | 27784.97
b. Peak Demand + Reserve Margin | 28789.47 | 26364.77 | 26161.35 | 26563.9 | 26728.15 | 27173.7
c. DR MW | 1256.73 | 1718.17 | 2388.62 | 2469.72 | 2553.57 | 2640.27
d. Capacity Credit | 33737.65 | 33149.49 | 31527.45 | 31580.69 | 28975.38 | 29710.29
Reserve Margin Data: RMPA
| 2015 | 2020 | 2025 | 2030 | 2035 | 2040
a. Peak Demand | 12677.75 | 13837.46 | 12883.21 | 14032.71 | 14032.7 | 14320.28
b. Peak Demand + Reserve Margin | 14452.64 | 15774.71 | 14686.86 | 15997.29 | 15997.28 | 16325.12
c. DR MW | 486.05 | 622.89 | 804.5 | 856.88 | 912.57 | 971.91
d. Capacity Credit | 14874.06 | 15774.71 | 14686.86 | 15997.29 | 15997.28 | 16325.12
Reserve Margin Data: SOCO
| 2015 | 2020 | 2025 | 2030 | 2035 | 2040
a. Peak Demand | 48917.72 | 53536.94 | 53834.26 | 54220.95 | 53676.14 | 52835.67
b. Peak Demand + Reserve Margin | 55766.2 | 61032.11 | 61371.05 | 61811.89 | 61190.8 | 60232.67
c. DR MW | 2570.49 | 4773.97 | 7215.46 | 7512.46 | 7821.68 | 8143.63
d. Capacity Credit | 55766.2 | 61032.11 | 61371.05 | 61811.88 | 61190.8 | 60232.67
Reserve Margin Data: TVA
| 2015 | 2020 | 2025 | 2030 | 2035 | 2040
a. Peak Demand | 32046.86 | 35066.33 | 34262.05 | 33668.55 | 35751.86 | 35044.36
b. Peak Demand + Reserve Margin | 36853.89 | 40326.28 | 39401.36 | 38718.83 | 41114.64 | 40301.02
c. DR MW | 1805 | 2555.95 | 3357.9 | 3440.97 | 3526.11 | 3613.35
d. Capacity Credit | 36853.89 | 40326.28 | 39401.36 | 38718.83 | 41114.64 | 40301.02
Reserve Margin Data: VACAR
| 2015 | 2020 | 2025 | 2030 | 2035 | 2040
a. Peak Demand | 49895.42 | 52403.03 | 53541.25 | 53758.95 | 53001.52 | 54775.11
b. Peak Demand + Reserve Margin | 56880.77 | 59739.45 | 61037.02 | 61285.2 | 60421.73 | 62443.63
c. DR MW | 2339.28 | 3868.22 | 5651.52 | 5928.05 | 6218.12 | 6522.37
d. Capacity Credit | 56880.77 | 59739.45 | 61037.02 | 61285.2 | 61318.17 | 62443.63
Reserve Margin Data: AZ_NM_SNV
| 2015 | 2020 | 2025 | 2030 | 2035 | 2040
a. Peak Demand | 26478.97 | 29587.47 | 30300.18 | 30625.14 | 32130.99 | 32130.99
b. Peak Demand + Reserve Margin | 30636.17 | 34232.7 | 35057.31 | 35433.29 | 37175.56 | 37175.55
c. DR MW | 334.55 | 1076.71 | 1928.33 | 2059.84 | 2196.64 | 2344.36
d. Capacity Credit | 30636.17 | 34232.7 | 35057.31 | 35433.29 | 37175.56 | 37175.55
Reserve Margin Data: CA
| 2015 | 2020 | 2025 | 2030 | 2035 | 2040
a. Peak Demand | 62369.58 | 66254.09 | 67147.73 | 69917.77 | 71670.91 | 75639.37
b. Peak Demand + Reserve Margin | 72722.93 | 77252.26 | 78294.26 | 81524.12 | 83568.28 | 88195.5
c. DR MW | 4441.2 | 4603.38 | 4993.26 | 5277.46 | 5551.88 | 5835.06
d. Capacity Credit | 72722.93 | 77252.26 | 78294.26 | 81524.12 | 83568.28 | 88195.5
Reserve Margin Data: MISO
| 2015 | 2020 | 2025 | 2030 | 2035 | 2040
a. Peak Demand | 92771.39 | 93609.81 | 100435.65 | 101785.09 | 97786.79 | 101382.85
b. Peak Demand + Reserve Margin | 108913.62 | 109897.91 | 117911.45 | 119495.7 | 114801.69 | 119023.46
c. DR MW | 6024.78 | 8117.79 | 10669.2 | 11079.6 | 11505.92 | 11948.8
d. Capacity Credit | 108913.62 | 109897.91 | 117911.45 | 119495.7 | 114801.69 | 119023.46
Reserve Margin Data: NWPP
| 2015 | 2020 | 2025 | 2030 | 2035 | 2040
a. Peak Demand | 36159.13 | 38275.33 | 39293.31 | 39990.2 | 39990.2 | 43276.5
b. Peak Demand + Reserve Margin | 42667.78 | 45164.89 | 46366.11 | 47188.43 | 47188.44 | 51066.27
c. DR MW | 0.01 | 953.34 | 1988.72 | 2091.14 | 2193.74 | 2298.72
d. Capacity Credit | 48766.8 | 49894.27 | 48647.76 | 50945.37 | 49376.3 | 53041.73
Reserve Margin Data: NYISO
| 2015 | 2020 | 2025 | 2030 | 2035 | 2040
a. Peak Demand | 28540.06 | 30358.42 | 30861.79 | 31331.41 | 30533.94 | 30615.37
b. Peak Demand + Reserve Margin | 33249.17 | 35367.56 | 35953.98 | 36501.09 | 35572.04 | 35666.91
c. DR MW | 2565.83 | 2901.13 | 3296.24 | 3421.43 | 3551.63 | 3687.07
d. Capacity Credit | 33982.14 | 35367.56 | 36627.04 | 36501.09 | 35573.89 | 35666.91
Reserve Margin Data: NYISO_G-I_J-K
| 2015 | 2020 | 2025 | 2030 | 2035 | 2040
a. Peak Demand | 18572.33 | 19532.14 | 19944.79 | 20006.48 | 19907.3 | 20055.11
b. Peak Demand + Reserve Margin | 17643.71 | 18555.53 | 18947.55 | 19006.16 | 18911.93 | 19052.36
c. DR MW | 1658.63 | 1882.98 | 2152.95 | 2248.69 | 2348.69 | 2453.13
d. Capacity Credit | 18444.23 | 18677.58 | 18947.55 | 19242.37 | 18911.93 | 19656.33
Reserve Margin Data: PJM
| 2015 | 2020 | 2025 | 2030 | 2035 | 2040
a. Peak Demand | 147146.78 | 145723.4 | 140313.94 | 142279.02 | 141792.59 | 143869.67
b. Peak Demand + Reserve Margin | 169660.23 | 168019.08 | 161781.97 | 164047.71 | 163486.86 | 165881.73
c. DR MW | 6888.69 | 10788.12 | 15528.1 | 16025.26 | 16538.36 | 17067.93
d. Capacity Credit | 169660.23 | 168019.08 | 161781.97 | 164047.71 | 163486.86 | 165881.73
Reserve Margin Data: SPP
| 2015 | 2020 | 2025 | 2030 | 2035 | 2040
a. Peak Demand | 55452.51 | 59996.2 | 58421.53 | 59913.5 | 61638.24 | 62379.68
b. Peak Demand + Reserve Margin | 62994.05 | 68155.69 | 66366.86 | 68061.74 | 70021.04 | 70863.31
c. DR MW | 1132.21 | 3430.99 | 5911.36 | 6129.52 | 6355.94 | 6590.94
d. Capacity Credit | 62994.05 | 68155.69 | 66366.86 | 68061.74 | 70021.04 | 70863.31

## Transmission
$/MW
[8 empty] | Transfer |  | $/MWh | $/MWh | Wheel+ | $/MWh
Year | Line | From | To | EI Internal/External | Season | Block | Duration | Limit | MW flow | From price | To price | Friction | Shadow Price
2015 | ENT_2_MISO_MO-IL | ENT | MISO_MO-IL | Internal | Shoulder | B11 | 25 | 2260 | 0 | 78.23 | 76.34 | 8 | 0
2015 | ENT_2_MISO_MO-IL | ENT | MISO_MO-IL | Internal | Shoulder | B12 | 200 | 2260 | 0 | 59.47 | 64.49 | 8 | 0
2015 | ENT_2_MISO_MO-IL | ENT | MISO_MO-IL | Internal | Shoulder | B13 | 600 | 2260 | 0 | 59.47 | 57.99 | 8 | 0
2015 | ENT_2_MISO_MO-IL | ENT | MISO_MO-IL | Internal | Shoulder | B14 | 900 | 2260 | 0 | 57.49 | 55.78 | 8 | 0
2015 | ENT_2_MISO_MO-IL | ENT | MISO_MO-IL | Internal | Shoulder | B15 | 1203 | 2260 | 0 | 57.49 | 54.05 | 8 | 0
2015 | ENT_2_MISO_MO-IL | ENT | MISO_MO-IL | Internal | Summer | B1 | 10 | 2260 | 0 | 91.76 | 91.76 | 8 | 0
2015 | ENT_2_MISO_MO-IL | ENT | MISO_MO-IL | Internal | Summer | B2 | 25 | 2260 | 0 | 89.87 | 88.74 | 8 | 0
2015 | ENT_2_MISO_MO-IL | ENT | MISO_MO-IL | Internal | Summer | B3 | 75 | 2260 | 0 | 89.87 | 88.74 | 8 | 0
2015 | ENT_2_MISO_MO-IL | ENT | MISO_MO-IL | Internal | Summer | B4 | 100 | 2260 | 0 | 88.01 | 86.87 | 8 | 0
2015 | ENT_2_MISO_MO-IL | ENT | MISO_MO-IL | Internal | Summer | B5 | 200 | 2260 | 0 | 83.07 | 76.62 | 8 | 0
2015 | ENT_2_MISO_MO-IL | ENT | MISO_MO-IL | Internal | Summer | B6 | 300 | 2260 | 0 | 64.59 | 65.59 | 8 | 0
2015 | ENT_2_MISO_MO-IL | ENT | MISO_MO-IL | Internal | Summer | B7 | 400 | 2260 | 0 | 58.69 | 56.5 | 8 | 0
2015 | ENT_2_MISO_MO-IL | ENT | MISO_MO-IL | Internal | Summer | B8 | 500 | 2260 | 0 | 58.69 | 53.74 | 8 | 0
2015 | ENT_2_MISO_MO-IL | ENT | MISO_MO-IL | Internal | Summer | B9 | 800 | 2260 | 0 | 56.32 | 52.93 | 8 | 0
2015 | ENT_2_MISO_MO-IL | ENT | MISO_MO-IL | Internal | Summer | B10 | 1262 | 2260 | 0 | 56.32 | 52.01 | 8 | 0
2015 | ENT_2_MISO_MO-IL | ENT | MISO_MO-IL | Internal | Winter | B16 | 25 | 2260 | 0 | 75.7 | 75.7 | 8 | 0
2015 | ENT_2_MISO_MO-IL | ENT | MISO_MO-IL | Internal | Winter | B17 | 100 | 2260 | 0 | 61.89 | 65.23 | 8 | 0
2015 | ENT_2_MISO_MO-IL | ENT | MISO_MO-IL | Internal | Winter | B18 | 400 | 2260 | 0 | 60.3 | 59.84 | 8 | 0
2015 | ENT_2_MISO_MO-IL | ENT | MISO_MO-IL | Internal | Winter | B19 | 700 | 2260 | 0 | 59.83 | 57.93 | 8 | 0
2015 | ENT_2_MISO_MO-IL | ENT | MISO_MO-IL | Internal | Winter | B20 | 935 | 2260 | 0 | 59.83 | 52.99 | 8 | 0
2015 | ENT_2_SOCO | ENT | SOCO | Internal | Shoulder | B11 | 25 | 2000 | 1002.96 | 78.23 | 86.23 | 8 | 0
2015 | ENT_2_SOCO | ENT | SOCO | Internal | Shoulder | B12 | 200 | 2000 | 0 | 59.47 | 66.41 | 8 | 0
2015 | ENT_2_SOCO | ENT | SOCO | Internal | Shoulder | B13 | 600 | 2000 | 0 | 59.47 | 61.88 | 8 | 0
2015 | ENT_2_SOCO | ENT | SOCO | Internal | Shoulder | B14 | 900 | 2000 | 0 | 57.49 | 61.88 | 8 | 0
2015 | ENT_2_SOCO | ENT | SOCO | Internal | Shoulder | B15 | 1203 | 2000 | 0 | 57.49 | 59.72 | 8 | 0
2015 | ENT_2_SOCO | ENT | SOCO | Internal | Summer | B1 | 10 | 2000 | 79.46 | 91.76 | 99.76 | 8 | 0
2015 | ENT_2_SOCO | ENT | SOCO | Internal | Summer | B2 | 25 | 2000 | 1123.72 | 89.87 | 97.87 | 8 | 0
2015 | ENT_2_SOCO | ENT | SOCO | Internal | Summer | B3 | 75 | 2000 | 1983.62 | 89.87 | 97.87 | 8 | 0
2015 | ENT_2_SOCO | ENT | SOCO | Internal | Summer | B4 | 100 | 2000 | 2000 | 88.01 | 97.87 | 8 | 1.85
2015 | ENT_2_SOCO | ENT | SOCO | Internal | Summer | B5 | 200 | 2000 | 1873.08 | 83.07 | 91.07 | 8 | 0
2015 | ENT_2_SOCO | ENT | SOCO | Internal | Summer | B6 | 300 | 2000 | 2000 | 64.59 | 78.85 | 8 | 6.26
2015 | ENT_2_SOCO | ENT | SOCO | Internal | Summer | B7 | 400 | 2000 | 2000 | 58.69 | 71.5 | 8 | 4.81
2015 | ENT_2_SOCO | ENT | SOCO | Internal | Summer | B8 | 500 | 2000 | 1940.38 | 58.69 | 66.69 | 8 | 0
2015 | ENT_2_SOCO | ENT | SOCO | Internal | Summer | B9 | 800 | 2000 | 0 | 56.32 | 60.67 | 8 | 0
2015 | ENT_2_SOCO | ENT | SOCO | Internal | Summer | B10 | 1262 | 2000 | 0 | 56.32 | 58.55 | 8 | 0
2015 | ENT_2_SOCO | ENT | SOCO | Internal | Winter | B16 | 25 | 2000 | 2000 | 75.7 | 85.18 | 8 | 1.48
2015 | ENT_2_SOCO | ENT | SOCO | Internal | Winter | B17 | 100 | 2000 | 0 | 61.89 | 67.54 | 8 | 0
2015 | ENT_2_SOCO | ENT | SOCO | Internal | Winter | B18 | 400 | 2000 | 0 | 60.3 | 64.36 | 8 | 0
2015 | ENT_2_SOCO | ENT | SOCO | Internal | Winter | B19 | 700 | 2000 | 0 | 59.83 | 64.36 | 8 | 0
2015 | ENT_2_SOCO | ENT | SOCO | Internal | Winter | B20 | 935 | 2000 | 0 | 59.83 | 62.11 | 8 | 0
2015 | ENT_2_SPP_N | ENT | SPP_N | Internal | Shoulder | B11 | 25 | 1300 | 0 | 78.23 | 83.06 | 8 | 0
2015 | ENT_2_SPP_N | ENT | SPP_N | Internal | Shoulder | B12 | 200 | 1300 | 0 | 59.47 | 60.03 | 8 | 0
2015 | ENT_2_SPP_N | ENT | SPP_N | Internal | Shoulder | B13 | 600 | 1300 | 0 | 59.47 | 58.31 | 8 | 0
2015 | ENT_2_SPP_N | ENT | SPP_N | Internal | Shoulder | B14 | 900 | 1300 | 0 | 57.49 | 57.38 | 8 | 0
2015 | ENT_2_SPP_N | ENT | SPP_N | Internal | Shoulder | B15 | 1203 | 1300 | 0 | 57.49 | 57.38 | 8 | 0
2015 | ENT_2_SPP_N | ENT | SPP_N | Internal | Summer | B1 | 10 | 1300 | 0 | 91.76 | 92.6 | 8 | 0
2015 | ENT_2_SPP_N | ENT | SPP_N | Internal | Summer | B2 | 25 | 1300 | 0 | 89.87 | 92.6 | 8 | 0
2015 | ENT_2_SPP_N | ENT | SPP_N | Internal | Summer | B3 | 75 | 1300 | 0 | 89.87 | 91.39 | 8 | 0
2015 | ENT_2_SPP_N | ENT | SPP_N | Internal | Summer | B4 | 100 | 1300 | 0 | 88.01 | 86.87 | 8 | 0
2015 | ENT_2_SPP_N | ENT | SPP_N | Internal | Summer | B5 | 200 | 1300 | 0 | 83.07 | 81.21 | 8 | 0
2015 | ENT_2_SPP_N | ENT | SPP_N | Internal | Summer | B6 | 300 | 1300 | 0 | 64.59 | 72.58 | 8 | 0
2015 | ENT_2_SPP_N | ENT | SPP_N | Internal | Summer | B7 | 400 | 1300 | 0 | 58.69 | 63.49 | 8 | 0
2015 | ENT_2_SPP_N | ENT | SPP_N | Internal | Summer | B8 | 500 | 1300 | 0 | 58.69 | 58.7 | 8 | 0
2015 | ENT_2_SPP_N | ENT | SPP_N | Internal | Summer | B9 | 800 | 1300 | 0 | 56.32 | 56.11 | 8 | 0
2015 | ENT_2_SPP_N | ENT | SPP_N | Internal | Summer | B10 | 1262 | 1300 | 0 | 56.32 | 54.59 | 8 | 0
2015 | ENT_2_SPP_N | ENT | SPP_N | Internal | Winter | B16 | 25 | 1300 | 0 | 75.7 | 70.7 | 8 | 0
2015 | ENT_2_SPP_N | ENT | SPP_N | Internal | Winter | B17 | 100 | 1300 | 0 | 61.89 | 60.23 | 8 | 0
2015 | ENT_2_SPP_N | ENT | SPP_N | Internal | Winter | B18 | 400 | 1300 | 0 | 60.3 | 59.86 | 8 | 0
2015 | ENT_2_SPP_N | ENT | SPP_N | Internal | Winter | B19 | 700 | 1300 | 0 | 59.83 | 59.72 | 8 | 0
2015 | ENT_2_SPP_N | ENT | SPP_N | Internal | Winter | B20 | 935 | 1300 | 0 | 59.83 | 56.64 | 8 | 0
2015 | ENT_2_SPP_S | ENT | SPP_S | Internal | Shoulder | B11 | 25 | 1300 | 0 | 78.23 | 83.05 | 8 | 0
2015 | ENT_2_SPP_S | ENT | SPP_S | Internal | Shoulder | B12 | 200 | 1300 | 0 | 59.47 | 60.04 | 8 | 0
2015 | ENT_2_SPP_S | ENT | SPP_S | Internal | Shoulder | B13 | 600 | 1300 | 0 | 59.47 | 58.32 | 8 | 0
2015 | ENT_2_SPP_S | ENT | SPP_S | Internal | Shoulder | B14 | 900 | 1300 | 0 | 57.49 | 57.39 | 8 | 0
2015 | ENT_2_SPP_S | ENT | SPP_S | Internal | Shoulder | B15 | 1203 | 1300 | 0 | 57.49 | 57.39 | 8 | 0
2015 | ENT_2_SPP_S | ENT | SPP_S | Internal | Summer | B1 | 10 | 1300 | 0 | 91.76 | 90.44 | 8 | 0
2015 | ENT_2_SPP_S | ENT | SPP_S | Internal | Summer | B2 | 25 | 1300 | 0 | 89.87 | 90.44 | 8 | 0
2015 | ENT_2_SPP_S | ENT | SPP_S | Internal | Summer | B3 | 75 | 1300 | 0 | 89.87 | 90.43 | 8 | 0
2015 | ENT_2_SPP_S | ENT | SPP_S | Internal | Summer | B4 | 100 | 1300 | 0 | 88.01 | 83.01 | 8 | 0
2015 | ENT_2_SPP_S | ENT | SPP_S | Internal | Summer | B5 | 200 | 1300 | 0 | 83.07 | 81.19 | 8 | 0
2015 | ENT_2_SPP_S | ENT | SPP_S | Internal | Summer | B6 | 300 | 1300 | 474.97 | 64.59 | 72.59 | 8 | 0
2015 | ENT_2_SPP_S | ENT | SPP_S | Internal | Summer | B7 | 400 | 1300 | 0 | 58.69 | 63.5 | 8 | 0
2015 | ENT_2_SPP_S | ENT | SPP_S | Internal | Summer | B8 | 500 | 1300 | 0 | 58.69 | 58.71 | 8 | 0
2015 | ENT_2_SPP_S | ENT | SPP_S | Internal | Summer | B9 | 800 | 1300 | 0 | 56.32 | 56.13 | 8 | 0
2015 | ENT_2_SPP_S | ENT | SPP_S | Internal | Summer | B10 | 1262 | 1300 | 0 | 56.32 | 56 | 8 | 0
2015 | ENT_2_SPP_S | ENT | SPP_S | Internal | Winter | B16 | 25 | 1300 | 0 | 75.7 | 70.71 | 8 | 0
2015 | ENT_2_SPP_S | ENT | SPP_S | Internal | Winter | B17 | 100 | 1300 | 0 | 61.89 | 60.25 | 8 | 0
2015 | ENT_2_SPP_S | ENT | SPP_S | Internal | Winter | B18 | 400 | 1300 | 0 | 60.3 | 59.87 | 8 | 0
2015 | ENT_2_SPP_S | ENT | SPP_S | Internal | Winter | B19 | 700 | 1300 | 0 | 59.83 | 59.74 | 8 | 0
2015 | ENT_2_SPP_S | ENT | SPP_S | Internal | Winter | B20 | 935 | 1300 | 0 | 59.83 | 59.74 | 8 | 0
2015 | ENT_2_TVA_Transmission | ENT | TVA_Transmission | Internal | Shoulder | B11 | 25 | 2100 | 0 | 78.23 | 80.33 | 8 | 0
2015 | ENT_2_TVA_Transmission | ENT | TVA_Transmission | Internal | Shoulder | B12 | 200 | 2100 | 0 | 59.47 | 65.7 | 8 | 0
2015 | ENT_2_TVA_Transmission | ENT | TVA_Transmission | Internal | Shoulder | B13 | 600 | 2100 | 0 | 59.47 | 62.7 | 8 | 0
2015 | ENT_2_TVA_Transmission | ENT | TVA_Transmission | Internal | Shoulder | B14 | 900 | 2100 | 0 | 57.49 | 62.31 | 8 | 0
2015 | ENT_2_TVA_Transmission | ENT | TVA_Transmission | Internal | Shoulder | B15 | 1203 | 2100 | 0 | 57.49 | 60.84 | 8 | 0
2015 | ENT_2_TVA_Transmission | ENT | TVA_Transmission | Internal | Summer | B1 | 10 | 2100 | 668.26 | 91.76 | 99.76 | 8 | 0
2015 | ENT_2_TVA_Transmission | ENT | TVA_Transmission | Internal | Summer | B2 | 25 | 2100 | 0 | 89.87 | 96.74 | 8 | 0
2015 | ENT_2_TVA_Transmission | ENT | TVA_Transmission | Internal | Summer | B3 | 75 | 2100 | 0 | 89.87 | 95.51 | 8 | 0
2015 | ENT_2_TVA_Transmission | ENT | TVA_Transmission | Internal | Summer | B4 | 100 | 2100 | 0 | 88.01 | 90.87 | 8 | 0
2015 | ENT_2_TVA_Transmission | ENT | TVA_Transmission | Internal | Summer | B5 | 200 | 2100 | 0 | 83.07 | 82.07 | 8 | 0
2015 | ENT_2_TVA_Transmission | ENT | TVA_Transmission | Internal | Summer | B6 | 300 | 2100 | 0 | 64.59 | 69.85 | 8 | 0
2015 | ENT_2_TVA_Transmission | ENT | TVA_Transmission | Internal | Summer | B7 | 400 | 2100 | 0 | 58.69 | 63.08 | 8 | 0
2015 | ENT_2_TVA_Transmission | ENT | TVA_Transmission | Internal | Summer | B8 | 500 | 2100 | 0 | 58.69 | 60.89 | 8 | 0
2015 | ENT_2_TVA_Transmission | ENT | TVA_Transmission | Internal | Summer | B9 | 800 | 2100 | 0 | 56.32 | 59.66 | 8 | 0
2015 | ENT_2_TVA_Transmission | ENT | TVA_Transmission | Internal | Summer | B10 | 1262 | 2100 | 0 | 56.32 | 57.99 | 8 | 0
2015 | ENT_2_TVA_Transmission | ENT | TVA_Transmission | Internal | Winter | B16 | 25 | 2100 | 784.69 | 75.7 | 83.7 | 8 | 0
2015 | ENT_2_TVA_Transmission | ENT | TVA_Transmission | Internal | Winter | B17 | 100 | 2100 | 0 | 61.89 | 69.32 | 8 | 0
2015 | ENT_2_TVA_Transmission | ENT | TVA_Transmission | Internal | Winter | B18 | 400 | 2100 | 0 | 60.3 | 65.42 | 8 | 0
2015 | ENT_2_TVA_Transmission | ENT | TVA_Transmission | Internal | Winter | B19 | 700 | 2100 | 0 | 59.83 | 64.43 | 8 | 0
2015 | ENT_2_TVA_Transmission | ENT | TVA_Transmission | Internal | Winter | B20 | 935 | 2100 | 0 | 59.83 | 60.99 | 8 | 0
2015 | FRCC_2_SOCO | FRCC | SOCO | Internal | Shoulder | B11 | 25 | 900 | 0 | 96.23 | 86.23 | 8 | 0
2015 | FRCC_2_SOCO | FRCC | SOCO | Internal | Shoulder | B12 | 200 | 900 | 0 | 66.91 | 66.41 | 8 | 0
2015 | FRCC_2_SOCO | FRCC | SOCO | Internal | Shoulder | B13 | 600 | 900 | 0 | 65.37 | 61.88 | 8 | 0
2015 | FRCC_2_SOCO | FRCC | SOCO | Internal | Shoulder | B14 | 900 | 900 | 0 | 64.13 | 61.88 | 8 | 0
2015 | FRCC_2_SOCO | FRCC | SOCO | Internal | Shoulder | B15 | 1203 | 900 | 0 | 64.13 | 59.72 | 8 | 0
2015 | FRCC_2_SOCO | FRCC | SOCO | Internal | Summer | B1 | 10 | 900 | 0 | 103.87 | 99.76 | 8 | 0
2015 | FRCC_2_SOCO | FRCC | SOCO | Internal | Summer | B2 | 25 | 900 | 0 | 103.87 | 97.87 | 8 | 0
2015 | FRCC_2_SOCO | FRCC | SOCO | Internal | Summer | B3 | 75 | 900 | 0 | 103.87 | 97.87 | 8 | 0
2015 | FRCC_2_SOCO | FRCC | SOCO | Internal | Summer | B4 | 100 | 900 | 0 | 103.87 | 97.87 | 8 | 0
2015 | FRCC_2_SOCO | FRCC | SOCO | Internal | Summer | B5 | 200 | 900 | 0 | 101.07 | 91.07 | 8 | 0
2015 | FRCC_2_SOCO | FRCC | SOCO | Internal | Summer | B6 | 300 | 900 | 0 | 88.85 | 78.85 | 8 | 0
2015 | FRCC_2_SOCO | FRCC | SOCO | Internal | Summer | B7 | 400 | 900 | 0 | 67.64 | 71.5 | 8 | 0
2015 | FRCC_2_SOCO | FRCC | SOCO | Internal | Summer | B8 | 500 | 900 | 0 | 66.21 | 66.69 | 8 | 0
2015 | FRCC_2_SOCO | FRCC | SOCO | Internal | Summer | B9 | 800 | 900 | 0 | 63.46 | 60.67 | 8 | 0
2015 | FRCC_2_SOCO | FRCC | SOCO | Internal | Summer | B10 | 1262 | 900 | 0 | 63.46 | 58.55 | 8 | 0
2015 | FRCC_2_SOCO | FRCC | SOCO | Internal | Winter | B16 | 25 | 900 | 0 | 90.65 | 85.18 | 8 | 0
2015 | FRCC_2_SOCO | FRCC | SOCO | Internal | Winter | B17 | 100 | 900 | 0 | 69.02 | 67.54 | 8 | 0
2015 | FRCC_2_SOCO | FRCC | SOCO | Internal | Winter | B18 | 400 | 900 | 0 | 66.15 | 64.36 | 8 | 0
2015 | FRCC_2_SOCO | FRCC | SOCO | Internal | Winter | B19 | 700 | 900 | 0 | 66.15 | 64.36 | 8 | 0
2015 | FRCC_2_SOCO | FRCC | SOCO | Internal | Winter | B20 | 935 | 900 | 0 | 66.15 | 62.11 | 8 | 0
2015 | HQ_NEISO_2_NEISO | HQ_NEISO | NEISO | Internal | Shoulder | B11 | 25 | 99999 | 2920 | 55.81 | 55.82 | 0.01 | 0
2015 | HQ_NEISO_2_NEISO | HQ_NEISO | NEISO | Internal | Shoulder | B12 | 200 | 99999 | 2920 | 55.81 | 55.82 | 0.01 | 0
2015 | HQ_NEISO_2_NEISO | HQ_NEISO | NEISO | Internal | Shoulder | B13 | 600 | 99999 | 2920 | 55.81 | 55.82 | 0.01 | 0
2015 | HQ_NEISO_2_NEISO | HQ_NEISO | NEISO | Internal | Shoulder | B14 | 900 | 99999 | 2920 | 55.81 | 55.82 | 0.01 | 0
2015 | HQ_NEISO_2_NEISO | HQ_NEISO | NEISO | Internal | Shoulder | B15 | 1203 | 99999 | 2564.65 | 53.77 | 53.78 | 0.01 | 0
2015 | HQ_NEISO_2_NEISO | HQ_NEISO | NEISO | Internal | Summer | B1 | 10 | 99999 | 2920.1 | 86.11 | 86.12 | 0.01 | 0
2015 | HQ_NEISO_2_NEISO | HQ_NEISO | NEISO | Internal | Summer | B2 | 25 | 99999 | 2920 | 80.9 | 80.91 | 0.01 | 0
2015 | HQ_NEISO_2_NEISO | HQ_NEISO | NEISO | Internal | Summer | B3 | 75 | 99999 | 2920 | 73.2 | 73.21 | 0.01 | 0
2015 | HQ_NEISO_2_NEISO | HQ_NEISO | NEISO | Internal | Summer | B4 | 100 | 99999 | 2920 | 59 | 59.01 | 0.01 | 0
2015 | HQ_NEISO_2_NEISO | HQ_NEISO | NEISO | Internal | Summer | B5 | 200 | 99999 | 2920 | 53.12 | 53.13 | 0.01 | 0
2015 | HQ_NEISO_2_NEISO | HQ_NEISO | NEISO | Internal | Summer | B6 | 300 | 99999 | 2920 | 53.12 | 53.13 | 0.01 | 0
2015 | HQ_NEISO_2_NEISO | HQ_NEISO | NEISO | Internal | Summer | B7 | 400 | 99999 | 2920 | 53.12 | 53.13 | 0.01 | 0
2015 | HQ_NEISO_2_NEISO | HQ_NEISO | NEISO | Internal | Summer | B8 | 500 | 99999 | 2920 | 53.12 | 53.13 | 0.01 | 0
2015 | HQ_NEISO_2_NEISO | HQ_NEISO | NEISO | Internal | Summer | B9 | 800 | 99999 | 2920 | 53.12 | 53.13 | 0.01 | 0
2015 | HQ_NEISO_2_NEISO | HQ_NEISO | NEISO | Internal | Summer | B10 | 1262 | 99999 | 2495.19 | 53.12 | 53.13 | 0.01 | 0
2015 | HQ_NEISO_2_NEISO | HQ_NEISO | NEISO | Internal | Winter | B16 | 25 | 99999 | 2920 | 64.21 | 64.22 | 0.01 | 0
2015 | HQ_NEISO_2_NEISO | HQ_NEISO | NEISO | Internal | Winter | B17 | 100 | 99999 | 2920 | 64.21 | 64.22 | 0.01 | 0
2015 | HQ_NEISO_2_NEISO | HQ_NEISO | NEISO | Internal | Winter | B18 | 400 | 99999 | 2920 | 64.21 | 64.22 | 0.01 | 0
2015 | HQ_NEISO_2_NEISO | HQ_NEISO | NEISO | Internal | Winter | B19 | 700 | 99999 | 2920 | 64.21 | 64.22 | 0.01 | 0
2015 | HQ_NEISO_2_NEISO | HQ_NEISO | NEISO | Internal | Winter | B20 | 935 | 99999 | 2582.72 | 64.21 | 64.22 | 0.01 | 0
2015 | HQ_NY_2_NYISO_A-F | HQ_NY | NYISO_A-F | Internal | Shoulder | B11 | 25 | 99999 | 1500 | 59.16 | 59.17 | 0.01 | 0
2015 | HQ_NY_2_NYISO_A-F | HQ_NY | NYISO_A-F | Internal | Shoulder | B12 | 200 | 99999 | 1500 | 57.81 | 57.82 | 0.01 | 0
2015 | HQ_NY_2_NYISO_A-F | HQ_NY | NYISO_A-F | Internal | Shoulder | B13 | 600 | 99999 | 1500 | 56.87 | 56.88 | 0.01 | 0
2015 | HQ_NY_2_NYISO_A-F | HQ_NY | NYISO_A-F | Internal | Shoulder | B14 | 900 | 99999 | 1500 | 56.75 | 56.76 | 0.01 | 0
2015 | HQ_NY_2_NYISO_A-F | HQ_NY | NYISO_A-F | Internal | Shoulder | B15 | 1203 | 99999 | 1317.46 | 56.75 | 56.76 | 0.01 | 0
2015 | HQ_NY_2_NYISO_A-F | HQ_NY | NYISO_A-F | Internal | Summer | B1 | 10 | 99999 | 1500.1 | 83.11 | 83.12 | 0.01 | 0
2015 | HQ_NY_2_NYISO_A-F | HQ_NY | NYISO_A-F | Internal | Summer | B2 | 25 | 99999 | 1500 | 82.26 | 82.27 | 0.01 | 0
2015 | HQ_NY_2_NYISO_A-F | HQ_NY | NYISO_A-F | Internal | Summer | B3 | 75 | 99999 | 1500 | 76.2 | 76.21 | 0.01 | 0
2015 | HQ_NY_2_NYISO_A-F | HQ_NY | NYISO_A-F | Internal | Summer | B4 | 100 | 99999 | 1500 | 74.37 | 74.38 | 0.01 | 0
2015 | HQ_NY_2_NYISO_A-F | HQ_NY | NYISO_A-F | Internal | Summer | B5 | 200 | 99999 | 1500 | 68.05 | 68.06 | 0.01 | 0
2015 | HQ_NY_2_NYISO_A-F | HQ_NY | NYISO_A-F | Internal | Summer | B6 | 300 | 99999 | 1500 | 57.83 | 57.84 | 0.01 | 0
2015 | HQ_NY_2_NYISO_A-F | HQ_NY | NYISO_A-F | Internal | Summer | B7 | 400 | 99999 | 1500 | 56.1 | 56.12 | 0.01 | 0
2015 | HQ_NY_2_NYISO_A-F | HQ_NY | NYISO_A-F | Internal | Summer | B8 | 500 | 99999 | 1500 | 56.09 | 56.1 | 0.01 | 0
2015 | HQ_NY_2_NYISO_A-F | HQ_NY | NYISO_A-F | Internal | Summer | B9 | 800 | 99999 | 1500 | 53.99 | 54 | 0.01 | 0
2015 | HQ_NY_2_NYISO_A-F | HQ_NY | NYISO_A-F | Internal | Summer | B10 | 1262 | 99999 | 1281.77 | 53.99 | 54 | 0.01 | 0
2015 | HQ_NY_2_NYISO_A-F | HQ_NY | NYISO_A-F | Internal | Winter | B16 | 25 | 99999 | 1500 | 67.21 | 67.22 | 0.01 | 0
2015 | HQ_NY_2_NYISO_A-F | HQ_NY | NYISO_A-F | Internal | Winter | B17 | 100 | 99999 | 1500 | 61.58 | 61.59 | 0.01 | 0
2015 | HQ_NY_2_NYISO_A-F | HQ_NY | NYISO_A-F | Internal | Winter | B18 | 400 | 99999 | 1500 | 61.58 | 61.59 | 0.01 | 0
2015 | HQ_NY_2_NYISO_A-F | HQ_NY | NYISO_A-F | Internal | Winter | B19 | 700 | 99999 | 1500 | 61.58 | 61.59 | 0.01 | 0
2015 | HQ_NY_2_NYISO_A-F | HQ_NY | NYISO_A-F | Internal | Winter | B20 | 935 | 99999 | 1326.74 | 61.58 | 61.59 | 0.01 | 0
2015 | HQ_IESO_2_IESO | HQ_IESO | IESO | Internal | Shoulder | B11 | 25 | 99999 | 3000 | 10.79 | 10.8 | 0.01 | 0
2015 | HQ_IESO_2_IESO | HQ_IESO | IESO | Internal | Shoulder | B12 | 200 | 99999 | 3000 | 10.79 | 10.8 | 0.01 | 0
2015 | HQ_IESO_2_IESO | HQ_IESO | IESO | Internal | Shoulder | B13 | 600 | 99999 | 3000 | 10.79 | 10.8 | 0.01 | 0
2015 | HQ_IESO_2_IESO | HQ_IESO | IESO | Internal | Shoulder | B14 | 900 | 99999 | 3000 | 10.79 | 10.8 | 0.01 | 0
2015 | HQ_IESO_2_IESO | HQ_IESO | IESO | Internal | Shoulder | B15 | 1203 | 99999 | 2634.91 | 10.79 | 10.8 | 0.01 | 0
2015 | HQ_IESO_2_IESO | HQ_IESO | IESO | Internal | Summer | B1 | 10 | 99999 | 3000 | 10.79 | 10.8 | 0.01 | 0
2015 | HQ_IESO_2_IESO | HQ_IESO | IESO | Internal | Summer | B2 | 25 | 99999 | 3000 | 10.79 | 10.8 | 0.01 | 0
2015 | HQ_IESO_2_IESO | HQ_IESO | IESO | Internal | Summer | B3 | 75 | 99999 | 3000 | 10.79 | 10.8 | 0.01 | 0
2015 | HQ_IESO_2_IESO | HQ_IESO | IESO | Internal | Summer | B4 | 100 | 99999 | 3000 | 10.79 | 10.8 | 0.01 | 0
2015 | HQ_IESO_2_IESO | HQ_IESO | IESO | Internal | Summer | B5 | 200 | 99999 | 3000 | 10.79 | 10.8 | 0.01 | 0
2015 | HQ_IESO_2_IESO | HQ_IESO | IESO | Internal | Summer | B6 | 300 | 99999 | 3000 | 10.79 | 10.8 | 0.01 | 0
2015 | HQ_IESO_2_IESO | HQ_IESO | IESO | Internal | Summer | B7 | 400 | 99999 | 3000 | 10.79 | 10.8 | 0.01 | 0
2015 | HQ_IESO_2_IESO | HQ_IESO | IESO | Internal | Summer | B8 | 500 | 99999 | 3000 | 10.79 | 10.8 | 0.01 | 0
2015 | HQ_IESO_2_IESO | HQ_IESO | IESO | Internal | Summer | B9 | 800 | 99999 | 3000 | 10.79 | 10.8 | 0.01 | 0
2015 | HQ_IESO_2_IESO | HQ_IESO | IESO | Internal | Summer | B10 | 1262 | 99999 | 2563.55 | 10.79 | 10.8 | 0.01 | 0
2015 | HQ_IESO_2_IESO | HQ_IESO | IESO | Internal | Winter | B16 | 25 | 99999 | 3000 | 10.79 | 10.8 | 0.01 | 0
2015 | HQ_IESO_2_IESO | HQ_IESO | IESO | Internal | Winter | B17 | 100 | 99999 | 3000 | 10.79 | 10.8 | 0.01 | 0
2015 | HQ_IESO_2_IESO | HQ_IESO | IESO | Internal | Winter | B18 | 400 | 99999 | 3000 | 10.79 | 10.8 | 0.01 | 0
2015 | HQ_IESO_2_IESO | HQ_IESO | IESO | Internal | Winter | B19 | 700 | 99999 | 3000 | 10.79 | 10.8 | 0.01 | 0
2015 | HQ_IESO_2_IESO | HQ_IESO | IESO | Internal | Winter | B20 | 935 | 99999 | 2653.48 | 10.79 | 10.8 | 0.01 | 0
2015 | IESO_2_MAPP_CA | IESO | MAPP_CA | Internal | Shoulder | B11 | 25 | 262 | 262 | 10.8 | 70.97 | 7 | 53.17
2015 | IESO_2_MAPP_CA | IESO | MAPP_CA | Internal | Shoulder | B12 | 200 | 262 | 262 | 10.8 | 64.47 | 7 | 46.67
2015 | IESO_2_MAPP_CA | IESO | MAPP_CA | Internal | Shoulder | B13 | 600 | 262 | 262 | 10.8 | 57.97 | 7 | 40.17
2015 | IESO_2_MAPP_CA | IESO | MAPP_CA | Internal | Shoulder | B14 | 900 | 262 | 262 | 10.8 | 55.76 | 7 | 37.96
2015 | IESO_2_MAPP_CA | IESO | MAPP_CA | Internal | Shoulder | B15 | 1203 | 262 | 262 | 10.8 | 54.08 | 7 | 36.28
2015 | IESO_2_MAPP_CA | IESO | MAPP_CA | Internal | Summer | B1 | 10 | 262 | 262 | 10.8 | 76.56 | 7 | 58.76
2015 | IESO_2_MAPP_CA | IESO | MAPP_CA | Internal | Summer | B2 | 25 | 262 | 262 | 10.8 | 77.38 | 7 | 59.58
2015 | IESO_2_MAPP_CA | IESO | MAPP_CA | Internal | Summer | B3 | 75 | 262 | 262 | 10.8 | 77.38 | 7 | 59.58
2015 | IESO_2_MAPP_CA | IESO | MAPP_CA | Internal | Summer | B4 | 100 | 262 | 262 | 10.8 | 75.73 | 7 | 57.93
2015 | IESO_2_MAPP_CA | IESO | MAPP_CA | Internal | Summer | B5 | 200 | 262 | 262 | 10.8 | 75.73 | 7 | 57.93
2015 | IESO_2_MAPP_CA | IESO | MAPP_CA | Internal | Summer | B6 | 300 | 262 | 262 | 10.8 | 65.57 | 7 | 47.77
2015 | IESO_2_MAPP_CA | IESO | MAPP_CA | Internal | Summer | B7 | 400 | 262 | 262 | 10.8 | 56.47 | 7 | 38.68
2015 | IESO_2_MAPP_CA | IESO | MAPP_CA | Internal | Summer | B8 | 500 | 262 | 262 | 10.8 | 53.71 | 7 | 35.92
2015 | IESO_2_MAPP_CA | IESO | MAPP_CA | Internal | Summer | B9 | 800 | 262 | 262 | 10.8 | 52.91 | 7 | 35.11
2015 | IESO_2_MAPP_CA | IESO | MAPP_CA | Internal | Summer | B10 | 1262 | 262 | 262 | 10.8 | 52.91 | 7 | 35.11
2015 | IESO_2_MAPP_CA | IESO | MAPP_CA | Internal | Winter | B16 | 25 | 262 | 262 | 10.8 | 75.68 | 7 | 57.88
2015 | IESO_2_MAPP_CA | IESO | MAPP_CA | Internal | Winter | B17 | 100 | 262 | 262 | 10.8 | 65.21 | 7 | 47.41
2015 | IESO_2_MAPP_CA | IESO | MAPP_CA | Internal | Winter | B18 | 400 | 262 | 262 | 10.8 | 59.81 | 7 | 42.02
2015 | IESO_2_MAPP_CA | IESO | MAPP_CA | Internal | Winter | B19 | 700 | 262 | 262 | 10.8 | 57.96 | 7 | 40.16
2015 | IESO_2_MAPP_CA | IESO | MAPP_CA | Internal | Winter | B20 | 935 | 262 | 262 | 10.8 | 57.96 | 7 | 40.16
2015 | IESO_2_MISO_MI | IESO | MISO_MI | Internal | Shoulder | B11 | 25 | 1840 | 1840 | 10.8 | 74.41 | 7 | 56.62
2015 | IESO_2_MISO_MI | IESO | MISO_MI | Internal | Shoulder | B12 | 200 | 1840 | 1840 | 10.8 | 64.49 | 7 | 46.7
2015 | IESO_2_MISO_MI | IESO | MISO_MI | Internal | Shoulder | B13 | 600 | 1840 | 1840 | 10.8 | 57.99 | 7 | 40.19
2015 | IESO_2_MISO_MI | IESO | MISO_MI | Internal | Shoulder | B14 | 900 | 1840 | 1840 | 10.8 | 55.78 | 7 | 37.98
2015 | IESO_2_MISO_MI | IESO | MISO_MI | Internal | Shoulder | B15 | 1203 | 1840 | 1840 | 10.8 | 54.03 | 7 | 36.23
2015 | IESO_2_MISO_MI | IESO | MISO_MI | Internal | Summer | B1 | 10 | 1840 | 1840 | 10.8 | 91.77 | 7 | 73.98
2015 | IESO_2_MISO_MI | IESO | MISO_MI | Internal | Summer | B2 | 25 | 1840 | 1840 | 10.8 | 88.27 | 7 | 70.47
2015 | IESO_2_MISO_MI | IESO | MISO_MI | Internal | Summer | B3 | 75 | 1840 | 1840 | 10.8 | 87.51 | 7 | 69.72
2015 | IESO_2_MISO_MI | IESO | MISO_MI | Internal | Summer | B4 | 100 | 1840 | 1840 | 10.8 | 83.53 | 7 | 65.73
2015 | IESO_2_MISO_MI | IESO | MISO_MI | Internal | Summer | B5 | 200 | 1840 | 1840 | 10.8 | 74.07 | 7 | 56.28
2015 | IESO_2_MISO_MI | IESO | MISO_MI | Internal | Summer | B6 | 300 | 1840 | 1840 | 10.8 | 65.59 | 7 | 47.79
2015 | IESO_2_MISO_MI | IESO | MISO_MI | Internal | Summer | B7 | 400 | 1840 | 1840 | 10.8 | 56.5 | 7 | 38.7
2015 | IESO_2_MISO_MI | IESO | MISO_MI | Internal | Summer | B8 | 500 | 1840 | 1840 | 10.8 | 53.74 | 7 | 35.94
2015 | IESO_2_MISO_MI | IESO | MISO_MI | Internal | Summer | B9 | 800 | 1840 | 1840 | 10.8 | 52.95 | 7 | 35.16
2015 | IESO_2_MISO_MI | IESO | MISO_MI | Internal | Summer | B10 | 1262 | 1840 | 1840 | 10.8 | 52.03 | 7 | 34.23
2015 | IESO_2_MISO_MI | IESO | MISO_MI | Internal | Winter | B16 | 25 | 1840 | 1840 | 10.8 | 75.7 | 7 | 57.9
2015 | IESO_2_MISO_MI | IESO | MISO_MI | Internal | Winter | B17 | 100 | 1840 | 1840 | 10.8 | 68.84 | 7 | 51.04
2015 | IESO_2_MISO_MI | IESO | MISO_MI | Internal | Winter | B18 | 400 | 1840 | 1840 | 10.8 | 59.84 | 7 | 42.04
2015 | IESO_2_MISO_MI | IESO | MISO_MI | Internal | Winter | B19 | 700 | 1840 | 1840 | 10.8 | 57.94 | 7 | 40.15
2015 | IESO_2_MISO_MI | IESO | MISO_MI | Internal | Winter | B20 | 935 | 1840 | 1840 | 10.8 | 53.02 | 7 | 35.22
2015 | IESO_2_MISO_W | IESO | MISO_W | Internal | Shoulder | B11 | 25 | 140 | 140 | 10.8 | 76.33 | 7 | 58.53
2015 | IESO_2_MISO_W | IESO | MISO_W | Internal | Shoulder | B12 | 200 | 140 | 140 | 10.8 | 64.48 | 7 | 46.68
2015 | IESO_2_MISO_W | IESO | MISO_W | Internal | Shoulder | B13 | 600 | 140 | 140 | 10.8 | 57.98 | 7 | 40.18
2015 | IESO_2_MISO_W | IESO | MISO_W | Internal | Shoulder | B14 | 900 | 140 | 140 | 10.8 | 55.77 | 7 | 37.97
2015 | IESO_2_MISO_W | IESO | MISO_W | Internal | Shoulder | B15 | 1203 | 140 | 140 | 10.8 | 54.07 | 7 | 36.27
2015 | IESO_2_MISO_W | IESO | MISO_W | Internal | Summer | B1 | 10 | 140 | 140 | 10.8 | 91.75 | 7 | 73.95
2015 | IESO_2_MISO_W | IESO | MISO_W | Internal | Summer | B2 | 25 | 140 | 140 | 10.8 | 88.73 | 7 | 70.93
2015 | IESO_2_MISO_W | IESO | MISO_W | Internal | Summer | B3 | 75 | 140 | 140 | 10.8 | 88.73 | 7 | 70.93
2015 | IESO_2_MISO_W | IESO | MISO_W | Internal | Summer | B4 | 100 | 140 | 140 | 10.8 | 86.86 | 7 | 69.06
2015 | IESO_2_MISO_W | IESO | MISO_W | Internal | Summer | B5 | 200 | 140 | 140 | 10.8 | 76.61 | 7 | 58.81
2015 | IESO_2_MISO_W | IESO | MISO_W | Internal | Summer | B6 | 300 | 140 | 140 | 10.8 | 65.58 | 7 | 47.78
2015 | IESO_2_MISO_W | IESO | MISO_W | Internal | Summer | B7 | 400 | 140 | 140 | 10.8 | 56.49 | 7 | 38.69
2015 | IESO_2_MISO_W | IESO | MISO_W | Internal | Summer | B8 | 500 | 140 | 140 | 10.8 | 53.73 | 7 | 35.93
2015 | IESO_2_MISO_W | IESO | MISO_W | Internal | Summer | B9 | 800 | 140 | 140 | 10.8 | 52.92 | 7 | 35.12
2015 | IESO_2_MISO_W | IESO | MISO_W | Internal | Summer | B10 | 1262 | 140 | 140 | 10.8 | 52 | 7 | 34.2
2015 | IESO_2_MISO_W | IESO | MISO_W | Internal | Winter | B16 | 25 | 140 | 140 | 10.8 | 75.69 | 7 | 57.89
2015 | IESO_2_MISO_W | IESO | MISO_W | Internal | Winter | B17 | 100 | 140 | 140 | 10.8 | 65.22 | 7 | 47.42
2015 | IESO_2_MISO_W | IESO | MISO_W | Internal | Winter | B18 | 400 | 140 | 140 | 10.8 | 59.83 | 7 | 42.03
2015 | IESO_2_MISO_W | IESO | MISO_W | Internal | Winter | B19 | 700 | 140 | 140 | 10.8 | 57.94 | 7 | 40.15
2015 | IESO_2_MISO_W | IESO | MISO_W | Internal | Winter | B20 | 935 | 140 | 140 | 10.8 | 52.99 | 7 | 35.19
2015 | IESO_2_NYISO_A-F | IESO | NYISO_A-F | Internal | Shoulder | B11 | 25 | 1725 | 1725 | 10.8 | 59.17 | 7 | 41.37
2015 | IESO_2_NYISO_A-F | IESO | NYISO_A-F | Internal | Shoulder | B12 | 200 | 1725 | 1725 | 10.8 | 57.82 | 7 | 40.02
2015 | IESO_2_NYISO_A-F | IESO | NYISO_A-F | Internal | Shoulder | B13 | 600 | 1725 | 1725 | 10.8 | 56.88 | 7 | 39.08
2015 | IESO_2_NYISO_A-F | IESO | NYISO_A-F | Internal | Shoulder | B14 | 900 | 1725 | 1725 | 10.8 | 56.76 | 7 | 38.96
2015 | IESO_2_NYISO_A-F | IESO | NYISO_A-F | Internal | Shoulder | B15 | 1203 | 1725 | 1725 | 10.8 | 56.76 | 7 | 38.96
2015 | IESO_2_NYISO_A-F | IESO | NYISO_A-F | Internal | Summer | B1 | 10 | 1725 | 1725 | 10.8 | 83.12 | 7 | 65.32
2015 | IESO_2_NYISO_A-F | IESO | NYISO_A-F | Internal | Summer | B2 | 25 | 1725 | 1725 | 10.8 | 82.27 | 7 | 64.47
2015 | IESO_2_NYISO_A-F | IESO | NYISO_A-F | Internal | Summer | B3 | 75 | 1725 | 1725 | 10.8 | 76.21 | 7 | 58.41
2015 | IESO_2_NYISO_A-F | IESO | NYISO_A-F | Internal | Summer | B4 | 100 | 1725 | 1725 | 10.8 | 74.38 | 7 | 56.58
2015 | IESO_2_NYISO_A-F | IESO | NYISO_A-F | Internal | Summer | B5 | 200 | 1725 | 1725 | 10.8 | 68.06 | 7 | 50.26
2015 | IESO_2_NYISO_A-F | IESO | NYISO_A-F | Internal | Summer | B6 | 300 | 1725 | 1725 | 10.8 | 57.84 | 7 | 40.04
2015 | IESO_2_NYISO_A-F | IESO | NYISO_A-F | Internal | Summer | B7 | 400 | 1725 | 1725 | 10.8 | 56.12 | 7 | 38.32
2015 | IESO_2_NYISO_A-F | IESO | NYISO_A-F | Internal | Summer | B8 | 500 | 1725 | 1725 | 10.8 | 56.1 | 7 | 38.31
2015 | IESO_2_NYISO_A-F | IESO | NYISO_A-F | Internal | Summer | B9 | 800 | 1725 | 1725 | 10.8 | 54 | 7 | 36.2
2015 | IESO_2_NYISO_A-F | IESO | NYISO_A-F | Internal | Summer | B10 | 1262 | 1725 | 1725 | 10.8 | 54 | 7 | 36.2
2015 | IESO_2_NYISO_A-F | IESO | NYISO_A-F | Internal | Winter | B16 | 25 | 1725 | 1725 | 10.8 | 67.22 | 7 | 49.42
2015 | IESO_2_NYISO_A-F | IESO | NYISO_A-F | Internal | Winter | B17 | 100 | 1725 | 1725 | 10.8 | 61.59 | 7 | 43.79
2015 | IESO_2_NYISO_A-F | IESO | NYISO_A-F | Internal | Winter | B18 | 400 | 1725 | 1725 | 10.8 | 61.59 | 7 | 43.79
2015 | IESO_2_NYISO_A-F | IESO | NYISO_A-F | Internal | Winter | B19 | 700 | 1725 | 1725 | 10.8 | 61.59 | 7 | 43.79
2015 | IESO_2_NYISO_A-F | IESO | NYISO_A-F | Internal | Winter | B20 | 935 | 1725 | 1725 | 10.8 | 61.59 | 7 | 43.79
2015 | MAPP_CA_2_IESO | MAPP_CA | IESO | Internal | Shoulder | B11 | 25 | 330 | 0 | 70.97 | 10.8 | 8 | 0
2015 | MAPP_CA_2_IESO | MAPP_CA | IESO | Internal | Shoulder | B12 | 200 | 330 | 0 | 64.47 | 10.8 | 8 | 0
2015 | MAPP_CA_2_IESO | MAPP_CA | IESO | Internal | Shoulder | B13 | 600 | 330 | 0 | 57.97 | 10.8 | 8 | 0
2015 | MAPP_CA_2_IESO | MAPP_CA | IESO | Internal | Shoulder | B14 | 900 | 330 | 0 | 55.76 | 10.8 | 8 | 0
2015 | MAPP_CA_2_IESO | MAPP_CA | IESO | Internal | Shoulder | B15 | 1203 | 330 | 0 | 54.08 | 10.8 | 8 | 0
2015 | MAPP_CA_2_IESO | MAPP_CA | IESO | Internal | Summer | B1 | 10 | 330 | 0 | 76.56 | 10.8 | 8 | 0
2015 | MAPP_CA_2_IESO | MAPP_CA | IESO | Internal | Summer | B2 | 25 | 330 | 0 | 77.38 | 10.8 | 8 | 0
2015 | MAPP_CA_2_IESO | MAPP_CA | IESO | Internal | Summer | B3 | 75 | 330 | 0 | 77.38 | 10.8 | 8 | 0
2015 | MAPP_CA_2_IESO | MAPP_CA | IESO | Internal | Summer | B4 | 100 | 330 | 0 | 75.73 | 10.8 | 8 | 0
2015 | MAPP_CA_2_IESO | MAPP_CA | IESO | Internal | Summer | B5 | 200 | 330 | 0 | 75.73 | 10.8 | 8 | 0
2015 | MAPP_CA_2_IESO | MAPP_CA | IESO | Internal | Summer | B6 | 300 | 330 | 0 | 65.57 | 10.8 | 8 | 0
2015 | MAPP_CA_2_IESO | MAPP_CA | IESO | Internal | Summer | B7 | 400 | 330 | 0 | 56.47 | 10.8 | 8 | 0
2015 | MAPP_CA_2_IESO | MAPP_CA | IESO | Internal | Summer | B8 | 500 | 330 | 0 | 53.71 | 10.8 | 8 | 0
2015 | MAPP_CA_2_IESO | MAPP_CA | IESO | Internal | Summer | B9 | 800 | 330 | 0 | 52.91 | 10.8 | 8 | 0
2015 | MAPP_CA_2_IESO | MAPP_CA | IESO | Internal | Summer | B10 | 1262 | 330 | 0 | 52.91 | 10.8 | 8 | 0
2015 | MAPP_CA_2_IESO | MAPP_CA | IESO | Internal | Winter | B16 | 25 | 330 | 0 | 75.68 | 10.8 | 8 | 0
2015 | MAPP_CA_2_IESO | MAPP_CA | IESO | Internal | Winter | B17 | 100 | 330 | 0 | 65.21 | 10.8 | 8 | 0
2015 | MAPP_CA_2_IESO | MAPP_CA | IESO | Internal | Winter | B18 | 400 | 330 | 0 | 59.81 | 10.8 | 8 | 0
2015 | MAPP_CA_2_IESO | MAPP_CA | IESO | Internal | Winter | B19 | 700 | 330 | 0 | 57.96 | 10.8 | 8 | 0
2015 | MAPP_CA_2_IESO | MAPP_CA | IESO | Internal | Winter | B20 | 935 | 330 | 0 | 57.96 | 10.8 | 8 | 0
2015 | MAPP_CA_2_MAPP_US | MAPP_CA | MAPP_US | Internal | Shoulder | B11 | 25 | 372 | 0 | 70.97 | 69.33 | 7 | 0
2015 | MAPP_CA_2_MAPP_US | MAPP_CA | MAPP_US | Internal | Shoulder | B12 | 200 | 372 | 0 | 64.47 | 57.48 | 7 | 0
2015 | MAPP_CA_2_MAPP_US | MAPP_CA | MAPP_US | Internal | Shoulder | B13 | 600 | 372 | 0 | 57.97 | 55.45 | 7 | 0
2015 | MAPP_CA_2_MAPP_US | MAPP_CA | MAPP_US | Internal | Shoulder | B14 | 900 | 372 | 0 | 55.76 | 55.45 | 7 | 0
2015 | MAPP_CA_2_MAPP_US | MAPP_CA | MAPP_US | Internal | Shoulder | B15 | 1203 | 372 | 0 | 54.08 | 55.45 | 7 | 0
2015 | MAPP_CA_2_MAPP_US | MAPP_CA | MAPP_US | Internal | Summer | B1 | 10 | 372 | 372 | 76.56 | 84.75 | 7 | 1.19
2015 | MAPP_CA_2_MAPP_US | MAPP_CA | MAPP_US | Internal | Summer | B2 | 25 | 372 | 350.95 | 77.38 | 84.38 | 7 | 0
2015 | MAPP_CA_2_MAPP_US | MAPP_CA | MAPP_US | Internal | Summer | B3 | 75 | 372 | 290.7 | 77.38 | 84.38 | 7 | 0
2015 | MAPP_CA_2_MAPP_US | MAPP_CA | MAPP_US | Internal | Summer | B4 | 100 | 372 | 0 | 75.73 | 79.86 | 7 | 0
2015 | MAPP_CA_2_MAPP_US | MAPP_CA | MAPP_US | Internal | Summer | B5 | 200 | 372 | 0 | 75.73 | 73.79 | 7 | 0
2015 | MAPP_CA_2_MAPP_US | MAPP_CA | MAPP_US | Internal | Summer | B6 | 300 | 372 | 0 | 65.57 | 60.27 | 7 | 0
2015 | MAPP_CA_2_MAPP_US | MAPP_CA | MAPP_US | Internal | Summer | B7 | 400 | 372 | 0 | 56.47 | 52.68 | 7 | 0
2015 | MAPP_CA_2_MAPP_US | MAPP_CA | MAPP_US | Internal | Summer | B8 | 500 | 372 | 0 | 53.71 | 52.06 | 7 | 0
2015 | MAPP_CA_2_MAPP_US | MAPP_CA | MAPP_US | Internal | Summer | B9 | 800 | 372 | 0 | 52.91 | 52.06 | 7 | 0
2015 | MAPP_CA_2_MAPP_US | MAPP_CA | MAPP_US | Internal | Summer | B10 | 1262 | 372 | 0 | 52.91 | 52.06 | 7 | 0
2015 | MAPP_CA_2_MAPP_US | MAPP_CA | MAPP_US | Internal | Winter | B16 | 25 | 372 | 0 | 75.68 | 68.69 | 7 | 0
2015 | MAPP_CA_2_MAPP_US | MAPP_CA | MAPP_US | Internal | Winter | B17 | 100 | 372 | 0 | 65.21 | 58.22 | 7 | 0
2015 | MAPP_CA_2_MAPP_US | MAPP_CA | MAPP_US | Internal | Winter | B18 | 400 | 372 | 0 | 59.81 | 58.22 | 7 | 0
2015 | MAPP_CA_2_MAPP_US | MAPP_CA | MAPP_US | Internal | Winter | B19 | 700 | 372 | 0 | 57.96 | 58.22 | 7 | 0
2015 | MAPP_CA_2_MAPP_US | MAPP_CA | MAPP_US | Internal | Winter | B20 | 935 | 372 | 0 | 57.96 | 58.22 | 7 | 0
2015 | MAPP_CA_2_MISO_W | MAPP_CA | MISO_W | Internal | Shoulder | B11 | 25 | 2196 | 2196 | 70.97 | 76.33 | 0.01 | 5.35
2015 | MAPP_CA_2_MISO_W | MAPP_CA | MISO_W | Internal | Shoulder | B12 | 200 | 2196 | 1501.44 | 64.47 | 64.48 | 0.01 | 0
2015 | MAPP_CA_2_MISO_W | MAPP_CA | MISO_W | Internal | Shoulder | B13 | 600 | 2196 | 1587.67 | 57.97 | 57.98 | 0.01 | 0
2015 | MAPP_CA_2_MISO_W | MAPP_CA | MISO_W | Internal | Shoulder | B14 | 900 | 2196 | 1814.08 | 55.76 | 55.77 | 0.01 | 0
2015 | MAPP_CA_2_MISO_W | MAPP_CA | MISO_W | Internal | Shoulder | B15 | 1203 | 2196 | 0 | 54.08 | 54.07 | 0.01 | 0
2015 | MAPP_CA_2_MISO_W | MAPP_CA | MISO_W | Internal | Summer | B1 | 10 | 2196 | 2196 | 76.56 | 91.75 | 0.01 | 15.18
2015 | MAPP_CA_2_MISO_W | MAPP_CA | MISO_W | Internal | Summer | B2 | 25 | 2196 | 2196 | 77.38 | 88.73 | 0.01 | 11.34
2015 | MAPP_CA_2_MISO_W | MAPP_CA | MISO_W | Internal | Summer | B3 | 75 | 2196 | 2196 | 77.38 | 88.73 | 0.01 | 11.34
2015 | MAPP_CA_2_MISO_W | MAPP_CA | MISO_W | Internal | Summer | B4 | 100 | 2196 | 2196 | 75.73 | 86.86 | 0.01 | 11.11
2015 | MAPP_CA_2_MISO_W | MAPP_CA | MISO_W | Internal | Summer | B5 | 200 | 2196 | 2196 | 75.73 | 76.61 | 0.01 | 0.87
2015 | MAPP_CA_2_MISO_W | MAPP_CA | MISO_W | Internal | Summer | B6 | 300 | 2196 | 1581.74 | 65.57 | 65.58 | 0.01 | 0
2015 | MAPP_CA_2_MISO_W | MAPP_CA | MISO_W | Internal | Summer | B7 | 400 | 2196 | 1705.79 | 56.47 | 56.49 | 0.01 | 0
2015 | MAPP_CA_2_MISO_W | MAPP_CA | MISO_W | Internal | Summer | B8 | 500 | 2196 | 1885.23 | 53.71 | 53.73 | 0.01 | 0
2015 | MAPP_CA_2_MISO_W | MAPP_CA | MISO_W | Internal | Summer | B9 | 800 | 2196 | 1778.44 | 52.91 | 52.92 | 0.01 | 0
2015 | MAPP_CA_2_MISO_W | MAPP_CA | MISO_W | Internal | Summer | B10 | 1262 | 2196 | 0 | 52.91 | 52 | 0.01 | 0
2015 | MAPP_CA_2_MISO_W | MAPP_CA | MISO_W | Internal | Winter | B16 | 25 | 2196 | 1381.97 | 75.68 | 75.69 | 0.01 | 0
2015 | MAPP_CA_2_MISO_W | MAPP_CA | MISO_W | Internal | Winter | B17 | 100 | 2196 | 650.44 | 65.21 | 65.22 | 0.01 | 0
2015 | MAPP_CA_2_MISO_W | MAPP_CA | MISO_W | Internal | Winter | B18 | 400 | 2196 | 748.4 | 59.81 | 59.83 | 0.01 | 0
2015 | MAPP_CA_2_MISO_W | MAPP_CA | MISO_W | Internal | Winter | B19 | 700 | 2196 | 0 | 57.96 | 57.94 | 0.01 | 0
2015 | MAPP_CA_2_MISO_W | MAPP_CA | MISO_W | Internal | Winter | B20 | 935 | 2196 | 0 | 57.96 | 52.99 | 0.01 | 0
2015 | MAPP_US_2_MAPP_CA | MAPP_US | MAPP_CA | Internal | Shoulder | B11 | 25 | 165 | 0 | 69.33 | 70.97 | 7 | 0
2015 | MAPP_US_2_MAPP_CA | MAPP_US | MAPP_CA | Internal | Shoulder | B12 | 200 | 165 | 0 | 57.48 | 64.47 | 7 | 0
2015 | MAPP_US_2_MAPP_CA | MAPP_US | MAPP_CA | Internal | Shoulder | B13 | 600 | 165 | 0 | 55.45 | 57.97 | 7 | 0
2015 | MAPP_US_2_MAPP_CA | MAPP_US | MAPP_CA | Internal | Shoulder | B14 | 900 | 165 | 0 | 55.45 | 55.76 | 7 | 0
2015 | MAPP_US_2_MAPP_CA | MAPP_US | MAPP_CA | Internal | Shoulder | B15 | 1203 | 165 | 0 | 55.45 | 54.08 | 7 | 0
2015 | MAPP_US_2_MAPP_CA | MAPP_US | MAPP_CA | Internal | Summer | B1 | 10 | 165 | 0 | 84.75 | 76.56 | 7 | 0
2015 | MAPP_US_2_MAPP_CA | MAPP_US | MAPP_CA | Internal | Summer | B2 | 25 | 165 | 0 | 84.38 | 77.38 | 7 | 0
2015 | MAPP_US_2_MAPP_CA | MAPP_US | MAPP_CA | Internal | Summer | B3 | 75 | 165 | 0 | 84.38 | 77.38 | 7 | 0
2015 | MAPP_US_2_MAPP_CA | MAPP_US | MAPP_CA | Internal | Summer | B4 | 100 | 165 | 0 | 79.86 | 75.73 | 7 | 0
2015 | MAPP_US_2_MAPP_CA | MAPP_US | MAPP_CA | Internal | Summer | B5 | 200 | 165 | 0 | 73.79 | 75.73 | 7 | 0
2015 | MAPP_US_2_MAPP_CA | MAPP_US | MAPP_CA | Internal | Summer | B6 | 300 | 165 | 0 | 60.27 | 65.57 | 7 | 0
2015 | MAPP_US_2_MAPP_CA | MAPP_US | MAPP_CA | Internal | Summer | B7 | 400 | 165 | 0 | 52.68 | 56.47 | 7 | 0
2015 | MAPP_US_2_MAPP_CA | MAPP_US | MAPP_CA | Internal | Summer | B8 | 500 | 165 | 0 | 52.06 | 53.71 | 7 | 0
2015 | MAPP_US_2_MAPP_CA | MAPP_US | MAPP_CA | Internal | Summer | B9 | 800 | 165 | 0 | 52.06 | 52.91 | 7 | 0
2015 | MAPP_US_2_MAPP_CA | MAPP_US | MAPP_CA | Internal | Summer | B10 | 1262 | 165 | 0 | 52.06 | 52.91 | 7 | 0
2015 | MAPP_US_2_MAPP_CA | MAPP_US | MAPP_CA | Internal | Winter | B16 | 25 | 165 | 0 | 68.69 | 75.68 | 7 | 0
2015 | MAPP_US_2_MAPP_CA | MAPP_US | MAPP_CA | Internal | Winter | B17 | 100 | 165 | 0 | 58.22 | 65.21 | 7 | 0
2015 | MAPP_US_2_MAPP_CA | MAPP_US | MAPP_CA | Internal | Winter | B18 | 400 | 165 | 0 | 58.22 | 59.81 | 7 | 0
2015 | MAPP_US_2_MAPP_CA | MAPP_US | MAPP_CA | Internal | Winter | B19 | 700 | 165 | 0 | 58.22 | 57.96 | 7 | 0
2015 | MAPP_US_2_MAPP_CA | MAPP_US | MAPP_CA | Internal | Winter | B20 | 935 | 165 | 0 | 58.22 | 57.96 | 7 | 0
2015 | MAPP_US_2_MISO_W | MAPP_US | MISO_W | Internal | Shoulder | B11 | 25 | 2635 | 153.4 | 69.33 | 76.33 | 7 | 0
2015 | MAPP_US_2_MISO_W | MAPP_US | MISO_W | Internal | Shoulder | B12 | 200 | 2635 | 792.06 | 57.48 | 64.48 | 7 | 0
2015 | MAPP_US_2_MISO_W | MAPP_US | MISO_W | Internal | Shoulder | B13 | 600 | 2635 | 0 | 55.45 | 57.98 | 7 | 0
2015 | MAPP_US_2_MISO_W | MAPP_US | MISO_W | Internal | Shoulder | B14 | 900 | 2635 | 0 | 55.45 | 55.77 | 7 | 0
2015 | MAPP_US_2_MISO_W | MAPP_US | MISO_W | Internal | Shoulder | B15 | 1203 | 2635 | 0 | 55.45 | 54.07 | 7 | 0
2015 | MAPP_US_2_MISO_W | MAPP_US | MISO_W | Internal | Summer | B1 | 10 | 2635 | 987.69 | 84.75 | 91.75 | 7 | 0
2015 | MAPP_US_2_MISO_W | MAPP_US | MISO_W | Internal | Summer | B2 | 25 | 2635 | 0 | 84.38 | 88.73 | 7 | 0
2015 | MAPP_US_2_MISO_W | MAPP_US | MISO_W | Internal | Summer | B3 | 75 | 2635 | 0 | 84.38 | 88.73 | 7 | 0
2015 | MAPP_US_2_MISO_W | MAPP_US | MISO_W | Internal | Summer | B4 | 100 | 2635 | 294.71 | 79.86 | 86.86 | 7 | 0
2015 | MAPP_US_2_MISO_W | MAPP_US | MISO_W | Internal | Summer | B5 | 200 | 2635 | 0 | 73.79 | 76.61 | 7 | 0
2015 | MAPP_US_2_MISO_W | MAPP_US | MISO_W | Internal | Summer | B6 | 300 | 2635 | 0 | 60.27 | 65.58 | 7 | 0
2015 | MAPP_US_2_MISO_W | MAPP_US | MISO_W | Internal | Summer | B7 | 400 | 2635 | 0 | 52.68 | 56.49 | 7 | 0
2015 | MAPP_US_2_MISO_W | MAPP_US | MISO_W | Internal | Summer | B8 | 500 | 2635 | 0 | 52.06 | 53.73 | 7 | 0
2015 | MAPP_US_2_MISO_W | MAPP_US | MISO_W | Internal | Summer | B9 | 800 | 2635 | 0 | 52.06 | 52.92 | 7 | 0
2015 | MAPP_US_2_MISO_W | MAPP_US | MISO_W | Internal | Summer | B10 | 1262 | 2635 | 0 | 52.06 | 52 | 7 | 0
2015 | MAPP_US_2_MISO_W | MAPP_US | MISO_W | Internal | Winter | B16 | 25 | 2635 | 1149.49 | 68.69 | 75.69 | 7 | 0
2015 | MAPP_US_2_MISO_W | MAPP_US | MISO_W | Internal | Winter | B17 | 100 | 2635 | 708.69 | 58.22 | 65.22 | 7 | 0
2015 | MAPP_US_2_MISO_W | MAPP_US | MISO_W | Internal | Winter | B18 | 400 | 2635 | 0 | 58.22 | 59.83 | 7 | 0
2015 | MAPP_US_2_MISO_W | MAPP_US | MISO_W | Internal | Winter | B19 | 700 | 2635 | 0 | 58.22 | 57.94 | 7 | 0
2015 | MAPP_US_2_MISO_W | MAPP_US | MISO_W | Internal | Winter | B20 | 935 | 2635 | 0 | 58.22 | 52.99 | 7 | 0
2015 | MAPP_US_2_NE | MAPP_US | NE | Internal | Shoulder | B11 | 25 | 2000 | 903.62 | 69.33 | 76.33 | 7 | 0
2015 | MAPP_US_2_NE | MAPP_US | NE | Internal | Shoulder | B12 | 200 | 2000 | 0 | 57.48 | 60.02 | 7 | 0
2015 | MAPP_US_2_NE | MAPP_US | NE | Internal | Shoulder | B13 | 600 | 2000 | 0 | 55.45 | 58.29 | 7 | 0
2015 | MAPP_US_2_NE | MAPP_US | NE | Internal | Shoulder | B14 | 900 | 2000 | 0 | 55.45 | 57.37 | 7 | 0
2015 | MAPP_US_2_NE | MAPP_US | NE | Internal | Shoulder | B15 | 1203 | 2000 | 0 | 55.45 | 57.37 | 7 | 0
2015 | MAPP_US_2_NE | MAPP_US | NE | Internal | Summer | B1 | 10 | 2000 | 170.37 | 84.75 | 91.75 | 7 | 0
2015 | MAPP_US_2_NE | MAPP_US | NE | Internal | Summer | B2 | 25 | 2000 | 1179.57 | 84.38 | 91.38 | 7 | 0
2015 | MAPP_US_2_NE | MAPP_US | NE | Internal | Summer | B3 | 75 | 2000 | 1090.77 | 84.38 | 91.38 | 7 | 0
2015 | MAPP_US_2_NE | MAPP_US | NE | Internal | Summer | B4 | 100 | 2000 | 515.9 | 79.86 | 86.86 | 7 | 0
2015 | MAPP_US_2_NE | MAPP_US | NE | Internal | Summer | B5 | 200 | 2000 | 721.24 | 73.79 | 80.79 | 7 | 0
2015 | MAPP_US_2_NE | MAPP_US | NE | Internal | Summer | B6 | 300 | 2000 | 793.31 | 60.27 | 67.27 | 7 | 0
2015 | MAPP_US_2_NE | MAPP_US | NE | Internal | Summer | B7 | 400 | 2000 | 581.76 | 52.68 | 59.68 | 7 | 0
2015 | MAPP_US_2_NE | MAPP_US | NE | Internal | Summer | B8 | 500 | 2000 | 0 | 52.06 | 58.69 | 7 | 0
2015 | MAPP_US_2_NE | MAPP_US | NE | Internal | Summer | B9 | 800 | 2000 | 0 | 52.06 | 56.1 | 7 | 0
2015 | MAPP_US_2_NE | MAPP_US | NE | Internal | Summer | B10 | 1262 | 2000 | 0 | 52.06 | 54.27 | 7 | 0
2015 | MAPP_US_2_NE | MAPP_US | NE | Internal | Winter | B16 | 25 | 2000 | 0 | 68.69 | 70.69 | 7 | 0
2015 | MAPP_US_2_NE | MAPP_US | NE | Internal | Winter | B17 | 100 | 2000 | 0 | 58.22 | 60.22 | 7 | 0
2015 | MAPP_US_2_NE | MAPP_US | NE | Internal | Winter | B18 | 400 | 2000 | 0 | 58.22 | 59.85 | 7 | 0
2015 | MAPP_US_2_NE | MAPP_US | NE | Internal | Winter | B19 | 700 | 2000 | 0 | 58.22 | 59.71 | 7 | 0
2015 | MAPP_US_2_NE | MAPP_US | NE | Internal | Winter | B20 | 935 | 2000 | 0 | 58.22 | 55.12 | 7 | 0
2015 | MARITIMES_2_NEISO | MARITIMES | NEISO | Internal | Shoulder | B11 | 25 | 99999 | 1400 | 55.81 | 55.82 | 0.01 | 0
2015 | MARITIMES_2_NEISO | MARITIMES | NEISO | Internal | Shoulder | B12 | 200 | 99999 | 1400 | 55.81 | 55.82 | 0.01 | 0
2015 | MARITIMES_2_NEISO | MARITIMES | NEISO | Internal | Shoulder | B13 | 600 | 99999 | 1400 | 55.81 | 55.82 | 0.01 | 0
2015 | MARITIMES_2_NEISO | MARITIMES | NEISO | Internal | Shoulder | B14 | 900 | 99999 | 1400 | 55.81 | 55.82 | 0.01 | 0
2015 | MARITIMES_2_NEISO | MARITIMES | NEISO | Internal | Shoulder | B15 | 1203 | 99999 | 1229.63 | 53.77 | 53.78 | 0.01 | 0
2015 | MARITIMES_2_NEISO | MARITIMES | NEISO | Internal | Summer | B1 | 10 | 99999 | 1400.1 | 86.11 | 86.12 | 0.01 | 0
2015 | MARITIMES_2_NEISO | MARITIMES | NEISO | Internal | Summer | B2 | 25 | 99999 | 1400 | 80.9 | 80.91 | 0.01 | 0
2015 | MARITIMES_2_NEISO | MARITIMES | NEISO | Internal | Summer | B3 | 75 | 99999 | 1400 | 73.2 | 73.21 | 0.01 | 0
2015 | MARITIMES_2_NEISO | MARITIMES | NEISO | Internal | Summer | B4 | 100 | 99999 | 1400 | 59 | 59.01 | 0.01 | 0
2015 | MARITIMES_2_NEISO | MARITIMES | NEISO | Internal | Summer | B5 | 200 | 99999 | 1400 | 53.12 | 53.13 | 0.01 | 0
2015 | MARITIMES_2_NEISO | MARITIMES | NEISO | Internal | Summer | B6 | 300 | 99999 | 1400 | 53.12 | 53.13 | 0.01 | 0
2015 | MARITIMES_2_NEISO | MARITIMES | NEISO | Internal | Summer | B7 | 400 | 99999 | 1400 | 53.12 | 53.13 | 0.01 | 0
2015 | MARITIMES_2_NEISO | MARITIMES | NEISO | Internal | Summer | B8 | 500 | 99999 | 1400 | 53.12 | 53.13 | 0.01 | 0
2015 | MARITIMES_2_NEISO | MARITIMES | NEISO | Internal | Summer | B9 | 800 | 99999 | 1400 | 53.12 | 53.13 | 0.01 | 0
2015 | MARITIMES_2_NEISO | MARITIMES | NEISO | Internal | Summer | B10 | 1262 | 99999 | 1196.32 | 53.12 | 53.13 | 0.01 | 0
2015 | MARITIMES_2_NEISO | MARITIMES | NEISO | Internal | Winter | B16 | 25 | 99999 | 1400 | 64.21 | 64.22 | 0.01 | 0
2015 | MARITIMES_2_NEISO | MARITIMES | NEISO | Internal | Winter | B17 | 100 | 99999 | 1400 | 64.21 | 64.22 | 0.01 | 0
2015 | MARITIMES_2_NEISO | MARITIMES | NEISO | Internal | Winter | B18 | 400 | 99999 | 1400 | 64.21 | 64.22 | 0.01 | 0
2015 | MARITIMES_2_NEISO | MARITIMES | NEISO | Internal | Winter | B19 | 700 | 99999 | 1400 | 64.21 | 64.22 | 0.01 | 0
2015 | MARITIMES_2_NEISO | MARITIMES | NEISO | Internal | Winter | B20 | 935 | 99999 | 1238.29 | 64.21 | 64.22 | 0.01 | 0
2015 | MISO_IN_2_MISO_MI | MISO_IN | MISO_MI | Internal | Shoulder | B11 | 25 | 5021 | 0 | 76.35 | 74.41 | 0.01 | 0
2015 | MISO_IN_2_MISO_MI | MISO_IN | MISO_MI | Internal | Shoulder | B12 | 200 | 5021 | 0 | 64.51 | 64.49 | 0.01 | 0
2015 | MISO_IN_2_MISO_MI | MISO_IN | MISO_MI | Internal | Shoulder | B13 | 600 | 5021 | 0 | 58 | 57.99 | 0.01 | 0
2015 | MISO_IN_2_MISO_MI | MISO_IN | MISO_MI | Internal | Shoulder | B14 | 900 | 5021 | 0 | 55.79 | 55.78 | 0.01 | 0
2015 | MISO_IN_2_MISO_MI | MISO_IN | MISO_MI | Internal | Shoulder | B15 | 1203 | 5021 | 0 | 54.04 | 54.03 | 0.01 | 0
2015 | MISO_IN_2_MISO_MI | MISO_IN | MISO_MI | Internal | Summer | B1 | 10 | 5021 | 0 | 91.79 | 91.77 | 0.01 | 0
2015 | MISO_IN_2_MISO_MI | MISO_IN | MISO_MI | Internal | Summer | B2 | 25 | 5021 | 0 | 88.75 | 88.27 | 0.01 | 0
2015 | MISO_IN_2_MISO_MI | MISO_IN | MISO_MI | Internal | Summer | B3 | 75 | 5021 | 0 | 88.75 | 87.51 | 0.01 | 0
2015 | MISO_IN_2_MISO_MI | MISO_IN | MISO_MI | Internal | Summer | B4 | 100 | 5021 | 0 | 86.88 | 83.53 | 0.01 | 0
2015 | MISO_IN_2_MISO_MI | MISO_IN | MISO_MI | Internal | Summer | B5 | 200 | 5021 | 0 | 76.63 | 74.07 | 0.01 | 0
2015 | MISO_IN_2_MISO_MI | MISO_IN | MISO_MI | Internal | Summer | B6 | 300 | 5021 | 0 | 65.6 | 65.59 | 0.01 | 0
2015 | MISO_IN_2_MISO_MI | MISO_IN | MISO_MI | Internal | Summer | B7 | 400 | 5021 | 0 | 56.51 | 56.5 | 0.01 | 0
2015 | MISO_IN_2_MISO_MI | MISO_IN | MISO_MI | Internal | Summer | B8 | 500 | 5021 | 0 | 53.75 | 53.74 | 0.01 | 0
2015 | MISO_IN_2_MISO_MI | MISO_IN | MISO_MI | Internal | Summer | B9 | 800 | 5021 | 1780.96 | 52.94 | 52.95 | 0.01 | 0
2015 | MISO_IN_2_MISO_MI | MISO_IN | MISO_MI | Internal | Summer | B10 | 1262 | 5021 | 2715.85 | 52.02 | 52.03 | 0.01 | 0
2015 | MISO_IN_2_MISO_MI | MISO_IN | MISO_MI | Internal | Winter | B16 | 25 | 5021 | 0 | 75.71 | 75.7 | 0.01 | 0
2015 | MISO_IN_2_MISO_MI | MISO_IN | MISO_MI | Internal | Winter | B17 | 100 | 5021 | 0 | 68.85 | 68.84 | 0.01 | 0
2015 | MISO_IN_2_MISO_MI | MISO_IN | MISO_MI | Internal | Winter | B18 | 400 | 5021 | 0 | 59.85 | 59.84 | 0.01 | 0
2015 | MISO_IN_2_MISO_MI | MISO_IN | MISO_MI | Internal | Winter | B19 | 700 | 5021 | 0 | 57.94 | 57.94 | 0.01 | 0
2015 | MISO_IN_2_MISO_MI | MISO_IN | MISO_MI | Internal | Winter | B20 | 935 | 5021 | 167.08 | 53 | 53.02 | 0.01 | 0
2015 | MISO_IN_2_MISO_MO-IL | MISO_IN | MISO_MO-IL | Internal | Shoulder | B11 | 25 | 5533 | 0 | 76.35 | 76.34 | 0.01 | 0
2015 | MISO_IN_2_MISO_MO-IL | MISO_IN | MISO_MO-IL | Internal | Shoulder | B12 | 200 | 5533 | 0 | 64.51 | 64.49 | 0.01 | 0
2015 | MISO_IN_2_MISO_MO-IL | MISO_IN | MISO_MO-IL | Internal | Shoulder | B13 | 600 | 5533 | 0 | 58 | 57.99 | 0.01 | 0
2015 | MISO_IN_2_MISO_MO-IL | MISO_IN | MISO_MO-IL | Internal | Shoulder | B14 | 900 | 5533 | 0 | 55.79 | 55.78 | 0.01 | 0
2015 | MISO_IN_2_MISO_MO-IL | MISO_IN | MISO_MO-IL | Internal | Shoulder | B15 | 1203 | 5533 | 156.49 | 54.04 | 54.05 | 0.01 | 0
2015 | MISO_IN_2_MISO_MO-IL | MISO_IN | MISO_MO-IL | Internal | Summer | B1 | 10 | 5533 | 0 | 91.79 | 91.76 | 0.01 | 0
2015 | MISO_IN_2_MISO_MO-IL | MISO_IN | MISO_MO-IL | Internal | Summer | B2 | 25 | 5533 | 0 | 88.75 | 88.74 | 0.01 | 0
2015 | MISO_IN_2_MISO_MO-IL | MISO_IN | MISO_MO-IL | Internal | Summer | B3 | 75 | 5533 | 0 | 88.75 | 88.74 | 0.01 | 0
2015 | MISO_IN_2_MISO_MO-IL | MISO_IN | MISO_MO-IL | Internal | Summer | B4 | 100 | 5533 | 0 | 86.88 | 86.87 | 0.01 | 0
2015 | MISO_IN_2_MISO_MO-IL | MISO_IN | MISO_MO-IL | Internal | Summer | B5 | 200 | 5533 | 0 | 76.63 | 76.62 | 0.01 | 0
2015 | MISO_IN_2_MISO_MO-IL | MISO_IN | MISO_MO-IL | Internal | Summer | B6 | 300 | 5533 | 0 | 65.6 | 65.59 | 0.01 | 0
2015 | MISO_IN_2_MISO_MO-IL | MISO_IN | MISO_MO-IL | Internal | Summer | B7 | 400 | 5533 | 0 | 56.51 | 56.5 | 0.01 | 0
2015 | MISO_IN_2_MISO_MO-IL | MISO_IN | MISO_MO-IL | Internal | Summer | B8 | 500 | 5533 | 0 | 53.75 | 53.74 | 0.01 | 0
2015 | MISO_IN_2_MISO_MO-IL | MISO_IN | MISO_MO-IL | Internal | Summer | B9 | 800 | 5533 | 0 | 52.94 | 52.93 | 0.01 | 0
2015 | MISO_IN_2_MISO_MO-IL | MISO_IN | MISO_MO-IL | Internal | Summer | B10 | 1262 | 5533 | 0 | 52.02 | 52.01 | 0.01 | 0
2015 | MISO_IN_2_MISO_MO-IL | MISO_IN | MISO_MO-IL | Internal | Winter | B16 | 25 | 5533 | 0 | 75.71 | 75.7 | 0.01 | 0
2015 | MISO_IN_2_MISO_MO-IL | MISO_IN | MISO_MO-IL | Internal | Winter | B17 | 100 | 5533 | 0 | 68.85 | 65.23 | 0.01 | 0
2015 | MISO_IN_2_MISO_MO-IL | MISO_IN | MISO_MO-IL | Internal | Winter | B18 | 400 | 5533 | 0 | 59.85 | 59.84 | 0.01 | 0
2015 | MISO_IN_2_MISO_MO-IL | MISO_IN | MISO_MO-IL | Internal | Winter | B19 | 700 | 5533 | 0 | 57.94 | 57.93 | 0.01 | 0
2015 | MISO_IN_2_MISO_MO-IL | MISO_IN | MISO_MO-IL | Internal | Winter | B20 | 935 | 5533 | 0 | 53 | 52.99 | 0.01 | 0
2015 | MISO_IN_2_NonRTO_Midwest | MISO_IN | NonRTO_Midwest | Internal | Shoulder | B11 | 25 | 4800 | 962.56 | 76.35 | 84.35 | 8 | 0
2015 | MISO_IN_2_NonRTO_Midwest | MISO_IN | NonRTO_Midwest | Internal | Shoulder | B12 | 200 | 4800 | 443.33 | 64.51 | 72.51 | 8 | 0
2015 | MISO_IN_2_NonRTO_Midwest | MISO_IN | NonRTO_Midwest | Internal | Shoulder | B13 | 600 | 4800 | 0 | 58 | 57.01 | 8 | 0
2015 | MISO_IN_2_NonRTO_Midwest | MISO_IN | NonRTO_Midwest | Internal | Shoulder | B14 | 900 | 4800 | 0 | 55.79 | 56.66 | 8 | 0
2015 | MISO_IN_2_NonRTO_Midwest | MISO_IN | NonRTO_Midwest | Internal | Shoulder | B15 | 1203 | 4800 | 0 | 54.04 | 54.62 | 8 | 0
2015 | MISO_IN_2_NonRTO_Midwest | MISO_IN | NonRTO_Midwest | Internal | Summer | B1 | 10 | 4800 | 0 | 91.79 | 96.27 | 8 | 0
2015 | MISO_IN_2_NonRTO_Midwest | MISO_IN | NonRTO_Midwest | Internal | Summer | B2 | 25 | 4800 | 0 | 88.75 | 96.27 | 8 | 0
2015 | MISO_IN_2_NonRTO_Midwest | MISO_IN | NonRTO_Midwest | Internal | Summer | B3 | 75 | 4800 | 0 | 88.75 | 96.27 | 8 | 0
2015 | MISO_IN_2_NonRTO_Midwest | MISO_IN | NonRTO_Midwest | Internal | Summer | B4 | 100 | 4800 | 720.8 | 86.88 | 94.88 | 8 | 0
2015 | MISO_IN_2_NonRTO_Midwest | MISO_IN | NonRTO_Midwest | Internal | Summer | B5 | 200 | 4800 | 410.22 | 76.63 | 84.63 | 8 | 0
2015 | MISO_IN_2_NonRTO_Midwest | MISO_IN | NonRTO_Midwest | Internal | Summer | B6 | 300 | 4800 | 0 | 65.6 | 61.85 | 8 | 0
2015 | MISO_IN_2_NonRTO_Midwest | MISO_IN | NonRTO_Midwest | Internal | Summer | B7 | 400 | 4800 | 0 | 56.51 | 56.66 | 8 | 0
2015 | MISO_IN_2_NonRTO_Midwest | MISO_IN | NonRTO_Midwest | Internal | Summer | B8 | 500 | 4800 | 0 | 53.75 | 56.42 | 8 | 0
2015 | MISO_IN_2_NonRTO_Midwest | MISO_IN | NonRTO_Midwest | Internal | Summer | B9 | 800 | 4800 | 0 | 52.94 | 54.62 | 8 | 0
2015 | MISO_IN_2_NonRTO_Midwest | MISO_IN | NonRTO_Midwest | Internal | Summer | B10 | 1262 | 4800 | 0 | 52.02 | 53.93 | 8 | 0
2015 | MISO_IN_2_NonRTO_Midwest | MISO_IN | NonRTO_Midwest | Internal | Winter | B16 | 25 | 4800 | 2098.11 | 75.71 | 83.71 | 8 | 0
2015 | MISO_IN_2_NonRTO_Midwest | MISO_IN | NonRTO_Midwest | Internal | Winter | B17 | 100 | 4800 | 1028.99 | 68.85 | 76.85 | 8 | 0
2015 | MISO_IN_2_NonRTO_Midwest | MISO_IN | NonRTO_Midwest | Internal | Winter | B18 | 400 | 4800 | 253.08 | 59.85 | 67.85 | 8 | 0
2015 | MISO_IN_2_NonRTO_Midwest | MISO_IN | NonRTO_Midwest | Internal | Winter | B19 | 700 | 4800 | 0 | 57.94 | 56.66 | 8 | 0
2015 | MISO_IN_2_NonRTO_Midwest | MISO_IN | NonRTO_Midwest | Internal | Winter | B20 | 935 | 4800 | 0 | 53 | 55.17 | 8 | 0
2015 | MISO_IN_2_PJM_ROR | MISO_IN | PJM_ROR | Internal | Shoulder | B11 | 25 | 992 | 0 | 76.35 | 74.33 | 2 | 0
2015 | MISO_IN_2_PJM_ROR | MISO_IN | PJM_ROR | Internal | Shoulder | B12 | 200 | 992 | 0 | 64.51 | 64.62 | 2 | 0
2015 | MISO_IN_2_PJM_ROR | MISO_IN | PJM_ROR | Internal | Shoulder | B13 | 600 | 992 | 0 | 58 | 59.97 | 2 | 0
2015 | MISO_IN_2_PJM_ROR | MISO_IN | PJM_ROR | Internal | Shoulder | B14 | 900 | 992 | 0 | 55.79 | 57.78 | 2 | 0
2015 | MISO_IN_2_PJM_ROR | MISO_IN | PJM_ROR | Internal | Shoulder | B15 | 1203 | 992 | 0 | 54.04 | 54.84 | 2 | 0
2015 | MISO_IN_2_PJM_ROR | MISO_IN | PJM_ROR | Internal | Summer | B1 | 10 | 992 | 0 | 91.79 | 93.76 | 2 | 0
2015 | MISO_IN_2_PJM_ROR | MISO_IN | PJM_ROR | Internal | Summer | B2 | 25 | 992 | 0 | 88.75 | 90.26 | 2 | 0
2015 | MISO_IN_2_PJM_ROR | MISO_IN | PJM_ROR | Internal | Summer | B3 | 75 | 992 | 0 | 88.75 | 89.51 | 2 | 0
2015 | MISO_IN_2_PJM_ROR | MISO_IN | PJM_ROR | Internal | Summer | B4 | 100 | 992 | 0 | 86.88 | 84.87 | 2 | 0
2015 | MISO_IN_2_PJM_ROR | MISO_IN | PJM_ROR | Internal | Summer | B5 | 200 | 992 | 0 | 76.63 | 76.07 | 2 | 0
2015 | MISO_IN_2_PJM_ROR | MISO_IN | PJM_ROR | Internal | Summer | B6 | 300 | 992 | 0 | 65.6 | 65.85 | 2 | 0
2015 | MISO_IN_2_PJM_ROR | MISO_IN | PJM_ROR | Internal | Summer | B7 | 400 | 992 | 0 | 56.51 | 58.5 | 2 | 0
2015 | MISO_IN_2_PJM_ROR | MISO_IN | PJM_ROR | Internal | Summer | B8 | 500 | 992 | 0 | 53.75 | 55.71 | 2 | 0
2015 | MISO_IN_2_PJM_ROR | MISO_IN | PJM_ROR | Internal | Summer | B9 | 800 | 992 | 0 | 52.94 | 53.66 | 2 | 0
2015 | MISO_IN_2_PJM_ROR | MISO_IN | PJM_ROR | Internal | Summer | B10 | 1262 | 992 | 0 | 52.02 | 52.04 | 2 | 0
2015 | MISO_IN_2_PJM_ROR | MISO_IN | PJM_ROR | Internal | Winter | B16 | 25 | 992 | 0 | 75.71 | 77.7 | 2 | 0
2015 | MISO_IN_2_PJM_ROR | MISO_IN | PJM_ROR | Internal | Winter | B17 | 100 | 992 | 0 | 68.85 | 70.84 | 2 | 0
2015 | MISO_IN_2_PJM_ROR | MISO_IN | PJM_ROR | Internal | Winter | B18 | 400 | 992 | 0 | 59.85 | 61.84 | 2 | 0
2015 | MISO_IN_2_PJM_ROR | MISO_IN | PJM_ROR | Internal | Winter | B19 | 700 | 992 | 94.68 | 57.94 | 59.94 | 2 | 0
2015 | MISO_IN_2_PJM_ROR | MISO_IN | PJM_ROR | Internal | Winter | B20 | 935 | 992 | 0 | 53 | 54.99 | 2 | 0
2015 | MISO_MI_2_MISO_IN | MISO_MI | MISO_IN | Internal | Shoulder | B11 | 25 | 2066 | 2066 | 74.41 | 76.35 | 0.01 | 1.93
2015 | MISO_MI_2_MISO_IN | MISO_MI | MISO_IN | Internal | Shoulder | B12 | 200 | 2066 | 316.04 | 64.49 | 64.51 | 0.01 | 0
2015 | MISO_MI_2_MISO_IN | MISO_MI | MISO_IN | Internal | Shoulder | B13 | 600 | 2066 | 663.27 | 57.99 | 58 | 0.01 | 0
2015 | MISO_MI_2_MISO_IN | MISO_MI | MISO_IN | Internal | Shoulder | B14 | 900 | 2066 | 163.04 | 55.78 | 55.79 | 0.01 | 0
2015 | MISO_MI_2_MISO_IN | MISO_MI | MISO_IN | Internal | Shoulder | B15 | 1203 | 2066 | 893 | 54.03 | 54.04 | 0.01 | 0
2015 | MISO_MI_2_MISO_IN | MISO_MI | MISO_IN | Internal | Summer | B1 | 10 | 2066 | 1652.92 | 91.77 | 91.79 | 0.01 | 0
2015 | MISO_MI_2_MISO_IN | MISO_MI | MISO_IN | Internal | Summer | B2 | 25 | 2066 | 2066 | 88.27 | 88.75 | 0.01 | 0.47
2015 | MISO_MI_2_MISO_IN | MISO_MI | MISO_IN | Internal | Summer | B3 | 75 | 2066 | 2066 | 87.51 | 88.75 | 0.01 | 1.23
2015 | MISO_MI_2_MISO_IN | MISO_MI | MISO_IN | Internal | Summer | B4 | 100 | 2066 | 2066 | 83.53 | 86.88 | 0.01 | 3.34
2015 | MISO_MI_2_MISO_IN | MISO_MI | MISO_IN | Internal | Summer | B5 | 200 | 2066 | 2066 | 74.07 | 76.63 | 0.01 | 2.55
2015 | MISO_MI_2_MISO_IN | MISO_MI | MISO_IN | Internal | Summer | B6 | 300 | 2066 | 886.79 | 65.59 | 65.6 | 0.01 | 0
2015 | MISO_MI_2_MISO_IN | MISO_MI | MISO_IN | Internal | Summer | B7 | 400 | 2066 | 43.94 | 56.5 | 56.51 | 0.01 | 0
2015 | MISO_MI_2_MISO_IN | MISO_MI | MISO_IN | Internal | Summer | B8 | 500 | 2066 | 128.29 | 53.74 | 53.75 | 0.01 | 0
2015 | MISO_MI_2_MISO_IN | MISO_MI | MISO_IN | Internal | Summer | B9 | 800 | 2066 | 0 | 52.95 | 52.94 | 0.01 | 0
2015 | MISO_MI_2_MISO_IN | MISO_MI | MISO_IN | Internal | Summer | B10 | 1262 | 2066 | 0 | 52.03 | 52.02 | 0.01 | 0
2015 | MISO_MI_2_MISO_IN | MISO_MI | MISO_IN | Internal | Winter | B16 | 25 | 2066 | 1990.12 | 75.7 | 75.71 | 0.01 | 0
2015 | MISO_MI_2_MISO_IN | MISO_MI | MISO_IN | Internal | Winter | B17 | 100 | 2066 | 64.69 | 68.84 | 68.85 | 0.01 | 0
2015 | MISO_MI_2_MISO_IN | MISO_MI | MISO_IN | Internal | Winter | B18 | 400 | 2066 | 40.85 | 59.84 | 59.85 | 0.01 | 0
2015 | MISO_MI_2_MISO_IN | MISO_MI | MISO_IN | Internal | Winter | B19 | 700 | 2066 | 0 | 57.94 | 57.94 | 0.01 | 0
2015 | MISO_MI_2_MISO_IN | MISO_MI | MISO_IN | Internal | Winter | B20 | 935 | 2066 | 0 | 53.02 | 53 | 0.01 | 0
2015 | MISO_MI_2_MISO_WUMS | MISO_MI | MISO_WUMS | Internal | Shoulder | B11 | 25 | 1440 | 0 | 74.41 | 66.54 | 0.01 | 0
2015 | MISO_MI_2_MISO_WUMS | MISO_MI | MISO_WUMS | Internal | Shoulder | B12 | 200 | 1440 | 0 | 64.49 | 62.62 | 0.01 | 0
2015 | MISO_MI_2_MISO_WUMS | MISO_MI | MISO_WUMS | Internal | Shoulder | B13 | 600 | 1440 | 0 | 57.99 | 57.97 | 0.01 | 0
2015 | MISO_MI_2_MISO_WUMS | MISO_MI | MISO_WUMS | Internal | Shoulder | B14 | 900 | 1440 | 0 | 55.78 | 55.76 | 0.01 | 0
2015 | MISO_MI_2_MISO_WUMS | MISO_MI | MISO_WUMS | Internal | Shoulder | B15 | 1203 | 1440 | 0 | 54.03 | 54.02 | 0.01 | 0
2015 | MISO_MI_2_MISO_WUMS | MISO_MI | MISO_WUMS | Internal | Summer | B1 | 10 | 1440 | 0 | 91.77 | 91.76 | 0.01 | 0
2015 | MISO_MI_2_MISO_WUMS | MISO_MI | MISO_WUMS | Internal | Summer | B2 | 25 | 1440 | 0 | 88.27 | 88.26 | 0.01 | 0
2015 | MISO_MI_2_MISO_WUMS | MISO_MI | MISO_WUMS | Internal | Summer | B3 | 75 | 1440 | 0 | 87.51 | 87.5 | 0.01 | 0
2015 | MISO_MI_2_MISO_WUMS | MISO_MI | MISO_WUMS | Internal | Summer | B4 | 100 | 1440 | 0 | 83.53 | 82.87 | 0.01 | 0
2015 | MISO_MI_2_MISO_WUMS | MISO_MI | MISO_WUMS | Internal | Summer | B5 | 200 | 1440 | 0 | 74.07 | 63.19 | 0.01 | 0
2015 | MISO_MI_2_MISO_WUMS | MISO_MI | MISO_WUMS | Internal | Summer | B6 | 300 | 1440 | 0 | 65.59 | 62.04 | 0.01 | 0
2015 | MISO_MI_2_MISO_WUMS | MISO_MI | MISO_WUMS | Internal | Summer | B7 | 400 | 1440 | 0 | 56.5 | 56.47 | 0.01 | 0
2015 | MISO_MI_2_MISO_WUMS | MISO_MI | MISO_WUMS | Internal | Summer | B8 | 500 | 1440 | 0 | 53.74 | 53.71 | 0.01 | 0
2015 | MISO_MI_2_MISO_WUMS | MISO_MI | MISO_WUMS | Internal | Summer | B9 | 800 | 1440 | 0 | 52.95 | 52.91 | 0.01 | 0
2015 | MISO_MI_2_MISO_WUMS | MISO_MI | MISO_WUMS | Internal | Summer | B10 | 1262 | 1440 | 0 | 52.03 | 51.99 | 0.01 | 0
2015 | MISO_MI_2_MISO_WUMS | MISO_MI | MISO_WUMS | Internal | Winter | B16 | 25 | 1440 | 0 | 75.7 | 75.68 | 0.01 | 0
2015 | MISO_MI_2_MISO_WUMS | MISO_MI | MISO_WUMS | Internal | Winter | B17 | 100 | 1440 | 0 | 68.84 | 65.21 | 0.01 | 0
2015 | MISO_MI_2_MISO_WUMS | MISO_MI | MISO_WUMS | Internal | Winter | B18 | 400 | 1440 | 0 | 59.84 | 59.83 | 0.01 | 0
2015 | MISO_MI_2_MISO_WUMS | MISO_MI | MISO_WUMS | Internal | Winter | B19 | 700 | 1440 | 0 | 57.94 | 57.93 | 0.01 | 0
2015 | MISO_MI_2_MISO_WUMS | MISO_MI | MISO_WUMS | Internal | Winter | B20 | 935 | 1440 | 0 | 53.02 | 53 | 0.01 | 0
2015 | MISO_MI_2_PJM_ROR | MISO_MI | PJM_ROR | Internal | Shoulder | B11 | 25 | 1424 | 0 | 74.41 | 74.33 | 2 | 0
2015 | MISO_MI_2_PJM_ROR | MISO_MI | PJM_ROR | Internal | Shoulder | B12 | 200 | 1424 | 0 | 64.49 | 64.62 | 2 | 0
2015 | MISO_MI_2_PJM_ROR | MISO_MI | PJM_ROR | Internal | Shoulder | B13 | 600 | 1424 | 0 | 57.99 | 59.97 | 2 | 0
2015 | MISO_MI_2_PJM_ROR | MISO_MI | PJM_ROR | Internal | Shoulder | B14 | 900 | 1424 | 276.95 | 55.78 | 57.78 | 2 | 0
2015 | MISO_MI_2_PJM_ROR | MISO_MI | PJM_ROR | Internal | Shoulder | B15 | 1203 | 1424 | 0 | 54.03 | 54.84 | 2 | 0
2015 | MISO_MI_2_PJM_ROR | MISO_MI | PJM_ROR | Internal | Summer | B1 | 10 | 1424 | 0 | 91.77 | 93.76 | 2 | 0
2015 | MISO_MI_2_PJM_ROR | MISO_MI | PJM_ROR | Internal | Summer | B2 | 25 | 1424 | 0 | 88.27 | 90.26 | 2 | 0
2015 | MISO_MI_2_PJM_ROR | MISO_MI | PJM_ROR | Internal | Summer | B3 | 75 | 1424 | 595.18 | 87.51 | 89.51 | 2 | 0
2015 | MISO_MI_2_PJM_ROR | MISO_MI | PJM_ROR | Internal | Summer | B4 | 100 | 1424 | 0 | 83.53 | 84.87 | 2 | 0
2015 | MISO_MI_2_PJM_ROR | MISO_MI | PJM_ROR | Internal | Summer | B5 | 200 | 1424 | 838.76 | 74.07 | 76.07 | 2 | 0
2015 | MISO_MI_2_PJM_ROR | MISO_MI | PJM_ROR | Internal | Summer | B6 | 300 | 1424 | 0 | 65.59 | 65.85 | 2 | 0
2015 | MISO_MI_2_PJM_ROR | MISO_MI | PJM_ROR | Internal | Summer | B7 | 400 | 1424 | 38.71 | 56.5 | 58.5 | 2 | 0
2015 | MISO_MI_2_PJM_ROR | MISO_MI | PJM_ROR | Internal | Summer | B8 | 500 | 1424 | 0 | 53.74 | 55.71 | 2 | 0
2015 | MISO_MI_2_PJM_ROR | MISO_MI | PJM_ROR | Internal | Summer | B9 | 800 | 1424 | 0 | 52.95 | 53.66 | 2 | 0
2015 | MISO_MI_2_PJM_ROR | MISO_MI | PJM_ROR | Internal | Summer | B10 | 1262 | 1424 | 0 | 52.03 | 52.04 | 2 | 0
2015 | MISO_MI_2_PJM_ROR | MISO_MI | PJM_ROR | Internal | Winter | B16 | 25 | 1424 | 1163.91 | 75.7 | 77.7 | 2 | 0
2015 | MISO_MI_2_PJM_ROR | MISO_MI | PJM_ROR | Internal | Winter | B17 | 100 | 1424 | 847.73 | 68.84 | 70.84 | 2 | 0
2015 | MISO_MI_2_PJM_ROR | MISO_MI | PJM_ROR | Internal | Winter | B18 | 400 | 1424 | 459.92 | 59.84 | 61.84 | 2 | 0
2015 | MISO_MI_2_PJM_ROR | MISO_MI | PJM_ROR | Internal | Winter | B19 | 700 | 1424 | 125.68 | 57.94 | 59.94 | 2 | 0
2015 | MISO_MI_2_PJM_ROR | MISO_MI | PJM_ROR | Internal | Winter | B20 | 935 | 1424 | 0 | 53.02 | 54.99 | 2 | 0
2015 | MISO_MO-IL_2_ENT | MISO_MO-IL | ENT | Internal | Shoulder | B11 | 25 | 2540 | 0 | 76.34 | 78.23 | 8 | 0
2015 | MISO_MO-IL_2_ENT | MISO_MO-IL | ENT | Internal | Shoulder | B12 | 200 | 2540 | 0 | 64.49 | 59.47 | 8 | 0
2015 | MISO_MO-IL_2_ENT | MISO_MO-IL | ENT | Internal | Shoulder | B13 | 600 | 2540 | 0 | 57.99 | 59.47 | 8 | 0
2015 | MISO_MO-IL_2_ENT | MISO_MO-IL | ENT | Internal | Shoulder | B14 | 900 | 2540 | 0 | 55.78 | 57.49 | 8 | 0
2015 | MISO_MO-IL_2_ENT | MISO_MO-IL | ENT | Internal | Shoulder | B15 | 1203 | 2540 | 0 | 54.05 | 57.49 | 8 | 0
2015 | MISO_MO-IL_2_ENT | MISO_MO-IL | ENT | Internal | Summer | B1 | 10 | 2540 | 0 | 91.76 | 91.76 | 8 | 0
2015 | MISO_MO-IL_2_ENT | MISO_MO-IL | ENT | Internal | Summer | B2 | 25 | 2540 | 0 | 88.74 | 89.87 | 8 | 0
2015 | MISO_MO-IL_2_ENT | MISO_MO-IL | ENT | Internal | Summer | B3 | 75 | 2540 | 0 | 88.74 | 89.87 | 8 | 0
2015 | MISO_MO-IL_2_ENT | MISO_MO-IL | ENT | Internal | Summer | B4 | 100 | 2540 | 0 | 86.87 | 88.01 | 8 | 0
2015 | MISO_MO-IL_2_ENT | MISO_MO-IL | ENT | Internal | Summer | B5 | 200 | 2540 | 0 | 76.62 | 83.07 | 8 | 0
2015 | MISO_MO-IL_2_ENT | MISO_MO-IL | ENT | Internal | Summer | B6 | 300 | 2540 | 0 | 65.59 | 64.59 | 8 | 0
2015 | MISO_MO-IL_2_ENT | MISO_MO-IL | ENT | Internal | Summer | B7 | 400 | 2540 | 0 | 56.5 | 58.69 | 8 | 0
2015 | MISO_MO-IL_2_ENT | MISO_MO-IL | ENT | Internal | Summer | B8 | 500 | 2540 | 0 | 53.74 | 58.69 | 8 | 0
2015 | MISO_MO-IL_2_ENT | MISO_MO-IL | ENT | Internal | Summer | B9 | 800 | 2540 | 0 | 52.93 | 56.32 | 8 | 0
2015 | MISO_MO-IL_2_ENT | MISO_MO-IL | ENT | Internal | Summer | B10 | 1262 | 2540 | 0 | 52.01 | 56.32 | 8 | 0
2015 | MISO_MO-IL_2_ENT | MISO_MO-IL | ENT | Internal | Winter | B16 | 25 | 2540 | 0 | 75.7 | 75.7 | 8 | 0
2015 | MISO_MO-IL_2_ENT | MISO_MO-IL | ENT | Internal | Winter | B17 | 100 | 2540 | 0 | 65.23 | 61.89 | 8 | 0
2015 | MISO_MO-IL_2_ENT | MISO_MO-IL | ENT | Internal | Winter | B18 | 400 | 2540 | 0 | 59.84 | 60.3 | 8 | 0
2015 | MISO_MO-IL_2_ENT | MISO_MO-IL | ENT | Internal | Winter | B19 | 700 | 2540 | 0 | 57.93 | 59.83 | 8 | 0
2015 | MISO_MO-IL_2_ENT | MISO_MO-IL | ENT | Internal | Winter | B20 | 935 | 2540 | 0 | 52.99 | 59.83 | 8 | 0
2015 | MISO_MO-IL_2_MISO_IN | MISO_MO-IL | MISO_IN | Internal | Shoulder | B11 | 25 | 2633 | 77.75 | 76.34 | 76.35 | 0.01 | 0
2015 | MISO_MO-IL_2_MISO_IN | MISO_MO-IL | MISO_IN | Internal | Shoulder | B12 | 200 | 2633 | 1593.99 | 64.49 | 64.51 | 0.01 | 0
2015 | MISO_MO-IL_2_MISO_IN | MISO_MO-IL | MISO_IN | Internal | Shoulder | B13 | 600 | 2633 | 1005.16 | 57.99 | 58 | 0.01 | 0
2015 | MISO_MO-IL_2_MISO_IN | MISO_MO-IL | MISO_IN | Internal | Shoulder | B14 | 900 | 2633 | 823.29 | 55.78 | 55.79 | 0.01 | 0
2015 | MISO_MO-IL_2_MISO_IN | MISO_MO-IL | MISO_IN | Internal | Shoulder | B15 | 1203 | 2633 | 0 | 54.05 | 54.04 | 0.01 | 0
2015 | MISO_MO-IL_2_MISO_IN | MISO_MO-IL | MISO_IN | Internal | Summer | B1 | 10 | 2633 | 2633 | 91.76 | 91.79 | 0.01 | 0.01
2015 | MISO_MO-IL_2_MISO_IN | MISO_MO-IL | MISO_IN | Internal | Summer | B2 | 25 | 2633 | 1969.48 | 88.74 | 88.75 | 0.01 | 0
2015 | MISO_MO-IL_2_MISO_IN | MISO_MO-IL | MISO_IN | Internal | Summer | B3 | 75 | 2633 | 1149.23 | 88.74 | 88.75 | 0.01 | 0
2015 | MISO_MO-IL_2_MISO_IN | MISO_MO-IL | MISO_IN | Internal | Summer | B4 | 100 | 2633 | 460.63 | 86.87 | 86.88 | 0.01 | 0
2015 | MISO_MO-IL_2_MISO_IN | MISO_MO-IL | MISO_IN | Internal | Summer | B5 | 200 | 2633 | 551.77 | 76.62 | 76.63 | 0.01 | 0
2015 | MISO_MO-IL_2_MISO_IN | MISO_MO-IL | MISO_IN | Internal | Summer | B6 | 300 | 2633 | 446.77 | 65.59 | 65.6 | 0.01 | 0
2015 | MISO_MO-IL_2_MISO_IN | MISO_MO-IL | MISO_IN | Internal | Summer | B7 | 400 | 2633 | 1010.8 | 56.5 | 56.51 | 0.01 | 0
2015 | MISO_MO-IL_2_MISO_IN | MISO_MO-IL | MISO_IN | Internal | Summer | B8 | 500 | 2633 | 932.27 | 53.74 | 53.75 | 0.01 | 0
2015 | MISO_MO-IL_2_MISO_IN | MISO_MO-IL | MISO_IN | Internal | Summer | B9 | 800 | 2633 | 2590.82 | 52.93 | 52.94 | 0.01 | 0
2015 | MISO_MO-IL_2_MISO_IN | MISO_MO-IL | MISO_IN | Internal | Summer | B10 | 1262 | 2633 | 2632.14 | 52.01 | 52.02 | 0.01 | 0
2015 | MISO_MO-IL_2_MISO_IN | MISO_MO-IL | MISO_IN | Internal | Winter | B16 | 25 | 2633 | 2530.03 | 75.7 | 75.71 | 0.01 | 0
2015 | MISO_MO-IL_2_MISO_IN | MISO_MO-IL | MISO_IN | Internal | Winter | B17 | 100 | 2633 | 2633 | 65.23 | 68.85 | 0.01 | 3.6
2015 | MISO_MO-IL_2_MISO_IN | MISO_MO-IL | MISO_IN | Internal | Winter | B18 | 400 | 2633 | 1594.38 | 59.84 | 59.85 | 0.01 | 0
2015 | MISO_MO-IL_2_MISO_IN | MISO_MO-IL | MISO_IN | Internal | Winter | B19 | 700 | 2633 | 927.38 | 57.93 | 57.94 | 0.01 | 0
2015 | MISO_MO-IL_2_MISO_IN | MISO_MO-IL | MISO_IN | Internal | Winter | B20 | 935 | 2633 | 1088.02 | 52.99 | 53 | 0.01 | 0
2015 | MISO_MO-IL_2_MISO_W | MISO_MO-IL | MISO_W | Internal | Shoulder | B11 | 25 | 1075 | 0 | 76.34 | 76.33 | 0.01 | 0
2015 | MISO_MO-IL_2_MISO_W | MISO_MO-IL | MISO_W | Internal | Shoulder | B12 | 200 | 1075 | 0 | 64.49 | 64.48 | 0.01 | 0
2015 | MISO_MO-IL_2_MISO_W | MISO_MO-IL | MISO_W | Internal | Shoulder | B13 | 600 | 1075 | 0 | 57.99 | 57.98 | 0.01 | 0
2015 | MISO_MO-IL_2_MISO_W | MISO_MO-IL | MISO_W | Internal | Shoulder | B14 | 900 | 1075 | 0 | 55.78 | 55.77 | 0.01 | 0
2015 | MISO_MO-IL_2_MISO_W | MISO_MO-IL | MISO_W | Internal | Shoulder | B15 | 1203 | 1075 | 234.53 | 54.05 | 54.07 | 0.01 | 0
2015 | MISO_MO-IL_2_MISO_W | MISO_MO-IL | MISO_W | Internal | Summer | B1 | 10 | 1075 | 0 | 91.76 | 91.75 | 0.01 | 0
2015 | MISO_MO-IL_2_MISO_W | MISO_MO-IL | MISO_W | Internal | Summer | B2 | 25 | 1075 | 0 | 88.74 | 88.73 | 0.01 | 0
2015 | MISO_MO-IL_2_MISO_W | MISO_MO-IL | MISO_W | Internal | Summer | B3 | 75 | 1075 | 0 | 88.74 | 88.73 | 0.01 | 0
2015 | MISO_MO-IL_2_MISO_W | MISO_MO-IL | MISO_W | Internal | Summer | B4 | 100 | 1075 | 0 | 86.87 | 86.86 | 0.01 | 0
2015 | MISO_MO-IL_2_MISO_W | MISO_MO-IL | MISO_W | Internal | Summer | B5 | 200 | 1075 | 0 | 76.62 | 76.61 | 0.01 | 0
2015 | MISO_MO-IL_2_MISO_W | MISO_MO-IL | MISO_W | Internal | Summer | B6 | 300 | 1075 | 0 | 65.59 | 65.58 | 0.01 | 0
2015 | MISO_MO-IL_2_MISO_W | MISO_MO-IL | MISO_W | Internal | Summer | B7 | 400 | 1075 | 0 | 56.5 | 56.49 | 0.01 | 0
2015 | MISO_MO-IL_2_MISO_W | MISO_MO-IL | MISO_W | Internal | Summer | B8 | 500 | 1075 | 0 | 53.74 | 53.73 | 0.01 | 0
2015 | MISO_MO-IL_2_MISO_W | MISO_MO-IL | MISO_W | Internal | Summer | B9 | 800 | 1075 | 0 | 52.93 | 52.92 | 0.01 | 0
2015 | MISO_MO-IL_2_MISO_W | MISO_MO-IL | MISO_W | Internal | Summer | B10 | 1262 | 1075 | 0 | 52.01 | 52 | 0.01 | 0
2015 | MISO_MO-IL_2_MISO_W | MISO_MO-IL | MISO_W | Internal | Winter | B16 | 25 | 1075 | 0 | 75.7 | 75.69 | 0.01 | 0
2015 | MISO_MO-IL_2_MISO_W | MISO_MO-IL | MISO_W | Internal | Winter | B17 | 100 | 1075 | 0 | 65.23 | 65.22 | 0.01 | 0
2015 | MISO_MO-IL_2_MISO_W | MISO_MO-IL | MISO_W | Internal | Winter | B18 | 400 | 1075 | 0 | 59.84 | 59.83 | 0.01 | 0
2015 | MISO_MO-IL_2_MISO_W | MISO_MO-IL | MISO_W | Internal | Winter | B19 | 700 | 1075 | 547.5 | 57.93 | 57.94 | 0.01 | 0
2015 | MISO_MO-IL_2_MISO_W | MISO_MO-IL | MISO_W | Internal | Winter | B20 | 935 | 1075 | 0 | 52.99 | 52.99 | 0.01 | 0
2015 | MISO_MO-IL_2_PJM_ROR | MISO_MO-IL | PJM_ROR | Internal | Shoulder | B11 | 25 | 1212 | 0 | 76.34 | 74.33 | 2 | 0
2015 | MISO_MO-IL_2_PJM_ROR | MISO_MO-IL | PJM_ROR | Internal | Shoulder | B12 | 200 | 1212 | 0 | 64.49 | 64.62 | 2 | 0
2015 | MISO_MO-IL_2_PJM_ROR | MISO_MO-IL | PJM_ROR | Internal | Shoulder | B13 | 600 | 1212 | 0 | 57.99 | 59.97 | 2 | 0
2015 | MISO_MO-IL_2_PJM_ROR | MISO_MO-IL | PJM_ROR | Internal | Shoulder | B14 | 900 | 1212 | 868.82 | 55.78 | 57.78 | 2 | 0
2015 | MISO_MO-IL_2_PJM_ROR | MISO_MO-IL | PJM_ROR | Internal | Shoulder | B15 | 1203 | 1212 | 0 | 54.05 | 54.84 | 2 | 0
2015 | MISO_MO-IL_2_PJM_ROR | MISO_MO-IL | PJM_ROR | Internal | Summer | B1 | 10 | 1212 | 153.15 | 91.76 | 93.76 | 2 | 0
2015 | MISO_MO-IL_2_PJM_ROR | MISO_MO-IL | PJM_ROR | Internal | Summer | B2 | 25 | 1212 | 0 | 88.74 | 90.26 | 2 | 0
2015 | MISO_MO-IL_2_PJM_ROR | MISO_MO-IL | PJM_ROR | Internal | Summer | B3 | 75 | 1212 | 0 | 88.74 | 89.51 | 2 | 0
2015 | MISO_MO-IL_2_PJM_ROR | MISO_MO-IL | PJM_ROR | Internal | Summer | B4 | 100 | 1212 | 0 | 86.87 | 84.87 | 2 | 0
2015 | MISO_MO-IL_2_PJM_ROR | MISO_MO-IL | PJM_ROR | Internal | Summer | B5 | 200 | 1212 | 0 | 76.62 | 76.07 | 2 | 0
2015 | MISO_MO-IL_2_PJM_ROR | MISO_MO-IL | PJM_ROR | Internal | Summer | B6 | 300 | 1212 | 0 | 65.59 | 65.85 | 2 | 0
2015 | MISO_MO-IL_2_PJM_ROR | MISO_MO-IL | PJM_ROR | Internal | Summer | B7 | 400 | 1212 | 267.06 | 56.5 | 58.5 | 2 | 0
2015 | MISO_MO-IL_2_PJM_ROR | MISO_MO-IL | PJM_ROR | Internal | Summer | B8 | 500 | 1212 | 0 | 53.74 | 55.71 | 2 | 0
2015 | MISO_MO-IL_2_PJM_ROR | MISO_MO-IL | PJM_ROR | Internal | Summer | B9 | 800 | 1212 | 0 | 52.93 | 53.66 | 2 | 0
2015 | MISO_MO-IL_2_PJM_ROR | MISO_MO-IL | PJM_ROR | Internal | Summer | B10 | 1262 | 1212 | 0 | 52.01 | 52.04 | 2 | 0
2015 | MISO_MO-IL_2_PJM_ROR | MISO_MO-IL | PJM_ROR | Internal | Winter | B16 | 25 | 1212 | 597.19 | 75.7 | 77.7 | 2 | 0
2015 | MISO_MO-IL_2_PJM_ROR | MISO_MO-IL | PJM_ROR | Internal | Winter | B17 | 100 | 1212 | 1212 | 65.23 | 70.84 | 2 | 3.6
2015 | MISO_MO-IL_2_PJM_ROR | MISO_MO-IL | PJM_ROR | Internal | Winter | B18 | 400 | 1212 | 1169.04 | 59.84 | 61.84 | 2 | 0
2015 | MISO_MO-IL_2_PJM_ROR | MISO_MO-IL | PJM_ROR | Internal | Winter | B19 | 700 | 1212 | 1212 | 57.93 | 59.94 | 2 | 0.01
2015 | MISO_MO-IL_2_PJM_ROR | MISO_MO-IL | PJM_ROR | Internal | Winter | B20 | 935 | 1212 | 318.17 | 52.99 | 54.99 | 2 | 0
2015 | MISO_MO-IL_2_TVA_Transmission | MISO_MO-IL | TVA_Transmission | Internal | Shoulder | B11 | 25 | 4000 | 0 | 76.34 | 80.33 | 8 | 0
2015 | MISO_MO-IL_2_TVA_Transmission | MISO_MO-IL | TVA_Transmission | Internal | Shoulder | B12 | 200 | 4000 | 0 | 64.49 | 65.7 | 8 | 0
2015 | MISO_MO-IL_2_TVA_Transmission | MISO_MO-IL | TVA_Transmission | Internal | Shoulder | B13 | 600 | 4000 | 0 | 57.99 | 62.7 | 8 | 0
2015 | MISO_MO-IL_2_TVA_Transmission | MISO_MO-IL | TVA_Transmission | Internal | Shoulder | B14 | 900 | 4000 | 0 | 55.78 | 62.31 | 8 | 0
2015 | MISO_MO-IL_2_TVA_Transmission | MISO_MO-IL | TVA_Transmission | Internal | Shoulder | B15 | 1203 | 4000 | 0 | 54.05 | 60.84 | 8 | 0
2015 | MISO_MO-IL_2_TVA_Transmission | MISO_MO-IL | TVA_Transmission | Internal | Summer | B1 | 10 | 4000 | 361.1 | 91.76 | 99.76 | 8 | 0
2015 | MISO_MO-IL_2_TVA_Transmission | MISO_MO-IL | TVA_Transmission | Internal | Summer | B2 | 25 | 4000 | 84.9 | 88.74 | 96.74 | 8 | 0
2015 | MISO_MO-IL_2_TVA_Transmission | MISO_MO-IL | TVA_Transmission | Internal | Summer | B3 | 75 | 4000 | 0 | 88.74 | 95.51 | 8 | 0
2015 | MISO_MO-IL_2_TVA_Transmission | MISO_MO-IL | TVA_Transmission | Internal | Summer | B4 | 100 | 4000 | 0 | 86.87 | 90.87 | 8 | 0
2015 | MISO_MO-IL_2_TVA_Transmission | MISO_MO-IL | TVA_Transmission | Internal | Summer | B5 | 200 | 4000 | 0 | 76.62 | 82.07 | 8 | 0
2015 | MISO_MO-IL_2_TVA_Transmission | MISO_MO-IL | TVA_Transmission | Internal | Summer | B6 | 300 | 4000 | 0 | 65.59 | 69.85 | 8 | 0
2015 | MISO_MO-IL_2_TVA_Transmission | MISO_MO-IL | TVA_Transmission | Internal | Summer | B7 | 400 | 4000 | 0 | 56.5 | 63.08 | 8 | 0
2015 | MISO_MO-IL_2_TVA_Transmission | MISO_MO-IL | TVA_Transmission | Internal | Summer | B8 | 500 | 4000 | 0 | 53.74 | 60.89 | 8 | 0
2015 | MISO_MO-IL_2_TVA_Transmission | MISO_MO-IL | TVA_Transmission | Internal | Summer | B9 | 800 | 4000 | 0 | 52.93 | 59.66 | 8 | 0
2015 | MISO_MO-IL_2_TVA_Transmission | MISO_MO-IL | TVA_Transmission | Internal | Summer | B10 | 1262 | 4000 | 0 | 52.01 | 57.99 | 8 | 0
2015 | MISO_MO-IL_2_TVA_Transmission | MISO_MO-IL | TVA_Transmission | Internal | Winter | B16 | 25 | 4000 | 1055.18 | 75.7 | 83.7 | 8 | 0
2015 | MISO_MO-IL_2_TVA_Transmission | MISO_MO-IL | TVA_Transmission | Internal | Winter | B17 | 100 | 4000 | 0 | 65.23 | 69.32 | 8 | 0
2015 | MISO_MO-IL_2_TVA_Transmission | MISO_MO-IL | TVA_Transmission | Internal | Winter | B18 | 400 | 4000 | 0 | 59.84 | 65.42 | 8 | 0
2015 | MISO_MO-IL_2_TVA_Transmission | MISO_MO-IL | TVA_Transmission | Internal | Winter | B19 | 700 | 4000 | 0 | 57.93 | 64.43 | 8 | 0
2015 | MISO_MO-IL_2_TVA_Transmission | MISO_MO-IL | TVA_Transmission | Internal | Winter | B20 | 935 | 4000 | 430.41 | 52.99 | 60.99 | 8 | 0
2015 | MISO_W_2_MAPP_CA | MISO_W | MAPP_CA | Internal | Shoulder | B11 | 25 | 926 | 0 | 76.33 | 70.97 | 0.01 | 0
2015 | MISO_W_2_MAPP_CA | MISO_W | MAPP_CA | Internal | Shoulder | B12 | 200 | 926 | 0 | 64.48 | 64.47 | 0.01 | 0
2015 | MISO_W_2_MAPP_CA | MISO_W | MAPP_CA | Internal | Shoulder | B13 | 600 | 926 | 0 | 57.98 | 57.97 | 0.01 | 0
2015 | MISO_W_2_MAPP_CA | MISO_W | MAPP_CA | Internal | Shoulder | B14 | 900 | 926 | 0 | 55.77 | 55.76 | 0.01 | 0
2015 | MISO_W_2_MAPP_CA | MISO_W | MAPP_CA | Internal | Shoulder | B15 | 1203 | 926 | 835.42 | 54.07 | 54.08 | 0.01 | 0
2015 | MISO_W_2_MAPP_CA | MISO_W | MAPP_CA | Internal | Summer | B1 | 10 | 926 | 0 | 91.75 | 76.56 | 0.01 | 0
2015 | MISO_W_2_MAPP_CA | MISO_W | MAPP_CA | Internal | Summer | B2 | 25 | 926 | 0 | 88.73 | 77.38 | 0.01 | 0
2015 | MISO_W_2_MAPP_CA | MISO_W | MAPP_CA | Internal | Summer | B3 | 75 | 926 | 0 | 88.73 | 77.38 | 0.01 | 0
2015 | MISO_W_2_MAPP_CA | MISO_W | MAPP_CA | Internal | Summer | B4 | 100 | 926 | 0 | 86.86 | 75.73 | 0.01 | 0
2015 | MISO_W_2_MAPP_CA | MISO_W | MAPP_CA | Internal | Summer | B5 | 200 | 926 | 0 | 76.61 | 75.73 | 0.01 | 0
2015 | MISO_W_2_MAPP_CA | MISO_W | MAPP_CA | Internal | Summer | B6 | 300 | 926 | 0 | 65.58 | 65.57 | 0.01 | 0
2015 | MISO_W_2_MAPP_CA | MISO_W | MAPP_CA | Internal | Summer | B7 | 400 | 926 | 0 | 56.49 | 56.47 | 0.01 | 0
2015 | MISO_W_2_MAPP_CA | MISO_W | MAPP_CA | Internal | Summer | B8 | 500 | 926 | 0 | 53.73 | 53.71 | 0.01 | 0
2015 | MISO_W_2_MAPP_CA | MISO_W | MAPP_CA | Internal | Summer | B9 | 800 | 926 | 0 | 52.92 | 52.91 | 0.01 | 0
2015 | MISO_W_2_MAPP_CA | MISO_W | MAPP_CA | Internal | Summer | B10 | 1262 | 926 | 926 | 52 | 52.91 | 0.01 | 0.9
2015 | MISO_W_2_MAPP_CA | MISO_W | MAPP_CA | Internal | Winter | B16 | 25 | 926 | 0 | 75.69 | 75.68 | 0.01 | 0
2015 | MISO_W_2_MAPP_CA | MISO_W | MAPP_CA | Internal | Winter | B17 | 100 | 926 | 0 | 65.22 | 65.21 | 0.01 | 0
2015 | MISO_W_2_MAPP_CA | MISO_W | MAPP_CA | Internal | Winter | B18 | 400 | 926 | 0 | 59.83 | 59.81 | 0.01 | 0
2015 | MISO_W_2_MAPP_CA | MISO_W | MAPP_CA | Internal | Winter | B19 | 700 | 926 | 42.25 | 57.94 | 57.96 | 0.01 | 0
2015 | MISO_W_2_MAPP_CA | MISO_W | MAPP_CA | Internal | Winter | B20 | 935 | 926 | 926 | 52.99 | 57.96 | 0.01 | 4.95
2015 | MISO_W_2_MISO_MO-IL | MISO_W | MISO_MO-IL | Internal | Shoulder | B11 | 25 | 3915 | 1293.93 | 76.33 | 76.34 | 0.01 | 0
2015 | MISO_W_2_MISO_MO-IL | MISO_W | MISO_MO-IL | Internal | Shoulder | B12 | 200 | 3915 | 2182.62 | 64.48 | 64.49 | 0.01 | 0
2015 | MISO_W_2_MISO_MO-IL | MISO_W | MISO_MO-IL | Internal | Shoulder | B13 | 600 | 3915 | 1324.54 | 57.98 | 57.99 | 0.01 | 0
2015 | MISO_W_2_MISO_MO-IL | MISO_W | MISO_MO-IL | Internal | Shoulder | B14 | 900 | 3915 | 1756.74 | 55.77 | 55.78 | 0.01 | 0
2015 | MISO_W_2_MISO_MO-IL | MISO_W | MISO_MO-IL | Internal | Shoulder | B15 | 1203 | 3915 | 0 | 54.07 | 54.05 | 0.01 | 0
2015 | MISO_W_2_MISO_MO-IL | MISO_W | MISO_MO-IL | Internal | Summer | B1 | 10 | 3915 | 1666.83 | 91.75 | 91.76 | 0.01 | 0
2015 | MISO_W_2_MISO_MO-IL | MISO_W | MISO_MO-IL | Internal | Summer | B2 | 25 | 3915 | 1426.2 | 88.73 | 88.74 | 0.01 | 0
2015 | MISO_W_2_MISO_MO-IL | MISO_W | MISO_MO-IL | Internal | Summer | B3 | 75 | 3915 | 1299.62 | 88.73 | 88.74 | 0.01 | 0
2015 | MISO_W_2_MISO_MO-IL | MISO_W | MISO_MO-IL | Internal | Summer | B4 | 100 | 3915 | 480.44 | 86.86 | 86.87 | 0.01 | 0
2015 | MISO_W_2_MISO_MO-IL | MISO_W | MISO_MO-IL | Internal | Summer | B5 | 200 | 3915 | 664.51 | 76.61 | 76.62 | 0.01 | 0
2015 | MISO_W_2_MISO_MO-IL | MISO_W | MISO_MO-IL | Internal | Summer | B6 | 300 | 3915 | 59.04 | 65.58 | 65.59 | 0.01 | 0
2015 | MISO_W_2_MISO_MO-IL | MISO_W | MISO_MO-IL | Internal | Summer | B7 | 400 | 3915 | 872.23 | 56.49 | 56.5 | 0.01 | 0
2015 | MISO_W_2_MISO_MO-IL | MISO_W | MISO_MO-IL | Internal | Summer | B8 | 500 | 3915 | 804.96 | 53.73 | 53.74 | 0.01 | 0
2015 | MISO_W_2_MISO_MO-IL | MISO_W | MISO_MO-IL | Internal | Summer | B9 | 800 | 3915 | 2027.4 | 52.92 | 52.93 | 0.01 | 0
2015 | MISO_W_2_MISO_MO-IL | MISO_W | MISO_MO-IL | Internal | Summer | B10 | 1262 | 3915 | 888.08 | 52 | 52.01 | 0.01 | 0
2015 | MISO_W_2_MISO_MO-IL | MISO_W | MISO_MO-IL | Internal | Winter | B16 | 25 | 3915 | 2696.75 | 75.69 | 75.7 | 0.01 | 0
2015 | MISO_W_2_MISO_MO-IL | MISO_W | MISO_MO-IL | Internal | Winter | B17 | 100 | 3915 | 2142.47 | 65.22 | 65.23 | 0.01 | 0
2015 | MISO_W_2_MISO_MO-IL | MISO_W | MISO_MO-IL | Internal | Winter | B18 | 400 | 3915 | 699.43 | 59.83 | 59.84 | 0.01 | 0
2015 | MISO_W_2_MISO_MO-IL | MISO_W | MISO_MO-IL | Internal | Winter | B19 | 700 | 3915 | 0 | 57.94 | 57.93 | 0.01 | 0
2015 | MISO_W_2_MISO_MO-IL | MISO_W | MISO_MO-IL | Internal | Winter | B20 | 935 | 3915 | 0 | 52.99 | 52.99 | 0.01 | 0
2015 | MISO_W_2_MISO_WUMS | MISO_W | MISO_WUMS | Internal | Shoulder | B11 | 25 | 1732 | 0 | 76.33 | 66.54 | 0.01 | 0
2015 | MISO_W_2_MISO_WUMS | MISO_W | MISO_WUMS | Internal | Shoulder | B12 | 200 | 1732 | 0 | 64.48 | 62.62 | 0.01 | 0
2015 | MISO_W_2_MISO_WUMS | MISO_W | MISO_WUMS | Internal | Shoulder | B13 | 600 | 1732 | 0 | 57.98 | 57.97 | 0.01 | 0
2015 | MISO_W_2_MISO_WUMS | MISO_W | MISO_WUMS | Internal | Shoulder | B14 | 900 | 1732 | 0 | 55.77 | 55.76 | 0.01 | 0
2015 | MISO_W_2_MISO_WUMS | MISO_W | MISO_WUMS | Internal | Shoulder | B15 | 1203 | 1732 | 0 | 54.07 | 54.02 | 0.01 | 0
2015 | MISO_W_2_MISO_WUMS | MISO_W | MISO_WUMS | Internal | Summer | B1 | 10 | 1732 | 66.56 | 91.75 | 91.76 | 0.01 | 0
2015 | MISO_W_2_MISO_WUMS | MISO_W | MISO_WUMS | Internal | Summer | B2 | 25 | 1732 | 0 | 88.73 | 88.26 | 0.01 | 0
2015 | MISO_W_2_MISO_WUMS | MISO_W | MISO_WUMS | Internal | Summer | B3 | 75 | 1732 | 0 | 88.73 | 87.5 | 0.01 | 0
2015 | MISO_W_2_MISO_WUMS | MISO_W | MISO_WUMS | Internal | Summer | B4 | 100 | 1732 | 0 | 86.86 | 82.87 | 0.01 | 0
2015 | MISO_W_2_MISO_WUMS | MISO_W | MISO_WUMS | Internal | Summer | B5 | 200 | 1732 | 0 | 76.61 | 63.19 | 0.01 | 0
2015 | MISO_W_2_MISO_WUMS | MISO_W | MISO_WUMS | Internal | Summer | B6 | 300 | 1732 | 0 | 65.58 | 62.04 | 0.01 | 0
2015 | MISO_W_2_MISO_WUMS | MISO_W | MISO_WUMS | Internal | Summer | B7 | 400 | 1732 | 0 | 56.49 | 56.47 | 0.01 | 0
2015 | MISO_W_2_MISO_WUMS | MISO_W | MISO_WUMS | Internal | Summer | B8 | 500 | 1732 | 0 | 53.73 | 53.71 | 0.01 | 0
2015 | MISO_W_2_MISO_WUMS | MISO_W | MISO_WUMS | Internal | Summer | B9 | 800 | 1732 | 0 | 52.92 | 52.91 | 0.01 | 0
2015 | MISO_W_2_MISO_WUMS | MISO_W | MISO_WUMS | Internal | Summer | B10 | 1262 | 1732 | 0 | 52 | 51.99 | 0.01 | 0
2015 | MISO_W_2_MISO_WUMS | MISO_W | MISO_WUMS | Internal | Winter | B16 | 25 | 1732 | 0 | 75.69 | 75.68 | 0.01 | 0
2015 | MISO_W_2_MISO_WUMS | MISO_W | MISO_WUMS | Internal | Winter | B17 | 100 | 1732 | 0 | 65.22 | 65.21 | 0.01 | 0
2015 | MISO_W_2_MISO_WUMS | MISO_W | MISO_WUMS | Internal | Winter | B18 | 400 | 1732 | 0 | 59.83 | 59.83 | 0.01 | 0
2015 | MISO_W_2_MISO_WUMS | MISO_W | MISO_WUMS | Internal | Winter | B19 | 700 | 1732 | 0 | 57.94 | 57.93 | 0.01 | 0
2015 | MISO_W_2_MISO_WUMS | MISO_W | MISO_WUMS | Internal | Winter | B20 | 935 | 1732 | 278.74 | 52.99 | 53 | 0.01 | 0
2015 | MISO_W_2_NE | MISO_W | NE | Internal | Shoulder | B11 | 25 | 2800 | 0 | 76.33 | 76.33 | 7 | 0
2015 | MISO_W_2_NE | MISO_W | NE | Internal | Shoulder | B12 | 200 | 2800 | 0 | 64.48 | 60.02 | 7 | 0
2015 | MISO_W_2_NE | MISO_W | NE | Internal | Shoulder | B13 | 600 | 2800 | 0 | 57.98 | 58.29 | 7 | 0
2015 | MISO_W_2_NE | MISO_W | NE | Internal | Shoulder | B14 | 900 | 2800 | 0 | 55.77 | 57.37 | 7 | 0
2015 | MISO_W_2_NE | MISO_W | NE | Internal | Shoulder | B15 | 1203 | 2800 | 0 | 54.07 | 57.37 | 7 | 0
2015 | MISO_W_2_NE | MISO_W | NE | Internal | Summer | B1 | 10 | 2800 | 0 | 91.75 | 91.75 | 7 | 0
2015 | MISO_W_2_NE | MISO_W | NE | Internal | Summer | B2 | 25 | 2800 | 0 | 88.73 | 91.38 | 7 | 0
2015 | MISO_W_2_NE | MISO_W | NE | Internal | Summer | B3 | 75 | 2800 | 0 | 88.73 | 91.38 | 7 | 0
2015 | MISO_W_2_NE | MISO_W | NE | Internal | Summer | B4 | 100 | 2800 | 0 | 86.86 | 86.86 | 7 | 0
2015 | MISO_W_2_NE | MISO_W | NE | Internal | Summer | B5 | 200 | 2800 | 0 | 76.61 | 80.79 | 7 | 0
2015 | MISO_W_2_NE | MISO_W | NE | Internal | Summer | B6 | 300 | 2800 | 0 | 65.58 | 67.27 | 7 | 0
2015 | MISO_W_2_NE | MISO_W | NE | Internal | Summer | B7 | 400 | 2800 | 0 | 56.49 | 59.68 | 7 | 0
2015 | MISO_W_2_NE | MISO_W | NE | Internal | Summer | B8 | 500 | 2800 | 0 | 53.73 | 58.69 | 7 | 0
2015 | MISO_W_2_NE | MISO_W | NE | Internal | Summer | B9 | 800 | 2800 | 0 | 52.92 | 56.1 | 7 | 0
2015 | MISO_W_2_NE | MISO_W | NE | Internal | Summer | B10 | 1262 | 2800 | 0 | 52 | 54.27 | 7 | 0
2015 | MISO_W_2_NE | MISO_W | NE | Internal | Winter | B16 | 25 | 2800 | 0 | 75.69 | 70.69 | 7 | 0
2015 | MISO_W_2_NE | MISO_W | NE | Internal | Winter | B17 | 100 | 2800 | 0 | 65.22 | 60.22 | 7 | 0
2015 | MISO_W_2_NE | MISO_W | NE | Internal | Winter | B18 | 400 | 2800 | 0 | 59.83 | 59.85 | 7 | 0
2015 | MISO_W_2_NE | MISO_W | NE | Internal | Winter | B19 | 700 | 2800 | 0 | 57.94 | 59.71 | 7 | 0
2015 | MISO_W_2_NE | MISO_W | NE | Internal | Winter | B20 | 935 | 2800 | 0 | 52.99 | 55.12 | 7 | 0
2015 | MISO_W_2_PJM_ROR | MISO_W | PJM_ROR | Internal | Shoulder | B11 | 25 | 773 | 0 | 76.33 | 74.33 | 2 | 0
2015 | MISO_W_2_PJM_ROR | MISO_W | PJM_ROR | Internal | Shoulder | B12 | 200 | 773 | 0 | 64.48 | 64.62 | 2 | 0
2015 | MISO_W_2_PJM_ROR | MISO_W | PJM_ROR | Internal | Shoulder | B13 | 600 | 773 | 0 | 57.98 | 59.97 | 2 | 0
2015 | MISO_W_2_PJM_ROR | MISO_W | PJM_ROR | Internal | Shoulder | B14 | 900 | 773 | 773 | 55.77 | 57.78 | 2 | 0.01
2015 | MISO_W_2_PJM_ROR | MISO_W | PJM_ROR | Internal | Shoulder | B15 | 1203 | 773 | 0 | 54.07 | 54.84 | 2 | 0
2015 | MISO_W_2_PJM_ROR | MISO_W | PJM_ROR | Internal | Summer | B1 | 10 | 773 | 773 | 91.75 | 93.76 | 2 | 0.01
2015 | MISO_W_2_PJM_ROR | MISO_W | PJM_ROR | Internal | Summer | B2 | 25 | 773 | 0 | 88.73 | 90.26 | 2 | 0
2015 | MISO_W_2_PJM_ROR | MISO_W | PJM_ROR | Internal | Summer | B3 | 75 | 773 | 0 | 88.73 | 89.51 | 2 | 0
2015 | MISO_W_2_PJM_ROR | MISO_W | PJM_ROR | Internal | Summer | B4 | 100 | 773 | 0 | 86.86 | 84.87 | 2 | 0
2015 | MISO_W_2_PJM_ROR | MISO_W | PJM_ROR | Internal | Summer | B5 | 200 | 773 | 0 | 76.61 | 76.07 | 2 | 0
2015 | MISO_W_2_PJM_ROR | MISO_W | PJM_ROR | Internal | Summer | B6 | 300 | 773 | 0 | 65.58 | 65.85 | 2 | 0
2015 | MISO_W_2_PJM_ROR | MISO_W | PJM_ROR | Internal | Summer | B7 | 400 | 773 | 773 | 56.49 | 58.5 | 2 | 0.01
2015 | MISO_W_2_PJM_ROR | MISO_W | PJM_ROR | Internal | Summer | B8 | 500 | 773 | 0 | 53.73 | 55.71 | 2 | 0
2015 | MISO_W_2_PJM_ROR | MISO_W | PJM_ROR | Internal | Summer | B9 | 800 | 773 | 0 | 52.92 | 53.66 | 2 | 0
2015 | MISO_W_2_PJM_ROR | MISO_W | PJM_ROR | Internal | Summer | B10 | 1262 | 773 | 0 | 52 | 52.04 | 2 | 0
2015 | MISO_W_2_PJM_ROR | MISO_W | PJM_ROR | Internal | Winter | B16 | 25 | 773 | 773 | 75.69 | 77.7 | 2 | 0.01
2015 | MISO_W_2_PJM_ROR | MISO_W | PJM_ROR | Internal | Winter | B17 | 100 | 773 | 773 | 65.22 | 70.84 | 2 | 3.61
2015 | MISO_W_2_PJM_ROR | MISO_W | PJM_ROR | Internal | Winter | B18 | 400 | 773 | 773 | 59.83 | 61.84 | 2 | 0.01
2015 | MISO_W_2_PJM_ROR | MISO_W | PJM_ROR | Internal | Winter | B19 | 700 | 773 | 89.65 | 57.94 | 59.94 | 2 | 0
2015 | MISO_W_2_PJM_ROR | MISO_W | PJM_ROR | Internal | Winter | B20 | 935 | 773 | 439.97 | 52.99 | 54.99 | 2 | 0
2015 | MISO_W_2_SPP_N | MISO_W | SPP_N | Internal | Shoulder | B11 | 25 | 3200 | 0 | 76.33 | 83.06 | 7 | 0
2015 | MISO_W_2_SPP_N | MISO_W | SPP_N | Internal | Shoulder | B12 | 200 | 3200 | 0 | 64.48 | 60.03 | 7 | 0
2015 | MISO_W_2_SPP_N | MISO_W | SPP_N | Internal | Shoulder | B13 | 600 | 3200 | 0 | 57.98 | 58.31 | 7 | 0
2015 | MISO_W_2_SPP_N | MISO_W | SPP_N | Internal | Shoulder | B14 | 900 | 3200 | 0 | 55.77 | 57.38 | 7 | 0
2015 | MISO_W_2_SPP_N | MISO_W | SPP_N | Internal | Shoulder | B15 | 1203 | 3200 | 0 | 54.07 | 57.38 | 7 | 0
2015 | MISO_W_2_SPP_N | MISO_W | SPP_N | Internal | Summer | B1 | 10 | 3200 | 0 | 91.75 | 92.6 | 7 | 0
2015 | MISO_W_2_SPP_N | MISO_W | SPP_N | Internal | Summer | B2 | 25 | 3200 | 0 | 88.73 | 92.6 | 7 | 0
2015 | MISO_W_2_SPP_N | MISO_W | SPP_N | Internal | Summer | B3 | 75 | 3200 | 0 | 88.73 | 91.39 | 7 | 0
2015 | MISO_W_2_SPP_N | MISO_W | SPP_N | Internal | Summer | B4 | 100 | 3200 | 0 | 86.86 | 86.87 | 7 | 0
2015 | MISO_W_2_SPP_N | MISO_W | SPP_N | Internal | Summer | B5 | 200 | 3200 | 0 | 76.61 | 81.21 | 7 | 0
2015 | MISO_W_2_SPP_N | MISO_W | SPP_N | Internal | Summer | B6 | 300 | 3200 | 1094.39 | 65.58 | 72.58 | 7 | 0
2015 | MISO_W_2_SPP_N | MISO_W | SPP_N | Internal | Summer | B7 | 400 | 3200 | 311.59 | 56.49 | 63.49 | 7 | 0
2015 | MISO_W_2_SPP_N | MISO_W | SPP_N | Internal | Summer | B8 | 500 | 3200 | 0 | 53.73 | 58.7 | 7 | 0
2015 | MISO_W_2_SPP_N | MISO_W | SPP_N | Internal | Summer | B9 | 800 | 3200 | 0 | 52.92 | 56.11 | 7 | 0
2015 | MISO_W_2_SPP_N | MISO_W | SPP_N | Internal | Summer | B10 | 1262 | 3200 | 0 | 52 | 54.59 | 7 | 0
2015 | MISO_W_2_SPP_N | MISO_W | SPP_N | Internal | Winter | B16 | 25 | 3200 | 0 | 75.69 | 70.7 | 7 | 0
2015 | MISO_W_2_SPP_N | MISO_W | SPP_N | Internal | Winter | B17 | 100 | 3200 | 0 | 65.22 | 60.23 | 7 | 0
2015 | MISO_W_2_SPP_N | MISO_W | SPP_N | Internal | Winter | B18 | 400 | 3200 | 0 | 59.83 | 59.86 | 7 | 0
2015 | MISO_W_2_SPP_N | MISO_W | SPP_N | Internal | Winter | B19 | 700 | 3200 | 0 | 57.94 | 59.72 | 7 | 0
2015 | MISO_W_2_SPP_N | MISO_W | SPP_N | Internal | Winter | B20 | 935 | 3200 | 0 | 52.99 | 56.64 | 7 | 0
2015 | MISO_WUMS_2_MISO_MI | MISO_WUMS | MISO_MI | Internal | Shoulder | B11 | 25 | 1422 | 1422 | 66.54 | 74.41 | 0.01 | 7.86
2015 | MISO_WUMS_2_MISO_MI | MISO_WUMS | MISO_MI | Internal | Shoulder | B12 | 200 | 1422 | 1422 | 62.62 | 64.49 | 0.01 | 1.87
2015 | MISO_WUMS_2_MISO_MI | MISO_WUMS | MISO_MI | Internal | Shoulder | B13 | 600 | 1422 | 1422 | 57.97 | 57.99 | 0.01 | 0.01
2015 | MISO_WUMS_2_MISO_MI | MISO_WUMS | MISO_MI | Internal | Shoulder | B14 | 900 | 1422 | 1422 | 55.76 | 55.78 | 0.01 | 0.01
2015 | MISO_WUMS_2_MISO_MI | MISO_WUMS | MISO_MI | Internal | Shoulder | B15 | 1203 | 1422 | 601.34 | 54.02 | 54.03 | 0.01 | 0
2015 | MISO_WUMS_2_MISO_MI | MISO_WUMS | MISO_MI | Internal | Summer | B1 | 10 | 1422 | 1385.88 | 91.76 | 91.77 | 0.01 | 0
2015 | MISO_WUMS_2_MISO_MI | MISO_WUMS | MISO_MI | Internal | Summer | B2 | 25 | 1422 | 1347.08 | 88.26 | 88.27 | 0.01 | 0
2015 | MISO_WUMS_2_MISO_MI | MISO_WUMS | MISO_MI | Internal | Summer | B3 | 75 | 1422 | 528.29 | 87.5 | 87.51 | 0.01 | 0
2015 | MISO_WUMS_2_MISO_MI | MISO_WUMS | MISO_MI | Internal | Summer | B4 | 100 | 1422 | 1422 | 82.87 | 83.53 | 0.01 | 0.65
2015 | MISO_WUMS_2_MISO_MI | MISO_WUMS | MISO_MI | Internal | Summer | B5 | 200 | 1422 | 1422 | 63.19 | 74.07 | 0.01 | 10.87
2015 | MISO_WUMS_2_MISO_MI | MISO_WUMS | MISO_MI | Internal | Summer | B6 | 300 | 1422 | 1422 | 62.04 | 65.59 | 0.01 | 3.53
2015 | MISO_WUMS_2_MISO_MI | MISO_WUMS | MISO_MI | Internal | Summer | B7 | 400 | 1422 | 1422 | 56.47 | 56.5 | 0.01 | 0.01
2015 | MISO_WUMS_2_MISO_MI | MISO_WUMS | MISO_MI | Internal | Summer | B8 | 500 | 1422 | 1422 | 53.71 | 53.74 | 0.01 | 0.01
2015 | MISO_WUMS_2_MISO_MI | MISO_WUMS | MISO_MI | Internal | Summer | B9 | 800 | 1422 | 1422 | 52.91 | 52.95 | 0.01 | 0.04
2015 | MISO_WUMS_2_MISO_MI | MISO_WUMS | MISO_MI | Internal | Summer | B10 | 1262 | 1422 | 1422 | 51.99 | 52.03 | 0.01 | 0.04
2015 | MISO_WUMS_2_MISO_MI | MISO_WUMS | MISO_MI | Internal | Winter | B16 | 25 | 1422 | 1422 | 75.68 | 75.7 | 0.01 | 0.01
2015 | MISO_WUMS_2_MISO_MI | MISO_WUMS | MISO_MI | Internal | Winter | B17 | 100 | 1422 | 1422 | 65.21 | 68.84 | 0.01 | 3.61
2015 | MISO_WUMS_2_MISO_MI | MISO_WUMS | MISO_MI | Internal | Winter | B18 | 400 | 1422 | 642.06 | 59.83 | 59.84 | 0.01 | 0
2015 | MISO_WUMS_2_MISO_MI | MISO_WUMS | MISO_MI | Internal | Winter | B19 | 700 | 1422 | 205.51 | 57.93 | 57.94 | 0.01 | 0
2015 | MISO_WUMS_2_MISO_MI | MISO_WUMS | MISO_MI | Internal | Winter | B20 | 935 | 1422 | 689.98 | 53 | 53.02 | 0.01 | 0
2015 | MISO_WUMS_2_MISO_W | MISO_WUMS | MISO_W | Internal | Shoulder | B11 | 25 | 1240 | 1240 | 66.54 | 76.33 | 0.01 | 9.78
2015 | MISO_WUMS_2_MISO_W | MISO_WUMS | MISO_W | Internal | Shoulder | B12 | 200 | 1240 | 1240 | 62.62 | 64.48 | 0.01 | 1.85
2015 | MISO_WUMS_2_MISO_W | MISO_WUMS | MISO_W | Internal | Shoulder | B13 | 600 | 1240 | 635.19 | 57.97 | 57.98 | 0.01 | 0
2015 | MISO_WUMS_2_MISO_W | MISO_WUMS | MISO_W | Internal | Shoulder | B14 | 900 | 1240 | 533.4 | 55.76 | 55.77 | 0.01 | 0
2015 | MISO_WUMS_2_MISO_W | MISO_WUMS | MISO_W | Internal | Shoulder | B15 | 1203 | 1240 | 1240 | 54.02 | 54.07 | 0.01 | 0.04
2015 | MISO_WUMS_2_MISO_W | MISO_WUMS | MISO_W | Internal | Summer | B1 | 10 | 1240 | 0 | 91.76 | 91.75 | 0.01 | 0
2015 | MISO_WUMS_2_MISO_W | MISO_WUMS | MISO_W | Internal | Summer | B2 | 25 | 1240 | 1240 | 88.26 | 88.73 | 0.01 | 0.46
2015 | MISO_WUMS_2_MISO_W | MISO_WUMS | MISO_W | Internal | Summer | B3 | 75 | 1240 | 1240 | 87.5 | 88.73 | 0.01 | 1.21
2015 | MISO_WUMS_2_MISO_W | MISO_WUMS | MISO_W | Internal | Summer | B4 | 100 | 1240 | 1240 | 82.87 | 86.86 | 0.01 | 3.98
2015 | MISO_WUMS_2_MISO_W | MISO_WUMS | MISO_W | Internal | Summer | B5 | 200 | 1240 | 1240 | 63.19 | 76.61 | 0.01 | 13.41
2015 | MISO_WUMS_2_MISO_W | MISO_WUMS | MISO_W | Internal | Summer | B6 | 300 | 1240 | 1240 | 62.04 | 65.58 | 0.01 | 3.52
2015 | MISO_WUMS_2_MISO_W | MISO_WUMS | MISO_W | Internal | Summer | B7 | 400 | 1240 | 607.85 | 56.47 | 56.49 | 0.01 | 0
2015 | MISO_WUMS_2_MISO_W | MISO_WUMS | MISO_W | Internal | Summer | B8 | 500 | 1240 | 391.6 | 53.71 | 53.73 | 0.01 | 0
2015 | MISO_WUMS_2_MISO_W | MISO_WUMS | MISO_W | Internal | Summer | B9 | 800 | 1240 | 799.18 | 52.91 | 52.92 | 0.01 | 0
2015 | MISO_WUMS_2_MISO_W | MISO_WUMS | MISO_W | Internal | Summer | B10 | 1262 | 1240 | 81.6 | 51.99 | 52 | 0.01 | 0
2015 | MISO_WUMS_2_MISO_W | MISO_WUMS | MISO_W | Internal | Winter | B16 | 25 | 1240 | 270.77 | 75.68 | 75.69 | 0.01 | 0
2015 | MISO_WUMS_2_MISO_W | MISO_WUMS | MISO_W | Internal | Winter | B17 | 100 | 1240 | 424.05 | 65.21 | 65.22 | 0.01 | 0
2015 | MISO_WUMS_2_MISO_W | MISO_WUMS | MISO_W | Internal | Winter | B18 | 400 | 1240 | 0 | 59.83 | 59.83 | 0.01 | 0
2015 | MISO_WUMS_2_MISO_W | MISO_WUMS | MISO_W | Internal | Winter | B19 | 700 | 1240 | 359.89 | 57.93 | 57.94 | 0.01 | 0
2015 | MISO_WUMS_2_MISO_W | MISO_WUMS | MISO_W | Internal | Winter | B20 | 935 | 1240 | 0 | 53 | 52.99 | 0.01 | 0
2015 | MISO_WUMS_2_PJM_ROR | MISO_WUMS | PJM_ROR | Internal | Shoulder | B11 | 25 | 1600 | 1600 | 66.54 | 74.33 | 2 | 5.79
2015 | MISO_WUMS_2_PJM_ROR | MISO_WUMS | PJM_ROR | Internal | Shoulder | B12 | 200 | 1600 | 1566.78 | 62.62 | 64.62 | 2 | 0
2015 | MISO_WUMS_2_PJM_ROR | MISO_WUMS | PJM_ROR | Internal | Shoulder | B13 | 600 | 1600 | 1266.73 | 57.97 | 59.97 | 2 | 0
2015 | MISO_WUMS_2_PJM_ROR | MISO_WUMS | PJM_ROR | Internal | Shoulder | B14 | 900 | 1600 | 1600 | 55.76 | 57.78 | 2 | 0.02
2015 | MISO_WUMS_2_PJM_ROR | MISO_WUMS | PJM_ROR | Internal | Shoulder | B15 | 1203 | 1600 | 0 | 54.02 | 54.84 | 2 | 0
2015 | MISO_WUMS_2_PJM_ROR | MISO_WUMS | PJM_ROR | Internal | Summer | B1 | 10 | 1600 | 1491.5 | 91.76 | 93.76 | 2 | 0
2015 | MISO_WUMS_2_PJM_ROR | MISO_WUMS | PJM_ROR | Internal | Summer | B2 | 25 | 1600 | 262.59 | 88.26 | 90.26 | 2 | 0
2015 | MISO_WUMS_2_PJM_ROR | MISO_WUMS | PJM_ROR | Internal | Summer | B3 | 75 | 1600 | 1600 | 87.5 | 89.51 | 2 | 0.01
2015 | MISO_WUMS_2_PJM_ROR | MISO_WUMS | PJM_ROR | Internal | Summer | B4 | 100 | 1600 | 1385.89 | 82.87 | 84.87 | 2 | 0
2015 | MISO_WUMS_2_PJM_ROR | MISO_WUMS | PJM_ROR | Internal | Summer | B5 | 200 | 1600 | 1600 | 63.19 | 76.07 | 2 | 10.88
2015 | MISO_WUMS_2_PJM_ROR | MISO_WUMS | PJM_ROR | Internal | Summer | B6 | 300 | 1600 | 1600 | 62.04 | 65.85 | 2 | 1.81
2015 | MISO_WUMS_2_PJM_ROR | MISO_WUMS | PJM_ROR | Internal | Summer | B7 | 400 | 1600 | 1600 | 56.47 | 58.5 | 2 | 0.02
2015 | MISO_WUMS_2_PJM_ROR | MISO_WUMS | PJM_ROR | Internal | Summer | B8 | 500 | 1600 | 1052.54 | 53.71 | 55.71 | 2 | 0
2015 | MISO_WUMS_2_PJM_ROR | MISO_WUMS | PJM_ROR | Internal | Summer | B9 | 800 | 1600 | 0 | 52.91 | 53.66 | 2 | 0
2015 | MISO_WUMS_2_PJM_ROR | MISO_WUMS | PJM_ROR | Internal | Summer | B10 | 1262 | 1600 | 0 | 51.99 | 52.04 | 2 | 0
2015 | MISO_WUMS_2_PJM_ROR | MISO_WUMS | PJM_ROR | Internal | Winter | B16 | 25 | 1600 | 1600 | 75.68 | 77.7 | 2 | 0.02
2015 | MISO_WUMS_2_PJM_ROR | MISO_WUMS | PJM_ROR | Internal | Winter | B17 | 100 | 1600 | 1600 | 65.21 | 70.84 | 2 | 3.63
2015 | MISO_WUMS_2_PJM_ROR | MISO_WUMS | PJM_ROR | Internal | Winter | B18 | 400 | 1600 | 1600 | 59.83 | 61.84 | 2 | 0.01
2015 | MISO_WUMS_2_PJM_ROR | MISO_WUMS | PJM_ROR | Internal | Winter | B19 | 700 | 1600 | 1600 | 57.93 | 59.94 | 2 | 0.01
2015 | MISO_WUMS_2_PJM_ROR | MISO_WUMS | PJM_ROR | Internal | Winter | B20 | 935 | 1600 | 0 | 53 | 54.99 | 2 | 0
2015 | NE_2_MISO_W | NE | MISO_W | Internal | Shoulder | B11 | 25 | 1600 | 0 | 76.33 | 76.33 | 5 | 0
2015 | NE_2_MISO_W | NE | MISO_W | Internal | Shoulder | B12 | 200 | 1600 | 0 | 60.02 | 64.48 | 5 | 0
2015 | NE_2_MISO_W | NE | MISO_W | Internal | Shoulder | B13 | 600 | 1600 | 0 | 58.29 | 57.98 | 5 | 0
2015 | NE_2_MISO_W | NE | MISO_W | Internal | Shoulder | B14 | 900 | 1600 | 0 | 57.37 | 55.77 | 5 | 0
2015 | NE_2_MISO_W | NE | MISO_W | Internal | Shoulder | B15 | 1203 | 1600 | 0 | 57.37 | 54.07 | 5 | 0
2015 | NE_2_MISO_W | NE | MISO_W | Internal | Summer | B1 | 10 | 1600 | 0 | 91.75 | 91.75 | 5 | 0
2015 | NE_2_MISO_W | NE | MISO_W | Internal | Summer | B2 | 25 | 1600 | 0 | 91.38 | 88.73 | 5 | 0
2015 | NE_2_MISO_W | NE | MISO_W | Internal | Summer | B3 | 75 | 1600 | 0 | 91.38 | 88.73 | 5 | 0
2015 | NE_2_MISO_W | NE | MISO_W | Internal | Summer | B4 | 100 | 1600 | 0 | 86.86 | 86.86 | 5 | 0
2015 | NE_2_MISO_W | NE | MISO_W | Internal | Summer | B5 | 200 | 1600 | 0 | 80.79 | 76.61 | 5 | 0
2015 | NE_2_MISO_W | NE | MISO_W | Internal | Summer | B6 | 300 | 1600 | 0 | 67.27 | 65.58 | 5 | 0
2015 | NE_2_MISO_W | NE | MISO_W | Internal | Summer | B7 | 400 | 1600 | 0 | 59.68 | 56.49 | 5 | 0
2015 | NE_2_MISO_W | NE | MISO_W | Internal | Summer | B8 | 500 | 1600 | 0 | 58.69 | 53.73 | 5 | 0
2015 | NE_2_MISO_W | NE | MISO_W | Internal | Summer | B9 | 800 | 1600 | 0 | 56.1 | 52.92 | 5 | 0
2015 | NE_2_MISO_W | NE | MISO_W | Internal | Summer | B10 | 1262 | 1600 | 0 | 54.27 | 52 | 5 | 0
2015 | NE_2_MISO_W | NE | MISO_W | Internal | Winter | B16 | 25 | 1600 | 283.18 | 70.69 | 75.69 | 5 | 0
2015 | NE_2_MISO_W | NE | MISO_W | Internal | Winter | B17 | 100 | 1600 | 36.45 | 60.22 | 65.22 | 5 | 0
2015 | NE_2_MISO_W | NE | MISO_W | Internal | Winter | B18 | 400 | 1600 | 0 | 59.85 | 59.83 | 5 | 0
2015 | NE_2_MISO_W | NE | MISO_W | Internal | Winter | B19 | 700 | 1600 | 0 | 59.71 | 57.94 | 5 | 0
2015 | NE_2_MISO_W | NE | MISO_W | Internal | Winter | B20 | 935 | 1600 | 0 | 55.12 | 52.99 | 5 | 0
2015 | NE_2_SPP_N | NE | SPP_N | Internal | Shoulder | B11 | 25 | 1802 | 1802 | 76.33 | 83.06 | 0.01 | 6.72
2015 | NE_2_SPP_N | NE | SPP_N | Internal | Shoulder | B12 | 200 | 1802 | 659.11 | 60.02 | 60.03 | 0.01 | 0
2015 | NE_2_SPP_N | NE | SPP_N | Internal | Shoulder | B13 | 600 | 1802 | 796.38 | 58.29 | 58.31 | 0.01 | 0
2015 | NE_2_SPP_N | NE | SPP_N | Internal | Shoulder | B14 | 900 | 1802 | 959.03 | 57.37 | 57.38 | 0.01 | 0
2015 | NE_2_SPP_N | NE | SPP_N | Internal | Shoulder | B15 | 1203 | 1802 | 1431 | 57.37 | 57.38 | 0.01 | 0
2015 | NE_2_SPP_N | NE | SPP_N | Internal | Summer | B1 | 10 | 1802 | 1802 | 91.75 | 92.6 | 0.01 | 0.83
2015 | NE_2_SPP_N | NE | SPP_N | Internal | Summer | B2 | 25 | 1802 | 1802 | 91.38 | 92.6 | 0.01 | 1.2
2015 | NE_2_SPP_N | NE | SPP_N | Internal | Summer | B3 | 75 | 1802 | 1741.69 | 91.38 | 91.39 | 0.01 | 0
2015 | NE_2_SPP_N | NE | SPP_N | Internal | Summer | B4 | 100 | 1802 | 1108.38 | 86.86 | 86.87 | 0.01 | 0
2015 | NE_2_SPP_N | NE | SPP_N | Internal | Summer | B5 | 200 | 1802 | 1802 | 80.79 | 81.21 | 0.01 | 0.4
2015 | NE_2_SPP_N | NE | SPP_N | Internal | Summer | B6 | 300 | 1802 | 1802 | 67.27 | 72.58 | 0.01 | 5.3
2015 | NE_2_SPP_N | NE | SPP_N | Internal | Summer | B7 | 400 | 1802 | 1802 | 59.68 | 63.49 | 0.01 | 3.79
2015 | NE_2_SPP_N | NE | SPP_N | Internal | Summer | B8 | 500 | 1802 | 1604.19 | 58.69 | 58.7 | 0.01 | 0
2015 | NE_2_SPP_N | NE | SPP_N | Internal | Summer | B9 | 800 | 1802 | 1513.93 | 56.1 | 56.11 | 0.01 | 0
2015 | NE_2_SPP_N | NE | SPP_N | Internal | Summer | B10 | 1262 | 1802 | 1802 | 54.27 | 54.59 | 0.01 | 0.31
2015 | NE_2_SPP_N | NE | SPP_N | Internal | Winter | B16 | 25 | 1802 | 1033.12 | 70.69 | 70.7 | 0.01 | 0
2015 | NE_2_SPP_N | NE | SPP_N | Internal | Winter | B17 | 100 | 1802 | 1289.75 | 60.22 | 60.23 | 0.01 | 0
2015 | NE_2_SPP_N | NE | SPP_N | Internal | Winter | B18 | 400 | 1802 | 1415.49 | 59.85 | 59.86 | 0.01 | 0
2015 | NE_2_SPP_N | NE | SPP_N | Internal | Winter | B19 | 700 | 1802 | 1439.3 | 59.71 | 59.72 | 0.01 | 0
2015 | NE_2_SPP_N | NE | SPP_N | Internal | Winter | B20 | 935 | 1802 | 1802 | 55.12 | 56.64 | 0.01 | 1.5
2015 | NEISO_2_NYISO_A-F | NEISO | NYISO_A-F | Internal | Shoulder | B11 | 25 | 600 | 600 | 55.82 | 59.17 | 3 | 0.35
2015 | NEISO_2_NYISO_A-F | NEISO | NYISO_A-F | Internal | Shoulder | B12 | 200 | 600 | 0 | 55.82 | 57.82 | 3 | 0
2015 | NEISO_2_NYISO_A-F | NEISO | NYISO_A-F | Internal | Shoulder | B13 | 600 | 600 | 0 | 55.82 | 56.88 | 3 | 0
2015 | NEISO_2_NYISO_A-F | NEISO | NYISO_A-F | Internal | Shoulder | B14 | 900 | 600 | 0 | 55.82 | 56.76 | 3 | 0
2015 | NEISO_2_NYISO_A-F | NEISO | NYISO_A-F | Internal | Shoulder | B15 | 1203 | 600 | 0 | 53.78 | 56.76 | 3 | 0
2015 | NEISO_2_NYISO_A-F | NEISO | NYISO_A-F | Internal | Summer | B1 | 10 | 600 | 0 | 86.12 | 83.12 | 3 | 0
2015 | NEISO_2_NYISO_A-F | NEISO | NYISO_A-F | Internal | Summer | B2 | 25 | 600 | 0 | 80.91 | 82.27 | 3 | 0
2015 | NEISO_2_NYISO_A-F | NEISO | NYISO_A-F | Internal | Summer | B3 | 75 | 600 | 108.03 | 73.21 | 76.21 | 3 | 0
2015 | NEISO_2_NYISO_A-F | NEISO | NYISO_A-F | Internal | Summer | B4 | 100 | 600 | 600 | 59.01 | 74.38 | 3 | 12.37
2015 | NEISO_2_NYISO_A-F | NEISO | NYISO_A-F | Internal | Summer | B5 | 200 | 600 | 600 | 53.13 | 68.06 | 3 | 11.93
2015 | NEISO_2_NYISO_A-F | NEISO | NYISO_A-F | Internal | Summer | B6 | 300 | 600 | 600 | 53.13 | 57.84 | 3 | 1.71
2015 | NEISO_2_NYISO_A-F | NEISO | NYISO_A-F | Internal | Summer | B7 | 400 | 600 | 0 | 53.13 | 56.12 | 3 | 0
2015 | NEISO_2_NYISO_A-F | NEISO | NYISO_A-F | Internal | Summer | B8 | 500 | 600 | 0 | 53.13 | 56.1 | 3 | 0
2015 | NEISO_2_NYISO_A-F | NEISO | NYISO_A-F | Internal | Summer | B9 | 800 | 600 | 0 | 53.13 | 54 | 3 | 0
2015 | NEISO_2_NYISO_A-F | NEISO | NYISO_A-F | Internal | Summer | B10 | 1262 | 600 | 0 | 53.13 | 54 | 3 | 0
2015 | NEISO_2_NYISO_A-F | NEISO | NYISO_A-F | Internal | Winter | B16 | 25 | 600 | 120.89 | 64.22 | 67.22 | 3 | 0
2015 | NEISO_2_NYISO_A-F | NEISO | NYISO_A-F | Internal | Winter | B17 | 100 | 600 | 0 | 64.22 | 61.59 | 3 | 0
2015 | NEISO_2_NYISO_A-F | NEISO | NYISO_A-F | Internal | Winter | B18 | 400 | 600 | 0 | 64.22 | 61.59 | 3 | 0
2015 | NEISO_2_NYISO_A-F | NEISO | NYISO_A-F | Internal | Winter | B19 | 700 | 600 | 0 | 64.22 | 61.59 | 3 | 0
2015 | NEISO_2_NYISO_A-F | NEISO | NYISO_A-F | Internal | Winter | B20 | 935 | 600 | 0 | 64.22 | 61.59 | 3 | 0
2015 | NEISO_2_NYISO_G-I | NEISO | NYISO_G-I | Internal | Shoulder | B11 | 25 | 600 | 600 | 55.82 | 59.18 | 3 | 0.36
2015 | NEISO_2_NYISO_G-I | NEISO | NYISO_G-I | Internal | Shoulder | B12 | 200 | 600 | 0 | 55.82 | 57.83 | 3 | 0
2015 | NEISO_2_NYISO_G-I | NEISO | NYISO_G-I | Internal | Shoulder | B13 | 600 | 600 | 0 | 55.82 | 56.89 | 3 | 0
2015 | NEISO_2_NYISO_G-I | NEISO | NYISO_G-I | Internal | Shoulder | B14 | 900 | 600 | 0 | 55.82 | 56.89 | 3 | 0
2015 | NEISO_2_NYISO_G-I | NEISO | NYISO_G-I | Internal | Shoulder | B15 | 1203 | 600 | 0 | 53.78 | 56.77 | 3 | 0
2015 | NEISO_2_NYISO_G-I | NEISO | NYISO_G-I | Internal | Summer | B1 | 10 | 600 | 0 | 86.12 | 85.79 | 3 | 0
2015 | NEISO_2_NYISO_G-I | NEISO | NYISO_G-I | Internal | Summer | B2 | 25 | 600 | 0 | 80.91 | 82.28 | 3 | 0
2015 | NEISO_2_NYISO_G-I | NEISO | NYISO_G-I | Internal | Summer | B3 | 75 | 600 | 600 | 73.21 | 76.75 | 3 | 0.54
2015 | NEISO_2_NYISO_G-I | NEISO | NYISO_G-I | Internal | Summer | B4 | 100 | 600 | 600 | 59.01 | 76.75 | 3 | 14.74
2015 | NEISO_2_NYISO_G-I | NEISO | NYISO_G-I | Internal | Summer | B5 | 200 | 600 | 600 | 53.13 | 68.07 | 3 | 11.95
2015 | NEISO_2_NYISO_G-I | NEISO | NYISO_G-I | Internal | Summer | B6 | 300 | 600 | 600 | 53.13 | 57.85 | 3 | 1.72
2015 | NEISO_2_NYISO_G-I | NEISO | NYISO_G-I | Internal | Summer | B7 | 400 | 600 | 411.18 | 53.13 | 56.13 | 3 | 0
2015 | NEISO_2_NYISO_G-I | NEISO | NYISO_G-I | Internal | Summer | B8 | 500 | 600 | 0 | 53.13 | 56.12 | 3 | 0
2015 | NEISO_2_NYISO_G-I | NEISO | NYISO_G-I | Internal | Summer | B9 | 800 | 600 | 0 | 53.13 | 54.01 | 3 | 0
2015 | NEISO_2_NYISO_G-I | NEISO | NYISO_G-I | Internal | Summer | B10 | 1262 | 600 | 0 | 53.13 | 54.01 | 3 | 0
2015 | NEISO_2_NYISO_G-I | NEISO | NYISO_G-I | Internal | Winter | B16 | 25 | 600 | 600 | 64.22 | 69.69 | 3 | 2.47
2015 | NEISO_2_NYISO_G-I | NEISO | NYISO_G-I | Internal | Winter | B17 | 100 | 600 | 0 | 64.22 | 64.83 | 3 | 0
2015 | NEISO_2_NYISO_G-I | NEISO | NYISO_G-I | Internal | Winter | B18 | 400 | 600 | 0 | 64.22 | 64.83 | 3 | 0
2015 | NEISO_2_NYISO_G-I | NEISO | NYISO_G-I | Internal | Winter | B19 | 700 | 600 | 0 | 64.22 | 64.83 | 3 | 0
2015 | NEISO_2_NYISO_G-I | NEISO | NYISO_G-I | Internal | Winter | B20 | 935 | 600 | 0 | 64.22 | 61.6 | 3 | 0
2015 | NEISO_2_NYISO_J-K | NEISO | NYISO_J-K | Internal | Shoulder | B11 | 25 | 777 | 777 | 55.82 | 59.19 | 3 | 0.37
2015 | NEISO_2_NYISO_J-K | NEISO | NYISO_J-K | Internal | Shoulder | B12 | 200 | 777 | 0 | 55.82 | 57.84 | 3 | 0
2015 | NEISO_2_NYISO_J-K | NEISO | NYISO_J-K | Internal | Shoulder | B13 | 600 | 777 | 0 | 55.82 | 56.91 | 3 | 0
2015 | NEISO_2_NYISO_J-K | NEISO | NYISO_J-K | Internal | Shoulder | B14 | 900 | 777 | 0 | 55.82 | 56.91 | 3 | 0
2015 | NEISO_2_NYISO_J-K | NEISO | NYISO_J-K | Internal | Shoulder | B15 | 1203 | 777 | 26.62 | 53.78 | 56.78 | 3 | 0
2015 | NEISO_2_NYISO_J-K | NEISO | NYISO_J-K | Internal | Summer | B1 | 10 | 777 | 0 | 86.12 | 85.8 | 3 | 0
2015 | NEISO_2_NYISO_J-K | NEISO | NYISO_J-K | Internal | Summer | B2 | 25 | 777 | 0 | 80.91 | 82.3 | 3 | 0
2015 | NEISO_2_NYISO_J-K | NEISO | NYISO_J-K | Internal | Summer | B3 | 75 | 777 | 777 | 73.21 | 76.77 | 3 | 0.55
2015 | NEISO_2_NYISO_J-K | NEISO | NYISO_J-K | Internal | Summer | B4 | 100 | 777 | 777 | 59.01 | 76.77 | 3 | 14.76
2015 | NEISO_2_NYISO_J-K | NEISO | NYISO_J-K | Internal | Summer | B5 | 200 | 777 | 777 | 53.13 | 68.09 | 3 | 11.96
2015 | NEISO_2_NYISO_J-K | NEISO | NYISO_J-K | Internal | Summer | B6 | 300 | 777 | 777 | 53.13 | 57.86 | 3 | 1.74
2015 | NEISO_2_NYISO_J-K | NEISO | NYISO_J-K | Internal | Summer | B7 | 400 | 777 | 777 | 53.13 | 56.14 | 3 | 0.01
2015 | NEISO_2_NYISO_J-K | NEISO | NYISO_J-K | Internal | Summer | B8 | 500 | 777 | 23.98 | 53.13 | 56.13 | 3 | 0
2015 | NEISO_2_NYISO_J-K | NEISO | NYISO_J-K | Internal | Summer | B9 | 800 | 777 | 0 | 53.13 | 54.03 | 3 | 0
2015 | NEISO_2_NYISO_J-K | NEISO | NYISO_J-K | Internal | Summer | B10 | 1262 | 777 | 0 | 53.13 | 54.03 | 3 | 0
2015 | NEISO_2_NYISO_J-K | NEISO | NYISO_J-K | Internal | Winter | B16 | 25 | 777 | 777 | 64.22 | 69.7 | 3 | 2.48
2015 | NEISO_2_NYISO_J-K | NEISO | NYISO_J-K | Internal | Winter | B17 | 100 | 777 | 0 | 64.22 | 67.07 | 3 | 0
2015 | NEISO_2_NYISO_J-K | NEISO | NYISO_J-K | Internal | Winter | B18 | 400 | 777 | 0 | 64.22 | 67.07 | 3 | 0
2015 | NEISO_2_NYISO_J-K | NEISO | NYISO_J-K | Internal | Winter | B19 | 700 | 777 | 0 | 64.22 | 67.07 | 3 | 0
2015 | NEISO_2_NYISO_J-K | NEISO | NYISO_J-K | Internal | Winter | B20 | 935 | 777 | 0 | 64.22 | 61.61 | 3 | 0
2015 | NonRTO_Midwest_2_MISO_IN | NonRTO_Midwest | MISO_IN | Internal | Shoulder | B11 | 25 | 4450 | 0 | 84.35 | 76.35 | 8 | 0
2015 | NonRTO_Midwest_2_MISO_IN | NonRTO_Midwest | MISO_IN | Internal | Shoulder | B12 | 200 | 4450 | 0 | 72.51 | 64.51 | 8 | 0
2015 | NonRTO_Midwest_2_MISO_IN | NonRTO_Midwest | MISO_IN | Internal | Shoulder | B13 | 600 | 4450 | 0 | 57.01 | 58 | 8 | 0
2015 | NonRTO_Midwest_2_MISO_IN | NonRTO_Midwest | MISO_IN | Internal | Shoulder | B14 | 900 | 4450 | 0 | 56.66 | 55.79 | 8 | 0
2015 | NonRTO_Midwest_2_MISO_IN | NonRTO_Midwest | MISO_IN | Internal | Shoulder | B15 | 1203 | 4450 | 0 | 54.62 | 54.04 | 8 | 0
2015 | NonRTO_Midwest_2_MISO_IN | NonRTO_Midwest | MISO_IN | Internal | Summer | B1 | 10 | 4450 | 0 | 96.27 | 91.79 | 8 | 0
2015 | NonRTO_Midwest_2_MISO_IN | NonRTO_Midwest | MISO_IN | Internal | Summer | B2 | 25 | 4450 | 0 | 96.27 | 88.75 | 8 | 0
2015 | NonRTO_Midwest_2_MISO_IN | NonRTO_Midwest | MISO_IN | Internal | Summer | B3 | 75 | 4450 | 0 | 96.27 | 88.75 | 8 | 0
2015 | NonRTO_Midwest_2_MISO_IN | NonRTO_Midwest | MISO_IN | Internal | Summer | B4 | 100 | 4450 | 0 | 94.88 | 86.88 | 8 | 0
2015 | NonRTO_Midwest_2_MISO_IN | NonRTO_Midwest | MISO_IN | Internal | Summer | B5 | 200 | 4450 | 0 | 84.63 | 76.63 | 8 | 0
2015 | NonRTO_Midwest_2_MISO_IN | NonRTO_Midwest | MISO_IN | Internal | Summer | B6 | 300 | 4450 | 0 | 61.85 | 65.6 | 8 | 0
2015 | NonRTO_Midwest_2_MISO_IN | NonRTO_Midwest | MISO_IN | Internal | Summer | B7 | 400 | 4450 | 0 | 56.66 | 56.51 | 8 | 0
2015 | NonRTO_Midwest_2_MISO_IN | NonRTO_Midwest | MISO_IN | Internal | Summer | B8 | 500 | 4450 | 0 | 56.42 | 53.75 | 8 | 0
2015 | NonRTO_Midwest_2_MISO_IN | NonRTO_Midwest | MISO_IN | Internal | Summer | B9 | 800 | 4450 | 0 | 54.62 | 52.94 | 8 | 0
2015 | NonRTO_Midwest_2_MISO_IN | NonRTO_Midwest | MISO_IN | Internal | Summer | B10 | 1262 | 4450 | 0 | 53.93 | 52.02 | 8 | 0
2015 | NonRTO_Midwest_2_MISO_IN | NonRTO_Midwest | MISO_IN | Internal | Winter | B16 | 25 | 4450 | 0 | 83.71 | 75.71 | 8 | 0
2015 | NonRTO_Midwest_2_MISO_IN | NonRTO_Midwest | MISO_IN | Internal | Winter | B17 | 100 | 4450 | 0 | 76.85 | 68.85 | 8 | 0
2015 | NonRTO_Midwest_2_MISO_IN | NonRTO_Midwest | MISO_IN | Internal | Winter | B18 | 400 | 4450 | 0 | 67.85 | 59.85 | 8 | 0
2015 | NonRTO_Midwest_2_MISO_IN | NonRTO_Midwest | MISO_IN | Internal | Winter | B19 | 700 | 4450 | 0 | 56.66 | 57.94 | 8 | 0
2015 | NonRTO_Midwest_2_MISO_IN | NonRTO_Midwest | MISO_IN | Internal | Winter | B20 | 935 | 4450 | 0 | 55.17 | 53 | 8 | 0
2015 | NonRTO_Midwest_2_TVA_Transmission | NonRTO_Midwest | TVA_Transmission | Internal | Shoulder | B11 | 25 | 2400 | 0 | 84.35 | 80.33 | 8 | 0
2015 | NonRTO_Midwest_2_TVA_Transmission | NonRTO_Midwest | TVA_Transmission | Internal | Shoulder | B12 | 200 | 2400 | 0 | 72.51 | 65.7 | 8 | 0
2015 | NonRTO_Midwest_2_TVA_Transmission | NonRTO_Midwest | TVA_Transmission | Internal | Shoulder | B13 | 600 | 2400 | 0 | 57.01 | 62.7 | 8 | 0
2015 | NonRTO_Midwest_2_TVA_Transmission | NonRTO_Midwest | TVA_Transmission | Internal | Shoulder | B14 | 900 | 2400 | 0 | 56.66 | 62.31 | 8 | 0
2015 | NonRTO_Midwest_2_TVA_Transmission | NonRTO_Midwest | TVA_Transmission | Internal | Shoulder | B15 | 1203 | 2400 | 0 | 54.62 | 60.84 | 8 | 0
2015 | NonRTO_Midwest_2_TVA_Transmission | NonRTO_Midwest | TVA_Transmission | Internal | Summer | B1 | 10 | 2400 | 0 | 96.27 | 99.76 | 8 | 0
2015 | NonRTO_Midwest_2_TVA_Transmission | NonRTO_Midwest | TVA_Transmission | Internal | Summer | B2 | 25 | 2400 | 0 | 96.27 | 96.74 | 8 | 0
2015 | NonRTO_Midwest_2_TVA_Transmission | NonRTO_Midwest | TVA_Transmission | Internal | Summer | B3 | 75 | 2400 | 0 | 96.27 | 95.51 | 8 | 0
2015 | NonRTO_Midwest_2_TVA_Transmission | NonRTO_Midwest | TVA_Transmission | Internal | Summer | B4 | 100 | 2400 | 0 | 94.88 | 90.87 | 8 | 0
2015 | NonRTO_Midwest_2_TVA_Transmission | NonRTO_Midwest | TVA_Transmission | Internal | Summer | B5 | 200 | 2400 | 0 | 84.63 | 82.07 | 8 | 0
2015 | NonRTO_Midwest_2_TVA_Transmission | NonRTO_Midwest | TVA_Transmission | Internal | Summer | B6 | 300 | 2400 | 70.71 | 61.85 | 69.85 | 8 | 0
2015 | NonRTO_Midwest_2_TVA_Transmission | NonRTO_Midwest | TVA_Transmission | Internal | Summer | B7 | 400 | 2400 | 0 | 56.66 | 63.08 | 8 | 0
2015 | NonRTO_Midwest_2_TVA_Transmission | NonRTO_Midwest | TVA_Transmission | Internal | Summer | B8 | 500 | 2400 | 0 | 56.42 | 60.89 | 8 | 0
2015 | NonRTO_Midwest_2_TVA_Transmission | NonRTO_Midwest | TVA_Transmission | Internal | Summer | B9 | 800 | 2400 | 0 | 54.62 | 59.66 | 8 | 0
2015 | NonRTO_Midwest_2_TVA_Transmission | NonRTO_Midwest | TVA_Transmission | Internal | Summer | B10 | 1262 | 2400 | 0 | 53.93 | 57.99 | 8 | 0
2015 | NonRTO_Midwest_2_TVA_Transmission | NonRTO_Midwest | TVA_Transmission | Internal | Winter | B16 | 25 | 2400 | 0 | 83.71 | 83.7 | 8 | 0
2015 | NonRTO_Midwest_2_TVA_Transmission | NonRTO_Midwest | TVA_Transmission | Internal | Winter | B17 | 100 | 2400 | 0 | 76.85 | 69.32 | 8 | 0
2015 | NonRTO_Midwest_2_TVA_Transmission | NonRTO_Midwest | TVA_Transmission | Internal | Winter | B18 | 400 | 2400 | 0 | 67.85 | 65.42 | 8 | 0
2015 | NonRTO_Midwest_2_TVA_Transmission | NonRTO_Midwest | TVA_Transmission | Internal | Winter | B19 | 700 | 2400 | 0 | 56.66 | 64.43 | 8 | 0
2015 | NonRTO_Midwest_2_TVA_Transmission | NonRTO_Midwest | TVA_Transmission | Internal | Winter | B20 | 935 | 2400 | 0 | 55.17 | 60.99 | 8 | 0
2015 | NYISO_A-F_2_NEISO | NYISO_A-F | NEISO | Internal | Shoulder | B11 | 25 | 600 | 0 | 59.17 | 55.82 | 3 | 0
2015 | NYISO_A-F_2_NEISO | NYISO_A-F | NEISO | Internal | Shoulder | B12 | 200 | 600 | 0 | 57.82 | 55.82 | 3 | 0
2015 | NYISO_A-F_2_NEISO | NYISO_A-F | NEISO | Internal | Shoulder | B13 | 600 | 600 | 0 | 56.88 | 55.82 | 3 | 0
2015 | NYISO_A-F_2_NEISO | NYISO_A-F | NEISO | Internal | Shoulder | B14 | 900 | 600 | 0 | 56.76 | 55.82 | 3 | 0
2015 | NYISO_A-F_2_NEISO | NYISO_A-F | NEISO | Internal | Shoulder | B15 | 1203 | 600 | 0 | 56.76 | 53.78 | 3 | 0
2015 | NYISO_A-F_2_NEISO | NYISO_A-F | NEISO | Internal | Summer | B1 | 10 | 600 | 106.94 | 83.12 | 86.12 | 3 | 0
2015 | NYISO_A-F_2_NEISO | NYISO_A-F | NEISO | Internal | Summer | B2 | 25 | 600 | 0 | 82.27 | 80.91 | 3 | 0
2015 | NYISO_A-F_2_NEISO | NYISO_A-F | NEISO | Internal | Summer | B3 | 75 | 600 | 0 | 76.21 | 73.21 | 3 | 0
2015 | NYISO_A-F_2_NEISO | NYISO_A-F | NEISO | Internal | Summer | B4 | 100 | 600 | 0 | 74.38 | 59.01 | 3 | 0
2015 | NYISO_A-F_2_NEISO | NYISO_A-F | NEISO | Internal | Summer | B5 | 200 | 600 | 0 | 68.06 | 53.13 | 3 | 0
2015 | NYISO_A-F_2_NEISO | NYISO_A-F | NEISO | Internal | Summer | B6 | 300 | 600 | 0 | 57.84 | 53.13 | 3 | 0
2015 | NYISO_A-F_2_NEISO | NYISO_A-F | NEISO | Internal | Summer | B7 | 400 | 600 | 0 | 56.12 | 53.13 | 3 | 0
2015 | NYISO_A-F_2_NEISO | NYISO_A-F | NEISO | Internal | Summer | B8 | 500 | 600 | 0 | 56.1 | 53.13 | 3 | 0
2015 | NYISO_A-F_2_NEISO | NYISO_A-F | NEISO | Internal | Summer | B9 | 800 | 600 | 0 | 54 | 53.13 | 3 | 0
2015 | NYISO_A-F_2_NEISO | NYISO_A-F | NEISO | Internal | Summer | B10 | 1262 | 600 | 0 | 54 | 53.13 | 3 | 0
2015 | NYISO_A-F_2_NEISO | NYISO_A-F | NEISO | Internal | Winter | B16 | 25 | 600 | 0 | 67.22 | 64.22 | 3 | 0
2015 | NYISO_A-F_2_NEISO | NYISO_A-F | NEISO | Internal | Winter | B17 | 100 | 600 | 0 | 61.59 | 64.22 | 3 | 0
2015 | NYISO_A-F_2_NEISO | NYISO_A-F | NEISO | Internal | Winter | B18 | 400 | 600 | 0 | 61.59 | 64.22 | 3 | 0
2015 | NYISO_A-F_2_NEISO | NYISO_A-F | NEISO | Internal | Winter | B19 | 700 | 600 | 0 | 61.59 | 64.22 | 3 | 0
2015 | NYISO_A-F_2_NEISO | NYISO_A-F | NEISO | Internal | Winter | B20 | 935 | 600 | 0 | 61.59 | 64.22 | 3 | 0
2015 | NYISO_A-F_2_NYISO_G-I | NYISO_A-F | NYISO_G-I | Internal | Shoulder | B11 | 25 | 5843 | 5836.15 | 59.17 | 59.18 | 0.01 | 0
2015 | NYISO_A-F_2_NYISO_G-I | NYISO_A-F | NYISO_G-I | Internal | Shoulder | B12 | 200 | 5843 | 5061.69 | 57.82 | 57.83 | 0.01 | 0
2015 | NYISO_A-F_2_NYISO_G-I | NYISO_A-F | NYISO_G-I | Internal | Shoulder | B13 | 600 | 5843 | 5467.92 | 56.88 | 56.89 | 0.01 | 0
2015 | NYISO_A-F_2_NYISO_G-I | NYISO_A-F | NYISO_G-I | Internal | Shoulder | B14 | 900 | 5843 | 5843 | 56.76 | 56.89 | 0.01 | 0.12
2015 | NYISO_A-F_2_NYISO_G-I | NYISO_A-F | NYISO_G-I | Internal | Shoulder | B15 | 1203 | 5843 | 4416.66 | 56.76 | 56.77 | 0.01 | 0
2015 | NYISO_A-F_2_NYISO_G-I | NYISO_A-F | NYISO_G-I | Internal | Summer | B1 | 10 | 5843 | 5843 | 83.12 | 85.79 | 0.01 | 2.65
2015 | NYISO_A-F_2_NYISO_G-I | NYISO_A-F | NYISO_G-I | Internal | Summer | B2 | 25 | 5843 | 5696.94 | 82.27 | 82.28 | 0.01 | 0
2015 | NYISO_A-F_2_NYISO_G-I | NYISO_A-F | NYISO_G-I | Internal | Summer | B3 | 75 | 5843 | 5843 | 76.21 | 76.75 | 0.01 | 0.53
2015 | NYISO_A-F_2_NYISO_G-I | NYISO_A-F | NYISO_G-I | Internal | Summer | B4 | 100 | 5843 | 5843 | 74.38 | 76.75 | 0.01 | 2.36
2015 | NYISO_A-F_2_NYISO_G-I | NYISO_A-F | NYISO_G-I | Internal | Summer | B5 | 200 | 5843 | 5641.16 | 68.06 | 68.07 | 0.01 | 0
2015 | NYISO_A-F_2_NYISO_G-I | NYISO_A-F | NYISO_G-I | Internal | Summer | B6 | 300 | 5843 | 4381.14 | 57.84 | 57.85 | 0.01 | 0
2015 | NYISO_A-F_2_NYISO_G-I | NYISO_A-F | NYISO_G-I | Internal | Summer | B7 | 400 | 5843 | 4289.88 | 56.12 | 56.13 | 0.01 | 0
2015 | NYISO_A-F_2_NYISO_G-I | NYISO_A-F | NYISO_G-I | Internal | Summer | B8 | 500 | 5843 | 4672.36 | 56.1 | 56.12 | 0.01 | 0
2015 | NYISO_A-F_2_NYISO_G-I | NYISO_A-F | NYISO_G-I | Internal | Summer | B9 | 800 | 5843 | 4798.61 | 54 | 54.01 | 0.01 | 0
2015 | NYISO_A-F_2_NYISO_G-I | NYISO_A-F | NYISO_G-I | Internal | Summer | B10 | 1262 | 5843 | 2731.64 | 54 | 54.01 | 0.01 | 0
2015 | NYISO_A-F_2_NYISO_G-I | NYISO_A-F | NYISO_G-I | Internal | Winter | B16 | 25 | 5843 | 5843 | 67.22 | 69.69 | 0.01 | 2.46
2015 | NYISO_A-F_2_NYISO_G-I | NYISO_A-F | NYISO_G-I | Internal | Winter | B17 | 100 | 5843 | 5843 | 61.59 | 64.83 | 0.01 | 3.23
2015 | NYISO_A-F_2_NYISO_G-I | NYISO_A-F | NYISO_G-I | Internal | Winter | B18 | 400 | 5843 | 5843 | 61.59 | 64.83 | 0.01 | 3.23
2015 | NYISO_A-F_2_NYISO_G-I | NYISO_A-F | NYISO_G-I | Internal | Winter | B19 | 700 | 5843 | 5843 | 61.59 | 64.83 | 0.01 | 3.23
2015 | NYISO_A-F_2_NYISO_G-I | NYISO_A-F | NYISO_G-I | Internal | Winter | B20 | 935 | 5843 | 4858.37 | 61.59 | 61.6 | 0.01 | 0
2015 | NYISO_A-F_2_PJM_ROM | NYISO_A-F | PJM_ROM | Internal | Shoulder | B11 | 25 | 1000 | 1000 | 59.17 | 74.34 | 8 | 7.17
2015 | NYISO_A-F_2_PJM_ROM | NYISO_A-F | PJM_ROM | Internal | Shoulder | B12 | 200 | 1000 | 0 | 57.82 | 64.63 | 8 | 0
2015 | NYISO_A-F_2_PJM_ROM | NYISO_A-F | PJM_ROM | Internal | Shoulder | B13 | 600 | 1000 | 0 | 56.88 | 59.98 | 8 | 0
2015 | NYISO_A-F_2_PJM_ROM | NYISO_A-F | PJM_ROM | Internal | Shoulder | B14 | 900 | 1000 | 0 | 56.76 | 58.9 | 8 | 0
2015 | NYISO_A-F_2_PJM_ROM | NYISO_A-F | PJM_ROM | Internal | Shoulder | B15 | 1203 | 1000 | 0 | 56.76 | 54.85 | 8 | 0
2015 | NYISO_A-F_2_PJM_ROM | NYISO_A-F | PJM_ROM | Internal | Summer | B1 | 10 | 1000 | 1000 | 83.12 | 93.77 | 8 | 2.65
2015 | NYISO_A-F_2_PJM_ROM | NYISO_A-F | PJM_ROM | Internal | Summer | B2 | 25 | 1000 | 876.71 | 82.27 | 90.27 | 8 | 0
2015 | NYISO_A-F_2_PJM_ROM | NYISO_A-F | PJM_ROM | Internal | Summer | B3 | 75 | 1000 | 1000 | 76.21 | 89.53 | 8 | 5.31
2015 | NYISO_A-F_2_PJM_ROM | NYISO_A-F | PJM_ROM | Internal | Summer | B4 | 100 | 1000 | 1000 | 74.38 | 84.88 | 8 | 2.5
2015 | NYISO_A-F_2_PJM_ROM | NYISO_A-F | PJM_ROM | Internal | Summer | B5 | 200 | 1000 | 1000 | 68.06 | 76.09 | 8 | 0.02
2015 | NYISO_A-F_2_PJM_ROM | NYISO_A-F | PJM_ROM | Internal | Summer | B6 | 300 | 1000 | 1000 | 57.84 | 65.86 | 8 | 0.02
2015 | NYISO_A-F_2_PJM_ROM | NYISO_A-F | PJM_ROM | Internal | Summer | B7 | 400 | 1000 | 0 | 56.12 | 58.51 | 8 | 0
2015 | NYISO_A-F_2_PJM_ROM | NYISO_A-F | PJM_ROM | Internal | Summer | B8 | 500 | 1000 | 0 | 56.1 | 56.92 | 8 | 0
2015 | NYISO_A-F_2_PJM_ROM | NYISO_A-F | PJM_ROM | Internal | Summer | B9 | 800 | 1000 | 0 | 54 | 56.64 | 8 | 0
2015 | NYISO_A-F_2_PJM_ROM | NYISO_A-F | PJM_ROM | Internal | Summer | B10 | 1262 | 1000 | 0 | 54 | 52.05 | 8 | 0
2015 | NYISO_A-F_2_PJM_ROM | NYISO_A-F | PJM_ROM | Internal | Winter | B16 | 25 | 1000 | 1000 | 67.22 | 77.71 | 8 | 2.49
2015 | NYISO_A-F_2_PJM_ROM | NYISO_A-F | PJM_ROM | Internal | Winter | B17 | 100 | 1000 | 1000 | 61.59 | 70.85 | 8 | 1.26
2015 | NYISO_A-F_2_PJM_ROM | NYISO_A-F | PJM_ROM | Internal | Winter | B18 | 400 | 1000 | 0 | 61.59 | 64.24 | 8 | 0
2015 | NYISO_A-F_2_PJM_ROM | NYISO_A-F | PJM_ROM | Internal | Winter | B19 | 700 | 1000 | 0 | 61.59 | 64.13 | 8 | 0
2015 | NYISO_A-F_2_PJM_ROM | NYISO_A-F | PJM_ROM | Internal | Winter | B20 | 935 | 1000 | 0 | 61.59 | 55.95 | 8 | 0
2015 | NYISO_G-I_2_NYISO_A-F | NYISO_G-I | NYISO_A-F | Internal | Shoulder | B11 | 25 | 3592 | 0 | 59.18 | 59.17 | 0.01 | 0
2015 | NYISO_G-I_2_NYISO_A-F | NYISO_G-I | NYISO_A-F | Internal | Shoulder | B12 | 200 | 3592 | 0 | 57.83 | 57.82 | 0.01 | 0
2015 | NYISO_G-I_2_NYISO_A-F | NYISO_G-I | NYISO_A-F | Internal | Shoulder | B13 | 600 | 3592 | 0 | 56.89 | 56.88 | 0.01 | 0
2015 | NYISO_G-I_2_NYISO_A-F | NYISO_G-I | NYISO_A-F | Internal | Shoulder | B14 | 900 | 3592 | 0 | 56.89 | 56.76 | 0.01 | 0
2015 | NYISO_G-I_2_NYISO_A-F | NYISO_G-I | NYISO_A-F | Internal | Shoulder | B15 | 1203 | 3592 | 0 | 56.77 | 56.76 | 0.01 | 0
2015 | NYISO_G-I_2_NYISO_A-F | NYISO_G-I | NYISO_A-F | Internal | Summer | B1 | 10 | 3592 | 0 | 85.79 | 83.12 | 0.01 | 0
2015 | NYISO_G-I_2_NYISO_A-F | NYISO_G-I | NYISO_A-F | Internal | Summer | B2 | 25 | 3592 | 0 | 82.28 | 82.27 | 0.01 | 0
2015 | NYISO_G-I_2_NYISO_A-F | NYISO_G-I | NYISO_A-F | Internal | Summer | B3 | 75 | 3592 | 0 | 76.75 | 76.21 | 0.01 | 0
2015 | NYISO_G-I_2_NYISO_A-F | NYISO_G-I | NYISO_A-F | Internal | Summer | B4 | 100 | 3592 | 0 | 76.75 | 74.38 | 0.01 | 0
2015 | NYISO_G-I_2_NYISO_A-F | NYISO_G-I | NYISO_A-F | Internal | Summer | B5 | 200 | 3592 | 0 | 68.07 | 68.06 | 0.01 | 0
2015 | NYISO_G-I_2_NYISO_A-F | NYISO_G-I | NYISO_A-F | Internal | Summer | B6 | 300 | 3592 | 0 | 57.85 | 57.84 | 0.01 | 0
2015 | NYISO_G-I_2_NYISO_A-F | NYISO_G-I | NYISO_A-F | Internal | Summer | B7 | 400 | 3592 | 0 | 56.13 | 56.12 | 0.01 | 0
2015 | NYISO_G-I_2_NYISO_A-F | NYISO_G-I | NYISO_A-F | Internal | Summer | B8 | 500 | 3592 | 0 | 56.12 | 56.1 | 0.01 | 0
2015 | NYISO_G-I_2_NYISO_A-F | NYISO_G-I | NYISO_A-F | Internal | Summer | B9 | 800 | 3592 | 0 | 54.01 | 54 | 0.01 | 0
2015 | NYISO_G-I_2_NYISO_A-F | NYISO_G-I | NYISO_A-F | Internal | Summer | B10 | 1262 | 3592 | 0 | 54.01 | 54 | 0.01 | 0
2015 | NYISO_G-I_2_NYISO_A-F | NYISO_G-I | NYISO_A-F | Internal | Winter | B16 | 25 | 3592 | 0 | 69.69 | 67.22 | 0.01 | 0
2015 | NYISO_G-I_2_NYISO_A-F | NYISO_G-I | NYISO_A-F | Internal | Winter | B17 | 100 | 3592 | 0 | 64.83 | 61.59 | 0.01 | 0
2015 | NYISO_G-I_2_NYISO_A-F | NYISO_G-I | NYISO_A-F | Internal | Winter | B18 | 400 | 3592 | 0 | 64.83 | 61.59 | 0.01 | 0
2015 | NYISO_G-I_2_NYISO_A-F | NYISO_G-I | NYISO_A-F | Internal | Winter | B19 | 700 | 3592 | 0 | 64.83 | 61.59 | 0.01 | 0
2015 | NYISO_G-I_2_NYISO_A-F | NYISO_G-I | NYISO_A-F | Internal | Winter | B20 | 935 | 3592 | 0 | 61.6 | 61.59 | 0.01 | 0
2015 | NYISO_G-I_2_NYISO_J-K | NYISO_G-I | NYISO_J-K | Internal | Shoulder | B11 | 25 | 6130 | 5098.44 | 59.18 | 59.19 | 0.01 | 0
2015 | NYISO_G-I_2_NYISO_J-K | NYISO_G-I | NYISO_J-K | Internal | Shoulder | B12 | 200 | 6130 | 4874.45 | 57.83 | 57.84 | 0.01 | 0
2015 | NYISO_G-I_2_NYISO_J-K | NYISO_G-I | NYISO_J-K | Internal | Shoulder | B13 | 600 | 6130 | 4971.85 | 56.89 | 56.91 | 0.01 | 0
2015 | NYISO_G-I_2_NYISO_J-K | NYISO_G-I | NYISO_J-K | Internal | Shoulder | B14 | 900 | 6130 | 5489.92 | 56.89 | 56.91 | 0.01 | 0
2015 | NYISO_G-I_2_NYISO_J-K | NYISO_G-I | NYISO_J-K | Internal | Shoulder | B15 | 1203 | 6130 | 4461.67 | 56.77 | 56.78 | 0.01 | 0
2015 | NYISO_G-I_2_NYISO_J-K | NYISO_G-I | NYISO_J-K | Internal | Summer | B1 | 10 | 6130 | 5116.48 | 85.79 | 85.8 | 0.01 | 0
2015 | NYISO_G-I_2_NYISO_J-K | NYISO_G-I | NYISO_J-K | Internal | Summer | B2 | 25 | 6130 | 4687.58 | 82.28 | 82.3 | 0.01 | 0
2015 | NYISO_G-I_2_NYISO_J-K | NYISO_G-I | NYISO_J-K | Internal | Summer | B3 | 75 | 6130 | 4923.95 | 76.75 | 76.77 | 0.01 | 0
2015 | NYISO_G-I_2_NYISO_J-K | NYISO_G-I | NYISO_J-K | Internal | Summer | B4 | 100 | 6130 | 5178.19 | 76.75 | 76.77 | 0.01 | 0
2015 | NYISO_G-I_2_NYISO_J-K | NYISO_G-I | NYISO_J-K | Internal | Summer | B5 | 200 | 6130 | 5774.05 | 68.07 | 68.09 | 0.01 | 0
2015 | NYISO_G-I_2_NYISO_J-K | NYISO_G-I | NYISO_J-K | Internal | Summer | B6 | 300 | 6130 | 4967.26 | 57.85 | 57.86 | 0.01 | 0
2015 | NYISO_G-I_2_NYISO_J-K | NYISO_G-I | NYISO_J-K | Internal | Summer | B7 | 400 | 6130 | 5415.5 | 56.13 | 56.14 | 0.01 | 0
2015 | NYISO_G-I_2_NYISO_J-K | NYISO_G-I | NYISO_J-K | Internal | Summer | B8 | 500 | 6130 | 5533.53 | 56.12 | 56.13 | 0.01 | 0
2015 | NYISO_G-I_2_NYISO_J-K | NYISO_G-I | NYISO_J-K | Internal | Summer | B9 | 800 | 6130 | 4785.18 | 54.01 | 54.03 | 0.01 | 0
2015 | NYISO_G-I_2_NYISO_J-K | NYISO_G-I | NYISO_J-K | Internal | Summer | B10 | 1262 | 6130 | 3136.66 | 54.01 | 54.03 | 0.01 | 0
2015 | NYISO_G-I_2_NYISO_J-K | NYISO_G-I | NYISO_J-K | Internal | Winter | B16 | 25 | 6130 | 5618.5 | 69.69 | 69.7 | 0.01 | 0
2015 | NYISO_G-I_2_NYISO_J-K | NYISO_G-I | NYISO_J-K | Internal | Winter | B17 | 100 | 6130 | 6130 | 64.83 | 67.07 | 0.01 | 2.22
2015 | NYISO_G-I_2_NYISO_J-K | NYISO_G-I | NYISO_J-K | Internal | Winter | B18 | 400 | 6130 | 6130 | 64.83 | 67.07 | 0.01 | 2.22
2015 | NYISO_G-I_2_NYISO_J-K | NYISO_G-I | NYISO_J-K | Internal | Winter | B19 | 700 | 6130 | 6130 | 64.83 | 67.07 | 0.01 | 2.22
2015 | NYISO_G-I_2_NYISO_J-K | NYISO_G-I | NYISO_J-K | Internal | Winter | B20 | 935 | 6130 | 5203.21 | 61.6 | 61.61 | 0.01 | 0
2015 | NYISO_G-I_2_PJM_E | NYISO_G-I | PJM_E | Internal | Shoulder | B11 | 25 | 1500 | 1500 | 59.18 | 74.33 | 8 | 7.15
2015 | NYISO_G-I_2_PJM_E | NYISO_G-I | PJM_E | Internal | Shoulder | B12 | 200 | 1500 | 0 | 57.83 | 64.62 | 8 | 0
2015 | NYISO_G-I_2_PJM_E | NYISO_G-I | PJM_E | Internal | Shoulder | B13 | 600 | 1500 | 0 | 56.89 | 59.97 | 8 | 0
2015 | NYISO_G-I_2_PJM_E | NYISO_G-I | PJM_E | Internal | Shoulder | B14 | 900 | 1500 | 0 | 56.89 | 58.91 | 8 | 0
2015 | NYISO_G-I_2_PJM_E | NYISO_G-I | PJM_E | Internal | Shoulder | B15 | 1203 | 1500 | 0 | 56.77 | 54.86 | 8 | 0
2015 | NYISO_G-I_2_PJM_E | NYISO_G-I | PJM_E | Internal | Summer | B1 | 10 | 1500 | 169.65 | 85.79 | 93.79 | 8 | 0
2015 | NYISO_G-I_2_PJM_E | NYISO_G-I | PJM_E | Internal | Summer | B2 | 25 | 1500 | 608.13 | 82.28 | 90.28 | 8 | 0
2015 | NYISO_G-I_2_PJM_E | NYISO_G-I | PJM_E | Internal | Summer | B3 | 75 | 1500 | 1500 | 76.75 | 89.51 | 8 | 4.76
2015 | NYISO_G-I_2_PJM_E | NYISO_G-I | PJM_E | Internal | Summer | B4 | 100 | 1500 | 1500 | 76.75 | 84.87 | 8 | 0.12
2015 | NYISO_G-I_2_PJM_E | NYISO_G-I | PJM_E | Internal | Summer | B5 | 200 | 1500 | 830.58 | 68.07 | 76.07 | 8 | 0
2015 | NYISO_G-I_2_PJM_E | NYISO_G-I | PJM_E | Internal | Summer | B6 | 300 | 1500 | 543.83 | 57.85 | 65.85 | 8 | 0
2015 | NYISO_G-I_2_PJM_E | NYISO_G-I | PJM_E | Internal | Summer | B7 | 400 | 1500 | 0 | 56.13 | 58.52 | 8 | 0
2015 | NYISO_G-I_2_PJM_E | NYISO_G-I | PJM_E | Internal | Summer | B8 | 500 | 1500 | 0 | 56.12 | 56.93 | 8 | 0
2015 | NYISO_G-I_2_PJM_E | NYISO_G-I | PJM_E | Internal | Summer | B9 | 800 | 1500 | 0 | 54.01 | 56.65 | 8 | 0
2015 | NYISO_G-I_2_PJM_E | NYISO_G-I | PJM_E | Internal | Summer | B10 | 1262 | 1500 | 0 | 54.01 | 52.04 | 8 | 0
2015 | NYISO_G-I_2_PJM_E | NYISO_G-I | PJM_E | Internal | Winter | B16 | 25 | 1500 | 1500 | 69.69 | 77.7 | 8 | 0.01
2015 | NYISO_G-I_2_PJM_E | NYISO_G-I | PJM_E | Internal | Winter | B17 | 100 | 1500 | 0 | 64.83 | 70.84 | 8 | 0
2015 | NYISO_G-I_2_PJM_E | NYISO_G-I | PJM_E | Internal | Winter | B18 | 400 | 1500 | 0 | 64.83 | 64.25 | 8 | 0
2015 | NYISO_G-I_2_PJM_E | NYISO_G-I | PJM_E | Internal | Winter | B19 | 700 | 1500 | 0 | 64.83 | 64.14 | 8 | 0
2015 | NYISO_G-I_2_PJM_E | NYISO_G-I | PJM_E | Internal | Winter | B20 | 935 | 1500 | 0 | 61.6 | 55.96 | 8 | 0
2015 | NYISO_J-K_2_NYISO_G-I | NYISO_J-K | NYISO_G-I | Internal | Shoulder | B11 | 25 | 1999 | 0 | 59.19 | 59.18 | 0.01 | 0
2015 | NYISO_J-K_2_NYISO_G-I | NYISO_J-K | NYISO_G-I | Internal | Shoulder | B12 | 200 | 1999 | 0 | 57.84 | 57.83 | 0.01 | 0
2015 | NYISO_J-K_2_NYISO_G-I | NYISO_J-K | NYISO_G-I | Internal | Shoulder | B13 | 600 | 1999 | 0 | 56.91 | 56.89 | 0.01 | 0
2015 | NYISO_J-K_2_NYISO_G-I | NYISO_J-K | NYISO_G-I | Internal | Shoulder | B14 | 900 | 1999 | 0 | 56.91 | 56.89 | 0.01 | 0
2015 | NYISO_J-K_2_NYISO_G-I | NYISO_J-K | NYISO_G-I | Internal | Shoulder | B15 | 1203 | 1999 | 0 | 56.78 | 56.77 | 0.01 | 0
2015 | NYISO_J-K_2_NYISO_G-I | NYISO_J-K | NYISO_G-I | Internal | Summer | B1 | 10 | 1999 | 0 | 85.8 | 85.79 | 0.01 | 0
2015 | NYISO_J-K_2_NYISO_G-I | NYISO_J-K | NYISO_G-I | Internal | Summer | B2 | 25 | 1999 | 0 | 82.3 | 82.28 | 0.01 | 0
2015 | NYISO_J-K_2_NYISO_G-I | NYISO_J-K | NYISO_G-I | Internal | Summer | B3 | 75 | 1999 | 0 | 76.77 | 76.75 | 0.01 | 0
2015 | NYISO_J-K_2_NYISO_G-I | NYISO_J-K | NYISO_G-I | Internal | Summer | B4 | 100 | 1999 | 0 | 76.77 | 76.75 | 0.01 | 0
2015 | NYISO_J-K_2_NYISO_G-I | NYISO_J-K | NYISO_G-I | Internal | Summer | B5 | 200 | 1999 | 0 | 68.09 | 68.07 | 0.01 | 0
2015 | NYISO_J-K_2_NYISO_G-I | NYISO_J-K | NYISO_G-I | Internal | Summer | B6 | 300 | 1999 | 0 | 57.86 | 57.85 | 0.01 | 0
2015 | NYISO_J-K_2_NYISO_G-I | NYISO_J-K | NYISO_G-I | Internal | Summer | B7 | 400 | 1999 | 0 | 56.14 | 56.13 | 0.01 | 0
2015 | NYISO_J-K_2_NYISO_G-I | NYISO_J-K | NYISO_G-I | Internal | Summer | B8 | 500 | 1999 | 0 | 56.13 | 56.12 | 0.01 | 0
2015 | NYISO_J-K_2_NYISO_G-I | NYISO_J-K | NYISO_G-I | Internal | Summer | B9 | 800 | 1999 | 0 | 54.03 | 54.01 | 0.01 | 0
2015 | NYISO_J-K_2_NYISO_G-I | NYISO_J-K | NYISO_G-I | Internal | Summer | B10 | 1262 | 1999 | 0 | 54.03 | 54.01 | 0.01 | 0
2015 | NYISO_J-K_2_NYISO_G-I | NYISO_J-K | NYISO_G-I | Internal | Winter | B16 | 25 | 1999 | 0 | 69.7 | 69.69 | 0.01 | 0
2015 | NYISO_J-K_2_NYISO_G-I | NYISO_J-K | NYISO_G-I | Internal | Winter | B17 | 100 | 1999 | 0 | 67.07 | 64.83 | 0.01 | 0
2015 | NYISO_J-K_2_NYISO_G-I | NYISO_J-K | NYISO_G-I | Internal | Winter | B18 | 400 | 1999 | 0 | 67.07 | 64.83 | 0.01 | 0
2015 | NYISO_J-K_2_NYISO_G-I | NYISO_J-K | NYISO_G-I | Internal | Winter | B19 | 700 | 1999 | 0 | 67.07 | 64.83 | 0.01 | 0
2015 | NYISO_J-K_2_NYISO_G-I | NYISO_J-K | NYISO_G-I | Internal | Winter | B20 | 935 | 1999 | 0 | 61.61 | 61.6 | 0.01 | 0
2015 | NYISO_J-K_2_PJM_E | NYISO_J-K | PJM_E | Internal | Shoulder | B11 | 25 | 330 | 330 | 59.19 | 74.33 | 8 | 7.14
2015 | NYISO_J-K_2_PJM_E | NYISO_J-K | PJM_E | Internal | Shoulder | B12 | 200 | 330 | 0 | 57.84 | 64.62 | 8 | 0
2015 | NYISO_J-K_2_PJM_E | NYISO_J-K | PJM_E | Internal | Shoulder | B13 | 600 | 330 | 0 | 56.91 | 59.97 | 8 | 0
2015 | NYISO_J-K_2_PJM_E | NYISO_J-K | PJM_E | Internal | Shoulder | B14 | 900 | 330 | 0 | 56.91 | 58.91 | 8 | 0
2015 | NYISO_J-K_2_PJM_E | NYISO_J-K | PJM_E | Internal | Shoulder | B15 | 1203 | 330 | 0 | 56.78 | 54.86 | 8 | 0
2015 | NYISO_J-K_2_PJM_E | NYISO_J-K | PJM_E | Internal | Summer | B1 | 10 | 330 | 0 | 85.8 | 93.79 | 8 | 0
2015 | NYISO_J-K_2_PJM_E | NYISO_J-K | PJM_E | Internal | Summer | B2 | 25 | 330 | 0 | 82.3 | 90.28 | 8 | 0
2015 | NYISO_J-K_2_PJM_E | NYISO_J-K | PJM_E | Internal | Summer | B3 | 75 | 330 | 330 | 76.77 | 89.51 | 8 | 4.75
2015 | NYISO_J-K_2_PJM_E | NYISO_J-K | PJM_E | Internal | Summer | B4 | 100 | 330 | 330 | 76.77 | 84.87 | 8 | 0.1
2015 | NYISO_J-K_2_PJM_E | NYISO_J-K | PJM_E | Internal | Summer | B5 | 200 | 330 | 0 | 68.09 | 76.07 | 8 | 0
2015 | NYISO_J-K_2_PJM_E | NYISO_J-K | PJM_E | Internal | Summer | B6 | 300 | 330 | 0 | 57.86 | 65.85 | 8 | 0
2015 | NYISO_J-K_2_PJM_E | NYISO_J-K | PJM_E | Internal | Summer | B7 | 400 | 330 | 0 | 56.14 | 58.52 | 8 | 0
2015 | NYISO_J-K_2_PJM_E | NYISO_J-K | PJM_E | Internal | Summer | B8 | 500 | 330 | 0 | 56.13 | 56.93 | 8 | 0
2015 | NYISO_J-K_2_PJM_E | NYISO_J-K | PJM_E | Internal | Summer | B9 | 800 | 330 | 0 | 54.03 | 56.65 | 8 | 0
2015 | NYISO_J-K_2_PJM_E | NYISO_J-K | PJM_E | Internal | Summer | B10 | 1262 | 330 | 0 | 54.03 | 52.04 | 8 | 0
2015 | NYISO_J-K_2_PJM_E | NYISO_J-K | PJM_E | Internal | Winter | B16 | 25 | 330 | 262.8 | 69.7 | 77.7 | 8 | 0
2015 | NYISO_J-K_2_PJM_E | NYISO_J-K | PJM_E | Internal | Winter | B17 | 100 | 330 | 0 | 67.07 | 70.84 | 8 | 0
2015 | NYISO_J-K_2_PJM_E | NYISO_J-K | PJM_E | Internal | Winter | B18 | 400 | 330 | 0 | 67.07 | 64.25 | 8 | 0
2015 | NYISO_J-K_2_PJM_E | NYISO_J-K | PJM_E | Internal | Winter | B19 | 700 | 330 | 0 | 67.07 | 64.14 | 8 | 0
2015 | NYISO_J-K_2_PJM_E | NYISO_J-K | PJM_E | Internal | Winter | B20 | 935 | 330 | 0 | 61.61 | 55.96 | 8 | 0
2015 | PJM_E_2_NYISO_G-I | PJM_E | NYISO_G-I | Internal | Shoulder | B11 | 25 | 500 | 0 | 74.33 | 59.18 | 6 | 0
2015 | PJM_E_2_NYISO_G-I | PJM_E | NYISO_G-I | Internal | Shoulder | B12 | 200 | 500 | 0 | 64.62 | 57.83 | 6 | 0
2015 | PJM_E_2_NYISO_G-I | PJM_E | NYISO_G-I | Internal | Shoulder | B13 | 600 | 500 | 0 | 59.97 | 56.89 | 6 | 0
2015 | PJM_E_2_NYISO_G-I | PJM_E | NYISO_G-I | Internal | Shoulder | B14 | 900 | 500 | 0 | 58.91 | 56.89 | 6 | 0
2015 | PJM_E_2_NYISO_G-I | PJM_E | NYISO_G-I | Internal | Shoulder | B15 | 1203 | 500 | 0 | 54.86 | 56.77 | 6 | 0
2015 | PJM_E_2_NYISO_G-I | PJM_E | NYISO_G-I | Internal | Summer | B1 | 10 | 500 | 0 | 93.79 | 85.79 | 6 | 0
2015 | PJM_E_2_NYISO_G-I | PJM_E | NYISO_G-I | Internal | Summer | B2 | 25 | 500 | 0 | 90.28 | 82.28 | 6 | 0
2015 | PJM_E_2_NYISO_G-I | PJM_E | NYISO_G-I | Internal | Summer | B3 | 75 | 500 | 0 | 89.51 | 76.75 | 6 | 0
2015 | PJM_E_2_NYISO_G-I | PJM_E | NYISO_G-I | Internal | Summer | B4 | 100 | 500 | 0 | 84.87 | 76.75 | 6 | 0
2015 | PJM_E_2_NYISO_G-I | PJM_E | NYISO_G-I | Internal | Summer | B5 | 200 | 500 | 0 | 76.07 | 68.07 | 6 | 0
2015 | PJM_E_2_NYISO_G-I | PJM_E | NYISO_G-I | Internal | Summer | B6 | 300 | 500 | 0 | 65.85 | 57.85 | 6 | 0
2015 | PJM_E_2_NYISO_G-I | PJM_E | NYISO_G-I | Internal | Summer | B7 | 400 | 500 | 0 | 58.52 | 56.13 | 6 | 0
2015 | PJM_E_2_NYISO_G-I | PJM_E | NYISO_G-I | Internal | Summer | B8 | 500 | 500 | 0 | 56.93 | 56.12 | 6 | 0
2015 | PJM_E_2_NYISO_G-I | PJM_E | NYISO_G-I | Internal | Summer | B9 | 800 | 500 | 0 | 56.65 | 54.01 | 6 | 0
2015 | PJM_E_2_NYISO_G-I | PJM_E | NYISO_G-I | Internal | Summer | B10 | 1262 | 500 | 0 | 52.04 | 54.01 | 6 | 0
2015 | PJM_E_2_NYISO_G-I | PJM_E | NYISO_G-I | Internal | Winter | B16 | 25 | 500 | 0 | 77.7 | 69.69 | 6 | 0
2015 | PJM_E_2_NYISO_G-I | PJM_E | NYISO_G-I | Internal | Winter | B17 | 100 | 500 | 0 | 70.84 | 64.83 | 6 | 0
2015 | PJM_E_2_NYISO_G-I | PJM_E | NYISO_G-I | Internal | Winter | B18 | 400 | 500 | 0 | 64.25 | 64.83 | 6 | 0
2015 | PJM_E_2_NYISO_G-I | PJM_E | NYISO_G-I | Internal | Winter | B19 | 700 | 500 | 0 | 64.14 | 64.83 | 6 | 0
2015 | PJM_E_2_NYISO_G-I | PJM_E | NYISO_G-I | Internal | Winter | B20 | 935 | 500 | 0 | 55.96 | 61.6 | 6 | 0
2015 | PJM_E_2_NYISO_J-K | PJM_E | NYISO_J-K | Internal | Shoulder | B11 | 25 | 330 | 0 | 74.33 | 59.19 | 6 | 0
2015 | PJM_E_2_NYISO_J-K | PJM_E | NYISO_J-K | Internal | Shoulder | B12 | 200 | 330 | 0 | 64.62 | 57.84 | 6 | 0
2015 | PJM_E_2_NYISO_J-K | PJM_E | NYISO_J-K | Internal | Shoulder | B13 | 600 | 330 | 0 | 59.97 | 56.91 | 6 | 0
2015 | PJM_E_2_NYISO_J-K | PJM_E | NYISO_J-K | Internal | Shoulder | B14 | 900 | 330 | 0 | 58.91 | 56.91 | 6 | 0
2015 | PJM_E_2_NYISO_J-K | PJM_E | NYISO_J-K | Internal | Shoulder | B15 | 1203 | 330 | 0 | 54.86 | 56.78 | 6 | 0
2015 | PJM_E_2_NYISO_J-K | PJM_E | NYISO_J-K | Internal | Summer | B1 | 10 | 330 | 0 | 93.79 | 85.8 | 6 | 0
2015 | PJM_E_2_NYISO_J-K | PJM_E | NYISO_J-K | Internal | Summer | B2 | 25 | 330 | 0 | 90.28 | 82.3 | 6 | 0
2015 | PJM_E_2_NYISO_J-K | PJM_E | NYISO_J-K | Internal | Summer | B3 | 75 | 330 | 0 | 89.51 | 76.77 | 6 | 0
2015 | PJM_E_2_NYISO_J-K | PJM_E | NYISO_J-K | Internal | Summer | B4 | 100 | 330 | 0 | 84.87 | 76.77 | 6 | 0
2015 | PJM_E_2_NYISO_J-K | PJM_E | NYISO_J-K | Internal | Summer | B5 | 200 | 330 | 0 | 76.07 | 68.09 | 6 | 0
2015 | PJM_E_2_NYISO_J-K | PJM_E | NYISO_J-K | Internal | Summer | B6 | 300 | 330 | 0 | 65.85 | 57.86 | 6 | 0
2015 | PJM_E_2_NYISO_J-K | PJM_E | NYISO_J-K | Internal | Summer | B7 | 400 | 330 | 0 | 58.52 | 56.14 | 6 | 0
2015 | PJM_E_2_NYISO_J-K | PJM_E | NYISO_J-K | Internal | Summer | B8 | 500 | 330 | 0 | 56.93 | 56.13 | 6 | 0
2015 | PJM_E_2_NYISO_J-K | PJM_E | NYISO_J-K | Internal | Summer | B9 | 800 | 330 | 0 | 56.65 | 54.03 | 6 | 0
2015 | PJM_E_2_NYISO_J-K | PJM_E | NYISO_J-K | Internal | Summer | B10 | 1262 | 330 | 0 | 52.04 | 54.03 | 6 | 0
2015 | PJM_E_2_NYISO_J-K | PJM_E | NYISO_J-K | Internal | Winter | B16 | 25 | 330 | 0 | 77.7 | 69.7 | 6 | 0
2015 | PJM_E_2_NYISO_J-K | PJM_E | NYISO_J-K | Internal | Winter | B17 | 100 | 330 | 0 | 70.84 | 67.07 | 6 | 0
2015 | PJM_E_2_NYISO_J-K | PJM_E | NYISO_J-K | Internal | Winter | B18 | 400 | 330 | 0 | 64.25 | 67.07 | 6 | 0
2015 | PJM_E_2_NYISO_J-K | PJM_E | NYISO_J-K | Internal | Winter | B19 | 700 | 330 | 0 | 64.14 | 67.07 | 6 | 0
2015 | PJM_E_2_NYISO_J-K | PJM_E | NYISO_J-K | Internal | Winter | B20 | 935 | 330 | 0 | 55.96 | 61.61 | 6 | 0
2015 | PJM_E_2_PJM_ROM | PJM_E | PJM_ROM | Internal | Shoulder | B11 | 25 | 8000 | 4069.74 | 74.33 | 74.34 | 0.01 | 0
2015 | PJM_E_2_PJM_ROM | PJM_E | PJM_ROM | Internal | Shoulder | B12 | 200 | 8000 | 1870.02 | 64.62 | 64.63 | 0.01 | 0
2015 | PJM_E_2_PJM_ROM | PJM_E | PJM_ROM | Internal | Shoulder | B13 | 600 | 8000 | 136.94 | 59.97 | 59.98 | 0.01 | 0
2015 | PJM_E_2_PJM_ROM | PJM_E | PJM_ROM | Internal | Shoulder | B14 | 900 | 8000 | 0 | 58.91 | 58.9 | 0.01 | 0
2015 | PJM_E_2_PJM_ROM | PJM_E | PJM_ROM | Internal | Shoulder | B15 | 1203 | 8000 | 0 | 54.86 | 54.85 | 0.01 | 0
2015 | PJM_E_2_PJM_ROM | PJM_E | PJM_ROM | Internal | Summer | B1 | 10 | 8000 | 0 | 93.79 | 93.77 | 0.01 | 0
2015 | PJM_E_2_PJM_ROM | PJM_E | PJM_ROM | Internal | Summer | B2 | 25 | 8000 | 0 | 90.28 | 90.27 | 0.01 | 0
2015 | PJM_E_2_PJM_ROM | PJM_E | PJM_ROM | Internal | Summer | B3 | 75 | 8000 | 1536.75 | 89.51 | 89.53 | 0.01 | 0
2015 | PJM_E_2_PJM_ROM | PJM_E | PJM_ROM | Internal | Summer | B4 | 100 | 8000 | 1045.14 | 84.87 | 84.88 | 0.01 | 0
2015 | PJM_E_2_PJM_ROM | PJM_E | PJM_ROM | Internal | Summer | B5 | 200 | 8000 | 590.98 | 76.07 | 76.09 | 0.01 | 0
2015 | PJM_E_2_PJM_ROM | PJM_E | PJM_ROM | Internal | Summer | B6 | 300 | 8000 | 252.71 | 65.85 | 65.86 | 0.01 | 0
2015 | PJM_E_2_PJM_ROM | PJM_E | PJM_ROM | Internal | Summer | B7 | 400 | 8000 | 0 | 58.52 | 58.51 | 0.01 | 0
2015 | PJM_E_2_PJM_ROM | PJM_E | PJM_ROM | Internal | Summer | B8 | 500 | 8000 | 0 | 56.93 | 56.92 | 0.01 | 0
2015 | PJM_E_2_PJM_ROM | PJM_E | PJM_ROM | Internal | Summer | B9 | 800 | 8000 | 0 | 56.65 | 56.64 | 0.01 | 0
2015 | PJM_E_2_PJM_ROM | PJM_E | PJM_ROM | Internal | Summer | B10 | 1262 | 8000 | 343.92 | 52.04 | 52.05 | 0.01 | 0
2015 | PJM_E_2_PJM_ROM | PJM_E | PJM_ROM | Internal | Winter | B16 | 25 | 8000 | 2632.01 | 77.7 | 77.71 | 0.01 | 0
2015 | PJM_E_2_PJM_ROM | PJM_E | PJM_ROM | Internal | Winter | B17 | 100 | 8000 | 1014.53 | 70.84 | 70.85 | 0.01 | 0
2015 | PJM_E_2_PJM_ROM | PJM_E | PJM_ROM | Internal | Winter | B18 | 400 | 8000 | 0 | 64.25 | 64.24 | 0.01 | 0
2015 | PJM_E_2_PJM_ROM | PJM_E | PJM_ROM | Internal | Winter | B19 | 700 | 8000 | 0 | 64.14 | 64.13 | 0.01 | 0
2015 | PJM_E_2_PJM_ROM | PJM_E | PJM_ROM | Internal | Winter | B20 | 935 | 8000 | 0 | 55.96 | 55.95 | 0.01 | 0
2015 | PJM_ROR_2_MISO_IN | PJM_ROR | MISO_IN | Internal | Shoulder | B11 | 25 | 909 | 909 | 74.33 | 76.35 | 2 | 0.02
2015 | PJM_ROR_2_MISO_IN | PJM_ROR | MISO_IN | Internal | Shoulder | B12 | 200 | 909 | 0 | 64.62 | 64.51 | 2 | 0
2015 | PJM_ROR_2_MISO_IN | PJM_ROR | MISO_IN | Internal | Shoulder | B13 | 600 | 909 | 0 | 59.97 | 58 | 2 | 0
2015 | PJM_ROR_2_MISO_IN | PJM_ROR | MISO_IN | Internal | Shoulder | B14 | 900 | 909 | 0 | 57.78 | 55.79 | 2 | 0
2015 | PJM_ROR_2_MISO_IN | PJM_ROR | MISO_IN | Internal | Shoulder | B15 | 1203 | 909 | 0 | 54.84 | 54.04 | 2 | 0
2015 | PJM_ROR_2_MISO_IN | PJM_ROR | MISO_IN | Internal | Summer | B1 | 10 | 909 | 0 | 93.76 | 91.79 | 2 | 0
2015 | PJM_ROR_2_MISO_IN | PJM_ROR | MISO_IN | Internal | Summer | B2 | 25 | 909 | 0 | 90.26 | 88.75 | 2 | 0
2015 | PJM_ROR_2_MISO_IN | PJM_ROR | MISO_IN | Internal | Summer | B3 | 75 | 909 | 0 | 89.51 | 88.75 | 2 | 0
2015 | PJM_ROR_2_MISO_IN | PJM_ROR | MISO_IN | Internal | Summer | B4 | 100 | 909 | 909 | 84.87 | 86.88 | 2 | 0.01
2015 | PJM_ROR_2_MISO_IN | PJM_ROR | MISO_IN | Internal | Summer | B5 | 200 | 909 | 0 | 76.07 | 76.63 | 2 | 0
2015 | PJM_ROR_2_MISO_IN | PJM_ROR | MISO_IN | Internal | Summer | B6 | 300 | 909 | 0 | 65.85 | 65.6 | 2 | 0
2015 | PJM_ROR_2_MISO_IN | PJM_ROR | MISO_IN | Internal | Summer | B7 | 400 | 909 | 0 | 58.5 | 56.51 | 2 | 0
2015 | PJM_ROR_2_MISO_IN | PJM_ROR | MISO_IN | Internal | Summer | B8 | 500 | 909 | 0 | 55.71 | 53.75 | 2 | 0
2015 | PJM_ROR_2_MISO_IN | PJM_ROR | MISO_IN | Internal | Summer | B9 | 800 | 909 | 0 | 53.66 | 52.94 | 2 | 0
2015 | PJM_ROR_2_MISO_IN | PJM_ROR | MISO_IN | Internal | Summer | B10 | 1262 | 909 | 0 | 52.04 | 52.02 | 2 | 0
2015 | PJM_ROR_2_MISO_IN | PJM_ROR | MISO_IN | Internal | Winter | B16 | 25 | 909 | 0 | 77.7 | 75.71 | 2 | 0
2015 | PJM_ROR_2_MISO_IN | PJM_ROR | MISO_IN | Internal | Winter | B17 | 100 | 909 | 0 | 70.84 | 68.85 | 2 | 0
2015 | PJM_ROR_2_MISO_IN | PJM_ROR | MISO_IN | Internal | Winter | B18 | 400 | 909 | 0 | 61.84 | 59.85 | 2 | 0
2015 | PJM_ROR_2_MISO_IN | PJM_ROR | MISO_IN | Internal | Winter | B19 | 700 | 909 | 0 | 59.94 | 57.94 | 2 | 0
2015 | PJM_ROR_2_MISO_IN | PJM_ROR | MISO_IN | Internal | Winter | B20 | 935 | 909 | 0 | 54.99 | 53 | 2 | 0
2015 | PJM_ROR_2_MISO_MI | PJM_ROR | MISO_MI | Internal | Shoulder | B11 | 25 | 1305 | 0 | 74.33 | 74.41 | 2 | 0
2015 | PJM_ROR_2_MISO_MI | PJM_ROR | MISO_MI | Internal | Shoulder | B12 | 200 | 1305 | 0 | 64.62 | 64.49 | 2 | 0
2015 | PJM_ROR_2_MISO_MI | PJM_ROR | MISO_MI | Internal | Shoulder | B13 | 600 | 1305 | 0 | 59.97 | 57.99 | 2 | 0
2015 | PJM_ROR_2_MISO_MI | PJM_ROR | MISO_MI | Internal | Shoulder | B14 | 900 | 1305 | 0 | 57.78 | 55.78 | 2 | 0
2015 | PJM_ROR_2_MISO_MI | PJM_ROR | MISO_MI | Internal | Shoulder | B15 | 1203 | 1305 | 0 | 54.84 | 54.03 | 2 | 0
2015 | PJM_ROR_2_MISO_MI | PJM_ROR | MISO_MI | Internal | Summer | B1 | 10 | 1305 | 0 | 93.76 | 91.77 | 2 | 0
2015 | PJM_ROR_2_MISO_MI | PJM_ROR | MISO_MI | Internal | Summer | B2 | 25 | 1305 | 0 | 90.26 | 88.27 | 2 | 0
2015 | PJM_ROR_2_MISO_MI | PJM_ROR | MISO_MI | Internal | Summer | B3 | 75 | 1305 | 0 | 89.51 | 87.51 | 2 | 0
2015 | PJM_ROR_2_MISO_MI | PJM_ROR | MISO_MI | Internal | Summer | B4 | 100 | 1305 | 0 | 84.87 | 83.53 | 2 | 0
2015 | PJM_ROR_2_MISO_MI | PJM_ROR | MISO_MI | Internal | Summer | B5 | 200 | 1305 | 0 | 76.07 | 74.07 | 2 | 0
2015 | PJM_ROR_2_MISO_MI | PJM_ROR | MISO_MI | Internal | Summer | B6 | 300 | 1305 | 0 | 65.85 | 65.59 | 2 | 0
2015 | PJM_ROR_2_MISO_MI | PJM_ROR | MISO_MI | Internal | Summer | B7 | 400 | 1305 | 0 | 58.5 | 56.5 | 2 | 0
2015 | PJM_ROR_2_MISO_MI | PJM_ROR | MISO_MI | Internal | Summer | B8 | 500 | 1305 | 0 | 55.71 | 53.74 | 2 | 0
2015 | PJM_ROR_2_MISO_MI | PJM_ROR | MISO_MI | Internal | Summer | B9 | 800 | 1305 | 0 | 53.66 | 52.95 | 2 | 0
2015 | PJM_ROR_2_MISO_MI | PJM_ROR | MISO_MI | Internal | Summer | B10 | 1262 | 1305 | 0 | 52.04 | 52.03 | 2 | 0
2015 | PJM_ROR_2_MISO_MI | PJM_ROR | MISO_MI | Internal | Winter | B16 | 25 | 1305 | 0 | 77.7 | 75.7 | 2 | 0
2015 | PJM_ROR_2_MISO_MI | PJM_ROR | MISO_MI | Internal | Winter | B17 | 100 | 1305 | 0 | 70.84 | 68.84 | 2 | 0
2015 | PJM_ROR_2_MISO_MI | PJM_ROR | MISO_MI | Internal | Winter | B18 | 400 | 1305 | 0 | 61.84 | 59.84 | 2 | 0
2015 | PJM_ROR_2_MISO_MI | PJM_ROR | MISO_MI | Internal | Winter | B19 | 700 | 1305 | 0 | 59.94 | 57.94 | 2 | 0
2015 | PJM_ROR_2_MISO_MI | PJM_ROR | MISO_MI | Internal | Winter | B20 | 935 | 1305 | 0 | 54.99 | 53.02 | 2 | 0
2015 | PJM_ROR_2_MISO_MO-IL | PJM_ROR | MISO_MO-IL | Internal | Shoulder | B11 | 25 | 1111 | 1111 | 74.33 | 76.34 | 2 | 0.01
2015 | PJM_ROR_2_MISO_MO-IL | PJM_ROR | MISO_MO-IL | Internal | Shoulder | B12 | 200 | 1111 | 0 | 64.62 | 64.49 | 2 | 0
2015 | PJM_ROR_2_MISO_MO-IL | PJM_ROR | MISO_MO-IL | Internal | Shoulder | B13 | 600 | 1111 | 0 | 59.97 | 57.99 | 2 | 0
2015 | PJM_ROR_2_MISO_MO-IL | PJM_ROR | MISO_MO-IL | Internal | Shoulder | B14 | 900 | 1111 | 0 | 57.78 | 55.78 | 2 | 0
2015 | PJM_ROR_2_MISO_MO-IL | PJM_ROR | MISO_MO-IL | Internal | Shoulder | B15 | 1203 | 1111 | 0 | 54.84 | 54.05 | 2 | 0
2015 | PJM_ROR_2_MISO_MO-IL | PJM_ROR | MISO_MO-IL | Internal | Summer | B1 | 10 | 1111 | 0 | 93.76 | 91.76 | 2 | 0
2015 | PJM_ROR_2_MISO_MO-IL | PJM_ROR | MISO_MO-IL | Internal | Summer | B2 | 25 | 1111 | 0 | 90.26 | 88.74 | 2 | 0
2015 | PJM_ROR_2_MISO_MO-IL | PJM_ROR | MISO_MO-IL | Internal | Summer | B3 | 75 | 1111 | 0 | 89.51 | 88.74 | 2 | 0
2015 | PJM_ROR_2_MISO_MO-IL | PJM_ROR | MISO_MO-IL | Internal | Summer | B4 | 100 | 1111 | 494.89 | 84.87 | 86.87 | 2 | 0
2015 | PJM_ROR_2_MISO_MO-IL | PJM_ROR | MISO_MO-IL | Internal | Summer | B5 | 200 | 1111 | 0 | 76.07 | 76.62 | 2 | 0
2015 | PJM_ROR_2_MISO_MO-IL | PJM_ROR | MISO_MO-IL | Internal | Summer | B6 | 300 | 1111 | 0 | 65.85 | 65.59 | 2 | 0
2015 | PJM_ROR_2_MISO_MO-IL | PJM_ROR | MISO_MO-IL | Internal | Summer | B7 | 400 | 1111 | 0 | 58.5 | 56.5 | 2 | 0
2015 | PJM_ROR_2_MISO_MO-IL | PJM_ROR | MISO_MO-IL | Internal | Summer | B8 | 500 | 1111 | 0 | 55.71 | 53.74 | 2 | 0
2015 | PJM_ROR_2_MISO_MO-IL | PJM_ROR | MISO_MO-IL | Internal | Summer | B9 | 800 | 1111 | 0 | 53.66 | 52.93 | 2 | 0
2015 | PJM_ROR_2_MISO_MO-IL | PJM_ROR | MISO_MO-IL | Internal | Summer | B10 | 1262 | 1111 | 0 | 52.04 | 52.01 | 2 | 0
2015 | PJM_ROR_2_MISO_MO-IL | PJM_ROR | MISO_MO-IL | Internal | Winter | B16 | 25 | 1111 | 0 | 77.7 | 75.7 | 2 | 0
2015 | PJM_ROR_2_MISO_MO-IL | PJM_ROR | MISO_MO-IL | Internal | Winter | B17 | 100 | 1111 | 0 | 70.84 | 65.23 | 2 | 0
2015 | PJM_ROR_2_MISO_MO-IL | PJM_ROR | MISO_MO-IL | Internal | Winter | B18 | 400 | 1111 | 0 | 61.84 | 59.84 | 2 | 0
2015 | PJM_ROR_2_MISO_MO-IL | PJM_ROR | MISO_MO-IL | Internal | Winter | B19 | 700 | 1111 | 0 | 59.94 | 57.93 | 2 | 0
2015 | PJM_ROR_2_MISO_MO-IL | PJM_ROR | MISO_MO-IL | Internal | Winter | B20 | 935 | 1111 | 0 | 54.99 | 52.99 | 2 | 0
2015 | PJM_ROR_2_MISO_W | PJM_ROR | MISO_W | Internal | Shoulder | B11 | 25 | 709 | 361.4 | 74.33 | 76.33 | 2 | 0
2015 | PJM_ROR_2_MISO_W | PJM_ROR | MISO_W | Internal | Shoulder | B12 | 200 | 709 | 0 | 64.62 | 64.48 | 2 | 0
2015 | PJM_ROR_2_MISO_W | PJM_ROR | MISO_W | Internal | Shoulder | B13 | 600 | 709 | 0 | 59.97 | 57.98 | 2 | 0
2015 | PJM_ROR_2_MISO_W | PJM_ROR | MISO_W | Internal | Shoulder | B14 | 900 | 709 | 0 | 57.78 | 55.77 | 2 | 0
2015 | PJM_ROR_2_MISO_W | PJM_ROR | MISO_W | Internal | Shoulder | B15 | 1203 | 709 | 0 | 54.84 | 54.07 | 2 | 0
2015 | PJM_ROR_2_MISO_W | PJM_ROR | MISO_W | Internal | Summer | B1 | 10 | 709 | 0 | 93.76 | 91.75 | 2 | 0
2015 | PJM_ROR_2_MISO_W | PJM_ROR | MISO_W | Internal | Summer | B2 | 25 | 709 | 0 | 90.26 | 88.73 | 2 | 0
2015 | PJM_ROR_2_MISO_W | PJM_ROR | MISO_W | Internal | Summer | B3 | 75 | 709 | 0 | 89.51 | 88.73 | 2 | 0
2015 | PJM_ROR_2_MISO_W | PJM_ROR | MISO_W | Internal | Summer | B4 | 100 | 709 | 0 | 84.87 | 86.86 | 2 | 0
2015 | PJM_ROR_2_MISO_W | PJM_ROR | MISO_W | Internal | Summer | B5 | 200 | 709 | 0 | 76.07 | 76.61 | 2 | 0
2015 | PJM_ROR_2_MISO_W | PJM_ROR | MISO_W | Internal | Summer | B6 | 300 | 709 | 0 | 65.85 | 65.58 | 2 | 0
2015 | PJM_ROR_2_MISO_W | PJM_ROR | MISO_W | Internal | Summer | B7 | 400 | 709 | 0 | 58.5 | 56.49 | 2 | 0
2015 | PJM_ROR_2_MISO_W | PJM_ROR | MISO_W | Internal | Summer | B8 | 500 | 709 | 0 | 55.71 | 53.73 | 2 | 0
2015 | PJM_ROR_2_MISO_W | PJM_ROR | MISO_W | Internal | Summer | B9 | 800 | 709 | 0 | 53.66 | 52.92 | 2 | 0
2015 | PJM_ROR_2_MISO_W | PJM_ROR | MISO_W | Internal | Summer | B10 | 1262 | 709 | 0 | 52.04 | 52 | 2 | 0
2015 | PJM_ROR_2_MISO_W | PJM_ROR | MISO_W | Internal | Winter | B16 | 25 | 709 | 0 | 77.7 | 75.69 | 2 | 0
2015 | PJM_ROR_2_MISO_W | PJM_ROR | MISO_W | Internal | Winter | B17 | 100 | 709 | 0 | 70.84 | 65.22 | 2 | 0
2015 | PJM_ROR_2_MISO_W | PJM_ROR | MISO_W | Internal | Winter | B18 | 400 | 709 | 0 | 61.84 | 59.83 | 2 | 0
2015 | PJM_ROR_2_MISO_W | PJM_ROR | MISO_W | Internal | Winter | B19 | 700 | 709 | 0 | 59.94 | 57.94 | 2 | 0
2015 | PJM_ROR_2_MISO_W | PJM_ROR | MISO_W | Internal | Winter | B20 | 935 | 709 | 0 | 54.99 | 52.99 | 2 | 0
2015 | PJM_ROR_2_MISO_WUMS | PJM_ROR | MISO_WUMS | Internal | Shoulder | B11 | 25 | 1467 | 0 | 74.33 | 66.54 | 2 | 0
2015 | PJM_ROR_2_MISO_WUMS | PJM_ROR | MISO_WUMS | Internal | Shoulder | B12 | 200 | 1467 | 0 | 64.62 | 62.62 | 2 | 0
2015 | PJM_ROR_2_MISO_WUMS | PJM_ROR | MISO_WUMS | Internal | Shoulder | B13 | 600 | 1467 | 0 | 59.97 | 57.97 | 2 | 0
2015 | PJM_ROR_2_MISO_WUMS | PJM_ROR | MISO_WUMS | Internal | Shoulder | B14 | 900 | 1467 | 0 | 57.78 | 55.76 | 2 | 0
2015 | PJM_ROR_2_MISO_WUMS | PJM_ROR | MISO_WUMS | Internal | Shoulder | B15 | 1203 | 1467 | 0 | 54.84 | 54.02 | 2 | 0
2015 | PJM_ROR_2_MISO_WUMS | PJM_ROR | MISO_WUMS | Internal | Summer | B1 | 10 | 1467 | 0 | 93.76 | 91.76 | 2 | 0
2015 | PJM_ROR_2_MISO_WUMS | PJM_ROR | MISO_WUMS | Internal | Summer | B2 | 25 | 1467 | 0 | 90.26 | 88.26 | 2 | 0
2015 | PJM_ROR_2_MISO_WUMS | PJM_ROR | MISO_WUMS | Internal | Summer | B3 | 75 | 1467 | 0 | 89.51 | 87.5 | 2 | 0
2015 | PJM_ROR_2_MISO_WUMS | PJM_ROR | MISO_WUMS | Internal | Summer | B4 | 100 | 1467 | 0 | 84.87 | 82.87 | 2 | 0
2015 | PJM_ROR_2_MISO_WUMS | PJM_ROR | MISO_WUMS | Internal | Summer | B5 | 200 | 1467 | 0 | 76.07 | 63.19 | 2 | 0
2015 | PJM_ROR_2_MISO_WUMS | PJM_ROR | MISO_WUMS | Internal | Summer | B6 | 300 | 1467 | 0 | 65.85 | 62.04 | 2 | 0
2015 | PJM_ROR_2_MISO_WUMS | PJM_ROR | MISO_WUMS | Internal | Summer | B7 | 400 | 1467 | 0 | 58.5 | 56.47 | 2 | 0
2015 | PJM_ROR_2_MISO_WUMS | PJM_ROR | MISO_WUMS | Internal | Summer | B8 | 500 | 1467 | 0 | 55.71 | 53.71 | 2 | 0
2015 | PJM_ROR_2_MISO_WUMS | PJM_ROR | MISO_WUMS | Internal | Summer | B9 | 800 | 1467 | 0 | 53.66 | 52.91 | 2 | 0
2015 | PJM_ROR_2_MISO_WUMS | PJM_ROR | MISO_WUMS | Internal | Summer | B10 | 1262 | 1467 | 0 | 52.04 | 51.99 | 2 | 0
2015 | PJM_ROR_2_MISO_WUMS | PJM_ROR | MISO_WUMS | Internal | Winter | B16 | 25 | 1467 | 0 | 77.7 | 75.68 | 2 | 0
2015 | PJM_ROR_2_MISO_WUMS | PJM_ROR | MISO_WUMS | Internal | Winter | B17 | 100 | 1467 | 0 | 70.84 | 65.21 | 2 | 0
2015 | PJM_ROR_2_MISO_WUMS | PJM_ROR | MISO_WUMS | Internal | Winter | B18 | 400 | 1467 | 0 | 61.84 | 59.83 | 2 | 0
2015 | PJM_ROR_2_MISO_WUMS | PJM_ROR | MISO_WUMS | Internal | Winter | B19 | 700 | 1467 | 0 | 59.94 | 57.93 | 2 | 0
2015 | PJM_ROR_2_MISO_WUMS | PJM_ROR | MISO_WUMS | Internal | Winter | B20 | 935 | 1467 | 0 | 54.99 | 53 | 2 | 0
2015 | PJM_ROR_2_PJM_ROM | PJM_ROR | PJM_ROM | Internal | Shoulder | B11 | 25 | 8000 | 775.37 | 74.33 | 74.34 | 0.01 | 0
2015 | PJM_ROR_2_PJM_ROM | PJM_ROR | PJM_ROM | Internal | Shoulder | B12 | 200 | 8000 | 3980.41 | 64.62 | 64.63 | 0.01 | 0
2015 | PJM_ROR_2_PJM_ROM | PJM_ROR | PJM_ROM | Internal | Shoulder | B13 | 600 | 8000 | 5722.25 | 59.97 | 59.98 | 0.01 | 0
2015 | PJM_ROR_2_PJM_ROM | PJM_ROR | PJM_ROM | Internal | Shoulder | B14 | 900 | 8000 | 8000 | 57.78 | 58.9 | 0.01 | 1.1
2015 | PJM_ROR_2_PJM_ROM | PJM_ROR | PJM_ROM | Internal | Shoulder | B15 | 1203 | 8000 | 6216.12 | 54.84 | 54.85 | 0.01 | 0
2015 | PJM_ROR_2_PJM_ROM | PJM_ROR | PJM_ROM | Internal | Summer | B1 | 10 | 8000 | 6410.01 | 93.76 | 93.77 | 0.01 | 0
2015 | PJM_ROR_2_PJM_ROM | PJM_ROR | PJM_ROM | Internal | Summer | B2 | 25 | 8000 | 6635.59 | 90.26 | 90.27 | 0.01 | 0
2015 | PJM_ROR_2_PJM_ROM | PJM_ROR | PJM_ROM | Internal | Summer | B3 | 75 | 8000 | 1270.25 | 89.51 | 89.53 | 0.01 | 0
2015 | PJM_ROR_2_PJM_ROM | PJM_ROR | PJM_ROM | Internal | Summer | B4 | 100 | 8000 | 617.08 | 84.87 | 84.88 | 0.01 | 0
2015 | PJM_ROR_2_PJM_ROM | PJM_ROR | PJM_ROM | Internal | Summer | B5 | 200 | 8000 | 3748.14 | 76.07 | 76.09 | 0.01 | 0
2015 | PJM_ROR_2_PJM_ROM | PJM_ROR | PJM_ROM | Internal | Summer | B6 | 300 | 8000 | 4655.7 | 65.85 | 65.86 | 0.01 | 0
2015 | PJM_ROR_2_PJM_ROM | PJM_ROR | PJM_ROM | Internal | Summer | B7 | 400 | 8000 | 7974.74 | 58.5 | 58.51 | 0.01 | 0
2015 | PJM_ROR_2_PJM_ROM | PJM_ROR | PJM_ROM | Internal | Summer | B8 | 500 | 8000 | 8000 | 55.71 | 56.92 | 0.01 | 1.19
2015 | PJM_ROR_2_PJM_ROM | PJM_ROR | PJM_ROM | Internal | Summer | B9 | 800 | 8000 | 8000 | 53.66 | 56.64 | 0.01 | 2.97
2015 | PJM_ROR_2_PJM_ROM | PJM_ROR | PJM_ROM | Internal | Summer | B10 | 1262 | 8000 | 6911.71 | 52.04 | 52.05 | 0.01 | 0
2015 | PJM_ROR_2_PJM_ROM | PJM_ROR | PJM_ROM | Internal | Winter | B16 | 25 | 8000 | 1954.08 | 77.7 | 77.71 | 0.01 | 0
2015 | PJM_ROR_2_PJM_ROM | PJM_ROR | PJM_ROM | Internal | Winter | B17 | 100 | 8000 | 4361.33 | 70.84 | 70.85 | 0.01 | 0
2015 | PJM_ROR_2_PJM_ROM | PJM_ROR | PJM_ROM | Internal | Winter | B18 | 400 | 8000 | 8000 | 61.84 | 64.24 | 0.01 | 2.39
2015 | PJM_ROR_2_PJM_ROM | PJM_ROR | PJM_ROM | Internal | Winter | B19 | 700 | 8000 | 8000 | 59.94 | 64.13 | 0.01 | 4.18
2015 | PJM_ROR_2_PJM_ROM | PJM_ROR | PJM_ROM | Internal | Winter | B20 | 935 | 8000 | 8000 | 54.99 | 55.95 | 0.01 | 0.95
2015 | PJM_ROR_2_TVA_Transmission | PJM_ROR | TVA_Transmission | Internal | Shoulder | B11 | 25 | 2500 | 679.74 | 74.33 | 80.33 | 6 | 0
2015 | PJM_ROR_2_TVA_Transmission | PJM_ROR | TVA_Transmission | Internal | Shoulder | B12 | 200 | 2500 | 0 | 64.62 | 65.7 | 6 | 0
2015 | PJM_ROR_2_TVA_Transmission | PJM_ROR | TVA_Transmission | Internal | Shoulder | B13 | 600 | 2500 | 0 | 59.97 | 62.7 | 6 | 0
2015 | PJM_ROR_2_TVA_Transmission | PJM_ROR | TVA_Transmission | Internal | Shoulder | B14 | 900 | 2500 | 0 | 57.78 | 62.31 | 6 | 0
2015 | PJM_ROR_2_TVA_Transmission | PJM_ROR | TVA_Transmission | Internal | Shoulder | B15 | 1203 | 2500 | 303.81 | 54.84 | 60.84 | 6 | 0
2015 | PJM_ROR_2_TVA_Transmission | PJM_ROR | TVA_Transmission | Internal | Summer | B1 | 10 | 2500 | 2190.15 | 93.76 | 99.76 | 6 | 0
2015 | PJM_ROR_2_TVA_Transmission | PJM_ROR | TVA_Transmission | Internal | Summer | B2 | 25 | 2500 | 2500 | 90.26 | 96.74 | 6 | 0.48
2015 | PJM_ROR_2_TVA_Transmission | PJM_ROR | TVA_Transmission | Internal | Summer | B3 | 75 | 2500 | 1374.31 | 89.51 | 95.51 | 6 | 0
2015 | PJM_ROR_2_TVA_Transmission | PJM_ROR | TVA_Transmission | Internal | Summer | B4 | 100 | 2500 | 825.72 | 84.87 | 90.87 | 6 | 0
2015 | PJM_ROR_2_TVA_Transmission | PJM_ROR | TVA_Transmission | Internal | Summer | B5 | 200 | 2500 | 376.95 | 76.07 | 82.07 | 6 | 0
2015 | PJM_ROR_2_TVA_Transmission | PJM_ROR | TVA_Transmission | Internal | Summer | B6 | 300 | 2500 | 0 | 65.85 | 69.85 | 6 | 0
2015 | PJM_ROR_2_TVA_Transmission | PJM_ROR | TVA_Transmission | Internal | Summer | B7 | 400 | 2500 | 0 | 58.5 | 63.08 | 6 | 0
2015 | PJM_ROR_2_TVA_Transmission | PJM_ROR | TVA_Transmission | Internal | Summer | B8 | 500 | 2500 | 0 | 55.71 | 60.89 | 6 | 0
2015 | PJM_ROR_2_TVA_Transmission | PJM_ROR | TVA_Transmission | Internal | Summer | B9 | 800 | 2500 | 165.65 | 53.66 | 59.66 | 6 | 0
2015 | PJM_ROR_2_TVA_Transmission | PJM_ROR | TVA_Transmission | Internal | Summer | B10 | 1262 | 2500 | 0 | 52.04 | 57.99 | 6 | 0
2015 | PJM_ROR_2_TVA_Transmission | PJM_ROR | TVA_Transmission | Internal | Winter | B16 | 25 | 2500 | 832.99 | 77.7 | 83.7 | 6 | 0
2015 | PJM_ROR_2_TVA_Transmission | PJM_ROR | TVA_Transmission | Internal | Winter | B17 | 100 | 2500 | 0 | 70.84 | 69.32 | 6 | 0
2015 | PJM_ROR_2_TVA_Transmission | PJM_ROR | TVA_Transmission | Internal | Winter | B18 | 400 | 2500 | 0 | 61.84 | 65.42 | 6 | 0
2015 | PJM_ROR_2_TVA_Transmission | PJM_ROR | TVA_Transmission | Internal | Winter | B19 | 700 | 2500 | 0 | 59.94 | 64.43 | 6 | 0
2015 | PJM_ROR_2_TVA_Transmission | PJM_ROR | TVA_Transmission | Internal | Winter | B20 | 935 | 2500 | 1793.68 | 54.99 | 60.99 | 6 | 0
2015 | PJM_ROR_2_VACAR | PJM_ROR | VACAR | Internal | Shoulder | B11 | 25 | 3000 | 0 | 74.33 | 79.23 | 6 | 0
2015 | PJM_ROR_2_VACAR | PJM_ROR | VACAR | Internal | Shoulder | B12 | 200 | 3000 | 0 | 64.62 | 66.56 | 6 | 0
2015 | PJM_ROR_2_VACAR | PJM_ROR | VACAR | Internal | Shoulder | B13 | 600 | 3000 | 0 | 59.97 | 63.54 | 6 | 0
2015 | PJM_ROR_2_VACAR | PJM_ROR | VACAR | Internal | Shoulder | B14 | 900 | 3000 | 0 | 57.78 | 62.92 | 6 | 0
2015 | PJM_ROR_2_VACAR | PJM_ROR | VACAR | Internal | Shoulder | B15 | 1203 | 3000 | 0 | 54.84 | 56.59 | 6 | 0
2015 | PJM_ROR_2_VACAR | PJM_ROR | VACAR | Internal | Summer | B1 | 10 | 3000 | 3000 | 93.76 | 100.71 | 6 | 0.95
2015 | PJM_ROR_2_VACAR | PJM_ROR | VACAR | Internal | Summer | B2 | 25 | 3000 | 3000 | 90.26 | 100.71 | 6 | 4.45
2015 | PJM_ROR_2_VACAR | PJM_ROR | VACAR | Internal | Summer | B3 | 75 | 3000 | 3000 | 89.51 | 100.71 | 6 | 5.2
2015 | PJM_ROR_2_VACAR | PJM_ROR | VACAR | Internal | Summer | B4 | 100 | 3000 | 2473.27 | 84.87 | 90.87 | 6 | 0
2015 | PJM_ROR_2_VACAR | PJM_ROR | VACAR | Internal | Summer | B5 | 200 | 3000 | 3000 | 76.07 | 84.07 | 6 | 2
2015 | PJM_ROR_2_VACAR | PJM_ROR | VACAR | Internal | Summer | B6 | 300 | 3000 | 2052.65 | 65.85 | 71.85 | 6 | 0
2015 | PJM_ROR_2_VACAR | PJM_ROR | VACAR | Internal | Summer | B7 | 400 | 3000 | 2714.32 | 58.5 | 64.5 | 6 | 0
2015 | PJM_ROR_2_VACAR | PJM_ROR | VACAR | Internal | Summer | B8 | 500 | 3000 | 484.03 | 55.71 | 61.71 | 6 | 0
2015 | PJM_ROR_2_VACAR | PJM_ROR | VACAR | Internal | Summer | B9 | 800 | 3000 | 2049.99 | 53.66 | 59.66 | 6 | 0
2015 | PJM_ROR_2_VACAR | PJM_ROR | VACAR | Internal | Summer | B10 | 1262 | 3000 | 0 | 52.04 | 53.44 | 6 | 0
2015 | PJM_ROR_2_VACAR | PJM_ROR | VACAR | Internal | Winter | B16 | 25 | 3000 | 3000 | 77.7 | 88.51 | 6 | 4.81
2015 | PJM_ROR_2_VACAR | PJM_ROR | VACAR | Internal | Winter | B17 | 100 | 3000 | 968.68 | 70.84 | 76.84 | 6 | 0
2015 | PJM_ROR_2_VACAR | PJM_ROR | VACAR | Internal | Winter | B18 | 400 | 3000 | 0 | 61.84 | 66.87 | 6 | 0
2015 | PJM_ROR_2_VACAR | PJM_ROR | VACAR | Internal | Winter | B19 | 700 | 3000 | 120.16 | 59.94 | 65.94 | 6 | 0
2015 | PJM_ROR_2_VACAR | PJM_ROR | VACAR | Internal | Winter | B20 | 935 | 3000 | 0 | 54.99 | 59.73 | 6 | 0
2015 | PJM_ROM_2_NYISO_A-F | PJM_ROM | NYISO_A-F | Internal | Shoulder | B11 | 25 | 2000 | 0 | 74.34 | 59.17 | 6 | 0
2015 | PJM_ROM_2_NYISO_A-F | PJM_ROM | NYISO_A-F | Internal | Shoulder | B12 | 200 | 2000 | 0 | 64.63 | 57.82 | 6 | 0
2015 | PJM_ROM_2_NYISO_A-F | PJM_ROM | NYISO_A-F | Internal | Shoulder | B13 | 600 | 2000 | 0 | 59.98 | 56.88 | 6 | 0
2015 | PJM_ROM_2_NYISO_A-F | PJM_ROM | NYISO_A-F | Internal | Shoulder | B14 | 900 | 2000 | 0 | 58.9 | 56.76 | 6 | 0
2015 | PJM_ROM_2_NYISO_A-F | PJM_ROM | NYISO_A-F | Internal | Shoulder | B15 | 1203 | 2000 | 0 | 54.85 | 56.76 | 6 | 0
2015 | PJM_ROM_2_NYISO_A-F | PJM_ROM | NYISO_A-F | Internal | Summer | B1 | 10 | 2000 | 0 | 93.77 | 83.12 | 6 | 0
2015 | PJM_ROM_2_NYISO_A-F | PJM_ROM | NYISO_A-F | Internal | Summer | B2 | 25 | 2000 | 0 | 90.27 | 82.27 | 6 | 0
2015 | PJM_ROM_2_NYISO_A-F | PJM_ROM | NYISO_A-F | Internal | Summer | B3 | 75 | 2000 | 0 | 89.53 | 76.21 | 6 | 0
2015 | PJM_ROM_2_NYISO_A-F | PJM_ROM | NYISO_A-F | Internal | Summer | B4 | 100 | 2000 | 0 | 84.88 | 74.38 | 6 | 0
2015 | PJM_ROM_2_NYISO_A-F | PJM_ROM | NYISO_A-F | Internal | Summer | B5 | 200 | 2000 | 0 | 76.09 | 68.06 | 6 | 0
2015 | PJM_ROM_2_NYISO_A-F | PJM_ROM | NYISO_A-F | Internal | Summer | B6 | 300 | 2000 | 0 | 65.86 | 57.84 | 6 | 0
2015 | PJM_ROM_2_NYISO_A-F | PJM_ROM | NYISO_A-F | Internal | Summer | B7 | 400 | 2000 | 0 | 58.51 | 56.12 | 6 | 0
2015 | PJM_ROM_2_NYISO_A-F | PJM_ROM | NYISO_A-F | Internal | Summer | B8 | 500 | 2000 | 0 | 56.92 | 56.1 | 6 | 0
2015 | PJM_ROM_2_NYISO_A-F | PJM_ROM | NYISO_A-F | Internal | Summer | B9 | 800 | 2000 | 0 | 56.64 | 54 | 6 | 0
2015 | PJM_ROM_2_NYISO_A-F | PJM_ROM | NYISO_A-F | Internal | Summer | B10 | 1262 | 2000 | 0 | 52.05 | 54 | 6 | 0
2015 | PJM_ROM_2_NYISO_A-F | PJM_ROM | NYISO_A-F | Internal | Winter | B16 | 25 | 2000 | 0 | 77.71 | 67.22 | 6 | 0
2015 | PJM_ROM_2_NYISO_A-F | PJM_ROM | NYISO_A-F | Internal | Winter | B17 | 100 | 2000 | 0 | 70.85 | 61.59 | 6 | 0
2015 | PJM_ROM_2_NYISO_A-F | PJM_ROM | NYISO_A-F | Internal | Winter | B18 | 400 | 2000 | 0 | 64.24 | 61.59 | 6 | 0
2015 | PJM_ROM_2_NYISO_A-F | PJM_ROM | NYISO_A-F | Internal | Winter | B19 | 700 | 2000 | 0 | 64.13 | 61.59 | 6 | 0
2015 | PJM_ROM_2_NYISO_A-F | PJM_ROM | NYISO_A-F | Internal | Winter | B20 | 935 | 2000 | 0 | 55.95 | 61.59 | 6 | 0
2015 | PJM_ROM_2_PJM_E | PJM_ROM | PJM_E | Internal | Shoulder | B11 | 25 | 8000 | 0 | 74.34 | 74.33 | 0.01 | 0
2015 | PJM_ROM_2_PJM_E | PJM_ROM | PJM_E | Internal | Shoulder | B12 | 200 | 8000 | 0 | 64.63 | 64.62 | 0.01 | 0
2015 | PJM_ROM_2_PJM_E | PJM_ROM | PJM_E | Internal | Shoulder | B13 | 600 | 8000 | 0 | 59.98 | 59.97 | 0.01 | 0
2015 | PJM_ROM_2_PJM_E | PJM_ROM | PJM_E | Internal | Shoulder | B14 | 900 | 8000 | 161.64 | 58.9 | 58.91 | 0.01 | 0
2015 | PJM_ROM_2_PJM_E | PJM_ROM | PJM_E | Internal | Shoulder | B15 | 1203 | 8000 | 249.82 | 54.85 | 54.86 | 0.01 | 0
2015 | PJM_ROM_2_PJM_E | PJM_ROM | PJM_E | Internal | Summer | B1 | 10 | 8000 | 1598.76 | 93.77 | 93.79 | 0.01 | 0
2015 | PJM_ROM_2_PJM_E | PJM_ROM | PJM_E | Internal | Summer | B2 | 25 | 8000 | 2171.25 | 90.27 | 90.28 | 0.01 | 0
2015 | PJM_ROM_2_PJM_E | PJM_ROM | PJM_E | Internal | Summer | B3 | 75 | 8000 | 0 | 89.53 | 89.51 | 0.01 | 0
2015 | PJM_ROM_2_PJM_E | PJM_ROM | PJM_E | Internal | Summer | B4 | 100 | 8000 | 0 | 84.88 | 84.87 | 0.01 | 0
2015 | PJM_ROM_2_PJM_E | PJM_ROM | PJM_E | Internal | Summer | B5 | 200 | 8000 | 0 | 76.09 | 76.07 | 0.01 | 0
2015 | PJM_ROM_2_PJM_E | PJM_ROM | PJM_E | Internal | Summer | B6 | 300 | 8000 | 0 | 65.86 | 65.85 | 0.01 | 0
2015 | PJM_ROM_2_PJM_E | PJM_ROM | PJM_E | Internal | Summer | B7 | 400 | 8000 | 1101.71 | 58.51 | 58.52 | 0.01 | 0
2015 | PJM_ROM_2_PJM_E | PJM_ROM | PJM_E | Internal | Summer | B8 | 500 | 8000 | 145.14 | 56.92 | 56.93 | 0.01 | 0
2015 | PJM_ROM_2_PJM_E | PJM_ROM | PJM_E | Internal | Summer | B9 | 800 | 8000 | 401.91 | 56.64 | 56.65 | 0.01 | 0
2015 | PJM_ROM_2_PJM_E | PJM_ROM | PJM_E | Internal | Summer | B10 | 1262 | 8000 | 0 | 52.05 | 52.04 | 0.01 | 0
2015 | PJM_ROM_2_PJM_E | PJM_ROM | PJM_E | Internal | Winter | B16 | 25 | 8000 | 0 | 77.71 | 77.7 | 0.01 | 0
2015 | PJM_ROM_2_PJM_E | PJM_ROM | PJM_E | Internal | Winter | B17 | 100 | 8000 | 0 | 70.85 | 70.84 | 0.01 | 0
2015 | PJM_ROM_2_PJM_E | PJM_ROM | PJM_E | Internal | Winter | B18 | 400 | 8000 | 1702.76 | 64.24 | 64.25 | 0.01 | 0
2015 | PJM_ROM_2_PJM_E | PJM_ROM | PJM_E | Internal | Winter | B19 | 700 | 8000 | 2212.14 | 64.13 | 64.14 | 0.01 | 0
2015 | PJM_ROM_2_PJM_E | PJM_ROM | PJM_E | Internal | Winter | B20 | 935 | 8000 | 1692.86 | 55.95 | 55.96 | 0.01 | 0
2015 | PJM_ROM_2_PJM_ROR | PJM_ROM | PJM_ROR | Internal | Shoulder | B11 | 25 | 8000 | 0 | 74.34 | 74.33 | 0.01 | 0
2015 | PJM_ROM_2_PJM_ROR | PJM_ROM | PJM_ROR | Internal | Shoulder | B12 | 200 | 8000 | 0 | 64.63 | 64.62 | 0.01 | 0
2015 | PJM_ROM_2_PJM_ROR | PJM_ROM | PJM_ROR | Internal | Shoulder | B13 | 600 | 8000 | 0 | 59.98 | 59.97 | 0.01 | 0
2015 | PJM_ROM_2_PJM_ROR | PJM_ROM | PJM_ROR | Internal | Shoulder | B14 | 900 | 8000 | 0 | 58.9 | 57.78 | 0.01 | 0
2015 | PJM_ROM_2_PJM_ROR | PJM_ROM | PJM_ROR | Internal | Shoulder | B15 | 1203 | 8000 | 0 | 54.85 | 54.84 | 0.01 | 0
2015 | PJM_ROM_2_PJM_ROR | PJM_ROM | PJM_ROR | Internal | Summer | B1 | 10 | 8000 | 0 | 93.77 | 93.76 | 0.01 | 0
2015 | PJM_ROM_2_PJM_ROR | PJM_ROM | PJM_ROR | Internal | Summer | B2 | 25 | 8000 | 0 | 90.27 | 90.26 | 0.01 | 0
2015 | PJM_ROM_2_PJM_ROR | PJM_ROM | PJM_ROR | Internal | Summer | B3 | 75 | 8000 | 0 | 89.53 | 89.51 | 0.01 | 0
2015 | PJM_ROM_2_PJM_ROR | PJM_ROM | PJM_ROR | Internal | Summer | B4 | 100 | 8000 | 0 | 84.88 | 84.87 | 0.01 | 0
2015 | PJM_ROM_2_PJM_ROR | PJM_ROM | PJM_ROR | Internal | Summer | B5 | 200 | 8000 | 0 | 76.09 | 76.07 | 0.01 | 0
2015 | PJM_ROM_2_PJM_ROR | PJM_ROM | PJM_ROR | Internal | Summer | B6 | 300 | 8000 | 0 | 65.86 | 65.85 | 0.01 | 0
2015 | PJM_ROM_2_PJM_ROR | PJM_ROM | PJM_ROR | Internal | Summer | B7 | 400 | 8000 | 0 | 58.51 | 58.5 | 0.01 | 0
2015 | PJM_ROM_2_PJM_ROR | PJM_ROM | PJM_ROR | Internal | Summer | B8 | 500 | 8000 | 0 | 56.92 | 55.71 | 0.01 | 0
2015 | PJM_ROM_2_PJM_ROR | PJM_ROM | PJM_ROR | Internal | Summer | B9 | 800 | 8000 | 0 | 56.64 | 53.66 | 0.01 | 0
2015 | PJM_ROM_2_PJM_ROR | PJM_ROM | PJM_ROR | Internal | Summer | B10 | 1262 | 8000 | 0 | 52.05 | 52.04 | 0.01 | 0
2015 | PJM_ROM_2_PJM_ROR | PJM_ROM | PJM_ROR | Internal | Winter | B16 | 25 | 8000 | 0 | 77.71 | 77.7 | 0.01 | 0
2015 | PJM_ROM_2_PJM_ROR | PJM_ROM | PJM_ROR | Internal | Winter | B17 | 100 | 8000 | 0 | 70.85 | 70.84 | 0.01 | 0
2015 | PJM_ROM_2_PJM_ROR | PJM_ROM | PJM_ROR | Internal | Winter | B18 | 400 | 8000 | 0 | 64.24 | 61.84 | 0.01 | 0
2015 | PJM_ROM_2_PJM_ROR | PJM_ROM | PJM_ROR | Internal | Winter | B19 | 700 | 8000 | 0 | 64.13 | 59.94 | 0.01 | 0
2015 | PJM_ROM_2_PJM_ROR | PJM_ROM | PJM_ROR | Internal | Winter | B20 | 935 | 8000 | 0 | 55.95 | 54.99 | 0.01 | 0
2015 | SOCO_2_ENT | SOCO | ENT | Internal | Shoulder | B11 | 25 | 2400 | 0 | 86.23 | 78.23 | 10 | 0
2015 | SOCO_2_ENT | SOCO | ENT | Internal | Shoulder | B12 | 200 | 2400 | 0 | 66.41 | 59.47 | 10 | 0
2015 | SOCO_2_ENT | SOCO | ENT | Internal | Shoulder | B13 | 600 | 2400 | 0 | 61.88 | 59.47 | 10 | 0
2015 | SOCO_2_ENT | SOCO | ENT | Internal | Shoulder | B14 | 900 | 2400 | 0 | 61.88 | 57.49 | 10 | 0
2015 | SOCO_2_ENT | SOCO | ENT | Internal | Shoulder | B15 | 1203 | 2400 | 0 | 59.72 | 57.49 | 10 | 0
2015 | SOCO_2_ENT | SOCO | ENT | Internal | Summer | B1 | 10 | 2400 | 0 | 99.76 | 91.76 | 10 | 0
2015 | SOCO_2_ENT | SOCO | ENT | Internal | Summer | B2 | 25 | 2400 | 0 | 97.87 | 89.87 | 10 | 0
2015 | SOCO_2_ENT | SOCO | ENT | Internal | Summer | B3 | 75 | 2400 | 0 | 97.87 | 89.87 | 10 | 0
2015 | SOCO_2_ENT | SOCO | ENT | Internal | Summer | B4 | 100 | 2400 | 0 | 97.87 | 88.01 | 10 | 0
2015 | SOCO_2_ENT | SOCO | ENT | Internal | Summer | B5 | 200 | 2400 | 0 | 91.07 | 83.07 | 10 | 0
2015 | SOCO_2_ENT | SOCO | ENT | Internal | Summer | B6 | 300 | 2400 | 0 | 78.85 | 64.59 | 10 | 0
2015 | SOCO_2_ENT | SOCO | ENT | Internal | Summer | B7 | 400 | 2400 | 0 | 71.5 | 58.69 | 10 | 0
2015 | SOCO_2_ENT | SOCO | ENT | Internal | Summer | B8 | 500 | 2400 | 0 | 66.69 | 58.69 | 10 | 0
2015 | SOCO_2_ENT | SOCO | ENT | Internal | Summer | B9 | 800 | 2400 | 0 | 60.67 | 56.32 | 10 | 0
2015 | SOCO_2_ENT | SOCO | ENT | Internal | Summer | B10 | 1262 | 2400 | 0 | 58.55 | 56.32 | 10 | 0
2015 | SOCO_2_ENT | SOCO | ENT | Internal | Winter | B16 | 25 | 2400 | 0 | 85.18 | 75.7 | 10 | 0
2015 | SOCO_2_ENT | SOCO | ENT | Internal | Winter | B17 | 100 | 2400 | 0 | 67.54 | 61.89 | 10 | 0
2015 | SOCO_2_ENT | SOCO | ENT | Internal | Winter | B18 | 400 | 2400 | 0 | 64.36 | 60.3 | 10 | 0
2015 | SOCO_2_ENT | SOCO | ENT | Internal | Winter | B19 | 700 | 2400 | 0 | 64.36 | 59.83 | 10 | 0
2015 | SOCO_2_ENT | SOCO | ENT | Internal | Winter | B20 | 935 | 2400 | 0 | 62.11 | 59.83 | 10 | 0
2015 | SOCO_2_FRCC | SOCO | FRCC | Internal | Shoulder | B11 | 25 | 3700 | 3553.16 | 86.23 | 96.23 | 10 | 0
2015 | SOCO_2_FRCC | SOCO | FRCC | Internal | Shoulder | B12 | 200 | 3700 | 0 | 66.41 | 66.91 | 10 | 0
2015 | SOCO_2_FRCC | SOCO | FRCC | Internal | Shoulder | B13 | 600 | 3700 | 0 | 61.88 | 65.37 | 10 | 0
2015 | SOCO_2_FRCC | SOCO | FRCC | Internal | Shoulder | B14 | 900 | 3700 | 0 | 61.88 | 64.13 | 10 | 0
2015 | SOCO_2_FRCC | SOCO | FRCC | Internal | Shoulder | B15 | 1203 | 3700 | 0 | 59.72 | 64.13 | 10 | 0
2015 | SOCO_2_FRCC | SOCO | FRCC | Internal | Summer | B1 | 10 | 3700 | 0 | 99.76 | 103.87 | 10 | 0
2015 | SOCO_2_FRCC | SOCO | FRCC | Internal | Summer | B2 | 25 | 3700 | 0 | 97.87 | 103.87 | 10 | 0
2015 | SOCO_2_FRCC | SOCO | FRCC | Internal | Summer | B3 | 75 | 3700 | 0 | 97.87 | 103.87 | 10 | 0
2015 | SOCO_2_FRCC | SOCO | FRCC | Internal | Summer | B4 | 100 | 3700 | 0 | 97.87 | 103.87 | 10 | 0
2015 | SOCO_2_FRCC | SOCO | FRCC | Internal | Summer | B5 | 200 | 3700 | 2442.04 | 91.07 | 101.07 | 10 | 0
2015 | SOCO_2_FRCC | SOCO | FRCC | Internal | Summer | B6 | 300 | 3700 | 500.27 | 78.85 | 88.85 | 10 | 0
2015 | SOCO_2_FRCC | SOCO | FRCC | Internal | Summer | B7 | 400 | 3700 | 0 | 71.5 | 67.64 | 10 | 0
2015 | SOCO_2_FRCC | SOCO | FRCC | Internal | Summer | B8 | 500 | 3700 | 0 | 66.69 | 66.21 | 10 | 0
2015 | SOCO_2_FRCC | SOCO | FRCC | Internal | Summer | B9 | 800 | 3700 | 0 | 60.67 | 63.46 | 10 | 0
2015 | SOCO_2_FRCC | SOCO | FRCC | Internal | Summer | B10 | 1262 | 3700 | 0 | 58.55 | 63.46 | 10 | 0
2015 | SOCO_2_FRCC | SOCO | FRCC | Internal | Winter | B16 | 25 | 3700 | 0 | 85.18 | 90.65 | 10 | 0
2015 | SOCO_2_FRCC | SOCO | FRCC | Internal | Winter | B17 | 100 | 3700 | 0 | 67.54 | 69.02 | 10 | 0
2015 | SOCO_2_FRCC | SOCO | FRCC | Internal | Winter | B18 | 400 | 3700 | 0 | 64.36 | 66.15 | 10 | 0
2015 | SOCO_2_FRCC | SOCO | FRCC | Internal | Winter | B19 | 700 | 3700 | 0 | 64.36 | 66.15 | 10 | 0
2015 | SOCO_2_FRCC | SOCO | FRCC | Internal | Winter | B20 | 935 | 3700 | 0 | 62.11 | 66.15 | 10 | 0
2015 | SOCO_2_TVA_Transmission | SOCO | TVA_Transmission | Internal | Shoulder | B11 | 25 | 2600 | 0 | 86.23 | 80.33 | 10 | 0
2015 | SOCO_2_TVA_Transmission | SOCO | TVA_Transmission | Internal | Shoulder | B12 | 200 | 2600 | 0 | 66.41 | 65.7 | 10 | 0
2015 | SOCO_2_TVA_Transmission | SOCO | TVA_Transmission | Internal | Shoulder | B13 | 600 | 2600 | 0 | 61.88 | 62.7 | 10 | 0
2015 | SOCO_2_TVA_Transmission | SOCO | TVA_Transmission | Internal | Shoulder | B14 | 900 | 2600 | 0 | 61.88 | 62.31 | 10 | 0
2015 | SOCO_2_TVA_Transmission | SOCO | TVA_Transmission | Internal | Shoulder | B15 | 1203 | 2600 | 0 | 59.72 | 60.84 | 10 | 0
2015 | SOCO_2_TVA_Transmission | SOCO | TVA_Transmission | Internal | Summer | B1 | 10 | 2600 | 0 | 99.76 | 99.76 | 10 | 0
2015 | SOCO_2_TVA_Transmission | SOCO | TVA_Transmission | Internal | Summer | B2 | 25 | 2600 | 0 | 97.87 | 96.74 | 10 | 0
2015 | SOCO_2_TVA_Transmission | SOCO | TVA_Transmission | Internal | Summer | B3 | 75 | 2600 | 0 | 97.87 | 95.51 | 10 | 0
2015 | SOCO_2_TVA_Transmission | SOCO | TVA_Transmission | Internal | Summer | B4 | 100 | 2600 | 0 | 97.87 | 90.87 | 10 | 0
2015 | SOCO_2_TVA_Transmission | SOCO | TVA_Transmission | Internal | Summer | B5 | 200 | 2600 | 0 | 91.07 | 82.07 | 10 | 0
2015 | SOCO_2_TVA_Transmission | SOCO | TVA_Transmission | Internal | Summer | B6 | 300 | 2600 | 0 | 78.85 | 69.85 | 10 | 0
2015 | SOCO_2_TVA_Transmission | SOCO | TVA_Transmission | Internal | Summer | B7 | 400 | 2600 | 0 | 71.5 | 63.08 | 10 | 0
2015 | SOCO_2_TVA_Transmission | SOCO | TVA_Transmission | Internal | Summer | B8 | 500 | 2600 | 0 | 66.69 | 60.89 | 10 | 0
2015 | SOCO_2_TVA_Transmission | SOCO | TVA_Transmission | Internal | Summer | B9 | 800 | 2600 | 0 | 60.67 | 59.66 | 10 | 0
2015 | SOCO_2_TVA_Transmission | SOCO | TVA_Transmission | Internal | Summer | B10 | 1262 | 2600 | 0 | 58.55 | 57.99 | 10 | 0
2015 | SOCO_2_TVA_Transmission | SOCO | TVA_Transmission | Internal | Winter | B16 | 25 | 2600 | 0 | 85.18 | 83.7 | 10 | 0
2015 | SOCO_2_TVA_Transmission | SOCO | TVA_Transmission | Internal | Winter | B17 | 100 | 2600 | 0 | 67.54 | 69.32 | 10 | 0
2015 | SOCO_2_TVA_Transmission | SOCO | TVA_Transmission | Internal | Winter | B18 | 400 | 2600 | 0 | 64.36 | 65.42 | 10 | 0
2015 | SOCO_2_TVA_Transmission | SOCO | TVA_Transmission | Internal | Winter | B19 | 700 | 2600 | 0 | 64.36 | 64.43 | 10 | 0
2015 | SOCO_2_TVA_Transmission | SOCO | TVA_Transmission | Internal | Winter | B20 | 935 | 2600 | 0 | 62.11 | 60.99 | 10 | 0
2015 | SOCO_2_VACAR | SOCO | VACAR | Internal | Shoulder | B11 | 25 | 2000 | 0 | 86.23 | 79.23 | 10 | 0
2015 | SOCO_2_VACAR | SOCO | VACAR | Internal | Shoulder | B12 | 200 | 2000 | 0 | 66.41 | 66.56 | 10 | 0
2015 | SOCO_2_VACAR | SOCO | VACAR | Internal | Shoulder | B13 | 600 | 2000 | 0 | 61.88 | 63.54 | 10 | 0
2015 | SOCO_2_VACAR | SOCO | VACAR | Internal | Shoulder | B14 | 900 | 2000 | 0 | 61.88 | 62.92 | 10 | 0
2015 | SOCO_2_VACAR | SOCO | VACAR | Internal | Shoulder | B15 | 1203 | 2000 | 0 | 59.72 | 56.59 | 10 | 0
2015 | SOCO_2_VACAR | SOCO | VACAR | Internal | Summer | B1 | 10 | 2000 | 0 | 99.76 | 100.71 | 10 | 0
2015 | SOCO_2_VACAR | SOCO | VACAR | Internal | Summer | B2 | 25 | 2000 | 0 | 97.87 | 100.71 | 10 | 0
2015 | SOCO_2_VACAR | SOCO | VACAR | Internal | Summer | B3 | 75 | 2000 | 0 | 97.87 | 100.71 | 10 | 0
2015 | SOCO_2_VACAR | SOCO | VACAR | Internal | Summer | B4 | 100 | 2000 | 0 | 97.87 | 90.87 | 10 | 0
2015 | SOCO_2_VACAR | SOCO | VACAR | Internal | Summer | B5 | 200 | 2000 | 0 | 91.07 | 84.07 | 10 | 0
2015 | SOCO_2_VACAR | SOCO | VACAR | Internal | Summer | B6 | 300 | 2000 | 0 | 78.85 | 71.85 | 10 | 0
2015 | SOCO_2_VACAR | SOCO | VACAR | Internal | Summer | B7 | 400 | 2000 | 0 | 71.5 | 64.5 | 10 | 0
2015 | SOCO_2_VACAR | SOCO | VACAR | Internal | Summer | B8 | 500 | 2000 | 0 | 66.69 | 61.71 | 10 | 0
2015 | SOCO_2_VACAR | SOCO | VACAR | Internal | Summer | B9 | 800 | 2000 | 0 | 60.67 | 59.66 | 10 | 0
2015 | SOCO_2_VACAR | SOCO | VACAR | Internal | Summer | B10 | 1262 | 2000 | 0 | 58.55 | 53.44 | 10 | 0
2015 | SOCO_2_VACAR | SOCO | VACAR | Internal | Winter | B16 | 25 | 2000 | 0 | 85.18 | 88.51 | 10 | 0
2015 | SOCO_2_VACAR | SOCO | VACAR | Internal | Winter | B17 | 100 | 2000 | 0 | 67.54 | 76.84 | 10 | 0
2015 | SOCO_2_VACAR | SOCO | VACAR | Internal | Winter | B18 | 400 | 2000 | 0 | 64.36 | 66.87 | 10 | 0
2015 | SOCO_2_VACAR | SOCO | VACAR | Internal | Winter | B19 | 700 | 2000 | 0 | 64.36 | 65.94 | 10 | 0
2015 | SOCO_2_VACAR | SOCO | VACAR | Internal | Winter | B20 | 935 | 2000 | 0 | 62.11 | 59.73 | 10 | 0
2015 | SPP_N_2_ENT | SPP_N | ENT | Internal | Shoulder | B11 | 25 | 1800 | 0 | 83.06 | 78.23 | 5 | 0
2015 | SPP_N_2_ENT | SPP_N | ENT | Internal | Shoulder | B12 | 200 | 1800 | 0 | 60.03 | 59.47 | 5 | 0
2015 | SPP_N_2_ENT | SPP_N | ENT | Internal | Shoulder | B13 | 600 | 1800 | 0 | 58.31 | 59.47 | 5 | 0
2015 | SPP_N_2_ENT | SPP_N | ENT | Internal | Shoulder | B14 | 900 | 1800 | 0 | 57.38 | 57.49 | 5 | 0
2015 | SPP_N_2_ENT | SPP_N | ENT | Internal | Shoulder | B15 | 1203 | 1800 | 0 | 57.38 | 57.49 | 5 | 0
2015 | SPP_N_2_ENT | SPP_N | ENT | Internal | Summer | B1 | 10 | 1800 | 0 | 92.6 | 91.76 | 5 | 0
2015 | SPP_N_2_ENT | SPP_N | ENT | Internal | Summer | B2 | 25 | 1800 | 0 | 92.6 | 89.87 | 5 | 0
2015 | SPP_N_2_ENT | SPP_N | ENT | Internal | Summer | B3 | 75 | 1800 | 0 | 91.39 | 89.87 | 5 | 0
2015 | SPP_N_2_ENT | SPP_N | ENT | Internal | Summer | B4 | 100 | 1800 | 0 | 86.87 | 88.01 | 5 | 0
2015 | SPP_N_2_ENT | SPP_N | ENT | Internal | Summer | B5 | 200 | 1800 | 0 | 81.21 | 83.07 | 5 | 0
2015 | SPP_N_2_ENT | SPP_N | ENT | Internal | Summer | B6 | 300 | 1800 | 0 | 72.58 | 64.59 | 5 | 0
2015 | SPP_N_2_ENT | SPP_N | ENT | Internal | Summer | B7 | 400 | 1800 | 0 | 63.49 | 58.69 | 5 | 0
2015 | SPP_N_2_ENT | SPP_N | ENT | Internal | Summer | B8 | 500 | 1800 | 0 | 58.7 | 58.69 | 5 | 0
2015 | SPP_N_2_ENT | SPP_N | ENT | Internal | Summer | B9 | 800 | 1800 | 0 | 56.11 | 56.32 | 5 | 0
2015 | SPP_N_2_ENT | SPP_N | ENT | Internal | Summer | B10 | 1262 | 1800 | 0 | 54.59 | 56.32 | 5 | 0
2015 | SPP_N_2_ENT | SPP_N | ENT | Internal | Winter | B16 | 25 | 1800 | 295.69 | 70.7 | 75.7 | 5 | 0
2015 | SPP_N_2_ENT | SPP_N | ENT | Internal | Winter | B17 | 100 | 1800 | 0 | 60.23 | 61.89 | 5 | 0
2015 | SPP_N_2_ENT | SPP_N | ENT | Internal | Winter | B18 | 400 | 1800 | 0 | 59.86 | 60.3 | 5 | 0
2015 | SPP_N_2_ENT | SPP_N | ENT | Internal | Winter | B19 | 700 | 1800 | 0 | 59.72 | 59.83 | 5 | 0
2015 | SPP_N_2_ENT | SPP_N | ENT | Internal | Winter | B20 | 935 | 1800 | 0 | 56.64 | 59.83 | 5 | 0
2015 | SPP_N_2_MISO_MO-IL | SPP_N | MISO_MO-IL | Internal | Shoulder | B11 | 25 | 2000 | 0 | 83.06 | 76.34 | 5 | 0
2015 | SPP_N_2_MISO_MO-IL | SPP_N | MISO_MO-IL | Internal | Shoulder | B12 | 200 | 2000 | 0 | 60.03 | 64.49 | 5 | 0
2015 | SPP_N_2_MISO_MO-IL | SPP_N | MISO_MO-IL | Internal | Shoulder | B13 | 600 | 2000 | 0 | 58.31 | 57.99 | 5 | 0
2015 | SPP_N_2_MISO_MO-IL | SPP_N | MISO_MO-IL | Internal | Shoulder | B14 | 900 | 2000 | 0 | 57.38 | 55.78 | 5 | 0
2015 | SPP_N_2_MISO_MO-IL | SPP_N | MISO_MO-IL | Internal | Shoulder | B15 | 1203 | 2000 | 0 | 57.38 | 54.05 | 5 | 0
2015 | SPP_N_2_MISO_MO-IL | SPP_N | MISO_MO-IL | Internal | Summer | B1 | 10 | 2000 | 0 | 92.6 | 91.76 | 5 | 0
2015 | SPP_N_2_MISO_MO-IL | SPP_N | MISO_MO-IL | Internal | Summer | B2 | 25 | 2000 | 0 | 92.6 | 88.74 | 5 | 0
2015 | SPP_N_2_MISO_MO-IL | SPP_N | MISO_MO-IL | Internal | Summer | B3 | 75 | 2000 | 0 | 91.39 | 88.74 | 5 | 0
2015 | SPP_N_2_MISO_MO-IL | SPP_N | MISO_MO-IL | Internal | Summer | B4 | 100 | 2000 | 0 | 86.87 | 86.87 | 5 | 0
2015 | SPP_N_2_MISO_MO-IL | SPP_N | MISO_MO-IL | Internal | Summer | B5 | 200 | 2000 | 0 | 81.21 | 76.62 | 5 | 0
2015 | SPP_N_2_MISO_MO-IL | SPP_N | MISO_MO-IL | Internal | Summer | B6 | 300 | 2000 | 0 | 72.58 | 65.59 | 5 | 0
2015 | SPP_N_2_MISO_MO-IL | SPP_N | MISO_MO-IL | Internal | Summer | B7 | 400 | 2000 | 0 | 63.49 | 56.5 | 5 | 0
2015 | SPP_N_2_MISO_MO-IL | SPP_N | MISO_MO-IL | Internal | Summer | B8 | 500 | 2000 | 0 | 58.7 | 53.74 | 5 | 0
2015 | SPP_N_2_MISO_MO-IL | SPP_N | MISO_MO-IL | Internal | Summer | B9 | 800 | 2000 | 0 | 56.11 | 52.93 | 5 | 0
2015 | SPP_N_2_MISO_MO-IL | SPP_N | MISO_MO-IL | Internal | Summer | B10 | 1262 | 2000 | 0 | 54.59 | 52.01 | 5 | 0
2015 | SPP_N_2_MISO_MO-IL | SPP_N | MISO_MO-IL | Internal | Winter | B16 | 25 | 2000 | 307.96 | 70.7 | 75.7 | 5 | 0
2015 | SPP_N_2_MISO_MO-IL | SPP_N | MISO_MO-IL | Internal | Winter | B17 | 100 | 2000 | 35.63 | 60.23 | 65.23 | 5 | 0
2015 | SPP_N_2_MISO_MO-IL | SPP_N | MISO_MO-IL | Internal | Winter | B18 | 400 | 2000 | 0 | 59.86 | 59.84 | 5 | 0
2015 | SPP_N_2_MISO_MO-IL | SPP_N | MISO_MO-IL | Internal | Winter | B19 | 700 | 2000 | 0 | 59.72 | 57.93 | 5 | 0
2015 | SPP_N_2_MISO_MO-IL | SPP_N | MISO_MO-IL | Internal | Winter | B20 | 935 | 2000 | 0 | 56.64 | 52.99 | 5 | 0
2015 | SPP_N_2_MISO_W | SPP_N | MISO_W | Internal | Shoulder | B11 | 25 | 750 | 0 | 83.06 | 76.33 | 5 | 0
2015 | SPP_N_2_MISO_W | SPP_N | MISO_W | Internal | Shoulder | B12 | 200 | 750 | 0 | 60.03 | 64.48 | 5 | 0
2015 | SPP_N_2_MISO_W | SPP_N | MISO_W | Internal | Shoulder | B13 | 600 | 750 | 0 | 58.31 | 57.98 | 5 | 0
2015 | SPP_N_2_MISO_W | SPP_N | MISO_W | Internal | Shoulder | B14 | 900 | 750 | 0 | 57.38 | 55.77 | 5 | 0
2015 | SPP_N_2_MISO_W | SPP_N | MISO_W | Internal | Shoulder | B15 | 1203 | 750 | 0 | 57.38 | 54.07 | 5 | 0
2015 | SPP_N_2_MISO_W | SPP_N | MISO_W | Internal | Summer | B1 | 10 | 750 | 0 | 92.6 | 91.75 | 5 | 0
2015 | SPP_N_2_MISO_W | SPP_N | MISO_W | Internal | Summer | B2 | 25 | 750 | 0 | 92.6 | 88.73 | 5 | 0
2015 | SPP_N_2_MISO_W | SPP_N | MISO_W | Internal | Summer | B3 | 75 | 750 | 0 | 91.39 | 88.73 | 5 | 0
2015 | SPP_N_2_MISO_W | SPP_N | MISO_W | Internal | Summer | B4 | 100 | 750 | 0 | 86.87 | 86.86 | 5 | 0
2015 | SPP_N_2_MISO_W | SPP_N | MISO_W | Internal | Summer | B5 | 200 | 750 | 0 | 81.21 | 76.61 | 5 | 0
2015 | SPP_N_2_MISO_W | SPP_N | MISO_W | Internal | Summer | B6 | 300 | 750 | 0 | 72.58 | 65.58 | 5 | 0
2015 | SPP_N_2_MISO_W | SPP_N | MISO_W | Internal | Summer | B7 | 400 | 750 | 0 | 63.49 | 56.49 | 5 | 0
2015 | SPP_N_2_MISO_W | SPP_N | MISO_W | Internal | Summer | B8 | 500 | 750 | 0 | 58.7 | 53.73 | 5 | 0
2015 | SPP_N_2_MISO_W | SPP_N | MISO_W | Internal | Summer | B9 | 800 | 750 | 0 | 56.11 | 52.92 | 5 | 0
2015 | SPP_N_2_MISO_W | SPP_N | MISO_W | Internal | Summer | B10 | 1262 | 750 | 0 | 54.59 | 52 | 5 | 0
2015 | SPP_N_2_MISO_W | SPP_N | MISO_W | Internal | Winter | B16 | 25 | 750 | 0 | 70.7 | 75.69 | 5 | 0
2015 | SPP_N_2_MISO_W | SPP_N | MISO_W | Internal | Winter | B17 | 100 | 750 | 0 | 60.23 | 65.22 | 5 | 0
2015 | SPP_N_2_MISO_W | SPP_N | MISO_W | Internal | Winter | B18 | 400 | 750 | 0 | 59.86 | 59.83 | 5 | 0
2015 | SPP_N_2_MISO_W | SPP_N | MISO_W | Internal | Winter | B19 | 700 | 750 | 0 | 59.72 | 57.94 | 5 | 0
2015 | SPP_N_2_MISO_W | SPP_N | MISO_W | Internal | Winter | B20 | 935 | 750 | 0 | 56.64 | 52.99 | 5 | 0
2015 | SPP_N_2_NE | SPP_N | NE | Internal | Shoulder | B11 | 25 | 332 | 0 | 83.06 | 76.33 | 0.01 | 0
2015 | SPP_N_2_NE | SPP_N | NE | Internal | Shoulder | B12 | 200 | 332 | 0 | 60.03 | 60.02 | 0.01 | 0
2015 | SPP_N_2_NE | SPP_N | NE | Internal | Shoulder | B13 | 600 | 332 | 0 | 58.31 | 58.29 | 0.01 | 0
2015 | SPP_N_2_NE | SPP_N | NE | Internal | Shoulder | B14 | 900 | 332 | 0 | 57.38 | 57.37 | 0.01 | 0
2015 | SPP_N_2_NE | SPP_N | NE | Internal | Shoulder | B15 | 1203 | 332 | 0 | 57.38 | 57.37 | 0.01 | 0
2015 | SPP_N_2_NE | SPP_N | NE | Internal | Summer | B1 | 10 | 332 | 0 | 92.6 | 91.75 | 0.01 | 0
2015 | SPP_N_2_NE | SPP_N | NE | Internal | Summer | B2 | 25 | 332 | 0 | 92.6 | 91.38 | 0.01 | 0
2015 | SPP_N_2_NE | SPP_N | NE | Internal | Summer | B3 | 75 | 332 | 0 | 91.39 | 91.38 | 0.01 | 0
2015 | SPP_N_2_NE | SPP_N | NE | Internal | Summer | B4 | 100 | 332 | 0 | 86.87 | 86.86 | 0.01 | 0
2015 | SPP_N_2_NE | SPP_N | NE | Internal | Summer | B5 | 200 | 332 | 0 | 81.21 | 80.79 | 0.01 | 0
2015 | SPP_N_2_NE | SPP_N | NE | Internal | Summer | B6 | 300 | 332 | 0 | 72.58 | 67.27 | 0.01 | 0
2015 | SPP_N_2_NE | SPP_N | NE | Internal | Summer | B7 | 400 | 332 | 0 | 63.49 | 59.68 | 0.01 | 0
2015 | SPP_N_2_NE | SPP_N | NE | Internal | Summer | B8 | 500 | 332 | 0 | 58.7 | 58.69 | 0.01 | 0
2015 | SPP_N_2_NE | SPP_N | NE | Internal | Summer | B9 | 800 | 332 | 0 | 56.11 | 56.1 | 0.01 | 0
2015 | SPP_N_2_NE | SPP_N | NE | Internal | Summer | B10 | 1262 | 332 | 0 | 54.59 | 54.27 | 0.01 | 0
2015 | SPP_N_2_NE | SPP_N | NE | Internal | Winter | B16 | 25 | 332 | 0 | 70.7 | 70.69 | 0.01 | 0
2015 | SPP_N_2_NE | SPP_N | NE | Internal | Winter | B17 | 100 | 332 | 0 | 60.23 | 60.22 | 0.01 | 0
2015 | SPP_N_2_NE | SPP_N | NE | Internal | Winter | B18 | 400 | 332 | 0 | 59.86 | 59.85 | 0.01 | 0
2015 | SPP_N_2_NE | SPP_N | NE | Internal | Winter | B19 | 700 | 332 | 0 | 59.72 | 59.71 | 0.01 | 0
2015 | SPP_N_2_NE | SPP_N | NE | Internal | Winter | B20 | 935 | 332 | 0 | 56.64 | 55.12 | 0.01 | 0
2015 | SPP_N_2_SPP_S | SPP_N | SPP_S | Internal | Shoulder | B11 | 25 | 4000 | 0 | 83.06 | 83.05 | 0.01 | 0
2015 | SPP_N_2_SPP_S | SPP_N | SPP_S | Internal | Shoulder | B12 | 200 | 4000 | 584.35 | 60.03 | 60.04 | 0.01 | 0
2015 | SPP_N_2_SPP_S | SPP_N | SPP_S | Internal | Shoulder | B13 | 600 | 4000 | 1027.88 | 58.31 | 58.32 | 0.01 | 0
2015 | SPP_N_2_SPP_S | SPP_N | SPP_S | Internal | Shoulder | B14 | 900 | 4000 | 750.95 | 57.38 | 57.39 | 0.01 | 0
2015 | SPP_N_2_SPP_S | SPP_N | SPP_S | Internal | Shoulder | B15 | 1203 | 4000 | 2575.12 | 57.38 | 57.39 | 0.01 | 0
2015 | SPP_N_2_SPP_S | SPP_N | SPP_S | Internal | Summer | B1 | 10 | 4000 | 0 | 92.6 | 90.44 | 0.01 | 0
2015 | SPP_N_2_SPP_S | SPP_N | SPP_S | Internal | Summer | B2 | 25 | 4000 | 0 | 92.6 | 90.44 | 0.01 | 0
2015 | SPP_N_2_SPP_S | SPP_N | SPP_S | Internal | Summer | B3 | 75 | 4000 | 0 | 91.39 | 90.43 | 0.01 | 0
2015 | SPP_N_2_SPP_S | SPP_N | SPP_S | Internal | Summer | B4 | 100 | 4000 | 0 | 86.87 | 83.01 | 0.01 | 0
2015 | SPP_N_2_SPP_S | SPP_N | SPP_S | Internal | Summer | B5 | 200 | 4000 | 0 | 81.21 | 81.19 | 0.01 | 0
2015 | SPP_N_2_SPP_S | SPP_N | SPP_S | Internal | Summer | B6 | 300 | 4000 | 1909.96 | 72.58 | 72.59 | 0.01 | 0
2015 | SPP_N_2_SPP_S | SPP_N | SPP_S | Internal | Summer | B7 | 400 | 4000 | 1734.42 | 63.49 | 63.5 | 0.01 | 0
2015 | SPP_N_2_SPP_S | SPP_N | SPP_S | Internal | Summer | B8 | 500 | 4000 | 2303.64 | 58.7 | 58.71 | 0.01 | 0
2015 | SPP_N_2_SPP_S | SPP_N | SPP_S | Internal | Summer | B9 | 800 | 4000 | 2190.02 | 56.11 | 56.13 | 0.01 | 0
2015 | SPP_N_2_SPP_S | SPP_N | SPP_S | Internal | Summer | B10 | 1262 | 4000 | 4000 | 54.59 | 56 | 0.01 | 1.4
2015 | SPP_N_2_SPP_S | SPP_N | SPP_S | Internal | Winter | B16 | 25 | 4000 | 264.94 | 70.7 | 70.71 | 0.01 | 0
2015 | SPP_N_2_SPP_S | SPP_N | SPP_S | Internal | Winter | B17 | 100 | 4000 | 1812.47 | 60.23 | 60.25 | 0.01 | 0
2015 | SPP_N_2_SPP_S | SPP_N | SPP_S | Internal | Winter | B18 | 400 | 4000 | 2310.2 | 59.86 | 59.87 | 0.01 | 0
2015 | SPP_N_2_SPP_S | SPP_N | SPP_S | Internal | Winter | B19 | 700 | 4000 | 2361.4 | 59.72 | 59.74 | 0.01 | 0
2015 | SPP_N_2_SPP_S | SPP_N | SPP_S | Internal | Winter | B20 | 935 | 4000 | 4000 | 56.64 | 59.74 | 0.01 | 3.09
2015 | SPP_S_2_ENT | SPP_S | ENT | Internal | Shoulder | B11 | 25 | 850 | 0 | 83.05 | 78.23 | 5 | 0
2015 | SPP_S_2_ENT | SPP_S | ENT | Internal | Shoulder | B12 | 200 | 850 | 0 | 60.04 | 59.47 | 5 | 0
2015 | SPP_S_2_ENT | SPP_S | ENT | Internal | Shoulder | B13 | 600 | 850 | 0 | 58.32 | 59.47 | 5 | 0
2015 | SPP_S_2_ENT | SPP_S | ENT | Internal | Shoulder | B14 | 900 | 850 | 0 | 57.39 | 57.49 | 5 | 0
2015 | SPP_S_2_ENT | SPP_S | ENT | Internal | Shoulder | B15 | 1203 | 850 | 0 | 57.39 | 57.49 | 5 | 0
2015 | SPP_S_2_ENT | SPP_S | ENT | Internal | Summer | B1 | 10 | 850 | 0 | 90.44 | 91.76 | 5 | 0
2015 | SPP_S_2_ENT | SPP_S | ENT | Internal | Summer | B2 | 25 | 850 | 0 | 90.44 | 89.87 | 5 | 0
2015 | SPP_S_2_ENT | SPP_S | ENT | Internal | Summer | B3 | 75 | 850 | 0 | 90.43 | 89.87 | 5 | 0
2015 | SPP_S_2_ENT | SPP_S | ENT | Internal | Summer | B4 | 100 | 850 | 164.23 | 83.01 | 88.01 | 5 | 0
2015 | SPP_S_2_ENT | SPP_S | ENT | Internal | Summer | B5 | 200 | 850 | 0 | 81.19 | 83.07 | 5 | 0
2015 | SPP_S_2_ENT | SPP_S | ENT | Internal | Summer | B6 | 300 | 850 | 0 | 72.59 | 64.59 | 5 | 0
2015 | SPP_S_2_ENT | SPP_S | ENT | Internal | Summer | B7 | 400 | 850 | 0 | 63.5 | 58.69 | 5 | 0
2015 | SPP_S_2_ENT | SPP_S | ENT | Internal | Summer | B8 | 500 | 850 | 0 | 58.71 | 58.69 | 5 | 0
2015 | SPP_S_2_ENT | SPP_S | ENT | Internal | Summer | B9 | 800 | 850 | 0 | 56.13 | 56.32 | 5 | 0
2015 | SPP_S_2_ENT | SPP_S | ENT | Internal | Summer | B10 | 1262 | 850 | 0 | 56 | 56.32 | 5 | 0
2015 | SPP_S_2_ENT | SPP_S | ENT | Internal | Winter | B16 | 25 | 850 | 0 | 70.71 | 75.7 | 5 | 0
2015 | SPP_S_2_ENT | SPP_S | ENT | Internal | Winter | B17 | 100 | 850 | 0 | 60.25 | 61.89 | 5 | 0
2015 | SPP_S_2_ENT | SPP_S | ENT | Internal | Winter | B18 | 400 | 850 | 0 | 59.87 | 60.3 | 5 | 0
2015 | SPP_S_2_ENT | SPP_S | ENT | Internal | Winter | B19 | 700 | 850 | 0 | 59.74 | 59.83 | 5 | 0
2015 | SPP_S_2_ENT | SPP_S | ENT | Internal | Winter | B20 | 935 | 850 | 0 | 59.74 | 59.83 | 5 | 0
2015 | SPP_S_2_SPP_N | SPP_S | SPP_N | Internal | Shoulder | B11 | 25 | 640 | 353.3 | 83.05 | 83.06 | 0.01 | 0
2015 | SPP_S_2_SPP_N | SPP_S | SPP_N | Internal | Shoulder | B12 | 200 | 640 | 0 | 60.04 | 60.03 | 0.01 | 0
2015 | SPP_S_2_SPP_N | SPP_S | SPP_N | Internal | Shoulder | B13 | 600 | 640 | 0 | 58.32 | 58.31 | 0.01 | 0
2015 | SPP_S_2_SPP_N | SPP_S | SPP_N | Internal | Shoulder | B14 | 900 | 640 | 0 | 57.39 | 57.38 | 0.01 | 0
2015 | SPP_S_2_SPP_N | SPP_S | SPP_N | Internal | Shoulder | B15 | 1203 | 640 | 0 | 57.39 | 57.38 | 0.01 | 0
2015 | SPP_S_2_SPP_N | SPP_S | SPP_N | Internal | Summer | B1 | 10 | 640 | 640 | 90.44 | 92.6 | 0.01 | 2.15
2015 | SPP_S_2_SPP_N | SPP_S | SPP_N | Internal | Summer | B2 | 25 | 640 | 640 | 90.44 | 92.6 | 0.01 | 2.15
2015 | SPP_S_2_SPP_N | SPP_S | SPP_N | Internal | Summer | B3 | 75 | 640 | 640 | 90.43 | 91.39 | 0.01 | 0.95
2015 | SPP_S_2_SPP_N | SPP_S | SPP_N | Internal | Summer | B4 | 100 | 640 | 640 | 83.01 | 86.87 | 0.01 | 3.84
2015 | SPP_S_2_SPP_N | SPP_S | SPP_N | Internal | Summer | B5 | 200 | 640 | 174.71 | 81.19 | 81.21 | 0.01 | 0
2015 | SPP_S_2_SPP_N | SPP_S | SPP_N | Internal | Summer | B6 | 300 | 640 | 0 | 72.59 | 72.58 | 0.01 | 0
2015 | SPP_S_2_SPP_N | SPP_S | SPP_N | Internal | Summer | B7 | 400 | 640 | 0 | 63.5 | 63.49 | 0.01 | 0
2015 | SPP_S_2_SPP_N | SPP_S | SPP_N | Internal | Summer | B8 | 500 | 640 | 0 | 58.71 | 58.7 | 0.01 | 0
2015 | SPP_S_2_SPP_N | SPP_S | SPP_N | Internal | Summer | B9 | 800 | 640 | 0 | 56.13 | 56.11 | 0.01 | 0
2015 | SPP_S_2_SPP_N | SPP_S | SPP_N | Internal | Summer | B10 | 1262 | 640 | 0 | 56 | 54.59 | 0.01 | 0
2015 | SPP_S_2_SPP_N | SPP_S | SPP_N | Internal | Winter | B16 | 25 | 640 | 0 | 70.71 | 70.7 | 0.01 | 0
2015 | SPP_S_2_SPP_N | SPP_S | SPP_N | Internal | Winter | B17 | 100 | 640 | 0 | 60.25 | 60.23 | 0.01 | 0
2015 | SPP_S_2_SPP_N | SPP_S | SPP_N | Internal | Winter | B18 | 400 | 640 | 0 | 59.87 | 59.86 | 0.01 | 0
2015 | SPP_S_2_SPP_N | SPP_S | SPP_N | Internal | Winter | B19 | 700 | 640 | 0 | 59.74 | 59.72 | 0.01 | 0
2015 | SPP_S_2_SPP_N | SPP_S | SPP_N | Internal | Winter | B20 | 935 | 640 | 0 | 59.74 | 56.64 | 0.01 | 0
2015 | TVA_2_ENT | TVA | ENT | Internal | Shoulder | B11 | 25 | 500 | 0 | 80.34 | 78.23 | 9 | 0
2015 | TVA_2_ENT | TVA | ENT | Internal | Shoulder | B12 | 200 | 500 | 0 | 61.77 | 59.47 | 9 | 0
2015 | TVA_2_ENT | TVA | ENT | Internal | Shoulder | B13 | 600 | 500 | 0 | 61.77 | 59.47 | 9 | 0
2015 | TVA_2_ENT | TVA | ENT | Internal | Shoulder | B14 | 900 | 500 | 0 | 61.77 | 57.49 | 9 | 0
2015 | TVA_2_ENT | TVA | ENT | Internal | Shoulder | B15 | 1203 | 500 | 0 | 60.85 | 57.49 | 9 | 0
2015 | TVA_2_ENT | TVA | ENT | Internal | Summer | B1 | 10 | 500 | 0 | 99.77 | 91.76 | 9 | 0
2015 | TVA_2_ENT | TVA | ENT | Internal | Summer | B2 | 25 | 500 | 0 | 96.75 | 89.87 | 9 | 0
2015 | TVA_2_ENT | TVA | ENT | Internal | Summer | B3 | 75 | 500 | 0 | 95.53 | 89.87 | 9 | 0
2015 | TVA_2_ENT | TVA | ENT | Internal | Summer | B4 | 100 | 500 | 0 | 90.88 | 88.01 | 9 | 0
2015 | TVA_2_ENT | TVA | ENT | Internal | Summer | B5 | 200 | 500 | 0 | 82.07 | 83.07 | 9 | 0
2015 | TVA_2_ENT | TVA | ENT | Internal | Summer | B6 | 300 | 500 | 0 | 62.85 | 64.59 | 9 | 0
2015 | TVA_2_ENT | TVA | ENT | Internal | Summer | B7 | 400 | 500 | 0 | 60.44 | 58.69 | 9 | 0
2015 | TVA_2_ENT | TVA | ENT | Internal | Summer | B8 | 500 | 500 | 0 | 60.44 | 58.69 | 9 | 0
2015 | TVA_2_ENT | TVA | ENT | Internal | Summer | B9 | 800 | 500 | 0 | 59.67 | 56.32 | 9 | 0
2015 | TVA_2_ENT | TVA | ENT | Internal | Summer | B10 | 1262 | 500 | 0 | 57.94 | 56.32 | 9 | 0
2015 | TVA_2_ENT | TVA | ENT | Internal | Winter | B16 | 25 | 500 | 0 | 83.71 | 75.7 | 9 | 0
2015 | TVA_2_ENT | TVA | ENT | Internal | Winter | B17 | 100 | 500 | 0 | 67.85 | 61.89 | 9 | 0
2015 | TVA_2_ENT | TVA | ENT | Internal | Winter | B18 | 400 | 500 | 0 | 64.28 | 60.3 | 9 | 0
2015 | TVA_2_ENT | TVA | ENT | Internal | Winter | B19 | 700 | 500 | 0 | 64.28 | 59.83 | 9 | 0
2015 | TVA_2_ENT | TVA | ENT | Internal | Winter | B20 | 935 | 500 | 0 | 61 | 59.83 | 9 | 0
2015 | TVA_2_MISO_MO-IL | TVA | MISO_MO-IL | Internal | Shoulder | B11 | 25 | 50 | 0 | 80.34 | 76.34 | 9 | 0
2015 | TVA_2_MISO_MO-IL | TVA | MISO_MO-IL | Internal | Shoulder | B12 | 200 | 50 | 0 | 61.77 | 64.49 | 9 | 0
2015 | TVA_2_MISO_MO-IL | TVA | MISO_MO-IL | Internal | Shoulder | B13 | 600 | 50 | 0 | 61.77 | 57.99 | 9 | 0
2015 | TVA_2_MISO_MO-IL | TVA | MISO_MO-IL | Internal | Shoulder | B14 | 900 | 50 | 0 | 61.77 | 55.78 | 9 | 0
2015 | TVA_2_MISO_MO-IL | TVA | MISO_MO-IL | Internal | Shoulder | B15 | 1203 | 50 | 0 | 60.85 | 54.05 | 9 | 0
2015 | TVA_2_MISO_MO-IL | TVA | MISO_MO-IL | Internal | Summer | B1 | 10 | 50 | 0 | 99.77 | 91.76 | 9 | 0
2015 | TVA_2_MISO_MO-IL | TVA | MISO_MO-IL | Internal | Summer | B2 | 25 | 50 | 0 | 96.75 | 88.74 | 9 | 0
2015 | TVA_2_MISO_MO-IL | TVA | MISO_MO-IL | Internal | Summer | B3 | 75 | 50 | 0 | 95.53 | 88.74 | 9 | 0
2015 | TVA_2_MISO_MO-IL | TVA | MISO_MO-IL | Internal | Summer | B4 | 100 | 50 | 0 | 90.88 | 86.87 | 9 | 0
2015 | TVA_2_MISO_MO-IL | TVA | MISO_MO-IL | Internal | Summer | B5 | 200 | 50 | 0 | 82.07 | 76.62 | 9 | 0
2015 | TVA_2_MISO_MO-IL | TVA | MISO_MO-IL | Internal | Summer | B6 | 300 | 50 | 0 | 62.85 | 65.59 | 9 | 0
2015 | TVA_2_MISO_MO-IL | TVA | MISO_MO-IL | Internal | Summer | B7 | 400 | 50 | 0 | 60.44 | 56.5 | 9 | 0
2015 | TVA_2_MISO_MO-IL | TVA | MISO_MO-IL | Internal | Summer | B8 | 500 | 50 | 0 | 60.44 | 53.74 | 9 | 0
2015 | TVA_2_MISO_MO-IL | TVA | MISO_MO-IL | Internal | Summer | B9 | 800 | 50 | 0 | 59.67 | 52.93 | 9 | 0
2015 | TVA_2_MISO_MO-IL | TVA | MISO_MO-IL | Internal | Summer | B10 | 1262 | 50 | 0 | 57.94 | 52.01 | 9 | 0
2015 | TVA_2_MISO_MO-IL | TVA | MISO_MO-IL | Internal | Winter | B16 | 25 | 50 | 0 | 83.71 | 75.7 | 9 | 0
2015 | TVA_2_MISO_MO-IL | TVA | MISO_MO-IL | Internal | Winter | B17 | 100 | 50 | 0 | 67.85 | 65.23 | 9 | 0
2015 | TVA_2_MISO_MO-IL | TVA | MISO_MO-IL | Internal | Winter | B18 | 400 | 50 | 0 | 64.28 | 59.84 | 9 | 0
2015 | TVA_2_MISO_MO-IL | TVA | MISO_MO-IL | Internal | Winter | B19 | 700 | 50 | 0 | 64.28 | 57.93 | 9 | 0
2015 | TVA_2_MISO_MO-IL | TVA | MISO_MO-IL | Internal | Winter | B20 | 935 | 50 | 0 | 61 | 52.99 | 9 | 0
2015 | TVA_2_NonRTO_Midwest | TVA | NonRTO_Midwest | Internal | Shoulder | B11 | 25 | 100 | 0 | 80.34 | 84.35 | 9 | 0
2015 | TVA_2_NonRTO_Midwest | TVA | NonRTO_Midwest | Internal | Shoulder | B12 | 200 | 100 | 100 | 61.77 | 72.51 | 9 | 1.74
2015 | TVA_2_NonRTO_Midwest | TVA | NonRTO_Midwest | Internal | Shoulder | B13 | 600 | 100 | 0 | 61.77 | 57.01 | 9 | 0
2015 | TVA_2_NonRTO_Midwest | TVA | NonRTO_Midwest | Internal | Shoulder | B14 | 900 | 100 | 0 | 61.77 | 56.66 | 9 | 0
2015 | TVA_2_NonRTO_Midwest | TVA | NonRTO_Midwest | Internal | Shoulder | B15 | 1203 | 100 | 0 | 60.85 | 54.62 | 9 | 0
2015 | TVA_2_NonRTO_Midwest | TVA | NonRTO_Midwest | Internal | Summer | B1 | 10 | 100 | 0 | 99.77 | 96.27 | 9 | 0
2015 | TVA_2_NonRTO_Midwest | TVA | NonRTO_Midwest | Internal | Summer | B2 | 25 | 100 | 0 | 96.75 | 96.27 | 9 | 0
2015 | TVA_2_NonRTO_Midwest | TVA | NonRTO_Midwest | Internal | Summer | B3 | 75 | 100 | 0 | 95.53 | 96.27 | 9 | 0
2015 | TVA_2_NonRTO_Midwest | TVA | NonRTO_Midwest | Internal | Summer | B4 | 100 | 100 | 0 | 90.88 | 94.88 | 9 | 0
2015 | TVA_2_NonRTO_Midwest | TVA | NonRTO_Midwest | Internal | Summer | B5 | 200 | 100 | 0 | 82.07 | 84.63 | 9 | 0
2015 | TVA_2_NonRTO_Midwest | TVA | NonRTO_Midwest | Internal | Summer | B6 | 300 | 100 | 0 | 62.85 | 61.85 | 9 | 0
2015 | TVA_2_NonRTO_Midwest | TVA | NonRTO_Midwest | Internal | Summer | B7 | 400 | 100 | 0 | 60.44 | 56.66 | 9 | 0
2015 | TVA_2_NonRTO_Midwest | TVA | NonRTO_Midwest | Internal | Summer | B8 | 500 | 100 | 0 | 60.44 | 56.42 | 9 | 0
2015 | TVA_2_NonRTO_Midwest | TVA | NonRTO_Midwest | Internal | Summer | B9 | 800 | 100 | 0 | 59.67 | 54.62 | 9 | 0
2015 | TVA_2_NonRTO_Midwest | TVA | NonRTO_Midwest | Internal | Summer | B10 | 1262 | 100 | 0 | 57.94 | 53.93 | 9 | 0
2015 | TVA_2_NonRTO_Midwest | TVA | NonRTO_Midwest | Internal | Winter | B16 | 25 | 100 | 0 | 83.71 | 83.71 | 9 | 0
2015 | TVA_2_NonRTO_Midwest | TVA | NonRTO_Midwest | Internal | Winter | B17 | 100 | 100 | 70.29 | 67.85 | 76.85 | 9 | 0
2015 | TVA_2_NonRTO_Midwest | TVA | NonRTO_Midwest | Internal | Winter | B18 | 400 | 100 | 0 | 64.28 | 67.85 | 9 | 0
2015 | TVA_2_NonRTO_Midwest | TVA | NonRTO_Midwest | Internal | Winter | B19 | 700 | 100 | 0 | 64.28 | 56.66 | 9 | 0
2015 | TVA_2_NonRTO_Midwest | TVA | NonRTO_Midwest | Internal | Winter | B20 | 935 | 100 | 0 | 61 | 55.17 | 9 | 0
2015 | TVA_2_PJM_ROR | TVA | PJM_ROR | Internal | Shoulder | B11 | 25 | 500 | 0 | 80.34 | 74.33 | 9 | 0
2015 | TVA_2_PJM_ROR | TVA | PJM_ROR | Internal | Shoulder | B12 | 200 | 500 | 0 | 61.77 | 64.62 | 9 | 0
2015 | TVA_2_PJM_ROR | TVA | PJM_ROR | Internal | Shoulder | B13 | 600 | 500 | 0 | 61.77 | 59.97 | 9 | 0
2015 | TVA_2_PJM_ROR | TVA | PJM_ROR | Internal | Shoulder | B14 | 900 | 500 | 0 | 61.77 | 57.78 | 9 | 0
2015 | TVA_2_PJM_ROR | TVA | PJM_ROR | Internal | Shoulder | B15 | 1203 | 500 | 0 | 60.85 | 54.84 | 9 | 0
2015 | TVA_2_PJM_ROR | TVA | PJM_ROR | Internal | Summer | B1 | 10 | 500 | 0 | 99.77 | 93.76 | 9 | 0
2015 | TVA_2_PJM_ROR | TVA | PJM_ROR | Internal | Summer | B2 | 25 | 500 | 0 | 96.75 | 90.26 | 9 | 0
2015 | TVA_2_PJM_ROR | TVA | PJM_ROR | Internal | Summer | B3 | 75 | 500 | 0 | 95.53 | 89.51 | 9 | 0
2015 | TVA_2_PJM_ROR | TVA | PJM_ROR | Internal | Summer | B4 | 100 | 500 | 0 | 90.88 | 84.87 | 9 | 0
2015 | TVA_2_PJM_ROR | TVA | PJM_ROR | Internal | Summer | B5 | 200 | 500 | 0 | 82.07 | 76.07 | 9 | 0
2015 | TVA_2_PJM_ROR | TVA | PJM_ROR | Internal | Summer | B6 | 300 | 500 | 0 | 62.85 | 65.85 | 9 | 0
2015 | TVA_2_PJM_ROR | TVA | PJM_ROR | Internal | Summer | B7 | 400 | 500 | 0 | 60.44 | 58.5 | 9 | 0
2015 | TVA_2_PJM_ROR | TVA | PJM_ROR | Internal | Summer | B8 | 500 | 500 | 0 | 60.44 | 55.71 | 9 | 0
2015 | TVA_2_PJM_ROR | TVA | PJM_ROR | Internal | Summer | B9 | 800 | 500 | 0 | 59.67 | 53.66 | 9 | 0
2015 | TVA_2_PJM_ROR | TVA | PJM_ROR | Internal | Summer | B10 | 1262 | 500 | 0 | 57.94 | 52.04 | 9 | 0
2015 | TVA_2_PJM_ROR | TVA | PJM_ROR | Internal | Winter | B16 | 25 | 500 | 0 | 83.71 | 77.7 | 9 | 0
2015 | TVA_2_PJM_ROR | TVA | PJM_ROR | Internal | Winter | B17 | 100 | 500 | 0 | 67.85 | 70.84 | 9 | 0
2015 | TVA_2_PJM_ROR | TVA | PJM_ROR | Internal | Winter | B18 | 400 | 500 | 0 | 64.28 | 61.84 | 9 | 0
2015 | TVA_2_PJM_ROR | TVA | PJM_ROR | Internal | Winter | B19 | 700 | 500 | 0 | 64.28 | 59.94 | 9 | 0
2015 | TVA_2_PJM_ROR | TVA | PJM_ROR | Internal | Winter | B20 | 935 | 500 | 0 | 61 | 54.99 | 9 | 0
2015 | TVA_2_SOCO | TVA | SOCO | Internal | Shoulder | B11 | 25 | 500 | 0 | 80.34 | 86.23 | 9 | 0
2015 | TVA_2_SOCO | TVA | SOCO | Internal | Shoulder | B12 | 200 | 500 | 0 | 61.77 | 66.41 | 9 | 0
2015 | TVA_2_SOCO | TVA | SOCO | Internal | Shoulder | B13 | 600 | 500 | 0 | 61.77 | 61.88 | 9 | 0
2015 | TVA_2_SOCO | TVA | SOCO | Internal | Shoulder | B14 | 900 | 500 | 0 | 61.77 | 61.88 | 9 | 0
2015 | TVA_2_SOCO | TVA | SOCO | Internal | Shoulder | B15 | 1203 | 500 | 0 | 60.85 | 59.72 | 9 | 0
2015 | TVA_2_SOCO | TVA | SOCO | Internal | Summer | B1 | 10 | 500 | 0 | 99.77 | 99.76 | 9 | 0
2015 | TVA_2_SOCO | TVA | SOCO | Internal | Summer | B2 | 25 | 500 | 0 | 96.75 | 97.87 | 9 | 0
2015 | TVA_2_SOCO | TVA | SOCO | Internal | Summer | B3 | 75 | 500 | 0 | 95.53 | 97.87 | 9 | 0
2015 | TVA_2_SOCO | TVA | SOCO | Internal | Summer | B4 | 100 | 500 | 0 | 90.88 | 97.87 | 9 | 0
2015 | TVA_2_SOCO | TVA | SOCO | Internal | Summer | B5 | 200 | 500 | 453.27 | 82.07 | 91.07 | 9 | 0
2015 | TVA_2_SOCO | TVA | SOCO | Internal | Summer | B6 | 300 | 500 | 500 | 62.85 | 78.85 | 9 | 7
2015 | TVA_2_SOCO | TVA | SOCO | Internal | Summer | B7 | 400 | 500 | 500 | 60.44 | 71.5 | 9 | 2.05
2015 | TVA_2_SOCO | TVA | SOCO | Internal | Summer | B8 | 500 | 500 | 0 | 60.44 | 66.69 | 9 | 0
2015 | TVA_2_SOCO | TVA | SOCO | Internal | Summer | B9 | 800 | 500 | 0 | 59.67 | 60.67 | 9 | 0
2015 | TVA_2_SOCO | TVA | SOCO | Internal | Summer | B10 | 1262 | 500 | 0 | 57.94 | 58.55 | 9 | 0
2015 | TVA_2_SOCO | TVA | SOCO | Internal | Winter | B16 | 25 | 500 | 0 | 83.71 | 85.18 | 9 | 0
2015 | TVA_2_SOCO | TVA | SOCO | Internal | Winter | B17 | 100 | 500 | 0 | 67.85 | 67.54 | 9 | 0
2015 | TVA_2_SOCO | TVA | SOCO | Internal | Winter | B18 | 400 | 500 | 0 | 64.28 | 64.36 | 9 | 0
2015 | TVA_2_SOCO | TVA | SOCO | Internal | Winter | B19 | 700 | 500 | 0 | 64.28 | 64.36 | 9 | 0
2015 | TVA_2_SOCO | TVA | SOCO | Internal | Winter | B20 | 935 | 500 | 0 | 61 | 62.11 | 9 | 0
2015 | TVA_2_VACAR | TVA | VACAR | Internal | Shoulder | B11 | 25 | 150 | 0 | 80.34 | 79.23 | 9 | 0
2015 | TVA_2_VACAR | TVA | VACAR | Internal | Shoulder | B12 | 200 | 150 | 0 | 61.77 | 66.56 | 9 | 0
2015 | TVA_2_VACAR | TVA | VACAR | Internal | Shoulder | B13 | 600 | 150 | 0 | 61.77 | 63.54 | 9 | 0
2015 | TVA_2_VACAR | TVA | VACAR | Internal | Shoulder | B14 | 900 | 150 | 0 | 61.77 | 62.92 | 9 | 0
2015 | TVA_2_VACAR | TVA | VACAR | Internal | Shoulder | B15 | 1203 | 150 | 0 | 60.85 | 56.59 | 9 | 0
2015 | TVA_2_VACAR | TVA | VACAR | Internal | Summer | B1 | 10 | 150 | 0 | 99.77 | 100.71 | 9 | 0
2015 | TVA_2_VACAR | TVA | VACAR | Internal | Summer | B2 | 25 | 150 | 0 | 96.75 | 100.71 | 9 | 0
2015 | TVA_2_VACAR | TVA | VACAR | Internal | Summer | B3 | 75 | 150 | 0 | 95.53 | 100.71 | 9 | 0
2015 | TVA_2_VACAR | TVA | VACAR | Internal | Summer | B4 | 100 | 150 | 0 | 90.88 | 90.87 | 9 | 0
2015 | TVA_2_VACAR | TVA | VACAR | Internal | Summer | B5 | 200 | 150 | 0 | 82.07 | 84.07 | 9 | 0
2015 | TVA_2_VACAR | TVA | VACAR | Internal | Summer | B6 | 300 | 150 | 84.57 | 62.85 | 71.85 | 9 | 0
2015 | TVA_2_VACAR | TVA | VACAR | Internal | Summer | B7 | 400 | 150 | 0 | 60.44 | 64.5 | 9 | 0
2015 | TVA_2_VACAR | TVA | VACAR | Internal | Summer | B8 | 500 | 150 | 0 | 60.44 | 61.71 | 9 | 0
2015 | TVA_2_VACAR | TVA | VACAR | Internal | Summer | B9 | 800 | 150 | 0 | 59.67 | 59.66 | 9 | 0
2015 | TVA_2_VACAR | TVA | VACAR | Internal | Summer | B10 | 1262 | 150 | 0 | 57.94 | 53.44 | 9 | 0
2015 | TVA_2_VACAR | TVA | VACAR | Internal | Winter | B16 | 25 | 150 | 0 | 83.71 | 88.51 | 9 | 0
2015 | TVA_2_VACAR | TVA | VACAR | Internal | Winter | B17 | 100 | 150 | 0 | 67.85 | 76.84 | 9 | 0
2015 | TVA_2_VACAR | TVA | VACAR | Internal | Winter | B18 | 400 | 150 | 0 | 64.28 | 66.87 | 9 | 0
2015 | TVA_2_VACAR | TVA | VACAR | Internal | Winter | B19 | 700 | 150 | 0 | 64.28 | 65.94 | 9 | 0
2015 | TVA_2_VACAR | TVA | VACAR | Internal | Winter | B20 | 935 | 150 | 0 | 61 | 59.73 | 9 | 0
2015 | TVA_Transmission_2_ENT | TVA_Transmission | ENT | Internal | Shoulder | B11 | 25 | 3000 | 0 | 80.33 | 78.23 | 9 | 0
2015 | TVA_Transmission_2_ENT | TVA_Transmission | ENT | Internal | Shoulder | B12 | 200 | 3000 | 0 | 65.7 | 59.47 | 9 | 0
2015 | TVA_Transmission_2_ENT | TVA_Transmission | ENT | Internal | Shoulder | B13 | 600 | 3000 | 0 | 62.7 | 59.47 | 9 | 0
2015 | TVA_Transmission_2_ENT | TVA_Transmission | ENT | Internal | Shoulder | B14 | 900 | 3000 | 0 | 62.31 | 57.49 | 9 | 0
2015 | TVA_Transmission_2_ENT | TVA_Transmission | ENT | Internal | Shoulder | B15 | 1203 | 3000 | 0 | 60.84 | 57.49 | 9 | 0
2015 | TVA_Transmission_2_ENT | TVA_Transmission | ENT | Internal | Summer | B1 | 10 | 3000 | 0 | 99.76 | 91.76 | 9 | 0
2015 | TVA_Transmission_2_ENT | TVA_Transmission | ENT | Internal | Summer | B2 | 25 | 3000 | 0 | 96.74 | 89.87 | 9 | 0
2015 | TVA_Transmission_2_ENT | TVA_Transmission | ENT | Internal | Summer | B3 | 75 | 3000 | 0 | 95.51 | 89.87 | 9 | 0
2015 | TVA_Transmission_2_ENT | TVA_Transmission | ENT | Internal | Summer | B4 | 100 | 3000 | 0 | 90.87 | 88.01 | 9 | 0
2015 | TVA_Transmission_2_ENT | TVA_Transmission | ENT | Internal | Summer | B5 | 200 | 3000 | 0 | 82.07 | 83.07 | 9 | 0
2015 | TVA_Transmission_2_ENT | TVA_Transmission | ENT | Internal | Summer | B6 | 300 | 3000 | 0 | 69.85 | 64.59 | 9 | 0
2015 | TVA_Transmission_2_ENT | TVA_Transmission | ENT | Internal | Summer | B7 | 400 | 3000 | 0 | 63.08 | 58.69 | 9 | 0
2015 | TVA_Transmission_2_ENT | TVA_Transmission | ENT | Internal | Summer | B8 | 500 | 3000 | 0 | 60.89 | 58.69 | 9 | 0
2015 | TVA_Transmission_2_ENT | TVA_Transmission | ENT | Internal | Summer | B9 | 800 | 3000 | 0 | 59.66 | 56.32 | 9 | 0
2015 | TVA_Transmission_2_ENT | TVA_Transmission | ENT | Internal | Summer | B10 | 1262 | 3000 | 0 | 57.99 | 56.32 | 9 | 0
2015 | TVA_Transmission_2_ENT | TVA_Transmission | ENT | Internal | Winter | B16 | 25 | 3000 | 0 | 83.7 | 75.7 | 9 | 0
2015 | TVA_Transmission_2_ENT | TVA_Transmission | ENT | Internal | Winter | B17 | 100 | 3000 | 0 | 69.32 | 61.89 | 9 | 0
2015 | TVA_Transmission_2_ENT | TVA_Transmission | ENT | Internal | Winter | B18 | 400 | 3000 | 0 | 65.42 | 60.3 | 9 | 0
2015 | TVA_Transmission_2_ENT | TVA_Transmission | ENT | Internal | Winter | B19 | 700 | 3000 | 0 | 64.43 | 59.83 | 9 | 0
2015 | TVA_Transmission_2_ENT | TVA_Transmission | ENT | Internal | Winter | B20 | 935 | 3000 | 0 | 60.99 | 59.83 | 9 | 0
2015 | TVA_Transmission_2_MISO_MO-IL | TVA_Transmission | MISO_MO-IL | Internal | Shoulder | B11 | 25 | 4000 | 0 | 80.33 | 76.34 | 9 | 0
2015 | TVA_Transmission_2_MISO_MO-IL | TVA_Transmission | MISO_MO-IL | Internal | Shoulder | B12 | 200 | 4000 | 0 | 65.7 | 64.49 | 9 | 0
2015 | TVA_Transmission_2_MISO_MO-IL | TVA_Transmission | MISO_MO-IL | Internal | Shoulder | B13 | 600 | 4000 | 0 | 62.7 | 57.99 | 9 | 0
2015 | TVA_Transmission_2_MISO_MO-IL | TVA_Transmission | MISO_MO-IL | Internal | Shoulder | B14 | 900 | 4000 | 0 | 62.31 | 55.78 | 9 | 0
2015 | TVA_Transmission_2_MISO_MO-IL | TVA_Transmission | MISO_MO-IL | Internal | Shoulder | B15 | 1203 | 4000 | 0 | 60.84 | 54.05 | 9 | 0
2015 | TVA_Transmission_2_MISO_MO-IL | TVA_Transmission | MISO_MO-IL | Internal | Summer | B1 | 10 | 4000 | 0 | 99.76 | 91.76 | 9 | 0
2015 | TVA_Transmission_2_MISO_MO-IL | TVA_Transmission | MISO_MO-IL | Internal | Summer | B2 | 25 | 4000 | 0 | 96.74 | 88.74 | 9 | 0
2015 | TVA_Transmission_2_MISO_MO-IL | TVA_Transmission | MISO_MO-IL | Internal | Summer | B3 | 75 | 4000 | 0 | 95.51 | 88.74 | 9 | 0
2015 | TVA_Transmission_2_MISO_MO-IL | TVA_Transmission | MISO_MO-IL | Internal | Summer | B4 | 100 | 4000 | 0 | 90.87 | 86.87 | 9 | 0
2015 | TVA_Transmission_2_MISO_MO-IL | TVA_Transmission | MISO_MO-IL | Internal | Summer | B5 | 200 | 4000 | 0 | 82.07 | 76.62 | 9 | 0
2015 | TVA_Transmission_2_MISO_MO-IL | TVA_Transmission | MISO_MO-IL | Internal | Summer | B6 | 300 | 4000 | 0 | 69.85 | 65.59 | 9 | 0
2015 | TVA_Transmission_2_MISO_MO-IL | TVA_Transmission | MISO_MO-IL | Internal | Summer | B7 | 400 | 4000 | 0 | 63.08 | 56.5 | 9 | 0
2015 | TVA_Transmission_2_MISO_MO-IL | TVA_Transmission | MISO_MO-IL | Internal | Summer | B8 | 500 | 4000 | 0 | 60.89 | 53.74 | 9 | 0
2015 | TVA_Transmission_2_MISO_MO-IL | TVA_Transmission | MISO_MO-IL | Internal | Summer | B9 | 800 | 4000 | 0 | 59.66 | 52.93 | 9 | 0
2015 | TVA_Transmission_2_MISO_MO-IL | TVA_Transmission | MISO_MO-IL | Internal | Summer | B10 | 1262 | 4000 | 0 | 57.99 | 52.01 | 9 | 0
2015 | TVA_Transmission_2_MISO_MO-IL | TVA_Transmission | MISO_MO-IL | Internal | Winter | B16 | 25 | 4000 | 0 | 83.7 | 75.7 | 9 | 0
2015 | TVA_Transmission_2_MISO_MO-IL | TVA_Transmission | MISO_MO-IL | Internal | Winter | B17 | 100 | 4000 | 0 | 69.32 | 65.23 | 9 | 0
2015 | TVA_Transmission_2_MISO_MO-IL | TVA_Transmission | MISO_MO-IL | Internal | Winter | B18 | 400 | 4000 | 0 | 65.42 | 59.84 | 9 | 0
2015 | TVA_Transmission_2_MISO_MO-IL | TVA_Transmission | MISO_MO-IL | Internal | Winter | B19 | 700 | 4000 | 0 | 64.43 | 57.93 | 9 | 0
2015 | TVA_Transmission_2_MISO_MO-IL | TVA_Transmission | MISO_MO-IL | Internal | Winter | B20 | 935 | 4000 | 0 | 60.99 | 52.99 | 9 | 0
2015 | TVA_Transmission_2_NonRTO_Midwest | TVA_Transmission | NonRTO_Midwest | Internal | Shoulder | B11 | 25 | 700 | 0 | 80.33 | 84.35 | 9 | 0
2015 | TVA_Transmission_2_NonRTO_Midwest | TVA_Transmission | NonRTO_Midwest | Internal | Shoulder | B12 | 200 | 700 | 0 | 65.7 | 72.51 | 9 | 0
2015 | TVA_Transmission_2_NonRTO_Midwest | TVA_Transmission | NonRTO_Midwest | Internal | Shoulder | B13 | 600 | 700 | 0 | 62.7 | 57.01 | 9 | 0
2015 | TVA_Transmission_2_NonRTO_Midwest | TVA_Transmission | NonRTO_Midwest | Internal | Shoulder | B14 | 900 | 700 | 0 | 62.31 | 56.66 | 9 | 0
2015 | TVA_Transmission_2_NonRTO_Midwest | TVA_Transmission | NonRTO_Midwest | Internal | Shoulder | B15 | 1203 | 700 | 0 | 60.84 | 54.62 | 9 | 0
2015 | TVA_Transmission_2_NonRTO_Midwest | TVA_Transmission | NonRTO_Midwest | Internal | Summer | B1 | 10 | 700 | 0 | 99.76 | 96.27 | 9 | 0
2015 | TVA_Transmission_2_NonRTO_Midwest | TVA_Transmission | NonRTO_Midwest | Internal | Summer | B2 | 25 | 700 | 0 | 96.74 | 96.27 | 9 | 0
2015 | TVA_Transmission_2_NonRTO_Midwest | TVA_Transmission | NonRTO_Midwest | Internal | Summer | B3 | 75 | 700 | 0 | 95.51 | 96.27 | 9 | 0
2015 | TVA_Transmission_2_NonRTO_Midwest | TVA_Transmission | NonRTO_Midwest | Internal | Summer | B4 | 100 | 700 | 0 | 90.87 | 94.88 | 9 | 0
2015 | TVA_Transmission_2_NonRTO_Midwest | TVA_Transmission | NonRTO_Midwest | Internal | Summer | B5 | 200 | 700 | 0 | 82.07 | 84.63 | 9 | 0
2015 | TVA_Transmission_2_NonRTO_Midwest | TVA_Transmission | NonRTO_Midwest | Internal | Summer | B6 | 300 | 700 | 0 | 69.85 | 61.85 | 9 | 0
2015 | TVA_Transmission_2_NonRTO_Midwest | TVA_Transmission | NonRTO_Midwest | Internal | Summer | B7 | 400 | 700 | 0 | 63.08 | 56.66 | 9 | 0
2015 | TVA_Transmission_2_NonRTO_Midwest | TVA_Transmission | NonRTO_Midwest | Internal | Summer | B8 | 500 | 700 | 0 | 60.89 | 56.42 | 9 | 0
2015 | TVA_Transmission_2_NonRTO_Midwest | TVA_Transmission | NonRTO_Midwest | Internal | Summer | B9 | 800 | 700 | 0 | 59.66 | 54.62 | 9 | 0
2015 | TVA_Transmission_2_NonRTO_Midwest | TVA_Transmission | NonRTO_Midwest | Internal | Summer | B10 | 1262 | 700 | 0 | 57.99 | 53.93 | 9 | 0
2015 | TVA_Transmission_2_NonRTO_Midwest | TVA_Transmission | NonRTO_Midwest | Internal | Winter | B16 | 25 | 700 | 0 | 83.7 | 83.71 | 9 | 0
2015 | TVA_Transmission_2_NonRTO_Midwest | TVA_Transmission | NonRTO_Midwest | Internal | Winter | B17 | 100 | 700 | 0 | 69.32 | 76.85 | 9 | 0
2015 | TVA_Transmission_2_NonRTO_Midwest | TVA_Transmission | NonRTO_Midwest | Internal | Winter | B18 | 400 | 700 | 0 | 65.42 | 67.85 | 9 | 0
2015 | TVA_Transmission_2_NonRTO_Midwest | TVA_Transmission | NonRTO_Midwest | Internal | Winter | B19 | 700 | 700 | 0 | 64.43 | 56.66 | 9 | 0
2015 | TVA_Transmission_2_NonRTO_Midwest | TVA_Transmission | NonRTO_Midwest | Internal | Winter | B20 | 935 | 700 | 0 | 60.99 | 55.17 | 9 | 0
2015 | TVA_Transmission_2_PJM_ROR | TVA_Transmission | PJM_ROR | Internal | Shoulder | B11 | 25 | 2000 | 0 | 80.33 | 74.33 | 9 | 0
2015 | TVA_Transmission_2_PJM_ROR | TVA_Transmission | PJM_ROR | Internal | Shoulder | B12 | 200 | 2000 | 0 | 65.7 | 64.62 | 9 | 0
2015 | TVA_Transmission_2_PJM_ROR | TVA_Transmission | PJM_ROR | Internal | Shoulder | B13 | 600 | 2000 | 0 | 62.7 | 59.97 | 9 | 0
2015 | TVA_Transmission_2_PJM_ROR | TVA_Transmission | PJM_ROR | Internal | Shoulder | B14 | 900 | 2000 | 0 | 62.31 | 57.78 | 9 | 0
2015 | TVA_Transmission_2_PJM_ROR | TVA_Transmission | PJM_ROR | Internal | Shoulder | B15 | 1203 | 2000 | 0 | 60.84 | 54.84 | 9 | 0
2015 | TVA_Transmission_2_PJM_ROR | TVA_Transmission | PJM_ROR | Internal | Summer | B1 | 10 | 2000 | 0 | 99.76 | 93.76 | 9 | 0
2015 | TVA_Transmission_2_PJM_ROR | TVA_Transmission | PJM_ROR | Internal | Summer | B2 | 25 | 2000 | 0 | 96.74 | 90.26 | 9 | 0
2015 | TVA_Transmission_2_PJM_ROR | TVA_Transmission | PJM_ROR | Internal | Summer | B3 | 75 | 2000 | 0 | 95.51 | 89.51 | 9 | 0
2015 | TVA_Transmission_2_PJM_ROR | TVA_Transmission | PJM_ROR | Internal | Summer | B4 | 100 | 2000 | 0 | 90.87 | 84.87 | 9 | 0
2015 | TVA_Transmission_2_PJM_ROR | TVA_Transmission | PJM_ROR | Internal | Summer | B5 | 200 | 2000 | 0 | 82.07 | 76.07 | 9 | 0
2015 | TVA_Transmission_2_PJM_ROR | TVA_Transmission | PJM_ROR | Internal | Summer | B6 | 300 | 2000 | 0 | 69.85 | 65.85 | 9 | 0
2015 | TVA_Transmission_2_PJM_ROR | TVA_Transmission | PJM_ROR | Internal | Summer | B7 | 400 | 2000 | 0 | 63.08 | 58.5 | 9 | 0
2015 | TVA_Transmission_2_PJM_ROR | TVA_Transmission | PJM_ROR | Internal | Summer | B8 | 500 | 2000 | 0 | 60.89 | 55.71 | 9 | 0
2015 | TVA_Transmission_2_PJM_ROR | TVA_Transmission | PJM_ROR | Internal | Summer | B9 | 800 | 2000 | 0 | 59.66 | 53.66 | 9 | 0
2015 | TVA_Transmission_2_PJM_ROR | TVA_Transmission | PJM_ROR | Internal | Summer | B10 | 1262 | 2000 | 0 | 57.99 | 52.04 | 9 | 0
2015 | TVA_Transmission_2_PJM_ROR | TVA_Transmission | PJM_ROR | Internal | Winter | B16 | 25 | 2000 | 0 | 83.7 | 77.7 | 9 | 0
2015 | TVA_Transmission_2_PJM_ROR | TVA_Transmission | PJM_ROR | Internal | Winter | B17 | 100 | 2000 | 0 | 69.32 | 70.84 | 9 | 0
2015 | TVA_Transmission_2_PJM_ROR | TVA_Transmission | PJM_ROR | Internal | Winter | B18 | 400 | 2000 | 0 | 65.42 | 61.84 | 9 | 0
2015 | TVA_Transmission_2_PJM_ROR | TVA_Transmission | PJM_ROR | Internal | Winter | B19 | 700 | 2000 | 0 | 64.43 | 59.94 | 9 | 0
2015 | TVA_Transmission_2_PJM_ROR | TVA_Transmission | PJM_ROR | Internal | Winter | B20 | 935 | 2000 | 0 | 60.99 | 54.99 | 9 | 0
2015 | TVA_Transmission_2_SOCO | TVA_Transmission | SOCO | Internal | Shoulder | B11 | 25 | 3200 | 0 | 80.33 | 86.23 | 9 | 0
2015 | TVA_Transmission_2_SOCO | TVA_Transmission | SOCO | Internal | Shoulder | B12 | 200 | 3200 | 0 | 65.7 | 66.41 | 9 | 0
2015 | TVA_Transmission_2_SOCO | TVA_Transmission | SOCO | Internal | Shoulder | B13 | 600 | 3200 | 0 | 62.7 | 61.88 | 9 | 0
2015 | TVA_Transmission_2_SOCO | TVA_Transmission | SOCO | Internal | Shoulder | B14 | 900 | 3200 | 0 | 62.31 | 61.88 | 9 | 0
2015 | TVA_Transmission_2_SOCO | TVA_Transmission | SOCO | Internal | Shoulder | B15 | 1203 | 3200 | 0 | 60.84 | 59.72 | 9 | 0
2015 | TVA_Transmission_2_SOCO | TVA_Transmission | SOCO | Internal | Summer | B1 | 10 | 3200 | 0 | 99.76 | 99.76 | 9 | 0
2015 | TVA_Transmission_2_SOCO | TVA_Transmission | SOCO | Internal | Summer | B2 | 25 | 3200 | 0 | 96.74 | 97.87 | 9 | 0
2015 | TVA_Transmission_2_SOCO | TVA_Transmission | SOCO | Internal | Summer | B3 | 75 | 3200 | 0 | 95.51 | 97.87 | 9 | 0
2015 | TVA_Transmission_2_SOCO | TVA_Transmission | SOCO | Internal | Summer | B4 | 100 | 3200 | 0 | 90.87 | 97.87 | 9 | 0
2015 | TVA_Transmission_2_SOCO | TVA_Transmission | SOCO | Internal | Summer | B5 | 200 | 3200 | 376.95 | 82.07 | 91.07 | 9 | 0
2015 | TVA_Transmission_2_SOCO | TVA_Transmission | SOCO | Internal | Summer | B6 | 300 | 3200 | 70.71 | 69.85 | 78.85 | 9 | 0
2015 | TVA_Transmission_2_SOCO | TVA_Transmission | SOCO | Internal | Summer | B7 | 400 | 3200 | 0 | 63.08 | 71.5 | 9 | 0
2015 | TVA_Transmission_2_SOCO | TVA_Transmission | SOCO | Internal | Summer | B8 | 500 | 3200 | 0 | 60.89 | 66.69 | 9 | 0
2015 | TVA_Transmission_2_SOCO | TVA_Transmission | SOCO | Internal | Summer | B9 | 800 | 3200 | 0 | 59.66 | 60.67 | 9 | 0
2015 | TVA_Transmission_2_SOCO | TVA_Transmission | SOCO | Internal | Summer | B10 | 1262 | 3200 | 0 | 57.99 | 58.55 | 9 | 0
2015 | TVA_Transmission_2_SOCO | TVA_Transmission | SOCO | Internal | Winter | B16 | 25 | 3200 | 0 | 83.7 | 85.18 | 9 | 0
2015 | TVA_Transmission_2_SOCO | TVA_Transmission | SOCO | Internal | Winter | B17 | 100 | 3200 | 0 | 69.32 | 67.54 | 9 | 0
2015 | TVA_Transmission_2_SOCO | TVA_Transmission | SOCO | Internal | Winter | B18 | 400 | 3200 | 0 | 65.42 | 64.36 | 9 | 0
2015 | TVA_Transmission_2_SOCO | TVA_Transmission | SOCO | Internal | Winter | B19 | 700 | 3200 | 0 | 64.43 | 64.36 | 9 | 0
2015 | TVA_Transmission_2_SOCO | TVA_Transmission | SOCO | Internal | Winter | B20 | 935 | 3200 | 0 | 60.99 | 62.11 | 9 | 0
2015 | TVA_Transmission_2_TVA | TVA_Transmission | TVA | Internal | Shoulder | B11 | 25 | 99999 | 679.74 | 80.33 | 80.34 | 0.01 | 0
2015 | TVA_Transmission_2_TVA | TVA_Transmission | TVA | Internal | Shoulder | B12 | 200 | 99999 | 0 | 65.7 | 61.77 | 0.01 | 0
2015 | TVA_Transmission_2_TVA | TVA_Transmission | TVA | Internal | Shoulder | B13 | 600 | 99999 | 0 | 62.7 | 61.77 | 0.01 | 0
2015 | TVA_Transmission_2_TVA | TVA_Transmission | TVA | Internal | Shoulder | B14 | 900 | 99999 | 0 | 62.31 | 61.77 | 0.01 | 0
2015 | TVA_Transmission_2_TVA | TVA_Transmission | TVA | Internal | Shoulder | B15 | 1203 | 99999 | 303.81 | 60.84 | 60.85 | 0.01 | 0
2015 | TVA_Transmission_2_TVA | TVA_Transmission | TVA | Internal | Summer | B1 | 10 | 99999 | 3219.51 | 99.76 | 99.77 | 0.01 | 0
2015 | TVA_Transmission_2_TVA | TVA_Transmission | TVA | Internal | Summer | B2 | 25 | 99999 | 2584.9 | 96.74 | 96.75 | 0.01 | 0
2015 | TVA_Transmission_2_TVA | TVA_Transmission | TVA | Internal | Summer | B3 | 75 | 99999 | 1374.31 | 95.51 | 95.53 | 0.01 | 0
2015 | TVA_Transmission_2_TVA | TVA_Transmission | TVA | Internal | Summer | B4 | 100 | 99999 | 825.72 | 90.87 | 90.88 | 0.01 | 0
2015 | TVA_Transmission_2_TVA | TVA_Transmission | TVA | Internal | Summer | B5 | 200 | 99999 | 0 | 82.07 | 82.07 | 0.01 | 0
2015 | TVA_Transmission_2_TVA | TVA_Transmission | TVA | Internal | Summer | B6 | 300 | 99999 | 0 | 69.85 | 62.85 | 0.01 | 0
2015 | TVA_Transmission_2_TVA | TVA_Transmission | TVA | Internal | Summer | B7 | 400 | 99999 | 0 | 63.08 | 60.44 | 0.01 | 0
2015 | TVA_Transmission_2_TVA | TVA_Transmission | TVA | Internal | Summer | B8 | 500 | 99999 | 0 | 60.89 | 60.44 | 0.01 | 0
2015 | TVA_Transmission_2_TVA | TVA_Transmission | TVA | Internal | Summer | B9 | 800 | 99999 | 165.65 | 59.66 | 59.67 | 0.01 | 0
2015 | TVA_Transmission_2_TVA | TVA_Transmission | TVA | Internal | Summer | B10 | 1262 | 99999 | 0 | 57.99 | 57.94 | 0.01 | 0
2015 | TVA_Transmission_2_TVA | TVA_Transmission | TVA | Internal | Winter | B16 | 25 | 99999 | 2672.85 | 83.7 | 83.71 | 0.01 | 0
2015 | TVA_Transmission_2_TVA | TVA_Transmission | TVA | Internal | Winter | B17 | 100 | 99999 | 0 | 69.32 | 67.85 | 0.01 | 0
2015 | TVA_Transmission_2_TVA | TVA_Transmission | TVA | Internal | Winter | B18 | 400 | 99999 | 0 | 65.42 | 64.28 | 0.01 | 0
2015 | TVA_Transmission_2_TVA | TVA_Transmission | TVA | Internal | Winter | B19 | 700 | 99999 | 0 | 64.43 | 64.28 | 0.01 | 0
2015 | TVA_Transmission_2_TVA | TVA_Transmission | TVA | Internal | Winter | B20 | 935 | 99999 | 2224.09 | 60.99 | 61 | 0.01 | 0
2015 | TVA_Transmission_2_VACAR | TVA_Transmission | VACAR | Internal | Shoulder | B11 | 25 | 900 | 0 | 80.33 | 79.23 | 9 | 0
2015 | TVA_Transmission_2_VACAR | TVA_Transmission | VACAR | Internal | Shoulder | B12 | 200 | 900 | 0 | 65.7 | 66.56 | 9 | 0
2015 | TVA_Transmission_2_VACAR | TVA_Transmission | VACAR | Internal | Shoulder | B13 | 600 | 900 | 0 | 62.7 | 63.54 | 9 | 0
2015 | TVA_Transmission_2_VACAR | TVA_Transmission | VACAR | Internal | Shoulder | B14 | 900 | 900 | 0 | 62.31 | 62.92 | 9 | 0
2015 | TVA_Transmission_2_VACAR | TVA_Transmission | VACAR | Internal | Shoulder | B15 | 1203 | 900 | 0 | 60.84 | 56.59 | 9 | 0
2015 | TVA_Transmission_2_VACAR | TVA_Transmission | VACAR | Internal | Summer | B1 | 10 | 900 | 0 | 99.76 | 100.71 | 9 | 0
2015 | TVA_Transmission_2_VACAR | TVA_Transmission | VACAR | Internal | Summer | B2 | 25 | 900 | 0 | 96.74 | 100.71 | 9 | 0
2015 | TVA_Transmission_2_VACAR | TVA_Transmission | VACAR | Internal | Summer | B3 | 75 | 900 | 0 | 95.51 | 100.71 | 9 | 0
2015 | TVA_Transmission_2_VACAR | TVA_Transmission | VACAR | Internal | Summer | B4 | 100 | 900 | 0 | 90.87 | 90.87 | 9 | 0
2015 | TVA_Transmission_2_VACAR | TVA_Transmission | VACAR | Internal | Summer | B5 | 200 | 900 | 0 | 82.07 | 84.07 | 9 | 0
2015 | TVA_Transmission_2_VACAR | TVA_Transmission | VACAR | Internal | Summer | B6 | 300 | 900 | 0 | 69.85 | 71.85 | 9 | 0
2015 | TVA_Transmission_2_VACAR | TVA_Transmission | VACAR | Internal | Summer | B7 | 400 | 900 | 0 | 63.08 | 64.5 | 9 | 0
2015 | TVA_Transmission_2_VACAR | TVA_Transmission | VACAR | Internal | Summer | B8 | 500 | 900 | 0 | 60.89 | 61.71 | 9 | 0
2015 | TVA_Transmission_2_VACAR | TVA_Transmission | VACAR | Internal | Summer | B9 | 800 | 900 | 0 | 59.66 | 59.66 | 9 | 0
2015 | TVA_Transmission_2_VACAR | TVA_Transmission | VACAR | Internal | Summer | B10 | 1262 | 900 | 0 | 57.99 | 53.44 | 9 | 0
2015 | TVA_Transmission_2_VACAR | TVA_Transmission | VACAR | Internal | Winter | B16 | 25 | 900 | 0 | 83.7 | 88.51 | 9 | 0
2015 | TVA_Transmission_2_VACAR | TVA_Transmission | VACAR | Internal | Winter | B17 | 100 | 900 | 0 | 69.32 | 76.84 | 9 | 0
2015 | TVA_Transmission_2_VACAR | TVA_Transmission | VACAR | Internal | Winter | B18 | 400 | 900 | 0 | 65.42 | 66.87 | 9 | 0
2015 | TVA_Transmission_2_VACAR | TVA_Transmission | VACAR | Internal | Winter | B19 | 700 | 900 | 0 | 64.43 | 65.94 | 9 | 0
2015 | TVA_Transmission_2_VACAR | TVA_Transmission | VACAR | Internal | Winter | B20 | 935 | 900 | 0 | 60.99 | 59.73 | 9 | 0
2015 | VACAR_2_PJM_ROR | VACAR | PJM_ROR | Internal | Shoulder | B11 | 25 | 2000 | 0 | 79.23 | 74.33 | 7 | 0
2015 | VACAR_2_PJM_ROR | VACAR | PJM_ROR | Internal | Shoulder | B12 | 200 | 2000 | 0 | 66.56 | 64.62 | 7 | 0
2015 | VACAR_2_PJM_ROR | VACAR | PJM_ROR | Internal | Shoulder | B13 | 600 | 2000 | 0 | 63.54 | 59.97 | 7 | 0
2015 | VACAR_2_PJM_ROR | VACAR | PJM_ROR | Internal | Shoulder | B14 | 900 | 2000 | 0 | 62.92 | 57.78 | 7 | 0
2015 | VACAR_2_PJM_ROR | VACAR | PJM_ROR | Internal | Shoulder | B15 | 1203 | 2000 | 0 | 56.59 | 54.84 | 7 | 0
2015 | VACAR_2_PJM_ROR | VACAR | PJM_ROR | Internal | Summer | B1 | 10 | 2000 | 0 | 100.71 | 93.76 | 7 | 0
2015 | VACAR_2_PJM_ROR | VACAR | PJM_ROR | Internal | Summer | B2 | 25 | 2000 | 0 | 100.71 | 90.26 | 7 | 0
2015 | VACAR_2_PJM_ROR | VACAR | PJM_ROR | Internal | Summer | B3 | 75 | 2000 | 0 | 100.71 | 89.51 | 7 | 0
2015 | VACAR_2_PJM_ROR | VACAR | PJM_ROR | Internal | Summer | B4 | 100 | 2000 | 0 | 90.87 | 84.87 | 7 | 0
2015 | VACAR_2_PJM_ROR | VACAR | PJM_ROR | Internal | Summer | B5 | 200 | 2000 | 0 | 84.07 | 76.07 | 7 | 0
2015 | VACAR_2_PJM_ROR | VACAR | PJM_ROR | Internal | Summer | B6 | 300 | 2000 | 0 | 71.85 | 65.85 | 7 | 0
2015 | VACAR_2_PJM_ROR | VACAR | PJM_ROR | Internal | Summer | B7 | 400 | 2000 | 0 | 64.5 | 58.5 | 7 | 0
2015 | VACAR_2_PJM_ROR | VACAR | PJM_ROR | Internal | Summer | B8 | 500 | 2000 | 0 | 61.71 | 55.71 | 7 | 0
2015 | VACAR_2_PJM_ROR | VACAR | PJM_ROR | Internal | Summer | B9 | 800 | 2000 | 0 | 59.66 | 53.66 | 7 | 0
2015 | VACAR_2_PJM_ROR | VACAR | PJM_ROR | Internal | Summer | B10 | 1262 | 2000 | 0 | 53.44 | 52.04 | 7 | 0
2015 | VACAR_2_PJM_ROR | VACAR | PJM_ROR | Internal | Winter | B16 | 25 | 2000 | 0 | 88.51 | 77.7 | 7 | 0
2015 | VACAR_2_PJM_ROR | VACAR | PJM_ROR | Internal | Winter | B17 | 100 | 2000 | 0 | 76.84 | 70.84 | 7 | 0
2015 | VACAR_2_PJM_ROR | VACAR | PJM_ROR | Internal | Winter | B18 | 400 | 2000 | 0 | 66.87 | 61.84 | 7 | 0
2015 | VACAR_2_PJM_ROR | VACAR | PJM_ROR | Internal | Winter | B19 | 700 | 2000 | 0 | 65.94 | 59.94 | 7 | 0
2015 | VACAR_2_PJM_ROR | VACAR | PJM_ROR | Internal | Winter | B20 | 935 | 2000 | 0 | 59.73 | 54.99 | 7 | 0
2015 | VACAR_2_SOCO | VACAR | SOCO | Internal | Shoulder | B11 | 25 | 3000 | 2533.71 | 79.23 | 86.23 | 7 | 0
2015 | VACAR_2_SOCO | VACAR | SOCO | Internal | Shoulder | B12 | 200 | 3000 | 0 | 66.56 | 66.41 | 7 | 0
2015 | VACAR_2_SOCO | VACAR | SOCO | Internal | Shoulder | B13 | 600 | 3000 | 0 | 63.54 | 61.88 | 7 | 0
2015 | VACAR_2_SOCO | VACAR | SOCO | Internal | Shoulder | B14 | 900 | 3000 | 0 | 62.92 | 61.88 | 7 | 0
2015 | VACAR_2_SOCO | VACAR | SOCO | Internal | Shoulder | B15 | 1203 | 3000 | 0 | 56.59 | 59.72 | 7 | 0
2015 | VACAR_2_SOCO | VACAR | SOCO | Internal | Summer | B1 | 10 | 3000 | 0 | 100.71 | 99.76 | 7 | 0
2015 | VACAR_2_SOCO | VACAR | SOCO | Internal | Summer | B2 | 25 | 3000 | 0 | 100.71 | 97.87 | 7 | 0
2015 | VACAR_2_SOCO | VACAR | SOCO | Internal | Summer | B3 | 75 | 3000 | 0 | 100.71 | 97.87 | 7 | 0
2015 | VACAR_2_SOCO | VACAR | SOCO | Internal | Summer | B4 | 100 | 3000 | 553.59 | 90.87 | 97.87 | 7 | 0
2015 | VACAR_2_SOCO | VACAR | SOCO | Internal | Summer | B5 | 200 | 3000 | 2616.12 | 84.07 | 91.07 | 7 | 0
2015 | VACAR_2_SOCO | VACAR | SOCO | Internal | Summer | B6 | 300 | 3000 | 783.3 | 71.85 | 78.85 | 7 | 0
2015 | VACAR_2_SOCO | VACAR | SOCO | Internal | Summer | B7 | 400 | 3000 | 270.29 | 64.5 | 71.5 | 7 | 0
2015 | VACAR_2_SOCO | VACAR | SOCO | Internal | Summer | B8 | 500 | 3000 | 0 | 61.71 | 66.69 | 7 | 0
2015 | VACAR_2_SOCO | VACAR | SOCO | Internal | Summer | B9 | 800 | 3000 | 0 | 59.66 | 60.67 | 7 | 0
2015 | VACAR_2_SOCO | VACAR | SOCO | Internal | Summer | B10 | 1262 | 3000 | 0 | 53.44 | 58.55 | 7 | 0
2015 | VACAR_2_SOCO | VACAR | SOCO | Internal | Winter | B16 | 25 | 3000 | 0 | 88.51 | 85.18 | 7 | 0
2015 | VACAR_2_SOCO | VACAR | SOCO | Internal | Winter | B17 | 100 | 3000 | 0 | 76.84 | 67.54 | 7 | 0
2015 | VACAR_2_SOCO | VACAR | SOCO | Internal | Winter | B18 | 400 | 3000 | 0 | 66.87 | 64.36 | 7 | 0
2015 | VACAR_2_SOCO | VACAR | SOCO | Internal | Winter | B19 | 700 | 3000 | 0 | 65.94 | 64.36 | 7 | 0
2015 | VACAR_2_SOCO | VACAR | SOCO | Internal | Winter | B20 | 935 | 3000 | 0 | 59.73 | 62.11 | 7 | 0
2015 | VACAR_2_TVA_Transmission | VACAR | TVA_Transmission | Internal | Shoulder | B11 | 25 | 900 | 0 | 79.23 | 80.33 | 7 | 0
2015 | VACAR_2_TVA_Transmission | VACAR | TVA_Transmission | Internal | Shoulder | B12 | 200 | 900 | 0 | 66.56 | 65.7 | 7 | 0
2015 | VACAR_2_TVA_Transmission | VACAR | TVA_Transmission | Internal | Shoulder | B13 | 600 | 900 | 0 | 63.54 | 62.7 | 7 | 0
2015 | VACAR_2_TVA_Transmission | VACAR | TVA_Transmission | Internal | Shoulder | B14 | 900 | 900 | 0 | 62.92 | 62.31 | 7 | 0
2015 | VACAR_2_TVA_Transmission | VACAR | TVA_Transmission | Internal | Shoulder | B15 | 1203 | 900 | 0 | 56.59 | 60.84 | 7 | 0
2015 | VACAR_2_TVA_Transmission | VACAR | TVA_Transmission | Internal | Summer | B1 | 10 | 900 | 0 | 100.71 | 99.76 | 7 | 0
2015 | VACAR_2_TVA_Transmission | VACAR | TVA_Transmission | Internal | Summer | B2 | 25 | 900 | 0 | 100.71 | 96.74 | 7 | 0
2015 | VACAR_2_TVA_Transmission | VACAR | TVA_Transmission | Internal | Summer | B3 | 75 | 900 | 0 | 100.71 | 95.51 | 7 | 0
2015 | VACAR_2_TVA_Transmission | VACAR | TVA_Transmission | Internal | Summer | B4 | 100 | 900 | 0 | 90.87 | 90.87 | 7 | 0
2015 | VACAR_2_TVA_Transmission | VACAR | TVA_Transmission | Internal | Summer | B5 | 200 | 900 | 0 | 84.07 | 82.07 | 7 | 0
2015 | VACAR_2_TVA_Transmission | VACAR | TVA_Transmission | Internal | Summer | B6 | 300 | 900 | 0 | 71.85 | 69.85 | 7 | 0
2015 | VACAR_2_TVA_Transmission | VACAR | TVA_Transmission | Internal | Summer | B7 | 400 | 900 | 0 | 64.5 | 63.08 | 7 | 0
2015 | VACAR_2_TVA_Transmission | VACAR | TVA_Transmission | Internal | Summer | B8 | 500 | 900 | 0 | 61.71 | 60.89 | 7 | 0
2015 | VACAR_2_TVA_Transmission | VACAR | TVA_Transmission | Internal | Summer | B9 | 800 | 900 | 0 | 59.66 | 59.66 | 7 | 0
2015 | VACAR_2_TVA_Transmission | VACAR | TVA_Transmission | Internal | Summer | B10 | 1262 | 900 | 0 | 53.44 | 57.99 | 7 | 0
2015 | VACAR_2_TVA_Transmission | VACAR | TVA_Transmission | Internal | Winter | B16 | 25 | 900 | 0 | 88.51 | 83.7 | 7 | 0
2015 | VACAR_2_TVA_Transmission | VACAR | TVA_Transmission | Internal | Winter | B17 | 100 | 900 | 0 | 76.84 | 69.32 | 7 | 0
2015 | VACAR_2_TVA_Transmission | VACAR | TVA_Transmission | Internal | Winter | B18 | 400 | 900 | 0 | 66.87 | 65.42 | 7 | 0
2015 | VACAR_2_TVA_Transmission | VACAR | TVA_Transmission | Internal | Winter | B19 | 700 | 900 | 0 | 65.94 | 64.43 | 7 | 0
2015 | VACAR_2_TVA_Transmission | VACAR | TVA_Transmission | Internal | Winter | B20 | 935 | 900 | 0 | 59.73 | 60.99 | 7 | 0
2020 | ENT_2_MISO_MO-IL | ENT | MISO_MO-IL | Internal | Shoulder | B11 | 25 | 2260 | 0 | 77.21 | 77.21 | 8 | 0
2020 | ENT_2_MISO_MO-IL | ENT | MISO_MO-IL | Internal | Shoulder | B12 | 200 | 2260 | 0 | 68.27 | 70.01 | 8 | 0
2020 | ENT_2_MISO_MO-IL | ENT | MISO_MO-IL | Internal | Shoulder | B13 | 600 | 2260 | 0 | 67.77 | 66.32 | 8 | 0
2020 | ENT_2_MISO_MO-IL | ENT | MISO_MO-IL | Internal | Shoulder | B14 | 900 | 2260 | 0 | 65.51 | 63.25 | 8 | 0
2020 | ENT_2_MISO_MO-IL | ENT | MISO_MO-IL | Internal | Shoulder | B15 | 1203 | 2260 | 0 | 65.51 | 59.19 | 8 | 0
2020 | ENT_2_MISO_MO-IL | ENT | MISO_MO-IL | Internal | Summer | B1 | 10 | 2260 | 0 | 104.79 | 104.79 | 8 | 0
2020 | ENT_2_MISO_MO-IL | ENT | MISO_MO-IL | Internal | Summer | B2 | 25 | 2260 | 0 | 101.92 | 103.81 | 8 | 0
2020 | ENT_2_MISO_MO-IL | ENT | MISO_MO-IL | Internal | Summer | B3 | 75 | 2260 | 0 | 101.92 | 100.77 | 8 | 0
2020 | ENT_2_MISO_MO-IL | ENT | MISO_MO-IL | Internal | Summer | B4 | 100 | 2260 | 0 | 101.89 | 100.77 | 8 | 0
2020 | ENT_2_MISO_MO-IL | ENT | MISO_MO-IL | Internal | Summer | B5 | 200 | 2260 | 0 | 95.76 | 98.89 | 8 | 0
2020 | ENT_2_MISO_MO-IL | ENT | MISO_MO-IL | Internal | Summer | B6 | 300 | 2260 | 0 | 78.34 | 78.34 | 8 | 0
2020 | ENT_2_MISO_MO-IL | ENT | MISO_MO-IL | Internal | Summer | B7 | 400 | 2260 | 0 | 66.9 | 68.31 | 8 | 0
2020 | ENT_2_MISO_MO-IL | ENT | MISO_MO-IL | Internal | Summer | B8 | 500 | 2260 | 0 | 66.9 | 63.17 | 8 | 0
2020 | ENT_2_MISO_MO-IL | ENT | MISO_MO-IL | Internal | Summer | B9 | 800 | 2260 | 0 | 66.41 | 61.52 | 8 | 0
2020 | ENT_2_MISO_MO-IL | ENT | MISO_MO-IL | Internal | Summer | B10 | 1262 | 2260 | 0 | 64.19 | 58.75 | 8 | 0
2020 | ENT_2_MISO_MO-IL | ENT | MISO_MO-IL | Internal | Winter | B16 | 25 | 2260 | 0 | 75.81 | 81.67 | 8 | 0
2020 | ENT_2_MISO_MO-IL | ENT | MISO_MO-IL | Internal | Winter | B17 | 100 | 2260 | 0 | 70.47 | 70.65 | 8 | 0
2020 | ENT_2_MISO_MO-IL | ENT | MISO_MO-IL | Internal | Winter | B18 | 400 | 2260 | 0 | 69 | 69 | 8 | 0
2020 | ENT_2_MISO_MO-IL | ENT | MISO_MO-IL | Internal | Winter | B19 | 700 | 2260 | 0 | 68.12 | 66.75 | 8 | 0
2020 | ENT_2_MISO_MO-IL | ENT | MISO_MO-IL | Internal | Winter | B20 | 935 | 2260 | 0 | 68.12 | 60.83 | 8 | 0
2020 | ENT_2_SOCO | ENT | SOCO | Internal | Shoulder | B11 | 25 | 2000 | 2000 | 77.21 | 92.21 | 8 | 7
2020 | ENT_2_SOCO | ENT | SOCO | Internal | Shoulder | B12 | 200 | 2000 | 0 | 68.27 | 69.83 | 8 | 0
2020 | ENT_2_SOCO | ENT | SOCO | Internal | Shoulder | B13 | 600 | 2000 | 0 | 67.77 | 68.54 | 8 | 0
2020 | ENT_2_SOCO | ENT | SOCO | Internal | Shoulder | B14 | 900 | 2000 | 0 | 65.51 | 68.54 | 8 | 0
2020 | ENT_2_SOCO | ENT | SOCO | Internal | Shoulder | B15 | 1203 | 2000 | 0 | 65.51 | 67.38 | 8 | 0
2020 | ENT_2_SOCO | ENT | SOCO | Internal | Summer | B1 | 10 | 2000 | 0 | 104.79 | 112.12 | 8 | 0
2020 | ENT_2_SOCO | ENT | SOCO | Internal | Summer | B2 | 25 | 2000 | 606.38 | 101.92 | 109.92 | 8 | 0
2020 | ENT_2_SOCO | ENT | SOCO | Internal | Summer | B3 | 75 | 2000 | 1511.89 | 101.92 | 109.92 | 8 | 0
2020 | ENT_2_SOCO | ENT | SOCO | Internal | Summer | B4 | 100 | 2000 | 2000 | 101.89 | 109.92 | 8 | 0.03
2020 | ENT_2_SOCO | ENT | SOCO | Internal | Summer | B5 | 200 | 2000 | 2000 | 95.76 | 103.83 | 8 | 0.07
2020 | ENT_2_SOCO | ENT | SOCO | Internal | Summer | B6 | 300 | 2000 | 2000 | 78.34 | 89.34 | 8 | 3
2020 | ENT_2_SOCO | ENT | SOCO | Internal | Summer | B7 | 400 | 2000 | 2000 | 66.9 | 79.86 | 8 | 4.97
2020 | ENT_2_SOCO | ENT | SOCO | Internal | Summer | B8 | 500 | 2000 | 1845.3 | 66.9 | 74.9 | 8 | 0
2020 | ENT_2_SOCO | ENT | SOCO | Internal | Summer | B9 | 800 | 2000 | 0 | 66.41 | 68.51 | 8 | 0
2020 | ENT_2_SOCO | ENT | SOCO | Internal | Summer | B10 | 1262 | 2000 | 0 | 64.19 | 66.11 | 8 | 0
2020 | ENT_2_SOCO | ENT | SOCO | Internal | Winter | B16 | 25 | 2000 | 2000 | 75.81 | 92.81 | 8 | 9
2020 | ENT_2_SOCO | ENT | SOCO | Internal | Winter | B17 | 100 | 2000 | 0 | 70.47 | 76.91 | 8 | 0
2020 | ENT_2_SOCO | ENT | SOCO | Internal | Winter | B18 | 400 | 2000 | 0 | 69 | 69.99 | 8 | 0
2020 | ENT_2_SOCO | ENT | SOCO | Internal | Winter | B19 | 700 | 2000 | 0 | 68.12 | 69.99 | 8 | 0
2020 | ENT_2_SOCO | ENT | SOCO | Internal | Winter | B20 | 935 | 2000 | 0 | 68.12 | 69.99 | 8 | 0
2020 | ENT_2_SPP_N | ENT | SPP_N | Internal | Shoulder | B11 | 25 | 1300 | 0 | 77.21 | 72.21 | 8 | 0
2020 | ENT_2_SPP_N | ENT | SPP_N | Internal | Shoulder | B12 | 200 | 1300 | 0 | 68.27 | 65.01 | 8 | 0
2020 | ENT_2_SPP_N | ENT | SPP_N | Internal | Shoulder | B13 | 600 | 1300 | 0 | 67.77 | 62.77 | 8 | 0
2020 | ENT_2_SPP_N | ENT | SPP_N | Internal | Shoulder | B14 | 900 | 1300 | 0 | 65.51 | 59.22 | 8 | 0
2020 | ENT_2_SPP_N | ENT | SPP_N | Internal | Shoulder | B15 | 1203 | 1300 | 0 | 65.51 | 57 | 8 | 0
2020 | ENT_2_SPP_N | ENT | SPP_N | Internal | Summer | B1 | 10 | 1300 | 0 | 104.79 | 99.79 | 8 | 0
2020 | ENT_2_SPP_N | ENT | SPP_N | Internal | Summer | B2 | 25 | 1300 | 0 | 101.92 | 98.82 | 8 | 0
2020 | ENT_2_SPP_N | ENT | SPP_N | Internal | Summer | B3 | 75 | 1300 | 0 | 101.92 | 100.28 | 8 | 0
2020 | ENT_2_SPP_N | ENT | SPP_N | Internal | Summer | B4 | 100 | 1300 | 0 | 101.89 | 96.89 | 8 | 0
2020 | ENT_2_SPP_N | ENT | SPP_N | Internal | Summer | B5 | 200 | 1300 | 0 | 95.76 | 93.89 | 8 | 0
2020 | ENT_2_SPP_N | ENT | SPP_N | Internal | Summer | B6 | 300 | 1300 | 0 | 78.34 | 73.34 | 8 | 0
2020 | ENT_2_SPP_N | ENT | SPP_N | Internal | Summer | B7 | 400 | 1300 | 0 | 66.9 | 65.63 | 8 | 0
2020 | ENT_2_SPP_N | ENT | SPP_N | Internal | Summer | B8 | 500 | 1300 | 0 | 66.9 | 63.65 | 8 | 0
2020 | ENT_2_SPP_N | ENT | SPP_N | Internal | Summer | B9 | 800 | 1300 | 0 | 66.41 | 62.71 | 8 | 0
2020 | ENT_2_SPP_N | ENT | SPP_N | Internal | Summer | B10 | 1262 | 1300 | 0 | 64.19 | 59.19 | 8 | 0
2020 | ENT_2_SPP_N | ENT | SPP_N | Internal | Winter | B16 | 25 | 1300 | 0 | 75.81 | 70.59 | 8 | 0
2020 | ENT_2_SPP_N | ENT | SPP_N | Internal | Winter | B17 | 100 | 1300 | 0 | 70.47 | 65.47 | 8 | 0
2020 | ENT_2_SPP_N | ENT | SPP_N | Internal | Winter | B18 | 400 | 1300 | 0 | 69 | 64 | 8 | 0
2020 | ENT_2_SPP_N | ENT | SPP_N | Internal | Winter | B19 | 700 | 1300 | 0 | 68.12 | 62.73 | 8 | 0
2020 | ENT_2_SPP_N | ENT | SPP_N | Internal | Winter | B20 | 935 | 1300 | 0 | 68.12 | 59.7 | 8 | 0
2020 | ENT_2_SPP_S | ENT | SPP_S | Internal | Shoulder | B11 | 25 | 1300 | 0 | 77.21 | 68.53 | 8 | 0
2020 | ENT_2_SPP_S | ENT | SPP_S | Internal | Shoulder | B12 | 200 | 1300 | 0 | 68.27 | 65.03 | 8 | 0
2020 | ENT_2_SPP_S | ENT | SPP_S | Internal | Shoulder | B13 | 600 | 1300 | 0 | 67.77 | 62.78 | 8 | 0
2020 | ENT_2_SPP_S | ENT | SPP_S | Internal | Shoulder | B14 | 900 | 1300 | 0 | 65.51 | 59.23 | 8 | 0
2020 | ENT_2_SPP_S | ENT | SPP_S | Internal | Shoulder | B15 | 1203 | 1300 | 0 | 65.51 | 56.99 | 8 | 0
2020 | ENT_2_SPP_S | ENT | SPP_S | Internal | Summer | B1 | 10 | 1300 | 0 | 104.79 | 66.39 | 8 | 0
2020 | ENT_2_SPP_S | ENT | SPP_S | Internal | Summer | B2 | 25 | 1300 | 0 | 101.92 | 92.88 | 8 | 0
2020 | ENT_2_SPP_S | ENT | SPP_S | Internal | Summer | B3 | 75 | 1300 | 0 | 101.92 | 92.88 | 8 | 0
2020 | ENT_2_SPP_S | ENT | SPP_S | Internal | Summer | B4 | 100 | 1300 | 0 | 101.89 | 92.88 | 8 | 0
2020 | ENT_2_SPP_S | ENT | SPP_S | Internal | Summer | B5 | 200 | 1300 | 0 | 95.76 | 90.76 | 8 | 0
2020 | ENT_2_SPP_S | ENT | SPP_S | Internal | Summer | B6 | 300 | 1300 | 0 | 78.34 | 73.36 | 8 | 0
2020 | ENT_2_SPP_S | ENT | SPP_S | Internal | Summer | B7 | 400 | 1300 | 0 | 66.9 | 65.64 | 8 | 0
2020 | ENT_2_SPP_S | ENT | SPP_S | Internal | Summer | B8 | 500 | 1300 | 0 | 66.9 | 63.95 | 8 | 0
2020 | ENT_2_SPP_S | ENT | SPP_S | Internal | Summer | B9 | 800 | 1300 | 0 | 66.41 | 63.95 | 8 | 0
2020 | ENT_2_SPP_S | ENT | SPP_S | Internal | Summer | B10 | 1262 | 1300 | 0 | 64.19 | 59.2 | 8 | 0
2020 | ENT_2_SPP_S | ENT | SPP_S | Internal | Winter | B16 | 25 | 1300 | 0 | 75.81 | 68.26 | 8 | 0
2020 | ENT_2_SPP_S | ENT | SPP_S | Internal | Winter | B17 | 100 | 1300 | 0 | 70.47 | 65.49 | 8 | 0
2020 | ENT_2_SPP_S | ENT | SPP_S | Internal | Winter | B18 | 400 | 1300 | 0 | 69 | 64.02 | 8 | 0
2020 | ENT_2_SPP_S | ENT | SPP_S | Internal | Winter | B19 | 700 | 1300 | 0 | 68.12 | 62.74 | 8 | 0
2020 | ENT_2_SPP_S | ENT | SPP_S | Internal | Winter | B20 | 935 | 1300 | 0 | 68.12 | 59.71 | 8 | 0
2020 | ENT_2_TVA_Transmission | ENT | TVA_Transmission | Internal | Shoulder | B11 | 25 | 2100 | 0 | 77.21 | 84.05 | 8 | 0
2020 | ENT_2_TVA_Transmission | ENT | TVA_Transmission | Internal | Shoulder | B12 | 200 | 2100 | 0 | 68.27 | 72.64 | 8 | 0
2020 | ENT_2_TVA_Transmission | ENT | TVA_Transmission | Internal | Shoulder | B13 | 600 | 2100 | 0 | 67.77 | 69.68 | 8 | 0
2020 | ENT_2_TVA_Transmission | ENT | TVA_Transmission | Internal | Shoulder | B14 | 900 | 2100 | 0 | 65.51 | 68.45 | 8 | 0
2020 | ENT_2_TVA_Transmission | ENT | TVA_Transmission | Internal | Shoulder | B15 | 1203 | 2100 | 0 | 65.51 | 67.06 | 8 | 0
2020 | ENT_2_TVA_Transmission | ENT | TVA_Transmission | Internal | Summer | B1 | 10 | 2100 | 671.97 | 104.79 | 112.79 | 8 | 0
2020 | ENT_2_TVA_Transmission | ENT | TVA_Transmission | Internal | Summer | B2 | 25 | 2100 | 0 | 101.92 | 108.46 | 8 | 0
2020 | ENT_2_TVA_Transmission | ENT | TVA_Transmission | Internal | Summer | B3 | 75 | 2100 | 0 | 101.92 | 107.15 | 8 | 0
2020 | ENT_2_TVA_Transmission | ENT | TVA_Transmission | Internal | Summer | B4 | 100 | 2100 | 0 | 101.89 | 100.92 | 8 | 0
2020 | ENT_2_TVA_Transmission | ENT | TVA_Transmission | Internal | Summer | B5 | 200 | 2100 | 0 | 95.76 | 94.83 | 8 | 0
2020 | ENT_2_TVA_Transmission | ENT | TVA_Transmission | Internal | Summer | B6 | 300 | 2100 | 0 | 78.34 | 80.34 | 8 | 0
2020 | ENT_2_TVA_Transmission | ENT | TVA_Transmission | Internal | Summer | B7 | 400 | 2100 | 0 | 66.9 | 71.64 | 8 | 0
2020 | ENT_2_TVA_Transmission | ENT | TVA_Transmission | Internal | Summer | B8 | 500 | 2100 | 0 | 66.9 | 68.14 | 8 | 0
2020 | ENT_2_TVA_Transmission | ENT | TVA_Transmission | Internal | Summer | B9 | 800 | 2100 | 0 | 66.41 | 66.54 | 8 | 0
2020 | ENT_2_TVA_Transmission | ENT | TVA_Transmission | Internal | Summer | B10 | 1262 | 2100 | 0 | 64.19 | 64.34 | 8 | 0
2020 | ENT_2_TVA_Transmission | ENT | TVA_Transmission | Internal | Winter | B16 | 25 | 2100 | 1919.11 | 75.81 | 83.81 | 8 | 0
2020 | ENT_2_TVA_Transmission | ENT | TVA_Transmission | Internal | Winter | B17 | 100 | 2100 | 0 | 70.47 | 76.65 | 8 | 0
2020 | ENT_2_TVA_Transmission | ENT | TVA_Transmission | Internal | Winter | B18 | 400 | 2100 | 0 | 69 | 72.67 | 8 | 0
2020 | ENT_2_TVA_Transmission | ENT | TVA_Transmission | Internal | Winter | B19 | 700 | 2100 | 0 | 68.12 | 70.88 | 8 | 0
2020 | ENT_2_TVA_Transmission | ENT | TVA_Transmission | Internal | Winter | B20 | 935 | 2100 | 0 | 68.12 | 68.83 | 8 | 0
2020 | FRCC_2_SOCO | FRCC | SOCO | Internal | Shoulder | B11 | 25 | 900 | 0 | 109.37 | 92.21 | 8 | 0
2020 | FRCC_2_SOCO | FRCC | SOCO | Internal | Shoulder | B12 | 200 | 900 | 0 | 75.45 | 69.83 | 8 | 0
2020 | FRCC_2_SOCO | FRCC | SOCO | Internal | Shoulder | B13 | 600 | 900 | 0 | 75.45 | 68.54 | 8 | 0
2020 | FRCC_2_SOCO | FRCC | SOCO | Internal | Shoulder | B14 | 900 | 900 | 0 | 72.31 | 68.54 | 8 | 0
2020 | FRCC_2_SOCO | FRCC | SOCO | Internal | Shoulder | B15 | 1203 | 900 | 0 | 72.31 | 67.38 | 8 | 0
2020 | FRCC_2_SOCO | FRCC | SOCO | Internal | Summer | B1 | 10 | 900 | 0 | 122.12 | 112.12 | 8 | 0
2020 | FRCC_2_SOCO | FRCC | SOCO | Internal | Summer | B2 | 25 | 900 | 0 | 116.56 | 109.92 | 8 | 0
2020 | FRCC_2_SOCO | FRCC | SOCO | Internal | Summer | B3 | 75 | 900 | 0 | 116.56 | 109.92 | 8 | 0
2020 | FRCC_2_SOCO | FRCC | SOCO | Internal | Summer | B4 | 100 | 900 | 0 | 116.56 | 109.92 | 8 | 0
2020 | FRCC_2_SOCO | FRCC | SOCO | Internal | Summer | B5 | 200 | 900 | 0 | 113.83 | 103.83 | 8 | 0
2020 | FRCC_2_SOCO | FRCC | SOCO | Internal | Summer | B6 | 300 | 900 | 0 | 99.34 | 89.34 | 8 | 0
2020 | FRCC_2_SOCO | FRCC | SOCO | Internal | Summer | B7 | 400 | 900 | 0 | 85.21 | 79.86 | 8 | 0
2020 | FRCC_2_SOCO | FRCC | SOCO | Internal | Summer | B8 | 500 | 900 | 0 | 74.69 | 74.9 | 8 | 0
2020 | FRCC_2_SOCO | FRCC | SOCO | Internal | Summer | B9 | 800 | 900 | 0 | 71.76 | 68.51 | 8 | 0
2020 | FRCC_2_SOCO | FRCC | SOCO | Internal | Summer | B10 | 1262 | 900 | 0 | 71.58 | 66.11 | 8 | 0
2020 | FRCC_2_SOCO | FRCC | SOCO | Internal | Winter | B16 | 25 | 900 | 0 | 102.81 | 92.81 | 8 | 0
2020 | FRCC_2_SOCO | FRCC | SOCO | Internal | Winter | B17 | 100 | 900 | 0 | 77.79 | 76.91 | 8 | 0
2020 | FRCC_2_SOCO | FRCC | SOCO | Internal | Winter | B18 | 400 | 900 | 0 | 76.51 | 69.99 | 8 | 0
2020 | FRCC_2_SOCO | FRCC | SOCO | Internal | Winter | B19 | 700 | 900 | 0 | 74.54 | 69.99 | 8 | 0
2020 | FRCC_2_SOCO | FRCC | SOCO | Internal | Winter | B20 | 935 | 900 | 0 | 74.54 | 69.99 | 8 | 0
2020 | HQ_NEISO_2_NEISO | HQ_NEISO | NEISO | Internal | Shoulder | B11 | 25 | 99999 | 2920 | 61.5 | 61.51 | 0.01 | 0
2020 | HQ_NEISO_2_NEISO | HQ_NEISO | NEISO | Internal | Shoulder | B12 | 200 | 99999 | 2920 | 61.5 | 61.51 | 0.01 | 0
2020 | HQ_NEISO_2_NEISO | HQ_NEISO | NEISO | Internal | Shoulder | B13 | 600 | 99999 | 2920 | 58.92 | 58.93 | 0.01 | 0
2020 | HQ_NEISO_2_NEISO | HQ_NEISO | NEISO | Internal | Shoulder | B14 | 900 | 99999 | 2920 | 58.92 | 58.93 | 0.01 | 0
2020 | HQ_NEISO_2_NEISO | HQ_NEISO | NEISO | Internal | Shoulder | B15 | 1203 | 99999 | 2564.65 | 57.16 | 57.17 | 0.01 | 0
2020 | HQ_NEISO_2_NEISO | HQ_NEISO | NEISO | Internal | Summer | B1 | 10 | 99999 | 2920.1 | 95.8 | 95.82 | 0.01 | 0
2020 | HQ_NEISO_2_NEISO | HQ_NEISO | NEISO | Internal | Summer | B2 | 25 | 99999 | 2920.1 | 91.45 | 91.46 | 0.01 | 0
2020 | HQ_NEISO_2_NEISO | HQ_NEISO | NEISO | Internal | Summer | B3 | 75 | 99999 | 2920 | 76.68 | 76.69 | 0.01 | 0
2020 | HQ_NEISO_2_NEISO | HQ_NEISO | NEISO | Internal | Summer | B4 | 100 | 99999 | 2920 | 61.41 | 61.42 | 0.01 | 0
2020 | HQ_NEISO_2_NEISO | HQ_NEISO | NEISO | Internal | Summer | B5 | 200 | 99999 | 2920 | 58.62 | 58.63 | 0.01 | 0
2020 | HQ_NEISO_2_NEISO | HQ_NEISO | NEISO | Internal | Summer | B6 | 300 | 99999 | 2920 | 58.62 | 58.63 | 0.01 | 0
2020 | HQ_NEISO_2_NEISO | HQ_NEISO | NEISO | Internal | Summer | B7 | 400 | 99999 | 2920 | 58.62 | 58.63 | 0.01 | 0
2020 | HQ_NEISO_2_NEISO | HQ_NEISO | NEISO | Internal | Summer | B8 | 500 | 99999 | 2920 | 58.62 | 58.63 | 0.01 | 0
2020 | HQ_NEISO_2_NEISO | HQ_NEISO | NEISO | Internal | Summer | B9 | 800 | 99999 | 2920 | 58.62 | 58.63 | 0.01 | 0
2020 | HQ_NEISO_2_NEISO | HQ_NEISO | NEISO | Internal | Summer | B10 | 1262 | 99999 | 2495.19 | 55.72 | 55.74 | 0.01 | 0
2020 | HQ_NEISO_2_NEISO | HQ_NEISO | NEISO | Internal | Winter | B16 | 25 | 99999 | 2920 | 70.43 | 70.44 | 0.01 | 0
2020 | HQ_NEISO_2_NEISO | HQ_NEISO | NEISO | Internal | Winter | B17 | 100 | 99999 | 2920 | 70.43 | 70.44 | 0.01 | 0
2020 | HQ_NEISO_2_NEISO | HQ_NEISO | NEISO | Internal | Winter | B18 | 400 | 99999 | 2920 | 69.11 | 69.12 | 0.01 | 0
2020 | HQ_NEISO_2_NEISO | HQ_NEISO | NEISO | Internal | Winter | B19 | 700 | 99999 | 2920 | 69.11 | 69.12 | 0.01 | 0
2020 | HQ_NEISO_2_NEISO | HQ_NEISO | NEISO | Internal | Winter | B20 | 935 | 99999 | 2582.72 | 61.31 | 61.32 | 0.01 | 0
2020 | HQ_NY_2_NYISO_A-F | HQ_NY | NYISO_A-F | Internal | Shoulder | B11 | 25 | 99999 | 2668.31 | 64.01 | 64.03 | 0.01 | 0
2020 | HQ_NY_2_NYISO_A-F | HQ_NY | NYISO_A-F | Internal | Shoulder | B12 | 200 | 99999 | 2668.31 | 64.01 | 64.03 | 0.01 | 0
2020 | HQ_NY_2_NYISO_A-F | HQ_NY | NYISO_A-F | Internal | Shoulder | B13 | 600 | 99999 | 2668.31 | 61.27 | 61.28 | 0.01 | 0
2020 | HQ_NY_2_NYISO_A-F | HQ_NY | NYISO_A-F | Internal | Shoulder | B14 | 900 | 99999 | 2668.31 | 60.13 | 60.15 | 0.01 | 0
2020 | HQ_NY_2_NYISO_A-F | HQ_NY | NYISO_A-F | Internal | Shoulder | B15 | 1203 | 99999 | 1774.87 | 60.13 | 60.15 | 0.01 | 0
2020 | HQ_NY_2_NYISO_A-F | HQ_NY | NYISO_A-F | Internal | Summer | B1 | 10 | 99999 | 2668.31 | 80.64 | 80.66 | 0.01 | 0
2020 | HQ_NY_2_NYISO_A-F | HQ_NY | NYISO_A-F | Internal | Summer | B2 | 25 | 99999 | 2668.31 | 80.64 | 80.66 | 0.01 | 0
2020 | HQ_NY_2_NYISO_A-F | HQ_NY | NYISO_A-F | Internal | Summer | B3 | 75 | 99999 | 2668.31 | 79.68 | 79.69 | 0.01 | 0
2020 | HQ_NY_2_NYISO_A-F | HQ_NY | NYISO_A-F | Internal | Summer | B4 | 100 | 99999 | 2668.31 | 68.93 | 68.95 | 0.01 | 0
2020 | HQ_NY_2_NYISO_A-F | HQ_NY | NYISO_A-F | Internal | Summer | B5 | 200 | 99999 | 2668.31 | 62.76 | 62.77 | 0.01 | 0
2020 | HQ_NY_2_NYISO_A-F | HQ_NY | NYISO_A-F | Internal | Summer | B6 | 300 | 99999 | 2668.31 | 62.76 | 62.77 | 0.01 | 0
2020 | HQ_NY_2_NYISO_A-F | HQ_NY | NYISO_A-F | Internal | Summer | B7 | 400 | 99999 | 2668.31 | 61.61 | 61.62 | 0.01 | 0
2020 | HQ_NY_2_NYISO_A-F | HQ_NY | NYISO_A-F | Internal | Summer | B8 | 500 | 99999 | 2668.31 | 60.02 | 60.03 | 0.01 | 0
2020 | HQ_NY_2_NYISO_A-F | HQ_NY | NYISO_A-F | Internal | Summer | B9 | 800 | 99999 | 2668.31 | 58.7 | 58.71 | 0.01 | 0
2020 | HQ_NY_2_NYISO_A-F | HQ_NY | NYISO_A-F | Internal | Summer | B10 | 1262 | 99999 | 1600.24 | 58.7 | 58.71 | 0.01 | 0
2020 | HQ_NY_2_NYISO_A-F | HQ_NY | NYISO_A-F | Internal | Winter | B16 | 25 | 99999 | 2668.31 | 66.41 | 66.42 | 0.01 | 0
2020 | HQ_NY_2_NYISO_A-F | HQ_NY | NYISO_A-F | Internal | Winter | B17 | 100 | 99999 | 2668.31 | 66.41 | 66.42 | 0.01 | 0
2020 | HQ_NY_2_NYISO_A-F | HQ_NY | NYISO_A-F | Internal | Winter | B18 | 400 | 99999 | 2668.31 | 63.63 | 63.64 | 0.01 | 0
2020 | HQ_NY_2_NYISO_A-F | HQ_NY | NYISO_A-F | Internal | Winter | B19 | 700 | 99999 | 2668.31 | 63.63 | 63.64 | 0.01 | 0
2020 | HQ_NY_2_NYISO_A-F | HQ_NY | NYISO_A-F | Internal | Winter | B20 | 935 | 99999 | 1820.3 | 63.63 | 63.64 | 0.01 | 0
2020 | HQ_IESO_2_IESO | HQ_IESO | IESO | Internal | Shoulder | B11 | 25 | 99999 | 3000 | 10.96 | 10.97 | 0.01 | 0
2020 | HQ_IESO_2_IESO | HQ_IESO | IESO | Internal | Shoulder | B12 | 200 | 99999 | 3000 | 10.96 | 10.97 | 0.01 | 0
2020 | HQ_IESO_2_IESO | HQ_IESO | IESO | Internal | Shoulder | B13 | 600 | 99999 | 3000 | 10.96 | 10.97 | 0.01 | 0
2020 | HQ_IESO_2_IESO | HQ_IESO | IESO | Internal | Shoulder | B14 | 900 | 99999 | 3000 | 10.96 | 10.97 | 0.01 | 0
2020 | HQ_IESO_2_IESO | HQ_IESO | IESO | Internal | Shoulder | B15 | 1203 | 99999 | 2634.91 | 10.96 | 10.97 | 0.01 | 0
2020 | HQ_IESO_2_IESO | HQ_IESO | IESO | Internal | Summer | B1 | 10 | 99999 | 3000 | 10.96 | 10.97 | 0.01 | 0
2020 | HQ_IESO_2_IESO | HQ_IESO | IESO | Internal | Summer | B2 | 25 | 99999 | 3000 | 10.96 | 10.97 | 0.01 | 0
2020 | HQ_IESO_2_IESO | HQ_IESO | IESO | Internal | Summer | B3 | 75 | 99999 | 3000 | 10.96 | 10.97 | 0.01 | 0
2020 | HQ_IESO_2_IESO | HQ_IESO | IESO | Internal | Summer | B4 | 100 | 99999 | 3000 | 10.96 | 10.97 | 0.01 | 0
2020 | HQ_IESO_2_IESO | HQ_IESO | IESO | Internal | Summer | B5 | 200 | 99999 | 3000 | 10.96 | 10.97 | 0.01 | 0
2020 | HQ_IESO_2_IESO | HQ_IESO | IESO | Internal | Summer | B6 | 300 | 99999 | 3000 | 10.96 | 10.97 | 0.01 | 0
2020 | HQ_IESO_2_IESO | HQ_IESO | IESO | Internal | Summer | B7 | 400 | 99999 | 3000 | 10.96 | 10.97 | 0.01 | 0
2020 | HQ_IESO_2_IESO | HQ_IESO | IESO | Internal | Summer | B8 | 500 | 99999 | 3000 | 10.96 | 10.97 | 0.01 | 0
2020 | HQ_IESO_2_IESO | HQ_IESO | IESO | Internal | Summer | B9 | 800 | 99999 | 3000 | 10.96 | 10.97 | 0.01 | 0
2020 | HQ_IESO_2_IESO | HQ_IESO | IESO | Internal | Summer | B10 | 1262 | 99999 | 2563.55 | 10.96 | 10.97 | 0.01 | 0
2020 | HQ_IESO_2_IESO | HQ_IESO | IESO | Internal | Winter | B16 | 25 | 99999 | 3000 | 10.96 | 10.97 | 0.01 | 0
2020 | HQ_IESO_2_IESO | HQ_IESO | IESO | Internal | Winter | B17 | 100 | 99999 | 3000 | 10.96 | 10.97 | 0.01 | 0
2020 | HQ_IESO_2_IESO | HQ_IESO | IESO | Internal | Winter | B18 | 400 | 99999 | 3000 | 10.96 | 10.97 | 0.01 | 0
2020 | HQ_IESO_2_IESO | HQ_IESO | IESO | Internal | Winter | B19 | 700 | 99999 | 3000 | 10.96 | 10.97 | 0.01 | 0
2020 | HQ_IESO_2_IESO | HQ_IESO | IESO | Internal | Winter | B20 | 935 | 99999 | 2653.48 | 10.96 | 10.97 | 0.01 | 0
2020 | IESO_2_MAPP_CA | IESO | MAPP_CA | Internal | Shoulder | B11 | 25 | 262 | 262 | 10.97 | 63.21 | 7 | 45.24
2020 | IESO_2_MAPP_CA | IESO | MAPP_CA | Internal | Shoulder | B12 | 200 | 262 | 262 | 10.97 | 70 | 7 | 52.03
2020 | IESO_2_MAPP_CA | IESO | MAPP_CA | Internal | Shoulder | B13 | 600 | 262 | 262 | 10.97 | 66.31 | 7 | 48.34
2020 | IESO_2_MAPP_CA | IESO | MAPP_CA | Internal | Shoulder | B14 | 900 | 262 | 262 | 10.97 | 64.21 | 7 | 46.24
2020 | IESO_2_MAPP_CA | IESO | MAPP_CA | Internal | Shoulder | B15 | 1203 | 262 | 262 | 10.97 | 63.2 | 7 | 45.23
2020 | IESO_2_MAPP_CA | IESO | MAPP_CA | Internal | Summer | B1 | 10 | 262 | 262 | 10.97 | 90.8 | 7 | 72.83
2020 | IESO_2_MAPP_CA | IESO | MAPP_CA | Internal | Summer | B2 | 25 | 262 | 262 | 10.97 | 89.86 | 7 | 71.89
2020 | IESO_2_MAPP_CA | IESO | MAPP_CA | Internal | Summer | B3 | 75 | 262 | 262 | 10.97 | 89.86 | 7 | 71.89
2020 | IESO_2_MAPP_CA | IESO | MAPP_CA | Internal | Summer | B4 | 100 | 262 | 262 | 10.97 | 89.86 | 7 | 71.89
2020 | IESO_2_MAPP_CA | IESO | MAPP_CA | Internal | Summer | B5 | 200 | 262 | 262 | 10.97 | 89.86 | 7 | 71.89
2020 | IESO_2_MAPP_CA | IESO | MAPP_CA | Internal | Summer | B6 | 300 | 262 | 262 | 10.97 | 78.34 | 7 | 60.37
2020 | IESO_2_MAPP_CA | IESO | MAPP_CA | Internal | Summer | B7 | 400 | 262 | 262 | 10.97 | 68.31 | 7 | 50.34
2020 | IESO_2_MAPP_CA | IESO | MAPP_CA | Internal | Summer | B8 | 500 | 262 | 262 | 10.97 | 62.68 | 7 | 44.71
2020 | IESO_2_MAPP_CA | IESO | MAPP_CA | Internal | Summer | B9 | 800 | 262 | 262 | 10.97 | 62.68 | 7 | 44.71
2020 | IESO_2_MAPP_CA | IESO | MAPP_CA | Internal | Summer | B10 | 1262 | 262 | 262 | 10.97 | 62.68 | 7 | 44.71
2020 | IESO_2_MAPP_CA | IESO | MAPP_CA | Internal | Winter | B16 | 25 | 262 | 262 | 10.97 | 81.65 | 7 | 63.68
2020 | IESO_2_MAPP_CA | IESO | MAPP_CA | Internal | Winter | B17 | 100 | 262 | 262 | 10.97 | 70.63 | 7 | 52.66
2020 | IESO_2_MAPP_CA | IESO | MAPP_CA | Internal | Winter | B18 | 400 | 262 | 262 | 10.97 | 68.99 | 7 | 51.02
2020 | IESO_2_MAPP_CA | IESO | MAPP_CA | Internal | Winter | B19 | 700 | 262 | 262 | 10.97 | 67.29 | 7 | 49.32
2020 | IESO_2_MAPP_CA | IESO | MAPP_CA | Internal | Winter | B20 | 935 | 262 | 262 | 10.97 | 67.29 | 7 | 49.32
2020 | IESO_2_MISO_MI | IESO | MISO_MI | Internal | Shoulder | B11 | 25 | 1840 | 1840 | 10.97 | 77.21 | 7 | 59.24
2020 | IESO_2_MISO_MI | IESO | MISO_MI | Internal | Shoulder | B12 | 200 | 1840 | 1840 | 10.97 | 70.01 | 7 | 52.04
2020 | IESO_2_MISO_MI | IESO | MISO_MI | Internal | Shoulder | B13 | 600 | 1840 | 1840 | 10.97 | 66.32 | 7 | 48.35
2020 | IESO_2_MISO_MI | IESO | MISO_MI | Internal | Shoulder | B14 | 900 | 1840 | 1840 | 10.97 | 62.67 | 7 | 44.7
2020 | IESO_2_MISO_MI | IESO | MISO_MI | Internal | Shoulder | B15 | 1203 | 1840 | 1840 | 10.97 | 59.19 | 7 | 41.22
2020 | IESO_2_MISO_MI | IESO | MISO_MI | Internal | Summer | B1 | 10 | 1840 | 1840 | 10.97 | 104.79 | 7 | 86.82
2020 | IESO_2_MISO_MI | IESO | MISO_MI | Internal | Summer | B2 | 25 | 1840 | 1840 | 10.97 | 100.48 | 7 | 82.51
2020 | IESO_2_MISO_MI | IESO | MISO_MI | Internal | Summer | B3 | 75 | 1840 | 1840 | 10.97 | 99.16 | 7 | 81.19
2020 | IESO_2_MISO_MI | IESO | MISO_MI | Internal | Summer | B4 | 100 | 1840 | 1840 | 10.97 | 84.93 | 7 | 66.96
2020 | IESO_2_MISO_MI | IESO | MISO_MI | Internal | Summer | B5 | 200 | 1840 | 1840 | 10.97 | 78.84 | 7 | 60.87
2020 | IESO_2_MISO_MI | IESO | MISO_MI | Internal | Summer | B6 | 300 | 1840 | 1840 | 10.97 | 70.39 | 7 | 52.42
2020 | IESO_2_MISO_MI | IESO | MISO_MI | Internal | Summer | B7 | 400 | 1840 | 1840 | 10.97 | 64.86 | 7 | 46.89
2020 | IESO_2_MISO_MI | IESO | MISO_MI | Internal | Summer | B8 | 500 | 1840 | 1840 | 10.97 | 61.2 | 7 | 43.23
2020 | IESO_2_MISO_MI | IESO | MISO_MI | Internal | Summer | B9 | 800 | 1840 | 1840 | 10.97 | 59.65 | 7 | 41.68
2020 | IESO_2_MISO_MI | IESO | MISO_MI | Internal | Summer | B10 | 1262 | 1840 | 1840 | 10.97 | 58.26 | 7 | 40.29
2020 | IESO_2_MISO_MI | IESO | MISO_MI | Internal | Winter | B16 | 25 | 1840 | 1840 | 10.97 | 81.67 | 7 | 63.7
2020 | IESO_2_MISO_MI | IESO | MISO_MI | Internal | Winter | B17 | 100 | 1840 | 1840 | 10.97 | 70.65 | 7 | 52.68
2020 | IESO_2_MISO_MI | IESO | MISO_MI | Internal | Winter | B18 | 400 | 1840 | 1840 | 10.97 | 69 | 7 | 51.03
2020 | IESO_2_MISO_MI | IESO | MISO_MI | Internal | Winter | B19 | 700 | 1840 | 1840 | 10.97 | 65.99 | 7 | 48.02
2020 | IESO_2_MISO_MI | IESO | MISO_MI | Internal | Winter | B20 | 935 | 1840 | 1840 | 10.97 | 60.83 | 7 | 42.86
2020 | IESO_2_MISO_W | IESO | MISO_W | Internal | Shoulder | B11 | 25 | 140 | 140 | 10.97 | 77.21 | 7 | 59.24
2020 | IESO_2_MISO_W | IESO | MISO_W | Internal | Shoulder | B12 | 200 | 140 | 140 | 10.97 | 70.01 | 7 | 52.04
2020 | IESO_2_MISO_W | IESO | MISO_W | Internal | Shoulder | B13 | 600 | 140 | 140 | 10.97 | 66.32 | 7 | 48.35
2020 | IESO_2_MISO_W | IESO | MISO_W | Internal | Shoulder | B14 | 900 | 140 | 140 | 10.97 | 64.22 | 7 | 46.25
2020 | IESO_2_MISO_W | IESO | MISO_W | Internal | Shoulder | B15 | 1203 | 140 | 140 | 10.97 | 63.19 | 7 | 45.22
2020 | IESO_2_MISO_W | IESO | MISO_W | Internal | Summer | B1 | 10 | 140 | 140 | 10.97 | 104.8 | 7 | 86.83
2020 | IESO_2_MISO_W | IESO | MISO_W | Internal | Summer | B2 | 25 | 140 | 140 | 10.97 | 103.82 | 7 | 85.85
2020 | IESO_2_MISO_W | IESO | MISO_W | Internal | Summer | B3 | 75 | 140 | 140 | 10.97 | 103.82 | 7 | 85.85
2020 | IESO_2_MISO_W | IESO | MISO_W | Internal | Summer | B4 | 100 | 140 | 140 | 10.97 | 101.89 | 7 | 83.92
2020 | IESO_2_MISO_W | IESO | MISO_W | Internal | Summer | B5 | 200 | 140 | 140 | 10.97 | 98.9 | 7 | 80.93
2020 | IESO_2_MISO_W | IESO | MISO_W | Internal | Summer | B6 | 300 | 140 | 140 | 10.97 | 78.36 | 7 | 60.39
2020 | IESO_2_MISO_W | IESO | MISO_W | Internal | Summer | B7 | 400 | 140 | 140 | 10.97 | 68.33 | 7 | 50.36
2020 | IESO_2_MISO_W | IESO | MISO_W | Internal | Summer | B8 | 500 | 140 | 140 | 10.97 | 63.19 | 7 | 45.22
2020 | IESO_2_MISO_W | IESO | MISO_W | Internal | Summer | B9 | 800 | 140 | 140 | 10.97 | 62.7 | 7 | 44.73
2020 | IESO_2_MISO_W | IESO | MISO_W | Internal | Summer | B10 | 1262 | 140 | 140 | 10.97 | 62.67 | 7 | 44.7
2020 | IESO_2_MISO_W | IESO | MISO_W | Internal | Winter | B16 | 25 | 140 | 140 | 10.97 | 81.66 | 7 | 63.69
2020 | IESO_2_MISO_W | IESO | MISO_W | Internal | Winter | B17 | 100 | 140 | 140 | 10.97 | 70.64 | 7 | 52.67
2020 | IESO_2_MISO_W | IESO | MISO_W | Internal | Winter | B18 | 400 | 140 | 140 | 10.97 | 69 | 7 | 51.03
2020 | IESO_2_MISO_W | IESO | MISO_W | Internal | Winter | B19 | 700 | 140 | 140 | 10.97 | 67.3 | 7 | 49.33
2020 | IESO_2_MISO_W | IESO | MISO_W | Internal | Winter | B20 | 935 | 140 | 140 | 10.97 | 64.7 | 7 | 46.73
2020 | IESO_2_NYISO_A-F | IESO | NYISO_A-F | Internal | Shoulder | B11 | 25 | 1725 | 1725 | 10.97 | 64.03 | 7 | 46.06
2020 | IESO_2_NYISO_A-F | IESO | NYISO_A-F | Internal | Shoulder | B12 | 200 | 1725 | 1725 | 10.97 | 64.03 | 7 | 46.06
2020 | IESO_2_NYISO_A-F | IESO | NYISO_A-F | Internal | Shoulder | B13 | 600 | 1725 | 1725 | 10.97 | 61.28 | 7 | 43.31
2020 | IESO_2_NYISO_A-F | IESO | NYISO_A-F | Internal | Shoulder | B14 | 900 | 1725 | 1725 | 10.97 | 60.15 | 7 | 42.18
2020 | IESO_2_NYISO_A-F | IESO | NYISO_A-F | Internal | Shoulder | B15 | 1203 | 1725 | 1725 | 10.97 | 60.15 | 7 | 42.18
2020 | IESO_2_NYISO_A-F | IESO | NYISO_A-F | Internal | Summer | B1 | 10 | 1725 | 1725 | 10.97 | 80.66 | 7 | 62.69
2020 | IESO_2_NYISO_A-F | IESO | NYISO_A-F | Internal | Summer | B2 | 25 | 1725 | 1725 | 10.97 | 80.66 | 7 | 62.69
2020 | IESO_2_NYISO_A-F | IESO | NYISO_A-F | Internal | Summer | B3 | 75 | 1725 | 1725 | 10.97 | 79.69 | 7 | 61.72
2020 | IESO_2_NYISO_A-F | IESO | NYISO_A-F | Internal | Summer | B4 | 100 | 1725 | 1725 | 10.97 | 68.95 | 7 | 50.98
2020 | IESO_2_NYISO_A-F | IESO | NYISO_A-F | Internal | Summer | B5 | 200 | 1725 | 1725 | 10.97 | 62.77 | 7 | 44.8
2020 | IESO_2_NYISO_A-F | IESO | NYISO_A-F | Internal | Summer | B6 | 300 | 1725 | 1725 | 10.97 | 62.77 | 7 | 44.8
2020 | IESO_2_NYISO_A-F | IESO | NYISO_A-F | Internal | Summer | B7 | 400 | 1725 | 1725 | 10.97 | 61.62 | 7 | 43.65
2020 | IESO_2_NYISO_A-F | IESO | NYISO_A-F | Internal | Summer | B8 | 500 | 1725 | 1725 | 10.97 | 60.03 | 7 | 42.06
2020 | IESO_2_NYISO_A-F | IESO | NYISO_A-F | Internal | Summer | B9 | 800 | 1725 | 1725 | 10.97 | 58.71 | 7 | 40.74
2020 | IESO_2_NYISO_A-F | IESO | NYISO_A-F | Internal | Summer | B10 | 1262 | 1725 | 1725 | 10.97 | 58.71 | 7 | 40.74
2020 | IESO_2_NYISO_A-F | IESO | NYISO_A-F | Internal | Winter | B16 | 25 | 1725 | 1725 | 10.97 | 66.42 | 7 | 48.45
2020 | IESO_2_NYISO_A-F | IESO | NYISO_A-F | Internal | Winter | B17 | 100 | 1725 | 1725 | 10.97 | 66.42 | 7 | 48.45
2020 | IESO_2_NYISO_A-F | IESO | NYISO_A-F | Internal | Winter | B18 | 400 | 1725 | 1725 | 10.97 | 63.64 | 7 | 45.67
2020 | IESO_2_NYISO_A-F | IESO | NYISO_A-F | Internal | Winter | B19 | 700 | 1725 | 1725 | 10.97 | 63.64 | 7 | 45.67
2020 | IESO_2_NYISO_A-F | IESO | NYISO_A-F | Internal | Winter | B20 | 935 | 1725 | 1725 | 10.97 | 63.64 | 7 | 45.67
2020 | MAPP_CA_2_IESO | MAPP_CA | IESO | Internal | Shoulder | B11 | 25 | 330 | 0 | 63.21 | 10.97 | 8 | 0
2020 | MAPP_CA_2_IESO | MAPP_CA | IESO | Internal | Shoulder | B12 | 200 | 330 | 0 | 70 | 10.97 | 8 | 0
2020 | MAPP_CA_2_IESO | MAPP_CA | IESO | Internal | Shoulder | B13 | 600 | 330 | 0 | 66.31 | 10.97 | 8 | 0
2020 | MAPP_CA_2_IESO | MAPP_CA | IESO | Internal | Shoulder | B14 | 900 | 330 | 0 | 64.21 | 10.97 | 8 | 0
2020 | MAPP_CA_2_IESO | MAPP_CA | IESO | Internal | Shoulder | B15 | 1203 | 330 | 0 | 63.2 | 10.97 | 8 | 0
2020 | MAPP_CA_2_IESO | MAPP_CA | IESO | Internal | Summer | B1 | 10 | 330 | 0 | 90.8 | 10.97 | 8 | 0
2020 | MAPP_CA_2_IESO | MAPP_CA | IESO | Internal | Summer | B2 | 25 | 330 | 0 | 89.86 | 10.97 | 8 | 0
2020 | MAPP_CA_2_IESO | MAPP_CA | IESO | Internal | Summer | B3 | 75 | 330 | 0 | 89.86 | 10.97 | 8 | 0
2020 | MAPP_CA_2_IESO | MAPP_CA | IESO | Internal | Summer | B4 | 100 | 330 | 0 | 89.86 | 10.97 | 8 | 0
2020 | MAPP_CA_2_IESO | MAPP_CA | IESO | Internal | Summer | B5 | 200 | 330 | 0 | 89.86 | 10.97 | 8 | 0
2020 | MAPP_CA_2_IESO | MAPP_CA | IESO | Internal | Summer | B6 | 300 | 330 | 0 | 78.34 | 10.97 | 8 | 0
2020 | MAPP_CA_2_IESO | MAPP_CA | IESO | Internal | Summer | B7 | 400 | 330 | 0 | 68.31 | 10.97 | 8 | 0
2020 | MAPP_CA_2_IESO | MAPP_CA | IESO | Internal | Summer | B8 | 500 | 330 | 0 | 62.68 | 10.97 | 8 | 0
2020 | MAPP_CA_2_IESO | MAPP_CA | IESO | Internal | Summer | B9 | 800 | 330 | 0 | 62.68 | 10.97 | 8 | 0
2020 | MAPP_CA_2_IESO | MAPP_CA | IESO | Internal | Summer | B10 | 1262 | 330 | 0 | 62.68 | 10.97 | 8 | 0
2020 | MAPP_CA_2_IESO | MAPP_CA | IESO | Internal | Winter | B16 | 25 | 330 | 0 | 81.65 | 10.97 | 8 | 0
2020 | MAPP_CA_2_IESO | MAPP_CA | IESO | Internal | Winter | B17 | 100 | 330 | 0 | 70.63 | 10.97 | 8 | 0
2020 | MAPP_CA_2_IESO | MAPP_CA | IESO | Internal | Winter | B18 | 400 | 330 | 0 | 68.99 | 10.97 | 8 | 0
2020 | MAPP_CA_2_IESO | MAPP_CA | IESO | Internal | Winter | B19 | 700 | 330 | 0 | 67.29 | 10.97 | 8 | 0
2020 | MAPP_CA_2_IESO | MAPP_CA | IESO | Internal | Winter | B20 | 935 | 330 | 0 | 67.29 | 10.97 | 8 | 0
2020 | MAPP_CA_2_MAPP_US | MAPP_CA | MAPP_US | Internal | Shoulder | B11 | 25 | 372 | 24.96 | 63.21 | 70.21 | 7 | 0
2020 | MAPP_CA_2_MAPP_US | MAPP_CA | MAPP_US | Internal | Shoulder | B12 | 200 | 372 | 0 | 70 | 63.01 | 7 | 0
2020 | MAPP_CA_2_MAPP_US | MAPP_CA | MAPP_US | Internal | Shoulder | B13 | 600 | 372 | 0 | 66.31 | 59.32 | 7 | 0
2020 | MAPP_CA_2_MAPP_US | MAPP_CA | MAPP_US | Internal | Shoulder | B14 | 900 | 372 | 0 | 64.21 | 57.22 | 7 | 0
2020 | MAPP_CA_2_MAPP_US | MAPP_CA | MAPP_US | Internal | Shoulder | B15 | 1203 | 372 | 0 | 63.2 | 56.19 | 7 | 0
2020 | MAPP_CA_2_MAPP_US | MAPP_CA | MAPP_US | Internal | Summer | B1 | 10 | 372 | 311.98 | 90.8 | 97.8 | 7 | 0
2020 | MAPP_CA_2_MAPP_US | MAPP_CA | MAPP_US | Internal | Summer | B2 | 25 | 372 | 0 | 89.86 | 96.82 | 7 | 0
2020 | MAPP_CA_2_MAPP_US | MAPP_CA | MAPP_US | Internal | Summer | B3 | 75 | 372 | 0 | 89.86 | 96.82 | 7 | 0
2020 | MAPP_CA_2_MAPP_US | MAPP_CA | MAPP_US | Internal | Summer | B4 | 100 | 372 | 0 | 89.86 | 94.89 | 7 | 0
2020 | MAPP_CA_2_MAPP_US | MAPP_CA | MAPP_US | Internal | Summer | B5 | 200 | 372 | 0 | 89.86 | 91.9 | 7 | 0
2020 | MAPP_CA_2_MAPP_US | MAPP_CA | MAPP_US | Internal | Summer | B6 | 300 | 372 | 0 | 78.34 | 71.36 | 7 | 0
2020 | MAPP_CA_2_MAPP_US | MAPP_CA | MAPP_US | Internal | Summer | B7 | 400 | 372 | 0 | 68.31 | 61.33 | 7 | 0
2020 | MAPP_CA_2_MAPP_US | MAPP_CA | MAPP_US | Internal | Summer | B8 | 500 | 372 | 0 | 62.68 | 56.19 | 7 | 0
2020 | MAPP_CA_2_MAPP_US | MAPP_CA | MAPP_US | Internal | Summer | B9 | 800 | 372 | 0 | 62.68 | 55.7 | 7 | 0
2020 | MAPP_CA_2_MAPP_US | MAPP_CA | MAPP_US | Internal | Summer | B10 | 1262 | 372 | 0 | 62.68 | 55.67 | 7 | 0
2020 | MAPP_CA_2_MAPP_US | MAPP_CA | MAPP_US | Internal | Winter | B16 | 25 | 372 | 0 | 81.65 | 65.69 | 7 | 0
2020 | MAPP_CA_2_MAPP_US | MAPP_CA | MAPP_US | Internal | Winter | B17 | 100 | 372 | 0 | 70.63 | 60.5 | 7 | 0
2020 | MAPP_CA_2_MAPP_US | MAPP_CA | MAPP_US | Internal | Winter | B18 | 400 | 372 | 0 | 68.99 | 60.84 | 7 | 0
2020 | MAPP_CA_2_MAPP_US | MAPP_CA | MAPP_US | Internal | Winter | B19 | 700 | 372 | 0 | 67.29 | 60.3 | 7 | 0
2020 | MAPP_CA_2_MAPP_US | MAPP_CA | MAPP_US | Internal | Winter | B20 | 935 | 372 | 0 | 67.29 | 57.7 | 7 | 0
2020 | MAPP_CA_2_MISO_W | MAPP_CA | MISO_W | Internal | Shoulder | B11 | 25 | 2196 | 2196 | 63.21 | 77.21 | 0.01 | 13.99
2020 | MAPP_CA_2_MISO_W | MAPP_CA | MISO_W | Internal | Shoulder | B12 | 200 | 2196 | 1839.85 | 70 | 70.01 | 0.01 | 0
2020 | MAPP_CA_2_MISO_W | MAPP_CA | MISO_W | Internal | Shoulder | B13 | 600 | 2196 | 1929.45 | 66.31 | 66.32 | 0.01 | 0
2020 | MAPP_CA_2_MISO_W | MAPP_CA | MISO_W | Internal | Shoulder | B14 | 900 | 2196 | 2163.98 | 64.21 | 64.22 | 0.01 | 0
2020 | MAPP_CA_2_MISO_W | MAPP_CA | MISO_W | Internal | Shoulder | B15 | 1203 | 2196 | 0 | 63.2 | 63.19 | 0.01 | 0
2020 | MAPP_CA_2_MISO_W | MAPP_CA | MISO_W | Internal | Summer | B1 | 10 | 2196 | 2196 | 90.8 | 104.8 | 0.01 | 13.99
2020 | MAPP_CA_2_MISO_W | MAPP_CA | MISO_W | Internal | Summer | B2 | 25 | 2196 | 2196 | 89.86 | 103.82 | 0.01 | 13.95
2020 | MAPP_CA_2_MISO_W | MAPP_CA | MISO_W | Internal | Summer | B3 | 75 | 2196 | 2196 | 89.86 | 103.82 | 0.01 | 13.95
2020 | MAPP_CA_2_MISO_W | MAPP_CA | MISO_W | Internal | Summer | B4 | 100 | 2196 | 2196 | 89.86 | 101.89 | 0.01 | 12.01
2020 | MAPP_CA_2_MISO_W | MAPP_CA | MISO_W | Internal | Summer | B5 | 200 | 2196 | 2196 | 89.86 | 98.9 | 0.01 | 9.03
2020 | MAPP_CA_2_MISO_W | MAPP_CA | MISO_W | Internal | Summer | B6 | 300 | 2196 | 2068.2 | 78.34 | 78.36 | 0.01 | 0
2020 | MAPP_CA_2_MISO_W | MAPP_CA | MISO_W | Internal | Summer | B7 | 400 | 2196 | 2190.82 | 68.31 | 68.33 | 0.01 | 0
2020 | MAPP_CA_2_MISO_W | MAPP_CA | MISO_W | Internal | Summer | B8 | 500 | 2196 | 2196 | 62.68 | 63.19 | 0.01 | 0.49
2020 | MAPP_CA_2_MISO_W | MAPP_CA | MISO_W | Internal | Summer | B9 | 800 | 2196 | 2196 | 62.68 | 62.7 | 0.01 | 0
2020 | MAPP_CA_2_MISO_W | MAPP_CA | MISO_W | Internal | Summer | B10 | 1262 | 2196 | 0 | 62.68 | 62.67 | 0.01 | 0
2020 | MAPP_CA_2_MISO_W | MAPP_CA | MISO_W | Internal | Winter | B16 | 25 | 2196 | 1647.26 | 81.65 | 81.66 | 0.01 | 0
2020 | MAPP_CA_2_MISO_W | MAPP_CA | MISO_W | Internal | Winter | B17 | 100 | 2196 | 1435.23 | 70.63 | 70.64 | 0.01 | 0
2020 | MAPP_CA_2_MISO_W | MAPP_CA | MISO_W | Internal | Winter | B18 | 400 | 2196 | 1537.7 | 68.99 | 69 | 0.01 | 0
2020 | MAPP_CA_2_MISO_W | MAPP_CA | MISO_W | Internal | Winter | B19 | 700 | 2196 | 1163.52 | 67.29 | 67.3 | 0.01 | 0
2020 | MAPP_CA_2_MISO_W | MAPP_CA | MISO_W | Internal | Winter | B20 | 935 | 2196 | 0 | 67.29 | 64.7 | 0.01 | 0
2020 | MAPP_US_2_MAPP_CA | MAPP_US | MAPP_CA | Internal | Shoulder | B11 | 25 | 165 | 0 | 70.21 | 63.21 | 7 | 0
2020 | MAPP_US_2_MAPP_CA | MAPP_US | MAPP_CA | Internal | Shoulder | B12 | 200 | 165 | 0 | 63.01 | 70 | 7 | 0
2020 | MAPP_US_2_MAPP_CA | MAPP_US | MAPP_CA | Internal | Shoulder | B13 | 600 | 165 | 0 | 59.32 | 66.31 | 7 | 0
2020 | MAPP_US_2_MAPP_CA | MAPP_US | MAPP_CA | Internal | Shoulder | B14 | 900 | 165 | 0 | 57.22 | 64.21 | 7 | 0
2020 | MAPP_US_2_MAPP_CA | MAPP_US | MAPP_CA | Internal | Shoulder | B15 | 1203 | 165 | 165 | 56.19 | 63.2 | 7 | 0.01
2020 | MAPP_US_2_MAPP_CA | MAPP_US | MAPP_CA | Internal | Summer | B1 | 10 | 165 | 0 | 97.8 | 90.8 | 7 | 0
2020 | MAPP_US_2_MAPP_CA | MAPP_US | MAPP_CA | Internal | Summer | B2 | 25 | 165 | 0 | 96.82 | 89.86 | 7 | 0
2020 | MAPP_US_2_MAPP_CA | MAPP_US | MAPP_CA | Internal | Summer | B3 | 75 | 165 | 0 | 96.82 | 89.86 | 7 | 0
2020 | MAPP_US_2_MAPP_CA | MAPP_US | MAPP_CA | Internal | Summer | B4 | 100 | 165 | 0 | 94.89 | 89.86 | 7 | 0
2020 | MAPP_US_2_MAPP_CA | MAPP_US | MAPP_CA | Internal | Summer | B5 | 200 | 165 | 0 | 91.9 | 89.86 | 7 | 0
2020 | MAPP_US_2_MAPP_CA | MAPP_US | MAPP_CA | Internal | Summer | B6 | 300 | 165 | 0 | 71.36 | 78.34 | 7 | 0
2020 | MAPP_US_2_MAPP_CA | MAPP_US | MAPP_CA | Internal | Summer | B7 | 400 | 165 | 0 | 61.33 | 68.31 | 7 | 0
2020 | MAPP_US_2_MAPP_CA | MAPP_US | MAPP_CA | Internal | Summer | B8 | 500 | 165 | 0 | 56.19 | 62.68 | 7 | 0
2020 | MAPP_US_2_MAPP_CA | MAPP_US | MAPP_CA | Internal | Summer | B9 | 800 | 165 | 0 | 55.7 | 62.68 | 7 | 0
2020 | MAPP_US_2_MAPP_CA | MAPP_US | MAPP_CA | Internal | Summer | B10 | 1262 | 165 | 165 | 55.67 | 62.68 | 7 | 0.01
2020 | MAPP_US_2_MAPP_CA | MAPP_US | MAPP_CA | Internal | Winter | B16 | 25 | 165 | 165 | 65.69 | 81.65 | 7 | 8.96
2020 | MAPP_US_2_MAPP_CA | MAPP_US | MAPP_CA | Internal | Winter | B17 | 100 | 165 | 165 | 60.5 | 70.63 | 7 | 3.13
2020 | MAPP_US_2_MAPP_CA | MAPP_US | MAPP_CA | Internal | Winter | B18 | 400 | 165 | 165 | 60.84 | 68.99 | 7 | 1.15
2020 | MAPP_US_2_MAPP_CA | MAPP_US | MAPP_CA | Internal | Winter | B19 | 700 | 165 | 0 | 60.3 | 67.29 | 7 | 0
2020 | MAPP_US_2_MAPP_CA | MAPP_US | MAPP_CA | Internal | Winter | B20 | 935 | 165 | 165 | 57.7 | 67.29 | 7 | 2.59
2020 | MAPP_US_2_MISO_W | MAPP_US | MISO_W | Internal | Shoulder | B11 | 25 | 2635 | 2491.33 | 70.21 | 77.21 | 7 | 0
2020 | MAPP_US_2_MISO_W | MAPP_US | MISO_W | Internal | Shoulder | B12 | 200 | 2635 | 2345.9 | 63.01 | 70.01 | 7 | 0
2020 | MAPP_US_2_MISO_W | MAPP_US | MISO_W | Internal | Shoulder | B13 | 600 | 2635 | 2384.07 | 59.32 | 66.32 | 7 | 0
2020 | MAPP_US_2_MISO_W | MAPP_US | MISO_W | Internal | Shoulder | B14 | 900 | 2635 | 1340.04 | 57.22 | 64.22 | 7 | 0
2020 | MAPP_US_2_MISO_W | MAPP_US | MISO_W | Internal | Shoulder | B15 | 1203 | 2635 | 1471.07 | 56.19 | 63.19 | 7 | 0
2020 | MAPP_US_2_MISO_W | MAPP_US | MISO_W | Internal | Summer | B1 | 10 | 2635 | 805.36 | 97.8 | 104.8 | 7 | 0
2020 | MAPP_US_2_MISO_W | MAPP_US | MISO_W | Internal | Summer | B2 | 25 | 2635 | 1488.38 | 96.82 | 103.82 | 7 | 0
2020 | MAPP_US_2_MISO_W | MAPP_US | MISO_W | Internal | Summer | B3 | 75 | 2635 | 1356.65 | 96.82 | 103.82 | 7 | 0
2020 | MAPP_US_2_MISO_W | MAPP_US | MISO_W | Internal | Summer | B4 | 100 | 2635 | 1936.58 | 94.89 | 101.89 | 7 | 0
2020 | MAPP_US_2_MISO_W | MAPP_US | MISO_W | Internal | Summer | B5 | 200 | 2635 | 2012.86 | 91.9 | 98.9 | 7 | 0
2020 | MAPP_US_2_MISO_W | MAPP_US | MISO_W | Internal | Summer | B6 | 300 | 2635 | 1696.9 | 71.36 | 78.36 | 7 | 0
2020 | MAPP_US_2_MISO_W | MAPP_US | MISO_W | Internal | Summer | B7 | 400 | 2635 | 1938.5 | 61.33 | 68.33 | 7 | 0
2020 | MAPP_US_2_MISO_W | MAPP_US | MISO_W | Internal | Summer | B8 | 500 | 2635 | 302.56 | 56.19 | 63.19 | 7 | 0
2020 | MAPP_US_2_MISO_W | MAPP_US | MISO_W | Internal | Summer | B9 | 800 | 2635 | 623.15 | 55.7 | 62.7 | 7 | 0
2020 | MAPP_US_2_MISO_W | MAPP_US | MISO_W | Internal | Summer | B10 | 1262 | 2635 | 1625.95 | 55.67 | 62.67 | 7 | 0
2020 | MAPP_US_2_MISO_W | MAPP_US | MISO_W | Internal | Winter | B16 | 25 | 2635 | 2635 | 65.69 | 81.66 | 7 | 8.97
2020 | MAPP_US_2_MISO_W | MAPP_US | MISO_W | Internal | Winter | B17 | 100 | 2635 | 2635 | 60.5 | 70.64 | 7 | 3.14
2020 | MAPP_US_2_MISO_W | MAPP_US | MISO_W | Internal | Winter | B18 | 400 | 2635 | 2635 | 60.84 | 69 | 7 | 1.17
2020 | MAPP_US_2_MISO_W | MAPP_US | MISO_W | Internal | Winter | B19 | 700 | 2635 | 1203.22 | 60.3 | 67.3 | 7 | 0
2020 | MAPP_US_2_MISO_W | MAPP_US | MISO_W | Internal | Winter | B20 | 935 | 2635 | 1631.81 | 57.7 | 64.7 | 7 | 0
2020 | MAPP_US_2_NE | MAPP_US | NE | Internal | Shoulder | B11 | 25 | 2000 | 0 | 70.21 | 72.22 | 7 | 0
2020 | MAPP_US_2_NE | MAPP_US | NE | Internal | Shoulder | B12 | 200 | 2000 | 0 | 63.01 | 65.35 | 7 | 0
2020 | MAPP_US_2_NE | MAPP_US | NE | Internal | Shoulder | B13 | 600 | 2000 | 0 | 59.32 | 62.78 | 7 | 0
2020 | MAPP_US_2_NE | MAPP_US | NE | Internal | Shoulder | B14 | 900 | 2000 | 0 | 57.22 | 60.02 | 7 | 0
2020 | MAPP_US_2_NE | MAPP_US | NE | Internal | Shoulder | B15 | 1203 | 2000 | 0 | 56.19 | 58.19 | 7 | 0
2020 | MAPP_US_2_NE | MAPP_US | NE | Internal | Summer | B1 | 10 | 2000 | 649.25 | 97.8 | 104.8 | 7 | 0
2020 | MAPP_US_2_NE | MAPP_US | NE | Internal | Summer | B2 | 25 | 2000 | 432.58 | 96.82 | 103.82 | 7 | 0
2020 | MAPP_US_2_NE | MAPP_US | NE | Internal | Summer | B3 | 75 | 2000 | 458.68 | 96.82 | 103.82 | 7 | 0
2020 | MAPP_US_2_NE | MAPP_US | NE | Internal | Summer | B4 | 100 | 2000 | 197.39 | 94.89 | 101.89 | 7 | 0
2020 | MAPP_US_2_NE | MAPP_US | NE | Internal | Summer | B5 | 200 | 2000 | 9.01 | 91.9 | 98.9 | 7 | 0
2020 | MAPP_US_2_NE | MAPP_US | NE | Internal | Summer | B6 | 300 | 2000 | 0 | 71.36 | 76.58 | 7 | 0
2020 | MAPP_US_2_NE | MAPP_US | NE | Internal | Summer | B7 | 400 | 2000 | 0 | 61.33 | 67.97 | 7 | 0
2020 | MAPP_US_2_NE | MAPP_US | NE | Internal | Summer | B8 | 500 | 2000 | 2000 | 56.19 | 63.58 | 7 | 0.39
2020 | MAPP_US_2_NE | MAPP_US | NE | Internal | Summer | B9 | 800 | 2000 | 1077.33 | 55.7 | 62.7 | 7 | 0
2020 | MAPP_US_2_NE | MAPP_US | NE | Internal | Summer | B10 | 1262 | 2000 | 0 | 55.67 | 59.2 | 7 | 0
2020 | MAPP_US_2_NE | MAPP_US | NE | Internal | Winter | B16 | 25 | 2000 | 1576.87 | 65.69 | 72.69 | 7 | 0
2020 | MAPP_US_2_NE | MAPP_US | NE | Internal | Winter | B17 | 100 | 2000 | 275.75 | 60.5 | 67.5 | 7 | 0
2020 | MAPP_US_2_NE | MAPP_US | NE | Internal | Winter | B18 | 400 | 2000 | 0 | 60.84 | 64.02 | 7 | 0
2020 | MAPP_US_2_NE | MAPP_US | NE | Internal | Winter | B19 | 700 | 2000 | 0 | 60.3 | 64 | 7 | 0
2020 | MAPP_US_2_NE | MAPP_US | NE | Internal | Winter | B20 | 935 | 2000 | 0 | 57.7 | 59.71 | 7 | 0
2020 | MARITIMES_2_NEISO | MARITIMES | NEISO | Internal | Shoulder | B11 | 25 | 99999 | 1900 | 61.5 | 61.51 | 0.01 | 0
2020 | MARITIMES_2_NEISO | MARITIMES | NEISO | Internal | Shoulder | B12 | 200 | 99999 | 1900 | 61.5 | 61.51 | 0.01 | 0
2020 | MARITIMES_2_NEISO | MARITIMES | NEISO | Internal | Shoulder | B13 | 600 | 99999 | 1900 | 58.92 | 58.93 | 0.01 | 0
2020 | MARITIMES_2_NEISO | MARITIMES | NEISO | Internal | Shoulder | B14 | 900 | 99999 | 1900 | 58.92 | 58.93 | 0.01 | 0
2020 | MARITIMES_2_NEISO | MARITIMES | NEISO | Internal | Shoulder | B15 | 1203 | 99999 | 1425.39 | 57.16 | 57.17 | 0.01 | 0
2020 | MARITIMES_2_NEISO | MARITIMES | NEISO | Internal | Summer | B1 | 10 | 99999 | 1900.1 | 95.8 | 95.82 | 0.01 | 0
2020 | MARITIMES_2_NEISO | MARITIMES | NEISO | Internal | Summer | B2 | 25 | 99999 | 1900.1 | 91.45 | 91.46 | 0.01 | 0
2020 | MARITIMES_2_NEISO | MARITIMES | NEISO | Internal | Summer | B3 | 75 | 99999 | 1900 | 76.68 | 76.69 | 0.01 | 0
2020 | MARITIMES_2_NEISO | MARITIMES | NEISO | Internal | Summer | B4 | 100 | 99999 | 1900 | 61.41 | 61.42 | 0.01 | 0
2020 | MARITIMES_2_NEISO | MARITIMES | NEISO | Internal | Summer | B5 | 200 | 99999 | 1900 | 58.62 | 58.63 | 0.01 | 0
2020 | MARITIMES_2_NEISO | MARITIMES | NEISO | Internal | Summer | B6 | 300 | 99999 | 1900 | 58.62 | 58.63 | 0.01 | 0
2020 | MARITIMES_2_NEISO | MARITIMES | NEISO | Internal | Summer | B7 | 400 | 99999 | 1900 | 58.62 | 58.63 | 0.01 | 0
2020 | MARITIMES_2_NEISO | MARITIMES | NEISO | Internal | Summer | B8 | 500 | 99999 | 1900 | 58.62 | 58.63 | 0.01 | 0
2020 | MARITIMES_2_NEISO | MARITIMES | NEISO | Internal | Summer | B9 | 800 | 99999 | 1900 | 58.62 | 58.63 | 0.01 | 0
2020 | MARITIMES_2_NEISO | MARITIMES | NEISO | Internal | Summer | B10 | 1262 | 99999 | 1332.61 | 55.72 | 55.74 | 0.01 | 0
2020 | MARITIMES_2_NEISO | MARITIMES | NEISO | Internal | Winter | B16 | 25 | 99999 | 1900 | 70.43 | 70.44 | 0.01 | 0
2020 | MARITIMES_2_NEISO | MARITIMES | NEISO | Internal | Winter | B17 | 100 | 99999 | 1900 | 70.43 | 70.44 | 0.01 | 0
2020 | MARITIMES_2_NEISO | MARITIMES | NEISO | Internal | Winter | B18 | 400 | 99999 | 1900 | 69.11 | 69.12 | 0.01 | 0
2020 | MARITIMES_2_NEISO | MARITIMES | NEISO | Internal | Winter | B19 | 700 | 99999 | 1900 | 69.11 | 69.12 | 0.01 | 0
2020 | MARITIMES_2_NEISO | MARITIMES | NEISO | Internal | Winter | B20 | 935 | 99999 | 1449.52 | 61.31 | 61.32 | 0.01 | 0
2020 | MISO_IN_2_MISO_MI | MISO_IN | MISO_MI | Internal | Shoulder | B11 | 25 | 5021 | 3201.62 | 77.2 | 77.21 | 0.01 | 0
2020 | MISO_IN_2_MISO_MI | MISO_IN | MISO_MI | Internal | Shoulder | B12 | 200 | 5021 | 4500.57 | 70 | 70.01 | 0.01 | 0
2020 | MISO_IN_2_MISO_MI | MISO_IN | MISO_MI | Internal | Shoulder | B13 | 600 | 5021 | 4750.56 | 66.31 | 66.32 | 0.01 | 0
2020 | MISO_IN_2_MISO_MI | MISO_IN | MISO_MI | Internal | Shoulder | B14 | 900 | 5021 | 5021 | 62.63 | 62.67 | 0.01 | 0.03
2020 | MISO_IN_2_MISO_MI | MISO_IN | MISO_MI | Internal | Shoulder | B15 | 1203 | 5021 | 4301.44 | 59.17 | 59.19 | 0.01 | 0
2020 | MISO_IN_2_MISO_MI | MISO_IN | MISO_MI | Internal | Summer | B1 | 10 | 5021 | 3786.87 | 104.78 | 104.79 | 0.01 | 0
2020 | MISO_IN_2_MISO_MI | MISO_IN | MISO_MI | Internal | Summer | B2 | 25 | 5021 | 2211.72 | 100.46 | 100.48 | 0.01 | 0
2020 | MISO_IN_2_MISO_MI | MISO_IN | MISO_MI | Internal | Summer | B3 | 75 | 5021 | 3195.79 | 99.15 | 99.16 | 0.01 | 0
2020 | MISO_IN_2_MISO_MI | MISO_IN | MISO_MI | Internal | Summer | B4 | 100 | 5021 | 3191.3 | 84.92 | 84.93 | 0.01 | 0
2020 | MISO_IN_2_MISO_MI | MISO_IN | MISO_MI | Internal | Summer | B5 | 200 | 5021 | 3951.48 | 78.83 | 78.84 | 0.01 | 0
2020 | MISO_IN_2_MISO_MI | MISO_IN | MISO_MI | Internal | Summer | B6 | 300 | 5021 | 5021 | 64.34 | 70.39 | 0.01 | 6.04
2020 | MISO_IN_2_MISO_MI | MISO_IN | MISO_MI | Internal | Summer | B7 | 400 | 5021 | 5021 | 61.23 | 64.86 | 0.01 | 3.62
2020 | MISO_IN_2_MISO_MI | MISO_IN | MISO_MI | Internal | Summer | B8 | 500 | 5021 | 5021 | 60.13 | 61.2 | 0.01 | 1.06
2020 | MISO_IN_2_MISO_MI | MISO_IN | MISO_MI | Internal | Summer | B9 | 800 | 5021 | 5021 | 59.18 | 59.65 | 0.01 | 0.46
2020 | MISO_IN_2_MISO_MI | MISO_IN | MISO_MI | Internal | Summer | B10 | 1262 | 5021 | 4820.23 | 58.25 | 58.26 | 0.01 | 0
2020 | MISO_IN_2_MISO_MI | MISO_IN | MISO_MI | Internal | Winter | B16 | 25 | 5021 | 3002.63 | 81.66 | 81.67 | 0.01 | 0
2020 | MISO_IN_2_MISO_MI | MISO_IN | MISO_MI | Internal | Winter | B17 | 100 | 5021 | 3765.15 | 70.64 | 70.65 | 0.01 | 0
2020 | MISO_IN_2_MISO_MI | MISO_IN | MISO_MI | Internal | Winter | B18 | 400 | 5021 | 3643.11 | 68.99 | 69 | 0.01 | 0
2020 | MISO_IN_2_MISO_MI | MISO_IN | MISO_MI | Internal | Winter | B19 | 700 | 5021 | 4362.6 | 65.98 | 65.99 | 0.01 | 0
2020 | MISO_IN_2_MISO_MI | MISO_IN | MISO_MI | Internal | Winter | B20 | 935 | 5021 | 3892.15 | 60.82 | 60.83 | 0.01 | 0
2020 | MISO_IN_2_MISO_MO-IL | MISO_IN | MISO_MO-IL | Internal | Shoulder | B11 | 25 | 5533 | 5499.37 | 77.2 | 77.21 | 0.01 | 0
2020 | MISO_IN_2_MISO_MO-IL | MISO_IN | MISO_MO-IL | Internal | Shoulder | B12 | 200 | 5533 | 5187.52 | 70 | 70.01 | 0.01 | 0
2020 | MISO_IN_2_MISO_MO-IL | MISO_IN | MISO_MO-IL | Internal | Shoulder | B13 | 600 | 5533 | 5325.98 | 66.31 | 66.32 | 0.01 | 0
2020 | MISO_IN_2_MISO_MO-IL | MISO_IN | MISO_MO-IL | Internal | Shoulder | B14 | 900 | 5533 | 5533 | 62.63 | 63.25 | 0.01 | 0.6
2020 | MISO_IN_2_MISO_MO-IL | MISO_IN | MISO_MO-IL | Internal | Shoulder | B15 | 1203 | 5533 | 5173.72 | 59.17 | 59.19 | 0.01 | 0
2020 | MISO_IN_2_MISO_MO-IL | MISO_IN | MISO_MO-IL | Internal | Summer | B1 | 10 | 5533 | 4931.94 | 104.78 | 104.79 | 0.01 | 0
2020 | MISO_IN_2_MISO_MO-IL | MISO_IN | MISO_MO-IL | Internal | Summer | B2 | 25 | 5533 | 5533 | 100.46 | 103.81 | 0.01 | 3.34
2020 | MISO_IN_2_MISO_MO-IL | MISO_IN | MISO_MO-IL | Internal | Summer | B3 | 75 | 5533 | 5533 | 99.15 | 100.77 | 0.01 | 1.61
2020 | MISO_IN_2_MISO_MO-IL | MISO_IN | MISO_MO-IL | Internal | Summer | B4 | 100 | 5533 | 5533 | 84.92 | 100.77 | 0.01 | 15.85
2020 | MISO_IN_2_MISO_MO-IL | MISO_IN | MISO_MO-IL | Internal | Summer | B5 | 200 | 5533 | 5533 | 78.83 | 98.89 | 0.01 | 20.04
2020 | MISO_IN_2_MISO_MO-IL | MISO_IN | MISO_MO-IL | Internal | Summer | B6 | 300 | 5533 | 5533 | 64.34 | 78.34 | 0.01 | 13.99
2020 | MISO_IN_2_MISO_MO-IL | MISO_IN | MISO_MO-IL | Internal | Summer | B7 | 400 | 5533 | 5533 | 61.23 | 68.31 | 0.01 | 7.07
2020 | MISO_IN_2_MISO_MO-IL | MISO_IN | MISO_MO-IL | Internal | Summer | B8 | 500 | 5533 | 5533 | 60.13 | 63.17 | 0.01 | 3.03
2020 | MISO_IN_2_MISO_MO-IL | MISO_IN | MISO_MO-IL | Internal | Summer | B9 | 800 | 5533 | 5533 | 59.18 | 61.52 | 0.01 | 2.33
2020 | MISO_IN_2_MISO_MO-IL | MISO_IN | MISO_MO-IL | Internal | Summer | B10 | 1262 | 5533 | 5533 | 58.25 | 58.75 | 0.01 | 0.49
2020 | MISO_IN_2_MISO_MO-IL | MISO_IN | MISO_MO-IL | Internal | Winter | B16 | 25 | 5533 | 2969.8 | 81.66 | 81.67 | 0.01 | 0
2020 | MISO_IN_2_MISO_MO-IL | MISO_IN | MISO_MO-IL | Internal | Winter | B17 | 100 | 5533 | 3741.36 | 70.64 | 70.65 | 0.01 | 0
2020 | MISO_IN_2_MISO_MO-IL | MISO_IN | MISO_MO-IL | Internal | Winter | B18 | 400 | 5533 | 5157.41 | 68.99 | 69 | 0.01 | 0
2020 | MISO_IN_2_MISO_MO-IL | MISO_IN | MISO_MO-IL | Internal | Winter | B19 | 700 | 5533 | 5533 | 65.98 | 66.75 | 0.01 | 0.76
2020 | MISO_IN_2_MISO_MO-IL | MISO_IN | MISO_MO-IL | Internal | Winter | B20 | 935 | 5533 | 5517.24 | 60.82 | 60.83 | 0.01 | 0
2020 | MISO_IN_2_NonRTO_Midwest | MISO_IN | NonRTO_Midwest | Internal | Shoulder | B11 | 25 | 4800 | 976.25 | 77.2 | 85.2 | 8 | 0
2020 | MISO_IN_2_NonRTO_Midwest | MISO_IN | NonRTO_Midwest | Internal | Shoulder | B12 | 200 | 4800 | 451.08 | 70 | 78 | 8 | 0
2020 | MISO_IN_2_NonRTO_Midwest | MISO_IN | NonRTO_Midwest | Internal | Shoulder | B13 | 600 | 4800 | 0 | 66.31 | 69.01 | 8 | 0
2020 | MISO_IN_2_NonRTO_Midwest | MISO_IN | NonRTO_Midwest | Internal | Shoulder | B14 | 900 | 4800 | 0 | 62.63 | 65.99 | 8 | 0
2020 | MISO_IN_2_NonRTO_Midwest | MISO_IN | NonRTO_Midwest | Internal | Shoulder | B15 | 1203 | 4800 | 0 | 59.17 | 62.91 | 8 | 0
2020 | MISO_IN_2_NonRTO_Midwest | MISO_IN | NonRTO_Midwest | Internal | Summer | B1 | 10 | 4800 | 0 | 104.78 | 108.46 | 8 | 0
2020 | MISO_IN_2_NonRTO_Midwest | MISO_IN | NonRTO_Midwest | Internal | Summer | B2 | 25 | 4800 | 1497.15 | 100.46 | 108.46 | 8 | 0
2020 | MISO_IN_2_NonRTO_Midwest | MISO_IN | NonRTO_Midwest | Internal | Summer | B3 | 75 | 4800 | 1300.56 | 99.15 | 107.15 | 8 | 0
2020 | MISO_IN_2_NonRTO_Midwest | MISO_IN | NonRTO_Midwest | Internal | Summer | B4 | 100 | 4800 | 1544.71 | 84.92 | 92.92 | 8 | 0
2020 | MISO_IN_2_NonRTO_Midwest | MISO_IN | NonRTO_Midwest | Internal | Summer | B5 | 200 | 4800 | 1286.85 | 78.83 | 86.83 | 8 | 0
2020 | MISO_IN_2_NonRTO_Midwest | MISO_IN | NonRTO_Midwest | Internal | Summer | B6 | 300 | 4800 | 312.55 | 64.34 | 72.34 | 8 | 0
2020 | MISO_IN_2_NonRTO_Midwest | MISO_IN | NonRTO_Midwest | Internal | Summer | B7 | 400 | 4800 | 0 | 61.23 | 65.99 | 8 | 0
2020 | MISO_IN_2_NonRTO_Midwest | MISO_IN | NonRTO_Midwest | Internal | Summer | B8 | 500 | 4800 | 0 | 60.13 | 65.48 | 8 | 0
2020 | MISO_IN_2_NonRTO_Midwest | MISO_IN | NonRTO_Midwest | Internal | Summer | B9 | 800 | 4800 | 0 | 59.18 | 63.06 | 8 | 0
2020 | MISO_IN_2_NonRTO_Midwest | MISO_IN | NonRTO_Midwest | Internal | Summer | B10 | 1262 | 4800 | 0 | 58.25 | 61.91 | 8 | 0
2020 | MISO_IN_2_NonRTO_Midwest | MISO_IN | NonRTO_Midwest | Internal | Winter | B16 | 25 | 4800 | 2346.62 | 81.66 | 89.66 | 8 | 0
2020 | MISO_IN_2_NonRTO_Midwest | MISO_IN | NonRTO_Midwest | Internal | Winter | B17 | 100 | 4800 | 1336.45 | 70.64 | 78.64 | 8 | 0
2020 | MISO_IN_2_NonRTO_Midwest | MISO_IN | NonRTO_Midwest | Internal | Winter | B18 | 400 | 4800 | 479.76 | 68.99 | 76.99 | 8 | 0
2020 | MISO_IN_2_NonRTO_Midwest | MISO_IN | NonRTO_Midwest | Internal | Winter | B19 | 700 | 4800 | 0 | 65.98 | 65.99 | 8 | 0
2020 | MISO_IN_2_NonRTO_Midwest | MISO_IN | NonRTO_Midwest | Internal | Winter | B20 | 935 | 4800 | 0 | 60.82 | 65.48 | 8 | 0
2020 | MISO_IN_2_PJM_ROR | MISO_IN | PJM_ROR | Internal | Shoulder | B11 | 25 | 992 | 992 | 77.2 | 79.21 | 2 | 0.01
2020 | MISO_IN_2_PJM_ROR | MISO_IN | PJM_ROR | Internal | Shoulder | B12 | 200 | 992 | 992 | 70 | 72.01 | 2 | 0.01
2020 | MISO_IN_2_PJM_ROR | MISO_IN | PJM_ROR | Internal | Shoulder | B13 | 600 | 992 | 992 | 66.31 | 68.32 | 2 | 0.01
2020 | MISO_IN_2_PJM_ROR | MISO_IN | PJM_ROR | Internal | Shoulder | B14 | 900 | 992 | 992 | 62.63 | 65.25 | 2 | 0.62
2020 | MISO_IN_2_PJM_ROR | MISO_IN | PJM_ROR | Internal | Shoulder | B15 | 1203 | 992 | 992 | 59.17 | 61.19 | 2 | 0.01
2020 | MISO_IN_2_PJM_ROR | MISO_IN | PJM_ROR | Internal | Summer | B1 | 10 | 992 | 991.99 | 104.78 | 106.79 | 2 | 0.01
2020 | MISO_IN_2_PJM_ROR | MISO_IN | PJM_ROR | Internal | Summer | B2 | 25 | 992 | 714.73 | 100.46 | 102.46 | 2 | 0
2020 | MISO_IN_2_PJM_ROR | MISO_IN | PJM_ROR | Internal | Summer | B3 | 75 | 992 | 739.57 | 99.15 | 101.15 | 2 | 0
2020 | MISO_IN_2_PJM_ROR | MISO_IN | PJM_ROR | Internal | Summer | B4 | 100 | 992 | 992 | 84.92 | 95.28 | 2 | 8.36
2020 | MISO_IN_2_PJM_ROR | MISO_IN | PJM_ROR | Internal | Summer | B5 | 200 | 992 | 992 | 78.83 | 90.37 | 2 | 9.54
2020 | MISO_IN_2_PJM_ROR | MISO_IN | PJM_ROR | Internal | Summer | B6 | 300 | 992 | 992 | 64.34 | 76.34 | 2 | 10
2020 | MISO_IN_2_PJM_ROR | MISO_IN | PJM_ROR | Internal | Summer | B7 | 400 | 992 | 992 | 61.23 | 66.86 | 2 | 3.64
2020 | MISO_IN_2_PJM_ROR | MISO_IN | PJM_ROR | Internal | Summer | B8 | 500 | 992 | 992 | 60.13 | 64.14 | 2 | 2.01
2020 | MISO_IN_2_PJM_ROR | MISO_IN | PJM_ROR | Internal | Summer | B9 | 800 | 992 | 992 | 59.18 | 61.65 | 2 | 0.47
2020 | MISO_IN_2_PJM_ROR | MISO_IN | PJM_ROR | Internal | Summer | B10 | 1262 | 992 | 992 | 58.25 | 60.75 | 2 | 0.5
2020 | MISO_IN_2_PJM_ROR | MISO_IN | PJM_ROR | Internal | Winter | B16 | 25 | 992 | 992 | 81.66 | 86.15 | 2 | 2.49
2020 | MISO_IN_2_PJM_ROR | MISO_IN | PJM_ROR | Internal | Winter | B17 | 100 | 992 | 992 | 70.64 | 78.42 | 2 | 5.78
2020 | MISO_IN_2_PJM_ROR | MISO_IN | PJM_ROR | Internal | Winter | B18 | 400 | 992 | 992 | 68.99 | 71.15 | 2 | 0.16
2020 | MISO_IN_2_PJM_ROR | MISO_IN | PJM_ROR | Internal | Winter | B19 | 700 | 992 | 992 | 65.98 | 68.75 | 2 | 0.77
2020 | MISO_IN_2_PJM_ROR | MISO_IN | PJM_ROR | Internal | Winter | B20 | 935 | 992 | 992 | 60.82 | 62.83 | 2 | 0.01
2020 | MISO_MI_2_MISO_IN | MISO_MI | MISO_IN | Internal | Shoulder | B11 | 25 | 2066 | 0 | 77.21 | 77.2 | 0.01 | 0
2020 | MISO_MI_2_MISO_IN | MISO_MI | MISO_IN | Internal | Shoulder | B12 | 200 | 2066 | 0 | 70.01 | 70 | 0.01 | 0
2020 | MISO_MI_2_MISO_IN | MISO_MI | MISO_IN | Internal | Shoulder | B13 | 600 | 2066 | 0 | 66.32 | 66.31 | 0.01 | 0
2020 | MISO_MI_2_MISO_IN | MISO_MI | MISO_IN | Internal | Shoulder | B14 | 900 | 2066 | 0 | 62.67 | 62.63 | 0.01 | 0
2020 | MISO_MI_2_MISO_IN | MISO_MI | MISO_IN | Internal | Shoulder | B15 | 1203 | 2066 | 0 | 59.19 | 59.17 | 0.01 | 0
2020 | MISO_MI_2_MISO_IN | MISO_MI | MISO_IN | Internal | Summer | B1 | 10 | 2066 | 0 | 104.79 | 104.78 | 0.01 | 0
2020 | MISO_MI_2_MISO_IN | MISO_MI | MISO_IN | Internal | Summer | B2 | 25 | 2066 | 0 | 100.48 | 100.46 | 0.01 | 0
2020 | MISO_MI_2_MISO_IN | MISO_MI | MISO_IN | Internal | Summer | B3 | 75 | 2066 | 0 | 99.16 | 99.15 | 0.01 | 0
2020 | MISO_MI_2_MISO_IN | MISO_MI | MISO_IN | Internal | Summer | B4 | 100 | 2066 | 0 | 84.93 | 84.92 | 0.01 | 0
2020 | MISO_MI_2_MISO_IN | MISO_MI | MISO_IN | Internal | Summer | B5 | 200 | 2066 | 0 | 78.84 | 78.83 | 0.01 | 0
2020 | MISO_MI_2_MISO_IN | MISO_MI | MISO_IN | Internal | Summer | B6 | 300 | 2066 | 0 | 70.39 | 64.34 | 0.01 | 0
2020 | MISO_MI_2_MISO_IN | MISO_MI | MISO_IN | Internal | Summer | B7 | 400 | 2066 | 0 | 64.86 | 61.23 | 0.01 | 0
2020 | MISO_MI_2_MISO_IN | MISO_MI | MISO_IN | Internal | Summer | B8 | 500 | 2066 | 0 | 61.2 | 60.13 | 0.01 | 0
2020 | MISO_MI_2_MISO_IN | MISO_MI | MISO_IN | Internal | Summer | B9 | 800 | 2066 | 0 | 59.65 | 59.18 | 0.01 | 0
2020 | MISO_MI_2_MISO_IN | MISO_MI | MISO_IN | Internal | Summer | B10 | 1262 | 2066 | 0 | 58.26 | 58.25 | 0.01 | 0
2020 | MISO_MI_2_MISO_IN | MISO_MI | MISO_IN | Internal | Winter | B16 | 25 | 2066 | 0 | 81.67 | 81.66 | 0.01 | 0
2020 | MISO_MI_2_MISO_IN | MISO_MI | MISO_IN | Internal | Winter | B17 | 100 | 2066 | 0 | 70.65 | 70.64 | 0.01 | 0
2020 | MISO_MI_2_MISO_IN | MISO_MI | MISO_IN | Internal | Winter | B18 | 400 | 2066 | 0 | 69 | 68.99 | 0.01 | 0
2020 | MISO_MI_2_MISO_IN | MISO_MI | MISO_IN | Internal | Winter | B19 | 700 | 2066 | 0 | 65.99 | 65.98 | 0.01 | 0
2020 | MISO_MI_2_MISO_IN | MISO_MI | MISO_IN | Internal | Winter | B20 | 935 | 2066 | 0 | 60.83 | 60.82 | 0.01 | 0
2020 | MISO_MI_2_MISO_WUMS | MISO_MI | MISO_WUMS | Internal | Shoulder | B11 | 25 | 1440 | 0 | 77.21 | 77.2 | 0.01 | 0
2020 | MISO_MI_2_MISO_WUMS | MISO_MI | MISO_WUMS | Internal | Shoulder | B12 | 200 | 1440 | 0 | 70.01 | 70 | 0.01 | 0
2020 | MISO_MI_2_MISO_WUMS | MISO_MI | MISO_WUMS | Internal | Shoulder | B13 | 600 | 1440 | 0 | 66.32 | 66.31 | 0.01 | 0
2020 | MISO_MI_2_MISO_WUMS | MISO_MI | MISO_WUMS | Internal | Shoulder | B14 | 900 | 1440 | 0 | 62.67 | 62.66 | 0.01 | 0
2020 | MISO_MI_2_MISO_WUMS | MISO_MI | MISO_WUMS | Internal | Shoulder | B15 | 1203 | 1440 | 0 | 59.19 | 59.19 | 0.01 | 0
2020 | MISO_MI_2_MISO_WUMS | MISO_MI | MISO_WUMS | Internal | Summer | B1 | 10 | 1440 | 0 | 104.79 | 104.79 | 0.01 | 0
2020 | MISO_MI_2_MISO_WUMS | MISO_MI | MISO_WUMS | Internal | Summer | B2 | 25 | 1440 | 0 | 100.48 | 100.46 | 0.01 | 0
2020 | MISO_MI_2_MISO_WUMS | MISO_MI | MISO_WUMS | Internal | Summer | B3 | 75 | 1440 | 0 | 99.16 | 99.15 | 0.01 | 0
2020 | MISO_MI_2_MISO_WUMS | MISO_MI | MISO_WUMS | Internal | Summer | B4 | 100 | 1440 | 0 | 84.93 | 84.92 | 0.01 | 0
2020 | MISO_MI_2_MISO_WUMS | MISO_MI | MISO_WUMS | Internal | Summer | B5 | 200 | 1440 | 0 | 78.84 | 70.63 | 0.01 | 0
2020 | MISO_MI_2_MISO_WUMS | MISO_MI | MISO_WUMS | Internal | Summer | B6 | 300 | 1440 | 0 | 70.39 | 70.38 | 0.01 | 0
2020 | MISO_MI_2_MISO_WUMS | MISO_MI | MISO_WUMS | Internal | Summer | B7 | 400 | 1440 | 0 | 64.86 | 64.85 | 0.01 | 0
2020 | MISO_MI_2_MISO_WUMS | MISO_MI | MISO_WUMS | Internal | Summer | B8 | 500 | 1440 | 0 | 61.2 | 61.19 | 0.01 | 0
2020 | MISO_MI_2_MISO_WUMS | MISO_MI | MISO_WUMS | Internal | Summer | B9 | 800 | 1440 | 0 | 59.65 | 59.65 | 0.01 | 0
2020 | MISO_MI_2_MISO_WUMS | MISO_MI | MISO_WUMS | Internal | Summer | B10 | 1262 | 1440 | 0 | 58.26 | 58.25 | 0.01 | 0
2020 | MISO_MI_2_MISO_WUMS | MISO_MI | MISO_WUMS | Internal | Winter | B16 | 25 | 1440 | 0 | 81.67 | 81.65 | 0.01 | 0
2020 | MISO_MI_2_MISO_WUMS | MISO_MI | MISO_WUMS | Internal | Winter | B17 | 100 | 1440 | 0 | 70.65 | 70.63 | 0.01 | 0
2020 | MISO_MI_2_MISO_WUMS | MISO_MI | MISO_WUMS | Internal | Winter | B18 | 400 | 1440 | 0 | 69 | 68.99 | 0.01 | 0
2020 | MISO_MI_2_MISO_WUMS | MISO_MI | MISO_WUMS | Internal | Winter | B19 | 700 | 1440 | 0 | 65.99 | 65.98 | 0.01 | 0
2020 | MISO_MI_2_MISO_WUMS | MISO_MI | MISO_WUMS | Internal | Winter | B20 | 935 | 1440 | 0 | 60.83 | 60.83 | 0.01 | 0
2020 | MISO_MI_2_PJM_ROR | MISO_MI | PJM_ROR | Internal | Shoulder | B11 | 25 | 1424 | 1239.69 | 77.21 | 79.21 | 2 | 0
2020 | MISO_MI_2_PJM_ROR | MISO_MI | PJM_ROR | Internal | Shoulder | B12 | 200 | 1424 | 997.82 | 70.01 | 72.01 | 2 | 0
2020 | MISO_MI_2_PJM_ROR | MISO_MI | PJM_ROR | Internal | Shoulder | B13 | 600 | 1424 | 742.38 | 66.32 | 68.32 | 2 | 0
2020 | MISO_MI_2_PJM_ROR | MISO_MI | PJM_ROR | Internal | Shoulder | B14 | 900 | 1424 | 1424 | 62.67 | 65.25 | 2 | 0.57
2020 | MISO_MI_2_PJM_ROR | MISO_MI | PJM_ROR | Internal | Shoulder | B15 | 1203 | 1424 | 920.81 | 59.19 | 61.19 | 2 | 0
2020 | MISO_MI_2_PJM_ROR | MISO_MI | PJM_ROR | Internal | Summer | B1 | 10 | 1424 | 111.21 | 104.79 | 106.79 | 2 | 0
2020 | MISO_MI_2_PJM_ROR | MISO_MI | PJM_ROR | Internal | Summer | B2 | 25 | 1424 | 0 | 100.48 | 102.46 | 2 | 0
2020 | MISO_MI_2_PJM_ROR | MISO_MI | PJM_ROR | Internal | Summer | B3 | 75 | 1424 | 0 | 99.16 | 101.15 | 2 | 0
2020 | MISO_MI_2_PJM_ROR | MISO_MI | PJM_ROR | Internal | Summer | B4 | 100 | 1424 | 1424 | 84.93 | 95.28 | 2 | 8.35
2020 | MISO_MI_2_PJM_ROR | MISO_MI | PJM_ROR | Internal | Summer | B5 | 200 | 1424 | 1424 | 78.84 | 90.37 | 2 | 9.53
2020 | MISO_MI_2_PJM_ROR | MISO_MI | PJM_ROR | Internal | Summer | B6 | 300 | 1424 | 1424 | 70.39 | 76.34 | 2 | 3.95
2020 | MISO_MI_2_PJM_ROR | MISO_MI | PJM_ROR | Internal | Summer | B7 | 400 | 1424 | 767.23 | 64.86 | 66.86 | 2 | 0
2020 | MISO_MI_2_PJM_ROR | MISO_MI | PJM_ROR | Internal | Summer | B8 | 500 | 1424 | 1424 | 61.2 | 64.14 | 2 | 0.94
2020 | MISO_MI_2_PJM_ROR | MISO_MI | PJM_ROR | Internal | Summer | B9 | 800 | 1424 | 62.7 | 59.65 | 61.65 | 2 | 0
2020 | MISO_MI_2_PJM_ROR | MISO_MI | PJM_ROR | Internal | Summer | B10 | 1262 | 1424 | 1424 | 58.26 | 60.75 | 2 | 0.49
2020 | MISO_MI_2_PJM_ROR | MISO_MI | PJM_ROR | Internal | Winter | B16 | 25 | 1424 | 1424 | 81.67 | 86.15 | 2 | 2.48
2020 | MISO_MI_2_PJM_ROR | MISO_MI | PJM_ROR | Internal | Winter | B17 | 100 | 1424 | 1424 | 70.65 | 78.42 | 2 | 5.77
2020 | MISO_MI_2_PJM_ROR | MISO_MI | PJM_ROR | Internal | Winter | B18 | 400 | 1424 | 1424 | 69 | 71.15 | 2 | 0.15
2020 | MISO_MI_2_PJM_ROR | MISO_MI | PJM_ROR | Internal | Winter | B19 | 700 | 1424 | 1424 | 65.99 | 68.75 | 2 | 0.76
2020 | MISO_MI_2_PJM_ROR | MISO_MI | PJM_ROR | Internal | Winter | B20 | 935 | 1424 | 1128.91 | 60.83 | 62.83 | 2 | 0
2020 | MISO_MO-IL_2_ENT | MISO_MO-IL | ENT | Internal | Shoulder | B11 | 25 | 2540 | 0 | 77.21 | 77.21 | 8 | 0
2020 | MISO_MO-IL_2_ENT | MISO_MO-IL | ENT | Internal | Shoulder | B12 | 200 | 2540 | 0 | 70.01 | 68.27 | 8 | 0
2020 | MISO_MO-IL_2_ENT | MISO_MO-IL | ENT | Internal | Shoulder | B13 | 600 | 2540 | 0 | 66.32 | 67.77 | 8 | 0
2020 | MISO_MO-IL_2_ENT | MISO_MO-IL | ENT | Internal | Shoulder | B14 | 900 | 2540 | 0 | 63.25 | 65.51 | 8 | 0
2020 | MISO_MO-IL_2_ENT | MISO_MO-IL | ENT | Internal | Shoulder | B15 | 1203 | 2540 | 0 | 59.19 | 65.51 | 8 | 0
2020 | MISO_MO-IL_2_ENT | MISO_MO-IL | ENT | Internal | Summer | B1 | 10 | 2540 | 0 | 104.79 | 104.79 | 8 | 0
2020 | MISO_MO-IL_2_ENT | MISO_MO-IL | ENT | Internal | Summer | B2 | 25 | 2540 | 0 | 103.81 | 101.92 | 8 | 0
2020 | MISO_MO-IL_2_ENT | MISO_MO-IL | ENT | Internal | Summer | B3 | 75 | 2540 | 0 | 100.77 | 101.92 | 8 | 0
2020 | MISO_MO-IL_2_ENT | MISO_MO-IL | ENT | Internal | Summer | B4 | 100 | 2540 | 0 | 100.77 | 101.89 | 8 | 0
2020 | MISO_MO-IL_2_ENT | MISO_MO-IL | ENT | Internal | Summer | B5 | 200 | 2540 | 0 | 98.89 | 95.76 | 8 | 0
2020 | MISO_MO-IL_2_ENT | MISO_MO-IL | ENT | Internal | Summer | B6 | 300 | 2540 | 0 | 78.34 | 78.34 | 8 | 0
2020 | MISO_MO-IL_2_ENT | MISO_MO-IL | ENT | Internal | Summer | B7 | 400 | 2540 | 0 | 68.31 | 66.9 | 8 | 0
2020 | MISO_MO-IL_2_ENT | MISO_MO-IL | ENT | Internal | Summer | B8 | 500 | 2540 | 0 | 63.17 | 66.9 | 8 | 0
2020 | MISO_MO-IL_2_ENT | MISO_MO-IL | ENT | Internal | Summer | B9 | 800 | 2540 | 0 | 61.52 | 66.41 | 8 | 0
2020 | MISO_MO-IL_2_ENT | MISO_MO-IL | ENT | Internal | Summer | B10 | 1262 | 2540 | 0 | 58.75 | 64.19 | 8 | 0
2020 | MISO_MO-IL_2_ENT | MISO_MO-IL | ENT | Internal | Winter | B16 | 25 | 2540 | 0 | 81.67 | 75.81 | 8 | 0
2020 | MISO_MO-IL_2_ENT | MISO_MO-IL | ENT | Internal | Winter | B17 | 100 | 2540 | 0 | 70.65 | 70.47 | 8 | 0
2020 | MISO_MO-IL_2_ENT | MISO_MO-IL | ENT | Internal | Winter | B18 | 400 | 2540 | 0 | 69 | 69 | 8 | 0
2020 | MISO_MO-IL_2_ENT | MISO_MO-IL | ENT | Internal | Winter | B19 | 700 | 2540 | 0 | 66.75 | 68.12 | 8 | 0
2020 | MISO_MO-IL_2_ENT | MISO_MO-IL | ENT | Internal | Winter | B20 | 935 | 2540 | 0 | 60.83 | 68.12 | 8 | 0
2020 | MISO_MO-IL_2_MISO_IN | MISO_MO-IL | MISO_IN | Internal | Shoulder | B11 | 25 | 2633 | 0 | 77.21 | 77.2 | 0.01 | 0
2020 | MISO_MO-IL_2_MISO_IN | MISO_MO-IL | MISO_IN | Internal | Shoulder | B12 | 200 | 2633 | 0 | 70.01 | 70 | 0.01 | 0
2020 | MISO_MO-IL_2_MISO_IN | MISO_MO-IL | MISO_IN | Internal | Shoulder | B13 | 600 | 2633 | 0 | 66.32 | 66.31 | 0.01 | 0
2020 | MISO_MO-IL_2_MISO_IN | MISO_MO-IL | MISO_IN | Internal | Shoulder | B14 | 900 | 2633 | 0 | 63.25 | 62.63 | 0.01 | 0
2020 | MISO_MO-IL_2_MISO_IN | MISO_MO-IL | MISO_IN | Internal | Shoulder | B15 | 1203 | 2633 | 0 | 59.19 | 59.17 | 0.01 | 0
2020 | MISO_MO-IL_2_MISO_IN | MISO_MO-IL | MISO_IN | Internal | Summer | B1 | 10 | 2633 | 0 | 104.79 | 104.78 | 0.01 | 0
2020 | MISO_MO-IL_2_MISO_IN | MISO_MO-IL | MISO_IN | Internal | Summer | B2 | 25 | 2633 | 0 | 103.81 | 100.46 | 0.01 | 0
2020 | MISO_MO-IL_2_MISO_IN | MISO_MO-IL | MISO_IN | Internal | Summer | B3 | 75 | 2633 | 0 | 100.77 | 99.15 | 0.01 | 0
2020 | MISO_MO-IL_2_MISO_IN | MISO_MO-IL | MISO_IN | Internal | Summer | B4 | 100 | 2633 | 0 | 100.77 | 84.92 | 0.01 | 0
2020 | MISO_MO-IL_2_MISO_IN | MISO_MO-IL | MISO_IN | Internal | Summer | B5 | 200 | 2633 | 0 | 98.89 | 78.83 | 0.01 | 0
2020 | MISO_MO-IL_2_MISO_IN | MISO_MO-IL | MISO_IN | Internal | Summer | B6 | 300 | 2633 | 0 | 78.34 | 64.34 | 0.01 | 0
2020 | MISO_MO-IL_2_MISO_IN | MISO_MO-IL | MISO_IN | Internal | Summer | B7 | 400 | 2633 | 0 | 68.31 | 61.23 | 0.01 | 0
2020 | MISO_MO-IL_2_MISO_IN | MISO_MO-IL | MISO_IN | Internal | Summer | B8 | 500 | 2633 | 0 | 63.17 | 60.13 | 0.01 | 0
2020 | MISO_MO-IL_2_MISO_IN | MISO_MO-IL | MISO_IN | Internal | Summer | B9 | 800 | 2633 | 0 | 61.52 | 59.18 | 0.01 | 0
2020 | MISO_MO-IL_2_MISO_IN | MISO_MO-IL | MISO_IN | Internal | Summer | B10 | 1262 | 2633 | 0 | 58.75 | 58.25 | 0.01 | 0
2020 | MISO_MO-IL_2_MISO_IN | MISO_MO-IL | MISO_IN | Internal | Winter | B16 | 25 | 2633 | 0 | 81.67 | 81.66 | 0.01 | 0
2020 | MISO_MO-IL_2_MISO_IN | MISO_MO-IL | MISO_IN | Internal | Winter | B17 | 100 | 2633 | 0 | 70.65 | 70.64 | 0.01 | 0
2020 | MISO_MO-IL_2_MISO_IN | MISO_MO-IL | MISO_IN | Internal | Winter | B18 | 400 | 2633 | 0 | 69 | 68.99 | 0.01 | 0
2020 | MISO_MO-IL_2_MISO_IN | MISO_MO-IL | MISO_IN | Internal | Winter | B19 | 700 | 2633 | 0 | 66.75 | 65.98 | 0.01 | 0
2020 | MISO_MO-IL_2_MISO_IN | MISO_MO-IL | MISO_IN | Internal | Winter | B20 | 935 | 2633 | 0 | 60.83 | 60.82 | 0.01 | 0
2020 | MISO_MO-IL_2_MISO_W | MISO_MO-IL | MISO_W | Internal | Shoulder | B11 | 25 | 1075 | 0 | 77.21 | 77.21 | 0.01 | 0
2020 | MISO_MO-IL_2_MISO_W | MISO_MO-IL | MISO_W | Internal | Shoulder | B12 | 200 | 1075 | 0 | 70.01 | 70.01 | 0.01 | 0
2020 | MISO_MO-IL_2_MISO_W | MISO_MO-IL | MISO_W | Internal | Shoulder | B13 | 600 | 1075 | 0 | 66.32 | 66.32 | 0.01 | 0
2020 | MISO_MO-IL_2_MISO_W | MISO_MO-IL | MISO_W | Internal | Shoulder | B14 | 900 | 1075 | 1075 | 63.25 | 64.22 | 0.01 | 0.96
2020 | MISO_MO-IL_2_MISO_W | MISO_MO-IL | MISO_W | Internal | Shoulder | B15 | 1203 | 1075 | 1075 | 59.19 | 63.19 | 0.01 | 3.99
2020 | MISO_MO-IL_2_MISO_W | MISO_MO-IL | MISO_W | Internal | Summer | B1 | 10 | 1075 | 961.12 | 104.79 | 104.8 | 0.01 | 0
2020 | MISO_MO-IL_2_MISO_W | MISO_MO-IL | MISO_W | Internal | Summer | B2 | 25 | 1075 | 787.66 | 103.81 | 103.82 | 0.01 | 0
2020 | MISO_MO-IL_2_MISO_W | MISO_MO-IL | MISO_W | Internal | Summer | B3 | 75 | 1075 | 1075 | 100.77 | 103.82 | 0.01 | 3.04
2020 | MISO_MO-IL_2_MISO_W | MISO_MO-IL | MISO_W | Internal | Summer | B4 | 100 | 1075 | 1075 | 100.77 | 101.89 | 0.01 | 1.1
2020 | MISO_MO-IL_2_MISO_W | MISO_MO-IL | MISO_W | Internal | Summer | B5 | 200 | 1075 | 774.27 | 98.89 | 98.9 | 0.01 | 0
2020 | MISO_MO-IL_2_MISO_W | MISO_MO-IL | MISO_W | Internal | Summer | B6 | 300 | 1075 | 34.82 | 78.34 | 78.36 | 0.01 | 0
2020 | MISO_MO-IL_2_MISO_W | MISO_MO-IL | MISO_W | Internal | Summer | B7 | 400 | 1075 | 125.75 | 68.31 | 68.33 | 0.01 | 0
2020 | MISO_MO-IL_2_MISO_W | MISO_MO-IL | MISO_W | Internal | Summer | B8 | 500 | 1075 | 383.35 | 63.17 | 63.19 | 0.01 | 0
2020 | MISO_MO-IL_2_MISO_W | MISO_MO-IL | MISO_W | Internal | Summer | B9 | 800 | 1075 | 1075 | 61.52 | 62.7 | 0.01 | 1.17
2020 | MISO_MO-IL_2_MISO_W | MISO_MO-IL | MISO_W | Internal | Summer | B10 | 1262 | 1075 | 1075 | 58.75 | 62.67 | 0.01 | 3.91
2020 | MISO_MO-IL_2_MISO_W | MISO_MO-IL | MISO_W | Internal | Winter | B16 | 25 | 1075 | 0 | 81.67 | 81.66 | 0.01 | 0
2020 | MISO_MO-IL_2_MISO_W | MISO_MO-IL | MISO_W | Internal | Winter | B17 | 100 | 1075 | 0 | 70.65 | 70.64 | 0.01 | 0
2020 | MISO_MO-IL_2_MISO_W | MISO_MO-IL | MISO_W | Internal | Winter | B18 | 400 | 1075 | 0 | 69 | 69 | 0.01 | 0
2020 | MISO_MO-IL_2_MISO_W | MISO_MO-IL | MISO_W | Internal | Winter | B19 | 700 | 1075 | 1075 | 66.75 | 67.3 | 0.01 | 0.54
2020 | MISO_MO-IL_2_MISO_W | MISO_MO-IL | MISO_W | Internal | Winter | B20 | 935 | 1075 | 1075 | 60.83 | 64.7 | 0.01 | 3.85
2020 | MISO_MO-IL_2_PJM_ROR | MISO_MO-IL | PJM_ROR | Internal | Shoulder | B11 | 25 | 1212 | 33.33 | 77.21 | 79.21 | 2 | 0
2020 | MISO_MO-IL_2_PJM_ROR | MISO_MO-IL | PJM_ROR | Internal | Shoulder | B12 | 200 | 1212 | 605.36 | 70.01 | 72.01 | 2 | 0
2020 | MISO_MO-IL_2_PJM_ROR | MISO_MO-IL | PJM_ROR | Internal | Shoulder | B13 | 600 | 1212 | 383.63 | 66.32 | 68.32 | 2 | 0
2020 | MISO_MO-IL_2_PJM_ROR | MISO_MO-IL | PJM_ROR | Internal | Shoulder | B14 | 900 | 1212 | 81.2 | 63.25 | 65.25 | 2 | 0
2020 | MISO_MO-IL_2_PJM_ROR | MISO_MO-IL | PJM_ROR | Internal | Shoulder | B15 | 1203 | 1212 | 89.85 | 59.19 | 61.19 | 2 | 0
2020 | MISO_MO-IL_2_PJM_ROR | MISO_MO-IL | PJM_ROR | Internal | Summer | B1 | 10 | 1212 | 93.11 | 104.79 | 106.79 | 2 | 0
2020 | MISO_MO-IL_2_PJM_ROR | MISO_MO-IL | PJM_ROR | Internal | Summer | B2 | 25 | 1212 | 0 | 103.81 | 102.46 | 2 | 0
2020 | MISO_MO-IL_2_PJM_ROR | MISO_MO-IL | PJM_ROR | Internal | Summer | B3 | 75 | 1212 | 0 | 100.77 | 101.15 | 2 | 0
2020 | MISO_MO-IL_2_PJM_ROR | MISO_MO-IL | PJM_ROR | Internal | Summer | B4 | 100 | 1212 | 0 | 100.77 | 95.28 | 2 | 0
2020 | MISO_MO-IL_2_PJM_ROR | MISO_MO-IL | PJM_ROR | Internal | Summer | B5 | 200 | 1212 | 0 | 98.89 | 90.37 | 2 | 0
2020 | MISO_MO-IL_2_PJM_ROR | MISO_MO-IL | PJM_ROR | Internal | Summer | B6 | 300 | 1212 | 0 | 78.34 | 76.34 | 2 | 0
2020 | MISO_MO-IL_2_PJM_ROR | MISO_MO-IL | PJM_ROR | Internal | Summer | B7 | 400 | 1212 | 0 | 68.31 | 66.86 | 2 | 0
2020 | MISO_MO-IL_2_PJM_ROR | MISO_MO-IL | PJM_ROR | Internal | Summer | B8 | 500 | 1212 | 0 | 63.17 | 64.14 | 2 | 0
2020 | MISO_MO-IL_2_PJM_ROR | MISO_MO-IL | PJM_ROR | Internal | Summer | B9 | 800 | 1212 | 0 | 61.52 | 61.65 | 2 | 0
2020 | MISO_MO-IL_2_PJM_ROR | MISO_MO-IL | PJM_ROR | Internal | Summer | B10 | 1262 | 1212 | 682.3 | 58.75 | 60.75 | 2 | 0
2020 | MISO_MO-IL_2_PJM_ROR | MISO_MO-IL | PJM_ROR | Internal | Winter | B16 | 25 | 1212 | 1212 | 81.67 | 86.15 | 2 | 2.48
2020 | MISO_MO-IL_2_PJM_ROR | MISO_MO-IL | PJM_ROR | Internal | Winter | B17 | 100 | 1212 | 1212 | 70.65 | 78.42 | 2 | 5.77
2020 | MISO_MO-IL_2_PJM_ROR | MISO_MO-IL | PJM_ROR | Internal | Winter | B18 | 400 | 1212 | 1212 | 69 | 71.15 | 2 | 0.15
2020 | MISO_MO-IL_2_PJM_ROR | MISO_MO-IL | PJM_ROR | Internal | Winter | B19 | 700 | 1212 | 5.38 | 66.75 | 68.75 | 2 | 0
2020 | MISO_MO-IL_2_PJM_ROR | MISO_MO-IL | PJM_ROR | Internal | Winter | B20 | 935 | 1212 | 9.91 | 60.83 | 62.83 | 2 | 0
2020 | MISO_MO-IL_2_TVA_Transmission | MISO_MO-IL | TVA_Transmission | Internal | Shoulder | B11 | 25 | 4000 | 0 | 77.21 | 84.05 | 8 | 0
2020 | MISO_MO-IL_2_TVA_Transmission | MISO_MO-IL | TVA_Transmission | Internal | Shoulder | B12 | 200 | 4000 | 0 | 70.01 | 72.64 | 8 | 0
2020 | MISO_MO-IL_2_TVA_Transmission | MISO_MO-IL | TVA_Transmission | Internal | Shoulder | B13 | 600 | 4000 | 0 | 66.32 | 69.68 | 8 | 0
2020 | MISO_MO-IL_2_TVA_Transmission | MISO_MO-IL | TVA_Transmission | Internal | Shoulder | B14 | 900 | 4000 | 0 | 63.25 | 68.45 | 8 | 0
2020 | MISO_MO-IL_2_TVA_Transmission | MISO_MO-IL | TVA_Transmission | Internal | Shoulder | B15 | 1203 | 4000 | 0 | 59.19 | 67.06 | 8 | 0
2020 | MISO_MO-IL_2_TVA_Transmission | MISO_MO-IL | TVA_Transmission | Internal | Summer | B1 | 10 | 4000 | 185.8 | 104.79 | 112.79 | 8 | 0
2020 | MISO_MO-IL_2_TVA_Transmission | MISO_MO-IL | TVA_Transmission | Internal | Summer | B2 | 25 | 4000 | 0 | 103.81 | 108.46 | 8 | 0
2020 | MISO_MO-IL_2_TVA_Transmission | MISO_MO-IL | TVA_Transmission | Internal | Summer | B3 | 75 | 4000 | 0 | 100.77 | 107.15 | 8 | 0
2020 | MISO_MO-IL_2_TVA_Transmission | MISO_MO-IL | TVA_Transmission | Internal | Summer | B4 | 100 | 4000 | 0 | 100.77 | 100.92 | 8 | 0
2020 | MISO_MO-IL_2_TVA_Transmission | MISO_MO-IL | TVA_Transmission | Internal | Summer | B5 | 200 | 4000 | 0 | 98.89 | 94.83 | 8 | 0
2020 | MISO_MO-IL_2_TVA_Transmission | MISO_MO-IL | TVA_Transmission | Internal | Summer | B6 | 300 | 4000 | 0 | 78.34 | 80.34 | 8 | 0
2020 | MISO_MO-IL_2_TVA_Transmission | MISO_MO-IL | TVA_Transmission | Internal | Summer | B7 | 400 | 4000 | 0 | 68.31 | 71.64 | 8 | 0
2020 | MISO_MO-IL_2_TVA_Transmission | MISO_MO-IL | TVA_Transmission | Internal | Summer | B8 | 500 | 4000 | 0 | 63.17 | 68.14 | 8 | 0
2020 | MISO_MO-IL_2_TVA_Transmission | MISO_MO-IL | TVA_Transmission | Internal | Summer | B9 | 800 | 4000 | 0 | 61.52 | 66.54 | 8 | 0
2020 | MISO_MO-IL_2_TVA_Transmission | MISO_MO-IL | TVA_Transmission | Internal | Summer | B10 | 1262 | 4000 | 0 | 58.75 | 64.34 | 8 | 0
2020 | MISO_MO-IL_2_TVA_Transmission | MISO_MO-IL | TVA_Transmission | Internal | Winter | B16 | 25 | 4000 | 0 | 81.67 | 83.81 | 8 | 0
2020 | MISO_MO-IL_2_TVA_Transmission | MISO_MO-IL | TVA_Transmission | Internal | Winter | B17 | 100 | 4000 | 0 | 70.65 | 76.65 | 8 | 0
2020 | MISO_MO-IL_2_TVA_Transmission | MISO_MO-IL | TVA_Transmission | Internal | Winter | B18 | 400 | 4000 | 0 | 69 | 72.67 | 8 | 0
2020 | MISO_MO-IL_2_TVA_Transmission | MISO_MO-IL | TVA_Transmission | Internal | Winter | B19 | 700 | 4000 | 0 | 66.75 | 70.88 | 8 | 0
2020 | MISO_MO-IL_2_TVA_Transmission | MISO_MO-IL | TVA_Transmission | Internal | Winter | B20 | 935 | 4000 | 10.14 | 60.83 | 68.83 | 8 | 0
2020 | MISO_W_2_MAPP_CA | MISO_W | MAPP_CA | Internal | Shoulder | B11 | 25 | 926 | 0 | 77.21 | 63.21 | 0.01 | 0
2020 | MISO_W_2_MAPP_CA | MISO_W | MAPP_CA | Internal | Shoulder | B12 | 200 | 926 | 0 | 70.01 | 70 | 0.01 | 0
2020 | MISO_W_2_MAPP_CA | MISO_W | MAPP_CA | Internal | Shoulder | B13 | 600 | 926 | 0 | 66.32 | 66.31 | 0.01 | 0
2020 | MISO_W_2_MAPP_CA | MISO_W | MAPP_CA | Internal | Shoulder | B14 | 900 | 926 | 0 | 64.22 | 64.21 | 0.01 | 0
2020 | MISO_W_2_MAPP_CA | MISO_W | MAPP_CA | Internal | Shoulder | B15 | 1203 | 926 | 719.58 | 63.19 | 63.2 | 0.01 | 0
2020 | MISO_W_2_MAPP_CA | MISO_W | MAPP_CA | Internal | Summer | B1 | 10 | 926 | 0 | 104.8 | 90.8 | 0.01 | 0
2020 | MISO_W_2_MAPP_CA | MISO_W | MAPP_CA | Internal | Summer | B2 | 25 | 926 | 0 | 103.82 | 89.86 | 0.01 | 0
2020 | MISO_W_2_MAPP_CA | MISO_W | MAPP_CA | Internal | Summer | B3 | 75 | 926 | 0 | 103.82 | 89.86 | 0.01 | 0
2020 | MISO_W_2_MAPP_CA | MISO_W | MAPP_CA | Internal | Summer | B4 | 100 | 926 | 0 | 101.89 | 89.86 | 0.01 | 0
2020 | MISO_W_2_MAPP_CA | MISO_W | MAPP_CA | Internal | Summer | B5 | 200 | 926 | 0 | 98.9 | 89.86 | 0.01 | 0
2020 | MISO_W_2_MAPP_CA | MISO_W | MAPP_CA | Internal | Summer | B6 | 300 | 926 | 0 | 78.36 | 78.34 | 0.01 | 0
2020 | MISO_W_2_MAPP_CA | MISO_W | MAPP_CA | Internal | Summer | B7 | 400 | 926 | 0 | 68.33 | 68.31 | 0.01 | 0
2020 | MISO_W_2_MAPP_CA | MISO_W | MAPP_CA | Internal | Summer | B8 | 500 | 926 | 0 | 63.19 | 62.68 | 0.01 | 0
2020 | MISO_W_2_MAPP_CA | MISO_W | MAPP_CA | Internal | Summer | B9 | 800 | 926 | 0 | 62.7 | 62.68 | 0.01 | 0
2020 | MISO_W_2_MAPP_CA | MISO_W | MAPP_CA | Internal | Summer | B10 | 1262 | 926 | 638.13 | 62.67 | 62.68 | 0.01 | 0
2020 | MISO_W_2_MAPP_CA | MISO_W | MAPP_CA | Internal | Winter | B16 | 25 | 926 | 0 | 81.66 | 81.65 | 0.01 | 0
2020 | MISO_W_2_MAPP_CA | MISO_W | MAPP_CA | Internal | Winter | B17 | 100 | 926 | 0 | 70.64 | 70.63 | 0.01 | 0
2020 | MISO_W_2_MAPP_CA | MISO_W | MAPP_CA | Internal | Winter | B18 | 400 | 926 | 0 | 69 | 68.99 | 0.01 | 0
2020 | MISO_W_2_MAPP_CA | MISO_W | MAPP_CA | Internal | Winter | B19 | 700 | 926 | 0 | 67.3 | 67.29 | 0.01 | 0
2020 | MISO_W_2_MAPP_CA | MISO_W | MAPP_CA | Internal | Winter | B20 | 935 | 926 | 926 | 64.7 | 67.29 | 0.01 | 2.58
2020 | MISO_W_2_MISO_MO-IL | MISO_W | MISO_MO-IL | Internal | Shoulder | B11 | 25 | 3915 | 0 | 77.21 | 77.21 | 0.01 | 0
2020 | MISO_W_2_MISO_MO-IL | MISO_W | MISO_MO-IL | Internal | Shoulder | B12 | 200 | 3915 | 0 | 70.01 | 70.01 | 0.01 | 0
2020 | MISO_W_2_MISO_MO-IL | MISO_W | MISO_MO-IL | Internal | Shoulder | B13 | 600 | 3915 | 0 | 66.32 | 66.32 | 0.01 | 0
2020 | MISO_W_2_MISO_MO-IL | MISO_W | MISO_MO-IL | Internal | Shoulder | B14 | 900 | 3915 | 0 | 64.22 | 63.25 | 0.01 | 0
2020 | MISO_W_2_MISO_MO-IL | MISO_W | MISO_MO-IL | Internal | Shoulder | B15 | 1203 | 3915 | 0 | 63.19 | 59.19 | 0.01 | 0
2020 | MISO_W_2_MISO_MO-IL | MISO_W | MISO_MO-IL | Internal | Summer | B1 | 10 | 3915 | 0 | 104.8 | 104.79 | 0.01 | 0
2020 | MISO_W_2_MISO_MO-IL | MISO_W | MISO_MO-IL | Internal | Summer | B2 | 25 | 3915 | 0 | 103.82 | 103.81 | 0.01 | 0
2020 | MISO_W_2_MISO_MO-IL | MISO_W | MISO_MO-IL | Internal | Summer | B3 | 75 | 3915 | 0 | 103.82 | 100.77 | 0.01 | 0
2020 | MISO_W_2_MISO_MO-IL | MISO_W | MISO_MO-IL | Internal | Summer | B4 | 100 | 3915 | 0 | 101.89 | 100.77 | 0.01 | 0
2020 | MISO_W_2_MISO_MO-IL | MISO_W | MISO_MO-IL | Internal | Summer | B5 | 200 | 3915 | 0 | 98.9 | 98.89 | 0.01 | 0
2020 | MISO_W_2_MISO_MO-IL | MISO_W | MISO_MO-IL | Internal | Summer | B6 | 300 | 3915 | 0 | 78.36 | 78.34 | 0.01 | 0
2020 | MISO_W_2_MISO_MO-IL | MISO_W | MISO_MO-IL | Internal | Summer | B7 | 400 | 3915 | 0 | 68.33 | 68.31 | 0.01 | 0
2020 | MISO_W_2_MISO_MO-IL | MISO_W | MISO_MO-IL | Internal | Summer | B8 | 500 | 3915 | 0 | 63.19 | 63.17 | 0.01 | 0
2020 | MISO_W_2_MISO_MO-IL | MISO_W | MISO_MO-IL | Internal | Summer | B9 | 800 | 3915 | 0 | 62.7 | 61.52 | 0.01 | 0
2020 | MISO_W_2_MISO_MO-IL | MISO_W | MISO_MO-IL | Internal | Summer | B10 | 1262 | 3915 | 0 | 62.67 | 58.75 | 0.01 | 0
2020 | MISO_W_2_MISO_MO-IL | MISO_W | MISO_MO-IL | Internal | Winter | B16 | 25 | 3915 | 2379.61 | 81.66 | 81.67 | 0.01 | 0
2020 | MISO_W_2_MISO_MO-IL | MISO_W | MISO_MO-IL | Internal | Winter | B17 | 100 | 3915 | 853.28 | 70.64 | 70.65 | 0.01 | 0
2020 | MISO_W_2_MISO_MO-IL | MISO_W | MISO_MO-IL | Internal | Winter | B18 | 400 | 3915 | 0 | 69 | 69 | 0.01 | 0
2020 | MISO_W_2_MISO_MO-IL | MISO_W | MISO_MO-IL | Internal | Winter | B19 | 700 | 3915 | 0 | 67.3 | 66.75 | 0.01 | 0
2020 | MISO_W_2_MISO_MO-IL | MISO_W | MISO_MO-IL | Internal | Winter | B20 | 935 | 3915 | 0 | 64.7 | 60.83 | 0.01 | 0
2020 | MISO_W_2_MISO_WUMS | MISO_W | MISO_WUMS | Internal | Shoulder | B11 | 25 | 1732 | 0 | 77.21 | 77.2 | 0.01 | 0
2020 | MISO_W_2_MISO_WUMS | MISO_W | MISO_WUMS | Internal | Shoulder | B12 | 200 | 1732 | 0 | 70.01 | 70 | 0.01 | 0
2020 | MISO_W_2_MISO_WUMS | MISO_W | MISO_WUMS | Internal | Shoulder | B13 | 600 | 1732 | 0 | 66.32 | 66.31 | 0.01 | 0
2020 | MISO_W_2_MISO_WUMS | MISO_W | MISO_WUMS | Internal | Shoulder | B14 | 900 | 1732 | 0 | 64.22 | 62.66 | 0.01 | 0
2020 | MISO_W_2_MISO_WUMS | MISO_W | MISO_WUMS | Internal | Shoulder | B15 | 1203 | 1732 | 0 | 63.19 | 59.19 | 0.01 | 0
2020 | MISO_W_2_MISO_WUMS | MISO_W | MISO_WUMS | Internal | Summer | B1 | 10 | 1732 | 0 | 104.8 | 104.79 | 0.01 | 0
2020 | MISO_W_2_MISO_WUMS | MISO_W | MISO_WUMS | Internal | Summer | B2 | 25 | 1732 | 0 | 103.82 | 100.46 | 0.01 | 0
2020 | MISO_W_2_MISO_WUMS | MISO_W | MISO_WUMS | Internal | Summer | B3 | 75 | 1732 | 0 | 103.82 | 99.15 | 0.01 | 0
2020 | MISO_W_2_MISO_WUMS | MISO_W | MISO_WUMS | Internal | Summer | B4 | 100 | 1732 | 0 | 101.89 | 84.92 | 0.01 | 0
2020 | MISO_W_2_MISO_WUMS | MISO_W | MISO_WUMS | Internal | Summer | B5 | 200 | 1732 | 0 | 98.9 | 70.63 | 0.01 | 0
2020 | MISO_W_2_MISO_WUMS | MISO_W | MISO_WUMS | Internal | Summer | B6 | 300 | 1732 | 0 | 78.36 | 70.38 | 0.01 | 0
2020 | MISO_W_2_MISO_WUMS | MISO_W | MISO_WUMS | Internal | Summer | B7 | 400 | 1732 | 0 | 68.33 | 64.85 | 0.01 | 0
2020 | MISO_W_2_MISO_WUMS | MISO_W | MISO_WUMS | Internal | Summer | B8 | 500 | 1732 | 0 | 63.19 | 61.19 | 0.01 | 0
2020 | MISO_W_2_MISO_WUMS | MISO_W | MISO_WUMS | Internal | Summer | B9 | 800 | 1732 | 0 | 62.7 | 59.65 | 0.01 | 0
2020 | MISO_W_2_MISO_WUMS | MISO_W | MISO_WUMS | Internal | Summer | B10 | 1262 | 1732 | 0 | 62.67 | 58.25 | 0.01 | 0
2020 | MISO_W_2_MISO_WUMS | MISO_W | MISO_WUMS | Internal | Winter | B16 | 25 | 1732 | 0 | 81.66 | 81.65 | 0.01 | 0
2020 | MISO_W_2_MISO_WUMS | MISO_W | MISO_WUMS | Internal | Winter | B17 | 100 | 1732 | 0 | 70.64 | 70.63 | 0.01 | 0
2020 | MISO_W_2_MISO_WUMS | MISO_W | MISO_WUMS | Internal | Winter | B18 | 400 | 1732 | 0 | 69 | 68.99 | 0.01 | 0
2020 | MISO_W_2_MISO_WUMS | MISO_W | MISO_WUMS | Internal | Winter | B19 | 700 | 1732 | 0 | 67.3 | 65.98 | 0.01 | 0
2020 | MISO_W_2_MISO_WUMS | MISO_W | MISO_WUMS | Internal | Winter | B20 | 935 | 1732 | 0 | 64.7 | 60.83 | 0.01 | 0
2020 | MISO_W_2_NE | MISO_W | NE | Internal | Shoulder | B11 | 25 | 2800 | 0 | 77.21 | 72.22 | 7 | 0
2020 | MISO_W_2_NE | MISO_W | NE | Internal | Shoulder | B12 | 200 | 2800 | 0 | 70.01 | 65.35 | 7 | 0
2020 | MISO_W_2_NE | MISO_W | NE | Internal | Shoulder | B13 | 600 | 2800 | 0 | 66.32 | 62.78 | 7 | 0
2020 | MISO_W_2_NE | MISO_W | NE | Internal | Shoulder | B14 | 900 | 2800 | 0 | 64.22 | 60.02 | 7 | 0
2020 | MISO_W_2_NE | MISO_W | NE | Internal | Shoulder | B15 | 1203 | 2800 | 0 | 63.19 | 58.19 | 7 | 0
2020 | MISO_W_2_NE | MISO_W | NE | Internal | Summer | B1 | 10 | 2800 | 0 | 104.8 | 104.8 | 7 | 0
2020 | MISO_W_2_NE | MISO_W | NE | Internal | Summer | B2 | 25 | 2800 | 0 | 103.82 | 103.82 | 7 | 0
2020 | MISO_W_2_NE | MISO_W | NE | Internal | Summer | B3 | 75 | 2800 | 0 | 103.82 | 103.82 | 7 | 0
2020 | MISO_W_2_NE | MISO_W | NE | Internal | Summer | B4 | 100 | 2800 | 0 | 101.89 | 101.89 | 7 | 0
2020 | MISO_W_2_NE | MISO_W | NE | Internal | Summer | B5 | 200 | 2800 | 0 | 98.9 | 98.9 | 7 | 0
2020 | MISO_W_2_NE | MISO_W | NE | Internal | Summer | B6 | 300 | 2800 | 0 | 78.36 | 76.58 | 7 | 0
2020 | MISO_W_2_NE | MISO_W | NE | Internal | Summer | B7 | 400 | 2800 | 0 | 68.33 | 67.97 | 7 | 0
2020 | MISO_W_2_NE | MISO_W | NE | Internal | Summer | B8 | 500 | 2800 | 0 | 63.19 | 63.58 | 7 | 0
2020 | MISO_W_2_NE | MISO_W | NE | Internal | Summer | B9 | 800 | 2800 | 0 | 62.7 | 62.7 | 7 | 0
2020 | MISO_W_2_NE | MISO_W | NE | Internal | Summer | B10 | 1262 | 2800 | 0 | 62.67 | 59.2 | 7 | 0
2020 | MISO_W_2_NE | MISO_W | NE | Internal | Winter | B16 | 25 | 2800 | 0 | 81.66 | 72.69 | 7 | 0
2020 | MISO_W_2_NE | MISO_W | NE | Internal | Winter | B17 | 100 | 2800 | 0 | 70.64 | 67.5 | 7 | 0
2020 | MISO_W_2_NE | MISO_W | NE | Internal | Winter | B18 | 400 | 2800 | 0 | 69 | 64.02 | 7 | 0
2020 | MISO_W_2_NE | MISO_W | NE | Internal | Winter | B19 | 700 | 2800 | 0 | 67.3 | 64 | 7 | 0
2020 | MISO_W_2_NE | MISO_W | NE | Internal | Winter | B20 | 935 | 2800 | 0 | 64.7 | 59.71 | 7 | 0
2020 | MISO_W_2_PJM_ROR | MISO_W | PJM_ROR | Internal | Shoulder | B11 | 25 | 773 | 36.02 | 77.21 | 79.21 | 2 | 0
2020 | MISO_W_2_PJM_ROR | MISO_W | PJM_ROR | Internal | Shoulder | B12 | 200 | 773 | 293.3 | 70.01 | 72.01 | 2 | 0
2020 | MISO_W_2_PJM_ROR | MISO_W | PJM_ROR | Internal | Shoulder | B13 | 600 | 773 | 314.12 | 66.32 | 68.32 | 2 | 0
2020 | MISO_W_2_PJM_ROR | MISO_W | PJM_ROR | Internal | Shoulder | B14 | 900 | 773 | 0 | 64.22 | 65.25 | 2 | 0
2020 | MISO_W_2_PJM_ROR | MISO_W | PJM_ROR | Internal | Shoulder | B15 | 1203 | 773 | 0 | 63.19 | 61.19 | 2 | 0
2020 | MISO_W_2_PJM_ROR | MISO_W | PJM_ROR | Internal | Summer | B1 | 10 | 773 | 0 | 104.8 | 106.79 | 2 | 0
2020 | MISO_W_2_PJM_ROR | MISO_W | PJM_ROR | Internal | Summer | B2 | 25 | 773 | 0 | 103.82 | 102.46 | 2 | 0
2020 | MISO_W_2_PJM_ROR | MISO_W | PJM_ROR | Internal | Summer | B3 | 75 | 773 | 0 | 103.82 | 101.15 | 2 | 0
2020 | MISO_W_2_PJM_ROR | MISO_W | PJM_ROR | Internal | Summer | B4 | 100 | 773 | 0 | 101.89 | 95.28 | 2 | 0
2020 | MISO_W_2_PJM_ROR | MISO_W | PJM_ROR | Internal | Summer | B5 | 200 | 773 | 0 | 98.9 | 90.37 | 2 | 0
2020 | MISO_W_2_PJM_ROR | MISO_W | PJM_ROR | Internal | Summer | B6 | 300 | 773 | 0 | 78.36 | 76.34 | 2 | 0
2020 | MISO_W_2_PJM_ROR | MISO_W | PJM_ROR | Internal | Summer | B7 | 400 | 773 | 0 | 68.33 | 66.86 | 2 | 0
2020 | MISO_W_2_PJM_ROR | MISO_W | PJM_ROR | Internal | Summer | B8 | 500 | 773 | 0 | 63.19 | 64.14 | 2 | 0
2020 | MISO_W_2_PJM_ROR | MISO_W | PJM_ROR | Internal | Summer | B9 | 800 | 773 | 0 | 62.7 | 61.65 | 2 | 0
2020 | MISO_W_2_PJM_ROR | MISO_W | PJM_ROR | Internal | Summer | B10 | 1262 | 773 | 0 | 62.67 | 60.75 | 2 | 0
2020 | MISO_W_2_PJM_ROR | MISO_W | PJM_ROR | Internal | Winter | B16 | 25 | 773 | 773 | 81.66 | 86.15 | 2 | 2.49
2020 | MISO_W_2_PJM_ROR | MISO_W | PJM_ROR | Internal | Winter | B17 | 100 | 773 | 773 | 70.64 | 78.42 | 2 | 5.78
2020 | MISO_W_2_PJM_ROR | MISO_W | PJM_ROR | Internal | Winter | B18 | 400 | 773 | 773 | 69 | 71.15 | 2 | 0.15
2020 | MISO_W_2_PJM_ROR | MISO_W | PJM_ROR | Internal | Winter | B19 | 700 | 773 | 0 | 67.3 | 68.75 | 2 | 0
2020 | MISO_W_2_PJM_ROR | MISO_W | PJM_ROR | Internal | Winter | B20 | 935 | 773 | 0 | 64.7 | 62.83 | 2 | 0
2020 | MISO_W_2_SPP_N | MISO_W | SPP_N | Internal | Shoulder | B11 | 25 | 3200 | 0 | 77.21 | 72.21 | 7 | 0
2020 | MISO_W_2_SPP_N | MISO_W | SPP_N | Internal | Shoulder | B12 | 200 | 3200 | 0 | 70.01 | 65.01 | 7 | 0
2020 | MISO_W_2_SPP_N | MISO_W | SPP_N | Internal | Shoulder | B13 | 600 | 3200 | 0 | 66.32 | 62.77 | 7 | 0
2020 | MISO_W_2_SPP_N | MISO_W | SPP_N | Internal | Shoulder | B14 | 900 | 3200 | 0 | 64.22 | 59.22 | 7 | 0
2020 | MISO_W_2_SPP_N | MISO_W | SPP_N | Internal | Shoulder | B15 | 1203 | 3200 | 0 | 63.19 | 57 | 7 | 0
2020 | MISO_W_2_SPP_N | MISO_W | SPP_N | Internal | Summer | B1 | 10 | 3200 | 0 | 104.8 | 99.79 | 7 | 0
2020 | MISO_W_2_SPP_N | MISO_W | SPP_N | Internal | Summer | B2 | 25 | 3200 | 0 | 103.82 | 98.82 | 7 | 0
2020 | MISO_W_2_SPP_N | MISO_W | SPP_N | Internal | Summer | B3 | 75 | 3200 | 0 | 103.82 | 100.28 | 7 | 0
2020 | MISO_W_2_SPP_N | MISO_W | SPP_N | Internal | Summer | B4 | 100 | 3200 | 0 | 101.89 | 96.89 | 7 | 0
2020 | MISO_W_2_SPP_N | MISO_W | SPP_N | Internal | Summer | B5 | 200 | 3200 | 0 | 98.9 | 93.89 | 7 | 0
2020 | MISO_W_2_SPP_N | MISO_W | SPP_N | Internal | Summer | B6 | 300 | 3200 | 0 | 78.36 | 73.34 | 7 | 0
2020 | MISO_W_2_SPP_N | MISO_W | SPP_N | Internal | Summer | B7 | 400 | 3200 | 0 | 68.33 | 65.63 | 7 | 0
2020 | MISO_W_2_SPP_N | MISO_W | SPP_N | Internal | Summer | B8 | 500 | 3200 | 0 | 63.19 | 63.65 | 7 | 0
2020 | MISO_W_2_SPP_N | MISO_W | SPP_N | Internal | Summer | B9 | 800 | 3200 | 0 | 62.7 | 62.71 | 7 | 0
2020 | MISO_W_2_SPP_N | MISO_W | SPP_N | Internal | Summer | B10 | 1262 | 3200 | 0 | 62.67 | 59.19 | 7 | 0
2020 | MISO_W_2_SPP_N | MISO_W | SPP_N | Internal | Winter | B16 | 25 | 3200 | 0 | 81.66 | 70.59 | 7 | 0
2020 | MISO_W_2_SPP_N | MISO_W | SPP_N | Internal | Winter | B17 | 100 | 3200 | 0 | 70.64 | 65.47 | 7 | 0
2020 | MISO_W_2_SPP_N | MISO_W | SPP_N | Internal | Winter | B18 | 400 | 3200 | 0 | 69 | 64 | 7 | 0
2020 | MISO_W_2_SPP_N | MISO_W | SPP_N | Internal | Winter | B19 | 700 | 3200 | 0 | 67.3 | 62.73 | 7 | 0
2020 | MISO_W_2_SPP_N | MISO_W | SPP_N | Internal | Winter | B20 | 935 | 3200 | 0 | 64.7 | 59.7 | 7 | 0
2020 | MISO_WUMS_2_MISO_MI | MISO_WUMS | MISO_MI | Internal | Shoulder | B11 | 25 | 1422 | 869.72 | 77.2 | 77.21 | 0.01 | 0
2020 | MISO_WUMS_2_MISO_MI | MISO_WUMS | MISO_MI | Internal | Shoulder | B12 | 200 | 1422 | 471.52 | 70 | 70.01 | 0.01 | 0
2020 | MISO_WUMS_2_MISO_MI | MISO_WUMS | MISO_MI | Internal | Shoulder | B13 | 600 | 1422 | 436.17 | 66.31 | 66.32 | 0.01 | 0
2020 | MISO_WUMS_2_MISO_MI | MISO_WUMS | MISO_MI | Internal | Shoulder | B14 | 900 | 1422 | 278.86 | 62.66 | 62.67 | 0.01 | 0
2020 | MISO_WUMS_2_MISO_MI | MISO_WUMS | MISO_MI | Internal | Shoulder | B15 | 1203 | 1422 | 0 | 59.19 | 59.19 | 0.01 | 0
2020 | MISO_WUMS_2_MISO_MI | MISO_WUMS | MISO_MI | Internal | Summer | B1 | 10 | 1422 | 0 | 104.79 | 104.79 | 0.01 | 0
2020 | MISO_WUMS_2_MISO_MI | MISO_WUMS | MISO_MI | Internal | Summer | B2 | 25 | 1422 | 389.27 | 100.46 | 100.48 | 0.01 | 0
2020 | MISO_WUMS_2_MISO_MI | MISO_WUMS | MISO_MI | Internal | Summer | B3 | 75 | 1422 | 696.2 | 99.15 | 99.16 | 0.01 | 0
2020 | MISO_WUMS_2_MISO_MI | MISO_WUMS | MISO_MI | Internal | Summer | B4 | 100 | 1422 | 1094.05 | 84.92 | 84.93 | 0.01 | 0
2020 | MISO_WUMS_2_MISO_MI | MISO_WUMS | MISO_MI | Internal | Summer | B5 | 200 | 1422 | 1422 | 70.63 | 78.84 | 0.01 | 8.2
2020 | MISO_WUMS_2_MISO_MI | MISO_WUMS | MISO_MI | Internal | Summer | B6 | 300 | 1422 | 1095.2 | 70.38 | 70.39 | 0.01 | 0
2020 | MISO_WUMS_2_MISO_MI | MISO_WUMS | MISO_MI | Internal | Summer | B7 | 400 | 1422 | 694.54 | 64.85 | 64.86 | 0.01 | 0
2020 | MISO_WUMS_2_MISO_MI | MISO_WUMS | MISO_MI | Internal | Summer | B8 | 500 | 1422 | 1062.59 | 61.19 | 61.2 | 0.01 | 0
2020 | MISO_WUMS_2_MISO_MI | MISO_WUMS | MISO_MI | Internal | Summer | B9 | 800 | 1422 | 0 | 59.65 | 59.65 | 0.01 | 0
2020 | MISO_WUMS_2_MISO_MI | MISO_WUMS | MISO_MI | Internal | Summer | B10 | 1262 | 1422 | 442.19 | 58.25 | 58.26 | 0.01 | 0
2020 | MISO_WUMS_2_MISO_MI | MISO_WUMS | MISO_MI | Internal | Winter | B16 | 25 | 1422 | 1422 | 81.65 | 81.67 | 0.01 | 0.01
2020 | MISO_WUMS_2_MISO_MI | MISO_WUMS | MISO_MI | Internal | Winter | B17 | 100 | 1422 | 1422 | 70.63 | 70.65 | 0.01 | 0.01
2020 | MISO_WUMS_2_MISO_MI | MISO_WUMS | MISO_MI | Internal | Winter | B18 | 400 | 1422 | 887.79 | 68.99 | 69 | 0.01 | 0
2020 | MISO_WUMS_2_MISO_MI | MISO_WUMS | MISO_MI | Internal | Winter | B19 | 700 | 1422 | 177.21 | 65.98 | 65.99 | 0.01 | 0
2020 | MISO_WUMS_2_MISO_MI | MISO_WUMS | MISO_MI | Internal | Winter | B20 | 935 | 1422 | 0 | 60.83 | 60.83 | 0.01 | 0
2020 | MISO_WUMS_2_MISO_W | MISO_WUMS | MISO_W | Internal | Shoulder | B11 | 25 | 1240 | 1209.97 | 77.2 | 77.21 | 0.01 | 0
2020 | MISO_WUMS_2_MISO_W | MISO_WUMS | MISO_W | Internal | Shoulder | B12 | 200 | 1240 | 921.24 | 70 | 70.01 | 0.01 | 0
2020 | MISO_WUMS_2_MISO_W | MISO_WUMS | MISO_W | Internal | Shoulder | B13 | 600 | 1240 | 607.02 | 66.31 | 66.32 | 0.01 | 0
2020 | MISO_WUMS_2_MISO_W | MISO_WUMS | MISO_W | Internal | Shoulder | B14 | 900 | 1240 | 1240 | 62.66 | 64.22 | 0.01 | 1.55
2020 | MISO_WUMS_2_MISO_W | MISO_WUMS | MISO_W | Internal | Shoulder | B15 | 1203 | 1240 | 1240 | 59.19 | 63.19 | 0.01 | 3.99
2020 | MISO_WUMS_2_MISO_W | MISO_WUMS | MISO_W | Internal | Summer | B1 | 10 | 1240 | 1199.69 | 104.79 | 104.8 | 0.01 | 0
2020 | MISO_WUMS_2_MISO_W | MISO_WUMS | MISO_W | Internal | Summer | B2 | 25 | 1240 | 1240 | 100.46 | 103.82 | 0.01 | 3.35
2020 | MISO_WUMS_2_MISO_W | MISO_WUMS | MISO_W | Internal | Summer | B3 | 75 | 1240 | 1240 | 99.15 | 103.82 | 0.01 | 4.66
2020 | MISO_WUMS_2_MISO_W | MISO_WUMS | MISO_W | Internal | Summer | B4 | 100 | 1240 | 1240 | 84.92 | 101.89 | 0.01 | 16.96
2020 | MISO_WUMS_2_MISO_W | MISO_WUMS | MISO_W | Internal | Summer | B5 | 200 | 1240 | 1240 | 70.63 | 98.9 | 0.01 | 28.26
2020 | MISO_WUMS_2_MISO_W | MISO_WUMS | MISO_W | Internal | Summer | B6 | 300 | 1240 | 1240 | 70.38 | 78.36 | 0.01 | 7.96
2020 | MISO_WUMS_2_MISO_W | MISO_WUMS | MISO_W | Internal | Summer | B7 | 400 | 1240 | 1240 | 64.85 | 68.33 | 0.01 | 3.46
2020 | MISO_WUMS_2_MISO_W | MISO_WUMS | MISO_W | Internal | Summer | B8 | 500 | 1240 | 1240 | 61.19 | 63.19 | 0.01 | 1.98
2020 | MISO_WUMS_2_MISO_W | MISO_WUMS | MISO_W | Internal | Summer | B9 | 800 | 1240 | 1240 | 59.65 | 62.7 | 0.01 | 3.04
2020 | MISO_WUMS_2_MISO_W | MISO_WUMS | MISO_W | Internal | Summer | B10 | 1262 | 1240 | 1240 | 58.25 | 62.67 | 0.01 | 4.41
2020 | MISO_WUMS_2_MISO_W | MISO_WUMS | MISO_W | Internal | Winter | B16 | 25 | 1240 | 1058.47 | 81.65 | 81.66 | 0.01 | 0
2020 | MISO_WUMS_2_MISO_W | MISO_WUMS | MISO_W | Internal | Winter | B17 | 100 | 1240 | 931.74 | 70.63 | 70.64 | 0.01 | 0
2020 | MISO_WUMS_2_MISO_W | MISO_WUMS | MISO_W | Internal | Winter | B18 | 400 | 1240 | 814.52 | 68.99 | 69 | 0.01 | 0
2020 | MISO_WUMS_2_MISO_W | MISO_WUMS | MISO_W | Internal | Winter | B19 | 700 | 1240 | 1240 | 65.98 | 67.3 | 0.01 | 1.31
2020 | MISO_WUMS_2_MISO_W | MISO_WUMS | MISO_W | Internal | Winter | B20 | 935 | 1240 | 1240 | 60.83 | 64.7 | 0.01 | 3.85
2020 | MISO_WUMS_2_PJM_ROR | MISO_WUMS | PJM_ROR | Internal | Shoulder | B11 | 25 | 1600 | 1600 | 77.2 | 79.21 | 2 | 0.01
2020 | MISO_WUMS_2_PJM_ROR | MISO_WUMS | PJM_ROR | Internal | Shoulder | B12 | 200 | 1600 | 1600 | 70 | 72.01 | 2 | 0.01
2020 | MISO_WUMS_2_PJM_ROR | MISO_WUMS | PJM_ROR | Internal | Shoulder | B13 | 600 | 1600 | 1600 | 66.31 | 68.32 | 2 | 0.01
2020 | MISO_WUMS_2_PJM_ROR | MISO_WUMS | PJM_ROR | Internal | Shoulder | B14 | 900 | 1600 | 1600 | 62.66 | 65.25 | 2 | 0.59
2020 | MISO_WUMS_2_PJM_ROR | MISO_WUMS | PJM_ROR | Internal | Shoulder | B15 | 1203 | 1600 | 1344.4 | 59.19 | 61.19 | 2 | 0
2020 | MISO_WUMS_2_PJM_ROR | MISO_WUMS | PJM_ROR | Internal | Summer | B1 | 10 | 1600 | 1394.92 | 104.79 | 106.79 | 2 | 0
2020 | MISO_WUMS_2_PJM_ROR | MISO_WUMS | PJM_ROR | Internal | Summer | B2 | 25 | 1600 | 1021.75 | 100.46 | 102.46 | 2 | 0
2020 | MISO_WUMS_2_PJM_ROR | MISO_WUMS | PJM_ROR | Internal | Summer | B3 | 75 | 1600 | 1276.94 | 99.15 | 101.15 | 2 | 0
2020 | MISO_WUMS_2_PJM_ROR | MISO_WUMS | PJM_ROR | Internal | Summer | B4 | 100 | 1600 | 1600 | 84.92 | 95.28 | 2 | 8.36
2020 | MISO_WUMS_2_PJM_ROR | MISO_WUMS | PJM_ROR | Internal | Summer | B5 | 200 | 1600 | 1600 | 70.63 | 90.37 | 2 | 17.74
2020 | MISO_WUMS_2_PJM_ROR | MISO_WUMS | PJM_ROR | Internal | Summer | B6 | 300 | 1600 | 1600 | 70.38 | 76.34 | 2 | 3.96
2020 | MISO_WUMS_2_PJM_ROR | MISO_WUMS | PJM_ROR | Internal | Summer | B7 | 400 | 1600 | 1600 | 64.85 | 66.86 | 2 | 0.01
2020 | MISO_WUMS_2_PJM_ROR | MISO_WUMS | PJM_ROR | Internal | Summer | B8 | 500 | 1600 | 1600 | 61.19 | 64.14 | 2 | 0.95
2020 | MISO_WUMS_2_PJM_ROR | MISO_WUMS | PJM_ROR | Internal | Summer | B9 | 800 | 1600 | 693.01 | 59.65 | 61.65 | 2 | 0
2020 | MISO_WUMS_2_PJM_ROR | MISO_WUMS | PJM_ROR | Internal | Summer | B10 | 1262 | 1600 | 1600 | 58.25 | 60.75 | 2 | 0.5
2020 | MISO_WUMS_2_PJM_ROR | MISO_WUMS | PJM_ROR | Internal | Winter | B16 | 25 | 1600 | 1600 | 81.65 | 86.15 | 2 | 2.5
2020 | MISO_WUMS_2_PJM_ROR | MISO_WUMS | PJM_ROR | Internal | Winter | B17 | 100 | 1600 | 1600 | 70.63 | 78.42 | 2 | 5.8
2020 | MISO_WUMS_2_PJM_ROR | MISO_WUMS | PJM_ROR | Internal | Winter | B18 | 400 | 1600 | 1600 | 68.99 | 71.15 | 2 | 0.16
2020 | MISO_WUMS_2_PJM_ROR | MISO_WUMS | PJM_ROR | Internal | Winter | B19 | 700 | 1600 | 1600 | 65.98 | 68.75 | 2 | 0.77
2020 | MISO_WUMS_2_PJM_ROR | MISO_WUMS | PJM_ROR | Internal | Winter | B20 | 935 | 1600 | 816.79 | 60.83 | 62.83 | 2 | 0
2020 | NE_2_MISO_W | NE | MISO_W | Internal | Shoulder | B11 | 25 | 1600 | 0 | 72.22 | 77.21 | 5 | 0
2020 | NE_2_MISO_W | NE | MISO_W | Internal | Shoulder | B12 | 200 | 1600 | 0 | 65.35 | 70.01 | 5 | 0
2020 | NE_2_MISO_W | NE | MISO_W | Internal | Shoulder | B13 | 600 | 1600 | 0 | 62.78 | 66.32 | 5 | 0
2020 | NE_2_MISO_W | NE | MISO_W | Internal | Shoulder | B14 | 900 | 1600 | 0 | 60.02 | 64.22 | 5 | 0
2020 | NE_2_MISO_W | NE | MISO_W | Internal | Shoulder | B15 | 1203 | 1600 | 285.24 | 58.19 | 63.19 | 5 | 0
2020 | NE_2_MISO_W | NE | MISO_W | Internal | Summer | B1 | 10 | 1600 | 0 | 104.8 | 104.8 | 5 | 0
2020 | NE_2_MISO_W | NE | MISO_W | Internal | Summer | B2 | 25 | 1600 | 0 | 103.82 | 103.82 | 5 | 0
2020 | NE_2_MISO_W | NE | MISO_W | Internal | Summer | B3 | 75 | 1600 | 0 | 103.82 | 103.82 | 5 | 0
2020 | NE_2_MISO_W | NE | MISO_W | Internal | Summer | B4 | 100 | 1600 | 0 | 101.89 | 101.89 | 5 | 0
2020 | NE_2_MISO_W | NE | MISO_W | Internal | Summer | B5 | 200 | 1600 | 0 | 98.9 | 98.9 | 5 | 0
2020 | NE_2_MISO_W | NE | MISO_W | Internal | Summer | B6 | 300 | 1600 | 0 | 76.58 | 78.36 | 5 | 0
2020 | NE_2_MISO_W | NE | MISO_W | Internal | Summer | B7 | 400 | 1600 | 0 | 67.97 | 68.33 | 5 | 0
2020 | NE_2_MISO_W | NE | MISO_W | Internal | Summer | B8 | 500 | 1600 | 0 | 63.58 | 63.19 | 5 | 0
2020 | NE_2_MISO_W | NE | MISO_W | Internal | Summer | B9 | 800 | 1600 | 0 | 62.7 | 62.7 | 5 | 0
2020 | NE_2_MISO_W | NE | MISO_W | Internal | Summer | B10 | 1262 | 1600 | 0 | 59.2 | 62.67 | 5 | 0
2020 | NE_2_MISO_W | NE | MISO_W | Internal | Winter | B16 | 25 | 1600 | 1600 | 72.69 | 81.66 | 5 | 3.97
2020 | NE_2_MISO_W | NE | MISO_W | Internal | Winter | B17 | 100 | 1600 | 0 | 67.5 | 70.64 | 5 | 0
2020 | NE_2_MISO_W | NE | MISO_W | Internal | Winter | B18 | 400 | 1600 | 0 | 64.02 | 69 | 5 | 0
2020 | NE_2_MISO_W | NE | MISO_W | Internal | Winter | B19 | 700 | 1600 | 0 | 64 | 67.3 | 5 | 0
2020 | NE_2_MISO_W | NE | MISO_W | Internal | Winter | B20 | 935 | 1600 | 0 | 59.71 | 64.7 | 5 | 0
2020 | NE_2_SPP_N | NE | SPP_N | Internal | Shoulder | B11 | 25 | 1802 | 0 | 72.22 | 72.21 | 0.01 | 0
2020 | NE_2_SPP_N | NE | SPP_N | Internal | Shoulder | B12 | 200 | 1802 | 0 | 65.35 | 65.01 | 0.01 | 0
2020 | NE_2_SPP_N | NE | SPP_N | Internal | Shoulder | B13 | 600 | 1802 | 0 | 62.78 | 62.77 | 0.01 | 0
2020 | NE_2_SPP_N | NE | SPP_N | Internal | Shoulder | B14 | 900 | 1802 | 0 | 60.02 | 59.22 | 0.01 | 0
2020 | NE_2_SPP_N | NE | SPP_N | Internal | Shoulder | B15 | 1203 | 1802 | 0 | 58.19 | 57 | 0.01 | 0
2020 | NE_2_SPP_N | NE | SPP_N | Internal | Summer | B1 | 10 | 1802 | 0 | 104.8 | 99.79 | 0.01 | 0
2020 | NE_2_SPP_N | NE | SPP_N | Internal | Summer | B2 | 25 | 1802 | 0 | 103.82 | 98.82 | 0.01 | 0
2020 | NE_2_SPP_N | NE | SPP_N | Internal | Summer | B3 | 75 | 1802 | 0 | 103.82 | 100.28 | 0.01 | 0
2020 | NE_2_SPP_N | NE | SPP_N | Internal | Summer | B4 | 100 | 1802 | 0 | 101.89 | 96.89 | 0.01 | 0
2020 | NE_2_SPP_N | NE | SPP_N | Internal | Summer | B5 | 200 | 1802 | 0 | 98.9 | 93.89 | 0.01 | 0
2020 | NE_2_SPP_N | NE | SPP_N | Internal | Summer | B6 | 300 | 1802 | 0 | 76.58 | 73.34 | 0.01 | 0
2020 | NE_2_SPP_N | NE | SPP_N | Internal | Summer | B7 | 400 | 1802 | 0 | 67.97 | 65.63 | 0.01 | 0
2020 | NE_2_SPP_N | NE | SPP_N | Internal | Summer | B8 | 500 | 1802 | 1802 | 63.58 | 63.65 | 0.01 | 0.06
2020 | NE_2_SPP_N | NE | SPP_N | Internal | Summer | B9 | 800 | 1802 | 1205.42 | 62.7 | 62.71 | 0.01 | 0
2020 | NE_2_SPP_N | NE | SPP_N | Internal | Summer | B10 | 1262 | 1802 | 0 | 59.2 | 59.19 | 0.01 | 0
2020 | NE_2_SPP_N | NE | SPP_N | Internal | Winter | B16 | 25 | 1802 | 0 | 72.69 | 70.59 | 0.01 | 0
2020 | NE_2_SPP_N | NE | SPP_N | Internal | Winter | B17 | 100 | 1802 | 0 | 67.5 | 65.47 | 0.01 | 0
2020 | NE_2_SPP_N | NE | SPP_N | Internal | Winter | B18 | 400 | 1802 | 0 | 64.02 | 64 | 0.01 | 0
2020 | NE_2_SPP_N | NE | SPP_N | Internal | Winter | B19 | 700 | 1802 | 0 | 64 | 62.73 | 0.01 | 0
2020 | NE_2_SPP_N | NE | SPP_N | Internal | Winter | B20 | 935 | 1802 | 0 | 59.71 | 59.7 | 0.01 | 0
2020 | NEISO_2_NYISO_A-F | NEISO | NYISO_A-F | Internal | Shoulder | B11 | 25 | 600 | 0 | 61.51 | 64.03 | 3 | 0
2020 | NEISO_2_NYISO_A-F | NEISO | NYISO_A-F | Internal | Shoulder | B12 | 200 | 600 | 0 | 61.51 | 64.03 | 3 | 0
2020 | NEISO_2_NYISO_A-F | NEISO | NYISO_A-F | Internal | Shoulder | B13 | 600 | 600 | 0 | 58.93 | 61.28 | 3 | 0
2020 | NEISO_2_NYISO_A-F | NEISO | NYISO_A-F | Internal | Shoulder | B14 | 900 | 600 | 0 | 58.93 | 60.15 | 3 | 0
2020 | NEISO_2_NYISO_A-F | NEISO | NYISO_A-F | Internal | Shoulder | B15 | 1203 | 600 | 0 | 57.17 | 60.15 | 3 | 0
2020 | NEISO_2_NYISO_A-F | NEISO | NYISO_A-F | Internal | Summer | B1 | 10 | 600 | 0 | 95.82 | 80.66 | 3 | 0
2020 | NEISO_2_NYISO_A-F | NEISO | NYISO_A-F | Internal | Summer | B2 | 25 | 600 | 0 | 91.46 | 80.66 | 3 | 0
2020 | NEISO_2_NYISO_A-F | NEISO | NYISO_A-F | Internal | Summer | B3 | 75 | 600 | 482.03 | 76.69 | 79.69 | 3 | 0
2020 | NEISO_2_NYISO_A-F | NEISO | NYISO_A-F | Internal | Summer | B4 | 100 | 600 | 600 | 61.42 | 68.95 | 3 | 4.53
2020 | NEISO_2_NYISO_A-F | NEISO | NYISO_A-F | Internal | Summer | B5 | 200 | 600 | 600 | 58.63 | 62.77 | 3 | 1.14
2020 | NEISO_2_NYISO_A-F | NEISO | NYISO_A-F | Internal | Summer | B6 | 300 | 600 | 600 | 58.63 | 62.77 | 3 | 1.14
2020 | NEISO_2_NYISO_A-F | NEISO | NYISO_A-F | Internal | Summer | B7 | 400 | 600 | 0 | 58.63 | 61.62 | 3 | 0
2020 | NEISO_2_NYISO_A-F | NEISO | NYISO_A-F | Internal | Summer | B8 | 500 | 600 | 0 | 58.63 | 60.03 | 3 | 0
2020 | NEISO_2_NYISO_A-F | NEISO | NYISO_A-F | Internal | Summer | B9 | 800 | 600 | 0 | 58.63 | 58.71 | 3 | 0
2020 | NEISO_2_NYISO_A-F | NEISO | NYISO_A-F | Internal | Summer | B10 | 1262 | 600 | 0 | 55.74 | 58.71 | 3 | 0
2020 | NEISO_2_NYISO_A-F | NEISO | NYISO_A-F | Internal | Winter | B16 | 25 | 600 | 0 | 70.44 | 66.42 | 3 | 0
2020 | NEISO_2_NYISO_A-F | NEISO | NYISO_A-F | Internal | Winter | B17 | 100 | 600 | 0 | 70.44 | 66.42 | 3 | 0
2020 | NEISO_2_NYISO_A-F | NEISO | NYISO_A-F | Internal | Winter | B18 | 400 | 600 | 0 | 69.12 | 63.64 | 3 | 0
2020 | NEISO_2_NYISO_A-F | NEISO | NYISO_A-F | Internal | Winter | B19 | 700 | 600 | 0 | 69.12 | 63.64 | 3 | 0
2020 | NEISO_2_NYISO_A-F | NEISO | NYISO_A-F | Internal | Winter | B20 | 935 | 600 | 0 | 61.32 | 63.64 | 3 | 0
2020 | NEISO_2_NYISO_G-I | NEISO | NYISO_G-I | Internal | Shoulder | B11 | 25 | 600 | 600 | 61.51 | 65.65 | 3 | 1.13
2020 | NEISO_2_NYISO_G-I | NEISO | NYISO_G-I | Internal | Shoulder | B12 | 200 | 600 | 0 | 61.51 | 64.04 | 3 | 0
2020 | NEISO_2_NYISO_G-I | NEISO | NYISO_G-I | Internal | Shoulder | B13 | 600 | 600 | 0 | 58.93 | 61.67 | 3 | 0
2020 | NEISO_2_NYISO_G-I | NEISO | NYISO_G-I | Internal | Shoulder | B14 | 900 | 600 | 0 | 58.93 | 61.67 | 3 | 0
2020 | NEISO_2_NYISO_G-I | NEISO | NYISO_G-I | Internal | Shoulder | B15 | 1203 | 600 | 0 | 57.17 | 60.16 | 3 | 0
2020 | NEISO_2_NYISO_G-I | NEISO | NYISO_G-I | Internal | Summer | B1 | 10 | 600 | 307.04 | 95.82 | 98.82 | 3 | 0
2020 | NEISO_2_NYISO_G-I | NEISO | NYISO_G-I | Internal | Summer | B2 | 25 | 600 | 581.54 | 91.46 | 94.46 | 3 | 0
2020 | NEISO_2_NYISO_G-I | NEISO | NYISO_G-I | Internal | Summer | B3 | 75 | 600 | 600 | 76.69 | 86.06 | 3 | 6.37
2020 | NEISO_2_NYISO_G-I | NEISO | NYISO_G-I | Internal | Summer | B4 | 100 | 600 | 600 | 61.42 | 83.54 | 3 | 19.12
2020 | NEISO_2_NYISO_G-I | NEISO | NYISO_G-I | Internal | Summer | B5 | 200 | 600 | 600 | 58.63 | 82.37 | 3 | 20.74
2020 | NEISO_2_NYISO_G-I | NEISO | NYISO_G-I | Internal | Summer | B6 | 300 | 600 | 600 | 58.63 | 68.34 | 3 | 6.71
2020 | NEISO_2_NYISO_G-I | NEISO | NYISO_G-I | Internal | Summer | B7 | 400 | 600 | 61.84 | 58.63 | 61.63 | 3 | 0
2020 | NEISO_2_NYISO_G-I | NEISO | NYISO_G-I | Internal | Summer | B8 | 500 | 600 | 0 | 58.63 | 60.04 | 3 | 0
2020 | NEISO_2_NYISO_G-I | NEISO | NYISO_G-I | Internal | Summer | B9 | 800 | 600 | 0 | 58.63 | 58.72 | 3 | 0
2020 | NEISO_2_NYISO_G-I | NEISO | NYISO_G-I | Internal | Summer | B10 | 1262 | 600 | 0 | 55.74 | 58.72 | 3 | 0
2020 | NEISO_2_NYISO_G-I | NEISO | NYISO_G-I | Internal | Winter | B16 | 25 | 600 | 600 | 70.44 | 76.78 | 3 | 3.34
2020 | NEISO_2_NYISO_G-I | NEISO | NYISO_G-I | Internal | Winter | B17 | 100 | 600 | 0 | 70.44 | 70.42 | 3 | 0
2020 | NEISO_2_NYISO_G-I | NEISO | NYISO_G-I | Internal | Winter | B18 | 400 | 600 | 0 | 69.12 | 69.79 | 3 | 0
2020 | NEISO_2_NYISO_G-I | NEISO | NYISO_G-I | Internal | Winter | B19 | 700 | 600 | 0 | 69.12 | 69.79 | 3 | 0
2020 | NEISO_2_NYISO_G-I | NEISO | NYISO_G-I | Internal | Winter | B20 | 935 | 600 | 0 | 61.32 | 63.65 | 3 | 0
2020 | NEISO_2_NYISO_J-K | NEISO | NYISO_J-K | Internal | Shoulder | B11 | 25 | 777 | 777 | 61.51 | 65.66 | 3 | 1.15
2020 | NEISO_2_NYISO_J-K | NEISO | NYISO_J-K | Internal | Shoulder | B12 | 200 | 777 | 0 | 61.51 | 64.05 | 3 | 0
2020 | NEISO_2_NYISO_J-K | NEISO | NYISO_J-K | Internal | Shoulder | B13 | 600 | 777 | 0 | 58.93 | 61.69 | 3 | 0
2020 | NEISO_2_NYISO_J-K | NEISO | NYISO_J-K | Internal | Shoulder | B14 | 900 | 777 | 0 | 58.93 | 61.69 | 3 | 0
2020 | NEISO_2_NYISO_J-K | NEISO | NYISO_J-K | Internal | Shoulder | B15 | 1203 | 777 | 372.91 | 57.17 | 60.17 | 3 | 0
2020 | NEISO_2_NYISO_J-K | NEISO | NYISO_J-K | Internal | Summer | B1 | 10 | 777 | 776.99 | 95.82 | 98.83 | 3 | 0.01
2020 | NEISO_2_NYISO_J-K | NEISO | NYISO_J-K | Internal | Summer | B2 | 25 | 777 | 777 | 91.46 | 94.48 | 3 | 0.01
2020 | NEISO_2_NYISO_J-K | NEISO | NYISO_J-K | Internal | Summer | B3 | 75 | 777 | 777 | 76.69 | 86.07 | 3 | 6.38
2020 | NEISO_2_NYISO_J-K | NEISO | NYISO_J-K | Internal | Summer | B4 | 100 | 777 | 777 | 61.42 | 83.55 | 3 | 19.13
2020 | NEISO_2_NYISO_J-K | NEISO | NYISO_J-K | Internal | Summer | B5 | 200 | 777 | 777 | 58.63 | 83.55 | 3 | 21.92
2020 | NEISO_2_NYISO_J-K | NEISO | NYISO_J-K | Internal | Summer | B6 | 300 | 777 | 777 | 58.63 | 68.36 | 3 | 6.72
2020 | NEISO_2_NYISO_J-K | NEISO | NYISO_J-K | Internal | Summer | B7 | 400 | 777 | 777 | 58.63 | 61.64 | 3 | 0.01
2020 | NEISO_2_NYISO_J-K | NEISO | NYISO_J-K | Internal | Summer | B8 | 500 | 777 | 30.99 | 58.63 | 61.63 | 3 | 0
2020 | NEISO_2_NYISO_J-K | NEISO | NYISO_J-K | Internal | Summer | B9 | 800 | 777 | 0 | 58.63 | 58.74 | 3 | 0
2020 | NEISO_2_NYISO_J-K | NEISO | NYISO_J-K | Internal | Summer | B10 | 1262 | 777 | 619.66 | 55.74 | 58.74 | 3 | 0
2020 | NEISO_2_NYISO_J-K | NEISO | NYISO_J-K | Internal | Winter | B16 | 25 | 777 | 777 | 70.44 | 76.79 | 3 | 3.35
2020 | NEISO_2_NYISO_J-K | NEISO | NYISO_J-K | Internal | Winter | B17 | 100 | 777 | 176.89 | 70.44 | 73.44 | 3 | 0
2020 | NEISO_2_NYISO_J-K | NEISO | NYISO_J-K | Internal | Winter | B18 | 400 | 777 | 401.69 | 69.12 | 72.12 | 3 | 0
2020 | NEISO_2_NYISO_J-K | NEISO | NYISO_J-K | Internal | Winter | B19 | 700 | 777 | 684.25 | 69.12 | 72.12 | 3 | 0
2020 | NEISO_2_NYISO_J-K | NEISO | NYISO_J-K | Internal | Winter | B20 | 935 | 777 | 0 | 61.32 | 63.66 | 3 | 0
2020 | NonRTO_Midwest_2_MISO_IN | NonRTO_Midwest | MISO_IN | Internal | Shoulder | B11 | 25 | 4450 | 0 | 85.2 | 77.2 | 8 | 0
2020 | NonRTO_Midwest_2_MISO_IN | NonRTO_Midwest | MISO_IN | Internal | Shoulder | B12 | 200 | 4450 | 0 | 78 | 70 | 8 | 0
2020 | NonRTO_Midwest_2_MISO_IN | NonRTO_Midwest | MISO_IN | Internal | Shoulder | B13 | 600 | 4450 | 0 | 69.01 | 66.31 | 8 | 0
2020 | NonRTO_Midwest_2_MISO_IN | NonRTO_Midwest | MISO_IN | Internal | Shoulder | B14 | 900 | 4450 | 0 | 65.99 | 62.63 | 8 | 0
2020 | NonRTO_Midwest_2_MISO_IN | NonRTO_Midwest | MISO_IN | Internal | Shoulder | B15 | 1203 | 4450 | 0 | 62.91 | 59.17 | 8 | 0
2020 | NonRTO_Midwest_2_MISO_IN | NonRTO_Midwest | MISO_IN | Internal | Summer | B1 | 10 | 4450 | 0 | 108.46 | 104.78 | 8 | 0
2020 | NonRTO_Midwest_2_MISO_IN | NonRTO_Midwest | MISO_IN | Internal | Summer | B2 | 25 | 4450 | 0 | 108.46 | 100.46 | 8 | 0
2020 | NonRTO_Midwest_2_MISO_IN | NonRTO_Midwest | MISO_IN | Internal | Summer | B3 | 75 | 4450 | 0 | 107.15 | 99.15 | 8 | 0
2020 | NonRTO_Midwest_2_MISO_IN | NonRTO_Midwest | MISO_IN | Internal | Summer | B4 | 100 | 4450 | 0 | 92.92 | 84.92 | 8 | 0
2020 | NonRTO_Midwest_2_MISO_IN | NonRTO_Midwest | MISO_IN | Internal | Summer | B5 | 200 | 4450 | 0 | 86.83 | 78.83 | 8 | 0
2020 | NonRTO_Midwest_2_MISO_IN | NonRTO_Midwest | MISO_IN | Internal | Summer | B6 | 300 | 4450 | 0 | 72.34 | 64.34 | 8 | 0
2020 | NonRTO_Midwest_2_MISO_IN | NonRTO_Midwest | MISO_IN | Internal | Summer | B7 | 400 | 4450 | 0 | 65.99 | 61.23 | 8 | 0
2020 | NonRTO_Midwest_2_MISO_IN | NonRTO_Midwest | MISO_IN | Internal | Summer | B8 | 500 | 4450 | 0 | 65.48 | 60.13 | 8 | 0
2020 | NonRTO_Midwest_2_MISO_IN | NonRTO_Midwest | MISO_IN | Internal | Summer | B9 | 800 | 4450 | 0 | 63.06 | 59.18 | 8 | 0
2020 | NonRTO_Midwest_2_MISO_IN | NonRTO_Midwest | MISO_IN | Internal | Summer | B10 | 1262 | 4450 | 0 | 61.91 | 58.25 | 8 | 0
2020 | NonRTO_Midwest_2_MISO_IN | NonRTO_Midwest | MISO_IN | Internal | Winter | B16 | 25 | 4450 | 0 | 89.66 | 81.66 | 8 | 0
2020 | NonRTO_Midwest_2_MISO_IN | NonRTO_Midwest | MISO_IN | Internal | Winter | B17 | 100 | 4450 | 0 | 78.64 | 70.64 | 8 | 0
2020 | NonRTO_Midwest_2_MISO_IN | NonRTO_Midwest | MISO_IN | Internal | Winter | B18 | 400 | 4450 | 0 | 76.99 | 68.99 | 8 | 0
2020 | NonRTO_Midwest_2_MISO_IN | NonRTO_Midwest | MISO_IN | Internal | Winter | B19 | 700 | 4450 | 0 | 65.99 | 65.98 | 8 | 0
2020 | NonRTO_Midwest_2_MISO_IN | NonRTO_Midwest | MISO_IN | Internal | Winter | B20 | 935 | 4450 | 0 | 65.48 | 60.82 | 8 | 0
2020 | NonRTO_Midwest_2_TVA_Transmission | NonRTO_Midwest | TVA_Transmission | Internal | Shoulder | B11 | 25 | 2400 | 0 | 85.2 | 84.05 | 8 | 0
2020 | NonRTO_Midwest_2_TVA_Transmission | NonRTO_Midwest | TVA_Transmission | Internal | Shoulder | B12 | 200 | 2400 | 0 | 78 | 72.64 | 8 | 0
2020 | NonRTO_Midwest_2_TVA_Transmission | NonRTO_Midwest | TVA_Transmission | Internal | Shoulder | B13 | 600 | 2400 | 0 | 69.01 | 69.68 | 8 | 0
2020 | NonRTO_Midwest_2_TVA_Transmission | NonRTO_Midwest | TVA_Transmission | Internal | Shoulder | B14 | 900 | 2400 | 0 | 65.99 | 68.45 | 8 | 0
2020 | NonRTO_Midwest_2_TVA_Transmission | NonRTO_Midwest | TVA_Transmission | Internal | Shoulder | B15 | 1203 | 2400 | 0 | 62.91 | 67.06 | 8 | 0
2020 | NonRTO_Midwest_2_TVA_Transmission | NonRTO_Midwest | TVA_Transmission | Internal | Summer | B1 | 10 | 2400 | 0 | 108.46 | 112.79 | 8 | 0
2020 | NonRTO_Midwest_2_TVA_Transmission | NonRTO_Midwest | TVA_Transmission | Internal | Summer | B2 | 25 | 2400 | 0 | 108.46 | 108.46 | 8 | 0
2020 | NonRTO_Midwest_2_TVA_Transmission | NonRTO_Midwest | TVA_Transmission | Internal | Summer | B3 | 75 | 2400 | 0 | 107.15 | 107.15 | 8 | 0
2020 | NonRTO_Midwest_2_TVA_Transmission | NonRTO_Midwest | TVA_Transmission | Internal | Summer | B4 | 100 | 2400 | 651.85 | 92.92 | 100.92 | 8 | 0
2020 | NonRTO_Midwest_2_TVA_Transmission | NonRTO_Midwest | TVA_Transmission | Internal | Summer | B5 | 200 | 2400 | 703.29 | 86.83 | 94.83 | 8 | 0
2020 | NonRTO_Midwest_2_TVA_Transmission | NonRTO_Midwest | TVA_Transmission | Internal | Summer | B6 | 300 | 2400 | 209.04 | 72.34 | 80.34 | 8 | 0
2020 | NonRTO_Midwest_2_TVA_Transmission | NonRTO_Midwest | TVA_Transmission | Internal | Summer | B7 | 400 | 2400 | 0 | 65.99 | 71.64 | 8 | 0
2020 | NonRTO_Midwest_2_TVA_Transmission | NonRTO_Midwest | TVA_Transmission | Internal | Summer | B8 | 500 | 2400 | 0 | 65.48 | 68.14 | 8 | 0
2020 | NonRTO_Midwest_2_TVA_Transmission | NonRTO_Midwest | TVA_Transmission | Internal | Summer | B9 | 800 | 2400 | 0 | 63.06 | 66.54 | 8 | 0
2020 | NonRTO_Midwest_2_TVA_Transmission | NonRTO_Midwest | TVA_Transmission | Internal | Summer | B10 | 1262 | 2400 | 0 | 61.91 | 64.34 | 8 | 0
2020 | NonRTO_Midwest_2_TVA_Transmission | NonRTO_Midwest | TVA_Transmission | Internal | Winter | B16 | 25 | 2400 | 0 | 89.66 | 83.81 | 8 | 0
2020 | NonRTO_Midwest_2_TVA_Transmission | NonRTO_Midwest | TVA_Transmission | Internal | Winter | B17 | 100 | 2400 | 0 | 78.64 | 76.65 | 8 | 0
2020 | NonRTO_Midwest_2_TVA_Transmission | NonRTO_Midwest | TVA_Transmission | Internal | Winter | B18 | 400 | 2400 | 0 | 76.99 | 72.67 | 8 | 0
2020 | NonRTO_Midwest_2_TVA_Transmission | NonRTO_Midwest | TVA_Transmission | Internal | Winter | B19 | 700 | 2400 | 0 | 65.99 | 70.88 | 8 | 0
2020 | NonRTO_Midwest_2_TVA_Transmission | NonRTO_Midwest | TVA_Transmission | Internal | Winter | B20 | 935 | 2400 | 0 | 65.48 | 68.83 | 8 | 0
2020 | NYISO_A-F_2_NEISO | NYISO_A-F | NEISO | Internal | Shoulder | B11 | 25 | 600 | 0 | 64.03 | 61.51 | 3 | 0
2020 | NYISO_A-F_2_NEISO | NYISO_A-F | NEISO | Internal | Shoulder | B12 | 200 | 600 | 0 | 64.03 | 61.51 | 3 | 0
2020 | NYISO_A-F_2_NEISO | NYISO_A-F | NEISO | Internal | Shoulder | B13 | 600 | 600 | 0 | 61.28 | 58.93 | 3 | 0
2020 | NYISO_A-F_2_NEISO | NYISO_A-F | NEISO | Internal | Shoulder | B14 | 900 | 600 | 0 | 60.15 | 58.93 | 3 | 0
2020 | NYISO_A-F_2_NEISO | NYISO_A-F | NEISO | Internal | Shoulder | B15 | 1203 | 600 | 0 | 60.15 | 57.17 | 3 | 0
2020 | NYISO_A-F_2_NEISO | NYISO_A-F | NEISO | Internal | Summer | B1 | 10 | 600 | 600 | 80.66 | 95.82 | 3 | 12.16
2020 | NYISO_A-F_2_NEISO | NYISO_A-F | NEISO | Internal | Summer | B2 | 25 | 600 | 600 | 80.66 | 91.46 | 3 | 7.81
2020 | NYISO_A-F_2_NEISO | NYISO_A-F | NEISO | Internal | Summer | B3 | 75 | 600 | 0 | 79.69 | 76.69 | 3 | 0
2020 | NYISO_A-F_2_NEISO | NYISO_A-F | NEISO | Internal | Summer | B4 | 100 | 600 | 0 | 68.95 | 61.42 | 3 | 0
2020 | NYISO_A-F_2_NEISO | NYISO_A-F | NEISO | Internal | Summer | B5 | 200 | 600 | 0 | 62.77 | 58.63 | 3 | 0
2020 | NYISO_A-F_2_NEISO | NYISO_A-F | NEISO | Internal | Summer | B6 | 300 | 600 | 0 | 62.77 | 58.63 | 3 | 0
2020 | NYISO_A-F_2_NEISO | NYISO_A-F | NEISO | Internal | Summer | B7 | 400 | 600 | 0 | 61.62 | 58.63 | 3 | 0
2020 | NYISO_A-F_2_NEISO | NYISO_A-F | NEISO | Internal | Summer | B8 | 500 | 600 | 0 | 60.03 | 58.63 | 3 | 0
2020 | NYISO_A-F_2_NEISO | NYISO_A-F | NEISO | Internal | Summer | B9 | 800 | 600 | 0 | 58.71 | 58.63 | 3 | 0
2020 | NYISO_A-F_2_NEISO | NYISO_A-F | NEISO | Internal | Summer | B10 | 1262 | 600 | 0 | 58.71 | 55.74 | 3 | 0
2020 | NYISO_A-F_2_NEISO | NYISO_A-F | NEISO | Internal | Winter | B16 | 25 | 600 | 600 | 66.42 | 70.44 | 3 | 1.02
2020 | NYISO_A-F_2_NEISO | NYISO_A-F | NEISO | Internal | Winter | B17 | 100 | 600 | 600 | 66.42 | 70.44 | 3 | 1.02
2020 | NYISO_A-F_2_NEISO | NYISO_A-F | NEISO | Internal | Winter | B18 | 400 | 600 | 600 | 63.64 | 69.12 | 3 | 2.48
2020 | NYISO_A-F_2_NEISO | NYISO_A-F | NEISO | Internal | Winter | B19 | 700 | 600 | 600 | 63.64 | 69.12 | 3 | 2.48
2020 | NYISO_A-F_2_NEISO | NYISO_A-F | NEISO | Internal | Winter | B20 | 935 | 600 | 0 | 63.64 | 61.32 | 3 | 0
2020 | NYISO_A-F_2_NYISO_G-I | NYISO_A-F | NYISO_G-I | Internal | Shoulder | B11 | 25 | 5843 | 5843 | 64.03 | 65.65 | 0.01 | 1.61
2020 | NYISO_A-F_2_NYISO_G-I | NYISO_A-F | NYISO_G-I | Internal | Shoulder | B12 | 200 | 5843 | 5058.09 | 64.03 | 64.04 | 0.01 | 0
2020 | NYISO_A-F_2_NYISO_G-I | NYISO_A-F | NYISO_G-I | Internal | Shoulder | B13 | 600 | 5843 | 5843 | 61.28 | 61.67 | 0.01 | 0.38
2020 | NYISO_A-F_2_NYISO_G-I | NYISO_A-F | NYISO_G-I | Internal | Shoulder | B14 | 900 | 5843 | 5843 | 60.15 | 61.67 | 0.01 | 1.52
2020 | NYISO_A-F_2_NYISO_G-I | NYISO_A-F | NYISO_G-I | Internal | Shoulder | B15 | 1203 | 5843 | 4514.12 | 60.15 | 60.16 | 0.01 | 0
2020 | NYISO_A-F_2_NYISO_G-I | NYISO_A-F | NYISO_G-I | Internal | Summer | B1 | 10 | 5843 | 5843 | 80.66 | 98.82 | 0.01 | 18.15
2020 | NYISO_A-F_2_NYISO_G-I | NYISO_A-F | NYISO_G-I | Internal | Summer | B2 | 25 | 5843 | 5843 | 80.66 | 94.46 | 0.01 | 13.8
2020 | NYISO_A-F_2_NYISO_G-I | NYISO_A-F | NYISO_G-I | Internal | Summer | B3 | 75 | 5843 | 5843 | 79.69 | 86.06 | 0.01 | 6.36
2020 | NYISO_A-F_2_NYISO_G-I | NYISO_A-F | NYISO_G-I | Internal | Summer | B4 | 100 | 5843 | 5843 | 68.95 | 83.54 | 0.01 | 14.58
2020 | NYISO_A-F_2_NYISO_G-I | NYISO_A-F | NYISO_G-I | Internal | Summer | B5 | 200 | 5843 | 5843 | 62.77 | 82.37 | 0.01 | 19.59
2020 | NYISO_A-F_2_NYISO_G-I | NYISO_A-F | NYISO_G-I | Internal | Summer | B6 | 300 | 5843 | 5843 | 62.77 | 68.34 | 0.01 | 5.56
2020 | NYISO_A-F_2_NYISO_G-I | NYISO_A-F | NYISO_G-I | Internal | Summer | B7 | 400 | 5843 | 5369.94 | 61.62 | 61.63 | 0.01 | 0
2020 | NYISO_A-F_2_NYISO_G-I | NYISO_A-F | NYISO_G-I | Internal | Summer | B8 | 500 | 5843 | 5789.5 | 60.03 | 60.04 | 0.01 | 0
2020 | NYISO_A-F_2_NYISO_G-I | NYISO_A-F | NYISO_G-I | Internal | Summer | B9 | 800 | 5843 | 5602.88 | 58.71 | 58.72 | 0.01 | 0
2020 | NYISO_A-F_2_NYISO_G-I | NYISO_A-F | NYISO_G-I | Internal | Summer | B10 | 1262 | 5843 | 3548.37 | 58.71 | 58.72 | 0.01 | 0
2020 | NYISO_A-F_2_NYISO_G-I | NYISO_A-F | NYISO_G-I | Internal | Winter | B16 | 25 | 5843 | 5843 | 66.42 | 76.78 | 0.01 | 10.35
2020 | NYISO_A-F_2_NYISO_G-I | NYISO_A-F | NYISO_G-I | Internal | Winter | B17 | 100 | 5843 | 5843 | 66.42 | 70.42 | 0.01 | 3.99
2020 | NYISO_A-F_2_NYISO_G-I | NYISO_A-F | NYISO_G-I | Internal | Winter | B18 | 400 | 5843 | 5843 | 63.64 | 69.79 | 0.01 | 6.14
2020 | NYISO_A-F_2_NYISO_G-I | NYISO_A-F | NYISO_G-I | Internal | Winter | B19 | 700 | 5843 | 5843 | 63.64 | 69.79 | 0.01 | 6.14
2020 | NYISO_A-F_2_NYISO_G-I | NYISO_A-F | NYISO_G-I | Internal | Winter | B20 | 935 | 5843 | 5341.26 | 63.64 | 63.65 | 0.01 | 0
2020 | NYISO_A-F_2_PJM_ROM | NYISO_A-F | PJM_ROM | Internal | Shoulder | B11 | 25 | 1000 | 1000 | 64.03 | 79.22 | 8 | 7.2
2020 | NYISO_A-F_2_PJM_ROM | NYISO_A-F | PJM_ROM | Internal | Shoulder | B12 | 200 | 1000 | 755.8 | 64.03 | 72.03 | 8 | 0
2020 | NYISO_A-F_2_PJM_ROM | NYISO_A-F | PJM_ROM | Internal | Shoulder | B13 | 600 | 1000 | 0 | 61.28 | 68.33 | 8 | 0
2020 | NYISO_A-F_2_PJM_ROM | NYISO_A-F | PJM_ROM | Internal | Shoulder | B14 | 900 | 1000 | 0 | 60.15 | 65.26 | 8 | 0
2020 | NYISO_A-F_2_PJM_ROM | NYISO_A-F | PJM_ROM | Internal | Shoulder | B15 | 1203 | 1000 | 0 | 60.15 | 61.2 | 8 | 0
2020 | NYISO_A-F_2_PJM_ROM | NYISO_A-F | PJM_ROM | Internal | Summer | B1 | 10 | 1000 | 1000 | 80.66 | 106.8 | 8 | 18.15
2020 | NYISO_A-F_2_PJM_ROM | NYISO_A-F | PJM_ROM | Internal | Summer | B2 | 25 | 1000 | 1000 | 80.66 | 102.48 | 8 | 13.82
2020 | NYISO_A-F_2_PJM_ROM | NYISO_A-F | PJM_ROM | Internal | Summer | B3 | 75 | 1000 | 1000 | 79.69 | 101.14 | 8 | 13.45
2020 | NYISO_A-F_2_PJM_ROM | NYISO_A-F | PJM_ROM | Internal | Summer | B4 | 100 | 1000 | 1000 | 68.95 | 95.27 | 8 | 18.32
2020 | NYISO_A-F_2_PJM_ROM | NYISO_A-F | PJM_ROM | Internal | Summer | B5 | 200 | 1000 | 1000 | 62.77 | 90.38 | 8 | 19.61
2020 | NYISO_A-F_2_PJM_ROM | NYISO_A-F | PJM_ROM | Internal | Summer | B6 | 300 | 1000 | 1000 | 62.77 | 76.36 | 8 | 5.59
2020 | NYISO_A-F_2_PJM_ROM | NYISO_A-F | PJM_ROM | Internal | Summer | B7 | 400 | 1000 | 0 | 61.62 | 66.88 | 8 | 0
2020 | NYISO_A-F_2_PJM_ROM | NYISO_A-F | PJM_ROM | Internal | Summer | B8 | 500 | 1000 | 0 | 60.03 | 64.16 | 8 | 0
2020 | NYISO_A-F_2_PJM_ROM | NYISO_A-F | PJM_ROM | Internal | Summer | B9 | 800 | 1000 | 0 | 58.71 | 61.9 | 8 | 0
2020 | NYISO_A-F_2_PJM_ROM | NYISO_A-F | PJM_ROM | Internal | Summer | B10 | 1262 | 1000 | 0 | 58.71 | 60.76 | 8 | 0
2020 | NYISO_A-F_2_PJM_ROM | NYISO_A-F | PJM_ROM | Internal | Winter | B16 | 25 | 1000 | 1000 | 66.42 | 86.17 | 8 | 11.75
2020 | NYISO_A-F_2_PJM_ROM | NYISO_A-F | PJM_ROM | Internal | Winter | B17 | 100 | 1000 | 1000 | 66.42 | 78.43 | 8 | 4.02
2020 | NYISO_A-F_2_PJM_ROM | NYISO_A-F | PJM_ROM | Internal | Winter | B18 | 400 | 1000 | 0 | 63.64 | 71.17 | 8 | 0
2020 | NYISO_A-F_2_PJM_ROM | NYISO_A-F | PJM_ROM | Internal | Winter | B19 | 700 | 1000 | 0 | 63.64 | 69.56 | 8 | 0
2020 | NYISO_A-F_2_PJM_ROM | NYISO_A-F | PJM_ROM | Internal | Winter | B20 | 935 | 1000 | 0 | 63.64 | 62.84 | 8 | 0
2020 | NYISO_G-I_2_NYISO_A-F | NYISO_G-I | NYISO_A-F | Internal | Shoulder | B11 | 25 | 3592 | 0 | 65.65 | 64.03 | 0.01 | 0
2020 | NYISO_G-I_2_NYISO_A-F | NYISO_G-I | NYISO_A-F | Internal | Shoulder | B12 | 200 | 3592 | 0 | 64.04 | 64.03 | 0.01 | 0
2020 | NYISO_G-I_2_NYISO_A-F | NYISO_G-I | NYISO_A-F | Internal | Shoulder | B13 | 600 | 3592 | 0 | 61.67 | 61.28 | 0.01 | 0
2020 | NYISO_G-I_2_NYISO_A-F | NYISO_G-I | NYISO_A-F | Internal | Shoulder | B14 | 900 | 3592 | 0 | 61.67 | 60.15 | 0.01 | 0
2020 | NYISO_G-I_2_NYISO_A-F | NYISO_G-I | NYISO_A-F | Internal | Shoulder | B15 | 1203 | 3592 | 0 | 60.16 | 60.15 | 0.01 | 0
2020 | NYISO_G-I_2_NYISO_A-F | NYISO_G-I | NYISO_A-F | Internal | Summer | B1 | 10 | 3592 | 0 | 98.82 | 80.66 | 0.01 | 0
2020 | NYISO_G-I_2_NYISO_A-F | NYISO_G-I | NYISO_A-F | Internal | Summer | B2 | 25 | 3592 | 0 | 94.46 | 80.66 | 0.01 | 0
2020 | NYISO_G-I_2_NYISO_A-F | NYISO_G-I | NYISO_A-F | Internal | Summer | B3 | 75 | 3592 | 0 | 86.06 | 79.69 | 0.01 | 0
2020 | NYISO_G-I_2_NYISO_A-F | NYISO_G-I | NYISO_A-F | Internal | Summer | B4 | 100 | 3592 | 0 | 83.54 | 68.95 | 0.01 | 0
2020 | NYISO_G-I_2_NYISO_A-F | NYISO_G-I | NYISO_A-F | Internal | Summer | B5 | 200 | 3592 | 0 | 82.37 | 62.77 | 0.01 | 0
2020 | NYISO_G-I_2_NYISO_A-F | NYISO_G-I | NYISO_A-F | Internal | Summer | B6 | 300 | 3592 | 0 | 68.34 | 62.77 | 0.01 | 0
2020 | NYISO_G-I_2_NYISO_A-F | NYISO_G-I | NYISO_A-F | Internal | Summer | B7 | 400 | 3592 | 0 | 61.63 | 61.62 | 0.01 | 0
2020 | NYISO_G-I_2_NYISO_A-F | NYISO_G-I | NYISO_A-F | Internal | Summer | B8 | 500 | 3592 | 0 | 60.04 | 60.03 | 0.01 | 0
2020 | NYISO_G-I_2_NYISO_A-F | NYISO_G-I | NYISO_A-F | Internal | Summer | B9 | 800 | 3592 | 0 | 58.72 | 58.71 | 0.01 | 0
2020 | NYISO_G-I_2_NYISO_A-F | NYISO_G-I | NYISO_A-F | Internal | Summer | B10 | 1262 | 3592 | 0 | 58.72 | 58.71 | 0.01 | 0
2020 | NYISO_G-I_2_NYISO_A-F | NYISO_G-I | NYISO_A-F | Internal | Winter | B16 | 25 | 3592 | 0 | 76.78 | 66.42 | 0.01 | 0
2020 | NYISO_G-I_2_NYISO_A-F | NYISO_G-I | NYISO_A-F | Internal | Winter | B17 | 100 | 3592 | 0 | 70.42 | 66.42 | 0.01 | 0
2020 | NYISO_G-I_2_NYISO_A-F | NYISO_G-I | NYISO_A-F | Internal | Winter | B18 | 400 | 3592 | 0 | 69.79 | 63.64 | 0.01 | 0
2020 | NYISO_G-I_2_NYISO_A-F | NYISO_G-I | NYISO_A-F | Internal | Winter | B19 | 700 | 3592 | 0 | 69.79 | 63.64 | 0.01 | 0
2020 | NYISO_G-I_2_NYISO_A-F | NYISO_G-I | NYISO_A-F | Internal | Winter | B20 | 935 | 3592 | 0 | 63.65 | 63.64 | 0.01 | 0
2020 | NYISO_G-I_2_NYISO_J-K | NYISO_G-I | NYISO_J-K | Internal | Shoulder | B11 | 25 | 6130 | 5243.5 | 65.65 | 65.66 | 0.01 | 0
2020 | NYISO_G-I_2_NYISO_J-K | NYISO_G-I | NYISO_J-K | Internal | Shoulder | B12 | 200 | 6130 | 5419.66 | 64.04 | 64.05 | 0.01 | 0
2020 | NYISO_G-I_2_NYISO_J-K | NYISO_G-I | NYISO_J-K | Internal | Shoulder | B13 | 600 | 6130 | 5256.21 | 61.67 | 61.69 | 0.01 | 0
2020 | NYISO_G-I_2_NYISO_J-K | NYISO_G-I | NYISO_J-K | Internal | Shoulder | B14 | 900 | 6130 | 5406.33 | 61.67 | 61.69 | 0.01 | 0
2020 | NYISO_G-I_2_NYISO_J-K | NYISO_G-I | NYISO_J-K | Internal | Shoulder | B15 | 1203 | 6130 | 4495.86 | 60.16 | 60.17 | 0.01 | 0
2020 | NYISO_G-I_2_NYISO_J-K | NYISO_G-I | NYISO_J-K | Internal | Summer | B1 | 10 | 6130 | 5101.22 | 98.82 | 98.83 | 0.01 | 0
2020 | NYISO_G-I_2_NYISO_J-K | NYISO_G-I | NYISO_J-K | Internal | Summer | B2 | 25 | 6130 | 4660.37 | 94.46 | 94.48 | 0.01 | 0
2020 | NYISO_G-I_2_NYISO_J-K | NYISO_G-I | NYISO_J-K | Internal | Summer | B3 | 75 | 6130 | 4804.41 | 86.06 | 86.07 | 0.01 | 0
2020 | NYISO_G-I_2_NYISO_J-K | NYISO_G-I | NYISO_J-K | Internal | Summer | B4 | 100 | 6130 | 5060.82 | 83.54 | 83.55 | 0.01 | 0
2020 | NYISO_G-I_2_NYISO_J-K | NYISO_G-I | NYISO_J-K | Internal | Summer | B5 | 200 | 6130 | 6130 | 82.37 | 83.55 | 0.01 | 1.17
2020 | NYISO_G-I_2_NYISO_J-K | NYISO_G-I | NYISO_J-K | Internal | Summer | B6 | 300 | 6130 | 5606.03 | 68.34 | 68.36 | 0.01 | 0
2020 | NYISO_G-I_2_NYISO_J-K | NYISO_G-I | NYISO_J-K | Internal | Summer | B7 | 400 | 6130 | 6034.6 | 61.63 | 61.64 | 0.01 | 0
2020 | NYISO_G-I_2_NYISO_J-K | NYISO_G-I | NYISO_J-K | Internal | Summer | B8 | 500 | 6130 | 6130 | 60.04 | 61.63 | 0.01 | 1.58
2020 | NYISO_G-I_2_NYISO_J-K | NYISO_G-I | NYISO_J-K | Internal | Summer | B9 | 800 | 6130 | 5487.82 | 58.72 | 58.74 | 0.01 | 0
2020 | NYISO_G-I_2_NYISO_J-K | NYISO_G-I | NYISO_J-K | Internal | Summer | B10 | 1262 | 6130 | 3872.3 | 58.72 | 58.74 | 0.01 | 0
2020 | NYISO_G-I_2_NYISO_J-K | NYISO_G-I | NYISO_J-K | Internal | Winter | B16 | 25 | 6130 | 5233.56 | 76.78 | 76.79 | 0.01 | 0
2020 | NYISO_G-I_2_NYISO_J-K | NYISO_G-I | NYISO_J-K | Internal | Winter | B17 | 100 | 6130 | 6130 | 70.42 | 73.44 | 0.01 | 3.01
2020 | NYISO_G-I_2_NYISO_J-K | NYISO_G-I | NYISO_J-K | Internal | Winter | B18 | 400 | 6130 | 6130 | 69.79 | 72.12 | 0.01 | 2.32
2020 | NYISO_G-I_2_NYISO_J-K | NYISO_G-I | NYISO_J-K | Internal | Winter | B19 | 700 | 6130 | 6130 | 69.79 | 72.12 | 0.01 | 2.32
2020 | NYISO_G-I_2_NYISO_J-K | NYISO_G-I | NYISO_J-K | Internal | Winter | B20 | 935 | 6130 | 5617.35 | 63.65 | 63.66 | 0.01 | 0
2020 | NYISO_G-I_2_PJM_E | NYISO_G-I | PJM_E | Internal | Shoulder | B11 | 25 | 1500 | 1500 | 65.65 | 79.21 | 8 | 5.56
2020 | NYISO_G-I_2_PJM_E | NYISO_G-I | PJM_E | Internal | Shoulder | B12 | 200 | 1500 | 0 | 64.04 | 72.01 | 8 | 0
2020 | NYISO_G-I_2_PJM_E | NYISO_G-I | PJM_E | Internal | Shoulder | B13 | 600 | 1500 | 0 | 61.67 | 68.32 | 8 | 0
2020 | NYISO_G-I_2_PJM_E | NYISO_G-I | PJM_E | Internal | Shoulder | B14 | 900 | 1500 | 0 | 61.67 | 65.25 | 8 | 0
2020 | NYISO_G-I_2_PJM_E | NYISO_G-I | PJM_E | Internal | Shoulder | B15 | 1203 | 1500 | 0 | 60.16 | 61.19 | 8 | 0
2020 | NYISO_G-I_2_PJM_E | NYISO_G-I | PJM_E | Internal | Summer | B1 | 10 | 1500 | 365.89 | 98.82 | 106.82 | 8 | 0
2020 | NYISO_G-I_2_PJM_E | NYISO_G-I | PJM_E | Internal | Summer | B2 | 25 | 1500 | 1232.98 | 94.46 | 102.46 | 8 | 0
2020 | NYISO_G-I_2_PJM_E | NYISO_G-I | PJM_E | Internal | Summer | B3 | 75 | 1500 | 1500 | 86.06 | 101.12 | 8 | 7.07
2020 | NYISO_G-I_2_PJM_E | NYISO_G-I | PJM_E | Internal | Summer | B4 | 100 | 1500 | 1500 | 83.54 | 95.25 | 8 | 3.72
2020 | NYISO_G-I_2_PJM_E | NYISO_G-I | PJM_E | Internal | Summer | B5 | 200 | 1500 | 563.02 | 82.37 | 90.37 | 8 | 0
2020 | NYISO_G-I_2_PJM_E | NYISO_G-I | PJM_E | Internal | Summer | B6 | 300 | 1500 | 1275.35 | 68.34 | 76.34 | 8 | 0
2020 | NYISO_G-I_2_PJM_E | NYISO_G-I | PJM_E | Internal | Summer | B7 | 400 | 1500 | 0 | 61.63 | 66.86 | 8 | 0
2020 | NYISO_G-I_2_PJM_E | NYISO_G-I | PJM_E | Internal | Summer | B8 | 500 | 1500 | 0 | 60.04 | 64.14 | 8 | 0
2020 | NYISO_G-I_2_PJM_E | NYISO_G-I | PJM_E | Internal | Summer | B9 | 800 | 1500 | 0 | 58.72 | 61.88 | 8 | 0
2020 | NYISO_G-I_2_PJM_E | NYISO_G-I | PJM_E | Internal | Summer | B10 | 1262 | 1500 | 0 | 58.72 | 60.75 | 8 | 0
2020 | NYISO_G-I_2_PJM_E | NYISO_G-I | PJM_E | Internal | Winter | B16 | 25 | 1500 | 1500 | 76.78 | 86.15 | 8 | 1.37
2020 | NYISO_G-I_2_PJM_E | NYISO_G-I | PJM_E | Internal | Winter | B17 | 100 | 1500 | 109.58 | 70.42 | 78.42 | 8 | 0
2020 | NYISO_G-I_2_PJM_E | NYISO_G-I | PJM_E | Internal | Winter | B18 | 400 | 1500 | 0 | 69.79 | 71.18 | 8 | 0
2020 | NYISO_G-I_2_PJM_E | NYISO_G-I | PJM_E | Internal | Winter | B19 | 700 | 1500 | 0 | 69.79 | 69.57 | 8 | 0
2020 | NYISO_G-I_2_PJM_E | NYISO_G-I | PJM_E | Internal | Winter | B20 | 935 | 1500 | 0 | 63.65 | 62.83 | 8 | 0
2020 | NYISO_J-K_2_NYISO_G-I | NYISO_J-K | NYISO_G-I | Internal | Shoulder | B11 | 25 | 1999 | 0 | 65.66 | 65.65 | 0.01 | 0
2020 | NYISO_J-K_2_NYISO_G-I | NYISO_J-K | NYISO_G-I | Internal | Shoulder | B12 | 200 | 1999 | 0 | 64.05 | 64.04 | 0.01 | 0
2020 | NYISO_J-K_2_NYISO_G-I | NYISO_J-K | NYISO_G-I | Internal | Shoulder | B13 | 600 | 1999 | 0 | 61.69 | 61.67 | 0.01 | 0
2020 | NYISO_J-K_2_NYISO_G-I | NYISO_J-K | NYISO_G-I | Internal | Shoulder | B14 | 900 | 1999 | 0 | 61.69 | 61.67 | 0.01 | 0
2020 | NYISO_J-K_2_NYISO_G-I | NYISO_J-K | NYISO_G-I | Internal | Shoulder | B15 | 1203 | 1999 | 0 | 60.17 | 60.16 | 0.01 | 0
2020 | NYISO_J-K_2_NYISO_G-I | NYISO_J-K | NYISO_G-I | Internal | Summer | B1 | 10 | 1999 | 0 | 98.83 | 98.82 | 0.01 | 0
2020 | NYISO_J-K_2_NYISO_G-I | NYISO_J-K | NYISO_G-I | Internal | Summer | B2 | 25 | 1999 | 0 | 94.48 | 94.46 | 0.01 | 0
2020 | NYISO_J-K_2_NYISO_G-I | NYISO_J-K | NYISO_G-I | Internal | Summer | B3 | 75 | 1999 | 0 | 86.07 | 86.06 | 0.01 | 0
2020 | NYISO_J-K_2_NYISO_G-I | NYISO_J-K | NYISO_G-I | Internal | Summer | B4 | 100 | 1999 | 0 | 83.55 | 83.54 | 0.01 | 0
2020 | NYISO_J-K_2_NYISO_G-I | NYISO_J-K | NYISO_G-I | Internal | Summer | B5 | 200 | 1999 | 0 | 83.55 | 82.37 | 0.01 | 0
2020 | NYISO_J-K_2_NYISO_G-I | NYISO_J-K | NYISO_G-I | Internal | Summer | B6 | 300 | 1999 | 0 | 68.36 | 68.34 | 0.01 | 0
2020 | NYISO_J-K_2_NYISO_G-I | NYISO_J-K | NYISO_G-I | Internal | Summer | B7 | 400 | 1999 | 0 | 61.64 | 61.63 | 0.01 | 0
2020 | NYISO_J-K_2_NYISO_G-I | NYISO_J-K | NYISO_G-I | Internal | Summer | B8 | 500 | 1999 | 0 | 61.63 | 60.04 | 0.01 | 0
2020 | NYISO_J-K_2_NYISO_G-I | NYISO_J-K | NYISO_G-I | Internal | Summer | B9 | 800 | 1999 | 0 | 58.74 | 58.72 | 0.01 | 0
2020 | NYISO_J-K_2_NYISO_G-I | NYISO_J-K | NYISO_G-I | Internal | Summer | B10 | 1262 | 1999 | 0 | 58.74 | 58.72 | 0.01 | 0
2020 | NYISO_J-K_2_NYISO_G-I | NYISO_J-K | NYISO_G-I | Internal | Winter | B16 | 25 | 1999 | 0 | 76.79 | 76.78 | 0.01 | 0
2020 | NYISO_J-K_2_NYISO_G-I | NYISO_J-K | NYISO_G-I | Internal | Winter | B17 | 100 | 1999 | 0 | 73.44 | 70.42 | 0.01 | 0
2020 | NYISO_J-K_2_NYISO_G-I | NYISO_J-K | NYISO_G-I | Internal | Winter | B18 | 400 | 1999 | 0 | 72.12 | 69.79 | 0.01 | 0
2020 | NYISO_J-K_2_NYISO_G-I | NYISO_J-K | NYISO_G-I | Internal | Winter | B19 | 700 | 1999 | 0 | 72.12 | 69.79 | 0.01 | 0
2020 | NYISO_J-K_2_NYISO_G-I | NYISO_J-K | NYISO_G-I | Internal | Winter | B20 | 935 | 1999 | 0 | 63.66 | 63.65 | 0.01 | 0
2020 | NYISO_J-K_2_PJM_E | NYISO_J-K | PJM_E | Internal | Shoulder | B11 | 25 | 330 | 330 | 65.66 | 79.21 | 8 | 5.55
2020 | NYISO_J-K_2_PJM_E | NYISO_J-K | PJM_E | Internal | Shoulder | B12 | 200 | 330 | 0 | 64.05 | 72.01 | 8 | 0
2020 | NYISO_J-K_2_PJM_E | NYISO_J-K | PJM_E | Internal | Shoulder | B13 | 600 | 330 | 0 | 61.69 | 68.32 | 8 | 0
2020 | NYISO_J-K_2_PJM_E | NYISO_J-K | PJM_E | Internal | Shoulder | B14 | 900 | 330 | 0 | 61.69 | 65.25 | 8 | 0
2020 | NYISO_J-K_2_PJM_E | NYISO_J-K | PJM_E | Internal | Shoulder | B15 | 1203 | 330 | 0 | 60.17 | 61.19 | 8 | 0
2020 | NYISO_J-K_2_PJM_E | NYISO_J-K | PJM_E | Internal | Summer | B1 | 10 | 330 | 0 | 98.83 | 106.82 | 8 | 0
2020 | NYISO_J-K_2_PJM_E | NYISO_J-K | PJM_E | Internal | Summer | B2 | 25 | 330 | 0 | 94.48 | 102.46 | 8 | 0
2020 | NYISO_J-K_2_PJM_E | NYISO_J-K | PJM_E | Internal | Summer | B3 | 75 | 330 | 330 | 86.07 | 101.12 | 8 | 7.05
2020 | NYISO_J-K_2_PJM_E | NYISO_J-K | PJM_E | Internal | Summer | B4 | 100 | 330 | 330 | 83.55 | 95.25 | 8 | 3.7
2020 | NYISO_J-K_2_PJM_E | NYISO_J-K | PJM_E | Internal | Summer | B5 | 200 | 330 | 0 | 83.55 | 90.37 | 8 | 0
2020 | NYISO_J-K_2_PJM_E | NYISO_J-K | PJM_E | Internal | Summer | B6 | 300 | 330 | 0 | 68.36 | 76.34 | 8 | 0
2020 | NYISO_J-K_2_PJM_E | NYISO_J-K | PJM_E | Internal | Summer | B7 | 400 | 330 | 0 | 61.64 | 66.86 | 8 | 0
2020 | NYISO_J-K_2_PJM_E | NYISO_J-K | PJM_E | Internal | Summer | B8 | 500 | 330 | 0 | 61.63 | 64.14 | 8 | 0
2020 | NYISO_J-K_2_PJM_E | NYISO_J-K | PJM_E | Internal | Summer | B9 | 800 | 330 | 0 | 58.74 | 61.88 | 8 | 0
2020 | NYISO_J-K_2_PJM_E | NYISO_J-K | PJM_E | Internal | Summer | B10 | 1262 | 330 | 0 | 58.74 | 60.75 | 8 | 0
2020 | NYISO_J-K_2_PJM_E | NYISO_J-K | PJM_E | Internal | Winter | B16 | 25 | 330 | 330 | 76.79 | 86.15 | 8 | 1.36
2020 | NYISO_J-K_2_PJM_E | NYISO_J-K | PJM_E | Internal | Winter | B17 | 100 | 330 | 0 | 73.44 | 78.42 | 8 | 0
2020 | NYISO_J-K_2_PJM_E | NYISO_J-K | PJM_E | Internal | Winter | B18 | 400 | 330 | 0 | 72.12 | 71.18 | 8 | 0
2020 | NYISO_J-K_2_PJM_E | NYISO_J-K | PJM_E | Internal | Winter | B19 | 700 | 330 | 0 | 72.12 | 69.57 | 8 | 0
2020 | NYISO_J-K_2_PJM_E | NYISO_J-K | PJM_E | Internal | Winter | B20 | 935 | 330 | 0 | 63.66 | 62.83 | 8 | 0
2020 | PJM_E_2_NYISO_G-I | PJM_E | NYISO_G-I | Internal | Shoulder | B11 | 25 | 500 | 0 | 79.21 | 65.65 | 6 | 0
2020 | PJM_E_2_NYISO_G-I | PJM_E | NYISO_G-I | Internal | Shoulder | B12 | 200 | 500 | 0 | 72.01 | 64.04 | 6 | 0
2020 | PJM_E_2_NYISO_G-I | PJM_E | NYISO_G-I | Internal | Shoulder | B13 | 600 | 500 | 0 | 68.32 | 61.67 | 6 | 0
2020 | PJM_E_2_NYISO_G-I | PJM_E | NYISO_G-I | Internal | Shoulder | B14 | 900 | 500 | 0 | 65.25 | 61.67 | 6 | 0
2020 | PJM_E_2_NYISO_G-I | PJM_E | NYISO_G-I | Internal | Shoulder | B15 | 1203 | 500 | 0 | 61.19 | 60.16 | 6 | 0
2020 | PJM_E_2_NYISO_G-I | PJM_E | NYISO_G-I | Internal | Summer | B1 | 10 | 500 | 0 | 106.82 | 98.82 | 6 | 0
2020 | PJM_E_2_NYISO_G-I | PJM_E | NYISO_G-I | Internal | Summer | B2 | 25 | 500 | 0 | 102.46 | 94.46 | 6 | 0
2020 | PJM_E_2_NYISO_G-I | PJM_E | NYISO_G-I | Internal | Summer | B3 | 75 | 500 | 0 | 101.12 | 86.06 | 6 | 0
2020 | PJM_E_2_NYISO_G-I | PJM_E | NYISO_G-I | Internal | Summer | B4 | 100 | 500 | 0 | 95.25 | 83.54 | 6 | 0
2020 | PJM_E_2_NYISO_G-I | PJM_E | NYISO_G-I | Internal | Summer | B5 | 200 | 500 | 0 | 90.37 | 82.37 | 6 | 0
2020 | PJM_E_2_NYISO_G-I | PJM_E | NYISO_G-I | Internal | Summer | B6 | 300 | 500 | 0 | 76.34 | 68.34 | 6 | 0
2020 | PJM_E_2_NYISO_G-I | PJM_E | NYISO_G-I | Internal | Summer | B7 | 400 | 500 | 0 | 66.86 | 61.63 | 6 | 0
2020 | PJM_E_2_NYISO_G-I | PJM_E | NYISO_G-I | Internal | Summer | B8 | 500 | 500 | 0 | 64.14 | 60.04 | 6 | 0
2020 | PJM_E_2_NYISO_G-I | PJM_E | NYISO_G-I | Internal | Summer | B9 | 800 | 500 | 0 | 61.88 | 58.72 | 6 | 0
2020 | PJM_E_2_NYISO_G-I | PJM_E | NYISO_G-I | Internal | Summer | B10 | 1262 | 500 | 0 | 60.75 | 58.72 | 6 | 0
2020 | PJM_E_2_NYISO_G-I | PJM_E | NYISO_G-I | Internal | Winter | B16 | 25 | 500 | 0 | 86.15 | 76.78 | 6 | 0
2020 | PJM_E_2_NYISO_G-I | PJM_E | NYISO_G-I | Internal | Winter | B17 | 100 | 500 | 0 | 78.42 | 70.42 | 6 | 0
2020 | PJM_E_2_NYISO_G-I | PJM_E | NYISO_G-I | Internal | Winter | B18 | 400 | 500 | 0 | 71.18 | 69.79 | 6 | 0
2020 | PJM_E_2_NYISO_G-I | PJM_E | NYISO_G-I | Internal | Winter | B19 | 700 | 500 | 0 | 69.57 | 69.79 | 6 | 0
2020 | PJM_E_2_NYISO_G-I | PJM_E | NYISO_G-I | Internal | Winter | B20 | 935 | 500 | 0 | 62.83 | 63.65 | 6 | 0
2020 | PJM_E_2_NYISO_J-K | PJM_E | NYISO_J-K | Internal | Shoulder | B11 | 25 | 330 | 0 | 79.21 | 65.66 | 6 | 0
2020 | PJM_E_2_NYISO_J-K | PJM_E | NYISO_J-K | Internal | Shoulder | B12 | 200 | 330 | 0 | 72.01 | 64.05 | 6 | 0
2020 | PJM_E_2_NYISO_J-K | PJM_E | NYISO_J-K | Internal | Shoulder | B13 | 600 | 330 | 0 | 68.32 | 61.69 | 6 | 0
2020 | PJM_E_2_NYISO_J-K | PJM_E | NYISO_J-K | Internal | Shoulder | B14 | 900 | 330 | 0 | 65.25 | 61.69 | 6 | 0
2020 | PJM_E_2_NYISO_J-K | PJM_E | NYISO_J-K | Internal | Shoulder | B15 | 1203 | 330 | 0 | 61.19 | 60.17 | 6 | 0
2020 | PJM_E_2_NYISO_J-K | PJM_E | NYISO_J-K | Internal | Summer | B1 | 10 | 330 | 0 | 106.82 | 98.83 | 6 | 0
2020 | PJM_E_2_NYISO_J-K | PJM_E | NYISO_J-K | Internal | Summer | B2 | 25 | 330 | 0 | 102.46 | 94.48 | 6 | 0
2020 | PJM_E_2_NYISO_J-K | PJM_E | NYISO_J-K | Internal | Summer | B3 | 75 | 330 | 0 | 101.12 | 86.07 | 6 | 0
2020 | PJM_E_2_NYISO_J-K | PJM_E | NYISO_J-K | Internal | Summer | B4 | 100 | 330 | 0 | 95.25 | 83.55 | 6 | 0
2020 | PJM_E_2_NYISO_J-K | PJM_E | NYISO_J-K | Internal | Summer | B5 | 200 | 330 | 0 | 90.37 | 83.55 | 6 | 0
2020 | PJM_E_2_NYISO_J-K | PJM_E | NYISO_J-K | Internal | Summer | B6 | 300 | 330 | 0 | 76.34 | 68.36 | 6 | 0
2020 | PJM_E_2_NYISO_J-K | PJM_E | NYISO_J-K | Internal | Summer | B7 | 400 | 330 | 0 | 66.86 | 61.64 | 6 | 0
2020 | PJM_E_2_NYISO_J-K | PJM_E | NYISO_J-K | Internal | Summer | B8 | 500 | 330 | 0 | 64.14 | 61.63 | 6 | 0
2020 | PJM_E_2_NYISO_J-K | PJM_E | NYISO_J-K | Internal | Summer | B9 | 800 | 330 | 0 | 61.88 | 58.74 | 6 | 0
2020 | PJM_E_2_NYISO_J-K | PJM_E | NYISO_J-K | Internal | Summer | B10 | 1262 | 330 | 0 | 60.75 | 58.74 | 6 | 0
2020 | PJM_E_2_NYISO_J-K | PJM_E | NYISO_J-K | Internal | Winter | B16 | 25 | 330 | 0 | 86.15 | 76.79 | 6 | 0
2020 | PJM_E_2_NYISO_J-K | PJM_E | NYISO_J-K | Internal | Winter | B17 | 100 | 330 | 0 | 78.42 | 73.44 | 6 | 0
2020 | PJM_E_2_NYISO_J-K | PJM_E | NYISO_J-K | Internal | Winter | B18 | 400 | 330 | 0 | 71.18 | 72.12 | 6 | 0
2020 | PJM_E_2_NYISO_J-K | PJM_E | NYISO_J-K | Internal | Winter | B19 | 700 | 330 | 0 | 69.57 | 72.12 | 6 | 0
2020 | PJM_E_2_NYISO_J-K | PJM_E | NYISO_J-K | Internal | Winter | B20 | 935 | 330 | 0 | 62.83 | 63.66 | 6 | 0
2020 | PJM_E_2_PJM_ROM | PJM_E | PJM_ROM | Internal | Shoulder | B11 | 25 | 8000 | 4482.42 | 79.21 | 79.22 | 0.01 | 0
2020 | PJM_E_2_PJM_ROM | PJM_E | PJM_ROM | Internal | Shoulder | B12 | 200 | 8000 | 2702.68 | 72.01 | 72.03 | 0.01 | 0
2020 | PJM_E_2_PJM_ROM | PJM_E | PJM_ROM | Internal | Shoulder | B13 | 600 | 8000 | 1081.88 | 68.32 | 68.33 | 0.01 | 0
2020 | PJM_E_2_PJM_ROM | PJM_E | PJM_ROM | Internal | Shoulder | B14 | 900 | 8000 | 1706.98 | 65.25 | 65.26 | 0.01 | 0
2020 | PJM_E_2_PJM_ROM | PJM_E | PJM_ROM | Internal | Shoulder | B15 | 1203 | 8000 | 308.06 | 61.19 | 61.2 | 0.01 | 0
2020 | PJM_E_2_PJM_ROM | PJM_E | PJM_ROM | Internal | Summer | B1 | 10 | 8000 | 0 | 106.82 | 106.8 | 0.01 | 0
2020 | PJM_E_2_PJM_ROM | PJM_E | PJM_ROM | Internal | Summer | B2 | 25 | 8000 | 1488.93 | 102.46 | 102.48 | 0.01 | 0
2020 | PJM_E_2_PJM_ROM | PJM_E | PJM_ROM | Internal | Summer | B3 | 75 | 8000 | 4765.87 | 101.12 | 101.14 | 0.01 | 0
2020 | PJM_E_2_PJM_ROM | PJM_E | PJM_ROM | Internal | Summer | B4 | 100 | 8000 | 3875.37 | 95.25 | 95.27 | 0.01 | 0
2020 | PJM_E_2_PJM_ROM | PJM_E | PJM_ROM | Internal | Summer | B5 | 200 | 8000 | 1510.95 | 90.37 | 90.38 | 0.01 | 0
2020 | PJM_E_2_PJM_ROM | PJM_E | PJM_ROM | Internal | Summer | B6 | 300 | 8000 | 2554.2 | 76.34 | 76.36 | 0.01 | 0
2020 | PJM_E_2_PJM_ROM | PJM_E | PJM_ROM | Internal | Summer | B7 | 400 | 8000 | 2699.71 | 66.86 | 66.88 | 0.01 | 0
2020 | PJM_E_2_PJM_ROM | PJM_E | PJM_ROM | Internal | Summer | B8 | 500 | 8000 | 1301.65 | 64.14 | 64.16 | 0.01 | 0
2020 | PJM_E_2_PJM_ROM | PJM_E | PJM_ROM | Internal | Summer | B9 | 800 | 8000 | 1060.23 | 61.88 | 61.9 | 0.01 | 0
2020 | PJM_E_2_PJM_ROM | PJM_E | PJM_ROM | Internal | Summer | B10 | 1262 | 8000 | 872.26 | 60.75 | 60.76 | 0.01 | 0
2020 | PJM_E_2_PJM_ROM | PJM_E | PJM_ROM | Internal | Winter | B16 | 25 | 8000 | 3638.88 | 86.15 | 86.17 | 0.01 | 0
2020 | PJM_E_2_PJM_ROM | PJM_E | PJM_ROM | Internal | Winter | B17 | 100 | 8000 | 2090.89 | 78.42 | 78.43 | 0.01 | 0
2020 | PJM_E_2_PJM_ROM | PJM_E | PJM_ROM | Internal | Winter | B18 | 400 | 8000 | 0 | 71.18 | 71.17 | 0.01 | 0
2020 | PJM_E_2_PJM_ROM | PJM_E | PJM_ROM | Internal | Winter | B19 | 700 | 8000 | 0 | 69.57 | 69.56 | 0.01 | 0
2020 | PJM_E_2_PJM_ROM | PJM_E | PJM_ROM | Internal | Winter | B20 | 935 | 8000 | 18.07 | 62.83 | 62.84 | 0.01 | 0
2020 | PJM_ROR_2_MISO_IN | PJM_ROR | MISO_IN | Internal | Shoulder | B11 | 25 | 909 | 0 | 79.21 | 77.2 | 2 | 0
2020 | PJM_ROR_2_MISO_IN | PJM_ROR | MISO_IN | Internal | Shoulder | B12 | 200 | 909 | 0 | 72.01 | 70 | 2 | 0
2020 | PJM_ROR_2_MISO_IN | PJM_ROR | MISO_IN | Internal | Shoulder | B13 | 600 | 909 | 0 | 68.32 | 66.31 | 2 | 0
2020 | PJM_ROR_2_MISO_IN | PJM_ROR | MISO_IN | Internal | Shoulder | B14 | 900 | 909 | 0 | 65.25 | 62.63 | 2 | 0
2020 | PJM_ROR_2_MISO_IN | PJM_ROR | MISO_IN | Internal | Shoulder | B15 | 1203 | 909 | 0 | 61.19 | 59.17 | 2 | 0
2020 | PJM_ROR_2_MISO_IN | PJM_ROR | MISO_IN | Internal | Summer | B1 | 10 | 909 | 0 | 106.79 | 104.78 | 2 | 0
2020 | PJM_ROR_2_MISO_IN | PJM_ROR | MISO_IN | Internal | Summer | B2 | 25 | 909 | 0 | 102.46 | 100.46 | 2 | 0
2020 | PJM_ROR_2_MISO_IN | PJM_ROR | MISO_IN | Internal | Summer | B3 | 75 | 909 | 0 | 101.15 | 99.15 | 2 | 0
2020 | PJM_ROR_2_MISO_IN | PJM_ROR | MISO_IN | Internal | Summer | B4 | 100 | 909 | 0 | 95.28 | 84.92 | 2 | 0
2020 | PJM_ROR_2_MISO_IN | PJM_ROR | MISO_IN | Internal | Summer | B5 | 200 | 909 | 0 | 90.37 | 78.83 | 2 | 0
2020 | PJM_ROR_2_MISO_IN | PJM_ROR | MISO_IN | Internal | Summer | B6 | 300 | 909 | 0 | 76.34 | 64.34 | 2 | 0
2020 | PJM_ROR_2_MISO_IN | PJM_ROR | MISO_IN | Internal | Summer | B7 | 400 | 909 | 0 | 66.86 | 61.23 | 2 | 0
2020 | PJM_ROR_2_MISO_IN | PJM_ROR | MISO_IN | Internal | Summer | B8 | 500 | 909 | 0 | 64.14 | 60.13 | 2 | 0
2020 | PJM_ROR_2_MISO_IN | PJM_ROR | MISO_IN | Internal | Summer | B9 | 800 | 909 | 0 | 61.65 | 59.18 | 2 | 0
2020 | PJM_ROR_2_MISO_IN | PJM_ROR | MISO_IN | Internal | Summer | B10 | 1262 | 909 | 0 | 60.75 | 58.25 | 2 | 0
2020 | PJM_ROR_2_MISO_IN | PJM_ROR | MISO_IN | Internal | Winter | B16 | 25 | 909 | 0 | 86.15 | 81.66 | 2 | 0
2020 | PJM_ROR_2_MISO_IN | PJM_ROR | MISO_IN | Internal | Winter | B17 | 100 | 909 | 0 | 78.42 | 70.64 | 2 | 0
2020 | PJM_ROR_2_MISO_IN | PJM_ROR | MISO_IN | Internal | Winter | B18 | 400 | 909 | 0 | 71.15 | 68.99 | 2 | 0
2020 | PJM_ROR_2_MISO_IN | PJM_ROR | MISO_IN | Internal | Winter | B19 | 700 | 909 | 0 | 68.75 | 65.98 | 2 | 0
2020 | PJM_ROR_2_MISO_IN | PJM_ROR | MISO_IN | Internal | Winter | B20 | 935 | 909 | 0 | 62.83 | 60.82 | 2 | 0
2020 | PJM_ROR_2_MISO_MI | PJM_ROR | MISO_MI | Internal | Shoulder | B11 | 25 | 1305 | 0 | 79.21 | 77.21 | 2 | 0
2020 | PJM_ROR_2_MISO_MI | PJM_ROR | MISO_MI | Internal | Shoulder | B12 | 200 | 1305 | 0 | 72.01 | 70.01 | 2 | 0
2020 | PJM_ROR_2_MISO_MI | PJM_ROR | MISO_MI | Internal | Shoulder | B13 | 600 | 1305 | 0 | 68.32 | 66.32 | 2 | 0
2020 | PJM_ROR_2_MISO_MI | PJM_ROR | MISO_MI | Internal | Shoulder | B14 | 900 | 1305 | 0 | 65.25 | 62.67 | 2 | 0
2020 | PJM_ROR_2_MISO_MI | PJM_ROR | MISO_MI | Internal | Shoulder | B15 | 1203 | 1305 | 0 | 61.19 | 59.19 | 2 | 0
2020 | PJM_ROR_2_MISO_MI | PJM_ROR | MISO_MI | Internal | Summer | B1 | 10 | 1305 | 0 | 106.79 | 104.79 | 2 | 0
2020 | PJM_ROR_2_MISO_MI | PJM_ROR | MISO_MI | Internal | Summer | B2 | 25 | 1305 | 0 | 102.46 | 100.48 | 2 | 0
2020 | PJM_ROR_2_MISO_MI | PJM_ROR | MISO_MI | Internal | Summer | B3 | 75 | 1305 | 0 | 101.15 | 99.16 | 2 | 0
2020 | PJM_ROR_2_MISO_MI | PJM_ROR | MISO_MI | Internal | Summer | B4 | 100 | 1305 | 0 | 95.28 | 84.93 | 2 | 0
2020 | PJM_ROR_2_MISO_MI | PJM_ROR | MISO_MI | Internal | Summer | B5 | 200 | 1305 | 0 | 90.37 | 78.84 | 2 | 0
2020 | PJM_ROR_2_MISO_MI | PJM_ROR | MISO_MI | Internal | Summer | B6 | 300 | 1305 | 0 | 76.34 | 70.39 | 2 | 0
2020 | PJM_ROR_2_MISO_MI | PJM_ROR | MISO_MI | Internal | Summer | B7 | 400 | 1305 | 0 | 66.86 | 64.86 | 2 | 0
2020 | PJM_ROR_2_MISO_MI | PJM_ROR | MISO_MI | Internal | Summer | B8 | 500 | 1305 | 0 | 64.14 | 61.2 | 2 | 0
2020 | PJM_ROR_2_MISO_MI | PJM_ROR | MISO_MI | Internal | Summer | B9 | 800 | 1305 | 0 | 61.65 | 59.65 | 2 | 0
2020 | PJM_ROR_2_MISO_MI | PJM_ROR | MISO_MI | Internal | Summer | B10 | 1262 | 1305 | 0 | 60.75 | 58.26 | 2 | 0
2020 | PJM_ROR_2_MISO_MI | PJM_ROR | MISO_MI | Internal | Winter | B16 | 25 | 1305 | 0 | 86.15 | 81.67 | 2 | 0
2020 | PJM_ROR_2_MISO_MI | PJM_ROR | MISO_MI | Internal | Winter | B17 | 100 | 1305 | 0 | 78.42 | 70.65 | 2 | 0
2020 | PJM_ROR_2_MISO_MI | PJM_ROR | MISO_MI | Internal | Winter | B18 | 400 | 1305 | 0 | 71.15 | 69 | 2 | 0
2020 | PJM_ROR_2_MISO_MI | PJM_ROR | MISO_MI | Internal | Winter | B19 | 700 | 1305 | 0 | 68.75 | 65.99 | 2 | 0
2020 | PJM_ROR_2_MISO_MI | PJM_ROR | MISO_MI | Internal | Winter | B20 | 935 | 1305 | 0 | 62.83 | 60.83 | 2 | 0
2020 | PJM_ROR_2_MISO_MO-IL | PJM_ROR | MISO_MO-IL | Internal | Shoulder | B11 | 25 | 1111 | 0 | 79.21 | 77.21 | 2 | 0
2020 | PJM_ROR_2_MISO_MO-IL | PJM_ROR | MISO_MO-IL | Internal | Shoulder | B12 | 200 | 1111 | 0 | 72.01 | 70.01 | 2 | 0
2020 | PJM_ROR_2_MISO_MO-IL | PJM_ROR | MISO_MO-IL | Internal | Shoulder | B13 | 600 | 1111 | 0 | 68.32 | 66.32 | 2 | 0
2020 | PJM_ROR_2_MISO_MO-IL | PJM_ROR | MISO_MO-IL | Internal | Shoulder | B14 | 900 | 1111 | 0 | 65.25 | 63.25 | 2 | 0
2020 | PJM_ROR_2_MISO_MO-IL | PJM_ROR | MISO_MO-IL | Internal | Shoulder | B15 | 1203 | 1111 | 0 | 61.19 | 59.19 | 2 | 0
2020 | PJM_ROR_2_MISO_MO-IL | PJM_ROR | MISO_MO-IL | Internal | Summer | B1 | 10 | 1111 | 0 | 106.79 | 104.79 | 2 | 0
2020 | PJM_ROR_2_MISO_MO-IL | PJM_ROR | MISO_MO-IL | Internal | Summer | B2 | 25 | 1111 | 0 | 102.46 | 103.81 | 2 | 0
2020 | PJM_ROR_2_MISO_MO-IL | PJM_ROR | MISO_MO-IL | Internal | Summer | B3 | 75 | 1111 | 0 | 101.15 | 100.77 | 2 | 0
2020 | PJM_ROR_2_MISO_MO-IL | PJM_ROR | MISO_MO-IL | Internal | Summer | B4 | 100 | 1111 | 1111 | 95.28 | 100.77 | 2 | 3.5
2020 | PJM_ROR_2_MISO_MO-IL | PJM_ROR | MISO_MO-IL | Internal | Summer | B5 | 200 | 1111 | 1111 | 90.37 | 98.89 | 2 | 6.52
2020 | PJM_ROR_2_MISO_MO-IL | PJM_ROR | MISO_MO-IL | Internal | Summer | B6 | 300 | 1111 | 295.27 | 76.34 | 78.34 | 2 | 0
2020 | PJM_ROR_2_MISO_MO-IL | PJM_ROR | MISO_MO-IL | Internal | Summer | B7 | 400 | 1111 | 0 | 66.86 | 68.31 | 2 | 0
2020 | PJM_ROR_2_MISO_MO-IL | PJM_ROR | MISO_MO-IL | Internal | Summer | B8 | 500 | 1111 | 0 | 64.14 | 63.17 | 2 | 0
2020 | PJM_ROR_2_MISO_MO-IL | PJM_ROR | MISO_MO-IL | Internal | Summer | B9 | 800 | 1111 | 0 | 61.65 | 61.52 | 2 | 0
2020 | PJM_ROR_2_MISO_MO-IL | PJM_ROR | MISO_MO-IL | Internal | Summer | B10 | 1262 | 1111 | 0 | 60.75 | 58.75 | 2 | 0
2020 | PJM_ROR_2_MISO_MO-IL | PJM_ROR | MISO_MO-IL | Internal | Winter | B16 | 25 | 1111 | 0 | 86.15 | 81.67 | 2 | 0
2020 | PJM_ROR_2_MISO_MO-IL | PJM_ROR | MISO_MO-IL | Internal | Winter | B17 | 100 | 1111 | 0 | 78.42 | 70.65 | 2 | 0
2020 | PJM_ROR_2_MISO_MO-IL | PJM_ROR | MISO_MO-IL | Internal | Winter | B18 | 400 | 1111 | 0 | 71.15 | 69 | 2 | 0
2020 | PJM_ROR_2_MISO_MO-IL | PJM_ROR | MISO_MO-IL | Internal | Winter | B19 | 700 | 1111 | 0 | 68.75 | 66.75 | 2 | 0
2020 | PJM_ROR_2_MISO_MO-IL | PJM_ROR | MISO_MO-IL | Internal | Winter | B20 | 935 | 1111 | 0 | 62.83 | 60.83 | 2 | 0
2020 | PJM_ROR_2_MISO_W | PJM_ROR | MISO_W | Internal | Shoulder | B11 | 25 | 709 | 0 | 79.21 | 77.21 | 2 | 0
2020 | PJM_ROR_2_MISO_W | PJM_ROR | MISO_W | Internal | Shoulder | B12 | 200 | 709 | 0 | 72.01 | 70.01 | 2 | 0
2020 | PJM_ROR_2_MISO_W | PJM_ROR | MISO_W | Internal | Shoulder | B13 | 600 | 709 | 0 | 68.32 | 66.32 | 2 | 0
2020 | PJM_ROR_2_MISO_W | PJM_ROR | MISO_W | Internal | Shoulder | B14 | 900 | 709 | 0 | 65.25 | 64.22 | 2 | 0
2020 | PJM_ROR_2_MISO_W | PJM_ROR | MISO_W | Internal | Shoulder | B15 | 1203 | 709 | 271.21 | 61.19 | 63.19 | 2 | 0
2020 | PJM_ROR_2_MISO_W | PJM_ROR | MISO_W | Internal | Summer | B1 | 10 | 709 | 0 | 106.79 | 104.8 | 2 | 0
2020 | PJM_ROR_2_MISO_W | PJM_ROR | MISO_W | Internal | Summer | B2 | 25 | 709 | 0 | 102.46 | 103.82 | 2 | 0
2020 | PJM_ROR_2_MISO_W | PJM_ROR | MISO_W | Internal | Summer | B3 | 75 | 709 | 709 | 101.15 | 103.82 | 2 | 0.68
2020 | PJM_ROR_2_MISO_W | PJM_ROR | MISO_W | Internal | Summer | B4 | 100 | 709 | 709 | 95.28 | 101.89 | 2 | 4.61
2020 | PJM_ROR_2_MISO_W | PJM_ROR | MISO_W | Internal | Summer | B5 | 200 | 709 | 709 | 90.37 | 98.9 | 2 | 6.53
2020 | PJM_ROR_2_MISO_W | PJM_ROR | MISO_W | Internal | Summer | B6 | 300 | 709 | 709 | 76.34 | 78.36 | 2 | 0.01
2020 | PJM_ROR_2_MISO_W | PJM_ROR | MISO_W | Internal | Summer | B7 | 400 | 709 | 0 | 66.86 | 68.33 | 2 | 0
2020 | PJM_ROR_2_MISO_W | PJM_ROR | MISO_W | Internal | Summer | B8 | 500 | 709 | 0 | 64.14 | 63.19 | 2 | 0
2020 | PJM_ROR_2_MISO_W | PJM_ROR | MISO_W | Internal | Summer | B9 | 800 | 709 | 0 | 61.65 | 62.7 | 2 | 0
2020 | PJM_ROR_2_MISO_W | PJM_ROR | MISO_W | Internal | Summer | B10 | 1262 | 709 | 0 | 60.75 | 62.67 | 2 | 0
2020 | PJM_ROR_2_MISO_W | PJM_ROR | MISO_W | Internal | Winter | B16 | 25 | 709 | 0 | 86.15 | 81.66 | 2 | 0
2020 | PJM_ROR_2_MISO_W | PJM_ROR | MISO_W | Internal | Winter | B17 | 100 | 709 | 0 | 78.42 | 70.64 | 2 | 0
2020 | PJM_ROR_2_MISO_W | PJM_ROR | MISO_W | Internal | Winter | B18 | 400 | 709 | 0 | 71.15 | 69 | 2 | 0
2020 | PJM_ROR_2_MISO_W | PJM_ROR | MISO_W | Internal | Winter | B19 | 700 | 709 | 0 | 68.75 | 67.3 | 2 | 0
2020 | PJM_ROR_2_MISO_W | PJM_ROR | MISO_W | Internal | Winter | B20 | 935 | 709 | 0 | 62.83 | 64.7 | 2 | 0
2020 | PJM_ROR_2_MISO_WUMS | PJM_ROR | MISO_WUMS | Internal | Shoulder | B11 | 25 | 1467 | 0 | 79.21 | 77.2 | 2 | 0
2020 | PJM_ROR_2_MISO_WUMS | PJM_ROR | MISO_WUMS | Internal | Shoulder | B12 | 200 | 1467 | 0 | 72.01 | 70 | 2 | 0
2020 | PJM_ROR_2_MISO_WUMS | PJM_ROR | MISO_WUMS | Internal | Shoulder | B13 | 600 | 1467 | 0 | 68.32 | 66.31 | 2 | 0
2020 | PJM_ROR_2_MISO_WUMS | PJM_ROR | MISO_WUMS | Internal | Shoulder | B14 | 900 | 1467 | 0 | 65.25 | 62.66 | 2 | 0
2020 | PJM_ROR_2_MISO_WUMS | PJM_ROR | MISO_WUMS | Internal | Shoulder | B15 | 1203 | 1467 | 0 | 61.19 | 59.19 | 2 | 0
2020 | PJM_ROR_2_MISO_WUMS | PJM_ROR | MISO_WUMS | Internal | Summer | B1 | 10 | 1467 | 0 | 106.79 | 104.79 | 2 | 0
2020 | PJM_ROR_2_MISO_WUMS | PJM_ROR | MISO_WUMS | Internal | Summer | B2 | 25 | 1467 | 0 | 102.46 | 100.46 | 2 | 0
2020 | PJM_ROR_2_MISO_WUMS | PJM_ROR | MISO_WUMS | Internal | Summer | B3 | 75 | 1467 | 0 | 101.15 | 99.15 | 2 | 0
2020 | PJM_ROR_2_MISO_WUMS | PJM_ROR | MISO_WUMS | Internal | Summer | B4 | 100 | 1467 | 0 | 95.28 | 84.92 | 2 | 0
2020 | PJM_ROR_2_MISO_WUMS | PJM_ROR | MISO_WUMS | Internal | Summer | B5 | 200 | 1467 | 0 | 90.37 | 70.63 | 2 | 0
2020 | PJM_ROR_2_MISO_WUMS | PJM_ROR | MISO_WUMS | Internal | Summer | B6 | 300 | 1467 | 0 | 76.34 | 70.38 | 2 | 0
2020 | PJM_ROR_2_MISO_WUMS | PJM_ROR | MISO_WUMS | Internal | Summer | B7 | 400 | 1467 | 0 | 66.86 | 64.85 | 2 | 0
2020 | PJM_ROR_2_MISO_WUMS | PJM_ROR | MISO_WUMS | Internal | Summer | B8 | 500 | 1467 | 0 | 64.14 | 61.19 | 2 | 0
2020 | PJM_ROR_2_MISO_WUMS | PJM_ROR | MISO_WUMS | Internal | Summer | B9 | 800 | 1467 | 0 | 61.65 | 59.65 | 2 | 0
2020 | PJM_ROR_2_MISO_WUMS | PJM_ROR | MISO_WUMS | Internal | Summer | B10 | 1262 | 1467 | 0 | 60.75 | 58.25 | 2 | 0
2020 | PJM_ROR_2_MISO_WUMS | PJM_ROR | MISO_WUMS | Internal | Winter | B16 | 25 | 1467 | 0 | 86.15 | 81.65 | 2 | 0
2020 | PJM_ROR_2_MISO_WUMS | PJM_ROR | MISO_WUMS | Internal | Winter | B17 | 100 | 1467 | 0 | 78.42 | 70.63 | 2 | 0
2020 | PJM_ROR_2_MISO_WUMS | PJM_ROR | MISO_WUMS | Internal | Winter | B18 | 400 | 1467 | 0 | 71.15 | 68.99 | 2 | 0
2020 | PJM_ROR_2_MISO_WUMS | PJM_ROR | MISO_WUMS | Internal | Winter | B19 | 700 | 1467 | 0 | 68.75 | 65.98 | 2 | 0
2020 | PJM_ROR_2_MISO_WUMS | PJM_ROR | MISO_WUMS | Internal | Winter | B20 | 935 | 1467 | 0 | 62.83 | 60.83 | 2 | 0
2020 | PJM_ROR_2_PJM_ROM | PJM_ROR | PJM_ROM | Internal | Shoulder | B11 | 25 | 8000 | 1040.18 | 79.21 | 79.22 | 0.01 | 0
2020 | PJM_ROR_2_PJM_ROM | PJM_ROR | PJM_ROM | Internal | Shoulder | B12 | 200 | 8000 | 2989.37 | 72.01 | 72.03 | 0.01 | 0
2020 | PJM_ROR_2_PJM_ROM | PJM_ROR | PJM_ROM | Internal | Shoulder | B13 | 600 | 8000 | 5320.46 | 68.32 | 68.33 | 0.01 | 0
2020 | PJM_ROR_2_PJM_ROM | PJM_ROR | PJM_ROM | Internal | Shoulder | B14 | 900 | 8000 | 4829.41 | 65.25 | 65.26 | 0.01 | 0
2020 | PJM_ROR_2_PJM_ROM | PJM_ROR | PJM_ROM | Internal | Shoulder | B15 | 1203 | 8000 | 6686.07 | 61.19 | 61.2 | 0.01 | 0
2020 | PJM_ROR_2_PJM_ROM | PJM_ROR | PJM_ROM | Internal | Summer | B1 | 10 | 8000 | 4620.85 | 106.79 | 106.8 | 0.01 | 0
2020 | PJM_ROR_2_PJM_ROM | PJM_ROR | PJM_ROM | Internal | Summer | B2 | 25 | 8000 | 3825.52 | 102.46 | 102.48 | 0.01 | 0
2020 | PJM_ROR_2_PJM_ROM | PJM_ROR | PJM_ROM | Internal | Summer | B3 | 75 | 8000 | 0 | 101.15 | 101.14 | 0.01 | 0
2020 | PJM_ROR_2_PJM_ROM | PJM_ROR | PJM_ROM | Internal | Summer | B4 | 100 | 8000 | 0 | 95.28 | 95.27 | 0.01 | 0
2020 | PJM_ROR_2_PJM_ROM | PJM_ROR | PJM_ROM | Internal | Summer | B5 | 200 | 8000 | 1690.48 | 90.37 | 90.38 | 0.01 | 0
2020 | PJM_ROR_2_PJM_ROM | PJM_ROR | PJM_ROM | Internal | Summer | B6 | 300 | 8000 | 3246.82 | 76.34 | 76.36 | 0.01 | 0
2020 | PJM_ROR_2_PJM_ROM | PJM_ROR | PJM_ROM | Internal | Summer | B7 | 400 | 8000 | 5068.45 | 66.86 | 66.88 | 0.01 | 0
2020 | PJM_ROR_2_PJM_ROM | PJM_ROR | PJM_ROM | Internal | Summer | B8 | 500 | 8000 | 6021.36 | 64.14 | 64.16 | 0.01 | 0
2020 | PJM_ROR_2_PJM_ROM | PJM_ROR | PJM_ROM | Internal | Summer | B9 | 800 | 8000 | 8000 | 61.65 | 61.9 | 0.01 | 0.24
2020 | PJM_ROR_2_PJM_ROM | PJM_ROR | PJM_ROM | Internal | Summer | B10 | 1262 | 8000 | 5965.74 | 60.75 | 60.76 | 0.01 | 0
2020 | PJM_ROR_2_PJM_ROM | PJM_ROR | PJM_ROM | Internal | Winter | B16 | 25 | 8000 | 2398.16 | 86.15 | 86.17 | 0.01 | 0
2020 | PJM_ROR_2_PJM_ROM | PJM_ROR | PJM_ROM | Internal | Winter | B17 | 100 | 8000 | 4219.36 | 78.42 | 78.43 | 0.01 | 0
2020 | PJM_ROR_2_PJM_ROM | PJM_ROR | PJM_ROM | Internal | Winter | B18 | 400 | 8000 | 7744.16 | 71.15 | 71.17 | 0.01 | 0
2020 | PJM_ROR_2_PJM_ROM | PJM_ROR | PJM_ROM | Internal | Winter | B19 | 700 | 8000 | 8000 | 68.75 | 69.56 | 0.01 | 0.8
2020 | PJM_ROR_2_PJM_ROM | PJM_ROR | PJM_ROM | Internal | Winter | B20 | 935 | 8000 | 7392 | 62.83 | 62.84 | 0.01 | 0
2020 | PJM_ROR_2_TVA_Transmission | PJM_ROR | TVA_Transmission | Internal | Shoulder | B11 | 25 | 2500 | 0 | 79.21 | 84.05 | 6 | 0
2020 | PJM_ROR_2_TVA_Transmission | PJM_ROR | TVA_Transmission | Internal | Shoulder | B12 | 200 | 2500 | 0 | 72.01 | 72.64 | 6 | 0
2020 | PJM_ROR_2_TVA_Transmission | PJM_ROR | TVA_Transmission | Internal | Shoulder | B13 | 600 | 2500 | 0 | 68.32 | 69.68 | 6 | 0
2020 | PJM_ROR_2_TVA_Transmission | PJM_ROR | TVA_Transmission | Internal | Shoulder | B14 | 900 | 2500 | 0 | 65.25 | 68.45 | 6 | 0
2020 | PJM_ROR_2_TVA_Transmission | PJM_ROR | TVA_Transmission | Internal | Shoulder | B15 | 1203 | 2500 | 0 | 61.19 | 67.06 | 6 | 0
2020 | PJM_ROR_2_TVA_Transmission | PJM_ROR | TVA_Transmission | Internal | Summer | B1 | 10 | 2500 | 2288.33 | 106.79 | 112.79 | 6 | 0
2020 | PJM_ROR_2_TVA_Transmission | PJM_ROR | TVA_Transmission | Internal | Summer | B2 | 25 | 2500 | 2370.07 | 102.46 | 108.46 | 6 | 0
2020 | PJM_ROR_2_TVA_Transmission | PJM_ROR | TVA_Transmission | Internal | Summer | B3 | 75 | 2500 | 846.3 | 101.15 | 107.15 | 6 | 0
2020 | PJM_ROR_2_TVA_Transmission | PJM_ROR | TVA_Transmission | Internal | Summer | B4 | 100 | 2500 | 0 | 95.28 | 100.92 | 6 | 0
2020 | PJM_ROR_2_TVA_Transmission | PJM_ROR | TVA_Transmission | Internal | Summer | B5 | 200 | 2500 | 0 | 90.37 | 94.83 | 6 | 0
2020 | PJM_ROR_2_TVA_Transmission | PJM_ROR | TVA_Transmission | Internal | Summer | B6 | 300 | 2500 | 0 | 76.34 | 80.34 | 6 | 0
2020 | PJM_ROR_2_TVA_Transmission | PJM_ROR | TVA_Transmission | Internal | Summer | B7 | 400 | 2500 | 0 | 66.86 | 71.64 | 6 | 0
2020 | PJM_ROR_2_TVA_Transmission | PJM_ROR | TVA_Transmission | Internal | Summer | B8 | 500 | 2500 | 0 | 64.14 | 68.14 | 6 | 0
2020 | PJM_ROR_2_TVA_Transmission | PJM_ROR | TVA_Transmission | Internal | Summer | B9 | 800 | 2500 | 0 | 61.65 | 66.54 | 6 | 0
2020 | PJM_ROR_2_TVA_Transmission | PJM_ROR | TVA_Transmission | Internal | Summer | B10 | 1262 | 2500 | 0 | 60.75 | 64.34 | 6 | 0
2020 | PJM_ROR_2_TVA_Transmission | PJM_ROR | TVA_Transmission | Internal | Winter | B16 | 25 | 2500 | 0 | 86.15 | 83.81 | 6 | 0
2020 | PJM_ROR_2_TVA_Transmission | PJM_ROR | TVA_Transmission | Internal | Winter | B17 | 100 | 2500 | 0 | 78.42 | 76.65 | 6 | 0
2020 | PJM_ROR_2_TVA_Transmission | PJM_ROR | TVA_Transmission | Internal | Winter | B18 | 400 | 2500 | 0 | 71.15 | 72.67 | 6 | 0
2020 | PJM_ROR_2_TVA_Transmission | PJM_ROR | TVA_Transmission | Internal | Winter | B19 | 700 | 2500 | 0 | 68.75 | 70.88 | 6 | 0
2020 | PJM_ROR_2_TVA_Transmission | PJM_ROR | TVA_Transmission | Internal | Winter | B20 | 935 | 2500 | 458.38 | 62.83 | 68.83 | 6 | 0
2020 | PJM_ROR_2_VACAR | PJM_ROR | VACAR | Internal | Shoulder | B11 | 25 | 3000 | 1556.9 | 79.21 | 85.21 | 6 | 0
2020 | PJM_ROR_2_VACAR | PJM_ROR | VACAR | Internal | Shoulder | B12 | 200 | 3000 | 0 | 72.01 | 76.22 | 6 | 0
2020 | PJM_ROR_2_VACAR | PJM_ROR | VACAR | Internal | Shoulder | B13 | 600 | 3000 | 0 | 68.32 | 70.79 | 6 | 0
2020 | PJM_ROR_2_VACAR | PJM_ROR | VACAR | Internal | Shoulder | B14 | 900 | 3000 | 0 | 65.25 | 70.79 | 6 | 0
2020 | PJM_ROR_2_VACAR | PJM_ROR | VACAR | Internal | Shoulder | B15 | 1203 | 3000 | 0 | 61.19 | 61.62 | 6 | 0
2020 | PJM_ROR_2_VACAR | PJM_ROR | VACAR | Internal | Summer | B1 | 10 | 3000 | 401.45 | 106.79 | 112.79 | 6 | 0
2020 | PJM_ROR_2_VACAR | PJM_ROR | VACAR | Internal | Summer | B2 | 25 | 3000 | 3000 | 102.46 | 112.79 | 6 | 4.33
2020 | PJM_ROR_2_VACAR | PJM_ROR | VACAR | Internal | Summer | B3 | 75 | 3000 | 3000 | 101.15 | 112.79 | 6 | 5.65
2020 | PJM_ROR_2_VACAR | PJM_ROR | VACAR | Internal | Summer | B4 | 100 | 3000 | 3000 | 95.28 | 102.92 | 6 | 1.64
2020 | PJM_ROR_2_VACAR | PJM_ROR | VACAR | Internal | Summer | B5 | 200 | 3000 | 3000 | 90.37 | 96.83 | 6 | 0.46
2020 | PJM_ROR_2_VACAR | PJM_ROR | VACAR | Internal | Summer | B6 | 300 | 3000 | 1126.2 | 76.34 | 82.34 | 6 | 0
2020 | PJM_ROR_2_VACAR | PJM_ROR | VACAR | Internal | Summer | B7 | 400 | 3000 | 2607.22 | 66.86 | 72.86 | 6 | 0
2020 | PJM_ROR_2_VACAR | PJM_ROR | VACAR | Internal | Summer | B8 | 500 | 3000 | 1904.52 | 64.14 | 70.14 | 6 | 0
2020 | PJM_ROR_2_VACAR | PJM_ROR | VACAR | Internal | Summer | B9 | 800 | 3000 | 942.22 | 61.65 | 67.65 | 6 | 0
2020 | PJM_ROR_2_VACAR | PJM_ROR | VACAR | Internal | Summer | B10 | 1262 | 3000 | 0 | 60.75 | 59.98 | 6 | 0
2020 | PJM_ROR_2_VACAR | PJM_ROR | VACAR | Internal | Winter | B16 | 25 | 3000 | 2547.4 | 86.15 | 92.15 | 6 | 0
2020 | PJM_ROR_2_VACAR | PJM_ROR | VACAR | Internal | Winter | B17 | 100 | 3000 | 372.8 | 78.42 | 84.42 | 6 | 0
2020 | PJM_ROR_2_VACAR | PJM_ROR | VACAR | Internal | Winter | B18 | 400 | 3000 | 0 | 71.15 | 75.13 | 6 | 0
2020 | PJM_ROR_2_VACAR | PJM_ROR | VACAR | Internal | Winter | B19 | 700 | 3000 | 0 | 68.75 | 74.21 | 6 | 0
2020 | PJM_ROR_2_VACAR | PJM_ROR | VACAR | Internal | Winter | B20 | 935 | 3000 | 0 | 62.83 | 65.31 | 6 | 0
2020 | PJM_ROM_2_NYISO_A-F | PJM_ROM | NYISO_A-F | Internal | Shoulder | B11 | 25 | 2000 | 0 | 79.22 | 64.03 | 6 | 0
2020 | PJM_ROM_2_NYISO_A-F | PJM_ROM | NYISO_A-F | Internal | Shoulder | B12 | 200 | 2000 | 0 | 72.03 | 64.03 | 6 | 0
2020 | PJM_ROM_2_NYISO_A-F | PJM_ROM | NYISO_A-F | Internal | Shoulder | B13 | 600 | 2000 | 0 | 68.33 | 61.28 | 6 | 0
2020 | PJM_ROM_2_NYISO_A-F | PJM_ROM | NYISO_A-F | Internal | Shoulder | B14 | 900 | 2000 | 0 | 65.26 | 60.15 | 6 | 0
2020 | PJM_ROM_2_NYISO_A-F | PJM_ROM | NYISO_A-F | Internal | Shoulder | B15 | 1203 | 2000 | 0 | 61.2 | 60.15 | 6 | 0
2020 | PJM_ROM_2_NYISO_A-F | PJM_ROM | NYISO_A-F | Internal | Summer | B1 | 10 | 2000 | 0 | 106.8 | 80.66 | 6 | 0
2020 | PJM_ROM_2_NYISO_A-F | PJM_ROM | NYISO_A-F | Internal | Summer | B2 | 25 | 2000 | 0 | 102.48 | 80.66 | 6 | 0
2020 | PJM_ROM_2_NYISO_A-F | PJM_ROM | NYISO_A-F | Internal | Summer | B3 | 75 | 2000 | 0 | 101.14 | 79.69 | 6 | 0
2020 | PJM_ROM_2_NYISO_A-F | PJM_ROM | NYISO_A-F | Internal | Summer | B4 | 100 | 2000 | 0 | 95.27 | 68.95 | 6 | 0
2020 | PJM_ROM_2_NYISO_A-F | PJM_ROM | NYISO_A-F | Internal | Summer | B5 | 200 | 2000 | 0 | 90.38 | 62.77 | 6 | 0
2020 | PJM_ROM_2_NYISO_A-F | PJM_ROM | NYISO_A-F | Internal | Summer | B6 | 300 | 2000 | 0 | 76.36 | 62.77 | 6 | 0
2020 | PJM_ROM_2_NYISO_A-F | PJM_ROM | NYISO_A-F | Internal | Summer | B7 | 400 | 2000 | 0 | 66.88 | 61.62 | 6 | 0
2020 | PJM_ROM_2_NYISO_A-F | PJM_ROM | NYISO_A-F | Internal | Summer | B8 | 500 | 2000 | 0 | 64.16 | 60.03 | 6 | 0
2020 | PJM_ROM_2_NYISO_A-F | PJM_ROM | NYISO_A-F | Internal | Summer | B9 | 800 | 2000 | 0 | 61.9 | 58.71 | 6 | 0
2020 | PJM_ROM_2_NYISO_A-F | PJM_ROM | NYISO_A-F | Internal | Summer | B10 | 1262 | 2000 | 0 | 60.76 | 58.71 | 6 | 0
2020 | PJM_ROM_2_NYISO_A-F | PJM_ROM | NYISO_A-F | Internal | Winter | B16 | 25 | 2000 | 0 | 86.17 | 66.42 | 6 | 0
2020 | PJM_ROM_2_NYISO_A-F | PJM_ROM | NYISO_A-F | Internal | Winter | B17 | 100 | 2000 | 0 | 78.43 | 66.42 | 6 | 0
2020 | PJM_ROM_2_NYISO_A-F | PJM_ROM | NYISO_A-F | Internal | Winter | B18 | 400 | 2000 | 0 | 71.17 | 63.64 | 6 | 0
2020 | PJM_ROM_2_NYISO_A-F | PJM_ROM | NYISO_A-F | Internal | Winter | B19 | 700 | 2000 | 0 | 69.56 | 63.64 | 6 | 0
2020 | PJM_ROM_2_NYISO_A-F | PJM_ROM | NYISO_A-F | Internal | Winter | B20 | 935 | 2000 | 0 | 62.84 | 63.64 | 6 | 0
2020 | PJM_ROM_2_PJM_E | PJM_ROM | PJM_E | Internal | Shoulder | B11 | 25 | 8000 | 0 | 79.22 | 79.21 | 0.01 | 0
2020 | PJM_ROM_2_PJM_E | PJM_ROM | PJM_E | Internal | Shoulder | B12 | 200 | 8000 | 0 | 72.03 | 72.01 | 0.01 | 0
2020 | PJM_ROM_2_PJM_E | PJM_ROM | PJM_E | Internal | Shoulder | B13 | 600 | 8000 | 0 | 68.33 | 68.32 | 0.01 | 0
2020 | PJM_ROM_2_PJM_E | PJM_ROM | PJM_E | Internal | Shoulder | B14 | 900 | 8000 | 0 | 65.26 | 65.25 | 0.01 | 0
2020 | PJM_ROM_2_PJM_E | PJM_ROM | PJM_E | Internal | Shoulder | B15 | 1203 | 8000 | 0 | 61.2 | 61.19 | 0.01 | 0
2020 | PJM_ROM_2_PJM_E | PJM_ROM | PJM_E | Internal | Summer | B1 | 10 | 8000 | 213.59 | 106.8 | 106.82 | 0.01 | 0
2020 | PJM_ROM_2_PJM_E | PJM_ROM | PJM_E | Internal | Summer | B2 | 25 | 8000 | 0 | 102.48 | 102.46 | 0.01 | 0
2020 | PJM_ROM_2_PJM_E | PJM_ROM | PJM_E | Internal | Summer | B3 | 75 | 8000 | 0 | 101.14 | 101.12 | 0.01 | 0
2020 | PJM_ROM_2_PJM_E | PJM_ROM | PJM_E | Internal | Summer | B4 | 100 | 8000 | 0 | 95.27 | 95.25 | 0.01 | 0
2020 | PJM_ROM_2_PJM_E | PJM_ROM | PJM_E | Internal | Summer | B5 | 200 | 8000 | 0 | 90.38 | 90.37 | 0.01 | 0
2020 | PJM_ROM_2_PJM_E | PJM_ROM | PJM_E | Internal | Summer | B6 | 300 | 8000 | 0 | 76.36 | 76.34 | 0.01 | 0
2020 | PJM_ROM_2_PJM_E | PJM_ROM | PJM_E | Internal | Summer | B7 | 400 | 8000 | 0 | 66.88 | 66.86 | 0.01 | 0
2020 | PJM_ROM_2_PJM_E | PJM_ROM | PJM_E | Internal | Summer | B8 | 500 | 8000 | 0 | 64.16 | 64.14 | 0.01 | 0
2020 | PJM_ROM_2_PJM_E | PJM_ROM | PJM_E | Internal | Summer | B9 | 800 | 8000 | 0 | 61.9 | 61.88 | 0.01 | 0
2020 | PJM_ROM_2_PJM_E | PJM_ROM | PJM_E | Internal | Summer | B10 | 1262 | 8000 | 0 | 60.76 | 60.75 | 0.01 | 0
2020 | PJM_ROM_2_PJM_E | PJM_ROM | PJM_E | Internal | Winter | B16 | 25 | 8000 | 0 | 86.17 | 86.15 | 0.01 | 0
2020 | PJM_ROM_2_PJM_E | PJM_ROM | PJM_E | Internal | Winter | B17 | 100 | 8000 | 0 | 78.43 | 78.42 | 0.01 | 0
2020 | PJM_ROM_2_PJM_E | PJM_ROM | PJM_E | Internal | Winter | B18 | 400 | 8000 | 465.87 | 71.17 | 71.18 | 0.01 | 0
2020 | PJM_ROM_2_PJM_E | PJM_ROM | PJM_E | Internal | Winter | B19 | 700 | 8000 | 1262.44 | 69.56 | 69.57 | 0.01 | 0
2020 | PJM_ROM_2_PJM_E | PJM_ROM | PJM_E | Internal | Winter | B20 | 935 | 8000 | 0 | 62.84 | 62.83 | 0.01 | 0
2020 | PJM_ROM_2_PJM_ROR | PJM_ROM | PJM_ROR | Internal | Shoulder | B11 | 25 | 8000 | 0 | 79.22 | 79.21 | 0.01 | 0
2020 | PJM_ROM_2_PJM_ROR | PJM_ROM | PJM_ROR | Internal | Shoulder | B12 | 200 | 8000 | 0 | 72.03 | 72.01 | 0.01 | 0
2020 | PJM_ROM_2_PJM_ROR | PJM_ROM | PJM_ROR | Internal | Shoulder | B13 | 600 | 8000 | 0 | 68.33 | 68.32 | 0.01 | 0
2020 | PJM_ROM_2_PJM_ROR | PJM_ROM | PJM_ROR | Internal | Shoulder | B14 | 900 | 8000 | 0 | 65.26 | 65.25 | 0.01 | 0
2020 | PJM_ROM_2_PJM_ROR | PJM_ROM | PJM_ROR | Internal | Shoulder | B15 | 1203 | 8000 | 0 | 61.2 | 61.19 | 0.01 | 0
2020 | PJM_ROM_2_PJM_ROR | PJM_ROM | PJM_ROR | Internal | Summer | B1 | 10 | 8000 | 0 | 106.8 | 106.79 | 0.01 | 0
2020 | PJM_ROM_2_PJM_ROR | PJM_ROM | PJM_ROR | Internal | Summer | B2 | 25 | 8000 | 0 | 102.48 | 102.46 | 0.01 | 0
2020 | PJM_ROM_2_PJM_ROR | PJM_ROM | PJM_ROR | Internal | Summer | B3 | 75 | 8000 | 1001.16 | 101.14 | 101.15 | 0.01 | 0
2020 | PJM_ROM_2_PJM_ROR | PJM_ROM | PJM_ROR | Internal | Summer | B4 | 100 | 8000 | 1212.43 | 95.27 | 95.28 | 0.01 | 0
2020 | PJM_ROM_2_PJM_ROR | PJM_ROM | PJM_ROR | Internal | Summer | B5 | 200 | 8000 | 0 | 90.38 | 90.37 | 0.01 | 0
2020 | PJM_ROM_2_PJM_ROR | PJM_ROM | PJM_ROR | Internal | Summer | B6 | 300 | 8000 | 0 | 76.36 | 76.34 | 0.01 | 0
2020 | PJM_ROM_2_PJM_ROR | PJM_ROM | PJM_ROR | Internal | Summer | B7 | 400 | 8000 | 0 | 66.88 | 66.86 | 0.01 | 0
2020 | PJM_ROM_2_PJM_ROR | PJM_ROM | PJM_ROR | Internal | Summer | B8 | 500 | 8000 | 0 | 64.16 | 64.14 | 0.01 | 0
2020 | PJM_ROM_2_PJM_ROR | PJM_ROM | PJM_ROR | Internal | Summer | B9 | 800 | 8000 | 0 | 61.9 | 61.65 | 0.01 | 0
2020 | PJM_ROM_2_PJM_ROR | PJM_ROM | PJM_ROR | Internal | Summer | B10 | 1262 | 8000 | 0 | 60.76 | 60.75 | 0.01 | 0
2020 | PJM_ROM_2_PJM_ROR | PJM_ROM | PJM_ROR | Internal | Winter | B16 | 25 | 8000 | 0 | 86.17 | 86.15 | 0.01 | 0
2020 | PJM_ROM_2_PJM_ROR | PJM_ROM | PJM_ROR | Internal | Winter | B17 | 100 | 8000 | 0 | 78.43 | 78.42 | 0.01 | 0
2020 | PJM_ROM_2_PJM_ROR | PJM_ROM | PJM_ROR | Internal | Winter | B18 | 400 | 8000 | 0 | 71.17 | 71.15 | 0.01 | 0
2020 | PJM_ROM_2_PJM_ROR | PJM_ROM | PJM_ROR | Internal | Winter | B19 | 700 | 8000 | 0 | 69.56 | 68.75 | 0.01 | 0
2020 | PJM_ROM_2_PJM_ROR | PJM_ROM | PJM_ROR | Internal | Winter | B20 | 935 | 8000 | 0 | 62.84 | 62.83 | 0.01 | 0
2020 | SOCO_2_ENT | SOCO | ENT | Internal | Shoulder | B11 | 25 | 2400 | 0 | 92.21 | 77.21 | 10 | 0
2020 | SOCO_2_ENT | SOCO | ENT | Internal | Shoulder | B12 | 200 | 2400 | 0 | 69.83 | 68.27 | 10 | 0
2020 | SOCO_2_ENT | SOCO | ENT | Internal | Shoulder | B13 | 600 | 2400 | 0 | 68.54 | 67.77 | 10 | 0
2020 | SOCO_2_ENT | SOCO | ENT | Internal | Shoulder | B14 | 900 | 2400 | 0 | 68.54 | 65.51 | 10 | 0
2020 | SOCO_2_ENT | SOCO | ENT | Internal | Shoulder | B15 | 1203 | 2400 | 0 | 67.38 | 65.51 | 10 | 0
2020 | SOCO_2_ENT | SOCO | ENT | Internal | Summer | B1 | 10 | 2400 | 0 | 112.12 | 104.79 | 10 | 0
2020 | SOCO_2_ENT | SOCO | ENT | Internal | Summer | B2 | 25 | 2400 | 0 | 109.92 | 101.92 | 10 | 0
2020 | SOCO_2_ENT | SOCO | ENT | Internal | Summer | B3 | 75 | 2400 | 0 | 109.92 | 101.92 | 10 | 0
2020 | SOCO_2_ENT | SOCO | ENT | Internal | Summer | B4 | 100 | 2400 | 0 | 109.92 | 101.89 | 10 | 0
2020 | SOCO_2_ENT | SOCO | ENT | Internal | Summer | B5 | 200 | 2400 | 0 | 103.83 | 95.76 | 10 | 0
2020 | SOCO_2_ENT | SOCO | ENT | Internal | Summer | B6 | 300 | 2400 | 0 | 89.34 | 78.34 | 10 | 0
2020 | SOCO_2_ENT | SOCO | ENT | Internal | Summer | B7 | 400 | 2400 | 0 | 79.86 | 66.9 | 10 | 0
2020 | SOCO_2_ENT | SOCO | ENT | Internal | Summer | B8 | 500 | 2400 | 0 | 74.9 | 66.9 | 10 | 0
2020 | SOCO_2_ENT | SOCO | ENT | Internal | Summer | B9 | 800 | 2400 | 0 | 68.51 | 66.41 | 10 | 0
2020 | SOCO_2_ENT | SOCO | ENT | Internal | Summer | B10 | 1262 | 2400 | 0 | 66.11 | 64.19 | 10 | 0
2020 | SOCO_2_ENT | SOCO | ENT | Internal | Winter | B16 | 25 | 2400 | 0 | 92.81 | 75.81 | 10 | 0
2020 | SOCO_2_ENT | SOCO | ENT | Internal | Winter | B17 | 100 | 2400 | 0 | 76.91 | 70.47 | 10 | 0
2020 | SOCO_2_ENT | SOCO | ENT | Internal | Winter | B18 | 400 | 2400 | 0 | 69.99 | 69 | 10 | 0
2020 | SOCO_2_ENT | SOCO | ENT | Internal | Winter | B19 | 700 | 2400 | 0 | 69.99 | 68.12 | 10 | 0
2020 | SOCO_2_ENT | SOCO | ENT | Internal | Winter | B20 | 935 | 2400 | 0 | 69.99 | 68.12 | 10 | 0
2020 | SOCO_2_FRCC | SOCO | FRCC | Internal | Shoulder | B11 | 25 | 3700 | 3700 | 92.21 | 109.37 | 10 | 7.16
2020 | SOCO_2_FRCC | SOCO | FRCC | Internal | Shoulder | B12 | 200 | 3700 | 0 | 69.83 | 75.45 | 10 | 0
2020 | SOCO_2_FRCC | SOCO | FRCC | Internal | Shoulder | B13 | 600 | 3700 | 0 | 68.54 | 75.45 | 10 | 0
2020 | SOCO_2_FRCC | SOCO | FRCC | Internal | Shoulder | B14 | 900 | 3700 | 0 | 68.54 | 72.31 | 10 | 0
2020 | SOCO_2_FRCC | SOCO | FRCC | Internal | Shoulder | B15 | 1203 | 3700 | 0 | 67.38 | 72.31 | 10 | 0
2020 | SOCO_2_FRCC | SOCO | FRCC | Internal | Summer | B1 | 10 | 3700 | 566.6 | 112.12 | 122.12 | 10 | 0
2020 | SOCO_2_FRCC | SOCO | FRCC | Internal | Summer | B2 | 25 | 3700 | 0 | 109.92 | 116.56 | 10 | 0
2020 | SOCO_2_FRCC | SOCO | FRCC | Internal | Summer | B3 | 75 | 3700 | 0 | 109.92 | 116.56 | 10 | 0
2020 | SOCO_2_FRCC | SOCO | FRCC | Internal | Summer | B4 | 100 | 3700 | 0 | 109.92 | 116.56 | 10 | 0
2020 | SOCO_2_FRCC | SOCO | FRCC | Internal | Summer | B5 | 200 | 3700 | 1510.48 | 103.83 | 113.83 | 10 | 0
2020 | SOCO_2_FRCC | SOCO | FRCC | Internal | Summer | B6 | 300 | 3700 | 1283.19 | 89.34 | 99.34 | 10 | 0
2020 | SOCO_2_FRCC | SOCO | FRCC | Internal | Summer | B7 | 400 | 3700 | 0 | 79.86 | 85.21 | 10 | 0
2020 | SOCO_2_FRCC | SOCO | FRCC | Internal | Summer | B8 | 500 | 3700 | 0 | 74.9 | 74.69 | 10 | 0
2020 | SOCO_2_FRCC | SOCO | FRCC | Internal | Summer | B9 | 800 | 3700 | 0 | 68.51 | 71.76 | 10 | 0
2020 | SOCO_2_FRCC | SOCO | FRCC | Internal | Summer | B10 | 1262 | 3700 | 0 | 66.11 | 71.58 | 10 | 0
2020 | SOCO_2_FRCC | SOCO | FRCC | Internal | Winter | B16 | 25 | 3700 | 1015.72 | 92.81 | 102.81 | 10 | 0
2020 | SOCO_2_FRCC | SOCO | FRCC | Internal | Winter | B17 | 100 | 3700 | 0 | 76.91 | 77.79 | 10 | 0
2020 | SOCO_2_FRCC | SOCO | FRCC | Internal | Winter | B18 | 400 | 3700 | 0 | 69.99 | 76.51 | 10 | 0
2020 | SOCO_2_FRCC | SOCO | FRCC | Internal | Winter | B19 | 700 | 3700 | 0 | 69.99 | 74.54 | 10 | 0
2020 | SOCO_2_FRCC | SOCO | FRCC | Internal | Winter | B20 | 935 | 3700 | 0 | 69.99 | 74.54 | 10 | 0
2020 | SOCO_2_TVA_Transmission | SOCO | TVA_Transmission | Internal | Shoulder | B11 | 25 | 2600 | 0 | 92.21 | 84.05 | 10 | 0
2020 | SOCO_2_TVA_Transmission | SOCO | TVA_Transmission | Internal | Shoulder | B12 | 200 | 2600 | 0 | 69.83 | 72.64 | 10 | 0
2020 | SOCO_2_TVA_Transmission | SOCO | TVA_Transmission | Internal | Shoulder | B13 | 600 | 2600 | 0 | 68.54 | 69.68 | 10 | 0
2020 | SOCO_2_TVA_Transmission | SOCO | TVA_Transmission | Internal | Shoulder | B14 | 900 | 2600 | 0 | 68.54 | 68.45 | 10 | 0
2020 | SOCO_2_TVA_Transmission | SOCO | TVA_Transmission | Internal | Shoulder | B15 | 1203 | 2600 | 0 | 67.38 | 67.06 | 10 | 0
2020 | SOCO_2_TVA_Transmission | SOCO | TVA_Transmission | Internal | Summer | B1 | 10 | 2600 | 0 | 112.12 | 112.79 | 10 | 0
2020 | SOCO_2_TVA_Transmission | SOCO | TVA_Transmission | Internal | Summer | B2 | 25 | 2600 | 0 | 109.92 | 108.46 | 10 | 0
2020 | SOCO_2_TVA_Transmission | SOCO | TVA_Transmission | Internal | Summer | B3 | 75 | 2600 | 0 | 109.92 | 107.15 | 10 | 0
2020 | SOCO_2_TVA_Transmission | SOCO | TVA_Transmission | Internal | Summer | B4 | 100 | 2600 | 0 | 109.92 | 100.92 | 10 | 0
2020 | SOCO_2_TVA_Transmission | SOCO | TVA_Transmission | Internal | Summer | B5 | 200 | 2600 | 0 | 103.83 | 94.83 | 10 | 0
2020 | SOCO_2_TVA_Transmission | SOCO | TVA_Transmission | Internal | Summer | B6 | 300 | 2600 | 0 | 89.34 | 80.34 | 10 | 0
2020 | SOCO_2_TVA_Transmission | SOCO | TVA_Transmission | Internal | Summer | B7 | 400 | 2600 | 0 | 79.86 | 71.64 | 10 | 0
2020 | SOCO_2_TVA_Transmission | SOCO | TVA_Transmission | Internal | Summer | B8 | 500 | 2600 | 0 | 74.9 | 68.14 | 10 | 0
2020 | SOCO_2_TVA_Transmission | SOCO | TVA_Transmission | Internal | Summer | B9 | 800 | 2600 | 0 | 68.51 | 66.54 | 10 | 0
2020 | SOCO_2_TVA_Transmission | SOCO | TVA_Transmission | Internal | Summer | B10 | 1262 | 2600 | 0 | 66.11 | 64.34 | 10 | 0
2020 | SOCO_2_TVA_Transmission | SOCO | TVA_Transmission | Internal | Winter | B16 | 25 | 2600 | 0 | 92.81 | 83.81 | 10 | 0
2020 | SOCO_2_TVA_Transmission | SOCO | TVA_Transmission | Internal | Winter | B17 | 100 | 2600 | 0 | 76.91 | 76.65 | 10 | 0
2020 | SOCO_2_TVA_Transmission | SOCO | TVA_Transmission | Internal | Winter | B18 | 400 | 2600 | 0 | 69.99 | 72.67 | 10 | 0
2020 | SOCO_2_TVA_Transmission | SOCO | TVA_Transmission | Internal | Winter | B19 | 700 | 2600 | 0 | 69.99 | 70.88 | 10 | 0
2020 | SOCO_2_TVA_Transmission | SOCO | TVA_Transmission | Internal | Winter | B20 | 935 | 2600 | 0 | 69.99 | 68.83 | 10 | 0
2020 | SOCO_2_VACAR | SOCO | VACAR | Internal | Shoulder | B11 | 25 | 2000 | 0 | 92.21 | 85.21 | 10 | 0
2020 | SOCO_2_VACAR | SOCO | VACAR | Internal | Shoulder | B12 | 200 | 2000 | 0 | 69.83 | 76.22 | 10 | 0
2020 | SOCO_2_VACAR | SOCO | VACAR | Internal | Shoulder | B13 | 600 | 2000 | 0 | 68.54 | 70.79 | 10 | 0
2020 | SOCO_2_VACAR | SOCO | VACAR | Internal | Shoulder | B14 | 900 | 2000 | 0 | 68.54 | 70.79 | 10 | 0
2020 | SOCO_2_VACAR | SOCO | VACAR | Internal | Shoulder | B15 | 1203 | 2000 | 0 | 67.38 | 61.62 | 10 | 0
2020 | SOCO_2_VACAR | SOCO | VACAR | Internal | Summer | B1 | 10 | 2000 | 0 | 112.12 | 112.79 | 10 | 0
2020 | SOCO_2_VACAR | SOCO | VACAR | Internal | Summer | B2 | 25 | 2000 | 0 | 109.92 | 112.79 | 10 | 0
2020 | SOCO_2_VACAR | SOCO | VACAR | Internal | Summer | B3 | 75 | 2000 | 0 | 109.92 | 112.79 | 10 | 0
2020 | SOCO_2_VACAR | SOCO | VACAR | Internal | Summer | B4 | 100 | 2000 | 0 | 109.92 | 102.92 | 10 | 0
2020 | SOCO_2_VACAR | SOCO | VACAR | Internal | Summer | B5 | 200 | 2000 | 0 | 103.83 | 96.83 | 10 | 0
2020 | SOCO_2_VACAR | SOCO | VACAR | Internal | Summer | B6 | 300 | 2000 | 0 | 89.34 | 82.34 | 10 | 0
2020 | SOCO_2_VACAR | SOCO | VACAR | Internal | Summer | B7 | 400 | 2000 | 0 | 79.86 | 72.86 | 10 | 0
2020 | SOCO_2_VACAR | SOCO | VACAR | Internal | Summer | B8 | 500 | 2000 | 0 | 74.9 | 70.14 | 10 | 0
2020 | SOCO_2_VACAR | SOCO | VACAR | Internal | Summer | B9 | 800 | 2000 | 0 | 68.51 | 67.65 | 10 | 0
2020 | SOCO_2_VACAR | SOCO | VACAR | Internal | Summer | B10 | 1262 | 2000 | 0 | 66.11 | 59.98 | 10 | 0
2020 | SOCO_2_VACAR | SOCO | VACAR | Internal | Winter | B16 | 25 | 2000 | 0 | 92.81 | 92.15 | 10 | 0
2020 | SOCO_2_VACAR | SOCO | VACAR | Internal | Winter | B17 | 100 | 2000 | 0 | 76.91 | 84.42 | 10 | 0
2020 | SOCO_2_VACAR | SOCO | VACAR | Internal | Winter | B18 | 400 | 2000 | 0 | 69.99 | 75.13 | 10 | 0
2020 | SOCO_2_VACAR | SOCO | VACAR | Internal | Winter | B19 | 700 | 2000 | 0 | 69.99 | 74.21 | 10 | 0
2020 | SOCO_2_VACAR | SOCO | VACAR | Internal | Winter | B20 | 935 | 2000 | 0 | 69.99 | 65.31 | 10 | 0
2020 | SPP_N_2_ENT | SPP_N | ENT | Internal | Shoulder | B11 | 25 | 1800 | 1144.33 | 72.21 | 77.21 | 5 | 0
2020 | SPP_N_2_ENT | SPP_N | ENT | Internal | Shoulder | B12 | 200 | 1800 | 0 | 65.01 | 68.27 | 5 | 0
2020 | SPP_N_2_ENT | SPP_N | ENT | Internal | Shoulder | B13 | 600 | 1800 | 1284.89 | 62.77 | 67.77 | 5 | 0
2020 | SPP_N_2_ENT | SPP_N | ENT | Internal | Shoulder | B14 | 900 | 1800 | 1800 | 59.22 | 65.51 | 5 | 1.29
2020 | SPP_N_2_ENT | SPP_N | ENT | Internal | Shoulder | B15 | 1203 | 1800 | 1800 | 57 | 65.51 | 5 | 3.51
2020 | SPP_N_2_ENT | SPP_N | ENT | Internal | Summer | B1 | 10 | 1800 | 372.57 | 99.79 | 104.79 | 5 | 0
2020 | SPP_N_2_ENT | SPP_N | ENT | Internal | Summer | B2 | 25 | 1800 | 0 | 98.82 | 101.92 | 5 | 0
2020 | SPP_N_2_ENT | SPP_N | ENT | Internal | Summer | B3 | 75 | 1800 | 0 | 100.28 | 101.92 | 5 | 0
2020 | SPP_N_2_ENT | SPP_N | ENT | Internal | Summer | B4 | 100 | 1800 | 650.18 | 96.89 | 101.89 | 5 | 0
2020 | SPP_N_2_ENT | SPP_N | ENT | Internal | Summer | B5 | 200 | 1800 | 0 | 93.89 | 95.76 | 5 | 0
2020 | SPP_N_2_ENT | SPP_N | ENT | Internal | Summer | B6 | 300 | 1800 | 252.43 | 73.34 | 78.34 | 5 | 0
2020 | SPP_N_2_ENT | SPP_N | ENT | Internal | Summer | B7 | 400 | 1800 | 0 | 65.63 | 66.9 | 5 | 0
2020 | SPP_N_2_ENT | SPP_N | ENT | Internal | Summer | B8 | 500 | 1800 | 0 | 63.65 | 66.9 | 5 | 0
2020 | SPP_N_2_ENT | SPP_N | ENT | Internal | Summer | B9 | 800 | 1800 | 0 | 62.71 | 66.41 | 5 | 0
2020 | SPP_N_2_ENT | SPP_N | ENT | Internal | Summer | B10 | 1262 | 1800 | 542.01 | 59.19 | 64.19 | 5 | 0
2020 | SPP_N_2_ENT | SPP_N | ENT | Internal | Winter | B16 | 25 | 1800 | 1800 | 70.59 | 75.81 | 5 | 0.22
2020 | SPP_N_2_ENT | SPP_N | ENT | Internal | Winter | B17 | 100 | 1800 | 282.95 | 65.47 | 70.47 | 5 | 0
2020 | SPP_N_2_ENT | SPP_N | ENT | Internal | Winter | B18 | 400 | 1800 | 1248.78 | 64 | 69 | 5 | 0
2020 | SPP_N_2_ENT | SPP_N | ENT | Internal | Winter | B19 | 700 | 1800 | 1800 | 62.73 | 68.12 | 5 | 0.38
2020 | SPP_N_2_ENT | SPP_N | ENT | Internal | Winter | B20 | 935 | 1800 | 1800 | 59.7 | 68.12 | 5 | 3.42
2020 | SPP_N_2_MISO_MO-IL | SPP_N | MISO_MO-IL | Internal | Shoulder | B11 | 25 | 2000 | 1774.99 | 72.21 | 77.21 | 5 | 0
2020 | SPP_N_2_MISO_MO-IL | SPP_N | MISO_MO-IL | Internal | Shoulder | B12 | 200 | 2000 | 377.54 | 65.01 | 70.01 | 5 | 0
2020 | SPP_N_2_MISO_MO-IL | SPP_N | MISO_MO-IL | Internal | Shoulder | B13 | 600 | 2000 | 0 | 62.77 | 66.32 | 5 | 0
2020 | SPP_N_2_MISO_MO-IL | SPP_N | MISO_MO-IL | Internal | Shoulder | B14 | 900 | 2000 | 0 | 59.22 | 63.25 | 5 | 0
2020 | SPP_N_2_MISO_MO-IL | SPP_N | MISO_MO-IL | Internal | Shoulder | B15 | 1203 | 2000 | 0 | 57 | 59.19 | 5 | 0
2020 | SPP_N_2_MISO_MO-IL | SPP_N | MISO_MO-IL | Internal | Summer | B1 | 10 | 2000 | 1629.78 | 99.79 | 104.79 | 5 | 0
2020 | SPP_N_2_MISO_MO-IL | SPP_N | MISO_MO-IL | Internal | Summer | B2 | 25 | 2000 | 0 | 98.82 | 103.81 | 5 | 0
2020 | SPP_N_2_MISO_MO-IL | SPP_N | MISO_MO-IL | Internal | Summer | B3 | 75 | 2000 | 0 | 100.28 | 100.77 | 5 | 0
2020 | SPP_N_2_MISO_MO-IL | SPP_N | MISO_MO-IL | Internal | Summer | B4 | 100 | 2000 | 0 | 96.89 | 100.77 | 5 | 0
2020 | SPP_N_2_MISO_MO-IL | SPP_N | MISO_MO-IL | Internal | Summer | B5 | 200 | 2000 | 829.87 | 93.89 | 98.89 | 5 | 0
2020 | SPP_N_2_MISO_MO-IL | SPP_N | MISO_MO-IL | Internal | Summer | B6 | 300 | 2000 | 356.5 | 73.34 | 78.34 | 5 | 0
2020 | SPP_N_2_MISO_MO-IL | SPP_N | MISO_MO-IL | Internal | Summer | B7 | 400 | 2000 | 0 | 65.63 | 68.31 | 5 | 0
2020 | SPP_N_2_MISO_MO-IL | SPP_N | MISO_MO-IL | Internal | Summer | B8 | 500 | 2000 | 0 | 63.65 | 63.17 | 5 | 0
2020 | SPP_N_2_MISO_MO-IL | SPP_N | MISO_MO-IL | Internal | Summer | B9 | 800 | 2000 | 0 | 62.71 | 61.52 | 5 | 0
2020 | SPP_N_2_MISO_MO-IL | SPP_N | MISO_MO-IL | Internal | Summer | B10 | 1262 | 2000 | 0 | 59.19 | 58.75 | 5 | 0
2020 | SPP_N_2_MISO_MO-IL | SPP_N | MISO_MO-IL | Internal | Winter | B16 | 25 | 2000 | 2000 | 70.59 | 81.67 | 5 | 6.08
2020 | SPP_N_2_MISO_MO-IL | SPP_N | MISO_MO-IL | Internal | Winter | B17 | 100 | 2000 | 2000 | 65.47 | 70.65 | 5 | 0.18
2020 | SPP_N_2_MISO_MO-IL | SPP_N | MISO_MO-IL | Internal | Winter | B18 | 400 | 2000 | 763.36 | 64 | 69 | 5 | 0
2020 | SPP_N_2_MISO_MO-IL | SPP_N | MISO_MO-IL | Internal | Winter | B19 | 700 | 2000 | 0 | 62.73 | 66.75 | 5 | 0
2020 | SPP_N_2_MISO_MO-IL | SPP_N | MISO_MO-IL | Internal | Winter | B20 | 935 | 2000 | 0 | 59.7 | 60.83 | 5 | 0
2020 | SPP_N_2_MISO_W | SPP_N | MISO_W | Internal | Shoulder | B11 | 25 | 750 | 393.12 | 72.21 | 77.21 | 5 | 0
2020 | SPP_N_2_MISO_W | SPP_N | MISO_W | Internal | Shoulder | B12 | 200 | 750 | 331.76 | 65.01 | 70.01 | 5 | 0
2020 | SPP_N_2_MISO_W | SPP_N | MISO_W | Internal | Shoulder | B13 | 600 | 750 | 0 | 62.77 | 66.32 | 5 | 0
2020 | SPP_N_2_MISO_W | SPP_N | MISO_W | Internal | Shoulder | B14 | 900 | 750 | 505.62 | 59.22 | 64.22 | 5 | 0
2020 | SPP_N_2_MISO_W | SPP_N | MISO_W | Internal | Shoulder | B15 | 1203 | 750 | 750 | 57 | 63.19 | 5 | 1.18
2020 | SPP_N_2_MISO_W | SPP_N | MISO_W | Internal | Summer | B1 | 10 | 750 | 749.99 | 99.79 | 104.8 | 5 | 0.01
2020 | SPP_N_2_MISO_W | SPP_N | MISO_W | Internal | Summer | B2 | 25 | 750 | 589.51 | 98.82 | 103.82 | 5 | 0
2020 | SPP_N_2_MISO_W | SPP_N | MISO_W | Internal | Summer | B3 | 75 | 750 | 0 | 100.28 | 103.82 | 5 | 0
2020 | SPP_N_2_MISO_W | SPP_N | MISO_W | Internal | Summer | B4 | 100 | 750 | 351.49 | 96.89 | 101.89 | 5 | 0
2020 | SPP_N_2_MISO_W | SPP_N | MISO_W | Internal | Summer | B5 | 200 | 750 | 750 | 93.89 | 98.9 | 5 | 0.01
2020 | SPP_N_2_MISO_W | SPP_N | MISO_W | Internal | Summer | B6 | 300 | 750 | 750 | 73.34 | 78.36 | 5 | 0.01
2020 | SPP_N_2_MISO_W | SPP_N | MISO_W | Internal | Summer | B7 | 400 | 750 | 0 | 65.63 | 68.33 | 5 | 0
2020 | SPP_N_2_MISO_W | SPP_N | MISO_W | Internal | Summer | B8 | 500 | 750 | 0 | 63.65 | 63.19 | 5 | 0
2020 | SPP_N_2_MISO_W | SPP_N | MISO_W | Internal | Summer | B9 | 800 | 750 | 0 | 62.71 | 62.7 | 5 | 0
2020 | SPP_N_2_MISO_W | SPP_N | MISO_W | Internal | Summer | B10 | 1262 | 750 | 0 | 59.19 | 62.67 | 5 | 0
2020 | SPP_N_2_MISO_W | SPP_N | MISO_W | Internal | Winter | B16 | 25 | 750 | 750 | 70.59 | 81.66 | 5 | 6.07
2020 | SPP_N_2_MISO_W | SPP_N | MISO_W | Internal | Winter | B17 | 100 | 750 | 750 | 65.47 | 70.64 | 5 | 0.16
2020 | SPP_N_2_MISO_W | SPP_N | MISO_W | Internal | Winter | B18 | 400 | 750 | 213.18 | 64 | 69 | 5 | 0
2020 | SPP_N_2_MISO_W | SPP_N | MISO_W | Internal | Winter | B19 | 700 | 750 | 0 | 62.73 | 67.3 | 5 | 0
2020 | SPP_N_2_MISO_W | SPP_N | MISO_W | Internal | Winter | B20 | 935 | 750 | 382.16 | 59.7 | 64.7 | 5 | 0
2020 | SPP_N_2_NE | SPP_N | NE | Internal | Shoulder | B11 | 25 | 332 | 174.66 | 72.21 | 72.22 | 0.01 | 0
2020 | SPP_N_2_NE | SPP_N | NE | Internal | Shoulder | B12 | 200 | 332 | 332 | 65.01 | 65.35 | 0.01 | 0.32
2020 | SPP_N_2_NE | SPP_N | NE | Internal | Shoulder | B13 | 600 | 332 | 250.29 | 62.77 | 62.78 | 0.01 | 0
2020 | SPP_N_2_NE | SPP_N | NE | Internal | Shoulder | B14 | 900 | 332 | 332 | 59.22 | 60.02 | 0.01 | 0.78
2020 | SPP_N_2_NE | SPP_N | NE | Internal | Shoulder | B15 | 1203 | 332 | 332 | 57 | 58.19 | 0.01 | 1.17
2020 | SPP_N_2_NE | SPP_N | NE | Internal | Summer | B1 | 10 | 332 | 332 | 99.79 | 104.8 | 0.01 | 5
2020 | SPP_N_2_NE | SPP_N | NE | Internal | Summer | B2 | 25 | 332 | 332 | 98.82 | 103.82 | 0.01 | 4.99
2020 | SPP_N_2_NE | SPP_N | NE | Internal | Summer | B3 | 75 | 332 | 332 | 100.28 | 103.82 | 0.01 | 3.53
2020 | SPP_N_2_NE | SPP_N | NE | Internal | Summer | B4 | 100 | 332 | 332 | 96.89 | 101.89 | 0.01 | 4.99
2020 | SPP_N_2_NE | SPP_N | NE | Internal | Summer | B5 | 200 | 332 | 332 | 93.89 | 98.9 | 0.01 | 5
2020 | SPP_N_2_NE | SPP_N | NE | Internal | Summer | B6 | 300 | 332 | 332 | 73.34 | 76.58 | 0.01 | 3.22
2020 | SPP_N_2_NE | SPP_N | NE | Internal | Summer | B7 | 400 | 332 | 332 | 65.63 | 67.97 | 0.01 | 2.33
2020 | SPP_N_2_NE | SPP_N | NE | Internal | Summer | B8 | 500 | 332 | 0 | 63.65 | 63.58 | 0.01 | 0
2020 | SPP_N_2_NE | SPP_N | NE | Internal | Summer | B9 | 800 | 332 | 0 | 62.71 | 62.7 | 0.01 | 0
2020 | SPP_N_2_NE | SPP_N | NE | Internal | Summer | B10 | 1262 | 332 | 121.48 | 59.19 | 59.2 | 0.01 | 0
2020 | SPP_N_2_NE | SPP_N | NE | Internal | Winter | B16 | 25 | 332 | 332 | 70.59 | 72.69 | 0.01 | 2.09
2020 | SPP_N_2_NE | SPP_N | NE | Internal | Winter | B17 | 100 | 332 | 332 | 65.47 | 67.5 | 0.01 | 2.02
2020 | SPP_N_2_NE | SPP_N | NE | Internal | Winter | B18 | 400 | 332 | 208.09 | 64 | 64.02 | 0.01 | 0
2020 | SPP_N_2_NE | SPP_N | NE | Internal | Winter | B19 | 700 | 332 | 332 | 62.73 | 64 | 0.01 | 1.26
2020 | SPP_N_2_NE | SPP_N | NE | Internal | Winter | B20 | 935 | 332 | 320.98 | 59.7 | 59.71 | 0.01 | 0
2020 | SPP_N_2_SPP_S | SPP_N | SPP_S | Internal | Shoulder | B11 | 25 | 4000 | 0 | 72.21 | 68.53 | 0.01 | 0
2020 | SPP_N_2_SPP_S | SPP_N | SPP_S | Internal | Shoulder | B12 | 200 | 4000 | 1824.35 | 65.01 | 65.03 | 0.01 | 0
2020 | SPP_N_2_SPP_S | SPP_N | SPP_S | Internal | Shoulder | B13 | 600 | 4000 | 1115.89 | 62.77 | 62.78 | 0.01 | 0
2020 | SPP_N_2_SPP_S | SPP_N | SPP_S | Internal | Shoulder | B14 | 900 | 4000 | 108.84 | 59.22 | 59.23 | 0.01 | 0
2020 | SPP_N_2_SPP_S | SPP_N | SPP_S | Internal | Shoulder | B15 | 1203 | 4000 | 0 | 57 | 56.99 | 0.01 | 0
2020 | SPP_N_2_SPP_S | SPP_N | SPP_S | Internal | Summer | B1 | 10 | 4000 | 0 | 99.79 | 66.39 | 0.01 | 0
2020 | SPP_N_2_SPP_S | SPP_N | SPP_S | Internal | Summer | B2 | 25 | 4000 | 0 | 98.82 | 92.88 | 0.01 | 0
2020 | SPP_N_2_SPP_S | SPP_N | SPP_S | Internal | Summer | B3 | 75 | 4000 | 0 | 100.28 | 92.88 | 0.01 | 0
2020 | SPP_N_2_SPP_S | SPP_N | SPP_S | Internal | Summer | B4 | 100 | 4000 | 0 | 96.89 | 92.88 | 0.01 | 0
2020 | SPP_N_2_SPP_S | SPP_N | SPP_S | Internal | Summer | B5 | 200 | 4000 | 0 | 93.89 | 90.76 | 0.01 | 0
2020 | SPP_N_2_SPP_S | SPP_N | SPP_S | Internal | Summer | B6 | 300 | 4000 | 402.45 | 73.34 | 73.36 | 0.01 | 0
2020 | SPP_N_2_SPP_S | SPP_N | SPP_S | Internal | Summer | B7 | 400 | 4000 | 1860.27 | 65.63 | 65.64 | 0.01 | 0
2020 | SPP_N_2_SPP_S | SPP_N | SPP_S | Internal | Summer | B8 | 500 | 4000 | 4000 | 63.65 | 63.95 | 0.01 | 0.28
2020 | SPP_N_2_SPP_S | SPP_N | SPP_S | Internal | Summer | B9 | 800 | 4000 | 4000 | 62.71 | 63.95 | 0.01 | 1.23
2020 | SPP_N_2_SPP_S | SPP_N | SPP_S | Internal | Summer | B10 | 1262 | 4000 | 2440.48 | 59.19 | 59.2 | 0.01 | 0
2020 | SPP_N_2_SPP_S | SPP_N | SPP_S | Internal | Winter | B16 | 25 | 4000 | 0 | 70.59 | 68.26 | 0.01 | 0
2020 | SPP_N_2_SPP_S | SPP_N | SPP_S | Internal | Winter | B17 | 100 | 4000 | 714.68 | 65.47 | 65.49 | 0.01 | 0
2020 | SPP_N_2_SPP_S | SPP_N | SPP_S | Internal | Winter | B18 | 400 | 4000 | 458.93 | 64 | 64.02 | 0.01 | 0
2020 | SPP_N_2_SPP_S | SPP_N | SPP_S | Internal | Winter | B19 | 700 | 4000 | 914.18 | 62.73 | 62.74 | 0.01 | 0
2020 | SPP_N_2_SPP_S | SPP_N | SPP_S | Internal | Winter | B20 | 935 | 4000 | 807.55 | 59.7 | 59.71 | 0.01 | 0
2020 | SPP_S_2_ENT | SPP_S | ENT | Internal | Shoulder | B11 | 25 | 850 | 850 | 68.53 | 77.21 | 5 | 3.68
2020 | SPP_S_2_ENT | SPP_S | ENT | Internal | Shoulder | B12 | 200 | 850 | 0 | 65.03 | 68.27 | 5 | 0
2020 | SPP_S_2_ENT | SPP_S | ENT | Internal | Shoulder | B13 | 600 | 850 | 0 | 62.78 | 67.77 | 5 | 0
2020 | SPP_S_2_ENT | SPP_S | ENT | Internal | Shoulder | B14 | 900 | 850 | 850 | 59.23 | 65.51 | 5 | 1.28
2020 | SPP_S_2_ENT | SPP_S | ENT | Internal | Shoulder | B15 | 1203 | 850 | 850 | 56.99 | 65.51 | 5 | 3.52
2020 | SPP_S_2_ENT | SPP_S | ENT | Internal | Summer | B1 | 10 | 850 | 850 | 66.39 | 104.79 | 5 | 33.41
2020 | SPP_S_2_ENT | SPP_S | ENT | Internal | Summer | B2 | 25 | 850 | 850 | 92.88 | 101.92 | 5 | 4.04
2020 | SPP_S_2_ENT | SPP_S | ENT | Internal | Summer | B3 | 75 | 850 | 850 | 92.88 | 101.92 | 5 | 4.04
2020 | SPP_S_2_ENT | SPP_S | ENT | Internal | Summer | B4 | 100 | 850 | 850 | 92.88 | 101.89 | 5 | 4.01
2020 | SPP_S_2_ENT | SPP_S | ENT | Internal | Summer | B5 | 200 | 850 | 194.49 | 90.76 | 95.76 | 5 | 0
2020 | SPP_S_2_ENT | SPP_S | ENT | Internal | Summer | B6 | 300 | 850 | 0 | 73.36 | 78.34 | 5 | 0
2020 | SPP_S_2_ENT | SPP_S | ENT | Internal | Summer | B7 | 400 | 850 | 0 | 65.64 | 66.9 | 5 | 0
2020 | SPP_S_2_ENT | SPP_S | ENT | Internal | Summer | B8 | 500 | 850 | 0 | 63.95 | 66.9 | 5 | 0
2020 | SPP_S_2_ENT | SPP_S | ENT | Internal | Summer | B9 | 800 | 850 | 0 | 63.95 | 66.41 | 5 | 0
2020 | SPP_S_2_ENT | SPP_S | ENT | Internal | Summer | B10 | 1262 | 850 | 0 | 59.2 | 64.19 | 5 | 0
2020 | SPP_S_2_ENT | SPP_S | ENT | Internal | Winter | B16 | 25 | 850 | 850 | 68.26 | 75.81 | 5 | 2.55
2020 | SPP_S_2_ENT | SPP_S | ENT | Internal | Winter | B17 | 100 | 850 | 0 | 65.49 | 70.47 | 5 | 0
2020 | SPP_S_2_ENT | SPP_S | ENT | Internal | Winter | B18 | 400 | 850 | 0 | 64.02 | 69 | 5 | 0
2020 | SPP_S_2_ENT | SPP_S | ENT | Internal | Winter | B19 | 700 | 850 | 850 | 62.74 | 68.12 | 5 | 0.37
2020 | SPP_S_2_ENT | SPP_S | ENT | Internal | Winter | B20 | 935 | 850 | 850 | 59.71 | 68.12 | 5 | 3.41
2020 | SPP_S_2_SPP_N | SPP_S | SPP_N | Internal | Shoulder | B11 | 25 | 640 | 640 | 68.53 | 72.21 | 0.01 | 3.67
2020 | SPP_S_2_SPP_N | SPP_S | SPP_N | Internal | Shoulder | B12 | 200 | 640 | 0 | 65.03 | 65.01 | 0.01 | 0
2020 | SPP_S_2_SPP_N | SPP_S | SPP_N | Internal | Shoulder | B13 | 600 | 640 | 0 | 62.78 | 62.77 | 0.01 | 0
2020 | SPP_S_2_SPP_N | SPP_S | SPP_N | Internal | Shoulder | B14 | 900 | 640 | 0 | 59.23 | 59.22 | 0.01 | 0
2020 | SPP_S_2_SPP_N | SPP_S | SPP_N | Internal | Shoulder | B15 | 1203 | 640 | 640 | 56.99 | 57 | 0.01 | 0
2020 | SPP_S_2_SPP_N | SPP_S | SPP_N | Internal | Summer | B1 | 10 | 640 | 640 | 66.39 | 99.79 | 0.01 | 33.4
2020 | SPP_S_2_SPP_N | SPP_S | SPP_N | Internal | Summer | B2 | 25 | 640 | 640 | 92.88 | 98.82 | 0.01 | 5.93
2020 | SPP_S_2_SPP_N | SPP_S | SPP_N | Internal | Summer | B3 | 75 | 640 | 640 | 92.88 | 100.28 | 0.01 | 7.39
2020 | SPP_S_2_SPP_N | SPP_S | SPP_N | Internal | Summer | B4 | 100 | 640 | 640 | 92.88 | 96.89 | 0.01 | 4
2020 | SPP_S_2_SPP_N | SPP_S | SPP_N | Internal | Summer | B5 | 200 | 640 | 640 | 90.76 | 93.89 | 0.01 | 3.12
2020 | SPP_S_2_SPP_N | SPP_S | SPP_N | Internal | Summer | B6 | 300 | 640 | 0 | 73.36 | 73.34 | 0.01 | 0
2020 | SPP_S_2_SPP_N | SPP_S | SPP_N | Internal | Summer | B7 | 400 | 640 | 0 | 65.64 | 65.63 | 0.01 | 0
2020 | SPP_S_2_SPP_N | SPP_S | SPP_N | Internal | Summer | B8 | 500 | 640 | 0 | 63.95 | 63.65 | 0.01 | 0
2020 | SPP_S_2_SPP_N | SPP_S | SPP_N | Internal | Summer | B9 | 800 | 640 | 0 | 63.95 | 62.71 | 0.01 | 0
2020 | SPP_S_2_SPP_N | SPP_S | SPP_N | Internal | Summer | B10 | 1262 | 640 | 0 | 59.2 | 59.19 | 0.01 | 0
2020 | SPP_S_2_SPP_N | SPP_S | SPP_N | Internal | Winter | B16 | 25 | 640 | 640 | 68.26 | 70.59 | 0.01 | 2.32
2020 | SPP_S_2_SPP_N | SPP_S | SPP_N | Internal | Winter | B17 | 100 | 640 | 0 | 65.49 | 65.47 | 0.01 | 0
2020 | SPP_S_2_SPP_N | SPP_S | SPP_N | Internal | Winter | B18 | 400 | 640 | 0 | 64.02 | 64 | 0.01 | 0
2020 | SPP_S_2_SPP_N | SPP_S | SPP_N | Internal | Winter | B19 | 700 | 640 | 0 | 62.74 | 62.73 | 0.01 | 0
2020 | SPP_S_2_SPP_N | SPP_S | SPP_N | Internal | Winter | B20 | 935 | 640 | 0 | 59.71 | 59.7 | 0.01 | 0
2020 | TVA_2_ENT | TVA | ENT | Internal | Shoulder | B11 | 25 | 500 | 0 | 83.21 | 77.21 | 9 | 0
2020 | TVA_2_ENT | TVA | ENT | Internal | Shoulder | B12 | 200 | 500 | 0 | 67.02 | 68.27 | 9 | 0
2020 | TVA_2_ENT | TVA | ENT | Internal | Shoulder | B13 | 600 | 500 | 0 | 67.02 | 67.77 | 9 | 0
2020 | TVA_2_ENT | TVA | ENT | Internal | Shoulder | B14 | 900 | 500 | 0 | 67.02 | 65.51 | 9 | 0
2020 | TVA_2_ENT | TVA | ENT | Internal | Shoulder | B15 | 1203 | 500 | 0 | 67.02 | 65.51 | 9 | 0
2020 | TVA_2_ENT | TVA | ENT | Internal | Summer | B1 | 10 | 500 | 0 | 112.8 | 104.79 | 9 | 0
2020 | TVA_2_ENT | TVA | ENT | Internal | Summer | B2 | 25 | 500 | 0 | 108.48 | 101.92 | 9 | 0
2020 | TVA_2_ENT | TVA | ENT | Internal | Summer | B3 | 75 | 500 | 0 | 107.16 | 101.92 | 9 | 0
2020 | TVA_2_ENT | TVA | ENT | Internal | Summer | B4 | 100 | 500 | 0 | 100.93 | 101.89 | 9 | 0
2020 | TVA_2_ENT | TVA | ENT | Internal | Summer | B5 | 200 | 500 | 333.88 | 86.76 | 95.76 | 9 | 0
2020 | TVA_2_ENT | TVA | ENT | Internal | Summer | B6 | 300 | 500 | 500 | 68.54 | 78.34 | 9 | 0.8
2020 | TVA_2_ENT | TVA | ENT | Internal | Summer | B7 | 400 | 500 | 0 | 65.69 | 66.9 | 9 | 0
2020 | TVA_2_ENT | TVA | ENT | Internal | Summer | B8 | 500 | 500 | 0 | 65.69 | 66.9 | 9 | 0
2020 | TVA_2_ENT | TVA | ENT | Internal | Summer | B9 | 800 | 500 | 0 | 65.69 | 66.41 | 9 | 0
2020 | TVA_2_ENT | TVA | ENT | Internal | Summer | B10 | 1262 | 500 | 0 | 63.29 | 64.19 | 9 | 0
2020 | TVA_2_ENT | TVA | ENT | Internal | Winter | B16 | 25 | 500 | 0 | 83.81 | 75.81 | 9 | 0
2020 | TVA_2_ENT | TVA | ENT | Internal | Winter | B17 | 100 | 500 | 0 | 70.7 | 70.47 | 9 | 0
2020 | TVA_2_ENT | TVA | ENT | Internal | Winter | B18 | 400 | 500 | 0 | 69.41 | 69 | 9 | 0
2020 | TVA_2_ENT | TVA | ENT | Internal | Winter | B19 | 700 | 500 | 0 | 69.41 | 68.12 | 9 | 0
2020 | TVA_2_ENT | TVA | ENT | Internal | Winter | B20 | 935 | 500 | 0 | 68.84 | 68.12 | 9 | 0
2020 | TVA_2_MISO_MO-IL | TVA | MISO_MO-IL | Internal | Shoulder | B11 | 25 | 50 | 0 | 83.21 | 77.21 | 9 | 0
2020 | TVA_2_MISO_MO-IL | TVA | MISO_MO-IL | Internal | Shoulder | B12 | 200 | 50 | 0 | 67.02 | 70.01 | 9 | 0
2020 | TVA_2_MISO_MO-IL | TVA | MISO_MO-IL | Internal | Shoulder | B13 | 600 | 50 | 0 | 67.02 | 66.32 | 9 | 0
2020 | TVA_2_MISO_MO-IL | TVA | MISO_MO-IL | Internal | Shoulder | B14 | 900 | 50 | 0 | 67.02 | 63.25 | 9 | 0
2020 | TVA_2_MISO_MO-IL | TVA | MISO_MO-IL | Internal | Shoulder | B15 | 1203 | 50 | 0 | 67.02 | 59.19 | 9 | 0
2020 | TVA_2_MISO_MO-IL | TVA | MISO_MO-IL | Internal | Summer | B1 | 10 | 50 | 0 | 112.8 | 104.79 | 9 | 0
2020 | TVA_2_MISO_MO-IL | TVA | MISO_MO-IL | Internal | Summer | B2 | 25 | 50 | 0 | 108.48 | 103.81 | 9 | 0
2020 | TVA_2_MISO_MO-IL | TVA | MISO_MO-IL | Internal | Summer | B3 | 75 | 50 | 0 | 107.16 | 100.77 | 9 | 0
2020 | TVA_2_MISO_MO-IL | TVA | MISO_MO-IL | Internal | Summer | B4 | 100 | 50 | 0 | 100.93 | 100.77 | 9 | 0
2020 | TVA_2_MISO_MO-IL | TVA | MISO_MO-IL | Internal | Summer | B5 | 200 | 50 | 50 | 86.76 | 98.89 | 9 | 3.13
2020 | TVA_2_MISO_MO-IL | TVA | MISO_MO-IL | Internal | Summer | B6 | 300 | 50 | 50 | 68.54 | 78.34 | 9 | 0.8
2020 | TVA_2_MISO_MO-IL | TVA | MISO_MO-IL | Internal | Summer | B7 | 400 | 50 | 0 | 65.69 | 68.31 | 9 | 0
2020 | TVA_2_MISO_MO-IL | TVA | MISO_MO-IL | Internal | Summer | B8 | 500 | 50 | 0 | 65.69 | 63.17 | 9 | 0
2020 | TVA_2_MISO_MO-IL | TVA | MISO_MO-IL | Internal | Summer | B9 | 800 | 50 | 0 | 65.69 | 61.52 | 9 | 0
2020 | TVA_2_MISO_MO-IL | TVA | MISO_MO-IL | Internal | Summer | B10 | 1262 | 50 | 0 | 63.29 | 58.75 | 9 | 0
2020 | TVA_2_MISO_MO-IL | TVA | MISO_MO-IL | Internal | Winter | B16 | 25 | 50 | 0 | 83.81 | 81.67 | 9 | 0
2020 | TVA_2_MISO_MO-IL | TVA | MISO_MO-IL | Internal | Winter | B17 | 100 | 50 | 0 | 70.7 | 70.65 | 9 | 0
2020 | TVA_2_MISO_MO-IL | TVA | MISO_MO-IL | Internal | Winter | B18 | 400 | 50 | 0 | 69.41 | 69 | 9 | 0
2020 | TVA_2_MISO_MO-IL | TVA | MISO_MO-IL | Internal | Winter | B19 | 700 | 50 | 0 | 69.41 | 66.75 | 9 | 0
2020 | TVA_2_MISO_MO-IL | TVA | MISO_MO-IL | Internal | Winter | B20 | 935 | 50 | 0 | 68.84 | 60.83 | 9 | 0
2020 | TVA_2_NonRTO_Midwest | TVA | NonRTO_Midwest | Internal | Shoulder | B11 | 25 | 100 | 0 | 83.21 | 85.2 | 9 | 0
2020 | TVA_2_NonRTO_Midwest | TVA | NonRTO_Midwest | Internal | Shoulder | B12 | 200 | 100 | 100 | 67.02 | 78 | 9 | 1.99
2020 | TVA_2_NonRTO_Midwest | TVA | NonRTO_Midwest | Internal | Shoulder | B13 | 600 | 100 | 0 | 67.02 | 69.01 | 9 | 0
2020 | TVA_2_NonRTO_Midwest | TVA | NonRTO_Midwest | Internal | Shoulder | B14 | 900 | 100 | 0 | 67.02 | 65.99 | 9 | 0
2020 | TVA_2_NonRTO_Midwest | TVA | NonRTO_Midwest | Internal | Shoulder | B15 | 1203 | 100 | 0 | 67.02 | 62.91 | 9 | 0
2020 | TVA_2_NonRTO_Midwest | TVA | NonRTO_Midwest | Internal | Summer | B1 | 10 | 100 | 0 | 112.8 | 108.46 | 9 | 0
2020 | TVA_2_NonRTO_Midwest | TVA | NonRTO_Midwest | Internal | Summer | B2 | 25 | 100 | 0 | 108.48 | 108.46 | 9 | 0
2020 | TVA_2_NonRTO_Midwest | TVA | NonRTO_Midwest | Internal | Summer | B3 | 75 | 100 | 0 | 107.16 | 107.15 | 9 | 0
2020 | TVA_2_NonRTO_Midwest | TVA | NonRTO_Midwest | Internal | Summer | B4 | 100 | 100 | 0 | 100.93 | 92.92 | 9 | 0
2020 | TVA_2_NonRTO_Midwest | TVA | NonRTO_Midwest | Internal | Summer | B5 | 200 | 100 | 0 | 86.76 | 86.83 | 9 | 0
2020 | TVA_2_NonRTO_Midwest | TVA | NonRTO_Midwest | Internal | Summer | B6 | 300 | 100 | 0 | 68.54 | 72.34 | 9 | 0
2020 | TVA_2_NonRTO_Midwest | TVA | NonRTO_Midwest | Internal | Summer | B7 | 400 | 100 | 0 | 65.69 | 65.99 | 9 | 0
2020 | TVA_2_NonRTO_Midwest | TVA | NonRTO_Midwest | Internal | Summer | B8 | 500 | 100 | 0 | 65.69 | 65.48 | 9 | 0
2020 | TVA_2_NonRTO_Midwest | TVA | NonRTO_Midwest | Internal | Summer | B9 | 800 | 100 | 0 | 65.69 | 63.06 | 9 | 0
2020 | TVA_2_NonRTO_Midwest | TVA | NonRTO_Midwest | Internal | Summer | B10 | 1262 | 100 | 0 | 63.29 | 61.91 | 9 | 0
2020 | TVA_2_NonRTO_Midwest | TVA | NonRTO_Midwest | Internal | Winter | B16 | 25 | 100 | 0 | 83.81 | 89.66 | 9 | 0
2020 | TVA_2_NonRTO_Midwest | TVA | NonRTO_Midwest | Internal | Winter | B17 | 100 | 100 | 0 | 70.7 | 78.64 | 9 | 0
2020 | TVA_2_NonRTO_Midwest | TVA | NonRTO_Midwest | Internal | Winter | B18 | 400 | 100 | 0 | 69.41 | 76.99 | 9 | 0
2020 | TVA_2_NonRTO_Midwest | TVA | NonRTO_Midwest | Internal | Winter | B19 | 700 | 100 | 0 | 69.41 | 65.99 | 9 | 0
2020 | TVA_2_NonRTO_Midwest | TVA | NonRTO_Midwest | Internal | Winter | B20 | 935 | 100 | 0 | 68.84 | 65.48 | 9 | 0
2020 | TVA_2_PJM_ROR | TVA | PJM_ROR | Internal | Shoulder | B11 | 25 | 500 | 0 | 83.21 | 79.21 | 9 | 0
2020 | TVA_2_PJM_ROR | TVA | PJM_ROR | Internal | Shoulder | B12 | 200 | 500 | 0 | 67.02 | 72.01 | 9 | 0
2020 | TVA_2_PJM_ROR | TVA | PJM_ROR | Internal | Shoulder | B13 | 600 | 500 | 0 | 67.02 | 68.32 | 9 | 0
2020 | TVA_2_PJM_ROR | TVA | PJM_ROR | Internal | Shoulder | B14 | 900 | 500 | 0 | 67.02 | 65.25 | 9 | 0
2020 | TVA_2_PJM_ROR | TVA | PJM_ROR | Internal | Shoulder | B15 | 1203 | 500 | 0 | 67.02 | 61.19 | 9 | 0
2020 | TVA_2_PJM_ROR | TVA | PJM_ROR | Internal | Summer | B1 | 10 | 500 | 0 | 112.8 | 106.79 | 9 | 0
2020 | TVA_2_PJM_ROR | TVA | PJM_ROR | Internal | Summer | B2 | 25 | 500 | 0 | 108.48 | 102.46 | 9 | 0
2020 | TVA_2_PJM_ROR | TVA | PJM_ROR | Internal | Summer | B3 | 75 | 500 | 0 | 107.16 | 101.15 | 9 | 0
2020 | TVA_2_PJM_ROR | TVA | PJM_ROR | Internal | Summer | B4 | 100 | 500 | 0 | 100.93 | 95.28 | 9 | 0
2020 | TVA_2_PJM_ROR | TVA | PJM_ROR | Internal | Summer | B5 | 200 | 500 | 0 | 86.76 | 90.37 | 9 | 0
2020 | TVA_2_PJM_ROR | TVA | PJM_ROR | Internal | Summer | B6 | 300 | 500 | 0 | 68.54 | 76.34 | 9 | 0
2020 | TVA_2_PJM_ROR | TVA | PJM_ROR | Internal | Summer | B7 | 400 | 500 | 0 | 65.69 | 66.86 | 9 | 0
2020 | TVA_2_PJM_ROR | TVA | PJM_ROR | Internal | Summer | B8 | 500 | 500 | 0 | 65.69 | 64.14 | 9 | 0
2020 | TVA_2_PJM_ROR | TVA | PJM_ROR | Internal | Summer | B9 | 800 | 500 | 0 | 65.69 | 61.65 | 9 | 0
2020 | TVA_2_PJM_ROR | TVA | PJM_ROR | Internal | Summer | B10 | 1262 | 500 | 0 | 63.29 | 60.75 | 9 | 0
2020 | TVA_2_PJM_ROR | TVA | PJM_ROR | Internal | Winter | B16 | 25 | 500 | 0 | 83.81 | 86.15 | 9 | 0
2020 | TVA_2_PJM_ROR | TVA | PJM_ROR | Internal | Winter | B17 | 100 | 500 | 0 | 70.7 | 78.42 | 9 | 0
2020 | TVA_2_PJM_ROR | TVA | PJM_ROR | Internal | Winter | B18 | 400 | 500 | 0 | 69.41 | 71.15 | 9 | 0
2020 | TVA_2_PJM_ROR | TVA | PJM_ROR | Internal | Winter | B19 | 700 | 500 | 0 | 69.41 | 68.75 | 9 | 0
2020 | TVA_2_PJM_ROR | TVA | PJM_ROR | Internal | Winter | B20 | 935 | 500 | 0 | 68.84 | 62.83 | 9 | 0
2020 | TVA_2_SOCO | TVA | SOCO | Internal | Shoulder | B11 | 25 | 500 | 456.07 | 83.21 | 92.21 | 9 | 0
2020 | TVA_2_SOCO | TVA | SOCO | Internal | Shoulder | B12 | 200 | 500 | 0 | 67.02 | 69.83 | 9 | 0
2020 | TVA_2_SOCO | TVA | SOCO | Internal | Shoulder | B13 | 600 | 500 | 0 | 67.02 | 68.54 | 9 | 0
2020 | TVA_2_SOCO | TVA | SOCO | Internal | Shoulder | B14 | 900 | 500 | 0 | 67.02 | 68.54 | 9 | 0
2020 | TVA_2_SOCO | TVA | SOCO | Internal | Shoulder | B15 | 1203 | 500 | 0 | 67.02 | 67.38 | 9 | 0
2020 | TVA_2_SOCO | TVA | SOCO | Internal | Summer | B1 | 10 | 500 | 0 | 112.8 | 112.12 | 9 | 0
2020 | TVA_2_SOCO | TVA | SOCO | Internal | Summer | B2 | 25 | 500 | 0 | 108.48 | 109.92 | 9 | 0
2020 | TVA_2_SOCO | TVA | SOCO | Internal | Summer | B3 | 75 | 500 | 0 | 107.16 | 109.92 | 9 | 0
2020 | TVA_2_SOCO | TVA | SOCO | Internal | Summer | B4 | 100 | 500 | 0 | 100.93 | 109.92 | 9 | 0
2020 | TVA_2_SOCO | TVA | SOCO | Internal | Summer | B5 | 200 | 500 | 500 | 86.76 | 103.83 | 9 | 8.07
2020 | TVA_2_SOCO | TVA | SOCO | Internal | Summer | B6 | 300 | 500 | 500 | 68.54 | 89.34 | 9 | 11.8
2020 | TVA_2_SOCO | TVA | SOCO | Internal | Summer | B7 | 400 | 500 | 500 | 65.69 | 79.86 | 9 | 5.17
2020 | TVA_2_SOCO | TVA | SOCO | Internal | Summer | B8 | 500 | 500 | 500 | 65.69 | 74.9 | 9 | 0.2
2020 | TVA_2_SOCO | TVA | SOCO | Internal | Summer | B9 | 800 | 500 | 0 | 65.69 | 68.51 | 9 | 0
2020 | TVA_2_SOCO | TVA | SOCO | Internal | Summer | B10 | 1262 | 500 | 0 | 63.29 | 66.11 | 9 | 0
2020 | TVA_2_SOCO | TVA | SOCO | Internal | Winter | B16 | 25 | 500 | 117.26 | 83.81 | 92.81 | 9 | 0
2020 | TVA_2_SOCO | TVA | SOCO | Internal | Winter | B17 | 100 | 500 | 0 | 70.7 | 76.91 | 9 | 0
2020 | TVA_2_SOCO | TVA | SOCO | Internal | Winter | B18 | 400 | 500 | 0 | 69.41 | 69.99 | 9 | 0
2020 | TVA_2_SOCO | TVA | SOCO | Internal | Winter | B19 | 700 | 500 | 0 | 69.41 | 69.99 | 9 | 0
2020 | TVA_2_SOCO | TVA | SOCO | Internal | Winter | B20 | 935 | 500 | 0 | 68.84 | 69.99 | 9 | 0
2020 | TVA_2_VACAR | TVA | VACAR | Internal | Shoulder | B11 | 25 | 150 | 0 | 83.21 | 85.21 | 9 | 0
2020 | TVA_2_VACAR | TVA | VACAR | Internal | Shoulder | B12 | 200 | 150 | 150 | 67.02 | 76.22 | 9 | 0.2
2020 | TVA_2_VACAR | TVA | VACAR | Internal | Shoulder | B13 | 600 | 150 | 0 | 67.02 | 70.79 | 9 | 0
2020 | TVA_2_VACAR | TVA | VACAR | Internal | Shoulder | B14 | 900 | 150 | 0 | 67.02 | 70.79 | 9 | 0
2020 | TVA_2_VACAR | TVA | VACAR | Internal | Shoulder | B15 | 1203 | 150 | 0 | 67.02 | 61.62 | 9 | 0
2020 | TVA_2_VACAR | TVA | VACAR | Internal | Summer | B1 | 10 | 150 | 0 | 112.8 | 112.79 | 9 | 0
2020 | TVA_2_VACAR | TVA | VACAR | Internal | Summer | B2 | 25 | 150 | 0 | 108.48 | 112.79 | 9 | 0
2020 | TVA_2_VACAR | TVA | VACAR | Internal | Summer | B3 | 75 | 150 | 0 | 107.16 | 112.79 | 9 | 0
2020 | TVA_2_VACAR | TVA | VACAR | Internal | Summer | B4 | 100 | 150 | 0 | 100.93 | 102.92 | 9 | 0
2020 | TVA_2_VACAR | TVA | VACAR | Internal | Summer | B5 | 200 | 150 | 150 | 86.76 | 96.83 | 9 | 1.07
2020 | TVA_2_VACAR | TVA | VACAR | Internal | Summer | B6 | 300 | 150 | 150 | 68.54 | 82.34 | 9 | 4.8
2020 | TVA_2_VACAR | TVA | VACAR | Internal | Summer | B7 | 400 | 150 | 0 | 65.69 | 72.86 | 9 | 0
2020 | TVA_2_VACAR | TVA | VACAR | Internal | Summer | B8 | 500 | 150 | 0 | 65.69 | 70.14 | 9 | 0
2020 | TVA_2_VACAR | TVA | VACAR | Internal | Summer | B9 | 800 | 150 | 0 | 65.69 | 67.65 | 9 | 0
2020 | TVA_2_VACAR | TVA | VACAR | Internal | Summer | B10 | 1262 | 150 | 0 | 63.29 | 59.98 | 9 | 0
2020 | TVA_2_VACAR | TVA | VACAR | Internal | Winter | B16 | 25 | 150 | 0 | 83.81 | 92.15 | 9 | 0
2020 | TVA_2_VACAR | TVA | VACAR | Internal | Winter | B17 | 100 | 150 | 150 | 70.7 | 84.42 | 9 | 4.72
2020 | TVA_2_VACAR | TVA | VACAR | Internal | Winter | B18 | 400 | 150 | 0 | 69.41 | 75.13 | 9 | 0
2020 | TVA_2_VACAR | TVA | VACAR | Internal | Winter | B19 | 700 | 150 | 0 | 69.41 | 74.21 | 9 | 0
2020 | TVA_2_VACAR | TVA | VACAR | Internal | Winter | B20 | 935 | 150 | 0 | 68.84 | 65.31 | 9 | 0
2020 | TVA_Transmission_2_ENT | TVA_Transmission | ENT | Internal | Shoulder | B11 | 25 | 3000 | 0 | 84.05 | 77.21 | 9 | 0
2020 | TVA_Transmission_2_ENT | TVA_Transmission | ENT | Internal | Shoulder | B12 | 200 | 3000 | 0 | 72.64 | 68.27 | 9 | 0
2020 | TVA_Transmission_2_ENT | TVA_Transmission | ENT | Internal | Shoulder | B13 | 600 | 3000 | 0 | 69.68 | 67.77 | 9 | 0
2020 | TVA_Transmission_2_ENT | TVA_Transmission | ENT | Internal | Shoulder | B14 | 900 | 3000 | 0 | 68.45 | 65.51 | 9 | 0
2020 | TVA_Transmission_2_ENT | TVA_Transmission | ENT | Internal | Shoulder | B15 | 1203 | 3000 | 0 | 67.06 | 65.51 | 9 | 0
2020 | TVA_Transmission_2_ENT | TVA_Transmission | ENT | Internal | Summer | B1 | 10 | 3000 | 0 | 112.79 | 104.79 | 9 | 0
2020 | TVA_Transmission_2_ENT | TVA_Transmission | ENT | Internal | Summer | B2 | 25 | 3000 | 0 | 108.46 | 101.92 | 9 | 0
2020 | TVA_Transmission_2_ENT | TVA_Transmission | ENT | Internal | Summer | B3 | 75 | 3000 | 0 | 107.15 | 101.92 | 9 | 0
2020 | TVA_Transmission_2_ENT | TVA_Transmission | ENT | Internal | Summer | B4 | 100 | 3000 | 0 | 100.92 | 101.89 | 9 | 0
2020 | TVA_Transmission_2_ENT | TVA_Transmission | ENT | Internal | Summer | B5 | 200 | 3000 | 0 | 94.83 | 95.76 | 9 | 0
2020 | TVA_Transmission_2_ENT | TVA_Transmission | ENT | Internal | Summer | B6 | 300 | 3000 | 0 | 80.34 | 78.34 | 9 | 0
2020 | TVA_Transmission_2_ENT | TVA_Transmission | ENT | Internal | Summer | B7 | 400 | 3000 | 0 | 71.64 | 66.9 | 9 | 0
2020 | TVA_Transmission_2_ENT | TVA_Transmission | ENT | Internal | Summer | B8 | 500 | 3000 | 0 | 68.14 | 66.9 | 9 | 0
2020 | TVA_Transmission_2_ENT | TVA_Transmission | ENT | Internal | Summer | B9 | 800 | 3000 | 0 | 66.54 | 66.41 | 9 | 0
2020 | TVA_Transmission_2_ENT | TVA_Transmission | ENT | Internal | Summer | B10 | 1262 | 3000 | 0 | 64.34 | 64.19 | 9 | 0
2020 | TVA_Transmission_2_ENT | TVA_Transmission | ENT | Internal | Winter | B16 | 25 | 3000 | 0 | 83.81 | 75.81 | 9 | 0
2020 | TVA_Transmission_2_ENT | TVA_Transmission | ENT | Internal | Winter | B17 | 100 | 3000 | 0 | 76.65 | 70.47 | 9 | 0
2020 | TVA_Transmission_2_ENT | TVA_Transmission | ENT | Internal | Winter | B18 | 400 | 3000 | 0 | 72.67 | 69 | 9 | 0
2020 | TVA_Transmission_2_ENT | TVA_Transmission | ENT | Internal | Winter | B19 | 700 | 3000 | 0 | 70.88 | 68.12 | 9 | 0
2020 | TVA_Transmission_2_ENT | TVA_Transmission | ENT | Internal | Winter | B20 | 935 | 3000 | 0 | 68.83 | 68.12 | 9 | 0
2020 | TVA_Transmission_2_MISO_MO-IL | TVA_Transmission | MISO_MO-IL | Internal | Shoulder | B11 | 25 | 4000 | 0 | 84.05 | 77.21 | 9 | 0
2020 | TVA_Transmission_2_MISO_MO-IL | TVA_Transmission | MISO_MO-IL | Internal | Shoulder | B12 | 200 | 4000 | 0 | 72.64 | 70.01 | 9 | 0
2020 | TVA_Transmission_2_MISO_MO-IL | TVA_Transmission | MISO_MO-IL | Internal | Shoulder | B13 | 600 | 4000 | 0 | 69.68 | 66.32 | 9 | 0
2020 | TVA_Transmission_2_MISO_MO-IL | TVA_Transmission | MISO_MO-IL | Internal | Shoulder | B14 | 900 | 4000 | 0 | 68.45 | 63.25 | 9 | 0
2020 | TVA_Transmission_2_MISO_MO-IL | TVA_Transmission | MISO_MO-IL | Internal | Shoulder | B15 | 1203 | 4000 | 0 | 67.06 | 59.19 | 9 | 0
2020 | TVA_Transmission_2_MISO_MO-IL | TVA_Transmission | MISO_MO-IL | Internal | Summer | B1 | 10 | 4000 | 0 | 112.79 | 104.79 | 9 | 0
2020 | TVA_Transmission_2_MISO_MO-IL | TVA_Transmission | MISO_MO-IL | Internal | Summer | B2 | 25 | 4000 | 0 | 108.46 | 103.81 | 9 | 0
2020 | TVA_Transmission_2_MISO_MO-IL | TVA_Transmission | MISO_MO-IL | Internal | Summer | B3 | 75 | 4000 | 0 | 107.15 | 100.77 | 9 | 0
2020 | TVA_Transmission_2_MISO_MO-IL | TVA_Transmission | MISO_MO-IL | Internal | Summer | B4 | 100 | 4000 | 0 | 100.92 | 100.77 | 9 | 0
2020 | TVA_Transmission_2_MISO_MO-IL | TVA_Transmission | MISO_MO-IL | Internal | Summer | B5 | 200 | 4000 | 0 | 94.83 | 98.89 | 9 | 0
2020 | TVA_Transmission_2_MISO_MO-IL | TVA_Transmission | MISO_MO-IL | Internal | Summer | B6 | 300 | 4000 | 0 | 80.34 | 78.34 | 9 | 0
2020 | TVA_Transmission_2_MISO_MO-IL | TVA_Transmission | MISO_MO-IL | Internal | Summer | B7 | 400 | 4000 | 0 | 71.64 | 68.31 | 9 | 0
2020 | TVA_Transmission_2_MISO_MO-IL | TVA_Transmission | MISO_MO-IL | Internal | Summer | B8 | 500 | 4000 | 0 | 68.14 | 63.17 | 9 | 0
2020 | TVA_Transmission_2_MISO_MO-IL | TVA_Transmission | MISO_MO-IL | Internal | Summer | B9 | 800 | 4000 | 0 | 66.54 | 61.52 | 9 | 0
2020 | TVA_Transmission_2_MISO_MO-IL | TVA_Transmission | MISO_MO-IL | Internal | Summer | B10 | 1262 | 4000 | 0 | 64.34 | 58.75 | 9 | 0
2020 | TVA_Transmission_2_MISO_MO-IL | TVA_Transmission | MISO_MO-IL | Internal | Winter | B16 | 25 | 4000 | 0 | 83.81 | 81.67 | 9 | 0
2020 | TVA_Transmission_2_MISO_MO-IL | TVA_Transmission | MISO_MO-IL | Internal | Winter | B17 | 100 | 4000 | 0 | 76.65 | 70.65 | 9 | 0
2020 | TVA_Transmission_2_MISO_MO-IL | TVA_Transmission | MISO_MO-IL | Internal | Winter | B18 | 400 | 4000 | 0 | 72.67 | 69 | 9 | 0
2020 | TVA_Transmission_2_MISO_MO-IL | TVA_Transmission | MISO_MO-IL | Internal | Winter | B19 | 700 | 4000 | 0 | 70.88 | 66.75 | 9 | 0
2020 | TVA_Transmission_2_MISO_MO-IL | TVA_Transmission | MISO_MO-IL | Internal | Winter | B20 | 935 | 4000 | 0 | 68.83 | 60.83 | 9 | 0
2020 | TVA_Transmission_2_NonRTO_Midwest | TVA_Transmission | NonRTO_Midwest | Internal | Shoulder | B11 | 25 | 700 | 0 | 84.05 | 85.2 | 9 | 0
2020 | TVA_Transmission_2_NonRTO_Midwest | TVA_Transmission | NonRTO_Midwest | Internal | Shoulder | B12 | 200 | 700 | 0 | 72.64 | 78 | 9 | 0
2020 | TVA_Transmission_2_NonRTO_Midwest | TVA_Transmission | NonRTO_Midwest | Internal | Shoulder | B13 | 600 | 700 | 0 | 69.68 | 69.01 | 9 | 0
2020 | TVA_Transmission_2_NonRTO_Midwest | TVA_Transmission | NonRTO_Midwest | Internal | Shoulder | B14 | 900 | 700 | 0 | 68.45 | 65.99 | 9 | 0
2020 | TVA_Transmission_2_NonRTO_Midwest | TVA_Transmission | NonRTO_Midwest | Internal | Shoulder | B15 | 1203 | 700 | 0 | 67.06 | 62.91 | 9 | 0
2020 | TVA_Transmission_2_NonRTO_Midwest | TVA_Transmission | NonRTO_Midwest | Internal | Summer | B1 | 10 | 700 | 0 | 112.79 | 108.46 | 9 | 0
2020 | TVA_Transmission_2_NonRTO_Midwest | TVA_Transmission | NonRTO_Midwest | Internal | Summer | B2 | 25 | 700 | 0 | 108.46 | 108.46 | 9 | 0
2020 | TVA_Transmission_2_NonRTO_Midwest | TVA_Transmission | NonRTO_Midwest | Internal | Summer | B3 | 75 | 700 | 0 | 107.15 | 107.15 | 9 | 0
2020 | TVA_Transmission_2_NonRTO_Midwest | TVA_Transmission | NonRTO_Midwest | Internal | Summer | B4 | 100 | 700 | 0 | 100.92 | 92.92 | 9 | 0
2020 | TVA_Transmission_2_NonRTO_Midwest | TVA_Transmission | NonRTO_Midwest | Internal | Summer | B5 | 200 | 700 | 0 | 94.83 | 86.83 | 9 | 0
2020 | TVA_Transmission_2_NonRTO_Midwest | TVA_Transmission | NonRTO_Midwest | Internal | Summer | B6 | 300 | 700 | 0 | 80.34 | 72.34 | 9 | 0
2020 | TVA_Transmission_2_NonRTO_Midwest | TVA_Transmission | NonRTO_Midwest | Internal | Summer | B7 | 400 | 700 | 0 | 71.64 | 65.99 | 9 | 0
2020 | TVA_Transmission_2_NonRTO_Midwest | TVA_Transmission | NonRTO_Midwest | Internal | Summer | B8 | 500 | 700 | 0 | 68.14 | 65.48 | 9 | 0
2020 | TVA_Transmission_2_NonRTO_Midwest | TVA_Transmission | NonRTO_Midwest | Internal | Summer | B9 | 800 | 700 | 0 | 66.54 | 63.06 | 9 | 0
2020 | TVA_Transmission_2_NonRTO_Midwest | TVA_Transmission | NonRTO_Midwest | Internal | Summer | B10 | 1262 | 700 | 0 | 64.34 | 61.91 | 9 | 0
2020 | TVA_Transmission_2_NonRTO_Midwest | TVA_Transmission | NonRTO_Midwest | Internal | Winter | B16 | 25 | 700 | 0 | 83.81 | 89.66 | 9 | 0
2020 | TVA_Transmission_2_NonRTO_Midwest | TVA_Transmission | NonRTO_Midwest | Internal | Winter | B17 | 100 | 700 | 0 | 76.65 | 78.64 | 9 | 0
2020 | TVA_Transmission_2_NonRTO_Midwest | TVA_Transmission | NonRTO_Midwest | Internal | Winter | B18 | 400 | 700 | 0 | 72.67 | 76.99 | 9 | 0
2020 | TVA_Transmission_2_NonRTO_Midwest | TVA_Transmission | NonRTO_Midwest | Internal | Winter | B19 | 700 | 700 | 0 | 70.88 | 65.99 | 9 | 0
2020 | TVA_Transmission_2_NonRTO_Midwest | TVA_Transmission | NonRTO_Midwest | Internal | Winter | B20 | 935 | 700 | 0 | 68.83 | 65.48 | 9 | 0
2020 | TVA_Transmission_2_PJM_ROR | TVA_Transmission | PJM_ROR | Internal | Shoulder | B11 | 25 | 2000 | 0 | 84.05 | 79.21 | 9 | 0
2020 | TVA_Transmission_2_PJM_ROR | TVA_Transmission | PJM_ROR | Internal | Shoulder | B12 | 200 | 2000 | 0 | 72.64 | 72.01 | 9 | 0
2020 | TVA_Transmission_2_PJM_ROR | TVA_Transmission | PJM_ROR | Internal | Shoulder | B13 | 600 | 2000 | 0 | 69.68 | 68.32 | 9 | 0
2020 | TVA_Transmission_2_PJM_ROR | TVA_Transmission | PJM_ROR | Internal | Shoulder | B14 | 900 | 2000 | 0 | 68.45 | 65.25 | 9 | 0
2020 | TVA_Transmission_2_PJM_ROR | TVA_Transmission | PJM_ROR | Internal | Shoulder | B15 | 1203 | 2000 | 0 | 67.06 | 61.19 | 9 | 0
2020 | TVA_Transmission_2_PJM_ROR | TVA_Transmission | PJM_ROR | Internal | Summer | B1 | 10 | 2000 | 0 | 112.79 | 106.79 | 9 | 0
2020 | TVA_Transmission_2_PJM_ROR | TVA_Transmission | PJM_ROR | Internal | Summer | B2 | 25 | 2000 | 0 | 108.46 | 102.46 | 9 | 0
2020 | TVA_Transmission_2_PJM_ROR | TVA_Transmission | PJM_ROR | Internal | Summer | B3 | 75 | 2000 | 0 | 107.15 | 101.15 | 9 | 0
2020 | TVA_Transmission_2_PJM_ROR | TVA_Transmission | PJM_ROR | Internal | Summer | B4 | 100 | 2000 | 0 | 100.92 | 95.28 | 9 | 0
2020 | TVA_Transmission_2_PJM_ROR | TVA_Transmission | PJM_ROR | Internal | Summer | B5 | 200 | 2000 | 0 | 94.83 | 90.37 | 9 | 0
2020 | TVA_Transmission_2_PJM_ROR | TVA_Transmission | PJM_ROR | Internal | Summer | B6 | 300 | 2000 | 0 | 80.34 | 76.34 | 9 | 0
2020 | TVA_Transmission_2_PJM_ROR | TVA_Transmission | PJM_ROR | Internal | Summer | B7 | 400 | 2000 | 0 | 71.64 | 66.86 | 9 | 0
2020 | TVA_Transmission_2_PJM_ROR | TVA_Transmission | PJM_ROR | Internal | Summer | B8 | 500 | 2000 | 0 | 68.14 | 64.14 | 9 | 0
2020 | TVA_Transmission_2_PJM_ROR | TVA_Transmission | PJM_ROR | Internal | Summer | B9 | 800 | 2000 | 0 | 66.54 | 61.65 | 9 | 0
2020 | TVA_Transmission_2_PJM_ROR | TVA_Transmission | PJM_ROR | Internal | Summer | B10 | 1262 | 2000 | 0 | 64.34 | 60.75 | 9 | 0
2020 | TVA_Transmission_2_PJM_ROR | TVA_Transmission | PJM_ROR | Internal | Winter | B16 | 25 | 2000 | 0 | 83.81 | 86.15 | 9 | 0
2020 | TVA_Transmission_2_PJM_ROR | TVA_Transmission | PJM_ROR | Internal | Winter | B17 | 100 | 2000 | 0 | 76.65 | 78.42 | 9 | 0
2020 | TVA_Transmission_2_PJM_ROR | TVA_Transmission | PJM_ROR | Internal | Winter | B18 | 400 | 2000 | 0 | 72.67 | 71.15 | 9 | 0
2020 | TVA_Transmission_2_PJM_ROR | TVA_Transmission | PJM_ROR | Internal | Winter | B19 | 700 | 2000 | 0 | 70.88 | 68.75 | 9 | 0
2020 | TVA_Transmission_2_PJM_ROR | TVA_Transmission | PJM_ROR | Internal | Winter | B20 | 935 | 2000 | 0 | 68.83 | 62.83 | 9 | 0
2020 | TVA_Transmission_2_SOCO | TVA_Transmission | SOCO | Internal | Shoulder | B11 | 25 | 3200 | 0 | 84.05 | 92.21 | 9 | 0
2020 | TVA_Transmission_2_SOCO | TVA_Transmission | SOCO | Internal | Shoulder | B12 | 200 | 3200 | 0 | 72.64 | 69.83 | 9 | 0
2020 | TVA_Transmission_2_SOCO | TVA_Transmission | SOCO | Internal | Shoulder | B13 | 600 | 3200 | 0 | 69.68 | 68.54 | 9 | 0
2020 | TVA_Transmission_2_SOCO | TVA_Transmission | SOCO | Internal | Shoulder | B14 | 900 | 3200 | 0 | 68.45 | 68.54 | 9 | 0
2020 | TVA_Transmission_2_SOCO | TVA_Transmission | SOCO | Internal | Shoulder | B15 | 1203 | 3200 | 0 | 67.06 | 67.38 | 9 | 0
2020 | TVA_Transmission_2_SOCO | TVA_Transmission | SOCO | Internal | Summer | B1 | 10 | 3200 | 0 | 112.79 | 112.12 | 9 | 0
2020 | TVA_Transmission_2_SOCO | TVA_Transmission | SOCO | Internal | Summer | B2 | 25 | 3200 | 0 | 108.46 | 109.92 | 9 | 0
2020 | TVA_Transmission_2_SOCO | TVA_Transmission | SOCO | Internal | Summer | B3 | 75 | 3200 | 0 | 107.15 | 109.92 | 9 | 0
2020 | TVA_Transmission_2_SOCO | TVA_Transmission | SOCO | Internal | Summer | B4 | 100 | 3200 | 509.64 | 100.92 | 109.92 | 9 | 0
2020 | TVA_Transmission_2_SOCO | TVA_Transmission | SOCO | Internal | Summer | B5 | 200 | 3200 | 703.29 | 94.83 | 103.83 | 9 | 0
2020 | TVA_Transmission_2_SOCO | TVA_Transmission | SOCO | Internal | Summer | B6 | 300 | 3200 | 209.04 | 80.34 | 89.34 | 9 | 0
2020 | TVA_Transmission_2_SOCO | TVA_Transmission | SOCO | Internal | Summer | B7 | 400 | 3200 | 0 | 71.64 | 79.86 | 9 | 0
2020 | TVA_Transmission_2_SOCO | TVA_Transmission | SOCO | Internal | Summer | B8 | 500 | 3200 | 0 | 68.14 | 74.9 | 9 | 0
2020 | TVA_Transmission_2_SOCO | TVA_Transmission | SOCO | Internal | Summer | B9 | 800 | 3200 | 0 | 66.54 | 68.51 | 9 | 0
2020 | TVA_Transmission_2_SOCO | TVA_Transmission | SOCO | Internal | Summer | B10 | 1262 | 3200 | 0 | 64.34 | 66.11 | 9 | 0
2020 | TVA_Transmission_2_SOCO | TVA_Transmission | SOCO | Internal | Winter | B16 | 25 | 3200 | 1919.11 | 83.81 | 92.81 | 9 | 0
2020 | TVA_Transmission_2_SOCO | TVA_Transmission | SOCO | Internal | Winter | B17 | 100 | 3200 | 0 | 76.65 | 76.91 | 9 | 0
2020 | TVA_Transmission_2_SOCO | TVA_Transmission | SOCO | Internal | Winter | B18 | 400 | 3200 | 0 | 72.67 | 69.99 | 9 | 0
2020 | TVA_Transmission_2_SOCO | TVA_Transmission | SOCO | Internal | Winter | B19 | 700 | 3200 | 0 | 70.88 | 69.99 | 9 | 0
2020 | TVA_Transmission_2_SOCO | TVA_Transmission | SOCO | Internal | Winter | B20 | 935 | 3200 | 0 | 68.83 | 69.99 | 9 | 0
2020 | TVA_Transmission_2_TVA | TVA_Transmission | TVA | Internal | Shoulder | B11 | 25 | 99999 | 0 | 84.05 | 83.21 | 0.01 | 0
2020 | TVA_Transmission_2_TVA | TVA_Transmission | TVA | Internal | Shoulder | B12 | 200 | 99999 | 0 | 72.64 | 67.02 | 0.01 | 0
2020 | TVA_Transmission_2_TVA | TVA_Transmission | TVA | Internal | Shoulder | B13 | 600 | 99999 | 0 | 69.68 | 67.02 | 0.01 | 0
2020 | TVA_Transmission_2_TVA | TVA_Transmission | TVA | Internal | Shoulder | B14 | 900 | 99999 | 0 | 68.45 | 67.02 | 0.01 | 0
2020 | TVA_Transmission_2_TVA | TVA_Transmission | TVA | Internal | Shoulder | B15 | 1203 | 99999 | 0 | 67.06 | 67.02 | 0.01 | 0
2020 | TVA_Transmission_2_TVA | TVA_Transmission | TVA | Internal | Summer | B1 | 10 | 99999 | 3146.1 | 112.79 | 112.8 | 0.01 | 0
2020 | TVA_Transmission_2_TVA | TVA_Transmission | TVA | Internal | Summer | B2 | 25 | 99999 | 2370.07 | 108.46 | 108.48 | 0.01 | 0
2020 | TVA_Transmission_2_TVA | TVA_Transmission | TVA | Internal | Summer | B3 | 75 | 99999 | 846.3 | 107.15 | 107.16 | 0.01 | 0
2020 | TVA_Transmission_2_TVA | TVA_Transmission | TVA | Internal | Summer | B4 | 100 | 99999 | 142.21 | 100.92 | 100.93 | 0.01 | 0
2020 | TVA_Transmission_2_TVA | TVA_Transmission | TVA | Internal | Summer | B5 | 200 | 99999 | 0 | 94.83 | 86.76 | 0.01 | 0
2020 | TVA_Transmission_2_TVA | TVA_Transmission | TVA | Internal | Summer | B6 | 300 | 99999 | 0 | 80.34 | 68.54 | 0.01 | 0
2020 | TVA_Transmission_2_TVA | TVA_Transmission | TVA | Internal | Summer | B7 | 400 | 99999 | 0 | 71.64 | 65.69 | 0.01 | 0
2020 | TVA_Transmission_2_TVA | TVA_Transmission | TVA | Internal | Summer | B8 | 500 | 99999 | 0 | 68.14 | 65.69 | 0.01 | 0
2020 | TVA_Transmission_2_TVA | TVA_Transmission | TVA | Internal | Summer | B9 | 800 | 99999 | 0 | 66.54 | 65.69 | 0.01 | 0
2020 | TVA_Transmission_2_TVA | TVA_Transmission | TVA | Internal | Summer | B10 | 1262 | 99999 | 0 | 64.34 | 63.29 | 0.01 | 0
2020 | TVA_Transmission_2_TVA | TVA_Transmission | TVA | Internal | Winter | B16 | 25 | 99999 | 0 | 83.81 | 83.81 | 0.01 | 0
2020 | TVA_Transmission_2_TVA | TVA_Transmission | TVA | Internal | Winter | B17 | 100 | 99999 | 0 | 76.65 | 70.7 | 0.01 | 0
2020 | TVA_Transmission_2_TVA | TVA_Transmission | TVA | Internal | Winter | B18 | 400 | 99999 | 0 | 72.67 | 69.41 | 0.01 | 0
2020 | TVA_Transmission_2_TVA | TVA_Transmission | TVA | Internal | Winter | B19 | 700 | 99999 | 0 | 70.88 | 69.41 | 0.01 | 0
2020 | TVA_Transmission_2_TVA | TVA_Transmission | TVA | Internal | Winter | B20 | 935 | 99999 | 468.52 | 68.83 | 68.84 | 0.01 | 0
2020 | TVA_Transmission_2_VACAR | TVA_Transmission | VACAR | Internal | Shoulder | B11 | 25 | 900 | 0 | 84.05 | 85.21 | 9 | 0
2020 | TVA_Transmission_2_VACAR | TVA_Transmission | VACAR | Internal | Shoulder | B12 | 200 | 900 | 0 | 72.64 | 76.22 | 9 | 0
2020 | TVA_Transmission_2_VACAR | TVA_Transmission | VACAR | Internal | Shoulder | B13 | 600 | 900 | 0 | 69.68 | 70.79 | 9 | 0
2020 | TVA_Transmission_2_VACAR | TVA_Transmission | VACAR | Internal | Shoulder | B14 | 900 | 900 | 0 | 68.45 | 70.79 | 9 | 0
2020 | TVA_Transmission_2_VACAR | TVA_Transmission | VACAR | Internal | Shoulder | B15 | 1203 | 900 | 0 | 67.06 | 61.62 | 9 | 0
2020 | TVA_Transmission_2_VACAR | TVA_Transmission | VACAR | Internal | Summer | B1 | 10 | 900 | 0 | 112.79 | 112.79 | 9 | 0
2020 | TVA_Transmission_2_VACAR | TVA_Transmission | VACAR | Internal | Summer | B2 | 25 | 900 | 0 | 108.46 | 112.79 | 9 | 0
2020 | TVA_Transmission_2_VACAR | TVA_Transmission | VACAR | Internal | Summer | B3 | 75 | 900 | 0 | 107.15 | 112.79 | 9 | 0
2020 | TVA_Transmission_2_VACAR | TVA_Transmission | VACAR | Internal | Summer | B4 | 100 | 900 | 0 | 100.92 | 102.92 | 9 | 0
2020 | TVA_Transmission_2_VACAR | TVA_Transmission | VACAR | Internal | Summer | B5 | 200 | 900 | 0 | 94.83 | 96.83 | 9 | 0
2020 | TVA_Transmission_2_VACAR | TVA_Transmission | VACAR | Internal | Summer | B6 | 300 | 900 | 0 | 80.34 | 82.34 | 9 | 0
2020 | TVA_Transmission_2_VACAR | TVA_Transmission | VACAR | Internal | Summer | B7 | 400 | 900 | 0 | 71.64 | 72.86 | 9 | 0
2020 | TVA_Transmission_2_VACAR | TVA_Transmission | VACAR | Internal | Summer | B8 | 500 | 900 | 0 | 68.14 | 70.14 | 9 | 0
2020 | TVA_Transmission_2_VACAR | TVA_Transmission | VACAR | Internal | Summer | B9 | 800 | 900 | 0 | 66.54 | 67.65 | 9 | 0
2020 | TVA_Transmission_2_VACAR | TVA_Transmission | VACAR | Internal | Summer | B10 | 1262 | 900 | 0 | 64.34 | 59.98 | 9 | 0
2020 | TVA_Transmission_2_VACAR | TVA_Transmission | VACAR | Internal | Winter | B16 | 25 | 900 | 0 | 83.81 | 92.15 | 9 | 0
2020 | TVA_Transmission_2_VACAR | TVA_Transmission | VACAR | Internal | Winter | B17 | 100 | 900 | 0 | 76.65 | 84.42 | 9 | 0
2020 | TVA_Transmission_2_VACAR | TVA_Transmission | VACAR | Internal | Winter | B18 | 400 | 900 | 0 | 72.67 | 75.13 | 9 | 0
2020 | TVA_Transmission_2_VACAR | TVA_Transmission | VACAR | Internal | Winter | B19 | 700 | 900 | 0 | 70.88 | 74.21 | 9 | 0
2020 | TVA_Transmission_2_VACAR | TVA_Transmission | VACAR | Internal | Winter | B20 | 935 | 900 | 0 | 68.83 | 65.31 | 9 | 0
2020 | VACAR_2_PJM_ROR | VACAR | PJM_ROR | Internal | Shoulder | B11 | 25 | 2000 | 0 | 85.21 | 79.21 | 7 | 0
2020 | VACAR_2_PJM_ROR | VACAR | PJM_ROR | Internal | Shoulder | B12 | 200 | 2000 | 0 | 76.22 | 72.01 | 7 | 0
2020 | VACAR_2_PJM_ROR | VACAR | PJM_ROR | Internal | Shoulder | B13 | 600 | 2000 | 0 | 70.79 | 68.32 | 7 | 0
2020 | VACAR_2_PJM_ROR | VACAR | PJM_ROR | Internal | Shoulder | B14 | 900 | 2000 | 0 | 70.79 | 65.25 | 7 | 0
2020 | VACAR_2_PJM_ROR | VACAR | PJM_ROR | Internal | Shoulder | B15 | 1203 | 2000 | 0 | 61.62 | 61.19 | 7 | 0
2020 | VACAR_2_PJM_ROR | VACAR | PJM_ROR | Internal | Summer | B1 | 10 | 2000 | 0 | 112.79 | 106.79 | 7 | 0
2020 | VACAR_2_PJM_ROR | VACAR | PJM_ROR | Internal | Summer | B2 | 25 | 2000 | 0 | 112.79 | 102.46 | 7 | 0
2020 | VACAR_2_PJM_ROR | VACAR | PJM_ROR | Internal | Summer | B3 | 75 | 2000 | 0 | 112.79 | 101.15 | 7 | 0
2020 | VACAR_2_PJM_ROR | VACAR | PJM_ROR | Internal | Summer | B4 | 100 | 2000 | 0 | 102.92 | 95.28 | 7 | 0
2020 | VACAR_2_PJM_ROR | VACAR | PJM_ROR | Internal | Summer | B5 | 200 | 2000 | 0 | 96.83 | 90.37 | 7 | 0
2020 | VACAR_2_PJM_ROR | VACAR | PJM_ROR | Internal | Summer | B6 | 300 | 2000 | 0 | 82.34 | 76.34 | 7 | 0
2020 | VACAR_2_PJM_ROR | VACAR | PJM_ROR | Internal | Summer | B7 | 400 | 2000 | 0 | 72.86 | 66.86 | 7 | 0
2020 | VACAR_2_PJM_ROR | VACAR | PJM_ROR | Internal | Summer | B8 | 500 | 2000 | 0 | 70.14 | 64.14 | 7 | 0
2020 | VACAR_2_PJM_ROR | VACAR | PJM_ROR | Internal | Summer | B9 | 800 | 2000 | 0 | 67.65 | 61.65 | 7 | 0
2020 | VACAR_2_PJM_ROR | VACAR | PJM_ROR | Internal | Summer | B10 | 1262 | 2000 | 0 | 59.98 | 60.75 | 7 | 0
2020 | VACAR_2_PJM_ROR | VACAR | PJM_ROR | Internal | Winter | B16 | 25 | 2000 | 0 | 92.15 | 86.15 | 7 | 0
2020 | VACAR_2_PJM_ROR | VACAR | PJM_ROR | Internal | Winter | B17 | 100 | 2000 | 0 | 84.42 | 78.42 | 7 | 0
2020 | VACAR_2_PJM_ROR | VACAR | PJM_ROR | Internal | Winter | B18 | 400 | 2000 | 0 | 75.13 | 71.15 | 7 | 0
2020 | VACAR_2_PJM_ROR | VACAR | PJM_ROR | Internal | Winter | B19 | 700 | 2000 | 0 | 74.21 | 68.75 | 7 | 0
2020 | VACAR_2_PJM_ROR | VACAR | PJM_ROR | Internal | Winter | B20 | 935 | 2000 | 0 | 65.31 | 62.83 | 7 | 0
2020 | VACAR_2_SOCO | VACAR | SOCO | Internal | Shoulder | B11 | 25 | 3000 | 2977.75 | 85.21 | 92.21 | 7 | 0
2020 | VACAR_2_SOCO | VACAR | SOCO | Internal | Shoulder | B12 | 200 | 3000 | 0 | 76.22 | 69.83 | 7 | 0
2020 | VACAR_2_SOCO | VACAR | SOCO | Internal | Shoulder | B13 | 600 | 3000 | 0 | 70.79 | 68.54 | 7 | 0
2020 | VACAR_2_SOCO | VACAR | SOCO | Internal | Shoulder | B14 | 900 | 3000 | 0 | 70.79 | 68.54 | 7 | 0
2020 | VACAR_2_SOCO | VACAR | SOCO | Internal | Shoulder | B15 | 1203 | 3000 | 0 | 61.62 | 67.38 | 7 | 0
2020 | VACAR_2_SOCO | VACAR | SOCO | Internal | Summer | B1 | 10 | 3000 | 0 | 112.79 | 112.12 | 7 | 0
2020 | VACAR_2_SOCO | VACAR | SOCO | Internal | Summer | B2 | 25 | 3000 | 0 | 112.79 | 109.92 | 7 | 0
2020 | VACAR_2_SOCO | VACAR | SOCO | Internal | Summer | B3 | 75 | 3000 | 0 | 112.79 | 109.92 | 7 | 0
2020 | VACAR_2_SOCO | VACAR | SOCO | Internal | Summer | B4 | 100 | 3000 | 472.42 | 102.92 | 109.92 | 7 | 0
2020 | VACAR_2_SOCO | VACAR | SOCO | Internal | Summer | B5 | 200 | 3000 | 2217.86 | 96.83 | 103.83 | 7 | 0
2020 | VACAR_2_SOCO | VACAR | SOCO | Internal | Summer | B6 | 300 | 3000 | 1622.36 | 82.34 | 89.34 | 7 | 0
2020 | VACAR_2_SOCO | VACAR | SOCO | Internal | Summer | B7 | 400 | 3000 | 714.64 | 72.86 | 79.86 | 7 | 0
2020 | VACAR_2_SOCO | VACAR | SOCO | Internal | Summer | B8 | 500 | 3000 | 0 | 70.14 | 74.9 | 7 | 0
2020 | VACAR_2_SOCO | VACAR | SOCO | Internal | Summer | B9 | 800 | 3000 | 0 | 67.65 | 68.51 | 7 | 0
2020 | VACAR_2_SOCO | VACAR | SOCO | Internal | Summer | B10 | 1262 | 3000 | 0 | 59.98 | 66.11 | 7 | 0
2020 | VACAR_2_SOCO | VACAR | SOCO | Internal | Winter | B16 | 25 | 3000 | 0 | 92.15 | 92.81 | 7 | 0
2020 | VACAR_2_SOCO | VACAR | SOCO | Internal | Winter | B17 | 100 | 3000 | 0 | 84.42 | 76.91 | 7 | 0
2020 | VACAR_2_SOCO | VACAR | SOCO | Internal | Winter | B18 | 400 | 3000 | 0 | 75.13 | 69.99 | 7 | 0
2020 | VACAR_2_SOCO | VACAR | SOCO | Internal | Winter | B19 | 700 | 3000 | 0 | 74.21 | 69.99 | 7 | 0
2020 | VACAR_2_SOCO | VACAR | SOCO | Internal | Winter | B20 | 935 | 3000 | 0 | 65.31 | 69.99 | 7 | 0
2020 | VACAR_2_TVA_Transmission | VACAR | TVA_Transmission | Internal | Shoulder | B11 | 25 | 900 | 0 | 85.21 | 84.05 | 7 | 0
2020 | VACAR_2_TVA_Transmission | VACAR | TVA_Transmission | Internal | Shoulder | B12 | 200 | 900 | 0 | 76.22 | 72.64 | 7 | 0
2020 | VACAR_2_TVA_Transmission | VACAR | TVA_Transmission | Internal | Shoulder | B13 | 600 | 900 | 0 | 70.79 | 69.68 | 7 | 0
2020 | VACAR_2_TVA_Transmission | VACAR | TVA_Transmission | Internal | Shoulder | B14 | 900 | 900 | 0 | 70.79 | 68.45 | 7 | 0
2020 | VACAR_2_TVA_Transmission | VACAR | TVA_Transmission | Internal | Shoulder | B15 | 1203 | 900 | 0 | 61.62 | 67.06 | 7 | 0
2020 | VACAR_2_TVA_Transmission | VACAR | TVA_Transmission | Internal | Summer | B1 | 10 | 900 | 0 | 112.79 | 112.79 | 7 | 0
2020 | VACAR_2_TVA_Transmission | VACAR | TVA_Transmission | Internal | Summer | B2 | 25 | 900 | 0 | 112.79 | 108.46 | 7 | 0
2020 | VACAR_2_TVA_Transmission | VACAR | TVA_Transmission | Internal | Summer | B3 | 75 | 900 | 0 | 112.79 | 107.15 | 7 | 0
2020 | VACAR_2_TVA_Transmission | VACAR | TVA_Transmission | Internal | Summer | B4 | 100 | 900 | 0 | 102.92 | 100.92 | 7 | 0
2020 | VACAR_2_TVA_Transmission | VACAR | TVA_Transmission | Internal | Summer | B5 | 200 | 900 | 0 | 96.83 | 94.83 | 7 | 0
2020 | VACAR_2_TVA_Transmission | VACAR | TVA_Transmission | Internal | Summer | B6 | 300 | 900 | 0 | 82.34 | 80.34 | 7 | 0
2020 | VACAR_2_TVA_Transmission | VACAR | TVA_Transmission | Internal | Summer | B7 | 400 | 900 | 0 | 72.86 | 71.64 | 7 | 0
2020 | VACAR_2_TVA_Transmission | VACAR | TVA_Transmission | Internal | Summer | B8 | 500 | 900 | 0 | 70.14 | 68.14 | 7 | 0
2020 | VACAR_2_TVA_Transmission | VACAR | TVA_Transmission | Internal | Summer | B9 | 800 | 900 | 0 | 67.65 | 66.54 | 7 | 0
2020 | VACAR_2_TVA_Transmission | VACAR | TVA_Transmission | Internal | Summer | B10 | 1262 | 900 | 0 | 59.98 | 64.34 | 7 | 0
2020 | VACAR_2_TVA_Transmission | VACAR | TVA_Transmission | Internal | Winter | B16 | 25 | 900 | 0 | 92.15 | 83.81 | 7 | 0
2020 | VACAR_2_TVA_Transmission | VACAR | TVA_Transmission | Internal | Winter | B17 | 100 | 900 | 0 | 84.42 | 76.65 | 7 | 0
2020 | VACAR_2_TVA_Transmission | VACAR | TVA_Transmission | Internal | Winter | B18 | 400 | 900 | 0 | 75.13 | 72.67 | 7 | 0
2020 | VACAR_2_TVA_Transmission | VACAR | TVA_Transmission | Internal | Winter | B19 | 700 | 900 | 0 | 74.21 | 70.88 | 7 | 0
2020 | VACAR_2_TVA_Transmission | VACAR | TVA_Transmission | Internal | Winter | B20 | 935 | 900 | 0 | 65.31 | 68.83 | 7 | 0
2025 | ENT_2_MISO_MO-IL | ENT | MISO_MO-IL | Internal | Shoulder | B11 | 25 | 2260 | 0 | 83.13 | 83.13 | 8 | 0
2025 | ENT_2_MISO_MO-IL | ENT | MISO_MO-IL | Internal | Shoulder | B12 | 200 | 2260 | 0 | 73.68 | 75.86 | 8 | 0
2025 | ENT_2_MISO_MO-IL | ENT | MISO_MO-IL | Internal | Shoulder | B13 | 600 | 2260 | 0 | 73.14 | 73.34 | 8 | 0
2025 | ENT_2_MISO_MO-IL | ENT | MISO_MO-IL | Internal | Shoulder | B14 | 900 | 2260 | 0 | 70.69 | 70.35 | 8 | 0
2025 | ENT_2_MISO_MO-IL | ENT | MISO_MO-IL | Internal | Shoulder | B15 | 1203 | 2260 | 0 | 70.69 | 64.15 | 8 | 0
2025 | ENT_2_MISO_MO-IL | ENT | MISO_MO-IL | Internal | Summer | B1 | 10 | 2260 | 0 | 117.69 | 113.34 | 8 | 0
2025 | ENT_2_MISO_MO-IL | ENT | MISO_MO-IL | Internal | Summer | B2 | 25 | 2260 | 0 | 114.51 | 109.53 | 8 | 0
2025 | ENT_2_MISO_MO-IL | ENT | MISO_MO-IL | Internal | Summer | B3 | 75 | 2260 | 0 | 112.44 | 109.53 | 8 | 0
2025 | ENT_2_MISO_MO-IL | ENT | MISO_MO-IL | Internal | Summer | B4 | 100 | 2260 | 0 | 112.27 | 107.27 | 8 | 0
2025 | ENT_2_MISO_MO-IL | ENT | MISO_MO-IL | Internal | Summer | B5 | 200 | 2260 | 0 | 106.06 | 101.06 | 8 | 0
2025 | ENT_2_MISO_MO-IL | ENT | MISO_MO-IL | Internal | Summer | B6 | 300 | 2260 | 0 | 91.33 | 83.33 | 8 | 0
2025 | ENT_2_MISO_MO-IL | ENT | MISO_MO-IL | Internal | Summer | B7 | 400 | 2260 | 0 | 80.34 | 78.03 | 8 | 0
2025 | ENT_2_MISO_MO-IL | ENT | MISO_MO-IL | Internal | Summer | B8 | 500 | 2260 | 0 | 72.16 | 70.67 | 8 | 0
2025 | ENT_2_MISO_MO-IL | ENT | MISO_MO-IL | Internal | Summer | B9 | 800 | 2260 | 0 | 71.63 | 65.98 | 8 | 0
2025 | ENT_2_MISO_MO-IL | ENT | MISO_MO-IL | Internal | Summer | B10 | 1262 | 2260 | 0 | 69.16 | 60.21 | 8 | 0
2025 | ENT_2_MISO_MO-IL | ENT | MISO_MO-IL | Internal | Winter | B16 | 25 | 2260 | 0 | 80.34 | 86.05 | 8 | 0
2025 | ENT_2_MISO_MO-IL | ENT | MISO_MO-IL | Internal | Winter | B17 | 100 | 2260 | 0 | 76.11 | 76.87 | 8 | 0
2025 | ENT_2_MISO_MO-IL | ENT | MISO_MO-IL | Internal | Winter | B18 | 400 | 2260 | 0 | 75.88 | 75.88 | 8 | 0
2025 | ENT_2_MISO_MO-IL | ENT | MISO_MO-IL | Internal | Winter | B19 | 700 | 2260 | 0 | 73.56 | 73.33 | 8 | 0
2025 | ENT_2_MISO_MO-IL | ENT | MISO_MO-IL | Internal | Winter | B20 | 935 | 2260 | 0 | 73.56 | 66.77 | 8 | 0
2025 | ENT_2_SOCO | ENT | SOCO | Internal | Shoulder | B11 | 25 | 2000 | 2000 | 83.13 | 100.13 | 8 | 9
2025 | ENT_2_SOCO | ENT | SOCO | Internal | Shoulder | B12 | 200 | 2000 | 0 | 73.68 | 77.62 | 8 | 0
2025 | ENT_2_SOCO | ENT | SOCO | Internal | Shoulder | B13 | 600 | 2000 | 0 | 73.14 | 75.26 | 8 | 0
2025 | ENT_2_SOCO | ENT | SOCO | Internal | Shoulder | B14 | 900 | 2000 | 0 | 70.69 | 75.26 | 8 | 0
2025 | ENT_2_SOCO | ENT | SOCO | Internal | Shoulder | B15 | 1203 | 2000 | 0 | 70.69 | 72.62 | 8 | 0
2025 | ENT_2_SOCO | ENT | SOCO | Internal | Summer | B1 | 10 | 2000 | 1437.36 | 117.69 | 125.69 | 8 | 0
2025 | ENT_2_SOCO | ENT | SOCO | Internal | Summer | B2 | 25 | 2000 | 70 | 114.51 | 122.51 | 8 | 0
2025 | ENT_2_SOCO | ENT | SOCO | Internal | Summer | B3 | 75 | 2000 | 358.19 | 112.44 | 120.44 | 8 | 0
2025 | ENT_2_SOCO | ENT | SOCO | Internal | Summer | B4 | 100 | 2000 | 570.42 | 112.27 | 120.27 | 8 | 0
2025 | ENT_2_SOCO | ENT | SOCO | Internal | Summer | B5 | 200 | 2000 | 2000 | 106.06 | 118.06 | 8 | 4
2025 | ENT_2_SOCO | ENT | SOCO | Internal | Summer | B6 | 300 | 2000 | 2000 | 91.33 | 100.33 | 8 | 1
2025 | ENT_2_SOCO | ENT | SOCO | Internal | Summer | B7 | 400 | 2000 | 2000 | 80.34 | 95.03 | 8 | 6.69
2025 | ENT_2_SOCO | ENT | SOCO | Internal | Summer | B8 | 500 | 2000 | 2000 | 72.16 | 85.67 | 8 | 5.5
2025 | ENT_2_SOCO | ENT | SOCO | Internal | Summer | B9 | 800 | 2000 | 0 | 71.63 | 73.81 | 8 | 0
2025 | ENT_2_SOCO | ENT | SOCO | Internal | Summer | B10 | 1262 | 2000 | 0 | 69.16 | 71.22 | 8 | 0
2025 | ENT_2_SOCO | ENT | SOCO | Internal | Winter | B16 | 25 | 2000 | 2000 | 80.34 | 103.05 | 8 | 14.71
2025 | ENT_2_SOCO | ENT | SOCO | Internal | Winter | B17 | 100 | 2000 | 1203.54 | 76.11 | 84.11 | 8 | 0
2025 | ENT_2_SOCO | ENT | SOCO | Internal | Winter | B18 | 400 | 2000 | 0 | 75.88 | 77.04 | 8 | 0
2025 | ENT_2_SOCO | ENT | SOCO | Internal | Winter | B19 | 700 | 2000 | 0 | 73.56 | 77.04 | 8 | 0
2025 | ENT_2_SOCO | ENT | SOCO | Internal | Winter | B20 | 935 | 2000 | 0 | 73.56 | 75.5 | 8 | 0
2025 | ENT_2_SPP_N | ENT | SPP_N | Internal | Shoulder | B11 | 25 | 1300 | 0 | 83.13 | 78.13 | 8 | 0
2025 | ENT_2_SPP_N | ENT | SPP_N | Internal | Shoulder | B12 | 200 | 1300 | 0 | 73.68 | 70.86 | 8 | 0
2025 | ENT_2_SPP_N | ENT | SPP_N | Internal | Shoulder | B13 | 600 | 1300 | 0 | 73.14 | 70.49 | 8 | 0
2025 | ENT_2_SPP_N | ENT | SPP_N | Internal | Shoulder | B14 | 900 | 1300 | 0 | 70.69 | 61.7 | 8 | 0
2025 | ENT_2_SPP_N | ENT | SPP_N | Internal | Shoulder | B15 | 1203 | 1300 | 0 | 70.69 | 61.34 | 8 | 0
2025 | ENT_2_SPP_N | ENT | SPP_N | Internal | Summer | B1 | 10 | 1300 | 0 | 117.69 | 108.83 | 8 | 0
2025 | ENT_2_SPP_N | ENT | SPP_N | Internal | Summer | B2 | 25 | 1300 | 0 | 114.51 | 109.51 | 8 | 0
2025 | ENT_2_SPP_N | ENT | SPP_N | Internal | Summer | B3 | 75 | 1300 | 0 | 112.44 | 109.53 | 8 | 0
2025 | ENT_2_SPP_N | ENT | SPP_N | Internal | Summer | B4 | 100 | 1300 | 0 | 112.27 | 107.27 | 8 | 0
2025 | ENT_2_SPP_N | ENT | SPP_N | Internal | Summer | B5 | 200 | 1300 | 0 | 106.06 | 101.06 | 8 | 0
2025 | ENT_2_SPP_N | ENT | SPP_N | Internal | Summer | B6 | 300 | 1300 | 0 | 91.33 | 86.33 | 8 | 0
2025 | ENT_2_SPP_N | ENT | SPP_N | Internal | Summer | B7 | 400 | 1300 | 0 | 80.34 | 77.57 | 8 | 0
2025 | ENT_2_SPP_N | ENT | SPP_N | Internal | Summer | B8 | 500 | 1300 | 0 | 72.16 | 70.27 | 8 | 0
2025 | ENT_2_SPP_N | ENT | SPP_N | Internal | Summer | B9 | 800 | 1300 | 0 | 71.63 | 69.09 | 8 | 0
2025 | ENT_2_SPP_N | ENT | SPP_N | Internal | Summer | B10 | 1262 | 1300 | 0 | 69.16 | 64.15 | 8 | 0
2025 | ENT_2_SPP_N | ENT | SPP_N | Internal | Winter | B16 | 25 | 1300 | 0 | 80.34 | 73.53 | 8 | 0
2025 | ENT_2_SPP_N | ENT | SPP_N | Internal | Winter | B17 | 100 | 1300 | 0 | 76.11 | 71.1 | 8 | 0
2025 | ENT_2_SPP_N | ENT | SPP_N | Internal | Winter | B18 | 400 | 1300 | 0 | 75.88 | 70.88 | 8 | 0
2025 | ENT_2_SPP_N | ENT | SPP_N | Internal | Winter | B19 | 700 | 1300 | 0 | 73.56 | 68.33 | 8 | 0
2025 | ENT_2_SPP_N | ENT | SPP_N | Internal | Winter | B20 | 935 | 1300 | 0 | 73.56 | 63.97 | 8 | 0
2025 | ENT_2_SPP_S | ENT | SPP_S | Internal | Shoulder | B11 | 25 | 1300 | 0 | 83.13 | 78.12 | 8 | 0
2025 | ENT_2_SPP_S | ENT | SPP_S | Internal | Shoulder | B12 | 200 | 1300 | 0 | 73.68 | 70.66 | 8 | 0
2025 | ENT_2_SPP_S | ENT | SPP_S | Internal | Shoulder | B13 | 600 | 1300 | 0 | 73.14 | 70.5 | 8 | 0
2025 | ENT_2_SPP_S | ENT | SPP_S | Internal | Shoulder | B14 | 900 | 1300 | 0 | 70.69 | 61.71 | 8 | 0
2025 | ENT_2_SPP_S | ENT | SPP_S | Internal | Shoulder | B15 | 1203 | 1300 | 0 | 70.69 | 61.35 | 8 | 0
2025 | ENT_2_SPP_S | ENT | SPP_S | Internal | Summer | B1 | 10 | 1300 | 0 | 117.69 | 74.74 | 8 | 0
2025 | ENT_2_SPP_S | ENT | SPP_S | Internal | Summer | B2 | 25 | 1300 | 0 | 114.51 | 100.23 | 8 | 0
2025 | ENT_2_SPP_S | ENT | SPP_S | Internal | Summer | B3 | 75 | 1300 | 0 | 112.44 | 106.24 | 8 | 0
2025 | ENT_2_SPP_S | ENT | SPP_S | Internal | Summer | B4 | 100 | 1300 | 0 | 112.27 | 100.23 | 8 | 0
2025 | ENT_2_SPP_S | ENT | SPP_S | Internal | Summer | B5 | 200 | 1300 | 0 | 106.06 | 100.23 | 8 | 0
2025 | ENT_2_SPP_S | ENT | SPP_S | Internal | Summer | B6 | 300 | 1300 | 0 | 91.33 | 86.34 | 8 | 0
2025 | ENT_2_SPP_S | ENT | SPP_S | Internal | Summer | B7 | 400 | 1300 | 0 | 80.34 | 77.59 | 8 | 0
2025 | ENT_2_SPP_S | ENT | SPP_S | Internal | Summer | B8 | 500 | 1300 | 0 | 72.16 | 70.28 | 8 | 0
2025 | ENT_2_SPP_S | ENT | SPP_S | Internal | Summer | B9 | 800 | 1300 | 0 | 71.63 | 69.11 | 8 | 0
2025 | ENT_2_SPP_S | ENT | SPP_S | Internal | Summer | B10 | 1262 | 1300 | 0 | 69.16 | 64.16 | 8 | 0
2025 | ENT_2_SPP_S | ENT | SPP_S | Internal | Winter | B16 | 25 | 1300 | 0 | 80.34 | 73.55 | 8 | 0
2025 | ENT_2_SPP_S | ENT | SPP_S | Internal | Winter | B17 | 100 | 1300 | 0 | 76.11 | 71.11 | 8 | 0
2025 | ENT_2_SPP_S | ENT | SPP_S | Internal | Winter | B18 | 400 | 1300 | 0 | 75.88 | 70.9 | 8 | 0
2025 | ENT_2_SPP_S | ENT | SPP_S | Internal | Winter | B19 | 700 | 1300 | 0 | 73.56 | 68.35 | 8 | 0
2025 | ENT_2_SPP_S | ENT | SPP_S | Internal | Winter | B20 | 935 | 1300 | 0 | 73.56 | 63.96 | 8 | 0
2025 | ENT_2_TVA_Transmission | ENT | TVA_Transmission | Internal | Shoulder | B11 | 25 | 2100 | 299.98 | 83.13 | 91.13 | 8 | 0
2025 | ENT_2_TVA_Transmission | ENT | TVA_Transmission | Internal | Shoulder | B12 | 200 | 2100 | 0 | 73.68 | 79.14 | 8 | 0
2025 | ENT_2_TVA_Transmission | ENT | TVA_Transmission | Internal | Shoulder | B13 | 600 | 2100 | 0 | 73.14 | 76.88 | 8 | 0
2025 | ENT_2_TVA_Transmission | ENT | TVA_Transmission | Internal | Shoulder | B14 | 900 | 2100 | 0 | 70.69 | 74.99 | 8 | 0
2025 | ENT_2_TVA_Transmission | ENT | TVA_Transmission | Internal | Shoulder | B15 | 1203 | 2100 | 0 | 70.69 | 72.15 | 8 | 0
2025 | ENT_2_TVA_Transmission | ENT | TVA_Transmission | Internal | Summer | B1 | 10 | 2100 | 0 | 117.69 | 121.34 | 8 | 0
2025 | ENT_2_TVA_Transmission | ENT | TVA_Transmission | Internal | Summer | B2 | 25 | 2100 | 0 | 114.51 | 117.53 | 8 | 0
2025 | ENT_2_TVA_Transmission | ENT | TVA_Transmission | Internal | Summer | B3 | 75 | 2100 | 0 | 112.44 | 115.27 | 8 | 0
2025 | ENT_2_TVA_Transmission | ENT | TVA_Transmission | Internal | Summer | B4 | 100 | 2100 | 0 | 112.27 | 115.27 | 8 | 0
2025 | ENT_2_TVA_Transmission | ENT | TVA_Transmission | Internal | Summer | B5 | 200 | 2100 | 0 | 106.06 | 109.06 | 8 | 0
2025 | ENT_2_TVA_Transmission | ENT | TVA_Transmission | Internal | Summer | B6 | 300 | 2100 | 0 | 91.33 | 91.33 | 8 | 0
2025 | ENT_2_TVA_Transmission | ENT | TVA_Transmission | Internal | Summer | B7 | 400 | 2100 | 0 | 80.34 | 86.03 | 8 | 0
2025 | ENT_2_TVA_Transmission | ENT | TVA_Transmission | Internal | Summer | B8 | 500 | 2100 | 0 | 72.16 | 77.37 | 8 | 0
2025 | ENT_2_TVA_Transmission | ENT | TVA_Transmission | Internal | Summer | B9 | 800 | 2100 | 0 | 71.63 | 71.76 | 8 | 0
2025 | ENT_2_TVA_Transmission | ENT | TVA_Transmission | Internal | Summer | B10 | 1262 | 2100 | 0 | 69.16 | 65.73 | 8 | 0
2025 | ENT_2_TVA_Transmission | ENT | TVA_Transmission | Internal | Winter | B16 | 25 | 2100 | 2100 | 80.34 | 94.05 | 8 | 5.71
2025 | ENT_2_TVA_Transmission | ENT | TVA_Transmission | Internal | Winter | B17 | 100 | 2100 | 0 | 76.11 | 82.4 | 8 | 0
2025 | ENT_2_TVA_Transmission | ENT | TVA_Transmission | Internal | Winter | B18 | 400 | 2100 | 0 | 75.88 | 79.76 | 8 | 0
2025 | ENT_2_TVA_Transmission | ENT | TVA_Transmission | Internal | Winter | B19 | 700 | 2100 | 0 | 73.56 | 77.67 | 8 | 0
2025 | ENT_2_TVA_Transmission | ENT | TVA_Transmission | Internal | Winter | B20 | 935 | 2100 | 0 | 73.56 | 74.77 | 8 | 0
2025 | FRCC_2_SOCO | FRCC | SOCO | Internal | Shoulder | B11 | 25 | 900 | 0 | 110.13 | 100.13 | 8 | 0
2025 | FRCC_2_SOCO | FRCC | SOCO | Internal | Shoulder | B12 | 200 | 900 | 0 | 81.24 | 77.62 | 8 | 0
2025 | FRCC_2_SOCO | FRCC | SOCO | Internal | Shoulder | B13 | 600 | 900 | 0 | 81.24 | 75.26 | 8 | 0
2025 | FRCC_2_SOCO | FRCC | SOCO | Internal | Shoulder | B14 | 900 | 900 | 0 | 77.85 | 75.26 | 8 | 0
2025 | FRCC_2_SOCO | FRCC | SOCO | Internal | Shoulder | B15 | 1203 | 900 | 0 | 77.85 | 72.62 | 8 | 0
2025 | FRCC_2_SOCO | FRCC | SOCO | Internal | Summer | B1 | 10 | 900 | 0 | 135.69 | 125.69 | 8 | 0
2025 | FRCC_2_SOCO | FRCC | SOCO | Internal | Summer | B2 | 25 | 900 | 0 | 125.11 | 122.51 | 8 | 0
2025 | FRCC_2_SOCO | FRCC | SOCO | Internal | Summer | B3 | 75 | 900 | 0 | 125.11 | 120.44 | 8 | 0
2025 | FRCC_2_SOCO | FRCC | SOCO | Internal | Summer | B4 | 100 | 900 | 0 | 125.11 | 120.27 | 8 | 0
2025 | FRCC_2_SOCO | FRCC | SOCO | Internal | Summer | B5 | 200 | 900 | 0 | 125.11 | 118.06 | 8 | 0
2025 | FRCC_2_SOCO | FRCC | SOCO | Internal | Summer | B6 | 300 | 900 | 0 | 110.33 | 100.33 | 8 | 0
2025 | FRCC_2_SOCO | FRCC | SOCO | Internal | Summer | B7 | 400 | 900 | 0 | 91.89 | 95.03 | 8 | 0
2025 | FRCC_2_SOCO | FRCC | SOCO | Internal | Summer | B8 | 500 | 900 | 0 | 80.4 | 85.67 | 8 | 0
2025 | FRCC_2_SOCO | FRCC | SOCO | Internal | Summer | B9 | 800 | 900 | 0 | 77.04 | 73.81 | 8 | 0
2025 | FRCC_2_SOCO | FRCC | SOCO | Internal | Summer | B10 | 1262 | 900 | 0 | 77.04 | 71.22 | 8 | 0
2025 | FRCC_2_SOCO | FRCC | SOCO | Internal | Winter | B16 | 25 | 900 | 0 | 107.26 | 103.05 | 8 | 0
2025 | FRCC_2_SOCO | FRCC | SOCO | Internal | Winter | B17 | 100 | 900 | 0 | 83.81 | 84.11 | 8 | 0
2025 | FRCC_2_SOCO | FRCC | SOCO | Internal | Winter | B18 | 400 | 900 | 0 | 82.26 | 77.04 | 8 | 0
2025 | FRCC_2_SOCO | FRCC | SOCO | Internal | Winter | B19 | 700 | 900 | 0 | 80.3 | 77.04 | 8 | 0
2025 | FRCC_2_SOCO | FRCC | SOCO | Internal | Winter | B20 | 935 | 900 | 0 | 80.3 | 75.5 | 8 | 0
2025 | HQ_NEISO_2_NEISO | HQ_NEISO | NEISO | Internal | Shoulder | B11 | 25 | 99999 | 4396.49 | 57.33 | 57.34 | 0.01 | 0
2025 | HQ_NEISO_2_NEISO | HQ_NEISO | NEISO | Internal | Shoulder | B12 | 200 | 99999 | 4396.49 | 65.73 | 65.74 | 0.01 | 0
2025 | HQ_NEISO_2_NEISO | HQ_NEISO | NEISO | Internal | Shoulder | B13 | 600 | 99999 | 4396.49 | 57.33 | 57.34 | 0.01 | 0
2025 | HQ_NEISO_2_NEISO | HQ_NEISO | NEISO | Internal | Shoulder | B14 | 900 | 99999 | 4396.49 | 57.33 | 57.34 | 0.01 | 0
2025 | HQ_NEISO_2_NEISO | HQ_NEISO | NEISO | Internal | Shoulder | B15 | 1203 | 99999 | 3142.73 | 57.33 | 57.34 | 0.01 | 0
2025 | HQ_NEISO_2_NEISO | HQ_NEISO | NEISO | Internal | Summer | B1 | 10 | 99999 | 4396.59 | 100.33 | 100.34 | 0.01 | 0
2025 | HQ_NEISO_2_NEISO | HQ_NEISO | NEISO | Internal | Summer | B2 | 25 | 99999 | 4396.59 | 94.44 | 94.45 | 0.01 | 0
2025 | HQ_NEISO_2_NEISO | HQ_NEISO | NEISO | Internal | Summer | B3 | 75 | 99999 | 4396.49 | 76.3 | 76.31 | 0.01 | 0
2025 | HQ_NEISO_2_NEISO | HQ_NEISO | NEISO | Internal | Summer | B4 | 100 | 99999 | 4396.49 | 64.43 | 64.45 | 0.01 | 0
2025 | HQ_NEISO_2_NEISO | HQ_NEISO | NEISO | Internal | Summer | B5 | 200 | 99999 | 4396.49 | 62.58 | 62.6 | 0.01 | 0
2025 | HQ_NEISO_2_NEISO | HQ_NEISO | NEISO | Internal | Summer | B6 | 300 | 99999 | 4396.49 | 62.58 | 62.6 | 0.01 | 0
2025 | HQ_NEISO_2_NEISO | HQ_NEISO | NEISO | Internal | Summer | B7 | 400 | 99999 | 4396.49 | 62.58 | 62.6 | 0.01 | 0
2025 | HQ_NEISO_2_NEISO | HQ_NEISO | NEISO | Internal | Summer | B8 | 500 | 99999 | 4396.49 | 61.65 | 61.67 | 0.01 | 0
2025 | HQ_NEISO_2_NEISO | HQ_NEISO | NEISO | Internal | Summer | B9 | 800 | 99999 | 4396.49 | 59.92 | 59.94 | 0.01 | 0
2025 | HQ_NEISO_2_NEISO | HQ_NEISO | NEISO | Internal | Summer | B10 | 1262 | 99999 | 2897.65 | 55.44 | 55.45 | 0.01 | 0
2025 | HQ_NEISO_2_NEISO | HQ_NEISO | NEISO | Internal | Winter | B16 | 25 | 99999 | 4396.49 | 74.28 | 74.29 | 0.01 | 0
2025 | HQ_NEISO_2_NEISO | HQ_NEISO | NEISO | Internal | Winter | B17 | 100 | 99999 | 4396.49 | 65.66 | 65.67 | 0.01 | 0
2025 | HQ_NEISO_2_NEISO | HQ_NEISO | NEISO | Internal | Winter | B18 | 400 | 99999 | 4396.49 | 65.66 | 65.67 | 0.01 | 0
2025 | HQ_NEISO_2_NEISO | HQ_NEISO | NEISO | Internal | Winter | B19 | 700 | 99999 | 4396.49 | 65.66 | 65.67 | 0.01 | 0
2025 | HQ_NEISO_2_NEISO | HQ_NEISO | NEISO | Internal | Winter | B20 | 935 | 99999 | 3206.47 | 64.45 | 64.46 | 0.01 | 0
2025 | HQ_NY_2_NYISO_A-F | HQ_NY | NYISO_A-F | Internal | Shoulder | B11 | 25 | 99999 | 4000 | 60.01 | 60.02 | 0.01 | 0
2025 | HQ_NY_2_NYISO_A-F | HQ_NY | NYISO_A-F | Internal | Shoulder | B12 | 200 | 99999 | 4000 | 68.73 | 68.74 | 0.01 | 0
2025 | HQ_NY_2_NYISO_A-F | HQ_NY | NYISO_A-F | Internal | Shoulder | B13 | 600 | 99999 | 4000 | 60.01 | 60.02 | 0.01 | 0
2025 | HQ_NY_2_NYISO_A-F | HQ_NY | NYISO_A-F | Internal | Shoulder | B14 | 900 | 99999 | 4000 | 60.01 | 60.02 | 0.01 | 0
2025 | HQ_NY_2_NYISO_A-F | HQ_NY | NYISO_A-F | Internal | Shoulder | B15 | 1203 | 99999 | 2296.26 | 60.01 | 60.02 | 0.01 | 0
2025 | HQ_NY_2_NYISO_A-F | HQ_NY | NYISO_A-F | Internal | Summer | B1 | 10 | 99999 | 4000 | 74.09 | 74.1 | 0.01 | 0
2025 | HQ_NY_2_NYISO_A-F | HQ_NY | NYISO_A-F | Internal | Summer | B2 | 25 | 99999 | 4000 | 74.09 | 74.1 | 0.01 | 0
2025 | HQ_NY_2_NYISO_A-F | HQ_NY | NYISO_A-F | Internal | Summer | B3 | 75 | 99999 | 4000 | 73.3 | 73.31 | 0.01 | 0
2025 | HQ_NY_2_NYISO_A-F | HQ_NY | NYISO_A-F | Internal | Summer | B4 | 100 | 99999 | 4000 | 67.43 | 67.45 | 0.01 | 0
2025 | HQ_NY_2_NYISO_A-F | HQ_NY | NYISO_A-F | Internal | Summer | B5 | 200 | 99999 | 4000 | 67.43 | 67.45 | 0.01 | 0
2025 | HQ_NY_2_NYISO_A-F | HQ_NY | NYISO_A-F | Internal | Summer | B6 | 300 | 99999 | 4000 | 65.58 | 65.6 | 0.01 | 0
2025 | HQ_NY_2_NYISO_A-F | HQ_NY | NYISO_A-F | Internal | Summer | B7 | 400 | 99999 | 4000 | 61.79 | 61.8 | 0.01 | 0
2025 | HQ_NY_2_NYISO_A-F | HQ_NY | NYISO_A-F | Internal | Summer | B8 | 500 | 99999 | 4000 | 58.65 | 58.67 | 0.01 | 0
2025 | HQ_NY_2_NYISO_A-F | HQ_NY | NYISO_A-F | Internal | Summer | B9 | 800 | 99999 | 4000 | 58.44 | 58.45 | 0.01 | 0
2025 | HQ_NY_2_NYISO_A-F | HQ_NY | NYISO_A-F | Internal | Summer | B10 | 1262 | 99999 | 1963.23 | 58.44 | 58.45 | 0.01 | 0
2025 | HQ_NY_2_NYISO_A-F | HQ_NY | NYISO_A-F | Internal | Winter | B16 | 25 | 99999 | 4000 | 71.28 | 71.29 | 0.01 | 0
2025 | HQ_NY_2_NYISO_A-F | HQ_NY | NYISO_A-F | Internal | Winter | B17 | 100 | 99999 | 4000 | 62.66 | 62.67 | 0.01 | 0
2025 | HQ_NY_2_NYISO_A-F | HQ_NY | NYISO_A-F | Internal | Winter | B18 | 400 | 99999 | 4000 | 62.66 | 62.67 | 0.01 | 0
2025 | HQ_NY_2_NYISO_A-F | HQ_NY | NYISO_A-F | Internal | Winter | B19 | 700 | 99999 | 4000 | 62.66 | 62.67 | 0.01 | 0
2025 | HQ_NY_2_NYISO_A-F | HQ_NY | NYISO_A-F | Internal | Winter | B20 | 935 | 99999 | 2382.89 | 62.66 | 62.67 | 0.01 | 0
2025 | HQ_IESO_2_IESO | HQ_IESO | IESO | Internal | Shoulder | B11 | 25 | 99999 | 3000 | 11.5 | 11.51 | 0.01 | 0
2025 | HQ_IESO_2_IESO | HQ_IESO | IESO | Internal | Shoulder | B12 | 200 | 99999 | 3000 | 11.5 | 11.51 | 0.01 | 0
2025 | HQ_IESO_2_IESO | HQ_IESO | IESO | Internal | Shoulder | B13 | 600 | 99999 | 3000 | 11.5 | 11.51 | 0.01 | 0
2025 | HQ_IESO_2_IESO | HQ_IESO | IESO | Internal | Shoulder | B14 | 900 | 99999 | 3000 | 11.5 | 11.51 | 0.01 | 0
2025 | HQ_IESO_2_IESO | HQ_IESO | IESO | Internal | Shoulder | B15 | 1203 | 99999 | 2634.91 | 11.5 | 11.51 | 0.01 | 0
2025 | HQ_IESO_2_IESO | HQ_IESO | IESO | Internal | Summer | B1 | 10 | 99999 | 3000 | 11.5 | 11.51 | 0.01 | 0
2025 | HQ_IESO_2_IESO | HQ_IESO | IESO | Internal | Summer | B2 | 25 | 99999 | 3000 | 11.5 | 11.51 | 0.01 | 0
2025 | HQ_IESO_2_IESO | HQ_IESO | IESO | Internal | Summer | B3 | 75 | 99999 | 3000 | 11.5 | 11.51 | 0.01 | 0
2025 | HQ_IESO_2_IESO | HQ_IESO | IESO | Internal | Summer | B4 | 100 | 99999 | 3000 | 11.5 | 11.51 | 0.01 | 0
2025 | HQ_IESO_2_IESO | HQ_IESO | IESO | Internal | Summer | B5 | 200 | 99999 | 3000 | 11.5 | 11.51 | 0.01 | 0
2025 | HQ_IESO_2_IESO | HQ_IESO | IESO | Internal | Summer | B6 | 300 | 99999 | 3000 | 11.5 | 11.51 | 0.01 | 0
2025 | HQ_IESO_2_IESO | HQ_IESO | IESO | Internal | Summer | B7 | 400 | 99999 | 3000 | 11.5 | 11.51 | 0.01 | 0
2025 | HQ_IESO_2_IESO | HQ_IESO | IESO | Internal | Summer | B8 | 500 | 99999 | 3000 | 11.5 | 11.51 | 0.01 | 0
2025 | HQ_IESO_2_IESO | HQ_IESO | IESO | Internal | Summer | B9 | 800 | 99999 | 3000 | 11.5 | 11.51 | 0.01 | 0
2025 | HQ_IESO_2_IESO | HQ_IESO | IESO | Internal | Summer | B10 | 1262 | 99999 | 2563.55 | 11.5 | 11.51 | 0.01 | 0
2025 | HQ_IESO_2_IESO | HQ_IESO | IESO | Internal | Winter | B16 | 25 | 99999 | 3000 | 11.5 | 11.51 | 0.01 | 0
2025 | HQ_IESO_2_IESO | HQ_IESO | IESO | Internal | Winter | B17 | 100 | 99999 | 3000 | 11.5 | 11.51 | 0.01 | 0
2025 | HQ_IESO_2_IESO | HQ_IESO | IESO | Internal | Winter | B18 | 400 | 99999 | 3000 | 11.5 | 11.51 | 0.01 | 0
2025 | HQ_IESO_2_IESO | HQ_IESO | IESO | Internal | Winter | B19 | 700 | 99999 | 3000 | 11.5 | 11.51 | 0.01 | 0
2025 | HQ_IESO_2_IESO | HQ_IESO | IESO | Internal | Winter | B20 | 935 | 99999 | 2653.48 | 11.5 | 11.51 | 0.01 | 0
2025 | IESO_2_MAPP_CA | IESO | MAPP_CA | Internal | Shoulder | B11 | 25 | 262 | 262 | 11.51 | 54.34 | 7 | 35.83
2025 | IESO_2_MAPP_CA | IESO | MAPP_CA | Internal | Shoulder | B12 | 200 | 262 | 262 | 11.51 | 54.34 | 7 | 35.83
2025 | IESO_2_MAPP_CA | IESO | MAPP_CA | Internal | Shoulder | B13 | 600 | 262 | 262 | 11.51 | 54.34 | 7 | 35.83
2025 | IESO_2_MAPP_CA | IESO | MAPP_CA | Internal | Shoulder | B14 | 900 | 262 | 262 | 11.51 | 54.34 | 7 | 35.83
2025 | IESO_2_MAPP_CA | IESO | MAPP_CA | Internal | Shoulder | B15 | 1203 | 262 | 262 | 11.51 | 54.34 | 7 | 35.83
2025 | IESO_2_MAPP_CA | IESO | MAPP_CA | Internal | Summer | B1 | 10 | 262 | 262 | 11.51 | 58.66 | 7 | 40.15
2025 | IESO_2_MAPP_CA | IESO | MAPP_CA | Internal | Summer | B2 | 25 | 262 | 262 | 11.51 | 58.66 | 7 | 40.15
2025 | IESO_2_MAPP_CA | IESO | MAPP_CA | Internal | Summer | B3 | 75 | 262 | 262 | 11.51 | 58.66 | 7 | 40.15
2025 | IESO_2_MAPP_CA | IESO | MAPP_CA | Internal | Summer | B4 | 100 | 262 | 262 | 11.51 | 58.66 | 7 | 40.15
2025 | IESO_2_MAPP_CA | IESO | MAPP_CA | Internal | Summer | B5 | 200 | 262 | 262 | 11.51 | 58.66 | 7 | 40.15
2025 | IESO_2_MAPP_CA | IESO | MAPP_CA | Internal | Summer | B6 | 300 | 262 | 262 | 11.51 | 57.16 | 7 | 38.65
2025 | IESO_2_MAPP_CA | IESO | MAPP_CA | Internal | Summer | B7 | 400 | 262 | 262 | 11.51 | 57.16 | 7 | 38.65
2025 | IESO_2_MAPP_CA | IESO | MAPP_CA | Internal | Summer | B8 | 500 | 262 | 262 | 11.51 | 57.16 | 7 | 38.65
2025 | IESO_2_MAPP_CA | IESO | MAPP_CA | Internal | Summer | B9 | 800 | 262 | 262 | 11.51 | 57.16 | 7 | 38.65
2025 | IESO_2_MAPP_CA | IESO | MAPP_CA | Internal | Summer | B10 | 1262 | 262 | 262 | 11.51 | 57.16 | 7 | 38.65
2025 | IESO_2_MAPP_CA | IESO | MAPP_CA | Internal | Winter | B16 | 25 | 262 | 262 | 11.51 | 63.18 | 7 | 44.67
2025 | IESO_2_MAPP_CA | IESO | MAPP_CA | Internal | Winter | B17 | 100 | 262 | 262 | 11.51 | 63.18 | 7 | 44.67
2025 | IESO_2_MAPP_CA | IESO | MAPP_CA | Internal | Winter | B18 | 400 | 262 | 262 | 11.51 | 63.18 | 7 | 44.67
2025 | IESO_2_MAPP_CA | IESO | MAPP_CA | Internal | Winter | B19 | 700 | 262 | 262 | 11.51 | 63.18 | 7 | 44.67
2025 | IESO_2_MAPP_CA | IESO | MAPP_CA | Internal | Winter | B20 | 935 | 262 | 262 | 11.51 | 63.18 | 7 | 44.67
2025 | IESO_2_MISO_MI | IESO | MISO_MI | Internal | Shoulder | B11 | 25 | 1840 | 1840 | 11.51 | 83.13 | 7 | 64.62
2025 | IESO_2_MISO_MI | IESO | MISO_MI | Internal | Shoulder | B12 | 200 | 1840 | 1840 | 11.51 | 75.88 | 7 | 57.38
2025 | IESO_2_MISO_MI | IESO | MISO_MI | Internal | Shoulder | B13 | 600 | 1840 | 1840 | 11.51 | 73.34 | 7 | 54.84
2025 | IESO_2_MISO_MI | IESO | MISO_MI | Internal | Shoulder | B14 | 900 | 1840 | 1840 | 11.51 | 70.37 | 7 | 51.87
2025 | IESO_2_MISO_MI | IESO | MISO_MI | Internal | Shoulder | B15 | 1203 | 1840 | 1840 | 11.51 | 64.15 | 7 | 45.64
2025 | IESO_2_MISO_MI | IESO | MISO_MI | Internal | Summer | B1 | 10 | 1840 | 1840 | 11.51 | 113.34 | 7 | 94.83
2025 | IESO_2_MISO_MI | IESO | MISO_MI | Internal | Summer | B2 | 25 | 1840 | 1840 | 11.51 | 109.53 | 7 | 91.02
2025 | IESO_2_MISO_MI | IESO | MISO_MI | Internal | Summer | B3 | 75 | 1840 | 1840 | 11.51 | 108.43 | 7 | 89.92
2025 | IESO_2_MISO_MI | IESO | MISO_MI | Internal | Summer | B4 | 100 | 1840 | 1840 | 11.51 | 107.27 | 7 | 88.76
2025 | IESO_2_MISO_MI | IESO | MISO_MI | Internal | Summer | B5 | 200 | 1840 | 1840 | 11.51 | 96.83 | 7 | 78.33
2025 | IESO_2_MISO_MI | IESO | MISO_MI | Internal | Summer | B6 | 300 | 1840 | 1840 | 11.51 | 82.66 | 7 | 64.15
2025 | IESO_2_MISO_MI | IESO | MISO_MI | Internal | Summer | B7 | 400 | 1840 | 1840 | 11.51 | 78.03 | 7 | 59.52
2025 | IESO_2_MISO_MI | IESO | MISO_MI | Internal | Summer | B8 | 500 | 1840 | 1840 | 11.51 | 70.67 | 7 | 52.16
2025 | IESO_2_MISO_MI | IESO | MISO_MI | Internal | Summer | B9 | 800 | 1840 | 1840 | 11.51 | 65.98 | 7 | 47.47
2025 | IESO_2_MISO_MI | IESO | MISO_MI | Internal | Summer | B10 | 1262 | 1840 | 1840 | 11.51 | 60.21 | 7 | 41.71
2025 | IESO_2_MISO_MI | IESO | MISO_MI | Internal | Winter | B16 | 25 | 1840 | 1840 | 11.51 | 86.05 | 7 | 67.54
2025 | IESO_2_MISO_MI | IESO | MISO_MI | Internal | Winter | B17 | 100 | 1840 | 1840 | 11.51 | 76.89 | 7 | 58.38
2025 | IESO_2_MISO_MI | IESO | MISO_MI | Internal | Winter | B18 | 400 | 1840 | 1840 | 11.51 | 75.88 | 7 | 57.38
2025 | IESO_2_MISO_MI | IESO | MISO_MI | Internal | Winter | B19 | 700 | 1840 | 1840 | 11.51 | 73.33 | 7 | 54.83
2025 | IESO_2_MISO_MI | IESO | MISO_MI | Internal | Winter | B20 | 935 | 1840 | 1840 | 11.51 | 66.77 | 7 | 48.26
2025 | IESO_2_MISO_W | IESO | MISO_W | Internal | Shoulder | B11 | 25 | 140 | 140 | 11.51 | 78.12 | 7 | 59.61
2025 | IESO_2_MISO_W | IESO | MISO_W | Internal | Shoulder | B12 | 200 | 140 | 140 | 11.51 | 67.41 | 7 | 48.91
2025 | IESO_2_MISO_W | IESO | MISO_W | Internal | Shoulder | B13 | 600 | 140 | 140 | 11.51 | 67.39 | 7 | 48.88
2025 | IESO_2_MISO_W | IESO | MISO_W | Internal | Shoulder | B14 | 900 | 140 | 140 | 11.51 | 54.7 | 7 | 36.19
2025 | IESO_2_MISO_W | IESO | MISO_W | Internal | Shoulder | B15 | 1203 | 140 | 140 | 11.51 | 54.34 | 7 | 35.83
2025 | IESO_2_MISO_W | IESO | MISO_W | Internal | Summer | B1 | 10 | 140 | 140 | 11.51 | 113.33 | 7 | 94.82
2025 | IESO_2_MISO_W | IESO | MISO_W | Internal | Summer | B2 | 25 | 140 | 140 | 11.51 | 109.52 | 7 | 91.01
2025 | IESO_2_MISO_W | IESO | MISO_W | Internal | Summer | B3 | 75 | 140 | 140 | 11.51 | 109.52 | 7 | 91.01
2025 | IESO_2_MISO_W | IESO | MISO_W | Internal | Summer | B4 | 100 | 140 | 140 | 11.51 | 107.26 | 7 | 88.75
2025 | IESO_2_MISO_W | IESO | MISO_W | Internal | Summer | B5 | 200 | 140 | 140 | 11.51 | 101.05 | 7 | 82.54
2025 | IESO_2_MISO_W | IESO | MISO_W | Internal | Summer | B6 | 300 | 140 | 140 | 11.51 | 83.31 | 7 | 64.81
2025 | IESO_2_MISO_W | IESO | MISO_W | Internal | Summer | B7 | 400 | 140 | 140 | 11.51 | 77.56 | 7 | 59.05
2025 | IESO_2_MISO_W | IESO | MISO_W | Internal | Summer | B8 | 500 | 140 | 140 | 11.51 | 65.98 | 7 | 47.47
2025 | IESO_2_MISO_W | IESO | MISO_W | Internal | Summer | B9 | 800 | 140 | 140 | 11.51 | 65.95 | 7 | 47.45
2025 | IESO_2_MISO_W | IESO | MISO_W | Internal | Summer | B10 | 1262 | 140 | 140 | 11.51 | 57.15 | 7 | 38.64
2025 | IESO_2_MISO_W | IESO | MISO_W | Internal | Winter | B16 | 25 | 140 | 140 | 11.51 | 63.17 | 7 | 44.66
2025 | IESO_2_MISO_W | IESO | MISO_W | Internal | Winter | B17 | 100 | 140 | 140 | 11.51 | 63.19 | 7 | 44.69
2025 | IESO_2_MISO_W | IESO | MISO_W | Internal | Winter | B18 | 400 | 140 | 140 | 11.51 | 63.88 | 7 | 45.38
2025 | IESO_2_MISO_W | IESO | MISO_W | Internal | Winter | B19 | 700 | 140 | 140 | 11.51 | 63.88 | 7 | 45.38
2025 | IESO_2_MISO_W | IESO | MISO_W | Internal | Winter | B20 | 935 | 140 | 140 | 11.51 | 56.97 | 7 | 38.46
2025 | IESO_2_NYISO_A-F | IESO | NYISO_A-F | Internal | Shoulder | B11 | 25 | 1725 | 1725 | 11.51 | 60.02 | 7 | 41.51
2025 | IESO_2_NYISO_A-F | IESO | NYISO_A-F | Internal | Shoulder | B12 | 200 | 1725 | 1725 | 11.51 | 68.74 | 7 | 50.23
2025 | IESO_2_NYISO_A-F | IESO | NYISO_A-F | Internal | Shoulder | B13 | 600 | 1725 | 1725 | 11.51 | 60.02 | 7 | 41.51
2025 | IESO_2_NYISO_A-F | IESO | NYISO_A-F | Internal | Shoulder | B14 | 900 | 1725 | 1725 | 11.51 | 60.02 | 7 | 41.51
2025 | IESO_2_NYISO_A-F | IESO | NYISO_A-F | Internal | Shoulder | B15 | 1203 | 1725 | 1725 | 11.51 | 60.02 | 7 | 41.51
2025 | IESO_2_NYISO_A-F | IESO | NYISO_A-F | Internal | Summer | B1 | 10 | 1725 | 1725 | 11.51 | 74.1 | 7 | 55.59
2025 | IESO_2_NYISO_A-F | IESO | NYISO_A-F | Internal | Summer | B2 | 25 | 1725 | 1725 | 11.51 | 74.1 | 7 | 55.59
2025 | IESO_2_NYISO_A-F | IESO | NYISO_A-F | Internal | Summer | B3 | 75 | 1725 | 1725 | 11.51 | 73.31 | 7 | 54.8
2025 | IESO_2_NYISO_A-F | IESO | NYISO_A-F | Internal | Summer | B4 | 100 | 1725 | 1725 | 11.51 | 67.45 | 7 | 48.94
2025 | IESO_2_NYISO_A-F | IESO | NYISO_A-F | Internal | Summer | B5 | 200 | 1725 | 1725 | 11.51 | 67.45 | 7 | 48.94
2025 | IESO_2_NYISO_A-F | IESO | NYISO_A-F | Internal | Summer | B6 | 300 | 1725 | 1725 | 11.51 | 65.6 | 7 | 47.09
2025 | IESO_2_NYISO_A-F | IESO | NYISO_A-F | Internal | Summer | B7 | 400 | 1725 | 1725 | 11.51 | 61.8 | 7 | 43.29
2025 | IESO_2_NYISO_A-F | IESO | NYISO_A-F | Internal | Summer | B8 | 500 | 1725 | 1725 | 11.51 | 58.67 | 7 | 40.16
2025 | IESO_2_NYISO_A-F | IESO | NYISO_A-F | Internal | Summer | B9 | 800 | 1725 | 1725 | 11.51 | 58.45 | 7 | 39.94
2025 | IESO_2_NYISO_A-F | IESO | NYISO_A-F | Internal | Summer | B10 | 1262 | 1725 | 1725 | 11.51 | 58.45 | 7 | 39.94
2025 | IESO_2_NYISO_A-F | IESO | NYISO_A-F | Internal | Winter | B16 | 25 | 1725 | 1725 | 11.51 | 71.29 | 7 | 52.78
2025 | IESO_2_NYISO_A-F | IESO | NYISO_A-F | Internal | Winter | B17 | 100 | 1725 | 1725 | 11.51 | 62.67 | 7 | 44.17
2025 | IESO_2_NYISO_A-F | IESO | NYISO_A-F | Internal | Winter | B18 | 400 | 1725 | 1725 | 11.51 | 62.67 | 7 | 44.17
2025 | IESO_2_NYISO_A-F | IESO | NYISO_A-F | Internal | Winter | B19 | 700 | 1725 | 1725 | 11.51 | 62.67 | 7 | 44.17
2025 | IESO_2_NYISO_A-F | IESO | NYISO_A-F | Internal | Winter | B20 | 935 | 1725 | 1725 | 11.51 | 62.67 | 7 | 44.17
2025 | MAPP_CA_2_IESO | MAPP_CA | IESO | Internal | Shoulder | B11 | 25 | 330 | 0 | 54.34 | 11.51 | 8 | 0
2025 | MAPP_CA_2_IESO | MAPP_CA | IESO | Internal | Shoulder | B12 | 200 | 330 | 0 | 54.34 | 11.51 | 8 | 0
2025 | MAPP_CA_2_IESO | MAPP_CA | IESO | Internal | Shoulder | B13 | 600 | 330 | 0 | 54.34 | 11.51 | 8 | 0
2025 | MAPP_CA_2_IESO | MAPP_CA | IESO | Internal | Shoulder | B14 | 900 | 330 | 0 | 54.34 | 11.51 | 8 | 0
2025 | MAPP_CA_2_IESO | MAPP_CA | IESO | Internal | Shoulder | B15 | 1203 | 330 | 0 | 54.34 | 11.51 | 8 | 0
2025 | MAPP_CA_2_IESO | MAPP_CA | IESO | Internal | Summer | B1 | 10 | 330 | 0 | 58.66 | 11.51 | 8 | 0
2025 | MAPP_CA_2_IESO | MAPP_CA | IESO | Internal | Summer | B2 | 25 | 330 | 0 | 58.66 | 11.51 | 8 | 0
2025 | MAPP_CA_2_IESO | MAPP_CA | IESO | Internal | Summer | B3 | 75 | 330 | 0 | 58.66 | 11.51 | 8 | 0
2025 | MAPP_CA_2_IESO | MAPP_CA | IESO | Internal | Summer | B4 | 100 | 330 | 0 | 58.66 | 11.51 | 8 | 0
2025 | MAPP_CA_2_IESO | MAPP_CA | IESO | Internal | Summer | B5 | 200 | 330 | 0 | 58.66 | 11.51 | 8 | 0
2025 | MAPP_CA_2_IESO | MAPP_CA | IESO | Internal | Summer | B6 | 300 | 330 | 0 | 57.16 | 11.51 | 8 | 0
2025 | MAPP_CA_2_IESO | MAPP_CA | IESO | Internal | Summer | B7 | 400 | 330 | 0 | 57.16 | 11.51 | 8 | 0
2025 | MAPP_CA_2_IESO | MAPP_CA | IESO | Internal | Summer | B8 | 500 | 330 | 0 | 57.16 | 11.51 | 8 | 0
2025 | MAPP_CA_2_IESO | MAPP_CA | IESO | Internal | Summer | B9 | 800 | 330 | 0 | 57.16 | 11.51 | 8 | 0
2025 | MAPP_CA_2_IESO | MAPP_CA | IESO | Internal | Summer | B10 | 1262 | 330 | 0 | 57.16 | 11.51 | 8 | 0
2025 | MAPP_CA_2_IESO | MAPP_CA | IESO | Internal | Winter | B16 | 25 | 330 | 0 | 63.18 | 11.51 | 8 | 0
2025 | MAPP_CA_2_IESO | MAPP_CA | IESO | Internal | Winter | B17 | 100 | 330 | 0 | 63.18 | 11.51 | 8 | 0
2025 | MAPP_CA_2_IESO | MAPP_CA | IESO | Internal | Winter | B18 | 400 | 330 | 0 | 63.18 | 11.51 | 8 | 0
2025 | MAPP_CA_2_IESO | MAPP_CA | IESO | Internal | Winter | B19 | 700 | 330 | 0 | 63.18 | 11.51 | 8 | 0
2025 | MAPP_CA_2_IESO | MAPP_CA | IESO | Internal | Winter | B20 | 935 | 330 | 0 | 63.18 | 11.51 | 8 | 0
2025 | MAPP_CA_2_MAPP_US | MAPP_CA | MAPP_US | Internal | Shoulder | B11 | 25 | 372 | 372 | 54.34 | 71.12 | 7 | 9.78
2025 | MAPP_CA_2_MAPP_US | MAPP_CA | MAPP_US | Internal | Shoulder | B12 | 200 | 372 | 0 | 54.34 | 60.41 | 7 | 0
2025 | MAPP_CA_2_MAPP_US | MAPP_CA | MAPP_US | Internal | Shoulder | B13 | 600 | 372 | 0 | 54.34 | 60.39 | 7 | 0
2025 | MAPP_CA_2_MAPP_US | MAPP_CA | MAPP_US | Internal | Shoulder | B14 | 900 | 372 | 0 | 54.34 | 47.7 | 7 | 0
2025 | MAPP_CA_2_MAPP_US | MAPP_CA | MAPP_US | Internal | Shoulder | B15 | 1203 | 372 | 0 | 54.34 | 47.34 | 7 | 0
2025 | MAPP_CA_2_MAPP_US | MAPP_CA | MAPP_US | Internal | Summer | B1 | 10 | 372 | 372 | 58.66 | 106.33 | 7 | 40.67
2025 | MAPP_CA_2_MAPP_US | MAPP_CA | MAPP_US | Internal | Summer | B2 | 25 | 372 | 372 | 58.66 | 102.52 | 7 | 36.86
2025 | MAPP_CA_2_MAPP_US | MAPP_CA | MAPP_US | Internal | Summer | B3 | 75 | 372 | 372 | 58.66 | 102.52 | 7 | 36.86
2025 | MAPP_CA_2_MAPP_US | MAPP_CA | MAPP_US | Internal | Summer | B4 | 100 | 372 | 372 | 58.66 | 100.26 | 7 | 34.6
2025 | MAPP_CA_2_MAPP_US | MAPP_CA | MAPP_US | Internal | Summer | B5 | 200 | 372 | 372 | 58.66 | 94.05 | 7 | 28.39
2025 | MAPP_CA_2_MAPP_US | MAPP_CA | MAPP_US | Internal | Summer | B6 | 300 | 372 | 372 | 57.16 | 76.31 | 7 | 12.16
2025 | MAPP_CA_2_MAPP_US | MAPP_CA | MAPP_US | Internal | Summer | B7 | 400 | 372 | 372 | 57.16 | 70.56 | 7 | 6.4
2025 | MAPP_CA_2_MAPP_US | MAPP_CA | MAPP_US | Internal | Summer | B8 | 500 | 372 | 0 | 57.16 | 58.98 | 7 | 0
2025 | MAPP_CA_2_MAPP_US | MAPP_CA | MAPP_US | Internal | Summer | B9 | 800 | 372 | 0 | 57.16 | 58.95 | 7 | 0
2025 | MAPP_CA_2_MAPP_US | MAPP_CA | MAPP_US | Internal | Summer | B10 | 1262 | 372 | 0 | 57.16 | 50.15 | 7 | 0
2025 | MAPP_CA_2_MAPP_US | MAPP_CA | MAPP_US | Internal | Winter | B16 | 25 | 372 | 0 | 63.18 | 56.17 | 7 | 0
2025 | MAPP_CA_2_MAPP_US | MAPP_CA | MAPP_US | Internal | Winter | B17 | 100 | 372 | 0 | 63.18 | 56.19 | 7 | 0
2025 | MAPP_CA_2_MAPP_US | MAPP_CA | MAPP_US | Internal | Winter | B18 | 400 | 372 | 0 | 63.18 | 56.88 | 7 | 0
2025 | MAPP_CA_2_MAPP_US | MAPP_CA | MAPP_US | Internal | Winter | B19 | 700 | 372 | 0 | 63.18 | 56.88 | 7 | 0
2025 | MAPP_CA_2_MAPP_US | MAPP_CA | MAPP_US | Internal | Winter | B20 | 935 | 372 | 0 | 63.18 | 49.97 | 7 | 0
2025 | MAPP_CA_2_MISO_W | MAPP_CA | MISO_W | Internal | Shoulder | B11 | 25 | 2196 | 2196 | 54.34 | 78.12 | 0.01 | 23.77
2025 | MAPP_CA_2_MISO_W | MAPP_CA | MISO_W | Internal | Shoulder | B12 | 200 | 2196 | 2196 | 54.34 | 67.41 | 0.01 | 13.06
2025 | MAPP_CA_2_MISO_W | MAPP_CA | MISO_W | Internal | Shoulder | B13 | 600 | 2196 | 2196 | 54.34 | 67.39 | 0.01 | 13.04
2025 | MAPP_CA_2_MISO_W | MAPP_CA | MISO_W | Internal | Shoulder | B14 | 900 | 2196 | 2196 | 54.34 | 54.7 | 0.01 | 0.35
2025 | MAPP_CA_2_MISO_W | MAPP_CA | MISO_W | Internal | Shoulder | B15 | 1203 | 2196 | 0 | 54.34 | 54.34 | 0.01 | 0
2025 | MAPP_CA_2_MISO_W | MAPP_CA | MISO_W | Internal | Summer | B1 | 10 | 2196 | 2196 | 58.66 | 113.33 | 0.01 | 54.66
2025 | MAPP_CA_2_MISO_W | MAPP_CA | MISO_W | Internal | Summer | B2 | 25 | 2196 | 2196 | 58.66 | 109.52 | 0.01 | 50.84
2025 | MAPP_CA_2_MISO_W | MAPP_CA | MISO_W | Internal | Summer | B3 | 75 | 2196 | 2196 | 58.66 | 109.52 | 0.01 | 50.84
2025 | MAPP_CA_2_MISO_W | MAPP_CA | MISO_W | Internal | Summer | B4 | 100 | 2196 | 2196 | 58.66 | 107.26 | 0.01 | 48.58
2025 | MAPP_CA_2_MISO_W | MAPP_CA | MISO_W | Internal | Summer | B5 | 200 | 2196 | 2196 | 58.66 | 101.05 | 0.01 | 42.38
2025 | MAPP_CA_2_MISO_W | MAPP_CA | MISO_W | Internal | Summer | B6 | 300 | 2196 | 2196 | 57.16 | 83.31 | 0.01 | 26.14
2025 | MAPP_CA_2_MISO_W | MAPP_CA | MISO_W | Internal | Summer | B7 | 400 | 2196 | 2196 | 57.16 | 77.56 | 0.01 | 20.39
2025 | MAPP_CA_2_MISO_W | MAPP_CA | MISO_W | Internal | Summer | B8 | 500 | 2196 | 2196 | 57.16 | 65.98 | 0.01 | 8.81
2025 | MAPP_CA_2_MISO_W | MAPP_CA | MISO_W | Internal | Summer | B9 | 800 | 2196 | 2196 | 57.16 | 65.95 | 0.01 | 8.78
2025 | MAPP_CA_2_MISO_W | MAPP_CA | MISO_W | Internal | Summer | B10 | 1262 | 2196 | 0 | 57.16 | 57.15 | 0.01 | 0
2025 | MAPP_CA_2_MISO_W | MAPP_CA | MISO_W | Internal | Winter | B16 | 25 | 2196 | 0 | 63.18 | 63.17 | 0.01 | 0
2025 | MAPP_CA_2_MISO_W | MAPP_CA | MISO_W | Internal | Winter | B17 | 100 | 2196 | 1735.04 | 63.18 | 63.19 | 0.01 | 0
2025 | MAPP_CA_2_MISO_W | MAPP_CA | MISO_W | Internal | Winter | B18 | 400 | 2196 | 2196 | 63.18 | 63.88 | 0.01 | 0.69
2025 | MAPP_CA_2_MISO_W | MAPP_CA | MISO_W | Internal | Winter | B19 | 700 | 2196 | 2196 | 63.18 | 63.88 | 0.01 | 0.69
2025 | MAPP_CA_2_MISO_W | MAPP_CA | MISO_W | Internal | Winter | B20 | 935 | 2196 | 0 | 63.18 | 56.97 | 0.01 | 0
2025 | MAPP_US_2_MAPP_CA | MAPP_US | MAPP_CA | Internal | Shoulder | B11 | 25 | 165 | 0 | 71.12 | 54.34 | 7 | 0
2025 | MAPP_US_2_MAPP_CA | MAPP_US | MAPP_CA | Internal | Shoulder | B12 | 200 | 165 | 0 | 60.41 | 54.34 | 7 | 0
2025 | MAPP_US_2_MAPP_CA | MAPP_US | MAPP_CA | Internal | Shoulder | B13 | 600 | 165 | 0 | 60.39 | 54.34 | 7 | 0
2025 | MAPP_US_2_MAPP_CA | MAPP_US | MAPP_CA | Internal | Shoulder | B14 | 900 | 165 | 0 | 47.7 | 54.34 | 7 | 0
2025 | MAPP_US_2_MAPP_CA | MAPP_US | MAPP_CA | Internal | Shoulder | B15 | 1203 | 165 | 122.38 | 47.34 | 54.34 | 7 | 0
2025 | MAPP_US_2_MAPP_CA | MAPP_US | MAPP_CA | Internal | Summer | B1 | 10 | 165 | 0 | 106.33 | 58.66 | 7 | 0
2025 | MAPP_US_2_MAPP_CA | MAPP_US | MAPP_CA | Internal | Summer | B2 | 25 | 165 | 0 | 102.52 | 58.66 | 7 | 0
2025 | MAPP_US_2_MAPP_CA | MAPP_US | MAPP_CA | Internal | Summer | B3 | 75 | 165 | 0 | 102.52 | 58.66 | 7 | 0
2025 | MAPP_US_2_MAPP_CA | MAPP_US | MAPP_CA | Internal | Summer | B4 | 100 | 165 | 0 | 100.26 | 58.66 | 7 | 0
2025 | MAPP_US_2_MAPP_CA | MAPP_US | MAPP_CA | Internal | Summer | B5 | 200 | 165 | 0 | 94.05 | 58.66 | 7 | 0
2025 | MAPP_US_2_MAPP_CA | MAPP_US | MAPP_CA | Internal | Summer | B6 | 300 | 165 | 0 | 76.31 | 57.16 | 7 | 0
2025 | MAPP_US_2_MAPP_CA | MAPP_US | MAPP_CA | Internal | Summer | B7 | 400 | 165 | 0 | 70.56 | 57.16 | 7 | 0
2025 | MAPP_US_2_MAPP_CA | MAPP_US | MAPP_CA | Internal | Summer | B8 | 500 | 165 | 0 | 58.98 | 57.16 | 7 | 0
2025 | MAPP_US_2_MAPP_CA | MAPP_US | MAPP_CA | Internal | Summer | B9 | 800 | 165 | 0 | 58.95 | 57.16 | 7 | 0
2025 | MAPP_US_2_MAPP_CA | MAPP_US | MAPP_CA | Internal | Summer | B10 | 1262 | 165 | 165 | 50.15 | 57.16 | 7 | 0.01
2025 | MAPP_US_2_MAPP_CA | MAPP_US | MAPP_CA | Internal | Winter | B16 | 25 | 165 | 165 | 56.17 | 63.18 | 7 | 0.01
2025 | MAPP_US_2_MAPP_CA | MAPP_US | MAPP_CA | Internal | Winter | B17 | 100 | 165 | 0 | 56.19 | 63.18 | 7 | 0
2025 | MAPP_US_2_MAPP_CA | MAPP_US | MAPP_CA | Internal | Winter | B18 | 400 | 165 | 0 | 56.88 | 63.18 | 7 | 0
2025 | MAPP_US_2_MAPP_CA | MAPP_US | MAPP_CA | Internal | Winter | B19 | 700 | 165 | 0 | 56.88 | 63.18 | 7 | 0
2025 | MAPP_US_2_MAPP_CA | MAPP_US | MAPP_CA | Internal | Winter | B20 | 935 | 165 | 165 | 49.97 | 63.18 | 7 | 6.21
2025 | MAPP_US_2_MISO_W | MAPP_US | MISO_W | Internal | Shoulder | B11 | 25 | 2635 | 2470.91 | 71.12 | 78.12 | 7 | 0
2025 | MAPP_US_2_MISO_W | MAPP_US | MISO_W | Internal | Shoulder | B12 | 200 | 2635 | 1306.73 | 60.41 | 67.41 | 7 | 0
2025 | MAPP_US_2_MISO_W | MAPP_US | MISO_W | Internal | Shoulder | B13 | 600 | 2635 | 1620.76 | 60.39 | 67.39 | 7 | 0
2025 | MAPP_US_2_MISO_W | MAPP_US | MISO_W | Internal | Shoulder | B14 | 900 | 2635 | 576.44 | 47.7 | 54.7 | 7 | 0
2025 | MAPP_US_2_MISO_W | MAPP_US | MISO_W | Internal | Shoulder | B15 | 1203 | 2635 | 899.9 | 47.34 | 54.34 | 7 | 0
2025 | MAPP_US_2_MISO_W | MAPP_US | MISO_W | Internal | Summer | B1 | 10 | 2635 | 1111.71 | 106.33 | 113.33 | 7 | 0
2025 | MAPP_US_2_MISO_W | MAPP_US | MISO_W | Internal | Summer | B2 | 25 | 2635 | 2349.35 | 102.52 | 109.52 | 7 | 0
2025 | MAPP_US_2_MISO_W | MAPP_US | MISO_W | Internal | Summer | B3 | 75 | 2635 | 1780.4 | 102.52 | 109.52 | 7 | 0
2025 | MAPP_US_2_MISO_W | MAPP_US | MISO_W | Internal | Summer | B4 | 100 | 2635 | 1889.85 | 100.26 | 107.26 | 7 | 0
2025 | MAPP_US_2_MISO_W | MAPP_US | MISO_W | Internal | Summer | B5 | 200 | 2635 | 1562.14 | 94.05 | 101.05 | 7 | 0
2025 | MAPP_US_2_MISO_W | MAPP_US | MISO_W | Internal | Summer | B6 | 300 | 2635 | 271.54 | 76.31 | 83.31 | 7 | 0
2025 | MAPP_US_2_MISO_W | MAPP_US | MISO_W | Internal | Summer | B7 | 400 | 2635 | 1561.48 | 70.56 | 77.56 | 7 | 0
2025 | MAPP_US_2_MISO_W | MAPP_US | MISO_W | Internal | Summer | B8 | 500 | 2635 | 1196.28 | 58.98 | 65.98 | 7 | 0
2025 | MAPP_US_2_MISO_W | MAPP_US | MISO_W | Internal | Summer | B9 | 800 | 2635 | 667.95 | 58.95 | 65.95 | 7 | 0
2025 | MAPP_US_2_MISO_W | MAPP_US | MISO_W | Internal | Summer | B10 | 1262 | 2635 | 704.57 | 50.15 | 57.15 | 7 | 0
2025 | MAPP_US_2_MISO_W | MAPP_US | MISO_W | Internal | Winter | B16 | 25 | 2635 | 2286.94 | 56.17 | 63.17 | 7 | 0
2025 | MAPP_US_2_MISO_W | MAPP_US | MISO_W | Internal | Winter | B17 | 100 | 2635 | 1088.22 | 56.19 | 63.19 | 7 | 0
2025 | MAPP_US_2_MISO_W | MAPP_US | MISO_W | Internal | Winter | B18 | 400 | 2635 | 1990.84 | 56.88 | 63.88 | 7 | 0
2025 | MAPP_US_2_MISO_W | MAPP_US | MISO_W | Internal | Winter | B19 | 700 | 2635 | 869.46 | 56.88 | 63.88 | 7 | 0
2025 | MAPP_US_2_MISO_W | MAPP_US | MISO_W | Internal | Winter | B20 | 935 | 2635 | 710.19 | 49.97 | 56.97 | 7 | 0
2025 | MAPP_US_2_NE | MAPP_US | NE | Internal | Shoulder | B11 | 25 | 2000 | 1005.95 | 71.12 | 78.12 | 7 | 0
2025 | MAPP_US_2_NE | MAPP_US | NE | Internal | Shoulder | B12 | 200 | 2000 | 2000 | 60.41 | 70.85 | 7 | 3.43
2025 | MAPP_US_2_NE | MAPP_US | NE | Internal | Shoulder | B13 | 600 | 2000 | 2000 | 60.39 | 70.48 | 7 | 3.09
2025 | MAPP_US_2_NE | MAPP_US | NE | Internal | Shoulder | B14 | 900 | 2000 | 2000 | 47.7 | 61.33 | 7 | 6.63
2025 | MAPP_US_2_NE | MAPP_US | NE | Internal | Shoulder | B15 | 1203 | 2000 | 2000 | 47.34 | 61.33 | 7 | 6.99
2025 | MAPP_US_2_NE | MAPP_US | NE | Internal | Summer | B1 | 10 | 2000 | 290.13 | 106.33 | 113.33 | 7 | 0
2025 | MAPP_US_2_NE | MAPP_US | NE | Internal | Summer | B2 | 25 | 2000 | 367.38 | 102.52 | 109.52 | 7 | 0
2025 | MAPP_US_2_NE | MAPP_US | NE | Internal | Summer | B3 | 75 | 2000 | 793.19 | 102.52 | 109.52 | 7 | 0
2025 | MAPP_US_2_NE | MAPP_US | NE | Internal | Summer | B4 | 100 | 2000 | 819.22 | 100.26 | 107.26 | 7 | 0
2025 | MAPP_US_2_NE | MAPP_US | NE | Internal | Summer | B5 | 200 | 2000 | 576.71 | 94.05 | 101.05 | 7 | 0
2025 | MAPP_US_2_NE | MAPP_US | NE | Internal | Summer | B6 | 300 | 2000 | 1899.99 | 76.31 | 83.31 | 7 | 0
2025 | MAPP_US_2_NE | MAPP_US | NE | Internal | Summer | B7 | 400 | 2000 | 1595.3 | 70.56 | 77.56 | 7 | 0
2025 | MAPP_US_2_NE | MAPP_US | NE | Internal | Summer | B8 | 500 | 2000 | 2000 | 58.98 | 69.45 | 7 | 3.48
2025 | MAPP_US_2_NE | MAPP_US | NE | Internal | Summer | B9 | 800 | 2000 | 2000 | 58.95 | 69.08 | 7 | 3.13
2025 | MAPP_US_2_NE | MAPP_US | NE | Internal | Summer | B10 | 1262 | 2000 | 2000 | 50.15 | 59.49 | 7 | 2.34
2025 | MAPP_US_2_NE | MAPP_US | NE | Internal | Winter | B16 | 25 | 2000 | 2000 | 56.17 | 70.17 | 7 | 7
2025 | MAPP_US_2_NE | MAPP_US | NE | Internal | Winter | B17 | 100 | 2000 | 2000 | 56.19 | 70.19 | 7 | 7
2025 | MAPP_US_2_NE | MAPP_US | NE | Internal | Winter | B18 | 400 | 2000 | 2000 | 56.88 | 70.87 | 7 | 6.99
2025 | MAPP_US_2_NE | MAPP_US | NE | Internal | Winter | B19 | 700 | 2000 | 2000 | 56.88 | 67.13 | 7 | 3.25
2025 | MAPP_US_2_NE | MAPP_US | NE | Internal | Winter | B20 | 935 | 2000 | 2000 | 49.97 | 63.96 | 7 | 6.99
2025 | MARITIMES_2_NEISO | MARITIMES | NEISO | Internal | Shoulder | B11 | 25 | 99999 | 1900 | 57.33 | 57.34 | 0.01 | 0
2025 | MARITIMES_2_NEISO | MARITIMES | NEISO | Internal | Shoulder | B12 | 200 | 99999 | 1900 | 65.73 | 65.74 | 0.01 | 0
2025 | MARITIMES_2_NEISO | MARITIMES | NEISO | Internal | Shoulder | B13 | 600 | 99999 | 1900 | 57.33 | 57.34 | 0.01 | 0
2025 | MARITIMES_2_NEISO | MARITIMES | NEISO | Internal | Shoulder | B14 | 900 | 99999 | 1900 | 57.33 | 57.34 | 0.01 | 0
2025 | MARITIMES_2_NEISO | MARITIMES | NEISO | Internal | Shoulder | B15 | 1203 | 99999 | 1425.39 | 57.33 | 57.34 | 0.01 | 0
2025 | MARITIMES_2_NEISO | MARITIMES | NEISO | Internal | Summer | B1 | 10 | 99999 | 1900.1 | 100.33 | 100.34 | 0.01 | 0
2025 | MARITIMES_2_NEISO | MARITIMES | NEISO | Internal | Summer | B2 | 25 | 99999 | 1900.1 | 94.44 | 94.45 | 0.01 | 0
2025 | MARITIMES_2_NEISO | MARITIMES | NEISO | Internal | Summer | B3 | 75 | 99999 | 1900 | 76.3 | 76.31 | 0.01 | 0
2025 | MARITIMES_2_NEISO | MARITIMES | NEISO | Internal | Summer | B4 | 100 | 99999 | 1900 | 64.43 | 64.45 | 0.01 | 0
2025 | MARITIMES_2_NEISO | MARITIMES | NEISO | Internal | Summer | B5 | 200 | 99999 | 1900 | 62.58 | 62.6 | 0.01 | 0
2025 | MARITIMES_2_NEISO | MARITIMES | NEISO | Internal | Summer | B6 | 300 | 99999 | 1900 | 62.58 | 62.6 | 0.01 | 0
2025 | MARITIMES_2_NEISO | MARITIMES | NEISO | Internal | Summer | B7 | 400 | 99999 | 1900 | 62.58 | 62.6 | 0.01 | 0
2025 | MARITIMES_2_NEISO | MARITIMES | NEISO | Internal | Summer | B8 | 500 | 99999 | 1900 | 61.65 | 61.67 | 0.01 | 0
2025 | MARITIMES_2_NEISO | MARITIMES | NEISO | Internal | Summer | B9 | 800 | 99999 | 1900 | 59.92 | 59.94 | 0.01 | 0
2025 | MARITIMES_2_NEISO | MARITIMES | NEISO | Internal | Summer | B10 | 1262 | 99999 | 1332.61 | 55.44 | 55.45 | 0.01 | 0
2025 | MARITIMES_2_NEISO | MARITIMES | NEISO | Internal | Winter | B16 | 25 | 99999 | 1900 | 74.28 | 74.29 | 0.01 | 0
2025 | MARITIMES_2_NEISO | MARITIMES | NEISO | Internal | Winter | B17 | 100 | 99999 | 1900 | 65.66 | 65.67 | 0.01 | 0
2025 | MARITIMES_2_NEISO | MARITIMES | NEISO | Internal | Winter | B18 | 400 | 99999 | 1900 | 65.66 | 65.67 | 0.01 | 0
2025 | MARITIMES_2_NEISO | MARITIMES | NEISO | Internal | Winter | B19 | 700 | 99999 | 1900 | 65.66 | 65.67 | 0.01 | 0
2025 | MARITIMES_2_NEISO | MARITIMES | NEISO | Internal | Winter | B20 | 935 | 99999 | 1449.52 | 64.45 | 64.46 | 0.01 | 0
2025 | MISO_IN_2_MISO_MI | MISO_IN | MISO_MI | Internal | Shoulder | B11 | 25 | 5021 | 3698.15 | 83.12 | 83.13 | 0.01 | 0
2025 | MISO_IN_2_MISO_MI | MISO_IN | MISO_MI | Internal | Shoulder | B12 | 200 | 5021 | 4340.66 | 75.87 | 75.88 | 0.01 | 0
2025 | MISO_IN_2_MISO_MI | MISO_IN | MISO_MI | Internal | Shoulder | B13 | 600 | 5021 | 2561.92 | 73.33 | 73.34 | 0.01 | 0
2025 | MISO_IN_2_MISO_MI | MISO_IN | MISO_MI | Internal | Shoulder | B14 | 900 | 5021 | 4281 | 70.36 | 70.37 | 0.01 | 0
2025 | MISO_IN_2_MISO_MI | MISO_IN | MISO_MI | Internal | Shoulder | B15 | 1203 | 5021 | 3908.55 | 64.14 | 64.15 | 0.01 | 0
2025 | MISO_IN_2_MISO_MI | MISO_IN | MISO_MI | Internal | Summer | B1 | 10 | 5021 | 3011.39 | 113.33 | 113.34 | 0.01 | 0
2025 | MISO_IN_2_MISO_MI | MISO_IN | MISO_MI | Internal | Summer | B2 | 25 | 5021 | 3281.53 | 109.52 | 109.53 | 0.01 | 0
2025 | MISO_IN_2_MISO_MI | MISO_IN | MISO_MI | Internal | Summer | B3 | 75 | 5021 | 3341.87 | 108.42 | 108.43 | 0.01 | 0
2025 | MISO_IN_2_MISO_MI | MISO_IN | MISO_MI | Internal | Summer | B4 | 100 | 5021 | 2422.55 | 107.26 | 107.27 | 0.01 | 0
2025 | MISO_IN_2_MISO_MI | MISO_IN | MISO_MI | Internal | Summer | B5 | 200 | 5021 | 2807.16 | 96.82 | 96.83 | 0.01 | 0
2025 | MISO_IN_2_MISO_MI | MISO_IN | MISO_MI | Internal | Summer | B6 | 300 | 5021 | 2954.1 | 82.65 | 82.66 | 0.01 | 0
2025 | MISO_IN_2_MISO_MI | MISO_IN | MISO_MI | Internal | Summer | B7 | 400 | 5021 | 3958.55 | 78.02 | 78.03 | 0.01 | 0
2025 | MISO_IN_2_MISO_MI | MISO_IN | MISO_MI | Internal | Summer | B8 | 500 | 5021 | 3538.44 | 70.65 | 70.67 | 0.01 | 0
2025 | MISO_IN_2_MISO_MI | MISO_IN | MISO_MI | Internal | Summer | B9 | 800 | 5021 | 4506.15 | 65.96 | 65.98 | 0.01 | 0
2025 | MISO_IN_2_MISO_MI | MISO_IN | MISO_MI | Internal | Summer | B10 | 1262 | 5021 | 4991.9 | 60.2 | 60.21 | 0.01 | 0
2025 | MISO_IN_2_MISO_MI | MISO_IN | MISO_MI | Internal | Winter | B16 | 25 | 5021 | 4071.23 | 86.03 | 86.05 | 0.01 | 0
2025 | MISO_IN_2_MISO_MI | MISO_IN | MISO_MI | Internal | Winter | B17 | 100 | 5021 | 4759.72 | 76.88 | 76.89 | 0.01 | 0
2025 | MISO_IN_2_MISO_MI | MISO_IN | MISO_MI | Internal | Winter | B18 | 400 | 5021 | 4064.39 | 75.87 | 75.88 | 0.01 | 0
2025 | MISO_IN_2_MISO_MI | MISO_IN | MISO_MI | Internal | Winter | B19 | 700 | 5021 | 3032.59 | 73.32 | 73.33 | 0.01 | 0
2025 | MISO_IN_2_MISO_MI | MISO_IN | MISO_MI | Internal | Winter | B20 | 935 | 5021 | 3344.3 | 66.75 | 66.77 | 0.01 | 0
2025 | MISO_IN_2_MISO_MO-IL | MISO_IN | MISO_MO-IL | Internal | Shoulder | B11 | 25 | 5533 | 1699.98 | 83.12 | 83.13 | 0.01 | 0
2025 | MISO_IN_2_MISO_MO-IL | MISO_IN | MISO_MO-IL | Internal | Shoulder | B12 | 200 | 5533 | 0 | 75.87 | 75.86 | 0.01 | 0
2025 | MISO_IN_2_MISO_MO-IL | MISO_IN | MISO_MO-IL | Internal | Shoulder | B13 | 600 | 5533 | 710.46 | 73.33 | 73.34 | 0.01 | 0
2025 | MISO_IN_2_MISO_MO-IL | MISO_IN | MISO_MO-IL | Internal | Shoulder | B14 | 900 | 5533 | 0 | 70.36 | 70.35 | 0.01 | 0
2025 | MISO_IN_2_MISO_MO-IL | MISO_IN | MISO_MO-IL | Internal | Shoulder | B15 | 1203 | 5533 | 901.83 | 64.14 | 64.15 | 0.01 | 0
2025 | MISO_IN_2_MISO_MO-IL | MISO_IN | MISO_MO-IL | Internal | Summer | B1 | 10 | 5533 | 4313.47 | 113.33 | 113.34 | 0.01 | 0
2025 | MISO_IN_2_MISO_MO-IL | MISO_IN | MISO_MO-IL | Internal | Summer | B2 | 25 | 5533 | 4315.83 | 109.52 | 109.53 | 0.01 | 0
2025 | MISO_IN_2_MISO_MO-IL | MISO_IN | MISO_MO-IL | Internal | Summer | B3 | 75 | 5533 | 5533 | 108.42 | 109.53 | 0.01 | 1.1
2025 | MISO_IN_2_MISO_MO-IL | MISO_IN | MISO_MO-IL | Internal | Summer | B4 | 100 | 5533 | 5044.71 | 107.26 | 107.27 | 0.01 | 0
2025 | MISO_IN_2_MISO_MO-IL | MISO_IN | MISO_MO-IL | Internal | Summer | B5 | 200 | 5533 | 5533 | 96.82 | 101.06 | 0.01 | 4.23
2025 | MISO_IN_2_MISO_MO-IL | MISO_IN | MISO_MO-IL | Internal | Summer | B6 | 300 | 5533 | 5533 | 82.65 | 83.33 | 0.01 | 0.67
2025 | MISO_IN_2_MISO_MO-IL | MISO_IN | MISO_MO-IL | Internal | Summer | B7 | 400 | 5533 | 2949.68 | 78.02 | 78.03 | 0.01 | 0
2025 | MISO_IN_2_MISO_MO-IL | MISO_IN | MISO_MO-IL | Internal | Summer | B8 | 500 | 5533 | 2322.31 | 70.65 | 70.67 | 0.01 | 0
2025 | MISO_IN_2_MISO_MO-IL | MISO_IN | MISO_MO-IL | Internal | Summer | B9 | 800 | 5533 | 1803.24 | 65.96 | 65.98 | 0.01 | 0
2025 | MISO_IN_2_MISO_MO-IL | MISO_IN | MISO_MO-IL | Internal | Summer | B10 | 1262 | 5533 | 3867.39 | 60.2 | 60.21 | 0.01 | 0
2025 | MISO_IN_2_MISO_MO-IL | MISO_IN | MISO_MO-IL | Internal | Winter | B16 | 25 | 5533 | 2362.96 | 86.03 | 86.05 | 0.01 | 0
2025 | MISO_IN_2_MISO_MO-IL | MISO_IN | MISO_MO-IL | Internal | Winter | B17 | 100 | 5533 | 0 | 76.88 | 76.87 | 0.01 | 0
2025 | MISO_IN_2_MISO_MO-IL | MISO_IN | MISO_MO-IL | Internal | Winter | B18 | 400 | 5533 | 276.49 | 75.87 | 75.88 | 0.01 | 0
2025 | MISO_IN_2_MISO_MO-IL | MISO_IN | MISO_MO-IL | Internal | Winter | B19 | 700 | 5533 | 1321.06 | 73.32 | 73.33 | 0.01 | 0
2025 | MISO_IN_2_MISO_MO-IL | MISO_IN | MISO_MO-IL | Internal | Winter | B20 | 935 | 5533 | 2676.71 | 66.75 | 66.77 | 0.01 | 0
2025 | MISO_IN_2_NonRTO_Midwest | MISO_IN | NonRTO_Midwest | Internal | Shoulder | B11 | 25 | 4800 | 917 | 83.12 | 91.12 | 8 | 0
2025 | MISO_IN_2_NonRTO_Midwest | MISO_IN | NonRTO_Midwest | Internal | Shoulder | B12 | 200 | 4800 | 788.1 | 75.87 | 83.87 | 8 | 0
2025 | MISO_IN_2_NonRTO_Midwest | MISO_IN | NonRTO_Midwest | Internal | Shoulder | B13 | 600 | 4800 | 1348.56 | 73.33 | 81.33 | 8 | 0
2025 | MISO_IN_2_NonRTO_Midwest | MISO_IN | NonRTO_Midwest | Internal | Shoulder | B14 | 900 | 4800 | 901.5 | 70.36 | 78.36 | 8 | 0
2025 | MISO_IN_2_NonRTO_Midwest | MISO_IN | NonRTO_Midwest | Internal | Shoulder | B15 | 1203 | 4800 | 0 | 64.14 | 71.65 | 8 | 0
2025 | MISO_IN_2_NonRTO_Midwest | MISO_IN | NonRTO_Midwest | Internal | Summer | B1 | 10 | 4800 | 0 | 113.33 | 116.42 | 8 | 0
2025 | MISO_IN_2_NonRTO_Midwest | MISO_IN | NonRTO_Midwest | Internal | Summer | B2 | 25 | 4800 | 0 | 109.52 | 116.42 | 8 | 0
2025 | MISO_IN_2_NonRTO_Midwest | MISO_IN | NonRTO_Midwest | Internal | Summer | B3 | 75 | 4800 | 599.91 | 108.42 | 116.42 | 8 | 0
2025 | MISO_IN_2_NonRTO_Midwest | MISO_IN | NonRTO_Midwest | Internal | Summer | B4 | 100 | 4800 | 1576.85 | 107.26 | 115.26 | 8 | 0
2025 | MISO_IN_2_NonRTO_Midwest | MISO_IN | NonRTO_Midwest | Internal | Summer | B5 | 200 | 4800 | 1249.48 | 96.82 | 104.82 | 8 | 0
2025 | MISO_IN_2_NonRTO_Midwest | MISO_IN | NonRTO_Midwest | Internal | Summer | B6 | 300 | 4800 | 751.03 | 82.65 | 90.65 | 8 | 0
2025 | MISO_IN_2_NonRTO_Midwest | MISO_IN | NonRTO_Midwest | Internal | Summer | B7 | 400 | 4800 | 710.82 | 78.02 | 86.02 | 8 | 0
2025 | MISO_IN_2_NonRTO_Midwest | MISO_IN | NonRTO_Midwest | Internal | Summer | B8 | 500 | 4800 | 1879.28 | 70.65 | 78.65 | 8 | 0
2025 | MISO_IN_2_NonRTO_Midwest | MISO_IN | NonRTO_Midwest | Internal | Summer | B9 | 800 | 4800 | 1197.9 | 65.96 | 73.96 | 8 | 0
2025 | MISO_IN_2_NonRTO_Midwest | MISO_IN | NonRTO_Midwest | Internal | Summer | B10 | 1262 | 4800 | 65.18 | 60.2 | 68.2 | 8 | 0
2025 | MISO_IN_2_NonRTO_Midwest | MISO_IN | NonRTO_Midwest | Internal | Winter | B16 | 25 | 4800 | 3417.55 | 86.03 | 94.03 | 8 | 0
2025 | MISO_IN_2_NonRTO_Midwest | MISO_IN | NonRTO_Midwest | Internal | Winter | B17 | 100 | 4800 | 2654.89 | 76.88 | 84.88 | 8 | 0
2025 | MISO_IN_2_NonRTO_Midwest | MISO_IN | NonRTO_Midwest | Internal | Winter | B18 | 400 | 4800 | 2580.64 | 75.87 | 83.87 | 8 | 0
2025 | MISO_IN_2_NonRTO_Midwest | MISO_IN | NonRTO_Midwest | Internal | Winter | B19 | 700 | 4800 | 3032.41 | 73.32 | 81.32 | 8 | 0
2025 | MISO_IN_2_NonRTO_Midwest | MISO_IN | NonRTO_Midwest | Internal | Winter | B20 | 935 | 4800 | 2124.63 | 66.75 | 74.75 | 8 | 0
2025 | MISO_IN_2_PJM_ROR | MISO_IN | PJM_ROR | Internal | Shoulder | B11 | 25 | 992 | 992 | 83.12 | 85.13 | 2 | 0.01
2025 | MISO_IN_2_PJM_ROR | MISO_IN | PJM_ROR | Internal | Shoulder | B12 | 200 | 992 | 992 | 75.87 | 78.1 | 2 | 0.23
2025 | MISO_IN_2_PJM_ROR | MISO_IN | PJM_ROR | Internal | Shoulder | B13 | 600 | 992 | 427.31 | 73.33 | 75.33 | 2 | 0
2025 | MISO_IN_2_PJM_ROR | MISO_IN | PJM_ROR | Internal | Shoulder | B14 | 900 | 992 | 992 | 70.36 | 72.67 | 2 | 0.3
2025 | MISO_IN_2_PJM_ROR | MISO_IN | PJM_ROR | Internal | Shoulder | B15 | 1203 | 992 | 992 | 64.14 | 67.73 | 2 | 1.6
2025 | MISO_IN_2_PJM_ROR | MISO_IN | PJM_ROR | Internal | Summer | B1 | 10 | 992 | 991.99 | 113.33 | 115.34 | 2 | 0.01
2025 | MISO_IN_2_PJM_ROR | MISO_IN | PJM_ROR | Internal | Summer | B2 | 25 | 992 | 992 | 109.52 | 111.53 | 2 | 0.01
2025 | MISO_IN_2_PJM_ROR | MISO_IN | PJM_ROR | Internal | Summer | B3 | 75 | 992 | 0 | 108.42 | 109.27 | 2 | 0
2025 | MISO_IN_2_PJM_ROR | MISO_IN | PJM_ROR | Internal | Summer | B4 | 100 | 992 | 992 | 107.26 | 109.27 | 2 | 0.01
2025 | MISO_IN_2_PJM_ROR | MISO_IN | PJM_ROR | Internal | Summer | B5 | 200 | 992 | 992 | 96.82 | 103.06 | 2 | 4.24
2025 | MISO_IN_2_PJM_ROR | MISO_IN | PJM_ROR | Internal | Summer | B6 | 300 | 992 | 992 | 82.65 | 85.33 | 2 | 0.68
2025 | MISO_IN_2_PJM_ROR | MISO_IN | PJM_ROR | Internal | Summer | B7 | 400 | 992 | 992 | 78.02 | 80.03 | 2 | 0.01
2025 | MISO_IN_2_PJM_ROR | MISO_IN | PJM_ROR | Internal | Summer | B8 | 500 | 992 | 992 | 70.65 | 72.67 | 2 | 0.01
2025 | MISO_IN_2_PJM_ROR | MISO_IN | PJM_ROR | Internal | Summer | B9 | 800 | 992 | 992 | 65.96 | 67.98 | 2 | 0.01
2025 | MISO_IN_2_PJM_ROR | MISO_IN | PJM_ROR | Internal | Summer | B10 | 1262 | 992 | 992 | 60.2 | 62.21 | 2 | 0.01
2025 | MISO_IN_2_PJM_ROR | MISO_IN | PJM_ROR | Internal | Winter | B16 | 25 | 992 | 992 | 86.03 | 95.54 | 2 | 7.51
2025 | MISO_IN_2_PJM_ROR | MISO_IN | PJM_ROR | Internal | Winter | B17 | 100 | 992 | 992 | 76.88 | 83.6 | 2 | 4.72
2025 | MISO_IN_2_PJM_ROR | MISO_IN | PJM_ROR | Internal | Winter | B18 | 400 | 992 | 992 | 75.87 | 79.97 | 2 | 2.1
2025 | MISO_IN_2_PJM_ROR | MISO_IN | PJM_ROR | Internal | Winter | B19 | 700 | 992 | 992 | 73.32 | 75.33 | 2 | 0.01
2025 | MISO_IN_2_PJM_ROR | MISO_IN | PJM_ROR | Internal | Winter | B20 | 935 | 992 | 992 | 66.75 | 69.88 | 2 | 1.12
2025 | MISO_MI_2_MISO_IN | MISO_MI | MISO_IN | Internal | Shoulder | B11 | 25 | 2066 | 0 | 83.13 | 83.12 | 0.01 | 0
2025 | MISO_MI_2_MISO_IN | MISO_MI | MISO_IN | Internal | Shoulder | B12 | 200 | 2066 | 0 | 75.88 | 75.87 | 0.01 | 0
2025 | MISO_MI_2_MISO_IN | MISO_MI | MISO_IN | Internal | Shoulder | B13 | 600 | 2066 | 0 | 73.34 | 73.33 | 0.01 | 0
2025 | MISO_MI_2_MISO_IN | MISO_MI | MISO_IN | Internal | Shoulder | B14 | 900 | 2066 | 0 | 70.37 | 70.36 | 0.01 | 0
2025 | MISO_MI_2_MISO_IN | MISO_MI | MISO_IN | Internal | Shoulder | B15 | 1203 | 2066 | 0 | 64.15 | 64.14 | 0.01 | 0
2025 | MISO_MI_2_MISO_IN | MISO_MI | MISO_IN | Internal | Summer | B1 | 10 | 2066 | 0 | 113.34 | 113.33 | 0.01 | 0
2025 | MISO_MI_2_MISO_IN | MISO_MI | MISO_IN | Internal | Summer | B2 | 25 | 2066 | 0 | 109.53 | 109.52 | 0.01 | 0
2025 | MISO_MI_2_MISO_IN | MISO_MI | MISO_IN | Internal | Summer | B3 | 75 | 2066 | 0 | 108.43 | 108.42 | 0.01 | 0
2025 | MISO_MI_2_MISO_IN | MISO_MI | MISO_IN | Internal | Summer | B4 | 100 | 2066 | 0 | 107.27 | 107.26 | 0.01 | 0
2025 | MISO_MI_2_MISO_IN | MISO_MI | MISO_IN | Internal | Summer | B5 | 200 | 2066 | 0 | 96.83 | 96.82 | 0.01 | 0
2025 | MISO_MI_2_MISO_IN | MISO_MI | MISO_IN | Internal | Summer | B6 | 300 | 2066 | 0 | 82.66 | 82.65 | 0.01 | 0
2025 | MISO_MI_2_MISO_IN | MISO_MI | MISO_IN | Internal | Summer | B7 | 400 | 2066 | 0 | 78.03 | 78.02 | 0.01 | 0
2025 | MISO_MI_2_MISO_IN | MISO_MI | MISO_IN | Internal | Summer | B8 | 500 | 2066 | 0 | 70.67 | 70.65 | 0.01 | 0
2025 | MISO_MI_2_MISO_IN | MISO_MI | MISO_IN | Internal | Summer | B9 | 800 | 2066 | 0 | 65.98 | 65.96 | 0.01 | 0
2025 | MISO_MI_2_MISO_IN | MISO_MI | MISO_IN | Internal | Summer | B10 | 1262 | 2066 | 0 | 60.21 | 60.2 | 0.01 | 0
2025 | MISO_MI_2_MISO_IN | MISO_MI | MISO_IN | Internal | Winter | B16 | 25 | 2066 | 0 | 86.05 | 86.03 | 0.01 | 0
2025 | MISO_MI_2_MISO_IN | MISO_MI | MISO_IN | Internal | Winter | B17 | 100 | 2066 | 0 | 76.89 | 76.88 | 0.01 | 0
2025 | MISO_MI_2_MISO_IN | MISO_MI | MISO_IN | Internal | Winter | B18 | 400 | 2066 | 0 | 75.88 | 75.87 | 0.01 | 0
2025 | MISO_MI_2_MISO_IN | MISO_MI | MISO_IN | Internal | Winter | B19 | 700 | 2066 | 0 | 73.33 | 73.32 | 0.01 | 0
2025 | MISO_MI_2_MISO_IN | MISO_MI | MISO_IN | Internal | Winter | B20 | 935 | 2066 | 0 | 66.77 | 66.75 | 0.01 | 0
2025 | MISO_MI_2_MISO_WUMS | MISO_MI | MISO_WUMS | Internal | Shoulder | B11 | 25 | 1440 | 0 | 83.13 | 78.11 | 0.01 | 0
2025 | MISO_MI_2_MISO_WUMS | MISO_MI | MISO_WUMS | Internal | Shoulder | B12 | 200 | 1440 | 0 | 75.88 | 67.4 | 0.01 | 0
2025 | MISO_MI_2_MISO_WUMS | MISO_MI | MISO_WUMS | Internal | Shoulder | B13 | 600 | 1440 | 0 | 73.34 | 67.4 | 0.01 | 0
2025 | MISO_MI_2_MISO_WUMS | MISO_MI | MISO_WUMS | Internal | Shoulder | B14 | 900 | 1440 | 0 | 70.37 | 67.25 | 0.01 | 0
2025 | MISO_MI_2_MISO_WUMS | MISO_MI | MISO_WUMS | Internal | Shoulder | B15 | 1203 | 1440 | 0 | 64.15 | 58.73 | 0.01 | 0
2025 | MISO_MI_2_MISO_WUMS | MISO_MI | MISO_WUMS | Internal | Summer | B1 | 10 | 1440 | 0 | 113.34 | 113.33 | 0.01 | 0
2025 | MISO_MI_2_MISO_WUMS | MISO_MI | MISO_WUMS | Internal | Summer | B2 | 25 | 1440 | 0 | 109.53 | 109.52 | 0.01 | 0
2025 | MISO_MI_2_MISO_WUMS | MISO_MI | MISO_WUMS | Internal | Summer | B3 | 75 | 1440 | 0 | 108.43 | 107.27 | 0.01 | 0
2025 | MISO_MI_2_MISO_WUMS | MISO_MI | MISO_WUMS | Internal | Summer | B4 | 100 | 1440 | 0 | 107.27 | 107.25 | 0.01 | 0
2025 | MISO_MI_2_MISO_WUMS | MISO_MI | MISO_WUMS | Internal | Summer | B5 | 200 | 1440 | 0 | 96.83 | 89.05 | 0.01 | 0
2025 | MISO_MI_2_MISO_WUMS | MISO_MI | MISO_WUMS | Internal | Summer | B6 | 300 | 1440 | 0 | 82.66 | 82.65 | 0.01 | 0
2025 | MISO_MI_2_MISO_WUMS | MISO_MI | MISO_WUMS | Internal | Summer | B7 | 400 | 1440 | 0 | 78.03 | 77.55 | 0.01 | 0
2025 | MISO_MI_2_MISO_WUMS | MISO_MI | MISO_WUMS | Internal | Summer | B8 | 500 | 1440 | 0 | 70.67 | 65.96 | 0.01 | 0
2025 | MISO_MI_2_MISO_WUMS | MISO_MI | MISO_WUMS | Internal | Summer | B9 | 800 | 1440 | 0 | 65.98 | 65.96 | 0.01 | 0
2025 | MISO_MI_2_MISO_WUMS | MISO_MI | MISO_WUMS | Internal | Summer | B10 | 1262 | 1440 | 0 | 60.21 | 57.51 | 0.01 | 0
2025 | MISO_MI_2_MISO_WUMS | MISO_MI | MISO_WUMS | Internal | Winter | B16 | 25 | 1440 | 0 | 86.05 | 70.17 | 0.01 | 0
2025 | MISO_MI_2_MISO_WUMS | MISO_MI | MISO_WUMS | Internal | Winter | B17 | 100 | 1440 | 0 | 76.89 | 70.17 | 0.01 | 0
2025 | MISO_MI_2_MISO_WUMS | MISO_MI | MISO_WUMS | Internal | Winter | B18 | 400 | 1440 | 0 | 75.88 | 70.17 | 0.01 | 0
2025 | MISO_MI_2_MISO_WUMS | MISO_MI | MISO_WUMS | Internal | Winter | B19 | 700 | 1440 | 0 | 73.33 | 70.17 | 0.01 | 0
2025 | MISO_MI_2_MISO_WUMS | MISO_MI | MISO_WUMS | Internal | Winter | B20 | 935 | 1440 | 0 | 66.77 | 61.09 | 0.01 | 0
2025 | MISO_MI_2_PJM_ROR | MISO_MI | PJM_ROR | Internal | Shoulder | B11 | 25 | 1424 | 830.2 | 83.13 | 85.13 | 2 | 0
2025 | MISO_MI_2_PJM_ROR | MISO_MI | PJM_ROR | Internal | Shoulder | B12 | 200 | 1424 | 1424 | 75.88 | 78.1 | 2 | 0.22
2025 | MISO_MI_2_PJM_ROR | MISO_MI | PJM_ROR | Internal | Shoulder | B13 | 600 | 1424 | 0 | 73.34 | 75.33 | 2 | 0
2025 | MISO_MI_2_PJM_ROR | MISO_MI | PJM_ROR | Internal | Shoulder | B14 | 900 | 1424 | 1424 | 70.37 | 72.67 | 2 | 0.29
2025 | MISO_MI_2_PJM_ROR | MISO_MI | PJM_ROR | Internal | Shoulder | B15 | 1203 | 1424 | 1424 | 64.15 | 67.73 | 2 | 1.58
2025 | MISO_MI_2_PJM_ROR | MISO_MI | PJM_ROR | Internal | Summer | B1 | 10 | 1424 | 987.71 | 113.34 | 115.34 | 2 | 0
2025 | MISO_MI_2_PJM_ROR | MISO_MI | PJM_ROR | Internal | Summer | B2 | 25 | 1424 | 605.58 | 109.53 | 111.53 | 2 | 0
2025 | MISO_MI_2_PJM_ROR | MISO_MI | PJM_ROR | Internal | Summer | B3 | 75 | 1424 | 0 | 108.43 | 109.27 | 2 | 0
2025 | MISO_MI_2_PJM_ROR | MISO_MI | PJM_ROR | Internal | Summer | B4 | 100 | 1424 | 182.76 | 107.27 | 109.27 | 2 | 0
2025 | MISO_MI_2_PJM_ROR | MISO_MI | PJM_ROR | Internal | Summer | B5 | 200 | 1424 | 1424 | 96.83 | 103.06 | 2 | 4.23
2025 | MISO_MI_2_PJM_ROR | MISO_MI | PJM_ROR | Internal | Summer | B6 | 300 | 1424 | 1424 | 82.66 | 85.33 | 2 | 0.67
2025 | MISO_MI_2_PJM_ROR | MISO_MI | PJM_ROR | Internal | Summer | B7 | 400 | 1424 | 858.16 | 78.03 | 80.03 | 2 | 0
2025 | MISO_MI_2_PJM_ROR | MISO_MI | PJM_ROR | Internal | Summer | B8 | 500 | 1424 | 4.88 | 70.67 | 72.67 | 2 | 0
2025 | MISO_MI_2_PJM_ROR | MISO_MI | PJM_ROR | Internal | Summer | B9 | 800 | 1424 | 65.36 | 65.98 | 67.98 | 2 | 0
2025 | MISO_MI_2_PJM_ROR | MISO_MI | PJM_ROR | Internal | Summer | B10 | 1262 | 1424 | 1054.41 | 60.21 | 62.21 | 2 | 0
2025 | MISO_MI_2_PJM_ROR | MISO_MI | PJM_ROR | Internal | Winter | B16 | 25 | 1424 | 1424 | 86.05 | 95.54 | 2 | 7.5
2025 | MISO_MI_2_PJM_ROR | MISO_MI | PJM_ROR | Internal | Winter | B17 | 100 | 1424 | 1424 | 76.89 | 83.6 | 2 | 4.71
2025 | MISO_MI_2_PJM_ROR | MISO_MI | PJM_ROR | Internal | Winter | B18 | 400 | 1424 | 1424 | 75.88 | 79.97 | 2 | 2.09
2025 | MISO_MI_2_PJM_ROR | MISO_MI | PJM_ROR | Internal | Winter | B19 | 700 | 1424 | 466.99 | 73.33 | 75.33 | 2 | 0
2025 | MISO_MI_2_PJM_ROR | MISO_MI | PJM_ROR | Internal | Winter | B20 | 935 | 1424 | 1424 | 66.77 | 69.88 | 2 | 1.11
2025 | MISO_MO-IL_2_ENT | MISO_MO-IL | ENT | Internal | Shoulder | B11 | 25 | 2540 | 0 | 83.13 | 83.13 | 8 | 0
2025 | MISO_MO-IL_2_ENT | MISO_MO-IL | ENT | Internal | Shoulder | B12 | 200 | 2540 | 0 | 75.86 | 73.68 | 8 | 0
2025 | MISO_MO-IL_2_ENT | MISO_MO-IL | ENT | Internal | Shoulder | B13 | 600 | 2540 | 0 | 73.34 | 73.14 | 8 | 0
2025 | MISO_MO-IL_2_ENT | MISO_MO-IL | ENT | Internal | Shoulder | B14 | 900 | 2540 | 0 | 70.35 | 70.69 | 8 | 0
2025 | MISO_MO-IL_2_ENT | MISO_MO-IL | ENT | Internal | Shoulder | B15 | 1203 | 2540 | 0 | 64.15 | 70.69 | 8 | 0
2025 | MISO_MO-IL_2_ENT | MISO_MO-IL | ENT | Internal | Summer | B1 | 10 | 2540 | 0 | 113.34 | 117.69 | 8 | 0
2025 | MISO_MO-IL_2_ENT | MISO_MO-IL | ENT | Internal | Summer | B2 | 25 | 2540 | 0 | 109.53 | 114.51 | 8 | 0
2025 | MISO_MO-IL_2_ENT | MISO_MO-IL | ENT | Internal | Summer | B3 | 75 | 2540 | 0 | 109.53 | 112.44 | 8 | 0
2025 | MISO_MO-IL_2_ENT | MISO_MO-IL | ENT | Internal | Summer | B4 | 100 | 2540 | 0 | 107.27 | 112.27 | 8 | 0
2025 | MISO_MO-IL_2_ENT | MISO_MO-IL | ENT | Internal | Summer | B5 | 200 | 2540 | 0 | 101.06 | 106.06 | 8 | 0
2025 | MISO_MO-IL_2_ENT | MISO_MO-IL | ENT | Internal | Summer | B6 | 300 | 2540 | 35.3 | 83.33 | 91.33 | 8 | 0
2025 | MISO_MO-IL_2_ENT | MISO_MO-IL | ENT | Internal | Summer | B7 | 400 | 2540 | 0 | 78.03 | 80.34 | 8 | 0
2025 | MISO_MO-IL_2_ENT | MISO_MO-IL | ENT | Internal | Summer | B8 | 500 | 2540 | 0 | 70.67 | 72.16 | 8 | 0
2025 | MISO_MO-IL_2_ENT | MISO_MO-IL | ENT | Internal | Summer | B9 | 800 | 2540 | 0 | 65.98 | 71.63 | 8 | 0
2025 | MISO_MO-IL_2_ENT | MISO_MO-IL | ENT | Internal | Summer | B10 | 1262 | 2540 | 2540 | 60.21 | 69.16 | 8 | 0.94
2025 | MISO_MO-IL_2_ENT | MISO_MO-IL | ENT | Internal | Winter | B16 | 25 | 2540 | 0 | 86.05 | 80.34 | 8 | 0
2025 | MISO_MO-IL_2_ENT | MISO_MO-IL | ENT | Internal | Winter | B17 | 100 | 2540 | 0 | 76.87 | 76.11 | 8 | 0
2025 | MISO_MO-IL_2_ENT | MISO_MO-IL | ENT | Internal | Winter | B18 | 400 | 2540 | 0 | 75.88 | 75.88 | 8 | 0
2025 | MISO_MO-IL_2_ENT | MISO_MO-IL | ENT | Internal | Winter | B19 | 700 | 2540 | 0 | 73.33 | 73.56 | 8 | 0
2025 | MISO_MO-IL_2_ENT | MISO_MO-IL | ENT | Internal | Winter | B20 | 935 | 2540 | 0 | 66.77 | 73.56 | 8 | 0
2025 | MISO_MO-IL_2_MISO_IN | MISO_MO-IL | MISO_IN | Internal | Shoulder | B11 | 25 | 2633 | 0 | 83.13 | 83.12 | 0.01 | 0
2025 | MISO_MO-IL_2_MISO_IN | MISO_MO-IL | MISO_IN | Internal | Shoulder | B12 | 200 | 2633 | 1272.93 | 75.86 | 75.87 | 0.01 | 0
2025 | MISO_MO-IL_2_MISO_IN | MISO_MO-IL | MISO_IN | Internal | Shoulder | B13 | 600 | 2633 | 0 | 73.34 | 73.33 | 0.01 | 0
2025 | MISO_MO-IL_2_MISO_IN | MISO_MO-IL | MISO_IN | Internal | Shoulder | B14 | 900 | 2633 | 707.44 | 70.35 | 70.36 | 0.01 | 0
2025 | MISO_MO-IL_2_MISO_IN | MISO_MO-IL | MISO_IN | Internal | Shoulder | B15 | 1203 | 2633 | 0 | 64.15 | 64.14 | 0.01 | 0
2025 | MISO_MO-IL_2_MISO_IN | MISO_MO-IL | MISO_IN | Internal | Summer | B1 | 10 | 2633 | 0 | 113.34 | 113.33 | 0.01 | 0
2025 | MISO_MO-IL_2_MISO_IN | MISO_MO-IL | MISO_IN | Internal | Summer | B2 | 25 | 2633 | 0 | 109.53 | 109.52 | 0.01 | 0
2025 | MISO_MO-IL_2_MISO_IN | MISO_MO-IL | MISO_IN | Internal | Summer | B3 | 75 | 2633 | 0 | 109.53 | 108.42 | 0.01 | 0
2025 | MISO_MO-IL_2_MISO_IN | MISO_MO-IL | MISO_IN | Internal | Summer | B4 | 100 | 2633 | 0 | 107.27 | 107.26 | 0.01 | 0
2025 | MISO_MO-IL_2_MISO_IN | MISO_MO-IL | MISO_IN | Internal | Summer | B5 | 200 | 2633 | 0 | 101.06 | 96.82 | 0.01 | 0
2025 | MISO_MO-IL_2_MISO_IN | MISO_MO-IL | MISO_IN | Internal | Summer | B6 | 300 | 2633 | 0 | 83.33 | 82.65 | 0.01 | 0
2025 | MISO_MO-IL_2_MISO_IN | MISO_MO-IL | MISO_IN | Internal | Summer | B7 | 400 | 2633 | 0 | 78.03 | 78.02 | 0.01 | 0
2025 | MISO_MO-IL_2_MISO_IN | MISO_MO-IL | MISO_IN | Internal | Summer | B8 | 500 | 2633 | 0 | 70.67 | 70.65 | 0.01 | 0
2025 | MISO_MO-IL_2_MISO_IN | MISO_MO-IL | MISO_IN | Internal | Summer | B9 | 800 | 2633 | 0 | 65.98 | 65.96 | 0.01 | 0
2025 | MISO_MO-IL_2_MISO_IN | MISO_MO-IL | MISO_IN | Internal | Summer | B10 | 1262 | 2633 | 0 | 60.21 | 60.2 | 0.01 | 0
2025 | MISO_MO-IL_2_MISO_IN | MISO_MO-IL | MISO_IN | Internal | Winter | B16 | 25 | 2633 | 0 | 86.05 | 86.03 | 0.01 | 0
2025 | MISO_MO-IL_2_MISO_IN | MISO_MO-IL | MISO_IN | Internal | Winter | B17 | 100 | 2633 | 489.86 | 76.87 | 76.88 | 0.01 | 0
2025 | MISO_MO-IL_2_MISO_IN | MISO_MO-IL | MISO_IN | Internal | Winter | B18 | 400 | 2633 | 0 | 75.88 | 75.87 | 0.01 | 0
2025 | MISO_MO-IL_2_MISO_IN | MISO_MO-IL | MISO_IN | Internal | Winter | B19 | 700 | 2633 | 0 | 73.33 | 73.32 | 0.01 | 0
2025 | MISO_MO-IL_2_MISO_IN | MISO_MO-IL | MISO_IN | Internal | Winter | B20 | 935 | 2633 | 0 | 66.77 | 66.75 | 0.01 | 0
2025 | MISO_MO-IL_2_MISO_W | MISO_MO-IL | MISO_W | Internal | Shoulder | B11 | 25 | 1075 | 0 | 83.13 | 78.12 | 0.01 | 0
2025 | MISO_MO-IL_2_MISO_W | MISO_MO-IL | MISO_W | Internal | Shoulder | B12 | 200 | 1075 | 0 | 75.86 | 67.41 | 0.01 | 0
2025 | MISO_MO-IL_2_MISO_W | MISO_MO-IL | MISO_W | Internal | Shoulder | B13 | 600 | 1075 | 0 | 73.34 | 67.39 | 0.01 | 0
2025 | MISO_MO-IL_2_MISO_W | MISO_MO-IL | MISO_W | Internal | Shoulder | B14 | 900 | 1075 | 0 | 70.35 | 54.7 | 0.01 | 0
2025 | MISO_MO-IL_2_MISO_W | MISO_MO-IL | MISO_W | Internal | Shoulder | B15 | 1203 | 1075 | 0 | 64.15 | 54.34 | 0.01 | 0
2025 | MISO_MO-IL_2_MISO_W | MISO_MO-IL | MISO_W | Internal | Summer | B1 | 10 | 1075 | 0 | 113.34 | 113.33 | 0.01 | 0
2025 | MISO_MO-IL_2_MISO_W | MISO_MO-IL | MISO_W | Internal | Summer | B2 | 25 | 1075 | 0 | 109.53 | 109.52 | 0.01 | 0
2025 | MISO_MO-IL_2_MISO_W | MISO_MO-IL | MISO_W | Internal | Summer | B3 | 75 | 1075 | 0 | 109.53 | 109.52 | 0.01 | 0
2025 | MISO_MO-IL_2_MISO_W | MISO_MO-IL | MISO_W | Internal | Summer | B4 | 100 | 1075 | 0 | 107.27 | 107.26 | 0.01 | 0
2025 | MISO_MO-IL_2_MISO_W | MISO_MO-IL | MISO_W | Internal | Summer | B5 | 200 | 1075 | 0 | 101.06 | 101.05 | 0.01 | 0
2025 | MISO_MO-IL_2_MISO_W | MISO_MO-IL | MISO_W | Internal | Summer | B6 | 300 | 1075 | 0 | 83.33 | 83.31 | 0.01 | 0
2025 | MISO_MO-IL_2_MISO_W | MISO_MO-IL | MISO_W | Internal | Summer | B7 | 400 | 1075 | 0 | 78.03 | 77.56 | 0.01 | 0
2025 | MISO_MO-IL_2_MISO_W | MISO_MO-IL | MISO_W | Internal | Summer | B8 | 500 | 1075 | 0 | 70.67 | 65.98 | 0.01 | 0
2025 | MISO_MO-IL_2_MISO_W | MISO_MO-IL | MISO_W | Internal | Summer | B9 | 800 | 1075 | 0 | 65.98 | 65.95 | 0.01 | 0
2025 | MISO_MO-IL_2_MISO_W | MISO_MO-IL | MISO_W | Internal | Summer | B10 | 1262 | 1075 | 0 | 60.21 | 57.15 | 0.01 | 0
2025 | MISO_MO-IL_2_MISO_W | MISO_MO-IL | MISO_W | Internal | Winter | B16 | 25 | 1075 | 0 | 86.05 | 63.17 | 0.01 | 0
2025 | MISO_MO-IL_2_MISO_W | MISO_MO-IL | MISO_W | Internal | Winter | B17 | 100 | 1075 | 0 | 76.87 | 63.19 | 0.01 | 0
2025 | MISO_MO-IL_2_MISO_W | MISO_MO-IL | MISO_W | Internal | Winter | B18 | 400 | 1075 | 0 | 75.88 | 63.88 | 0.01 | 0
2025 | MISO_MO-IL_2_MISO_W | MISO_MO-IL | MISO_W | Internal | Winter | B19 | 700 | 1075 | 0 | 73.33 | 63.88 | 0.01 | 0
2025 | MISO_MO-IL_2_MISO_W | MISO_MO-IL | MISO_W | Internal | Winter | B20 | 935 | 1075 | 0 | 66.77 | 56.97 | 0.01 | 0
2025 | MISO_MO-IL_2_PJM_ROR | MISO_MO-IL | PJM_ROR | Internal | Shoulder | B11 | 25 | 1212 | 828.47 | 83.13 | 85.13 | 2 | 0
2025 | MISO_MO-IL_2_PJM_ROR | MISO_MO-IL | PJM_ROR | Internal | Shoulder | B12 | 200 | 1212 | 1212 | 75.86 | 78.1 | 2 | 0.24
2025 | MISO_MO-IL_2_PJM_ROR | MISO_MO-IL | PJM_ROR | Internal | Shoulder | B13 | 600 | 1212 | 0 | 73.34 | 75.33 | 2 | 0
2025 | MISO_MO-IL_2_PJM_ROR | MISO_MO-IL | PJM_ROR | Internal | Shoulder | B14 | 900 | 1212 | 1212 | 70.35 | 72.67 | 2 | 0.31
2025 | MISO_MO-IL_2_PJM_ROR | MISO_MO-IL | PJM_ROR | Internal | Shoulder | B15 | 1203 | 1212 | 1212 | 64.15 | 67.73 | 2 | 1.58
2025 | MISO_MO-IL_2_PJM_ROR | MISO_MO-IL | PJM_ROR | Internal | Summer | B1 | 10 | 1212 | 744.67 | 113.34 | 115.34 | 2 | 0
2025 | MISO_MO-IL_2_PJM_ROR | MISO_MO-IL | PJM_ROR | Internal | Summer | B2 | 25 | 1212 | 472.11 | 109.53 | 111.53 | 2 | 0
2025 | MISO_MO-IL_2_PJM_ROR | MISO_MO-IL | PJM_ROR | Internal | Summer | B3 | 75 | 1212 | 0 | 109.53 | 109.27 | 2 | 0
2025 | MISO_MO-IL_2_PJM_ROR | MISO_MO-IL | PJM_ROR | Internal | Summer | B4 | 100 | 1212 | 122.33 | 107.27 | 109.27 | 2 | 0
2025 | MISO_MO-IL_2_PJM_ROR | MISO_MO-IL | PJM_ROR | Internal | Summer | B5 | 200 | 1212 | 331.01 | 101.06 | 103.06 | 2 | 0
2025 | MISO_MO-IL_2_PJM_ROR | MISO_MO-IL | PJM_ROR | Internal | Summer | B6 | 300 | 1212 | 34.6 | 83.33 | 85.33 | 2 | 0
2025 | MISO_MO-IL_2_PJM_ROR | MISO_MO-IL | PJM_ROR | Internal | Summer | B7 | 400 | 1212 | 829.17 | 78.03 | 80.03 | 2 | 0
2025 | MISO_MO-IL_2_PJM_ROR | MISO_MO-IL | PJM_ROR | Internal | Summer | B8 | 500 | 1212 | 5.15 | 70.67 | 72.67 | 2 | 0
2025 | MISO_MO-IL_2_PJM_ROR | MISO_MO-IL | PJM_ROR | Internal | Summer | B9 | 800 | 1212 | 79.16 | 65.98 | 67.98 | 2 | 0
2025 | MISO_MO-IL_2_PJM_ROR | MISO_MO-IL | PJM_ROR | Internal | Summer | B10 | 1262 | 1212 | 1171.38 | 60.21 | 62.21 | 2 | 0
2025 | MISO_MO-IL_2_PJM_ROR | MISO_MO-IL | PJM_ROR | Internal | Winter | B16 | 25 | 1212 | 1212 | 86.05 | 95.54 | 2 | 7.5
2025 | MISO_MO-IL_2_PJM_ROR | MISO_MO-IL | PJM_ROR | Internal | Winter | B17 | 100 | 1212 | 1212 | 76.87 | 83.6 | 2 | 4.73
2025 | MISO_MO-IL_2_PJM_ROR | MISO_MO-IL | PJM_ROR | Internal | Winter | B18 | 400 | 1212 | 1212 | 75.88 | 79.97 | 2 | 2.09
2025 | MISO_MO-IL_2_PJM_ROR | MISO_MO-IL | PJM_ROR | Internal | Winter | B19 | 700 | 1212 | 624.39 | 73.33 | 75.33 | 2 | 0
2025 | MISO_MO-IL_2_PJM_ROR | MISO_MO-IL | PJM_ROR | Internal | Winter | B20 | 935 | 1212 | 1212 | 66.77 | 69.88 | 2 | 1.11
2025 | MISO_MO-IL_2_TVA_Transmission | MISO_MO-IL | TVA_Transmission | Internal | Shoulder | B11 | 25 | 4000 | 802.69 | 83.13 | 91.13 | 8 | 0
2025 | MISO_MO-IL_2_TVA_Transmission | MISO_MO-IL | TVA_Transmission | Internal | Shoulder | B12 | 200 | 4000 | 0 | 75.86 | 79.14 | 8 | 0
2025 | MISO_MO-IL_2_TVA_Transmission | MISO_MO-IL | TVA_Transmission | Internal | Shoulder | B13 | 600 | 4000 | 0 | 73.34 | 76.88 | 8 | 0
2025 | MISO_MO-IL_2_TVA_Transmission | MISO_MO-IL | TVA_Transmission | Internal | Shoulder | B14 | 900 | 4000 | 0 | 70.35 | 74.99 | 8 | 0
2025 | MISO_MO-IL_2_TVA_Transmission | MISO_MO-IL | TVA_Transmission | Internal | Shoulder | B15 | 1203 | 4000 | 518.64 | 64.15 | 72.15 | 8 | 0
2025 | MISO_MO-IL_2_TVA_Transmission | MISO_MO-IL | TVA_Transmission | Internal | Summer | B1 | 10 | 4000 | 2860.94 | 113.34 | 121.34 | 8 | 0
2025 | MISO_MO-IL_2_TVA_Transmission | MISO_MO-IL | TVA_Transmission | Internal | Summer | B2 | 25 | 4000 | 1625.12 | 109.53 | 117.53 | 8 | 0
2025 | MISO_MO-IL_2_TVA_Transmission | MISO_MO-IL | TVA_Transmission | Internal | Summer | B3 | 75 | 4000 | 0 | 109.53 | 115.27 | 8 | 0
2025 | MISO_MO-IL_2_TVA_Transmission | MISO_MO-IL | TVA_Transmission | Internal | Summer | B4 | 100 | 4000 | 122.05 | 107.27 | 115.27 | 8 | 0
2025 | MISO_MO-IL_2_TVA_Transmission | MISO_MO-IL | TVA_Transmission | Internal | Summer | B5 | 200 | 4000 | 1155.16 | 101.06 | 109.06 | 8 | 0
2025 | MISO_MO-IL_2_TVA_Transmission | MISO_MO-IL | TVA_Transmission | Internal | Summer | B6 | 300 | 4000 | 20.69 | 83.33 | 91.33 | 8 | 0
2025 | MISO_MO-IL_2_TVA_Transmission | MISO_MO-IL | TVA_Transmission | Internal | Summer | B7 | 400 | 4000 | 732.55 | 78.03 | 86.03 | 8 | 0
2025 | MISO_MO-IL_2_TVA_Transmission | MISO_MO-IL | TVA_Transmission | Internal | Summer | B8 | 500 | 4000 | 0 | 70.67 | 77.37 | 8 | 0
2025 | MISO_MO-IL_2_TVA_Transmission | MISO_MO-IL | TVA_Transmission | Internal | Summer | B9 | 800 | 4000 | 0 | 65.98 | 71.76 | 8 | 0
2025 | MISO_MO-IL_2_TVA_Transmission | MISO_MO-IL | TVA_Transmission | Internal | Summer | B10 | 1262 | 4000 | 0 | 60.21 | 65.73 | 8 | 0
2025 | MISO_MO-IL_2_TVA_Transmission | MISO_MO-IL | TVA_Transmission | Internal | Winter | B16 | 25 | 4000 | 3542.32 | 86.05 | 94.05 | 8 | 0
2025 | MISO_MO-IL_2_TVA_Transmission | MISO_MO-IL | TVA_Transmission | Internal | Winter | B17 | 100 | 4000 | 0 | 76.87 | 82.4 | 8 | 0
2025 | MISO_MO-IL_2_TVA_Transmission | MISO_MO-IL | TVA_Transmission | Internal | Winter | B18 | 400 | 4000 | 0 | 75.88 | 79.76 | 8 | 0
2025 | MISO_MO-IL_2_TVA_Transmission | MISO_MO-IL | TVA_Transmission | Internal | Winter | B19 | 700 | 4000 | 0 | 73.33 | 77.67 | 8 | 0
2025 | MISO_MO-IL_2_TVA_Transmission | MISO_MO-IL | TVA_Transmission | Internal | Winter | B20 | 935 | 4000 | 1805.13 | 66.77 | 74.77 | 8 | 0
2025 | MISO_W_2_MAPP_CA | MISO_W | MAPP_CA | Internal | Shoulder | B11 | 25 | 926 | 0 | 78.12 | 54.34 | 0.01 | 0
2025 | MISO_W_2_MAPP_CA | MISO_W | MAPP_CA | Internal | Shoulder | B12 | 200 | 926 | 0 | 67.41 | 54.34 | 0.01 | 0
2025 | MISO_W_2_MAPP_CA | MISO_W | MAPP_CA | Internal | Shoulder | B13 | 600 | 926 | 0 | 67.39 | 54.34 | 0.01 | 0
2025 | MISO_W_2_MAPP_CA | MISO_W | MAPP_CA | Internal | Shoulder | B14 | 900 | 926 | 0 | 54.7 | 54.34 | 0.01 | 0
2025 | MISO_W_2_MAPP_CA | MISO_W | MAPP_CA | Internal | Shoulder | B15 | 1203 | 926 | 0 | 54.34 | 54.34 | 0.01 | 0
2025 | MISO_W_2_MAPP_CA | MISO_W | MAPP_CA | Internal | Summer | B1 | 10 | 926 | 0 | 113.33 | 58.66 | 0.01 | 0
2025 | MISO_W_2_MAPP_CA | MISO_W | MAPP_CA | Internal | Summer | B2 | 25 | 926 | 0 | 109.52 | 58.66 | 0.01 | 0
2025 | MISO_W_2_MAPP_CA | MISO_W | MAPP_CA | Internal | Summer | B3 | 75 | 926 | 0 | 109.52 | 58.66 | 0.01 | 0
2025 | MISO_W_2_MAPP_CA | MISO_W | MAPP_CA | Internal | Summer | B4 | 100 | 926 | 0 | 107.26 | 58.66 | 0.01 | 0
2025 | MISO_W_2_MAPP_CA | MISO_W | MAPP_CA | Internal | Summer | B5 | 200 | 926 | 0 | 101.05 | 58.66 | 0.01 | 0
2025 | MISO_W_2_MAPP_CA | MISO_W | MAPP_CA | Internal | Summer | B6 | 300 | 926 | 0 | 83.31 | 57.16 | 0.01 | 0
2025 | MISO_W_2_MAPP_CA | MISO_W | MAPP_CA | Internal | Summer | B7 | 400 | 926 | 0 | 77.56 | 57.16 | 0.01 | 0
2025 | MISO_W_2_MAPP_CA | MISO_W | MAPP_CA | Internal | Summer | B8 | 500 | 926 | 0 | 65.98 | 57.16 | 0.01 | 0
2025 | MISO_W_2_MAPP_CA | MISO_W | MAPP_CA | Internal | Summer | B9 | 800 | 926 | 0 | 65.95 | 57.16 | 0.01 | 0
2025 | MISO_W_2_MAPP_CA | MISO_W | MAPP_CA | Internal | Summer | B10 | 1262 | 926 | 450.11 | 57.15 | 57.16 | 0.01 | 0
2025 | MISO_W_2_MAPP_CA | MISO_W | MAPP_CA | Internal | Winter | B16 | 25 | 926 | 194.78 | 63.17 | 63.18 | 0.01 | 0
2025 | MISO_W_2_MAPP_CA | MISO_W | MAPP_CA | Internal | Winter | B17 | 100 | 926 | 0 | 63.19 | 63.18 | 0.01 | 0
2025 | MISO_W_2_MAPP_CA | MISO_W | MAPP_CA | Internal | Winter | B18 | 400 | 926 | 0 | 63.88 | 63.18 | 0.01 | 0
2025 | MISO_W_2_MAPP_CA | MISO_W | MAPP_CA | Internal | Winter | B19 | 700 | 926 | 0 | 63.88 | 63.18 | 0.01 | 0
2025 | MISO_W_2_MAPP_CA | MISO_W | MAPP_CA | Internal | Winter | B20 | 935 | 926 | 926 | 56.97 | 63.18 | 0.01 | 6.2
2025 | MISO_W_2_MISO_MO-IL | MISO_W | MISO_MO-IL | Internal | Shoulder | B11 | 25 | 3915 | 3915 | 78.12 | 83.13 | 0.01 | 5
2025 | MISO_W_2_MISO_MO-IL | MISO_W | MISO_MO-IL | Internal | Shoulder | B12 | 200 | 3915 | 3915 | 67.41 | 75.86 | 0.01 | 8.43
2025 | MISO_W_2_MISO_MO-IL | MISO_W | MISO_MO-IL | Internal | Shoulder | B13 | 600 | 3915 | 3915 | 67.39 | 73.34 | 0.01 | 5.94
2025 | MISO_W_2_MISO_MO-IL | MISO_W | MISO_MO-IL | Internal | Shoulder | B14 | 900 | 3915 | 3915 | 54.7 | 70.35 | 0.01 | 15.64
2025 | MISO_W_2_MISO_MO-IL | MISO_W | MISO_MO-IL | Internal | Shoulder | B15 | 1203 | 3915 | 3915 | 54.34 | 64.15 | 0.01 | 9.8
2025 | MISO_W_2_MISO_MO-IL | MISO_W | MISO_MO-IL | Internal | Summer | B1 | 10 | 3915 | 2908.56 | 113.33 | 113.34 | 0.01 | 0
2025 | MISO_W_2_MISO_MO-IL | MISO_W | MISO_MO-IL | Internal | Summer | B2 | 25 | 3915 | 3223.79 | 109.52 | 109.53 | 0.01 | 0
2025 | MISO_W_2_MISO_MO-IL | MISO_W | MISO_MO-IL | Internal | Summer | B3 | 75 | 3915 | 1618.05 | 109.52 | 109.53 | 0.01 | 0
2025 | MISO_W_2_MISO_MO-IL | MISO_W | MISO_MO-IL | Internal | Summer | B4 | 100 | 3915 | 1712.87 | 107.26 | 107.27 | 0.01 | 0
2025 | MISO_W_2_MISO_MO-IL | MISO_W | MISO_MO-IL | Internal | Summer | B5 | 200 | 3915 | 1964.37 | 101.05 | 101.06 | 0.01 | 0
2025 | MISO_W_2_MISO_MO-IL | MISO_W | MISO_MO-IL | Internal | Summer | B6 | 300 | 3915 | 150 | 83.31 | 83.33 | 0.01 | 0
2025 | MISO_W_2_MISO_MO-IL | MISO_W | MISO_MO-IL | Internal | Summer | B7 | 400 | 3915 | 3915 | 77.56 | 78.03 | 0.01 | 0.46
2025 | MISO_W_2_MISO_MO-IL | MISO_W | MISO_MO-IL | Internal | Summer | B8 | 500 | 3915 | 3915 | 65.98 | 70.67 | 0.01 | 4.68
2025 | MISO_W_2_MISO_MO-IL | MISO_W | MISO_MO-IL | Internal | Summer | B9 | 800 | 3915 | 3915 | 65.95 | 65.98 | 0.01 | 0.01
2025 | MISO_W_2_MISO_MO-IL | MISO_W | MISO_MO-IL | Internal | Summer | B10 | 1262 | 3915 | 3915 | 57.15 | 60.21 | 0.01 | 3.06
2025 | MISO_W_2_MISO_MO-IL | MISO_W | MISO_MO-IL | Internal | Winter | B16 | 25 | 3915 | 3915 | 63.17 | 86.05 | 0.01 | 22.86
2025 | MISO_W_2_MISO_MO-IL | MISO_W | MISO_MO-IL | Internal | Winter | B17 | 100 | 3915 | 3915 | 63.19 | 76.87 | 0.01 | 13.66
2025 | MISO_W_2_MISO_MO-IL | MISO_W | MISO_MO-IL | Internal | Winter | B18 | 400 | 3915 | 3915 | 63.88 | 75.88 | 0.01 | 11.99
2025 | MISO_W_2_MISO_MO-IL | MISO_W | MISO_MO-IL | Internal | Winter | B19 | 700 | 3915 | 3915 | 63.88 | 73.33 | 0.01 | 9.44
2025 | MISO_W_2_MISO_MO-IL | MISO_W | MISO_MO-IL | Internal | Winter | B20 | 935 | 3915 | 3915 | 56.97 | 66.77 | 0.01 | 9.78
2025 | MISO_W_2_MISO_WUMS | MISO_W | MISO_WUMS | Internal | Shoulder | B11 | 25 | 1732 | 0 | 78.12 | 78.11 | 0.01 | 0
2025 | MISO_W_2_MISO_WUMS | MISO_W | MISO_WUMS | Internal | Shoulder | B12 | 200 | 1732 | 0 | 67.41 | 67.4 | 0.01 | 0
2025 | MISO_W_2_MISO_WUMS | MISO_W | MISO_WUMS | Internal | Shoulder | B13 | 600 | 1732 | 1092.77 | 67.39 | 67.4 | 0.01 | 0
2025 | MISO_W_2_MISO_WUMS | MISO_W | MISO_WUMS | Internal | Shoulder | B14 | 900 | 1732 | 1732 | 54.7 | 67.25 | 0.01 | 12.54
2025 | MISO_W_2_MISO_WUMS | MISO_W | MISO_WUMS | Internal | Shoulder | B15 | 1203 | 1732 | 1732 | 54.34 | 58.73 | 0.01 | 4.39
2025 | MISO_W_2_MISO_WUMS | MISO_W | MISO_WUMS | Internal | Summer | B1 | 10 | 1732 | 0 | 113.33 | 113.33 | 0.01 | 0
2025 | MISO_W_2_MISO_WUMS | MISO_W | MISO_WUMS | Internal | Summer | B2 | 25 | 1732 | 0 | 109.52 | 109.52 | 0.01 | 0
2025 | MISO_W_2_MISO_WUMS | MISO_W | MISO_WUMS | Internal | Summer | B3 | 75 | 1732 | 0 | 109.52 | 107.27 | 0.01 | 0
2025 | MISO_W_2_MISO_WUMS | MISO_W | MISO_WUMS | Internal | Summer | B4 | 100 | 1732 | 0 | 107.26 | 107.25 | 0.01 | 0
2025 | MISO_W_2_MISO_WUMS | MISO_W | MISO_WUMS | Internal | Summer | B5 | 200 | 1732 | 0 | 101.05 | 89.05 | 0.01 | 0
2025 | MISO_W_2_MISO_WUMS | MISO_W | MISO_WUMS | Internal | Summer | B6 | 300 | 1732 | 0 | 83.31 | 82.65 | 0.01 | 0
2025 | MISO_W_2_MISO_WUMS | MISO_W | MISO_WUMS | Internal | Summer | B7 | 400 | 1732 | 0 | 77.56 | 77.55 | 0.01 | 0
2025 | MISO_W_2_MISO_WUMS | MISO_W | MISO_WUMS | Internal | Summer | B8 | 500 | 1732 | 0 | 65.98 | 65.96 | 0.01 | 0
2025 | MISO_W_2_MISO_WUMS | MISO_W | MISO_WUMS | Internal | Summer | B9 | 800 | 1732 | 443.95 | 65.95 | 65.96 | 0.01 | 0
2025 | MISO_W_2_MISO_WUMS | MISO_W | MISO_WUMS | Internal | Summer | B10 | 1262 | 1732 | 1732 | 57.15 | 57.51 | 0.01 | 0.35
2025 | MISO_W_2_MISO_WUMS | MISO_W | MISO_WUMS | Internal | Winter | B16 | 25 | 1732 | 1732 | 63.17 | 70.17 | 0.01 | 6.99
2025 | MISO_W_2_MISO_WUMS | MISO_W | MISO_WUMS | Internal | Winter | B17 | 100 | 1732 | 1732 | 63.19 | 70.17 | 0.01 | 6.96
2025 | MISO_W_2_MISO_WUMS | MISO_W | MISO_WUMS | Internal | Winter | B18 | 400 | 1732 | 1732 | 63.88 | 70.17 | 0.01 | 6.27
2025 | MISO_W_2_MISO_WUMS | MISO_W | MISO_WUMS | Internal | Winter | B19 | 700 | 1732 | 1732 | 63.88 | 70.17 | 0.01 | 6.27
2025 | MISO_W_2_MISO_WUMS | MISO_W | MISO_WUMS | Internal | Winter | B20 | 935 | 1732 | 1732 | 56.97 | 61.09 | 0.01 | 4.1
2025 | MISO_W_2_NE | MISO_W | NE | Internal | Shoulder | B11 | 25 | 2800 | 0 | 78.12 | 78.12 | 7 | 0
2025 | MISO_W_2_NE | MISO_W | NE | Internal | Shoulder | B12 | 200 | 2800 | 0 | 67.41 | 70.85 | 7 | 0
2025 | MISO_W_2_NE | MISO_W | NE | Internal | Shoulder | B13 | 600 | 2800 | 0 | 67.39 | 70.48 | 7 | 0
2025 | MISO_W_2_NE | MISO_W | NE | Internal | Shoulder | B14 | 900 | 2800 | 0 | 54.7 | 61.33 | 7 | 0
2025 | MISO_W_2_NE | MISO_W | NE | Internal | Shoulder | B15 | 1203 | 2800 | 0 | 54.34 | 61.33 | 7 | 0
2025 | MISO_W_2_NE | MISO_W | NE | Internal | Summer | B1 | 10 | 2800 | 0 | 113.33 | 113.33 | 7 | 0
2025 | MISO_W_2_NE | MISO_W | NE | Internal | Summer | B2 | 25 | 2800 | 0 | 109.52 | 109.52 | 7 | 0
2025 | MISO_W_2_NE | MISO_W | NE | Internal | Summer | B3 | 75 | 2800 | 0 | 109.52 | 109.52 | 7 | 0
2025 | MISO_W_2_NE | MISO_W | NE | Internal | Summer | B4 | 100 | 2800 | 0 | 107.26 | 107.26 | 7 | 0
2025 | MISO_W_2_NE | MISO_W | NE | Internal | Summer | B5 | 200 | 2800 | 0 | 101.05 | 101.05 | 7 | 0
2025 | MISO_W_2_NE | MISO_W | NE | Internal | Summer | B6 | 300 | 2800 | 0 | 83.31 | 83.31 | 7 | 0
2025 | MISO_W_2_NE | MISO_W | NE | Internal | Summer | B7 | 400 | 2800 | 0 | 77.56 | 77.56 | 7 | 0
2025 | MISO_W_2_NE | MISO_W | NE | Internal | Summer | B8 | 500 | 2800 | 0 | 65.98 | 69.45 | 7 | 0
2025 | MISO_W_2_NE | MISO_W | NE | Internal | Summer | B9 | 800 | 2800 | 0 | 65.95 | 69.08 | 7 | 0
2025 | MISO_W_2_NE | MISO_W | NE | Internal | Summer | B10 | 1262 | 2800 | 0 | 57.15 | 59.49 | 7 | 0
2025 | MISO_W_2_NE | MISO_W | NE | Internal | Winter | B16 | 25 | 2800 | 321.48 | 63.17 | 70.17 | 7 | 0
2025 | MISO_W_2_NE | MISO_W | NE | Internal | Winter | B17 | 100 | 2800 | 91.43 | 63.19 | 70.19 | 7 | 0
2025 | MISO_W_2_NE | MISO_W | NE | Internal | Winter | B18 | 400 | 2800 | 0 | 63.88 | 70.87 | 7 | 0
2025 | MISO_W_2_NE | MISO_W | NE | Internal | Winter | B19 | 700 | 2800 | 0 | 63.88 | 67.13 | 7 | 0
2025 | MISO_W_2_NE | MISO_W | NE | Internal | Winter | B20 | 935 | 2800 | 0 | 56.97 | 63.96 | 7 | 0
2025 | MISO_W_2_PJM_ROR | MISO_W | PJM_ROR | Internal | Shoulder | B11 | 25 | 773 | 773 | 78.12 | 85.13 | 2 | 5.01
2025 | MISO_W_2_PJM_ROR | MISO_W | PJM_ROR | Internal | Shoulder | B12 | 200 | 773 | 773 | 67.41 | 78.1 | 2 | 8.69
2025 | MISO_W_2_PJM_ROR | MISO_W | PJM_ROR | Internal | Shoulder | B13 | 600 | 773 | 773 | 67.39 | 75.33 | 2 | 5.94
2025 | MISO_W_2_PJM_ROR | MISO_W | PJM_ROR | Internal | Shoulder | B14 | 900 | 773 | 773 | 54.7 | 72.67 | 2 | 15.97
2025 | MISO_W_2_PJM_ROR | MISO_W | PJM_ROR | Internal | Shoulder | B15 | 1203 | 773 | 773 | 54.34 | 67.73 | 2 | 11.4
2025 | MISO_W_2_PJM_ROR | MISO_W | PJM_ROR | Internal | Summer | B1 | 10 | 773 | 772.99 | 113.33 | 115.34 | 2 | 0.01
2025 | MISO_W_2_PJM_ROR | MISO_W | PJM_ROR | Internal | Summer | B2 | 25 | 773 | 773 | 109.52 | 111.53 | 2 | 0.01
2025 | MISO_W_2_PJM_ROR | MISO_W | PJM_ROR | Internal | Summer | B3 | 75 | 773 | 0 | 109.52 | 109.27 | 2 | 0
2025 | MISO_W_2_PJM_ROR | MISO_W | PJM_ROR | Internal | Summer | B4 | 100 | 773 | 773 | 107.26 | 109.27 | 2 | 0.01
2025 | MISO_W_2_PJM_ROR | MISO_W | PJM_ROR | Internal | Summer | B5 | 200 | 773 | 773 | 101.05 | 103.06 | 2 | 0.01
2025 | MISO_W_2_PJM_ROR | MISO_W | PJM_ROR | Internal | Summer | B6 | 300 | 773 | 773 | 83.31 | 85.33 | 2 | 0.01
2025 | MISO_W_2_PJM_ROR | MISO_W | PJM_ROR | Internal | Summer | B7 | 400 | 773 | 773 | 77.56 | 80.03 | 2 | 0.47
2025 | MISO_W_2_PJM_ROR | MISO_W | PJM_ROR | Internal | Summer | B8 | 500 | 773 | 773 | 65.98 | 72.67 | 2 | 4.69
2025 | MISO_W_2_PJM_ROR | MISO_W | PJM_ROR | Internal | Summer | B9 | 800 | 773 | 773 | 65.95 | 67.98 | 2 | 0.02
2025 | MISO_W_2_PJM_ROR | MISO_W | PJM_ROR | Internal | Summer | B10 | 1262 | 773 | 773 | 57.15 | 62.21 | 2 | 3.07
2025 | MISO_W_2_PJM_ROR | MISO_W | PJM_ROR | Internal | Winter | B16 | 25 | 773 | 773 | 63.17 | 95.54 | 2 | 30.37
2025 | MISO_W_2_PJM_ROR | MISO_W | PJM_ROR | Internal | Winter | B17 | 100 | 773 | 773 | 63.19 | 83.6 | 2 | 18.4
2025 | MISO_W_2_PJM_ROR | MISO_W | PJM_ROR | Internal | Winter | B18 | 400 | 773 | 773 | 63.88 | 79.97 | 2 | 14.09
2025 | MISO_W_2_PJM_ROR | MISO_W | PJM_ROR | Internal | Winter | B19 | 700 | 773 | 773 | 63.88 | 75.33 | 2 | 9.45
2025 | MISO_W_2_PJM_ROR | MISO_W | PJM_ROR | Internal | Winter | B20 | 935 | 773 | 773 | 56.97 | 69.88 | 2 | 10.91
2025 | MISO_W_2_SPP_N | MISO_W | SPP_N | Internal | Shoulder | B11 | 25 | 3200 | 0 | 78.12 | 78.13 | 7 | 0
2025 | MISO_W_2_SPP_N | MISO_W | SPP_N | Internal | Shoulder | B12 | 200 | 3200 | 0 | 67.41 | 70.86 | 7 | 0
2025 | MISO_W_2_SPP_N | MISO_W | SPP_N | Internal | Shoulder | B13 | 600 | 3200 | 0 | 67.39 | 70.49 | 7 | 0
2025 | MISO_W_2_SPP_N | MISO_W | SPP_N | Internal | Shoulder | B14 | 900 | 3200 | 664.72 | 54.7 | 61.7 | 7 | 0
2025 | MISO_W_2_SPP_N | MISO_W | SPP_N | Internal | Shoulder | B15 | 1203 | 3200 | 1129.98 | 54.34 | 61.34 | 7 | 0
2025 | MISO_W_2_SPP_N | MISO_W | SPP_N | Internal | Summer | B1 | 10 | 3200 | 0 | 113.33 | 108.83 | 7 | 0
2025 | MISO_W_2_SPP_N | MISO_W | SPP_N | Internal | Summer | B2 | 25 | 3200 | 0 | 109.52 | 109.51 | 7 | 0
2025 | MISO_W_2_SPP_N | MISO_W | SPP_N | Internal | Summer | B3 | 75 | 3200 | 0 | 109.52 | 109.53 | 7 | 0
2025 | MISO_W_2_SPP_N | MISO_W | SPP_N | Internal | Summer | B4 | 100 | 3200 | 0 | 107.26 | 107.27 | 7 | 0
2025 | MISO_W_2_SPP_N | MISO_W | SPP_N | Internal | Summer | B5 | 200 | 3200 | 0 | 101.05 | 101.06 | 7 | 0
2025 | MISO_W_2_SPP_N | MISO_W | SPP_N | Internal | Summer | B6 | 300 | 3200 | 0 | 83.31 | 86.33 | 7 | 0
2025 | MISO_W_2_SPP_N | MISO_W | SPP_N | Internal | Summer | B7 | 400 | 3200 | 0 | 77.56 | 77.57 | 7 | 0
2025 | MISO_W_2_SPP_N | MISO_W | SPP_N | Internal | Summer | B8 | 500 | 3200 | 0 | 65.98 | 70.27 | 7 | 0
2025 | MISO_W_2_SPP_N | MISO_W | SPP_N | Internal | Summer | B9 | 800 | 3200 | 0 | 65.95 | 69.09 | 7 | 0
2025 | MISO_W_2_SPP_N | MISO_W | SPP_N | Internal | Summer | B10 | 1262 | 3200 | 16.52 | 57.15 | 64.15 | 7 | 0
2025 | MISO_W_2_SPP_N | MISO_W | SPP_N | Internal | Winter | B16 | 25 | 3200 | 3200 | 63.17 | 73.53 | 7 | 3.36
2025 | MISO_W_2_SPP_N | MISO_W | SPP_N | Internal | Winter | B17 | 100 | 3200 | 3200 | 63.19 | 71.1 | 7 | 0.9
2025 | MISO_W_2_SPP_N | MISO_W | SPP_N | Internal | Winter | B18 | 400 | 3200 | 1329.25 | 63.88 | 70.88 | 7 | 0
2025 | MISO_W_2_SPP_N | MISO_W | SPP_N | Internal | Winter | B19 | 700 | 3200 | 0 | 63.88 | 68.33 | 7 | 0
2025 | MISO_W_2_SPP_N | MISO_W | SPP_N | Internal | Winter | B20 | 935 | 3200 | 220.35 | 56.97 | 63.97 | 7 | 0
2025 | MISO_WUMS_2_MISO_MI | MISO_WUMS | MISO_MI | Internal | Shoulder | B11 | 25 | 1422 | 1422 | 78.11 | 83.13 | 0.01 | 5.01
2025 | MISO_WUMS_2_MISO_MI | MISO_WUMS | MISO_MI | Internal | Shoulder | B12 | 200 | 1422 | 1422 | 67.4 | 75.88 | 0.01 | 8.47
2025 | MISO_WUMS_2_MISO_MI | MISO_WUMS | MISO_MI | Internal | Shoulder | B13 | 600 | 1422 | 1422 | 67.4 | 73.34 | 0.01 | 5.93
2025 | MISO_WUMS_2_MISO_MI | MISO_WUMS | MISO_MI | Internal | Shoulder | B14 | 900 | 1422 | 1422 | 67.25 | 70.37 | 0.01 | 3.12
2025 | MISO_WUMS_2_MISO_MI | MISO_WUMS | MISO_MI | Internal | Shoulder | B15 | 1203 | 1422 | 1422 | 58.73 | 64.15 | 0.01 | 5.4
2025 | MISO_WUMS_2_MISO_MI | MISO_WUMS | MISO_MI | Internal | Summer | B1 | 10 | 1422 | 851.12 | 113.33 | 113.34 | 0.01 | 0
2025 | MISO_WUMS_2_MISO_MI | MISO_WUMS | MISO_MI | Internal | Summer | B2 | 25 | 1422 | 910.63 | 109.52 | 109.53 | 0.01 | 0
2025 | MISO_WUMS_2_MISO_MI | MISO_WUMS | MISO_MI | Internal | Summer | B3 | 75 | 1422 | 1422 | 107.27 | 108.43 | 0.01 | 1.15
2025 | MISO_WUMS_2_MISO_MI | MISO_WUMS | MISO_MI | Internal | Summer | B4 | 100 | 1422 | 1422 | 107.25 | 107.27 | 0.01 | 0.01
2025 | MISO_WUMS_2_MISO_MI | MISO_WUMS | MISO_MI | Internal | Summer | B5 | 200 | 1422 | 1422 | 89.05 | 96.83 | 0.01 | 7.77
2025 | MISO_WUMS_2_MISO_MI | MISO_WUMS | MISO_MI | Internal | Summer | B6 | 300 | 1422 | 706.44 | 82.65 | 82.66 | 0.01 | 0
2025 | MISO_WUMS_2_MISO_MI | MISO_WUMS | MISO_MI | Internal | Summer | B7 | 400 | 1422 | 1422 | 77.55 | 78.03 | 0.01 | 0.47
2025 | MISO_WUMS_2_MISO_MI | MISO_WUMS | MISO_MI | Internal | Summer | B8 | 500 | 1422 | 1422 | 65.96 | 70.67 | 0.01 | 4.69
2025 | MISO_WUMS_2_MISO_MI | MISO_WUMS | MISO_MI | Internal | Summer | B9 | 800 | 1422 | 1209.91 | 65.96 | 65.98 | 0.01 | 0
2025 | MISO_WUMS_2_MISO_MI | MISO_WUMS | MISO_MI | Internal | Summer | B10 | 1262 | 1422 | 1422 | 57.51 | 60.21 | 0.01 | 2.69
2025 | MISO_WUMS_2_MISO_MI | MISO_WUMS | MISO_MI | Internal | Winter | B16 | 25 | 1422 | 1422 | 70.17 | 86.05 | 0.01 | 15.87
2025 | MISO_WUMS_2_MISO_MI | MISO_WUMS | MISO_MI | Internal | Winter | B17 | 100 | 1422 | 1422 | 70.17 | 76.89 | 0.01 | 6.71
2025 | MISO_WUMS_2_MISO_MI | MISO_WUMS | MISO_MI | Internal | Winter | B18 | 400 | 1422 | 1422 | 70.17 | 75.88 | 0.01 | 5.7
2025 | MISO_WUMS_2_MISO_MI | MISO_WUMS | MISO_MI | Internal | Winter | B19 | 700 | 1422 | 1422 | 70.17 | 73.33 | 0.01 | 3.15
2025 | MISO_WUMS_2_MISO_MI | MISO_WUMS | MISO_MI | Internal | Winter | B20 | 935 | 1422 | 1422 | 61.09 | 66.77 | 0.01 | 5.67
2025 | MISO_WUMS_2_MISO_W | MISO_WUMS | MISO_W | Internal | Shoulder | B11 | 25 | 1240 | 402.23 | 78.11 | 78.12 | 0.01 | 0
2025 | MISO_WUMS_2_MISO_W | MISO_WUMS | MISO_W | Internal | Shoulder | B12 | 200 | 1240 | 188.19 | 67.4 | 67.41 | 0.01 | 0
2025 | MISO_WUMS_2_MISO_W | MISO_WUMS | MISO_W | Internal | Shoulder | B13 | 600 | 1240 | 0 | 67.4 | 67.39 | 0.01 | 0
2025 | MISO_WUMS_2_MISO_W | MISO_WUMS | MISO_W | Internal | Shoulder | B14 | 900 | 1240 | 0 | 67.25 | 54.7 | 0.01 | 0
2025 | MISO_WUMS_2_MISO_W | MISO_WUMS | MISO_W | Internal | Shoulder | B15 | 1203 | 1240 | 0 | 58.73 | 54.34 | 0.01 | 0
2025 | MISO_WUMS_2_MISO_W | MISO_WUMS | MISO_W | Internal | Summer | B1 | 10 | 1240 | 0 | 113.33 | 113.33 | 0.01 | 0
2025 | MISO_WUMS_2_MISO_W | MISO_WUMS | MISO_W | Internal | Summer | B2 | 25 | 1240 | 0 | 109.52 | 109.52 | 0.01 | 0
2025 | MISO_WUMS_2_MISO_W | MISO_WUMS | MISO_W | Internal | Summer | B3 | 75 | 1240 | 1240 | 107.27 | 109.52 | 0.01 | 2.24
2025 | MISO_WUMS_2_MISO_W | MISO_WUMS | MISO_W | Internal | Summer | B4 | 100 | 1240 | 786.69 | 107.25 | 107.26 | 0.01 | 0
2025 | MISO_WUMS_2_MISO_W | MISO_WUMS | MISO_W | Internal | Summer | B5 | 200 | 1240 | 1240 | 89.05 | 101.05 | 0.01 | 11.99
2025 | MISO_WUMS_2_MISO_W | MISO_WUMS | MISO_W | Internal | Summer | B6 | 300 | 1240 | 1240 | 82.65 | 83.31 | 0.01 | 0.65
2025 | MISO_WUMS_2_MISO_W | MISO_WUMS | MISO_W | Internal | Summer | B7 | 400 | 1240 | 589.97 | 77.55 | 77.56 | 0.01 | 0
2025 | MISO_WUMS_2_MISO_W | MISO_WUMS | MISO_W | Internal | Summer | B8 | 500 | 1240 | 17.86 | 65.96 | 65.98 | 0.01 | 0
2025 | MISO_WUMS_2_MISO_W | MISO_WUMS | MISO_W | Internal | Summer | B9 | 800 | 1240 | 0 | 65.96 | 65.95 | 0.01 | 0
2025 | MISO_WUMS_2_MISO_W | MISO_WUMS | MISO_W | Internal | Summer | B10 | 1262 | 1240 | 0 | 57.51 | 57.15 | 0.01 | 0
2025 | MISO_WUMS_2_MISO_W | MISO_WUMS | MISO_W | Internal | Winter | B16 | 25 | 1240 | 0 | 70.17 | 63.17 | 0.01 | 0
2025 | MISO_WUMS_2_MISO_W | MISO_WUMS | MISO_W | Internal | Winter | B17 | 100 | 1240 | 0 | 70.17 | 63.19 | 0.01 | 0
2025 | MISO_WUMS_2_MISO_W | MISO_WUMS | MISO_W | Internal | Winter | B18 | 400 | 1240 | 0 | 70.17 | 63.88 | 0.01 | 0
2025 | MISO_WUMS_2_MISO_W | MISO_WUMS | MISO_W | Internal | Winter | B19 | 700 | 1240 | 0 | 70.17 | 63.88 | 0.01 | 0
2025 | MISO_WUMS_2_MISO_W | MISO_WUMS | MISO_W | Internal | Winter | B20 | 935 | 1240 | 0 | 61.09 | 56.97 | 0.01 | 0
2025 | MISO_WUMS_2_PJM_ROR | MISO_WUMS | PJM_ROR | Internal | Shoulder | B11 | 25 | 1600 | 1600 | 78.11 | 85.13 | 2 | 5.02
2025 | MISO_WUMS_2_PJM_ROR | MISO_WUMS | PJM_ROR | Internal | Shoulder | B12 | 200 | 1600 | 1600 | 67.4 | 78.1 | 2 | 8.7
2025 | MISO_WUMS_2_PJM_ROR | MISO_WUMS | PJM_ROR | Internal | Shoulder | B13 | 600 | 1600 | 1600 | 67.4 | 75.33 | 2 | 5.93
2025 | MISO_WUMS_2_PJM_ROR | MISO_WUMS | PJM_ROR | Internal | Shoulder | B14 | 900 | 1600 | 1600 | 67.25 | 72.67 | 2 | 3.42
2025 | MISO_WUMS_2_PJM_ROR | MISO_WUMS | PJM_ROR | Internal | Shoulder | B15 | 1203 | 1600 | 1600 | 58.73 | 67.73 | 2 | 7
2025 | MISO_WUMS_2_PJM_ROR | MISO_WUMS | PJM_ROR | Internal | Summer | B1 | 10 | 1600 | 1599.99 | 113.33 | 115.34 | 2 | 0.01
2025 | MISO_WUMS_2_PJM_ROR | MISO_WUMS | PJM_ROR | Internal | Summer | B2 | 25 | 1600 | 1600 | 109.52 | 111.53 | 2 | 0.01
2025 | MISO_WUMS_2_PJM_ROR | MISO_WUMS | PJM_ROR | Internal | Summer | B3 | 75 | 1600 | 418.46 | 107.27 | 109.27 | 2 | 0
2025 | MISO_WUMS_2_PJM_ROR | MISO_WUMS | PJM_ROR | Internal | Summer | B4 | 100 | 1600 | 1600 | 107.25 | 109.27 | 2 | 0.02
2025 | MISO_WUMS_2_PJM_ROR | MISO_WUMS | PJM_ROR | Internal | Summer | B5 | 200 | 1600 | 1600 | 89.05 | 103.06 | 2 | 12.01
2025 | MISO_WUMS_2_PJM_ROR | MISO_WUMS | PJM_ROR | Internal | Summer | B6 | 300 | 1600 | 1600 | 82.65 | 85.33 | 2 | 0.68
2025 | MISO_WUMS_2_PJM_ROR | MISO_WUMS | PJM_ROR | Internal | Summer | B7 | 400 | 1600 | 1600 | 77.55 | 80.03 | 2 | 0.48
2025 | MISO_WUMS_2_PJM_ROR | MISO_WUMS | PJM_ROR | Internal | Summer | B8 | 500 | 1600 | 1600 | 65.96 | 72.67 | 2 | 4.7
2025 | MISO_WUMS_2_PJM_ROR | MISO_WUMS | PJM_ROR | Internal | Summer | B9 | 800 | 1600 | 1600 | 65.96 | 67.98 | 2 | 0.01
2025 | MISO_WUMS_2_PJM_ROR | MISO_WUMS | PJM_ROR | Internal | Summer | B10 | 1262 | 1600 | 1600 | 57.51 | 62.21 | 2 | 2.7
2025 | MISO_WUMS_2_PJM_ROR | MISO_WUMS | PJM_ROR | Internal | Winter | B16 | 25 | 1600 | 1600 | 70.17 | 95.54 | 2 | 23.37
2025 | MISO_WUMS_2_PJM_ROR | MISO_WUMS | PJM_ROR | Internal | Winter | B17 | 100 | 1600 | 1600 | 70.17 | 83.6 | 2 | 11.43
2025 | MISO_WUMS_2_PJM_ROR | MISO_WUMS | PJM_ROR | Internal | Winter | B18 | 400 | 1600 | 1600 | 70.17 | 79.97 | 2 | 7.8
2025 | MISO_WUMS_2_PJM_ROR | MISO_WUMS | PJM_ROR | Internal | Winter | B19 | 700 | 1600 | 1600 | 70.17 | 75.33 | 2 | 3.17
2025 | MISO_WUMS_2_PJM_ROR | MISO_WUMS | PJM_ROR | Internal | Winter | B20 | 935 | 1600 | 1600 | 61.09 | 69.88 | 2 | 6.79
2025 | NE_2_MISO_W | NE | MISO_W | Internal | Shoulder | B11 | 25 | 1600 | 0 | 78.12 | 78.12 | 5 | 0
2025 | NE_2_MISO_W | NE | MISO_W | Internal | Shoulder | B12 | 200 | 1600 | 0 | 70.85 | 67.41 | 5 | 0
2025 | NE_2_MISO_W | NE | MISO_W | Internal | Shoulder | B13 | 600 | 1600 | 0 | 70.48 | 67.39 | 5 | 0
2025 | NE_2_MISO_W | NE | MISO_W | Internal | Shoulder | B14 | 900 | 1600 | 0 | 61.33 | 54.7 | 5 | 0
2025 | NE_2_MISO_W | NE | MISO_W | Internal | Shoulder | B15 | 1203 | 1600 | 0 | 61.33 | 54.34 | 5 | 0
2025 | NE_2_MISO_W | NE | MISO_W | Internal | Summer | B1 | 10 | 1600 | 0 | 113.33 | 113.33 | 5 | 0
2025 | NE_2_MISO_W | NE | MISO_W | Internal | Summer | B2 | 25 | 1600 | 0 | 109.52 | 109.52 | 5 | 0
2025 | NE_2_MISO_W | NE | MISO_W | Internal | Summer | B3 | 75 | 1600 | 0 | 109.52 | 109.52 | 5 | 0
2025 | NE_2_MISO_W | NE | MISO_W | Internal | Summer | B4 | 100 | 1600 | 0 | 107.26 | 107.26 | 5 | 0
2025 | NE_2_MISO_W | NE | MISO_W | Internal | Summer | B5 | 200 | 1600 | 0 | 101.05 | 101.05 | 5 | 0
2025 | NE_2_MISO_W | NE | MISO_W | Internal | Summer | B6 | 300 | 1600 | 0 | 83.31 | 83.31 | 5 | 0
2025 | NE_2_MISO_W | NE | MISO_W | Internal | Summer | B7 | 400 | 1600 | 0 | 77.56 | 77.56 | 5 | 0
2025 | NE_2_MISO_W | NE | MISO_W | Internal | Summer | B8 | 500 | 1600 | 0 | 69.45 | 65.98 | 5 | 0
2025 | NE_2_MISO_W | NE | MISO_W | Internal | Summer | B9 | 800 | 1600 | 0 | 69.08 | 65.95 | 5 | 0
2025 | NE_2_MISO_W | NE | MISO_W | Internal | Summer | B10 | 1262 | 1600 | 0 | 59.49 | 57.15 | 5 | 0
2025 | NE_2_MISO_W | NE | MISO_W | Internal | Winter | B16 | 25 | 1600 | 0 | 70.17 | 63.17 | 5 | 0
2025 | NE_2_MISO_W | NE | MISO_W | Internal | Winter | B17 | 100 | 1600 | 0 | 70.19 | 63.19 | 5 | 0
2025 | NE_2_MISO_W | NE | MISO_W | Internal | Winter | B18 | 400 | 1600 | 0 | 70.87 | 63.88 | 5 | 0
2025 | NE_2_MISO_W | NE | MISO_W | Internal | Winter | B19 | 700 | 1600 | 0 | 67.13 | 63.88 | 5 | 0
2025 | NE_2_MISO_W | NE | MISO_W | Internal | Winter | B20 | 935 | 1600 | 0 | 63.96 | 56.97 | 5 | 0
2025 | NE_2_SPP_N | NE | SPP_N | Internal | Shoulder | B11 | 25 | 1802 | 948.33 | 78.12 | 78.13 | 0.01 | 0
2025 | NE_2_SPP_N | NE | SPP_N | Internal | Shoulder | B12 | 200 | 1802 | 1471.87 | 70.85 | 70.86 | 0.01 | 0
2025 | NE_2_SPP_N | NE | SPP_N | Internal | Shoulder | B13 | 600 | 1802 | 1606.7 | 70.48 | 70.49 | 0.01 | 0
2025 | NE_2_SPP_N | NE | SPP_N | Internal | Shoulder | B14 | 900 | 1802 | 1802 | 61.33 | 61.7 | 0.01 | 0.36
2025 | NE_2_SPP_N | NE | SPP_N | Internal | Shoulder | B15 | 1203 | 1802 | 1784.38 | 61.33 | 61.34 | 0.01 | 0
2025 | NE_2_SPP_N | NE | SPP_N | Internal | Summer | B1 | 10 | 1802 | 0 | 113.33 | 108.83 | 0.01 | 0
2025 | NE_2_SPP_N | NE | SPP_N | Internal | Summer | B2 | 25 | 1802 | 0 | 109.52 | 109.51 | 0.01 | 0
2025 | NE_2_SPP_N | NE | SPP_N | Internal | Summer | B3 | 75 | 1802 | 190.31 | 109.52 | 109.53 | 0.01 | 0
2025 | NE_2_SPP_N | NE | SPP_N | Internal | Summer | B4 | 100 | 1802 | 328.95 | 107.26 | 107.27 | 0.01 | 0
2025 | NE_2_SPP_N | NE | SPP_N | Internal | Summer | B5 | 200 | 1802 | 262.1 | 101.05 | 101.06 | 0.01 | 0
2025 | NE_2_SPP_N | NE | SPP_N | Internal | Summer | B6 | 300 | 1802 | 1802 | 83.31 | 86.33 | 0.01 | 3
2025 | NE_2_SPP_N | NE | SPP_N | Internal | Summer | B7 | 400 | 1802 | 1716.06 | 77.56 | 77.57 | 0.01 | 0
2025 | NE_2_SPP_N | NE | SPP_N | Internal | Summer | B8 | 500 | 1802 | 1802 | 69.45 | 70.27 | 0.01 | 0.81
2025 | NE_2_SPP_N | NE | SPP_N | Internal | Summer | B9 | 800 | 1802 | 1767.39 | 69.08 | 69.09 | 0.01 | 0
2025 | NE_2_SPP_N | NE | SPP_N | Internal | Summer | B10 | 1262 | 1802 | 1802 | 59.49 | 64.15 | 0.01 | 4.65
2025 | NE_2_SPP_N | NE | SPP_N | Internal | Winter | B16 | 25 | 1802 | 1802 | 70.17 | 73.53 | 0.01 | 3.35
2025 | NE_2_SPP_N | NE | SPP_N | Internal | Winter | B17 | 100 | 1802 | 1802 | 70.19 | 71.1 | 0.01 | 0.89
2025 | NE_2_SPP_N | NE | SPP_N | Internal | Winter | B18 | 400 | 1802 | 1792.88 | 70.87 | 70.88 | 0.01 | 0
2025 | NE_2_SPP_N | NE | SPP_N | Internal | Winter | B19 | 700 | 1802 | 1802 | 67.13 | 68.33 | 0.01 | 1.19
2025 | NE_2_SPP_N | NE | SPP_N | Internal | Winter | B20 | 935 | 1802 | 1761.92 | 63.96 | 63.97 | 0.01 | 0
2025 | NEISO_2_NYISO_A-F | NEISO | NYISO_A-F | Internal | Shoulder | B11 | 25 | 600 | 0 | 57.34 | 60.02 | 3 | 0
2025 | NEISO_2_NYISO_A-F | NEISO | NYISO_A-F | Internal | Shoulder | B12 | 200 | 600 | 168.58 | 65.74 | 68.74 | 3 | 0
2025 | NEISO_2_NYISO_A-F | NEISO | NYISO_A-F | Internal | Shoulder | B13 | 600 | 600 | 0 | 57.34 | 60.02 | 3 | 0
2025 | NEISO_2_NYISO_A-F | NEISO | NYISO_A-F | Internal | Shoulder | B14 | 900 | 600 | 0 | 57.34 | 60.02 | 3 | 0
2025 | NEISO_2_NYISO_A-F | NEISO | NYISO_A-F | Internal | Shoulder | B15 | 1203 | 600 | 0 | 57.34 | 60.02 | 3 | 0
2025 | NEISO_2_NYISO_A-F | NEISO | NYISO_A-F | Internal | Summer | B1 | 10 | 600 | 0 | 100.34 | 74.1 | 3 | 0
2025 | NEISO_2_NYISO_A-F | NEISO | NYISO_A-F | Internal | Summer | B2 | 25 | 600 | 0 | 94.45 | 74.1 | 3 | 0
2025 | NEISO_2_NYISO_A-F | NEISO | NYISO_A-F | Internal | Summer | B3 | 75 | 600 | 0 | 76.31 | 73.31 | 3 | 0
2025 | NEISO_2_NYISO_A-F | NEISO | NYISO_A-F | Internal | Summer | B4 | 100 | 600 | 585.19 | 64.45 | 67.45 | 3 | 0
2025 | NEISO_2_NYISO_A-F | NEISO | NYISO_A-F | Internal | Summer | B5 | 200 | 600 | 600 | 62.6 | 67.45 | 3 | 1.85
2025 | NEISO_2_NYISO_A-F | NEISO | NYISO_A-F | Internal | Summer | B6 | 300 | 600 | 289.72 | 62.6 | 65.6 | 3 | 0
2025 | NEISO_2_NYISO_A-F | NEISO | NYISO_A-F | Internal | Summer | B7 | 400 | 600 | 0 | 62.6 | 61.8 | 3 | 0
2025 | NEISO_2_NYISO_A-F | NEISO | NYISO_A-F | Internal | Summer | B8 | 500 | 600 | 0 | 61.67 | 58.67 | 3 | 0
2025 | NEISO_2_NYISO_A-F | NEISO | NYISO_A-F | Internal | Summer | B9 | 800 | 600 | 0 | 59.94 | 58.45 | 3 | 0
2025 | NEISO_2_NYISO_A-F | NEISO | NYISO_A-F | Internal | Summer | B10 | 1262 | 600 | 494.85 | 55.45 | 58.45 | 3 | 0
2025 | NEISO_2_NYISO_A-F | NEISO | NYISO_A-F | Internal | Winter | B16 | 25 | 600 | 0 | 74.29 | 71.29 | 3 | 0
2025 | NEISO_2_NYISO_A-F | NEISO | NYISO_A-F | Internal | Winter | B17 | 100 | 600 | 0 | 65.67 | 62.67 | 3 | 0
2025 | NEISO_2_NYISO_A-F | NEISO | NYISO_A-F | Internal | Winter | B18 | 400 | 600 | 0 | 65.67 | 62.67 | 3 | 0
2025 | NEISO_2_NYISO_A-F | NEISO | NYISO_A-F | Internal | Winter | B19 | 700 | 600 | 0 | 65.67 | 62.67 | 3 | 0
2025 | NEISO_2_NYISO_A-F | NEISO | NYISO_A-F | Internal | Winter | B20 | 935 | 600 | 0 | 64.46 | 62.67 | 3 | 0
2025 | NEISO_2_NYISO_G-I | NEISO | NYISO_G-I | Internal | Shoulder | B11 | 25 | 600 | 600 | 57.34 | 70.45 | 3 | 10.11
2025 | NEISO_2_NYISO_G-I | NEISO | NYISO_G-I | Internal | Shoulder | B12 | 200 | 600 | 600 | 65.74 | 68.75 | 3 | 0.01
2025 | NEISO_2_NYISO_G-I | NEISO | NYISO_G-I | Internal | Shoulder | B13 | 600 | 600 | 600 | 57.34 | 67.25 | 3 | 6.9
2025 | NEISO_2_NYISO_G-I | NEISO | NYISO_G-I | Internal | Shoulder | B14 | 900 | 600 | 600 | 57.34 | 64.67 | 3 | 4.32
2025 | NEISO_2_NYISO_G-I | NEISO | NYISO_G-I | Internal | Shoulder | B15 | 1203 | 600 | 0 | 57.34 | 60.03 | 3 | 0
2025 | NEISO_2_NYISO_G-I | NEISO | NYISO_G-I | Internal | Summer | B1 | 10 | 600 | 600 | 100.34 | 144.33 | 3 | 40.99
2025 | NEISO_2_NYISO_G-I | NEISO | NYISO_G-I | Internal | Summer | B2 | 25 | 600 | 600 | 94.45 | 103.55 | 3 | 6.1
2025 | NEISO_2_NYISO_G-I | NEISO | NYISO_G-I | Internal | Summer | B3 | 75 | 600 | 600 | 76.31 | 91.87 | 3 | 12.56
2025 | NEISO_2_NYISO_G-I | NEISO | NYISO_G-I | Internal | Summer | B4 | 100 | 600 | 600 | 64.45 | 89.6 | 3 | 22.16
2025 | NEISO_2_NYISO_G-I | NEISO | NYISO_G-I | Internal | Summer | B5 | 200 | 600 | 600 | 62.6 | 89.6 | 3 | 24.01
2025 | NEISO_2_NYISO_G-I | NEISO | NYISO_G-I | Internal | Summer | B6 | 300 | 600 | 600 | 62.6 | 77.33 | 3 | 11.73
2025 | NEISO_2_NYISO_G-I | NEISO | NYISO_G-I | Internal | Summer | B7 | 400 | 600 | 600 | 62.6 | 66.99 | 3 | 1.4
2025 | NEISO_2_NYISO_G-I | NEISO | NYISO_G-I | Internal | Summer | B8 | 500 | 600 | 305.95 | 61.67 | 64.67 | 3 | 0
2025 | NEISO_2_NYISO_G-I | NEISO | NYISO_G-I | Internal | Summer | B9 | 800 | 600 | 399.43 | 59.94 | 62.94 | 3 | 0
2025 | NEISO_2_NYISO_G-I | NEISO | NYISO_G-I | Internal | Summer | B10 | 1262 | 600 | 600 | 55.45 | 58.46 | 3 | 0.01
2025 | NEISO_2_NYISO_G-I | NEISO | NYISO_G-I | Internal | Winter | B16 | 25 | 600 | 600 | 74.29 | 82.69 | 3 | 5.4
2025 | NEISO_2_NYISO_G-I | NEISO | NYISO_G-I | Internal | Winter | B17 | 100 | 600 | 600 | 65.67 | 75.6 | 3 | 6.92
2025 | NEISO_2_NYISO_G-I | NEISO | NYISO_G-I | Internal | Winter | B18 | 400 | 600 | 600 | 65.67 | 75.05 | 3 | 6.38
2025 | NEISO_2_NYISO_G-I | NEISO | NYISO_G-I | Internal | Winter | B19 | 700 | 600 | 461.14 | 65.67 | 68.67 | 3 | 0
2025 | NEISO_2_NYISO_G-I | NEISO | NYISO_G-I | Internal | Winter | B20 | 935 | 600 | 0 | 64.46 | 67.45 | 3 | 0
2025 | NEISO_2_NYISO_J-K | NEISO | NYISO_J-K | Internal | Shoulder | B11 | 25 | 777 | 777 | 57.34 | 70.47 | 3 | 10.12
2025 | NEISO_2_NYISO_J-K | NEISO | NYISO_J-K | Internal | Shoulder | B12 | 200 | 777 | 777 | 65.74 | 68.76 | 3 | 0.02
2025 | NEISO_2_NYISO_J-K | NEISO | NYISO_J-K | Internal | Shoulder | B13 | 600 | 777 | 777 | 57.34 | 67.26 | 3 | 6.91
2025 | NEISO_2_NYISO_J-K | NEISO | NYISO_J-K | Internal | Shoulder | B14 | 900 | 777 | 777 | 57.34 | 64.68 | 3 | 4.33
2025 | NEISO_2_NYISO_J-K | NEISO | NYISO_J-K | Internal | Shoulder | B15 | 1203 | 777 | 0 | 57.34 | 60.04 | 3 | 0
2025 | NEISO_2_NYISO_J-K | NEISO | NYISO_J-K | Internal | Summer | B1 | 10 | 777 | 777 | 100.34 | 144.35 | 3 | 41
2025 | NEISO_2_NYISO_J-K | NEISO | NYISO_J-K | Internal | Summer | B2 | 25 | 777 | 777 | 94.45 | 103.56 | 3 | 6.11
2025 | NEISO_2_NYISO_J-K | NEISO | NYISO_J-K | Internal | Summer | B3 | 75 | 777 | 777 | 76.31 | 91.88 | 3 | 12.57
2025 | NEISO_2_NYISO_J-K | NEISO | NYISO_J-K | Internal | Summer | B4 | 100 | 777 | 777 | 64.45 | 89.61 | 3 | 22.17
2025 | NEISO_2_NYISO_J-K | NEISO | NYISO_J-K | Internal | Summer | B5 | 200 | 777 | 777 | 62.6 | 89.61 | 3 | 24.02
2025 | NEISO_2_NYISO_J-K | NEISO | NYISO_J-K | Internal | Summer | B6 | 300 | 777 | 777 | 62.6 | 77.34 | 3 | 11.74
2025 | NEISO_2_NYISO_J-K | NEISO | NYISO_J-K | Internal | Summer | B7 | 400 | 777 | 777 | 62.6 | 67 | 3 | 1.41
2025 | NEISO_2_NYISO_J-K | NEISO | NYISO_J-K | Internal | Summer | B8 | 500 | 777 | 777 | 61.67 | 64.68 | 3 | 0.01
2025 | NEISO_2_NYISO_J-K | NEISO | NYISO_J-K | Internal | Summer | B9 | 800 | 777 | 777 | 59.94 | 62.95 | 3 | 0.01
2025 | NEISO_2_NYISO_J-K | NEISO | NYISO_J-K | Internal | Summer | B10 | 1262 | 777 | 777 | 55.45 | 58.47 | 3 | 0.02
2025 | NEISO_2_NYISO_J-K | NEISO | NYISO_J-K | Internal | Winter | B16 | 25 | 777 | 777 | 74.29 | 82.71 | 3 | 5.42
2025 | NEISO_2_NYISO_J-K | NEISO | NYISO_J-K | Internal | Winter | B17 | 100 | 777 | 777 | 65.67 | 77.66 | 3 | 8.99
2025 | NEISO_2_NYISO_J-K | NEISO | NYISO_J-K | Internal | Winter | B18 | 400 | 777 | 777 | 65.67 | 77.66 | 3 | 8.99
2025 | NEISO_2_NYISO_J-K | NEISO | NYISO_J-K | Internal | Winter | B19 | 700 | 777 | 777 | 65.67 | 77.66 | 3 | 8.99
2025 | NEISO_2_NYISO_J-K | NEISO | NYISO_J-K | Internal | Winter | B20 | 935 | 777 | 140.67 | 64.46 | 67.46 | 3 | 0
2025 | NonRTO_Midwest_2_MISO_IN | NonRTO_Midwest | MISO_IN | Internal | Shoulder | B11 | 25 | 4450 | 0 | 91.12 | 83.12 | 8 | 0
2025 | NonRTO_Midwest_2_MISO_IN | NonRTO_Midwest | MISO_IN | Internal | Shoulder | B12 | 200 | 4450 | 0 | 83.87 | 75.87 | 8 | 0
2025 | NonRTO_Midwest_2_MISO_IN | NonRTO_Midwest | MISO_IN | Internal | Shoulder | B13 | 600 | 4450 | 0 | 81.33 | 73.33 | 8 | 0
2025 | NonRTO_Midwest_2_MISO_IN | NonRTO_Midwest | MISO_IN | Internal | Shoulder | B14 | 900 | 4450 | 0 | 78.36 | 70.36 | 8 | 0
2025 | NonRTO_Midwest_2_MISO_IN | NonRTO_Midwest | MISO_IN | Internal | Shoulder | B15 | 1203 | 4450 | 0 | 71.65 | 64.14 | 8 | 0
2025 | NonRTO_Midwest_2_MISO_IN | NonRTO_Midwest | MISO_IN | Internal | Summer | B1 | 10 | 4450 | 0 | 116.42 | 113.33 | 8 | 0
2025 | NonRTO_Midwest_2_MISO_IN | NonRTO_Midwest | MISO_IN | Internal | Summer | B2 | 25 | 4450 | 0 | 116.42 | 109.52 | 8 | 0
2025 | NonRTO_Midwest_2_MISO_IN | NonRTO_Midwest | MISO_IN | Internal | Summer | B3 | 75 | 4450 | 0 | 116.42 | 108.42 | 8 | 0
2025 | NonRTO_Midwest_2_MISO_IN | NonRTO_Midwest | MISO_IN | Internal | Summer | B4 | 100 | 4450 | 0 | 115.26 | 107.26 | 8 | 0
2025 | NonRTO_Midwest_2_MISO_IN | NonRTO_Midwest | MISO_IN | Internal | Summer | B5 | 200 | 4450 | 0 | 104.82 | 96.82 | 8 | 0
2025 | NonRTO_Midwest_2_MISO_IN | NonRTO_Midwest | MISO_IN | Internal | Summer | B6 | 300 | 4450 | 0 | 90.65 | 82.65 | 8 | 0
2025 | NonRTO_Midwest_2_MISO_IN | NonRTO_Midwest | MISO_IN | Internal | Summer | B7 | 400 | 4450 | 0 | 86.02 | 78.02 | 8 | 0
2025 | NonRTO_Midwest_2_MISO_IN | NonRTO_Midwest | MISO_IN | Internal | Summer | B8 | 500 | 4450 | 0 | 78.65 | 70.65 | 8 | 0
2025 | NonRTO_Midwest_2_MISO_IN | NonRTO_Midwest | MISO_IN | Internal | Summer | B9 | 800 | 4450 | 0 | 73.96 | 65.96 | 8 | 0
2025 | NonRTO_Midwest_2_MISO_IN | NonRTO_Midwest | MISO_IN | Internal | Summer | B10 | 1262 | 4450 | 0 | 68.2 | 60.2 | 8 | 0
2025 | NonRTO_Midwest_2_MISO_IN | NonRTO_Midwest | MISO_IN | Internal | Winter | B16 | 25 | 4450 | 0 | 94.03 | 86.03 | 8 | 0
2025 | NonRTO_Midwest_2_MISO_IN | NonRTO_Midwest | MISO_IN | Internal | Winter | B17 | 100 | 4450 | 0 | 84.88 | 76.88 | 8 | 0
2025 | NonRTO_Midwest_2_MISO_IN | NonRTO_Midwest | MISO_IN | Internal | Winter | B18 | 400 | 4450 | 0 | 83.87 | 75.87 | 8 | 0
2025 | NonRTO_Midwest_2_MISO_IN | NonRTO_Midwest | MISO_IN | Internal | Winter | B19 | 700 | 4450 | 0 | 81.32 | 73.32 | 8 | 0
2025 | NonRTO_Midwest_2_MISO_IN | NonRTO_Midwest | MISO_IN | Internal | Winter | B20 | 935 | 4450 | 0 | 74.75 | 66.75 | 8 | 0
2025 | NonRTO_Midwest_2_TVA_Transmission | NonRTO_Midwest | TVA_Transmission | Internal | Shoulder | B11 | 25 | 2400 | 0 | 91.12 | 91.13 | 8 | 0
2025 | NonRTO_Midwest_2_TVA_Transmission | NonRTO_Midwest | TVA_Transmission | Internal | Shoulder | B12 | 200 | 2400 | 0 | 83.87 | 79.14 | 8 | 0
2025 | NonRTO_Midwest_2_TVA_Transmission | NonRTO_Midwest | TVA_Transmission | Internal | Shoulder | B13 | 600 | 2400 | 0 | 81.33 | 76.88 | 8 | 0
2025 | NonRTO_Midwest_2_TVA_Transmission | NonRTO_Midwest | TVA_Transmission | Internal | Shoulder | B14 | 900 | 2400 | 0 | 78.36 | 74.99 | 8 | 0
2025 | NonRTO_Midwest_2_TVA_Transmission | NonRTO_Midwest | TVA_Transmission | Internal | Shoulder | B15 | 1203 | 2400 | 0 | 71.65 | 72.15 | 8 | 0
2025 | NonRTO_Midwest_2_TVA_Transmission | NonRTO_Midwest | TVA_Transmission | Internal | Summer | B1 | 10 | 2400 | 0 | 116.42 | 121.34 | 8 | 0
2025 | NonRTO_Midwest_2_TVA_Transmission | NonRTO_Midwest | TVA_Transmission | Internal | Summer | B2 | 25 | 2400 | 0 | 116.42 | 117.53 | 8 | 0
2025 | NonRTO_Midwest_2_TVA_Transmission | NonRTO_Midwest | TVA_Transmission | Internal | Summer | B3 | 75 | 2400 | 0 | 116.42 | 115.27 | 8 | 0
2025 | NonRTO_Midwest_2_TVA_Transmission | NonRTO_Midwest | TVA_Transmission | Internal | Summer | B4 | 100 | 2400 | 0 | 115.26 | 115.27 | 8 | 0
2025 | NonRTO_Midwest_2_TVA_Transmission | NonRTO_Midwest | TVA_Transmission | Internal | Summer | B5 | 200 | 2400 | 0 | 104.82 | 109.06 | 8 | 0
2025 | NonRTO_Midwest_2_TVA_Transmission | NonRTO_Midwest | TVA_Transmission | Internal | Summer | B6 | 300 | 2400 | 0 | 90.65 | 91.33 | 8 | 0
2025 | NonRTO_Midwest_2_TVA_Transmission | NonRTO_Midwest | TVA_Transmission | Internal | Summer | B7 | 400 | 2400 | 0 | 86.02 | 86.03 | 8 | 0
2025 | NonRTO_Midwest_2_TVA_Transmission | NonRTO_Midwest | TVA_Transmission | Internal | Summer | B8 | 500 | 2400 | 0 | 78.65 | 77.37 | 8 | 0
2025 | NonRTO_Midwest_2_TVA_Transmission | NonRTO_Midwest | TVA_Transmission | Internal | Summer | B9 | 800 | 2400 | 0 | 73.96 | 71.76 | 8 | 0
2025 | NonRTO_Midwest_2_TVA_Transmission | NonRTO_Midwest | TVA_Transmission | Internal | Summer | B10 | 1262 | 2400 | 0 | 68.2 | 65.73 | 8 | 0
2025 | NonRTO_Midwest_2_TVA_Transmission | NonRTO_Midwest | TVA_Transmission | Internal | Winter | B16 | 25 | 2400 | 0 | 94.03 | 94.05 | 8 | 0
2025 | NonRTO_Midwest_2_TVA_Transmission | NonRTO_Midwest | TVA_Transmission | Internal | Winter | B17 | 100 | 2400 | 0 | 84.88 | 82.4 | 8 | 0
2025 | NonRTO_Midwest_2_TVA_Transmission | NonRTO_Midwest | TVA_Transmission | Internal | Winter | B18 | 400 | 2400 | 0 | 83.87 | 79.76 | 8 | 0
2025 | NonRTO_Midwest_2_TVA_Transmission | NonRTO_Midwest | TVA_Transmission | Internal | Winter | B19 | 700 | 2400 | 0 | 81.32 | 77.67 | 8 | 0
2025 | NonRTO_Midwest_2_TVA_Transmission | NonRTO_Midwest | TVA_Transmission | Internal | Winter | B20 | 935 | 2400 | 0 | 74.75 | 74.77 | 8 | 0
2025 | NYISO_A-F_2_NEISO | NYISO_A-F | NEISO | Internal | Shoulder | B11 | 25 | 600 | 0 | 60.02 | 57.34 | 3 | 0
2025 | NYISO_A-F_2_NEISO | NYISO_A-F | NEISO | Internal | Shoulder | B12 | 200 | 600 | 0 | 68.74 | 65.74 | 3 | 0
2025 | NYISO_A-F_2_NEISO | NYISO_A-F | NEISO | Internal | Shoulder | B13 | 600 | 600 | 0 | 60.02 | 57.34 | 3 | 0
2025 | NYISO_A-F_2_NEISO | NYISO_A-F | NEISO | Internal | Shoulder | B14 | 900 | 600 | 0 | 60.02 | 57.34 | 3 | 0
2025 | NYISO_A-F_2_NEISO | NYISO_A-F | NEISO | Internal | Shoulder | B15 | 1203 | 600 | 0 | 60.02 | 57.34 | 3 | 0
2025 | NYISO_A-F_2_NEISO | NYISO_A-F | NEISO | Internal | Summer | B1 | 10 | 600 | 600 | 74.1 | 100.34 | 3 | 23.25
2025 | NYISO_A-F_2_NEISO | NYISO_A-F | NEISO | Internal | Summer | B2 | 25 | 600 | 600 | 74.1 | 94.45 | 3 | 17.35
2025 | NYISO_A-F_2_NEISO | NYISO_A-F | NEISO | Internal | Summer | B3 | 75 | 600 | 172.45 | 73.31 | 76.31 | 3 | 0
2025 | NYISO_A-F_2_NEISO | NYISO_A-F | NEISO | Internal | Summer | B4 | 100 | 600 | 0 | 67.45 | 64.45 | 3 | 0
2025 | NYISO_A-F_2_NEISO | NYISO_A-F | NEISO | Internal | Summer | B5 | 200 | 600 | 0 | 67.45 | 62.6 | 3 | 0
2025 | NYISO_A-F_2_NEISO | NYISO_A-F | NEISO | Internal | Summer | B6 | 300 | 600 | 0 | 65.6 | 62.6 | 3 | 0
2025 | NYISO_A-F_2_NEISO | NYISO_A-F | NEISO | Internal | Summer | B7 | 400 | 600 | 0 | 61.8 | 62.6 | 3 | 0
2025 | NYISO_A-F_2_NEISO | NYISO_A-F | NEISO | Internal | Summer | B8 | 500 | 600 | 421.75 | 58.67 | 61.67 | 3 | 0
2025 | NYISO_A-F_2_NEISO | NYISO_A-F | NEISO | Internal | Summer | B9 | 800 | 600 | 0 | 58.45 | 59.94 | 3 | 0
2025 | NYISO_A-F_2_NEISO | NYISO_A-F | NEISO | Internal | Summer | B10 | 1262 | 600 | 0 | 58.45 | 55.45 | 3 | 0
2025 | NYISO_A-F_2_NEISO | NYISO_A-F | NEISO | Internal | Winter | B16 | 25 | 600 | 576.98 | 71.29 | 74.29 | 3 | 0
2025 | NYISO_A-F_2_NEISO | NYISO_A-F | NEISO | Internal | Winter | B17 | 100 | 600 | 388.24 | 62.67 | 65.67 | 3 | 0
2025 | NYISO_A-F_2_NEISO | NYISO_A-F | NEISO | Internal | Winter | B18 | 400 | 600 | 572.44 | 62.67 | 65.67 | 3 | 0
2025 | NYISO_A-F_2_NEISO | NYISO_A-F | NEISO | Internal | Winter | B19 | 700 | 600 | 581.13 | 62.67 | 65.67 | 3 | 0
2025 | NYISO_A-F_2_NEISO | NYISO_A-F | NEISO | Internal | Winter | B20 | 935 | 600 | 0 | 62.67 | 64.46 | 3 | 0
2025 | NYISO_A-F_2_NYISO_G-I | NYISO_A-F | NYISO_G-I | Internal | Shoulder | B11 | 25 | 5843 | 5843 | 60.02 | 70.45 | 0.01 | 10.42
2025 | NYISO_A-F_2_NYISO_G-I | NYISO_A-F | NYISO_G-I | Internal | Shoulder | B12 | 200 | 5843 | 5743.65 | 68.74 | 68.75 | 0.01 | 0
2025 | NYISO_A-F_2_NYISO_G-I | NYISO_A-F | NYISO_G-I | Internal | Shoulder | B13 | 600 | 5843 | 5843 | 60.02 | 67.25 | 0.01 | 7.21
2025 | NYISO_A-F_2_NYISO_G-I | NYISO_A-F | NYISO_G-I | Internal | Shoulder | B14 | 900 | 5843 | 5843 | 60.02 | 64.67 | 0.01 | 4.63
2025 | NYISO_A-F_2_NYISO_G-I | NYISO_A-F | NYISO_G-I | Internal | Shoulder | B15 | 1203 | 5843 | 5049.47 | 60.02 | 60.03 | 0.01 | 0
2025 | NYISO_A-F_2_NYISO_G-I | NYISO_A-F | NYISO_G-I | Internal | Summer | B1 | 10 | 5843 | 5843 | 74.1 | 144.33 | 0.01 | 70.22
2025 | NYISO_A-F_2_NYISO_G-I | NYISO_A-F | NYISO_G-I | Internal | Summer | B2 | 25 | 5843 | 5843 | 74.1 | 103.55 | 0.01 | 29.44
2025 | NYISO_A-F_2_NYISO_G-I | NYISO_A-F | NYISO_G-I | Internal | Summer | B3 | 75 | 5843 | 5843 | 73.31 | 91.87 | 0.01 | 18.55
2025 | NYISO_A-F_2_NYISO_G-I | NYISO_A-F | NYISO_G-I | Internal | Summer | B4 | 100 | 5843 | 5843 | 67.45 | 89.6 | 0.01 | 22.15
2025 | NYISO_A-F_2_NYISO_G-I | NYISO_A-F | NYISO_G-I | Internal | Summer | B5 | 200 | 5843 | 5843 | 67.45 | 89.6 | 0.01 | 22.15
2025 | NYISO_A-F_2_NYISO_G-I | NYISO_A-F | NYISO_G-I | Internal | Summer | B6 | 300 | 5843 | 5843 | 65.6 | 77.33 | 0.01 | 11.72
2025 | NYISO_A-F_2_NYISO_G-I | NYISO_A-F | NYISO_G-I | Internal | Summer | B7 | 400 | 5843 | 5843 | 61.8 | 66.99 | 0.01 | 5.18
2025 | NYISO_A-F_2_NYISO_G-I | NYISO_A-F | NYISO_G-I | Internal | Summer | B8 | 500 | 5843 | 5843 | 58.67 | 64.67 | 0.01 | 5.99
2025 | NYISO_A-F_2_NYISO_G-I | NYISO_A-F | NYISO_G-I | Internal | Summer | B9 | 800 | 5843 | 5843 | 58.45 | 62.94 | 0.01 | 4.47
2025 | NYISO_A-F_2_NYISO_G-I | NYISO_A-F | NYISO_G-I | Internal | Summer | B10 | 1262 | 5843 | 4123.92 | 58.45 | 58.46 | 0.01 | 0
2025 | NYISO_A-F_2_NYISO_G-I | NYISO_A-F | NYISO_G-I | Internal | Winter | B16 | 25 | 5843 | 5843 | 71.29 | 82.69 | 0.01 | 11.39
2025 | NYISO_A-F_2_NYISO_G-I | NYISO_A-F | NYISO_G-I | Internal | Winter | B17 | 100 | 5843 | 5843 | 62.67 | 75.6 | 0.01 | 12.91
2025 | NYISO_A-F_2_NYISO_G-I | NYISO_A-F | NYISO_G-I | Internal | Winter | B18 | 400 | 5843 | 5843 | 62.67 | 75.05 | 0.01 | 12.37
2025 | NYISO_A-F_2_NYISO_G-I | NYISO_A-F | NYISO_G-I | Internal | Winter | B19 | 700 | 5843 | 5843 | 62.67 | 68.67 | 0.01 | 5.99
2025 | NYISO_A-F_2_NYISO_G-I | NYISO_A-F | NYISO_G-I | Internal | Winter | B20 | 935 | 5843 | 5843 | 62.67 | 67.45 | 0.01 | 4.76
2025 | NYISO_A-F_2_PJM_ROM | NYISO_A-F | PJM_ROM | Internal | Shoulder | B11 | 25 | 1000 | 1000 | 60.02 | 85.14 | 8 | 17.12
2025 | NYISO_A-F_2_PJM_ROM | NYISO_A-F | PJM_ROM | Internal | Shoulder | B12 | 200 | 1000 | 1000 | 68.74 | 78.12 | 8 | 1.38
2025 | NYISO_A-F_2_PJM_ROM | NYISO_A-F | PJM_ROM | Internal | Shoulder | B13 | 600 | 1000 | 1000 | 60.02 | 75.32 | 8 | 7.3
2025 | NYISO_A-F_2_PJM_ROM | NYISO_A-F | PJM_ROM | Internal | Shoulder | B14 | 900 | 1000 | 1000 | 60.02 | 72.68 | 8 | 4.66
2025 | NYISO_A-F_2_PJM_ROM | NYISO_A-F | PJM_ROM | Internal | Shoulder | B15 | 1203 | 1000 | 0 | 60.02 | 67.75 | 8 | 0
2025 | NYISO_A-F_2_PJM_ROM | NYISO_A-F | PJM_ROM | Internal | Summer | B1 | 10 | 1000 | 1000 | 74.1 | 152.33 | 8 | 70.24
2025 | NYISO_A-F_2_PJM_ROM | NYISO_A-F | PJM_ROM | Internal | Summer | B2 | 25 | 1000 | 1000 | 74.1 | 111.54 | 8 | 29.44
2025 | NYISO_A-F_2_PJM_ROM | NYISO_A-F | PJM_ROM | Internal | Summer | B3 | 75 | 1000 | 1000 | 73.31 | 109.28 | 8 | 27.97
2025 | NYISO_A-F_2_PJM_ROM | NYISO_A-F | PJM_ROM | Internal | Summer | B4 | 100 | 1000 | 1000 | 67.45 | 109.28 | 8 | 33.84
2025 | NYISO_A-F_2_PJM_ROM | NYISO_A-F | PJM_ROM | Internal | Summer | B5 | 200 | 1000 | 1000 | 67.45 | 103.07 | 8 | 27.63
2025 | NYISO_A-F_2_PJM_ROM | NYISO_A-F | PJM_ROM | Internal | Summer | B6 | 300 | 1000 | 1000 | 65.6 | 85.34 | 8 | 11.74
2025 | NYISO_A-F_2_PJM_ROM | NYISO_A-F | PJM_ROM | Internal | Summer | B7 | 400 | 1000 | 1000 | 61.8 | 80.04 | 8 | 10.24
2025 | NYISO_A-F_2_PJM_ROM | NYISO_A-F | PJM_ROM | Internal | Summer | B8 | 500 | 1000 | 1000 | 58.67 | 72.68 | 8 | 6.01
2025 | NYISO_A-F_2_PJM_ROM | NYISO_A-F | PJM_ROM | Internal | Summer | B9 | 800 | 1000 | 1000 | 58.45 | 67.99 | 8 | 1.54
2025 | NYISO_A-F_2_PJM_ROM | NYISO_A-F | PJM_ROM | Internal | Summer | B10 | 1262 | 1000 | 0 | 58.45 | 62.23 | 8 | 0
2025 | NYISO_A-F_2_PJM_ROM | NYISO_A-F | PJM_ROM | Internal | Winter | B16 | 25 | 1000 | 1000 | 71.29 | 95.55 | 8 | 16.26
2025 | NYISO_A-F_2_PJM_ROM | NYISO_A-F | PJM_ROM | Internal | Winter | B17 | 100 | 1000 | 1000 | 62.67 | 83.61 | 8 | 12.94
2025 | NYISO_A-F_2_PJM_ROM | NYISO_A-F | PJM_ROM | Internal | Winter | B18 | 400 | 1000 | 1000 | 62.67 | 79.98 | 8 | 9.31
2025 | NYISO_A-F_2_PJM_ROM | NYISO_A-F | PJM_ROM | Internal | Winter | B19 | 700 | 1000 | 1000 | 62.67 | 75.35 | 8 | 4.67
2025 | NYISO_A-F_2_PJM_ROM | NYISO_A-F | PJM_ROM | Internal | Winter | B20 | 935 | 1000 | 0 | 62.67 | 69.89 | 8 | 0
2025 | NYISO_G-I_2_NYISO_A-F | NYISO_G-I | NYISO_A-F | Internal | Shoulder | B11 | 25 | 3592 | 0 | 70.45 | 60.02 | 0.01 | 0
2025 | NYISO_G-I_2_NYISO_A-F | NYISO_G-I | NYISO_A-F | Internal | Shoulder | B12 | 200 | 3592 | 0 | 68.75 | 68.74 | 0.01 | 0
2025 | NYISO_G-I_2_NYISO_A-F | NYISO_G-I | NYISO_A-F | Internal | Shoulder | B13 | 600 | 3592 | 0 | 67.25 | 60.02 | 0.01 | 0
2025 | NYISO_G-I_2_NYISO_A-F | NYISO_G-I | NYISO_A-F | Internal | Shoulder | B14 | 900 | 3592 | 0 | 64.67 | 60.02 | 0.01 | 0
2025 | NYISO_G-I_2_NYISO_A-F | NYISO_G-I | NYISO_A-F | Internal | Shoulder | B15 | 1203 | 3592 | 0 | 60.03 | 60.02 | 0.01 | 0
2025 | NYISO_G-I_2_NYISO_A-F | NYISO_G-I | NYISO_A-F | Internal | Summer | B1 | 10 | 3592 | 0 | 144.33 | 74.1 | 0.01 | 0
2025 | NYISO_G-I_2_NYISO_A-F | NYISO_G-I | NYISO_A-F | Internal | Summer | B2 | 25 | 3592 | 0 | 103.55 | 74.1 | 0.01 | 0
2025 | NYISO_G-I_2_NYISO_A-F | NYISO_G-I | NYISO_A-F | Internal | Summer | B3 | 75 | 3592 | 0 | 91.87 | 73.31 | 0.01 | 0
2025 | NYISO_G-I_2_NYISO_A-F | NYISO_G-I | NYISO_A-F | Internal | Summer | B4 | 100 | 3592 | 0 | 89.6 | 67.45 | 0.01 | 0
2025 | NYISO_G-I_2_NYISO_A-F | NYISO_G-I | NYISO_A-F | Internal | Summer | B5 | 200 | 3592 | 0 | 89.6 | 67.45 | 0.01 | 0
2025 | NYISO_G-I_2_NYISO_A-F | NYISO_G-I | NYISO_A-F | Internal | Summer | B6 | 300 | 3592 | 0 | 77.33 | 65.6 | 0.01 | 0
2025 | NYISO_G-I_2_NYISO_A-F | NYISO_G-I | NYISO_A-F | Internal | Summer | B7 | 400 | 3592 | 0 | 66.99 | 61.8 | 0.01 | 0
2025 | NYISO_G-I_2_NYISO_A-F | NYISO_G-I | NYISO_A-F | Internal | Summer | B8 | 500 | 3592 | 0 | 64.67 | 58.67 | 0.01 | 0
2025 | NYISO_G-I_2_NYISO_A-F | NYISO_G-I | NYISO_A-F | Internal | Summer | B9 | 800 | 3592 | 0 | 62.94 | 58.45 | 0.01 | 0
2025 | NYISO_G-I_2_NYISO_A-F | NYISO_G-I | NYISO_A-F | Internal | Summer | B10 | 1262 | 3592 | 0 | 58.46 | 58.45 | 0.01 | 0
2025 | NYISO_G-I_2_NYISO_A-F | NYISO_G-I | NYISO_A-F | Internal | Winter | B16 | 25 | 3592 | 0 | 82.69 | 71.29 | 0.01 | 0
2025 | NYISO_G-I_2_NYISO_A-F | NYISO_G-I | NYISO_A-F | Internal | Winter | B17 | 100 | 3592 | 0 | 75.6 | 62.67 | 0.01 | 0
2025 | NYISO_G-I_2_NYISO_A-F | NYISO_G-I | NYISO_A-F | Internal | Winter | B18 | 400 | 3592 | 0 | 75.05 | 62.67 | 0.01 | 0
2025 | NYISO_G-I_2_NYISO_A-F | NYISO_G-I | NYISO_A-F | Internal | Winter | B19 | 700 | 3592 | 0 | 68.67 | 62.67 | 0.01 | 0
2025 | NYISO_G-I_2_NYISO_A-F | NYISO_G-I | NYISO_A-F | Internal | Winter | B20 | 935 | 3592 | 0 | 67.45 | 62.67 | 0.01 | 0
2025 | NYISO_G-I_2_NYISO_J-K | NYISO_G-I | NYISO_J-K | Internal | Shoulder | B11 | 25 | 6130 | 5191.4 | 70.45 | 70.47 | 0.01 | 0
2025 | NYISO_G-I_2_NYISO_J-K | NYISO_G-I | NYISO_J-K | Internal | Shoulder | B12 | 200 | 6130 | 5154.63 | 68.75 | 68.76 | 0.01 | 0
2025 | NYISO_G-I_2_NYISO_J-K | NYISO_G-I | NYISO_J-K | Internal | Shoulder | B13 | 600 | 6130 | 4871.45 | 67.25 | 67.26 | 0.01 | 0
2025 | NYISO_G-I_2_NYISO_J-K | NYISO_G-I | NYISO_J-K | Internal | Shoulder | B14 | 900 | 6130 | 5893.78 | 64.67 | 64.68 | 0.01 | 0
2025 | NYISO_G-I_2_NYISO_J-K | NYISO_G-I | NYISO_J-K | Internal | Shoulder | B15 | 1203 | 6130 | 4995.75 | 60.03 | 60.04 | 0.01 | 0
2025 | NYISO_G-I_2_NYISO_J-K | NYISO_G-I | NYISO_J-K | Internal | Summer | B1 | 10 | 6130 | 4239.28 | 144.33 | 144.35 | 0.01 | 0
2025 | NYISO_G-I_2_NYISO_J-K | NYISO_G-I | NYISO_J-K | Internal | Summer | B2 | 25 | 6130 | 4970.22 | 103.55 | 103.56 | 0.01 | 0
2025 | NYISO_G-I_2_NYISO_J-K | NYISO_G-I | NYISO_J-K | Internal | Summer | B3 | 75 | 6130 | 4731.76 | 91.87 | 91.88 | 0.01 | 0
2025 | NYISO_G-I_2_NYISO_J-K | NYISO_G-I | NYISO_J-K | Internal | Summer | B4 | 100 | 6130 | 4993.86 | 89.6 | 89.61 | 0.01 | 0
2025 | NYISO_G-I_2_NYISO_J-K | NYISO_G-I | NYISO_J-K | Internal | Summer | B5 | 200 | 6130 | 5128.94 | 89.6 | 89.61 | 0.01 | 0
2025 | NYISO_G-I_2_NYISO_J-K | NYISO_G-I | NYISO_J-K | Internal | Summer | B6 | 300 | 6130 | 5837.07 | 77.33 | 77.34 | 0.01 | 0
2025 | NYISO_G-I_2_NYISO_J-K | NYISO_G-I | NYISO_J-K | Internal | Summer | B7 | 400 | 6130 | 5489.93 | 66.99 | 67 | 0.01 | 0
2025 | NYISO_G-I_2_NYISO_J-K | NYISO_G-I | NYISO_J-K | Internal | Summer | B8 | 500 | 6130 | 5582.01 | 64.67 | 64.68 | 0.01 | 0
2025 | NYISO_G-I_2_NYISO_J-K | NYISO_G-I | NYISO_J-K | Internal | Summer | B9 | 800 | 6130 | 6079.13 | 62.94 | 62.95 | 0.01 | 0
2025 | NYISO_G-I_2_NYISO_J-K | NYISO_G-I | NYISO_J-K | Internal | Summer | B10 | 1262 | 6130 | 5009.26 | 58.46 | 58.47 | 0.01 | 0
2025 | NYISO_G-I_2_NYISO_J-K | NYISO_G-I | NYISO_J-K | Internal | Winter | B16 | 25 | 6130 | 5176.95 | 82.69 | 82.71 | 0.01 | 0
2025 | NYISO_G-I_2_NYISO_J-K | NYISO_G-I | NYISO_J-K | Internal | Winter | B17 | 100 | 6130 | 6130 | 75.6 | 77.66 | 0.01 | 2.05
2025 | NYISO_G-I_2_NYISO_J-K | NYISO_G-I | NYISO_J-K | Internal | Winter | B18 | 400 | 6130 | 6130 | 75.05 | 77.66 | 0.01 | 2.6
2025 | NYISO_G-I_2_NYISO_J-K | NYISO_G-I | NYISO_J-K | Internal | Winter | B19 | 700 | 6130 | 6130 | 68.67 | 77.66 | 0.01 | 8.98
2025 | NYISO_G-I_2_NYISO_J-K | NYISO_G-I | NYISO_J-K | Internal | Winter | B20 | 935 | 6130 | 6079.24 | 67.45 | 67.46 | 0.01 | 0
2025 | NYISO_G-I_2_PJM_E | NYISO_G-I | PJM_E | Internal | Shoulder | B11 | 25 | 1500 | 1500 | 70.45 | 85.13 | 8 | 6.68
2025 | NYISO_G-I_2_PJM_E | NYISO_G-I | PJM_E | Internal | Shoulder | B12 | 200 | 1500 | 1500 | 68.75 | 78.1 | 8 | 1.35
2025 | NYISO_G-I_2_PJM_E | NYISO_G-I | PJM_E | Internal | Shoulder | B13 | 600 | 1500 | 1500 | 67.25 | 75.31 | 8 | 0.06
2025 | NYISO_G-I_2_PJM_E | NYISO_G-I | PJM_E | Internal | Shoulder | B14 | 900 | 1500 | 67.9 | 64.67 | 72.67 | 8 | 0
2025 | NYISO_G-I_2_PJM_E | NYISO_G-I | PJM_E | Internal | Shoulder | B15 | 1203 | 1500 | 0 | 60.03 | 67.73 | 8 | 0
2025 | NYISO_G-I_2_PJM_E | NYISO_G-I | PJM_E | Internal | Summer | B1 | 10 | 1500 | 1499.99 | 144.33 | 152.35 | 8 | 0.01
2025 | NYISO_G-I_2_PJM_E | NYISO_G-I | PJM_E | Internal | Summer | B2 | 25 | 1500 | 861.28 | 103.55 | 111.55 | 8 | 0
2025 | NYISO_G-I_2_PJM_E | NYISO_G-I | PJM_E | Internal | Summer | B3 | 75 | 1500 | 1500 | 91.87 | 109.27 | 8 | 9.4
2025 | NYISO_G-I_2_PJM_E | NYISO_G-I | PJM_E | Internal | Summer | B4 | 100 | 1500 | 1500 | 89.6 | 109.27 | 8 | 11.67
2025 | NYISO_G-I_2_PJM_E | NYISO_G-I | PJM_E | Internal | Summer | B5 | 200 | 1500 | 1500 | 89.6 | 103.06 | 8 | 5.46
2025 | NYISO_G-I_2_PJM_E | NYISO_G-I | PJM_E | Internal | Summer | B6 | 300 | 1500 | 984.33 | 77.33 | 85.33 | 8 | 0
2025 | NYISO_G-I_2_PJM_E | NYISO_G-I | PJM_E | Internal | Summer | B7 | 400 | 1500 | 1500 | 66.99 | 80.03 | 8 | 5.04
2025 | NYISO_G-I_2_PJM_E | NYISO_G-I | PJM_E | Internal | Summer | B8 | 500 | 1500 | 1265.22 | 64.67 | 72.67 | 8 | 0
2025 | NYISO_G-I_2_PJM_E | NYISO_G-I | PJM_E | Internal | Summer | B9 | 800 | 1500 | 0 | 62.94 | 67.98 | 8 | 0
2025 | NYISO_G-I_2_PJM_E | NYISO_G-I | PJM_E | Internal | Summer | B10 | 1262 | 1500 | 0 | 58.46 | 62.21 | 8 | 0
2025 | NYISO_G-I_2_PJM_E | NYISO_G-I | PJM_E | Internal | Winter | B16 | 25 | 1500 | 1500 | 82.69 | 95.54 | 8 | 4.85
2025 | NYISO_G-I_2_PJM_E | NYISO_G-I | PJM_E | Internal | Winter | B17 | 100 | 1500 | 655.73 | 75.6 | 83.6 | 8 | 0
2025 | NYISO_G-I_2_PJM_E | NYISO_G-I | PJM_E | Internal | Winter | B18 | 400 | 1500 | 0 | 75.05 | 79.97 | 8 | 0
2025 | NYISO_G-I_2_PJM_E | NYISO_G-I | PJM_E | Internal | Winter | B19 | 700 | 1500 | 0 | 68.67 | 75.33 | 8 | 0
2025 | NYISO_G-I_2_PJM_E | NYISO_G-I | PJM_E | Internal | Winter | B20 | 935 | 1500 | 0 | 67.45 | 69.88 | 8 | 0
2025 | NYISO_J-K_2_NYISO_G-I | NYISO_J-K | NYISO_G-I | Internal | Shoulder | B11 | 25 | 1999 | 0 | 70.47 | 70.45 | 0.01 | 0
2025 | NYISO_J-K_2_NYISO_G-I | NYISO_J-K | NYISO_G-I | Internal | Shoulder | B12 | 200 | 1999 | 0 | 68.76 | 68.75 | 0.01 | 0
2025 | NYISO_J-K_2_NYISO_G-I | NYISO_J-K | NYISO_G-I | Internal | Shoulder | B13 | 600 | 1999 | 0 | 67.26 | 67.25 | 0.01 | 0
2025 | NYISO_J-K_2_NYISO_G-I | NYISO_J-K | NYISO_G-I | Internal | Shoulder | B14 | 900 | 1999 | 0 | 64.68 | 64.67 | 0.01 | 0
2025 | NYISO_J-K_2_NYISO_G-I | NYISO_J-K | NYISO_G-I | Internal | Shoulder | B15 | 1203 | 1999 | 0 | 60.04 | 60.03 | 0.01 | 0
2025 | NYISO_J-K_2_NYISO_G-I | NYISO_J-K | NYISO_G-I | Internal | Summer | B1 | 10 | 1999 | 0 | 144.35 | 144.33 | 0.01 | 0
2025 | NYISO_J-K_2_NYISO_G-I | NYISO_J-K | NYISO_G-I | Internal | Summer | B2 | 25 | 1999 | 0 | 103.56 | 103.55 | 0.01 | 0
2025 | NYISO_J-K_2_NYISO_G-I | NYISO_J-K | NYISO_G-I | Internal | Summer | B3 | 75 | 1999 | 0 | 91.88 | 91.87 | 0.01 | 0
2025 | NYISO_J-K_2_NYISO_G-I | NYISO_J-K | NYISO_G-I | Internal | Summer | B4 | 100 | 1999 | 0 | 89.61 | 89.6 | 0.01 | 0
2025 | NYISO_J-K_2_NYISO_G-I | NYISO_J-K | NYISO_G-I | Internal | Summer | B5 | 200 | 1999 | 0 | 89.61 | 89.6 | 0.01 | 0
2025 | NYISO_J-K_2_NYISO_G-I | NYISO_J-K | NYISO_G-I | Internal | Summer | B6 | 300 | 1999 | 0 | 77.34 | 77.33 | 0.01 | 0
2025 | NYISO_J-K_2_NYISO_G-I | NYISO_J-K | NYISO_G-I | Internal | Summer | B7 | 400 | 1999 | 0 | 67 | 66.99 | 0.01 | 0
2025 | NYISO_J-K_2_NYISO_G-I | NYISO_J-K | NYISO_G-I | Internal | Summer | B8 | 500 | 1999 | 0 | 64.68 | 64.67 | 0.01 | 0
2025 | NYISO_J-K_2_NYISO_G-I | NYISO_J-K | NYISO_G-I | Internal | Summer | B9 | 800 | 1999 | 0 | 62.95 | 62.94 | 0.01 | 0
2025 | NYISO_J-K_2_NYISO_G-I | NYISO_J-K | NYISO_G-I | Internal | Summer | B10 | 1262 | 1999 | 0 | 58.47 | 58.46 | 0.01 | 0
2025 | NYISO_J-K_2_NYISO_G-I | NYISO_J-K | NYISO_G-I | Internal | Winter | B16 | 25 | 1999 | 0 | 82.71 | 82.69 | 0.01 | 0
2025 | NYISO_J-K_2_NYISO_G-I | NYISO_J-K | NYISO_G-I | Internal | Winter | B17 | 100 | 1999 | 0 | 77.66 | 75.6 | 0.01 | 0
2025 | NYISO_J-K_2_NYISO_G-I | NYISO_J-K | NYISO_G-I | Internal | Winter | B18 | 400 | 1999 | 0 | 77.66 | 75.05 | 0.01 | 0
2025 | NYISO_J-K_2_NYISO_G-I | NYISO_J-K | NYISO_G-I | Internal | Winter | B19 | 700 | 1999 | 0 | 77.66 | 68.67 | 0.01 | 0
2025 | NYISO_J-K_2_NYISO_G-I | NYISO_J-K | NYISO_G-I | Internal | Winter | B20 | 935 | 1999 | 0 | 67.46 | 67.45 | 0.01 | 0
2025 | NYISO_J-K_2_PJM_E | NYISO_J-K | PJM_E | Internal | Shoulder | B11 | 25 | 330 | 330 | 70.47 | 85.13 | 8 | 6.66
2025 | NYISO_J-K_2_PJM_E | NYISO_J-K | PJM_E | Internal | Shoulder | B12 | 200 | 330 | 330 | 68.76 | 78.1 | 8 | 1.34
2025 | NYISO_J-K_2_PJM_E | NYISO_J-K | PJM_E | Internal | Shoulder | B13 | 600 | 330 | 330 | 67.26 | 75.31 | 8 | 0.05
2025 | NYISO_J-K_2_PJM_E | NYISO_J-K | PJM_E | Internal | Shoulder | B14 | 900 | 330 | 0 | 64.68 | 72.67 | 8 | 0
2025 | NYISO_J-K_2_PJM_E | NYISO_J-K | PJM_E | Internal | Shoulder | B15 | 1203 | 330 | 0 | 60.04 | 67.73 | 8 | 0
2025 | NYISO_J-K_2_PJM_E | NYISO_J-K | PJM_E | Internal | Summer | B1 | 10 | 330 | 76.01 | 144.35 | 152.35 | 8 | 0
2025 | NYISO_J-K_2_PJM_E | NYISO_J-K | PJM_E | Internal | Summer | B2 | 25 | 330 | 0 | 103.56 | 111.55 | 8 | 0
2025 | NYISO_J-K_2_PJM_E | NYISO_J-K | PJM_E | Internal | Summer | B3 | 75 | 330 | 330 | 91.88 | 109.27 | 8 | 9.39
2025 | NYISO_J-K_2_PJM_E | NYISO_J-K | PJM_E | Internal | Summer | B4 | 100 | 330 | 330 | 89.61 | 109.27 | 8 | 11.65
2025 | NYISO_J-K_2_PJM_E | NYISO_J-K | PJM_E | Internal | Summer | B5 | 200 | 330 | 330 | 89.61 | 103.06 | 8 | 5.45
2025 | NYISO_J-K_2_PJM_E | NYISO_J-K | PJM_E | Internal | Summer | B6 | 300 | 330 | 0 | 77.34 | 85.33 | 8 | 0
2025 | NYISO_J-K_2_PJM_E | NYISO_J-K | PJM_E | Internal | Summer | B7 | 400 | 330 | 330 | 67 | 80.03 | 8 | 5.03
2025 | NYISO_J-K_2_PJM_E | NYISO_J-K | PJM_E | Internal | Summer | B8 | 500 | 330 | 0 | 64.68 | 72.67 | 8 | 0
2025 | NYISO_J-K_2_PJM_E | NYISO_J-K | PJM_E | Internal | Summer | B9 | 800 | 330 | 0 | 62.95 | 67.98 | 8 | 0
2025 | NYISO_J-K_2_PJM_E | NYISO_J-K | PJM_E | Internal | Summer | B10 | 1262 | 330 | 0 | 58.47 | 62.21 | 8 | 0
2025 | NYISO_J-K_2_PJM_E | NYISO_J-K | PJM_E | Internal | Winter | B16 | 25 | 330 | 330 | 82.71 | 95.54 | 8 | 4.84
2025 | NYISO_J-K_2_PJM_E | NYISO_J-K | PJM_E | Internal | Winter | B17 | 100 | 330 | 0 | 77.66 | 83.6 | 8 | 0
2025 | NYISO_J-K_2_PJM_E | NYISO_J-K | PJM_E | Internal | Winter | B18 | 400 | 330 | 0 | 77.66 | 79.97 | 8 | 0
2025 | NYISO_J-K_2_PJM_E | NYISO_J-K | PJM_E | Internal | Winter | B19 | 700 | 330 | 0 | 77.66 | 75.33 | 8 | 0
2025 | NYISO_J-K_2_PJM_E | NYISO_J-K | PJM_E | Internal | Winter | B20 | 935 | 330 | 0 | 67.46 | 69.88 | 8 | 0
2025 | PJM_E_2_NYISO_G-I | PJM_E | NYISO_G-I | Internal | Shoulder | B11 | 25 | 500 | 0 | 85.13 | 70.45 | 6 | 0
2025 | PJM_E_2_NYISO_G-I | PJM_E | NYISO_G-I | Internal | Shoulder | B12 | 200 | 500 | 0 | 78.1 | 68.75 | 6 | 0
2025 | PJM_E_2_NYISO_G-I | PJM_E | NYISO_G-I | Internal | Shoulder | B13 | 600 | 500 | 0 | 75.31 | 67.25 | 6 | 0
2025 | PJM_E_2_NYISO_G-I | PJM_E | NYISO_G-I | Internal | Shoulder | B14 | 900 | 500 | 0 | 72.67 | 64.67 | 6 | 0
2025 | PJM_E_2_NYISO_G-I | PJM_E | NYISO_G-I | Internal | Shoulder | B15 | 1203 | 500 | 0 | 67.73 | 60.03 | 6 | 0
2025 | PJM_E_2_NYISO_G-I | PJM_E | NYISO_G-I | Internal | Summer | B1 | 10 | 500 | 0 | 152.35 | 144.33 | 6 | 0
2025 | PJM_E_2_NYISO_G-I | PJM_E | NYISO_G-I | Internal | Summer | B2 | 25 | 500 | 0 | 111.55 | 103.55 | 6 | 0
2025 | PJM_E_2_NYISO_G-I | PJM_E | NYISO_G-I | Internal | Summer | B3 | 75 | 500 | 0 | 109.27 | 91.87 | 6 | 0
2025 | PJM_E_2_NYISO_G-I | PJM_E | NYISO_G-I | Internal | Summer | B4 | 100 | 500 | 0 | 109.27 | 89.6 | 6 | 0
2025 | PJM_E_2_NYISO_G-I | PJM_E | NYISO_G-I | Internal | Summer | B5 | 200 | 500 | 0 | 103.06 | 89.6 | 6 | 0
2025 | PJM_E_2_NYISO_G-I | PJM_E | NYISO_G-I | Internal | Summer | B6 | 300 | 500 | 0 | 85.33 | 77.33 | 6 | 0
2025 | PJM_E_2_NYISO_G-I | PJM_E | NYISO_G-I | Internal | Summer | B7 | 400 | 500 | 0 | 80.03 | 66.99 | 6 | 0
2025 | PJM_E_2_NYISO_G-I | PJM_E | NYISO_G-I | Internal | Summer | B8 | 500 | 500 | 0 | 72.67 | 64.67 | 6 | 0
2025 | PJM_E_2_NYISO_G-I | PJM_E | NYISO_G-I | Internal | Summer | B9 | 800 | 500 | 0 | 67.98 | 62.94 | 6 | 0
2025 | PJM_E_2_NYISO_G-I | PJM_E | NYISO_G-I | Internal | Summer | B10 | 1262 | 500 | 0 | 62.21 | 58.46 | 6 | 0
2025 | PJM_E_2_NYISO_G-I | PJM_E | NYISO_G-I | Internal | Winter | B16 | 25 | 500 | 0 | 95.54 | 82.69 | 6 | 0
2025 | PJM_E_2_NYISO_G-I | PJM_E | NYISO_G-I | Internal | Winter | B17 | 100 | 500 | 0 | 83.6 | 75.6 | 6 | 0
2025 | PJM_E_2_NYISO_G-I | PJM_E | NYISO_G-I | Internal | Winter | B18 | 400 | 500 | 0 | 79.97 | 75.05 | 6 | 0
2025 | PJM_E_2_NYISO_G-I | PJM_E | NYISO_G-I | Internal | Winter | B19 | 700 | 500 | 0 | 75.33 | 68.67 | 6 | 0
2025 | PJM_E_2_NYISO_G-I | PJM_E | NYISO_G-I | Internal | Winter | B20 | 935 | 500 | 0 | 69.88 | 67.45 | 6 | 0
2025 | PJM_E_2_NYISO_J-K | PJM_E | NYISO_J-K | Internal | Shoulder | B11 | 25 | 330 | 0 | 85.13 | 70.47 | 6 | 0
2025 | PJM_E_2_NYISO_J-K | PJM_E | NYISO_J-K | Internal | Shoulder | B12 | 200 | 330 | 0 | 78.1 | 68.76 | 6 | 0
2025 | PJM_E_2_NYISO_J-K | PJM_E | NYISO_J-K | Internal | Shoulder | B13 | 600 | 330 | 0 | 75.31 | 67.26 | 6 | 0
2025 | PJM_E_2_NYISO_J-K | PJM_E | NYISO_J-K | Internal | Shoulder | B14 | 900 | 330 | 0 | 72.67 | 64.68 | 6 | 0
2025 | PJM_E_2_NYISO_J-K | PJM_E | NYISO_J-K | Internal | Shoulder | B15 | 1203 | 330 | 0 | 67.73 | 60.04 | 6 | 0
2025 | PJM_E_2_NYISO_J-K | PJM_E | NYISO_J-K | Internal | Summer | B1 | 10 | 330 | 0 | 152.35 | 144.35 | 6 | 0
2025 | PJM_E_2_NYISO_J-K | PJM_E | NYISO_J-K | Internal | Summer | B2 | 25 | 330 | 0 | 111.55 | 103.56 | 6 | 0
2025 | PJM_E_2_NYISO_J-K | PJM_E | NYISO_J-K | Internal | Summer | B3 | 75 | 330 | 0 | 109.27 | 91.88 | 6 | 0
2025 | PJM_E_2_NYISO_J-K | PJM_E | NYISO_J-K | Internal | Summer | B4 | 100 | 330 | 0 | 109.27 | 89.61 | 6 | 0
2025 | PJM_E_2_NYISO_J-K | PJM_E | NYISO_J-K | Internal | Summer | B5 | 200 | 330 | 0 | 103.06 | 89.61 | 6 | 0
2025 | PJM_E_2_NYISO_J-K | PJM_E | NYISO_J-K | Internal | Summer | B6 | 300 | 330 | 0 | 85.33 | 77.34 | 6 | 0
2025 | PJM_E_2_NYISO_J-K | PJM_E | NYISO_J-K | Internal | Summer | B7 | 400 | 330 | 0 | 80.03 | 67 | 6 | 0
2025 | PJM_E_2_NYISO_J-K | PJM_E | NYISO_J-K | Internal | Summer | B8 | 500 | 330 | 0 | 72.67 | 64.68 | 6 | 0
2025 | PJM_E_2_NYISO_J-K | PJM_E | NYISO_J-K | Internal | Summer | B9 | 800 | 330 | 0 | 67.98 | 62.95 | 6 | 0
2025 | PJM_E_2_NYISO_J-K | PJM_E | NYISO_J-K | Internal | Summer | B10 | 1262 | 330 | 0 | 62.21 | 58.47 | 6 | 0
2025 | PJM_E_2_NYISO_J-K | PJM_E | NYISO_J-K | Internal | Winter | B16 | 25 | 330 | 0 | 95.54 | 82.71 | 6 | 0
2025 | PJM_E_2_NYISO_J-K | PJM_E | NYISO_J-K | Internal | Winter | B17 | 100 | 330 | 0 | 83.6 | 77.66 | 6 | 0
2025 | PJM_E_2_NYISO_J-K | PJM_E | NYISO_J-K | Internal | Winter | B18 | 400 | 330 | 0 | 79.97 | 77.66 | 6 | 0
2025 | PJM_E_2_NYISO_J-K | PJM_E | NYISO_J-K | Internal | Winter | B19 | 700 | 330 | 0 | 75.33 | 77.66 | 6 | 0
2025 | PJM_E_2_NYISO_J-K | PJM_E | NYISO_J-K | Internal | Winter | B20 | 935 | 330 | 0 | 69.88 | 67.46 | 6 | 0
2025 | PJM_E_2_PJM_ROM | PJM_E | PJM_ROM | Internal | Shoulder | B11 | 25 | 8000 | 5524.77 | 85.13 | 85.14 | 0.01 | 0
2025 | PJM_E_2_PJM_ROM | PJM_E | PJM_ROM | Internal | Shoulder | B12 | 200 | 8000 | 5593.95 | 78.1 | 78.12 | 0.01 | 0
2025 | PJM_E_2_PJM_ROM | PJM_E | PJM_ROM | Internal | Shoulder | B13 | 600 | 8000 | 6306.73 | 75.31 | 75.32 | 0.01 | 0
2025 | PJM_E_2_PJM_ROM | PJM_E | PJM_ROM | Internal | Shoulder | B14 | 900 | 8000 | 2678.92 | 72.67 | 72.68 | 0.01 | 0
2025 | PJM_E_2_PJM_ROM | PJM_E | PJM_ROM | Internal | Shoulder | B15 | 1203 | 8000 | 838.31 | 67.73 | 67.75 | 0.01 | 0
2025 | PJM_E_2_PJM_ROM | PJM_E | PJM_ROM | Internal | Summer | B1 | 10 | 8000 | 0 | 152.35 | 152.33 | 0.01 | 0
2025 | PJM_E_2_PJM_ROM | PJM_E | PJM_ROM | Internal | Summer | B2 | 25 | 8000 | 0 | 111.55 | 111.54 | 0.01 | 0
2025 | PJM_E_2_PJM_ROM | PJM_E | PJM_ROM | Internal | Summer | B3 | 75 | 8000 | 2963.84 | 109.27 | 109.28 | 0.01 | 0
2025 | PJM_E_2_PJM_ROM | PJM_E | PJM_ROM | Internal | Summer | B4 | 100 | 8000 | 4768.75 | 109.27 | 109.28 | 0.01 | 0
2025 | PJM_E_2_PJM_ROM | PJM_E | PJM_ROM | Internal | Summer | B5 | 200 | 8000 | 3417.27 | 103.06 | 103.07 | 0.01 | 0
2025 | PJM_E_2_PJM_ROM | PJM_E | PJM_ROM | Internal | Summer | B6 | 300 | 8000 | 3109.21 | 85.33 | 85.34 | 0.01 | 0
2025 | PJM_E_2_PJM_ROM | PJM_E | PJM_ROM | Internal | Summer | B7 | 400 | 8000 | 5093.78 | 80.03 | 80.04 | 0.01 | 0
2025 | PJM_E_2_PJM_ROM | PJM_E | PJM_ROM | Internal | Summer | B8 | 500 | 8000 | 5868.37 | 72.67 | 72.68 | 0.01 | 0
2025 | PJM_E_2_PJM_ROM | PJM_E | PJM_ROM | Internal | Summer | B9 | 800 | 8000 | 3172.3 | 67.98 | 67.99 | 0.01 | 0
2025 | PJM_E_2_PJM_ROM | PJM_E | PJM_ROM | Internal | Summer | B10 | 1262 | 8000 | 1229.76 | 62.21 | 62.23 | 0.01 | 0
2025 | PJM_E_2_PJM_ROM | PJM_E | PJM_ROM | Internal | Winter | B16 | 25 | 8000 | 3087.62 | 95.54 | 95.55 | 0.01 | 0
2025 | PJM_E_2_PJM_ROM | PJM_E | PJM_ROM | Internal | Winter | B17 | 100 | 8000 | 2168.69 | 83.6 | 83.61 | 0.01 | 0
2025 | PJM_E_2_PJM_ROM | PJM_E | PJM_ROM | Internal | Winter | B18 | 400 | 8000 | 173.66 | 79.97 | 79.98 | 0.01 | 0
2025 | PJM_E_2_PJM_ROM | PJM_E | PJM_ROM | Internal | Winter | B19 | 700 | 8000 | 901.63 | 75.33 | 75.35 | 0.01 | 0
2025 | PJM_E_2_PJM_ROM | PJM_E | PJM_ROM | Internal | Winter | B20 | 935 | 8000 | 620.12 | 69.88 | 69.89 | 0.01 | 0
2025 | PJM_ROR_2_MISO_IN | PJM_ROR | MISO_IN | Internal | Shoulder | B11 | 25 | 909 | 0 | 85.13 | 83.12 | 2 | 0
2025 | PJM_ROR_2_MISO_IN | PJM_ROR | MISO_IN | Internal | Shoulder | B12 | 200 | 909 | 0 | 78.1 | 75.87 | 2 | 0
2025 | PJM_ROR_2_MISO_IN | PJM_ROR | MISO_IN | Internal | Shoulder | B13 | 600 | 909 | 0 | 75.33 | 73.33 | 2 | 0
2025 | PJM_ROR_2_MISO_IN | PJM_ROR | MISO_IN | Internal | Shoulder | B14 | 900 | 909 | 0 | 72.67 | 70.36 | 2 | 0
2025 | PJM_ROR_2_MISO_IN | PJM_ROR | MISO_IN | Internal | Shoulder | B15 | 1203 | 909 | 0 | 67.73 | 64.14 | 2 | 0
2025 | PJM_ROR_2_MISO_IN | PJM_ROR | MISO_IN | Internal | Summer | B1 | 10 | 909 | 0 | 115.34 | 113.33 | 2 | 0
2025 | PJM_ROR_2_MISO_IN | PJM_ROR | MISO_IN | Internal | Summer | B2 | 25 | 909 | 0 | 111.53 | 109.52 | 2 | 0
2025 | PJM_ROR_2_MISO_IN | PJM_ROR | MISO_IN | Internal | Summer | B3 | 75 | 909 | 0 | 109.27 | 108.42 | 2 | 0
2025 | PJM_ROR_2_MISO_IN | PJM_ROR | MISO_IN | Internal | Summer | B4 | 100 | 909 | 0 | 109.27 | 107.26 | 2 | 0
2025 | PJM_ROR_2_MISO_IN | PJM_ROR | MISO_IN | Internal | Summer | B5 | 200 | 909 | 0 | 103.06 | 96.82 | 2 | 0
2025 | PJM_ROR_2_MISO_IN | PJM_ROR | MISO_IN | Internal | Summer | B6 | 300 | 909 | 0 | 85.33 | 82.65 | 2 | 0
2025 | PJM_ROR_2_MISO_IN | PJM_ROR | MISO_IN | Internal | Summer | B7 | 400 | 909 | 0 | 80.03 | 78.02 | 2 | 0
2025 | PJM_ROR_2_MISO_IN | PJM_ROR | MISO_IN | Internal | Summer | B8 | 500 | 909 | 0 | 72.67 | 70.65 | 2 | 0
2025 | PJM_ROR_2_MISO_IN | PJM_ROR | MISO_IN | Internal | Summer | B9 | 800 | 909 | 0 | 67.98 | 65.96 | 2 | 0
2025 | PJM_ROR_2_MISO_IN | PJM_ROR | MISO_IN | Internal | Summer | B10 | 1262 | 909 | 0 | 62.21 | 60.2 | 2 | 0
2025 | PJM_ROR_2_MISO_IN | PJM_ROR | MISO_IN | Internal | Winter | B16 | 25 | 909 | 0 | 95.54 | 86.03 | 2 | 0
2025 | PJM_ROR_2_MISO_IN | PJM_ROR | MISO_IN | Internal | Winter | B17 | 100 | 909 | 0 | 83.6 | 76.88 | 2 | 0
2025 | PJM_ROR_2_MISO_IN | PJM_ROR | MISO_IN | Internal | Winter | B18 | 400 | 909 | 0 | 79.97 | 75.87 | 2 | 0
2025 | PJM_ROR_2_MISO_IN | PJM_ROR | MISO_IN | Internal | Winter | B19 | 700 | 909 | 0 | 75.33 | 73.32 | 2 | 0
2025 | PJM_ROR_2_MISO_IN | PJM_ROR | MISO_IN | Internal | Winter | B20 | 935 | 909 | 0 | 69.88 | 66.75 | 2 | 0
2025 | PJM_ROR_2_MISO_MI | PJM_ROR | MISO_MI | Internal | Shoulder | B11 | 25 | 1305 | 0 | 85.13 | 83.13 | 2 | 0
2025 | PJM_ROR_2_MISO_MI | PJM_ROR | MISO_MI | Internal | Shoulder | B12 | 200 | 1305 | 0 | 78.1 | 75.88 | 2 | 0
2025 | PJM_ROR_2_MISO_MI | PJM_ROR | MISO_MI | Internal | Shoulder | B13 | 600 | 1305 | 0 | 75.33 | 73.34 | 2 | 0
2025 | PJM_ROR_2_MISO_MI | PJM_ROR | MISO_MI | Internal | Shoulder | B14 | 900 | 1305 | 0 | 72.67 | 70.37 | 2 | 0
2025 | PJM_ROR_2_MISO_MI | PJM_ROR | MISO_MI | Internal | Shoulder | B15 | 1203 | 1305 | 0 | 67.73 | 64.15 | 2 | 0
2025 | PJM_ROR_2_MISO_MI | PJM_ROR | MISO_MI | Internal | Summer | B1 | 10 | 1305 | 0 | 115.34 | 113.34 | 2 | 0
2025 | PJM_ROR_2_MISO_MI | PJM_ROR | MISO_MI | Internal | Summer | B2 | 25 | 1305 | 0 | 111.53 | 109.53 | 2 | 0
2025 | PJM_ROR_2_MISO_MI | PJM_ROR | MISO_MI | Internal | Summer | B3 | 75 | 1305 | 0 | 109.27 | 108.43 | 2 | 0
2025 | PJM_ROR_2_MISO_MI | PJM_ROR | MISO_MI | Internal | Summer | B4 | 100 | 1305 | 0 | 109.27 | 107.27 | 2 | 0
2025 | PJM_ROR_2_MISO_MI | PJM_ROR | MISO_MI | Internal | Summer | B5 | 200 | 1305 | 0 | 103.06 | 96.83 | 2 | 0
2025 | PJM_ROR_2_MISO_MI | PJM_ROR | MISO_MI | Internal | Summer | B6 | 300 | 1305 | 0 | 85.33 | 82.66 | 2 | 0
2025 | PJM_ROR_2_MISO_MI | PJM_ROR | MISO_MI | Internal | Summer | B7 | 400 | 1305 | 0 | 80.03 | 78.03 | 2 | 0
2025 | PJM_ROR_2_MISO_MI | PJM_ROR | MISO_MI | Internal | Summer | B8 | 500 | 1305 | 0 | 72.67 | 70.67 | 2 | 0
2025 | PJM_ROR_2_MISO_MI | PJM_ROR | MISO_MI | Internal | Summer | B9 | 800 | 1305 | 0 | 67.98 | 65.98 | 2 | 0
2025 | PJM_ROR_2_MISO_MI | PJM_ROR | MISO_MI | Internal | Summer | B10 | 1262 | 1305 | 0 | 62.21 | 60.21 | 2 | 0
2025 | PJM_ROR_2_MISO_MI | PJM_ROR | MISO_MI | Internal | Winter | B16 | 25 | 1305 | 0 | 95.54 | 86.05 | 2 | 0
2025 | PJM_ROR_2_MISO_MI | PJM_ROR | MISO_MI | Internal | Winter | B17 | 100 | 1305 | 0 | 83.6 | 76.89 | 2 | 0
2025 | PJM_ROR_2_MISO_MI | PJM_ROR | MISO_MI | Internal | Winter | B18 | 400 | 1305 | 0 | 79.97 | 75.88 | 2 | 0
2025 | PJM_ROR_2_MISO_MI | PJM_ROR | MISO_MI | Internal | Winter | B19 | 700 | 1305 | 0 | 75.33 | 73.33 | 2 | 0
2025 | PJM_ROR_2_MISO_MI | PJM_ROR | MISO_MI | Internal | Winter | B20 | 935 | 1305 | 0 | 69.88 | 66.77 | 2 | 0
2025 | PJM_ROR_2_MISO_MO-IL | PJM_ROR | MISO_MO-IL | Internal | Shoulder | B11 | 25 | 1111 | 0 | 85.13 | 83.13 | 2 | 0
2025 | PJM_ROR_2_MISO_MO-IL | PJM_ROR | MISO_MO-IL | Internal | Shoulder | B12 | 200 | 1111 | 0 | 78.1 | 75.86 | 2 | 0
2025 | PJM_ROR_2_MISO_MO-IL | PJM_ROR | MISO_MO-IL | Internal | Shoulder | B13 | 600 | 1111 | 0 | 75.33 | 73.34 | 2 | 0
2025 | PJM_ROR_2_MISO_MO-IL | PJM_ROR | MISO_MO-IL | Internal | Shoulder | B14 | 900 | 1111 | 0 | 72.67 | 70.35 | 2 | 0
2025 | PJM_ROR_2_MISO_MO-IL | PJM_ROR | MISO_MO-IL | Internal | Shoulder | B15 | 1203 | 1111 | 0 | 67.73 | 64.15 | 2 | 0
2025 | PJM_ROR_2_MISO_MO-IL | PJM_ROR | MISO_MO-IL | Internal | Summer | B1 | 10 | 1111 | 0 | 115.34 | 113.34 | 2 | 0
2025 | PJM_ROR_2_MISO_MO-IL | PJM_ROR | MISO_MO-IL | Internal | Summer | B2 | 25 | 1111 | 0 | 111.53 | 109.53 | 2 | 0
2025 | PJM_ROR_2_MISO_MO-IL | PJM_ROR | MISO_MO-IL | Internal | Summer | B3 | 75 | 1111 | 0 | 109.27 | 109.53 | 2 | 0
2025 | PJM_ROR_2_MISO_MO-IL | PJM_ROR | MISO_MO-IL | Internal | Summer | B4 | 100 | 1111 | 0 | 109.27 | 107.27 | 2 | 0
2025 | PJM_ROR_2_MISO_MO-IL | PJM_ROR | MISO_MO-IL | Internal | Summer | B5 | 200 | 1111 | 0 | 103.06 | 101.06 | 2 | 0
2025 | PJM_ROR_2_MISO_MO-IL | PJM_ROR | MISO_MO-IL | Internal | Summer | B6 | 300 | 1111 | 0 | 85.33 | 83.33 | 2 | 0
2025 | PJM_ROR_2_MISO_MO-IL | PJM_ROR | MISO_MO-IL | Internal | Summer | B7 | 400 | 1111 | 0 | 80.03 | 78.03 | 2 | 0
2025 | PJM_ROR_2_MISO_MO-IL | PJM_ROR | MISO_MO-IL | Internal | Summer | B8 | 500 | 1111 | 0 | 72.67 | 70.67 | 2 | 0
2025 | PJM_ROR_2_MISO_MO-IL | PJM_ROR | MISO_MO-IL | Internal | Summer | B9 | 800 | 1111 | 0 | 67.98 | 65.98 | 2 | 0
2025 | PJM_ROR_2_MISO_MO-IL | PJM_ROR | MISO_MO-IL | Internal | Summer | B10 | 1262 | 1111 | 0 | 62.21 | 60.21 | 2 | 0
2025 | PJM_ROR_2_MISO_MO-IL | PJM_ROR | MISO_MO-IL | Internal | Winter | B16 | 25 | 1111 | 0 | 95.54 | 86.05 | 2 | 0
2025 | PJM_ROR_2_MISO_MO-IL | PJM_ROR | MISO_MO-IL | Internal | Winter | B17 | 100 | 1111 | 0 | 83.6 | 76.87 | 2 | 0
2025 | PJM_ROR_2_MISO_MO-IL | PJM_ROR | MISO_MO-IL | Internal | Winter | B18 | 400 | 1111 | 0 | 79.97 | 75.88 | 2 | 0
2025 | PJM_ROR_2_MISO_MO-IL | PJM_ROR | MISO_MO-IL | Internal | Winter | B19 | 700 | 1111 | 0 | 75.33 | 73.33 | 2 | 0
2025 | PJM_ROR_2_MISO_MO-IL | PJM_ROR | MISO_MO-IL | Internal | Winter | B20 | 935 | 1111 | 0 | 69.88 | 66.77 | 2 | 0
2025 | PJM_ROR_2_MISO_W | PJM_ROR | MISO_W | Internal | Shoulder | B11 | 25 | 709 | 0 | 85.13 | 78.12 | 2 | 0
2025 | PJM_ROR_2_MISO_W | PJM_ROR | MISO_W | Internal | Shoulder | B12 | 200 | 709 | 0 | 78.1 | 67.41 | 2 | 0
2025 | PJM_ROR_2_MISO_W | PJM_ROR | MISO_W | Internal | Shoulder | B13 | 600 | 709 | 0 | 75.33 | 67.39 | 2 | 0
2025 | PJM_ROR_2_MISO_W | PJM_ROR | MISO_W | Internal | Shoulder | B14 | 900 | 709 | 0 | 72.67 | 54.7 | 2 | 0
2025 | PJM_ROR_2_MISO_W | PJM_ROR | MISO_W | Internal | Shoulder | B15 | 1203 | 709 | 0 | 67.73 | 54.34 | 2 | 0
2025 | PJM_ROR_2_MISO_W | PJM_ROR | MISO_W | Internal | Summer | B1 | 10 | 709 | 0 | 115.34 | 113.33 | 2 | 0
2025 | PJM_ROR_2_MISO_W | PJM_ROR | MISO_W | Internal | Summer | B2 | 25 | 709 | 0 | 111.53 | 109.52 | 2 | 0
2025 | PJM_ROR_2_MISO_W | PJM_ROR | MISO_W | Internal | Summer | B3 | 75 | 709 | 0 | 109.27 | 109.52 | 2 | 0
2025 | PJM_ROR_2_MISO_W | PJM_ROR | MISO_W | Internal | Summer | B4 | 100 | 709 | 0 | 109.27 | 107.26 | 2 | 0
2025 | PJM_ROR_2_MISO_W | PJM_ROR | MISO_W | Internal | Summer | B5 | 200 | 709 | 0 | 103.06 | 101.05 | 2 | 0
2025 | PJM_ROR_2_MISO_W | PJM_ROR | MISO_W | Internal | Summer | B6 | 300 | 709 | 0 | 85.33 | 83.31 | 2 | 0
2025 | PJM_ROR_2_MISO_W | PJM_ROR | MISO_W | Internal | Summer | B7 | 400 | 709 | 0 | 80.03 | 77.56 | 2 | 0
2025 | PJM_ROR_2_MISO_W | PJM_ROR | MISO_W | Internal | Summer | B8 | 500 | 709 | 0 | 72.67 | 65.98 | 2 | 0
2025 | PJM_ROR_2_MISO_W | PJM_ROR | MISO_W | Internal | Summer | B9 | 800 | 709 | 0 | 67.98 | 65.95 | 2 | 0
2025 | PJM_ROR_2_MISO_W | PJM_ROR | MISO_W | Internal | Summer | B10 | 1262 | 709 | 0 | 62.21 | 57.15 | 2 | 0
2025 | PJM_ROR_2_MISO_W | PJM_ROR | MISO_W | Internal | Winter | B16 | 25 | 709 | 0 | 95.54 | 63.17 | 2 | 0
2025 | PJM_ROR_2_MISO_W | PJM_ROR | MISO_W | Internal | Winter | B17 | 100 | 709 | 0 | 83.6 | 63.19 | 2 | 0
2025 | PJM_ROR_2_MISO_W | PJM_ROR | MISO_W | Internal | Winter | B18 | 400 | 709 | 0 | 79.97 | 63.88 | 2 | 0
2025 | PJM_ROR_2_MISO_W | PJM_ROR | MISO_W | Internal | Winter | B19 | 700 | 709 | 0 | 75.33 | 63.88 | 2 | 0
2025 | PJM_ROR_2_MISO_W | PJM_ROR | MISO_W | Internal | Winter | B20 | 935 | 709 | 0 | 69.88 | 56.97 | 2 | 0
2025 | PJM_ROR_2_MISO_WUMS | PJM_ROR | MISO_WUMS | Internal | Shoulder | B11 | 25 | 1467 | 0 | 85.13 | 78.11 | 2 | 0
2025 | PJM_ROR_2_MISO_WUMS | PJM_ROR | MISO_WUMS | Internal | Shoulder | B12 | 200 | 1467 | 0 | 78.1 | 67.4 | 2 | 0
2025 | PJM_ROR_2_MISO_WUMS | PJM_ROR | MISO_WUMS | Internal | Shoulder | B13 | 600 | 1467 | 0 | 75.33 | 67.4 | 2 | 0
2025 | PJM_ROR_2_MISO_WUMS | PJM_ROR | MISO_WUMS | Internal | Shoulder | B14 | 900 | 1467 | 0 | 72.67 | 67.25 | 2 | 0
2025 | PJM_ROR_2_MISO_WUMS | PJM_ROR | MISO_WUMS | Internal | Shoulder | B15 | 1203 | 1467 | 0 | 67.73 | 58.73 | 2 | 0
2025 | PJM_ROR_2_MISO_WUMS | PJM_ROR | MISO_WUMS | Internal | Summer | B1 | 10 | 1467 | 0 | 115.34 | 113.33 | 2 | 0
2025 | PJM_ROR_2_MISO_WUMS | PJM_ROR | MISO_WUMS | Internal | Summer | B2 | 25 | 1467 | 0 | 111.53 | 109.52 | 2 | 0
2025 | PJM_ROR_2_MISO_WUMS | PJM_ROR | MISO_WUMS | Internal | Summer | B3 | 75 | 1467 | 0 | 109.27 | 107.27 | 2 | 0
2025 | PJM_ROR_2_MISO_WUMS | PJM_ROR | MISO_WUMS | Internal | Summer | B4 | 100 | 1467 | 0 | 109.27 | 107.25 | 2 | 0
2025 | PJM_ROR_2_MISO_WUMS | PJM_ROR | MISO_WUMS | Internal | Summer | B5 | 200 | 1467 | 0 | 103.06 | 89.05 | 2 | 0
2025 | PJM_ROR_2_MISO_WUMS | PJM_ROR | MISO_WUMS | Internal | Summer | B6 | 300 | 1467 | 0 | 85.33 | 82.65 | 2 | 0
2025 | PJM_ROR_2_MISO_WUMS | PJM_ROR | MISO_WUMS | Internal | Summer | B7 | 400 | 1467 | 0 | 80.03 | 77.55 | 2 | 0
2025 | PJM_ROR_2_MISO_WUMS | PJM_ROR | MISO_WUMS | Internal | Summer | B8 | 500 | 1467 | 0 | 72.67 | 65.96 | 2 | 0
2025 | PJM_ROR_2_MISO_WUMS | PJM_ROR | MISO_WUMS | Internal | Summer | B9 | 800 | 1467 | 0 | 67.98 | 65.96 | 2 | 0
2025 | PJM_ROR_2_MISO_WUMS | PJM_ROR | MISO_WUMS | Internal | Summer | B10 | 1262 | 1467 | 0 | 62.21 | 57.51 | 2 | 0
2025 | PJM_ROR_2_MISO_WUMS | PJM_ROR | MISO_WUMS | Internal | Winter | B16 | 25 | 1467 | 0 | 95.54 | 70.17 | 2 | 0
2025 | PJM_ROR_2_MISO_WUMS | PJM_ROR | MISO_WUMS | Internal | Winter | B17 | 100 | 1467 | 0 | 83.6 | 70.17 | 2 | 0
2025 | PJM_ROR_2_MISO_WUMS | PJM_ROR | MISO_WUMS | Internal | Winter | B18 | 400 | 1467 | 0 | 79.97 | 70.17 | 2 | 0
2025 | PJM_ROR_2_MISO_WUMS | PJM_ROR | MISO_WUMS | Internal | Winter | B19 | 700 | 1467 | 0 | 75.33 | 70.17 | 2 | 0
2025 | PJM_ROR_2_MISO_WUMS | PJM_ROR | MISO_WUMS | Internal | Winter | B20 | 935 | 1467 | 0 | 69.88 | 61.09 | 2 | 0
2025 | PJM_ROR_2_PJM_ROM | PJM_ROR | PJM_ROM | Internal | Shoulder | B11 | 25 | 8000 | 31.93 | 85.13 | 85.14 | 0.01 | 0
2025 | PJM_ROR_2_PJM_ROM | PJM_ROR | PJM_ROM | Internal | Shoulder | B12 | 200 | 8000 | 193.93 | 78.1 | 78.12 | 0.01 | 0
2025 | PJM_ROR_2_PJM_ROM | PJM_ROR | PJM_ROM | Internal | Shoulder | B13 | 600 | 8000 | 0 | 75.33 | 75.32 | 0.01 | 0
2025 | PJM_ROR_2_PJM_ROM | PJM_ROR | PJM_ROM | Internal | Shoulder | B14 | 900 | 8000 | 2841.14 | 72.67 | 72.68 | 0.01 | 0
2025 | PJM_ROR_2_PJM_ROM | PJM_ROR | PJM_ROM | Internal | Shoulder | B15 | 1203 | 8000 | 5715.36 | 67.73 | 67.75 | 0.01 | 0
2025 | PJM_ROR_2_PJM_ROM | PJM_ROR | PJM_ROM | Internal | Summer | B1 | 10 | 8000 | 8000 | 115.34 | 152.33 | 0.01 | 36.98
2025 | PJM_ROR_2_PJM_ROM | PJM_ROR | PJM_ROM | Internal | Summer | B2 | 25 | 8000 | 7810.88 | 111.53 | 111.54 | 0.01 | 0
2025 | PJM_ROR_2_PJM_ROM | PJM_ROR | PJM_ROM | Internal | Summer | B3 | 75 | 8000 | 4099.44 | 109.27 | 109.28 | 0.01 | 0
2025 | PJM_ROR_2_PJM_ROM | PJM_ROR | PJM_ROM | Internal | Summer | B4 | 100 | 8000 | 1174.35 | 109.27 | 109.28 | 0.01 | 0
2025 | PJM_ROR_2_PJM_ROM | PJM_ROR | PJM_ROM | Internal | Summer | B5 | 200 | 8000 | 1912.44 | 103.06 | 103.07 | 0.01 | 0
2025 | PJM_ROR_2_PJM_ROM | PJM_ROR | PJM_ROM | Internal | Summer | B6 | 300 | 8000 | 2692.4 | 85.33 | 85.34 | 0.01 | 0
2025 | PJM_ROR_2_PJM_ROM | PJM_ROR | PJM_ROM | Internal | Summer | B7 | 400 | 8000 | 513.96 | 80.03 | 80.04 | 0.01 | 0
2025 | PJM_ROR_2_PJM_ROM | PJM_ROR | PJM_ROM | Internal | Summer | B8 | 500 | 8000 | 606.56 | 72.67 | 72.68 | 0.01 | 0
2025 | PJM_ROR_2_PJM_ROM | PJM_ROR | PJM_ROM | Internal | Summer | B9 | 800 | 8000 | 1945.21 | 67.98 | 67.99 | 0.01 | 0
2025 | PJM_ROR_2_PJM_ROM | PJM_ROR | PJM_ROM | Internal | Summer | B10 | 1262 | 8000 | 5098.34 | 62.21 | 62.23 | 0.01 | 0
2025 | PJM_ROR_2_PJM_ROM | PJM_ROR | PJM_ROM | Internal | Winter | B16 | 25 | 8000 | 3593.52 | 95.54 | 95.55 | 0.01 | 0
2025 | PJM_ROR_2_PJM_ROM | PJM_ROR | PJM_ROM | Internal | Winter | B17 | 100 | 8000 | 3841.53 | 83.6 | 83.61 | 0.01 | 0
2025 | PJM_ROR_2_PJM_ROM | PJM_ROR | PJM_ROM | Internal | Winter | B18 | 400 | 8000 | 6446.21 | 79.97 | 79.98 | 0.01 | 0
2025 | PJM_ROR_2_PJM_ROM | PJM_ROR | PJM_ROM | Internal | Winter | B19 | 700 | 8000 | 5187.78 | 75.33 | 75.35 | 0.01 | 0
2025 | PJM_ROR_2_PJM_ROM | PJM_ROR | PJM_ROM | Internal | Winter | B20 | 935 | 8000 | 5992.52 | 69.88 | 69.89 | 0.01 | 0
2025 | PJM_ROR_2_TVA_Transmission | PJM_ROR | TVA_Transmission | Internal | Shoulder | B11 | 25 | 2500 | 351.7 | 85.13 | 91.13 | 6 | 0
2025 | PJM_ROR_2_TVA_Transmission | PJM_ROR | TVA_Transmission | Internal | Shoulder | B12 | 200 | 2500 | 0 | 78.1 | 79.14 | 6 | 0
2025 | PJM_ROR_2_TVA_Transmission | PJM_ROR | TVA_Transmission | Internal | Shoulder | B13 | 600 | 2500 | 0 | 75.33 | 76.88 | 6 | 0
2025 | PJM_ROR_2_TVA_Transmission | PJM_ROR | TVA_Transmission | Internal | Shoulder | B14 | 900 | 2500 | 0 | 72.67 | 74.99 | 6 | 0
2025 | PJM_ROR_2_TVA_Transmission | PJM_ROR | TVA_Transmission | Internal | Shoulder | B15 | 1203 | 2500 | 0 | 67.73 | 72.15 | 6 | 0
2025 | PJM_ROR_2_TVA_Transmission | PJM_ROR | TVA_Transmission | Internal | Summer | B1 | 10 | 2500 | 1155.23 | 115.34 | 121.34 | 6 | 0
2025 | PJM_ROR_2_TVA_Transmission | PJM_ROR | TVA_Transmission | Internal | Summer | B2 | 25 | 2500 | 1632.21 | 111.53 | 117.53 | 6 | 0
2025 | PJM_ROR_2_TVA_Transmission | PJM_ROR | TVA_Transmission | Internal | Summer | B3 | 75 | 2500 | 1768.27 | 109.27 | 115.27 | 6 | 0
2025 | PJM_ROR_2_TVA_Transmission | PJM_ROR | TVA_Transmission | Internal | Summer | B4 | 100 | 2500 | 958.19 | 109.27 | 115.27 | 6 | 0
2025 | PJM_ROR_2_TVA_Transmission | PJM_ROR | TVA_Transmission | Internal | Summer | B5 | 200 | 2500 | 1792.22 | 103.06 | 109.06 | 6 | 0
2025 | PJM_ROR_2_TVA_Transmission | PJM_ROR | TVA_Transmission | Internal | Summer | B6 | 300 | 2500 | 49.89 | 85.33 | 91.33 | 6 | 0
2025 | PJM_ROR_2_TVA_Transmission | PJM_ROR | TVA_Transmission | Internal | Summer | B7 | 400 | 2500 | 329.89 | 80.03 | 86.03 | 6 | 0
2025 | PJM_ROR_2_TVA_Transmission | PJM_ROR | TVA_Transmission | Internal | Summer | B8 | 500 | 2500 | 0 | 72.67 | 77.37 | 6 | 0
2025 | PJM_ROR_2_TVA_Transmission | PJM_ROR | TVA_Transmission | Internal | Summer | B9 | 800 | 2500 | 0 | 67.98 | 71.76 | 6 | 0
2025 | PJM_ROR_2_TVA_Transmission | PJM_ROR | TVA_Transmission | Internal | Summer | B10 | 1262 | 2500 | 0 | 62.21 | 65.73 | 6 | 0
2025 | PJM_ROR_2_TVA_Transmission | PJM_ROR | TVA_Transmission | Internal | Winter | B16 | 25 | 2500 | 0 | 95.54 | 94.05 | 6 | 0
2025 | PJM_ROR_2_TVA_Transmission | PJM_ROR | TVA_Transmission | Internal | Winter | B17 | 100 | 2500 | 0 | 83.6 | 82.4 | 6 | 0
2025 | PJM_ROR_2_TVA_Transmission | PJM_ROR | TVA_Transmission | Internal | Winter | B18 | 400 | 2500 | 0 | 79.97 | 79.76 | 6 | 0
2025 | PJM_ROR_2_TVA_Transmission | PJM_ROR | TVA_Transmission | Internal | Winter | B19 | 700 | 2500 | 0 | 75.33 | 77.67 | 6 | 0
2025 | PJM_ROR_2_TVA_Transmission | PJM_ROR | TVA_Transmission | Internal | Winter | B20 | 935 | 2500 | 0 | 69.88 | 74.77 | 6 | 0
2025 | PJM_ROR_2_VACAR | PJM_ROR | VACAR | Internal | Shoulder | B11 | 25 | 3000 | 2804.69 | 85.13 | 91.13 | 6 | 0
2025 | PJM_ROR_2_VACAR | PJM_ROR | VACAR | Internal | Shoulder | B12 | 200 | 3000 | 591.43 | 78.1 | 84.1 | 6 | 0
2025 | PJM_ROR_2_VACAR | PJM_ROR | VACAR | Internal | Shoulder | B13 | 600 | 3000 | 0 | 75.33 | 80.44 | 6 | 0
2025 | PJM_ROR_2_VACAR | PJM_ROR | VACAR | Internal | Shoulder | B14 | 900 | 3000 | 0 | 72.67 | 76.26 | 6 | 0
2025 | PJM_ROR_2_VACAR | PJM_ROR | VACAR | Internal | Shoulder | B15 | 1203 | 3000 | 0 | 67.73 | 66.27 | 6 | 0
2025 | PJM_ROR_2_VACAR | PJM_ROR | VACAR | Internal | Summer | B1 | 10 | 3000 | 1790.92 | 115.34 | 121.34 | 6 | 0
2025 | PJM_ROR_2_VACAR | PJM_ROR | VACAR | Internal | Summer | B2 | 25 | 3000 | 3000 | 111.53 | 121.06 | 6 | 3.53
2025 | PJM_ROR_2_VACAR | PJM_ROR | VACAR | Internal | Summer | B3 | 75 | 3000 | 3000 | 109.27 | 121.06 | 6 | 5.79
2025 | PJM_ROR_2_VACAR | PJM_ROR | VACAR | Internal | Summer | B4 | 100 | 3000 | 3000 | 109.27 | 121.06 | 6 | 5.79
2025 | PJM_ROR_2_VACAR | PJM_ROR | VACAR | Internal | Summer | B5 | 200 | 3000 | 3000 | 103.06 | 111.06 | 6 | 2
2025 | PJM_ROR_2_VACAR | PJM_ROR | VACAR | Internal | Summer | B6 | 300 | 3000 | 3000 | 85.33 | 93.33 | 6 | 2
2025 | PJM_ROR_2_VACAR | PJM_ROR | VACAR | Internal | Summer | B7 | 400 | 3000 | 3000 | 80.03 | 88.03 | 6 | 2
2025 | PJM_ROR_2_VACAR | PJM_ROR | VACAR | Internal | Summer | B8 | 500 | 3000 | 458.25 | 72.67 | 78.67 | 6 | 0
2025 | PJM_ROR_2_VACAR | PJM_ROR | VACAR | Internal | Summer | B9 | 800 | 3000 | 0 | 67.98 | 66.81 | 6 | 0
2025 | PJM_ROR_2_VACAR | PJM_ROR | VACAR | Internal | Summer | B10 | 1262 | 3000 | 0 | 62.21 | 64.45 | 6 | 0
2025 | PJM_ROR_2_VACAR | PJM_ROR | VACAR | Internal | Winter | B16 | 25 | 3000 | 3000 | 95.54 | 113.05 | 6 | 11.5
2025 | PJM_ROR_2_VACAR | PJM_ROR | VACAR | Internal | Winter | B17 | 100 | 3000 | 2971.57 | 83.6 | 89.6 | 6 | 0
2025 | PJM_ROR_2_VACAR | PJM_ROR | VACAR | Internal | Winter | B18 | 400 | 3000 | 0 | 79.97 | 84.1 | 6 | 0
2025 | PJM_ROR_2_VACAR | PJM_ROR | VACAR | Internal | Winter | B19 | 700 | 3000 | 0 | 75.33 | 81.03 | 6 | 0
2025 | PJM_ROR_2_VACAR | PJM_ROR | VACAR | Internal | Winter | B20 | 935 | 3000 | 0 | 69.88 | 70.33 | 6 | 0
2025 | PJM_ROM_2_NYISO_A-F | PJM_ROM | NYISO_A-F | Internal | Shoulder | B11 | 25 | 2000 | 0 | 85.14 | 60.02 | 6 | 0
2025 | PJM_ROM_2_NYISO_A-F | PJM_ROM | NYISO_A-F | Internal | Shoulder | B12 | 200 | 2000 | 0 | 78.12 | 68.74 | 6 | 0
2025 | PJM_ROM_2_NYISO_A-F | PJM_ROM | NYISO_A-F | Internal | Shoulder | B13 | 600 | 2000 | 0 | 75.32 | 60.02 | 6 | 0
2025 | PJM_ROM_2_NYISO_A-F | PJM_ROM | NYISO_A-F | Internal | Shoulder | B14 | 900 | 2000 | 0 | 72.68 | 60.02 | 6 | 0
2025 | PJM_ROM_2_NYISO_A-F | PJM_ROM | NYISO_A-F | Internal | Shoulder | B15 | 1203 | 2000 | 0 | 67.75 | 60.02 | 6 | 0
2025 | PJM_ROM_2_NYISO_A-F | PJM_ROM | NYISO_A-F | Internal | Summer | B1 | 10 | 2000 | 0 | 152.33 | 74.1 | 6 | 0
2025 | PJM_ROM_2_NYISO_A-F | PJM_ROM | NYISO_A-F | Internal | Summer | B2 | 25 | 2000 | 0 | 111.54 | 74.1 | 6 | 0
2025 | PJM_ROM_2_NYISO_A-F | PJM_ROM | NYISO_A-F | Internal | Summer | B3 | 75 | 2000 | 0 | 109.28 | 73.31 | 6 | 0
2025 | PJM_ROM_2_NYISO_A-F | PJM_ROM | NYISO_A-F | Internal | Summer | B4 | 100 | 2000 | 0 | 109.28 | 67.45 | 6 | 0
2025 | PJM_ROM_2_NYISO_A-F | PJM_ROM | NYISO_A-F | Internal | Summer | B5 | 200 | 2000 | 0 | 103.07 | 67.45 | 6 | 0
2025 | PJM_ROM_2_NYISO_A-F | PJM_ROM | NYISO_A-F | Internal | Summer | B6 | 300 | 2000 | 0 | 85.34 | 65.6 | 6 | 0
2025 | PJM_ROM_2_NYISO_A-F | PJM_ROM | NYISO_A-F | Internal | Summer | B7 | 400 | 2000 | 0 | 80.04 | 61.8 | 6 | 0
2025 | PJM_ROM_2_NYISO_A-F | PJM_ROM | NYISO_A-F | Internal | Summer | B8 | 500 | 2000 | 0 | 72.68 | 58.67 | 6 | 0
2025 | PJM_ROM_2_NYISO_A-F | PJM_ROM | NYISO_A-F | Internal | Summer | B9 | 800 | 2000 | 0 | 67.99 | 58.45 | 6 | 0
2025 | PJM_ROM_2_NYISO_A-F | PJM_ROM | NYISO_A-F | Internal | Summer | B10 | 1262 | 2000 | 0 | 62.23 | 58.45 | 6 | 0
2025 | PJM_ROM_2_NYISO_A-F | PJM_ROM | NYISO_A-F | Internal | Winter | B16 | 25 | 2000 | 0 | 95.55 | 71.29 | 6 | 0
2025 | PJM_ROM_2_NYISO_A-F | PJM_ROM | NYISO_A-F | Internal | Winter | B17 | 100 | 2000 | 0 | 83.61 | 62.67 | 6 | 0
2025 | PJM_ROM_2_NYISO_A-F | PJM_ROM | NYISO_A-F | Internal | Winter | B18 | 400 | 2000 | 0 | 79.98 | 62.67 | 6 | 0
2025 | PJM_ROM_2_NYISO_A-F | PJM_ROM | NYISO_A-F | Internal | Winter | B19 | 700 | 2000 | 0 | 75.35 | 62.67 | 6 | 0
2025 | PJM_ROM_2_NYISO_A-F | PJM_ROM | NYISO_A-F | Internal | Winter | B20 | 935 | 2000 | 0 | 69.89 | 62.67 | 6 | 0
2025 | PJM_ROM_2_PJM_E | PJM_ROM | PJM_E | Internal | Shoulder | B11 | 25 | 8000 | 0 | 85.14 | 85.13 | 0.01 | 0
2025 | PJM_ROM_2_PJM_E | PJM_ROM | PJM_E | Internal | Shoulder | B12 | 200 | 8000 | 0 | 78.12 | 78.1 | 0.01 | 0
2025 | PJM_ROM_2_PJM_E | PJM_ROM | PJM_E | Internal | Shoulder | B13 | 600 | 8000 | 0 | 75.32 | 75.31 | 0.01 | 0
2025 | PJM_ROM_2_PJM_E | PJM_ROM | PJM_E | Internal | Shoulder | B14 | 900 | 8000 | 0 | 72.68 | 72.67 | 0.01 | 0
2025 | PJM_ROM_2_PJM_E | PJM_ROM | PJM_E | Internal | Shoulder | B15 | 1203 | 8000 | 0 | 67.75 | 67.73 | 0.01 | 0
2025 | PJM_ROM_2_PJM_E | PJM_ROM | PJM_E | Internal | Summer | B1 | 10 | 8000 | 595.61 | 152.33 | 152.35 | 0.01 | 0
2025 | PJM_ROM_2_PJM_E | PJM_ROM | PJM_E | Internal | Summer | B2 | 25 | 8000 | 587.42 | 111.54 | 111.55 | 0.01 | 0
2025 | PJM_ROM_2_PJM_E | PJM_ROM | PJM_E | Internal | Summer | B3 | 75 | 8000 | 0 | 109.28 | 109.27 | 0.01 | 0
2025 | PJM_ROM_2_PJM_E | PJM_ROM | PJM_E | Internal | Summer | B4 | 100 | 8000 | 0 | 109.28 | 109.27 | 0.01 | 0
2025 | PJM_ROM_2_PJM_E | PJM_ROM | PJM_E | Internal | Summer | B5 | 200 | 8000 | 0 | 103.07 | 103.06 | 0.01 | 0
2025 | PJM_ROM_2_PJM_E | PJM_ROM | PJM_E | Internal | Summer | B6 | 300 | 8000 | 0 | 85.34 | 85.33 | 0.01 | 0
2025 | PJM_ROM_2_PJM_E | PJM_ROM | PJM_E | Internal | Summer | B7 | 400 | 8000 | 0 | 80.04 | 80.03 | 0.01 | 0
2025 | PJM_ROM_2_PJM_E | PJM_ROM | PJM_E | Internal | Summer | B8 | 500 | 8000 | 0 | 72.68 | 72.67 | 0.01 | 0
2025 | PJM_ROM_2_PJM_E | PJM_ROM | PJM_E | Internal | Summer | B9 | 800 | 8000 | 0 | 67.99 | 67.98 | 0.01 | 0
2025 | PJM_ROM_2_PJM_E | PJM_ROM | PJM_E | Internal | Summer | B10 | 1262 | 8000 | 0 | 62.23 | 62.21 | 0.01 | 0
2025 | PJM_ROM_2_PJM_E | PJM_ROM | PJM_E | Internal | Winter | B16 | 25 | 8000 | 0 | 95.55 | 95.54 | 0.01 | 0
2025 | PJM_ROM_2_PJM_E | PJM_ROM | PJM_E | Internal | Winter | B17 | 100 | 8000 | 0 | 83.61 | 83.6 | 0.01 | 0
2025 | PJM_ROM_2_PJM_E | PJM_ROM | PJM_E | Internal | Winter | B18 | 400 | 8000 | 0 | 79.98 | 79.97 | 0.01 | 0
2025 | PJM_ROM_2_PJM_E | PJM_ROM | PJM_E | Internal | Winter | B19 | 700 | 8000 | 0 | 75.35 | 75.33 | 0.01 | 0
2025 | PJM_ROM_2_PJM_E | PJM_ROM | PJM_E | Internal | Winter | B20 | 935 | 8000 | 0 | 69.89 | 69.88 | 0.01 | 0
2025 | PJM_ROM_2_PJM_ROR | PJM_ROM | PJM_ROR | Internal | Shoulder | B11 | 25 | 8000 | 0 | 85.14 | 85.13 | 0.01 | 0
2025 | PJM_ROM_2_PJM_ROR | PJM_ROM | PJM_ROR | Internal | Shoulder | B12 | 200 | 8000 | 0 | 78.12 | 78.1 | 0.01 | 0
2025 | PJM_ROM_2_PJM_ROR | PJM_ROM | PJM_ROR | Internal | Shoulder | B13 | 600 | 8000 | 563.19 | 75.32 | 75.33 | 0.01 | 0
2025 | PJM_ROM_2_PJM_ROR | PJM_ROM | PJM_ROR | Internal | Shoulder | B14 | 900 | 8000 | 0 | 72.68 | 72.67 | 0.01 | 0
2025 | PJM_ROM_2_PJM_ROR | PJM_ROM | PJM_ROR | Internal | Shoulder | B15 | 1203 | 8000 | 0 | 67.75 | 67.73 | 0.01 | 0
2025 | PJM_ROM_2_PJM_ROR | PJM_ROM | PJM_ROR | Internal | Summer | B1 | 10 | 8000 | 0 | 152.33 | 115.34 | 0.01 | 0
2025 | PJM_ROM_2_PJM_ROR | PJM_ROM | PJM_ROR | Internal | Summer | B2 | 25 | 8000 | 0 | 111.54 | 111.53 | 0.01 | 0
2025 | PJM_ROM_2_PJM_ROR | PJM_ROM | PJM_ROR | Internal | Summer | B3 | 75 | 8000 | 0 | 109.28 | 109.27 | 0.01 | 0
2025 | PJM_ROM_2_PJM_ROR | PJM_ROM | PJM_ROR | Internal | Summer | B4 | 100 | 8000 | 0 | 109.28 | 109.27 | 0.01 | 0
2025 | PJM_ROM_2_PJM_ROR | PJM_ROM | PJM_ROR | Internal | Summer | B5 | 200 | 8000 | 0 | 103.07 | 103.06 | 0.01 | 0
2025 | PJM_ROM_2_PJM_ROR | PJM_ROM | PJM_ROR | Internal | Summer | B6 | 300 | 8000 | 0 | 85.34 | 85.33 | 0.01 | 0
2025 | PJM_ROM_2_PJM_ROR | PJM_ROM | PJM_ROR | Internal | Summer | B7 | 400 | 8000 | 0 | 80.04 | 80.03 | 0.01 | 0
2025 | PJM_ROM_2_PJM_ROR | PJM_ROM | PJM_ROR | Internal | Summer | B8 | 500 | 8000 | 0 | 72.68 | 72.67 | 0.01 | 0
2025 | PJM_ROM_2_PJM_ROR | PJM_ROM | PJM_ROR | Internal | Summer | B9 | 800 | 8000 | 0 | 67.99 | 67.98 | 0.01 | 0
2025 | PJM_ROM_2_PJM_ROR | PJM_ROM | PJM_ROR | Internal | Summer | B10 | 1262 | 8000 | 0 | 62.23 | 62.21 | 0.01 | 0
2025 | PJM_ROM_2_PJM_ROR | PJM_ROM | PJM_ROR | Internal | Winter | B16 | 25 | 8000 | 0 | 95.55 | 95.54 | 0.01 | 0
2025 | PJM_ROM_2_PJM_ROR | PJM_ROM | PJM_ROR | Internal | Winter | B17 | 100 | 8000 | 0 | 83.61 | 83.6 | 0.01 | 0
2025 | PJM_ROM_2_PJM_ROR | PJM_ROM | PJM_ROR | Internal | Winter | B18 | 400 | 8000 | 0 | 79.98 | 79.97 | 0.01 | 0
2025 | PJM_ROM_2_PJM_ROR | PJM_ROM | PJM_ROR | Internal | Winter | B19 | 700 | 8000 | 0 | 75.35 | 75.33 | 0.01 | 0
2025 | PJM_ROM_2_PJM_ROR | PJM_ROM | PJM_ROR | Internal | Winter | B20 | 935 | 8000 | 0 | 69.89 | 69.88 | 0.01 | 0
2025 | SOCO_2_ENT | SOCO | ENT | Internal | Shoulder | B11 | 25 | 2400 | 0 | 100.13 | 83.13 | 10 | 0
2025 | SOCO_2_ENT | SOCO | ENT | Internal | Shoulder | B12 | 200 | 2400 | 0 | 77.62 | 73.68 | 10 | 0
2025 | SOCO_2_ENT | SOCO | ENT | Internal | Shoulder | B13 | 600 | 2400 | 0 | 75.26 | 73.14 | 10 | 0
2025 | SOCO_2_ENT | SOCO | ENT | Internal | Shoulder | B14 | 900 | 2400 | 0 | 75.26 | 70.69 | 10 | 0
2025 | SOCO_2_ENT | SOCO | ENT | Internal | Shoulder | B15 | 1203 | 2400 | 0 | 72.62 | 70.69 | 10 | 0
2025 | SOCO_2_ENT | SOCO | ENT | Internal | Summer | B1 | 10 | 2400 | 0 | 125.69 | 117.69 | 10 | 0
2025 | SOCO_2_ENT | SOCO | ENT | Internal | Summer | B2 | 25 | 2400 | 0 | 122.51 | 114.51 | 10 | 0
2025 | SOCO_2_ENT | SOCO | ENT | Internal | Summer | B3 | 75 | 2400 | 0 | 120.44 | 112.44 | 10 | 0
2025 | SOCO_2_ENT | SOCO | ENT | Internal | Summer | B4 | 100 | 2400 | 0 | 120.27 | 112.27 | 10 | 0
2025 | SOCO_2_ENT | SOCO | ENT | Internal | Summer | B5 | 200 | 2400 | 0 | 118.06 | 106.06 | 10 | 0
2025 | SOCO_2_ENT | SOCO | ENT | Internal | Summer | B6 | 300 | 2400 | 0 | 100.33 | 91.33 | 10 | 0
2025 | SOCO_2_ENT | SOCO | ENT | Internal | Summer | B7 | 400 | 2400 | 0 | 95.03 | 80.34 | 10 | 0
2025 | SOCO_2_ENT | SOCO | ENT | Internal | Summer | B8 | 500 | 2400 | 0 | 85.67 | 72.16 | 10 | 0
2025 | SOCO_2_ENT | SOCO | ENT | Internal | Summer | B9 | 800 | 2400 | 0 | 73.81 | 71.63 | 10 | 0
2025 | SOCO_2_ENT | SOCO | ENT | Internal | Summer | B10 | 1262 | 2400 | 0 | 71.22 | 69.16 | 10 | 0
2025 | SOCO_2_ENT | SOCO | ENT | Internal | Winter | B16 | 25 | 2400 | 0 | 103.05 | 80.34 | 10 | 0
2025 | SOCO_2_ENT | SOCO | ENT | Internal | Winter | B17 | 100 | 2400 | 0 | 84.11 | 76.11 | 10 | 0
2025 | SOCO_2_ENT | SOCO | ENT | Internal | Winter | B18 | 400 | 2400 | 0 | 77.04 | 75.88 | 10 | 0
2025 | SOCO_2_ENT | SOCO | ENT | Internal | Winter | B19 | 700 | 2400 | 0 | 77.04 | 73.56 | 10 | 0
2025 | SOCO_2_ENT | SOCO | ENT | Internal | Winter | B20 | 935 | 2400 | 0 | 75.5 | 73.56 | 10 | 0
2025 | SOCO_2_FRCC | SOCO | FRCC | Internal | Shoulder | B11 | 25 | 3700 | 3389.77 | 100.13 | 110.13 | 10 | 0
2025 | SOCO_2_FRCC | SOCO | FRCC | Internal | Shoulder | B12 | 200 | 3700 | 0 | 77.62 | 81.24 | 10 | 0
2025 | SOCO_2_FRCC | SOCO | FRCC | Internal | Shoulder | B13 | 600 | 3700 | 0 | 75.26 | 81.24 | 10 | 0
2025 | SOCO_2_FRCC | SOCO | FRCC | Internal | Shoulder | B14 | 900 | 3700 | 0 | 75.26 | 77.85 | 10 | 0
2025 | SOCO_2_FRCC | SOCO | FRCC | Internal | Shoulder | B15 | 1203 | 3700 | 0 | 72.62 | 77.85 | 10 | 0
2025 | SOCO_2_FRCC | SOCO | FRCC | Internal | Summer | B1 | 10 | 3700 | 214.87 | 125.69 | 135.69 | 10 | 0
2025 | SOCO_2_FRCC | SOCO | FRCC | Internal | Summer | B2 | 25 | 3700 | 0 | 122.51 | 125.11 | 10 | 0
2025 | SOCO_2_FRCC | SOCO | FRCC | Internal | Summer | B3 | 75 | 3700 | 0 | 120.44 | 125.11 | 10 | 0
2025 | SOCO_2_FRCC | SOCO | FRCC | Internal | Summer | B4 | 100 | 3700 | 0 | 120.27 | 125.11 | 10 | 0
2025 | SOCO_2_FRCC | SOCO | FRCC | Internal | Summer | B5 | 200 | 3700 | 0 | 118.06 | 125.11 | 10 | 0
2025 | SOCO_2_FRCC | SOCO | FRCC | Internal | Summer | B6 | 300 | 3700 | 450.08 | 100.33 | 110.33 | 10 | 0
2025 | SOCO_2_FRCC | SOCO | FRCC | Internal | Summer | B7 | 400 | 3700 | 0 | 95.03 | 91.89 | 10 | 0
2025 | SOCO_2_FRCC | SOCO | FRCC | Internal | Summer | B8 | 500 | 3700 | 0 | 85.67 | 80.4 | 10 | 0
2025 | SOCO_2_FRCC | SOCO | FRCC | Internal | Summer | B9 | 800 | 3700 | 0 | 73.81 | 77.04 | 10 | 0
2025 | SOCO_2_FRCC | SOCO | FRCC | Internal | Summer | B10 | 1262 | 3700 | 0 | 71.22 | 77.04 | 10 | 0
2025 | SOCO_2_FRCC | SOCO | FRCC | Internal | Winter | B16 | 25 | 3700 | 0 | 103.05 | 107.26 | 10 | 0
2025 | SOCO_2_FRCC | SOCO | FRCC | Internal | Winter | B17 | 100 | 3700 | 0 | 84.11 | 83.81 | 10 | 0
2025 | SOCO_2_FRCC | SOCO | FRCC | Internal | Winter | B18 | 400 | 3700 | 0 | 77.04 | 82.26 | 10 | 0
2025 | SOCO_2_FRCC | SOCO | FRCC | Internal | Winter | B19 | 700 | 3700 | 0 | 77.04 | 80.3 | 10 | 0
2025 | SOCO_2_FRCC | SOCO | FRCC | Internal | Winter | B20 | 935 | 3700 | 0 | 75.5 | 80.3 | 10 | 0
2025 | SOCO_2_TVA_Transmission | SOCO | TVA_Transmission | Internal | Shoulder | B11 | 25 | 2600 | 0 | 100.13 | 91.13 | 10 | 0
2025 | SOCO_2_TVA_Transmission | SOCO | TVA_Transmission | Internal | Shoulder | B12 | 200 | 2600 | 0 | 77.62 | 79.14 | 10 | 0
2025 | SOCO_2_TVA_Transmission | SOCO | TVA_Transmission | Internal | Shoulder | B13 | 600 | 2600 | 0 | 75.26 | 76.88 | 10 | 0
2025 | SOCO_2_TVA_Transmission | SOCO | TVA_Transmission | Internal | Shoulder | B14 | 900 | 2600 | 0 | 75.26 | 74.99 | 10 | 0
2025 | SOCO_2_TVA_Transmission | SOCO | TVA_Transmission | Internal | Shoulder | B15 | 1203 | 2600 | 0 | 72.62 | 72.15 | 10 | 0
2025 | SOCO_2_TVA_Transmission | SOCO | TVA_Transmission | Internal | Summer | B1 | 10 | 2600 | 0 | 125.69 | 121.34 | 10 | 0
2025 | SOCO_2_TVA_Transmission | SOCO | TVA_Transmission | Internal | Summer | B2 | 25 | 2600 | 0 | 122.51 | 117.53 | 10 | 0
2025 | SOCO_2_TVA_Transmission | SOCO | TVA_Transmission | Internal | Summer | B3 | 75 | 2600 | 0 | 120.44 | 115.27 | 10 | 0
2025 | SOCO_2_TVA_Transmission | SOCO | TVA_Transmission | Internal | Summer | B4 | 100 | 2600 | 0 | 120.27 | 115.27 | 10 | 0
2025 | SOCO_2_TVA_Transmission | SOCO | TVA_Transmission | Internal | Summer | B5 | 200 | 2600 | 0 | 118.06 | 109.06 | 10 | 0
2025 | SOCO_2_TVA_Transmission | SOCO | TVA_Transmission | Internal | Summer | B6 | 300 | 2600 | 0 | 100.33 | 91.33 | 10 | 0
2025 | SOCO_2_TVA_Transmission | SOCO | TVA_Transmission | Internal | Summer | B7 | 400 | 2600 | 0 | 95.03 | 86.03 | 10 | 0
2025 | SOCO_2_TVA_Transmission | SOCO | TVA_Transmission | Internal | Summer | B8 | 500 | 2600 | 0 | 85.67 | 77.37 | 10 | 0
2025 | SOCO_2_TVA_Transmission | SOCO | TVA_Transmission | Internal | Summer | B9 | 800 | 2600 | 0 | 73.81 | 71.76 | 10 | 0
2025 | SOCO_2_TVA_Transmission | SOCO | TVA_Transmission | Internal | Summer | B10 | 1262 | 2600 | 0 | 71.22 | 65.73 | 10 | 0
2025 | SOCO_2_TVA_Transmission | SOCO | TVA_Transmission | Internal | Winter | B16 | 25 | 2600 | 0 | 103.05 | 94.05 | 10 | 0
2025 | SOCO_2_TVA_Transmission | SOCO | TVA_Transmission | Internal | Winter | B17 | 100 | 2600 | 0 | 84.11 | 82.4 | 10 | 0
2025 | SOCO_2_TVA_Transmission | SOCO | TVA_Transmission | Internal | Winter | B18 | 400 | 2600 | 0 | 77.04 | 79.76 | 10 | 0
2025 | SOCO_2_TVA_Transmission | SOCO | TVA_Transmission | Internal | Winter | B19 | 700 | 2600 | 0 | 77.04 | 77.67 | 10 | 0
2025 | SOCO_2_TVA_Transmission | SOCO | TVA_Transmission | Internal | Winter | B20 | 935 | 2600 | 0 | 75.5 | 74.77 | 10 | 0
2025 | SOCO_2_VACAR | SOCO | VACAR | Internal | Shoulder | B11 | 25 | 2000 | 0 | 100.13 | 91.13 | 10 | 0
2025 | SOCO_2_VACAR | SOCO | VACAR | Internal | Shoulder | B12 | 200 | 2000 | 0 | 77.62 | 84.1 | 10 | 0
2025 | SOCO_2_VACAR | SOCO | VACAR | Internal | Shoulder | B13 | 600 | 2000 | 0 | 75.26 | 80.44 | 10 | 0
2025 | SOCO_2_VACAR | SOCO | VACAR | Internal | Shoulder | B14 | 900 | 2000 | 0 | 75.26 | 76.26 | 10 | 0
2025 | SOCO_2_VACAR | SOCO | VACAR | Internal | Shoulder | B15 | 1203 | 2000 | 0 | 72.62 | 66.27 | 10 | 0
2025 | SOCO_2_VACAR | SOCO | VACAR | Internal | Summer | B1 | 10 | 2000 | 0 | 125.69 | 121.34 | 10 | 0
2025 | SOCO_2_VACAR | SOCO | VACAR | Internal | Summer | B2 | 25 | 2000 | 0 | 122.51 | 121.06 | 10 | 0
2025 | SOCO_2_VACAR | SOCO | VACAR | Internal | Summer | B3 | 75 | 2000 | 0 | 120.44 | 121.06 | 10 | 0
2025 | SOCO_2_VACAR | SOCO | VACAR | Internal | Summer | B4 | 100 | 2000 | 0 | 120.27 | 121.06 | 10 | 0
2025 | SOCO_2_VACAR | SOCO | VACAR | Internal | Summer | B5 | 200 | 2000 | 0 | 118.06 | 111.06 | 10 | 0
2025 | SOCO_2_VACAR | SOCO | VACAR | Internal | Summer | B6 | 300 | 2000 | 0 | 100.33 | 93.33 | 10 | 0
2025 | SOCO_2_VACAR | SOCO | VACAR | Internal | Summer | B7 | 400 | 2000 | 0 | 95.03 | 88.03 | 10 | 0
2025 | SOCO_2_VACAR | SOCO | VACAR | Internal | Summer | B8 | 500 | 2000 | 0 | 85.67 | 78.67 | 10 | 0
2025 | SOCO_2_VACAR | SOCO | VACAR | Internal | Summer | B9 | 800 | 2000 | 0 | 73.81 | 66.81 | 10 | 0
2025 | SOCO_2_VACAR | SOCO | VACAR | Internal | Summer | B10 | 1262 | 2000 | 0 | 71.22 | 64.45 | 10 | 0
2025 | SOCO_2_VACAR | SOCO | VACAR | Internal | Winter | B16 | 25 | 2000 | 59.31 | 103.05 | 113.05 | 10 | 0
2025 | SOCO_2_VACAR | SOCO | VACAR | Internal | Winter | B17 | 100 | 2000 | 0 | 84.11 | 89.6 | 10 | 0
2025 | SOCO_2_VACAR | SOCO | VACAR | Internal | Winter | B18 | 400 | 2000 | 0 | 77.04 | 84.1 | 10 | 0
2025 | SOCO_2_VACAR | SOCO | VACAR | Internal | Winter | B19 | 700 | 2000 | 0 | 77.04 | 81.03 | 10 | 0
2025 | SOCO_2_VACAR | SOCO | VACAR | Internal | Winter | B20 | 935 | 2000 | 0 | 75.5 | 70.33 | 10 | 0
2025 | SPP_N_2_ENT | SPP_N | ENT | Internal | Shoulder | B11 | 25 | 1800 | 1107.73 | 78.13 | 83.13 | 5 | 0
2025 | SPP_N_2_ENT | SPP_N | ENT | Internal | Shoulder | B12 | 200 | 1800 | 0 | 70.86 | 73.68 | 5 | 0
2025 | SPP_N_2_ENT | SPP_N | ENT | Internal | Shoulder | B13 | 600 | 1800 | 0 | 70.49 | 73.14 | 5 | 0
2025 | SPP_N_2_ENT | SPP_N | ENT | Internal | Shoulder | B14 | 900 | 1800 | 1800 | 61.7 | 70.69 | 5 | 3.99
2025 | SPP_N_2_ENT | SPP_N | ENT | Internal | Shoulder | B15 | 1203 | 1800 | 1800 | 61.34 | 70.69 | 5 | 4.35
2025 | SPP_N_2_ENT | SPP_N | ENT | Internal | Summer | B1 | 10 | 1800 | 1800 | 108.83 | 117.69 | 5 | 3.86
2025 | SPP_N_2_ENT | SPP_N | ENT | Internal | Summer | B2 | 25 | 1800 | 460.35 | 109.51 | 114.51 | 5 | 0
2025 | SPP_N_2_ENT | SPP_N | ENT | Internal | Summer | B3 | 75 | 1800 | 0 | 109.53 | 112.44 | 5 | 0
2025 | SPP_N_2_ENT | SPP_N | ENT | Internal | Summer | B4 | 100 | 1800 | 339.32 | 107.27 | 112.27 | 5 | 0
2025 | SPP_N_2_ENT | SPP_N | ENT | Internal | Summer | B5 | 200 | 1800 | 807.94 | 101.06 | 106.06 | 5 | 0
2025 | SPP_N_2_ENT | SPP_N | ENT | Internal | Summer | B6 | 300 | 1800 | 275.71 | 86.33 | 91.33 | 5 | 0
2025 | SPP_N_2_ENT | SPP_N | ENT | Internal | Summer | B7 | 400 | 1800 | 0 | 77.57 | 80.34 | 5 | 0
2025 | SPP_N_2_ENT | SPP_N | ENT | Internal | Summer | B8 | 500 | 1800 | 0 | 70.27 | 72.16 | 5 | 0
2025 | SPP_N_2_ENT | SPP_N | ENT | Internal | Summer | B9 | 800 | 1800 | 0 | 69.09 | 71.63 | 5 | 0
2025 | SPP_N_2_ENT | SPP_N | ENT | Internal | Summer | B10 | 1262 | 1800 | 1800 | 64.15 | 69.16 | 5 | 0.01
2025 | SPP_N_2_ENT | SPP_N | ENT | Internal | Winter | B16 | 25 | 1800 | 1800 | 73.53 | 80.34 | 5 | 1.81
2025 | SPP_N_2_ENT | SPP_N | ENT | Internal | Winter | B17 | 100 | 1800 | 1800 | 71.1 | 76.11 | 5 | 0.01
2025 | SPP_N_2_ENT | SPP_N | ENT | Internal | Winter | B18 | 400 | 1800 | 1342.18 | 70.88 | 75.88 | 5 | 0
2025 | SPP_N_2_ENT | SPP_N | ENT | Internal | Winter | B19 | 700 | 1800 | 1800 | 68.33 | 73.56 | 5 | 0.22
2025 | SPP_N_2_ENT | SPP_N | ENT | Internal | Winter | B20 | 935 | 1800 | 1800 | 63.97 | 73.56 | 5 | 4.59
2025 | SPP_N_2_MISO_MO-IL | SPP_N | MISO_MO-IL | Internal | Shoulder | B11 | 25 | 2000 | 496.22 | 78.13 | 83.13 | 5 | 0
2025 | SPP_N_2_MISO_MO-IL | SPP_N | MISO_MO-IL | Internal | Shoulder | B12 | 200 | 2000 | 1917.38 | 70.86 | 75.86 | 5 | 0
2025 | SPP_N_2_MISO_MO-IL | SPP_N | MISO_MO-IL | Internal | Shoulder | B13 | 600 | 2000 | 0 | 70.49 | 73.34 | 5 | 0
2025 | SPP_N_2_MISO_MO-IL | SPP_N | MISO_MO-IL | Internal | Shoulder | B14 | 900 | 2000 | 2000 | 61.7 | 70.35 | 5 | 3.65
2025 | SPP_N_2_MISO_MO-IL | SPP_N | MISO_MO-IL | Internal | Shoulder | B15 | 1203 | 2000 | 0 | 61.34 | 64.15 | 5 | 0
2025 | SPP_N_2_MISO_MO-IL | SPP_N | MISO_MO-IL | Internal | Summer | B1 | 10 | 2000 | 0 | 108.83 | 113.34 | 5 | 0
2025 | SPP_N_2_MISO_MO-IL | SPP_N | MISO_MO-IL | Internal | Summer | B2 | 25 | 2000 | 0 | 109.51 | 109.53 | 5 | 0
2025 | SPP_N_2_MISO_MO-IL | SPP_N | MISO_MO-IL | Internal | Summer | B3 | 75 | 2000 | 0 | 109.53 | 109.53 | 5 | 0
2025 | SPP_N_2_MISO_MO-IL | SPP_N | MISO_MO-IL | Internal | Summer | B4 | 100 | 2000 | 0 | 107.27 | 107.27 | 5 | 0
2025 | SPP_N_2_MISO_MO-IL | SPP_N | MISO_MO-IL | Internal | Summer | B5 | 200 | 2000 | 0 | 101.06 | 101.06 | 5 | 0
2025 | SPP_N_2_MISO_MO-IL | SPP_N | MISO_MO-IL | Internal | Summer | B6 | 300 | 2000 | 0 | 86.33 | 83.33 | 5 | 0
2025 | SPP_N_2_MISO_MO-IL | SPP_N | MISO_MO-IL | Internal | Summer | B7 | 400 | 2000 | 0 | 77.57 | 78.03 | 5 | 0
2025 | SPP_N_2_MISO_MO-IL | SPP_N | MISO_MO-IL | Internal | Summer | B8 | 500 | 2000 | 0 | 70.27 | 70.67 | 5 | 0
2025 | SPP_N_2_MISO_MO-IL | SPP_N | MISO_MO-IL | Internal | Summer | B9 | 800 | 2000 | 0 | 69.09 | 65.98 | 5 | 0
2025 | SPP_N_2_MISO_MO-IL | SPP_N | MISO_MO-IL | Internal | Summer | B10 | 1262 | 2000 | 0 | 64.15 | 60.21 | 5 | 0
2025 | SPP_N_2_MISO_MO-IL | SPP_N | MISO_MO-IL | Internal | Winter | B16 | 25 | 2000 | 2000 | 73.53 | 86.05 | 5 | 7.51
2025 | SPP_N_2_MISO_MO-IL | SPP_N | MISO_MO-IL | Internal | Winter | B17 | 100 | 2000 | 2000 | 71.1 | 76.87 | 5 | 0.77
2025 | SPP_N_2_MISO_MO-IL | SPP_N | MISO_MO-IL | Internal | Winter | B18 | 400 | 2000 | 640.69 | 70.88 | 75.88 | 5 | 0
2025 | SPP_N_2_MISO_MO-IL | SPP_N | MISO_MO-IL | Internal | Winter | B19 | 700 | 2000 | 221.92 | 68.33 | 73.33 | 5 | 0
2025 | SPP_N_2_MISO_MO-IL | SPP_N | MISO_MO-IL | Internal | Winter | B20 | 935 | 2000 | 0 | 63.97 | 66.77 | 5 | 0
2025 | SPP_N_2_MISO_W | SPP_N | MISO_W | Internal | Shoulder | B11 | 25 | 750 | 0 | 78.13 | 78.12 | 5 | 0
2025 | SPP_N_2_MISO_W | SPP_N | MISO_W | Internal | Shoulder | B12 | 200 | 750 | 0 | 70.86 | 67.41 | 5 | 0
2025 | SPP_N_2_MISO_W | SPP_N | MISO_W | Internal | Shoulder | B13 | 600 | 750 | 0 | 70.49 | 67.39 | 5 | 0
2025 | SPP_N_2_MISO_W | SPP_N | MISO_W | Internal | Shoulder | B14 | 900 | 750 | 0 | 61.7 | 54.7 | 5 | 0
2025 | SPP_N_2_MISO_W | SPP_N | MISO_W | Internal | Shoulder | B15 | 1203 | 750 | 0 | 61.34 | 54.34 | 5 | 0
2025 | SPP_N_2_MISO_W | SPP_N | MISO_W | Internal | Summer | B1 | 10 | 750 | 0 | 108.83 | 113.33 | 5 | 0
2025 | SPP_N_2_MISO_W | SPP_N | MISO_W | Internal | Summer | B2 | 25 | 750 | 0 | 109.51 | 109.52 | 5 | 0
2025 | SPP_N_2_MISO_W | SPP_N | MISO_W | Internal | Summer | B3 | 75 | 750 | 0 | 109.53 | 109.52 | 5 | 0
2025 | SPP_N_2_MISO_W | SPP_N | MISO_W | Internal | Summer | B4 | 100 | 750 | 0 | 107.27 | 107.26 | 5 | 0
2025 | SPP_N_2_MISO_W | SPP_N | MISO_W | Internal | Summer | B5 | 200 | 750 | 0 | 101.06 | 101.05 | 5 | 0
2025 | SPP_N_2_MISO_W | SPP_N | MISO_W | Internal | Summer | B6 | 300 | 750 | 0 | 86.33 | 83.31 | 5 | 0
2025 | SPP_N_2_MISO_W | SPP_N | MISO_W | Internal | Summer | B7 | 400 | 750 | 0 | 77.57 | 77.56 | 5 | 0
2025 | SPP_N_2_MISO_W | SPP_N | MISO_W | Internal | Summer | B8 | 500 | 750 | 0 | 70.27 | 65.98 | 5 | 0
2025 | SPP_N_2_MISO_W | SPP_N | MISO_W | Internal | Summer | B9 | 800 | 750 | 0 | 69.09 | 65.95 | 5 | 0
2025 | SPP_N_2_MISO_W | SPP_N | MISO_W | Internal | Summer | B10 | 1262 | 750 | 0 | 64.15 | 57.15 | 5 | 0
2025 | SPP_N_2_MISO_W | SPP_N | MISO_W | Internal | Winter | B16 | 25 | 750 | 0 | 73.53 | 63.17 | 5 | 0
2025 | SPP_N_2_MISO_W | SPP_N | MISO_W | Internal | Winter | B17 | 100 | 750 | 0 | 71.1 | 63.19 | 5 | 0
2025 | SPP_N_2_MISO_W | SPP_N | MISO_W | Internal | Winter | B18 | 400 | 750 | 0 | 70.88 | 63.88 | 5 | 0
2025 | SPP_N_2_MISO_W | SPP_N | MISO_W | Internal | Winter | B19 | 700 | 750 | 0 | 68.33 | 63.88 | 5 | 0
2025 | SPP_N_2_MISO_W | SPP_N | MISO_W | Internal | Winter | B20 | 935 | 750 | 0 | 63.97 | 56.97 | 5 | 0
2025 | SPP_N_2_NE | SPP_N | NE | Internal | Shoulder | B11 | 25 | 332 | 0 | 78.13 | 78.12 | 0.01 | 0
2025 | SPP_N_2_NE | SPP_N | NE | Internal | Shoulder | B12 | 200 | 332 | 0 | 70.86 | 70.85 | 0.01 | 0
2025 | SPP_N_2_NE | SPP_N | NE | Internal | Shoulder | B13 | 600 | 332 | 0 | 70.49 | 70.48 | 0.01 | 0
2025 | SPP_N_2_NE | SPP_N | NE | Internal | Shoulder | B14 | 900 | 332 | 0 | 61.7 | 61.33 | 0.01 | 0
2025 | SPP_N_2_NE | SPP_N | NE | Internal | Shoulder | B15 | 1203 | 332 | 0 | 61.34 | 61.33 | 0.01 | 0
2025 | SPP_N_2_NE | SPP_N | NE | Internal | Summer | B1 | 10 | 332 | 332 | 108.83 | 113.33 | 0.01 | 4.49
2025 | SPP_N_2_NE | SPP_N | NE | Internal | Summer | B2 | 25 | 332 | 259.39 | 109.51 | 109.52 | 0.01 | 0
2025 | SPP_N_2_NE | SPP_N | NE | Internal | Summer | B3 | 75 | 332 | 0 | 109.53 | 109.52 | 0.01 | 0
2025 | SPP_N_2_NE | SPP_N | NE | Internal | Summer | B4 | 100 | 332 | 0 | 107.27 | 107.26 | 0.01 | 0
2025 | SPP_N_2_NE | SPP_N | NE | Internal | Summer | B5 | 200 | 332 | 0 | 101.06 | 101.05 | 0.01 | 0
2025 | SPP_N_2_NE | SPP_N | NE | Internal | Summer | B6 | 300 | 332 | 0 | 86.33 | 83.31 | 0.01 | 0
2025 | SPP_N_2_NE | SPP_N | NE | Internal | Summer | B7 | 400 | 332 | 0 | 77.57 | 77.56 | 0.01 | 0
2025 | SPP_N_2_NE | SPP_N | NE | Internal | Summer | B8 | 500 | 332 | 0 | 70.27 | 69.45 | 0.01 | 0
2025 | SPP_N_2_NE | SPP_N | NE | Internal | Summer | B9 | 800 | 332 | 0 | 69.09 | 69.08 | 0.01 | 0
2025 | SPP_N_2_NE | SPP_N | NE | Internal | Summer | B10 | 1262 | 332 | 0 | 64.15 | 59.49 | 0.01 | 0
2025 | SPP_N_2_NE | SPP_N | NE | Internal | Winter | B16 | 25 | 332 | 0 | 73.53 | 70.17 | 0.01 | 0
2025 | SPP_N_2_NE | SPP_N | NE | Internal | Winter | B17 | 100 | 332 | 0 | 71.1 | 70.19 | 0.01 | 0
2025 | SPP_N_2_NE | SPP_N | NE | Internal | Winter | B18 | 400 | 332 | 0 | 70.88 | 70.87 | 0.01 | 0
2025 | SPP_N_2_NE | SPP_N | NE | Internal | Winter | B19 | 700 | 332 | 0 | 68.33 | 67.13 | 0.01 | 0
2025 | SPP_N_2_NE | SPP_N | NE | Internal | Winter | B20 | 935 | 332 | 0 | 63.97 | 63.96 | 0.01 | 0
2025 | SPP_N_2_SPP_S | SPP_N | SPP_S | Internal | Shoulder | B11 | 25 | 4000 | 0 | 78.13 | 78.12 | 0.01 | 0
2025 | SPP_N_2_SPP_S | SPP_N | SPP_S | Internal | Shoulder | B12 | 200 | 4000 | 0 | 70.86 | 70.66 | 0.01 | 0
2025 | SPP_N_2_SPP_S | SPP_N | SPP_S | Internal | Shoulder | B13 | 600 | 4000 | 1947.39 | 70.49 | 70.5 | 0.01 | 0
2025 | SPP_N_2_SPP_S | SPP_N | SPP_S | Internal | Shoulder | B14 | 900 | 4000 | 221.8 | 61.7 | 61.71 | 0.01 | 0
2025 | SPP_N_2_SPP_S | SPP_N | SPP_S | Internal | Shoulder | B15 | 1203 | 4000 | 1404.17 | 61.34 | 61.35 | 0.01 | 0
2025 | SPP_N_2_SPP_S | SPP_N | SPP_S | Internal | Summer | B1 | 10 | 4000 | 0 | 108.83 | 74.74 | 0.01 | 0
2025 | SPP_N_2_SPP_S | SPP_N | SPP_S | Internal | Summer | B2 | 25 | 4000 | 0 | 109.51 | 100.23 | 0.01 | 0
2025 | SPP_N_2_SPP_S | SPP_N | SPP_S | Internal | Summer | B3 | 75 | 4000 | 0 | 109.53 | 106.24 | 0.01 | 0
2025 | SPP_N_2_SPP_S | SPP_N | SPP_S | Internal | Summer | B4 | 100 | 4000 | 0 | 107.27 | 100.23 | 0.01 | 0
2025 | SPP_N_2_SPP_S | SPP_N | SPP_S | Internal | Summer | B5 | 200 | 4000 | 0 | 101.06 | 100.23 | 0.01 | 0
2025 | SPP_N_2_SPP_S | SPP_N | SPP_S | Internal | Summer | B6 | 300 | 4000 | 1180.16 | 86.33 | 86.34 | 0.01 | 0
2025 | SPP_N_2_SPP_S | SPP_N | SPP_S | Internal | Summer | B7 | 400 | 4000 | 884.32 | 77.57 | 77.59 | 0.01 | 0
2025 | SPP_N_2_SPP_S | SPP_N | SPP_S | Internal | Summer | B8 | 500 | 4000 | 1454.87 | 70.27 | 70.28 | 0.01 | 0
2025 | SPP_N_2_SPP_S | SPP_N | SPP_S | Internal | Summer | B9 | 800 | 4000 | 2033.55 | 69.09 | 69.11 | 0.01 | 0
2025 | SPP_N_2_SPP_S | SPP_N | SPP_S | Internal | Summer | B10 | 1262 | 4000 | 2637.05 | 64.15 | 64.16 | 0.01 | 0
2025 | SPP_N_2_SPP_S | SPP_N | SPP_S | Internal | Winter | B16 | 25 | 4000 | 1476.95 | 73.53 | 73.55 | 0.01 | 0
2025 | SPP_N_2_SPP_S | SPP_N | SPP_S | Internal | Winter | B17 | 100 | 4000 | 2441.59 | 71.1 | 71.11 | 0.01 | 0
2025 | SPP_N_2_SPP_S | SPP_N | SPP_S | Internal | Winter | B18 | 400 | 4000 | 1911.67 | 70.88 | 70.9 | 0.01 | 0
2025 | SPP_N_2_SPP_S | SPP_N | SPP_S | Internal | Winter | B19 | 700 | 4000 | 1370.53 | 68.33 | 68.35 | 0.01 | 0
2025 | SPP_N_2_SPP_S | SPP_N | SPP_S | Internal | Winter | B20 | 935 | 4000 | 0 | 63.97 | 63.96 | 0.01 | 0
2025 | SPP_S_2_ENT | SPP_S | ENT | Internal | Shoulder | B11 | 25 | 850 | 850 | 78.12 | 83.13 | 5 | 0.01
2025 | SPP_S_2_ENT | SPP_S | ENT | Internal | Shoulder | B12 | 200 | 850 | 0 | 70.66 | 73.68 | 5 | 0
2025 | SPP_S_2_ENT | SPP_S | ENT | Internal | Shoulder | B13 | 600 | 850 | 0 | 70.5 | 73.14 | 5 | 0
2025 | SPP_S_2_ENT | SPP_S | ENT | Internal | Shoulder | B14 | 900 | 850 | 850 | 61.71 | 70.69 | 5 | 3.98
2025 | SPP_S_2_ENT | SPP_S | ENT | Internal | Shoulder | B15 | 1203 | 850 | 850 | 61.35 | 70.69 | 5 | 4.34
2025 | SPP_S_2_ENT | SPP_S | ENT | Internal | Summer | B1 | 10 | 850 | 850 | 74.74 | 117.69 | 5 | 37.95
2025 | SPP_S_2_ENT | SPP_S | ENT | Internal | Summer | B2 | 25 | 850 | 850 | 100.23 | 114.51 | 5 | 9.28
2025 | SPP_S_2_ENT | SPP_S | ENT | Internal | Summer | B3 | 75 | 850 | 850 | 106.24 | 112.44 | 5 | 1.21
2025 | SPP_S_2_ENT | SPP_S | ENT | Internal | Summer | B4 | 100 | 850 | 850 | 100.23 | 112.27 | 5 | 7.04
2025 | SPP_S_2_ENT | SPP_S | ENT | Internal | Summer | B5 | 200 | 850 | 850 | 100.23 | 106.06 | 5 | 0.83
2025 | SPP_S_2_ENT | SPP_S | ENT | Internal | Summer | B6 | 300 | 850 | 0 | 86.34 | 91.33 | 5 | 0
2025 | SPP_S_2_ENT | SPP_S | ENT | Internal | Summer | B7 | 400 | 850 | 0 | 77.59 | 80.34 | 5 | 0
2025 | SPP_S_2_ENT | SPP_S | ENT | Internal | Summer | B8 | 500 | 850 | 0 | 70.28 | 72.16 | 5 | 0
2025 | SPP_S_2_ENT | SPP_S | ENT | Internal | Summer | B9 | 800 | 850 | 0 | 69.11 | 71.63 | 5 | 0
2025 | SPP_S_2_ENT | SPP_S | ENT | Internal | Summer | B10 | 1262 | 850 | 261.09 | 64.16 | 69.16 | 5 | 0
2025 | SPP_S_2_ENT | SPP_S | ENT | Internal | Winter | B16 | 25 | 850 | 850 | 73.55 | 80.34 | 5 | 1.79
2025 | SPP_S_2_ENT | SPP_S | ENT | Internal | Winter | B17 | 100 | 850 | 695.16 | 71.11 | 76.11 | 5 | 0
2025 | SPP_S_2_ENT | SPP_S | ENT | Internal | Winter | B18 | 400 | 850 | 0 | 70.9 | 75.88 | 5 | 0
2025 | SPP_S_2_ENT | SPP_S | ENT | Internal | Winter | B19 | 700 | 850 | 850 | 68.35 | 73.56 | 5 | 0.21
2025 | SPP_S_2_ENT | SPP_S | ENT | Internal | Winter | B20 | 935 | 850 | 850 | 63.96 | 73.56 | 5 | 4.6
2025 | SPP_S_2_SPP_N | SPP_S | SPP_N | Internal | Shoulder | B11 | 25 | 640 | 435.88 | 78.12 | 78.13 | 0.01 | 0
2025 | SPP_S_2_SPP_N | SPP_S | SPP_N | Internal | Shoulder | B12 | 200 | 640 | 640 | 70.66 | 70.86 | 0.01 | 0.19
2025 | SPP_S_2_SPP_N | SPP_S | SPP_N | Internal | Shoulder | B13 | 600 | 640 | 0 | 70.5 | 70.49 | 0.01 | 0
2025 | SPP_S_2_SPP_N | SPP_S | SPP_N | Internal | Shoulder | B14 | 900 | 640 | 0 | 61.71 | 61.7 | 0.01 | 0
2025 | SPP_S_2_SPP_N | SPP_S | SPP_N | Internal | Shoulder | B15 | 1203 | 640 | 0 | 61.35 | 61.34 | 0.01 | 0
2025 | SPP_S_2_SPP_N | SPP_S | SPP_N | Internal | Summer | B1 | 10 | 640 | 640 | 74.74 | 108.83 | 0.01 | 34.08
2025 | SPP_S_2_SPP_N | SPP_S | SPP_N | Internal | Summer | B2 | 25 | 640 | 640 | 100.23 | 109.51 | 0.01 | 9.26
2025 | SPP_S_2_SPP_N | SPP_S | SPP_N | Internal | Summer | B3 | 75 | 640 | 640 | 106.24 | 109.53 | 0.01 | 3.28
2025 | SPP_S_2_SPP_N | SPP_S | SPP_N | Internal | Summer | B4 | 100 | 640 | 640 | 100.23 | 107.27 | 0.01 | 7.03
2025 | SPP_S_2_SPP_N | SPP_S | SPP_N | Internal | Summer | B5 | 200 | 640 | 640 | 100.23 | 101.06 | 0.01 | 0.82
2025 | SPP_S_2_SPP_N | SPP_S | SPP_N | Internal | Summer | B6 | 300 | 640 | 0 | 86.34 | 86.33 | 0.01 | 0
2025 | SPP_S_2_SPP_N | SPP_S | SPP_N | Internal | Summer | B7 | 400 | 640 | 0 | 77.59 | 77.57 | 0.01 | 0
2025 | SPP_S_2_SPP_N | SPP_S | SPP_N | Internal | Summer | B8 | 500 | 640 | 0 | 70.28 | 70.27 | 0.01 | 0
2025 | SPP_S_2_SPP_N | SPP_S | SPP_N | Internal | Summer | B9 | 800 | 640 | 0 | 69.11 | 69.09 | 0.01 | 0
2025 | SPP_S_2_SPP_N | SPP_S | SPP_N | Internal | Summer | B10 | 1262 | 640 | 0 | 64.16 | 64.15 | 0.01 | 0
2025 | SPP_S_2_SPP_N | SPP_S | SPP_N | Internal | Winter | B16 | 25 | 640 | 0 | 73.55 | 73.53 | 0.01 | 0
2025 | SPP_S_2_SPP_N | SPP_S | SPP_N | Internal | Winter | B17 | 100 | 640 | 0 | 71.11 | 71.1 | 0.01 | 0
2025 | SPP_S_2_SPP_N | SPP_S | SPP_N | Internal | Winter | B18 | 400 | 640 | 0 | 70.9 | 70.88 | 0.01 | 0
2025 | SPP_S_2_SPP_N | SPP_S | SPP_N | Internal | Winter | B19 | 700 | 640 | 0 | 68.35 | 68.33 | 0.01 | 0
2025 | SPP_S_2_SPP_N | SPP_S | SPP_N | Internal | Winter | B20 | 935 | 640 | 207.27 | 63.96 | 63.97 | 0.01 | 0
2025 | TVA_2_ENT | TVA | ENT | Internal | Shoulder | B11 | 25 | 500 | 0 | 91.14 | 83.13 | 9 | 0
2025 | TVA_2_ENT | TVA | ENT | Internal | Shoulder | B12 | 200 | 500 | 0 | 75.3 | 73.68 | 9 | 0
2025 | TVA_2_ENT | TVA | ENT | Internal | Shoulder | B13 | 600 | 500 | 0 | 72.78 | 73.14 | 9 | 0
2025 | TVA_2_ENT | TVA | ENT | Internal | Shoulder | B14 | 900 | 500 | 0 | 72.78 | 70.69 | 9 | 0
2025 | TVA_2_ENT | TVA | ENT | Internal | Shoulder | B15 | 1203 | 500 | 0 | 72.16 | 70.69 | 9 | 0
2025 | TVA_2_ENT | TVA | ENT | Internal | Summer | B1 | 10 | 500 | 0 | 121.35 | 117.69 | 9 | 0
2025 | TVA_2_ENT | TVA | ENT | Internal | Summer | B2 | 25 | 500 | 0 | 117.54 | 114.51 | 9 | 0
2025 | TVA_2_ENT | TVA | ENT | Internal | Summer | B3 | 75 | 500 | 0 | 115.28 | 112.44 | 9 | 0
2025 | TVA_2_ENT | TVA | ENT | Internal | Summer | B4 | 100 | 500 | 0 | 115.28 | 112.27 | 9 | 0
2025 | TVA_2_ENT | TVA | ENT | Internal | Summer | B5 | 200 | 500 | 0 | 109.06 | 106.06 | 9 | 0
2025 | TVA_2_ENT | TVA | ENT | Internal | Summer | B6 | 300 | 500 | 0 | 84.33 | 91.33 | 9 | 0
2025 | TVA_2_ENT | TVA | ENT | Internal | Summer | B7 | 400 | 500 | 0 | 73.87 | 80.34 | 9 | 0
2025 | TVA_2_ENT | TVA | ENT | Internal | Summer | B8 | 500 | 500 | 0 | 73.87 | 72.16 | 9 | 0
2025 | TVA_2_ENT | TVA | ENT | Internal | Summer | B9 | 800 | 500 | 0 | 70.79 | 71.63 | 9 | 0
2025 | TVA_2_ENT | TVA | ENT | Internal | Summer | B10 | 1262 | 500 | 0 | 62.22 | 69.16 | 9 | 0
2025 | TVA_2_ENT | TVA | ENT | Internal | Winter | B16 | 25 | 500 | 0 | 94.06 | 80.34 | 9 | 0
2025 | TVA_2_ENT | TVA | ENT | Internal | Winter | B17 | 100 | 500 | 0 | 78.3 | 76.11 | 9 | 0
2025 | TVA_2_ENT | TVA | ENT | Internal | Winter | B18 | 400 | 500 | 0 | 75.03 | 75.88 | 9 | 0
2025 | TVA_2_ENT | TVA | ENT | Internal | Winter | B19 | 700 | 500 | 0 | 75.03 | 73.56 | 9 | 0
2025 | TVA_2_ENT | TVA | ENT | Internal | Winter | B20 | 935 | 500 | 0 | 74.78 | 73.56 | 9 | 0
2025 | TVA_2_MISO_MO-IL | TVA | MISO_MO-IL | Internal | Shoulder | B11 | 25 | 50 | 0 | 91.14 | 83.13 | 9 | 0
2025 | TVA_2_MISO_MO-IL | TVA | MISO_MO-IL | Internal | Shoulder | B12 | 200 | 50 | 0 | 75.3 | 75.86 | 9 | 0
2025 | TVA_2_MISO_MO-IL | TVA | MISO_MO-IL | Internal | Shoulder | B13 | 600 | 50 | 0 | 72.78 | 73.34 | 9 | 0
2025 | TVA_2_MISO_MO-IL | TVA | MISO_MO-IL | Internal | Shoulder | B14 | 900 | 50 | 0 | 72.78 | 70.35 | 9 | 0
2025 | TVA_2_MISO_MO-IL | TVA | MISO_MO-IL | Internal | Shoulder | B15 | 1203 | 50 | 0 | 72.16 | 64.15 | 9 | 0
2025 | TVA_2_MISO_MO-IL | TVA | MISO_MO-IL | Internal | Summer | B1 | 10 | 50 | 0 | 121.35 | 113.34 | 9 | 0
2025 | TVA_2_MISO_MO-IL | TVA | MISO_MO-IL | Internal | Summer | B2 | 25 | 50 | 0 | 117.54 | 109.53 | 9 | 0
2025 | TVA_2_MISO_MO-IL | TVA | MISO_MO-IL | Internal | Summer | B3 | 75 | 50 | 0 | 115.28 | 109.53 | 9 | 0
2025 | TVA_2_MISO_MO-IL | TVA | MISO_MO-IL | Internal | Summer | B4 | 100 | 50 | 0 | 115.28 | 107.27 | 9 | 0
2025 | TVA_2_MISO_MO-IL | TVA | MISO_MO-IL | Internal | Summer | B5 | 200 | 50 | 0 | 109.06 | 101.06 | 9 | 0
2025 | TVA_2_MISO_MO-IL | TVA | MISO_MO-IL | Internal | Summer | B6 | 300 | 50 | 0 | 84.33 | 83.33 | 9 | 0
2025 | TVA_2_MISO_MO-IL | TVA | MISO_MO-IL | Internal | Summer | B7 | 400 | 50 | 0 | 73.87 | 78.03 | 9 | 0
2025 | TVA_2_MISO_MO-IL | TVA | MISO_MO-IL | Internal | Summer | B8 | 500 | 50 | 0 | 73.87 | 70.67 | 9 | 0
2025 | TVA_2_MISO_MO-IL | TVA | MISO_MO-IL | Internal | Summer | B9 | 800 | 50 | 0 | 70.79 | 65.98 | 9 | 0
2025 | TVA_2_MISO_MO-IL | TVA | MISO_MO-IL | Internal | Summer | B10 | 1262 | 50 | 0 | 62.22 | 60.21 | 9 | 0
2025 | TVA_2_MISO_MO-IL | TVA | MISO_MO-IL | Internal | Winter | B16 | 25 | 50 | 0 | 94.06 | 86.05 | 9 | 0
2025 | TVA_2_MISO_MO-IL | TVA | MISO_MO-IL | Internal | Winter | B17 | 100 | 50 | 0 | 78.3 | 76.87 | 9 | 0
2025 | TVA_2_MISO_MO-IL | TVA | MISO_MO-IL | Internal | Winter | B18 | 400 | 50 | 0 | 75.03 | 75.88 | 9 | 0
2025 | TVA_2_MISO_MO-IL | TVA | MISO_MO-IL | Internal | Winter | B19 | 700 | 50 | 0 | 75.03 | 73.33 | 9 | 0
2025 | TVA_2_MISO_MO-IL | TVA | MISO_MO-IL | Internal | Winter | B20 | 935 | 50 | 0 | 74.78 | 66.77 | 9 | 0
2025 | TVA_2_NonRTO_Midwest | TVA | NonRTO_Midwest | Internal | Shoulder | B11 | 25 | 100 | 0 | 91.14 | 91.12 | 9 | 0
2025 | TVA_2_NonRTO_Midwest | TVA | NonRTO_Midwest | Internal | Shoulder | B12 | 200 | 100 | 0 | 75.3 | 83.87 | 9 | 0
2025 | TVA_2_NonRTO_Midwest | TVA | NonRTO_Midwest | Internal | Shoulder | B13 | 600 | 100 | 0 | 72.78 | 81.33 | 9 | 0
2025 | TVA_2_NonRTO_Midwest | TVA | NonRTO_Midwest | Internal | Shoulder | B14 | 900 | 100 | 0 | 72.78 | 78.36 | 9 | 0
2025 | TVA_2_NonRTO_Midwest | TVA | NonRTO_Midwest | Internal | Shoulder | B15 | 1203 | 100 | 0 | 72.16 | 71.65 | 9 | 0
2025 | TVA_2_NonRTO_Midwest | TVA | NonRTO_Midwest | Internal | Summer | B1 | 10 | 100 | 0 | 121.35 | 116.42 | 9 | 0
2025 | TVA_2_NonRTO_Midwest | TVA | NonRTO_Midwest | Internal | Summer | B2 | 25 | 100 | 0 | 117.54 | 116.42 | 9 | 0
2025 | TVA_2_NonRTO_Midwest | TVA | NonRTO_Midwest | Internal | Summer | B3 | 75 | 100 | 0 | 115.28 | 116.42 | 9 | 0
2025 | TVA_2_NonRTO_Midwest | TVA | NonRTO_Midwest | Internal | Summer | B4 | 100 | 100 | 0 | 115.28 | 115.26 | 9 | 0
2025 | TVA_2_NonRTO_Midwest | TVA | NonRTO_Midwest | Internal | Summer | B5 | 200 | 100 | 0 | 109.06 | 104.82 | 9 | 0
2025 | TVA_2_NonRTO_Midwest | TVA | NonRTO_Midwest | Internal | Summer | B6 | 300 | 100 | 0 | 84.33 | 90.65 | 9 | 0
2025 | TVA_2_NonRTO_Midwest | TVA | NonRTO_Midwest | Internal | Summer | B7 | 400 | 100 | 100 | 73.87 | 86.02 | 9 | 3.15
2025 | TVA_2_NonRTO_Midwest | TVA | NonRTO_Midwest | Internal | Summer | B8 | 500 | 100 | 0 | 73.87 | 78.65 | 9 | 0
2025 | TVA_2_NonRTO_Midwest | TVA | NonRTO_Midwest | Internal | Summer | B9 | 800 | 100 | 0 | 70.79 | 73.96 | 9 | 0
2025 | TVA_2_NonRTO_Midwest | TVA | NonRTO_Midwest | Internal | Summer | B10 | 1262 | 100 | 0 | 62.22 | 68.2 | 9 | 0
2025 | TVA_2_NonRTO_Midwest | TVA | NonRTO_Midwest | Internal | Winter | B16 | 25 | 100 | 0 | 94.06 | 94.03 | 9 | 0
2025 | TVA_2_NonRTO_Midwest | TVA | NonRTO_Midwest | Internal | Winter | B17 | 100 | 100 | 0 | 78.3 | 84.88 | 9 | 0
2025 | TVA_2_NonRTO_Midwest | TVA | NonRTO_Midwest | Internal | Winter | B18 | 400 | 100 | 0 | 75.03 | 83.87 | 9 | 0
2025 | TVA_2_NonRTO_Midwest | TVA | NonRTO_Midwest | Internal | Winter | B19 | 700 | 100 | 0 | 75.03 | 81.32 | 9 | 0
2025 | TVA_2_NonRTO_Midwest | TVA | NonRTO_Midwest | Internal | Winter | B20 | 935 | 100 | 0 | 74.78 | 74.75 | 9 | 0
2025 | TVA_2_PJM_ROR | TVA | PJM_ROR | Internal | Shoulder | B11 | 25 | 500 | 0 | 91.14 | 85.13 | 9 | 0
2025 | TVA_2_PJM_ROR | TVA | PJM_ROR | Internal | Shoulder | B12 | 200 | 500 | 0 | 75.3 | 78.1 | 9 | 0
2025 | TVA_2_PJM_ROR | TVA | PJM_ROR | Internal | Shoulder | B13 | 600 | 500 | 0 | 72.78 | 75.33 | 9 | 0
2025 | TVA_2_PJM_ROR | TVA | PJM_ROR | Internal | Shoulder | B14 | 900 | 500 | 0 | 72.78 | 72.67 | 9 | 0
2025 | TVA_2_PJM_ROR | TVA | PJM_ROR | Internal | Shoulder | B15 | 1203 | 500 | 0 | 72.16 | 67.73 | 9 | 0
2025 | TVA_2_PJM_ROR | TVA | PJM_ROR | Internal | Summer | B1 | 10 | 500 | 0 | 121.35 | 115.34 | 9 | 0
2025 | TVA_2_PJM_ROR | TVA | PJM_ROR | Internal | Summer | B2 | 25 | 500 | 0 | 117.54 | 111.53 | 9 | 0
2025 | TVA_2_PJM_ROR | TVA | PJM_ROR | Internal | Summer | B3 | 75 | 500 | 0 | 115.28 | 109.27 | 9 | 0
2025 | TVA_2_PJM_ROR | TVA | PJM_ROR | Internal | Summer | B4 | 100 | 500 | 0 | 115.28 | 109.27 | 9 | 0
2025 | TVA_2_PJM_ROR | TVA | PJM_ROR | Internal | Summer | B5 | 200 | 500 | 0 | 109.06 | 103.06 | 9 | 0
2025 | TVA_2_PJM_ROR | TVA | PJM_ROR | Internal | Summer | B6 | 300 | 500 | 0 | 84.33 | 85.33 | 9 | 0
2025 | TVA_2_PJM_ROR | TVA | PJM_ROR | Internal | Summer | B7 | 400 | 500 | 0 | 73.87 | 80.03 | 9 | 0
2025 | TVA_2_PJM_ROR | TVA | PJM_ROR | Internal | Summer | B8 | 500 | 500 | 0 | 73.87 | 72.67 | 9 | 0
2025 | TVA_2_PJM_ROR | TVA | PJM_ROR | Internal | Summer | B9 | 800 | 500 | 0 | 70.79 | 67.98 | 9 | 0
2025 | TVA_2_PJM_ROR | TVA | PJM_ROR | Internal | Summer | B10 | 1262 | 500 | 0 | 62.22 | 62.21 | 9 | 0
2025 | TVA_2_PJM_ROR | TVA | PJM_ROR | Internal | Winter | B16 | 25 | 500 | 0 | 94.06 | 95.54 | 9 | 0
2025 | TVA_2_PJM_ROR | TVA | PJM_ROR | Internal | Winter | B17 | 100 | 500 | 0 | 78.3 | 83.6 | 9 | 0
2025 | TVA_2_PJM_ROR | TVA | PJM_ROR | Internal | Winter | B18 | 400 | 500 | 0 | 75.03 | 79.97 | 9 | 0
2025 | TVA_2_PJM_ROR | TVA | PJM_ROR | Internal | Winter | B19 | 700 | 500 | 0 | 75.03 | 75.33 | 9 | 0
2025 | TVA_2_PJM_ROR | TVA | PJM_ROR | Internal | Winter | B20 | 935 | 500 | 0 | 74.78 | 69.88 | 9 | 0
2025 | TVA_2_SOCO | TVA | SOCO | Internal | Shoulder | B11 | 25 | 500 | 0 | 91.14 | 100.13 | 9 | 0
2025 | TVA_2_SOCO | TVA | SOCO | Internal | Shoulder | B12 | 200 | 500 | 0 | 75.3 | 77.62 | 9 | 0
2025 | TVA_2_SOCO | TVA | SOCO | Internal | Shoulder | B13 | 600 | 500 | 0 | 72.78 | 75.26 | 9 | 0
2025 | TVA_2_SOCO | TVA | SOCO | Internal | Shoulder | B14 | 900 | 500 | 0 | 72.78 | 75.26 | 9 | 0
2025 | TVA_2_SOCO | TVA | SOCO | Internal | Shoulder | B15 | 1203 | 500 | 0 | 72.16 | 72.62 | 9 | 0
2025 | TVA_2_SOCO | TVA | SOCO | Internal | Summer | B1 | 10 | 500 | 0 | 121.35 | 125.69 | 9 | 0
2025 | TVA_2_SOCO | TVA | SOCO | Internal | Summer | B2 | 25 | 500 | 0 | 117.54 | 122.51 | 9 | 0
2025 | TVA_2_SOCO | TVA | SOCO | Internal | Summer | B3 | 75 | 500 | 0 | 115.28 | 120.44 | 9 | 0
2025 | TVA_2_SOCO | TVA | SOCO | Internal | Summer | B4 | 100 | 500 | 0 | 115.28 | 120.27 | 9 | 0
2025 | TVA_2_SOCO | TVA | SOCO | Internal | Summer | B5 | 200 | 500 | 497.07 | 109.06 | 118.06 | 9 | 0
2025 | TVA_2_SOCO | TVA | SOCO | Internal | Summer | B6 | 300 | 500 | 500 | 84.33 | 100.33 | 9 | 7
2025 | TVA_2_SOCO | TVA | SOCO | Internal | Summer | B7 | 400 | 500 | 500 | 73.87 | 95.03 | 9 | 12.16
2025 | TVA_2_SOCO | TVA | SOCO | Internal | Summer | B8 | 500 | 500 | 500 | 73.87 | 85.67 | 9 | 2.8
2025 | TVA_2_SOCO | TVA | SOCO | Internal | Summer | B9 | 800 | 500 | 0 | 70.79 | 73.81 | 9 | 0
2025 | TVA_2_SOCO | TVA | SOCO | Internal | Summer | B10 | 1262 | 500 | 312.01 | 62.22 | 71.22 | 9 | 0
2025 | TVA_2_SOCO | TVA | SOCO | Internal | Winter | B16 | 25 | 500 | 0 | 94.06 | 103.05 | 9 | 0
2025 | TVA_2_SOCO | TVA | SOCO | Internal | Winter | B17 | 100 | 500 | 0 | 78.3 | 84.11 | 9 | 0
2025 | TVA_2_SOCO | TVA | SOCO | Internal | Winter | B18 | 400 | 500 | 0 | 75.03 | 77.04 | 9 | 0
2025 | TVA_2_SOCO | TVA | SOCO | Internal | Winter | B19 | 700 | 500 | 0 | 75.03 | 77.04 | 9 | 0
2025 | TVA_2_SOCO | TVA | SOCO | Internal | Winter | B20 | 935 | 500 | 0 | 74.78 | 75.5 | 9 | 0
2025 | TVA_2_VACAR | TVA | VACAR | Internal | Shoulder | B11 | 25 | 150 | 0 | 91.14 | 91.13 | 9 | 0
2025 | TVA_2_VACAR | TVA | VACAR | Internal | Shoulder | B12 | 200 | 150 | 0 | 75.3 | 84.1 | 9 | 0
2025 | TVA_2_VACAR | TVA | VACAR | Internal | Shoulder | B13 | 600 | 150 | 0 | 72.78 | 80.44 | 9 | 0
2025 | TVA_2_VACAR | TVA | VACAR | Internal | Shoulder | B14 | 900 | 150 | 0 | 72.78 | 76.26 | 9 | 0
2025 | TVA_2_VACAR | TVA | VACAR | Internal | Shoulder | B15 | 1203 | 150 | 0 | 72.16 | 66.27 | 9 | 0
2025 | TVA_2_VACAR | TVA | VACAR | Internal | Summer | B1 | 10 | 150 | 0 | 121.35 | 121.34 | 9 | 0
2025 | TVA_2_VACAR | TVA | VACAR | Internal | Summer | B2 | 25 | 150 | 0 | 117.54 | 121.06 | 9 | 0
2025 | TVA_2_VACAR | TVA | VACAR | Internal | Summer | B3 | 75 | 150 | 0 | 115.28 | 121.06 | 9 | 0
2025 | TVA_2_VACAR | TVA | VACAR | Internal | Summer | B4 | 100 | 150 | 0 | 115.28 | 121.06 | 9 | 0
2025 | TVA_2_VACAR | TVA | VACAR | Internal | Summer | B5 | 200 | 150 | 0 | 109.06 | 111.06 | 9 | 0
2025 | TVA_2_VACAR | TVA | VACAR | Internal | Summer | B6 | 300 | 150 | 71.05 | 84.33 | 93.33 | 9 | 0
2025 | TVA_2_VACAR | TVA | VACAR | Internal | Summer | B7 | 400 | 150 | 150 | 73.87 | 88.03 | 9 | 5.16
2025 | TVA_2_VACAR | TVA | VACAR | Internal | Summer | B8 | 500 | 150 | 0 | 73.87 | 78.67 | 9 | 0
2025 | TVA_2_VACAR | TVA | VACAR | Internal | Summer | B9 | 800 | 150 | 0 | 70.79 | 66.81 | 9 | 0
2025 | TVA_2_VACAR | TVA | VACAR | Internal | Summer | B10 | 1262 | 150 | 0 | 62.22 | 64.45 | 9 | 0
2025 | TVA_2_VACAR | TVA | VACAR | Internal | Winter | B16 | 25 | 150 | 150 | 94.06 | 113.05 | 9 | 9.99
2025 | TVA_2_VACAR | TVA | VACAR | Internal | Winter | B17 | 100 | 150 | 150 | 78.3 | 89.6 | 9 | 2.3
2025 | TVA_2_VACAR | TVA | VACAR | Internal | Winter | B18 | 400 | 150 | 150 | 75.03 | 84.1 | 9 | 0.08
2025 | TVA_2_VACAR | TVA | VACAR | Internal | Winter | B19 | 700 | 150 | 0 | 75.03 | 81.03 | 9 | 0
2025 | TVA_2_VACAR | TVA | VACAR | Internal | Winter | B20 | 935 | 150 | 0 | 74.78 | 70.33 | 9 | 0
2025 | TVA_Transmission_2_ENT | TVA_Transmission | ENT | Internal | Shoulder | B11 | 25 | 3000 | 0 | 91.13 | 83.13 | 9 | 0
2025 | TVA_Transmission_2_ENT | TVA_Transmission | ENT | Internal | Shoulder | B12 | 200 | 3000 | 0 | 79.14 | 73.68 | 9 | 0
2025 | TVA_Transmission_2_ENT | TVA_Transmission | ENT | Internal | Shoulder | B13 | 600 | 3000 | 0 | 76.88 | 73.14 | 9 | 0
2025 | TVA_Transmission_2_ENT | TVA_Transmission | ENT | Internal | Shoulder | B14 | 900 | 3000 | 0 | 74.99 | 70.69 | 9 | 0
2025 | TVA_Transmission_2_ENT | TVA_Transmission | ENT | Internal | Shoulder | B15 | 1203 | 3000 | 0 | 72.15 | 70.69 | 9 | 0
2025 | TVA_Transmission_2_ENT | TVA_Transmission | ENT | Internal | Summer | B1 | 10 | 3000 | 0 | 121.34 | 117.69 | 9 | 0
2025 | TVA_Transmission_2_ENT | TVA_Transmission | ENT | Internal | Summer | B2 | 25 | 3000 | 0 | 117.53 | 114.51 | 9 | 0
2025 | TVA_Transmission_2_ENT | TVA_Transmission | ENT | Internal | Summer | B3 | 75 | 3000 | 0 | 115.27 | 112.44 | 9 | 0
2025 | TVA_Transmission_2_ENT | TVA_Transmission | ENT | Internal | Summer | B4 | 100 | 3000 | 0 | 115.27 | 112.27 | 9 | 0
2025 | TVA_Transmission_2_ENT | TVA_Transmission | ENT | Internal | Summer | B5 | 200 | 3000 | 0 | 109.06 | 106.06 | 9 | 0
2025 | TVA_Transmission_2_ENT | TVA_Transmission | ENT | Internal | Summer | B6 | 300 | 3000 | 0 | 91.33 | 91.33 | 9 | 0
2025 | TVA_Transmission_2_ENT | TVA_Transmission | ENT | Internal | Summer | B7 | 400 | 3000 | 0 | 86.03 | 80.34 | 9 | 0
2025 | TVA_Transmission_2_ENT | TVA_Transmission | ENT | Internal | Summer | B8 | 500 | 3000 | 0 | 77.37 | 72.16 | 9 | 0
2025 | TVA_Transmission_2_ENT | TVA_Transmission | ENT | Internal | Summer | B9 | 800 | 3000 | 0 | 71.76 | 71.63 | 9 | 0
2025 | TVA_Transmission_2_ENT | TVA_Transmission | ENT | Internal | Summer | B10 | 1262 | 3000 | 0 | 65.73 | 69.16 | 9 | 0
2025 | TVA_Transmission_2_ENT | TVA_Transmission | ENT | Internal | Winter | B16 | 25 | 3000 | 0 | 94.05 | 80.34 | 9 | 0
2025 | TVA_Transmission_2_ENT | TVA_Transmission | ENT | Internal | Winter | B17 | 100 | 3000 | 0 | 82.4 | 76.11 | 9 | 0
2025 | TVA_Transmission_2_ENT | TVA_Transmission | ENT | Internal | Winter | B18 | 400 | 3000 | 0 | 79.76 | 75.88 | 9 | 0
2025 | TVA_Transmission_2_ENT | TVA_Transmission | ENT | Internal | Winter | B19 | 700 | 3000 | 0 | 77.67 | 73.56 | 9 | 0
2025 | TVA_Transmission_2_ENT | TVA_Transmission | ENT | Internal | Winter | B20 | 935 | 3000 | 0 | 74.77 | 73.56 | 9 | 0
2025 | TVA_Transmission_2_MISO_MO-IL | TVA_Transmission | MISO_MO-IL | Internal | Shoulder | B11 | 25 | 4000 | 0 | 91.13 | 83.13 | 9 | 0
2025 | TVA_Transmission_2_MISO_MO-IL | TVA_Transmission | MISO_MO-IL | Internal | Shoulder | B12 | 200 | 4000 | 0 | 79.14 | 75.86 | 9 | 0
2025 | TVA_Transmission_2_MISO_MO-IL | TVA_Transmission | MISO_MO-IL | Internal | Shoulder | B13 | 600 | 4000 | 0 | 76.88 | 73.34 | 9 | 0
2025 | TVA_Transmission_2_MISO_MO-IL | TVA_Transmission | MISO_MO-IL | Internal | Shoulder | B14 | 900 | 4000 | 0 | 74.99 | 70.35 | 9 | 0
2025 | TVA_Transmission_2_MISO_MO-IL | TVA_Transmission | MISO_MO-IL | Internal | Shoulder | B15 | 1203 | 4000 | 0 | 72.15 | 64.15 | 9 | 0
2025 | TVA_Transmission_2_MISO_MO-IL | TVA_Transmission | MISO_MO-IL | Internal | Summer | B1 | 10 | 4000 | 0 | 121.34 | 113.34 | 9 | 0
2025 | TVA_Transmission_2_MISO_MO-IL | TVA_Transmission | MISO_MO-IL | Internal | Summer | B2 | 25 | 4000 | 0 | 117.53 | 109.53 | 9 | 0
2025 | TVA_Transmission_2_MISO_MO-IL | TVA_Transmission | MISO_MO-IL | Internal | Summer | B3 | 75 | 4000 | 0 | 115.27 | 109.53 | 9 | 0
2025 | TVA_Transmission_2_MISO_MO-IL | TVA_Transmission | MISO_MO-IL | Internal | Summer | B4 | 100 | 4000 | 0 | 115.27 | 107.27 | 9 | 0
2025 | TVA_Transmission_2_MISO_MO-IL | TVA_Transmission | MISO_MO-IL | Internal | Summer | B5 | 200 | 4000 | 0 | 109.06 | 101.06 | 9 | 0
2025 | TVA_Transmission_2_MISO_MO-IL | TVA_Transmission | MISO_MO-IL | Internal | Summer | B6 | 300 | 4000 | 0 | 91.33 | 83.33 | 9 | 0
2025 | TVA_Transmission_2_MISO_MO-IL | TVA_Transmission | MISO_MO-IL | Internal | Summer | B7 | 400 | 4000 | 0 | 86.03 | 78.03 | 9 | 0
2025 | TVA_Transmission_2_MISO_MO-IL | TVA_Transmission | MISO_MO-IL | Internal | Summer | B8 | 500 | 4000 | 0 | 77.37 | 70.67 | 9 | 0
2025 | TVA_Transmission_2_MISO_MO-IL | TVA_Transmission | MISO_MO-IL | Internal | Summer | B9 | 800 | 4000 | 0 | 71.76 | 65.98 | 9 | 0
2025 | TVA_Transmission_2_MISO_MO-IL | TVA_Transmission | MISO_MO-IL | Internal | Summer | B10 | 1262 | 4000 | 0 | 65.73 | 60.21 | 9 | 0
2025 | TVA_Transmission_2_MISO_MO-IL | TVA_Transmission | MISO_MO-IL | Internal | Winter | B16 | 25 | 4000 | 0 | 94.05 | 86.05 | 9 | 0
2025 | TVA_Transmission_2_MISO_MO-IL | TVA_Transmission | MISO_MO-IL | Internal | Winter | B17 | 100 | 4000 | 0 | 82.4 | 76.87 | 9 | 0
2025 | TVA_Transmission_2_MISO_MO-IL | TVA_Transmission | MISO_MO-IL | Internal | Winter | B18 | 400 | 4000 | 0 | 79.76 | 75.88 | 9 | 0
2025 | TVA_Transmission_2_MISO_MO-IL | TVA_Transmission | MISO_MO-IL | Internal | Winter | B19 | 700 | 4000 | 0 | 77.67 | 73.33 | 9 | 0
2025 | TVA_Transmission_2_MISO_MO-IL | TVA_Transmission | MISO_MO-IL | Internal | Winter | B20 | 935 | 4000 | 0 | 74.77 | 66.77 | 9 | 0
2025 | TVA_Transmission_2_NonRTO_Midwest | TVA_Transmission | NonRTO_Midwest | Internal | Shoulder | B11 | 25 | 700 | 0 | 91.13 | 91.12 | 9 | 0
2025 | TVA_Transmission_2_NonRTO_Midwest | TVA_Transmission | NonRTO_Midwest | Internal | Shoulder | B12 | 200 | 700 | 0 | 79.14 | 83.87 | 9 | 0
2025 | TVA_Transmission_2_NonRTO_Midwest | TVA_Transmission | NonRTO_Midwest | Internal | Shoulder | B13 | 600 | 700 | 0 | 76.88 | 81.33 | 9 | 0
2025 | TVA_Transmission_2_NonRTO_Midwest | TVA_Transmission | NonRTO_Midwest | Internal | Shoulder | B14 | 900 | 700 | 0 | 74.99 | 78.36 | 9 | 0
2025 | TVA_Transmission_2_NonRTO_Midwest | TVA_Transmission | NonRTO_Midwest | Internal | Shoulder | B15 | 1203 | 700 | 0 | 72.15 | 71.65 | 9 | 0
2025 | TVA_Transmission_2_NonRTO_Midwest | TVA_Transmission | NonRTO_Midwest | Internal | Summer | B1 | 10 | 700 | 0 | 121.34 | 116.42 | 9 | 0
2025 | TVA_Transmission_2_NonRTO_Midwest | TVA_Transmission | NonRTO_Midwest | Internal | Summer | B2 | 25 | 700 | 0 | 117.53 | 116.42 | 9 | 0
2025 | TVA_Transmission_2_NonRTO_Midwest | TVA_Transmission | NonRTO_Midwest | Internal | Summer | B3 | 75 | 700 | 0 | 115.27 | 116.42 | 9 | 0
2025 | TVA_Transmission_2_NonRTO_Midwest | TVA_Transmission | NonRTO_Midwest | Internal | Summer | B4 | 100 | 700 | 0 | 115.27 | 115.26 | 9 | 0
2025 | TVA_Transmission_2_NonRTO_Midwest | TVA_Transmission | NonRTO_Midwest | Internal | Summer | B5 | 200 | 700 | 0 | 109.06 | 104.82 | 9 | 0
2025 | TVA_Transmission_2_NonRTO_Midwest | TVA_Transmission | NonRTO_Midwest | Internal | Summer | B6 | 300 | 700 | 0 | 91.33 | 90.65 | 9 | 0
2025 | TVA_Transmission_2_NonRTO_Midwest | TVA_Transmission | NonRTO_Midwest | Internal | Summer | B7 | 400 | 700 | 0 | 86.03 | 86.02 | 9 | 0
2025 | TVA_Transmission_2_NonRTO_Midwest | TVA_Transmission | NonRTO_Midwest | Internal | Summer | B8 | 500 | 700 | 0 | 77.37 | 78.65 | 9 | 0
2025 | TVA_Transmission_2_NonRTO_Midwest | TVA_Transmission | NonRTO_Midwest | Internal | Summer | B9 | 800 | 700 | 0 | 71.76 | 73.96 | 9 | 0
2025 | TVA_Transmission_2_NonRTO_Midwest | TVA_Transmission | NonRTO_Midwest | Internal | Summer | B10 | 1262 | 700 | 0 | 65.73 | 68.2 | 9 | 0
2025 | TVA_Transmission_2_NonRTO_Midwest | TVA_Transmission | NonRTO_Midwest | Internal | Winter | B16 | 25 | 700 | 0 | 94.05 | 94.03 | 9 | 0
2025 | TVA_Transmission_2_NonRTO_Midwest | TVA_Transmission | NonRTO_Midwest | Internal | Winter | B17 | 100 | 700 | 0 | 82.4 | 84.88 | 9 | 0
2025 | TVA_Transmission_2_NonRTO_Midwest | TVA_Transmission | NonRTO_Midwest | Internal | Winter | B18 | 400 | 700 | 0 | 79.76 | 83.87 | 9 | 0
2025 | TVA_Transmission_2_NonRTO_Midwest | TVA_Transmission | NonRTO_Midwest | Internal | Winter | B19 | 700 | 700 | 0 | 77.67 | 81.32 | 9 | 0
2025 | TVA_Transmission_2_NonRTO_Midwest | TVA_Transmission | NonRTO_Midwest | Internal | Winter | B20 | 935 | 700 | 0 | 74.77 | 74.75 | 9 | 0
2025 | TVA_Transmission_2_PJM_ROR | TVA_Transmission | PJM_ROR | Internal | Shoulder | B11 | 25 | 2000 | 0 | 91.13 | 85.13 | 9 | 0
2025 | TVA_Transmission_2_PJM_ROR | TVA_Transmission | PJM_ROR | Internal | Shoulder | B12 | 200 | 2000 | 0 | 79.14 | 78.1 | 9 | 0
2025 | TVA_Transmission_2_PJM_ROR | TVA_Transmission | PJM_ROR | Internal | Shoulder | B13 | 600 | 2000 | 0 | 76.88 | 75.33 | 9 | 0
2025 | TVA_Transmission_2_PJM_ROR | TVA_Transmission | PJM_ROR | Internal | Shoulder | B14 | 900 | 2000 | 0 | 74.99 | 72.67 | 9 | 0
2025 | TVA_Transmission_2_PJM_ROR | TVA_Transmission | PJM_ROR | Internal | Shoulder | B15 | 1203 | 2000 | 0 | 72.15 | 67.73 | 9 | 0
2025 | TVA_Transmission_2_PJM_ROR | TVA_Transmission | PJM_ROR | Internal | Summer | B1 | 10 | 2000 | 0 | 121.34 | 115.34 | 9 | 0
2025 | TVA_Transmission_2_PJM_ROR | TVA_Transmission | PJM_ROR | Internal | Summer | B2 | 25 | 2000 | 0 | 117.53 | 111.53 | 9 | 0
2025 | TVA_Transmission_2_PJM_ROR | TVA_Transmission | PJM_ROR | Internal | Summer | B3 | 75 | 2000 | 0 | 115.27 | 109.27 | 9 | 0
2025 | TVA_Transmission_2_PJM_ROR | TVA_Transmission | PJM_ROR | Internal | Summer | B4 | 100 | 2000 | 0 | 115.27 | 109.27 | 9 | 0
2025 | TVA_Transmission_2_PJM_ROR | TVA_Transmission | PJM_ROR | Internal | Summer | B5 | 200 | 2000 | 0 | 109.06 | 103.06 | 9 | 0
2025 | TVA_Transmission_2_PJM_ROR | TVA_Transmission | PJM_ROR | Internal | Summer | B6 | 300 | 2000 | 0 | 91.33 | 85.33 | 9 | 0
2025 | TVA_Transmission_2_PJM_ROR | TVA_Transmission | PJM_ROR | Internal | Summer | B7 | 400 | 2000 | 0 | 86.03 | 80.03 | 9 | 0
2025 | TVA_Transmission_2_PJM_ROR | TVA_Transmission | PJM_ROR | Internal | Summer | B8 | 500 | 2000 | 0 | 77.37 | 72.67 | 9 | 0
2025 | TVA_Transmission_2_PJM_ROR | TVA_Transmission | PJM_ROR | Internal | Summer | B9 | 800 | 2000 | 0 | 71.76 | 67.98 | 9 | 0
2025 | TVA_Transmission_2_PJM_ROR | TVA_Transmission | PJM_ROR | Internal | Summer | B10 | 1262 | 2000 | 0 | 65.73 | 62.21 | 9 | 0
2025 | TVA_Transmission_2_PJM_ROR | TVA_Transmission | PJM_ROR | Internal | Winter | B16 | 25 | 2000 | 0 | 94.05 | 95.54 | 9 | 0
2025 | TVA_Transmission_2_PJM_ROR | TVA_Transmission | PJM_ROR | Internal | Winter | B17 | 100 | 2000 | 0 | 82.4 | 83.6 | 9 | 0
2025 | TVA_Transmission_2_PJM_ROR | TVA_Transmission | PJM_ROR | Internal | Winter | B18 | 400 | 2000 | 0 | 79.76 | 79.97 | 9 | 0
2025 | TVA_Transmission_2_PJM_ROR | TVA_Transmission | PJM_ROR | Internal | Winter | B19 | 700 | 2000 | 0 | 77.67 | 75.33 | 9 | 0
2025 | TVA_Transmission_2_PJM_ROR | TVA_Transmission | PJM_ROR | Internal | Winter | B20 | 935 | 2000 | 0 | 74.77 | 69.88 | 9 | 0
2025 | TVA_Transmission_2_SOCO | TVA_Transmission | SOCO | Internal | Shoulder | B11 | 25 | 3200 | 1307.52 | 91.13 | 100.13 | 9 | 0
2025 | TVA_Transmission_2_SOCO | TVA_Transmission | SOCO | Internal | Shoulder | B12 | 200 | 3200 | 0 | 79.14 | 77.62 | 9 | 0
2025 | TVA_Transmission_2_SOCO | TVA_Transmission | SOCO | Internal | Shoulder | B13 | 600 | 3200 | 0 | 76.88 | 75.26 | 9 | 0
2025 | TVA_Transmission_2_SOCO | TVA_Transmission | SOCO | Internal | Shoulder | B14 | 900 | 3200 | 0 | 74.99 | 75.26 | 9 | 0
2025 | TVA_Transmission_2_SOCO | TVA_Transmission | SOCO | Internal | Shoulder | B15 | 1203 | 3200 | 0 | 72.15 | 72.62 | 9 | 0
2025 | TVA_Transmission_2_SOCO | TVA_Transmission | SOCO | Internal | Summer | B1 | 10 | 3200 | 0 | 121.34 | 125.69 | 9 | 0
2025 | TVA_Transmission_2_SOCO | TVA_Transmission | SOCO | Internal | Summer | B2 | 25 | 3200 | 0 | 117.53 | 122.51 | 9 | 0
2025 | TVA_Transmission_2_SOCO | TVA_Transmission | SOCO | Internal | Summer | B3 | 75 | 3200 | 0 | 115.27 | 120.44 | 9 | 0
2025 | TVA_Transmission_2_SOCO | TVA_Transmission | SOCO | Internal | Summer | B4 | 100 | 3200 | 0 | 115.27 | 120.27 | 9 | 0
2025 | TVA_Transmission_2_SOCO | TVA_Transmission | SOCO | Internal | Summer | B5 | 200 | 3200 | 2947.38 | 109.06 | 118.06 | 9 | 0
2025 | TVA_Transmission_2_SOCO | TVA_Transmission | SOCO | Internal | Summer | B6 | 300 | 3200 | 70.58 | 91.33 | 100.33 | 9 | 0
2025 | TVA_Transmission_2_SOCO | TVA_Transmission | SOCO | Internal | Summer | B7 | 400 | 3200 | 1062.44 | 86.03 | 95.03 | 9 | 0
2025 | TVA_Transmission_2_SOCO | TVA_Transmission | SOCO | Internal | Summer | B8 | 500 | 3200 | 0 | 77.37 | 85.67 | 9 | 0
2025 | TVA_Transmission_2_SOCO | TVA_Transmission | SOCO | Internal | Summer | B9 | 800 | 3200 | 0 | 71.76 | 73.81 | 9 | 0
2025 | TVA_Transmission_2_SOCO | TVA_Transmission | SOCO | Internal | Summer | B10 | 1262 | 3200 | 0 | 65.73 | 71.22 | 9 | 0
2025 | TVA_Transmission_2_SOCO | TVA_Transmission | SOCO | Internal | Winter | B16 | 25 | 3200 | 2889.59 | 94.05 | 103.05 | 9 | 0
2025 | TVA_Transmission_2_SOCO | TVA_Transmission | SOCO | Internal | Winter | B17 | 100 | 3200 | 0 | 82.4 | 84.11 | 9 | 0
2025 | TVA_Transmission_2_SOCO | TVA_Transmission | SOCO | Internal | Winter | B18 | 400 | 3200 | 0 | 79.76 | 77.04 | 9 | 0
2025 | TVA_Transmission_2_SOCO | TVA_Transmission | SOCO | Internal | Winter | B19 | 700 | 3200 | 0 | 77.67 | 77.04 | 9 | 0
2025 | TVA_Transmission_2_SOCO | TVA_Transmission | SOCO | Internal | Winter | B20 | 935 | 3200 | 0 | 74.77 | 75.5 | 9 | 0
2025 | TVA_Transmission_2_TVA | TVA_Transmission | TVA | Internal | Shoulder | B11 | 25 | 99999 | 146.85 | 91.13 | 91.14 | 0.01 | 0
2025 | TVA_Transmission_2_TVA | TVA_Transmission | TVA | Internal | Shoulder | B12 | 200 | 99999 | 0 | 79.14 | 75.3 | 0.01 | 0
2025 | TVA_Transmission_2_TVA | TVA_Transmission | TVA | Internal | Shoulder | B13 | 600 | 99999 | 0 | 76.88 | 72.78 | 0.01 | 0
2025 | TVA_Transmission_2_TVA | TVA_Transmission | TVA | Internal | Shoulder | B14 | 900 | 99999 | 0 | 74.99 | 72.78 | 0.01 | 0
2025 | TVA_Transmission_2_TVA | TVA_Transmission | TVA | Internal | Shoulder | B15 | 1203 | 99999 | 518.64 | 72.15 | 72.16 | 0.01 | 0
2025 | TVA_Transmission_2_TVA | TVA_Transmission | TVA | Internal | Summer | B1 | 10 | 99999 | 4016.17 | 121.34 | 121.35 | 0.01 | 0
2025 | TVA_Transmission_2_TVA | TVA_Transmission | TVA | Internal | Summer | B2 | 25 | 99999 | 3257.33 | 117.53 | 117.54 | 0.01 | 0
2025 | TVA_Transmission_2_TVA | TVA_Transmission | TVA | Internal | Summer | B3 | 75 | 99999 | 1768.27 | 115.27 | 115.28 | 0.01 | 0
2025 | TVA_Transmission_2_TVA | TVA_Transmission | TVA | Internal | Summer | B4 | 100 | 99999 | 1080.24 | 115.27 | 115.28 | 0.01 | 0
2025 | TVA_Transmission_2_TVA | TVA_Transmission | TVA | Internal | Summer | B5 | 200 | 99999 | 0 | 109.06 | 109.06 | 0.01 | 0
2025 | TVA_Transmission_2_TVA | TVA_Transmission | TVA | Internal | Summer | B6 | 300 | 99999 | 0 | 91.33 | 84.33 | 0.01 | 0
2025 | TVA_Transmission_2_TVA | TVA_Transmission | TVA | Internal | Summer | B7 | 400 | 99999 | 0 | 86.03 | 73.87 | 0.01 | 0
2025 | TVA_Transmission_2_TVA | TVA_Transmission | TVA | Internal | Summer | B8 | 500 | 99999 | 0 | 77.37 | 73.87 | 0.01 | 0
2025 | TVA_Transmission_2_TVA | TVA_Transmission | TVA | Internal | Summer | B9 | 800 | 99999 | 0 | 71.76 | 70.79 | 0.01 | 0
2025 | TVA_Transmission_2_TVA | TVA_Transmission | TVA | Internal | Summer | B10 | 1262 | 99999 | 0 | 65.73 | 62.22 | 0.01 | 0
2025 | TVA_Transmission_2_TVA | TVA_Transmission | TVA | Internal | Winter | B16 | 25 | 99999 | 1852.73 | 94.05 | 94.06 | 0.01 | 0
2025 | TVA_Transmission_2_TVA | TVA_Transmission | TVA | Internal | Winter | B17 | 100 | 99999 | 0 | 82.4 | 78.3 | 0.01 | 0
2025 | TVA_Transmission_2_TVA | TVA_Transmission | TVA | Internal | Winter | B18 | 400 | 99999 | 0 | 79.76 | 75.03 | 0.01 | 0
2025 | TVA_Transmission_2_TVA | TVA_Transmission | TVA | Internal | Winter | B19 | 700 | 99999 | 0 | 77.67 | 75.03 | 0.01 | 0
2025 | TVA_Transmission_2_TVA | TVA_Transmission | TVA | Internal | Winter | B20 | 935 | 99999 | 1805.13 | 74.77 | 74.78 | 0.01 | 0
2025 | TVA_Transmission_2_VACAR | TVA_Transmission | VACAR | Internal | Shoulder | B11 | 25 | 900 | 0 | 91.13 | 91.13 | 9 | 0
2025 | TVA_Transmission_2_VACAR | TVA_Transmission | VACAR | Internal | Shoulder | B12 | 200 | 900 | 0 | 79.14 | 84.1 | 9 | 0
2025 | TVA_Transmission_2_VACAR | TVA_Transmission | VACAR | Internal | Shoulder | B13 | 600 | 900 | 0 | 76.88 | 80.44 | 9 | 0
2025 | TVA_Transmission_2_VACAR | TVA_Transmission | VACAR | Internal | Shoulder | B14 | 900 | 900 | 0 | 74.99 | 76.26 | 9 | 0
2025 | TVA_Transmission_2_VACAR | TVA_Transmission | VACAR | Internal | Shoulder | B15 | 1203 | 900 | 0 | 72.15 | 66.27 | 9 | 0
2025 | TVA_Transmission_2_VACAR | TVA_Transmission | VACAR | Internal | Summer | B1 | 10 | 900 | 0 | 121.34 | 121.34 | 9 | 0
2025 | TVA_Transmission_2_VACAR | TVA_Transmission | VACAR | Internal | Summer | B2 | 25 | 900 | 0 | 117.53 | 121.06 | 9 | 0
2025 | TVA_Transmission_2_VACAR | TVA_Transmission | VACAR | Internal | Summer | B3 | 75 | 900 | 0 | 115.27 | 121.06 | 9 | 0
2025 | TVA_Transmission_2_VACAR | TVA_Transmission | VACAR | Internal | Summer | B4 | 100 | 900 | 0 | 115.27 | 121.06 | 9 | 0
2025 | TVA_Transmission_2_VACAR | TVA_Transmission | VACAR | Internal | Summer | B5 | 200 | 900 | 0 | 109.06 | 111.06 | 9 | 0
2025 | TVA_Transmission_2_VACAR | TVA_Transmission | VACAR | Internal | Summer | B6 | 300 | 900 | 0 | 91.33 | 93.33 | 9 | 0
2025 | TVA_Transmission_2_VACAR | TVA_Transmission | VACAR | Internal | Summer | B7 | 400 | 900 | 0 | 86.03 | 88.03 | 9 | 0
2025 | TVA_Transmission_2_VACAR | TVA_Transmission | VACAR | Internal | Summer | B8 | 500 | 900 | 0 | 77.37 | 78.67 | 9 | 0
2025 | TVA_Transmission_2_VACAR | TVA_Transmission | VACAR | Internal | Summer | B9 | 800 | 900 | 0 | 71.76 | 66.81 | 9 | 0
2025 | TVA_Transmission_2_VACAR | TVA_Transmission | VACAR | Internal | Summer | B10 | 1262 | 900 | 0 | 65.73 | 64.45 | 9 | 0
2025 | TVA_Transmission_2_VACAR | TVA_Transmission | VACAR | Internal | Winter | B16 | 25 | 900 | 900 | 94.05 | 113.05 | 9 | 10
2025 | TVA_Transmission_2_VACAR | TVA_Transmission | VACAR | Internal | Winter | B17 | 100 | 900 | 0 | 82.4 | 89.6 | 9 | 0
2025 | TVA_Transmission_2_VACAR | TVA_Transmission | VACAR | Internal | Winter | B18 | 400 | 900 | 0 | 79.76 | 84.1 | 9 | 0
2025 | TVA_Transmission_2_VACAR | TVA_Transmission | VACAR | Internal | Winter | B19 | 700 | 900 | 0 | 77.67 | 81.03 | 9 | 0
2025 | TVA_Transmission_2_VACAR | TVA_Transmission | VACAR | Internal | Winter | B20 | 935 | 900 | 0 | 74.77 | 70.33 | 9 | 0
2025 | VACAR_2_PJM_ROR | VACAR | PJM_ROR | Internal | Shoulder | B11 | 25 | 2000 | 0 | 91.13 | 85.13 | 7 | 0
2025 | VACAR_2_PJM_ROR | VACAR | PJM_ROR | Internal | Shoulder | B12 | 200 | 2000 | 0 | 84.1 | 78.1 | 7 | 0
2025 | VACAR_2_PJM_ROR | VACAR | PJM_ROR | Internal | Shoulder | B13 | 600 | 2000 | 0 | 80.44 | 75.33 | 7 | 0
2025 | VACAR_2_PJM_ROR | VACAR | PJM_ROR | Internal | Shoulder | B14 | 900 | 2000 | 0 | 76.26 | 72.67 | 7 | 0
2025 | VACAR_2_PJM_ROR | VACAR | PJM_ROR | Internal | Shoulder | B15 | 1203 | 2000 | 0 | 66.27 | 67.73 | 7 | 0
2025 | VACAR_2_PJM_ROR | VACAR | PJM_ROR | Internal | Summer | B1 | 10 | 2000 | 0 | 121.34 | 115.34 | 7 | 0
2025 | VACAR_2_PJM_ROR | VACAR | PJM_ROR | Internal | Summer | B2 | 25 | 2000 | 0 | 121.06 | 111.53 | 7 | 0
2025 | VACAR_2_PJM_ROR | VACAR | PJM_ROR | Internal | Summer | B3 | 75 | 2000 | 0 | 121.06 | 109.27 | 7 | 0
2025 | VACAR_2_PJM_ROR | VACAR | PJM_ROR | Internal | Summer | B4 | 100 | 2000 | 0 | 121.06 | 109.27 | 7 | 0
2025 | VACAR_2_PJM_ROR | VACAR | PJM_ROR | Internal | Summer | B5 | 200 | 2000 | 0 | 111.06 | 103.06 | 7 | 0
2025 | VACAR_2_PJM_ROR | VACAR | PJM_ROR | Internal | Summer | B6 | 300 | 2000 | 0 | 93.33 | 85.33 | 7 | 0
2025 | VACAR_2_PJM_ROR | VACAR | PJM_ROR | Internal | Summer | B7 | 400 | 2000 | 0 | 88.03 | 80.03 | 7 | 0
2025 | VACAR_2_PJM_ROR | VACAR | PJM_ROR | Internal | Summer | B8 | 500 | 2000 | 0 | 78.67 | 72.67 | 7 | 0
2025 | VACAR_2_PJM_ROR | VACAR | PJM_ROR | Internal | Summer | B9 | 800 | 2000 | 0 | 66.81 | 67.98 | 7 | 0
2025 | VACAR_2_PJM_ROR | VACAR | PJM_ROR | Internal | Summer | B10 | 1262 | 2000 | 0 | 64.45 | 62.21 | 7 | 0
2025 | VACAR_2_PJM_ROR | VACAR | PJM_ROR | Internal | Winter | B16 | 25 | 2000 | 0 | 113.05 | 95.54 | 7 | 0
2025 | VACAR_2_PJM_ROR | VACAR | PJM_ROR | Internal | Winter | B17 | 100 | 2000 | 0 | 89.6 | 83.6 | 7 | 0
2025 | VACAR_2_PJM_ROR | VACAR | PJM_ROR | Internal | Winter | B18 | 400 | 2000 | 0 | 84.1 | 79.97 | 7 | 0
2025 | VACAR_2_PJM_ROR | VACAR | PJM_ROR | Internal | Winter | B19 | 700 | 2000 | 0 | 81.03 | 75.33 | 7 | 0
2025 | VACAR_2_PJM_ROR | VACAR | PJM_ROR | Internal | Winter | B20 | 935 | 2000 | 0 | 70.33 | 69.88 | 7 | 0
2025 | VACAR_2_SOCO | VACAR | SOCO | Internal | Shoulder | B11 | 25 | 3000 | 3000 | 91.13 | 100.13 | 7 | 2
2025 | VACAR_2_SOCO | VACAR | SOCO | Internal | Shoulder | B12 | 200 | 3000 | 0 | 84.1 | 77.62 | 7 | 0
2025 | VACAR_2_SOCO | VACAR | SOCO | Internal | Shoulder | B13 | 600 | 3000 | 0 | 80.44 | 75.26 | 7 | 0
2025 | VACAR_2_SOCO | VACAR | SOCO | Internal | Shoulder | B14 | 900 | 3000 | 0 | 76.26 | 75.26 | 7 | 0
2025 | VACAR_2_SOCO | VACAR | SOCO | Internal | Shoulder | B15 | 1203 | 3000 | 0 | 66.27 | 72.62 | 7 | 0
2025 | VACAR_2_SOCO | VACAR | SOCO | Internal | Summer | B1 | 10 | 3000 | 0 | 121.34 | 125.69 | 7 | 0
2025 | VACAR_2_SOCO | VACAR | SOCO | Internal | Summer | B2 | 25 | 3000 | 0 | 121.06 | 122.51 | 7 | 0
2025 | VACAR_2_SOCO | VACAR | SOCO | Internal | Summer | B3 | 75 | 3000 | 0 | 121.06 | 120.44 | 7 | 0
2025 | VACAR_2_SOCO | VACAR | SOCO | Internal | Summer | B4 | 100 | 3000 | 0 | 121.06 | 120.27 | 7 | 0
2025 | VACAR_2_SOCO | VACAR | SOCO | Internal | Summer | B5 | 200 | 3000 | 744.01 | 111.06 | 118.06 | 7 | 0
2025 | VACAR_2_SOCO | VACAR | SOCO | Internal | Summer | B6 | 300 | 3000 | 1523.65 | 93.33 | 100.33 | 7 | 0
2025 | VACAR_2_SOCO | VACAR | SOCO | Internal | Summer | B7 | 400 | 3000 | 1129.27 | 88.03 | 95.03 | 7 | 0
2025 | VACAR_2_SOCO | VACAR | SOCO | Internal | Summer | B8 | 500 | 3000 | 162.77 | 78.67 | 85.67 | 7 | 0
2025 | VACAR_2_SOCO | VACAR | SOCO | Internal | Summer | B9 | 800 | 3000 | 210.94 | 66.81 | 73.81 | 7 | 0
2025 | VACAR_2_SOCO | VACAR | SOCO | Internal | Summer | B10 | 1262 | 3000 | 0 | 64.45 | 71.22 | 7 | 0
2025 | VACAR_2_SOCO | VACAR | SOCO | Internal | Winter | B16 | 25 | 3000 | 0 | 113.05 | 103.05 | 7 | 0
2025 | VACAR_2_SOCO | VACAR | SOCO | Internal | Winter | B17 | 100 | 3000 | 0 | 89.6 | 84.11 | 7 | 0
2025 | VACAR_2_SOCO | VACAR | SOCO | Internal | Winter | B18 | 400 | 3000 | 0 | 84.1 | 77.04 | 7 | 0
2025 | VACAR_2_SOCO | VACAR | SOCO | Internal | Winter | B19 | 700 | 3000 | 0 | 81.03 | 77.04 | 7 | 0
2025 | VACAR_2_SOCO | VACAR | SOCO | Internal | Winter | B20 | 935 | 3000 | 0 | 70.33 | 75.5 | 7 | 0
2025 | VACAR_2_TVA_Transmission | VACAR | TVA_Transmission | Internal | Shoulder | B11 | 25 | 900 | 0 | 91.13 | 91.13 | 7 | 0
2025 | VACAR_2_TVA_Transmission | VACAR | TVA_Transmission | Internal | Shoulder | B12 | 200 | 900 | 0 | 84.1 | 79.14 | 7 | 0
2025 | VACAR_2_TVA_Transmission | VACAR | TVA_Transmission | Internal | Shoulder | B13 | 600 | 900 | 0 | 80.44 | 76.88 | 7 | 0
2025 | VACAR_2_TVA_Transmission | VACAR | TVA_Transmission | Internal | Shoulder | B14 | 900 | 900 | 0 | 76.26 | 74.99 | 7 | 0
2025 | VACAR_2_TVA_Transmission | VACAR | TVA_Transmission | Internal | Shoulder | B15 | 1203 | 900 | 0 | 66.27 | 72.15 | 7 | 0
2025 | VACAR_2_TVA_Transmission | VACAR | TVA_Transmission | Internal | Summer | B1 | 10 | 900 | 0 | 121.34 | 121.34 | 7 | 0
2025 | VACAR_2_TVA_Transmission | VACAR | TVA_Transmission | Internal | Summer | B2 | 25 | 900 | 0 | 121.06 | 117.53 | 7 | 0
2025 | VACAR_2_TVA_Transmission | VACAR | TVA_Transmission | Internal | Summer | B3 | 75 | 900 | 0 | 121.06 | 115.27 | 7 | 0
2025 | VACAR_2_TVA_Transmission | VACAR | TVA_Transmission | Internal | Summer | B4 | 100 | 900 | 0 | 121.06 | 115.27 | 7 | 0
2025 | VACAR_2_TVA_Transmission | VACAR | TVA_Transmission | Internal | Summer | B5 | 200 | 900 | 0 | 111.06 | 109.06 | 7 | 0
2025 | VACAR_2_TVA_Transmission | VACAR | TVA_Transmission | Internal | Summer | B6 | 300 | 900 | 0 | 93.33 | 91.33 | 7 | 0
2025 | VACAR_2_TVA_Transmission | VACAR | TVA_Transmission | Internal | Summer | B7 | 400 | 900 | 0 | 88.03 | 86.03 | 7 | 0
2025 | VACAR_2_TVA_Transmission | VACAR | TVA_Transmission | Internal | Summer | B8 | 500 | 900 | 0 | 78.67 | 77.37 | 7 | 0
2025 | VACAR_2_TVA_Transmission | VACAR | TVA_Transmission | Internal | Summer | B9 | 800 | 900 | 0 | 66.81 | 71.76 | 7 | 0
2025 | VACAR_2_TVA_Transmission | VACAR | TVA_Transmission | Internal | Summer | B10 | 1262 | 900 | 0 | 64.45 | 65.73 | 7 | 0
2025 | VACAR_2_TVA_Transmission | VACAR | TVA_Transmission | Internal | Winter | B16 | 25 | 900 | 0 | 113.05 | 94.05 | 7 | 0
2025 | VACAR_2_TVA_Transmission | VACAR | TVA_Transmission | Internal | Winter | B17 | 100 | 900 | 0 | 89.6 | 82.4 | 7 | 0
2025 | VACAR_2_TVA_Transmission | VACAR | TVA_Transmission | Internal | Winter | B18 | 400 | 900 | 0 | 84.1 | 79.76 | 7 | 0
2025 | VACAR_2_TVA_Transmission | VACAR | TVA_Transmission | Internal | Winter | B19 | 700 | 900 | 0 | 81.03 | 77.67 | 7 | 0
2025 | VACAR_2_TVA_Transmission | VACAR | TVA_Transmission | Internal | Winter | B20 | 935 | 900 | 0 | 70.33 | 74.77 | 7 | 0
2030 | ENT_2_MISO_MO-IL | ENT | MISO_MO-IL | Internal | Shoulder | B11 | 25 | 2260 | 0 | 94.22 | 91.79 | 8 | 0
2030 | ENT_2_MISO_MO-IL | ENT | MISO_MO-IL | Internal | Shoulder | B12 | 200 | 2260 | 0 | 93.53 | 87.73 | 8 | 0
2030 | ENT_2_MISO_MO-IL | ENT | MISO_MO-IL | Internal | Shoulder | B13 | 600 | 2260 | 0 | 90.37 | 86.84 | 8 | 0
2030 | ENT_2_MISO_MO-IL | ENT | MISO_MO-IL | Internal | Shoulder | B14 | 900 | 2260 | 0 | 90.37 | 85.55 | 8 | 0
2030 | ENT_2_MISO_MO-IL | ENT | MISO_MO-IL | Internal | Shoulder | B15 | 1203 | 2260 | 0 | 83.96 | 75.96 | 8 | 0
2030 | ENT_2_MISO_MO-IL | ENT | MISO_MO-IL | Internal | Summer | B1 | 10 | 2260 | 0 | 149.3 | 144.3 | 8 | 0
2030 | ENT_2_MISO_MO-IL | ENT | MISO_MO-IL | Internal | Summer | B2 | 25 | 2260 | 0 | 141.54 | 141.54 | 8 | 0
2030 | ENT_2_MISO_MO-IL | ENT | MISO_MO-IL | Internal | Summer | B3 | 75 | 2260 | 0 | 141.4 | 141.52 | 8 | 0
2030 | ENT_2_MISO_MO-IL | ENT | MISO_MO-IL | Internal | Summer | B4 | 100 | 2260 | 0 | 138.39 | 140.86 | 8 | 0
2030 | ENT_2_MISO_MO-IL | ENT | MISO_MO-IL | Internal | Summer | B5 | 200 | 2260 | 575.32 | 127.2 | 135.2 | 8 | 0
2030 | ENT_2_MISO_MO-IL | ENT | MISO_MO-IL | Internal | Summer | B6 | 300 | 2260 | 829.1 | 96.09 | 104.09 | 8 | 0
2030 | ENT_2_MISO_MO-IL | ENT | MISO_MO-IL | Internal | Summer | B7 | 400 | 2260 | 0 | 92.56 | 91.06 | 8 | 0
2030 | ENT_2_MISO_MO-IL | ENT | MISO_MO-IL | Internal | Summer | B8 | 500 | 2260 | 0 | 91.87 | 88.04 | 8 | 0
2030 | ENT_2_MISO_MO-IL | ENT | MISO_MO-IL | Internal | Summer | B9 | 800 | 2260 | 0 | 88.77 | 83.17 | 8 | 0
2030 | ENT_2_MISO_MO-IL | ENT | MISO_MO-IL | Internal | Summer | B10 | 1262 | 2260 | 0 | 82.61 | 74.61 | 8 | 0
2030 | ENT_2_MISO_MO-IL | ENT | MISO_MO-IL | Internal | Winter | B16 | 25 | 2260 | 0 | 96.8 | 93.03 | 8 | 0
2030 | ENT_2_MISO_MO-IL | ENT | MISO_MO-IL | Internal | Winter | B17 | 100 | 2260 | 0 | 95.76 | 90.76 | 8 | 0
2030 | ENT_2_MISO_MO-IL | ENT | MISO_MO-IL | Internal | Winter | B18 | 400 | 2260 | 0 | 93.53 | 89.18 | 8 | 0
2030 | ENT_2_MISO_MO-IL | ENT | MISO_MO-IL | Internal | Winter | B19 | 700 | 2260 | 0 | 93.53 | 89.18 | 8 | 0
2030 | ENT_2_MISO_MO-IL | ENT | MISO_MO-IL | Internal | Winter | B20 | 935 | 2260 | 0 | 86.6 | 78.6 | 8 | 0
2030 | ENT_2_SOCO | ENT | SOCO | Internal | Shoulder | B11 | 25 | 2000 | 0 | 94.22 | 95.77 | 8 | 0
2030 | ENT_2_SOCO | ENT | SOCO | Internal | Shoulder | B12 | 200 | 2000 | 0 | 93.53 | 92.38 | 8 | 0
2030 | ENT_2_SOCO | ENT | SOCO | Internal | Shoulder | B13 | 600 | 2000 | 0 | 90.37 | 92.38 | 8 | 0
2030 | ENT_2_SOCO | ENT | SOCO | Internal | Shoulder | B14 | 900 | 2000 | 0 | 90.37 | 92.38 | 8 | 0
2030 | ENT_2_SOCO | ENT | SOCO | Internal | Shoulder | B15 | 1203 | 2000 | 0 | 83.96 | 89.83 | 8 | 0
2030 | ENT_2_SOCO | ENT | SOCO | Internal | Summer | B1 | 10 | 2000 | 1263.51 | 149.3 | 157.3 | 8 | 0
2030 | ENT_2_SOCO | ENT | SOCO | Internal | Summer | B2 | 25 | 2000 | 102.74 | 141.54 | 149.54 | 8 | 0
2030 | ENT_2_SOCO | ENT | SOCO | Internal | Summer | B3 | 75 | 2000 | 1297.78 | 141.4 | 149.4 | 8 | 0
2030 | ENT_2_SOCO | ENT | SOCO | Internal | Summer | B4 | 100 | 2000 | 261.82 | 138.39 | 146.39 | 8 | 0
2030 | ENT_2_SOCO | ENT | SOCO | Internal | Summer | B5 | 200 | 2000 | 0 | 127.2 | 129.19 | 8 | 0
2030 | ENT_2_SOCO | ENT | SOCO | Internal | Summer | B6 | 300 | 2000 | 0 | 96.09 | 94.21 | 8 | 0
2030 | ENT_2_SOCO | ENT | SOCO | Internal | Summer | B7 | 400 | 2000 | 0 | 92.56 | 90.88 | 8 | 0
2030 | ENT_2_SOCO | ENT | SOCO | Internal | Summer | B8 | 500 | 2000 | 0 | 91.87 | 90.88 | 8 | 0
2030 | ENT_2_SOCO | ENT | SOCO | Internal | Summer | B9 | 800 | 2000 | 0 | 88.77 | 90.88 | 8 | 0
2030 | ENT_2_SOCO | ENT | SOCO | Internal | Summer | B10 | 1262 | 2000 | 0 | 82.61 | 81.18 | 8 | 0
2030 | ENT_2_SOCO | ENT | SOCO | Internal | Winter | B16 | 25 | 2000 | 0 | 96.8 | 99.05 | 8 | 0
2030 | ENT_2_SOCO | ENT | SOCO | Internal | Winter | B17 | 100 | 2000 | 0 | 95.76 | 95.54 | 8 | 0
2030 | ENT_2_SOCO | ENT | SOCO | Internal | Winter | B18 | 400 | 2000 | 0 | 93.53 | 95.54 | 8 | 0
2030 | ENT_2_SOCO | ENT | SOCO | Internal | Winter | B19 | 700 | 2000 | 0 | 93.53 | 95.54 | 8 | 0
2030 | ENT_2_SOCO | ENT | SOCO | Internal | Winter | B20 | 935 | 2000 | 0 | 86.6 | 92 | 8 | 0
2030 | ENT_2_SPP_N | ENT | SPP_N | Internal | Shoulder | B11 | 25 | 1300 | 0 | 94.22 | 93.64 | 8 | 0
2030 | ENT_2_SPP_N | ENT | SPP_N | Internal | Shoulder | B12 | 200 | 1300 | 0 | 93.53 | 88.53 | 8 | 0
2030 | ENT_2_SPP_N | ENT | SPP_N | Internal | Shoulder | B13 | 600 | 1300 | 0 | 90.37 | 85.37 | 8 | 0
2030 | ENT_2_SPP_N | ENT | SPP_N | Internal | Shoulder | B14 | 900 | 1300 | 0 | 90.37 | 78.82 | 8 | 0
2030 | ENT_2_SPP_N | ENT | SPP_N | Internal | Shoulder | B15 | 1203 | 1300 | 0 | 83.96 | 73 | 8 | 0
2030 | ENT_2_SPP_N | ENT | SPP_N | Internal | Summer | B1 | 10 | 1300 | 0 | 149.3 | 144.3 | 8 | 0
2030 | ENT_2_SPP_N | ENT | SPP_N | Internal | Summer | B2 | 25 | 1300 | 0 | 141.54 | 146.16 | 8 | 0
2030 | ENT_2_SPP_N | ENT | SPP_N | Internal | Summer | B3 | 75 | 1300 | 0 | 141.4 | 146.63 | 8 | 0
2030 | ENT_2_SPP_N | ENT | SPP_N | Internal | Summer | B4 | 100 | 1300 | 0 | 138.39 | 140.89 | 8 | 0
2030 | ENT_2_SPP_N | ENT | SPP_N | Internal | Summer | B5 | 200 | 1300 | 643.79 | 127.2 | 135.2 | 8 | 0
2030 | ENT_2_SPP_N | ENT | SPP_N | Internal | Summer | B6 | 300 | 1300 | 818.53 | 96.09 | 104.09 | 8 | 0
2030 | ENT_2_SPP_N | ENT | SPP_N | Internal | Summer | B7 | 400 | 1300 | 0 | 92.56 | 95.87 | 8 | 0
2030 | ENT_2_SPP_N | ENT | SPP_N | Internal | Summer | B8 | 500 | 1300 | 0 | 91.87 | 90.58 | 8 | 0
2030 | ENT_2_SPP_N | ENT | SPP_N | Internal | Summer | B9 | 800 | 1300 | 0 | 88.77 | 88.68 | 8 | 0
2030 | ENT_2_SPP_N | ENT | SPP_N | Internal | Summer | B10 | 1262 | 1300 | 0 | 82.61 | 77.39 | 8 | 0
2030 | ENT_2_SPP_N | ENT | SPP_N | Internal | Winter | B16 | 25 | 1300 | 0 | 96.8 | 88.03 | 8 | 0
2030 | ENT_2_SPP_N | ENT | SPP_N | Internal | Winter | B17 | 100 | 1300 | 0 | 95.76 | 85.76 | 8 | 0
2030 | ENT_2_SPP_N | ENT | SPP_N | Internal | Winter | B18 | 400 | 1300 | 0 | 93.53 | 87.16 | 8 | 0
2030 | ENT_2_SPP_N | ENT | SPP_N | Internal | Winter | B19 | 700 | 1300 | 0 | 93.53 | 84.4 | 8 | 0
2030 | ENT_2_SPP_N | ENT | SPP_N | Internal | Winter | B20 | 935 | 1300 | 0 | 86.6 | 80.97 | 8 | 0
2030 | ENT_2_SPP_S | ENT | SPP_S | Internal | Shoulder | B11 | 25 | 1300 | 0 | 94.22 | 93.65 | 8 | 0
2030 | ENT_2_SPP_S | ENT | SPP_S | Internal | Shoulder | B12 | 200 | 1300 | 0 | 93.53 | 88.54 | 8 | 0
2030 | ENT_2_SPP_S | ENT | SPP_S | Internal | Shoulder | B13 | 600 | 1300 | 0 | 90.37 | 85.38 | 8 | 0
2030 | ENT_2_SPP_S | ENT | SPP_S | Internal | Shoulder | B14 | 900 | 1300 | 0 | 90.37 | 78.1 | 8 | 0
2030 | ENT_2_SPP_S | ENT | SPP_S | Internal | Shoulder | B15 | 1203 | 1300 | 0 | 83.96 | 73.02 | 8 | 0
2030 | ENT_2_SPP_S | ENT | SPP_S | Internal | Summer | B1 | 10 | 1300 | 0 | 149.3 | 92.84 | 8 | 0
2030 | ENT_2_SPP_S | ENT | SPP_S | Internal | Summer | B2 | 25 | 1300 | 0 | 141.54 | 128.95 | 8 | 0
2030 | ENT_2_SPP_S | ENT | SPP_S | Internal | Summer | B3 | 75 | 1300 | 0 | 141.4 | 134.88 | 8 | 0
2030 | ENT_2_SPP_S | ENT | SPP_S | Internal | Summer | B4 | 100 | 1300 | 0 | 138.39 | 128.95 | 8 | 0
2030 | ENT_2_SPP_S | ENT | SPP_S | Internal | Summer | B5 | 200 | 1300 | 0 | 127.2 | 128.95 | 8 | 0
2030 | ENT_2_SPP_S | ENT | SPP_S | Internal | Summer | B6 | 300 | 1300 | 832.8 | 96.09 | 104.09 | 8 | 0
2030 | ENT_2_SPP_S | ENT | SPP_S | Internal | Summer | B7 | 400 | 1300 | 0 | 92.56 | 95.86 | 8 | 0
2030 | ENT_2_SPP_S | ENT | SPP_S | Internal | Summer | B8 | 500 | 1300 | 0 | 91.87 | 90.57 | 8 | 0
2030 | ENT_2_SPP_S | ENT | SPP_S | Internal | Summer | B9 | 800 | 1300 | 0 | 88.77 | 88.69 | 8 | 0
2030 | ENT_2_SPP_S | ENT | SPP_S | Internal | Summer | B10 | 1262 | 1300 | 0 | 82.61 | 77.4 | 8 | 0
2030 | ENT_2_SPP_S | ENT | SPP_S | Internal | Winter | B16 | 25 | 1300 | 0 | 96.8 | 88.04 | 8 | 0
2030 | ENT_2_SPP_S | ENT | SPP_S | Internal | Winter | B17 | 100 | 1300 | 0 | 95.76 | 85.77 | 8 | 0
2030 | ENT_2_SPP_S | ENT | SPP_S | Internal | Winter | B18 | 400 | 1300 | 0 | 93.53 | 87.18 | 8 | 0
2030 | ENT_2_SPP_S | ENT | SPP_S | Internal | Winter | B19 | 700 | 1300 | 0 | 93.53 | 84.42 | 8 | 0
2030 | ENT_2_SPP_S | ENT | SPP_S | Internal | Winter | B20 | 935 | 1300 | 0 | 86.6 | 80.95 | 8 | 0
2030 | ENT_2_TVA_Transmission | ENT | TVA_Transmission | Internal | Shoulder | B11 | 25 | 2100 | 0 | 94.22 | 98.98 | 8 | 0
2030 | ENT_2_TVA_Transmission | ENT | TVA_Transmission | Internal | Shoulder | B12 | 200 | 2100 | 0 | 93.53 | 93.9 | 8 | 0
2030 | ENT_2_TVA_Transmission | ENT | TVA_Transmission | Internal | Shoulder | B13 | 600 | 2100 | 0 | 90.37 | 93.07 | 8 | 0
2030 | ENT_2_TVA_Transmission | ENT | TVA_Transmission | Internal | Shoulder | B14 | 900 | 2100 | 0 | 90.37 | 92.84 | 8 | 0
2030 | ENT_2_TVA_Transmission | ENT | TVA_Transmission | Internal | Shoulder | B15 | 1203 | 2100 | 0 | 83.96 | 83.36 | 8 | 0
2030 | ENT_2_TVA_Transmission | ENT | TVA_Transmission | Internal | Summer | B1 | 10 | 2100 | 0 | 149.3 | 152.3 | 8 | 0
2030 | ENT_2_TVA_Transmission | ENT | TVA_Transmission | Internal | Summer | B2 | 25 | 2100 | 523.58 | 141.54 | 149.54 | 8 | 0
2030 | ENT_2_TVA_Transmission | ENT | TVA_Transmission | Internal | Summer | B3 | 75 | 2100 | 0 | 141.4 | 146.39 | 8 | 0
2030 | ENT_2_TVA_Transmission | ENT | TVA_Transmission | Internal | Summer | B4 | 100 | 2100 | 905.03 | 138.39 | 146.39 | 8 | 0
2030 | ENT_2_TVA_Transmission | ENT | TVA_Transmission | Internal | Summer | B5 | 200 | 2100 | 0 | 127.2 | 133.45 | 8 | 0
2030 | ENT_2_TVA_Transmission | ENT | TVA_Transmission | Internal | Summer | B6 | 300 | 2100 | 0 | 96.09 | 102.4 | 8 | 0
2030 | ENT_2_TVA_Transmission | ENT | TVA_Transmission | Internal | Summer | B7 | 400 | 2100 | 0 | 92.56 | 94.79 | 8 | 0
2030 | ENT_2_TVA_Transmission | ENT | TVA_Transmission | Internal | Summer | B8 | 500 | 2100 | 0 | 91.87 | 92.64 | 8 | 0
2030 | ENT_2_TVA_Transmission | ENT | TVA_Transmission | Internal | Summer | B9 | 800 | 2100 | 0 | 88.77 | 90.51 | 8 | 0
2030 | ENT_2_TVA_Transmission | ENT | TVA_Transmission | Internal | Summer | B10 | 1262 | 2100 | 0 | 82.61 | 79.52 | 8 | 0
2030 | ENT_2_TVA_Transmission | ENT | TVA_Transmission | Internal | Winter | B16 | 25 | 2100 | 0 | 96.8 | 101.03 | 8 | 0
2030 | ENT_2_TVA_Transmission | ENT | TVA_Transmission | Internal | Winter | B17 | 100 | 2100 | 0 | 95.76 | 98.76 | 8 | 0
2030 | ENT_2_TVA_Transmission | ENT | TVA_Transmission | Internal | Winter | B18 | 400 | 2100 | 0 | 93.53 | 95.66 | 8 | 0
2030 | ENT_2_TVA_Transmission | ENT | TVA_Transmission | Internal | Winter | B19 | 700 | 2100 | 0 | 93.53 | 95.65 | 8 | 0
2030 | ENT_2_TVA_Transmission | ENT | TVA_Transmission | Internal | Winter | B20 | 935 | 2100 | 0 | 86.6 | 86.33 | 8 | 0
2030 | FRCC_2_SOCO | FRCC | SOCO | Internal | Shoulder | B11 | 25 | 900 | 0 | 105.77 | 95.77 | 8 | 0
2030 | FRCC_2_SOCO | FRCC | SOCO | Internal | Shoulder | B12 | 200 | 900 | 0 | 97.62 | 92.38 | 8 | 0
2030 | FRCC_2_SOCO | FRCC | SOCO | Internal | Shoulder | B13 | 600 | 900 | 0 | 97.62 | 92.38 | 8 | 0
2030 | FRCC_2_SOCO | FRCC | SOCO | Internal | Shoulder | B14 | 900 | 900 | 0 | 97.62 | 92.38 | 8 | 0
2030 | FRCC_2_SOCO | FRCC | SOCO | Internal | Shoulder | B15 | 1203 | 900 | 0 | 84.43 | 89.83 | 8 | 0
2030 | FRCC_2_SOCO | FRCC | SOCO | Internal | Summer | B1 | 10 | 900 | 0 | 155.87 | 157.3 | 8 | 0
2030 | FRCC_2_SOCO | FRCC | SOCO | Internal | Summer | B2 | 25 | 900 | 0 | 155.87 | 149.54 | 8 | 0
2030 | FRCC_2_SOCO | FRCC | SOCO | Internal | Summer | B3 | 75 | 900 | 0 | 151.58 | 149.4 | 8 | 0
2030 | FRCC_2_SOCO | FRCC | SOCO | Internal | Summer | B4 | 100 | 900 | 0 | 151.58 | 146.39 | 8 | 0
2030 | FRCC_2_SOCO | FRCC | SOCO | Internal | Summer | B5 | 200 | 900 | 0 | 131.68 | 129.19 | 8 | 0
2030 | FRCC_2_SOCO | FRCC | SOCO | Internal | Summer | B6 | 300 | 900 | 0 | 96.7 | 94.21 | 8 | 0
2030 | FRCC_2_SOCO | FRCC | SOCO | Internal | Summer | B7 | 400 | 900 | 0 | 96.7 | 90.88 | 8 | 0
2030 | FRCC_2_SOCO | FRCC | SOCO | Internal | Summer | B8 | 500 | 900 | 0 | 96.7 | 90.88 | 8 | 0
2030 | FRCC_2_SOCO | FRCC | SOCO | Internal | Summer | B9 | 800 | 900 | 0 | 96.7 | 90.88 | 8 | 0
2030 | FRCC_2_SOCO | FRCC | SOCO | Internal | Summer | B10 | 1262 | 900 | 0 | 83.66 | 81.18 | 8 | 0
2030 | FRCC_2_SOCO | FRCC | SOCO | Internal | Winter | B16 | 25 | 900 | 0 | 100.28 | 99.05 | 8 | 0
2030 | FRCC_2_SOCO | FRCC | SOCO | Internal | Winter | B17 | 100 | 900 | 0 | 100.28 | 95.54 | 8 | 0
2030 | FRCC_2_SOCO | FRCC | SOCO | Internal | Winter | B18 | 400 | 900 | 0 | 100.28 | 95.54 | 8 | 0
2030 | FRCC_2_SOCO | FRCC | SOCO | Internal | Winter | B19 | 700 | 900 | 0 | 100.28 | 95.54 | 8 | 0
2030 | FRCC_2_SOCO | FRCC | SOCO | Internal | Winter | B20 | 935 | 900 | 0 | 86.69 | 92 | 8 | 0
2030 | HQ_NEISO_2_NEISO | HQ_NEISO | NEISO | Internal | Shoulder | B11 | 25 | 99999 | 4396.49 | 73.11 | 73.12 | 0.01 | 0
2030 | HQ_NEISO_2_NEISO | HQ_NEISO | NEISO | Internal | Shoulder | B12 | 200 | 99999 | 4396.49 | 73.11 | 73.12 | 0.01 | 0
2030 | HQ_NEISO_2_NEISO | HQ_NEISO | NEISO | Internal | Shoulder | B13 | 600 | 99999 | 4396.49 | 73.11 | 73.12 | 0.01 | 0
2030 | HQ_NEISO_2_NEISO | HQ_NEISO | NEISO | Internal | Shoulder | B14 | 900 | 99999 | 4396.49 | 73.11 | 73.12 | 0.01 | 0
2030 | HQ_NEISO_2_NEISO | HQ_NEISO | NEISO | Internal | Shoulder | B15 | 1203 | 99999 | 3142.73 | 72.78 | 72.79 | 0.01 | 0
2030 | HQ_NEISO_2_NEISO | HQ_NEISO | NEISO | Internal | Summer | B1 | 10 | 99999 | 4396.59 | 97.97 | 97.98 | 0.01 | 0
2030 | HQ_NEISO_2_NEISO | HQ_NEISO | NEISO | Internal | Summer | B2 | 25 | 99999 | 4396.59 | 97.97 | 97.98 | 0.01 | 0
2030 | HQ_NEISO_2_NEISO | HQ_NEISO | NEISO | Internal | Summer | B3 | 75 | 99999 | 4396.49 | 85.94 | 85.96 | 0.01 | 0
2030 | HQ_NEISO_2_NEISO | HQ_NEISO | NEISO | Internal | Summer | B4 | 100 | 99999 | 4396.49 | 80.89 | 80.9 | 0.01 | 0
2030 | HQ_NEISO_2_NEISO | HQ_NEISO | NEISO | Internal | Summer | B5 | 200 | 99999 | 4396.49 | 80.89 | 80.9 | 0.01 | 0
2030 | HQ_NEISO_2_NEISO | HQ_NEISO | NEISO | Internal | Summer | B6 | 300 | 99999 | 4396.49 | 80.89 | 80.9 | 0.01 | 0
2030 | HQ_NEISO_2_NEISO | HQ_NEISO | NEISO | Internal | Summer | B7 | 400 | 99999 | 4396.49 | 73.08 | 73.09 | 0.01 | 0
2030 | HQ_NEISO_2_NEISO | HQ_NEISO | NEISO | Internal | Summer | B8 | 500 | 99999 | 4396.49 | 73.08 | 73.09 | 0.01 | 0
2030 | HQ_NEISO_2_NEISO | HQ_NEISO | NEISO | Internal | Summer | B9 | 800 | 99999 | 4396.49 | 70.2 | 70.21 | 0.01 | 0
2030 | HQ_NEISO_2_NEISO | HQ_NEISO | NEISO | Internal | Summer | B10 | 1262 | 99999 | 2897.65 | 70.2 | 70.21 | 0.01 | 0
2030 | HQ_NEISO_2_NEISO | HQ_NEISO | NEISO | Internal | Winter | B16 | 25 | 99999 | 4396.49 | 82.09 | 82.1 | 0.01 | 0
2030 | HQ_NEISO_2_NEISO | HQ_NEISO | NEISO | Internal | Winter | B17 | 100 | 99999 | 4396.49 | 80.94 | 80.95 | 0.01 | 0
2030 | HQ_NEISO_2_NEISO | HQ_NEISO | NEISO | Internal | Winter | B18 | 400 | 99999 | 4396.49 | 72.75 | 72.76 | 0.01 | 0
2030 | HQ_NEISO_2_NEISO | HQ_NEISO | NEISO | Internal | Winter | B19 | 700 | 99999 | 4396.49 | 72.75 | 72.76 | 0.01 | 0
2030 | HQ_NEISO_2_NEISO | HQ_NEISO | NEISO | Internal | Winter | B20 | 935 | 99999 | 3206.47 | 72.75 | 72.76 | 0.01 | 0
2030 | HQ_NY_2_NYISO_A-F | HQ_NY | NYISO_A-F | Internal | Shoulder | B11 | 25 | 99999 | 4000 | 76.11 | 76.12 | 0.01 | 0
2030 | HQ_NY_2_NYISO_A-F | HQ_NY | NYISO_A-F | Internal | Shoulder | B12 | 200 | 99999 | 4000 | 81.73 | 81.74 | 0.01 | 0
2030 | HQ_NY_2_NYISO_A-F | HQ_NY | NYISO_A-F | Internal | Shoulder | B13 | 600 | 99999 | 4000 | 76.11 | 76.12 | 0.01 | 0
2030 | HQ_NY_2_NYISO_A-F | HQ_NY | NYISO_A-F | Internal | Shoulder | B14 | 900 | 99999 | 4000 | 75.75 | 75.77 | 0.01 | 0
2030 | HQ_NY_2_NYISO_A-F | HQ_NY | NYISO_A-F | Internal | Shoulder | B15 | 1203 | 99999 | 2296.26 | 75.75 | 75.77 | 0.01 | 0
2030 | HQ_NY_2_NYISO_A-F | HQ_NY | NYISO_A-F | Internal | Summer | B1 | 10 | 99999 | 4000.1 | 94.97 | 94.98 | 0.01 | 0
2030 | HQ_NY_2_NYISO_A-F | HQ_NY | NYISO_A-F | Internal | Summer | B2 | 25 | 99999 | 4000.1 | 94.97 | 94.98 | 0.01 | 0
2030 | HQ_NY_2_NYISO_A-F | HQ_NY | NYISO_A-F | Internal | Summer | B3 | 75 | 99999 | 4000 | 88.94 | 88.96 | 0.01 | 0
2030 | HQ_NY_2_NYISO_A-F | HQ_NY | NYISO_A-F | Internal | Summer | B4 | 100 | 99999 | 4000 | 86.38 | 86.39 | 0.01 | 0
2030 | HQ_NY_2_NYISO_A-F | HQ_NY | NYISO_A-F | Internal | Summer | B5 | 200 | 99999 | 4000 | 86.38 | 86.39 | 0.01 | 0
2030 | HQ_NY_2_NYISO_A-F | HQ_NY | NYISO_A-F | Internal | Summer | B6 | 300 | 99999 | 4000 | 86.38 | 86.39 | 0.01 | 0
2030 | HQ_NY_2_NYISO_A-F | HQ_NY | NYISO_A-F | Internal | Summer | B7 | 400 | 99999 | 4000 | 83.94 | 83.95 | 0.01 | 0
2030 | HQ_NY_2_NYISO_A-F | HQ_NY | NYISO_A-F | Internal | Summer | B8 | 500 | 99999 | 4000 | 76.08 | 76.09 | 0.01 | 0
2030 | HQ_NY_2_NYISO_A-F | HQ_NY | NYISO_A-F | Internal | Summer | B9 | 800 | 99999 | 4000 | 74.46 | 74.47 | 0.01 | 0
2030 | HQ_NY_2_NYISO_A-F | HQ_NY | NYISO_A-F | Internal | Summer | B10 | 1262 | 99999 | 1963.23 | 74.46 | 74.47 | 0.01 | 0
2030 | HQ_NY_2_NYISO_A-F | HQ_NY | NYISO_A-F | Internal | Winter | B16 | 25 | 99999 | 4000 | 85.09 | 85.1 | 0.01 | 0
2030 | HQ_NY_2_NYISO_A-F | HQ_NY | NYISO_A-F | Internal | Winter | B17 | 100 | 99999 | 4000 | 83.94 | 83.95 | 0.01 | 0
2030 | HQ_NY_2_NYISO_A-F | HQ_NY | NYISO_A-F | Internal | Winter | B18 | 400 | 99999 | 4000 | 75.75 | 75.76 | 0.01 | 0
2030 | HQ_NY_2_NYISO_A-F | HQ_NY | NYISO_A-F | Internal | Winter | B19 | 700 | 99999 | 4000 | 75.75 | 75.76 | 0.01 | 0
2030 | HQ_NY_2_NYISO_A-F | HQ_NY | NYISO_A-F | Internal | Winter | B20 | 935 | 99999 | 2382.89 | 75.75 | 75.76 | 0.01 | 0
2030 | HQ_IESO_2_IESO | HQ_IESO | IESO | Internal | Shoulder | B11 | 25 | 99999 | 3000 | 11.67 | 11.69 | 0.01 | 0
2030 | HQ_IESO_2_IESO | HQ_IESO | IESO | Internal | Shoulder | B12 | 200 | 99999 | 3000 | 11.67 | 11.69 | 0.01 | 0
2030 | HQ_IESO_2_IESO | HQ_IESO | IESO | Internal | Shoulder | B13 | 600 | 99999 | 3000 | 11.67 | 11.69 | 0.01 | 0
2030 | HQ_IESO_2_IESO | HQ_IESO | IESO | Internal | Shoulder | B14 | 900 | 99999 | 3000 | 11.67 | 11.69 | 0.01 | 0
2030 | HQ_IESO_2_IESO | HQ_IESO | IESO | Internal | Shoulder | B15 | 1203 | 99999 | 2634.91 | 11.67 | 11.69 | 0.01 | 0
2030 | HQ_IESO_2_IESO | HQ_IESO | IESO | Internal | Summer | B1 | 10 | 99999 | 3000 | 11.67 | 11.69 | 0.01 | 0
2030 | HQ_IESO_2_IESO | HQ_IESO | IESO | Internal | Summer | B2 | 25 | 99999 | 3000 | 11.67 | 11.69 | 0.01 | 0
2030 | HQ_IESO_2_IESO | HQ_IESO | IESO | Internal | Summer | B3 | 75 | 99999 | 3000 | 11.67 | 11.69 | 0.01 | 0
2030 | HQ_IESO_2_IESO | HQ_IESO | IESO | Internal | Summer | B4 | 100 | 99999 | 3000 | 11.67 | 11.69 | 0.01 | 0
2030 | HQ_IESO_2_IESO | HQ_IESO | IESO | Internal | Summer | B5 | 200 | 99999 | 3000 | 11.67 | 11.69 | 0.01 | 0
2030 | HQ_IESO_2_IESO | HQ_IESO | IESO | Internal | Summer | B6 | 300 | 99999 | 3000 | 11.67 | 11.69 | 0.01 | 0
2030 | HQ_IESO_2_IESO | HQ_IESO | IESO | Internal | Summer | B7 | 400 | 99999 | 3000 | 11.67 | 11.69 | 0.01 | 0
2030 | HQ_IESO_2_IESO | HQ_IESO | IESO | Internal | Summer | B8 | 500 | 99999 | 3000 | 11.67 | 11.69 | 0.01 | 0
2030 | HQ_IESO_2_IESO | HQ_IESO | IESO | Internal | Summer | B9 | 800 | 99999 | 3000 | 11.67 | 11.69 | 0.01 | 0
2030 | HQ_IESO_2_IESO | HQ_IESO | IESO | Internal | Summer | B10 | 1262 | 99999 | 2563.55 | 11.67 | 11.69 | 0.01 | 0
2030 | HQ_IESO_2_IESO | HQ_IESO | IESO | Internal | Winter | B16 | 25 | 99999 | 3000 | 11.67 | 11.69 | 0.01 | 0
2030 | HQ_IESO_2_IESO | HQ_IESO | IESO | Internal | Winter | B17 | 100 | 99999 | 3000 | 11.67 | 11.69 | 0.01 | 0
2030 | HQ_IESO_2_IESO | HQ_IESO | IESO | Internal | Winter | B18 | 400 | 99999 | 3000 | 11.67 | 11.69 | 0.01 | 0
2030 | HQ_IESO_2_IESO | HQ_IESO | IESO | Internal | Winter | B19 | 700 | 99999 | 3000 | 11.67 | 11.69 | 0.01 | 0
2030 | HQ_IESO_2_IESO | HQ_IESO | IESO | Internal | Winter | B20 | 935 | 99999 | 2653.48 | 11.67 | 11.69 | 0.01 | 0
2030 | IESO_2_MAPP_CA | IESO | MAPP_CA | Internal | Shoulder | B11 | 25 | 262 | 262 | 11.69 | 52 | 7 | 33.32
2030 | IESO_2_MAPP_CA | IESO | MAPP_CA | Internal | Shoulder | B12 | 200 | 262 | 262 | 11.69 | 52 | 7 | 33.32
2030 | IESO_2_MAPP_CA | IESO | MAPP_CA | Internal | Shoulder | B13 | 600 | 262 | 262 | 11.69 | 52 | 7 | 33.32
2030 | IESO_2_MAPP_CA | IESO | MAPP_CA | Internal | Shoulder | B14 | 900 | 262 | 262 | 11.69 | 52 | 7 | 33.32
2030 | IESO_2_MAPP_CA | IESO | MAPP_CA | Internal | Shoulder | B15 | 1203 | 262 | 262 | 11.69 | 52 | 7 | 33.32
2030 | IESO_2_MAPP_CA | IESO | MAPP_CA | Internal | Summer | B1 | 10 | 262 | 262 | 11.69 | 39.92 | 7 | 21.23
2030 | IESO_2_MAPP_CA | IESO | MAPP_CA | Internal | Summer | B2 | 25 | 262 | 262 | 11.69 | 39.92 | 7 | 21.23
2030 | IESO_2_MAPP_CA | IESO | MAPP_CA | Internal | Summer | B3 | 75 | 262 | 262 | 11.69 | 39.92 | 7 | 21.23
2030 | IESO_2_MAPP_CA | IESO | MAPP_CA | Internal | Summer | B4 | 100 | 262 | 262 | 11.69 | 39.92 | 7 | 21.23
2030 | IESO_2_MAPP_CA | IESO | MAPP_CA | Internal | Summer | B5 | 200 | 262 | 262 | 11.69 | 39.92 | 7 | 21.23
2030 | IESO_2_MAPP_CA | IESO | MAPP_CA | Internal | Summer | B6 | 300 | 262 | 262 | 11.69 | 39.92 | 7 | 21.23
2030 | IESO_2_MAPP_CA | IESO | MAPP_CA | Internal | Summer | B7 | 400 | 262 | 262 | 11.69 | 39.92 | 7 | 21.23
2030 | IESO_2_MAPP_CA | IESO | MAPP_CA | Internal | Summer | B8 | 500 | 262 | 262 | 11.69 | 39.92 | 7 | 21.23
2030 | IESO_2_MAPP_CA | IESO | MAPP_CA | Internal | Summer | B9 | 800 | 262 | 262 | 11.69 | 39.92 | 7 | 21.23
2030 | IESO_2_MAPP_CA | IESO | MAPP_CA | Internal | Summer | B10 | 1262 | 262 | 262 | 11.69 | 39.92 | 7 | 21.23
2030 | IESO_2_MAPP_CA | IESO | MAPP_CA | Internal | Winter | B16 | 25 | 262 | 262 | 11.69 | 73.95 | 7 | 55.27
2030 | IESO_2_MAPP_CA | IESO | MAPP_CA | Internal | Winter | B17 | 100 | 262 | 262 | 11.69 | 73.95 | 7 | 55.27
2030 | IESO_2_MAPP_CA | IESO | MAPP_CA | Internal | Winter | B18 | 400 | 262 | 262 | 11.69 | 73.95 | 7 | 55.27
2030 | IESO_2_MAPP_CA | IESO | MAPP_CA | Internal | Winter | B19 | 700 | 262 | 262 | 11.69 | 73.95 | 7 | 55.27
2030 | IESO_2_MAPP_CA | IESO | MAPP_CA | Internal | Winter | B20 | 935 | 262 | 262 | 11.69 | 73.95 | 7 | 55.27
2030 | IESO_2_MISO_MI | IESO | MISO_MI | Internal | Shoulder | B11 | 25 | 1840 | 1840 | 11.69 | 91.79 | 7 | 73.1
2030 | IESO_2_MISO_MI | IESO | MISO_MI | Internal | Shoulder | B12 | 200 | 1840 | 1840 | 11.69 | 87.73 | 7 | 69.04
2030 | IESO_2_MISO_MI | IESO | MISO_MI | Internal | Shoulder | B13 | 600 | 1840 | 1840 | 11.69 | 86.84 | 7 | 68.16
2030 | IESO_2_MISO_MI | IESO | MISO_MI | Internal | Shoulder | B14 | 900 | 1840 | 1840 | 11.69 | 85.55 | 7 | 66.86
2030 | IESO_2_MISO_MI | IESO | MISO_MI | Internal | Shoulder | B15 | 1203 | 1840 | 1840 | 11.69 | 75.96 | 7 | 57.28
2030 | IESO_2_MISO_MI | IESO | MISO_MI | Internal | Summer | B1 | 10 | 1840 | 1840 | 11.69 | 144.3 | 7 | 125.61
2030 | IESO_2_MISO_MI | IESO | MISO_MI | Internal | Summer | B2 | 25 | 1840 | 1840 | 11.69 | 141.53 | 7 | 122.84
2030 | IESO_2_MISO_MI | IESO | MISO_MI | Internal | Summer | B3 | 75 | 1840 | 1840 | 11.69 | 141.37 | 7 | 122.69
2030 | IESO_2_MISO_MI | IESO | MISO_MI | Internal | Summer | B4 | 100 | 1840 | 1840 | 11.69 | 138.4 | 7 | 119.71
2030 | IESO_2_MISO_MI | IESO | MISO_MI | Internal | Summer | B5 | 200 | 1840 | 1840 | 11.69 | 131.19 | 7 | 112.51
2030 | IESO_2_MISO_MI | IESO | MISO_MI | Internal | Summer | B6 | 300 | 1840 | 1840 | 11.69 | 101.82 | 7 | 83.13
2030 | IESO_2_MISO_MI | IESO | MISO_MI | Internal | Summer | B7 | 400 | 1840 | 1840 | 11.69 | 91.06 | 7 | 72.38
2030 | IESO_2_MISO_MI | IESO | MISO_MI | Internal | Summer | B8 | 500 | 1840 | 1840 | 11.69 | 88.04 | 7 | 69.36
2030 | IESO_2_MISO_MI | IESO | MISO_MI | Internal | Summer | B9 | 800 | 1840 | 1840 | 11.69 | 83.17 | 7 | 64.49
2030 | IESO_2_MISO_MI | IESO | MISO_MI | Internal | Summer | B10 | 1262 | 1840 | 1840 | 11.69 | 74.61 | 7 | 55.93
2030 | IESO_2_MISO_MI | IESO | MISO_MI | Internal | Winter | B16 | 25 | 1840 | 1840 | 11.69 | 93.03 | 7 | 74.34
2030 | IESO_2_MISO_MI | IESO | MISO_MI | Internal | Winter | B17 | 100 | 1840 | 1840 | 11.69 | 90.76 | 7 | 72.08
2030 | IESO_2_MISO_MI | IESO | MISO_MI | Internal | Winter | B18 | 400 | 1840 | 1840 | 11.69 | 89.18 | 7 | 70.49
2030 | IESO_2_MISO_MI | IESO | MISO_MI | Internal | Winter | B19 | 700 | 1840 | 1840 | 11.69 | 89.18 | 7 | 70.49
2030 | IESO_2_MISO_MI | IESO | MISO_MI | Internal | Winter | B20 | 935 | 1840 | 1840 | 11.69 | 78.6 | 7 | 59.92
2030 | IESO_2_MISO_W | IESO | MISO_W | Internal | Shoulder | B11 | 25 | 140 | 140 | 11.69 | 91.78 | 7 | 73.09
2030 | IESO_2_MISO_W | IESO | MISO_W | Internal | Shoulder | B12 | 200 | 140 | 140 | 11.69 | 87.34 | 7 | 68.66
2030 | IESO_2_MISO_W | IESO | MISO_W | Internal | Shoulder | B13 | 600 | 140 | 140 | 11.69 | 85.36 | 7 | 66.67
2030 | IESO_2_MISO_W | IESO | MISO_W | Internal | Shoulder | B14 | 900 | 140 | 140 | 11.69 | 71.82 | 7 | 53.14
2030 | IESO_2_MISO_W | IESO | MISO_W | Internal | Shoulder | B15 | 1203 | 140 | 140 | 11.69 | 66 | 7 | 47.32
2030 | IESO_2_MISO_W | IESO | MISO_W | Internal | Summer | B1 | 10 | 140 | 140 | 11.69 | 144.28 | 7 | 125.6
2030 | IESO_2_MISO_W | IESO | MISO_W | Internal | Summer | B2 | 25 | 140 | 140 | 11.69 | 141.53 | 7 | 122.84
2030 | IESO_2_MISO_W | IESO | MISO_W | Internal | Summer | B3 | 75 | 140 | 140 | 11.69 | 141.53 | 7 | 122.84
2030 | IESO_2_MISO_W | IESO | MISO_W | Internal | Summer | B4 | 100 | 140 | 140 | 11.69 | 140.87 | 7 | 122.19
2030 | IESO_2_MISO_W | IESO | MISO_W | Internal | Summer | B5 | 200 | 140 | 140 | 11.69 | 135.19 | 7 | 116.51
2030 | IESO_2_MISO_W | IESO | MISO_W | Internal | Summer | B6 | 300 | 140 | 140 | 11.69 | 104.08 | 7 | 85.39
2030 | IESO_2_MISO_W | IESO | MISO_W | Internal | Summer | B7 | 400 | 140 | 140 | 11.69 | 91.05 | 7 | 72.37
2030 | IESO_2_MISO_W | IESO | MISO_W | Internal | Summer | B8 | 500 | 140 | 140 | 11.69 | 85.74 | 7 | 67.06
2030 | IESO_2_MISO_W | IESO | MISO_W | Internal | Summer | B9 | 800 | 140 | 140 | 11.69 | 83.15 | 7 | 64.46
2030 | IESO_2_MISO_W | IESO | MISO_W | Internal | Summer | B10 | 1262 | 140 | 140 | 11.69 | 70.39 | 7 | 51.71
2030 | IESO_2_MISO_W | IESO | MISO_W | Internal | Winter | B16 | 25 | 140 | 140 | 11.69 | 74.06 | 7 | 55.38
2030 | IESO_2_MISO_W | IESO | MISO_W | Internal | Winter | B17 | 100 | 140 | 140 | 11.69 | 78.75 | 7 | 60.06
2030 | IESO_2_MISO_W | IESO | MISO_W | Internal | Winter | B18 | 400 | 140 | 140 | 11.69 | 80.16 | 7 | 61.48
2030 | IESO_2_MISO_W | IESO | MISO_W | Internal | Winter | B19 | 700 | 140 | 140 | 11.69 | 80.16 | 7 | 61.48
2030 | IESO_2_MISO_W | IESO | MISO_W | Internal | Winter | B20 | 935 | 140 | 140 | 11.69 | 73.97 | 7 | 55.28
2030 | IESO_2_NYISO_A-F | IESO | NYISO_A-F | Internal | Shoulder | B11 | 25 | 1725 | 1725 | 11.69 | 76.12 | 7 | 57.44
2030 | IESO_2_NYISO_A-F | IESO | NYISO_A-F | Internal | Shoulder | B12 | 200 | 1725 | 1725 | 11.69 | 81.74 | 7 | 63.06
2030 | IESO_2_NYISO_A-F | IESO | NYISO_A-F | Internal | Shoulder | B13 | 600 | 1725 | 1725 | 11.69 | 76.12 | 7 | 57.44
2030 | IESO_2_NYISO_A-F | IESO | NYISO_A-F | Internal | Shoulder | B14 | 900 | 1725 | 1725 | 11.69 | 75.77 | 7 | 57.08
2030 | IESO_2_NYISO_A-F | IESO | NYISO_A-F | Internal | Shoulder | B15 | 1203 | 1725 | 1725 | 11.69 | 75.77 | 7 | 57.08
2030 | IESO_2_NYISO_A-F | IESO | NYISO_A-F | Internal | Summer | B1 | 10 | 1725 | 1725 | 11.69 | 94.98 | 7 | 76.29
2030 | IESO_2_NYISO_A-F | IESO | NYISO_A-F | Internal | Summer | B2 | 25 | 1725 | 1725 | 11.69 | 94.98 | 7 | 76.29
2030 | IESO_2_NYISO_A-F | IESO | NYISO_A-F | Internal | Summer | B3 | 75 | 1725 | 1725 | 11.69 | 88.96 | 7 | 70.27
2030 | IESO_2_NYISO_A-F | IESO | NYISO_A-F | Internal | Summer | B4 | 100 | 1725 | 1725 | 11.69 | 86.39 | 7 | 67.7
2030 | IESO_2_NYISO_A-F | IESO | NYISO_A-F | Internal | Summer | B5 | 200 | 1725 | 1725 | 11.69 | 86.39 | 7 | 67.7
2030 | IESO_2_NYISO_A-F | IESO | NYISO_A-F | Internal | Summer | B6 | 300 | 1725 | 1725 | 11.69 | 86.39 | 7 | 67.7
2030 | IESO_2_NYISO_A-F | IESO | NYISO_A-F | Internal | Summer | B7 | 400 | 1725 | 1725 | 11.69 | 83.95 | 7 | 65.26
2030 | IESO_2_NYISO_A-F | IESO | NYISO_A-F | Internal | Summer | B8 | 500 | 1725 | 1725 | 11.69 | 76.09 | 7 | 57.41
2030 | IESO_2_NYISO_A-F | IESO | NYISO_A-F | Internal | Summer | B9 | 800 | 1725 | 1725 | 11.69 | 74.47 | 7 | 55.78
2030 | IESO_2_NYISO_A-F | IESO | NYISO_A-F | Internal | Summer | B10 | 1262 | 1725 | 1725 | 11.69 | 74.47 | 7 | 55.78
2030 | IESO_2_NYISO_A-F | IESO | NYISO_A-F | Internal | Winter | B16 | 25 | 1725 | 1725 | 11.69 | 85.1 | 7 | 66.42
2030 | IESO_2_NYISO_A-F | IESO | NYISO_A-F | Internal | Winter | B17 | 100 | 1725 | 1725 | 11.69 | 83.95 | 7 | 65.26
2030 | IESO_2_NYISO_A-F | IESO | NYISO_A-F | Internal | Winter | B18 | 400 | 1725 | 1725 | 11.69 | 75.76 | 7 | 57.08
2030 | IESO_2_NYISO_A-F | IESO | NYISO_A-F | Internal | Winter | B19 | 700 | 1725 | 1725 | 11.69 | 75.76 | 7 | 57.08
2030 | IESO_2_NYISO_A-F | IESO | NYISO_A-F | Internal | Winter | B20 | 935 | 1725 | 1725 | 11.69 | 75.76 | 7 | 57.08
2030 | MAPP_CA_2_IESO | MAPP_CA | IESO | Internal | Shoulder | B11 | 25 | 330 | 0 | 52 | 11.69 | 8 | 0
2030 | MAPP_CA_2_IESO | MAPP_CA | IESO | Internal | Shoulder | B12 | 200 | 330 | 0 | 52 | 11.69 | 8 | 0
2030 | MAPP_CA_2_IESO | MAPP_CA | IESO | Internal | Shoulder | B13 | 600 | 330 | 0 | 52 | 11.69 | 8 | 0
2030 | MAPP_CA_2_IESO | MAPP_CA | IESO | Internal | Shoulder | B14 | 900 | 330 | 0 | 52 | 11.69 | 8 | 0
2030 | MAPP_CA_2_IESO | MAPP_CA | IESO | Internal | Shoulder | B15 | 1203 | 330 | 0 | 52 | 11.69 | 8 | 0
2030 | MAPP_CA_2_IESO | MAPP_CA | IESO | Internal | Summer | B1 | 10 | 330 | 0 | 39.92 | 11.69 | 8 | 0
2030 | MAPP_CA_2_IESO | MAPP_CA | IESO | Internal | Summer | B2 | 25 | 330 | 0 | 39.92 | 11.69 | 8 | 0
2030 | MAPP_CA_2_IESO | MAPP_CA | IESO | Internal | Summer | B3 | 75 | 330 | 0 | 39.92 | 11.69 | 8 | 0
2030 | MAPP_CA_2_IESO | MAPP_CA | IESO | Internal | Summer | B4 | 100 | 330 | 0 | 39.92 | 11.69 | 8 | 0
2030 | MAPP_CA_2_IESO | MAPP_CA | IESO | Internal | Summer | B5 | 200 | 330 | 0 | 39.92 | 11.69 | 8 | 0
2030 | MAPP_CA_2_IESO | MAPP_CA | IESO | Internal | Summer | B6 | 300 | 330 | 0 | 39.92 | 11.69 | 8 | 0
2030 | MAPP_CA_2_IESO | MAPP_CA | IESO | Internal | Summer | B7 | 400 | 330 | 0 | 39.92 | 11.69 | 8 | 0
2030 | MAPP_CA_2_IESO | MAPP_CA | IESO | Internal | Summer | B8 | 500 | 330 | 0 | 39.92 | 11.69 | 8 | 0
2030 | MAPP_CA_2_IESO | MAPP_CA | IESO | Internal | Summer | B9 | 800 | 330 | 0 | 39.92 | 11.69 | 8 | 0
2030 | MAPP_CA_2_IESO | MAPP_CA | IESO | Internal | Summer | B10 | 1262 | 330 | 0 | 39.92 | 11.69 | 8 | 0
2030 | MAPP_CA_2_IESO | MAPP_CA | IESO | Internal | Winter | B16 | 25 | 330 | 0 | 73.95 | 11.69 | 8 | 0
2030 | MAPP_CA_2_IESO | MAPP_CA | IESO | Internal | Winter | B17 | 100 | 330 | 0 | 73.95 | 11.69 | 8 | 0
2030 | MAPP_CA_2_IESO | MAPP_CA | IESO | Internal | Winter | B18 | 400 | 330 | 0 | 73.95 | 11.69 | 8 | 0
2030 | MAPP_CA_2_IESO | MAPP_CA | IESO | Internal | Winter | B19 | 700 | 330 | 0 | 73.95 | 11.69 | 8 | 0
2030 | MAPP_CA_2_IESO | MAPP_CA | IESO | Internal | Winter | B20 | 935 | 330 | 0 | 73.95 | 11.69 | 8 | 0
2030 | MAPP_CA_2_MAPP_US | MAPP_CA | MAPP_US | Internal | Shoulder | B11 | 25 | 372 | 372 | 52 | 84.78 | 7 | 25.77
2030 | MAPP_CA_2_MAPP_US | MAPP_CA | MAPP_US | Internal | Shoulder | B12 | 200 | 372 | 372 | 52 | 80.34 | 7 | 21.34
2030 | MAPP_CA_2_MAPP_US | MAPP_CA | MAPP_US | Internal | Shoulder | B13 | 600 | 372 | 372 | 52 | 78.36 | 7 | 19.35
2030 | MAPP_CA_2_MAPP_US | MAPP_CA | MAPP_US | Internal | Shoulder | B14 | 900 | 372 | 372 | 52 | 64.82 | 7 | 5.82
2030 | MAPP_CA_2_MAPP_US | MAPP_CA | MAPP_US | Internal | Shoulder | B15 | 1203 | 372 | 139.38 | 52 | 59 | 7 | 0
2030 | MAPP_CA_2_MAPP_US | MAPP_CA | MAPP_US | Internal | Summer | B1 | 10 | 372 | 372 | 39.92 | 137.28 | 7 | 90.37
2030 | MAPP_CA_2_MAPP_US | MAPP_CA | MAPP_US | Internal | Summer | B2 | 25 | 372 | 372 | 39.92 | 134.53 | 7 | 87.61
2030 | MAPP_CA_2_MAPP_US | MAPP_CA | MAPP_US | Internal | Summer | B3 | 75 | 372 | 372 | 39.92 | 134.53 | 7 | 87.61
2030 | MAPP_CA_2_MAPP_US | MAPP_CA | MAPP_US | Internal | Summer | B4 | 100 | 372 | 372 | 39.92 | 133.87 | 7 | 86.96
2030 | MAPP_CA_2_MAPP_US | MAPP_CA | MAPP_US | Internal | Summer | B5 | 200 | 372 | 372 | 39.92 | 128.19 | 7 | 81.28
2030 | MAPP_CA_2_MAPP_US | MAPP_CA | MAPP_US | Internal | Summer | B6 | 300 | 372 | 372 | 39.92 | 97.08 | 7 | 50.16
2030 | MAPP_CA_2_MAPP_US | MAPP_CA | MAPP_US | Internal | Summer | B7 | 400 | 372 | 372 | 39.92 | 84.05 | 7 | 37.13
2030 | MAPP_CA_2_MAPP_US | MAPP_CA | MAPP_US | Internal | Summer | B8 | 500 | 372 | 372 | 39.92 | 78.74 | 7 | 31.83
2030 | MAPP_CA_2_MAPP_US | MAPP_CA | MAPP_US | Internal | Summer | B9 | 800 | 372 | 372 | 39.92 | 76.15 | 7 | 29.23
2030 | MAPP_CA_2_MAPP_US | MAPP_CA | MAPP_US | Internal | Summer | B10 | 1262 | 372 | 372 | 39.92 | 63.39 | 7 | 16.47
2030 | MAPP_CA_2_MAPP_US | MAPP_CA | MAPP_US | Internal | Winter | B16 | 25 | 372 | 0 | 73.95 | 67.06 | 7 | 0
2030 | MAPP_CA_2_MAPP_US | MAPP_CA | MAPP_US | Internal | Winter | B17 | 100 | 372 | 0 | 73.95 | 71.75 | 7 | 0
2030 | MAPP_CA_2_MAPP_US | MAPP_CA | MAPP_US | Internal | Winter | B18 | 400 | 372 | 0 | 73.95 | 73.16 | 7 | 0
2030 | MAPP_CA_2_MAPP_US | MAPP_CA | MAPP_US | Internal | Winter | B19 | 700 | 372 | 0 | 73.95 | 73.16 | 7 | 0
2030 | MAPP_CA_2_MAPP_US | MAPP_CA | MAPP_US | Internal | Winter | B20 | 935 | 372 | 0 | 73.95 | 66.97 | 7 | 0
2030 | MAPP_CA_2_MISO_W | MAPP_CA | MISO_W | Internal | Shoulder | B11 | 25 | 2196 | 2196 | 52 | 91.78 | 0.01 | 39.76
2030 | MAPP_CA_2_MISO_W | MAPP_CA | MISO_W | Internal | Shoulder | B12 | 200 | 2196 | 2196 | 52 | 87.34 | 0.01 | 35.33
2030 | MAPP_CA_2_MISO_W | MAPP_CA | MISO_W | Internal | Shoulder | B13 | 600 | 2196 | 2196 | 52 | 85.36 | 0.01 | 33.34
2030 | MAPP_CA_2_MISO_W | MAPP_CA | MISO_W | Internal | Shoulder | B14 | 900 | 2196 | 2196 | 52 | 71.82 | 0.01 | 19.8
2030 | MAPP_CA_2_MISO_W | MAPP_CA | MISO_W | Internal | Shoulder | B15 | 1203 | 2196 | 2196 | 52 | 66 | 0.01 | 13.99
2030 | MAPP_CA_2_MISO_W | MAPP_CA | MISO_W | Internal | Summer | B1 | 10 | 2196 | 2196 | 39.92 | 144.28 | 0.01 | 104.36
2030 | MAPP_CA_2_MISO_W | MAPP_CA | MISO_W | Internal | Summer | B2 | 25 | 2196 | 2196 | 39.92 | 141.53 | 0.01 | 101.6
2030 | MAPP_CA_2_MISO_W | MAPP_CA | MISO_W | Internal | Summer | B3 | 75 | 2196 | 2196 | 39.92 | 141.53 | 0.01 | 101.6
2030 | MAPP_CA_2_MISO_W | MAPP_CA | MISO_W | Internal | Summer | B4 | 100 | 2196 | 2196 | 39.92 | 140.87 | 0.01 | 100.95
2030 | MAPP_CA_2_MISO_W | MAPP_CA | MISO_W | Internal | Summer | B5 | 200 | 2196 | 2196 | 39.92 | 135.19 | 0.01 | 95.26
2030 | MAPP_CA_2_MISO_W | MAPP_CA | MISO_W | Internal | Summer | B6 | 300 | 2196 | 2196 | 39.92 | 104.08 | 0.01 | 64.15
2030 | MAPP_CA_2_MISO_W | MAPP_CA | MISO_W | Internal | Summer | B7 | 400 | 2196 | 2196 | 39.92 | 91.05 | 0.01 | 51.12
2030 | MAPP_CA_2_MISO_W | MAPP_CA | MISO_W | Internal | Summer | B8 | 500 | 2196 | 2196 | 39.92 | 85.74 | 0.01 | 45.82
2030 | MAPP_CA_2_MISO_W | MAPP_CA | MISO_W | Internal | Summer | B9 | 800 | 2196 | 2196 | 39.92 | 83.15 | 0.01 | 43.22
2030 | MAPP_CA_2_MISO_W | MAPP_CA | MISO_W | Internal | Summer | B10 | 1262 | 2196 | 2196 | 39.92 | 70.39 | 0.01 | 30.46
2030 | MAPP_CA_2_MISO_W | MAPP_CA | MISO_W | Internal | Winter | B16 | 25 | 2196 | 2196 | 73.95 | 74.06 | 0.01 | 0.1
2030 | MAPP_CA_2_MISO_W | MAPP_CA | MISO_W | Internal | Winter | B17 | 100 | 2196 | 2196 | 73.95 | 78.75 | 0.01 | 4.78
2030 | MAPP_CA_2_MISO_W | MAPP_CA | MISO_W | Internal | Winter | B18 | 400 | 2196 | 2196 | 73.95 | 80.16 | 0.01 | 6.2
2030 | MAPP_CA_2_MISO_W | MAPP_CA | MISO_W | Internal | Winter | B19 | 700 | 2196 | 2196 | 73.95 | 80.16 | 0.01 | 6.2
2030 | MAPP_CA_2_MISO_W | MAPP_CA | MISO_W | Internal | Winter | B20 | 935 | 2196 | 958.49 | 73.95 | 73.97 | 0.01 | 0
2030 | MAPP_US_2_MAPP_CA | MAPP_US | MAPP_CA | Internal | Shoulder | B11 | 25 | 165 | 0 | 84.78 | 52 | 7 | 0
2030 | MAPP_US_2_MAPP_CA | MAPP_US | MAPP_CA | Internal | Shoulder | B12 | 200 | 165 | 0 | 80.34 | 52 | 7 | 0
2030 | MAPP_US_2_MAPP_CA | MAPP_US | MAPP_CA | Internal | Shoulder | B13 | 600 | 165 | 0 | 78.36 | 52 | 7 | 0
2030 | MAPP_US_2_MAPP_CA | MAPP_US | MAPP_CA | Internal | Shoulder | B14 | 900 | 165 | 0 | 64.82 | 52 | 7 | 0
2030 | MAPP_US_2_MAPP_CA | MAPP_US | MAPP_CA | Internal | Shoulder | B15 | 1203 | 165 | 0 | 59 | 52 | 7 | 0
2030 | MAPP_US_2_MAPP_CA | MAPP_US | MAPP_CA | Internal | Summer | B1 | 10 | 165 | 0 | 137.28 | 39.92 | 7 | 0
2030 | MAPP_US_2_MAPP_CA | MAPP_US | MAPP_CA | Internal | Summer | B2 | 25 | 165 | 0 | 134.53 | 39.92 | 7 | 0
2030 | MAPP_US_2_MAPP_CA | MAPP_US | MAPP_CA | Internal | Summer | B3 | 75 | 165 | 0 | 134.53 | 39.92 | 7 | 0
2030 | MAPP_US_2_MAPP_CA | MAPP_US | MAPP_CA | Internal | Summer | B4 | 100 | 165 | 0 | 133.87 | 39.92 | 7 | 0
2030 | MAPP_US_2_MAPP_CA | MAPP_US | MAPP_CA | Internal | Summer | B5 | 200 | 165 | 0 | 128.19 | 39.92 | 7 | 0
2030 | MAPP_US_2_MAPP_CA | MAPP_US | MAPP_CA | Internal | Summer | B6 | 300 | 165 | 0 | 97.08 | 39.92 | 7 | 0
2030 | MAPP_US_2_MAPP_CA | MAPP_US | MAPP_CA | Internal | Summer | B7 | 400 | 165 | 0 | 84.05 | 39.92 | 7 | 0
2030 | MAPP_US_2_MAPP_CA | MAPP_US | MAPP_CA | Internal | Summer | B8 | 500 | 165 | 0 | 78.74 | 39.92 | 7 | 0
2030 | MAPP_US_2_MAPP_CA | MAPP_US | MAPP_CA | Internal | Summer | B9 | 800 | 165 | 0 | 76.15 | 39.92 | 7 | 0
2030 | MAPP_US_2_MAPP_CA | MAPP_US | MAPP_CA | Internal | Summer | B10 | 1262 | 165 | 0 | 63.39 | 39.92 | 7 | 0
2030 | MAPP_US_2_MAPP_CA | MAPP_US | MAPP_CA | Internal | Winter | B16 | 25 | 165 | 0 | 67.06 | 73.95 | 7 | 0
2030 | MAPP_US_2_MAPP_CA | MAPP_US | MAPP_CA | Internal | Winter | B17 | 100 | 165 | 0 | 71.75 | 73.95 | 7 | 0
2030 | MAPP_US_2_MAPP_CA | MAPP_US | MAPP_CA | Internal | Winter | B18 | 400 | 165 | 0 | 73.16 | 73.95 | 7 | 0
2030 | MAPP_US_2_MAPP_CA | MAPP_US | MAPP_CA | Internal | Winter | B19 | 700 | 165 | 0 | 73.16 | 73.95 | 7 | 0
2030 | MAPP_US_2_MAPP_CA | MAPP_US | MAPP_CA | Internal | Winter | B20 | 935 | 165 | 0 | 66.97 | 73.95 | 7 | 0
2030 | MAPP_US_2_MISO_W | MAPP_US | MISO_W | Internal | Shoulder | B11 | 25 | 2635 | 940.04 | 84.78 | 91.78 | 7 | 0
2030 | MAPP_US_2_MISO_W | MAPP_US | MISO_W | Internal | Shoulder | B12 | 200 | 2635 | 1596.74 | 80.34 | 87.34 | 7 | 0
2030 | MAPP_US_2_MISO_W | MAPP_US | MISO_W | Internal | Shoulder | B13 | 600 | 2635 | 2170.49 | 78.36 | 85.36 | 7 | 0
2030 | MAPP_US_2_MISO_W | MAPP_US | MISO_W | Internal | Shoulder | B14 | 900 | 2635 | 873.6 | 64.82 | 71.82 | 7 | 0
2030 | MAPP_US_2_MISO_W | MAPP_US | MISO_W | Internal | Shoulder | B15 | 1203 | 2635 | 1102.16 | 59 | 66 | 7 | 0
2030 | MAPP_US_2_MISO_W | MAPP_US | MISO_W | Internal | Summer | B1 | 10 | 2635 | 614.1 | 137.28 | 144.28 | 7 | 0
2030 | MAPP_US_2_MISO_W | MAPP_US | MISO_W | Internal | Summer | B2 | 25 | 2635 | 613.23 | 134.53 | 141.53 | 7 | 0
2030 | MAPP_US_2_MISO_W | MAPP_US | MISO_W | Internal | Summer | B3 | 75 | 2635 | 469.66 | 134.53 | 141.53 | 7 | 0
2030 | MAPP_US_2_MISO_W | MAPP_US | MISO_W | Internal | Summer | B4 | 100 | 2635 | 1057.04 | 133.87 | 140.87 | 7 | 0
2030 | MAPP_US_2_MISO_W | MAPP_US | MISO_W | Internal | Summer | B5 | 200 | 2635 | 1205.24 | 128.19 | 135.19 | 7 | 0
2030 | MAPP_US_2_MISO_W | MAPP_US | MISO_W | Internal | Summer | B6 | 300 | 2635 | 1018.35 | 97.08 | 104.08 | 7 | 0
2030 | MAPP_US_2_MISO_W | MAPP_US | MISO_W | Internal | Summer | B7 | 400 | 2635 | 820.64 | 84.05 | 91.05 | 7 | 0
2030 | MAPP_US_2_MISO_W | MAPP_US | MISO_W | Internal | Summer | B8 | 500 | 2635 | 1508 | 78.74 | 85.74 | 7 | 0
2030 | MAPP_US_2_MISO_W | MAPP_US | MISO_W | Internal | Summer | B9 | 800 | 2635 | 989.88 | 76.15 | 83.15 | 7 | 0
2030 | MAPP_US_2_MISO_W | MAPP_US | MISO_W | Internal | Summer | B10 | 1262 | 2635 | 1206.84 | 63.39 | 70.39 | 7 | 0
2030 | MAPP_US_2_MISO_W | MAPP_US | MISO_W | Internal | Winter | B16 | 25 | 2635 | 2357.05 | 67.06 | 74.06 | 7 | 0
2030 | MAPP_US_2_MISO_W | MAPP_US | MISO_W | Internal | Winter | B17 | 100 | 2635 | 990.83 | 71.75 | 78.75 | 7 | 0
2030 | MAPP_US_2_MISO_W | MAPP_US | MISO_W | Internal | Winter | B18 | 400 | 2635 | 1512.81 | 73.16 | 80.16 | 7 | 0
2030 | MAPP_US_2_MISO_W | MAPP_US | MISO_W | Internal | Winter | B19 | 700 | 2635 | 1003 | 73.16 | 80.16 | 7 | 0
2030 | MAPP_US_2_MISO_W | MAPP_US | MISO_W | Internal | Winter | B20 | 935 | 2635 | 815.42 | 66.97 | 73.97 | 7 | 0
2030 | MAPP_US_2_NE | MAPP_US | NE | Internal | Shoulder | B11 | 25 | 2000 | 2000 | 84.78 | 93.62 | 7 | 1.85
2030 | MAPP_US_2_NE | MAPP_US | NE | Internal | Shoulder | B12 | 200 | 2000 | 2000 | 80.34 | 88.51 | 7 | 1.17
2030 | MAPP_US_2_NE | MAPP_US | NE | Internal | Shoulder | B13 | 600 | 2000 | 1742.59 | 78.36 | 85.36 | 7 | 0
2030 | MAPP_US_2_NE | MAPP_US | NE | Internal | Shoulder | B14 | 900 | 2000 | 2000 | 64.82 | 78.49 | 7 | 6.67
2030 | MAPP_US_2_NE | MAPP_US | NE | Internal | Shoulder | B15 | 1203 | 2000 | 2000 | 59 | 73 | 7 | 7
2030 | MAPP_US_2_NE | MAPP_US | NE | Internal | Summer | B1 | 10 | 2000 | 838.81 | 137.28 | 144.28 | 7 | 0
2030 | MAPP_US_2_NE | MAPP_US | NE | Internal | Summer | B2 | 25 | 2000 | 2000 | 134.53 | 146.15 | 7 | 4.62
2030 | MAPP_US_2_NE | MAPP_US | NE | Internal | Summer | B3 | 75 | 2000 | 2000 | 134.53 | 146.25 | 7 | 4.72
2030 | MAPP_US_2_NE | MAPP_US | NE | Internal | Summer | B4 | 100 | 2000 | 1775.72 | 133.87 | 140.87 | 7 | 0
2030 | MAPP_US_2_NE | MAPP_US | NE | Internal | Summer | B5 | 200 | 2000 | 1405.06 | 128.19 | 135.19 | 7 | 0
2030 | MAPP_US_2_NE | MAPP_US | NE | Internal | Summer | B6 | 300 | 2000 | 1267.16 | 97.08 | 104.08 | 7 | 0
2030 | MAPP_US_2_NE | MAPP_US | NE | Internal | Summer | B7 | 400 | 2000 | 2000 | 84.05 | 95.86 | 7 | 4.81
2030 | MAPP_US_2_NE | MAPP_US | NE | Internal | Summer | B8 | 500 | 2000 | 2000 | 78.74 | 90.57 | 7 | 4.83
2030 | MAPP_US_2_NE | MAPP_US | NE | Internal | Summer | B9 | 800 | 2000 | 2000 | 76.15 | 88.67 | 7 | 5.52
2030 | MAPP_US_2_NE | MAPP_US | NE | Internal | Summer | B10 | 1262 | 2000 | 2000 | 63.39 | 77.38 | 7 | 6.99
2030 | MAPP_US_2_NE | MAPP_US | NE | Internal | Winter | B16 | 25 | 2000 | 2000 | 67.06 | 81.06 | 7 | 7
2030 | MAPP_US_2_NE | MAPP_US | NE | Internal | Winter | B17 | 100 | 2000 | 2000 | 71.75 | 85.75 | 7 | 7
2030 | MAPP_US_2_NE | MAPP_US | NE | Internal | Winter | B18 | 400 | 2000 | 2000 | 73.16 | 87.15 | 7 | 6.99
2030 | MAPP_US_2_NE | MAPP_US | NE | Internal | Winter | B19 | 700 | 2000 | 2000 | 73.16 | 84.39 | 7 | 4.23
2030 | MAPP_US_2_NE | MAPP_US | NE | Internal | Winter | B20 | 935 | 2000 | 2000 | 66.97 | 80.95 | 7 | 6.99
2030 | MARITIMES_2_NEISO | MARITIMES | NEISO | Internal | Shoulder | B11 | 25 | 99999 | 1900 | 73.11 | 73.12 | 0.01 | 0
2030 | MARITIMES_2_NEISO | MARITIMES | NEISO | Internal | Shoulder | B12 | 200 | 99999 | 1900 | 73.11 | 73.12 | 0.01 | 0
2030 | MARITIMES_2_NEISO | MARITIMES | NEISO | Internal | Shoulder | B13 | 600 | 99999 | 1900 | 73.11 | 73.12 | 0.01 | 0
2030 | MARITIMES_2_NEISO | MARITIMES | NEISO | Internal | Shoulder | B14 | 900 | 99999 | 1900 | 73.11 | 73.12 | 0.01 | 0
2030 | MARITIMES_2_NEISO | MARITIMES | NEISO | Internal | Shoulder | B15 | 1203 | 99999 | 1425.39 | 72.78 | 72.79 | 0.01 | 0
2030 | MARITIMES_2_NEISO | MARITIMES | NEISO | Internal | Summer | B1 | 10 | 99999 | 1900.1 | 97.97 | 97.98 | 0.01 | 0
2030 | MARITIMES_2_NEISO | MARITIMES | NEISO | Internal | Summer | B2 | 25 | 99999 | 1900.1 | 97.97 | 97.98 | 0.01 | 0
2030 | MARITIMES_2_NEISO | MARITIMES | NEISO | Internal | Summer | B3 | 75 | 99999 | 1900 | 85.94 | 85.96 | 0.01 | 0
2030 | MARITIMES_2_NEISO | MARITIMES | NEISO | Internal | Summer | B4 | 100 | 99999 | 1900 | 80.89 | 80.9 | 0.01 | 0
2030 | MARITIMES_2_NEISO | MARITIMES | NEISO | Internal | Summer | B5 | 200 | 99999 | 1900 | 80.89 | 80.9 | 0.01 | 0
2030 | MARITIMES_2_NEISO | MARITIMES | NEISO | Internal | Summer | B6 | 300 | 99999 | 1900 | 80.89 | 80.9 | 0.01 | 0
2030 | MARITIMES_2_NEISO | MARITIMES | NEISO | Internal | Summer | B7 | 400 | 99999 | 1900 | 73.08 | 73.09 | 0.01 | 0
2030 | MARITIMES_2_NEISO | MARITIMES | NEISO | Internal | Summer | B8 | 500 | 99999 | 1900 | 73.08 | 73.09 | 0.01 | 0
2030 | MARITIMES_2_NEISO | MARITIMES | NEISO | Internal | Summer | B9 | 800 | 99999 | 1900 | 70.2 | 70.21 | 0.01 | 0
2030 | MARITIMES_2_NEISO | MARITIMES | NEISO | Internal | Summer | B10 | 1262 | 99999 | 1332.61 | 70.2 | 70.21 | 0.01 | 0
2030 | MARITIMES_2_NEISO | MARITIMES | NEISO | Internal | Winter | B16 | 25 | 99999 | 1900 | 82.09 | 82.1 | 0.01 | 0
2030 | MARITIMES_2_NEISO | MARITIMES | NEISO | Internal | Winter | B17 | 100 | 99999 | 1900 | 80.94 | 80.95 | 0.01 | 0
2030 | MARITIMES_2_NEISO | MARITIMES | NEISO | Internal | Winter | B18 | 400 | 99999 | 1900 | 72.75 | 72.76 | 0.01 | 0
2030 | MARITIMES_2_NEISO | MARITIMES | NEISO | Internal | Winter | B19 | 700 | 99999 | 1900 | 72.75 | 72.76 | 0.01 | 0
2030 | MARITIMES_2_NEISO | MARITIMES | NEISO | Internal | Winter | B20 | 935 | 99999 | 1449.52 | 72.75 | 72.76 | 0.01 | 0
2030 | MISO_IN_2_MISO_MI | MISO_IN | MISO_MI | Internal | Shoulder | B11 | 25 | 5021 | 3767.2 | 91.78 | 91.79 | 0.01 | 0
2030 | MISO_IN_2_MISO_MI | MISO_IN | MISO_MI | Internal | Shoulder | B12 | 200 | 5021 | 4536.77 | 87.72 | 87.73 | 0.01 | 0
2030 | MISO_IN_2_MISO_MI | MISO_IN | MISO_MI | Internal | Shoulder | B13 | 600 | 5021 | 4560.82 | 86.83 | 86.84 | 0.01 | 0
2030 | MISO_IN_2_MISO_MI | MISO_IN | MISO_MI | Internal | Shoulder | B14 | 900 | 5021 | 4282.68 | 85.53 | 85.55 | 0.01 | 0
2030 | MISO_IN_2_MISO_MI | MISO_IN | MISO_MI | Internal | Shoulder | B15 | 1203 | 5021 | 1974.06 | 75.95 | 75.96 | 0.01 | 0
2030 | MISO_IN_2_MISO_MI | MISO_IN | MISO_MI | Internal | Summer | B1 | 10 | 5021 | 2688.51 | 144.28 | 144.3 | 0.01 | 0
2030 | MISO_IN_2_MISO_MI | MISO_IN | MISO_MI | Internal | Summer | B2 | 25 | 5021 | 2279.46 | 141.52 | 141.53 | 0.01 | 0
2030 | MISO_IN_2_MISO_MI | MISO_IN | MISO_MI | Internal | Summer | B3 | 75 | 5021 | 3166.16 | 141.36 | 141.37 | 0.01 | 0
2030 | MISO_IN_2_MISO_MI | MISO_IN | MISO_MI | Internal | Summer | B4 | 100 | 5021 | 1985.46 | 138.39 | 138.4 | 0.01 | 0
2030 | MISO_IN_2_MISO_MI | MISO_IN | MISO_MI | Internal | Summer | B5 | 200 | 5021 | 2176.57 | 131.18 | 131.19 | 0.01 | 0
2030 | MISO_IN_2_MISO_MI | MISO_IN | MISO_MI | Internal | Summer | B6 | 300 | 5021 | 3316.9 | 101.81 | 101.82 | 0.01 | 0
2030 | MISO_IN_2_MISO_MI | MISO_IN | MISO_MI | Internal | Summer | B7 | 400 | 5021 | 3511.03 | 91.05 | 91.06 | 0.01 | 0
2030 | MISO_IN_2_MISO_MI | MISO_IN | MISO_MI | Internal | Summer | B8 | 500 | 5021 | 3785.62 | 88.03 | 88.04 | 0.01 | 0
2030 | MISO_IN_2_MISO_MI | MISO_IN | MISO_MI | Internal | Summer | B9 | 800 | 5021 | 4483.83 | 83.16 | 83.17 | 0.01 | 0
2030 | MISO_IN_2_MISO_MI | MISO_IN | MISO_MI | Internal | Summer | B10 | 1262 | 5021 | 4062.94 | 74.6 | 74.61 | 0.01 | 0
2030 | MISO_IN_2_MISO_MI | MISO_IN | MISO_MI | Internal | Winter | B16 | 25 | 5021 | 4023.63 | 93.02 | 93.03 | 0.01 | 0
2030 | MISO_IN_2_MISO_MI | MISO_IN | MISO_MI | Internal | Winter | B17 | 100 | 5021 | 4541.97 | 90.75 | 90.76 | 0.01 | 0
2030 | MISO_IN_2_MISO_MI | MISO_IN | MISO_MI | Internal | Winter | B18 | 400 | 5021 | 3942.57 | 89.17 | 89.18 | 0.01 | 0
2030 | MISO_IN_2_MISO_MI | MISO_IN | MISO_MI | Internal | Winter | B19 | 700 | 5021 | 3054.61 | 89.17 | 89.18 | 0.01 | 0
2030 | MISO_IN_2_MISO_MI | MISO_IN | MISO_MI | Internal | Winter | B20 | 935 | 5021 | 1220.85 | 78.59 | 78.6 | 0.01 | 0
2030 | MISO_IN_2_MISO_MO-IL | MISO_IN | MISO_MO-IL | Internal | Shoulder | B11 | 25 | 5533 | 2745.72 | 91.78 | 91.79 | 0.01 | 0
2030 | MISO_IN_2_MISO_MO-IL | MISO_IN | MISO_MO-IL | Internal | Shoulder | B12 | 200 | 5533 | 2250.38 | 87.72 | 87.73 | 0.01 | 0
2030 | MISO_IN_2_MISO_MO-IL | MISO_IN | MISO_MO-IL | Internal | Shoulder | B13 | 600 | 5533 | 1299.9 | 86.83 | 86.84 | 0.01 | 0
2030 | MISO_IN_2_MISO_MO-IL | MISO_IN | MISO_MO-IL | Internal | Shoulder | B14 | 900 | 5533 | 21.57 | 85.53 | 85.55 | 0.01 | 0
2030 | MISO_IN_2_MISO_MO-IL | MISO_IN | MISO_MO-IL | Internal | Shoulder | B15 | 1203 | 5533 | 1276.95 | 75.95 | 75.96 | 0.01 | 0
2030 | MISO_IN_2_MISO_MO-IL | MISO_IN | MISO_MO-IL | Internal | Summer | B1 | 10 | 5533 | 5407.17 | 144.28 | 144.3 | 0.01 | 0
2030 | MISO_IN_2_MISO_MO-IL | MISO_IN | MISO_MO-IL | Internal | Summer | B2 | 25 | 5533 | 5533 | 141.52 | 141.54 | 0.01 | 0.01
2030 | MISO_IN_2_MISO_MO-IL | MISO_IN | MISO_MO-IL | Internal | Summer | B3 | 75 | 5533 | 5533 | 141.36 | 141.52 | 0.01 | 0.14
2030 | MISO_IN_2_MISO_MO-IL | MISO_IN | MISO_MO-IL | Internal | Summer | B4 | 100 | 5533 | 5533 | 138.39 | 140.86 | 0.01 | 2.46
2030 | MISO_IN_2_MISO_MO-IL | MISO_IN | MISO_MO-IL | Internal | Summer | B5 | 200 | 5533 | 5533 | 131.18 | 135.2 | 0.01 | 4.01
2030 | MISO_IN_2_MISO_MO-IL | MISO_IN | MISO_MO-IL | Internal | Summer | B6 | 300 | 5533 | 5533 | 101.81 | 104.09 | 0.01 | 2.27
2030 | MISO_IN_2_MISO_MO-IL | MISO_IN | MISO_MO-IL | Internal | Summer | B7 | 400 | 5533 | 3608.68 | 91.05 | 91.06 | 0.01 | 0
2030 | MISO_IN_2_MISO_MO-IL | MISO_IN | MISO_MO-IL | Internal | Summer | B8 | 500 | 5533 | 3302.22 | 88.03 | 88.04 | 0.01 | 0
2030 | MISO_IN_2_MISO_MO-IL | MISO_IN | MISO_MO-IL | Internal | Summer | B9 | 800 | 5533 | 2809.68 | 83.16 | 83.17 | 0.01 | 0
2030 | MISO_IN_2_MISO_MO-IL | MISO_IN | MISO_MO-IL | Internal | Summer | B10 | 1262 | 5533 | 2766.43 | 74.6 | 74.61 | 0.01 | 0
2030 | MISO_IN_2_MISO_MO-IL | MISO_IN | MISO_MO-IL | Internal | Winter | B16 | 25 | 5533 | 694.59 | 93.02 | 93.03 | 0.01 | 0
2030 | MISO_IN_2_MISO_MO-IL | MISO_IN | MISO_MO-IL | Internal | Winter | B17 | 100 | 5533 | 1887.49 | 90.75 | 90.76 | 0.01 | 0
2030 | MISO_IN_2_MISO_MO-IL | MISO_IN | MISO_MO-IL | Internal | Winter | B18 | 400 | 5533 | 1805.09 | 89.17 | 89.18 | 0.01 | 0
2030 | MISO_IN_2_MISO_MO-IL | MISO_IN | MISO_MO-IL | Internal | Winter | B19 | 700 | 5533 | 1395.3 | 89.17 | 89.18 | 0.01 | 0
2030 | MISO_IN_2_MISO_MO-IL | MISO_IN | MISO_MO-IL | Internal | Winter | B20 | 935 | 5533 | 2653.83 | 78.59 | 78.6 | 0.01 | 0
2030 | MISO_IN_2_NonRTO_Midwest | MISO_IN | NonRTO_Midwest | Internal | Shoulder | B11 | 25 | 4800 | 1273.02 | 91.78 | 99.78 | 8 | 0
2030 | MISO_IN_2_NonRTO_Midwest | MISO_IN | NonRTO_Midwest | Internal | Shoulder | B12 | 200 | 4800 | 702.19 | 87.72 | 95.72 | 8 | 0
2030 | MISO_IN_2_NonRTO_Midwest | MISO_IN | NonRTO_Midwest | Internal | Shoulder | B13 | 600 | 4800 | 190.8 | 86.83 | 94.83 | 8 | 0
2030 | MISO_IN_2_NonRTO_Midwest | MISO_IN | NonRTO_Midwest | Internal | Shoulder | B14 | 900 | 4800 | 419.44 | 85.53 | 93.53 | 8 | 0
2030 | MISO_IN_2_NonRTO_Midwest | MISO_IN | NonRTO_Midwest | Internal | Shoulder | B15 | 1203 | 4800 | 0 | 75.95 | 83.44 | 8 | 0
2030 | MISO_IN_2_NonRTO_Midwest | MISO_IN | NonRTO_Midwest | Internal | Summer | B1 | 10 | 4800 | 0 | 144.28 | 147.28 | 8 | 0
2030 | MISO_IN_2_NonRTO_Midwest | MISO_IN | NonRTO_Midwest | Internal | Summer | B2 | 25 | 4800 | 0 | 141.52 | 147.28 | 8 | 0
2030 | MISO_IN_2_NonRTO_Midwest | MISO_IN | NonRTO_Midwest | Internal | Summer | B3 | 75 | 4800 | 0 | 141.36 | 147.28 | 8 | 0
2030 | MISO_IN_2_NonRTO_Midwest | MISO_IN | NonRTO_Midwest | Internal | Summer | B4 | 100 | 4800 | 1509.13 | 138.39 | 146.39 | 8 | 0
2030 | MISO_IN_2_NonRTO_Midwest | MISO_IN | NonRTO_Midwest | Internal | Summer | B5 | 200 | 4800 | 1106.44 | 131.18 | 139.18 | 8 | 0
2030 | MISO_IN_2_NonRTO_Midwest | MISO_IN | NonRTO_Midwest | Internal | Summer | B6 | 300 | 4800 | 646.48 | 101.81 | 109.81 | 8 | 0
2030 | MISO_IN_2_NonRTO_Midwest | MISO_IN | NonRTO_Midwest | Internal | Summer | B7 | 400 | 4800 | 181.29 | 91.05 | 99.05 | 8 | 0
2030 | MISO_IN_2_NonRTO_Midwest | MISO_IN | NonRTO_Midwest | Internal | Summer | B8 | 500 | 4800 | 326.37 | 88.03 | 96.03 | 8 | 0
2030 | MISO_IN_2_NonRTO_Midwest | MISO_IN | NonRTO_Midwest | Internal | Summer | B9 | 800 | 4800 | 197.5 | 83.16 | 91.16 | 8 | 0
2030 | MISO_IN_2_NonRTO_Midwest | MISO_IN | NonRTO_Midwest | Internal | Summer | B10 | 1262 | 4800 | 0 | 74.6 | 78.03 | 8 | 0
2030 | MISO_IN_2_NonRTO_Midwest | MISO_IN | NonRTO_Midwest | Internal | Winter | B16 | 25 | 4800 | 2704.42 | 93.02 | 101.02 | 8 | 0
2030 | MISO_IN_2_NonRTO_Midwest | MISO_IN | NonRTO_Midwest | Internal | Winter | B17 | 100 | 4800 | 1698.88 | 90.75 | 98.75 | 8 | 0
2030 | MISO_IN_2_NonRTO_Midwest | MISO_IN | NonRTO_Midwest | Internal | Winter | B18 | 400 | 4800 | 963.03 | 89.17 | 97.17 | 8 | 0
2030 | MISO_IN_2_NonRTO_Midwest | MISO_IN | NonRTO_Midwest | Internal | Winter | B19 | 700 | 4800 | 734.05 | 89.17 | 97.17 | 8 | 0
2030 | MISO_IN_2_NonRTO_Midwest | MISO_IN | NonRTO_Midwest | Internal | Winter | B20 | 935 | 4800 | 946.46 | 78.59 | 86.59 | 8 | 0
2030 | MISO_IN_2_PJM_ROR | MISO_IN | PJM_ROR | Internal | Shoulder | B11 | 25 | 992 | 0 | 91.78 | 93.77 | 2 | 0
2030 | MISO_IN_2_PJM_ROR | MISO_IN | PJM_ROR | Internal | Shoulder | B12 | 200 | 992 | 992 | 87.72 | 89.73 | 2 | 0.01
2030 | MISO_IN_2_PJM_ROR | MISO_IN | PJM_ROR | Internal | Shoulder | B13 | 600 | 992 | 0 | 86.83 | 87.83 | 2 | 0
2030 | MISO_IN_2_PJM_ROR | MISO_IN | PJM_ROR | Internal | Shoulder | B14 | 900 | 992 | 992 | 85.53 | 87.55 | 2 | 0.01
2030 | MISO_IN_2_PJM_ROR | MISO_IN | PJM_ROR | Internal | Shoulder | B15 | 1203 | 992 | 0 | 75.95 | 77.36 | 2 | 0
2030 | MISO_IN_2_PJM_ROR | MISO_IN | PJM_ROR | Internal | Summer | B1 | 10 | 992 | 0 | 144.28 | 142.3 | 2 | 0
2030 | MISO_IN_2_PJM_ROR | MISO_IN | PJM_ROR | Internal | Summer | B2 | 25 | 992 | 0 | 141.52 | 140.39 | 2 | 0
2030 | MISO_IN_2_PJM_ROR | MISO_IN | PJM_ROR | Internal | Summer | B3 | 75 | 992 | 0 | 141.36 | 140.39 | 2 | 0
2030 | MISO_IN_2_PJM_ROR | MISO_IN | PJM_ROR | Internal | Summer | B4 | 100 | 992 | 234.14 | 138.39 | 140.39 | 2 | 0
2030 | MISO_IN_2_PJM_ROR | MISO_IN | PJM_ROR | Internal | Summer | B5 | 200 | 992 | 992 | 131.18 | 133.19 | 2 | 0.01
2030 | MISO_IN_2_PJM_ROR | MISO_IN | PJM_ROR | Internal | Summer | B6 | 300 | 992 | 0 | 101.81 | 102.19 | 2 | 0
2030 | MISO_IN_2_PJM_ROR | MISO_IN | PJM_ROR | Internal | Summer | B7 | 400 | 992 | 31.86 | 91.05 | 93.05 | 2 | 0
2030 | MISO_IN_2_PJM_ROR | MISO_IN | PJM_ROR | Internal | Summer | B8 | 500 | 992 | 992 | 88.03 | 90.04 | 2 | 0.01
2030 | MISO_IN_2_PJM_ROR | MISO_IN | PJM_ROR | Internal | Summer | B9 | 800 | 992 | 992 | 83.16 | 85.17 | 2 | 0.01
2030 | MISO_IN_2_PJM_ROR | MISO_IN | PJM_ROR | Internal | Summer | B10 | 1262 | 992 | 0 | 74.6 | 74.87 | 2 | 0
2030 | MISO_IN_2_PJM_ROR | MISO_IN | PJM_ROR | Internal | Winter | B16 | 25 | 992 | 992 | 93.02 | 95.03 | 2 | 0.01
2030 | MISO_IN_2_PJM_ROR | MISO_IN | PJM_ROR | Internal | Winter | B17 | 100 | 992 | 992 | 90.75 | 95.02 | 2 | 2.27
2030 | MISO_IN_2_PJM_ROR | MISO_IN | PJM_ROR | Internal | Winter | B18 | 400 | 992 | 564.47 | 89.17 | 91.17 | 2 | 0
2030 | MISO_IN_2_PJM_ROR | MISO_IN | PJM_ROR | Internal | Winter | B19 | 700 | 992 | 960.56 | 89.17 | 91.17 | 2 | 0
2030 | MISO_IN_2_PJM_ROR | MISO_IN | PJM_ROR | Internal | Winter | B20 | 935 | 992 | 0 | 78.59 | 80.33 | 2 | 0
2030 | MISO_MI_2_MISO_IN | MISO_MI | MISO_IN | Internal | Shoulder | B11 | 25 | 2066 | 0 | 91.79 | 91.78 | 0.01 | 0
2030 | MISO_MI_2_MISO_IN | MISO_MI | MISO_IN | Internal | Shoulder | B12 | 200 | 2066 | 0 | 87.73 | 87.72 | 0.01 | 0
2030 | MISO_MI_2_MISO_IN | MISO_MI | MISO_IN | Internal | Shoulder | B13 | 600 | 2066 | 0 | 86.84 | 86.83 | 0.01 | 0
2030 | MISO_MI_2_MISO_IN | MISO_MI | MISO_IN | Internal | Shoulder | B14 | 900 | 2066 | 0 | 85.55 | 85.53 | 0.01 | 0
2030 | MISO_MI_2_MISO_IN | MISO_MI | MISO_IN | Internal | Shoulder | B15 | 1203 | 2066 | 0 | 75.96 | 75.95 | 0.01 | 0
2030 | MISO_MI_2_MISO_IN | MISO_MI | MISO_IN | Internal | Summer | B1 | 10 | 2066 | 0 | 144.3 | 144.28 | 0.01 | 0
2030 | MISO_MI_2_MISO_IN | MISO_MI | MISO_IN | Internal | Summer | B2 | 25 | 2066 | 0 | 141.53 | 141.52 | 0.01 | 0
2030 | MISO_MI_2_MISO_IN | MISO_MI | MISO_IN | Internal | Summer | B3 | 75 | 2066 | 0 | 141.37 | 141.36 | 0.01 | 0
2030 | MISO_MI_2_MISO_IN | MISO_MI | MISO_IN | Internal | Summer | B4 | 100 | 2066 | 0 | 138.4 | 138.39 | 0.01 | 0
2030 | MISO_MI_2_MISO_IN | MISO_MI | MISO_IN | Internal | Summer | B5 | 200 | 2066 | 0 | 131.19 | 131.18 | 0.01 | 0
2030 | MISO_MI_2_MISO_IN | MISO_MI | MISO_IN | Internal | Summer | B6 | 300 | 2066 | 0 | 101.82 | 101.81 | 0.01 | 0
2030 | MISO_MI_2_MISO_IN | MISO_MI | MISO_IN | Internal | Summer | B7 | 400 | 2066 | 0 | 91.06 | 91.05 | 0.01 | 0
2030 | MISO_MI_2_MISO_IN | MISO_MI | MISO_IN | Internal | Summer | B8 | 500 | 2066 | 0 | 88.04 | 88.03 | 0.01 | 0
2030 | MISO_MI_2_MISO_IN | MISO_MI | MISO_IN | Internal | Summer | B9 | 800 | 2066 | 0 | 83.17 | 83.16 | 0.01 | 0
2030 | MISO_MI_2_MISO_IN | MISO_MI | MISO_IN | Internal | Summer | B10 | 1262 | 2066 | 0 | 74.61 | 74.6 | 0.01 | 0
2030 | MISO_MI_2_MISO_IN | MISO_MI | MISO_IN | Internal | Winter | B16 | 25 | 2066 | 0 | 93.03 | 93.02 | 0.01 | 0
2030 | MISO_MI_2_MISO_IN | MISO_MI | MISO_IN | Internal | Winter | B17 | 100 | 2066 | 0 | 90.76 | 90.75 | 0.01 | 0
2030 | MISO_MI_2_MISO_IN | MISO_MI | MISO_IN | Internal | Winter | B18 | 400 | 2066 | 0 | 89.18 | 89.17 | 0.01 | 0
2030 | MISO_MI_2_MISO_IN | MISO_MI | MISO_IN | Internal | Winter | B19 | 700 | 2066 | 0 | 89.18 | 89.17 | 0.01 | 0
2030 | MISO_MI_2_MISO_IN | MISO_MI | MISO_IN | Internal | Winter | B20 | 935 | 2066 | 0 | 78.6 | 78.59 | 0.01 | 0
2030 | MISO_MI_2_MISO_WUMS | MISO_MI | MISO_WUMS | Internal | Shoulder | B11 | 25 | 1440 | 0 | 91.79 | 91.77 | 0.01 | 0
2030 | MISO_MI_2_MISO_WUMS | MISO_MI | MISO_WUMS | Internal | Shoulder | B12 | 200 | 1440 | 0 | 87.73 | 87.35 | 0.01 | 0
2030 | MISO_MI_2_MISO_WUMS | MISO_MI | MISO_WUMS | Internal | Shoulder | B13 | 600 | 1440 | 0 | 86.84 | 85.83 | 0.01 | 0
2030 | MISO_MI_2_MISO_WUMS | MISO_MI | MISO_WUMS | Internal | Shoulder | B14 | 900 | 1440 | 0 | 85.55 | 85.53 | 0.01 | 0
2030 | MISO_MI_2_MISO_WUMS | MISO_MI | MISO_WUMS | Internal | Shoulder | B15 | 1203 | 1440 | 0 | 75.96 | 75.7 | 0.01 | 0
2030 | MISO_MI_2_MISO_WUMS | MISO_MI | MISO_WUMS | Internal | Summer | B1 | 10 | 1440 | 0 | 144.3 | 144.28 | 0.01 | 0
2030 | MISO_MI_2_MISO_WUMS | MISO_MI | MISO_WUMS | Internal | Summer | B2 | 25 | 1440 | 0 | 141.53 | 141.52 | 0.01 | 0
2030 | MISO_MI_2_MISO_WUMS | MISO_MI | MISO_WUMS | Internal | Summer | B3 | 75 | 1440 | 0 | 141.37 | 141.36 | 0.01 | 0
2030 | MISO_MI_2_MISO_WUMS | MISO_MI | MISO_WUMS | Internal | Summer | B4 | 100 | 1440 | 0 | 138.4 | 138.39 | 0.01 | 0
2030 | MISO_MI_2_MISO_WUMS | MISO_MI | MISO_WUMS | Internal | Summer | B5 | 200 | 1440 | 0 | 131.19 | 131.18 | 0.01 | 0
2030 | MISO_MI_2_MISO_WUMS | MISO_MI | MISO_WUMS | Internal | Summer | B6 | 300 | 1440 | 0 | 101.82 | 100.19 | 0.01 | 0
2030 | MISO_MI_2_MISO_WUMS | MISO_MI | MISO_WUMS | Internal | Summer | B7 | 400 | 1440 | 0 | 91.06 | 91.04 | 0.01 | 0
2030 | MISO_MI_2_MISO_WUMS | MISO_MI | MISO_WUMS | Internal | Summer | B8 | 500 | 1440 | 0 | 88.04 | 85.76 | 0.01 | 0
2030 | MISO_MI_2_MISO_WUMS | MISO_MI | MISO_WUMS | Internal | Summer | B9 | 800 | 1440 | 0 | 83.17 | 83.16 | 0.01 | 0
2030 | MISO_MI_2_MISO_WUMS | MISO_MI | MISO_WUMS | Internal | Summer | B10 | 1262 | 1440 | 0 | 74.61 | 74.34 | 0.01 | 0
2030 | MISO_MI_2_MISO_WUMS | MISO_MI | MISO_WUMS | Internal | Winter | B16 | 25 | 1440 | 0 | 93.03 | 90.44 | 0.01 | 0
2030 | MISO_MI_2_MISO_WUMS | MISO_MI | MISO_WUMS | Internal | Winter | B17 | 100 | 1440 | 0 | 90.76 | 90.44 | 0.01 | 0
2030 | MISO_MI_2_MISO_WUMS | MISO_MI | MISO_WUMS | Internal | Winter | B18 | 400 | 1440 | 0 | 89.18 | 88.98 | 0.01 | 0
2030 | MISO_MI_2_MISO_WUMS | MISO_MI | MISO_WUMS | Internal | Winter | B19 | 700 | 1440 | 0 | 89.18 | 88.69 | 0.01 | 0
2030 | MISO_MI_2_MISO_WUMS | MISO_MI | MISO_WUMS | Internal | Winter | B20 | 935 | 1440 | 0 | 78.6 | 78.33 | 0.01 | 0
2030 | MISO_MI_2_PJM_ROR | MISO_MI | PJM_ROR | Internal | Shoulder | B11 | 25 | 1424 | 0 | 91.79 | 93.77 | 2 | 0
2030 | MISO_MI_2_PJM_ROR | MISO_MI | PJM_ROR | Internal | Shoulder | B12 | 200 | 1424 | 792.62 | 87.73 | 89.73 | 2 | 0
2030 | MISO_MI_2_PJM_ROR | MISO_MI | PJM_ROR | Internal | Shoulder | B13 | 600 | 1424 | 0 | 86.84 | 87.83 | 2 | 0
2030 | MISO_MI_2_PJM_ROR | MISO_MI | PJM_ROR | Internal | Shoulder | B14 | 900 | 1424 | 411.12 | 85.55 | 87.55 | 2 | 0
2030 | MISO_MI_2_PJM_ROR | MISO_MI | PJM_ROR | Internal | Shoulder | B15 | 1203 | 1424 | 0 | 75.96 | 77.36 | 2 | 0
2030 | MISO_MI_2_PJM_ROR | MISO_MI | PJM_ROR | Internal | Summer | B1 | 10 | 1424 | 0 | 144.3 | 142.3 | 2 | 0
2030 | MISO_MI_2_PJM_ROR | MISO_MI | PJM_ROR | Internal | Summer | B2 | 25 | 1424 | 0 | 141.53 | 140.39 | 2 | 0
2030 | MISO_MI_2_PJM_ROR | MISO_MI | PJM_ROR | Internal | Summer | B3 | 75 | 1424 | 0 | 141.37 | 140.39 | 2 | 0
2030 | MISO_MI_2_PJM_ROR | MISO_MI | PJM_ROR | Internal | Summer | B4 | 100 | 1424 | 0 | 138.4 | 140.39 | 2 | 0
2030 | MISO_MI_2_PJM_ROR | MISO_MI | PJM_ROR | Internal | Summer | B5 | 200 | 1424 | 526.79 | 131.19 | 133.19 | 2 | 0
2030 | MISO_MI_2_PJM_ROR | MISO_MI | PJM_ROR | Internal | Summer | B6 | 300 | 1424 | 0 | 101.82 | 102.19 | 2 | 0
2030 | MISO_MI_2_PJM_ROR | MISO_MI | PJM_ROR | Internal | Summer | B7 | 400 | 1424 | 0 | 91.06 | 93.05 | 2 | 0
2030 | MISO_MI_2_PJM_ROR | MISO_MI | PJM_ROR | Internal | Summer | B8 | 500 | 1424 | 978.17 | 88.04 | 90.04 | 2 | 0
2030 | MISO_MI_2_PJM_ROR | MISO_MI | PJM_ROR | Internal | Summer | B9 | 800 | 1424 | 983.42 | 83.17 | 85.17 | 2 | 0
2030 | MISO_MI_2_PJM_ROR | MISO_MI | PJM_ROR | Internal | Summer | B10 | 1262 | 1424 | 0 | 74.61 | 74.87 | 2 | 0
2030 | MISO_MI_2_PJM_ROR | MISO_MI | PJM_ROR | Internal | Winter | B16 | 25 | 1424 | 100.68 | 93.03 | 95.03 | 2 | 0
2030 | MISO_MI_2_PJM_ROR | MISO_MI | PJM_ROR | Internal | Winter | B17 | 100 | 1424 | 1424 | 90.76 | 95.02 | 2 | 2.26
2030 | MISO_MI_2_PJM_ROR | MISO_MI | PJM_ROR | Internal | Winter | B18 | 400 | 1424 | 0 | 89.18 | 91.17 | 2 | 0
2030 | MISO_MI_2_PJM_ROR | MISO_MI | PJM_ROR | Internal | Winter | B19 | 700 | 1424 | 0 | 89.18 | 91.17 | 2 | 0
2030 | MISO_MI_2_PJM_ROR | MISO_MI | PJM_ROR | Internal | Winter | B20 | 935 | 1424 | 0 | 78.6 | 80.33 | 2 | 0
2030 | MISO_MO-IL_2_ENT | MISO_MO-IL | ENT | Internal | Shoulder | B11 | 25 | 2540 | 0 | 91.79 | 94.22 | 8 | 0
2030 | MISO_MO-IL_2_ENT | MISO_MO-IL | ENT | Internal | Shoulder | B12 | 200 | 2540 | 0 | 87.73 | 93.53 | 8 | 0
2030 | MISO_MO-IL_2_ENT | MISO_MO-IL | ENT | Internal | Shoulder | B13 | 600 | 2540 | 0 | 86.84 | 90.37 | 8 | 0
2030 | MISO_MO-IL_2_ENT | MISO_MO-IL | ENT | Internal | Shoulder | B14 | 900 | 2540 | 0 | 85.55 | 90.37 | 8 | 0
2030 | MISO_MO-IL_2_ENT | MISO_MO-IL | ENT | Internal | Shoulder | B15 | 1203 | 2540 | 383.99 | 75.96 | 83.96 | 8 | 0
2030 | MISO_MO-IL_2_ENT | MISO_MO-IL | ENT | Internal | Summer | B1 | 10 | 2540 | 0 | 144.3 | 149.3 | 8 | 0
2030 | MISO_MO-IL_2_ENT | MISO_MO-IL | ENT | Internal | Summer | B2 | 25 | 2540 | 0 | 141.54 | 141.54 | 8 | 0
2030 | MISO_MO-IL_2_ENT | MISO_MO-IL | ENT | Internal | Summer | B3 | 75 | 2540 | 0 | 141.52 | 141.4 | 8 | 0
2030 | MISO_MO-IL_2_ENT | MISO_MO-IL | ENT | Internal | Summer | B4 | 100 | 2540 | 0 | 140.86 | 138.39 | 8 | 0
2030 | MISO_MO-IL_2_ENT | MISO_MO-IL | ENT | Internal | Summer | B5 | 200 | 2540 | 0 | 135.2 | 127.2 | 8 | 0
2030 | MISO_MO-IL_2_ENT | MISO_MO-IL | ENT | Internal | Summer | B6 | 300 | 2540 | 0 | 104.09 | 96.09 | 8 | 0
2030 | MISO_MO-IL_2_ENT | MISO_MO-IL | ENT | Internal | Summer | B7 | 400 | 2540 | 0 | 91.06 | 92.56 | 8 | 0
2030 | MISO_MO-IL_2_ENT | MISO_MO-IL | ENT | Internal | Summer | B8 | 500 | 2540 | 0 | 88.04 | 91.87 | 8 | 0
2030 | MISO_MO-IL_2_ENT | MISO_MO-IL | ENT | Internal | Summer | B9 | 800 | 2540 | 0 | 83.17 | 88.77 | 8 | 0
2030 | MISO_MO-IL_2_ENT | MISO_MO-IL | ENT | Internal | Summer | B10 | 1262 | 2540 | 884.32 | 74.61 | 82.61 | 8 | 0
2030 | MISO_MO-IL_2_ENT | MISO_MO-IL | ENT | Internal | Winter | B16 | 25 | 2540 | 0 | 93.03 | 96.8 | 8 | 0
2030 | MISO_MO-IL_2_ENT | MISO_MO-IL | ENT | Internal | Winter | B17 | 100 | 2540 | 0 | 90.76 | 95.76 | 8 | 0
2030 | MISO_MO-IL_2_ENT | MISO_MO-IL | ENT | Internal | Winter | B18 | 400 | 2540 | 0 | 89.18 | 93.53 | 8 | 0
2030 | MISO_MO-IL_2_ENT | MISO_MO-IL | ENT | Internal | Winter | B19 | 700 | 2540 | 0 | 89.18 | 93.53 | 8 | 0
2030 | MISO_MO-IL_2_ENT | MISO_MO-IL | ENT | Internal | Winter | B20 | 935 | 2540 | 1744.86 | 78.6 | 86.6 | 8 | 0
2030 | MISO_MO-IL_2_MISO_IN | MISO_MO-IL | MISO_IN | Internal | Shoulder | B11 | 25 | 2633 | 0 | 91.79 | 91.78 | 0.01 | 0
2030 | MISO_MO-IL_2_MISO_IN | MISO_MO-IL | MISO_IN | Internal | Shoulder | B12 | 200 | 2633 | 0 | 87.73 | 87.72 | 0.01 | 0
2030 | MISO_MO-IL_2_MISO_IN | MISO_MO-IL | MISO_IN | Internal | Shoulder | B13 | 600 | 2633 | 0 | 86.84 | 86.83 | 0.01 | 0
2030 | MISO_MO-IL_2_MISO_IN | MISO_MO-IL | MISO_IN | Internal | Shoulder | B14 | 900 | 2633 | 0 | 85.55 | 85.53 | 0.01 | 0
2030 | MISO_MO-IL_2_MISO_IN | MISO_MO-IL | MISO_IN | Internal | Shoulder | B15 | 1203 | 2633 | 0 | 75.96 | 75.95 | 0.01 | 0
2030 | MISO_MO-IL_2_MISO_IN | MISO_MO-IL | MISO_IN | Internal | Summer | B1 | 10 | 2633 | 0 | 144.3 | 144.28 | 0.01 | 0
2030 | MISO_MO-IL_2_MISO_IN | MISO_MO-IL | MISO_IN | Internal | Summer | B2 | 25 | 2633 | 0 | 141.54 | 141.52 | 0.01 | 0
2030 | MISO_MO-IL_2_MISO_IN | MISO_MO-IL | MISO_IN | Internal | Summer | B3 | 75 | 2633 | 0 | 141.52 | 141.36 | 0.01 | 0
2030 | MISO_MO-IL_2_MISO_IN | MISO_MO-IL | MISO_IN | Internal | Summer | B4 | 100 | 2633 | 0 | 140.86 | 138.39 | 0.01 | 0
2030 | MISO_MO-IL_2_MISO_IN | MISO_MO-IL | MISO_IN | Internal | Summer | B5 | 200 | 2633 | 0 | 135.2 | 131.18 | 0.01 | 0
2030 | MISO_MO-IL_2_MISO_IN | MISO_MO-IL | MISO_IN | Internal | Summer | B6 | 300 | 2633 | 0 | 104.09 | 101.81 | 0.01 | 0
2030 | MISO_MO-IL_2_MISO_IN | MISO_MO-IL | MISO_IN | Internal | Summer | B7 | 400 | 2633 | 0 | 91.06 | 91.05 | 0.01 | 0
2030 | MISO_MO-IL_2_MISO_IN | MISO_MO-IL | MISO_IN | Internal | Summer | B8 | 500 | 2633 | 0 | 88.04 | 88.03 | 0.01 | 0
2030 | MISO_MO-IL_2_MISO_IN | MISO_MO-IL | MISO_IN | Internal | Summer | B9 | 800 | 2633 | 0 | 83.17 | 83.16 | 0.01 | 0
2030 | MISO_MO-IL_2_MISO_IN | MISO_MO-IL | MISO_IN | Internal | Summer | B10 | 1262 | 2633 | 0 | 74.61 | 74.6 | 0.01 | 0
2030 | MISO_MO-IL_2_MISO_IN | MISO_MO-IL | MISO_IN | Internal | Winter | B16 | 25 | 2633 | 0 | 93.03 | 93.02 | 0.01 | 0
2030 | MISO_MO-IL_2_MISO_IN | MISO_MO-IL | MISO_IN | Internal | Winter | B17 | 100 | 2633 | 0 | 90.76 | 90.75 | 0.01 | 0
2030 | MISO_MO-IL_2_MISO_IN | MISO_MO-IL | MISO_IN | Internal | Winter | B18 | 400 | 2633 | 0 | 89.18 | 89.17 | 0.01 | 0
2030 | MISO_MO-IL_2_MISO_IN | MISO_MO-IL | MISO_IN | Internal | Winter | B19 | 700 | 2633 | 0 | 89.18 | 89.17 | 0.01 | 0
2030 | MISO_MO-IL_2_MISO_IN | MISO_MO-IL | MISO_IN | Internal | Winter | B20 | 935 | 2633 | 0 | 78.6 | 78.59 | 0.01 | 0
2030 | MISO_MO-IL_2_MISO_W | MISO_MO-IL | MISO_W | Internal | Shoulder | B11 | 25 | 1075 | 0 | 91.79 | 91.78 | 0.01 | 0
2030 | MISO_MO-IL_2_MISO_W | MISO_MO-IL | MISO_W | Internal | Shoulder | B12 | 200 | 1075 | 0 | 87.73 | 87.34 | 0.01 | 0
2030 | MISO_MO-IL_2_MISO_W | MISO_MO-IL | MISO_W | Internal | Shoulder | B13 | 600 | 1075 | 0 | 86.84 | 85.36 | 0.01 | 0
2030 | MISO_MO-IL_2_MISO_W | MISO_MO-IL | MISO_W | Internal | Shoulder | B14 | 900 | 1075 | 0 | 85.55 | 71.82 | 0.01 | 0
2030 | MISO_MO-IL_2_MISO_W | MISO_MO-IL | MISO_W | Internal | Shoulder | B15 | 1203 | 1075 | 0 | 75.96 | 66 | 0.01 | 0
2030 | MISO_MO-IL_2_MISO_W | MISO_MO-IL | MISO_W | Internal | Summer | B1 | 10 | 1075 | 0 | 144.3 | 144.28 | 0.01 | 0
2030 | MISO_MO-IL_2_MISO_W | MISO_MO-IL | MISO_W | Internal | Summer | B2 | 25 | 1075 | 0 | 141.54 | 141.53 | 0.01 | 0
2030 | MISO_MO-IL_2_MISO_W | MISO_MO-IL | MISO_W | Internal | Summer | B3 | 75 | 1075 | 378.21 | 141.52 | 141.53 | 0.01 | 0
2030 | MISO_MO-IL_2_MISO_W | MISO_MO-IL | MISO_W | Internal | Summer | B4 | 100 | 1075 | 332.83 | 140.86 | 140.87 | 0.01 | 0
2030 | MISO_MO-IL_2_MISO_W | MISO_MO-IL | MISO_W | Internal | Summer | B5 | 200 | 1075 | 0 | 135.2 | 135.19 | 0.01 | 0
2030 | MISO_MO-IL_2_MISO_W | MISO_MO-IL | MISO_W | Internal | Summer | B6 | 300 | 1075 | 0 | 104.09 | 104.08 | 0.01 | 0
2030 | MISO_MO-IL_2_MISO_W | MISO_MO-IL | MISO_W | Internal | Summer | B7 | 400 | 1075 | 0 | 91.06 | 91.05 | 0.01 | 0
2030 | MISO_MO-IL_2_MISO_W | MISO_MO-IL | MISO_W | Internal | Summer | B8 | 500 | 1075 | 0 | 88.04 | 85.74 | 0.01 | 0
2030 | MISO_MO-IL_2_MISO_W | MISO_MO-IL | MISO_W | Internal | Summer | B9 | 800 | 1075 | 0 | 83.17 | 83.15 | 0.01 | 0
2030 | MISO_MO-IL_2_MISO_W | MISO_MO-IL | MISO_W | Internal | Summer | B10 | 1262 | 1075 | 0 | 74.61 | 70.39 | 0.01 | 0
2030 | MISO_MO-IL_2_MISO_W | MISO_MO-IL | MISO_W | Internal | Winter | B16 | 25 | 1075 | 0 | 93.03 | 74.06 | 0.01 | 0
2030 | MISO_MO-IL_2_MISO_W | MISO_MO-IL | MISO_W | Internal | Winter | B17 | 100 | 1075 | 0 | 90.76 | 78.75 | 0.01 | 0
2030 | MISO_MO-IL_2_MISO_W | MISO_MO-IL | MISO_W | Internal | Winter | B18 | 400 | 1075 | 0 | 89.18 | 80.16 | 0.01 | 0
2030 | MISO_MO-IL_2_MISO_W | MISO_MO-IL | MISO_W | Internal | Winter | B19 | 700 | 1075 | 0 | 89.18 | 80.16 | 0.01 | 0
2030 | MISO_MO-IL_2_MISO_W | MISO_MO-IL | MISO_W | Internal | Winter | B20 | 935 | 1075 | 0 | 78.6 | 73.97 | 0.01 | 0
2030 | MISO_MO-IL_2_PJM_ROR | MISO_MO-IL | PJM_ROR | Internal | Shoulder | B11 | 25 | 1212 | 0 | 91.79 | 93.77 | 2 | 0
2030 | MISO_MO-IL_2_PJM_ROR | MISO_MO-IL | PJM_ROR | Internal | Shoulder | B12 | 200 | 1212 | 917.6 | 87.73 | 89.73 | 2 | 0
2030 | MISO_MO-IL_2_PJM_ROR | MISO_MO-IL | PJM_ROR | Internal | Shoulder | B13 | 600 | 1212 | 0 | 86.84 | 87.83 | 2 | 0
2030 | MISO_MO-IL_2_PJM_ROR | MISO_MO-IL | PJM_ROR | Internal | Shoulder | B14 | 900 | 1212 | 1194.78 | 85.55 | 87.55 | 2 | 0
2030 | MISO_MO-IL_2_PJM_ROR | MISO_MO-IL | PJM_ROR | Internal | Shoulder | B15 | 1203 | 1212 | 0 | 75.96 | 77.36 | 2 | 0
2030 | MISO_MO-IL_2_PJM_ROR | MISO_MO-IL | PJM_ROR | Internal | Summer | B1 | 10 | 1212 | 0 | 144.3 | 142.3 | 2 | 0
2030 | MISO_MO-IL_2_PJM_ROR | MISO_MO-IL | PJM_ROR | Internal | Summer | B2 | 25 | 1212 | 0 | 141.54 | 140.39 | 2 | 0
2030 | MISO_MO-IL_2_PJM_ROR | MISO_MO-IL | PJM_ROR | Internal | Summer | B3 | 75 | 1212 | 0 | 141.52 | 140.39 | 2 | 0
2030 | MISO_MO-IL_2_PJM_ROR | MISO_MO-IL | PJM_ROR | Internal | Summer | B4 | 100 | 1212 | 0 | 140.86 | 140.39 | 2 | 0
2030 | MISO_MO-IL_2_PJM_ROR | MISO_MO-IL | PJM_ROR | Internal | Summer | B5 | 200 | 1212 | 0 | 135.2 | 133.19 | 2 | 0
2030 | MISO_MO-IL_2_PJM_ROR | MISO_MO-IL | PJM_ROR | Internal | Summer | B6 | 300 | 1212 | 0 | 104.09 | 102.19 | 2 | 0
2030 | MISO_MO-IL_2_PJM_ROR | MISO_MO-IL | PJM_ROR | Internal | Summer | B7 | 400 | 1212 | 0 | 91.06 | 93.05 | 2 | 0
2030 | MISO_MO-IL_2_PJM_ROR | MISO_MO-IL | PJM_ROR | Internal | Summer | B8 | 500 | 1212 | 874.64 | 88.04 | 90.04 | 2 | 0
2030 | MISO_MO-IL_2_PJM_ROR | MISO_MO-IL | PJM_ROR | Internal | Summer | B9 | 800 | 1212 | 987.32 | 83.17 | 85.17 | 2 | 0
2030 | MISO_MO-IL_2_PJM_ROR | MISO_MO-IL | PJM_ROR | Internal | Summer | B10 | 1262 | 1212 | 0 | 74.61 | 74.87 | 2 | 0
2030 | MISO_MO-IL_2_PJM_ROR | MISO_MO-IL | PJM_ROR | Internal | Winter | B16 | 25 | 1212 | 130.92 | 93.03 | 95.03 | 2 | 0
2030 | MISO_MO-IL_2_PJM_ROR | MISO_MO-IL | PJM_ROR | Internal | Winter | B17 | 100 | 1212 | 1212 | 90.76 | 95.02 | 2 | 2.26
2030 | MISO_MO-IL_2_PJM_ROR | MISO_MO-IL | PJM_ROR | Internal | Winter | B18 | 400 | 1212 | 0 | 89.18 | 91.17 | 2 | 0
2030 | MISO_MO-IL_2_PJM_ROR | MISO_MO-IL | PJM_ROR | Internal | Winter | B19 | 700 | 1212 | 0 | 89.18 | 91.17 | 2 | 0
2030 | MISO_MO-IL_2_PJM_ROR | MISO_MO-IL | PJM_ROR | Internal | Winter | B20 | 935 | 1212 | 0 | 78.6 | 80.33 | 2 | 0
2030 | MISO_MO-IL_2_TVA_Transmission | MISO_MO-IL | TVA_Transmission | Internal | Shoulder | B11 | 25 | 4000 | 0 | 91.79 | 98.98 | 8 | 0
2030 | MISO_MO-IL_2_TVA_Transmission | MISO_MO-IL | TVA_Transmission | Internal | Shoulder | B12 | 200 | 4000 | 0 | 87.73 | 93.9 | 8 | 0
2030 | MISO_MO-IL_2_TVA_Transmission | MISO_MO-IL | TVA_Transmission | Internal | Shoulder | B13 | 600 | 4000 | 0 | 86.84 | 93.07 | 8 | 0
2030 | MISO_MO-IL_2_TVA_Transmission | MISO_MO-IL | TVA_Transmission | Internal | Shoulder | B14 | 900 | 4000 | 0 | 85.55 | 92.84 | 8 | 0
2030 | MISO_MO-IL_2_TVA_Transmission | MISO_MO-IL | TVA_Transmission | Internal | Shoulder | B15 | 1203 | 4000 | 0 | 75.96 | 83.36 | 8 | 0
2030 | MISO_MO-IL_2_TVA_Transmission | MISO_MO-IL | TVA_Transmission | Internal | Summer | B1 | 10 | 4000 | 1678.82 | 144.3 | 152.3 | 8 | 0
2030 | MISO_MO-IL_2_TVA_Transmission | MISO_MO-IL | TVA_Transmission | Internal | Summer | B2 | 25 | 4000 | 409.55 | 141.54 | 149.54 | 8 | 0
2030 | MISO_MO-IL_2_TVA_Transmission | MISO_MO-IL | TVA_Transmission | Internal | Summer | B3 | 75 | 4000 | 0 | 141.52 | 146.39 | 8 | 0
2030 | MISO_MO-IL_2_TVA_Transmission | MISO_MO-IL | TVA_Transmission | Internal | Summer | B4 | 100 | 4000 | 0 | 140.86 | 146.39 | 8 | 0
2030 | MISO_MO-IL_2_TVA_Transmission | MISO_MO-IL | TVA_Transmission | Internal | Summer | B5 | 200 | 4000 | 0 | 135.2 | 133.45 | 8 | 0
2030 | MISO_MO-IL_2_TVA_Transmission | MISO_MO-IL | TVA_Transmission | Internal | Summer | B6 | 300 | 4000 | 0 | 104.09 | 102.4 | 8 | 0
2030 | MISO_MO-IL_2_TVA_Transmission | MISO_MO-IL | TVA_Transmission | Internal | Summer | B7 | 400 | 4000 | 0 | 91.06 | 94.79 | 8 | 0
2030 | MISO_MO-IL_2_TVA_Transmission | MISO_MO-IL | TVA_Transmission | Internal | Summer | B8 | 500 | 4000 | 0 | 88.04 | 92.64 | 8 | 0
2030 | MISO_MO-IL_2_TVA_Transmission | MISO_MO-IL | TVA_Transmission | Internal | Summer | B9 | 800 | 4000 | 0 | 83.17 | 90.51 | 8 | 0
2030 | MISO_MO-IL_2_TVA_Transmission | MISO_MO-IL | TVA_Transmission | Internal | Summer | B10 | 1262 | 4000 | 0 | 74.61 | 79.52 | 8 | 0
2030 | MISO_MO-IL_2_TVA_Transmission | MISO_MO-IL | TVA_Transmission | Internal | Winter | B16 | 25 | 4000 | 332.33 | 93.03 | 101.03 | 8 | 0
2030 | MISO_MO-IL_2_TVA_Transmission | MISO_MO-IL | TVA_Transmission | Internal | Winter | B17 | 100 | 4000 | 580.6 | 90.76 | 98.76 | 8 | 0
2030 | MISO_MO-IL_2_TVA_Transmission | MISO_MO-IL | TVA_Transmission | Internal | Winter | B18 | 400 | 4000 | 0 | 89.18 | 95.66 | 8 | 0
2030 | MISO_MO-IL_2_TVA_Transmission | MISO_MO-IL | TVA_Transmission | Internal | Winter | B19 | 700 | 4000 | 0 | 89.18 | 95.65 | 8 | 0
2030 | MISO_MO-IL_2_TVA_Transmission | MISO_MO-IL | TVA_Transmission | Internal | Winter | B20 | 935 | 4000 | 0 | 78.6 | 86.33 | 8 | 0
2030 | MISO_W_2_MAPP_CA | MISO_W | MAPP_CA | Internal | Shoulder | B11 | 25 | 926 | 0 | 91.78 | 52 | 0.01 | 0
2030 | MISO_W_2_MAPP_CA | MISO_W | MAPP_CA | Internal | Shoulder | B12 | 200 | 926 | 0 | 87.34 | 52 | 0.01 | 0
2030 | MISO_W_2_MAPP_CA | MISO_W | MAPP_CA | Internal | Shoulder | B13 | 600 | 926 | 0 | 85.36 | 52 | 0.01 | 0
2030 | MISO_W_2_MAPP_CA | MISO_W | MAPP_CA | Internal | Shoulder | B14 | 900 | 926 | 0 | 71.82 | 52 | 0.01 | 0
2030 | MISO_W_2_MAPP_CA | MISO_W | MAPP_CA | Internal | Shoulder | B15 | 1203 | 926 | 0 | 66 | 52 | 0.01 | 0
2030 | MISO_W_2_MAPP_CA | MISO_W | MAPP_CA | Internal | Summer | B1 | 10 | 926 | 0 | 144.28 | 39.92 | 0.01 | 0
2030 | MISO_W_2_MAPP_CA | MISO_W | MAPP_CA | Internal | Summer | B2 | 25 | 926 | 0 | 141.53 | 39.92 | 0.01 | 0
2030 | MISO_W_2_MAPP_CA | MISO_W | MAPP_CA | Internal | Summer | B3 | 75 | 926 | 0 | 141.53 | 39.92 | 0.01 | 0
2030 | MISO_W_2_MAPP_CA | MISO_W | MAPP_CA | Internal | Summer | B4 | 100 | 926 | 0 | 140.87 | 39.92 | 0.01 | 0
2030 | MISO_W_2_MAPP_CA | MISO_W | MAPP_CA | Internal | Summer | B5 | 200 | 926 | 0 | 135.19 | 39.92 | 0.01 | 0
2030 | MISO_W_2_MAPP_CA | MISO_W | MAPP_CA | Internal | Summer | B6 | 300 | 926 | 0 | 104.08 | 39.92 | 0.01 | 0
2030 | MISO_W_2_MAPP_CA | MISO_W | MAPP_CA | Internal | Summer | B7 | 400 | 926 | 0 | 91.05 | 39.92 | 0.01 | 0
2030 | MISO_W_2_MAPP_CA | MISO_W | MAPP_CA | Internal | Summer | B8 | 500 | 926 | 0 | 85.74 | 39.92 | 0.01 | 0
2030 | MISO_W_2_MAPP_CA | MISO_W | MAPP_CA | Internal | Summer | B9 | 800 | 926 | 0 | 83.15 | 39.92 | 0.01 | 0
2030 | MISO_W_2_MAPP_CA | MISO_W | MAPP_CA | Internal | Summer | B10 | 1262 | 926 | 0 | 70.39 | 39.92 | 0.01 | 0
2030 | MISO_W_2_MAPP_CA | MISO_W | MAPP_CA | Internal | Winter | B16 | 25 | 926 | 0 | 74.06 | 73.95 | 0.01 | 0
2030 | MISO_W_2_MAPP_CA | MISO_W | MAPP_CA | Internal | Winter | B17 | 100 | 926 | 0 | 78.75 | 73.95 | 0.01 | 0
2030 | MISO_W_2_MAPP_CA | MISO_W | MAPP_CA | Internal | Winter | B18 | 400 | 926 | 0 | 80.16 | 73.95 | 0.01 | 0
2030 | MISO_W_2_MAPP_CA | MISO_W | MAPP_CA | Internal | Winter | B19 | 700 | 926 | 0 | 80.16 | 73.95 | 0.01 | 0
2030 | MISO_W_2_MAPP_CA | MISO_W | MAPP_CA | Internal | Winter | B20 | 935 | 926 | 0 | 73.97 | 73.95 | 0.01 | 0
2030 | MISO_W_2_MISO_MO-IL | MISO_W | MISO_MO-IL | Internal | Shoulder | B11 | 25 | 3915 | 3574.41 | 91.78 | 91.79 | 0.01 | 0
2030 | MISO_W_2_MISO_MO-IL | MISO_W | MISO_MO-IL | Internal | Shoulder | B12 | 200 | 3915 | 3915 | 87.34 | 87.73 | 0.01 | 0.38
2030 | MISO_W_2_MISO_MO-IL | MISO_W | MISO_MO-IL | Internal | Shoulder | B13 | 600 | 3915 | 3915 | 85.36 | 86.84 | 0.01 | 1.47
2030 | MISO_W_2_MISO_MO-IL | MISO_W | MISO_MO-IL | Internal | Shoulder | B14 | 900 | 3915 | 3915 | 71.82 | 85.55 | 0.01 | 13.71
2030 | MISO_W_2_MISO_MO-IL | MISO_W | MISO_MO-IL | Internal | Shoulder | B15 | 1203 | 3915 | 3915 | 66 | 75.96 | 0.01 | 9.95
2030 | MISO_W_2_MISO_MO-IL | MISO_W | MISO_MO-IL | Internal | Summer | B1 | 10 | 3915 | 81.84 | 144.28 | 144.3 | 0.01 | 0
2030 | MISO_W_2_MISO_MO-IL | MISO_W | MISO_MO-IL | Internal | Summer | B2 | 25 | 3915 | 802.19 | 141.53 | 141.54 | 0.01 | 0
2030 | MISO_W_2_MISO_MO-IL | MISO_W | MISO_MO-IL | Internal | Summer | B3 | 75 | 3915 | 0 | 141.53 | 141.52 | 0.01 | 0
2030 | MISO_W_2_MISO_MO-IL | MISO_W | MISO_MO-IL | Internal | Summer | B4 | 100 | 3915 | 0 | 140.87 | 140.86 | 0.01 | 0
2030 | MISO_W_2_MISO_MO-IL | MISO_W | MISO_MO-IL | Internal | Summer | B5 | 200 | 3915 | 676.83 | 135.19 | 135.2 | 0.01 | 0
2030 | MISO_W_2_MISO_MO-IL | MISO_W | MISO_MO-IL | Internal | Summer | B6 | 300 | 3915 | 716.81 | 104.08 | 104.09 | 0.01 | 0
2030 | MISO_W_2_MISO_MO-IL | MISO_W | MISO_MO-IL | Internal | Summer | B7 | 400 | 3915 | 3878.66 | 91.05 | 91.06 | 0.01 | 0
2030 | MISO_W_2_MISO_MO-IL | MISO_W | MISO_MO-IL | Internal | Summer | B8 | 500 | 3915 | 3915 | 85.74 | 88.04 | 0.01 | 2.29
2030 | MISO_W_2_MISO_MO-IL | MISO_W | MISO_MO-IL | Internal | Summer | B9 | 800 | 3915 | 3915 | 83.15 | 83.17 | 0.01 | 0.01
2030 | MISO_W_2_MISO_MO-IL | MISO_W | MISO_MO-IL | Internal | Summer | B10 | 1262 | 3915 | 3915 | 70.39 | 74.61 | 0.01 | 4.21
2030 | MISO_W_2_MISO_MO-IL | MISO_W | MISO_MO-IL | Internal | Winter | B16 | 25 | 3915 | 3915 | 74.06 | 93.03 | 0.01 | 18.95
2030 | MISO_W_2_MISO_MO-IL | MISO_W | MISO_MO-IL | Internal | Winter | B17 | 100 | 3915 | 3915 | 78.75 | 90.76 | 0.01 | 12
2030 | MISO_W_2_MISO_MO-IL | MISO_W | MISO_MO-IL | Internal | Winter | B18 | 400 | 3915 | 3915 | 80.16 | 89.18 | 0.01 | 9
2030 | MISO_W_2_MISO_MO-IL | MISO_W | MISO_MO-IL | Internal | Winter | B19 | 700 | 3915 | 3915 | 80.16 | 89.18 | 0.01 | 9
2030 | MISO_W_2_MISO_MO-IL | MISO_W | MISO_MO-IL | Internal | Winter | B20 | 935 | 3915 | 3915 | 73.97 | 78.6 | 0.01 | 4.63
2030 | MISO_W_2_MISO_WUMS | MISO_W | MISO_WUMS | Internal | Shoulder | B11 | 25 | 1732 | 0 | 91.78 | 91.77 | 0.01 | 0
2030 | MISO_W_2_MISO_WUMS | MISO_W | MISO_WUMS | Internal | Shoulder | B12 | 200 | 1732 | 182.36 | 87.34 | 87.35 | 0.01 | 0
2030 | MISO_W_2_MISO_WUMS | MISO_W | MISO_WUMS | Internal | Shoulder | B13 | 600 | 1732 | 1732 | 85.36 | 85.83 | 0.01 | 0.46
2030 | MISO_W_2_MISO_WUMS | MISO_W | MISO_WUMS | Internal | Shoulder | B14 | 900 | 1732 | 1732 | 71.82 | 85.53 | 0.01 | 13.7
2030 | MISO_W_2_MISO_WUMS | MISO_W | MISO_WUMS | Internal | Shoulder | B15 | 1203 | 1732 | 1732 | 66 | 75.7 | 0.01 | 9.69
2030 | MISO_W_2_MISO_WUMS | MISO_W | MISO_WUMS | Internal | Summer | B1 | 10 | 1732 | 0 | 144.28 | 144.28 | 0.01 | 0
2030 | MISO_W_2_MISO_WUMS | MISO_W | MISO_WUMS | Internal | Summer | B2 | 25 | 1732 | 0 | 141.53 | 141.52 | 0.01 | 0
2030 | MISO_W_2_MISO_WUMS | MISO_W | MISO_WUMS | Internal | Summer | B3 | 75 | 1732 | 0 | 141.53 | 141.36 | 0.01 | 0
2030 | MISO_W_2_MISO_WUMS | MISO_W | MISO_WUMS | Internal | Summer | B4 | 100 | 1732 | 0 | 140.87 | 138.39 | 0.01 | 0
2030 | MISO_W_2_MISO_WUMS | MISO_W | MISO_WUMS | Internal | Summer | B5 | 200 | 1732 | 0 | 135.19 | 131.18 | 0.01 | 0
2030 | MISO_W_2_MISO_WUMS | MISO_W | MISO_WUMS | Internal | Summer | B6 | 300 | 1732 | 0 | 104.08 | 100.19 | 0.01 | 0
2030 | MISO_W_2_MISO_WUMS | MISO_W | MISO_WUMS | Internal | Summer | B7 | 400 | 1732 | 0 | 91.05 | 91.04 | 0.01 | 0
2030 | MISO_W_2_MISO_WUMS | MISO_W | MISO_WUMS | Internal | Summer | B8 | 500 | 1732 | 317.41 | 85.74 | 85.76 | 0.01 | 0
2030 | MISO_W_2_MISO_WUMS | MISO_W | MISO_WUMS | Internal | Summer | B9 | 800 | 1732 | 817.1 | 83.15 | 83.16 | 0.01 | 0
2030 | MISO_W_2_MISO_WUMS | MISO_W | MISO_WUMS | Internal | Summer | B10 | 1262 | 1732 | 1732 | 70.39 | 74.34 | 0.01 | 3.94
2030 | MISO_W_2_MISO_WUMS | MISO_W | MISO_WUMS | Internal | Winter | B16 | 25 | 1732 | 1732 | 74.06 | 90.44 | 0.01 | 16.37
2030 | MISO_W_2_MISO_WUMS | MISO_W | MISO_WUMS | Internal | Winter | B17 | 100 | 1732 | 1732 | 78.75 | 90.44 | 0.01 | 11.68
2030 | MISO_W_2_MISO_WUMS | MISO_W | MISO_WUMS | Internal | Winter | B18 | 400 | 1732 | 1732 | 80.16 | 88.98 | 0.01 | 8.8
2030 | MISO_W_2_MISO_WUMS | MISO_W | MISO_WUMS | Internal | Winter | B19 | 700 | 1732 | 1732 | 80.16 | 88.69 | 0.01 | 8.51
2030 | MISO_W_2_MISO_WUMS | MISO_W | MISO_WUMS | Internal | Winter | B20 | 935 | 1732 | 1732 | 73.97 | 78.33 | 0.01 | 4.35
2030 | MISO_W_2_NE | MISO_W | NE | Internal | Shoulder | B11 | 25 | 2800 | 0 | 91.78 | 93.62 | 7 | 0
2030 | MISO_W_2_NE | MISO_W | NE | Internal | Shoulder | B12 | 200 | 2800 | 0 | 87.34 | 88.51 | 7 | 0
2030 | MISO_W_2_NE | MISO_W | NE | Internal | Shoulder | B13 | 600 | 2800 | 0 | 85.36 | 85.36 | 7 | 0
2030 | MISO_W_2_NE | MISO_W | NE | Internal | Shoulder | B14 | 900 | 2800 | 0 | 71.82 | 78.49 | 7 | 0
2030 | MISO_W_2_NE | MISO_W | NE | Internal | Shoulder | B15 | 1203 | 2800 | 190.83 | 66 | 73 | 7 | 0
2030 | MISO_W_2_NE | MISO_W | NE | Internal | Summer | B1 | 10 | 2800 | 0 | 144.28 | 144.28 | 7 | 0
2030 | MISO_W_2_NE | MISO_W | NE | Internal | Summer | B2 | 25 | 2800 | 0 | 141.53 | 146.15 | 7 | 0
2030 | MISO_W_2_NE | MISO_W | NE | Internal | Summer | B3 | 75 | 2800 | 0 | 141.53 | 146.25 | 7 | 0
2030 | MISO_W_2_NE | MISO_W | NE | Internal | Summer | B4 | 100 | 2800 | 0 | 140.87 | 140.87 | 7 | 0
2030 | MISO_W_2_NE | MISO_W | NE | Internal | Summer | B5 | 200 | 2800 | 0 | 135.19 | 135.19 | 7 | 0
2030 | MISO_W_2_NE | MISO_W | NE | Internal | Summer | B6 | 300 | 2800 | 0 | 104.08 | 104.08 | 7 | 0
2030 | MISO_W_2_NE | MISO_W | NE | Internal | Summer | B7 | 400 | 2800 | 0 | 91.05 | 95.86 | 7 | 0
2030 | MISO_W_2_NE | MISO_W | NE | Internal | Summer | B8 | 500 | 2800 | 0 | 85.74 | 90.57 | 7 | 0
2030 | MISO_W_2_NE | MISO_W | NE | Internal | Summer | B9 | 800 | 2800 | 0 | 83.15 | 88.67 | 7 | 0
2030 | MISO_W_2_NE | MISO_W | NE | Internal | Summer | B10 | 1262 | 2800 | 0 | 70.39 | 77.38 | 7 | 0
2030 | MISO_W_2_NE | MISO_W | NE | Internal | Winter | B16 | 25 | 2800 | 2387.64 | 74.06 | 81.06 | 7 | 0
2030 | MISO_W_2_NE | MISO_W | NE | Internal | Winter | B17 | 100 | 2800 | 238.5 | 78.75 | 85.75 | 7 | 0
2030 | MISO_W_2_NE | MISO_W | NE | Internal | Winter | B18 | 400 | 2800 | 0 | 80.16 | 87.15 | 7 | 0
2030 | MISO_W_2_NE | MISO_W | NE | Internal | Winter | B19 | 700 | 2800 | 0 | 80.16 | 84.39 | 7 | 0
2030 | MISO_W_2_NE | MISO_W | NE | Internal | Winter | B20 | 935 | 2800 | 0 | 73.97 | 80.95 | 7 | 0
2030 | MISO_W_2_PJM_ROR | MISO_W | PJM_ROR | Internal | Shoulder | B11 | 25 | 773 | 0 | 91.78 | 93.77 | 2 | 0
2030 | MISO_W_2_PJM_ROR | MISO_W | PJM_ROR | Internal | Shoulder | B12 | 200 | 773 | 773 | 87.34 | 89.73 | 2 | 0.39
2030 | MISO_W_2_PJM_ROR | MISO_W | PJM_ROR | Internal | Shoulder | B13 | 600 | 773 | 773 | 85.36 | 87.83 | 2 | 0.47
2030 | MISO_W_2_PJM_ROR | MISO_W | PJM_ROR | Internal | Shoulder | B14 | 900 | 773 | 773 | 71.82 | 87.55 | 2 | 13.73
2030 | MISO_W_2_PJM_ROR | MISO_W | PJM_ROR | Internal | Shoulder | B15 | 1203 | 773 | 773 | 66 | 77.36 | 2 | 9.35
2030 | MISO_W_2_PJM_ROR | MISO_W | PJM_ROR | Internal | Summer | B1 | 10 | 773 | 0 | 144.28 | 142.3 | 2 | 0
2030 | MISO_W_2_PJM_ROR | MISO_W | PJM_ROR | Internal | Summer | B2 | 25 | 773 | 0 | 141.53 | 140.39 | 2 | 0
2030 | MISO_W_2_PJM_ROR | MISO_W | PJM_ROR | Internal | Summer | B3 | 75 | 773 | 0 | 141.53 | 140.39 | 2 | 0
2030 | MISO_W_2_PJM_ROR | MISO_W | PJM_ROR | Internal | Summer | B4 | 100 | 773 | 0 | 140.87 | 140.39 | 2 | 0
2030 | MISO_W_2_PJM_ROR | MISO_W | PJM_ROR | Internal | Summer | B5 | 200 | 773 | 0 | 135.19 | 133.19 | 2 | 0
2030 | MISO_W_2_PJM_ROR | MISO_W | PJM_ROR | Internal | Summer | B6 | 300 | 773 | 0 | 104.08 | 102.19 | 2 | 0
2030 | MISO_W_2_PJM_ROR | MISO_W | PJM_ROR | Internal | Summer | B7 | 400 | 773 | 298.35 | 91.05 | 93.05 | 2 | 0
2030 | MISO_W_2_PJM_ROR | MISO_W | PJM_ROR | Internal | Summer | B8 | 500 | 773 | 773 | 85.74 | 90.04 | 2 | 2.3
2030 | MISO_W_2_PJM_ROR | MISO_W | PJM_ROR | Internal | Summer | B9 | 800 | 773 | 773 | 83.15 | 85.17 | 2 | 0.02
2030 | MISO_W_2_PJM_ROR | MISO_W | PJM_ROR | Internal | Summer | B10 | 1262 | 773 | 773 | 70.39 | 74.87 | 2 | 2.47
2030 | MISO_W_2_PJM_ROR | MISO_W | PJM_ROR | Internal | Winter | B16 | 25 | 773 | 773 | 74.06 | 95.03 | 2 | 18.97
2030 | MISO_W_2_PJM_ROR | MISO_W | PJM_ROR | Internal | Winter | B17 | 100 | 773 | 773 | 78.75 | 95.02 | 2 | 14.27
2030 | MISO_W_2_PJM_ROR | MISO_W | PJM_ROR | Internal | Winter | B18 | 400 | 773 | 773 | 80.16 | 91.17 | 2 | 9
2030 | MISO_W_2_PJM_ROR | MISO_W | PJM_ROR | Internal | Winter | B19 | 700 | 773 | 773 | 80.16 | 91.17 | 2 | 9
2030 | MISO_W_2_PJM_ROR | MISO_W | PJM_ROR | Internal | Winter | B20 | 935 | 773 | 773 | 73.97 | 80.33 | 2 | 4.36
2030 | MISO_W_2_SPP_N | MISO_W | SPP_N | Internal | Shoulder | B11 | 25 | 3200 | 0 | 91.78 | 93.64 | 7 | 0
2030 | MISO_W_2_SPP_N | MISO_W | SPP_N | Internal | Shoulder | B12 | 200 | 3200 | 0 | 87.34 | 88.53 | 7 | 0
2030 | MISO_W_2_SPP_N | MISO_W | SPP_N | Internal | Shoulder | B13 | 600 | 3200 | 0 | 85.36 | 85.37 | 7 | 0
2030 | MISO_W_2_SPP_N | MISO_W | SPP_N | Internal | Shoulder | B14 | 900 | 3200 | 663.47 | 71.82 | 78.82 | 7 | 0
2030 | MISO_W_2_SPP_N | MISO_W | SPP_N | Internal | Shoulder | B15 | 1203 | 3200 | 3144.63 | 66 | 73 | 7 | 0
2030 | MISO_W_2_SPP_N | MISO_W | SPP_N | Internal | Summer | B1 | 10 | 3200 | 0 | 144.28 | 144.3 | 7 | 0
2030 | MISO_W_2_SPP_N | MISO_W | SPP_N | Internal | Summer | B2 | 25 | 3200 | 0 | 141.53 | 146.16 | 7 | 0
2030 | MISO_W_2_SPP_N | MISO_W | SPP_N | Internal | Summer | B3 | 75 | 3200 | 0 | 141.53 | 146.63 | 7 | 0
2030 | MISO_W_2_SPP_N | MISO_W | SPP_N | Internal | Summer | B4 | 100 | 3200 | 0 | 140.87 | 140.89 | 7 | 0
2030 | MISO_W_2_SPP_N | MISO_W | SPP_N | Internal | Summer | B5 | 200 | 3200 | 0 | 135.19 | 135.2 | 7 | 0
2030 | MISO_W_2_SPP_N | MISO_W | SPP_N | Internal | Summer | B6 | 300 | 3200 | 0 | 104.08 | 104.09 | 7 | 0
2030 | MISO_W_2_SPP_N | MISO_W | SPP_N | Internal | Summer | B7 | 400 | 3200 | 0 | 91.05 | 95.87 | 7 | 0
2030 | MISO_W_2_SPP_N | MISO_W | SPP_N | Internal | Summer | B8 | 500 | 3200 | 0 | 85.74 | 90.58 | 7 | 0
2030 | MISO_W_2_SPP_N | MISO_W | SPP_N | Internal | Summer | B9 | 800 | 3200 | 0 | 83.15 | 88.68 | 7 | 0
2030 | MISO_W_2_SPP_N | MISO_W | SPP_N | Internal | Summer | B10 | 1262 | 3200 | 2980.47 | 70.39 | 77.39 | 7 | 0
2030 | MISO_W_2_SPP_N | MISO_W | SPP_N | Internal | Winter | B16 | 25 | 3200 | 3200 | 74.06 | 88.03 | 7 | 6.97
2030 | MISO_W_2_SPP_N | MISO_W | SPP_N | Internal | Winter | B17 | 100 | 3200 | 3200 | 78.75 | 85.76 | 7 | 0.01
2030 | MISO_W_2_SPP_N | MISO_W | SPP_N | Internal | Winter | B18 | 400 | 3200 | 549.99 | 80.16 | 87.16 | 7 | 0
2030 | MISO_W_2_SPP_N | MISO_W | SPP_N | Internal | Winter | B19 | 700 | 3200 | 0 | 80.16 | 84.4 | 7 | 0
2030 | MISO_W_2_SPP_N | MISO_W | SPP_N | Internal | Winter | B20 | 935 | 3200 | 2130.9 | 73.97 | 80.97 | 7 | 0
2030 | MISO_WUMS_2_MISO_MI | MISO_WUMS | MISO_MI | Internal | Shoulder | B11 | 25 | 1422 | 1422 | 91.77 | 91.79 | 0.01 | 0.01
2030 | MISO_WUMS_2_MISO_MI | MISO_WUMS | MISO_MI | Internal | Shoulder | B12 | 200 | 1422 | 1422 | 87.35 | 87.73 | 0.01 | 0.36
2030 | MISO_WUMS_2_MISO_MI | MISO_WUMS | MISO_MI | Internal | Shoulder | B13 | 600 | 1422 | 1422 | 85.83 | 86.84 | 0.01 | 1
2030 | MISO_WUMS_2_MISO_MI | MISO_WUMS | MISO_MI | Internal | Shoulder | B14 | 900 | 1422 | 1225.44 | 85.53 | 85.55 | 0.01 | 0
2030 | MISO_WUMS_2_MISO_MI | MISO_WUMS | MISO_MI | Internal | Shoulder | B15 | 1203 | 1422 | 1422 | 75.7 | 75.96 | 0.01 | 0.25
2030 | MISO_WUMS_2_MISO_MI | MISO_WUMS | MISO_MI | Internal | Summer | B1 | 10 | 1422 | 1366.37 | 144.28 | 144.3 | 0.01 | 0
2030 | MISO_WUMS_2_MISO_MI | MISO_WUMS | MISO_MI | Internal | Summer | B2 | 25 | 1422 | 702.41 | 141.52 | 141.53 | 0.01 | 0
2030 | MISO_WUMS_2_MISO_MI | MISO_WUMS | MISO_MI | Internal | Summer | B3 | 75 | 1422 | 793.69 | 141.36 | 141.37 | 0.01 | 0
2030 | MISO_WUMS_2_MISO_MI | MISO_WUMS | MISO_MI | Internal | Summer | B4 | 100 | 1422 | 1039.92 | 138.39 | 138.4 | 0.01 | 0
2030 | MISO_WUMS_2_MISO_MI | MISO_WUMS | MISO_MI | Internal | Summer | B5 | 200 | 1422 | 510.04 | 131.18 | 131.19 | 0.01 | 0
2030 | MISO_WUMS_2_MISO_MI | MISO_WUMS | MISO_MI | Internal | Summer | B6 | 300 | 1422 | 1422 | 100.19 | 101.82 | 0.01 | 1.61
2030 | MISO_WUMS_2_MISO_MI | MISO_WUMS | MISO_MI | Internal | Summer | B7 | 400 | 1422 | 1422 | 91.04 | 91.06 | 0.01 | 0.01
2030 | MISO_WUMS_2_MISO_MI | MISO_WUMS | MISO_MI | Internal | Summer | B8 | 500 | 1422 | 1422 | 85.76 | 88.04 | 0.01 | 2.28
2030 | MISO_WUMS_2_MISO_MI | MISO_WUMS | MISO_MI | Internal | Summer | B9 | 800 | 1422 | 1323.54 | 83.16 | 83.17 | 0.01 | 0
2030 | MISO_WUMS_2_MISO_MI | MISO_WUMS | MISO_MI | Internal | Summer | B10 | 1262 | 1422 | 1422 | 74.34 | 74.61 | 0.01 | 0.26
2030 | MISO_WUMS_2_MISO_MI | MISO_WUMS | MISO_MI | Internal | Winter | B16 | 25 | 1422 | 1422 | 90.44 | 93.03 | 0.01 | 2.58
2030 | MISO_WUMS_2_MISO_MI | MISO_WUMS | MISO_MI | Internal | Winter | B17 | 100 | 1422 | 1422 | 90.44 | 90.76 | 0.01 | 0.31
2030 | MISO_WUMS_2_MISO_MI | MISO_WUMS | MISO_MI | Internal | Winter | B18 | 400 | 1422 | 1422 | 88.98 | 89.18 | 0.01 | 0.19
2030 | MISO_WUMS_2_MISO_MI | MISO_WUMS | MISO_MI | Internal | Winter | B19 | 700 | 1422 | 1422 | 88.69 | 89.18 | 0.01 | 0.48
2030 | MISO_WUMS_2_MISO_MI | MISO_WUMS | MISO_MI | Internal | Winter | B20 | 935 | 1422 | 1422 | 78.33 | 78.6 | 0.01 | 0.26
2030 | MISO_WUMS_2_MISO_W | MISO_WUMS | MISO_W | Internal | Shoulder | B11 | 25 | 1240 | 1115.98 | 91.77 | 91.78 | 0.01 | 0
2030 | MISO_WUMS_2_MISO_W | MISO_WUMS | MISO_W | Internal | Shoulder | B12 | 200 | 1240 | 0 | 87.35 | 87.34 | 0.01 | 0
2030 | MISO_WUMS_2_MISO_W | MISO_WUMS | MISO_W | Internal | Shoulder | B13 | 600 | 1240 | 0 | 85.83 | 85.36 | 0.01 | 0
2030 | MISO_WUMS_2_MISO_W | MISO_WUMS | MISO_W | Internal | Shoulder | B14 | 900 | 1240 | 0 | 85.53 | 71.82 | 0.01 | 0
2030 | MISO_WUMS_2_MISO_W | MISO_WUMS | MISO_W | Internal | Shoulder | B15 | 1203 | 1240 | 0 | 75.7 | 66 | 0.01 | 0
2030 | MISO_WUMS_2_MISO_W | MISO_WUMS | MISO_W | Internal | Summer | B1 | 10 | 1240 | 0.02 | 144.28 | 144.28 | 0.01 | 0
2030 | MISO_WUMS_2_MISO_W | MISO_WUMS | MISO_W | Internal | Summer | B2 | 25 | 1240 | 734.38 | 141.52 | 141.53 | 0.01 | 0
2030 | MISO_WUMS_2_MISO_W | MISO_WUMS | MISO_W | Internal | Summer | B3 | 75 | 1240 | 1240 | 141.36 | 141.53 | 0.01 | 0.16
2030 | MISO_WUMS_2_MISO_W | MISO_WUMS | MISO_W | Internal | Summer | B4 | 100 | 1240 | 1240 | 138.39 | 140.87 | 0.01 | 2.48
2030 | MISO_WUMS_2_MISO_W | MISO_WUMS | MISO_W | Internal | Summer | B5 | 200 | 1240 | 1240 | 131.18 | 135.19 | 0.01 | 4
2030 | MISO_WUMS_2_MISO_W | MISO_WUMS | MISO_W | Internal | Summer | B6 | 300 | 1240 | 1240 | 100.19 | 104.08 | 0.01 | 3.87
2030 | MISO_WUMS_2_MISO_W | MISO_WUMS | MISO_W | Internal | Summer | B7 | 400 | 1240 | 1189.94 | 91.04 | 91.05 | 0.01 | 0
2030 | MISO_WUMS_2_MISO_W | MISO_WUMS | MISO_W | Internal | Summer | B8 | 500 | 1240 | 0 | 85.76 | 85.74 | 0.01 | 0
2030 | MISO_WUMS_2_MISO_W | MISO_WUMS | MISO_W | Internal | Summer | B9 | 800 | 1240 | 0 | 83.16 | 83.15 | 0.01 | 0
2030 | MISO_WUMS_2_MISO_W | MISO_WUMS | MISO_W | Internal | Summer | B10 | 1262 | 1240 | 0 | 74.34 | 70.39 | 0.01 | 0
2030 | MISO_WUMS_2_MISO_W | MISO_WUMS | MISO_W | Internal | Winter | B16 | 25 | 1240 | 0 | 90.44 | 74.06 | 0.01 | 0
2030 | MISO_WUMS_2_MISO_W | MISO_WUMS | MISO_W | Internal | Winter | B17 | 100 | 1240 | 0 | 90.44 | 78.75 | 0.01 | 0
2030 | MISO_WUMS_2_MISO_W | MISO_WUMS | MISO_W | Internal | Winter | B18 | 400 | 1240 | 0 | 88.98 | 80.16 | 0.01 | 0
2030 | MISO_WUMS_2_MISO_W | MISO_WUMS | MISO_W | Internal | Winter | B19 | 700 | 1240 | 0 | 88.69 | 80.16 | 0.01 | 0
2030 | MISO_WUMS_2_MISO_W | MISO_WUMS | MISO_W | Internal | Winter | B20 | 935 | 1240 | 0 | 78.33 | 73.97 | 0.01 | 0
2030 | MISO_WUMS_2_PJM_ROR | MISO_WUMS | PJM_ROR | Internal | Shoulder | B11 | 25 | 1600 | 447.32 | 91.77 | 93.77 | 2 | 0
2030 | MISO_WUMS_2_PJM_ROR | MISO_WUMS | PJM_ROR | Internal | Shoulder | B12 | 200 | 1600 | 1600 | 87.35 | 89.73 | 2 | 0.38
2030 | MISO_WUMS_2_PJM_ROR | MISO_WUMS | PJM_ROR | Internal | Shoulder | B13 | 600 | 1600 | 1181.61 | 85.83 | 87.83 | 2 | 0
2030 | MISO_WUMS_2_PJM_ROR | MISO_WUMS | PJM_ROR | Internal | Shoulder | B14 | 900 | 1600 | 1600 | 85.53 | 87.55 | 2 | 0.01
2030 | MISO_WUMS_2_PJM_ROR | MISO_WUMS | PJM_ROR | Internal | Shoulder | B15 | 1203 | 1600 | 0 | 75.7 | 77.36 | 2 | 0
2030 | MISO_WUMS_2_PJM_ROR | MISO_WUMS | PJM_ROR | Internal | Summer | B1 | 10 | 1600 | 0 | 144.28 | 142.3 | 2 | 0
2030 | MISO_WUMS_2_PJM_ROR | MISO_WUMS | PJM_ROR | Internal | Summer | B2 | 25 | 1600 | 0 | 141.52 | 140.39 | 2 | 0
2030 | MISO_WUMS_2_PJM_ROR | MISO_WUMS | PJM_ROR | Internal | Summer | B3 | 75 | 1600 | 0 | 141.36 | 140.39 | 2 | 0
2030 | MISO_WUMS_2_PJM_ROR | MISO_WUMS | PJM_ROR | Internal | Summer | B4 | 100 | 1600 | 507.71 | 138.39 | 140.39 | 2 | 0
2030 | MISO_WUMS_2_PJM_ROR | MISO_WUMS | PJM_ROR | Internal | Summer | B5 | 200 | 1600 | 1600 | 131.18 | 133.19 | 2 | 0.01
2030 | MISO_WUMS_2_PJM_ROR | MISO_WUMS | PJM_ROR | Internal | Summer | B6 | 300 | 1600 | 1208.11 | 100.19 | 102.19 | 2 | 0
2030 | MISO_WUMS_2_PJM_ROR | MISO_WUMS | PJM_ROR | Internal | Summer | B7 | 400 | 1600 | 1600 | 91.04 | 93.05 | 2 | 0.01
2030 | MISO_WUMS_2_PJM_ROR | MISO_WUMS | PJM_ROR | Internal | Summer | B8 | 500 | 1600 | 1600 | 85.76 | 90.04 | 2 | 2.29
2030 | MISO_WUMS_2_PJM_ROR | MISO_WUMS | PJM_ROR | Internal | Summer | B9 | 800 | 1600 | 1600 | 83.16 | 85.17 | 2 | 0.01
2030 | MISO_WUMS_2_PJM_ROR | MISO_WUMS | PJM_ROR | Internal | Summer | B10 | 1262 | 1600 | 0 | 74.34 | 74.87 | 2 | 0
2030 | MISO_WUMS_2_PJM_ROR | MISO_WUMS | PJM_ROR | Internal | Winter | B16 | 25 | 1600 | 1600 | 90.44 | 95.03 | 2 | 2.59
2030 | MISO_WUMS_2_PJM_ROR | MISO_WUMS | PJM_ROR | Internal | Winter | B17 | 100 | 1600 | 1600 | 90.44 | 95.02 | 2 | 2.58
2030 | MISO_WUMS_2_PJM_ROR | MISO_WUMS | PJM_ROR | Internal | Winter | B18 | 400 | 1600 | 1600 | 88.98 | 91.17 | 2 | 0.19
2030 | MISO_WUMS_2_PJM_ROR | MISO_WUMS | PJM_ROR | Internal | Winter | B19 | 700 | 1600 | 1600 | 88.69 | 91.17 | 2 | 0.48
2030 | MISO_WUMS_2_PJM_ROR | MISO_WUMS | PJM_ROR | Internal | Winter | B20 | 935 | 1600 | 266.2 | 78.33 | 80.33 | 2 | 0
2030 | NE_2_MISO_W | NE | MISO_W | Internal | Shoulder | B11 | 25 | 1600 | 0 | 93.62 | 91.78 | 5 | 0
2030 | NE_2_MISO_W | NE | MISO_W | Internal | Shoulder | B12 | 200 | 1600 | 0 | 88.51 | 87.34 | 5 | 0
2030 | NE_2_MISO_W | NE | MISO_W | Internal | Shoulder | B13 | 600 | 1600 | 0 | 85.36 | 85.36 | 5 | 0
2030 | NE_2_MISO_W | NE | MISO_W | Internal | Shoulder | B14 | 900 | 1600 | 0 | 78.49 | 71.82 | 5 | 0
2030 | NE_2_MISO_W | NE | MISO_W | Internal | Shoulder | B15 | 1203 | 1600 | 0 | 73 | 66 | 5 | 0
2030 | NE_2_MISO_W | NE | MISO_W | Internal | Summer | B1 | 10 | 1600 | 0 | 144.28 | 144.28 | 5 | 0
2030 | NE_2_MISO_W | NE | MISO_W | Internal | Summer | B2 | 25 | 1600 | 0 | 146.15 | 141.53 | 5 | 0
2030 | NE_2_MISO_W | NE | MISO_W | Internal | Summer | B3 | 75 | 1600 | 0 | 146.25 | 141.53 | 5 | 0
2030 | NE_2_MISO_W | NE | MISO_W | Internal | Summer | B4 | 100 | 1600 | 0 | 140.87 | 140.87 | 5 | 0
2030 | NE_2_MISO_W | NE | MISO_W | Internal | Summer | B5 | 200 | 1600 | 0 | 135.19 | 135.19 | 5 | 0
2030 | NE_2_MISO_W | NE | MISO_W | Internal | Summer | B6 | 300 | 1600 | 0 | 104.08 | 104.08 | 5 | 0
2030 | NE_2_MISO_W | NE | MISO_W | Internal | Summer | B7 | 400 | 1600 | 0 | 95.86 | 91.05 | 5 | 0
2030 | NE_2_MISO_W | NE | MISO_W | Internal | Summer | B8 | 500 | 1600 | 0 | 90.57 | 85.74 | 5 | 0
2030 | NE_2_MISO_W | NE | MISO_W | Internal | Summer | B9 | 800 | 1600 | 0 | 88.67 | 83.15 | 5 | 0
2030 | NE_2_MISO_W | NE | MISO_W | Internal | Summer | B10 | 1262 | 1600 | 0 | 77.38 | 70.39 | 5 | 0
2030 | NE_2_MISO_W | NE | MISO_W | Internal | Winter | B16 | 25 | 1600 | 0 | 81.06 | 74.06 | 5 | 0
2030 | NE_2_MISO_W | NE | MISO_W | Internal | Winter | B17 | 100 | 1600 | 0 | 85.75 | 78.75 | 5 | 0
2030 | NE_2_MISO_W | NE | MISO_W | Internal | Winter | B18 | 400 | 1600 | 0 | 87.15 | 80.16 | 5 | 0
2030 | NE_2_MISO_W | NE | MISO_W | Internal | Winter | B19 | 700 | 1600 | 0 | 84.39 | 80.16 | 5 | 0
2030 | NE_2_MISO_W | NE | MISO_W | Internal | Winter | B20 | 935 | 1600 | 0 | 80.95 | 73.97 | 5 | 0
2030 | NE_2_SPP_N | NE | SPP_N | Internal | Shoulder | B11 | 25 | 1802 | 1332.84 | 93.62 | 93.64 | 0.01 | 0
2030 | NE_2_SPP_N | NE | SPP_N | Internal | Shoulder | B12 | 200 | 1802 | 1561.31 | 88.51 | 88.53 | 0.01 | 0
2030 | NE_2_SPP_N | NE | SPP_N | Internal | Shoulder | B13 | 600 | 1802 | 1628.7 | 85.36 | 85.37 | 0.01 | 0
2030 | NE_2_SPP_N | NE | SPP_N | Internal | Shoulder | B14 | 900 | 1802 | 1802 | 78.49 | 78.82 | 0.01 | 0.32
2030 | NE_2_SPP_N | NE | SPP_N | Internal | Shoulder | B15 | 1203 | 1802 | 0 | 73 | 73 | 0.01 | 0
2030 | NE_2_SPP_N | NE | SPP_N | Internal | Summer | B1 | 10 | 1802 | 1.6 | 144.28 | 144.3 | 0.01 | 0
2030 | NE_2_SPP_N | NE | SPP_N | Internal | Summer | B2 | 25 | 1802 | 1330.97 | 146.15 | 146.16 | 0.01 | 0
2030 | NE_2_SPP_N | NE | SPP_N | Internal | Summer | B3 | 75 | 1802 | 1802 | 146.25 | 146.63 | 0.01 | 0.37
2030 | NE_2_SPP_N | NE | SPP_N | Internal | Summer | B4 | 100 | 1802 | 1387.59 | 140.87 | 140.89 | 0.01 | 0
2030 | NE_2_SPP_N | NE | SPP_N | Internal | Summer | B5 | 200 | 1802 | 977.94 | 135.19 | 135.2 | 0.01 | 0
2030 | NE_2_SPP_N | NE | SPP_N | Internal | Summer | B6 | 300 | 1802 | 892.46 | 104.08 | 104.09 | 0.01 | 0
2030 | NE_2_SPP_N | NE | SPP_N | Internal | Summer | B7 | 400 | 1802 | 1720.58 | 95.86 | 95.87 | 0.01 | 0
2030 | NE_2_SPP_N | NE | SPP_N | Internal | Summer | B8 | 500 | 1802 | 1467.02 | 90.57 | 90.58 | 0.01 | 0
2030 | NE_2_SPP_N | NE | SPP_N | Internal | Summer | B9 | 800 | 1802 | 1631.16 | 88.67 | 88.68 | 0.01 | 0
2030 | NE_2_SPP_N | NE | SPP_N | Internal | Summer | B10 | 1262 | 1802 | 1789.48 | 77.38 | 77.39 | 0.01 | 0
2030 | NE_2_SPP_N | NE | SPP_N | Internal | Winter | B16 | 25 | 1802 | 1802 | 81.06 | 88.03 | 0.01 | 6.95
2030 | NE_2_SPP_N | NE | SPP_N | Internal | Winter | B17 | 100 | 1802 | 1658.72 | 85.75 | 85.76 | 0.01 | 0
2030 | NE_2_SPP_N | NE | SPP_N | Internal | Winter | B18 | 400 | 1802 | 1764.01 | 87.15 | 87.16 | 0.01 | 0
2030 | NE_2_SPP_N | NE | SPP_N | Internal | Winter | B19 | 700 | 1802 | 1531.26 | 84.39 | 84.4 | 0.01 | 0
2030 | NE_2_SPP_N | NE | SPP_N | Internal | Winter | B20 | 935 | 1802 | 180.75 | 80.95 | 80.97 | 0.01 | 0
2030 | NEISO_2_NYISO_A-F | NEISO | NYISO_A-F | Internal | Shoulder | B11 | 25 | 600 | 289.66 | 73.12 | 76.12 | 3 | 0
2030 | NEISO_2_NYISO_A-F | NEISO | NYISO_A-F | Internal | Shoulder | B12 | 200 | 600 | 600 | 73.12 | 81.74 | 3 | 5.62
2030 | NEISO_2_NYISO_A-F | NEISO | NYISO_A-F | Internal | Shoulder | B13 | 600 | 600 | 208.61 | 73.12 | 76.12 | 3 | 0
2030 | NEISO_2_NYISO_A-F | NEISO | NYISO_A-F | Internal | Shoulder | B14 | 900 | 600 | 0 | 73.12 | 75.77 | 3 | 0
2030 | NEISO_2_NYISO_A-F | NEISO | NYISO_A-F | Internal | Shoulder | B15 | 1203 | 600 | 0 | 72.79 | 75.77 | 3 | 0
2030 | NEISO_2_NYISO_A-F | NEISO | NYISO_A-F | Internal | Summer | B1 | 10 | 600 | 0 | 97.98 | 94.98 | 3 | 0
2030 | NEISO_2_NYISO_A-F | NEISO | NYISO_A-F | Internal | Summer | B2 | 25 | 600 | 0 | 97.98 | 94.98 | 3 | 0
2030 | NEISO_2_NYISO_A-F | NEISO | NYISO_A-F | Internal | Summer | B3 | 75 | 600 | 421.2 | 85.96 | 88.96 | 3 | 0
2030 | NEISO_2_NYISO_A-F | NEISO | NYISO_A-F | Internal | Summer | B4 | 100 | 600 | 600 | 80.9 | 86.39 | 3 | 2.49
2030 | NEISO_2_NYISO_A-F | NEISO | NYISO_A-F | Internal | Summer | B5 | 200 | 600 | 600 | 80.9 | 86.39 | 3 | 2.49
2030 | NEISO_2_NYISO_A-F | NEISO | NYISO_A-F | Internal | Summer | B6 | 300 | 600 | 600 | 80.9 | 86.39 | 3 | 2.49
2030 | NEISO_2_NYISO_A-F | NEISO | NYISO_A-F | Internal | Summer | B7 | 400 | 600 | 600 | 73.09 | 83.95 | 3 | 7.86
2030 | NEISO_2_NYISO_A-F | NEISO | NYISO_A-F | Internal | Summer | B8 | 500 | 600 | 219.92 | 73.09 | 76.09 | 3 | 0
2030 | NEISO_2_NYISO_A-F | NEISO | NYISO_A-F | Internal | Summer | B9 | 800 | 600 | 600 | 70.21 | 74.47 | 3 | 1.26
2030 | NEISO_2_NYISO_A-F | NEISO | NYISO_A-F | Internal | Summer | B10 | 1262 | 600 | 600 | 70.21 | 74.47 | 3 | 1.26
2030 | NEISO_2_NYISO_A-F | NEISO | NYISO_A-F | Internal | Winter | B16 | 25 | 600 | 286.34 | 82.1 | 85.1 | 3 | 0
2030 | NEISO_2_NYISO_A-F | NEISO | NYISO_A-F | Internal | Winter | B17 | 100 | 600 | 163.43 | 80.95 | 83.95 | 3 | 0
2030 | NEISO_2_NYISO_A-F | NEISO | NYISO_A-F | Internal | Winter | B18 | 400 | 600 | 323.26 | 72.76 | 75.76 | 3 | 0
2030 | NEISO_2_NYISO_A-F | NEISO | NYISO_A-F | Internal | Winter | B19 | 700 | 600 | 122.75 | 72.76 | 75.76 | 3 | 0
2030 | NEISO_2_NYISO_A-F | NEISO | NYISO_A-F | Internal | Winter | B20 | 935 | 600 | 143.46 | 72.76 | 75.76 | 3 | 0
2030 | NEISO_2_NYISO_G-I | NEISO | NYISO_G-I | Internal | Shoulder | B11 | 25 | 600 | 600 | 73.12 | 85.77 | 3 | 9.64
2030 | NEISO_2_NYISO_G-I | NEISO | NYISO_G-I | Internal | Shoulder | B12 | 200 | 600 | 600 | 73.12 | 84.9 | 3 | 8.77
2030 | NEISO_2_NYISO_G-I | NEISO | NYISO_G-I | Internal | Shoulder | B13 | 600 | 600 | 600 | 73.12 | 84.9 | 3 | 8.77
2030 | NEISO_2_NYISO_G-I | NEISO | NYISO_G-I | Internal | Shoulder | B14 | 900 | 600 | 600 | 73.12 | 79.71 | 3 | 3.58
2030 | NEISO_2_NYISO_G-I | NEISO | NYISO_G-I | Internal | Shoulder | B15 | 1203 | 600 | 0 | 72.79 | 75.78 | 3 | 0
2030 | NEISO_2_NYISO_G-I | NEISO | NYISO_G-I | Internal | Summer | B1 | 10 | 600 | 600 | 97.98 | 186.21 | 3 | 85.23
2030 | NEISO_2_NYISO_G-I | NEISO | NYISO_G-I | Internal | Summer | B2 | 25 | 600 | 600 | 97.98 | 178.66 | 3 | 77.68
2030 | NEISO_2_NYISO_G-I | NEISO | NYISO_G-I | Internal | Summer | B3 | 75 | 600 | 600 | 85.96 | 117.28 | 3 | 28.33
2030 | NEISO_2_NYISO_G-I | NEISO | NYISO_G-I | Internal | Summer | B4 | 100 | 600 | 600 | 80.9 | 116.14 | 3 | 32.24
2030 | NEISO_2_NYISO_G-I | NEISO | NYISO_G-I | Internal | Summer | B5 | 200 | 600 | 600 | 80.9 | 116.14 | 3 | 32.24
2030 | NEISO_2_NYISO_G-I | NEISO | NYISO_G-I | Internal | Summer | B6 | 300 | 600 | 600 | 80.9 | 94.19 | 3 | 10.3
2030 | NEISO_2_NYISO_G-I | NEISO | NYISO_G-I | Internal | Summer | B7 | 400 | 600 | 600 | 73.09 | 85.05 | 3 | 8.96
2030 | NEISO_2_NYISO_G-I | NEISO | NYISO_G-I | Internal | Summer | B8 | 500 | 600 | 600 | 73.09 | 82.04 | 3 | 5.95
2030 | NEISO_2_NYISO_G-I | NEISO | NYISO_G-I | Internal | Summer | B9 | 800 | 600 | 600 | 70.21 | 77.17 | 3 | 3.96
2030 | NEISO_2_NYISO_G-I | NEISO | NYISO_G-I | Internal | Summer | B10 | 1262 | 600 | 600 | 70.21 | 74.48 | 3 | 1.27
2030 | NEISO_2_NYISO_G-I | NEISO | NYISO_G-I | Internal | Winter | B16 | 25 | 600 | 600 | 82.1 | 92.49 | 3 | 7.39
2030 | NEISO_2_NYISO_G-I | NEISO | NYISO_G-I | Internal | Winter | B17 | 100 | 600 | 600 | 80.95 | 87.05 | 3 | 3.1
2030 | NEISO_2_NYISO_G-I | NEISO | NYISO_G-I | Internal | Winter | B18 | 400 | 600 | 600 | 72.76 | 85.99 | 3 | 10.23
2030 | NEISO_2_NYISO_G-I | NEISO | NYISO_G-I | Internal | Winter | B19 | 700 | 600 | 600 | 72.76 | 85.52 | 3 | 9.76
2030 | NEISO_2_NYISO_G-I | NEISO | NYISO_G-I | Internal | Winter | B20 | 935 | 600 | 600 | 72.76 | 75.78 | 3 | 0.01
2030 | NEISO_2_NYISO_J-K | NEISO | NYISO_J-K | Internal | Shoulder | B11 | 25 | 777 | 777 | 73.12 | 85.78 | 3 | 9.65
2030 | NEISO_2_NYISO_J-K | NEISO | NYISO_J-K | Internal | Shoulder | B12 | 200 | 777 | 777 | 73.12 | 84.91 | 3 | 8.79
2030 | NEISO_2_NYISO_J-K | NEISO | NYISO_J-K | Internal | Shoulder | B13 | 600 | 777 | 777 | 73.12 | 84.91 | 3 | 8.79
2030 | NEISO_2_NYISO_J-K | NEISO | NYISO_J-K | Internal | Shoulder | B14 | 900 | 777 | 777 | 73.12 | 82.08 | 3 | 5.96
2030 | NEISO_2_NYISO_J-K | NEISO | NYISO_J-K | Internal | Shoulder | B15 | 1203 | 777 | 677.8 | 72.79 | 75.79 | 3 | 0
2030 | NEISO_2_NYISO_J-K | NEISO | NYISO_J-K | Internal | Summer | B1 | 10 | 777 | 777 | 97.98 | 186.22 | 3 | 85.24
2030 | NEISO_2_NYISO_J-K | NEISO | NYISO_J-K | Internal | Summer | B2 | 25 | 777 | 777 | 97.98 | 178.67 | 3 | 77.69
2030 | NEISO_2_NYISO_J-K | NEISO | NYISO_J-K | Internal | Summer | B3 | 75 | 777 | 777 | 85.96 | 117.3 | 3 | 28.34
2030 | NEISO_2_NYISO_J-K | NEISO | NYISO_J-K | Internal | Summer | B4 | 100 | 777 | 777 | 80.9 | 116.15 | 3 | 32.25
2030 | NEISO_2_NYISO_J-K | NEISO | NYISO_J-K | Internal | Summer | B5 | 200 | 777 | 777 | 80.9 | 116.15 | 3 | 32.25
2030 | NEISO_2_NYISO_J-K | NEISO | NYISO_J-K | Internal | Summer | B6 | 300 | 777 | 777 | 80.9 | 94.21 | 3 | 10.31
2030 | NEISO_2_NYISO_J-K | NEISO | NYISO_J-K | Internal | Summer | B7 | 400 | 777 | 777 | 73.09 | 86.66 | 3 | 10.57
2030 | NEISO_2_NYISO_J-K | NEISO | NYISO_J-K | Internal | Summer | B8 | 500 | 777 | 777 | 73.09 | 82.06 | 3 | 5.96
2030 | NEISO_2_NYISO_J-K | NEISO | NYISO_J-K | Internal | Summer | B9 | 800 | 777 | 777 | 70.21 | 81.37 | 3 | 8.16
2030 | NEISO_2_NYISO_J-K | NEISO | NYISO_J-K | Internal | Summer | B10 | 1262 | 777 | 777 | 70.21 | 74.49 | 3 | 1.28
2030 | NEISO_2_NYISO_J-K | NEISO | NYISO_J-K | Internal | Winter | B16 | 25 | 777 | 777 | 82.1 | 97.25 | 3 | 12.15
2030 | NEISO_2_NYISO_J-K | NEISO | NYISO_J-K | Internal | Winter | B17 | 100 | 777 | 777 | 80.95 | 97.25 | 3 | 13.31
2030 | NEISO_2_NYISO_J-K | NEISO | NYISO_J-K | Internal | Winter | B18 | 400 | 777 | 777 | 72.76 | 97.25 | 3 | 21.49
2030 | NEISO_2_NYISO_J-K | NEISO | NYISO_J-K | Internal | Winter | B19 | 700 | 777 | 777 | 72.76 | 97.25 | 3 | 21.49
2030 | NEISO_2_NYISO_J-K | NEISO | NYISO_J-K | Internal | Winter | B20 | 935 | 777 | 777 | 72.76 | 75.79 | 3 | 0.02
2030 | NonRTO_Midwest_2_MISO_IN | NonRTO_Midwest | MISO_IN | Internal | Shoulder | B11 | 25 | 4450 | 0 | 99.78 | 91.78 | 8 | 0
2030 | NonRTO_Midwest_2_MISO_IN | NonRTO_Midwest | MISO_IN | Internal | Shoulder | B12 | 200 | 4450 | 0 | 95.72 | 87.72 | 8 | 0
2030 | NonRTO_Midwest_2_MISO_IN | NonRTO_Midwest | MISO_IN | Internal | Shoulder | B13 | 600 | 4450 | 0 | 94.83 | 86.83 | 8 | 0
2030 | NonRTO_Midwest_2_MISO_IN | NonRTO_Midwest | MISO_IN | Internal | Shoulder | B14 | 900 | 4450 | 0 | 93.53 | 85.53 | 8 | 0
2030 | NonRTO_Midwest_2_MISO_IN | NonRTO_Midwest | MISO_IN | Internal | Shoulder | B15 | 1203 | 4450 | 0 | 83.44 | 75.95 | 8 | 0
2030 | NonRTO_Midwest_2_MISO_IN | NonRTO_Midwest | MISO_IN | Internal | Summer | B1 | 10 | 4450 | 0 | 147.28 | 144.28 | 8 | 0
2030 | NonRTO_Midwest_2_MISO_IN | NonRTO_Midwest | MISO_IN | Internal | Summer | B2 | 25 | 4450 | 0 | 147.28 | 141.52 | 8 | 0
2030 | NonRTO_Midwest_2_MISO_IN | NonRTO_Midwest | MISO_IN | Internal | Summer | B3 | 75 | 4450 | 0 | 147.28 | 141.36 | 8 | 0
2030 | NonRTO_Midwest_2_MISO_IN | NonRTO_Midwest | MISO_IN | Internal | Summer | B4 | 100 | 4450 | 0 | 146.39 | 138.39 | 8 | 0
2030 | NonRTO_Midwest_2_MISO_IN | NonRTO_Midwest | MISO_IN | Internal | Summer | B5 | 200 | 4450 | 0 | 139.18 | 131.18 | 8 | 0
2030 | NonRTO_Midwest_2_MISO_IN | NonRTO_Midwest | MISO_IN | Internal | Summer | B6 | 300 | 4450 | 0 | 109.81 | 101.81 | 8 | 0
2030 | NonRTO_Midwest_2_MISO_IN | NonRTO_Midwest | MISO_IN | Internal | Summer | B7 | 400 | 4450 | 0 | 99.05 | 91.05 | 8 | 0
2030 | NonRTO_Midwest_2_MISO_IN | NonRTO_Midwest | MISO_IN | Internal | Summer | B8 | 500 | 4450 | 0 | 96.03 | 88.03 | 8 | 0
2030 | NonRTO_Midwest_2_MISO_IN | NonRTO_Midwest | MISO_IN | Internal | Summer | B9 | 800 | 4450 | 0 | 91.16 | 83.16 | 8 | 0
2030 | NonRTO_Midwest_2_MISO_IN | NonRTO_Midwest | MISO_IN | Internal | Summer | B10 | 1262 | 4450 | 0 | 78.03 | 74.6 | 8 | 0
2030 | NonRTO_Midwest_2_MISO_IN | NonRTO_Midwest | MISO_IN | Internal | Winter | B16 | 25 | 4450 | 0 | 101.02 | 93.02 | 8 | 0
2030 | NonRTO_Midwest_2_MISO_IN | NonRTO_Midwest | MISO_IN | Internal | Winter | B17 | 100 | 4450 | 0 | 98.75 | 90.75 | 8 | 0
2030 | NonRTO_Midwest_2_MISO_IN | NonRTO_Midwest | MISO_IN | Internal | Winter | B18 | 400 | 4450 | 0 | 97.17 | 89.17 | 8 | 0
2030 | NonRTO_Midwest_2_MISO_IN | NonRTO_Midwest | MISO_IN | Internal | Winter | B19 | 700 | 4450 | 0 | 97.17 | 89.17 | 8 | 0
2030 | NonRTO_Midwest_2_MISO_IN | NonRTO_Midwest | MISO_IN | Internal | Winter | B20 | 935 | 4450 | 0 | 86.59 | 78.59 | 8 | 0
2030 | NonRTO_Midwest_2_TVA_Transmission | NonRTO_Midwest | TVA_Transmission | Internal | Shoulder | B11 | 25 | 2400 | 0 | 99.78 | 98.98 | 8 | 0
2030 | NonRTO_Midwest_2_TVA_Transmission | NonRTO_Midwest | TVA_Transmission | Internal | Shoulder | B12 | 200 | 2400 | 0 | 95.72 | 93.9 | 8 | 0
2030 | NonRTO_Midwest_2_TVA_Transmission | NonRTO_Midwest | TVA_Transmission | Internal | Shoulder | B13 | 600 | 2400 | 0 | 94.83 | 93.07 | 8 | 0
2030 | NonRTO_Midwest_2_TVA_Transmission | NonRTO_Midwest | TVA_Transmission | Internal | Shoulder | B14 | 900 | 2400 | 0 | 93.53 | 92.84 | 8 | 0
2030 | NonRTO_Midwest_2_TVA_Transmission | NonRTO_Midwest | TVA_Transmission | Internal | Shoulder | B15 | 1203 | 2400 | 0 | 83.44 | 83.36 | 8 | 0
2030 | NonRTO_Midwest_2_TVA_Transmission | NonRTO_Midwest | TVA_Transmission | Internal | Summer | B1 | 10 | 2400 | 0 | 147.28 | 152.3 | 8 | 0
2030 | NonRTO_Midwest_2_TVA_Transmission | NonRTO_Midwest | TVA_Transmission | Internal | Summer | B2 | 25 | 2400 | 0 | 147.28 | 149.54 | 8 | 0
2030 | NonRTO_Midwest_2_TVA_Transmission | NonRTO_Midwest | TVA_Transmission | Internal | Summer | B3 | 75 | 2400 | 0 | 147.28 | 146.39 | 8 | 0
2030 | NonRTO_Midwest_2_TVA_Transmission | NonRTO_Midwest | TVA_Transmission | Internal | Summer | B4 | 100 | 2400 | 0 | 146.39 | 146.39 | 8 | 0
2030 | NonRTO_Midwest_2_TVA_Transmission | NonRTO_Midwest | TVA_Transmission | Internal | Summer | B5 | 200 | 2400 | 0 | 139.18 | 133.45 | 8 | 0
2030 | NonRTO_Midwest_2_TVA_Transmission | NonRTO_Midwest | TVA_Transmission | Internal | Summer | B6 | 300 | 2400 | 0 | 109.81 | 102.4 | 8 | 0
2030 | NonRTO_Midwest_2_TVA_Transmission | NonRTO_Midwest | TVA_Transmission | Internal | Summer | B7 | 400 | 2400 | 0 | 99.05 | 94.79 | 8 | 0
2030 | NonRTO_Midwest_2_TVA_Transmission | NonRTO_Midwest | TVA_Transmission | Internal | Summer | B8 | 500 | 2400 | 0 | 96.03 | 92.64 | 8 | 0
2030 | NonRTO_Midwest_2_TVA_Transmission | NonRTO_Midwest | TVA_Transmission | Internal | Summer | B9 | 800 | 2400 | 0 | 91.16 | 90.51 | 8 | 0
2030 | NonRTO_Midwest_2_TVA_Transmission | NonRTO_Midwest | TVA_Transmission | Internal | Summer | B10 | 1262 | 2400 | 0 | 78.03 | 79.52 | 8 | 0
2030 | NonRTO_Midwest_2_TVA_Transmission | NonRTO_Midwest | TVA_Transmission | Internal | Winter | B16 | 25 | 2400 | 0 | 101.02 | 101.03 | 8 | 0
2030 | NonRTO_Midwest_2_TVA_Transmission | NonRTO_Midwest | TVA_Transmission | Internal | Winter | B17 | 100 | 2400 | 0 | 98.75 | 98.76 | 8 | 0
2030 | NonRTO_Midwest_2_TVA_Transmission | NonRTO_Midwest | TVA_Transmission | Internal | Winter | B18 | 400 | 2400 | 0 | 97.17 | 95.66 | 8 | 0
2030 | NonRTO_Midwest_2_TVA_Transmission | NonRTO_Midwest | TVA_Transmission | Internal | Winter | B19 | 700 | 2400 | 0 | 97.17 | 95.65 | 8 | 0
2030 | NonRTO_Midwest_2_TVA_Transmission | NonRTO_Midwest | TVA_Transmission | Internal | Winter | B20 | 935 | 2400 | 0 | 86.59 | 86.33 | 8 | 0
2030 | NYISO_A-F_2_NEISO | NYISO_A-F | NEISO | Internal | Shoulder | B11 | 25 | 600 | 0 | 76.12 | 73.12 | 3 | 0
2030 | NYISO_A-F_2_NEISO | NYISO_A-F | NEISO | Internal | Shoulder | B12 | 200 | 600 | 0 | 81.74 | 73.12 | 3 | 0
2030 | NYISO_A-F_2_NEISO | NYISO_A-F | NEISO | Internal | Shoulder | B13 | 600 | 600 | 0 | 76.12 | 73.12 | 3 | 0
2030 | NYISO_A-F_2_NEISO | NYISO_A-F | NEISO | Internal | Shoulder | B14 | 900 | 600 | 0 | 75.77 | 73.12 | 3 | 0
2030 | NYISO_A-F_2_NEISO | NYISO_A-F | NEISO | Internal | Shoulder | B15 | 1203 | 600 | 0 | 75.77 | 72.79 | 3 | 0
2030 | NYISO_A-F_2_NEISO | NYISO_A-F | NEISO | Internal | Summer | B1 | 10 | 600 | 252.08 | 94.98 | 97.98 | 3 | 0
2030 | NYISO_A-F_2_NEISO | NYISO_A-F | NEISO | Internal | Summer | B2 | 25 | 600 | 5.38 | 94.98 | 97.98 | 3 | 0
2030 | NYISO_A-F_2_NEISO | NYISO_A-F | NEISO | Internal | Summer | B3 | 75 | 600 | 0 | 88.96 | 85.96 | 3 | 0
2030 | NYISO_A-F_2_NEISO | NYISO_A-F | NEISO | Internal | Summer | B4 | 100 | 600 | 0 | 86.39 | 80.9 | 3 | 0
2030 | NYISO_A-F_2_NEISO | NYISO_A-F | NEISO | Internal | Summer | B5 | 200 | 600 | 0 | 86.39 | 80.9 | 3 | 0
2030 | NYISO_A-F_2_NEISO | NYISO_A-F | NEISO | Internal | Summer | B6 | 300 | 600 | 0 | 86.39 | 80.9 | 3 | 0
2030 | NYISO_A-F_2_NEISO | NYISO_A-F | NEISO | Internal | Summer | B7 | 400 | 600 | 0 | 83.95 | 73.09 | 3 | 0
2030 | NYISO_A-F_2_NEISO | NYISO_A-F | NEISO | Internal | Summer | B8 | 500 | 600 | 0 | 76.09 | 73.09 | 3 | 0
2030 | NYISO_A-F_2_NEISO | NYISO_A-F | NEISO | Internal | Summer | B9 | 800 | 600 | 0 | 74.47 | 70.21 | 3 | 0
2030 | NYISO_A-F_2_NEISO | NYISO_A-F | NEISO | Internal | Summer | B10 | 1262 | 600 | 0 | 74.47 | 70.21 | 3 | 0
2030 | NYISO_A-F_2_NEISO | NYISO_A-F | NEISO | Internal | Winter | B16 | 25 | 600 | 0 | 85.1 | 82.1 | 3 | 0
2030 | NYISO_A-F_2_NEISO | NYISO_A-F | NEISO | Internal | Winter | B17 | 100 | 600 | 0 | 83.95 | 80.95 | 3 | 0
2030 | NYISO_A-F_2_NEISO | NYISO_A-F | NEISO | Internal | Winter | B18 | 400 | 600 | 0 | 75.76 | 72.76 | 3 | 0
2030 | NYISO_A-F_2_NEISO | NYISO_A-F | NEISO | Internal | Winter | B19 | 700 | 600 | 0 | 75.76 | 72.76 | 3 | 0
2030 | NYISO_A-F_2_NEISO | NYISO_A-F | NEISO | Internal | Winter | B20 | 935 | 600 | 0 | 75.76 | 72.76 | 3 | 0
2030 | NYISO_A-F_2_NYISO_G-I | NYISO_A-F | NYISO_G-I | Internal | Shoulder | B11 | 25 | 5843 | 5843 | 76.12 | 85.77 | 0.01 | 9.63
2030 | NYISO_A-F_2_NYISO_G-I | NYISO_A-F | NYISO_G-I | Internal | Shoulder | B12 | 200 | 5843 | 5843 | 81.74 | 84.9 | 0.01 | 3.14
2030 | NYISO_A-F_2_NYISO_G-I | NYISO_A-F | NYISO_G-I | Internal | Shoulder | B13 | 600 | 5843 | 5843 | 76.12 | 84.9 | 0.01 | 8.76
2030 | NYISO_A-F_2_NYISO_G-I | NYISO_A-F | NYISO_G-I | Internal | Shoulder | B14 | 900 | 5843 | 5843 | 75.77 | 79.71 | 0.01 | 3.93
2030 | NYISO_A-F_2_NYISO_G-I | NYISO_A-F | NYISO_G-I | Internal | Shoulder | B15 | 1203 | 5843 | 4422.12 | 75.77 | 75.78 | 0.01 | 0
2030 | NYISO_A-F_2_NYISO_G-I | NYISO_A-F | NYISO_G-I | Internal | Summer | B1 | 10 | 5843 | 5843 | 94.98 | 186.21 | 0.01 | 91.22
2030 | NYISO_A-F_2_NYISO_G-I | NYISO_A-F | NYISO_G-I | Internal | Summer | B2 | 25 | 5843 | 5843 | 94.98 | 178.66 | 0.01 | 83.67
2030 | NYISO_A-F_2_NYISO_G-I | NYISO_A-F | NYISO_G-I | Internal | Summer | B3 | 75 | 5843 | 5843 | 88.96 | 117.28 | 0.01 | 28.32
2030 | NYISO_A-F_2_NYISO_G-I | NYISO_A-F | NYISO_G-I | Internal | Summer | B4 | 100 | 5843 | 5843 | 86.39 | 116.14 | 0.01 | 29.73
2030 | NYISO_A-F_2_NYISO_G-I | NYISO_A-F | NYISO_G-I | Internal | Summer | B5 | 200 | 5843 | 5843 | 86.39 | 116.14 | 0.01 | 29.73
2030 | NYISO_A-F_2_NYISO_G-I | NYISO_A-F | NYISO_G-I | Internal | Summer | B6 | 300 | 5843 | 5843 | 86.39 | 94.19 | 0.01 | 7.79
2030 | NYISO_A-F_2_NYISO_G-I | NYISO_A-F | NYISO_G-I | Internal | Summer | B7 | 400 | 5843 | 5843 | 83.95 | 85.05 | 0.01 | 1.09
2030 | NYISO_A-F_2_NYISO_G-I | NYISO_A-F | NYISO_G-I | Internal | Summer | B8 | 500 | 5843 | 5843 | 76.09 | 82.04 | 0.01 | 5.94
2030 | NYISO_A-F_2_NYISO_G-I | NYISO_A-F | NYISO_G-I | Internal | Summer | B9 | 800 | 5843 | 5843 | 74.47 | 77.17 | 0.01 | 2.69
2030 | NYISO_A-F_2_NYISO_G-I | NYISO_A-F | NYISO_G-I | Internal | Summer | B10 | 1262 | 5843 | 3939.05 | 74.47 | 74.48 | 0.01 | 0
2030 | NYISO_A-F_2_NYISO_G-I | NYISO_A-F | NYISO_G-I | Internal | Winter | B16 | 25 | 5843 | 5843 | 85.1 | 92.49 | 0.01 | 7.38
2030 | NYISO_A-F_2_NYISO_G-I | NYISO_A-F | NYISO_G-I | Internal | Winter | B17 | 100 | 5843 | 5843 | 83.95 | 87.05 | 0.01 | 3.09
2030 | NYISO_A-F_2_NYISO_G-I | NYISO_A-F | NYISO_G-I | Internal | Winter | B18 | 400 | 5843 | 5843 | 75.76 | 85.99 | 0.01 | 10.21
2030 | NYISO_A-F_2_NYISO_G-I | NYISO_A-F | NYISO_G-I | Internal | Winter | B19 | 700 | 5843 | 5843 | 75.76 | 85.52 | 0.01 | 9.75
2030 | NYISO_A-F_2_NYISO_G-I | NYISO_A-F | NYISO_G-I | Internal | Winter | B20 | 935 | 5843 | 4681.66 | 75.76 | 75.78 | 0.01 | 0
2030 | NYISO_A-F_2_PJM_ROM | NYISO_A-F | PJM_ROM | Internal | Shoulder | B11 | 25 | 1000 | 1000 | 76.12 | 93.78 | 8 | 9.65
2030 | NYISO_A-F_2_PJM_ROM | NYISO_A-F | PJM_ROM | Internal | Shoulder | B12 | 200 | 1000 | 898.17 | 81.74 | 89.74 | 8 | 0
2030 | NYISO_A-F_2_PJM_ROM | NYISO_A-F | PJM_ROM | Internal | Shoulder | B13 | 600 | 1000 | 1000 | 76.12 | 87.84 | 8 | 3.72
2030 | NYISO_A-F_2_PJM_ROM | NYISO_A-F | PJM_ROM | Internal | Shoulder | B14 | 900 | 1000 | 1000 | 75.77 | 87.72 | 8 | 3.95
2030 | NYISO_A-F_2_PJM_ROM | NYISO_A-F | PJM_ROM | Internal | Shoulder | B15 | 1203 | 1000 | 0 | 75.77 | 77.37 | 8 | 0
2030 | NYISO_A-F_2_PJM_ROM | NYISO_A-F | PJM_ROM | Internal | Summer | B1 | 10 | 1000 | 1000 | 94.98 | 194.21 | 8 | 91.23
2030 | NYISO_A-F_2_PJM_ROM | NYISO_A-F | PJM_ROM | Internal | Summer | B2 | 25 | 1000 | 1000 | 94.98 | 186.65 | 8 | 83.67
2030 | NYISO_A-F_2_PJM_ROM | NYISO_A-F | PJM_ROM | Internal | Summer | B3 | 75 | 1000 | 1000 | 88.96 | 140.4 | 8 | 43.44
2030 | NYISO_A-F_2_PJM_ROM | NYISO_A-F | PJM_ROM | Internal | Summer | B4 | 100 | 1000 | 1000 | 86.39 | 140.4 | 8 | 46.01
2030 | NYISO_A-F_2_PJM_ROM | NYISO_A-F | PJM_ROM | Internal | Summer | B5 | 200 | 1000 | 1000 | 86.39 | 133.2 | 8 | 38.81
2030 | NYISO_A-F_2_PJM_ROM | NYISO_A-F | PJM_ROM | Internal | Summer | B6 | 300 | 1000 | 1000 | 86.39 | 102.21 | 8 | 7.82
2030 | NYISO_A-F_2_PJM_ROM | NYISO_A-F | PJM_ROM | Internal | Summer | B7 | 400 | 1000 | 1000 | 83.95 | 93.06 | 8 | 1.12
2030 | NYISO_A-F_2_PJM_ROM | NYISO_A-F | PJM_ROM | Internal | Summer | B8 | 500 | 1000 | 1000 | 76.09 | 90.06 | 8 | 5.96
2030 | NYISO_A-F_2_PJM_ROM | NYISO_A-F | PJM_ROM | Internal | Summer | B9 | 800 | 1000 | 1000 | 74.47 | 85.18 | 8 | 2.72
2030 | NYISO_A-F_2_PJM_ROM | NYISO_A-F | PJM_ROM | Internal | Summer | B10 | 1262 | 1000 | 0 | 74.47 | 74.88 | 8 | 0
2030 | NYISO_A-F_2_PJM_ROM | NYISO_A-F | PJM_ROM | Internal | Winter | B16 | 25 | 1000 | 1000 | 85.1 | 100.51 | 8 | 7.4
2030 | NYISO_A-F_2_PJM_ROM | NYISO_A-F | PJM_ROM | Internal | Winter | B17 | 100 | 1000 | 1000 | 83.95 | 95.03 | 8 | 3.09
2030 | NYISO_A-F_2_PJM_ROM | NYISO_A-F | PJM_ROM | Internal | Winter | B18 | 400 | 1000 | 1000 | 75.76 | 93.98 | 8 | 10.21
2030 | NYISO_A-F_2_PJM_ROM | NYISO_A-F | PJM_ROM | Internal | Winter | B19 | 700 | 1000 | 1000 | 75.76 | 93.51 | 8 | 9.75
2030 | NYISO_A-F_2_PJM_ROM | NYISO_A-F | PJM_ROM | Internal | Winter | B20 | 935 | 1000 | 0 | 75.76 | 81.33 | 8 | 0
2030 | NYISO_G-I_2_NYISO_A-F | NYISO_G-I | NYISO_A-F | Internal | Shoulder | B11 | 25 | 3592 | 0 | 85.77 | 76.12 | 0.01 | 0
2030 | NYISO_G-I_2_NYISO_A-F | NYISO_G-I | NYISO_A-F | Internal | Shoulder | B12 | 200 | 3592 | 0 | 84.9 | 81.74 | 0.01 | 0
2030 | NYISO_G-I_2_NYISO_A-F | NYISO_G-I | NYISO_A-F | Internal | Shoulder | B13 | 600 | 3592 | 0 | 84.9 | 76.12 | 0.01 | 0
2030 | NYISO_G-I_2_NYISO_A-F | NYISO_G-I | NYISO_A-F | Internal | Shoulder | B14 | 900 | 3592 | 0 | 79.71 | 75.77 | 0.01 | 0
2030 | NYISO_G-I_2_NYISO_A-F | NYISO_G-I | NYISO_A-F | Internal | Shoulder | B15 | 1203 | 3592 | 0 | 75.78 | 75.77 | 0.01 | 0
2030 | NYISO_G-I_2_NYISO_A-F | NYISO_G-I | NYISO_A-F | Internal | Summer | B1 | 10 | 3592 | 0 | 186.21 | 94.98 | 0.01 | 0
2030 | NYISO_G-I_2_NYISO_A-F | NYISO_G-I | NYISO_A-F | Internal | Summer | B2 | 25 | 3592 | 0 | 178.66 | 94.98 | 0.01 | 0
2030 | NYISO_G-I_2_NYISO_A-F | NYISO_G-I | NYISO_A-F | Internal | Summer | B3 | 75 | 3592 | 0 | 117.28 | 88.96 | 0.01 | 0
2030 | NYISO_G-I_2_NYISO_A-F | NYISO_G-I | NYISO_A-F | Internal | Summer | B4 | 100 | 3592 | 0 | 116.14 | 86.39 | 0.01 | 0
2030 | NYISO_G-I_2_NYISO_A-F | NYISO_G-I | NYISO_A-F | Internal | Summer | B5 | 200 | 3592 | 0 | 116.14 | 86.39 | 0.01 | 0
2030 | NYISO_G-I_2_NYISO_A-F | NYISO_G-I | NYISO_A-F | Internal | Summer | B6 | 300 | 3592 | 0 | 94.19 | 86.39 | 0.01 | 0
2030 | NYISO_G-I_2_NYISO_A-F | NYISO_G-I | NYISO_A-F | Internal | Summer | B7 | 400 | 3592 | 0 | 85.05 | 83.95 | 0.01 | 0
2030 | NYISO_G-I_2_NYISO_A-F | NYISO_G-I | NYISO_A-F | Internal | Summer | B8 | 500 | 3592 | 0 | 82.04 | 76.09 | 0.01 | 0
2030 | NYISO_G-I_2_NYISO_A-F | NYISO_G-I | NYISO_A-F | Internal | Summer | B9 | 800 | 3592 | 0 | 77.17 | 74.47 | 0.01 | 0
2030 | NYISO_G-I_2_NYISO_A-F | NYISO_G-I | NYISO_A-F | Internal | Summer | B10 | 1262 | 3592 | 0 | 74.48 | 74.47 | 0.01 | 0
2030 | NYISO_G-I_2_NYISO_A-F | NYISO_G-I | NYISO_A-F | Internal | Winter | B16 | 25 | 3592 | 0 | 92.49 | 85.1 | 0.01 | 0
2030 | NYISO_G-I_2_NYISO_A-F | NYISO_G-I | NYISO_A-F | Internal | Winter | B17 | 100 | 3592 | 0 | 87.05 | 83.95 | 0.01 | 0
2030 | NYISO_G-I_2_NYISO_A-F | NYISO_G-I | NYISO_A-F | Internal | Winter | B18 | 400 | 3592 | 0 | 85.99 | 75.76 | 0.01 | 0
2030 | NYISO_G-I_2_NYISO_A-F | NYISO_G-I | NYISO_A-F | Internal | Winter | B19 | 700 | 3592 | 0 | 85.52 | 75.76 | 0.01 | 0
2030 | NYISO_G-I_2_NYISO_A-F | NYISO_G-I | NYISO_A-F | Internal | Winter | B20 | 935 | 3592 | 0 | 75.78 | 75.76 | 0.01 | 0
2030 | NYISO_G-I_2_NYISO_J-K | NYISO_G-I | NYISO_J-K | Internal | Shoulder | B11 | 25 | 6130 | 5800.03 | 85.77 | 85.78 | 0.01 | 0
2030 | NYISO_G-I_2_NYISO_J-K | NYISO_G-I | NYISO_J-K | Internal | Shoulder | B12 | 200 | 6130 | 5881.58 | 84.9 | 84.91 | 0.01 | 0
2030 | NYISO_G-I_2_NYISO_J-K | NYISO_G-I | NYISO_J-K | Internal | Shoulder | B13 | 600 | 6130 | 5996.16 | 84.9 | 84.91 | 0.01 | 0
2030 | NYISO_G-I_2_NYISO_J-K | NYISO_G-I | NYISO_J-K | Internal | Shoulder | B14 | 900 | 6130 | 6130 | 79.71 | 82.08 | 0.01 | 2.36
2030 | NYISO_G-I_2_NYISO_J-K | NYISO_G-I | NYISO_J-K | Internal | Shoulder | B15 | 1203 | 6130 | 4539.52 | 75.78 | 75.79 | 0.01 | 0
2030 | NYISO_G-I_2_NYISO_J-K | NYISO_G-I | NYISO_J-K | Internal | Summer | B1 | 10 | 6130 | 4509.13 | 186.21 | 186.22 | 0.01 | 0
2030 | NYISO_G-I_2_NYISO_J-K | NYISO_G-I | NYISO_J-K | Internal | Summer | B2 | 25 | 6130 | 4943.07 | 178.66 | 178.67 | 0.01 | 0
2030 | NYISO_G-I_2_NYISO_J-K | NYISO_G-I | NYISO_J-K | Internal | Summer | B3 | 75 | 6130 | 4955.1 | 117.28 | 117.3 | 0.01 | 0
2030 | NYISO_G-I_2_NYISO_J-K | NYISO_G-I | NYISO_J-K | Internal | Summer | B4 | 100 | 6130 | 5194.3 | 116.14 | 116.15 | 0.01 | 0
2030 | NYISO_G-I_2_NYISO_J-K | NYISO_G-I | NYISO_J-K | Internal | Summer | B5 | 200 | 6130 | 5332.89 | 116.14 | 116.15 | 0.01 | 0
2030 | NYISO_G-I_2_NYISO_J-K | NYISO_G-I | NYISO_J-K | Internal | Summer | B6 | 300 | 6130 | 5853.43 | 94.19 | 94.21 | 0.01 | 0
2030 | NYISO_G-I_2_NYISO_J-K | NYISO_G-I | NYISO_J-K | Internal | Summer | B7 | 400 | 6130 | 6130 | 85.05 | 86.66 | 0.01 | 1.6
2030 | NYISO_G-I_2_NYISO_J-K | NYISO_G-I | NYISO_J-K | Internal | Summer | B8 | 500 | 6130 | 5587.62 | 82.04 | 82.06 | 0.01 | 0
2030 | NYISO_G-I_2_NYISO_J-K | NYISO_G-I | NYISO_J-K | Internal | Summer | B9 | 800 | 6130 | 6130 | 77.17 | 81.37 | 0.01 | 4.19
2030 | NYISO_G-I_2_NYISO_J-K | NYISO_G-I | NYISO_J-K | Internal | Summer | B10 | 1262 | 6130 | 4991.33 | 74.48 | 74.49 | 0.01 | 0
2030 | NYISO_G-I_2_NYISO_J-K | NYISO_G-I | NYISO_J-K | Internal | Winter | B16 | 25 | 6130 | 6130 | 92.49 | 97.25 | 0.01 | 4.75
2030 | NYISO_G-I_2_NYISO_J-K | NYISO_G-I | NYISO_J-K | Internal | Winter | B17 | 100 | 6130 | 6130 | 87.05 | 97.25 | 0.01 | 10.2
2030 | NYISO_G-I_2_NYISO_J-K | NYISO_G-I | NYISO_J-K | Internal | Winter | B18 | 400 | 6130 | 6130 | 85.99 | 97.25 | 0.01 | 11.25
2030 | NYISO_G-I_2_NYISO_J-K | NYISO_G-I | NYISO_J-K | Internal | Winter | B19 | 700 | 6130 | 6130 | 85.52 | 97.25 | 0.01 | 11.72
2030 | NYISO_G-I_2_NYISO_J-K | NYISO_G-I | NYISO_J-K | Internal | Winter | B20 | 935 | 6130 | 5730.93 | 75.78 | 75.79 | 0.01 | 0
2030 | NYISO_G-I_2_PJM_E | NYISO_G-I | PJM_E | Internal | Shoulder | B11 | 25 | 1500 | 47.27 | 85.77 | 93.77 | 8 | 0
2030 | NYISO_G-I_2_PJM_E | NYISO_G-I | PJM_E | Internal | Shoulder | B12 | 200 | 1500 | 0 | 84.9 | 89.73 | 8 | 0
2030 | NYISO_G-I_2_PJM_E | NYISO_G-I | PJM_E | Internal | Shoulder | B13 | 600 | 1500 | 0 | 84.9 | 87.83 | 8 | 0
2030 | NYISO_G-I_2_PJM_E | NYISO_G-I | PJM_E | Internal | Shoulder | B14 | 900 | 1500 | 16.73 | 79.71 | 87.71 | 8 | 0
2030 | NYISO_G-I_2_PJM_E | NYISO_G-I | PJM_E | Internal | Shoulder | B15 | 1203 | 1500 | 0 | 75.78 | 77.36 | 8 | 0
2030 | NYISO_G-I_2_PJM_E | NYISO_G-I | PJM_E | Internal | Summer | B1 | 10 | 1500 | 1499.99 | 186.21 | 194.22 | 8 | 0.01
2030 | NYISO_G-I_2_PJM_E | NYISO_G-I | PJM_E | Internal | Summer | B2 | 25 | 1500 | 1128.25 | 178.66 | 186.66 | 8 | 0
2030 | NYISO_G-I_2_PJM_E | NYISO_G-I | PJM_E | Internal | Summer | B3 | 75 | 1500 | 1500 | 117.28 | 140.39 | 8 | 15.1
2030 | NYISO_G-I_2_PJM_E | NYISO_G-I | PJM_E | Internal | Summer | B4 | 100 | 1500 | 1500 | 116.14 | 140.39 | 8 | 16.25
2030 | NYISO_G-I_2_PJM_E | NYISO_G-I | PJM_E | Internal | Summer | B5 | 200 | 1500 | 1500 | 116.14 | 133.19 | 8 | 9.06
2030 | NYISO_G-I_2_PJM_E | NYISO_G-I | PJM_E | Internal | Summer | B6 | 300 | 1500 | 1171.39 | 94.19 | 102.19 | 8 | 0
2030 | NYISO_G-I_2_PJM_E | NYISO_G-I | PJM_E | Internal | Summer | B7 | 400 | 1500 | 1041.81 | 85.05 | 93.05 | 8 | 0
2030 | NYISO_G-I_2_PJM_E | NYISO_G-I | PJM_E | Internal | Summer | B8 | 500 | 1500 | 664.16 | 82.04 | 90.04 | 8 | 0
2030 | NYISO_G-I_2_PJM_E | NYISO_G-I | PJM_E | Internal | Summer | B9 | 800 | 1500 | 333.98 | 77.17 | 85.17 | 8 | 0
2030 | NYISO_G-I_2_PJM_E | NYISO_G-I | PJM_E | Internal | Summer | B10 | 1262 | 1500 | 0 | 74.48 | 74.87 | 8 | 0
2030 | NYISO_G-I_2_PJM_E | NYISO_G-I | PJM_E | Internal | Winter | B16 | 25 | 1500 | 21.93 | 92.49 | 100.49 | 8 | 0
2030 | NYISO_G-I_2_PJM_E | NYISO_G-I | PJM_E | Internal | Winter | B17 | 100 | 1500 | 137.18 | 87.05 | 95.05 | 8 | 0
2030 | NYISO_G-I_2_PJM_E | NYISO_G-I | PJM_E | Internal | Winter | B18 | 400 | 1500 | 191.38 | 85.99 | 93.99 | 8 | 0
2030 | NYISO_G-I_2_PJM_E | NYISO_G-I | PJM_E | Internal | Winter | B19 | 700 | 1500 | 353.47 | 85.52 | 93.52 | 8 | 0
2030 | NYISO_G-I_2_PJM_E | NYISO_G-I | PJM_E | Internal | Winter | B20 | 935 | 1500 | 0 | 75.78 | 81.35 | 8 | 0
2030 | NYISO_J-K_2_NYISO_G-I | NYISO_J-K | NYISO_G-I | Internal | Shoulder | B11 | 25 | 1999 | 0 | 85.78 | 85.77 | 0.01 | 0
2030 | NYISO_J-K_2_NYISO_G-I | NYISO_J-K | NYISO_G-I | Internal | Shoulder | B12 | 200 | 1999 | 0 | 84.91 | 84.9 | 0.01 | 0
2030 | NYISO_J-K_2_NYISO_G-I | NYISO_J-K | NYISO_G-I | Internal | Shoulder | B13 | 600 | 1999 | 0 | 84.91 | 84.9 | 0.01 | 0
2030 | NYISO_J-K_2_NYISO_G-I | NYISO_J-K | NYISO_G-I | Internal | Shoulder | B14 | 900 | 1999 | 0 | 82.08 | 79.71 | 0.01 | 0
2030 | NYISO_J-K_2_NYISO_G-I | NYISO_J-K | NYISO_G-I | Internal | Shoulder | B15 | 1203 | 1999 | 0 | 75.79 | 75.78 | 0.01 | 0
2030 | NYISO_J-K_2_NYISO_G-I | NYISO_J-K | NYISO_G-I | Internal | Summer | B1 | 10 | 1999 | 0 | 186.22 | 186.21 | 0.01 | 0
2030 | NYISO_J-K_2_NYISO_G-I | NYISO_J-K | NYISO_G-I | Internal | Summer | B2 | 25 | 1999 | 0 | 178.67 | 178.66 | 0.01 | 0
2030 | NYISO_J-K_2_NYISO_G-I | NYISO_J-K | NYISO_G-I | Internal | Summer | B3 | 75 | 1999 | 0 | 117.3 | 117.28 | 0.01 | 0
2030 | NYISO_J-K_2_NYISO_G-I | NYISO_J-K | NYISO_G-I | Internal | Summer | B4 | 100 | 1999 | 0 | 116.15 | 116.14 | 0.01 | 0
2030 | NYISO_J-K_2_NYISO_G-I | NYISO_J-K | NYISO_G-I | Internal | Summer | B5 | 200 | 1999 | 0 | 116.15 | 116.14 | 0.01 | 0
2030 | NYISO_J-K_2_NYISO_G-I | NYISO_J-K | NYISO_G-I | Internal | Summer | B6 | 300 | 1999 | 0 | 94.21 | 94.19 | 0.01 | 0
2030 | NYISO_J-K_2_NYISO_G-I | NYISO_J-K | NYISO_G-I | Internal | Summer | B7 | 400 | 1999 | 0 | 86.66 | 85.05 | 0.01 | 0
2030 | NYISO_J-K_2_NYISO_G-I | NYISO_J-K | NYISO_G-I | Internal | Summer | B8 | 500 | 1999 | 0 | 82.06 | 82.04 | 0.01 | 0
2030 | NYISO_J-K_2_NYISO_G-I | NYISO_J-K | NYISO_G-I | Internal | Summer | B9 | 800 | 1999 | 0 | 81.37 | 77.17 | 0.01 | 0
2030 | NYISO_J-K_2_NYISO_G-I | NYISO_J-K | NYISO_G-I | Internal | Summer | B10 | 1262 | 1999 | 0 | 74.49 | 74.48 | 0.01 | 0
2030 | NYISO_J-K_2_NYISO_G-I | NYISO_J-K | NYISO_G-I | Internal | Winter | B16 | 25 | 1999 | 0 | 97.25 | 92.49 | 0.01 | 0
2030 | NYISO_J-K_2_NYISO_G-I | NYISO_J-K | NYISO_G-I | Internal | Winter | B17 | 100 | 1999 | 0 | 97.25 | 87.05 | 0.01 | 0
2030 | NYISO_J-K_2_NYISO_G-I | NYISO_J-K | NYISO_G-I | Internal | Winter | B18 | 400 | 1999 | 0 | 97.25 | 85.99 | 0.01 | 0
2030 | NYISO_J-K_2_NYISO_G-I | NYISO_J-K | NYISO_G-I | Internal | Winter | B19 | 700 | 1999 | 0 | 97.25 | 85.52 | 0.01 | 0
2030 | NYISO_J-K_2_NYISO_G-I | NYISO_J-K | NYISO_G-I | Internal | Winter | B20 | 935 | 1999 | 0 | 75.79 | 75.78 | 0.01 | 0
2030 | NYISO_J-K_2_PJM_E | NYISO_J-K | PJM_E | Internal | Shoulder | B11 | 25 | 330 | 0 | 85.78 | 93.77 | 8 | 0
2030 | NYISO_J-K_2_PJM_E | NYISO_J-K | PJM_E | Internal | Shoulder | B12 | 200 | 330 | 0 | 84.91 | 89.73 | 8 | 0
2030 | NYISO_J-K_2_PJM_E | NYISO_J-K | PJM_E | Internal | Shoulder | B13 | 600 | 330 | 0 | 84.91 | 87.83 | 8 | 0
2030 | NYISO_J-K_2_PJM_E | NYISO_J-K | PJM_E | Internal | Shoulder | B14 | 900 | 330 | 0 | 82.08 | 87.71 | 8 | 0
2030 | NYISO_J-K_2_PJM_E | NYISO_J-K | PJM_E | Internal | Shoulder | B15 | 1203 | 330 | 0 | 75.79 | 77.36 | 8 | 0
2030 | NYISO_J-K_2_PJM_E | NYISO_J-K | PJM_E | Internal | Summer | B1 | 10 | 330 | 298.33 | 186.22 | 194.22 | 8 | 0
2030 | NYISO_J-K_2_PJM_E | NYISO_J-K | PJM_E | Internal | Summer | B2 | 25 | 330 | 0 | 178.67 | 186.66 | 8 | 0
2030 | NYISO_J-K_2_PJM_E | NYISO_J-K | PJM_E | Internal | Summer | B3 | 75 | 330 | 330 | 117.3 | 140.39 | 8 | 15.09
2030 | NYISO_J-K_2_PJM_E | NYISO_J-K | PJM_E | Internal | Summer | B4 | 100 | 330 | 330 | 116.15 | 140.39 | 8 | 16.24
2030 | NYISO_J-K_2_PJM_E | NYISO_J-K | PJM_E | Internal | Summer | B5 | 200 | 330 | 330 | 116.15 | 133.19 | 8 | 9.04
2030 | NYISO_J-K_2_PJM_E | NYISO_J-K | PJM_E | Internal | Summer | B6 | 300 | 330 | 0 | 94.21 | 102.19 | 8 | 0
2030 | NYISO_J-K_2_PJM_E | NYISO_J-K | PJM_E | Internal | Summer | B7 | 400 | 330 | 0 | 86.66 | 93.05 | 8 | 0
2030 | NYISO_J-K_2_PJM_E | NYISO_J-K | PJM_E | Internal | Summer | B8 | 500 | 330 | 0 | 82.06 | 90.04 | 8 | 0
2030 | NYISO_J-K_2_PJM_E | NYISO_J-K | PJM_E | Internal | Summer | B9 | 800 | 330 | 0 | 81.37 | 85.17 | 8 | 0
2030 | NYISO_J-K_2_PJM_E | NYISO_J-K | PJM_E | Internal | Summer | B10 | 1262 | 330 | 0 | 74.49 | 74.87 | 8 | 0
2030 | NYISO_J-K_2_PJM_E | NYISO_J-K | PJM_E | Internal | Winter | B16 | 25 | 330 | 0 | 97.25 | 100.49 | 8 | 0
2030 | NYISO_J-K_2_PJM_E | NYISO_J-K | PJM_E | Internal | Winter | B17 | 100 | 330 | 0 | 97.25 | 95.05 | 8 | 0
2030 | NYISO_J-K_2_PJM_E | NYISO_J-K | PJM_E | Internal | Winter | B18 | 400 | 330 | 0 | 97.25 | 93.99 | 8 | 0
2030 | NYISO_J-K_2_PJM_E | NYISO_J-K | PJM_E | Internal | Winter | B19 | 700 | 330 | 0 | 97.25 | 93.52 | 8 | 0
2030 | NYISO_J-K_2_PJM_E | NYISO_J-K | PJM_E | Internal | Winter | B20 | 935 | 330 | 0 | 75.79 | 81.35 | 8 | 0
2030 | PJM_E_2_NYISO_G-I | PJM_E | NYISO_G-I | Internal | Shoulder | B11 | 25 | 500 | 0 | 93.77 | 85.77 | 6 | 0
2030 | PJM_E_2_NYISO_G-I | PJM_E | NYISO_G-I | Internal | Shoulder | B12 | 200 | 500 | 0 | 89.73 | 84.9 | 6 | 0
2030 | PJM_E_2_NYISO_G-I | PJM_E | NYISO_G-I | Internal | Shoulder | B13 | 600 | 500 | 0 | 87.83 | 84.9 | 6 | 0
2030 | PJM_E_2_NYISO_G-I | PJM_E | NYISO_G-I | Internal | Shoulder | B14 | 900 | 500 | 0 | 87.71 | 79.71 | 6 | 0
2030 | PJM_E_2_NYISO_G-I | PJM_E | NYISO_G-I | Internal | Shoulder | B15 | 1203 | 500 | 0 | 77.36 | 75.78 | 6 | 0
2030 | PJM_E_2_NYISO_G-I | PJM_E | NYISO_G-I | Internal | Summer | B1 | 10 | 500 | 0 | 194.22 | 186.21 | 6 | 0
2030 | PJM_E_2_NYISO_G-I | PJM_E | NYISO_G-I | Internal | Summer | B2 | 25 | 500 | 0 | 186.66 | 178.66 | 6 | 0
2030 | PJM_E_2_NYISO_G-I | PJM_E | NYISO_G-I | Internal | Summer | B3 | 75 | 500 | 0 | 140.39 | 117.28 | 6 | 0
2030 | PJM_E_2_NYISO_G-I | PJM_E | NYISO_G-I | Internal | Summer | B4 | 100 | 500 | 0 | 140.39 | 116.14 | 6 | 0
2030 | PJM_E_2_NYISO_G-I | PJM_E | NYISO_G-I | Internal | Summer | B5 | 200 | 500 | 0 | 133.19 | 116.14 | 6 | 0
2030 | PJM_E_2_NYISO_G-I | PJM_E | NYISO_G-I | Internal | Summer | B6 | 300 | 500 | 0 | 102.19 | 94.19 | 6 | 0
2030 | PJM_E_2_NYISO_G-I | PJM_E | NYISO_G-I | Internal | Summer | B7 | 400 | 500 | 0 | 93.05 | 85.05 | 6 | 0
2030 | PJM_E_2_NYISO_G-I | PJM_E | NYISO_G-I | Internal | Summer | B8 | 500 | 500 | 0 | 90.04 | 82.04 | 6 | 0
2030 | PJM_E_2_NYISO_G-I | PJM_E | NYISO_G-I | Internal | Summer | B9 | 800 | 500 | 0 | 85.17 | 77.17 | 6 | 0
2030 | PJM_E_2_NYISO_G-I | PJM_E | NYISO_G-I | Internal | Summer | B10 | 1262 | 500 | 0 | 74.87 | 74.48 | 6 | 0
2030 | PJM_E_2_NYISO_G-I | PJM_E | NYISO_G-I | Internal | Winter | B16 | 25 | 500 | 0 | 100.49 | 92.49 | 6 | 0
2030 | PJM_E_2_NYISO_G-I | PJM_E | NYISO_G-I | Internal | Winter | B17 | 100 | 500 | 0 | 95.05 | 87.05 | 6 | 0
2030 | PJM_E_2_NYISO_G-I | PJM_E | NYISO_G-I | Internal | Winter | B18 | 400 | 500 | 0 | 93.99 | 85.99 | 6 | 0
2030 | PJM_E_2_NYISO_G-I | PJM_E | NYISO_G-I | Internal | Winter | B19 | 700 | 500 | 0 | 93.52 | 85.52 | 6 | 0
2030 | PJM_E_2_NYISO_G-I | PJM_E | NYISO_G-I | Internal | Winter | B20 | 935 | 500 | 0 | 81.35 | 75.78 | 6 | 0
2030 | PJM_E_2_NYISO_J-K | PJM_E | NYISO_J-K | Internal | Shoulder | B11 | 25 | 330 | 0 | 93.77 | 85.78 | 6 | 0
2030 | PJM_E_2_NYISO_J-K | PJM_E | NYISO_J-K | Internal | Shoulder | B12 | 200 | 330 | 0 | 89.73 | 84.91 | 6 | 0
2030 | PJM_E_2_NYISO_J-K | PJM_E | NYISO_J-K | Internal | Shoulder | B13 | 600 | 330 | 0 | 87.83 | 84.91 | 6 | 0
2030 | PJM_E_2_NYISO_J-K | PJM_E | NYISO_J-K | Internal | Shoulder | B14 | 900 | 330 | 0 | 87.71 | 82.08 | 6 | 0
2030 | PJM_E_2_NYISO_J-K | PJM_E | NYISO_J-K | Internal | Shoulder | B15 | 1203 | 330 | 0 | 77.36 | 75.79 | 6 | 0
2030 | PJM_E_2_NYISO_J-K | PJM_E | NYISO_J-K | Internal | Summer | B1 | 10 | 330 | 0 | 194.22 | 186.22 | 6 | 0
2030 | PJM_E_2_NYISO_J-K | PJM_E | NYISO_J-K | Internal | Summer | B2 | 25 | 330 | 0 | 186.66 | 178.67 | 6 | 0
2030 | PJM_E_2_NYISO_J-K | PJM_E | NYISO_J-K | Internal | Summer | B3 | 75 | 330 | 0 | 140.39 | 117.3 | 6 | 0
2030 | PJM_E_2_NYISO_J-K | PJM_E | NYISO_J-K | Internal | Summer | B4 | 100 | 330 | 0 | 140.39 | 116.15 | 6 | 0
2030 | PJM_E_2_NYISO_J-K | PJM_E | NYISO_J-K | Internal | Summer | B5 | 200 | 330 | 0 | 133.19 | 116.15 | 6 | 0
2030 | PJM_E_2_NYISO_J-K | PJM_E | NYISO_J-K | Internal | Summer | B6 | 300 | 330 | 0 | 102.19 | 94.21 | 6 | 0
2030 | PJM_E_2_NYISO_J-K | PJM_E | NYISO_J-K | Internal | Summer | B7 | 400 | 330 | 0 | 93.05 | 86.66 | 6 | 0
2030 | PJM_E_2_NYISO_J-K | PJM_E | NYISO_J-K | Internal | Summer | B8 | 500 | 330 | 0 | 90.04 | 82.06 | 6 | 0
2030 | PJM_E_2_NYISO_J-K | PJM_E | NYISO_J-K | Internal | Summer | B9 | 800 | 330 | 0 | 85.17 | 81.37 | 6 | 0
2030 | PJM_E_2_NYISO_J-K | PJM_E | NYISO_J-K | Internal | Summer | B10 | 1262 | 330 | 0 | 74.87 | 74.49 | 6 | 0
2030 | PJM_E_2_NYISO_J-K | PJM_E | NYISO_J-K | Internal | Winter | B16 | 25 | 330 | 0 | 100.49 | 97.25 | 6 | 0
2030 | PJM_E_2_NYISO_J-K | PJM_E | NYISO_J-K | Internal | Winter | B17 | 100 | 330 | 0 | 95.05 | 97.25 | 6 | 0
2030 | PJM_E_2_NYISO_J-K | PJM_E | NYISO_J-K | Internal | Winter | B18 | 400 | 330 | 0 | 93.99 | 97.25 | 6 | 0
2030 | PJM_E_2_NYISO_J-K | PJM_E | NYISO_J-K | Internal | Winter | B19 | 700 | 330 | 0 | 93.52 | 97.25 | 6 | 0
2030 | PJM_E_2_NYISO_J-K | PJM_E | NYISO_J-K | Internal | Winter | B20 | 935 | 330 | 0 | 81.35 | 75.79 | 6 | 0
2030 | PJM_E_2_PJM_ROM | PJM_E | PJM_ROM | Internal | Shoulder | B11 | 25 | 8000 | 864.88 | 93.77 | 93.78 | 0.01 | 0
2030 | PJM_E_2_PJM_ROM | PJM_E | PJM_ROM | Internal | Shoulder | B12 | 200 | 8000 | 721.71 | 89.73 | 89.74 | 0.01 | 0
2030 | PJM_E_2_PJM_ROM | PJM_E | PJM_ROM | Internal | Shoulder | B13 | 600 | 8000 | 864.02 | 87.83 | 87.84 | 0.01 | 0
2030 | PJM_E_2_PJM_ROM | PJM_E | PJM_ROM | Internal | Shoulder | B14 | 900 | 8000 | 288.11 | 87.71 | 87.72 | 0.01 | 0
2030 | PJM_E_2_PJM_ROM | PJM_E | PJM_ROM | Internal | Shoulder | B15 | 1203 | 8000 | 681.47 | 77.36 | 77.37 | 0.01 | 0
2030 | PJM_E_2_PJM_ROM | PJM_E | PJM_ROM | Internal | Summer | B1 | 10 | 8000 | 0 | 194.22 | 194.21 | 0.01 | 0
2030 | PJM_E_2_PJM_ROM | PJM_E | PJM_ROM | Internal | Summer | B2 | 25 | 8000 | 0 | 186.66 | 186.65 | 0.01 | 0
2030 | PJM_E_2_PJM_ROM | PJM_E | PJM_ROM | Internal | Summer | B3 | 75 | 8000 | 2135.58 | 140.39 | 140.4 | 0.01 | 0
2030 | PJM_E_2_PJM_ROM | PJM_E | PJM_ROM | Internal | Summer | B4 | 100 | 8000 | 3963.29 | 140.39 | 140.4 | 0.01 | 0
2030 | PJM_E_2_PJM_ROM | PJM_E | PJM_ROM | Internal | Summer | B5 | 200 | 8000 | 4189.86 | 133.19 | 133.2 | 0.01 | 0
2030 | PJM_E_2_PJM_ROM | PJM_E | PJM_ROM | Internal | Summer | B6 | 300 | 8000 | 2490.01 | 102.19 | 102.21 | 0.01 | 0
2030 | PJM_E_2_PJM_ROM | PJM_E | PJM_ROM | Internal | Summer | B7 | 400 | 8000 | 4054.08 | 93.05 | 93.06 | 0.01 | 0
2030 | PJM_E_2_PJM_ROM | PJM_E | PJM_ROM | Internal | Summer | B8 | 500 | 8000 | 2212.15 | 90.04 | 90.06 | 0.01 | 0
2030 | PJM_E_2_PJM_ROM | PJM_E | PJM_ROM | Internal | Summer | B9 | 800 | 8000 | 2718.15 | 85.17 | 85.18 | 0.01 | 0
2030 | PJM_E_2_PJM_ROM | PJM_E | PJM_ROM | Internal | Summer | B10 | 1262 | 8000 | 1077.12 | 74.87 | 74.88 | 0.01 | 0
2030 | PJM_E_2_PJM_ROM | PJM_E | PJM_ROM | Internal | Winter | B16 | 25 | 8000 | 58.11 | 100.49 | 100.51 | 0.01 | 0
2030 | PJM_E_2_PJM_ROM | PJM_E | PJM_ROM | Internal | Winter | B17 | 100 | 8000 | 0 | 95.05 | 95.03 | 0.01 | 0
2030 | PJM_E_2_PJM_ROM | PJM_E | PJM_ROM | Internal | Winter | B18 | 400 | 8000 | 0 | 93.99 | 93.98 | 0.01 | 0
2030 | PJM_E_2_PJM_ROM | PJM_E | PJM_ROM | Internal | Winter | B19 | 700 | 8000 | 0 | 93.52 | 93.51 | 0.01 | 0
2030 | PJM_E_2_PJM_ROM | PJM_E | PJM_ROM | Internal | Winter | B20 | 935 | 8000 | 0 | 81.35 | 81.33 | 0.01 | 0
2030 | PJM_ROR_2_MISO_IN | PJM_ROR | MISO_IN | Internal | Shoulder | B11 | 25 | 909 | 0 | 93.77 | 91.78 | 2 | 0
2030 | PJM_ROR_2_MISO_IN | PJM_ROR | MISO_IN | Internal | Shoulder | B12 | 200 | 909 | 0 | 89.73 | 87.72 | 2 | 0
2030 | PJM_ROR_2_MISO_IN | PJM_ROR | MISO_IN | Internal | Shoulder | B13 | 600 | 909 | 0 | 87.83 | 86.83 | 2 | 0
2030 | PJM_ROR_2_MISO_IN | PJM_ROR | MISO_IN | Internal | Shoulder | B14 | 900 | 909 | 0 | 87.55 | 85.53 | 2 | 0
2030 | PJM_ROR_2_MISO_IN | PJM_ROR | MISO_IN | Internal | Shoulder | B15 | 1203 | 909 | 0 | 77.36 | 75.95 | 2 | 0
2030 | PJM_ROR_2_MISO_IN | PJM_ROR | MISO_IN | Internal | Summer | B1 | 10 | 909 | 0 | 142.3 | 144.28 | 2 | 0
2030 | PJM_ROR_2_MISO_IN | PJM_ROR | MISO_IN | Internal | Summer | B2 | 25 | 909 | 0 | 140.39 | 141.52 | 2 | 0
2030 | PJM_ROR_2_MISO_IN | PJM_ROR | MISO_IN | Internal | Summer | B3 | 75 | 909 | 0 | 140.39 | 141.36 | 2 | 0
2030 | PJM_ROR_2_MISO_IN | PJM_ROR | MISO_IN | Internal | Summer | B4 | 100 | 909 | 0 | 140.39 | 138.39 | 2 | 0
2030 | PJM_ROR_2_MISO_IN | PJM_ROR | MISO_IN | Internal | Summer | B5 | 200 | 909 | 0 | 133.19 | 131.18 | 2 | 0
2030 | PJM_ROR_2_MISO_IN | PJM_ROR | MISO_IN | Internal | Summer | B6 | 300 | 909 | 0 | 102.19 | 101.81 | 2 | 0
2030 | PJM_ROR_2_MISO_IN | PJM_ROR | MISO_IN | Internal | Summer | B7 | 400 | 909 | 0 | 93.05 | 91.05 | 2 | 0
2030 | PJM_ROR_2_MISO_IN | PJM_ROR | MISO_IN | Internal | Summer | B8 | 500 | 909 | 0 | 90.04 | 88.03 | 2 | 0
2030 | PJM_ROR_2_MISO_IN | PJM_ROR | MISO_IN | Internal | Summer | B9 | 800 | 909 | 0 | 85.17 | 83.16 | 2 | 0
2030 | PJM_ROR_2_MISO_IN | PJM_ROR | MISO_IN | Internal | Summer | B10 | 1262 | 909 | 0 | 74.87 | 74.6 | 2 | 0
2030 | PJM_ROR_2_MISO_IN | PJM_ROR | MISO_IN | Internal | Winter | B16 | 25 | 909 | 0 | 95.03 | 93.02 | 2 | 0
2030 | PJM_ROR_2_MISO_IN | PJM_ROR | MISO_IN | Internal | Winter | B17 | 100 | 909 | 0 | 95.02 | 90.75 | 2 | 0
2030 | PJM_ROR_2_MISO_IN | PJM_ROR | MISO_IN | Internal | Winter | B18 | 400 | 909 | 0 | 91.17 | 89.17 | 2 | 0
2030 | PJM_ROR_2_MISO_IN | PJM_ROR | MISO_IN | Internal | Winter | B19 | 700 | 909 | 0 | 91.17 | 89.17 | 2 | 0
2030 | PJM_ROR_2_MISO_IN | PJM_ROR | MISO_IN | Internal | Winter | B20 | 935 | 909 | 0 | 80.33 | 78.59 | 2 | 0
2030 | PJM_ROR_2_MISO_MI | PJM_ROR | MISO_MI | Internal | Shoulder | B11 | 25 | 1305 | 0 | 93.77 | 91.79 | 2 | 0
2030 | PJM_ROR_2_MISO_MI | PJM_ROR | MISO_MI | Internal | Shoulder | B12 | 200 | 1305 | 0 | 89.73 | 87.73 | 2 | 0
2030 | PJM_ROR_2_MISO_MI | PJM_ROR | MISO_MI | Internal | Shoulder | B13 | 600 | 1305 | 0 | 87.83 | 86.84 | 2 | 0
2030 | PJM_ROR_2_MISO_MI | PJM_ROR | MISO_MI | Internal | Shoulder | B14 | 900 | 1305 | 0 | 87.55 | 85.55 | 2 | 0
2030 | PJM_ROR_2_MISO_MI | PJM_ROR | MISO_MI | Internal | Shoulder | B15 | 1203 | 1305 | 0 | 77.36 | 75.96 | 2 | 0
2030 | PJM_ROR_2_MISO_MI | PJM_ROR | MISO_MI | Internal | Summer | B1 | 10 | 1305 | 112.92 | 142.3 | 144.3 | 2 | 0
2030 | PJM_ROR_2_MISO_MI | PJM_ROR | MISO_MI | Internal | Summer | B2 | 25 | 1305 | 0 | 140.39 | 141.53 | 2 | 0
2030 | PJM_ROR_2_MISO_MI | PJM_ROR | MISO_MI | Internal | Summer | B3 | 75 | 1305 | 0 | 140.39 | 141.37 | 2 | 0
2030 | PJM_ROR_2_MISO_MI | PJM_ROR | MISO_MI | Internal | Summer | B4 | 100 | 1305 | 0 | 140.39 | 138.4 | 2 | 0
2030 | PJM_ROR_2_MISO_MI | PJM_ROR | MISO_MI | Internal | Summer | B5 | 200 | 1305 | 0 | 133.19 | 131.19 | 2 | 0
2030 | PJM_ROR_2_MISO_MI | PJM_ROR | MISO_MI | Internal | Summer | B6 | 300 | 1305 | 0 | 102.19 | 101.82 | 2 | 0
2030 | PJM_ROR_2_MISO_MI | PJM_ROR | MISO_MI | Internal | Summer | B7 | 400 | 1305 | 0 | 93.05 | 91.06 | 2 | 0
2030 | PJM_ROR_2_MISO_MI | PJM_ROR | MISO_MI | Internal | Summer | B8 | 500 | 1305 | 0 | 90.04 | 88.04 | 2 | 0
2030 | PJM_ROR_2_MISO_MI | PJM_ROR | MISO_MI | Internal | Summer | B9 | 800 | 1305 | 0 | 85.17 | 83.17 | 2 | 0
2030 | PJM_ROR_2_MISO_MI | PJM_ROR | MISO_MI | Internal | Summer | B10 | 1262 | 1305 | 0 | 74.87 | 74.61 | 2 | 0
2030 | PJM_ROR_2_MISO_MI | PJM_ROR | MISO_MI | Internal | Winter | B16 | 25 | 1305 | 0 | 95.03 | 93.03 | 2 | 0
2030 | PJM_ROR_2_MISO_MI | PJM_ROR | MISO_MI | Internal | Winter | B17 | 100 | 1305 | 0 | 95.02 | 90.76 | 2 | 0
2030 | PJM_ROR_2_MISO_MI | PJM_ROR | MISO_MI | Internal | Winter | B18 | 400 | 1305 | 0 | 91.17 | 89.18 | 2 | 0
2030 | PJM_ROR_2_MISO_MI | PJM_ROR | MISO_MI | Internal | Winter | B19 | 700 | 1305 | 0 | 91.17 | 89.18 | 2 | 0
2030 | PJM_ROR_2_MISO_MI | PJM_ROR | MISO_MI | Internal | Winter | B20 | 935 | 1305 | 0 | 80.33 | 78.6 | 2 | 0
2030 | PJM_ROR_2_MISO_MO-IL | PJM_ROR | MISO_MO-IL | Internal | Shoulder | B11 | 25 | 1111 | 0 | 93.77 | 91.79 | 2 | 0
2030 | PJM_ROR_2_MISO_MO-IL | PJM_ROR | MISO_MO-IL | Internal | Shoulder | B12 | 200 | 1111 | 0 | 89.73 | 87.73 | 2 | 0
2030 | PJM_ROR_2_MISO_MO-IL | PJM_ROR | MISO_MO-IL | Internal | Shoulder | B13 | 600 | 1111 | 0 | 87.83 | 86.84 | 2 | 0
2030 | PJM_ROR_2_MISO_MO-IL | PJM_ROR | MISO_MO-IL | Internal | Shoulder | B14 | 900 | 1111 | 0 | 87.55 | 85.55 | 2 | 0
2030 | PJM_ROR_2_MISO_MO-IL | PJM_ROR | MISO_MO-IL | Internal | Shoulder | B15 | 1203 | 1111 | 0 | 77.36 | 75.96 | 2 | 0
2030 | PJM_ROR_2_MISO_MO-IL | PJM_ROR | MISO_MO-IL | Internal | Summer | B1 | 10 | 1111 | 526.55 | 142.3 | 144.3 | 2 | 0
2030 | PJM_ROR_2_MISO_MO-IL | PJM_ROR | MISO_MO-IL | Internal | Summer | B2 | 25 | 1111 | 0 | 140.39 | 141.54 | 2 | 0
2030 | PJM_ROR_2_MISO_MO-IL | PJM_ROR | MISO_MO-IL | Internal | Summer | B3 | 75 | 1111 | 0 | 140.39 | 141.52 | 2 | 0
2030 | PJM_ROR_2_MISO_MO-IL | PJM_ROR | MISO_MO-IL | Internal | Summer | B4 | 100 | 1111 | 0 | 140.39 | 140.86 | 2 | 0
2030 | PJM_ROR_2_MISO_MO-IL | PJM_ROR | MISO_MO-IL | Internal | Summer | B5 | 200 | 1111 | 1111 | 133.19 | 135.2 | 2 | 0.01
2030 | PJM_ROR_2_MISO_MO-IL | PJM_ROR | MISO_MO-IL | Internal | Summer | B6 | 300 | 1111 | 0 | 102.19 | 104.09 | 2 | 0
2030 | PJM_ROR_2_MISO_MO-IL | PJM_ROR | MISO_MO-IL | Internal | Summer | B7 | 400 | 1111 | 0 | 93.05 | 91.06 | 2 | 0
2030 | PJM_ROR_2_MISO_MO-IL | PJM_ROR | MISO_MO-IL | Internal | Summer | B8 | 500 | 1111 | 0 | 90.04 | 88.04 | 2 | 0
2030 | PJM_ROR_2_MISO_MO-IL | PJM_ROR | MISO_MO-IL | Internal | Summer | B9 | 800 | 1111 | 0 | 85.17 | 83.17 | 2 | 0
2030 | PJM_ROR_2_MISO_MO-IL | PJM_ROR | MISO_MO-IL | Internal | Summer | B10 | 1262 | 1111 | 0 | 74.87 | 74.61 | 2 | 0
2030 | PJM_ROR_2_MISO_MO-IL | PJM_ROR | MISO_MO-IL | Internal | Winter | B16 | 25 | 1111 | 0 | 95.03 | 93.03 | 2 | 0
2030 | PJM_ROR_2_MISO_MO-IL | PJM_ROR | MISO_MO-IL | Internal | Winter | B17 | 100 | 1111 | 0 | 95.02 | 90.76 | 2 | 0
2030 | PJM_ROR_2_MISO_MO-IL | PJM_ROR | MISO_MO-IL | Internal | Winter | B18 | 400 | 1111 | 0 | 91.17 | 89.18 | 2 | 0
2030 | PJM_ROR_2_MISO_MO-IL | PJM_ROR | MISO_MO-IL | Internal | Winter | B19 | 700 | 1111 | 0 | 91.17 | 89.18 | 2 | 0
2030 | PJM_ROR_2_MISO_MO-IL | PJM_ROR | MISO_MO-IL | Internal | Winter | B20 | 935 | 1111 | 0 | 80.33 | 78.6 | 2 | 0
2030 | PJM_ROR_2_MISO_W | PJM_ROR | MISO_W | Internal | Shoulder | B11 | 25 | 709 | 0 | 93.77 | 91.78 | 2 | 0
2030 | PJM_ROR_2_MISO_W | PJM_ROR | MISO_W | Internal | Shoulder | B12 | 200 | 709 | 0 | 89.73 | 87.34 | 2 | 0
2030 | PJM_ROR_2_MISO_W | PJM_ROR | MISO_W | Internal | Shoulder | B13 | 600 | 709 | 0 | 87.83 | 85.36 | 2 | 0
2030 | PJM_ROR_2_MISO_W | PJM_ROR | MISO_W | Internal | Shoulder | B14 | 900 | 709 | 0 | 87.55 | 71.82 | 2 | 0
2030 | PJM_ROR_2_MISO_W | PJM_ROR | MISO_W | Internal | Shoulder | B15 | 1203 | 709 | 0 | 77.36 | 66 | 2 | 0
2030 | PJM_ROR_2_MISO_W | PJM_ROR | MISO_W | Internal | Summer | B1 | 10 | 709 | 0 | 142.3 | 144.28 | 2 | 0
2030 | PJM_ROR_2_MISO_W | PJM_ROR | MISO_W | Internal | Summer | B2 | 25 | 709 | 0 | 140.39 | 141.53 | 2 | 0
2030 | PJM_ROR_2_MISO_W | PJM_ROR | MISO_W | Internal | Summer | B3 | 75 | 709 | 0 | 140.39 | 141.53 | 2 | 0
2030 | PJM_ROR_2_MISO_W | PJM_ROR | MISO_W | Internal | Summer | B4 | 100 | 709 | 0 | 140.39 | 140.87 | 2 | 0
2030 | PJM_ROR_2_MISO_W | PJM_ROR | MISO_W | Internal | Summer | B5 | 200 | 709 | 706.66 | 133.19 | 135.19 | 2 | 0
2030 | PJM_ROR_2_MISO_W | PJM_ROR | MISO_W | Internal | Summer | B6 | 300 | 709 | 0 | 102.19 | 104.08 | 2 | 0
2030 | PJM_ROR_2_MISO_W | PJM_ROR | MISO_W | Internal | Summer | B7 | 400 | 709 | 0 | 93.05 | 91.05 | 2 | 0
2030 | PJM_ROR_2_MISO_W | PJM_ROR | MISO_W | Internal | Summer | B8 | 500 | 709 | 0 | 90.04 | 85.74 | 2 | 0
2030 | PJM_ROR_2_MISO_W | PJM_ROR | MISO_W | Internal | Summer | B9 | 800 | 709 | 0 | 85.17 | 83.15 | 2 | 0
2030 | PJM_ROR_2_MISO_W | PJM_ROR | MISO_W | Internal | Summer | B10 | 1262 | 709 | 0 | 74.87 | 70.39 | 2 | 0
2030 | PJM_ROR_2_MISO_W | PJM_ROR | MISO_W | Internal | Winter | B16 | 25 | 709 | 0 | 95.03 | 74.06 | 2 | 0
2030 | PJM_ROR_2_MISO_W | PJM_ROR | MISO_W | Internal | Winter | B17 | 100 | 709 | 0 | 95.02 | 78.75 | 2 | 0
2030 | PJM_ROR_2_MISO_W | PJM_ROR | MISO_W | Internal | Winter | B18 | 400 | 709 | 0 | 91.17 | 80.16 | 2 | 0
2030 | PJM_ROR_2_MISO_W | PJM_ROR | MISO_W | Internal | Winter | B19 | 700 | 709 | 0 | 91.17 | 80.16 | 2 | 0
2030 | PJM_ROR_2_MISO_W | PJM_ROR | MISO_W | Internal | Winter | B20 | 935 | 709 | 0 | 80.33 | 73.97 | 2 | 0
2030 | PJM_ROR_2_MISO_WUMS | PJM_ROR | MISO_WUMS | Internal | Shoulder | B11 | 25 | 1467 | 0 | 93.77 | 91.77 | 2 | 0
2030 | PJM_ROR_2_MISO_WUMS | PJM_ROR | MISO_WUMS | Internal | Shoulder | B12 | 200 | 1467 | 0 | 89.73 | 87.35 | 2 | 0
2030 | PJM_ROR_2_MISO_WUMS | PJM_ROR | MISO_WUMS | Internal | Shoulder | B13 | 600 | 1467 | 0 | 87.83 | 85.83 | 2 | 0
2030 | PJM_ROR_2_MISO_WUMS | PJM_ROR | MISO_WUMS | Internal | Shoulder | B14 | 900 | 1467 | 0 | 87.55 | 85.53 | 2 | 0
2030 | PJM_ROR_2_MISO_WUMS | PJM_ROR | MISO_WUMS | Internal | Shoulder | B15 | 1203 | 1467 | 0 | 77.36 | 75.7 | 2 | 0
2030 | PJM_ROR_2_MISO_WUMS | PJM_ROR | MISO_WUMS | Internal | Summer | B1 | 10 | 1467 | 0 | 142.3 | 144.28 | 2 | 0
2030 | PJM_ROR_2_MISO_WUMS | PJM_ROR | MISO_WUMS | Internal | Summer | B2 | 25 | 1467 | 0 | 140.39 | 141.52 | 2 | 0
2030 | PJM_ROR_2_MISO_WUMS | PJM_ROR | MISO_WUMS | Internal | Summer | B3 | 75 | 1467 | 0 | 140.39 | 141.36 | 2 | 0
2030 | PJM_ROR_2_MISO_WUMS | PJM_ROR | MISO_WUMS | Internal | Summer | B4 | 100 | 1467 | 0 | 140.39 | 138.39 | 2 | 0
2030 | PJM_ROR_2_MISO_WUMS | PJM_ROR | MISO_WUMS | Internal | Summer | B5 | 200 | 1467 | 0 | 133.19 | 131.18 | 2 | 0
2030 | PJM_ROR_2_MISO_WUMS | PJM_ROR | MISO_WUMS | Internal | Summer | B6 | 300 | 1467 | 0 | 102.19 | 100.19 | 2 | 0
2030 | PJM_ROR_2_MISO_WUMS | PJM_ROR | MISO_WUMS | Internal | Summer | B7 | 400 | 1467 | 0 | 93.05 | 91.04 | 2 | 0
2030 | PJM_ROR_2_MISO_WUMS | PJM_ROR | MISO_WUMS | Internal | Summer | B8 | 500 | 1467 | 0 | 90.04 | 85.76 | 2 | 0
2030 | PJM_ROR_2_MISO_WUMS | PJM_ROR | MISO_WUMS | Internal | Summer | B9 | 800 | 1467 | 0 | 85.17 | 83.16 | 2 | 0
2030 | PJM_ROR_2_MISO_WUMS | PJM_ROR | MISO_WUMS | Internal | Summer | B10 | 1262 | 1467 | 0 | 74.87 | 74.34 | 2 | 0
2030 | PJM_ROR_2_MISO_WUMS | PJM_ROR | MISO_WUMS | Internal | Winter | B16 | 25 | 1467 | 0 | 95.03 | 90.44 | 2 | 0
2030 | PJM_ROR_2_MISO_WUMS | PJM_ROR | MISO_WUMS | Internal | Winter | B17 | 100 | 1467 | 0 | 95.02 | 90.44 | 2 | 0
2030 | PJM_ROR_2_MISO_WUMS | PJM_ROR | MISO_WUMS | Internal | Winter | B18 | 400 | 1467 | 0 | 91.17 | 88.98 | 2 | 0
2030 | PJM_ROR_2_MISO_WUMS | PJM_ROR | MISO_WUMS | Internal | Winter | B19 | 700 | 1467 | 0 | 91.17 | 88.69 | 2 | 0
2030 | PJM_ROR_2_MISO_WUMS | PJM_ROR | MISO_WUMS | Internal | Winter | B20 | 935 | 1467 | 0 | 80.33 | 78.33 | 2 | 0
2030 | PJM_ROR_2_PJM_ROM | PJM_ROR | PJM_ROM | Internal | Shoulder | B11 | 25 | 8000 | 6703 | 93.77 | 93.78 | 0.01 | 0
2030 | PJM_ROR_2_PJM_ROM | PJM_ROR | PJM_ROM | Internal | Shoulder | B12 | 200 | 8000 | 6555.77 | 89.73 | 89.74 | 0.01 | 0
2030 | PJM_ROR_2_PJM_ROM | PJM_ROR | PJM_ROM | Internal | Shoulder | B13 | 600 | 8000 | 6280.05 | 87.83 | 87.84 | 0.01 | 0
2030 | PJM_ROR_2_PJM_ROM | PJM_ROR | PJM_ROM | Internal | Shoulder | B14 | 900 | 8000 | 8000 | 87.55 | 87.72 | 0.01 | 0.16
2030 | PJM_ROR_2_PJM_ROM | PJM_ROR | PJM_ROM | Internal | Shoulder | B15 | 1203 | 8000 | 6152.12 | 77.36 | 77.37 | 0.01 | 0
2030 | PJM_ROR_2_PJM_ROM | PJM_ROR | PJM_ROM | Internal | Summer | B1 | 10 | 8000 | 8000 | 142.3 | 194.21 | 0.01 | 51.9
2030 | PJM_ROR_2_PJM_ROM | PJM_ROR | PJM_ROM | Internal | Summer | B2 | 25 | 8000 | 8000 | 140.39 | 186.65 | 0.01 | 46.25
2030 | PJM_ROR_2_PJM_ROM | PJM_ROR | PJM_ROM | Internal | Summer | B3 | 75 | 8000 | 3888.06 | 140.39 | 140.4 | 0.01 | 0
2030 | PJM_ROR_2_PJM_ROM | PJM_ROR | PJM_ROM | Internal | Summer | B4 | 100 | 8000 | 915.24 | 140.39 | 140.4 | 0.01 | 0
2030 | PJM_ROR_2_PJM_ROM | PJM_ROR | PJM_ROM | Internal | Summer | B5 | 200 | 8000 | 1448.67 | 133.19 | 133.2 | 0.01 | 0
2030 | PJM_ROR_2_PJM_ROM | PJM_ROR | PJM_ROM | Internal | Summer | B6 | 300 | 8000 | 3599.48 | 102.19 | 102.21 | 0.01 | 0
2030 | PJM_ROR_2_PJM_ROM | PJM_ROR | PJM_ROM | Internal | Summer | B7 | 400 | 8000 | 2484.57 | 93.05 | 93.06 | 0.01 | 0
2030 | PJM_ROR_2_PJM_ROM | PJM_ROR | PJM_ROM | Internal | Summer | B8 | 500 | 8000 | 4416.75 | 90.04 | 90.06 | 0.01 | 0
2030 | PJM_ROR_2_PJM_ROM | PJM_ROR | PJM_ROM | Internal | Summer | B9 | 800 | 8000 | 4958.21 | 85.17 | 85.18 | 0.01 | 0
2030 | PJM_ROR_2_PJM_ROM | PJM_ROR | PJM_ROM | Internal | Summer | B10 | 1262 | 8000 | 5318.74 | 74.87 | 74.88 | 0.01 | 0
2030 | PJM_ROR_2_PJM_ROM | PJM_ROR | PJM_ROM | Internal | Winter | B16 | 25 | 8000 | 8000 | 95.03 | 100.51 | 0.01 | 5.47
2030 | PJM_ROR_2_PJM_ROM | PJM_ROR | PJM_ROM | Internal | Winter | B17 | 100 | 8000 | 7976.57 | 95.02 | 95.03 | 0.01 | 0
2030 | PJM_ROR_2_PJM_ROM | PJM_ROR | PJM_ROM | Internal | Winter | B18 | 400 | 8000 | 8000 | 91.17 | 93.98 | 0.01 | 2.8
2030 | PJM_ROR_2_PJM_ROM | PJM_ROR | PJM_ROM | Internal | Winter | B19 | 700 | 8000 | 8000 | 91.17 | 93.51 | 0.01 | 2.33
2030 | PJM_ROR_2_PJM_ROM | PJM_ROR | PJM_ROM | Internal | Winter | B20 | 935 | 8000 | 8000 | 80.33 | 81.33 | 0.01 | 0.99
2030 | PJM_ROR_2_TVA_Transmission | PJM_ROR | TVA_Transmission | Internal | Shoulder | B11 | 25 | 2500 | 0 | 93.77 | 98.98 | 6 | 0
2030 | PJM_ROR_2_TVA_Transmission | PJM_ROR | TVA_Transmission | Internal | Shoulder | B12 | 200 | 2500 | 0 | 89.73 | 93.9 | 6 | 0
2030 | PJM_ROR_2_TVA_Transmission | PJM_ROR | TVA_Transmission | Internal | Shoulder | B13 | 600 | 2500 | 0 | 87.83 | 93.07 | 6 | 0
2030 | PJM_ROR_2_TVA_Transmission | PJM_ROR | TVA_Transmission | Internal | Shoulder | B14 | 900 | 2500 | 0 | 87.55 | 92.84 | 6 | 0
2030 | PJM_ROR_2_TVA_Transmission | PJM_ROR | TVA_Transmission | Internal | Shoulder | B15 | 1203 | 2500 | 2236.35 | 77.36 | 83.36 | 6 | 0
2030 | PJM_ROR_2_TVA_Transmission | PJM_ROR | TVA_Transmission | Internal | Summer | B1 | 10 | 2500 | 2500 | 142.3 | 152.3 | 6 | 4
2030 | PJM_ROR_2_TVA_Transmission | PJM_ROR | TVA_Transmission | Internal | Summer | B2 | 25 | 2500 | 2500 | 140.39 | 149.54 | 6 | 3.15
2030 | PJM_ROR_2_TVA_Transmission | PJM_ROR | TVA_Transmission | Internal | Summer | B3 | 75 | 2500 | 1969.83 | 140.39 | 146.39 | 6 | 0
2030 | PJM_ROR_2_TVA_Transmission | PJM_ROR | TVA_Transmission | Internal | Summer | B4 | 100 | 2500 | 388.68 | 140.39 | 146.39 | 6 | 0
2030 | PJM_ROR_2_TVA_Transmission | PJM_ROR | TVA_Transmission | Internal | Summer | B5 | 200 | 2500 | 0 | 133.19 | 133.45 | 6 | 0
2030 | PJM_ROR_2_TVA_Transmission | PJM_ROR | TVA_Transmission | Internal | Summer | B6 | 300 | 2500 | 0 | 102.19 | 102.4 | 6 | 0
2030 | PJM_ROR_2_TVA_Transmission | PJM_ROR | TVA_Transmission | Internal | Summer | B7 | 400 | 2500 | 0 | 93.05 | 94.79 | 6 | 0
2030 | PJM_ROR_2_TVA_Transmission | PJM_ROR | TVA_Transmission | Internal | Summer | B8 | 500 | 2500 | 0 | 90.04 | 92.64 | 6 | 0
2030 | PJM_ROR_2_TVA_Transmission | PJM_ROR | TVA_Transmission | Internal | Summer | B9 | 800 | 2500 | 0 | 85.17 | 90.51 | 6 | 0
2030 | PJM_ROR_2_TVA_Transmission | PJM_ROR | TVA_Transmission | Internal | Summer | B10 | 1262 | 2500 | 0 | 74.87 | 79.52 | 6 | 0
2030 | PJM_ROR_2_TVA_Transmission | PJM_ROR | TVA_Transmission | Internal | Winter | B16 | 25 | 2500 | 2255.94 | 95.03 | 101.03 | 6 | 0
2030 | PJM_ROR_2_TVA_Transmission | PJM_ROR | TVA_Transmission | Internal | Winter | B17 | 100 | 2500 | 0 | 95.02 | 98.76 | 6 | 0
2030 | PJM_ROR_2_TVA_Transmission | PJM_ROR | TVA_Transmission | Internal | Winter | B18 | 400 | 2500 | 0 | 91.17 | 95.66 | 6 | 0
2030 | PJM_ROR_2_TVA_Transmission | PJM_ROR | TVA_Transmission | Internal | Winter | B19 | 700 | 2500 | 0 | 91.17 | 95.65 | 6 | 0
2030 | PJM_ROR_2_TVA_Transmission | PJM_ROR | TVA_Transmission | Internal | Winter | B20 | 935 | 2500 | 1046.61 | 80.33 | 86.33 | 6 | 0
2030 | PJM_ROR_2_VACAR | PJM_ROR | VACAR | Internal | Shoulder | B11 | 25 | 3000 | 2526.19 | 93.77 | 99.77 | 6 | 0
2030 | PJM_ROR_2_VACAR | PJM_ROR | VACAR | Internal | Shoulder | B12 | 200 | 3000 | 2335.52 | 89.73 | 95.73 | 6 | 0
2030 | PJM_ROR_2_VACAR | PJM_ROR | VACAR | Internal | Shoulder | B13 | 600 | 3000 | 433.32 | 87.83 | 93.83 | 6 | 0
2030 | PJM_ROR_2_VACAR | PJM_ROR | VACAR | Internal | Shoulder | B14 | 900 | 3000 | 0 | 87.55 | 92.59 | 6 | 0
2030 | PJM_ROR_2_VACAR | PJM_ROR | VACAR | Internal | Shoulder | B15 | 1203 | 3000 | 0 | 77.36 | 82.83 | 6 | 0
2030 | PJM_ROR_2_VACAR | PJM_ROR | VACAR | Internal | Summer | B1 | 10 | 3000 | 3000 | 142.3 | 151.39 | 6 | 3.09
2030 | PJM_ROR_2_VACAR | PJM_ROR | VACAR | Internal | Summer | B2 | 25 | 3000 | 3000 | 140.39 | 151.39 | 6 | 5
2030 | PJM_ROR_2_VACAR | PJM_ROR | VACAR | Internal | Summer | B3 | 75 | 3000 | 3000 | 140.39 | 151.39 | 6 | 5
2030 | PJM_ROR_2_VACAR | PJM_ROR | VACAR | Internal | Summer | B4 | 100 | 3000 | 3000 | 140.39 | 151.39 | 6 | 5
2030 | PJM_ROR_2_VACAR | PJM_ROR | VACAR | Internal | Summer | B5 | 200 | 3000 | 1298.13 | 133.19 | 139.19 | 6 | 0
2030 | PJM_ROR_2_VACAR | PJM_ROR | VACAR | Internal | Summer | B6 | 300 | 3000 | 1186.51 | 102.19 | 108.19 | 6 | 0
2030 | PJM_ROR_2_VACAR | PJM_ROR | VACAR | Internal | Summer | B7 | 400 | 3000 | 1684.4 | 93.05 | 99.05 | 6 | 0
2030 | PJM_ROR_2_VACAR | PJM_ROR | VACAR | Internal | Summer | B8 | 500 | 3000 | 0 | 90.04 | 93.42 | 6 | 0
2030 | PJM_ROR_2_VACAR | PJM_ROR | VACAR | Internal | Summer | B9 | 800 | 3000 | 0 | 85.17 | 83.88 | 6 | 0
2030 | PJM_ROR_2_VACAR | PJM_ROR | VACAR | Internal | Summer | B10 | 1262 | 3000 | 1863.03 | 74.87 | 80.87 | 6 | 0
2030 | PJM_ROR_2_VACAR | PJM_ROR | VACAR | Internal | Winter | B16 | 25 | 3000 | 3000 | 95.03 | 118.66 | 6 | 17.63
2030 | PJM_ROR_2_VACAR | PJM_ROR | VACAR | Internal | Winter | B17 | 100 | 3000 | 3000 | 95.02 | 105.54 | 6 | 4.52
2030 | PJM_ROR_2_VACAR | PJM_ROR | VACAR | Internal | Winter | B18 | 400 | 3000 | 2051.36 | 91.17 | 97.17 | 6 | 0
2030 | PJM_ROR_2_VACAR | PJM_ROR | VACAR | Internal | Winter | B19 | 700 | 3000 | 535.7 | 91.17 | 97.17 | 6 | 0
2030 | PJM_ROR_2_VACAR | PJM_ROR | VACAR | Internal | Winter | B20 | 935 | 3000 | 3000 | 80.33 | 87.21 | 6 | 0.88
2030 | PJM_ROM_2_NYISO_A-F | PJM_ROM | NYISO_A-F | Internal | Shoulder | B11 | 25 | 2000 | 0 | 93.78 | 76.12 | 6 | 0
2030 | PJM_ROM_2_NYISO_A-F | PJM_ROM | NYISO_A-F | Internal | Shoulder | B12 | 200 | 2000 | 0 | 89.74 | 81.74 | 6 | 0
2030 | PJM_ROM_2_NYISO_A-F | PJM_ROM | NYISO_A-F | Internal | Shoulder | B13 | 600 | 2000 | 0 | 87.84 | 76.12 | 6 | 0
2030 | PJM_ROM_2_NYISO_A-F | PJM_ROM | NYISO_A-F | Internal | Shoulder | B14 | 900 | 2000 | 0 | 87.72 | 75.77 | 6 | 0
2030 | PJM_ROM_2_NYISO_A-F | PJM_ROM | NYISO_A-F | Internal | Shoulder | B15 | 1203 | 2000 | 0 | 77.37 | 75.77 | 6 | 0
2030 | PJM_ROM_2_NYISO_A-F | PJM_ROM | NYISO_A-F | Internal | Summer | B1 | 10 | 2000 | 0 | 194.21 | 94.98 | 6 | 0
2030 | PJM_ROM_2_NYISO_A-F | PJM_ROM | NYISO_A-F | Internal | Summer | B2 | 25 | 2000 | 0 | 186.65 | 94.98 | 6 | 0
2030 | PJM_ROM_2_NYISO_A-F | PJM_ROM | NYISO_A-F | Internal | Summer | B3 | 75 | 2000 | 0 | 140.4 | 88.96 | 6 | 0
2030 | PJM_ROM_2_NYISO_A-F | PJM_ROM | NYISO_A-F | Internal | Summer | B4 | 100 | 2000 | 0 | 140.4 | 86.39 | 6 | 0
2030 | PJM_ROM_2_NYISO_A-F | PJM_ROM | NYISO_A-F | Internal | Summer | B5 | 200 | 2000 | 0 | 133.2 | 86.39 | 6 | 0
2030 | PJM_ROM_2_NYISO_A-F | PJM_ROM | NYISO_A-F | Internal | Summer | B6 | 300 | 2000 | 0 | 102.21 | 86.39 | 6 | 0
2030 | PJM_ROM_2_NYISO_A-F | PJM_ROM | NYISO_A-F | Internal | Summer | B7 | 400 | 2000 | 0 | 93.06 | 83.95 | 6 | 0
2030 | PJM_ROM_2_NYISO_A-F | PJM_ROM | NYISO_A-F | Internal | Summer | B8 | 500 | 2000 | 0 | 90.06 | 76.09 | 6 | 0
2030 | PJM_ROM_2_NYISO_A-F | PJM_ROM | NYISO_A-F | Internal | Summer | B9 | 800 | 2000 | 0 | 85.18 | 74.47 | 6 | 0
2030 | PJM_ROM_2_NYISO_A-F | PJM_ROM | NYISO_A-F | Internal | Summer | B10 | 1262 | 2000 | 0 | 74.88 | 74.47 | 6 | 0
2030 | PJM_ROM_2_NYISO_A-F | PJM_ROM | NYISO_A-F | Internal | Winter | B16 | 25 | 2000 | 0 | 100.51 | 85.1 | 6 | 0
2030 | PJM_ROM_2_NYISO_A-F | PJM_ROM | NYISO_A-F | Internal | Winter | B17 | 100 | 2000 | 0 | 95.03 | 83.95 | 6 | 0
2030 | PJM_ROM_2_NYISO_A-F | PJM_ROM | NYISO_A-F | Internal | Winter | B18 | 400 | 2000 | 0 | 93.98 | 75.76 | 6 | 0
2030 | PJM_ROM_2_NYISO_A-F | PJM_ROM | NYISO_A-F | Internal | Winter | B19 | 700 | 2000 | 0 | 93.51 | 75.76 | 6 | 0
2030 | PJM_ROM_2_NYISO_A-F | PJM_ROM | NYISO_A-F | Internal | Winter | B20 | 935 | 2000 | 0 | 81.33 | 75.76 | 6 | 0
2030 | PJM_ROM_2_PJM_E | PJM_ROM | PJM_E | Internal | Shoulder | B11 | 25 | 8000 | 0 | 93.78 | 93.77 | 0.01 | 0
2030 | PJM_ROM_2_PJM_E | PJM_ROM | PJM_E | Internal | Shoulder | B12 | 200 | 8000 | 0 | 89.74 | 89.73 | 0.01 | 0
2030 | PJM_ROM_2_PJM_E | PJM_ROM | PJM_E | Internal | Shoulder | B13 | 600 | 8000 | 0 | 87.84 | 87.83 | 0.01 | 0
2030 | PJM_ROM_2_PJM_E | PJM_ROM | PJM_E | Internal | Shoulder | B14 | 900 | 8000 | 0 | 87.72 | 87.71 | 0.01 | 0
2030 | PJM_ROM_2_PJM_E | PJM_ROM | PJM_E | Internal | Shoulder | B15 | 1203 | 8000 | 0 | 77.37 | 77.36 | 0.01 | 0
2030 | PJM_ROM_2_PJM_E | PJM_ROM | PJM_E | Internal | Summer | B1 | 10 | 8000 | 238.3 | 194.21 | 194.22 | 0.01 | 0
2030 | PJM_ROM_2_PJM_E | PJM_ROM | PJM_E | Internal | Summer | B2 | 25 | 8000 | 734.58 | 186.65 | 186.66 | 0.01 | 0
2030 | PJM_ROM_2_PJM_E | PJM_ROM | PJM_E | Internal | Summer | B3 | 75 | 8000 | 0 | 140.4 | 140.39 | 0.01 | 0
2030 | PJM_ROM_2_PJM_E | PJM_ROM | PJM_E | Internal | Summer | B4 | 100 | 8000 | 0 | 140.4 | 140.39 | 0.01 | 0
2030 | PJM_ROM_2_PJM_E | PJM_ROM | PJM_E | Internal | Summer | B5 | 200 | 8000 | 0 | 133.2 | 133.19 | 0.01 | 0
2030 | PJM_ROM_2_PJM_E | PJM_ROM | PJM_E | Internal | Summer | B6 | 300 | 8000 | 0 | 102.21 | 102.19 | 0.01 | 0
2030 | PJM_ROM_2_PJM_E | PJM_ROM | PJM_E | Internal | Summer | B7 | 400 | 8000 | 0 | 93.06 | 93.05 | 0.01 | 0
2030 | PJM_ROM_2_PJM_E | PJM_ROM | PJM_E | Internal | Summer | B8 | 500 | 8000 | 0 | 90.06 | 90.04 | 0.01 | 0
2030 | PJM_ROM_2_PJM_E | PJM_ROM | PJM_E | Internal | Summer | B9 | 800 | 8000 | 0 | 85.18 | 85.17 | 0.01 | 0
2030 | PJM_ROM_2_PJM_E | PJM_ROM | PJM_E | Internal | Summer | B10 | 1262 | 8000 | 0 | 74.88 | 74.87 | 0.01 | 0
2030 | PJM_ROM_2_PJM_E | PJM_ROM | PJM_E | Internal | Winter | B16 | 25 | 8000 | 0 | 100.51 | 100.49 | 0.01 | 0
2030 | PJM_ROM_2_PJM_E | PJM_ROM | PJM_E | Internal | Winter | B17 | 100 | 8000 | 821.52 | 95.03 | 95.05 | 0.01 | 0
2030 | PJM_ROM_2_PJM_E | PJM_ROM | PJM_E | Internal | Winter | B18 | 400 | 8000 | 1999.17 | 93.98 | 93.99 | 0.01 | 0
2030 | PJM_ROM_2_PJM_E | PJM_ROM | PJM_E | Internal | Winter | B19 | 700 | 8000 | 1372.6 | 93.51 | 93.52 | 0.01 | 0
2030 | PJM_ROM_2_PJM_E | PJM_ROM | PJM_E | Internal | Winter | B20 | 935 | 8000 | 820.84 | 81.33 | 81.35 | 0.01 | 0
2030 | PJM_ROM_2_PJM_ROR | PJM_ROM | PJM_ROR | Internal | Shoulder | B11 | 25 | 8000 | 0 | 93.78 | 93.77 | 0.01 | 0
2030 | PJM_ROM_2_PJM_ROR | PJM_ROM | PJM_ROR | Internal | Shoulder | B12 | 200 | 8000 | 0 | 89.74 | 89.73 | 0.01 | 0
2030 | PJM_ROM_2_PJM_ROR | PJM_ROM | PJM_ROR | Internal | Shoulder | B13 | 600 | 8000 | 0 | 87.84 | 87.83 | 0.01 | 0
2030 | PJM_ROM_2_PJM_ROR | PJM_ROM | PJM_ROR | Internal | Shoulder | B14 | 900 | 8000 | 0 | 87.72 | 87.55 | 0.01 | 0
2030 | PJM_ROM_2_PJM_ROR | PJM_ROM | PJM_ROR | Internal | Shoulder | B15 | 1203 | 8000 | 0 | 77.37 | 77.36 | 0.01 | 0
2030 | PJM_ROM_2_PJM_ROR | PJM_ROM | PJM_ROR | Internal | Summer | B1 | 10 | 8000 | 0 | 194.21 | 142.3 | 0.01 | 0
2030 | PJM_ROM_2_PJM_ROR | PJM_ROM | PJM_ROR | Internal | Summer | B2 | 25 | 8000 | 0 | 186.65 | 140.39 | 0.01 | 0
2030 | PJM_ROM_2_PJM_ROR | PJM_ROM | PJM_ROR | Internal | Summer | B3 | 75 | 8000 | 0 | 140.4 | 140.39 | 0.01 | 0
2030 | PJM_ROM_2_PJM_ROR | PJM_ROM | PJM_ROR | Internal | Summer | B4 | 100 | 8000 | 0 | 140.4 | 140.39 | 0.01 | 0
2030 | PJM_ROM_2_PJM_ROR | PJM_ROM | PJM_ROR | Internal | Summer | B5 | 200 | 8000 | 0 | 133.2 | 133.19 | 0.01 | 0
2030 | PJM_ROM_2_PJM_ROR | PJM_ROM | PJM_ROR | Internal | Summer | B6 | 300 | 8000 | 0 | 102.21 | 102.19 | 0.01 | 0
2030 | PJM_ROM_2_PJM_ROR | PJM_ROM | PJM_ROR | Internal | Summer | B7 | 400 | 8000 | 0 | 93.06 | 93.05 | 0.01 | 0
2030 | PJM_ROM_2_PJM_ROR | PJM_ROM | PJM_ROR | Internal | Summer | B8 | 500 | 8000 | 0 | 90.06 | 90.04 | 0.01 | 0
2030 | PJM_ROM_2_PJM_ROR | PJM_ROM | PJM_ROR | Internal | Summer | B9 | 800 | 8000 | 0 | 85.18 | 85.17 | 0.01 | 0
2030 | PJM_ROM_2_PJM_ROR | PJM_ROM | PJM_ROR | Internal | Summer | B10 | 1262 | 8000 | 0 | 74.88 | 74.87 | 0.01 | 0
2030 | PJM_ROM_2_PJM_ROR | PJM_ROM | PJM_ROR | Internal | Winter | B16 | 25 | 8000 | 0 | 100.51 | 95.03 | 0.01 | 0
2030 | PJM_ROM_2_PJM_ROR | PJM_ROM | PJM_ROR | Internal | Winter | B17 | 100 | 8000 | 0 | 95.03 | 95.02 | 0.01 | 0
2030 | PJM_ROM_2_PJM_ROR | PJM_ROM | PJM_ROR | Internal | Winter | B18 | 400 | 8000 | 0 | 93.98 | 91.17 | 0.01 | 0
2030 | PJM_ROM_2_PJM_ROR | PJM_ROM | PJM_ROR | Internal | Winter | B19 | 700 | 8000 | 0 | 93.51 | 91.17 | 0.01 | 0
2030 | PJM_ROM_2_PJM_ROR | PJM_ROM | PJM_ROR | Internal | Winter | B20 | 935 | 8000 | 0 | 81.33 | 80.33 | 0.01 | 0
2030 | SOCO_2_ENT | SOCO | ENT | Internal | Shoulder | B11 | 25 | 2400 | 0 | 95.77 | 94.22 | 10 | 0
2030 | SOCO_2_ENT | SOCO | ENT | Internal | Shoulder | B12 | 200 | 2400 | 0 | 92.38 | 93.53 | 10 | 0
2030 | SOCO_2_ENT | SOCO | ENT | Internal | Shoulder | B13 | 600 | 2400 | 0 | 92.38 | 90.37 | 10 | 0
2030 | SOCO_2_ENT | SOCO | ENT | Internal | Shoulder | B14 | 900 | 2400 | 0 | 92.38 | 90.37 | 10 | 0
2030 | SOCO_2_ENT | SOCO | ENT | Internal | Shoulder | B15 | 1203 | 2400 | 0 | 89.83 | 83.96 | 10 | 0
2030 | SOCO_2_ENT | SOCO | ENT | Internal | Summer | B1 | 10 | 2400 | 0 | 157.3 | 149.3 | 10 | 0
2030 | SOCO_2_ENT | SOCO | ENT | Internal | Summer | B2 | 25 | 2400 | 0 | 149.54 | 141.54 | 10 | 0
2030 | SOCO_2_ENT | SOCO | ENT | Internal | Summer | B3 | 75 | 2400 | 0 | 149.4 | 141.4 | 10 | 0
2030 | SOCO_2_ENT | SOCO | ENT | Internal | Summer | B4 | 100 | 2400 | 0 | 146.39 | 138.39 | 10 | 0
2030 | SOCO_2_ENT | SOCO | ENT | Internal | Summer | B5 | 200 | 2400 | 0 | 129.19 | 127.2 | 10 | 0
2030 | SOCO_2_ENT | SOCO | ENT | Internal | Summer | B6 | 300 | 2400 | 0 | 94.21 | 96.09 | 10 | 0
2030 | SOCO_2_ENT | SOCO | ENT | Internal | Summer | B7 | 400 | 2400 | 0 | 90.88 | 92.56 | 10 | 0
2030 | SOCO_2_ENT | SOCO | ENT | Internal | Summer | B8 | 500 | 2400 | 0 | 90.88 | 91.87 | 10 | 0
2030 | SOCO_2_ENT | SOCO | ENT | Internal | Summer | B9 | 800 | 2400 | 0 | 90.88 | 88.77 | 10 | 0
2030 | SOCO_2_ENT | SOCO | ENT | Internal | Summer | B10 | 1262 | 2400 | 0 | 81.18 | 82.61 | 10 | 0
2030 | SOCO_2_ENT | SOCO | ENT | Internal | Winter | B16 | 25 | 2400 | 0 | 99.05 | 96.8 | 10 | 0
2030 | SOCO_2_ENT | SOCO | ENT | Internal | Winter | B17 | 100 | 2400 | 0 | 95.54 | 95.76 | 10 | 0
2030 | SOCO_2_ENT | SOCO | ENT | Internal | Winter | B18 | 400 | 2400 | 0 | 95.54 | 93.53 | 10 | 0
2030 | SOCO_2_ENT | SOCO | ENT | Internal | Winter | B19 | 700 | 2400 | 0 | 95.54 | 93.53 | 10 | 0
2030 | SOCO_2_ENT | SOCO | ENT | Internal | Winter | B20 | 935 | 2400 | 0 | 92 | 86.6 | 10 | 0
2030 | SOCO_2_FRCC | SOCO | FRCC | Internal | Shoulder | B11 | 25 | 3700 | 534.42 | 95.77 | 105.77 | 10 | 0
2030 | SOCO_2_FRCC | SOCO | FRCC | Internal | Shoulder | B12 | 200 | 3700 | 0 | 92.38 | 97.62 | 10 | 0
2030 | SOCO_2_FRCC | SOCO | FRCC | Internal | Shoulder | B13 | 600 | 3700 | 0 | 92.38 | 97.62 | 10 | 0
2030 | SOCO_2_FRCC | SOCO | FRCC | Internal | Shoulder | B14 | 900 | 3700 | 0 | 92.38 | 97.62 | 10 | 0
2030 | SOCO_2_FRCC | SOCO | FRCC | Internal | Shoulder | B15 | 1203 | 3700 | 0 | 89.83 | 84.43 | 10 | 0
2030 | SOCO_2_FRCC | SOCO | FRCC | Internal | Summer | B1 | 10 | 3700 | 0 | 157.3 | 155.87 | 10 | 0
2030 | SOCO_2_FRCC | SOCO | FRCC | Internal | Summer | B2 | 25 | 3700 | 0 | 149.54 | 155.87 | 10 | 0
2030 | SOCO_2_FRCC | SOCO | FRCC | Internal | Summer | B3 | 75 | 3700 | 0 | 149.4 | 151.58 | 10 | 0
2030 | SOCO_2_FRCC | SOCO | FRCC | Internal | Summer | B4 | 100 | 3700 | 0 | 146.39 | 151.58 | 10 | 0
2030 | SOCO_2_FRCC | SOCO | FRCC | Internal | Summer | B5 | 200 | 3700 | 0 | 129.19 | 131.68 | 10 | 0
2030 | SOCO_2_FRCC | SOCO | FRCC | Internal | Summer | B6 | 300 | 3700 | 0 | 94.21 | 96.7 | 10 | 0
2030 | SOCO_2_FRCC | SOCO | FRCC | Internal | Summer | B7 | 400 | 3700 | 0 | 90.88 | 96.7 | 10 | 0
2030 | SOCO_2_FRCC | SOCO | FRCC | Internal | Summer | B8 | 500 | 3700 | 0 | 90.88 | 96.7 | 10 | 0
2030 | SOCO_2_FRCC | SOCO | FRCC | Internal | Summer | B9 | 800 | 3700 | 0 | 90.88 | 96.7 | 10 | 0
2030 | SOCO_2_FRCC | SOCO | FRCC | Internal | Summer | B10 | 1262 | 3700 | 0 | 81.18 | 83.66 | 10 | 0
2030 | SOCO_2_FRCC | SOCO | FRCC | Internal | Winter | B16 | 25 | 3700 | 0 | 99.05 | 100.28 | 10 | 0
2030 | SOCO_2_FRCC | SOCO | FRCC | Internal | Winter | B17 | 100 | 3700 | 0 | 95.54 | 100.28 | 10 | 0
2030 | SOCO_2_FRCC | SOCO | FRCC | Internal | Winter | B18 | 400 | 3700 | 0 | 95.54 | 100.28 | 10 | 0
2030 | SOCO_2_FRCC | SOCO | FRCC | Internal | Winter | B19 | 700 | 3700 | 0 | 95.54 | 100.28 | 10 | 0
2030 | SOCO_2_FRCC | SOCO | FRCC | Internal | Winter | B20 | 935 | 3700 | 0 | 92 | 86.69 | 10 | 0
2030 | SOCO_2_TVA_Transmission | SOCO | TVA_Transmission | Internal | Shoulder | B11 | 25 | 2600 | 0 | 95.77 | 98.98 | 10 | 0
2030 | SOCO_2_TVA_Transmission | SOCO | TVA_Transmission | Internal | Shoulder | B12 | 200 | 2600 | 0 | 92.38 | 93.9 | 10 | 0
2030 | SOCO_2_TVA_Transmission | SOCO | TVA_Transmission | Internal | Shoulder | B13 | 600 | 2600 | 0 | 92.38 | 93.07 | 10 | 0
2030 | SOCO_2_TVA_Transmission | SOCO | TVA_Transmission | Internal | Shoulder | B14 | 900 | 2600 | 0 | 92.38 | 92.84 | 10 | 0
2030 | SOCO_2_TVA_Transmission | SOCO | TVA_Transmission | Internal | Shoulder | B15 | 1203 | 2600 | 0 | 89.83 | 83.36 | 10 | 0
2030 | SOCO_2_TVA_Transmission | SOCO | TVA_Transmission | Internal | Summer | B1 | 10 | 2600 | 0 | 157.3 | 152.3 | 10 | 0
2030 | SOCO_2_TVA_Transmission | SOCO | TVA_Transmission | Internal | Summer | B2 | 25 | 2600 | 0 | 149.54 | 149.54 | 10 | 0
2030 | SOCO_2_TVA_Transmission | SOCO | TVA_Transmission | Internal | Summer | B3 | 75 | 2600 | 0 | 149.4 | 146.39 | 10 | 0
2030 | SOCO_2_TVA_Transmission | SOCO | TVA_Transmission | Internal | Summer | B4 | 100 | 2600 | 0 | 146.39 | 146.39 | 10 | 0
2030 | SOCO_2_TVA_Transmission | SOCO | TVA_Transmission | Internal | Summer | B5 | 200 | 2600 | 0 | 129.19 | 133.45 | 10 | 0
2030 | SOCO_2_TVA_Transmission | SOCO | TVA_Transmission | Internal | Summer | B6 | 300 | 2600 | 0 | 94.21 | 102.4 | 10 | 0
2030 | SOCO_2_TVA_Transmission | SOCO | TVA_Transmission | Internal | Summer | B7 | 400 | 2600 | 0 | 90.88 | 94.79 | 10 | 0
2030 | SOCO_2_TVA_Transmission | SOCO | TVA_Transmission | Internal | Summer | B8 | 500 | 2600 | 0 | 90.88 | 92.64 | 10 | 0
2030 | SOCO_2_TVA_Transmission | SOCO | TVA_Transmission | Internal | Summer | B9 | 800 | 2600 | 0 | 90.88 | 90.51 | 10 | 0
2030 | SOCO_2_TVA_Transmission | SOCO | TVA_Transmission | Internal | Summer | B10 | 1262 | 2600 | 0 | 81.18 | 79.52 | 10 | 0
2030 | SOCO_2_TVA_Transmission | SOCO | TVA_Transmission | Internal | Winter | B16 | 25 | 2600 | 0 | 99.05 | 101.03 | 10 | 0
2030 | SOCO_2_TVA_Transmission | SOCO | TVA_Transmission | Internal | Winter | B17 | 100 | 2600 | 0 | 95.54 | 98.76 | 10 | 0
2030 | SOCO_2_TVA_Transmission | SOCO | TVA_Transmission | Internal | Winter | B18 | 400 | 2600 | 0 | 95.54 | 95.66 | 10 | 0
2030 | SOCO_2_TVA_Transmission | SOCO | TVA_Transmission | Internal | Winter | B19 | 700 | 2600 | 0 | 95.54 | 95.65 | 10 | 0
2030 | SOCO_2_TVA_Transmission | SOCO | TVA_Transmission | Internal | Winter | B20 | 935 | 2600 | 0 | 92 | 86.33 | 10 | 0
2030 | SOCO_2_VACAR | SOCO | VACAR | Internal | Shoulder | B11 | 25 | 2000 | 0 | 95.77 | 99.77 | 10 | 0
2030 | SOCO_2_VACAR | SOCO | VACAR | Internal | Shoulder | B12 | 200 | 2000 | 0 | 92.38 | 95.73 | 10 | 0
2030 | SOCO_2_VACAR | SOCO | VACAR | Internal | Shoulder | B13 | 600 | 2000 | 0 | 92.38 | 93.83 | 10 | 0
2030 | SOCO_2_VACAR | SOCO | VACAR | Internal | Shoulder | B14 | 900 | 2000 | 0 | 92.38 | 92.59 | 10 | 0
2030 | SOCO_2_VACAR | SOCO | VACAR | Internal | Shoulder | B15 | 1203 | 2000 | 0 | 89.83 | 82.83 | 10 | 0
2030 | SOCO_2_VACAR | SOCO | VACAR | Internal | Summer | B1 | 10 | 2000 | 0 | 157.3 | 151.39 | 10 | 0
2030 | SOCO_2_VACAR | SOCO | VACAR | Internal | Summer | B2 | 25 | 2000 | 0 | 149.54 | 151.39 | 10 | 0
2030 | SOCO_2_VACAR | SOCO | VACAR | Internal | Summer | B3 | 75 | 2000 | 0 | 149.4 | 151.39 | 10 | 0
2030 | SOCO_2_VACAR | SOCO | VACAR | Internal | Summer | B4 | 100 | 2000 | 0 | 146.39 | 151.39 | 10 | 0
2030 | SOCO_2_VACAR | SOCO | VACAR | Internal | Summer | B5 | 200 | 2000 | 1477.82 | 129.19 | 139.19 | 10 | 0
2030 | SOCO_2_VACAR | SOCO | VACAR | Internal | Summer | B6 | 300 | 2000 | 2000 | 94.21 | 108.19 | 10 | 3.98
2030 | SOCO_2_VACAR | SOCO | VACAR | Internal | Summer | B7 | 400 | 2000 | 0 | 90.88 | 99.05 | 10 | 0
2030 | SOCO_2_VACAR | SOCO | VACAR | Internal | Summer | B8 | 500 | 2000 | 0 | 90.88 | 93.42 | 10 | 0
2030 | SOCO_2_VACAR | SOCO | VACAR | Internal | Summer | B9 | 800 | 2000 | 0 | 90.88 | 83.88 | 10 | 0
2030 | SOCO_2_VACAR | SOCO | VACAR | Internal | Summer | B10 | 1262 | 2000 | 0 | 81.18 | 80.87 | 10 | 0
2030 | SOCO_2_VACAR | SOCO | VACAR | Internal | Winter | B16 | 25 | 2000 | 2000 | 99.05 | 118.66 | 10 | 9.6
2030 | SOCO_2_VACAR | SOCO | VACAR | Internal | Winter | B17 | 100 | 2000 | 787.01 | 95.54 | 105.54 | 10 | 0
2030 | SOCO_2_VACAR | SOCO | VACAR | Internal | Winter | B18 | 400 | 2000 | 0 | 95.54 | 97.17 | 10 | 0
2030 | SOCO_2_VACAR | SOCO | VACAR | Internal | Winter | B19 | 700 | 2000 | 0 | 95.54 | 97.17 | 10 | 0
2030 | SOCO_2_VACAR | SOCO | VACAR | Internal | Winter | B20 | 935 | 2000 | 0 | 92 | 87.21 | 10 | 0
2030 | SPP_N_2_ENT | SPP_N | ENT | Internal | Shoulder | B11 | 25 | 1800 | 0 | 93.64 | 94.22 | 5 | 0
2030 | SPP_N_2_ENT | SPP_N | ENT | Internal | Shoulder | B12 | 200 | 1800 | 169.04 | 88.53 | 93.53 | 5 | 0
2030 | SPP_N_2_ENT | SPP_N | ENT | Internal | Shoulder | B13 | 600 | 1800 | 807.48 | 85.37 | 90.37 | 5 | 0
2030 | SPP_N_2_ENT | SPP_N | ENT | Internal | Shoulder | B14 | 900 | 1800 | 1800 | 78.82 | 90.37 | 5 | 6.55
2030 | SPP_N_2_ENT | SPP_N | ENT | Internal | Shoulder | B15 | 1203 | 1800 | 1800 | 73 | 83.96 | 5 | 5.96
2030 | SPP_N_2_ENT | SPP_N | ENT | Internal | Summer | B1 | 10 | 1800 | 326.84 | 144.3 | 149.3 | 5 | 0
2030 | SPP_N_2_ENT | SPP_N | ENT | Internal | Summer | B2 | 25 | 1800 | 0 | 146.16 | 141.54 | 5 | 0
2030 | SPP_N_2_ENT | SPP_N | ENT | Internal | Summer | B3 | 75 | 1800 | 0 | 146.63 | 141.4 | 5 | 0
2030 | SPP_N_2_ENT | SPP_N | ENT | Internal | Summer | B4 | 100 | 1800 | 0 | 140.89 | 138.39 | 5 | 0
2030 | SPP_N_2_ENT | SPP_N | ENT | Internal | Summer | B5 | 200 | 1800 | 0 | 135.2 | 127.2 | 5 | 0
2030 | SPP_N_2_ENT | SPP_N | ENT | Internal | Summer | B6 | 300 | 1800 | 0 | 104.09 | 96.09 | 5 | 0
2030 | SPP_N_2_ENT | SPP_N | ENT | Internal | Summer | B7 | 400 | 1800 | 0 | 95.87 | 92.56 | 5 | 0
2030 | SPP_N_2_ENT | SPP_N | ENT | Internal | Summer | B8 | 500 | 1800 | 0 | 90.58 | 91.87 | 5 | 0
2030 | SPP_N_2_ENT | SPP_N | ENT | Internal | Summer | B9 | 800 | 1800 | 0 | 88.68 | 88.77 | 5 | 0
2030 | SPP_N_2_ENT | SPP_N | ENT | Internal | Summer | B10 | 1262 | 1800 | 1800 | 77.39 | 82.61 | 5 | 0.22
2030 | SPP_N_2_ENT | SPP_N | ENT | Internal | Winter | B16 | 25 | 1800 | 1800 | 88.03 | 96.8 | 5 | 3.77
2030 | SPP_N_2_ENT | SPP_N | ENT | Internal | Winter | B17 | 100 | 1800 | 1800 | 85.76 | 95.76 | 5 | 5
2030 | SPP_N_2_ENT | SPP_N | ENT | Internal | Winter | B18 | 400 | 1800 | 1800 | 87.16 | 93.53 | 5 | 1.36
2030 | SPP_N_2_ENT | SPP_N | ENT | Internal | Winter | B19 | 700 | 1800 | 1800 | 84.4 | 93.53 | 5 | 4.13
2030 | SPP_N_2_ENT | SPP_N | ENT | Internal | Winter | B20 | 935 | 1800 | 1800 | 80.97 | 86.6 | 5 | 0.64
2030 | SPP_N_2_MISO_MO-IL | SPP_N | MISO_MO-IL | Internal | Shoulder | B11 | 25 | 2000 | 0 | 93.64 | 91.79 | 5 | 0
2030 | SPP_N_2_MISO_MO-IL | SPP_N | MISO_MO-IL | Internal | Shoulder | B12 | 200 | 2000 | 0 | 88.53 | 87.73 | 5 | 0
2030 | SPP_N_2_MISO_MO-IL | SPP_N | MISO_MO-IL | Internal | Shoulder | B13 | 600 | 2000 | 0 | 85.37 | 86.84 | 5 | 0
2030 | SPP_N_2_MISO_MO-IL | SPP_N | MISO_MO-IL | Internal | Shoulder | B14 | 900 | 2000 | 2000 | 78.82 | 85.55 | 5 | 1.73
2030 | SPP_N_2_MISO_MO-IL | SPP_N | MISO_MO-IL | Internal | Shoulder | B15 | 1203 | 2000 | 0 | 73 | 75.96 | 5 | 0
2030 | SPP_N_2_MISO_MO-IL | SPP_N | MISO_MO-IL | Internal | Summer | B1 | 10 | 2000 | 0 | 144.3 | 144.3 | 5 | 0
2030 | SPP_N_2_MISO_MO-IL | SPP_N | MISO_MO-IL | Internal | Summer | B2 | 25 | 2000 | 0 | 146.16 | 141.54 | 5 | 0
2030 | SPP_N_2_MISO_MO-IL | SPP_N | MISO_MO-IL | Internal | Summer | B3 | 75 | 2000 | 0 | 146.63 | 141.52 | 5 | 0
2030 | SPP_N_2_MISO_MO-IL | SPP_N | MISO_MO-IL | Internal | Summer | B4 | 100 | 2000 | 0 | 140.89 | 140.86 | 5 | 0
2030 | SPP_N_2_MISO_MO-IL | SPP_N | MISO_MO-IL | Internal | Summer | B5 | 200 | 2000 | 0 | 135.2 | 135.2 | 5 | 0
2030 | SPP_N_2_MISO_MO-IL | SPP_N | MISO_MO-IL | Internal | Summer | B6 | 300 | 2000 | 0 | 104.09 | 104.09 | 5 | 0
2030 | SPP_N_2_MISO_MO-IL | SPP_N | MISO_MO-IL | Internal | Summer | B7 | 400 | 2000 | 0 | 95.87 | 91.06 | 5 | 0
2030 | SPP_N_2_MISO_MO-IL | SPP_N | MISO_MO-IL | Internal | Summer | B8 | 500 | 2000 | 0 | 90.58 | 88.04 | 5 | 0
2030 | SPP_N_2_MISO_MO-IL | SPP_N | MISO_MO-IL | Internal | Summer | B9 | 800 | 2000 | 0 | 88.68 | 83.17 | 5 | 0
2030 | SPP_N_2_MISO_MO-IL | SPP_N | MISO_MO-IL | Internal | Summer | B10 | 1262 | 2000 | 0 | 77.39 | 74.61 | 5 | 0
2030 | SPP_N_2_MISO_MO-IL | SPP_N | MISO_MO-IL | Internal | Winter | B16 | 25 | 2000 | 1382.74 | 88.03 | 93.03 | 5 | 0
2030 | SPP_N_2_MISO_MO-IL | SPP_N | MISO_MO-IL | Internal | Winter | B17 | 100 | 2000 | 1748.93 | 85.76 | 90.76 | 5 | 0
2030 | SPP_N_2_MISO_MO-IL | SPP_N | MISO_MO-IL | Internal | Winter | B18 | 400 | 2000 | 0 | 87.16 | 89.18 | 5 | 0
2030 | SPP_N_2_MISO_MO-IL | SPP_N | MISO_MO-IL | Internal | Winter | B19 | 700 | 2000 | 0 | 84.4 | 89.18 | 5 | 0
2030 | SPP_N_2_MISO_MO-IL | SPP_N | MISO_MO-IL | Internal | Winter | B20 | 935 | 2000 | 0 | 80.97 | 78.6 | 5 | 0
2030 | SPP_N_2_MISO_W | SPP_N | MISO_W | Internal | Shoulder | B11 | 25 | 750 | 0 | 93.64 | 91.78 | 5 | 0
2030 | SPP_N_2_MISO_W | SPP_N | MISO_W | Internal | Shoulder | B12 | 200 | 750 | 0 | 88.53 | 87.34 | 5 | 0
2030 | SPP_N_2_MISO_W | SPP_N | MISO_W | Internal | Shoulder | B13 | 600 | 750 | 0 | 85.37 | 85.36 | 5 | 0
2030 | SPP_N_2_MISO_W | SPP_N | MISO_W | Internal | Shoulder | B14 | 900 | 750 | 0 | 78.82 | 71.82 | 5 | 0
2030 | SPP_N_2_MISO_W | SPP_N | MISO_W | Internal | Shoulder | B15 | 1203 | 750 | 0 | 73 | 66 | 5 | 0
2030 | SPP_N_2_MISO_W | SPP_N | MISO_W | Internal | Summer | B1 | 10 | 750 | 0 | 144.3 | 144.28 | 5 | 0
2030 | SPP_N_2_MISO_W | SPP_N | MISO_W | Internal | Summer | B2 | 25 | 750 | 0 | 146.16 | 141.53 | 5 | 0
2030 | SPP_N_2_MISO_W | SPP_N | MISO_W | Internal | Summer | B3 | 75 | 750 | 0 | 146.63 | 141.53 | 5 | 0
2030 | SPP_N_2_MISO_W | SPP_N | MISO_W | Internal | Summer | B4 | 100 | 750 | 0 | 140.89 | 140.87 | 5 | 0
2030 | SPP_N_2_MISO_W | SPP_N | MISO_W | Internal | Summer | B5 | 200 | 750 | 0 | 135.2 | 135.19 | 5 | 0
2030 | SPP_N_2_MISO_W | SPP_N | MISO_W | Internal | Summer | B6 | 300 | 750 | 0 | 104.09 | 104.08 | 5 | 0
2030 | SPP_N_2_MISO_W | SPP_N | MISO_W | Internal | Summer | B7 | 400 | 750 | 0 | 95.87 | 91.05 | 5 | 0
2030 | SPP_N_2_MISO_W | SPP_N | MISO_W | Internal | Summer | B8 | 500 | 750 | 0 | 90.58 | 85.74 | 5 | 0
2030 | SPP_N_2_MISO_W | SPP_N | MISO_W | Internal | Summer | B9 | 800 | 750 | 0 | 88.68 | 83.15 | 5 | 0
2030 | SPP_N_2_MISO_W | SPP_N | MISO_W | Internal | Summer | B10 | 1262 | 750 | 0 | 77.39 | 70.39 | 5 | 0
2030 | SPP_N_2_MISO_W | SPP_N | MISO_W | Internal | Winter | B16 | 25 | 750 | 0 | 88.03 | 74.06 | 5 | 0
2030 | SPP_N_2_MISO_W | SPP_N | MISO_W | Internal | Winter | B17 | 100 | 750 | 0 | 85.76 | 78.75 | 5 | 0
2030 | SPP_N_2_MISO_W | SPP_N | MISO_W | Internal | Winter | B18 | 400 | 750 | 0 | 87.16 | 80.16 | 5 | 0
2030 | SPP_N_2_MISO_W | SPP_N | MISO_W | Internal | Winter | B19 | 700 | 750 | 0 | 84.4 | 80.16 | 5 | 0
2030 | SPP_N_2_MISO_W | SPP_N | MISO_W | Internal | Winter | B20 | 935 | 750 | 0 | 80.97 | 73.97 | 5 | 0
2030 | SPP_N_2_NE | SPP_N | NE | Internal | Shoulder | B11 | 25 | 332 | 0 | 93.64 | 93.62 | 0.01 | 0
2030 | SPP_N_2_NE | SPP_N | NE | Internal | Shoulder | B12 | 200 | 332 | 0 | 88.53 | 88.51 | 0.01 | 0
2030 | SPP_N_2_NE | SPP_N | NE | Internal | Shoulder | B13 | 600 | 332 | 0 | 85.37 | 85.36 | 0.01 | 0
2030 | SPP_N_2_NE | SPP_N | NE | Internal | Shoulder | B14 | 900 | 332 | 0 | 78.82 | 78.49 | 0.01 | 0
2030 | SPP_N_2_NE | SPP_N | NE | Internal | Shoulder | B15 | 1203 | 332 | 0 | 73 | 73 | 0.01 | 0
2030 | SPP_N_2_NE | SPP_N | NE | Internal | Summer | B1 | 10 | 332 | 0 | 144.3 | 144.28 | 0.01 | 0
2030 | SPP_N_2_NE | SPP_N | NE | Internal | Summer | B2 | 25 | 332 | 0 | 146.16 | 146.15 | 0.01 | 0
2030 | SPP_N_2_NE | SPP_N | NE | Internal | Summer | B3 | 75 | 332 | 0 | 146.63 | 146.25 | 0.01 | 0
2030 | SPP_N_2_NE | SPP_N | NE | Internal | Summer | B4 | 100 | 332 | 0 | 140.89 | 140.87 | 0.01 | 0
2030 | SPP_N_2_NE | SPP_N | NE | Internal | Summer | B5 | 200 | 332 | 0 | 135.2 | 135.19 | 0.01 | 0
2030 | SPP_N_2_NE | SPP_N | NE | Internal | Summer | B6 | 300 | 332 | 0 | 104.09 | 104.08 | 0.01 | 0
2030 | SPP_N_2_NE | SPP_N | NE | Internal | Summer | B7 | 400 | 332 | 0 | 95.87 | 95.86 | 0.01 | 0
2030 | SPP_N_2_NE | SPP_N | NE | Internal | Summer | B8 | 500 | 332 | 0 | 90.58 | 90.57 | 0.01 | 0
2030 | SPP_N_2_NE | SPP_N | NE | Internal | Summer | B9 | 800 | 332 | 0 | 88.68 | 88.67 | 0.01 | 0
2030 | SPP_N_2_NE | SPP_N | NE | Internal | Summer | B10 | 1262 | 332 | 0 | 77.39 | 77.38 | 0.01 | 0
2030 | SPP_N_2_NE | SPP_N | NE | Internal | Winter | B16 | 25 | 332 | 0 | 88.03 | 81.06 | 0.01 | 0
2030 | SPP_N_2_NE | SPP_N | NE | Internal | Winter | B17 | 100 | 332 | 0 | 85.76 | 85.75 | 0.01 | 0
2030 | SPP_N_2_NE | SPP_N | NE | Internal | Winter | B18 | 400 | 332 | 0 | 87.16 | 87.15 | 0.01 | 0
2030 | SPP_N_2_NE | SPP_N | NE | Internal | Winter | B19 | 700 | 332 | 0 | 84.4 | 84.39 | 0.01 | 0
2030 | SPP_N_2_NE | SPP_N | NE | Internal | Winter | B20 | 935 | 332 | 0 | 80.97 | 80.95 | 0.01 | 0
2030 | SPP_N_2_SPP_S | SPP_N | SPP_S | Internal | Shoulder | B11 | 25 | 4000 | 364.98 | 93.64 | 93.65 | 0.01 | 0
2030 | SPP_N_2_SPP_S | SPP_N | SPP_S | Internal | Shoulder | B12 | 200 | 4000 | 2050.94 | 88.53 | 88.54 | 0.01 | 0
2030 | SPP_N_2_SPP_S | SPP_N | SPP_S | Internal | Shoulder | B13 | 600 | 4000 | 1111.31 | 85.37 | 85.38 | 0.01 | 0
2030 | SPP_N_2_SPP_S | SPP_N | SPP_S | Internal | Shoulder | B14 | 900 | 4000 | 0 | 78.82 | 78.1 | 0.01 | 0
2030 | SPP_N_2_SPP_S | SPP_N | SPP_S | Internal | Shoulder | B15 | 1203 | 4000 | 1060.57 | 73 | 73.02 | 0.01 | 0
2030 | SPP_N_2_SPP_S | SPP_N | SPP_S | Internal | Summer | B1 | 10 | 4000 | 0 | 144.3 | 92.84 | 0.01 | 0
2030 | SPP_N_2_SPP_S | SPP_N | SPP_S | Internal | Summer | B2 | 25 | 4000 | 0 | 146.16 | 128.95 | 0.01 | 0
2030 | SPP_N_2_SPP_S | SPP_N | SPP_S | Internal | Summer | B3 | 75 | 4000 | 0 | 146.63 | 134.88 | 0.01 | 0
2030 | SPP_N_2_SPP_S | SPP_N | SPP_S | Internal | Summer | B4 | 100 | 4000 | 0 | 140.89 | 128.95 | 0.01 | 0
2030 | SPP_N_2_SPP_S | SPP_N | SPP_S | Internal | Summer | B5 | 200 | 4000 | 0 | 135.2 | 128.95 | 0.01 | 0
2030 | SPP_N_2_SPP_S | SPP_N | SPP_S | Internal | Summer | B6 | 300 | 4000 | 0 | 104.09 | 104.09 | 0.01 | 0
2030 | SPP_N_2_SPP_S | SPP_N | SPP_S | Internal | Summer | B7 | 400 | 4000 | 0 | 95.87 | 95.86 | 0.01 | 0
2030 | SPP_N_2_SPP_S | SPP_N | SPP_S | Internal | Summer | B8 | 500 | 4000 | 0 | 90.58 | 90.57 | 0.01 | 0
2030 | SPP_N_2_SPP_S | SPP_N | SPP_S | Internal | Summer | B9 | 800 | 4000 | 1122.51 | 88.68 | 88.69 | 0.01 | 0
2030 | SPP_N_2_SPP_S | SPP_N | SPP_S | Internal | Summer | B10 | 1262 | 4000 | 2432.48 | 77.39 | 77.4 | 0.01 | 0
2030 | SPP_N_2_SPP_S | SPP_N | SPP_S | Internal | Winter | B16 | 25 | 4000 | 2350.26 | 88.03 | 88.04 | 0.01 | 0
2030 | SPP_N_2_SPP_S | SPP_N | SPP_S | Internal | Winter | B17 | 100 | 4000 | 1904.72 | 85.76 | 85.77 | 0.01 | 0
2030 | SPP_N_2_SPP_S | SPP_N | SPP_S | Internal | Winter | B18 | 400 | 4000 | 2076.22 | 87.16 | 87.18 | 0.01 | 0
2030 | SPP_N_2_SPP_S | SPP_N | SPP_S | Internal | Winter | B19 | 700 | 4000 | 691.11 | 84.4 | 84.42 | 0.01 | 0
2030 | SPP_N_2_SPP_S | SPP_N | SPP_S | Internal | Winter | B20 | 935 | 4000 | 0 | 80.97 | 80.95 | 0.01 | 0
2030 | SPP_S_2_ENT | SPP_S | ENT | Internal | Shoulder | B11 | 25 | 850 | 0 | 93.65 | 94.22 | 5 | 0
2030 | SPP_S_2_ENT | SPP_S | ENT | Internal | Shoulder | B12 | 200 | 850 | 0 | 88.54 | 93.53 | 5 | 0
2030 | SPP_S_2_ENT | SPP_S | ENT | Internal | Shoulder | B13 | 600 | 850 | 0 | 85.38 | 90.37 | 5 | 0
2030 | SPP_S_2_ENT | SPP_S | ENT | Internal | Shoulder | B14 | 900 | 850 | 850 | 78.1 | 90.37 | 5 | 7.27
2030 | SPP_S_2_ENT | SPP_S | ENT | Internal | Shoulder | B15 | 1203 | 850 | 850 | 73.02 | 83.96 | 5 | 5.95
2030 | SPP_S_2_ENT | SPP_S | ENT | Internal | Summer | B1 | 10 | 850 | 850 | 92.84 | 149.3 | 5 | 51.45
2030 | SPP_S_2_ENT | SPP_S | ENT | Internal | Summer | B2 | 25 | 850 | 850 | 128.95 | 141.54 | 5 | 7.59
2030 | SPP_S_2_ENT | SPP_S | ENT | Internal | Summer | B3 | 75 | 850 | 850 | 134.88 | 141.4 | 5 | 1.52
2030 | SPP_S_2_ENT | SPP_S | ENT | Internal | Summer | B4 | 100 | 850 | 850 | 128.95 | 138.39 | 5 | 4.44
2030 | SPP_S_2_ENT | SPP_S | ENT | Internal | Summer | B5 | 200 | 850 | 0 | 128.95 | 127.2 | 5 | 0
2030 | SPP_S_2_ENT | SPP_S | ENT | Internal | Summer | B6 | 300 | 850 | 0 | 104.09 | 96.09 | 5 | 0
2030 | SPP_S_2_ENT | SPP_S | ENT | Internal | Summer | B7 | 400 | 850 | 0 | 95.86 | 92.56 | 5 | 0
2030 | SPP_S_2_ENT | SPP_S | ENT | Internal | Summer | B8 | 500 | 850 | 0 | 90.57 | 91.87 | 5 | 0
2030 | SPP_S_2_ENT | SPP_S | ENT | Internal | Summer | B9 | 800 | 850 | 0 | 88.69 | 88.77 | 5 | 0
2030 | SPP_S_2_ENT | SPP_S | ENT | Internal | Summer | B10 | 1262 | 850 | 850 | 77.4 | 82.61 | 5 | 0.21
2030 | SPP_S_2_ENT | SPP_S | ENT | Internal | Winter | B16 | 25 | 850 | 850 | 88.04 | 96.8 | 5 | 3.76
2030 | SPP_S_2_ENT | SPP_S | ENT | Internal | Winter | B17 | 100 | 850 | 850 | 85.77 | 95.76 | 5 | 4.99
2030 | SPP_S_2_ENT | SPP_S | ENT | Internal | Winter | B18 | 400 | 850 | 850 | 87.18 | 93.53 | 5 | 1.35
2030 | SPP_S_2_ENT | SPP_S | ENT | Internal | Winter | B19 | 700 | 850 | 850 | 84.42 | 93.53 | 5 | 4.11
2030 | SPP_S_2_ENT | SPP_S | ENT | Internal | Winter | B20 | 935 | 850 | 850 | 80.95 | 86.6 | 5 | 0.65
2030 | SPP_S_2_SPP_N | SPP_S | SPP_N | Internal | Shoulder | B11 | 25 | 640 | 0 | 93.65 | 93.64 | 0.01 | 0
2030 | SPP_S_2_SPP_N | SPP_S | SPP_N | Internal | Shoulder | B12 | 200 | 640 | 0 | 88.54 | 88.53 | 0.01 | 0
2030 | SPP_S_2_SPP_N | SPP_S | SPP_N | Internal | Shoulder | B13 | 600 | 640 | 0 | 85.38 | 85.37 | 0.01 | 0
2030 | SPP_S_2_SPP_N | SPP_S | SPP_N | Internal | Shoulder | B14 | 900 | 640 | 640 | 78.1 | 78.82 | 0.01 | 0.71
2030 | SPP_S_2_SPP_N | SPP_S | SPP_N | Internal | Shoulder | B15 | 1203 | 640 | 0 | 73.02 | 73 | 0.01 | 0
2030 | SPP_S_2_SPP_N | SPP_S | SPP_N | Internal | Summer | B1 | 10 | 640 | 640 | 92.84 | 144.3 | 0.01 | 51.44
2030 | SPP_S_2_SPP_N | SPP_S | SPP_N | Internal | Summer | B2 | 25 | 640 | 640 | 128.95 | 146.16 | 0.01 | 17.2
2030 | SPP_S_2_SPP_N | SPP_S | SPP_N | Internal | Summer | B3 | 75 | 640 | 640 | 134.88 | 146.63 | 0.01 | 11.74
2030 | SPP_S_2_SPP_N | SPP_S | SPP_N | Internal | Summer | B4 | 100 | 640 | 640 | 128.95 | 140.89 | 0.01 | 11.93
2030 | SPP_S_2_SPP_N | SPP_S | SPP_N | Internal | Summer | B5 | 200 | 640 | 640 | 128.95 | 135.2 | 0.01 | 6.25
2030 | SPP_S_2_SPP_N | SPP_S | SPP_N | Internal | Summer | B6 | 300 | 640 | 0 | 104.09 | 104.09 | 0.01 | 0
2030 | SPP_S_2_SPP_N | SPP_S | SPP_N | Internal | Summer | B7 | 400 | 640 | 136.17 | 95.86 | 95.87 | 0.01 | 0
2030 | SPP_S_2_SPP_N | SPP_S | SPP_N | Internal | Summer | B8 | 500 | 640 | 152.71 | 90.57 | 90.58 | 0.01 | 0
2030 | SPP_S_2_SPP_N | SPP_S | SPP_N | Internal | Summer | B9 | 800 | 640 | 0 | 88.69 | 88.68 | 0.01 | 0
2030 | SPP_S_2_SPP_N | SPP_S | SPP_N | Internal | Summer | B10 | 1262 | 640 | 0 | 77.4 | 77.39 | 0.01 | 0
2030 | SPP_S_2_SPP_N | SPP_S | SPP_N | Internal | Winter | B16 | 25 | 640 | 0 | 88.04 | 88.03 | 0.01 | 0
2030 | SPP_S_2_SPP_N | SPP_S | SPP_N | Internal | Winter | B17 | 100 | 640 | 0 | 85.77 | 85.76 | 0.01 | 0
2030 | SPP_S_2_SPP_N | SPP_S | SPP_N | Internal | Winter | B18 | 400 | 640 | 0 | 87.18 | 87.16 | 0.01 | 0
2030 | SPP_S_2_SPP_N | SPP_S | SPP_N | Internal | Winter | B19 | 700 | 640 | 0 | 84.42 | 84.4 | 0.01 | 0
2030 | SPP_S_2_SPP_N | SPP_S | SPP_N | Internal | Winter | B20 | 935 | 640 | 299.74 | 80.95 | 80.97 | 0.01 | 0
2030 | TVA_2_ENT | TVA | ENT | Internal | Shoulder | B11 | 25 | 500 | 0 | 98.6 | 94.22 | 9 | 0
2030 | TVA_2_ENT | TVA | ENT | Internal | Shoulder | B12 | 200 | 500 | 0 | 92.83 | 93.53 | 9 | 0
2030 | TVA_2_ENT | TVA | ENT | Internal | Shoulder | B13 | 600 | 500 | 0 | 92.49 | 90.37 | 9 | 0
2030 | TVA_2_ENT | TVA | ENT | Internal | Shoulder | B14 | 900 | 500 | 0 | 92.49 | 90.37 | 9 | 0
2030 | TVA_2_ENT | TVA | ENT | Internal | Shoulder | B15 | 1203 | 500 | 0 | 83.37 | 83.96 | 9 | 0
2030 | TVA_2_ENT | TVA | ENT | Internal | Summer | B1 | 10 | 500 | 0 | 152.31 | 149.3 | 9 | 0
2030 | TVA_2_ENT | TVA | ENT | Internal | Summer | B2 | 25 | 500 | 0 | 149.55 | 141.54 | 9 | 0
2030 | TVA_2_ENT | TVA | ENT | Internal | Summer | B3 | 75 | 500 | 0 | 146.4 | 141.4 | 9 | 0
2030 | TVA_2_ENT | TVA | ENT | Internal | Summer | B4 | 100 | 500 | 0 | 146.4 | 138.39 | 9 | 0
2030 | TVA_2_ENT | TVA | ENT | Internal | Summer | B5 | 200 | 500 | 0 | 126.2 | 127.2 | 9 | 0
2030 | TVA_2_ENT | TVA | ENT | Internal | Summer | B6 | 300 | 500 | 0 | 94.3 | 96.09 | 9 | 0
2030 | TVA_2_ENT | TVA | ENT | Internal | Summer | B7 | 400 | 500 | 0 | 90.34 | 92.56 | 9 | 0
2030 | TVA_2_ENT | TVA | ENT | Internal | Summer | B8 | 500 | 500 | 0 | 90.34 | 91.87 | 9 | 0
2030 | TVA_2_ENT | TVA | ENT | Internal | Summer | B9 | 800 | 500 | 0 | 90.34 | 88.77 | 9 | 0
2030 | TVA_2_ENT | TVA | ENT | Internal | Summer | B10 | 1262 | 500 | 0 | 78.24 | 82.61 | 9 | 0
2030 | TVA_2_ENT | TVA | ENT | Internal | Winter | B16 | 25 | 500 | 0 | 101.04 | 96.8 | 9 | 0
2030 | TVA_2_ENT | TVA | ENT | Internal | Winter | B17 | 100 | 500 | 0 | 98.77 | 95.76 | 9 | 0
2030 | TVA_2_ENT | TVA | ENT | Internal | Winter | B18 | 400 | 500 | 0 | 94.81 | 93.53 | 9 | 0
2030 | TVA_2_ENT | TVA | ENT | Internal | Winter | B19 | 700 | 500 | 0 | 94.81 | 93.53 | 9 | 0
2030 | TVA_2_ENT | TVA | ENT | Internal | Winter | B20 | 935 | 500 | 0 | 86.34 | 86.6 | 9 | 0
2030 | TVA_2_MISO_MO-IL | TVA | MISO_MO-IL | Internal | Shoulder | B11 | 25 | 50 | 0 | 98.6 | 91.79 | 9 | 0
2030 | TVA_2_MISO_MO-IL | TVA | MISO_MO-IL | Internal | Shoulder | B12 | 200 | 50 | 0 | 92.83 | 87.73 | 9 | 0
2030 | TVA_2_MISO_MO-IL | TVA | MISO_MO-IL | Internal | Shoulder | B13 | 600 | 50 | 0 | 92.49 | 86.84 | 9 | 0
2030 | TVA_2_MISO_MO-IL | TVA | MISO_MO-IL | Internal | Shoulder | B14 | 900 | 50 | 0 | 92.49 | 85.55 | 9 | 0
2030 | TVA_2_MISO_MO-IL | TVA | MISO_MO-IL | Internal | Shoulder | B15 | 1203 | 50 | 0 | 83.37 | 75.96 | 9 | 0
2030 | TVA_2_MISO_MO-IL | TVA | MISO_MO-IL | Internal | Summer | B1 | 10 | 50 | 0 | 152.31 | 144.3 | 9 | 0
2030 | TVA_2_MISO_MO-IL | TVA | MISO_MO-IL | Internal | Summer | B2 | 25 | 50 | 0 | 149.55 | 141.54 | 9 | 0
2030 | TVA_2_MISO_MO-IL | TVA | MISO_MO-IL | Internal | Summer | B3 | 75 | 50 | 0 | 146.4 | 141.52 | 9 | 0
2030 | TVA_2_MISO_MO-IL | TVA | MISO_MO-IL | Internal | Summer | B4 | 100 | 50 | 0 | 146.4 | 140.86 | 9 | 0
2030 | TVA_2_MISO_MO-IL | TVA | MISO_MO-IL | Internal | Summer | B5 | 200 | 50 | 6.27 | 126.2 | 135.2 | 9 | 0
2030 | TVA_2_MISO_MO-IL | TVA | MISO_MO-IL | Internal | Summer | B6 | 300 | 50 | 50 | 94.3 | 104.09 | 9 | 0.79
2030 | TVA_2_MISO_MO-IL | TVA | MISO_MO-IL | Internal | Summer | B7 | 400 | 50 | 0 | 90.34 | 91.06 | 9 | 0
2030 | TVA_2_MISO_MO-IL | TVA | MISO_MO-IL | Internal | Summer | B8 | 500 | 50 | 0 | 90.34 | 88.04 | 9 | 0
2030 | TVA_2_MISO_MO-IL | TVA | MISO_MO-IL | Internal | Summer | B9 | 800 | 50 | 0 | 90.34 | 83.17 | 9 | 0
2030 | TVA_2_MISO_MO-IL | TVA | MISO_MO-IL | Internal | Summer | B10 | 1262 | 50 | 0 | 78.24 | 74.61 | 9 | 0
2030 | TVA_2_MISO_MO-IL | TVA | MISO_MO-IL | Internal | Winter | B16 | 25 | 50 | 0 | 101.04 | 93.03 | 9 | 0
2030 | TVA_2_MISO_MO-IL | TVA | MISO_MO-IL | Internal | Winter | B17 | 100 | 50 | 0 | 98.77 | 90.76 | 9 | 0
2030 | TVA_2_MISO_MO-IL | TVA | MISO_MO-IL | Internal | Winter | B18 | 400 | 50 | 0 | 94.81 | 89.18 | 9 | 0
2030 | TVA_2_MISO_MO-IL | TVA | MISO_MO-IL | Internal | Winter | B19 | 700 | 50 | 0 | 94.81 | 89.18 | 9 | 0
2030 | TVA_2_MISO_MO-IL | TVA | MISO_MO-IL | Internal | Winter | B20 | 935 | 50 | 0 | 86.34 | 78.6 | 9 | 0
2030 | TVA_2_NonRTO_Midwest | TVA | NonRTO_Midwest | Internal | Shoulder | B11 | 25 | 100 | 0 | 98.6 | 99.78 | 9 | 0
2030 | TVA_2_NonRTO_Midwest | TVA | NonRTO_Midwest | Internal | Shoulder | B12 | 200 | 100 | 0 | 92.83 | 95.72 | 9 | 0
2030 | TVA_2_NonRTO_Midwest | TVA | NonRTO_Midwest | Internal | Shoulder | B13 | 600 | 100 | 0 | 92.49 | 94.83 | 9 | 0
2030 | TVA_2_NonRTO_Midwest | TVA | NonRTO_Midwest | Internal | Shoulder | B14 | 900 | 100 | 0 | 92.49 | 93.53 | 9 | 0
2030 | TVA_2_NonRTO_Midwest | TVA | NonRTO_Midwest | Internal | Shoulder | B15 | 1203 | 100 | 0 | 83.37 | 83.44 | 9 | 0
2030 | TVA_2_NonRTO_Midwest | TVA | NonRTO_Midwest | Internal | Summer | B1 | 10 | 100 | 0 | 152.31 | 147.28 | 9 | 0
2030 | TVA_2_NonRTO_Midwest | TVA | NonRTO_Midwest | Internal | Summer | B2 | 25 | 100 | 0 | 149.55 | 147.28 | 9 | 0
2030 | TVA_2_NonRTO_Midwest | TVA | NonRTO_Midwest | Internal | Summer | B3 | 75 | 100 | 0 | 146.4 | 147.28 | 9 | 0
2030 | TVA_2_NonRTO_Midwest | TVA | NonRTO_Midwest | Internal | Summer | B4 | 100 | 100 | 0 | 146.4 | 146.39 | 9 | 0
2030 | TVA_2_NonRTO_Midwest | TVA | NonRTO_Midwest | Internal | Summer | B5 | 200 | 100 | 100 | 126.2 | 139.18 | 9 | 3.98
2030 | TVA_2_NonRTO_Midwest | TVA | NonRTO_Midwest | Internal | Summer | B6 | 300 | 100 | 100 | 94.3 | 109.81 | 9 | 6.51
2030 | TVA_2_NonRTO_Midwest | TVA | NonRTO_Midwest | Internal | Summer | B7 | 400 | 100 | 0 | 90.34 | 99.05 | 9 | 0
2030 | TVA_2_NonRTO_Midwest | TVA | NonRTO_Midwest | Internal | Summer | B8 | 500 | 100 | 0 | 90.34 | 96.03 | 9 | 0
2030 | TVA_2_NonRTO_Midwest | TVA | NonRTO_Midwest | Internal | Summer | B9 | 800 | 100 | 0 | 90.34 | 91.16 | 9 | 0
2030 | TVA_2_NonRTO_Midwest | TVA | NonRTO_Midwest | Internal | Summer | B10 | 1262 | 100 | 0 | 78.24 | 78.03 | 9 | 0
2030 | TVA_2_NonRTO_Midwest | TVA | NonRTO_Midwest | Internal | Winter | B16 | 25 | 100 | 0 | 101.04 | 101.02 | 9 | 0
2030 | TVA_2_NonRTO_Midwest | TVA | NonRTO_Midwest | Internal | Winter | B17 | 100 | 100 | 0 | 98.77 | 98.75 | 9 | 0
2030 | TVA_2_NonRTO_Midwest | TVA | NonRTO_Midwest | Internal | Winter | B18 | 400 | 100 | 0 | 94.81 | 97.17 | 9 | 0
2030 | TVA_2_NonRTO_Midwest | TVA | NonRTO_Midwest | Internal | Winter | B19 | 700 | 100 | 0 | 94.81 | 97.17 | 9 | 0
2030 | TVA_2_NonRTO_Midwest | TVA | NonRTO_Midwest | Internal | Winter | B20 | 935 | 100 | 0 | 86.34 | 86.59 | 9 | 0
2030 | TVA_2_PJM_ROR | TVA | PJM_ROR | Internal | Shoulder | B11 | 25 | 500 | 0 | 98.6 | 93.77 | 9 | 0
2030 | TVA_2_PJM_ROR | TVA | PJM_ROR | Internal | Shoulder | B12 | 200 | 500 | 0 | 92.83 | 89.73 | 9 | 0
2030 | TVA_2_PJM_ROR | TVA | PJM_ROR | Internal | Shoulder | B13 | 600 | 500 | 0 | 92.49 | 87.83 | 9 | 0
2030 | TVA_2_PJM_ROR | TVA | PJM_ROR | Internal | Shoulder | B14 | 900 | 500 | 0 | 92.49 | 87.55 | 9 | 0
2030 | TVA_2_PJM_ROR | TVA | PJM_ROR | Internal | Shoulder | B15 | 1203 | 500 | 0 | 83.37 | 77.36 | 9 | 0
2030 | TVA_2_PJM_ROR | TVA | PJM_ROR | Internal | Summer | B1 | 10 | 500 | 0 | 152.31 | 142.3 | 9 | 0
2030 | TVA_2_PJM_ROR | TVA | PJM_ROR | Internal | Summer | B2 | 25 | 500 | 0 | 149.55 | 140.39 | 9 | 0
2030 | TVA_2_PJM_ROR | TVA | PJM_ROR | Internal | Summer | B3 | 75 | 500 | 0 | 146.4 | 140.39 | 9 | 0
2030 | TVA_2_PJM_ROR | TVA | PJM_ROR | Internal | Summer | B4 | 100 | 500 | 0 | 146.4 | 140.39 | 9 | 0
2030 | TVA_2_PJM_ROR | TVA | PJM_ROR | Internal | Summer | B5 | 200 | 500 | 0 | 126.2 | 133.19 | 9 | 0
2030 | TVA_2_PJM_ROR | TVA | PJM_ROR | Internal | Summer | B6 | 300 | 500 | 0 | 94.3 | 102.19 | 9 | 0
2030 | TVA_2_PJM_ROR | TVA | PJM_ROR | Internal | Summer | B7 | 400 | 500 | 0 | 90.34 | 93.05 | 9 | 0
2030 | TVA_2_PJM_ROR | TVA | PJM_ROR | Internal | Summer | B8 | 500 | 500 | 0 | 90.34 | 90.04 | 9 | 0
2030 | TVA_2_PJM_ROR | TVA | PJM_ROR | Internal | Summer | B9 | 800 | 500 | 0 | 90.34 | 85.17 | 9 | 0
2030 | TVA_2_PJM_ROR | TVA | PJM_ROR | Internal | Summer | B10 | 1262 | 500 | 0 | 78.24 | 74.87 | 9 | 0
2030 | TVA_2_PJM_ROR | TVA | PJM_ROR | Internal | Winter | B16 | 25 | 500 | 0 | 101.04 | 95.03 | 9 | 0
2030 | TVA_2_PJM_ROR | TVA | PJM_ROR | Internal | Winter | B17 | 100 | 500 | 0 | 98.77 | 95.02 | 9 | 0
2030 | TVA_2_PJM_ROR | TVA | PJM_ROR | Internal | Winter | B18 | 400 | 500 | 0 | 94.81 | 91.17 | 9 | 0
2030 | TVA_2_PJM_ROR | TVA | PJM_ROR | Internal | Winter | B19 | 700 | 500 | 0 | 94.81 | 91.17 | 9 | 0
2030 | TVA_2_PJM_ROR | TVA | PJM_ROR | Internal | Winter | B20 | 935 | 500 | 0 | 86.34 | 80.33 | 9 | 0
2030 | TVA_2_SOCO | TVA | SOCO | Internal | Shoulder | B11 | 25 | 500 | 0 | 98.6 | 95.77 | 9 | 0
2030 | TVA_2_SOCO | TVA | SOCO | Internal | Shoulder | B12 | 200 | 500 | 0 | 92.83 | 92.38 | 9 | 0
2030 | TVA_2_SOCO | TVA | SOCO | Internal | Shoulder | B13 | 600 | 500 | 0 | 92.49 | 92.38 | 9 | 0
2030 | TVA_2_SOCO | TVA | SOCO | Internal | Shoulder | B14 | 900 | 500 | 0 | 92.49 | 92.38 | 9 | 0
2030 | TVA_2_SOCO | TVA | SOCO | Internal | Shoulder | B15 | 1203 | 500 | 0 | 83.37 | 89.83 | 9 | 0
2030 | TVA_2_SOCO | TVA | SOCO | Internal | Summer | B1 | 10 | 500 | 0 | 152.31 | 157.3 | 9 | 0
2030 | TVA_2_SOCO | TVA | SOCO | Internal | Summer | B2 | 25 | 500 | 0 | 149.55 | 149.54 | 9 | 0
2030 | TVA_2_SOCO | TVA | SOCO | Internal | Summer | B3 | 75 | 500 | 0 | 146.4 | 149.4 | 9 | 0
2030 | TVA_2_SOCO | TVA | SOCO | Internal | Summer | B4 | 100 | 500 | 0 | 146.4 | 146.39 | 9 | 0
2030 | TVA_2_SOCO | TVA | SOCO | Internal | Summer | B5 | 200 | 500 | 0 | 126.2 | 129.19 | 9 | 0
2030 | TVA_2_SOCO | TVA | SOCO | Internal | Summer | B6 | 300 | 500 | 0 | 94.3 | 94.21 | 9 | 0
2030 | TVA_2_SOCO | TVA | SOCO | Internal | Summer | B7 | 400 | 500 | 0 | 90.34 | 90.88 | 9 | 0
2030 | TVA_2_SOCO | TVA | SOCO | Internal | Summer | B8 | 500 | 500 | 0 | 90.34 | 90.88 | 9 | 0
2030 | TVA_2_SOCO | TVA | SOCO | Internal | Summer | B9 | 800 | 500 | 0 | 90.34 | 90.88 | 9 | 0
2030 | TVA_2_SOCO | TVA | SOCO | Internal | Summer | B10 | 1262 | 500 | 0 | 78.24 | 81.18 | 9 | 0
2030 | TVA_2_SOCO | TVA | SOCO | Internal | Winter | B16 | 25 | 500 | 0 | 101.04 | 99.05 | 9 | 0
2030 | TVA_2_SOCO | TVA | SOCO | Internal | Winter | B17 | 100 | 500 | 0 | 98.77 | 95.54 | 9 | 0
2030 | TVA_2_SOCO | TVA | SOCO | Internal | Winter | B18 | 400 | 500 | 0 | 94.81 | 95.54 | 9 | 0
2030 | TVA_2_SOCO | TVA | SOCO | Internal | Winter | B19 | 700 | 500 | 0 | 94.81 | 95.54 | 9 | 0
2030 | TVA_2_SOCO | TVA | SOCO | Internal | Winter | B20 | 935 | 500 | 0 | 86.34 | 92 | 9 | 0
2030 | TVA_2_VACAR | TVA | VACAR | Internal | Shoulder | B11 | 25 | 150 | 0 | 98.6 | 99.77 | 9 | 0
2030 | TVA_2_VACAR | TVA | VACAR | Internal | Shoulder | B12 | 200 | 150 | 0 | 92.83 | 95.73 | 9 | 0
2030 | TVA_2_VACAR | TVA | VACAR | Internal | Shoulder | B13 | 600 | 150 | 0 | 92.49 | 93.83 | 9 | 0
2030 | TVA_2_VACAR | TVA | VACAR | Internal | Shoulder | B14 | 900 | 150 | 0 | 92.49 | 92.59 | 9 | 0
2030 | TVA_2_VACAR | TVA | VACAR | Internal | Shoulder | B15 | 1203 | 150 | 0 | 83.37 | 82.83 | 9 | 0
2030 | TVA_2_VACAR | TVA | VACAR | Internal | Summer | B1 | 10 | 150 | 0 | 152.31 | 151.39 | 9 | 0
2030 | TVA_2_VACAR | TVA | VACAR | Internal | Summer | B2 | 25 | 150 | 0 | 149.55 | 151.39 | 9 | 0
2030 | TVA_2_VACAR | TVA | VACAR | Internal | Summer | B3 | 75 | 150 | 0 | 146.4 | 151.39 | 9 | 0
2030 | TVA_2_VACAR | TVA | VACAR | Internal | Summer | B4 | 100 | 150 | 0 | 146.4 | 151.39 | 9 | 0
2030 | TVA_2_VACAR | TVA | VACAR | Internal | Summer | B5 | 200 | 150 | 150 | 126.2 | 139.19 | 9 | 3.99
2030 | TVA_2_VACAR | TVA | VACAR | Internal | Summer | B6 | 300 | 150 | 150 | 94.3 | 108.19 | 9 | 4.89
2030 | TVA_2_VACAR | TVA | VACAR | Internal | Summer | B7 | 400 | 150 | 0 | 90.34 | 99.05 | 9 | 0
2030 | TVA_2_VACAR | TVA | VACAR | Internal | Summer | B8 | 500 | 150 | 0 | 90.34 | 93.42 | 9 | 0
2030 | TVA_2_VACAR | TVA | VACAR | Internal | Summer | B9 | 800 | 150 | 0 | 90.34 | 83.88 | 9 | 0
2030 | TVA_2_VACAR | TVA | VACAR | Internal | Summer | B10 | 1262 | 150 | 0 | 78.24 | 80.87 | 9 | 0
2030 | TVA_2_VACAR | TVA | VACAR | Internal | Winter | B16 | 25 | 150 | 150 | 101.04 | 118.66 | 9 | 8.62
2030 | TVA_2_VACAR | TVA | VACAR | Internal | Winter | B17 | 100 | 150 | 0 | 98.77 | 105.54 | 9 | 0
2030 | TVA_2_VACAR | TVA | VACAR | Internal | Winter | B18 | 400 | 150 | 0 | 94.81 | 97.17 | 9 | 0
2030 | TVA_2_VACAR | TVA | VACAR | Internal | Winter | B19 | 700 | 150 | 0 | 94.81 | 97.17 | 9 | 0
2030 | TVA_2_VACAR | TVA | VACAR | Internal | Winter | B20 | 935 | 150 | 0 | 86.34 | 87.21 | 9 | 0
2030 | TVA_Transmission_2_ENT | TVA_Transmission | ENT | Internal | Shoulder | B11 | 25 | 3000 | 0 | 98.98 | 94.22 | 9 | 0
2030 | TVA_Transmission_2_ENT | TVA_Transmission | ENT | Internal | Shoulder | B12 | 200 | 3000 | 0 | 93.9 | 93.53 | 9 | 0
2030 | TVA_Transmission_2_ENT | TVA_Transmission | ENT | Internal | Shoulder | B13 | 600 | 3000 | 0 | 93.07 | 90.37 | 9 | 0
2030 | TVA_Transmission_2_ENT | TVA_Transmission | ENT | Internal | Shoulder | B14 | 900 | 3000 | 0 | 92.84 | 90.37 | 9 | 0
2030 | TVA_Transmission_2_ENT | TVA_Transmission | ENT | Internal | Shoulder | B15 | 1203 | 3000 | 0 | 83.36 | 83.96 | 9 | 0
2030 | TVA_Transmission_2_ENT | TVA_Transmission | ENT | Internal | Summer | B1 | 10 | 3000 | 0 | 152.3 | 149.3 | 9 | 0
2030 | TVA_Transmission_2_ENT | TVA_Transmission | ENT | Internal | Summer | B2 | 25 | 3000 | 0 | 149.54 | 141.54 | 9 | 0
2030 | TVA_Transmission_2_ENT | TVA_Transmission | ENT | Internal | Summer | B3 | 75 | 3000 | 0 | 146.39 | 141.4 | 9 | 0
2030 | TVA_Transmission_2_ENT | TVA_Transmission | ENT | Internal | Summer | B4 | 100 | 3000 | 0 | 146.39 | 138.39 | 9 | 0
2030 | TVA_Transmission_2_ENT | TVA_Transmission | ENT | Internal | Summer | B5 | 200 | 3000 | 0 | 133.45 | 127.2 | 9 | 0
2030 | TVA_Transmission_2_ENT | TVA_Transmission | ENT | Internal | Summer | B6 | 300 | 3000 | 0 | 102.4 | 96.09 | 9 | 0
2030 | TVA_Transmission_2_ENT | TVA_Transmission | ENT | Internal | Summer | B7 | 400 | 3000 | 0 | 94.79 | 92.56 | 9 | 0
2030 | TVA_Transmission_2_ENT | TVA_Transmission | ENT | Internal | Summer | B8 | 500 | 3000 | 0 | 92.64 | 91.87 | 9 | 0
2030 | TVA_Transmission_2_ENT | TVA_Transmission | ENT | Internal | Summer | B9 | 800 | 3000 | 0 | 90.51 | 88.77 | 9 | 0
2030 | TVA_Transmission_2_ENT | TVA_Transmission | ENT | Internal | Summer | B10 | 1262 | 3000 | 0 | 79.52 | 82.61 | 9 | 0
2030 | TVA_Transmission_2_ENT | TVA_Transmission | ENT | Internal | Winter | B16 | 25 | 3000 | 0 | 101.03 | 96.8 | 9 | 0
2030 | TVA_Transmission_2_ENT | TVA_Transmission | ENT | Internal | Winter | B17 | 100 | 3000 | 0 | 98.76 | 95.76 | 9 | 0
2030 | TVA_Transmission_2_ENT | TVA_Transmission | ENT | Internal | Winter | B18 | 400 | 3000 | 0 | 95.66 | 93.53 | 9 | 0
2030 | TVA_Transmission_2_ENT | TVA_Transmission | ENT | Internal | Winter | B19 | 700 | 3000 | 0 | 95.65 | 93.53 | 9 | 0
2030 | TVA_Transmission_2_ENT | TVA_Transmission | ENT | Internal | Winter | B20 | 935 | 3000 | 0 | 86.33 | 86.6 | 9 | 0
2030 | TVA_Transmission_2_MISO_MO-IL | TVA_Transmission | MISO_MO-IL | Internal | Shoulder | B11 | 25 | 4000 | 0 | 98.98 | 91.79 | 9 | 0
2030 | TVA_Transmission_2_MISO_MO-IL | TVA_Transmission | MISO_MO-IL | Internal | Shoulder | B12 | 200 | 4000 | 0 | 93.9 | 87.73 | 9 | 0
2030 | TVA_Transmission_2_MISO_MO-IL | TVA_Transmission | MISO_MO-IL | Internal | Shoulder | B13 | 600 | 4000 | 0 | 93.07 | 86.84 | 9 | 0
2030 | TVA_Transmission_2_MISO_MO-IL | TVA_Transmission | MISO_MO-IL | Internal | Shoulder | B14 | 900 | 4000 | 0 | 92.84 | 85.55 | 9 | 0
2030 | TVA_Transmission_2_MISO_MO-IL | TVA_Transmission | MISO_MO-IL | Internal | Shoulder | B15 | 1203 | 4000 | 0 | 83.36 | 75.96 | 9 | 0
2030 | TVA_Transmission_2_MISO_MO-IL | TVA_Transmission | MISO_MO-IL | Internal | Summer | B1 | 10 | 4000 | 0 | 152.3 | 144.3 | 9 | 0
2030 | TVA_Transmission_2_MISO_MO-IL | TVA_Transmission | MISO_MO-IL | Internal | Summer | B2 | 25 | 4000 | 0 | 149.54 | 141.54 | 9 | 0
2030 | TVA_Transmission_2_MISO_MO-IL | TVA_Transmission | MISO_MO-IL | Internal | Summer | B3 | 75 | 4000 | 0 | 146.39 | 141.52 | 9 | 0
2030 | TVA_Transmission_2_MISO_MO-IL | TVA_Transmission | MISO_MO-IL | Internal | Summer | B4 | 100 | 4000 | 0 | 146.39 | 140.86 | 9 | 0
2030 | TVA_Transmission_2_MISO_MO-IL | TVA_Transmission | MISO_MO-IL | Internal | Summer | B5 | 200 | 4000 | 0 | 133.45 | 135.2 | 9 | 0
2030 | TVA_Transmission_2_MISO_MO-IL | TVA_Transmission | MISO_MO-IL | Internal | Summer | B6 | 300 | 4000 | 0 | 102.4 | 104.09 | 9 | 0
2030 | TVA_Transmission_2_MISO_MO-IL | TVA_Transmission | MISO_MO-IL | Internal | Summer | B7 | 400 | 4000 | 0 | 94.79 | 91.06 | 9 | 0
2030 | TVA_Transmission_2_MISO_MO-IL | TVA_Transmission | MISO_MO-IL | Internal | Summer | B8 | 500 | 4000 | 0 | 92.64 | 88.04 | 9 | 0
2030 | TVA_Transmission_2_MISO_MO-IL | TVA_Transmission | MISO_MO-IL | Internal | Summer | B9 | 800 | 4000 | 0 | 90.51 | 83.17 | 9 | 0
2030 | TVA_Transmission_2_MISO_MO-IL | TVA_Transmission | MISO_MO-IL | Internal | Summer | B10 | 1262 | 4000 | 0 | 79.52 | 74.61 | 9 | 0
2030 | TVA_Transmission_2_MISO_MO-IL | TVA_Transmission | MISO_MO-IL | Internal | Winter | B16 | 25 | 4000 | 0 | 101.03 | 93.03 | 9 | 0
2030 | TVA_Transmission_2_MISO_MO-IL | TVA_Transmission | MISO_MO-IL | Internal | Winter | B17 | 100 | 4000 | 0 | 98.76 | 90.76 | 9 | 0
2030 | TVA_Transmission_2_MISO_MO-IL | TVA_Transmission | MISO_MO-IL | Internal | Winter | B18 | 400 | 4000 | 0 | 95.66 | 89.18 | 9 | 0
2030 | TVA_Transmission_2_MISO_MO-IL | TVA_Transmission | MISO_MO-IL | Internal | Winter | B19 | 700 | 4000 | 0 | 95.65 | 89.18 | 9 | 0
2030 | TVA_Transmission_2_MISO_MO-IL | TVA_Transmission | MISO_MO-IL | Internal | Winter | B20 | 935 | 4000 | 0 | 86.33 | 78.6 | 9 | 0
2030 | TVA_Transmission_2_NonRTO_Midwest | TVA_Transmission | NonRTO_Midwest | Internal | Shoulder | B11 | 25 | 700 | 0 | 98.98 | 99.78 | 9 | 0
2030 | TVA_Transmission_2_NonRTO_Midwest | TVA_Transmission | NonRTO_Midwest | Internal | Shoulder | B12 | 200 | 700 | 0 | 93.9 | 95.72 | 9 | 0
2030 | TVA_Transmission_2_NonRTO_Midwest | TVA_Transmission | NonRTO_Midwest | Internal | Shoulder | B13 | 600 | 700 | 0 | 93.07 | 94.83 | 9 | 0
2030 | TVA_Transmission_2_NonRTO_Midwest | TVA_Transmission | NonRTO_Midwest | Internal | Shoulder | B14 | 900 | 700 | 0 | 92.84 | 93.53 | 9 | 0
2030 | TVA_Transmission_2_NonRTO_Midwest | TVA_Transmission | NonRTO_Midwest | Internal | Shoulder | B15 | 1203 | 700 | 0 | 83.36 | 83.44 | 9 | 0
2030 | TVA_Transmission_2_NonRTO_Midwest | TVA_Transmission | NonRTO_Midwest | Internal | Summer | B1 | 10 | 700 | 0 | 152.3 | 147.28 | 9 | 0
2030 | TVA_Transmission_2_NonRTO_Midwest | TVA_Transmission | NonRTO_Midwest | Internal | Summer | B2 | 25 | 700 | 0 | 149.54 | 147.28 | 9 | 0
2030 | TVA_Transmission_2_NonRTO_Midwest | TVA_Transmission | NonRTO_Midwest | Internal | Summer | B3 | 75 | 700 | 0 | 146.39 | 147.28 | 9 | 0
2030 | TVA_Transmission_2_NonRTO_Midwest | TVA_Transmission | NonRTO_Midwest | Internal | Summer | B4 | 100 | 700 | 0 | 146.39 | 146.39 | 9 | 0
2030 | TVA_Transmission_2_NonRTO_Midwest | TVA_Transmission | NonRTO_Midwest | Internal | Summer | B5 | 200 | 700 | 0 | 133.45 | 139.18 | 9 | 0
2030 | TVA_Transmission_2_NonRTO_Midwest | TVA_Transmission | NonRTO_Midwest | Internal | Summer | B6 | 300 | 700 | 0 | 102.4 | 109.81 | 9 | 0
2030 | TVA_Transmission_2_NonRTO_Midwest | TVA_Transmission | NonRTO_Midwest | Internal | Summer | B7 | 400 | 700 | 0 | 94.79 | 99.05 | 9 | 0
2030 | TVA_Transmission_2_NonRTO_Midwest | TVA_Transmission | NonRTO_Midwest | Internal | Summer | B8 | 500 | 700 | 0 | 92.64 | 96.03 | 9 | 0
2030 | TVA_Transmission_2_NonRTO_Midwest | TVA_Transmission | NonRTO_Midwest | Internal | Summer | B9 | 800 | 700 | 0 | 90.51 | 91.16 | 9 | 0
2030 | TVA_Transmission_2_NonRTO_Midwest | TVA_Transmission | NonRTO_Midwest | Internal | Summer | B10 | 1262 | 700 | 0 | 79.52 | 78.03 | 9 | 0
2030 | TVA_Transmission_2_NonRTO_Midwest | TVA_Transmission | NonRTO_Midwest | Internal | Winter | B16 | 25 | 700 | 0 | 101.03 | 101.02 | 9 | 0
2030 | TVA_Transmission_2_NonRTO_Midwest | TVA_Transmission | NonRTO_Midwest | Internal | Winter | B17 | 100 | 700 | 0 | 98.76 | 98.75 | 9 | 0
2030 | TVA_Transmission_2_NonRTO_Midwest | TVA_Transmission | NonRTO_Midwest | Internal | Winter | B18 | 400 | 700 | 0 | 95.66 | 97.17 | 9 | 0
2030 | TVA_Transmission_2_NonRTO_Midwest | TVA_Transmission | NonRTO_Midwest | Internal | Winter | B19 | 700 | 700 | 0 | 95.65 | 97.17 | 9 | 0
2030 | TVA_Transmission_2_NonRTO_Midwest | TVA_Transmission | NonRTO_Midwest | Internal | Winter | B20 | 935 | 700 | 0 | 86.33 | 86.59 | 9 | 0
2030 | TVA_Transmission_2_PJM_ROR | TVA_Transmission | PJM_ROR | Internal | Shoulder | B11 | 25 | 2000 | 0 | 98.98 | 93.77 | 9 | 0
2030 | TVA_Transmission_2_PJM_ROR | TVA_Transmission | PJM_ROR | Internal | Shoulder | B12 | 200 | 2000 | 0 | 93.9 | 89.73 | 9 | 0
2030 | TVA_Transmission_2_PJM_ROR | TVA_Transmission | PJM_ROR | Internal | Shoulder | B13 | 600 | 2000 | 0 | 93.07 | 87.83 | 9 | 0
2030 | TVA_Transmission_2_PJM_ROR | TVA_Transmission | PJM_ROR | Internal | Shoulder | B14 | 900 | 2000 | 0 | 92.84 | 87.55 | 9 | 0
2030 | TVA_Transmission_2_PJM_ROR | TVA_Transmission | PJM_ROR | Internal | Shoulder | B15 | 1203 | 2000 | 0 | 83.36 | 77.36 | 9 | 0
2030 | TVA_Transmission_2_PJM_ROR | TVA_Transmission | PJM_ROR | Internal | Summer | B1 | 10 | 2000 | 0 | 152.3 | 142.3 | 9 | 0
2030 | TVA_Transmission_2_PJM_ROR | TVA_Transmission | PJM_ROR | Internal | Summer | B2 | 25 | 2000 | 0 | 149.54 | 140.39 | 9 | 0
2030 | TVA_Transmission_2_PJM_ROR | TVA_Transmission | PJM_ROR | Internal | Summer | B3 | 75 | 2000 | 0 | 146.39 | 140.39 | 9 | 0
2030 | TVA_Transmission_2_PJM_ROR | TVA_Transmission | PJM_ROR | Internal | Summer | B4 | 100 | 2000 | 0 | 146.39 | 140.39 | 9 | 0
2030 | TVA_Transmission_2_PJM_ROR | TVA_Transmission | PJM_ROR | Internal | Summer | B5 | 200 | 2000 | 0 | 133.45 | 133.19 | 9 | 0
2030 | TVA_Transmission_2_PJM_ROR | TVA_Transmission | PJM_ROR | Internal | Summer | B6 | 300 | 2000 | 0 | 102.4 | 102.19 | 9 | 0
2030 | TVA_Transmission_2_PJM_ROR | TVA_Transmission | PJM_ROR | Internal | Summer | B7 | 400 | 2000 | 0 | 94.79 | 93.05 | 9 | 0
2030 | TVA_Transmission_2_PJM_ROR | TVA_Transmission | PJM_ROR | Internal | Summer | B8 | 500 | 2000 | 0 | 92.64 | 90.04 | 9 | 0
2030 | TVA_Transmission_2_PJM_ROR | TVA_Transmission | PJM_ROR | Internal | Summer | B9 | 800 | 2000 | 0 | 90.51 | 85.17 | 9 | 0
2030 | TVA_Transmission_2_PJM_ROR | TVA_Transmission | PJM_ROR | Internal | Summer | B10 | 1262 | 2000 | 0 | 79.52 | 74.87 | 9 | 0
2030 | TVA_Transmission_2_PJM_ROR | TVA_Transmission | PJM_ROR | Internal | Winter | B16 | 25 | 2000 | 0 | 101.03 | 95.03 | 9 | 0
2030 | TVA_Transmission_2_PJM_ROR | TVA_Transmission | PJM_ROR | Internal | Winter | B17 | 100 | 2000 | 0 | 98.76 | 95.02 | 9 | 0
2030 | TVA_Transmission_2_PJM_ROR | TVA_Transmission | PJM_ROR | Internal | Winter | B18 | 400 | 2000 | 0 | 95.66 | 91.17 | 9 | 0
2030 | TVA_Transmission_2_PJM_ROR | TVA_Transmission | PJM_ROR | Internal | Winter | B19 | 700 | 2000 | 0 | 95.65 | 91.17 | 9 | 0
2030 | TVA_Transmission_2_PJM_ROR | TVA_Transmission | PJM_ROR | Internal | Winter | B20 | 935 | 2000 | 0 | 86.33 | 80.33 | 9 | 0
2030 | TVA_Transmission_2_SOCO | TVA_Transmission | SOCO | Internal | Shoulder | B11 | 25 | 3200 | 0 | 98.98 | 95.77 | 9 | 0
2030 | TVA_Transmission_2_SOCO | TVA_Transmission | SOCO | Internal | Shoulder | B12 | 200 | 3200 | 0 | 93.9 | 92.38 | 9 | 0
2030 | TVA_Transmission_2_SOCO | TVA_Transmission | SOCO | Internal | Shoulder | B13 | 600 | 3200 | 0 | 93.07 | 92.38 | 9 | 0
2030 | TVA_Transmission_2_SOCO | TVA_Transmission | SOCO | Internal | Shoulder | B14 | 900 | 3200 | 0 | 92.84 | 92.38 | 9 | 0
2030 | TVA_Transmission_2_SOCO | TVA_Transmission | SOCO | Internal | Shoulder | B15 | 1203 | 3200 | 0 | 83.36 | 89.83 | 9 | 0
2030 | TVA_Transmission_2_SOCO | TVA_Transmission | SOCO | Internal | Summer | B1 | 10 | 3200 | 0 | 152.3 | 157.3 | 9 | 0
2030 | TVA_Transmission_2_SOCO | TVA_Transmission | SOCO | Internal | Summer | B2 | 25 | 3200 | 0 | 149.54 | 149.54 | 9 | 0
2030 | TVA_Transmission_2_SOCO | TVA_Transmission | SOCO | Internal | Summer | B3 | 75 | 3200 | 0 | 146.39 | 149.4 | 9 | 0
2030 | TVA_Transmission_2_SOCO | TVA_Transmission | SOCO | Internal | Summer | B4 | 100 | 3200 | 0 | 146.39 | 146.39 | 9 | 0
2030 | TVA_Transmission_2_SOCO | TVA_Transmission | SOCO | Internal | Summer | B5 | 200 | 3200 | 0 | 133.45 | 129.19 | 9 | 0
2030 | TVA_Transmission_2_SOCO | TVA_Transmission | SOCO | Internal | Summer | B6 | 300 | 3200 | 0 | 102.4 | 94.21 | 9 | 0
2030 | TVA_Transmission_2_SOCO | TVA_Transmission | SOCO | Internal | Summer | B7 | 400 | 3200 | 0 | 94.79 | 90.88 | 9 | 0
2030 | TVA_Transmission_2_SOCO | TVA_Transmission | SOCO | Internal | Summer | B8 | 500 | 3200 | 0 | 92.64 | 90.88 | 9 | 0
2030 | TVA_Transmission_2_SOCO | TVA_Transmission | SOCO | Internal | Summer | B9 | 800 | 3200 | 0 | 90.51 | 90.88 | 9 | 0
2030 | TVA_Transmission_2_SOCO | TVA_Transmission | SOCO | Internal | Summer | B10 | 1262 | 3200 | 0 | 79.52 | 81.18 | 9 | 0
2030 | TVA_Transmission_2_SOCO | TVA_Transmission | SOCO | Internal | Winter | B16 | 25 | 3200 | 0 | 101.03 | 99.05 | 9 | 0
2030 | TVA_Transmission_2_SOCO | TVA_Transmission | SOCO | Internal | Winter | B17 | 100 | 3200 | 0 | 98.76 | 95.54 | 9 | 0
2030 | TVA_Transmission_2_SOCO | TVA_Transmission | SOCO | Internal | Winter | B18 | 400 | 3200 | 0 | 95.66 | 95.54 | 9 | 0
2030 | TVA_Transmission_2_SOCO | TVA_Transmission | SOCO | Internal | Winter | B19 | 700 | 3200 | 0 | 95.65 | 95.54 | 9 | 0
2030 | TVA_Transmission_2_SOCO | TVA_Transmission | SOCO | Internal | Winter | B20 | 935 | 3200 | 0 | 86.33 | 92 | 9 | 0
2030 | TVA_Transmission_2_TVA | TVA_Transmission | TVA | Internal | Shoulder | B11 | 25 | 99999 | 0 | 98.98 | 98.6 | 0.01 | 0
2030 | TVA_Transmission_2_TVA | TVA_Transmission | TVA | Internal | Shoulder | B12 | 200 | 99999 | 0 | 93.9 | 92.83 | 0.01 | 0
2030 | TVA_Transmission_2_TVA | TVA_Transmission | TVA | Internal | Shoulder | B13 | 600 | 99999 | 0 | 93.07 | 92.49 | 0.01 | 0
2030 | TVA_Transmission_2_TVA | TVA_Transmission | TVA | Internal | Shoulder | B14 | 900 | 99999 | 0 | 92.84 | 92.49 | 0.01 | 0
2030 | TVA_Transmission_2_TVA | TVA_Transmission | TVA | Internal | Shoulder | B15 | 1203 | 99999 | 2236.35 | 83.36 | 83.37 | 0.01 | 0
2030 | TVA_Transmission_2_TVA | TVA_Transmission | TVA | Internal | Summer | B1 | 10 | 99999 | 4178.82 | 152.3 | 152.31 | 0.01 | 0
2030 | TVA_Transmission_2_TVA | TVA_Transmission | TVA | Internal | Summer | B2 | 25 | 99999 | 3433.12 | 149.54 | 149.55 | 0.01 | 0
2030 | TVA_Transmission_2_TVA | TVA_Transmission | TVA | Internal | Summer | B3 | 75 | 99999 | 1969.83 | 146.39 | 146.4 | 0.01 | 0
2030 | TVA_Transmission_2_TVA | TVA_Transmission | TVA | Internal | Summer | B4 | 100 | 99999 | 1293.71 | 146.39 | 146.4 | 0.01 | 0
2030 | TVA_Transmission_2_TVA | TVA_Transmission | TVA | Internal | Summer | B5 | 200 | 99999 | 0 | 133.45 | 126.2 | 0.01 | 0
2030 | TVA_Transmission_2_TVA | TVA_Transmission | TVA | Internal | Summer | B6 | 300 | 99999 | 0 | 102.4 | 94.3 | 0.01 | 0
2030 | TVA_Transmission_2_TVA | TVA_Transmission | TVA | Internal | Summer | B7 | 400 | 99999 | 0 | 94.79 | 90.34 | 0.01 | 0
2030 | TVA_Transmission_2_TVA | TVA_Transmission | TVA | Internal | Summer | B8 | 500 | 99999 | 0 | 92.64 | 90.34 | 0.01 | 0
2030 | TVA_Transmission_2_TVA | TVA_Transmission | TVA | Internal | Summer | B9 | 800 | 99999 | 0 | 90.51 | 90.34 | 0.01 | 0
2030 | TVA_Transmission_2_TVA | TVA_Transmission | TVA | Internal | Summer | B10 | 1262 | 99999 | 0 | 79.52 | 78.24 | 0.01 | 0
2030 | TVA_Transmission_2_TVA | TVA_Transmission | TVA | Internal | Winter | B16 | 25 | 99999 | 1688.27 | 101.03 | 101.04 | 0.01 | 0
2030 | TVA_Transmission_2_TVA | TVA_Transmission | TVA | Internal | Winter | B17 | 100 | 99999 | 580.6 | 98.76 | 98.77 | 0.01 | 0
2030 | TVA_Transmission_2_TVA | TVA_Transmission | TVA | Internal | Winter | B18 | 400 | 99999 | 0 | 95.66 | 94.81 | 0.01 | 0
2030 | TVA_Transmission_2_TVA | TVA_Transmission | TVA | Internal | Winter | B19 | 700 | 99999 | 0 | 95.65 | 94.81 | 0.01 | 0
2030 | TVA_Transmission_2_TVA | TVA_Transmission | TVA | Internal | Winter | B20 | 935 | 99999 | 1046.61 | 86.33 | 86.34 | 0.01 | 0
2030 | TVA_Transmission_2_VACAR | TVA_Transmission | VACAR | Internal | Shoulder | B11 | 25 | 900 | 0 | 98.98 | 99.77 | 9 | 0
2030 | TVA_Transmission_2_VACAR | TVA_Transmission | VACAR | Internal | Shoulder | B12 | 200 | 900 | 0 | 93.9 | 95.73 | 9 | 0
2030 | TVA_Transmission_2_VACAR | TVA_Transmission | VACAR | Internal | Shoulder | B13 | 600 | 900 | 0 | 93.07 | 93.83 | 9 | 0
2030 | TVA_Transmission_2_VACAR | TVA_Transmission | VACAR | Internal | Shoulder | B14 | 900 | 900 | 0 | 92.84 | 92.59 | 9 | 0
2030 | TVA_Transmission_2_VACAR | TVA_Transmission | VACAR | Internal | Shoulder | B15 | 1203 | 900 | 0 | 83.36 | 82.83 | 9 | 0
2030 | TVA_Transmission_2_VACAR | TVA_Transmission | VACAR | Internal | Summer | B1 | 10 | 900 | 0 | 152.3 | 151.39 | 9 | 0
2030 | TVA_Transmission_2_VACAR | TVA_Transmission | VACAR | Internal | Summer | B2 | 25 | 900 | 0 | 149.54 | 151.39 | 9 | 0
2030 | TVA_Transmission_2_VACAR | TVA_Transmission | VACAR | Internal | Summer | B3 | 75 | 900 | 0 | 146.39 | 151.39 | 9 | 0
2030 | TVA_Transmission_2_VACAR | TVA_Transmission | VACAR | Internal | Summer | B4 | 100 | 900 | 0 | 146.39 | 151.39 | 9 | 0
2030 | TVA_Transmission_2_VACAR | TVA_Transmission | VACAR | Internal | Summer | B5 | 200 | 900 | 0 | 133.45 | 139.19 | 9 | 0
2030 | TVA_Transmission_2_VACAR | TVA_Transmission | VACAR | Internal | Summer | B6 | 300 | 900 | 0 | 102.4 | 108.19 | 9 | 0
2030 | TVA_Transmission_2_VACAR | TVA_Transmission | VACAR | Internal | Summer | B7 | 400 | 900 | 0 | 94.79 | 99.05 | 9 | 0
2030 | TVA_Transmission_2_VACAR | TVA_Transmission | VACAR | Internal | Summer | B8 | 500 | 900 | 0 | 92.64 | 93.42 | 9 | 0
2030 | TVA_Transmission_2_VACAR | TVA_Transmission | VACAR | Internal | Summer | B9 | 800 | 900 | 0 | 90.51 | 83.88 | 9 | 0
2030 | TVA_Transmission_2_VACAR | TVA_Transmission | VACAR | Internal | Summer | B10 | 1262 | 900 | 0 | 79.52 | 80.87 | 9 | 0
2030 | TVA_Transmission_2_VACAR | TVA_Transmission | VACAR | Internal | Winter | B16 | 25 | 900 | 900 | 101.03 | 118.66 | 9 | 8.63
2030 | TVA_Transmission_2_VACAR | TVA_Transmission | VACAR | Internal | Winter | B17 | 100 | 900 | 0 | 98.76 | 105.54 | 9 | 0
2030 | TVA_Transmission_2_VACAR | TVA_Transmission | VACAR | Internal | Winter | B18 | 400 | 900 | 0 | 95.66 | 97.17 | 9 | 0
2030 | TVA_Transmission_2_VACAR | TVA_Transmission | VACAR | Internal | Winter | B19 | 700 | 900 | 0 | 95.65 | 97.17 | 9 | 0
2030 | TVA_Transmission_2_VACAR | TVA_Transmission | VACAR | Internal | Winter | B20 | 935 | 900 | 0 | 86.33 | 87.21 | 9 | 0
2030 | VACAR_2_PJM_ROR | VACAR | PJM_ROR | Internal | Shoulder | B11 | 25 | 2000 | 0 | 99.77 | 93.77 | 7 | 0
2030 | VACAR_2_PJM_ROR | VACAR | PJM_ROR | Internal | Shoulder | B12 | 200 | 2000 | 0 | 95.73 | 89.73 | 7 | 0
2030 | VACAR_2_PJM_ROR | VACAR | PJM_ROR | Internal | Shoulder | B13 | 600 | 2000 | 0 | 93.83 | 87.83 | 7 | 0
2030 | VACAR_2_PJM_ROR | VACAR | PJM_ROR | Internal | Shoulder | B14 | 900 | 2000 | 0 | 92.59 | 87.55 | 7 | 0
2030 | VACAR_2_PJM_ROR | VACAR | PJM_ROR | Internal | Shoulder | B15 | 1203 | 2000 | 0 | 82.83 | 77.36 | 7 | 0
2030 | VACAR_2_PJM_ROR | VACAR | PJM_ROR | Internal | Summer | B1 | 10 | 2000 | 0 | 151.39 | 142.3 | 7 | 0
2030 | VACAR_2_PJM_ROR | VACAR | PJM_ROR | Internal | Summer | B2 | 25 | 2000 | 0 | 151.39 | 140.39 | 7 | 0
2030 | VACAR_2_PJM_ROR | VACAR | PJM_ROR | Internal | Summer | B3 | 75 | 2000 | 0 | 151.39 | 140.39 | 7 | 0
2030 | VACAR_2_PJM_ROR | VACAR | PJM_ROR | Internal | Summer | B4 | 100 | 2000 | 0 | 151.39 | 140.39 | 7 | 0
2030 | VACAR_2_PJM_ROR | VACAR | PJM_ROR | Internal | Summer | B5 | 200 | 2000 | 0 | 139.19 | 133.19 | 7 | 0
2030 | VACAR_2_PJM_ROR | VACAR | PJM_ROR | Internal | Summer | B6 | 300 | 2000 | 0 | 108.19 | 102.19 | 7 | 0
2030 | VACAR_2_PJM_ROR | VACAR | PJM_ROR | Internal | Summer | B7 | 400 | 2000 | 0 | 99.05 | 93.05 | 7 | 0
2030 | VACAR_2_PJM_ROR | VACAR | PJM_ROR | Internal | Summer | B8 | 500 | 2000 | 0 | 93.42 | 90.04 | 7 | 0
2030 | VACAR_2_PJM_ROR | VACAR | PJM_ROR | Internal | Summer | B9 | 800 | 2000 | 0 | 83.88 | 85.17 | 7 | 0
2030 | VACAR_2_PJM_ROR | VACAR | PJM_ROR | Internal | Summer | B10 | 1262 | 2000 | 0 | 80.87 | 74.87 | 7 | 0
2030 | VACAR_2_PJM_ROR | VACAR | PJM_ROR | Internal | Winter | B16 | 25 | 2000 | 0 | 118.66 | 95.03 | 7 | 0
2030 | VACAR_2_PJM_ROR | VACAR | PJM_ROR | Internal | Winter | B17 | 100 | 2000 | 0 | 105.54 | 95.02 | 7 | 0
2030 | VACAR_2_PJM_ROR | VACAR | PJM_ROR | Internal | Winter | B18 | 400 | 2000 | 0 | 97.17 | 91.17 | 7 | 0
2030 | VACAR_2_PJM_ROR | VACAR | PJM_ROR | Internal | Winter | B19 | 700 | 2000 | 0 | 97.17 | 91.17 | 7 | 0
2030 | VACAR_2_PJM_ROR | VACAR | PJM_ROR | Internal | Winter | B20 | 935 | 2000 | 0 | 87.21 | 80.33 | 7 | 0
2030 | VACAR_2_SOCO | VACAR | SOCO | Internal | Shoulder | B11 | 25 | 3000 | 0 | 99.77 | 95.77 | 7 | 0
2030 | VACAR_2_SOCO | VACAR | SOCO | Internal | Shoulder | B12 | 200 | 3000 | 0 | 95.73 | 92.38 | 7 | 0
2030 | VACAR_2_SOCO | VACAR | SOCO | Internal | Shoulder | B13 | 600 | 3000 | 0 | 93.83 | 92.38 | 7 | 0
2030 | VACAR_2_SOCO | VACAR | SOCO | Internal | Shoulder | B14 | 900 | 3000 | 0 | 92.59 | 92.38 | 7 | 0
2030 | VACAR_2_SOCO | VACAR | SOCO | Internal | Shoulder | B15 | 1203 | 3000 | 624.75 | 82.83 | 89.83 | 7 | 0
2030 | VACAR_2_SOCO | VACAR | SOCO | Internal | Summer | B1 | 10 | 3000 | 0 | 151.39 | 157.3 | 7 | 0
2030 | VACAR_2_SOCO | VACAR | SOCO | Internal | Summer | B2 | 25 | 3000 | 0 | 151.39 | 149.54 | 7 | 0
2030 | VACAR_2_SOCO | VACAR | SOCO | Internal | Summer | B3 | 75 | 3000 | 0 | 151.39 | 149.4 | 7 | 0
2030 | VACAR_2_SOCO | VACAR | SOCO | Internal | Summer | B4 | 100 | 3000 | 0 | 151.39 | 146.39 | 7 | 0
2030 | VACAR_2_SOCO | VACAR | SOCO | Internal | Summer | B5 | 200 | 3000 | 0 | 139.19 | 129.19 | 7 | 0
2030 | VACAR_2_SOCO | VACAR | SOCO | Internal | Summer | B6 | 300 | 3000 | 0 | 108.19 | 94.21 | 7 | 0
2030 | VACAR_2_SOCO | VACAR | SOCO | Internal | Summer | B7 | 400 | 3000 | 0 | 99.05 | 90.88 | 7 | 0
2030 | VACAR_2_SOCO | VACAR | SOCO | Internal | Summer | B8 | 500 | 3000 | 0 | 93.42 | 90.88 | 7 | 0
2030 | VACAR_2_SOCO | VACAR | SOCO | Internal | Summer | B9 | 800 | 3000 | 1387.56 | 83.88 | 90.88 | 7 | 0
2030 | VACAR_2_SOCO | VACAR | SOCO | Internal | Summer | B10 | 1262 | 3000 | 0 | 80.87 | 81.18 | 7 | 0
2030 | VACAR_2_SOCO | VACAR | SOCO | Internal | Winter | B16 | 25 | 3000 | 0 | 118.66 | 99.05 | 7 | 0
2030 | VACAR_2_SOCO | VACAR | SOCO | Internal | Winter | B17 | 100 | 3000 | 0 | 105.54 | 95.54 | 7 | 0
2030 | VACAR_2_SOCO | VACAR | SOCO | Internal | Winter | B18 | 400 | 3000 | 0 | 97.17 | 95.54 | 7 | 0
2030 | VACAR_2_SOCO | VACAR | SOCO | Internal | Winter | B19 | 700 | 3000 | 0 | 97.17 | 95.54 | 7 | 0
2030 | VACAR_2_SOCO | VACAR | SOCO | Internal | Winter | B20 | 935 | 3000 | 0 | 87.21 | 92 | 7 | 0
2030 | VACAR_2_TVA_Transmission | VACAR | TVA_Transmission | Internal | Shoulder | B11 | 25 | 900 | 0 | 99.77 | 98.98 | 7 | 0
2030 | VACAR_2_TVA_Transmission | VACAR | TVA_Transmission | Internal | Shoulder | B12 | 200 | 900 | 0 | 95.73 | 93.9 | 7 | 0
2030 | VACAR_2_TVA_Transmission | VACAR | TVA_Transmission | Internal | Shoulder | B13 | 600 | 900 | 0 | 93.83 | 93.07 | 7 | 0
2030 | VACAR_2_TVA_Transmission | VACAR | TVA_Transmission | Internal | Shoulder | B14 | 900 | 900 | 0 | 92.59 | 92.84 | 7 | 0
2030 | VACAR_2_TVA_Transmission | VACAR | TVA_Transmission | Internal | Shoulder | B15 | 1203 | 900 | 0 | 82.83 | 83.36 | 7 | 0
2030 | VACAR_2_TVA_Transmission | VACAR | TVA_Transmission | Internal | Summer | B1 | 10 | 900 | 0 | 151.39 | 152.3 | 7 | 0
2030 | VACAR_2_TVA_Transmission | VACAR | TVA_Transmission | Internal | Summer | B2 | 25 | 900 | 0 | 151.39 | 149.54 | 7 | 0
2030 | VACAR_2_TVA_Transmission | VACAR | TVA_Transmission | Internal | Summer | B3 | 75 | 900 | 0 | 151.39 | 146.39 | 7 | 0
2030 | VACAR_2_TVA_Transmission | VACAR | TVA_Transmission | Internal | Summer | B4 | 100 | 900 | 0 | 151.39 | 146.39 | 7 | 0
2030 | VACAR_2_TVA_Transmission | VACAR | TVA_Transmission | Internal | Summer | B5 | 200 | 900 | 0 | 139.19 | 133.45 | 7 | 0
2030 | VACAR_2_TVA_Transmission | VACAR | TVA_Transmission | Internal | Summer | B6 | 300 | 900 | 0 | 108.19 | 102.4 | 7 | 0
2030 | VACAR_2_TVA_Transmission | VACAR | TVA_Transmission | Internal | Summer | B7 | 400 | 900 | 0 | 99.05 | 94.79 | 7 | 0
2030 | VACAR_2_TVA_Transmission | VACAR | TVA_Transmission | Internal | Summer | B8 | 500 | 900 | 0 | 93.42 | 92.64 | 7 | 0
2030 | VACAR_2_TVA_Transmission | VACAR | TVA_Transmission | Internal | Summer | B9 | 800 | 900 | 0 | 83.88 | 90.51 | 7 | 0
2030 | VACAR_2_TVA_Transmission | VACAR | TVA_Transmission | Internal | Summer | B10 | 1262 | 900 | 0 | 80.87 | 79.52 | 7 | 0
2030 | VACAR_2_TVA_Transmission | VACAR | TVA_Transmission | Internal | Winter | B16 | 25 | 900 | 0 | 118.66 | 101.03 | 7 | 0
2030 | VACAR_2_TVA_Transmission | VACAR | TVA_Transmission | Internal | Winter | B17 | 100 | 900 | 0 | 105.54 | 98.76 | 7 | 0
2030 | VACAR_2_TVA_Transmission | VACAR | TVA_Transmission | Internal | Winter | B18 | 400 | 900 | 0 | 97.17 | 95.66 | 7 | 0
2030 | VACAR_2_TVA_Transmission | VACAR | TVA_Transmission | Internal | Winter | B19 | 700 | 900 | 0 | 97.17 | 95.65 | 7 | 0
2030 | VACAR_2_TVA_Transmission | VACAR | TVA_Transmission | Internal | Winter | B20 | 935 | 900 | 0 | 87.21 | 86.33 | 7 | 0
2035 | ENT_2_MISO_MO-IL | ENT | MISO_MO-IL | Internal | Shoulder | B11 | 25 | 2260 | 0 | 136.37 | 135.08 | 8 | 0
2035 | ENT_2_MISO_MO-IL | ENT | MISO_MO-IL | Internal | Shoulder | B12 | 200 | 2260 | 0 | 123.11 | 123.11 | 8 | 0
2035 | ENT_2_MISO_MO-IL | ENT | MISO_MO-IL | Internal | Shoulder | B13 | 600 | 2260 | 0 | 118.09 | 116.3 | 8 | 0
2035 | ENT_2_MISO_MO-IL | ENT | MISO_MO-IL | Internal | Shoulder | B14 | 900 | 2260 | 0 | 117.39 | 114.86 | 8 | 0
2035 | ENT_2_MISO_MO-IL | ENT | MISO_MO-IL | Internal | Shoulder | B15 | 1203 | 2260 | 0 | 117.39 | 114.84 | 8 | 0
2035 | ENT_2_MISO_MO-IL | ENT | MISO_MO-IL | Internal | Summer | B1 | 10 | 2260 | 0 | 220.76 | 217.26 | 8 | 0
2035 | ENT_2_MISO_MO-IL | ENT | MISO_MO-IL | Internal | Summer | B2 | 25 | 2260 | 0 | 214.94 | 213.77 | 8 | 0
2035 | ENT_2_MISO_MO-IL | ENT | MISO_MO-IL | Internal | Summer | B3 | 75 | 2260 | 0 | 214.94 | 213.3 | 8 | 0
2035 | ENT_2_MISO_MO-IL | ENT | MISO_MO-IL | Internal | Summer | B4 | 100 | 2260 | 886.13 | 192 | 200 | 8 | 0
2035 | ENT_2_MISO_MO-IL | ENT | MISO_MO-IL | Internal | Summer | B5 | 200 | 2260 | 1541.79 | 156.88 | 164.88 | 8 | 0
2035 | ENT_2_MISO_MO-IL | ENT | MISO_MO-IL | Internal | Summer | B6 | 300 | 2260 | 1080.54 | 134.59 | 142.59 | 8 | 0
2035 | ENT_2_MISO_MO-IL | ENT | MISO_MO-IL | Internal | Summer | B7 | 400 | 2260 | 0 | 134.59 | 134.24 | 8 | 0
2035 | ENT_2_MISO_MO-IL | ENT | MISO_MO-IL | Internal | Summer | B8 | 500 | 2260 | 0 | 127.93 | 119.93 | 8 | 0
2035 | ENT_2_MISO_MO-IL | ENT | MISO_MO-IL | Internal | Summer | B9 | 800 | 2260 | 0 | 115.88 | 113.41 | 8 | 0
2035 | ENT_2_MISO_MO-IL | ENT | MISO_MO-IL | Internal | Summer | B10 | 1262 | 2260 | 0 | 115.88 | 113.41 | 8 | 0
2035 | ENT_2_MISO_MO-IL | ENT | MISO_MO-IL | Internal | Winter | B16 | 25 | 2260 | 0 | 128.46 | 135.43 | 8 | 0
2035 | ENT_2_MISO_MO-IL | ENT | MISO_MO-IL | Internal | Winter | B17 | 100 | 2260 | 0 | 125.39 | 125.39 | 8 | 0
2035 | ENT_2_MISO_MO-IL | ENT | MISO_MO-IL | Internal | Winter | B18 | 400 | 2260 | 0 | 120.46 | 120.35 | 8 | 0
2035 | ENT_2_MISO_MO-IL | ENT | MISO_MO-IL | Internal | Winter | B19 | 700 | 2260 | 0 | 120.46 | 117.9 | 8 | 0
2035 | ENT_2_MISO_MO-IL | ENT | MISO_MO-IL | Internal | Winter | B20 | 935 | 2260 | 0 | 120.46 | 117.86 | 8 | 0
2035 | ENT_2_SOCO | ENT | SOCO | Internal | Shoulder | B11 | 25 | 2000 | 0 | 136.37 | 138.57 | 8 | 0
2035 | ENT_2_SOCO | ENT | SOCO | Internal | Shoulder | B12 | 200 | 2000 | 0 | 123.11 | 119.26 | 8 | 0
2035 | ENT_2_SOCO | ENT | SOCO | Internal | Shoulder | B13 | 600 | 2000 | 0 | 118.09 | 119.26 | 8 | 0
2035 | ENT_2_SOCO | ENT | SOCO | Internal | Shoulder | B14 | 900 | 2000 | 0 | 117.39 | 119.26 | 8 | 0
2035 | ENT_2_SOCO | ENT | SOCO | Internal | Shoulder | B15 | 1203 | 2000 | 0 | 117.39 | 119.26 | 8 | 0
2035 | ENT_2_SOCO | ENT | SOCO | Internal | Summer | B1 | 10 | 2000 | 1607.16 | 220.76 | 228.76 | 8 | 0
2035 | ENT_2_SOCO | ENT | SOCO | Internal | Summer | B2 | 25 | 2000 | 932.44 | 214.94 | 222.94 | 8 | 0
2035 | ENT_2_SOCO | ENT | SOCO | Internal | Summer | B3 | 75 | 2000 | 1003.42 | 214.94 | 222.94 | 8 | 0
2035 | ENT_2_SOCO | ENT | SOCO | Internal | Summer | B4 | 100 | 2000 | 0 | 192 | 182 | 8 | 0
2035 | ENT_2_SOCO | ENT | SOCO | Internal | Summer | B5 | 200 | 2000 | 0 | 156.88 | 150.71 | 8 | 0
2035 | ENT_2_SOCO | ENT | SOCO | Internal | Summer | B6 | 300 | 2000 | 0 | 134.59 | 137 | 8 | 0
2035 | ENT_2_SOCO | ENT | SOCO | Internal | Summer | B7 | 400 | 2000 | 0 | 134.59 | 125.95 | 8 | 0
2035 | ENT_2_SOCO | ENT | SOCO | Internal | Summer | B8 | 500 | 2000 | 0 | 127.93 | 117.93 | 8 | 0
2035 | ENT_2_SOCO | ENT | SOCO | Internal | Summer | B9 | 800 | 2000 | 0 | 115.88 | 117.93 | 8 | 0
2035 | ENT_2_SOCO | ENT | SOCO | Internal | Summer | B10 | 1262 | 2000 | 0 | 115.88 | 117.93 | 8 | 0
2035 | ENT_2_SOCO | ENT | SOCO | Internal | Winter | B16 | 25 | 2000 | 1072.32 | 128.46 | 136.46 | 8 | 0
2035 | ENT_2_SOCO | ENT | SOCO | Internal | Winter | B17 | 100 | 2000 | 0 | 125.39 | 122.22 | 8 | 0
2035 | ENT_2_SOCO | ENT | SOCO | Internal | Winter | B18 | 400 | 2000 | 0 | 120.46 | 122.22 | 8 | 0
2035 | ENT_2_SOCO | ENT | SOCO | Internal | Winter | B19 | 700 | 2000 | 0 | 120.46 | 122.22 | 8 | 0
2035 | ENT_2_SOCO | ENT | SOCO | Internal | Winter | B20 | 935 | 2000 | 0 | 120.46 | 121.37 | 8 | 0
2035 | ENT_2_SPP_N | ENT | SPP_N | Internal | Shoulder | B11 | 25 | 1300 | 0 | 136.37 | 136.14 | 8 | 0
2035 | ENT_2_SPP_N | ENT | SPP_N | Internal | Shoulder | B12 | 200 | 1300 | 0 | 123.11 | 118.11 | 8 | 0
2035 | ENT_2_SPP_N | ENT | SPP_N | Internal | Shoulder | B13 | 600 | 1300 | 0 | 118.09 | 117.19 | 8 | 0
2035 | ENT_2_SPP_N | ENT | SPP_N | Internal | Shoulder | B14 | 900 | 1300 | 0 | 117.39 | 112.39 | 8 | 0
2035 | ENT_2_SPP_N | ENT | SPP_N | Internal | Shoulder | B15 | 1203 | 1300 | 0 | 117.39 | 101.63 | 8 | 0
2035 | ENT_2_SPP_N | ENT | SPP_N | Internal | Summer | B1 | 10 | 1300 | 0 | 220.76 | 212.26 | 8 | 0
2035 | ENT_2_SPP_N | ENT | SPP_N | Internal | Summer | B2 | 25 | 1300 | 0 | 214.94 | 209.94 | 8 | 0
2035 | ENT_2_SPP_N | ENT | SPP_N | Internal | Summer | B3 | 75 | 1300 | 0 | 214.94 | 209.94 | 8 | 0
2035 | ENT_2_SPP_N | ENT | SPP_N | Internal | Summer | B4 | 100 | 1300 | 0 | 192 | 195 | 8 | 0
2035 | ENT_2_SPP_N | ENT | SPP_N | Internal | Summer | B5 | 200 | 1300 | 0 | 156.88 | 159.88 | 8 | 0
2035 | ENT_2_SPP_N | ENT | SPP_N | Internal | Summer | B6 | 300 | 1300 | 0 | 134.59 | 139.52 | 8 | 0
2035 | ENT_2_SPP_N | ENT | SPP_N | Internal | Summer | B7 | 400 | 1300 | 0 | 134.59 | 134.61 | 8 | 0
2035 | ENT_2_SPP_N | ENT | SPP_N | Internal | Summer | B8 | 500 | 1300 | 0 | 127.93 | 123.13 | 8 | 0
2035 | ENT_2_SPP_N | ENT | SPP_N | Internal | Summer | B9 | 800 | 1300 | 0 | 115.88 | 116.6 | 8 | 0
2035 | ENT_2_SPP_N | ENT | SPP_N | Internal | Summer | B10 | 1262 | 1300 | 0 | 115.88 | 115.62 | 8 | 0
2035 | ENT_2_SPP_N | ENT | SPP_N | Internal | Winter | B16 | 25 | 1300 | 0 | 128.46 | 121.43 | 8 | 0
2035 | ENT_2_SPP_N | ENT | SPP_N | Internal | Winter | B17 | 100 | 1300 | 0 | 125.39 | 120.39 | 8 | 0
2035 | ENT_2_SPP_N | ENT | SPP_N | Internal | Winter | B18 | 400 | 1300 | 0 | 120.46 | 120.39 | 8 | 0
2035 | ENT_2_SPP_N | ENT | SPP_N | Internal | Winter | B19 | 700 | 1300 | 0 | 120.46 | 115.46 | 8 | 0
2035 | ENT_2_SPP_N | ENT | SPP_N | Internal | Winter | B20 | 935 | 1300 | 0 | 120.46 | 112.86 | 8 | 0
2035 | ENT_2_SPP_S | ENT | SPP_S | Internal | Shoulder | B11 | 25 | 1300 | 0 | 136.37 | 136.15 | 8 | 0
2035 | ENT_2_SPP_S | ENT | SPP_S | Internal | Shoulder | B12 | 200 | 1300 | 0 | 123.11 | 118.12 | 8 | 0
2035 | ENT_2_SPP_S | ENT | SPP_S | Internal | Shoulder | B13 | 600 | 1300 | 0 | 118.09 | 117.21 | 8 | 0
2035 | ENT_2_SPP_S | ENT | SPP_S | Internal | Shoulder | B14 | 900 | 1300 | 0 | 117.39 | 112.39 | 8 | 0
2035 | ENT_2_SPP_S | ENT | SPP_S | Internal | Shoulder | B15 | 1203 | 1300 | 0 | 117.39 | 101.62 | 8 | 0
2035 | ENT_2_SPP_S | ENT | SPP_S | Internal | Summer | B1 | 10 | 1300 | 0 | 220.76 | 134.62 | 8 | 0
2035 | ENT_2_SPP_S | ENT | SPP_S | Internal | Summer | B2 | 25 | 1300 | 0 | 214.94 | 196.29 | 8 | 0
2035 | ENT_2_SPP_S | ENT | SPP_S | Internal | Summer | B3 | 75 | 1300 | 0 | 214.94 | 196.29 | 8 | 0
2035 | ENT_2_SPP_S | ENT | SPP_S | Internal | Summer | B4 | 100 | 1300 | 0 | 192 | 187 | 8 | 0
2035 | ENT_2_SPP_S | ENT | SPP_S | Internal | Summer | B5 | 200 | 1300 | 0 | 156.88 | 146.37 | 8 | 0
2035 | ENT_2_SPP_S | ENT | SPP_S | Internal | Summer | B6 | 300 | 1300 | 0 | 134.59 | 139.53 | 8 | 0
2035 | ENT_2_SPP_S | ENT | SPP_S | Internal | Summer | B7 | 400 | 1300 | 0 | 134.59 | 134.62 | 8 | 0
2035 | ENT_2_SPP_S | ENT | SPP_S | Internal | Summer | B8 | 500 | 1300 | 0 | 127.93 | 134.31 | 8 | 0
2035 | ENT_2_SPP_S | ENT | SPP_S | Internal | Summer | B9 | 800 | 1300 | 0 | 115.88 | 116.61 | 8 | 0
2035 | ENT_2_SPP_S | ENT | SPP_S | Internal | Summer | B10 | 1262 | 1300 | 0 | 115.88 | 115.63 | 8 | 0
2035 | ENT_2_SPP_S | ENT | SPP_S | Internal | Winter | B16 | 25 | 1300 | 0 | 128.46 | 121.44 | 8 | 0
2035 | ENT_2_SPP_S | ENT | SPP_S | Internal | Winter | B17 | 100 | 1300 | 0 | 125.39 | 120.41 | 8 | 0
2035 | ENT_2_SPP_S | ENT | SPP_S | Internal | Winter | B18 | 400 | 1300 | 0 | 120.46 | 120.41 | 8 | 0
2035 | ENT_2_SPP_S | ENT | SPP_S | Internal | Winter | B19 | 700 | 1300 | 0 | 120.46 | 115.48 | 8 | 0
2035 | ENT_2_SPP_S | ENT | SPP_S | Internal | Winter | B20 | 935 | 1300 | 0 | 120.46 | 112.87 | 8 | 0
2035 | ENT_2_TVA_Transmission | ENT | TVA_Transmission | Internal | Shoulder | B11 | 25 | 2100 | 0 | 136.37 | 138.11 | 8 | 0
2035 | ENT_2_TVA_Transmission | ENT | TVA_Transmission | Internal | Shoulder | B12 | 200 | 2100 | 0 | 123.11 | 124.61 | 8 | 0
2035 | ENT_2_TVA_Transmission | ENT | TVA_Transmission | Internal | Shoulder | B13 | 600 | 2100 | 0 | 118.09 | 120.83 | 8 | 0
2035 | ENT_2_TVA_Transmission | ENT | TVA_Transmission | Internal | Shoulder | B14 | 900 | 2100 | 0 | 117.39 | 120.01 | 8 | 0
2035 | ENT_2_TVA_Transmission | ENT | TVA_Transmission | Internal | Shoulder | B15 | 1203 | 2100 | 0 | 117.39 | 119.41 | 8 | 0
2035 | ENT_2_TVA_Transmission | ENT | TVA_Transmission | Internal | Summer | B1 | 10 | 2100 | 0 | 220.76 | 225.26 | 8 | 0
2035 | ENT_2_TVA_Transmission | ENT | TVA_Transmission | Internal | Summer | B2 | 25 | 2100 | 0 | 214.94 | 221.76 | 8 | 0
2035 | ENT_2_TVA_Transmission | ENT | TVA_Transmission | Internal | Summer | B3 | 75 | 2100 | 0 | 214.94 | 218.6 | 8 | 0
2035 | ENT_2_TVA_Transmission | ENT | TVA_Transmission | Internal | Summer | B4 | 100 | 2100 | 0 | 192 | 191 | 8 | 0
2035 | ENT_2_TVA_Transmission | ENT | TVA_Transmission | Internal | Summer | B5 | 200 | 2100 | 0 | 156.88 | 159.24 | 8 | 0
2035 | ENT_2_TVA_Transmission | ENT | TVA_Transmission | Internal | Summer | B6 | 300 | 2100 | 0 | 134.59 | 135.28 | 8 | 0
2035 | ENT_2_TVA_Transmission | ENT | TVA_Transmission | Internal | Summer | B7 | 400 | 2100 | 0 | 134.59 | 125.59 | 8 | 0
2035 | ENT_2_TVA_Transmission | ENT | TVA_Transmission | Internal | Summer | B8 | 500 | 2100 | 0 | 127.93 | 122.17 | 8 | 0
2035 | ENT_2_TVA_Transmission | ENT | TVA_Transmission | Internal | Summer | B9 | 800 | 2100 | 0 | 115.88 | 118.59 | 8 | 0
2035 | ENT_2_TVA_Transmission | ENT | TVA_Transmission | Internal | Summer | B10 | 1262 | 2100 | 0 | 115.88 | 118.1 | 8 | 0
2035 | ENT_2_TVA_Transmission | ENT | TVA_Transmission | Internal | Winter | B16 | 25 | 2100 | 0 | 128.46 | 135.99 | 8 | 0
2035 | ENT_2_TVA_Transmission | ENT | TVA_Transmission | Internal | Winter | B17 | 100 | 2100 | 0 | 125.39 | 129.66 | 8 | 0
2035 | ENT_2_TVA_Transmission | ENT | TVA_Transmission | Internal | Winter | B18 | 400 | 2100 | 0 | 120.46 | 123.88 | 8 | 0
2035 | ENT_2_TVA_Transmission | ENT | TVA_Transmission | Internal | Winter | B19 | 700 | 2100 | 0 | 120.46 | 122.97 | 8 | 0
2035 | ENT_2_TVA_Transmission | ENT | TVA_Transmission | Internal | Winter | B20 | 935 | 2100 | 0 | 120.46 | 121.37 | 8 | 0
2035 | FRCC_2_SOCO | FRCC | SOCO | Internal | Shoulder | B11 | 25 | 900 | 0 | 143.77 | 138.57 | 8 | 0
2035 | FRCC_2_SOCO | FRCC | SOCO | Internal | Shoulder | B12 | 200 | 900 | 0 | 124.61 | 119.26 | 8 | 0
2035 | FRCC_2_SOCO | FRCC | SOCO | Internal | Shoulder | B13 | 600 | 900 | 0 | 123.68 | 119.26 | 8 | 0
2035 | FRCC_2_SOCO | FRCC | SOCO | Internal | Shoulder | B14 | 900 | 900 | 0 | 123.68 | 119.26 | 8 | 0
2035 | FRCC_2_SOCO | FRCC | SOCO | Internal | Shoulder | B15 | 1203 | 900 | 0 | 123.68 | 119.26 | 8 | 0
2035 | FRCC_2_SOCO | FRCC | SOCO | Internal | Summer | B1 | 10 | 900 | 0 | 227.84 | 228.76 | 8 | 0
2035 | FRCC_2_SOCO | FRCC | SOCO | Internal | Summer | B2 | 25 | 900 | 0 | 227.84 | 222.94 | 8 | 0
2035 | FRCC_2_SOCO | FRCC | SOCO | Internal | Summer | B3 | 75 | 900 | 0 | 227.84 | 222.94 | 8 | 0
2035 | FRCC_2_SOCO | FRCC | SOCO | Internal | Summer | B4 | 100 | 900 | 491.93 | 174 | 182 | 8 | 0
2035 | FRCC_2_SOCO | FRCC | SOCO | Internal | Summer | B5 | 200 | 900 | 632.14 | 142.71 | 150.71 | 8 | 0
2035 | FRCC_2_SOCO | FRCC | SOCO | Internal | Summer | B6 | 300 | 900 | 0 | 142.71 | 137 | 8 | 0
2035 | FRCC_2_SOCO | FRCC | SOCO | Internal | Summer | B7 | 400 | 900 | 0 | 135.95 | 125.95 | 8 | 0
2035 | FRCC_2_SOCO | FRCC | SOCO | Internal | Summer | B8 | 500 | 900 | 0 | 122.78 | 117.93 | 8 | 0
2035 | FRCC_2_SOCO | FRCC | SOCO | Internal | Summer | B9 | 800 | 900 | 0 | 122.78 | 117.93 | 8 | 0
2035 | FRCC_2_SOCO | FRCC | SOCO | Internal | Summer | B10 | 1262 | 900 | 88.66 | 109.93 | 117.93 | 8 | 0
2035 | FRCC_2_SOCO | FRCC | SOCO | Internal | Winter | B16 | 25 | 900 | 0 | 146.46 | 136.46 | 8 | 0
2035 | FRCC_2_SOCO | FRCC | SOCO | Internal | Winter | B17 | 100 | 900 | 0 | 126.16 | 122.22 | 8 | 0
2035 | FRCC_2_SOCO | FRCC | SOCO | Internal | Winter | B18 | 400 | 900 | 0 | 126.16 | 122.22 | 8 | 0
2035 | FRCC_2_SOCO | FRCC | SOCO | Internal | Winter | B19 | 700 | 900 | 0 | 126.16 | 122.22 | 8 | 0
2035 | FRCC_2_SOCO | FRCC | SOCO | Internal | Winter | B20 | 935 | 900 | 0 | 120.44 | 121.37 | 8 | 0
2035 | HQ_NEISO_2_NEISO | HQ_NEISO | NEISO | Internal | Shoulder | B11 | 25 | 99999 | 4396.49 | 69.7 | 69.71 | 0.01 | 0
2035 | HQ_NEISO_2_NEISO | HQ_NEISO | NEISO | Internal | Shoulder | B12 | 200 | 99999 | 4396.49 | 71.49 | 71.5 | 0.01 | 0
2035 | HQ_NEISO_2_NEISO | HQ_NEISO | NEISO | Internal | Shoulder | B13 | 600 | 99999 | 4396.49 | 69.7 | 69.71 | 0.01 | 0
2035 | HQ_NEISO_2_NEISO | HQ_NEISO | NEISO | Internal | Shoulder | B14 | 900 | 99999 | 4396.49 | 69.7 | 69.71 | 0.01 | 0
2035 | HQ_NEISO_2_NEISO | HQ_NEISO | NEISO | Internal | Shoulder | B15 | 1203 | 99999 | 3142.73 | 69.7 | 69.71 | 0.01 | 0
2035 | HQ_NEISO_2_NEISO | HQ_NEISO | NEISO | Internal | Summer | B1 | 10 | 99999 | 4396.59 | 181.45 | 181.46 | 0.01 | 0
2035 | HQ_NEISO_2_NEISO | HQ_NEISO | NEISO | Internal | Summer | B2 | 25 | 99999 | 4396.59 | 181.45 | 181.46 | 0.01 | 0
2035 | HQ_NEISO_2_NEISO | HQ_NEISO | NEISO | Internal | Summer | B3 | 75 | 99999 | 4396.59 | 135.54 | 135.55 | 0.01 | 0
2035 | HQ_NEISO_2_NEISO | HQ_NEISO | NEISO | Internal | Summer | B4 | 100 | 99999 | 4396.59 | 123.42 | 123.43 | 0.01 | 0
2035 | HQ_NEISO_2_NEISO | HQ_NEISO | NEISO | Internal | Summer | B5 | 200 | 99999 | 4396.59 | 123.42 | 123.43 | 0.01 | 0
2035 | HQ_NEISO_2_NEISO | HQ_NEISO | NEISO | Internal | Summer | B6 | 300 | 99999 | 4396.59 | 123.42 | 123.43 | 0.01 | 0
2035 | HQ_NEISO_2_NEISO | HQ_NEISO | NEISO | Internal | Summer | B7 | 400 | 99999 | 4396.59 | 108.08 | 108.09 | 0.01 | 0
2035 | HQ_NEISO_2_NEISO | HQ_NEISO | NEISO | Internal | Summer | B8 | 500 | 99999 | 4396.59 | 106.37 | 106.38 | 0.01 | 0
2035 | HQ_NEISO_2_NEISO | HQ_NEISO | NEISO | Internal | Summer | B9 | 800 | 99999 | 4396.59 | 106.37 | 106.38 | 0.01 | 0
2035 | HQ_NEISO_2_NEISO | HQ_NEISO | NEISO | Internal | Summer | B10 | 1262 | 99999 | 2897.75 | 106.37 | 106.38 | 0.01 | 0
2035 | HQ_NEISO_2_NEISO | HQ_NEISO | NEISO | Internal | Winter | B16 | 25 | 99999 | 4396.49 | 73.48 | 73.5 | 0.01 | 0
2035 | HQ_NEISO_2_NEISO | HQ_NEISO | NEISO | Internal | Winter | B17 | 100 | 99999 | 4396.49 | 71.47 | 71.48 | 0.01 | 0
2035 | HQ_NEISO_2_NEISO | HQ_NEISO | NEISO | Internal | Winter | B18 | 400 | 99999 | 4396.49 | 69.7 | 69.71 | 0.01 | 0
2035 | HQ_NEISO_2_NEISO | HQ_NEISO | NEISO | Internal | Winter | B19 | 700 | 99999 | 4396.49 | 69.7 | 69.71 | 0.01 | 0
2035 | HQ_NEISO_2_NEISO | HQ_NEISO | NEISO | Internal | Winter | B20 | 935 | 99999 | 3206.47 | 69.7 | 69.71 | 0.01 | 0
2035 | HQ_NY_2_NYISO_A-F | HQ_NY | NYISO_A-F | Internal | Shoulder | B11 | 25 | 99999 | 4000 | 68.49 | 68.5 | 0.01 | 0
2035 | HQ_NY_2_NYISO_A-F | HQ_NY | NYISO_A-F | Internal | Shoulder | B12 | 200 | 99999 | 4000 | 68.49 | 68.5 | 0.01 | 0
2035 | HQ_NY_2_NYISO_A-F | HQ_NY | NYISO_A-F | Internal | Shoulder | B13 | 600 | 99999 | 4000 | 68.49 | 68.5 | 0.01 | 0
2035 | HQ_NY_2_NYISO_A-F | HQ_NY | NYISO_A-F | Internal | Shoulder | B14 | 900 | 99999 | 4000 | 68.49 | 68.5 | 0.01 | 0
2035 | HQ_NY_2_NYISO_A-F | HQ_NY | NYISO_A-F | Internal | Shoulder | B15 | 1203 | 99999 | 2296.26 | 68.49 | 68.5 | 0.01 | 0
2035 | HQ_NY_2_NYISO_A-F | HQ_NY | NYISO_A-F | Internal | Summer | B1 | 10 | 99999 | 4000.1 | 111.08 | 111.09 | 0.01 | 0
2035 | HQ_NY_2_NYISO_A-F | HQ_NY | NYISO_A-F | Internal | Summer | B2 | 25 | 99999 | 4000.1 | 129.69 | 129.7 | 0.01 | 0
2035 | HQ_NY_2_NYISO_A-F | HQ_NY | NYISO_A-F | Internal | Summer | B3 | 75 | 99999 | 4000.1 | 132.54 | 132.55 | 0.01 | 0
2035 | HQ_NY_2_NYISO_A-F | HQ_NY | NYISO_A-F | Internal | Summer | B4 | 100 | 99999 | 4000.1 | 129.69 | 129.7 | 0.01 | 0
2035 | HQ_NY_2_NYISO_A-F | HQ_NY | NYISO_A-F | Internal | Summer | B5 | 200 | 99999 | 4000.1 | 126.42 | 126.43 | 0.01 | 0
2035 | HQ_NY_2_NYISO_A-F | HQ_NY | NYISO_A-F | Internal | Summer | B6 | 300 | 99999 | 4000.1 | 126.42 | 126.43 | 0.01 | 0
2035 | HQ_NY_2_NYISO_A-F | HQ_NY | NYISO_A-F | Internal | Summer | B7 | 400 | 99999 | 4000.1 | 111.08 | 111.09 | 0.01 | 0
2035 | HQ_NY_2_NYISO_A-F | HQ_NY | NYISO_A-F | Internal | Summer | B8 | 500 | 99999 | 4000.1 | 109.37 | 109.38 | 0.01 | 0
2035 | HQ_NY_2_NYISO_A-F | HQ_NY | NYISO_A-F | Internal | Summer | B9 | 800 | 99999 | 4000.1 | 109.37 | 109.38 | 0.01 | 0
2035 | HQ_NY_2_NYISO_A-F | HQ_NY | NYISO_A-F | Internal | Summer | B10 | 1262 | 99999 | 1963.33 | 109.37 | 109.38 | 0.01 | 0
2035 | HQ_NY_2_NYISO_A-F | HQ_NY | NYISO_A-F | Internal | Winter | B16 | 25 | 99999 | 4000 | 70.48 | 70.5 | 0.01 | 0
2035 | HQ_NY_2_NYISO_A-F | HQ_NY | NYISO_A-F | Internal | Winter | B17 | 100 | 99999 | 4000 | 68.47 | 68.48 | 0.01 | 0
2035 | HQ_NY_2_NYISO_A-F | HQ_NY | NYISO_A-F | Internal | Winter | B18 | 400 | 99999 | 4000 | 68.47 | 68.48 | 0.01 | 0
2035 | HQ_NY_2_NYISO_A-F | HQ_NY | NYISO_A-F | Internal | Winter | B19 | 700 | 99999 | 4000 | 68.47 | 68.48 | 0.01 | 0
2035 | HQ_NY_2_NYISO_A-F | HQ_NY | NYISO_A-F | Internal | Winter | B20 | 935 | 99999 | 2382.89 | 68.47 | 68.48 | 0.01 | 0
2035 | HQ_IESO_2_IESO | HQ_IESO | IESO | Internal | Shoulder | B11 | 25 | 99999 | 3000 | 11.67 | 11.69 | 0.01 | 0
2035 | HQ_IESO_2_IESO | HQ_IESO | IESO | Internal | Shoulder | B12 | 200 | 99999 | 3000 | 11.67 | 11.69 | 0.01 | 0
2035 | HQ_IESO_2_IESO | HQ_IESO | IESO | Internal | Shoulder | B13 | 600 | 99999 | 3000 | 11.67 | 11.69 | 0.01 | 0
2035 | HQ_IESO_2_IESO | HQ_IESO | IESO | Internal | Shoulder | B14 | 900 | 99999 | 3000 | 11.67 | 11.69 | 0.01 | 0
2035 | HQ_IESO_2_IESO | HQ_IESO | IESO | Internal | Shoulder | B15 | 1203 | 99999 | 2634.91 | 11.67 | 11.69 | 0.01 | 0
2035 | HQ_IESO_2_IESO | HQ_IESO | IESO | Internal | Summer | B1 | 10 | 99999 | 3000 | 11.67 | 11.69 | 0.01 | 0
2035 | HQ_IESO_2_IESO | HQ_IESO | IESO | Internal | Summer | B2 | 25 | 99999 | 3000 | 11.67 | 11.69 | 0.01 | 0
2035 | HQ_IESO_2_IESO | HQ_IESO | IESO | Internal | Summer | B3 | 75 | 99999 | 3000 | 11.67 | 11.69 | 0.01 | 0
2035 | HQ_IESO_2_IESO | HQ_IESO | IESO | Internal | Summer | B4 | 100 | 99999 | 3000 | 11.67 | 11.69 | 0.01 | 0
2035 | HQ_IESO_2_IESO | HQ_IESO | IESO | Internal | Summer | B5 | 200 | 99999 | 3000 | 11.67 | 11.69 | 0.01 | 0
2035 | HQ_IESO_2_IESO | HQ_IESO | IESO | Internal | Summer | B6 | 300 | 99999 | 3000 | 11.67 | 11.69 | 0.01 | 0
2035 | HQ_IESO_2_IESO | HQ_IESO | IESO | Internal | Summer | B7 | 400 | 99999 | 3000 | 11.67 | 11.69 | 0.01 | 0
2035 | HQ_IESO_2_IESO | HQ_IESO | IESO | Internal | Summer | B8 | 500 | 99999 | 3000 | 11.67 | 11.69 | 0.01 | 0
2035 | HQ_IESO_2_IESO | HQ_IESO | IESO | Internal | Summer | B9 | 800 | 99999 | 3000 | 11.67 | 11.69 | 0.01 | 0
2035 | HQ_IESO_2_IESO | HQ_IESO | IESO | Internal | Summer | B10 | 1262 | 99999 | 2563.55 | 11.67 | 11.69 | 0.01 | 0
2035 | HQ_IESO_2_IESO | HQ_IESO | IESO | Internal | Winter | B16 | 25 | 99999 | 3000 | 11.67 | 11.69 | 0.01 | 0
2035 | HQ_IESO_2_IESO | HQ_IESO | IESO | Internal | Winter | B17 | 100 | 99999 | 3000 | 11.67 | 11.69 | 0.01 | 0
2035 | HQ_IESO_2_IESO | HQ_IESO | IESO | Internal | Winter | B18 | 400 | 99999 | 3000 | 11.67 | 11.69 | 0.01 | 0
2035 | HQ_IESO_2_IESO | HQ_IESO | IESO | Internal | Winter | B19 | 700 | 99999 | 3000 | 11.67 | 11.69 | 0.01 | 0
2035 | HQ_IESO_2_IESO | HQ_IESO | IESO | Internal | Winter | B20 | 935 | 99999 | 2653.48 | 11.67 | 11.69 | 0.01 | 0
2035 | IESO_2_MAPP_CA | IESO | MAPP_CA | Internal | Shoulder | B11 | 25 | 262 | 262 | 11.69 | 79.88 | 7 | 61.2
2035 | IESO_2_MAPP_CA | IESO | MAPP_CA | Internal | Shoulder | B12 | 200 | 262 | 262 | 11.69 | 79.88 | 7 | 61.2
2035 | IESO_2_MAPP_CA | IESO | MAPP_CA | Internal | Shoulder | B13 | 600 | 262 | 262 | 11.69 | 79.88 | 7 | 61.2
2035 | IESO_2_MAPP_CA | IESO | MAPP_CA | Internal | Shoulder | B14 | 900 | 262 | 262 | 11.69 | 79.88 | 7 | 61.2
2035 | IESO_2_MAPP_CA | IESO | MAPP_CA | Internal | Shoulder | B15 | 1203 | 262 | 262 | 11.69 | 79.88 | 7 | 61.2
2035 | IESO_2_MAPP_CA | IESO | MAPP_CA | Internal | Summer | B1 | 10 | 262 | 10.39 | 11.69 | 18.69 | 7 | 0
2035 | IESO_2_MAPP_CA | IESO | MAPP_CA | Internal | Summer | B2 | 25 | 262 | 103.11 | 11.69 | 18.69 | 7 | 0
2035 | IESO_2_MAPP_CA | IESO | MAPP_CA | Internal | Summer | B3 | 75 | 262 | 111.19 | 11.69 | 18.69 | 7 | 0
2035 | IESO_2_MAPP_CA | IESO | MAPP_CA | Internal | Summer | B4 | 100 | 262 | 109.89 | 11.69 | 18.69 | 7 | 0
2035 | IESO_2_MAPP_CA | IESO | MAPP_CA | Internal | Summer | B5 | 200 | 262 | 97.26 | 11.69 | 18.69 | 7 | 0
2035 | IESO_2_MAPP_CA | IESO | MAPP_CA | Internal | Summer | B6 | 300 | 262 | 86.26 | 11.69 | 18.69 | 7 | 0
2035 | IESO_2_MAPP_CA | IESO | MAPP_CA | Internal | Summer | B7 | 400 | 262 | 76.85 | 11.69 | 18.69 | 7 | 0
2035 | IESO_2_MAPP_CA | IESO | MAPP_CA | Internal | Summer | B8 | 500 | 262 | 68.89 | 11.69 | 18.69 | 7 | 0
2035 | IESO_2_MAPP_CA | IESO | MAPP_CA | Internal | Summer | B9 | 800 | 262 | 51.82 | 11.69 | 18.69 | 7 | 0
2035 | IESO_2_MAPP_CA | IESO | MAPP_CA | Internal | Summer | B10 | 1262 | 262 | 172.08 | 11.69 | 18.69 | 7 | 0
2035 | IESO_2_MAPP_CA | IESO | MAPP_CA | Internal | Winter | B16 | 25 | 262 | 262 | 11.69 | 105.86 | 7 | 87.17
2035 | IESO_2_MAPP_CA | IESO | MAPP_CA | Internal | Winter | B17 | 100 | 262 | 262 | 11.69 | 105.86 | 7 | 87.17
2035 | IESO_2_MAPP_CA | IESO | MAPP_CA | Internal | Winter | B18 | 400 | 262 | 262 | 11.69 | 105.86 | 7 | 87.17
2035 | IESO_2_MAPP_CA | IESO | MAPP_CA | Internal | Winter | B19 | 700 | 262 | 262 | 11.69 | 105.86 | 7 | 87.17
2035 | IESO_2_MAPP_CA | IESO | MAPP_CA | Internal | Winter | B20 | 935 | 262 | 262 | 11.69 | 105.86 | 7 | 87.17
2035 | IESO_2_MISO_MI | IESO | MISO_MI | Internal | Shoulder | B11 | 25 | 1840 | 1840 | 11.69 | 133.39 | 7 | 114.71
2035 | IESO_2_MISO_MI | IESO | MISO_MI | Internal | Shoulder | B12 | 200 | 1840 | 1840 | 11.69 | 128.66 | 7 | 109.98
2035 | IESO_2_MISO_MI | IESO | MISO_MI | Internal | Shoulder | B13 | 600 | 1840 | 1840 | 11.69 | 120.79 | 7 | 102.11
2035 | IESO_2_MISO_MI | IESO | MISO_MI | Internal | Shoulder | B14 | 900 | 1840 | 1840 | 11.69 | 114.86 | 7 | 96.18
2035 | IESO_2_MISO_MI | IESO | MISO_MI | Internal | Shoulder | B15 | 1203 | 1840 | 1840 | 11.69 | 114.86 | 7 | 96.18
2035 | IESO_2_MISO_MI | IESO | MISO_MI | Internal | Summer | B1 | 10 | 1840 | 1840 | 11.69 | 217.26 | 7 | 198.57
2035 | IESO_2_MISO_MI | IESO | MISO_MI | Internal | Summer | B2 | 25 | 1840 | 1840 | 11.69 | 213.77 | 7 | 195.09
2035 | IESO_2_MISO_MI | IESO | MISO_MI | Internal | Summer | B3 | 75 | 1840 | 1840 | 11.69 | 210.61 | 7 | 191.92
2035 | IESO_2_MISO_MI | IESO | MISO_MI | Internal | Summer | B4 | 100 | 1840 | 1840 | 11.69 | 196 | 7 | 177.31
2035 | IESO_2_MISO_MI | IESO | MISO_MI | Internal | Summer | B5 | 200 | 1840 | 1840 | 11.69 | 153.59 | 7 | 134.9
2035 | IESO_2_MISO_MI | IESO | MISO_MI | Internal | Summer | B6 | 300 | 1840 | 1840 | 11.69 | 138.27 | 7 | 119.58
2035 | IESO_2_MISO_MI | IESO | MISO_MI | Internal | Summer | B7 | 400 | 1840 | 1840 | 11.69 | 131.48 | 7 | 112.79
2035 | IESO_2_MISO_MI | IESO | MISO_MI | Internal | Summer | B8 | 500 | 1840 | 1840 | 11.69 | 123.78 | 7 | 105.09
2035 | IESO_2_MISO_MI | IESO | MISO_MI | Internal | Summer | B9 | 800 | 1840 | 1840 | 11.69 | 113.41 | 7 | 94.73
2035 | IESO_2_MISO_MI | IESO | MISO_MI | Internal | Summer | B10 | 1262 | 1840 | 1840 | 11.69 | 113.41 | 7 | 94.73
2035 | IESO_2_MISO_MI | IESO | MISO_MI | Internal | Winter | B16 | 25 | 1840 | 1840 | 11.69 | 135.44 | 7 | 116.75
2035 | IESO_2_MISO_MI | IESO | MISO_MI | Internal | Winter | B17 | 100 | 1840 | 1840 | 11.69 | 135.43 | 7 | 116.74
2035 | IESO_2_MISO_MI | IESO | MISO_MI | Internal | Winter | B18 | 400 | 1840 | 1840 | 11.69 | 121.93 | 7 | 103.25
2035 | IESO_2_MISO_MI | IESO | MISO_MI | Internal | Winter | B19 | 700 | 1840 | 1840 | 11.69 | 117.9 | 7 | 99.22
2035 | IESO_2_MISO_MI | IESO | MISO_MI | Internal | Winter | B20 | 935 | 1840 | 1840 | 11.69 | 117.88 | 7 | 99.19
2035 | IESO_2_MISO_W | IESO | MISO_W | Internal | Shoulder | B11 | 25 | 140 | 140 | 11.69 | 135.07 | 7 | 116.39
2035 | IESO_2_MISO_W | IESO | MISO_W | Internal | Shoulder | B12 | 200 | 140 | 140 | 11.69 | 123.1 | 7 | 104.41
2035 | IESO_2_MISO_W | IESO | MISO_W | Internal | Shoulder | B13 | 600 | 140 | 140 | 11.69 | 116.28 | 7 | 97.6
2035 | IESO_2_MISO_W | IESO | MISO_W | Internal | Shoulder | B14 | 900 | 140 | 140 | 11.69 | 110.56 | 7 | 91.88
2035 | IESO_2_MISO_W | IESO | MISO_W | Internal | Shoulder | B15 | 1203 | 140 | 140 | 11.69 | 94.63 | 7 | 75.95
2035 | IESO_2_MISO_W | IESO | MISO_W | Internal | Summer | B1 | 10 | 140 | 140 | 11.69 | 217.26 | 7 | 198.57
2035 | IESO_2_MISO_W | IESO | MISO_W | Internal | Summer | B2 | 25 | 140 | 140 | 11.69 | 213.76 | 7 | 195.08
2035 | IESO_2_MISO_W | IESO | MISO_W | Internal | Summer | B3 | 75 | 140 | 140 | 11.69 | 213.32 | 7 | 194.63
2035 | IESO_2_MISO_W | IESO | MISO_W | Internal | Summer | B4 | 100 | 140 | 140 | 11.69 | 200 | 7 | 181.31
2035 | IESO_2_MISO_W | IESO | MISO_W | Internal | Summer | B5 | 200 | 140 | 140 | 11.69 | 164.89 | 7 | 146.2
2035 | IESO_2_MISO_W | IESO | MISO_W | Internal | Summer | B6 | 300 | 140 | 140 | 11.69 | 142.6 | 7 | 123.92
2035 | IESO_2_MISO_W | IESO | MISO_W | Internal | Summer | B7 | 400 | 140 | 140 | 11.69 | 134.23 | 7 | 115.55
2035 | IESO_2_MISO_W | IESO | MISO_W | Internal | Summer | B8 | 500 | 140 | 140 | 11.69 | 119.92 | 7 | 101.23
2035 | IESO_2_MISO_W | IESO | MISO_W | Internal | Summer | B9 | 800 | 140 | 140 | 11.69 | 113.4 | 7 | 94.71
2035 | IESO_2_MISO_W | IESO | MISO_W | Internal | Summer | B10 | 1262 | 140 | 140 | 11.69 | 108.62 | 7 | 89.94
2035 | IESO_2_MISO_W | IESO | MISO_W | Internal | Winter | B16 | 25 | 140 | 140 | 11.69 | 114.42 | 7 | 95.73
2035 | IESO_2_MISO_W | IESO | MISO_W | Internal | Winter | B17 | 100 | 140 | 140 | 11.69 | 113.39 | 7 | 94.71
2035 | IESO_2_MISO_W | IESO | MISO_W | Internal | Winter | B18 | 400 | 140 | 140 | 11.69 | 117.89 | 7 | 99.2
2035 | IESO_2_MISO_W | IESO | MISO_W | Internal | Winter | B19 | 700 | 140 | 140 | 11.69 | 117.89 | 7 | 99.2
2035 | IESO_2_MISO_W | IESO | MISO_W | Internal | Winter | B20 | 935 | 140 | 140 | 11.69 | 105.87 | 7 | 87.18
2035 | IESO_2_NYISO_A-F | IESO | NYISO_A-F | Internal | Shoulder | B11 | 25 | 1725 | 1725 | 11.69 | 68.5 | 7 | 49.82
2035 | IESO_2_NYISO_A-F | IESO | NYISO_A-F | Internal | Shoulder | B12 | 200 | 1725 | 1725 | 11.69 | 68.5 | 7 | 49.82
2035 | IESO_2_NYISO_A-F | IESO | NYISO_A-F | Internal | Shoulder | B13 | 600 | 1725 | 1725 | 11.69 | 68.5 | 7 | 49.82
2035 | IESO_2_NYISO_A-F | IESO | NYISO_A-F | Internal | Shoulder | B14 | 900 | 1725 | 1725 | 11.69 | 68.5 | 7 | 49.82
2035 | IESO_2_NYISO_A-F | IESO | NYISO_A-F | Internal | Shoulder | B15 | 1203 | 1725 | 1725 | 11.69 | 68.5 | 7 | 49.82
2035 | IESO_2_NYISO_A-F | IESO | NYISO_A-F | Internal | Summer | B1 | 10 | 1725 | 1725 | 11.69 | 111.09 | 7 | 92.4
2035 | IESO_2_NYISO_A-F | IESO | NYISO_A-F | Internal | Summer | B2 | 25 | 1725 | 1725 | 11.69 | 129.7 | 7 | 111.01
2035 | IESO_2_NYISO_A-F | IESO | NYISO_A-F | Internal | Summer | B3 | 75 | 1725 | 1725 | 11.69 | 132.55 | 7 | 113.86
2035 | IESO_2_NYISO_A-F | IESO | NYISO_A-F | Internal | Summer | B4 | 100 | 1725 | 1725 | 11.69 | 129.7 | 7 | 111.01
2035 | IESO_2_NYISO_A-F | IESO | NYISO_A-F | Internal | Summer | B5 | 200 | 1725 | 1725 | 11.69 | 126.43 | 7 | 107.74
2035 | IESO_2_NYISO_A-F | IESO | NYISO_A-F | Internal | Summer | B6 | 300 | 1725 | 1725 | 11.69 | 126.43 | 7 | 107.74
2035 | IESO_2_NYISO_A-F | IESO | NYISO_A-F | Internal | Summer | B7 | 400 | 1725 | 1725 | 11.69 | 111.09 | 7 | 92.4
2035 | IESO_2_NYISO_A-F | IESO | NYISO_A-F | Internal | Summer | B8 | 500 | 1725 | 1725 | 11.69 | 109.38 | 7 | 90.7
2035 | IESO_2_NYISO_A-F | IESO | NYISO_A-F | Internal | Summer | B9 | 800 | 1725 | 1725 | 11.69 | 109.38 | 7 | 90.7
2035 | IESO_2_NYISO_A-F | IESO | NYISO_A-F | Internal | Summer | B10 | 1262 | 1725 | 1725 | 11.69 | 109.38 | 7 | 90.7
2035 | IESO_2_NYISO_A-F | IESO | NYISO_A-F | Internal | Winter | B16 | 25 | 1725 | 1725 | 11.69 | 70.5 | 7 | 51.81
2035 | IESO_2_NYISO_A-F | IESO | NYISO_A-F | Internal | Winter | B17 | 100 | 1725 | 1725 | 11.69 | 68.48 | 7 | 49.79
2035 | IESO_2_NYISO_A-F | IESO | NYISO_A-F | Internal | Winter | B18 | 400 | 1725 | 1725 | 11.69 | 68.48 | 7 | 49.79
2035 | IESO_2_NYISO_A-F | IESO | NYISO_A-F | Internal | Winter | B19 | 700 | 1725 | 1725 | 11.69 | 68.48 | 7 | 49.79
2035 | IESO_2_NYISO_A-F | IESO | NYISO_A-F | Internal | Winter | B20 | 935 | 1725 | 1725 | 11.69 | 68.48 | 7 | 49.79
2035 | MAPP_CA_2_IESO | MAPP_CA | IESO | Internal | Shoulder | B11 | 25 | 330 | 0 | 79.88 | 11.69 | 8 | 0
2035 | MAPP_CA_2_IESO | MAPP_CA | IESO | Internal | Shoulder | B12 | 200 | 330 | 0 | 79.88 | 11.69 | 8 | 0
2035 | MAPP_CA_2_IESO | MAPP_CA | IESO | Internal | Shoulder | B13 | 600 | 330 | 0 | 79.88 | 11.69 | 8 | 0
2035 | MAPP_CA_2_IESO | MAPP_CA | IESO | Internal | Shoulder | B14 | 900 | 330 | 0 | 79.88 | 11.69 | 8 | 0
2035 | MAPP_CA_2_IESO | MAPP_CA | IESO | Internal | Shoulder | B15 | 1203 | 330 | 0 | 79.88 | 11.69 | 8 | 0
2035 | MAPP_CA_2_IESO | MAPP_CA | IESO | Internal | Summer | B1 | 10 | 330 | 0 | 18.69 | 11.69 | 8 | 0
2035 | MAPP_CA_2_IESO | MAPP_CA | IESO | Internal | Summer | B2 | 25 | 330 | 0 | 18.69 | 11.69 | 8 | 0
2035 | MAPP_CA_2_IESO | MAPP_CA | IESO | Internal | Summer | B3 | 75 | 330 | 0 | 18.69 | 11.69 | 8 | 0
2035 | MAPP_CA_2_IESO | MAPP_CA | IESO | Internal | Summer | B4 | 100 | 330 | 0 | 18.69 | 11.69 | 8 | 0
2035 | MAPP_CA_2_IESO | MAPP_CA | IESO | Internal | Summer | B5 | 200 | 330 | 0 | 18.69 | 11.69 | 8 | 0
2035 | MAPP_CA_2_IESO | MAPP_CA | IESO | Internal | Summer | B6 | 300 | 330 | 0 | 18.69 | 11.69 | 8 | 0
2035 | MAPP_CA_2_IESO | MAPP_CA | IESO | Internal | Summer | B7 | 400 | 330 | 0 | 18.69 | 11.69 | 8 | 0
2035 | MAPP_CA_2_IESO | MAPP_CA | IESO | Internal | Summer | B8 | 500 | 330 | 0 | 18.69 | 11.69 | 8 | 0
2035 | MAPP_CA_2_IESO | MAPP_CA | IESO | Internal | Summer | B9 | 800 | 330 | 0 | 18.69 | 11.69 | 8 | 0
2035 | MAPP_CA_2_IESO | MAPP_CA | IESO | Internal | Summer | B10 | 1262 | 330 | 0 | 18.69 | 11.69 | 8 | 0
2035 | MAPP_CA_2_IESO | MAPP_CA | IESO | Internal | Winter | B16 | 25 | 330 | 0 | 105.86 | 11.69 | 8 | 0
2035 | MAPP_CA_2_IESO | MAPP_CA | IESO | Internal | Winter | B17 | 100 | 330 | 0 | 105.86 | 11.69 | 8 | 0
2035 | MAPP_CA_2_IESO | MAPP_CA | IESO | Internal | Winter | B18 | 400 | 330 | 0 | 105.86 | 11.69 | 8 | 0
2035 | MAPP_CA_2_IESO | MAPP_CA | IESO | Internal | Winter | B19 | 700 | 330 | 0 | 105.86 | 11.69 | 8 | 0
2035 | MAPP_CA_2_IESO | MAPP_CA | IESO | Internal | Winter | B20 | 935 | 330 | 0 | 105.86 | 11.69 | 8 | 0
2035 | MAPP_CA_2_MAPP_US | MAPP_CA | MAPP_US | Internal | Shoulder | B11 | 25 | 372 | 372 | 79.88 | 128.07 | 7 | 41.19
2035 | MAPP_CA_2_MAPP_US | MAPP_CA | MAPP_US | Internal | Shoulder | B12 | 200 | 372 | 372 | 79.88 | 111.75 | 7 | 24.87
2035 | MAPP_CA_2_MAPP_US | MAPP_CA | MAPP_US | Internal | Shoulder | B13 | 600 | 372 | 372 | 79.88 | 109.28 | 7 | 22.4
2035 | MAPP_CA_2_MAPP_US | MAPP_CA | MAPP_US | Internal | Shoulder | B14 | 900 | 372 | 372 | 79.88 | 103.56 | 7 | 16.68
2035 | MAPP_CA_2_MAPP_US | MAPP_CA | MAPP_US | Internal | Shoulder | B15 | 1203 | 372 | 372 | 79.88 | 89.05 | 7 | 2.17
2035 | MAPP_CA_2_MAPP_US | MAPP_CA | MAPP_US | Internal | Summer | B1 | 10 | 372 | 372 | 18.69 | 210.26 | 7 | 184.57
2035 | MAPP_CA_2_MAPP_US | MAPP_CA | MAPP_US | Internal | Summer | B2 | 25 | 372 | 372 | 18.69 | 206.76 | 7 | 181.08
2035 | MAPP_CA_2_MAPP_US | MAPP_CA | MAPP_US | Internal | Summer | B3 | 75 | 372 | 372 | 18.69 | 206.32 | 7 | 180.63
2035 | MAPP_CA_2_MAPP_US | MAPP_CA | MAPP_US | Internal | Summer | B4 | 100 | 372 | 372 | 18.69 | 193 | 7 | 167.31
2035 | MAPP_CA_2_MAPP_US | MAPP_CA | MAPP_US | Internal | Summer | B5 | 200 | 372 | 372 | 18.69 | 157.89 | 7 | 132.2
2035 | MAPP_CA_2_MAPP_US | MAPP_CA | MAPP_US | Internal | Summer | B6 | 300 | 372 | 372 | 18.69 | 135.6 | 7 | 109.92
2035 | MAPP_CA_2_MAPP_US | MAPP_CA | MAPP_US | Internal | Summer | B7 | 400 | 372 | 372 | 18.69 | 127.23 | 7 | 101.55
2035 | MAPP_CA_2_MAPP_US | MAPP_CA | MAPP_US | Internal | Summer | B8 | 500 | 372 | 372 | 18.69 | 112.92 | 7 | 87.23
2035 | MAPP_CA_2_MAPP_US | MAPP_CA | MAPP_US | Internal | Summer | B9 | 800 | 372 | 372 | 18.69 | 106.4 | 7 | 80.71
2035 | MAPP_CA_2_MAPP_US | MAPP_CA | MAPP_US | Internal | Summer | B10 | 1262 | 372 | 372 | 18.69 | 101.62 | 7 | 75.94
2035 | MAPP_CA_2_MAPP_US | MAPP_CA | MAPP_US | Internal | Winter | B16 | 25 | 372 | 0 | 105.86 | 107.42 | 7 | 0
2035 | MAPP_CA_2_MAPP_US | MAPP_CA | MAPP_US | Internal | Winter | B17 | 100 | 372 | 0 | 105.86 | 106.39 | 7 | 0
2035 | MAPP_CA_2_MAPP_US | MAPP_CA | MAPP_US | Internal | Winter | B18 | 400 | 372 | 0 | 105.86 | 110.89 | 7 | 0
2035 | MAPP_CA_2_MAPP_US | MAPP_CA | MAPP_US | Internal | Winter | B19 | 700 | 372 | 0 | 105.86 | 110.89 | 7 | 0
2035 | MAPP_CA_2_MAPP_US | MAPP_CA | MAPP_US | Internal | Winter | B20 | 935 | 372 | 0 | 105.86 | 98.87 | 7 | 0
2035 | MAPP_CA_2_MISO_W | MAPP_CA | MISO_W | Internal | Shoulder | B11 | 25 | 2196 | 2196 | 79.88 | 135.07 | 0.01 | 55.18
2035 | MAPP_CA_2_MISO_W | MAPP_CA | MISO_W | Internal | Shoulder | B12 | 200 | 2196 | 2196 | 79.88 | 123.1 | 0.01 | 43.21
2035 | MAPP_CA_2_MISO_W | MAPP_CA | MISO_W | Internal | Shoulder | B13 | 600 | 2196 | 2196 | 79.88 | 116.28 | 0.01 | 36.39
2035 | MAPP_CA_2_MISO_W | MAPP_CA | MISO_W | Internal | Shoulder | B14 | 900 | 2196 | 2196 | 79.88 | 110.56 | 0.01 | 30.67
2035 | MAPP_CA_2_MISO_W | MAPP_CA | MISO_W | Internal | Shoulder | B15 | 1203 | 2196 | 2196 | 79.88 | 94.63 | 0.01 | 14.74
2035 | MAPP_CA_2_MISO_W | MAPP_CA | MISO_W | Internal | Summer | B1 | 10 | 2196 | 2196 | 18.69 | 217.26 | 0.01 | 198.56
2035 | MAPP_CA_2_MISO_W | MAPP_CA | MISO_W | Internal | Summer | B2 | 25 | 2196 | 2196 | 18.69 | 213.76 | 0.01 | 195.06
2035 | MAPP_CA_2_MISO_W | MAPP_CA | MISO_W | Internal | Summer | B3 | 75 | 2196 | 2196 | 18.69 | 213.32 | 0.01 | 194.62
2035 | MAPP_CA_2_MISO_W | MAPP_CA | MISO_W | Internal | Summer | B4 | 100 | 2196 | 2196 | 18.69 | 200 | 0.01 | 181.3
2035 | MAPP_CA_2_MISO_W | MAPP_CA | MISO_W | Internal | Summer | B5 | 200 | 2196 | 2196 | 18.69 | 164.89 | 0.01 | 146.19
2035 | MAPP_CA_2_MISO_W | MAPP_CA | MISO_W | Internal | Summer | B6 | 300 | 2196 | 2196 | 18.69 | 142.6 | 0.01 | 123.9
2035 | MAPP_CA_2_MISO_W | MAPP_CA | MISO_W | Internal | Summer | B7 | 400 | 2196 | 2196 | 18.69 | 134.23 | 0.01 | 115.54
2035 | MAPP_CA_2_MISO_W | MAPP_CA | MISO_W | Internal | Summer | B8 | 500 | 2196 | 2196 | 18.69 | 119.92 | 0.01 | 101.22
2035 | MAPP_CA_2_MISO_W | MAPP_CA | MISO_W | Internal | Summer | B9 | 800 | 2196 | 2196 | 18.69 | 113.4 | 0.01 | 94.7
2035 | MAPP_CA_2_MISO_W | MAPP_CA | MISO_W | Internal | Summer | B10 | 1262 | 2196 | 2196 | 18.69 | 108.62 | 0.01 | 89.93
2035 | MAPP_CA_2_MISO_W | MAPP_CA | MISO_W | Internal | Winter | B16 | 25 | 2196 | 2196 | 105.86 | 114.42 | 0.01 | 8.55
2035 | MAPP_CA_2_MISO_W | MAPP_CA | MISO_W | Internal | Winter | B17 | 100 | 2196 | 2196 | 105.86 | 113.39 | 0.01 | 7.53
2035 | MAPP_CA_2_MISO_W | MAPP_CA | MISO_W | Internal | Winter | B18 | 400 | 2196 | 2196 | 105.86 | 117.89 | 0.01 | 12.02
2035 | MAPP_CA_2_MISO_W | MAPP_CA | MISO_W | Internal | Winter | B19 | 700 | 2196 | 2196 | 105.86 | 117.89 | 0.01 | 12.02
2035 | MAPP_CA_2_MISO_W | MAPP_CA | MISO_W | Internal | Winter | B20 | 935 | 2196 | 1210.39 | 105.86 | 105.87 | 0.01 | 0
2035 | MAPP_US_2_MAPP_CA | MAPP_US | MAPP_CA | Internal | Shoulder | B11 | 25 | 165 | 0 | 128.07 | 79.88 | 7 | 0
2035 | MAPP_US_2_MAPP_CA | MAPP_US | MAPP_CA | Internal | Shoulder | B12 | 200 | 165 | 0 | 111.75 | 79.88 | 7 | 0
2035 | MAPP_US_2_MAPP_CA | MAPP_US | MAPP_CA | Internal | Shoulder | B13 | 600 | 165 | 0 | 109.28 | 79.88 | 7 | 0
2035 | MAPP_US_2_MAPP_CA | MAPP_US | MAPP_CA | Internal | Shoulder | B14 | 900 | 165 | 0 | 103.56 | 79.88 | 7 | 0
2035 | MAPP_US_2_MAPP_CA | MAPP_US | MAPP_CA | Internal | Shoulder | B15 | 1203 | 165 | 0 | 89.05 | 79.88 | 7 | 0
2035 | MAPP_US_2_MAPP_CA | MAPP_US | MAPP_CA | Internal | Summer | B1 | 10 | 165 | 0 | 210.26 | 18.69 | 7 | 0
2035 | MAPP_US_2_MAPP_CA | MAPP_US | MAPP_CA | Internal | Summer | B2 | 25 | 165 | 0 | 206.76 | 18.69 | 7 | 0
2035 | MAPP_US_2_MAPP_CA | MAPP_US | MAPP_CA | Internal | Summer | B3 | 75 | 165 | 0 | 206.32 | 18.69 | 7 | 0
2035 | MAPP_US_2_MAPP_CA | MAPP_US | MAPP_CA | Internal | Summer | B4 | 100 | 165 | 0 | 193 | 18.69 | 7 | 0
2035 | MAPP_US_2_MAPP_CA | MAPP_US | MAPP_CA | Internal | Summer | B5 | 200 | 165 | 0 | 157.89 | 18.69 | 7 | 0
2035 | MAPP_US_2_MAPP_CA | MAPP_US | MAPP_CA | Internal | Summer | B6 | 300 | 165 | 0 | 135.6 | 18.69 | 7 | 0
2035 | MAPP_US_2_MAPP_CA | MAPP_US | MAPP_CA | Internal | Summer | B7 | 400 | 165 | 0 | 127.23 | 18.69 | 7 | 0
2035 | MAPP_US_2_MAPP_CA | MAPP_US | MAPP_CA | Internal | Summer | B8 | 500 | 165 | 0 | 112.92 | 18.69 | 7 | 0
2035 | MAPP_US_2_MAPP_CA | MAPP_US | MAPP_CA | Internal | Summer | B9 | 800 | 165 | 0 | 106.4 | 18.69 | 7 | 0
2035 | MAPP_US_2_MAPP_CA | MAPP_US | MAPP_CA | Internal | Summer | B10 | 1262 | 165 | 0 | 101.62 | 18.69 | 7 | 0
2035 | MAPP_US_2_MAPP_CA | MAPP_US | MAPP_CA | Internal | Winter | B16 | 25 | 165 | 0 | 107.42 | 105.86 | 7 | 0
2035 | MAPP_US_2_MAPP_CA | MAPP_US | MAPP_CA | Internal | Winter | B17 | 100 | 165 | 0 | 106.39 | 105.86 | 7 | 0
2035 | MAPP_US_2_MAPP_CA | MAPP_US | MAPP_CA | Internal | Winter | B18 | 400 | 165 | 0 | 110.89 | 105.86 | 7 | 0
2035 | MAPP_US_2_MAPP_CA | MAPP_US | MAPP_CA | Internal | Winter | B19 | 700 | 165 | 0 | 110.89 | 105.86 | 7 | 0
2035 | MAPP_US_2_MAPP_CA | MAPP_US | MAPP_CA | Internal | Winter | B20 | 935 | 165 | 0 | 98.87 | 105.86 | 7 | 0
2035 | MAPP_US_2_MISO_W | MAPP_US | MISO_W | Internal | Shoulder | B11 | 25 | 2635 | 1489.08 | 128.07 | 135.07 | 7 | 0
2035 | MAPP_US_2_MISO_W | MAPP_US | MISO_W | Internal | Shoulder | B12 | 200 | 2635 | 2635 | 111.75 | 123.1 | 7 | 4.35
2035 | MAPP_US_2_MISO_W | MAPP_US | MISO_W | Internal | Shoulder | B13 | 600 | 2635 | 1911.52 | 109.28 | 116.28 | 7 | 0
2035 | MAPP_US_2_MISO_W | MAPP_US | MISO_W | Internal | Shoulder | B14 | 900 | 2635 | 872.11 | 103.56 | 110.56 | 7 | 0
2035 | MAPP_US_2_MISO_W | MAPP_US | MISO_W | Internal | Shoulder | B15 | 1203 | 2635 | 0 | 89.05 | 94.63 | 7 | 0
2035 | MAPP_US_2_MISO_W | MAPP_US | MISO_W | Internal | Summer | B1 | 10 | 2635 | 72.2 | 210.26 | 217.26 | 7 | 0
2035 | MAPP_US_2_MISO_W | MAPP_US | MISO_W | Internal | Summer | B2 | 25 | 2635 | 797.48 | 206.76 | 213.76 | 7 | 0
2035 | MAPP_US_2_MISO_W | MAPP_US | MISO_W | Internal | Summer | B3 | 75 | 2635 | 466.77 | 206.32 | 213.32 | 7 | 0
2035 | MAPP_US_2_MISO_W | MAPP_US | MISO_W | Internal | Summer | B4 | 100 | 2635 | 1064.68 | 193 | 200 | 7 | 0
2035 | MAPP_US_2_MISO_W | MAPP_US | MISO_W | Internal | Summer | B5 | 200 | 2635 | 634.36 | 157.89 | 164.89 | 7 | 0
2035 | MAPP_US_2_MISO_W | MAPP_US | MISO_W | Internal | Summer | B6 | 300 | 2635 | 87.48 | 135.6 | 142.6 | 7 | 0
2035 | MAPP_US_2_MISO_W | MAPP_US | MISO_W | Internal | Summer | B7 | 400 | 2635 | 824.43 | 127.23 | 134.23 | 7 | 0
2035 | MAPP_US_2_MISO_W | MAPP_US | MISO_W | Internal | Summer | B8 | 500 | 2635 | 1513.96 | 112.92 | 119.92 | 7 | 0
2035 | MAPP_US_2_MISO_W | MAPP_US | MISO_W | Internal | Summer | B9 | 800 | 2635 | 997.99 | 106.4 | 113.4 | 7 | 0
2035 | MAPP_US_2_MISO_W | MAPP_US | MISO_W | Internal | Summer | B10 | 1262 | 2635 | 1217.88 | 101.62 | 108.62 | 7 | 0
2035 | MAPP_US_2_MISO_W | MAPP_US | MISO_W | Internal | Winter | B16 | 25 | 2635 | 2356.46 | 107.42 | 114.42 | 7 | 0
2035 | MAPP_US_2_MISO_W | MAPP_US | MISO_W | Internal | Winter | B17 | 100 | 2635 | 988.66 | 106.39 | 113.39 | 7 | 0
2035 | MAPP_US_2_MISO_W | MAPP_US | MISO_W | Internal | Winter | B18 | 400 | 2635 | 1884.52 | 110.89 | 117.89 | 7 | 0
2035 | MAPP_US_2_MISO_W | MAPP_US | MISO_W | Internal | Winter | B19 | 700 | 2635 | 788.54 | 110.89 | 117.89 | 7 | 0
2035 | MAPP_US_2_MISO_W | MAPP_US | MISO_W | Internal | Winter | B20 | 935 | 2635 | 1021.09 | 98.87 | 105.87 | 7 | 0
2035 | MAPP_US_2_NE | MAPP_US | NE | Internal | Shoulder | B11 | 25 | 2000 | 2000 | 128.07 | 136.13 | 7 | 1.06
2035 | MAPP_US_2_NE | MAPP_US | NE | Internal | Shoulder | B12 | 200 | 2000 | 1069.73 | 111.75 | 118.75 | 7 | 0
2035 | MAPP_US_2_NE | MAPP_US | NE | Internal | Shoulder | B13 | 600 | 2000 | 2000 | 109.28 | 117.56 | 7 | 1.28
2035 | MAPP_US_2_NE | MAPP_US | NE | Internal | Shoulder | B14 | 900 | 2000 | 2000 | 103.56 | 117.56 | 7 | 7
2035 | MAPP_US_2_NE | MAPP_US | NE | Internal | Shoulder | B15 | 1203 | 2000 | 2000 | 89.05 | 101.63 | 7 | 5.58
2035 | MAPP_US_2_NE | MAPP_US | NE | Internal | Summer | B1 | 10 | 2000 | 2000 | 210.26 | 220.32 | 7 | 3.06
2035 | MAPP_US_2_NE | MAPP_US | NE | Internal | Summer | B2 | 25 | 2000 | 2000 | 206.76 | 220.32 | 7 | 6.55
2035 | MAPP_US_2_NE | MAPP_US | NE | Internal | Summer | B3 | 75 | 2000 | 2000 | 206.32 | 220.32 | 7 | 7
2035 | MAPP_US_2_NE | MAPP_US | NE | Internal | Summer | B4 | 100 | 2000 | 1967.11 | 193 | 200 | 7 | 0
2035 | MAPP_US_2_NE | MAPP_US | NE | Internal | Summer | B5 | 200 | 2000 | 1766.35 | 157.89 | 164.89 | 7 | 0
2035 | MAPP_US_2_NE | MAPP_US | NE | Internal | Summer | B6 | 300 | 2000 | 2000 | 135.6 | 146.03 | 7 | 3.43
2035 | MAPP_US_2_NE | MAPP_US | NE | Internal | Summer | B7 | 400 | 2000 | 2000 | 127.23 | 137.79 | 7 | 3.56
2035 | MAPP_US_2_NE | MAPP_US | NE | Internal | Summer | B8 | 500 | 2000 | 2000 | 112.92 | 123.14 | 7 | 3.23
2035 | MAPP_US_2_NE | MAPP_US | NE | Internal | Summer | B9 | 800 | 2000 | 2000 | 106.4 | 116.59 | 7 | 3.19
2035 | MAPP_US_2_NE | MAPP_US | NE | Internal | Summer | B10 | 1262 | 2000 | 2000 | 101.62 | 115.62 | 7 | 7
2035 | MAPP_US_2_NE | MAPP_US | NE | Internal | Winter | B16 | 25 | 2000 | 2000 | 107.42 | 121.42 | 7 | 7
2035 | MAPP_US_2_NE | MAPP_US | NE | Internal | Winter | B17 | 100 | 2000 | 2000 | 106.39 | 120.39 | 7 | 7
2035 | MAPP_US_2_NE | MAPP_US | NE | Internal | Winter | B18 | 400 | 2000 | 2000 | 110.89 | 120.83 | 7 | 2.94
2035 | MAPP_US_2_NE | MAPP_US | NE | Internal | Winter | B19 | 700 | 2000 | 2000 | 110.89 | 120.83 | 7 | 2.94
2035 | MAPP_US_2_NE | MAPP_US | NE | Internal | Winter | B20 | 935 | 2000 | 2000 | 98.87 | 112.87 | 7 | 7
2035 | MARITIMES_2_NEISO | MARITIMES | NEISO | Internal | Shoulder | B11 | 25 | 99999 | 1900 | 69.7 | 69.71 | 0.01 | 0
2035 | MARITIMES_2_NEISO | MARITIMES | NEISO | Internal | Shoulder | B12 | 200 | 99999 | 1900 | 71.49 | 71.5 | 0.01 | 0
2035 | MARITIMES_2_NEISO | MARITIMES | NEISO | Internal | Shoulder | B13 | 600 | 99999 | 1900 | 69.7 | 69.71 | 0.01 | 0
2035 | MARITIMES_2_NEISO | MARITIMES | NEISO | Internal | Shoulder | B14 | 900 | 99999 | 1900 | 69.7 | 69.71 | 0.01 | 0
2035 | MARITIMES_2_NEISO | MARITIMES | NEISO | Internal | Shoulder | B15 | 1203 | 99999 | 1425.39 | 69.7 | 69.71 | 0.01 | 0
2035 | MARITIMES_2_NEISO | MARITIMES | NEISO | Internal | Summer | B1 | 10 | 99999 | 1900.1 | 181.45 | 181.46 | 0.01 | 0
2035 | MARITIMES_2_NEISO | MARITIMES | NEISO | Internal | Summer | B2 | 25 | 99999 | 1900.1 | 181.45 | 181.46 | 0.01 | 0
2035 | MARITIMES_2_NEISO | MARITIMES | NEISO | Internal | Summer | B3 | 75 | 99999 | 1900.1 | 135.54 | 135.55 | 0.01 | 0
2035 | MARITIMES_2_NEISO | MARITIMES | NEISO | Internal | Summer | B4 | 100 | 99999 | 1900.1 | 123.42 | 123.43 | 0.01 | 0
2035 | MARITIMES_2_NEISO | MARITIMES | NEISO | Internal | Summer | B5 | 200 | 99999 | 1900.1 | 123.42 | 123.43 | 0.01 | 0
2035 | MARITIMES_2_NEISO | MARITIMES | NEISO | Internal | Summer | B6 | 300 | 99999 | 1900.1 | 123.42 | 123.43 | 0.01 | 0
2035 | MARITIMES_2_NEISO | MARITIMES | NEISO | Internal | Summer | B7 | 400 | 99999 | 1900.1 | 108.08 | 108.09 | 0.01 | 0
2035 | MARITIMES_2_NEISO | MARITIMES | NEISO | Internal | Summer | B8 | 500 | 99999 | 1900.1 | 106.37 | 106.38 | 0.01 | 0
2035 | MARITIMES_2_NEISO | MARITIMES | NEISO | Internal | Summer | B9 | 800 | 99999 | 1900.1 | 106.37 | 106.38 | 0.01 | 0
2035 | MARITIMES_2_NEISO | MARITIMES | NEISO | Internal | Summer | B10 | 1262 | 99999 | 1332.71 | 106.37 | 106.38 | 0.01 | 0
2035 | MARITIMES_2_NEISO | MARITIMES | NEISO | Internal | Winter | B16 | 25 | 99999 | 1900 | 73.48 | 73.5 | 0.01 | 0
2035 | MARITIMES_2_NEISO | MARITIMES | NEISO | Internal | Winter | B17 | 100 | 99999 | 1900 | 71.47 | 71.48 | 0.01 | 0
2035 | MARITIMES_2_NEISO | MARITIMES | NEISO | Internal | Winter | B18 | 400 | 99999 | 1900 | 69.7 | 69.71 | 0.01 | 0
2035 | MARITIMES_2_NEISO | MARITIMES | NEISO | Internal | Winter | B19 | 700 | 99999 | 1900 | 69.7 | 69.71 | 0.01 | 0
2035 | MARITIMES_2_NEISO | MARITIMES | NEISO | Internal | Winter | B20 | 935 | 99999 | 1449.52 | 69.7 | 69.71 | 0.01 | 0
2035 | MISO_IN_2_MISO_MI | MISO_IN | MISO_MI | Internal | Shoulder | B11 | 25 | 5021 | 2760.36 | 133.38 | 133.39 | 0.01 | 0
2035 | MISO_IN_2_MISO_MI | MISO_IN | MISO_MI | Internal | Shoulder | B12 | 200 | 5021 | 5021 | 123.1 | 128.66 | 0.01 | 5.55
2035 | MISO_IN_2_MISO_MI | MISO_IN | MISO_MI | Internal | Shoulder | B13 | 600 | 5021 | 5021 | 116.28 | 120.79 | 0.01 | 4.5
2035 | MISO_IN_2_MISO_MI | MISO_IN | MISO_MI | Internal | Shoulder | B14 | 900 | 5021 | 3025.91 | 114.85 | 114.86 | 0.01 | 0
2035 | MISO_IN_2_MISO_MI | MISO_IN | MISO_MI | Internal | Shoulder | B15 | 1203 | 5021 | 1185.79 | 114.85 | 114.86 | 0.01 | 0
2035 | MISO_IN_2_MISO_MI | MISO_IN | MISO_MI | Internal | Summer | B1 | 10 | 5021 | 3110.48 | 217.24 | 217.26 | 0.01 | 0
2035 | MISO_IN_2_MISO_MI | MISO_IN | MISO_MI | Internal | Summer | B2 | 25 | 5021 | 3609.99 | 213.76 | 213.77 | 0.01 | 0
2035 | MISO_IN_2_MISO_MI | MISO_IN | MISO_MI | Internal | Summer | B3 | 75 | 5021 | 2423.53 | 210.6 | 210.61 | 0.01 | 0
2035 | MISO_IN_2_MISO_MI | MISO_IN | MISO_MI | Internal | Summer | B4 | 100 | 5021 | 3119.2 | 195.99 | 196 | 0.01 | 0
2035 | MISO_IN_2_MISO_MI | MISO_IN | MISO_MI | Internal | Summer | B5 | 200 | 5021 | 3638.04 | 153.58 | 153.59 | 0.01 | 0
2035 | MISO_IN_2_MISO_MI | MISO_IN | MISO_MI | Internal | Summer | B6 | 300 | 5021 | 4695.37 | 138.26 | 138.27 | 0.01 | 0
2035 | MISO_IN_2_MISO_MI | MISO_IN | MISO_MI | Internal | Summer | B7 | 400 | 5021 | 5021 | 125.59 | 131.48 | 0.01 | 5.87
2035 | MISO_IN_2_MISO_MI | MISO_IN | MISO_MI | Internal | Summer | B8 | 500 | 5021 | 5021 | 118.7 | 123.78 | 0.01 | 5.07
2035 | MISO_IN_2_MISO_MI | MISO_IN | MISO_MI | Internal | Summer | B9 | 800 | 5021 | 4845.27 | 113.4 | 113.41 | 0.01 | 0
2035 | MISO_IN_2_MISO_MI | MISO_IN | MISO_MI | Internal | Summer | B10 | 1262 | 5021 | 3111.09 | 113.4 | 113.41 | 0.01 | 0
2035 | MISO_IN_2_MISO_MI | MISO_IN | MISO_MI | Internal | Winter | B16 | 25 | 5021 | 4917.52 | 135.43 | 135.44 | 0.01 | 0
2035 | MISO_IN_2_MISO_MI | MISO_IN | MISO_MI | Internal | Winter | B17 | 100 | 5021 | 5021 | 125.38 | 135.43 | 0.01 | 10.03
2035 | MISO_IN_2_MISO_MI | MISO_IN | MISO_MI | Internal | Winter | B18 | 400 | 5021 | 5021 | 120.34 | 121.93 | 0.01 | 1.58
2035 | MISO_IN_2_MISO_MI | MISO_IN | MISO_MI | Internal | Winter | B19 | 700 | 5021 | 4646.37 | 117.89 | 117.9 | 0.01 | 0
2035 | MISO_IN_2_MISO_MI | MISO_IN | MISO_MI | Internal | Winter | B20 | 935 | 5021 | 557.24 | 117.87 | 117.88 | 0.01 | 0
2035 | MISO_IN_2_MISO_MO-IL | MISO_IN | MISO_MO-IL | Internal | Shoulder | B11 | 25 | 5533 | 5533 | 133.38 | 135.08 | 0.01 | 1.69
2035 | MISO_IN_2_MISO_MO-IL | MISO_IN | MISO_MO-IL | Internal | Shoulder | B12 | 200 | 5533 | 2976.44 | 123.1 | 123.11 | 0.01 | 0
2035 | MISO_IN_2_MISO_MO-IL | MISO_IN | MISO_MO-IL | Internal | Shoulder | B13 | 600 | 5533 | 3283.02 | 116.28 | 116.3 | 0.01 | 0
2035 | MISO_IN_2_MISO_MO-IL | MISO_IN | MISO_MO-IL | Internal | Shoulder | B14 | 900 | 5533 | 1794.83 | 114.85 | 114.86 | 0.01 | 0
2035 | MISO_IN_2_MISO_MO-IL | MISO_IN | MISO_MO-IL | Internal | Shoulder | B15 | 1203 | 5533 | 0 | 114.85 | 114.84 | 0.01 | 0
2035 | MISO_IN_2_MISO_MO-IL | MISO_IN | MISO_MO-IL | Internal | Summer | B1 | 10 | 5533 | 4919.06 | 217.24 | 217.26 | 0.01 | 0
2035 | MISO_IN_2_MISO_MO-IL | MISO_IN | MISO_MO-IL | Internal | Summer | B2 | 25 | 5533 | 4223.93 | 213.76 | 213.77 | 0.01 | 0
2035 | MISO_IN_2_MISO_MO-IL | MISO_IN | MISO_MO-IL | Internal | Summer | B3 | 75 | 5533 | 5533 | 210.6 | 213.3 | 0.01 | 2.7
2035 | MISO_IN_2_MISO_MO-IL | MISO_IN | MISO_MO-IL | Internal | Summer | B4 | 100 | 5533 | 5533 | 195.99 | 200 | 0.01 | 4
2035 | MISO_IN_2_MISO_MO-IL | MISO_IN | MISO_MO-IL | Internal | Summer | B5 | 200 | 5533 | 5533 | 153.58 | 164.88 | 0.01 | 11.29
2035 | MISO_IN_2_MISO_MO-IL | MISO_IN | MISO_MO-IL | Internal | Summer | B6 | 300 | 5533 | 5533 | 138.26 | 142.59 | 0.01 | 4.32
2035 | MISO_IN_2_MISO_MO-IL | MISO_IN | MISO_MO-IL | Internal | Summer | B7 | 400 | 5533 | 5533 | 125.59 | 134.24 | 0.01 | 8.64
2035 | MISO_IN_2_MISO_MO-IL | MISO_IN | MISO_MO-IL | Internal | Summer | B8 | 500 | 5533 | 5533 | 118.7 | 119.93 | 0.01 | 1.22
2035 | MISO_IN_2_MISO_MO-IL | MISO_IN | MISO_MO-IL | Internal | Summer | B9 | 800 | 5533 | 3507.83 | 113.4 | 113.41 | 0.01 | 0
2035 | MISO_IN_2_MISO_MO-IL | MISO_IN | MISO_MO-IL | Internal | Summer | B10 | 1262 | 5533 | 1240.52 | 113.4 | 113.41 | 0.01 | 0
2035 | MISO_IN_2_MISO_MO-IL | MISO_IN | MISO_MO-IL | Internal | Winter | B16 | 25 | 5533 | 0 | 135.43 | 135.43 | 0.01 | 0
2035 | MISO_IN_2_MISO_MO-IL | MISO_IN | MISO_MO-IL | Internal | Winter | B17 | 100 | 5533 | 875.2 | 125.38 | 125.39 | 0.01 | 0
2035 | MISO_IN_2_MISO_MO-IL | MISO_IN | MISO_MO-IL | Internal | Winter | B18 | 400 | 5533 | 1757.84 | 120.34 | 120.35 | 0.01 | 0
2035 | MISO_IN_2_MISO_MO-IL | MISO_IN | MISO_MO-IL | Internal | Winter | B19 | 700 | 5533 | 2713.49 | 117.89 | 117.9 | 0.01 | 0
2035 | MISO_IN_2_MISO_MO-IL | MISO_IN | MISO_MO-IL | Internal | Winter | B20 | 935 | 5533 | 0 | 117.87 | 117.86 | 0.01 | 0
2035 | MISO_IN_2_NonRTO_Midwest | MISO_IN | NonRTO_Midwest | Internal | Shoulder | B11 | 25 | 4800 | 581.91 | 133.38 | 141.38 | 8 | 0
2035 | MISO_IN_2_NonRTO_Midwest | MISO_IN | NonRTO_Midwest | Internal | Shoulder | B12 | 200 | 4800 | 0 | 123.1 | 127.15 | 8 | 0
2035 | MISO_IN_2_NonRTO_Midwest | MISO_IN | NonRTO_Midwest | Internal | Shoulder | B13 | 600 | 4800 | 0 | 116.28 | 118.54 | 8 | 0
2035 | MISO_IN_2_NonRTO_Midwest | MISO_IN | NonRTO_Midwest | Internal | Shoulder | B14 | 900 | 4800 | 0 | 114.85 | 118.54 | 8 | 0
2035 | MISO_IN_2_NonRTO_Midwest | MISO_IN | NonRTO_Midwest | Internal | Shoulder | B15 | 1203 | 4800 | 0 | 114.85 | 118.54 | 8 | 0
2035 | MISO_IN_2_NonRTO_Midwest | MISO_IN | NonRTO_Midwest | Internal | Summer | B1 | 10 | 4800 | 0 | 217.24 | 219.93 | 8 | 0
2035 | MISO_IN_2_NonRTO_Midwest | MISO_IN | NonRTO_Midwest | Internal | Summer | B2 | 25 | 4800 | 0 | 213.76 | 219.93 | 8 | 0
2035 | MISO_IN_2_NonRTO_Midwest | MISO_IN | NonRTO_Midwest | Internal | Summer | B3 | 75 | 4800 | 720.48 | 210.6 | 218.6 | 8 | 0
2035 | MISO_IN_2_NonRTO_Midwest | MISO_IN | NonRTO_Midwest | Internal | Summer | B4 | 100 | 4800 | 0 | 195.99 | 200 | 8 | 0
2035 | MISO_IN_2_NonRTO_Midwest | MISO_IN | NonRTO_Midwest | Internal | Summer | B5 | 200 | 4800 | 0 | 153.58 | 154.96 | 8 | 0
2035 | MISO_IN_2_NonRTO_Midwest | MISO_IN | NonRTO_Midwest | Internal | Summer | B6 | 300 | 4800 | 0 | 138.26 | 130.26 | 8 | 0
2035 | MISO_IN_2_NonRTO_Midwest | MISO_IN | NonRTO_Midwest | Internal | Summer | B7 | 400 | 4800 | 0 | 125.59 | 117.59 | 8 | 0
2035 | MISO_IN_2_NonRTO_Midwest | MISO_IN | NonRTO_Midwest | Internal | Summer | B8 | 500 | 4800 | 0 | 118.7 | 117.03 | 8 | 0
2035 | MISO_IN_2_NonRTO_Midwest | MISO_IN | NonRTO_Midwest | Internal | Summer | B9 | 800 | 4800 | 0 | 113.4 | 117.03 | 8 | 0
2035 | MISO_IN_2_NonRTO_Midwest | MISO_IN | NonRTO_Midwest | Internal | Summer | B10 | 1262 | 4800 | 0 | 113.4 | 117.03 | 8 | 0
2035 | MISO_IN_2_NonRTO_Midwest | MISO_IN | NonRTO_Midwest | Internal | Winter | B16 | 25 | 4800 | 1259.99 | 135.43 | 143.43 | 8 | 0
2035 | MISO_IN_2_NonRTO_Midwest | MISO_IN | NonRTO_Midwest | Internal | Winter | B17 | 100 | 4800 | 125.47 | 125.38 | 133.38 | 8 | 0
2035 | MISO_IN_2_NonRTO_Midwest | MISO_IN | NonRTO_Midwest | Internal | Winter | B18 | 400 | 4800 | 0 | 120.34 | 121.86 | 8 | 0
2035 | MISO_IN_2_NonRTO_Midwest | MISO_IN | NonRTO_Midwest | Internal | Winter | B19 | 700 | 4800 | 0 | 117.89 | 121.86 | 8 | 0
2035 | MISO_IN_2_NonRTO_Midwest | MISO_IN | NonRTO_Midwest | Internal | Winter | B20 | 935 | 4800 | 0 | 117.87 | 121.86 | 8 | 0
2035 | MISO_IN_2_PJM_ROR | MISO_IN | PJM_ROR | Internal | Shoulder | B11 | 25 | 992 | 0 | 133.38 | 133.31 | 2 | 0
2035 | MISO_IN_2_PJM_ROR | MISO_IN | PJM_ROR | Internal | Shoulder | B12 | 200 | 992 | 992 | 123.1 | 130.66 | 2 | 5.57
2035 | MISO_IN_2_PJM_ROR | MISO_IN | PJM_ROR | Internal | Shoulder | B13 | 600 | 992 | 992 | 116.28 | 122.79 | 2 | 4.51
2035 | MISO_IN_2_PJM_ROR | MISO_IN | PJM_ROR | Internal | Shoulder | B14 | 900 | 992 | 562.76 | 114.85 | 116.85 | 2 | 0
2035 | MISO_IN_2_PJM_ROR | MISO_IN | PJM_ROR | Internal | Shoulder | B15 | 1203 | 992 | 0 | 114.85 | 114.79 | 2 | 0
2035 | MISO_IN_2_PJM_ROR | MISO_IN | PJM_ROR | Internal | Summer | B1 | 10 | 992 | 0 | 217.24 | 215.76 | 2 | 0
2035 | MISO_IN_2_PJM_ROR | MISO_IN | PJM_ROR | Internal | Summer | B2 | 25 | 992 | 191.24 | 213.76 | 215.76 | 2 | 0
2035 | MISO_IN_2_PJM_ROR | MISO_IN | PJM_ROR | Internal | Summer | B3 | 75 | 992 | 188.33 | 210.6 | 212.6 | 2 | 0
2035 | MISO_IN_2_PJM_ROR | MISO_IN | PJM_ROR | Internal | Summer | B4 | 100 | 992 | 992 | 195.99 | 198 | 2 | 0.01
2035 | MISO_IN_2_PJM_ROR | MISO_IN | PJM_ROR | Internal | Summer | B5 | 200 | 992 | 992 | 153.58 | 162.89 | 2 | 7.31
2035 | MISO_IN_2_PJM_ROR | MISO_IN | PJM_ROR | Internal | Summer | B6 | 300 | 992 | 992 | 138.26 | 140.27 | 2 | 0.01
2035 | MISO_IN_2_PJM_ROR | MISO_IN | PJM_ROR | Internal | Summer | B7 | 400 | 992 | 992 | 125.59 | 133.46 | 2 | 5.87
2035 | MISO_IN_2_PJM_ROR | MISO_IN | PJM_ROR | Internal | Summer | B8 | 500 | 992 | 992 | 118.7 | 127.95 | 2 | 7.25
2035 | MISO_IN_2_PJM_ROR | MISO_IN | PJM_ROR | Internal | Summer | B9 | 800 | 992 | 992 | 113.4 | 115.41 | 2 | 0.01
2035 | MISO_IN_2_PJM_ROR | MISO_IN | PJM_ROR | Internal | Summer | B10 | 1262 | 992 | 0 | 113.4 | 113.16 | 2 | 0
2035 | MISO_IN_2_PJM_ROR | MISO_IN | PJM_ROR | Internal | Winter | B16 | 25 | 992 | 52.27 | 135.43 | 137.43 | 2 | 0
2035 | MISO_IN_2_PJM_ROR | MISO_IN | PJM_ROR | Internal | Winter | B17 | 100 | 992 | 992 | 125.38 | 137.43 | 2 | 10.05
2035 | MISO_IN_2_PJM_ROR | MISO_IN | PJM_ROR | Internal | Winter | B18 | 400 | 992 | 992 | 120.34 | 123.93 | 2 | 1.59
2035 | MISO_IN_2_PJM_ROR | MISO_IN | PJM_ROR | Internal | Winter | B19 | 700 | 992 | 992 | 117.89 | 119.9 | 2 | 0.01
2035 | MISO_IN_2_PJM_ROR | MISO_IN | PJM_ROR | Internal | Winter | B20 | 935 | 992 | 0 | 117.87 | 118.29 | 2 | 0
2035 | MISO_MI_2_MISO_IN | MISO_MI | MISO_IN | Internal | Shoulder | B11 | 25 | 2066 | 0 | 133.39 | 133.38 | 0.01 | 0
2035 | MISO_MI_2_MISO_IN | MISO_MI | MISO_IN | Internal | Shoulder | B12 | 200 | 2066 | 0 | 128.66 | 123.1 | 0.01 | 0
2035 | MISO_MI_2_MISO_IN | MISO_MI | MISO_IN | Internal | Shoulder | B13 | 600 | 2066 | 0 | 120.79 | 116.28 | 0.01 | 0
2035 | MISO_MI_2_MISO_IN | MISO_MI | MISO_IN | Internal | Shoulder | B14 | 900 | 2066 | 0 | 114.86 | 114.85 | 0.01 | 0
2035 | MISO_MI_2_MISO_IN | MISO_MI | MISO_IN | Internal | Shoulder | B15 | 1203 | 2066 | 0 | 114.86 | 114.85 | 0.01 | 0
2035 | MISO_MI_2_MISO_IN | MISO_MI | MISO_IN | Internal | Summer | B1 | 10 | 2066 | 0 | 217.26 | 217.24 | 0.01 | 0
2035 | MISO_MI_2_MISO_IN | MISO_MI | MISO_IN | Internal | Summer | B2 | 25 | 2066 | 0 | 213.77 | 213.76 | 0.01 | 0
2035 | MISO_MI_2_MISO_IN | MISO_MI | MISO_IN | Internal | Summer | B3 | 75 | 2066 | 0 | 210.61 | 210.6 | 0.01 | 0
2035 | MISO_MI_2_MISO_IN | MISO_MI | MISO_IN | Internal | Summer | B4 | 100 | 2066 | 0 | 196 | 195.99 | 0.01 | 0
2035 | MISO_MI_2_MISO_IN | MISO_MI | MISO_IN | Internal | Summer | B5 | 200 | 2066 | 0 | 153.59 | 153.58 | 0.01 | 0
2035 | MISO_MI_2_MISO_IN | MISO_MI | MISO_IN | Internal | Summer | B6 | 300 | 2066 | 0 | 138.27 | 138.26 | 0.01 | 0
2035 | MISO_MI_2_MISO_IN | MISO_MI | MISO_IN | Internal | Summer | B7 | 400 | 2066 | 0 | 131.48 | 125.59 | 0.01 | 0
2035 | MISO_MI_2_MISO_IN | MISO_MI | MISO_IN | Internal | Summer | B8 | 500 | 2066 | 0 | 123.78 | 118.7 | 0.01 | 0
2035 | MISO_MI_2_MISO_IN | MISO_MI | MISO_IN | Internal | Summer | B9 | 800 | 2066 | 0 | 113.41 | 113.4 | 0.01 | 0
2035 | MISO_MI_2_MISO_IN | MISO_MI | MISO_IN | Internal | Summer | B10 | 1262 | 2066 | 0 | 113.41 | 113.4 | 0.01 | 0
2035 | MISO_MI_2_MISO_IN | MISO_MI | MISO_IN | Internal | Winter | B16 | 25 | 2066 | 0 | 135.44 | 135.43 | 0.01 | 0
2035 | MISO_MI_2_MISO_IN | MISO_MI | MISO_IN | Internal | Winter | B17 | 100 | 2066 | 0 | 135.43 | 125.38 | 0.01 | 0
2035 | MISO_MI_2_MISO_IN | MISO_MI | MISO_IN | Internal | Winter | B18 | 400 | 2066 | 0 | 121.93 | 120.34 | 0.01 | 0
2035 | MISO_MI_2_MISO_IN | MISO_MI | MISO_IN | Internal | Winter | B19 | 700 | 2066 | 0 | 117.9 | 117.89 | 0.01 | 0
2035 | MISO_MI_2_MISO_IN | MISO_MI | MISO_IN | Internal | Winter | B20 | 935 | 2066 | 0 | 117.88 | 117.87 | 0.01 | 0
2035 | MISO_MI_2_MISO_WUMS | MISO_MI | MISO_WUMS | Internal | Shoulder | B11 | 25 | 1440 | 0 | 133.39 | 133.31 | 0.01 | 0
2035 | MISO_MI_2_MISO_WUMS | MISO_MI | MISO_WUMS | Internal | Shoulder | B12 | 200 | 1440 | 0 | 128.66 | 123.11 | 0.01 | 0
2035 | MISO_MI_2_MISO_WUMS | MISO_MI | MISO_WUMS | Internal | Shoulder | B13 | 600 | 1440 | 0 | 120.79 | 120.25 | 0.01 | 0
2035 | MISO_MI_2_MISO_WUMS | MISO_MI | MISO_WUMS | Internal | Shoulder | B14 | 900 | 1440 | 0 | 114.86 | 114.79 | 0.01 | 0
2035 | MISO_MI_2_MISO_WUMS | MISO_MI | MISO_WUMS | Internal | Shoulder | B15 | 1203 | 1440 | 0 | 114.86 | 114.79 | 0.01 | 0
2035 | MISO_MI_2_MISO_WUMS | MISO_MI | MISO_WUMS | Internal | Summer | B1 | 10 | 1440 | 0 | 217.26 | 217.24 | 0.01 | 0
2035 | MISO_MI_2_MISO_WUMS | MISO_MI | MISO_WUMS | Internal | Summer | B2 | 25 | 1440 | 0 | 213.77 | 213.76 | 0.01 | 0
2035 | MISO_MI_2_MISO_WUMS | MISO_MI | MISO_WUMS | Internal | Summer | B3 | 75 | 1440 | 0 | 210.61 | 210.6 | 0.01 | 0
2035 | MISO_MI_2_MISO_WUMS | MISO_MI | MISO_WUMS | Internal | Summer | B4 | 100 | 1440 | 0 | 196 | 195.99 | 0.01 | 0
2035 | MISO_MI_2_MISO_WUMS | MISO_MI | MISO_WUMS | Internal | Summer | B5 | 200 | 1440 | 0 | 153.59 | 153.58 | 0.01 | 0
2035 | MISO_MI_2_MISO_WUMS | MISO_MI | MISO_WUMS | Internal | Summer | B6 | 300 | 1440 | 0 | 138.27 | 138.26 | 0.01 | 0
2035 | MISO_MI_2_MISO_WUMS | MISO_MI | MISO_WUMS | Internal | Summer | B7 | 400 | 1440 | 0 | 131.48 | 131.46 | 0.01 | 0
2035 | MISO_MI_2_MISO_WUMS | MISO_MI | MISO_WUMS | Internal | Summer | B8 | 500 | 1440 | 0 | 123.78 | 119.93 | 0.01 | 0
2035 | MISO_MI_2_MISO_WUMS | MISO_MI | MISO_WUMS | Internal | Summer | B9 | 800 | 1440 | 0 | 113.41 | 113.4 | 0.01 | 0
2035 | MISO_MI_2_MISO_WUMS | MISO_MI | MISO_WUMS | Internal | Summer | B10 | 1262 | 1440 | 0 | 113.41 | 113.22 | 0.01 | 0
2035 | MISO_MI_2_MISO_WUMS | MISO_MI | MISO_WUMS | Internal | Winter | B16 | 25 | 1440 | 0 | 135.44 | 135.43 | 0.01 | 0
2035 | MISO_MI_2_MISO_WUMS | MISO_MI | MISO_WUMS | Internal | Winter | B17 | 100 | 1440 | 0 | 135.43 | 135.42 | 0.01 | 0
2035 | MISO_MI_2_MISO_WUMS | MISO_MI | MISO_WUMS | Internal | Winter | B18 | 400 | 1440 | 0 | 121.93 | 121.92 | 0.01 | 0
2035 | MISO_MI_2_MISO_WUMS | MISO_MI | MISO_WUMS | Internal | Winter | B19 | 700 | 1440 | 0 | 117.9 | 117.9 | 0.01 | 0
2035 | MISO_MI_2_MISO_WUMS | MISO_MI | MISO_WUMS | Internal | Winter | B20 | 935 | 1440 | 0 | 117.88 | 117.75 | 0.01 | 0
2035 | MISO_MI_2_PJM_ROR | MISO_MI | PJM_ROR | Internal | Shoulder | B11 | 25 | 1424 | 0 | 133.39 | 133.31 | 2 | 0
2035 | MISO_MI_2_PJM_ROR | MISO_MI | PJM_ROR | Internal | Shoulder | B12 | 200 | 1424 | 784.76 | 128.66 | 130.66 | 2 | 0
2035 | MISO_MI_2_PJM_ROR | MISO_MI | PJM_ROR | Internal | Shoulder | B13 | 600 | 1424 | 1141.51 | 120.79 | 122.79 | 2 | 0
2035 | MISO_MI_2_PJM_ROR | MISO_MI | PJM_ROR | Internal | Shoulder | B14 | 900 | 1424 | 0 | 114.86 | 116.85 | 2 | 0
2035 | MISO_MI_2_PJM_ROR | MISO_MI | PJM_ROR | Internal | Shoulder | B15 | 1203 | 1424 | 0 | 114.86 | 114.79 | 2 | 0
2035 | MISO_MI_2_PJM_ROR | MISO_MI | PJM_ROR | Internal | Summer | B1 | 10 | 1424 | 0 | 217.26 | 215.76 | 2 | 0
2035 | MISO_MI_2_PJM_ROR | MISO_MI | PJM_ROR | Internal | Summer | B2 | 25 | 1424 | 0 | 213.77 | 215.76 | 2 | 0
2035 | MISO_MI_2_PJM_ROR | MISO_MI | PJM_ROR | Internal | Summer | B3 | 75 | 1424 | 0 | 210.61 | 212.6 | 2 | 0
2035 | MISO_MI_2_PJM_ROR | MISO_MI | PJM_ROR | Internal | Summer | B4 | 100 | 1424 | 1199.94 | 196 | 198 | 2 | 0
2035 | MISO_MI_2_PJM_ROR | MISO_MI | PJM_ROR | Internal | Summer | B5 | 200 | 1424 | 1424 | 153.59 | 162.89 | 2 | 7.3
2035 | MISO_MI_2_PJM_ROR | MISO_MI | PJM_ROR | Internal | Summer | B6 | 300 | 1424 | 295.64 | 138.27 | 140.27 | 2 | 0
2035 | MISO_MI_2_PJM_ROR | MISO_MI | PJM_ROR | Internal | Summer | B7 | 400 | 1424 | 0 | 131.48 | 133.46 | 2 | 0
2035 | MISO_MI_2_PJM_ROR | MISO_MI | PJM_ROR | Internal | Summer | B8 | 500 | 1424 | 1424 | 123.78 | 127.95 | 2 | 2.17
2035 | MISO_MI_2_PJM_ROR | MISO_MI | PJM_ROR | Internal | Summer | B9 | 800 | 1424 | 15.08 | 113.41 | 115.41 | 2 | 0
2035 | MISO_MI_2_PJM_ROR | MISO_MI | PJM_ROR | Internal | Summer | B10 | 1262 | 1424 | 0 | 113.41 | 113.16 | 2 | 0
2035 | MISO_MI_2_PJM_ROR | MISO_MI | PJM_ROR | Internal | Winter | B16 | 25 | 1424 | 0 | 135.44 | 137.43 | 2 | 0
2035 | MISO_MI_2_PJM_ROR | MISO_MI | PJM_ROR | Internal | Winter | B17 | 100 | 1424 | 577.4 | 135.43 | 137.43 | 2 | 0
2035 | MISO_MI_2_PJM_ROR | MISO_MI | PJM_ROR | Internal | Winter | B18 | 400 | 1424 | 1117.68 | 121.93 | 123.93 | 2 | 0
2035 | MISO_MI_2_PJM_ROR | MISO_MI | PJM_ROR | Internal | Winter | B19 | 700 | 1424 | 679.67 | 117.9 | 119.9 | 2 | 0
2035 | MISO_MI_2_PJM_ROR | MISO_MI | PJM_ROR | Internal | Winter | B20 | 935 | 1424 | 0 | 117.88 | 118.29 | 2 | 0
2035 | MISO_MO-IL_2_ENT | MISO_MO-IL | ENT | Internal | Shoulder | B11 | 25 | 2540 | 0 | 135.08 | 136.37 | 8 | 0
2035 | MISO_MO-IL_2_ENT | MISO_MO-IL | ENT | Internal | Shoulder | B12 | 200 | 2540 | 0 | 123.11 | 123.11 | 8 | 0
2035 | MISO_MO-IL_2_ENT | MISO_MO-IL | ENT | Internal | Shoulder | B13 | 600 | 2540 | 0 | 116.3 | 118.09 | 8 | 0
2035 | MISO_MO-IL_2_ENT | MISO_MO-IL | ENT | Internal | Shoulder | B14 | 900 | 2540 | 0 | 114.86 | 117.39 | 8 | 0
2035 | MISO_MO-IL_2_ENT | MISO_MO-IL | ENT | Internal | Shoulder | B15 | 1203 | 2540 | 0 | 114.84 | 117.39 | 8 | 0
2035 | MISO_MO-IL_2_ENT | MISO_MO-IL | ENT | Internal | Summer | B1 | 10 | 2540 | 0 | 217.26 | 220.76 | 8 | 0
2035 | MISO_MO-IL_2_ENT | MISO_MO-IL | ENT | Internal | Summer | B2 | 25 | 2540 | 0 | 213.77 | 214.94 | 8 | 0
2035 | MISO_MO-IL_2_ENT | MISO_MO-IL | ENT | Internal | Summer | B3 | 75 | 2540 | 0 | 213.3 | 214.94 | 8 | 0
2035 | MISO_MO-IL_2_ENT | MISO_MO-IL | ENT | Internal | Summer | B4 | 100 | 2540 | 0 | 200 | 192 | 8 | 0
2035 | MISO_MO-IL_2_ENT | MISO_MO-IL | ENT | Internal | Summer | B5 | 200 | 2540 | 0 | 164.88 | 156.88 | 8 | 0
2035 | MISO_MO-IL_2_ENT | MISO_MO-IL | ENT | Internal | Summer | B6 | 300 | 2540 | 0 | 142.59 | 134.59 | 8 | 0
2035 | MISO_MO-IL_2_ENT | MISO_MO-IL | ENT | Internal | Summer | B7 | 400 | 2540 | 0 | 134.24 | 134.59 | 8 | 0
2035 | MISO_MO-IL_2_ENT | MISO_MO-IL | ENT | Internal | Summer | B8 | 500 | 2540 | 526.2 | 119.93 | 127.93 | 8 | 0
2035 | MISO_MO-IL_2_ENT | MISO_MO-IL | ENT | Internal | Summer | B9 | 800 | 2540 | 0 | 113.41 | 115.88 | 8 | 0
2035 | MISO_MO-IL_2_ENT | MISO_MO-IL | ENT | Internal | Summer | B10 | 1262 | 2540 | 0 | 113.41 | 115.88 | 8 | 0
2035 | MISO_MO-IL_2_ENT | MISO_MO-IL | ENT | Internal | Winter | B16 | 25 | 2540 | 0 | 135.43 | 128.46 | 8 | 0
2035 | MISO_MO-IL_2_ENT | MISO_MO-IL | ENT | Internal | Winter | B17 | 100 | 2540 | 0 | 125.39 | 125.39 | 8 | 0
2035 | MISO_MO-IL_2_ENT | MISO_MO-IL | ENT | Internal | Winter | B18 | 400 | 2540 | 0 | 120.35 | 120.46 | 8 | 0
2035 | MISO_MO-IL_2_ENT | MISO_MO-IL | ENT | Internal | Winter | B19 | 700 | 2540 | 0 | 117.9 | 120.46 | 8 | 0
2035 | MISO_MO-IL_2_ENT | MISO_MO-IL | ENT | Internal | Winter | B20 | 935 | 2540 | 0 | 117.86 | 120.46 | 8 | 0
2035 | MISO_MO-IL_2_MISO_IN | MISO_MO-IL | MISO_IN | Internal | Shoulder | B11 | 25 | 2633 | 0 | 135.08 | 133.38 | 0.01 | 0
2035 | MISO_MO-IL_2_MISO_IN | MISO_MO-IL | MISO_IN | Internal | Shoulder | B12 | 200 | 2633 | 0 | 123.11 | 123.1 | 0.01 | 0
2035 | MISO_MO-IL_2_MISO_IN | MISO_MO-IL | MISO_IN | Internal | Shoulder | B13 | 600 | 2633 | 0 | 116.3 | 116.28 | 0.01 | 0
2035 | MISO_MO-IL_2_MISO_IN | MISO_MO-IL | MISO_IN | Internal | Shoulder | B14 | 900 | 2633 | 0 | 114.86 | 114.85 | 0.01 | 0
2035 | MISO_MO-IL_2_MISO_IN | MISO_MO-IL | MISO_IN | Internal | Shoulder | B15 | 1203 | 2633 | 1437.55 | 114.84 | 114.85 | 0.01 | 0
2035 | MISO_MO-IL_2_MISO_IN | MISO_MO-IL | MISO_IN | Internal | Summer | B1 | 10 | 2633 | 0 | 217.26 | 217.24 | 0.01 | 0
2035 | MISO_MO-IL_2_MISO_IN | MISO_MO-IL | MISO_IN | Internal | Summer | B2 | 25 | 2633 | 0 | 213.77 | 213.76 | 0.01 | 0
2035 | MISO_MO-IL_2_MISO_IN | MISO_MO-IL | MISO_IN | Internal | Summer | B3 | 75 | 2633 | 0 | 213.3 | 210.6 | 0.01 | 0
2035 | MISO_MO-IL_2_MISO_IN | MISO_MO-IL | MISO_IN | Internal | Summer | B4 | 100 | 2633 | 0 | 200 | 195.99 | 0.01 | 0
2035 | MISO_MO-IL_2_MISO_IN | MISO_MO-IL | MISO_IN | Internal | Summer | B5 | 200 | 2633 | 0 | 164.88 | 153.58 | 0.01 | 0
2035 | MISO_MO-IL_2_MISO_IN | MISO_MO-IL | MISO_IN | Internal | Summer | B6 | 300 | 2633 | 0 | 142.59 | 138.26 | 0.01 | 0
2035 | MISO_MO-IL_2_MISO_IN | MISO_MO-IL | MISO_IN | Internal | Summer | B7 | 400 | 2633 | 0 | 134.24 | 125.59 | 0.01 | 0
2035 | MISO_MO-IL_2_MISO_IN | MISO_MO-IL | MISO_IN | Internal | Summer | B8 | 500 | 2633 | 0 | 119.93 | 118.7 | 0.01 | 0
2035 | MISO_MO-IL_2_MISO_IN | MISO_MO-IL | MISO_IN | Internal | Summer | B9 | 800 | 2633 | 0 | 113.41 | 113.4 | 0.01 | 0
2035 | MISO_MO-IL_2_MISO_IN | MISO_MO-IL | MISO_IN | Internal | Summer | B10 | 1262 | 2633 | 0 | 113.41 | 113.4 | 0.01 | 0
2035 | MISO_MO-IL_2_MISO_IN | MISO_MO-IL | MISO_IN | Internal | Winter | B16 | 25 | 2633 | 0 | 135.43 | 135.43 | 0.01 | 0
2035 | MISO_MO-IL_2_MISO_IN | MISO_MO-IL | MISO_IN | Internal | Winter | B17 | 100 | 2633 | 0 | 125.39 | 125.38 | 0.01 | 0
2035 | MISO_MO-IL_2_MISO_IN | MISO_MO-IL | MISO_IN | Internal | Winter | B18 | 400 | 2633 | 0 | 120.35 | 120.34 | 0.01 | 0
2035 | MISO_MO-IL_2_MISO_IN | MISO_MO-IL | MISO_IN | Internal | Winter | B19 | 700 | 2633 | 0 | 117.9 | 117.89 | 0.01 | 0
2035 | MISO_MO-IL_2_MISO_IN | MISO_MO-IL | MISO_IN | Internal | Winter | B20 | 935 | 2633 | 1064.55 | 117.86 | 117.87 | 0.01 | 0
2035 | MISO_MO-IL_2_MISO_W | MISO_MO-IL | MISO_W | Internal | Shoulder | B11 | 25 | 1075 | 0 | 135.08 | 135.07 | 0.01 | 0
2035 | MISO_MO-IL_2_MISO_W | MISO_MO-IL | MISO_W | Internal | Shoulder | B12 | 200 | 1075 | 0 | 123.11 | 123.1 | 0.01 | 0
2035 | MISO_MO-IL_2_MISO_W | MISO_MO-IL | MISO_W | Internal | Shoulder | B13 | 600 | 1075 | 0 | 116.3 | 116.28 | 0.01 | 0
2035 | MISO_MO-IL_2_MISO_W | MISO_MO-IL | MISO_W | Internal | Shoulder | B14 | 900 | 1075 | 0 | 114.86 | 110.56 | 0.01 | 0
2035 | MISO_MO-IL_2_MISO_W | MISO_MO-IL | MISO_W | Internal | Shoulder | B15 | 1203 | 1075 | 0 | 114.84 | 94.63 | 0.01 | 0
2035 | MISO_MO-IL_2_MISO_W | MISO_MO-IL | MISO_W | Internal | Summer | B1 | 10 | 1075 | 0.01 | 217.26 | 217.26 | 0.01 | 0
2035 | MISO_MO-IL_2_MISO_W | MISO_MO-IL | MISO_W | Internal | Summer | B2 | 25 | 1075 | 0 | 213.77 | 213.76 | 0.01 | 0
2035 | MISO_MO-IL_2_MISO_W | MISO_MO-IL | MISO_W | Internal | Summer | B3 | 75 | 1075 | 909.39 | 213.3 | 213.32 | 0.01 | 0
2035 | MISO_MO-IL_2_MISO_W | MISO_MO-IL | MISO_W | Internal | Summer | B4 | 100 | 1075 | 0 | 200 | 200 | 0.01 | 0
2035 | MISO_MO-IL_2_MISO_W | MISO_MO-IL | MISO_W | Internal | Summer | B5 | 200 | 1075 | 863.48 | 164.88 | 164.89 | 0.01 | 0
2035 | MISO_MO-IL_2_MISO_W | MISO_MO-IL | MISO_W | Internal | Summer | B6 | 300 | 1075 | 701.51 | 142.59 | 142.6 | 0.01 | 0
2035 | MISO_MO-IL_2_MISO_W | MISO_MO-IL | MISO_W | Internal | Summer | B7 | 400 | 1075 | 0 | 134.24 | 134.23 | 0.01 | 0
2035 | MISO_MO-IL_2_MISO_W | MISO_MO-IL | MISO_W | Internal | Summer | B8 | 500 | 1075 | 0 | 119.93 | 119.92 | 0.01 | 0
2035 | MISO_MO-IL_2_MISO_W | MISO_MO-IL | MISO_W | Internal | Summer | B9 | 800 | 1075 | 0 | 113.41 | 113.4 | 0.01 | 0
2035 | MISO_MO-IL_2_MISO_W | MISO_MO-IL | MISO_W | Internal | Summer | B10 | 1262 | 1075 | 0 | 113.41 | 108.62 | 0.01 | 0
2035 | MISO_MO-IL_2_MISO_W | MISO_MO-IL | MISO_W | Internal | Winter | B16 | 25 | 1075 | 0 | 135.43 | 114.42 | 0.01 | 0
2035 | MISO_MO-IL_2_MISO_W | MISO_MO-IL | MISO_W | Internal | Winter | B17 | 100 | 1075 | 0 | 125.39 | 113.39 | 0.01 | 0
2035 | MISO_MO-IL_2_MISO_W | MISO_MO-IL | MISO_W | Internal | Winter | B18 | 400 | 1075 | 0 | 120.35 | 117.89 | 0.01 | 0
2035 | MISO_MO-IL_2_MISO_W | MISO_MO-IL | MISO_W | Internal | Winter | B19 | 700 | 1075 | 0 | 117.9 | 117.89 | 0.01 | 0
2035 | MISO_MO-IL_2_MISO_W | MISO_MO-IL | MISO_W | Internal | Winter | B20 | 935 | 1075 | 0 | 117.86 | 105.87 | 0.01 | 0
2035 | MISO_MO-IL_2_PJM_ROR | MISO_MO-IL | PJM_ROR | Internal | Shoulder | B11 | 25 | 1212 | 0 | 135.08 | 133.31 | 2 | 0
2035 | MISO_MO-IL_2_PJM_ROR | MISO_MO-IL | PJM_ROR | Internal | Shoulder | B12 | 200 | 1212 | 1212 | 123.11 | 130.66 | 2 | 5.55
2035 | MISO_MO-IL_2_PJM_ROR | MISO_MO-IL | PJM_ROR | Internal | Shoulder | B13 | 600 | 1212 | 1212 | 116.3 | 122.79 | 2 | 4.5
2035 | MISO_MO-IL_2_PJM_ROR | MISO_MO-IL | PJM_ROR | Internal | Shoulder | B14 | 900 | 1212 | 0 | 114.86 | 116.85 | 2 | 0
2035 | MISO_MO-IL_2_PJM_ROR | MISO_MO-IL | PJM_ROR | Internal | Shoulder | B15 | 1203 | 1212 | 0 | 114.84 | 114.79 | 2 | 0
2035 | MISO_MO-IL_2_PJM_ROR | MISO_MO-IL | PJM_ROR | Internal | Summer | B1 | 10 | 1212 | 0 | 217.26 | 215.76 | 2 | 0
2035 | MISO_MO-IL_2_PJM_ROR | MISO_MO-IL | PJM_ROR | Internal | Summer | B2 | 25 | 1212 | 0 | 213.77 | 215.76 | 2 | 0
2035 | MISO_MO-IL_2_PJM_ROR | MISO_MO-IL | PJM_ROR | Internal | Summer | B3 | 75 | 1212 | 0 | 213.3 | 212.6 | 2 | 0
2035 | MISO_MO-IL_2_PJM_ROR | MISO_MO-IL | PJM_ROR | Internal | Summer | B4 | 100 | 1212 | 0 | 200 | 198 | 2 | 0
2035 | MISO_MO-IL_2_PJM_ROR | MISO_MO-IL | PJM_ROR | Internal | Summer | B5 | 200 | 1212 | 0 | 164.88 | 162.89 | 2 | 0
2035 | MISO_MO-IL_2_PJM_ROR | MISO_MO-IL | PJM_ROR | Internal | Summer | B6 | 300 | 1212 | 0 | 142.59 | 140.27 | 2 | 0
2035 | MISO_MO-IL_2_PJM_ROR | MISO_MO-IL | PJM_ROR | Internal | Summer | B7 | 400 | 1212 | 0 | 134.24 | 133.46 | 2 | 0
2035 | MISO_MO-IL_2_PJM_ROR | MISO_MO-IL | PJM_ROR | Internal | Summer | B8 | 500 | 1212 | 1212 | 119.93 | 127.95 | 2 | 6.02
2035 | MISO_MO-IL_2_PJM_ROR | MISO_MO-IL | PJM_ROR | Internal | Summer | B9 | 800 | 1212 | 17.78 | 113.41 | 115.41 | 2 | 0
2035 | MISO_MO-IL_2_PJM_ROR | MISO_MO-IL | PJM_ROR | Internal | Summer | B10 | 1262 | 1212 | 0 | 113.41 | 113.16 | 2 | 0
2035 | MISO_MO-IL_2_PJM_ROR | MISO_MO-IL | PJM_ROR | Internal | Winter | B16 | 25 | 1212 | 688.65 | 135.43 | 137.43 | 2 | 0
2035 | MISO_MO-IL_2_PJM_ROR | MISO_MO-IL | PJM_ROR | Internal | Winter | B17 | 100 | 1212 | 1212 | 125.39 | 137.43 | 2 | 10.03
2035 | MISO_MO-IL_2_PJM_ROR | MISO_MO-IL | PJM_ROR | Internal | Winter | B18 | 400 | 1212 | 1212 | 120.35 | 123.93 | 2 | 1.58
2035 | MISO_MO-IL_2_PJM_ROR | MISO_MO-IL | PJM_ROR | Internal | Winter | B19 | 700 | 1212 | 930.57 | 117.9 | 119.9 | 2 | 0
2035 | MISO_MO-IL_2_PJM_ROR | MISO_MO-IL | PJM_ROR | Internal | Winter | B20 | 935 | 1212 | 0 | 117.86 | 118.29 | 2 | 0
2035 | MISO_MO-IL_2_TVA_Transmission | MISO_MO-IL | TVA_Transmission | Internal | Shoulder | B11 | 25 | 4000 | 0 | 135.08 | 138.11 | 8 | 0
2035 | MISO_MO-IL_2_TVA_Transmission | MISO_MO-IL | TVA_Transmission | Internal | Shoulder | B12 | 200 | 4000 | 0 | 123.11 | 124.61 | 8 | 0
2035 | MISO_MO-IL_2_TVA_Transmission | MISO_MO-IL | TVA_Transmission | Internal | Shoulder | B13 | 600 | 4000 | 0 | 116.3 | 120.83 | 8 | 0
2035 | MISO_MO-IL_2_TVA_Transmission | MISO_MO-IL | TVA_Transmission | Internal | Shoulder | B14 | 900 | 4000 | 0 | 114.86 | 120.01 | 8 | 0
2035 | MISO_MO-IL_2_TVA_Transmission | MISO_MO-IL | TVA_Transmission | Internal | Shoulder | B15 | 1203 | 4000 | 0 | 114.84 | 119.41 | 8 | 0
2035 | MISO_MO-IL_2_TVA_Transmission | MISO_MO-IL | TVA_Transmission | Internal | Summer | B1 | 10 | 4000 | 470.44 | 217.26 | 225.26 | 8 | 0
2035 | MISO_MO-IL_2_TVA_Transmission | MISO_MO-IL | TVA_Transmission | Internal | Summer | B2 | 25 | 4000 | 0 | 213.77 | 221.76 | 8 | 0
2035 | MISO_MO-IL_2_TVA_Transmission | MISO_MO-IL | TVA_Transmission | Internal | Summer | B3 | 75 | 4000 | 0 | 213.3 | 218.6 | 8 | 0
2035 | MISO_MO-IL_2_TVA_Transmission | MISO_MO-IL | TVA_Transmission | Internal | Summer | B4 | 100 | 4000 | 0 | 200 | 191 | 8 | 0
2035 | MISO_MO-IL_2_TVA_Transmission | MISO_MO-IL | TVA_Transmission | Internal | Summer | B5 | 200 | 4000 | 0 | 164.88 | 159.24 | 8 | 0
2035 | MISO_MO-IL_2_TVA_Transmission | MISO_MO-IL | TVA_Transmission | Internal | Summer | B6 | 300 | 4000 | 0 | 142.59 | 135.28 | 8 | 0
2035 | MISO_MO-IL_2_TVA_Transmission | MISO_MO-IL | TVA_Transmission | Internal | Summer | B7 | 400 | 4000 | 0 | 134.24 | 125.59 | 8 | 0
2035 | MISO_MO-IL_2_TVA_Transmission | MISO_MO-IL | TVA_Transmission | Internal | Summer | B8 | 500 | 4000 | 0 | 119.93 | 122.17 | 8 | 0
2035 | MISO_MO-IL_2_TVA_Transmission | MISO_MO-IL | TVA_Transmission | Internal | Summer | B9 | 800 | 4000 | 0 | 113.41 | 118.59 | 8 | 0
2035 | MISO_MO-IL_2_TVA_Transmission | MISO_MO-IL | TVA_Transmission | Internal | Summer | B10 | 1262 | 4000 | 0 | 113.41 | 118.1 | 8 | 0
2035 | MISO_MO-IL_2_TVA_Transmission | MISO_MO-IL | TVA_Transmission | Internal | Winter | B16 | 25 | 4000 | 0 | 135.43 | 135.99 | 8 | 0
2035 | MISO_MO-IL_2_TVA_Transmission | MISO_MO-IL | TVA_Transmission | Internal | Winter | B17 | 100 | 4000 | 0 | 125.39 | 129.66 | 8 | 0
2035 | MISO_MO-IL_2_TVA_Transmission | MISO_MO-IL | TVA_Transmission | Internal | Winter | B18 | 400 | 4000 | 0 | 120.35 | 123.88 | 8 | 0
2035 | MISO_MO-IL_2_TVA_Transmission | MISO_MO-IL | TVA_Transmission | Internal | Winter | B19 | 700 | 4000 | 0 | 117.9 | 122.97 | 8 | 0
2035 | MISO_MO-IL_2_TVA_Transmission | MISO_MO-IL | TVA_Transmission | Internal | Winter | B20 | 935 | 4000 | 0 | 117.86 | 121.37 | 8 | 0
2035 | MISO_W_2_MAPP_CA | MISO_W | MAPP_CA | Internal | Shoulder | B11 | 25 | 926 | 0 | 135.07 | 79.88 | 0.01 | 0
2035 | MISO_W_2_MAPP_CA | MISO_W | MAPP_CA | Internal | Shoulder | B12 | 200 | 926 | 0 | 123.1 | 79.88 | 0.01 | 0
2035 | MISO_W_2_MAPP_CA | MISO_W | MAPP_CA | Internal | Shoulder | B13 | 600 | 926 | 0 | 116.28 | 79.88 | 0.01 | 0
2035 | MISO_W_2_MAPP_CA | MISO_W | MAPP_CA | Internal | Shoulder | B14 | 900 | 926 | 0 | 110.56 | 79.88 | 0.01 | 0
2035 | MISO_W_2_MAPP_CA | MISO_W | MAPP_CA | Internal | Shoulder | B15 | 1203 | 926 | 0 | 94.63 | 79.88 | 0.01 | 0
2035 | MISO_W_2_MAPP_CA | MISO_W | MAPP_CA | Internal | Summer | B1 | 10 | 926 | 0 | 217.26 | 18.69 | 0.01 | 0
2035 | MISO_W_2_MAPP_CA | MISO_W | MAPP_CA | Internal | Summer | B2 | 25 | 926 | 0 | 213.76 | 18.69 | 0.01 | 0
2035 | MISO_W_2_MAPP_CA | MISO_W | MAPP_CA | Internal | Summer | B3 | 75 | 926 | 0 | 213.32 | 18.69 | 0.01 | 0
2035 | MISO_W_2_MAPP_CA | MISO_W | MAPP_CA | Internal | Summer | B4 | 100 | 926 | 0 | 200 | 18.69 | 0.01 | 0
2035 | MISO_W_2_MAPP_CA | MISO_W | MAPP_CA | Internal | Summer | B5 | 200 | 926 | 0 | 164.89 | 18.69 | 0.01 | 0
2035 | MISO_W_2_MAPP_CA | MISO_W | MAPP_CA | Internal | Summer | B6 | 300 | 926 | 0 | 142.6 | 18.69 | 0.01 | 0
2035 | MISO_W_2_MAPP_CA | MISO_W | MAPP_CA | Internal | Summer | B7 | 400 | 926 | 0 | 134.23 | 18.69 | 0.01 | 0
2035 | MISO_W_2_MAPP_CA | MISO_W | MAPP_CA | Internal | Summer | B8 | 500 | 926 | 0 | 119.92 | 18.69 | 0.01 | 0
2035 | MISO_W_2_MAPP_CA | MISO_W | MAPP_CA | Internal | Summer | B9 | 800 | 926 | 0 | 113.4 | 18.69 | 0.01 | 0
2035 | MISO_W_2_MAPP_CA | MISO_W | MAPP_CA | Internal | Summer | B10 | 1262 | 926 | 0 | 108.62 | 18.69 | 0.01 | 0
2035 | MISO_W_2_MAPP_CA | MISO_W | MAPP_CA | Internal | Winter | B16 | 25 | 926 | 0 | 114.42 | 105.86 | 0.01 | 0
2035 | MISO_W_2_MAPP_CA | MISO_W | MAPP_CA | Internal | Winter | B17 | 100 | 926 | 0 | 113.39 | 105.86 | 0.01 | 0
2035 | MISO_W_2_MAPP_CA | MISO_W | MAPP_CA | Internal | Winter | B18 | 400 | 926 | 0 | 117.89 | 105.86 | 0.01 | 0
2035 | MISO_W_2_MAPP_CA | MISO_W | MAPP_CA | Internal | Winter | B19 | 700 | 926 | 0 | 117.89 | 105.86 | 0.01 | 0
2035 | MISO_W_2_MAPP_CA | MISO_W | MAPP_CA | Internal | Winter | B20 | 935 | 926 | 0 | 105.87 | 105.86 | 0.01 | 0
2035 | MISO_W_2_MISO_MO-IL | MISO_W | MISO_MO-IL | Internal | Shoulder | B11 | 25 | 3915 | 714.86 | 135.07 | 135.08 | 0.01 | 0
2035 | MISO_W_2_MISO_MO-IL | MISO_W | MISO_MO-IL | Internal | Shoulder | B12 | 200 | 3915 | 2656.71 | 123.1 | 123.11 | 0.01 | 0
2035 | MISO_W_2_MISO_MO-IL | MISO_W | MISO_MO-IL | Internal | Shoulder | B13 | 600 | 3915 | 2753.45 | 116.28 | 116.3 | 0.01 | 0
2035 | MISO_W_2_MISO_MO-IL | MISO_W | MISO_MO-IL | Internal | Shoulder | B14 | 900 | 3915 | 3915 | 110.56 | 114.86 | 0.01 | 4.28
2035 | MISO_W_2_MISO_MO-IL | MISO_W | MISO_MO-IL | Internal | Shoulder | B15 | 1203 | 3915 | 3915 | 94.63 | 114.84 | 0.01 | 20.19
2035 | MISO_W_2_MISO_MO-IL | MISO_W | MISO_MO-IL | Internal | Summer | B1 | 10 | 3915 | 0.01 | 217.26 | 217.26 | 0.01 | 0
2035 | MISO_W_2_MISO_MO-IL | MISO_W | MISO_MO-IL | Internal | Summer | B2 | 25 | 3915 | 1123.72 | 213.76 | 213.77 | 0.01 | 0
2035 | MISO_W_2_MISO_MO-IL | MISO_W | MISO_MO-IL | Internal | Summer | B3 | 75 | 3915 | 0 | 213.32 | 213.3 | 0.01 | 0
2035 | MISO_W_2_MISO_MO-IL | MISO_W | MISO_MO-IL | Internal | Summer | B4 | 100 | 3915 | 0 | 200 | 200 | 0.01 | 0
2035 | MISO_W_2_MISO_MO-IL | MISO_W | MISO_MO-IL | Internal | Summer | B5 | 200 | 3915 | 0 | 164.89 | 164.88 | 0.01 | 0
2035 | MISO_W_2_MISO_MO-IL | MISO_W | MISO_MO-IL | Internal | Summer | B6 | 300 | 3915 | 0 | 142.6 | 142.59 | 0.01 | 0
2035 | MISO_W_2_MISO_MO-IL | MISO_W | MISO_MO-IL | Internal | Summer | B7 | 400 | 3915 | 604.64 | 134.23 | 134.24 | 0.01 | 0
2035 | MISO_W_2_MISO_MO-IL | MISO_W | MISO_MO-IL | Internal | Summer | B8 | 500 | 3915 | 1939.11 | 119.92 | 119.93 | 0.01 | 0
2035 | MISO_W_2_MISO_MO-IL | MISO_W | MISO_MO-IL | Internal | Summer | B9 | 800 | 3915 | 3388.26 | 113.4 | 113.41 | 0.01 | 0
2035 | MISO_W_2_MISO_MO-IL | MISO_W | MISO_MO-IL | Internal | Summer | B10 | 1262 | 3915 | 3915 | 108.62 | 113.41 | 0.01 | 4.78
2035 | MISO_W_2_MISO_MO-IL | MISO_W | MISO_MO-IL | Internal | Winter | B16 | 25 | 3915 | 3915 | 114.42 | 135.43 | 0.01 | 21
2035 | MISO_W_2_MISO_MO-IL | MISO_W | MISO_MO-IL | Internal | Winter | B17 | 100 | 3915 | 3915 | 113.39 | 125.39 | 0.01 | 11.99
2035 | MISO_W_2_MISO_MO-IL | MISO_W | MISO_MO-IL | Internal | Winter | B18 | 400 | 3915 | 3915 | 117.89 | 120.35 | 0.01 | 2.45
2035 | MISO_W_2_MISO_MO-IL | MISO_W | MISO_MO-IL | Internal | Winter | B19 | 700 | 3915 | 3701.54 | 117.89 | 117.9 | 0.01 | 0
2035 | MISO_W_2_MISO_MO-IL | MISO_W | MISO_MO-IL | Internal | Winter | B20 | 935 | 3915 | 3915 | 105.87 | 117.86 | 0.01 | 11.98
2035 | MISO_W_2_MISO_WUMS | MISO_W | MISO_WUMS | Internal | Shoulder | B11 | 25 | 1732 | 0 | 135.07 | 133.31 | 0.01 | 0
2035 | MISO_W_2_MISO_WUMS | MISO_W | MISO_WUMS | Internal | Shoulder | B12 | 200 | 1732 | 1604.31 | 123.1 | 123.11 | 0.01 | 0
2035 | MISO_W_2_MISO_WUMS | MISO_W | MISO_WUMS | Internal | Shoulder | B13 | 600 | 1732 | 1732 | 116.28 | 120.25 | 0.01 | 3.96
2035 | MISO_W_2_MISO_WUMS | MISO_W | MISO_WUMS | Internal | Shoulder | B14 | 900 | 1732 | 1732 | 110.56 | 114.79 | 0.01 | 4.21
2035 | MISO_W_2_MISO_WUMS | MISO_W | MISO_WUMS | Internal | Shoulder | B15 | 1203 | 1732 | 1732 | 94.63 | 114.79 | 0.01 | 20.14
2035 | MISO_W_2_MISO_WUMS | MISO_W | MISO_WUMS | Internal | Summer | B1 | 10 | 1732 | 0 | 217.26 | 217.24 | 0.01 | 0
2035 | MISO_W_2_MISO_WUMS | MISO_W | MISO_WUMS | Internal | Summer | B2 | 25 | 1732 | 0 | 213.76 | 213.76 | 0.01 | 0
2035 | MISO_W_2_MISO_WUMS | MISO_W | MISO_WUMS | Internal | Summer | B3 | 75 | 1732 | 0 | 213.32 | 210.6 | 0.01 | 0
2035 | MISO_W_2_MISO_WUMS | MISO_W | MISO_WUMS | Internal | Summer | B4 | 100 | 1732 | 0 | 200 | 195.99 | 0.01 | 0
2035 | MISO_W_2_MISO_WUMS | MISO_W | MISO_WUMS | Internal | Summer | B5 | 200 | 1732 | 0 | 164.89 | 153.58 | 0.01 | 0
2035 | MISO_W_2_MISO_WUMS | MISO_W | MISO_WUMS | Internal | Summer | B6 | 300 | 1732 | 0 | 142.6 | 138.26 | 0.01 | 0
2035 | MISO_W_2_MISO_WUMS | MISO_W | MISO_WUMS | Internal | Summer | B7 | 400 | 1732 | 0 | 134.23 | 131.46 | 0.01 | 0
2035 | MISO_W_2_MISO_WUMS | MISO_W | MISO_WUMS | Internal | Summer | B8 | 500 | 1732 | 1033.76 | 119.92 | 119.93 | 0.01 | 0
2035 | MISO_W_2_MISO_WUMS | MISO_W | MISO_WUMS | Internal | Summer | B9 | 800 | 1732 | 0 | 113.4 | 113.4 | 0.01 | 0
2035 | MISO_W_2_MISO_WUMS | MISO_W | MISO_WUMS | Internal | Summer | B10 | 1262 | 1732 | 1732 | 108.62 | 113.22 | 0.01 | 4.58
2035 | MISO_W_2_MISO_WUMS | MISO_W | MISO_WUMS | Internal | Winter | B16 | 25 | 1732 | 1732 | 114.42 | 135.43 | 0.01 | 21
2035 | MISO_W_2_MISO_WUMS | MISO_W | MISO_WUMS | Internal | Winter | B17 | 100 | 1732 | 1732 | 113.39 | 135.42 | 0.01 | 22.01
2035 | MISO_W_2_MISO_WUMS | MISO_W | MISO_WUMS | Internal | Winter | B18 | 400 | 1732 | 1732 | 117.89 | 121.92 | 0.01 | 4.02
2035 | MISO_W_2_MISO_WUMS | MISO_W | MISO_WUMS | Internal | Winter | B19 | 700 | 1732 | 612.86 | 117.89 | 117.9 | 0.01 | 0
2035 | MISO_W_2_MISO_WUMS | MISO_W | MISO_WUMS | Internal | Winter | B20 | 935 | 1732 | 1732 | 105.87 | 117.75 | 0.01 | 11.87
2035 | MISO_W_2_NE | MISO_W | NE | Internal | Shoulder | B11 | 25 | 2800 | 0 | 135.07 | 136.13 | 7 | 0
2035 | MISO_W_2_NE | MISO_W | NE | Internal | Shoulder | B12 | 200 | 2800 | 0 | 123.1 | 118.75 | 7 | 0
2035 | MISO_W_2_NE | MISO_W | NE | Internal | Shoulder | B13 | 600 | 2800 | 0 | 116.28 | 117.56 | 7 | 0
2035 | MISO_W_2_NE | MISO_W | NE | Internal | Shoulder | B14 | 900 | 2800 | 100.24 | 110.56 | 117.56 | 7 | 0
2035 | MISO_W_2_NE | MISO_W | NE | Internal | Shoulder | B15 | 1203 | 2800 | 1373.37 | 94.63 | 101.63 | 7 | 0
2035 | MISO_W_2_NE | MISO_W | NE | Internal | Summer | B1 | 10 | 2800 | 0 | 217.26 | 220.32 | 7 | 0
2035 | MISO_W_2_NE | MISO_W | NE | Internal | Summer | B2 | 25 | 2800 | 0 | 213.76 | 220.32 | 7 | 0
2035 | MISO_W_2_NE | MISO_W | NE | Internal | Summer | B3 | 75 | 2800 | 16.85 | 213.32 | 220.32 | 7 | 0
2035 | MISO_W_2_NE | MISO_W | NE | Internal | Summer | B4 | 100 | 2800 | 0 | 200 | 200 | 7 | 0
2035 | MISO_W_2_NE | MISO_W | NE | Internal | Summer | B5 | 200 | 2800 | 0 | 164.89 | 164.89 | 7 | 0
2035 | MISO_W_2_NE | MISO_W | NE | Internal | Summer | B6 | 300 | 2800 | 0 | 142.6 | 146.03 | 7 | 0
2035 | MISO_W_2_NE | MISO_W | NE | Internal | Summer | B7 | 400 | 2800 | 0 | 134.23 | 137.79 | 7 | 0
2035 | MISO_W_2_NE | MISO_W | NE | Internal | Summer | B8 | 500 | 2800 | 0 | 119.92 | 123.14 | 7 | 0
2035 | MISO_W_2_NE | MISO_W | NE | Internal | Summer | B9 | 800 | 2800 | 0 | 113.4 | 116.59 | 7 | 0
2035 | MISO_W_2_NE | MISO_W | NE | Internal | Summer | B10 | 1262 | 2800 | 1543.3 | 108.62 | 115.62 | 7 | 0
2035 | MISO_W_2_NE | MISO_W | NE | Internal | Winter | B16 | 25 | 2800 | 1637.12 | 114.42 | 121.42 | 7 | 0
2035 | MISO_W_2_NE | MISO_W | NE | Internal | Winter | B17 | 100 | 2800 | 1623.76 | 113.39 | 120.39 | 7 | 0
2035 | MISO_W_2_NE | MISO_W | NE | Internal | Winter | B18 | 400 | 2800 | 0 | 117.89 | 120.83 | 7 | 0
2035 | MISO_W_2_NE | MISO_W | NE | Internal | Winter | B19 | 700 | 2800 | 0 | 117.89 | 120.83 | 7 | 0
2035 | MISO_W_2_NE | MISO_W | NE | Internal | Winter | B20 | 935 | 2800 | 1298.17 | 105.87 | 112.87 | 7 | 0
2035 | MISO_W_2_PJM_ROR | MISO_W | PJM_ROR | Internal | Shoulder | B11 | 25 | 773 | 0 | 135.07 | 133.31 | 2 | 0
2035 | MISO_W_2_PJM_ROR | MISO_W | PJM_ROR | Internal | Shoulder | B12 | 200 | 773 | 773 | 123.1 | 130.66 | 2 | 5.57
2035 | MISO_W_2_PJM_ROR | MISO_W | PJM_ROR | Internal | Shoulder | B13 | 600 | 773 | 773 | 116.28 | 122.79 | 2 | 4.51
2035 | MISO_W_2_PJM_ROR | MISO_W | PJM_ROR | Internal | Shoulder | B14 | 900 | 773 | 773 | 110.56 | 116.85 | 2 | 4.28
2035 | MISO_W_2_PJM_ROR | MISO_W | PJM_ROR | Internal | Shoulder | B15 | 1203 | 773 | 773 | 94.63 | 114.79 | 2 | 18.16
2035 | MISO_W_2_PJM_ROR | MISO_W | PJM_ROR | Internal | Summer | B1 | 10 | 773 | 0 | 217.26 | 215.76 | 2 | 0
2035 | MISO_W_2_PJM_ROR | MISO_W | PJM_ROR | Internal | Summer | B2 | 25 | 773 | 147.44 | 213.76 | 215.76 | 2 | 0
2035 | MISO_W_2_PJM_ROR | MISO_W | PJM_ROR | Internal | Summer | B3 | 75 | 773 | 0 | 213.32 | 212.6 | 2 | 0
2035 | MISO_W_2_PJM_ROR | MISO_W | PJM_ROR | Internal | Summer | B4 | 100 | 773 | 0 | 200 | 198 | 2 | 0
2035 | MISO_W_2_PJM_ROR | MISO_W | PJM_ROR | Internal | Summer | B5 | 200 | 773 | 0 | 164.89 | 162.89 | 2 | 0
2035 | MISO_W_2_PJM_ROR | MISO_W | PJM_ROR | Internal | Summer | B6 | 300 | 773 | 0 | 142.6 | 140.27 | 2 | 0
2035 | MISO_W_2_PJM_ROR | MISO_W | PJM_ROR | Internal | Summer | B7 | 400 | 773 | 0 | 134.23 | 133.46 | 2 | 0
2035 | MISO_W_2_PJM_ROR | MISO_W | PJM_ROR | Internal | Summer | B8 | 500 | 773 | 773 | 119.92 | 127.95 | 2 | 6.03
2035 | MISO_W_2_PJM_ROR | MISO_W | PJM_ROR | Internal | Summer | B9 | 800 | 773 | 773 | 113.4 | 115.41 | 2 | 0.01
2035 | MISO_W_2_PJM_ROR | MISO_W | PJM_ROR | Internal | Summer | B10 | 1262 | 773 | 773 | 108.62 | 113.16 | 2 | 2.54
2035 | MISO_W_2_PJM_ROR | MISO_W | PJM_ROR | Internal | Winter | B16 | 25 | 773 | 773 | 114.42 | 137.43 | 2 | 21.01
2035 | MISO_W_2_PJM_ROR | MISO_W | PJM_ROR | Internal | Winter | B17 | 100 | 773 | 773 | 113.39 | 137.43 | 2 | 22.03
2035 | MISO_W_2_PJM_ROR | MISO_W | PJM_ROR | Internal | Winter | B18 | 400 | 773 | 773 | 117.89 | 123.93 | 2 | 4.04
2035 | MISO_W_2_PJM_ROR | MISO_W | PJM_ROR | Internal | Winter | B19 | 700 | 773 | 773 | 117.89 | 119.9 | 2 | 0.01
2035 | MISO_W_2_PJM_ROR | MISO_W | PJM_ROR | Internal | Winter | B20 | 935 | 773 | 773 | 105.87 | 118.29 | 2 | 10.42
2035 | MISO_W_2_SPP_N | MISO_W | SPP_N | Internal | Shoulder | B11 | 25 | 3200 | 0 | 135.07 | 136.14 | 7 | 0
2035 | MISO_W_2_SPP_N | MISO_W | SPP_N | Internal | Shoulder | B12 | 200 | 3200 | 0 | 123.1 | 118.11 | 7 | 0
2035 | MISO_W_2_SPP_N | MISO_W | SPP_N | Internal | Shoulder | B13 | 600 | 3200 | 0 | 116.28 | 117.19 | 7 | 0
2035 | MISO_W_2_SPP_N | MISO_W | SPP_N | Internal | Shoulder | B14 | 900 | 3200 | 0 | 110.56 | 112.39 | 7 | 0
2035 | MISO_W_2_SPP_N | MISO_W | SPP_N | Internal | Shoulder | B15 | 1203 | 3200 | 98.56 | 94.63 | 101.63 | 7 | 0
2035 | MISO_W_2_SPP_N | MISO_W | SPP_N | Internal | Summer | B1 | 10 | 3200 | 0 | 217.26 | 212.26 | 7 | 0
2035 | MISO_W_2_SPP_N | MISO_W | SPP_N | Internal | Summer | B2 | 25 | 3200 | 0 | 213.76 | 209.94 | 7 | 0
2035 | MISO_W_2_SPP_N | MISO_W | SPP_N | Internal | Summer | B3 | 75 | 3200 | 0 | 213.32 | 209.94 | 7 | 0
2035 | MISO_W_2_SPP_N | MISO_W | SPP_N | Internal | Summer | B4 | 100 | 3200 | 0 | 200 | 195 | 7 | 0
2035 | MISO_W_2_SPP_N | MISO_W | SPP_N | Internal | Summer | B5 | 200 | 3200 | 0 | 164.89 | 159.88 | 7 | 0
2035 | MISO_W_2_SPP_N | MISO_W | SPP_N | Internal | Summer | B6 | 300 | 3200 | 0 | 142.6 | 139.52 | 7 | 0
2035 | MISO_W_2_SPP_N | MISO_W | SPP_N | Internal | Summer | B7 | 400 | 3200 | 0 | 134.23 | 134.61 | 7 | 0
2035 | MISO_W_2_SPP_N | MISO_W | SPP_N | Internal | Summer | B8 | 500 | 3200 | 0 | 119.92 | 123.13 | 7 | 0
2035 | MISO_W_2_SPP_N | MISO_W | SPP_N | Internal | Summer | B9 | 800 | 3200 | 0 | 113.4 | 116.6 | 7 | 0
2035 | MISO_W_2_SPP_N | MISO_W | SPP_N | Internal | Summer | B10 | 1262 | 3200 | 234.07 | 108.62 | 115.62 | 7 | 0
2035 | MISO_W_2_SPP_N | MISO_W | SPP_N | Internal | Winter | B16 | 25 | 3200 | 3200 | 114.42 | 121.43 | 7 | 0.01
2035 | MISO_W_2_SPP_N | MISO_W | SPP_N | Internal | Winter | B17 | 100 | 3200 | 834.51 | 113.39 | 120.39 | 7 | 0
2035 | MISO_W_2_SPP_N | MISO_W | SPP_N | Internal | Winter | B18 | 400 | 3200 | 0 | 117.89 | 120.39 | 7 | 0
2035 | MISO_W_2_SPP_N | MISO_W | SPP_N | Internal | Winter | B19 | 700 | 3200 | 0 | 117.89 | 115.46 | 7 | 0
2035 | MISO_W_2_SPP_N | MISO_W | SPP_N | Internal | Winter | B20 | 935 | 3200 | 0 | 105.87 | 112.86 | 7 | 0
2035 | MISO_WUMS_2_MISO_MI | MISO_WUMS | MISO_MI | Internal | Shoulder | B11 | 25 | 1422 | 1422 | 133.31 | 133.39 | 0.01 | 0.07
2035 | MISO_WUMS_2_MISO_MI | MISO_WUMS | MISO_MI | Internal | Shoulder | B12 | 200 | 1422 | 1422 | 123.11 | 128.66 | 0.01 | 5.54
2035 | MISO_WUMS_2_MISO_MI | MISO_WUMS | MISO_MI | Internal | Shoulder | B13 | 600 | 1422 | 1422 | 120.25 | 120.79 | 0.01 | 0.53
2035 | MISO_WUMS_2_MISO_MI | MISO_WUMS | MISO_MI | Internal | Shoulder | B14 | 900 | 1422 | 1422 | 114.79 | 114.86 | 0.01 | 0.06
2035 | MISO_WUMS_2_MISO_MI | MISO_WUMS | MISO_MI | Internal | Shoulder | B15 | 1203 | 1422 | 1422 | 114.79 | 114.86 | 0.01 | 0.06
2035 | MISO_WUMS_2_MISO_MI | MISO_WUMS | MISO_MI | Internal | Summer | B1 | 10 | 1422 | 1271.44 | 217.24 | 217.26 | 0.01 | 0
2035 | MISO_WUMS_2_MISO_MI | MISO_WUMS | MISO_MI | Internal | Summer | B2 | 25 | 1422 | 1208.47 | 213.76 | 213.77 | 0.01 | 0
2035 | MISO_WUMS_2_MISO_MI | MISO_WUMS | MISO_MI | Internal | Summer | B3 | 75 | 1422 | 987.21 | 210.6 | 210.61 | 0.01 | 0
2035 | MISO_WUMS_2_MISO_MI | MISO_WUMS | MISO_MI | Internal | Summer | B4 | 100 | 1422 | 382.33 | 195.99 | 196 | 0.01 | 0
2035 | MISO_WUMS_2_MISO_MI | MISO_WUMS | MISO_MI | Internal | Summer | B5 | 200 | 1422 | 919.03 | 153.58 | 153.59 | 0.01 | 0
2035 | MISO_WUMS_2_MISO_MI | MISO_WUMS | MISO_MI | Internal | Summer | B6 | 300 | 1422 | 695.93 | 138.26 | 138.27 | 0.01 | 0
2035 | MISO_WUMS_2_MISO_MI | MISO_WUMS | MISO_MI | Internal | Summer | B7 | 400 | 1422 | 697.98 | 131.46 | 131.48 | 0.01 | 0
2035 | MISO_WUMS_2_MISO_MI | MISO_WUMS | MISO_MI | Internal | Summer | B8 | 500 | 1422 | 1422 | 119.93 | 123.78 | 0.01 | 3.84
2035 | MISO_WUMS_2_MISO_MI | MISO_WUMS | MISO_MI | Internal | Summer | B9 | 800 | 1422 | 746.34 | 113.4 | 113.41 | 0.01 | 0
2035 | MISO_WUMS_2_MISO_MI | MISO_WUMS | MISO_MI | Internal | Summer | B10 | 1262 | 1422 | 1422 | 113.22 | 113.41 | 0.01 | 0.18
2035 | MISO_WUMS_2_MISO_MI | MISO_WUMS | MISO_MI | Internal | Winter | B16 | 25 | 1422 | 1387.69 | 135.43 | 135.44 | 0.01 | 0
2035 | MISO_WUMS_2_MISO_MI | MISO_WUMS | MISO_MI | Internal | Winter | B17 | 100 | 1422 | 1061.98 | 135.42 | 135.43 | 0.01 | 0
2035 | MISO_WUMS_2_MISO_MI | MISO_WUMS | MISO_MI | Internal | Winter | B18 | 400 | 1422 | 903.06 | 121.92 | 121.93 | 0.01 | 0
2035 | MISO_WUMS_2_MISO_MI | MISO_WUMS | MISO_MI | Internal | Winter | B19 | 700 | 1422 | 0 | 117.9 | 117.9 | 0.01 | 0
2035 | MISO_WUMS_2_MISO_MI | MISO_WUMS | MISO_MI | Internal | Winter | B20 | 935 | 1422 | 1422 | 117.75 | 117.88 | 0.01 | 0.12
2035 | MISO_WUMS_2_MISO_W | MISO_WUMS | MISO_W | Internal | Shoulder | B11 | 25 | 1240 | 1240 | 133.31 | 135.07 | 0.01 | 1.75
2035 | MISO_WUMS_2_MISO_W | MISO_WUMS | MISO_W | Internal | Shoulder | B12 | 200 | 1240 | 0 | 123.11 | 123.1 | 0.01 | 0
2035 | MISO_WUMS_2_MISO_W | MISO_WUMS | MISO_W | Internal | Shoulder | B13 | 600 | 1240 | 0 | 120.25 | 116.28 | 0.01 | 0
2035 | MISO_WUMS_2_MISO_W | MISO_WUMS | MISO_W | Internal | Shoulder | B14 | 900 | 1240 | 0 | 114.79 | 110.56 | 0.01 | 0
2035 | MISO_WUMS_2_MISO_W | MISO_WUMS | MISO_W | Internal | Shoulder | B15 | 1203 | 1240 | 0 | 114.79 | 94.63 | 0.01 | 0
2035 | MISO_WUMS_2_MISO_W | MISO_WUMS | MISO_W | Internal | Summer | B1 | 10 | 1240 | 620.24 | 217.24 | 217.26 | 0.01 | 0
2035 | MISO_WUMS_2_MISO_W | MISO_WUMS | MISO_W | Internal | Summer | B2 | 25 | 1240 | 0 | 213.76 | 213.76 | 0.01 | 0
2035 | MISO_WUMS_2_MISO_W | MISO_WUMS | MISO_W | Internal | Summer | B3 | 75 | 1240 | 1240 | 210.6 | 213.32 | 0.01 | 2.71
2035 | MISO_WUMS_2_MISO_W | MISO_WUMS | MISO_W | Internal | Summer | B4 | 100 | 1240 | 1240 | 195.99 | 200 | 0.01 | 4
2035 | MISO_WUMS_2_MISO_W | MISO_WUMS | MISO_W | Internal | Summer | B5 | 200 | 1240 | 1240 | 153.58 | 164.89 | 0.01 | 11.3
2035 | MISO_WUMS_2_MISO_W | MISO_WUMS | MISO_W | Internal | Summer | B6 | 300 | 1240 | 1240 | 138.26 | 142.6 | 0.01 | 4.33
2035 | MISO_WUMS_2_MISO_W | MISO_WUMS | MISO_W | Internal | Summer | B7 | 400 | 1240 | 1240 | 131.46 | 134.23 | 0.01 | 2.76
2035 | MISO_WUMS_2_MISO_W | MISO_WUMS | MISO_W | Internal | Summer | B8 | 500 | 1240 | 0 | 119.93 | 119.92 | 0.01 | 0
2035 | MISO_WUMS_2_MISO_W | MISO_WUMS | MISO_W | Internal | Summer | B9 | 800 | 1240 | 0 | 113.4 | 113.4 | 0.01 | 0
2035 | MISO_WUMS_2_MISO_W | MISO_WUMS | MISO_W | Internal | Summer | B10 | 1262 | 1240 | 0 | 113.22 | 108.62 | 0.01 | 0
2035 | MISO_WUMS_2_MISO_W | MISO_WUMS | MISO_W | Internal | Winter | B16 | 25 | 1240 | 0 | 135.43 | 114.42 | 0.01 | 0
2035 | MISO_WUMS_2_MISO_W | MISO_WUMS | MISO_W | Internal | Winter | B17 | 100 | 1240 | 0 | 135.42 | 113.39 | 0.01 | 0
2035 | MISO_WUMS_2_MISO_W | MISO_WUMS | MISO_W | Internal | Winter | B18 | 400 | 1240 | 0 | 121.92 | 117.89 | 0.01 | 0
2035 | MISO_WUMS_2_MISO_W | MISO_WUMS | MISO_W | Internal | Winter | B19 | 700 | 1240 | 0 | 117.9 | 117.89 | 0.01 | 0
2035 | MISO_WUMS_2_MISO_W | MISO_WUMS | MISO_W | Internal | Winter | B20 | 935 | 1240 | 0 | 117.75 | 105.87 | 0.01 | 0
2035 | MISO_WUMS_2_PJM_ROR | MISO_WUMS | PJM_ROR | Internal | Shoulder | B11 | 25 | 1600 | 0 | 133.31 | 133.31 | 2 | 0
2035 | MISO_WUMS_2_PJM_ROR | MISO_WUMS | PJM_ROR | Internal | Shoulder | B12 | 200 | 1600 | 1600 | 123.11 | 130.66 | 2 | 5.55
2035 | MISO_WUMS_2_PJM_ROR | MISO_WUMS | PJM_ROR | Internal | Shoulder | B13 | 600 | 1600 | 1600 | 120.25 | 122.79 | 2 | 0.54
2035 | MISO_WUMS_2_PJM_ROR | MISO_WUMS | PJM_ROR | Internal | Shoulder | B14 | 900 | 1600 | 1600 | 114.79 | 116.85 | 2 | 0.06
2035 | MISO_WUMS_2_PJM_ROR | MISO_WUMS | PJM_ROR | Internal | Shoulder | B15 | 1203 | 1600 | 0 | 114.79 | 114.79 | 2 | 0
2035 | MISO_WUMS_2_PJM_ROR | MISO_WUMS | PJM_ROR | Internal | Summer | B1 | 10 | 1600 | 0 | 217.24 | 215.76 | 2 | 0
2035 | MISO_WUMS_2_PJM_ROR | MISO_WUMS | PJM_ROR | Internal | Summer | B2 | 25 | 1600 | 738.12 | 213.76 | 215.76 | 2 | 0
2035 | MISO_WUMS_2_PJM_ROR | MISO_WUMS | PJM_ROR | Internal | Summer | B3 | 75 | 1600 | 277.76 | 210.6 | 212.6 | 2 | 0
2035 | MISO_WUMS_2_PJM_ROR | MISO_WUMS | PJM_ROR | Internal | Summer | B4 | 100 | 1600 | 1600 | 195.99 | 198 | 2 | 0.01
2035 | MISO_WUMS_2_PJM_ROR | MISO_WUMS | PJM_ROR | Internal | Summer | B5 | 200 | 1600 | 1600 | 153.58 | 162.89 | 2 | 7.31
2035 | MISO_WUMS_2_PJM_ROR | MISO_WUMS | PJM_ROR | Internal | Summer | B6 | 300 | 1600 | 1600 | 138.26 | 140.27 | 2 | 0.01
2035 | MISO_WUMS_2_PJM_ROR | MISO_WUMS | PJM_ROR | Internal | Summer | B7 | 400 | 1600 | 1566.61 | 131.46 | 133.46 | 2 | 0
2035 | MISO_WUMS_2_PJM_ROR | MISO_WUMS | PJM_ROR | Internal | Summer | B8 | 500 | 1600 | 1600 | 119.93 | 127.95 | 2 | 6.02
2035 | MISO_WUMS_2_PJM_ROR | MISO_WUMS | PJM_ROR | Internal | Summer | B9 | 800 | 1600 | 1600 | 113.4 | 115.41 | 2 | 0.01
2035 | MISO_WUMS_2_PJM_ROR | MISO_WUMS | PJM_ROR | Internal | Summer | B10 | 1262 | 1600 | 0 | 113.22 | 113.16 | 2 | 0
2035 | MISO_WUMS_2_PJM_ROR | MISO_WUMS | PJM_ROR | Internal | Winter | B16 | 25 | 1600 | 995.21 | 135.43 | 137.43 | 2 | 0
2035 | MISO_WUMS_2_PJM_ROR | MISO_WUMS | PJM_ROR | Internal | Winter | B17 | 100 | 1600 | 1600 | 135.42 | 137.43 | 2 | 0.01
2035 | MISO_WUMS_2_PJM_ROR | MISO_WUMS | PJM_ROR | Internal | Winter | B18 | 400 | 1600 | 1600 | 121.92 | 123.93 | 2 | 0.01
2035 | MISO_WUMS_2_PJM_ROR | MISO_WUMS | PJM_ROR | Internal | Winter | B19 | 700 | 1600 | 1510.58 | 117.9 | 119.9 | 2 | 0
2035 | MISO_WUMS_2_PJM_ROR | MISO_WUMS | PJM_ROR | Internal | Winter | B20 | 935 | 1600 | 0 | 117.75 | 118.29 | 2 | 0
2035 | NE_2_MISO_W | NE | MISO_W | Internal | Shoulder | B11 | 25 | 1600 | 0 | 136.13 | 135.07 | 5 | 0
2035 | NE_2_MISO_W | NE | MISO_W | Internal | Shoulder | B12 | 200 | 1600 | 0 | 118.75 | 123.1 | 5 | 0
2035 | NE_2_MISO_W | NE | MISO_W | Internal | Shoulder | B13 | 600 | 1600 | 0 | 117.56 | 116.28 | 5 | 0
2035 | NE_2_MISO_W | NE | MISO_W | Internal | Shoulder | B14 | 900 | 1600 | 0 | 117.56 | 110.56 | 5 | 0
2035 | NE_2_MISO_W | NE | MISO_W | Internal | Shoulder | B15 | 1203 | 1600 | 0 | 101.63 | 94.63 | 5 | 0
2035 | NE_2_MISO_W | NE | MISO_W | Internal | Summer | B1 | 10 | 1600 | 0 | 220.32 | 217.26 | 5 | 0
2035 | NE_2_MISO_W | NE | MISO_W | Internal | Summer | B2 | 25 | 1600 | 0 | 220.32 | 213.76 | 5 | 0
2035 | NE_2_MISO_W | NE | MISO_W | Internal | Summer | B3 | 75 | 1600 | 0 | 220.32 | 213.32 | 5 | 0
2035 | NE_2_MISO_W | NE | MISO_W | Internal | Summer | B4 | 100 | 1600 | 0 | 200 | 200 | 5 | 0
2035 | NE_2_MISO_W | NE | MISO_W | Internal | Summer | B5 | 200 | 1600 | 0 | 164.89 | 164.89 | 5 | 0
2035 | NE_2_MISO_W | NE | MISO_W | Internal | Summer | B6 | 300 | 1600 | 0 | 146.03 | 142.6 | 5 | 0
2035 | NE_2_MISO_W | NE | MISO_W | Internal | Summer | B7 | 400 | 1600 | 0 | 137.79 | 134.23 | 5 | 0
2035 | NE_2_MISO_W | NE | MISO_W | Internal | Summer | B8 | 500 | 1600 | 0 | 123.14 | 119.92 | 5 | 0
2035 | NE_2_MISO_W | NE | MISO_W | Internal | Summer | B9 | 800 | 1600 | 0 | 116.59 | 113.4 | 5 | 0
2035 | NE_2_MISO_W | NE | MISO_W | Internal | Summer | B10 | 1262 | 1600 | 0 | 115.62 | 108.62 | 5 | 0
2035 | NE_2_MISO_W | NE | MISO_W | Internal | Winter | B16 | 25 | 1600 | 0 | 121.42 | 114.42 | 5 | 0
2035 | NE_2_MISO_W | NE | MISO_W | Internal | Winter | B17 | 100 | 1600 | 0 | 120.39 | 113.39 | 5 | 0
2035 | NE_2_MISO_W | NE | MISO_W | Internal | Winter | B18 | 400 | 1600 | 0 | 120.83 | 117.89 | 5 | 0
2035 | NE_2_MISO_W | NE | MISO_W | Internal | Winter | B19 | 700 | 1600 | 0 | 120.83 | 117.89 | 5 | 0
2035 | NE_2_MISO_W | NE | MISO_W | Internal | Winter | B20 | 935 | 1600 | 0 | 112.87 | 105.87 | 5 | 0
2035 | NE_2_SPP_N | NE | SPP_N | Internal | Shoulder | B11 | 25 | 1802 | 455.04 | 136.13 | 136.14 | 0.01 | 0
2035 | NE_2_SPP_N | NE | SPP_N | Internal | Shoulder | B12 | 200 | 1802 | 0 | 118.75 | 118.11 | 0.01 | 0
2035 | NE_2_SPP_N | NE | SPP_N | Internal | Shoulder | B13 | 600 | 1802 | 0 | 117.56 | 117.19 | 0.01 | 0
2035 | NE_2_SPP_N | NE | SPP_N | Internal | Shoulder | B14 | 900 | 1802 | 0 | 117.56 | 112.39 | 0.01 | 0
2035 | NE_2_SPP_N | NE | SPP_N | Internal | Shoulder | B15 | 1203 | 1802 | 0 | 101.63 | 101.63 | 0.01 | 0
2035 | NE_2_SPP_N | NE | SPP_N | Internal | Summer | B1 | 10 | 1802 | 0 | 220.32 | 212.26 | 0.01 | 0
2035 | NE_2_SPP_N | NE | SPP_N | Internal | Summer | B2 | 25 | 1802 | 0 | 220.32 | 209.94 | 0.01 | 0
2035 | NE_2_SPP_N | NE | SPP_N | Internal | Summer | B3 | 75 | 1802 | 0 | 220.32 | 209.94 | 0.01 | 0
2035 | NE_2_SPP_N | NE | SPP_N | Internal | Summer | B4 | 100 | 1802 | 0 | 200 | 195 | 0.01 | 0
2035 | NE_2_SPP_N | NE | SPP_N | Internal | Summer | B5 | 200 | 1802 | 0 | 164.89 | 159.88 | 0.01 | 0
2035 | NE_2_SPP_N | NE | SPP_N | Internal | Summer | B6 | 300 | 1802 | 0 | 146.03 | 139.52 | 0.01 | 0
2035 | NE_2_SPP_N | NE | SPP_N | Internal | Summer | B7 | 400 | 1802 | 0 | 137.79 | 134.61 | 0.01 | 0
2035 | NE_2_SPP_N | NE | SPP_N | Internal | Summer | B8 | 500 | 1802 | 0 | 123.14 | 123.13 | 0.01 | 0
2035 | NE_2_SPP_N | NE | SPP_N | Internal | Summer | B9 | 800 | 1802 | 247.91 | 116.59 | 116.6 | 0.01 | 0
2035 | NE_2_SPP_N | NE | SPP_N | Internal | Summer | B10 | 1262 | 1802 | 0 | 115.62 | 115.62 | 0.01 | 0
2035 | NE_2_SPP_N | NE | SPP_N | Internal | Winter | B16 | 25 | 1802 | 1077.71 | 121.42 | 121.43 | 0.01 | 0
2035 | NE_2_SPP_N | NE | SPP_N | Internal | Winter | B17 | 100 | 1802 | 0 | 120.39 | 120.39 | 0.01 | 0
2035 | NE_2_SPP_N | NE | SPP_N | Internal | Winter | B18 | 400 | 1802 | 0 | 120.83 | 120.39 | 0.01 | 0
2035 | NE_2_SPP_N | NE | SPP_N | Internal | Winter | B19 | 700 | 1802 | 0 | 120.83 | 115.46 | 0.01 | 0
2035 | NE_2_SPP_N | NE | SPP_N | Internal | Winter | B20 | 935 | 1802 | 0 | 112.87 | 112.86 | 0.01 | 0
2035 | NEISO_2_NYISO_A-F | NEISO | NYISO_A-F | Internal | Shoulder | B11 | 25 | 600 | 0 | 69.71 | 68.5 | 3 | 0
2035 | NEISO_2_NYISO_A-F | NEISO | NYISO_A-F | Internal | Shoulder | B12 | 200 | 600 | 0 | 71.5 | 68.5 | 3 | 0
2035 | NEISO_2_NYISO_A-F | NEISO | NYISO_A-F | Internal | Shoulder | B13 | 600 | 600 | 0 | 69.71 | 68.5 | 3 | 0
2035 | NEISO_2_NYISO_A-F | NEISO | NYISO_A-F | Internal | Shoulder | B14 | 900 | 600 | 0 | 69.71 | 68.5 | 3 | 0
2035 | NEISO_2_NYISO_A-F | NEISO | NYISO_A-F | Internal | Shoulder | B15 | 1203 | 600 | 0 | 69.71 | 68.5 | 3 | 0
2035 | NEISO_2_NYISO_A-F | NEISO | NYISO_A-F | Internal | Summer | B1 | 10 | 600 | 0 | 181.46 | 111.09 | 3 | 0
2035 | NEISO_2_NYISO_A-F | NEISO | NYISO_A-F | Internal | Summer | B2 | 25 | 600 | 0 | 181.46 | 129.7 | 3 | 0
2035 | NEISO_2_NYISO_A-F | NEISO | NYISO_A-F | Internal | Summer | B3 | 75 | 600 | 0 | 135.55 | 132.55 | 3 | 0
2035 | NEISO_2_NYISO_A-F | NEISO | NYISO_A-F | Internal | Summer | B4 | 100 | 600 | 600 | 123.43 | 129.7 | 3 | 3.27
2035 | NEISO_2_NYISO_A-F | NEISO | NYISO_A-F | Internal | Summer | B5 | 200 | 600 | 494.08 | 123.43 | 126.43 | 3 | 0
2035 | NEISO_2_NYISO_A-F | NEISO | NYISO_A-F | Internal | Summer | B6 | 300 | 600 | 135.87 | 123.43 | 126.43 | 3 | 0
2035 | NEISO_2_NYISO_A-F | NEISO | NYISO_A-F | Internal | Summer | B7 | 400 | 600 | 577.45 | 108.09 | 111.09 | 3 | 0
2035 | NEISO_2_NYISO_A-F | NEISO | NYISO_A-F | Internal | Summer | B8 | 500 | 600 | 47.52 | 106.38 | 109.38 | 3 | 0
2035 | NEISO_2_NYISO_A-F | NEISO | NYISO_A-F | Internal | Summer | B9 | 800 | 600 | 177.7 | 106.38 | 109.38 | 3 | 0
2035 | NEISO_2_NYISO_A-F | NEISO | NYISO_A-F | Internal | Summer | B10 | 1262 | 600 | 250.24 | 106.38 | 109.38 | 3 | 0
2035 | NEISO_2_NYISO_A-F | NEISO | NYISO_A-F | Internal | Winter | B16 | 25 | 600 | 0 | 73.5 | 70.5 | 3 | 0
2035 | NEISO_2_NYISO_A-F | NEISO | NYISO_A-F | Internal | Winter | B17 | 100 | 600 | 0 | 71.48 | 68.48 | 3 | 0
2035 | NEISO_2_NYISO_A-F | NEISO | NYISO_A-F | Internal | Winter | B18 | 400 | 600 | 0 | 69.71 | 68.48 | 3 | 0
2035 | NEISO_2_NYISO_A-F | NEISO | NYISO_A-F | Internal | Winter | B19 | 700 | 600 | 0 | 69.71 | 68.48 | 3 | 0
2035 | NEISO_2_NYISO_A-F | NEISO | NYISO_A-F | Internal | Winter | B20 | 935 | 600 | 0 | 69.71 | 68.48 | 3 | 0
2035 | NEISO_2_NYISO_G-I | NEISO | NYISO_G-I | Internal | Shoulder | B11 | 25 | 600 | 600 | 69.71 | 127.82 | 3 | 55.11
2035 | NEISO_2_NYISO_G-I | NEISO | NYISO_G-I | Internal | Shoulder | B12 | 200 | 600 | 600 | 71.5 | 127.82 | 3 | 53.31
2035 | NEISO_2_NYISO_G-I | NEISO | NYISO_G-I | Internal | Shoulder | B13 | 600 | 600 | 600 | 69.71 | 127.82 | 3 | 55.11
2035 | NEISO_2_NYISO_G-I | NEISO | NYISO_G-I | Internal | Shoulder | B14 | 900 | 600 | 600 | 69.71 | 114.36 | 3 | 41.65
2035 | NEISO_2_NYISO_G-I | NEISO | NYISO_G-I | Internal | Shoulder | B15 | 1203 | 600 | 600 | 69.71 | 106.79 | 3 | 34.08
2035 | NEISO_2_NYISO_G-I | NEISO | NYISO_G-I | Internal | Summer | B1 | 10 | 600 | 600 | 181.46 | 282.68 | 3 | 98.22
2035 | NEISO_2_NYISO_G-I | NEISO | NYISO_G-I | Internal | Summer | B2 | 25 | 600 | 600 | 181.46 | 270.72 | 3 | 86.25
2035 | NEISO_2_NYISO_G-I | NEISO | NYISO_G-I | Internal | Summer | B3 | 75 | 600 | 600 | 135.55 | 177.61 | 3 | 39.07
2035 | NEISO_2_NYISO_G-I | NEISO | NYISO_G-I | Internal | Summer | B4 | 100 | 600 | 600 | 123.43 | 177.61 | 3 | 51.18
2035 | NEISO_2_NYISO_G-I | NEISO | NYISO_G-I | Internal | Summer | B5 | 200 | 600 | 600 | 123.43 | 154.91 | 3 | 28.48
2035 | NEISO_2_NYISO_G-I | NEISO | NYISO_G-I | Internal | Summer | B6 | 300 | 600 | 600 | 123.43 | 132.29 | 3 | 5.86
2035 | NEISO_2_NYISO_G-I | NEISO | NYISO_G-I | Internal | Summer | B7 | 400 | 600 | 600 | 108.09 | 125.83 | 3 | 14.74
2035 | NEISO_2_NYISO_G-I | NEISO | NYISO_G-I | Internal | Summer | B8 | 500 | 600 | 600 | 106.38 | 124.04 | 3 | 14.66
2035 | NEISO_2_NYISO_G-I | NEISO | NYISO_G-I | Internal | Summer | B9 | 800 | 600 | 600 | 106.38 | 123.4 | 3 | 14.01
2035 | NEISO_2_NYISO_G-I | NEISO | NYISO_G-I | Internal | Summer | B10 | 1262 | 600 | 600 | 106.38 | 109.4 | 3 | 0.01
2035 | NEISO_2_NYISO_G-I | NEISO | NYISO_G-I | Internal | Winter | B16 | 25 | 600 | 600 | 73.5 | 137.87 | 3 | 61.37
2035 | NEISO_2_NYISO_G-I | NEISO | NYISO_G-I | Internal | Winter | B17 | 100 | 600 | 600 | 71.48 | 137.87 | 3 | 63.39
2035 | NEISO_2_NYISO_G-I | NEISO | NYISO_G-I | Internal | Winter | B18 | 400 | 600 | 600 | 69.71 | 137.87 | 3 | 65.16
2035 | NEISO_2_NYISO_G-I | NEISO | NYISO_G-I | Internal | Winter | B19 | 700 | 600 | 600 | 69.71 | 125.93 | 3 | 53.22
2035 | NEISO_2_NYISO_G-I | NEISO | NYISO_G-I | Internal | Winter | B20 | 935 | 600 | 600 | 69.71 | 110.31 | 3 | 37.61
2035 | NEISO_2_NYISO_J-K | NEISO | NYISO_J-K | Internal | Shoulder | B11 | 25 | 777 | 777 | 69.71 | 127.83 | 3 | 55.12
2035 | NEISO_2_NYISO_J-K | NEISO | NYISO_J-K | Internal | Shoulder | B12 | 200 | 777 | 777 | 71.5 | 127.83 | 3 | 53.33
2035 | NEISO_2_NYISO_J-K | NEISO | NYISO_J-K | Internal | Shoulder | B13 | 600 | 777 | 777 | 69.71 | 127.83 | 3 | 55.12
2035 | NEISO_2_NYISO_J-K | NEISO | NYISO_J-K | Internal | Shoulder | B14 | 900 | 777 | 777 | 69.71 | 114.37 | 3 | 41.66
2035 | NEISO_2_NYISO_J-K | NEISO | NYISO_J-K | Internal | Shoulder | B15 | 1203 | 777 | 777 | 69.71 | 106.8 | 3 | 34.09
2035 | NEISO_2_NYISO_J-K | NEISO | NYISO_J-K | Internal | Summer | B1 | 10 | 777 | 777 | 181.46 | 282.7 | 3 | 98.23
2035 | NEISO_2_NYISO_J-K | NEISO | NYISO_J-K | Internal | Summer | B2 | 25 | 777 | 777 | 181.46 | 270.73 | 3 | 86.27
2035 | NEISO_2_NYISO_J-K | NEISO | NYISO_J-K | Internal | Summer | B3 | 75 | 777 | 777 | 135.55 | 177.62 | 3 | 39.08
2035 | NEISO_2_NYISO_J-K | NEISO | NYISO_J-K | Internal | Summer | B4 | 100 | 777 | 777 | 123.43 | 177.62 | 3 | 51.2
2035 | NEISO_2_NYISO_J-K | NEISO | NYISO_J-K | Internal | Summer | B5 | 200 | 777 | 777 | 123.43 | 176.19 | 3 | 49.76
2035 | NEISO_2_NYISO_J-K | NEISO | NYISO_J-K | Internal | Summer | B6 | 300 | 777 | 777 | 123.43 | 132.3 | 3 | 5.87
2035 | NEISO_2_NYISO_J-K | NEISO | NYISO_J-K | Internal | Summer | B7 | 400 | 777 | 777 | 108.09 | 125.84 | 3 | 14.75
2035 | NEISO_2_NYISO_J-K | NEISO | NYISO_J-K | Internal | Summer | B8 | 500 | 777 | 777 | 106.38 | 124.06 | 3 | 14.67
2035 | NEISO_2_NYISO_J-K | NEISO | NYISO_J-K | Internal | Summer | B9 | 800 | 777 | 777 | 106.38 | 124.06 | 3 | 14.67
2035 | NEISO_2_NYISO_J-K | NEISO | NYISO_J-K | Internal | Summer | B10 | 1262 | 777 | 777 | 106.38 | 109.41 | 3 | 0.02
2035 | NEISO_2_NYISO_J-K | NEISO | NYISO_J-K | Internal | Winter | B16 | 25 | 777 | 777 | 73.5 | 140.93 | 3 | 64.43
2035 | NEISO_2_NYISO_J-K | NEISO | NYISO_J-K | Internal | Winter | B17 | 100 | 777 | 777 | 71.48 | 140.93 | 3 | 66.45
2035 | NEISO_2_NYISO_J-K | NEISO | NYISO_J-K | Internal | Winter | B18 | 400 | 777 | 777 | 69.71 | 140.93 | 3 | 68.22
2035 | NEISO_2_NYISO_J-K | NEISO | NYISO_J-K | Internal | Winter | B19 | 700 | 777 | 777 | 69.71 | 125.94 | 3 | 53.23
2035 | NEISO_2_NYISO_J-K | NEISO | NYISO_J-K | Internal | Winter | B20 | 935 | 777 | 777 | 69.71 | 110.33 | 3 | 37.62
2035 | NonRTO_Midwest_2_MISO_IN | NonRTO_Midwest | MISO_IN | Internal | Shoulder | B11 | 25 | 4450 | 0 | 141.38 | 133.38 | 8 | 0
2035 | NonRTO_Midwest_2_MISO_IN | NonRTO_Midwest | MISO_IN | Internal | Shoulder | B12 | 200 | 4450 | 0 | 127.15 | 123.1 | 8 | 0
2035 | NonRTO_Midwest_2_MISO_IN | NonRTO_Midwest | MISO_IN | Internal | Shoulder | B13 | 600 | 4450 | 0 | 118.54 | 116.28 | 8 | 0
2035 | NonRTO_Midwest_2_MISO_IN | NonRTO_Midwest | MISO_IN | Internal | Shoulder | B14 | 900 | 4450 | 0 | 118.54 | 114.85 | 8 | 0
2035 | NonRTO_Midwest_2_MISO_IN | NonRTO_Midwest | MISO_IN | Internal | Shoulder | B15 | 1203 | 4450 | 0 | 118.54 | 114.85 | 8 | 0
2035 | NonRTO_Midwest_2_MISO_IN | NonRTO_Midwest | MISO_IN | Internal | Summer | B1 | 10 | 4450 | 0 | 219.93 | 217.24 | 8 | 0
2035 | NonRTO_Midwest_2_MISO_IN | NonRTO_Midwest | MISO_IN | Internal | Summer | B2 | 25 | 4450 | 0 | 219.93 | 213.76 | 8 | 0
2035 | NonRTO_Midwest_2_MISO_IN | NonRTO_Midwest | MISO_IN | Internal | Summer | B3 | 75 | 4450 | 0 | 218.6 | 210.6 | 8 | 0
2035 | NonRTO_Midwest_2_MISO_IN | NonRTO_Midwest | MISO_IN | Internal | Summer | B4 | 100 | 4450 | 0 | 200 | 195.99 | 8 | 0
2035 | NonRTO_Midwest_2_MISO_IN | NonRTO_Midwest | MISO_IN | Internal | Summer | B5 | 200 | 4450 | 0 | 154.96 | 153.58 | 8 | 0
2035 | NonRTO_Midwest_2_MISO_IN | NonRTO_Midwest | MISO_IN | Internal | Summer | B6 | 300 | 4450 | 472.64 | 130.26 | 138.26 | 8 | 0
2035 | NonRTO_Midwest_2_MISO_IN | NonRTO_Midwest | MISO_IN | Internal | Summer | B7 | 400 | 4450 | 948.12 | 117.59 | 125.59 | 8 | 0
2035 | NonRTO_Midwest_2_MISO_IN | NonRTO_Midwest | MISO_IN | Internal | Summer | B8 | 500 | 4450 | 0 | 117.03 | 118.7 | 8 | 0
2035 | NonRTO_Midwest_2_MISO_IN | NonRTO_Midwest | MISO_IN | Internal | Summer | B9 | 800 | 4450 | 0 | 117.03 | 113.4 | 8 | 0
2035 | NonRTO_Midwest_2_MISO_IN | NonRTO_Midwest | MISO_IN | Internal | Summer | B10 | 1262 | 4450 | 0 | 117.03 | 113.4 | 8 | 0
2035 | NonRTO_Midwest_2_MISO_IN | NonRTO_Midwest | MISO_IN | Internal | Winter | B16 | 25 | 4450 | 0 | 143.43 | 135.43 | 8 | 0
2035 | NonRTO_Midwest_2_MISO_IN | NonRTO_Midwest | MISO_IN | Internal | Winter | B17 | 100 | 4450 | 0 | 133.38 | 125.38 | 8 | 0
2035 | NonRTO_Midwest_2_MISO_IN | NonRTO_Midwest | MISO_IN | Internal | Winter | B18 | 400 | 4450 | 0 | 121.86 | 120.34 | 8 | 0
2035 | NonRTO_Midwest_2_MISO_IN | NonRTO_Midwest | MISO_IN | Internal | Winter | B19 | 700 | 4450 | 0 | 121.86 | 117.89 | 8 | 0
2035 | NonRTO_Midwest_2_MISO_IN | NonRTO_Midwest | MISO_IN | Internal | Winter | B20 | 935 | 4450 | 0 | 121.86 | 117.87 | 8 | 0
2035 | NonRTO_Midwest_2_TVA_Transmission | NonRTO_Midwest | TVA_Transmission | Internal | Shoulder | B11 | 25 | 2400 | 0 | 141.38 | 138.11 | 8 | 0
2035 | NonRTO_Midwest_2_TVA_Transmission | NonRTO_Midwest | TVA_Transmission | Internal | Shoulder | B12 | 200 | 2400 | 0 | 127.15 | 124.61 | 8 | 0
2035 | NonRTO_Midwest_2_TVA_Transmission | NonRTO_Midwest | TVA_Transmission | Internal | Shoulder | B13 | 600 | 2400 | 0 | 118.54 | 120.83 | 8 | 0
2035 | NonRTO_Midwest_2_TVA_Transmission | NonRTO_Midwest | TVA_Transmission | Internal | Shoulder | B14 | 900 | 2400 | 0 | 118.54 | 120.01 | 8 | 0
2035 | NonRTO_Midwest_2_TVA_Transmission | NonRTO_Midwest | TVA_Transmission | Internal | Shoulder | B15 | 1203 | 2400 | 0 | 118.54 | 119.41 | 8 | 0
2035 | NonRTO_Midwest_2_TVA_Transmission | NonRTO_Midwest | TVA_Transmission | Internal | Summer | B1 | 10 | 2400 | 0 | 219.93 | 225.26 | 8 | 0
2035 | NonRTO_Midwest_2_TVA_Transmission | NonRTO_Midwest | TVA_Transmission | Internal | Summer | B2 | 25 | 2400 | 0 | 219.93 | 221.76 | 8 | 0
2035 | NonRTO_Midwest_2_TVA_Transmission | NonRTO_Midwest | TVA_Transmission | Internal | Summer | B3 | 75 | 2400 | 0 | 218.6 | 218.6 | 8 | 0
2035 | NonRTO_Midwest_2_TVA_Transmission | NonRTO_Midwest | TVA_Transmission | Internal | Summer | B4 | 100 | 2400 | 0 | 200 | 191 | 8 | 0
2035 | NonRTO_Midwest_2_TVA_Transmission | NonRTO_Midwest | TVA_Transmission | Internal | Summer | B5 | 200 | 2400 | 0 | 154.96 | 159.24 | 8 | 0
2035 | NonRTO_Midwest_2_TVA_Transmission | NonRTO_Midwest | TVA_Transmission | Internal | Summer | B6 | 300 | 2400 | 0 | 130.26 | 135.28 | 8 | 0
2035 | NonRTO_Midwest_2_TVA_Transmission | NonRTO_Midwest | TVA_Transmission | Internal | Summer | B7 | 400 | 2400 | 104.99 | 117.59 | 125.59 | 8 | 0
2035 | NonRTO_Midwest_2_TVA_Transmission | NonRTO_Midwest | TVA_Transmission | Internal | Summer | B8 | 500 | 2400 | 0 | 117.03 | 122.17 | 8 | 0
2035 | NonRTO_Midwest_2_TVA_Transmission | NonRTO_Midwest | TVA_Transmission | Internal | Summer | B9 | 800 | 2400 | 0 | 117.03 | 118.59 | 8 | 0
2035 | NonRTO_Midwest_2_TVA_Transmission | NonRTO_Midwest | TVA_Transmission | Internal | Summer | B10 | 1262 | 2400 | 0 | 117.03 | 118.1 | 8 | 0
2035 | NonRTO_Midwest_2_TVA_Transmission | NonRTO_Midwest | TVA_Transmission | Internal | Winter | B16 | 25 | 2400 | 0 | 143.43 | 135.99 | 8 | 0
2035 | NonRTO_Midwest_2_TVA_Transmission | NonRTO_Midwest | TVA_Transmission | Internal | Winter | B17 | 100 | 2400 | 0 | 133.38 | 129.66 | 8 | 0
2035 | NonRTO_Midwest_2_TVA_Transmission | NonRTO_Midwest | TVA_Transmission | Internal | Winter | B18 | 400 | 2400 | 0 | 121.86 | 123.88 | 8 | 0
2035 | NonRTO_Midwest_2_TVA_Transmission | NonRTO_Midwest | TVA_Transmission | Internal | Winter | B19 | 700 | 2400 | 0 | 121.86 | 122.97 | 8 | 0
2035 | NonRTO_Midwest_2_TVA_Transmission | NonRTO_Midwest | TVA_Transmission | Internal | Winter | B20 | 935 | 2400 | 0 | 121.86 | 121.37 | 8 | 0
2035 | NYISO_A-F_2_NEISO | NYISO_A-F | NEISO | Internal | Shoulder | B11 | 25 | 600 | 0 | 68.5 | 69.71 | 3 | 0
2035 | NYISO_A-F_2_NEISO | NYISO_A-F | NEISO | Internal | Shoulder | B12 | 200 | 600 | 186.98 | 68.5 | 71.5 | 3 | 0
2035 | NYISO_A-F_2_NEISO | NYISO_A-F | NEISO | Internal | Shoulder | B13 | 600 | 600 | 0 | 68.5 | 69.71 | 3 | 0
2035 | NYISO_A-F_2_NEISO | NYISO_A-F | NEISO | Internal | Shoulder | B14 | 900 | 600 | 0 | 68.5 | 69.71 | 3 | 0
2035 | NYISO_A-F_2_NEISO | NYISO_A-F | NEISO | Internal | Shoulder | B15 | 1203 | 600 | 0 | 68.5 | 69.71 | 3 | 0
2035 | NYISO_A-F_2_NEISO | NYISO_A-F | NEISO | Internal | Summer | B1 | 10 | 600 | 600 | 111.09 | 181.46 | 3 | 67.37
2035 | NYISO_A-F_2_NEISO | NYISO_A-F | NEISO | Internal | Summer | B2 | 25 | 600 | 600 | 129.7 | 181.46 | 3 | 48.76
2035 | NYISO_A-F_2_NEISO | NYISO_A-F | NEISO | Internal | Summer | B3 | 75 | 600 | 557.08 | 132.55 | 135.55 | 3 | 0
2035 | NYISO_A-F_2_NEISO | NYISO_A-F | NEISO | Internal | Summer | B4 | 100 | 600 | 0 | 129.7 | 123.43 | 3 | 0
2035 | NYISO_A-F_2_NEISO | NYISO_A-F | NEISO | Internal | Summer | B5 | 200 | 600 | 0 | 126.43 | 123.43 | 3 | 0
2035 | NYISO_A-F_2_NEISO | NYISO_A-F | NEISO | Internal | Summer | B6 | 300 | 600 | 0 | 126.43 | 123.43 | 3 | 0
2035 | NYISO_A-F_2_NEISO | NYISO_A-F | NEISO | Internal | Summer | B7 | 400 | 600 | 0 | 111.09 | 108.09 | 3 | 0
2035 | NYISO_A-F_2_NEISO | NYISO_A-F | NEISO | Internal | Summer | B8 | 500 | 600 | 0 | 109.38 | 106.38 | 3 | 0
2035 | NYISO_A-F_2_NEISO | NYISO_A-F | NEISO | Internal | Summer | B9 | 800 | 600 | 0 | 109.38 | 106.38 | 3 | 0
2035 | NYISO_A-F_2_NEISO | NYISO_A-F | NEISO | Internal | Summer | B10 | 1262 | 600 | 0 | 109.38 | 106.38 | 3 | 0
2035 | NYISO_A-F_2_NEISO | NYISO_A-F | NEISO | Internal | Winter | B16 | 25 | 600 | 535.79 | 70.5 | 73.5 | 3 | 0
2035 | NYISO_A-F_2_NEISO | NYISO_A-F | NEISO | Internal | Winter | B17 | 100 | 600 | 391.33 | 68.48 | 71.48 | 3 | 0
2035 | NYISO_A-F_2_NEISO | NYISO_A-F | NEISO | Internal | Winter | B18 | 400 | 600 | 0 | 68.48 | 69.71 | 3 | 0
2035 | NYISO_A-F_2_NEISO | NYISO_A-F | NEISO | Internal | Winter | B19 | 700 | 600 | 0 | 68.48 | 69.71 | 3 | 0
2035 | NYISO_A-F_2_NEISO | NYISO_A-F | NEISO | Internal | Winter | B20 | 935 | 600 | 0 | 68.48 | 69.71 | 3 | 0
2035 | NYISO_A-F_2_NYISO_G-I | NYISO_A-F | NYISO_G-I | Internal | Shoulder | B11 | 25 | 5843 | 5843 | 68.5 | 127.82 | 0.01 | 59.3
2035 | NYISO_A-F_2_NYISO_G-I | NYISO_A-F | NYISO_G-I | Internal | Shoulder | B12 | 200 | 5843 | 5843 | 68.5 | 127.82 | 0.01 | 59.3
2035 | NYISO_A-F_2_NYISO_G-I | NYISO_A-F | NYISO_G-I | Internal | Shoulder | B13 | 600 | 5843 | 5843 | 68.5 | 127.82 | 0.01 | 59.3
2035 | NYISO_A-F_2_NYISO_G-I | NYISO_A-F | NYISO_G-I | Internal | Shoulder | B14 | 900 | 5843 | 5843 | 68.5 | 114.36 | 0.01 | 45.85
2035 | NYISO_A-F_2_NYISO_G-I | NYISO_A-F | NYISO_G-I | Internal | Shoulder | B15 | 1203 | 5843 | 5843 | 68.5 | 106.79 | 0.01 | 38.27
2035 | NYISO_A-F_2_NYISO_G-I | NYISO_A-F | NYISO_G-I | Internal | Summer | B1 | 10 | 5843 | 5843 | 111.09 | 282.68 | 0.01 | 171.59
2035 | NYISO_A-F_2_NYISO_G-I | NYISO_A-F | NYISO_G-I | Internal | Summer | B2 | 25 | 5843 | 5843 | 129.7 | 270.72 | 0.01 | 141.01
2035 | NYISO_A-F_2_NYISO_G-I | NYISO_A-F | NYISO_G-I | Internal | Summer | B3 | 75 | 5843 | 5843 | 132.55 | 177.61 | 0.01 | 45.05
2035 | NYISO_A-F_2_NYISO_G-I | NYISO_A-F | NYISO_G-I | Internal | Summer | B4 | 100 | 5843 | 5843 | 129.7 | 177.61 | 0.01 | 47.9
2035 | NYISO_A-F_2_NYISO_G-I | NYISO_A-F | NYISO_G-I | Internal | Summer | B5 | 200 | 5843 | 5843 | 126.43 | 154.91 | 0.01 | 28.47
2035 | NYISO_A-F_2_NYISO_G-I | NYISO_A-F | NYISO_G-I | Internal | Summer | B6 | 300 | 5843 | 5843 | 126.43 | 132.29 | 0.01 | 5.85
2035 | NYISO_A-F_2_NYISO_G-I | NYISO_A-F | NYISO_G-I | Internal | Summer | B7 | 400 | 5843 | 5843 | 111.09 | 125.83 | 0.01 | 14.73
2035 | NYISO_A-F_2_NYISO_G-I | NYISO_A-F | NYISO_G-I | Internal | Summer | B8 | 500 | 5843 | 5843 | 109.38 | 124.04 | 0.01 | 14.65
2035 | NYISO_A-F_2_NYISO_G-I | NYISO_A-F | NYISO_G-I | Internal | Summer | B9 | 800 | 5843 | 5843 | 109.38 | 123.4 | 0.01 | 14
2035 | NYISO_A-F_2_NYISO_G-I | NYISO_A-F | NYISO_G-I | Internal | Summer | B10 | 1262 | 5843 | 4308.71 | 109.38 | 109.4 | 0.01 | 0
2035 | NYISO_A-F_2_NYISO_G-I | NYISO_A-F | NYISO_G-I | Internal | Winter | B16 | 25 | 5843 | 5843 | 70.5 | 137.87 | 0.01 | 67.36
2035 | NYISO_A-F_2_NYISO_G-I | NYISO_A-F | NYISO_G-I | Internal | Winter | B17 | 100 | 5843 | 5843 | 68.48 | 137.87 | 0.01 | 69.38
2035 | NYISO_A-F_2_NYISO_G-I | NYISO_A-F | NYISO_G-I | Internal | Winter | B18 | 400 | 5843 | 5843 | 68.48 | 137.87 | 0.01 | 69.38
2035 | NYISO_A-F_2_NYISO_G-I | NYISO_A-F | NYISO_G-I | Internal | Winter | B19 | 700 | 5843 | 5843 | 68.48 | 125.93 | 0.01 | 57.43
2035 | NYISO_A-F_2_NYISO_G-I | NYISO_A-F | NYISO_G-I | Internal | Winter | B20 | 935 | 5843 | 5843 | 68.48 | 110.31 | 0.01 | 41.82
2035 | NYISO_A-F_2_PJM_ROM | NYISO_A-F | PJM_ROM | Internal | Shoulder | B11 | 25 | 1000 | 1000 | 68.5 | 133.32 | 8 | 56.82
2035 | NYISO_A-F_2_PJM_ROM | NYISO_A-F | PJM_ROM | Internal | Shoulder | B12 | 200 | 1000 | 1000 | 68.5 | 130.68 | 8 | 54.17
2035 | NYISO_A-F_2_PJM_ROM | NYISO_A-F | PJM_ROM | Internal | Shoulder | B13 | 600 | 1000 | 1000 | 68.5 | 130.68 | 8 | 54.17
2035 | NYISO_A-F_2_PJM_ROM | NYISO_A-F | PJM_ROM | Internal | Shoulder | B14 | 900 | 1000 | 1000 | 68.5 | 120.7 | 8 | 44.19
2035 | NYISO_A-F_2_PJM_ROM | NYISO_A-F | PJM_ROM | Internal | Shoulder | B15 | 1203 | 1000 | 1000 | 68.5 | 114.8 | 8 | 38.3
2035 | NYISO_A-F_2_PJM_ROM | NYISO_A-F | PJM_ROM | Internal | Summer | B1 | 10 | 1000 | 1000 | 111.09 | 290.68 | 8 | 171.6
2035 | NYISO_A-F_2_PJM_ROM | NYISO_A-F | PJM_ROM | Internal | Summer | B2 | 25 | 1000 | 1000 | 129.7 | 278.7 | 8 | 141.01
2035 | NYISO_A-F_2_PJM_ROM | NYISO_A-F | PJM_ROM | Internal | Summer | B3 | 75 | 1000 | 1000 | 132.55 | 212.61 | 8 | 72.06
2035 | NYISO_A-F_2_PJM_ROM | NYISO_A-F | PJM_ROM | Internal | Summer | B4 | 100 | 1000 | 1000 | 129.7 | 198.01 | 8 | 60.31
2035 | NYISO_A-F_2_PJM_ROM | NYISO_A-F | PJM_ROM | Internal | Summer | B5 | 200 | 1000 | 1000 | 126.43 | 162.9 | 8 | 28.47
2035 | NYISO_A-F_2_PJM_ROM | NYISO_A-F | PJM_ROM | Internal | Summer | B6 | 300 | 1000 | 1000 | 126.43 | 140.28 | 8 | 5.85
2035 | NYISO_A-F_2_PJM_ROM | NYISO_A-F | PJM_ROM | Internal | Summer | B7 | 400 | 1000 | 1000 | 111.09 | 133.48 | 8 | 14.39
2035 | NYISO_A-F_2_PJM_ROM | NYISO_A-F | PJM_ROM | Internal | Summer | B8 | 500 | 1000 | 1000 | 109.38 | 127.96 | 8 | 10.58
2035 | NYISO_A-F_2_PJM_ROM | NYISO_A-F | PJM_ROM | Internal | Summer | B9 | 800 | 1000 | 745.8 | 109.38 | 117.38 | 8 | 0
2035 | NYISO_A-F_2_PJM_ROM | NYISO_A-F | PJM_ROM | Internal | Summer | B10 | 1262 | 1000 | 0 | 109.38 | 113.17 | 8 | 0
2035 | NYISO_A-F_2_PJM_ROM | NYISO_A-F | PJM_ROM | Internal | Winter | B16 | 25 | 1000 | 1000 | 70.5 | 137.44 | 8 | 58.94
2035 | NYISO_A-F_2_PJM_ROM | NYISO_A-F | PJM_ROM | Internal | Winter | B17 | 100 | 1000 | 1000 | 68.48 | 137.44 | 8 | 60.96
2035 | NYISO_A-F_2_PJM_ROM | NYISO_A-F | PJM_ROM | Internal | Winter | B18 | 400 | 1000 | 1000 | 68.48 | 136.75 | 8 | 60.27
2035 | NYISO_A-F_2_PJM_ROM | NYISO_A-F | PJM_ROM | Internal | Winter | B19 | 700 | 1000 | 1000 | 68.48 | 119.91 | 8 | 43.43
2035 | NYISO_A-F_2_PJM_ROM | NYISO_A-F | PJM_ROM | Internal | Winter | B20 | 935 | 1000 | 1000 | 68.48 | 118.3 | 8 | 41.82
2035 | NYISO_G-I_2_NYISO_A-F | NYISO_G-I | NYISO_A-F | Internal | Shoulder | B11 | 25 | 3592 | 0 | 127.82 | 68.5 | 0.01 | 0
2035 | NYISO_G-I_2_NYISO_A-F | NYISO_G-I | NYISO_A-F | Internal | Shoulder | B12 | 200 | 3592 | 0 | 127.82 | 68.5 | 0.01 | 0
2035 | NYISO_G-I_2_NYISO_A-F | NYISO_G-I | NYISO_A-F | Internal | Shoulder | B13 | 600 | 3592 | 0 | 127.82 | 68.5 | 0.01 | 0
2035 | NYISO_G-I_2_NYISO_A-F | NYISO_G-I | NYISO_A-F | Internal | Shoulder | B14 | 900 | 3592 | 0 | 114.36 | 68.5 | 0.01 | 0
2035 | NYISO_G-I_2_NYISO_A-F | NYISO_G-I | NYISO_A-F | Internal | Shoulder | B15 | 1203 | 3592 | 0 | 106.79 | 68.5 | 0.01 | 0
2035 | NYISO_G-I_2_NYISO_A-F | NYISO_G-I | NYISO_A-F | Internal | Summer | B1 | 10 | 3592 | 0 | 282.68 | 111.09 | 0.01 | 0
2035 | NYISO_G-I_2_NYISO_A-F | NYISO_G-I | NYISO_A-F | Internal | Summer | B2 | 25 | 3592 | 0 | 270.72 | 129.7 | 0.01 | 0
2035 | NYISO_G-I_2_NYISO_A-F | NYISO_G-I | NYISO_A-F | Internal | Summer | B3 | 75 | 3592 | 0 | 177.61 | 132.55 | 0.01 | 0
2035 | NYISO_G-I_2_NYISO_A-F | NYISO_G-I | NYISO_A-F | Internal | Summer | B4 | 100 | 3592 | 0 | 177.61 | 129.7 | 0.01 | 0
2035 | NYISO_G-I_2_NYISO_A-F | NYISO_G-I | NYISO_A-F | Internal | Summer | B5 | 200 | 3592 | 0 | 154.91 | 126.43 | 0.01 | 0
2035 | NYISO_G-I_2_NYISO_A-F | NYISO_G-I | NYISO_A-F | Internal | Summer | B6 | 300 | 3592 | 0 | 132.29 | 126.43 | 0.01 | 0
2035 | NYISO_G-I_2_NYISO_A-F | NYISO_G-I | NYISO_A-F | Internal | Summer | B7 | 400 | 3592 | 0 | 125.83 | 111.09 | 0.01 | 0
2035 | NYISO_G-I_2_NYISO_A-F | NYISO_G-I | NYISO_A-F | Internal | Summer | B8 | 500 | 3592 | 0 | 124.04 | 109.38 | 0.01 | 0
2035 | NYISO_G-I_2_NYISO_A-F | NYISO_G-I | NYISO_A-F | Internal | Summer | B9 | 800 | 3592 | 0 | 123.4 | 109.38 | 0.01 | 0
2035 | NYISO_G-I_2_NYISO_A-F | NYISO_G-I | NYISO_A-F | Internal | Summer | B10 | 1262 | 3592 | 0 | 109.4 | 109.38 | 0.01 | 0
2035 | NYISO_G-I_2_NYISO_A-F | NYISO_G-I | NYISO_A-F | Internal | Winter | B16 | 25 | 3592 | 0 | 137.87 | 70.5 | 0.01 | 0
2035 | NYISO_G-I_2_NYISO_A-F | NYISO_G-I | NYISO_A-F | Internal | Winter | B17 | 100 | 3592 | 0 | 137.87 | 68.48 | 0.01 | 0
2035 | NYISO_G-I_2_NYISO_A-F | NYISO_G-I | NYISO_A-F | Internal | Winter | B18 | 400 | 3592 | 0 | 137.87 | 68.48 | 0.01 | 0
2035 | NYISO_G-I_2_NYISO_A-F | NYISO_G-I | NYISO_A-F | Internal | Winter | B19 | 700 | 3592 | 0 | 125.93 | 68.48 | 0.01 | 0
2035 | NYISO_G-I_2_NYISO_A-F | NYISO_G-I | NYISO_A-F | Internal | Winter | B20 | 935 | 3592 | 0 | 110.31 | 68.48 | 0.01 | 0
2035 | NYISO_G-I_2_NYISO_J-K | NYISO_G-I | NYISO_J-K | Internal | Shoulder | B11 | 25 | 6130 | 5467.68 | 127.82 | 127.83 | 0.01 | 0
2035 | NYISO_G-I_2_NYISO_J-K | NYISO_G-I | NYISO_J-K | Internal | Shoulder | B12 | 200 | 6130 | 5502.56 | 127.82 | 127.83 | 0.01 | 0
2035 | NYISO_G-I_2_NYISO_J-K | NYISO_G-I | NYISO_J-K | Internal | Shoulder | B13 | 600 | 6130 | 5618.2 | 127.82 | 127.83 | 0.01 | 0
2035 | NYISO_G-I_2_NYISO_J-K | NYISO_G-I | NYISO_J-K | Internal | Shoulder | B14 | 900 | 6130 | 5770.11 | 114.36 | 114.37 | 0.01 | 0
2035 | NYISO_G-I_2_NYISO_J-K | NYISO_G-I | NYISO_J-K | Internal | Shoulder | B15 | 1203 | 6130 | 5162.62 | 106.79 | 106.8 | 0.01 | 0
2035 | NYISO_G-I_2_NYISO_J-K | NYISO_G-I | NYISO_J-K | Internal | Summer | B1 | 10 | 6130 | 3990.27 | 282.68 | 282.7 | 0.01 | 0
2035 | NYISO_G-I_2_NYISO_J-K | NYISO_G-I | NYISO_J-K | Internal | Summer | B2 | 25 | 6130 | 4513.33 | 270.72 | 270.73 | 0.01 | 0
2035 | NYISO_G-I_2_NYISO_J-K | NYISO_G-I | NYISO_J-K | Internal | Summer | B3 | 75 | 6130 | 4441.87 | 177.61 | 177.62 | 0.01 | 0
2035 | NYISO_G-I_2_NYISO_J-K | NYISO_G-I | NYISO_J-K | Internal | Summer | B4 | 100 | 6130 | 4683.35 | 177.61 | 177.62 | 0.01 | 0
2035 | NYISO_G-I_2_NYISO_J-K | NYISO_G-I | NYISO_J-K | Internal | Summer | B5 | 200 | 6130 | 6130 | 154.91 | 176.19 | 0.01 | 21.26
2035 | NYISO_G-I_2_NYISO_J-K | NYISO_G-I | NYISO_J-K | Internal | Summer | B6 | 300 | 6130 | 5664.87 | 132.29 | 132.3 | 0.01 | 0
2035 | NYISO_G-I_2_NYISO_J-K | NYISO_G-I | NYISO_J-K | Internal | Summer | B7 | 400 | 6130 | 6087.13 | 125.83 | 125.84 | 0.01 | 0
2035 | NYISO_G-I_2_NYISO_J-K | NYISO_G-I | NYISO_J-K | Internal | Summer | B8 | 500 | 6130 | 5746.6 | 124.04 | 124.06 | 0.01 | 0
2035 | NYISO_G-I_2_NYISO_J-K | NYISO_G-I | NYISO_J-K | Internal | Summer | B9 | 800 | 6130 | 6130 | 123.4 | 124.06 | 0.01 | 0.65
2035 | NYISO_G-I_2_NYISO_J-K | NYISO_G-I | NYISO_J-K | Internal | Summer | B10 | 1262 | 6130 | 4861.48 | 109.4 | 109.41 | 0.01 | 0
2035 | NYISO_G-I_2_NYISO_J-K | NYISO_G-I | NYISO_J-K | Internal | Winter | B16 | 25 | 6130 | 6130 | 137.87 | 140.93 | 0.01 | 3.04
2035 | NYISO_G-I_2_NYISO_J-K | NYISO_G-I | NYISO_J-K | Internal | Winter | B17 | 100 | 6130 | 6130 | 137.87 | 140.93 | 0.01 | 3.04
2035 | NYISO_G-I_2_NYISO_J-K | NYISO_G-I | NYISO_J-K | Internal | Winter | B18 | 400 | 6130 | 6130 | 137.87 | 140.93 | 0.01 | 3.04
2035 | NYISO_G-I_2_NYISO_J-K | NYISO_G-I | NYISO_J-K | Internal | Winter | B19 | 700 | 6130 | 6100.39 | 125.93 | 125.94 | 0.01 | 0
2035 | NYISO_G-I_2_NYISO_J-K | NYISO_G-I | NYISO_J-K | Internal | Winter | B20 | 935 | 6130 | 5570.52 | 110.31 | 110.33 | 0.01 | 0
2035 | NYISO_G-I_2_PJM_E | NYISO_G-I | PJM_E | Internal | Shoulder | B11 | 25 | 1500 | 0 | 127.82 | 133.33 | 8 | 0
2035 | NYISO_G-I_2_PJM_E | NYISO_G-I | PJM_E | Internal | Shoulder | B12 | 200 | 1500 | 0 | 127.82 | 130.69 | 8 | 0
2035 | NYISO_G-I_2_PJM_E | NYISO_G-I | PJM_E | Internal | Shoulder | B13 | 600 | 1500 | 0 | 127.82 | 130.69 | 8 | 0
2035 | NYISO_G-I_2_PJM_E | NYISO_G-I | PJM_E | Internal | Shoulder | B14 | 900 | 1500 | 0 | 114.36 | 120.71 | 8 | 0
2035 | NYISO_G-I_2_PJM_E | NYISO_G-I | PJM_E | Internal | Shoulder | B15 | 1203 | 1500 | 1024.86 | 106.79 | 114.79 | 8 | 0
2035 | NYISO_G-I_2_PJM_E | NYISO_G-I | PJM_E | Internal | Summer | B1 | 10 | 1500 | 1499.99 | 282.68 | 290.7 | 8 | 0.01
2035 | NYISO_G-I_2_PJM_E | NYISO_G-I | PJM_E | Internal | Summer | B2 | 25 | 1500 | 1041.26 | 270.72 | 278.72 | 8 | 0
2035 | NYISO_G-I_2_PJM_E | NYISO_G-I | PJM_E | Internal | Summer | B3 | 75 | 1500 | 1500 | 177.61 | 212.62 | 8 | 27.01
2035 | NYISO_G-I_2_PJM_E | NYISO_G-I | PJM_E | Internal | Summer | B4 | 100 | 1500 | 1500 | 177.61 | 198 | 8 | 12.39
2035 | NYISO_G-I_2_PJM_E | NYISO_G-I | PJM_E | Internal | Summer | B5 | 200 | 1500 | 193.11 | 154.91 | 162.91 | 8 | 0
2035 | NYISO_G-I_2_PJM_E | NYISO_G-I | PJM_E | Internal | Summer | B6 | 300 | 1500 | 833.97 | 132.29 | 140.29 | 8 | 0
2035 | NYISO_G-I_2_PJM_E | NYISO_G-I | PJM_E | Internal | Summer | B7 | 400 | 1500 | 0 | 125.83 | 133.49 | 8 | 0
2035 | NYISO_G-I_2_PJM_E | NYISO_G-I | PJM_E | Internal | Summer | B8 | 500 | 1500 | 0 | 124.04 | 127.97 | 8 | 0
2035 | NYISO_G-I_2_PJM_E | NYISO_G-I | PJM_E | Internal | Summer | B9 | 800 | 1500 | 0 | 123.4 | 117.4 | 8 | 0
2035 | NYISO_G-I_2_PJM_E | NYISO_G-I | PJM_E | Internal | Summer | B10 | 1262 | 1500 | 0 | 109.4 | 113.18 | 8 | 0
2035 | NYISO_G-I_2_PJM_E | NYISO_G-I | PJM_E | Internal | Winter | B16 | 25 | 1500 | 0 | 137.87 | 137.45 | 8 | 0
2035 | NYISO_G-I_2_PJM_E | NYISO_G-I | PJM_E | Internal | Winter | B17 | 100 | 1500 | 0 | 137.87 | 137.45 | 8 | 0
2035 | NYISO_G-I_2_PJM_E | NYISO_G-I | PJM_E | Internal | Winter | B18 | 400 | 1500 | 0 | 137.87 | 136.76 | 8 | 0
2035 | NYISO_G-I_2_PJM_E | NYISO_G-I | PJM_E | Internal | Winter | B19 | 700 | 1500 | 0 | 125.93 | 119.93 | 8 | 0
2035 | NYISO_G-I_2_PJM_E | NYISO_G-I | PJM_E | Internal | Winter | B20 | 935 | 1500 | 821.59 | 110.31 | 118.31 | 8 | 0
2035 | NYISO_J-K_2_NYISO_G-I | NYISO_J-K | NYISO_G-I | Internal | Shoulder | B11 | 25 | 1999 | 0 | 127.83 | 127.82 | 0.01 | 0
2035 | NYISO_J-K_2_NYISO_G-I | NYISO_J-K | NYISO_G-I | Internal | Shoulder | B12 | 200 | 1999 | 0 | 127.83 | 127.82 | 0.01 | 0
2035 | NYISO_J-K_2_NYISO_G-I | NYISO_J-K | NYISO_G-I | Internal | Shoulder | B13 | 600 | 1999 | 0 | 127.83 | 127.82 | 0.01 | 0
2035 | NYISO_J-K_2_NYISO_G-I | NYISO_J-K | NYISO_G-I | Internal | Shoulder | B14 | 900 | 1999 | 0 | 114.37 | 114.36 | 0.01 | 0
2035 | NYISO_J-K_2_NYISO_G-I | NYISO_J-K | NYISO_G-I | Internal | Shoulder | B15 | 1203 | 1999 | 0 | 106.8 | 106.79 | 0.01 | 0
2035 | NYISO_J-K_2_NYISO_G-I | NYISO_J-K | NYISO_G-I | Internal | Summer | B1 | 10 | 1999 | 0 | 282.7 | 282.68 | 0.01 | 0
2035 | NYISO_J-K_2_NYISO_G-I | NYISO_J-K | NYISO_G-I | Internal | Summer | B2 | 25 | 1999 | 0 | 270.73 | 270.72 | 0.01 | 0
2035 | NYISO_J-K_2_NYISO_G-I | NYISO_J-K | NYISO_G-I | Internal | Summer | B3 | 75 | 1999 | 0 | 177.62 | 177.61 | 0.01 | 0
2035 | NYISO_J-K_2_NYISO_G-I | NYISO_J-K | NYISO_G-I | Internal | Summer | B4 | 100 | 1999 | 0 | 177.62 | 177.61 | 0.01 | 0
2035 | NYISO_J-K_2_NYISO_G-I | NYISO_J-K | NYISO_G-I | Internal | Summer | B5 | 200 | 1999 | 0 | 176.19 | 154.91 | 0.01 | 0
2035 | NYISO_J-K_2_NYISO_G-I | NYISO_J-K | NYISO_G-I | Internal | Summer | B6 | 300 | 1999 | 0 | 132.3 | 132.29 | 0.01 | 0
2035 | NYISO_J-K_2_NYISO_G-I | NYISO_J-K | NYISO_G-I | Internal | Summer | B7 | 400 | 1999 | 0 | 125.84 | 125.83 | 0.01 | 0
2035 | NYISO_J-K_2_NYISO_G-I | NYISO_J-K | NYISO_G-I | Internal | Summer | B8 | 500 | 1999 | 0 | 124.06 | 124.04 | 0.01 | 0
2035 | NYISO_J-K_2_NYISO_G-I | NYISO_J-K | NYISO_G-I | Internal | Summer | B9 | 800 | 1999 | 0 | 124.06 | 123.4 | 0.01 | 0
2035 | NYISO_J-K_2_NYISO_G-I | NYISO_J-K | NYISO_G-I | Internal | Summer | B10 | 1262 | 1999 | 0 | 109.41 | 109.4 | 0.01 | 0
2035 | NYISO_J-K_2_NYISO_G-I | NYISO_J-K | NYISO_G-I | Internal | Winter | B16 | 25 | 1999 | 0 | 140.93 | 137.87 | 0.01 | 0
2035 | NYISO_J-K_2_NYISO_G-I | NYISO_J-K | NYISO_G-I | Internal | Winter | B17 | 100 | 1999 | 0 | 140.93 | 137.87 | 0.01 | 0
2035 | NYISO_J-K_2_NYISO_G-I | NYISO_J-K | NYISO_G-I | Internal | Winter | B18 | 400 | 1999 | 0 | 140.93 | 137.87 | 0.01 | 0
2035 | NYISO_J-K_2_NYISO_G-I | NYISO_J-K | NYISO_G-I | Internal | Winter | B19 | 700 | 1999 | 0 | 125.94 | 125.93 | 0.01 | 0
2035 | NYISO_J-K_2_NYISO_G-I | NYISO_J-K | NYISO_G-I | Internal | Winter | B20 | 935 | 1999 | 0 | 110.33 | 110.31 | 0.01 | 0
2035 | NYISO_J-K_2_PJM_E | NYISO_J-K | PJM_E | Internal | Shoulder | B11 | 25 | 330 | 0 | 127.83 | 133.33 | 8 | 0
2035 | NYISO_J-K_2_PJM_E | NYISO_J-K | PJM_E | Internal | Shoulder | B12 | 200 | 330 | 0 | 127.83 | 130.69 | 8 | 0
2035 | NYISO_J-K_2_PJM_E | NYISO_J-K | PJM_E | Internal | Shoulder | B13 | 600 | 330 | 0 | 127.83 | 130.69 | 8 | 0
2035 | NYISO_J-K_2_PJM_E | NYISO_J-K | PJM_E | Internal | Shoulder | B14 | 900 | 330 | 0 | 114.37 | 120.71 | 8 | 0
2035 | NYISO_J-K_2_PJM_E | NYISO_J-K | PJM_E | Internal | Shoulder | B15 | 1203 | 330 | 0 | 106.8 | 114.79 | 8 | 0
2035 | NYISO_J-K_2_PJM_E | NYISO_J-K | PJM_E | Internal | Summer | B1 | 10 | 330 | 54.92 | 282.7 | 290.7 | 8 | 0
2035 | NYISO_J-K_2_PJM_E | NYISO_J-K | PJM_E | Internal | Summer | B2 | 25 | 330 | 0 | 270.73 | 278.72 | 8 | 0
2035 | NYISO_J-K_2_PJM_E | NYISO_J-K | PJM_E | Internal | Summer | B3 | 75 | 330 | 330 | 177.62 | 212.62 | 8 | 26.99
2035 | NYISO_J-K_2_PJM_E | NYISO_J-K | PJM_E | Internal | Summer | B4 | 100 | 330 | 330 | 177.62 | 198 | 8 | 12.37
2035 | NYISO_J-K_2_PJM_E | NYISO_J-K | PJM_E | Internal | Summer | B5 | 200 | 330 | 0 | 176.19 | 162.91 | 8 | 0
2035 | NYISO_J-K_2_PJM_E | NYISO_J-K | PJM_E | Internal | Summer | B6 | 300 | 330 | 0 | 132.3 | 140.29 | 8 | 0
2035 | NYISO_J-K_2_PJM_E | NYISO_J-K | PJM_E | Internal | Summer | B7 | 400 | 330 | 0 | 125.84 | 133.49 | 8 | 0
2035 | NYISO_J-K_2_PJM_E | NYISO_J-K | PJM_E | Internal | Summer | B8 | 500 | 330 | 0 | 124.06 | 127.97 | 8 | 0
2035 | NYISO_J-K_2_PJM_E | NYISO_J-K | PJM_E | Internal | Summer | B9 | 800 | 330 | 0 | 124.06 | 117.4 | 8 | 0
2035 | NYISO_J-K_2_PJM_E | NYISO_J-K | PJM_E | Internal | Summer | B10 | 1262 | 330 | 0 | 109.41 | 113.18 | 8 | 0
2035 | NYISO_J-K_2_PJM_E | NYISO_J-K | PJM_E | Internal | Winter | B16 | 25 | 330 | 0 | 140.93 | 137.45 | 8 | 0
2035 | NYISO_J-K_2_PJM_E | NYISO_J-K | PJM_E | Internal | Winter | B17 | 100 | 330 | 0 | 140.93 | 137.45 | 8 | 0
2035 | NYISO_J-K_2_PJM_E | NYISO_J-K | PJM_E | Internal | Winter | B18 | 400 | 330 | 0 | 140.93 | 136.76 | 8 | 0
2035 | NYISO_J-K_2_PJM_E | NYISO_J-K | PJM_E | Internal | Winter | B19 | 700 | 330 | 0 | 125.94 | 119.93 | 8 | 0
2035 | NYISO_J-K_2_PJM_E | NYISO_J-K | PJM_E | Internal | Winter | B20 | 935 | 330 | 0 | 110.33 | 118.31 | 8 | 0
2035 | PJM_E_2_NYISO_G-I | PJM_E | NYISO_G-I | Internal | Shoulder | B11 | 25 | 500 | 0 | 133.33 | 127.82 | 6 | 0
2035 | PJM_E_2_NYISO_G-I | PJM_E | NYISO_G-I | Internal | Shoulder | B12 | 200 | 500 | 0 | 130.69 | 127.82 | 6 | 0
2035 | PJM_E_2_NYISO_G-I | PJM_E | NYISO_G-I | Internal | Shoulder | B13 | 600 | 500 | 0 | 130.69 | 127.82 | 6 | 0
2035 | PJM_E_2_NYISO_G-I | PJM_E | NYISO_G-I | Internal | Shoulder | B14 | 900 | 500 | 0 | 120.71 | 114.36 | 6 | 0
2035 | PJM_E_2_NYISO_G-I | PJM_E | NYISO_G-I | Internal | Shoulder | B15 | 1203 | 500 | 0 | 114.79 | 106.79 | 6 | 0
2035 | PJM_E_2_NYISO_G-I | PJM_E | NYISO_G-I | Internal | Summer | B1 | 10 | 500 | 0 | 290.7 | 282.68 | 6 | 0
2035 | PJM_E_2_NYISO_G-I | PJM_E | NYISO_G-I | Internal | Summer | B2 | 25 | 500 | 0 | 278.72 | 270.72 | 6 | 0
2035 | PJM_E_2_NYISO_G-I | PJM_E | NYISO_G-I | Internal | Summer | B3 | 75 | 500 | 0 | 212.62 | 177.61 | 6 | 0
2035 | PJM_E_2_NYISO_G-I | PJM_E | NYISO_G-I | Internal | Summer | B4 | 100 | 500 | 0 | 198 | 177.61 | 6 | 0
2035 | PJM_E_2_NYISO_G-I | PJM_E | NYISO_G-I | Internal | Summer | B5 | 200 | 500 | 0 | 162.91 | 154.91 | 6 | 0
2035 | PJM_E_2_NYISO_G-I | PJM_E | NYISO_G-I | Internal | Summer | B6 | 300 | 500 | 0 | 140.29 | 132.29 | 6 | 0
2035 | PJM_E_2_NYISO_G-I | PJM_E | NYISO_G-I | Internal | Summer | B7 | 400 | 500 | 0 | 133.49 | 125.83 | 6 | 0
2035 | PJM_E_2_NYISO_G-I | PJM_E | NYISO_G-I | Internal | Summer | B8 | 500 | 500 | 0 | 127.97 | 124.04 | 6 | 0
2035 | PJM_E_2_NYISO_G-I | PJM_E | NYISO_G-I | Internal | Summer | B9 | 800 | 500 | 169.42 | 117.4 | 123.4 | 6 | 0
2035 | PJM_E_2_NYISO_G-I | PJM_E | NYISO_G-I | Internal | Summer | B10 | 1262 | 500 | 0 | 113.18 | 109.4 | 6 | 0
2035 | PJM_E_2_NYISO_G-I | PJM_E | NYISO_G-I | Internal | Winter | B16 | 25 | 500 | 0 | 137.45 | 137.87 | 6 | 0
2035 | PJM_E_2_NYISO_G-I | PJM_E | NYISO_G-I | Internal | Winter | B17 | 100 | 500 | 0 | 137.45 | 137.87 | 6 | 0
2035 | PJM_E_2_NYISO_G-I | PJM_E | NYISO_G-I | Internal | Winter | B18 | 400 | 500 | 0 | 136.76 | 137.87 | 6 | 0
2035 | PJM_E_2_NYISO_G-I | PJM_E | NYISO_G-I | Internal | Winter | B19 | 700 | 500 | 121.15 | 119.93 | 125.93 | 6 | 0
2035 | PJM_E_2_NYISO_G-I | PJM_E | NYISO_G-I | Internal | Winter | B20 | 935 | 500 | 0 | 118.31 | 110.31 | 6 | 0
2035 | PJM_E_2_NYISO_J-K | PJM_E | NYISO_J-K | Internal | Shoulder | B11 | 25 | 330 | 0 | 133.33 | 127.83 | 6 | 0
2035 | PJM_E_2_NYISO_J-K | PJM_E | NYISO_J-K | Internal | Shoulder | B12 | 200 | 330 | 0 | 130.69 | 127.83 | 6 | 0
2035 | PJM_E_2_NYISO_J-K | PJM_E | NYISO_J-K | Internal | Shoulder | B13 | 600 | 330 | 0 | 130.69 | 127.83 | 6 | 0
2035 | PJM_E_2_NYISO_J-K | PJM_E | NYISO_J-K | Internal | Shoulder | B14 | 900 | 330 | 0 | 120.71 | 114.37 | 6 | 0
2035 | PJM_E_2_NYISO_J-K | PJM_E | NYISO_J-K | Internal | Shoulder | B15 | 1203 | 330 | 0 | 114.79 | 106.8 | 6 | 0
2035 | PJM_E_2_NYISO_J-K | PJM_E | NYISO_J-K | Internal | Summer | B1 | 10 | 330 | 0 | 290.7 | 282.7 | 6 | 0
2035 | PJM_E_2_NYISO_J-K | PJM_E | NYISO_J-K | Internal | Summer | B2 | 25 | 330 | 0 | 278.72 | 270.73 | 6 | 0
2035 | PJM_E_2_NYISO_J-K | PJM_E | NYISO_J-K | Internal | Summer | B3 | 75 | 330 | 0 | 212.62 | 177.62 | 6 | 0
2035 | PJM_E_2_NYISO_J-K | PJM_E | NYISO_J-K | Internal | Summer | B4 | 100 | 330 | 0 | 198 | 177.62 | 6 | 0
2035 | PJM_E_2_NYISO_J-K | PJM_E | NYISO_J-K | Internal | Summer | B5 | 200 | 330 | 330 | 162.91 | 176.19 | 6 | 7.28
2035 | PJM_E_2_NYISO_J-K | PJM_E | NYISO_J-K | Internal | Summer | B6 | 300 | 330 | 0 | 140.29 | 132.3 | 6 | 0
2035 | PJM_E_2_NYISO_J-K | PJM_E | NYISO_J-K | Internal | Summer | B7 | 400 | 330 | 0 | 133.49 | 125.84 | 6 | 0
2035 | PJM_E_2_NYISO_J-K | PJM_E | NYISO_J-K | Internal | Summer | B8 | 500 | 330 | 0 | 127.97 | 124.06 | 6 | 0
2035 | PJM_E_2_NYISO_J-K | PJM_E | NYISO_J-K | Internal | Summer | B9 | 800 | 330 | 330 | 117.4 | 124.06 | 6 | 0.66
2035 | PJM_E_2_NYISO_J-K | PJM_E | NYISO_J-K | Internal | Summer | B10 | 1262 | 330 | 0 | 113.18 | 109.41 | 6 | 0
2035 | PJM_E_2_NYISO_J-K | PJM_E | NYISO_J-K | Internal | Winter | B16 | 25 | 330 | 0 | 137.45 | 140.93 | 6 | 0
2035 | PJM_E_2_NYISO_J-K | PJM_E | NYISO_J-K | Internal | Winter | B17 | 100 | 330 | 0 | 137.45 | 140.93 | 6 | 0
2035 | PJM_E_2_NYISO_J-K | PJM_E | NYISO_J-K | Internal | Winter | B18 | 400 | 330 | 0 | 136.76 | 140.93 | 6 | 0
2035 | PJM_E_2_NYISO_J-K | PJM_E | NYISO_J-K | Internal | Winter | B19 | 700 | 330 | 330 | 119.93 | 125.94 | 6 | 0.01
2035 | PJM_E_2_NYISO_J-K | PJM_E | NYISO_J-K | Internal | Winter | B20 | 935 | 330 | 0 | 118.31 | 110.33 | 6 | 0
2035 | PJM_E_2_PJM_ROM | PJM_E | PJM_ROM | Internal | Shoulder | B11 | 25 | 8000 | 0 | 133.33 | 133.32 | 0.01 | 0
2035 | PJM_E_2_PJM_ROM | PJM_E | PJM_ROM | Internal | Shoulder | B12 | 200 | 8000 | 0 | 130.69 | 130.68 | 0.01 | 0
2035 | PJM_E_2_PJM_ROM | PJM_E | PJM_ROM | Internal | Shoulder | B13 | 600 | 8000 | 0 | 130.69 | 130.68 | 0.01 | 0
2035 | PJM_E_2_PJM_ROM | PJM_E | PJM_ROM | Internal | Shoulder | B14 | 900 | 8000 | 0 | 120.71 | 120.7 | 0.01 | 0
2035 | PJM_E_2_PJM_ROM | PJM_E | PJM_ROM | Internal | Shoulder | B15 | 1203 | 8000 | 256.37 | 114.79 | 114.8 | 0.01 | 0
2035 | PJM_E_2_PJM_ROM | PJM_E | PJM_ROM | Internal | Summer | B1 | 10 | 8000 | 0 | 290.7 | 290.68 | 0.01 | 0
2035 | PJM_E_2_PJM_ROM | PJM_E | PJM_ROM | Internal | Summer | B2 | 25 | 8000 | 0 | 278.72 | 278.7 | 0.01 | 0
2035 | PJM_E_2_PJM_ROM | PJM_E | PJM_ROM | Internal | Summer | B3 | 75 | 8000 | 0 | 212.62 | 212.61 | 0.01 | 0
2035 | PJM_E_2_PJM_ROM | PJM_E | PJM_ROM | Internal | Summer | B4 | 100 | 8000 | 674.16 | 198 | 198.01 | 0.01 | 0
2035 | PJM_E_2_PJM_ROM | PJM_E | PJM_ROM | Internal | Summer | B5 | 200 | 8000 | 0 | 162.91 | 162.9 | 0.01 | 0
2035 | PJM_E_2_PJM_ROM | PJM_E | PJM_ROM | Internal | Summer | B6 | 300 | 8000 | 0 | 140.29 | 140.28 | 0.01 | 0
2035 | PJM_E_2_PJM_ROM | PJM_E | PJM_ROM | Internal | Summer | B7 | 400 | 8000 | 0 | 133.49 | 133.48 | 0.01 | 0
2035 | PJM_E_2_PJM_ROM | PJM_E | PJM_ROM | Internal | Summer | B8 | 500 | 8000 | 0 | 127.97 | 127.96 | 0.01 | 0
2035 | PJM_E_2_PJM_ROM | PJM_E | PJM_ROM | Internal | Summer | B9 | 800 | 8000 | 0 | 117.4 | 117.38 | 0.01 | 0
2035 | PJM_E_2_PJM_ROM | PJM_E | PJM_ROM | Internal | Summer | B10 | 1262 | 8000 | 0 | 113.18 | 113.17 | 0.01 | 0
2035 | PJM_E_2_PJM_ROM | PJM_E | PJM_ROM | Internal | Winter | B16 | 25 | 8000 | 0 | 137.45 | 137.44 | 0.01 | 0
2035 | PJM_E_2_PJM_ROM | PJM_E | PJM_ROM | Internal | Winter | B17 | 100 | 8000 | 0 | 137.45 | 137.44 | 0.01 | 0
2035 | PJM_E_2_PJM_ROM | PJM_E | PJM_ROM | Internal | Winter | B18 | 400 | 8000 | 0 | 136.76 | 136.75 | 0.01 | 0
2035 | PJM_E_2_PJM_ROM | PJM_E | PJM_ROM | Internal | Winter | B19 | 700 | 8000 | 0 | 119.93 | 119.91 | 0.01 | 0
2035 | PJM_E_2_PJM_ROM | PJM_E | PJM_ROM | Internal | Winter | B20 | 935 | 8000 | 0 | 118.31 | 118.3 | 0.01 | 0
2035 | PJM_ROR_2_MISO_IN | PJM_ROR | MISO_IN | Internal | Shoulder | B11 | 25 | 909 | 0 | 133.31 | 133.38 | 2 | 0
2035 | PJM_ROR_2_MISO_IN | PJM_ROR | MISO_IN | Internal | Shoulder | B12 | 200 | 909 | 0 | 130.66 | 123.1 | 2 | 0
2035 | PJM_ROR_2_MISO_IN | PJM_ROR | MISO_IN | Internal | Shoulder | B13 | 600 | 909 | 0 | 122.79 | 116.28 | 2 | 0
2035 | PJM_ROR_2_MISO_IN | PJM_ROR | MISO_IN | Internal | Shoulder | B14 | 900 | 909 | 0 | 116.85 | 114.85 | 2 | 0
2035 | PJM_ROR_2_MISO_IN | PJM_ROR | MISO_IN | Internal | Shoulder | B15 | 1203 | 909 | 0 | 114.79 | 114.85 | 2 | 0
2035 | PJM_ROR_2_MISO_IN | PJM_ROR | MISO_IN | Internal | Summer | B1 | 10 | 909 | 0 | 215.76 | 217.24 | 2 | 0
2035 | PJM_ROR_2_MISO_IN | PJM_ROR | MISO_IN | Internal | Summer | B2 | 25 | 909 | 0 | 215.76 | 213.76 | 2 | 0
2035 | PJM_ROR_2_MISO_IN | PJM_ROR | MISO_IN | Internal | Summer | B3 | 75 | 909 | 0 | 212.6 | 210.6 | 2 | 0
2035 | PJM_ROR_2_MISO_IN | PJM_ROR | MISO_IN | Internal | Summer | B4 | 100 | 909 | 0 | 198 | 195.99 | 2 | 0
2035 | PJM_ROR_2_MISO_IN | PJM_ROR | MISO_IN | Internal | Summer | B5 | 200 | 909 | 0 | 162.89 | 153.58 | 2 | 0
2035 | PJM_ROR_2_MISO_IN | PJM_ROR | MISO_IN | Internal | Summer | B6 | 300 | 909 | 0 | 140.27 | 138.26 | 2 | 0
2035 | PJM_ROR_2_MISO_IN | PJM_ROR | MISO_IN | Internal | Summer | B7 | 400 | 909 | 0 | 133.46 | 125.59 | 2 | 0
2035 | PJM_ROR_2_MISO_IN | PJM_ROR | MISO_IN | Internal | Summer | B8 | 500 | 909 | 0 | 127.95 | 118.7 | 2 | 0
2035 | PJM_ROR_2_MISO_IN | PJM_ROR | MISO_IN | Internal | Summer | B9 | 800 | 909 | 0 | 115.41 | 113.4 | 2 | 0
2035 | PJM_ROR_2_MISO_IN | PJM_ROR | MISO_IN | Internal | Summer | B10 | 1262 | 909 | 0 | 113.16 | 113.4 | 2 | 0
2035 | PJM_ROR_2_MISO_IN | PJM_ROR | MISO_IN | Internal | Winter | B16 | 25 | 909 | 0 | 137.43 | 135.43 | 2 | 0
2035 | PJM_ROR_2_MISO_IN | PJM_ROR | MISO_IN | Internal | Winter | B17 | 100 | 909 | 0 | 137.43 | 125.38 | 2 | 0
2035 | PJM_ROR_2_MISO_IN | PJM_ROR | MISO_IN | Internal | Winter | B18 | 400 | 909 | 0 | 123.93 | 120.34 | 2 | 0
2035 | PJM_ROR_2_MISO_IN | PJM_ROR | MISO_IN | Internal | Winter | B19 | 700 | 909 | 0 | 119.9 | 117.89 | 2 | 0
2035 | PJM_ROR_2_MISO_IN | PJM_ROR | MISO_IN | Internal | Winter | B20 | 935 | 909 | 0 | 118.29 | 117.87 | 2 | 0
2035 | PJM_ROR_2_MISO_MI | PJM_ROR | MISO_MI | Internal | Shoulder | B11 | 25 | 1305 | 0 | 133.31 | 133.39 | 2 | 0
2035 | PJM_ROR_2_MISO_MI | PJM_ROR | MISO_MI | Internal | Shoulder | B12 | 200 | 1305 | 0 | 130.66 | 128.66 | 2 | 0
2035 | PJM_ROR_2_MISO_MI | PJM_ROR | MISO_MI | Internal | Shoulder | B13 | 600 | 1305 | 0 | 122.79 | 120.79 | 2 | 0
2035 | PJM_ROR_2_MISO_MI | PJM_ROR | MISO_MI | Internal | Shoulder | B14 | 900 | 1305 | 0 | 116.85 | 114.86 | 2 | 0
2035 | PJM_ROR_2_MISO_MI | PJM_ROR | MISO_MI | Internal | Shoulder | B15 | 1203 | 1305 | 0 | 114.79 | 114.86 | 2 | 0
2035 | PJM_ROR_2_MISO_MI | PJM_ROR | MISO_MI | Internal | Summer | B1 | 10 | 1305 | 0 | 215.76 | 217.26 | 2 | 0
2035 | PJM_ROR_2_MISO_MI | PJM_ROR | MISO_MI | Internal | Summer | B2 | 25 | 1305 | 0 | 215.76 | 213.77 | 2 | 0
2035 | PJM_ROR_2_MISO_MI | PJM_ROR | MISO_MI | Internal | Summer | B3 | 75 | 1305 | 0 | 212.6 | 210.61 | 2 | 0
2035 | PJM_ROR_2_MISO_MI | PJM_ROR | MISO_MI | Internal | Summer | B4 | 100 | 1305 | 0 | 198 | 196 | 2 | 0
2035 | PJM_ROR_2_MISO_MI | PJM_ROR | MISO_MI | Internal | Summer | B5 | 200 | 1305 | 0 | 162.89 | 153.59 | 2 | 0
2035 | PJM_ROR_2_MISO_MI | PJM_ROR | MISO_MI | Internal | Summer | B6 | 300 | 1305 | 0 | 140.27 | 138.27 | 2 | 0
2035 | PJM_ROR_2_MISO_MI | PJM_ROR | MISO_MI | Internal | Summer | B7 | 400 | 1305 | 0 | 133.46 | 131.48 | 2 | 0
2035 | PJM_ROR_2_MISO_MI | PJM_ROR | MISO_MI | Internal | Summer | B8 | 500 | 1305 | 0 | 127.95 | 123.78 | 2 | 0
2035 | PJM_ROR_2_MISO_MI | PJM_ROR | MISO_MI | Internal | Summer | B9 | 800 | 1305 | 0 | 115.41 | 113.41 | 2 | 0
2035 | PJM_ROR_2_MISO_MI | PJM_ROR | MISO_MI | Internal | Summer | B10 | 1262 | 1305 | 0 | 113.16 | 113.41 | 2 | 0
2035 | PJM_ROR_2_MISO_MI | PJM_ROR | MISO_MI | Internal | Winter | B16 | 25 | 1305 | 0 | 137.43 | 135.44 | 2 | 0
2035 | PJM_ROR_2_MISO_MI | PJM_ROR | MISO_MI | Internal | Winter | B17 | 100 | 1305 | 0 | 137.43 | 135.43 | 2 | 0
2035 | PJM_ROR_2_MISO_MI | PJM_ROR | MISO_MI | Internal | Winter | B18 | 400 | 1305 | 0 | 123.93 | 121.93 | 2 | 0
2035 | PJM_ROR_2_MISO_MI | PJM_ROR | MISO_MI | Internal | Winter | B19 | 700 | 1305 | 0 | 119.9 | 117.9 | 2 | 0
2035 | PJM_ROR_2_MISO_MI | PJM_ROR | MISO_MI | Internal | Winter | B20 | 935 | 1305 | 0 | 118.29 | 117.88 | 2 | 0
2035 | PJM_ROR_2_MISO_MO-IL | PJM_ROR | MISO_MO-IL | Internal | Shoulder | B11 | 25 | 1111 | 0 | 133.31 | 135.08 | 2 | 0
2035 | PJM_ROR_2_MISO_MO-IL | PJM_ROR | MISO_MO-IL | Internal | Shoulder | B12 | 200 | 1111 | 0 | 130.66 | 123.11 | 2 | 0
2035 | PJM_ROR_2_MISO_MO-IL | PJM_ROR | MISO_MO-IL | Internal | Shoulder | B13 | 600 | 1111 | 0 | 122.79 | 116.3 | 2 | 0
2035 | PJM_ROR_2_MISO_MO-IL | PJM_ROR | MISO_MO-IL | Internal | Shoulder | B14 | 900 | 1111 | 0 | 116.85 | 114.86 | 2 | 0
2035 | PJM_ROR_2_MISO_MO-IL | PJM_ROR | MISO_MO-IL | Internal | Shoulder | B15 | 1203 | 1111 | 0 | 114.79 | 114.84 | 2 | 0
2035 | PJM_ROR_2_MISO_MO-IL | PJM_ROR | MISO_MO-IL | Internal | Summer | B1 | 10 | 1111 | 0 | 215.76 | 217.26 | 2 | 0
2035 | PJM_ROR_2_MISO_MO-IL | PJM_ROR | MISO_MO-IL | Internal | Summer | B2 | 25 | 1111 | 0 | 215.76 | 213.77 | 2 | 0
2035 | PJM_ROR_2_MISO_MO-IL | PJM_ROR | MISO_MO-IL | Internal | Summer | B3 | 75 | 1111 | 0 | 212.6 | 213.3 | 2 | 0
2035 | PJM_ROR_2_MISO_MO-IL | PJM_ROR | MISO_MO-IL | Internal | Summer | B4 | 100 | 1111 | 177.84 | 198 | 200 | 2 | 0
2035 | PJM_ROR_2_MISO_MO-IL | PJM_ROR | MISO_MO-IL | Internal | Summer | B5 | 200 | 1111 | 0 | 162.89 | 164.88 | 2 | 0
2035 | PJM_ROR_2_MISO_MO-IL | PJM_ROR | MISO_MO-IL | Internal | Summer | B6 | 300 | 1111 | 1111 | 140.27 | 142.59 | 2 | 0.32
2035 | PJM_ROR_2_MISO_MO-IL | PJM_ROR | MISO_MO-IL | Internal | Summer | B7 | 400 | 1111 | 0 | 133.46 | 134.24 | 2 | 0
2035 | PJM_ROR_2_MISO_MO-IL | PJM_ROR | MISO_MO-IL | Internal | Summer | B8 | 500 | 1111 | 0 | 127.95 | 119.93 | 2 | 0
2035 | PJM_ROR_2_MISO_MO-IL | PJM_ROR | MISO_MO-IL | Internal | Summer | B9 | 800 | 1111 | 0 | 115.41 | 113.41 | 2 | 0
2035 | PJM_ROR_2_MISO_MO-IL | PJM_ROR | MISO_MO-IL | Internal | Summer | B10 | 1262 | 1111 | 0 | 113.16 | 113.41 | 2 | 0
2035 | PJM_ROR_2_MISO_MO-IL | PJM_ROR | MISO_MO-IL | Internal | Winter | B16 | 25 | 1111 | 0 | 137.43 | 135.43 | 2 | 0
2035 | PJM_ROR_2_MISO_MO-IL | PJM_ROR | MISO_MO-IL | Internal | Winter | B17 | 100 | 1111 | 0 | 137.43 | 125.39 | 2 | 0
2035 | PJM_ROR_2_MISO_MO-IL | PJM_ROR | MISO_MO-IL | Internal | Winter | B18 | 400 | 1111 | 0 | 123.93 | 120.35 | 2 | 0
2035 | PJM_ROR_2_MISO_MO-IL | PJM_ROR | MISO_MO-IL | Internal | Winter | B19 | 700 | 1111 | 0 | 119.9 | 117.9 | 2 | 0
2035 | PJM_ROR_2_MISO_MO-IL | PJM_ROR | MISO_MO-IL | Internal | Winter | B20 | 935 | 1111 | 0 | 118.29 | 117.86 | 2 | 0
2035 | PJM_ROR_2_MISO_W | PJM_ROR | MISO_W | Internal | Shoulder | B11 | 25 | 709 | 0 | 133.31 | 135.07 | 2 | 0
2035 | PJM_ROR_2_MISO_W | PJM_ROR | MISO_W | Internal | Shoulder | B12 | 200 | 709 | 0 | 130.66 | 123.1 | 2 | 0
2035 | PJM_ROR_2_MISO_W | PJM_ROR | MISO_W | Internal | Shoulder | B13 | 600 | 709 | 0 | 122.79 | 116.28 | 2 | 0
2035 | PJM_ROR_2_MISO_W | PJM_ROR | MISO_W | Internal | Shoulder | B14 | 900 | 709 | 0 | 116.85 | 110.56 | 2 | 0
2035 | PJM_ROR_2_MISO_W | PJM_ROR | MISO_W | Internal | Shoulder | B15 | 1203 | 709 | 0 | 114.79 | 94.63 | 2 | 0
2035 | PJM_ROR_2_MISO_W | PJM_ROR | MISO_W | Internal | Summer | B1 | 10 | 709 | 0 | 215.76 | 217.26 | 2 | 0
2035 | PJM_ROR_2_MISO_W | PJM_ROR | MISO_W | Internal | Summer | B2 | 25 | 709 | 0 | 215.76 | 213.76 | 2 | 0
2035 | PJM_ROR_2_MISO_W | PJM_ROR | MISO_W | Internal | Summer | B3 | 75 | 709 | 0 | 212.6 | 213.32 | 2 | 0
2035 | PJM_ROR_2_MISO_W | PJM_ROR | MISO_W | Internal | Summer | B4 | 100 | 709 | 621.25 | 198 | 200 | 2 | 0
2035 | PJM_ROR_2_MISO_W | PJM_ROR | MISO_W | Internal | Summer | B5 | 200 | 709 | 81.71 | 162.89 | 164.89 | 2 | 0
2035 | PJM_ROR_2_MISO_W | PJM_ROR | MISO_W | Internal | Summer | B6 | 300 | 709 | 709 | 140.27 | 142.6 | 2 | 0.33
2035 | PJM_ROR_2_MISO_W | PJM_ROR | MISO_W | Internal | Summer | B7 | 400 | 709 | 0 | 133.46 | 134.23 | 2 | 0
2035 | PJM_ROR_2_MISO_W | PJM_ROR | MISO_W | Internal | Summer | B8 | 500 | 709 | 0 | 127.95 | 119.92 | 2 | 0
2035 | PJM_ROR_2_MISO_W | PJM_ROR | MISO_W | Internal | Summer | B9 | 800 | 709 | 0 | 115.41 | 113.4 | 2 | 0
2035 | PJM_ROR_2_MISO_W | PJM_ROR | MISO_W | Internal | Summer | B10 | 1262 | 709 | 0 | 113.16 | 108.62 | 2 | 0
2035 | PJM_ROR_2_MISO_W | PJM_ROR | MISO_W | Internal | Winter | B16 | 25 | 709 | 0 | 137.43 | 114.42 | 2 | 0
2035 | PJM_ROR_2_MISO_W | PJM_ROR | MISO_W | Internal | Winter | B17 | 100 | 709 | 0 | 137.43 | 113.39 | 2 | 0
2035 | PJM_ROR_2_MISO_W | PJM_ROR | MISO_W | Internal | Winter | B18 | 400 | 709 | 0 | 123.93 | 117.89 | 2 | 0
2035 | PJM_ROR_2_MISO_W | PJM_ROR | MISO_W | Internal | Winter | B19 | 700 | 709 | 0 | 119.9 | 117.89 | 2 | 0
2035 | PJM_ROR_2_MISO_W | PJM_ROR | MISO_W | Internal | Winter | B20 | 935 | 709 | 0 | 118.29 | 105.87 | 2 | 0
2035 | PJM_ROR_2_MISO_WUMS | PJM_ROR | MISO_WUMS | Internal | Shoulder | B11 | 25 | 1467 | 0 | 133.31 | 133.31 | 2 | 0
2035 | PJM_ROR_2_MISO_WUMS | PJM_ROR | MISO_WUMS | Internal | Shoulder | B12 | 200 | 1467 | 0 | 130.66 | 123.11 | 2 | 0
2035 | PJM_ROR_2_MISO_WUMS | PJM_ROR | MISO_WUMS | Internal | Shoulder | B13 | 600 | 1467 | 0 | 122.79 | 120.25 | 2 | 0
2035 | PJM_ROR_2_MISO_WUMS | PJM_ROR | MISO_WUMS | Internal | Shoulder | B14 | 900 | 1467 | 0 | 116.85 | 114.79 | 2 | 0
2035 | PJM_ROR_2_MISO_WUMS | PJM_ROR | MISO_WUMS | Internal | Shoulder | B15 | 1203 | 1467 | 0 | 114.79 | 114.79 | 2 | 0
2035 | PJM_ROR_2_MISO_WUMS | PJM_ROR | MISO_WUMS | Internal | Summer | B1 | 10 | 1467 | 0 | 215.76 | 217.24 | 2 | 0
2035 | PJM_ROR_2_MISO_WUMS | PJM_ROR | MISO_WUMS | Internal | Summer | B2 | 25 | 1467 | 0 | 215.76 | 213.76 | 2 | 0
2035 | PJM_ROR_2_MISO_WUMS | PJM_ROR | MISO_WUMS | Internal | Summer | B3 | 75 | 1467 | 0 | 212.6 | 210.6 | 2 | 0
2035 | PJM_ROR_2_MISO_WUMS | PJM_ROR | MISO_WUMS | Internal | Summer | B4 | 100 | 1467 | 0 | 198 | 195.99 | 2 | 0
2035 | PJM_ROR_2_MISO_WUMS | PJM_ROR | MISO_WUMS | Internal | Summer | B5 | 200 | 1467 | 0 | 162.89 | 153.58 | 2 | 0
2035 | PJM_ROR_2_MISO_WUMS | PJM_ROR | MISO_WUMS | Internal | Summer | B6 | 300 | 1467 | 0 | 140.27 | 138.26 | 2 | 0
2035 | PJM_ROR_2_MISO_WUMS | PJM_ROR | MISO_WUMS | Internal | Summer | B7 | 400 | 1467 | 0 | 133.46 | 131.46 | 2 | 0
2035 | PJM_ROR_2_MISO_WUMS | PJM_ROR | MISO_WUMS | Internal | Summer | B8 | 500 | 1467 | 0 | 127.95 | 119.93 | 2 | 0
2035 | PJM_ROR_2_MISO_WUMS | PJM_ROR | MISO_WUMS | Internal | Summer | B9 | 800 | 1467 | 0 | 115.41 | 113.4 | 2 | 0
2035 | PJM_ROR_2_MISO_WUMS | PJM_ROR | MISO_WUMS | Internal | Summer | B10 | 1262 | 1467 | 0 | 113.16 | 113.22 | 2 | 0
2035 | PJM_ROR_2_MISO_WUMS | PJM_ROR | MISO_WUMS | Internal | Winter | B16 | 25 | 1467 | 0 | 137.43 | 135.43 | 2 | 0
2035 | PJM_ROR_2_MISO_WUMS | PJM_ROR | MISO_WUMS | Internal | Winter | B17 | 100 | 1467 | 0 | 137.43 | 135.42 | 2 | 0
2035 | PJM_ROR_2_MISO_WUMS | PJM_ROR | MISO_WUMS | Internal | Winter | B18 | 400 | 1467 | 0 | 123.93 | 121.92 | 2 | 0
2035 | PJM_ROR_2_MISO_WUMS | PJM_ROR | MISO_WUMS | Internal | Winter | B19 | 700 | 1467 | 0 | 119.9 | 117.9 | 2 | 0
2035 | PJM_ROR_2_MISO_WUMS | PJM_ROR | MISO_WUMS | Internal | Winter | B20 | 935 | 1467 | 0 | 118.29 | 117.75 | 2 | 0
2035 | PJM_ROR_2_PJM_ROM | PJM_ROR | PJM_ROM | Internal | Shoulder | B11 | 25 | 8000 | 5906.27 | 133.31 | 133.32 | 0.01 | 0
2035 | PJM_ROR_2_PJM_ROM | PJM_ROR | PJM_ROM | Internal | Shoulder | B12 | 200 | 8000 | 7953.1 | 130.66 | 130.68 | 0.01 | 0
2035 | PJM_ROR_2_PJM_ROM | PJM_ROR | PJM_ROM | Internal | Shoulder | B13 | 600 | 8000 | 8000 | 122.79 | 130.68 | 0.01 | 7.87
2035 | PJM_ROR_2_PJM_ROM | PJM_ROR | PJM_ROM | Internal | Shoulder | B14 | 900 | 8000 | 8000 | 116.85 | 120.7 | 0.01 | 3.84
2035 | PJM_ROR_2_PJM_ROM | PJM_ROR | PJM_ROM | Internal | Shoulder | B15 | 1203 | 8000 | 2522.8 | 114.79 | 114.8 | 0.01 | 0
2035 | PJM_ROR_2_PJM_ROM | PJM_ROR | PJM_ROM | Internal | Summer | B1 | 10 | 8000 | 8000 | 215.76 | 290.68 | 0.01 | 74.91
2035 | PJM_ROR_2_PJM_ROM | PJM_ROR | PJM_ROM | Internal | Summer | B2 | 25 | 8000 | 8000 | 215.76 | 278.7 | 0.01 | 62.93
2035 | PJM_ROR_2_PJM_ROM | PJM_ROR | PJM_ROM | Internal | Summer | B3 | 75 | 8000 | 3388.63 | 212.6 | 212.61 | 0.01 | 0
2035 | PJM_ROR_2_PJM_ROM | PJM_ROR | PJM_ROM | Internal | Summer | B4 | 100 | 8000 | 3037.63 | 198 | 198.01 | 0.01 | 0
2035 | PJM_ROR_2_PJM_ROM | PJM_ROR | PJM_ROM | Internal | Summer | B5 | 200 | 8000 | 5004.8 | 162.89 | 162.9 | 0.01 | 0
2035 | PJM_ROR_2_PJM_ROM | PJM_ROR | PJM_ROM | Internal | Summer | B6 | 300 | 8000 | 4223.9 | 140.27 | 140.28 | 0.01 | 0
2035 | PJM_ROR_2_PJM_ROM | PJM_ROR | PJM_ROM | Internal | Summer | B7 | 400 | 8000 | 6240.24 | 133.46 | 133.48 | 0.01 | 0
2035 | PJM_ROR_2_PJM_ROM | PJM_ROR | PJM_ROM | Internal | Summer | B8 | 500 | 8000 | 7981.86 | 127.95 | 127.96 | 0.01 | 0
2035 | PJM_ROR_2_PJM_ROM | PJM_ROR | PJM_ROM | Internal | Summer | B9 | 800 | 8000 | 8000 | 115.41 | 117.38 | 0.01 | 1.96
2035 | PJM_ROR_2_PJM_ROM | PJM_ROR | PJM_ROM | Internal | Summer | B10 | 1262 | 8000 | 4241.28 | 113.16 | 113.17 | 0.01 | 0
2035 | PJM_ROR_2_PJM_ROM | PJM_ROR | PJM_ROM | Internal | Winter | B16 | 25 | 8000 | 7033.53 | 137.43 | 137.44 | 0.01 | 0
2035 | PJM_ROR_2_PJM_ROM | PJM_ROR | PJM_ROM | Internal | Winter | B17 | 100 | 8000 | 5506.37 | 137.43 | 137.44 | 0.01 | 0
2035 | PJM_ROR_2_PJM_ROM | PJM_ROR | PJM_ROM | Internal | Winter | B18 | 400 | 8000 | 8000 | 123.93 | 136.75 | 0.01 | 12.8
2035 | PJM_ROR_2_PJM_ROM | PJM_ROR | PJM_ROM | Internal | Winter | B19 | 700 | 8000 | 7885.09 | 119.9 | 119.91 | 0.01 | 0
2035 | PJM_ROR_2_PJM_ROM | PJM_ROR | PJM_ROM | Internal | Winter | B20 | 935 | 8000 | 2693.64 | 118.29 | 118.3 | 0.01 | 0
2035 | PJM_ROR_2_TVA_Transmission | PJM_ROR | TVA_Transmission | Internal | Shoulder | B11 | 25 | 2500 | 0 | 133.31 | 138.11 | 6 | 0
2035 | PJM_ROR_2_TVA_Transmission | PJM_ROR | TVA_Transmission | Internal | Shoulder | B12 | 200 | 2500 | 0 | 130.66 | 124.61 | 6 | 0
2035 | PJM_ROR_2_TVA_Transmission | PJM_ROR | TVA_Transmission | Internal | Shoulder | B13 | 600 | 2500 | 0 | 122.79 | 120.83 | 6 | 0
2035 | PJM_ROR_2_TVA_Transmission | PJM_ROR | TVA_Transmission | Internal | Shoulder | B14 | 900 | 2500 | 0 | 116.85 | 120.01 | 6 | 0
2035 | PJM_ROR_2_TVA_Transmission | PJM_ROR | TVA_Transmission | Internal | Shoulder | B15 | 1203 | 2500 | 0 | 114.79 | 119.41 | 6 | 0
2035 | PJM_ROR_2_TVA_Transmission | PJM_ROR | TVA_Transmission | Internal | Summer | B1 | 10 | 2500 | 2500 | 215.76 | 225.26 | 6 | 3.5
2035 | PJM_ROR_2_TVA_Transmission | PJM_ROR | TVA_Transmission | Internal | Summer | B2 | 25 | 2500 | 2179.61 | 215.76 | 221.76 | 6 | 0
2035 | PJM_ROR_2_TVA_Transmission | PJM_ROR | TVA_Transmission | Internal | Summer | B3 | 75 | 2500 | 620.86 | 212.6 | 218.6 | 6 | 0
2035 | PJM_ROR_2_TVA_Transmission | PJM_ROR | TVA_Transmission | Internal | Summer | B4 | 100 | 2500 | 0 | 198 | 191 | 6 | 0
2035 | PJM_ROR_2_TVA_Transmission | PJM_ROR | TVA_Transmission | Internal | Summer | B5 | 200 | 2500 | 0 | 162.89 | 159.24 | 6 | 0
2035 | PJM_ROR_2_TVA_Transmission | PJM_ROR | TVA_Transmission | Internal | Summer | B6 | 300 | 2500 | 0 | 140.27 | 135.28 | 6 | 0
2035 | PJM_ROR_2_TVA_Transmission | PJM_ROR | TVA_Transmission | Internal | Summer | B7 | 400 | 2500 | 0 | 133.46 | 125.59 | 6 | 0
2035 | PJM_ROR_2_TVA_Transmission | PJM_ROR | TVA_Transmission | Internal | Summer | B8 | 500 | 2500 | 0 | 127.95 | 122.17 | 6 | 0
2035 | PJM_ROR_2_TVA_Transmission | PJM_ROR | TVA_Transmission | Internal | Summer | B9 | 800 | 2500 | 0 | 115.41 | 118.59 | 6 | 0
2035 | PJM_ROR_2_TVA_Transmission | PJM_ROR | TVA_Transmission | Internal | Summer | B10 | 1262 | 2500 | 0 | 113.16 | 118.1 | 6 | 0
2035 | PJM_ROR_2_TVA_Transmission | PJM_ROR | TVA_Transmission | Internal | Winter | B16 | 25 | 2500 | 0 | 137.43 | 135.99 | 6 | 0
2035 | PJM_ROR_2_TVA_Transmission | PJM_ROR | TVA_Transmission | Internal | Winter | B17 | 100 | 2500 | 0 | 137.43 | 129.66 | 6 | 0
2035 | PJM_ROR_2_TVA_Transmission | PJM_ROR | TVA_Transmission | Internal | Winter | B18 | 400 | 2500 | 0 | 123.93 | 123.88 | 6 | 0
2035 | PJM_ROR_2_TVA_Transmission | PJM_ROR | TVA_Transmission | Internal | Winter | B19 | 700 | 2500 | 0 | 119.9 | 122.97 | 6 | 0
2035 | PJM_ROR_2_TVA_Transmission | PJM_ROR | TVA_Transmission | Internal | Winter | B20 | 935 | 2500 | 0 | 118.29 | 121.37 | 6 | 0
2035 | PJM_ROR_2_VACAR | PJM_ROR | VACAR | Internal | Shoulder | B11 | 25 | 3000 | 0 | 133.31 | 131.57 | 6 | 0
2035 | PJM_ROR_2_VACAR | PJM_ROR | VACAR | Internal | Shoulder | B12 | 200 | 3000 | 0 | 130.66 | 121.07 | 6 | 0
2035 | PJM_ROR_2_VACAR | PJM_ROR | VACAR | Internal | Shoulder | B13 | 600 | 3000 | 0 | 122.79 | 121.07 | 6 | 0
2035 | PJM_ROR_2_VACAR | PJM_ROR | VACAR | Internal | Shoulder | B14 | 900 | 3000 | 0 | 116.85 | 121.07 | 6 | 0
2035 | PJM_ROR_2_VACAR | PJM_ROR | VACAR | Internal | Shoulder | B15 | 1203 | 3000 | 0 | 114.79 | 119.25 | 6 | 0
2035 | PJM_ROR_2_VACAR | PJM_ROR | VACAR | Internal | Summer | B1 | 10 | 3000 | 1018.96 | 215.76 | 221.76 | 6 | 0
2035 | PJM_ROR_2_VACAR | PJM_ROR | VACAR | Internal | Summer | B2 | 25 | 3000 | 2274.45 | 215.76 | 221.76 | 6 | 0
2035 | PJM_ROR_2_VACAR | PJM_ROR | VACAR | Internal | Summer | B3 | 75 | 3000 | 0 | 212.6 | 215.94 | 6 | 0
2035 | PJM_ROR_2_VACAR | PJM_ROR | VACAR | Internal | Summer | B4 | 100 | 3000 | 0 | 198 | 175 | 6 | 0
2035 | PJM_ROR_2_VACAR | PJM_ROR | VACAR | Internal | Summer | B5 | 200 | 3000 | 0 | 162.89 | 155.89 | 6 | 0
2035 | PJM_ROR_2_VACAR | PJM_ROR | VACAR | Internal | Summer | B6 | 300 | 3000 | 0 | 140.27 | 130 | 6 | 0
2035 | PJM_ROR_2_VACAR | PJM_ROR | VACAR | Internal | Summer | B7 | 400 | 3000 | 0 | 133.46 | 118.95 | 6 | 0
2035 | PJM_ROR_2_VACAR | PJM_ROR | VACAR | Internal | Summer | B8 | 500 | 3000 | 0 | 127.95 | 118.95 | 6 | 0
2035 | PJM_ROR_2_VACAR | PJM_ROR | VACAR | Internal | Summer | B9 | 800 | 3000 | 0 | 115.41 | 118.95 | 6 | 0
2035 | PJM_ROR_2_VACAR | PJM_ROR | VACAR | Internal | Summer | B10 | 1262 | 3000 | 0 | 113.16 | 118.95 | 6 | 0
2035 | PJM_ROR_2_VACAR | PJM_ROR | VACAR | Internal | Winter | B16 | 25 | 3000 | 0 | 137.43 | 130.43 | 6 | 0
2035 | PJM_ROR_2_VACAR | PJM_ROR | VACAR | Internal | Winter | B17 | 100 | 3000 | 0 | 137.43 | 125.9 | 6 | 0
2035 | PJM_ROR_2_VACAR | PJM_ROR | VACAR | Internal | Winter | B18 | 400 | 3000 | 0 | 123.93 | 125.9 | 6 | 0
2035 | PJM_ROR_2_VACAR | PJM_ROR | VACAR | Internal | Winter | B19 | 700 | 3000 | 2046.42 | 119.9 | 125.9 | 6 | 0
2035 | PJM_ROR_2_VACAR | PJM_ROR | VACAR | Internal | Winter | B20 | 935 | 3000 | 0 | 118.29 | 114.37 | 6 | 0
2035 | PJM_ROM_2_NYISO_A-F | PJM_ROM | NYISO_A-F | Internal | Shoulder | B11 | 25 | 2000 | 0 | 133.32 | 68.5 | 6 | 0
2035 | PJM_ROM_2_NYISO_A-F | PJM_ROM | NYISO_A-F | Internal | Shoulder | B12 | 200 | 2000 | 0 | 130.68 | 68.5 | 6 | 0
2035 | PJM_ROM_2_NYISO_A-F | PJM_ROM | NYISO_A-F | Internal | Shoulder | B13 | 600 | 2000 | 0 | 130.68 | 68.5 | 6 | 0
2035 | PJM_ROM_2_NYISO_A-F | PJM_ROM | NYISO_A-F | Internal | Shoulder | B14 | 900 | 2000 | 0 | 120.7 | 68.5 | 6 | 0
2035 | PJM_ROM_2_NYISO_A-F | PJM_ROM | NYISO_A-F | Internal | Shoulder | B15 | 1203 | 2000 | 0 | 114.8 | 68.5 | 6 | 0
2035 | PJM_ROM_2_NYISO_A-F | PJM_ROM | NYISO_A-F | Internal | Summer | B1 | 10 | 2000 | 0 | 290.68 | 111.09 | 6 | 0
2035 | PJM_ROM_2_NYISO_A-F | PJM_ROM | NYISO_A-F | Internal | Summer | B2 | 25 | 2000 | 0 | 278.7 | 129.7 | 6 | 0
2035 | PJM_ROM_2_NYISO_A-F | PJM_ROM | NYISO_A-F | Internal | Summer | B3 | 75 | 2000 | 0 | 212.61 | 132.55 | 6 | 0
2035 | PJM_ROM_2_NYISO_A-F | PJM_ROM | NYISO_A-F | Internal | Summer | B4 | 100 | 2000 | 0 | 198.01 | 129.7 | 6 | 0
2035 | PJM_ROM_2_NYISO_A-F | PJM_ROM | NYISO_A-F | Internal | Summer | B5 | 200 | 2000 | 0 | 162.9 | 126.43 | 6 | 0
2035 | PJM_ROM_2_NYISO_A-F | PJM_ROM | NYISO_A-F | Internal | Summer | B6 | 300 | 2000 | 0 | 140.28 | 126.43 | 6 | 0
2035 | PJM_ROM_2_NYISO_A-F | PJM_ROM | NYISO_A-F | Internal | Summer | B7 | 400 | 2000 | 0 | 133.48 | 111.09 | 6 | 0
2035 | PJM_ROM_2_NYISO_A-F | PJM_ROM | NYISO_A-F | Internal | Summer | B8 | 500 | 2000 | 0 | 127.96 | 109.38 | 6 | 0
2035 | PJM_ROM_2_NYISO_A-F | PJM_ROM | NYISO_A-F | Internal | Summer | B9 | 800 | 2000 | 0 | 117.38 | 109.38 | 6 | 0
2035 | PJM_ROM_2_NYISO_A-F | PJM_ROM | NYISO_A-F | Internal | Summer | B10 | 1262 | 2000 | 0 | 113.17 | 109.38 | 6 | 0
2035 | PJM_ROM_2_NYISO_A-F | PJM_ROM | NYISO_A-F | Internal | Winter | B16 | 25 | 2000 | 0 | 137.44 | 70.5 | 6 | 0
2035 | PJM_ROM_2_NYISO_A-F | PJM_ROM | NYISO_A-F | Internal | Winter | B17 | 100 | 2000 | 0 | 137.44 | 68.48 | 6 | 0
2035 | PJM_ROM_2_NYISO_A-F | PJM_ROM | NYISO_A-F | Internal | Winter | B18 | 400 | 2000 | 0 | 136.75 | 68.48 | 6 | 0
2035 | PJM_ROM_2_NYISO_A-F | PJM_ROM | NYISO_A-F | Internal | Winter | B19 | 700 | 2000 | 0 | 119.91 | 68.48 | 6 | 0
2035 | PJM_ROM_2_NYISO_A-F | PJM_ROM | NYISO_A-F | Internal | Winter | B20 | 935 | 2000 | 0 | 118.3 | 68.48 | 6 | 0
2035 | PJM_ROM_2_PJM_E | PJM_ROM | PJM_E | Internal | Shoulder | B11 | 25 | 8000 | 1322.92 | 133.32 | 133.33 | 0.01 | 0
2035 | PJM_ROM_2_PJM_E | PJM_ROM | PJM_E | Internal | Shoulder | B12 | 200 | 8000 | 1625.26 | 130.68 | 130.69 | 0.01 | 0
2035 | PJM_ROM_2_PJM_E | PJM_ROM | PJM_E | Internal | Shoulder | B13 | 600 | 8000 | 2774.23 | 130.68 | 130.69 | 0.01 | 0
2035 | PJM_ROM_2_PJM_E | PJM_ROM | PJM_E | Internal | Shoulder | B14 | 900 | 8000 | 3028.52 | 120.7 | 120.71 | 0.01 | 0
2035 | PJM_ROM_2_PJM_E | PJM_ROM | PJM_E | Internal | Shoulder | B15 | 1203 | 8000 | 0 | 114.8 | 114.79 | 0.01 | 0
2035 | PJM_ROM_2_PJM_E | PJM_ROM | PJM_E | Internal | Summer | B1 | 10 | 8000 | 2949.38 | 290.68 | 290.7 | 0.01 | 0
2035 | PJM_ROM_2_PJM_E | PJM_ROM | PJM_E | Internal | Summer | B2 | 25 | 8000 | 3448.04 | 278.7 | 278.72 | 0.01 | 0
2035 | PJM_ROM_2_PJM_E | PJM_ROM | PJM_E | Internal | Summer | B3 | 75 | 8000 | 86.12 | 212.61 | 212.62 | 0.01 | 0
2035 | PJM_ROM_2_PJM_E | PJM_ROM | PJM_E | Internal | Summer | B4 | 100 | 8000 | 0 | 198.01 | 198 | 0.01 | 0
2035 | PJM_ROM_2_PJM_E | PJM_ROM | PJM_E | Internal | Summer | B5 | 200 | 8000 | 1995.07 | 162.9 | 162.91 | 0.01 | 0
2035 | PJM_ROM_2_PJM_E | PJM_ROM | PJM_E | Internal | Summer | B6 | 300 | 8000 | 177.5 | 140.28 | 140.29 | 0.01 | 0
2035 | PJM_ROM_2_PJM_E | PJM_ROM | PJM_E | Internal | Summer | B7 | 400 | 8000 | 2400.59 | 133.48 | 133.49 | 0.01 | 0
2035 | PJM_ROM_2_PJM_E | PJM_ROM | PJM_E | Internal | Summer | B8 | 500 | 8000 | 2243.07 | 127.96 | 127.97 | 0.01 | 0
2035 | PJM_ROM_2_PJM_E | PJM_ROM | PJM_E | Internal | Summer | B9 | 800 | 8000 | 3548.09 | 117.38 | 117.4 | 0.01 | 0
2035 | PJM_ROM_2_PJM_E | PJM_ROM | PJM_E | Internal | Summer | B10 | 1262 | 8000 | 906.12 | 113.17 | 113.18 | 0.01 | 0
2035 | PJM_ROM_2_PJM_E | PJM_ROM | PJM_E | Internal | Winter | B16 | 25 | 8000 | 3520.24 | 137.44 | 137.45 | 0.01 | 0
2035 | PJM_ROM_2_PJM_E | PJM_ROM | PJM_E | Internal | Winter | B17 | 100 | 8000 | 2668.45 | 137.44 | 137.45 | 0.01 | 0
2035 | PJM_ROM_2_PJM_E | PJM_ROM | PJM_E | Internal | Winter | B18 | 400 | 8000 | 4566.96 | 136.75 | 136.76 | 0.01 | 0
2035 | PJM_ROM_2_PJM_E | PJM_ROM | PJM_E | Internal | Winter | B19 | 700 | 8000 | 4110.39 | 119.91 | 119.93 | 0.01 | 0
2035 | PJM_ROM_2_PJM_E | PJM_ROM | PJM_E | Internal | Winter | B20 | 935 | 8000 | 678.58 | 118.3 | 118.31 | 0.01 | 0
2035 | PJM_ROM_2_PJM_ROR | PJM_ROM | PJM_ROR | Internal | Shoulder | B11 | 25 | 8000 | 0 | 133.32 | 133.31 | 0.01 | 0
2035 | PJM_ROM_2_PJM_ROR | PJM_ROM | PJM_ROR | Internal | Shoulder | B12 | 200 | 8000 | 0 | 130.68 | 130.66 | 0.01 | 0
2035 | PJM_ROM_2_PJM_ROR | PJM_ROM | PJM_ROR | Internal | Shoulder | B13 | 600 | 8000 | 0 | 130.68 | 122.79 | 0.01 | 0
2035 | PJM_ROM_2_PJM_ROR | PJM_ROM | PJM_ROR | Internal | Shoulder | B14 | 900 | 8000 | 0 | 120.7 | 116.85 | 0.01 | 0
2035 | PJM_ROM_2_PJM_ROR | PJM_ROM | PJM_ROR | Internal | Shoulder | B15 | 1203 | 8000 | 0 | 114.8 | 114.79 | 0.01 | 0
2035 | PJM_ROM_2_PJM_ROR | PJM_ROM | PJM_ROR | Internal | Summer | B1 | 10 | 8000 | 0 | 290.68 | 215.76 | 0.01 | 0
2035 | PJM_ROM_2_PJM_ROR | PJM_ROM | PJM_ROR | Internal | Summer | B2 | 25 | 8000 | 0 | 278.7 | 215.76 | 0.01 | 0
2035 | PJM_ROM_2_PJM_ROR | PJM_ROM | PJM_ROR | Internal | Summer | B3 | 75 | 8000 | 0 | 212.61 | 212.6 | 0.01 | 0
2035 | PJM_ROM_2_PJM_ROR | PJM_ROM | PJM_ROR | Internal | Summer | B4 | 100 | 8000 | 0 | 198.01 | 198 | 0.01 | 0
2035 | PJM_ROM_2_PJM_ROR | PJM_ROM | PJM_ROR | Internal | Summer | B5 | 200 | 8000 | 0 | 162.9 | 162.89 | 0.01 | 0
2035 | PJM_ROM_2_PJM_ROR | PJM_ROM | PJM_ROR | Internal | Summer | B6 | 300 | 8000 | 0 | 140.28 | 140.27 | 0.01 | 0
2035 | PJM_ROM_2_PJM_ROR | PJM_ROM | PJM_ROR | Internal | Summer | B7 | 400 | 8000 | 0 | 133.48 | 133.46 | 0.01 | 0
2035 | PJM_ROM_2_PJM_ROR | PJM_ROM | PJM_ROR | Internal | Summer | B8 | 500 | 8000 | 0 | 127.96 | 127.95 | 0.01 | 0
2035 | PJM_ROM_2_PJM_ROR | PJM_ROM | PJM_ROR | Internal | Summer | B9 | 800 | 8000 | 0 | 117.38 | 115.41 | 0.01 | 0
2035 | PJM_ROM_2_PJM_ROR | PJM_ROM | PJM_ROR | Internal | Summer | B10 | 1262 | 8000 | 0 | 113.17 | 113.16 | 0.01 | 0
2035 | PJM_ROM_2_PJM_ROR | PJM_ROM | PJM_ROR | Internal | Winter | B16 | 25 | 8000 | 0 | 137.44 | 137.43 | 0.01 | 0
2035 | PJM_ROM_2_PJM_ROR | PJM_ROM | PJM_ROR | Internal | Winter | B17 | 100 | 8000 | 0 | 137.44 | 137.43 | 0.01 | 0
2035 | PJM_ROM_2_PJM_ROR | PJM_ROM | PJM_ROR | Internal | Winter | B18 | 400 | 8000 | 0 | 136.75 | 123.93 | 0.01 | 0
2035 | PJM_ROM_2_PJM_ROR | PJM_ROM | PJM_ROR | Internal | Winter | B19 | 700 | 8000 | 0 | 119.91 | 119.9 | 0.01 | 0
2035 | PJM_ROM_2_PJM_ROR | PJM_ROM | PJM_ROR | Internal | Winter | B20 | 935 | 8000 | 0 | 118.3 | 118.29 | 0.01 | 0
2035 | SOCO_2_ENT | SOCO | ENT | Internal | Shoulder | B11 | 25 | 2400 | 0 | 138.57 | 136.37 | 10 | 0
2035 | SOCO_2_ENT | SOCO | ENT | Internal | Shoulder | B12 | 200 | 2400 | 0 | 119.26 | 123.11 | 10 | 0
2035 | SOCO_2_ENT | SOCO | ENT | Internal | Shoulder | B13 | 600 | 2400 | 0 | 119.26 | 118.09 | 10 | 0
2035 | SOCO_2_ENT | SOCO | ENT | Internal | Shoulder | B14 | 900 | 2400 | 0 | 119.26 | 117.39 | 10 | 0
2035 | SOCO_2_ENT | SOCO | ENT | Internal | Shoulder | B15 | 1203 | 2400 | 0 | 119.26 | 117.39 | 10 | 0
2035 | SOCO_2_ENT | SOCO | ENT | Internal | Summer | B1 | 10 | 2400 | 0 | 228.76 | 220.76 | 10 | 0
2035 | SOCO_2_ENT | SOCO | ENT | Internal | Summer | B2 | 25 | 2400 | 0 | 222.94 | 214.94 | 10 | 0
2035 | SOCO_2_ENT | SOCO | ENT | Internal | Summer | B3 | 75 | 2400 | 0 | 222.94 | 214.94 | 10 | 0
2035 | SOCO_2_ENT | SOCO | ENT | Internal | Summer | B4 | 100 | 2400 | 1005.61 | 182 | 192 | 10 | 0
2035 | SOCO_2_ENT | SOCO | ENT | Internal | Summer | B5 | 200 | 2400 | 0 | 150.71 | 156.88 | 10 | 0
2035 | SOCO_2_ENT | SOCO | ENT | Internal | Summer | B6 | 300 | 2400 | 0 | 137 | 134.59 | 10 | 0
2035 | SOCO_2_ENT | SOCO | ENT | Internal | Summer | B7 | 400 | 2400 | 0 | 125.95 | 134.59 | 10 | 0
2035 | SOCO_2_ENT | SOCO | ENT | Internal | Summer | B8 | 500 | 2400 | 216.75 | 117.93 | 127.93 | 10 | 0
2035 | SOCO_2_ENT | SOCO | ENT | Internal | Summer | B9 | 800 | 2400 | 0 | 117.93 | 115.88 | 10 | 0
2035 | SOCO_2_ENT | SOCO | ENT | Internal | Summer | B10 | 1262 | 2400 | 0 | 117.93 | 115.88 | 10 | 0
2035 | SOCO_2_ENT | SOCO | ENT | Internal | Winter | B16 | 25 | 2400 | 0 | 136.46 | 128.46 | 10 | 0
2035 | SOCO_2_ENT | SOCO | ENT | Internal | Winter | B17 | 100 | 2400 | 0 | 122.22 | 125.39 | 10 | 0
2035 | SOCO_2_ENT | SOCO | ENT | Internal | Winter | B18 | 400 | 2400 | 0 | 122.22 | 120.46 | 10 | 0
2035 | SOCO_2_ENT | SOCO | ENT | Internal | Winter | B19 | 700 | 2400 | 0 | 122.22 | 120.46 | 10 | 0
2035 | SOCO_2_ENT | SOCO | ENT | Internal | Winter | B20 | 935 | 2400 | 0 | 121.37 | 120.46 | 10 | 0
2035 | SOCO_2_FRCC | SOCO | FRCC | Internal | Shoulder | B11 | 25 | 3700 | 0 | 138.57 | 143.77 | 10 | 0
2035 | SOCO_2_FRCC | SOCO | FRCC | Internal | Shoulder | B12 | 200 | 3700 | 0 | 119.26 | 124.61 | 10 | 0
2035 | SOCO_2_FRCC | SOCO | FRCC | Internal | Shoulder | B13 | 600 | 3700 | 0 | 119.26 | 123.68 | 10 | 0
2035 | SOCO_2_FRCC | SOCO | FRCC | Internal | Shoulder | B14 | 900 | 3700 | 0 | 119.26 | 123.68 | 10 | 0
2035 | SOCO_2_FRCC | SOCO | FRCC | Internal | Shoulder | B15 | 1203 | 3700 | 0 | 119.26 | 123.68 | 10 | 0
2035 | SOCO_2_FRCC | SOCO | FRCC | Internal | Summer | B1 | 10 | 3700 | 0 | 228.76 | 227.84 | 10 | 0
2035 | SOCO_2_FRCC | SOCO | FRCC | Internal | Summer | B2 | 25 | 3700 | 0 | 222.94 | 227.84 | 10 | 0
2035 | SOCO_2_FRCC | SOCO | FRCC | Internal | Summer | B3 | 75 | 3700 | 0 | 222.94 | 227.84 | 10 | 0
2035 | SOCO_2_FRCC | SOCO | FRCC | Internal | Summer | B4 | 100 | 3700 | 0 | 182 | 174 | 10 | 0
2035 | SOCO_2_FRCC | SOCO | FRCC | Internal | Summer | B5 | 200 | 3700 | 0 | 150.71 | 142.71 | 10 | 0
2035 | SOCO_2_FRCC | SOCO | FRCC | Internal | Summer | B6 | 300 | 3700 | 0 | 137 | 142.71 | 10 | 0
2035 | SOCO_2_FRCC | SOCO | FRCC | Internal | Summer | B7 | 400 | 3700 | 532.84 | 125.95 | 135.95 | 10 | 0
2035 | SOCO_2_FRCC | SOCO | FRCC | Internal | Summer | B8 | 500 | 3700 | 0 | 117.93 | 122.78 | 10 | 0
2035 | SOCO_2_FRCC | SOCO | FRCC | Internal | Summer | B9 | 800 | 3700 | 0 | 117.93 | 122.78 | 10 | 0
2035 | SOCO_2_FRCC | SOCO | FRCC | Internal | Summer | B10 | 1262 | 3700 | 0 | 117.93 | 109.93 | 10 | 0
2035 | SOCO_2_FRCC | SOCO | FRCC | Internal | Winter | B16 | 25 | 3700 | 1566.45 | 136.46 | 146.46 | 10 | 0
2035 | SOCO_2_FRCC | SOCO | FRCC | Internal | Winter | B17 | 100 | 3700 | 0 | 122.22 | 126.16 | 10 | 0
2035 | SOCO_2_FRCC | SOCO | FRCC | Internal | Winter | B18 | 400 | 3700 | 0 | 122.22 | 126.16 | 10 | 0
2035 | SOCO_2_FRCC | SOCO | FRCC | Internal | Winter | B19 | 700 | 3700 | 0 | 122.22 | 126.16 | 10 | 0
2035 | SOCO_2_FRCC | SOCO | FRCC | Internal | Winter | B20 | 935 | 3700 | 0 | 121.37 | 120.44 | 10 | 0
2035 | SOCO_2_TVA_Transmission | SOCO | TVA_Transmission | Internal | Shoulder | B11 | 25 | 2600 | 0 | 138.57 | 138.11 | 10 | 0
2035 | SOCO_2_TVA_Transmission | SOCO | TVA_Transmission | Internal | Shoulder | B12 | 200 | 2600 | 0 | 119.26 | 124.61 | 10 | 0
2035 | SOCO_2_TVA_Transmission | SOCO | TVA_Transmission | Internal | Shoulder | B13 | 600 | 2600 | 0 | 119.26 | 120.83 | 10 | 0
2035 | SOCO_2_TVA_Transmission | SOCO | TVA_Transmission | Internal | Shoulder | B14 | 900 | 2600 | 0 | 119.26 | 120.01 | 10 | 0
2035 | SOCO_2_TVA_Transmission | SOCO | TVA_Transmission | Internal | Shoulder | B15 | 1203 | 2600 | 0 | 119.26 | 119.41 | 10 | 0
2035 | SOCO_2_TVA_Transmission | SOCO | TVA_Transmission | Internal | Summer | B1 | 10 | 2600 | 0 | 228.76 | 225.26 | 10 | 0
2035 | SOCO_2_TVA_Transmission | SOCO | TVA_Transmission | Internal | Summer | B2 | 25 | 2600 | 0 | 222.94 | 221.76 | 10 | 0
2035 | SOCO_2_TVA_Transmission | SOCO | TVA_Transmission | Internal | Summer | B3 | 75 | 2600 | 0 | 222.94 | 218.6 | 10 | 0
2035 | SOCO_2_TVA_Transmission | SOCO | TVA_Transmission | Internal | Summer | B4 | 100 | 2600 | 0 | 182 | 191 | 10 | 0
2035 | SOCO_2_TVA_Transmission | SOCO | TVA_Transmission | Internal | Summer | B5 | 200 | 2600 | 0 | 150.71 | 159.24 | 10 | 0
2035 | SOCO_2_TVA_Transmission | SOCO | TVA_Transmission | Internal | Summer | B6 | 300 | 2600 | 0 | 137 | 135.28 | 10 | 0
2035 | SOCO_2_TVA_Transmission | SOCO | TVA_Transmission | Internal | Summer | B7 | 400 | 2600 | 0 | 125.95 | 125.59 | 10 | 0
2035 | SOCO_2_TVA_Transmission | SOCO | TVA_Transmission | Internal | Summer | B8 | 500 | 2600 | 0 | 117.93 | 122.17 | 10 | 0
2035 | SOCO_2_TVA_Transmission | SOCO | TVA_Transmission | Internal | Summer | B9 | 800 | 2600 | 0 | 117.93 | 118.59 | 10 | 0
2035 | SOCO_2_TVA_Transmission | SOCO | TVA_Transmission | Internal | Summer | B10 | 1262 | 2600 | 0 | 117.93 | 118.1 | 10 | 0
2035 | SOCO_2_TVA_Transmission | SOCO | TVA_Transmission | Internal | Winter | B16 | 25 | 2600 | 0 | 136.46 | 135.99 | 10 | 0
2035 | SOCO_2_TVA_Transmission | SOCO | TVA_Transmission | Internal | Winter | B17 | 100 | 2600 | 0 | 122.22 | 129.66 | 10 | 0
2035 | SOCO_2_TVA_Transmission | SOCO | TVA_Transmission | Internal | Winter | B18 | 400 | 2600 | 0 | 122.22 | 123.88 | 10 | 0
2035 | SOCO_2_TVA_Transmission | SOCO | TVA_Transmission | Internal | Winter | B19 | 700 | 2600 | 0 | 122.22 | 122.97 | 10 | 0
2035 | SOCO_2_TVA_Transmission | SOCO | TVA_Transmission | Internal | Winter | B20 | 935 | 2600 | 0 | 121.37 | 121.37 | 10 | 0
2035 | SOCO_2_VACAR | SOCO | VACAR | Internal | Shoulder | B11 | 25 | 2000 | 0 | 138.57 | 131.57 | 10 | 0
2035 | SOCO_2_VACAR | SOCO | VACAR | Internal | Shoulder | B12 | 200 | 2000 | 0 | 119.26 | 121.07 | 10 | 0
2035 | SOCO_2_VACAR | SOCO | VACAR | Internal | Shoulder | B13 | 600 | 2000 | 0 | 119.26 | 121.07 | 10 | 0
2035 | SOCO_2_VACAR | SOCO | VACAR | Internal | Shoulder | B14 | 900 | 2000 | 0 | 119.26 | 121.07 | 10 | 0
2035 | SOCO_2_VACAR | SOCO | VACAR | Internal | Shoulder | B15 | 1203 | 2000 | 0 | 119.26 | 119.25 | 10 | 0
2035 | SOCO_2_VACAR | SOCO | VACAR | Internal | Summer | B1 | 10 | 2000 | 0 | 228.76 | 221.76 | 10 | 0
2035 | SOCO_2_VACAR | SOCO | VACAR | Internal | Summer | B2 | 25 | 2000 | 0 | 222.94 | 221.76 | 10 | 0
2035 | SOCO_2_VACAR | SOCO | VACAR | Internal | Summer | B3 | 75 | 2000 | 0 | 222.94 | 215.94 | 10 | 0
2035 | SOCO_2_VACAR | SOCO | VACAR | Internal | Summer | B4 | 100 | 2000 | 0 | 182 | 175 | 10 | 0
2035 | SOCO_2_VACAR | SOCO | VACAR | Internal | Summer | B5 | 200 | 2000 | 0 | 150.71 | 155.89 | 10 | 0
2035 | SOCO_2_VACAR | SOCO | VACAR | Internal | Summer | B6 | 300 | 2000 | 0 | 137 | 130 | 10 | 0
2035 | SOCO_2_VACAR | SOCO | VACAR | Internal | Summer | B7 | 400 | 2000 | 0 | 125.95 | 118.95 | 10 | 0
2035 | SOCO_2_VACAR | SOCO | VACAR | Internal | Summer | B8 | 500 | 2000 | 0 | 117.93 | 118.95 | 10 | 0
2035 | SOCO_2_VACAR | SOCO | VACAR | Internal | Summer | B9 | 800 | 2000 | 0 | 117.93 | 118.95 | 10 | 0
2035 | SOCO_2_VACAR | SOCO | VACAR | Internal | Summer | B10 | 1262 | 2000 | 0 | 117.93 | 118.95 | 10 | 0
2035 | SOCO_2_VACAR | SOCO | VACAR | Internal | Winter | B16 | 25 | 2000 | 0 | 136.46 | 130.43 | 10 | 0
2035 | SOCO_2_VACAR | SOCO | VACAR | Internal | Winter | B17 | 100 | 2000 | 0 | 122.22 | 125.9 | 10 | 0
2035 | SOCO_2_VACAR | SOCO | VACAR | Internal | Winter | B18 | 400 | 2000 | 0 | 122.22 | 125.9 | 10 | 0
2035 | SOCO_2_VACAR | SOCO | VACAR | Internal | Winter | B19 | 700 | 2000 | 0 | 122.22 | 125.9 | 10 | 0
2035 | SOCO_2_VACAR | SOCO | VACAR | Internal | Winter | B20 | 935 | 2000 | 0 | 121.37 | 114.37 | 10 | 0
2035 | SPP_N_2_ENT | SPP_N | ENT | Internal | Shoulder | B11 | 25 | 1800 | 0 | 136.14 | 136.37 | 5 | 0
2035 | SPP_N_2_ENT | SPP_N | ENT | Internal | Shoulder | B12 | 200 | 1800 | 1152.58 | 118.11 | 123.11 | 5 | 0
2035 | SPP_N_2_ENT | SPP_N | ENT | Internal | Shoulder | B13 | 600 | 1800 | 0 | 117.19 | 118.09 | 5 | 0
2035 | SPP_N_2_ENT | SPP_N | ENT | Internal | Shoulder | B14 | 900 | 1800 | 1623.66 | 112.39 | 117.39 | 5 | 0
2035 | SPP_N_2_ENT | SPP_N | ENT | Internal | Shoulder | B15 | 1203 | 1800 | 1800 | 101.63 | 117.39 | 5 | 10.76
2035 | SPP_N_2_ENT | SPP_N | ENT | Internal | Summer | B1 | 10 | 1800 | 1800 | 212.26 | 220.76 | 5 | 3.5
2035 | SPP_N_2_ENT | SPP_N | ENT | Internal | Summer | B2 | 25 | 1800 | 930.31 | 209.94 | 214.94 | 5 | 0
2035 | SPP_N_2_ENT | SPP_N | ENT | Internal | Summer | B3 | 75 | 1800 | 72.2 | 209.94 | 214.94 | 5 | 0
2035 | SPP_N_2_ENT | SPP_N | ENT | Internal | Summer | B4 | 100 | 1800 | 0 | 195 | 192 | 5 | 0
2035 | SPP_N_2_ENT | SPP_N | ENT | Internal | Summer | B5 | 200 | 1800 | 0 | 159.88 | 156.88 | 5 | 0
2035 | SPP_N_2_ENT | SPP_N | ENT | Internal | Summer | B6 | 300 | 1800 | 0 | 139.52 | 134.59 | 5 | 0
2035 | SPP_N_2_ENT | SPP_N | ENT | Internal | Summer | B7 | 400 | 1800 | 0 | 134.61 | 134.59 | 5 | 0
2035 | SPP_N_2_ENT | SPP_N | ENT | Internal | Summer | B8 | 500 | 1800 | 0 | 123.13 | 127.93 | 5 | 0
2035 | SPP_N_2_ENT | SPP_N | ENT | Internal | Summer | B9 | 800 | 1800 | 0 | 116.6 | 115.88 | 5 | 0
2035 | SPP_N_2_ENT | SPP_N | ENT | Internal | Summer | B10 | 1262 | 1800 | 0 | 115.62 | 115.88 | 5 | 0
2035 | SPP_N_2_ENT | SPP_N | ENT | Internal | Winter | B16 | 25 | 1800 | 1800 | 121.43 | 128.46 | 5 | 2.03
2035 | SPP_N_2_ENT | SPP_N | ENT | Internal | Winter | B17 | 100 | 1800 | 417.79 | 120.39 | 125.39 | 5 | 0
2035 | SPP_N_2_ENT | SPP_N | ENT | Internal | Winter | B18 | 400 | 1800 | 0 | 120.39 | 120.46 | 5 | 0
2035 | SPP_N_2_ENT | SPP_N | ENT | Internal | Winter | B19 | 700 | 1800 | 993.12 | 115.46 | 120.46 | 5 | 0
2035 | SPP_N_2_ENT | SPP_N | ENT | Internal | Winter | B20 | 935 | 1800 | 1800 | 112.86 | 120.46 | 5 | 2.61
2035 | SPP_N_2_MISO_MO-IL | SPP_N | MISO_MO-IL | Internal | Shoulder | B11 | 25 | 2000 | 0 | 136.14 | 135.08 | 5 | 0
2035 | SPP_N_2_MISO_MO-IL | SPP_N | MISO_MO-IL | Internal | Shoulder | B12 | 200 | 2000 | 724.92 | 118.11 | 123.11 | 5 | 0
2035 | SPP_N_2_MISO_MO-IL | SPP_N | MISO_MO-IL | Internal | Shoulder | B13 | 600 | 2000 | 0 | 117.19 | 116.3 | 5 | 0
2035 | SPP_N_2_MISO_MO-IL | SPP_N | MISO_MO-IL | Internal | Shoulder | B14 | 900 | 2000 | 0 | 112.39 | 114.86 | 5 | 0
2035 | SPP_N_2_MISO_MO-IL | SPP_N | MISO_MO-IL | Internal | Shoulder | B15 | 1203 | 2000 | 2000 | 101.63 | 114.84 | 5 | 8.21
2035 | SPP_N_2_MISO_MO-IL | SPP_N | MISO_MO-IL | Internal | Summer | B1 | 10 | 2000 | 1012.57 | 212.26 | 217.26 | 5 | 0
2035 | SPP_N_2_MISO_MO-IL | SPP_N | MISO_MO-IL | Internal | Summer | B2 | 25 | 2000 | 0 | 209.94 | 213.77 | 5 | 0
2035 | SPP_N_2_MISO_MO-IL | SPP_N | MISO_MO-IL | Internal | Summer | B3 | 75 | 2000 | 0 | 209.94 | 213.3 | 5 | 0
2035 | SPP_N_2_MISO_MO-IL | SPP_N | MISO_MO-IL | Internal | Summer | B4 | 100 | 2000 | 628.21 | 195 | 200 | 5 | 0
2035 | SPP_N_2_MISO_MO-IL | SPP_N | MISO_MO-IL | Internal | Summer | B5 | 200 | 2000 | 1210.96 | 159.88 | 164.88 | 5 | 0
2035 | SPP_N_2_MISO_MO-IL | SPP_N | MISO_MO-IL | Internal | Summer | B6 | 300 | 2000 | 0 | 139.52 | 142.59 | 5 | 0
2035 | SPP_N_2_MISO_MO-IL | SPP_N | MISO_MO-IL | Internal | Summer | B7 | 400 | 2000 | 0 | 134.61 | 134.24 | 5 | 0
2035 | SPP_N_2_MISO_MO-IL | SPP_N | MISO_MO-IL | Internal | Summer | B8 | 500 | 2000 | 0 | 123.13 | 119.93 | 5 | 0
2035 | SPP_N_2_MISO_MO-IL | SPP_N | MISO_MO-IL | Internal | Summer | B9 | 800 | 2000 | 0 | 116.6 | 113.41 | 5 | 0
2035 | SPP_N_2_MISO_MO-IL | SPP_N | MISO_MO-IL | Internal | Summer | B10 | 1262 | 2000 | 0 | 115.62 | 113.41 | 5 | 0
2035 | SPP_N_2_MISO_MO-IL | SPP_N | MISO_MO-IL | Internal | Winter | B16 | 25 | 2000 | 2000 | 121.43 | 135.43 | 5 | 9
2035 | SPP_N_2_MISO_MO-IL | SPP_N | MISO_MO-IL | Internal | Winter | B17 | 100 | 2000 | 1456.04 | 120.39 | 125.39 | 5 | 0
2035 | SPP_N_2_MISO_MO-IL | SPP_N | MISO_MO-IL | Internal | Winter | B18 | 400 | 2000 | 0 | 120.39 | 120.35 | 5 | 0
2035 | SPP_N_2_MISO_MO-IL | SPP_N | MISO_MO-IL | Internal | Winter | B19 | 700 | 2000 | 0 | 115.46 | 117.9 | 5 | 0
2035 | SPP_N_2_MISO_MO-IL | SPP_N | MISO_MO-IL | Internal | Winter | B20 | 935 | 2000 | 1487.87 | 112.86 | 117.86 | 5 | 0
2035 | SPP_N_2_MISO_W | SPP_N | MISO_W | Internal | Shoulder | B11 | 25 | 750 | 0 | 136.14 | 135.07 | 5 | 0
2035 | SPP_N_2_MISO_W | SPP_N | MISO_W | Internal | Shoulder | B12 | 200 | 750 | 0 | 118.11 | 123.1 | 5 | 0
2035 | SPP_N_2_MISO_W | SPP_N | MISO_W | Internal | Shoulder | B13 | 600 | 750 | 0 | 117.19 | 116.28 | 5 | 0
2035 | SPP_N_2_MISO_W | SPP_N | MISO_W | Internal | Shoulder | B14 | 900 | 750 | 0 | 112.39 | 110.56 | 5 | 0
2035 | SPP_N_2_MISO_W | SPP_N | MISO_W | Internal | Shoulder | B15 | 1203 | 750 | 0 | 101.63 | 94.63 | 5 | 0
2035 | SPP_N_2_MISO_W | SPP_N | MISO_W | Internal | Summer | B1 | 10 | 750 | 103.42 | 212.26 | 217.26 | 5 | 0
2035 | SPP_N_2_MISO_W | SPP_N | MISO_W | Internal | Summer | B2 | 25 | 750 | 0 | 209.94 | 213.76 | 5 | 0
2035 | SPP_N_2_MISO_W | SPP_N | MISO_W | Internal | Summer | B3 | 75 | 750 | 0 | 209.94 | 213.32 | 5 | 0
2035 | SPP_N_2_MISO_W | SPP_N | MISO_W | Internal | Summer | B4 | 100 | 750 | 692.51 | 195 | 200 | 5 | 0
2035 | SPP_N_2_MISO_W | SPP_N | MISO_W | Internal | Summer | B5 | 200 | 750 | 750 | 159.88 | 164.89 | 5 | 0.01
2035 | SPP_N_2_MISO_W | SPP_N | MISO_W | Internal | Summer | B6 | 300 | 750 | 0 | 139.52 | 142.6 | 5 | 0
2035 | SPP_N_2_MISO_W | SPP_N | MISO_W | Internal | Summer | B7 | 400 | 750 | 0 | 134.61 | 134.23 | 5 | 0
2035 | SPP_N_2_MISO_W | SPP_N | MISO_W | Internal | Summer | B8 | 500 | 750 | 0 | 123.13 | 119.92 | 5 | 0
2035 | SPP_N_2_MISO_W | SPP_N | MISO_W | Internal | Summer | B9 | 800 | 750 | 0 | 116.6 | 113.4 | 5 | 0
2035 | SPP_N_2_MISO_W | SPP_N | MISO_W | Internal | Summer | B10 | 1262 | 750 | 0 | 115.62 | 108.62 | 5 | 0
2035 | SPP_N_2_MISO_W | SPP_N | MISO_W | Internal | Winter | B16 | 25 | 750 | 0 | 121.43 | 114.42 | 5 | 0
2035 | SPP_N_2_MISO_W | SPP_N | MISO_W | Internal | Winter | B17 | 100 | 750 | 0 | 120.39 | 113.39 | 5 | 0
2035 | SPP_N_2_MISO_W | SPP_N | MISO_W | Internal | Winter | B18 | 400 | 750 | 0 | 120.39 | 117.89 | 5 | 0
2035 | SPP_N_2_MISO_W | SPP_N | MISO_W | Internal | Winter | B19 | 700 | 750 | 0 | 115.46 | 117.89 | 5 | 0
2035 | SPP_N_2_MISO_W | SPP_N | MISO_W | Internal | Winter | B20 | 935 | 750 | 0 | 112.86 | 105.87 | 5 | 0
2035 | SPP_N_2_NE | SPP_N | NE | Internal | Shoulder | B11 | 25 | 332 | 0 | 136.14 | 136.13 | 0.01 | 0
2035 | SPP_N_2_NE | SPP_N | NE | Internal | Shoulder | B12 | 200 | 332 | 332 | 118.11 | 118.75 | 0.01 | 0.63
2035 | SPP_N_2_NE | SPP_N | NE | Internal | Shoulder | B13 | 600 | 332 | 332 | 117.19 | 117.56 | 0.01 | 0.36
2035 | SPP_N_2_NE | SPP_N | NE | Internal | Shoulder | B14 | 900 | 332 | 332 | 112.39 | 117.56 | 0.01 | 5.17
2035 | SPP_N_2_NE | SPP_N | NE | Internal | Shoulder | B15 | 1203 | 332 | 0 | 101.63 | 101.63 | 0.01 | 0
2035 | SPP_N_2_NE | SPP_N | NE | Internal | Summer | B1 | 10 | 332 | 332 | 212.26 | 220.32 | 0.01 | 8.05
2035 | SPP_N_2_NE | SPP_N | NE | Internal | Summer | B2 | 25 | 332 | 332 | 209.94 | 220.32 | 0.01 | 10.37
2035 | SPP_N_2_NE | SPP_N | NE | Internal | Summer | B3 | 75 | 332 | 332 | 209.94 | 220.32 | 0.01 | 10.37
2035 | SPP_N_2_NE | SPP_N | NE | Internal | Summer | B4 | 100 | 332 | 332 | 195 | 200 | 0.01 | 4.99
2035 | SPP_N_2_NE | SPP_N | NE | Internal | Summer | B5 | 200 | 332 | 332 | 159.88 | 164.89 | 0.01 | 5
2035 | SPP_N_2_NE | SPP_N | NE | Internal | Summer | B6 | 300 | 332 | 332 | 139.52 | 146.03 | 0.01 | 6.5
2035 | SPP_N_2_NE | SPP_N | NE | Internal | Summer | B7 | 400 | 332 | 332 | 134.61 | 137.79 | 0.01 | 3.18
2035 | SPP_N_2_NE | SPP_N | NE | Internal | Summer | B8 | 500 | 332 | 57.14 | 123.13 | 123.14 | 0.01 | 0
2035 | SPP_N_2_NE | SPP_N | NE | Internal | Summer | B9 | 800 | 332 | 0 | 116.6 | 116.59 | 0.01 | 0
2035 | SPP_N_2_NE | SPP_N | NE | Internal | Summer | B10 | 1262 | 332 | 0 | 115.62 | 115.62 | 0.01 | 0
2035 | SPP_N_2_NE | SPP_N | NE | Internal | Winter | B16 | 25 | 332 | 0 | 121.43 | 121.42 | 0.01 | 0
2035 | SPP_N_2_NE | SPP_N | NE | Internal | Winter | B17 | 100 | 332 | 0 | 120.39 | 120.39 | 0.01 | 0
2035 | SPP_N_2_NE | SPP_N | NE | Internal | Winter | B18 | 400 | 332 | 332 | 120.39 | 120.83 | 0.01 | 0.42
2035 | SPP_N_2_NE | SPP_N | NE | Internal | Winter | B19 | 700 | 332 | 332 | 115.46 | 120.83 | 0.01 | 5.35
2035 | SPP_N_2_NE | SPP_N | NE | Internal | Winter | B20 | 935 | 332 | 25.79 | 112.86 | 112.87 | 0.01 | 0
2035 | SPP_N_2_SPP_S | SPP_N | SPP_S | Internal | Shoulder | B11 | 25 | 4000 | 2725.81 | 136.14 | 136.15 | 0.01 | 0
2035 | SPP_N_2_SPP_S | SPP_N | SPP_S | Internal | Shoulder | B12 | 200 | 4000 | 340.94 | 118.11 | 118.12 | 0.01 | 0
2035 | SPP_N_2_SPP_S | SPP_N | SPP_S | Internal | Shoulder | B13 | 600 | 4000 | 854.64 | 117.19 | 117.21 | 0.01 | 0
2035 | SPP_N_2_SPP_S | SPP_N | SPP_S | Internal | Shoulder | B14 | 900 | 4000 | 0 | 112.39 | 112.39 | 0.01 | 0
2035 | SPP_N_2_SPP_S | SPP_N | SPP_S | Internal | Shoulder | B15 | 1203 | 4000 | 0 | 101.63 | 101.62 | 0.01 | 0
2035 | SPP_N_2_SPP_S | SPP_N | SPP_S | Internal | Summer | B1 | 10 | 4000 | 0 | 212.26 | 134.62 | 0.01 | 0
2035 | SPP_N_2_SPP_S | SPP_N | SPP_S | Internal | Summer | B2 | 25 | 4000 | 0 | 209.94 | 196.29 | 0.01 | 0
2035 | SPP_N_2_SPP_S | SPP_N | SPP_S | Internal | Summer | B3 | 75 | 4000 | 0 | 209.94 | 196.29 | 0.01 | 0
2035 | SPP_N_2_SPP_S | SPP_N | SPP_S | Internal | Summer | B4 | 100 | 4000 | 0 | 195 | 187 | 0.01 | 0
2035 | SPP_N_2_SPP_S | SPP_N | SPP_S | Internal | Summer | B5 | 200 | 4000 | 0 | 159.88 | 146.37 | 0.01 | 0
2035 | SPP_N_2_SPP_S | SPP_N | SPP_S | Internal | Summer | B6 | 300 | 4000 | 1662.09 | 139.52 | 139.53 | 0.01 | 0
2035 | SPP_N_2_SPP_S | SPP_N | SPP_S | Internal | Summer | B7 | 400 | 4000 | 2016.31 | 134.61 | 134.62 | 0.01 | 0
2035 | SPP_N_2_SPP_S | SPP_N | SPP_S | Internal | Summer | B8 | 500 | 4000 | 4000 | 123.13 | 134.31 | 0.01 | 11.16
2035 | SPP_N_2_SPP_S | SPP_N | SPP_S | Internal | Summer | B9 | 800 | 4000 | 2489.24 | 116.6 | 116.61 | 0.01 | 0
2035 | SPP_N_2_SPP_S | SPP_N | SPP_S | Internal | Summer | B10 | 1262 | 4000 | 2889.42 | 115.62 | 115.63 | 0.01 | 0
2035 | SPP_N_2_SPP_S | SPP_N | SPP_S | Internal | Winter | B16 | 25 | 4000 | 1988.21 | 121.43 | 121.44 | 0.01 | 0
2035 | SPP_N_2_SPP_S | SPP_N | SPP_S | Internal | Winter | B17 | 100 | 4000 | 1280.64 | 120.39 | 120.41 | 0.01 | 0
2035 | SPP_N_2_SPP_S | SPP_N | SPP_S | Internal | Winter | B18 | 400 | 4000 | 1592.76 | 120.39 | 120.41 | 0.01 | 0
2035 | SPP_N_2_SPP_S | SPP_N | SPP_S | Internal | Winter | B19 | 700 | 4000 | 1375.35 | 115.46 | 115.48 | 0.01 | 0
2035 | SPP_N_2_SPP_S | SPP_N | SPP_S | Internal | Winter | B20 | 935 | 4000 | 394.75 | 112.86 | 112.87 | 0.01 | 0
2035 | SPP_S_2_ENT | SPP_S | ENT | Internal | Shoulder | B11 | 25 | 850 | 0 | 136.15 | 136.37 | 5 | 0
2035 | SPP_S_2_ENT | SPP_S | ENT | Internal | Shoulder | B12 | 200 | 850 | 0 | 118.12 | 123.11 | 5 | 0
2035 | SPP_S_2_ENT | SPP_S | ENT | Internal | Shoulder | B13 | 600 | 850 | 0 | 117.21 | 118.09 | 5 | 0
2035 | SPP_S_2_ENT | SPP_S | ENT | Internal | Shoulder | B14 | 900 | 850 | 726.9 | 112.39 | 117.39 | 5 | 0
2035 | SPP_S_2_ENT | SPP_S | ENT | Internal | Shoulder | B15 | 1203 | 850 | 850 | 101.62 | 117.39 | 5 | 10.77
2035 | SPP_S_2_ENT | SPP_S | ENT | Internal | Summer | B1 | 10 | 850 | 850 | 134.62 | 220.76 | 5 | 81.14
2035 | SPP_S_2_ENT | SPP_S | ENT | Internal | Summer | B2 | 25 | 850 | 850 | 196.29 | 214.94 | 5 | 13.64
2035 | SPP_S_2_ENT | SPP_S | ENT | Internal | Summer | B3 | 75 | 850 | 850 | 196.29 | 214.94 | 5 | 13.64
2035 | SPP_S_2_ENT | SPP_S | ENT | Internal | Summer | B4 | 100 | 850 | 0.18 | 187 | 192 | 5 | 0
2035 | SPP_S_2_ENT | SPP_S | ENT | Internal | Summer | B5 | 200 | 850 | 850 | 146.37 | 156.88 | 5 | 5.51
2035 | SPP_S_2_ENT | SPP_S | ENT | Internal | Summer | B6 | 300 | 850 | 0 | 139.53 | 134.59 | 5 | 0
2035 | SPP_S_2_ENT | SPP_S | ENT | Internal | Summer | B7 | 400 | 850 | 0 | 134.62 | 134.59 | 5 | 0
2035 | SPP_S_2_ENT | SPP_S | ENT | Internal | Summer | B8 | 500 | 850 | 0 | 134.31 | 127.93 | 5 | 0
2035 | SPP_S_2_ENT | SPP_S | ENT | Internal | Summer | B9 | 800 | 850 | 0 | 116.61 | 115.88 | 5 | 0
2035 | SPP_S_2_ENT | SPP_S | ENT | Internal | Summer | B10 | 1262 | 850 | 0 | 115.63 | 115.88 | 5 | 0
2035 | SPP_S_2_ENT | SPP_S | ENT | Internal | Winter | B16 | 25 | 850 | 850 | 121.44 | 128.46 | 5 | 2.02
2035 | SPP_S_2_ENT | SPP_S | ENT | Internal | Winter | B17 | 100 | 850 | 0 | 120.41 | 125.39 | 5 | 0
2035 | SPP_S_2_ENT | SPP_S | ENT | Internal | Winter | B18 | 400 | 850 | 0 | 120.41 | 120.46 | 5 | 0
2035 | SPP_S_2_ENT | SPP_S | ENT | Internal | Winter | B19 | 700 | 850 | 0 | 115.48 | 120.46 | 5 | 0
2035 | SPP_S_2_ENT | SPP_S | ENT | Internal | Winter | B20 | 935 | 850 | 850 | 112.87 | 120.46 | 5 | 2.6
2035 | SPP_S_2_SPP_N | SPP_S | SPP_N | Internal | Shoulder | B11 | 25 | 640 | 0 | 136.15 | 136.14 | 0.01 | 0
2035 | SPP_S_2_SPP_N | SPP_S | SPP_N | Internal | Shoulder | B12 | 200 | 640 | 0 | 118.12 | 118.11 | 0.01 | 0
2035 | SPP_S_2_SPP_N | SPP_S | SPP_N | Internal | Shoulder | B13 | 600 | 640 | 0 | 117.21 | 117.19 | 0.01 | 0
2035 | SPP_S_2_SPP_N | SPP_S | SPP_N | Internal | Shoulder | B14 | 900 | 640 | 0 | 112.39 | 112.39 | 0.01 | 0
2035 | SPP_S_2_SPP_N | SPP_S | SPP_N | Internal | Shoulder | B15 | 1203 | 640 | 558.6 | 101.62 | 101.63 | 0.01 | 0
2035 | SPP_S_2_SPP_N | SPP_S | SPP_N | Internal | Summer | B1 | 10 | 640 | 640 | 134.62 | 212.26 | 0.01 | 77.63
2035 | SPP_S_2_SPP_N | SPP_S | SPP_N | Internal | Summer | B2 | 25 | 640 | 640 | 196.29 | 209.94 | 0.01 | 13.63
2035 | SPP_S_2_SPP_N | SPP_S | SPP_N | Internal | Summer | B3 | 75 | 640 | 640 | 196.29 | 209.94 | 0.01 | 13.63
2035 | SPP_S_2_SPP_N | SPP_S | SPP_N | Internal | Summer | B4 | 100 | 640 | 640 | 187 | 195 | 0.01 | 7.99
2035 | SPP_S_2_SPP_N | SPP_S | SPP_N | Internal | Summer | B5 | 200 | 640 | 640 | 146.37 | 159.88 | 0.01 | 13.5
2035 | SPP_S_2_SPP_N | SPP_S | SPP_N | Internal | Summer | B6 | 300 | 640 | 0 | 139.53 | 139.52 | 0.01 | 0
2035 | SPP_S_2_SPP_N | SPP_S | SPP_N | Internal | Summer | B7 | 400 | 640 | 0 | 134.62 | 134.61 | 0.01 | 0
2035 | SPP_S_2_SPP_N | SPP_S | SPP_N | Internal | Summer | B8 | 500 | 640 | 0 | 134.31 | 123.13 | 0.01 | 0
2035 | SPP_S_2_SPP_N | SPP_S | SPP_N | Internal | Summer | B9 | 800 | 640 | 0 | 116.61 | 116.6 | 0.01 | 0
2035 | SPP_S_2_SPP_N | SPP_S | SPP_N | Internal | Summer | B10 | 1262 | 640 | 0 | 115.63 | 115.62 | 0.01 | 0
2035 | SPP_S_2_SPP_N | SPP_S | SPP_N | Internal | Winter | B16 | 25 | 640 | 0 | 121.44 | 121.43 | 0.01 | 0
2035 | SPP_S_2_SPP_N | SPP_S | SPP_N | Internal | Winter | B17 | 100 | 640 | 0 | 120.41 | 120.39 | 0.01 | 0
2035 | SPP_S_2_SPP_N | SPP_S | SPP_N | Internal | Winter | B18 | 400 | 640 | 0 | 120.41 | 120.39 | 0.01 | 0
2035 | SPP_S_2_SPP_N | SPP_S | SPP_N | Internal | Winter | B19 | 700 | 640 | 0 | 115.48 | 115.46 | 0.01 | 0
2035 | SPP_S_2_SPP_N | SPP_S | SPP_N | Internal | Winter | B20 | 935 | 640 | 0 | 112.87 | 112.86 | 0.01 | 0
2035 | TVA_2_ENT | TVA | ENT | Internal | Shoulder | B11 | 25 | 500 | 0 | 137.79 | 136.37 | 9 | 0
2035 | TVA_2_ENT | TVA | ENT | Internal | Shoulder | B12 | 200 | 500 | 0 | 118.6 | 123.11 | 9 | 0
2035 | TVA_2_ENT | TVA | ENT | Internal | Shoulder | B13 | 600 | 500 | 0 | 118.6 | 118.09 | 9 | 0
2035 | TVA_2_ENT | TVA | ENT | Internal | Shoulder | B14 | 900 | 500 | 0 | 118.6 | 117.39 | 9 | 0
2035 | TVA_2_ENT | TVA | ENT | Internal | Shoulder | B15 | 1203 | 500 | 0 | 118.6 | 117.39 | 9 | 0
2035 | TVA_2_ENT | TVA | ENT | Internal | Summer | B1 | 10 | 500 | 0 | 225.27 | 220.76 | 9 | 0
2035 | TVA_2_ENT | TVA | ENT | Internal | Summer | B2 | 25 | 500 | 0 | 221.77 | 214.94 | 9 | 0
2035 | TVA_2_ENT | TVA | ENT | Internal | Summer | B3 | 75 | 500 | 0 | 218.61 | 214.94 | 9 | 0
2035 | TVA_2_ENT | TVA | ENT | Internal | Summer | B4 | 100 | 500 | 0 | 191 | 192 | 9 | 0
2035 | TVA_2_ENT | TVA | ENT | Internal | Summer | B5 | 200 | 500 | 0 | 157.88 | 156.88 | 9 | 0
2035 | TVA_2_ENT | TVA | ENT | Internal | Summer | B6 | 300 | 500 | 305.28 | 125.59 | 134.59 | 9 | 0
2035 | TVA_2_ENT | TVA | ENT | Internal | Summer | B7 | 400 | 500 | 500 | 117.33 | 134.59 | 9 | 8.26
2035 | TVA_2_ENT | TVA | ENT | Internal | Summer | B8 | 500 | 500 | 500 | 117.33 | 127.93 | 9 | 1.6
2035 | TVA_2_ENT | TVA | ENT | Internal | Summer | B9 | 800 | 500 | 0 | 117.33 | 115.88 | 9 | 0
2035 | TVA_2_ENT | TVA | ENT | Internal | Summer | B10 | 1262 | 500 | 0 | 117.33 | 115.88 | 9 | 0
2035 | TVA_2_ENT | TVA | ENT | Internal | Winter | B16 | 25 | 500 | 0 | 135.54 | 128.46 | 9 | 0
2035 | TVA_2_ENT | TVA | ENT | Internal | Winter | B17 | 100 | 500 | 0 | 121.38 | 125.39 | 9 | 0
2035 | TVA_2_ENT | TVA | ENT | Internal | Winter | B18 | 400 | 500 | 0 | 121.38 | 120.46 | 9 | 0
2035 | TVA_2_ENT | TVA | ENT | Internal | Winter | B19 | 700 | 500 | 0 | 121.38 | 120.46 | 9 | 0
2035 | TVA_2_ENT | TVA | ENT | Internal | Winter | B20 | 935 | 500 | 0 | 121.38 | 120.46 | 9 | 0
2035 | TVA_2_MISO_MO-IL | TVA | MISO_MO-IL | Internal | Shoulder | B11 | 25 | 50 | 0 | 137.79 | 135.08 | 9 | 0
2035 | TVA_2_MISO_MO-IL | TVA | MISO_MO-IL | Internal | Shoulder | B12 | 200 | 50 | 0 | 118.6 | 123.11 | 9 | 0
2035 | TVA_2_MISO_MO-IL | TVA | MISO_MO-IL | Internal | Shoulder | B13 | 600 | 50 | 0 | 118.6 | 116.3 | 9 | 0
2035 | TVA_2_MISO_MO-IL | TVA | MISO_MO-IL | Internal | Shoulder | B14 | 900 | 50 | 0 | 118.6 | 114.86 | 9 | 0
2035 | TVA_2_MISO_MO-IL | TVA | MISO_MO-IL | Internal | Shoulder | B15 | 1203 | 50 | 0 | 118.6 | 114.84 | 9 | 0
2035 | TVA_2_MISO_MO-IL | TVA | MISO_MO-IL | Internal | Summer | B1 | 10 | 50 | 0 | 225.27 | 217.26 | 9 | 0
2035 | TVA_2_MISO_MO-IL | TVA | MISO_MO-IL | Internal | Summer | B2 | 25 | 50 | 0 | 221.77 | 213.77 | 9 | 0
2035 | TVA_2_MISO_MO-IL | TVA | MISO_MO-IL | Internal | Summer | B3 | 75 | 50 | 0 | 218.61 | 213.3 | 9 | 0
2035 | TVA_2_MISO_MO-IL | TVA | MISO_MO-IL | Internal | Summer | B4 | 100 | 50 | 30.86 | 191 | 200 | 9 | 0
2035 | TVA_2_MISO_MO-IL | TVA | MISO_MO-IL | Internal | Summer | B5 | 200 | 50 | 0 | 157.88 | 164.88 | 9 | 0
2035 | TVA_2_MISO_MO-IL | TVA | MISO_MO-IL | Internal | Summer | B6 | 300 | 50 | 50 | 125.59 | 142.59 | 9 | 8
2035 | TVA_2_MISO_MO-IL | TVA | MISO_MO-IL | Internal | Summer | B7 | 400 | 50 | 50 | 117.33 | 134.24 | 9 | 7.92
2035 | TVA_2_MISO_MO-IL | TVA | MISO_MO-IL | Internal | Summer | B8 | 500 | 50 | 0 | 117.33 | 119.93 | 9 | 0
2035 | TVA_2_MISO_MO-IL | TVA | MISO_MO-IL | Internal | Summer | B9 | 800 | 50 | 0 | 117.33 | 113.41 | 9 | 0
2035 | TVA_2_MISO_MO-IL | TVA | MISO_MO-IL | Internal | Summer | B10 | 1262 | 50 | 0 | 117.33 | 113.41 | 9 | 0
2035 | TVA_2_MISO_MO-IL | TVA | MISO_MO-IL | Internal | Winter | B16 | 25 | 50 | 0 | 135.54 | 135.43 | 9 | 0
2035 | TVA_2_MISO_MO-IL | TVA | MISO_MO-IL | Internal | Winter | B17 | 100 | 50 | 0 | 121.38 | 125.39 | 9 | 0
2035 | TVA_2_MISO_MO-IL | TVA | MISO_MO-IL | Internal | Winter | B18 | 400 | 50 | 0 | 121.38 | 120.35 | 9 | 0
2035 | TVA_2_MISO_MO-IL | TVA | MISO_MO-IL | Internal | Winter | B19 | 700 | 50 | 0 | 121.38 | 117.9 | 9 | 0
2035 | TVA_2_MISO_MO-IL | TVA | MISO_MO-IL | Internal | Winter | B20 | 935 | 50 | 0 | 121.38 | 117.86 | 9 | 0
2035 | TVA_2_NonRTO_Midwest | TVA | NonRTO_Midwest | Internal | Shoulder | B11 | 25 | 100 | 0 | 137.79 | 141.38 | 9 | 0
2035 | TVA_2_NonRTO_Midwest | TVA | NonRTO_Midwest | Internal | Shoulder | B12 | 200 | 100 | 0 | 118.6 | 127.15 | 9 | 0
2035 | TVA_2_NonRTO_Midwest | TVA | NonRTO_Midwest | Internal | Shoulder | B13 | 600 | 100 | 0 | 118.6 | 118.54 | 9 | 0
2035 | TVA_2_NonRTO_Midwest | TVA | NonRTO_Midwest | Internal | Shoulder | B14 | 900 | 100 | 0 | 118.6 | 118.54 | 9 | 0
2035 | TVA_2_NonRTO_Midwest | TVA | NonRTO_Midwest | Internal | Shoulder | B15 | 1203 | 100 | 0 | 118.6 | 118.54 | 9 | 0
2035 | TVA_2_NonRTO_Midwest | TVA | NonRTO_Midwest | Internal | Summer | B1 | 10 | 100 | 0 | 225.27 | 219.93 | 9 | 0
2035 | TVA_2_NonRTO_Midwest | TVA | NonRTO_Midwest | Internal | Summer | B2 | 25 | 100 | 0 | 221.77 | 219.93 | 9 | 0
2035 | TVA_2_NonRTO_Midwest | TVA | NonRTO_Midwest | Internal | Summer | B3 | 75 | 100 | 0 | 218.61 | 218.6 | 9 | 0
2035 | TVA_2_NonRTO_Midwest | TVA | NonRTO_Midwest | Internal | Summer | B4 | 100 | 100 | 67.2 | 191 | 200 | 9 | 0
2035 | TVA_2_NonRTO_Midwest | TVA | NonRTO_Midwest | Internal | Summer | B5 | 200 | 100 | 0 | 157.88 | 154.96 | 9 | 0
2035 | TVA_2_NonRTO_Midwest | TVA | NonRTO_Midwest | Internal | Summer | B6 | 300 | 100 | 0 | 125.59 | 130.26 | 9 | 0
2035 | TVA_2_NonRTO_Midwest | TVA | NonRTO_Midwest | Internal | Summer | B7 | 400 | 100 | 0 | 117.33 | 117.59 | 9 | 0
2035 | TVA_2_NonRTO_Midwest | TVA | NonRTO_Midwest | Internal | Summer | B8 | 500 | 100 | 0 | 117.33 | 117.03 | 9 | 0
2035 | TVA_2_NonRTO_Midwest | TVA | NonRTO_Midwest | Internal | Summer | B9 | 800 | 100 | 0 | 117.33 | 117.03 | 9 | 0
2035 | TVA_2_NonRTO_Midwest | TVA | NonRTO_Midwest | Internal | Summer | B10 | 1262 | 100 | 0 | 117.33 | 117.03 | 9 | 0
2035 | TVA_2_NonRTO_Midwest | TVA | NonRTO_Midwest | Internal | Winter | B16 | 25 | 100 | 0 | 135.54 | 143.43 | 9 | 0
2035 | TVA_2_NonRTO_Midwest | TVA | NonRTO_Midwest | Internal | Winter | B17 | 100 | 100 | 100 | 121.38 | 133.38 | 9 | 3
2035 | TVA_2_NonRTO_Midwest | TVA | NonRTO_Midwest | Internal | Winter | B18 | 400 | 100 | 0 | 121.38 | 121.86 | 9 | 0
2035 | TVA_2_NonRTO_Midwest | TVA | NonRTO_Midwest | Internal | Winter | B19 | 700 | 100 | 0 | 121.38 | 121.86 | 9 | 0
2035 | TVA_2_NonRTO_Midwest | TVA | NonRTO_Midwest | Internal | Winter | B20 | 935 | 100 | 0 | 121.38 | 121.86 | 9 | 0
2035 | TVA_2_PJM_ROR | TVA | PJM_ROR | Internal | Shoulder | B11 | 25 | 500 | 0 | 137.79 | 133.31 | 9 | 0
2035 | TVA_2_PJM_ROR | TVA | PJM_ROR | Internal | Shoulder | B12 | 200 | 500 | 500 | 118.6 | 130.66 | 9 | 3.07
2035 | TVA_2_PJM_ROR | TVA | PJM_ROR | Internal | Shoulder | B13 | 600 | 500 | 0 | 118.6 | 122.79 | 9 | 0
2035 | TVA_2_PJM_ROR | TVA | PJM_ROR | Internal | Shoulder | B14 | 900 | 500 | 0 | 118.6 | 116.85 | 9 | 0
2035 | TVA_2_PJM_ROR | TVA | PJM_ROR | Internal | Shoulder | B15 | 1203 | 500 | 0 | 118.6 | 114.79 | 9 | 0
2035 | TVA_2_PJM_ROR | TVA | PJM_ROR | Internal | Summer | B1 | 10 | 500 | 0 | 225.27 | 215.76 | 9 | 0
2035 | TVA_2_PJM_ROR | TVA | PJM_ROR | Internal | Summer | B2 | 25 | 500 | 0 | 221.77 | 215.76 | 9 | 0
2035 | TVA_2_PJM_ROR | TVA | PJM_ROR | Internal | Summer | B3 | 75 | 500 | 0 | 218.61 | 212.6 | 9 | 0
2035 | TVA_2_PJM_ROR | TVA | PJM_ROR | Internal | Summer | B4 | 100 | 500 | 0 | 191 | 198 | 9 | 0
2035 | TVA_2_PJM_ROR | TVA | PJM_ROR | Internal | Summer | B5 | 200 | 500 | 0 | 157.88 | 162.89 | 9 | 0
2035 | TVA_2_PJM_ROR | TVA | PJM_ROR | Internal | Summer | B6 | 300 | 500 | 500 | 125.59 | 140.27 | 9 | 5.68
2035 | TVA_2_PJM_ROR | TVA | PJM_ROR | Internal | Summer | B7 | 400 | 500 | 500 | 117.33 | 133.46 | 9 | 7.14
2035 | TVA_2_PJM_ROR | TVA | PJM_ROR | Internal | Summer | B8 | 500 | 500 | 500 | 117.33 | 127.95 | 9 | 1.62
2035 | TVA_2_PJM_ROR | TVA | PJM_ROR | Internal | Summer | B9 | 800 | 500 | 0 | 117.33 | 115.41 | 9 | 0
2035 | TVA_2_PJM_ROR | TVA | PJM_ROR | Internal | Summer | B10 | 1262 | 500 | 0 | 117.33 | 113.16 | 9 | 0
2035 | TVA_2_PJM_ROR | TVA | PJM_ROR | Internal | Winter | B16 | 25 | 500 | 0 | 135.54 | 137.43 | 9 | 0
2035 | TVA_2_PJM_ROR | TVA | PJM_ROR | Internal | Winter | B17 | 100 | 500 | 500 | 121.38 | 137.43 | 9 | 7.05
2035 | TVA_2_PJM_ROR | TVA | PJM_ROR | Internal | Winter | B18 | 400 | 500 | 0 | 121.38 | 123.93 | 9 | 0
2035 | TVA_2_PJM_ROR | TVA | PJM_ROR | Internal | Winter | B19 | 700 | 500 | 0 | 121.38 | 119.9 | 9 | 0
2035 | TVA_2_PJM_ROR | TVA | PJM_ROR | Internal | Winter | B20 | 935 | 500 | 0 | 121.38 | 118.29 | 9 | 0
2035 | TVA_2_SOCO | TVA | SOCO | Internal | Shoulder | B11 | 25 | 500 | 0 | 137.79 | 138.57 | 9 | 0
2035 | TVA_2_SOCO | TVA | SOCO | Internal | Shoulder | B12 | 200 | 500 | 0 | 118.6 | 119.26 | 9 | 0
2035 | TVA_2_SOCO | TVA | SOCO | Internal | Shoulder | B13 | 600 | 500 | 0 | 118.6 | 119.26 | 9 | 0
2035 | TVA_2_SOCO | TVA | SOCO | Internal | Shoulder | B14 | 900 | 500 | 0 | 118.6 | 119.26 | 9 | 0
2035 | TVA_2_SOCO | TVA | SOCO | Internal | Shoulder | B15 | 1203 | 500 | 0 | 118.6 | 119.26 | 9 | 0
2035 | TVA_2_SOCO | TVA | SOCO | Internal | Summer | B1 | 10 | 500 | 0 | 225.27 | 228.76 | 9 | 0
2035 | TVA_2_SOCO | TVA | SOCO | Internal | Summer | B2 | 25 | 500 | 0 | 221.77 | 222.94 | 9 | 0
2035 | TVA_2_SOCO | TVA | SOCO | Internal | Summer | B3 | 75 | 500 | 0 | 218.61 | 222.94 | 9 | 0
2035 | TVA_2_SOCO | TVA | SOCO | Internal | Summer | B4 | 100 | 500 | 0 | 191 | 182 | 9 | 0
2035 | TVA_2_SOCO | TVA | SOCO | Internal | Summer | B5 | 200 | 500 | 0 | 157.88 | 150.71 | 9 | 0
2035 | TVA_2_SOCO | TVA | SOCO | Internal | Summer | B6 | 300 | 500 | 500 | 125.59 | 137 | 9 | 2.41
2035 | TVA_2_SOCO | TVA | SOCO | Internal | Summer | B7 | 400 | 500 | 0 | 117.33 | 125.95 | 9 | 0
2035 | TVA_2_SOCO | TVA | SOCO | Internal | Summer | B8 | 500 | 500 | 0 | 117.33 | 117.93 | 9 | 0
2035 | TVA_2_SOCO | TVA | SOCO | Internal | Summer | B9 | 800 | 500 | 0 | 117.33 | 117.93 | 9 | 0
2035 | TVA_2_SOCO | TVA | SOCO | Internal | Summer | B10 | 1262 | 500 | 0 | 117.33 | 117.93 | 9 | 0
2035 | TVA_2_SOCO | TVA | SOCO | Internal | Winter | B16 | 25 | 500 | 0 | 135.54 | 136.46 | 9 | 0
2035 | TVA_2_SOCO | TVA | SOCO | Internal | Winter | B17 | 100 | 500 | 0 | 121.38 | 122.22 | 9 | 0
2035 | TVA_2_SOCO | TVA | SOCO | Internal | Winter | B18 | 400 | 500 | 0 | 121.38 | 122.22 | 9 | 0
2035 | TVA_2_SOCO | TVA | SOCO | Internal | Winter | B19 | 700 | 500 | 0 | 121.38 | 122.22 | 9 | 0
2035 | TVA_2_SOCO | TVA | SOCO | Internal | Winter | B20 | 935 | 500 | 0 | 121.38 | 121.37 | 9 | 0
2035 | TVA_2_VACAR | TVA | VACAR | Internal | Shoulder | B11 | 25 | 150 | 0 | 137.79 | 131.57 | 9 | 0
2035 | TVA_2_VACAR | TVA | VACAR | Internal | Shoulder | B12 | 200 | 150 | 0 | 118.6 | 121.07 | 9 | 0
2035 | TVA_2_VACAR | TVA | VACAR | Internal | Shoulder | B13 | 600 | 150 | 0 | 118.6 | 121.07 | 9 | 0
2035 | TVA_2_VACAR | TVA | VACAR | Internal | Shoulder | B14 | 900 | 150 | 0 | 118.6 | 121.07 | 9 | 0
2035 | TVA_2_VACAR | TVA | VACAR | Internal | Shoulder | B15 | 1203 | 150 | 0 | 118.6 | 119.25 | 9 | 0
2035 | TVA_2_VACAR | TVA | VACAR | Internal | Summer | B1 | 10 | 150 | 0 | 225.27 | 221.76 | 9 | 0
2035 | TVA_2_VACAR | TVA | VACAR | Internal | Summer | B2 | 25 | 150 | 0 | 221.77 | 221.76 | 9 | 0
2035 | TVA_2_VACAR | TVA | VACAR | Internal | Summer | B3 | 75 | 150 | 0 | 218.61 | 215.94 | 9 | 0
2035 | TVA_2_VACAR | TVA | VACAR | Internal | Summer | B4 | 100 | 150 | 0 | 191 | 175 | 9 | 0
2035 | TVA_2_VACAR | TVA | VACAR | Internal | Summer | B5 | 200 | 150 | 0 | 157.88 | 155.89 | 9 | 0
2035 | TVA_2_VACAR | TVA | VACAR | Internal | Summer | B6 | 300 | 150 | 0 | 125.59 | 130 | 9 | 0
2035 | TVA_2_VACAR | TVA | VACAR | Internal | Summer | B7 | 400 | 150 | 0 | 117.33 | 118.95 | 9 | 0
2035 | TVA_2_VACAR | TVA | VACAR | Internal | Summer | B8 | 500 | 150 | 0 | 117.33 | 118.95 | 9 | 0
2035 | TVA_2_VACAR | TVA | VACAR | Internal | Summer | B9 | 800 | 150 | 0 | 117.33 | 118.95 | 9 | 0
2035 | TVA_2_VACAR | TVA | VACAR | Internal | Summer | B10 | 1262 | 150 | 0 | 117.33 | 118.95 | 9 | 0
2035 | TVA_2_VACAR | TVA | VACAR | Internal | Winter | B16 | 25 | 150 | 0 | 135.54 | 130.43 | 9 | 0
2035 | TVA_2_VACAR | TVA | VACAR | Internal | Winter | B17 | 100 | 150 | 0 | 121.38 | 125.9 | 9 | 0
2035 | TVA_2_VACAR | TVA | VACAR | Internal | Winter | B18 | 400 | 150 | 0 | 121.38 | 125.9 | 9 | 0
2035 | TVA_2_VACAR | TVA | VACAR | Internal | Winter | B19 | 700 | 150 | 0 | 121.38 | 125.9 | 9 | 0
2035 | TVA_2_VACAR | TVA | VACAR | Internal | Winter | B20 | 935 | 150 | 0 | 121.38 | 114.37 | 9 | 0
2035 | TVA_Transmission_2_ENT | TVA_Transmission | ENT | Internal | Shoulder | B11 | 25 | 3000 | 0 | 138.11 | 136.37 | 9 | 0
2035 | TVA_Transmission_2_ENT | TVA_Transmission | ENT | Internal | Shoulder | B12 | 200 | 3000 | 0 | 124.61 | 123.11 | 9 | 0
2035 | TVA_Transmission_2_ENT | TVA_Transmission | ENT | Internal | Shoulder | B13 | 600 | 3000 | 0 | 120.83 | 118.09 | 9 | 0
2035 | TVA_Transmission_2_ENT | TVA_Transmission | ENT | Internal | Shoulder | B14 | 900 | 3000 | 0 | 120.01 | 117.39 | 9 | 0
2035 | TVA_Transmission_2_ENT | TVA_Transmission | ENT | Internal | Shoulder | B15 | 1203 | 3000 | 0 | 119.41 | 117.39 | 9 | 0
2035 | TVA_Transmission_2_ENT | TVA_Transmission | ENT | Internal | Summer | B1 | 10 | 3000 | 0 | 225.26 | 220.76 | 9 | 0
2035 | TVA_Transmission_2_ENT | TVA_Transmission | ENT | Internal | Summer | B2 | 25 | 3000 | 0 | 221.76 | 214.94 | 9 | 0
2035 | TVA_Transmission_2_ENT | TVA_Transmission | ENT | Internal | Summer | B3 | 75 | 3000 | 0 | 218.6 | 214.94 | 9 | 0
2035 | TVA_Transmission_2_ENT | TVA_Transmission | ENT | Internal | Summer | B4 | 100 | 3000 | 0 | 191 | 192 | 9 | 0
2035 | TVA_Transmission_2_ENT | TVA_Transmission | ENT | Internal | Summer | B5 | 200 | 3000 | 0 | 159.24 | 156.88 | 9 | 0
2035 | TVA_Transmission_2_ENT | TVA_Transmission | ENT | Internal | Summer | B6 | 300 | 3000 | 0 | 135.28 | 134.59 | 9 | 0
2035 | TVA_Transmission_2_ENT | TVA_Transmission | ENT | Internal | Summer | B7 | 400 | 3000 | 104.99 | 125.59 | 134.59 | 9 | 0
2035 | TVA_Transmission_2_ENT | TVA_Transmission | ENT | Internal | Summer | B8 | 500 | 3000 | 0 | 122.17 | 127.93 | 9 | 0
2035 | TVA_Transmission_2_ENT | TVA_Transmission | ENT | Internal | Summer | B9 | 800 | 3000 | 0 | 118.59 | 115.88 | 9 | 0
2035 | TVA_Transmission_2_ENT | TVA_Transmission | ENT | Internal | Summer | B10 | 1262 | 3000 | 0 | 118.1 | 115.88 | 9 | 0
2035 | TVA_Transmission_2_ENT | TVA_Transmission | ENT | Internal | Winter | B16 | 25 | 3000 | 0 | 135.99 | 128.46 | 9 | 0
2035 | TVA_Transmission_2_ENT | TVA_Transmission | ENT | Internal | Winter | B17 | 100 | 3000 | 0 | 129.66 | 125.39 | 9 | 0
2035 | TVA_Transmission_2_ENT | TVA_Transmission | ENT | Internal | Winter | B18 | 400 | 3000 | 0 | 123.88 | 120.46 | 9 | 0
2035 | TVA_Transmission_2_ENT | TVA_Transmission | ENT | Internal | Winter | B19 | 700 | 3000 | 0 | 122.97 | 120.46 | 9 | 0
2035 | TVA_Transmission_2_ENT | TVA_Transmission | ENT | Internal | Winter | B20 | 935 | 3000 | 0 | 121.37 | 120.46 | 9 | 0
2035 | TVA_Transmission_2_MISO_MO-IL | TVA_Transmission | MISO_MO-IL | Internal | Shoulder | B11 | 25 | 4000 | 0 | 138.11 | 135.08 | 9 | 0
2035 | TVA_Transmission_2_MISO_MO-IL | TVA_Transmission | MISO_MO-IL | Internal | Shoulder | B12 | 200 | 4000 | 0 | 124.61 | 123.11 | 9 | 0
2035 | TVA_Transmission_2_MISO_MO-IL | TVA_Transmission | MISO_MO-IL | Internal | Shoulder | B13 | 600 | 4000 | 0 | 120.83 | 116.3 | 9 | 0
2035 | TVA_Transmission_2_MISO_MO-IL | TVA_Transmission | MISO_MO-IL | Internal | Shoulder | B14 | 900 | 4000 | 0 | 120.01 | 114.86 | 9 | 0
2035 | TVA_Transmission_2_MISO_MO-IL | TVA_Transmission | MISO_MO-IL | Internal | Shoulder | B15 | 1203 | 4000 | 0 | 119.41 | 114.84 | 9 | 0
2035 | TVA_Transmission_2_MISO_MO-IL | TVA_Transmission | MISO_MO-IL | Internal | Summer | B1 | 10 | 4000 | 0 | 225.26 | 217.26 | 9 | 0
2035 | TVA_Transmission_2_MISO_MO-IL | TVA_Transmission | MISO_MO-IL | Internal | Summer | B2 | 25 | 4000 | 0 | 221.76 | 213.77 | 9 | 0
2035 | TVA_Transmission_2_MISO_MO-IL | TVA_Transmission | MISO_MO-IL | Internal | Summer | B3 | 75 | 4000 | 0 | 218.6 | 213.3 | 9 | 0
2035 | TVA_Transmission_2_MISO_MO-IL | TVA_Transmission | MISO_MO-IL | Internal | Summer | B4 | 100 | 4000 | 656.39 | 191 | 200 | 9 | 0
2035 | TVA_Transmission_2_MISO_MO-IL | TVA_Transmission | MISO_MO-IL | Internal | Summer | B5 | 200 | 4000 | 0 | 159.24 | 164.88 | 9 | 0
2035 | TVA_Transmission_2_MISO_MO-IL | TVA_Transmission | MISO_MO-IL | Internal | Summer | B6 | 300 | 4000 | 0 | 135.28 | 142.59 | 9 | 0
2035 | TVA_Transmission_2_MISO_MO-IL | TVA_Transmission | MISO_MO-IL | Internal | Summer | B7 | 400 | 4000 | 0 | 125.59 | 134.24 | 9 | 0
2035 | TVA_Transmission_2_MISO_MO-IL | TVA_Transmission | MISO_MO-IL | Internal | Summer | B8 | 500 | 4000 | 0 | 122.17 | 119.93 | 9 | 0
2035 | TVA_Transmission_2_MISO_MO-IL | TVA_Transmission | MISO_MO-IL | Internal | Summer | B9 | 800 | 4000 | 0 | 118.59 | 113.41 | 9 | 0
2035 | TVA_Transmission_2_MISO_MO-IL | TVA_Transmission | MISO_MO-IL | Internal | Summer | B10 | 1262 | 4000 | 0 | 118.1 | 113.41 | 9 | 0
2035 | TVA_Transmission_2_MISO_MO-IL | TVA_Transmission | MISO_MO-IL | Internal | Winter | B16 | 25 | 4000 | 0 | 135.99 | 135.43 | 9 | 0
2035 | TVA_Transmission_2_MISO_MO-IL | TVA_Transmission | MISO_MO-IL | Internal | Winter | B17 | 100 | 4000 | 0 | 129.66 | 125.39 | 9 | 0
2035 | TVA_Transmission_2_MISO_MO-IL | TVA_Transmission | MISO_MO-IL | Internal | Winter | B18 | 400 | 4000 | 0 | 123.88 | 120.35 | 9 | 0
2035 | TVA_Transmission_2_MISO_MO-IL | TVA_Transmission | MISO_MO-IL | Internal | Winter | B19 | 700 | 4000 | 0 | 122.97 | 117.9 | 9 | 0
2035 | TVA_Transmission_2_MISO_MO-IL | TVA_Transmission | MISO_MO-IL | Internal | Winter | B20 | 935 | 4000 | 0 | 121.37 | 117.86 | 9 | 0
2035 | TVA_Transmission_2_NonRTO_Midwest | TVA_Transmission | NonRTO_Midwest | Internal | Shoulder | B11 | 25 | 700 | 0 | 138.11 | 141.38 | 9 | 0
2035 | TVA_Transmission_2_NonRTO_Midwest | TVA_Transmission | NonRTO_Midwest | Internal | Shoulder | B12 | 200 | 700 | 0 | 124.61 | 127.15 | 9 | 0
2035 | TVA_Transmission_2_NonRTO_Midwest | TVA_Transmission | NonRTO_Midwest | Internal | Shoulder | B13 | 600 | 700 | 0 | 120.83 | 118.54 | 9 | 0
2035 | TVA_Transmission_2_NonRTO_Midwest | TVA_Transmission | NonRTO_Midwest | Internal | Shoulder | B14 | 900 | 700 | 0 | 120.01 | 118.54 | 9 | 0
2035 | TVA_Transmission_2_NonRTO_Midwest | TVA_Transmission | NonRTO_Midwest | Internal | Shoulder | B15 | 1203 | 700 | 0 | 119.41 | 118.54 | 9 | 0
2035 | TVA_Transmission_2_NonRTO_Midwest | TVA_Transmission | NonRTO_Midwest | Internal | Summer | B1 | 10 | 700 | 0 | 225.26 | 219.93 | 9 | 0
2035 | TVA_Transmission_2_NonRTO_Midwest | TVA_Transmission | NonRTO_Midwest | Internal | Summer | B2 | 25 | 700 | 0 | 221.76 | 219.93 | 9 | 0
2035 | TVA_Transmission_2_NonRTO_Midwest | TVA_Transmission | NonRTO_Midwest | Internal | Summer | B3 | 75 | 700 | 0 | 218.6 | 218.6 | 9 | 0
2035 | TVA_Transmission_2_NonRTO_Midwest | TVA_Transmission | NonRTO_Midwest | Internal | Summer | B4 | 100 | 700 | 243.61 | 191 | 200 | 9 | 0
2035 | TVA_Transmission_2_NonRTO_Midwest | TVA_Transmission | NonRTO_Midwest | Internal | Summer | B5 | 200 | 700 | 0 | 159.24 | 154.96 | 9 | 0
2035 | TVA_Transmission_2_NonRTO_Midwest | TVA_Transmission | NonRTO_Midwest | Internal | Summer | B6 | 300 | 700 | 0 | 135.28 | 130.26 | 9 | 0
2035 | TVA_Transmission_2_NonRTO_Midwest | TVA_Transmission | NonRTO_Midwest | Internal | Summer | B7 | 400 | 700 | 0 | 125.59 | 117.59 | 9 | 0
2035 | TVA_Transmission_2_NonRTO_Midwest | TVA_Transmission | NonRTO_Midwest | Internal | Summer | B8 | 500 | 700 | 0 | 122.17 | 117.03 | 9 | 0
2035 | TVA_Transmission_2_NonRTO_Midwest | TVA_Transmission | NonRTO_Midwest | Internal | Summer | B9 | 800 | 700 | 0 | 118.59 | 117.03 | 9 | 0
2035 | TVA_Transmission_2_NonRTO_Midwest | TVA_Transmission | NonRTO_Midwest | Internal | Summer | B10 | 1262 | 700 | 0 | 118.1 | 117.03 | 9 | 0
2035 | TVA_Transmission_2_NonRTO_Midwest | TVA_Transmission | NonRTO_Midwest | Internal | Winter | B16 | 25 | 700 | 0 | 135.99 | 143.43 | 9 | 0
2035 | TVA_Transmission_2_NonRTO_Midwest | TVA_Transmission | NonRTO_Midwest | Internal | Winter | B17 | 100 | 700 | 0 | 129.66 | 133.38 | 9 | 0
2035 | TVA_Transmission_2_NonRTO_Midwest | TVA_Transmission | NonRTO_Midwest | Internal | Winter | B18 | 400 | 700 | 0 | 123.88 | 121.86 | 9 | 0
2035 | TVA_Transmission_2_NonRTO_Midwest | TVA_Transmission | NonRTO_Midwest | Internal | Winter | B19 | 700 | 700 | 0 | 122.97 | 121.86 | 9 | 0
2035 | TVA_Transmission_2_NonRTO_Midwest | TVA_Transmission | NonRTO_Midwest | Internal | Winter | B20 | 935 | 700 | 0 | 121.37 | 121.86 | 9 | 0
2035 | TVA_Transmission_2_PJM_ROR | TVA_Transmission | PJM_ROR | Internal | Shoulder | B11 | 25 | 2000 | 0 | 138.11 | 133.31 | 9 | 0
2035 | TVA_Transmission_2_PJM_ROR | TVA_Transmission | PJM_ROR | Internal | Shoulder | B12 | 200 | 2000 | 0 | 124.61 | 130.66 | 9 | 0
2035 | TVA_Transmission_2_PJM_ROR | TVA_Transmission | PJM_ROR | Internal | Shoulder | B13 | 600 | 2000 | 0 | 120.83 | 122.79 | 9 | 0
2035 | TVA_Transmission_2_PJM_ROR | TVA_Transmission | PJM_ROR | Internal | Shoulder | B14 | 900 | 2000 | 0 | 120.01 | 116.85 | 9 | 0
2035 | TVA_Transmission_2_PJM_ROR | TVA_Transmission | PJM_ROR | Internal | Shoulder | B15 | 1203 | 2000 | 0 | 119.41 | 114.79 | 9 | 0
2035 | TVA_Transmission_2_PJM_ROR | TVA_Transmission | PJM_ROR | Internal | Summer | B1 | 10 | 2000 | 0 | 225.26 | 215.76 | 9 | 0
2035 | TVA_Transmission_2_PJM_ROR | TVA_Transmission | PJM_ROR | Internal | Summer | B2 | 25 | 2000 | 0 | 221.76 | 215.76 | 9 | 0
2035 | TVA_Transmission_2_PJM_ROR | TVA_Transmission | PJM_ROR | Internal | Summer | B3 | 75 | 2000 | 0 | 218.6 | 212.6 | 9 | 0
2035 | TVA_Transmission_2_PJM_ROR | TVA_Transmission | PJM_ROR | Internal | Summer | B4 | 100 | 2000 | 0 | 191 | 198 | 9 | 0
2035 | TVA_Transmission_2_PJM_ROR | TVA_Transmission | PJM_ROR | Internal | Summer | B5 | 200 | 2000 | 0 | 159.24 | 162.89 | 9 | 0
2035 | TVA_Transmission_2_PJM_ROR | TVA_Transmission | PJM_ROR | Internal | Summer | B6 | 300 | 2000 | 0 | 135.28 | 140.27 | 9 | 0
2035 | TVA_Transmission_2_PJM_ROR | TVA_Transmission | PJM_ROR | Internal | Summer | B7 | 400 | 2000 | 0 | 125.59 | 133.46 | 9 | 0
2035 | TVA_Transmission_2_PJM_ROR | TVA_Transmission | PJM_ROR | Internal | Summer | B8 | 500 | 2000 | 0 | 122.17 | 127.95 | 9 | 0
2035 | TVA_Transmission_2_PJM_ROR | TVA_Transmission | PJM_ROR | Internal | Summer | B9 | 800 | 2000 | 0 | 118.59 | 115.41 | 9 | 0
2035 | TVA_Transmission_2_PJM_ROR | TVA_Transmission | PJM_ROR | Internal | Summer | B10 | 1262 | 2000 | 0 | 118.1 | 113.16 | 9 | 0
2035 | TVA_Transmission_2_PJM_ROR | TVA_Transmission | PJM_ROR | Internal | Winter | B16 | 25 | 2000 | 0 | 135.99 | 137.43 | 9 | 0
2035 | TVA_Transmission_2_PJM_ROR | TVA_Transmission | PJM_ROR | Internal | Winter | B17 | 100 | 2000 | 0 | 129.66 | 137.43 | 9 | 0
2035 | TVA_Transmission_2_PJM_ROR | TVA_Transmission | PJM_ROR | Internal | Winter | B18 | 400 | 2000 | 0 | 123.88 | 123.93 | 9 | 0
2035 | TVA_Transmission_2_PJM_ROR | TVA_Transmission | PJM_ROR | Internal | Winter | B19 | 700 | 2000 | 0 | 122.97 | 119.9 | 9 | 0
2035 | TVA_Transmission_2_PJM_ROR | TVA_Transmission | PJM_ROR | Internal | Winter | B20 | 935 | 2000 | 0 | 121.37 | 118.29 | 9 | 0
2035 | TVA_Transmission_2_SOCO | TVA_Transmission | SOCO | Internal | Shoulder | B11 | 25 | 3200 | 0 | 138.11 | 138.57 | 9 | 0
2035 | TVA_Transmission_2_SOCO | TVA_Transmission | SOCO | Internal | Shoulder | B12 | 200 | 3200 | 0 | 124.61 | 119.26 | 9 | 0
2035 | TVA_Transmission_2_SOCO | TVA_Transmission | SOCO | Internal | Shoulder | B13 | 600 | 3200 | 0 | 120.83 | 119.26 | 9 | 0
2035 | TVA_Transmission_2_SOCO | TVA_Transmission | SOCO | Internal | Shoulder | B14 | 900 | 3200 | 0 | 120.01 | 119.26 | 9 | 0
2035 | TVA_Transmission_2_SOCO | TVA_Transmission | SOCO | Internal | Shoulder | B15 | 1203 | 3200 | 0 | 119.41 | 119.26 | 9 | 0
2035 | TVA_Transmission_2_SOCO | TVA_Transmission | SOCO | Internal | Summer | B1 | 10 | 3200 | 0 | 225.26 | 228.76 | 9 | 0
2035 | TVA_Transmission_2_SOCO | TVA_Transmission | SOCO | Internal | Summer | B2 | 25 | 3200 | 0 | 221.76 | 222.94 | 9 | 0
2035 | TVA_Transmission_2_SOCO | TVA_Transmission | SOCO | Internal | Summer | B3 | 75 | 3200 | 0 | 218.6 | 222.94 | 9 | 0
2035 | TVA_Transmission_2_SOCO | TVA_Transmission | SOCO | Internal | Summer | B4 | 100 | 3200 | 0 | 191 | 182 | 9 | 0
2035 | TVA_Transmission_2_SOCO | TVA_Transmission | SOCO | Internal | Summer | B5 | 200 | 3200 | 0 | 159.24 | 150.71 | 9 | 0
2035 | TVA_Transmission_2_SOCO | TVA_Transmission | SOCO | Internal | Summer | B6 | 300 | 3200 | 0 | 135.28 | 137 | 9 | 0
2035 | TVA_Transmission_2_SOCO | TVA_Transmission | SOCO | Internal | Summer | B7 | 400 | 3200 | 0 | 125.59 | 125.95 | 9 | 0
2035 | TVA_Transmission_2_SOCO | TVA_Transmission | SOCO | Internal | Summer | B8 | 500 | 3200 | 0 | 122.17 | 117.93 | 9 | 0
2035 | TVA_Transmission_2_SOCO | TVA_Transmission | SOCO | Internal | Summer | B9 | 800 | 3200 | 0 | 118.59 | 117.93 | 9 | 0
2035 | TVA_Transmission_2_SOCO | TVA_Transmission | SOCO | Internal | Summer | B10 | 1262 | 3200 | 0 | 118.1 | 117.93 | 9 | 0
2035 | TVA_Transmission_2_SOCO | TVA_Transmission | SOCO | Internal | Winter | B16 | 25 | 3200 | 0 | 135.99 | 136.46 | 9 | 0
2035 | TVA_Transmission_2_SOCO | TVA_Transmission | SOCO | Internal | Winter | B17 | 100 | 3200 | 0 | 129.66 | 122.22 | 9 | 0
2035 | TVA_Transmission_2_SOCO | TVA_Transmission | SOCO | Internal | Winter | B18 | 400 | 3200 | 0 | 123.88 | 122.22 | 9 | 0
2035 | TVA_Transmission_2_SOCO | TVA_Transmission | SOCO | Internal | Winter | B19 | 700 | 3200 | 0 | 122.97 | 122.22 | 9 | 0
2035 | TVA_Transmission_2_SOCO | TVA_Transmission | SOCO | Internal | Winter | B20 | 935 | 3200 | 0 | 121.37 | 121.37 | 9 | 0
2035 | TVA_Transmission_2_TVA | TVA_Transmission | TVA | Internal | Shoulder | B11 | 25 | 99999 | 0 | 138.11 | 137.79 | 0.01 | 0
2035 | TVA_Transmission_2_TVA | TVA_Transmission | TVA | Internal | Shoulder | B12 | 200 | 99999 | 0 | 124.61 | 118.6 | 0.01 | 0
2035 | TVA_Transmission_2_TVA | TVA_Transmission | TVA | Internal | Shoulder | B13 | 600 | 99999 | 0 | 120.83 | 118.6 | 0.01 | 0
2035 | TVA_Transmission_2_TVA | TVA_Transmission | TVA | Internal | Shoulder | B14 | 900 | 99999 | 0 | 120.01 | 118.6 | 0.01 | 0
2035 | TVA_Transmission_2_TVA | TVA_Transmission | TVA | Internal | Shoulder | B15 | 1203 | 99999 | 0 | 119.41 | 118.6 | 0.01 | 0
2035 | TVA_Transmission_2_TVA | TVA_Transmission | TVA | Internal | Summer | B1 | 10 | 99999 | 2970.44 | 225.26 | 225.27 | 0.01 | 0
2035 | TVA_Transmission_2_TVA | TVA_Transmission | TVA | Internal | Summer | B2 | 25 | 99999 | 2179.61 | 221.76 | 221.77 | 0.01 | 0
2035 | TVA_Transmission_2_TVA | TVA_Transmission | TVA | Internal | Summer | B3 | 75 | 99999 | 620.86 | 218.6 | 218.61 | 0.01 | 0
2035 | TVA_Transmission_2_TVA | TVA_Transmission | TVA | Internal | Summer | B4 | 100 | 99999 | 0 | 191 | 191 | 0.01 | 0
2035 | TVA_Transmission_2_TVA | TVA_Transmission | TVA | Internal | Summer | B5 | 200 | 99999 | 0 | 159.24 | 157.88 | 0.01 | 0
2035 | TVA_Transmission_2_TVA | TVA_Transmission | TVA | Internal | Summer | B6 | 300 | 99999 | 0 | 135.28 | 125.59 | 0.01 | 0
2035 | TVA_Transmission_2_TVA | TVA_Transmission | TVA | Internal | Summer | B7 | 400 | 99999 | 0 | 125.59 | 117.33 | 0.01 | 0
2035 | TVA_Transmission_2_TVA | TVA_Transmission | TVA | Internal | Summer | B8 | 500 | 99999 | 0 | 122.17 | 117.33 | 0.01 | 0
2035 | TVA_Transmission_2_TVA | TVA_Transmission | TVA | Internal | Summer | B9 | 800 | 99999 | 0 | 118.59 | 117.33 | 0.01 | 0
2035 | TVA_Transmission_2_TVA | TVA_Transmission | TVA | Internal | Summer | B10 | 1262 | 99999 | 0 | 118.1 | 117.33 | 0.01 | 0
2035 | TVA_Transmission_2_TVA | TVA_Transmission | TVA | Internal | Winter | B16 | 25 | 99999 | 0 | 135.99 | 135.54 | 0.01 | 0
2035 | TVA_Transmission_2_TVA | TVA_Transmission | TVA | Internal | Winter | B17 | 100 | 99999 | 0 | 129.66 | 121.38 | 0.01 | 0
2035 | TVA_Transmission_2_TVA | TVA_Transmission | TVA | Internal | Winter | B18 | 400 | 99999 | 0 | 123.88 | 121.38 | 0.01 | 0
2035 | TVA_Transmission_2_TVA | TVA_Transmission | TVA | Internal | Winter | B19 | 700 | 99999 | 0 | 122.97 | 121.38 | 0.01 | 0
2035 | TVA_Transmission_2_TVA | TVA_Transmission | TVA | Internal | Winter | B20 | 935 | 99999 | 440.67 | 121.37 | 121.38 | 0.01 | 0
2035 | TVA_Transmission_2_VACAR | TVA_Transmission | VACAR | Internal | Shoulder | B11 | 25 | 900 | 0 | 138.11 | 131.57 | 9 | 0
2035 | TVA_Transmission_2_VACAR | TVA_Transmission | VACAR | Internal | Shoulder | B12 | 200 | 900 | 0 | 124.61 | 121.07 | 9 | 0
2035 | TVA_Transmission_2_VACAR | TVA_Transmission | VACAR | Internal | Shoulder | B13 | 600 | 900 | 0 | 120.83 | 121.07 | 9 | 0
2035 | TVA_Transmission_2_VACAR | TVA_Transmission | VACAR | Internal | Shoulder | B14 | 900 | 900 | 0 | 120.01 | 121.07 | 9 | 0
2035 | TVA_Transmission_2_VACAR | TVA_Transmission | VACAR | Internal | Shoulder | B15 | 1203 | 900 | 0 | 119.41 | 119.25 | 9 | 0
2035 | TVA_Transmission_2_VACAR | TVA_Transmission | VACAR | Internal | Summer | B1 | 10 | 900 | 0 | 225.26 | 221.76 | 9 | 0
2035 | TVA_Transmission_2_VACAR | TVA_Transmission | VACAR | Internal | Summer | B2 | 25 | 900 | 0 | 221.76 | 221.76 | 9 | 0
2035 | TVA_Transmission_2_VACAR | TVA_Transmission | VACAR | Internal | Summer | B3 | 75 | 900 | 0 | 218.6 | 215.94 | 9 | 0
2035 | TVA_Transmission_2_VACAR | TVA_Transmission | VACAR | Internal | Summer | B4 | 100 | 900 | 0 | 191 | 175 | 9 | 0
2035 | TVA_Transmission_2_VACAR | TVA_Transmission | VACAR | Internal | Summer | B5 | 200 | 900 | 0 | 159.24 | 155.89 | 9 | 0
2035 | TVA_Transmission_2_VACAR | TVA_Transmission | VACAR | Internal | Summer | B6 | 300 | 900 | 0 | 135.28 | 130 | 9 | 0
2035 | TVA_Transmission_2_VACAR | TVA_Transmission | VACAR | Internal | Summer | B7 | 400 | 900 | 0 | 125.59 | 118.95 | 9 | 0
2035 | TVA_Transmission_2_VACAR | TVA_Transmission | VACAR | Internal | Summer | B8 | 500 | 900 | 0 | 122.17 | 118.95 | 9 | 0
2035 | TVA_Transmission_2_VACAR | TVA_Transmission | VACAR | Internal | Summer | B9 | 800 | 900 | 0 | 118.59 | 118.95 | 9 | 0
2035 | TVA_Transmission_2_VACAR | TVA_Transmission | VACAR | Internal | Summer | B10 | 1262 | 900 | 0 | 118.1 | 118.95 | 9 | 0
2035 | TVA_Transmission_2_VACAR | TVA_Transmission | VACAR | Internal | Winter | B16 | 25 | 900 | 0 | 135.99 | 130.43 | 9 | 0
2035 | TVA_Transmission_2_VACAR | TVA_Transmission | VACAR | Internal | Winter | B17 | 100 | 900 | 0 | 129.66 | 125.9 | 9 | 0
2035 | TVA_Transmission_2_VACAR | TVA_Transmission | VACAR | Internal | Winter | B18 | 400 | 900 | 0 | 123.88 | 125.9 | 9 | 0
2035 | TVA_Transmission_2_VACAR | TVA_Transmission | VACAR | Internal | Winter | B19 | 700 | 900 | 0 | 122.97 | 125.9 | 9 | 0
2035 | TVA_Transmission_2_VACAR | TVA_Transmission | VACAR | Internal | Winter | B20 | 935 | 900 | 0 | 121.37 | 114.37 | 9 | 0
2035 | VACAR_2_PJM_ROR | VACAR | PJM_ROR | Internal | Shoulder | B11 | 25 | 2000 | 0 | 131.57 | 133.31 | 7 | 0
2035 | VACAR_2_PJM_ROR | VACAR | PJM_ROR | Internal | Shoulder | B12 | 200 | 2000 | 2000 | 121.07 | 130.66 | 7 | 2.59
2035 | VACAR_2_PJM_ROR | VACAR | PJM_ROR | Internal | Shoulder | B13 | 600 | 2000 | 0 | 121.07 | 122.79 | 7 | 0
2035 | VACAR_2_PJM_ROR | VACAR | PJM_ROR | Internal | Shoulder | B14 | 900 | 2000 | 0 | 121.07 | 116.85 | 7 | 0
2035 | VACAR_2_PJM_ROR | VACAR | PJM_ROR | Internal | Shoulder | B15 | 1203 | 2000 | 0 | 119.25 | 114.79 | 7 | 0
2035 | VACAR_2_PJM_ROR | VACAR | PJM_ROR | Internal | Summer | B1 | 10 | 2000 | 0 | 221.76 | 215.76 | 7 | 0
2035 | VACAR_2_PJM_ROR | VACAR | PJM_ROR | Internal | Summer | B2 | 25 | 2000 | 0 | 221.76 | 215.76 | 7 | 0
2035 | VACAR_2_PJM_ROR | VACAR | PJM_ROR | Internal | Summer | B3 | 75 | 2000 | 0 | 215.94 | 212.6 | 7 | 0
2035 | VACAR_2_PJM_ROR | VACAR | PJM_ROR | Internal | Summer | B4 | 100 | 2000 | 2000 | 175 | 198 | 7 | 16
2035 | VACAR_2_PJM_ROR | VACAR | PJM_ROR | Internal | Summer | B5 | 200 | 2000 | 266.64 | 155.89 | 162.89 | 7 | 0
2035 | VACAR_2_PJM_ROR | VACAR | PJM_ROR | Internal | Summer | B6 | 300 | 2000 | 2000 | 130 | 140.27 | 7 | 3.26
2035 | VACAR_2_PJM_ROR | VACAR | PJM_ROR | Internal | Summer | B7 | 400 | 2000 | 2000 | 118.95 | 133.46 | 7 | 7.51
2035 | VACAR_2_PJM_ROR | VACAR | PJM_ROR | Internal | Summer | B8 | 500 | 2000 | 2000 | 118.95 | 127.95 | 7 | 2
2035 | VACAR_2_PJM_ROR | VACAR | PJM_ROR | Internal | Summer | B9 | 800 | 2000 | 0 | 118.95 | 115.41 | 7 | 0
2035 | VACAR_2_PJM_ROR | VACAR | PJM_ROR | Internal | Summer | B10 | 1262 | 2000 | 0 | 118.95 | 113.16 | 7 | 0
2035 | VACAR_2_PJM_ROR | VACAR | PJM_ROR | Internal | Winter | B16 | 25 | 2000 | 306.59 | 130.43 | 137.43 | 7 | 0
2035 | VACAR_2_PJM_ROR | VACAR | PJM_ROR | Internal | Winter | B17 | 100 | 2000 | 2000 | 125.9 | 137.43 | 7 | 4.53
2035 | VACAR_2_PJM_ROR | VACAR | PJM_ROR | Internal | Winter | B18 | 400 | 2000 | 0 | 125.9 | 123.93 | 7 | 0
2035 | VACAR_2_PJM_ROR | VACAR | PJM_ROR | Internal | Winter | B19 | 700 | 2000 | 0 | 125.9 | 119.9 | 7 | 0
2035 | VACAR_2_PJM_ROR | VACAR | PJM_ROR | Internal | Winter | B20 | 935 | 2000 | 0 | 114.37 | 118.29 | 7 | 0
2035 | VACAR_2_SOCO | VACAR | SOCO | Internal | Shoulder | B11 | 25 | 3000 | 979.99 | 131.57 | 138.57 | 7 | 0
2035 | VACAR_2_SOCO | VACAR | SOCO | Internal | Shoulder | B12 | 200 | 3000 | 0 | 121.07 | 119.26 | 7 | 0
2035 | VACAR_2_SOCO | VACAR | SOCO | Internal | Shoulder | B13 | 600 | 3000 | 0 | 121.07 | 119.26 | 7 | 0
2035 | VACAR_2_SOCO | VACAR | SOCO | Internal | Shoulder | B14 | 900 | 3000 | 0 | 121.07 | 119.26 | 7 | 0
2035 | VACAR_2_SOCO | VACAR | SOCO | Internal | Shoulder | B15 | 1203 | 3000 | 0 | 119.25 | 119.26 | 7 | 0
2035 | VACAR_2_SOCO | VACAR | SOCO | Internal | Summer | B1 | 10 | 3000 | 43.95 | 221.76 | 228.76 | 7 | 0
2035 | VACAR_2_SOCO | VACAR | SOCO | Internal | Summer | B2 | 25 | 3000 | 0 | 221.76 | 222.94 | 7 | 0
2035 | VACAR_2_SOCO | VACAR | SOCO | Internal | Summer | B3 | 75 | 3000 | 171.57 | 215.94 | 222.94 | 7 | 0
2035 | VACAR_2_SOCO | VACAR | SOCO | Internal | Summer | B4 | 100 | 3000 | 1191.98 | 175 | 182 | 7 | 0
2035 | VACAR_2_SOCO | VACAR | SOCO | Internal | Summer | B5 | 200 | 3000 | 0 | 155.89 | 150.71 | 7 | 0
2035 | VACAR_2_SOCO | VACAR | SOCO | Internal | Summer | B6 | 300 | 3000 | 517.67 | 130 | 137 | 7 | 0
2035 | VACAR_2_SOCO | VACAR | SOCO | Internal | Summer | B7 | 400 | 3000 | 2188.08 | 118.95 | 125.95 | 7 | 0
2035 | VACAR_2_SOCO | VACAR | SOCO | Internal | Summer | B8 | 500 | 3000 | 0 | 118.95 | 117.93 | 7 | 0
2035 | VACAR_2_SOCO | VACAR | SOCO | Internal | Summer | B9 | 800 | 3000 | 0 | 118.95 | 117.93 | 7 | 0
2035 | VACAR_2_SOCO | VACAR | SOCO | Internal | Summer | B10 | 1262 | 3000 | 0 | 118.95 | 117.93 | 7 | 0
2035 | VACAR_2_SOCO | VACAR | SOCO | Internal | Winter | B16 | 25 | 3000 | 0 | 130.43 | 136.46 | 7 | 0
2035 | VACAR_2_SOCO | VACAR | SOCO | Internal | Winter | B17 | 100 | 3000 | 0 | 125.9 | 122.22 | 7 | 0
2035 | VACAR_2_SOCO | VACAR | SOCO | Internal | Winter | B18 | 400 | 3000 | 0 | 125.9 | 122.22 | 7 | 0
2035 | VACAR_2_SOCO | VACAR | SOCO | Internal | Winter | B19 | 700 | 3000 | 0 | 125.9 | 122.22 | 7 | 0
2035 | VACAR_2_SOCO | VACAR | SOCO | Internal | Winter | B20 | 935 | 3000 | 59.35 | 114.37 | 121.37 | 7 | 0
2035 | VACAR_2_TVA_Transmission | VACAR | TVA_Transmission | Internal | Shoulder | B11 | 25 | 900 | 0 | 131.57 | 138.11 | 7 | 0
2035 | VACAR_2_TVA_Transmission | VACAR | TVA_Transmission | Internal | Shoulder | B12 | 200 | 900 | 0 | 121.07 | 124.61 | 7 | 0
2035 | VACAR_2_TVA_Transmission | VACAR | TVA_Transmission | Internal | Shoulder | B13 | 600 | 900 | 0 | 121.07 | 120.83 | 7 | 0
2035 | VACAR_2_TVA_Transmission | VACAR | TVA_Transmission | Internal | Shoulder | B14 | 900 | 900 | 0 | 121.07 | 120.01 | 7 | 0
2035 | VACAR_2_TVA_Transmission | VACAR | TVA_Transmission | Internal | Shoulder | B15 | 1203 | 900 | 0 | 119.25 | 119.41 | 7 | 0
2035 | VACAR_2_TVA_Transmission | VACAR | TVA_Transmission | Internal | Summer | B1 | 10 | 900 | 0 | 221.76 | 225.26 | 7 | 0
2035 | VACAR_2_TVA_Transmission | VACAR | TVA_Transmission | Internal | Summer | B2 | 25 | 900 | 0 | 221.76 | 221.76 | 7 | 0
2035 | VACAR_2_TVA_Transmission | VACAR | TVA_Transmission | Internal | Summer | B3 | 75 | 900 | 0 | 215.94 | 218.6 | 7 | 0
2035 | VACAR_2_TVA_Transmission | VACAR | TVA_Transmission | Internal | Summer | B4 | 100 | 900 | 900 | 175 | 191 | 7 | 9
2035 | VACAR_2_TVA_Transmission | VACAR | TVA_Transmission | Internal | Summer | B5 | 200 | 900 | 0 | 155.89 | 159.24 | 7 | 0
2035 | VACAR_2_TVA_Transmission | VACAR | TVA_Transmission | Internal | Summer | B6 | 300 | 900 | 0 | 130 | 135.28 | 7 | 0
2035 | VACAR_2_TVA_Transmission | VACAR | TVA_Transmission | Internal | Summer | B7 | 400 | 900 | 0 | 118.95 | 125.59 | 7 | 0
2035 | VACAR_2_TVA_Transmission | VACAR | TVA_Transmission | Internal | Summer | B8 | 500 | 900 | 0 | 118.95 | 122.17 | 7 | 0
2035 | VACAR_2_TVA_Transmission | VACAR | TVA_Transmission | Internal | Summer | B9 | 800 | 900 | 0 | 118.95 | 118.59 | 7 | 0
2035 | VACAR_2_TVA_Transmission | VACAR | TVA_Transmission | Internal | Summer | B10 | 1262 | 900 | 0 | 118.95 | 118.1 | 7 | 0
2035 | VACAR_2_TVA_Transmission | VACAR | TVA_Transmission | Internal | Winter | B16 | 25 | 900 | 0 | 130.43 | 135.99 | 7 | 0
2035 | VACAR_2_TVA_Transmission | VACAR | TVA_Transmission | Internal | Winter | B17 | 100 | 900 | 0 | 125.9 | 129.66 | 7 | 0
2035 | VACAR_2_TVA_Transmission | VACAR | TVA_Transmission | Internal | Winter | B18 | 400 | 900 | 0 | 125.9 | 123.88 | 7 | 0
2035 | VACAR_2_TVA_Transmission | VACAR | TVA_Transmission | Internal | Winter | B19 | 700 | 900 | 0 | 125.9 | 122.97 | 7 | 0
2035 | VACAR_2_TVA_Transmission | VACAR | TVA_Transmission | Internal | Winter | B20 | 935 | 900 | 440.67 | 114.37 | 121.37 | 7 | 0
2040 | ENT_2_MISO_MO-IL | ENT | MISO_MO-IL | Internal | Shoulder | B11 | 25 | 2260 | 0 | 162.43 | 155.21 | 8 | 0
2040 | ENT_2_MISO_MO-IL | ENT | MISO_MO-IL | Internal | Shoulder | B12 | 200 | 2260 | 0 | 156.63 | 153.9 | 8 | 0
2040 | ENT_2_MISO_MO-IL | ENT | MISO_MO-IL | Internal | Shoulder | B13 | 600 | 2260 | 0 | 156.63 | 153.9 | 8 | 0
2040 | ENT_2_MISO_MO-IL | ENT | MISO_MO-IL | Internal | Shoulder | B14 | 900 | 2260 | 1794.29 | 141.1 | 149.1 | 8 | 0
2040 | ENT_2_MISO_MO-IL | ENT | MISO_MO-IL | Internal | Shoulder | B15 | 1203 | 2260 | 0 | 78.48 | 83.47 | 8 | 0
2040 | ENT_2_MISO_MO-IL | ENT | MISO_MO-IL | Internal | Summer | B1 | 10 | 2260 | 0 | 290.01 | 284.23 | 8 | 0
2040 | ENT_2_MISO_MO-IL | ENT | MISO_MO-IL | Internal | Summer | B2 | 25 | 2260 | 0 | 288.81 | 284.23 | 8 | 0
2040 | ENT_2_MISO_MO-IL | ENT | MISO_MO-IL | Internal | Summer | B3 | 75 | 2260 | 0 | 282.14 | 284.23 | 8 | 0
2040 | ENT_2_MISO_MO-IL | ENT | MISO_MO-IL | Internal | Summer | B4 | 100 | 2260 | 0 | 193.34 | 193.34 | 8 | 0
2040 | ENT_2_MISO_MO-IL | ENT | MISO_MO-IL | Internal | Summer | B5 | 200 | 2260 | 0 | 180.56 | 186.28 | 8 | 0
2040 | ENT_2_MISO_MO-IL | ENT | MISO_MO-IL | Internal | Summer | B6 | 300 | 2260 | 0 | 172.71 | 173.1 | 8 | 0
2040 | ENT_2_MISO_MO-IL | ENT | MISO_MO-IL | Internal | Summer | B7 | 400 | 2260 | 0 | 165.48 | 165.57 | 8 | 0
2040 | ENT_2_MISO_MO-IL | ENT | MISO_MO-IL | Internal | Summer | B8 | 500 | 2260 | 0 | 154.98 | 152.3 | 8 | 0
2040 | ENT_2_MISO_MO-IL | ENT | MISO_MO-IL | Internal | Summer | B9 | 800 | 2260 | 0 | 154.98 | 152.3 | 8 | 0
2040 | ENT_2_MISO_MO-IL | ENT | MISO_MO-IL | Internal | Summer | B10 | 1262 | 2260 | 2260 | 96.23 | 105.23 | 8 | 1
2040 | ENT_2_MISO_MO-IL | ENT | MISO_MO-IL | Internal | Winter | B16 | 25 | 2260 | 0 | 160.17 | 157.29 | 8 | 0
2040 | ENT_2_MISO_MO-IL | ENT | MISO_MO-IL | Internal | Winter | B17 | 100 | 2260 | 0 | 160.17 | 157.27 | 8 | 0
2040 | ENT_2_MISO_MO-IL | ENT | MISO_MO-IL | Internal | Winter | B18 | 400 | 2260 | 0 | 157.41 | 157.27 | 8 | 0
2040 | ENT_2_MISO_MO-IL | ENT | MISO_MO-IL | Internal | Winter | B19 | 700 | 2260 | 0 | 145.96 | 153.32 | 8 | 0
2040 | ENT_2_MISO_MO-IL | ENT | MISO_MO-IL | Internal | Winter | B20 | 935 | 2260 | 0 | 78.73 | 82.73 | 8 | 0
2040 | ENT_2_SOCO | ENT | SOCO | Internal | Shoulder | B11 | 25 | 2000 | 0 | 162.43 | 168.21 | 8 | 0
2040 | ENT_2_SOCO | ENT | SOCO | Internal | Shoulder | B12 | 200 | 2000 | 0 | 156.63 | 152.96 | 8 | 0
2040 | ENT_2_SOCO | ENT | SOCO | Internal | Shoulder | B13 | 600 | 2000 | 0 | 156.63 | 149.1 | 8 | 0
2040 | ENT_2_SOCO | ENT | SOCO | Internal | Shoulder | B14 | 900 | 2000 | 532.93 | 141.1 | 149.1 | 8 | 0
2040 | ENT_2_SOCO | ENT | SOCO | Internal | Shoulder | B15 | 1203 | 2000 | 0 | 78.48 | 76.48 | 8 | 0
2040 | ENT_2_SOCO | ENT | SOCO | Internal | Summer | B1 | 10 | 2000 | 1503.93 | 290.01 | 298.01 | 8 | 0
2040 | ENT_2_SOCO | ENT | SOCO | Internal | Summer | B2 | 25 | 2000 | 1938.54 | 288.81 | 296.81 | 8 | 0
2040 | ENT_2_SOCO | ENT | SOCO | Internal | Summer | B3 | 75 | 2000 | 25.53 | 282.14 | 290.14 | 8 | 0
2040 | ENT_2_SOCO | ENT | SOCO | Internal | Summer | B4 | 100 | 2000 | 0 | 193.34 | 183.34 | 8 | 0
2040 | ENT_2_SOCO | ENT | SOCO | Internal | Summer | B5 | 200 | 2000 | 0 | 180.56 | 182.87 | 8 | 0
2040 | ENT_2_SOCO | ENT | SOCO | Internal | Summer | B6 | 300 | 2000 | 0 | 172.71 | 163.96 | 8 | 0
2040 | ENT_2_SOCO | ENT | SOCO | Internal | Summer | B7 | 400 | 2000 | 0 | 165.48 | 163.96 | 8 | 0
2040 | ENT_2_SOCO | ENT | SOCO | Internal | Summer | B8 | 500 | 2000 | 0 | 154.98 | 157.34 | 8 | 0
2040 | ENT_2_SOCO | ENT | SOCO | Internal | Summer | B9 | 800 | 2000 | 0 | 154.98 | 157.02 | 8 | 0
2040 | ENT_2_SOCO | ENT | SOCO | Internal | Summer | B10 | 1262 | 2000 | 0 | 96.23 | 86.23 | 8 | 0
2040 | ENT_2_SOCO | ENT | SOCO | Internal | Winter | B16 | 25 | 2000 | 2000 | 160.17 | 170.78 | 8 | 2.61
2040 | ENT_2_SOCO | ENT | SOCO | Internal | Winter | B17 | 100 | 2000 | 0 | 160.17 | 160.78 | 8 | 0
2040 | ENT_2_SOCO | ENT | SOCO | Internal | Winter | B18 | 400 | 2000 | 0 | 157.41 | 151.32 | 8 | 0
2040 | ENT_2_SOCO | ENT | SOCO | Internal | Winter | B19 | 700 | 2000 | 0 | 145.96 | 151.32 | 8 | 0
2040 | ENT_2_SOCO | ENT | SOCO | Internal | Winter | B20 | 935 | 2000 | 0 | 78.73 | 76.73 | 8 | 0
2040 | ENT_2_SPP_N | ENT | SPP_N | Internal | Shoulder | B11 | 25 | 1300 | 0 | 162.43 | 157.43 | 8 | 0
2040 | ENT_2_SPP_N | ENT | SPP_N | Internal | Shoulder | B12 | 200 | 1300 | 0 | 156.63 | 156.44 | 8 | 0
2040 | ENT_2_SPP_N | ENT | SPP_N | Internal | Shoulder | B13 | 600 | 1300 | 0 | 156.63 | 151.63 | 8 | 0
2040 | ENT_2_SPP_N | ENT | SPP_N | Internal | Shoulder | B14 | 900 | 1300 | 0 | 141.1 | 115.54 | 8 | 0
2040 | ENT_2_SPP_N | ENT | SPP_N | Internal | Shoulder | B15 | 1203 | 1300 | 0 | 78.48 | 73.5 | 8 | 0
2040 | ENT_2_SPP_N | ENT | SPP_N | Internal | Summer | B1 | 10 | 1300 | 0 | 290.01 | 279.23 | 8 | 0
2040 | ENT_2_SPP_N | ENT | SPP_N | Internal | Summer | B2 | 25 | 1300 | 0 | 288.81 | 279.23 | 8 | 0
2040 | ENT_2_SPP_N | ENT | SPP_N | Internal | Summer | B3 | 75 | 1300 | 0 | 282.14 | 279.23 | 8 | 0
2040 | ENT_2_SPP_N | ENT | SPP_N | Internal | Summer | B4 | 100 | 1300 | 0 | 193.34 | 189.27 | 8 | 0
2040 | ENT_2_SPP_N | ENT | SPP_N | Internal | Summer | B5 | 200 | 1300 | 0 | 180.56 | 185.1 | 8 | 0
2040 | ENT_2_SPP_N | ENT | SPP_N | Internal | Summer | B6 | 300 | 1300 | 0 | 172.71 | 180.69 | 8 | 0
2040 | ENT_2_SPP_N | ENT | SPP_N | Internal | Summer | B7 | 400 | 1300 | 0 | 165.48 | 172.56 | 8 | 0
2040 | ENT_2_SPP_N | ENT | SPP_N | Internal | Summer | B8 | 500 | 1300 | 0 | 154.98 | 155.86 | 8 | 0
2040 | ENT_2_SPP_N | ENT | SPP_N | Internal | Summer | B9 | 800 | 1300 | 0 | 154.98 | 154.73 | 8 | 0
2040 | ENT_2_SPP_N | ENT | SPP_N | Internal | Summer | B10 | 1262 | 1300 | 0 | 96.23 | 91.23 | 8 | 0
2040 | ENT_2_SPP_N | ENT | SPP_N | Internal | Winter | B16 | 25 | 1300 | 0 | 160.17 | 152.29 | 8 | 0
2040 | ENT_2_SPP_N | ENT | SPP_N | Internal | Winter | B17 | 100 | 1300 | 0 | 160.17 | 125.04 | 8 | 0
2040 | ENT_2_SPP_N | ENT | SPP_N | Internal | Winter | B18 | 400 | 1300 | 0 | 157.41 | 152.4 | 8 | 0
2040 | ENT_2_SPP_N | ENT | SPP_N | Internal | Winter | B19 | 700 | 1300 | 0 | 145.96 | 140.96 | 8 | 0
2040 | ENT_2_SPP_N | ENT | SPP_N | Internal | Winter | B20 | 935 | 1300 | 0 | 78.73 | 73.5 | 8 | 0
2040 | ENT_2_SPP_S | ENT | SPP_S | Internal | Shoulder | B11 | 25 | 1300 | 0 | 162.43 | 157.44 | 8 | 0
2040 | ENT_2_SPP_S | ENT | SPP_S | Internal | Shoulder | B12 | 200 | 1300 | 0 | 156.63 | 156.45 | 8 | 0
2040 | ENT_2_SPP_S | ENT | SPP_S | Internal | Shoulder | B13 | 600 | 1300 | 0 | 156.63 | 151.64 | 8 | 0
2040 | ENT_2_SPP_S | ENT | SPP_S | Internal | Shoulder | B14 | 900 | 1300 | 0 | 141.1 | 109.82 | 8 | 0
2040 | ENT_2_SPP_S | ENT | SPP_S | Internal | Shoulder | B15 | 1203 | 1300 | 0 | 78.48 | 73.48 | 8 | 0
2040 | ENT_2_SPP_S | ENT | SPP_S | Internal | Summer | B1 | 10 | 1300 | 0 | 290.01 | 180.71 | 8 | 0
2040 | ENT_2_SPP_S | ENT | SPP_S | Internal | Summer | B2 | 25 | 1300 | 0 | 288.81 | 263.88 | 8 | 0
2040 | ENT_2_SPP_S | ENT | SPP_S | Internal | Summer | B3 | 75 | 1300 | 0 | 282.14 | 277.14 | 8 | 0
2040 | ENT_2_SPP_S | ENT | SPP_S | Internal | Summer | B4 | 100 | 1300 | 0 | 193.34 | 189.29 | 8 | 0
2040 | ENT_2_SPP_S | ENT | SPP_S | Internal | Summer | B5 | 200 | 1300 | 0 | 180.56 | 185.11 | 8 | 0
2040 | ENT_2_SPP_S | ENT | SPP_S | Internal | Summer | B6 | 300 | 1300 | 574.07 | 172.71 | 180.71 | 8 | 0
2040 | ENT_2_SPP_S | ENT | SPP_S | Internal | Summer | B7 | 400 | 1300 | 1300 | 165.48 | 177.28 | 8 | 3.8
2040 | ENT_2_SPP_S | ENT | SPP_S | Internal | Summer | B8 | 500 | 1300 | 0 | 154.98 | 155.87 | 8 | 0
2040 | ENT_2_SPP_S | ENT | SPP_S | Internal | Summer | B9 | 800 | 1300 | 0 | 154.98 | 154.74 | 8 | 0
2040 | ENT_2_SPP_S | ENT | SPP_S | Internal | Summer | B10 | 1262 | 1300 | 0 | 96.23 | 91.24 | 8 | 0
2040 | ENT_2_SPP_S | ENT | SPP_S | Internal | Winter | B16 | 25 | 1300 | 0 | 160.17 | 152.3 | 8 | 0
2040 | ENT_2_SPP_S | ENT | SPP_S | Internal | Winter | B17 | 100 | 1300 | 0 | 160.17 | 125.05 | 8 | 0
2040 | ENT_2_SPP_S | ENT | SPP_S | Internal | Winter | B18 | 400 | 1300 | 0 | 157.41 | 152.41 | 8 | 0
2040 | ENT_2_SPP_S | ENT | SPP_S | Internal | Winter | B19 | 700 | 1300 | 0 | 145.96 | 140.97 | 8 | 0
2040 | ENT_2_SPP_S | ENT | SPP_S | Internal | Winter | B20 | 935 | 1300 | 0 | 78.73 | 73.5 | 8 | 0
2040 | ENT_2_TVA_Transmission | ENT | TVA_Transmission | Internal | Shoulder | B11 | 25 | 2100 | 0 | 162.43 | 159.21 | 8 | 0
2040 | ENT_2_TVA_Transmission | ENT | TVA_Transmission | Internal | Shoulder | B12 | 200 | 2100 | 0 | 156.63 | 151.81 | 8 | 0
2040 | ENT_2_TVA_Transmission | ENT | TVA_Transmission | Internal | Shoulder | B13 | 600 | 2100 | 0 | 156.63 | 148.99 | 8 | 0
2040 | ENT_2_TVA_Transmission | ENT | TVA_Transmission | Internal | Shoulder | B14 | 900 | 2100 | 0 | 141.1 | 148.8 | 8 | 0
2040 | ENT_2_TVA_Transmission | ENT | TVA_Transmission | Internal | Shoulder | B15 | 1203 | 2100 | 1215.45 | 78.48 | 86.48 | 8 | 0
2040 | ENT_2_TVA_Transmission | ENT | TVA_Transmission | Internal | Summer | B1 | 10 | 2100 | 0 | 290.01 | 292.23 | 8 | 0
2040 | ENT_2_TVA_Transmission | ENT | TVA_Transmission | Internal | Summer | B2 | 25 | 2100 | 0 | 288.81 | 291.01 | 8 | 0
2040 | ENT_2_TVA_Transmission | ENT | TVA_Transmission | Internal | Summer | B3 | 75 | 2100 | 0 | 282.14 | 281.14 | 8 | 0
2040 | ENT_2_TVA_Transmission | ENT | TVA_Transmission | Internal | Summer | B4 | 100 | 2100 | 0 | 193.34 | 184.34 | 8 | 0
2040 | ENT_2_TVA_Transmission | ENT | TVA_Transmission | Internal | Summer | B5 | 200 | 2100 | 0 | 180.56 | 177.28 | 8 | 0
2040 | ENT_2_TVA_Transmission | ENT | TVA_Transmission | Internal | Summer | B6 | 300 | 2100 | 0 | 172.71 | 164.1 | 8 | 0
2040 | ENT_2_TVA_Transmission | ENT | TVA_Transmission | Internal | Summer | B7 | 400 | 2100 | 0 | 165.48 | 156.57 | 8 | 0
2040 | ENT_2_TVA_Transmission | ENT | TVA_Transmission | Internal | Summer | B8 | 500 | 2100 | 0 | 154.98 | 156.47 | 8 | 0
2040 | ENT_2_TVA_Transmission | ENT | TVA_Transmission | Internal | Summer | B9 | 800 | 2100 | 0 | 154.98 | 156.47 | 8 | 0
2040 | ENT_2_TVA_Transmission | ENT | TVA_Transmission | Internal | Summer | B10 | 1262 | 2100 | 0 | 96.23 | 96.23 | 8 | 0
2040 | ENT_2_TVA_Transmission | ENT | TVA_Transmission | Internal | Winter | B16 | 25 | 2100 | 0 | 160.17 | 162.77 | 8 | 0
2040 | ENT_2_TVA_Transmission | ENT | TVA_Transmission | Internal | Winter | B17 | 100 | 2100 | 0 | 160.17 | 160.78 | 8 | 0
2040 | ENT_2_TVA_Transmission | ENT | TVA_Transmission | Internal | Winter | B18 | 400 | 2100 | 0 | 157.41 | 151.32 | 8 | 0
2040 | ENT_2_TVA_Transmission | ENT | TVA_Transmission | Internal | Winter | B19 | 700 | 2100 | 0 | 145.96 | 150.56 | 8 | 0
2040 | ENT_2_TVA_Transmission | ENT | TVA_Transmission | Internal | Winter | B20 | 935 | 2100 | 2088.54 | 78.73 | 86.73 | 8 | 0
2040 | FRCC_2_SOCO | FRCC | SOCO | Internal | Shoulder | B11 | 25 | 900 | 0 | 189.95 | 168.21 | 8 | 0
2040 | FRCC_2_SOCO | FRCC | SOCO | Internal | Shoulder | B12 | 200 | 900 | 0 | 162.96 | 152.96 | 8 | 0
2040 | FRCC_2_SOCO | FRCC | SOCO | Internal | Shoulder | B13 | 600 | 900 | 0 | 162.96 | 149.1 | 8 | 0
2040 | FRCC_2_SOCO | FRCC | SOCO | Internal | Shoulder | B14 | 900 | 900 | 0 | 162.96 | 149.1 | 8 | 0
2040 | FRCC_2_SOCO | FRCC | SOCO | Internal | Shoulder | B15 | 1203 | 900 | 0 | 69.54 | 76.48 | 8 | 0
2040 | FRCC_2_SOCO | FRCC | SOCO | Internal | Summer | B1 | 10 | 900 | 0 | 299.8 | 298.01 | 8 | 0
2040 | FRCC_2_SOCO | FRCC | SOCO | Internal | Summer | B2 | 25 | 900 | 0 | 299.8 | 296.81 | 8 | 0
2040 | FRCC_2_SOCO | FRCC | SOCO | Internal | Summer | B3 | 75 | 900 | 307.58 | 282.14 | 290.14 | 8 | 0
2040 | FRCC_2_SOCO | FRCC | SOCO | Internal | Summer | B4 | 100 | 900 | 0 | 188.71 | 183.34 | 8 | 0
2040 | FRCC_2_SOCO | FRCC | SOCO | Internal | Summer | B5 | 200 | 900 | 0 | 188.71 | 182.87 | 8 | 0
2040 | FRCC_2_SOCO | FRCC | SOCO | Internal | Summer | B6 | 300 | 900 | 0 | 173.96 | 163.96 | 8 | 0
2040 | FRCC_2_SOCO | FRCC | SOCO | Internal | Summer | B7 | 400 | 900 | 0 | 161.9 | 163.96 | 8 | 0
2040 | FRCC_2_SOCO | FRCC | SOCO | Internal | Summer | B8 | 500 | 900 | 0 | 161.9 | 157.34 | 8 | 0
2040 | FRCC_2_SOCO | FRCC | SOCO | Internal | Summer | B9 | 800 | 900 | 0 | 161.9 | 157.02 | 8 | 0
2040 | FRCC_2_SOCO | FRCC | SOCO | Internal | Summer | B10 | 1262 | 900 | 900 | 73.5 | 86.23 | 8 | 4.73
2040 | FRCC_2_SOCO | FRCC | SOCO | Internal | Winter | B16 | 25 | 900 | 0 | 180.78 | 170.78 | 8 | 0
2040 | FRCC_2_SOCO | FRCC | SOCO | Internal | Winter | B17 | 100 | 900 | 0 | 165.65 | 160.78 | 8 | 0
2040 | FRCC_2_SOCO | FRCC | SOCO | Internal | Winter | B18 | 400 | 900 | 0 | 165.65 | 151.32 | 8 | 0
2040 | FRCC_2_SOCO | FRCC | SOCO | Internal | Winter | B19 | 700 | 900 | 0 | 162.17 | 151.32 | 8 | 0
2040 | FRCC_2_SOCO | FRCC | SOCO | Internal | Winter | B20 | 935 | 900 | 0 | 73.5 | 76.73 | 8 | 0
2040 | HQ_NEISO_2_NEISO | HQ_NEISO | NEISO | Internal | Shoulder | B11 | 25 | 99999 | 4396.49 | 52.38 | 52.39 | 0.01 | 0
2040 | HQ_NEISO_2_NEISO | HQ_NEISO | NEISO | Internal | Shoulder | B12 | 200 | 99999 | 4396.49 | 52.38 | 52.39 | 0.01 | 0
2040 | HQ_NEISO_2_NEISO | HQ_NEISO | NEISO | Internal | Shoulder | B13 | 600 | 99999 | 4396.49 | 52.38 | 52.39 | 0.01 | 0
2040 | HQ_NEISO_2_NEISO | HQ_NEISO | NEISO | Internal | Shoulder | B14 | 900 | 99999 | 4396.49 | 52.38 | 52.39 | 0.01 | 0
2040 | HQ_NEISO_2_NEISO | HQ_NEISO | NEISO | Internal | Shoulder | B15 | 1203 | 99999 | 3142.73 | 52.38 | 52.39 | 0.01 | 0
2040 | HQ_NEISO_2_NEISO | HQ_NEISO | NEISO | Internal | Summer | B1 | 10 | 99999 | 4396.59 | 242.26 | 242.27 | 0.01 | 0
2040 | HQ_NEISO_2_NEISO | HQ_NEISO | NEISO | Internal | Summer | B2 | 25 | 99999 | 4396.59 | 242.26 | 242.27 | 0.01 | 0
2040 | HQ_NEISO_2_NEISO | HQ_NEISO | NEISO | Internal | Summer | B3 | 75 | 99999 | 4396.59 | 166.29 | 166.31 | 0.01 | 0
2040 | HQ_NEISO_2_NEISO | HQ_NEISO | NEISO | Internal | Summer | B4 | 100 | 99999 | 4396.59 | 165.93 | 165.94 | 0.01 | 0
2040 | HQ_NEISO_2_NEISO | HQ_NEISO | NEISO | Internal | Summer | B5 | 200 | 99999 | 4396.59 | 165.93 | 165.94 | 0.01 | 0
2040 | HQ_NEISO_2_NEISO | HQ_NEISO | NEISO | Internal | Summer | B6 | 300 | 99999 | 4396.59 | 165.93 | 165.94 | 0.01 | 0
2040 | HQ_NEISO_2_NEISO | HQ_NEISO | NEISO | Internal | Summer | B7 | 400 | 99999 | 4396.59 | 152.96 | 152.97 | 0.01 | 0
2040 | HQ_NEISO_2_NEISO | HQ_NEISO | NEISO | Internal | Summer | B8 | 500 | 99999 | 4396.59 | 149.3 | 149.31 | 0.01 | 0
2040 | HQ_NEISO_2_NEISO | HQ_NEISO | NEISO | Internal | Summer | B9 | 800 | 99999 | 4396.59 | 142.53 | 142.54 | 0.01 | 0
2040 | HQ_NEISO_2_NEISO | HQ_NEISO | NEISO | Internal | Summer | B10 | 1262 | 99999 | 2897.75 | 122.94 | 122.95 | 0.01 | 0
2040 | HQ_NEISO_2_NEISO | HQ_NEISO | NEISO | Internal | Winter | B16 | 25 | 99999 | 4396.49 | 70.71 | 70.72 | 0.01 | 0
2040 | HQ_NEISO_2_NEISO | HQ_NEISO | NEISO | Internal | Winter | B17 | 100 | 99999 | 4396.49 | 70.71 | 70.72 | 0.01 | 0
2040 | HQ_NEISO_2_NEISO | HQ_NEISO | NEISO | Internal | Winter | B18 | 400 | 99999 | 4396.49 | 51.25 | 51.26 | 0.01 | 0
2040 | HQ_NEISO_2_NEISO | HQ_NEISO | NEISO | Internal | Winter | B19 | 700 | 99999 | 4396.49 | 51.25 | 51.26 | 0.01 | 0
2040 | HQ_NEISO_2_NEISO | HQ_NEISO | NEISO | Internal | Winter | B20 | 935 | 99999 | 3206.47 | 51.25 | 51.26 | 0.01 | 0
2040 | HQ_NY_2_NYISO_A-F | HQ_NY | NYISO_A-F | Internal | Shoulder | B11 | 25 | 99999 | 4000 | 49.38 | 49.39 | 0.01 | 0
2040 | HQ_NY_2_NYISO_A-F | HQ_NY | NYISO_A-F | Internal | Shoulder | B12 | 200 | 99999 | 4000 | 49.38 | 49.39 | 0.01 | 0
2040 | HQ_NY_2_NYISO_A-F | HQ_NY | NYISO_A-F | Internal | Shoulder | B13 | 600 | 99999 | 4000 | 49.38 | 49.39 | 0.01 | 0
2040 | HQ_NY_2_NYISO_A-F | HQ_NY | NYISO_A-F | Internal | Shoulder | B14 | 900 | 99999 | 4000 | 49.38 | 49.39 | 0.01 | 0
2040 | HQ_NY_2_NYISO_A-F | HQ_NY | NYISO_A-F | Internal | Shoulder | B15 | 1203 | 99999 | 2296.26 | 49.38 | 49.39 | 0.01 | 0
2040 | HQ_NY_2_NYISO_A-F | HQ_NY | NYISO_A-F | Internal | Summer | B1 | 10 | 99999 | 4000.1 | 147.73 | 147.74 | 0.01 | 0
2040 | HQ_NY_2_NYISO_A-F | HQ_NY | NYISO_A-F | Internal | Summer | B2 | 25 | 99999 | 4000.1 | 170.26 | 170.27 | 0.01 | 0
2040 | HQ_NY_2_NYISO_A-F | HQ_NY | NYISO_A-F | Internal | Summer | B3 | 75 | 99999 | 4000.1 | 170.26 | 170.27 | 0.01 | 0
2040 | HQ_NY_2_NYISO_A-F | HQ_NY | NYISO_A-F | Internal | Summer | B4 | 100 | 99999 | 4000.1 | 170.26 | 170.27 | 0.01 | 0
2040 | HQ_NY_2_NYISO_A-F | HQ_NY | NYISO_A-F | Internal | Summer | B5 | 200 | 99999 | 4000.1 | 170.26 | 170.27 | 0.01 | 0
2040 | HQ_NY_2_NYISO_A-F | HQ_NY | NYISO_A-F | Internal | Summer | B6 | 300 | 99999 | 4000.1 | 163.1 | 163.11 | 0.01 | 0
2040 | HQ_NY_2_NYISO_A-F | HQ_NY | NYISO_A-F | Internal | Summer | B7 | 400 | 99999 | 4000.1 | 155.96 | 155.97 | 0.01 | 0
2040 | HQ_NY_2_NYISO_A-F | HQ_NY | NYISO_A-F | Internal | Summer | B8 | 500 | 99999 | 4000.1 | 146.3 | 146.31 | 0.01 | 0
2040 | HQ_NY_2_NYISO_A-F | HQ_NY | NYISO_A-F | Internal | Summer | B9 | 800 | 99999 | 4000.1 | 139.53 | 139.54 | 0.01 | 0
2040 | HQ_NY_2_NYISO_A-F | HQ_NY | NYISO_A-F | Internal | Summer | B10 | 1262 | 99999 | 1963.33 | 125.91 | 125.92 | 0.01 | 0
2040 | HQ_NY_2_NYISO_A-F | HQ_NY | NYISO_A-F | Internal | Winter | B16 | 25 | 99999 | 4000 | 48.25 | 48.26 | 0.01 | 0
2040 | HQ_NY_2_NYISO_A-F | HQ_NY | NYISO_A-F | Internal | Winter | B17 | 100 | 99999 | 4000 | 48.25 | 48.26 | 0.01 | 0
2040 | HQ_NY_2_NYISO_A-F | HQ_NY | NYISO_A-F | Internal | Winter | B18 | 400 | 99999 | 4000 | 48.25 | 48.26 | 0.01 | 0
2040 | HQ_NY_2_NYISO_A-F | HQ_NY | NYISO_A-F | Internal | Winter | B19 | 700 | 99999 | 4000 | 48.25 | 48.26 | 0.01 | 0
2040 | HQ_NY_2_NYISO_A-F | HQ_NY | NYISO_A-F | Internal | Winter | B20 | 935 | 99999 | 2382.89 | 48.25 | 48.26 | 0.01 | 0
2040 | HQ_IESO_2_IESO | HQ_IESO | IESO | Internal | Shoulder | B11 | 25 | 99999 | 3000 | 11.67 | 11.69 | 0.01 | 0
2040 | HQ_IESO_2_IESO | HQ_IESO | IESO | Internal | Shoulder | B12 | 200 | 99999 | 3000 | 16.69 | 16.7 | 0.01 | 0
2040 | HQ_IESO_2_IESO | HQ_IESO | IESO | Internal | Shoulder | B13 | 600 | 99999 | 3000 | 11.67 | 11.69 | 0.01 | 0
2040 | HQ_IESO_2_IESO | HQ_IESO | IESO | Internal | Shoulder | B14 | 900 | 99999 | 3000 | 11.67 | 11.69 | 0.01 | 0
2040 | HQ_IESO_2_IESO | HQ_IESO | IESO | Internal | Shoulder | B15 | 1203 | 99999 | 2634.91 | 11.67 | 11.69 | 0.01 | 0
2040 | HQ_IESO_2_IESO | HQ_IESO | IESO | Internal | Summer | B1 | 10 | 99999 | 3000.1 | 140.73 | 140.74 | 0.01 | 0
2040 | HQ_IESO_2_IESO | HQ_IESO | IESO | Internal | Summer | B2 | 25 | 99999 | 3000 | 89.86 | 89.87 | 0.01 | 0
2040 | HQ_IESO_2_IESO | HQ_IESO | IESO | Internal | Summer | B3 | 75 | 99999 | 3000 | 11.67 | 11.69 | 0.01 | 0
2040 | HQ_IESO_2_IESO | HQ_IESO | IESO | Internal | Summer | B4 | 100 | 99999 | 3000 | 11.67 | 11.69 | 0.01 | 0
2040 | HQ_IESO_2_IESO | HQ_IESO | IESO | Internal | Summer | B5 | 200 | 99999 | 3000 | 11.67 | 11.69 | 0.01 | 0
2040 | HQ_IESO_2_IESO | HQ_IESO | IESO | Internal | Summer | B6 | 300 | 99999 | 3000 | 11.67 | 11.69 | 0.01 | 0
2040 | HQ_IESO_2_IESO | HQ_IESO | IESO | Internal | Summer | B7 | 400 | 99999 | 3000 | 11.67 | 11.69 | 0.01 | 0
2040 | HQ_IESO_2_IESO | HQ_IESO | IESO | Internal | Summer | B8 | 500 | 99999 | 3000 | 11.67 | 11.69 | 0.01 | 0
2040 | HQ_IESO_2_IESO | HQ_IESO | IESO | Internal | Summer | B9 | 800 | 99999 | 3000 | 11.67 | 11.69 | 0.01 | 0
2040 | HQ_IESO_2_IESO | HQ_IESO | IESO | Internal | Summer | B10 | 1262 | 99999 | 2563.55 | 11.67 | 11.69 | 0.01 | 0
2040 | HQ_IESO_2_IESO | HQ_IESO | IESO | Internal | Winter | B16 | 25 | 99999 | 3000 | 41.25 | 41.26 | 0.01 | 0
2040 | HQ_IESO_2_IESO | HQ_IESO | IESO | Internal | Winter | B17 | 100 | 99999 | 3000 | 11.67 | 11.69 | 0.01 | 0
2040 | HQ_IESO_2_IESO | HQ_IESO | IESO | Internal | Winter | B18 | 400 | 99999 | 3000 | 11.67 | 11.69 | 0.01 | 0
2040 | HQ_IESO_2_IESO | HQ_IESO | IESO | Internal | Winter | B19 | 700 | 99999 | 3000 | 11.67 | 11.69 | 0.01 | 0
2040 | HQ_IESO_2_IESO | HQ_IESO | IESO | Internal | Winter | B20 | 935 | 99999 | 2653.48 | 11.67 | 11.69 | 0.01 | 0
2040 | IESO_2_MAPP_CA | IESO | MAPP_CA | Internal | Shoulder | B11 | 25 | 262 | 262 | 11.69 | 52.5 | 7 | 33.81
2040 | IESO_2_MAPP_CA | IESO | MAPP_CA | Internal | Shoulder | B12 | 200 | 262 | 262 | 16.7 | 52.5 | 7 | 28.8
2040 | IESO_2_MAPP_CA | IESO | MAPP_CA | Internal | Shoulder | B13 | 600 | 262 | 262 | 11.69 | 52.5 | 7 | 33.81
2040 | IESO_2_MAPP_CA | IESO | MAPP_CA | Internal | Shoulder | B14 | 900 | 262 | 262 | 11.69 | 52.5 | 7 | 33.81
2040 | IESO_2_MAPP_CA | IESO | MAPP_CA | Internal | Shoulder | B15 | 1203 | 262 | 262 | 11.69 | 52.5 | 7 | 33.81
2040 | IESO_2_MAPP_CA | IESO | MAPP_CA | Internal | Summer | B1 | 10 | 262 | 0 | 140.74 | 18.69 | 7 | 0
2040 | IESO_2_MAPP_CA | IESO | MAPP_CA | Internal | Summer | B2 | 25 | 262 | 0 | 89.87 | 18.69 | 7 | 0
2040 | IESO_2_MAPP_CA | IESO | MAPP_CA | Internal | Summer | B3 | 75 | 262 | 75.35 | 11.69 | 18.69 | 7 | 0
2040 | IESO_2_MAPP_CA | IESO | MAPP_CA | Internal | Summer | B4 | 100 | 262 | 110.97 | 11.69 | 18.69 | 7 | 0
2040 | IESO_2_MAPP_CA | IESO | MAPP_CA | Internal | Summer | B5 | 200 | 262 | 112.45 | 11.69 | 18.69 | 7 | 0
2040 | IESO_2_MAPP_CA | IESO | MAPP_CA | Internal | Summer | B6 | 300 | 262 | 110.33 | 11.69 | 18.69 | 7 | 0
2040 | IESO_2_MAPP_CA | IESO | MAPP_CA | Internal | Summer | B7 | 400 | 262 | 107.51 | 11.69 | 18.69 | 7 | 0
2040 | IESO_2_MAPP_CA | IESO | MAPP_CA | Internal | Summer | B8 | 500 | 262 | 104.05 | 11.69 | 18.69 | 7 | 0
2040 | IESO_2_MAPP_CA | IESO | MAPP_CA | Internal | Summer | B9 | 800 | 262 | 92.64 | 11.69 | 18.69 | 7 | 0
2040 | IESO_2_MAPP_CA | IESO | MAPP_CA | Internal | Summer | B10 | 1262 | 262 | 207.46 | 11.69 | 18.69 | 7 | 0
2040 | IESO_2_MAPP_CA | IESO | MAPP_CA | Internal | Winter | B16 | 25 | 262 | 262 | 41.26 | 66.5 | 7 | 18.23
2040 | IESO_2_MAPP_CA | IESO | MAPP_CA | Internal | Winter | B17 | 100 | 262 | 262 | 11.69 | 66.5 | 7 | 47.81
2040 | IESO_2_MAPP_CA | IESO | MAPP_CA | Internal | Winter | B18 | 400 | 262 | 262 | 11.69 | 66.5 | 7 | 47.81
2040 | IESO_2_MAPP_CA | IESO | MAPP_CA | Internal | Winter | B19 | 700 | 262 | 262 | 11.69 | 66.5 | 7 | 47.81
2040 | IESO_2_MAPP_CA | IESO | MAPP_CA | Internal | Winter | B20 | 935 | 262 | 262 | 11.69 | 66.5 | 7 | 47.81
2040 | IESO_2_MISO_MI | IESO | MISO_MI | Internal | Shoulder | B11 | 25 | 1840 | 1840 | 11.69 | 153.9 | 7 | 135.21
2040 | IESO_2_MISO_MI | IESO | MISO_MI | Internal | Shoulder | B12 | 200 | 1840 | 1840 | 16.7 | 153.9 | 7 | 130.2
2040 | IESO_2_MISO_MI | IESO | MISO_MI | Internal | Shoulder | B13 | 600 | 1840 | 1840 | 11.69 | 153.24 | 7 | 134.55
2040 | IESO_2_MISO_MI | IESO | MISO_MI | Internal | Shoulder | B14 | 900 | 1840 | 1840 | 11.69 | 151.1 | 7 | 132.42
2040 | IESO_2_MISO_MI | IESO | MISO_MI | Internal | Shoulder | B15 | 1203 | 1840 | 1840 | 11.69 | 89.13 | 7 | 70.45
2040 | IESO_2_MISO_MI | IESO | MISO_MI | Internal | Summer | B1 | 10 | 1840 | 1840 | 140.74 | 283.03 | 7 | 135.28
2040 | IESO_2_MISO_MI | IESO | MISO_MI | Internal | Summer | B2 | 25 | 1840 | 1840 | 89.87 | 283.01 | 7 | 186.15
2040 | IESO_2_MISO_MI | IESO | MISO_MI | Internal | Summer | B3 | 75 | 1840 | 1840 | 11.69 | 265.15 | 7 | 246.47
2040 | IESO_2_MISO_MI | IESO | MISO_MI | Internal | Summer | B4 | 100 | 1840 | 1840 | 11.69 | 177.97 | 7 | 159.28
2040 | IESO_2_MISO_MI | IESO | MISO_MI | Internal | Summer | B5 | 200 | 1840 | 1840 | 11.69 | 177.29 | 7 | 158.61
2040 | IESO_2_MISO_MI | IESO | MISO_MI | Internal | Summer | B6 | 300 | 1840 | 1840 | 11.69 | 152.3 | 7 | 133.62
2040 | IESO_2_MISO_MI | IESO | MISO_MI | Internal | Summer | B7 | 400 | 1840 | 1840 | 11.69 | 152.3 | 7 | 133.62
2040 | IESO_2_MISO_MI | IESO | MISO_MI | Internal | Summer | B8 | 500 | 1840 | 1840 | 11.69 | 152.3 | 7 | 133.62
2040 | IESO_2_MISO_MI | IESO | MISO_MI | Internal | Summer | B9 | 800 | 1840 | 1840 | 11.69 | 152.28 | 7 | 133.59
2040 | IESO_2_MISO_MI | IESO | MISO_MI | Internal | Summer | B10 | 1262 | 1840 | 1840 | 11.69 | 106.29 | 7 | 87.6
2040 | IESO_2_MISO_MI | IESO | MISO_MI | Internal | Winter | B16 | 25 | 1840 | 1840 | 41.26 | 157.29 | 7 | 109.03
2040 | IESO_2_MISO_MI | IESO | MISO_MI | Internal | Winter | B17 | 100 | 1840 | 1840 | 11.69 | 157.29 | 7 | 138.61
2040 | IESO_2_MISO_MI | IESO | MISO_MI | Internal | Winter | B18 | 400 | 1840 | 1840 | 11.69 | 156.96 | 7 | 138.27
2040 | IESO_2_MISO_MI | IESO | MISO_MI | Internal | Winter | B19 | 700 | 1840 | 1840 | 11.69 | 153.32 | 7 | 134.63
2040 | IESO_2_MISO_MI | IESO | MISO_MI | Internal | Winter | B20 | 935 | 1840 | 1840 | 11.69 | 88.8 | 7 | 70.11
2040 | IESO_2_MISO_W | IESO | MISO_W | Internal | Shoulder | B11 | 25 | 140 | 140 | 11.69 | 155.2 | 7 | 136.51
2040 | IESO_2_MISO_W | IESO | MISO_W | Internal | Shoulder | B12 | 200 | 140 | 140 | 16.7 | 153.88 | 7 | 130.19
2040 | IESO_2_MISO_W | IESO | MISO_W | Internal | Shoulder | B13 | 600 | 140 | 140 | 11.69 | 147.76 | 7 | 129.07
2040 | IESO_2_MISO_W | IESO | MISO_W | Internal | Shoulder | B14 | 900 | 140 | 140 | 11.69 | 108.54 | 7 | 89.85
2040 | IESO_2_MISO_W | IESO | MISO_W | Internal | Shoulder | B15 | 1203 | 140 | 140 | 11.69 | 66.5 | 7 | 47.81
2040 | IESO_2_MISO_W | IESO | MISO_W | Internal | Summer | B1 | 10 | 140 | 140 | 140.74 | 284.48 | 7 | 136.74
2040 | IESO_2_MISO_W | IESO | MISO_W | Internal | Summer | B2 | 25 | 140 | 140 | 89.87 | 284.22 | 7 | 187.35
2040 | IESO_2_MISO_W | IESO | MISO_W | Internal | Summer | B3 | 75 | 140 | 140 | 11.69 | 284.24 | 7 | 265.56
2040 | IESO_2_MISO_W | IESO | MISO_W | Internal | Summer | B4 | 100 | 140 | 140 | 11.69 | 194.27 | 7 | 175.59
2040 | IESO_2_MISO_W | IESO | MISO_W | Internal | Summer | B5 | 200 | 140 | 140 | 11.69 | 190.1 | 7 | 171.42
2040 | IESO_2_MISO_W | IESO | MISO_W | Internal | Summer | B6 | 300 | 140 | 140 | 11.69 | 181.19 | 7 | 162.5
2040 | IESO_2_MISO_W | IESO | MISO_W | Internal | Summer | B7 | 400 | 140 | 140 | 11.69 | 165.56 | 7 | 146.87
2040 | IESO_2_MISO_W | IESO | MISO_W | Internal | Summer | B8 | 500 | 140 | 140 | 11.69 | 152.29 | 7 | 133.6
2040 | IESO_2_MISO_W | IESO | MISO_W | Internal | Summer | B9 | 800 | 140 | 140 | 11.69 | 152.19 | 7 | 133.51
2040 | IESO_2_MISO_W | IESO | MISO_W | Internal | Summer | B10 | 1262 | 140 | 140 | 11.69 | 84.23 | 7 | 65.54
2040 | IESO_2_MISO_W | IESO | MISO_W | Internal | Winter | B16 | 25 | 140 | 140 | 41.26 | 145.28 | 7 | 97.02
2040 | IESO_2_MISO_W | IESO | MISO_W | Internal | Winter | B17 | 100 | 140 | 140 | 11.69 | 118.04 | 7 | 99.35
2040 | IESO_2_MISO_W | IESO | MISO_W | Internal | Winter | B18 | 400 | 140 | 140 | 11.69 | 145.4 | 7 | 126.71
2040 | IESO_2_MISO_W | IESO | MISO_W | Internal | Winter | B19 | 700 | 140 | 140 | 11.69 | 145.4 | 7 | 126.71
2040 | IESO_2_MISO_W | IESO | MISO_W | Internal | Winter | B20 | 935 | 140 | 140 | 11.69 | 66.51 | 7 | 47.82
2040 | IESO_2_NYISO_A-F | IESO | NYISO_A-F | Internal | Shoulder | B11 | 25 | 1725 | 1725 | 11.69 | 49.39 | 7 | 30.7
2040 | IESO_2_NYISO_A-F | IESO | NYISO_A-F | Internal | Shoulder | B12 | 200 | 1725 | 1725 | 16.7 | 49.39 | 7 | 25.69
2040 | IESO_2_NYISO_A-F | IESO | NYISO_A-F | Internal | Shoulder | B13 | 600 | 1725 | 1725 | 11.69 | 49.39 | 7 | 30.7
2040 | IESO_2_NYISO_A-F | IESO | NYISO_A-F | Internal | Shoulder | B14 | 900 | 1725 | 1725 | 11.69 | 49.39 | 7 | 30.7
2040 | IESO_2_NYISO_A-F | IESO | NYISO_A-F | Internal | Shoulder | B15 | 1203 | 1725 | 1725 | 11.69 | 49.39 | 7 | 30.7
2040 | IESO_2_NYISO_A-F | IESO | NYISO_A-F | Internal | Summer | B1 | 10 | 1725 | 1183.83 | 140.74 | 147.74 | 7 | 0
2040 | IESO_2_NYISO_A-F | IESO | NYISO_A-F | Internal | Summer | B2 | 25 | 1725 | 1725 | 89.87 | 170.27 | 7 | 73.41
2040 | IESO_2_NYISO_A-F | IESO | NYISO_A-F | Internal | Summer | B3 | 75 | 1725 | 1725 | 11.69 | 170.27 | 7 | 151.59
2040 | IESO_2_NYISO_A-F | IESO | NYISO_A-F | Internal | Summer | B4 | 100 | 1725 | 1725 | 11.69 | 170.27 | 7 | 151.59
2040 | IESO_2_NYISO_A-F | IESO | NYISO_A-F | Internal | Summer | B5 | 200 | 1725 | 1725 | 11.69 | 170.27 | 7 | 151.59
2040 | IESO_2_NYISO_A-F | IESO | NYISO_A-F | Internal | Summer | B6 | 300 | 1725 | 1725 | 11.69 | 163.11 | 7 | 144.42
2040 | IESO_2_NYISO_A-F | IESO | NYISO_A-F | Internal | Summer | B7 | 400 | 1725 | 1725 | 11.69 | 155.97 | 7 | 137.28
2040 | IESO_2_NYISO_A-F | IESO | NYISO_A-F | Internal | Summer | B8 | 500 | 1725 | 1725 | 11.69 | 146.31 | 7 | 127.63
2040 | IESO_2_NYISO_A-F | IESO | NYISO_A-F | Internal | Summer | B9 | 800 | 1725 | 1725 | 11.69 | 139.54 | 7 | 120.86
2040 | IESO_2_NYISO_A-F | IESO | NYISO_A-F | Internal | Summer | B10 | 1262 | 1725 | 1725 | 11.69 | 125.92 | 7 | 107.24
2040 | IESO_2_NYISO_A-F | IESO | NYISO_A-F | Internal | Winter | B16 | 25 | 1725 | 1562.01 | 41.26 | 48.26 | 7 | 0
2040 | IESO_2_NYISO_A-F | IESO | NYISO_A-F | Internal | Winter | B17 | 100 | 1725 | 1725 | 11.69 | 48.26 | 7 | 29.58
2040 | IESO_2_NYISO_A-F | IESO | NYISO_A-F | Internal | Winter | B18 | 400 | 1725 | 1725 | 11.69 | 48.26 | 7 | 29.58
2040 | IESO_2_NYISO_A-F | IESO | NYISO_A-F | Internal | Winter | B19 | 700 | 1725 | 1725 | 11.69 | 48.26 | 7 | 29.58
2040 | IESO_2_NYISO_A-F | IESO | NYISO_A-F | Internal | Winter | B20 | 935 | 1725 | 1725 | 11.69 | 48.26 | 7 | 29.58
2040 | MAPP_CA_2_IESO | MAPP_CA | IESO | Internal | Shoulder | B11 | 25 | 330 | 0 | 52.5 | 11.69 | 8 | 0
2040 | MAPP_CA_2_IESO | MAPP_CA | IESO | Internal | Shoulder | B12 | 200 | 330 | 0 | 52.5 | 16.7 | 8 | 0
2040 | MAPP_CA_2_IESO | MAPP_CA | IESO | Internal | Shoulder | B13 | 600 | 330 | 0 | 52.5 | 11.69 | 8 | 0
2040 | MAPP_CA_2_IESO | MAPP_CA | IESO | Internal | Shoulder | B14 | 900 | 330 | 0 | 52.5 | 11.69 | 8 | 0
2040 | MAPP_CA_2_IESO | MAPP_CA | IESO | Internal | Shoulder | B15 | 1203 | 330 | 0 | 52.5 | 11.69 | 8 | 0
2040 | MAPP_CA_2_IESO | MAPP_CA | IESO | Internal | Summer | B1 | 10 | 330 | 330 | 18.69 | 140.74 | 8 | 114.06
2040 | MAPP_CA_2_IESO | MAPP_CA | IESO | Internal | Summer | B2 | 25 | 330 | 330 | 18.69 | 89.87 | 8 | 63.18
2040 | MAPP_CA_2_IESO | MAPP_CA | IESO | Internal | Summer | B3 | 75 | 330 | 0 | 18.69 | 11.69 | 8 | 0
2040 | MAPP_CA_2_IESO | MAPP_CA | IESO | Internal | Summer | B4 | 100 | 330 | 0 | 18.69 | 11.69 | 8 | 0
2040 | MAPP_CA_2_IESO | MAPP_CA | IESO | Internal | Summer | B5 | 200 | 330 | 0 | 18.69 | 11.69 | 8 | 0
2040 | MAPP_CA_2_IESO | MAPP_CA | IESO | Internal | Summer | B6 | 300 | 330 | 0 | 18.69 | 11.69 | 8 | 0
2040 | MAPP_CA_2_IESO | MAPP_CA | IESO | Internal | Summer | B7 | 400 | 330 | 0 | 18.69 | 11.69 | 8 | 0
2040 | MAPP_CA_2_IESO | MAPP_CA | IESO | Internal | Summer | B8 | 500 | 330 | 0 | 18.69 | 11.69 | 8 | 0
2040 | MAPP_CA_2_IESO | MAPP_CA | IESO | Internal | Summer | B9 | 800 | 330 | 0 | 18.69 | 11.69 | 8 | 0
2040 | MAPP_CA_2_IESO | MAPP_CA | IESO | Internal | Summer | B10 | 1262 | 330 | 0 | 18.69 | 11.69 | 8 | 0
2040 | MAPP_CA_2_IESO | MAPP_CA | IESO | Internal | Winter | B16 | 25 | 330 | 0 | 66.5 | 41.26 | 8 | 0
2040 | MAPP_CA_2_IESO | MAPP_CA | IESO | Internal | Winter | B17 | 100 | 330 | 0 | 66.5 | 11.69 | 8 | 0
2040 | MAPP_CA_2_IESO | MAPP_CA | IESO | Internal | Winter | B18 | 400 | 330 | 0 | 66.5 | 11.69 | 8 | 0
2040 | MAPP_CA_2_IESO | MAPP_CA | IESO | Internal | Winter | B19 | 700 | 330 | 0 | 66.5 | 11.69 | 8 | 0
2040 | MAPP_CA_2_IESO | MAPP_CA | IESO | Internal | Winter | B20 | 935 | 330 | 0 | 66.5 | 11.69 | 8 | 0
2040 | MAPP_CA_2_MAPP_US | MAPP_CA | MAPP_US | Internal | Shoulder | B11 | 25 | 372 | 372 | 52.5 | 148.2 | 7 | 88.7
2040 | MAPP_CA_2_MAPP_US | MAPP_CA | MAPP_US | Internal | Shoulder | B12 | 200 | 372 | 372 | 52.5 | 146.88 | 7 | 87.39
2040 | MAPP_CA_2_MAPP_US | MAPP_CA | MAPP_US | Internal | Shoulder | B13 | 600 | 372 | 372 | 52.5 | 140.76 | 7 | 81.26
2040 | MAPP_CA_2_MAPP_US | MAPP_CA | MAPP_US | Internal | Shoulder | B14 | 900 | 372 | 372 | 52.5 | 101.54 | 7 | 42.04
2040 | MAPP_CA_2_MAPP_US | MAPP_CA | MAPP_US | Internal | Shoulder | B15 | 1203 | 372 | 303.49 | 52.5 | 59.5 | 7 | 0
2040 | MAPP_CA_2_MAPP_US | MAPP_CA | MAPP_US | Internal | Summer | B1 | 10 | 372 | 372 | 18.69 | 277.48 | 7 | 251.8
2040 | MAPP_CA_2_MAPP_US | MAPP_CA | MAPP_US | Internal | Summer | B2 | 25 | 372 | 372 | 18.69 | 277.22 | 7 | 251.53
2040 | MAPP_CA_2_MAPP_US | MAPP_CA | MAPP_US | Internal | Summer | B3 | 75 | 372 | 372 | 18.69 | 277.24 | 7 | 251.56
2040 | MAPP_CA_2_MAPP_US | MAPP_CA | MAPP_US | Internal | Summer | B4 | 100 | 372 | 372 | 18.69 | 187.27 | 7 | 161.59
2040 | MAPP_CA_2_MAPP_US | MAPP_CA | MAPP_US | Internal | Summer | B5 | 200 | 372 | 372 | 18.69 | 183.1 | 7 | 157.42
2040 | MAPP_CA_2_MAPP_US | MAPP_CA | MAPP_US | Internal | Summer | B6 | 300 | 372 | 372 | 18.69 | 174.19 | 7 | 148.5
2040 | MAPP_CA_2_MAPP_US | MAPP_CA | MAPP_US | Internal | Summer | B7 | 400 | 372 | 372 | 18.69 | 158.56 | 7 | 132.87
2040 | MAPP_CA_2_MAPP_US | MAPP_CA | MAPP_US | Internal | Summer | B8 | 500 | 372 | 372 | 18.69 | 145.29 | 7 | 119.6
2040 | MAPP_CA_2_MAPP_US | MAPP_CA | MAPP_US | Internal | Summer | B9 | 800 | 372 | 372 | 18.69 | 145.19 | 7 | 119.51
2040 | MAPP_CA_2_MAPP_US | MAPP_CA | MAPP_US | Internal | Summer | B10 | 1262 | 372 | 372 | 18.69 | 77.23 | 7 | 51.54
2040 | MAPP_CA_2_MAPP_US | MAPP_CA | MAPP_US | Internal | Winter | B16 | 25 | 372 | 302.09 | 66.5 | 73.5 | 7 | 0
2040 | MAPP_CA_2_MAPP_US | MAPP_CA | MAPP_US | Internal | Winter | B17 | 100 | 372 | 372 | 66.5 | 111.04 | 7 | 37.54
2040 | MAPP_CA_2_MAPP_US | MAPP_CA | MAPP_US | Internal | Winter | B18 | 400 | 372 | 372 | 66.5 | 138.4 | 7 | 64.9
2040 | MAPP_CA_2_MAPP_US | MAPP_CA | MAPP_US | Internal | Winter | B19 | 700 | 372 | 372 | 66.5 | 138.4 | 7 | 64.9
2040 | MAPP_CA_2_MAPP_US | MAPP_CA | MAPP_US | Internal | Winter | B20 | 935 | 372 | 0 | 66.5 | 59.51 | 7 | 0
2040 | MAPP_CA_2_MISO_W | MAPP_CA | MISO_W | Internal | Shoulder | B11 | 25 | 2196 | 2196 | 52.5 | 155.2 | 0.01 | 102.69
2040 | MAPP_CA_2_MISO_W | MAPP_CA | MISO_W | Internal | Shoulder | B12 | 200 | 2196 | 2196 | 52.5 | 153.88 | 0.01 | 101.38
2040 | MAPP_CA_2_MISO_W | MAPP_CA | MISO_W | Internal | Shoulder | B13 | 600 | 2196 | 2196 | 52.5 | 147.76 | 0.01 | 95.25
2040 | MAPP_CA_2_MISO_W | MAPP_CA | MISO_W | Internal | Shoulder | B14 | 900 | 2196 | 2196 | 52.5 | 108.54 | 0.01 | 56.03
2040 | MAPP_CA_2_MISO_W | MAPP_CA | MISO_W | Internal | Shoulder | B15 | 1203 | 2196 | 2196 | 52.5 | 66.5 | 0.01 | 13.99
2040 | MAPP_CA_2_MISO_W | MAPP_CA | MISO_W | Internal | Summer | B1 | 10 | 2196 | 2196 | 18.69 | 284.48 | 0.01 | 265.78
2040 | MAPP_CA_2_MISO_W | MAPP_CA | MISO_W | Internal | Summer | B2 | 25 | 2196 | 2196 | 18.69 | 284.22 | 0.01 | 265.52
2040 | MAPP_CA_2_MISO_W | MAPP_CA | MISO_W | Internal | Summer | B3 | 75 | 2196 | 2196 | 18.69 | 284.24 | 0.01 | 265.54
2040 | MAPP_CA_2_MISO_W | MAPP_CA | MISO_W | Internal | Summer | B4 | 100 | 2196 | 2196 | 18.69 | 194.27 | 0.01 | 175.58
2040 | MAPP_CA_2_MISO_W | MAPP_CA | MISO_W | Internal | Summer | B5 | 200 | 2196 | 2196 | 18.69 | 190.1 | 0.01 | 171.4
2040 | MAPP_CA_2_MISO_W | MAPP_CA | MISO_W | Internal | Summer | B6 | 300 | 2196 | 2196 | 18.69 | 181.19 | 0.01 | 162.49
2040 | MAPP_CA_2_MISO_W | MAPP_CA | MISO_W | Internal | Summer | B7 | 400 | 2196 | 2196 | 18.69 | 165.56 | 0.01 | 146.86
2040 | MAPP_CA_2_MISO_W | MAPP_CA | MISO_W | Internal | Summer | B8 | 500 | 2196 | 2196 | 18.69 | 152.29 | 0.01 | 133.59
2040 | MAPP_CA_2_MISO_W | MAPP_CA | MISO_W | Internal | Summer | B9 | 800 | 2196 | 2196 | 18.69 | 152.19 | 0.01 | 133.5
2040 | MAPP_CA_2_MISO_W | MAPP_CA | MISO_W | Internal | Summer | B10 | 1262 | 2196 | 2196 | 18.69 | 84.23 | 0.01 | 65.53
2040 | MAPP_CA_2_MISO_W | MAPP_CA | MISO_W | Internal | Winter | B16 | 25 | 2196 | 2196 | 66.5 | 145.28 | 0.01 | 78.77
2040 | MAPP_CA_2_MISO_W | MAPP_CA | MISO_W | Internal | Winter | B17 | 100 | 2196 | 2196 | 66.5 | 118.04 | 0.01 | 51.53
2040 | MAPP_CA_2_MISO_W | MAPP_CA | MISO_W | Internal | Winter | B18 | 400 | 2196 | 2196 | 66.5 | 145.4 | 0.01 | 78.89
2040 | MAPP_CA_2_MISO_W | MAPP_CA | MISO_W | Internal | Winter | B19 | 700 | 2196 | 2196 | 66.5 | 145.4 | 0.01 | 78.89
2040 | MAPP_CA_2_MISO_W | MAPP_CA | MISO_W | Internal | Winter | B20 | 935 | 2196 | 650.66 | 66.5 | 66.51 | 0.01 | 0
2040 | MAPP_US_2_MAPP_CA | MAPP_US | MAPP_CA | Internal | Shoulder | B11 | 25 | 165 | 0 | 148.2 | 52.5 | 7 | 0
2040 | MAPP_US_2_MAPP_CA | MAPP_US | MAPP_CA | Internal | Shoulder | B12 | 200 | 165 | 0 | 146.88 | 52.5 | 7 | 0
2040 | MAPP_US_2_MAPP_CA | MAPP_US | MAPP_CA | Internal | Shoulder | B13 | 600 | 165 | 0 | 140.76 | 52.5 | 7 | 0
2040 | MAPP_US_2_MAPP_CA | MAPP_US | MAPP_CA | Internal | Shoulder | B14 | 900 | 165 | 0 | 101.54 | 52.5 | 7 | 0
2040 | MAPP_US_2_MAPP_CA | MAPP_US | MAPP_CA | Internal | Shoulder | B15 | 1203 | 165 | 0 | 59.5 | 52.5 | 7 | 0
2040 | MAPP_US_2_MAPP_CA | MAPP_US | MAPP_CA | Internal | Summer | B1 | 10 | 165 | 0 | 277.48 | 18.69 | 7 | 0
2040 | MAPP_US_2_MAPP_CA | MAPP_US | MAPP_CA | Internal | Summer | B2 | 25 | 165 | 0 | 277.22 | 18.69 | 7 | 0
2040 | MAPP_US_2_MAPP_CA | MAPP_US | MAPP_CA | Internal | Summer | B3 | 75 | 165 | 0 | 277.24 | 18.69 | 7 | 0
2040 | MAPP_US_2_MAPP_CA | MAPP_US | MAPP_CA | Internal | Summer | B4 | 100 | 165 | 0 | 187.27 | 18.69 | 7 | 0
2040 | MAPP_US_2_MAPP_CA | MAPP_US | MAPP_CA | Internal | Summer | B5 | 200 | 165 | 0 | 183.1 | 18.69 | 7 | 0
2040 | MAPP_US_2_MAPP_CA | MAPP_US | MAPP_CA | Internal | Summer | B6 | 300 | 165 | 0 | 174.19 | 18.69 | 7 | 0
2040 | MAPP_US_2_MAPP_CA | MAPP_US | MAPP_CA | Internal | Summer | B7 | 400 | 165 | 0 | 158.56 | 18.69 | 7 | 0
2040 | MAPP_US_2_MAPP_CA | MAPP_US | MAPP_CA | Internal | Summer | B8 | 500 | 165 | 0 | 145.29 | 18.69 | 7 | 0
2040 | MAPP_US_2_MAPP_CA | MAPP_US | MAPP_CA | Internal | Summer | B9 | 800 | 165 | 0 | 145.19 | 18.69 | 7 | 0
2040 | MAPP_US_2_MAPP_CA | MAPP_US | MAPP_CA | Internal | Summer | B10 | 1262 | 165 | 0 | 77.23 | 18.69 | 7 | 0
2040 | MAPP_US_2_MAPP_CA | MAPP_US | MAPP_CA | Internal | Winter | B16 | 25 | 165 | 0 | 73.5 | 66.5 | 7 | 0
2040 | MAPP_US_2_MAPP_CA | MAPP_US | MAPP_CA | Internal | Winter | B17 | 100 | 165 | 0 | 111.04 | 66.5 | 7 | 0
2040 | MAPP_US_2_MAPP_CA | MAPP_US | MAPP_CA | Internal | Winter | B18 | 400 | 165 | 0 | 138.4 | 66.5 | 7 | 0
2040 | MAPP_US_2_MAPP_CA | MAPP_US | MAPP_CA | Internal | Winter | B19 | 700 | 165 | 0 | 138.4 | 66.5 | 7 | 0
2040 | MAPP_US_2_MAPP_CA | MAPP_US | MAPP_CA | Internal | Winter | B20 | 935 | 165 | 0 | 59.51 | 66.5 | 7 | 0
2040 | MAPP_US_2_MISO_W | MAPP_US | MISO_W | Internal | Shoulder | B11 | 25 | 2635 | 1468.23 | 148.2 | 155.2 | 7 | 0
2040 | MAPP_US_2_MISO_W | MAPP_US | MISO_W | Internal | Shoulder | B12 | 200 | 2635 | 2139.88 | 146.88 | 153.88 | 7 | 0
2040 | MAPP_US_2_MISO_W | MAPP_US | MISO_W | Internal | Shoulder | B13 | 600 | 2635 | 2457.28 | 140.76 | 147.76 | 7 | 0
2040 | MAPP_US_2_MISO_W | MAPP_US | MISO_W | Internal | Shoulder | B14 | 900 | 2635 | 1068.84 | 101.54 | 108.54 | 7 | 0
2040 | MAPP_US_2_MISO_W | MAPP_US | MISO_W | Internal | Shoulder | B15 | 1203 | 2635 | 1219.43 | 59.5 | 66.5 | 7 | 0
2040 | MAPP_US_2_MISO_W | MAPP_US | MISO_W | Internal | Summer | B1 | 10 | 2635 | 291.97 | 277.48 | 284.48 | 7 | 0
2040 | MAPP_US_2_MISO_W | MAPP_US | MISO_W | Internal | Summer | B2 | 25 | 2635 | 1319.05 | 277.22 | 284.22 | 7 | 0
2040 | MAPP_US_2_MISO_W | MAPP_US | MISO_W | Internal | Summer | B3 | 75 | 2635 | 1207.48 | 277.24 | 284.24 | 7 | 0
2040 | MAPP_US_2_MISO_W | MAPP_US | MISO_W | Internal | Summer | B4 | 100 | 2635 | 438.65 | 187.27 | 194.27 | 7 | 0
2040 | MAPP_US_2_MISO_W | MAPP_US | MISO_W | Internal | Summer | B5 | 200 | 2635 | 291.17 | 183.1 | 190.1 | 7 | 0
2040 | MAPP_US_2_MISO_W | MAPP_US | MISO_W | Internal | Summer | B6 | 300 | 2635 | 322.94 | 174.19 | 181.19 | 7 | 0
2040 | MAPP_US_2_MISO_W | MAPP_US | MISO_W | Internal | Summer | B7 | 400 | 2635 | 826.19 | 158.56 | 165.56 | 7 | 0
2040 | MAPP_US_2_MISO_W | MAPP_US | MISO_W | Internal | Summer | B8 | 500 | 2635 | 1517.86 | 145.29 | 152.29 | 7 | 0
2040 | MAPP_US_2_MISO_W | MAPP_US | MISO_W | Internal | Summer | B9 | 800 | 2635 | 1003.85 | 145.19 | 152.19 | 7 | 0
2040 | MAPP_US_2_MISO_W | MAPP_US | MISO_W | Internal | Summer | B10 | 1262 | 2635 | 1226.61 | 77.23 | 84.23 | 7 | 0
2040 | MAPP_US_2_MISO_W | MAPP_US | MISO_W | Internal | Winter | B16 | 25 | 2635 | 2635 | 73.5 | 145.28 | 7 | 64.78
2040 | MAPP_US_2_MISO_W | MAPP_US | MISO_W | Internal | Winter | B17 | 100 | 2635 | 1707.41 | 111.04 | 118.04 | 7 | 0
2040 | MAPP_US_2_MISO_W | MAPP_US | MISO_W | Internal | Winter | B18 | 400 | 2635 | 2514.71 | 138.4 | 145.4 | 7 | 0
2040 | MAPP_US_2_MISO_W | MAPP_US | MISO_W | Internal | Winter | B19 | 700 | 2635 | 1876.25 | 138.4 | 145.4 | 7 | 0
2040 | MAPP_US_2_MISO_W | MAPP_US | MISO_W | Internal | Winter | B20 | 935 | 2635 | 764.14 | 59.51 | 66.51 | 7 | 0
2040 | MAPP_US_2_NE | MAPP_US | NE | Internal | Shoulder | B11 | 25 | 2000 | 2000 | 148.2 | 157.41 | 7 | 2.21
2040 | MAPP_US_2_NE | MAPP_US | NE | Internal | Shoulder | B12 | 200 | 2000 | 2000 | 146.88 | 157.08 | 7 | 3.19
2040 | MAPP_US_2_NE | MAPP_US | NE | Internal | Shoulder | B13 | 600 | 2000 | 2000 | 140.76 | 154.76 | 7 | 7
2040 | MAPP_US_2_NE | MAPP_US | NE | Internal | Shoulder | B14 | 900 | 2000 | 2000 | 101.54 | 115.54 | 7 | 7
2040 | MAPP_US_2_NE | MAPP_US | NE | Internal | Shoulder | B15 | 1203 | 2000 | 2000 | 59.5 | 73.5 | 7 | 7
2040 | MAPP_US_2_NE | MAPP_US | NE | Internal | Summer | B1 | 10 | 2000 | 1770.97 | 277.48 | 284.48 | 7 | 0
2040 | MAPP_US_2_NE | MAPP_US | NE | Internal | Summer | B2 | 25 | 2000 | 1472.39 | 277.22 | 284.22 | 7 | 0
2040 | MAPP_US_2_NE | MAPP_US | NE | Internal | Summer | B3 | 75 | 2000 | 1440.85 | 277.24 | 284.24 | 7 | 0
2040 | MAPP_US_2_NE | MAPP_US | NE | Internal | Summer | B4 | 100 | 2000 | 1953.69 | 187.27 | 194.27 | 7 | 0
2040 | MAPP_US_2_NE | MAPP_US | NE | Internal | Summer | B5 | 200 | 2000 | 1750.56 | 183.1 | 190.1 | 7 | 0
2040 | MAPP_US_2_NE | MAPP_US | NE | Internal | Summer | B6 | 300 | 2000 | 1499.92 | 174.19 | 181.19 | 7 | 0
2040 | MAPP_US_2_NE | MAPP_US | NE | Internal | Summer | B7 | 400 | 2000 | 2000 | 158.56 | 172.54 | 7 | 6.99
2040 | MAPP_US_2_NE | MAPP_US | NE | Internal | Summer | B8 | 500 | 2000 | 2000 | 145.29 | 155.85 | 7 | 3.56
2040 | MAPP_US_2_NE | MAPP_US | NE | Internal | Summer | B9 | 800 | 2000 | 2000 | 145.19 | 155.25 | 7 | 3.06
2040 | MAPP_US_2_NE | MAPP_US | NE | Internal | Summer | B10 | 1262 | 2000 | 2000 | 77.23 | 91.23 | 7 | 7
2040 | MAPP_US_2_NE | MAPP_US | NE | Internal | Winter | B16 | 25 | 2000 | 2000 | 73.5 | 152.28 | 7 | 71.78
2040 | MAPP_US_2_NE | MAPP_US | NE | Internal | Winter | B17 | 100 | 2000 | 2000 | 111.04 | 125.04 | 7 | 7
2040 | MAPP_US_2_NE | MAPP_US | NE | Internal | Winter | B18 | 400 | 2000 | 2000 | 138.4 | 152.4 | 7 | 7
2040 | MAPP_US_2_NE | MAPP_US | NE | Internal | Winter | B19 | 700 | 2000 | 2000 | 138.4 | 152.4 | 7 | 7
2040 | MAPP_US_2_NE | MAPP_US | NE | Internal | Winter | B20 | 935 | 2000 | 2000 | 59.51 | 73.51 | 7 | 7
2040 | MARITIMES_2_NEISO | MARITIMES | NEISO | Internal | Shoulder | B11 | 25 | 99999 | 1900 | 52.38 | 52.39 | 0.01 | 0
2040 | MARITIMES_2_NEISO | MARITIMES | NEISO | Internal | Shoulder | B12 | 200 | 99999 | 1900 | 52.38 | 52.39 | 0.01 | 0
2040 | MARITIMES_2_NEISO | MARITIMES | NEISO | Internal | Shoulder | B13 | 600 | 99999 | 1900 | 52.38 | 52.39 | 0.01 | 0
2040 | MARITIMES_2_NEISO | MARITIMES | NEISO | Internal | Shoulder | B14 | 900 | 99999 | 1900 | 52.38 | 52.39 | 0.01 | 0
2040 | MARITIMES_2_NEISO | MARITIMES | NEISO | Internal | Shoulder | B15 | 1203 | 99999 | 1425.39 | 52.38 | 52.39 | 0.01 | 0
2040 | MARITIMES_2_NEISO | MARITIMES | NEISO | Internal | Summer | B1 | 10 | 99999 | 1900.1 | 242.26 | 242.27 | 0.01 | 0
2040 | MARITIMES_2_NEISO | MARITIMES | NEISO | Internal | Summer | B2 | 25 | 99999 | 1900.1 | 242.26 | 242.27 | 0.01 | 0
2040 | MARITIMES_2_NEISO | MARITIMES | NEISO | Internal | Summer | B3 | 75 | 99999 | 1900.1 | 166.29 | 166.31 | 0.01 | 0
2040 | MARITIMES_2_NEISO | MARITIMES | NEISO | Internal | Summer | B4 | 100 | 99999 | 1900.1 | 165.93 | 165.94 | 0.01 | 0
2040 | MARITIMES_2_NEISO | MARITIMES | NEISO | Internal | Summer | B5 | 200 | 99999 | 1900.1 | 165.93 | 165.94 | 0.01 | 0
2040 | MARITIMES_2_NEISO | MARITIMES | NEISO | Internal | Summer | B6 | 300 | 99999 | 1900.1 | 165.93 | 165.94 | 0.01 | 0
2040 | MARITIMES_2_NEISO | MARITIMES | NEISO | Internal | Summer | B7 | 400 | 99999 | 1900.1 | 152.96 | 152.97 | 0.01 | 0
2040 | MARITIMES_2_NEISO | MARITIMES | NEISO | Internal | Summer | B8 | 500 | 99999 | 1900.1 | 149.3 | 149.31 | 0.01 | 0
2040 | MARITIMES_2_NEISO | MARITIMES | NEISO | Internal | Summer | B9 | 800 | 99999 | 1900.1 | 142.53 | 142.54 | 0.01 | 0
2040 | MARITIMES_2_NEISO | MARITIMES | NEISO | Internal | Summer | B10 | 1262 | 99999 | 1332.71 | 122.94 | 122.95 | 0.01 | 0
2040 | MARITIMES_2_NEISO | MARITIMES | NEISO | Internal | Winter | B16 | 25 | 99999 | 1900 | 70.71 | 70.72 | 0.01 | 0
2040 | MARITIMES_2_NEISO | MARITIMES | NEISO | Internal | Winter | B17 | 100 | 99999 | 1900 | 70.71 | 70.72 | 0.01 | 0
2040 | MARITIMES_2_NEISO | MARITIMES | NEISO | Internal | Winter | B18 | 400 | 99999 | 1900 | 51.25 | 51.26 | 0.01 | 0
2040 | MARITIMES_2_NEISO | MARITIMES | NEISO | Internal | Winter | B19 | 700 | 99999 | 1900 | 51.25 | 51.26 | 0.01 | 0
2040 | MARITIMES_2_NEISO | MARITIMES | NEISO | Internal | Winter | B20 | 935 | 99999 | 1449.52 | 51.25 | 51.26 | 0.01 | 0
2040 | MISO_IN_2_MISO_MI | MISO_IN | MISO_MI | Internal | Shoulder | B11 | 25 | 5021 | 2490.36 | 153.88 | 153.9 | 0.01 | 0
2040 | MISO_IN_2_MISO_MI | MISO_IN | MISO_MI | Internal | Shoulder | B12 | 200 | 5021 | 1028.78 | 153.88 | 153.9 | 0.01 | 0
2040 | MISO_IN_2_MISO_MI | MISO_IN | MISO_MI | Internal | Shoulder | B13 | 600 | 5021 | 0 | 153.88 | 153.24 | 0.01 | 0
2040 | MISO_IN_2_MISO_MI | MISO_IN | MISO_MI | Internal | Shoulder | B14 | 900 | 5021 | 0 | 151.1 | 151.1 | 0.01 | 0
2040 | MISO_IN_2_MISO_MI | MISO_IN | MISO_MI | Internal | Shoulder | B15 | 1203 | 5021 | 0 | 89.15 | 89.13 | 0.01 | 0
2040 | MISO_IN_2_MISO_MI | MISO_IN | MISO_MI | Internal | Summer | B1 | 10 | 5021 | 2979.6 | 283.01 | 283.03 | 0.01 | 0
2040 | MISO_IN_2_MISO_MI | MISO_IN | MISO_MI | Internal | Summer | B2 | 25 | 5021 | 2853.58 | 283 | 283.01 | 0.01 | 0
2040 | MISO_IN_2_MISO_MI | MISO_IN | MISO_MI | Internal | Summer | B3 | 75 | 5021 | 2798.91 | 265.14 | 265.15 | 0.01 | 0
2040 | MISO_IN_2_MISO_MI | MISO_IN | MISO_MI | Internal | Summer | B4 | 100 | 5021 | 4272.93 | 177.95 | 177.97 | 0.01 | 0
2040 | MISO_IN_2_MISO_MI | MISO_IN | MISO_MI | Internal | Summer | B5 | 200 | 5021 | 3877.24 | 177.28 | 177.29 | 0.01 | 0
2040 | MISO_IN_2_MISO_MI | MISO_IN | MISO_MI | Internal | Summer | B6 | 300 | 5021 | 4443.44 | 152.29 | 152.3 | 0.01 | 0
2040 | MISO_IN_2_MISO_MI | MISO_IN | MISO_MI | Internal | Summer | B7 | 400 | 5021 | 4284.2 | 152.29 | 152.3 | 0.01 | 0
2040 | MISO_IN_2_MISO_MI | MISO_IN | MISO_MI | Internal | Summer | B8 | 500 | 5021 | 1799.7 | 152.29 | 152.3 | 0.01 | 0
2040 | MISO_IN_2_MISO_MI | MISO_IN | MISO_MI | Internal | Summer | B9 | 800 | 5021 | 0 | 152.29 | 152.28 | 0.01 | 0
2040 | MISO_IN_2_MISO_MI | MISO_IN | MISO_MI | Internal | Summer | B10 | 1262 | 5021 | 0 | 106.3 | 106.29 | 0.01 | 0
2040 | MISO_IN_2_MISO_MI | MISO_IN | MISO_MI | Internal | Winter | B16 | 25 | 5021 | 1588.99 | 157.28 | 157.29 | 0.01 | 0
2040 | MISO_IN_2_MISO_MI | MISO_IN | MISO_MI | Internal | Winter | B17 | 100 | 5021 | 526.56 | 157.28 | 157.29 | 0.01 | 0
2040 | MISO_IN_2_MISO_MI | MISO_IN | MISO_MI | Internal | Winter | B18 | 400 | 5021 | 0 | 157.28 | 156.96 | 0.01 | 0
2040 | MISO_IN_2_MISO_MI | MISO_IN | MISO_MI | Internal | Winter | B19 | 700 | 5021 | 0 | 153.33 | 153.32 | 0.01 | 0
2040 | MISO_IN_2_MISO_MI | MISO_IN | MISO_MI | Internal | Winter | B20 | 935 | 5021 | 0 | 88.97 | 88.8 | 0.01 | 0
2040 | MISO_IN_2_MISO_MO-IL | MISO_IN | MISO_MO-IL | Internal | Shoulder | B11 | 25 | 5533 | 5533 | 153.88 | 155.21 | 0.01 | 1.32
2040 | MISO_IN_2_MISO_MO-IL | MISO_IN | MISO_MO-IL | Internal | Shoulder | B12 | 200 | 5533 | 2283.12 | 153.88 | 153.9 | 0.01 | 0
2040 | MISO_IN_2_MISO_MO-IL | MISO_IN | MISO_MO-IL | Internal | Shoulder | B13 | 600 | 5533 | 80.82 | 153.88 | 153.9 | 0.01 | 0
2040 | MISO_IN_2_MISO_MO-IL | MISO_IN | MISO_MO-IL | Internal | Shoulder | B14 | 900 | 5533 | 0 | 151.1 | 149.1 | 0.01 | 0
2040 | MISO_IN_2_MISO_MO-IL | MISO_IN | MISO_MO-IL | Internal | Shoulder | B15 | 1203 | 5533 | 0 | 89.15 | 83.47 | 0.01 | 0
2040 | MISO_IN_2_MISO_MO-IL | MISO_IN | MISO_MO-IL | Internal | Summer | B1 | 10 | 5533 | 5533 | 283.01 | 284.23 | 0.01 | 1.2
2040 | MISO_IN_2_MISO_MO-IL | MISO_IN | MISO_MO-IL | Internal | Summer | B2 | 25 | 5533 | 5533 | 283 | 284.23 | 0.01 | 1.22
2040 | MISO_IN_2_MISO_MO-IL | MISO_IN | MISO_MO-IL | Internal | Summer | B3 | 75 | 5533 | 5533 | 265.14 | 284.23 | 0.01 | 19.08
2040 | MISO_IN_2_MISO_MO-IL | MISO_IN | MISO_MO-IL | Internal | Summer | B4 | 100 | 5533 | 5533 | 177.95 | 193.34 | 0.01 | 15.38
2040 | MISO_IN_2_MISO_MO-IL | MISO_IN | MISO_MO-IL | Internal | Summer | B5 | 200 | 5533 | 5533 | 177.28 | 186.28 | 0.01 | 8.99
2040 | MISO_IN_2_MISO_MO-IL | MISO_IN | MISO_MO-IL | Internal | Summer | B6 | 300 | 5533 | 5533 | 152.29 | 173.1 | 0.01 | 20.79
2040 | MISO_IN_2_MISO_MO-IL | MISO_IN | MISO_MO-IL | Internal | Summer | B7 | 400 | 5533 | 5533 | 152.29 | 165.57 | 0.01 | 13.27
2040 | MISO_IN_2_MISO_MO-IL | MISO_IN | MISO_MO-IL | Internal | Summer | B8 | 500 | 5533 | 4258.38 | 152.29 | 152.3 | 0.01 | 0
2040 | MISO_IN_2_MISO_MO-IL | MISO_IN | MISO_MO-IL | Internal | Summer | B9 | 800 | 5533 | 1671.17 | 152.29 | 152.3 | 0.01 | 0
2040 | MISO_IN_2_MISO_MO-IL | MISO_IN | MISO_MO-IL | Internal | Summer | B10 | 1262 | 5533 | 0 | 106.3 | 105.23 | 0.01 | 0
2040 | MISO_IN_2_MISO_MO-IL | MISO_IN | MISO_MO-IL | Internal | Winter | B16 | 25 | 5533 | 397.46 | 157.28 | 157.29 | 0.01 | 0
2040 | MISO_IN_2_MISO_MO-IL | MISO_IN | MISO_MO-IL | Internal | Winter | B17 | 100 | 5533 | 0 | 157.28 | 157.27 | 0.01 | 0
2040 | MISO_IN_2_MISO_MO-IL | MISO_IN | MISO_MO-IL | Internal | Winter | B18 | 400 | 5533 | 0 | 157.28 | 157.27 | 0.01 | 0
2040 | MISO_IN_2_MISO_MO-IL | MISO_IN | MISO_MO-IL | Internal | Winter | B19 | 700 | 5533 | 0 | 153.33 | 153.32 | 0.01 | 0
2040 | MISO_IN_2_MISO_MO-IL | MISO_IN | MISO_MO-IL | Internal | Winter | B20 | 935 | 5533 | 0 | 88.97 | 82.73 | 0.01 | 0
2040 | MISO_IN_2_NonRTO_Midwest | MISO_IN | NonRTO_Midwest | Internal | Shoulder | B11 | 25 | 4800 | 0 | 153.88 | 157.66 | 8 | 0
2040 | MISO_IN_2_NonRTO_Midwest | MISO_IN | NonRTO_Midwest | Internal | Shoulder | B12 | 200 | 4800 | 0 | 153.88 | 157.66 | 8 | 0
2040 | MISO_IN_2_NonRTO_Midwest | MISO_IN | NonRTO_Midwest | Internal | Shoulder | B13 | 600 | 4800 | 0 | 153.88 | 157.66 | 8 | 0
2040 | MISO_IN_2_NonRTO_Midwest | MISO_IN | NonRTO_Midwest | Internal | Shoulder | B14 | 900 | 4800 | 0 | 151.1 | 153.72 | 8 | 0
2040 | MISO_IN_2_NonRTO_Midwest | MISO_IN | NonRTO_Midwest | Internal | Shoulder | B15 | 1203 | 4800 | 0 | 89.15 | 95.13 | 8 | 0
2040 | MISO_IN_2_NonRTO_Midwest | MISO_IN | NonRTO_Midwest | Internal | Summer | B1 | 10 | 4800 | 0 | 283.01 | 284.23 | 8 | 0
2040 | MISO_IN_2_NonRTO_Midwest | MISO_IN | NonRTO_Midwest | Internal | Summer | B2 | 25 | 4800 | 0 | 283 | 283.01 | 8 | 0
2040 | MISO_IN_2_NonRTO_Midwest | MISO_IN | NonRTO_Midwest | Internal | Summer | B3 | 75 | 4800 | 950.47 | 265.14 | 273.14 | 8 | 0
2040 | MISO_IN_2_NonRTO_Midwest | MISO_IN | NonRTO_Midwest | Internal | Summer | B4 | 100 | 4800 | 0 | 177.95 | 176.34 | 8 | 0
2040 | MISO_IN_2_NonRTO_Midwest | MISO_IN | NonRTO_Midwest | Internal | Summer | B5 | 200 | 4800 | 0 | 177.28 | 169.28 | 8 | 0
2040 | MISO_IN_2_NonRTO_Midwest | MISO_IN | NonRTO_Midwest | Internal | Summer | B6 | 300 | 4800 | 0 | 152.29 | 156.1 | 8 | 0
2040 | MISO_IN_2_NonRTO_Midwest | MISO_IN | NonRTO_Midwest | Internal | Summer | B7 | 400 | 4800 | 0 | 152.29 | 148.57 | 8 | 0
2040 | MISO_IN_2_NonRTO_Midwest | MISO_IN | NonRTO_Midwest | Internal | Summer | B8 | 500 | 4800 | 0 | 152.29 | 148.47 | 8 | 0
2040 | MISO_IN_2_NonRTO_Midwest | MISO_IN | NonRTO_Midwest | Internal | Summer | B9 | 800 | 4800 | 0 | 152.29 | 148.47 | 8 | 0
2040 | MISO_IN_2_NonRTO_Midwest | MISO_IN | NonRTO_Midwest | Internal | Summer | B10 | 1262 | 4800 | 0 | 106.3 | 98.3 | 8 | 0
2040 | MISO_IN_2_NonRTO_Midwest | MISO_IN | NonRTO_Midwest | Internal | Winter | B16 | 25 | 4800 | 0 | 157.28 | 161.53 | 8 | 0
2040 | MISO_IN_2_NonRTO_Midwest | MISO_IN | NonRTO_Midwest | Internal | Winter | B17 | 100 | 4800 | 0 | 157.28 | 161.53 | 8 | 0
2040 | MISO_IN_2_NonRTO_Midwest | MISO_IN | NonRTO_Midwest | Internal | Winter | B18 | 400 | 4800 | 0 | 157.28 | 160.32 | 8 | 0
2040 | MISO_IN_2_NonRTO_Midwest | MISO_IN | NonRTO_Midwest | Internal | Winter | B19 | 700 | 4800 | 0 | 153.33 | 155.16 | 8 | 0
2040 | MISO_IN_2_NonRTO_Midwest | MISO_IN | NonRTO_Midwest | Internal | Winter | B20 | 935 | 4800 | 0 | 88.97 | 95.73 | 8 | 0
2040 | MISO_IN_2_PJM_ROR | MISO_IN | PJM_ROR | Internal | Shoulder | B11 | 25 | 992 | 0 | 153.88 | 153.21 | 2 | 0
2040 | MISO_IN_2_PJM_ROR | MISO_IN | PJM_ROR | Internal | Shoulder | B12 | 200 | 992 | 0 | 153.88 | 153.83 | 2 | 0
2040 | MISO_IN_2_PJM_ROR | MISO_IN | PJM_ROR | Internal | Shoulder | B13 | 600 | 992 | 0 | 153.88 | 149.76 | 2 | 0
2040 | MISO_IN_2_PJM_ROR | MISO_IN | PJM_ROR | Internal | Shoulder | B14 | 900 | 992 | 0 | 151.1 | 149.1 | 2 | 0
2040 | MISO_IN_2_PJM_ROR | MISO_IN | PJM_ROR | Internal | Shoulder | B15 | 1203 | 992 | 0 | 89.15 | 81.47 | 2 | 0
2040 | MISO_IN_2_PJM_ROR | MISO_IN | PJM_ROR | Internal | Summer | B1 | 10 | 992 | 589.67 | 283.01 | 285.01 | 2 | 0
2040 | MISO_IN_2_PJM_ROR | MISO_IN | PJM_ROR | Internal | Summer | B2 | 25 | 992 | 991.99 | 283 | 285.01 | 2 | 0.01
2040 | MISO_IN_2_PJM_ROR | MISO_IN | PJM_ROR | Internal | Summer | B3 | 75 | 992 | 992 | 265.14 | 277.14 | 2 | 10
2040 | MISO_IN_2_PJM_ROR | MISO_IN | PJM_ROR | Internal | Summer | B4 | 100 | 992 | 992 | 177.95 | 186.48 | 2 | 6.52
2040 | MISO_IN_2_PJM_ROR | MISO_IN | PJM_ROR | Internal | Summer | B5 | 200 | 992 | 992 | 177.28 | 182.87 | 2 | 3.59
2040 | MISO_IN_2_PJM_ROR | MISO_IN | PJM_ROR | Internal | Summer | B6 | 300 | 992 | 992 | 152.29 | 171.1 | 2 | 16.81
2040 | MISO_IN_2_PJM_ROR | MISO_IN | PJM_ROR | Internal | Summer | B7 | 400 | 992 | 992 | 152.29 | 163.96 | 2 | 9.67
2040 | MISO_IN_2_PJM_ROR | MISO_IN | PJM_ROR | Internal | Summer | B8 | 500 | 992 | 992 | 152.29 | 154.3 | 2 | 0.01
2040 | MISO_IN_2_PJM_ROR | MISO_IN | PJM_ROR | Internal | Summer | B9 | 800 | 992 | 0 | 152.29 | 152.06 | 2 | 0
2040 | MISO_IN_2_PJM_ROR | MISO_IN | PJM_ROR | Internal | Summer | B10 | 1262 | 992 | 0 | 106.3 | 107.85 | 2 | 0
2040 | MISO_IN_2_PJM_ROR | MISO_IN | PJM_ROR | Internal | Winter | B16 | 25 | 992 | 0 | 157.28 | 157.78 | 2 | 0
2040 | MISO_IN_2_PJM_ROR | MISO_IN | PJM_ROR | Internal | Winter | B17 | 100 | 992 | 0 | 157.28 | 157.78 | 2 | 0
2040 | MISO_IN_2_PJM_ROR | MISO_IN | PJM_ROR | Internal | Winter | B18 | 400 | 992 | 0 | 157.28 | 154.95 | 2 | 0
2040 | MISO_IN_2_PJM_ROR | MISO_IN | PJM_ROR | Internal | Winter | B19 | 700 | 992 | 0 | 153.33 | 151.32 | 2 | 0
2040 | MISO_IN_2_PJM_ROR | MISO_IN | PJM_ROR | Internal | Winter | B20 | 935 | 992 | 0 | 88.97 | 80.73 | 2 | 0
2040 | MISO_MI_2_MISO_IN | MISO_MI | MISO_IN | Internal | Shoulder | B11 | 25 | 2066 | 0 | 153.9 | 153.88 | 0.01 | 0
2040 | MISO_MI_2_MISO_IN | MISO_MI | MISO_IN | Internal | Shoulder | B12 | 200 | 2066 | 0 | 153.9 | 153.88 | 0.01 | 0
2040 | MISO_MI_2_MISO_IN | MISO_MI | MISO_IN | Internal | Shoulder | B13 | 600 | 2066 | 2066 | 153.24 | 153.88 | 0.01 | 0.63
2040 | MISO_MI_2_MISO_IN | MISO_MI | MISO_IN | Internal | Shoulder | B14 | 900 | 2066 | 0 | 151.1 | 151.1 | 0.01 | 0
2040 | MISO_MI_2_MISO_IN | MISO_MI | MISO_IN | Internal | Shoulder | B15 | 1203 | 2066 | 1094.89 | 89.13 | 89.15 | 0.01 | 0
2040 | MISO_MI_2_MISO_IN | MISO_MI | MISO_IN | Internal | Summer | B1 | 10 | 2066 | 0 | 283.03 | 283.01 | 0.01 | 0
2040 | MISO_MI_2_MISO_IN | MISO_MI | MISO_IN | Internal | Summer | B2 | 25 | 2066 | 0 | 283.01 | 283 | 0.01 | 0
2040 | MISO_MI_2_MISO_IN | MISO_MI | MISO_IN | Internal | Summer | B3 | 75 | 2066 | 0 | 265.15 | 265.14 | 0.01 | 0
2040 | MISO_MI_2_MISO_IN | MISO_MI | MISO_IN | Internal | Summer | B4 | 100 | 2066 | 0 | 177.97 | 177.95 | 0.01 | 0
2040 | MISO_MI_2_MISO_IN | MISO_MI | MISO_IN | Internal | Summer | B5 | 200 | 2066 | 0 | 177.29 | 177.28 | 0.01 | 0
2040 | MISO_MI_2_MISO_IN | MISO_MI | MISO_IN | Internal | Summer | B6 | 300 | 2066 | 0 | 152.3 | 152.29 | 0.01 | 0
2040 | MISO_MI_2_MISO_IN | MISO_MI | MISO_IN | Internal | Summer | B7 | 400 | 2066 | 0 | 152.3 | 152.29 | 0.01 | 0
2040 | MISO_MI_2_MISO_IN | MISO_MI | MISO_IN | Internal | Summer | B8 | 500 | 2066 | 0 | 152.3 | 152.29 | 0.01 | 0
2040 | MISO_MI_2_MISO_IN | MISO_MI | MISO_IN | Internal | Summer | B9 | 800 | 2066 | 715.87 | 152.28 | 152.29 | 0.01 | 0
2040 | MISO_MI_2_MISO_IN | MISO_MI | MISO_IN | Internal | Summer | B10 | 1262 | 2066 | 542.95 | 106.29 | 106.3 | 0.01 | 0
2040 | MISO_MI_2_MISO_IN | MISO_MI | MISO_IN | Internal | Winter | B16 | 25 | 2066 | 0 | 157.29 | 157.28 | 0.01 | 0
2040 | MISO_MI_2_MISO_IN | MISO_MI | MISO_IN | Internal | Winter | B17 | 100 | 2066 | 0 | 157.29 | 157.28 | 0.01 | 0
2040 | MISO_MI_2_MISO_IN | MISO_MI | MISO_IN | Internal | Winter | B18 | 400 | 2066 | 2066 | 156.96 | 157.28 | 0.01 | 0.31
2040 | MISO_MI_2_MISO_IN | MISO_MI | MISO_IN | Internal | Winter | B19 | 700 | 2066 | 992.8 | 153.32 | 153.33 | 0.01 | 0
2040 | MISO_MI_2_MISO_IN | MISO_MI | MISO_IN | Internal | Winter | B20 | 935 | 2066 | 2066 | 88.8 | 88.97 | 0.01 | 0.16
2040 | MISO_MI_2_MISO_WUMS | MISO_MI | MISO_WUMS | Internal | Shoulder | B11 | 25 | 1440 | 1440 | 153.9 | 154.01 | 0.01 | 0.1
2040 | MISO_MI_2_MISO_WUMS | MISO_MI | MISO_WUMS | Internal | Shoulder | B12 | 200 | 1440 | 0 | 153.9 | 153.9 | 0.01 | 0
2040 | MISO_MI_2_MISO_WUMS | MISO_MI | MISO_WUMS | Internal | Shoulder | B13 | 600 | 1440 | 0 | 153.24 | 151.76 | 0.01 | 0
2040 | MISO_MI_2_MISO_WUMS | MISO_MI | MISO_WUMS | Internal | Shoulder | B14 | 900 | 1440 | 0 | 151.1 | 151.09 | 0.01 | 0
2040 | MISO_MI_2_MISO_WUMS | MISO_MI | MISO_WUMS | Internal | Shoulder | B15 | 1203 | 1440 | 0 | 89.13 | 83.47 | 0.01 | 0
2040 | MISO_MI_2_MISO_WUMS | MISO_MI | MISO_WUMS | Internal | Summer | B1 | 10 | 1440 | 219.07 | 283.03 | 283.04 | 0.01 | 0
2040 | MISO_MI_2_MISO_WUMS | MISO_MI | MISO_WUMS | Internal | Summer | B2 | 25 | 1440 | 160.21 | 283.01 | 283.03 | 0.01 | 0
2040 | MISO_MI_2_MISO_WUMS | MISO_MI | MISO_WUMS | Internal | Summer | B3 | 75 | 1440 | 1182.76 | 265.15 | 265.16 | 0.01 | 0
2040 | MISO_MI_2_MISO_WUMS | MISO_MI | MISO_WUMS | Internal | Summer | B4 | 100 | 1440 | 605.71 | 177.97 | 177.98 | 0.01 | 0
2040 | MISO_MI_2_MISO_WUMS | MISO_MI | MISO_WUMS | Internal | Summer | B5 | 200 | 1440 | 236.08 | 177.29 | 177.31 | 0.01 | 0
2040 | MISO_MI_2_MISO_WUMS | MISO_MI | MISO_WUMS | Internal | Summer | B6 | 300 | 1440 | 1440 | 152.3 | 169.1 | 0.01 | 16.78
2040 | MISO_MI_2_MISO_WUMS | MISO_MI | MISO_WUMS | Internal | Summer | B7 | 400 | 1440 | 1440 | 152.3 | 156.87 | 0.01 | 4.55
2040 | MISO_MI_2_MISO_WUMS | MISO_MI | MISO_WUMS | Internal | Summer | B8 | 500 | 1440 | 0 | 152.3 | 152.29 | 0.01 | 0
2040 | MISO_MI_2_MISO_WUMS | MISO_MI | MISO_WUMS | Internal | Summer | B9 | 800 | 1440 | 0 | 152.28 | 152.21 | 0.01 | 0
2040 | MISO_MI_2_MISO_WUMS | MISO_MI | MISO_WUMS | Internal | Summer | B10 | 1262 | 1440 | 0 | 106.29 | 105.85 | 0.01 | 0
2040 | MISO_MI_2_MISO_WUMS | MISO_MI | MISO_WUMS | Internal | Winter | B16 | 25 | 1440 | 256.09 | 157.29 | 157.3 | 0.01 | 0
2040 | MISO_MI_2_MISO_WUMS | MISO_MI | MISO_WUMS | Internal | Winter | B17 | 100 | 1440 | 0 | 157.29 | 157.28 | 0.01 | 0
2040 | MISO_MI_2_MISO_WUMS | MISO_MI | MISO_WUMS | Internal | Winter | B18 | 400 | 1440 | 0 | 156.96 | 156.95 | 0.01 | 0
2040 | MISO_MI_2_MISO_WUMS | MISO_MI | MISO_WUMS | Internal | Winter | B19 | 700 | 1440 | 0 | 153.32 | 153.31 | 0.01 | 0
2040 | MISO_MI_2_MISO_WUMS | MISO_MI | MISO_WUMS | Internal | Winter | B20 | 935 | 1440 | 0 | 88.8 | 82.73 | 0.01 | 0
2040 | MISO_MI_2_PJM_ROR | MISO_MI | PJM_ROR | Internal | Shoulder | B11 | 25 | 1424 | 0 | 153.9 | 153.21 | 2 | 0
2040 | MISO_MI_2_PJM_ROR | MISO_MI | PJM_ROR | Internal | Shoulder | B12 | 200 | 1424 | 0 | 153.9 | 153.83 | 2 | 0
2040 | MISO_MI_2_PJM_ROR | MISO_MI | PJM_ROR | Internal | Shoulder | B13 | 600 | 1424 | 0 | 153.24 | 149.76 | 2 | 0
2040 | MISO_MI_2_PJM_ROR | MISO_MI | PJM_ROR | Internal | Shoulder | B14 | 900 | 1424 | 0 | 151.1 | 149.1 | 2 | 0
2040 | MISO_MI_2_PJM_ROR | MISO_MI | PJM_ROR | Internal | Shoulder | B15 | 1203 | 1424 | 0 | 89.13 | 81.47 | 2 | 0
2040 | MISO_MI_2_PJM_ROR | MISO_MI | PJM_ROR | Internal | Summer | B1 | 10 | 1424 | 0.02 | 283.03 | 285.01 | 2 | 0
2040 | MISO_MI_2_PJM_ROR | MISO_MI | PJM_ROR | Internal | Summer | B2 | 25 | 1424 | 1106.06 | 283.01 | 285.01 | 2 | 0
2040 | MISO_MI_2_PJM_ROR | MISO_MI | PJM_ROR | Internal | Summer | B3 | 75 | 1424 | 1424 | 265.15 | 277.14 | 2 | 9.99
2040 | MISO_MI_2_PJM_ROR | MISO_MI | PJM_ROR | Internal | Summer | B4 | 100 | 1424 | 1424 | 177.97 | 186.48 | 2 | 6.51
2040 | MISO_MI_2_PJM_ROR | MISO_MI | PJM_ROR | Internal | Summer | B5 | 200 | 1424 | 1424 | 177.29 | 182.87 | 2 | 3.57
2040 | MISO_MI_2_PJM_ROR | MISO_MI | PJM_ROR | Internal | Summer | B6 | 300 | 1424 | 1424 | 152.3 | 171.1 | 2 | 16.79
2040 | MISO_MI_2_PJM_ROR | MISO_MI | PJM_ROR | Internal | Summer | B7 | 400 | 1424 | 1424 | 152.3 | 163.96 | 2 | 9.66
2040 | MISO_MI_2_PJM_ROR | MISO_MI | PJM_ROR | Internal | Summer | B8 | 500 | 1424 | 566.24 | 152.3 | 154.3 | 2 | 0
2040 | MISO_MI_2_PJM_ROR | MISO_MI | PJM_ROR | Internal | Summer | B9 | 800 | 1424 | 0 | 152.28 | 152.06 | 2 | 0
2040 | MISO_MI_2_PJM_ROR | MISO_MI | PJM_ROR | Internal | Summer | B10 | 1262 | 1424 | 0 | 106.29 | 107.85 | 2 | 0
2040 | MISO_MI_2_PJM_ROR | MISO_MI | PJM_ROR | Internal | Winter | B16 | 25 | 1424 | 0 | 157.29 | 157.78 | 2 | 0
2040 | MISO_MI_2_PJM_ROR | MISO_MI | PJM_ROR | Internal | Winter | B17 | 100 | 1424 | 0 | 157.29 | 157.78 | 2 | 0
2040 | MISO_MI_2_PJM_ROR | MISO_MI | PJM_ROR | Internal | Winter | B18 | 400 | 1424 | 0 | 156.96 | 154.95 | 2 | 0
2040 | MISO_MI_2_PJM_ROR | MISO_MI | PJM_ROR | Internal | Winter | B19 | 700 | 1424 | 0 | 153.32 | 151.32 | 2 | 0
2040 | MISO_MI_2_PJM_ROR | MISO_MI | PJM_ROR | Internal | Winter | B20 | 935 | 1424 | 0 | 88.8 | 80.73 | 2 | 0
2040 | MISO_MO-IL_2_ENT | MISO_MO-IL | ENT | Internal | Shoulder | B11 | 25 | 2540 | 0 | 155.21 | 162.43 | 8 | 0
2040 | MISO_MO-IL_2_ENT | MISO_MO-IL | ENT | Internal | Shoulder | B12 | 200 | 2540 | 0 | 153.9 | 156.63 | 8 | 0
2040 | MISO_MO-IL_2_ENT | MISO_MO-IL | ENT | Internal | Shoulder | B13 | 600 | 2540 | 0 | 153.9 | 156.63 | 8 | 0
2040 | MISO_MO-IL_2_ENT | MISO_MO-IL | ENT | Internal | Shoulder | B14 | 900 | 2540 | 0 | 149.1 | 141.1 | 8 | 0
2040 | MISO_MO-IL_2_ENT | MISO_MO-IL | ENT | Internal | Shoulder | B15 | 1203 | 2540 | 0 | 83.47 | 78.48 | 8 | 0
2040 | MISO_MO-IL_2_ENT | MISO_MO-IL | ENT | Internal | Summer | B1 | 10 | 2540 | 0 | 284.23 | 290.01 | 8 | 0
2040 | MISO_MO-IL_2_ENT | MISO_MO-IL | ENT | Internal | Summer | B2 | 25 | 2540 | 0 | 284.23 | 288.81 | 8 | 0
2040 | MISO_MO-IL_2_ENT | MISO_MO-IL | ENT | Internal | Summer | B3 | 75 | 2540 | 0 | 284.23 | 282.14 | 8 | 0
2040 | MISO_MO-IL_2_ENT | MISO_MO-IL | ENT | Internal | Summer | B4 | 100 | 2540 | 0 | 193.34 | 193.34 | 8 | 0
2040 | MISO_MO-IL_2_ENT | MISO_MO-IL | ENT | Internal | Summer | B5 | 200 | 2540 | 0 | 186.28 | 180.56 | 8 | 0
2040 | MISO_MO-IL_2_ENT | MISO_MO-IL | ENT | Internal | Summer | B6 | 300 | 2540 | 0 | 173.1 | 172.71 | 8 | 0
2040 | MISO_MO-IL_2_ENT | MISO_MO-IL | ENT | Internal | Summer | B7 | 400 | 2540 | 0 | 165.57 | 165.48 | 8 | 0
2040 | MISO_MO-IL_2_ENT | MISO_MO-IL | ENT | Internal | Summer | B8 | 500 | 2540 | 0 | 152.3 | 154.98 | 8 | 0
2040 | MISO_MO-IL_2_ENT | MISO_MO-IL | ENT | Internal | Summer | B9 | 800 | 2540 | 0 | 152.3 | 154.98 | 8 | 0
2040 | MISO_MO-IL_2_ENT | MISO_MO-IL | ENT | Internal | Summer | B10 | 1262 | 2540 | 0 | 105.23 | 96.23 | 8 | 0
2040 | MISO_MO-IL_2_ENT | MISO_MO-IL | ENT | Internal | Winter | B16 | 25 | 2540 | 0 | 157.29 | 160.17 | 8 | 0
2040 | MISO_MO-IL_2_ENT | MISO_MO-IL | ENT | Internal | Winter | B17 | 100 | 2540 | 0 | 157.27 | 160.17 | 8 | 0
2040 | MISO_MO-IL_2_ENT | MISO_MO-IL | ENT | Internal | Winter | B18 | 400 | 2540 | 0 | 157.27 | 157.41 | 8 | 0
2040 | MISO_MO-IL_2_ENT | MISO_MO-IL | ENT | Internal | Winter | B19 | 700 | 2540 | 0 | 153.32 | 145.96 | 8 | 0
2040 | MISO_MO-IL_2_ENT | MISO_MO-IL | ENT | Internal | Winter | B20 | 935 | 2540 | 0 | 82.73 | 78.73 | 8 | 0
2040 | MISO_MO-IL_2_MISO_IN | MISO_MO-IL | MISO_IN | Internal | Shoulder | B11 | 25 | 2633 | 0 | 155.21 | 153.88 | 0.01 | 0
2040 | MISO_MO-IL_2_MISO_IN | MISO_MO-IL | MISO_IN | Internal | Shoulder | B12 | 200 | 2633 | 0 | 153.9 | 153.88 | 0.01 | 0
2040 | MISO_MO-IL_2_MISO_IN | MISO_MO-IL | MISO_IN | Internal | Shoulder | B13 | 600 | 2633 | 0 | 153.9 | 153.88 | 0.01 | 0
2040 | MISO_MO-IL_2_MISO_IN | MISO_MO-IL | MISO_IN | Internal | Shoulder | B14 | 900 | 2633 | 2633 | 149.1 | 151.1 | 0.01 | 1.99
2040 | MISO_MO-IL_2_MISO_IN | MISO_MO-IL | MISO_IN | Internal | Shoulder | B15 | 1203 | 2633 | 2633 | 83.47 | 89.15 | 0.01 | 5.66
2040 | MISO_MO-IL_2_MISO_IN | MISO_MO-IL | MISO_IN | Internal | Summer | B1 | 10 | 2633 | 0 | 284.23 | 283.01 | 0.01 | 0
2040 | MISO_MO-IL_2_MISO_IN | MISO_MO-IL | MISO_IN | Internal | Summer | B2 | 25 | 2633 | 0 | 284.23 | 283 | 0.01 | 0
2040 | MISO_MO-IL_2_MISO_IN | MISO_MO-IL | MISO_IN | Internal | Summer | B3 | 75 | 2633 | 0 | 284.23 | 265.14 | 0.01 | 0
2040 | MISO_MO-IL_2_MISO_IN | MISO_MO-IL | MISO_IN | Internal | Summer | B4 | 100 | 2633 | 0 | 193.34 | 177.95 | 0.01 | 0
2040 | MISO_MO-IL_2_MISO_IN | MISO_MO-IL | MISO_IN | Internal | Summer | B5 | 200 | 2633 | 0 | 186.28 | 177.28 | 0.01 | 0
2040 | MISO_MO-IL_2_MISO_IN | MISO_MO-IL | MISO_IN | Internal | Summer | B6 | 300 | 2633 | 0 | 173.1 | 152.29 | 0.01 | 0
2040 | MISO_MO-IL_2_MISO_IN | MISO_MO-IL | MISO_IN | Internal | Summer | B7 | 400 | 2633 | 0 | 165.57 | 152.29 | 0.01 | 0
2040 | MISO_MO-IL_2_MISO_IN | MISO_MO-IL | MISO_IN | Internal | Summer | B8 | 500 | 2633 | 0 | 152.3 | 152.29 | 0.01 | 0
2040 | MISO_MO-IL_2_MISO_IN | MISO_MO-IL | MISO_IN | Internal | Summer | B9 | 800 | 2633 | 0 | 152.3 | 152.29 | 0.01 | 0
2040 | MISO_MO-IL_2_MISO_IN | MISO_MO-IL | MISO_IN | Internal | Summer | B10 | 1262 | 2633 | 2633 | 105.23 | 106.3 | 0.01 | 1.06
2040 | MISO_MO-IL_2_MISO_IN | MISO_MO-IL | MISO_IN | Internal | Winter | B16 | 25 | 2633 | 0 | 157.29 | 157.28 | 0.01 | 0
2040 | MISO_MO-IL_2_MISO_IN | MISO_MO-IL | MISO_IN | Internal | Winter | B17 | 100 | 2633 | 388.49 | 157.27 | 157.28 | 0.01 | 0
2040 | MISO_MO-IL_2_MISO_IN | MISO_MO-IL | MISO_IN | Internal | Winter | B18 | 400 | 2633 | 109.52 | 157.27 | 157.28 | 0.01 | 0
2040 | MISO_MO-IL_2_MISO_IN | MISO_MO-IL | MISO_IN | Internal | Winter | B19 | 700 | 2633 | 1992.13 | 153.32 | 153.33 | 0.01 | 0
2040 | MISO_MO-IL_2_MISO_IN | MISO_MO-IL | MISO_IN | Internal | Winter | B20 | 935 | 2633 | 2633 | 82.73 | 88.97 | 0.01 | 6.23
2040 | MISO_MO-IL_2_MISO_W | MISO_MO-IL | MISO_W | Internal | Shoulder | B11 | 25 | 1075 | 0 | 155.21 | 155.2 | 0.01 | 0
2040 | MISO_MO-IL_2_MISO_W | MISO_MO-IL | MISO_W | Internal | Shoulder | B12 | 200 | 1075 | 0 | 153.9 | 153.88 | 0.01 | 0
2040 | MISO_MO-IL_2_MISO_W | MISO_MO-IL | MISO_W | Internal | Shoulder | B13 | 600 | 1075 | 0 | 153.9 | 147.76 | 0.01 | 0
2040 | MISO_MO-IL_2_MISO_W | MISO_MO-IL | MISO_W | Internal | Shoulder | B14 | 900 | 1075 | 0 | 149.1 | 108.54 | 0.01 | 0
2040 | MISO_MO-IL_2_MISO_W | MISO_MO-IL | MISO_W | Internal | Shoulder | B15 | 1203 | 1075 | 0 | 83.47 | 66.5 | 0.01 | 0
2040 | MISO_MO-IL_2_MISO_W | MISO_MO-IL | MISO_W | Internal | Summer | B1 | 10 | 1075 | 1075 | 284.23 | 284.48 | 0.01 | 0.24
2040 | MISO_MO-IL_2_MISO_W | MISO_MO-IL | MISO_W | Internal | Summer | B2 | 25 | 1075 | 0 | 284.23 | 284.22 | 0.01 | 0
2040 | MISO_MO-IL_2_MISO_W | MISO_MO-IL | MISO_W | Internal | Summer | B3 | 75 | 1075 | 815.21 | 284.23 | 284.24 | 0.01 | 0
2040 | MISO_MO-IL_2_MISO_W | MISO_MO-IL | MISO_W | Internal | Summer | B4 | 100 | 1075 | 1075 | 193.34 | 194.27 | 0.01 | 0.92
2040 | MISO_MO-IL_2_MISO_W | MISO_MO-IL | MISO_W | Internal | Summer | B5 | 200 | 1075 | 1075 | 186.28 | 190.1 | 0.01 | 3.81
2040 | MISO_MO-IL_2_MISO_W | MISO_MO-IL | MISO_W | Internal | Summer | B6 | 300 | 1075 | 1075 | 173.1 | 181.19 | 0.01 | 8.08
2040 | MISO_MO-IL_2_MISO_W | MISO_MO-IL | MISO_W | Internal | Summer | B7 | 400 | 1075 | 0 | 165.57 | 165.56 | 0.01 | 0
2040 | MISO_MO-IL_2_MISO_W | MISO_MO-IL | MISO_W | Internal | Summer | B8 | 500 | 1075 | 0 | 152.3 | 152.29 | 0.01 | 0
2040 | MISO_MO-IL_2_MISO_W | MISO_MO-IL | MISO_W | Internal | Summer | B9 | 800 | 1075 | 0 | 152.3 | 152.19 | 0.01 | 0
2040 | MISO_MO-IL_2_MISO_W | MISO_MO-IL | MISO_W | Internal | Summer | B10 | 1262 | 1075 | 0 | 105.23 | 84.23 | 0.01 | 0
2040 | MISO_MO-IL_2_MISO_W | MISO_MO-IL | MISO_W | Internal | Winter | B16 | 25 | 1075 | 0 | 157.29 | 145.28 | 0.01 | 0
2040 | MISO_MO-IL_2_MISO_W | MISO_MO-IL | MISO_W | Internal | Winter | B17 | 100 | 1075 | 0 | 157.27 | 118.04 | 0.01 | 0
2040 | MISO_MO-IL_2_MISO_W | MISO_MO-IL | MISO_W | Internal | Winter | B18 | 400 | 1075 | 0 | 157.27 | 145.4 | 0.01 | 0
2040 | MISO_MO-IL_2_MISO_W | MISO_MO-IL | MISO_W | Internal | Winter | B19 | 700 | 1075 | 0 | 153.32 | 145.4 | 0.01 | 0
2040 | MISO_MO-IL_2_MISO_W | MISO_MO-IL | MISO_W | Internal | Winter | B20 | 935 | 1075 | 0 | 82.73 | 66.51 | 0.01 | 0
2040 | MISO_MO-IL_2_PJM_ROR | MISO_MO-IL | PJM_ROR | Internal | Shoulder | B11 | 25 | 1212 | 0 | 155.21 | 153.21 | 2 | 0
2040 | MISO_MO-IL_2_PJM_ROR | MISO_MO-IL | PJM_ROR | Internal | Shoulder | B12 | 200 | 1212 | 0 | 153.9 | 153.83 | 2 | 0
2040 | MISO_MO-IL_2_PJM_ROR | MISO_MO-IL | PJM_ROR | Internal | Shoulder | B13 | 600 | 1212 | 0 | 153.9 | 149.76 | 2 | 0
2040 | MISO_MO-IL_2_PJM_ROR | MISO_MO-IL | PJM_ROR | Internal | Shoulder | B14 | 900 | 1212 | 0 | 149.1 | 149.1 | 2 | 0
2040 | MISO_MO-IL_2_PJM_ROR | MISO_MO-IL | PJM_ROR | Internal | Shoulder | B15 | 1203 | 1212 | 0 | 83.47 | 81.47 | 2 | 0
2040 | MISO_MO-IL_2_PJM_ROR | MISO_MO-IL | PJM_ROR | Internal | Summer | B1 | 10 | 1212 | 0 | 284.23 | 285.01 | 2 | 0
2040 | MISO_MO-IL_2_PJM_ROR | MISO_MO-IL | PJM_ROR | Internal | Summer | B2 | 25 | 1212 | 0 | 284.23 | 285.01 | 2 | 0
2040 | MISO_MO-IL_2_PJM_ROR | MISO_MO-IL | PJM_ROR | Internal | Summer | B3 | 75 | 1212 | 0 | 284.23 | 277.14 | 2 | 0
2040 | MISO_MO-IL_2_PJM_ROR | MISO_MO-IL | PJM_ROR | Internal | Summer | B4 | 100 | 1212 | 0 | 193.34 | 186.48 | 2 | 0
2040 | MISO_MO-IL_2_PJM_ROR | MISO_MO-IL | PJM_ROR | Internal | Summer | B5 | 200 | 1212 | 0 | 186.28 | 182.87 | 2 | 0
2040 | MISO_MO-IL_2_PJM_ROR | MISO_MO-IL | PJM_ROR | Internal | Summer | B6 | 300 | 1212 | 0 | 173.1 | 171.1 | 2 | 0
2040 | MISO_MO-IL_2_PJM_ROR | MISO_MO-IL | PJM_ROR | Internal | Summer | B7 | 400 | 1212 | 0 | 165.57 | 163.96 | 2 | 0
2040 | MISO_MO-IL_2_PJM_ROR | MISO_MO-IL | PJM_ROR | Internal | Summer | B8 | 500 | 1212 | 394.17 | 152.3 | 154.3 | 2 | 0
2040 | MISO_MO-IL_2_PJM_ROR | MISO_MO-IL | PJM_ROR | Internal | Summer | B9 | 800 | 1212 | 0 | 152.3 | 152.06 | 2 | 0
2040 | MISO_MO-IL_2_PJM_ROR | MISO_MO-IL | PJM_ROR | Internal | Summer | B10 | 1262 | 1212 | 1212 | 105.23 | 107.85 | 2 | 0.62
2040 | MISO_MO-IL_2_PJM_ROR | MISO_MO-IL | PJM_ROR | Internal | Winter | B16 | 25 | 1212 | 0 | 157.29 | 157.78 | 2 | 0
2040 | MISO_MO-IL_2_PJM_ROR | MISO_MO-IL | PJM_ROR | Internal | Winter | B17 | 100 | 1212 | 0 | 157.27 | 157.78 | 2 | 0
2040 | MISO_MO-IL_2_PJM_ROR | MISO_MO-IL | PJM_ROR | Internal | Winter | B18 | 400 | 1212 | 0 | 157.27 | 154.95 | 2 | 0
2040 | MISO_MO-IL_2_PJM_ROR | MISO_MO-IL | PJM_ROR | Internal | Winter | B19 | 700 | 1212 | 0 | 153.32 | 151.32 | 2 | 0
2040 | MISO_MO-IL_2_PJM_ROR | MISO_MO-IL | PJM_ROR | Internal | Winter | B20 | 935 | 1212 | 0 | 82.73 | 80.73 | 2 | 0
2040 | MISO_MO-IL_2_TVA_Transmission | MISO_MO-IL | TVA_Transmission | Internal | Shoulder | B11 | 25 | 4000 | 0 | 155.21 | 159.21 | 8 | 0
2040 | MISO_MO-IL_2_TVA_Transmission | MISO_MO-IL | TVA_Transmission | Internal | Shoulder | B12 | 200 | 4000 | 0 | 153.9 | 151.81 | 8 | 0
2040 | MISO_MO-IL_2_TVA_Transmission | MISO_MO-IL | TVA_Transmission | Internal | Shoulder | B13 | 600 | 4000 | 0 | 153.9 | 148.99 | 8 | 0
2040 | MISO_MO-IL_2_TVA_Transmission | MISO_MO-IL | TVA_Transmission | Internal | Shoulder | B14 | 900 | 4000 | 0 | 149.1 | 148.8 | 8 | 0
2040 | MISO_MO-IL_2_TVA_Transmission | MISO_MO-IL | TVA_Transmission | Internal | Shoulder | B15 | 1203 | 4000 | 0 | 83.47 | 86.48 | 8 | 0
2040 | MISO_MO-IL_2_TVA_Transmission | MISO_MO-IL | TVA_Transmission | Internal | Summer | B1 | 10 | 4000 | 353.26 | 284.23 | 292.23 | 8 | 0
2040 | MISO_MO-IL_2_TVA_Transmission | MISO_MO-IL | TVA_Transmission | Internal | Summer | B2 | 25 | 4000 | 0 | 284.23 | 291.01 | 8 | 0
2040 | MISO_MO-IL_2_TVA_Transmission | MISO_MO-IL | TVA_Transmission | Internal | Summer | B3 | 75 | 4000 | 0 | 284.23 | 281.14 | 8 | 0
2040 | MISO_MO-IL_2_TVA_Transmission | MISO_MO-IL | TVA_Transmission | Internal | Summer | B4 | 100 | 4000 | 0 | 193.34 | 184.34 | 8 | 0
2040 | MISO_MO-IL_2_TVA_Transmission | MISO_MO-IL | TVA_Transmission | Internal | Summer | B5 | 200 | 4000 | 0 | 186.28 | 177.28 | 8 | 0
2040 | MISO_MO-IL_2_TVA_Transmission | MISO_MO-IL | TVA_Transmission | Internal | Summer | B6 | 300 | 4000 | 0 | 173.1 | 164.1 | 8 | 0
2040 | MISO_MO-IL_2_TVA_Transmission | MISO_MO-IL | TVA_Transmission | Internal | Summer | B7 | 400 | 4000 | 0 | 165.57 | 156.57 | 8 | 0
2040 | MISO_MO-IL_2_TVA_Transmission | MISO_MO-IL | TVA_Transmission | Internal | Summer | B8 | 500 | 4000 | 0 | 152.3 | 156.47 | 8 | 0
2040 | MISO_MO-IL_2_TVA_Transmission | MISO_MO-IL | TVA_Transmission | Internal | Summer | B9 | 800 | 4000 | 0 | 152.3 | 156.47 | 8 | 0
2040 | MISO_MO-IL_2_TVA_Transmission | MISO_MO-IL | TVA_Transmission | Internal | Summer | B10 | 1262 | 4000 | 0 | 105.23 | 96.23 | 8 | 0
2040 | MISO_MO-IL_2_TVA_Transmission | MISO_MO-IL | TVA_Transmission | Internal | Winter | B16 | 25 | 4000 | 0 | 157.29 | 162.77 | 8 | 0
2040 | MISO_MO-IL_2_TVA_Transmission | MISO_MO-IL | TVA_Transmission | Internal | Winter | B17 | 100 | 4000 | 0 | 157.27 | 160.78 | 8 | 0
2040 | MISO_MO-IL_2_TVA_Transmission | MISO_MO-IL | TVA_Transmission | Internal | Winter | B18 | 400 | 4000 | 0 | 157.27 | 151.32 | 8 | 0
2040 | MISO_MO-IL_2_TVA_Transmission | MISO_MO-IL | TVA_Transmission | Internal | Winter | B19 | 700 | 4000 | 0 | 153.32 | 150.56 | 8 | 0
2040 | MISO_MO-IL_2_TVA_Transmission | MISO_MO-IL | TVA_Transmission | Internal | Winter | B20 | 935 | 4000 | 0 | 82.73 | 86.73 | 8 | 0
2040 | MISO_W_2_MAPP_CA | MISO_W | MAPP_CA | Internal | Shoulder | B11 | 25 | 926 | 0 | 155.2 | 52.5 | 0.01 | 0
2040 | MISO_W_2_MAPP_CA | MISO_W | MAPP_CA | Internal | Shoulder | B12 | 200 | 926 | 0 | 153.88 | 52.5 | 0.01 | 0
2040 | MISO_W_2_MAPP_CA | MISO_W | MAPP_CA | Internal | Shoulder | B13 | 600 | 926 | 0 | 147.76 | 52.5 | 0.01 | 0
2040 | MISO_W_2_MAPP_CA | MISO_W | MAPP_CA | Internal | Shoulder | B14 | 900 | 926 | 0 | 108.54 | 52.5 | 0.01 | 0
2040 | MISO_W_2_MAPP_CA | MISO_W | MAPP_CA | Internal | Shoulder | B15 | 1203 | 926 | 0 | 66.5 | 52.5 | 0.01 | 0
2040 | MISO_W_2_MAPP_CA | MISO_W | MAPP_CA | Internal | Summer | B1 | 10 | 926 | 0 | 284.48 | 18.69 | 0.01 | 0
2040 | MISO_W_2_MAPP_CA | MISO_W | MAPP_CA | Internal | Summer | B2 | 25 | 926 | 0 | 284.22 | 18.69 | 0.01 | 0
2040 | MISO_W_2_MAPP_CA | MISO_W | MAPP_CA | Internal | Summer | B3 | 75 | 926 | 0 | 284.24 | 18.69 | 0.01 | 0
2040 | MISO_W_2_MAPP_CA | MISO_W | MAPP_CA | Internal | Summer | B4 | 100 | 926 | 0 | 194.27 | 18.69 | 0.01 | 0
2040 | MISO_W_2_MAPP_CA | MISO_W | MAPP_CA | Internal | Summer | B5 | 200 | 926 | 0 | 190.1 | 18.69 | 0.01 | 0
2040 | MISO_W_2_MAPP_CA | MISO_W | MAPP_CA | Internal | Summer | B6 | 300 | 926 | 0 | 181.19 | 18.69 | 0.01 | 0
2040 | MISO_W_2_MAPP_CA | MISO_W | MAPP_CA | Internal | Summer | B7 | 400 | 926 | 0 | 165.56 | 18.69 | 0.01 | 0
2040 | MISO_W_2_MAPP_CA | MISO_W | MAPP_CA | Internal | Summer | B8 | 500 | 926 | 0 | 152.29 | 18.69 | 0.01 | 0
2040 | MISO_W_2_MAPP_CA | MISO_W | MAPP_CA | Internal | Summer | B9 | 800 | 926 | 0 | 152.19 | 18.69 | 0.01 | 0
2040 | MISO_W_2_MAPP_CA | MISO_W | MAPP_CA | Internal | Summer | B10 | 1262 | 926 | 0 | 84.23 | 18.69 | 0.01 | 0
2040 | MISO_W_2_MAPP_CA | MISO_W | MAPP_CA | Internal | Winter | B16 | 25 | 926 | 0 | 145.28 | 66.5 | 0.01 | 0
2040 | MISO_W_2_MAPP_CA | MISO_W | MAPP_CA | Internal | Winter | B17 | 100 | 926 | 0 | 118.04 | 66.5 | 0.01 | 0
2040 | MISO_W_2_MAPP_CA | MISO_W | MAPP_CA | Internal | Winter | B18 | 400 | 926 | 0 | 145.4 | 66.5 | 0.01 | 0
2040 | MISO_W_2_MAPP_CA | MISO_W | MAPP_CA | Internal | Winter | B19 | 700 | 926 | 0 | 145.4 | 66.5 | 0.01 | 0
2040 | MISO_W_2_MAPP_CA | MISO_W | MAPP_CA | Internal | Winter | B20 | 935 | 926 | 0 | 66.51 | 66.5 | 0.01 | 0
2040 | MISO_W_2_MISO_MO-IL | MISO_W | MISO_MO-IL | Internal | Shoulder | B11 | 25 | 3915 | 986.89 | 155.2 | 155.21 | 0.01 | 0
2040 | MISO_W_2_MISO_MO-IL | MISO_W | MISO_MO-IL | Internal | Shoulder | B12 | 200 | 3915 | 3291.09 | 153.88 | 153.9 | 0.01 | 0
2040 | MISO_W_2_MISO_MO-IL | MISO_W | MISO_MO-IL | Internal | Shoulder | B13 | 600 | 3915 | 3915 | 147.76 | 153.9 | 0.01 | 6.13
2040 | MISO_W_2_MISO_MO-IL | MISO_W | MISO_MO-IL | Internal | Shoulder | B14 | 900 | 3915 | 3915 | 108.54 | 149.1 | 0.01 | 40.55
2040 | MISO_W_2_MISO_MO-IL | MISO_W | MISO_MO-IL | Internal | Shoulder | B15 | 1203 | 3915 | 3915 | 66.5 | 83.47 | 0.01 | 16.96
2040 | MISO_W_2_MISO_MO-IL | MISO_W | MISO_MO-IL | Internal | Summer | B1 | 10 | 3915 | 0 | 284.48 | 284.23 | 0.01 | 0
2040 | MISO_W_2_MISO_MO-IL | MISO_W | MISO_MO-IL | Internal | Summer | B2 | 25 | 3915 | 1025.29 | 284.22 | 284.23 | 0.01 | 0
2040 | MISO_W_2_MISO_MO-IL | MISO_W | MISO_MO-IL | Internal | Summer | B3 | 75 | 3915 | 0 | 284.24 | 284.23 | 0.01 | 0
2040 | MISO_W_2_MISO_MO-IL | MISO_W | MISO_MO-IL | Internal | Summer | B4 | 100 | 3915 | 0 | 194.27 | 193.34 | 0.01 | 0
2040 | MISO_W_2_MISO_MO-IL | MISO_W | MISO_MO-IL | Internal | Summer | B5 | 200 | 3915 | 0 | 190.1 | 186.28 | 0.01 | 0
2040 | MISO_W_2_MISO_MO-IL | MISO_W | MISO_MO-IL | Internal | Summer | B6 | 300 | 3915 | 0 | 181.19 | 173.1 | 0.01 | 0
2040 | MISO_W_2_MISO_MO-IL | MISO_W | MISO_MO-IL | Internal | Summer | B7 | 400 | 3915 | 344.11 | 165.56 | 165.57 | 0.01 | 0
2040 | MISO_W_2_MISO_MO-IL | MISO_W | MISO_MO-IL | Internal | Summer | B8 | 500 | 3915 | 3242.99 | 152.29 | 152.3 | 0.01 | 0
2040 | MISO_W_2_MISO_MO-IL | MISO_W | MISO_MO-IL | Internal | Summer | B9 | 800 | 3915 | 3915 | 152.19 | 152.3 | 0.01 | 0.1
2040 | MISO_W_2_MISO_MO-IL | MISO_W | MISO_MO-IL | Internal | Summer | B10 | 1262 | 3915 | 3915 | 84.23 | 105.23 | 0.01 | 20.99
2040 | MISO_W_2_MISO_MO-IL | MISO_W | MISO_MO-IL | Internal | Winter | B16 | 25 | 3915 | 3915 | 145.28 | 157.29 | 0.01 | 12
2040 | MISO_W_2_MISO_MO-IL | MISO_W | MISO_MO-IL | Internal | Winter | B17 | 100 | 3915 | 3915 | 118.04 | 157.27 | 0.01 | 39.22
2040 | MISO_W_2_MISO_MO-IL | MISO_W | MISO_MO-IL | Internal | Winter | B18 | 400 | 3915 | 3915 | 145.4 | 157.27 | 0.01 | 11.86
2040 | MISO_W_2_MISO_MO-IL | MISO_W | MISO_MO-IL | Internal | Winter | B19 | 700 | 3915 | 3915 | 145.4 | 153.32 | 0.01 | 7.91
2040 | MISO_W_2_MISO_MO-IL | MISO_W | MISO_MO-IL | Internal | Winter | B20 | 935 | 3915 | 3915 | 66.51 | 82.73 | 0.01 | 16.21
2040 | MISO_W_2_MISO_WUMS | MISO_W | MISO_WUMS | Internal | Shoulder | B11 | 25 | 1732 | 0 | 155.2 | 154.01 | 0.01 | 0
2040 | MISO_W_2_MISO_WUMS | MISO_W | MISO_WUMS | Internal | Shoulder | B12 | 200 | 1732 | 1673.05 | 153.88 | 153.9 | 0.01 | 0
2040 | MISO_W_2_MISO_WUMS | MISO_W | MISO_WUMS | Internal | Shoulder | B13 | 600 | 1732 | 1732 | 147.76 | 151.76 | 0.01 | 3.99
2040 | MISO_W_2_MISO_WUMS | MISO_W | MISO_WUMS | Internal | Shoulder | B14 | 900 | 1732 | 1732 | 108.54 | 151.09 | 0.01 | 42.54
2040 | MISO_W_2_MISO_WUMS | MISO_W | MISO_WUMS | Internal | Shoulder | B15 | 1203 | 1732 | 1732 | 66.5 | 83.47 | 0.01 | 16.96
2040 | MISO_W_2_MISO_WUMS | MISO_W | MISO_WUMS | Internal | Summer | B1 | 10 | 1732 | 0 | 284.48 | 283.04 | 0.01 | 0
2040 | MISO_W_2_MISO_WUMS | MISO_W | MISO_WUMS | Internal | Summer | B2 | 25 | 1732 | 0 | 284.22 | 283.03 | 0.01 | 0
2040 | MISO_W_2_MISO_WUMS | MISO_W | MISO_WUMS | Internal | Summer | B3 | 75 | 1732 | 0 | 284.24 | 265.16 | 0.01 | 0
2040 | MISO_W_2_MISO_WUMS | MISO_W | MISO_WUMS | Internal | Summer | B4 | 100 | 1732 | 0 | 194.27 | 177.98 | 0.01 | 0
2040 | MISO_W_2_MISO_WUMS | MISO_W | MISO_WUMS | Internal | Summer | B5 | 200 | 1732 | 0 | 190.1 | 177.31 | 0.01 | 0
2040 | MISO_W_2_MISO_WUMS | MISO_W | MISO_WUMS | Internal | Summer | B6 | 300 | 1732 | 0 | 181.19 | 169.1 | 0.01 | 0
2040 | MISO_W_2_MISO_WUMS | MISO_W | MISO_WUMS | Internal | Summer | B7 | 400 | 1732 | 0 | 165.56 | 156.87 | 0.01 | 0
2040 | MISO_W_2_MISO_WUMS | MISO_W | MISO_WUMS | Internal | Summer | B8 | 500 | 1732 | 0 | 152.29 | 152.29 | 0.01 | 0
2040 | MISO_W_2_MISO_WUMS | MISO_W | MISO_WUMS | Internal | Summer | B9 | 800 | 1732 | 655.24 | 152.19 | 152.21 | 0.01 | 0
2040 | MISO_W_2_MISO_WUMS | MISO_W | MISO_WUMS | Internal | Summer | B10 | 1262 | 1732 | 1732 | 84.23 | 105.85 | 0.01 | 21.61
2040 | MISO_W_2_MISO_WUMS | MISO_W | MISO_WUMS | Internal | Winter | B16 | 25 | 1732 | 1732 | 145.28 | 157.3 | 0.01 | 12.01
2040 | MISO_W_2_MISO_WUMS | MISO_W | MISO_WUMS | Internal | Winter | B17 | 100 | 1732 | 1732 | 118.04 | 157.28 | 0.01 | 39.23
2040 | MISO_W_2_MISO_WUMS | MISO_W | MISO_WUMS | Internal | Winter | B18 | 400 | 1732 | 1732 | 145.4 | 156.95 | 0.01 | 11.54
2040 | MISO_W_2_MISO_WUMS | MISO_W | MISO_WUMS | Internal | Winter | B19 | 700 | 1732 | 1732 | 145.4 | 153.31 | 0.01 | 7.9
2040 | MISO_W_2_MISO_WUMS | MISO_W | MISO_WUMS | Internal | Winter | B20 | 935 | 1732 | 1732 | 66.51 | 82.73 | 0.01 | 16.21
2040 | MISO_W_2_NE | MISO_W | NE | Internal | Shoulder | B11 | 25 | 2800 | 0 | 155.2 | 157.41 | 7 | 0
2040 | MISO_W_2_NE | MISO_W | NE | Internal | Shoulder | B12 | 200 | 2800 | 0 | 153.88 | 157.08 | 7 | 0
2040 | MISO_W_2_NE | MISO_W | NE | Internal | Shoulder | B13 | 600 | 2800 | 83.45 | 147.76 | 154.76 | 7 | 0
2040 | MISO_W_2_NE | MISO_W | NE | Internal | Shoulder | B14 | 900 | 2800 | 479.99 | 108.54 | 115.54 | 7 | 0
2040 | MISO_W_2_NE | MISO_W | NE | Internal | Shoulder | B15 | 1203 | 2800 | 1224.51 | 66.5 | 73.5 | 7 | 0
2040 | MISO_W_2_NE | MISO_W | NE | Internal | Summer | B1 | 10 | 2800 | 0 | 284.48 | 284.48 | 7 | 0
2040 | MISO_W_2_NE | MISO_W | NE | Internal | Summer | B2 | 25 | 2800 | 0 | 284.22 | 284.22 | 7 | 0
2040 | MISO_W_2_NE | MISO_W | NE | Internal | Summer | B3 | 75 | 2800 | 0 | 284.24 | 284.24 | 7 | 0
2040 | MISO_W_2_NE | MISO_W | NE | Internal | Summer | B4 | 100 | 2800 | 0 | 194.27 | 194.27 | 7 | 0
2040 | MISO_W_2_NE | MISO_W | NE | Internal | Summer | B5 | 200 | 2800 | 0 | 190.1 | 190.1 | 7 | 0
2040 | MISO_W_2_NE | MISO_W | NE | Internal | Summer | B6 | 300 | 2800 | 0 | 181.19 | 181.19 | 7 | 0
2040 | MISO_W_2_NE | MISO_W | NE | Internal | Summer | B7 | 400 | 2800 | 0 | 165.56 | 172.54 | 7 | 0
2040 | MISO_W_2_NE | MISO_W | NE | Internal | Summer | B8 | 500 | 2800 | 0 | 152.29 | 155.85 | 7 | 0
2040 | MISO_W_2_NE | MISO_W | NE | Internal | Summer | B9 | 800 | 2800 | 0 | 152.19 | 155.25 | 7 | 0
2040 | MISO_W_2_NE | MISO_W | NE | Internal | Summer | B10 | 1262 | 2800 | 1101.32 | 84.23 | 91.23 | 7 | 0
2040 | MISO_W_2_NE | MISO_W | NE | Internal | Winter | B16 | 25 | 2800 | 2435.23 | 145.28 | 152.28 | 7 | 0
2040 | MISO_W_2_NE | MISO_W | NE | Internal | Winter | B17 | 100 | 2800 | 872.14 | 118.04 | 125.04 | 7 | 0
2040 | MISO_W_2_NE | MISO_W | NE | Internal | Winter | B18 | 400 | 2800 | 412.44 | 145.4 | 152.4 | 7 | 0
2040 | MISO_W_2_NE | MISO_W | NE | Internal | Winter | B19 | 700 | 2800 | 5.25 | 145.4 | 152.4 | 7 | 0
2040 | MISO_W_2_NE | MISO_W | NE | Internal | Winter | B20 | 935 | 2800 | 579.8 | 66.51 | 73.51 | 7 | 0
2040 | MISO_W_2_PJM_ROR | MISO_W | PJM_ROR | Internal | Shoulder | B11 | 25 | 773 | 0 | 155.2 | 153.21 | 2 | 0
2040 | MISO_W_2_PJM_ROR | MISO_W | PJM_ROR | Internal | Shoulder | B12 | 200 | 773 | 0 | 153.88 | 153.83 | 2 | 0
2040 | MISO_W_2_PJM_ROR | MISO_W | PJM_ROR | Internal | Shoulder | B13 | 600 | 773 | 520.7 | 147.76 | 149.76 | 2 | 0
2040 | MISO_W_2_PJM_ROR | MISO_W | PJM_ROR | Internal | Shoulder | B14 | 900 | 773 | 773 | 108.54 | 149.1 | 2 | 38.56
2040 | MISO_W_2_PJM_ROR | MISO_W | PJM_ROR | Internal | Shoulder | B15 | 1203 | 773 | 773 | 66.5 | 81.47 | 2 | 12.98
2040 | MISO_W_2_PJM_ROR | MISO_W | PJM_ROR | Internal | Summer | B1 | 10 | 773 | 0 | 284.48 | 285.01 | 2 | 0
2040 | MISO_W_2_PJM_ROR | MISO_W | PJM_ROR | Internal | Summer | B2 | 25 | 773 | 0 | 284.22 | 285.01 | 2 | 0
2040 | MISO_W_2_PJM_ROR | MISO_W | PJM_ROR | Internal | Summer | B3 | 75 | 773 | 0 | 284.24 | 277.14 | 2 | 0
2040 | MISO_W_2_PJM_ROR | MISO_W | PJM_ROR | Internal | Summer | B4 | 100 | 773 | 0 | 194.27 | 186.48 | 2 | 0
2040 | MISO_W_2_PJM_ROR | MISO_W | PJM_ROR | Internal | Summer | B5 | 200 | 773 | 0 | 190.1 | 182.87 | 2 | 0
2040 | MISO_W_2_PJM_ROR | MISO_W | PJM_ROR | Internal | Summer | B6 | 300 | 773 | 0 | 181.19 | 171.1 | 2 | 0
2040 | MISO_W_2_PJM_ROR | MISO_W | PJM_ROR | Internal | Summer | B7 | 400 | 773 | 0 | 165.56 | 163.96 | 2 | 0
2040 | MISO_W_2_PJM_ROR | MISO_W | PJM_ROR | Internal | Summer | B8 | 500 | 773 | 773 | 152.29 | 154.3 | 2 | 0.01
2040 | MISO_W_2_PJM_ROR | MISO_W | PJM_ROR | Internal | Summer | B9 | 800 | 773 | 0 | 152.19 | 152.06 | 2 | 0
2040 | MISO_W_2_PJM_ROR | MISO_W | PJM_ROR | Internal | Summer | B10 | 1262 | 773 | 773 | 84.23 | 107.85 | 2 | 21.62
2040 | MISO_W_2_PJM_ROR | MISO_W | PJM_ROR | Internal | Winter | B16 | 25 | 773 | 773 | 145.28 | 157.78 | 2 | 10.5
2040 | MISO_W_2_PJM_ROR | MISO_W | PJM_ROR | Internal | Winter | B17 | 100 | 773 | 773 | 118.04 | 157.78 | 2 | 37.75
2040 | MISO_W_2_PJM_ROR | MISO_W | PJM_ROR | Internal | Winter | B18 | 400 | 773 | 773 | 145.4 | 154.95 | 2 | 7.55
2040 | MISO_W_2_PJM_ROR | MISO_W | PJM_ROR | Internal | Winter | B19 | 700 | 773 | 773 | 145.4 | 151.32 | 2 | 3.92
2040 | MISO_W_2_PJM_ROR | MISO_W | PJM_ROR | Internal | Winter | B20 | 935 | 773 | 773 | 66.51 | 80.73 | 2 | 12.22
2040 | MISO_W_2_SPP_N | MISO_W | SPP_N | Internal | Shoulder | B11 | 25 | 3200 | 0 | 155.2 | 157.43 | 7 | 0
2040 | MISO_W_2_SPP_N | MISO_W | SPP_N | Internal | Shoulder | B12 | 200 | 3200 | 0 | 153.88 | 156.44 | 7 | 0
2040 | MISO_W_2_SPP_N | MISO_W | SPP_N | Internal | Shoulder | B13 | 600 | 3200 | 0 | 147.76 | 151.63 | 7 | 0
2040 | MISO_W_2_SPP_N | MISO_W | SPP_N | Internal | Shoulder | B14 | 900 | 3200 | 306.18 | 108.54 | 115.54 | 7 | 0
2040 | MISO_W_2_SPP_N | MISO_W | SPP_N | Internal | Shoulder | B15 | 1203 | 3200 | 1730.01 | 66.5 | 73.5 | 7 | 0
2040 | MISO_W_2_SPP_N | MISO_W | SPP_N | Internal | Summer | B1 | 10 | 3200 | 0 | 284.48 | 279.23 | 7 | 0
2040 | MISO_W_2_SPP_N | MISO_W | SPP_N | Internal | Summer | B2 | 25 | 3200 | 0 | 284.22 | 279.23 | 7 | 0
2040 | MISO_W_2_SPP_N | MISO_W | SPP_N | Internal | Summer | B3 | 75 | 3200 | 0 | 284.24 | 279.23 | 7 | 0
2040 | MISO_W_2_SPP_N | MISO_W | SPP_N | Internal | Summer | B4 | 100 | 3200 | 0 | 194.27 | 189.27 | 7 | 0
2040 | MISO_W_2_SPP_N | MISO_W | SPP_N | Internal | Summer | B5 | 200 | 3200 | 0 | 190.1 | 185.1 | 7 | 0
2040 | MISO_W_2_SPP_N | MISO_W | SPP_N | Internal | Summer | B6 | 300 | 3200 | 0 | 181.19 | 180.69 | 7 | 0
2040 | MISO_W_2_SPP_N | MISO_W | SPP_N | Internal | Summer | B7 | 400 | 3200 | 185.08 | 165.56 | 172.56 | 7 | 0
2040 | MISO_W_2_SPP_N | MISO_W | SPP_N | Internal | Summer | B8 | 500 | 3200 | 0 | 152.29 | 155.86 | 7 | 0
2040 | MISO_W_2_SPP_N | MISO_W | SPP_N | Internal | Summer | B9 | 800 | 3200 | 0 | 152.19 | 154.73 | 7 | 0
2040 | MISO_W_2_SPP_N | MISO_W | SPP_N | Internal | Summer | B10 | 1262 | 3200 | 1103.63 | 84.23 | 91.23 | 7 | 0
2040 | MISO_W_2_SPP_N | MISO_W | SPP_N | Internal | Winter | B16 | 25 | 3200 | 3199.99 | 145.28 | 152.29 | 7 | 0.01
2040 | MISO_W_2_SPP_N | MISO_W | SPP_N | Internal | Winter | B17 | 100 | 3200 | 2764.45 | 118.04 | 125.04 | 7 | 0
2040 | MISO_W_2_SPP_N | MISO_W | SPP_N | Internal | Winter | B18 | 400 | 3200 | 625.78 | 145.4 | 152.4 | 7 | 0
2040 | MISO_W_2_SPP_N | MISO_W | SPP_N | Internal | Winter | B19 | 700 | 3200 | 0 | 145.4 | 140.96 | 7 | 0
2040 | MISO_W_2_SPP_N | MISO_W | SPP_N | Internal | Winter | B20 | 935 | 3200 | 0 | 66.51 | 73.5 | 7 | 0
2040 | MISO_WUMS_2_MISO_MI | MISO_WUMS | MISO_MI | Internal | Shoulder | B11 | 25 | 1422 | 0 | 154.01 | 153.9 | 0.01 | 0
2040 | MISO_WUMS_2_MISO_MI | MISO_WUMS | MISO_MI | Internal | Shoulder | B12 | 200 | 1422 | 0 | 153.9 | 153.9 | 0.01 | 0
2040 | MISO_WUMS_2_MISO_MI | MISO_WUMS | MISO_MI | Internal | Shoulder | B13 | 600 | 1422 | 1422 | 151.76 | 153.24 | 0.01 | 1.47
2040 | MISO_WUMS_2_MISO_MI | MISO_WUMS | MISO_MI | Internal | Shoulder | B14 | 900 | 1422 | 574.26 | 151.09 | 151.1 | 0.01 | 0
2040 | MISO_WUMS_2_MISO_MI | MISO_WUMS | MISO_MI | Internal | Shoulder | B15 | 1203 | 1422 | 1422 | 83.47 | 89.13 | 0.01 | 5.65
2040 | MISO_WUMS_2_MISO_MI | MISO_WUMS | MISO_MI | Internal | Summer | B1 | 10 | 1422 | 0 | 283.04 | 283.03 | 0.01 | 0
2040 | MISO_WUMS_2_MISO_MI | MISO_WUMS | MISO_MI | Internal | Summer | B2 | 25 | 1422 | 0 | 283.03 | 283.01 | 0.01 | 0
2040 | MISO_WUMS_2_MISO_MI | MISO_WUMS | MISO_MI | Internal | Summer | B3 | 75 | 1422 | 0 | 265.16 | 265.15 | 0.01 | 0
2040 | MISO_WUMS_2_MISO_MI | MISO_WUMS | MISO_MI | Internal | Summer | B4 | 100 | 1422 | 0 | 177.98 | 177.97 | 0.01 | 0
2040 | MISO_WUMS_2_MISO_MI | MISO_WUMS | MISO_MI | Internal | Summer | B5 | 200 | 1422 | 0 | 177.31 | 177.29 | 0.01 | 0
2040 | MISO_WUMS_2_MISO_MI | MISO_WUMS | MISO_MI | Internal | Summer | B6 | 300 | 1422 | 0 | 169.1 | 152.3 | 0.01 | 0
2040 | MISO_WUMS_2_MISO_MI | MISO_WUMS | MISO_MI | Internal | Summer | B7 | 400 | 1422 | 0 | 156.87 | 152.3 | 0.01 | 0
2040 | MISO_WUMS_2_MISO_MI | MISO_WUMS | MISO_MI | Internal | Summer | B8 | 500 | 1422 | 181.51 | 152.29 | 152.3 | 0.01 | 0
2040 | MISO_WUMS_2_MISO_MI | MISO_WUMS | MISO_MI | Internal | Summer | B9 | 800 | 1422 | 1422 | 152.21 | 152.28 | 0.01 | 0.06
2040 | MISO_WUMS_2_MISO_MI | MISO_WUMS | MISO_MI | Internal | Summer | B10 | 1262 | 1422 | 1422 | 105.85 | 106.29 | 0.01 | 0.43
2040 | MISO_WUMS_2_MISO_MI | MISO_WUMS | MISO_MI | Internal | Winter | B16 | 25 | 1422 | 0 | 157.3 | 157.29 | 0.01 | 0
2040 | MISO_WUMS_2_MISO_MI | MISO_WUMS | MISO_MI | Internal | Winter | B17 | 100 | 1422 | 34.02 | 157.28 | 157.29 | 0.01 | 0
2040 | MISO_WUMS_2_MISO_MI | MISO_WUMS | MISO_MI | Internal | Winter | B18 | 400 | 1422 | 591.12 | 156.95 | 156.96 | 0.01 | 0
2040 | MISO_WUMS_2_MISO_MI | MISO_WUMS | MISO_MI | Internal | Winter | B19 | 700 | 1422 | 381.03 | 153.31 | 153.32 | 0.01 | 0
2040 | MISO_WUMS_2_MISO_MI | MISO_WUMS | MISO_MI | Internal | Winter | B20 | 935 | 1422 | 1422 | 82.73 | 88.8 | 0.01 | 6.06
2040 | MISO_WUMS_2_MISO_W | MISO_WUMS | MISO_W | Internal | Shoulder | B11 | 25 | 1240 | 1240 | 154.01 | 155.2 | 0.01 | 1.18
2040 | MISO_WUMS_2_MISO_W | MISO_WUMS | MISO_W | Internal | Shoulder | B12 | 200 | 1240 | 0 | 153.9 | 153.88 | 0.01 | 0
2040 | MISO_WUMS_2_MISO_W | MISO_WUMS | MISO_W | Internal | Shoulder | B13 | 600 | 1240 | 0 | 151.76 | 147.76 | 0.01 | 0
2040 | MISO_WUMS_2_MISO_W | MISO_WUMS | MISO_W | Internal | Shoulder | B14 | 900 | 1240 | 0 | 151.09 | 108.54 | 0.01 | 0
2040 | MISO_WUMS_2_MISO_W | MISO_WUMS | MISO_W | Internal | Shoulder | B15 | 1203 | 1240 | 0 | 83.47 | 66.5 | 0.01 | 0
2040 | MISO_WUMS_2_MISO_W | MISO_WUMS | MISO_W | Internal | Summer | B1 | 10 | 1240 | 1240 | 283.04 | 284.48 | 0.01 | 1.43
2040 | MISO_WUMS_2_MISO_W | MISO_WUMS | MISO_W | Internal | Summer | B2 | 25 | 1240 | 1240 | 283.03 | 284.22 | 0.01 | 1.18
2040 | MISO_WUMS_2_MISO_W | MISO_WUMS | MISO_W | Internal | Summer | B3 | 75 | 1240 | 1240 | 265.16 | 284.24 | 0.01 | 19.07
2040 | MISO_WUMS_2_MISO_W | MISO_WUMS | MISO_W | Internal | Summer | B4 | 100 | 1240 | 1240 | 177.98 | 194.27 | 0.01 | 16.28
2040 | MISO_WUMS_2_MISO_W | MISO_WUMS | MISO_W | Internal | Summer | B5 | 200 | 1240 | 1240 | 177.31 | 190.1 | 0.01 | 12.78
2040 | MISO_WUMS_2_MISO_W | MISO_WUMS | MISO_W | Internal | Summer | B6 | 300 | 1240 | 1240 | 169.1 | 181.19 | 0.01 | 12.08
2040 | MISO_WUMS_2_MISO_W | MISO_WUMS | MISO_W | Internal | Summer | B7 | 400 | 1240 | 1240 | 156.87 | 165.56 | 0.01 | 8.68
2040 | MISO_WUMS_2_MISO_W | MISO_WUMS | MISO_W | Internal | Summer | B8 | 500 | 1240 | 0 | 152.29 | 152.29 | 0.01 | 0
2040 | MISO_WUMS_2_MISO_W | MISO_WUMS | MISO_W | Internal | Summer | B9 | 800 | 1240 | 0 | 152.21 | 152.19 | 0.01 | 0
2040 | MISO_WUMS_2_MISO_W | MISO_WUMS | MISO_W | Internal | Summer | B10 | 1262 | 1240 | 0 | 105.85 | 84.23 | 0.01 | 0
2040 | MISO_WUMS_2_MISO_W | MISO_WUMS | MISO_W | Internal | Winter | B16 | 25 | 1240 | 0 | 157.3 | 145.28 | 0.01 | 0
2040 | MISO_WUMS_2_MISO_W | MISO_WUMS | MISO_W | Internal | Winter | B17 | 100 | 1240 | 0 | 157.28 | 118.04 | 0.01 | 0
2040 | MISO_WUMS_2_MISO_W | MISO_WUMS | MISO_W | Internal | Winter | B18 | 400 | 1240 | 0 | 156.95 | 145.4 | 0.01 | 0
2040 | MISO_WUMS_2_MISO_W | MISO_WUMS | MISO_W | Internal | Winter | B19 | 700 | 1240 | 0 | 153.31 | 145.4 | 0.01 | 0
2040 | MISO_WUMS_2_MISO_W | MISO_WUMS | MISO_W | Internal | Winter | B20 | 935 | 1240 | 0 | 82.73 | 66.51 | 0.01 | 0
2040 | MISO_WUMS_2_PJM_ROR | MISO_WUMS | PJM_ROR | Internal | Shoulder | B11 | 25 | 1600 | 0 | 154.01 | 153.21 | 2 | 0
2040 | MISO_WUMS_2_PJM_ROR | MISO_WUMS | PJM_ROR | Internal | Shoulder | B12 | 200 | 1600 | 0 | 153.9 | 153.83 | 2 | 0
2040 | MISO_WUMS_2_PJM_ROR | MISO_WUMS | PJM_ROR | Internal | Shoulder | B13 | 600 | 1600 | 0 | 151.76 | 149.76 | 2 | 0
2040 | MISO_WUMS_2_PJM_ROR | MISO_WUMS | PJM_ROR | Internal | Shoulder | B14 | 900 | 1600 | 0 | 151.09 | 149.1 | 2 | 0
2040 | MISO_WUMS_2_PJM_ROR | MISO_WUMS | PJM_ROR | Internal | Shoulder | B15 | 1203 | 1600 | 0 | 83.47 | 81.47 | 2 | 0
2040 | MISO_WUMS_2_PJM_ROR | MISO_WUMS | PJM_ROR | Internal | Summer | B1 | 10 | 1600 | 0 | 283.04 | 285.01 | 2 | 0
2040 | MISO_WUMS_2_PJM_ROR | MISO_WUMS | PJM_ROR | Internal | Summer | B2 | 25 | 1600 | 0 | 283.03 | 285.01 | 2 | 0
2040 | MISO_WUMS_2_PJM_ROR | MISO_WUMS | PJM_ROR | Internal | Summer | B3 | 75 | 1600 | 1600 | 265.16 | 277.14 | 2 | 9.98
2040 | MISO_WUMS_2_PJM_ROR | MISO_WUMS | PJM_ROR | Internal | Summer | B4 | 100 | 1600 | 1600 | 177.98 | 186.48 | 2 | 6.5
2040 | MISO_WUMS_2_PJM_ROR | MISO_WUMS | PJM_ROR | Internal | Summer | B5 | 200 | 1600 | 1600 | 177.31 | 182.87 | 2 | 3.56
2040 | MISO_WUMS_2_PJM_ROR | MISO_WUMS | PJM_ROR | Internal | Summer | B6 | 300 | 1600 | 1103.67 | 169.1 | 171.1 | 2 | 0
2040 | MISO_WUMS_2_PJM_ROR | MISO_WUMS | PJM_ROR | Internal | Summer | B7 | 400 | 1600 | 1600 | 156.87 | 163.96 | 2 | 5.09
2040 | MISO_WUMS_2_PJM_ROR | MISO_WUMS | PJM_ROR | Internal | Summer | B8 | 500 | 1600 | 1600 | 152.29 | 154.3 | 2 | 0.01
2040 | MISO_WUMS_2_PJM_ROR | MISO_WUMS | PJM_ROR | Internal | Summer | B9 | 800 | 1600 | 0 | 152.21 | 152.06 | 2 | 0
2040 | MISO_WUMS_2_PJM_ROR | MISO_WUMS | PJM_ROR | Internal | Summer | B10 | 1262 | 1600 | 527.34 | 105.85 | 107.85 | 2 | 0
2040 | MISO_WUMS_2_PJM_ROR | MISO_WUMS | PJM_ROR | Internal | Winter | B16 | 25 | 1600 | 0 | 157.3 | 157.78 | 2 | 0
2040 | MISO_WUMS_2_PJM_ROR | MISO_WUMS | PJM_ROR | Internal | Winter | B17 | 100 | 1600 | 0 | 157.28 | 157.78 | 2 | 0
2040 | MISO_WUMS_2_PJM_ROR | MISO_WUMS | PJM_ROR | Internal | Winter | B18 | 400 | 1600 | 0 | 156.95 | 154.95 | 2 | 0
2040 | MISO_WUMS_2_PJM_ROR | MISO_WUMS | PJM_ROR | Internal | Winter | B19 | 700 | 1600 | 0 | 153.31 | 151.32 | 2 | 0
2040 | MISO_WUMS_2_PJM_ROR | MISO_WUMS | PJM_ROR | Internal | Winter | B20 | 935 | 1600 | 0 | 82.73 | 80.73 | 2 | 0
2040 | NE_2_MISO_W | NE | MISO_W | Internal | Shoulder | B11 | 25 | 1600 | 0 | 157.41 | 155.2 | 5 | 0
2040 | NE_2_MISO_W | NE | MISO_W | Internal | Shoulder | B12 | 200 | 1600 | 0 | 157.08 | 153.88 | 5 | 0
2040 | NE_2_MISO_W | NE | MISO_W | Internal | Shoulder | B13 | 600 | 1600 | 0 | 154.76 | 147.76 | 5 | 0
2040 | NE_2_MISO_W | NE | MISO_W | Internal | Shoulder | B14 | 900 | 1600 | 0 | 115.54 | 108.54 | 5 | 0
2040 | NE_2_MISO_W | NE | MISO_W | Internal | Shoulder | B15 | 1203 | 1600 | 0 | 73.5 | 66.5 | 5 | 0
2040 | NE_2_MISO_W | NE | MISO_W | Internal | Summer | B1 | 10 | 1600 | 0 | 284.48 | 284.48 | 5 | 0
2040 | NE_2_MISO_W | NE | MISO_W | Internal | Summer | B2 | 25 | 1600 | 0 | 284.22 | 284.22 | 5 | 0
2040 | NE_2_MISO_W | NE | MISO_W | Internal | Summer | B3 | 75 | 1600 | 0 | 284.24 | 284.24 | 5 | 0
2040 | NE_2_MISO_W | NE | MISO_W | Internal | Summer | B4 | 100 | 1600 | 0 | 194.27 | 194.27 | 5 | 0
2040 | NE_2_MISO_W | NE | MISO_W | Internal | Summer | B5 | 200 | 1600 | 0 | 190.1 | 190.1 | 5 | 0
2040 | NE_2_MISO_W | NE | MISO_W | Internal | Summer | B6 | 300 | 1600 | 0 | 181.19 | 181.19 | 5 | 0
2040 | NE_2_MISO_W | NE | MISO_W | Internal | Summer | B7 | 400 | 1600 | 0 | 172.54 | 165.56 | 5 | 0
2040 | NE_2_MISO_W | NE | MISO_W | Internal | Summer | B8 | 500 | 1600 | 0 | 155.85 | 152.29 | 5 | 0
2040 | NE_2_MISO_W | NE | MISO_W | Internal | Summer | B9 | 800 | 1600 | 0 | 155.25 | 152.19 | 5 | 0
2040 | NE_2_MISO_W | NE | MISO_W | Internal | Summer | B10 | 1262 | 1600 | 0 | 91.23 | 84.23 | 5 | 0
2040 | NE_2_MISO_W | NE | MISO_W | Internal | Winter | B16 | 25 | 1600 | 0 | 152.28 | 145.28 | 5 | 0
2040 | NE_2_MISO_W | NE | MISO_W | Internal | Winter | B17 | 100 | 1600 | 0 | 125.04 | 118.04 | 5 | 0
2040 | NE_2_MISO_W | NE | MISO_W | Internal | Winter | B18 | 400 | 1600 | 0 | 152.4 | 145.4 | 5 | 0
2040 | NE_2_MISO_W | NE | MISO_W | Internal | Winter | B19 | 700 | 1600 | 0 | 152.4 | 145.4 | 5 | 0
2040 | NE_2_MISO_W | NE | MISO_W | Internal | Winter | B20 | 935 | 1600 | 0 | 73.51 | 66.51 | 5 | 0
2040 | NE_2_SPP_N | NE | SPP_N | Internal | Shoulder | B11 | 25 | 1802 | 1068.78 | 157.41 | 157.43 | 0.01 | 0
2040 | NE_2_SPP_N | NE | SPP_N | Internal | Shoulder | B12 | 200 | 1802 | 0 | 157.08 | 156.44 | 0.01 | 0
2040 | NE_2_SPP_N | NE | SPP_N | Internal | Shoulder | B13 | 600 | 1802 | 0 | 154.76 | 151.63 | 0.01 | 0
2040 | NE_2_SPP_N | NE | SPP_N | Internal | Shoulder | B14 | 900 | 1802 | 0 | 115.54 | 115.54 | 0.01 | 0
2040 | NE_2_SPP_N | NE | SPP_N | Internal | Shoulder | B15 | 1203 | 1802 | 0 | 73.5 | 73.5 | 0.01 | 0
2040 | NE_2_SPP_N | NE | SPP_N | Internal | Summer | B1 | 10 | 1802 | 0 | 284.48 | 279.23 | 0.01 | 0
2040 | NE_2_SPP_N | NE | SPP_N | Internal | Summer | B2 | 25 | 1802 | 0 | 284.22 | 279.23 | 0.01 | 0
2040 | NE_2_SPP_N | NE | SPP_N | Internal | Summer | B3 | 75 | 1802 | 0 | 284.24 | 279.23 | 0.01 | 0
2040 | NE_2_SPP_N | NE | SPP_N | Internal | Summer | B4 | 100 | 1802 | 0 | 194.27 | 189.27 | 0.01 | 0
2040 | NE_2_SPP_N | NE | SPP_N | Internal | Summer | B5 | 200 | 1802 | 0 | 190.1 | 185.1 | 0.01 | 0
2040 | NE_2_SPP_N | NE | SPP_N | Internal | Summer | B6 | 300 | 1802 | 0 | 181.19 | 180.69 | 0.01 | 0
2040 | NE_2_SPP_N | NE | SPP_N | Internal | Summer | B7 | 400 | 1802 | 387.41 | 172.54 | 172.56 | 0.01 | 0
2040 | NE_2_SPP_N | NE | SPP_N | Internal | Summer | B8 | 500 | 1802 | 539.64 | 155.85 | 155.86 | 0.01 | 0
2040 | NE_2_SPP_N | NE | SPP_N | Internal | Summer | B9 | 800 | 1802 | 0 | 155.25 | 154.73 | 0.01 | 0
2040 | NE_2_SPP_N | NE | SPP_N | Internal | Summer | B10 | 1262 | 1802 | 0 | 91.23 | 91.23 | 0.01 | 0
2040 | NE_2_SPP_N | NE | SPP_N | Internal | Winter | B16 | 25 | 1802 | 888.76 | 152.28 | 152.29 | 0.01 | 0
2040 | NE_2_SPP_N | NE | SPP_N | Internal | Winter | B17 | 100 | 1802 | 0 | 125.04 | 125.04 | 0.01 | 0
2040 | NE_2_SPP_N | NE | SPP_N | Internal | Winter | B18 | 400 | 1802 | 0 | 152.4 | 152.4 | 0.01 | 0
2040 | NE_2_SPP_N | NE | SPP_N | Internal | Winter | B19 | 700 | 1802 | 0 | 152.4 | 140.96 | 0.01 | 0
2040 | NE_2_SPP_N | NE | SPP_N | Internal | Winter | B20 | 935 | 1802 | 0 | 73.51 | 73.5 | 0.01 | 0
2040 | NEISO_2_NYISO_A-F | NEISO | NYISO_A-F | Internal | Shoulder | B11 | 25 | 600 | 0 | 52.39 | 49.39 | 3 | 0
2040 | NEISO_2_NYISO_A-F | NEISO | NYISO_A-F | Internal | Shoulder | B12 | 200 | 600 | 0 | 52.39 | 49.39 | 3 | 0
2040 | NEISO_2_NYISO_A-F | NEISO | NYISO_A-F | Internal | Shoulder | B13 | 600 | 600 | 0 | 52.39 | 49.39 | 3 | 0
2040 | NEISO_2_NYISO_A-F | NEISO | NYISO_A-F | Internal | Shoulder | B14 | 900 | 600 | 0 | 52.39 | 49.39 | 3 | 0
2040 | NEISO_2_NYISO_A-F | NEISO | NYISO_A-F | Internal | Shoulder | B15 | 1203 | 600 | 0 | 52.39 | 49.39 | 3 | 0
2040 | NEISO_2_NYISO_A-F | NEISO | NYISO_A-F | Internal | Summer | B1 | 10 | 600 | 0 | 242.27 | 147.74 | 3 | 0
2040 | NEISO_2_NYISO_A-F | NEISO | NYISO_A-F | Internal | Summer | B2 | 25 | 600 | 0 | 242.27 | 170.27 | 3 | 0
2040 | NEISO_2_NYISO_A-F | NEISO | NYISO_A-F | Internal | Summer | B3 | 75 | 600 | 600 | 166.31 | 170.27 | 3 | 0.97
2040 | NEISO_2_NYISO_A-F | NEISO | NYISO_A-F | Internal | Summer | B4 | 100 | 600 | 600 | 165.94 | 170.27 | 3 | 1.33
2040 | NEISO_2_NYISO_A-F | NEISO | NYISO_A-F | Internal | Summer | B5 | 200 | 600 | 600 | 165.94 | 170.27 | 3 | 1.33
2040 | NEISO_2_NYISO_A-F | NEISO | NYISO_A-F | Internal | Summer | B6 | 300 | 600 | 0 | 165.94 | 163.11 | 3 | 0
2040 | NEISO_2_NYISO_A-F | NEISO | NYISO_A-F | Internal | Summer | B7 | 400 | 600 | 232.27 | 152.97 | 155.97 | 3 | 0
2040 | NEISO_2_NYISO_A-F | NEISO | NYISO_A-F | Internal | Summer | B8 | 500 | 600 | 0 | 149.31 | 146.31 | 3 | 0
2040 | NEISO_2_NYISO_A-F | NEISO | NYISO_A-F | Internal | Summer | B9 | 800 | 600 | 0 | 142.54 | 139.54 | 3 | 0
2040 | NEISO_2_NYISO_A-F | NEISO | NYISO_A-F | Internal | Summer | B10 | 1262 | 600 | 0 | 122.95 | 125.92 | 3 | 0
2040 | NEISO_2_NYISO_A-F | NEISO | NYISO_A-F | Internal | Winter | B16 | 25 | 600 | 0 | 70.72 | 48.26 | 3 | 0
2040 | NEISO_2_NYISO_A-F | NEISO | NYISO_A-F | Internal | Winter | B17 | 100 | 600 | 0 | 70.72 | 48.26 | 3 | 0
2040 | NEISO_2_NYISO_A-F | NEISO | NYISO_A-F | Internal | Winter | B18 | 400 | 600 | 0 | 51.26 | 48.26 | 3 | 0
2040 | NEISO_2_NYISO_A-F | NEISO | NYISO_A-F | Internal | Winter | B19 | 700 | 600 | 0 | 51.26 | 48.26 | 3 | 0
2040 | NEISO_2_NYISO_A-F | NEISO | NYISO_A-F | Internal | Winter | B20 | 935 | 600 | 0 | 51.26 | 48.26 | 3 | 0
2040 | NEISO_2_NYISO_G-I | NEISO | NYISO_G-I | Internal | Shoulder | B11 | 25 | 600 | 600 | 52.39 | 159.21 | 3 | 103.82
2040 | NEISO_2_NYISO_G-I | NEISO | NYISO_G-I | Internal | Shoulder | B12 | 200 | 600 | 600 | 52.39 | 156.03 | 3 | 100.65
2040 | NEISO_2_NYISO_G-I | NEISO | NYISO_G-I | Internal | Shoulder | B13 | 600 | 600 | 600 | 52.39 | 141.76 | 3 | 86.37
2040 | NEISO_2_NYISO_G-I | NEISO | NYISO_G-I | Internal | Shoulder | B14 | 900 | 600 | 600 | 52.39 | 141.13 | 3 | 85.74
2040 | NEISO_2_NYISO_G-I | NEISO | NYISO_G-I | Internal | Shoulder | B15 | 1203 | 600 | 600 | 52.39 | 73.5 | 3 | 18.11
2040 | NEISO_2_NYISO_G-I | NEISO | NYISO_G-I | Internal | Summer | B1 | 10 | 600 | 600 | 242.27 | 277.04 | 3 | 31.76
2040 | NEISO_2_NYISO_G-I | NEISO | NYISO_G-I | Internal | Summer | B2 | 25 | 600 | 600 | 242.27 | 277.04 | 3 | 31.76
2040 | NEISO_2_NYISO_G-I | NEISO | NYISO_G-I | Internal | Summer | B3 | 75 | 600 | 600 | 166.31 | 239.1 | 3 | 69.79
2040 | NEISO_2_NYISO_G-I | NEISO | NYISO_G-I | Internal | Summer | B4 | 100 | 600 | 600 | 165.94 | 178.5 | 3 | 9.56
2040 | NEISO_2_NYISO_G-I | NEISO | NYISO_G-I | Internal | Summer | B5 | 200 | 600 | 600 | 165.94 | 174.87 | 3 | 5.93
2040 | NEISO_2_NYISO_G-I | NEISO | NYISO_G-I | Internal | Summer | B6 | 300 | 600 | 0 | 165.94 | 168.69 | 3 | 0
2040 | NEISO_2_NYISO_G-I | NEISO | NYISO_G-I | Internal | Summer | B7 | 400 | 600 | 600 | 152.97 | 155.98 | 3 | 0.01
2040 | NEISO_2_NYISO_G-I | NEISO | NYISO_G-I | Internal | Summer | B8 | 500 | 600 | 391.53 | 149.31 | 152.31 | 3 | 0
2040 | NEISO_2_NYISO_G-I | NEISO | NYISO_G-I | Internal | Summer | B9 | 800 | 600 | 176.24 | 142.54 | 145.54 | 3 | 0
2040 | NEISO_2_NYISO_G-I | NEISO | NYISO_G-I | Internal | Summer | B10 | 1262 | 600 | 0 | 122.95 | 125.94 | 3 | 0
2040 | NEISO_2_NYISO_G-I | NEISO | NYISO_G-I | Internal | Winter | B16 | 25 | 600 | 600 | 70.72 | 163.81 | 3 | 90.08
2040 | NEISO_2_NYISO_G-I | NEISO | NYISO_G-I | Internal | Winter | B17 | 100 | 600 | 600 | 70.72 | 163.81 | 3 | 90.08
2040 | NEISO_2_NYISO_G-I | NEISO | NYISO_G-I | Internal | Winter | B18 | 400 | 600 | 600 | 51.26 | 146.97 | 3 | 92.71
2040 | NEISO_2_NYISO_G-I | NEISO | NYISO_G-I | Internal | Winter | B19 | 700 | 600 | 600 | 51.26 | 143.34 | 3 | 89.08
2040 | NEISO_2_NYISO_G-I | NEISO | NYISO_G-I | Internal | Winter | B20 | 935 | 600 | 600 | 51.26 | 72.75 | 3 | 18.49
2040 | NEISO_2_NYISO_J-K | NEISO | NYISO_J-K | Internal | Shoulder | B11 | 25 | 777 | 777 | 52.39 | 170.76 | 3 | 115.37
2040 | NEISO_2_NYISO_J-K | NEISO | NYISO_J-K | Internal | Shoulder | B12 | 200 | 777 | 777 | 52.39 | 170.76 | 3 | 115.37
2040 | NEISO_2_NYISO_J-K | NEISO | NYISO_J-K | Internal | Shoulder | B13 | 600 | 777 | 777 | 52.39 | 170.76 | 3 | 115.37
2040 | NEISO_2_NYISO_J-K | NEISO | NYISO_J-K | Internal | Shoulder | B14 | 900 | 777 | 777 | 52.39 | 146.64 | 3 | 91.25
2040 | NEISO_2_NYISO_J-K | NEISO | NYISO_J-K | Internal | Shoulder | B15 | 1203 | 777 | 777 | 52.39 | 73.51 | 3 | 18.12
2040 | NEISO_2_NYISO_J-K | NEISO | NYISO_J-K | Internal | Summer | B1 | 10 | 777 | 777 | 242.27 | 277.05 | 3 | 31.78
2040 | NEISO_2_NYISO_J-K | NEISO | NYISO_J-K | Internal | Summer | B2 | 25 | 777 | 777 | 242.27 | 277.05 | 3 | 31.78
2040 | NEISO_2_NYISO_J-K | NEISO | NYISO_J-K | Internal | Summer | B3 | 75 | 777 | 777 | 166.31 | 239.11 | 3 | 69.8
2040 | NEISO_2_NYISO_J-K | NEISO | NYISO_J-K | Internal | Summer | B4 | 100 | 777 | 777 | 165.94 | 235.08 | 3 | 66.14
2040 | NEISO_2_NYISO_J-K | NEISO | NYISO_J-K | Internal | Summer | B5 | 200 | 777 | 777 | 165.94 | 235.08 | 3 | 66.14
2040 | NEISO_2_NYISO_J-K | NEISO | NYISO_J-K | Internal | Summer | B6 | 300 | 777 | 777 | 165.94 | 177.75 | 3 | 8.81
2040 | NEISO_2_NYISO_J-K | NEISO | NYISO_J-K | Internal | Summer | B7 | 400 | 777 | 777 | 152.97 | 169.98 | 3 | 14.01
2040 | NEISO_2_NYISO_J-K | NEISO | NYISO_J-K | Internal | Summer | B8 | 500 | 777 | 777 | 149.31 | 166.74 | 3 | 14.43
2040 | NEISO_2_NYISO_J-K | NEISO | NYISO_J-K | Internal | Summer | B9 | 800 | 777 | 777 | 142.54 | 166.74 | 3 | 21.2
2040 | NEISO_2_NYISO_J-K | NEISO | NYISO_J-K | Internal | Summer | B10 | 1262 | 777 | 739.01 | 122.95 | 125.95 | 3 | 0
2040 | NEISO_2_NYISO_J-K | NEISO | NYISO_J-K | Internal | Winter | B16 | 25 | 777 | 777 | 70.72 | 184.74 | 3 | 111.02
2040 | NEISO_2_NYISO_J-K | NEISO | NYISO_J-K | Internal | Winter | B17 | 100 | 777 | 777 | 70.72 | 184.74 | 3 | 111.02
2040 | NEISO_2_NYISO_J-K | NEISO | NYISO_J-K | Internal | Winter | B18 | 400 | 777 | 777 | 51.26 | 184.74 | 3 | 130.48
2040 | NEISO_2_NYISO_J-K | NEISO | NYISO_J-K | Internal | Winter | B19 | 700 | 777 | 777 | 51.26 | 159.84 | 3 | 105.58
2040 | NEISO_2_NYISO_J-K | NEISO | NYISO_J-K | Internal | Winter | B20 | 935 | 777 | 777 | 51.26 | 72.76 | 3 | 18.5
2040 | NonRTO_Midwest_2_MISO_IN | NonRTO_Midwest | MISO_IN | Internal | Shoulder | B11 | 25 | 4450 | 0 | 157.66 | 153.88 | 8 | 0
2040 | NonRTO_Midwest_2_MISO_IN | NonRTO_Midwest | MISO_IN | Internal | Shoulder | B12 | 200 | 4450 | 0 | 157.66 | 153.88 | 8 | 0
2040 | NonRTO_Midwest_2_MISO_IN | NonRTO_Midwest | MISO_IN | Internal | Shoulder | B13 | 600 | 4450 | 0 | 157.66 | 153.88 | 8 | 0
2040 | NonRTO_Midwest_2_MISO_IN | NonRTO_Midwest | MISO_IN | Internal | Shoulder | B14 | 900 | 4450 | 0 | 153.72 | 151.1 | 8 | 0
2040 | NonRTO_Midwest_2_MISO_IN | NonRTO_Midwest | MISO_IN | Internal | Shoulder | B15 | 1203 | 4450 | 0 | 95.13 | 89.15 | 8 | 0
2040 | NonRTO_Midwest_2_MISO_IN | NonRTO_Midwest | MISO_IN | Internal | Summer | B1 | 10 | 4450 | 0 | 284.23 | 283.01 | 8 | 0
2040 | NonRTO_Midwest_2_MISO_IN | NonRTO_Midwest | MISO_IN | Internal | Summer | B2 | 25 | 4450 | 0 | 283.01 | 283 | 8 | 0
2040 | NonRTO_Midwest_2_MISO_IN | NonRTO_Midwest | MISO_IN | Internal | Summer | B3 | 75 | 4450 | 0 | 273.14 | 265.14 | 8 | 0
2040 | NonRTO_Midwest_2_MISO_IN | NonRTO_Midwest | MISO_IN | Internal | Summer | B4 | 100 | 4450 | 0 | 176.34 | 177.95 | 8 | 0
2040 | NonRTO_Midwest_2_MISO_IN | NonRTO_Midwest | MISO_IN | Internal | Summer | B5 | 200 | 4450 | 55.52 | 169.28 | 177.28 | 8 | 0
2040 | NonRTO_Midwest_2_MISO_IN | NonRTO_Midwest | MISO_IN | Internal | Summer | B6 | 300 | 4450 | 0 | 156.1 | 152.29 | 8 | 0
2040 | NonRTO_Midwest_2_MISO_IN | NonRTO_Midwest | MISO_IN | Internal | Summer | B7 | 400 | 4450 | 0 | 148.57 | 152.29 | 8 | 0
2040 | NonRTO_Midwest_2_MISO_IN | NonRTO_Midwest | MISO_IN | Internal | Summer | B8 | 500 | 4450 | 0 | 148.47 | 152.29 | 8 | 0
2040 | NonRTO_Midwest_2_MISO_IN | NonRTO_Midwest | MISO_IN | Internal | Summer | B9 | 800 | 4450 | 0 | 148.47 | 152.29 | 8 | 0
2040 | NonRTO_Midwest_2_MISO_IN | NonRTO_Midwest | MISO_IN | Internal | Summer | B10 | 1262 | 4450 | 856.36 | 98.3 | 106.3 | 8 | 0
2040 | NonRTO_Midwest_2_MISO_IN | NonRTO_Midwest | MISO_IN | Internal | Winter | B16 | 25 | 4450 | 0 | 161.53 | 157.28 | 8 | 0
2040 | NonRTO_Midwest_2_MISO_IN | NonRTO_Midwest | MISO_IN | Internal | Winter | B17 | 100 | 4450 | 0 | 161.53 | 157.28 | 8 | 0
2040 | NonRTO_Midwest_2_MISO_IN | NonRTO_Midwest | MISO_IN | Internal | Winter | B18 | 400 | 4450 | 0 | 160.32 | 157.28 | 8 | 0
2040 | NonRTO_Midwest_2_MISO_IN | NonRTO_Midwest | MISO_IN | Internal | Winter | B19 | 700 | 4450 | 0 | 155.16 | 153.33 | 8 | 0
2040 | NonRTO_Midwest_2_MISO_IN | NonRTO_Midwest | MISO_IN | Internal | Winter | B20 | 935 | 4450 | 0 | 95.73 | 88.97 | 8 | 0
2040 | NonRTO_Midwest_2_TVA_Transmission | NonRTO_Midwest | TVA_Transmission | Internal | Shoulder | B11 | 25 | 2400 | 0 | 157.66 | 159.21 | 8 | 0
2040 | NonRTO_Midwest_2_TVA_Transmission | NonRTO_Midwest | TVA_Transmission | Internal | Shoulder | B12 | 200 | 2400 | 0 | 157.66 | 151.81 | 8 | 0
2040 | NonRTO_Midwest_2_TVA_Transmission | NonRTO_Midwest | TVA_Transmission | Internal | Shoulder | B13 | 600 | 2400 | 0 | 157.66 | 148.99 | 8 | 0
2040 | NonRTO_Midwest_2_TVA_Transmission | NonRTO_Midwest | TVA_Transmission | Internal | Shoulder | B14 | 900 | 2400 | 0 | 153.72 | 148.8 | 8 | 0
2040 | NonRTO_Midwest_2_TVA_Transmission | NonRTO_Midwest | TVA_Transmission | Internal | Shoulder | B15 | 1203 | 2400 | 0 | 95.13 | 86.48 | 8 | 0
2040 | NonRTO_Midwest_2_TVA_Transmission | NonRTO_Midwest | TVA_Transmission | Internal | Summer | B1 | 10 | 2400 | 183.3 | 284.23 | 292.23 | 8 | 0
2040 | NonRTO_Midwest_2_TVA_Transmission | NonRTO_Midwest | TVA_Transmission | Internal | Summer | B2 | 25 | 2400 | 385.87 | 283.01 | 291.01 | 8 | 0
2040 | NonRTO_Midwest_2_TVA_Transmission | NonRTO_Midwest | TVA_Transmission | Internal | Summer | B3 | 75 | 2400 | 1851.49 | 273.14 | 281.14 | 8 | 0
2040 | NonRTO_Midwest_2_TVA_Transmission | NonRTO_Midwest | TVA_Transmission | Internal | Summer | B4 | 100 | 2400 | 1330.02 | 176.34 | 184.34 | 8 | 0
2040 | NonRTO_Midwest_2_TVA_Transmission | NonRTO_Midwest | TVA_Transmission | Internal | Summer | B5 | 200 | 2400 | 1599.82 | 169.28 | 177.28 | 8 | 0
2040 | NonRTO_Midwest_2_TVA_Transmission | NonRTO_Midwest | TVA_Transmission | Internal | Summer | B6 | 300 | 2400 | 321.6 | 156.1 | 164.1 | 8 | 0
2040 | NonRTO_Midwest_2_TVA_Transmission | NonRTO_Midwest | TVA_Transmission | Internal | Summer | B7 | 400 | 2400 | 18.04 | 148.57 | 156.57 | 8 | 0
2040 | NonRTO_Midwest_2_TVA_Transmission | NonRTO_Midwest | TVA_Transmission | Internal | Summer | B8 | 500 | 2400 | 174.59 | 148.47 | 156.47 | 8 | 0
2040 | NonRTO_Midwest_2_TVA_Transmission | NonRTO_Midwest | TVA_Transmission | Internal | Summer | B9 | 800 | 2400 | 559.31 | 148.47 | 156.47 | 8 | 0
2040 | NonRTO_Midwest_2_TVA_Transmission | NonRTO_Midwest | TVA_Transmission | Internal | Summer | B10 | 1262 | 2400 | 0 | 98.3 | 96.23 | 8 | 0
2040 | NonRTO_Midwest_2_TVA_Transmission | NonRTO_Midwest | TVA_Transmission | Internal | Winter | B16 | 25 | 2400 | 0 | 161.53 | 162.77 | 8 | 0
2040 | NonRTO_Midwest_2_TVA_Transmission | NonRTO_Midwest | TVA_Transmission | Internal | Winter | B17 | 100 | 2400 | 0 | 161.53 | 160.78 | 8 | 0
2040 | NonRTO_Midwest_2_TVA_Transmission | NonRTO_Midwest | TVA_Transmission | Internal | Winter | B18 | 400 | 2400 | 0 | 160.32 | 151.32 | 8 | 0
2040 | NonRTO_Midwest_2_TVA_Transmission | NonRTO_Midwest | TVA_Transmission | Internal | Winter | B19 | 700 | 2400 | 0 | 155.16 | 150.56 | 8 | 0
2040 | NonRTO_Midwest_2_TVA_Transmission | NonRTO_Midwest | TVA_Transmission | Internal | Winter | B20 | 935 | 2400 | 0 | 95.73 | 86.73 | 8 | 0
2040 | NYISO_A-F_2_NEISO | NYISO_A-F | NEISO | Internal | Shoulder | B11 | 25 | 600 | 318.79 | 49.39 | 52.39 | 3 | 0
2040 | NYISO_A-F_2_NEISO | NYISO_A-F | NEISO | Internal | Shoulder | B12 | 200 | 600 | 220.96 | 49.39 | 52.39 | 3 | 0
2040 | NYISO_A-F_2_NEISO | NYISO_A-F | NEISO | Internal | Shoulder | B13 | 600 | 600 | 169.07 | 49.39 | 52.39 | 3 | 0
2040 | NYISO_A-F_2_NEISO | NYISO_A-F | NEISO | Internal | Shoulder | B14 | 900 | 600 | 89.64 | 49.39 | 52.39 | 3 | 0
2040 | NYISO_A-F_2_NEISO | NYISO_A-F | NEISO | Internal | Shoulder | B15 | 1203 | 600 | 54.7 | 49.39 | 52.39 | 3 | 0
2040 | NYISO_A-F_2_NEISO | NYISO_A-F | NEISO | Internal | Summer | B1 | 10 | 600 | 600 | 147.74 | 242.27 | 3 | 91.53
2040 | NYISO_A-F_2_NEISO | NYISO_A-F | NEISO | Internal | Summer | B2 | 25 | 600 | 600 | 170.27 | 242.27 | 3 | 69
2040 | NYISO_A-F_2_NEISO | NYISO_A-F | NEISO | Internal | Summer | B3 | 75 | 600 | 0 | 170.27 | 166.31 | 3 | 0
2040 | NYISO_A-F_2_NEISO | NYISO_A-F | NEISO | Internal | Summer | B4 | 100 | 600 | 0 | 170.27 | 165.94 | 3 | 0
2040 | NYISO_A-F_2_NEISO | NYISO_A-F | NEISO | Internal | Summer | B5 | 200 | 600 | 0 | 170.27 | 165.94 | 3 | 0
2040 | NYISO_A-F_2_NEISO | NYISO_A-F | NEISO | Internal | Summer | B6 | 300 | 600 | 0 | 163.11 | 165.94 | 3 | 0
2040 | NYISO_A-F_2_NEISO | NYISO_A-F | NEISO | Internal | Summer | B7 | 400 | 600 | 0 | 155.97 | 152.97 | 3 | 0
2040 | NYISO_A-F_2_NEISO | NYISO_A-F | NEISO | Internal | Summer | B8 | 500 | 600 | 121.66 | 146.31 | 149.31 | 3 | 0
2040 | NYISO_A-F_2_NEISO | NYISO_A-F | NEISO | Internal | Summer | B9 | 800 | 600 | 573.45 | 139.54 | 142.54 | 3 | 0
2040 | NYISO_A-F_2_NEISO | NYISO_A-F | NEISO | Internal | Summer | B10 | 1262 | 600 | 0 | 125.92 | 122.95 | 3 | 0
2040 | NYISO_A-F_2_NEISO | NYISO_A-F | NEISO | Internal | Winter | B16 | 25 | 600 | 600 | 48.26 | 70.72 | 3 | 19.46
2040 | NYISO_A-F_2_NEISO | NYISO_A-F | NEISO | Internal | Winter | B17 | 100 | 600 | 600 | 48.26 | 70.72 | 3 | 19.46
2040 | NYISO_A-F_2_NEISO | NYISO_A-F | NEISO | Internal | Winter | B18 | 400 | 600 | 525.57 | 48.26 | 51.26 | 3 | 0
2040 | NYISO_A-F_2_NEISO | NYISO_A-F | NEISO | Internal | Winter | B19 | 700 | 600 | 525.56 | 48.26 | 51.26 | 3 | 0
2040 | NYISO_A-F_2_NEISO | NYISO_A-F | NEISO | Internal | Winter | B20 | 935 | 600 | 502.66 | 48.26 | 51.26 | 3 | 0
2040 | NYISO_A-F_2_NYISO_G-I | NYISO_A-F | NYISO_G-I | Internal | Shoulder | B11 | 25 | 5843 | 5843 | 49.39 | 159.21 | 0.01 | 109.81
2040 | NYISO_A-F_2_NYISO_G-I | NYISO_A-F | NYISO_G-I | Internal | Shoulder | B12 | 200 | 5843 | 5843 | 49.39 | 156.03 | 0.01 | 106.63
2040 | NYISO_A-F_2_NYISO_G-I | NYISO_A-F | NYISO_G-I | Internal | Shoulder | B13 | 600 | 5843 | 5843 | 49.39 | 141.76 | 0.01 | 92.36
2040 | NYISO_A-F_2_NYISO_G-I | NYISO_A-F | NYISO_G-I | Internal | Shoulder | B14 | 900 | 5843 | 5843 | 49.39 | 141.13 | 0.01 | 91.73
2040 | NYISO_A-F_2_NYISO_G-I | NYISO_A-F | NYISO_G-I | Internal | Shoulder | B15 | 1203 | 5843 | 5843 | 49.39 | 73.5 | 0.01 | 24.1
2040 | NYISO_A-F_2_NYISO_G-I | NYISO_A-F | NYISO_G-I | Internal | Summer | B1 | 10 | 5843 | 5843 | 147.74 | 277.04 | 0.01 | 129.28
2040 | NYISO_A-F_2_NYISO_G-I | NYISO_A-F | NYISO_G-I | Internal | Summer | B2 | 25 | 5843 | 5843 | 170.27 | 277.04 | 0.01 | 106.75
2040 | NYISO_A-F_2_NYISO_G-I | NYISO_A-F | NYISO_G-I | Internal | Summer | B3 | 75 | 5843 | 5843 | 170.27 | 239.1 | 0.01 | 68.81
2040 | NYISO_A-F_2_NYISO_G-I | NYISO_A-F | NYISO_G-I | Internal | Summer | B4 | 100 | 5843 | 5843 | 170.27 | 178.5 | 0.01 | 8.22
2040 | NYISO_A-F_2_NYISO_G-I | NYISO_A-F | NYISO_G-I | Internal | Summer | B5 | 200 | 5843 | 5843 | 170.27 | 174.87 | 0.01 | 4.58
2040 | NYISO_A-F_2_NYISO_G-I | NYISO_A-F | NYISO_G-I | Internal | Summer | B6 | 300 | 5843 | 5843 | 163.11 | 168.69 | 0.01 | 5.56
2040 | NYISO_A-F_2_NYISO_G-I | NYISO_A-F | NYISO_G-I | Internal | Summer | B7 | 400 | 5843 | 5821.48 | 155.97 | 155.98 | 0.01 | 0
2040 | NYISO_A-F_2_NYISO_G-I | NYISO_A-F | NYISO_G-I | Internal | Summer | B8 | 500 | 5843 | 5843 | 146.31 | 152.31 | 0.01 | 5.99
2040 | NYISO_A-F_2_NYISO_G-I | NYISO_A-F | NYISO_G-I | Internal | Summer | B9 | 800 | 5843 | 5843 | 139.54 | 145.54 | 0.01 | 5.99
2040 | NYISO_A-F_2_NYISO_G-I | NYISO_A-F | NYISO_G-I | Internal | Summer | B10 | 1262 | 5843 | 4736.93 | 125.92 | 125.94 | 0.01 | 0
2040 | NYISO_A-F_2_NYISO_G-I | NYISO_A-F | NYISO_G-I | Internal | Winter | B16 | 25 | 5843 | 5843 | 48.26 | 163.81 | 0.01 | 115.53
2040 | NYISO_A-F_2_NYISO_G-I | NYISO_A-F | NYISO_G-I | Internal | Winter | B17 | 100 | 5843 | 5843 | 48.26 | 163.81 | 0.01 | 115.53
2040 | NYISO_A-F_2_NYISO_G-I | NYISO_A-F | NYISO_G-I | Internal | Winter | B18 | 400 | 5843 | 5843 | 48.26 | 146.97 | 0.01 | 98.7
2040 | NYISO_A-F_2_NYISO_G-I | NYISO_A-F | NYISO_G-I | Internal | Winter | B19 | 700 | 5843 | 5843 | 48.26 | 143.34 | 0.01 | 95.07
2040 | NYISO_A-F_2_NYISO_G-I | NYISO_A-F | NYISO_G-I | Internal | Winter | B20 | 935 | 5843 | 5843 | 48.26 | 72.75 | 0.01 | 24.48
2040 | NYISO_A-F_2_PJM_ROM | NYISO_A-F | PJM_ROM | Internal | Shoulder | B11 | 25 | 1000 | 1000 | 49.39 | 153.2 | 8 | 95.81
2040 | NYISO_A-F_2_PJM_ROM | NYISO_A-F | PJM_ROM | Internal | Shoulder | B12 | 200 | 1000 | 1000 | 49.39 | 153.84 | 8 | 96.45
2040 | NYISO_A-F_2_PJM_ROM | NYISO_A-F | PJM_ROM | Internal | Shoulder | B13 | 600 | 1000 | 1000 | 49.39 | 149.75 | 8 | 92.36
2040 | NYISO_A-F_2_PJM_ROM | NYISO_A-F | PJM_ROM | Internal | Shoulder | B14 | 900 | 1000 | 1000 | 49.39 | 149.12 | 8 | 91.73
2040 | NYISO_A-F_2_PJM_ROM | NYISO_A-F | PJM_ROM | Internal | Shoulder | B15 | 1203 | 1000 | 1000 | 49.39 | 81.48 | 8 | 24.1
2040 | NYISO_A-F_2_PJM_ROM | NYISO_A-F | PJM_ROM | Internal | Summer | B1 | 10 | 1000 | 1000 | 147.74 | 285.03 | 8 | 129.28
2040 | NYISO_A-F_2_PJM_ROM | NYISO_A-F | PJM_ROM | Internal | Summer | B2 | 25 | 1000 | 1000 | 170.27 | 285.03 | 8 | 106.75
2040 | NYISO_A-F_2_PJM_ROM | NYISO_A-F | PJM_ROM | Internal | Summer | B3 | 75 | 1000 | 1000 | 170.27 | 277.13 | 8 | 98.85
2040 | NYISO_A-F_2_PJM_ROM | NYISO_A-F | PJM_ROM | Internal | Summer | B4 | 100 | 1000 | 1000 | 170.27 | 186.49 | 8 | 8.22
2040 | NYISO_A-F_2_PJM_ROM | NYISO_A-F | PJM_ROM | Internal | Summer | B5 | 200 | 1000 | 1000 | 170.27 | 182.86 | 8 | 4.58
2040 | NYISO_A-F_2_PJM_ROM | NYISO_A-F | PJM_ROM | Internal | Summer | B6 | 300 | 1000 | 359.51 | 163.11 | 171.11 | 8 | 0
2040 | NYISO_A-F_2_PJM_ROM | NYISO_A-F | PJM_ROM | Internal | Summer | B7 | 400 | 1000 | 648.63 | 155.97 | 163.97 | 8 | 0
2040 | NYISO_A-F_2_PJM_ROM | NYISO_A-F | PJM_ROM | Internal | Summer | B8 | 500 | 1000 | 551.26 | 146.31 | 154.31 | 8 | 0
2040 | NYISO_A-F_2_PJM_ROM | NYISO_A-F | PJM_ROM | Internal | Summer | B9 | 800 | 1000 | 1000 | 139.54 | 152.07 | 8 | 4.53
2040 | NYISO_A-F_2_PJM_ROM | NYISO_A-F | PJM_ROM | Internal | Summer | B10 | 1262 | 1000 | 0 | 125.92 | 119.92 | 8 | 0
2040 | NYISO_A-F_2_PJM_ROM | NYISO_A-F | PJM_ROM | Internal | Winter | B16 | 25 | 1000 | 1000 | 48.26 | 157.79 | 8 | 101.53
2040 | NYISO_A-F_2_PJM_ROM | NYISO_A-F | PJM_ROM | Internal | Winter | B17 | 100 | 1000 | 1000 | 48.26 | 157.79 | 8 | 101.53
2040 | NYISO_A-F_2_PJM_ROM | NYISO_A-F | PJM_ROM | Internal | Winter | B18 | 400 | 1000 | 1000 | 48.26 | 154.96 | 8 | 98.7
2040 | NYISO_A-F_2_PJM_ROM | NYISO_A-F | PJM_ROM | Internal | Winter | B19 | 700 | 1000 | 1000 | 48.26 | 151.33 | 8 | 95.07
2040 | NYISO_A-F_2_PJM_ROM | NYISO_A-F | PJM_ROM | Internal | Winter | B20 | 935 | 1000 | 1000 | 48.26 | 80.74 | 8 | 24.48
2040 | NYISO_G-I_2_NYISO_A-F | NYISO_G-I | NYISO_A-F | Internal | Shoulder | B11 | 25 | 3592 | 0 | 159.21 | 49.39 | 0.01 | 0
2040 | NYISO_G-I_2_NYISO_A-F | NYISO_G-I | NYISO_A-F | Internal | Shoulder | B12 | 200 | 3592 | 0 | 156.03 | 49.39 | 0.01 | 0
2040 | NYISO_G-I_2_NYISO_A-F | NYISO_G-I | NYISO_A-F | Internal | Shoulder | B13 | 600 | 3592 | 0 | 141.76 | 49.39 | 0.01 | 0
2040 | NYISO_G-I_2_NYISO_A-F | NYISO_G-I | NYISO_A-F | Internal | Shoulder | B14 | 900 | 3592 | 0 | 141.13 | 49.39 | 0.01 | 0
2040 | NYISO_G-I_2_NYISO_A-F | NYISO_G-I | NYISO_A-F | Internal | Shoulder | B15 | 1203 | 3592 | 0 | 73.5 | 49.39 | 0.01 | 0
2040 | NYISO_G-I_2_NYISO_A-F | NYISO_G-I | NYISO_A-F | Internal | Summer | B1 | 10 | 3592 | 0 | 277.04 | 147.74 | 0.01 | 0
2040 | NYISO_G-I_2_NYISO_A-F | NYISO_G-I | NYISO_A-F | Internal | Summer | B2 | 25 | 3592 | 0 | 277.04 | 170.27 | 0.01 | 0
2040 | NYISO_G-I_2_NYISO_A-F | NYISO_G-I | NYISO_A-F | Internal | Summer | B3 | 75 | 3592 | 0 | 239.1 | 170.27 | 0.01 | 0
2040 | NYISO_G-I_2_NYISO_A-F | NYISO_G-I | NYISO_A-F | Internal | Summer | B4 | 100 | 3592 | 0 | 178.5 | 170.27 | 0.01 | 0
2040 | NYISO_G-I_2_NYISO_A-F | NYISO_G-I | NYISO_A-F | Internal | Summer | B5 | 200 | 3592 | 0 | 174.87 | 170.27 | 0.01 | 0
2040 | NYISO_G-I_2_NYISO_A-F | NYISO_G-I | NYISO_A-F | Internal | Summer | B6 | 300 | 3592 | 0 | 168.69 | 163.11 | 0.01 | 0
2040 | NYISO_G-I_2_NYISO_A-F | NYISO_G-I | NYISO_A-F | Internal | Summer | B7 | 400 | 3592 | 0 | 155.98 | 155.97 | 0.01 | 0
2040 | NYISO_G-I_2_NYISO_A-F | NYISO_G-I | NYISO_A-F | Internal | Summer | B8 | 500 | 3592 | 0 | 152.31 | 146.31 | 0.01 | 0
2040 | NYISO_G-I_2_NYISO_A-F | NYISO_G-I | NYISO_A-F | Internal | Summer | B9 | 800 | 3592 | 0 | 145.54 | 139.54 | 0.01 | 0
2040 | NYISO_G-I_2_NYISO_A-F | NYISO_G-I | NYISO_A-F | Internal | Summer | B10 | 1262 | 3592 | 0 | 125.94 | 125.92 | 0.01 | 0
2040 | NYISO_G-I_2_NYISO_A-F | NYISO_G-I | NYISO_A-F | Internal | Winter | B16 | 25 | 3592 | 0 | 163.81 | 48.26 | 0.01 | 0
2040 | NYISO_G-I_2_NYISO_A-F | NYISO_G-I | NYISO_A-F | Internal | Winter | B17 | 100 | 3592 | 0 | 163.81 | 48.26 | 0.01 | 0
2040 | NYISO_G-I_2_NYISO_A-F | NYISO_G-I | NYISO_A-F | Internal | Winter | B18 | 400 | 3592 | 0 | 146.97 | 48.26 | 0.01 | 0
2040 | NYISO_G-I_2_NYISO_A-F | NYISO_G-I | NYISO_A-F | Internal | Winter | B19 | 700 | 3592 | 0 | 143.34 | 48.26 | 0.01 | 0
2040 | NYISO_G-I_2_NYISO_A-F | NYISO_G-I | NYISO_A-F | Internal | Winter | B20 | 935 | 3592 | 0 | 72.75 | 48.26 | 0.01 | 0
2040 | NYISO_G-I_2_NYISO_J-K | NYISO_G-I | NYISO_J-K | Internal | Shoulder | B11 | 25 | 6130 | 6130 | 159.21 | 170.76 | 0.01 | 11.54
2040 | NYISO_G-I_2_NYISO_J-K | NYISO_G-I | NYISO_J-K | Internal | Shoulder | B12 | 200 | 6130 | 6130 | 156.03 | 170.76 | 0.01 | 14.71
2040 | NYISO_G-I_2_NYISO_J-K | NYISO_G-I | NYISO_J-K | Internal | Shoulder | B13 | 600 | 6130 | 6130 | 141.76 | 170.76 | 0.01 | 28.99
2040 | NYISO_G-I_2_NYISO_J-K | NYISO_G-I | NYISO_J-K | Internal | Shoulder | B14 | 900 | 6130 | 6130 | 141.13 | 146.64 | 0.01 | 5.5
2040 | NYISO_G-I_2_NYISO_J-K | NYISO_G-I | NYISO_J-K | Internal | Shoulder | B15 | 1203 | 6130 | 5210.28 | 73.5 | 73.51 | 0.01 | 0
2040 | NYISO_G-I_2_NYISO_J-K | NYISO_G-I | NYISO_J-K | Internal | Summer | B1 | 10 | 6130 | 5311.94 | 277.04 | 277.05 | 0.01 | 0
2040 | NYISO_G-I_2_NYISO_J-K | NYISO_G-I | NYISO_J-K | Internal | Summer | B2 | 25 | 6130 | 4904.67 | 277.04 | 277.05 | 0.01 | 0
2040 | NYISO_G-I_2_NYISO_J-K | NYISO_G-I | NYISO_J-K | Internal | Summer | B3 | 75 | 6130 | 5027.74 | 239.1 | 239.11 | 0.01 | 0
2040 | NYISO_G-I_2_NYISO_J-K | NYISO_G-I | NYISO_J-K | Internal | Summer | B4 | 100 | 6130 | 6130 | 178.5 | 235.08 | 0.01 | 56.57
2040 | NYISO_G-I_2_NYISO_J-K | NYISO_G-I | NYISO_J-K | Internal | Summer | B5 | 200 | 6130 | 6130 | 174.87 | 235.08 | 0.01 | 60.2
2040 | NYISO_G-I_2_NYISO_J-K | NYISO_G-I | NYISO_J-K | Internal | Summer | B6 | 300 | 6130 | 6130 | 168.69 | 177.75 | 0.01 | 9.06
2040 | NYISO_G-I_2_NYISO_J-K | NYISO_G-I | NYISO_J-K | Internal | Summer | B7 | 400 | 6130 | 6130 | 155.98 | 169.98 | 0.01 | 13.99
2040 | NYISO_G-I_2_NYISO_J-K | NYISO_G-I | NYISO_J-K | Internal | Summer | B8 | 500 | 6130 | 6130 | 152.31 | 166.74 | 0.01 | 14.42
2040 | NYISO_G-I_2_NYISO_J-K | NYISO_G-I | NYISO_J-K | Internal | Summer | B9 | 800 | 6130 | 6130 | 145.54 | 166.74 | 0.01 | 21.19
2040 | NYISO_G-I_2_NYISO_J-K | NYISO_G-I | NYISO_J-K | Internal | Summer | B10 | 1262 | 6130 | 5727.03 | 125.94 | 125.95 | 0.01 | 0
2040 | NYISO_G-I_2_NYISO_J-K | NYISO_G-I | NYISO_J-K | Internal | Winter | B16 | 25 | 6130 | 6130 | 163.81 | 184.74 | 0.01 | 20.93
2040 | NYISO_G-I_2_NYISO_J-K | NYISO_G-I | NYISO_J-K | Internal | Winter | B17 | 100 | 6130 | 6130 | 163.81 | 184.74 | 0.01 | 20.93
2040 | NYISO_G-I_2_NYISO_J-K | NYISO_G-I | NYISO_J-K | Internal | Winter | B18 | 400 | 6130 | 6130 | 146.97 | 184.74 | 0.01 | 37.76
2040 | NYISO_G-I_2_NYISO_J-K | NYISO_G-I | NYISO_J-K | Internal | Winter | B19 | 700 | 6130 | 6130 | 143.34 | 159.84 | 0.01 | 16.49
2040 | NYISO_G-I_2_NYISO_J-K | NYISO_G-I | NYISO_J-K | Internal | Winter | B20 | 935 | 6130 | 5621.76 | 72.75 | 72.76 | 0.01 | 0
2040 | NYISO_G-I_2_PJM_E | NYISO_G-I | PJM_E | Internal | Shoulder | B11 | 25 | 1500 | 0 | 159.21 | 153.21 | 8 | 0
2040 | NYISO_G-I_2_PJM_E | NYISO_G-I | PJM_E | Internal | Shoulder | B12 | 200 | 1500 | 0 | 156.03 | 153.85 | 8 | 0
2040 | NYISO_G-I_2_PJM_E | NYISO_G-I | PJM_E | Internal | Shoulder | B13 | 600 | 1500 | 116.43 | 141.76 | 149.76 | 8 | 0
2040 | NYISO_G-I_2_PJM_E | NYISO_G-I | PJM_E | Internal | Shoulder | B14 | 900 | 1500 | 269.33 | 141.13 | 149.13 | 8 | 0
2040 | NYISO_G-I_2_PJM_E | NYISO_G-I | PJM_E | Internal | Shoulder | B15 | 1203 | 1500 | 1372.21 | 73.5 | 81.5 | 8 | 0
2040 | NYISO_G-I_2_PJM_E | NYISO_G-I | PJM_E | Internal | Summer | B1 | 10 | 1500 | 697.27 | 277.04 | 285.04 | 8 | 0
2040 | NYISO_G-I_2_PJM_E | NYISO_G-I | PJM_E | Internal | Summer | B2 | 25 | 1500 | 1233.21 | 277.04 | 285.04 | 8 | 0
2040 | NYISO_G-I_2_PJM_E | NYISO_G-I | PJM_E | Internal | Summer | B3 | 75 | 1500 | 1500 | 239.1 | 277.12 | 8 | 30.02
2040 | NYISO_G-I_2_PJM_E | NYISO_G-I | PJM_E | Internal | Summer | B4 | 100 | 1500 | 623.09 | 178.5 | 186.5 | 8 | 0
2040 | NYISO_G-I_2_PJM_E | NYISO_G-I | PJM_E | Internal | Summer | B5 | 200 | 1500 | 763.7 | 174.87 | 182.87 | 8 | 0
2040 | NYISO_G-I_2_PJM_E | NYISO_G-I | PJM_E | Internal | Summer | B6 | 300 | 1500 | 0 | 168.69 | 171.12 | 8 | 0
2040 | NYISO_G-I_2_PJM_E | NYISO_G-I | PJM_E | Internal | Summer | B7 | 400 | 1500 | 36.12 | 155.98 | 163.98 | 8 | 0
2040 | NYISO_G-I_2_PJM_E | NYISO_G-I | PJM_E | Internal | Summer | B8 | 500 | 1500 | 0 | 152.31 | 154.33 | 8 | 0
2040 | NYISO_G-I_2_PJM_E | NYISO_G-I | PJM_E | Internal | Summer | B9 | 800 | 1500 | 0 | 145.54 | 152.08 | 8 | 0
2040 | NYISO_G-I_2_PJM_E | NYISO_G-I | PJM_E | Internal | Summer | B10 | 1262 | 1500 | 0 | 125.94 | 119.94 | 8 | 0
2040 | NYISO_G-I_2_PJM_E | NYISO_G-I | PJM_E | Internal | Winter | B16 | 25 | 1500 | 0 | 163.81 | 157.81 | 8 | 0
2040 | NYISO_G-I_2_PJM_E | NYISO_G-I | PJM_E | Internal | Winter | B17 | 100 | 1500 | 0 | 163.81 | 157.81 | 8 | 0
2040 | NYISO_G-I_2_PJM_E | NYISO_G-I | PJM_E | Internal | Winter | B18 | 400 | 1500 | 34.15 | 146.97 | 154.97 | 8 | 0
2040 | NYISO_G-I_2_PJM_E | NYISO_G-I | PJM_E | Internal | Winter | B19 | 700 | 1500 | 201 | 143.34 | 151.34 | 8 | 0
2040 | NYISO_G-I_2_PJM_E | NYISO_G-I | PJM_E | Internal | Winter | B20 | 935 | 1500 | 386.52 | 72.75 | 80.75 | 8 | 0
2040 | NYISO_J-K_2_NYISO_G-I | NYISO_J-K | NYISO_G-I | Internal | Shoulder | B11 | 25 | 1999 | 0 | 170.76 | 159.21 | 0.01 | 0
2040 | NYISO_J-K_2_NYISO_G-I | NYISO_J-K | NYISO_G-I | Internal | Shoulder | B12 | 200 | 1999 | 0 | 170.76 | 156.03 | 0.01 | 0
2040 | NYISO_J-K_2_NYISO_G-I | NYISO_J-K | NYISO_G-I | Internal | Shoulder | B13 | 600 | 1999 | 0 | 170.76 | 141.76 | 0.01 | 0
2040 | NYISO_J-K_2_NYISO_G-I | NYISO_J-K | NYISO_G-I | Internal | Shoulder | B14 | 900 | 1999 | 0 | 146.64 | 141.13 | 0.01 | 0
2040 | NYISO_J-K_2_NYISO_G-I | NYISO_J-K | NYISO_G-I | Internal | Shoulder | B15 | 1203 | 1999 | 0 | 73.51 | 73.5 | 0.01 | 0
2040 | NYISO_J-K_2_NYISO_G-I | NYISO_J-K | NYISO_G-I | Internal | Summer | B1 | 10 | 1999 | 0 | 277.05 | 277.04 | 0.01 | 0
2040 | NYISO_J-K_2_NYISO_G-I | NYISO_J-K | NYISO_G-I | Internal | Summer | B2 | 25 | 1999 | 0 | 277.05 | 277.04 | 0.01 | 0
2040 | NYISO_J-K_2_NYISO_G-I | NYISO_J-K | NYISO_G-I | Internal | Summer | B3 | 75 | 1999 | 0 | 239.11 | 239.1 | 0.01 | 0
2040 | NYISO_J-K_2_NYISO_G-I | NYISO_J-K | NYISO_G-I | Internal | Summer | B4 | 100 | 1999 | 0 | 235.08 | 178.5 | 0.01 | 0
2040 | NYISO_J-K_2_NYISO_G-I | NYISO_J-K | NYISO_G-I | Internal | Summer | B5 | 200 | 1999 | 0 | 235.08 | 174.87 | 0.01 | 0
2040 | NYISO_J-K_2_NYISO_G-I | NYISO_J-K | NYISO_G-I | Internal | Summer | B6 | 300 | 1999 | 0 | 177.75 | 168.69 | 0.01 | 0
2040 | NYISO_J-K_2_NYISO_G-I | NYISO_J-K | NYISO_G-I | Internal | Summer | B7 | 400 | 1999 | 0 | 169.98 | 155.98 | 0.01 | 0
2040 | NYISO_J-K_2_NYISO_G-I | NYISO_J-K | NYISO_G-I | Internal | Summer | B8 | 500 | 1999 | 0 | 166.74 | 152.31 | 0.01 | 0
2040 | NYISO_J-K_2_NYISO_G-I | NYISO_J-K | NYISO_G-I | Internal | Summer | B9 | 800 | 1999 | 0 | 166.74 | 145.54 | 0.01 | 0
2040 | NYISO_J-K_2_NYISO_G-I | NYISO_J-K | NYISO_G-I | Internal | Summer | B10 | 1262 | 1999 | 0 | 125.95 | 125.94 | 0.01 | 0
2040 | NYISO_J-K_2_NYISO_G-I | NYISO_J-K | NYISO_G-I | Internal | Winter | B16 | 25 | 1999 | 0 | 184.74 | 163.81 | 0.01 | 0
2040 | NYISO_J-K_2_NYISO_G-I | NYISO_J-K | NYISO_G-I | Internal | Winter | B17 | 100 | 1999 | 0 | 184.74 | 163.81 | 0.01 | 0
2040 | NYISO_J-K_2_NYISO_G-I | NYISO_J-K | NYISO_G-I | Internal | Winter | B18 | 400 | 1999 | 0 | 184.74 | 146.97 | 0.01 | 0
2040 | NYISO_J-K_2_NYISO_G-I | NYISO_J-K | NYISO_G-I | Internal | Winter | B19 | 700 | 1999 | 0 | 159.84 | 143.34 | 0.01 | 0
2040 | NYISO_J-K_2_NYISO_G-I | NYISO_J-K | NYISO_G-I | Internal | Winter | B20 | 935 | 1999 | 0 | 72.76 | 72.75 | 0.01 | 0
2040 | NYISO_J-K_2_PJM_E | NYISO_J-K | PJM_E | Internal | Shoulder | B11 | 25 | 330 | 0 | 170.76 | 153.21 | 8 | 0
2040 | NYISO_J-K_2_PJM_E | NYISO_J-K | PJM_E | Internal | Shoulder | B12 | 200 | 330 | 0 | 170.76 | 153.85 | 8 | 0
2040 | NYISO_J-K_2_PJM_E | NYISO_J-K | PJM_E | Internal | Shoulder | B13 | 600 | 330 | 0 | 170.76 | 149.76 | 8 | 0
2040 | NYISO_J-K_2_PJM_E | NYISO_J-K | PJM_E | Internal | Shoulder | B14 | 900 | 330 | 0 | 146.64 | 149.13 | 8 | 0
2040 | NYISO_J-K_2_PJM_E | NYISO_J-K | PJM_E | Internal | Shoulder | B15 | 1203 | 330 | 0 | 73.51 | 81.5 | 8 | 0
2040 | NYISO_J-K_2_PJM_E | NYISO_J-K | PJM_E | Internal | Summer | B1 | 10 | 330 | 0.02 | 277.05 | 285.04 | 8 | 0
2040 | NYISO_J-K_2_PJM_E | NYISO_J-K | PJM_E | Internal | Summer | B2 | 25 | 330 | 0 | 277.05 | 285.04 | 8 | 0
2040 | NYISO_J-K_2_PJM_E | NYISO_J-K | PJM_E | Internal | Summer | B3 | 75 | 330 | 330 | 239.11 | 277.12 | 8 | 30.01
2040 | NYISO_J-K_2_PJM_E | NYISO_J-K | PJM_E | Internal | Summer | B4 | 100 | 330 | 0 | 235.08 | 186.5 | 8 | 0
2040 | NYISO_J-K_2_PJM_E | NYISO_J-K | PJM_E | Internal | Summer | B5 | 200 | 330 | 0 | 235.08 | 182.87 | 8 | 0
2040 | NYISO_J-K_2_PJM_E | NYISO_J-K | PJM_E | Internal | Summer | B6 | 300 | 330 | 0 | 177.75 | 171.12 | 8 | 0
2040 | NYISO_J-K_2_PJM_E | NYISO_J-K | PJM_E | Internal | Summer | B7 | 400 | 330 | 0 | 169.98 | 163.98 | 8 | 0
2040 | NYISO_J-K_2_PJM_E | NYISO_J-K | PJM_E | Internal | Summer | B8 | 500 | 330 | 0 | 166.74 | 154.33 | 8 | 0
2040 | NYISO_J-K_2_PJM_E | NYISO_J-K | PJM_E | Internal | Summer | B9 | 800 | 330 | 0 | 166.74 | 152.08 | 8 | 0
2040 | NYISO_J-K_2_PJM_E | NYISO_J-K | PJM_E | Internal | Summer | B10 | 1262 | 330 | 0 | 125.95 | 119.94 | 8 | 0
2040 | NYISO_J-K_2_PJM_E | NYISO_J-K | PJM_E | Internal | Winter | B16 | 25 | 330 | 0 | 184.74 | 157.81 | 8 | 0
2040 | NYISO_J-K_2_PJM_E | NYISO_J-K | PJM_E | Internal | Winter | B17 | 100 | 330 | 0 | 184.74 | 157.81 | 8 | 0
2040 | NYISO_J-K_2_PJM_E | NYISO_J-K | PJM_E | Internal | Winter | B18 | 400 | 330 | 0 | 184.74 | 154.97 | 8 | 0
2040 | NYISO_J-K_2_PJM_E | NYISO_J-K | PJM_E | Internal | Winter | B19 | 700 | 330 | 0 | 159.84 | 151.34 | 8 | 0
2040 | NYISO_J-K_2_PJM_E | NYISO_J-K | PJM_E | Internal | Winter | B20 | 935 | 330 | 0 | 72.76 | 80.75 | 8 | 0
2040 | PJM_E_2_NYISO_G-I | PJM_E | NYISO_G-I | Internal | Shoulder | B11 | 25 | 500 | 35.33 | 153.21 | 159.21 | 6 | 0
2040 | PJM_E_2_NYISO_G-I | PJM_E | NYISO_G-I | Internal | Shoulder | B12 | 200 | 500 | 0 | 153.85 | 156.03 | 6 | 0
2040 | PJM_E_2_NYISO_G-I | PJM_E | NYISO_G-I | Internal | Shoulder | B13 | 600 | 500 | 0 | 149.76 | 141.76 | 6 | 0
2040 | PJM_E_2_NYISO_G-I | PJM_E | NYISO_G-I | Internal | Shoulder | B14 | 900 | 500 | 0 | 149.13 | 141.13 | 6 | 0
2040 | PJM_E_2_NYISO_G-I | PJM_E | NYISO_G-I | Internal | Shoulder | B15 | 1203 | 500 | 0 | 81.5 | 73.5 | 6 | 0
2040 | PJM_E_2_NYISO_G-I | PJM_E | NYISO_G-I | Internal | Summer | B1 | 10 | 500 | 0 | 285.04 | 277.04 | 6 | 0
2040 | PJM_E_2_NYISO_G-I | PJM_E | NYISO_G-I | Internal | Summer | B2 | 25 | 500 | 0 | 285.04 | 277.04 | 6 | 0
2040 | PJM_E_2_NYISO_G-I | PJM_E | NYISO_G-I | Internal | Summer | B3 | 75 | 500 | 0 | 277.12 | 239.1 | 6 | 0
2040 | PJM_E_2_NYISO_G-I | PJM_E | NYISO_G-I | Internal | Summer | B4 | 100 | 500 | 0 | 186.5 | 178.5 | 6 | 0
2040 | PJM_E_2_NYISO_G-I | PJM_E | NYISO_G-I | Internal | Summer | B5 | 200 | 500 | 0 | 182.87 | 174.87 | 6 | 0
2040 | PJM_E_2_NYISO_G-I | PJM_E | NYISO_G-I | Internal | Summer | B6 | 300 | 500 | 0 | 171.12 | 168.69 | 6 | 0
2040 | PJM_E_2_NYISO_G-I | PJM_E | NYISO_G-I | Internal | Summer | B7 | 400 | 500 | 0 | 163.98 | 155.98 | 6 | 0
2040 | PJM_E_2_NYISO_G-I | PJM_E | NYISO_G-I | Internal | Summer | B8 | 500 | 500 | 0 | 154.33 | 152.31 | 6 | 0
2040 | PJM_E_2_NYISO_G-I | PJM_E | NYISO_G-I | Internal | Summer | B9 | 800 | 500 | 0 | 152.08 | 145.54 | 6 | 0
2040 | PJM_E_2_NYISO_G-I | PJM_E | NYISO_G-I | Internal | Summer | B10 | 1262 | 500 | 441.26 | 119.94 | 125.94 | 6 | 0
2040 | PJM_E_2_NYISO_G-I | PJM_E | NYISO_G-I | Internal | Winter | B16 | 25 | 500 | 142.3 | 157.81 | 163.81 | 6 | 0
2040 | PJM_E_2_NYISO_G-I | PJM_E | NYISO_G-I | Internal | Winter | B17 | 100 | 500 | 23.31 | 157.81 | 163.81 | 6 | 0
2040 | PJM_E_2_NYISO_G-I | PJM_E | NYISO_G-I | Internal | Winter | B18 | 400 | 500 | 0 | 154.97 | 146.97 | 6 | 0
2040 | PJM_E_2_NYISO_G-I | PJM_E | NYISO_G-I | Internal | Winter | B19 | 700 | 500 | 0 | 151.34 | 143.34 | 6 | 0
2040 | PJM_E_2_NYISO_G-I | PJM_E | NYISO_G-I | Internal | Winter | B20 | 935 | 500 | 0 | 80.75 | 72.75 | 6 | 0
2040 | PJM_E_2_NYISO_J-K | PJM_E | NYISO_J-K | Internal | Shoulder | B11 | 25 | 330 | 330 | 153.21 | 170.76 | 6 | 11.55
2040 | PJM_E_2_NYISO_J-K | PJM_E | NYISO_J-K | Internal | Shoulder | B12 | 200 | 330 | 330 | 153.85 | 170.76 | 6 | 10.91
2040 | PJM_E_2_NYISO_J-K | PJM_E | NYISO_J-K | Internal | Shoulder | B13 | 600 | 330 | 330 | 149.76 | 170.76 | 6 | 15
2040 | PJM_E_2_NYISO_J-K | PJM_E | NYISO_J-K | Internal | Shoulder | B14 | 900 | 330 | 0 | 149.13 | 146.64 | 6 | 0
2040 | PJM_E_2_NYISO_J-K | PJM_E | NYISO_J-K | Internal | Shoulder | B15 | 1203 | 330 | 0 | 81.5 | 73.51 | 6 | 0
2040 | PJM_E_2_NYISO_J-K | PJM_E | NYISO_J-K | Internal | Summer | B1 | 10 | 330 | 0 | 285.04 | 277.05 | 6 | 0
2040 | PJM_E_2_NYISO_J-K | PJM_E | NYISO_J-K | Internal | Summer | B2 | 25 | 330 | 0 | 285.04 | 277.05 | 6 | 0
2040 | PJM_E_2_NYISO_J-K | PJM_E | NYISO_J-K | Internal | Summer | B3 | 75 | 330 | 0 | 277.12 | 239.11 | 6 | 0
2040 | PJM_E_2_NYISO_J-K | PJM_E | NYISO_J-K | Internal | Summer | B4 | 100 | 330 | 330 | 186.5 | 235.08 | 6 | 42.58
2040 | PJM_E_2_NYISO_J-K | PJM_E | NYISO_J-K | Internal | Summer | B5 | 200 | 330 | 330 | 182.87 | 235.08 | 6 | 46.21
2040 | PJM_E_2_NYISO_J-K | PJM_E | NYISO_J-K | Internal | Summer | B6 | 300 | 330 | 330 | 171.12 | 177.75 | 6 | 0.63
2040 | PJM_E_2_NYISO_J-K | PJM_E | NYISO_J-K | Internal | Summer | B7 | 400 | 330 | 36.44 | 163.98 | 169.98 | 6 | 0
2040 | PJM_E_2_NYISO_J-K | PJM_E | NYISO_J-K | Internal | Summer | B8 | 500 | 330 | 330 | 154.33 | 166.74 | 6 | 6.42
2040 | PJM_E_2_NYISO_J-K | PJM_E | NYISO_J-K | Internal | Summer | B9 | 800 | 330 | 330 | 152.08 | 166.74 | 6 | 8.67
2040 | PJM_E_2_NYISO_J-K | PJM_E | NYISO_J-K | Internal | Summer | B10 | 1262 | 330 | 330 | 119.94 | 125.95 | 6 | 0.01
2040 | PJM_E_2_NYISO_J-K | PJM_E | NYISO_J-K | Internal | Winter | B16 | 25 | 330 | 330 | 157.81 | 184.74 | 6 | 20.94
2040 | PJM_E_2_NYISO_J-K | PJM_E | NYISO_J-K | Internal | Winter | B17 | 100 | 330 | 330 | 157.81 | 184.74 | 6 | 20.94
2040 | PJM_E_2_NYISO_J-K | PJM_E | NYISO_J-K | Internal | Winter | B18 | 400 | 330 | 330 | 154.97 | 184.74 | 6 | 23.77
2040 | PJM_E_2_NYISO_J-K | PJM_E | NYISO_J-K | Internal | Winter | B19 | 700 | 330 | 330 | 151.34 | 159.84 | 6 | 2.5
2040 | PJM_E_2_NYISO_J-K | PJM_E | NYISO_J-K | Internal | Winter | B20 | 935 | 330 | 0 | 80.75 | 72.76 | 6 | 0
2040 | PJM_E_2_PJM_ROM | PJM_E | PJM_ROM | Internal | Shoulder | B11 | 25 | 8000 | 0 | 153.21 | 153.2 | 0.01 | 0
2040 | PJM_E_2_PJM_ROM | PJM_E | PJM_ROM | Internal | Shoulder | B12 | 200 | 8000 | 0 | 153.85 | 153.84 | 0.01 | 0
2040 | PJM_E_2_PJM_ROM | PJM_E | PJM_ROM | Internal | Shoulder | B13 | 600 | 8000 | 0 | 149.76 | 149.75 | 0.01 | 0
2040 | PJM_E_2_PJM_ROM | PJM_E | PJM_ROM | Internal | Shoulder | B14 | 900 | 8000 | 0 | 149.13 | 149.12 | 0.01 | 0
2040 | PJM_E_2_PJM_ROM | PJM_E | PJM_ROM | Internal | Shoulder | B15 | 1203 | 8000 | 0 | 81.5 | 81.48 | 0.01 | 0
2040 | PJM_E_2_PJM_ROM | PJM_E | PJM_ROM | Internal | Summer | B1 | 10 | 8000 | 0 | 285.04 | 285.03 | 0.01 | 0
2040 | PJM_E_2_PJM_ROM | PJM_E | PJM_ROM | Internal | Summer | B2 | 25 | 8000 | 0 | 285.04 | 285.03 | 0.01 | 0
2040 | PJM_E_2_PJM_ROM | PJM_E | PJM_ROM | Internal | Summer | B3 | 75 | 8000 | 1196.56 | 277.12 | 277.13 | 0.01 | 0
2040 | PJM_E_2_PJM_ROM | PJM_E | PJM_ROM | Internal | Summer | B4 | 100 | 8000 | 0 | 186.5 | 186.49 | 0.01 | 0
2040 | PJM_E_2_PJM_ROM | PJM_E | PJM_ROM | Internal | Summer | B5 | 200 | 8000 | 0 | 182.87 | 182.86 | 0.01 | 0
2040 | PJM_E_2_PJM_ROM | PJM_E | PJM_ROM | Internal | Summer | B6 | 300 | 8000 | 0 | 171.12 | 171.11 | 0.01 | 0
2040 | PJM_E_2_PJM_ROM | PJM_E | PJM_ROM | Internal | Summer | B7 | 400 | 8000 | 0 | 163.98 | 163.97 | 0.01 | 0
2040 | PJM_E_2_PJM_ROM | PJM_E | PJM_ROM | Internal | Summer | B8 | 500 | 8000 | 0 | 154.33 | 154.31 | 0.01 | 0
2040 | PJM_E_2_PJM_ROM | PJM_E | PJM_ROM | Internal | Summer | B9 | 800 | 8000 | 0 | 152.08 | 152.07 | 0.01 | 0
2040 | PJM_E_2_PJM_ROM | PJM_E | PJM_ROM | Internal | Summer | B10 | 1262 | 8000 | 0 | 119.94 | 119.92 | 0.01 | 0
2040 | PJM_E_2_PJM_ROM | PJM_E | PJM_ROM | Internal | Winter | B16 | 25 | 8000 | 0 | 157.81 | 157.79 | 0.01 | 0
2040 | PJM_E_2_PJM_ROM | PJM_E | PJM_ROM | Internal | Winter | B17 | 100 | 8000 | 0 | 157.81 | 157.79 | 0.01 | 0
2040 | PJM_E_2_PJM_ROM | PJM_E | PJM_ROM | Internal | Winter | B18 | 400 | 8000 | 0 | 154.97 | 154.96 | 0.01 | 0
2040 | PJM_E_2_PJM_ROM | PJM_E | PJM_ROM | Internal | Winter | B19 | 700 | 8000 | 0 | 151.34 | 151.33 | 0.01 | 0
2040 | PJM_E_2_PJM_ROM | PJM_E | PJM_ROM | Internal | Winter | B20 | 935 | 8000 | 0 | 80.75 | 80.74 | 0.01 | 0
2040 | PJM_ROR_2_MISO_IN | PJM_ROR | MISO_IN | Internal | Shoulder | B11 | 25 | 909 | 0 | 153.21 | 153.88 | 2 | 0
2040 | PJM_ROR_2_MISO_IN | PJM_ROR | MISO_IN | Internal | Shoulder | B12 | 200 | 909 | 0 | 153.83 | 153.88 | 2 | 0
2040 | PJM_ROR_2_MISO_IN | PJM_ROR | MISO_IN | Internal | Shoulder | B13 | 600 | 909 | 909 | 149.76 | 153.88 | 2 | 2.13
2040 | PJM_ROR_2_MISO_IN | PJM_ROR | MISO_IN | Internal | Shoulder | B14 | 900 | 909 | 532.08 | 149.1 | 151.1 | 2 | 0
2040 | PJM_ROR_2_MISO_IN | PJM_ROR | MISO_IN | Internal | Shoulder | B15 | 1203 | 909 | 909 | 81.47 | 89.15 | 2 | 5.67
2040 | PJM_ROR_2_MISO_IN | PJM_ROR | MISO_IN | Internal | Summer | B1 | 10 | 909 | 0 | 285.01 | 283.01 | 2 | 0
2040 | PJM_ROR_2_MISO_IN | PJM_ROR | MISO_IN | Internal | Summer | B2 | 25 | 909 | 0 | 285.01 | 283 | 2 | 0
2040 | PJM_ROR_2_MISO_IN | PJM_ROR | MISO_IN | Internal | Summer | B3 | 75 | 909 | 0 | 277.14 | 265.14 | 2 | 0
2040 | PJM_ROR_2_MISO_IN | PJM_ROR | MISO_IN | Internal | Summer | B4 | 100 | 909 | 0 | 186.48 | 177.95 | 2 | 0
2040 | PJM_ROR_2_MISO_IN | PJM_ROR | MISO_IN | Internal | Summer | B5 | 200 | 909 | 0 | 182.87 | 177.28 | 2 | 0
2040 | PJM_ROR_2_MISO_IN | PJM_ROR | MISO_IN | Internal | Summer | B6 | 300 | 909 | 0 | 171.1 | 152.29 | 2 | 0
2040 | PJM_ROR_2_MISO_IN | PJM_ROR | MISO_IN | Internal | Summer | B7 | 400 | 909 | 0 | 163.96 | 152.29 | 2 | 0
2040 | PJM_ROR_2_MISO_IN | PJM_ROR | MISO_IN | Internal | Summer | B8 | 500 | 909 | 0 | 154.3 | 152.29 | 2 | 0
2040 | PJM_ROR_2_MISO_IN | PJM_ROR | MISO_IN | Internal | Summer | B9 | 800 | 909 | 0 | 152.06 | 152.29 | 2 | 0
2040 | PJM_ROR_2_MISO_IN | PJM_ROR | MISO_IN | Internal | Summer | B10 | 1262 | 909 | 0 | 107.85 | 106.3 | 2 | 0
2040 | PJM_ROR_2_MISO_IN | PJM_ROR | MISO_IN | Internal | Winter | B16 | 25 | 909 | 0 | 157.78 | 157.28 | 2 | 0
2040 | PJM_ROR_2_MISO_IN | PJM_ROR | MISO_IN | Internal | Winter | B17 | 100 | 909 | 0 | 157.78 | 157.28 | 2 | 0
2040 | PJM_ROR_2_MISO_IN | PJM_ROR | MISO_IN | Internal | Winter | B18 | 400 | 909 | 909 | 154.95 | 157.28 | 2 | 0.33
2040 | PJM_ROR_2_MISO_IN | PJM_ROR | MISO_IN | Internal | Winter | B19 | 700 | 909 | 909 | 151.32 | 153.33 | 2 | 0.01
2040 | PJM_ROR_2_MISO_IN | PJM_ROR | MISO_IN | Internal | Winter | B20 | 935 | 909 | 909 | 80.73 | 88.97 | 2 | 6.24
2040 | PJM_ROR_2_MISO_MI | PJM_ROR | MISO_MI | Internal | Shoulder | B11 | 25 | 1305 | 0 | 153.21 | 153.9 | 2 | 0
2040 | PJM_ROR_2_MISO_MI | PJM_ROR | MISO_MI | Internal | Shoulder | B12 | 200 | 1305 | 0 | 153.83 | 153.9 | 2 | 0
2040 | PJM_ROR_2_MISO_MI | PJM_ROR | MISO_MI | Internal | Shoulder | B13 | 600 | 1305 | 1305 | 149.76 | 153.24 | 2 | 1.48
2040 | PJM_ROR_2_MISO_MI | PJM_ROR | MISO_MI | Internal | Shoulder | B14 | 900 | 1305 | 878.97 | 149.1 | 151.1 | 2 | 0
2040 | PJM_ROR_2_MISO_MI | PJM_ROR | MISO_MI | Internal | Shoulder | B15 | 1203 | 1305 | 1305 | 81.47 | 89.13 | 2 | 5.66
2040 | PJM_ROR_2_MISO_MI | PJM_ROR | MISO_MI | Internal | Summer | B1 | 10 | 1305 | 0 | 285.01 | 283.03 | 2 | 0
2040 | PJM_ROR_2_MISO_MI | PJM_ROR | MISO_MI | Internal | Summer | B2 | 25 | 1305 | 0 | 285.01 | 283.01 | 2 | 0
2040 | PJM_ROR_2_MISO_MI | PJM_ROR | MISO_MI | Internal | Summer | B3 | 75 | 1305 | 0 | 277.14 | 265.15 | 2 | 0
2040 | PJM_ROR_2_MISO_MI | PJM_ROR | MISO_MI | Internal | Summer | B4 | 100 | 1305 | 0 | 186.48 | 177.97 | 2 | 0
2040 | PJM_ROR_2_MISO_MI | PJM_ROR | MISO_MI | Internal | Summer | B5 | 200 | 1305 | 0 | 182.87 | 177.29 | 2 | 0
2040 | PJM_ROR_2_MISO_MI | PJM_ROR | MISO_MI | Internal | Summer | B6 | 300 | 1305 | 0 | 171.1 | 152.3 | 2 | 0
2040 | PJM_ROR_2_MISO_MI | PJM_ROR | MISO_MI | Internal | Summer | B7 | 400 | 1305 | 0 | 163.96 | 152.3 | 2 | 0
2040 | PJM_ROR_2_MISO_MI | PJM_ROR | MISO_MI | Internal | Summer | B8 | 500 | 1305 | 0 | 154.3 | 152.3 | 2 | 0
2040 | PJM_ROR_2_MISO_MI | PJM_ROR | MISO_MI | Internal | Summer | B9 | 800 | 1305 | 0 | 152.06 | 152.28 | 2 | 0
2040 | PJM_ROR_2_MISO_MI | PJM_ROR | MISO_MI | Internal | Summer | B10 | 1262 | 1305 | 0 | 107.85 | 106.29 | 2 | 0
2040 | PJM_ROR_2_MISO_MI | PJM_ROR | MISO_MI | Internal | Winter | B16 | 25 | 1305 | 0 | 157.78 | 157.29 | 2 | 0
2040 | PJM_ROR_2_MISO_MI | PJM_ROR | MISO_MI | Internal | Winter | B17 | 100 | 1305 | 0 | 157.78 | 157.29 | 2 | 0
2040 | PJM_ROR_2_MISO_MI | PJM_ROR | MISO_MI | Internal | Winter | B18 | 400 | 1305 | 1305 | 154.95 | 156.96 | 2 | 0.01
2040 | PJM_ROR_2_MISO_MI | PJM_ROR | MISO_MI | Internal | Winter | B19 | 700 | 1305 | 980.65 | 151.32 | 153.32 | 2 | 0
2040 | PJM_ROR_2_MISO_MI | PJM_ROR | MISO_MI | Internal | Winter | B20 | 935 | 1305 | 1305 | 80.73 | 88.8 | 2 | 6.07
2040 | PJM_ROR_2_MISO_MO-IL | PJM_ROR | MISO_MO-IL | Internal | Shoulder | B11 | 25 | 1111 | 818.87 | 153.21 | 155.21 | 2 | 0
2040 | PJM_ROR_2_MISO_MO-IL | PJM_ROR | MISO_MO-IL | Internal | Shoulder | B12 | 200 | 1111 | 0 | 153.83 | 153.9 | 2 | 0
2040 | PJM_ROR_2_MISO_MO-IL | PJM_ROR | MISO_MO-IL | Internal | Shoulder | B13 | 600 | 1111 | 1111 | 149.76 | 153.9 | 2 | 2.14
2040 | PJM_ROR_2_MISO_MO-IL | PJM_ROR | MISO_MO-IL | Internal | Shoulder | B14 | 900 | 1111 | 0 | 149.1 | 149.1 | 2 | 0
2040 | PJM_ROR_2_MISO_MO-IL | PJM_ROR | MISO_MO-IL | Internal | Shoulder | B15 | 1203 | 1111 | 1056.73 | 81.47 | 83.47 | 2 | 0
2040 | PJM_ROR_2_MISO_MO-IL | PJM_ROR | MISO_MO-IL | Internal | Summer | B1 | 10 | 1111 | 0 | 285.01 | 284.23 | 2 | 0
2040 | PJM_ROR_2_MISO_MO-IL | PJM_ROR | MISO_MO-IL | Internal | Summer | B2 | 25 | 1111 | 0 | 285.01 | 284.23 | 2 | 0
2040 | PJM_ROR_2_MISO_MO-IL | PJM_ROR | MISO_MO-IL | Internal | Summer | B3 | 75 | 1111 | 1111 | 277.14 | 284.23 | 2 | 5.09
2040 | PJM_ROR_2_MISO_MO-IL | PJM_ROR | MISO_MO-IL | Internal | Summer | B4 | 100 | 1111 | 1111 | 186.48 | 193.34 | 2 | 4.86
2040 | PJM_ROR_2_MISO_MO-IL | PJM_ROR | MISO_MO-IL | Internal | Summer | B5 | 200 | 1111 | 1111 | 182.87 | 186.28 | 2 | 1.41
2040 | PJM_ROR_2_MISO_MO-IL | PJM_ROR | MISO_MO-IL | Internal | Summer | B6 | 300 | 1111 | 963.48 | 171.1 | 173.1 | 2 | 0
2040 | PJM_ROR_2_MISO_MO-IL | PJM_ROR | MISO_MO-IL | Internal | Summer | B7 | 400 | 1111 | 0 | 163.96 | 165.57 | 2 | 0
2040 | PJM_ROR_2_MISO_MO-IL | PJM_ROR | MISO_MO-IL | Internal | Summer | B8 | 500 | 1111 | 0 | 154.3 | 152.3 | 2 | 0
2040 | PJM_ROR_2_MISO_MO-IL | PJM_ROR | MISO_MO-IL | Internal | Summer | B9 | 800 | 1111 | 0 | 152.06 | 152.3 | 2 | 0
2040 | PJM_ROR_2_MISO_MO-IL | PJM_ROR | MISO_MO-IL | Internal | Summer | B10 | 1262 | 1111 | 0 | 107.85 | 105.23 | 2 | 0
2040 | PJM_ROR_2_MISO_MO-IL | PJM_ROR | MISO_MO-IL | Internal | Winter | B16 | 25 | 1111 | 0 | 157.78 | 157.29 | 2 | 0
2040 | PJM_ROR_2_MISO_MO-IL | PJM_ROR | MISO_MO-IL | Internal | Winter | B17 | 100 | 1111 | 0 | 157.78 | 157.27 | 2 | 0
2040 | PJM_ROR_2_MISO_MO-IL | PJM_ROR | MISO_MO-IL | Internal | Winter | B18 | 400 | 1111 | 1111 | 154.95 | 157.27 | 2 | 0.32
2040 | PJM_ROR_2_MISO_MO-IL | PJM_ROR | MISO_MO-IL | Internal | Winter | B19 | 700 | 1111 | 660.56 | 151.32 | 153.32 | 2 | 0
2040 | PJM_ROR_2_MISO_MO-IL | PJM_ROR | MISO_MO-IL | Internal | Winter | B20 | 935 | 1111 | 780.88 | 80.73 | 82.73 | 2 | 0
2040 | PJM_ROR_2_MISO_W | PJM_ROR | MISO_W | Internal | Shoulder | B11 | 25 | 709 | 0 | 153.21 | 155.2 | 2 | 0
2040 | PJM_ROR_2_MISO_W | PJM_ROR | MISO_W | Internal | Shoulder | B12 | 200 | 709 | 0 | 153.83 | 153.88 | 2 | 0
2040 | PJM_ROR_2_MISO_W | PJM_ROR | MISO_W | Internal | Shoulder | B13 | 600 | 709 | 0 | 149.76 | 147.76 | 2 | 0
2040 | PJM_ROR_2_MISO_W | PJM_ROR | MISO_W | Internal | Shoulder | B14 | 900 | 709 | 0 | 149.1 | 108.54 | 2 | 0
2040 | PJM_ROR_2_MISO_W | PJM_ROR | MISO_W | Internal | Shoulder | B15 | 1203 | 709 | 0 | 81.47 | 66.5 | 2 | 0
2040 | PJM_ROR_2_MISO_W | PJM_ROR | MISO_W | Internal | Summer | B1 | 10 | 709 | 0 | 285.01 | 284.48 | 2 | 0
2040 | PJM_ROR_2_MISO_W | PJM_ROR | MISO_W | Internal | Summer | B2 | 25 | 709 | 0 | 285.01 | 284.22 | 2 | 0
2040 | PJM_ROR_2_MISO_W | PJM_ROR | MISO_W | Internal | Summer | B3 | 75 | 709 | 709 | 277.14 | 284.24 | 2 | 5.1
2040 | PJM_ROR_2_MISO_W | PJM_ROR | MISO_W | Internal | Summer | B4 | 100 | 709 | 709 | 186.48 | 194.27 | 2 | 5.79
2040 | PJM_ROR_2_MISO_W | PJM_ROR | MISO_W | Internal | Summer | B5 | 200 | 709 | 709 | 182.87 | 190.1 | 2 | 5.23
2040 | PJM_ROR_2_MISO_W | PJM_ROR | MISO_W | Internal | Summer | B6 | 300 | 709 | 709 | 171.1 | 181.19 | 2 | 8.09
2040 | PJM_ROR_2_MISO_W | PJM_ROR | MISO_W | Internal | Summer | B7 | 400 | 709 | 0 | 163.96 | 165.56 | 2 | 0
2040 | PJM_ROR_2_MISO_W | PJM_ROR | MISO_W | Internal | Summer | B8 | 500 | 709 | 0 | 154.3 | 152.29 | 2 | 0
2040 | PJM_ROR_2_MISO_W | PJM_ROR | MISO_W | Internal | Summer | B9 | 800 | 709 | 0 | 152.06 | 152.19 | 2 | 0
2040 | PJM_ROR_2_MISO_W | PJM_ROR | MISO_W | Internal | Summer | B10 | 1262 | 709 | 0 | 107.85 | 84.23 | 2 | 0
2040 | PJM_ROR_2_MISO_W | PJM_ROR | MISO_W | Internal | Winter | B16 | 25 | 709 | 0 | 157.78 | 145.28 | 2 | 0
2040 | PJM_ROR_2_MISO_W | PJM_ROR | MISO_W | Internal | Winter | B17 | 100 | 709 | 0 | 157.78 | 118.04 | 2 | 0
2040 | PJM_ROR_2_MISO_W | PJM_ROR | MISO_W | Internal | Winter | B18 | 400 | 709 | 0 | 154.95 | 145.4 | 2 | 0
2040 | PJM_ROR_2_MISO_W | PJM_ROR | MISO_W | Internal | Winter | B19 | 700 | 709 | 0 | 151.32 | 145.4 | 2 | 0
2040 | PJM_ROR_2_MISO_W | PJM_ROR | MISO_W | Internal | Winter | B20 | 935 | 709 | 0 | 80.73 | 66.51 | 2 | 0
2040 | PJM_ROR_2_MISO_WUMS | PJM_ROR | MISO_WUMS | Internal | Shoulder | B11 | 25 | 1467 | 0 | 153.21 | 154.01 | 2 | 0
2040 | PJM_ROR_2_MISO_WUMS | PJM_ROR | MISO_WUMS | Internal | Shoulder | B12 | 200 | 1467 | 0 | 153.83 | 153.9 | 2 | 0
2040 | PJM_ROR_2_MISO_WUMS | PJM_ROR | MISO_WUMS | Internal | Shoulder | B13 | 600 | 1467 | 1138.31 | 149.76 | 151.76 | 2 | 0
2040 | PJM_ROR_2_MISO_WUMS | PJM_ROR | MISO_WUMS | Internal | Shoulder | B14 | 900 | 1467 | 0 | 149.1 | 151.09 | 2 | 0
2040 | PJM_ROR_2_MISO_WUMS | PJM_ROR | MISO_WUMS | Internal | Shoulder | B15 | 1203 | 1467 | 0 | 81.47 | 83.47 | 2 | 0
2040 | PJM_ROR_2_MISO_WUMS | PJM_ROR | MISO_WUMS | Internal | Summer | B1 | 10 | 1467 | 0 | 285.01 | 283.04 | 2 | 0
2040 | PJM_ROR_2_MISO_WUMS | PJM_ROR | MISO_WUMS | Internal | Summer | B2 | 25 | 1467 | 0 | 285.01 | 283.03 | 2 | 0
2040 | PJM_ROR_2_MISO_WUMS | PJM_ROR | MISO_WUMS | Internal | Summer | B3 | 75 | 1467 | 0 | 277.14 | 265.16 | 2 | 0
2040 | PJM_ROR_2_MISO_WUMS | PJM_ROR | MISO_WUMS | Internal | Summer | B4 | 100 | 1467 | 0 | 186.48 | 177.98 | 2 | 0
2040 | PJM_ROR_2_MISO_WUMS | PJM_ROR | MISO_WUMS | Internal | Summer | B5 | 200 | 1467 | 0 | 182.87 | 177.31 | 2 | 0
2040 | PJM_ROR_2_MISO_WUMS | PJM_ROR | MISO_WUMS | Internal | Summer | B6 | 300 | 1467 | 0 | 171.1 | 169.1 | 2 | 0
2040 | PJM_ROR_2_MISO_WUMS | PJM_ROR | MISO_WUMS | Internal | Summer | B7 | 400 | 1467 | 0 | 163.96 | 156.87 | 2 | 0
2040 | PJM_ROR_2_MISO_WUMS | PJM_ROR | MISO_WUMS | Internal | Summer | B8 | 500 | 1467 | 0 | 154.3 | 152.29 | 2 | 0
2040 | PJM_ROR_2_MISO_WUMS | PJM_ROR | MISO_WUMS | Internal | Summer | B9 | 800 | 1467 | 0 | 152.06 | 152.21 | 2 | 0
2040 | PJM_ROR_2_MISO_WUMS | PJM_ROR | MISO_WUMS | Internal | Summer | B10 | 1262 | 1467 | 0 | 107.85 | 105.85 | 2 | 0
2040 | PJM_ROR_2_MISO_WUMS | PJM_ROR | MISO_WUMS | Internal | Winter | B16 | 25 | 1467 | 0 | 157.78 | 157.3 | 2 | 0
2040 | PJM_ROR_2_MISO_WUMS | PJM_ROR | MISO_WUMS | Internal | Winter | B17 | 100 | 1467 | 0 | 157.78 | 157.28 | 2 | 0
2040 | PJM_ROR_2_MISO_WUMS | PJM_ROR | MISO_WUMS | Internal | Winter | B18 | 400 | 1467 | 312.41 | 154.95 | 156.95 | 2 | 0
2040 | PJM_ROR_2_MISO_WUMS | PJM_ROR | MISO_WUMS | Internal | Winter | B19 | 700 | 1467 | 0 | 151.32 | 153.31 | 2 | 0
2040 | PJM_ROR_2_MISO_WUMS | PJM_ROR | MISO_WUMS | Internal | Winter | B20 | 935 | 1467 | 333.62 | 80.73 | 82.73 | 2 | 0
2040 | PJM_ROR_2_PJM_ROM | PJM_ROR | PJM_ROM | Internal | Shoulder | B11 | 25 | 8000 | 0 | 153.21 | 153.2 | 0.01 | 0
2040 | PJM_ROR_2_PJM_ROM | PJM_ROR | PJM_ROM | Internal | Shoulder | B12 | 200 | 8000 | 2819.9 | 153.83 | 153.84 | 0.01 | 0
2040 | PJM_ROR_2_PJM_ROM | PJM_ROR | PJM_ROM | Internal | Shoulder | B13 | 600 | 8000 | 0 | 149.76 | 149.75 | 0.01 | 0
2040 | PJM_ROR_2_PJM_ROM | PJM_ROR | PJM_ROM | Internal | Shoulder | B14 | 900 | 8000 | 1721.48 | 149.1 | 149.12 | 0.01 | 0
2040 | PJM_ROR_2_PJM_ROM | PJM_ROR | PJM_ROM | Internal | Shoulder | B15 | 1203 | 8000 | 2195.4 | 81.47 | 81.48 | 0.01 | 0
2040 | PJM_ROR_2_PJM_ROM | PJM_ROR | PJM_ROM | Internal | Summer | B1 | 10 | 8000 | 3533.07 | 285.01 | 285.03 | 0.01 | 0
2040 | PJM_ROR_2_PJM_ROM | PJM_ROR | PJM_ROM | Internal | Summer | B2 | 25 | 8000 | 2064.42 | 285.01 | 285.03 | 0.01 | 0
2040 | PJM_ROR_2_PJM_ROM | PJM_ROR | PJM_ROM | Internal | Summer | B3 | 75 | 8000 | 0 | 277.14 | 277.13 | 0.01 | 0
2040 | PJM_ROR_2_PJM_ROM | PJM_ROR | PJM_ROM | Internal | Summer | B4 | 100 | 8000 | 1067.97 | 186.48 | 186.49 | 0.01 | 0
2040 | PJM_ROR_2_PJM_ROM | PJM_ROR | PJM_ROM | Internal | Summer | B5 | 200 | 8000 | 0 | 182.87 | 182.86 | 0.01 | 0
2040 | PJM_ROR_2_PJM_ROM | PJM_ROR | PJM_ROM | Internal | Summer | B6 | 300 | 8000 | 404.15 | 171.1 | 171.11 | 0.01 | 0
2040 | PJM_ROR_2_PJM_ROM | PJM_ROR | PJM_ROM | Internal | Summer | B7 | 400 | 8000 | 4032.32 | 163.96 | 163.97 | 0.01 | 0
2040 | PJM_ROR_2_PJM_ROM | PJM_ROR | PJM_ROM | Internal | Summer | B8 | 500 | 8000 | 4869.86 | 154.3 | 154.31 | 0.01 | 0
2040 | PJM_ROR_2_PJM_ROM | PJM_ROR | PJM_ROM | Internal | Summer | B9 | 800 | 8000 | 1427.04 | 152.06 | 152.07 | 0.01 | 0
2040 | PJM_ROR_2_PJM_ROM | PJM_ROR | PJM_ROM | Internal | Summer | B10 | 1262 | 8000 | 8000 | 107.85 | 119.92 | 0.01 | 12.06
2040 | PJM_ROR_2_PJM_ROM | PJM_ROR | PJM_ROM | Internal | Winter | B16 | 25 | 8000 | 110.3 | 157.78 | 157.79 | 0.01 | 0
2040 | PJM_ROR_2_PJM_ROM | PJM_ROR | PJM_ROM | Internal | Winter | B17 | 100 | 8000 | 365.82 | 157.78 | 157.79 | 0.01 | 0
2040 | PJM_ROR_2_PJM_ROM | PJM_ROR | PJM_ROM | Internal | Winter | B18 | 400 | 8000 | 390.68 | 154.95 | 154.96 | 0.01 | 0
2040 | PJM_ROR_2_PJM_ROM | PJM_ROR | PJM_ROM | Internal | Winter | B19 | 700 | 8000 | 1929.47 | 151.32 | 151.33 | 0.01 | 0
2040 | PJM_ROR_2_PJM_ROM | PJM_ROR | PJM_ROM | Internal | Winter | B20 | 935 | 8000 | 723.97 | 80.73 | 80.74 | 0.01 | 0
2040 | PJM_ROR_2_TVA_Transmission | PJM_ROR | TVA_Transmission | Internal | Shoulder | B11 | 25 | 2500 | 1414.8 | 153.21 | 159.21 | 6 | 0
2040 | PJM_ROR_2_TVA_Transmission | PJM_ROR | TVA_Transmission | Internal | Shoulder | B12 | 200 | 2500 | 0 | 153.83 | 151.81 | 6 | 0
2040 | PJM_ROR_2_TVA_Transmission | PJM_ROR | TVA_Transmission | Internal | Shoulder | B13 | 600 | 2500 | 0 | 149.76 | 148.99 | 6 | 0
2040 | PJM_ROR_2_TVA_Transmission | PJM_ROR | TVA_Transmission | Internal | Shoulder | B14 | 900 | 2500 | 0 | 149.1 | 148.8 | 6 | 0
2040 | PJM_ROR_2_TVA_Transmission | PJM_ROR | TVA_Transmission | Internal | Shoulder | B15 | 1203 | 2500 | 0 | 81.47 | 86.48 | 6 | 0
2040 | PJM_ROR_2_TVA_Transmission | PJM_ROR | TVA_Transmission | Internal | Summer | B1 | 10 | 2500 | 2500 | 285.01 | 292.23 | 6 | 1.22
2040 | PJM_ROR_2_TVA_Transmission | PJM_ROR | TVA_Transmission | Internal | Summer | B2 | 25 | 2500 | 1875.54 | 285.01 | 291.01 | 6 | 0
2040 | PJM_ROR_2_TVA_Transmission | PJM_ROR | TVA_Transmission | Internal | Summer | B3 | 75 | 2500 | 0 | 277.14 | 281.14 | 6 | 0
2040 | PJM_ROR_2_TVA_Transmission | PJM_ROR | TVA_Transmission | Internal | Summer | B4 | 100 | 2500 | 0 | 186.48 | 184.34 | 6 | 0
2040 | PJM_ROR_2_TVA_Transmission | PJM_ROR | TVA_Transmission | Internal | Summer | B5 | 200 | 2500 | 0 | 182.87 | 177.28 | 6 | 0
2040 | PJM_ROR_2_TVA_Transmission | PJM_ROR | TVA_Transmission | Internal | Summer | B6 | 300 | 2500 | 0 | 171.1 | 164.1 | 6 | 0
2040 | PJM_ROR_2_TVA_Transmission | PJM_ROR | TVA_Transmission | Internal | Summer | B7 | 400 | 2500 | 0 | 163.96 | 156.57 | 6 | 0
2040 | PJM_ROR_2_TVA_Transmission | PJM_ROR | TVA_Transmission | Internal | Summer | B8 | 500 | 2500 | 0 | 154.3 | 156.47 | 6 | 0
2040 | PJM_ROR_2_TVA_Transmission | PJM_ROR | TVA_Transmission | Internal | Summer | B9 | 800 | 2500 | 0 | 152.06 | 156.47 | 6 | 0
2040 | PJM_ROR_2_TVA_Transmission | PJM_ROR | TVA_Transmission | Internal | Summer | B10 | 1262 | 2500 | 0 | 107.85 | 96.23 | 6 | 0
2040 | PJM_ROR_2_TVA_Transmission | PJM_ROR | TVA_Transmission | Internal | Winter | B16 | 25 | 2500 | 0 | 157.78 | 162.77 | 6 | 0
2040 | PJM_ROR_2_TVA_Transmission | PJM_ROR | TVA_Transmission | Internal | Winter | B17 | 100 | 2500 | 0 | 157.78 | 160.78 | 6 | 0
2040 | PJM_ROR_2_TVA_Transmission | PJM_ROR | TVA_Transmission | Internal | Winter | B18 | 400 | 2500 | 0 | 154.95 | 151.32 | 6 | 0
2040 | PJM_ROR_2_TVA_Transmission | PJM_ROR | TVA_Transmission | Internal | Winter | B19 | 700 | 2500 | 0 | 151.32 | 150.56 | 6 | 0
2040 | PJM_ROR_2_TVA_Transmission | PJM_ROR | TVA_Transmission | Internal | Winter | B20 | 935 | 2500 | 224.23 | 80.73 | 86.73 | 6 | 0
2040 | PJM_ROR_2_VACAR | PJM_ROR | VACAR | Internal | Shoulder | B11 | 25 | 3000 | 500.44 | 153.21 | 159.21 | 6 | 0
2040 | PJM_ROR_2_VACAR | PJM_ROR | VACAR | Internal | Shoulder | B12 | 200 | 3000 | 0 | 153.83 | 145.96 | 6 | 0
2040 | PJM_ROR_2_VACAR | PJM_ROR | VACAR | Internal | Shoulder | B13 | 600 | 3000 | 0 | 149.76 | 142.1 | 6 | 0
2040 | PJM_ROR_2_VACAR | PJM_ROR | VACAR | Internal | Shoulder | B14 | 900 | 3000 | 0 | 149.1 | 142.1 | 6 | 0
2040 | PJM_ROR_2_VACAR | PJM_ROR | VACAR | Internal | Shoulder | B15 | 1203 | 3000 | 0 | 81.47 | 73.5 | 6 | 0
2040 | PJM_ROR_2_VACAR | PJM_ROR | VACAR | Internal | Summer | B1 | 10 | 3000 | 2498.7 | 285.01 | 291.01 | 6 | 0
2040 | PJM_ROR_2_VACAR | PJM_ROR | VACAR | Internal | Summer | B2 | 25 | 3000 | 3000 | 285.01 | 291.98 | 6 | 0.97
2040 | PJM_ROR_2_VACAR | PJM_ROR | VACAR | Internal | Summer | B3 | 75 | 3000 | 13.56 | 277.14 | 283.14 | 6 | 0
2040 | PJM_ROR_2_VACAR | PJM_ROR | VACAR | Internal | Summer | B4 | 100 | 3000 | 0 | 186.48 | 176.34 | 6 | 0
2040 | PJM_ROR_2_VACAR | PJM_ROR | VACAR | Internal | Summer | B5 | 200 | 3000 | 0 | 182.87 | 175.87 | 6 | 0
2040 | PJM_ROR_2_VACAR | PJM_ROR | VACAR | Internal | Summer | B6 | 300 | 3000 | 0 | 171.1 | 156.96 | 6 | 0
2040 | PJM_ROR_2_VACAR | PJM_ROR | VACAR | Internal | Summer | B7 | 400 | 3000 | 0 | 163.96 | 156.96 | 6 | 0
2040 | PJM_ROR_2_VACAR | PJM_ROR | VACAR | Internal | Summer | B8 | 500 | 3000 | 0 | 154.3 | 156.96 | 6 | 0
2040 | PJM_ROR_2_VACAR | PJM_ROR | VACAR | Internal | Summer | B9 | 800 | 3000 | 0 | 152.06 | 156.96 | 6 | 0
2040 | PJM_ROR_2_VACAR | PJM_ROR | VACAR | Internal | Summer | B10 | 1262 | 3000 | 0 | 107.85 | 96.23 | 6 | 0
2040 | PJM_ROR_2_VACAR | PJM_ROR | VACAR | Internal | Winter | B16 | 25 | 3000 | 2523.23 | 157.78 | 163.78 | 6 | 0
2040 | PJM_ROR_2_VACAR | PJM_ROR | VACAR | Internal | Winter | B17 | 100 | 3000 | 0 | 157.78 | 153.78 | 6 | 0
2040 | PJM_ROR_2_VACAR | PJM_ROR | VACAR | Internal | Winter | B18 | 400 | 3000 | 0 | 154.95 | 144.32 | 6 | 0
2040 | PJM_ROR_2_VACAR | PJM_ROR | VACAR | Internal | Winter | B19 | 700 | 3000 | 0 | 151.32 | 144.32 | 6 | 0
2040 | PJM_ROR_2_VACAR | PJM_ROR | VACAR | Internal | Winter | B20 | 935 | 3000 | 0 | 80.73 | 73.5 | 6 | 0
2040 | PJM_ROM_2_NYISO_A-F | PJM_ROM | NYISO_A-F | Internal | Shoulder | B11 | 25 | 2000 | 0 | 153.2 | 49.39 | 6 | 0
2040 | PJM_ROM_2_NYISO_A-F | PJM_ROM | NYISO_A-F | Internal | Shoulder | B12 | 200 | 2000 | 0 | 153.84 | 49.39 | 6 | 0
2040 | PJM_ROM_2_NYISO_A-F | PJM_ROM | NYISO_A-F | Internal | Shoulder | B13 | 600 | 2000 | 0 | 149.75 | 49.39 | 6 | 0
2040 | PJM_ROM_2_NYISO_A-F | PJM_ROM | NYISO_A-F | Internal | Shoulder | B14 | 900 | 2000 | 0 | 149.12 | 49.39 | 6 | 0
2040 | PJM_ROM_2_NYISO_A-F | PJM_ROM | NYISO_A-F | Internal | Shoulder | B15 | 1203 | 2000 | 0 | 81.48 | 49.39 | 6 | 0
2040 | PJM_ROM_2_NYISO_A-F | PJM_ROM | NYISO_A-F | Internal | Summer | B1 | 10 | 2000 | 0 | 285.03 | 147.74 | 6 | 0
2040 | PJM_ROM_2_NYISO_A-F | PJM_ROM | NYISO_A-F | Internal | Summer | B2 | 25 | 2000 | 0 | 285.03 | 170.27 | 6 | 0
2040 | PJM_ROM_2_NYISO_A-F | PJM_ROM | NYISO_A-F | Internal | Summer | B3 | 75 | 2000 | 0 | 277.13 | 170.27 | 6 | 0
2040 | PJM_ROM_2_NYISO_A-F | PJM_ROM | NYISO_A-F | Internal | Summer | B4 | 100 | 2000 | 0 | 186.49 | 170.27 | 6 | 0
2040 | PJM_ROM_2_NYISO_A-F | PJM_ROM | NYISO_A-F | Internal | Summer | B5 | 200 | 2000 | 0 | 182.86 | 170.27 | 6 | 0
2040 | PJM_ROM_2_NYISO_A-F | PJM_ROM | NYISO_A-F | Internal | Summer | B6 | 300 | 2000 | 0 | 171.11 | 163.11 | 6 | 0
2040 | PJM_ROM_2_NYISO_A-F | PJM_ROM | NYISO_A-F | Internal | Summer | B7 | 400 | 2000 | 0 | 163.97 | 155.97 | 6 | 0
2040 | PJM_ROM_2_NYISO_A-F | PJM_ROM | NYISO_A-F | Internal | Summer | B8 | 500 | 2000 | 0 | 154.31 | 146.31 | 6 | 0
2040 | PJM_ROM_2_NYISO_A-F | PJM_ROM | NYISO_A-F | Internal | Summer | B9 | 800 | 2000 | 0 | 152.07 | 139.54 | 6 | 0
2040 | PJM_ROM_2_NYISO_A-F | PJM_ROM | NYISO_A-F | Internal | Summer | B10 | 1262 | 2000 | 1859.43 | 119.92 | 125.92 | 6 | 0
2040 | PJM_ROM_2_NYISO_A-F | PJM_ROM | NYISO_A-F | Internal | Winter | B16 | 25 | 2000 | 0 | 157.79 | 48.26 | 6 | 0
2040 | PJM_ROM_2_NYISO_A-F | PJM_ROM | NYISO_A-F | Internal | Winter | B17 | 100 | 2000 | 0 | 157.79 | 48.26 | 6 | 0
2040 | PJM_ROM_2_NYISO_A-F | PJM_ROM | NYISO_A-F | Internal | Winter | B18 | 400 | 2000 | 0 | 154.96 | 48.26 | 6 | 0
2040 | PJM_ROM_2_NYISO_A-F | PJM_ROM | NYISO_A-F | Internal | Winter | B19 | 700 | 2000 | 0 | 151.33 | 48.26 | 6 | 0
2040 | PJM_ROM_2_NYISO_A-F | PJM_ROM | NYISO_A-F | Internal | Winter | B20 | 935 | 2000 | 0 | 80.74 | 48.26 | 6 | 0
2040 | PJM_ROM_2_PJM_E | PJM_ROM | PJM_E | Internal | Shoulder | B11 | 25 | 8000 | 540.49 | 153.2 | 153.21 | 0.01 | 0
2040 | PJM_ROM_2_PJM_E | PJM_ROM | PJM_E | Internal | Shoulder | B12 | 200 | 8000 | 2330.24 | 153.84 | 153.85 | 0.01 | 0
2040 | PJM_ROM_2_PJM_E | PJM_ROM | PJM_E | Internal | Shoulder | B13 | 600 | 8000 | 1135.39 | 149.75 | 149.76 | 0.01 | 0
2040 | PJM_ROM_2_PJM_E | PJM_ROM | PJM_E | Internal | Shoulder | B14 | 900 | 8000 | 321.29 | 149.12 | 149.13 | 0.01 | 0
2040 | PJM_ROM_2_PJM_E | PJM_ROM | PJM_E | Internal | Shoulder | B15 | 1203 | 8000 | 1356 | 81.48 | 81.5 | 0.01 | 0
2040 | PJM_ROM_2_PJM_E | PJM_ROM | PJM_E | Internal | Summer | B1 | 10 | 8000 | 2119.28 | 285.03 | 285.04 | 0.01 | 0
2040 | PJM_ROM_2_PJM_E | PJM_ROM | PJM_E | Internal | Summer | B2 | 25 | 8000 | 1489.96 | 285.03 | 285.04 | 0.01 | 0
2040 | PJM_ROM_2_PJM_E | PJM_ROM | PJM_E | Internal | Summer | B3 | 75 | 8000 | 0 | 277.13 | 277.12 | 0.01 | 0
2040 | PJM_ROM_2_PJM_E | PJM_ROM | PJM_E | Internal | Summer | B4 | 100 | 8000 | 1124.49 | 186.49 | 186.5 | 0.01 | 0
2040 | PJM_ROM_2_PJM_E | PJM_ROM | PJM_E | Internal | Summer | B5 | 200 | 8000 | 260.39 | 182.86 | 182.87 | 0.01 | 0
2040 | PJM_ROM_2_PJM_E | PJM_ROM | PJM_E | Internal | Summer | B6 | 300 | 8000 | 1759.92 | 171.11 | 171.12 | 0.01 | 0
2040 | PJM_ROM_2_PJM_E | PJM_ROM | PJM_E | Internal | Summer | B7 | 400 | 8000 | 3271.88 | 163.97 | 163.98 | 0.01 | 0
2040 | PJM_ROM_2_PJM_E | PJM_ROM | PJM_E | Internal | Summer | B8 | 500 | 8000 | 3038.88 | 154.31 | 154.33 | 0.01 | 0
2040 | PJM_ROM_2_PJM_E | PJM_ROM | PJM_E | Internal | Summer | B9 | 800 | 8000 | 1817.71 | 152.07 | 152.08 | 0.01 | 0
2040 | PJM_ROM_2_PJM_E | PJM_ROM | PJM_E | Internal | Summer | B10 | 1262 | 8000 | 4545.68 | 119.92 | 119.94 | 0.01 | 0
2040 | PJM_ROM_2_PJM_E | PJM_ROM | PJM_E | Internal | Winter | B16 | 25 | 8000 | 2386.96 | 157.79 | 157.81 | 0.01 | 0
2040 | PJM_ROM_2_PJM_E | PJM_ROM | PJM_E | Internal | Winter | B17 | 100 | 8000 | 2268.65 | 157.79 | 157.81 | 0.01 | 0
2040 | PJM_ROM_2_PJM_E | PJM_ROM | PJM_E | Internal | Winter | B18 | 400 | 8000 | 2938.62 | 154.96 | 154.97 | 0.01 | 0
2040 | PJM_ROM_2_PJM_E | PJM_ROM | PJM_E | Internal | Winter | B19 | 700 | 8000 | 3443.79 | 151.33 | 151.34 | 0.01 | 0
2040 | PJM_ROM_2_PJM_E | PJM_ROM | PJM_E | Internal | Winter | B20 | 935 | 8000 | 1868.89 | 80.74 | 80.75 | 0.01 | 0
2040 | PJM_ROM_2_PJM_ROR | PJM_ROM | PJM_ROR | Internal | Shoulder | B11 | 25 | 8000 | 1501.35 | 153.2 | 153.21 | 0.01 | 0
2040 | PJM_ROM_2_PJM_ROR | PJM_ROM | PJM_ROR | Internal | Shoulder | B12 | 200 | 8000 | 0 | 153.84 | 153.83 | 0.01 | 0
2040 | PJM_ROM_2_PJM_ROR | PJM_ROM | PJM_ROR | Internal | Shoulder | B13 | 600 | 8000 | 45.83 | 149.75 | 149.76 | 0.01 | 0
2040 | PJM_ROM_2_PJM_ROR | PJM_ROM | PJM_ROR | Internal | Shoulder | B14 | 900 | 8000 | 0 | 149.12 | 149.1 | 0.01 | 0
2040 | PJM_ROM_2_PJM_ROR | PJM_ROM | PJM_ROR | Internal | Shoulder | B15 | 1203 | 8000 | 0 | 81.48 | 81.47 | 0.01 | 0
2040 | PJM_ROM_2_PJM_ROR | PJM_ROM | PJM_ROR | Internal | Summer | B1 | 10 | 8000 | 0 | 285.03 | 285.01 | 0.01 | 0
2040 | PJM_ROM_2_PJM_ROR | PJM_ROM | PJM_ROR | Internal | Summer | B2 | 25 | 8000 | 0 | 285.03 | 285.01 | 0.01 | 0
2040 | PJM_ROM_2_PJM_ROR | PJM_ROM | PJM_ROR | Internal | Summer | B3 | 75 | 8000 | 1828.15 | 277.13 | 277.14 | 0.01 | 0
2040 | PJM_ROM_2_PJM_ROR | PJM_ROM | PJM_ROR | Internal | Summer | B4 | 100 | 8000 | 0 | 186.49 | 186.48 | 0.01 | 0
2040 | PJM_ROM_2_PJM_ROR | PJM_ROM | PJM_ROR | Internal | Summer | B5 | 200 | 8000 | 194.22 | 182.86 | 182.87 | 0.01 | 0
2040 | PJM_ROM_2_PJM_ROR | PJM_ROM | PJM_ROR | Internal | Summer | B6 | 300 | 8000 | 0 | 171.11 | 171.1 | 0.01 | 0
2040 | PJM_ROM_2_PJM_ROR | PJM_ROM | PJM_ROR | Internal | Summer | B7 | 400 | 8000 | 0 | 163.97 | 163.96 | 0.01 | 0
2040 | PJM_ROM_2_PJM_ROR | PJM_ROM | PJM_ROR | Internal | Summer | B8 | 500 | 8000 | 0 | 154.31 | 154.3 | 0.01 | 0
2040 | PJM_ROM_2_PJM_ROR | PJM_ROM | PJM_ROR | Internal | Summer | B9 | 800 | 8000 | 0 | 152.07 | 152.06 | 0.01 | 0
2040 | PJM_ROM_2_PJM_ROR | PJM_ROM | PJM_ROR | Internal | Summer | B10 | 1262 | 8000 | 0 | 119.92 | 107.85 | 0.01 | 0
2040 | PJM_ROM_2_PJM_ROR | PJM_ROM | PJM_ROR | Internal | Winter | B16 | 25 | 8000 | 0 | 157.79 | 157.78 | 0.01 | 0
2040 | PJM_ROM_2_PJM_ROR | PJM_ROM | PJM_ROR | Internal | Winter | B17 | 100 | 8000 | 0 | 157.79 | 157.78 | 0.01 | 0
2040 | PJM_ROM_2_PJM_ROR | PJM_ROM | PJM_ROR | Internal | Winter | B18 | 400 | 8000 | 0 | 154.96 | 154.95 | 0.01 | 0
2040 | PJM_ROM_2_PJM_ROR | PJM_ROM | PJM_ROR | Internal | Winter | B19 | 700 | 8000 | 0 | 151.33 | 151.32 | 0.01 | 0
2040 | PJM_ROM_2_PJM_ROR | PJM_ROM | PJM_ROR | Internal | Winter | B20 | 935 | 8000 | 0 | 80.74 | 80.73 | 0.01 | 0
2040 | SOCO_2_ENT | SOCO | ENT | Internal | Shoulder | B11 | 25 | 2400 | 0 | 168.21 | 162.43 | 10 | 0
2040 | SOCO_2_ENT | SOCO | ENT | Internal | Shoulder | B12 | 200 | 2400 | 0 | 152.96 | 156.63 | 10 | 0
2040 | SOCO_2_ENT | SOCO | ENT | Internal | Shoulder | B13 | 600 | 2400 | 0 | 149.1 | 156.63 | 10 | 0
2040 | SOCO_2_ENT | SOCO | ENT | Internal | Shoulder | B14 | 900 | 2400 | 0 | 149.1 | 141.1 | 10 | 0
2040 | SOCO_2_ENT | SOCO | ENT | Internal | Shoulder | B15 | 1203 | 2400 | 0 | 76.48 | 78.48 | 10 | 0
2040 | SOCO_2_ENT | SOCO | ENT | Internal | Summer | B1 | 10 | 2400 | 0 | 298.01 | 290.01 | 10 | 0
2040 | SOCO_2_ENT | SOCO | ENT | Internal | Summer | B2 | 25 | 2400 | 0 | 296.81 | 288.81 | 10 | 0
2040 | SOCO_2_ENT | SOCO | ENT | Internal | Summer | B3 | 75 | 2400 | 0 | 290.14 | 282.14 | 10 | 0
2040 | SOCO_2_ENT | SOCO | ENT | Internal | Summer | B4 | 100 | 2400 | 118.13 | 183.34 | 193.34 | 10 | 0
2040 | SOCO_2_ENT | SOCO | ENT | Internal | Summer | B5 | 200 | 2400 | 0 | 182.87 | 180.56 | 10 | 0
2040 | SOCO_2_ENT | SOCO | ENT | Internal | Summer | B6 | 300 | 2400 | 0 | 163.96 | 172.71 | 10 | 0
2040 | SOCO_2_ENT | SOCO | ENT | Internal | Summer | B7 | 400 | 2400 | 0 | 163.96 | 165.48 | 10 | 0
2040 | SOCO_2_ENT | SOCO | ENT | Internal | Summer | B8 | 500 | 2400 | 0 | 157.34 | 154.98 | 10 | 0
2040 | SOCO_2_ENT | SOCO | ENT | Internal | Summer | B9 | 800 | 2400 | 0 | 157.02 | 154.98 | 10 | 0
2040 | SOCO_2_ENT | SOCO | ENT | Internal | Summer | B10 | 1262 | 2400 | 299.85 | 86.23 | 96.23 | 10 | 0
2040 | SOCO_2_ENT | SOCO | ENT | Internal | Winter | B16 | 25 | 2400 | 0 | 170.78 | 160.17 | 10 | 0
2040 | SOCO_2_ENT | SOCO | ENT | Internal | Winter | B17 | 100 | 2400 | 0 | 160.78 | 160.17 | 10 | 0
2040 | SOCO_2_ENT | SOCO | ENT | Internal | Winter | B18 | 400 | 2400 | 0 | 151.32 | 157.41 | 10 | 0
2040 | SOCO_2_ENT | SOCO | ENT | Internal | Winter | B19 | 700 | 2400 | 0 | 151.32 | 145.96 | 10 | 0
2040 | SOCO_2_ENT | SOCO | ENT | Internal | Winter | B20 | 935 | 2400 | 0 | 76.73 | 78.73 | 10 | 0
2040 | SOCO_2_FRCC | SOCO | FRCC | Internal | Shoulder | B11 | 25 | 3700 | 3700 | 168.21 | 189.95 | 10 | 11.74
2040 | SOCO_2_FRCC | SOCO | FRCC | Internal | Shoulder | B12 | 200 | 3700 | 334.57 | 152.96 | 162.96 | 10 | 0
2040 | SOCO_2_FRCC | SOCO | FRCC | Internal | Shoulder | B13 | 600 | 3700 | 3700 | 149.1 | 162.96 | 10 | 3.86
2040 | SOCO_2_FRCC | SOCO | FRCC | Internal | Shoulder | B14 | 900 | 3700 | 3700 | 149.1 | 162.96 | 10 | 3.86
2040 | SOCO_2_FRCC | SOCO | FRCC | Internal | Shoulder | B15 | 1203 | 3700 | 0 | 76.48 | 69.54 | 10 | 0
2040 | SOCO_2_FRCC | SOCO | FRCC | Internal | Summer | B1 | 10 | 3700 | 0 | 298.01 | 299.8 | 10 | 0
2040 | SOCO_2_FRCC | SOCO | FRCC | Internal | Summer | B2 | 25 | 3700 | 0 | 296.81 | 299.8 | 10 | 0
2040 | SOCO_2_FRCC | SOCO | FRCC | Internal | Summer | B3 | 75 | 3700 | 0 | 290.14 | 282.14 | 10 | 0
2040 | SOCO_2_FRCC | SOCO | FRCC | Internal | Summer | B4 | 100 | 3700 | 0 | 183.34 | 188.71 | 10 | 0
2040 | SOCO_2_FRCC | SOCO | FRCC | Internal | Summer | B5 | 200 | 3700 | 0 | 182.87 | 188.71 | 10 | 0
2040 | SOCO_2_FRCC | SOCO | FRCC | Internal | Summer | B6 | 300 | 3700 | 1760.48 | 163.96 | 173.96 | 10 | 0
2040 | SOCO_2_FRCC | SOCO | FRCC | Internal | Summer | B7 | 400 | 3700 | 0 | 163.96 | 161.9 | 10 | 0
2040 | SOCO_2_FRCC | SOCO | FRCC | Internal | Summer | B8 | 500 | 3700 | 0 | 157.34 | 161.9 | 10 | 0
2040 | SOCO_2_FRCC | SOCO | FRCC | Internal | Summer | B9 | 800 | 3700 | 0 | 157.02 | 161.9 | 10 | 0
2040 | SOCO_2_FRCC | SOCO | FRCC | Internal | Summer | B10 | 1262 | 3700 | 0 | 86.23 | 73.5 | 10 | 0
2040 | SOCO_2_FRCC | SOCO | FRCC | Internal | Winter | B16 | 25 | 3700 | 2738.62 | 170.78 | 180.78 | 10 | 0
2040 | SOCO_2_FRCC | SOCO | FRCC | Internal | Winter | B17 | 100 | 3700 | 0 | 160.78 | 165.65 | 10 | 0
2040 | SOCO_2_FRCC | SOCO | FRCC | Internal | Winter | B18 | 400 | 3700 | 3700 | 151.32 | 165.65 | 10 | 4.33
2040 | SOCO_2_FRCC | SOCO | FRCC | Internal | Winter | B19 | 700 | 3700 | 3700 | 151.32 | 162.17 | 10 | 0.85
2040 | SOCO_2_FRCC | SOCO | FRCC | Internal | Winter | B20 | 935 | 3700 | 0 | 76.73 | 73.5 | 10 | 0
2040 | SOCO_2_TVA_Transmission | SOCO | TVA_Transmission | Internal | Shoulder | B11 | 25 | 2600 | 0 | 168.21 | 159.21 | 10 | 0
2040 | SOCO_2_TVA_Transmission | SOCO | TVA_Transmission | Internal | Shoulder | B12 | 200 | 2600 | 0 | 152.96 | 151.81 | 10 | 0
2040 | SOCO_2_TVA_Transmission | SOCO | TVA_Transmission | Internal | Shoulder | B13 | 600 | 2600 | 0 | 149.1 | 148.99 | 10 | 0
2040 | SOCO_2_TVA_Transmission | SOCO | TVA_Transmission | Internal | Shoulder | B14 | 900 | 2600 | 0 | 149.1 | 148.8 | 10 | 0
2040 | SOCO_2_TVA_Transmission | SOCO | TVA_Transmission | Internal | Shoulder | B15 | 1203 | 2600 | 559.28 | 76.48 | 86.48 | 10 | 0
2040 | SOCO_2_TVA_Transmission | SOCO | TVA_Transmission | Internal | Summer | B1 | 10 | 2600 | 0 | 298.01 | 292.23 | 10 | 0
2040 | SOCO_2_TVA_Transmission | SOCO | TVA_Transmission | Internal | Summer | B2 | 25 | 2600 | 0 | 296.81 | 291.01 | 10 | 0
2040 | SOCO_2_TVA_Transmission | SOCO | TVA_Transmission | Internal | Summer | B3 | 75 | 2600 | 0 | 290.14 | 281.14 | 10 | 0
2040 | SOCO_2_TVA_Transmission | SOCO | TVA_Transmission | Internal | Summer | B4 | 100 | 2600 | 0 | 183.34 | 184.34 | 10 | 0
2040 | SOCO_2_TVA_Transmission | SOCO | TVA_Transmission | Internal | Summer | B5 | 200 | 2600 | 0 | 182.87 | 177.28 | 10 | 0
2040 | SOCO_2_TVA_Transmission | SOCO | TVA_Transmission | Internal | Summer | B6 | 300 | 2600 | 0 | 163.96 | 164.1 | 10 | 0
2040 | SOCO_2_TVA_Transmission | SOCO | TVA_Transmission | Internal | Summer | B7 | 400 | 2600 | 0 | 163.96 | 156.57 | 10 | 0
2040 | SOCO_2_TVA_Transmission | SOCO | TVA_Transmission | Internal | Summer | B8 | 500 | 2600 | 0 | 157.34 | 156.47 | 10 | 0
2040 | SOCO_2_TVA_Transmission | SOCO | TVA_Transmission | Internal | Summer | B9 | 800 | 2600 | 0 | 157.02 | 156.47 | 10 | 0
2040 | SOCO_2_TVA_Transmission | SOCO | TVA_Transmission | Internal | Summer | B10 | 1262 | 2600 | 2318.13 | 86.23 | 96.23 | 10 | 0
2040 | SOCO_2_TVA_Transmission | SOCO | TVA_Transmission | Internal | Winter | B16 | 25 | 2600 | 0 | 170.78 | 162.77 | 10 | 0
2040 | SOCO_2_TVA_Transmission | SOCO | TVA_Transmission | Internal | Winter | B17 | 100 | 2600 | 0 | 160.78 | 160.78 | 10 | 0
2040 | SOCO_2_TVA_Transmission | SOCO | TVA_Transmission | Internal | Winter | B18 | 400 | 2600 | 0 | 151.32 | 151.32 | 10 | 0
2040 | SOCO_2_TVA_Transmission | SOCO | TVA_Transmission | Internal | Winter | B19 | 700 | 2600 | 0 | 151.32 | 150.56 | 10 | 0
2040 | SOCO_2_TVA_Transmission | SOCO | TVA_Transmission | Internal | Winter | B20 | 935 | 2600 | 183.64 | 76.73 | 86.73 | 10 | 0
2040 | SOCO_2_VACAR | SOCO | VACAR | Internal | Shoulder | B11 | 25 | 2000 | 0 | 168.21 | 159.21 | 10 | 0
2040 | SOCO_2_VACAR | SOCO | VACAR | Internal | Shoulder | B12 | 200 | 2000 | 0 | 152.96 | 145.96 | 10 | 0
2040 | SOCO_2_VACAR | SOCO | VACAR | Internal | Shoulder | B13 | 600 | 2000 | 0 | 149.1 | 142.1 | 10 | 0
2040 | SOCO_2_VACAR | SOCO | VACAR | Internal | Shoulder | B14 | 900 | 2000 | 0 | 149.1 | 142.1 | 10 | 0
2040 | SOCO_2_VACAR | SOCO | VACAR | Internal | Shoulder | B15 | 1203 | 2000 | 0 | 76.48 | 73.5 | 10 | 0
2040 | SOCO_2_VACAR | SOCO | VACAR | Internal | Summer | B1 | 10 | 2000 | 0 | 298.01 | 291.01 | 10 | 0
2040 | SOCO_2_VACAR | SOCO | VACAR | Internal | Summer | B2 | 25 | 2000 | 0 | 296.81 | 291.98 | 10 | 0
2040 | SOCO_2_VACAR | SOCO | VACAR | Internal | Summer | B3 | 75 | 2000 | 0 | 290.14 | 283.14 | 10 | 0
2040 | SOCO_2_VACAR | SOCO | VACAR | Internal | Summer | B4 | 100 | 2000 | 0 | 183.34 | 176.34 | 10 | 0
2040 | SOCO_2_VACAR | SOCO | VACAR | Internal | Summer | B5 | 200 | 2000 | 0 | 182.87 | 175.87 | 10 | 0
2040 | SOCO_2_VACAR | SOCO | VACAR | Internal | Summer | B6 | 300 | 2000 | 0 | 163.96 | 156.96 | 10 | 0
2040 | SOCO_2_VACAR | SOCO | VACAR | Internal | Summer | B7 | 400 | 2000 | 0 | 163.96 | 156.96 | 10 | 0
2040 | SOCO_2_VACAR | SOCO | VACAR | Internal | Summer | B8 | 500 | 2000 | 0 | 157.34 | 156.96 | 10 | 0
2040 | SOCO_2_VACAR | SOCO | VACAR | Internal | Summer | B9 | 800 | 2000 | 0 | 157.02 | 156.96 | 10 | 0
2040 | SOCO_2_VACAR | SOCO | VACAR | Internal | Summer | B10 | 1262 | 2000 | 1113.38 | 86.23 | 96.23 | 10 | 0
2040 | SOCO_2_VACAR | SOCO | VACAR | Internal | Winter | B16 | 25 | 2000 | 0 | 170.78 | 163.78 | 10 | 0
2040 | SOCO_2_VACAR | SOCO | VACAR | Internal | Winter | B17 | 100 | 2000 | 0 | 160.78 | 153.78 | 10 | 0
2040 | SOCO_2_VACAR | SOCO | VACAR | Internal | Winter | B18 | 400 | 2000 | 0 | 151.32 | 144.32 | 10 | 0
2040 | SOCO_2_VACAR | SOCO | VACAR | Internal | Winter | B19 | 700 | 2000 | 0 | 151.32 | 144.32 | 10 | 0
2040 | SOCO_2_VACAR | SOCO | VACAR | Internal | Winter | B20 | 935 | 2000 | 0 | 76.73 | 73.5 | 10 | 0
2040 | SPP_N_2_ENT | SPP_N | ENT | Internal | Shoulder | B11 | 25 | 1800 | 172.36 | 157.43 | 162.43 | 5 | 0
2040 | SPP_N_2_ENT | SPP_N | ENT | Internal | Shoulder | B12 | 200 | 1800 | 0 | 156.44 | 156.63 | 5 | 0
2040 | SPP_N_2_ENT | SPP_N | ENT | Internal | Shoulder | B13 | 600 | 1800 | 995.75 | 151.63 | 156.63 | 5 | 0
2040 | SPP_N_2_ENT | SPP_N | ENT | Internal | Shoulder | B14 | 900 | 1800 | 1800 | 115.54 | 141.1 | 5 | 20.56
2040 | SPP_N_2_ENT | SPP_N | ENT | Internal | Shoulder | B15 | 1203 | 1800 | 0 | 73.5 | 78.48 | 5 | 0
2040 | SPP_N_2_ENT | SPP_N | ENT | Internal | Summer | B1 | 10 | 1800 | 1800 | 279.23 | 290.01 | 5 | 5.78
2040 | SPP_N_2_ENT | SPP_N | ENT | Internal | Summer | B2 | 25 | 1800 | 1800 | 279.23 | 288.81 | 5 | 4.58
2040 | SPP_N_2_ENT | SPP_N | ENT | Internal | Summer | B3 | 75 | 1800 | 0 | 279.23 | 282.14 | 5 | 0
2040 | SPP_N_2_ENT | SPP_N | ENT | Internal | Summer | B4 | 100 | 1800 | 0 | 189.27 | 193.34 | 5 | 0
2040 | SPP_N_2_ENT | SPP_N | ENT | Internal | Summer | B5 | 200 | 1800 | 0 | 185.1 | 180.56 | 5 | 0
2040 | SPP_N_2_ENT | SPP_N | ENT | Internal | Summer | B6 | 300 | 1800 | 0 | 180.69 | 172.71 | 5 | 0
2040 | SPP_N_2_ENT | SPP_N | ENT | Internal | Summer | B7 | 400 | 1800 | 0 | 172.56 | 165.48 | 5 | 0
2040 | SPP_N_2_ENT | SPP_N | ENT | Internal | Summer | B8 | 500 | 1800 | 0 | 155.86 | 154.98 | 5 | 0
2040 | SPP_N_2_ENT | SPP_N | ENT | Internal | Summer | B9 | 800 | 1800 | 0 | 154.73 | 154.98 | 5 | 0
2040 | SPP_N_2_ENT | SPP_N | ENT | Internal | Summer | B10 | 1262 | 1800 | 796.51 | 91.23 | 96.23 | 5 | 0
2040 | SPP_N_2_ENT | SPP_N | ENT | Internal | Winter | B16 | 25 | 1800 | 1800 | 152.29 | 160.17 | 5 | 2.88
2040 | SPP_N_2_ENT | SPP_N | ENT | Internal | Winter | B17 | 100 | 1800 | 1800 | 125.04 | 160.17 | 5 | 30.14
2040 | SPP_N_2_ENT | SPP_N | ENT | Internal | Winter | B18 | 400 | 1800 | 1800 | 152.4 | 157.41 | 5 | 0.01
2040 | SPP_N_2_ENT | SPP_N | ENT | Internal | Winter | B19 | 700 | 1800 | 1677.97 | 140.96 | 145.96 | 5 | 0
2040 | SPP_N_2_ENT | SPP_N | ENT | Internal | Winter | B20 | 935 | 1800 | 1800 | 73.5 | 78.73 | 5 | 0.23
2040 | SPP_N_2_MISO_MO-IL | SPP_N | MISO_MO-IL | Internal | Shoulder | B11 | 25 | 2000 | 0 | 157.43 | 155.21 | 5 | 0
2040 | SPP_N_2_MISO_MO-IL | SPP_N | MISO_MO-IL | Internal | Shoulder | B12 | 200 | 2000 | 0 | 156.44 | 153.9 | 5 | 0
2040 | SPP_N_2_MISO_MO-IL | SPP_N | MISO_MO-IL | Internal | Shoulder | B13 | 600 | 2000 | 0 | 151.63 | 153.9 | 5 | 0
2040 | SPP_N_2_MISO_MO-IL | SPP_N | MISO_MO-IL | Internal | Shoulder | B14 | 900 | 2000 | 2000 | 115.54 | 149.1 | 5 | 28.56
2040 | SPP_N_2_MISO_MO-IL | SPP_N | MISO_MO-IL | Internal | Shoulder | B15 | 1203 | 2000 | 2000 | 73.5 | 83.47 | 5 | 4.98
2040 | SPP_N_2_MISO_MO-IL | SPP_N | MISO_MO-IL | Internal | Summer | B1 | 10 | 2000 | 1427.16 | 279.23 | 284.23 | 5 | 0
2040 | SPP_N_2_MISO_MO-IL | SPP_N | MISO_MO-IL | Internal | Summer | B2 | 25 | 2000 | 4.66 | 279.23 | 284.23 | 5 | 0
2040 | SPP_N_2_MISO_MO-IL | SPP_N | MISO_MO-IL | Internal | Summer | B3 | 75 | 2000 | 91.49 | 279.23 | 284.23 | 5 | 0
2040 | SPP_N_2_MISO_MO-IL | SPP_N | MISO_MO-IL | Internal | Summer | B4 | 100 | 2000 | 0 | 189.27 | 193.34 | 5 | 0
2040 | SPP_N_2_MISO_MO-IL | SPP_N | MISO_MO-IL | Internal | Summer | B5 | 200 | 2000 | 0 | 185.1 | 186.28 | 5 | 0
2040 | SPP_N_2_MISO_MO-IL | SPP_N | MISO_MO-IL | Internal | Summer | B6 | 300 | 2000 | 0 | 180.69 | 173.1 | 5 | 0
2040 | SPP_N_2_MISO_MO-IL | SPP_N | MISO_MO-IL | Internal | Summer | B7 | 400 | 2000 | 0 | 172.56 | 165.57 | 5 | 0
2040 | SPP_N_2_MISO_MO-IL | SPP_N | MISO_MO-IL | Internal | Summer | B8 | 500 | 2000 | 0 | 155.86 | 152.3 | 5 | 0
2040 | SPP_N_2_MISO_MO-IL | SPP_N | MISO_MO-IL | Internal | Summer | B9 | 800 | 2000 | 0 | 154.73 | 152.3 | 5 | 0
2040 | SPP_N_2_MISO_MO-IL | SPP_N | MISO_MO-IL | Internal | Summer | B10 | 1262 | 2000 | 2000 | 91.23 | 105.23 | 5 | 9
2040 | SPP_N_2_MISO_MO-IL | SPP_N | MISO_MO-IL | Internal | Winter | B16 | 25 | 2000 | 1464.58 | 152.29 | 157.29 | 5 | 0
2040 | SPP_N_2_MISO_MO-IL | SPP_N | MISO_MO-IL | Internal | Winter | B17 | 100 | 2000 | 2000 | 125.04 | 157.27 | 5 | 27.23
2040 | SPP_N_2_MISO_MO-IL | SPP_N | MISO_MO-IL | Internal | Winter | B18 | 400 | 2000 | 0 | 152.4 | 157.27 | 5 | 0
2040 | SPP_N_2_MISO_MO-IL | SPP_N | MISO_MO-IL | Internal | Winter | B19 | 700 | 2000 | 2000 | 140.96 | 153.32 | 5 | 7.36
2040 | SPP_N_2_MISO_MO-IL | SPP_N | MISO_MO-IL | Internal | Winter | B20 | 935 | 2000 | 2000 | 73.5 | 82.73 | 5 | 4.23
2040 | SPP_N_2_MISO_W | SPP_N | MISO_W | Internal | Shoulder | B11 | 25 | 750 | 0 | 157.43 | 155.2 | 5 | 0
2040 | SPP_N_2_MISO_W | SPP_N | MISO_W | Internal | Shoulder | B12 | 200 | 750 | 0 | 156.44 | 153.88 | 5 | 0
2040 | SPP_N_2_MISO_W | SPP_N | MISO_W | Internal | Shoulder | B13 | 600 | 750 | 0 | 151.63 | 147.76 | 5 | 0
2040 | SPP_N_2_MISO_W | SPP_N | MISO_W | Internal | Shoulder | B14 | 900 | 750 | 0 | 115.54 | 108.54 | 5 | 0
2040 | SPP_N_2_MISO_W | SPP_N | MISO_W | Internal | Shoulder | B15 | 1203 | 750 | 0 | 73.5 | 66.5 | 5 | 0
2040 | SPP_N_2_MISO_W | SPP_N | MISO_W | Internal | Summer | B1 | 10 | 750 | 750 | 279.23 | 284.48 | 5 | 0.25
2040 | SPP_N_2_MISO_W | SPP_N | MISO_W | Internal | Summer | B2 | 25 | 750 | 0 | 279.23 | 284.22 | 5 | 0
2040 | SPP_N_2_MISO_W | SPP_N | MISO_W | Internal | Summer | B3 | 75 | 750 | 750 | 279.23 | 284.24 | 5 | 0.01
2040 | SPP_N_2_MISO_W | SPP_N | MISO_W | Internal | Summer | B4 | 100 | 750 | 207.15 | 189.27 | 194.27 | 5 | 0
2040 | SPP_N_2_MISO_W | SPP_N | MISO_W | Internal | Summer | B5 | 200 | 750 | 275.34 | 185.1 | 190.1 | 5 | 0
2040 | SPP_N_2_MISO_W | SPP_N | MISO_W | Internal | Summer | B6 | 300 | 750 | 0 | 180.69 | 181.19 | 5 | 0
2040 | SPP_N_2_MISO_W | SPP_N | MISO_W | Internal | Summer | B7 | 400 | 750 | 0 | 172.56 | 165.56 | 5 | 0
2040 | SPP_N_2_MISO_W | SPP_N | MISO_W | Internal | Summer | B8 | 500 | 750 | 0 | 155.86 | 152.29 | 5 | 0
2040 | SPP_N_2_MISO_W | SPP_N | MISO_W | Internal | Summer | B9 | 800 | 750 | 0 | 154.73 | 152.19 | 5 | 0
2040 | SPP_N_2_MISO_W | SPP_N | MISO_W | Internal | Summer | B10 | 1262 | 750 | 0 | 91.23 | 84.23 | 5 | 0
2040 | SPP_N_2_MISO_W | SPP_N | MISO_W | Internal | Winter | B16 | 25 | 750 | 0 | 152.29 | 145.28 | 5 | 0
2040 | SPP_N_2_MISO_W | SPP_N | MISO_W | Internal | Winter | B17 | 100 | 750 | 0 | 125.04 | 118.04 | 5 | 0
2040 | SPP_N_2_MISO_W | SPP_N | MISO_W | Internal | Winter | B18 | 400 | 750 | 0 | 152.4 | 145.4 | 5 | 0
2040 | SPP_N_2_MISO_W | SPP_N | MISO_W | Internal | Winter | B19 | 700 | 750 | 0 | 140.96 | 145.4 | 5 | 0
2040 | SPP_N_2_MISO_W | SPP_N | MISO_W | Internal | Winter | B20 | 935 | 750 | 0 | 73.5 | 66.51 | 5 | 0
2040 | SPP_N_2_NE | SPP_N | NE | Internal | Shoulder | B11 | 25 | 332 | 0 | 157.43 | 157.41 | 0.01 | 0
2040 | SPP_N_2_NE | SPP_N | NE | Internal | Shoulder | B12 | 200 | 332 | 332 | 156.44 | 157.08 | 0.01 | 0.63
2040 | SPP_N_2_NE | SPP_N | NE | Internal | Shoulder | B13 | 600 | 332 | 332 | 151.63 | 154.76 | 0.01 | 3.12
2040 | SPP_N_2_NE | SPP_N | NE | Internal | Shoulder | B14 | 900 | 332 | 0 | 115.54 | 115.54 | 0.01 | 0
2040 | SPP_N_2_NE | SPP_N | NE | Internal | Shoulder | B15 | 1203 | 332 | 0 | 73.5 | 73.5 | 0.01 | 0
2040 | SPP_N_2_NE | SPP_N | NE | Internal | Summer | B1 | 10 | 332 | 332 | 279.23 | 284.48 | 0.01 | 5.24
2040 | SPP_N_2_NE | SPP_N | NE | Internal | Summer | B2 | 25 | 332 | 332 | 279.23 | 284.22 | 0.01 | 4.98
2040 | SPP_N_2_NE | SPP_N | NE | Internal | Summer | B3 | 75 | 332 | 332 | 279.23 | 284.24 | 0.01 | 5
2040 | SPP_N_2_NE | SPP_N | NE | Internal | Summer | B4 | 100 | 332 | 332 | 189.27 | 194.27 | 0.01 | 4.99
2040 | SPP_N_2_NE | SPP_N | NE | Internal | Summer | B5 | 200 | 332 | 332 | 185.1 | 190.1 | 0.01 | 4.99
2040 | SPP_N_2_NE | SPP_N | NE | Internal | Summer | B6 | 300 | 332 | 332 | 180.69 | 181.19 | 0.01 | 0.48
2040 | SPP_N_2_NE | SPP_N | NE | Internal | Summer | B7 | 400 | 332 | 0 | 172.56 | 172.54 | 0.01 | 0
2040 | SPP_N_2_NE | SPP_N | NE | Internal | Summer | B8 | 500 | 332 | 0 | 155.86 | 155.85 | 0.01 | 0
2040 | SPP_N_2_NE | SPP_N | NE | Internal | Summer | B9 | 800 | 332 | 332 | 154.73 | 155.25 | 0.01 | 0.51
2040 | SPP_N_2_NE | SPP_N | NE | Internal | Summer | B10 | 1262 | 332 | 0 | 91.23 | 91.23 | 0.01 | 0
2040 | SPP_N_2_NE | SPP_N | NE | Internal | Winter | B16 | 25 | 332 | 0 | 152.29 | 152.28 | 0.01 | 0
2040 | SPP_N_2_NE | SPP_N | NE | Internal | Winter | B17 | 100 | 332 | 0 | 125.04 | 125.04 | 0.01 | 0
2040 | SPP_N_2_NE | SPP_N | NE | Internal | Winter | B18 | 400 | 332 | 0 | 152.4 | 152.4 | 0.01 | 0
2040 | SPP_N_2_NE | SPP_N | NE | Internal | Winter | B19 | 700 | 332 | 332 | 140.96 | 152.4 | 0.01 | 11.43
2040 | SPP_N_2_NE | SPP_N | NE | Internal | Winter | B20 | 935 | 332 | 116 | 73.5 | 73.51 | 0.01 | 0
2040 | SPP_N_2_SPP_S | SPP_N | SPP_S | Internal | Shoulder | B11 | 25 | 4000 | 3867.24 | 157.43 | 157.44 | 0.01 | 0
2040 | SPP_N_2_SPP_S | SPP_N | SPP_S | Internal | Shoulder | B12 | 200 | 4000 | 1369.39 | 156.44 | 156.45 | 0.01 | 0
2040 | SPP_N_2_SPP_S | SPP_N | SPP_S | Internal | Shoulder | B13 | 600 | 4000 | 1004.26 | 151.63 | 151.64 | 0.01 | 0
2040 | SPP_N_2_SPP_S | SPP_N | SPP_S | Internal | Shoulder | B14 | 900 | 4000 | 0 | 115.54 | 109.82 | 0.01 | 0
2040 | SPP_N_2_SPP_S | SPP_N | SPP_S | Internal | Shoulder | B15 | 1203 | 4000 | 0 | 73.5 | 73.48 | 0.01 | 0
2040 | SPP_N_2_SPP_S | SPP_N | SPP_S | Internal | Summer | B1 | 10 | 4000 | 0 | 279.23 | 180.71 | 0.01 | 0
2040 | SPP_N_2_SPP_S | SPP_N | SPP_S | Internal | Summer | B2 | 25 | 4000 | 0 | 279.23 | 263.88 | 0.01 | 0
2040 | SPP_N_2_SPP_S | SPP_N | SPP_S | Internal | Summer | B3 | 75 | 4000 | 0 | 279.23 | 277.14 | 0.01 | 0
2040 | SPP_N_2_SPP_S | SPP_N | SPP_S | Internal | Summer | B4 | 100 | 4000 | 1076.08 | 189.27 | 189.29 | 0.01 | 0
2040 | SPP_N_2_SPP_S | SPP_N | SPP_S | Internal | Summer | B5 | 200 | 4000 | 1045.22 | 185.1 | 185.11 | 0.01 | 0
2040 | SPP_N_2_SPP_S | SPP_N | SPP_S | Internal | Summer | B6 | 300 | 4000 | 1773.38 | 180.69 | 180.71 | 0.01 | 0
2040 | SPP_N_2_SPP_S | SPP_N | SPP_S | Internal | Summer | B7 | 400 | 4000 | 4000 | 172.56 | 177.28 | 0.01 | 4.71
2040 | SPP_N_2_SPP_S | SPP_N | SPP_S | Internal | Summer | B8 | 500 | 4000 | 2953.31 | 155.86 | 155.87 | 0.01 | 0
2040 | SPP_N_2_SPP_S | SPP_N | SPP_S | Internal | Summer | B9 | 800 | 4000 | 1177.66 | 154.73 | 154.74 | 0.01 | 0
2040 | SPP_N_2_SPP_S | SPP_N | SPP_S | Internal | Summer | B10 | 1262 | 4000 | 1877.32 | 91.23 | 91.24 | 0.01 | 0
2040 | SPP_N_2_SPP_S | SPP_N | SPP_S | Internal | Winter | B16 | 25 | 4000 | 2825.97 | 152.29 | 152.3 | 0.01 | 0
2040 | SPP_N_2_SPP_S | SPP_N | SPP_S | Internal | Winter | B17 | 100 | 4000 | 2363.09 | 125.04 | 125.05 | 0.01 | 0
2040 | SPP_N_2_SPP_S | SPP_N | SPP_S | Internal | Winter | B18 | 400 | 4000 | 2000.97 | 152.4 | 152.41 | 0.01 | 0
2040 | SPP_N_2_SPP_S | SPP_N | SPP_S | Internal | Winter | B19 | 700 | 4000 | 107.76 | 140.96 | 140.97 | 0.01 | 0
2040 | SPP_N_2_SPP_S | SPP_N | SPP_S | Internal | Winter | B20 | 935 | 4000 | 0 | 73.5 | 73.5 | 0.01 | 0
2040 | SPP_S_2_ENT | SPP_S | ENT | Internal | Shoulder | B11 | 25 | 850 | 0 | 157.44 | 162.43 | 5 | 0
2040 | SPP_S_2_ENT | SPP_S | ENT | Internal | Shoulder | B12 | 200 | 850 | 0 | 156.45 | 156.63 | 5 | 0
2040 | SPP_S_2_ENT | SPP_S | ENT | Internal | Shoulder | B13 | 600 | 850 | 0 | 151.64 | 156.63 | 5 | 0
2040 | SPP_S_2_ENT | SPP_S | ENT | Internal | Shoulder | B14 | 900 | 850 | 850 | 109.82 | 141.1 | 5 | 26.28
2040 | SPP_S_2_ENT | SPP_S | ENT | Internal | Shoulder | B15 | 1203 | 850 | 45.66 | 73.48 | 78.48 | 5 | 0
2040 | SPP_S_2_ENT | SPP_S | ENT | Internal | Summer | B1 | 10 | 850 | 850 | 180.71 | 290.01 | 5 | 104.31
2040 | SPP_S_2_ENT | SPP_S | ENT | Internal | Summer | B2 | 25 | 850 | 850 | 263.88 | 288.81 | 5 | 19.93
2040 | SPP_S_2_ENT | SPP_S | ENT | Internal | Summer | B3 | 75 | 850 | 59.02 | 277.14 | 282.14 | 5 | 0
2040 | SPP_S_2_ENT | SPP_S | ENT | Internal | Summer | B4 | 100 | 850 | 0 | 189.29 | 193.34 | 5 | 0
2040 | SPP_S_2_ENT | SPP_S | ENT | Internal | Summer | B5 | 200 | 850 | 0 | 185.11 | 180.56 | 5 | 0
2040 | SPP_S_2_ENT | SPP_S | ENT | Internal | Summer | B6 | 300 | 850 | 0 | 180.71 | 172.71 | 5 | 0
2040 | SPP_S_2_ENT | SPP_S | ENT | Internal | Summer | B7 | 400 | 850 | 0 | 177.28 | 165.48 | 5 | 0
2040 | SPP_S_2_ENT | SPP_S | ENT | Internal | Summer | B8 | 500 | 850 | 0 | 155.87 | 154.98 | 5 | 0
2040 | SPP_S_2_ENT | SPP_S | ENT | Internal | Summer | B9 | 800 | 850 | 0 | 154.74 | 154.98 | 5 | 0
2040 | SPP_S_2_ENT | SPP_S | ENT | Internal | Summer | B10 | 1262 | 850 | 0 | 91.24 | 96.23 | 5 | 0
2040 | SPP_S_2_ENT | SPP_S | ENT | Internal | Winter | B16 | 25 | 850 | 850 | 152.3 | 160.17 | 5 | 2.87
2040 | SPP_S_2_ENT | SPP_S | ENT | Internal | Winter | B17 | 100 | 850 | 850 | 125.05 | 160.17 | 5 | 30.13
2040 | SPP_S_2_ENT | SPP_S | ENT | Internal | Winter | B18 | 400 | 850 | 770.34 | 152.41 | 157.41 | 5 | 0
2040 | SPP_S_2_ENT | SPP_S | ENT | Internal | Winter | B19 | 700 | 850 | 0 | 140.97 | 145.96 | 5 | 0
2040 | SPP_S_2_ENT | SPP_S | ENT | Internal | Winter | B20 | 935 | 850 | 850 | 73.5 | 78.73 | 5 | 0.23
2040 | SPP_S_2_SPP_N | SPP_S | SPP_N | Internal | Shoulder | B11 | 25 | 640 | 0 | 157.44 | 157.43 | 0.01 | 0
2040 | SPP_S_2_SPP_N | SPP_S | SPP_N | Internal | Shoulder | B12 | 200 | 640 | 0 | 156.45 | 156.44 | 0.01 | 0
2040 | SPP_S_2_SPP_N | SPP_S | SPP_N | Internal | Shoulder | B13 | 600 | 640 | 0 | 151.64 | 151.63 | 0.01 | 0
2040 | SPP_S_2_SPP_N | SPP_S | SPP_N | Internal | Shoulder | B14 | 900 | 640 | 640 | 109.82 | 115.54 | 0.01 | 5.71
2040 | SPP_S_2_SPP_N | SPP_S | SPP_N | Internal | Shoulder | B15 | 1203 | 640 | 133.36 | 73.48 | 73.5 | 0.01 | 0
2040 | SPP_S_2_SPP_N | SPP_S | SPP_N | Internal | Summer | B1 | 10 | 640 | 640 | 180.71 | 279.23 | 0.01 | 98.51
2040 | SPP_S_2_SPP_N | SPP_S | SPP_N | Internal | Summer | B2 | 25 | 640 | 640 | 263.88 | 279.23 | 0.01 | 15.34
2040 | SPP_S_2_SPP_N | SPP_S | SPP_N | Internal | Summer | B3 | 75 | 640 | 640 | 277.14 | 279.23 | 0.01 | 2.08
2040 | SPP_S_2_SPP_N | SPP_S | SPP_N | Internal | Summer | B4 | 100 | 640 | 0 | 189.29 | 189.27 | 0.01 | 0
2040 | SPP_S_2_SPP_N | SPP_S | SPP_N | Internal | Summer | B5 | 200 | 640 | 0 | 185.11 | 185.1 | 0.01 | 0
2040 | SPP_S_2_SPP_N | SPP_S | SPP_N | Internal | Summer | B6 | 300 | 640 | 0 | 180.71 | 180.69 | 0.01 | 0
2040 | SPP_S_2_SPP_N | SPP_S | SPP_N | Internal | Summer | B7 | 400 | 640 | 0 | 177.28 | 172.56 | 0.01 | 0
2040 | SPP_S_2_SPP_N | SPP_S | SPP_N | Internal | Summer | B8 | 500 | 640 | 0 | 155.87 | 155.86 | 0.01 | 0
2040 | SPP_S_2_SPP_N | SPP_S | SPP_N | Internal | Summer | B9 | 800 | 640 | 0 | 154.74 | 154.73 | 0.01 | 0
2040 | SPP_S_2_SPP_N | SPP_S | SPP_N | Internal | Summer | B10 | 1262 | 640 | 0 | 91.24 | 91.23 | 0.01 | 0
2040 | SPP_S_2_SPP_N | SPP_S | SPP_N | Internal | Winter | B16 | 25 | 640 | 0 | 152.3 | 152.29 | 0.01 | 0
2040 | SPP_S_2_SPP_N | SPP_S | SPP_N | Internal | Winter | B17 | 100 | 640 | 0 | 125.05 | 125.04 | 0.01 | 0
2040 | SPP_S_2_SPP_N | SPP_S | SPP_N | Internal | Winter | B18 | 400 | 640 | 0 | 152.41 | 152.4 | 0.01 | 0
2040 | SPP_S_2_SPP_N | SPP_S | SPP_N | Internal | Winter | B19 | 700 | 640 | 0 | 140.97 | 140.96 | 0.01 | 0
2040 | SPP_S_2_SPP_N | SPP_S | SPP_N | Internal | Winter | B20 | 935 | 640 | 0 | 73.5 | 73.5 | 0.01 | 0
2040 | TVA_2_ENT | TVA | ENT | Internal | Shoulder | B11 | 25 | 500 | 0 | 157.81 | 162.43 | 9 | 0
2040 | TVA_2_ENT | TVA | ENT | Internal | Shoulder | B12 | 200 | 500 | 0 | 148.65 | 156.63 | 9 | 0
2040 | TVA_2_ENT | TVA | ENT | Internal | Shoulder | B13 | 600 | 500 | 0 | 148.65 | 156.63 | 9 | 0
2040 | TVA_2_ENT | TVA | ENT | Internal | Shoulder | B14 | 900 | 500 | 0 | 148.65 | 141.1 | 9 | 0
2040 | TVA_2_ENT | TVA | ENT | Internal | Shoulder | B15 | 1203 | 500 | 0 | 86.5 | 78.48 | 9 | 0
2040 | TVA_2_ENT | TVA | ENT | Internal | Summer | B1 | 10 | 500 | 0 | 292.24 | 290.01 | 9 | 0
2040 | TVA_2_ENT | TVA | ENT | Internal | Summer | B2 | 25 | 500 | 0 | 291.03 | 288.81 | 9 | 0
2040 | TVA_2_ENT | TVA | ENT | Internal | Summer | B3 | 75 | 500 | 0 | 281.15 | 282.14 | 9 | 0
2040 | TVA_2_ENT | TVA | ENT | Internal | Summer | B4 | 100 | 500 | 0 | 184.35 | 193.34 | 9 | 0
2040 | TVA_2_ENT | TVA | ENT | Internal | Summer | B5 | 200 | 500 | 0 | 173.87 | 180.56 | 9 | 0
2040 | TVA_2_ENT | TVA | ENT | Internal | Summer | B6 | 300 | 500 | 500 | 156.48 | 172.71 | 9 | 7.23
2040 | TVA_2_ENT | TVA | ENT | Internal | Summer | B7 | 400 | 500 | 263.13 | 156.48 | 165.48 | 9 | 0
2040 | TVA_2_ENT | TVA | ENT | Internal | Summer | B8 | 500 | 500 | 0 | 156.48 | 154.98 | 9 | 0
2040 | TVA_2_ENT | TVA | ENT | Internal | Summer | B9 | 800 | 500 | 0 | 156.48 | 154.98 | 9 | 0
2040 | TVA_2_ENT | TVA | ENT | Internal | Summer | B10 | 1262 | 500 | 0 | 93.66 | 96.23 | 9 | 0
2040 | TVA_2_ENT | TVA | ENT | Internal | Winter | B16 | 25 | 500 | 0 | 160.79 | 160.17 | 9 | 0
2040 | TVA_2_ENT | TVA | ENT | Internal | Winter | B17 | 100 | 500 | 0 | 160.79 | 160.17 | 9 | 0
2040 | TVA_2_ENT | TVA | ENT | Internal | Winter | B18 | 400 | 500 | 0 | 149.91 | 157.41 | 9 | 0
2040 | TVA_2_ENT | TVA | ENT | Internal | Winter | B19 | 700 | 500 | 0 | 149.91 | 145.96 | 9 | 0
2040 | TVA_2_ENT | TVA | ENT | Internal | Winter | B20 | 935 | 500 | 0 | 86.74 | 78.73 | 9 | 0
2040 | TVA_2_MISO_MO-IL | TVA | MISO_MO-IL | Internal | Shoulder | B11 | 25 | 50 | 0 | 157.81 | 155.21 | 9 | 0
2040 | TVA_2_MISO_MO-IL | TVA | MISO_MO-IL | Internal | Shoulder | B12 | 200 | 50 | 0 | 148.65 | 153.9 | 9 | 0
2040 | TVA_2_MISO_MO-IL | TVA | MISO_MO-IL | Internal | Shoulder | B13 | 600 | 50 | 0 | 148.65 | 153.9 | 9 | 0
2040 | TVA_2_MISO_MO-IL | TVA | MISO_MO-IL | Internal | Shoulder | B14 | 900 | 50 | 0 | 148.65 | 149.1 | 9 | 0
2040 | TVA_2_MISO_MO-IL | TVA | MISO_MO-IL | Internal | Shoulder | B15 | 1203 | 50 | 0 | 86.5 | 83.47 | 9 | 0
2040 | TVA_2_MISO_MO-IL | TVA | MISO_MO-IL | Internal | Summer | B1 | 10 | 50 | 0 | 292.24 | 284.23 | 9 | 0
2040 | TVA_2_MISO_MO-IL | TVA | MISO_MO-IL | Internal | Summer | B2 | 25 | 50 | 0 | 291.03 | 284.23 | 9 | 0
2040 | TVA_2_MISO_MO-IL | TVA | MISO_MO-IL | Internal | Summer | B3 | 75 | 50 | 0 | 281.15 | 284.23 | 9 | 0
2040 | TVA_2_MISO_MO-IL | TVA | MISO_MO-IL | Internal | Summer | B4 | 100 | 50 | 0 | 184.35 | 193.34 | 9 | 0
2040 | TVA_2_MISO_MO-IL | TVA | MISO_MO-IL | Internal | Summer | B5 | 200 | 50 | 50 | 173.87 | 186.28 | 9 | 3.41
2040 | TVA_2_MISO_MO-IL | TVA | MISO_MO-IL | Internal | Summer | B6 | 300 | 50 | 50 | 156.48 | 173.1 | 9 | 7.62
2040 | TVA_2_MISO_MO-IL | TVA | MISO_MO-IL | Internal | Summer | B7 | 400 | 50 | 50 | 156.48 | 165.57 | 9 | 0.09
2040 | TVA_2_MISO_MO-IL | TVA | MISO_MO-IL | Internal | Summer | B8 | 500 | 50 | 0 | 156.48 | 152.3 | 9 | 0
2040 | TVA_2_MISO_MO-IL | TVA | MISO_MO-IL | Internal | Summer | B9 | 800 | 50 | 0 | 156.48 | 152.3 | 9 | 0
2040 | TVA_2_MISO_MO-IL | TVA | MISO_MO-IL | Internal | Summer | B10 | 1262 | 50 | 50 | 93.66 | 105.23 | 9 | 2.57
2040 | TVA_2_MISO_MO-IL | TVA | MISO_MO-IL | Internal | Winter | B16 | 25 | 50 | 0 | 160.79 | 157.29 | 9 | 0
2040 | TVA_2_MISO_MO-IL | TVA | MISO_MO-IL | Internal | Winter | B17 | 100 | 50 | 0 | 160.79 | 157.27 | 9 | 0
2040 | TVA_2_MISO_MO-IL | TVA | MISO_MO-IL | Internal | Winter | B18 | 400 | 50 | 0 | 149.91 | 157.27 | 9 | 0
2040 | TVA_2_MISO_MO-IL | TVA | MISO_MO-IL | Internal | Winter | B19 | 700 | 50 | 0 | 149.91 | 153.32 | 9 | 0
2040 | TVA_2_MISO_MO-IL | TVA | MISO_MO-IL | Internal | Winter | B20 | 935 | 50 | 0 | 86.74 | 82.73 | 9 | 0
2040 | TVA_2_NonRTO_Midwest | TVA | NonRTO_Midwest | Internal | Shoulder | B11 | 25 | 100 | 0 | 157.81 | 157.66 | 9 | 0
2040 | TVA_2_NonRTO_Midwest | TVA | NonRTO_Midwest | Internal | Shoulder | B12 | 200 | 100 | 100 | 148.65 | 157.66 | 9 | 0.01
2040 | TVA_2_NonRTO_Midwest | TVA | NonRTO_Midwest | Internal | Shoulder | B13 | 600 | 100 | 100 | 148.65 | 157.66 | 9 | 0.01
2040 | TVA_2_NonRTO_Midwest | TVA | NonRTO_Midwest | Internal | Shoulder | B14 | 900 | 100 | 0 | 148.65 | 153.72 | 9 | 0
2040 | TVA_2_NonRTO_Midwest | TVA | NonRTO_Midwest | Internal | Shoulder | B15 | 1203 | 100 | 0 | 86.5 | 95.13 | 9 | 0
2040 | TVA_2_NonRTO_Midwest | TVA | NonRTO_Midwest | Internal | Summer | B1 | 10 | 100 | 0 | 292.24 | 284.23 | 9 | 0
2040 | TVA_2_NonRTO_Midwest | TVA | NonRTO_Midwest | Internal | Summer | B2 | 25 | 100 | 0 | 291.03 | 283.01 | 9 | 0
2040 | TVA_2_NonRTO_Midwest | TVA | NonRTO_Midwest | Internal | Summer | B3 | 75 | 100 | 0 | 281.15 | 273.14 | 9 | 0
2040 | TVA_2_NonRTO_Midwest | TVA | NonRTO_Midwest | Internal | Summer | B4 | 100 | 100 | 0 | 184.35 | 176.34 | 9 | 0
2040 | TVA_2_NonRTO_Midwest | TVA | NonRTO_Midwest | Internal | Summer | B5 | 200 | 100 | 0 | 173.87 | 169.28 | 9 | 0
2040 | TVA_2_NonRTO_Midwest | TVA | NonRTO_Midwest | Internal | Summer | B6 | 300 | 100 | 0 | 156.48 | 156.1 | 9 | 0
2040 | TVA_2_NonRTO_Midwest | TVA | NonRTO_Midwest | Internal | Summer | B7 | 400 | 100 | 0 | 156.48 | 148.57 | 9 | 0
2040 | TVA_2_NonRTO_Midwest | TVA | NonRTO_Midwest | Internal | Summer | B8 | 500 | 100 | 0 | 156.48 | 148.47 | 9 | 0
2040 | TVA_2_NonRTO_Midwest | TVA | NonRTO_Midwest | Internal | Summer | B9 | 800 | 100 | 0 | 156.48 | 148.47 | 9 | 0
2040 | TVA_2_NonRTO_Midwest | TVA | NonRTO_Midwest | Internal | Summer | B10 | 1262 | 100 | 0 | 93.66 | 98.3 | 9 | 0
2040 | TVA_2_NonRTO_Midwest | TVA | NonRTO_Midwest | Internal | Winter | B16 | 25 | 100 | 0 | 160.79 | 161.53 | 9 | 0
2040 | TVA_2_NonRTO_Midwest | TVA | NonRTO_Midwest | Internal | Winter | B17 | 100 | 100 | 0 | 160.79 | 161.53 | 9 | 0
2040 | TVA_2_NonRTO_Midwest | TVA | NonRTO_Midwest | Internal | Winter | B18 | 400 | 100 | 100 | 149.91 | 160.32 | 9 | 1.41
2040 | TVA_2_NonRTO_Midwest | TVA | NonRTO_Midwest | Internal | Winter | B19 | 700 | 100 | 0 | 149.91 | 155.16 | 9 | 0
2040 | TVA_2_NonRTO_Midwest | TVA | NonRTO_Midwest | Internal | Winter | B20 | 935 | 100 | 0 | 86.74 | 95.73 | 9 | 0
2040 | TVA_2_PJM_ROR | TVA | PJM_ROR | Internal | Shoulder | B11 | 25 | 500 | 0 | 157.81 | 153.21 | 9 | 0
2040 | TVA_2_PJM_ROR | TVA | PJM_ROR | Internal | Shoulder | B12 | 200 | 500 | 0 | 148.65 | 153.83 | 9 | 0
2040 | TVA_2_PJM_ROR | TVA | PJM_ROR | Internal | Shoulder | B13 | 600 | 500 | 0 | 148.65 | 149.76 | 9 | 0
2040 | TVA_2_PJM_ROR | TVA | PJM_ROR | Internal | Shoulder | B14 | 900 | 500 | 0 | 148.65 | 149.1 | 9 | 0
2040 | TVA_2_PJM_ROR | TVA | PJM_ROR | Internal | Shoulder | B15 | 1203 | 500 | 0 | 86.5 | 81.47 | 9 | 0
2040 | TVA_2_PJM_ROR | TVA | PJM_ROR | Internal | Summer | B1 | 10 | 500 | 0 | 292.24 | 285.01 | 9 | 0
2040 | TVA_2_PJM_ROR | TVA | PJM_ROR | Internal | Summer | B2 | 25 | 500 | 0 | 291.03 | 285.01 | 9 | 0
2040 | TVA_2_PJM_ROR | TVA | PJM_ROR | Internal | Summer | B3 | 75 | 500 | 0 | 281.15 | 277.14 | 9 | 0
2040 | TVA_2_PJM_ROR | TVA | PJM_ROR | Internal | Summer | B4 | 100 | 500 | 0 | 184.35 | 186.48 | 9 | 0
2040 | TVA_2_PJM_ROR | TVA | PJM_ROR | Internal | Summer | B5 | 200 | 500 | 188.85 | 173.87 | 182.87 | 9 | 0
2040 | TVA_2_PJM_ROR | TVA | PJM_ROR | Internal | Summer | B6 | 300 | 500 | 500 | 156.48 | 171.1 | 9 | 5.62
2040 | TVA_2_PJM_ROR | TVA | PJM_ROR | Internal | Summer | B7 | 400 | 500 | 0 | 156.48 | 163.96 | 9 | 0
2040 | TVA_2_PJM_ROR | TVA | PJM_ROR | Internal | Summer | B8 | 500 | 500 | 0 | 156.48 | 154.3 | 9 | 0
2040 | TVA_2_PJM_ROR | TVA | PJM_ROR | Internal | Summer | B9 | 800 | 500 | 0 | 156.48 | 152.06 | 9 | 0
2040 | TVA_2_PJM_ROR | TVA | PJM_ROR | Internal | Summer | B10 | 1262 | 500 | 500 | 93.66 | 107.85 | 9 | 5.19
2040 | TVA_2_PJM_ROR | TVA | PJM_ROR | Internal | Winter | B16 | 25 | 500 | 0 | 160.79 | 157.78 | 9 | 0
2040 | TVA_2_PJM_ROR | TVA | PJM_ROR | Internal | Winter | B17 | 100 | 500 | 0 | 160.79 | 157.78 | 9 | 0
2040 | TVA_2_PJM_ROR | TVA | PJM_ROR | Internal | Winter | B18 | 400 | 500 | 0 | 149.91 | 154.95 | 9 | 0
2040 | TVA_2_PJM_ROR | TVA | PJM_ROR | Internal | Winter | B19 | 700 | 500 | 0 | 149.91 | 151.32 | 9 | 0
2040 | TVA_2_PJM_ROR | TVA | PJM_ROR | Internal | Winter | B20 | 935 | 500 | 0 | 86.74 | 80.73 | 9 | 0
2040 | TVA_2_SOCO | TVA | SOCO | Internal | Shoulder | B11 | 25 | 500 | 500 | 157.81 | 168.21 | 9 | 1.4
2040 | TVA_2_SOCO | TVA | SOCO | Internal | Shoulder | B12 | 200 | 500 | 0 | 148.65 | 152.96 | 9 | 0
2040 | TVA_2_SOCO | TVA | SOCO | Internal | Shoulder | B13 | 600 | 500 | 0 | 148.65 | 149.1 | 9 | 0
2040 | TVA_2_SOCO | TVA | SOCO | Internal | Shoulder | B14 | 900 | 500 | 0 | 148.65 | 149.1 | 9 | 0
2040 | TVA_2_SOCO | TVA | SOCO | Internal | Shoulder | B15 | 1203 | 500 | 0 | 86.5 | 76.48 | 9 | 0
2040 | TVA_2_SOCO | TVA | SOCO | Internal | Summer | B1 | 10 | 500 | 0 | 292.24 | 298.01 | 9 | 0
2040 | TVA_2_SOCO | TVA | SOCO | Internal | Summer | B2 | 25 | 500 | 0 | 291.03 | 296.81 | 9 | 0
2040 | TVA_2_SOCO | TVA | SOCO | Internal | Summer | B3 | 75 | 500 | 0 | 281.15 | 290.14 | 9 | 0
2040 | TVA_2_SOCO | TVA | SOCO | Internal | Summer | B4 | 100 | 500 | 0 | 184.35 | 183.34 | 9 | 0
2040 | TVA_2_SOCO | TVA | SOCO | Internal | Summer | B5 | 200 | 500 | 499.42 | 173.87 | 182.87 | 9 | 0
2040 | TVA_2_SOCO | TVA | SOCO | Internal | Summer | B6 | 300 | 500 | 0 | 156.48 | 163.96 | 9 | 0
2040 | TVA_2_SOCO | TVA | SOCO | Internal | Summer | B7 | 400 | 500 | 0 | 156.48 | 163.96 | 9 | 0
2040 | TVA_2_SOCO | TVA | SOCO | Internal | Summer | B8 | 500 | 500 | 0 | 156.48 | 157.34 | 9 | 0
2040 | TVA_2_SOCO | TVA | SOCO | Internal | Summer | B9 | 800 | 500 | 0 | 156.48 | 157.02 | 9 | 0
2040 | TVA_2_SOCO | TVA | SOCO | Internal | Summer | B10 | 1262 | 500 | 0 | 93.66 | 86.23 | 9 | 0
2040 | TVA_2_SOCO | TVA | SOCO | Internal | Winter | B16 | 25 | 500 | 500 | 160.79 | 170.78 | 9 | 0.99
2040 | TVA_2_SOCO | TVA | SOCO | Internal | Winter | B17 | 100 | 500 | 0 | 160.79 | 160.78 | 9 | 0
2040 | TVA_2_SOCO | TVA | SOCO | Internal | Winter | B18 | 400 | 500 | 0 | 149.91 | 151.32 | 9 | 0
2040 | TVA_2_SOCO | TVA | SOCO | Internal | Winter | B19 | 700 | 500 | 0 | 149.91 | 151.32 | 9 | 0
2040 | TVA_2_SOCO | TVA | SOCO | Internal | Winter | B20 | 935 | 500 | 0 | 86.74 | 76.73 | 9 | 0
2040 | TVA_2_VACAR | TVA | VACAR | Internal | Shoulder | B11 | 25 | 150 | 0 | 157.81 | 159.21 | 9 | 0
2040 | TVA_2_VACAR | TVA | VACAR | Internal | Shoulder | B12 | 200 | 150 | 0 | 148.65 | 145.96 | 9 | 0
2040 | TVA_2_VACAR | TVA | VACAR | Internal | Shoulder | B13 | 600 | 150 | 0 | 148.65 | 142.1 | 9 | 0
2040 | TVA_2_VACAR | TVA | VACAR | Internal | Shoulder | B14 | 900 | 150 | 0 | 148.65 | 142.1 | 9 | 0
2040 | TVA_2_VACAR | TVA | VACAR | Internal | Shoulder | B15 | 1203 | 150 | 0 | 86.5 | 73.5 | 9 | 0
2040 | TVA_2_VACAR | TVA | VACAR | Internal | Summer | B1 | 10 | 150 | 0 | 292.24 | 291.01 | 9 | 0
2040 | TVA_2_VACAR | TVA | VACAR | Internal | Summer | B2 | 25 | 150 | 0 | 291.03 | 291.98 | 9 | 0
2040 | TVA_2_VACAR | TVA | VACAR | Internal | Summer | B3 | 75 | 150 | 0 | 281.15 | 283.14 | 9 | 0
2040 | TVA_2_VACAR | TVA | VACAR | Internal | Summer | B4 | 100 | 150 | 0 | 184.35 | 176.34 | 9 | 0
2040 | TVA_2_VACAR | TVA | VACAR | Internal | Summer | B5 | 200 | 150 | 0 | 173.87 | 175.87 | 9 | 0
2040 | TVA_2_VACAR | TVA | VACAR | Internal | Summer | B6 | 300 | 150 | 0 | 156.48 | 156.96 | 9 | 0
2040 | TVA_2_VACAR | TVA | VACAR | Internal | Summer | B7 | 400 | 150 | 0 | 156.48 | 156.96 | 9 | 0
2040 | TVA_2_VACAR | TVA | VACAR | Internal | Summer | B8 | 500 | 150 | 0 | 156.48 | 156.96 | 9 | 0
2040 | TVA_2_VACAR | TVA | VACAR | Internal | Summer | B9 | 800 | 150 | 0 | 156.48 | 156.96 | 9 | 0
2040 | TVA_2_VACAR | TVA | VACAR | Internal | Summer | B10 | 1262 | 150 | 0 | 93.66 | 96.23 | 9 | 0
2040 | TVA_2_VACAR | TVA | VACAR | Internal | Winter | B16 | 25 | 150 | 0 | 160.79 | 163.78 | 9 | 0
2040 | TVA_2_VACAR | TVA | VACAR | Internal | Winter | B17 | 100 | 150 | 0 | 160.79 | 153.78 | 9 | 0
2040 | TVA_2_VACAR | TVA | VACAR | Internal | Winter | B18 | 400 | 150 | 0 | 149.91 | 144.32 | 9 | 0
2040 | TVA_2_VACAR | TVA | VACAR | Internal | Winter | B19 | 700 | 150 | 0 | 149.91 | 144.32 | 9 | 0
2040 | TVA_2_VACAR | TVA | VACAR | Internal | Winter | B20 | 935 | 150 | 0 | 86.74 | 73.5 | 9 | 0
2040 | TVA_Transmission_2_ENT | TVA_Transmission | ENT | Internal | Shoulder | B11 | 25 | 3000 | 0 | 159.21 | 162.43 | 9 | 0
2040 | TVA_Transmission_2_ENT | TVA_Transmission | ENT | Internal | Shoulder | B12 | 200 | 3000 | 0 | 151.81 | 156.63 | 9 | 0
2040 | TVA_Transmission_2_ENT | TVA_Transmission | ENT | Internal | Shoulder | B13 | 600 | 3000 | 0 | 148.99 | 156.63 | 9 | 0
2040 | TVA_Transmission_2_ENT | TVA_Transmission | ENT | Internal | Shoulder | B14 | 900 | 3000 | 0 | 148.8 | 141.1 | 9 | 0
2040 | TVA_Transmission_2_ENT | TVA_Transmission | ENT | Internal | Shoulder | B15 | 1203 | 3000 | 0 | 86.48 | 78.48 | 9 | 0
2040 | TVA_Transmission_2_ENT | TVA_Transmission | ENT | Internal | Summer | B1 | 10 | 3000 | 0 | 292.23 | 290.01 | 9 | 0
2040 | TVA_Transmission_2_ENT | TVA_Transmission | ENT | Internal | Summer | B2 | 25 | 3000 | 0 | 291.01 | 288.81 | 9 | 0
2040 | TVA_Transmission_2_ENT | TVA_Transmission | ENT | Internal | Summer | B3 | 75 | 3000 | 0 | 281.14 | 282.14 | 9 | 0
2040 | TVA_Transmission_2_ENT | TVA_Transmission | ENT | Internal | Summer | B4 | 100 | 3000 | 39.19 | 184.34 | 193.34 | 9 | 0
2040 | TVA_Transmission_2_ENT | TVA_Transmission | ENT | Internal | Summer | B5 | 200 | 3000 | 0 | 177.28 | 180.56 | 9 | 0
2040 | TVA_Transmission_2_ENT | TVA_Transmission | ENT | Internal | Summer | B6 | 300 | 3000 | 0 | 164.1 | 172.71 | 9 | 0
2040 | TVA_Transmission_2_ENT | TVA_Transmission | ENT | Internal | Summer | B7 | 400 | 3000 | 0 | 156.57 | 165.48 | 9 | 0
2040 | TVA_Transmission_2_ENT | TVA_Transmission | ENT | Internal | Summer | B8 | 500 | 3000 | 0 | 156.47 | 154.98 | 9 | 0
2040 | TVA_Transmission_2_ENT | TVA_Transmission | ENT | Internal | Summer | B9 | 800 | 3000 | 0 | 156.47 | 154.98 | 9 | 0
2040 | TVA_Transmission_2_ENT | TVA_Transmission | ENT | Internal | Summer | B10 | 1262 | 3000 | 0 | 96.23 | 96.23 | 9 | 0
2040 | TVA_Transmission_2_ENT | TVA_Transmission | ENT | Internal | Winter | B16 | 25 | 3000 | 0 | 162.77 | 160.17 | 9 | 0
2040 | TVA_Transmission_2_ENT | TVA_Transmission | ENT | Internal | Winter | B17 | 100 | 3000 | 0 | 160.78 | 160.17 | 9 | 0
2040 | TVA_Transmission_2_ENT | TVA_Transmission | ENT | Internal | Winter | B18 | 400 | 3000 | 0 | 151.32 | 157.41 | 9 | 0
2040 | TVA_Transmission_2_ENT | TVA_Transmission | ENT | Internal | Winter | B19 | 700 | 3000 | 0 | 150.56 | 145.96 | 9 | 0
2040 | TVA_Transmission_2_ENT | TVA_Transmission | ENT | Internal | Winter | B20 | 935 | 3000 | 0 | 86.73 | 78.73 | 9 | 0
2040 | TVA_Transmission_2_MISO_MO-IL | TVA_Transmission | MISO_MO-IL | Internal | Shoulder | B11 | 25 | 4000 | 0 | 159.21 | 155.21 | 9 | 0
2040 | TVA_Transmission_2_MISO_MO-IL | TVA_Transmission | MISO_MO-IL | Internal | Shoulder | B12 | 200 | 4000 | 0 | 151.81 | 153.9 | 9 | 0
2040 | TVA_Transmission_2_MISO_MO-IL | TVA_Transmission | MISO_MO-IL | Internal | Shoulder | B13 | 600 | 4000 | 0 | 148.99 | 153.9 | 9 | 0
2040 | TVA_Transmission_2_MISO_MO-IL | TVA_Transmission | MISO_MO-IL | Internal | Shoulder | B14 | 900 | 4000 | 0 | 148.8 | 149.1 | 9 | 0
2040 | TVA_Transmission_2_MISO_MO-IL | TVA_Transmission | MISO_MO-IL | Internal | Shoulder | B15 | 1203 | 4000 | 0 | 86.48 | 83.47 | 9 | 0
2040 | TVA_Transmission_2_MISO_MO-IL | TVA_Transmission | MISO_MO-IL | Internal | Summer | B1 | 10 | 4000 | 0 | 292.23 | 284.23 | 9 | 0
2040 | TVA_Transmission_2_MISO_MO-IL | TVA_Transmission | MISO_MO-IL | Internal | Summer | B2 | 25 | 4000 | 0 | 291.01 | 284.23 | 9 | 0
2040 | TVA_Transmission_2_MISO_MO-IL | TVA_Transmission | MISO_MO-IL | Internal | Summer | B3 | 75 | 4000 | 0 | 281.14 | 284.23 | 9 | 0
2040 | TVA_Transmission_2_MISO_MO-IL | TVA_Transmission | MISO_MO-IL | Internal | Summer | B4 | 100 | 4000 | 2162.16 | 184.34 | 193.34 | 9 | 0
2040 | TVA_Transmission_2_MISO_MO-IL | TVA_Transmission | MISO_MO-IL | Internal | Summer | B5 | 200 | 4000 | 1599.82 | 177.28 | 186.28 | 9 | 0
2040 | TVA_Transmission_2_MISO_MO-IL | TVA_Transmission | MISO_MO-IL | Internal | Summer | B6 | 300 | 4000 | 1221.6 | 164.1 | 173.1 | 9 | 0
2040 | TVA_Transmission_2_MISO_MO-IL | TVA_Transmission | MISO_MO-IL | Internal | Summer | B7 | 400 | 4000 | 18.04 | 156.57 | 165.57 | 9 | 0
2040 | TVA_Transmission_2_MISO_MO-IL | TVA_Transmission | MISO_MO-IL | Internal | Summer | B8 | 500 | 4000 | 0 | 156.47 | 152.3 | 9 | 0
2040 | TVA_Transmission_2_MISO_MO-IL | TVA_Transmission | MISO_MO-IL | Internal | Summer | B9 | 800 | 4000 | 0 | 156.47 | 152.3 | 9 | 0
2040 | TVA_Transmission_2_MISO_MO-IL | TVA_Transmission | MISO_MO-IL | Internal | Summer | B10 | 1262 | 4000 | 318.13 | 96.23 | 105.23 | 9 | 0
2040 | TVA_Transmission_2_MISO_MO-IL | TVA_Transmission | MISO_MO-IL | Internal | Winter | B16 | 25 | 4000 | 0 | 162.77 | 157.29 | 9 | 0
2040 | TVA_Transmission_2_MISO_MO-IL | TVA_Transmission | MISO_MO-IL | Internal | Winter | B17 | 100 | 4000 | 0 | 160.78 | 157.27 | 9 | 0
2040 | TVA_Transmission_2_MISO_MO-IL | TVA_Transmission | MISO_MO-IL | Internal | Winter | B18 | 400 | 4000 | 0 | 151.32 | 157.27 | 9 | 0
2040 | TVA_Transmission_2_MISO_MO-IL | TVA_Transmission | MISO_MO-IL | Internal | Winter | B19 | 700 | 4000 | 0 | 150.56 | 153.32 | 9 | 0
2040 | TVA_Transmission_2_MISO_MO-IL | TVA_Transmission | MISO_MO-IL | Internal | Winter | B20 | 935 | 4000 | 0 | 86.73 | 82.73 | 9 | 0
2040 | TVA_Transmission_2_NonRTO_Midwest | TVA_Transmission | NonRTO_Midwest | Internal | Shoulder | B11 | 25 | 700 | 0 | 159.21 | 157.66 | 9 | 0
2040 | TVA_Transmission_2_NonRTO_Midwest | TVA_Transmission | NonRTO_Midwest | Internal | Shoulder | B12 | 200 | 700 | 0 | 151.81 | 157.66 | 9 | 0
2040 | TVA_Transmission_2_NonRTO_Midwest | TVA_Transmission | NonRTO_Midwest | Internal | Shoulder | B13 | 600 | 700 | 0 | 148.99 | 157.66 | 9 | 0
2040 | TVA_Transmission_2_NonRTO_Midwest | TVA_Transmission | NonRTO_Midwest | Internal | Shoulder | B14 | 900 | 700 | 0 | 148.8 | 153.72 | 9 | 0
2040 | TVA_Transmission_2_NonRTO_Midwest | TVA_Transmission | NonRTO_Midwest | Internal | Shoulder | B15 | 1203 | 700 | 0 | 86.48 | 95.13 | 9 | 0
2040 | TVA_Transmission_2_NonRTO_Midwest | TVA_Transmission | NonRTO_Midwest | Internal | Summer | B1 | 10 | 700 | 0 | 292.23 | 284.23 | 9 | 0
2040 | TVA_Transmission_2_NonRTO_Midwest | TVA_Transmission | NonRTO_Midwest | Internal | Summer | B2 | 25 | 700 | 0 | 291.01 | 283.01 | 9 | 0
2040 | TVA_Transmission_2_NonRTO_Midwest | TVA_Transmission | NonRTO_Midwest | Internal | Summer | B3 | 75 | 700 | 0 | 281.14 | 273.14 | 9 | 0
2040 | TVA_Transmission_2_NonRTO_Midwest | TVA_Transmission | NonRTO_Midwest | Internal | Summer | B4 | 100 | 700 | 0 | 184.34 | 176.34 | 9 | 0
2040 | TVA_Transmission_2_NonRTO_Midwest | TVA_Transmission | NonRTO_Midwest | Internal | Summer | B5 | 200 | 700 | 0 | 177.28 | 169.28 | 9 | 0
2040 | TVA_Transmission_2_NonRTO_Midwest | TVA_Transmission | NonRTO_Midwest | Internal | Summer | B6 | 300 | 700 | 0 | 164.1 | 156.1 | 9 | 0
2040 | TVA_Transmission_2_NonRTO_Midwest | TVA_Transmission | NonRTO_Midwest | Internal | Summer | B7 | 400 | 700 | 0 | 156.57 | 148.57 | 9 | 0
2040 | TVA_Transmission_2_NonRTO_Midwest | TVA_Transmission | NonRTO_Midwest | Internal | Summer | B8 | 500 | 700 | 0 | 156.47 | 148.47 | 9 | 0
2040 | TVA_Transmission_2_NonRTO_Midwest | TVA_Transmission | NonRTO_Midwest | Internal | Summer | B9 | 800 | 700 | 0 | 156.47 | 148.47 | 9 | 0
2040 | TVA_Transmission_2_NonRTO_Midwest | TVA_Transmission | NonRTO_Midwest | Internal | Summer | B10 | 1262 | 700 | 0 | 96.23 | 98.3 | 9 | 0
2040 | TVA_Transmission_2_NonRTO_Midwest | TVA_Transmission | NonRTO_Midwest | Internal | Winter | B16 | 25 | 700 | 0 | 162.77 | 161.53 | 9 | 0
2040 | TVA_Transmission_2_NonRTO_Midwest | TVA_Transmission | NonRTO_Midwest | Internal | Winter | B17 | 100 | 700 | 0 | 160.78 | 161.53 | 9 | 0
2040 | TVA_Transmission_2_NonRTO_Midwest | TVA_Transmission | NonRTO_Midwest | Internal | Winter | B18 | 400 | 700 | 336.36 | 151.32 | 160.32 | 9 | 0
2040 | TVA_Transmission_2_NonRTO_Midwest | TVA_Transmission | NonRTO_Midwest | Internal | Winter | B19 | 700 | 700 | 0 | 150.56 | 155.16 | 9 | 0
2040 | TVA_Transmission_2_NonRTO_Midwest | TVA_Transmission | NonRTO_Midwest | Internal | Winter | B20 | 935 | 700 | 316.4 | 86.73 | 95.73 | 9 | 0
2040 | TVA_Transmission_2_PJM_ROR | TVA_Transmission | PJM_ROR | Internal | Shoulder | B11 | 25 | 2000 | 0 | 159.21 | 153.21 | 9 | 0
2040 | TVA_Transmission_2_PJM_ROR | TVA_Transmission | PJM_ROR | Internal | Shoulder | B12 | 200 | 2000 | 0 | 151.81 | 153.83 | 9 | 0
2040 | TVA_Transmission_2_PJM_ROR | TVA_Transmission | PJM_ROR | Internal | Shoulder | B13 | 600 | 2000 | 0 | 148.99 | 149.76 | 9 | 0
2040 | TVA_Transmission_2_PJM_ROR | TVA_Transmission | PJM_ROR | Internal | Shoulder | B14 | 900 | 2000 | 0 | 148.8 | 149.1 | 9 | 0
2040 | TVA_Transmission_2_PJM_ROR | TVA_Transmission | PJM_ROR | Internal | Shoulder | B15 | 1203 | 2000 | 0 | 86.48 | 81.47 | 9 | 0
2040 | TVA_Transmission_2_PJM_ROR | TVA_Transmission | PJM_ROR | Internal | Summer | B1 | 10 | 2000 | 0 | 292.23 | 285.01 | 9 | 0
2040 | TVA_Transmission_2_PJM_ROR | TVA_Transmission | PJM_ROR | Internal | Summer | B2 | 25 | 2000 | 0 | 291.01 | 285.01 | 9 | 0
2040 | TVA_Transmission_2_PJM_ROR | TVA_Transmission | PJM_ROR | Internal | Summer | B3 | 75 | 2000 | 0 | 281.14 | 277.14 | 9 | 0
2040 | TVA_Transmission_2_PJM_ROR | TVA_Transmission | PJM_ROR | Internal | Summer | B4 | 100 | 2000 | 0 | 184.34 | 186.48 | 9 | 0
2040 | TVA_Transmission_2_PJM_ROR | TVA_Transmission | PJM_ROR | Internal | Summer | B5 | 200 | 2000 | 0 | 177.28 | 182.87 | 9 | 0
2040 | TVA_Transmission_2_PJM_ROR | TVA_Transmission | PJM_ROR | Internal | Summer | B6 | 300 | 2000 | 0 | 164.1 | 171.1 | 9 | 0
2040 | TVA_Transmission_2_PJM_ROR | TVA_Transmission | PJM_ROR | Internal | Summer | B7 | 400 | 2000 | 0 | 156.57 | 163.96 | 9 | 0
2040 | TVA_Transmission_2_PJM_ROR | TVA_Transmission | PJM_ROR | Internal | Summer | B8 | 500 | 2000 | 0 | 156.47 | 154.3 | 9 | 0
2040 | TVA_Transmission_2_PJM_ROR | TVA_Transmission | PJM_ROR | Internal | Summer | B9 | 800 | 2000 | 0 | 156.47 | 152.06 | 9 | 0
2040 | TVA_Transmission_2_PJM_ROR | TVA_Transmission | PJM_ROR | Internal | Summer | B10 | 1262 | 2000 | 2000 | 96.23 | 107.85 | 9 | 2.62
2040 | TVA_Transmission_2_PJM_ROR | TVA_Transmission | PJM_ROR | Internal | Winter | B16 | 25 | 2000 | 0 | 162.77 | 157.78 | 9 | 0
2040 | TVA_Transmission_2_PJM_ROR | TVA_Transmission | PJM_ROR | Internal | Winter | B17 | 100 | 2000 | 0 | 160.78 | 157.78 | 9 | 0
2040 | TVA_Transmission_2_PJM_ROR | TVA_Transmission | PJM_ROR | Internal | Winter | B18 | 400 | 2000 | 0 | 151.32 | 154.95 | 9 | 0
2040 | TVA_Transmission_2_PJM_ROR | TVA_Transmission | PJM_ROR | Internal | Winter | B19 | 700 | 2000 | 0 | 150.56 | 151.32 | 9 | 0
2040 | TVA_Transmission_2_PJM_ROR | TVA_Transmission | PJM_ROR | Internal | Winter | B20 | 935 | 2000 | 0 | 86.73 | 80.73 | 9 | 0
2040 | TVA_Transmission_2_SOCO | TVA_Transmission | SOCO | Internal | Shoulder | B11 | 25 | 3200 | 1414.8 | 159.21 | 168.21 | 9 | 0
2040 | TVA_Transmission_2_SOCO | TVA_Transmission | SOCO | Internal | Shoulder | B12 | 200 | 3200 | 0 | 151.81 | 152.96 | 9 | 0
2040 | TVA_Transmission_2_SOCO | TVA_Transmission | SOCO | Internal | Shoulder | B13 | 600 | 3200 | 0 | 148.99 | 149.1 | 9 | 0
2040 | TVA_Transmission_2_SOCO | TVA_Transmission | SOCO | Internal | Shoulder | B14 | 900 | 3200 | 0 | 148.8 | 149.1 | 9 | 0
2040 | TVA_Transmission_2_SOCO | TVA_Transmission | SOCO | Internal | Shoulder | B15 | 1203 | 3200 | 0 | 86.48 | 76.48 | 9 | 0
2040 | TVA_Transmission_2_SOCO | TVA_Transmission | SOCO | Internal | Summer | B1 | 10 | 3200 | 0 | 292.23 | 298.01 | 9 | 0
2040 | TVA_Transmission_2_SOCO | TVA_Transmission | SOCO | Internal | Summer | B2 | 25 | 3200 | 0 | 291.01 | 296.81 | 9 | 0
2040 | TVA_Transmission_2_SOCO | TVA_Transmission | SOCO | Internal | Summer | B3 | 75 | 3200 | 1118.1 | 281.14 | 290.14 | 9 | 0
2040 | TVA_Transmission_2_SOCO | TVA_Transmission | SOCO | Internal | Summer | B4 | 100 | 3200 | 0 | 184.34 | 183.34 | 9 | 0
2040 | TVA_Transmission_2_SOCO | TVA_Transmission | SOCO | Internal | Summer | B5 | 200 | 3200 | 0 | 177.28 | 182.87 | 9 | 0
2040 | TVA_Transmission_2_SOCO | TVA_Transmission | SOCO | Internal | Summer | B6 | 300 | 3200 | 0 | 164.1 | 163.96 | 9 | 0
2040 | TVA_Transmission_2_SOCO | TVA_Transmission | SOCO | Internal | Summer | B7 | 400 | 3200 | 0 | 156.57 | 163.96 | 9 | 0
2040 | TVA_Transmission_2_SOCO | TVA_Transmission | SOCO | Internal | Summer | B8 | 500 | 3200 | 0 | 156.47 | 157.34 | 9 | 0
2040 | TVA_Transmission_2_SOCO | TVA_Transmission | SOCO | Internal | Summer | B9 | 800 | 3200 | 0 | 156.47 | 157.02 | 9 | 0
2040 | TVA_Transmission_2_SOCO | TVA_Transmission | SOCO | Internal | Summer | B10 | 1262 | 3200 | 0 | 96.23 | 86.23 | 9 | 0
2040 | TVA_Transmission_2_SOCO | TVA_Transmission | SOCO | Internal | Winter | B16 | 25 | 3200 | 0 | 162.77 | 170.78 | 9 | 0
2040 | TVA_Transmission_2_SOCO | TVA_Transmission | SOCO | Internal | Winter | B17 | 100 | 3200 | 0 | 160.78 | 160.78 | 9 | 0
2040 | TVA_Transmission_2_SOCO | TVA_Transmission | SOCO | Internal | Winter | B18 | 400 | 3200 | 0 | 151.32 | 151.32 | 9 | 0
2040 | TVA_Transmission_2_SOCO | TVA_Transmission | SOCO | Internal | Winter | B19 | 700 | 3200 | 0 | 150.56 | 151.32 | 9 | 0
2040 | TVA_Transmission_2_SOCO | TVA_Transmission | SOCO | Internal | Winter | B20 | 935 | 3200 | 0 | 86.73 | 76.73 | 9 | 0
2040 | TVA_Transmission_2_TVA | TVA_Transmission | TVA | Internal | Shoulder | B11 | 25 | 99999 | 0 | 159.21 | 157.81 | 0.01 | 0
2040 | TVA_Transmission_2_TVA | TVA_Transmission | TVA | Internal | Shoulder | B12 | 200 | 99999 | 0 | 151.81 | 148.65 | 0.01 | 0
2040 | TVA_Transmission_2_TVA | TVA_Transmission | TVA | Internal | Shoulder | B13 | 600 | 99999 | 0 | 148.99 | 148.65 | 0.01 | 0
2040 | TVA_Transmission_2_TVA | TVA_Transmission | TVA | Internal | Shoulder | B14 | 900 | 99999 | 0 | 148.8 | 148.65 | 0.01 | 0
2040 | TVA_Transmission_2_TVA | TVA_Transmission | TVA | Internal | Shoulder | B15 | 1203 | 99999 | 2674.72 | 86.48 | 86.5 | 0.01 | 0
2040 | TVA_Transmission_2_TVA | TVA_Transmission | TVA | Internal | Summer | B1 | 10 | 99999 | 3036.56 | 292.23 | 292.24 | 0.01 | 0
2040 | TVA_Transmission_2_TVA | TVA_Transmission | TVA | Internal | Summer | B2 | 25 | 99999 | 2261.41 | 291.01 | 291.03 | 0.01 | 0
2040 | TVA_Transmission_2_TVA | TVA_Transmission | TVA | Internal | Summer | B3 | 75 | 99999 | 733.39 | 281.14 | 281.15 | 0.01 | 0
2040 | TVA_Transmission_2_TVA | TVA_Transmission | TVA | Internal | Summer | B4 | 100 | 99999 | 28.67 | 184.34 | 184.35 | 0.01 | 0
2040 | TVA_Transmission_2_TVA | TVA_Transmission | TVA | Internal | Summer | B5 | 200 | 99999 | 0 | 177.28 | 173.87 | 0.01 | 0
2040 | TVA_Transmission_2_TVA | TVA_Transmission | TVA | Internal | Summer | B6 | 300 | 99999 | 0 | 164.1 | 156.48 | 0.01 | 0
2040 | TVA_Transmission_2_TVA | TVA_Transmission | TVA | Internal | Summer | B7 | 400 | 99999 | 0 | 156.57 | 156.48 | 0.01 | 0
2040 | TVA_Transmission_2_TVA | TVA_Transmission | TVA | Internal | Summer | B8 | 500 | 99999 | 174.59 | 156.47 | 156.48 | 0.01 | 0
2040 | TVA_Transmission_2_TVA | TVA_Transmission | TVA | Internal | Summer | B9 | 800 | 99999 | 559.31 | 156.47 | 156.48 | 0.01 | 0
2040 | TVA_Transmission_2_TVA | TVA_Transmission | TVA | Internal | Summer | B10 | 1262 | 99999 | 0 | 96.23 | 93.66 | 0.01 | 0
2040 | TVA_Transmission_2_TVA | TVA_Transmission | TVA | Internal | Winter | B16 | 25 | 99999 | 0 | 162.77 | 160.79 | 0.01 | 0
2040 | TVA_Transmission_2_TVA | TVA_Transmission | TVA | Internal | Winter | B17 | 100 | 99999 | 487.66 | 160.78 | 160.79 | 0.01 | 0
2040 | TVA_Transmission_2_TVA | TVA_Transmission | TVA | Internal | Winter | B18 | 400 | 99999 | 0 | 151.32 | 149.91 | 0.01 | 0
2040 | TVA_Transmission_2_TVA | TVA_Transmission | TVA | Internal | Winter | B19 | 700 | 99999 | 0 | 150.56 | 149.91 | 0.01 | 0
2040 | TVA_Transmission_2_TVA | TVA_Transmission | TVA | Internal | Winter | B20 | 935 | 99999 | 3080.01 | 86.73 | 86.74 | 0.01 | 0
2040 | TVA_Transmission_2_VACAR | TVA_Transmission | VACAR | Internal | Shoulder | B11 | 25 | 900 | 0 | 159.21 | 159.21 | 9 | 0
2040 | TVA_Transmission_2_VACAR | TVA_Transmission | VACAR | Internal | Shoulder | B12 | 200 | 900 | 0 | 151.81 | 145.96 | 9 | 0
2040 | TVA_Transmission_2_VACAR | TVA_Transmission | VACAR | Internal | Shoulder | B13 | 600 | 900 | 0 | 148.99 | 142.1 | 9 | 0
2040 | TVA_Transmission_2_VACAR | TVA_Transmission | VACAR | Internal | Shoulder | B14 | 900 | 900 | 0 | 148.8 | 142.1 | 9 | 0
2040 | TVA_Transmission_2_VACAR | TVA_Transmission | VACAR | Internal | Shoulder | B15 | 1203 | 900 | 0 | 86.48 | 73.5 | 9 | 0
2040 | TVA_Transmission_2_VACAR | TVA_Transmission | VACAR | Internal | Summer | B1 | 10 | 900 | 0 | 292.23 | 291.01 | 9 | 0
2040 | TVA_Transmission_2_VACAR | TVA_Transmission | VACAR | Internal | Summer | B2 | 25 | 900 | 0 | 291.01 | 291.98 | 9 | 0
2040 | TVA_Transmission_2_VACAR | TVA_Transmission | VACAR | Internal | Summer | B3 | 75 | 900 | 0 | 281.14 | 283.14 | 9 | 0
2040 | TVA_Transmission_2_VACAR | TVA_Transmission | VACAR | Internal | Summer | B4 | 100 | 900 | 0 | 184.34 | 176.34 | 9 | 0
2040 | TVA_Transmission_2_VACAR | TVA_Transmission | VACAR | Internal | Summer | B5 | 200 | 900 | 0 | 177.28 | 175.87 | 9 | 0
2040 | TVA_Transmission_2_VACAR | TVA_Transmission | VACAR | Internal | Summer | B6 | 300 | 900 | 0 | 164.1 | 156.96 | 9 | 0
2040 | TVA_Transmission_2_VACAR | TVA_Transmission | VACAR | Internal | Summer | B7 | 400 | 900 | 0 | 156.57 | 156.96 | 9 | 0
2040 | TVA_Transmission_2_VACAR | TVA_Transmission | VACAR | Internal | Summer | B8 | 500 | 900 | 0 | 156.47 | 156.96 | 9 | 0
2040 | TVA_Transmission_2_VACAR | TVA_Transmission | VACAR | Internal | Summer | B9 | 800 | 900 | 0 | 156.47 | 156.96 | 9 | 0
2040 | TVA_Transmission_2_VACAR | TVA_Transmission | VACAR | Internal | Summer | B10 | 1262 | 900 | 0 | 96.23 | 96.23 | 9 | 0
2040 | TVA_Transmission_2_VACAR | TVA_Transmission | VACAR | Internal | Winter | B16 | 25 | 900 | 0 | 162.77 | 163.78 | 9 | 0
2040 | TVA_Transmission_2_VACAR | TVA_Transmission | VACAR | Internal | Winter | B17 | 100 | 900 | 0 | 160.78 | 153.78 | 9 | 0
2040 | TVA_Transmission_2_VACAR | TVA_Transmission | VACAR | Internal | Winter | B18 | 400 | 900 | 0 | 151.32 | 144.32 | 9 | 0
2040 | TVA_Transmission_2_VACAR | TVA_Transmission | VACAR | Internal | Winter | B19 | 700 | 900 | 0 | 150.56 | 144.32 | 9 | 0
2040 | TVA_Transmission_2_VACAR | TVA_Transmission | VACAR | Internal | Winter | B20 | 935 | 900 | 0 | 86.73 | 73.5 | 9 | 0
2040 | VACAR_2_PJM_ROR | VACAR | PJM_ROR | Internal | Shoulder | B11 | 25 | 2000 | 0 | 159.21 | 153.21 | 7 | 0
2040 | VACAR_2_PJM_ROR | VACAR | PJM_ROR | Internal | Shoulder | B12 | 200 | 2000 | 2000 | 145.96 | 153.83 | 7 | 0.86
2040 | VACAR_2_PJM_ROR | VACAR | PJM_ROR | Internal | Shoulder | B13 | 600 | 2000 | 2000 | 142.1 | 149.76 | 7 | 0.65
2040 | VACAR_2_PJM_ROR | VACAR | PJM_ROR | Internal | Shoulder | B14 | 900 | 2000 | 396 | 142.1 | 149.1 | 7 | 0
2040 | VACAR_2_PJM_ROR | VACAR | PJM_ROR | Internal | Shoulder | B15 | 1203 | 2000 | 2000 | 73.5 | 81.47 | 7 | 0.98
2040 | VACAR_2_PJM_ROR | VACAR | PJM_ROR | Internal | Summer | B1 | 10 | 2000 | 0 | 291.01 | 285.01 | 7 | 0
2040 | VACAR_2_PJM_ROR | VACAR | PJM_ROR | Internal | Summer | B2 | 25 | 2000 | 0 | 291.98 | 285.01 | 7 | 0
2040 | VACAR_2_PJM_ROR | VACAR | PJM_ROR | Internal | Summer | B3 | 75 | 2000 | 0 | 283.14 | 277.14 | 7 | 0
2040 | VACAR_2_PJM_ROR | VACAR | PJM_ROR | Internal | Summer | B4 | 100 | 2000 | 2000 | 176.34 | 186.48 | 7 | 3.14
2040 | VACAR_2_PJM_ROR | VACAR | PJM_ROR | Internal | Summer | B5 | 200 | 2000 | 289.45 | 175.87 | 182.87 | 7 | 0
2040 | VACAR_2_PJM_ROR | VACAR | PJM_ROR | Internal | Summer | B6 | 300 | 2000 | 2000 | 156.96 | 171.1 | 7 | 7.14
2040 | VACAR_2_PJM_ROR | VACAR | PJM_ROR | Internal | Summer | B7 | 400 | 2000 | 1239.8 | 156.96 | 163.96 | 7 | 0
2040 | VACAR_2_PJM_ROR | VACAR | PJM_ROR | Internal | Summer | B8 | 500 | 2000 | 0 | 156.96 | 154.3 | 7 | 0
2040 | VACAR_2_PJM_ROR | VACAR | PJM_ROR | Internal | Summer | B9 | 800 | 2000 | 0 | 156.96 | 152.06 | 7 | 0
2040 | VACAR_2_PJM_ROR | VACAR | PJM_ROR | Internal | Summer | B10 | 1262 | 2000 | 2000 | 96.23 | 107.85 | 7 | 4.62
2040 | VACAR_2_PJM_ROR | VACAR | PJM_ROR | Internal | Winter | B16 | 25 | 2000 | 0 | 163.78 | 157.78 | 7 | 0
2040 | VACAR_2_PJM_ROR | VACAR | PJM_ROR | Internal | Winter | B17 | 100 | 2000 | 0 | 153.78 | 157.78 | 7 | 0
2040 | VACAR_2_PJM_ROR | VACAR | PJM_ROR | Internal | Winter | B18 | 400 | 2000 | 2000 | 144.32 | 154.95 | 7 | 3.63
2040 | VACAR_2_PJM_ROR | VACAR | PJM_ROR | Internal | Winter | B19 | 700 | 2000 | 1978.86 | 144.32 | 151.32 | 7 | 0
2040 | VACAR_2_PJM_ROR | VACAR | PJM_ROR | Internal | Winter | B20 | 935 | 2000 | 2000 | 73.5 | 80.73 | 7 | 0.23
2040 | VACAR_2_SOCO | VACAR | SOCO | Internal | Shoulder | B11 | 25 | 3000 | 3000 | 159.21 | 168.21 | 7 | 2
2040 | VACAR_2_SOCO | VACAR | SOCO | Internal | Shoulder | B12 | 200 | 3000 | 216.61 | 145.96 | 152.96 | 7 | 0
2040 | VACAR_2_SOCO | VACAR | SOCO | Internal | Shoulder | B13 | 600 | 3000 | 2113.57 | 142.1 | 149.1 | 7 | 0
2040 | VACAR_2_SOCO | VACAR | SOCO | Internal | Shoulder | B14 | 900 | 3000 | 2722.57 | 142.1 | 149.1 | 7 | 0
2040 | VACAR_2_SOCO | VACAR | SOCO | Internal | Shoulder | B15 | 1203 | 3000 | 0 | 73.5 | 76.48 | 7 | 0
2040 | VACAR_2_SOCO | VACAR | SOCO | Internal | Summer | B1 | 10 | 3000 | 421.48 | 291.01 | 298.01 | 7 | 0
2040 | VACAR_2_SOCO | VACAR | SOCO | Internal | Summer | B2 | 25 | 3000 | 0 | 291.98 | 296.81 | 7 | 0
2040 | VACAR_2_SOCO | VACAR | SOCO | Internal | Summer | B3 | 75 | 3000 | 899.05 | 283.14 | 290.14 | 7 | 0
2040 | VACAR_2_SOCO | VACAR | SOCO | Internal | Summer | B4 | 100 | 3000 | 2637.71 | 176.34 | 183.34 | 7 | 0
2040 | VACAR_2_SOCO | VACAR | SOCO | Internal | Summer | B5 | 200 | 3000 | 2999.25 | 175.87 | 182.87 | 7 | 0
2040 | VACAR_2_SOCO | VACAR | SOCO | Internal | Summer | B6 | 300 | 3000 | 2770.06 | 156.96 | 163.96 | 7 | 0
2040 | VACAR_2_SOCO | VACAR | SOCO | Internal | Summer | B7 | 400 | 3000 | 1097.09 | 156.96 | 163.96 | 7 | 0
2040 | VACAR_2_SOCO | VACAR | SOCO | Internal | Summer | B8 | 500 | 3000 | 0 | 156.96 | 157.34 | 7 | 0
2040 | VACAR_2_SOCO | VACAR | SOCO | Internal | Summer | B9 | 800 | 3000 | 0 | 156.96 | 157.02 | 7 | 0
2040 | VACAR_2_SOCO | VACAR | SOCO | Internal | Summer | B10 | 1262 | 3000 | 0 | 96.23 | 86.23 | 7 | 0
2040 | VACAR_2_SOCO | VACAR | SOCO | Internal | Winter | B16 | 25 | 3000 | 1025.6 | 163.78 | 170.78 | 7 | 0
2040 | VACAR_2_SOCO | VACAR | SOCO | Internal | Winter | B17 | 100 | 3000 | 912.76 | 153.78 | 160.78 | 7 | 0
2040 | VACAR_2_SOCO | VACAR | SOCO | Internal | Winter | B18 | 400 | 3000 | 1303.12 | 144.32 | 151.32 | 7 | 0
2040 | VACAR_2_SOCO | VACAR | SOCO | Internal | Winter | B19 | 700 | 3000 | 2094.39 | 144.32 | 151.32 | 7 | 0
2040 | VACAR_2_SOCO | VACAR | SOCO | Internal | Winter | B20 | 935 | 3000 | 0 | 73.5 | 76.73 | 7 | 0
2040 | VACAR_2_TVA_Transmission | VACAR | TVA_Transmission | Internal | Shoulder | B11 | 25 | 900 | 0 | 159.21 | 159.21 | 7 | 0
2040 | VACAR_2_TVA_Transmission | VACAR | TVA_Transmission | Internal | Shoulder | B12 | 200 | 900 | 0 | 145.96 | 151.81 | 7 | 0
2040 | VACAR_2_TVA_Transmission | VACAR | TVA_Transmission | Internal | Shoulder | B13 | 600 | 900 | 0 | 142.1 | 148.99 | 7 | 0
2040 | VACAR_2_TVA_Transmission | VACAR | TVA_Transmission | Internal | Shoulder | B14 | 900 | 900 | 0 | 142.1 | 148.8 | 7 | 0
2040 | VACAR_2_TVA_Transmission | VACAR | TVA_Transmission | Internal | Shoulder | B15 | 1203 | 900 | 900 | 73.5 | 86.48 | 7 | 5.99
2040 | VACAR_2_TVA_Transmission | VACAR | TVA_Transmission | Internal | Summer | B1 | 10 | 900 | 0 | 291.01 | 292.23 | 7 | 0
2040 | VACAR_2_TVA_Transmission | VACAR | TVA_Transmission | Internal | Summer | B2 | 25 | 900 | 0 | 291.98 | 291.01 | 7 | 0
2040 | VACAR_2_TVA_Transmission | VACAR | TVA_Transmission | Internal | Summer | B3 | 75 | 900 | 0 | 283.14 | 281.14 | 7 | 0
2040 | VACAR_2_TVA_Transmission | VACAR | TVA_Transmission | Internal | Summer | B4 | 100 | 900 | 900 | 176.34 | 184.34 | 7 | 1
2040 | VACAR_2_TVA_Transmission | VACAR | TVA_Transmission | Internal | Summer | B5 | 200 | 900 | 0 | 175.87 | 177.28 | 7 | 0
2040 | VACAR_2_TVA_Transmission | VACAR | TVA_Transmission | Internal | Summer | B6 | 300 | 900 | 900 | 156.96 | 164.1 | 7 | 0.14
2040 | VACAR_2_TVA_Transmission | VACAR | TVA_Transmission | Internal | Summer | B7 | 400 | 900 | 0 | 156.96 | 156.57 | 7 | 0
2040 | VACAR_2_TVA_Transmission | VACAR | TVA_Transmission | Internal | Summer | B8 | 500 | 900 | 0 | 156.96 | 156.47 | 7 | 0
2040 | VACAR_2_TVA_Transmission | VACAR | TVA_Transmission | Internal | Summer | B9 | 800 | 900 | 0 | 156.96 | 156.47 | 7 | 0
2040 | VACAR_2_TVA_Transmission | VACAR | TVA_Transmission | Internal | Summer | B10 | 1262 | 900 | 0 | 96.23 | 96.23 | 7 | 0
2040 | VACAR_2_TVA_Transmission | VACAR | TVA_Transmission | Internal | Winter | B16 | 25 | 900 | 0 | 163.78 | 162.77 | 7 | 0
2040 | VACAR_2_TVA_Transmission | VACAR | TVA_Transmission | Internal | Winter | B17 | 100 | 900 | 487.66 | 153.78 | 160.78 | 7 | 0
2040 | VACAR_2_TVA_Transmission | VACAR | TVA_Transmission | Internal | Winter | B18 | 400 | 900 | 336.36 | 144.32 | 151.32 | 7 | 0
2040 | VACAR_2_TVA_Transmission | VACAR | TVA_Transmission | Internal | Winter | B19 | 700 | 900 | 0 | 144.32 | 150.56 | 7 | 0
2040 | VACAR_2_TVA_Transmission | VACAR | TVA_Transmission | Internal | Winter | B20 | 935 | 900 | 900 | 73.5 | 86.73 | 7 | 6.23
2015 | AZ_NM_SNV_Coal_2_SPP_S | AZ_NM_SNV_Coal | SPP_S | External | Shoulder | B11 | 25 | 400 | 400 | 57.72 | 83.05 | 8.17 | 17.17
2015 | AZ_NM_SNV_Coal_2_SPP_S | AZ_NM_SNV_Coal | SPP_S | External | Shoulder | B12 | 200 | 400 | 0 | 57.72 | 60.04 | 8.17 | 0
2015 | AZ_NM_SNV_Coal_2_SPP_S | AZ_NM_SNV_Coal | SPP_S | External | Shoulder | B13 | 600 | 400 | 0 | 57.72 | 58.32 | 8.17 | 0
2015 | AZ_NM_SNV_Coal_2_SPP_S | AZ_NM_SNV_Coal | SPP_S | External | Shoulder | B14 | 900 | 400 | 0 | 57.72 | 57.39 | 8.17 | 0
2015 | AZ_NM_SNV_Coal_2_SPP_S | AZ_NM_SNV_Coal | SPP_S | External | Shoulder | B15 | 1203 | 400 | 0 | 57.72 | 57.39 | 8.17 | 0
2015 | AZ_NM_SNV_Coal_2_SPP_S | AZ_NM_SNV_Coal | SPP_S | External | Summer | B1 | 10 | 400 | 400 | 78.67 | 90.44 | 8.17 | 3.6
2015 | AZ_NM_SNV_Coal_2_SPP_S | AZ_NM_SNV_Coal | SPP_S | External | Summer | B2 | 25 | 400 | 400 | 75.62 | 90.44 | 8.17 | 6.65
2015 | AZ_NM_SNV_Coal_2_SPP_S | AZ_NM_SNV_Coal | SPP_S | External | Summer | B3 | 75 | 400 | 400 | 75.62 | 90.43 | 8.17 | 6.65
2015 | AZ_NM_SNV_Coal_2_SPP_S | AZ_NM_SNV_Coal | SPP_S | External | Summer | B4 | 100 | 400 | 0 | 75.62 | 83.01 | 8.17 | 0
2015 | AZ_NM_SNV_Coal_2_SPP_S | AZ_NM_SNV_Coal | SPP_S | External | Summer | B5 | 200 | 400 | 400 | 62.58 | 81.19 | 8.17 | 10.45
2015 | AZ_NM_SNV_Coal_2_SPP_S | AZ_NM_SNV_Coal | SPP_S | External | Summer | B6 | 300 | 400 | 400 | 59.95 | 72.59 | 8.17 | 4.47
2015 | AZ_NM_SNV_Coal_2_SPP_S | AZ_NM_SNV_Coal | SPP_S | External | Summer | B7 | 400 | 400 | 0 | 57.92 | 63.5 | 8.17 | 0
2015 | AZ_NM_SNV_Coal_2_SPP_S | AZ_NM_SNV_Coal | SPP_S | External | Summer | B8 | 500 | 400 | 0 | 57.92 | 58.71 | 8.17 | 0
2015 | AZ_NM_SNV_Coal_2_SPP_S | AZ_NM_SNV_Coal | SPP_S | External | Summer | B9 | 800 | 400 | 0 | 57.89 | 56.13 | 8.17 | 0
2015 | AZ_NM_SNV_Coal_2_SPP_S | AZ_NM_SNV_Coal | SPP_S | External | Summer | B10 | 1262 | 400 | 0 | 56.31 | 56 | 8.17 | 0
2015 | AZ_NM_SNV_Coal_2_SPP_S | AZ_NM_SNV_Coal | SPP_S | External | Winter | B16 | 25 | 400 | 400 | 60.36 | 70.71 | 8.17 | 2.18
2015 | AZ_NM_SNV_Coal_2_SPP_S | AZ_NM_SNV_Coal | SPP_S | External | Winter | B17 | 100 | 400 | 0 | 60.36 | 60.25 | 8.17 | 0
2015 | AZ_NM_SNV_Coal_2_SPP_S | AZ_NM_SNV_Coal | SPP_S | External | Winter | B18 | 400 | 400 | 0 | 60.36 | 59.87 | 8.17 | 0
2015 | AZ_NM_SNV_Coal_2_SPP_S | AZ_NM_SNV_Coal | SPP_S | External | Winter | B19 | 700 | 400 | 0 | 60.36 | 59.74 | 8.17 | 0
2015 | AZ_NM_SNV_Coal_2_SPP_S | AZ_NM_SNV_Coal | SPP_S | External | Winter | B20 | 935 | 400 | 0 | 60.36 | 59.74 | 8.17 | 0
2015 | ERCOT_2_SPP_S | ERCOT | SPP_S | External | Shoulder | B11 | 25 | 800 | 0 | 84 | 83.05 | 8 | 0
2015 | ERCOT_2_SPP_S | ERCOT | SPP_S | External | Shoulder | B12 | 200 | 800 | 0 | 59 | 60.04 | 8 | 0
2015 | ERCOT_2_SPP_S | ERCOT | SPP_S | External | Shoulder | B13 | 600 | 800 | 0 | 57.25 | 58.32 | 8 | 0
2015 | ERCOT_2_SPP_S | ERCOT | SPP_S | External | Shoulder | B14 | 900 | 800 | 0 | 57.25 | 57.39 | 8 | 0
2015 | ERCOT_2_SPP_S | ERCOT | SPP_S | External | Shoulder | B15 | 1203 | 800 | 0 | 57.25 | 57.39 | 8 | 0
2015 | ERCOT_2_SPP_S | ERCOT | SPP_S | External | Summer | B1 | 10 | 800 | 130.36 | 82.44 | 90.44 | 8 | 0
2015 | ERCOT_2_SPP_S | ERCOT | SPP_S | External | Summer | B2 | 25 | 800 | 298.01 | 82.44 | 90.44 | 8 | 0
2015 | ERCOT_2_SPP_S | ERCOT | SPP_S | External | Summer | B3 | 75 | 800 | 0 | 82.44 | 90.43 | 8 | 0
2015 | ERCOT_2_SPP_S | ERCOT | SPP_S | External | Summer | B4 | 100 | 800 | 0 | 82.44 | 83.01 | 8 | 0
2015 | ERCOT_2_SPP_S | ERCOT | SPP_S | External | Summer | B5 | 200 | 800 | 0 | 82.44 | 81.19 | 8 | 0
2015 | ERCOT_2_SPP_S | ERCOT | SPP_S | External | Summer | B6 | 300 | 800 | 0 | 69.51 | 72.59 | 8 | 0
2015 | ERCOT_2_SPP_S | ERCOT | SPP_S | External | Summer | B7 | 400 | 800 | 0 | 61.33 | 63.5 | 8 | 0
2015 | ERCOT_2_SPP_S | ERCOT | SPP_S | External | Summer | B8 | 500 | 800 | 0 | 56.2 | 58.71 | 8 | 0
2015 | ERCOT_2_SPP_S | ERCOT | SPP_S | External | Summer | B9 | 800 | 800 | 0 | 56.2 | 56.13 | 8 | 0
2015 | ERCOT_2_SPP_S | ERCOT | SPP_S | External | Summer | B10 | 1262 | 800 | 0 | 56.2 | 56 | 8 | 0
2015 | ERCOT_2_SPP_S | ERCOT | SPP_S | External | Winter | B16 | 25 | 800 | 664.77 | 62.71 | 70.71 | 8 | 0
2015 | ERCOT_2_SPP_S | ERCOT | SPP_S | External | Winter | B17 | 100 | 800 | 0 | 59.45 | 60.25 | 8 | 0
2015 | ERCOT_2_SPP_S | ERCOT | SPP_S | External | Winter | B18 | 400 | 800 | 0 | 59.45 | 59.87 | 8 | 0
2015 | ERCOT_2_SPP_S | ERCOT | SPP_S | External | Winter | B19 | 700 | 800 | 0 | 59.45 | 59.74 | 8 | 0
2015 | ERCOT_2_SPP_S | ERCOT | SPP_S | External | Winter | B20 | 935 | 800 | 0 | 59.4 | 59.74 | 8 | 0
2015 | MAPP_US_2_RMPA | MAPP_US | RMPA | External | Shoulder | B11 | 25 | 200 | 0 | 69.33 | 65.87 | 8 | 0
2015 | MAPP_US_2_RMPA | MAPP_US | RMPA | External | Shoulder | B12 | 200 | 200 | 0 | 57.48 | 60.98 | 8 | 0
2015 | MAPP_US_2_RMPA | MAPP_US | RMPA | External | Shoulder | B13 | 600 | 200 | 0 | 55.45 | 60.8 | 8 | 0
2015 | MAPP_US_2_RMPA | MAPP_US | RMPA | External | Shoulder | B14 | 900 | 200 | 0 | 55.45 | 60.8 | 8 | 0
2015 | MAPP_US_2_RMPA | MAPP_US | RMPA | External | Shoulder | B15 | 1203 | 200 | 0 | 55.45 | 60.8 | 8 | 0
2015 | MAPP_US_2_RMPA | MAPP_US | RMPA | External | Summer | B1 | 10 | 200 | 0 | 84.75 | 86.84 | 8 | 0
2015 | MAPP_US_2_RMPA | MAPP_US | RMPA | External | Summer | B2 | 25 | 200 | 0 | 84.38 | 83.38 | 8 | 0
2015 | MAPP_US_2_RMPA | MAPP_US | RMPA | External | Summer | B3 | 75 | 200 | 0 | 84.38 | 83.39 | 8 | 0
2015 | MAPP_US_2_RMPA | MAPP_US | RMPA | External | Summer | B4 | 100 | 200 | 0 | 79.86 | 78.86 | 8 | 0
2015 | MAPP_US_2_RMPA | MAPP_US | RMPA | External | Summer | B5 | 200 | 200 | 0 | 73.79 | 66.06 | 8 | 0
2015 | MAPP_US_2_RMPA | MAPP_US | RMPA | External | Summer | B6 | 300 | 200 | 0 | 60.27 | 59.27 | 8 | 0
2015 | MAPP_US_2_RMPA | MAPP_US | RMPA | External | Summer | B7 | 400 | 200 | 0 | 52.68 | 59.27 | 8 | 0
2015 | MAPP_US_2_RMPA | MAPP_US | RMPA | External | Summer | B8 | 500 | 200 | 0 | 52.06 | 59.27 | 8 | 0
2015 | MAPP_US_2_RMPA | MAPP_US | RMPA | External | Summer | B9 | 800 | 200 | 0 | 52.06 | 59.27 | 8 | 0
2015 | MAPP_US_2_RMPA | MAPP_US | RMPA | External | Summer | B10 | 1262 | 200 | 0 | 52.06 | 59.27 | 8 | 0
2015 | MAPP_US_2_RMPA | MAPP_US | RMPA | External | Winter | B16 | 25 | 200 | 0 | 68.69 | 68.52 | 8 | 0
2015 | MAPP_US_2_RMPA | MAPP_US | RMPA | External | Winter | B17 | 100 | 200 | 0 | 58.22 | 63.71 | 8 | 0
2015 | MAPP_US_2_RMPA | MAPP_US | RMPA | External | Winter | B18 | 400 | 200 | 0 | 58.22 | 63.71 | 8 | 0
2015 | MAPP_US_2_RMPA | MAPP_US | RMPA | External | Winter | B19 | 700 | 200 | 0 | 58.22 | 63.71 | 8 | 0
2015 | MAPP_US_2_RMPA | MAPP_US | RMPA | External | Winter | B20 | 935 | 200 | 0 | 58.22 | 60.12 | 8 | 0
2015 | NE_2_RMPA | NE | RMPA | External | Shoulder | B11 | 25 | 310 | 0 | 76.33 | 65.87 | 5 | 0
2015 | NE_2_RMPA | NE | RMPA | External | Shoulder | B12 | 200 | 310 | 0 | 60.02 | 60.98 | 5 | 0
2015 | NE_2_RMPA | NE | RMPA | External | Shoulder | B13 | 600 | 310 | 0 | 58.29 | 60.8 | 5 | 0
2015 | NE_2_RMPA | NE | RMPA | External | Shoulder | B14 | 900 | 310 | 0 | 57.37 | 60.8 | 5 | 0
2015 | NE_2_RMPA | NE | RMPA | External | Shoulder | B15 | 1203 | 310 | 0 | 57.37 | 60.8 | 5 | 0
2015 | NE_2_RMPA | NE | RMPA | External | Summer | B1 | 10 | 310 | 0 | 91.75 | 86.84 | 5 | 0
2015 | NE_2_RMPA | NE | RMPA | External | Summer | B2 | 25 | 310 | 0 | 91.38 | 83.38 | 5 | 0
2015 | NE_2_RMPA | NE | RMPA | External | Summer | B3 | 75 | 310 | 0 | 91.38 | 83.39 | 5 | 0
2015 | NE_2_RMPA | NE | RMPA | External | Summer | B4 | 100 | 310 | 0 | 86.86 | 78.86 | 5 | 0
2015 | NE_2_RMPA | NE | RMPA | External | Summer | B5 | 200 | 310 | 0 | 80.79 | 66.06 | 5 | 0
2015 | NE_2_RMPA | NE | RMPA | External | Summer | B6 | 300 | 310 | 0 | 67.27 | 59.27 | 5 | 0
2015 | NE_2_RMPA | NE | RMPA | External | Summer | B7 | 400 | 310 | 0 | 59.68 | 59.27 | 5 | 0
2015 | NE_2_RMPA | NE | RMPA | External | Summer | B8 | 500 | 310 | 0 | 58.69 | 59.27 | 5 | 0
2015 | NE_2_RMPA | NE | RMPA | External | Summer | B9 | 800 | 310 | 0 | 56.1 | 59.27 | 5 | 0
2015 | NE_2_RMPA | NE | RMPA | External | Summer | B10 | 1262 | 310 | 300.86 | 54.27 | 59.27 | 5 | 0
2015 | NE_2_RMPA | NE | RMPA | External | Winter | B16 | 25 | 310 | 0 | 70.69 | 68.52 | 5 | 0
2015 | NE_2_RMPA | NE | RMPA | External | Winter | B17 | 100 | 310 | 0 | 60.22 | 63.71 | 5 | 0
2015 | NE_2_RMPA | NE | RMPA | External | Winter | B18 | 400 | 310 | 0 | 59.85 | 63.71 | 5 | 0
2015 | NE_2_RMPA | NE | RMPA | External | Winter | B19 | 700 | 310 | 0 | 59.71 | 63.71 | 5 | 0
2015 | NE_2_RMPA | NE | RMPA | External | Winter | B20 | 935 | 310 | 84.49 | 55.12 | 60.12 | 5 | 0
2015 | NWPP_Coal_2_MAPP_US | NWPP_Coal | MAPP_US | External | Shoulder | B11 | 25 | 150 | 150 | 57.71 | 69.33 | 8 | 3.62
2015 | NWPP_Coal_2_MAPP_US | NWPP_Coal | MAPP_US | External | Shoulder | B12 | 200 | 150 | 0 | 57.71 | 57.48 | 8 | 0
2015 | NWPP_Coal_2_MAPP_US | NWPP_Coal | MAPP_US | External | Shoulder | B13 | 600 | 150 | 0 | 57.71 | 55.45 | 8 | 0
2015 | NWPP_Coal_2_MAPP_US | NWPP_Coal | MAPP_US | External | Shoulder | B14 | 900 | 150 | 0 | 57.71 | 55.45 | 8 | 0
2015 | NWPP_Coal_2_MAPP_US | NWPP_Coal | MAPP_US | External | Shoulder | B15 | 1203 | 150 | 0 | 57.71 | 55.45 | 8 | 0
2015 | NWPP_Coal_2_MAPP_US | NWPP_Coal | MAPP_US | External | Summer | B1 | 10 | 150 | 150 | 57.89 | 84.75 | 8 | 18.86
2015 | NWPP_Coal_2_MAPP_US | NWPP_Coal | MAPP_US | External | Summer | B2 | 25 | 150 | 150 | 57.89 | 84.38 | 8 | 18.49
2015 | NWPP_Coal_2_MAPP_US | NWPP_Coal | MAPP_US | External | Summer | B3 | 75 | 150 | 150 | 57.89 | 84.38 | 8 | 18.49
2015 | NWPP_Coal_2_MAPP_US | NWPP_Coal | MAPP_US | External | Summer | B4 | 100 | 150 | 150 | 57.89 | 79.86 | 8 | 13.97
2015 | NWPP_Coal_2_MAPP_US | NWPP_Coal | MAPP_US | External | Summer | B5 | 200 | 150 | 150 | 57.89 | 73.79 | 8 | 7.9
2015 | NWPP_Coal_2_MAPP_US | NWPP_Coal | MAPP_US | External | Summer | B6 | 300 | 150 | 0 | 57.89 | 60.27 | 8 | 0
2015 | NWPP_Coal_2_MAPP_US | NWPP_Coal | MAPP_US | External | Summer | B7 | 400 | 150 | 0 | 57.89 | 52.68 | 8 | 0
2015 | NWPP_Coal_2_MAPP_US | NWPP_Coal | MAPP_US | External | Summer | B8 | 500 | 150 | 0 | 57.89 | 52.06 | 8 | 0
2015 | NWPP_Coal_2_MAPP_US | NWPP_Coal | MAPP_US | External | Summer | B9 | 800 | 150 | 0 | 57.89 | 52.06 | 8 | 0
2015 | NWPP_Coal_2_MAPP_US | NWPP_Coal | MAPP_US | External | Summer | B10 | 1262 | 150 | 0 | 57.89 | 52.06 | 8 | 0
2015 | NWPP_Coal_2_MAPP_US | NWPP_Coal | MAPP_US | External | Winter | B16 | 25 | 150 | 150 | 60.35 | 68.69 | 8 | 0.34
2015 | NWPP_Coal_2_MAPP_US | NWPP_Coal | MAPP_US | External | Winter | B17 | 100 | 150 | 0 | 60.35 | 58.22 | 8 | 0
2015 | NWPP_Coal_2_MAPP_US | NWPP_Coal | MAPP_US | External | Winter | B18 | 400 | 150 | 0 | 60.35 | 58.22 | 8 | 0
2015 | NWPP_Coal_2_MAPP_US | NWPP_Coal | MAPP_US | External | Winter | B19 | 700 | 150 | 0 | 60.35 | 58.22 | 8 | 0
2015 | NWPP_Coal_2_MAPP_US | NWPP_Coal | MAPP_US | External | Winter | B20 | 935 | 150 | 0 | 60.35 | 58.22 | 8 | 0
2015 | RMPA_2_MAPP_US | RMPA | MAPP_US | External | Shoulder | B11 | 25 | 200 | 0 | 65.87 | 69.33 | 8 | 0
2015 | RMPA_2_MAPP_US | RMPA | MAPP_US | External | Shoulder | B12 | 200 | 200 | 0 | 60.98 | 57.48 | 8 | 0
2015 | RMPA_2_MAPP_US | RMPA | MAPP_US | External | Shoulder | B13 | 600 | 200 | 0 | 60.8 | 55.45 | 8 | 0
2015 | RMPA_2_MAPP_US | RMPA | MAPP_US | External | Shoulder | B14 | 900 | 200 | 0 | 60.8 | 55.45 | 8 | 0
2015 | RMPA_2_MAPP_US | RMPA | MAPP_US | External | Shoulder | B15 | 1203 | 200 | 0 | 60.8 | 55.45 | 8 | 0
2015 | RMPA_2_MAPP_US | RMPA | MAPP_US | External | Summer | B1 | 10 | 200 | 0 | 86.84 | 84.75 | 8 | 0
2015 | RMPA_2_MAPP_US | RMPA | MAPP_US | External | Summer | B2 | 25 | 200 | 0 | 83.38 | 84.38 | 8 | 0
2015 | RMPA_2_MAPP_US | RMPA | MAPP_US | External | Summer | B3 | 75 | 200 | 0 | 83.39 | 84.38 | 8 | 0
2015 | RMPA_2_MAPP_US | RMPA | MAPP_US | External | Summer | B4 | 100 | 200 | 0 | 78.86 | 79.86 | 8 | 0
2015 | RMPA_2_MAPP_US | RMPA | MAPP_US | External | Summer | B5 | 200 | 200 | 0 | 66.06 | 73.79 | 8 | 0
2015 | RMPA_2_MAPP_US | RMPA | MAPP_US | External | Summer | B6 | 300 | 200 | 0 | 59.27 | 60.27 | 8 | 0
2015 | RMPA_2_MAPP_US | RMPA | MAPP_US | External | Summer | B7 | 400 | 200 | 0 | 59.27 | 52.68 | 8 | 0
2015 | RMPA_2_MAPP_US | RMPA | MAPP_US | External | Summer | B8 | 500 | 200 | 0 | 59.27 | 52.06 | 8 | 0
2015 | RMPA_2_MAPP_US | RMPA | MAPP_US | External | Summer | B9 | 800 | 200 | 0 | 59.27 | 52.06 | 8 | 0
2015 | RMPA_2_MAPP_US | RMPA | MAPP_US | External | Summer | B10 | 1262 | 200 | 0 | 59.27 | 52.06 | 8 | 0
2015 | RMPA_2_MAPP_US | RMPA | MAPP_US | External | Winter | B16 | 25 | 200 | 0 | 68.52 | 68.69 | 8 | 0
2015 | RMPA_2_MAPP_US | RMPA | MAPP_US | External | Winter | B17 | 100 | 200 | 0 | 63.71 | 58.22 | 8 | 0
2015 | RMPA_2_MAPP_US | RMPA | MAPP_US | External | Winter | B18 | 400 | 200 | 0 | 63.71 | 58.22 | 8 | 0
2015 | RMPA_2_MAPP_US | RMPA | MAPP_US | External | Winter | B19 | 700 | 200 | 0 | 63.71 | 58.22 | 8 | 0
2015 | RMPA_2_MAPP_US | RMPA | MAPP_US | External | Winter | B20 | 935 | 200 | 0 | 60.12 | 58.22 | 8 | 0
2015 | RMPA_2_NE | RMPA | NE | External | Shoulder | B11 | 25 | 310 | 310 | 65.87 | 76.33 | 8 | 2.46
2015 | RMPA_2_NE | RMPA | NE | External | Shoulder | B12 | 200 | 310 | 0 | 60.98 | 60.02 | 8 | 0
2015 | RMPA_2_NE | RMPA | NE | External | Shoulder | B13 | 600 | 310 | 0 | 60.8 | 58.29 | 8 | 0
2015 | RMPA_2_NE | RMPA | NE | External | Shoulder | B14 | 900 | 310 | 0 | 60.8 | 57.37 | 8 | 0
2015 | RMPA_2_NE | RMPA | NE | External | Shoulder | B15 | 1203 | 310 | 0 | 60.8 | 57.37 | 8 | 0
2015 | RMPA_2_NE | RMPA | NE | External | Summer | B1 | 10 | 310 | 0 | 86.84 | 91.75 | 8 | 0
2015 | RMPA_2_NE | RMPA | NE | External | Summer | B2 | 25 | 310 | 9.56 | 83.38 | 91.38 | 8 | 0
2015 | RMPA_2_NE | RMPA | NE | External | Summer | B3 | 75 | 310 | 0 | 83.39 | 91.38 | 8 | 0
2015 | RMPA_2_NE | RMPA | NE | External | Summer | B4 | 100 | 310 | 3.22 | 78.86 | 86.86 | 8 | 0
2015 | RMPA_2_NE | RMPA | NE | External | Summer | B5 | 200 | 310 | 310 | 66.06 | 80.79 | 8 | 6.73
2015 | RMPA_2_NE | RMPA | NE | External | Summer | B6 | 300 | 310 | 13.68 | 59.27 | 67.27 | 8 | 0
2015 | RMPA_2_NE | RMPA | NE | External | Summer | B7 | 400 | 310 | 0 | 59.27 | 59.68 | 8 | 0
2015 | RMPA_2_NE | RMPA | NE | External | Summer | B8 | 500 | 310 | 0 | 59.27 | 58.69 | 8 | 0
2015 | RMPA_2_NE | RMPA | NE | External | Summer | B9 | 800 | 310 | 0 | 59.27 | 56.1 | 8 | 0
2015 | RMPA_2_NE | RMPA | NE | External | Summer | B10 | 1262 | 310 | 0 | 59.27 | 54.27 | 8 | 0
2015 | RMPA_2_NE | RMPA | NE | External | Winter | B16 | 25 | 310 | 0 | 68.52 | 70.69 | 8 | 0
2015 | RMPA_2_NE | RMPA | NE | External | Winter | B17 | 100 | 310 | 0 | 63.71 | 60.22 | 8 | 0
2015 | RMPA_2_NE | RMPA | NE | External | Winter | B18 | 400 | 310 | 0 | 63.71 | 59.85 | 8 | 0
2015 | RMPA_2_NE | RMPA | NE | External | Winter | B19 | 700 | 310 | 0 | 63.71 | 59.71 | 8 | 0
2015 | RMPA_2_NE | RMPA | NE | External | Winter | B20 | 935 | 310 | 0 | 60.12 | 55.12 | 8 | 0
2015 | RMPA_2_SPP_N | RMPA | SPP_N | External | Shoulder | B11 | 25 | 210 | 210 | 65.87 | 83.06 | 8 | 9.19
2015 | RMPA_2_SPP_N | RMPA | SPP_N | External | Shoulder | B12 | 200 | 210 | 0 | 60.98 | 60.03 | 8 | 0
2015 | RMPA_2_SPP_N | RMPA | SPP_N | External | Shoulder | B13 | 600 | 210 | 0 | 60.8 | 58.31 | 8 | 0
2015 | RMPA_2_SPP_N | RMPA | SPP_N | External | Shoulder | B14 | 900 | 210 | 0 | 60.8 | 57.38 | 8 | 0
2015 | RMPA_2_SPP_N | RMPA | SPP_N | External | Shoulder | B15 | 1203 | 210 | 0 | 60.8 | 57.38 | 8 | 0
2015 | RMPA_2_SPP_N | RMPA | SPP_N | External | Summer | B1 | 10 | 210 | 0 | 86.84 | 92.6 | 8 | 0
2015 | RMPA_2_SPP_N | RMPA | SPP_N | External | Summer | B2 | 25 | 210 | 210 | 83.38 | 92.6 | 8 | 1.22
2015 | RMPA_2_SPP_N | RMPA | SPP_N | External | Summer | B3 | 75 | 210 | 170.44 | 83.39 | 91.39 | 8 | 0
2015 | RMPA_2_SPP_N | RMPA | SPP_N | External | Summer | B4 | 100 | 210 | 210 | 78.86 | 86.87 | 8 | 0.01
2015 | RMPA_2_SPP_N | RMPA | SPP_N | External | Summer | B5 | 200 | 210 | 210 | 66.06 | 81.21 | 8 | 7.15
2015 | RMPA_2_SPP_N | RMPA | SPP_N | External | Summer | B6 | 300 | 210 | 210 | 59.27 | 72.58 | 8 | 5.31
2015 | RMPA_2_SPP_N | RMPA | SPP_N | External | Summer | B7 | 400 | 210 | 0 | 59.27 | 63.49 | 8 | 0
2015 | RMPA_2_SPP_N | RMPA | SPP_N | External | Summer | B8 | 500 | 210 | 0 | 59.27 | 58.7 | 8 | 0
2015 | RMPA_2_SPP_N | RMPA | SPP_N | External | Summer | B9 | 800 | 210 | 0 | 59.27 | 56.11 | 8 | 0
2015 | RMPA_2_SPP_N | RMPA | SPP_N | External | Summer | B10 | 1262 | 210 | 0 | 59.27 | 54.59 | 8 | 0
2015 | RMPA_2_SPP_N | RMPA | SPP_N | External | Winter | B16 | 25 | 210 | 0 | 68.52 | 70.7 | 8 | 0
2015 | RMPA_2_SPP_N | RMPA | SPP_N | External | Winter | B17 | 100 | 210 | 0 | 63.71 | 60.23 | 8 | 0
2015 | RMPA_2_SPP_N | RMPA | SPP_N | External | Winter | B18 | 400 | 210 | 0 | 63.71 | 59.86 | 8 | 0
2015 | RMPA_2_SPP_N | RMPA | SPP_N | External | Winter | B19 | 700 | 210 | 0 | 63.71 | 59.72 | 8 | 0
2015 | RMPA_2_SPP_N | RMPA | SPP_N | External | Winter | B20 | 935 | 210 | 0 | 60.12 | 56.64 | 8 | 0
2015 | SPP_N_2_RMPA | SPP_N | RMPA | External | Shoulder | B11 | 25 | 210 | 0 | 83.06 | 65.87 | 5 | 0
2015 | SPP_N_2_RMPA | SPP_N | RMPA | External | Shoulder | B12 | 200 | 210 | 0 | 60.03 | 60.98 | 5 | 0
2015 | SPP_N_2_RMPA | SPP_N | RMPA | External | Shoulder | B13 | 600 | 210 | 0 | 58.31 | 60.8 | 5 | 0
2015 | SPP_N_2_RMPA | SPP_N | RMPA | External | Shoulder | B14 | 900 | 210 | 0 | 57.38 | 60.8 | 5 | 0
2015 | SPP_N_2_RMPA | SPP_N | RMPA | External | Shoulder | B15 | 1203 | 210 | 0 | 57.38 | 60.8 | 5 | 0
2015 | SPP_N_2_RMPA | SPP_N | RMPA | External | Summer | B1 | 10 | 210 | 0 | 92.6 | 86.84 | 5 | 0
2015 | SPP_N_2_RMPA | SPP_N | RMPA | External | Summer | B2 | 25 | 210 | 0 | 92.6 | 83.38 | 5 | 0
2015 | SPP_N_2_RMPA | SPP_N | RMPA | External | Summer | B3 | 75 | 210 | 0 | 91.39 | 83.39 | 5 | 0
2015 | SPP_N_2_RMPA | SPP_N | RMPA | External | Summer | B4 | 100 | 210 | 0 | 86.87 | 78.86 | 5 | 0
2015 | SPP_N_2_RMPA | SPP_N | RMPA | External | Summer | B5 | 200 | 210 | 0 | 81.21 | 66.06 | 5 | 0
2015 | SPP_N_2_RMPA | SPP_N | RMPA | External | Summer | B6 | 300 | 210 | 0 | 72.58 | 59.27 | 5 | 0
2015 | SPP_N_2_RMPA | SPP_N | RMPA | External | Summer | B7 | 400 | 210 | 0 | 63.49 | 59.27 | 5 | 0
2015 | SPP_N_2_RMPA | SPP_N | RMPA | External | Summer | B8 | 500 | 210 | 0 | 58.7 | 59.27 | 5 | 0
2015 | SPP_N_2_RMPA | SPP_N | RMPA | External | Summer | B9 | 800 | 210 | 0 | 56.11 | 59.27 | 5 | 0
2015 | SPP_N_2_RMPA | SPP_N | RMPA | External | Summer | B10 | 1262 | 210 | 0 | 54.59 | 59.27 | 5 | 0
2015 | SPP_N_2_RMPA | SPP_N | RMPA | External | Winter | B16 | 25 | 210 | 0 | 70.7 | 68.52 | 5 | 0
2015 | SPP_N_2_RMPA | SPP_N | RMPA | External | Winter | B17 | 100 | 210 | 0 | 60.23 | 63.71 | 5 | 0
2015 | SPP_N_2_RMPA | SPP_N | RMPA | External | Winter | B18 | 400 | 210 | 0 | 59.86 | 63.71 | 5 | 0
2015 | SPP_N_2_RMPA | SPP_N | RMPA | External | Winter | B19 | 700 | 210 | 0 | 59.72 | 63.71 | 5 | 0
2015 | SPP_N_2_RMPA | SPP_N | RMPA | External | Winter | B20 | 935 | 210 | 0 | 56.64 | 60.12 | 5 | 0
2015 | SPP_S_2_ERCOT | SPP_S | ERCOT | External | Shoulder | B11 | 25 | 800 | 0 | 83.05 | 84 | 5 | 0
2015 | SPP_S_2_ERCOT | SPP_S | ERCOT | External | Shoulder | B12 | 200 | 800 | 0 | 60.04 | 59 | 5 | 0
2015 | SPP_S_2_ERCOT | SPP_S | ERCOT | External | Shoulder | B13 | 600 | 800 | 0 | 58.32 | 57.25 | 5 | 0
2015 | SPP_S_2_ERCOT | SPP_S | ERCOT | External | Shoulder | B14 | 900 | 800 | 0 | 57.39 | 57.25 | 5 | 0
2015 | SPP_S_2_ERCOT | SPP_S | ERCOT | External | Shoulder | B15 | 1203 | 800 | 0 | 57.39 | 57.25 | 5 | 0
2015 | SPP_S_2_ERCOT | SPP_S | ERCOT | External | Summer | B1 | 10 | 800 | 0 | 90.44 | 82.44 | 5 | 0
2015 | SPP_S_2_ERCOT | SPP_S | ERCOT | External | Summer | B2 | 25 | 800 | 0 | 90.44 | 82.44 | 5 | 0
2015 | SPP_S_2_ERCOT | SPP_S | ERCOT | External | Summer | B3 | 75 | 800 | 0 | 90.43 | 82.44 | 5 | 0
2015 | SPP_S_2_ERCOT | SPP_S | ERCOT | External | Summer | B4 | 100 | 800 | 0 | 83.01 | 82.44 | 5 | 0
2015 | SPP_S_2_ERCOT | SPP_S | ERCOT | External | Summer | B5 | 200 | 800 | 0 | 81.19 | 82.44 | 5 | 0
2015 | SPP_S_2_ERCOT | SPP_S | ERCOT | External | Summer | B6 | 300 | 800 | 0 | 72.59 | 69.51 | 5 | 0
2015 | SPP_S_2_ERCOT | SPP_S | ERCOT | External | Summer | B7 | 400 | 800 | 0 | 63.5 | 61.33 | 5 | 0
2015 | SPP_S_2_ERCOT | SPP_S | ERCOT | External | Summer | B8 | 500 | 800 | 0 | 58.71 | 56.2 | 5 | 0
2015 | SPP_S_2_ERCOT | SPP_S | ERCOT | External | Summer | B9 | 800 | 800 | 0 | 56.13 | 56.2 | 5 | 0
2015 | SPP_S_2_ERCOT | SPP_S | ERCOT | External | Summer | B10 | 1262 | 800 | 0 | 56 | 56.2 | 5 | 0
2015 | SPP_S_2_ERCOT | SPP_S | ERCOT | External | Winter | B16 | 25 | 800 | 0 | 70.71 | 62.71 | 5 | 0
2015 | SPP_S_2_ERCOT | SPP_S | ERCOT | External | Winter | B17 | 100 | 800 | 0 | 60.25 | 59.45 | 5 | 0
2015 | SPP_S_2_ERCOT | SPP_S | ERCOT | External | Winter | B18 | 400 | 800 | 0 | 59.87 | 59.45 | 5 | 0
2015 | SPP_S_2_ERCOT | SPP_S | ERCOT | External | Winter | B19 | 700 | 800 | 0 | 59.74 | 59.45 | 5 | 0
2015 | SPP_S_2_ERCOT | SPP_S | ERCOT | External | Winter | B20 | 935 | 800 | 0 | 59.74 | 59.4 | 5 | 0
2020 | AZ_NM_SNV_Coal_2_SPP_S | AZ_NM_SNV_Coal | SPP_S | External | Shoulder | B11 | 25 | 400 | 0 | 66.85 | 68.53 | 8.17 | 0
2020 | AZ_NM_SNV_Coal_2_SPP_S | AZ_NM_SNV_Coal | SPP_S | External | Shoulder | B12 | 200 | 400 | 0 | 66.85 | 65.03 | 8.17 | 0
2020 | AZ_NM_SNV_Coal_2_SPP_S | AZ_NM_SNV_Coal | SPP_S | External | Shoulder | B13 | 600 | 400 | 0 | 66.85 | 62.78 | 8.17 | 0
2020 | AZ_NM_SNV_Coal_2_SPP_S | AZ_NM_SNV_Coal | SPP_S | External | Shoulder | B14 | 900 | 400 | 0 | 66.85 | 59.23 | 8.17 | 0
2020 | AZ_NM_SNV_Coal_2_SPP_S | AZ_NM_SNV_Coal | SPP_S | External | Shoulder | B15 | 1203 | 400 | 0 | 66.85 | 56.99 | 8.17 | 0
2020 | AZ_NM_SNV_Coal_2_SPP_S | AZ_NM_SNV_Coal | SPP_S | External | Summer | B1 | 10 | 400 | 0 | 89.19 | 66.39 | 8.17 | 0
2020 | AZ_NM_SNV_Coal_2_SPP_S | AZ_NM_SNV_Coal | SPP_S | External | Summer | B2 | 25 | 400 | 0 | 89.19 | 92.88 | 8.17 | 0
2020 | AZ_NM_SNV_Coal_2_SPP_S | AZ_NM_SNV_Coal | SPP_S | External | Summer | B3 | 75 | 400 | 0 | 89.19 | 92.88 | 8.17 | 0
2020 | AZ_NM_SNV_Coal_2_SPP_S | AZ_NM_SNV_Coal | SPP_S | External | Summer | B4 | 100 | 400 | 145.14 | 84.71 | 92.88 | 8.17 | 0
2020 | AZ_NM_SNV_Coal_2_SPP_S | AZ_NM_SNV_Coal | SPP_S | External | Summer | B5 | 200 | 400 | 400 | 73.97 | 90.76 | 8.17 | 8.62
2020 | AZ_NM_SNV_Coal_2_SPP_S | AZ_NM_SNV_Coal | SPP_S | External | Summer | B6 | 300 | 400 | 0 | 72.65 | 73.36 | 8.17 | 0
2020 | AZ_NM_SNV_Coal_2_SPP_S | AZ_NM_SNV_Coal | SPP_S | External | Summer | B7 | 400 | 400 | 0 | 65.37 | 65.64 | 8.17 | 0
2020 | AZ_NM_SNV_Coal_2_SPP_S | AZ_NM_SNV_Coal | SPP_S | External | Summer | B8 | 500 | 400 | 0 | 65.37 | 63.95 | 8.17 | 0
2020 | AZ_NM_SNV_Coal_2_SPP_S | AZ_NM_SNV_Coal | SPP_S | External | Summer | B9 | 800 | 400 | 0 | 65.35 | 63.95 | 8.17 | 0
2020 | AZ_NM_SNV_Coal_2_SPP_S | AZ_NM_SNV_Coal | SPP_S | External | Summer | B10 | 1262 | 400 | 0 | 65.23 | 59.2 | 8.17 | 0
2020 | AZ_NM_SNV_Coal_2_SPP_S | AZ_NM_SNV_Coal | SPP_S | External | Winter | B16 | 25 | 400 | 0 | 69.88 | 68.26 | 8.17 | 0
2020 | AZ_NM_SNV_Coal_2_SPP_S | AZ_NM_SNV_Coal | SPP_S | External | Winter | B17 | 100 | 400 | 0 | 69.88 | 65.49 | 8.17 | 0
2020 | AZ_NM_SNV_Coal_2_SPP_S | AZ_NM_SNV_Coal | SPP_S | External | Winter | B18 | 400 | 400 | 0 | 69.88 | 64.02 | 8.17 | 0
2020 | AZ_NM_SNV_Coal_2_SPP_S | AZ_NM_SNV_Coal | SPP_S | External | Winter | B19 | 700 | 400 | 0 | 69.88 | 62.74 | 8.17 | 0
2020 | AZ_NM_SNV_Coal_2_SPP_S | AZ_NM_SNV_Coal | SPP_S | External | Winter | B20 | 935 | 400 | 0 | 68.18 | 59.71 | 8.17 | 0
2020 | ERCOT_2_SPP_S | ERCOT | SPP_S | External | Shoulder | B11 | 25 | 800 | 0 | 95.94 | 68.53 | 8 | 0
2020 | ERCOT_2_SPP_S | ERCOT | SPP_S | External | Shoulder | B12 | 200 | 800 | 0 | 70.03 | 65.03 | 8 | 0
2020 | ERCOT_2_SPP_S | ERCOT | SPP_S | External | Shoulder | B13 | 600 | 800 | 0 | 65.28 | 62.78 | 8 | 0
2020 | ERCOT_2_SPP_S | ERCOT | SPP_S | External | Shoulder | B14 | 900 | 800 | 0 | 65.28 | 59.23 | 8 | 0
2020 | ERCOT_2_SPP_S | ERCOT | SPP_S | External | Shoulder | B15 | 1203 | 800 | 0 | 65.28 | 56.99 | 8 | 0
2020 | ERCOT_2_SPP_S | ERCOT | SPP_S | External | Summer | B1 | 10 | 800 | 0 | 108.25 | 66.39 | 8 | 0
2020 | ERCOT_2_SPP_S | ERCOT | SPP_S | External | Summer | B2 | 25 | 800 | 0 | 97.88 | 92.88 | 8 | 0
2020 | ERCOT_2_SPP_S | ERCOT | SPP_S | External | Summer | B3 | 75 | 800 | 0 | 94.24 | 92.88 | 8 | 0
2020 | ERCOT_2_SPP_S | ERCOT | SPP_S | External | Summer | B4 | 100 | 800 | 0 | 94.24 | 92.88 | 8 | 0
2020 | ERCOT_2_SPP_S | ERCOT | SPP_S | External | Summer | B5 | 200 | 800 | 0 | 94.24 | 90.76 | 8 | 0
2020 | ERCOT_2_SPP_S | ERCOT | SPP_S | External | Summer | B6 | 300 | 800 | 0 | 94.24 | 73.36 | 8 | 0
2020 | ERCOT_2_SPP_S | ERCOT | SPP_S | External | Summer | B7 | 400 | 800 | 0 | 70.02 | 65.64 | 8 | 0
2020 | ERCOT_2_SPP_S | ERCOT | SPP_S | External | Summer | B8 | 500 | 800 | 0 | 64.14 | 63.95 | 8 | 0
2020 | ERCOT_2_SPP_S | ERCOT | SPP_S | External | Summer | B9 | 800 | 800 | 0 | 64.14 | 63.95 | 8 | 0
2020 | ERCOT_2_SPP_S | ERCOT | SPP_S | External | Summer | B10 | 1262 | 800 | 0 | 64.14 | 59.2 | 8 | 0
2020 | ERCOT_2_SPP_S | ERCOT | SPP_S | External | Winter | B16 | 25 | 800 | 0 | 75.55 | 68.26 | 8 | 0
2020 | ERCOT_2_SPP_S | ERCOT | SPP_S | External | Winter | B17 | 100 | 800 | 0 | 70.49 | 65.49 | 8 | 0
2020 | ERCOT_2_SPP_S | ERCOT | SPP_S | External | Winter | B18 | 400 | 800 | 0 | 67.74 | 64.02 | 8 | 0
2020 | ERCOT_2_SPP_S | ERCOT | SPP_S | External | Winter | B19 | 700 | 800 | 0 | 67.74 | 62.74 | 8 | 0
2020 | ERCOT_2_SPP_S | ERCOT | SPP_S | External | Winter | B20 | 935 | 800 | 0 | 67.74 | 59.71 | 8 | 0
2020 | MAPP_US_2_RMPA | MAPP_US | RMPA | External | Shoulder | B11 | 25 | 200 | 0 | 70.21 | 70.35 | 8 | 0
2020 | MAPP_US_2_RMPA | MAPP_US | RMPA | External | Shoulder | B12 | 200 | 200 | 0 | 63.01 | 70.35 | 8 | 0
2020 | MAPP_US_2_RMPA | MAPP_US | RMPA | External | Shoulder | B13 | 600 | 200 | 200 | 59.32 | 68.94 | 8 | 1.62
2020 | MAPP_US_2_RMPA | MAPP_US | RMPA | External | Shoulder | B14 | 900 | 200 | 200 | 57.22 | 68.94 | 8 | 3.72
2020 | MAPP_US_2_RMPA | MAPP_US | RMPA | External | Shoulder | B15 | 1203 | 200 | 200 | 56.19 | 64.5 | 8 | 0.32
2020 | MAPP_US_2_RMPA | MAPP_US | RMPA | External | Summer | B1 | 10 | 200 | 0 | 97.8 | 97.35 | 8 | 0
2020 | MAPP_US_2_RMPA | MAPP_US | RMPA | External | Summer | B2 | 25 | 200 | 0 | 96.82 | 95.82 | 8 | 0
2020 | MAPP_US_2_RMPA | MAPP_US | RMPA | External | Summer | B3 | 75 | 200 | 0 | 96.82 | 95.82 | 8 | 0
2020 | MAPP_US_2_RMPA | MAPP_US | RMPA | External | Summer | B4 | 100 | 200 | 0 | 94.89 | 88.06 | 8 | 0
2020 | MAPP_US_2_RMPA | MAPP_US | RMPA | External | Summer | B5 | 200 | 200 | 0 | 91.9 | 80.8 | 8 | 0
2020 | MAPP_US_2_RMPA | MAPP_US | RMPA | External | Summer | B6 | 300 | 200 | 0 | 71.36 | 68.58 | 8 | 0
2020 | MAPP_US_2_RMPA | MAPP_US | RMPA | External | Summer | B7 | 400 | 200 | 0 | 61.33 | 68.58 | 8 | 0
2020 | MAPP_US_2_RMPA | MAPP_US | RMPA | External | Summer | B8 | 500 | 200 | 200 | 56.19 | 68.58 | 8 | 4.39
2020 | MAPP_US_2_RMPA | MAPP_US | RMPA | External | Summer | B9 | 800 | 200 | 200 | 55.7 | 67.7 | 8 | 4
2020 | MAPP_US_2_RMPA | MAPP_US | RMPA | External | Summer | B10 | 1262 | 200 | 200 | 55.67 | 64.27 | 8 | 0.6
2020 | MAPP_US_2_RMPA | MAPP_US | RMPA | External | Winter | B16 | 25 | 200 | 26.69 | 65.69 | 73.69 | 8 | 0
2020 | MAPP_US_2_RMPA | MAPP_US | RMPA | External | Winter | B17 | 100 | 200 | 200 | 60.5 | 73.69 | 8 | 5.19
2020 | MAPP_US_2_RMPA | MAPP_US | RMPA | External | Winter | B18 | 400 | 200 | 200 | 60.84 | 69 | 8 | 0.17
2020 | MAPP_US_2_RMPA | MAPP_US | RMPA | External | Winter | B19 | 700 | 200 | 200 | 60.3 | 69 | 8 | 0.7
2020 | MAPP_US_2_RMPA | MAPP_US | RMPA | External | Winter | B20 | 935 | 200 | 0 | 57.7 | 64.27 | 8 | 0
2020 | NE_2_RMPA | NE | RMPA | External | Shoulder | B11 | 25 | 310 | 0 | 72.22 | 70.35 | 5 | 0
2020 | NE_2_RMPA | NE | RMPA | External | Shoulder | B12 | 200 | 310 | 247.92 | 65.35 | 70.35 | 5 | 0
2020 | NE_2_RMPA | NE | RMPA | External | Shoulder | B13 | 600 | 310 | 310 | 62.78 | 68.94 | 5 | 1.15
2020 | NE_2_RMPA | NE | RMPA | External | Shoulder | B14 | 900 | 310 | 310 | 60.02 | 68.94 | 5 | 3.92
2020 | NE_2_RMPA | NE | RMPA | External | Shoulder | B15 | 1203 | 310 | 310 | 58.19 | 64.5 | 5 | 1.32
2020 | NE_2_RMPA | NE | RMPA | External | Summer | B1 | 10 | 310 | 0 | 104.8 | 97.35 | 5 | 0
2020 | NE_2_RMPA | NE | RMPA | External | Summer | B2 | 25 | 310 | 0 | 103.82 | 95.82 | 5 | 0
2020 | NE_2_RMPA | NE | RMPA | External | Summer | B3 | 75 | 310 | 0 | 103.82 | 95.82 | 5 | 0
2020 | NE_2_RMPA | NE | RMPA | External | Summer | B4 | 100 | 310 | 0 | 101.89 | 88.06 | 5 | 0
2020 | NE_2_RMPA | NE | RMPA | External | Summer | B5 | 200 | 310 | 0 | 98.9 | 80.8 | 5 | 0
2020 | NE_2_RMPA | NE | RMPA | External | Summer | B6 | 300 | 310 | 0 | 76.58 | 68.58 | 5 | 0
2020 | NE_2_RMPA | NE | RMPA | External | Summer | B7 | 400 | 310 | 0 | 67.97 | 68.58 | 5 | 0
2020 | NE_2_RMPA | NE | RMPA | External | Summer | B8 | 500 | 310 | 76.99 | 63.58 | 68.58 | 5 | 0
2020 | NE_2_RMPA | NE | RMPA | External | Summer | B9 | 800 | 310 | 17.01 | 62.7 | 67.7 | 5 | 0
2020 | NE_2_RMPA | NE | RMPA | External | Summer | B10 | 1262 | 310 | 310 | 59.2 | 64.27 | 5 | 0.06
2020 | NE_2_RMPA | NE | RMPA | External | Winter | B16 | 25 | 310 | 0 | 72.69 | 73.69 | 5 | 0
2020 | NE_2_RMPA | NE | RMPA | External | Winter | B17 | 100 | 310 | 310 | 67.5 | 73.69 | 5 | 1.19
2020 | NE_2_RMPA | NE | RMPA | External | Winter | B18 | 400 | 310 | 0 | 64.02 | 69 | 5 | 0
2020 | NE_2_RMPA | NE | RMPA | External | Winter | B19 | 700 | 310 | 144.99 | 64 | 69 | 5 | 0
2020 | NE_2_RMPA | NE | RMPA | External | Winter | B20 | 935 | 310 | 0 | 59.71 | 64.27 | 5 | 0
2020 | NWPP_Coal_2_MAPP_US | NWPP_Coal | MAPP_US | External | Shoulder | B11 | 25 | 150 | 0 | 72.67 | 70.21 | 8 | 0
2020 | NWPP_Coal_2_MAPP_US | NWPP_Coal | MAPP_US | External | Shoulder | B12 | 200 | 150 | 0 | 72.67 | 63.01 | 8 | 0
2020 | NWPP_Coal_2_MAPP_US | NWPP_Coal | MAPP_US | External | Shoulder | B13 | 600 | 150 | 0 | 72.67 | 59.32 | 8 | 0
2020 | NWPP_Coal_2_MAPP_US | NWPP_Coal | MAPP_US | External | Shoulder | B14 | 900 | 150 | 0 | 72.67 | 57.22 | 8 | 0
2020 | NWPP_Coal_2_MAPP_US | NWPP_Coal | MAPP_US | External | Shoulder | B15 | 1203 | 150 | 0 | 72.67 | 56.19 | 8 | 0
2020 | NWPP_Coal_2_MAPP_US | NWPP_Coal | MAPP_US | External | Summer | B1 | 10 | 150 | 150 | 76.23 | 97.8 | 8 | 13.58
2020 | NWPP_Coal_2_MAPP_US | NWPP_Coal | MAPP_US | External | Summer | B2 | 25 | 150 | 150 | 76.23 | 96.82 | 8 | 12.6
2020 | NWPP_Coal_2_MAPP_US | NWPP_Coal | MAPP_US | External | Summer | B3 | 75 | 150 | 150 | 72.63 | 96.82 | 8 | 16.19
2020 | NWPP_Coal_2_MAPP_US | NWPP_Coal | MAPP_US | External | Summer | B4 | 100 | 150 | 150 | 72.63 | 94.89 | 8 | 14.25
2020 | NWPP_Coal_2_MAPP_US | NWPP_Coal | MAPP_US | External | Summer | B5 | 200 | 150 | 150 | 72.63 | 91.9 | 8 | 11.26
2020 | NWPP_Coal_2_MAPP_US | NWPP_Coal | MAPP_US | External | Summer | B6 | 300 | 150 | 0 | 72.63 | 71.36 | 8 | 0
2020 | NWPP_Coal_2_MAPP_US | NWPP_Coal | MAPP_US | External | Summer | B7 | 400 | 150 | 0 | 72.63 | 61.33 | 8 | 0
2020 | NWPP_Coal_2_MAPP_US | NWPP_Coal | MAPP_US | External | Summer | B8 | 500 | 150 | 0 | 72.63 | 56.19 | 8 | 0
2020 | NWPP_Coal_2_MAPP_US | NWPP_Coal | MAPP_US | External | Summer | B9 | 800 | 150 | 0 | 72.63 | 55.7 | 8 | 0
2020 | NWPP_Coal_2_MAPP_US | NWPP_Coal | MAPP_US | External | Summer | B10 | 1262 | 150 | 0 | 72.63 | 55.67 | 8 | 0
2020 | NWPP_Coal_2_MAPP_US | NWPP_Coal | MAPP_US | External | Winter | B16 | 25 | 150 | 0 | 76.34 | 65.69 | 8 | 0
2020 | NWPP_Coal_2_MAPP_US | NWPP_Coal | MAPP_US | External | Winter | B17 | 100 | 150 | 0 | 76.34 | 60.5 | 8 | 0
2020 | NWPP_Coal_2_MAPP_US | NWPP_Coal | MAPP_US | External | Winter | B18 | 400 | 150 | 0 | 76.34 | 60.84 | 8 | 0
2020 | NWPP_Coal_2_MAPP_US | NWPP_Coal | MAPP_US | External | Winter | B19 | 700 | 150 | 0 | 76.34 | 60.3 | 8 | 0
2020 | NWPP_Coal_2_MAPP_US | NWPP_Coal | MAPP_US | External | Winter | B20 | 935 | 150 | 0 | 76.34 | 57.7 | 8 | 0
2020 | RMPA_2_MAPP_US | RMPA | MAPP_US | External | Shoulder | B11 | 25 | 200 | 0 | 70.35 | 70.21 | 8 | 0
2020 | RMPA_2_MAPP_US | RMPA | MAPP_US | External | Shoulder | B12 | 200 | 200 | 0 | 70.35 | 63.01 | 8 | 0
2020 | RMPA_2_MAPP_US | RMPA | MAPP_US | External | Shoulder | B13 | 600 | 200 | 0 | 68.94 | 59.32 | 8 | 0
2020 | RMPA_2_MAPP_US | RMPA | MAPP_US | External | Shoulder | B14 | 900 | 200 | 0 | 68.94 | 57.22 | 8 | 0
2020 | RMPA_2_MAPP_US | RMPA | MAPP_US | External | Shoulder | B15 | 1203 | 200 | 0 | 64.5 | 56.19 | 8 | 0
2020 | RMPA_2_MAPP_US | RMPA | MAPP_US | External | Summer | B1 | 10 | 200 | 0 | 97.35 | 97.8 | 8 | 0
2020 | RMPA_2_MAPP_US | RMPA | MAPP_US | External | Summer | B2 | 25 | 200 | 0 | 95.82 | 96.82 | 8 | 0
2020 | RMPA_2_MAPP_US | RMPA | MAPP_US | External | Summer | B3 | 75 | 200 | 0 | 95.82 | 96.82 | 8 | 0
2020 | RMPA_2_MAPP_US | RMPA | MAPP_US | External | Summer | B4 | 100 | 200 | 0 | 88.06 | 94.89 | 8 | 0
2020 | RMPA_2_MAPP_US | RMPA | MAPP_US | External | Summer | B5 | 200 | 200 | 200 | 80.8 | 91.9 | 8 | 3.1
2020 | RMPA_2_MAPP_US | RMPA | MAPP_US | External | Summer | B6 | 300 | 200 | 0 | 68.58 | 71.36 | 8 | 0
2020 | RMPA_2_MAPP_US | RMPA | MAPP_US | External | Summer | B7 | 400 | 200 | 0 | 68.58 | 61.33 | 8 | 0
2020 | RMPA_2_MAPP_US | RMPA | MAPP_US | External | Summer | B8 | 500 | 200 | 0 | 68.58 | 56.19 | 8 | 0
2020 | RMPA_2_MAPP_US | RMPA | MAPP_US | External | Summer | B9 | 800 | 200 | 0 | 67.7 | 55.7 | 8 | 0
2020 | RMPA_2_MAPP_US | RMPA | MAPP_US | External | Summer | B10 | 1262 | 200 | 0 | 64.27 | 55.67 | 8 | 0
2020 | RMPA_2_MAPP_US | RMPA | MAPP_US | External | Winter | B16 | 25 | 200 | 0 | 73.69 | 65.69 | 8 | 0
2020 | RMPA_2_MAPP_US | RMPA | MAPP_US | External | Winter | B17 | 100 | 200 | 0 | 73.69 | 60.5 | 8 | 0
2020 | RMPA_2_MAPP_US | RMPA | MAPP_US | External | Winter | B18 | 400 | 200 | 0 | 69 | 60.84 | 8 | 0
2020 | RMPA_2_MAPP_US | RMPA | MAPP_US | External | Winter | B19 | 700 | 200 | 0 | 69 | 60.3 | 8 | 0
2020 | RMPA_2_MAPP_US | RMPA | MAPP_US | External | Winter | B20 | 935 | 200 | 0 | 64.27 | 57.7 | 8 | 0
2020 | RMPA_2_NE | RMPA | NE | External | Shoulder | B11 | 25 | 310 | 0 | 70.35 | 72.22 | 8 | 0
2020 | RMPA_2_NE | RMPA | NE | External | Shoulder | B12 | 200 | 310 | 0 | 70.35 | 65.35 | 8 | 0
2020 | RMPA_2_NE | RMPA | NE | External | Shoulder | B13 | 600 | 310 | 0 | 68.94 | 62.78 | 8 | 0
2020 | RMPA_2_NE | RMPA | NE | External | Shoulder | B14 | 900 | 310 | 0 | 68.94 | 60.02 | 8 | 0
2020 | RMPA_2_NE | RMPA | NE | External | Shoulder | B15 | 1203 | 310 | 0 | 64.5 | 58.19 | 8 | 0
2020 | RMPA_2_NE | RMPA | NE | External | Summer | B1 | 10 | 310 | 0 | 97.35 | 104.8 | 8 | 0
2020 | RMPA_2_NE | RMPA | NE | External | Summer | B2 | 25 | 310 | 224.45 | 95.82 | 103.82 | 8 | 0
2020 | RMPA_2_NE | RMPA | NE | External | Summer | B3 | 75 | 310 | 170.92 | 95.82 | 103.82 | 8 | 0
2020 | RMPA_2_NE | RMPA | NE | External | Summer | B4 | 100 | 310 | 310 | 88.06 | 101.89 | 8 | 5.82
2020 | RMPA_2_NE | RMPA | NE | External | Summer | B5 | 200 | 310 | 310 | 80.8 | 98.9 | 8 | 10.1
2020 | RMPA_2_NE | RMPA | NE | External | Summer | B6 | 300 | 310 | 86.62 | 68.58 | 76.58 | 8 | 0
2020 | RMPA_2_NE | RMPA | NE | External | Summer | B7 | 400 | 310 | 0 | 68.58 | 67.97 | 8 | 0
2020 | RMPA_2_NE | RMPA | NE | External | Summer | B8 | 500 | 310 | 0 | 68.58 | 63.58 | 8 | 0
2020 | RMPA_2_NE | RMPA | NE | External | Summer | B9 | 800 | 310 | 0 | 67.7 | 62.7 | 8 | 0
2020 | RMPA_2_NE | RMPA | NE | External | Summer | B10 | 1262 | 310 | 0 | 64.27 | 59.2 | 8 | 0
2020 | RMPA_2_NE | RMPA | NE | External | Winter | B16 | 25 | 310 | 0 | 73.69 | 72.69 | 8 | 0
2020 | RMPA_2_NE | RMPA | NE | External | Winter | B17 | 100 | 310 | 0 | 73.69 | 67.5 | 8 | 0
2020 | RMPA_2_NE | RMPA | NE | External | Winter | B18 | 400 | 310 | 0 | 69 | 64.02 | 8 | 0
2020 | RMPA_2_NE | RMPA | NE | External | Winter | B19 | 700 | 310 | 0 | 69 | 64 | 8 | 0
2020 | RMPA_2_NE | RMPA | NE | External | Winter | B20 | 935 | 310 | 0 | 64.27 | 59.71 | 8 | 0
2020 | RMPA_2_SPP_N | RMPA | SPP_N | External | Shoulder | B11 | 25 | 210 | 0 | 70.35 | 72.21 | 8 | 0
2020 | RMPA_2_SPP_N | RMPA | SPP_N | External | Shoulder | B12 | 200 | 210 | 0 | 70.35 | 65.01 | 8 | 0
2020 | RMPA_2_SPP_N | RMPA | SPP_N | External | Shoulder | B13 | 600 | 210 | 0 | 68.94 | 62.77 | 8 | 0
2020 | RMPA_2_SPP_N | RMPA | SPP_N | External | Shoulder | B14 | 900 | 210 | 0 | 68.94 | 59.22 | 8 | 0
2020 | RMPA_2_SPP_N | RMPA | SPP_N | External | Shoulder | B15 | 1203 | 210 | 0 | 64.5 | 57 | 8 | 0
2020 | RMPA_2_SPP_N | RMPA | SPP_N | External | Summer | B1 | 10 | 210 | 0 | 97.35 | 99.79 | 8 | 0
2020 | RMPA_2_SPP_N | RMPA | SPP_N | External | Summer | B2 | 25 | 210 | 0 | 95.82 | 98.82 | 8 | 0
2020 | RMPA_2_SPP_N | RMPA | SPP_N | External | Summer | B3 | 75 | 210 | 0 | 95.82 | 100.28 | 8 | 0
2020 | RMPA_2_SPP_N | RMPA | SPP_N | External | Summer | B4 | 100 | 210 | 210 | 88.06 | 96.89 | 8 | 0.82
2020 | RMPA_2_SPP_N | RMPA | SPP_N | External | Summer | B5 | 200 | 210 | 210 | 80.8 | 93.89 | 8 | 5.09
2020 | RMPA_2_SPP_N | RMPA | SPP_N | External | Summer | B6 | 300 | 210 | 0 | 68.58 | 73.34 | 8 | 0
2020 | RMPA_2_SPP_N | RMPA | SPP_N | External | Summer | B7 | 400 | 210 | 0 | 68.58 | 65.63 | 8 | 0
2020 | RMPA_2_SPP_N | RMPA | SPP_N | External | Summer | B8 | 500 | 210 | 0 | 68.58 | 63.65 | 8 | 0
2020 | RMPA_2_SPP_N | RMPA | SPP_N | External | Summer | B9 | 800 | 210 | 0 | 67.7 | 62.71 | 8 | 0
2020 | RMPA_2_SPP_N | RMPA | SPP_N | External | Summer | B10 | 1262 | 210 | 0 | 64.27 | 59.19 | 8 | 0
2020 | RMPA_2_SPP_N | RMPA | SPP_N | External | Winter | B16 | 25 | 210 | 0 | 73.69 | 70.59 | 8 | 0
2020 | RMPA_2_SPP_N | RMPA | SPP_N | External | Winter | B17 | 100 | 210 | 0 | 73.69 | 65.47 | 8 | 0
2020 | RMPA_2_SPP_N | RMPA | SPP_N | External | Winter | B18 | 400 | 210 | 0 | 69 | 64 | 8 | 0
2020 | RMPA_2_SPP_N | RMPA | SPP_N | External | Winter | B19 | 700 | 210 | 0 | 69 | 62.73 | 8 | 0
2020 | RMPA_2_SPP_N | RMPA | SPP_N | External | Winter | B20 | 935 | 210 | 0 | 64.27 | 59.7 | 8 | 0
2020 | SPP_N_2_RMPA | SPP_N | RMPA | External | Shoulder | B11 | 25 | 210 | 0 | 72.21 | 70.35 | 5 | 0
2020 | SPP_N_2_RMPA | SPP_N | RMPA | External | Shoulder | B12 | 200 | 210 | 210 | 65.01 | 70.35 | 5 | 0.34
2020 | SPP_N_2_RMPA | SPP_N | RMPA | External | Shoulder | B13 | 600 | 210 | 210 | 62.77 | 68.94 | 5 | 1.17
2020 | SPP_N_2_RMPA | SPP_N | RMPA | External | Shoulder | B14 | 900 | 210 | 210 | 59.22 | 68.94 | 5 | 4.72
2020 | SPP_N_2_RMPA | SPP_N | RMPA | External | Shoulder | B15 | 1203 | 210 | 210 | 57 | 64.5 | 5 | 2.5
2020 | SPP_N_2_RMPA | SPP_N | RMPA | External | Summer | B1 | 10 | 210 | 0 | 99.79 | 97.35 | 5 | 0
2020 | SPP_N_2_RMPA | SPP_N | RMPA | External | Summer | B2 | 25 | 210 | 0 | 98.82 | 95.82 | 5 | 0
2020 | SPP_N_2_RMPA | SPP_N | RMPA | External | Summer | B3 | 75 | 210 | 0 | 100.28 | 95.82 | 5 | 0
2020 | SPP_N_2_RMPA | SPP_N | RMPA | External | Summer | B4 | 100 | 210 | 0 | 96.89 | 88.06 | 5 | 0
2020 | SPP_N_2_RMPA | SPP_N | RMPA | External | Summer | B5 | 200 | 210 | 0 | 93.89 | 80.8 | 5 | 0
2020 | SPP_N_2_RMPA | SPP_N | RMPA | External | Summer | B6 | 300 | 210 | 0 | 73.34 | 68.58 | 5 | 0
2020 | SPP_N_2_RMPA | SPP_N | RMPA | External | Summer | B7 | 400 | 210 | 0 | 65.63 | 68.58 | 5 | 0
2020 | SPP_N_2_RMPA | SPP_N | RMPA | External | Summer | B8 | 500 | 210 | 0 | 63.65 | 68.58 | 5 | 0
2020 | SPP_N_2_RMPA | SPP_N | RMPA | External | Summer | B9 | 800 | 210 | 0 | 62.71 | 67.7 | 5 | 0
2020 | SPP_N_2_RMPA | SPP_N | RMPA | External | Summer | B10 | 1262 | 210 | 210 | 59.19 | 64.27 | 5 | 0.08
2020 | SPP_N_2_RMPA | SPP_N | RMPA | External | Winter | B16 | 25 | 210 | 0 | 70.59 | 73.69 | 5 | 0
2020 | SPP_N_2_RMPA | SPP_N | RMPA | External | Winter | B17 | 100 | 210 | 210 | 65.47 | 73.69 | 5 | 3.22
2020 | SPP_N_2_RMPA | SPP_N | RMPA | External | Winter | B18 | 400 | 210 | 149.16 | 64 | 69 | 5 | 0
2020 | SPP_N_2_RMPA | SPP_N | RMPA | External | Winter | B19 | 700 | 210 | 210 | 62.73 | 69 | 5 | 1.27
2020 | SPP_N_2_RMPA | SPP_N | RMPA | External | Winter | B20 | 935 | 210 | 0 | 59.7 | 64.27 | 5 | 0
2020 | SPP_S_2_ERCOT | SPP_S | ERCOT | External | Shoulder | B11 | 25 | 800 | 800 | 68.53 | 95.94 | 5 | 22.41
2020 | SPP_S_2_ERCOT | SPP_S | ERCOT | External | Shoulder | B12 | 200 | 800 | 22.85 | 65.03 | 70.03 | 5 | 0
2020 | SPP_S_2_ERCOT | SPP_S | ERCOT | External | Shoulder | B13 | 600 | 800 | 0 | 62.78 | 65.28 | 5 | 0
2020 | SPP_S_2_ERCOT | SPP_S | ERCOT | External | Shoulder | B14 | 900 | 800 | 800 | 59.23 | 65.28 | 5 | 1.04
2020 | SPP_S_2_ERCOT | SPP_S | ERCOT | External | Shoulder | B15 | 1203 | 800 | 800 | 56.99 | 65.28 | 5 | 3.29
2020 | SPP_S_2_ERCOT | SPP_S | ERCOT | External | Summer | B1 | 10 | 800 | 800 | 66.39 | 108.25 | 5 | 36.86
2020 | SPP_S_2_ERCOT | SPP_S | ERCOT | External | Summer | B2 | 25 | 800 | 442.49 | 92.88 | 97.88 | 5 | 0
2020 | SPP_S_2_ERCOT | SPP_S | ERCOT | External | Summer | B3 | 75 | 800 | 0 | 92.88 | 94.24 | 5 | 0
2020 | SPP_S_2_ERCOT | SPP_S | ERCOT | External | Summer | B4 | 100 | 800 | 0 | 92.88 | 94.24 | 5 | 0
2020 | SPP_S_2_ERCOT | SPP_S | ERCOT | External | Summer | B5 | 200 | 800 | 0 | 90.76 | 94.24 | 5 | 0
2020 | SPP_S_2_ERCOT | SPP_S | ERCOT | External | Summer | B6 | 300 | 800 | 800 | 73.36 | 94.24 | 5 | 15.89
2020 | SPP_S_2_ERCOT | SPP_S | ERCOT | External | Summer | B7 | 400 | 800 | 0 | 65.64 | 70.02 | 5 | 0
2020 | SPP_S_2_ERCOT | SPP_S | ERCOT | External | Summer | B8 | 500 | 800 | 0 | 63.95 | 64.14 | 5 | 0
2020 | SPP_S_2_ERCOT | SPP_S | ERCOT | External | Summer | B9 | 800 | 800 | 0 | 63.95 | 64.14 | 5 | 0
2020 | SPP_S_2_ERCOT | SPP_S | ERCOT | External | Summer | B10 | 1262 | 800 | 0 | 59.2 | 64.14 | 5 | 0
2020 | SPP_S_2_ERCOT | SPP_S | ERCOT | External | Winter | B16 | 25 | 800 | 800 | 68.26 | 75.55 | 5 | 2.29
2020 | SPP_S_2_ERCOT | SPP_S | ERCOT | External | Winter | B17 | 100 | 800 | 740.19 | 65.49 | 70.49 | 5 | 0
2020 | SPP_S_2_ERCOT | SPP_S | ERCOT | External | Winter | B18 | 400 | 800 | 0 | 64.02 | 67.74 | 5 | 0
2020 | SPP_S_2_ERCOT | SPP_S | ERCOT | External | Winter | B19 | 700 | 800 | 509.47 | 62.74 | 67.74 | 5 | 0
2020 | SPP_S_2_ERCOT | SPP_S | ERCOT | External | Winter | B20 | 935 | 800 | 800 | 59.71 | 67.74 | 5 | 3.03
2025 | AZ_NM_SNV_Coal_2_SPP_S | AZ_NM_SNV_Coal | SPP_S | External | Shoulder | B11 | 25 | 400 | 0 | 72.74 | 78.12 | 8.17 | 0
2025 | AZ_NM_SNV_Coal_2_SPP_S | AZ_NM_SNV_Coal | SPP_S | External | Shoulder | B12 | 200 | 400 | 0 | 72.49 | 70.66 | 8.17 | 0
2025 | AZ_NM_SNV_Coal_2_SPP_S | AZ_NM_SNV_Coal | SPP_S | External | Shoulder | B13 | 600 | 400 | 0 | 72.49 | 70.5 | 8.17 | 0
2025 | AZ_NM_SNV_Coal_2_SPP_S | AZ_NM_SNV_Coal | SPP_S | External | Shoulder | B14 | 900 | 400 | 0 | 72.49 | 61.71 | 8.17 | 0
2025 | AZ_NM_SNV_Coal_2_SPP_S | AZ_NM_SNV_Coal | SPP_S | External | Shoulder | B15 | 1203 | 400 | 0 | 72.49 | 61.35 | 8.17 | 0
2025 | AZ_NM_SNV_Coal_2_SPP_S | AZ_NM_SNV_Coal | SPP_S | External | Summer | B1 | 10 | 400 | 0 | 107.48 | 74.74 | 8.17 | 0
2025 | AZ_NM_SNV_Coal_2_SPP_S | AZ_NM_SNV_Coal | SPP_S | External | Summer | B2 | 25 | 400 | 0 | 97.41 | 100.23 | 8.17 | 0
2025 | AZ_NM_SNV_Coal_2_SPP_S | AZ_NM_SNV_Coal | SPP_S | External | Summer | B3 | 75 | 400 | 400 | 97.41 | 106.24 | 8.17 | 0.67
2025 | AZ_NM_SNV_Coal_2_SPP_S | AZ_NM_SNV_Coal | SPP_S | External | Summer | B4 | 100 | 400 | 0 | 95.17 | 100.23 | 8.17 | 0
2025 | AZ_NM_SNV_Coal_2_SPP_S | AZ_NM_SNV_Coal | SPP_S | External | Summer | B5 | 200 | 400 | 400 | 87.03 | 100.23 | 8.17 | 5.04
2025 | AZ_NM_SNV_Coal_2_SPP_S | AZ_NM_SNV_Coal | SPP_S | External | Summer | B6 | 300 | 400 | 0 | 87.02 | 86.34 | 8.17 | 0
2025 | AZ_NM_SNV_Coal_2_SPP_S | AZ_NM_SNV_Coal | SPP_S | External | Summer | B7 | 400 | 400 | 0 | 78.84 | 77.59 | 8.17 | 0
2025 | AZ_NM_SNV_Coal_2_SPP_S | AZ_NM_SNV_Coal | SPP_S | External | Summer | B8 | 500 | 400 | 0 | 78.84 | 70.28 | 8.17 | 0
2025 | AZ_NM_SNV_Coal_2_SPP_S | AZ_NM_SNV_Coal | SPP_S | External | Summer | B9 | 800 | 400 | 0 | 75.3 | 69.11 | 8.17 | 0
2025 | AZ_NM_SNV_Coal_2_SPP_S | AZ_NM_SNV_Coal | SPP_S | External | Summer | B10 | 1262 | 400 | 0 | 70.69 | 64.16 | 8.17 | 0
2025 | AZ_NM_SNV_Coal_2_SPP_S | AZ_NM_SNV_Coal | SPP_S | External | Winter | B16 | 25 | 400 | 0 | 75.85 | 73.55 | 8.17 | 0
2025 | AZ_NM_SNV_Coal_2_SPP_S | AZ_NM_SNV_Coal | SPP_S | External | Winter | B17 | 100 | 400 | 0 | 75.85 | 71.11 | 8.17 | 0
2025 | AZ_NM_SNV_Coal_2_SPP_S | AZ_NM_SNV_Coal | SPP_S | External | Winter | B18 | 400 | 400 | 0 | 75.85 | 70.9 | 8.17 | 0
2025 | AZ_NM_SNV_Coal_2_SPP_S | AZ_NM_SNV_Coal | SPP_S | External | Winter | B19 | 700 | 400 | 0 | 75.85 | 68.35 | 8.17 | 0
2025 | AZ_NM_SNV_Coal_2_SPP_S | AZ_NM_SNV_Coal | SPP_S | External | Winter | B20 | 935 | 400 | 0 | 75.85 | 63.96 | 8.17 | 0
2025 | ERCOT_2_SPP_S | ERCOT | SPP_S | External | Shoulder | B11 | 25 | 800 | 0 | 81.97 | 78.12 | 8 | 0
2025 | ERCOT_2_SPP_S | ERCOT | SPP_S | External | Shoulder | B12 | 200 | 800 | 0 | 70.42 | 70.66 | 8 | 0
2025 | ERCOT_2_SPP_S | ERCOT | SPP_S | External | Shoulder | B13 | 600 | 800 | 0 | 70.42 | 70.5 | 8 | 0
2025 | ERCOT_2_SPP_S | ERCOT | SPP_S | External | Shoulder | B14 | 900 | 800 | 0 | 70.42 | 61.71 | 8 | 0
2025 | ERCOT_2_SPP_S | ERCOT | SPP_S | External | Shoulder | B15 | 1203 | 800 | 0 | 61.3 | 61.35 | 8 | 0
2025 | ERCOT_2_SPP_S | ERCOT | SPP_S | External | Summer | B1 | 10 | 800 | 0 | 110.2 | 74.74 | 8 | 0
2025 | ERCOT_2_SPP_S | ERCOT | SPP_S | External | Summer | B2 | 25 | 800 | 0 | 101.72 | 100.23 | 8 | 0
2025 | ERCOT_2_SPP_S | ERCOT | SPP_S | External | Summer | B3 | 75 | 800 | 0 | 101.72 | 106.24 | 8 | 0
2025 | ERCOT_2_SPP_S | ERCOT | SPP_S | External | Summer | B4 | 100 | 800 | 0 | 101.72 | 100.23 | 8 | 0
2025 | ERCOT_2_SPP_S | ERCOT | SPP_S | External | Summer | B5 | 200 | 800 | 0 | 101.72 | 100.23 | 8 | 0
2025 | ERCOT_2_SPP_S | ERCOT | SPP_S | External | Summer | B6 | 300 | 800 | 0 | 78.63 | 86.34 | 8 | 0
2025 | ERCOT_2_SPP_S | ERCOT | SPP_S | External | Summer | B7 | 400 | 800 | 0 | 75.53 | 77.59 | 8 | 0
2025 | ERCOT_2_SPP_S | ERCOT | SPP_S | External | Summer | B8 | 500 | 800 | 0 | 69.16 | 70.28 | 8 | 0
2025 | ERCOT_2_SPP_S | ERCOT | SPP_S | External | Summer | B9 | 800 | 800 | 0 | 69.16 | 69.11 | 8 | 0
2025 | ERCOT_2_SPP_S | ERCOT | SPP_S | External | Summer | B10 | 1262 | 800 | 0 | 69.16 | 64.16 | 8 | 0
2025 | ERCOT_2_SPP_S | ERCOT | SPP_S | External | Winter | B16 | 25 | 800 | 0 | 73.13 | 73.55 | 8 | 0
2025 | ERCOT_2_SPP_S | ERCOT | SPP_S | External | Winter | B17 | 100 | 800 | 0 | 73.13 | 71.11 | 8 | 0
2025 | ERCOT_2_SPP_S | ERCOT | SPP_S | External | Winter | B18 | 400 | 800 | 0 | 73.13 | 70.9 | 8 | 0
2025 | ERCOT_2_SPP_S | ERCOT | SPP_S | External | Winter | B19 | 700 | 800 | 0 | 73.13 | 68.35 | 8 | 0
2025 | ERCOT_2_SPP_S | ERCOT | SPP_S | External | Winter | B20 | 935 | 800 | 0 | 63.77 | 63.96 | 8 | 0
2025 | MAPP_US_2_RMPA | MAPP_US | RMPA | External | Shoulder | B11 | 25 | 200 | 0 | 71.12 | 76.45 | 8 | 0
2025 | MAPP_US_2_RMPA | MAPP_US | RMPA | External | Shoulder | B12 | 200 | 200 | 200 | 60.41 | 76.45 | 8 | 8.04
2025 | MAPP_US_2_RMPA | MAPP_US | RMPA | External | Shoulder | B13 | 600 | 200 | 200 | 60.39 | 76.45 | 8 | 8.06
2025 | MAPP_US_2_RMPA | MAPP_US | RMPA | External | Shoulder | B14 | 900 | 200 | 200 | 47.7 | 76.45 | 8 | 20.75
2025 | MAPP_US_2_RMPA | MAPP_US | RMPA | External | Shoulder | B15 | 1203 | 200 | 200 | 47.34 | 76.45 | 8 | 21.11
2025 | MAPP_US_2_RMPA | MAPP_US | RMPA | External | Summer | B1 | 10 | 200 | 0 | 106.33 | 112.01 | 8 | 0
2025 | MAPP_US_2_RMPA | MAPP_US | RMPA | External | Summer | B2 | 25 | 200 | 0 | 102.52 | 105.57 | 8 | 0
2025 | MAPP_US_2_RMPA | MAPP_US | RMPA | External | Summer | B3 | 75 | 200 | 0 | 102.52 | 105.57 | 8 | 0
2025 | MAPP_US_2_RMPA | MAPP_US | RMPA | External | Summer | B4 | 100 | 200 | 0 | 100.26 | 101.64 | 8 | 0
2025 | MAPP_US_2_RMPA | MAPP_US | RMPA | External | Summer | B5 | 200 | 200 | 0 | 94.05 | 95.17 | 8 | 0
2025 | MAPP_US_2_RMPA | MAPP_US | RMPA | External | Summer | B6 | 300 | 200 | 200 | 76.31 | 84.58 | 8 | 0.26
2025 | MAPP_US_2_RMPA | MAPP_US | RMPA | External | Summer | B7 | 400 | 200 | 200 | 70.56 | 78.84 | 8 | 0.28
2025 | MAPP_US_2_RMPA | MAPP_US | RMPA | External | Summer | B8 | 500 | 200 | 200 | 58.98 | 74.45 | 8 | 7.48
2025 | MAPP_US_2_RMPA | MAPP_US | RMPA | External | Summer | B9 | 800 | 200 | 200 | 58.95 | 74.45 | 8 | 7.5
2025 | MAPP_US_2_RMPA | MAPP_US | RMPA | External | Summer | B10 | 1262 | 200 | 200 | 50.15 | 74.45 | 8 | 16.31
2025 | MAPP_US_2_RMPA | MAPP_US | RMPA | External | Winter | B16 | 25 | 200 | 200 | 56.17 | 81.29 | 8 | 17.12
2025 | MAPP_US_2_RMPA | MAPP_US | RMPA | External | Winter | B17 | 100 | 200 | 200 | 56.19 | 80.18 | 8 | 15.99
2025 | MAPP_US_2_RMPA | MAPP_US | RMPA | External | Winter | B18 | 400 | 200 | 200 | 56.88 | 80.18 | 8 | 15.3
2025 | MAPP_US_2_RMPA | MAPP_US | RMPA | External | Winter | B19 | 700 | 200 | 200 | 56.88 | 80.18 | 8 | 15.3
2025 | MAPP_US_2_RMPA | MAPP_US | RMPA | External | Winter | B20 | 935 | 200 | 200 | 49.97 | 78.66 | 8 | 20.69
2025 | NE_2_RMPA | NE | RMPA | External | Shoulder | B11 | 25 | 310 | 0 | 78.12 | 76.45 | 5 | 0
2025 | NE_2_RMPA | NE | RMPA | External | Shoulder | B12 | 200 | 310 | 310 | 70.85 | 76.45 | 5 | 0.6
2025 | NE_2_RMPA | NE | RMPA | External | Shoulder | B13 | 600 | 310 | 310 | 70.48 | 76.45 | 5 | 0.97
2025 | NE_2_RMPA | NE | RMPA | External | Shoulder | B14 | 900 | 310 | 310 | 61.33 | 76.45 | 5 | 10.12
2025 | NE_2_RMPA | NE | RMPA | External | Shoulder | B15 | 1203 | 310 | 310 | 61.33 | 76.45 | 5 | 10.12
2025 | NE_2_RMPA | NE | RMPA | External | Summer | B1 | 10 | 310 | 0 | 113.33 | 112.01 | 5 | 0
2025 | NE_2_RMPA | NE | RMPA | External | Summer | B2 | 25 | 310 | 0 | 109.52 | 105.57 | 5 | 0
2025 | NE_2_RMPA | NE | RMPA | External | Summer | B3 | 75 | 310 | 0 | 109.52 | 105.57 | 5 | 0
2025 | NE_2_RMPA | NE | RMPA | External | Summer | B4 | 100 | 310 | 0 | 107.26 | 101.64 | 5 | 0
2025 | NE_2_RMPA | NE | RMPA | External | Summer | B5 | 200 | 310 | 0 | 101.05 | 95.17 | 5 | 0
2025 | NE_2_RMPA | NE | RMPA | External | Summer | B6 | 300 | 310 | 0 | 83.31 | 84.58 | 5 | 0
2025 | NE_2_RMPA | NE | RMPA | External | Summer | B7 | 400 | 310 | 0 | 77.56 | 78.84 | 5 | 0
2025 | NE_2_RMPA | NE | RMPA | External | Summer | B8 | 500 | 310 | 132.52 | 69.45 | 74.45 | 5 | 0
2025 | NE_2_RMPA | NE | RMPA | External | Summer | B9 | 800 | 310 | 310 | 69.08 | 74.45 | 5 | 0.37
2025 | NE_2_RMPA | NE | RMPA | External | Summer | B10 | 1262 | 310 | 310 | 59.49 | 74.45 | 5 | 9.97
2025 | NE_2_RMPA | NE | RMPA | External | Winter | B16 | 25 | 310 | 310 | 70.17 | 81.29 | 5 | 6.12
2025 | NE_2_RMPA | NE | RMPA | External | Winter | B17 | 100 | 310 | 310 | 70.19 | 80.18 | 5 | 4.99
2025 | NE_2_RMPA | NE | RMPA | External | Winter | B18 | 400 | 310 | 310 | 70.87 | 80.18 | 5 | 4.31
2025 | NE_2_RMPA | NE | RMPA | External | Winter | B19 | 700 | 310 | 310 | 67.13 | 80.18 | 5 | 8.05
2025 | NE_2_RMPA | NE | RMPA | External | Winter | B20 | 935 | 310 | 310 | 63.96 | 78.66 | 5 | 9.7
2025 | NWPP_Coal_2_MAPP_US | NWPP_Coal | MAPP_US | External | Shoulder | B11 | 25 | 150 | 0 | 85.34 | 71.12 | 8 | 0
2025 | NWPP_Coal_2_MAPP_US | NWPP_Coal | MAPP_US | External | Shoulder | B12 | 200 | 150 | 0 | 85.34 | 60.41 | 8 | 0
2025 | NWPP_Coal_2_MAPP_US | NWPP_Coal | MAPP_US | External | Shoulder | B13 | 600 | 150 | 0 | 85.34 | 60.39 | 8 | 0
2025 | NWPP_Coal_2_MAPP_US | NWPP_Coal | MAPP_US | External | Shoulder | B14 | 900 | 150 | 0 | 85.34 | 47.7 | 8 | 0
2025 | NWPP_Coal_2_MAPP_US | NWPP_Coal | MAPP_US | External | Shoulder | B15 | 1203 | 150 | 0 | 85.34 | 47.34 | 8 | 0
2025 | NWPP_Coal_2_MAPP_US | NWPP_Coal | MAPP_US | External | Summer | B1 | 10 | 150 | 0 | 99.31 | 106.33 | 8 | 0
2025 | NWPP_Coal_2_MAPP_US | NWPP_Coal | MAPP_US | External | Summer | B2 | 25 | 150 | 150 | 91.98 | 102.52 | 8 | 2.54
2025 | NWPP_Coal_2_MAPP_US | NWPP_Coal | MAPP_US | External | Summer | B3 | 75 | 150 | 150 | 90.37 | 102.52 | 8 | 4.15
2025 | NWPP_Coal_2_MAPP_US | NWPP_Coal | MAPP_US | External | Summer | B4 | 100 | 150 | 150 | 87 | 100.26 | 8 | 5.25
2025 | NWPP_Coal_2_MAPP_US | NWPP_Coal | MAPP_US | External | Summer | B5 | 200 | 150 | 0 | 87 | 94.05 | 8 | 0
2025 | NWPP_Coal_2_MAPP_US | NWPP_Coal | MAPP_US | External | Summer | B6 | 300 | 150 | 0 | 87 | 76.31 | 8 | 0
2025 | NWPP_Coal_2_MAPP_US | NWPP_Coal | MAPP_US | External | Summer | B7 | 400 | 150 | 0 | 87 | 70.56 | 8 | 0
2025 | NWPP_Coal_2_MAPP_US | NWPP_Coal | MAPP_US | External | Summer | B8 | 500 | 150 | 0 | 87 | 58.98 | 8 | 0
2025 | NWPP_Coal_2_MAPP_US | NWPP_Coal | MAPP_US | External | Summer | B9 | 800 | 150 | 0 | 87 | 58.95 | 8 | 0
2025 | NWPP_Coal_2_MAPP_US | NWPP_Coal | MAPP_US | External | Summer | B10 | 1262 | 150 | 0 | 87 | 50.15 | 8 | 0
2025 | NWPP_Coal_2_MAPP_US | NWPP_Coal | MAPP_US | External | Winter | B16 | 25 | 150 | 0 | 89.46 | 56.17 | 8 | 0
2025 | NWPP_Coal_2_MAPP_US | NWPP_Coal | MAPP_US | External | Winter | B17 | 100 | 150 | 0 | 89.46 | 56.19 | 8 | 0
2025 | NWPP_Coal_2_MAPP_US | NWPP_Coal | MAPP_US | External | Winter | B18 | 400 | 150 | 0 | 89.46 | 56.88 | 8 | 0
2025 | NWPP_Coal_2_MAPP_US | NWPP_Coal | MAPP_US | External | Winter | B19 | 700 | 150 | 0 | 89.46 | 56.88 | 8 | 0
2025 | NWPP_Coal_2_MAPP_US | NWPP_Coal | MAPP_US | External | Winter | B20 | 935 | 150 | 0 | 89.46 | 49.97 | 8 | 0
2025 | RMPA_2_MAPP_US | RMPA | MAPP_US | External | Shoulder | B11 | 25 | 200 | 0 | 76.45 | 71.12 | 8 | 0
2025 | RMPA_2_MAPP_US | RMPA | MAPP_US | External | Shoulder | B12 | 200 | 200 | 0 | 76.45 | 60.41 | 8 | 0
2025 | RMPA_2_MAPP_US | RMPA | MAPP_US | External | Shoulder | B13 | 600 | 200 | 0 | 76.45 | 60.39 | 8 | 0
2025 | RMPA_2_MAPP_US | RMPA | MAPP_US | External | Shoulder | B14 | 900 | 200 | 0 | 76.45 | 47.7 | 8 | 0
2025 | RMPA_2_MAPP_US | RMPA | MAPP_US | External | Shoulder | B15 | 1203 | 200 | 0 | 76.45 | 47.34 | 8 | 0
2025 | RMPA_2_MAPP_US | RMPA | MAPP_US | External | Summer | B1 | 10 | 200 | 0 | 112.01 | 106.33 | 8 | 0
2025 | RMPA_2_MAPP_US | RMPA | MAPP_US | External | Summer | B2 | 25 | 200 | 0 | 105.57 | 102.52 | 8 | 0
2025 | RMPA_2_MAPP_US | RMPA | MAPP_US | External | Summer | B3 | 75 | 200 | 0 | 105.57 | 102.52 | 8 | 0
2025 | RMPA_2_MAPP_US | RMPA | MAPP_US | External | Summer | B4 | 100 | 200 | 0 | 101.64 | 100.26 | 8 | 0
2025 | RMPA_2_MAPP_US | RMPA | MAPP_US | External | Summer | B5 | 200 | 200 | 0 | 95.17 | 94.05 | 8 | 0
2025 | RMPA_2_MAPP_US | RMPA | MAPP_US | External | Summer | B6 | 300 | 200 | 0 | 84.58 | 76.31 | 8 | 0
2025 | RMPA_2_MAPP_US | RMPA | MAPP_US | External | Summer | B7 | 400 | 200 | 0 | 78.84 | 70.56 | 8 | 0
2025 | RMPA_2_MAPP_US | RMPA | MAPP_US | External | Summer | B8 | 500 | 200 | 0 | 74.45 | 58.98 | 8 | 0
2025 | RMPA_2_MAPP_US | RMPA | MAPP_US | External | Summer | B9 | 800 | 200 | 0 | 74.45 | 58.95 | 8 | 0
2025 | RMPA_2_MAPP_US | RMPA | MAPP_US | External | Summer | B10 | 1262 | 200 | 0 | 74.45 | 50.15 | 8 | 0
2025 | RMPA_2_MAPP_US | RMPA | MAPP_US | External | Winter | B16 | 25 | 200 | 0 | 81.29 | 56.17 | 8 | 0
2025 | RMPA_2_MAPP_US | RMPA | MAPP_US | External | Winter | B17 | 100 | 200 | 0 | 80.18 | 56.19 | 8 | 0
2025 | RMPA_2_MAPP_US | RMPA | MAPP_US | External | Winter | B18 | 400 | 200 | 0 | 80.18 | 56.88 | 8 | 0
2025 | RMPA_2_MAPP_US | RMPA | MAPP_US | External | Winter | B19 | 700 | 200 | 0 | 80.18 | 56.88 | 8 | 0
2025 | RMPA_2_MAPP_US | RMPA | MAPP_US | External | Winter | B20 | 935 | 200 | 0 | 78.66 | 49.97 | 8 | 0
2025 | RMPA_2_NE | RMPA | NE | External | Shoulder | B11 | 25 | 310 | 0 | 76.45 | 78.12 | 8 | 0
2025 | RMPA_2_NE | RMPA | NE | External | Shoulder | B12 | 200 | 310 | 0 | 76.45 | 70.85 | 8 | 0
2025 | RMPA_2_NE | RMPA | NE | External | Shoulder | B13 | 600 | 310 | 0 | 76.45 | 70.48 | 8 | 0
2025 | RMPA_2_NE | RMPA | NE | External | Shoulder | B14 | 900 | 310 | 0 | 76.45 | 61.33 | 8 | 0
2025 | RMPA_2_NE | RMPA | NE | External | Shoulder | B15 | 1203 | 310 | 0 | 76.45 | 61.33 | 8 | 0
2025 | RMPA_2_NE | RMPA | NE | External | Summer | B1 | 10 | 310 | 0 | 112.01 | 113.33 | 8 | 0
2025 | RMPA_2_NE | RMPA | NE | External | Summer | B2 | 25 | 310 | 0 | 105.57 | 109.52 | 8 | 0
2025 | RMPA_2_NE | RMPA | NE | External | Summer | B3 | 75 | 310 | 0 | 105.57 | 109.52 | 8 | 0
2025 | RMPA_2_NE | RMPA | NE | External | Summer | B4 | 100 | 310 | 0 | 101.64 | 107.26 | 8 | 0
2025 | RMPA_2_NE | RMPA | NE | External | Summer | B5 | 200 | 310 | 0 | 95.17 | 101.05 | 8 | 0
2025 | RMPA_2_NE | RMPA | NE | External | Summer | B6 | 300 | 310 | 0 | 84.58 | 83.31 | 8 | 0
2025 | RMPA_2_NE | RMPA | NE | External | Summer | B7 | 400 | 310 | 0 | 78.84 | 77.56 | 8 | 0
2025 | RMPA_2_NE | RMPA | NE | External | Summer | B8 | 500 | 310 | 0 | 74.45 | 69.45 | 8 | 0
2025 | RMPA_2_NE | RMPA | NE | External | Summer | B9 | 800 | 310 | 0 | 74.45 | 69.08 | 8 | 0
2025 | RMPA_2_NE | RMPA | NE | External | Summer | B10 | 1262 | 310 | 0 | 74.45 | 59.49 | 8 | 0
2025 | RMPA_2_NE | RMPA | NE | External | Winter | B16 | 25 | 310 | 0 | 81.29 | 70.17 | 8 | 0
2025 | RMPA_2_NE | RMPA | NE | External | Winter | B17 | 100 | 310 | 0 | 80.18 | 70.19 | 8 | 0
2025 | RMPA_2_NE | RMPA | NE | External | Winter | B18 | 400 | 310 | 0 | 80.18 | 70.87 | 8 | 0
2025 | RMPA_2_NE | RMPA | NE | External | Winter | B19 | 700 | 310 | 0 | 80.18 | 67.13 | 8 | 0
2025 | RMPA_2_NE | RMPA | NE | External | Winter | B20 | 935 | 310 | 0 | 78.66 | 63.96 | 8 | 0
2025 | RMPA_2_SPP_N | RMPA | SPP_N | External | Shoulder | B11 | 25 | 210 | 0 | 76.45 | 78.13 | 8 | 0
2025 | RMPA_2_SPP_N | RMPA | SPP_N | External | Shoulder | B12 | 200 | 210 | 0 | 76.45 | 70.86 | 8 | 0
2025 | RMPA_2_SPP_N | RMPA | SPP_N | External | Shoulder | B13 | 600 | 210 | 0 | 76.45 | 70.49 | 8 | 0
2025 | RMPA_2_SPP_N | RMPA | SPP_N | External | Shoulder | B14 | 900 | 210 | 0 | 76.45 | 61.7 | 8 | 0
2025 | RMPA_2_SPP_N | RMPA | SPP_N | External | Shoulder | B15 | 1203 | 210 | 0 | 76.45 | 61.34 | 8 | 0
2025 | RMPA_2_SPP_N | RMPA | SPP_N | External | Summer | B1 | 10 | 210 | 0 | 112.01 | 108.83 | 8 | 0
2025 | RMPA_2_SPP_N | RMPA | SPP_N | External | Summer | B2 | 25 | 210 | 0 | 105.57 | 109.51 | 8 | 0
2025 | RMPA_2_SPP_N | RMPA | SPP_N | External | Summer | B3 | 75 | 210 | 0 | 105.57 | 109.53 | 8 | 0
2025 | RMPA_2_SPP_N | RMPA | SPP_N | External | Summer | B4 | 100 | 210 | 0 | 101.64 | 107.27 | 8 | 0
2025 | RMPA_2_SPP_N | RMPA | SPP_N | External | Summer | B5 | 200 | 210 | 0 | 95.17 | 101.06 | 8 | 0
2025 | RMPA_2_SPP_N | RMPA | SPP_N | External | Summer | B6 | 300 | 210 | 0 | 84.58 | 86.33 | 8 | 0
2025 | RMPA_2_SPP_N | RMPA | SPP_N | External | Summer | B7 | 400 | 210 | 0 | 78.84 | 77.57 | 8 | 0
2025 | RMPA_2_SPP_N | RMPA | SPP_N | External | Summer | B8 | 500 | 210 | 0 | 74.45 | 70.27 | 8 | 0
2025 | RMPA_2_SPP_N | RMPA | SPP_N | External | Summer | B9 | 800 | 210 | 0 | 74.45 | 69.09 | 8 | 0
2025 | RMPA_2_SPP_N | RMPA | SPP_N | External | Summer | B10 | 1262 | 210 | 0 | 74.45 | 64.15 | 8 | 0
2025 | RMPA_2_SPP_N | RMPA | SPP_N | External | Winter | B16 | 25 | 210 | 0 | 81.29 | 73.53 | 8 | 0
2025 | RMPA_2_SPP_N | RMPA | SPP_N | External | Winter | B17 | 100 | 210 | 0 | 80.18 | 71.1 | 8 | 0
2025 | RMPA_2_SPP_N | RMPA | SPP_N | External | Winter | B18 | 400 | 210 | 0 | 80.18 | 70.88 | 8 | 0
2025 | RMPA_2_SPP_N | RMPA | SPP_N | External | Winter | B19 | 700 | 210 | 0 | 80.18 | 68.33 | 8 | 0
2025 | RMPA_2_SPP_N | RMPA | SPP_N | External | Winter | B20 | 935 | 210 | 0 | 78.66 | 63.97 | 8 | 0
2025 | SPP_N_2_RMPA | SPP_N | RMPA | External | Shoulder | B11 | 25 | 210 | 0 | 78.13 | 76.45 | 5 | 0
2025 | SPP_N_2_RMPA | SPP_N | RMPA | External | Shoulder | B12 | 200 | 210 | 210 | 70.86 | 76.45 | 5 | 0.59
2025 | SPP_N_2_RMPA | SPP_N | RMPA | External | Shoulder | B13 | 600 | 210 | 210 | 70.49 | 76.45 | 5 | 0.96
2025 | SPP_N_2_RMPA | SPP_N | RMPA | External | Shoulder | B14 | 900 | 210 | 210 | 61.7 | 76.45 | 5 | 9.75
2025 | SPP_N_2_RMPA | SPP_N | RMPA | External | Shoulder | B15 | 1203 | 210 | 210 | 61.34 | 76.45 | 5 | 10.11
2025 | SPP_N_2_RMPA | SPP_N | RMPA | External | Summer | B1 | 10 | 210 | 0 | 108.83 | 112.01 | 5 | 0
2025 | SPP_N_2_RMPA | SPP_N | RMPA | External | Summer | B2 | 25 | 210 | 0 | 109.51 | 105.57 | 5 | 0
2025 | SPP_N_2_RMPA | SPP_N | RMPA | External | Summer | B3 | 75 | 210 | 0 | 109.53 | 105.57 | 5 | 0
2025 | SPP_N_2_RMPA | SPP_N | RMPA | External | Summer | B4 | 100 | 210 | 0 | 107.27 | 101.64 | 5 | 0
2025 | SPP_N_2_RMPA | SPP_N | RMPA | External | Summer | B5 | 200 | 210 | 0 | 101.06 | 95.17 | 5 | 0
2025 | SPP_N_2_RMPA | SPP_N | RMPA | External | Summer | B6 | 300 | 210 | 0 | 86.33 | 84.58 | 5 | 0
2025 | SPP_N_2_RMPA | SPP_N | RMPA | External | Summer | B7 | 400 | 210 | 0 | 77.57 | 78.84 | 5 | 0
2025 | SPP_N_2_RMPA | SPP_N | RMPA | External | Summer | B8 | 500 | 210 | 0 | 70.27 | 74.45 | 5 | 0
2025 | SPP_N_2_RMPA | SPP_N | RMPA | External | Summer | B9 | 800 | 210 | 210 | 69.09 | 74.45 | 5 | 0.36
2025 | SPP_N_2_RMPA | SPP_N | RMPA | External | Summer | B10 | 1262 | 210 | 210 | 64.15 | 74.45 | 5 | 5.31
2025 | SPP_N_2_RMPA | SPP_N | RMPA | External | Winter | B16 | 25 | 210 | 210 | 73.53 | 81.29 | 5 | 2.76
2025 | SPP_N_2_RMPA | SPP_N | RMPA | External | Winter | B17 | 100 | 210 | 210 | 71.1 | 80.18 | 5 | 4.09
2025 | SPP_N_2_RMPA | SPP_N | RMPA | External | Winter | B18 | 400 | 210 | 210 | 70.88 | 80.18 | 5 | 4.3
2025 | SPP_N_2_RMPA | SPP_N | RMPA | External | Winter | B19 | 700 | 210 | 210 | 68.33 | 80.18 | 5 | 6.85
2025 | SPP_N_2_RMPA | SPP_N | RMPA | External | Winter | B20 | 935 | 210 | 210 | 63.97 | 78.66 | 5 | 9.69
2025 | SPP_S_2_ERCOT | SPP_S | ERCOT | External | Shoulder | B11 | 25 | 800 | 0 | 78.12 | 81.97 | 5 | 0
2025 | SPP_S_2_ERCOT | SPP_S | ERCOT | External | Shoulder | B12 | 200 | 800 | 0 | 70.66 | 70.42 | 5 | 0
2025 | SPP_S_2_ERCOT | SPP_S | ERCOT | External | Shoulder | B13 | 600 | 800 | 0 | 70.5 | 70.42 | 5 | 0
2025 | SPP_S_2_ERCOT | SPP_S | ERCOT | External | Shoulder | B14 | 900 | 800 | 800 | 61.71 | 70.42 | 5 | 3.7
2025 | SPP_S_2_ERCOT | SPP_S | ERCOT | External | Shoulder | B15 | 1203 | 800 | 0 | 61.35 | 61.3 | 5 | 0
2025 | SPP_S_2_ERCOT | SPP_S | ERCOT | External | Summer | B1 | 10 | 800 | 800 | 74.74 | 110.2 | 5 | 30.46
2025 | SPP_S_2_ERCOT | SPP_S | ERCOT | External | Summer | B2 | 25 | 800 | 0 | 100.23 | 101.72 | 5 | 0
2025 | SPP_S_2_ERCOT | SPP_S | ERCOT | External | Summer | B3 | 75 | 800 | 0 | 106.24 | 101.72 | 5 | 0
2025 | SPP_S_2_ERCOT | SPP_S | ERCOT | External | Summer | B4 | 100 | 800 | 0 | 100.23 | 101.72 | 5 | 0
2025 | SPP_S_2_ERCOT | SPP_S | ERCOT | External | Summer | B5 | 200 | 800 | 0 | 100.23 | 101.72 | 5 | 0
2025 | SPP_S_2_ERCOT | SPP_S | ERCOT | External | Summer | B6 | 300 | 800 | 0 | 86.34 | 78.63 | 5 | 0
2025 | SPP_S_2_ERCOT | SPP_S | ERCOT | External | Summer | B7 | 400 | 800 | 0 | 77.59 | 75.53 | 5 | 0
2025 | SPP_S_2_ERCOT | SPP_S | ERCOT | External | Summer | B8 | 500 | 800 | 0 | 70.28 | 69.16 | 5 | 0
2025 | SPP_S_2_ERCOT | SPP_S | ERCOT | External | Summer | B9 | 800 | 800 | 0 | 69.11 | 69.16 | 5 | 0
2025 | SPP_S_2_ERCOT | SPP_S | ERCOT | External | Summer | B10 | 1262 | 800 | 84.46 | 64.16 | 69.16 | 5 | 0
2025 | SPP_S_2_ERCOT | SPP_S | ERCOT | External | Winter | B16 | 25 | 800 | 0 | 73.55 | 73.13 | 5 | 0
2025 | SPP_S_2_ERCOT | SPP_S | ERCOT | External | Winter | B17 | 100 | 800 | 0 | 71.11 | 73.13 | 5 | 0
2025 | SPP_S_2_ERCOT | SPP_S | ERCOT | External | Winter | B18 | 400 | 800 | 0 | 70.9 | 73.13 | 5 | 0
2025 | SPP_S_2_ERCOT | SPP_S | ERCOT | External | Winter | B19 | 700 | 800 | 0 | 68.35 | 73.13 | 5 | 0
2025 | SPP_S_2_ERCOT | SPP_S | ERCOT | External | Winter | B20 | 935 | 800 | 0 | 63.96 | 63.77 | 5 | 0
2030 | AZ_NM_SNV_Coal_2_SPP_S | AZ_NM_SNV_Coal | SPP_S | External | Shoulder | B11 | 25 | 400 | 0 | 92.7 | 93.65 | 8.17 | 0
2030 | AZ_NM_SNV_Coal_2_SPP_S | AZ_NM_SNV_Coal | SPP_S | External | Shoulder | B12 | 200 | 400 | 0 | 92.7 | 88.54 | 8.17 | 0
2030 | AZ_NM_SNV_Coal_2_SPP_S | AZ_NM_SNV_Coal | SPP_S | External | Shoulder | B13 | 600 | 400 | 0 | 92.7 | 85.38 | 8.17 | 0
2030 | AZ_NM_SNV_Coal_2_SPP_S | AZ_NM_SNV_Coal | SPP_S | External | Shoulder | B14 | 900 | 400 | 0 | 92.7 | 78.1 | 8.17 | 0
2030 | AZ_NM_SNV_Coal_2_SPP_S | AZ_NM_SNV_Coal | SPP_S | External | Shoulder | B15 | 1203 | 400 | 0 | 87.11 | 73.02 | 8.17 | 0
2030 | AZ_NM_SNV_Coal_2_SPP_S | AZ_NM_SNV_Coal | SPP_S | External | Summer | B1 | 10 | 400 | 0 | 130.67 | 92.84 | 8.17 | 0
2030 | AZ_NM_SNV_Coal_2_SPP_S | AZ_NM_SNV_Coal | SPP_S | External | Summer | B2 | 25 | 400 | 0 | 126.72 | 128.95 | 8.17 | 0
2030 | AZ_NM_SNV_Coal_2_SPP_S | AZ_NM_SNV_Coal | SPP_S | External | Summer | B3 | 75 | 400 | 28.82 | 126.72 | 134.88 | 8.17 | 0
2030 | AZ_NM_SNV_Coal_2_SPP_S | AZ_NM_SNV_Coal | SPP_S | External | Summer | B4 | 100 | 400 | 400 | 119.34 | 128.95 | 8.17 | 1.45
2030 | AZ_NM_SNV_Coal_2_SPP_S | AZ_NM_SNV_Coal | SPP_S | External | Summer | B5 | 200 | 400 | 400 | 105.49 | 128.95 | 8.17 | 15.29
2030 | AZ_NM_SNV_Coal_2_SPP_S | AZ_NM_SNV_Coal | SPP_S | External | Summer | B6 | 300 | 400 | 0 | 98.6 | 104.09 | 8.17 | 0
2030 | AZ_NM_SNV_Coal_2_SPP_S | AZ_NM_SNV_Coal | SPP_S | External | Summer | B7 | 400 | 400 | 0 | 96.7 | 95.86 | 8.17 | 0
2030 | AZ_NM_SNV_Coal_2_SPP_S | AZ_NM_SNV_Coal | SPP_S | External | Summer | B8 | 500 | 400 | 0 | 93.46 | 90.57 | 8.17 | 0
2030 | AZ_NM_SNV_Coal_2_SPP_S | AZ_NM_SNV_Coal | SPP_S | External | Summer | B9 | 800 | 400 | 0 | 90.73 | 88.69 | 8.17 | 0
2030 | AZ_NM_SNV_Coal_2_SPP_S | AZ_NM_SNV_Coal | SPP_S | External | Summer | B10 | 1262 | 400 | 0 | 90.73 | 77.4 | 8.17 | 0
2030 | AZ_NM_SNV_Coal_2_SPP_S | AZ_NM_SNV_Coal | SPP_S | External | Winter | B16 | 25 | 400 | 0 | 96.45 | 88.04 | 8.17 | 0
2030 | AZ_NM_SNV_Coal_2_SPP_S | AZ_NM_SNV_Coal | SPP_S | External | Winter | B17 | 100 | 400 | 0 | 96.45 | 85.77 | 8.17 | 0
2030 | AZ_NM_SNV_Coal_2_SPP_S | AZ_NM_SNV_Coal | SPP_S | External | Winter | B18 | 400 | 400 | 0 | 92.69 | 87.18 | 8.17 | 0
2030 | AZ_NM_SNV_Coal_2_SPP_S | AZ_NM_SNV_Coal | SPP_S | External | Winter | B19 | 700 | 400 | 0 | 92.69 | 84.42 | 8.17 | 0
2030 | AZ_NM_SNV_Coal_2_SPP_S | AZ_NM_SNV_Coal | SPP_S | External | Winter | B20 | 935 | 400 | 0 | 90.34 | 80.95 | 8.17 | 0
2030 | ERCOT_2_SPP_S | ERCOT | SPP_S | External | Shoulder | B11 | 25 | 800 | 0 | 98.43 | 93.65 | 8 | 0
2030 | ERCOT_2_SPP_S | ERCOT | SPP_S | External | Shoulder | B12 | 200 | 800 | 0 | 90.07 | 88.54 | 8 | 0
2030 | ERCOT_2_SPP_S | ERCOT | SPP_S | External | Shoulder | B13 | 600 | 800 | 0 | 90.07 | 85.38 | 8 | 0
2030 | ERCOT_2_SPP_S | ERCOT | SPP_S | External | Shoulder | B14 | 900 | 800 | 0 | 90.07 | 78.1 | 8 | 0
2030 | ERCOT_2_SPP_S | ERCOT | SPP_S | External | Shoulder | B15 | 1203 | 800 | 0 | 78.02 | 73.02 | 8 | 0
2030 | ERCOT_2_SPP_S | ERCOT | SPP_S | External | Summer | B1 | 10 | 800 | 0 | 147.98 | 92.84 | 8 | 0
2030 | ERCOT_2_SPP_S | ERCOT | SPP_S | External | Summer | B2 | 25 | 800 | 0 | 147.98 | 128.95 | 8 | 0
2030 | ERCOT_2_SPP_S | ERCOT | SPP_S | External | Summer | B3 | 75 | 800 | 0 | 130.77 | 134.88 | 8 | 0
2030 | ERCOT_2_SPP_S | ERCOT | SPP_S | External | Summer | B4 | 100 | 800 | 0 | 130.77 | 128.95 | 8 | 0
2030 | ERCOT_2_SPP_S | ERCOT | SPP_S | External | Summer | B5 | 200 | 800 | 0 | 122.58 | 128.95 | 8 | 0
2030 | ERCOT_2_SPP_S | ERCOT | SPP_S | External | Summer | B6 | 300 | 800 | 0 | 96.92 | 104.09 | 8 | 0
2030 | ERCOT_2_SPP_S | ERCOT | SPP_S | External | Summer | B7 | 400 | 800 | 0 | 88.69 | 95.86 | 8 | 0
2030 | ERCOT_2_SPP_S | ERCOT | SPP_S | External | Summer | B8 | 500 | 800 | 0 | 88.69 | 90.57 | 8 | 0
2030 | ERCOT_2_SPP_S | ERCOT | SPP_S | External | Summer | B9 | 800 | 800 | 0 | 88.69 | 88.69 | 8 | 0
2030 | ERCOT_2_SPP_S | ERCOT | SPP_S | External | Summer | B10 | 1262 | 800 | 0 | 88.69 | 77.4 | 8 | 0
2030 | ERCOT_2_SPP_S | ERCOT | SPP_S | External | Winter | B16 | 25 | 800 | 0 | 93.04 | 88.04 | 8 | 0
2030 | ERCOT_2_SPP_S | ERCOT | SPP_S | External | Winter | B17 | 100 | 800 | 0 | 93.04 | 85.77 | 8 | 0
2030 | ERCOT_2_SPP_S | ERCOT | SPP_S | External | Winter | B18 | 400 | 800 | 0 | 93.04 | 87.18 | 8 | 0
2030 | ERCOT_2_SPP_S | ERCOT | SPP_S | External | Winter | B19 | 700 | 800 | 0 | 93.04 | 84.42 | 8 | 0
2030 | ERCOT_2_SPP_S | ERCOT | SPP_S | External | Winter | B20 | 935 | 800 | 0 | 80.74 | 80.95 | 8 | 0
2030 | MAPP_US_2_RMPA | MAPP_US | RMPA | External | Shoulder | B11 | 25 | 200 | 200 | 84.78 | 97.89 | 8 | 5.11
2030 | MAPP_US_2_RMPA | MAPP_US | RMPA | External | Shoulder | B12 | 200 | 200 | 200 | 80.34 | 93.51 | 8 | 5.17
2030 | MAPP_US_2_RMPA | MAPP_US | RMPA | External | Shoulder | B13 | 600 | 200 | 200 | 78.36 | 90.36 | 8 | 4
2030 | MAPP_US_2_RMPA | MAPP_US | RMPA | External | Shoulder | B14 | 900 | 200 | 200 | 64.82 | 84.59 | 8 | 11.77
2030 | MAPP_US_2_RMPA | MAPP_US | RMPA | External | Shoulder | B15 | 1203 | 200 | 200 | 59 | 84.59 | 8 | 17.58
2030 | MAPP_US_2_RMPA | MAPP_US | RMPA | External | Summer | B1 | 10 | 200 | 0 | 137.28 | 138.84 | 8 | 0
2030 | MAPP_US_2_RMPA | MAPP_US | RMPA | External | Summer | B2 | 25 | 200 | 0 | 134.53 | 138.15 | 8 | 0
2030 | MAPP_US_2_RMPA | MAPP_US | RMPA | External | Summer | B3 | 75 | 200 | 0 | 134.53 | 138.25 | 8 | 0
2030 | MAPP_US_2_RMPA | MAPP_US | RMPA | External | Summer | B4 | 100 | 200 | 0 | 133.87 | 129.94 | 8 | 0
2030 | MAPP_US_2_RMPA | MAPP_US | RMPA | External | Summer | B5 | 200 | 200 | 0 | 128.19 | 113.66 | 8 | 0
2030 | MAPP_US_2_RMPA | MAPP_US | RMPA | External | Summer | B6 | 300 | 200 | 0 | 97.08 | 96.08 | 8 | 0
2030 | MAPP_US_2_RMPA | MAPP_US | RMPA | External | Summer | B7 | 400 | 200 | 200 | 84.05 | 95.67 | 8 | 3.62
2030 | MAPP_US_2_RMPA | MAPP_US | RMPA | External | Summer | B8 | 500 | 200 | 200 | 78.74 | 95.67 | 8 | 8.93
2030 | MAPP_US_2_RMPA | MAPP_US | RMPA | External | Summer | B9 | 800 | 200 | 200 | 76.15 | 95.67 | 8 | 11.53
2030 | MAPP_US_2_RMPA | MAPP_US | RMPA | External | Summer | B10 | 1262 | 200 | 200 | 63.39 | 95.67 | 8 | 24.28
2030 | MAPP_US_2_RMPA | MAPP_US | RMPA | External | Winter | B16 | 25 | 200 | 200 | 67.06 | 102.01 | 8 | 26.95
2030 | MAPP_US_2_RMPA | MAPP_US | RMPA | External | Winter | B17 | 100 | 200 | 200 | 71.75 | 102.01 | 8 | 22.26
2030 | MAPP_US_2_RMPA | MAPP_US | RMPA | External | Winter | B18 | 400 | 200 | 200 | 73.16 | 92.15 | 8 | 10.99
2030 | MAPP_US_2_RMPA | MAPP_US | RMPA | External | Winter | B19 | 700 | 200 | 200 | 73.16 | 89.4 | 8 | 8.24
2030 | MAPP_US_2_RMPA | MAPP_US | RMPA | External | Winter | B20 | 935 | 200 | 200 | 66.97 | 83.91 | 8 | 8.94
2030 | NE_2_RMPA | NE | RMPA | External | Shoulder | B11 | 25 | 310 | 0 | 93.62 | 97.89 | 5 | 0
2030 | NE_2_RMPA | NE | RMPA | External | Shoulder | B12 | 200 | 310 | 190.7 | 88.51 | 93.51 | 5 | 0
2030 | NE_2_RMPA | NE | RMPA | External | Shoulder | B13 | 600 | 310 | 7.2 | 85.36 | 90.36 | 5 | 0
2030 | NE_2_RMPA | NE | RMPA | External | Shoulder | B14 | 900 | 310 | 310 | 78.49 | 84.59 | 5 | 1.1
2030 | NE_2_RMPA | NE | RMPA | External | Shoulder | B15 | 1203 | 310 | 310 | 73 | 84.59 | 5 | 6.58
2030 | NE_2_RMPA | NE | RMPA | External | Summer | B1 | 10 | 310 | 0 | 144.28 | 138.84 | 5 | 0
2030 | NE_2_RMPA | NE | RMPA | External | Summer | B2 | 25 | 310 | 0 | 146.15 | 138.15 | 5 | 0
2030 | NE_2_RMPA | NE | RMPA | External | Summer | B3 | 75 | 310 | 0 | 146.25 | 138.25 | 5 | 0
2030 | NE_2_RMPA | NE | RMPA | External | Summer | B4 | 100 | 310 | 0 | 140.87 | 129.94 | 5 | 0
2030 | NE_2_RMPA | NE | RMPA | External | Summer | B5 | 200 | 310 | 0 | 135.19 | 113.66 | 5 | 0
2030 | NE_2_RMPA | NE | RMPA | External | Summer | B6 | 300 | 310 | 0 | 104.08 | 96.08 | 5 | 0
2030 | NE_2_RMPA | NE | RMPA | External | Summer | B7 | 400 | 310 | 0 | 95.86 | 95.67 | 5 | 0
2030 | NE_2_RMPA | NE | RMPA | External | Summer | B8 | 500 | 310 | 310 | 90.57 | 95.67 | 5 | 0.1
2030 | NE_2_RMPA | NE | RMPA | External | Summer | B9 | 800 | 310 | 310 | 88.67 | 95.67 | 5 | 2.01
2030 | NE_2_RMPA | NE | RMPA | External | Summer | B10 | 1262 | 310 | 310 | 77.38 | 95.67 | 5 | 13.29
2030 | NE_2_RMPA | NE | RMPA | External | Winter | B16 | 25 | 310 | 310 | 81.06 | 102.01 | 5 | 15.95
2030 | NE_2_RMPA | NE | RMPA | External | Winter | B17 | 100 | 310 | 310 | 85.75 | 102.01 | 5 | 11.26
2030 | NE_2_RMPA | NE | RMPA | External | Winter | B18 | 400 | 310 | 53.82 | 87.15 | 92.15 | 5 | 0
2030 | NE_2_RMPA | NE | RMPA | External | Winter | B19 | 700 | 310 | 310 | 84.39 | 89.4 | 5 | 0.01
2030 | NE_2_RMPA | NE | RMPA | External | Winter | B20 | 935 | 310 | 0 | 80.95 | 83.91 | 5 | 0
2030 | NWPP_Coal_2_MAPP_US | NWPP_Coal | MAPP_US | External | Shoulder | B11 | 25 | 150 | 0 | 92.75 | 84.78 | 8 | 0
2030 | NWPP_Coal_2_MAPP_US | NWPP_Coal | MAPP_US | External | Shoulder | B12 | 200 | 150 | 0 | 92.75 | 80.34 | 8 | 0
2030 | NWPP_Coal_2_MAPP_US | NWPP_Coal | MAPP_US | External | Shoulder | B13 | 600 | 150 | 0 | 92.75 | 78.36 | 8 | 0
2030 | NWPP_Coal_2_MAPP_US | NWPP_Coal | MAPP_US | External | Shoulder | B14 | 900 | 150 | 0 | 92.75 | 64.82 | 8 | 0
2030 | NWPP_Coal_2_MAPP_US | NWPP_Coal | MAPP_US | External | Shoulder | B15 | 1203 | 150 | 0 | 92.75 | 59 | 8 | 0
2030 | NWPP_Coal_2_MAPP_US | NWPP_Coal | MAPP_US | External | Summer | B1 | 10 | 150 | 150 | 119.34 | 137.28 | 8 | 9.94
2030 | NWPP_Coal_2_MAPP_US | NWPP_Coal | MAPP_US | External | Summer | B2 | 25 | 150 | 150 | 103.9 | 134.53 | 8 | 22.63
2030 | NWPP_Coal_2_MAPP_US | NWPP_Coal | MAPP_US | External | Summer | B3 | 75 | 150 | 150 | 98.59 | 134.53 | 8 | 27.94
2030 | NWPP_Coal_2_MAPP_US | NWPP_Coal | MAPP_US | External | Summer | B4 | 100 | 150 | 150 | 98.59 | 133.87 | 8 | 27.28
2030 | NWPP_Coal_2_MAPP_US | NWPP_Coal | MAPP_US | External | Summer | B5 | 200 | 150 | 150 | 98.59 | 128.19 | 8 | 21.6
2030 | NWPP_Coal_2_MAPP_US | NWPP_Coal | MAPP_US | External | Summer | B6 | 300 | 150 | 0 | 98.59 | 97.08 | 8 | 0
2030 | NWPP_Coal_2_MAPP_US | NWPP_Coal | MAPP_US | External | Summer | B7 | 400 | 150 | 0 | 98.59 | 84.05 | 8 | 0
2030 | NWPP_Coal_2_MAPP_US | NWPP_Coal | MAPP_US | External | Summer | B8 | 500 | 150 | 0 | 98.59 | 78.74 | 8 | 0
2030 | NWPP_Coal_2_MAPP_US | NWPP_Coal | MAPP_US | External | Summer | B9 | 800 | 150 | 0 | 98.59 | 76.15 | 8 | 0
2030 | NWPP_Coal_2_MAPP_US | NWPP_Coal | MAPP_US | External | Summer | B10 | 1262 | 150 | 0 | 98.59 | 63.39 | 8 | 0
2030 | NWPP_Coal_2_MAPP_US | NWPP_Coal | MAPP_US | External | Winter | B16 | 25 | 150 | 0 | 97.37 | 67.06 | 8 | 0
2030 | NWPP_Coal_2_MAPP_US | NWPP_Coal | MAPP_US | External | Winter | B17 | 100 | 150 | 0 | 97.37 | 71.75 | 8 | 0
2030 | NWPP_Coal_2_MAPP_US | NWPP_Coal | MAPP_US | External | Winter | B18 | 400 | 150 | 0 | 97.37 | 73.16 | 8 | 0
2030 | NWPP_Coal_2_MAPP_US | NWPP_Coal | MAPP_US | External | Winter | B19 | 700 | 150 | 0 | 97.37 | 73.16 | 8 | 0
2030 | NWPP_Coal_2_MAPP_US | NWPP_Coal | MAPP_US | External | Winter | B20 | 935 | 150 | 0 | 97.37 | 66.97 | 8 | 0
2030 | RMPA_2_MAPP_US | RMPA | MAPP_US | External | Shoulder | B11 | 25 | 200 | 0 | 97.89 | 84.78 | 8 | 0
2030 | RMPA_2_MAPP_US | RMPA | MAPP_US | External | Shoulder | B12 | 200 | 200 | 0 | 93.51 | 80.34 | 8 | 0
2030 | RMPA_2_MAPP_US | RMPA | MAPP_US | External | Shoulder | B13 | 600 | 200 | 0 | 90.36 | 78.36 | 8 | 0
2030 | RMPA_2_MAPP_US | RMPA | MAPP_US | External | Shoulder | B14 | 900 | 200 | 0 | 84.59 | 64.82 | 8 | 0
2030 | RMPA_2_MAPP_US | RMPA | MAPP_US | External | Shoulder | B15 | 1203 | 200 | 0 | 84.59 | 59 | 8 | 0
2030 | RMPA_2_MAPP_US | RMPA | MAPP_US | External | Summer | B1 | 10 | 200 | 0 | 138.84 | 137.28 | 8 | 0
2030 | RMPA_2_MAPP_US | RMPA | MAPP_US | External | Summer | B2 | 25 | 200 | 0 | 138.15 | 134.53 | 8 | 0
2030 | RMPA_2_MAPP_US | RMPA | MAPP_US | External | Summer | B3 | 75 | 200 | 0 | 138.25 | 134.53 | 8 | 0
2030 | RMPA_2_MAPP_US | RMPA | MAPP_US | External | Summer | B4 | 100 | 200 | 0 | 129.94 | 133.87 | 8 | 0
2030 | RMPA_2_MAPP_US | RMPA | MAPP_US | External | Summer | B5 | 200 | 200 | 200 | 113.66 | 128.19 | 8 | 6.53
2030 | RMPA_2_MAPP_US | RMPA | MAPP_US | External | Summer | B6 | 300 | 200 | 0 | 96.08 | 97.08 | 8 | 0
2030 | RMPA_2_MAPP_US | RMPA | MAPP_US | External | Summer | B7 | 400 | 200 | 0 | 95.67 | 84.05 | 8 | 0
2030 | RMPA_2_MAPP_US | RMPA | MAPP_US | External | Summer | B8 | 500 | 200 | 0 | 95.67 | 78.74 | 8 | 0
2030 | RMPA_2_MAPP_US | RMPA | MAPP_US | External | Summer | B9 | 800 | 200 | 0 | 95.67 | 76.15 | 8 | 0
2030 | RMPA_2_MAPP_US | RMPA | MAPP_US | External | Summer | B10 | 1262 | 200 | 0 | 95.67 | 63.39 | 8 | 0
2030 | RMPA_2_MAPP_US | RMPA | MAPP_US | External | Winter | B16 | 25 | 200 | 0 | 102.01 | 67.06 | 8 | 0
2030 | RMPA_2_MAPP_US | RMPA | MAPP_US | External | Winter | B17 | 100 | 200 | 0 | 102.01 | 71.75 | 8 | 0
2030 | RMPA_2_MAPP_US | RMPA | MAPP_US | External | Winter | B18 | 400 | 200 | 0 | 92.15 | 73.16 | 8 | 0
2030 | RMPA_2_MAPP_US | RMPA | MAPP_US | External | Winter | B19 | 700 | 200 | 0 | 89.4 | 73.16 | 8 | 0
2030 | RMPA_2_MAPP_US | RMPA | MAPP_US | External | Winter | B20 | 935 | 200 | 0 | 83.91 | 66.97 | 8 | 0
2030 | RMPA_2_NE | RMPA | NE | External | Shoulder | B11 | 25 | 310 | 0 | 97.89 | 93.62 | 8 | 0
2030 | RMPA_2_NE | RMPA | NE | External | Shoulder | B12 | 200 | 310 | 0 | 93.51 | 88.51 | 8 | 0
2030 | RMPA_2_NE | RMPA | NE | External | Shoulder | B13 | 600 | 310 | 0 | 90.36 | 85.36 | 8 | 0
2030 | RMPA_2_NE | RMPA | NE | External | Shoulder | B14 | 900 | 310 | 0 | 84.59 | 78.49 | 8 | 0
2030 | RMPA_2_NE | RMPA | NE | External | Shoulder | B15 | 1203 | 310 | 0 | 84.59 | 73 | 8 | 0
2030 | RMPA_2_NE | RMPA | NE | External | Summer | B1 | 10 | 310 | 0 | 138.84 | 144.28 | 8 | 0
2030 | RMPA_2_NE | RMPA | NE | External | Summer | B2 | 25 | 310 | 175.08 | 138.15 | 146.15 | 8 | 0
2030 | RMPA_2_NE | RMPA | NE | External | Summer | B3 | 75 | 310 | 120.79 | 138.25 | 146.25 | 8 | 0
2030 | RMPA_2_NE | RMPA | NE | External | Summer | B4 | 100 | 310 | 310 | 129.94 | 140.87 | 8 | 2.94
2030 | RMPA_2_NE | RMPA | NE | External | Summer | B5 | 200 | 310 | 310 | 113.66 | 135.19 | 8 | 13.53
2030 | RMPA_2_NE | RMPA | NE | External | Summer | B6 | 300 | 310 | 134.42 | 96.08 | 104.08 | 8 | 0
2030 | RMPA_2_NE | RMPA | NE | External | Summer | B7 | 400 | 310 | 0 | 95.67 | 95.86 | 8 | 0
2030 | RMPA_2_NE | RMPA | NE | External | Summer | B8 | 500 | 310 | 0 | 95.67 | 90.57 | 8 | 0
2030 | RMPA_2_NE | RMPA | NE | External | Summer | B9 | 800 | 310 | 0 | 95.67 | 88.67 | 8 | 0
2030 | RMPA_2_NE | RMPA | NE | External | Summer | B10 | 1262 | 310 | 0 | 95.67 | 77.38 | 8 | 0
2030 | RMPA_2_NE | RMPA | NE | External | Winter | B16 | 25 | 310 | 0 | 102.01 | 81.06 | 8 | 0
2030 | RMPA_2_NE | RMPA | NE | External | Winter | B17 | 100 | 310 | 0 | 102.01 | 85.75 | 8 | 0
2030 | RMPA_2_NE | RMPA | NE | External | Winter | B18 | 400 | 310 | 0 | 92.15 | 87.15 | 8 | 0
2030 | RMPA_2_NE | RMPA | NE | External | Winter | B19 | 700 | 310 | 0 | 89.4 | 84.39 | 8 | 0
2030 | RMPA_2_NE | RMPA | NE | External | Winter | B20 | 935 | 310 | 0 | 83.91 | 80.95 | 8 | 0
2030 | RMPA_2_SPP_N | RMPA | SPP_N | External | Shoulder | B11 | 25 | 210 | 0 | 97.89 | 93.64 | 8 | 0
2030 | RMPA_2_SPP_N | RMPA | SPP_N | External | Shoulder | B12 | 200 | 210 | 0 | 93.51 | 88.53 | 8 | 0
2030 | RMPA_2_SPP_N | RMPA | SPP_N | External | Shoulder | B13 | 600 | 210 | 0 | 90.36 | 85.37 | 8 | 0
2030 | RMPA_2_SPP_N | RMPA | SPP_N | External | Shoulder | B14 | 900 | 210 | 0 | 84.59 | 78.82 | 8 | 0
2030 | RMPA_2_SPP_N | RMPA | SPP_N | External | Shoulder | B15 | 1203 | 210 | 0 | 84.59 | 73 | 8 | 0
2030 | RMPA_2_SPP_N | RMPA | SPP_N | External | Summer | B1 | 10 | 210 | 0 | 138.84 | 144.3 | 8 | 0
2030 | RMPA_2_SPP_N | RMPA | SPP_N | External | Summer | B2 | 25 | 210 | 210 | 138.15 | 146.16 | 8 | 0.01
2030 | RMPA_2_SPP_N | RMPA | SPP_N | External | Summer | B3 | 75 | 210 | 210 | 138.25 | 146.63 | 8 | 0.38
2030 | RMPA_2_SPP_N | RMPA | SPP_N | External | Summer | B4 | 100 | 210 | 210 | 129.94 | 140.89 | 8 | 2.95
2030 | RMPA_2_SPP_N | RMPA | SPP_N | External | Summer | B5 | 200 | 210 | 210 | 113.66 | 135.2 | 8 | 13.55
2030 | RMPA_2_SPP_N | RMPA | SPP_N | External | Summer | B6 | 300 | 210 | 210 | 96.08 | 104.09 | 8 | 0.01
2030 | RMPA_2_SPP_N | RMPA | SPP_N | External | Summer | B7 | 400 | 210 | 0 | 95.67 | 95.87 | 8 | 0
2030 | RMPA_2_SPP_N | RMPA | SPP_N | External | Summer | B8 | 500 | 210 | 0 | 95.67 | 90.58 | 8 | 0
2030 | RMPA_2_SPP_N | RMPA | SPP_N | External | Summer | B9 | 800 | 210 | 0 | 95.67 | 88.68 | 8 | 0
2030 | RMPA_2_SPP_N | RMPA | SPP_N | External | Summer | B10 | 1262 | 210 | 0 | 95.67 | 77.39 | 8 | 0
2030 | RMPA_2_SPP_N | RMPA | SPP_N | External | Winter | B16 | 25 | 210 | 0 | 102.01 | 88.03 | 8 | 0
2030 | RMPA_2_SPP_N | RMPA | SPP_N | External | Winter | B17 | 100 | 210 | 0 | 102.01 | 85.76 | 8 | 0
2030 | RMPA_2_SPP_N | RMPA | SPP_N | External | Winter | B18 | 400 | 210 | 0 | 92.15 | 87.16 | 8 | 0
2030 | RMPA_2_SPP_N | RMPA | SPP_N | External | Winter | B19 | 700 | 210 | 0 | 89.4 | 84.4 | 8 | 0
2030 | RMPA_2_SPP_N | RMPA | SPP_N | External | Winter | B20 | 935 | 210 | 0 | 83.91 | 80.97 | 8 | 0
2030 | SPP_N_2_RMPA | SPP_N | RMPA | External | Shoulder | B11 | 25 | 210 | 0 | 93.64 | 97.89 | 5 | 0
2030 | SPP_N_2_RMPA | SPP_N | RMPA | External | Shoulder | B12 | 200 | 210 | 0 | 88.53 | 93.51 | 5 | 0
2030 | SPP_N_2_RMPA | SPP_N | RMPA | External | Shoulder | B13 | 600 | 210 | 0 | 85.37 | 90.36 | 5 | 0
2030 | SPP_N_2_RMPA | SPP_N | RMPA | External | Shoulder | B14 | 900 | 210 | 210 | 78.82 | 84.59 | 5 | 0.77
2030 | SPP_N_2_RMPA | SPP_N | RMPA | External | Shoulder | B15 | 1203 | 210 | 210 | 73 | 84.59 | 5 | 6.58
2030 | SPP_N_2_RMPA | SPP_N | RMPA | External | Summer | B1 | 10 | 210 | 0 | 144.3 | 138.84 | 5 | 0
2030 | SPP_N_2_RMPA | SPP_N | RMPA | External | Summer | B2 | 25 | 210 | 0 | 146.16 | 138.15 | 5 | 0
2030 | SPP_N_2_RMPA | SPP_N | RMPA | External | Summer | B3 | 75 | 210 | 0 | 146.63 | 138.25 | 5 | 0
2030 | SPP_N_2_RMPA | SPP_N | RMPA | External | Summer | B4 | 100 | 210 | 0 | 140.89 | 129.94 | 5 | 0
2030 | SPP_N_2_RMPA | SPP_N | RMPA | External | Summer | B5 | 200 | 210 | 0 | 135.2 | 113.66 | 5 | 0
2030 | SPP_N_2_RMPA | SPP_N | RMPA | External | Summer | B6 | 300 | 210 | 0 | 104.09 | 96.08 | 5 | 0
2030 | SPP_N_2_RMPA | SPP_N | RMPA | External | Summer | B7 | 400 | 210 | 0 | 95.87 | 95.67 | 5 | 0
2030 | SPP_N_2_RMPA | SPP_N | RMPA | External | Summer | B8 | 500 | 210 | 210 | 90.58 | 95.67 | 5 | 0.09
2030 | SPP_N_2_RMPA | SPP_N | RMPA | External | Summer | B9 | 800 | 210 | 210 | 88.68 | 95.67 | 5 | 2
2030 | SPP_N_2_RMPA | SPP_N | RMPA | External | Summer | B10 | 1262 | 210 | 210 | 77.39 | 95.67 | 5 | 13.28
2030 | SPP_N_2_RMPA | SPP_N | RMPA | External | Winter | B16 | 25 | 210 | 210 | 88.03 | 102.01 | 5 | 8.98
2030 | SPP_N_2_RMPA | SPP_N | RMPA | External | Winter | B17 | 100 | 210 | 210 | 85.76 | 102.01 | 5 | 11.25
2030 | SPP_N_2_RMPA | SPP_N | RMPA | External | Winter | B18 | 400 | 210 | 0 | 87.16 | 92.15 | 5 | 0
2030 | SPP_N_2_RMPA | SPP_N | RMPA | External | Winter | B19 | 700 | 210 | 24.36 | 84.4 | 89.4 | 5 | 0
2030 | SPP_N_2_RMPA | SPP_N | RMPA | External | Winter | B20 | 935 | 210 | 0 | 80.97 | 83.91 | 5 | 0
2030 | SPP_S_2_ERCOT | SPP_S | ERCOT | External | Shoulder | B11 | 25 | 800 | 0 | 93.65 | 98.43 | 5 | 0
2030 | SPP_S_2_ERCOT | SPP_S | ERCOT | External | Shoulder | B12 | 200 | 800 | 0 | 88.54 | 90.07 | 5 | 0
2030 | SPP_S_2_ERCOT | SPP_S | ERCOT | External | Shoulder | B13 | 600 | 800 | 0 | 85.38 | 90.07 | 5 | 0
2030 | SPP_S_2_ERCOT | SPP_S | ERCOT | External | Shoulder | B14 | 900 | 800 | 800 | 78.1 | 90.07 | 5 | 6.97
2030 | SPP_S_2_ERCOT | SPP_S | ERCOT | External | Shoulder | B15 | 1203 | 800 | 797.48 | 73.02 | 78.02 | 5 | 0
2030 | SPP_S_2_ERCOT | SPP_S | ERCOT | External | Summer | B1 | 10 | 800 | 800 | 92.84 | 147.98 | 5 | 50.14
2030 | SPP_S_2_ERCOT | SPP_S | ERCOT | External | Summer | B2 | 25 | 800 | 800 | 128.95 | 147.98 | 5 | 14.04
2030 | SPP_S_2_ERCOT | SPP_S | ERCOT | External | Summer | B3 | 75 | 800 | 0 | 134.88 | 130.77 | 5 | 0
2030 | SPP_S_2_ERCOT | SPP_S | ERCOT | External | Summer | B4 | 100 | 800 | 0 | 128.95 | 130.77 | 5 | 0
2030 | SPP_S_2_ERCOT | SPP_S | ERCOT | External | Summer | B5 | 200 | 800 | 0 | 128.95 | 122.58 | 5 | 0
2030 | SPP_S_2_ERCOT | SPP_S | ERCOT | External | Summer | B6 | 300 | 800 | 0 | 104.09 | 96.92 | 5 | 0
2030 | SPP_S_2_ERCOT | SPP_S | ERCOT | External | Summer | B7 | 400 | 800 | 0 | 95.86 | 88.69 | 5 | 0
2030 | SPP_S_2_ERCOT | SPP_S | ERCOT | External | Summer | B8 | 500 | 800 | 0 | 90.57 | 88.69 | 5 | 0
2030 | SPP_S_2_ERCOT | SPP_S | ERCOT | External | Summer | B9 | 800 | 800 | 0 | 88.69 | 88.69 | 5 | 0
2030 | SPP_S_2_ERCOT | SPP_S | ERCOT | External | Summer | B10 | 1262 | 800 | 800 | 77.4 | 88.69 | 5 | 6.29
2030 | SPP_S_2_ERCOT | SPP_S | ERCOT | External | Winter | B16 | 25 | 800 | 393.87 | 88.04 | 93.04 | 5 | 0
2030 | SPP_S_2_ERCOT | SPP_S | ERCOT | External | Winter | B17 | 100 | 800 | 800 | 85.77 | 93.04 | 5 | 2.27
2030 | SPP_S_2_ERCOT | SPP_S | ERCOT | External | Winter | B18 | 400 | 800 | 800 | 87.18 | 93.04 | 5 | 0.86
2030 | SPP_S_2_ERCOT | SPP_S | ERCOT | External | Winter | B19 | 700 | 800 | 800 | 84.42 | 93.04 | 5 | 3.62
2030 | SPP_S_2_ERCOT | SPP_S | ERCOT | External | Winter | B20 | 935 | 800 | 0 | 80.95 | 80.74 | 5 | 0
2035 | AZ_NM_SNV_Coal_2_SPP_S | AZ_NM_SNV_Coal | SPP_S | External | Shoulder | B11 | 25 | 400 | 400 | 126.57 | 136.15 | 8.17 | 1.41
2035 | AZ_NM_SNV_Coal_2_SPP_S | AZ_NM_SNV_Coal | SPP_S | External | Shoulder | B12 | 200 | 400 | 0 | 118.42 | 118.12 | 8.17 | 0
2035 | AZ_NM_SNV_Coal_2_SPP_S | AZ_NM_SNV_Coal | SPP_S | External | Shoulder | B13 | 600 | 400 | 0 | 116.81 | 117.21 | 8.17 | 0
2035 | AZ_NM_SNV_Coal_2_SPP_S | AZ_NM_SNV_Coal | SPP_S | External | Shoulder | B14 | 900 | 400 | 0 | 113.66 | 112.39 | 8.17 | 0
2035 | AZ_NM_SNV_Coal_2_SPP_S | AZ_NM_SNV_Coal | SPP_S | External | Shoulder | B15 | 1203 | 400 | 0 | 110.24 | 101.62 | 8.17 | 0
2035 | AZ_NM_SNV_Coal_2_SPP_S | AZ_NM_SNV_Coal | SPP_S | External | Summer | B1 | 10 | 400 | 0 | 193.65 | 134.62 | 8.17 | 0
2035 | AZ_NM_SNV_Coal_2_SPP_S | AZ_NM_SNV_Coal | SPP_S | External | Summer | B2 | 25 | 400 | 0 | 193.65 | 196.29 | 8.17 | 0
2035 | AZ_NM_SNV_Coal_2_SPP_S | AZ_NM_SNV_Coal | SPP_S | External | Summer | B3 | 75 | 400 | 400 | 167.01 | 196.29 | 8.17 | 21.12
2035 | AZ_NM_SNV_Coal_2_SPP_S | AZ_NM_SNV_Coal | SPP_S | External | Summer | B4 | 100 | 400 | 400 | 144.47 | 187 | 8.17 | 34.36
2035 | AZ_NM_SNV_Coal_2_SPP_S | AZ_NM_SNV_Coal | SPP_S | External | Summer | B5 | 200 | 400 | 400 | 136.32 | 146.37 | 8.17 | 1.88
2035 | AZ_NM_SNV_Coal_2_SPP_S | AZ_NM_SNV_Coal | SPP_S | External | Summer | B6 | 300 | 400 | 0 | 136.32 | 139.53 | 8.17 | 0
2035 | AZ_NM_SNV_Coal_2_SPP_S | AZ_NM_SNV_Coal | SPP_S | External | Summer | B7 | 400 | 400 | 0 | 136.32 | 134.62 | 8.17 | 0
2035 | AZ_NM_SNV_Coal_2_SPP_S | AZ_NM_SNV_Coal | SPP_S | External | Summer | B8 | 500 | 400 | 0 | 136.32 | 134.31 | 8.17 | 0
2035 | AZ_NM_SNV_Coal_2_SPP_S | AZ_NM_SNV_Coal | SPP_S | External | Summer | B9 | 800 | 400 | 0 | 136.32 | 116.61 | 8.17 | 0
2035 | AZ_NM_SNV_Coal_2_SPP_S | AZ_NM_SNV_Coal | SPP_S | External | Summer | B10 | 1262 | 400 | 0 | 121.44 | 115.63 | 8.17 | 0
2035 | AZ_NM_SNV_Coal_2_SPP_S | AZ_NM_SNV_Coal | SPP_S | External | Winter | B16 | 25 | 400 | 0 | 126.57 | 121.44 | 8.17 | 0
2035 | AZ_NM_SNV_Coal_2_SPP_S | AZ_NM_SNV_Coal | SPP_S | External | Winter | B17 | 100 | 400 | 0 | 118.42 | 120.41 | 8.17 | 0
2035 | AZ_NM_SNV_Coal_2_SPP_S | AZ_NM_SNV_Coal | SPP_S | External | Winter | B18 | 400 | 400 | 0 | 118.42 | 120.41 | 8.17 | 0
2035 | AZ_NM_SNV_Coal_2_SPP_S | AZ_NM_SNV_Coal | SPP_S | External | Winter | B19 | 700 | 400 | 0 | 118.42 | 115.48 | 8.17 | 0
2035 | AZ_NM_SNV_Coal_2_SPP_S | AZ_NM_SNV_Coal | SPP_S | External | Winter | B20 | 935 | 400 | 0 | 106.46 | 112.87 | 8.17 | 0
2035 | ERCOT_2_SPP_S | ERCOT | SPP_S | External | Shoulder | B11 | 25 | 800 | 0 | 136.08 | 136.15 | 8 | 0
2035 | ERCOT_2_SPP_S | ERCOT | SPP_S | External | Shoulder | B12 | 200 | 800 | 0 | 136.08 | 118.12 | 8 | 0
2035 | ERCOT_2_SPP_S | ERCOT | SPP_S | External | Shoulder | B13 | 600 | 800 | 0 | 117.14 | 117.21 | 8 | 0
2035 | ERCOT_2_SPP_S | ERCOT | SPP_S | External | Shoulder | B14 | 900 | 800 | 0 | 117.14 | 112.39 | 8 | 0
2035 | ERCOT_2_SPP_S | ERCOT | SPP_S | External | Shoulder | B15 | 1203 | 800 | 0 | 112.47 | 101.62 | 8 | 0
2035 | ERCOT_2_SPP_S | ERCOT | SPP_S | External | Summer | B1 | 10 | 800 | 0 | 222.14 | 134.62 | 8 | 0
2035 | ERCOT_2_SPP_S | ERCOT | SPP_S | External | Summer | B2 | 25 | 800 | 0 | 222.14 | 196.29 | 8 | 0
2035 | ERCOT_2_SPP_S | ERCOT | SPP_S | External | Summer | B3 | 75 | 800 | 670.77 | 188.29 | 196.29 | 8 | 0
2035 | ERCOT_2_SPP_S | ERCOT | SPP_S | External | Summer | B4 | 100 | 800 | 800 | 134.52 | 187 | 8 | 44.48
2035 | ERCOT_2_SPP_S | ERCOT | SPP_S | External | Summer | B5 | 200 | 800 | 800 | 134.52 | 146.37 | 8 | 3.85
2035 | ERCOT_2_SPP_S | ERCOT | SPP_S | External | Summer | B6 | 300 | 800 | 0 | 134.52 | 139.53 | 8 | 0
2035 | ERCOT_2_SPP_S | ERCOT | SPP_S | External | Summer | B7 | 400 | 800 | 0 | 134.52 | 134.62 | 8 | 0
2035 | ERCOT_2_SPP_S | ERCOT | SPP_S | External | Summer | B8 | 500 | 800 | 0 | 134.52 | 134.31 | 8 | 0
2035 | ERCOT_2_SPP_S | ERCOT | SPP_S | External | Summer | B9 | 800 | 800 | 0 | 115.82 | 116.61 | 8 | 0
2035 | ERCOT_2_SPP_S | ERCOT | SPP_S | External | Summer | B10 | 1262 | 800 | 0 | 115.82 | 115.63 | 8 | 0
2035 | ERCOT_2_SPP_S | ERCOT | SPP_S | External | Winter | B16 | 25 | 800 | 0 | 139.35 | 121.44 | 8 | 0
2035 | ERCOT_2_SPP_S | ERCOT | SPP_S | External | Winter | B17 | 100 | 800 | 0 | 139.35 | 120.41 | 8 | 0
2035 | ERCOT_2_SPP_S | ERCOT | SPP_S | External | Winter | B18 | 400 | 800 | 0 | 119.92 | 120.41 | 8 | 0
2035 | ERCOT_2_SPP_S | ERCOT | SPP_S | External | Winter | B19 | 700 | 800 | 0 | 119.92 | 115.48 | 8 | 0
2035 | ERCOT_2_SPP_S | ERCOT | SPP_S | External | Winter | B20 | 935 | 800 | 0 | 109.83 | 112.87 | 8 | 0
2035 | MAPP_US_2_RMPA | MAPP_US | RMPA | External | Shoulder | B11 | 25 | 200 | 0 | 128.07 | 119.75 | 8 | 0
2035 | MAPP_US_2_RMPA | MAPP_US | RMPA | External | Shoulder | B12 | 200 | 200 | 89.8 | 111.75 | 119.75 | 8 | 0
2035 | MAPP_US_2_RMPA | MAPP_US | RMPA | External | Shoulder | B13 | 600 | 200 | 200 | 109.28 | 117.39 | 8 | 0.1
2035 | MAPP_US_2_RMPA | MAPP_US | RMPA | External | Shoulder | B14 | 900 | 200 | 200 | 103.56 | 117.39 | 8 | 5.82
2035 | MAPP_US_2_RMPA | MAPP_US | RMPA | External | Shoulder | B15 | 1203 | 200 | 200 | 89.05 | 110.24 | 8 | 13.19
2035 | MAPP_US_2_RMPA | MAPP_US | RMPA | External | Summer | B1 | 10 | 200 | 0 | 210.26 | 211.95 | 8 | 0
2035 | MAPP_US_2_RMPA | MAPP_US | RMPA | External | Summer | B2 | 25 | 200 | 0 | 206.76 | 201.94 | 8 | 0
2035 | MAPP_US_2_RMPA | MAPP_US | RMPA | External | Summer | B3 | 75 | 200 | 0 | 206.32 | 201.94 | 8 | 0
2035 | MAPP_US_2_RMPA | MAPP_US | RMPA | External | Summer | B4 | 100 | 200 | 0 | 193 | 163.2 | 8 | 0
2035 | MAPP_US_2_RMPA | MAPP_US | RMPA | External | Summer | B5 | 200 | 200 | 0 | 157.89 | 144.48 | 8 | 0
2035 | MAPP_US_2_RMPA | MAPP_US | RMPA | External | Summer | B6 | 300 | 200 | 200 | 135.6 | 143.92 | 8 | 0.32
2035 | MAPP_US_2_RMPA | MAPP_US | RMPA | External | Summer | B7 | 400 | 200 | 200 | 127.23 | 142.79 | 8 | 7.56
2035 | MAPP_US_2_RMPA | MAPP_US | RMPA | External | Summer | B8 | 500 | 200 | 200 | 112.92 | 128.14 | 8 | 7.23
2035 | MAPP_US_2_RMPA | MAPP_US | RMPA | External | Summer | B9 | 800 | 200 | 200 | 106.4 | 121.59 | 8 | 7.19
2035 | MAPP_US_2_RMPA | MAPP_US | RMPA | External | Summer | B10 | 1262 | 200 | 200 | 101.62 | 120.62 | 8 | 11
2035 | MAPP_US_2_RMPA | MAPP_US | RMPA | External | Winter | B16 | 25 | 200 | 200 | 107.42 | 126.57 | 8 | 11.15
2035 | MAPP_US_2_RMPA | MAPP_US | RMPA | External | Winter | B17 | 100 | 200 | 200 | 106.39 | 123.49 | 8 | 9.1
2035 | MAPP_US_2_RMPA | MAPP_US | RMPA | External | Winter | B18 | 400 | 200 | 200 | 110.89 | 120.46 | 8 | 1.58
2035 | MAPP_US_2_RMPA | MAPP_US | RMPA | External | Winter | B19 | 700 | 200 | 200 | 110.89 | 120.46 | 8 | 1.58
2035 | MAPP_US_2_RMPA | MAPP_US | RMPA | External | Winter | B20 | 935 | 200 | 0 | 98.87 | 106.51 | 8 | 0
2035 | NE_2_RMPA | NE | RMPA | External | Shoulder | B11 | 25 | 310 | 0 | 136.13 | 119.75 | 5 | 0
2035 | NE_2_RMPA | NE | RMPA | External | Shoulder | B12 | 200 | 310 | 0 | 118.75 | 119.75 | 5 | 0
2035 | NE_2_RMPA | NE | RMPA | External | Shoulder | B13 | 600 | 310 | 0 | 117.56 | 117.39 | 5 | 0
2035 | NE_2_RMPA | NE | RMPA | External | Shoulder | B14 | 900 | 310 | 0 | 117.56 | 117.39 | 5 | 0
2035 | NE_2_RMPA | NE | RMPA | External | Shoulder | B15 | 1203 | 310 | 310 | 101.63 | 110.24 | 5 | 3.61
2035 | NE_2_RMPA | NE | RMPA | External | Summer | B1 | 10 | 310 | 0 | 220.32 | 211.95 | 5 | 0
2035 | NE_2_RMPA | NE | RMPA | External | Summer | B2 | 25 | 310 | 0 | 220.32 | 201.94 | 5 | 0
2035 | NE_2_RMPA | NE | RMPA | External | Summer | B3 | 75 | 310 | 0 | 220.32 | 201.94 | 5 | 0
2035 | NE_2_RMPA | NE | RMPA | External | Summer | B4 | 100 | 310 | 0 | 200 | 163.2 | 5 | 0
2035 | NE_2_RMPA | NE | RMPA | External | Summer | B5 | 200 | 310 | 0 | 164.89 | 144.48 | 5 | 0
2035 | NE_2_RMPA | NE | RMPA | External | Summer | B6 | 300 | 310 | 0 | 146.03 | 143.92 | 5 | 0
2035 | NE_2_RMPA | NE | RMPA | External | Summer | B7 | 400 | 310 | 83.84 | 137.79 | 142.79 | 5 | 0
2035 | NE_2_RMPA | NE | RMPA | External | Summer | B8 | 500 | 310 | 234.22 | 123.14 | 128.14 | 5 | 0
2035 | NE_2_RMPA | NE | RMPA | External | Summer | B9 | 800 | 310 | 130.14 | 116.59 | 121.59 | 5 | 0
2035 | NE_2_RMPA | NE | RMPA | External | Summer | B10 | 1262 | 310 | 35.06 | 115.62 | 120.62 | 5 | 0
2035 | NE_2_RMPA | NE | RMPA | External | Winter | B16 | 25 | 310 | 310 | 121.42 | 126.57 | 5 | 0.15
2035 | NE_2_RMPA | NE | RMPA | External | Winter | B17 | 100 | 310 | 0 | 120.39 | 123.49 | 5 | 0
2035 | NE_2_RMPA | NE | RMPA | External | Winter | B18 | 400 | 310 | 0 | 120.83 | 120.46 | 5 | 0
2035 | NE_2_RMPA | NE | RMPA | External | Winter | B19 | 700 | 310 | 0 | 120.83 | 120.46 | 5 | 0
2035 | NE_2_RMPA | NE | RMPA | External | Winter | B20 | 935 | 310 | 0 | 112.87 | 106.51 | 5 | 0
2035 | NWPP_Coal_2_MAPP_US | NWPP_Coal | MAPP_US | External | Shoulder | B11 | 25 | 150 | 150 | 118.41 | 128.07 | 8 | 1.66
2035 | NWPP_Coal_2_MAPP_US | NWPP_Coal | MAPP_US | External | Shoulder | B12 | 200 | 150 | 0 | 118.41 | 111.75 | 8 | 0
2035 | NWPP_Coal_2_MAPP_US | NWPP_Coal | MAPP_US | External | Shoulder | B13 | 600 | 150 | 0 | 118.41 | 109.28 | 8 | 0
2035 | NWPP_Coal_2_MAPP_US | NWPP_Coal | MAPP_US | External | Shoulder | B14 | 900 | 150 | 0 | 118.41 | 103.56 | 8 | 0
2035 | NWPP_Coal_2_MAPP_US | NWPP_Coal | MAPP_US | External | Shoulder | B15 | 1203 | 150 | 0 | 118.41 | 89.05 | 8 | 0
2035 | NWPP_Coal_2_MAPP_US | NWPP_Coal | MAPP_US | External | Summer | B1 | 10 | 150 | 150 | 142.58 | 210.26 | 8 | 59.67
2035 | NWPP_Coal_2_MAPP_US | NWPP_Coal | MAPP_US | External | Summer | B2 | 25 | 150 | 150 | 136.31 | 206.76 | 8 | 62.45
2035 | NWPP_Coal_2_MAPP_US | NWPP_Coal | MAPP_US | External | Summer | B3 | 75 | 150 | 150 | 136.31 | 206.32 | 8 | 62.01
2035 | NWPP_Coal_2_MAPP_US | NWPP_Coal | MAPP_US | External | Summer | B4 | 100 | 150 | 150 | 136.31 | 193 | 8 | 48.69
2035 | NWPP_Coal_2_MAPP_US | NWPP_Coal | MAPP_US | External | Summer | B5 | 200 | 150 | 150 | 136.31 | 157.89 | 8 | 13.58
2035 | NWPP_Coal_2_MAPP_US | NWPP_Coal | MAPP_US | External | Summer | B6 | 300 | 150 | 0 | 136.31 | 135.6 | 8 | 0
2035 | NWPP_Coal_2_MAPP_US | NWPP_Coal | MAPP_US | External | Summer | B7 | 400 | 150 | 0 | 136.31 | 127.23 | 8 | 0
2035 | NWPP_Coal_2_MAPP_US | NWPP_Coal | MAPP_US | External | Summer | B8 | 500 | 150 | 0 | 136.31 | 112.92 | 8 | 0
2035 | NWPP_Coal_2_MAPP_US | NWPP_Coal | MAPP_US | External | Summer | B9 | 800 | 150 | 0 | 136.31 | 106.4 | 8 | 0
2035 | NWPP_Coal_2_MAPP_US | NWPP_Coal | MAPP_US | External | Summer | B10 | 1262 | 150 | 0 | 136.31 | 101.62 | 8 | 0
2035 | NWPP_Coal_2_MAPP_US | NWPP_Coal | MAPP_US | External | Winter | B16 | 25 | 150 | 0 | 118.41 | 107.42 | 8 | 0
2035 | NWPP_Coal_2_MAPP_US | NWPP_Coal | MAPP_US | External | Winter | B17 | 100 | 150 | 0 | 118.41 | 106.39 | 8 | 0
2035 | NWPP_Coal_2_MAPP_US | NWPP_Coal | MAPP_US | External | Winter | B18 | 400 | 150 | 0 | 118.41 | 110.89 | 8 | 0
2035 | NWPP_Coal_2_MAPP_US | NWPP_Coal | MAPP_US | External | Winter | B19 | 700 | 150 | 0 | 118.41 | 110.89 | 8 | 0
2035 | NWPP_Coal_2_MAPP_US | NWPP_Coal | MAPP_US | External | Winter | B20 | 935 | 150 | 0 | 118.41 | 98.87 | 8 | 0
2035 | RMPA_2_MAPP_US | RMPA | MAPP_US | External | Shoulder | B11 | 25 | 200 | 200 | 119.75 | 128.07 | 8 | 0.32
2035 | RMPA_2_MAPP_US | RMPA | MAPP_US | External | Shoulder | B12 | 200 | 200 | 0 | 119.75 | 111.75 | 8 | 0
2035 | RMPA_2_MAPP_US | RMPA | MAPP_US | External | Shoulder | B13 | 600 | 200 | 0 | 117.39 | 109.28 | 8 | 0
2035 | RMPA_2_MAPP_US | RMPA | MAPP_US | External | Shoulder | B14 | 900 | 200 | 0 | 117.39 | 103.56 | 8 | 0
2035 | RMPA_2_MAPP_US | RMPA | MAPP_US | External | Shoulder | B15 | 1203 | 200 | 0 | 110.24 | 89.05 | 8 | 0
2035 | RMPA_2_MAPP_US | RMPA | MAPP_US | External | Summer | B1 | 10 | 200 | 0 | 211.95 | 210.26 | 8 | 0
2035 | RMPA_2_MAPP_US | RMPA | MAPP_US | External | Summer | B2 | 25 | 200 | 0 | 201.94 | 206.76 | 8 | 0
2035 | RMPA_2_MAPP_US | RMPA | MAPP_US | External | Summer | B3 | 75 | 200 | 0 | 201.94 | 206.32 | 8 | 0
2035 | RMPA_2_MAPP_US | RMPA | MAPP_US | External | Summer | B4 | 100 | 200 | 200 | 163.2 | 193 | 8 | 21.79
2035 | RMPA_2_MAPP_US | RMPA | MAPP_US | External | Summer | B5 | 200 | 200 | 200 | 144.48 | 157.89 | 8 | 5.4
2035 | RMPA_2_MAPP_US | RMPA | MAPP_US | External | Summer | B6 | 300 | 200 | 0 | 143.92 | 135.6 | 8 | 0
2035 | RMPA_2_MAPP_US | RMPA | MAPP_US | External | Summer | B7 | 400 | 200 | 0 | 142.79 | 127.23 | 8 | 0
2035 | RMPA_2_MAPP_US | RMPA | MAPP_US | External | Summer | B8 | 500 | 200 | 0 | 128.14 | 112.92 | 8 | 0
2035 | RMPA_2_MAPP_US | RMPA | MAPP_US | External | Summer | B9 | 800 | 200 | 0 | 121.59 | 106.4 | 8 | 0
2035 | RMPA_2_MAPP_US | RMPA | MAPP_US | External | Summer | B10 | 1262 | 200 | 0 | 120.62 | 101.62 | 8 | 0
2035 | RMPA_2_MAPP_US | RMPA | MAPP_US | External | Winter | B16 | 25 | 200 | 0 | 126.57 | 107.42 | 8 | 0
2035 | RMPA_2_MAPP_US | RMPA | MAPP_US | External | Winter | B17 | 100 | 200 | 0 | 123.49 | 106.39 | 8 | 0
2035 | RMPA_2_MAPP_US | RMPA | MAPP_US | External | Winter | B18 | 400 | 200 | 0 | 120.46 | 110.89 | 8 | 0
2035 | RMPA_2_MAPP_US | RMPA | MAPP_US | External | Winter | B19 | 700 | 200 | 0 | 120.46 | 110.89 | 8 | 0
2035 | RMPA_2_MAPP_US | RMPA | MAPP_US | External | Winter | B20 | 935 | 200 | 0 | 106.51 | 98.87 | 8 | 0
2035 | RMPA_2_NE | RMPA | NE | External | Shoulder | B11 | 25 | 310 | 310 | 119.75 | 136.13 | 8 | 8.38
2035 | RMPA_2_NE | RMPA | NE | External | Shoulder | B12 | 200 | 310 | 0 | 119.75 | 118.75 | 8 | 0
2035 | RMPA_2_NE | RMPA | NE | External | Shoulder | B13 | 600 | 310 | 0 | 117.39 | 117.56 | 8 | 0
2035 | RMPA_2_NE | RMPA | NE | External | Shoulder | B14 | 900 | 310 | 0 | 117.39 | 117.56 | 8 | 0
2035 | RMPA_2_NE | RMPA | NE | External | Shoulder | B15 | 1203 | 310 | 0 | 110.24 | 101.63 | 8 | 0
2035 | RMPA_2_NE | RMPA | NE | External | Summer | B1 | 10 | 310 | 310 | 211.95 | 220.32 | 8 | 0.37
2035 | RMPA_2_NE | RMPA | NE | External | Summer | B2 | 25 | 310 | 310 | 201.94 | 220.32 | 8 | 10.38
2035 | RMPA_2_NE | RMPA | NE | External | Summer | B3 | 75 | 310 | 310 | 201.94 | 220.32 | 8 | 10.38
2035 | RMPA_2_NE | RMPA | NE | External | Summer | B4 | 100 | 310 | 310 | 163.2 | 200 | 8 | 28.79
2035 | RMPA_2_NE | RMPA | NE | External | Summer | B5 | 200 | 310 | 310 | 144.48 | 164.89 | 8 | 12.4
2035 | RMPA_2_NE | RMPA | NE | External | Summer | B6 | 300 | 310 | 0 | 143.92 | 146.03 | 8 | 0
2035 | RMPA_2_NE | RMPA | NE | External | Summer | B7 | 400 | 310 | 0 | 142.79 | 137.79 | 8 | 0
2035 | RMPA_2_NE | RMPA | NE | External | Summer | B8 | 500 | 310 | 0 | 128.14 | 123.14 | 8 | 0
2035 | RMPA_2_NE | RMPA | NE | External | Summer | B9 | 800 | 310 | 0 | 121.59 | 116.59 | 8 | 0
2035 | RMPA_2_NE | RMPA | NE | External | Summer | B10 | 1262 | 310 | 0 | 120.62 | 115.62 | 8 | 0
2035 | RMPA_2_NE | RMPA | NE | External | Winter | B16 | 25 | 310 | 0 | 126.57 | 121.42 | 8 | 0
2035 | RMPA_2_NE | RMPA | NE | External | Winter | B17 | 100 | 310 | 0 | 123.49 | 120.39 | 8 | 0
2035 | RMPA_2_NE | RMPA | NE | External | Winter | B18 | 400 | 310 | 0 | 120.46 | 120.83 | 8 | 0
2035 | RMPA_2_NE | RMPA | NE | External | Winter | B19 | 700 | 310 | 0 | 120.46 | 120.83 | 8 | 0
2035 | RMPA_2_NE | RMPA | NE | External | Winter | B20 | 935 | 310 | 0 | 106.51 | 112.87 | 8 | 0
2035 | RMPA_2_SPP_N | RMPA | SPP_N | External | Shoulder | B11 | 25 | 210 | 210 | 119.75 | 136.14 | 8 | 8.39
2035 | RMPA_2_SPP_N | RMPA | SPP_N | External | Shoulder | B12 | 200 | 210 | 0 | 119.75 | 118.11 | 8 | 0
2035 | RMPA_2_SPP_N | RMPA | SPP_N | External | Shoulder | B13 | 600 | 210 | 0 | 117.39 | 117.19 | 8 | 0
2035 | RMPA_2_SPP_N | RMPA | SPP_N | External | Shoulder | B14 | 900 | 210 | 0 | 117.39 | 112.39 | 8 | 0
2035 | RMPA_2_SPP_N | RMPA | SPP_N | External | Shoulder | B15 | 1203 | 210 | 0 | 110.24 | 101.63 | 8 | 0
2035 | RMPA_2_SPP_N | RMPA | SPP_N | External | Summer | B1 | 10 | 210 | 0 | 211.95 | 212.26 | 8 | 0
2035 | RMPA_2_SPP_N | RMPA | SPP_N | External | Summer | B2 | 25 | 210 | 141.1 | 201.94 | 209.94 | 8 | 0
2035 | RMPA_2_SPP_N | RMPA | SPP_N | External | Summer | B3 | 75 | 210 | 86.81 | 201.94 | 209.94 | 8 | 0
2035 | RMPA_2_SPP_N | RMPA | SPP_N | External | Summer | B4 | 100 | 210 | 210 | 163.2 | 195 | 8 | 23.79
2035 | RMPA_2_SPP_N | RMPA | SPP_N | External | Summer | B5 | 200 | 210 | 210 | 144.48 | 159.88 | 8 | 7.39
2035 | RMPA_2_SPP_N | RMPA | SPP_N | External | Summer | B6 | 300 | 210 | 0 | 143.92 | 139.52 | 8 | 0
2035 | RMPA_2_SPP_N | RMPA | SPP_N | External | Summer | B7 | 400 | 210 | 0 | 142.79 | 134.61 | 8 | 0
2035 | RMPA_2_SPP_N | RMPA | SPP_N | External | Summer | B8 | 500 | 210 | 0 | 128.14 | 123.13 | 8 | 0
2035 | RMPA_2_SPP_N | RMPA | SPP_N | External | Summer | B9 | 800 | 210 | 0 | 121.59 | 116.6 | 8 | 0
2035 | RMPA_2_SPP_N | RMPA | SPP_N | External | Summer | B10 | 1262 | 210 | 0 | 120.62 | 115.62 | 8 | 0
2035 | RMPA_2_SPP_N | RMPA | SPP_N | External | Winter | B16 | 25 | 210 | 0 | 126.57 | 121.43 | 8 | 0
2035 | RMPA_2_SPP_N | RMPA | SPP_N | External | Winter | B17 | 100 | 210 | 0 | 123.49 | 120.39 | 8 | 0
2035 | RMPA_2_SPP_N | RMPA | SPP_N | External | Winter | B18 | 400 | 210 | 0 | 120.46 | 120.39 | 8 | 0
2035 | RMPA_2_SPP_N | RMPA | SPP_N | External | Winter | B19 | 700 | 210 | 0 | 120.46 | 115.46 | 8 | 0
2035 | RMPA_2_SPP_N | RMPA | SPP_N | External | Winter | B20 | 935 | 210 | 0 | 106.51 | 112.86 | 8 | 0
2035 | SPP_N_2_RMPA | SPP_N | RMPA | External | Shoulder | B11 | 25 | 210 | 0 | 136.14 | 119.75 | 5 | 0
2035 | SPP_N_2_RMPA | SPP_N | RMPA | External | Shoulder | B12 | 200 | 210 | 0 | 118.11 | 119.75 | 5 | 0
2035 | SPP_N_2_RMPA | SPP_N | RMPA | External | Shoulder | B13 | 600 | 210 | 0 | 117.19 | 117.39 | 5 | 0
2035 | SPP_N_2_RMPA | SPP_N | RMPA | External | Shoulder | B14 | 900 | 210 | 5.52 | 112.39 | 117.39 | 5 | 0
2035 | SPP_N_2_RMPA | SPP_N | RMPA | External | Shoulder | B15 | 1203 | 210 | 210 | 101.63 | 110.24 | 5 | 3.61
2035 | SPP_N_2_RMPA | SPP_N | RMPA | External | Summer | B1 | 10 | 210 | 0 | 212.26 | 211.95 | 5 | 0
2035 | SPP_N_2_RMPA | SPP_N | RMPA | External | Summer | B2 | 25 | 210 | 0 | 209.94 | 201.94 | 5 | 0
2035 | SPP_N_2_RMPA | SPP_N | RMPA | External | Summer | B3 | 75 | 210 | 0 | 209.94 | 201.94 | 5 | 0
2035 | SPP_N_2_RMPA | SPP_N | RMPA | External | Summer | B4 | 100 | 210 | 0 | 195 | 163.2 | 5 | 0
2035 | SPP_N_2_RMPA | SPP_N | RMPA | External | Summer | B5 | 200 | 210 | 0 | 159.88 | 144.48 | 5 | 0
2035 | SPP_N_2_RMPA | SPP_N | RMPA | External | Summer | B6 | 300 | 210 | 0 | 139.52 | 143.92 | 5 | 0
2035 | SPP_N_2_RMPA | SPP_N | RMPA | External | Summer | B7 | 400 | 210 | 210 | 134.61 | 142.79 | 5 | 3.19
2035 | SPP_N_2_RMPA | SPP_N | RMPA | External | Summer | B8 | 500 | 210 | 210 | 123.13 | 128.14 | 5 | 0.01
2035 | SPP_N_2_RMPA | SPP_N | RMPA | External | Summer | B9 | 800 | 210 | 0 | 116.6 | 121.59 | 5 | 0
2035 | SPP_N_2_RMPA | SPP_N | RMPA | External | Summer | B10 | 1262 | 210 | 39.16 | 115.62 | 120.62 | 5 | 0
2035 | SPP_N_2_RMPA | SPP_N | RMPA | External | Winter | B16 | 25 | 210 | 210 | 121.43 | 126.57 | 5 | 0.14
2035 | SPP_N_2_RMPA | SPP_N | RMPA | External | Winter | B17 | 100 | 210 | 0 | 120.39 | 123.49 | 5 | 0
2035 | SPP_N_2_RMPA | SPP_N | RMPA | External | Winter | B18 | 400 | 210 | 0 | 120.39 | 120.46 | 5 | 0
2035 | SPP_N_2_RMPA | SPP_N | RMPA | External | Winter | B19 | 700 | 210 | 129.74 | 115.46 | 120.46 | 5 | 0
2035 | SPP_N_2_RMPA | SPP_N | RMPA | External | Winter | B20 | 935 | 210 | 0 | 112.86 | 106.51 | 5 | 0
2035 | SPP_S_2_ERCOT | SPP_S | ERCOT | External | Shoulder | B11 | 25 | 800 | 0 | 136.15 | 136.08 | 5 | 0
2035 | SPP_S_2_ERCOT | SPP_S | ERCOT | External | Shoulder | B12 | 200 | 800 | 800 | 118.12 | 136.08 | 5 | 12.96
2035 | SPP_S_2_ERCOT | SPP_S | ERCOT | External | Shoulder | B13 | 600 | 800 | 0 | 117.21 | 117.14 | 5 | 0
2035 | SPP_S_2_ERCOT | SPP_S | ERCOT | External | Shoulder | B14 | 900 | 800 | 0 | 112.39 | 117.14 | 5 | 0
2035 | SPP_S_2_ERCOT | SPP_S | ERCOT | External | Shoulder | B15 | 1203 | 800 | 800 | 101.62 | 112.47 | 5 | 5.85
2035 | SPP_S_2_ERCOT | SPP_S | ERCOT | External | Summer | B1 | 10 | 800 | 800 | 134.62 | 222.14 | 5 | 82.52
2035 | SPP_S_2_ERCOT | SPP_S | ERCOT | External | Summer | B2 | 25 | 800 | 800 | 196.29 | 222.14 | 5 | 20.84
2035 | SPP_S_2_ERCOT | SPP_S | ERCOT | External | Summer | B3 | 75 | 800 | 0 | 196.29 | 188.29 | 5 | 0
2035 | SPP_S_2_ERCOT | SPP_S | ERCOT | External | Summer | B4 | 100 | 800 | 0 | 187 | 134.52 | 5 | 0
2035 | SPP_S_2_ERCOT | SPP_S | ERCOT | External | Summer | B5 | 200 | 800 | 0 | 146.37 | 134.52 | 5 | 0
2035 | SPP_S_2_ERCOT | SPP_S | ERCOT | External | Summer | B6 | 300 | 800 | 0 | 139.53 | 134.52 | 5 | 0
2035 | SPP_S_2_ERCOT | SPP_S | ERCOT | External | Summer | B7 | 400 | 800 | 0 | 134.62 | 134.52 | 5 | 0
2035 | SPP_S_2_ERCOT | SPP_S | ERCOT | External | Summer | B8 | 500 | 800 | 0 | 134.31 | 134.52 | 5 | 0
2035 | SPP_S_2_ERCOT | SPP_S | ERCOT | External | Summer | B9 | 800 | 800 | 0 | 116.61 | 115.82 | 5 | 0
2035 | SPP_S_2_ERCOT | SPP_S | ERCOT | External | Summer | B10 | 1262 | 800 | 0 | 115.63 | 115.82 | 5 | 0
2035 | SPP_S_2_ERCOT | SPP_S | ERCOT | External | Winter | B16 | 25 | 800 | 800 | 121.44 | 139.35 | 5 | 12.9
2035 | SPP_S_2_ERCOT | SPP_S | ERCOT | External | Winter | B17 | 100 | 800 | 800 | 120.41 | 139.35 | 5 | 13.94
2035 | SPP_S_2_ERCOT | SPP_S | ERCOT | External | Winter | B18 | 400 | 800 | 0 | 120.41 | 119.92 | 5 | 0
2035 | SPP_S_2_ERCOT | SPP_S | ERCOT | External | Winter | B19 | 700 | 800 | 0 | 115.48 | 119.92 | 5 | 0
2035 | SPP_S_2_ERCOT | SPP_S | ERCOT | External | Winter | B20 | 935 | 800 | 0 | 112.87 | 109.83 | 5 | 0
2040 | AZ_NM_SNV_Coal_2_SPP_S | AZ_NM_SNV_Coal | SPP_S | External | Shoulder | B11 | 25 | 400 | 146.19 | 149.27 | 157.44 | 8.17 | 0
2040 | AZ_NM_SNV_Coal_2_SPP_S | AZ_NM_SNV_Coal | SPP_S | External | Shoulder | B12 | 200 | 400 | 400 | 103.79 | 156.45 | 8.17 | 44.5
2040 | AZ_NM_SNV_Coal_2_SPP_S | AZ_NM_SNV_Coal | SPP_S | External | Shoulder | B13 | 600 | 400 | 400 | 101.19 | 151.64 | 8.17 | 42.29
2040 | AZ_NM_SNV_Coal_2_SPP_S | AZ_NM_SNV_Coal | SPP_S | External | Shoulder | B14 | 900 | 400 | 400 | 101.19 | 109.82 | 8.17 | 0.47
2040 | AZ_NM_SNV_Coal_2_SPP_S | AZ_NM_SNV_Coal | SPP_S | External | Shoulder | B15 | 1203 | 400 | 0 | 84.87 | 73.48 | 8.17 | 0
2040 | AZ_NM_SNV_Coal_2_SPP_S | AZ_NM_SNV_Coal | SPP_S | External | Summer | B1 | 10 | 400 | 0 | 260.53 | 180.71 | 8.17 | 0
2040 | AZ_NM_SNV_Coal_2_SPP_S | AZ_NM_SNV_Coal | SPP_S | External | Summer | B2 | 25 | 400 | 0 | 260.53 | 263.88 | 8.17 | 0
2040 | AZ_NM_SNV_Coal_2_SPP_S | AZ_NM_SNV_Coal | SPP_S | External | Summer | B3 | 75 | 400 | 400 | 218.86 | 277.14 | 8.17 | 50.12
2040 | AZ_NM_SNV_Coal_2_SPP_S | AZ_NM_SNV_Coal | SPP_S | External | Summer | B4 | 100 | 400 | 0 | 184.79 | 189.29 | 8.17 | 0
2040 | AZ_NM_SNV_Coal_2_SPP_S | AZ_NM_SNV_Coal | SPP_S | External | Summer | B5 | 200 | 400 | 0 | 181.94 | 185.11 | 8.17 | 0
2040 | AZ_NM_SNV_Coal_2_SPP_S | AZ_NM_SNV_Coal | SPP_S | External | Summer | B6 | 300 | 400 | 0 | 181.94 | 180.71 | 8.17 | 0
2040 | AZ_NM_SNV_Coal_2_SPP_S | AZ_NM_SNV_Coal | SPP_S | External | Summer | B7 | 400 | 400 | 0 | 181.94 | 177.28 | 8.17 | 0
2040 | AZ_NM_SNV_Coal_2_SPP_S | AZ_NM_SNV_Coal | SPP_S | External | Summer | B8 | 500 | 400 | 0 | 181.94 | 155.87 | 8.17 | 0
2040 | AZ_NM_SNV_Coal_2_SPP_S | AZ_NM_SNV_Coal | SPP_S | External | Summer | B9 | 800 | 400 | 0 | 176.82 | 154.74 | 8.17 | 0
2040 | AZ_NM_SNV_Coal_2_SPP_S | AZ_NM_SNV_Coal | SPP_S | External | Summer | B10 | 1262 | 400 | 0 | 160.32 | 91.24 | 8.17 | 0
2040 | AZ_NM_SNV_Coal_2_SPP_S | AZ_NM_SNV_Coal | SPP_S | External | Winter | B16 | 25 | 400 | 400 | 123.08 | 152.3 | 8.17 | 21.06
2040 | AZ_NM_SNV_Coal_2_SPP_S | AZ_NM_SNV_Coal | SPP_S | External | Winter | B17 | 100 | 400 | 400 | 108.87 | 125.05 | 8.17 | 8.01
2040 | AZ_NM_SNV_Coal_2_SPP_S | AZ_NM_SNV_Coal | SPP_S | External | Winter | B18 | 400 | 400 | 400 | 101.55 | 152.41 | 8.17 | 42.7
2040 | AZ_NM_SNV_Coal_2_SPP_S | AZ_NM_SNV_Coal | SPP_S | External | Winter | B19 | 700 | 400 | 400 | 101.55 | 140.97 | 8.17 | 31.26
2040 | AZ_NM_SNV_Coal_2_SPP_S | AZ_NM_SNV_Coal | SPP_S | External | Winter | B20 | 935 | 400 | 0 | 85.23 | 73.5 | 8.17 | 0
2040 | ERCOT_2_SPP_S | ERCOT | SPP_S | External | Shoulder | B11 | 25 | 800 | 0 | 182.23 | 157.44 | 8 | 0
2040 | ERCOT_2_SPP_S | ERCOT | SPP_S | External | Shoulder | B12 | 200 | 800 | 0 | 161.45 | 156.45 | 8 | 0
2040 | ERCOT_2_SPP_S | ERCOT | SPP_S | External | Shoulder | B13 | 600 | 800 | 0 | 156.39 | 151.64 | 8 | 0
2040 | ERCOT_2_SPP_S | ERCOT | SPP_S | External | Shoulder | B14 | 900 | 800 | 0 | 156.39 | 109.82 | 8 | 0
2040 | ERCOT_2_SPP_S | ERCOT | SPP_S | External | Shoulder | B15 | 1203 | 800 | 154.57 | 65.48 | 73.48 | 8 | 0
2040 | ERCOT_2_SPP_S | ERCOT | SPP_S | External | Summer | B1 | 10 | 800 | 0 | 296.53 | 180.71 | 8 | 0
2040 | ERCOT_2_SPP_S | ERCOT | SPP_S | External | Summer | B2 | 25 | 800 | 0 | 296.53 | 263.88 | 8 | 0
2040 | ERCOT_2_SPP_S | ERCOT | SPP_S | External | Summer | B3 | 75 | 800 | 703.95 | 269.14 | 277.14 | 8 | 0
2040 | ERCOT_2_SPP_S | ERCOT | SPP_S | External | Summer | B4 | 100 | 800 | 800 | 180.49 | 189.29 | 8 | 0.79
2040 | ERCOT_2_SPP_S | ERCOT | SPP_S | External | Summer | B5 | 200 | 800 | 0 | 180.49 | 185.11 | 8 | 0
2040 | ERCOT_2_SPP_S | ERCOT | SPP_S | External | Summer | B6 | 300 | 800 | 0 | 180.49 | 180.71 | 8 | 0
2040 | ERCOT_2_SPP_S | ERCOT | SPP_S | External | Summer | B7 | 400 | 800 | 0 | 180.49 | 177.28 | 8 | 0
2040 | ERCOT_2_SPP_S | ERCOT | SPP_S | External | Summer | B8 | 500 | 800 | 0 | 154.92 | 155.87 | 8 | 0
2040 | ERCOT_2_SPP_S | ERCOT | SPP_S | External | Summer | B9 | 800 | 800 | 0 | 154.92 | 154.74 | 8 | 0
2040 | ERCOT_2_SPP_S | ERCOT | SPP_S | External | Summer | B10 | 1262 | 800 | 0 | 84.91 | 91.24 | 8 | 0
2040 | ERCOT_2_SPP_S | ERCOT | SPP_S | External | Winter | B16 | 25 | 800 | 0 | 185.84 | 152.3 | 8 | 0
2040 | ERCOT_2_SPP_S | ERCOT | SPP_S | External | Winter | B17 | 100 | 800 | 0 | 159.46 | 125.05 | 8 | 0
2040 | ERCOT_2_SPP_S | ERCOT | SPP_S | External | Winter | B18 | 400 | 800 | 0 | 159.46 | 152.41 | 8 | 0
2040 | ERCOT_2_SPP_S | ERCOT | SPP_S | External | Winter | B19 | 700 | 800 | 0 | 159.46 | 140.97 | 8 | 0
2040 | ERCOT_2_SPP_S | ERCOT | SPP_S | External | Winter | B20 | 935 | 800 | 0 | 66.69 | 73.5 | 8 | 0
2040 | MAPP_US_2_RMPA | MAPP_US | RMPA | External | Shoulder | B11 | 25 | 200 | 0 | 148.2 | 140.2 | 8 | 0
2040 | MAPP_US_2_RMPA | MAPP_US | RMPA | External | Shoulder | B12 | 200 | 200 | 0 | 146.88 | 109.34 | 8 | 0
2040 | MAPP_US_2_RMPA | MAPP_US | RMPA | External | Shoulder | B13 | 600 | 200 | 0 | 140.76 | 109.34 | 8 | 0
2040 | MAPP_US_2_RMPA | MAPP_US | RMPA | External | Shoulder | B14 | 900 | 200 | 0 | 101.54 | 107.54 | 8 | 0
2040 | MAPP_US_2_RMPA | MAPP_US | RMPA | External | Shoulder | B15 | 1203 | 200 | 200 | 59.5 | 80.23 | 8 | 12.73
2040 | MAPP_US_2_RMPA | MAPP_US | RMPA | External | Summer | B1 | 10 | 200 | 0 | 277.48 | 281.35 | 8 | 0
2040 | MAPP_US_2_RMPA | MAPP_US | RMPA | External | Summer | B2 | 25 | 200 | 0 | 277.22 | 271.23 | 8 | 0
2040 | MAPP_US_2_RMPA | MAPP_US | RMPA | External | Summer | B3 | 75 | 200 | 0 | 277.24 | 271.23 | 8 | 0
2040 | MAPP_US_2_RMPA | MAPP_US | RMPA | External | Summer | B4 | 100 | 200 | 0 | 187.27 | 192.96 | 8 | 0
2040 | MAPP_US_2_RMPA | MAPP_US | RMPA | External | Summer | B5 | 200 | 200 | 0 | 183.1 | 190.1 | 8 | 0
2040 | MAPP_US_2_RMPA | MAPP_US | RMPA | External | Summer | B6 | 300 | 200 | 200 | 174.19 | 184.79 | 8 | 2.61
2040 | MAPP_US_2_RMPA | MAPP_US | RMPA | External | Summer | B7 | 400 | 200 | 200 | 158.56 | 177.54 | 8 | 10.99
2040 | MAPP_US_2_RMPA | MAPP_US | RMPA | External | Summer | B8 | 500 | 200 | 200 | 145.29 | 168.46 | 8 | 15.17
2040 | MAPP_US_2_RMPA | MAPP_US | RMPA | External | Summer | B9 | 800 | 200 | 200 | 145.19 | 156.72 | 8 | 3.53
2040 | MAPP_US_2_RMPA | MAPP_US | RMPA | External | Summer | B10 | 1262 | 200 | 200 | 77.23 | 156.72 | 8 | 71.49
2040 | MAPP_US_2_RMPA | MAPP_US | RMPA | External | Winter | B16 | 25 | 200 | 200 | 73.5 | 157.28 | 8 | 75.78
2040 | MAPP_US_2_RMPA | MAPP_US | RMPA | External | Winter | B17 | 100 | 200 | 0 | 111.04 | 117.04 | 8 | 0
2040 | MAPP_US_2_RMPA | MAPP_US | RMPA | External | Winter | B18 | 400 | 200 | 0 | 138.4 | 109.7 | 8 | 0
2040 | MAPP_US_2_RMPA | MAPP_US | RMPA | External | Winter | B19 | 700 | 200 | 0 | 138.4 | 109.7 | 8 | 0
2040 | MAPP_US_2_RMPA | MAPP_US | RMPA | External | Winter | B20 | 935 | 200 | 200 | 59.51 | 78.51 | 8 | 11
2040 | NE_2_RMPA | NE | RMPA | External | Shoulder | B11 | 25 | 310 | 0 | 157.41 | 140.2 | 5 | 0
2040 | NE_2_RMPA | NE | RMPA | External | Shoulder | B12 | 200 | 310 | 0 | 157.08 | 109.34 | 5 | 0
2040 | NE_2_RMPA | NE | RMPA | External | Shoulder | B13 | 600 | 310 | 0 | 154.76 | 109.34 | 5 | 0
2040 | NE_2_RMPA | NE | RMPA | External | Shoulder | B14 | 900 | 310 | 0 | 115.54 | 107.54 | 5 | 0
2040 | NE_2_RMPA | NE | RMPA | External | Shoulder | B15 | 1203 | 310 | 310 | 73.5 | 80.23 | 5 | 1.73
2040 | NE_2_RMPA | NE | RMPA | External | Summer | B1 | 10 | 310 | 0 | 284.48 | 281.35 | 5 | 0
2040 | NE_2_RMPA | NE | RMPA | External | Summer | B2 | 25 | 310 | 0 | 284.22 | 271.23 | 5 | 0
2040 | NE_2_RMPA | NE | RMPA | External | Summer | B3 | 75 | 310 | 0 | 284.24 | 271.23 | 5 | 0
2040 | NE_2_RMPA | NE | RMPA | External | Summer | B4 | 100 | 310 | 0 | 194.27 | 192.96 | 5 | 0
2040 | NE_2_RMPA | NE | RMPA | External | Summer | B5 | 200 | 310 | 0 | 190.1 | 190.1 | 5 | 0
2040 | NE_2_RMPA | NE | RMPA | External | Summer | B6 | 300 | 310 | 0 | 181.19 | 184.79 | 5 | 0
2040 | NE_2_RMPA | NE | RMPA | External | Summer | B7 | 400 | 310 | 32.13 | 172.54 | 177.54 | 5 | 0
2040 | NE_2_RMPA | NE | RMPA | External | Summer | B8 | 500 | 310 | 310 | 155.85 | 168.46 | 5 | 7.61
2040 | NE_2_RMPA | NE | RMPA | External | Summer | B9 | 800 | 310 | 0 | 155.25 | 156.72 | 5 | 0
2040 | NE_2_RMPA | NE | RMPA | External | Summer | B10 | 1262 | 310 | 310 | 91.23 | 156.72 | 5 | 60.49
2040 | NE_2_RMPA | NE | RMPA | External | Winter | B16 | 25 | 310 | 303.98 | 152.28 | 157.28 | 5 | 0
2040 | NE_2_RMPA | NE | RMPA | External | Winter | B17 | 100 | 310 | 0 | 125.04 | 117.04 | 5 | 0
2040 | NE_2_RMPA | NE | RMPA | External | Winter | B18 | 400 | 310 | 0 | 152.4 | 109.7 | 5 | 0
2040 | NE_2_RMPA | NE | RMPA | External | Winter | B19 | 700 | 310 | 0 | 152.4 | 109.7 | 5 | 0
2040 | NE_2_RMPA | NE | RMPA | External | Winter | B20 | 935 | 310 | 14.8 | 73.51 | 78.51 | 5 | 0
2040 | NWPP_Coal_2_MAPP_US | NWPP_Coal | MAPP_US | External | Shoulder | B11 | 25 | 150 | 150 | 101.18 | 148.2 | 8 | 39.02
2040 | NWPP_Coal_2_MAPP_US | NWPP_Coal | MAPP_US | External | Shoulder | B12 | 200 | 150 | 150 | 101.18 | 146.88 | 8 | 37.71
2040 | NWPP_Coal_2_MAPP_US | NWPP_Coal | MAPP_US | External | Shoulder | B13 | 600 | 150 | 150 | 101.18 | 140.76 | 8 | 31.58
2040 | NWPP_Coal_2_MAPP_US | NWPP_Coal | MAPP_US | External | Shoulder | B14 | 900 | 150 | 0 | 101.18 | 101.54 | 8 | 0
2040 | NWPP_Coal_2_MAPP_US | NWPP_Coal | MAPP_US | External | Shoulder | B15 | 1203 | 150 | 0 | 101.18 | 59.5 | 8 | 0
2040 | NWPP_Coal_2_MAPP_US | NWPP_Coal | MAPP_US | External | Summer | B1 | 10 | 150 | 150 | 218.83 | 277.48 | 8 | 50.65
2040 | NWPP_Coal_2_MAPP_US | NWPP_Coal | MAPP_US | External | Summer | B2 | 25 | 150 | 150 | 177.82 | 277.22 | 8 | 91.4
2040 | NWPP_Coal_2_MAPP_US | NWPP_Coal | MAPP_US | External | Summer | B3 | 75 | 150 | 150 | 176.63 | 277.24 | 8 | 92.61
2040 | NWPP_Coal_2_MAPP_US | NWPP_Coal | MAPP_US | External | Summer | B4 | 100 | 150 | 150 | 176.63 | 187.27 | 8 | 2.64
2040 | NWPP_Coal_2_MAPP_US | NWPP_Coal | MAPP_US | External | Summer | B5 | 200 | 150 | 0 | 176.63 | 183.1 | 8 | 0
2040 | NWPP_Coal_2_MAPP_US | NWPP_Coal | MAPP_US | External | Summer | B6 | 300 | 150 | 0 | 176.63 | 174.19 | 8 | 0
2040 | NWPP_Coal_2_MAPP_US | NWPP_Coal | MAPP_US | External | Summer | B7 | 400 | 150 | 0 | 176.63 | 158.56 | 8 | 0
2040 | NWPP_Coal_2_MAPP_US | NWPP_Coal | MAPP_US | External | Summer | B8 | 500 | 150 | 0 | 176.63 | 145.29 | 8 | 0
2040 | NWPP_Coal_2_MAPP_US | NWPP_Coal | MAPP_US | External | Summer | B9 | 800 | 150 | 0 | 176.63 | 145.19 | 8 | 0
2040 | NWPP_Coal_2_MAPP_US | NWPP_Coal | MAPP_US | External | Summer | B10 | 1262 | 150 | 0 | 176.63 | 77.23 | 8 | 0
2040 | NWPP_Coal_2_MAPP_US | NWPP_Coal | MAPP_US | External | Winter | B16 | 25 | 150 | 0 | 101.54 | 73.5 | 8 | 0
2040 | NWPP_Coal_2_MAPP_US | NWPP_Coal | MAPP_US | External | Winter | B17 | 100 | 150 | 150 | 101.54 | 111.04 | 8 | 1.5
2040 | NWPP_Coal_2_MAPP_US | NWPP_Coal | MAPP_US | External | Winter | B18 | 400 | 150 | 150 | 101.54 | 138.4 | 8 | 28.86
2040 | NWPP_Coal_2_MAPP_US | NWPP_Coal | MAPP_US | External | Winter | B19 | 700 | 150 | 150 | 101.54 | 138.4 | 8 | 28.86
2040 | NWPP_Coal_2_MAPP_US | NWPP_Coal | MAPP_US | External | Winter | B20 | 935 | 150 | 0 | 101.54 | 59.51 | 8 | 0
2040 | RMPA_2_MAPP_US | RMPA | MAPP_US | External | Shoulder | B11 | 25 | 200 | 182.15 | 140.2 | 148.2 | 8 | 0
2040 | RMPA_2_MAPP_US | RMPA | MAPP_US | External | Shoulder | B12 | 200 | 200 | 200 | 109.34 | 146.88 | 8 | 29.54
2040 | RMPA_2_MAPP_US | RMPA | MAPP_US | External | Shoulder | B13 | 600 | 200 | 200 | 109.34 | 140.76 | 8 | 23.42
2040 | RMPA_2_MAPP_US | RMPA | MAPP_US | External | Shoulder | B14 | 900 | 200 | 0 | 107.54 | 101.54 | 8 | 0
2040 | RMPA_2_MAPP_US | RMPA | MAPP_US | External | Shoulder | B15 | 1203 | 200 | 0 | 80.23 | 59.5 | 8 | 0
2040 | RMPA_2_MAPP_US | RMPA | MAPP_US | External | Summer | B1 | 10 | 200 | 0 | 281.35 | 277.48 | 8 | 0
2040 | RMPA_2_MAPP_US | RMPA | MAPP_US | External | Summer | B2 | 25 | 200 | 0 | 271.23 | 277.22 | 8 | 0
2040 | RMPA_2_MAPP_US | RMPA | MAPP_US | External | Summer | B3 | 75 | 200 | 0 | 271.23 | 277.24 | 8 | 0
2040 | RMPA_2_MAPP_US | RMPA | MAPP_US | External | Summer | B4 | 100 | 200 | 0 | 192.96 | 187.27 | 8 | 0
2040 | RMPA_2_MAPP_US | RMPA | MAPP_US | External | Summer | B5 | 200 | 200 | 0 | 190.1 | 183.1 | 8 | 0
2040 | RMPA_2_MAPP_US | RMPA | MAPP_US | External | Summer | B6 | 300 | 200 | 0 | 184.79 | 174.19 | 8 | 0
2040 | RMPA_2_MAPP_US | RMPA | MAPP_US | External | Summer | B7 | 400 | 200 | 0 | 177.54 | 158.56 | 8 | 0
2040 | RMPA_2_MAPP_US | RMPA | MAPP_US | External | Summer | B8 | 500 | 200 | 0 | 168.46 | 145.29 | 8 | 0
2040 | RMPA_2_MAPP_US | RMPA | MAPP_US | External | Summer | B9 | 800 | 200 | 0 | 156.72 | 145.19 | 8 | 0
2040 | RMPA_2_MAPP_US | RMPA | MAPP_US | External | Summer | B10 | 1262 | 200 | 0 | 156.72 | 77.23 | 8 | 0
2040 | RMPA_2_MAPP_US | RMPA | MAPP_US | External | Winter | B16 | 25 | 200 | 0 | 157.28 | 73.5 | 8 | 0
2040 | RMPA_2_MAPP_US | RMPA | MAPP_US | External | Winter | B17 | 100 | 200 | 0 | 117.04 | 111.04 | 8 | 0
2040 | RMPA_2_MAPP_US | RMPA | MAPP_US | External | Winter | B18 | 400 | 200 | 200 | 109.7 | 138.4 | 8 | 20.7
2040 | RMPA_2_MAPP_US | RMPA | MAPP_US | External | Winter | B19 | 700 | 200 | 200 | 109.7 | 138.4 | 8 | 20.7
2040 | RMPA_2_MAPP_US | RMPA | MAPP_US | External | Winter | B20 | 935 | 200 | 0 | 78.51 | 59.51 | 8 | 0
2040 | RMPA_2_NE | RMPA | NE | External | Shoulder | B11 | 25 | 310 | 310 | 140.2 | 157.41 | 8 | 9.21
2040 | RMPA_2_NE | RMPA | NE | External | Shoulder | B12 | 200 | 310 | 310 | 109.34 | 157.08 | 8 | 39.73
2040 | RMPA_2_NE | RMPA | NE | External | Shoulder | B13 | 600 | 310 | 310 | 109.34 | 154.76 | 8 | 37.42
2040 | RMPA_2_NE | RMPA | NE | External | Shoulder | B14 | 900 | 310 | 1.61 | 107.54 | 115.54 | 8 | 0
2040 | RMPA_2_NE | RMPA | NE | External | Shoulder | B15 | 1203 | 310 | 0 | 80.23 | 73.5 | 8 | 0
2040 | RMPA_2_NE | RMPA | NE | External | Summer | B1 | 10 | 310 | 0 | 281.35 | 284.48 | 8 | 0
2040 | RMPA_2_NE | RMPA | NE | External | Summer | B2 | 25 | 310 | 310 | 271.23 | 284.22 | 8 | 4.99
2040 | RMPA_2_NE | RMPA | NE | External | Summer | B3 | 75 | 310 | 310 | 271.23 | 284.24 | 8 | 5.01
2040 | RMPA_2_NE | RMPA | NE | External | Summer | B4 | 100 | 310 | 0 | 192.96 | 194.27 | 8 | 0
2040 | RMPA_2_NE | RMPA | NE | External | Summer | B5 | 200 | 310 | 0 | 190.1 | 190.1 | 8 | 0
2040 | RMPA_2_NE | RMPA | NE | External | Summer | B6 | 300 | 310 | 0 | 184.79 | 181.19 | 8 | 0
2040 | RMPA_2_NE | RMPA | NE | External | Summer | B7 | 400 | 310 | 0 | 177.54 | 172.54 | 8 | 0
2040 | RMPA_2_NE | RMPA | NE | External | Summer | B8 | 500 | 310 | 0 | 168.46 | 155.85 | 8 | 0
2040 | RMPA_2_NE | RMPA | NE | External | Summer | B9 | 800 | 310 | 0 | 156.72 | 155.25 | 8 | 0
2040 | RMPA_2_NE | RMPA | NE | External | Summer | B10 | 1262 | 310 | 0 | 156.72 | 91.23 | 8 | 0
2040 | RMPA_2_NE | RMPA | NE | External | Winter | B16 | 25 | 310 | 0 | 157.28 | 152.28 | 8 | 0
2040 | RMPA_2_NE | RMPA | NE | External | Winter | B17 | 100 | 310 | 99.71 | 117.04 | 125.04 | 8 | 0
2040 | RMPA_2_NE | RMPA | NE | External | Winter | B18 | 400 | 310 | 310 | 109.7 | 152.4 | 8 | 34.7
2040 | RMPA_2_NE | RMPA | NE | External | Winter | B19 | 700 | 310 | 310 | 109.7 | 152.4 | 8 | 34.7
2040 | RMPA_2_NE | RMPA | NE | External | Winter | B20 | 935 | 310 | 0 | 78.51 | 73.51 | 8 | 0
2040 | RMPA_2_SPP_N | RMPA | SPP_N | External | Shoulder | B11 | 25 | 210 | 210 | 140.2 | 157.43 | 8 | 9.23
2040 | RMPA_2_SPP_N | RMPA | SPP_N | External | Shoulder | B12 | 200 | 210 | 210 | 109.34 | 156.44 | 8 | 39.1
2040 | RMPA_2_SPP_N | RMPA | SPP_N | External | Shoulder | B13 | 600 | 210 | 210 | 109.34 | 151.63 | 8 | 34.29
2040 | RMPA_2_SPP_N | RMPA | SPP_N | External | Shoulder | B14 | 900 | 210 | 1.47 | 107.54 | 115.54 | 8 | 0
2040 | RMPA_2_SPP_N | RMPA | SPP_N | External | Shoulder | B15 | 1203 | 210 | 0 | 80.23 | 73.5 | 8 | 0
2040 | RMPA_2_SPP_N | RMPA | SPP_N | External | Summer | B1 | 10 | 210 | 0 | 281.35 | 279.23 | 8 | 0
2040 | RMPA_2_SPP_N | RMPA | SPP_N | External | Summer | B2 | 25 | 210 | 142.13 | 271.23 | 279.23 | 8 | 0
2040 | RMPA_2_SPP_N | RMPA | SPP_N | External | Summer | B3 | 75 | 210 | 86.73 | 271.23 | 279.23 | 8 | 0
2040 | RMPA_2_SPP_N | RMPA | SPP_N | External | Summer | B4 | 100 | 210 | 0 | 192.96 | 189.27 | 8 | 0
2040 | RMPA_2_SPP_N | RMPA | SPP_N | External | Summer | B5 | 200 | 210 | 0 | 190.1 | 185.1 | 8 | 0
2040 | RMPA_2_SPP_N | RMPA | SPP_N | External | Summer | B6 | 300 | 210 | 0 | 184.79 | 180.69 | 8 | 0
2040 | RMPA_2_SPP_N | RMPA | SPP_N | External | Summer | B7 | 400 | 210 | 0 | 177.54 | 172.56 | 8 | 0
2040 | RMPA_2_SPP_N | RMPA | SPP_N | External | Summer | B8 | 500 | 210 | 0 | 168.46 | 155.86 | 8 | 0
2040 | RMPA_2_SPP_N | RMPA | SPP_N | External | Summer | B9 | 800 | 210 | 0 | 156.72 | 154.73 | 8 | 0
2040 | RMPA_2_SPP_N | RMPA | SPP_N | External | Summer | B10 | 1262 | 210 | 0 | 156.72 | 91.23 | 8 | 0
2040 | RMPA_2_SPP_N | RMPA | SPP_N | External | Winter | B16 | 25 | 210 | 0 | 157.28 | 152.29 | 8 | 0
2040 | RMPA_2_SPP_N | RMPA | SPP_N | External | Winter | B17 | 100 | 210 | 90.71 | 117.04 | 125.04 | 8 | 0
2040 | RMPA_2_SPP_N | RMPA | SPP_N | External | Winter | B18 | 400 | 210 | 210 | 109.7 | 152.4 | 8 | 34.7
2040 | RMPA_2_SPP_N | RMPA | SPP_N | External | Winter | B19 | 700 | 210 | 210 | 109.7 | 140.96 | 8 | 23.26
2040 | RMPA_2_SPP_N | RMPA | SPP_N | External | Winter | B20 | 935 | 210 | 0 | 78.51 | 73.5 | 8 | 0
2040 | SPP_N_2_RMPA | SPP_N | RMPA | External | Shoulder | B11 | 25 | 210 | 0 | 157.43 | 140.2 | 5 | 0
2040 | SPP_N_2_RMPA | SPP_N | RMPA | External | Shoulder | B12 | 200 | 210 | 0 | 156.44 | 109.34 | 5 | 0
2040 | SPP_N_2_RMPA | SPP_N | RMPA | External | Shoulder | B13 | 600 | 210 | 0 | 151.63 | 109.34 | 5 | 0
2040 | SPP_N_2_RMPA | SPP_N | RMPA | External | Shoulder | B14 | 900 | 210 | 0 | 115.54 | 107.54 | 5 | 0
2040 | SPP_N_2_RMPA | SPP_N | RMPA | External | Shoulder | B15 | 1203 | 210 | 210 | 73.5 | 80.23 | 5 | 1.73
2040 | SPP_N_2_RMPA | SPP_N | RMPA | External | Summer | B1 | 10 | 210 | 0 | 279.23 | 281.35 | 5 | 0
2040 | SPP_N_2_RMPA | SPP_N | RMPA | External | Summer | B2 | 25 | 210 | 0 | 279.23 | 271.23 | 5 | 0
2040 | SPP_N_2_RMPA | SPP_N | RMPA | External | Summer | B3 | 75 | 210 | 0 | 279.23 | 271.23 | 5 | 0
2040 | SPP_N_2_RMPA | SPP_N | RMPA | External | Summer | B4 | 100 | 210 | 0 | 189.27 | 192.96 | 5 | 0
2040 | SPP_N_2_RMPA | SPP_N | RMPA | External | Summer | B5 | 200 | 210 | 25.18 | 185.1 | 190.1 | 5 | 0
2040 | SPP_N_2_RMPA | SPP_N | RMPA | External | Summer | B6 | 300 | 210 | 0 | 180.69 | 184.79 | 5 | 0
2040 | SPP_N_2_RMPA | SPP_N | RMPA | External | Summer | B7 | 400 | 210 | 0 | 172.56 | 177.54 | 5 | 0
2040 | SPP_N_2_RMPA | SPP_N | RMPA | External | Summer | B8 | 500 | 210 | 210 | 155.86 | 168.46 | 5 | 7.6
2040 | SPP_N_2_RMPA | SPP_N | RMPA | External | Summer | B9 | 800 | 210 | 0 | 154.73 | 156.72 | 5 | 0
2040 | SPP_N_2_RMPA | SPP_N | RMPA | External | Summer | B10 | 1262 | 210 | 210 | 91.23 | 156.72 | 5 | 60.49
2040 | SPP_N_2_RMPA | SPP_N | RMPA | External | Winter | B16 | 25 | 210 | 0 | 152.29 | 157.28 | 5 | 0
2040 | SPP_N_2_RMPA | SPP_N | RMPA | External | Winter | B17 | 100 | 210 | 0 | 125.04 | 117.04 | 5 | 0
2040 | SPP_N_2_RMPA | SPP_N | RMPA | External | Winter | B18 | 400 | 210 | 0 | 152.4 | 109.7 | 5 | 0
2040 | SPP_N_2_RMPA | SPP_N | RMPA | External | Winter | B19 | 700 | 210 | 0 | 140.96 | 109.7 | 5 | 0
2040 | SPP_N_2_RMPA | SPP_N | RMPA | External | Winter | B20 | 935 | 210 | 210 | 73.5 | 78.51 | 5 | 0.01
2040 | SPP_S_2_ERCOT | SPP_S | ERCOT | External | Shoulder | B11 | 25 | 800 | 800 | 157.44 | 182.23 | 5 | 19.79
2040 | SPP_S_2_ERCOT | SPP_S | ERCOT | External | Shoulder | B12 | 200 | 800 | 122.57 | 156.45 | 161.45 | 5 | 0
2040 | SPP_S_2_ERCOT | SPP_S | ERCOT | External | Shoulder | B13 | 600 | 800 | 0 | 151.64 | 156.39 | 5 | 0
2040 | SPP_S_2_ERCOT | SPP_S | ERCOT | External | Shoulder | B14 | 900 | 800 | 800 | 109.82 | 156.39 | 5 | 41.57
2040 | SPP_S_2_ERCOT | SPP_S | ERCOT | External | Shoulder | B15 | 1203 | 800 | 0 | 73.48 | 65.48 | 5 | 0
2040 | SPP_S_2_ERCOT | SPP_S | ERCOT | External | Summer | B1 | 10 | 800 | 800 | 180.71 | 296.53 | 5 | 110.82
2040 | SPP_S_2_ERCOT | SPP_S | ERCOT | External | Summer | B2 | 25 | 800 | 800 | 263.88 | 296.53 | 5 | 27.65
2040 | SPP_S_2_ERCOT | SPP_S | ERCOT | External | Summer | B3 | 75 | 800 | 0 | 277.14 | 269.14 | 5 | 0
2040 | SPP_S_2_ERCOT | SPP_S | ERCOT | External | Summer | B4 | 100 | 800 | 0 | 189.29 | 180.49 | 5 | 0
2040 | SPP_S_2_ERCOT | SPP_S | ERCOT | External | Summer | B5 | 200 | 800 | 0 | 185.11 | 180.49 | 5 | 0
2040 | SPP_S_2_ERCOT | SPP_S | ERCOT | External | Summer | B6 | 300 | 800 | 0 | 180.71 | 180.49 | 5 | 0
2040 | SPP_S_2_ERCOT | SPP_S | ERCOT | External | Summer | B7 | 400 | 800 | 0 | 177.28 | 180.49 | 5 | 0
2040 | SPP_S_2_ERCOT | SPP_S | ERCOT | External | Summer | B8 | 500 | 800 | 0 | 155.87 | 154.92 | 5 | 0
2040 | SPP_S_2_ERCOT | SPP_S | ERCOT | External | Summer | B9 | 800 | 800 | 0 | 154.74 | 154.92 | 5 | 0
2040 | SPP_S_2_ERCOT | SPP_S | ERCOT | External | Summer | B10 | 1262 | 800 | 0 | 91.24 | 84.91 | 5 | 0
2040 | SPP_S_2_ERCOT | SPP_S | ERCOT | External | Winter | B16 | 25 | 800 | 800 | 152.3 | 185.84 | 5 | 28.54
2040 | SPP_S_2_ERCOT | SPP_S | ERCOT | External | Winter | B17 | 100 | 800 | 800 | 125.05 | 159.46 | 5 | 29.42
2040 | SPP_S_2_ERCOT | SPP_S | ERCOT | External | Winter | B18 | 400 | 800 | 800 | 152.41 | 159.46 | 5 | 2.05
2040 | SPP_S_2_ERCOT | SPP_S | ERCOT | External | Winter | B19 | 700 | 800 | 800 | 140.97 | 159.46 | 5 | 13.49
2040 | SPP_S_2_ERCOT | SPP_S | ERCOT | External | Winter | B20 | 935 | 800 | 0 | 73.5 | 66.69 | 5 | 0