## Title
Future 3 Sensitivity 11: Federal Carbon at State/Regional Implementation, Extra Low Renewable Costs
"The results presented herein use modeling assumptions developed by EIPC, EIPC stakeholders and CRA for purposes of EIPC capacity expansion modeling. As such, these results do not necessarily reflect the opinions or views of CRA or any individual EIPC stakeholder."

## Build Summary
EI New Build Summary
EI New Builds by Type
|  | Additions |  |  | Retirements
| 2010 | 2015 | 2020 | 2030 | 2015 | 2020 | 2030 | Total
Coal | 271.9154 | 8.4766 | 0 | 0 | 140.1639 | 68.0892 | 38.4813 | 33.6577
Nuclear | 99.849 | 2.7406 | 4.53 | 23.1602 | 0 | 0.6145 | 1.4882 | 128.1771
CC | 132.682 | 78.7793 | 41.654 | 4.797 | 8.7131 | 4.7337 | 15.7726 | 228.6928
CT | 120.329 | 4.6917 | 0.3 | 0.15496 | 3.8122 | 0 | 14.657 | 107.0065
Steam Oil/Gas | 74.547 | 0 | 0 | 0 | 45.4345 | 0 | 4.454 | 24.6585
Hydro | 44.6048 | 0 | 3.369 | 4.719 | 0 | 0 | 0 | 52.6928
On-Shore Wind | 18.707 | 22.1949 | 118.4941 | 55.5348 | 0 | 0 | 0 | 214.9308
Off-Shore Wind | 0 | 0.469 | 0.4538 | 58.4054 | 0 | 0 | 0 | 59.3282
Other Renewable | 3.613 | 2.3484 | 3.7218 | 16.8076 | 0 | 0 | 0 | 26.4907
New HQ/Maritimes | 0 | 0 | 3.5 | 0.97649 | 0 | 0 | 0 | 4.4765
Other | 17.054 | 0 | 0 | 0 | 0 | 0 | 0 | 17.054
Total w/o DR | 783.3012 | 119.7004 | 176.0226 | 164.5554 | 198.1237 | 73.4374 | 74.8531 | 897.1655
DR | 33.1 | -1.344 | 16.8375 | 22.1146 | 0 | 0 | 0 | 70.7081
Total w/DR | 816.4012 | 118.3564 | 192.8601 | 186.67 | 198.1237 | 73.4374 | 74.8531 | 967.8736
EI New Builds by Region
| EI Cumulative New Builds |  |  |  | EI Cumulative New CCs |  |  |  | EI Cumulative New On-Shore Wind |  |  |  | EI Cumulative Coal Retirements
| 2015 | 2020 | 2030 |  |  | 2015 | 2020 | 2030 |  | 2015 | 2020 | 2030 |  | 2015 | 2020 | 2030
ENT | 4375.22 | 8602.34 | 9301.73 |  | ENT | 3484.93 | 7104.12 | 7104.12 | ENT | 0 | 0 | 0 | ENT | 1532.9 | 8006.77 | 8308.9
FRCC | 14374.01 | 14572.01 | 37215.52 |  | FRCC | 11664.68 | 11664.68 | 11664.68 | FRCC | 0 | 0 | 0 | FRCC | 6391.3 | 7693.28 | 7770.3
IESO | 5144.99 | 5144.99 | 5144.99 |  | IESO | 1263 | 1263 | 1263 | IESO | 2105.9 | 2105.9 | 2105.9 | IESO | 6416 | 6416 | 6416
MAPP_CA | 536.34 | 1231.34 | 5186.34 |  | MAPP_CA | 233.94 | 233.94 | 233.94 | MAPP_CA | 302.4 | 302.4 | 302.4 | MAPP_CA | 1029.03 | 1589.36 | 1745.9
MAPP_US | 729.6 | 9856.84 | 10083.47 |  | MAPP_US | 0 | 0 | 0 | MAPP_US | 421.3 | 9548.54 | 9548.54 | MAPP_US | 1891.09 | 2992.62 | 3218.28
MISO_IN | 4181.26 | 17428.43 | 21433.93 |  | MISO_IN | 3563.26 | 16810.43 | 20735.81 | MISO_IN | 0 | 0 | 0 | MISO_IN | 6581.06 | 9089.06 | 10200.17
MISO_MI | 2202.4 | 2680.59 | 5466.16 |  | MISO_MI | 202.4 | 202.4 | 202.4 | MISO_MI | 2000 | 2392.32 | 2392.32 | MISO_MI | 6340 | 10792 | 10792
MISO_MO-IL | 2090 | 7970 | 8193.33 |  | MISO_MO-IL | 0 | 0 | 0 | MISO_MO-IL | 300 | 5900 | 5900 | MISO_MO-IL | 4201.7 | 12375.7 | 12375.7
MISO_W | 2894.83 | 39570.31 | 44030.84 |  | MISO_W | 0 | 0 | 0 | MISO_W | 2800.5 | 39475.98 | 43864.84 | MISO_W | 4076.19 | 8715.73 | 9067.03
MISO_WUMS | 7269.64 | 7774.95 | 8506.29 |  | MISO_WUMS | 5450.74 | 5955.05 | 6355.02 | MISO_WUMS | 968.9 | 968.9 | 999.7 | MISO_WUMS | 4191.1 | 6060.1 | 6060.1
NE | 505.34 | 2298.74 | 2370.41 |  | NE | 71.24 | 1864.64 | 1864.64 | NE | 202 | 202 | 202 | NE | 0 | 3195.8 | 3195.8
NEISO | 3384.16 | 8725.46 | 12697.96 |  | NEISO | 2049.5 | 2049.5 | 2049.5 | NEISO | 231.2 | 5280 | 9179.76 | NEISO | 2250.13 | 2570.13 | 2570.13
NonRTO_Midwest | 2166.24 | 5683.73 | 7093.06 |  | NonRTO_Midwest | 2166.24 | 4777.48 | 4777.48 | NonRTO_Midwest | 0 | 0 | 0 | NonRTO_Midwest | 3482.89 | 7110.08 | 9387.3
NYISO_A-F | 3289.7 | 3999.5 | 14371.33 |  | NYISO_A-F | 639 | 639 | 639 | NYISO_A-F | 2476.3 | 3186.1 | 13490 | NYISO_A-F | 2251.9 | 2251.9 | 2251.9
NYISO_G-I | 0 | 60 | 434.33 |  | NYISO_G-I | 0 | 0 | 0 | NYISO_G-I | 0 | 60 | 360 | NYISO_G-I | 368.2 | 368.2 | 368.2
NYISO_J-K | 1207.4 | 1207.4 | 1611.73 |  | NYISO_J-K | 1175.4 | 1175.4 | 1175.4 | NYISO_J-K | 0 | 0 | 330 | NYISO_J-K | 0 | 0 | 0
PJM_E | 5940.05 | 5940.05 | 15692.95 |  | PJM_E | 4634.3 | 4634.3 | 4634.3 | PJM_E | 1150 | 1150 | 1170 | PJM_E | 2804 | 3290.69 | 3372
PJM_ROM | 2243.7 | 5089.86 | 22040.96 |  | PJM_ROM | 1678.5 | 1678.5 | 1678.5 | PJM_ROM | 479.8 | 1230 | 7040 | PJM_ROM | 13051.89 | 14285.89 | 16380.5
PJM_ROR | 25796.85 | 45404.82 | 75875.03 |  | PJM_ROR | 14797.75 | 17937.1 | 17937.1 | PJM_ROR | 8325.7 | 23348.53 | 53600 | PJM_ROR | 32186.4 | 42874.4 | 57718.2
SOCO | 7606.58 | 14815.67 | 22408.55 |  | SOCO | 7481.58 | 12383.27 | 12383.27 | SOCO | 0 | 0 | 100 | SOCO | 17530 | 21721.21 | 23688.7
SPP_N | 1859.17 | 19537.52 | 19795.99 |  | SPP_N | 1394.13 | 3137.63 | 3301.1 | SPP_N | 0 | 15934.85 | 15934.85 | SPP_N | 621 | 3454.5 | 6187.5
SPP_S | 1830.99 | 33207.54 | 34387.86 |  | SPP_S | 0 | 5403.07 | 5711.21 | SPP_S | 430 | 26103.48 | 26103.48 | SPP_S | 3498.78 | 10018.93 | 11524.82
TVA | 5717.01 | 10542.46 | 12782.38 |  | TVA | 4019.12 | 8710.17 | 8710.17 | TVA | 0 | 0 | 100 | TVA | 9810.61 | 11914.61 | 15159
VACAR | 14354.94 | 20878.51 | 59676.85 |  | VACAR | 12809.58 | 12809.58 | 12809.58 | VACAR | 0.9 | 3500 | 3500 | VACAR | 9657.78 | 11466.19 | 18976
| 119700.42 | 292223.06 | 455801.99 |  |  | 78779.29 | 120433.26 | 125230.22 |  | 22194.9 | 140689 | 196223.79 |  | 140163.95 | 208253.15 | 246734.43

## Generation
#1 | Total Generation (GWh)
Total Generation by Reporting Type: Entergy
ReportingType | 2015 | 2020 | 2025 | 2030 | 2035 | 2040
BM | 0 | 0 | 0 | 0 | 75221.06 | 74712.82
CC | 75799.36 | 102967.31 | 101645.1 | 88337.08 | 16805.75 | 11952.78
CSP | 0 | 0 | 0 | 0 | 0 | 0
CT | 0 | 0 | 0 | 0 | 0 | 0
Coal | 56381.16 | 5741.72 | 799.15 | 1.08 | 0 | 0
Geo | 0 | 0 | 0 | 0 | 0 | 0
H | 153 | 1606.31 | 3824.34 | 3824.34 | 3824.34 | 3824.34
LFG | 63.07 | 909.81 | 909.81 | 909.81 | 909.81 | 909.81
Nuc | 42234.08 | 42234.08 | 42234.08 | 42234.08 | 41800.89 | 55528.95
PS | 25.66 | 24.19 | 24.19 | 24.19 | 44.84 | 135.49
PV | 0.57 | 119.14 | 175.77 | 175.77 | 175.77 | 178.45
PeakG | 0 | 0 | 10.98 | 0 | 0 | 0
PeakO | 0 | 0 | 0 | 0 | 0 | 0
ST | 0 | 0 | 0 | 0 | 0 | 0
STOG | 313.03 | 289.96 | 0 | 0 | 0 | 0
STWD | 38.93 | 76.01 | 131.63 | 887.43 | 1270.3 | 891.4
WT | 315.27 | 315.27 | 315.27 | 315.27 | 315.27 | 315.27
IGCC | 0 | 0 | 0 | 0 | 0 | 0
DemandResponse | 0 | 0 | 0 | 0 | 0 | 0
IGCC-CCS | 0 | 0 | 0 | 0 | 0 | 0
WT_off | 0 | 0 | 0 | 0 | 0 | 0
PseudoUnit | 0 | 0 | 0 | 0 | 0 | 0
FixedInterchange | 0 | 0 | 0 | 0 | 0 | 0
Total Generation by Reporting Type: FRCC
ReportingType | 2015 | 2020 | 2025 | 2030 | 2035 | 2040
BM | 0 | 0 | 0 | 0 | 3456.14 | 9200.17
CC | 191787.05 | 199163.39 | 190797.57 | 103255.59 | 42889.37 | 24329.23
CSP | 0 | 0 | 0 | 0 | 0 | 0
CT | 506.84 | 872.49 | 949.79 | 324.9 | 0 | 0
Coal | 20019.53 | 7230.98 | 1188.95 | 1302.02 | 3542.41 | 4669.82
Geo | 0 | 0 | 0 | 0 | 0 | 0
H | 27.85 | 27.85 | 27.85 | 27.85 | 93.24 | 93.24
LFG | 3831.62 | 5392.66 | 5392.66 | 5392.66 | 5392.66 | 5392.66
Nuc | 32180.57 | 32180.57 | 61027.4 | 130665.77 | 177672.31 | 197366.46
PS | 0 | 0 | 0 | 0 | 0 | 0
PV | 134.03 | 134.03 | 134.03 | 20282.03 | 20282.03 | 20282.03
PeakG | 388.19 | 615.62 | 567.44 | 74.14 | 145.05 | 167.17
PeakO | 0 | 0 | 0 | 0 | 0 | 0
ST | 0 | 0 | 0 | 0 | 0 | 0
STOG | 147.13 | 142.08 | 0 | 0 | 0 | 0
STWD | 131.92 | 289.87 | 1366.56 | 1366.56 | 1145.08 | 843.8
WT | 0 | 0 | 0 | 0 | 0 | 0
IGCC | 0 | 0 | 0 | 0 | 0 | 0
DemandResponse | 0 | 0 | 0 | 0 | 0 | 0
IGCC-CCS | 0 | 0 | 0 | 0 | 0 | 0
WT_off | 0 | 0 | 0 | 0 | 0 | 0
PseudoUnit | 0 | 0 | 0 | 0 | 0 | 0
FixedInterchange | 0 | 0 | 0 | 0 | 0 | 0
Total Generation by Reporting Type: MAPP_US
ReportingType | 2015 | 2020 | 2025 | 2030 | 2035 | 2040
BM | 0 | 0 | 0 | 0 | 261.07 | 248.46
CC | 1269.21 | 190.7 | 305.21 | 192.67 | 109.29 | 56.33
CSP | 0 | 0 | 0 | 0 | 0 | 0
CT | 0 | 0 | 0 | 0 | 0 | 8.95
Coal | 11035.03 | 210.43 | 124.21 | 0 | 0 | 0
Geo | 354.6 | 354.6 | 354.6 | 354.6 | 354.6 | 354.6
H | 10150.02 | 10150.02 | 10150.02 | 10150.02 | 10150.02 | 10150.02
LFG | 15.77 | 15.77 | 15.77 | 580.79 | 580.79 | 580.79
Nuc | 0.01 | 0.02 | 0.04 | 0.07 | 0.48 | 0.38
PS | 0 | 0 | 0 | 0 | 0 | 0
PV | 0 | 0 | 0 | 0 | 0 | 0
PeakG | 68.21 | 36.48 | 68.66 | 189.08 | 47.21 | 67.68
PeakO | 0 | 0 | 0 | 0 | 0 | 0
ST | 0 | 0 | 0 | 0 | 0 | 0
STOG | 0 | 0 | 0 | 0 | 0 | 0
STWD | 0 | 0 | 0 | 0 | 0 | 0
WT | 5908.78 | 37833.77 | 37833.77 | 37833.77 | 35438.84 | 37833.77
IGCC | 0 | 0 | 0 | 0 | 0 | 0
DemandResponse | 0 | 0 | 0 | 0 | 0 | 0
IGCC-CCS | 0 | 0 | 0 | 0 | 0 | 0
WT_off | 0 | 0 | 0 | 0 | 0 | 0
PseudoUnit | 0 | 0 | 0 | 0 | 0 | 0
FixedInterchange | 0 | 0 | 0 | 0 | 0 | 0
Total Generation by Reporting Type: MISO_IN
ReportingType | 2015 | 2020 | 2025 | 2030 | 2035 | 2040
BM | 0 | 0 | 0 | 0 | 35405.15 | 45875.85
CC | 31907.03 | 131375.47 | 164115.66 | 147558.09 | 59119.41 | 23360.66
CSP | 0 | 0 | 0 | 0 | 0 | 0
CT | 0 | 0 | 0 | 0 | 0 | 0
Coal | 55883.17 | 23280.01 | 4660.48 | 3930.35 | 6262.16 | 6262.16
Geo | 0 | 0 | 0 | 0 | 0 | 0
H | 417.2 | 417.2 | 417.2 | 417.2 | 417.2 | 417.2
LFG | 291.71 | 291.71 | 923.41 | 923.41 | 923.41 | 923.41
Nuc | 0.02 | 0.04 | 0.04 | 0.12 | 0.78 | 0.48
PS | 0 | 0 | 0 | 0 | 0 | 0
PV | 0 | 0 | 0 | 0 | 0 | 0
PeakG | 0 | 0 | 0 | 0 | 0 | 0
PeakO | 0 | 0 | 0 | 0 | 0 | 0
ST | 0 | 0 | 0 | 0 | 0 | 0
STOG | 28.64 | 28.64 | 28.64 | 28.64 | 0 | 0
STWD | 0 | 0 | 0 | 0 | 0 | 0
WT | 1553.06 | 1553.06 | 1553.06 | 1553.06 | 1553.06 | 2911.33
IGCC | 4427.31 | 3863.6 | 724.84 | 19.47 | 0 | 0
DemandResponse | 0 | 0 | 0 | 0 | 0 | 0
IGCC-CCS | 0 | 0 | 0 | 0 | 0 | 0
WT_off | 0 | 0 | 0 | 0 | 0 | 0
PseudoUnit | 0 | 0 | 0 | 0 | 0 | 0
FixedInterchange | 0 | 0 | 0 | 0 | 0 | 0
Total Generation by Reporting Type: MISO_MI
ReportingType | 2015 | 2020 | 2025 | 2030 | 2035 | 2040
BM | 0 | 0 | 0 | 0 | 15602.82 | 45875.85
CC | 13393.87 | 9612.09 | 12310.74 | 6847.1 | 1183.37 | 381.55
CSP | 0 | 0 | 0 | 0 | 0 | 0
CT | 0 | 0 | 0 | 0 | 0 | 0
Coal | 25655.29 | 0 | 0 | 0 | 0 | 0
Geo | 0 | 0 | 0 | 0 | 0 | 0
H | 410 | 410 | 410 | 410 | 410 | 410
LFG | 1285.09 | 1962.06 | 2548.5 | 2548.5 | 2548.5 | 2548.5
Nuc | 14714.16 | 14714.16 | 14714.16 | 35832.71 | 37216.18 | 37216.18
PS | 853.38 | 767.52 | 1224.04 | 1062.45 | 113.77 | 4773.6
PV | 0 | 0 | 0 | 0 | 0 | 0
PeakG | 24.94 | 0 | 0 | 0 | 0 | 0
PeakO | 0 | 0 | 0 | 0 | 0 | 0
ST | 0 | 0 | 0 | 0 | 0 | 0
STOG | 399.43 | 213.05 | 98.18 | 250.03 | 0 | 0
STWD | 1142.3 | 110.27 | 183.62 | 702.19 | 1142.3 | 957.17
WT | 5161.16 | 6215.4 | 6215.4 | 6215.4 | 6215.4 | 6773.47
IGCC | 0 | 0 | 0 | 0 | 0 | 0
DemandResponse | 0 | 0 | 0 | 0 | 0 | 0
IGCC-CCS | 0 | 0 | 0 | 0 | 0 | 0
WT_off | 0 | 0 | 0 | 0 | 0 | 0
PseudoUnit | 0 | 0 | 0 | 0 | 0 | 0
FixedInterchange | 0 | 0 | 0 | 0 | 0 | 0
Total Generation by Reporting Type: MISO_MO-IL
ReportingType | 2015 | 2020 | 2025 | 2030 | 2035 | 2040
BM | 0 | 0 | 0 | 0 | 9337.4 | 38359.27
CC | 3107.15 | 1749.18 | 2836.69 | 1323.58 | 535.87 | 305.63
CSP | 0 | 0 | 0 | 0 | 0 | 0
CT | 0 | 0 | 0 | 0 | 0 | 0
Coal | 76505.14 | 16305.22 | 3658.49 | 1320.29 | 1702.08 | 1702.08
Geo | 0 | 0 | 0 | 0 | 0 | 0
H | 1317.1 | 2690.42 | 2690.42 | 2690.42 | 2690.42 | 2690.42
LFG | 141.91 | 141.91 | 1902.67 | 1902.67 | 1902.67 | 1902.67
Nuc | 17393.71 | 17393.71 | 17393.71 | 17393.71 | 17393.71 | 17393.71
PS | 202.4 | 180.4 | 312.4 | 312.4 | 92.4 | 1122
PV | 0 | 0 | 0 | 0 | 0 | 0
PeakG | 126.81 | 40.15 | 50.49 | 754.44 | 384.94 | 200.54
PeakO | 0 | 0 | 0 | 0 | 0 | 0
ST | 0 | 0 | 0 | 0 | 0 | 0
STOG | 5.26 | 0 | 0 | 0 | 0 | 0
STWD | 0 | 0 | 0 | 0 | 0 | 0
WT | 2075.16 | 19215.14 | 19215.14 | 19215.14 | 19215.14 | 19215.14
IGCC | 0 | 0 | 0 | 0 | 0 | 0
DemandResponse | 0 | 0 | 0 | 0 | 0 | 0
IGCC-CCS | 0 | 0 | 0 | 0 | 0 | 0
WT_off | 0 | 0 | 0 | 0 | 0 | 0
PseudoUnit | 0 | 0 | 0 | 0 | 0 | 0
FixedInterchange | 0 | 0 | 0 | 0 | 0 | 0
Total Generation by Reporting Type: MISO_W
ReportingType | 2015 | 2020 | 2025 | 2030 | 2035 | 2040
BM | 0 | 0 | 0 | 0 | 0 | 0
CC | 10300.37 | 3143.91 | 3636.94 | 3147.01 | 1583.56 | 1630.31
CSP | 0 | 0 | 0 | 0 | 0 | 0
CT | 0 | 0 | 0 | 0 | 0 | 0
Coal | 71830.13 | 9887.73 | 4547.2 | 2313.11 | 2313.11 | 2313.11
Geo | 0 | 0 | 0 | 0 | 0 | 0
H | 1643.73 | 1643.73 | 1643.73 | 1643.73 | 1643.73 | 1643.73
LFG | 1616.22 | 1616.22 | 2181.24 | 2181.24 | 2181.24 | 2181.24
Nuc | 18393.35 | 18393.35 | 18393.35 | 18393.35 | 0.78 | 0.78
PS | 0 | 0 | 0 | 0 | 0 | 0
PV | 0 | 0 | 0 | 0 | 0 | 0
PeakG | 254.36 | 0 | 9.1 | 144.78 | 21.31 | 0
PeakO | 0 | 0 | 0 | 0 | 0 | 0
ST | 0 | 0 | 0 | 0 | 0 | 0
STOG | 0.18 | 0 | 0 | 0 | 0 | 0
STWD | 70.07 | 115.5 | 319.73 | 1097.01 | 2193.5 | 1350.9
WT | 27590.66 | 148653.13 | 161203.31 | 163140.35 | 159788.82 | 163140.35
IGCC | 0 | 0 | 0 | 0 | 0 | 0
DemandResponse | 0 | 0 | 0 | 0 | 0 | 0
IGCC-CCS | 0 | 0 | 0 | 0 | 0 | 0
WT_off | 0 | 0 | 0 | 0 | 0 | 0
PseudoUnit | 0 | 0 | 0 | 0 | 0 | 0
FixedInterchange | 0 | 0 | 0 | 0 | 0 | 0
Total Generation by Reporting Type: MISO_WUMS
ReportingType | 2015 | 2020 | 2025 | 2030 | 2035 | 2040
BM | 0 | 0 | 0 | 0 | 23897.6 | 23897.6
CC | 54089.48 | 54524.63 | 57949 | 48285.5 | 23351.46 | 5623.39
CSP | 0 | 0 | 0 | 0 | 0 | 0
CT | 0 | 0 | 0 | 0 | 0 | 0
Coal | 12508.72 | 1604.11 | 1013.24 | 1081.02 | 1620.31 | 2263.21
Geo | 0 | 0 | 0 | 0 | 0 | 0
H | 1018.41 | 1023.31 | 1023.31 | 1023.31 | 1023.31 | 1023.31
LFG | 559.76 | 559.76 | 2320.52 | 2320.52 | 2320.52 | 2320.52
Nuc | 14153.33 | 14153.33 | 14153.33 | 14755.01 | 10649.62 | 26898.91
PS | 0 | 0 | 0 | 0 | 0 | 0
PV | 0 | 0 | 0 | 0 | 0 | 0
PeakG | 0 | 0 | 0 | 0 | 0 | 0
PeakO | 0 | 0 | 0 | 0 | 0 | 0
ST | 0 | 0 | 0 | 0 | 0 | 0
STOG | 0 | 0 | 0 | 0 | 0 | 0
STWD | 22.21 | 38.74 | 38.74 | 222.23 | 735.84 | 454.36
WT | 4109.61 | 4109.61 | 4197.83 | 4197.83 | 4197.83 | 4197.83
IGCC | 0 | 0 | 0 | 0 | 0 | 0
DemandResponse | 0 | 0 | 0 | 0 | 0 | 0
IGCC-CCS | 0 | 0 | 0 | 0 | 0 | 0
WT_off | 0 | 0 | 0 | 0 | 0 | 0
PseudoUnit | 0 | 0 | 0 | 0 | 0 | 0
FixedInterchange | 0 | 0 | 0 | 0 | 0 | 0
Total Generation by Reporting Type: Nebraska
ReportingType | 2015 | 2020 | 2025 | 2030 | 2035 | 2040
BM | 0 | 0 | 0 | 0 | 18132.79 | 14894.12
CC | 1099.23 | 14469.05 | 14611.92 | 11304.41 | 3219.77 | 2898.15
CSP | 0 | 0 | 0 | 0 | 0 | 0
CT | 0 | 0 | 0 | 0 | 0 | 0
Coal | 30719.51 | 4299.24 | 2390.09 | 2227.81 | 2136.04 | 2136.04
Geo | 0 | 0 | 0 | 0 | 0 | 0
H | 591 | 591 | 591 | 591 | 591 | 591
LFG | 47.3 | 47.3 | 47.3 | 612.32 | 612.32 | 612.32
Nuc | 9752.32 | 9752.32 | 9752.32 | 9752.32 | 1.56 | 1.56
PS | 0 | 0 | 0 | 0 | 0 | 0
PV | 0 | 0 | 0 | 0 | 0 | 0
PeakG | 38.58 | 0 | 0 | 70.48 | 0 | 0
PeakO | 0 | 0 | 0 | 0 | 0 | 0
ST | 0 | 0 | 0 | 0 | 0 | 0
STOG | 0 | 0 | 0 | 0 | 0 | 0
STWD | 0 | 0 | 0 | 0 | 0 | 0
WT | 1220.72 | 1220.72 | 1220.72 | 1009.79 | 1220.72 | 1220.72
IGCC | 0 | 0 | 0 | 0 | 0 | 0
DemandResponse | 0 | 0 | 0 | 0 | 0 | 0
IGCC-CCS | 0 | 0 | 0 | 0 | 0 | 0
WT_off | 0 | 0 | 0 | 0 | 0 | 0
PseudoUnit | 0 | 0 | 0 | 0 | 0 | 0
FixedInterchange | 0 | 0 | 0 | 0 | 0 | 0
Total Generation by Reporting Type: NEISO
ReportingType | 2015 | 2020 | 2025 | 2030 | 2035 | 2040
BM | 1882.96 | 33.56 | 25.58 | 165.11 | 853.94 | 853.94
CC | 43288.22 | 19993.47 | 8776.41 | 6730.27 | 4554.04 | 4150.13
CSP | 0 | 0 | 0 | 0 | 0 | 0
CT | 3.12 | 0 | 0 | 0 | 0 | 0
Coal | 32.27 | 0 | 0 | 0 | 0 | 0
Geo | 0 | 0 | 0 | 0 | 0 | 0
H | 12289.94 | 12289.94 | 12303.66 | 12303.66 | 12303.66 | 12303.66
LFG | 4582.65 | 4582.65 | 4582.65 | 5132.48 | 5132.48 | 5132.48
Nuc | 36181.73 | 36181.73 | 36181.73 | 36181.73 | 26141.23 | 19310.53
PS | 148.48 | 127 | 104.14 | 36.44 | 69.42 | 99.4
PV | 5.26 | 517.71 | 517.71 | 517.71 | 517.71 | 517.71
PeakG | 15.4 | 29.82 | 11.34 | 0 | 7.58 | 0
PeakO | 0 | 0 | 0 | 0 | 0 | 0
ST | 0 | 0 | 0 | 0 | 0 | 0
STOG | 0 | 0 | 0 | 0 | 0 | 0
STWD | 4274.88 | 34.58 | 20.97 | 164.61 | 2015.93 | 2015.93
WT | 1283.3 | 16205.23 | 21579.86 | 25714.13 | 41519.84 | 42196.08
IGCC | 0 | 0 | 0 | 0 | 0 | 0
DemandResponse | 0 | 0 | 0 | 0 | 0 | 0
IGCC-CCS | 0 | 0 | 0 | 0 | 0 | 0
WT_off | 1870.13 | 1870.13 | 1870.13 | 1870.13 | 1870.13 | 1870.13
PseudoUnit | 0 | 0 | 0 | 0 | 0 | 0
FixedInterchange | 0 | 0 | 0 | 0 | 0 | 0
Total Generation by Reporting Type: NonRTO_Midwest
ReportingType | 2015 | 2020 | 2025 | 2030 | 2035 | 2040
BM | 0 | 0 | 0 | 0 | 39890.63 | 43420.26
CC | 16532.13 | 36460.32 | 36460.32 | 35608.81 | 4387.37 | 1495.99
CSP | 0 | 0 | 0 | 0 | 0 | 0
CT | 0 | 0 | 0 | 0 | 0 | 0
Coal | 43654.02 | 19400.01 | 5230.06 | 2886.98 | 3417.66 | 3417.66
Geo | 0 | 0 | 0 | 0 | 0 | 0
H | 457.8 | 3593.25 | 3593.25 | 3593.25 | 3593.25 | 3593.25
LFG | 110.38 | 1373.79 | 1373.79 | 1373.79 | 1373.79 | 1373.79
Nuc | 0.04 | 0.04 | 9380.08 | 10978.3 | 10978.6 | 10978.3
PS | 0 | 0 | 0 | 0 | 0 | 0
PV | 0 | 0 | 0 | 0 | 0 | 0
PeakG | 151.51 | 77.84 | 237.33 | 402.94 | 0 | 0
PeakO | 0 | 0 | 0 | 0 | 0 | 0
ST | 0 | 0 | 0 | 0 | 0 | 0
STOG | 0 | 0 | 0 | 0 | 0 | 0
STWD | 0 | 0 | 0 | 0 | 0 | 0
WT | 151.43 | 151.43 | 151.43 | 151.43 | 151.43 | 151.43
IGCC | 0 | 0 | 0 | 0 | 0 | 0
DemandResponse | 0 | 0 | 0 | 0 | 0 | 0
IGCC-CCS | 0 | 0 | 0 | 0 | 0 | 0
WT_off | 0 | 0 | 0 | 0 | 0 | 0
PseudoUnit | 0 | 0 | 0 | 0 | 0 | 0
FixedInterchange | 0 | 0 | 0 | 0 | 0 | 0
Total Generation by Reporting Type: NYISO_A-F
ReportingType | 2015 | 2020 | 2025 | 2030 | 2035 | 2040
BM | 0 | 0 | 0 | 0 | 0 | 0
CC | 8046.58 | 5826.36 | 821.72 | 814.44 | 693.49 | 64.13
CSP | 0 | 0 | 0 | 0 | 0 | 0
CT | 0 | 0 | 0 | 0 | 0 | 0
Coal | 0 | 0 | 0 | 0 | 0 | 0
Geo | 0 | 0 | 0 | 0 | 0 | 0
H | 27149.99 | 27149.99 | 27149.99 | 27149.99 | 27149.99 | 27149.99
LFG | 1359.2 | 1359.2 | 1359.2 | 1894.79 | 1894.79 | 1894.79
Nuc | 26211.3 | 26211.3 | 26211.3 | 21372.53 | 16850.79 | 10212.67
PS | 263.91 | 121.96 | 0 | 0 | 0 | 670.37
PV | 0 | 0 | 0 | 0 | 0 | 0
PeakG | 1.88 | 0 | 0 | 0 | 0 | 0
PeakO | 0 | 0 | 0 | 0 | 0 | 0
ST | 0 | 0 | 0 | 0 | 0 | 0
STOG | 0 | 0 | 0 | 0 | 0 | 0
STWD | 0.77 | 2.71 | 0 | 15.48 | 284.21 | 299.73
WT | 10101.82 | 11933.66 | 30826.05 | 37306.4 | 37306.4 | 37306.4
IGCC | 0 | 0 | 0 | 0 | 0 | 0
DemandResponse | 0 | 0 | 0 | 0 | 0 | 0
IGCC-CCS | 0 | 0 | 0 | 0 | 0 | 0
WT_off | 0 | 0 | 0 | 0 | 0 | 0
PseudoUnit | 0 | 0 | 0 | 0 | 0 | 0
FixedInterchange | 0 | 0 | 0 | 0 | 0 | 0
Total Generation by Reporting Type: NYISO_G-I
ReportingType | 2015 | 2020 | 2025 | 2030 | 2035 | 2040
BM | 0 | 0 | 0 | 0 | 0 | 4596.73
CC | 3767.17 | 1637.55 | 1778.69 | 1070.87 | 697.87 | 484.85
CSP | 0 | 0 | 0 | 0 | 0 | 0
CT | 0 | 0 | 0 | 0 | 0 | 0
Coal | 0 | 0 | 0 | 0 | 0 | 0
Geo | 0 | 0 | 0 | 0 | 0 | 0
H | 266.56 | 266.56 | 266.56 | 266.56 | 266.56 | 266.56
LFG | 504.58 | 504.58 | 504.58 | 1090.62 | 1090.62 | 1090.62
Nuc | 15929.31 | 15929.31 | 15929.31 | 15929.31 | 7987.24 | 13055.32
PS | 0 | 0 | 0 | 0 | 0 | 0
PV | 0 | 0 | 0 | 0 | 832.82 | 832.82
PeakG | 0.01 | 0.01 | 0.01 | 0.03 | 0.03 | 0
PeakO | 0 | 0 | 0 | 0 | 0 | 0
ST | 0 | 0 | 0 | 0 | 0 | 0
STOG | 0 | 0 | 0 | 0 | 0 | 0
STWD | 0 | 0 | 0 | 0 | 0 | 0
WT | 0 | 178.23 | 909.97 | 909.97 | 909.97 | 909.97
IGCC | 0 | 0 | 0 | 0 | 0 | 0
DemandResponse | 0 | 0 | 0 | 0 | 0 | 0
IGCC-CCS | 0 | 0 | 0 | 0 | 0 | 0
WT_off | 0 | 0 | 0 | 0 | 0 | 0
PseudoUnit | 0 | 0 | 0 | 0 | 0 | 0
FixedInterchange | 0 | 0 | 0 | 0 | 0 | 0
Total Generation by Reporting Type: NYISO_J-K
ReportingType | 2015 | 2020 | 2025 | 2030 | 2035 | 2040
BM | 0 | 0 | 0 | 0 | 0 | 0
CC | 24101.03 | 19902.33 | 13446.44 | 12740.72 | 9197.25 | 5422.37
CSP | 0 | 0 | 0 | 0 | 0 | 0
CT | 0 | 0 | 0 | 0 | 0 | 0
Coal | 0 | 0 | 0 | 0 | 0 | 0
Geo | 0 | 0 | 0 | 0 | 0 | 0
H | 0 | 0 | 0 | 0 | 0 | 0
LFG | 977.62 | 977.62 | 977.62 | 1563.66 | 1563.66 | 1563.66
Nuc | 0 | 0.01 | 0.04 | 0.19 | 0.6 | 0.6
PS | 0 | 0 | 0 | 0 | 0 | 0
PV | 53.26 | 53.26 | 53.26 | 53.26 | 53.26 | 53.26
PeakG | 53.23 | 87.77 | 100.17 | 93.9 | 167.31 | 167.31
PeakO | 0 | 0 | 0 | 0 | 0 | 0
ST | 0 | 0 | 0 | 0 | 0 | 0
STOG | 426.92 | 623.43 | 919.98 | 893.01 | 229.52 | 115.66
STWD | 0 | 0 | 0 | 0 | 0 | 0
WT | 0 | 0 | 861.26 | 861.26 | 861.26 | 861.26
IGCC | 0 | 0 | 0 | 0 | 0 | 0
DemandResponse | 0 | 0 | 0 | 0 | 0 | 0
IGCC-CCS | 0 | 0 | 0 | 0 | 0 | 0
WT_off | 0 | 0 | 0 | 0 | 8450.97 | 8450.97
PseudoUnit | 0 | 0 | 0 | 0 | 0 | 0
FixedInterchange | 0 | 0 | 0 | 0 | 0 | 0
Total Generation by Reporting Type: PJM_E
ReportingType | 2015 | 2020 | 2025 | 2030 | 2035 | 2040
BM | 12.57 | 23.63 | 69.41 | 223.98 | 223.98 | 2481.04
CC | 46308.09 | 52594.13 | 52593.88 | 40256.48 | 27981.65 | 13320.22
CSP | 0 | 0 | 0 | 0 | 0 | 0
CT | 0.24 | 2.69 | 5.14 | 0 | 0 | 0
Coal | 639.41 | 323.53 | 215.41 | 5.45 | 198.82 | 567.47
Geo | 0 | 0 | 0 | 0 | 0 | 0
H | 1839.27 | 1839.27 | 1839.27 | 1839.27 | 1839.27 | 1839.27
LFG | 3714.15 | 3714.15 | 3943.37 | 4761.94 | 4761.94 | 4761.94
Nuc | 66287.73 | 61501.14 | 61501.14 | 61501.14 | 44177.54 | 35032.79
PS | 174 | 164 | 284 | 284 | 80.09 | 1020
PV | 102.4 | 102.4 | 102.4 | 102.4 | 102.4 | 102.4
PeakG | 77.3 | 252.23 | 481.53 | 367.84 | 252.23 | 252.23
PeakO | 0 | 0 | 0 | 0 | 0 | 0
ST | 0 | 0 | 0 | 0 | 0 | 0
STOG | 268.49 | 365.79 | 631.59 | 49.21 | 0 | 0
STWD | 0 | 0 | 0 | 0 | 0 | 0
WT | 2143.36 | 2143.36 | 2143.36 | 2183.19 | 2183.19 | 2183.19
IGCC | 0 | 0 | 0 | 0 | 0 | 0
DemandResponse | 0 | 0 | 0 | 0 | 0 | 0
IGCC-CCS | 0 | 0 | 0 | 0 | 0 | 0
WT_off | 0 | 0 | 3990.52 | 34826.4 | 34826.4 | 34826.4
PseudoUnit | 0 | 0 | 0 | 0 | 0 | 0
FixedInterchange | 0 | 0 | 0 | 0 | 0 | 0
Total Generation by Reporting Type: PJM_ROM
ReportingType | 2015 | 2020 | 2025 | 2030 | 2035 | 2040
BM | 7.54 | 14.18 | 41.64 | 134.39 | 15496.78 | 17603.64
CC | 21276.56 | 25031.71 | 25628.73 | 17824.87 | 11635.37 | 5074.94
CSP | 0 | 0 | 0 | 0 | 0 | 0
CT | 0.15 | 1.64 | 3.14 | 1.64 | 0 | 0
Coal | 17091.85 | 5343.4 | 377.57 | 0 | 0 | 0
Geo | 0 | 0 | 0 | 0 | 0 | 0
H | 3645.46 | 6490.47 | 6490.47 | 6490.47 | 6490.47 | 6490.47
LFG | 2813.8 | 3308.63 | 4903.85 | 4903.85 | 4903.85 | 4903.85
Nuc | 39227.38 | 39227.38 | 39227.38 | 39227.38 | 25736.15 | 49114.3
PS | 658.16 | 620.33 | 1074.23 | 1074.23 | 166.43 | 3858.15
PV | 10.51 | 2384.82 | 3714.14 | 4011.67 | 4034.1 | 4141.11
PeakG | 0 | 13.86 | 13.86 | 152.46 | 134.35 | 152.46
PeakO | 0 | 0 | 0 | 0 | 0 | 0
ST | 0 | 0 | 0 | 0 | 0 | 0
STOG | 691.59 | 691.59 | 1350.24 | 1335.45 | 0 | 0
STWD | 28.46 | 53.66 | 156.57 | 490.56 | 490.56 | 490.56
WT | 3032.09 | 4910.74 | 17226.14 | 17226.14 | 17226.14 | 17226.14
IGCC | 0 | 0 | 0 | 0 | 0 | 0
DemandResponse | 0 | 0 | 0 | 0 | 0 | 0
IGCC-CCS | 0 | 0 | 0 | 0 | 0 | 0
WT_off | 0 | 0 | 0 | 34857.77 | 35343.38 | 37660.08
PseudoUnit | 0 | 0 | 0 | 0 | 0 | 0
FixedInterchange | 0 | 0 | 0 | 0 | 0 | 0
Total Generation by Reporting Type: PJM_ROR
ReportingType | 2015 | 2020 | 2025 | 2030 | 2035 | 2040
BM | 161.29 | 303.3 | 890.73 | 2874.47 | 78815.17 | 78815.17
CC | 152982.6 | 175099.77 | 173601.05 | 151211.74 | 68655.34 | 17429.12
CSP | 0 | 0 | 0 | 0 | 0 | 0
CT | 2.98 | 2.98 | 5.69 | 5.69 | 0 | 0
Coal | 212635.28 | 114787.45 | 9252.57 | 3857.08 | 5979.27 | 5979.27
Geo | 0 | 0 | 0 | 0 | 0 | 0
H | 4602.26 | 6925.78 | 6925.78 | 6925.78 | 6925.78 | 6925.78
LFG | 4252.63 | 8302.71 | 8302.71 | 8302.71 | 8302.71 | 8302.71
Nuc | 156083.84 | 156083.84 | 156083.84 | 149330.43 | 156895.95 | 224788.96
PS | 1377.77 | 1263.21 | 2187.51 | 1777.29 | 424.84 | 7856.55
PV | 63.07 | 814.82 | 1184.34 | 1198.05 | 1198.05 | 1198.05
PeakG | 942.68 | 1030.99 | 1379.46 | 873.65 | 309.8 | 429.14
PeakO | 0 | 0 | 0 | 0 | 0 | 0
ST | 0 | 0 | 0 | 0 | 0 | 0
STOG | 612.71 | 798.51 | 798.51 | 798.51 | 0 | 0
STWD | 37.57 | 75.95 | 218.54 | 998.99 | 1359.55 | 1059.82
WT | 28147.97 | 63635.6 | 134931.36 | 134931.36 | 134931.36 | 134931.36
IGCC | 0 | 0 | 0 | 0 | 0 | 0
DemandResponse | 0 | 0 | 0 | 0 | 0 | 0
IGCC-CCS | 0 | 0 | 0 | 0 | 0 | 0
WT_off | 0 | 0 | 0 | 0 | 32209.64 | 33608.27
PseudoUnit | 0 | 0 | 0 | 0 | 0 | 0
FixedInterchange | 0 | 0 | 0 | 0 | 0 | 0
Total Generation by Reporting Type: SOCO
ReportingType | 2015 | 2020 | 2025 | 2030 | 2035 | 2040
BM | 38.26 | 88.97 | 299.44 | 410.64 | 48942.4 | 35448.63
CC | 152104.53 | 180491.7 | 185361.7 | 123121.21 | 32746.09 | 5730.2
CSP | 0 | 0 | 0 | 0 | 0 | 0
CT | 0 | 0 | 0 | 0 | 0 | 0
Coal | 35744.64 | 10776.06 | 4596.09 | 4596.09 | 4596.09 | 4596.09
Geo | 0 | 0 | 0 | 0 | 0 | 0
H | 10893.11 | 10893.11 | 10893.11 | 10893.11 | 12917.99 | 12917.99
LFG | 291.71 | 1138.45 | 1138.45 | 1138.45 | 1138.45 | 1138.45
Nuc | 45497.84 | 62634.5 | 62634.5 | 105420.68 | 160792.63 | 209098.51
PS | 770.5 | 809.07 | 1215.62 | 686.75 | 742.27 | 4271.25
PV | 0 | 0 | 0 | 3854.4 | 3854.4 | 3854.4
PeakG | 618.3 | 977.63 | 1805.53 | 301.63 | 133.83 | 238.69
PeakO | 0 | 0 | 0 | 0 | 0 | 0
ST | 0 | 0 | 0 | 0 | 0 | 0
STOG | 0 | 0 | 0 | 0 | 0 | 0
STWD | 261.52 | 451.92 | 692.4 | 3636.4 | 4681.34 | 2877.69
WT | 0 | 0 | 209.15 | 209.15 | 209.15 | 209.15
IGCC | 0 | 0 | 0 | 0 | 0 | 0
DemandResponse | 0 | 0 | 0 | 0 | 0 | 0
IGCC-CCS | 0 | 0 | 0 | 0 | 0 | 0
WT_off | 0 | 0 | 0 | 0 | 0 | 0
PseudoUnit | 0 | 0 | 0 | 0 | 0 | 0
FixedInterchange | 0 | 0 | 0 | 0 | 0 | 0
Total Generation by Reporting Type: SPP_N
ReportingType | 2015 | 2020 | 2025 | 2030 | 2035 | 2040
BM | 0 | 0 | 0 | 0 | 40113.09 | 35705.14
CC | 14253.57 | 19304.87 | 20397.86 | 19709.5 | 5110.27 | 4266.15
CSP | 0 | 0 | 0 | 0 | 0 | 0
CT | 0 | 0 | 0 | 0 | 0 | 0
Coal | 56941.29 | 14956.56 | 1410.45 | 896.17 | 1805.02 | 1707.8
Geo | 0 | 0 | 0 | 0 | 0 | 0
H | 60 | 60 | 60 | 60 | 60 | 60
LFG | 55.19 | 55.19 | 55.19 | 804.17 | 804.17 | 804.17
Nuc | 9035.69 | 9035.69 | 9035.69 | 9035.7 | 9035.7 | 9035.7
PS | 0 | 0 | 0 | 0 | 0 | 0
PV | 0 | 0 | 0 | 0 | 0 | 0
PeakG | 4.59 | 0 | 0 | 64.73 | 0 | 0
PeakO | 0 | 0 | 0 | 0 | 0 | 0
ST | 0 | 0 | 0 | 0 | 0 | 0
STOG | 264.94 | 0 | 114.85 | 357.13 | 0 | 0
STWD | 0 | 0 | 0 | 0 | 0 | 0
WT | 4213.48 | 58933.28 | 58933.28 | 58170.86 | 58446.8 | 58933.28
IGCC | 0 | 0 | 0 | 0 | 0 | 0
DemandResponse | 0 | 0 | 0 | 0 | 0 | 0
IGCC-CCS | 0 | 0 | 0 | 0 | 0 | 0
WT_off | 0 | 0 | 0 | 0 | 0 | 0
PseudoUnit | 0 | 0 | 0 | 0 | 0 | 0
FixedInterchange | 0 | 0 | 0 | 0 | 0 | 0
Total Generation by Reporting Type: SPP_S
ReportingType | 2015 | 2020 | 2025 | 2030 | 2035 | 2040
BM | 0 | 0 | 0 | 0 | 32313.56 | 29660.73
CC | 44628.33 | 48631.49 | 58579.18 | 55069.23 | 19872.76 | 17149.56
CSP | 0 | 0 | 0 | 0 | 0 | 0
CT | 34.8 | 0 | 0 | 0 | 34.15 | 26.9
Coal | 78450.27 | 8641.37 | 1566.01 | 0 | 0 | 0
Geo | 0 | 0 | 0 | 0 | 0 | 0
H | 10050.79 | 10050.79 | 10050.79 | 10336.52 | 10336.52 | 10336.52
LFG | 149.8 | 149.8 | 149.8 | 898.78 | 898.78 | 898.78
Nuc | 0.02 | 0.04 | 0.04 | 5345.01 | 5345.5 | 5345.29
PS | 194.01 | 178.4 | 312.2 | 312.2 | 1137.3 | 979.64
PV | 0 | 0 | 0 | 0 | 0 | 0
PeakG | 0 | 0 | 0 | 0 | 0 | 0
PeakO | 0 | 0 | 0 | 0 | 0 | 0
ST | 0 | 0 | 0 | 0 | 0 | 0
STOG | 2256.33 | 544.7 | 1117.15 | 1350.96 | 133.57 | 102.3
STWD | 56.6 | 30.24 | 52.92 | 308.88 | 457.27 | 295.44
WT | 9404.55 | 97944.17 | 97944.17 | 97944.17 | 97701.36 | 100638.67
IGCC | 0 | 0 | 0 | 0 | 0 | 0
DemandResponse | 0 | 0 | 0 | 0 | 0 | 0
IGCC-CCS | 0 | 0 | 0 | 0 | 0 | 0
WT_off | 0 | 0 | 0 | 0 | 0 | 0
PseudoUnit | 0 | 0 | 0 | 0 | 0 | 0
FixedInterchange | 0 | 0 | 0 | 0 | 0 | 0
Total Generation by Reporting Type: TVA
ReportingType | 2015 | 2020 | 2025 | 2030 | 2035 | 2040
BM | 0 | 0 | 0 | 0 | 55206.83 | 53618.94
CC | 45826.28 | 70484.63 | 79297.71 | 70404.4 | 16988.7 | 2526.41
CSP | 0 | 0 | 0 | 0 | 0 | 0
CT | 0 | 0 | 0 | 0 | 0 | 0
Coal | 39251.88 | 18377.09 | 939.34 | 0 | 0 | 0
Geo | 0 | 0 | 0 | 0 | 0 | 0
H | 17444.8 | 17545.57 | 17545.57 | 17545.57 | 17545.57 | 17545.57
LFG | 102.49 | 949.23 | 949.23 | 949.23 | 949.23 | 949.23
Nuc | 65391.09 | 65391.09 | 65391.09 | 66480.99 | 78309.83 | 92310.01
PS | 758.2 | 555.37 | 714.63 | 714.63 | 366.03 | 4097.93
PV | 0 | 0 | 0 | 3854.4 | 3854.4 | 3854.4
PeakG | 0 | 0 | 0 | 0 | 0 | 0
PeakO | 0 | 0 | 0 | 0 | 0 | 0
ST | 0 | 0 | 0 | 0 | 0 | 0
STOG | 0 | 0 | 0 | 0 | 0 | 0
STWD | 2.03 | 2.03 | 3.38 | 29.36 | 35.04 | 23.95
WT | 73.94 | 73.94 | 283.09 | 283.09 | 283.09 | 283.09
IGCC | 0 | 0 | 0 | 0 | 0 | 0
DemandResponse | 0 | 0 | 0 | 0 | 0 | 0
IGCC-CCS | 0 | 0 | 0 | 0 | 0 | 0
WT_off | 0 | 0 | 0 | 0 | 0 | 0
PseudoUnit | 0 | 0 | 0 | 0 | 0 | 0
FixedInterchange | 0 | 0 | 0 | 0 | 0 | 0
Total Generation by Reporting Type: TVA_Transmission
ReportingType | 2015 | 2020 | 2025 | 2030 | 2035 | 2040
BM | 0 | 0 | 0 | 0 | 0 | 0
CC | 0 | 0 | 0 | 0 | 0 | 0
CSP | 0 | 0 | 0 | 0 | 0 | 0
CT | 0 | 0 | 0 | 0 | 0 | 0
Coal | 0 | 0 | 0 | 0 | 0 | 0
Geo | 0 | 0 | 0 | 0 | 0 | 0
H | 0 | 0 | 0 | 0 | 0 | 0
LFG | 0 | 0 | 0 | 0 | 0 | 0
Nuc | 0 | 0 | 0 | 0 | 0 | 0
PS | 0 | 0 | 0 | 0 | 0 | 0
PV | 0 | 0 | 0 | 0 | 0 | 0
PeakG | 0 | 0 | 0 | 0 | 0 | 0
PeakO | 0 | 0 | 0 | 0 | 0 | 0
ST | 0 | 0 | 0 | 0 | 0 | 0
STOG | 0 | 0 | 0 | 0 | 0 | 0
STWD | 0 | 0 | 0 | 0 | 0 | 0
WT | 0 | 0 | 0 | 0 | 0 | 0
IGCC | 0 | 0 | 0 | 0 | 0 | 0
DemandResponse | 0 | 0 | 0 | 0 | 0 | 0
IGCC-CCS | 0 | 0 | 0 | 0 | 0 | 0
WT_off | 0 | 0 | 0 | 0 | 0 | 0
PseudoUnit | 0 | 0 | 0 | 0 | 0 | 0
FixedInterchange | 0 | 0 | 0 | 0 | 0 | 0
Total Generation by Reporting Type: VACAR
ReportingType | 2015 | 2020 | 2025 | 2030 | 2035 | 2040
BM | 6.84 | 6.84 | 4.2 | 6.84 | 22807.25 | 45530.94
CC | 106719.95 | 106041.31 | 91478.46 | 43785.54 | 18331.25 | 9174.35
CSP | 0 | 0 | 0 | 0 | 0 | 0
CT | 73.69 | 73.69 | 71.44 | 0 | 0 | 0
Coal | 42796.61 | 23663.56 | 3497.18 | 1202.46 | 2945.53 | 2945.53
Geo | 0 | 0 | 0 | 0 | 0 | 0
H | 4325 | 4325 | 4325 | 4325 | 4446.45 | 4446.45
LFG | 499.37 | 1343.43 | 1343.43 | 1343.43 | 1343.43 | 1343.43
Nuc | 89032.75 | 107182.03 | 107182.03 | 107182.03 | 81882.09 | 84804.92
PS | 1137.96 | 1137.96 | 2302.1 | 1072.56 | 2286.67 | 6670.8
PV | 42.05 | 299.54 | 304.04 | 305.59 | 2611.65 | 2611.65
PeakG | 104.42 | 196.54 | 153.3 | 94.25 | 125.68 | 134.41
PeakO | 0 | 0 | 0 | 0 | 0 | 0
ST | 0 | 0 | 0 | 0 | 0 | 0
STOG | 0 | 0 | 0 | 0 | 0 | 0
STWD | 1969.25 | 1446.99 | 316.55 | 594.74 | 1969.25 | 1210.52
WT | 2.34 | 7866.99 | 7866.99 | 7866.99 | 7866.99 | 7866.99
IGCC | 0 | 0 | 0 | 0 | 0 | 0
DemandResponse | 0 | 0 | 0 | 0 | 0 | 0
IGCC-CCS | 0 | 0 | 0 | 0 | 0 | 0
WT_off | 3.46 | 1571.95 | 55914.37 | 135662.52 | 135662.52 | 135662.52
PseudoUnit | 0 | 0 | 0 | 0 | 0 | 0
FixedInterchange | 0 | 0 | 0 | 0 | 0 | 0
Total Generation by Reporting Type: IESO
ReportingType | 2015 | 2020 | 2025 | 2030 | 2035 | 2040
BM | 0 | 0 | 0 | 0 | 33.1 | 63.19
CC | 6189.54 | 406.46 | 97.97 | 46.58 | 48.85 | 80.12
CSP | 0 | 0 | 0 | 0 | 0 | 0
CT | 3.44 | 0 | 0 | 0 | 0 | 0
Coal | 0 | 0 | 0 | 0 | 0 | 0
Geo | 0 | 0 | 0 | 0 | 0 | 0
H | 46189.03 | 46189.03 | 46189.03 | 46189.03 | 46189.03 | 47737.94
LFG | 926.37 | 926.37 | 926.37 | 926.37 | 926.37 | 930.31
Nuc | 101402.31 | 100508.51 | 99352.65 | 101402.31 | 93379.23 | 81383.57
PS | 13.53 | 25.83 | 25.83 | 34.01 | 25.83 | 17.07
PV | 78.84 | 78.84 | 78.84 | 78.84 | 78.84 | 78.84
PeakG | 0 | 0 | 0 | 0 | 0 | 0
PeakO | 0 | 0 | 0 | 0 | 0 | 0
ST | 0 | 0 | 0 | 0 | 0 | 0
STOG | 0 | 0 | 0 | 0 | 0 | 0
STWD | 10.43 | 5.1 | 0 | 26.27 | 23.64 | 566.04
WT | 8479.75 | 8479.75 | 8479.75 | 8479.75 | 8479.75 | 8801.4
IGCC | 0 | 0 | 0 | 0 | 0 | 0
DemandResponse | 0 | 0 | 0 | 0 | 0 | 0
IGCC-CCS | 0 | 0 | 0 | 0 | 0 | 0
WT_off | 0 | 0 | 0 | 0 | 0 | 0
PseudoUnit | 0 | 0 | 0 | 0 | 0 | 0
FixedInterchange | 0 | 0 | 0 | 0 | 0 | 0
Total Generation by Reporting Type: MAPP_CA
ReportingType | 2015 | 2020 | 2025 | 2030 | 2035 | 2040
BM | 0 | 0 | 0 | 0 | 0 | 0
CC | 7364.18 | 5742.14 | 973.41 | 0 | 0 | 0
CSP | 0 | 0 | 0 | 0 | 0 | 0
CT | 0 | 0 | 0 | 0 | 0 | 0
Coal | 299.1 | 59.93 | 0 | 0 | 0 | 0
Geo | 0 | 0 | 0 | 0 | 0 | 0
H | 41520.42 | 45597.02 | 54366.11 | 68795.52 | 68795.52 | 68795.52
LFG | 0 | 0 | 0 | 0 | 0 | 0
Nuc | 0 | 0.04 | 0.02 | 0 | 0 | 0
PS | 0 | 0 | 0 | 0 | 0 | 0
PV | 0 | 0 | 0 | 0 | 0 | 0
PeakG | 64.93 | 59.58 | 0 | 0 | 0 | 0
PeakO | 0 | 0 | 0 | 0 | 0 | 0
ST | 0 | 0 | 0 | 0 | 0 | 0
STOG | 12.93 | 0 | 0 | 0 | 0 | 0
STWD | 0 | 0 | 0 | 0 | 0 | 0
WT | 1446.06 | 1446.06 | 1446.06 | 1446.06 | 0 | 0
IGCC | 0 | 0 | 0 | 0 | 0 | 0
DemandResponse | 0 | 0 | 0 | 0 | 0 | 0
IGCC-CCS | 0 | 0 | 0 | 0 | 0 | 0
WT_off | 0 | 0 | 0 | 0 | 0 | 0
PseudoUnit | 0 | 0 | 0 | 0 | 0 | 0
FixedInterchange | 0 | 0 | 0 | 0 | 0 | 0
Total Generation by Reporting Type: AZ_NM_SNV_Coal
ReportingType | 2015 | 2020 | 2025 | 2030 | 2035 | 2040
BM | 0 | 0 | 0 | 0 | 0 | 0
CC | 0 | 0 | 0 | 0 | 0 | 0
CSP | 0 | 0 | 0 | 0 | 0 | 0
CT | 0 | 0 | 0 | 0 | 0 | 0
Coal | 51777.69 | 47607.19 | 9458.23 | 20.24 | 65.8 | 31.81
Geo | 0 | 0 | 0 | 0 | 0 | 0
H | 0 | 0 | 0 | 0 | 0 | 0
LFG | 0 | 0 | 0 | 0 | 0 | 0
Nuc | 0 | 0 | 0 | 0 | 0 | 0
PS | 0 | 0 | 0 | 0 | 0 | 0
PV | 0 | 0 | 0 | 0 | 0 | 0
PeakG | 0 | 0 | 0 | 0 | 0 | 0
PeakO | 0 | 0 | 0 | 0 | 0 | 0
ST | 0 | 0 | 0 | 0 | 0 | 0
STOG | 0 | 0 | 0 | 0 | 0 | 0
STWD | 0 | 0 | 0 | 0 | 0 | 0
WT | 0 | 0 | 0 | 0 | 0 | 0
IGCC | 0 | 0 | 0 | 0 | 0 | 0
DemandResponse | 0 | 0 | 0 | 0 | 0 | 0
IGCC-CCS | 0 | 0 | 0 | 0 | 0 | 0
WT_off | 0 | 0 | 0 | 0 | 0 | 0
PseudoUnit | 0 | 0 | 0 | 0 | 0 | 0
FixedInterchange | 0 | 0 | 0 | 0 | 0 | 0
Total Generation by Reporting Type: AZ_NM_SNV_Gas
ReportingType | 2015 | 2020 | 2025 | 2030 | 2035 | 2040
BM | 0 | 0 | 0 | 0 | 0 | 0
CC | 69664.97 | 53380.68 | 66217.46 | 45082.83 | 13888.61 | 9120.38
CSP | 0 | 0 | 0 | 0 | 0 | 0
CT | 0 | 0 | 0 | 0 | 0 | 0
Coal | 0 | 0 | 0 | 0 | 0 | 0
Geo | 0 | 0 | 0 | 0 | 0 | 0
H | 0 | 0 | 0 | 0 | 0 | 0
LFG | 0 | 0 | 0 | 0 | 0 | 0
Nuc | 0 | 0 | 0 | 0 | 0 | 0
PS | 0 | 0 | 0 | 0 | 0 | 0
PV | 0 | 0 | 0 | 0 | 0 | 0
PeakG | 0 | 0 | 0 | 0 | 0 | 0
PeakO | 0 | 0 | 0 | 0 | 0 | 0
ST | 0 | 0 | 0 | 0 | 0 | 0
STOG | 0 | 0 | 0 | 0 | 0 | 0
STWD | 0 | 0 | 0 | 0 | 0 | 0
WT | 0 | 0 | 0 | 0 | 0 | 0
IGCC | 0 | 0 | 0 | 0 | 0 | 0
DemandResponse | 0 | 0 | 0 | 0 | 0 | 0
IGCC-CCS | 0 | 0 | 0 | 0 | 0 | 0
WT_off | 0 | 0 | 0 | 0 | 0 | 0
PseudoUnit | 0 | 0 | 0 | 0 | 0 | 0
FixedInterchange | 0 | 0 | 0 | 0 | 0 | 0
Total Generation by Reporting Type: AZ_NM_SNV_NucRenew
ReportingType | 2015 | 2020 | 2025 | 2030 | 2035 | 2040
BM | 0 | 0 | 0 | 0 | 0 | 18272.9
CC | 0 | 0 | 0 | 0 | 0 | 0
CSP | 0 | 0 | 0 | 0 | 0 | 0
CT | 0 | 0 | 0 | 0 | 0 | 0
Coal | 0 | 0 | 0 | 0 | 0 | 0
Geo | 0 | 1295.58 | 12066.9 | 12066.9 | 12066.9 | 12066.9
H | 8952 | 8952 | 8952 | 8952 | 8952 | 8952
LFG | 55.19 | 533.48 | 533.48 | 533.48 | 533.48 | 533.48
Nuc | 30183.89 | 30183.89 | 30183.89 | 63101.81 | 116970.51 | 116970.51
PS | 2.07 | 0 | 7.56 | 23.76 | 34.56 | 23.76
PV | 365.63 | 365.63 | 365.63 | 365.63 | 365.63 | 365.63
PeakG | 0 | 0 | 0 | 0 | 0 | 0
PeakO | 0 | 0 | 0 | 0 | 0 | 0
ST | 981.12 | 2542.54 | 3340.66 | 3374.76 | 5203.06 | 5203.06
STOG | 0 | 0 | 0 | 0 | 0 | 0
STWD | 182.21 | 133.96 | 182.21 | 182.21 | 182.21 | 141.54
WT | 1407.73 | 33014.92 | 33082.12 | 33442.56 | 33442.56 | 33442.56
IGCC | 0 | 0 | 0 | 0 | 0 | 0
DemandResponse | 0 | 0 | 0 | 0 | 0 | 0
IGCC-CCS | 0 | 0 | 0 | 0 | 0 | 0
WT_off | 0 | 0 | 0 | 0 | 0 | 0
PseudoUnit | 0 | 0 | 0 | 0 | 0 | 0
FixedInterchange | 0 | 0 | 0 | 0 | 0 | 0
Total Generation by Reporting Type: ERCOT
ReportingType | 2015 | 2020 | 2025 | 2030 | 2035 | 2040
BM | 98.27 | 58.16 | 154.07 | 1082.59 | 23979.9 | 18626.63
CC | 213005.53 | 184804.37 | 201470.07 | 163928.95 | 57057.25 | 37313.4
CSP | 0 | 0 | 0 | 0 | 0 | 0
CT | 0 | 0 | 1.13 | 8.17 | 0 | 0
Coal | 48135.29 | 24564.17 | 4116.94 | 3754 | 3754 | 3411.65
Geo | 0 | 0 | 0 | 0 | 0 | 0
H | 607.38 | 607.38 | 607.38 | 607.38 | 2022.97 | 2022.97
LFG | 591.3 | 591.3 | 3382.24 | 3382.24 | 3382.24 | 3382.24
Nuc | 39655.79 | 39655.79 | 39655.79 | 75966.59 | 159441.98 | 188703.8
PS | 0 | 0 | 0 | 0 | 0 | 0
PV | 30.84 | 30.84 | 30.84 | 30.77 | 30.58 | 27.96
PeakG | 0 | 0 | 0 | 36.33 | 49.11 | 33.35
PeakO | 0 | 0 | 0 | 0 | 0 | 0
ST | 0 | 0 | 0 | 0 | 0 | 0
STOG | 2611.05 | 1833.64 | 2074.68 | 793.88 | 0 | 0
STWD | 0 | 0 | 0 | 0 | 0 | 0
WT | 27080.39 | 84471.62 | 84616.07 | 83850.35 | 83822.37 | 84565
IGCC | 0 | 0 | 0 | 0 | 0 | 0
DemandResponse | 0 | 0 | 0 | 0 | 0 | 0
IGCC-CCS | 0 | 0 | 0 | 0 | 0 | 0
WT_off | 0 | 0 | 0 | 0 | 0 | 0
PseudoUnit | 0 | 0 | 0 | 0 | 0 | 0
FixedInterchange | 0 | 0 | 0 | 0 | 0 | 0
Total Generation by Reporting Type: NP15
ReportingType | 2015 | 2020 | 2025 | 2030 | 2035 | 2040
BM | 0 | 0 | 0 | 0 | 6295.74 | 4848.79
CC | 59194.89 | 52611.91 | 48144.28 | 25410.35 | 9328.63 | 6064.72
CSP | 0 | 0 | 0 | 0 | 0 | 0
CT | 0 | 0 | 0 | 0 | 0 | 0
Coal | 1435.64 | 0 | 0 | 0 | 0 | 0
Geo | 9050.48 | 9050.48 | 14043.68 | 14043.68 | 14043.68 | 14043.68
H | 24182 | 24182 | 24182 | 24182 | 24182 | 24182
LFG | 670.14 | 670.14 | 5124.6 | 5124.6 | 5124.6 | 5124.6
Nuc | 17915.6 | 17915.6 | 17915.6 | 50455.41 | 69130.56 | 73549.44
PS | 0 | 7.71 | 7.56 | 5.75 | 0 | 18.78
PV | 153.52 | 153.52 | 153.52 | 153.52 | 153.52 | 1784.07
PeakG | 0 | 0 | 0 | 0 | 0 | 0
PeakO | 0 | 0 | 0 | 0 | 0 | 0
ST | 99.08 | 99.08 | 99.08 | 99.08 | 99.08 | 341.64
STOG | 66.93 | 100.35 | 35.68 | 0 | 0 | 0
STWD | 3097.54 | 163.1 | 1272.6 | 3097.54 | 3097.54 | 2406.12
WT | 3102.31 | 11679.16 | 30582.17 | 32748.71 | 33576.2 | 33576.2
IGCC | 0 | 0 | 0 | 0 | 0 | 0
DemandResponse | 0 | 0 | 0 | 0 | 0 | 0
IGCC-CCS | 0 | 0 | 0 | 0 | 0 | 0
WT_off | 0 | 0 | 0 | 0 | 0 | 0
PseudoUnit | 0 | 0 | 0 | 0 | 0 | 0
FixedInterchange | 0 | 0 | 0 | 0 | 0 | 0
Total Generation by Reporting Type: NWPP_Coal
ReportingType | 2015 | 2020 | 2025 | 2030 | 2035 | 2040
BM | 0 | 0 | 0 | 0 | 0 | 0
CC | 0 | 0 | 0 | 0 | 0 | 0
CSP | 0 | 0 | 0 | 0 | 0 | 0
CT | 0 | 0 | 0 | 0 | 0 | 0
Coal | 52392.15 | 40462.31 | 1282.61 | 1282.61 | 1282.61 | 602.19
Geo | 0 | 0 | 0 | 0 | 0 | 0
H | 0 | 0 | 0 | 0 | 0 | 0
LFG | 0 | 0 | 0 | 0 | 0 | 0
Nuc | 0 | 0 | 0 | 0 | 0 | 0
PS | 0 | 0 | 0 | 0 | 0 | 0
PV | 0 | 0 | 0 | 0 | 0 | 0
PeakG | 0 | 0 | 0 | 0 | 0 | 0
PeakO | 0 | 0 | 0 | 0 | 0 | 0
ST | 0 | 0 | 0 | 0 | 0 | 0
STOG | 0 | 0 | 0 | 0 | 0 | 0
STWD | 0 | 0 | 0 | 0 | 0 | 0
WT | 0 | 0 | 0 | 0 | 0 | 0
IGCC | 0 | 0 | 0 | 0 | 0 | 0
DemandResponse | 0 | 0 | 0 | 0 | 0 | 0
IGCC-CCS | 0 | 0 | 0 | 0 | 0 | 0
WT_off | 0 | 0 | 0 | 0 | 0 | 0
PseudoUnit | 0 | 0 | 0 | 0 | 0 | 0
FixedInterchange | 0 | 0 | 0 | 0 | 0 | 0
Total Generation by Reporting Type: NWPP_Gas
ReportingType | 2015 | 2020 | 2025 | 2030 | 2035 | 2040
BM | 0 | 0 | 0 | 0 | 0 | 0
CC | 44542.35 | 44542.35 | 37624.77 | 23560.79 | 1034.4 | 201.86
CSP | 0 | 0 | 0 | 0 | 0 | 0
CT | 0 | 0 | 0 | 0 | 0 | 0
Coal | 0 | 0 | 0 | 0 | 0 | 0
Geo | 0 | 0 | 0 | 0 | 0 | 0
H | 0 | 0 | 0 | 0 | 0 | 0
LFG | 0 | 0 | 0 | 0 | 0 | 0
Nuc | 0 | 0 | 0 | 0 | 0 | 0
PS | 0 | 0 | 0 | 0 | 0 | 0
PV | 0 | 0 | 0 | 0 | 0 | 0
PeakG | 0 | 0 | 0 | 0 | 0 | 0
PeakO | 0 | 0 | 0 | 0 | 0 | 0
ST | 0 | 0 | 0 | 0 | 0 | 0
STOG | 0 | 0 | 0 | 0 | 0 | 0
STWD | 0 | 0 | 0 | 0 | 0 | 0
WT | 0 | 0 | 0 | 0 | 0 | 0
IGCC | 0 | 0 | 0 | 0 | 0 | 0
DemandResponse | 0 | 0 | 0 | 0 | 0 | 0
IGCC-CCS | 0 | 0 | 0 | 0 | 0 | 0
WT_off | 0 | 0 | 0 | 0 | 0 | 0
PseudoUnit | 0 | 0 | 0 | 0 | 0 | 0
FixedInterchange | 0 | 0 | 0 | 0 | 0 | 0
Total Generation by Reporting Type: NWPP_NucRenew
ReportingType | 2015 | 2020 | 2025 | 2030 | 2035 | 2040
BM | 0 | 243.02 | 175.04 | 243.02 | 11660.08 | 25302.37
CC | 0 | 0 | 0 | 0 | 0 | 0
CSP | 0 | 0 | 0 | 0 | 0 | 0
CT | 0 | 0 | 0 | 0 | 0 | 0
Coal | 0 | 0 | 0 | 0 | 0 | 0
Geo | 3280.13 | 3280.13 | 6891.88 | 6891.88 | 6891.88 | 6891.88
H | 133486 | 133486 | 134577.8 | 134577.8 | 134577.8 | 134577.8
LFG | 1013.09 | 1013.09 | 2940.73 | 2940.73 | 2940.73 | 2940.73
Nuc | 8809.8 | 8809.8 | 8809.8 | 24722.44 | 38301.46 | 38301.46
PS | 0 | 0 | 0 | 0 | 0 | 0
PV | 7.88 | 7.88 | 7.88 | 7.88 | 7.88 | 854.15
PeakG | 0 | 0 | 0 | 0 | 0 | 0
PeakO | 0 | 0 | 0 | 0 | 0 | 0
ST | 0 | 0 | 0 | 0 | 0 | 7.62
STOG | 0 | 0 | 0 | 0 | 0 | 0
STWD | 0 | 5.05 | 1853.99 | 3931.49 | 3931.49 | 1853.99
WT | 15874.4 | 25215.56 | 64079.39 | 65216 | 65216.01 | 69722.05
IGCC | 0 | 0 | 0 | 0 | 0 | 0
DemandResponse | 0 | 0 | 0 | 0 | 0 | 0
IGCC-CCS | 0 | 0 | 0 | 0 | 0 | 0
WT_off | 0 | 0 | 0 | 0 | 0 | 0
PseudoUnit | 0 | 0 | 0 | 0 | 0 | 0
FixedInterchange | 0 | 0 | 0 | 0 | 0 | 0
Total Generation by Reporting Type: RMPA
ReportingType | 2015 | 2020 | 2025 | 2030 | 2035 | 2040
BM | 0 | 0 | 0 | 0 | 10593.84 | 12362.96
CC | 10879.95 | 8814.49 | 14346.79 | 9657.26 | 2857.5 | 2012.59
CSP | 0 | 0 | 0 | 0 | 0 | 0
CT | 0 | 0 | 0 | 0 | 0 | 0
Coal | 50094.85 | 40549.91 | 6109.03 | 2697.95 | 2695.75 | 1356.61
Geo | 0 | 3905.67 | 21387.54 | 21387.54 | 21387.54 | 21387.54
H | 4353 | 4353 | 4353 | 4353 | 4353 | 4353
LFG | 58.34 | 286.45 | 286.45 | 286.45 | 286.45 | 286.45
Nuc | 0.01 | 0.01 | 2969.39 | 18155.56 | 18155.62 | 18155.38
PS | 61.93 | 61.93 | 49.66 | 68.91 | 107.28 | 71.48
PV | 54.93 | 54.93 | 54.93 | 54.93 | 54.93 | 54.93
PeakG | 0 | 0 | 0 | 0 | 1.49 | 0
PeakO | 0 | 0 | 0 | 0 | 0 | 0
ST | 9.83 | 1213.6 | 1213.6 | 1231.5 | 1231.5 | 1231.5
STOG | 0 | 0 | 0 | 0 | 0 | 0
STWD | 0 | 0 | 0 | 0 | 0 | 0
WT | 6354.34 | 17013.67 | 17013.67 | 18626.99 | 18626.99 | 19035.09
IGCC | 0 | 0 | 0 | 0 | 0 | 0
DemandResponse | 0 | 0 | 0 | 0 | 0 | 0
IGCC-CCS | 0 | 0 | 0 | 0 | 0 | 0
WT_off | 0 | 0 | 0 | 0 | 0 | 0
PseudoUnit | 0 | 0 | 0 | 0 | 0 | 0
FixedInterchange | 0 | 0 | 0 | 0 | 0 | 0
Total Generation by Reporting Type: SP15
ReportingType | 2015 | 2020 | 2025 | 2030 | 2035 | 2040
BM | 44.8 | 27.49 | 44.8 | 44.8 | 5036.6 | 3885.22
CC | 82406.63 | 66983.04 | 65413.36 | 60025.66 | 23423.85 | 14818.7
CSP | 0 | 0 | 0 | 0 | 0 | 0
CT | 0 | 0 | 0 | 0 | 0 | 0
Coal | 1392.49 | 761.6 | 0 | 0 | 0 | 0
Geo | 7774.15 | 19841.05 | 19841.05 | 19841.05 | 19841.05 | 19841.05
H | 5920 | 5920 | 5920 | 5920 | 5920 | 5920
LFG | 1759.71 | 5020.14 | 6141.64 | 6141.64 | 6141.64 | 6141.64
Nuc | 17526.13 | 17526.13 | 17526.13 | 17526.13 | 20576.36 | 46135.32
PS | 0 | 120.23 | 158.4 | 210.67 | 195.44 | 152.09
PV | 331.57 | 331.57 | 331.57 | 331.57 | 331.57 | 331.57
PeakG | 0 | 0 | 0 | 0 | 0 | 0
PeakO | 0 | 0 | 0 | 0 | 0 | 0
ST | 1569.79 | 1569.79 | 7532.21 | 8718.19 | 10012.5 | 12942.33
STOG | 533.78 | 40.17 | 90 | 246.71 | 106.76 | 45.27
STWD | 833.95 | 91.78 | 612.78 | 833.95 | 833.95 | 647.8
WT | 5740.26 | 42569.13 | 42569.13 | 42569.13 | 42569.13 | 42569.13
IGCC | 0 | 0 | 0 | 0 | 0 | 0
DemandResponse | 0 | 0 | 0 | 0 | 0 | 0
IGCC-CCS | 0 | 0 | 0 | 0 | 0 | 0
WT_off | 0 | 0 | 0 | 0 | 0 | 0
PseudoUnit | 0 | 0 | 0 | 0 | 0 | 0
FixedInterchange | 0 | 0 | 0 | 0 | 0 | 0
Total Generation by Reporting Type: ALB
ReportingType | 2015 | 2020 | 2025 | 2030 | 2035 | 2040
BM | 0 | 0 | 0 | 0 | 0 | 0
CC | 16213.52 | 16805.03 | 16686.7 | 5.87 | 0 | 5.87
CSP | 0 | 0 | 0 | 0 | 0 | 0
CT | 0 | 0 | 0 | 0 | 0 | 0
Coal | 46350.59 | 46350.59 | 45182.3 | 0 | 0 | 0
Geo | 0 | 0 | 0 | 0 | 0 | 0
H | 1979.87 | 1979.87 | 1979.87 | 1979.87 | 1979.87 | 1979.87
LFG | 78.84 | 78.84 | 78.84 | 78.84 | 78.84 | 78.84
Nuc | 0 | 0 | 0.12 | 67632.52 | 69871.67 | 69973.16
PS | 0 | 0 | 0 | 0 | 0 | 0
PV | 0 | 0 | 0 | 0 | 0 | 0
PeakG | 0 | 0 | 0 | 0 | 0 | 2.49
PeakO | 0 | 0 | 0 | 0 | 0 | 0
ST | 0 | 0 | 0 | 0 | 0 | 0
STOG | 0 | 0 | 0 | 0 | 0 | 0
STWD | 0 | 870.86 | 1219.39 | 1219.39 | 1219.39 | 1219.39
WT | 1553.84 | 1553.84 | 1764.26 | 1764.26 | 1764.26 | 1764.26
IGCC | 0 | 0 | 0 | 0 | 0 | 0
DemandResponse | 0 | 0 | 0 | 0 | 0 | 0
IGCC-CCS | 0 | 0 | 0 | 0 | 0 | 0
WT_off | 0 | 0 | 0 | 0 | 0 | 0
PseudoUnit | 0 | 0 | 0 | 0 | 0 | 0
FixedInterchange | 0 | 0 | 0 | 0 | 0 | 0
Total Generation by Reporting Type: BC
ReportingType | 2015 | 2020 | 2025 | 2030 | 2035 | 2040
BM | 0 | 0 | 0 | 0 | 0 | 0
CC | 4232.19 | 4232.19 | 4232.19 | 2667.69 | 0 | 0
CSP | 0 | 0 | 0 | 0 | 0 | 0
CT | 0 | 0 | 0 | 0 | 0 | 0
Coal | 0 | 0 | 0 | 0 | 0 | 0
Geo | 0 | 0 | 0 | 0 | 0 | 0
H | 54411.22 | 54411.22 | 54411.22 | 54411.22 | 54411.22 | 54411.22
LFG | 189.22 | 189.22 | 189.22 | 189.22 | 189.22 | 189.22
Nuc | 0 | 0 | 0 | 5598.82 | 9340.28 | 9339.85
PS | 0 | 0 | 0 | 0 | 0 | 0
PV | 0 | 0 | 0 | 0 | 0 | 0
PeakG | 0 | 0 | 0 | 0 | 0 | 0
PeakO | 0 | 0 | 0 | 0 | 0 | 0
ST | 0 | 0 | 0 | 0 | 0 | 0
STOG | 0 | 0 | 0 | 0 | 0 | 0
STWD | 0 | 2152.51 | 3000.75 | 3574.08 | 3574.08 | 3574.08
WT | 568.82 | 568.82 | 929.53 | 929.53 | 929.53 | 929.53
IGCC | 0 | 0 | 0 | 0 | 0 | 0
DemandResponse | 0 | 0 | 0 | 0 | 0 | 0
IGCC-CCS | 0 | 0 | 0 | 0 | 0 | 0
WT_off | 0 | 0 | 0 | 0 | 0 | 0
PseudoUnit | 0 | 0 | 0 | 0 | 0 | 0
FixedInterchange | 0 | 0 | 0 | 0 | 0 | 0
Total Generation by Reporting Type: HQ_IESO
ReportingType | 2015 | 2020 | 2025 | 2030 | 2035 | 2040
BM | 0 | 0 | 0 | 0 | 0 | 0
CC | 0 | 0 | 0 | 0 | 0 | 0
CSP | 0 | 0 | 0 | 0 | 0 | 0
CT | 0 | 0 | 0 | 0 | 0 | 0
Coal | 0 | 0 | 0 | 0 | 0 | 0
Geo | 0 | 0 | 0 | 0 | 0 | 0
H | 0 | 0 | 0 | 0 | 0 | 0
LFG | 0 | 0 | 0 | 0 | 0 | 0
Nuc | 0 | 0 | 0 | 0 | 0.01 | 0.02
PS | 0 | 0 | 0 | 0 | 0 | 0
PV | 0 | 0 | 0 | 0 | 0 | 0
PeakG | 0 | 0 | 0 | 0 | 0 | 0
PeakO | 0 | 0 | 0 | 0 | 0 | 0
ST | 0 | 0 | 0 | 0 | 0 | 0
STOG | 0 | 0 | 0 | 0 | 0 | 0
STWD | 0 | 0 | 0 | 0 | 0 | 0
WT | 0 | 0 | 0 | 0 | 0 | 0
IGCC | 0 | 0 | 0 | 0 | 0 | 0
DemandResponse | 0 | 0 | 0 | 0 | 0 | 0
IGCC-CCS | 0 | 0 | 0 | 0 | 0 | 0
WT_off | 0 | 0 | 0 | 0 | 0 | 0
PseudoUnit | 0 | 0 | 0 | 0 | 0 | 544.66
FixedInterchange | 2336 | 2336 | 2336 | 2336 | 2336 | 2336
Total Generation by Reporting Type: HQ_NEISO
ReportingType | 2015 | 2020 | 2025 | 2030 | 2035 | 2040
BM | 0 | 0 | 0 | 0 | 0 | 0
CC | 0 | 0 | 0 | 0 | 0 | 0
CSP | 0 | 0 | 0 | 0 | 0 | 0
CT | 0 | 0 | 0 | 0 | 0 | 0
Coal | 0 | 0 | 0 | 0 | 0 | 0
Geo | 0 | 0 | 0 | 0 | 0 | 0
H | 0 | 0 | 0 | 0 | 0 | 0
LFG | 0 | 0 | 0 | 0 | 0 | 0
Nuc | 0 | 0 | 0 | 0 | 0.36 | 0.36
PS | 0 | 0 | 0 | 0 | 0 | 0
PV | 0 | 0 | 0 | 0 | 0 | 0
PeakG | 0 | 0 | 0 | 0 | 0 | 0
PeakO | 0 | 0 | 0 | 0 | 0 | 0
ST | 0 | 0 | 0 | 0 | 0 | 0
STOG | 0 | 0 | 0 | 0 | 0 | 0
STWD | 0 | 0 | 0 | 0 | 0 | 0
WT | 0 | 0 | 0 | 0 | 0 | 0
IGCC | 0 | 0 | 0 | 0 | 0 | 0
DemandResponse | 0 | 0 | 0 | 0 | 0 | 0
IGCC-CCS | 0 | 0 | 0 | 0 | 0 | 0
WT_off | 0 | 0 | 0 | 0 | 0 | 0
PseudoUnit | 0 | 2480.72 | 7325.51 | 7325.51 | 7325.51 | 7325.51
FixedInterchange | 19184.4 | 19184.4 | 19184.4 | 19184.4 | 19184.4 | 19184.4
Total Generation by Reporting Type: HQ_NY
ReportingType | 2015 | 2020 | 2025 | 2030 | 2035 | 2040
BM | 0 | 0 | 0 | 0 | 0 | 0
CC | 0 | 0 | 0 | 0 | 0 | 0
CSP | 0 | 0 | 0 | 0 | 0 | 0
CT | 0 | 0 | 0 | 0 | 0 | 0
Coal | 0 | 0 | 0 | 0 | 0 | 0
Geo | 0 | 0 | 0 | 0 | 0 | 0
H | 0 | 0 | 0 | 0 | 0 | 0
LFG | 0 | 0 | 0 | 0 | 0 | 0
Nuc | 0 | 0 | 0 | 0.01 | 0.36 | 0.37
PS | 0 | 0 | 0 | 0 | 0 | 0
PV | 0 | 0 | 0 | 0 | 0 | 0
PeakG | 0 | 0 | 0 | 0 | 0 | 0
PeakO | 0 | 0 | 0 | 0 | 0 | 0
ST | 0 | 0 | 0 | 0 | 0 | 0
STOG | 0 | 0 | 0 | 0 | 0 | 0
STWD | 0 | 0 | 0 | 0 | 0 | 0
WT | 0 | 0 | 0 | 0 | 0 | 0
IGCC | 0 | 0 | 0 | 0 | 0 | 0
DemandResponse | 0 | 0 | 0 | 0 | 0 | 0
IGCC-CCS | 0 | 0 | 0 | 0 | 0 | 0
WT_off | 0 | 0 | 0 | 0 | 0 | 0
PseudoUnit | 0 | 14570.11 | 14570.11 | 14570.11 | 14570.11 | 14570.11
FixedInterchange | 5840 | 5840 | 5840 | 5840 | 5840 | 5840
Total Generation by Reporting Type: MARITIMES
ReportingType | 2015 | 2020 | 2025 | 2030 | 2035 | 2040
BM | 0 | 0 | 0 | 0 | 0 | 0
CC | 0 | 0 | 0 | 0 | 0 | 0
CSP | 0 | 0 | 0 | 0 | 0 | 0
CT | 0 | 0 | 0 | 0 | 0 | 0
Coal | 0 | 0 | 0 | 0 | 0 | 0
Geo | 0 | 0 | 0 | 0 | 0 | 0
H | 0 | 0 | 0 | 0 | 0 | 0
LFG | 0 | 0 | 0 | 0 | 0 | 0
Nuc | 0 | 0 | 0 | 0 | 0.36 | 0.36
PS | 0 | 0 | 0 | 0 | 0 | 0
PV | 0 | 0 | 0 | 0 | 0 | 0
PeakG | 0 | 0 | 0 | 0 | 0 | 0
PeakO | 0 | 0 | 0 | 0 | 0 | 0
ST | 0 | 0 | 0 | 0 | 0 | 0
STOG | 0 | 0 | 0 | 0 | 0 | 0
STWD | 0 | 0 | 0 | 0 | 0 | 0
WT | 0 | 0 | 0 | 0 | 0 | 0
IGCC | 0 | 0 | 0 | 0 | 0 | 0
DemandResponse | 0 | 0 | 0 | 0 | 0 | 0
IGCC-CCS | 0 | 0 | 0 | 0 | 0 | 0
WT_off | 0 | 0 | 0 | 0 | 0 | 0
PseudoUnit | 0 | 2480.72 | 2480.72 | 2480.72 | 2480.72 | 2480.72
FixedInterchange | 8760 | 8760 | 8760 | 8760 | 8760 | 8760
Total Generation by Reporting Type: All
ReportingType | 2015 | 2020 | 2025 | 2030 | 2035 | 2040
BM | 2252.53 | 799.15 | 1704.92 | 5185.84 | 573576.92 | 684161.37
CC | 1576281.54 | 1717018.04 | 1751638 | 1318985.1 | 477288.39 | 226444.11
CSP | 0 | 0 | 0 | 0 | 0 | 0
CT | 625.26 | 953.5 | 1036.33 | 340.4 | 34.15 | 35.85
Coal | 1139653.01 | 485184.16 | 111615.6 | 33374.72 | 44316.67 | 43962.5
Geo | 20459.37 | 37727.52 | 74585.65 | 74585.65 | 74585.65 | 74585.65
H | 430354.22 | 445667.1 | 457759.75 | 472474.88 | 476102.2 | 477651.11
LFG | 32608.22 | 48005.68 | 65429.32 | 71133.39 | 71133.39 | 71137.33
Nuc | 913193.82 | 942799.49 | 982840.01 | 1321574.19 | 1504038.91 | 1740008.93
PS | 6641.97 | 6165.12 | 10004.07 | 7700.24 | 5887.17 | 35838.37
PV | 1434.35 | 5448.94 | 7208.89 | 35378.42 | 38539.54 | 41123.42
PeakG | 2935.33 | 3418.49 | 4889.19 | 3620.68 | 1779.93 | 1845.48
PeakO | 0 | 0 | 0 | 0 | 0 | 0
ST | 2659.82 | 5425.01 | 12185.55 | 13423.53 | 16546.14 | 19726.16
STOG | 8639.32 | 5671.91 | 7259.5 | 6103.53 | 469.84 | 263.23
STWD | 12160.65 | 6150.83 | 11643.34 | 23379.38 | 30642.47 | 23180.23
WT | 178096.59 | 709105.25 | 890182.76 | 906312.1 | 915968.85 | 933710.13
IGCC | 4427.31 | 3863.6 | 724.84 | 19.47 | 0 | 0
DemandResponse | 0 | 0 | 0 | 0 | 0 | 0
IGCC-CCS | 0 | 0 | 0 | 0 | 0 | 0
WT_off | 1873.58 | 3442.08 | 61775.03 | 207216.82 | 248363.04 | 252078.37
PseudoUnit | 0 | 19531.54 | 24376.33 | 24376.33 | 24376.33 | 24920.99
FixedInterchange | 36120.4 | 36120.4 | 36120.4 | 36120.4 | 36120.4 | 36120.4
Total Generation by Reporting Type: EI_US
ReportingType | 2015 | 2020 | 2025 | 2030 | 2035 | 2040
BM | 2109.46 | 470.48 | 1331 | 3815.43 | 515977.66 | 600799.3
CC | 1062587.8 | 1278695.4 | 1296430.99 | 988599.12 | 369649.31 | 156826.47
CSP | 0 | 0 | 0 | 0 | 0 | 0
CT | 621.82 | 953.5 | 1035.2 | 332.23 | 34.15 | 35.85
Coal | 887775.2 | 284828.45 | 45466.49 | 25619.92 | 36518.51 | 38560.25
Geo | 354.6 | 354.6 | 354.6 | 354.6 | 354.6 | 354.6
H | 108753.3 | 119989.58 | 122221.33 | 122507.06 | 124718.79 | 124718.79
LFG | 27266.03 | 38696.64 | 45825.75 | 51529.82 | 51529.82 | 51529.82
Nuc | 697700.28 | 728199.7 | 766426.61 | 897012.59 | 908871.23 | 1097496.42
PS | 6564.44 | 5949.42 | 9755.07 | 7357.14 | 5524.06 | 35555.19
PV | 411.15 | 4425.73 | 6185.69 | 34355.28 | 37516.59 | 37626.28
PeakG | 2870.4 | 3358.92 | 4889.19 | 3584.35 | 1729.33 | 1809.63
PeakO | 0 | 0 | 0 | 0 | 0 | 0
ST | 0 | 0 | 0 | 0 | 0 | 0
STOG | 5414.64 | 3697.75 | 5059.14 | 5062.94 | 363.09 | 217.96
STWD | 8036.52 | 2728.47 | 3501.62 | 10514.45 | 17780.18 | 12771.27
WT | 106488.69 | 483092.73 | 605620.62 | 617238.75 | 627542.05 | 639304.89
IGCC | 4427.31 | 3863.6 | 724.84 | 19.47 | 0 | 0
DemandResponse | 0 | 0 | 0 | 0 | 0 | 0
IGCC-CCS | 0 | 0 | 0 | 0 | 0 | 0
WT_off | 1873.58 | 3442.08 | 61775.03 | 207216.82 | 248363.04 | 252078.37
PseudoUnit | 0 | 19531.54 | 24376.33 | 24376.33 | 24376.33 | 24376.33
FixedInterchange | 33784.4 | 33784.4 | 33784.4 | 33784.4 | 33784.4 | 33784.4
Total Generation by Reporting Type: EI_Canada
ReportingType | 2015 | 2020 | 2025 | 2030 | 2035 | 2040
BM | 0 | 0 | 0 | 0 | 33.1 | 63.19
CC | 13553.72 | 6148.6 | 1071.39 | 46.58 | 48.85 | 80.12
CSP | 0 | 0 | 0 | 0 | 0 | 0
CT | 3.44 | 0 | 0 | 0 | 0 | 0
Coal | 299.1 | 59.93 | 0 | 0 | 0 | 0
Geo | 0 | 0 | 0 | 0 | 0 | 0
H | 87709.45 | 91786.05 | 100555.14 | 114984.55 | 114984.55 | 116533.45
LFG | 926.37 | 926.37 | 926.37 | 926.37 | 926.37 | 930.31
Nuc | 101402.31 | 100508.55 | 99352.67 | 101402.31 | 93379.24 | 81383.59
PS | 13.53 | 25.83 | 25.83 | 34.01 | 25.83 | 17.07
PV | 78.84 | 78.84 | 78.84 | 78.84 | 78.84 | 78.84
PeakG | 64.93 | 59.58 | 0 | 0 | 0 | 0
PeakO | 0 | 0 | 0 | 0 | 0 | 0
ST | 0 | 0 | 0 | 0 | 0 | 0
STOG | 12.93 | 0 | 0 | 0 | 0 | 0
STWD | 10.43 | 5.1 | 0 | 26.27 | 23.64 | 566.04
WT | 9925.81 | 9925.81 | 9925.81 | 9925.81 | 8479.75 | 8801.4
IGCC | 0 | 0 | 0 | 0 | 0 | 0
DemandResponse | 0 | 0 | 0 | 0 | 0 | 0
IGCC-CCS | 0 | 0 | 0 | 0 | 0 | 0
WT_off | 0 | 0 | 0 | 0 | 0 | 0
PseudoUnit | 0 | 0 | 0 | 0 | 0 | 544.66
FixedInterchange | 2336 | 2336 | 2336 | 2336 | 2336 | 2336
Total Generation by Reporting Type: EI
ReportingType | 2015 | 2020 | 2025 | 2030 | 2035 | 2040
BM | 2109.46 | 470.48 | 1331 | 3815.43 | 516010.77 | 600862.49
CC | 1076141.51 | 1284843.99 | 1297502.38 | 988645.69 | 369698.16 | 156906.59
CSP | 0 | 0 | 0 | 0 | 0 | 0
CT | 625.26 | 953.5 | 1035.2 | 332.23 | 34.15 | 35.85
Coal | 888074.3 | 284888.38 | 45466.49 | 25619.92 | 36518.51 | 38560.25
Geo | 354.6 | 354.6 | 354.6 | 354.6 | 354.6 | 354.6
H | 196462.75 | 211775.62 | 222776.47 | 237491.61 | 239703.33 | 241252.24
LFG | 28192.4 | 39623.01 | 46752.12 | 52456.19 | 52456.19 | 52460.14
Nuc | 799102.59 | 828708.25 | 865779.28 | 998414.9 | 1002250.47 | 1178880.01
PS | 6577.97 | 5975.25 | 9780.9 | 7391.15 | 5549.89 | 35572.26
PV | 489.99 | 4504.57 | 6264.53 | 34434.12 | 37595.43 | 37705.12
PeakG | 2935.33 | 3418.49 | 4889.19 | 3584.35 | 1729.33 | 1809.63
PeakO | 0 | 0 | 0 | 0 | 0 | 0
ST | 0 | 0 | 0 | 0 | 0 | 0
STOG | 5427.57 | 3697.75 | 5059.14 | 5062.94 | 363.09 | 217.96
STWD | 8046.95 | 2733.57 | 3501.62 | 10540.72 | 17803.82 | 13337.3
WT | 116414.5 | 493018.53 | 615546.43 | 627164.56 | 636021.8 | 648106.29
IGCC | 4427.31 | 3863.6 | 724.84 | 19.47 | 0 | 0
DemandResponse | 0 | 0 | 0 | 0 | 0 | 0
IGCC-CCS | 0 | 0 | 0 | 0 | 0 | 0
WT_off | 1873.58 | 3442.08 | 61775.03 | 207216.82 | 248363.04 | 252078.37
PseudoUnit | 0 | 19531.54 | 24376.33 | 24376.33 | 24376.33 | 24920.99
FixedInterchange | 36120.4 | 36120.4 | 36120.4 | 36120.4 | 36120.4 | 36120.4
Total Generation by Reporting Type: Outside_EI
ReportingType | 2015 | 2020 | 2025 | 2030 | 2035 | 2040
BM | 143.07 | 328.68 | 373.91 | 1370.41 | 57566.16 | 83298.87
CC | 500140.03 | 432174.05 | 454135.62 | 330339.4 | 107590.23 | 69537.52
CSP | 0 | 0 | 0 | 0 | 0 | 0
CT | 0 | 0 | 1.13 | 8.17 | 0 | 0
Coal | 251578.7 | 200295.78 | 66149.11 | 7754.8 | 7798.16 | 5402.25
Geo | 20104.76 | 37372.91 | 74231.05 | 74231.05 | 74231.05 | 74231.05
H | 233891.47 | 233891.47 | 234983.28 | 234983.28 | 236398.86 | 236398.86
LFG | 4415.83 | 8382.67 | 18677.2 | 18677.2 | 18677.2 | 18677.2
Nuc | 114091.24 | 114091.24 | 117060.73 | 323159.29 | 501788.44 | 561128.92
PS | 64 | 189.87 | 223.18 | 309.09 | 337.28 | 266.12
PV | 944.36 | 944.36 | 944.36 | 944.3 | 944.11 | 3418.31
PeakG | 0 | 0 | 0 | 36.33 | 50.6 | 35.85
PeakO | 0 | 0 | 0 | 0 | 0 | 0
ST | 2659.82 | 5425.01 | 12185.55 | 13423.53 | 16546.14 | 19726.16
STOG | 3211.75 | 1974.16 | 2200.36 | 1040.59 | 106.76 | 45.27
STWD | 4113.7 | 3417.25 | 8141.72 | 12838.66 | 12838.66 | 9842.92
WT | 61682.09 | 216086.72 | 274636.34 | 279147.55 | 279947.05 | 285603.83
IGCC | 0 | 0 | 0 | 0 | 0 | 0
DemandResponse | 0 | 0 | 0 | 0 | 0 | 0
IGCC-CCS | 0 | 0 | 0 | 0 | 0 | 0
WT_off | 0 | 0 | 0 | 0 | 0 | 0
PseudoUnit | 0 | 0 | 0 | 0 | 0 | 0
FixedInterchange | 0 | 0 | 0 | 0 | 0 | 0
#2 | Energy Demand (TWh)
Energy Demand by Pool & Region:
Pool/Region | 2015 | 2020 | 2025 | 2030 | 2035 | 2040
ENT | 172.04 | 166.74 | 164.88 | 154.81 | 147.07 | 153.28
FRCC | 249.96 | 246.95 | 261.68 | 262.87 | 254.14 | 272.55
MAPP_US | 27.78 | 29.68 | 29.34 | 30.48 | 30.71 | 30.93
MISO_IN | 95.89 | 93.98 | 102.22 | 102.37 | 97.12 | 103.39
MISO_MI | 96.15 | 92.37 | 98.36 | 99.38 | 98.95 | 102.19
MISO_MO-IL | 91.24 | 95.37 | 100.15 | 101 | 97.44 | 102.52
MISO_W | 132.19 | 133.58 | 149.08 | 151.71 | 143.5 | 145.36
MISO_WUMS | 63.63 | 67.24 | 67.88 | 70.14 | 66.93 | 68.95
NE | 32.16 | 33.86 | 31.52 | 33.21 | 36.12 | 36.55
NEISO | 131.59 | 120.9 | 118.42 | 115.69 | 119.21 | 114.97
NonRTO_Midwest | 61.62 | 62.5 | 64.21 | 59.2 | 60.85 | 63.79
NYISO_A-F | 56.62 | 61.14 | 61.61 | 63.5 | 59.88 | 59.47
NYISO_G-I | 17.49 | 18.44 | 18.84 | 18.49 | 18.66 | 18.78
NYISO_J-K | 66.04 | 70.45 | 71.92 | 72.55 | 71.94 | 72.49
PJM_E | 126.8 | 116.78 | 115.88 | 117.67 | 118.39 | 120.37
PJM_ROM | 141.95 | 146.23 | 145.59 | 148.64 | 149.36 | 154.32
PJM_ROR | 504.4 | 506.61 | 479.54 | 485.04 | 480.97 | 484.96
SOCO | 249.18 | 271.67 | 273.18 | 275.14 | 272.37 | 268.11
SPP_N | 78.23 | 82.77 | 77.83 | 84.33 | 90.04 | 91.71
SPP_S | 164.81 | 179.45 | 178.88 | 177.98 | 177.8 | 179.27
TVA | 170.32 | 173.78 | 169.8 | 166.86 | 177.18 | 173.67
TVA_Transmission | 0 | 0 | 0 | 0 | 0 | 0
VACAR | 254.08 | 268.15 | 273.97 | 275.09 | 271.21 | 280.29
IESO | 130.96 | 124.35 | 122.73 | 128.04 | 123.12 | 123.05
MAPP_CA | 49.66 | 51.49 | 51.1 | 53.6 | 51.82 | 52.08
AZ_NM_SNV_Coal | 129.29 | 143.69 | 147.15 | 148.73 | 156.05 | 156.05
AZ_NM_SNV_Gas | 0 | 0 | 0 | 0 | 0 | 0
AZ_NM_SNV_NucRenew | 0 | 0 | 0 | 0 | 0 | 0
ERCOT | 332.03 | 338.01 | 338.59 | 335.52 | 335.41 | 338.37
NP15 | 114.42 | 120.12 | 123.34 | 132.01 | 135.32 | 142.81
NWPP_Coal | 234.02 | 249.71 | 256.35 | 260.9 | 260.9 | 282.34
NWPP_Gas | 0 | 0 | 0 | 0 | 0 | 0
NWPP_NucRenew | 0 | 0 | 0 | 0 | 0 | 0
RMPA | 71.95 | 78.55 | 73.13 | 79.65 | 79.65 | 81.29
SP15 | 189.17 | 200.62 | 201.73 | 206.48 | 211.65 | 223.37
ALB | 63.97 | 66.3 | 67.87 | 73.44 | 73.24 | 75.91
BC | 61.93 | 62.79 | 62.87 | 66.55 | 64.92 | 65.83
HQ_IESO | 0 | 0 | 0 | 0 | 0 | 0
HQ_NEISO | 0 | 0 | 0 | 0 | 0 | 0
HQ_NY | 0 | 0 | 0 | 0 | 0 | 0
MARITIMES | 0 | 0 | 0 | 0 | 0 | 0
All | 4361.56 | 4474.28 | 4499.64 | 4551.04 | 4531.92 | 4639.01
EI_US | 2984.17 | 3038.65 | 3054.77 | 3066.13 | 3039.84 | 3097.93
EI_Canada | 180.62 | 175.84 | 173.83 | 181.64 | 174.95 | 175.12
EI | 3164.79 | 3214.49 | 3228.6 | 3247.77 | 3214.78 | 3273.05
Outside_EI | 1196.77 | 1259.79 | 1271.04 | 1303.27 | 1317.14 | 1365.96
#3 | Generation Minus Energy (TWh)
Generation Minus Energy by Pool & Region:
Pool/Region | 2015 | 2020 | 2025 | 2030 | 2035 | 2040
ENT | 3.29 | -12.46 | -14.81 | -18.1 | -6.71 | -4.84
FRCC | -0.81 | -0.9 | -0.22 | -0.17 | 0.48 | -10.2
MAPP_US | 1.02 | 19.12 | 19.51 | 18.82 | 16.23 | 18.37
MISO_IN | -1.38 | 66.83 | 70.2 | 52.06 | 6.56 | -23.64
MISO_MI | -33.11 | -58.37 | -60.65 | -45.51 | -34.51 | -3.25
MISO_MO-IL | 9.64 | -37.66 | -52.09 | -56.09 | -44.18 | -19.63
MISO_W | -0.49 | 49.87 | 42.86 | 40.36 | 26.23 | 26.9
MISO_WUMS | 22.84 | 8.77 | 12.81 | 1.75 | 0.87 | -2.27
NE | 11.31 | -3.48 | -2.91 | -7.64 | -10.21 | -14.2
NEISO | -25.74 | -29.03 | -32.45 | -26.88 | -24.22 | -26.52
NonRTO_Midwest | -0.57 | -1.45 | -7.78 | -4.2 | 2.95 | 0.64
NYISO_A-F | 16.52 | 11.47 | 24.76 | 25.05 | 24.3 | 18.12
NYISO_G-I | 2.98 | 0.08 | 0.55 | 0.77 | -6.87 | 2.46
NYISO_J-K | -40.42 | -48.81 | -55.57 | -56.35 | -51.41 | -55.85
PJM_E | -5.23 | 6.24 | 11.92 | 28.73 | -1.77 | -23.98
PJM_ROM | -53.47 | -58.14 | -45.38 | -20.91 | -27.71 | -7.6
PJM_ROR | 57.5 | 22.51 | 16.23 | -21.95 | 15.04 | 36.36
SOCO | -2.96 | -3.41 | -4.33 | -20.87 | -1.62 | 12.27
SPP_N | 6.6 | 19.57 | 12.18 | 4.76 | 25.34 | 18.81
SPP_S | -19.59 | -13.28 | -9.11 | -6.41 | -9.57 | -13.84
TVA | -1.47 | -0.4 | -4.67 | -6.59 | -3.64 | 1.54
TVA_Transmission | 0 | 0 | 0 | 0 | 0 | 0
VACAR | -7.37 | -12.99 | 0.78 | 28.35 | 11.07 | 22.11
IESO | 32.34 | 32.27 | 32.42 | 29.14 | 26.06 | 16.61
MAPP_CA | 1.04 | 1.41 | 5.69 | 16.64 | 16.97 | 16.72
AZ_NM_SNV_Coal | -77.51 | -96.09 | -137.7 | -148.71 | -155.98 | -156.01
AZ_NM_SNV_Gas | 69.66 | 53.38 | 66.22 | 45.08 | 13.89 | 9.12
AZ_NM_SNV_NucRenew | 42.13 | 77.02 | 88.71 | 122.04 | 177.75 | 195.97
ERCOT | -0.21 | -1.39 | -2.48 | -2.08 | -1.87 | -0.28
NP15 | 4.54 | -3.49 | 18.22 | 23.32 | 29.72 | 23.13
NWPP_Coal | -181.62 | -209.25 | -255.07 | -259.61 | -259.61 | -281.73
NWPP_Gas | 44.54 | 44.54 | 37.62 | 23.56 | 1.03 | 0.2
NWPP_NucRenew | 162.47 | 172.06 | 219.34 | 238.53 | 263.53 | 280.45
RMPA | -0.08 | -2.29 | -5.34 | -3.13 | 0.7 | -0.98
SP15 | -63.33 | -39.82 | -35.55 | -44.07 | -76.66 | -69.94
ALB | 2.2 | 1.33 | -0.96 | -0.76 | 1.67 | -0.89
BC | -2.53 | -1.23 | -0.11 | 0.82 | 3.52 | 2.62
HQ_IESO | 2.34 | 2.34 | 2.34 | 2.34 | 2.34 | 2.88
HQ_NEISO | 19.18 | 21.67 | 26.51 | 26.51 | 26.51 | 26.51
HQ_NY | 5.84 | 20.41 | 20.41 | 20.41 | 20.41 | 20.41
MARITIMES | 8.76 | 11.24 | 11.24 | 11.24 | 11.24 | 11.24
All | 8.86 | 8.22 | 13.34 | 10.27 | 7.85 | 47.78
EI_US | -27.13 | -22.59 | -20.01 | -32.85 | -35.21 | 9.92
EI_Canada | 35.72 | 36.02 | 40.44 | 48.12 | 45.37 | 36.21
EI | 8.59 | 13.44 | 20.43 | 15.27 | 10.16 | 46.13
Outside_EI | 0.27 | -5.22 | -7.09 | -5.01 | -2.32 | 1.66
#4 | Fuel Use (TBtu)
Total Fuel Consumption by Reporting Type: Entergy
ReportingType | 2015 | 2020 | 2025 | 2030 | 2035 | 2040
BM | 0 | 0 | 0 | 0 | 977.87 | 971.27
CC | 519.56 | 686.04 | 677.05 | 579.4 | 103.66 | 73.77
CSP | 0 | 0 | 0 | 0 | 0 | 0
CT | 0 | 0 | 0 | 0 | 0 | 0
Coal | 563.57 | 52.98 | 7.35 | 0.01 | 0 | 0
Geo | 0 | 0 | 0 | 0 | 0 | 0
H | 0 | 0 | 0 | 0 | 0 | 0
LFG | 0 | 11.56 | 11.56 | 11.56 | 11.56 | 11.56
Nuc | 464.87 | 464.87 | 464.87 | 464.87 | 456.59 | 595.38
PS | 0 | 0 | 0 | 0 | 0 | 0
PV | 0 | 0 | 0 | 0 | 0 | 0
PeakG | 0 | 0 | 0.13 | 0 | 0 | 0
PeakO | 0 | 0 | 0 | 0 | 0 | 0
ST | 0 | 0 | 0 | 0 | 0 | 0
STOG | 3.37 | 3.12 | 0 | 0 | 0 | 0
STWD | 0.51 | 1 | 1.73 | 11.64 | 16.66 | 11.69
WT | 0 | 0 | 0 | 0 | 0 | 0
IGCC | 0 | 0 | 0 | 0 | 0 | 0
DemandResponse | 0 | 0 | 0 | 0 | 0 | 0
IGCC-CCS | 0 | 0 | 0 | 0 | 0 | 0
WT_off | 0 | 0 | 0 | 0 | 0 | 0
PseudoUnit | 0 | 0 | 0 | 0 | 0 | 0
FixedInterchange | 0 | 0 | 0 | 0 | 0 | 0
Total Fuel Consumption by Reporting Type: FRCC
ReportingType | 2015 | 2020 | 2025 | 2030 | 2035 | 2040
BM | 0 | 0 | 0 | 0 | 44.93 | 119.6
CC | 1287.36 | 1341.01 | 1280.76 | 662.25 | 264.46 | 150.6
CSP | 0 | 0 | 0 | 0 | 0 | 0
CT | 5.48 | 9.43 | 10.27 | 3.51 | 0 | 0
Coal | 206.34 | 76.83 | 12.48 | 17.77 | 48.65 | 63.72
Geo | 0 | 0 | 0 | 0 | 0 | 0
H | 0 | 0 | 0 | 0 | 0 | 0
LFG | 0 | 21.31 | 21.31 | 21.31 | 21.31 | 21.31
Nuc | 352.09 | 352.09 | 653.08 | 1379.68 | 1863.77 | 2062.64
PS | 0 | 0 | 0 | 0 | 0 | 0
PV | 0 | 0 | 0 | 0.02 | 0.02 | 0.02
PeakG | 4.37 | 6.93 | 6.39 | 0.83 | 1.63 | 1.88
PeakO | 0 | 0 | 0 | 0 | 0 | 0
ST | 0 | 0 | 0 | 0 | 0 | 0
STOG | 1.52 | 1.47 | 0 | 0 | 0 | 0
STWD | 1.49 | 3.28 | 15.45 | 15.45 | 12.94 | 9.54
WT | 0 | 0 | 0 | 0 | 0 | 0
IGCC | 0 | 0 | 0 | 0 | 0 | 0
DemandResponse | 0 | 0 | 0 | 0 | 0 | 0
IGCC-CCS | 0 | 0 | 0 | 0 | 0 | 0
WT_off | 0 | 0 | 0 | 0 | 0 | 0
PseudoUnit | 0 | 0 | 0 | 0 | 0 | 0
FixedInterchange | 0 | 0 | 0 | 0 | 0 | 0
Total Fuel Consumption by Reporting Type: MAPP_US
ReportingType | 2015 | 2020 | 2025 | 2030 | 2035 | 2040
BM | 0 | 0 | 0 | 0 | 3.39 | 3.23
CC | 9.14 | 1.37 | 2.2 | 1.39 | 0.79 | 0.41
CSP | 0 | 0 | 0 | 0 | 0 | 0
CT | 0 | 0 | 0 | 0 | 0 | 0.1
Coal | 116.94 | 2.28 | 1.35 | 0 | 0 | 0
Geo | 0 | 0 | 0 | 0 | 0 | 0
H | 0 | 0 | 0 | 0 | 0 | 0
LFG | 0 | 0 | 0 | 7.71 | 7.71 | 7.71
Nuc | 0 | 0 | 0 | 0.01 | 0.05 | 0.04
PS | 0 | 0 | 0 | 0 | 0 | 0
PV | 0 | 0 | 0 | 0 | 0 | 0
PeakG | 0.68 | 0.36 | 0.68 | 1.89 | 0.47 | 0.69
PeakO | 0 | 0 | 0 | 0 | 0 | 0
ST | 0 | 0 | 0 | 0 | 0 | 0
STOG | 0 | 0 | 0 | 0 | 0 | 0
STWD | 0 | 0 | 0 | 0 | 0 | 0
WT | 0.01 | 0.04 | 0.04 | 0.04 | 0.04 | 0.04
IGCC | 0 | 0 | 0 | 0 | 0 | 0
DemandResponse | 0 | 0 | 0 | 0 | 0 | 0
IGCC-CCS | 0 | 0 | 0 | 0 | 0 | 0
WT_off | 0 | 0 | 0 | 0 | 0 | 0
PseudoUnit | 0 | 0 | 0 | 0 | 0 | 0
FixedInterchange | 0 | 0 | 0 | 0 | 0 | 0
Total Fuel Consumption by Reporting Type: MISO_IN
ReportingType | 2015 | 2020 | 2025 | 2030 | 2035 | 2040
BM | 0 | 0 | 0 | 0 | 460.27 | 596.39
CC | 200.57 | 807.47 | 1011.09 | 905.88 | 362.03 | 143.25
CSP | 0 | 0 | 0 | 0 | 0 | 0
CT | 0 | 0 | 0 | 0 | 0 | 0
Coal | 552.07 | 227.74 | 45.74 | 50.19 | 79.95 | 79.95
Geo | 0 | 0 | 0 | 0 | 0 | 0
H | 0 | 0 | 0 | 0 | 0 | 0
LFG | 0 | 0 | 8.62 | 8.62 | 8.62 | 8.62
Nuc | 0 | 0 | 0 | 0.01 | 0.08 | 0.05
PS | 0 | 0 | 0 | 0 | 0 | 0
PV | 0 | 0 | 0 | 0 | 0 | 0
PeakG | 0 | 0 | 0 | 0 | 0 | 0
PeakO | 0 | 0 | 0 | 0 | 0 | 0
ST | 0 | 0 | 0 | 0 | 0 | 0
STOG | 0.34 | 0.34 | 0.34 | 0.34 | 0 | 0
STWD | 0 | 0 | 0 | 0 | 0 | 0
WT | 0 | 0 | 0 | 0 | 0 | 0
IGCC | 40.45 | 35.3 | 6.62 | 0.18 | 0 | 0
DemandResponse | 0 | 0 | 0 | 0 | 0 | 0
IGCC-CCS | 0 | 0 | 0 | 0 | 0 | 0
WT_off | 0 | 0 | 0 | 0 | 0 | 0
PseudoUnit | 0 | 0 | 0 | 0 | 0 | 0
FixedInterchange | 0 | 0 | 0 | 0 | 0 | 0
Total Fuel Consumption by Reporting Type: MISO_MI
ReportingType | 2015 | 2020 | 2025 | 2030 | 2035 | 2040
BM | 0 | 0 | 0 | 0 | 202.84 | 596.39
CC | 98.21 | 69.2 | 90.31 | 49.42 | 7.82 | 2.81
CSP | 0 | 0 | 0 | 0 | 0 | 0
CT | 0 | 0 | 0 | 0 | 0 | 0
Coal | 251.86 | 0 | 0 | 0 | 0 | 0
Geo | 0 | 0 | 0 | 0 | 0 | 0
H | 0 | 0 | 0 | 0 | 0 | 0
LFG | 0 | 9.24 | 17.24 | 17.24 | 17.24 | 17.24
Nuc | 174.19 | 174.19 | 174.19 | 394.54 | 400.46 | 400.46
PS | 0 | 0 | 0 | 0 | 0 | 0
PV | 0 | 0 | 0 | 0 | 0 | 0
PeakG | 0.29 | 0 | 0 | 0 | 0 | 0
PeakO | 0 | 0 | 0 | 0 | 0 | 0
ST | 0 | 0 | 0 | 0 | 0 | 0
STOG | 4.76 | 2.54 | 1.17 | 2.98 | 0 | 0
STWD | 13.39 | 1.29 | 2.15 | 8.23 | 13.39 | 11.22
WT | 0.01 | 0.01 | 0.01 | 0.01 | 0.01 | 0.01
IGCC | 0 | 0 | 0 | 0 | 0 | 0
DemandResponse | 0 | 0 | 0 | 0 | 0 | 0
IGCC-CCS | 0 | 0 | 0 | 0 | 0 | 0
WT_off | 0 | 0 | 0 | 0 | 0 | 0
PseudoUnit | 0 | 0 | 0 | 0 | 0 | 0
FixedInterchange | 0 | 0 | 0 | 0 | 0 | 0
Total Fuel Consumption by Reporting Type: MISO_MO-IL
ReportingType | 2015 | 2020 | 2025 | 2030 | 2035 | 2040
BM | 0 | 0 | 0 | 0 | 121.39 | 498.67
CC | 22.58 | 12.75 | 20.82 | 9.67 | 3.9 | 2.22
CSP | 0 | 0 | 0 | 0 | 0 | 0
CT | 0 | 0 | 0 | 0 | 0 | 0
Coal | 757.49 | 152.35 | 34.38 | 16.45 | 22.16 | 22.16
Geo | 0 | 0 | 0 | 0 | 0 | 0
H | 0 | 0 | 0 | 0 | 0 | 0
LFG | 0 | 0 | 24.03 | 24.03 | 24.03 | 24.03
Nuc | 178.81 | 178.81 | 178.81 | 178.81 | 178.81 | 178.81
PS | 0 | 0 | 0 | 0 | 0 | 0
PV | 0 | 0 | 0 | 0 | 0 | 0
PeakG | 1.43 | 0.45 | 0.57 | 8.49 | 4.33 | 2.26
PeakO | 0 | 0 | 0 | 0 | 0 | 0
ST | 0 | 0 | 0 | 0 | 0 | 0
STOG | 0.06 | 0 | 0 | 0 | 0 | 0
STWD | 0 | 0 | 0 | 0 | 0 | 0
WT | 0 | 0.02 | 0.02 | 0.02 | 0.02 | 0.02
IGCC | 0 | 0 | 0 | 0 | 0 | 0
DemandResponse | 0 | 0 | 0 | 0 | 0 | 0
IGCC-CCS | 0 | 0 | 0 | 0 | 0 | 0
WT_off | 0 | 0 | 0 | 0 | 0 | 0
PseudoUnit | 0 | 0 | 0 | 0 | 0 | 0
FixedInterchange | 0 | 0 | 0 | 0 | 0 | 0
Total Fuel Consumption by Reporting Type: MISO_W
ReportingType | 2015 | 2020 | 2025 | 2030 | 2035 | 2040
BM | 0 | 0 | 0 | 0 | 0 | 0
CC | 74.39 | 22.75 | 26.35 | 22.78 | 11.42 | 11.75
CSP | 0 | 0 | 0 | 0 | 0 | 0
CT | 0 | 0 | 0 | 0 | 0 | 0
Coal | 737.31 | 98.25 | 51.58 | 28.87 | 28.87 | 28.87
Geo | 0 | 0 | 0 | 0 | 0 | 0
H | 0 | 0 | 0 | 0 | 0 | 0
LFG | 0 | 0 | 7.71 | 7.71 | 7.71 | 7.71
Nuc | 190.11 | 190.11 | 190.11 | 190.11 | 0.01 | 0.01
PS | 0 | 0 | 0 | 0 | 0 | 0
PV | 0 | 0 | 0 | 0 | 0 | 0
PeakG | 2.84 | 0 | 0.1 | 1.62 | 0.24 | 0
PeakO | 0 | 0 | 0 | 0 | 0 | 0
ST | 0 | 0 | 0 | 0 | 0 | 0
STOG | 0 | 0 | 0 | 0 | 0 | 0
STWD | 0.8 | 1.31 | 3.64 | 12.47 | 24.94 | 15.36
WT | 0.03 | 0.15 | 0.16 | 0.16 | 0.16 | 0.16
IGCC | 0 | 0 | 0 | 0 | 0 | 0
DemandResponse | 0 | 0 | 0 | 0 | 0 | 0
IGCC-CCS | 0 | 0 | 0 | 0 | 0 | 0
WT_off | 0 | 0 | 0 | 0 | 0 | 0
PseudoUnit | 0 | 0 | 0 | 0 | 0 | 0
FixedInterchange | 0 | 0 | 0 | 0 | 0 | 0
Total Fuel Consumption by Reporting Type: MISO_WUMS
ReportingType | 2015 | 2020 | 2025 | 2030 | 2035 | 2040
BM | 0 | 0 | 0 | 0 | 310.67 | 310.67
CC | 344.64 | 343.54 | 365.66 | 300.93 | 143.97 | 34.96
CSP | 0 | 0 | 0 | 0 | 0 | 0
CT | 0 | 0 | 0 | 0 | 0 | 0
Coal | 124.48 | 15.68 | 10.97 | 13.52 | 20.34 | 28.82
Geo | 0 | 0 | 0 | 0 | 0 | 0
H | 0 | 0 | 0 | 0 | 0 | 0
LFG | 0 | 0 | 24.03 | 24.03 | 24.03 | 24.03
Nuc | 150.68 | 150.68 | 150.68 | 156.95 | 111.12 | 280.66
PS | 0 | 0 | 0 | 0 | 0 | 0
PV | 0 | 0 | 0 | 0 | 0 | 0
PeakG | 0 | 0 | 0 | 0 | 0 | 0
PeakO | 0 | 0 | 0 | 0 | 0 | 0
ST | 0 | 0 | 0 | 0 | 0 | 0
STOG | 0 | 0 | 0 | 0 | 0 | 0
STWD | 0.29 | 0.51 | 0.51 | 2.93 | 9.7 | 5.99
WT | 0 | 0 | 0 | 0 | 0 | 0
IGCC | 0 | 0 | 0 | 0 | 0 | 0
DemandResponse | 0 | 0 | 0 | 0 | 0 | 0
IGCC-CCS | 0 | 0 | 0 | 0 | 0 | 0
WT_off | 0 | 0 | 0 | 0 | 0 | 0
PseudoUnit | 0 | 0 | 0 | 0 | 0 | 0
FixedInterchange | 0 | 0 | 0 | 0 | 0 | 0
Total Fuel Consumption by Reporting Type: Nebraska
ReportingType | 2015 | 2020 | 2025 | 2030 | 2035 | 2040
BM | 0 | 0 | 0 | 0 | 235.73 | 193.62
CC | 7.67 | 88.96 | 90.07 | 69.82 | 19.82 | 17.8
CSP | 0 | 0 | 0 | 0 | 0 | 0
CT | 0 | 0 | 0 | 0 | 0 | 0
Coal | 332.69 | 47.16 | 31.42 | 29.93 | 29.09 | 29.09
Geo | 0 | 0 | 0 | 0 | 0 | 0
H | 0 | 0 | 0 | 0 | 0 | 0
LFG | 0 | 0 | 0 | 7.71 | 7.71 | 7.71
Nuc | 104.28 | 104.28 | 104.28 | 104.28 | 0.02 | 0.02
PS | 0 | 0 | 0 | 0 | 0 | 0
PV | 0 | 0 | 0 | 0 | 0 | 0
PeakG | 0.45 | 0 | 0 | 0.81 | 0 | 0
PeakO | 0 | 0 | 0 | 0 | 0 | 0
ST | 0 | 0 | 0 | 0 | 0 | 0
STOG | 0 | 0 | 0 | 0 | 0 | 0
STWD | 0 | 0 | 0 | 0 | 0 | 0
WT | 0 | 0 | 0 | 0 | 0 | 0
IGCC | 0 | 0 | 0 | 0 | 0 | 0
DemandResponse | 0 | 0 | 0 | 0 | 0 | 0
IGCC-CCS | 0 | 0 | 0 | 0 | 0 | 0
WT_off | 0 | 0 | 0 | 0 | 0 | 0
PseudoUnit | 0 | 0 | 0 | 0 | 0 | 0
FixedInterchange | 0 | 0 | 0 | 0 | 0 | 0
Total Fuel Consumption by Reporting Type: NEISO
ReportingType | 2015 | 2020 | 2025 | 2030 | 2035 | 2040
BM | 24.48 | 0.44 | 0.33 | 2.15 | 11.1 | 11.1
CC | 294.87 | 127.04 | 55.48 | 42.36 | 29.12 | 26.71
CSP | 0 | 0 | 0 | 0 | 0 | 0
CT | 0.03 | 0 | 0 | 0 | 0 | 0
Coal | 0.36 | 0 | 0 | 0 | 0 | 0
Geo | 0 | 0 | 0 | 0 | 0 | 0
H | 0 | 0 | 0 | 0 | 0 | 0
LFG | 5.3 | 5.3 | 5.3 | 12.81 | 12.81 | 12.81
Nuc | 365.51 | 365.51 | 365.51 | 365.51 | 264.08 | 195.08
PS | 0 | 0 | 0 | 0 | 0 | 0
PV | 0 | 0 | 0 | 0 | 0 | 0
PeakG | 0.16 | 0.31 | 0.12 | 0 | 0.08 | 0
PeakO | 0 | 0 | 0 | 0 | 0 | 0
ST | 0 | 0 | 0 | 0 | 0 | 0
STOG | 0 | 0 | 0 | 0 | 0 | 0
STWD | 51.79 | 0.41 | 0.25 | 1.93 | 24.42 | 24.42
WT | 0 | 0.02 | 0.02 | 0.03 | 0.04 | 0.04
IGCC | 0 | 0 | 0 | 0 | 0 | 0
DemandResponse | 0 | 0 | 0 | 0 | 0 | 0
IGCC-CCS | 0 | 0 | 0 | 0 | 0 | 0
WT_off | 0 | 0 | 0 | 0 | 0 | 0
PseudoUnit | 0 | 0 | 0 | 0 | 0 | 0
FixedInterchange | 0 | 0 | 0 | 0 | 0 | 0
Total Fuel Consumption by Reporting Type: NonRTO_Midwest
ReportingType | 2015 | 2020 | 2025 | 2030 | 2035 | 2040
BM | 0 | 0 | 0 | 0 | 518.58 | 564.46
CC | 101.18 | 223.14 | 223.14 | 217.93 | 26.85 | 9.16
CSP | 0 | 0 | 0 | 0 | 0 | 0
CT | 0 | 0 | 0 | 0 | 0 | 0
Coal | 431.65 | 190.28 | 55.04 | 37.51 | 44.62 | 44.62
Geo | 0 | 0 | 0 | 0 | 0 | 0
H | 0 | 0 | 0 | 0 | 0 | 0
LFG | 0 | 17.24 | 17.24 | 17.24 | 17.24 | 17.24
Nuc | 0 | 0 | 97.88 | 114.59 | 114.62 | 114.59
PS | 0 | 0 | 0 | 0 | 0 | 0
PV | 0 | 0 | 0 | 0 | 0 | 0
PeakG | 1.73 | 0.89 | 2.71 | 4.59 | 0 | 0
PeakO | 0 | 0 | 0 | 0 | 0 | 0
ST | 0 | 0 | 0 | 0 | 0 | 0
STOG | 0 | 0 | 0 | 0 | 0 | 0
STWD | 0 | 0 | 0 | 0 | 0 | 0
WT | 0 | 0 | 0 | 0 | 0 | 0
IGCC | 0 | 0 | 0 | 0 | 0 | 0
DemandResponse | 0 | 0 | 0 | 0 | 0 | 0
IGCC-CCS | 0 | 0 | 0 | 0 | 0 | 0
WT_off | 0 | 0 | 0 | 0 | 0 | 0
PseudoUnit | 0 | 0 | 0 | 0 | 0 | 0
FixedInterchange | 0 | 0 | 0 | 0 | 0 | 0
Total Fuel Consumption by Reporting Type: NYISO_A-F
ReportingType | 2015 | 2020 | 2025 | 2030 | 2035 | 2040
BM | 0 | 0 | 0 | 0 | 0 | 0
CC | 52.85 | 36.72 | 5.15 | 5.11 | 4.36 | 0.46
CSP | 0 | 0 | 0 | 0 | 0 | 0
CT | 0 | 0 | 0 | 0 | 0 | 0
Coal | 0 | 0 | 0 | 0 | 0 | 0
Geo | 0 | 0 | 0 | 0 | 0 | 0
H | 0 | 0 | 0 | 0 | 0 | 0
LFG | 0.69 | 0.69 | 0.69 | 8 | 8 | 8
Nuc | 270.5 | 270.5 | 270.5 | 220.56 | 173.9 | 105.39
PS | 0 | 0 | 0 | 0 | 0 | 0
PV | 0 | 0 | 0 | 0 | 0 | 0
PeakG | 0.02 | 0 | 0 | 0 | 0 | 0
PeakO | 0 | 0 | 0 | 0 | 0 | 0
ST | 0 | 0 | 0 | 0 | 0 | 0
STOG | 0 | 0 | 0 | 0 | 0 | 0
STWD | 0.01 | 0.03 | 0 | 0.19 | 3.55 | 3.75
WT | 0.01 | 0.01 | 0.03 | 0.04 | 0.04 | 0.04
IGCC | 0 | 0 | 0 | 0 | 0 | 0
DemandResponse | 0 | 0 | 0 | 0 | 0 | 0
IGCC-CCS | 0 | 0 | 0 | 0 | 0 | 0
WT_off | 0 | 0 | 0 | 0 | 0 | 0
PseudoUnit | 0 | 0 | 0 | 0 | 0 | 0
FixedInterchange | 0 | 0 | 0 | 0 | 0 | 0
Total Fuel Consumption by Reporting Type: NYISO_G-I
ReportingType | 2015 | 2020 | 2025 | 2030 | 2035 | 2040
BM | 0 | 0 | 0 | 0 | 0 | 59.76
CC | 27.11 | 11.79 | 12.81 | 7.71 | 5.02 | 3.49
CSP | 0 | 0 | 0 | 0 | 0 | 0
CT | 0 | 0 | 0 | 0 | 0 | 0
Coal | 0 | 0 | 0 | 0 | 0 | 0
Geo | 0 | 0 | 0 | 0 | 0 | 0
H | 0 | 0 | 0 | 0 | 0 | 0
LFG | 0 | 0 | 0 | 8 | 8 | 8
Nuc | 162.83 | 162.83 | 162.83 | 162.83 | 81.65 | 136.22
PS | 0 | 0 | 0 | 0 | 0 | 0
PV | 0 | 0 | 0 | 0 | 0 | 0
PeakG | 0 | 0 | 0 | 0 | 0 | 0
PeakO | 0 | 0 | 0 | 0 | 0 | 0
ST | 0 | 0 | 0 | 0 | 0 | 0
STOG | 0 | 0 | 0 | 0 | 0 | 0
STWD | 0 | 0 | 0 | 0 | 0 | 0
WT | 0 | 0 | 0 | 0 | 0 | 0
IGCC | 0 | 0 | 0 | 0 | 0 | 0
DemandResponse | 0 | 0 | 0 | 0 | 0 | 0
IGCC-CCS | 0 | 0 | 0 | 0 | 0 | 0
WT_off | 0 | 0 | 0 | 0 | 0 | 0
PseudoUnit | 0 | 0 | 0 | 0 | 0 | 0
FixedInterchange | 0 | 0 | 0 | 0 | 0 | 0
Total Fuel Consumption by Reporting Type: NYISO_J-K
ReportingType | 2015 | 2020 | 2025 | 2030 | 2035 | 2040
BM | 0 | 0 | 0 | 0 | 0 | 0
CC | 164.25 | 134.04 | 89.83 | 84.73 | 59.82 | 35.93
CSP | 0 | 0 | 0 | 0 | 0 | 0
CT | 0 | 0 | 0 | 0 | 0 | 0
Coal | 0 | 0 | 0 | 0 | 0 | 0
Geo | 0 | 0 | 0 | 0 | 0 | 0
H | 0 | 0 | 0 | 0 | 0 | 0
LFG | 0 | 0 | 0 | 8 | 8 | 8
Nuc | 0 | 0 | 0 | 0.02 | 0.06 | 0.06
PS | 0 | 0 | 0 | 0 | 0 | 0
PV | 0 | 0 | 0 | 0 | 0 | 0
PeakG | 0.53 | 0.87 | 0.99 | 0.93 | 1.66 | 1.66
PeakO | 0 | 0 | 0 | 0 | 0 | 0
ST | 0 | 0 | 0 | 0 | 0 | 0
STOG | 4.42 | 6.46 | 9.53 | 9.26 | 2.38 | 1.2
STWD | 0 | 0 | 0 | 0 | 0 | 0
WT | 0 | 0 | 0 | 0 | 0 | 0
IGCC | 0 | 0 | 0 | 0 | 0 | 0
DemandResponse | 0 | 0 | 0 | 0 | 0 | 0
IGCC-CCS | 0 | 0 | 0 | 0 | 0 | 0
WT_off | 0 | 0 | 0 | 0 | 0.01 | 0.01
PseudoUnit | 0 | 0 | 0 | 0 | 0 | 0
FixedInterchange | 0 | 0 | 0 | 0 | 0 | 0
Total Fuel Consumption by Reporting Type: PJM_E
ReportingType | 2015 | 2020 | 2025 | 2030 | 2035 | 2040
BM | 0.16 | 0.31 | 0.9 | 2.91 | 2.91 | 32.25
CC | 303.82 | 348.59 | 351.62 | 266.71 | 176.61 | 85.17
CSP | 0 | 0 | 0 | 0 | 0 | 0
CT | 0 | 0.03 | 0.06 | 0 | 0 | 0
Coal | 6.61 | 3.2 | 2.12 | 0.07 | 2.58 | 7.35
Geo | 0 | 0 | 0 | 0 | 0 | 0
H | 0 | 0 | 0 | 0 | 0 | 0
LFG | 0.98 | 0.98 | 4.11 | 15.28 | 15.28 | 15.28
Nuc | 702.72 | 651.97 | 651.97 | 651.97 | 468.33 | 371.38
PS | 0 | 0 | 0 | 0 | 0 | 0
PV | 0 | 0 | 0 | 0 | 0 | 0
PeakG | 0.84 | 2.74 | 5.23 | 4 | 2.74 | 2.74
PeakO | 0 | 0 | 0 | 0 | 0 | 0
ST | 0 | 0 | 0 | 0 | 0 | 0
STOG | 3.02 | 4.11 | 7.09 | 0.55 | 0 | 0
STWD | 0 | 0 | 0 | 0 | 0 | 0
WT | 0 | 0 | 0 | 0 | 0 | 0
IGCC | 0 | 0 | 0 | 0 | 0 | 0
DemandResponse | 0 | 0 | 0 | 0 | 0 | 0
IGCC-CCS | 0 | 0 | 0 | 0 | 0 | 0
WT_off | 0 | 0 | 0 | 0.03 | 0.03 | 0.03
PseudoUnit | 0 | 0 | 0 | 0 | 0 | 0
FixedInterchange | 0 | 0 | 0 | 0 | 0 | 0
Total Fuel Consumption by Reporting Type: PJM_ROM
ReportingType | 2015 | 2020 | 2025 | 2030 | 2035 | 2040
BM | 0.1 | 0.18 | 0.54 | 1.75 | 201.46 | 228.85
CC | 140.27 | 167.16 | 171.77 | 118.34 | 73.13 | 32.15
CSP | 0 | 0 | 0 | 0 | 0 | 0
CT | 0 | 0.02 | 0.03 | 0.02 | 0 | 0
Coal | 165.52 | 51.49 | 3.64 | 0 | 0 | 0
Geo | 0 | 0 | 0 | 0 | 0 | 0
H | 0 | 0 | 0 | 0 | 0 | 0
LFG | 2.04 | 8.79 | 30.56 | 30.56 | 30.56 | 30.56
Nuc | 420.79 | 420.79 | 420.79 | 420.79 | 276.07 | 517.95
PS | 0 | 0 | 0 | 0 | 0 | 0
PV | 0 | 0 | 0 | 0 | 0 | 0
PeakG | 0 | 0.16 | 0.16 | 1.74 | 1.54 | 1.74
PeakO | 0 | 0 | 0 | 0 | 0 | 0
ST | 0 | 0 | 0 | 0 | 0 | 0
STOG | 7.33 | 7.33 | 14.3 | 14.15 | 0 | 0
STWD | 0.31 | 0.59 | 1.72 | 5.38 | 5.38 | 5.38
WT | 0 | 0 | 0.02 | 0.02 | 0.02 | 0.02
IGCC | 0 | 0 | 0 | 0 | 0 | 0
DemandResponse | 0 | 0 | 0 | 0 | 0 | 0
IGCC-CCS | 0 | 0 | 0 | 0 | 0 | 0
WT_off | 0 | 0 | 0 | 0.03 | 0.04 | 0.04
PseudoUnit | 0 | 0 | 0 | 0 | 0 | 0
FixedInterchange | 0 | 0 | 0 | 0 | 0 | 0
Total Fuel Consumption by Reporting Type: PJM_ROR
ReportingType | 2015 | 2020 | 2025 | 2030 | 2035 | 2040
BM | 2.1 | 3.94 | 11.58 | 37.37 | 1024.6 | 1024.6
CC | 986.64 | 1118.52 | 1108.91 | 954.35 | 425.93 | 109.54
CSP | 0 | 0 | 0 | 0 | 0 | 0
CT | 0.03 | 0.03 | 0.06 | 0.06 | 0 | 0
Coal | 2063.22 | 1100.66 | 87.61 | 47.39 | 75.97 | 75.97
Geo | 0 | 0 | 0 | 0 | 0 | 0
H | 0 | 0 | 0 | 0 | 0 | 0
LFG | 6.18 | 61.46 | 61.46 | 61.46 | 61.46 | 61.46
Nuc | 1644.81 | 1644.81 | 1644.81 | 1573.64 | 1649.12 | 2353.56
PS | 0 | 0 | 0 | 0 | 0 | 0
PV | 0 | 0 | 0 | 0 | 0 | 0
PeakG | 10.74 | 11.75 | 15.72 | 9.95 | 3.53 | 4.89
PeakO | 0 | 0 | 0 | 0 | 0 | 0
ST | 0 | 0 | 0 | 0 | 0 | 0
STOG | 6.42 | 8.36 | 8.36 | 8.36 | 0 | 0
STWD | 0.44 | 0.89 | 2.56 | 11.69 | 15.91 | 12.4
WT | 0.03 | 0.06 | 0.13 | 0.13 | 0.13 | 0.13
IGCC | 0 | 0 | 0 | 0 | 0 | 0
DemandResponse | 0 | 0 | 0 | 0 | 0 | 0
IGCC-CCS | 0 | 0 | 0 | 0 | 0 | 0
WT_off | 0 | 0 | 0 | 0 | 0.03 | 0.03
PseudoUnit | 0 | 0 | 0 | 0 | 0 | 0
FixedInterchange | 0 | 0 | 0 | 0 | 0 | 0
Total Fuel Consumption by Reporting Type: SOCO
ReportingType | 2015 | 2020 | 2025 | 2030 | 2035 | 2040
BM | 0.5 | 1.16 | 3.89 | 5.34 | 636.25 | 460.83
CC | 1035.43 | 1198.79 | 1234.1 | 784.72 | 200.41 | 35.07
CSP | 0 | 0 | 0 | 0 | 0 | 0
CT | 0 | 0 | 0 | 0 | 0 | 0
Coal | 361.24 | 108.55 | 60.31 | 60.31 | 60.31 | 60.31
Geo | 0 | 0 | 0 | 0 | 0 | 0
H | 0 | 0 | 0 | 0 | 0 | 0
LFG | 0 | 11.56 | 11.56 | 11.56 | 11.56 | 11.56
Nuc | 494.38 | 673.18 | 673.18 | 1119.61 | 1697.37 | 2192.49
PS | 0 | 0 | 0 | 0 | 0 | 0
PV | 0 | 0 | 0 | 0 | 0 | 0
PeakG | 7.09 | 11.22 | 20.78 | 3.46 | 1.54 | 2.74
PeakO | 0 | 0 | 0 | 0 | 0 | 0
ST | 0 | 0 | 0 | 0 | 0 | 0
STOG | 0 | 0 | 0 | 0 | 0 | 0
STWD | 3.36 | 5.8 | 8.89 | 46.71 | 60.13 | 36.96
WT | 0 | 0 | 0 | 0 | 0 | 0
IGCC | 0 | 0 | 0 | 0 | 0 | 0
DemandResponse | 0 | 0 | 0 | 0 | 0 | 0
IGCC-CCS | 0 | 0 | 0 | 0 | 0 | 0
WT_off | 0 | 0 | 0 | 0 | 0 | 0
PseudoUnit | 0 | 0 | 0 | 0 | 0 | 0
FixedInterchange | 0 | 0 | 0 | 0 | 0 | 0
Total Fuel Consumption by Reporting Type: SPP_N
ReportingType | 2015 | 2020 | 2025 | 2030 | 2035 | 2040
BM | 0 | 0 | 0 | 0 | 521.47 | 464.17
CC | 91.67 | 119.67 | 127.27 | 122.87 | 31.93 | 26.75
CSP | 0 | 0 | 0 | 0 | 0 | 0
CT | 0 | 0 | 0 | 0 | 0 | 0
Coal | 592.06 | 149.51 | 13.93 | 11.18 | 22.82 | 21.59
Geo | 0 | 0 | 0 | 0 | 0 | 0
H | 0 | 0 | 0 | 0 | 0 | 0
LFG | 0 | 0 | 0 | 10.22 | 10.22 | 10.22
Nuc | 93.19 | 93.19 | 93.19 | 93.19 | 93.19 | 93.19
PS | 0 | 0 | 0 | 0 | 0 | 0
PV | 0 | 0 | 0 | 0 | 0 | 0
PeakG | 0.05 | 0 | 0 | 0.74 | 0 | 0
PeakO | 0 | 0 | 0 | 0 | 0 | 0
ST | 0 | 0 | 0 | 0 | 0 | 0
STOG | 3.03 | 0 | 1.31 | 4.09 | 0 | 0
STWD | 0 | 0 | 0 | 0 | 0 | 0
WT | 0 | 0.06 | 0.06 | 0.06 | 0.06 | 0.06
IGCC | 0 | 0 | 0 | 0 | 0 | 0
DemandResponse | 0 | 0 | 0 | 0 | 0 | 0
IGCC-CCS | 0 | 0 | 0 | 0 | 0 | 0
WT_off | 0 | 0 | 0 | 0 | 0 | 0
PseudoUnit | 0 | 0 | 0 | 0 | 0 | 0
FixedInterchange | 0 | 0 | 0 | 0 | 0 | 0
Total Fuel Consumption by Reporting Type: SPP_S
ReportingType | 2015 | 2020 | 2025 | 2030 | 2035 | 2040
BM | 0 | 0 | 0 | 0 | 420.08 | 385.59
CC | 323.83 | 311.66 | 382.24 | 359.13 | 128.92 | 110.3
CSP | 0 | 0 | 0 | 0 | 0 | 0
CT | 0.38 | 0 | 0 | 0 | 0.37 | 0.29
Coal | 787.51 | 83.1 | 15.01 | 0 | 0 | 0
Geo | 0 | 0 | 0 | 0 | 0 | 0
H | 0 | 0 | 0 | 0 | 0 | 0
LFG | 0 | 0 | 0 | 10.22 | 10.22 | 10.22
Nuc | 0 | 0 | 0 | 55.78 | 55.83 | 55.81
PS | 0 | 0 | 0 | 0 | 0 | 0
PV | 0 | 0 | 0 | 0 | 0 | 0
PeakG | 0 | 0 | 0 | 0 | 0 | 0
PeakO | 0 | 0 | 0 | 0 | 0 | 0
ST | 0 | 0 | 0 | 0 | 0 | 0
STOG | 23.89 | 5.76 | 11.82 | 14.3 | 1.41 | 1.08
STWD | 0.74 | 0.39 | 0.69 | 4.02 | 5.96 | 3.85
WT | 0.01 | 0.1 | 0.1 | 0.1 | 0.1 | 0.1
IGCC | 0 | 0 | 0 | 0 | 0 | 0
DemandResponse | 0 | 0 | 0 | 0 | 0 | 0
IGCC-CCS | 0 | 0 | 0 | 0 | 0 | 0
WT_off | 0 | 0 | 0 | 0 | 0 | 0
PseudoUnit | 0 | 0 | 0 | 0 | 0 | 0
FixedInterchange | 0 | 0 | 0 | 0 | 0 | 0
Total Fuel Consumption by Reporting Type: TVA
ReportingType | 2015 | 2020 | 2025 | 2030 | 2035 | 2040
BM | 0 | 0 | 0 | 0 | 717.69 | 697.05
CC | 300.2 | 438.76 | 502.94 | 438.52 | 103.97 | 15.46
CSP | 0 | 0 | 0 | 0 | 0 | 0
CT | 0 | 0 | 0 | 0 | 0 | 0
Coal | 390.97 | 181.53 | 9.56 | 0 | 0 | 0
Geo | 0 | 0 | 0 | 0 | 0 | 0
H | 0 | 0 | 0 | 0 | 0 | 0
LFG | 0 | 11.56 | 11.56 | 11.56 | 11.56 | 11.56
Nuc | 676.63 | 676.63 | 676.63 | 688.01 | 813.4 | 960.49
PS | 0 | 0 | 0 | 0 | 0 | 0
PV | 0 | 0 | 0 | 0 | 0 | 0
PeakG | 0 | 0 | 0 | 0 | 0 | 0
PeakO | 0 | 0 | 0 | 0 | 0 | 0
ST | 0 | 0 | 0 | 0 | 0 | 0
STOG | 0 | 0 | 0 | 0 | 0 | 0
STWD | 0.02 | 0.02 | 0.04 | 0.35 | 0.42 | 0.29
WT | 0 | 0 | 0 | 0 | 0 | 0
IGCC | 0 | 0 | 0 | 0 | 0 | 0
DemandResponse | 0 | 0 | 0 | 0 | 0 | 0
IGCC-CCS | 0 | 0 | 0 | 0 | 0 | 0
WT_off | 0 | 0 | 0 | 0 | 0 | 0
PseudoUnit | 0 | 0 | 0 | 0 | 0 | 0
FixedInterchange | 0 | 0 | 0 | 0 | 0 | 0
Total Fuel Consumption by Reporting Type: TVA_Transmission
ReportingType | 2015 | 2020 | 2025 | 2030 | 2035 | 2040
BM | 0 | 0 | 0 | 0 | 0 | 0
CC | 0 | 0 | 0 | 0 | 0 | 0
CSP | 0 | 0 | 0 | 0 | 0 | 0
CT | 0 | 0 | 0 | 0 | 0 | 0
Coal | 0 | 0 | 0 | 0 | 0 | 0
Geo | 0 | 0 | 0 | 0 | 0 | 0
H | 0 | 0 | 0 | 0 | 0 | 0
LFG | 0 | 0 | 0 | 0 | 0 | 0
Nuc | 0 | 0 | 0 | 0 | 0 | 0
PS | 0 | 0 | 0 | 0 | 0 | 0
PV | 0 | 0 | 0 | 0 | 0 | 0
PeakG | 0 | 0 | 0 | 0 | 0 | 0
PeakO | 0 | 0 | 0 | 0 | 0 | 0
ST | 0 | 0 | 0 | 0 | 0 | 0
STOG | 0 | 0 | 0 | 0 | 0 | 0
STWD | 0 | 0 | 0 | 0 | 0 | 0
WT | 0 | 0 | 0 | 0 | 0 | 0
IGCC | 0 | 0 | 0 | 0 | 0 | 0
DemandResponse | 0 | 0 | 0 | 0 | 0 | 0
IGCC-CCS | 0 | 0 | 0 | 0 | 0 | 0
WT_off | 0 | 0 | 0 | 0 | 0 | 0
PseudoUnit | 0 | 0 | 0 | 0 | 0 | 0
FixedInterchange | 0 | 0 | 0 | 0 | 0 | 0
Total Fuel Consumption by Reporting Type: VACAR
ReportingType | 2015 | 2020 | 2025 | 2030 | 2035 | 2040
BM | 0.09 | 0.09 | 0.05 | 0.09 | 296.49 | 591.9
CC | 663.56 | 658.73 | 566.94 | 268.79 | 112.2 | 56.15
CSP | 0 | 0 | 0 | 0 | 0 | 0
CT | 0.8 | 0.8 | 0.77 | 0 | 0 | 0
Coal | 418.37 | 228.05 | 37.89 | 16.01 | 39.78 | 39.78
Geo | 0 | 0 | 0 | 0 | 0 | 0
H | 0 | 0 | 0 | 0 | 0 | 0
LFG | 0.04 | 11.56 | 11.56 | 11.56 | 11.56 | 11.56
Nuc | 910.72 | 1100.09 | 1100.09 | 1100.09 | 841.29 | 874.76
PS | 0 | 0 | 0 | 0 | 0 | 0
PV | 0 | 0 | 0 | 0 | 0 | 0
PeakG | 1.18 | 2.22 | 1.73 | 1.07 | 1.42 | 1.52
PeakO | 0 | 0 | 0 | 0 | 0 | 0
ST | 0 | 0 | 0 | 0 | 0 | 0
STOG | 0 | 0 | 0 | 0 | 0 | 0
STWD | 24.47 | 17.98 | 3.93 | 7.39 | 24.47 | 15.04
WT | 0 | 0.01 | 0.01 | 0.01 | 0.01 | 0.01
IGCC | 0 | 0 | 0 | 0 | 0 | 0
DemandResponse | 0 | 0 | 0 | 0 | 0 | 0
IGCC-CCS | 0 | 0 | 0 | 0 | 0 | 0
WT_off | 0 | 0 | 0.06 | 0.14 | 0.14 | 0.14
PseudoUnit | 0 | 0 | 0 | 0 | 0 | 0
FixedInterchange | 0 | 0 | 0 | 0 | 0 | 0
Total Fuel Consumption by Reporting Type: IESO
ReportingType | 2015 | 2020 | 2025 | 2030 | 2035 | 2040
BM | 0 | 0 | 0 | 0 | 0.43 | 0.82
CC | 37.88 | 2.49 | 0.6 | 0.29 | 0.3 | 0.49
CSP | 0 | 0 | 0 | 0 | 0 | 0
CT | 0.04 | 0 | 0 | 0 | 0 | 0
Coal | 0 | 0 | 0 | 0 | 0 | 0
Geo | 0 | 0 | 0 | 0 | 0 | 0
H | 0 | 0 | 0 | 0 | 0 | 0
LFG | 1.56 | 1.56 | 1.56 | 1.56 | 1.56 | 1.61
Nuc | 1064.72 | 1055.34 | 1043.2 | 1064.72 | 980.48 | 854.53
PS | 0 | 0 | 0 | 0 | 0 | 0
PV | 0 | 0 | 0 | 0 | 0 | 0
PeakG | 0 | 0 | 0 | 0 | 0 | 0
PeakO | 0 | 0 | 0 | 0 | 0 | 0
ST | 0 | 0 | 0 | 0 | 0 | 0
STOG | 0 | 0 | 0 | 0 | 0 | 0
STWD | 0.11 | 0.05 | 0 | 0.28 | 0.25 | 6
WT | 0.01 | 0.01 | 0.01 | 0.01 | 0.01 | 0.01
IGCC | 0 | 0 | 0 | 0 | 0 | 0
DemandResponse | 0 | 0 | 0 | 0 | 0 | 0
IGCC-CCS | 0 | 0 | 0 | 0 | 0 | 0
WT_off | 0 | 0 | 0 | 0 | 0 | 0
PseudoUnit | 0 | 0 | 0 | 0 | 0 | 0
FixedInterchange | 0 | 0 | 0 | 0 | 0 | 0
Total Fuel Consumption by Reporting Type: MAPP_CA
ReportingType | 2015 | 2020 | 2025 | 2030 | 2035 | 2040
BM | 0 | 0 | 0 | 0 | 0 | 0
CC | 53.28 | 40.53 | 5.96 | 0 | 0 | 0
CSP | 0 | 0 | 0 | 0 | 0 | 0
CT | 0 | 0 | 0 | 0 | 0 | 0
Coal | 2.99 | 0.6 | 0 | 0 | 0 | 0
Geo | 0 | 0 | 0 | 0 | 0 | 0
H | 0 | 0 | 0.01 | 0.03 | 0.03 | 0.03
LFG | 0 | 0 | 0 | 0 | 0 | 0
Nuc | 0 | 0 | 0 | 0 | 0 | 0
PS | 0 | 0 | 0 | 0 | 0 | 0
PV | 0 | 0 | 0 | 0 | 0 | 0
PeakG | 0.74 | 0.68 | 0 | 0 | 0 | 0
PeakO | 0 | 0 | 0 | 0 | 0 | 0
ST | 0 | 0 | 0 | 0 | 0 | 0
STOG | 0.16 | 0 | 0 | 0 | 0 | 0
STWD | 0 | 0 | 0 | 0 | 0 | 0
WT | 0 | 0 | 0 | 0 | 0 | 0
IGCC | 0 | 0 | 0 | 0 | 0 | 0
DemandResponse | 0 | 0 | 0 | 0 | 0 | 0
IGCC-CCS | 0 | 0 | 0 | 0 | 0 | 0
WT_off | 0 | 0 | 0 | 0 | 0 | 0
PseudoUnit | 0 | 0 | 0 | 0 | 0 | 0
FixedInterchange | 0 | 0 | 0 | 0 | 0 | 0
Total Fuel Consumption by Reporting Type: AZ_NM_SNV_Coal
ReportingType | 2015 | 2020 | 2025 | 2030 | 2035 | 2040
BM | 0 | 0 | 0 | 0 | 0 | 0
CC | 0 | 0 | 0 | 0 | 0 | 0
CSP | 0 | 0 | 0 | 0 | 0 | 0
CT | 0 | 0 | 0 | 0 | 0 | 0
Coal | 510.59 | 466.63 | 91.85 | 0.26 | 0.84 | 0.4
Geo | 0 | 0 | 0 | 0 | 0 | 0
H | 0 | 0 | 0 | 0 | 0 | 0
LFG | 0 | 0 | 0 | 0 | 0 | 0
Nuc | 0 | 0 | 0 | 0 | 0 | 0
PS | 0 | 0 | 0 | 0 | 0 | 0
PV | 0 | 0 | 0 | 0 | 0 | 0
PeakG | 0 | 0 | 0 | 0 | 0 | 0
PeakO | 0 | 0 | 0 | 0 | 0 | 0
ST | 0 | 0 | 0 | 0 | 0 | 0
STOG | 0 | 0 | 0 | 0 | 0 | 0
STWD | 0 | 0 | 0 | 0 | 0 | 0
WT | 0 | 0 | 0 | 0 | 0 | 0
IGCC | 0 | 0 | 0 | 0 | 0 | 0
DemandResponse | 0 | 0 | 0 | 0 | 0 | 0
IGCC-CCS | 0 | 0 | 0 | 0 | 0 | 0
WT_off | 0 | 0 | 0 | 0 | 0 | 0
PseudoUnit | 0 | 0 | 0 | 0 | 0 | 0
FixedInterchange | 0 | 0 | 0 | 0 | 0 | 0
Total Fuel Consumption by Reporting Type: AZ_NM_SNV_Gas
ReportingType | 2015 | 2020 | 2025 | 2030 | 2035 | 2040
BM | 0 | 0 | 0 | 0 | 0 | 0
CC | 496.3 | 368.9 | 461.54 | 309.13 | 92.76 | 58.45
CSP | 0 | 0 | 0 | 0 | 0 | 0
CT | 0 | 0 | 0 | 0 | 0 | 0
Coal | 0 | 0 | 0 | 0 | 0 | 0
Geo | 0 | 0 | 0 | 0 | 0 | 0
H | 0 | 0 | 0 | 0 | 0 | 0
LFG | 0 | 0 | 0 | 0 | 0 | 0
Nuc | 0 | 0 | 0 | 0 | 0 | 0
PS | 0 | 0 | 0 | 0 | 0 | 0
PV | 0 | 0 | 0 | 0 | 0 | 0
PeakG | 0 | 0 | 0 | 0 | 0 | 0
PeakO | 0 | 0 | 0 | 0 | 0 | 0
ST | 0 | 0 | 0 | 0 | 0 | 0
STOG | 0 | 0 | 0 | 0 | 0 | 0
STWD | 0 | 0 | 0 | 0 | 0 | 0
WT | 0 | 0 | 0 | 0 | 0 | 0
IGCC | 0 | 0 | 0 | 0 | 0 | 0
DemandResponse | 0 | 0 | 0 | 0 | 0 | 0
IGCC-CCS | 0 | 0 | 0 | 0 | 0 | 0
WT_off | 0 | 0 | 0 | 0 | 0 | 0
PseudoUnit | 0 | 0 | 0 | 0 | 0 | 0
FixedInterchange | 0 | 0 | 0 | 0 | 0 | 0
Total Fuel Consumption by Reporting Type: AZ_NM_SNV_NucRenew
ReportingType | 2015 | 2020 | 2025 | 2030 | 2035 | 2040
BM | 0 | 0 | 0 | 0 | 0 | 237.55
CC | 0 | 0 | 0 | 0 | 0 | 0
CSP | 0 | 0 | 0 | 0 | 0 | 0
CT | 0 | 0 | 0 | 0 | 0 | 0
Coal | 0 | 0 | 0 | 0 | 0 | 0
Geo | 0 | 0 | 0.01 | 0.01 | 0.01 | 0.01
H | 0 | 0 | 0 | 0 | 0 | 0
LFG | 0 | 6.53 | 6.53 | 6.53 | 6.53 | 6.53
Nuc | 317.72 | 317.72 | 317.72 | 661.18 | 1223.25 | 1223.25
PS | 0 | 0 | 0 | 0 | 0 | 0
PV | 0 | 0 | 0 | 0 | 0 | 0
PeakG | 0 | 0 | 0 | 0 | 0 | 0
PeakO | 0 | 0 | 0 | 0 | 0 | 0
ST | 0 | 0 | 0 | 0 | 0.01 | 0.01
STOG | 0 | 0 | 0 | 0 | 0 | 0
STWD | 1.77 | 1.3 | 1.77 | 1.77 | 1.77 | 1.37
WT | 0 | 0.03 | 0.03 | 0.03 | 0.03 | 0.03
IGCC | 0 | 0 | 0 | 0 | 0 | 0
DemandResponse | 0 | 0 | 0 | 0 | 0 | 0
IGCC-CCS | 0 | 0 | 0 | 0 | 0 | 0
WT_off | 0 | 0 | 0 | 0 | 0 | 0
PseudoUnit | 0 | 0 | 0 | 0 | 0 | 0
FixedInterchange | 0 | 0 | 0 | 0 | 0 | 0
Total Fuel Consumption by Reporting Type: ERCOT
ReportingType | 2015 | 2020 | 2025 | 2030 | 2035 | 2040
BM | 1.28 | 0.76 | 2 | 14.07 | 311.74 | 242.15
CC | 1419.51 | 1215.73 | 1336.39 | 1070.44 | 362.62 | 236.14
CSP | 0 | 0 | 0 | 0 | 0 | 0
CT | 0 | 0 | 0.01 | 0.09 | 0 | 0
Coal | 475.29 | 234.28 | 49.47 | 50.74 | 50.74 | 46.02
Geo | 0 | 0 | 0 | 0 | 0 | 0
H | 0 | 0 | 0 | 0 | 0 | 0
LFG | 0 | 0 | 38.09 | 38.09 | 38.09 | 38.09
Nuc | 422.69 | 422.69 | 422.69 | 801.56 | 1672.54 | 1977.86
PS | 0 | 0 | 0 | 0 | 0 | 0
PV | 0 | 0 | 0 | 0 | 0 | 0
PeakG | 0 | 0 | 0 | 0.42 | 0.57 | 0.39
PeakO | 0 | 0 | 0 | 0 | 0 | 0
ST | 0 | 0 | 0 | 0 | 0 | 0
STOG | 27.95 | 19.63 | 22.21 | 8.5 | 0 | 0
STWD | 0 | 0 | 0 | 0 | 0 | 0
WT | 0.03 | 0.08 | 0.08 | 0.08 | 0.08 | 0.08
IGCC | 0 | 0 | 0 | 0 | 0 | 0
DemandResponse | 0 | 0 | 0 | 0 | 0 | 0
IGCC-CCS | 0 | 0 | 0 | 0 | 0 | 0
WT_off | 0 | 0 | 0 | 0 | 0 | 0
PseudoUnit | 0 | 0 | 0 | 0 | 0 | 0
FixedInterchange | 0 | 0 | 0 | 0 | 0 | 0
Total Fuel Consumption by Reporting Type: NP15
ReportingType | 2015 | 2020 | 2025 | 2030 | 2035 | 2040
BM | 0 | 0 | 0 | 0 | 81.84 | 63.03
CC | 419.58 | 369.33 | 334.75 | 168.99 | 60.8 | 37.32
CSP | 0 | 0 | 0 | 0 | 0 | 0
CT | 0 | 0 | 0 | 0 | 0 | 0
Coal | 16.77 | 0 | 0 | 0 | 0 | 0
Geo | 0.01 | 0.01 | 0.01 | 0.01 | 0.01 | 0.01
H | 0 | 0 | 0 | 0 | 0 | 0
LFG | 0 | 0 | 60.8 | 60.8 | 60.8 | 60.8
Nuc | 187.74 | 187.74 | 187.74 | 527.26 | 722.11 | 768.22
PS | 0 | 0 | 0 | 0 | 0 | 0
PV | 0 | 0 | 0 | 0 | 0 | 0
PeakG | 0 | 0 | 0 | 0 | 0 | 0
PeakO | 0 | 0 | 0 | 0 | 0 | 0
ST | 0 | 0 | 0 | 0 | 0 | 0
STOG | 0.66 | 0.99 | 0.35 | 0 | 0 | 0
STWD | 37.44 | 1.97 | 15.38 | 37.44 | 37.44 | 29.09
WT | 0 | 0.01 | 0.03 | 0.03 | 0.03 | 0.03
IGCC | 0 | 0 | 0 | 0 | 0 | 0
DemandResponse | 0 | 0 | 0 | 0 | 0 | 0
IGCC-CCS | 0 | 0 | 0 | 0 | 0 | 0
WT_off | 0 | 0 | 0 | 0 | 0 | 0
PseudoUnit | 0 | 0 | 0 | 0 | 0 | 0
FixedInterchange | 0 | 0 | 0 | 0 | 0 | 0
Total Fuel Consumption by Reporting Type: NWPP_Coal
ReportingType | 2015 | 2020 | 2025 | 2030 | 2035 | 2040
BM | 0 | 0 | 0 | 0 | 0 | 0
CC | 0 | 0 | 0 | 0 | 0 | 0
CSP | 0 | 0 | 0 | 0 | 0 | 0
CT | 0 | 0 | 0 | 0 | 0 | 0
Coal | 557.04 | 426.17 | 16.32 | 16.32 | 16.32 | 7.66
Geo | 0 | 0 | 0 | 0 | 0 | 0
H | 0 | 0 | 0 | 0 | 0 | 0
LFG | 0 | 0 | 0 | 0 | 0 | 0
Nuc | 0 | 0 | 0 | 0 | 0 | 0
PS | 0 | 0 | 0 | 0 | 0 | 0
PV | 0 | 0 | 0 | 0 | 0 | 0
PeakG | 0 | 0 | 0 | 0 | 0 | 0
PeakO | 0 | 0 | 0 | 0 | 0 | 0
ST | 0 | 0 | 0 | 0 | 0 | 0
STOG | 0 | 0 | 0 | 0 | 0 | 0
STWD | 0 | 0 | 0 | 0 | 0 | 0
WT | 0 | 0 | 0 | 0 | 0 | 0
IGCC | 0 | 0 | 0 | 0 | 0 | 0
DemandResponse | 0 | 0 | 0 | 0 | 0 | 0
IGCC-CCS | 0 | 0 | 0 | 0 | 0 | 0
WT_off | 0 | 0 | 0 | 0 | 0 | 0
PseudoUnit | 0 | 0 | 0 | 0 | 0 | 0
FixedInterchange | 0 | 0 | 0 | 0 | 0 | 0
Total Fuel Consumption by Reporting Type: NWPP_Gas
ReportingType | 2015 | 2020 | 2025 | 2030 | 2035 | 2040
BM | 0 | 0 | 0 | 0 | 0 | 0
CC | 318.06 | 318.06 | 268.28 | 167.08 | 6.33 | 1.24
CSP | 0 | 0 | 0 | 0 | 0 | 0
CT | 0 | 0 | 0 | 0 | 0 | 0
Coal | 0 | 0 | 0 | 0 | 0 | 0
Geo | 0 | 0 | 0 | 0 | 0 | 0
H | 0 | 0 | 0 | 0 | 0 | 0
LFG | 0 | 0 | 0 | 0 | 0 | 0
Nuc | 0 | 0 | 0 | 0 | 0 | 0
PS | 0 | 0 | 0 | 0 | 0 | 0
PV | 0 | 0 | 0 | 0 | 0 | 0
PeakG | 0 | 0 | 0 | 0 | 0 | 0
PeakO | 0 | 0 | 0 | 0 | 0 | 0
ST | 0 | 0 | 0 | 0 | 0 | 0
STOG | 0 | 0 | 0 | 0 | 0 | 0
STWD | 0 | 0 | 0 | 0 | 0 | 0
WT | 0 | 0 | 0 | 0 | 0 | 0
IGCC | 0 | 0 | 0 | 0 | 0 | 0
DemandResponse | 0 | 0 | 0 | 0 | 0 | 0
IGCC-CCS | 0 | 0 | 0 | 0 | 0 | 0
WT_off | 0 | 0 | 0 | 0 | 0 | 0
PseudoUnit | 0 | 0 | 0 | 0 | 0 | 0
FixedInterchange | 0 | 0 | 0 | 0 | 0 | 0
Total Fuel Consumption by Reporting Type: NWPP_NucRenew
ReportingType | 2015 | 2020 | 2025 | 2030 | 2035 | 2040
BM | 0 | 3.16 | 2.28 | 3.16 | 151.58 | 328.93
CC | 0 | 0 | 0 | 0 | 0 | 0
CSP | 0 | 0 | 0 | 0 | 0 | 0
CT | 0 | 0 | 0 | 0 | 0 | 0
Coal | 0 | 0 | 0 | 0 | 0 | 0
Geo | 0 | 0 | 0.01 | 0.01 | 0.01 | 0.01
H | 0 | 0 | 0 | 0 | 0 | 0
LFG | 2.74 | 2.74 | 29.05 | 29.05 | 29.05 | 29.05
Nuc | 88.66 | 88.66 | 88.66 | 254.69 | 396.38 | 396.38
PS | 0 | 0 | 0 | 0 | 0 | 0
PV | 0 | 0 | 0 | 0 | 0 | 0
PeakG | 0 | 0 | 0 | 0 | 0 | 0
PeakO | 0 | 0 | 0 | 0 | 0 | 0
ST | 0 | 0 | 0 | 0 | 0 | 0
STOG | 0 | 0 | 0 | 0 | 0 | 0
STWD | 0 | 0.06 | 21.78 | 46.18 | 46.18 | 21.78
WT | 0.02 | 0.03 | 0.06 | 0.07 | 0.07 | 0.07
IGCC | 0 | 0 | 0 | 0 | 0 | 0
DemandResponse | 0 | 0 | 0 | 0 | 0 | 0
IGCC-CCS | 0 | 0 | 0 | 0 | 0 | 0
WT_off | 0 | 0 | 0 | 0 | 0 | 0
PseudoUnit | 0 | 0 | 0 | 0 | 0 | 0
FixedInterchange | 0 | 0 | 0 | 0 | 0 | 0
Total Fuel Consumption by Reporting Type: RMPA
ReportingType | 2015 | 2020 | 2025 | 2030 | 2035 | 2040
BM | 0 | 0 | 0 | 0 | 137.72 | 160.72
CC | 82.44 | 57.74 | 99.66 | 64.19 | 18.3 | 12.62
CSP | 0 | 0 | 0 | 0 | 0 | 0
CT | 0 | 0 | 0 | 0 | 0 | 0
Coal | 516.91 | 414.74 | 69.42 | 37.65 | 37.63 | 18.94
Geo | 0 | 0 | 0.02 | 0.02 | 0.02 | 0.02
H | 0 | 0 | 0 | 0 | 0 | 0
LFG | 0.15 | 3.26 | 3.26 | 3.26 | 3.26 | 3.26
Nuc | 0 | 0 | 30.99 | 189.48 | 189.49 | 189.47
PS | 0 | 0 | 0 | 0 | 0 | 0
PV | 0 | 0 | 0 | 0 | 0 | 0
PeakG | 0 | 0 | 0 | 0 | 0.02 | 0
PeakO | 0 | 0 | 0 | 0 | 0 | 0
ST | 0 | 0 | 0 | 0 | 0 | 0
STOG | 0 | 0 | 0 | 0 | 0 | 0
STWD | 0 | 0 | 0 | 0 | 0 | 0
WT | 0.01 | 0.02 | 0.02 | 0.02 | 0.02 | 0.02
IGCC | 0 | 0 | 0 | 0 | 0 | 0
DemandResponse | 0 | 0 | 0 | 0 | 0 | 0
IGCC-CCS | 0 | 0 | 0 | 0 | 0 | 0
WT_off | 0 | 0 | 0 | 0 | 0 | 0
PseudoUnit | 0 | 0 | 0 | 0 | 0 | 0
FixedInterchange | 0 | 0 | 0 | 0 | 0 | 0
Total Fuel Consumption by Reporting Type: SP15
ReportingType | 2015 | 2020 | 2025 | 2030 | 2035 | 2040
BM | 0.58 | 0.36 | 0.58 | 0.58 | 65.48 | 50.51
CC | 583.2 | 465.62 | 455.27 | 414.13 | 160 | 97.93
CSP | 0 | 0 | 0 | 0 | 0 | 0
CT | 0 | 0 | 0 | 0 | 0 | 0
Coal | 15.7 | 8.42 | 0 | 0 | 0 | 0
Geo | 0.01 | 0.02 | 0.02 | 0.02 | 0.02 | 0.02
H | 0 | 0 | 0 | 0 | 0 | 0
LFG | 0.99 | 45.49 | 60.8 | 60.8 | 60.8 | 60.8
Nuc | 173.28 | 173.28 | 173.28 | 173.28 | 205.11 | 471.79
PS | 0 | 0 | 0 | 0 | 0 | 0
PV | 0 | 0 | 0 | 0 | 0 | 0
PeakG | 0 | 0 | 0 | 0 | 0 | 0
PeakO | 0 | 0 | 0 | 0 | 0 | 0
ST | 0 | 0 | 0.01 | 0.01 | 0.01 | 0.01
STOG | 5.58 | 0.42 | 0.94 | 2.58 | 1.12 | 0.47
STWD | 9.59 | 1.06 | 7.05 | 9.59 | 9.59 | 7.45
WT | 0.01 | 0.04 | 0.04 | 0.04 | 0.04 | 0.04
IGCC | 0 | 0 | 0 | 0 | 0 | 0
DemandResponse | 0 | 0 | 0 | 0 | 0 | 0
IGCC-CCS | 0 | 0 | 0 | 0 | 0 | 0
WT_off | 0 | 0 | 0 | 0 | 0 | 0
PseudoUnit | 0 | 0 | 0 | 0 | 0 | 0
FixedInterchange | 0 | 0 | 0 | 0 | 0 | 0
Total Fuel Consumption by Reporting Type: ALB
ReportingType | 2015 | 2020 | 2025 | 2030 | 2035 | 2040
BM | 0 | 0 | 0 | 0 | 0 | 0
CC | 124.78 | 129.38 | 128.46 | 0.04 | 0 | 0.04
CSP | 0 | 0 | 0 | 0 | 0 | 0
CT | 0 | 0 | 0 | 0 | 0 | 0
Coal | 470.15 | 470.15 | 457.65 | 0 | 0 | 0
Geo | 0 | 0 | 0 | 0 | 0 | 0
H | 0 | 0 | 0 | 0 | 0 | 0
LFG | 0 | 0 | 0 | 0 | 0 | 0
Nuc | 0 | 0 | 0.01 | 705.73 | 729.11 | 730.14
PS | 0 | 0 | 0 | 0 | 0 | 0
PV | 0 | 0 | 0 | 0 | 0 | 0
PeakG | 0 | 0 | 0 | 0 | 0 | 0.03
PeakO | 0 | 0 | 0 | 0 | 0 | 0
ST | 0 | 0 | 0 | 0 | 0 | 0
STOG | 0 | 0 | 0 | 0 | 0 | 0
STWD | 0 | 9.3 | 13.02 | 13.02 | 13.02 | 13.02
WT | 0 | 0 | 0 | 0 | 0 | 0
IGCC | 0 | 0 | 0 | 0 | 0 | 0
DemandResponse | 0 | 0 | 0 | 0 | 0 | 0
IGCC-CCS | 0 | 0 | 0 | 0 | 0 | 0
WT_off | 0 | 0 | 0 | 0 | 0 | 0
PseudoUnit | 0 | 0 | 0 | 0 | 0 | 0
FixedInterchange | 0 | 0 | 0 | 0 | 0 | 0
Total Fuel Consumption by Reporting Type: BC
ReportingType | 2015 | 2020 | 2025 | 2030 | 2035 | 2040
BM | 0 | 0 | 0 | 0 | 0 | 0
CC | 27.58 | 27.58 | 27.58 | 16.33 | 0 | 0
CSP | 0 | 0 | 0 | 0 | 0 | 0
CT | 0 | 0 | 0 | 0 | 0 | 0
Coal | 0 | 0 | 0 | 0 | 0 | 0
Geo | 0 | 0 | 0 | 0 | 0 | 0
H | 0 | 0 | 0 | 0 | 0 | 0
LFG | 0 | 0 | 0 | 0 | 0 | 0
Nuc | 0 | 0 | 0 | 58.49 | 97.53 | 97.48
PS | 0 | 0 | 0 | 0 | 0 | 0
PV | 0 | 0 | 0 | 0 | 0 | 0
PeakG | 0 | 0 | 0 | 0 | 0 | 0
PeakO | 0 | 0 | 0 | 0 | 0 | 0
ST | 0 | 0 | 0 | 0 | 0 | 0
STOG | 0 | 0 | 0 | 0 | 0 | 0
STWD | 0 | 25.04 | 34.91 | 41.58 | 41.58 | 41.58
WT | 0 | 0 | 0 | 0 | 0 | 0
IGCC | 0 | 0 | 0 | 0 | 0 | 0
DemandResponse | 0 | 0 | 0 | 0 | 0 | 0
IGCC-CCS | 0 | 0 | 0 | 0 | 0 | 0
WT_off | 0 | 0 | 0 | 0 | 0 | 0
PseudoUnit | 0 | 0 | 0 | 0 | 0 | 0
FixedInterchange | 0 | 0 | 0 | 0 | 0 | 0
Total Fuel Consumption by Reporting Type: HQ_IESO
ReportingType | 2015 | 2020 | 2025 | 2030 | 2035 | 2040
BM | 0 | 0 | 0 | 0 | 0 | 0
CC | 0 | 0 | 0 | 0 | 0 | 0
CSP | 0 | 0 | 0 | 0 | 0 | 0
CT | 0 | 0 | 0 | 0 | 0 | 0
Coal | 0 | 0 | 0 | 0 | 0 | 0
Geo | 0 | 0 | 0 | 0 | 0 | 0
H | 0 | 0 | 0 | 0 | 0 | 0
LFG | 0 | 0 | 0 | 0 | 0 | 0
Nuc | 0 | 0 | 0 | 0 | 0 | 0
PS | 0 | 0 | 0 | 0 | 0 | 0
PV | 0 | 0 | 0 | 0 | 0 | 0
PeakG | 0 | 0 | 0 | 0 | 0 | 0
PeakO | 0 | 0 | 0 | 0 | 0 | 0
ST | 0 | 0 | 0 | 0 | 0 | 0
STOG | 0 | 0 | 0 | 0 | 0 | 0
STWD | 0 | 0 | 0 | 0 | 0 | 0
WT | 0 | 0 | 0 | 0 | 0 | 0
IGCC | 0 | 0 | 0 | 0 | 0 | 0
DemandResponse | 0 | 0 | 0 | 0 | 0 | 0
IGCC-CCS | 0 | 0 | 0 | 0 | 0 | 0
WT_off | 0 | 0 | 0 | 0 | 0 | 0
PseudoUnit | 0 | 0 | 0 | 0 | 0 | 0
FixedInterchange | 0 | 0 | 0 | 0 | 0 | 0
Total Fuel Consumption by Reporting Type: HQ_NEISO
ReportingType | 2015 | 2020 | 2025 | 2030 | 2035 | 2040
BM | 0 | 0 | 0 | 0 | 0 | 0
CC | 0 | 0 | 0 | 0 | 0 | 0
CSP | 0 | 0 | 0 | 0 | 0 | 0
CT | 0 | 0 | 0 | 0 | 0 | 0
Coal | 0 | 0 | 0 | 0 | 0 | 0
Geo | 0 | 0 | 0 | 0 | 0 | 0
H | 0 | 0 | 0 | 0 | 0 | 0
LFG | 0 | 0 | 0 | 0 | 0 | 0
Nuc | 0 | 0 | 0 | 0 | 0.04 | 0.04
PS | 0 | 0 | 0 | 0 | 0 | 0
PV | 0 | 0 | 0 | 0 | 0 | 0
PeakG | 0 | 0 | 0 | 0 | 0 | 0
PeakO | 0 | 0 | 0 | 0 | 0 | 0
ST | 0 | 0 | 0 | 0 | 0 | 0
STOG | 0 | 0 | 0 | 0 | 0 | 0
STWD | 0 | 0 | 0 | 0 | 0 | 0
WT | 0 | 0 | 0 | 0 | 0 | 0
IGCC | 0 | 0 | 0 | 0 | 0 | 0
DemandResponse | 0 | 0 | 0 | 0 | 0 | 0
IGCC-CCS | 0 | 0 | 0 | 0 | 0 | 0
WT_off | 0 | 0 | 0 | 0 | 0 | 0
PseudoUnit | 0 | 0 | 0.01 | 0.01 | 0.01 | 0.01
FixedInterchange | 0.02 | 0.02 | 0.02 | 0.02 | 0.02 | 0.02
Total Fuel Consumption by Reporting Type: HQ_NY
ReportingType | 2015 | 2020 | 2025 | 2030 | 2035 | 2040
BM | 0 | 0 | 0 | 0 | 0 | 0
CC | 0 | 0 | 0 | 0 | 0 | 0
CSP | 0 | 0 | 0 | 0 | 0 | 0
CT | 0 | 0 | 0 | 0 | 0 | 0
Coal | 0 | 0 | 0 | 0 | 0 | 0
Geo | 0 | 0 | 0 | 0 | 0 | 0
H | 0 | 0 | 0 | 0 | 0 | 0
LFG | 0 | 0 | 0 | 0 | 0 | 0
Nuc | 0 | 0 | 0 | 0 | 0.04 | 0.04
PS | 0 | 0 | 0 | 0 | 0 | 0
PV | 0 | 0 | 0 | 0 | 0 | 0
PeakG | 0 | 0 | 0 | 0 | 0 | 0
PeakO | 0 | 0 | 0 | 0 | 0 | 0
ST | 0 | 0 | 0 | 0 | 0 | 0
STOG | 0 | 0 | 0 | 0 | 0 | 0
STWD | 0 | 0 | 0 | 0 | 0 | 0
WT | 0 | 0 | 0 | 0 | 0 | 0
IGCC | 0 | 0 | 0 | 0 | 0 | 0
DemandResponse | 0 | 0 | 0 | 0 | 0 | 0
IGCC-CCS | 0 | 0 | 0 | 0 | 0 | 0
WT_off | 0 | 0 | 0 | 0 | 0 | 0
PseudoUnit | 0 | 0.01 | 0.01 | 0.01 | 0.01 | 0.01
FixedInterchange | 0.01 | 0.01 | 0.01 | 0.01 | 0.01 | 0.01
Total Fuel Consumption by Reporting Type: MARITIMES
ReportingType | 2015 | 2020 | 2025 | 2030 | 2035 | 2040
BM | 0 | 0 | 0 | 0 | 0 | 0
CC | 0 | 0 | 0 | 0 | 0 | 0
CSP | 0 | 0 | 0 | 0 | 0 | 0
CT | 0 | 0 | 0 | 0 | 0 | 0
Coal | 0 | 0 | 0 | 0 | 0 | 0
Geo | 0 | 0 | 0 | 0 | 0 | 0
H | 0 | 0 | 0 | 0 | 0 | 0
LFG | 0 | 0 | 0 | 0 | 0 | 0
Nuc | 0 | 0 | 0 | 0 | 0.04 | 0.04
PS | 0 | 0 | 0 | 0 | 0 | 0
PV | 0 | 0 | 0 | 0 | 0 | 0
PeakG | 0 | 0 | 0 | 0 | 0 | 0
PeakO | 0 | 0 | 0 | 0 | 0 | 0
ST | 0 | 0 | 0 | 0 | 0 | 0
STOG | 0 | 0 | 0 | 0 | 0 | 0
STWD | 0 | 0 | 0 | 0 | 0 | 0
WT | 0 | 0 | 0 | 0 | 0 | 0
IGCC | 0 | 0 | 0 | 0 | 0 | 0
DemandResponse | 0 | 0 | 0 | 0 | 0 | 0
IGCC-CCS | 0 | 0 | 0 | 0 | 0 | 0
WT_off | 0 | 0 | 0 | 0 | 0 | 0
PseudoUnit | 0 | 0 | 0 | 0 | 0 | 0
FixedInterchange | 0.01 | 0.01 | 0.01 | 0.01 | 0.01 | 0.01
Total Fuel Consumption by Reporting Type: All
ReportingType | 2015 | 2020 | 2025 | 2030 | 2035 | 2040
BM | 29.28 | 10.39 | 22.16 | 67.42 | 7456.5 | 8894.1
CC | 10612.42 | 11263.05 | 11514.99 | 8483.44 | 2997.25 | 1428.14
CSP | 0 | 0 | 0 | 0 | 0 | 0
CT | 6.76 | 10.31 | 11.2 | 3.68 | 0.37 | 0.39
Coal | 11425.7 | 4790.61 | 1165.09 | 434.16 | 580.67 | 575.26
Geo | 0.02 | 0.04 | 0.07 | 0.07 | 0.07 | 0.07
H | 0 | 0.02 | 0.03 | 0.04 | 0.05 | 0.05
LFG | 20.69 | 230.83 | 468.63 | 546.48 | 546.48 | 546.54
Nuc | 9611.92 | 9919.97 | 10337.7 | 13872.25 | 15755.9 | 18198.24
PS | 0 | 0 | 0 | 0 | 0 | 0
PV | 0 | 0.01 | 0.01 | 0.04 | 0.04 | 0.04
PeakG | 33.14 | 38.58 | 55.31 | 40.56 | 19.76 | 20.54
PeakO | 0 | 0 | 0 | 0 | 0 | 0
ST | 0 | 0.01 | 0.01 | 0.01 | 0.02 | 0.02
STOG | 92.51 | 60.52 | 77.44 | 65.1 | 4.91 | 2.75
STWD | 146.53 | 72.29 | 135.46 | 278.24 | 367.7 | 276.16
WT | 0.18 | 0.71 | 0.89 | 0.91 | 0.92 | 0.93
IGCC | 40.45 | 35.3 | 6.62 | 0.18 | 0 | 0
DemandResponse | 0 | 0 | 0 | 0 | 0 | 0
IGCC-CCS | 0 | 0 | 0 | 0 | 0 | 0
WT_off | 0 | 0 | 0.06 | 0.21 | 0.25 | 0.25
PseudoUnit | 0 | 0.02 | 0.02 | 0.02 | 0.02 | 0.02
FixedInterchange | 0.04 | 0.04 | 0.04 | 0.04 | 0.04 | 0.04
Total Fuel Consumption by Reporting Type: EI_US
ReportingType | 2015 | 2020 | 2025 | 2030 | 2035 | 2040
BM | 27.42 | 6.12 | 17.3 | 49.6 | 6707.71 | 7810.39
CC | 7049.8 | 8267.69 | 8396.5 | 6272.83 | 2296.14 | 983.91
CSP | 0 | 0 | 0 | 0 | 0 | 0
CT | 6.72 | 10.31 | 11.19 | 3.59 | 0.37 | 0.39
Coal | 8860.26 | 2769.63 | 480.38 | 329.19 | 475.14 | 502.24
Geo | 0 | 0 | 0 | 0 | 0 | 0
H | 0 | 0.01 | 0.01 | 0.01 | 0.02 | 0.02
LFG | 15.24 | 171.25 | 268.54 | 346.39 | 346.39 | 346.39
Nuc | 7357.11 | 7674.54 | 8073.41 | 9435.86 | 9539.91 | 11489.12
PS | 0 | 0 | 0 | 0 | 0 | 0
PV | 0 | 0 | 0.01 | 0.03 | 0.04 | 0.04
PeakG | 32.4 | 37.9 | 55.31 | 40.14 | 19.18 | 20.12
PeakO | 0 | 0 | 0 | 0 | 0 | 0
ST | 0 | 0 | 0 | 0 | 0 | 0
STOG | 58.16 | 39.49 | 53.94 | 54.02 | 3.79 | 2.28
STWD | 97.62 | 33.51 | 41.55 | 128.38 | 217.87 | 155.89
WT | 0.11 | 0.48 | 0.61 | 0.62 | 0.63 | 0.64
IGCC | 40.45 | 35.3 | 6.62 | 0.18 | 0 | 0
DemandResponse | 0 | 0 | 0 | 0 | 0 | 0
IGCC-CCS | 0 | 0 | 0 | 0 | 0 | 0
WT_off | 0 | 0 | 0.06 | 0.21 | 0.25 | 0.25
PseudoUnit | 0 | 0.02 | 0.02 | 0.02 | 0.02 | 0.02
FixedInterchange | 0.03 | 0.03 | 0.03 | 0.03 | 0.03 | 0.03
Total Fuel Consumption by Reporting Type: EI_Canada
ReportingType | 2015 | 2020 | 2025 | 2030 | 2035 | 2040
BM | 0 | 0 | 0 | 0 | 0.43 | 0.82
CC | 91.16 | 43.01 | 6.56 | 0.29 | 0.3 | 0.49
CSP | 0 | 0 | 0 | 0 | 0 | 0
CT | 0.04 | 0 | 0 | 0 | 0 | 0
Coal | 2.99 | 0.6 | 0 | 0 | 0 | 0
Geo | 0 | 0 | 0 | 0 | 0 | 0
H | 0 | 0 | 0.01 | 0.03 | 0.03 | 0.03
LFG | 1.56 | 1.56 | 1.56 | 1.56 | 1.56 | 1.61
Nuc | 1064.72 | 1055.34 | 1043.2 | 1064.72 | 980.48 | 854.53
PS | 0 | 0 | 0 | 0 | 0 | 0
PV | 0 | 0 | 0 | 0 | 0 | 0
PeakG | 0.74 | 0.68 | 0 | 0 | 0 | 0
PeakO | 0 | 0 | 0 | 0 | 0 | 0
ST | 0 | 0 | 0 | 0 | 0 | 0
STOG | 0.16 | 0 | 0 | 0 | 0 | 0
STWD | 0.11 | 0.05 | 0 | 0.28 | 0.25 | 6
WT | 0.01 | 0.01 | 0.01 | 0.01 | 0.01 | 0.01
IGCC | 0 | 0 | 0 | 0 | 0 | 0
DemandResponse | 0 | 0 | 0 | 0 | 0 | 0
IGCC-CCS | 0 | 0 | 0 | 0 | 0 | 0
WT_off | 0 | 0 | 0 | 0 | 0 | 0
PseudoUnit | 0 | 0 | 0 | 0 | 0 | 0
FixedInterchange | 0 | 0 | 0 | 0 | 0 | 0
Total Fuel Consumption by Reporting Type: EI
ReportingType | 2015 | 2020 | 2025 | 2030 | 2035 | 2040
BM | 27.42 | 6.12 | 17.3 | 49.6 | 6708.14 | 7811.21
CC | 7140.96 | 8310.71 | 8403.06 | 6273.12 | 2296.44 | 984.4
CSP | 0 | 0 | 0 | 0 | 0 | 0
CT | 6.76 | 10.31 | 11.19 | 3.59 | 0.37 | 0.39
Coal | 8863.25 | 2770.23 | 480.38 | 329.19 | 475.14 | 502.24
Geo | 0 | 0 | 0 | 0 | 0 | 0
H | 0 | 0.02 | 0.03 | 0.04 | 0.04 | 0.04
LFG | 16.8 | 172.81 | 270.11 | 347.95 | 347.95 | 348.01
Nuc | 8421.83 | 8729.89 | 9116.61 | 10500.58 | 10520.39 | 12343.65
PS | 0 | 0 | 0 | 0 | 0 | 0
PV | 0 | 0 | 0.01 | 0.03 | 0.04 | 0.04
PeakG | 33.14 | 38.58 | 55.31 | 40.14 | 19.18 | 20.12
PeakO | 0 | 0 | 0 | 0 | 0 | 0
ST | 0 | 0 | 0 | 0 | 0 | 0
STOG | 58.33 | 39.49 | 53.94 | 54.02 | 3.79 | 2.28
STWD | 97.73 | 33.56 | 41.55 | 128.66 | 218.12 | 161.88
WT | 0.12 | 0.49 | 0.62 | 0.63 | 0.64 | 0.65
IGCC | 40.45 | 35.3 | 6.62 | 0.18 | 0 | 0
DemandResponse | 0 | 0 | 0 | 0 | 0 | 0
IGCC-CCS | 0 | 0 | 0 | 0 | 0 | 0
WT_off | 0 | 0 | 0.06 | 0.21 | 0.25 | 0.25
PseudoUnit | 0 | 0.02 | 0.02 | 0.02 | 0.02 | 0.02
FixedInterchange | 0.04 | 0.04 | 0.04 | 0.04 | 0.04 | 0.04
Total Fuel Consumption by Reporting Type: Outside_EI
ReportingType | 2015 | 2020 | 2025 | 2030 | 2035 | 2040
BM | 1.86 | 4.27 | 4.86 | 17.82 | 748.36 | 1082.89
CC | 3471.46 | 2952.35 | 3111.93 | 2210.32 | 700.81 | 443.74
CSP | 0 | 0 | 0 | 0 | 0 | 0
CT | 0 | 0 | 0.01 | 0.09 | 0 | 0
Coal | 2562.45 | 2020.38 | 684.71 | 104.97 | 105.53 | 73.02
Geo | 0.02 | 0.04 | 0.07 | 0.07 | 0.07 | 0.07
H | 0 | 0 | 0 | 0 | 0 | 0
LFG | 3.89 | 58.03 | 198.53 | 198.53 | 198.53 | 198.53
Nuc | 1190.09 | 1190.09 | 1221.09 | 3371.67 | 5235.51 | 5854.59
PS | 0 | 0 | 0 | 0 | 0 | 0
PV | 0 | 0 | 0 | 0 | 0 | 0
PeakG | 0 | 0 | 0 | 0.42 | 0.59 | 0.42
PeakO | 0 | 0 | 0 | 0 | 0 | 0
ST | 0 | 0.01 | 0.01 | 0.01 | 0.02 | 0.02
STOG | 34.19 | 21.04 | 23.5 | 11.08 | 1.12 | 0.47
STWD | 48.8 | 38.72 | 93.9 | 149.58 | 149.58 | 114.28
WT | 0.06 | 0.22 | 0.27 | 0.28 | 0.28 | 0.29
IGCC | 0 | 0 | 0 | 0 | 0 | 0
DemandResponse | 0 | 0 | 0 | 0 | 0 | 0
IGCC-CCS | 0 | 0 | 0 | 0 | 0 | 0
WT_off | 0 | 0 | 0 | 0 | 0 | 0
PseudoUnit | 0 | 0 | 0 | 0 | 0 | 0
FixedInterchange | 0 | 0 | 0 | 0 | 0 | 0
#5 | Annual Emmission Levels
SO2 Emissions (MMshortTons): Entergy
ReportingType | 2015 | 2020 | 2025 | 2030 | 2035 | 2040
BM | 0 | 0 | 0 | 0 | 0 | 0
CC | 0 | 0 | 0 | 0 | 0 | 0
CSP | 0 | 0 | 0 | 0 | 0 | 0
CT | 0 | 0 | 0 | 0 | 0 | 0
Coal | 0.31 | 0 | 0 | 0 | 0 | 0
Geo | 0 | 0 | 0 | 0 | 0 | 0
H | 0 | 0 | 0 | 0 | 0 | 0
LFG | 0 | 0 | 0 | 0 | 0 | 0
Nuc | 0 | 0 | 0 | 0 | 0 | 0
PS | 0 | 0 | 0 | 0 | 0 | 0
PV | 0 | 0 | 0 | 0 | 0 | 0
PeakG | 0 | 0 | 0 | 0 | 0 | 0
PeakO | 0 | 0 | 0 | 0 | 0 | 0
ST | 0 | 0 | 0 | 0 | 0 | 0
STOG | 0 | 0 | 0 | 0 | 0 | 0
STWD | 0 | 0 | 0 | 0 | 0 | 0
WT | 0 | 0 | 0 | 0 | 0 | 0
IGCC | 0 | 0 | 0 | 0 | 0 | 0
DemandResponse | 0 | 0 | 0 | 0 | 0 | 0
IGCC-CCS | 0 | 0 | 0 | 0 | 0 | 0
WT_off | 0 | 0 | 0 | 0 | 0 | 0
PseudoUnit | 0 | 0 | 0 | 0 | 0 | 0
FixedInterchange | 0 | 0 | 0 | 0 | 0 | 0
SO2 Emissions (MMshortTons): FRCC
ReportingType | 2015 | 2020 | 2025 | 2030 | 2035 | 2040
BM | 0 | 0 | 0 | 0 | 0 | 0
CC | 0 | 0 | 0 | 0 | 0 | 0
CSP | 0 | 0 | 0 | 0 | 0 | 0
CT | 0 | 0 | 0 | 0 | 0 | 0
Coal | 0.04 | 0 | 0 | 0 | 0 | 0
Geo | 0 | 0 | 0 | 0 | 0 | 0
H | 0 | 0 | 0 | 0 | 0 | 0
LFG | 0 | 0 | 0 | 0 | 0 | 0
Nuc | 0 | 0 | 0 | 0 | 0 | 0
PS | 0 | 0 | 0 | 0 | 0 | 0
PV | 0 | 0 | 0 | 0 | 0 | 0
PeakG | 0 | 0 | 0 | 0 | 0 | 0
PeakO | 0 | 0 | 0 | 0 | 0 | 0
ST | 0 | 0 | 0 | 0 | 0 | 0
STOG | 0 | 0 | 0 | 0 | 0 | 0
STWD | 0 | 0 | 0 | 0 | 0 | 0
WT | 0 | 0 | 0 | 0 | 0 | 0
IGCC | 0 | 0 | 0 | 0 | 0 | 0
DemandResponse | 0 | 0 | 0 | 0 | 0 | 0
IGCC-CCS | 0 | 0 | 0 | 0 | 0 | 0
WT_off | 0 | 0 | 0 | 0 | 0 | 0
PseudoUnit | 0 | 0 | 0 | 0 | 0 | 0
FixedInterchange | 0 | 0 | 0 | 0 | 0 | 0
SO2 Emissions (MMshortTons): MAPP_US
ReportingType | 2015 | 2020 | 2025 | 2030 | 2035 | 2040
BM | 0 | 0 | 0 | 0 | 0 | 0
CC | 0 | 0 | 0 | 0 | 0 | 0
CSP | 0 | 0 | 0 | 0 | 0 | 0
CT | 0 | 0 | 0 | 0 | 0 | 0
Coal | 0.03 | 0 | 0 | 0 | 0 | 0
Geo | 0 | 0 | 0 | 0 | 0 | 0
H | 0 | 0 | 0 | 0 | 0 | 0
LFG | 0 | 0 | 0 | 0 | 0 | 0
Nuc | 0 | 0 | 0 | 0 | 0 | 0
PS | 0 | 0 | 0 | 0 | 0 | 0
PV | 0 | 0 | 0 | 0 | 0 | 0
PeakG | 0 | 0 | 0 | 0 | 0 | 0
PeakO | 0 | 0 | 0 | 0 | 0 | 0
ST | 0 | 0 | 0 | 0 | 0 | 0
STOG | 0 | 0 | 0 | 0 | 0 | 0
STWD | 0 | 0 | 0 | 0 | 0 | 0
WT | 0 | 0 | 0 | 0 | 0 | 0
IGCC | 0 | 0 | 0 | 0 | 0 | 0
DemandResponse | 0 | 0 | 0 | 0 | 0 | 0
IGCC-CCS | 0 | 0 | 0 | 0 | 0 | 0
WT_off | 0 | 0 | 0 | 0 | 0 | 0
PseudoUnit | 0 | 0 | 0 | 0 | 0 | 0
FixedInterchange | 0 | 0 | 0 | 0 | 0 | 0
SO2 Emissions (MMshortTons): MISO_IN
ReportingType | 2015 | 2020 | 2025 | 2030 | 2035 | 2040
BM | 0 | 0 | 0 | 0 | 0 | 0
CC | 0 | 0 | 0 | 0 | 0 | 0
CSP | 0 | 0 | 0 | 0 | 0 | 0
CT | 0 | 0 | 0 | 0 | 0 | 0
Coal | 0.23 | 0.03 | 0 | 0 | 0.01 | 0.01
Geo | 0 | 0 | 0 | 0 | 0 | 0
H | 0 | 0 | 0 | 0 | 0 | 0
LFG | 0 | 0 | 0 | 0 | 0 | 0
Nuc | 0 | 0 | 0 | 0 | 0 | 0
PS | 0 | 0 | 0 | 0 | 0 | 0
PV | 0 | 0 | 0 | 0 | 0 | 0
PeakG | 0 | 0 | 0 | 0 | 0 | 0
PeakO | 0 | 0 | 0 | 0 | 0 | 0
ST | 0 | 0 | 0 | 0 | 0 | 0
STOG | 0 | 0 | 0 | 0 | 0 | 0
STWD | 0 | 0 | 0 | 0 | 0 | 0
WT | 0 | 0 | 0 | 0 | 0 | 0
IGCC | 0 | 0 | 0 | 0 | 0 | 0
DemandResponse | 0 | 0 | 0 | 0 | 0 | 0
IGCC-CCS | 0 | 0 | 0 | 0 | 0 | 0
WT_off | 0 | 0 | 0 | 0 | 0 | 0
PseudoUnit | 0 | 0 | 0 | 0 | 0 | 0
FixedInterchange | 0 | 0 | 0 | 0 | 0 | 0
SO2 Emissions (MMshortTons): MISO_MI
ReportingType | 2015 | 2020 | 2025 | 2030 | 2035 | 2040
BM | 0 | 0 | 0 | 0 | 0 | 0
CC | 0 | 0 | 0 | 0 | 0 | 0
CSP | 0 | 0 | 0 | 0 | 0 | 0
CT | 0 | 0 | 0 | 0 | 0 | 0
Coal | 0.12 | 0 | 0 | 0 | 0 | 0
Geo | 0 | 0 | 0 | 0 | 0 | 0
H | 0 | 0 | 0 | 0 | 0 | 0
LFG | 0 | 0 | 0 | 0 | 0 | 0
Nuc | 0 | 0 | 0 | 0 | 0 | 0
PS | 0 | 0 | 0 | 0 | 0 | 0
PV | 0 | 0 | 0 | 0 | 0 | 0
PeakG | 0 | 0 | 0 | 0 | 0 | 0
PeakO | 0 | 0 | 0 | 0 | 0 | 0
ST | 0 | 0 | 0 | 0 | 0 | 0
STOG | 0 | 0 | 0 | 0 | 0 | 0
STWD | 0 | 0 | 0 | 0 | 0 | 0
WT | 0 | 0 | 0 | 0 | 0 | 0
IGCC | 0 | 0 | 0 | 0 | 0 | 0
DemandResponse | 0 | 0 | 0 | 0 | 0 | 0
IGCC-CCS | 0 | 0 | 0 | 0 | 0 | 0
WT_off | 0 | 0 | 0 | 0 | 0 | 0
PseudoUnit | 0 | 0 | 0 | 0 | 0 | 0
FixedInterchange | 0 | 0 | 0 | 0 | 0 | 0
SO2 Emissions (MMshortTons): MISO_MO-IL
ReportingType | 2015 | 2020 | 2025 | 2030 | 2035 | 2040
BM | 0 | 0 | 0 | 0 | 0 | 0
CC | 0 | 0 | 0 | 0 | 0 | 0
CSP | 0 | 0 | 0 | 0 | 0 | 0
CT | 0 | 0 | 0 | 0 | 0 | 0
Coal | 0.37 | 0 | 0 | 0 | 0 | 0
Geo | 0 | 0 | 0 | 0 | 0 | 0
H | 0 | 0 | 0 | 0 | 0 | 0
LFG | 0 | 0 | 0 | 0 | 0 | 0
Nuc | 0 | 0 | 0 | 0 | 0 | 0
PS | 0 | 0 | 0 | 0 | 0 | 0
PV | 0 | 0 | 0 | 0 | 0 | 0
PeakG | 0 | 0 | 0 | 0 | 0 | 0
PeakO | 0 | 0 | 0 | 0 | 0 | 0
ST | 0 | 0 | 0 | 0 | 0 | 0
STOG | 0 | 0 | 0 | 0 | 0 | 0
STWD | 0 | 0 | 0 | 0 | 0 | 0
WT | 0 | 0 | 0 | 0 | 0 | 0
IGCC | 0 | 0 | 0 | 0 | 0 | 0
DemandResponse | 0 | 0 | 0 | 0 | 0 | 0
IGCC-CCS | 0 | 0 | 0 | 0 | 0 | 0
WT_off | 0 | 0 | 0 | 0 | 0 | 0
PseudoUnit | 0 | 0 | 0 | 0 | 0 | 0
FixedInterchange | 0 | 0 | 0 | 0 | 0 | 0
SO2 Emissions (MMshortTons): MISO_W
ReportingType | 2015 | 2020 | 2025 | 2030 | 2035 | 2040
BM | 0 | 0 | 0 | 0 | 0 | 0
CC | 0 | 0 | 0 | 0 | 0 | 0
CSP | 0 | 0 | 0 | 0 | 0 | 0
CT | 0 | 0 | 0 | 0 | 0 | 0
Coal | 0.2 | 0 | 0 | 0 | 0 | 0
Geo | 0 | 0 | 0 | 0 | 0 | 0
H | 0 | 0 | 0 | 0 | 0 | 0
LFG | 0 | 0 | 0 | 0 | 0 | 0
Nuc | 0 | 0 | 0 | 0 | 0 | 0
PS | 0 | 0 | 0 | 0 | 0 | 0
PV | 0 | 0 | 0 | 0 | 0 | 0
PeakG | 0 | 0 | 0 | 0 | 0 | 0
PeakO | 0 | 0 | 0 | 0 | 0 | 0
ST | 0 | 0 | 0 | 0 | 0 | 0
STOG | 0 | 0 | 0 | 0 | 0 | 0
STWD | 0 | 0 | 0 | 0 | 0 | 0
WT | 0 | 0 | 0 | 0 | 0 | 0
IGCC | 0 | 0 | 0 | 0 | 0 | 0
DemandResponse | 0 | 0 | 0 | 0 | 0 | 0
IGCC-CCS | 0 | 0 | 0 | 0 | 0 | 0
WT_off | 0 | 0 | 0 | 0 | 0 | 0
PseudoUnit | 0 | 0 | 0 | 0 | 0 | 0
FixedInterchange | 0 | 0 | 0 | 0 | 0 | 0
SO2 Emissions (MMshortTons): MISO_WUMS
ReportingType | 2015 | 2020 | 2025 | 2030 | 2035 | 2040
BM | 0 | 0 | 0 | 0 | 0 | 0
CC | 0 | 0 | 0 | 0 | 0 | 0
CSP | 0 | 0 | 0 | 0 | 0 | 0
CT | 0 | 0 | 0 | 0 | 0 | 0
Coal | 0.03 | 0 | 0 | 0 | 0 | 0
Geo | 0 | 0 | 0 | 0 | 0 | 0
H | 0 | 0 | 0 | 0 | 0 | 0
LFG | 0 | 0 | 0 | 0 | 0 | 0
Nuc | 0 | 0 | 0 | 0 | 0 | 0
PS | 0 | 0 | 0 | 0 | 0 | 0
PV | 0 | 0 | 0 | 0 | 0 | 0
PeakG | 0 | 0 | 0 | 0 | 0 | 0
PeakO | 0 | 0 | 0 | 0 | 0 | 0
ST | 0 | 0 | 0 | 0 | 0 | 0
STOG | 0 | 0 | 0 | 0 | 0 | 0
STWD | 0 | 0 | 0 | 0 | 0 | 0
WT | 0 | 0 | 0 | 0 | 0 | 0
IGCC | 0 | 0 | 0 | 0 | 0 | 0
DemandResponse | 0 | 0 | 0 | 0 | 0 | 0
IGCC-CCS | 0 | 0 | 0 | 0 | 0 | 0
WT_off | 0 | 0 | 0 | 0 | 0 | 0
PseudoUnit | 0 | 0 | 0 | 0 | 0 | 0
FixedInterchange | 0 | 0 | 0 | 0 | 0 | 0
SO2 Emissions (MMshortTons): Nebraska
ReportingType | 2015 | 2020 | 2025 | 2030 | 2035 | 2040
BM | 0 | 0 | 0 | 0 | 0 | 0
CC | 0 | 0 | 0 | 0 | 0 | 0
CSP | 0 | 0 | 0 | 0 | 0 | 0
CT | 0 | 0 | 0 | 0 | 0 | 0
Coal | 0.1 | 0 | 0 | 0 | 0 | 0
Geo | 0 | 0 | 0 | 0 | 0 | 0
H | 0 | 0 | 0 | 0 | 0 | 0
LFG | 0 | 0 | 0 | 0 | 0 | 0
Nuc | 0 | 0 | 0 | 0 | 0 | 0
PS | 0 | 0 | 0 | 0 | 0 | 0
PV | 0 | 0 | 0 | 0 | 0 | 0
PeakG | 0 | 0 | 0 | 0 | 0 | 0
PeakO | 0 | 0 | 0 | 0 | 0 | 0
ST | 0 | 0 | 0 | 0 | 0 | 0
STOG | 0 | 0 | 0 | 0 | 0 | 0
STWD | 0 | 0 | 0 | 0 | 0 | 0
WT | 0 | 0 | 0 | 0 | 0 | 0
IGCC | 0 | 0 | 0 | 0 | 0 | 0
DemandResponse | 0 | 0 | 0 | 0 | 0 | 0
IGCC-CCS | 0 | 0 | 0 | 0 | 0 | 0
WT_off | 0 | 0 | 0 | 0 | 0 | 0
PseudoUnit | 0 | 0 | 0 | 0 | 0 | 0
FixedInterchange | 0 | 0 | 0 | 0 | 0 | 0
SO2 Emissions (MMshortTons): NEISO
ReportingType | 2015 | 2020 | 2025 | 2030 | 2035 | 2040
BM | 0 | 0 | 0 | 0 | 0 | 0
CC | 0 | 0 | 0 | 0 | 0 | 0
CSP | 0 | 0 | 0 | 0 | 0 | 0
CT | 0 | 0 | 0 | 0 | 0 | 0
Coal | 0 | 0 | 0 | 0 | 0 | 0
Geo | 0 | 0 | 0 | 0 | 0 | 0
H | 0 | 0 | 0 | 0 | 0 | 0
LFG | 0 | 0 | 0 | 0 | 0 | 0
Nuc | 0 | 0 | 0 | 0 | 0 | 0
PS | 0 | 0 | 0 | 0 | 0 | 0
PV | 0 | 0 | 0 | 0 | 0 | 0
PeakG | 0 | 0 | 0 | 0 | 0 | 0
PeakO | 0 | 0 | 0 | 0 | 0 | 0
ST | 0 | 0 | 0 | 0 | 0 | 0
STOG | 0 | 0 | 0 | 0 | 0 | 0
STWD | 0 | 0 | 0 | 0 | 0 | 0
WT | 0 | 0 | 0 | 0 | 0 | 0
IGCC | 0 | 0 | 0 | 0 | 0 | 0
DemandResponse | 0 | 0 | 0 | 0 | 0 | 0
IGCC-CCS | 0 | 0 | 0 | 0 | 0 | 0
WT_off | 0 | 0 | 0 | 0 | 0 | 0
PseudoUnit | 0 | 0 | 0 | 0 | 0 | 0
FixedInterchange | 0 | 0 | 0 | 0 | 0 | 0
SO2 Emissions (MMshortTons): NonRTO_Midwest
ReportingType | 2015 | 2020 | 2025 | 2030 | 2035 | 2040
BM | 0 | 0 | 0 | 0 | 0 | 0
CC | 0 | 0 | 0 | 0 | 0 | 0
CSP | 0 | 0 | 0 | 0 | 0 | 0
CT | 0 | 0 | 0 | 0 | 0 | 0
Coal | 0.13 | 0.03 | 0.01 | 0 | 0 | 0
Geo | 0 | 0 | 0 | 0 | 0 | 0
H | 0 | 0 | 0 | 0 | 0 | 0
LFG | 0 | 0 | 0 | 0 | 0 | 0
Nuc | 0 | 0 | 0 | 0 | 0 | 0
PS | 0 | 0 | 0 | 0 | 0 | 0
PV | 0 | 0 | 0 | 0 | 0 | 0
PeakG | 0 | 0 | 0 | 0 | 0 | 0
PeakO | 0 | 0 | 0 | 0 | 0 | 0
ST | 0 | 0 | 0 | 0 | 0 | 0
STOG | 0 | 0 | 0 | 0 | 0 | 0
STWD | 0 | 0 | 0 | 0 | 0 | 0
WT | 0 | 0 | 0 | 0 | 0 | 0
IGCC | 0 | 0 | 0 | 0 | 0 | 0
DemandResponse | 0 | 0 | 0 | 0 | 0 | 0
IGCC-CCS | 0 | 0 | 0 | 0 | 0 | 0
WT_off | 0 | 0 | 0 | 0 | 0 | 0
PseudoUnit | 0 | 0 | 0 | 0 | 0 | 0
FixedInterchange | 0 | 0 | 0 | 0 | 0 | 0
SO2 Emissions (MMshortTons): NYISO_A-F
ReportingType | 2015 | 2020 | 2025 | 2030 | 2035 | 2040
BM | 0 | 0 | 0 | 0 | 0 | 0
CC | 0 | 0 | 0 | 0 | 0 | 0
CSP | 0 | 0 | 0 | 0 | 0 | 0
CT | 0 | 0 | 0 | 0 | 0 | 0
Coal | 0 | 0 | 0 | 0 | 0 | 0
Geo | 0 | 0 | 0 | 0 | 0 | 0
H | 0 | 0 | 0 | 0 | 0 | 0
LFG | 0 | 0 | 0 | 0 | 0 | 0
Nuc | 0 | 0 | 0 | 0 | 0 | 0
PS | 0 | 0 | 0 | 0 | 0 | 0
PV | 0 | 0 | 0 | 0 | 0 | 0
PeakG | 0 | 0 | 0 | 0 | 0 | 0
PeakO | 0 | 0 | 0 | 0 | 0 | 0
ST | 0 | 0 | 0 | 0 | 0 | 0
STOG | 0 | 0 | 0 | 0 | 0 | 0
STWD | 0 | 0 | 0 | 0 | 0 | 0
WT | 0 | 0 | 0 | 0 | 0 | 0
IGCC | 0 | 0 | 0 | 0 | 0 | 0
DemandResponse | 0 | 0 | 0 | 0 | 0 | 0
IGCC-CCS | 0 | 0 | 0 | 0 | 0 | 0
WT_off | 0 | 0 | 0 | 0 | 0 | 0
PseudoUnit | 0 | 0 | 0 | 0 | 0 | 0
FixedInterchange | 0 | 0 | 0 | 0 | 0 | 0
SO2 Emissions (MMshortTons): NYISO_G-I
ReportingType | 2015 | 2020 | 2025 | 2030 | 2035 | 2040
BM | 0 | 0 | 0 | 0 | 0 | 0
CC | 0 | 0 | 0 | 0 | 0 | 0
CSP | 0 | 0 | 0 | 0 | 0 | 0
CT | 0 | 0 | 0 | 0 | 0 | 0
Coal | 0 | 0 | 0 | 0 | 0 | 0
Geo | 0 | 0 | 0 | 0 | 0 | 0
H | 0 | 0 | 0 | 0 | 0 | 0
LFG | 0 | 0 | 0 | 0 | 0 | 0
Nuc | 0 | 0 | 0 | 0 | 0 | 0
PS | 0 | 0 | 0 | 0 | 0 | 0
PV | 0 | 0 | 0 | 0 | 0 | 0
PeakG | 0 | 0 | 0 | 0 | 0 | 0
PeakO | 0 | 0 | 0 | 0 | 0 | 0
ST | 0 | 0 | 0 | 0 | 0 | 0
STOG | 0 | 0 | 0 | 0 | 0 | 0
STWD | 0 | 0 | 0 | 0 | 0 | 0
WT | 0 | 0 | 0 | 0 | 0 | 0
IGCC | 0 | 0 | 0 | 0 | 0 | 0
DemandResponse | 0 | 0 | 0 | 0 | 0 | 0
IGCC-CCS | 0 | 0 | 0 | 0 | 0 | 0
WT_off | 0 | 0 | 0 | 0 | 0 | 0
PseudoUnit | 0 | 0 | 0 | 0 | 0 | 0
FixedInterchange | 0 | 0 | 0 | 0 | 0 | 0
SO2 Emissions (MMshortTons): NYISO_J-K
ReportingType | 2015 | 2020 | 2025 | 2030 | 2035 | 2040
BM | 0 | 0 | 0 | 0 | 0 | 0
CC | 0 | 0 | 0 | 0 | 0 | 0
CSP | 0 | 0 | 0 | 0 | 0 | 0
CT | 0 | 0 | 0 | 0 | 0 | 0
Coal | 0 | 0 | 0 | 0 | 0 | 0
Geo | 0 | 0 | 0 | 0 | 0 | 0
H | 0 | 0 | 0 | 0 | 0 | 0
LFG | 0 | 0 | 0 | 0 | 0 | 0
Nuc | 0 | 0 | 0 | 0 | 0 | 0
PS | 0 | 0 | 0 | 0 | 0 | 0
PV | 0 | 0 | 0 | 0 | 0 | 0
PeakG | 0 | 0 | 0 | 0 | 0 | 0
PeakO | 0 | 0 | 0 | 0 | 0 | 0
ST | 0 | 0 | 0 | 0 | 0 | 0
STOG | 0 | 0 | 0 | 0 | 0 | 0
STWD | 0 | 0 | 0 | 0 | 0 | 0
WT | 0 | 0 | 0 | 0 | 0 | 0
IGCC | 0 | 0 | 0 | 0 | 0 | 0
DemandResponse | 0 | 0 | 0 | 0 | 0 | 0
IGCC-CCS | 0 | 0 | 0 | 0 | 0 | 0
WT_off | 0 | 0 | 0 | 0 | 0 | 0
PseudoUnit | 0 | 0 | 0 | 0 | 0 | 0
FixedInterchange | 0 | 0 | 0 | 0 | 0 | 0
SO2 Emissions (MMshortTons): PJM_E
ReportingType | 2015 | 2020 | 2025 | 2030 | 2035 | 2040
BM | 0 | 0 | 0 | 0 | 0 | 0
CC | 0 | 0 | 0 | 0 | 0 | 0
CSP | 0 | 0 | 0 | 0 | 0 | 0
CT | 0 | 0 | 0 | 0 | 0 | 0
Coal | 0 | 0 | 0 | 0 | 0 | 0
Geo | 0 | 0 | 0 | 0 | 0 | 0
H | 0 | 0 | 0 | 0 | 0 | 0
LFG | 0 | 0 | 0 | 0 | 0 | 0
Nuc | 0 | 0 | 0 | 0 | 0 | 0
PS | 0 | 0 | 0 | 0 | 0 | 0
PV | 0 | 0 | 0 | 0 | 0 | 0
PeakG | 0 | 0 | 0 | 0 | 0 | 0
PeakO | 0 | 0 | 0 | 0 | 0 | 0
ST | 0 | 0 | 0 | 0 | 0 | 0
STOG | 0 | 0 | 0 | 0 | 0 | 0
STWD | 0 | 0 | 0 | 0 | 0 | 0
WT | 0 | 0 | 0 | 0 | 0 | 0
IGCC | 0 | 0 | 0 | 0 | 0 | 0
DemandResponse | 0 | 0 | 0 | 0 | 0 | 0
IGCC-CCS | 0 | 0 | 0 | 0 | 0 | 0
WT_off | 0 | 0 | 0 | 0 | 0 | 0
PseudoUnit | 0 | 0 | 0 | 0 | 0 | 0
FixedInterchange | 0 | 0 | 0 | 0 | 0 | 0
SO2 Emissions (MMshortTons): PJM_ROM
ReportingType | 2015 | 2020 | 2025 | 2030 | 2035 | 2040
BM | 0 | 0 | 0 | 0 | 0 | 0
CC | 0 | 0 | 0 | 0 | 0 | 0
CSP | 0 | 0 | 0 | 0 | 0 | 0
CT | 0 | 0 | 0 | 0 | 0 | 0
Coal | 0.15 | 0.01 | 0 | 0 | 0 | 0
Geo | 0 | 0 | 0 | 0 | 0 | 0
H | 0 | 0 | 0 | 0 | 0 | 0
LFG | 0 | 0 | 0 | 0 | 0 | 0
Nuc | 0 | 0 | 0 | 0 | 0 | 0
PS | 0 | 0 | 0 | 0 | 0 | 0
PV | 0 | 0 | 0 | 0 | 0 | 0
PeakG | 0 | 0 | 0 | 0 | 0 | 0
PeakO | 0 | 0 | 0 | 0 | 0 | 0
ST | 0 | 0 | 0 | 0 | 0 | 0
STOG | 0 | 0 | 0 | 0 | 0 | 0
STWD | 0 | 0 | 0 | 0 | 0 | 0
WT | 0 | 0 | 0 | 0 | 0 | 0
IGCC | 0 | 0 | 0 | 0 | 0 | 0
DemandResponse | 0 | 0 | 0 | 0 | 0 | 0
IGCC-CCS | 0 | 0 | 0 | 0 | 0 | 0
WT_off | 0 | 0 | 0 | 0 | 0 | 0
PseudoUnit | 0 | 0 | 0 | 0 | 0 | 0
FixedInterchange | 0 | 0 | 0 | 0 | 0 | 0
SO2 Emissions (MMshortTons): PJM_ROR
ReportingType | 2015 | 2020 | 2025 | 2030 | 2035 | 2040
BM | 0 | 0 | 0 | 0 | 0 | 0
CC | 0 | 0 | 0 | 0 | 0 | 0
CSP | 0 | 0 | 0 | 0 | 0 | 0
CT | 0 | 0 | 0 | 0 | 0 | 0
Coal | 0.93 | 0.1 | 0 | 0 | 0.01 | 0.01
Geo | 0 | 0 | 0 | 0 | 0 | 0
H | 0 | 0 | 0 | 0 | 0 | 0
LFG | 0 | 0 | 0 | 0 | 0 | 0
Nuc | 0 | 0 | 0 | 0 | 0 | 0
PS | 0 | 0 | 0 | 0 | 0 | 0
PV | 0 | 0 | 0 | 0 | 0 | 0
PeakG | 0 | 0 | 0 | 0 | 0 | 0
PeakO | 0 | 0 | 0 | 0 | 0 | 0
ST | 0 | 0 | 0 | 0 | 0 | 0
STOG | 0 | 0 | 0 | 0 | 0 | 0
STWD | 0 | 0 | 0 | 0 | 0 | 0
WT | 0 | 0 | 0 | 0 | 0 | 0
IGCC | 0 | 0 | 0 | 0 | 0 | 0
DemandResponse | 0 | 0 | 0 | 0 | 0 | 0
IGCC-CCS | 0 | 0 | 0 | 0 | 0 | 0
WT_off | 0 | 0 | 0 | 0 | 0 | 0
PseudoUnit | 0 | 0 | 0 | 0 | 0 | 0
FixedInterchange | 0 | 0 | 0 | 0 | 0 | 0
SO2 Emissions (MMshortTons): SOCO
ReportingType | 2015 | 2020 | 2025 | 2030 | 2035 | 2040
BM | 0 | 0 | 0 | 0 | 0 | 0
CC | 0 | 0 | 0 | 0 | 0 | 0
CSP | 0 | 0 | 0 | 0 | 0 | 0
CT | 0 | 0 | 0 | 0 | 0 | 0
Coal | 0.22 | 0.01 | 0 | 0 | 0 | 0
Geo | 0 | 0 | 0 | 0 | 0 | 0
H | 0 | 0 | 0 | 0 | 0 | 0
LFG | 0 | 0 | 0 | 0 | 0 | 0
Nuc | 0 | 0 | 0 | 0 | 0 | 0
PS | 0 | 0 | 0 | 0 | 0 | 0
PV | 0 | 0 | 0 | 0 | 0 | 0
PeakG | 0 | 0 | 0 | 0 | 0 | 0
PeakO | 0 | 0 | 0 | 0 | 0 | 0
ST | 0 | 0 | 0 | 0 | 0 | 0
STOG | 0 | 0 | 0 | 0 | 0 | 0
STWD | 0 | 0 | 0 | 0 | 0 | 0
WT | 0 | 0 | 0 | 0 | 0 | 0
IGCC | 0 | 0 | 0 | 0 | 0 | 0
DemandResponse | 0 | 0 | 0 | 0 | 0 | 0
IGCC-CCS | 0 | 0 | 0 | 0 | 0 | 0
WT_off | 0 | 0 | 0 | 0 | 0 | 0
PseudoUnit | 0 | 0 | 0 | 0 | 0 | 0
FixedInterchange | 0 | 0 | 0 | 0 | 0 | 0
SO2 Emissions (MMshortTons): SPP_N
ReportingType | 2015 | 2020 | 2025 | 2030 | 2035 | 2040
BM | 0 | 0 | 0 | 0 | 0 | 0
CC | 0 | 0 | 0 | 0 | 0 | 0
CSP | 0 | 0 | 0 | 0 | 0 | 0
CT | 0 | 0 | 0 | 0 | 0 | 0
Coal | 0.07 | 0 | 0 | 0 | 0 | 0
Geo | 0 | 0 | 0 | 0 | 0 | 0
H | 0 | 0 | 0 | 0 | 0 | 0
LFG | 0 | 0 | 0 | 0 | 0 | 0
Nuc | 0 | 0 | 0 | 0 | 0 | 0
PS | 0 | 0 | 0 | 0 | 0 | 0
PV | 0 | 0 | 0 | 0 | 0 | 0
PeakG | 0 | 0 | 0 | 0 | 0 | 0
PeakO | 0 | 0 | 0 | 0 | 0 | 0
ST | 0 | 0 | 0 | 0 | 0 | 0
STOG | 0 | 0 | 0 | 0 | 0 | 0
STWD | 0 | 0 | 0 | 0 | 0 | 0
WT | 0 | 0 | 0 | 0 | 0 | 0
IGCC | 0 | 0 | 0 | 0 | 0 | 0
DemandResponse | 0 | 0 | 0 | 0 | 0 | 0
IGCC-CCS | 0 | 0 | 0 | 0 | 0 | 0
WT_off | 0 | 0 | 0 | 0 | 0 | 0
PseudoUnit | 0 | 0 | 0 | 0 | 0 | 0
FixedInterchange | 0 | 0 | 0 | 0 | 0 | 0
SO2 Emissions (MMshortTons): SPP_S
ReportingType | 2015 | 2020 | 2025 | 2030 | 2035 | 2040
BM | 0 | 0 | 0 | 0 | 0 | 0
CC | 0 | 0 | 0 | 0 | 0 | 0
CSP | 0 | 0 | 0 | 0 | 0 | 0
CT | 0 | 0 | 0 | 0 | 0 | 0
Coal | 0.29 | 0 | 0 | 0 | 0 | 0
Geo | 0 | 0 | 0 | 0 | 0 | 0
H | 0 | 0 | 0 | 0 | 0 | 0
LFG | 0 | 0 | 0 | 0 | 0 | 0
Nuc | 0 | 0 | 0 | 0 | 0 | 0
PS | 0 | 0 | 0 | 0 | 0 | 0
PV | 0 | 0 | 0 | 0 | 0 | 0
PeakG | 0 | 0 | 0 | 0 | 0 | 0
PeakO | 0 | 0 | 0 | 0 | 0 | 0
ST | 0 | 0 | 0 | 0 | 0 | 0
STOG | 0 | 0 | 0 | 0 | 0 | 0
STWD | 0 | 0 | 0 | 0 | 0 | 0
WT | 0 | 0 | 0 | 0 | 0 | 0
IGCC | 0 | 0 | 0 | 0 | 0 | 0
DemandResponse | 0 | 0 | 0 | 0 | 0 | 0
IGCC-CCS | 0 | 0 | 0 | 0 | 0 | 0
WT_off | 0 | 0 | 0 | 0 | 0 | 0
PseudoUnit | 0 | 0 | 0 | 0 | 0 | 0
FixedInterchange | 0 | 0 | 0 | 0 | 0 | 0
SO2 Emissions (MMshortTons): TVA
ReportingType | 2015 | 2020 | 2025 | 2030 | 2035 | 2040
BM | 0 | 0 | 0 | 0 | 0 | 0
CC | 0 | 0 | 0 | 0 | 0 | 0
CSP | 0 | 0 | 0 | 0 | 0 | 0
CT | 0 | 0 | 0 | 0 | 0 | 0
Coal | 0.22 | 0.02 | 0 | 0 | 0 | 0
Geo | 0 | 0 | 0 | 0 | 0 | 0
H | 0 | 0 | 0 | 0 | 0 | 0
LFG | 0 | 0 | 0 | 0 | 0 | 0
Nuc | 0 | 0 | 0 | 0 | 0 | 0
PS | 0 | 0 | 0 | 0 | 0 | 0
PV | 0 | 0 | 0 | 0 | 0 | 0
PeakG | 0 | 0 | 0 | 0 | 0 | 0
PeakO | 0 | 0 | 0 | 0 | 0 | 0
ST | 0 | 0 | 0 | 0 | 0 | 0
STOG | 0 | 0 | 0 | 0 | 0 | 0
STWD | 0 | 0 | 0 | 0 | 0 | 0
WT | 0 | 0 | 0 | 0 | 0 | 0
IGCC | 0 | 0 | 0 | 0 | 0 | 0
DemandResponse | 0 | 0 | 0 | 0 | 0 | 0
IGCC-CCS | 0 | 0 | 0 | 0 | 0 | 0
WT_off | 0 | 0 | 0 | 0 | 0 | 0
PseudoUnit | 0 | 0 | 0 | 0 | 0 | 0
FixedInterchange | 0 | 0 | 0 | 0 | 0 | 0
SO2 Emissions (MMshortTons): TVA_Transmission
ReportingType | 2015 | 2020 | 2025 | 2030 | 2035 | 2040
BM | 0 | 0 | 0 | 0 | 0 | 0
CC | 0 | 0 | 0 | 0 | 0 | 0
CSP | 0 | 0 | 0 | 0 | 0 | 0
CT | 0 | 0 | 0 | 0 | 0 | 0
Coal | 0 | 0 | 0 | 0 | 0 | 0
Geo | 0 | 0 | 0 | 0 | 0 | 0
H | 0 | 0 | 0 | 0 | 0 | 0
LFG | 0 | 0 | 0 | 0 | 0 | 0
Nuc | 0 | 0 | 0 | 0 | 0 | 0
PS | 0 | 0 | 0 | 0 | 0 | 0
PV | 0 | 0 | 0 | 0 | 0 | 0
PeakG | 0 | 0 | 0 | 0 | 0 | 0
PeakO | 0 | 0 | 0 | 0 | 0 | 0
ST | 0 | 0 | 0 | 0 | 0 | 0
STOG | 0 | 0 | 0 | 0 | 0 | 0
STWD | 0 | 0 | 0 | 0 | 0 | 0
WT | 0 | 0 | 0 | 0 | 0 | 0
IGCC | 0 | 0 | 0 | 0 | 0 | 0
DemandResponse | 0 | 0 | 0 | 0 | 0 | 0
IGCC-CCS | 0 | 0 | 0 | 0 | 0 | 0
WT_off | 0 | 0 | 0 | 0 | 0 | 0
PseudoUnit | 0 | 0 | 0 | 0 | 0 | 0
FixedInterchange | 0 | 0 | 0 | 0 | 0 | 0
SO2 Emissions (MMshortTons): VACAR
ReportingType | 2015 | 2020 | 2025 | 2030 | 2035 | 2040
BM | 0 | 0 | 0 | 0 | 0 | 0
CC | 0 | 0 | 0 | 0 | 0 | 0
CSP | 0 | 0 | 0 | 0 | 0 | 0
CT | 0 | 0 | 0 | 0 | 0 | 0
Coal | 0.05 | 0.01 | 0 | 0 | 0 | 0
Geo | 0 | 0 | 0 | 0 | 0 | 0
H | 0 | 0 | 0 | 0 | 0 | 0
LFG | 0 | 0 | 0 | 0 | 0 | 0
Nuc | 0 | 0 | 0 | 0 | 0 | 0
PS | 0 | 0 | 0 | 0 | 0 | 0
PV | 0 | 0 | 0 | 0 | 0 | 0
PeakG | 0 | 0 | 0 | 0 | 0 | 0
PeakO | 0 | 0 | 0 | 0 | 0 | 0
ST | 0 | 0 | 0 | 0 | 0 | 0
STOG | 0 | 0 | 0 | 0 | 0 | 0
STWD | 0 | 0 | 0 | 0 | 0 | 0
WT | 0 | 0 | 0 | 0 | 0 | 0
IGCC | 0 | 0 | 0 | 0 | 0 | 0
DemandResponse | 0 | 0 | 0 | 0 | 0 | 0
IGCC-CCS | 0 | 0 | 0 | 0 | 0 | 0
WT_off | 0 | 0 | 0 | 0 | 0 | 0
PseudoUnit | 0 | 0 | 0 | 0 | 0 | 0
FixedInterchange | 0 | 0 | 0 | 0 | 0 | 0
SO2 Emissions (MMshortTons): IESO
ReportingType | 2015 | 2020 | 2025 | 2030 | 2035 | 2040
BM | 0 | 0 | 0 | 0 | 0 | 0
CC | 0 | 0 | 0 | 0 | 0 | 0
CSP | 0 | 0 | 0 | 0 | 0 | 0
CT | 0 | 0 | 0 | 0 | 0 | 0
Coal | 0 | 0 | 0 | 0 | 0 | 0
Geo | 0 | 0 | 0 | 0 | 0 | 0
H | 0 | 0 | 0 | 0 | 0 | 0
LFG | 0 | 0 | 0 | 0 | 0 | 0
Nuc | 0 | 0 | 0 | 0 | 0 | 0
PS | 0 | 0 | 0 | 0 | 0 | 0
PV | 0 | 0 | 0 | 0 | 0 | 0
PeakG | 0 | 0 | 0 | 0 | 0 | 0
PeakO | 0 | 0 | 0 | 0 | 0 | 0
ST | 0 | 0 | 0 | 0 | 0 | 0
STOG | 0 | 0 | 0 | 0 | 0 | 0
STWD | 0 | 0 | 0 | 0 | 0 | 0
WT | 0 | 0 | 0 | 0 | 0 | 0
IGCC | 0 | 0 | 0 | 0 | 0 | 0
DemandResponse | 0 | 0 | 0 | 0 | 0 | 0
IGCC-CCS | 0 | 0 | 0 | 0 | 0 | 0
WT_off | 0 | 0 | 0 | 0 | 0 | 0
PseudoUnit | 0 | 0 | 0 | 0 | 0 | 0
FixedInterchange | 0 | 0 | 0 | 0 | 0 | 0
SO2 Emissions (MMshortTons): MAPP_CA
ReportingType | 2015 | 2020 | 2025 | 2030 | 2035 | 2040
BM | 0 | 0 | 0 | 0 | 0 | 0
CC | 0 | 0 | 0 | 0 | 0 | 0
CSP | 0 | 0 | 0 | 0 | 0 | 0
CT | 0 | 0 | 0 | 0 | 0 | 0
Coal | 0.01 | 0 | 0 | 0 | 0 | 0
Geo | 0 | 0 | 0 | 0 | 0 | 0
H | 0 | 0 | 0 | 0 | 0 | 0
LFG | 0 | 0 | 0 | 0 | 0 | 0
Nuc | 0 | 0 | 0 | 0 | 0 | 0
PS | 0 | 0 | 0 | 0 | 0 | 0
PV | 0 | 0 | 0 | 0 | 0 | 0
PeakG | 0 | 0 | 0 | 0 | 0 | 0
PeakO | 0 | 0 | 0 | 0 | 0 | 0
ST | 0 | 0 | 0 | 0 | 0 | 0
STOG | 0 | 0 | 0 | 0 | 0 | 0
STWD | 0 | 0 | 0 | 0 | 0 | 0
WT | 0 | 0 | 0 | 0 | 0 | 0
IGCC | 0 | 0 | 0 | 0 | 0 | 0
DemandResponse | 0 | 0 | 0 | 0 | 0 | 0
IGCC-CCS | 0 | 0 | 0 | 0 | 0 | 0
WT_off | 0 | 0 | 0 | 0 | 0 | 0
PseudoUnit | 0 | 0 | 0 | 0 | 0 | 0
FixedInterchange | 0 | 0 | 0 | 0 | 0 | 0
SO2 Emissions (MMshortTons): AZ_NM_SNV_Coal
ReportingType | 2015 | 2020 | 2025 | 2030 | 2035 | 2040
BM | 0 | 0 | 0 | 0 | 0 | 0
CC | 0 | 0 | 0 | 0 | 0 | 0
CSP | 0 | 0 | 0 | 0 | 0 | 0
CT | 0 | 0 | 0 | 0 | 0 | 0
Coal | 0.02 | 0.02 | 0 | 0 | 0 | 0
Geo | 0 | 0 | 0 | 0 | 0 | 0
H | 0 | 0 | 0 | 0 | 0 | 0
LFG | 0 | 0 | 0 | 0 | 0 | 0
Nuc | 0 | 0 | 0 | 0 | 0 | 0
PS | 0 | 0 | 0 | 0 | 0 | 0
PV | 0 | 0 | 0 | 0 | 0 | 0
PeakG | 0 | 0 | 0 | 0 | 0 | 0
PeakO | 0 | 0 | 0 | 0 | 0 | 0
ST | 0 | 0 | 0 | 0 | 0 | 0
STOG | 0 | 0 | 0 | 0 | 0 | 0
STWD | 0 | 0 | 0 | 0 | 0 | 0
WT | 0 | 0 | 0 | 0 | 0 | 0
IGCC | 0 | 0 | 0 | 0 | 0 | 0
DemandResponse | 0 | 0 | 0 | 0 | 0 | 0
IGCC-CCS | 0 | 0 | 0 | 0 | 0 | 0
WT_off | 0 | 0 | 0 | 0 | 0 | 0
PseudoUnit | 0 | 0 | 0 | 0 | 0 | 0
FixedInterchange | 0 | 0 | 0 | 0 | 0 | 0
SO2 Emissions (MMshortTons): AZ_NM_SNV_Gas
ReportingType | 2015 | 2020 | 2025 | 2030 | 2035 | 2040
BM | 0 | 0 | 0 | 0 | 0 | 0
CC | 0 | 0 | 0 | 0 | 0 | 0
CSP | 0 | 0 | 0 | 0 | 0 | 0
CT | 0 | 0 | 0 | 0 | 0 | 0
Coal | 0 | 0 | 0 | 0 | 0 | 0
Geo | 0 | 0 | 0 | 0 | 0 | 0
H | 0 | 0 | 0 | 0 | 0 | 0
LFG | 0 | 0 | 0 | 0 | 0 | 0
Nuc | 0 | 0 | 0 | 0 | 0 | 0
PS | 0 | 0 | 0 | 0 | 0 | 0
PV | 0 | 0 | 0 | 0 | 0 | 0
PeakG | 0 | 0 | 0 | 0 | 0 | 0
PeakO | 0 | 0 | 0 | 0 | 0 | 0
ST | 0 | 0 | 0 | 0 | 0 | 0
STOG | 0 | 0 | 0 | 0 | 0 | 0
STWD | 0 | 0 | 0 | 0 | 0 | 0
WT | 0 | 0 | 0 | 0 | 0 | 0
IGCC | 0 | 0 | 0 | 0 | 0 | 0
DemandResponse | 0 | 0 | 0 | 0 | 0 | 0
IGCC-CCS | 0 | 0 | 0 | 0 | 0 | 0
WT_off | 0 | 0 | 0 | 0 | 0 | 0
PseudoUnit | 0 | 0 | 0 | 0 | 0 | 0
FixedInterchange | 0 | 0 | 0 | 0 | 0 | 0
SO2 Emissions (MMshortTons): AZ_NM_SNV_NucRenew
ReportingType | 2015 | 2020 | 2025 | 2030 | 2035 | 2040
BM | 0 | 0 | 0 | 0 | 0 | 0
CC | 0 | 0 | 0 | 0 | 0 | 0
CSP | 0 | 0 | 0 | 0 | 0 | 0
CT | 0 | 0 | 0 | 0 | 0 | 0
Coal | 0 | 0 | 0 | 0 | 0 | 0
Geo | 0 | 0 | 0 | 0 | 0 | 0
H | 0 | 0 | 0 | 0 | 0 | 0
LFG | 0 | 0 | 0 | 0 | 0 | 0
Nuc | 0 | 0 | 0 | 0 | 0 | 0
PS | 0 | 0 | 0 | 0 | 0 | 0
PV | 0 | 0 | 0 | 0 | 0 | 0
PeakG | 0 | 0 | 0 | 0 | 0 | 0
PeakO | 0 | 0 | 0 | 0 | 0 | 0
ST | 0 | 0 | 0 | 0 | 0 | 0
STOG | 0 | 0 | 0 | 0 | 0 | 0
STWD | 0 | 0 | 0 | 0 | 0 | 0
WT | 0 | 0 | 0 | 0 | 0 | 0
IGCC | 0 | 0 | 0 | 0 | 0 | 0
DemandResponse | 0 | 0 | 0 | 0 | 0 | 0
IGCC-CCS | 0 | 0 | 0 | 0 | 0 | 0
WT_off | 0 | 0 | 0 | 0 | 0 | 0
PseudoUnit | 0 | 0 | 0 | 0 | 0 | 0
FixedInterchange | 0 | 0 | 0 | 0 | 0 | 0
SO2 Emissions (MMshortTons): ERCOT
ReportingType | 2015 | 2020 | 2025 | 2030 | 2035 | 2040
BM | 0 | 0 | 0 | 0 | 0 | 0
CC | 0 | 0 | 0 | 0 | 0 | 0
CSP | 0 | 0 | 0 | 0 | 0 | 0
CT | 0 | 0 | 0 | 0 | 0 | 0
Coal | 0.1 | 0.02 | 0 | 0 | 0 | 0
Geo | 0 | 0 | 0 | 0 | 0 | 0
H | 0 | 0 | 0 | 0 | 0 | 0
LFG | 0 | 0 | 0 | 0 | 0 | 0
Nuc | 0 | 0 | 0 | 0 | 0 | 0
PS | 0 | 0 | 0 | 0 | 0 | 0
PV | 0 | 0 | 0 | 0 | 0 | 0
PeakG | 0 | 0 | 0 | 0 | 0 | 0
PeakO | 0 | 0 | 0 | 0 | 0 | 0
ST | 0 | 0 | 0 | 0 | 0 | 0
STOG | 0 | 0 | 0 | 0 | 0 | 0
STWD | 0 | 0 | 0 | 0 | 0 | 0
WT | 0 | 0 | 0 | 0 | 0 | 0
IGCC | 0 | 0 | 0 | 0 | 0 | 0
DemandResponse | 0 | 0 | 0 | 0 | 0 | 0
IGCC-CCS | 0 | 0 | 0 | 0 | 0 | 0
WT_off | 0 | 0 | 0 | 0 | 0 | 0
PseudoUnit | 0 | 0 | 0 | 0 | 0 | 0
FixedInterchange | 0 | 0 | 0 | 0 | 0 | 0
SO2 Emissions (MMshortTons): NP15
ReportingType | 2015 | 2020 | 2025 | 2030 | 2035 | 2040
BM | 0 | 0 | 0 | 0 | 0 | 0
CC | 0 | 0 | 0 | 0 | 0 | 0
CSP | 0 | 0 | 0 | 0 | 0 | 0
CT | 0 | 0 | 0 | 0 | 0 | 0
Coal | 0.01 | 0 | 0 | 0 | 0 | 0
Geo | 0 | 0 | 0 | 0 | 0 | 0
H | 0 | 0 | 0 | 0 | 0 | 0
LFG | 0 | 0 | 0 | 0 | 0 | 0
Nuc | 0 | 0 | 0 | 0 | 0 | 0
PS | 0 | 0 | 0 | 0 | 0 | 0
PV | 0 | 0 | 0 | 0 | 0 | 0
PeakG | 0 | 0 | 0 | 0 | 0 | 0
PeakO | 0 | 0 | 0 | 0 | 0 | 0
ST | 0 | 0 | 0 | 0 | 0 | 0
STOG | 0 | 0 | 0 | 0 | 0 | 0
STWD | 0 | 0 | 0 | 0 | 0 | 0
WT | 0 | 0 | 0 | 0 | 0 | 0
IGCC | 0 | 0 | 0 | 0 | 0 | 0
DemandResponse | 0 | 0 | 0 | 0 | 0 | 0
IGCC-CCS | 0 | 0 | 0 | 0 | 0 | 0
WT_off | 0 | 0 | 0 | 0 | 0 | 0
PseudoUnit | 0 | 0 | 0 | 0 | 0 | 0
FixedInterchange | 0 | 0 | 0 | 0 | 0 | 0
SO2 Emissions (MMshortTons): NWPP_Coal
ReportingType | 2015 | 2020 | 2025 | 2030 | 2035 | 2040
BM | 0 | 0 | 0 | 0 | 0 | 0
CC | 0 | 0 | 0 | 0 | 0 | 0
CSP | 0 | 0 | 0 | 0 | 0 | 0
CT | 0 | 0 | 0 | 0 | 0 | 0
Coal | 0.08 | 0.02 | 0 | 0 | 0 | 0
Geo | 0 | 0 | 0 | 0 | 0 | 0
H | 0 | 0 | 0 | 0 | 0 | 0
LFG | 0 | 0 | 0 | 0 | 0 | 0
Nuc | 0 | 0 | 0 | 0 | 0 | 0
PS | 0 | 0 | 0 | 0 | 0 | 0
PV | 0 | 0 | 0 | 0 | 0 | 0
PeakG | 0 | 0 | 0 | 0 | 0 | 0
PeakO | 0 | 0 | 0 | 0 | 0 | 0
ST | 0 | 0 | 0 | 0 | 0 | 0
STOG | 0 | 0 | 0 | 0 | 0 | 0
STWD | 0 | 0 | 0 | 0 | 0 | 0
WT | 0 | 0 | 0 | 0 | 0 | 0
IGCC | 0 | 0 | 0 | 0 | 0 | 0
DemandResponse | 0 | 0 | 0 | 0 | 0 | 0
IGCC-CCS | 0 | 0 | 0 | 0 | 0 | 0
WT_off | 0 | 0 | 0 | 0 | 0 | 0
PseudoUnit | 0 | 0 | 0 | 0 | 0 | 0
FixedInterchange | 0 | 0 | 0 | 0 | 0 | 0
SO2 Emissions (MMshortTons): NWPP_Gas
ReportingType | 2015 | 2020 | 2025 | 2030 | 2035 | 2040
BM | 0 | 0 | 0 | 0 | 0 | 0
CC | 0 | 0 | 0 | 0 | 0 | 0
CSP | 0 | 0 | 0 | 0 | 0 | 0
CT | 0 | 0 | 0 | 0 | 0 | 0
Coal | 0 | 0 | 0 | 0 | 0 | 0
Geo | 0 | 0 | 0 | 0 | 0 | 0
H | 0 | 0 | 0 | 0 | 0 | 0
LFG | 0 | 0 | 0 | 0 | 0 | 0
Nuc | 0 | 0 | 0 | 0 | 0 | 0
PS | 0 | 0 | 0 | 0 | 0 | 0
PV | 0 | 0 | 0 | 0 | 0 | 0
PeakG | 0 | 0 | 0 | 0 | 0 | 0
PeakO | 0 | 0 | 0 | 0 | 0 | 0
ST | 0 | 0 | 0 | 0 | 0 | 0
STOG | 0 | 0 | 0 | 0 | 0 | 0
STWD | 0 | 0 | 0 | 0 | 0 | 0
WT | 0 | 0 | 0 | 0 | 0 | 0
IGCC | 0 | 0 | 0 | 0 | 0 | 0
DemandResponse | 0 | 0 | 0 | 0 | 0 | 0
IGCC-CCS | 0 | 0 | 0 | 0 | 0 | 0
WT_off | 0 | 0 | 0 | 0 | 0 | 0
PseudoUnit | 0 | 0 | 0 | 0 | 0 | 0
FixedInterchange | 0 | 0 | 0 | 0 | 0 | 0
SO2 Emissions (MMshortTons): NWPP_NucRenew
ReportingType | 2015 | 2020 | 2025 | 2030 | 2035 | 2040
BM | 0 | 0 | 0 | 0 | 0 | 0
CC | 0 | 0 | 0 | 0 | 0 | 0
CSP | 0 | 0 | 0 | 0 | 0 | 0
CT | 0 | 0 | 0 | 0 | 0 | 0
Coal | 0 | 0 | 0 | 0 | 0 | 0
Geo | 0 | 0 | 0 | 0 | 0 | 0
H | 0 | 0 | 0 | 0 | 0 | 0
LFG | 0 | 0 | 0 | 0 | 0 | 0
Nuc | 0 | 0 | 0 | 0 | 0 | 0
PS | 0 | 0 | 0 | 0 | 0 | 0
PV | 0 | 0 | 0 | 0 | 0 | 0
PeakG | 0 | 0 | 0 | 0 | 0 | 0
PeakO | 0 | 0 | 0 | 0 | 0 | 0
ST | 0 | 0 | 0 | 0 | 0 | 0
STOG | 0 | 0 | 0 | 0 | 0 | 0
STWD | 0 | 0 | 0 | 0 | 0 | 0
WT | 0 | 0 | 0 | 0 | 0 | 0
IGCC | 0 | 0 | 0 | 0 | 0 | 0
DemandResponse | 0 | 0 | 0 | 0 | 0 | 0
IGCC-CCS | 0 | 0 | 0 | 0 | 0 | 0
WT_off | 0 | 0 | 0 | 0 | 0 | 0
PseudoUnit | 0 | 0 | 0 | 0 | 0 | 0
FixedInterchange | 0 | 0 | 0 | 0 | 0 | 0
SO2 Emissions (MMshortTons): RMPA
ReportingType | 2015 | 2020 | 2025 | 2030 | 2035 | 2040
BM | 0 | 0 | 0 | 0 | 0 | 0
CC | 0 | 0 | 0 | 0 | 0 | 0
CSP | 0 | 0 | 0 | 0 | 0 | 0
CT | 0 | 0 | 0 | 0 | 0 | 0
Coal | 0.06 | 0.02 | 0 | 0 | 0 | 0
Geo | 0 | 0 | 0 | 0 | 0 | 0
H | 0 | 0 | 0 | 0 | 0 | 0
LFG | 0 | 0 | 0 | 0 | 0 | 0
Nuc | 0 | 0 | 0 | 0 | 0 | 0
PS | 0 | 0 | 0 | 0 | 0 | 0
PV | 0 | 0 | 0 | 0 | 0 | 0
PeakG | 0 | 0 | 0 | 0 | 0 | 0
PeakO | 0 | 0 | 0 | 0 | 0 | 0
ST | 0 | 0 | 0 | 0 | 0 | 0
STOG | 0 | 0 | 0 | 0 | 0 | 0
STWD | 0 | 0 | 0 | 0 | 0 | 0
WT | 0 | 0 | 0 | 0 | 0 | 0
IGCC | 0 | 0 | 0 | 0 | 0 | 0
DemandResponse | 0 | 0 | 0 | 0 | 0 | 0
IGCC-CCS | 0 | 0 | 0 | 0 | 0 | 0
WT_off | 0 | 0 | 0 | 0 | 0 | 0
PseudoUnit | 0 | 0 | 0 | 0 | 0 | 0
FixedInterchange | 0 | 0 | 0 | 0 | 0 | 0
SO2 Emissions (MMshortTons): SP15
ReportingType | 2015 | 2020 | 2025 | 2030 | 2035 | 2040
BM | 0 | 0 | 0 | 0 | 0 | 0
CC | 0 | 0 | 0 | 0 | 0 | 0
CSP | 0 | 0 | 0 | 0 | 0 | 0
CT | 0 | 0 | 0 | 0 | 0 | 0
Coal | 0 | 0 | 0 | 0 | 0 | 0
Geo | 0 | 0 | 0 | 0 | 0 | 0
H | 0 | 0 | 0 | 0 | 0 | 0
LFG | 0 | 0 | 0 | 0 | 0 | 0
Nuc | 0 | 0 | 0 | 0 | 0 | 0
PS | 0 | 0 | 0 | 0 | 0 | 0
PV | 0 | 0 | 0 | 0 | 0 | 0
PeakG | 0 | 0 | 0 | 0 | 0 | 0
PeakO | 0 | 0 | 0 | 0 | 0 | 0
ST | 0 | 0 | 0 | 0 | 0 | 0
STOG | 0 | 0 | 0 | 0 | 0 | 0
STWD | 0 | 0 | 0 | 0 | 0 | 0
WT | 0 | 0 | 0 | 0 | 0 | 0
IGCC | 0 | 0 | 0 | 0 | 0 | 0
DemandResponse | 0 | 0 | 0 | 0 | 0 | 0
IGCC-CCS | 0 | 0 | 0 | 0 | 0 | 0
WT_off | 0 | 0 | 0 | 0 | 0 | 0
PseudoUnit | 0 | 0 | 0 | 0 | 0 | 0
FixedInterchange | 0 | 0 | 0 | 0 | 0 | 0
SO2 Emissions (MMshortTons): ALB
ReportingType | 2015 | 2020 | 2025 | 2030 | 2035 | 2040
BM | 0 | 0 | 0 | 0 | 0 | 0
CC | 0 | 0 | 0 | 0 | 0 | 0
CSP | 0 | 0 | 0 | 0 | 0 | 0
CT | 0 | 0 | 0 | 0 | 0 | 0
Coal | 0.14 | 0.14 | 0.14 | 0 | 0 | 0
Geo | 0 | 0 | 0 | 0 | 0 | 0
H | 0 | 0 | 0 | 0 | 0 | 0
LFG | 0 | 0 | 0 | 0 | 0 | 0
Nuc | 0 | 0 | 0 | 0 | 0 | 0
PS | 0 | 0 | 0 | 0 | 0 | 0
PV | 0 | 0 | 0 | 0 | 0 | 0
PeakG | 0 | 0 | 0 | 0 | 0 | 0
PeakO | 0 | 0 | 0 | 0 | 0 | 0
ST | 0 | 0 | 0 | 0 | 0 | 0
STOG | 0 | 0 | 0 | 0 | 0 | 0
STWD | 0 | 0 | 0 | 0 | 0 | 0
WT | 0 | 0 | 0 | 0 | 0 | 0
IGCC | 0 | 0 | 0 | 0 | 0 | 0
DemandResponse | 0 | 0 | 0 | 0 | 0 | 0
IGCC-CCS | 0 | 0 | 0 | 0 | 0 | 0
WT_off | 0 | 0 | 0 | 0 | 0 | 0
PseudoUnit | 0 | 0 | 0 | 0 | 0 | 0
FixedInterchange | 0 | 0 | 0 | 0 | 0 | 0
SO2 Emissions (MMshortTons): BC
ReportingType | 2015 | 2020 | 2025 | 2030 | 2035 | 2040
BM | 0 | 0 | 0 | 0 | 0 | 0
CC | 0 | 0 | 0 | 0 | 0 | 0
CSP | 0 | 0 | 0 | 0 | 0 | 0
CT | 0 | 0 | 0 | 0 | 0 | 0
Coal | 0 | 0 | 0 | 0 | 0 | 0
Geo | 0 | 0 | 0 | 0 | 0 | 0
H | 0 | 0 | 0 | 0 | 0 | 0
LFG | 0 | 0 | 0 | 0 | 0 | 0
Nuc | 0 | 0 | 0 | 0 | 0 | 0
PS | 0 | 0 | 0 | 0 | 0 | 0
PV | 0 | 0 | 0 | 0 | 0 | 0
PeakG | 0 | 0 | 0 | 0 | 0 | 0
PeakO | 0 | 0 | 0 | 0 | 0 | 0
ST | 0 | 0 | 0 | 0 | 0 | 0
STOG | 0 | 0 | 0 | 0 | 0 | 0
STWD | 0 | 0 | 0 | 0 | 0 | 0
WT | 0 | 0 | 0 | 0 | 0 | 0
IGCC | 0 | 0 | 0 | 0 | 0 | 0
DemandResponse | 0 | 0 | 0 | 0 | 0 | 0
IGCC-CCS | 0 | 0 | 0 | 0 | 0 | 0
WT_off | 0 | 0 | 0 | 0 | 0 | 0
PseudoUnit | 0 | 0 | 0 | 0 | 0 | 0
FixedInterchange | 0 | 0 | 0 | 0 | 0 | 0
SO2 Emissions (MMshortTons): HQ_IESO
ReportingType | 2015 | 2020 | 2025 | 2030 | 2035 | 2040
BM | 0 | 0 | 0 | 0 | 0 | 0
CC | 0 | 0 | 0 | 0 | 0 | 0
CSP | 0 | 0 | 0 | 0 | 0 | 0
CT | 0 | 0 | 0 | 0 | 0 | 0
Coal | 0 | 0 | 0 | 0 | 0 | 0
Geo | 0 | 0 | 0 | 0 | 0 | 0
H | 0 | 0 | 0 | 0 | 0 | 0
LFG | 0 | 0 | 0 | 0 | 0 | 0
Nuc | 0 | 0 | 0 | 0 | 0 | 0
PS | 0 | 0 | 0 | 0 | 0 | 0
PV | 0 | 0 | 0 | 0 | 0 | 0
PeakG | 0 | 0 | 0 | 0 | 0 | 0
PeakO | 0 | 0 | 0 | 0 | 0 | 0
ST | 0 | 0 | 0 | 0 | 0 | 0
STOG | 0 | 0 | 0 | 0 | 0 | 0
STWD | 0 | 0 | 0 | 0 | 0 | 0
WT | 0 | 0 | 0 | 0 | 0 | 0
IGCC | 0 | 0 | 0 | 0 | 0 | 0
DemandResponse | 0 | 0 | 0 | 0 | 0 | 0
IGCC-CCS | 0 | 0 | 0 | 0 | 0 | 0
WT_off | 0 | 0 | 0 | 0 | 0 | 0
PseudoUnit | 0 | 0 | 0 | 0 | 0 | 0
FixedInterchange | 0 | 0 | 0 | 0 | 0 | 0
SO2 Emissions (MMshortTons): HQ_NEISO
ReportingType | 2015 | 2020 | 2025 | 2030 | 2035 | 2040
BM | 0 | 0 | 0 | 0 | 0 | 0
CC | 0 | 0 | 0 | 0 | 0 | 0
CSP | 0 | 0 | 0 | 0 | 0 | 0
CT | 0 | 0 | 0 | 0 | 0 | 0
Coal | 0 | 0 | 0 | 0 | 0 | 0
Geo | 0 | 0 | 0 | 0 | 0 | 0
H | 0 | 0 | 0 | 0 | 0 | 0
LFG | 0 | 0 | 0 | 0 | 0 | 0
Nuc | 0 | 0 | 0 | 0 | 0 | 0
PS | 0 | 0 | 0 | 0 | 0 | 0
PV | 0 | 0 | 0 | 0 | 0 | 0
PeakG | 0 | 0 | 0 | 0 | 0 | 0
PeakO | 0 | 0 | 0 | 0 | 0 | 0
ST | 0 | 0 | 0 | 0 | 0 | 0
STOG | 0 | 0 | 0 | 0 | 0 | 0
STWD | 0 | 0 | 0 | 0 | 0 | 0
WT | 0 | 0 | 0 | 0 | 0 | 0
IGCC | 0 | 0 | 0 | 0 | 0 | 0
DemandResponse | 0 | 0 | 0 | 0 | 0 | 0
IGCC-CCS | 0 | 0 | 0 | 0 | 0 | 0
WT_off | 0 | 0 | 0 | 0 | 0 | 0
PseudoUnit | 0 | 0 | 0 | 0 | 0 | 0
FixedInterchange | 0 | 0 | 0 | 0 | 0 | 0
SO2 Emissions (MMshortTons): HQ_NY
ReportingType | 2015 | 2020 | 2025 | 2030 | 2035 | 2040
BM | 0 | 0 | 0 | 0 | 0 | 0
CC | 0 | 0 | 0 | 0 | 0 | 0
CSP | 0 | 0 | 0 | 0 | 0 | 0
CT | 0 | 0 | 0 | 0 | 0 | 0
Coal | 0 | 0 | 0 | 0 | 0 | 0
Geo | 0 | 0 | 0 | 0 | 0 | 0
H | 0 | 0 | 0 | 0 | 0 | 0
LFG | 0 | 0 | 0 | 0 | 0 | 0
Nuc | 0 | 0 | 0 | 0 | 0 | 0
PS | 0 | 0 | 0 | 0 | 0 | 0
PV | 0 | 0 | 0 | 0 | 0 | 0
PeakG | 0 | 0 | 0 | 0 | 0 | 0
PeakO | 0 | 0 | 0 | 0 | 0 | 0
ST | 0 | 0 | 0 | 0 | 0 | 0
STOG | 0 | 0 | 0 | 0 | 0 | 0
STWD | 0 | 0 | 0 | 0 | 0 | 0
WT | 0 | 0 | 0 | 0 | 0 | 0
IGCC | 0 | 0 | 0 | 0 | 0 | 0
DemandResponse | 0 | 0 | 0 | 0 | 0 | 0
IGCC-CCS | 0 | 0 | 0 | 0 | 0 | 0
WT_off | 0 | 0 | 0 | 0 | 0 | 0
PseudoUnit | 0 | 0 | 0 | 0 | 0 | 0
FixedInterchange | 0 | 0 | 0 | 0 | 0 | 0
SO2 Emissions (MMshortTons): MARITIMES
ReportingType | 2015 | 2020 | 2025 | 2030 | 2035 | 2040
BM | 0 | 0 | 0 | 0 | 0 | 0
CC | 0 | 0 | 0 | 0 | 0 | 0
CSP | 0 | 0 | 0 | 0 | 0 | 0
CT | 0 | 0 | 0 | 0 | 0 | 0
Coal | 0 | 0 | 0 | 0 | 0 | 0
Geo | 0 | 0 | 0 | 0 | 0 | 0
H | 0 | 0 | 0 | 0 | 0 | 0
LFG | 0 | 0 | 0 | 0 | 0 | 0
Nuc | 0 | 0 | 0 | 0 | 0 | 0
PS | 0 | 0 | 0 | 0 | 0 | 0
PV | 0 | 0 | 0 | 0 | 0 | 0
PeakG | 0 | 0 | 0 | 0 | 0 | 0
PeakO | 0 | 0 | 0 | 0 | 0 | 0
ST | 0 | 0 | 0 | 0 | 0 | 0
STOG | 0 | 0 | 0 | 0 | 0 | 0
STWD | 0 | 0 | 0 | 0 | 0 | 0
WT | 0 | 0 | 0 | 0 | 0 | 0
IGCC | 0 | 0 | 0 | 0 | 0 | 0
DemandResponse | 0 | 0 | 0 | 0 | 0 | 0
IGCC-CCS | 0 | 0 | 0 | 0 | 0 | 0
WT_off | 0 | 0 | 0 | 0 | 0 | 0
PseudoUnit | 0 | 0 | 0 | 0 | 0 | 0
FixedInterchange | 0 | 0 | 0 | 0 | 0 | 0
SO2 Emissions (MMshortTons): All
ReportingType | 2015 | 2020 | 2025 | 2030 | 2035 | 2040
BM | 0 | 0 | 0 | 0 | 0 | 0
CC | 0 | 0 | 0 | 0 | 0 | 0
CSP | 0 | 0 | 0 | 0 | 0 | 0
CT | 0 | 0 | 0 | 0 | 0 | 0
Coal | 3.91 | 0.44 | 0.19 | 0.03 | 0.05 | 0.05
Geo | 0 | 0 | 0 | 0 | 0 | 0
H | 0 | 0 | 0 | 0 | 0 | 0
LFG | 0 | 0 | 0 | 0 | 0 | 0
Nuc | 0 | 0 | 0 | 0 | 0 | 0
PS | 0 | 0 | 0 | 0 | 0 | 0
PV | 0 | 0 | 0 | 0 | 0 | 0
PeakG | 0 | 0 | 0 | 0 | 0 | 0
PeakO | 0 | 0 | 0 | 0 | 0 | 0
ST | 0 | 0 | 0 | 0 | 0 | 0
STOG | 0 | 0 | 0 | 0 | 0 | 0
STWD | 0 | 0 | 0 | 0 | 0 | 0
WT | 0 | 0 | 0 | 0 | 0 | 0
IGCC | 0 | 0 | 0 | 0 | 0 | 0
DemandResponse | 0 | 0 | 0 | 0 | 0 | 0
IGCC-CCS | 0 | 0 | 0 | 0 | 0 | 0
WT_off | 0 | 0 | 0 | 0 | 0 | 0
PseudoUnit | 0 | 0 | 0 | 0 | 0 | 0
FixedInterchange | 0 | 0 | 0 | 0 | 0 | 0
SO2 Emissions (MMshortTons): EI_US
ReportingType | 2015 | 2020 | 2025 | 2030 | 2035 | 2040
BM | 0 | 0 | 0 | 0 | 0 | 0
CC | 0 | 0 | 0 | 0 | 0 | 0
CSP | 0 | 0 | 0 | 0 | 0 | 0
CT | 0 | 0 | 0 | 0 | 0 | 0
Coal | 3.49 | 0.22 | 0.04 | 0.02 | 0.04 | 0.04
Geo | 0 | 0 | 0 | 0 | 0 | 0
H | 0 | 0 | 0 | 0 | 0 | 0
LFG | 0 | 0 | 0 | 0 | 0 | 0
Nuc | 0 | 0 | 0 | 0 | 0 | 0
PS | 0 | 0 | 0 | 0 | 0 | 0
PV | 0 | 0 | 0 | 0 | 0 | 0
PeakG | 0 | 0 | 0 | 0 | 0 | 0
PeakO | 0 | 0 | 0 | 0 | 0 | 0
ST | 0 | 0 | 0 | 0 | 0 | 0
STOG | 0 | 0 | 0 | 0 | 0 | 0
STWD | 0 | 0 | 0 | 0 | 0 | 0
WT | 0 | 0 | 0 | 0 | 0 | 0
IGCC | 0 | 0 | 0 | 0 | 0 | 0
DemandResponse | 0 | 0 | 0 | 0 | 0 | 0
IGCC-CCS | 0 | 0 | 0 | 0 | 0 | 0
WT_off | 0 | 0 | 0 | 0 | 0 | 0
PseudoUnit | 0 | 0 | 0 | 0 | 0 | 0
FixedInterchange | 0 | 0 | 0 | 0 | 0 | 0
SO2 Emissions (MMshortTons): EI_Canada
ReportingType | 2015 | 2020 | 2025 | 2030 | 2035 | 2040
BM | 0 | 0 | 0 | 0 | 0 | 0
CC | 0 | 0 | 0 | 0 | 0 | 0
CSP | 0 | 0 | 0 | 0 | 0 | 0
CT | 0 | 0 | 0 | 0 | 0 | 0
Coal | 0.01 | 0 | 0 | 0 | 0 | 0
Geo | 0 | 0 | 0 | 0 | 0 | 0
H | 0 | 0 | 0 | 0 | 0 | 0
LFG | 0 | 0 | 0 | 0 | 0 | 0
Nuc | 0 | 0 | 0 | 0 | 0 | 0
PS | 0 | 0 | 0 | 0 | 0 | 0
PV | 0 | 0 | 0 | 0 | 0 | 0
PeakG | 0 | 0 | 0 | 0 | 0 | 0
PeakO | 0 | 0 | 0 | 0 | 0 | 0
ST | 0 | 0 | 0 | 0 | 0 | 0
STOG | 0 | 0 | 0 | 0 | 0 | 0
STWD | 0 | 0 | 0 | 0 | 0 | 0
WT | 0 | 0 | 0 | 0 | 0 | 0
IGCC | 0 | 0 | 0 | 0 | 0 | 0
DemandResponse | 0 | 0 | 0 | 0 | 0 | 0
IGCC-CCS | 0 | 0 | 0 | 0 | 0 | 0
WT_off | 0 | 0 | 0 | 0 | 0 | 0
PseudoUnit | 0 | 0 | 0 | 0 | 0 | 0
FixedInterchange | 0 | 0 | 0 | 0 | 0 | 0
SO2 Emissions (MMshortTons): EI
ReportingType | 2015 | 2020 | 2025 | 2030 | 2035 | 2040
BM | 0 | 0 | 0 | 0 | 0 | 0
CC | 0 | 0 | 0 | 0 | 0 | 0
CSP | 0 | 0 | 0 | 0 | 0 | 0
CT | 0 | 0 | 0 | 0 | 0 | 0
Coal | 3.5 | 0.23 | 0.04 | 0.02 | 0.04 | 0.04
Geo | 0 | 0 | 0 | 0 | 0 | 0
H | 0 | 0 | 0 | 0 | 0 | 0
LFG | 0 | 0 | 0 | 0 | 0 | 0
Nuc | 0 | 0 | 0 | 0 | 0 | 0
PS | 0 | 0 | 0 | 0 | 0 | 0
PV | 0 | 0 | 0 | 0 | 0 | 0
PeakG | 0 | 0 | 0 | 0 | 0 | 0
PeakO | 0 | 0 | 0 | 0 | 0 | 0
ST | 0 | 0 | 0 | 0 | 0 | 0
STOG | 0 | 0 | 0 | 0 | 0 | 0
STWD | 0 | 0 | 0 | 0 | 0 | 0
WT | 0 | 0 | 0 | 0 | 0 | 0
IGCC | 0 | 0 | 0 | 0 | 0 | 0
DemandResponse | 0 | 0 | 0 | 0 | 0 | 0
IGCC-CCS | 0 | 0 | 0 | 0 | 0 | 0
WT_off | 0 | 0 | 0 | 0 | 0 | 0
PseudoUnit | 0 | 0 | 0 | 0 | 0 | 0
FixedInterchange | 0 | 0 | 0 | 0 | 0 | 0
SO2 Emissions (MMshortTons): Outside_EI
ReportingType | 2015 | 2020 | 2025 | 2030 | 2035 | 2040
BM | 0 | 0 | 0 | 0 | 0 | 0
CC | 0 | 0 | 0 | 0 | 0 | 0
CSP | 0 | 0 | 0 | 0 | 0 | 0
CT | 0 | 0 | 0 | 0 | 0 | 0
Coal | 0.41 | 0.22 | 0.15 | 0.01 | 0.01 | 0.01
Geo | 0 | 0 | 0 | 0 | 0 | 0
H | 0 | 0 | 0 | 0 | 0 | 0
LFG | 0 | 0 | 0 | 0 | 0 | 0
Nuc | 0 | 0 | 0 | 0 | 0 | 0
PS | 0 | 0 | 0 | 0 | 0 | 0
PV | 0 | 0 | 0 | 0 | 0 | 0
PeakG | 0 | 0 | 0 | 0 | 0 | 0
PeakO | 0 | 0 | 0 | 0 | 0 | 0
ST | 0 | 0 | 0 | 0 | 0 | 0
STOG | 0 | 0 | 0 | 0 | 0 | 0
STWD | 0 | 0 | 0 | 0 | 0 | 0
WT | 0 | 0 | 0 | 0 | 0 | 0
IGCC | 0 | 0 | 0 | 0 | 0 | 0
DemandResponse | 0 | 0 | 0 | 0 | 0 | 0
IGCC-CCS | 0 | 0 | 0 | 0 | 0 | 0
WT_off | 0 | 0 | 0 | 0 | 0 | 0
PseudoUnit | 0 | 0 | 0 | 0 | 0 | 0
FixedInterchange | 0 | 0 | 0 | 0 | 0 | 0
NOx Emissions (MMshortTons): Entergy
ReportingType | 2015 | 2020 | 2025 | 2030 | 2035 | 2040
BM | 0 | 0 | 0 | 0 | 0 | 0
CC | 0.01 | 0.01 | 0.01 | 0.01 | 0 | 0
CSP | 0 | 0 | 0 | 0 | 0 | 0
CT | 0 | 0 | 0 | 0 | 0 | 0
Coal | 0.05 | 0 | 0 | 0 | 0 | 0
Geo | 0 | 0 | 0 | 0 | 0 | 0
H | 0 | 0 | 0 | 0 | 0 | 0
LFG | 0 | 0 | 0 | 0 | 0 | 0
Nuc | 0 | 0 | 0 | 0 | 0 | 0
PS | 0 | 0 | 0 | 0 | 0 | 0
PV | 0 | 0 | 0 | 0 | 0 | 0
PeakG | 0 | 0 | 0 | 0 | 0 | 0
PeakO | 0 | 0 | 0 | 0 | 0 | 0
ST | 0 | 0 | 0 | 0 | 0 | 0
STOG | 0 | 0 | 0 | 0 | 0 | 0
STWD | 0 | 0 | 0 | 0 | 0 | 0
WT | 0 | 0 | 0 | 0 | 0 | 0
IGCC | 0 | 0 | 0 | 0 | 0 | 0
DemandResponse | 0 | 0 | 0 | 0 | 0 | 0
IGCC-CCS | 0 | 0 | 0 | 0 | 0 | 0
WT_off | 0 | 0 | 0 | 0 | 0 | 0
PseudoUnit | 0 | 0 | 0 | 0 | 0 | 0
FixedInterchange | 0 | 0 | 0 | 0 | 0 | 0
NOx Emissions (MMshortTons): FRCC
ReportingType | 2015 | 2020 | 2025 | 2030 | 2035 | 2040
BM | 0 | 0 | 0 | 0 | 0 | 0
CC | 0.01 | 0.01 | 0.01 | 0.01 | 0 | 0
CSP | 0 | 0 | 0 | 0 | 0 | 0
CT | 0 | 0 | 0 | 0 | 0 | 0
Coal | 0.02 | 0.01 | 0 | 0 | 0 | 0
Geo | 0 | 0 | 0 | 0 | 0 | 0
H | 0 | 0 | 0 | 0 | 0 | 0
LFG | 0 | 0 | 0 | 0 | 0 | 0
Nuc | 0 | 0 | 0 | 0 | 0 | 0
PS | 0 | 0 | 0 | 0 | 0 | 0
PV | 0 | 0 | 0 | 0 | 0 | 0
PeakG | 0 | 0 | 0 | 0 | 0 | 0
PeakO | 0 | 0 | 0 | 0 | 0 | 0
ST | 0 | 0 | 0 | 0 | 0 | 0
STOG | 0 | 0 | 0 | 0 | 0 | 0
STWD | 0 | 0 | 0 | 0 | 0 | 0
WT | 0 | 0 | 0 | 0 | 0 | 0
IGCC | 0 | 0 | 0 | 0 | 0 | 0
DemandResponse | 0 | 0 | 0 | 0 | 0 | 0
IGCC-CCS | 0 | 0 | 0 | 0 | 0 | 0
WT_off | 0 | 0 | 0 | 0 | 0 | 0
PseudoUnit | 0 | 0 | 0 | 0 | 0 | 0
FixedInterchange | 0 | 0 | 0 | 0 | 0 | 0
NOx Emissions (MMshortTons): MAPP_US
ReportingType | 2015 | 2020 | 2025 | 2030 | 2035 | 2040
BM | 0 | 0 | 0 | 0 | 0 | 0
CC | 0 | 0 | 0 | 0 | 0 | 0
CSP | 0 | 0 | 0 | 0 | 0 | 0
CT | 0 | 0 | 0 | 0 | 0 | 0
Coal | 0.02 | 0 | 0 | 0 | 0 | 0
Geo | 0 | 0 | 0 | 0 | 0 | 0
H | 0 | 0 | 0 | 0 | 0 | 0
LFG | 0 | 0 | 0 | 0 | 0 | 0
Nuc | 0 | 0 | 0 | 0 | 0 | 0
PS | 0 | 0 | 0 | 0 | 0 | 0
PV | 0 | 0 | 0 | 0 | 0 | 0
PeakG | 0 | 0 | 0 | 0 | 0 | 0
PeakO | 0 | 0 | 0 | 0 | 0 | 0
ST | 0 | 0 | 0 | 0 | 0 | 0
STOG | 0 | 0 | 0 | 0 | 0 | 0
STWD | 0 | 0 | 0 | 0 | 0 | 0
WT | 0 | 0 | 0 | 0 | 0 | 0
IGCC | 0 | 0 | 0 | 0 | 0 | 0
DemandResponse | 0 | 0 | 0 | 0 | 0 | 0
IGCC-CCS | 0 | 0 | 0 | 0 | 0 | 0
WT_off | 0 | 0 | 0 | 0 | 0 | 0
PseudoUnit | 0 | 0 | 0 | 0 | 0 | 0
FixedInterchange | 0 | 0 | 0 | 0 | 0 | 0
NOx Emissions (MMshortTons): MISO_IN
ReportingType | 2015 | 2020 | 2025 | 2030 | 2035 | 2040
BM | 0 | 0 | 0 | 0 | 0 | 0
CC | 0 | 0.01 | 0.01 | 0.01 | 0 | 0
CSP | 0 | 0 | 0 | 0 | 0 | 0
CT | 0 | 0 | 0 | 0 | 0 | 0
Coal | 0.04 | 0.01 | 0 | 0 | 0 | 0
Geo | 0 | 0 | 0 | 0 | 0 | 0
H | 0 | 0 | 0 | 0 | 0 | 0
LFG | 0 | 0 | 0 | 0 | 0 | 0
Nuc | 0 | 0 | 0 | 0 | 0 | 0
PS | 0 | 0 | 0 | 0 | 0 | 0
PV | 0 | 0 | 0 | 0 | 0 | 0
PeakG | 0 | 0 | 0 | 0 | 0 | 0
PeakO | 0 | 0 | 0 | 0 | 0 | 0
ST | 0 | 0 | 0 | 0 | 0 | 0
STOG | 0 | 0 | 0 | 0 | 0 | 0
STWD | 0 | 0 | 0 | 0 | 0 | 0
WT | 0 | 0 | 0 | 0 | 0 | 0
IGCC | 0 | 0 | 0 | 0 | 0 | 0
DemandResponse | 0 | 0 | 0 | 0 | 0 | 0
IGCC-CCS | 0 | 0 | 0 | 0 | 0 | 0
WT_off | 0 | 0 | 0 | 0 | 0 | 0
PseudoUnit | 0 | 0 | 0 | 0 | 0 | 0
FixedInterchange | 0 | 0 | 0 | 0 | 0 | 0
NOx Emissions (MMshortTons): MISO_MI
ReportingType | 2015 | 2020 | 2025 | 2030 | 2035 | 2040
BM | 0 | 0 | 0 | 0 | 0 | 0
CC | 0 | 0 | 0 | 0 | 0 | 0
CSP | 0 | 0 | 0 | 0 | 0 | 0
CT | 0 | 0 | 0 | 0 | 0 | 0
Coal | 0.03 | 0 | 0 | 0 | 0 | 0
Geo | 0 | 0 | 0 | 0 | 0 | 0
H | 0 | 0 | 0 | 0 | 0 | 0
LFG | 0 | 0 | 0 | 0 | 0 | 0
Nuc | 0 | 0 | 0 | 0 | 0 | 0
PS | 0 | 0 | 0 | 0 | 0 | 0
PV | 0 | 0 | 0 | 0 | 0 | 0
PeakG | 0 | 0 | 0 | 0 | 0 | 0
PeakO | 0 | 0 | 0 | 0 | 0 | 0
ST | 0 | 0 | 0 | 0 | 0 | 0
STOG | 0 | 0 | 0 | 0 | 0 | 0
STWD | 0 | 0 | 0 | 0 | 0 | 0
WT | 0 | 0 | 0 | 0 | 0 | 0
IGCC | 0 | 0 | 0 | 0 | 0 | 0
DemandResponse | 0 | 0 | 0 | 0 | 0 | 0
IGCC-CCS | 0 | 0 | 0 | 0 | 0 | 0
WT_off | 0 | 0 | 0 | 0 | 0 | 0
PseudoUnit | 0 | 0 | 0 | 0 | 0 | 0
FixedInterchange | 0 | 0 | 0 | 0 | 0 | 0
NOx Emissions (MMshortTons): MISO_MO-IL
ReportingType | 2015 | 2020 | 2025 | 2030 | 2035 | 2040
BM | 0 | 0 | 0 | 0 | 0 | 0
CC | 0 | 0 | 0 | 0 | 0 | 0
CSP | 0 | 0 | 0 | 0 | 0 | 0
CT | 0 | 0 | 0 | 0 | 0 | 0
Coal | 0.04 | 0 | 0 | 0 | 0 | 0
Geo | 0 | 0 | 0 | 0 | 0 | 0
H | 0 | 0 | 0 | 0 | 0 | 0
LFG | 0 | 0 | 0 | 0 | 0 | 0
Nuc | 0 | 0 | 0 | 0 | 0 | 0
PS | 0 | 0 | 0 | 0 | 0 | 0
PV | 0 | 0 | 0 | 0 | 0 | 0
PeakG | 0 | 0 | 0 | 0 | 0 | 0
PeakO | 0 | 0 | 0 | 0 | 0 | 0
ST | 0 | 0 | 0 | 0 | 0 | 0
STOG | 0 | 0 | 0 | 0 | 0 | 0
STWD | 0 | 0 | 0 | 0 | 0 | 0
WT | 0 | 0 | 0 | 0 | 0 | 0
IGCC | 0 | 0 | 0 | 0 | 0 | 0
DemandResponse | 0 | 0 | 0 | 0 | 0 | 0
IGCC-CCS | 0 | 0 | 0 | 0 | 0 | 0
WT_off | 0 | 0 | 0 | 0 | 0 | 0
PseudoUnit | 0 | 0 | 0 | 0 | 0 | 0
FixedInterchange | 0 | 0 | 0 | 0 | 0 | 0
NOx Emissions (MMshortTons): MISO_W
ReportingType | 2015 | 2020 | 2025 | 2030 | 2035 | 2040
BM | 0 | 0 | 0 | 0 | 0 | 0
CC | 0 | 0 | 0 | 0 | 0 | 0
CSP | 0 | 0 | 0 | 0 | 0 | 0
CT | 0 | 0 | 0 | 0 | 0 | 0
Coal | 0.09 | 0.01 | 0 | 0 | 0 | 0
Geo | 0 | 0 | 0 | 0 | 0 | 0
H | 0 | 0 | 0 | 0 | 0 | 0
LFG | 0 | 0 | 0 | 0 | 0 | 0
Nuc | 0 | 0 | 0 | 0 | 0 | 0
PS | 0 | 0 | 0 | 0 | 0 | 0
PV | 0 | 0 | 0 | 0 | 0 | 0
PeakG | 0 | 0 | 0 | 0 | 0 | 0
PeakO | 0 | 0 | 0 | 0 | 0 | 0
ST | 0 | 0 | 0 | 0 | 0 | 0
STOG | 0 | 0 | 0 | 0 | 0 | 0
STWD | 0 | 0 | 0 | 0 | 0 | 0
WT | 0 | 0 | 0 | 0 | 0 | 0
IGCC | 0 | 0 | 0 | 0 | 0 | 0
DemandResponse | 0 | 0 | 0 | 0 | 0 | 0
IGCC-CCS | 0 | 0 | 0 | 0 | 0 | 0
WT_off | 0 | 0 | 0 | 0 | 0 | 0
PseudoUnit | 0 | 0 | 0 | 0 | 0 | 0
FixedInterchange | 0 | 0 | 0 | 0 | 0 | 0
NOx Emissions (MMshortTons): MISO_WUMS
ReportingType | 2015 | 2020 | 2025 | 2030 | 2035 | 2040
BM | 0 | 0 | 0 | 0 | 0 | 0
CC | 0 | 0 | 0 | 0 | 0 | 0
CSP | 0 | 0 | 0 | 0 | 0 | 0
CT | 0 | 0 | 0 | 0 | 0 | 0
Coal | 0.01 | 0 | 0 | 0 | 0 | 0
Geo | 0 | 0 | 0 | 0 | 0 | 0
H | 0 | 0 | 0 | 0 | 0 | 0
LFG | 0 | 0 | 0 | 0 | 0 | 0
Nuc | 0 | 0 | 0 | 0 | 0 | 0
PS | 0 | 0 | 0 | 0 | 0 | 0
PV | 0 | 0 | 0 | 0 | 0 | 0
PeakG | 0 | 0 | 0 | 0 | 0 | 0
PeakO | 0 | 0 | 0 | 0 | 0 | 0
ST | 0 | 0 | 0 | 0 | 0 | 0
STOG | 0 | 0 | 0 | 0 | 0 | 0
STWD | 0 | 0 | 0 | 0 | 0 | 0
WT | 0 | 0 | 0 | 0 | 0 | 0
IGCC | 0 | 0 | 0 | 0 | 0 | 0
DemandResponse | 0 | 0 | 0 | 0 | 0 | 0
IGCC-CCS | 0 | 0 | 0 | 0 | 0 | 0
WT_off | 0 | 0 | 0 | 0 | 0 | 0
PseudoUnit | 0 | 0 | 0 | 0 | 0 | 0
FixedInterchange | 0 | 0 | 0 | 0 | 0 | 0
NOx Emissions (MMshortTons): Nebraska
ReportingType | 2015 | 2020 | 2025 | 2030 | 2035 | 2040
BM | 0 | 0 | 0 | 0 | 0 | 0
CC | 0 | 0 | 0 | 0 | 0 | 0
CSP | 0 | 0 | 0 | 0 | 0 | 0
CT | 0 | 0 | 0 | 0 | 0 | 0
Coal | 0.04 | 0 | 0 | 0 | 0 | 0
Geo | 0 | 0 | 0 | 0 | 0 | 0
H | 0 | 0 | 0 | 0 | 0 | 0
LFG | 0 | 0 | 0 | 0 | 0 | 0
Nuc | 0 | 0 | 0 | 0 | 0 | 0
PS | 0 | 0 | 0 | 0 | 0 | 0
PV | 0 | 0 | 0 | 0 | 0 | 0
PeakG | 0 | 0 | 0 | 0 | 0 | 0
PeakO | 0 | 0 | 0 | 0 | 0 | 0
ST | 0 | 0 | 0 | 0 | 0 | 0
STOG | 0 | 0 | 0 | 0 | 0 | 0
STWD | 0 | 0 | 0 | 0 | 0 | 0
WT | 0 | 0 | 0 | 0 | 0 | 0
IGCC | 0 | 0 | 0 | 0 | 0 | 0
DemandResponse | 0 | 0 | 0 | 0 | 0 | 0
IGCC-CCS | 0 | 0 | 0 | 0 | 0 | 0
WT_off | 0 | 0 | 0 | 0 | 0 | 0
PseudoUnit | 0 | 0 | 0 | 0 | 0 | 0
FixedInterchange | 0 | 0 | 0 | 0 | 0 | 0
NOx Emissions (MMshortTons): NEISO
ReportingType | 2015 | 2020 | 2025 | 2030 | 2035 | 2040
BM | 0 | 0 | 0 | 0 | 0 | 0
CC | 0 | 0 | 0 | 0 | 0 | 0
CSP | 0 | 0 | 0 | 0 | 0 | 0
CT | 0 | 0 | 0 | 0 | 0 | 0
Coal | 0 | 0 | 0 | 0 | 0 | 0
Geo | 0 | 0 | 0 | 0 | 0 | 0
H | 0 | 0 | 0 | 0 | 0 | 0
LFG | 0 | 0 | 0 | 0 | 0 | 0
Nuc | 0 | 0 | 0 | 0 | 0 | 0
PS | 0 | 0 | 0 | 0 | 0 | 0
PV | 0 | 0 | 0 | 0 | 0 | 0
PeakG | 0 | 0 | 0 | 0 | 0 | 0
PeakO | 0 | 0 | 0 | 0 | 0 | 0
ST | 0 | 0 | 0 | 0 | 0 | 0
STOG | 0 | 0 | 0 | 0 | 0 | 0
STWD | 0 | 0 | 0 | 0 | 0 | 0
WT | 0 | 0 | 0 | 0 | 0 | 0
IGCC | 0 | 0 | 0 | 0 | 0 | 0
DemandResponse | 0 | 0 | 0 | 0 | 0 | 0
IGCC-CCS | 0 | 0 | 0 | 0 | 0 | 0
WT_off | 0 | 0 | 0 | 0 | 0 | 0
PseudoUnit | 0 | 0 | 0 | 0 | 0 | 0
FixedInterchange | 0 | 0 | 0 | 0 | 0 | 0
NOx Emissions (MMshortTons): NonRTO_Midwest
ReportingType | 2015 | 2020 | 2025 | 2030 | 2035 | 2040
BM | 0 | 0 | 0 | 0 | 0 | 0
CC | 0 | 0 | 0 | 0 | 0 | 0
CSP | 0 | 0 | 0 | 0 | 0 | 0
CT | 0 | 0 | 0 | 0 | 0 | 0
Coal | 0.03 | 0.01 | 0 | 0 | 0 | 0
Geo | 0 | 0 | 0 | 0 | 0 | 0
H | 0 | 0 | 0 | 0 | 0 | 0
LFG | 0 | 0 | 0 | 0 | 0 | 0
Nuc | 0 | 0 | 0 | 0 | 0 | 0
PS | 0 | 0 | 0 | 0 | 0 | 0
PV | 0 | 0 | 0 | 0 | 0 | 0
PeakG | 0 | 0 | 0 | 0 | 0 | 0
PeakO | 0 | 0 | 0 | 0 | 0 | 0
ST | 0 | 0 | 0 | 0 | 0 | 0
STOG | 0 | 0 | 0 | 0 | 0 | 0
STWD | 0 | 0 | 0 | 0 | 0 | 0
WT | 0 | 0 | 0 | 0 | 0 | 0
IGCC | 0 | 0 | 0 | 0 | 0 | 0
DemandResponse | 0 | 0 | 0 | 0 | 0 | 0
IGCC-CCS | 0 | 0 | 0 | 0 | 0 | 0
WT_off | 0 | 0 | 0 | 0 | 0 | 0
PseudoUnit | 0 | 0 | 0 | 0 | 0 | 0
FixedInterchange | 0 | 0 | 0 | 0 | 0 | 0
NOx Emissions (MMshortTons): NYISO_A-F
ReportingType | 2015 | 2020 | 2025 | 2030 | 2035 | 2040
BM | 0 | 0 | 0 | 0 | 0 | 0
CC | 0 | 0 | 0 | 0 | 0 | 0
CSP | 0 | 0 | 0 | 0 | 0 | 0
CT | 0 | 0 | 0 | 0 | 0 | 0
Coal | 0 | 0 | 0 | 0 | 0 | 0
Geo | 0 | 0 | 0 | 0 | 0 | 0
H | 0 | 0 | 0 | 0 | 0 | 0
LFG | 0 | 0 | 0 | 0 | 0 | 0
Nuc | 0 | 0 | 0 | 0 | 0 | 0
PS | 0 | 0 | 0 | 0 | 0 | 0
PV | 0 | 0 | 0 | 0 | 0 | 0
PeakG | 0 | 0 | 0 | 0 | 0 | 0
PeakO | 0 | 0 | 0 | 0 | 0 | 0
ST | 0 | 0 | 0 | 0 | 0 | 0
STOG | 0 | 0 | 0 | 0 | 0 | 0
STWD | 0 | 0 | 0 | 0 | 0 | 0
WT | 0 | 0 | 0 | 0 | 0 | 0
IGCC | 0 | 0 | 0 | 0 | 0 | 0
DemandResponse | 0 | 0 | 0 | 0 | 0 | 0
IGCC-CCS | 0 | 0 | 0 | 0 | 0 | 0
WT_off | 0 | 0 | 0 | 0 | 0 | 0
PseudoUnit | 0 | 0 | 0 | 0 | 0 | 0
FixedInterchange | 0 | 0 | 0 | 0 | 0 | 0
NOx Emissions (MMshortTons): NYISO_G-I
ReportingType | 2015 | 2020 | 2025 | 2030 | 2035 | 2040
BM | 0 | 0 | 0 | 0 | 0 | 0
CC | 0 | 0 | 0 | 0 | 0 | 0
CSP | 0 | 0 | 0 | 0 | 0 | 0
CT | 0 | 0 | 0 | 0 | 0 | 0
Coal | 0 | 0 | 0 | 0 | 0 | 0
Geo | 0 | 0 | 0 | 0 | 0 | 0
H | 0 | 0 | 0 | 0 | 0 | 0
LFG | 0 | 0 | 0 | 0 | 0 | 0
Nuc | 0 | 0 | 0 | 0 | 0 | 0
PS | 0 | 0 | 0 | 0 | 0 | 0
PV | 0 | 0 | 0 | 0 | 0 | 0
PeakG | 0 | 0 | 0 | 0 | 0 | 0
PeakO | 0 | 0 | 0 | 0 | 0 | 0
ST | 0 | 0 | 0 | 0 | 0 | 0
STOG | 0 | 0 | 0 | 0 | 0 | 0
STWD | 0 | 0 | 0 | 0 | 0 | 0
WT | 0 | 0 | 0 | 0 | 0 | 0
IGCC | 0 | 0 | 0 | 0 | 0 | 0
DemandResponse | 0 | 0 | 0 | 0 | 0 | 0
IGCC-CCS | 0 | 0 | 0 | 0 | 0 | 0
WT_off | 0 | 0 | 0 | 0 | 0 | 0
PseudoUnit | 0 | 0 | 0 | 0 | 0 | 0
FixedInterchange | 0 | 0 | 0 | 0 | 0 | 0
NOx Emissions (MMshortTons): NYISO_J-K
ReportingType | 2015 | 2020 | 2025 | 2030 | 2035 | 2040
BM | 0 | 0 | 0 | 0 | 0 | 0
CC | 0 | 0 | 0 | 0 | 0 | 0
CSP | 0 | 0 | 0 | 0 | 0 | 0
CT | 0 | 0 | 0 | 0 | 0 | 0
Coal | 0 | 0 | 0 | 0 | 0 | 0
Geo | 0 | 0 | 0 | 0 | 0 | 0
H | 0 | 0 | 0 | 0 | 0 | 0
LFG | 0 | 0 | 0 | 0 | 0 | 0
Nuc | 0 | 0 | 0 | 0 | 0 | 0
PS | 0 | 0 | 0 | 0 | 0 | 0
PV | 0 | 0 | 0 | 0 | 0 | 0
PeakG | 0 | 0 | 0 | 0 | 0 | 0
PeakO | 0 | 0 | 0 | 0 | 0 | 0
ST | 0 | 0 | 0 | 0 | 0 | 0
STOG | 0 | 0 | 0 | 0 | 0 | 0
STWD | 0 | 0 | 0 | 0 | 0 | 0
WT | 0 | 0 | 0 | 0 | 0 | 0
IGCC | 0 | 0 | 0 | 0 | 0 | 0
DemandResponse | 0 | 0 | 0 | 0 | 0 | 0
IGCC-CCS | 0 | 0 | 0 | 0 | 0 | 0
WT_off | 0 | 0 | 0 | 0 | 0 | 0
PseudoUnit | 0 | 0 | 0 | 0 | 0 | 0
FixedInterchange | 0 | 0 | 0 | 0 | 0 | 0
NOx Emissions (MMshortTons): PJM_E
ReportingType | 2015 | 2020 | 2025 | 2030 | 2035 | 2040
BM | 0 | 0 | 0 | 0 | 0 | 0
CC | 0 | 0 | 0 | 0 | 0 | 0
CSP | 0 | 0 | 0 | 0 | 0 | 0
CT | 0 | 0 | 0 | 0 | 0 | 0
Coal | 0 | 0 | 0 | 0 | 0 | 0
Geo | 0 | 0 | 0 | 0 | 0 | 0
H | 0 | 0 | 0 | 0 | 0 | 0
LFG | 0 | 0 | 0 | 0 | 0 | 0
Nuc | 0 | 0 | 0 | 0 | 0 | 0
PS | 0 | 0 | 0 | 0 | 0 | 0
PV | 0 | 0 | 0 | 0 | 0 | 0
PeakG | 0 | 0 | 0 | 0 | 0 | 0
PeakO | 0 | 0 | 0 | 0 | 0 | 0
ST | 0 | 0 | 0 | 0 | 0 | 0
STOG | 0 | 0 | 0 | 0 | 0 | 0
STWD | 0 | 0 | 0 | 0 | 0 | 0
WT | 0 | 0 | 0 | 0 | 0 | 0
IGCC | 0 | 0 | 0 | 0 | 0 | 0
DemandResponse | 0 | 0 | 0 | 0 | 0 | 0
IGCC-CCS | 0 | 0 | 0 | 0 | 0 | 0
WT_off | 0 | 0 | 0 | 0 | 0 | 0
PseudoUnit | 0 | 0 | 0 | 0 | 0 | 0
FixedInterchange | 0 | 0 | 0 | 0 | 0 | 0
NOx Emissions (MMshortTons): PJM_ROM
ReportingType | 2015 | 2020 | 2025 | 2030 | 2035 | 2040
BM | 0 | 0 | 0 | 0 | 0 | 0
CC | 0 | 0 | 0 | 0 | 0 | 0
CSP | 0 | 0 | 0 | 0 | 0 | 0
CT | 0 | 0 | 0 | 0 | 0 | 0
Coal | 0.01 | 0 | 0 | 0 | 0 | 0
Geo | 0 | 0 | 0 | 0 | 0 | 0
H | 0 | 0 | 0 | 0 | 0 | 0
LFG | 0 | 0 | 0 | 0 | 0 | 0
Nuc | 0 | 0 | 0 | 0 | 0 | 0
PS | 0 | 0 | 0 | 0 | 0 | 0
PV | 0 | 0 | 0 | 0 | 0 | 0
PeakG | 0 | 0 | 0 | 0 | 0 | 0
PeakO | 0 | 0 | 0 | 0 | 0 | 0
ST | 0 | 0 | 0 | 0 | 0 | 0
STOG | 0 | 0 | 0 | 0 | 0 | 0
STWD | 0 | 0 | 0 | 0 | 0 | 0
WT | 0 | 0 | 0 | 0 | 0 | 0
IGCC | 0 | 0 | 0 | 0 | 0 | 0
DemandResponse | 0 | 0 | 0 | 0 | 0 | 0
IGCC-CCS | 0 | 0 | 0 | 0 | 0 | 0
WT_off | 0 | 0 | 0 | 0 | 0 | 0
PseudoUnit | 0 | 0 | 0 | 0 | 0 | 0
FixedInterchange | 0 | 0 | 0 | 0 | 0 | 0
NOx Emissions (MMshortTons): PJM_ROR
ReportingType | 2015 | 2020 | 2025 | 2030 | 2035 | 2040
BM | 0 | 0 | 0 | 0 | 0 | 0
CC | 0.01 | 0.01 | 0.01 | 0.01 | 0 | 0
CSP | 0 | 0 | 0 | 0 | 0 | 0
CT | 0 | 0 | 0 | 0 | 0 | 0
Coal | 0.14 | 0.05 | 0 | 0 | 0 | 0
Geo | 0 | 0 | 0 | 0 | 0 | 0
H | 0 | 0 | 0 | 0 | 0 | 0
LFG | 0 | 0 | 0 | 0 | 0 | 0
Nuc | 0 | 0 | 0 | 0 | 0 | 0
PS | 0 | 0 | 0 | 0 | 0 | 0
PV | 0 | 0 | 0 | 0 | 0 | 0
PeakG | 0 | 0 | 0 | 0 | 0 | 0
PeakO | 0 | 0 | 0 | 0 | 0 | 0
ST | 0 | 0 | 0 | 0 | 0 | 0
STOG | 0 | 0 | 0 | 0 | 0 | 0
STWD | 0 | 0 | 0 | 0 | 0 | 0
WT | 0 | 0 | 0 | 0 | 0 | 0
IGCC | 0 | 0 | 0 | 0 | 0 | 0
DemandResponse | 0 | 0 | 0 | 0 | 0 | 0
IGCC-CCS | 0 | 0 | 0 | 0 | 0 | 0
WT_off | 0 | 0 | 0 | 0 | 0 | 0
PseudoUnit | 0 | 0 | 0 | 0 | 0 | 0
FixedInterchange | 0 | 0 | 0 | 0 | 0 | 0
NOx Emissions (MMshortTons): SOCO
ReportingType | 2015 | 2020 | 2025 | 2030 | 2035 | 2040
BM | 0 | 0 | 0 | 0 | 0 | 0
CC | 0.01 | 0.01 | 0.01 | 0.01 | 0 | 0
CSP | 0 | 0 | 0 | 0 | 0 | 0
CT | 0 | 0 | 0 | 0 | 0 | 0
Coal | 0.03 | 0 | 0 | 0 | 0 | 0
Geo | 0 | 0 | 0 | 0 | 0 | 0
H | 0 | 0 | 0 | 0 | 0 | 0
LFG | 0 | 0 | 0 | 0 | 0 | 0
Nuc | 0 | 0 | 0 | 0 | 0 | 0
PS | 0 | 0 | 0 | 0 | 0 | 0
PV | 0 | 0 | 0 | 0 | 0 | 0
PeakG | 0 | 0 | 0 | 0 | 0 | 0
PeakO | 0 | 0 | 0 | 0 | 0 | 0
ST | 0 | 0 | 0 | 0 | 0 | 0
STOG | 0 | 0 | 0 | 0 | 0 | 0
STWD | 0 | 0 | 0 | 0 | 0 | 0
WT | 0 | 0 | 0 | 0 | 0 | 0
IGCC | 0 | 0 | 0 | 0 | 0 | 0
DemandResponse | 0 | 0 | 0 | 0 | 0 | 0
IGCC-CCS | 0 | 0 | 0 | 0 | 0 | 0
WT_off | 0 | 0 | 0 | 0 | 0 | 0
PseudoUnit | 0 | 0 | 0 | 0 | 0 | 0
FixedInterchange | 0 | 0 | 0 | 0 | 0 | 0
NOx Emissions (MMshortTons): SPP_N
ReportingType | 2015 | 2020 | 2025 | 2030 | 2035 | 2040
BM | 0 | 0 | 0 | 0 | 0 | 0
CC | 0 | 0 | 0 | 0 | 0 | 0
CSP | 0 | 0 | 0 | 0 | 0 | 0
CT | 0 | 0 | 0 | 0 | 0 | 0
Coal | 0.06 | 0.01 | 0 | 0 | 0 | 0
Geo | 0 | 0 | 0 | 0 | 0 | 0
H | 0 | 0 | 0 | 0 | 0 | 0
LFG | 0 | 0 | 0 | 0 | 0 | 0
Nuc | 0 | 0 | 0 | 0 | 0 | 0
PS | 0 | 0 | 0 | 0 | 0 | 0
PV | 0 | 0 | 0 | 0 | 0 | 0
PeakG | 0 | 0 | 0 | 0 | 0 | 0
PeakO | 0 | 0 | 0 | 0 | 0 | 0
ST | 0 | 0 | 0 | 0 | 0 | 0
STOG | 0 | 0 | 0 | 0 | 0 | 0
STWD | 0 | 0 | 0 | 0 | 0 | 0
WT | 0 | 0 | 0 | 0 | 0 | 0
IGCC | 0 | 0 | 0 | 0 | 0 | 0
DemandResponse | 0 | 0 | 0 | 0 | 0 | 0
IGCC-CCS | 0 | 0 | 0 | 0 | 0 | 0
WT_off | 0 | 0 | 0 | 0 | 0 | 0
PseudoUnit | 0 | 0 | 0 | 0 | 0 | 0
FixedInterchange | 0 | 0 | 0 | 0 | 0 | 0
NOx Emissions (MMshortTons): SPP_S
ReportingType | 2015 | 2020 | 2025 | 2030 | 2035 | 2040
BM | 0 | 0 | 0 | 0 | 0 | 0
CC | 0 | 0 | 0 | 0 | 0 | 0
CSP | 0 | 0 | 0 | 0 | 0 | 0
CT | 0 | 0 | 0 | 0 | 0 | 0
Coal | 0.09 | 0.01 | 0 | 0 | 0 | 0
Geo | 0 | 0 | 0 | 0 | 0 | 0
H | 0 | 0 | 0 | 0 | 0 | 0
LFG | 0 | 0 | 0 | 0 | 0 | 0
Nuc | 0 | 0 | 0 | 0 | 0 | 0
PS | 0 | 0 | 0 | 0 | 0 | 0
PV | 0 | 0 | 0 | 0 | 0 | 0
PeakG | 0 | 0 | 0 | 0 | 0 | 0
PeakO | 0 | 0 | 0 | 0 | 0 | 0
ST | 0 | 0 | 0 | 0 | 0 | 0
STOG | 0 | 0 | 0 | 0 | 0 | 0
STWD | 0 | 0 | 0 | 0 | 0 | 0
WT | 0 | 0 | 0 | 0 | 0 | 0
IGCC | 0 | 0 | 0 | 0 | 0 | 0
DemandResponse | 0 | 0 | 0 | 0 | 0 | 0
IGCC-CCS | 0 | 0 | 0 | 0 | 0 | 0
WT_off | 0 | 0 | 0 | 0 | 0 | 0
PseudoUnit | 0 | 0 | 0 | 0 | 0 | 0
FixedInterchange | 0 | 0 | 0 | 0 | 0 | 0
NOx Emissions (MMshortTons): TVA
ReportingType | 2015 | 2020 | 2025 | 2030 | 2035 | 2040
BM | 0 | 0 | 0 | 0 | 0 | 0
CC | 0 | 0 | 0.01 | 0 | 0 | 0
CSP | 0 | 0 | 0 | 0 | 0 | 0
CT | 0 | 0 | 0 | 0 | 0 | 0
Coal | 0.02 | 0.01 | 0 | 0 | 0 | 0
Geo | 0 | 0 | 0 | 0 | 0 | 0
H | 0 | 0 | 0 | 0 | 0 | 0
LFG | 0 | 0 | 0 | 0 | 0 | 0
Nuc | 0 | 0 | 0 | 0 | 0 | 0
PS | 0 | 0 | 0 | 0 | 0 | 0
PV | 0 | 0 | 0 | 0 | 0 | 0
PeakG | 0 | 0 | 0 | 0 | 0 | 0
PeakO | 0 | 0 | 0 | 0 | 0 | 0
ST | 0 | 0 | 0 | 0 | 0 | 0
STOG | 0 | 0 | 0 | 0 | 0 | 0
STWD | 0 | 0 | 0 | 0 | 0 | 0
WT | 0 | 0 | 0 | 0 | 0 | 0
IGCC | 0 | 0 | 0 | 0 | 0 | 0
DemandResponse | 0 | 0 | 0 | 0 | 0 | 0
IGCC-CCS | 0 | 0 | 0 | 0 | 0 | 0
WT_off | 0 | 0 | 0 | 0 | 0 | 0
PseudoUnit | 0 | 0 | 0 | 0 | 0 | 0
FixedInterchange | 0 | 0 | 0 | 0 | 0 | 0
NOx Emissions (MMshortTons): TVA_Transmission
ReportingType | 2015 | 2020 | 2025 | 2030 | 2035 | 2040
BM | 0 | 0 | 0 | 0 | 0 | 0
CC | 0 | 0 | 0 | 0 | 0 | 0
CSP | 0 | 0 | 0 | 0 | 0 | 0
CT | 0 | 0 | 0 | 0 | 0 | 0
Coal | 0 | 0 | 0 | 0 | 0 | 0
Geo | 0 | 0 | 0 | 0 | 0 | 0
H | 0 | 0 | 0 | 0 | 0 | 0
LFG | 0 | 0 | 0 | 0 | 0 | 0
Nuc | 0 | 0 | 0 | 0 | 0 | 0
PS | 0 | 0 | 0 | 0 | 0 | 0
PV | 0 | 0 | 0 | 0 | 0 | 0
PeakG | 0 | 0 | 0 | 0 | 0 | 0
PeakO | 0 | 0 | 0 | 0 | 0 | 0
ST | 0 | 0 | 0 | 0 | 0 | 0
STOG | 0 | 0 | 0 | 0 | 0 | 0
STWD | 0 | 0 | 0 | 0 | 0 | 0
WT | 0 | 0 | 0 | 0 | 0 | 0
IGCC | 0 | 0 | 0 | 0 | 0 | 0
DemandResponse | 0 | 0 | 0 | 0 | 0 | 0
IGCC-CCS | 0 | 0 | 0 | 0 | 0 | 0
WT_off | 0 | 0 | 0 | 0 | 0 | 0
PseudoUnit | 0 | 0 | 0 | 0 | 0 | 0
FixedInterchange | 0 | 0 | 0 | 0 | 0 | 0
NOx Emissions (MMshortTons): VACAR
ReportingType | 2015 | 2020 | 2025 | 2030 | 2035 | 2040
BM | 0 | 0 | 0 | 0 | 0 | 0
CC | 0.01 | 0.01 | 0.01 | 0 | 0 | 0
CSP | 0 | 0 | 0 | 0 | 0 | 0
CT | 0 | 0 | 0 | 0 | 0 | 0
Coal | 0.02 | 0.01 | 0 | 0 | 0 | 0
Geo | 0 | 0 | 0 | 0 | 0 | 0
H | 0 | 0 | 0 | 0 | 0 | 0
LFG | 0 | 0 | 0 | 0 | 0 | 0
Nuc | 0 | 0 | 0 | 0 | 0 | 0
PS | 0 | 0 | 0 | 0 | 0 | 0
PV | 0 | 0 | 0 | 0 | 0 | 0
PeakG | 0 | 0 | 0 | 0 | 0 | 0
PeakO | 0 | 0 | 0 | 0 | 0 | 0
ST | 0 | 0 | 0 | 0 | 0 | 0
STOG | 0 | 0 | 0 | 0 | 0 | 0
STWD | 0 | 0 | 0 | 0 | 0 | 0
WT | 0 | 0 | 0 | 0 | 0 | 0
IGCC | 0 | 0 | 0 | 0 | 0 | 0
DemandResponse | 0 | 0 | 0 | 0 | 0 | 0
IGCC-CCS | 0 | 0 | 0 | 0 | 0 | 0
WT_off | 0 | 0 | 0 | 0 | 0 | 0
PseudoUnit | 0 | 0 | 0 | 0 | 0 | 0
FixedInterchange | 0 | 0 | 0 | 0 | 0 | 0
NOx Emissions (MMshortTons): IESO
ReportingType | 2015 | 2020 | 2025 | 2030 | 2035 | 2040
BM | 0 | 0 | 0 | 0 | 0 | 0
CC | 0 | 0 | 0 | 0 | 0 | 0
CSP | 0 | 0 | 0 | 0 | 0 | 0
CT | 0 | 0 | 0 | 0 | 0 | 0
Coal | 0 | 0 | 0 | 0 | 0 | 0
Geo | 0 | 0 | 0 | 0 | 0 | 0
H | 0 | 0 | 0 | 0 | 0 | 0
LFG | 0 | 0 | 0 | 0 | 0 | 0
Nuc | 0 | 0 | 0 | 0 | 0 | 0
PS | 0 | 0 | 0 | 0 | 0 | 0
PV | 0 | 0 | 0 | 0 | 0 | 0
PeakG | 0 | 0 | 0 | 0 | 0 | 0
PeakO | 0 | 0 | 0 | 0 | 0 | 0
ST | 0 | 0 | 0 | 0 | 0 | 0
STOG | 0 | 0 | 0 | 0 | 0 | 0
STWD | 0 | 0 | 0 | 0 | 0 | 0
WT | 0 | 0 | 0 | 0 | 0 | 0
IGCC | 0 | 0 | 0 | 0 | 0 | 0
DemandResponse | 0 | 0 | 0 | 0 | 0 | 0
IGCC-CCS | 0 | 0 | 0 | 0 | 0 | 0
WT_off | 0 | 0 | 0 | 0 | 0 | 0
PseudoUnit | 0 | 0 | 0 | 0 | 0 | 0
FixedInterchange | 0 | 0 | 0 | 0 | 0 | 0
NOx Emissions (MMshortTons): MAPP_CA
ReportingType | 2015 | 2020 | 2025 | 2030 | 2035 | 2040
BM | 0 | 0 | 0 | 0 | 0 | 0
CC | 0 | 0 | 0 | 0 | 0 | 0
CSP | 0 | 0 | 0 | 0 | 0 | 0
CT | 0 | 0 | 0 | 0 | 0 | 0
Coal | 0 | 0 | 0 | 0 | 0 | 0
Geo | 0 | 0 | 0 | 0 | 0 | 0
H | 0 | 0 | 0 | 0 | 0 | 0
LFG | 0 | 0 | 0 | 0 | 0 | 0
Nuc | 0 | 0 | 0 | 0 | 0 | 0
PS | 0 | 0 | 0 | 0 | 0 | 0
PV | 0 | 0 | 0 | 0 | 0 | 0
PeakG | 0 | 0 | 0 | 0 | 0 | 0
PeakO | 0 | 0 | 0 | 0 | 0 | 0
ST | 0 | 0 | 0 | 0 | 0 | 0
STOG | 0 | 0 | 0 | 0 | 0 | 0
STWD | 0 | 0 | 0 | 0 | 0 | 0
WT | 0 | 0 | 0 | 0 | 0 | 0
IGCC | 0 | 0 | 0 | 0 | 0 | 0
DemandResponse | 0 | 0 | 0 | 0 | 0 | 0
IGCC-CCS | 0 | 0 | 0 | 0 | 0 | 0
WT_off | 0 | 0 | 0 | 0 | 0 | 0
PseudoUnit | 0 | 0 | 0 | 0 | 0 | 0
FixedInterchange | 0 | 0 | 0 | 0 | 0 | 0
NOx Emissions (MMshortTons): AZ_NM_SNV_Coal
ReportingType | 2015 | 2020 | 2025 | 2030 | 2035 | 2040
BM | 0 | 0 | 0 | 0 | 0 | 0
CC | 0 | 0 | 0 | 0 | 0 | 0
CSP | 0 | 0 | 0 | 0 | 0 | 0
CT | 0 | 0 | 0 | 0 | 0 | 0
Coal | 0.08 | 0.08 | 0.01 | 0 | 0 | 0
Geo | 0 | 0 | 0 | 0 | 0 | 0
H | 0 | 0 | 0 | 0 | 0 | 0
LFG | 0 | 0 | 0 | 0 | 0 | 0
Nuc | 0 | 0 | 0 | 0 | 0 | 0
PS | 0 | 0 | 0 | 0 | 0 | 0
PV | 0 | 0 | 0 | 0 | 0 | 0
PeakG | 0 | 0 | 0 | 0 | 0 | 0
PeakO | 0 | 0 | 0 | 0 | 0 | 0
ST | 0 | 0 | 0 | 0 | 0 | 0
STOG | 0 | 0 | 0 | 0 | 0 | 0
STWD | 0 | 0 | 0 | 0 | 0 | 0
WT | 0 | 0 | 0 | 0 | 0 | 0
IGCC | 0 | 0 | 0 | 0 | 0 | 0
DemandResponse | 0 | 0 | 0 | 0 | 0 | 0
IGCC-CCS | 0 | 0 | 0 | 0 | 0 | 0
WT_off | 0 | 0 | 0 | 0 | 0 | 0
PseudoUnit | 0 | 0 | 0 | 0 | 0 | 0
FixedInterchange | 0 | 0 | 0 | 0 | 0 | 0
NOx Emissions (MMshortTons): AZ_NM_SNV_Gas
ReportingType | 2015 | 2020 | 2025 | 2030 | 2035 | 2040
BM | 0 | 0 | 0 | 0 | 0 | 0
CC | 0 | 0 | 0 | 0 | 0 | 0
CSP | 0 | 0 | 0 | 0 | 0 | 0
CT | 0 | 0 | 0 | 0 | 0 | 0
Coal | 0 | 0 | 0 | 0 | 0 | 0
Geo | 0 | 0 | 0 | 0 | 0 | 0
H | 0 | 0 | 0 | 0 | 0 | 0
LFG | 0 | 0 | 0 | 0 | 0 | 0
Nuc | 0 | 0 | 0 | 0 | 0 | 0
PS | 0 | 0 | 0 | 0 | 0 | 0
PV | 0 | 0 | 0 | 0 | 0 | 0
PeakG | 0 | 0 | 0 | 0 | 0 | 0
PeakO | 0 | 0 | 0 | 0 | 0 | 0
ST | 0 | 0 | 0 | 0 | 0 | 0
STOG | 0 | 0 | 0 | 0 | 0 | 0
STWD | 0 | 0 | 0 | 0 | 0 | 0
WT | 0 | 0 | 0 | 0 | 0 | 0
IGCC | 0 | 0 | 0 | 0 | 0 | 0
DemandResponse | 0 | 0 | 0 | 0 | 0 | 0
IGCC-CCS | 0 | 0 | 0 | 0 | 0 | 0
WT_off | 0 | 0 | 0 | 0 | 0 | 0
PseudoUnit | 0 | 0 | 0 | 0 | 0 | 0
FixedInterchange | 0 | 0 | 0 | 0 | 0 | 0
NOx Emissions (MMshortTons): AZ_NM_SNV_NucRenew
ReportingType | 2015 | 2020 | 2025 | 2030 | 2035 | 2040
BM | 0 | 0 | 0 | 0 | 0 | 0
CC | 0 | 0 | 0 | 0 | 0 | 0
CSP | 0 | 0 | 0 | 0 | 0 | 0
CT | 0 | 0 | 0 | 0 | 0 | 0
Coal | 0 | 0 | 0 | 0 | 0 | 0
Geo | 0 | 0 | 0 | 0 | 0 | 0
H | 0 | 0 | 0 | 0 | 0 | 0
LFG | 0 | 0 | 0 | 0 | 0 | 0
Nuc | 0 | 0 | 0 | 0 | 0 | 0
PS | 0 | 0 | 0 | 0 | 0 | 0
PV | 0 | 0 | 0 | 0 | 0 | 0
PeakG | 0 | 0 | 0 | 0 | 0 | 0
PeakO | 0 | 0 | 0 | 0 | 0 | 0
ST | 0 | 0 | 0 | 0 | 0 | 0
STOG | 0 | 0 | 0 | 0 | 0 | 0
STWD | 0 | 0 | 0 | 0 | 0 | 0
WT | 0 | 0 | 0 | 0 | 0 | 0
IGCC | 0 | 0 | 0 | 0 | 0 | 0
DemandResponse | 0 | 0 | 0 | 0 | 0 | 0
IGCC-CCS | 0 | 0 | 0 | 0 | 0 | 0
WT_off | 0 | 0 | 0 | 0 | 0 | 0
PseudoUnit | 0 | 0 | 0 | 0 | 0 | 0
FixedInterchange | 0 | 0 | 0 | 0 | 0 | 0
NOx Emissions (MMshortTons): ERCOT
ReportingType | 2015 | 2020 | 2025 | 2030 | 2035 | 2040
BM | 0 | 0 | 0 | 0 | 0 | 0
CC | 0.01 | 0.01 | 0.01 | 0.01 | 0 | 0
CSP | 0 | 0 | 0 | 0 | 0 | 0
CT | 0 | 0 | 0 | 0 | 0 | 0
Coal | 0.02 | 0.01 | 0 | 0 | 0 | 0
Geo | 0 | 0 | 0 | 0 | 0 | 0
H | 0 | 0 | 0 | 0 | 0 | 0
LFG | 0 | 0 | 0 | 0 | 0 | 0
Nuc | 0 | 0 | 0 | 0 | 0 | 0
PS | 0 | 0 | 0 | 0 | 0 | 0
PV | 0 | 0 | 0 | 0 | 0 | 0
PeakG | 0 | 0 | 0 | 0 | 0 | 0
PeakO | 0 | 0 | 0 | 0 | 0 | 0
ST | 0 | 0 | 0 | 0 | 0 | 0
STOG | 0 | 0 | 0 | 0 | 0 | 0
STWD | 0 | 0 | 0 | 0 | 0 | 0
WT | 0 | 0 | 0 | 0 | 0 | 0
IGCC | 0 | 0 | 0 | 0 | 0 | 0
DemandResponse | 0 | 0 | 0 | 0 | 0 | 0
IGCC-CCS | 0 | 0 | 0 | 0 | 0 | 0
WT_off | 0 | 0 | 0 | 0 | 0 | 0
PseudoUnit | 0 | 0 | 0 | 0 | 0 | 0
FixedInterchange | 0 | 0 | 0 | 0 | 0 | 0
NOx Emissions (MMshortTons): NP15
ReportingType | 2015 | 2020 | 2025 | 2030 | 2035 | 2040
BM | 0 | 0 | 0 | 0 | 0 | 0
CC | 0 | 0 | 0 | 0 | 0 | 0
CSP | 0 | 0 | 0 | 0 | 0 | 0
CT | 0 | 0 | 0 | 0 | 0 | 0
Coal | 0 | 0 | 0 | 0 | 0 | 0
Geo | 0 | 0 | 0 | 0 | 0 | 0
H | 0 | 0 | 0 | 0 | 0 | 0
LFG | 0 | 0 | 0 | 0 | 0 | 0
Nuc | 0 | 0 | 0 | 0 | 0 | 0
PS | 0 | 0 | 0 | 0 | 0 | 0
PV | 0 | 0 | 0 | 0 | 0 | 0
PeakG | 0 | 0 | 0 | 0 | 0 | 0
PeakO | 0 | 0 | 0 | 0 | 0 | 0
ST | 0 | 0 | 0 | 0 | 0 | 0
STOG | 0 | 0 | 0 | 0 | 0 | 0
STWD | 0 | 0 | 0 | 0 | 0 | 0
WT | 0 | 0 | 0 | 0 | 0 | 0
IGCC | 0 | 0 | 0 | 0 | 0 | 0
DemandResponse | 0 | 0 | 0 | 0 | 0 | 0
IGCC-CCS | 0 | 0 | 0 | 0 | 0 | 0
WT_off | 0 | 0 | 0 | 0 | 0 | 0
PseudoUnit | 0 | 0 | 0 | 0 | 0 | 0
FixedInterchange | 0 | 0 | 0 | 0 | 0 | 0
NOx Emissions (MMshortTons): NWPP_Coal
ReportingType | 2015 | 2020 | 2025 | 2030 | 2035 | 2040
BM | 0 | 0 | 0 | 0 | 0 | 0
CC | 0 | 0 | 0 | 0 | 0 | 0
CSP | 0 | 0 | 0 | 0 | 0 | 0
CT | 0 | 0 | 0 | 0 | 0 | 0
Coal | 0.08 | 0.06 | 0 | 0 | 0 | 0
Geo | 0 | 0 | 0 | 0 | 0 | 0
H | 0 | 0 | 0 | 0 | 0 | 0
LFG | 0 | 0 | 0 | 0 | 0 | 0
Nuc | 0 | 0 | 0 | 0 | 0 | 0
PS | 0 | 0 | 0 | 0 | 0 | 0
PV | 0 | 0 | 0 | 0 | 0 | 0
PeakG | 0 | 0 | 0 | 0 | 0 | 0
PeakO | 0 | 0 | 0 | 0 | 0 | 0
ST | 0 | 0 | 0 | 0 | 0 | 0
STOG | 0 | 0 | 0 | 0 | 0 | 0
STWD | 0 | 0 | 0 | 0 | 0 | 0
WT | 0 | 0 | 0 | 0 | 0 | 0
IGCC | 0 | 0 | 0 | 0 | 0 | 0
DemandResponse | 0 | 0 | 0 | 0 | 0 | 0
IGCC-CCS | 0 | 0 | 0 | 0 | 0 | 0
WT_off | 0 | 0 | 0 | 0 | 0 | 0
PseudoUnit | 0 | 0 | 0 | 0 | 0 | 0
FixedInterchange | 0 | 0 | 0 | 0 | 0 | 0
NOx Emissions (MMshortTons): NWPP_Gas
ReportingType | 2015 | 2020 | 2025 | 2030 | 2035 | 2040
BM | 0 | 0 | 0 | 0 | 0 | 0
CC | 0 | 0 | 0 | 0 | 0 | 0
CSP | 0 | 0 | 0 | 0 | 0 | 0
CT | 0 | 0 | 0 | 0 | 0 | 0
Coal | 0 | 0 | 0 | 0 | 0 | 0
Geo | 0 | 0 | 0 | 0 | 0 | 0
H | 0 | 0 | 0 | 0 | 0 | 0
LFG | 0 | 0 | 0 | 0 | 0 | 0
Nuc | 0 | 0 | 0 | 0 | 0 | 0
PS | 0 | 0 | 0 | 0 | 0 | 0
PV | 0 | 0 | 0 | 0 | 0 | 0
PeakG | 0 | 0 | 0 | 0 | 0 | 0
PeakO | 0 | 0 | 0 | 0 | 0 | 0
ST | 0 | 0 | 0 | 0 | 0 | 0
STOG | 0 | 0 | 0 | 0 | 0 | 0
STWD | 0 | 0 | 0 | 0 | 0 | 0
WT | 0 | 0 | 0 | 0 | 0 | 0
IGCC | 0 | 0 | 0 | 0 | 0 | 0
DemandResponse | 0 | 0 | 0 | 0 | 0 | 0
IGCC-CCS | 0 | 0 | 0 | 0 | 0 | 0
WT_off | 0 | 0 | 0 | 0 | 0 | 0
PseudoUnit | 0 | 0 | 0 | 0 | 0 | 0
FixedInterchange | 0 | 0 | 0 | 0 | 0 | 0
NOx Emissions (MMshortTons): NWPP_NucRenew
ReportingType | 2015 | 2020 | 2025 | 2030 | 2035 | 2040
BM | 0 | 0 | 0 | 0 | 0 | 0
CC | 0 | 0 | 0 | 0 | 0 | 0
CSP | 0 | 0 | 0 | 0 | 0 | 0
CT | 0 | 0 | 0 | 0 | 0 | 0
Coal | 0 | 0 | 0 | 0 | 0 | 0
Geo | 0 | 0 | 0 | 0 | 0 | 0
H | 0 | 0 | 0 | 0 | 0 | 0
LFG | 0 | 0 | 0 | 0 | 0 | 0
Nuc | 0 | 0 | 0 | 0 | 0 | 0
PS | 0 | 0 | 0 | 0 | 0 | 0
PV | 0 | 0 | 0 | 0 | 0 | 0
PeakG | 0 | 0 | 0 | 0 | 0 | 0
PeakO | 0 | 0 | 0 | 0 | 0 | 0
ST | 0 | 0 | 0 | 0 | 0 | 0
STOG | 0 | 0 | 0 | 0 | 0 | 0
STWD | 0 | 0 | 0 | 0 | 0 | 0
WT | 0 | 0 | 0 | 0 | 0 | 0
IGCC | 0 | 0 | 0 | 0 | 0 | 0
DemandResponse | 0 | 0 | 0 | 0 | 0 | 0
IGCC-CCS | 0 | 0 | 0 | 0 | 0 | 0
WT_off | 0 | 0 | 0 | 0 | 0 | 0
PseudoUnit | 0 | 0 | 0 | 0 | 0 | 0
FixedInterchange | 0 | 0 | 0 | 0 | 0 | 0
NOx Emissions (MMshortTons): RMPA
ReportingType | 2015 | 2020 | 2025 | 2030 | 2035 | 2040
BM | 0 | 0 | 0 | 0 | 0 | 0
CC | 0 | 0 | 0 | 0 | 0 | 0
CSP | 0 | 0 | 0 | 0 | 0 | 0
CT | 0 | 0 | 0 | 0 | 0 | 0
Coal | 0.05 | 0.04 | 0 | 0 | 0 | 0
Geo | 0 | 0 | 0 | 0 | 0 | 0
H | 0 | 0 | 0 | 0 | 0 | 0
LFG | 0 | 0 | 0 | 0 | 0 | 0
Nuc | 0 | 0 | 0 | 0 | 0 | 0
PS | 0 | 0 | 0 | 0 | 0 | 0
PV | 0 | 0 | 0 | 0 | 0 | 0
PeakG | 0 | 0 | 0 | 0 | 0 | 0
PeakO | 0 | 0 | 0 | 0 | 0 | 0
ST | 0 | 0 | 0 | 0 | 0 | 0
STOG | 0 | 0 | 0 | 0 | 0 | 0
STWD | 0 | 0 | 0 | 0 | 0 | 0
WT | 0 | 0 | 0 | 0 | 0 | 0
IGCC | 0 | 0 | 0 | 0 | 0 | 0
DemandResponse | 0 | 0 | 0 | 0 | 0 | 0
IGCC-CCS | 0 | 0 | 0 | 0 | 0 | 0
WT_off | 0 | 0 | 0 | 0 | 0 | 0
PseudoUnit | 0 | 0 | 0 | 0 | 0 | 0
FixedInterchange | 0 | 0 | 0 | 0 | 0 | 0
NOx Emissions (MMshortTons): SP15
ReportingType | 2015 | 2020 | 2025 | 2030 | 2035 | 2040
BM | 0 | 0 | 0 | 0 | 0 | 0
CC | 0.01 | 0 | 0 | 0 | 0 | 0
CSP | 0 | 0 | 0 | 0 | 0 | 0
CT | 0 | 0 | 0 | 0 | 0 | 0
Coal | 0 | 0 | 0 | 0 | 0 | 0
Geo | 0 | 0 | 0 | 0 | 0 | 0
H | 0 | 0 | 0 | 0 | 0 | 0
LFG | 0 | 0 | 0 | 0 | 0 | 0
Nuc | 0 | 0 | 0 | 0 | 0 | 0
PS | 0 | 0 | 0 | 0 | 0 | 0
PV | 0 | 0 | 0 | 0 | 0 | 0
PeakG | 0 | 0 | 0 | 0 | 0 | 0
PeakO | 0 | 0 | 0 | 0 | 0 | 0
ST | 0 | 0 | 0 | 0 | 0 | 0
STOG | 0 | 0 | 0 | 0 | 0 | 0
STWD | 0 | 0 | 0 | 0 | 0 | 0
WT | 0 | 0 | 0 | 0 | 0 | 0
IGCC | 0 | 0 | 0 | 0 | 0 | 0
DemandResponse | 0 | 0 | 0 | 0 | 0 | 0
IGCC-CCS | 0 | 0 | 0 | 0 | 0 | 0
WT_off | 0 | 0 | 0 | 0 | 0 | 0
PseudoUnit | 0 | 0 | 0 | 0 | 0 | 0
FixedInterchange | 0 | 0 | 0 | 0 | 0 | 0
NOx Emissions (MMshortTons): ALB
ReportingType | 2015 | 2020 | 2025 | 2030 | 2035 | 2040
BM | 0 | 0 | 0 | 0 | 0 | 0
CC | 0 | 0 | 0 | 0 | 0 | 0
CSP | 0 | 0 | 0 | 0 | 0 | 0
CT | 0 | 0 | 0 | 0 | 0 | 0
Coal | 0.01 | 0.01 | 0.01 | 0 | 0 | 0
Geo | 0 | 0 | 0 | 0 | 0 | 0
H | 0 | 0 | 0 | 0 | 0 | 0
LFG | 0 | 0 | 0 | 0 | 0 | 0
Nuc | 0 | 0 | 0 | 0 | 0 | 0
PS | 0 | 0 | 0 | 0 | 0 | 0
PV | 0 | 0 | 0 | 0 | 0 | 0
PeakG | 0 | 0 | 0 | 0 | 0 | 0
PeakO | 0 | 0 | 0 | 0 | 0 | 0
ST | 0 | 0 | 0 | 0 | 0 | 0
STOG | 0 | 0 | 0 | 0 | 0 | 0
STWD | 0 | 0 | 0 | 0 | 0 | 0
WT | 0 | 0 | 0 | 0 | 0 | 0
IGCC | 0 | 0 | 0 | 0 | 0 | 0
DemandResponse | 0 | 0 | 0 | 0 | 0 | 0
IGCC-CCS | 0 | 0 | 0 | 0 | 0 | 0
WT_off | 0 | 0 | 0 | 0 | 0 | 0
PseudoUnit | 0 | 0 | 0 | 0 | 0 | 0
FixedInterchange | 0 | 0 | 0 | 0 | 0 | 0
NOx Emissions (MMshortTons): BC
ReportingType | 2015 | 2020 | 2025 | 2030 | 2035 | 2040
BM | 0 | 0 | 0 | 0 | 0 | 0
CC | 0 | 0 | 0 | 0 | 0 | 0
CSP | 0 | 0 | 0 | 0 | 0 | 0
CT | 0 | 0 | 0 | 0 | 0 | 0
Coal | 0 | 0 | 0 | 0 | 0 | 0
Geo | 0 | 0 | 0 | 0 | 0 | 0
H | 0 | 0 | 0 | 0 | 0 | 0
LFG | 0 | 0 | 0 | 0 | 0 | 0
Nuc | 0 | 0 | 0 | 0 | 0 | 0
PS | 0 | 0 | 0 | 0 | 0 | 0
PV | 0 | 0 | 0 | 0 | 0 | 0
PeakG | 0 | 0 | 0 | 0 | 0 | 0
PeakO | 0 | 0 | 0 | 0 | 0 | 0
ST | 0 | 0 | 0 | 0 | 0 | 0
STOG | 0 | 0 | 0 | 0 | 0 | 0
STWD | 0 | 0 | 0 | 0 | 0 | 0
WT | 0 | 0 | 0 | 0 | 0 | 0
IGCC | 0 | 0 | 0 | 0 | 0 | 0
DemandResponse | 0 | 0 | 0 | 0 | 0 | 0
IGCC-CCS | 0 | 0 | 0 | 0 | 0 | 0
WT_off | 0 | 0 | 0 | 0 | 0 | 0
PseudoUnit | 0 | 0 | 0 | 0 | 0 | 0
FixedInterchange | 0 | 0 | 0 | 0 | 0 | 0
NOx Emissions (MMshortTons): HQ_IESO
ReportingType | 2015 | 2020 | 2025 | 2030 | 2035 | 2040
BM | 0 | 0 | 0 | 0 | 0 | 0
CC | 0 | 0 | 0 | 0 | 0 | 0
CSP | 0 | 0 | 0 | 0 | 0 | 0
CT | 0 | 0 | 0 | 0 | 0 | 0
Coal | 0 | 0 | 0 | 0 | 0 | 0
Geo | 0 | 0 | 0 | 0 | 0 | 0
H | 0 | 0 | 0 | 0 | 0 | 0
LFG | 0 | 0 | 0 | 0 | 0 | 0
Nuc | 0 | 0 | 0 | 0 | 0 | 0
PS | 0 | 0 | 0 | 0 | 0 | 0
PV | 0 | 0 | 0 | 0 | 0 | 0
PeakG | 0 | 0 | 0 | 0 | 0 | 0
PeakO | 0 | 0 | 0 | 0 | 0 | 0
ST | 0 | 0 | 0 | 0 | 0 | 0
STOG | 0 | 0 | 0 | 0 | 0 | 0
STWD | 0 | 0 | 0 | 0 | 0 | 0
WT | 0 | 0 | 0 | 0 | 0 | 0
IGCC | 0 | 0 | 0 | 0 | 0 | 0
DemandResponse | 0 | 0 | 0 | 0 | 0 | 0
IGCC-CCS | 0 | 0 | 0 | 0 | 0 | 0
WT_off | 0 | 0 | 0 | 0 | 0 | 0
PseudoUnit | 0 | 0 | 0 | 0 | 0 | 0
FixedInterchange | 0 | 0 | 0 | 0 | 0 | 0
NOx Emissions (MMshortTons): HQ_NEISO
ReportingType | 2015 | 2020 | 2025 | 2030 | 2035 | 2040
BM | 0 | 0 | 0 | 0 | 0 | 0
CC | 0 | 0 | 0 | 0 | 0 | 0
CSP | 0 | 0 | 0 | 0 | 0 | 0
CT | 0 | 0 | 0 | 0 | 0 | 0
Coal | 0 | 0 | 0 | 0 | 0 | 0
Geo | 0 | 0 | 0 | 0 | 0 | 0
H | 0 | 0 | 0 | 0 | 0 | 0
LFG | 0 | 0 | 0 | 0 | 0 | 0
Nuc | 0 | 0 | 0 | 0 | 0 | 0
PS | 0 | 0 | 0 | 0 | 0 | 0
PV | 0 | 0 | 0 | 0 | 0 | 0
PeakG | 0 | 0 | 0 | 0 | 0 | 0
PeakO | 0 | 0 | 0 | 0 | 0 | 0
ST | 0 | 0 | 0 | 0 | 0 | 0
STOG | 0 | 0 | 0 | 0 | 0 | 0
STWD | 0 | 0 | 0 | 0 | 0 | 0
WT | 0 | 0 | 0 | 0 | 0 | 0
IGCC | 0 | 0 | 0 | 0 | 0 | 0
DemandResponse | 0 | 0 | 0 | 0 | 0 | 0
IGCC-CCS | 0 | 0 | 0 | 0 | 0 | 0
WT_off | 0 | 0 | 0 | 0 | 0 | 0
PseudoUnit | 0 | 0 | 0 | 0 | 0 | 0
FixedInterchange | 0 | 0 | 0 | 0 | 0 | 0
NOx Emissions (MMshortTons): HQ_NY
ReportingType | 2015 | 2020 | 2025 | 2030 | 2035 | 2040
BM | 0 | 0 | 0 | 0 | 0 | 0
CC | 0 | 0 | 0 | 0 | 0 | 0
CSP | 0 | 0 | 0 | 0 | 0 | 0
CT | 0 | 0 | 0 | 0 | 0 | 0
Coal | 0 | 0 | 0 | 0 | 0 | 0
Geo | 0 | 0 | 0 | 0 | 0 | 0
H | 0 | 0 | 0 | 0 | 0 | 0
LFG | 0 | 0 | 0 | 0 | 0 | 0
Nuc | 0 | 0 | 0 | 0 | 0 | 0
PS | 0 | 0 | 0 | 0 | 0 | 0
PV | 0 | 0 | 0 | 0 | 0 | 0
PeakG | 0 | 0 | 0 | 0 | 0 | 0
PeakO | 0 | 0 | 0 | 0 | 0 | 0
ST | 0 | 0 | 0 | 0 | 0 | 0
STOG | 0 | 0 | 0 | 0 | 0 | 0
STWD | 0 | 0 | 0 | 0 | 0 | 0
WT | 0 | 0 | 0 | 0 | 0 | 0
IGCC | 0 | 0 | 0 | 0 | 0 | 0
DemandResponse | 0 | 0 | 0 | 0 | 0 | 0
IGCC-CCS | 0 | 0 | 0 | 0 | 0 | 0
WT_off | 0 | 0 | 0 | 0 | 0 | 0
PseudoUnit | 0 | 0 | 0 | 0 | 0 | 0
FixedInterchange | 0 | 0 | 0 | 0 | 0 | 0
NOx Emissions (MMshortTons): MARITIMES
ReportingType | 2015 | 2020 | 2025 | 2030 | 2035 | 2040
BM | 0 | 0 | 0 | 0 | 0 | 0
CC | 0 | 0 | 0 | 0 | 0 | 0
CSP | 0 | 0 | 0 | 0 | 0 | 0
CT | 0 | 0 | 0 | 0 | 0 | 0
Coal | 0 | 0 | 0 | 0 | 0 | 0
Geo | 0 | 0 | 0 | 0 | 0 | 0
H | 0 | 0 | 0 | 0 | 0 | 0
LFG | 0 | 0 | 0 | 0 | 0 | 0
Nuc | 0 | 0 | 0 | 0 | 0 | 0
PS | 0 | 0 | 0 | 0 | 0 | 0
PV | 0 | 0 | 0 | 0 | 0 | 0
PeakG | 0 | 0 | 0 | 0 | 0 | 0
PeakO | 0 | 0 | 0 | 0 | 0 | 0
ST | 0 | 0 | 0 | 0 | 0 | 0
STOG | 0 | 0 | 0 | 0 | 0 | 0
STWD | 0 | 0 | 0 | 0 | 0 | 0
WT | 0 | 0 | 0 | 0 | 0 | 0
IGCC | 0 | 0 | 0 | 0 | 0 | 0
DemandResponse | 0 | 0 | 0 | 0 | 0 | 0
IGCC-CCS | 0 | 0 | 0 | 0 | 0 | 0
WT_off | 0 | 0 | 0 | 0 | 0 | 0
PseudoUnit | 0 | 0 | 0 | 0 | 0 | 0
FixedInterchange | 0 | 0 | 0 | 0 | 0 | 0
NOx Emissions (MMshortTons): All
ReportingType | 2015 | 2020 | 2025 | 2030 | 2035 | 2040
BM | 0 | 0 | 0 | 0 | 0 | 0
CC | 0.11 | 0.11 | 0.12 | 0.08 | 0.03 | 0.01
CSP | 0 | 0 | 0 | 0 | 0 | 0
CT | 0 | 0 | 0 | 0 | 0 | 0
Coal | 0.97 | 0.31 | 0.04 | 0.01 | 0.02 | 0.02
Geo | 0 | 0 | 0 | 0 | 0 | 0
H | 0 | 0 | 0 | 0 | 0 | 0
LFG | 0 | 0 | 0 | 0 | 0 | 0
Nuc | 0 | 0 | 0 | 0 | 0 | 0
PS | 0 | 0 | 0 | 0 | 0 | 0
PV | 0 | 0 | 0 | 0 | 0 | 0
PeakG | 0 | 0 | 0 | 0 | 0 | 0
PeakO | 0 | 0 | 0 | 0 | 0 | 0
ST | 0 | 0 | 0 | 0 | 0 | 0
STOG | 0.01 | 0.01 | 0.01 | 0.01 | 0 | 0
STWD | 0 | 0 | 0 | 0 | 0 | 0
WT | 0 | 0 | 0 | 0 | 0 | 0
IGCC | 0 | 0 | 0 | 0 | 0 | 0
DemandResponse | 0 | 0 | 0 | 0 | 0 | 0
IGCC-CCS | 0 | 0 | 0 | 0 | 0 | 0
WT_off | 0 | 0 | 0 | 0 | 0 | 0
PseudoUnit | 0 | 0 | 0 | 0 | 0 | 0
FixedInterchange | 0 | 0 | 0 | 0 | 0 | 0
NOx Emissions (MMshortTons): EI_US
ReportingType | 2015 | 2020 | 2025 | 2030 | 2035 | 2040
BM | 0 | 0 | 0 | 0 | 0 | 0
CC | 0.07 | 0.08 | 0.08 | 0.06 | 0.02 | 0.01
CSP | 0 | 0 | 0 | 0 | 0 | 0
CT | 0 | 0 | 0 | 0 | 0 | 0
Coal | 0.73 | 0.12 | 0.02 | 0.01 | 0.02 | 0.02
Geo | 0 | 0 | 0 | 0 | 0 | 0
H | 0 | 0 | 0 | 0 | 0 | 0
LFG | 0 | 0 | 0 | 0 | 0 | 0
Nuc | 0 | 0 | 0 | 0 | 0 | 0
PS | 0 | 0 | 0 | 0 | 0 | 0
PV | 0 | 0 | 0 | 0 | 0 | 0
PeakG | 0 | 0 | 0 | 0 | 0 | 0
PeakO | 0 | 0 | 0 | 0 | 0 | 0
ST | 0 | 0 | 0 | 0 | 0 | 0
STOG | 0.01 | 0 | 0 | 0 | 0 | 0
STWD | 0 | 0 | 0 | 0 | 0 | 0
WT | 0 | 0 | 0 | 0 | 0 | 0
IGCC | 0 | 0 | 0 | 0 | 0 | 0
DemandResponse | 0 | 0 | 0 | 0 | 0 | 0
IGCC-CCS | 0 | 0 | 0 | 0 | 0 | 0
WT_off | 0 | 0 | 0 | 0 | 0 | 0
PseudoUnit | 0 | 0 | 0 | 0 | 0 | 0
FixedInterchange | 0 | 0 | 0 | 0 | 0 | 0
NOx Emissions (MMshortTons): EI_Canada
ReportingType | 2015 | 2020 | 2025 | 2030 | 2035 | 2040
BM | 0 | 0 | 0 | 0 | 0 | 0
CC | 0 | 0 | 0 | 0 | 0 | 0
CSP | 0 | 0 | 0 | 0 | 0 | 0
CT | 0 | 0 | 0 | 0 | 0 | 0
Coal | 0 | 0 | 0 | 0 | 0 | 0
Geo | 0 | 0 | 0 | 0 | 0 | 0
H | 0 | 0 | 0 | 0 | 0 | 0
LFG | 0 | 0 | 0 | 0 | 0 | 0
Nuc | 0 | 0 | 0 | 0 | 0 | 0
PS | 0 | 0 | 0 | 0 | 0 | 0
PV | 0 | 0 | 0 | 0 | 0 | 0
PeakG | 0 | 0 | 0 | 0 | 0 | 0
PeakO | 0 | 0 | 0 | 0 | 0 | 0
ST | 0 | 0 | 0 | 0 | 0 | 0
STOG | 0 | 0 | 0 | 0 | 0 | 0
STWD | 0 | 0 | 0 | 0 | 0 | 0
WT | 0 | 0 | 0 | 0 | 0 | 0
IGCC | 0 | 0 | 0 | 0 | 0 | 0
DemandResponse | 0 | 0 | 0 | 0 | 0 | 0
IGCC-CCS | 0 | 0 | 0 | 0 | 0 | 0
WT_off | 0 | 0 | 0 | 0 | 0 | 0
PseudoUnit | 0 | 0 | 0 | 0 | 0 | 0
FixedInterchange | 0 | 0 | 0 | 0 | 0 | 0
NOx Emissions (MMshortTons): EI
ReportingType | 2015 | 2020 | 2025 | 2030 | 2035 | 2040
BM | 0 | 0 | 0 | 0 | 0 | 0
CC | 0.07 | 0.08 | 0.08 | 0.06 | 0.02 | 0.01
CSP | 0 | 0 | 0 | 0 | 0 | 0
CT | 0 | 0 | 0 | 0 | 0 | 0
Coal | 0.73 | 0.12 | 0.02 | 0.01 | 0.02 | 0.02
Geo | 0 | 0 | 0 | 0 | 0 | 0
H | 0 | 0 | 0 | 0 | 0 | 0
LFG | 0 | 0 | 0 | 0 | 0 | 0
Nuc | 0 | 0 | 0 | 0 | 0 | 0
PS | 0 | 0 | 0 | 0 | 0 | 0
PV | 0 | 0 | 0 | 0 | 0 | 0
PeakG | 0 | 0 | 0 | 0 | 0 | 0
PeakO | 0 | 0 | 0 | 0 | 0 | 0
ST | 0 | 0 | 0 | 0 | 0 | 0
STOG | 0.01 | 0 | 0 | 0 | 0 | 0
STWD | 0 | 0 | 0 | 0 | 0 | 0
WT | 0 | 0 | 0 | 0 | 0 | 0
IGCC | 0 | 0 | 0 | 0 | 0 | 0
DemandResponse | 0 | 0 | 0 | 0 | 0 | 0
IGCC-CCS | 0 | 0 | 0 | 0 | 0 | 0
WT_off | 0 | 0 | 0 | 0 | 0 | 0
PseudoUnit | 0 | 0 | 0 | 0 | 0 | 0
FixedInterchange | 0 | 0 | 0 | 0 | 0 | 0
NOx Emissions (MMshortTons): Outside_EI
ReportingType | 2015 | 2020 | 2025 | 2030 | 2035 | 2040
BM | 0 | 0 | 0 | 0 | 0 | 0
CC | 0.03 | 0.03 | 0.03 | 0.02 | 0.01 | 0
CSP | 0 | 0 | 0 | 0 | 0 | 0
CT | 0 | 0 | 0 | 0 | 0 | 0
Coal | 0.25 | 0.19 | 0.02 | 0 | 0 | 0
Geo | 0 | 0 | 0 | 0 | 0 | 0
H | 0 | 0 | 0 | 0 | 0 | 0
LFG | 0 | 0 | 0 | 0 | 0 | 0
Nuc | 0 | 0 | 0 | 0 | 0 | 0
PS | 0 | 0 | 0 | 0 | 0 | 0
PV | 0 | 0 | 0 | 0 | 0 | 0
PeakG | 0 | 0 | 0 | 0 | 0 | 0
PeakO | 0 | 0 | 0 | 0 | 0 | 0
ST | 0 | 0 | 0 | 0 | 0 | 0
STOG | 0 | 0 | 0 | 0 | 0 | 0
STWD | 0 | 0 | 0 | 0 | 0 | 0
WT | 0 | 0 | 0 | 0 | 0 | 0
IGCC | 0 | 0 | 0 | 0 | 0 | 0
DemandResponse | 0 | 0 | 0 | 0 | 0 | 0
IGCC-CCS | 0 | 0 | 0 | 0 | 0 | 0
WT_off | 0 | 0 | 0 | 0 | 0 | 0
PseudoUnit | 0 | 0 | 0 | 0 | 0 | 0
FixedInterchange | 0 | 0 | 0 | 0 | 0 | 0
CO2 Emissions (MMshortTons): Entergy
ReportingType | 2015 | 2020 | 2025 | 2030 | 2035 | 2040
BM | 0 | 0 | 0 | 0 | 0 | 0
CC | 30.32 | 40.03 | 39.51 | 33.81 | 6.05 | 4.3
CSP | 0 | 0 | 0 | 0 | 0 | 0
CT | 0 | 0 | 0 | 0 | 0 | 0
Coal | 59.56 | 5.62 | 0.78 | 0 | 0 | 0
Geo | 0 | 0 | 0 | 0 | 0 | 0
H | 0 | 0 | 0 | 0 | 0 | 0
LFG | 0 | 0 | 0 | 0 | 0 | 0
Nuc | 0 | 0 | 0 | 0 | 0 | 0
PS | 0 | 0 | 0 | 0 | 0 | 0
PV | 0 | 0 | 0 | 0 | 0 | 0
PeakG | 0 | 0 | 0.01 | 0 | 0 | 0
PeakO | 0 | 0 | 0 | 0 | 0 | 0
ST | 0 | 0 | 0 | 0 | 0 | 0
STOG | 0.2 | 0.18 | 0 | 0 | 0 | 0
STWD | 0 | 0 | 0 | 0 | 0 | 0
WT | 0 | 0 | 0 | 0 | 0 | 0
IGCC | 0 | 0 | 0 | 0 | 0 | 0
DemandResponse | 0 | 0 | 0 | 0 | 0 | 0
IGCC-CCS | 0 | 0 | 0 | 0 | 0 | 0
WT_off | 0 | 0 | 0 | 0 | 0 | 0
PseudoUnit | 0 | 0 | 0 | 0 | 0 | 0
FixedInterchange | 0 | 0 | 0 | 0 | 0 | 0
CO2 Emissions (MMshortTons): FRCC
ReportingType | 2015 | 2020 | 2025 | 2030 | 2035 | 2040
BM | 0 | 0 | 0 | 0 | 0 | 0
CC | 75.12 | 78.25 | 74.73 | 38.64 | 15.43 | 8.79
CSP | 0 | 0 | 0 | 0 | 0 | 0
CT | 0.32 | 0.55 | 0.6 | 0.2 | 0 | 0
Coal | 21.18 | 7.89 | 1.28 | 0.18 | 0.5 | 0.65
Geo | 0 | 0 | 0 | 0 | 0 | 0
H | 0 | 0 | 0 | 0 | 0 | 0
LFG | 0 | 0 | 0 | 0 | 0 | 0
Nuc | 0 | 0 | 0 | 0 | 0 | 0
PS | 0 | 0 | 0 | 0 | 0 | 0
PV | 0 | 0 | 0 | 0 | 0 | 0
PeakG | 0.25 | 0.4 | 0.37 | 0.05 | 0.1 | 0.11
PeakO | 0 | 0 | 0 | 0 | 0 | 0
ST | 0 | 0 | 0 | 0 | 0 | 0
STOG | 0.09 | 0.09 | 0 | 0 | 0 | 0
STWD | 0 | 0 | 0 | 0 | 0 | 0
WT | 0 | 0 | 0 | 0 | 0 | 0
IGCC | 0 | 0 | 0 | 0 | 0 | 0
DemandResponse | 0 | 0 | 0 | 0 | 0 | 0
IGCC-CCS | 0 | 0 | 0 | 0 | 0 | 0
WT_off | 0 | 0 | 0 | 0 | 0 | 0
PseudoUnit | 0 | 0 | 0 | 0 | 0 | 0
FixedInterchange | 0 | 0 | 0 | 0 | 0 | 0
CO2 Emissions (MMshortTons): MAPP_US
ReportingType | 2015 | 2020 | 2025 | 2030 | 2035 | 2040
BM | 0 | 0 | 0 | 0 | 0 | 0
CC | 0.53 | 0.08 | 0.13 | 0.08 | 0.05 | 0.02
CSP | 0 | 0 | 0 | 0 | 0 | 0
CT | 0 | 0 | 0 | 0 | 0 | 0.01
Coal | 12.51 | 0.25 | 0.14 | 0 | 0 | 0
Geo | 0 | 0 | 0 | 0 | 0 | 0
H | 0 | 0 | 0 | 0 | 0 | 0
LFG | 0 | 0 | 0 | 0 | 0 | 0
Nuc | 0 | 0 | 0 | 0 | 0 | 0
PS | 0 | 0 | 0 | 0 | 0 | 0
PV | 0 | 0 | 0 | 0 | 0 | 0
PeakG | 0.04 | 0.02 | 0.04 | 0.11 | 0.03 | 0.04
PeakO | 0 | 0 | 0 | 0 | 0 | 0
ST | 0 | 0 | 0 | 0 | 0 | 0
STOG | 0 | 0 | 0 | 0 | 0 | 0
STWD | 0 | 0 | 0 | 0 | 0 | 0
WT | 0 | 0 | 0 | 0 | 0 | 0
IGCC | 0 | 0 | 0 | 0 | 0 | 0
DemandResponse | 0 | 0 | 0 | 0 | 0 | 0
IGCC-CCS | 0 | 0 | 0 | 0 | 0 | 0
WT_off | 0 | 0 | 0 | 0 | 0 | 0
PseudoUnit | 0 | 0 | 0 | 0 | 0 | 0
FixedInterchange | 0 | 0 | 0 | 0 | 0 | 0
CO2 Emissions (MMshortTons): MISO_IN
ReportingType | 2015 | 2020 | 2025 | 2030 | 2035 | 2040
BM | 0 | 0 | 0 | 0 | 0 | 0
CC | 11.7 | 47.12 | 59 | 52.86 | 21.12 | 8.36
CSP | 0 | 0 | 0 | 0 | 0 | 0
CT | 0 | 0 | 0 | 0 | 0 | 0
Coal | 56.91 | 23.38 | 4.69 | 0.52 | 0.82 | 0.82
Geo | 0 | 0 | 0 | 0 | 0 | 0
H | 0 | 0 | 0 | 0 | 0 | 0
LFG | 0 | 0 | 0 | 0 | 0 | 0
Nuc | 0 | 0 | 0 | 0 | 0 | 0
PS | 0 | 0 | 0 | 0 | 0 | 0
PV | 0 | 0 | 0 | 0 | 0 | 0
PeakG | 0 | 0 | 0 | 0 | 0 | 0
PeakO | 0 | 0 | 0 | 0 | 0 | 0
ST | 0 | 0 | 0 | 0 | 0 | 0
STOG | 0.02 | 0.02 | 0.02 | 0.02 | 0 | 0
STWD | 0 | 0 | 0 | 0 | 0 | 0
WT | 0 | 0 | 0 | 0 | 0 | 0
IGCC | 4.15 | 3.62 | 0.68 | 0.02 | 0 | 0
DemandResponse | 0 | 0 | 0 | 0 | 0 | 0
IGCC-CCS | 0 | 0 | 0 | 0 | 0 | 0
WT_off | 0 | 0 | 0 | 0 | 0 | 0
PseudoUnit | 0 | 0 | 0 | 0 | 0 | 0
FixedInterchange | 0 | 0 | 0 | 0 | 0 | 0
CO2 Emissions (MMshortTons): MISO_MI
ReportingType | 2015 | 2020 | 2025 | 2030 | 2035 | 2040
BM | 0 | 0 | 0 | 0 | 0 | 0
CC | 5.73 | 4.04 | 5.27 | 2.88 | 0.46 | 0.16
CSP | 0 | 0 | 0 | 0 | 0 | 0
CT | 0 | 0 | 0 | 0 | 0 | 0
Coal | 26.79 | 0 | 0 | 0 | 0 | 0
Geo | 0 | 0 | 0 | 0 | 0 | 0
H | 0 | 0 | 0 | 0 | 0 | 0
LFG | 0 | 0 | 0 | 0 | 0 | 0
Nuc | 0 | 0 | 0 | 0 | 0 | 0
PS | 0 | 0 | 0 | 0 | 0 | 0
PV | 0 | 0 | 0 | 0 | 0 | 0
PeakG | 0.02 | 0 | 0 | 0 | 0 | 0
PeakO | 0 | 0 | 0 | 0 | 0 | 0
ST | 0 | 0 | 0 | 0 | 0 | 0
STOG | 0.28 | 0.15 | 0.07 | 0.17 | 0 | 0
STWD | 0 | 0 | 0 | 0 | 0 | 0
WT | 0 | 0 | 0 | 0 | 0 | 0
IGCC | 0 | 0 | 0 | 0 | 0 | 0
DemandResponse | 0 | 0 | 0 | 0 | 0 | 0
IGCC-CCS | 0 | 0 | 0 | 0 | 0 | 0
WT_off | 0 | 0 | 0 | 0 | 0 | 0
PseudoUnit | 0 | 0 | 0 | 0 | 0 | 0
FixedInterchange | 0 | 0 | 0 | 0 | 0 | 0
CO2 Emissions (MMshortTons): MISO_MO-IL
ReportingType | 2015 | 2020 | 2025 | 2030 | 2035 | 2040
BM | 0 | 0 | 0 | 0 | 0 | 0
CC | 1.32 | 0.74 | 1.21 | 0.56 | 0.23 | 0.13
CSP | 0 | 0 | 0 | 0 | 0 | 0
CT | 0 | 0 | 0 | 0 | 0 | 0
Coal | 79.91 | 16.13 | 3.61 | 0.33 | 0.23 | 0.23
Geo | 0 | 0 | 0 | 0 | 0 | 0
H | 0 | 0 | 0 | 0 | 0 | 0
LFG | 0 | 0 | 0 | 0 | 0 | 0
Nuc | 0 | 0 | 0 | 0 | 0 | 0
PS | 0 | 0 | 0 | 0 | 0 | 0
PV | 0 | 0 | 0 | 0 | 0 | 0
PeakG | 0.08 | 0.03 | 0.03 | 0.5 | 0.25 | 0.13
PeakO | 0 | 0 | 0 | 0 | 0 | 0
ST | 0 | 0 | 0 | 0 | 0 | 0
STOG | 0 | 0 | 0 | 0 | 0 | 0
STWD | 0 | 0 | 0 | 0 | 0 | 0
WT | 0 | 0 | 0 | 0 | 0 | 0
IGCC | 0 | 0 | 0 | 0 | 0 | 0
DemandResponse | 0 | 0 | 0 | 0 | 0 | 0
IGCC-CCS | 0 | 0 | 0 | 0 | 0 | 0
WT_off | 0 | 0 | 0 | 0 | 0 | 0
PseudoUnit | 0 | 0 | 0 | 0 | 0 | 0
FixedInterchange | 0 | 0 | 0 | 0 | 0 | 0
CO2 Emissions (MMshortTons): MISO_W
ReportingType | 2015 | 2020 | 2025 | 2030 | 2035 | 2040
BM | 0 | 0 | 0 | 0 | 0 | 0
CC | 4.34 | 1.33 | 1.54 | 1.33 | 0.67 | 0.69
CSP | 0 | 0 | 0 | 0 | 0 | 0
CT | 0 | 0 | 0 | 0 | 0 | 0
Coal | 78.54 | 10.46 | 2.71 | 0.31 | 0.31 | 0.31
Geo | 0 | 0 | 0 | 0 | 0 | 0
H | 0 | 0 | 0 | 0 | 0 | 0
LFG | 0 | 0 | 0 | 0 | 0 | 0
Nuc | 0 | 0 | 0 | 0 | 0 | 0
PS | 0 | 0 | 0 | 0 | 0 | 0
PV | 0 | 0 | 0 | 0 | 0 | 0
PeakG | 0.17 | 0 | 0.01 | 0.09 | 0.01 | 0
PeakO | 0 | 0 | 0 | 0 | 0 | 0
ST | 0 | 0 | 0 | 0 | 0 | 0
STOG | 0 | 0 | 0 | 0 | 0 | 0
STWD | 0 | 0 | 0 | 0 | 0 | 0
WT | 0 | 0 | 0 | 0 | 0 | 0
IGCC | 0 | 0 | 0 | 0 | 0 | 0
DemandResponse | 0 | 0 | 0 | 0 | 0 | 0
IGCC-CCS | 0 | 0 | 0 | 0 | 0 | 0
WT_off | 0 | 0 | 0 | 0 | 0 | 0
PseudoUnit | 0 | 0 | 0 | 0 | 0 | 0
FixedInterchange | 0 | 0 | 0 | 0 | 0 | 0
CO2 Emissions (MMshortTons): MISO_WUMS
ReportingType | 2015 | 2020 | 2025 | 2030 | 2035 | 2040
BM | 0 | 0 | 0 | 0 | 0 | 0
CC | 20.11 | 20.05 | 21.34 | 17.56 | 8.4 | 2.04
CSP | 0 | 0 | 0 | 0 | 0 | 0
CT | 0 | 0 | 0 | 0 | 0 | 0
Coal | 13.22 | 1.65 | 0.66 | 0.14 | 0.21 | 0.3
Geo | 0 | 0 | 0 | 0 | 0 | 0
H | 0 | 0 | 0 | 0 | 0 | 0
LFG | 0 | 0 | 0 | 0 | 0 | 0
Nuc | 0 | 0 | 0 | 0 | 0 | 0
PS | 0 | 0 | 0 | 0 | 0 | 0
PV | 0 | 0 | 0 | 0 | 0 | 0
PeakG | 0 | 0 | 0 | 0 | 0 | 0
PeakO | 0 | 0 | 0 | 0 | 0 | 0
ST | 0 | 0 | 0 | 0 | 0 | 0
STOG | 0 | 0 | 0 | 0 | 0 | 0
STWD | 0 | 0 | 0 | 0 | 0 | 0
WT | 0 | 0 | 0 | 0 | 0 | 0
IGCC | 0 | 0 | 0 | 0 | 0 | 0
DemandResponse | 0 | 0 | 0 | 0 | 0 | 0
IGCC-CCS | 0 | 0 | 0 | 0 | 0 | 0
WT_off | 0 | 0 | 0 | 0 | 0 | 0
PseudoUnit | 0 | 0 | 0 | 0 | 0 | 0
FixedInterchange | 0 | 0 | 0 | 0 | 0 | 0
CO2 Emissions (MMshortTons): Nebraska
ReportingType | 2015 | 2020 | 2025 | 2030 | 2035 | 2040
BM | 0 | 0 | 0 | 0 | 0 | 0
CC | 0.45 | 5.19 | 5.26 | 4.07 | 1.16 | 1.04
CSP | 0 | 0 | 0 | 0 | 0 | 0
CT | 0 | 0 | 0 | 0 | 0 | 0
Coal | 35.38 | 3.19 | 0.56 | 0.4 | 0.31 | 0.31
Geo | 0 | 0 | 0 | 0 | 0 | 0
H | 0 | 0 | 0 | 0 | 0 | 0
LFG | 0 | 0 | 0 | 0 | 0 | 0
Nuc | 0 | 0 | 0 | 0 | 0 | 0
PS | 0 | 0 | 0 | 0 | 0 | 0
PV | 0 | 0 | 0 | 0 | 0 | 0
PeakG | 0.03 | 0 | 0 | 0.05 | 0 | 0
PeakO | 0 | 0 | 0 | 0 | 0 | 0
ST | 0 | 0 | 0 | 0 | 0 | 0
STOG | 0 | 0 | 0 | 0 | 0 | 0
STWD | 0 | 0 | 0 | 0 | 0 | 0
WT | 0 | 0 | 0 | 0 | 0 | 0
IGCC | 0 | 0 | 0 | 0 | 0 | 0
DemandResponse | 0 | 0 | 0 | 0 | 0 | 0
IGCC-CCS | 0 | 0 | 0 | 0 | 0 | 0
WT_off | 0 | 0 | 0 | 0 | 0 | 0
PseudoUnit | 0 | 0 | 0 | 0 | 0 | 0
FixedInterchange | 0 | 0 | 0 | 0 | 0 | 0
CO2 Emissions (MMshortTons): NEISO
ReportingType | 2015 | 2020 | 2025 | 2030 | 2035 | 2040
BM | 0 | 0 | 0 | 0 | 0 | 0
CC | 17.21 | 7.41 | 3.24 | 2.47 | 1.7 | 1.56
CSP | 0 | 0 | 0 | 0 | 0 | 0
CT | 0 | 0 | 0 | 0 | 0 | 0
Coal | 0.04 | 0 | 0 | 0 | 0 | 0
Geo | 0 | 0 | 0 | 0 | 0 | 0
H | 0 | 0 | 0 | 0 | 0 | 0
LFG | 0 | 0 | 0 | 0 | 0 | 0
Nuc | 0 | 0 | 0 | 0 | 0 | 0
PS | 0 | 0 | 0 | 0 | 0 | 0
PV | 0 | 0 | 0 | 0 | 0 | 0
PeakG | 0.01 | 0.02 | 0.01 | 0 | 0 | 0
PeakO | 0 | 0 | 0 | 0 | 0 | 0
ST | 0 | 0 | 0 | 0 | 0 | 0
STOG | 0 | 0 | 0 | 0 | 0 | 0
STWD | 0 | 0 | 0 | 0 | 0 | 0
WT | 0 | 0 | 0 | 0 | 0 | 0
IGCC | 0 | 0 | 0 | 0 | 0 | 0
DemandResponse | 0 | 0 | 0 | 0 | 0 | 0
IGCC-CCS | 0 | 0 | 0 | 0 | 0 | 0
WT_off | 0 | 0 | 0 | 0 | 0 | 0
PseudoUnit | 0 | 0 | 0 | 0 | 0 | 0
FixedInterchange | 0 | 0 | 0 | 0 | 0 | 0
CO2 Emissions (MMshortTons): NonRTO_Midwest
ReportingType | 2015 | 2020 | 2025 | 2030 | 2035 | 2040
BM | 0 | 0 | 0 | 0 | 0 | 0
CC | 5.9 | 13.02 | 13.02 | 12.72 | 1.57 | 0.53
CSP | 0 | 0 | 0 | 0 | 0 | 0
CT | 0 | 0 | 0 | 0 | 0 | 0
Coal | 44.31 | 19.53 | 4.18 | 0.39 | 0.46 | 0.46
Geo | 0 | 0 | 0 | 0 | 0 | 0
H | 0 | 0 | 0 | 0 | 0 | 0
LFG | 0 | 0 | 0 | 0 | 0 | 0
Nuc | 0 | 0 | 0 | 0 | 0 | 0
PS | 0 | 0 | 0 | 0 | 0 | 0
PV | 0 | 0 | 0 | 0 | 0 | 0
PeakG | 0.1 | 0.05 | 0.16 | 0.27 | 0 | 0
PeakO | 0 | 0 | 0 | 0 | 0 | 0
ST | 0 | 0 | 0 | 0 | 0 | 0
STOG | 0 | 0 | 0 | 0 | 0 | 0
STWD | 0 | 0 | 0 | 0 | 0 | 0
WT | 0 | 0 | 0 | 0 | 0 | 0
IGCC | 0 | 0 | 0 | 0 | 0 | 0
DemandResponse | 0 | 0 | 0 | 0 | 0 | 0
IGCC-CCS | 0 | 0 | 0 | 0 | 0 | 0
WT_off | 0 | 0 | 0 | 0 | 0 | 0
PseudoUnit | 0 | 0 | 0 | 0 | 0 | 0
FixedInterchange | 0 | 0 | 0 | 0 | 0 | 0
CO2 Emissions (MMshortTons): NYISO_A-F
ReportingType | 2015 | 2020 | 2025 | 2030 | 2035 | 2040
BM | 0 | 0 | 0 | 0 | 0 | 0
CC | 3.08 | 2.14 | 0.3 | 0.3 | 0.25 | 0.03
CSP | 0 | 0 | 0 | 0 | 0 | 0
CT | 0 | 0 | 0 | 0 | 0 | 0
Coal | 0 | 0 | 0 | 0 | 0 | 0
Geo | 0 | 0 | 0 | 0 | 0 | 0
H | 0 | 0 | 0 | 0 | 0 | 0
LFG | 0 | 0 | 0 | 0 | 0 | 0
Nuc | 0 | 0 | 0 | 0 | 0 | 0
PS | 0 | 0 | 0 | 0 | 0 | 0
PV | 0 | 0 | 0 | 0 | 0 | 0
PeakG | 0 | 0 | 0 | 0 | 0 | 0
PeakO | 0 | 0 | 0 | 0 | 0 | 0
ST | 0 | 0 | 0 | 0 | 0 | 0
STOG | 0 | 0 | 0 | 0 | 0 | 0
STWD | 0 | 0 | 0 | 0 | 0 | 0
WT | 0 | 0 | 0 | 0 | 0 | 0
IGCC | 0 | 0 | 0 | 0 | 0 | 0
DemandResponse | 0 | 0 | 0 | 0 | 0 | 0
IGCC-CCS | 0 | 0 | 0 | 0 | 0 | 0
WT_off | 0 | 0 | 0 | 0 | 0 | 0
PseudoUnit | 0 | 0 | 0 | 0 | 0 | 0
FixedInterchange | 0 | 0 | 0 | 0 | 0 | 0
CO2 Emissions (MMshortTons): NYISO_G-I
ReportingType | 2015 | 2020 | 2025 | 2030 | 2035 | 2040
BM | 0 | 0 | 0 | 0 | 0 | 0
CC | 1.58 | 0.69 | 0.75 | 0.45 | 0.29 | 0.2
CSP | 0 | 0 | 0 | 0 | 0 | 0
CT | 0 | 0 | 0 | 0 | 0 | 0
Coal | 0 | 0 | 0 | 0 | 0 | 0
Geo | 0 | 0 | 0 | 0 | 0 | 0
H | 0 | 0 | 0 | 0 | 0 | 0
LFG | 0 | 0 | 0 | 0 | 0 | 0
Nuc | 0 | 0 | 0 | 0 | 0 | 0
PS | 0 | 0 | 0 | 0 | 0 | 0
PV | 0 | 0 | 0 | 0 | 0 | 0
PeakG | 0 | 0 | 0 | 0 | 0 | 0
PeakO | 0 | 0 | 0 | 0 | 0 | 0
ST | 0 | 0 | 0 | 0 | 0 | 0
STOG | 0 | 0 | 0 | 0 | 0 | 0
STWD | 0 | 0 | 0 | 0 | 0 | 0
WT | 0 | 0 | 0 | 0 | 0 | 0
IGCC | 0 | 0 | 0 | 0 | 0 | 0
DemandResponse | 0 | 0 | 0 | 0 | 0 | 0
IGCC-CCS | 0 | 0 | 0 | 0 | 0 | 0
WT_off | 0 | 0 | 0 | 0 | 0 | 0
PseudoUnit | 0 | 0 | 0 | 0 | 0 | 0
FixedInterchange | 0 | 0 | 0 | 0 | 0 | 0
CO2 Emissions (MMshortTons): NYISO_J-K
ReportingType | 2015 | 2020 | 2025 | 2030 | 2035 | 2040
BM | 0 | 0 | 0 | 0 | 0 | 0
CC | 9.58 | 7.82 | 5.24 | 4.94 | 3.49 | 2.1
CSP | 0 | 0 | 0 | 0 | 0 | 0
CT | 0 | 0 | 0 | 0 | 0 | 0
Coal | 0 | 0 | 0 | 0 | 0 | 0
Geo | 0 | 0 | 0 | 0 | 0 | 0
H | 0 | 0 | 0 | 0 | 0 | 0
LFG | 0 | 0 | 0 | 0 | 0 | 0
Nuc | 0 | 0 | 0 | 0 | 0 | 0
PS | 0 | 0 | 0 | 0 | 0 | 0
PV | 0 | 0 | 0 | 0 | 0 | 0
PeakG | 0.03 | 0.05 | 0.06 | 0.05 | 0.1 | 0.1
PeakO | 0 | 0 | 0 | 0 | 0 | 0
ST | 0 | 0 | 0 | 0 | 0 | 0
STOG | 0.26 | 0.38 | 0.56 | 0.54 | 0.14 | 0.07
STWD | 0 | 0 | 0 | 0 | 0 | 0
WT | 0 | 0 | 0 | 0 | 0 | 0
IGCC | 0 | 0 | 0 | 0 | 0 | 0
DemandResponse | 0 | 0 | 0 | 0 | 0 | 0
IGCC-CCS | 0 | 0 | 0 | 0 | 0 | 0
WT_off | 0 | 0 | 0 | 0 | 0 | 0
PseudoUnit | 0 | 0 | 0 | 0 | 0 | 0
FixedInterchange | 0 | 0 | 0 | 0 | 0 | 0
CO2 Emissions (MMshortTons): PJM_E
ReportingType | 2015 | 2020 | 2025 | 2030 | 2035 | 2040
BM | 0 | 0 | 0 | 0 | 0 | 0
CC | 17.73 | 20.34 | 20.52 | 15.56 | 10.31 | 4.97
CSP | 0 | 0 | 0 | 0 | 0 | 0
CT | 0 | 0 | 0 | 0 | 0 | 0
Coal | 0.68 | 0.33 | 0.22 | 0 | 0.03 | 0.08
Geo | 0 | 0 | 0 | 0 | 0 | 0
H | 0 | 0 | 0 | 0 | 0 | 0
LFG | 0 | 0 | 0 | 0 | 0 | 0
Nuc | 0 | 0 | 0 | 0 | 0 | 0
PS | 0 | 0 | 0 | 0 | 0 | 0
PV | 0 | 0 | 0 | 0 | 0 | 0
PeakG | 0.05 | 0.16 | 0.31 | 0.23 | 0.16 | 0.16
PeakO | 0 | 0 | 0 | 0 | 0 | 0
ST | 0 | 0 | 0 | 0 | 0 | 0
STOG | 0.18 | 0.24 | 0.41 | 0.03 | 0 | 0
STWD | 0 | 0 | 0 | 0 | 0 | 0
WT | 0 | 0 | 0 | 0 | 0 | 0
IGCC | 0 | 0 | 0 | 0 | 0 | 0
DemandResponse | 0 | 0 | 0 | 0 | 0 | 0
IGCC-CCS | 0 | 0 | 0 | 0 | 0 | 0
WT_off | 0 | 0 | 0 | 0 | 0 | 0
PseudoUnit | 0 | 0 | 0 | 0 | 0 | 0
FixedInterchange | 0 | 0 | 0 | 0 | 0 | 0
CO2 Emissions (MMshortTons): PJM_ROM
ReportingType | 2015 | 2020 | 2025 | 2030 | 2035 | 2040
BM | 0 | 0 | 0 | 0 | 0 | 0
CC | 8.18 | 9.75 | 10.02 | 6.91 | 4.27 | 1.88
CSP | 0 | 0 | 0 | 0 | 0 | 0
CT | 0 | 0 | 0 | 0 | 0 | 0
Coal | 16.99 | 5.29 | 0.37 | 0 | 0 | 0
Geo | 0 | 0 | 0 | 0 | 0 | 0
H | 0 | 0 | 0 | 0 | 0 | 0
LFG | 0 | 0 | 0 | 0 | 0 | 0
Nuc | 0 | 0 | 0 | 0 | 0 | 0
PS | 0 | 0 | 0 | 0 | 0 | 0
PV | 0 | 0 | 0 | 0 | 0 | 0
PeakG | 0 | 0.01 | 0.01 | 0.1 | 0.09 | 0.1
PeakO | 0 | 0 | 0 | 0 | 0 | 0
ST | 0 | 0 | 0 | 0 | 0 | 0
STOG | 0.43 | 0.43 | 0.83 | 0.83 | 0 | 0
STWD | 0 | 0 | 0 | 0 | 0 | 0
WT | 0 | 0 | 0 | 0 | 0 | 0
IGCC | 0 | 0 | 0 | 0 | 0 | 0
DemandResponse | 0 | 0 | 0 | 0 | 0 | 0
IGCC-CCS | 0 | 0 | 0 | 0 | 0 | 0
WT_off | 0 | 0 | 0 | 0 | 0 | 0
PseudoUnit | 0 | 0 | 0 | 0 | 0 | 0
FixedInterchange | 0 | 0 | 0 | 0 | 0 | 0
CO2 Emissions (MMshortTons): PJM_ROR
ReportingType | 2015 | 2020 | 2025 | 2030 | 2035 | 2040
BM | 0 | 0 | 0 | 0 | 0 | 0
CC | 57.57 | 65.26 | 64.7 | 55.69 | 24.85 | 6.39
CSP | 0 | 0 | 0 | 0 | 0 | 0
CT | 0 | 0 | 0 | 0 | 0 | 0
Coal | 212.43 | 112.97 | 8.45 | 0.86 | 0.78 | 0.78
Geo | 0 | 0 | 0 | 0 | 0 | 0
H | 0 | 0 | 0 | 0 | 0 | 0
LFG | 0 | 0 | 0 | 0 | 0 | 0
Nuc | 0 | 0 | 0 | 0 | 0 | 0
PS | 0 | 0 | 0 | 0 | 0 | 0
PV | 0 | 0 | 0 | 0 | 0 | 0
PeakG | 0.63 | 0.69 | 0.92 | 0.58 | 0.21 | 0.29
PeakO | 0 | 0 | 0 | 0 | 0 | 0
ST | 0 | 0 | 0 | 0 | 0 | 0
STOG | 0.37 | 0.49 | 0.49 | 0.49 | 0 | 0
STWD | 0 | 0 | 0 | 0 | 0 | 0
WT | 0 | 0 | 0 | 0 | 0 | 0
IGCC | 0 | 0 | 0 | 0 | 0 | 0
DemandResponse | 0 | 0 | 0 | 0 | 0 | 0
IGCC-CCS | 0 | 0 | 0 | 0 | 0 | 0
WT_off | 0 | 0 | 0 | 0 | 0 | 0
PseudoUnit | 0 | 0 | 0 | 0 | 0 | 0
FixedInterchange | 0 | 0 | 0 | 0 | 0 | 0
CO2 Emissions (MMshortTons): SOCO
ReportingType | 2015 | 2020 | 2025 | 2030 | 2035 | 2040
BM | 0 | 0 | 0 | 0 | 0 | 0
CC | 60.42 | 69.95 | 72.01 | 45.79 | 11.69 | 2.05
CSP | 0 | 0 | 0 | 0 | 0 | 0
CT | 0 | 0 | 0 | 0 | 0 | 0
Coal | 37.22 | 11.14 | 0.62 | 0.62 | 0.62 | 0.62
Geo | 0 | 0 | 0 | 0 | 0 | 0
H | 0 | 0 | 0 | 0 | 0 | 0
LFG | 0 | 0 | 0 | 0 | 0 | 0
Nuc | 0 | 0 | 0 | 0 | 0 | 0
PS | 0 | 0 | 0 | 0 | 0 | 0
PV | 0 | 0 | 0 | 0 | 0 | 0
PeakG | 0.41 | 0.65 | 1.21 | 0.2 | 0.09 | 0.16
PeakO | 0 | 0 | 0 | 0 | 0 | 0
ST | 0 | 0 | 0 | 0 | 0 | 0
STOG | 0 | 0 | 0 | 0 | 0 | 0
STWD | 0 | 0 | 0 | 0 | 0 | 0
WT | 0 | 0 | 0 | 0 | 0 | 0
IGCC | 0 | 0 | 0 | 0 | 0 | 0
DemandResponse | 0 | 0 | 0 | 0 | 0 | 0
IGCC-CCS | 0 | 0 | 0 | 0 | 0 | 0
WT_off | 0 | 0 | 0 | 0 | 0 | 0
PseudoUnit | 0 | 0 | 0 | 0 | 0 | 0
FixedInterchange | 0 | 0 | 0 | 0 | 0 | 0
CO2 Emissions (MMshortTons): SPP_N
ReportingType | 2015 | 2020 | 2025 | 2030 | 2035 | 2040
BM | 0 | 0 | 0 | 0 | 0 | 0
CC | 5.35 | 6.98 | 7.43 | 7.17 | 1.86 | 1.56
CSP | 0 | 0 | 0 | 0 | 0 | 0
CT | 0 | 0 | 0 | 0 | 0 | 0
Coal | 62.96 | 15.9 | 1.42 | 0.16 | 0.24 | 0.23
Geo | 0 | 0 | 0 | 0 | 0 | 0
H | 0 | 0 | 0 | 0 | 0 | 0
LFG | 0 | 0 | 0 | 0 | 0 | 0
Nuc | 0 | 0 | 0 | 0 | 0 | 0
PS | 0 | 0 | 0 | 0 | 0 | 0
PV | 0 | 0 | 0 | 0 | 0 | 0
PeakG | 0 | 0 | 0 | 0.04 | 0 | 0
PeakO | 0 | 0 | 0 | 0 | 0 | 0
ST | 0 | 0 | 0 | 0 | 0 | 0
STOG | 0.18 | 0 | 0.08 | 0.24 | 0 | 0
STWD | 0 | 0 | 0 | 0 | 0 | 0
WT | 0 | 0 | 0 | 0 | 0 | 0
IGCC | 0 | 0 | 0 | 0 | 0 | 0
DemandResponse | 0 | 0 | 0 | 0 | 0 | 0
IGCC-CCS | 0 | 0 | 0 | 0 | 0 | 0
WT_off | 0 | 0 | 0 | 0 | 0 | 0
PseudoUnit | 0 | 0 | 0 | 0 | 0 | 0
FixedInterchange | 0 | 0 | 0 | 0 | 0 | 0
CO2 Emissions (MMshortTons): SPP_S
ReportingType | 2015 | 2020 | 2025 | 2030 | 2035 | 2040
BM | 0 | 0 | 0 | 0 | 0 | 0
CC | 18.9 | 18.19 | 22.3 | 20.96 | 7.52 | 6.44
CSP | 0 | 0 | 0 | 0 | 0 | 0
CT | 0.02 | 0 | 0 | 0 | 0.02 | 0.02
Coal | 83.76 | 8.85 | 1.6 | 0 | 0 | 0
Geo | 0 | 0 | 0 | 0 | 0 | 0
H | 0 | 0 | 0 | 0 | 0 | 0
LFG | 0 | 0 | 0 | 0 | 0 | 0
Nuc | 0 | 0 | 0 | 0 | 0 | 0
PS | 0 | 0 | 0 | 0 | 0 | 0
PV | 0 | 0 | 0 | 0 | 0 | 0
PeakG | 0 | 0 | 0 | 0 | 0 | 0
PeakO | 0 | 0 | 0 | 0 | 0 | 0
ST | 0 | 0 | 0 | 0 | 0 | 0
STOG | 1.39 | 0.34 | 0.69 | 0.83 | 0.08 | 0.06
STWD | 0 | 0 | 0 | 0 | 0 | 0
WT | 0 | 0 | 0 | 0 | 0 | 0
IGCC | 0 | 0 | 0 | 0 | 0 | 0
DemandResponse | 0 | 0 | 0 | 0 | 0 | 0
IGCC-CCS | 0 | 0 | 0 | 0 | 0 | 0
WT_off | 0 | 0 | 0 | 0 | 0 | 0
PseudoUnit | 0 | 0 | 0 | 0 | 0 | 0
FixedInterchange | 0 | 0 | 0 | 0 | 0 | 0
CO2 Emissions (MMshortTons): TVA
ReportingType | 2015 | 2020 | 2025 | 2030 | 2035 | 2040
BM | 0 | 0 | 0 | 0 | 0 | 0
CC | 17.52 | 25.6 | 29.35 | 25.59 | 6.07 | 0.9
CSP | 0 | 0 | 0 | 0 | 0 | 0
CT | 0 | 0 | 0 | 0 | 0 | 0
Coal | 40.3 | 18.64 | 0.99 | 0 | 0 | 0
Geo | 0 | 0 | 0 | 0 | 0 | 0
H | 0 | 0 | 0 | 0 | 0 | 0
LFG | 0 | 0 | 0 | 0 | 0 | 0
Nuc | 0 | 0 | 0 | 0 | 0 | 0
PS | 0 | 0 | 0 | 0 | 0 | 0
PV | 0 | 0 | 0 | 0 | 0 | 0
PeakG | 0 | 0 | 0 | 0 | 0 | 0
PeakO | 0 | 0 | 0 | 0 | 0 | 0
ST | 0 | 0 | 0 | 0 | 0 | 0
STOG | 0 | 0 | 0 | 0 | 0 | 0
STWD | 0 | 0 | 0 | 0 | 0 | 0
WT | 0 | 0 | 0 | 0 | 0 | 0
IGCC | 0 | 0 | 0 | 0 | 0 | 0
DemandResponse | 0 | 0 | 0 | 0 | 0 | 0
IGCC-CCS | 0 | 0 | 0 | 0 | 0 | 0
WT_off | 0 | 0 | 0 | 0 | 0 | 0
PseudoUnit | 0 | 0 | 0 | 0 | 0 | 0
FixedInterchange | 0 | 0 | 0 | 0 | 0 | 0
CO2 Emissions (MMshortTons): TVA_Transmission
ReportingType | 2015 | 2020 | 2025 | 2030 | 2035 | 2040
BM | 0 | 0 | 0 | 0 | 0 | 0
CC | 0 | 0 | 0 | 0 | 0 | 0
CSP | 0 | 0 | 0 | 0 | 0 | 0
CT | 0 | 0 | 0 | 0 | 0 | 0
Coal | 0 | 0 | 0 | 0 | 0 | 0
Geo | 0 | 0 | 0 | 0 | 0 | 0
H | 0 | 0 | 0 | 0 | 0 | 0
LFG | 0 | 0 | 0 | 0 | 0 | 0
Nuc | 0 | 0 | 0 | 0 | 0 | 0
PS | 0 | 0 | 0 | 0 | 0 | 0
PV | 0 | 0 | 0 | 0 | 0 | 0
PeakG | 0 | 0 | 0 | 0 | 0 | 0
PeakO | 0 | 0 | 0 | 0 | 0 | 0
ST | 0 | 0 | 0 | 0 | 0 | 0
STOG | 0 | 0 | 0 | 0 | 0 | 0
STWD | 0 | 0 | 0 | 0 | 0 | 0
WT | 0 | 0 | 0 | 0 | 0 | 0
IGCC | 0 | 0 | 0 | 0 | 0 | 0
DemandResponse | 0 | 0 | 0 | 0 | 0 | 0
IGCC-CCS | 0 | 0 | 0 | 0 | 0 | 0
WT_off | 0 | 0 | 0 | 0 | 0 | 0
PseudoUnit | 0 | 0 | 0 | 0 | 0 | 0
FixedInterchange | 0 | 0 | 0 | 0 | 0 | 0
CO2 Emissions (MMshortTons): VACAR
ReportingType | 2015 | 2020 | 2025 | 2030 | 2035 | 2040
BM | 0 | 0 | 0 | 0 | 0 | 0
CC | 38.72 | 38.44 | 33.08 | 15.68 | 6.55 | 3.28
CSP | 0 | 0 | 0 | 0 | 0 | 0
CT | 0.05 | 0.05 | 0.05 | 0 | 0 | 0
Coal | 42.94 | 23.4 | 2.43 | 0.18 | 0.41 | 0.41
Geo | 0 | 0 | 0 | 0 | 0 | 0
H | 0 | 0 | 0 | 0 | 0 | 0
LFG | 0 | 0 | 0 | 0 | 0 | 0
Nuc | 0 | 0 | 0 | 0 | 0 | 0
PS | 0 | 0 | 0 | 0 | 0 | 0
PV | 0 | 0 | 0 | 0 | 0 | 0
PeakG | 0.07 | 0.13 | 0.1 | 0.06 | 0.08 | 0.09
PeakO | 0 | 0 | 0 | 0 | 0 | 0
ST | 0 | 0 | 0 | 0 | 0 | 0
STOG | 0 | 0 | 0 | 0 | 0 | 0
STWD | 0 | 0 | 0 | 0 | 0 | 0
WT | 0 | 0 | 0 | 0 | 0 | 0
IGCC | 0 | 0 | 0 | 0 | 0 | 0
DemandResponse | 0 | 0 | 0 | 0 | 0 | 0
IGCC-CCS | 0 | 0 | 0 | 0 | 0 | 0
WT_off | 0 | 0 | 0 | 0 | 0 | 0
PseudoUnit | 0 | 0 | 0 | 0 | 0 | 0
FixedInterchange | 0 | 0 | 0 | 0 | 0 | 0
CO2 Emissions (MMshortTons): IESO
ReportingType | 2015 | 2020 | 2025 | 2030 | 2035 | 2040
BM | 0 | 0 | 0 | 0 | 0 | 0
CC | 2.21 | 0.15 | 0.03 | 0.02 | 0.02 | 0.03
CSP | 0 | 0 | 0 | 0 | 0 | 0
CT | 0 | 0 | 0 | 0 | 0 | 0
Coal | 0 | 0 | 0 | 0 | 0 | 0
Geo | 0 | 0 | 0 | 0 | 0 | 0
H | 0 | 0 | 0 | 0 | 0 | 0
LFG | 0 | 0 | 0 | 0 | 0 | 0
Nuc | 0 | 0 | 0 | 0 | 0 | 0
PS | 0 | 0 | 0 | 0 | 0 | 0
PV | 0 | 0 | 0 | 0 | 0 | 0
PeakG | 0 | 0 | 0 | 0 | 0 | 0
PeakO | 0 | 0 | 0 | 0 | 0 | 0
ST | 0 | 0 | 0 | 0 | 0 | 0
STOG | 0 | 0 | 0 | 0 | 0 | 0
STWD | 0 | 0 | 0 | 0 | 0 | 0
WT | 0 | 0 | 0 | 0 | 0 | 0
IGCC | 0 | 0 | 0 | 0 | 0 | 0
DemandResponse | 0 | 0 | 0 | 0 | 0 | 0
IGCC-CCS | 0 | 0 | 0 | 0 | 0 | 0
WT_off | 0 | 0 | 0 | 0 | 0 | 0
PseudoUnit | 0 | 0 | 0 | 0 | 0 | 0
FixedInterchange | 0 | 0 | 0 | 0 | 0 | 0
CO2 Emissions (MMshortTons): MAPP_CA
ReportingType | 2015 | 2020 | 2025 | 2030 | 2035 | 2040
BM | 0 | 0 | 0 | 0 | 0 | 0
CC | 3.11 | 2.36 | 0.35 | 0 | 0 | 0
CSP | 0 | 0 | 0 | 0 | 0 | 0
CT | 0 | 0 | 0 | 0 | 0 | 0
Coal | 0.31 | 0.06 | 0 | 0 | 0 | 0
Geo | 0 | 0 | 0 | 0 | 0 | 0
H | 0 | 0 | 0 | 0 | 0 | 0
LFG | 0 | 0 | 0 | 0 | 0 | 0
Nuc | 0 | 0 | 0 | 0 | 0 | 0
PS | 0 | 0 | 0 | 0 | 0 | 0
PV | 0 | 0 | 0 | 0 | 0 | 0
PeakG | 0.04 | 0.04 | 0 | 0 | 0 | 0
PeakO | 0 | 0 | 0 | 0 | 0 | 0
ST | 0 | 0 | 0 | 0 | 0 | 0
STOG | 0.01 | 0 | 0 | 0 | 0 | 0
STWD | 0 | 0 | 0 | 0 | 0 | 0
WT | 0 | 0 | 0 | 0 | 0 | 0
IGCC | 0 | 0 | 0 | 0 | 0 | 0
DemandResponse | 0 | 0 | 0 | 0 | 0 | 0
IGCC-CCS | 0 | 0 | 0 | 0 | 0 | 0
WT_off | 0 | 0 | 0 | 0 | 0 | 0
PseudoUnit | 0 | 0 | 0 | 0 | 0 | 0
FixedInterchange | 0 | 0 | 0 | 0 | 0 | 0
CO2 Emissions (MMshortTons): AZ_NM_SNV_Coal
ReportingType | 2015 | 2020 | 2025 | 2030 | 2035 | 2040
BM | 0 | 0 | 0 | 0 | 0 | 0
CC | 0 | 0 | 0 | 0 | 0 | 0
CSP | 0 | 0 | 0 | 0 | 0 | 0
CT | 0 | 0 | 0 | 0 | 0 | 0
Coal | 52.44 | 47.95 | 9.43 | 0 | 0.01 | 0
Geo | 0 | 0 | 0 | 0 | 0 | 0
H | 0 | 0 | 0 | 0 | 0 | 0
LFG | 0 | 0 | 0 | 0 | 0 | 0
Nuc | 0 | 0 | 0 | 0 | 0 | 0
PS | 0 | 0 | 0 | 0 | 0 | 0
PV | 0 | 0 | 0 | 0 | 0 | 0
PeakG | 0 | 0 | 0 | 0 | 0 | 0
PeakO | 0 | 0 | 0 | 0 | 0 | 0
ST | 0 | 0 | 0 | 0 | 0 | 0
STOG | 0 | 0 | 0 | 0 | 0 | 0
STWD | 0 | 0 | 0 | 0 | 0 | 0
WT | 0 | 0 | 0 | 0 | 0 | 0
IGCC | 0 | 0 | 0 | 0 | 0 | 0
DemandResponse | 0 | 0 | 0 | 0 | 0 | 0
IGCC-CCS | 0 | 0 | 0 | 0 | 0 | 0
WT_off | 0 | 0 | 0 | 0 | 0 | 0
PseudoUnit | 0 | 0 | 0 | 0 | 0 | 0
FixedInterchange | 0 | 0 | 0 | 0 | 0 | 0
CO2 Emissions (MMshortTons): AZ_NM_SNV_Gas
ReportingType | 2015 | 2020 | 2025 | 2030 | 2035 | 2040
BM | 0 | 0 | 0 | 0 | 0 | 0
CC | 28.96 | 21.53 | 26.93 | 18.04 | 5.41 | 3.41
CSP | 0 | 0 | 0 | 0 | 0 | 0
CT | 0 | 0 | 0 | 0 | 0 | 0
Coal | 0 | 0 | 0 | 0 | 0 | 0
Geo | 0 | 0 | 0 | 0 | 0 | 0
H | 0 | 0 | 0 | 0 | 0 | 0
LFG | 0 | 0 | 0 | 0 | 0 | 0
Nuc | 0 | 0 | 0 | 0 | 0 | 0
PS | 0 | 0 | 0 | 0 | 0 | 0
PV | 0 | 0 | 0 | 0 | 0 | 0
PeakG | 0 | 0 | 0 | 0 | 0 | 0
PeakO | 0 | 0 | 0 | 0 | 0 | 0
ST | 0 | 0 | 0 | 0 | 0 | 0
STOG | 0 | 0 | 0 | 0 | 0 | 0
STWD | 0 | 0 | 0 | 0 | 0 | 0
WT | 0 | 0 | 0 | 0 | 0 | 0
IGCC | 0 | 0 | 0 | 0 | 0 | 0
DemandResponse | 0 | 0 | 0 | 0 | 0 | 0
IGCC-CCS | 0 | 0 | 0 | 0 | 0 | 0
WT_off | 0 | 0 | 0 | 0 | 0 | 0
PseudoUnit | 0 | 0 | 0 | 0 | 0 | 0
FixedInterchange | 0 | 0 | 0 | 0 | 0 | 0
CO2 Emissions (MMshortTons): AZ_NM_SNV_NucRenew
ReportingType | 2015 | 2020 | 2025 | 2030 | 2035 | 2040
BM | 0 | 0 | 0 | 0 | 0 | 0
CC | 0 | 0 | 0 | 0 | 0 | 0
CSP | 0 | 0 | 0 | 0 | 0 | 0
CT | 0 | 0 | 0 | 0 | 0 | 0
Coal | 0 | 0 | 0 | 0 | 0 | 0
Geo | 0 | 0 | 0 | 0 | 0 | 0
H | 0 | 0 | 0 | 0 | 0 | 0
LFG | 0 | 0 | 0 | 0 | 0 | 0
Nuc | 0 | 0 | 0 | 0 | 0 | 0
PS | 0 | 0 | 0 | 0 | 0 | 0
PV | 0 | 0 | 0 | 0 | 0 | 0
PeakG | 0 | 0 | 0 | 0 | 0 | 0
PeakO | 0 | 0 | 0 | 0 | 0 | 0
ST | 0 | 0 | 0 | 0 | 0 | 0
STOG | 0 | 0 | 0 | 0 | 0 | 0
STWD | 0 | 0 | 0 | 0 | 0 | 0
WT | 0 | 0 | 0 | 0 | 0 | 0
IGCC | 0 | 0 | 0 | 0 | 0 | 0
DemandResponse | 0 | 0 | 0 | 0 | 0 | 0
IGCC-CCS | 0 | 0 | 0 | 0 | 0 | 0
WT_off | 0 | 0 | 0 | 0 | 0 | 0
PseudoUnit | 0 | 0 | 0 | 0 | 0 | 0
FixedInterchange | 0 | 0 | 0 | 0 | 0 | 0
CO2 Emissions (MMshortTons): ERCOT
ReportingType | 2015 | 2020 | 2025 | 2030 | 2035 | 2040
BM | 0 | 0 | 0 | 0 | 0 | 0
CC | 82.83 | 70.94 | 77.98 | 62.46 | 21.16 | 13.78
CSP | 0 | 0 | 0 | 0 | 0 | 0
CT | 0 | 0 | 0 | 0.01 | 0 | 0
Coal | 50.76 | 25.03 | 1.79 | 0.55 | 0.55 | 0.5
Geo | 0 | 0 | 0 | 0 | 0 | 0
H | 0 | 0 | 0 | 0 | 0 | 0
LFG | 0 | 0 | 0 | 0 | 0 | 0
Nuc | 0 | 0 | 0 | 0 | 0 | 0
PS | 0 | 0 | 0 | 0 | 0 | 0
PV | 0 | 0 | 0 | 0 | 0 | 0
PeakG | 0 | 0 | 0 | 0.02 | 0.03 | 0.02
PeakO | 0 | 0 | 0 | 0 | 0 | 0
ST | 0 | 0 | 0 | 0 | 0 | 0
STOG | 1.63 | 1.15 | 1.3 | 0.5 | 0 | 0
STWD | 0 | 0 | 0 | 0 | 0 | 0
WT | 0 | 0 | 0 | 0 | 0 | 0
IGCC | 0 | 0 | 0 | 0 | 0 | 0
DemandResponse | 0 | 0 | 0 | 0 | 0 | 0
IGCC-CCS | 0 | 0 | 0 | 0 | 0 | 0
WT_off | 0 | 0 | 0 | 0 | 0 | 0
PseudoUnit | 0 | 0 | 0 | 0 | 0 | 0
FixedInterchange | 0 | 0 | 0 | 0 | 0 | 0
CO2 Emissions (MMshortTons): NP15
ReportingType | 2015 | 2020 | 2025 | 2030 | 2035 | 2040
BM | 0 | 0 | 0 | 0 | 0 | 0
CC | 24.48 | 21.55 | 19.53 | 9.86 | 3.55 | 2.18
CSP | 0 | 0 | 0 | 0 | 0 | 0
CT | 0 | 0 | 0 | 0 | 0 | 0
Coal | 1.73 | 0 | 0 | 0 | 0 | 0
Geo | 0 | 0 | 0 | 0 | 0 | 0
H | 0 | 0 | 0 | 0 | 0 | 0
LFG | 0 | 0 | 0 | 0 | 0 | 0
Nuc | 0 | 0 | 0 | 0 | 0 | 0
PS | 0 | 0 | 0 | 0 | 0 | 0
PV | 0 | 0 | 0 | 0 | 0 | 0
PeakG | 0 | 0 | 0 | 0 | 0 | 0
PeakO | 0 | 0 | 0 | 0 | 0 | 0
ST | 0 | 0 | 0 | 0 | 0 | 0
STOG | 0.04 | 0.06 | 0.02 | 0 | 0 | 0
STWD | 0 | 0 | 0 | 0 | 0 | 0
WT | 0 | 0 | 0 | 0 | 0 | 0
IGCC | 0 | 0 | 0 | 0 | 0 | 0
DemandResponse | 0 | 0 | 0 | 0 | 0 | 0
IGCC-CCS | 0 | 0 | 0 | 0 | 0 | 0
WT_off | 0 | 0 | 0 | 0 | 0 | 0
PseudoUnit | 0 | 0 | 0 | 0 | 0 | 0
FixedInterchange | 0 | 0 | 0 | 0 | 0 | 0
CO2 Emissions (MMshortTons): NWPP_Coal
ReportingType | 2015 | 2020 | 2025 | 2030 | 2035 | 2040
BM | 0 | 0 | 0 | 0 | 0 | 0
CC | 0 | 0 | 0 | 0 | 0 | 0
CSP | 0 | 0 | 0 | 0 | 0 | 0
CT | 0 | 0 | 0 | 0 | 0 | 0
Coal | 58.99 | 45.19 | 0.17 | 0.17 | 0.17 | 0.08
Geo | 0 | 0 | 0 | 0 | 0 | 0
H | 0 | 0 | 0 | 0 | 0 | 0
LFG | 0 | 0 | 0 | 0 | 0 | 0
Nuc | 0 | 0 | 0 | 0 | 0 | 0
PS | 0 | 0 | 0 | 0 | 0 | 0
PV | 0 | 0 | 0 | 0 | 0 | 0
PeakG | 0 | 0 | 0 | 0 | 0 | 0
PeakO | 0 | 0 | 0 | 0 | 0 | 0
ST | 0 | 0 | 0 | 0 | 0 | 0
STOG | 0 | 0 | 0 | 0 | 0 | 0
STWD | 0 | 0 | 0 | 0 | 0 | 0
WT | 0 | 0 | 0 | 0 | 0 | 0
IGCC | 0 | 0 | 0 | 0 | 0 | 0
DemandResponse | 0 | 0 | 0 | 0 | 0 | 0
IGCC-CCS | 0 | 0 | 0 | 0 | 0 | 0
WT_off | 0 | 0 | 0 | 0 | 0 | 0
PseudoUnit | 0 | 0 | 0 | 0 | 0 | 0
FixedInterchange | 0 | 0 | 0 | 0 | 0 | 0
CO2 Emissions (MMshortTons): NWPP_Gas
ReportingType | 2015 | 2020 | 2025 | 2030 | 2035 | 2040
BM | 0 | 0 | 0 | 0 | 0 | 0
CC | 18.56 | 18.56 | 15.65 | 9.75 | 0.37 | 0.07
CSP | 0 | 0 | 0 | 0 | 0 | 0
CT | 0 | 0 | 0 | 0 | 0 | 0
Coal | 0 | 0 | 0 | 0 | 0 | 0
Geo | 0 | 0 | 0 | 0 | 0 | 0
H | 0 | 0 | 0 | 0 | 0 | 0
LFG | 0 | 0 | 0 | 0 | 0 | 0
Nuc | 0 | 0 | 0 | 0 | 0 | 0
PS | 0 | 0 | 0 | 0 | 0 | 0
PV | 0 | 0 | 0 | 0 | 0 | 0
PeakG | 0 | 0 | 0 | 0 | 0 | 0
PeakO | 0 | 0 | 0 | 0 | 0 | 0
ST | 0 | 0 | 0 | 0 | 0 | 0
STOG | 0 | 0 | 0 | 0 | 0 | 0
STWD | 0 | 0 | 0 | 0 | 0 | 0
WT | 0 | 0 | 0 | 0 | 0 | 0
IGCC | 0 | 0 | 0 | 0 | 0 | 0
DemandResponse | 0 | 0 | 0 | 0 | 0 | 0
IGCC-CCS | 0 | 0 | 0 | 0 | 0 | 0
WT_off | 0 | 0 | 0 | 0 | 0 | 0
PseudoUnit | 0 | 0 | 0 | 0 | 0 | 0
FixedInterchange | 0 | 0 | 0 | 0 | 0 | 0
CO2 Emissions (MMshortTons): NWPP_NucRenew
ReportingType | 2015 | 2020 | 2025 | 2030 | 2035 | 2040
BM | 0 | 0 | 0 | 0 | 0 | 0
CC | 0 | 0 | 0 | 0 | 0 | 0
CSP | 0 | 0 | 0 | 0 | 0 | 0
CT | 0 | 0 | 0 | 0 | 0 | 0
Coal | 0 | 0 | 0 | 0 | 0 | 0
Geo | 0 | 0 | 0 | 0 | 0 | 0
H | 0 | 0 | 0 | 0 | 0 | 0
LFG | 0 | 0 | 0 | 0 | 0 | 0
Nuc | 0 | 0 | 0 | 0 | 0 | 0
PS | 0 | 0 | 0 | 0 | 0 | 0
PV | 0 | 0 | 0 | 0 | 0 | 0
PeakG | 0 | 0 | 0 | 0 | 0 | 0
PeakO | 0 | 0 | 0 | 0 | 0 | 0
ST | 0 | 0 | 0 | 0 | 0 | 0
STOG | 0 | 0 | 0 | 0 | 0 | 0
STWD | 0 | 0 | 0 | 0 | 0 | 0
WT | 0 | 0 | 0 | 0 | 0 | 0
IGCC | 0 | 0 | 0 | 0 | 0 | 0
DemandResponse | 0 | 0 | 0 | 0 | 0 | 0
IGCC-CCS | 0 | 0 | 0 | 0 | 0 | 0
WT_off | 0 | 0 | 0 | 0 | 0 | 0
PseudoUnit | 0 | 0 | 0 | 0 | 0 | 0
FixedInterchange | 0 | 0 | 0 | 0 | 0 | 0
CO2 Emissions (MMshortTons): RMPA
ReportingType | 2015 | 2020 | 2025 | 2030 | 2035 | 2040
BM | 0 | 0 | 0 | 0 | 0 | 0
CC | 4.81 | 3.37 | 5.82 | 3.75 | 1.07 | 0.74
CSP | 0 | 0 | 0 | 0 | 0 | 0
CT | 0 | 0 | 0 | 0 | 0 | 0
Coal | 54.89 | 44.1 | 3.78 | 0.4 | 0.4 | 0.2
Geo | 0 | 0 | 0 | 0 | 0 | 0
H | 0 | 0 | 0 | 0 | 0 | 0
LFG | 0 | 0 | 0 | 0 | 0 | 0
Nuc | 0 | 0 | 0 | 0 | 0 | 0
PS | 0 | 0 | 0 | 0 | 0 | 0
PV | 0 | 0 | 0 | 0 | 0 | 0
PeakG | 0 | 0 | 0 | 0 | 0 | 0
PeakO | 0 | 0 | 0 | 0 | 0 | 0
ST | 0 | 0 | 0 | 0 | 0 | 0
STOG | 0 | 0 | 0 | 0 | 0 | 0
STWD | 0 | 0 | 0 | 0 | 0 | 0
WT | 0 | 0 | 0 | 0 | 0 | 0
IGCC | 0 | 0 | 0 | 0 | 0 | 0
DemandResponse | 0 | 0 | 0 | 0 | 0 | 0
IGCC-CCS | 0 | 0 | 0 | 0 | 0 | 0
WT_off | 0 | 0 | 0 | 0 | 0 | 0
PseudoUnit | 0 | 0 | 0 | 0 | 0 | 0
FixedInterchange | 0 | 0 | 0 | 0 | 0 | 0
CO2 Emissions (MMshortTons): SP15
ReportingType | 2015 | 2020 | 2025 | 2030 | 2035 | 2040
BM | 0 | 0 | 0 | 0 | 0 | 0
CC | 34.03 | 27.17 | 26.56 | 24.16 | 9.34 | 5.71
CSP | 0 | 0 | 0 | 0 | 0 | 0
CT | 0 | 0 | 0 | 0 | 0 | 0
Coal | 1.64 | 0.9 | 0 | 0 | 0 | 0
Geo | 0 | 0 | 0 | 0 | 0 | 0
H | 0 | 0 | 0 | 0 | 0 | 0
LFG | 0 | 0 | 0 | 0 | 0 | 0
Nuc | 0 | 0 | 0 | 0 | 0 | 0
PS | 0 | 0 | 0 | 0 | 0 | 0
PV | 0 | 0 | 0 | 0 | 0 | 0
PeakG | 0 | 0 | 0 | 0 | 0 | 0
PeakO | 0 | 0 | 0 | 0 | 0 | 0
ST | 0 | 0 | 0 | 0 | 0 | 0
STOG | 0.33 | 0.02 | 0.05 | 0.15 | 0.07 | 0.03
STWD | 0 | 0 | 0 | 0 | 0 | 0
WT | 0 | 0 | 0 | 0 | 0 | 0
IGCC | 0 | 0 | 0 | 0 | 0 | 0
DemandResponse | 0 | 0 | 0 | 0 | 0 | 0
IGCC-CCS | 0 | 0 | 0 | 0 | 0 | 0
WT_off | 0 | 0 | 0 | 0 | 0 | 0
PseudoUnit | 0 | 0 | 0 | 0 | 0 | 0
FixedInterchange | 0 | 0 | 0 | 0 | 0 | 0
CO2 Emissions (MMshortTons): ALB
ReportingType | 2015 | 2020 | 2025 | 2030 | 2035 | 2040
BM | 0 | 0 | 0 | 0 | 0 | 0
CC | 7.28 | 7.55 | 7.5 | 0 | 0 | 0
CSP | 0 | 0 | 0 | 0 | 0 | 0
CT | 0 | 0 | 0 | 0 | 0 | 0
Coal | 50 | 50 | 48.67 | 0 | 0 | 0
Geo | 0 | 0 | 0 | 0 | 0 | 0
H | 0 | 0 | 0 | 0 | 0 | 0
LFG | 0 | 0 | 0 | 0 | 0 | 0
Nuc | 0 | 0 | 0 | 0 | 0 | 0
PS | 0 | 0 | 0 | 0 | 0 | 0
PV | 0 | 0 | 0 | 0 | 0 | 0
PeakG | 0 | 0 | 0 | 0 | 0 | 0
PeakO | 0 | 0 | 0 | 0 | 0 | 0
ST | 0 | 0 | 0 | 0 | 0 | 0
STOG | 0 | 0 | 0 | 0 | 0 | 0
STWD | 0 | 0 | 0 | 0 | 0 | 0
WT | 0 | 0 | 0 | 0 | 0 | 0
IGCC | 0 | 0 | 0 | 0 | 0 | 0
DemandResponse | 0 | 0 | 0 | 0 | 0 | 0
IGCC-CCS | 0 | 0 | 0 | 0 | 0 | 0
WT_off | 0 | 0 | 0 | 0 | 0 | 0
PseudoUnit | 0 | 0 | 0 | 0 | 0 | 0
FixedInterchange | 0 | 0 | 0 | 0 | 0 | 0
CO2 Emissions (MMshortTons): BC
ReportingType | 2015 | 2020 | 2025 | 2030 | 2035 | 2040
BM | 0 | 0 | 0 | 0 | 0 | 0
CC | 1.61 | 1.61 | 1.61 | 0.95 | 0 | 0
CSP | 0 | 0 | 0 | 0 | 0 | 0
CT | 0 | 0 | 0 | 0 | 0 | 0
Coal | 0 | 0 | 0 | 0 | 0 | 0
Geo | 0 | 0 | 0 | 0 | 0 | 0
H | 0 | 0 | 0 | 0 | 0 | 0
LFG | 0 | 0 | 0 | 0 | 0 | 0
Nuc | 0 | 0 | 0 | 0 | 0 | 0
PS | 0 | 0 | 0 | 0 | 0 | 0
PV | 0 | 0 | 0 | 0 | 0 | 0
PeakG | 0 | 0 | 0 | 0 | 0 | 0
PeakO | 0 | 0 | 0 | 0 | 0 | 0
ST | 0 | 0 | 0 | 0 | 0 | 0
STOG | 0 | 0 | 0 | 0 | 0 | 0
STWD | 0 | 0 | 0 | 0 | 0 | 0
WT | 0 | 0 | 0 | 0 | 0 | 0
IGCC | 0 | 0 | 0 | 0 | 0 | 0
DemandResponse | 0 | 0 | 0 | 0 | 0 | 0
IGCC-CCS | 0 | 0 | 0 | 0 | 0 | 0
WT_off | 0 | 0 | 0 | 0 | 0 | 0
PseudoUnit | 0 | 0 | 0 | 0 | 0 | 0
FixedInterchange | 0 | 0 | 0 | 0 | 0 | 0
CO2 Emissions (MMshortTons): HQ_IESO
ReportingType | 2015 | 2020 | 2025 | 2030 | 2035 | 2040
BM | 0 | 0 | 0 | 0 | 0 | 0
CC | 0 | 0 | 0 | 0 | 0 | 0
CSP | 0 | 0 | 0 | 0 | 0 | 0
CT | 0 | 0 | 0 | 0 | 0 | 0
Coal | 0 | 0 | 0 | 0 | 0 | 0
Geo | 0 | 0 | 0 | 0 | 0 | 0
H | 0 | 0 | 0 | 0 | 0 | 0
LFG | 0 | 0 | 0 | 0 | 0 | 0
Nuc | 0 | 0 | 0 | 0 | 0 | 0
PS | 0 | 0 | 0 | 0 | 0 | 0
PV | 0 | 0 | 0 | 0 | 0 | 0
PeakG | 0 | 0 | 0 | 0 | 0 | 0
PeakO | 0 | 0 | 0 | 0 | 0 | 0
ST | 0 | 0 | 0 | 0 | 0 | 0
STOG | 0 | 0 | 0 | 0 | 0 | 0
STWD | 0 | 0 | 0 | 0 | 0 | 0
WT | 0 | 0 | 0 | 0 | 0 | 0
IGCC | 0 | 0 | 0 | 0 | 0 | 0
DemandResponse | 0 | 0 | 0 | 0 | 0 | 0
IGCC-CCS | 0 | 0 | 0 | 0 | 0 | 0
WT_off | 0 | 0 | 0 | 0 | 0 | 0
PseudoUnit | 0 | 0 | 0 | 0 | 0 | 0
FixedInterchange | 0 | 0 | 0 | 0 | 0 | 0
CO2 Emissions (MMshortTons): HQ_NEISO
ReportingType | 2015 | 2020 | 2025 | 2030 | 2035 | 2040
BM | 0 | 0 | 0 | 0 | 0 | 0
CC | 0 | 0 | 0 | 0 | 0 | 0
CSP | 0 | 0 | 0 | 0 | 0 | 0
CT | 0 | 0 | 0 | 0 | 0 | 0
Coal | 0 | 0 | 0 | 0 | 0 | 0
Geo | 0 | 0 | 0 | 0 | 0 | 0
H | 0 | 0 | 0 | 0 | 0 | 0
LFG | 0 | 0 | 0 | 0 | 0 | 0
Nuc | 0 | 0 | 0 | 0 | 0 | 0
PS | 0 | 0 | 0 | 0 | 0 | 0
PV | 0 | 0 | 0 | 0 | 0 | 0
PeakG | 0 | 0 | 0 | 0 | 0 | 0
PeakO | 0 | 0 | 0 | 0 | 0 | 0
ST | 0 | 0 | 0 | 0 | 0 | 0
STOG | 0 | 0 | 0 | 0 | 0 | 0
STWD | 0 | 0 | 0 | 0 | 0 | 0
WT | 0 | 0 | 0 | 0 | 0 | 0
IGCC | 0 | 0 | 0 | 0 | 0 | 0
DemandResponse | 0 | 0 | 0 | 0 | 0 | 0
IGCC-CCS | 0 | 0 | 0 | 0 | 0 | 0
WT_off | 0 | 0 | 0 | 0 | 0 | 0
PseudoUnit | 0 | 0 | 0 | 0 | 0 | 0
FixedInterchange | 0 | 0 | 0 | 0 | 0 | 0
CO2 Emissions (MMshortTons): HQ_NY
ReportingType | 2015 | 2020 | 2025 | 2030 | 2035 | 2040
BM | 0 | 0 | 0 | 0 | 0 | 0
CC | 0 | 0 | 0 | 0 | 0 | 0
CSP | 0 | 0 | 0 | 0 | 0 | 0
CT | 0 | 0 | 0 | 0 | 0 | 0
Coal | 0 | 0 | 0 | 0 | 0 | 0
Geo | 0 | 0 | 0 | 0 | 0 | 0
H | 0 | 0 | 0 | 0 | 0 | 0
LFG | 0 | 0 | 0 | 0 | 0 | 0
Nuc | 0 | 0 | 0 | 0 | 0 | 0
PS | 0 | 0 | 0 | 0 | 0 | 0
PV | 0 | 0 | 0 | 0 | 0 | 0
PeakG | 0 | 0 | 0 | 0 | 0 | 0
PeakO | 0 | 0 | 0 | 0 | 0 | 0
ST | 0 | 0 | 0 | 0 | 0 | 0
STOG | 0 | 0 | 0 | 0 | 0 | 0
STWD | 0 | 0 | 0 | 0 | 0 | 0
WT | 0 | 0 | 0 | 0 | 0 | 0
IGCC | 0 | 0 | 0 | 0 | 0 | 0
DemandResponse | 0 | 0 | 0 | 0 | 0 | 0
IGCC-CCS | 0 | 0 | 0 | 0 | 0 | 0
WT_off | 0 | 0 | 0 | 0 | 0 | 0
PseudoUnit | 0 | 0 | 0 | 0 | 0 | 0
FixedInterchange | 0 | 0 | 0 | 0 | 0 | 0
CO2 Emissions (MMshortTons): MARITIMES
ReportingType | 2015 | 2020 | 2025 | 2030 | 2035 | 2040
BM | 0 | 0 | 0 | 0 | 0 | 0
CC | 0 | 0 | 0 | 0 | 0 | 0
CSP | 0 | 0 | 0 | 0 | 0 | 0
CT | 0 | 0 | 0 | 0 | 0 | 0
Coal | 0 | 0 | 0 | 0 | 0 | 0
Geo | 0 | 0 | 0 | 0 | 0 | 0
H | 0 | 0 | 0 | 0 | 0 | 0
LFG | 0 | 0 | 0 | 0 | 0 | 0
Nuc | 0 | 0 | 0 | 0 | 0 | 0
PS | 0 | 0 | 0 | 0 | 0 | 0
PV | 0 | 0 | 0 | 0 | 0 | 0
PeakG | 0 | 0 | 0 | 0 | 0 | 0
PeakO | 0 | 0 | 0 | 0 | 0 | 0
ST | 0 | 0 | 0 | 0 | 0 | 0
STOG | 0 | 0 | 0 | 0 | 0 | 0
STWD | 0 | 0 | 0 | 0 | 0 | 0
WT | 0 | 0 | 0 | 0 | 0 | 0
IGCC | 0 | 0 | 0 | 0 | 0 | 0
DemandResponse | 0 | 0 | 0 | 0 | 0 | 0
IGCC-CCS | 0 | 0 | 0 | 0 | 0 | 0
WT_off | 0 | 0 | 0 | 0 | 0 | 0
PseudoUnit | 0 | 0 | 0 | 0 | 0 | 0
FixedInterchange | 0 | 0 | 0 | 0 | 0 | 0
CO2 Emissions (MMshortTons): All
ReportingType | 2015 | 2020 | 2025 | 2030 | 2035 | 2040
BM | 0 | 0 | 0 | 0 | 0 | 0
CC | 619.23 | 657.19 | 671.89 | 495 | 174.89 | 83.33
CSP | 0 | 0 | 0 | 0 | 0 | 0
CT | 0.39 | 0.6 | 0.65 | 0.21 | 0.02 | 0.02
Coal | 1196.38 | 497.84 | 98.56 | 5.2 | 6.04 | 5.97
Geo | 0 | 0 | 0 | 0 | 0 | 0
H | 0 | 0 | 0 | 0 | 0 | 0
LFG | 0 | 0 | 0 | 0 | 0 | 0
Nuc | 0 | 0 | 0 | 0 | 0 | 0
PS | 0 | 0 | 0 | 0 | 0 | 0
PV | 0 | 0 | 0 | 0 | 0 | 0
PeakG | 1.93 | 2.25 | 3.23 | 2.37 | 1.15 | 1.2
PeakO | 0 | 0 | 0 | 0 | 0 | 0
ST | 0 | 0 | 0 | 0 | 0 | 0
STOG | 5.4 | 3.53 | 4.52 | 3.8 | 0.29 | 0.16
STWD | 0 | 0 | 0 | 0 | 0 | 0
WT | 0 | 0 | 0 | 0 | 0 | 0
IGCC | 4.15 | 3.62 | 0.68 | 0.02 | 0 | 0
DemandResponse | 0 | 0 | 0 | 0 | 0 | 0
IGCC-CCS | 0 | 0 | 0 | 0 | 0 | 0
WT_off | 0 | 0 | 0 | 0 | 0 | 0
PseudoUnit | 0 | 0 | 0 | 0 | 0 | 0
FixedInterchange | 0 | 0 | 0 | 0 | 0 | 0
CO2 Emissions (MMshortTons): EI_US
ReportingType | 2015 | 2020 | 2025 | 2030 | 2035 | 2040
BM | 0 | 0 | 0 | 0 | 0 | 0
CC | 411.35 | 482.41 | 489.93 | 366.01 | 133.98 | 57.41
CSP | 0 | 0 | 0 | 0 | 0 | 0
CT | 0.39 | 0.6 | 0.65 | 0.21 | 0.02 | 0.02
Coal | 925.62 | 284.61 | 34.72 | 4.08 | 4.91 | 5.18
Geo | 0 | 0 | 0 | 0 | 0 | 0
H | 0 | 0 | 0 | 0 | 0 | 0
LFG | 0 | 0 | 0 | 0 | 0 | 0
Nuc | 0 | 0 | 0 | 0 | 0 | 0
PS | 0 | 0 | 0 | 0 | 0 | 0
PV | 0 | 0 | 0 | 0 | 0 | 0
PeakG | 1.89 | 2.21 | 3.23 | 2.34 | 1.12 | 1.17
PeakO | 0 | 0 | 0 | 0 | 0 | 0
ST | 0 | 0 | 0 | 0 | 0 | 0
STOG | 3.39 | 2.3 | 3.15 | 3.15 | 0.22 | 0.13
STWD | 0 | 0 | 0 | 0 | 0 | 0
WT | 0 | 0 | 0 | 0 | 0 | 0
IGCC | 4.15 | 3.62 | 0.68 | 0.02 | 0 | 0
DemandResponse | 0 | 0 | 0 | 0 | 0 | 0
IGCC-CCS | 0 | 0 | 0 | 0 | 0 | 0
WT_off | 0 | 0 | 0 | 0 | 0 | 0
PseudoUnit | 0 | 0 | 0 | 0 | 0 | 0
FixedInterchange | 0 | 0 | 0 | 0 | 0 | 0
CO2 Emissions (MMshortTons): EI_Canada
ReportingType | 2015 | 2020 | 2025 | 2030 | 2035 | 2040
BM | 0 | 0 | 0 | 0 | 0 | 0
CC | 5.32 | 2.51 | 0.38 | 0.02 | 0.02 | 0.03
CSP | 0 | 0 | 0 | 0 | 0 | 0
CT | 0 | 0 | 0 | 0 | 0 | 0
Coal | 0.31 | 0.06 | 0 | 0 | 0 | 0
Geo | 0 | 0 | 0 | 0 | 0 | 0
H | 0 | 0 | 0 | 0 | 0 | 0
LFG | 0 | 0 | 0 | 0 | 0 | 0
Nuc | 0 | 0 | 0 | 0 | 0 | 0
PS | 0 | 0 | 0 | 0 | 0 | 0
PV | 0 | 0 | 0 | 0 | 0 | 0
PeakG | 0.04 | 0.04 | 0 | 0 | 0 | 0
PeakO | 0 | 0 | 0 | 0 | 0 | 0
ST | 0 | 0 | 0 | 0 | 0 | 0
STOG | 0.01 | 0 | 0 | 0 | 0 | 0
STWD | 0 | 0 | 0 | 0 | 0 | 0
WT | 0 | 0 | 0 | 0 | 0 | 0
IGCC | 0 | 0 | 0 | 0 | 0 | 0
DemandResponse | 0 | 0 | 0 | 0 | 0 | 0
IGCC-CCS | 0 | 0 | 0 | 0 | 0 | 0
WT_off | 0 | 0 | 0 | 0 | 0 | 0
PseudoUnit | 0 | 0 | 0 | 0 | 0 | 0
FixedInterchange | 0 | 0 | 0 | 0 | 0 | 0
CO2 Emissions (MMshortTons): EI
ReportingType | 2015 | 2020 | 2025 | 2030 | 2035 | 2040
BM | 0 | 0 | 0 | 0 | 0 | 0
CC | 416.67 | 484.92 | 490.31 | 366.03 | 134 | 57.44
CSP | 0 | 0 | 0 | 0 | 0 | 0
CT | 0.39 | 0.6 | 0.65 | 0.21 | 0.02 | 0.02
Coal | 925.92 | 284.67 | 34.72 | 4.08 | 4.91 | 5.18
Geo | 0 | 0 | 0 | 0 | 0 | 0
H | 0 | 0 | 0 | 0 | 0 | 0
LFG | 0 | 0 | 0 | 0 | 0 | 0
Nuc | 0 | 0 | 0 | 0 | 0 | 0
PS | 0 | 0 | 0 | 0 | 0 | 0
PV | 0 | 0 | 0 | 0 | 0 | 0
PeakG | 1.93 | 2.25 | 3.23 | 2.34 | 1.12 | 1.17
PeakO | 0 | 0 | 0 | 0 | 0 | 0
ST | 0 | 0 | 0 | 0 | 0 | 0
STOG | 3.4 | 2.3 | 3.15 | 3.15 | 0.22 | 0.13
STWD | 0 | 0 | 0 | 0 | 0 | 0
WT | 0 | 0 | 0 | 0 | 0 | 0
IGCC | 4.15 | 3.62 | 0.68 | 0.02 | 0 | 0
DemandResponse | 0 | 0 | 0 | 0 | 0 | 0
IGCC-CCS | 0 | 0 | 0 | 0 | 0 | 0
WT_off | 0 | 0 | 0 | 0 | 0 | 0
PseudoUnit | 0 | 0 | 0 | 0 | 0 | 0
FixedInterchange | 0 | 0 | 0 | 0 | 0 | 0
CO2 Emissions (MMshortTons): Outside_EI
ReportingType | 2015 | 2020 | 2025 | 2030 | 2035 | 2040
BM | 0 | 0 | 0 | 0 | 0 | 0
CC | 202.56 | 172.27 | 181.58 | 128.97 | 40.89 | 25.89
CSP | 0 | 0 | 0 | 0 | 0 | 0
CT | 0 | 0 | 0 | 0.01 | 0 | 0
Coal | 270.45 | 213.17 | 63.84 | 1.13 | 1.13 | 0.78
Geo | 0 | 0 | 0 | 0 | 0 | 0
H | 0 | 0 | 0 | 0 | 0 | 0
LFG | 0 | 0 | 0 | 0 | 0 | 0
Nuc | 0 | 0 | 0 | 0 | 0 | 0
PS | 0 | 0 | 0 | 0 | 0 | 0
PV | 0 | 0 | 0 | 0 | 0 | 0
PeakG | 0 | 0 | 0 | 0.02 | 0.03 | 0.02
PeakO | 0 | 0 | 0 | 0 | 0 | 0
ST | 0 | 0 | 0 | 0 | 0 | 0
STOG | 1.99 | 1.23 | 1.37 | 0.65 | 0.07 | 0.03
STWD | 0 | 0 | 0 | 0 | 0 | 0
WT | 0 | 0 | 0 | 0 | 0 | 0
IGCC | 0 | 0 | 0 | 0 | 0 | 0
DemandResponse | 0 | 0 | 0 | 0 | 0 | 0
IGCC-CCS | 0 | 0 | 0 | 0 | 0 | 0
WT_off | 0 | 0 | 0 | 0 | 0 | 0
PseudoUnit | 0 | 0 | 0 | 0 | 0 | 0
FixedInterchange | 0 | 0 | 0 | 0 | 0 | 0
CO2 Emissions (MMmetricTons): Entergy
ReportingType | 2015 | 2020 | 2025 | 2030 | 2035 | 2040
BM | 0 | 0 | 0 | 0 | 0 | 0
CC | 27.5 | 36.31 | 35.84 | 30.67 | 5.49 | 3.91
CSP | 0 | 0 | 0 | 0 | 0 | 0
CT | 0 | 0 | 0 | 0 | 0 | 0
Coal | 54.04 | 5.1 | 0.71 | 0 | 0 | 0
Geo | 0 | 0 | 0 | 0 | 0 | 0
H | 0 | 0 | 0 | 0 | 0 | 0
LFG | 0 | 0 | 0 | 0 | 0 | 0
Nuc | 0 | 0 | 0 | 0 | 0 | 0
PS | 0 | 0 | 0 | 0 | 0 | 0
PV | 0 | 0 | 0 | 0 | 0 | 0
PeakG | 0 | 0 | 0.01 | 0 | 0 | 0
PeakO | 0 | 0 | 0 | 0 | 0 | 0
ST | 0 | 0 | 0 | 0 | 0 | 0
STOG | 0.18 | 0.17 | 0 | 0 | 0 | 0
STWD | 0 | 0 | 0 | 0 | 0 | 0
WT | 0 | 0 | 0 | 0 | 0 | 0
IGCC | 0 | 0 | 0 | 0 | 0 | 0
DemandResponse | 0 | 0 | 0 | 0 | 0 | 0
IGCC-CCS | 0 | 0 | 0 | 0 | 0 | 0
WT_off | 0 | 0 | 0 | 0 | 0 | 0
PseudoUnit | 0 | 0 | 0 | 0 | 0 | 0
FixedInterchange | 0 | 0 | 0 | 0 | 0 | 0
CO2 Emissions (MMmetricTons): FRCC
ReportingType | 2015 | 2020 | 2025 | 2030 | 2035 | 2040
BM | 0 | 0 | 0 | 0 | 0 | 0
CC | 68.14 | 70.98 | 67.8 | 35.06 | 14 | 7.97
CSP | 0 | 0 | 0 | 0 | 0 | 0
CT | 0.29 | 0.5 | 0.54 | 0.19 | 0 | 0
Coal | 19.22 | 7.15 | 1.16 | 0.17 | 0.45 | 0.59
Geo | 0 | 0 | 0 | 0 | 0 | 0
H | 0 | 0 | 0 | 0 | 0 | 0
LFG | 0 | 0 | 0 | 0 | 0 | 0
Nuc | 0 | 0 | 0 | 0 | 0 | 0
PS | 0 | 0 | 0 | 0 | 0 | 0
PV | 0 | 0 | 0 | 0 | 0 | 0
PeakG | 0.23 | 0.37 | 0.34 | 0.04 | 0.09 | 0.1
PeakO | 0 | 0 | 0 | 0 | 0 | 0
ST | 0 | 0 | 0 | 0 | 0 | 0
STOG | 0.08 | 0.08 | 0 | 0 | 0 | 0
STWD | 0 | 0 | 0 | 0 | 0 | 0
WT | 0 | 0 | 0 | 0 | 0 | 0
IGCC | 0 | 0 | 0 | 0 | 0 | 0
DemandResponse | 0 | 0 | 0 | 0 | 0 | 0
IGCC-CCS | 0 | 0 | 0 | 0 | 0 | 0
WT_off | 0 | 0 | 0 | 0 | 0 | 0
PseudoUnit | 0 | 0 | 0 | 0 | 0 | 0
FixedInterchange | 0 | 0 | 0 | 0 | 0 | 0
CO2 Emissions (MMmetricTons): MAPP_US
ReportingType | 2015 | 2020 | 2025 | 2030 | 2035 | 2040
BM | 0 | 0 | 0 | 0 | 0 | 0
CC | 0.48 | 0.07 | 0.12 | 0.07 | 0.04 | 0.02
CSP | 0 | 0 | 0 | 0 | 0 | 0
CT | 0 | 0 | 0 | 0 | 0 | 0.01
Coal | 11.35 | 0.22 | 0.13 | 0 | 0 | 0
Geo | 0 | 0 | 0 | 0 | 0 | 0
H | 0 | 0 | 0 | 0 | 0 | 0
LFG | 0 | 0 | 0 | 0 | 0 | 0
Nuc | 0 | 0 | 0 | 0 | 0 | 0
PS | 0 | 0 | 0 | 0 | 0 | 0
PV | 0 | 0 | 0 | 0 | 0 | 0
PeakG | 0.04 | 0.02 | 0.04 | 0.1 | 0.02 | 0.04
PeakO | 0 | 0 | 0 | 0 | 0 | 0
ST | 0 | 0 | 0 | 0 | 0 | 0
STOG | 0 | 0 | 0 | 0 | 0 | 0
STWD | 0 | 0 | 0 | 0 | 0 | 0
WT | 0 | 0 | 0 | 0 | 0 | 0
IGCC | 0 | 0 | 0 | 0 | 0 | 0
DemandResponse | 0 | 0 | 0 | 0 | 0 | 0
IGCC-CCS | 0 | 0 | 0 | 0 | 0 | 0
WT_off | 0 | 0 | 0 | 0 | 0 | 0
PseudoUnit | 0 | 0 | 0 | 0 | 0 | 0
FixedInterchange | 0 | 0 | 0 | 0 | 0 | 0
CO2 Emissions (MMmetricTons): MISO_IN
ReportingType | 2015 | 2020 | 2025 | 2030 | 2035 | 2040
BM | 0 | 0 | 0 | 0 | 0 | 0
CC | 10.62 | 42.74 | 53.52 | 47.95 | 19.16 | 7.58
CSP | 0 | 0 | 0 | 0 | 0 | 0
CT | 0 | 0 | 0 | 0 | 0 | 0
Coal | 51.62 | 21.21 | 4.26 | 0.47 | 0.74 | 0.74
Geo | 0 | 0 | 0 | 0 | 0 | 0
H | 0 | 0 | 0 | 0 | 0 | 0
LFG | 0 | 0 | 0 | 0 | 0 | 0
Nuc | 0 | 0 | 0 | 0 | 0 | 0
PS | 0 | 0 | 0 | 0 | 0 | 0
PV | 0 | 0 | 0 | 0 | 0 | 0
PeakG | 0 | 0 | 0 | 0 | 0 | 0
PeakO | 0 | 0 | 0 | 0 | 0 | 0
ST | 0 | 0 | 0 | 0 | 0 | 0
STOG | 0.02 | 0.02 | 0.02 | 0.02 | 0 | 0
STWD | 0 | 0 | 0 | 0 | 0 | 0
WT | 0 | 0 | 0 | 0 | 0 | 0
IGCC | 3.76 | 3.28 | 0.62 | 0.02 | 0 | 0
DemandResponse | 0 | 0 | 0 | 0 | 0 | 0
IGCC-CCS | 0 | 0 | 0 | 0 | 0 | 0
WT_off | 0 | 0 | 0 | 0 | 0 | 0
PseudoUnit | 0 | 0 | 0 | 0 | 0 | 0
FixedInterchange | 0 | 0 | 0 | 0 | 0 | 0
CO2 Emissions (MMmetricTons): MISO_MI
ReportingType | 2015 | 2020 | 2025 | 2030 | 2035 | 2040
BM | 0 | 0 | 0 | 0 | 0 | 0
CC | 5.2 | 3.66 | 4.78 | 2.62 | 0.41 | 0.15
CSP | 0 | 0 | 0 | 0 | 0 | 0
CT | 0 | 0 | 0 | 0 | 0 | 0
Coal | 24.3 | 0 | 0 | 0 | 0 | 0
Geo | 0 | 0 | 0 | 0 | 0 | 0
H | 0 | 0 | 0 | 0 | 0 | 0
LFG | 0 | 0 | 0 | 0 | 0 | 0
Nuc | 0 | 0 | 0 | 0 | 0 | 0
PS | 0 | 0 | 0 | 0 | 0 | 0
PV | 0 | 0 | 0 | 0 | 0 | 0
PeakG | 0.02 | 0 | 0 | 0 | 0 | 0
PeakO | 0 | 0 | 0 | 0 | 0 | 0
ST | 0 | 0 | 0 | 0 | 0 | 0
STOG | 0.25 | 0.13 | 0.06 | 0.16 | 0 | 0
STWD | 0 | 0 | 0 | 0 | 0 | 0
WT | 0 | 0 | 0 | 0 | 0 | 0
IGCC | 0 | 0 | 0 | 0 | 0 | 0
DemandResponse | 0 | 0 | 0 | 0 | 0 | 0
IGCC-CCS | 0 | 0 | 0 | 0 | 0 | 0
WT_off | 0 | 0 | 0 | 0 | 0 | 0
PseudoUnit | 0 | 0 | 0 | 0 | 0 | 0
FixedInterchange | 0 | 0 | 0 | 0 | 0 | 0
CO2 Emissions (MMmetricTons): MISO_MO-IL
ReportingType | 2015 | 2020 | 2025 | 2030 | 2035 | 2040
BM | 0 | 0 | 0 | 0 | 0 | 0
CC | 1.2 | 0.67 | 1.1 | 0.51 | 0.21 | 0.12
CSP | 0 | 0 | 0 | 0 | 0 | 0
CT | 0 | 0 | 0 | 0 | 0 | 0
Coal | 72.5 | 14.63 | 3.28 | 0.3 | 0.21 | 0.21
Geo | 0 | 0 | 0 | 0 | 0 | 0
H | 0 | 0 | 0 | 0 | 0 | 0
LFG | 0 | 0 | 0 | 0 | 0 | 0
Nuc | 0 | 0 | 0 | 0 | 0 | 0
PS | 0 | 0 | 0 | 0 | 0 | 0
PV | 0 | 0 | 0 | 0 | 0 | 0
PeakG | 0.08 | 0.02 | 0.03 | 0.45 | 0.23 | 0.12
PeakO | 0 | 0 | 0 | 0 | 0 | 0
ST | 0 | 0 | 0 | 0 | 0 | 0
STOG | 0 | 0 | 0 | 0 | 0 | 0
STWD | 0 | 0 | 0 | 0 | 0 | 0
WT | 0 | 0 | 0 | 0 | 0 | 0
IGCC | 0 | 0 | 0 | 0 | 0 | 0
DemandResponse | 0 | 0 | 0 | 0 | 0 | 0
IGCC-CCS | 0 | 0 | 0 | 0 | 0 | 0
WT_off | 0 | 0 | 0 | 0 | 0 | 0
PseudoUnit | 0 | 0 | 0 | 0 | 0 | 0
FixedInterchange | 0 | 0 | 0 | 0 | 0 | 0
CO2 Emissions (MMmetricTons): MISO_W
ReportingType | 2015 | 2020 | 2025 | 2030 | 2035 | 2040
BM | 0 | 0 | 0 | 0 | 0 | 0
CC | 3.94 | 1.2 | 1.4 | 1.21 | 0.6 | 0.62
CSP | 0 | 0 | 0 | 0 | 0 | 0
CT | 0 | 0 | 0 | 0 | 0 | 0
Coal | 71.25 | 9.49 | 2.46 | 0.28 | 0.28 | 0.28
Geo | 0 | 0 | 0 | 0 | 0 | 0
H | 0 | 0 | 0 | 0 | 0 | 0
LFG | 0 | 0 | 0 | 0 | 0 | 0
Nuc | 0 | 0 | 0 | 0 | 0 | 0
PS | 0 | 0 | 0 | 0 | 0 | 0
PV | 0 | 0 | 0 | 0 | 0 | 0
PeakG | 0.15 | 0 | 0.01 | 0.09 | 0.01 | 0
PeakO | 0 | 0 | 0 | 0 | 0 | 0
ST | 0 | 0 | 0 | 0 | 0 | 0
STOG | 0 | 0 | 0 | 0 | 0 | 0
STWD | 0 | 0 | 0 | 0 | 0 | 0
WT | 0 | 0 | 0 | 0 | 0 | 0
IGCC | 0 | 0 | 0 | 0 | 0 | 0
DemandResponse | 0 | 0 | 0 | 0 | 0 | 0
IGCC-CCS | 0 | 0 | 0 | 0 | 0 | 0
WT_off | 0 | 0 | 0 | 0 | 0 | 0
PseudoUnit | 0 | 0 | 0 | 0 | 0 | 0
FixedInterchange | 0 | 0 | 0 | 0 | 0 | 0
CO2 Emissions (MMmetricTons): MISO_WUMS
ReportingType | 2015 | 2020 | 2025 | 2030 | 2035 | 2040
BM | 0 | 0 | 0 | 0 | 0 | 0
CC | 18.24 | 18.19 | 19.36 | 15.93 | 7.62 | 1.85
CSP | 0 | 0 | 0 | 0 | 0 | 0
CT | 0 | 0 | 0 | 0 | 0 | 0
Coal | 11.99 | 1.5 | 0.6 | 0.13 | 0.19 | 0.27
Geo | 0 | 0 | 0 | 0 | 0 | 0
H | 0 | 0 | 0 | 0 | 0 | 0
LFG | 0 | 0 | 0 | 0 | 0 | 0
Nuc | 0 | 0 | 0 | 0 | 0 | 0
PS | 0 | 0 | 0 | 0 | 0 | 0
PV | 0 | 0 | 0 | 0 | 0 | 0
PeakG | 0 | 0 | 0 | 0 | 0 | 0
PeakO | 0 | 0 | 0 | 0 | 0 | 0
ST | 0 | 0 | 0 | 0 | 0 | 0
STOG | 0 | 0 | 0 | 0 | 0 | 0
STWD | 0 | 0 | 0 | 0 | 0 | 0
WT | 0 | 0 | 0 | 0 | 0 | 0
IGCC | 0 | 0 | 0 | 0 | 0 | 0
DemandResponse | 0 | 0 | 0 | 0 | 0 | 0
IGCC-CCS | 0 | 0 | 0 | 0 | 0 | 0
WT_off | 0 | 0 | 0 | 0 | 0 | 0
PseudoUnit | 0 | 0 | 0 | 0 | 0 | 0
FixedInterchange | 0 | 0 | 0 | 0 | 0 | 0
CO2 Emissions (MMmetricTons): Nebraska
ReportingType | 2015 | 2020 | 2025 | 2030 | 2035 | 2040
BM | 0 | 0 | 0 | 0 | 0 | 0
CC | 0.41 | 4.71 | 4.77 | 3.7 | 1.05 | 0.94
CSP | 0 | 0 | 0 | 0 | 0 | 0
CT | 0 | 0 | 0 | 0 | 0 | 0
Coal | 32.1 | 2.89 | 0.51 | 0.36 | 0.28 | 0.28
Geo | 0 | 0 | 0 | 0 | 0 | 0
H | 0 | 0 | 0 | 0 | 0 | 0
LFG | 0 | 0 | 0 | 0 | 0 | 0
Nuc | 0 | 0 | 0 | 0 | 0 | 0
PS | 0 | 0 | 0 | 0 | 0 | 0
PV | 0 | 0 | 0 | 0 | 0 | 0
PeakG | 0.02 | 0 | 0 | 0.04 | 0 | 0
PeakO | 0 | 0 | 0 | 0 | 0 | 0
ST | 0 | 0 | 0 | 0 | 0 | 0
STOG | 0 | 0 | 0 | 0 | 0 | 0
STWD | 0 | 0 | 0 | 0 | 0 | 0
WT | 0 | 0 | 0 | 0 | 0 | 0
IGCC | 0 | 0 | 0 | 0 | 0 | 0
DemandResponse | 0 | 0 | 0 | 0 | 0 | 0
IGCC-CCS | 0 | 0 | 0 | 0 | 0 | 0
WT_off | 0 | 0 | 0 | 0 | 0 | 0
PseudoUnit | 0 | 0 | 0 | 0 | 0 | 0
FixedInterchange | 0 | 0 | 0 | 0 | 0 | 0
CO2 Emissions (MMmetricTons): NEISO
ReportingType | 2015 | 2020 | 2025 | 2030 | 2035 | 2040
BM | 0 | 0 | 0 | 0 | 0 | 0
CC | 15.61 | 6.72 | 2.94 | 2.24 | 1.54 | 1.41
CSP | 0 | 0 | 0 | 0 | 0 | 0
CT | 0 | 0 | 0 | 0 | 0 | 0
Coal | 0.03 | 0 | 0 | 0 | 0 | 0
Geo | 0 | 0 | 0 | 0 | 0 | 0
H | 0 | 0 | 0 | 0 | 0 | 0
LFG | 0 | 0 | 0 | 0 | 0 | 0
Nuc | 0 | 0 | 0 | 0 | 0 | 0
PS | 0 | 0 | 0 | 0 | 0 | 0
PV | 0 | 0 | 0 | 0 | 0 | 0
PeakG | 0.01 | 0.02 | 0.01 | 0 | 0 | 0
PeakO | 0 | 0 | 0 | 0 | 0 | 0
ST | 0 | 0 | 0 | 0 | 0 | 0
STOG | 0 | 0 | 0 | 0 | 0 | 0
STWD | 0 | 0 | 0 | 0 | 0 | 0
WT | 0 | 0 | 0 | 0 | 0 | 0
IGCC | 0 | 0 | 0 | 0 | 0 | 0
DemandResponse | 0 | 0 | 0 | 0 | 0 | 0
IGCC-CCS | 0 | 0 | 0 | 0 | 0 | 0
WT_off | 0 | 0 | 0 | 0 | 0 | 0
PseudoUnit | 0 | 0 | 0 | 0 | 0 | 0
FixedInterchange | 0 | 0 | 0 | 0 | 0 | 0
CO2 Emissions (MMmetricTons): NonRTO_Midwest
ReportingType | 2015 | 2020 | 2025 | 2030 | 2035 | 2040
BM | 0 | 0 | 0 | 0 | 0 | 0
CC | 5.36 | 11.81 | 11.81 | 11.54 | 1.42 | 0.48
CSP | 0 | 0 | 0 | 0 | 0 | 0
CT | 0 | 0 | 0 | 0 | 0 | 0
Coal | 40.2 | 17.72 | 3.79 | 0.35 | 0.42 | 0.42
Geo | 0 | 0 | 0 | 0 | 0 | 0
H | 0 | 0 | 0 | 0 | 0 | 0
LFG | 0 | 0 | 0 | 0 | 0 | 0
Nuc | 0 | 0 | 0 | 0 | 0 | 0
PS | 0 | 0 | 0 | 0 | 0 | 0
PV | 0 | 0 | 0 | 0 | 0 | 0
PeakG | 0.09 | 0.05 | 0.14 | 0.24 | 0 | 0
PeakO | 0 | 0 | 0 | 0 | 0 | 0
ST | 0 | 0 | 0 | 0 | 0 | 0
STOG | 0 | 0 | 0 | 0 | 0 | 0
STWD | 0 | 0 | 0 | 0 | 0 | 0
WT | 0 | 0 | 0 | 0 | 0 | 0
IGCC | 0 | 0 | 0 | 0 | 0 | 0
DemandResponse | 0 | 0 | 0 | 0 | 0 | 0
IGCC-CCS | 0 | 0 | 0 | 0 | 0 | 0
WT_off | 0 | 0 | 0 | 0 | 0 | 0
PseudoUnit | 0 | 0 | 0 | 0 | 0 | 0
FixedInterchange | 0 | 0 | 0 | 0 | 0 | 0
CO2 Emissions (MMmetricTons): NYISO_A-F
ReportingType | 2015 | 2020 | 2025 | 2030 | 2035 | 2040
BM | 0 | 0 | 0 | 0 | 0 | 0
CC | 2.8 | 1.94 | 0.27 | 0.27 | 0.23 | 0.02
CSP | 0 | 0 | 0 | 0 | 0 | 0
CT | 0 | 0 | 0 | 0 | 0 | 0
Coal | 0 | 0 | 0 | 0 | 0 | 0
Geo | 0 | 0 | 0 | 0 | 0 | 0
H | 0 | 0 | 0 | 0 | 0 | 0
LFG | 0 | 0 | 0 | 0 | 0 | 0
Nuc | 0 | 0 | 0 | 0 | 0 | 0
PS | 0 | 0 | 0 | 0 | 0 | 0
PV | 0 | 0 | 0 | 0 | 0 | 0
PeakG | 0 | 0 | 0 | 0 | 0 | 0
PeakO | 0 | 0 | 0 | 0 | 0 | 0
ST | 0 | 0 | 0 | 0 | 0 | 0
STOG | 0 | 0 | 0 | 0 | 0 | 0
STWD | 0 | 0 | 0 | 0 | 0 | 0
WT | 0 | 0 | 0 | 0 | 0 | 0
IGCC | 0 | 0 | 0 | 0 | 0 | 0
DemandResponse | 0 | 0 | 0 | 0 | 0 | 0
IGCC-CCS | 0 | 0 | 0 | 0 | 0 | 0
WT_off | 0 | 0 | 0 | 0 | 0 | 0
PseudoUnit | 0 | 0 | 0 | 0 | 0 | 0
FixedInterchange | 0 | 0 | 0 | 0 | 0 | 0
CO2 Emissions (MMmetricTons): NYISO_G-I
ReportingType | 2015 | 2020 | 2025 | 2030 | 2035 | 2040
BM | 0 | 0 | 0 | 0 | 0 | 0
CC | 1.44 | 0.62 | 0.68 | 0.41 | 0.27 | 0.18
CSP | 0 | 0 | 0 | 0 | 0 | 0
CT | 0 | 0 | 0 | 0 | 0 | 0
Coal | 0 | 0 | 0 | 0 | 0 | 0
Geo | 0 | 0 | 0 | 0 | 0 | 0
H | 0 | 0 | 0 | 0 | 0 | 0
LFG | 0 | 0 | 0 | 0 | 0 | 0
Nuc | 0 | 0 | 0 | 0 | 0 | 0
PS | 0 | 0 | 0 | 0 | 0 | 0
PV | 0 | 0 | 0 | 0 | 0 | 0
PeakG | 0 | 0 | 0 | 0 | 0 | 0
PeakO | 0 | 0 | 0 | 0 | 0 | 0
ST | 0 | 0 | 0 | 0 | 0 | 0
STOG | 0 | 0 | 0 | 0 | 0 | 0
STWD | 0 | 0 | 0 | 0 | 0 | 0
WT | 0 | 0 | 0 | 0 | 0 | 0
IGCC | 0 | 0 | 0 | 0 | 0 | 0
DemandResponse | 0 | 0 | 0 | 0 | 0 | 0
IGCC-CCS | 0 | 0 | 0 | 0 | 0 | 0
WT_off | 0 | 0 | 0 | 0 | 0 | 0
PseudoUnit | 0 | 0 | 0 | 0 | 0 | 0
FixedInterchange | 0 | 0 | 0 | 0 | 0 | 0
CO2 Emissions (MMmetricTons): NYISO_J-K
ReportingType | 2015 | 2020 | 2025 | 2030 | 2035 | 2040
BM | 0 | 0 | 0 | 0 | 0 | 0
CC | 8.69 | 7.1 | 4.75 | 4.49 | 3.17 | 1.9
CSP | 0 | 0 | 0 | 0 | 0 | 0
CT | 0 | 0 | 0 | 0 | 0 | 0
Coal | 0 | 0 | 0 | 0 | 0 | 0
Geo | 0 | 0 | 0 | 0 | 0 | 0
H | 0 | 0 | 0 | 0 | 0 | 0
LFG | 0 | 0 | 0 | 0 | 0 | 0
Nuc | 0 | 0 | 0 | 0 | 0 | 0
PS | 0 | 0 | 0 | 0 | 0 | 0
PV | 0 | 0 | 0 | 0 | 0 | 0
PeakG | 0.03 | 0.05 | 0.05 | 0.05 | 0.09 | 0.09
PeakO | 0 | 0 | 0 | 0 | 0 | 0
ST | 0 | 0 | 0 | 0 | 0 | 0
STOG | 0.23 | 0.34 | 0.5 | 0.49 | 0.13 | 0.06
STWD | 0 | 0 | 0 | 0 | 0 | 0
WT | 0 | 0 | 0 | 0 | 0 | 0
IGCC | 0 | 0 | 0 | 0 | 0 | 0
DemandResponse | 0 | 0 | 0 | 0 | 0 | 0
IGCC-CCS | 0 | 0 | 0 | 0 | 0 | 0
WT_off | 0 | 0 | 0 | 0 | 0 | 0
PseudoUnit | 0 | 0 | 0 | 0 | 0 | 0
FixedInterchange | 0 | 0 | 0 | 0 | 0 | 0
CO2 Emissions (MMmetricTons): PJM_E
ReportingType | 2015 | 2020 | 2025 | 2030 | 2035 | 2040
BM | 0 | 0 | 0 | 0 | 0 | 0
CC | 16.08 | 18.45 | 18.61 | 14.12 | 9.35 | 4.51
CSP | 0 | 0 | 0 | 0 | 0 | 0
CT | 0 | 0 | 0 | 0 | 0 | 0
Coal | 0.62 | 0.3 | 0.2 | 0 | 0.02 | 0.07
Geo | 0 | 0 | 0 | 0 | 0 | 0
H | 0 | 0 | 0 | 0 | 0 | 0
LFG | 0 | 0 | 0 | 0 | 0 | 0
Nuc | 0 | 0 | 0 | 0 | 0 | 0
PS | 0 | 0 | 0 | 0 | 0 | 0
PV | 0 | 0 | 0 | 0 | 0 | 0
PeakG | 0.04 | 0.15 | 0.28 | 0.21 | 0.15 | 0.15
PeakO | 0 | 0 | 0 | 0 | 0 | 0
ST | 0 | 0 | 0 | 0 | 0 | 0
STOG | 0.16 | 0.22 | 0.38 | 0.03 | 0 | 0
STWD | 0 | 0 | 0 | 0 | 0 | 0
WT | 0 | 0 | 0 | 0 | 0 | 0
IGCC | 0 | 0 | 0 | 0 | 0 | 0
DemandResponse | 0 | 0 | 0 | 0 | 0 | 0
IGCC-CCS | 0 | 0 | 0 | 0 | 0 | 0
WT_off | 0 | 0 | 0 | 0 | 0 | 0
PseudoUnit | 0 | 0 | 0 | 0 | 0 | 0
FixedInterchange | 0 | 0 | 0 | 0 | 0 | 0
CO2 Emissions (MMmetricTons): PJM_ROM
ReportingType | 2015 | 2020 | 2025 | 2030 | 2035 | 2040
BM | 0 | 0 | 0 | 0 | 0 | 0
CC | 7.43 | 8.85 | 9.09 | 6.26 | 3.87 | 1.7
CSP | 0 | 0 | 0 | 0 | 0 | 0
CT | 0 | 0 | 0 | 0 | 0 | 0
Coal | 15.41 | 4.8 | 0.34 | 0 | 0 | 0
Geo | 0 | 0 | 0 | 0 | 0 | 0
H | 0 | 0 | 0 | 0 | 0 | 0
LFG | 0 | 0 | 0 | 0 | 0 | 0
Nuc | 0 | 0 | 0 | 0 | 0 | 0
PS | 0 | 0 | 0 | 0 | 0 | 0
PV | 0 | 0 | 0 | 0 | 0 | 0
PeakG | 0 | 0.01 | 0.01 | 0.09 | 0.08 | 0.09
PeakO | 0 | 0 | 0 | 0 | 0 | 0
ST | 0 | 0 | 0 | 0 | 0 | 0
STOG | 0.39 | 0.39 | 0.76 | 0.75 | 0 | 0
STWD | 0 | 0 | 0 | 0 | 0 | 0
WT | 0 | 0 | 0 | 0 | 0 | 0
IGCC | 0 | 0 | 0 | 0 | 0 | 0
DemandResponse | 0 | 0 | 0 | 0 | 0 | 0
IGCC-CCS | 0 | 0 | 0 | 0 | 0 | 0
WT_off | 0 | 0 | 0 | 0 | 0 | 0
PseudoUnit | 0 | 0 | 0 | 0 | 0 | 0
FixedInterchange | 0 | 0 | 0 | 0 | 0 | 0
CO2 Emissions (MMmetricTons): PJM_ROR
ReportingType | 2015 | 2020 | 2025 | 2030 | 2035 | 2040
BM | 0 | 0 | 0 | 0 | 0 | 0
CC | 52.23 | 59.21 | 58.7 | 50.52 | 22.55 | 5.8
CSP | 0 | 0 | 0 | 0 | 0 | 0
CT | 0 | 0 | 0 | 0 | 0 | 0
Coal | 192.72 | 102.48 | 7.67 | 0.78 | 0.71 | 0.71
Geo | 0 | 0 | 0 | 0 | 0 | 0
H | 0 | 0 | 0 | 0 | 0 | 0
LFG | 0 | 0 | 0 | 0 | 0 | 0
Nuc | 0 | 0 | 0 | 0 | 0 | 0
PS | 0 | 0 | 0 | 0 | 0 | 0
PV | 0 | 0 | 0 | 0 | 0 | 0
PeakG | 0.57 | 0.62 | 0.83 | 0.53 | 0.19 | 0.26
PeakO | 0 | 0 | 0 | 0 | 0 | 0
ST | 0 | 0 | 0 | 0 | 0 | 0
STOG | 0.34 | 0.44 | 0.44 | 0.44 | 0 | 0
STWD | 0 | 0 | 0 | 0 | 0 | 0
WT | 0 | 0 | 0 | 0 | 0 | 0
IGCC | 0 | 0 | 0 | 0 | 0 | 0
DemandResponse | 0 | 0 | 0 | 0 | 0 | 0
IGCC-CCS | 0 | 0 | 0 | 0 | 0 | 0
WT_off | 0 | 0 | 0 | 0 | 0 | 0
PseudoUnit | 0 | 0 | 0 | 0 | 0 | 0
FixedInterchange | 0 | 0 | 0 | 0 | 0 | 0
CO2 Emissions (MMmetricTons): SOCO
ReportingType | 2015 | 2020 | 2025 | 2030 | 2035 | 2040
BM | 0 | 0 | 0 | 0 | 0 | 0
CC | 54.81 | 63.46 | 65.33 | 41.54 | 10.61 | 1.86
CSP | 0 | 0 | 0 | 0 | 0 | 0
CT | 0 | 0 | 0 | 0 | 0 | 0
Coal | 33.76 | 10.11 | 0.56 | 0.56 | 0.56 | 0.56
Geo | 0 | 0 | 0 | 0 | 0 | 0
H | 0 | 0 | 0 | 0 | 0 | 0
LFG | 0 | 0 | 0 | 0 | 0 | 0
Nuc | 0 | 0 | 0 | 0 | 0 | 0
PS | 0 | 0 | 0 | 0 | 0 | 0
PV | 0 | 0 | 0 | 0 | 0 | 0
PeakG | 0.38 | 0.59 | 1.1 | 0.18 | 0.08 | 0.14
PeakO | 0 | 0 | 0 | 0 | 0 | 0
ST | 0 | 0 | 0 | 0 | 0 | 0
STOG | 0 | 0 | 0 | 0 | 0 | 0
STWD | 0 | 0 | 0 | 0 | 0 | 0
WT | 0 | 0 | 0 | 0 | 0 | 0
IGCC | 0 | 0 | 0 | 0 | 0 | 0
DemandResponse | 0 | 0 | 0 | 0 | 0 | 0
IGCC-CCS | 0 | 0 | 0 | 0 | 0 | 0
WT_off | 0 | 0 | 0 | 0 | 0 | 0
PseudoUnit | 0 | 0 | 0 | 0 | 0 | 0
FixedInterchange | 0 | 0 | 0 | 0 | 0 | 0
CO2 Emissions (MMmetricTons): SPP_N
ReportingType | 2015 | 2020 | 2025 | 2030 | 2035 | 2040
BM | 0 | 0 | 0 | 0 | 0 | 0
CC | 4.85 | 6.33 | 6.74 | 6.5 | 1.69 | 1.42
CSP | 0 | 0 | 0 | 0 | 0 | 0
CT | 0 | 0 | 0 | 0 | 0 | 0
Coal | 57.12 | 14.42 | 1.29 | 0.14 | 0.22 | 0.21
Geo | 0 | 0 | 0 | 0 | 0 | 0
H | 0 | 0 | 0 | 0 | 0 | 0
LFG | 0 | 0 | 0 | 0 | 0 | 0
Nuc | 0 | 0 | 0 | 0 | 0 | 0
PS | 0 | 0 | 0 | 0 | 0 | 0
PV | 0 | 0 | 0 | 0 | 0 | 0
PeakG | 0 | 0 | 0 | 0.04 | 0 | 0
PeakO | 0 | 0 | 0 | 0 | 0 | 0
ST | 0 | 0 | 0 | 0 | 0 | 0
STOG | 0.16 | 0 | 0.07 | 0.22 | 0 | 0
STWD | 0 | 0 | 0 | 0 | 0 | 0
WT | 0 | 0 | 0 | 0 | 0 | 0
IGCC | 0 | 0 | 0 | 0 | 0 | 0
DemandResponse | 0 | 0 | 0 | 0 | 0 | 0
IGCC-CCS | 0 | 0 | 0 | 0 | 0 | 0
WT_off | 0 | 0 | 0 | 0 | 0 | 0
PseudoUnit | 0 | 0 | 0 | 0 | 0 | 0
FixedInterchange | 0 | 0 | 0 | 0 | 0 | 0
CO2 Emissions (MMmetricTons): SPP_S
ReportingType | 2015 | 2020 | 2025 | 2030 | 2035 | 2040
BM | 0 | 0 | 0 | 0 | 0 | 0
CC | 17.14 | 16.5 | 20.23 | 19.01 | 6.82 | 5.84
CSP | 0 | 0 | 0 | 0 | 0 | 0
CT | 0.02 | 0 | 0 | 0 | 0.02 | 0.02
Coal | 75.98 | 8.03 | 1.45 | 0 | 0 | 0
Geo | 0 | 0 | 0 | 0 | 0 | 0
H | 0 | 0 | 0 | 0 | 0 | 0
LFG | 0 | 0 | 0 | 0 | 0 | 0
Nuc | 0 | 0 | 0 | 0 | 0 | 0
PS | 0 | 0 | 0 | 0 | 0 | 0
PV | 0 | 0 | 0 | 0 | 0 | 0
PeakG | 0 | 0 | 0 | 0 | 0 | 0
PeakO | 0 | 0 | 0 | 0 | 0 | 0
ST | 0 | 0 | 0 | 0 | 0 | 0
STOG | 1.26 | 0.3 | 0.63 | 0.76 | 0.07 | 0.06
STWD | 0 | 0 | 0 | 0 | 0 | 0
WT | 0 | 0 | 0 | 0 | 0 | 0
IGCC | 0 | 0 | 0 | 0 | 0 | 0
DemandResponse | 0 | 0 | 0 | 0 | 0 | 0
IGCC-CCS | 0 | 0 | 0 | 0 | 0 | 0
WT_off | 0 | 0 | 0 | 0 | 0 | 0
PseudoUnit | 0 | 0 | 0 | 0 | 0 | 0
FixedInterchange | 0 | 0 | 0 | 0 | 0 | 0
CO2 Emissions (MMmetricTons): TVA
ReportingType | 2015 | 2020 | 2025 | 2030 | 2035 | 2040
BM | 0 | 0 | 0 | 0 | 0 | 0
CC | 15.89 | 23.23 | 26.62 | 23.21 | 5.5 | 0.82
CSP | 0 | 0 | 0 | 0 | 0 | 0
CT | 0 | 0 | 0 | 0 | 0 | 0
Coal | 36.56 | 16.91 | 0.9 | 0 | 0 | 0
Geo | 0 | 0 | 0 | 0 | 0 | 0
H | 0 | 0 | 0 | 0 | 0 | 0
LFG | 0 | 0 | 0 | 0 | 0 | 0
Nuc | 0 | 0 | 0 | 0 | 0 | 0
PS | 0 | 0 | 0 | 0 | 0 | 0
PV | 0 | 0 | 0 | 0 | 0 | 0
PeakG | 0 | 0 | 0 | 0 | 0 | 0
PeakO | 0 | 0 | 0 | 0 | 0 | 0
ST | 0 | 0 | 0 | 0 | 0 | 0
STOG | 0 | 0 | 0 | 0 | 0 | 0
STWD | 0 | 0 | 0 | 0 | 0 | 0
WT | 0 | 0 | 0 | 0 | 0 | 0
IGCC | 0 | 0 | 0 | 0 | 0 | 0
DemandResponse | 0 | 0 | 0 | 0 | 0 | 0
IGCC-CCS | 0 | 0 | 0 | 0 | 0 | 0
WT_off | 0 | 0 | 0 | 0 | 0 | 0
PseudoUnit | 0 | 0 | 0 | 0 | 0 | 0
FixedInterchange | 0 | 0 | 0 | 0 | 0 | 0
CO2 Emissions (MMmetricTons): TVA_Transmission
ReportingType | 2015 | 2020 | 2025 | 2030 | 2035 | 2040
BM | 0 | 0 | 0 | 0 | 0 | 0
CC | 0 | 0 | 0 | 0 | 0 | 0
CSP | 0 | 0 | 0 | 0 | 0 | 0
CT | 0 | 0 | 0 | 0 | 0 | 0
Coal | 0 | 0 | 0 | 0 | 0 | 0
Geo | 0 | 0 | 0 | 0 | 0 | 0
H | 0 | 0 | 0 | 0 | 0 | 0
LFG | 0 | 0 | 0 | 0 | 0 | 0
Nuc | 0 | 0 | 0 | 0 | 0 | 0
PS | 0 | 0 | 0 | 0 | 0 | 0
PV | 0 | 0 | 0 | 0 | 0 | 0
PeakG | 0 | 0 | 0 | 0 | 0 | 0
PeakO | 0 | 0 | 0 | 0 | 0 | 0
ST | 0 | 0 | 0 | 0 | 0 | 0
STOG | 0 | 0 | 0 | 0 | 0 | 0
STWD | 0 | 0 | 0 | 0 | 0 | 0
WT | 0 | 0 | 0 | 0 | 0 | 0
IGCC | 0 | 0 | 0 | 0 | 0 | 0
DemandResponse | 0 | 0 | 0 | 0 | 0 | 0
IGCC-CCS | 0 | 0 | 0 | 0 | 0 | 0
WT_off | 0 | 0 | 0 | 0 | 0 | 0
PseudoUnit | 0 | 0 | 0 | 0 | 0 | 0
FixedInterchange | 0 | 0 | 0 | 0 | 0 | 0
CO2 Emissions (MMmetricTons): VACAR
ReportingType | 2015 | 2020 | 2025 | 2030 | 2035 | 2040
BM | 0 | 0 | 0 | 0 | 0 | 0
CC | 35.12 | 34.87 | 30.01 | 14.23 | 5.94 | 2.97
CSP | 0 | 0 | 0 | 0 | 0 | 0
CT | 0.04 | 0.04 | 0.04 | 0 | 0 | 0
Coal | 38.95 | 21.23 | 2.2 | 0.16 | 0.37 | 0.37
Geo | 0 | 0 | 0 | 0 | 0 | 0
H | 0 | 0 | 0 | 0 | 0 | 0
LFG | 0 | 0 | 0 | 0 | 0 | 0
Nuc | 0 | 0 | 0 | 0 | 0 | 0
PS | 0 | 0 | 0 | 0 | 0 | 0
PV | 0 | 0 | 0 | 0 | 0 | 0
PeakG | 0.06 | 0.12 | 0.09 | 0.06 | 0.08 | 0.08
PeakO | 0 | 0 | 0 | 0 | 0 | 0
ST | 0 | 0 | 0 | 0 | 0 | 0
STOG | 0 | 0 | 0 | 0 | 0 | 0
STWD | 0 | 0 | 0 | 0 | 0 | 0
WT | 0 | 0 | 0 | 0 | 0 | 0
IGCC | 0 | 0 | 0 | 0 | 0 | 0
DemandResponse | 0 | 0 | 0 | 0 | 0 | 0
IGCC-CCS | 0 | 0 | 0 | 0 | 0 | 0
WT_off | 0 | 0 | 0 | 0 | 0 | 0
PseudoUnit | 0 | 0 | 0 | 0 | 0 | 0
FixedInterchange | 0 | 0 | 0 | 0 | 0 | 0
CO2 Emissions (MMmetricTons): IESO
ReportingType | 2015 | 2020 | 2025 | 2030 | 2035 | 2040
BM | 0 | 0 | 0 | 0 | 0 | 0
CC | 2.01 | 0.13 | 0.03 | 0.02 | 0.02 | 0.03
CSP | 0 | 0 | 0 | 0 | 0 | 0
CT | 0 | 0 | 0 | 0 | 0 | 0
Coal | 0 | 0 | 0 | 0 | 0 | 0
Geo | 0 | 0 | 0 | 0 | 0 | 0
H | 0 | 0 | 0 | 0 | 0 | 0
LFG | 0 | 0 | 0 | 0 | 0 | 0
Nuc | 0 | 0 | 0 | 0 | 0 | 0
PS | 0 | 0 | 0 | 0 | 0 | 0
PV | 0 | 0 | 0 | 0 | 0 | 0
PeakG | 0 | 0 | 0 | 0 | 0 | 0
PeakO | 0 | 0 | 0 | 0 | 0 | 0
ST | 0 | 0 | 0 | 0 | 0 | 0
STOG | 0 | 0 | 0 | 0 | 0 | 0
STWD | 0 | 0 | 0 | 0 | 0 | 0
WT | 0 | 0 | 0 | 0 | 0 | 0
IGCC | 0 | 0 | 0 | 0 | 0 | 0
DemandResponse | 0 | 0 | 0 | 0 | 0 | 0
IGCC-CCS | 0 | 0 | 0 | 0 | 0 | 0
WT_off | 0 | 0 | 0 | 0 | 0 | 0
PseudoUnit | 0 | 0 | 0 | 0 | 0 | 0
FixedInterchange | 0 | 0 | 0 | 0 | 0 | 0
CO2 Emissions (MMmetricTons): MAPP_CA
ReportingType | 2015 | 2020 | 2025 | 2030 | 2035 | 2040
BM | 0 | 0 | 0 | 0 | 0 | 0
CC | 2.82 | 2.15 | 0.32 | 0 | 0 | 0
CSP | 0 | 0 | 0 | 0 | 0 | 0
CT | 0 | 0 | 0 | 0 | 0 | 0
Coal | 0.28 | 0.06 | 0 | 0 | 0 | 0
Geo | 0 | 0 | 0 | 0 | 0 | 0
H | 0 | 0 | 0 | 0 | 0 | 0
LFG | 0 | 0 | 0 | 0 | 0 | 0
Nuc | 0 | 0 | 0 | 0 | 0 | 0
PS | 0 | 0 | 0 | 0 | 0 | 0
PV | 0 | 0 | 0 | 0 | 0 | 0
PeakG | 0.04 | 0.04 | 0 | 0 | 0 | 0
PeakO | 0 | 0 | 0 | 0 | 0 | 0
ST | 0 | 0 | 0 | 0 | 0 | 0
STOG | 0.01 | 0 | 0 | 0 | 0 | 0
STWD | 0 | 0 | 0 | 0 | 0 | 0
WT | 0 | 0 | 0 | 0 | 0 | 0
IGCC | 0 | 0 | 0 | 0 | 0 | 0
DemandResponse | 0 | 0 | 0 | 0 | 0 | 0
IGCC-CCS | 0 | 0 | 0 | 0 | 0 | 0
WT_off | 0 | 0 | 0 | 0 | 0 | 0
PseudoUnit | 0 | 0 | 0 | 0 | 0 | 0
FixedInterchange | 0 | 0 | 0 | 0 | 0 | 0
CO2 Emissions (MMmetricTons): AZ_NM_SNV_Coal
ReportingType | 2015 | 2020 | 2025 | 2030 | 2035 | 2040
BM | 0 | 0 | 0 | 0 | 0 | 0
CC | 0 | 0 | 0 | 0 | 0 | 0
CSP | 0 | 0 | 0 | 0 | 0 | 0
CT | 0 | 0 | 0 | 0 | 0 | 0
Coal | 47.57 | 43.5 | 8.56 | 0 | 0.01 | 0
Geo | 0 | 0 | 0 | 0 | 0 | 0
H | 0 | 0 | 0 | 0 | 0 | 0
LFG | 0 | 0 | 0 | 0 | 0 | 0
Nuc | 0 | 0 | 0 | 0 | 0 | 0
PS | 0 | 0 | 0 | 0 | 0 | 0
PV | 0 | 0 | 0 | 0 | 0 | 0
PeakG | 0 | 0 | 0 | 0 | 0 | 0
PeakO | 0 | 0 | 0 | 0 | 0 | 0
ST | 0 | 0 | 0 | 0 | 0 | 0
STOG | 0 | 0 | 0 | 0 | 0 | 0
STWD | 0 | 0 | 0 | 0 | 0 | 0
WT | 0 | 0 | 0 | 0 | 0 | 0
IGCC | 0 | 0 | 0 | 0 | 0 | 0
DemandResponse | 0 | 0 | 0 | 0 | 0 | 0
IGCC-CCS | 0 | 0 | 0 | 0 | 0 | 0
WT_off | 0 | 0 | 0 | 0 | 0 | 0
PseudoUnit | 0 | 0 | 0 | 0 | 0 | 0
FixedInterchange | 0 | 0 | 0 | 0 | 0 | 0
CO2 Emissions (MMmetricTons): AZ_NM_SNV_Gas
ReportingType | 2015 | 2020 | 2025 | 2030 | 2035 | 2040
BM | 0 | 0 | 0 | 0 | 0 | 0
CC | 26.27 | 19.53 | 24.43 | 16.36 | 4.91 | 3.09
CSP | 0 | 0 | 0 | 0 | 0 | 0
CT | 0 | 0 | 0 | 0 | 0 | 0
Coal | 0 | 0 | 0 | 0 | 0 | 0
Geo | 0 | 0 | 0 | 0 | 0 | 0
H | 0 | 0 | 0 | 0 | 0 | 0
LFG | 0 | 0 | 0 | 0 | 0 | 0
Nuc | 0 | 0 | 0 | 0 | 0 | 0
PS | 0 | 0 | 0 | 0 | 0 | 0
PV | 0 | 0 | 0 | 0 | 0 | 0
PeakG | 0 | 0 | 0 | 0 | 0 | 0
PeakO | 0 | 0 | 0 | 0 | 0 | 0
ST | 0 | 0 | 0 | 0 | 0 | 0
STOG | 0 | 0 | 0 | 0 | 0 | 0
STWD | 0 | 0 | 0 | 0 | 0 | 0
WT | 0 | 0 | 0 | 0 | 0 | 0
IGCC | 0 | 0 | 0 | 0 | 0 | 0
DemandResponse | 0 | 0 | 0 | 0 | 0 | 0
IGCC-CCS | 0 | 0 | 0 | 0 | 0 | 0
WT_off | 0 | 0 | 0 | 0 | 0 | 0
PseudoUnit | 0 | 0 | 0 | 0 | 0 | 0
FixedInterchange | 0 | 0 | 0 | 0 | 0 | 0
CO2 Emissions (MMmetricTons): AZ_NM_SNV_NucRenew
ReportingType | 2015 | 2020 | 2025 | 2030 | 2035 | 2040
BM | 0 | 0 | 0 | 0 | 0 | 0
CC | 0 | 0 | 0 | 0 | 0 | 0
CSP | 0 | 0 | 0 | 0 | 0 | 0
CT | 0 | 0 | 0 | 0 | 0 | 0
Coal | 0 | 0 | 0 | 0 | 0 | 0
Geo | 0 | 0 | 0 | 0 | 0 | 0
H | 0 | 0 | 0 | 0 | 0 | 0
LFG | 0 | 0 | 0 | 0 | 0 | 0
Nuc | 0 | 0 | 0 | 0 | 0 | 0
PS | 0 | 0 | 0 | 0 | 0 | 0
PV | 0 | 0 | 0 | 0 | 0 | 0
PeakG | 0 | 0 | 0 | 0 | 0 | 0
PeakO | 0 | 0 | 0 | 0 | 0 | 0
ST | 0 | 0 | 0 | 0 | 0 | 0
STOG | 0 | 0 | 0 | 0 | 0 | 0
STWD | 0 | 0 | 0 | 0 | 0 | 0
WT | 0 | 0 | 0 | 0 | 0 | 0
IGCC | 0 | 0 | 0 | 0 | 0 | 0
DemandResponse | 0 | 0 | 0 | 0 | 0 | 0
IGCC-CCS | 0 | 0 | 0 | 0 | 0 | 0
WT_off | 0 | 0 | 0 | 0 | 0 | 0
PseudoUnit | 0 | 0 | 0 | 0 | 0 | 0
FixedInterchange | 0 | 0 | 0 | 0 | 0 | 0
CO2 Emissions (MMmetricTons): ERCOT
ReportingType | 2015 | 2020 | 2025 | 2030 | 2035 | 2040
BM | 0 | 0 | 0 | 0 | 0 | 0
CC | 75.14 | 64.35 | 70.74 | 56.66 | 19.19 | 12.5
CSP | 0 | 0 | 0 | 0 | 0 | 0
CT | 0 | 0 | 0 | 0 | 0 | 0
Coal | 46.05 | 22.71 | 1.62 | 0.5 | 0.5 | 0.45
Geo | 0 | 0 | 0 | 0 | 0 | 0
H | 0 | 0 | 0 | 0 | 0 | 0
LFG | 0 | 0 | 0 | 0 | 0 | 0
Nuc | 0 | 0 | 0 | 0 | 0 | 0
PS | 0 | 0 | 0 | 0 | 0 | 0
PV | 0 | 0 | 0 | 0 | 0 | 0
PeakG | 0 | 0 | 0 | 0.02 | 0.03 | 0.02
PeakO | 0 | 0 | 0 | 0 | 0 | 0
ST | 0 | 0 | 0 | 0 | 0 | 0
STOG | 1.48 | 1.04 | 1.18 | 0.45 | 0 | 0
STWD | 0 | 0 | 0 | 0 | 0 | 0
WT | 0 | 0 | 0 | 0 | 0 | 0
IGCC | 0 | 0 | 0 | 0 | 0 | 0
DemandResponse | 0 | 0 | 0 | 0 | 0 | 0
IGCC-CCS | 0 | 0 | 0 | 0 | 0 | 0
WT_off | 0 | 0 | 0 | 0 | 0 | 0
PseudoUnit | 0 | 0 | 0 | 0 | 0 | 0
FixedInterchange | 0 | 0 | 0 | 0 | 0 | 0
CO2 Emissions (MMmetricTons): NP15
ReportingType | 2015 | 2020 | 2025 | 2030 | 2035 | 2040
BM | 0 | 0 | 0 | 0 | 0 | 0
CC | 22.21 | 19.55 | 17.72 | 8.95 | 3.22 | 1.98
CSP | 0 | 0 | 0 | 0 | 0 | 0
CT | 0 | 0 | 0 | 0 | 0 | 0
Coal | 1.57 | 0 | 0 | 0 | 0 | 0
Geo | 0 | 0 | 0 | 0 | 0 | 0
H | 0 | 0 | 0 | 0 | 0 | 0
LFG | 0 | 0 | 0 | 0 | 0 | 0
Nuc | 0 | 0 | 0 | 0 | 0 | 0
PS | 0 | 0 | 0 | 0 | 0 | 0
PV | 0 | 0 | 0 | 0 | 0 | 0
PeakG | 0 | 0 | 0 | 0 | 0 | 0
PeakO | 0 | 0 | 0 | 0 | 0 | 0
ST | 0 | 0 | 0 | 0 | 0 | 0
STOG | 0.03 | 0.05 | 0.02 | 0 | 0 | 0
STWD | 0 | 0 | 0 | 0 | 0 | 0
WT | 0 | 0 | 0 | 0 | 0 | 0
IGCC | 0 | 0 | 0 | 0 | 0 | 0
DemandResponse | 0 | 0 | 0 | 0 | 0 | 0
IGCC-CCS | 0 | 0 | 0 | 0 | 0 | 0
WT_off | 0 | 0 | 0 | 0 | 0 | 0
PseudoUnit | 0 | 0 | 0 | 0 | 0 | 0
FixedInterchange | 0 | 0 | 0 | 0 | 0 | 0
CO2 Emissions (MMmetricTons): NWPP_Coal
ReportingType | 2015 | 2020 | 2025 | 2030 | 2035 | 2040
BM | 0 | 0 | 0 | 0 | 0 | 0
CC | 0 | 0 | 0 | 0 | 0 | 0
CSP | 0 | 0 | 0 | 0 | 0 | 0
CT | 0 | 0 | 0 | 0 | 0 | 0
Coal | 53.52 | 41 | 0.16 | 0.16 | 0.16 | 0.07
Geo | 0 | 0 | 0 | 0 | 0 | 0
H | 0 | 0 | 0 | 0 | 0 | 0
LFG | 0 | 0 | 0 | 0 | 0 | 0
Nuc | 0 | 0 | 0 | 0 | 0 | 0
PS | 0 | 0 | 0 | 0 | 0 | 0
PV | 0 | 0 | 0 | 0 | 0 | 0
PeakG | 0 | 0 | 0 | 0 | 0 | 0
PeakO | 0 | 0 | 0 | 0 | 0 | 0
ST | 0 | 0 | 0 | 0 | 0 | 0
STOG | 0 | 0 | 0 | 0 | 0 | 0
STWD | 0 | 0 | 0 | 0 | 0 | 0
WT | 0 | 0 | 0 | 0 | 0 | 0
IGCC | 0 | 0 | 0 | 0 | 0 | 0
DemandResponse | 0 | 0 | 0 | 0 | 0 | 0
IGCC-CCS | 0 | 0 | 0 | 0 | 0 | 0
WT_off | 0 | 0 | 0 | 0 | 0 | 0
PseudoUnit | 0 | 0 | 0 | 0 | 0 | 0
FixedInterchange | 0 | 0 | 0 | 0 | 0 | 0
CO2 Emissions (MMmetricTons): NWPP_Gas
ReportingType | 2015 | 2020 | 2025 | 2030 | 2035 | 2040
BM | 0 | 0 | 0 | 0 | 0 | 0
CC | 16.84 | 16.84 | 14.2 | 8.84 | 0.34 | 0.07
CSP | 0 | 0 | 0 | 0 | 0 | 0
CT | 0 | 0 | 0 | 0 | 0 | 0
Coal | 0 | 0 | 0 | 0 | 0 | 0
Geo | 0 | 0 | 0 | 0 | 0 | 0
H | 0 | 0 | 0 | 0 | 0 | 0
LFG | 0 | 0 | 0 | 0 | 0 | 0
Nuc | 0 | 0 | 0 | 0 | 0 | 0
PS | 0 | 0 | 0 | 0 | 0 | 0
PV | 0 | 0 | 0 | 0 | 0 | 0
PeakG | 0 | 0 | 0 | 0 | 0 | 0
PeakO | 0 | 0 | 0 | 0 | 0 | 0
ST | 0 | 0 | 0 | 0 | 0 | 0
STOG | 0 | 0 | 0 | 0 | 0 | 0
STWD | 0 | 0 | 0 | 0 | 0 | 0
WT | 0 | 0 | 0 | 0 | 0 | 0
IGCC | 0 | 0 | 0 | 0 | 0 | 0
DemandResponse | 0 | 0 | 0 | 0 | 0 | 0
IGCC-CCS | 0 | 0 | 0 | 0 | 0 | 0
WT_off | 0 | 0 | 0 | 0 | 0 | 0
PseudoUnit | 0 | 0 | 0 | 0 | 0 | 0
FixedInterchange | 0 | 0 | 0 | 0 | 0 | 0
CO2 Emissions (MMmetricTons): NWPP_NucRenew
ReportingType | 2015 | 2020 | 2025 | 2030 | 2035 | 2040
BM | 0 | 0 | 0 | 0 | 0 | 0
CC | 0 | 0 | 0 | 0 | 0 | 0
CSP | 0 | 0 | 0 | 0 | 0 | 0
CT | 0 | 0 | 0 | 0 | 0 | 0
Coal | 0 | 0 | 0 | 0 | 0 | 0
Geo | 0 | 0 | 0 | 0 | 0 | 0
H | 0 | 0 | 0 | 0 | 0 | 0
LFG | 0 | 0 | 0 | 0 | 0 | 0
Nuc | 0 | 0 | 0 | 0 | 0 | 0
PS | 0 | 0 | 0 | 0 | 0 | 0
PV | 0 | 0 | 0 | 0 | 0 | 0
PeakG | 0 | 0 | 0 | 0 | 0 | 0
PeakO | 0 | 0 | 0 | 0 | 0 | 0
ST | 0 | 0 | 0 | 0 | 0 | 0
STOG | 0 | 0 | 0 | 0 | 0 | 0
STWD | 0 | 0 | 0 | 0 | 0 | 0
WT | 0 | 0 | 0 | 0 | 0 | 0
IGCC | 0 | 0 | 0 | 0 | 0 | 0
DemandResponse | 0 | 0 | 0 | 0 | 0 | 0
IGCC-CCS | 0 | 0 | 0 | 0 | 0 | 0
WT_off | 0 | 0 | 0 | 0 | 0 | 0
PseudoUnit | 0 | 0 | 0 | 0 | 0 | 0
FixedInterchange | 0 | 0 | 0 | 0 | 0 | 0
CO2 Emissions (MMmetricTons): RMPA
ReportingType | 2015 | 2020 | 2025 | 2030 | 2035 | 2040
BM | 0 | 0 | 0 | 0 | 0 | 0
CC | 4.36 | 3.06 | 5.28 | 3.4 | 0.97 | 0.67
CSP | 0 | 0 | 0 | 0 | 0 | 0
CT | 0 | 0 | 0 | 0 | 0 | 0
Coal | 49.8 | 40.01 | 3.43 | 0.36 | 0.36 | 0.18
Geo | 0 | 0 | 0 | 0 | 0 | 0
H | 0 | 0 | 0 | 0 | 0 | 0
LFG | 0 | 0 | 0 | 0 | 0 | 0
Nuc | 0 | 0 | 0 | 0 | 0 | 0
PS | 0 | 0 | 0 | 0 | 0 | 0
PV | 0 | 0 | 0 | 0 | 0 | 0
PeakG | 0 | 0 | 0 | 0 | 0 | 0
PeakO | 0 | 0 | 0 | 0 | 0 | 0
ST | 0 | 0 | 0 | 0 | 0 | 0
STOG | 0 | 0 | 0 | 0 | 0 | 0
STWD | 0 | 0 | 0 | 0 | 0 | 0
WT | 0 | 0 | 0 | 0 | 0 | 0
IGCC | 0 | 0 | 0 | 0 | 0 | 0
DemandResponse | 0 | 0 | 0 | 0 | 0 | 0
IGCC-CCS | 0 | 0 | 0 | 0 | 0 | 0
WT_off | 0 | 0 | 0 | 0 | 0 | 0
PseudoUnit | 0 | 0 | 0 | 0 | 0 | 0
FixedInterchange | 0 | 0 | 0 | 0 | 0 | 0
CO2 Emissions (MMmetricTons): SP15
ReportingType | 2015 | 2020 | 2025 | 2030 | 2035 | 2040
BM | 0 | 0 | 0 | 0 | 0 | 0
CC | 30.87 | 24.65 | 24.1 | 21.92 | 8.47 | 5.18
CSP | 0 | 0 | 0 | 0 | 0 | 0
CT | 0 | 0 | 0 | 0 | 0 | 0
Coal | 1.49 | 0.81 | 0 | 0 | 0 | 0
Geo | 0 | 0 | 0 | 0 | 0 | 0
H | 0 | 0 | 0 | 0 | 0 | 0
LFG | 0 | 0 | 0 | 0 | 0 | 0
Nuc | 0 | 0 | 0 | 0 | 0 | 0
PS | 0 | 0 | 0 | 0 | 0 | 0
PV | 0 | 0 | 0 | 0 | 0 | 0
PeakG | 0 | 0 | 0 | 0 | 0 | 0
PeakO | 0 | 0 | 0 | 0 | 0 | 0
ST | 0 | 0 | 0 | 0 | 0 | 0
STOG | 0.3 | 0.02 | 0.05 | 0.14 | 0.06 | 0.03
STWD | 0 | 0 | 0 | 0 | 0 | 0
WT | 0 | 0 | 0 | 0 | 0 | 0
IGCC | 0 | 0 | 0 | 0 | 0 | 0
DemandResponse | 0 | 0 | 0 | 0 | 0 | 0
IGCC-CCS | 0 | 0 | 0 | 0 | 0 | 0
WT_off | 0 | 0 | 0 | 0 | 0 | 0
PseudoUnit | 0 | 0 | 0 | 0 | 0 | 0
FixedInterchange | 0 | 0 | 0 | 0 | 0 | 0
CO2 Emissions (MMmetricTons): ALB
ReportingType | 2015 | 2020 | 2025 | 2030 | 2035 | 2040
BM | 0 | 0 | 0 | 0 | 0 | 0
CC | 6.61 | 6.85 | 6.8 | 0 | 0 | 0
CSP | 0 | 0 | 0 | 0 | 0 | 0
CT | 0 | 0 | 0 | 0 | 0 | 0
Coal | 45.36 | 45.36 | 44.15 | 0 | 0 | 0
Geo | 0 | 0 | 0 | 0 | 0 | 0
H | 0 | 0 | 0 | 0 | 0 | 0
LFG | 0 | 0 | 0 | 0 | 0 | 0
Nuc | 0 | 0 | 0 | 0 | 0 | 0
PS | 0 | 0 | 0 | 0 | 0 | 0
PV | 0 | 0 | 0 | 0 | 0 | 0
PeakG | 0 | 0 | 0 | 0 | 0 | 0
PeakO | 0 | 0 | 0 | 0 | 0 | 0
ST | 0 | 0 | 0 | 0 | 0 | 0
STOG | 0 | 0 | 0 | 0 | 0 | 0
STWD | 0 | 0 | 0 | 0 | 0 | 0
WT | 0 | 0 | 0 | 0 | 0 | 0
IGCC | 0 | 0 | 0 | 0 | 0 | 0
DemandResponse | 0 | 0 | 0 | 0 | 0 | 0
IGCC-CCS | 0 | 0 | 0 | 0 | 0 | 0
WT_off | 0 | 0 | 0 | 0 | 0 | 0
PseudoUnit | 0 | 0 | 0 | 0 | 0 | 0
FixedInterchange | 0 | 0 | 0 | 0 | 0 | 0
CO2 Emissions (MMmetricTons): BC
ReportingType | 2015 | 2020 | 2025 | 2030 | 2035 | 2040
BM | 0 | 0 | 0 | 0 | 0 | 0
CC | 1.46 | 1.46 | 1.46 | 0.86 | 0 | 0
CSP | 0 | 0 | 0 | 0 | 0 | 0
CT | 0 | 0 | 0 | 0 | 0 | 0
Coal | 0 | 0 | 0 | 0 | 0 | 0
Geo | 0 | 0 | 0 | 0 | 0 | 0
H | 0 | 0 | 0 | 0 | 0 | 0
LFG | 0 | 0 | 0 | 0 | 0 | 0
Nuc | 0 | 0 | 0 | 0 | 0 | 0
PS | 0 | 0 | 0 | 0 | 0 | 0
PV | 0 | 0 | 0 | 0 | 0 | 0
PeakG | 0 | 0 | 0 | 0 | 0 | 0
PeakO | 0 | 0 | 0 | 0 | 0 | 0
ST | 0 | 0 | 0 | 0 | 0 | 0
STOG | 0 | 0 | 0 | 0 | 0 | 0
STWD | 0 | 0 | 0 | 0 | 0 | 0
WT | 0 | 0 | 0 | 0 | 0 | 0
IGCC | 0 | 0 | 0 | 0 | 0 | 0
DemandResponse | 0 | 0 | 0 | 0 | 0 | 0
IGCC-CCS | 0 | 0 | 0 | 0 | 0 | 0
WT_off | 0 | 0 | 0 | 0 | 0 | 0
PseudoUnit | 0 | 0 | 0 | 0 | 0 | 0
FixedInterchange | 0 | 0 | 0 | 0 | 0 | 0
CO2 Emissions (MMmetricTons): HQ_IESO
ReportingType | 2015 | 2020 | 2025 | 2030 | 2035 | 2040
BM | 0 | 0 | 0 | 0 | 0 | 0
CC | 0 | 0 | 0 | 0 | 0 | 0
CSP | 0 | 0 | 0 | 0 | 0 | 0
CT | 0 | 0 | 0 | 0 | 0 | 0
Coal | 0 | 0 | 0 | 0 | 0 | 0
Geo | 0 | 0 | 0 | 0 | 0 | 0
H | 0 | 0 | 0 | 0 | 0 | 0
LFG | 0 | 0 | 0 | 0 | 0 | 0
Nuc | 0 | 0 | 0 | 0 | 0 | 0
PS | 0 | 0 | 0 | 0 | 0 | 0
PV | 0 | 0 | 0 | 0 | 0 | 0
PeakG | 0 | 0 | 0 | 0 | 0 | 0
PeakO | 0 | 0 | 0 | 0 | 0 | 0
ST | 0 | 0 | 0 | 0 | 0 | 0
STOG | 0 | 0 | 0 | 0 | 0 | 0
STWD | 0 | 0 | 0 | 0 | 0 | 0
WT | 0 | 0 | 0 | 0 | 0 | 0
IGCC | 0 | 0 | 0 | 0 | 0 | 0
DemandResponse | 0 | 0 | 0 | 0 | 0 | 0
IGCC-CCS | 0 | 0 | 0 | 0 | 0 | 0
WT_off | 0 | 0 | 0 | 0 | 0 | 0
PseudoUnit | 0 | 0 | 0 | 0 | 0 | 0
FixedInterchange | 0 | 0 | 0 | 0 | 0 | 0
CO2 Emissions (MMmetricTons): HQ_NEISO
ReportingType | 2015 | 2020 | 2025 | 2030 | 2035 | 2040
BM | 0 | 0 | 0 | 0 | 0 | 0
CC | 0 | 0 | 0 | 0 | 0 | 0
CSP | 0 | 0 | 0 | 0 | 0 | 0
CT | 0 | 0 | 0 | 0 | 0 | 0
Coal | 0 | 0 | 0 | 0 | 0 | 0
Geo | 0 | 0 | 0 | 0 | 0 | 0
H | 0 | 0 | 0 | 0 | 0 | 0
LFG | 0 | 0 | 0 | 0 | 0 | 0
Nuc | 0 | 0 | 0 | 0 | 0 | 0
PS | 0 | 0 | 0 | 0 | 0 | 0
PV | 0 | 0 | 0 | 0 | 0 | 0
PeakG | 0 | 0 | 0 | 0 | 0 | 0
PeakO | 0 | 0 | 0 | 0 | 0 | 0
ST | 0 | 0 | 0 | 0 | 0 | 0
STOG | 0 | 0 | 0 | 0 | 0 | 0
STWD | 0 | 0 | 0 | 0 | 0 | 0
WT | 0 | 0 | 0 | 0 | 0 | 0
IGCC | 0 | 0 | 0 | 0 | 0 | 0
DemandResponse | 0 | 0 | 0 | 0 | 0 | 0
IGCC-CCS | 0 | 0 | 0 | 0 | 0 | 0
WT_off | 0 | 0 | 0 | 0 | 0 | 0
PseudoUnit | 0 | 0 | 0 | 0 | 0 | 0
FixedInterchange | 0 | 0 | 0 | 0 | 0 | 0
CO2 Emissions (MMmetricTons): HQ_NY
ReportingType | 2015 | 2020 | 2025 | 2030 | 2035 | 2040
BM | 0 | 0 | 0 | 0 | 0 | 0
CC | 0 | 0 | 0 | 0 | 0 | 0
CSP | 0 | 0 | 0 | 0 | 0 | 0
CT | 0 | 0 | 0 | 0 | 0 | 0
Coal | 0 | 0 | 0 | 0 | 0 | 0
Geo | 0 | 0 | 0 | 0 | 0 | 0
H | 0 | 0 | 0 | 0 | 0 | 0
LFG | 0 | 0 | 0 | 0 | 0 | 0
Nuc | 0 | 0 | 0 | 0 | 0 | 0
PS | 0 | 0 | 0 | 0 | 0 | 0
PV | 0 | 0 | 0 | 0 | 0 | 0
PeakG | 0 | 0 | 0 | 0 | 0 | 0
PeakO | 0 | 0 | 0 | 0 | 0 | 0
ST | 0 | 0 | 0 | 0 | 0 | 0
STOG | 0 | 0 | 0 | 0 | 0 | 0
STWD | 0 | 0 | 0 | 0 | 0 | 0
WT | 0 | 0 | 0 | 0 | 0 | 0
IGCC | 0 | 0 | 0 | 0 | 0 | 0
DemandResponse | 0 | 0 | 0 | 0 | 0 | 0
IGCC-CCS | 0 | 0 | 0 | 0 | 0 | 0
WT_off | 0 | 0 | 0 | 0 | 0 | 0
PseudoUnit | 0 | 0 | 0 | 0 | 0 | 0
FixedInterchange | 0 | 0 | 0 | 0 | 0 | 0
CO2 Emissions (MMmetricTons): MARITIMES
ReportingType | 2015 | 2020 | 2025 | 2030 | 2035 | 2040
BM | 0 | 0 | 0 | 0 | 0 | 0
CC | 0 | 0 | 0 | 0 | 0 | 0
CSP | 0 | 0 | 0 | 0 | 0 | 0
CT | 0 | 0 | 0 | 0 | 0 | 0
Coal | 0 | 0 | 0 | 0 | 0 | 0
Geo | 0 | 0 | 0 | 0 | 0 | 0
H | 0 | 0 | 0 | 0 | 0 | 0
LFG | 0 | 0 | 0 | 0 | 0 | 0
Nuc | 0 | 0 | 0 | 0 | 0 | 0
PS | 0 | 0 | 0 | 0 | 0 | 0
PV | 0 | 0 | 0 | 0 | 0 | 0
PeakG | 0 | 0 | 0 | 0 | 0 | 0
PeakO | 0 | 0 | 0 | 0 | 0 | 0
ST | 0 | 0 | 0 | 0 | 0 | 0
STOG | 0 | 0 | 0 | 0 | 0 | 0
STWD | 0 | 0 | 0 | 0 | 0 | 0
WT | 0 | 0 | 0 | 0 | 0 | 0
IGCC | 0 | 0 | 0 | 0 | 0 | 0
DemandResponse | 0 | 0 | 0 | 0 | 0 | 0
IGCC-CCS | 0 | 0 | 0 | 0 | 0 | 0
WT_off | 0 | 0 | 0 | 0 | 0 | 0
PseudoUnit | 0 | 0 | 0 | 0 | 0 | 0
FixedInterchange | 0 | 0 | 0 | 0 | 0 | 0
CO2 Emissions (MMmetricTons): All
ReportingType | 2015 | 2020 | 2025 | 2030 | 2035 | 2040
BM | 0 | 0 | 0 | 0 | 0 | 0
CC | 561.76 | 596.2 | 609.53 | 449.06 | 158.66 | 75.6
CSP | 0 | 0 | 0 | 0 | 0 | 0
CT | 0.36 | 0.55 | 0.59 | 0.19 | 0.02 | 0.02
Coal | 1085.34 | 451.64 | 89.41 | 4.72 | 5.48 | 5.41
Geo | 0 | 0 | 0 | 0 | 0 | 0
H | 0 | 0 | 0 | 0 | 0 | 0
LFG | 0 | 0 | 0 | 0 | 0 | 0
Nuc | 0 | 0 | 0 | 0 | 0 | 0
PS | 0 | 0 | 0 | 0 | 0 | 0
PV | 0 | 0 | 0 | 0 | 0 | 0
PeakG | 1.75 | 2.04 | 2.93 | 2.15 | 1.05 | 1.09
PeakO | 0 | 0 | 0 | 0 | 0 | 0
ST | 0 | 0 | 0 | 0 | 0 | 0
STOG | 4.9 | 3.2 | 4.1 | 3.45 | 0.26 | 0.15
STWD | 0 | 0 | 0 | 0 | 0 | 0
WT | 0 | 0 | 0 | 0 | 0 | 0
IGCC | 3.76 | 3.28 | 0.62 | 0.02 | 0 | 0
DemandResponse | 0 | 0 | 0 | 0 | 0 | 0
IGCC-CCS | 0 | 0 | 0 | 0 | 0 | 0
WT_off | 0 | 0 | 0 | 0 | 0 | 0
PseudoUnit | 0 | 0 | 0 | 0 | 0 | 0
FixedInterchange | 0 | 0 | 0 | 0 | 0 | 0
CO2 Emissions (MMmetricTons): EI_US
ReportingType | 2015 | 2020 | 2025 | 2030 | 2035 | 2040
BM | 0 | 0 | 0 | 0 | 0 | 0
CC | 373.17 | 437.64 | 444.46 | 332.04 | 121.54 | 52.08
CSP | 0 | 0 | 0 | 0 | 0 | 0
CT | 0.36 | 0.55 | 0.59 | 0.19 | 0.02 | 0.02
Coal | 839.71 | 258.19 | 31.5 | 3.7 | 4.45 | 4.7
Geo | 0 | 0 | 0 | 0 | 0 | 0
H | 0 | 0 | 0 | 0 | 0 | 0
LFG | 0 | 0 | 0 | 0 | 0 | 0
Nuc | 0 | 0 | 0 | 0 | 0 | 0
PS | 0 | 0 | 0 | 0 | 0 | 0
PV | 0 | 0 | 0 | 0 | 0 | 0
PeakG | 1.71 | 2.01 | 2.93 | 2.12 | 1.02 | 1.07
PeakO | 0 | 0 | 0 | 0 | 0 | 0
ST | 0 | 0 | 0 | 0 | 0 | 0
STOG | 3.08 | 2.09 | 2.86 | 2.86 | 0.2 | 0.12
STWD | 0 | 0 | 0 | 0 | 0 | 0
WT | 0 | 0 | 0 | 0 | 0 | 0
IGCC | 3.76 | 3.28 | 0.62 | 0.02 | 0 | 0
DemandResponse | 0 | 0 | 0 | 0 | 0 | 0
IGCC-CCS | 0 | 0 | 0 | 0 | 0 | 0
WT_off | 0 | 0 | 0 | 0 | 0 | 0
PseudoUnit | 0 | 0 | 0 | 0 | 0 | 0
FixedInterchange | 0 | 0 | 0 | 0 | 0 | 0
CO2 Emissions (MMmetricTons): EI_Canada
ReportingType | 2015 | 2020 | 2025 | 2030 | 2035 | 2040
BM | 0 | 0 | 0 | 0 | 0 | 0
CC | 4.83 | 2.28 | 0.35 | 0.02 | 0.02 | 0.03
CSP | 0 | 0 | 0 | 0 | 0 | 0
CT | 0 | 0 | 0 | 0 | 0 | 0
Coal | 0.28 | 0.06 | 0 | 0 | 0 | 0
Geo | 0 | 0 | 0 | 0 | 0 | 0
H | 0 | 0 | 0 | 0 | 0 | 0
LFG | 0 | 0 | 0 | 0 | 0 | 0
Nuc | 0 | 0 | 0 | 0 | 0 | 0
PS | 0 | 0 | 0 | 0 | 0 | 0
PV | 0 | 0 | 0 | 0 | 0 | 0
PeakG | 0.04 | 0.04 | 0 | 0 | 0 | 0
PeakO | 0 | 0 | 0 | 0 | 0 | 0
ST | 0 | 0 | 0 | 0 | 0 | 0
STOG | 0.01 | 0 | 0 | 0 | 0 | 0
STWD | 0 | 0 | 0 | 0 | 0 | 0
WT | 0 | 0 | 0 | 0 | 0 | 0
IGCC | 0 | 0 | 0 | 0 | 0 | 0
DemandResponse | 0 | 0 | 0 | 0 | 0 | 0
IGCC-CCS | 0 | 0 | 0 | 0 | 0 | 0
WT_off | 0 | 0 | 0 | 0 | 0 | 0
PseudoUnit | 0 | 0 | 0 | 0 | 0 | 0
FixedInterchange | 0 | 0 | 0 | 0 | 0 | 0
CO2 Emissions (MMmetricTons): EI
ReportingType | 2015 | 2020 | 2025 | 2030 | 2035 | 2040
BM | 0 | 0 | 0 | 0 | 0 | 0
CC | 378 | 439.92 | 444.81 | 332.06 | 121.56 | 52.11
CSP | 0 | 0 | 0 | 0 | 0 | 0
CT | 0.36 | 0.55 | 0.59 | 0.19 | 0.02 | 0.02
Coal | 839.99 | 258.25 | 31.5 | 3.7 | 4.45 | 4.7
Geo | 0 | 0 | 0 | 0 | 0 | 0
H | 0 | 0 | 0 | 0 | 0 | 0
LFG | 0 | 0 | 0 | 0 | 0 | 0
Nuc | 0 | 0 | 0 | 0 | 0 | 0
PS | 0 | 0 | 0 | 0 | 0 | 0
PV | 0 | 0 | 0 | 0 | 0 | 0
PeakG | 1.75 | 2.04 | 2.93 | 2.12 | 1.02 | 1.07
PeakO | 0 | 0 | 0 | 0 | 0 | 0
ST | 0 | 0 | 0 | 0 | 0 | 0
STOG | 3.09 | 2.09 | 2.86 | 2.86 | 0.2 | 0.12
STWD | 0 | 0 | 0 | 0 | 0 | 0
WT | 0 | 0 | 0 | 0 | 0 | 0
IGCC | 3.76 | 3.28 | 0.62 | 0.02 | 0 | 0
DemandResponse | 0 | 0 | 0 | 0 | 0 | 0
IGCC-CCS | 0 | 0 | 0 | 0 | 0 | 0
WT_off | 0 | 0 | 0 | 0 | 0 | 0
PseudoUnit | 0 | 0 | 0 | 0 | 0 | 0
FixedInterchange | 0 | 0 | 0 | 0 | 0 | 0
CO2 Emissions (MMmetricTons): Outside_EI
ReportingType | 2015 | 2020 | 2025 | 2030 | 2035 | 2040
BM | 0 | 0 | 0 | 0 | 0 | 0
CC | 183.76 | 156.28 | 164.73 | 117 | 37.1 | 23.49
CSP | 0 | 0 | 0 | 0 | 0 | 0
CT | 0 | 0 | 0 | 0 | 0 | 0
Coal | 245.35 | 193.39 | 57.92 | 1.02 | 1.02 | 0.71
Geo | 0 | 0 | 0 | 0 | 0 | 0
H | 0 | 0 | 0 | 0 | 0 | 0
LFG | 0 | 0 | 0 | 0 | 0 | 0
Nuc | 0 | 0 | 0 | 0 | 0 | 0
PS | 0 | 0 | 0 | 0 | 0 | 0
PV | 0 | 0 | 0 | 0 | 0 | 0
PeakG | 0 | 0 | 0 | 0.02 | 0.03 | 0.02
PeakO | 0 | 0 | 0 | 0 | 0 | 0
ST | 0 | 0 | 0 | 0 | 0 | 0
STOG | 1.81 | 1.11 | 1.24 | 0.59 | 0.06 | 0.03
STWD | 0 | 0 | 0 | 0 | 0 | 0
WT | 0 | 0 | 0 | 0 | 0 | 0
IGCC | 0 | 0 | 0 | 0 | 0 | 0
DemandResponse | 0 | 0 | 0 | 0 | 0 | 0
IGCC-CCS | 0 | 0 | 0 | 0 | 0 | 0
WT_off | 0 | 0 | 0 | 0 | 0 | 0
PseudoUnit | 0 | 0 | 0 | 0 | 0 | 0
FixedInterchange | 0 | 0 | 0 | 0 | 0 | 0
#6 | Fuel Cost [includes coal shadow price] ($million)
Fuel Cost by Reporting Type: Entergy
ReportingType | 2015 | 2020 | 2025 | 2030 | 2035 | 2040
BM | 0 | 0 | 0 | 0 | 5152.61 | 5117.79
CC | 3226.07 | 4612.41 | 4166.92 | 2771.58 | 493.31 | 385.81
CSP | 0 | 0 | 0 | 0 | 0 | 0
CT | 0 | 0 | 0 | 0 | 0 | 0
Coal | 1210.83 | 119.33 | 16.6 | 0.02 | 0 | 0
Geo | 0 | 0 | 0 | 0 | 0 | 0
H | 0 | 0 | 0 | 0 | 0 | 0
LFG | 0 | 0.14 | 0.14 | 0.14 | 0.14 | 0.14
Nuc | 372.97 | 380.57 | 404.36 | 412.26 | 404.92 | 528
PS | 0 | 0 | 0 | 0 | 0 | 0
PV | 0 | 0 | 0 | 0 | 0 | 0
PeakG | 0 | 0 | 0.77 | 0 | 0 | 0
PeakO | 0 | 0 | 0 | 0 | 0 | 0
ST | 0 | 0 | 0 | 0 | 0 | 0
STOG | 20.48 | 20.52 | 0 | 0 | 0 | 0
STWD | 3.33 | 6.51 | 11.27 | 76 | 108.79 | 76.34
WT | 0 | 0 | 0 | 0 | 0 | 0
IGCC | 0 | 0 | 0 | 0 | 0 | 0
DemandResponse | 0 | 0 | 0 | 0 | 0 | 0
IGCC-CCS | 0 | 0 | 0 | 0 | 0 | 0
WT_off | 0 | 0 | 0 | 0 | 0 | 0
PseudoUnit | 0 | 0 | 0 | 0 | 0 | 0
FixedInterchange | 0 | 0 | 0 | 0 | 0 | 0
Fuel Cost by Reporting Type: FRCC
ReportingType | 2015 | 2020 | 2025 | 2030 | 2035 | 2040
BM | 0 | 0 | 0 | 0 | 236.74 | 630.21
CC | 9233.68 | 10344.33 | 9219.27 | 3855.42 | 1567.03 | 961.25
CSP | 0 | 0 | 0 | 0 | 0 | 0
CT | 38.73 | 71.68 | 72.62 | 20.06 | 0 | 0
Coal | 547.43 | 197.1 | 33.59 | 47.68 | 127.11 | 171.69
Geo | 0 | 0 | 0 | 0 | 0 | 0
H | 0 | 0 | 0 | 0 | 0 | 0
LFG | 0 | 0.25 | 0.25 | 0.25 | 0.25 | 0.25
Nuc | 282.48 | 288.24 | 568.07 | 1223.53 | 1652.83 | 1829.19
PS | 0 | 0 | 0 | 0 | 0 | 0
PV | 0 | 0 | 0 | 0 | 0 | 0
PeakG | 30.89 | 52.67 | 45.18 | 4.77 | 9.47 | 11.92
PeakO | 0 | 0 | 0 | 0 | 0 | 0
ST | 0 | 0 | 0 | 0 | 0 | 0
STOG | 10.76 | 11.16 | 0 | 0 | 0 | 0
STWD | 9.73 | 21.39 | 100.84 | 100.84 | 84.5 | 62.27
WT | 0 | 0 | 0 | 0 | 0 | 0
IGCC | 0 | 0 | 0 | 0 | 0 | 0
DemandResponse | 0 | 0 | 0 | 0 | 0 | 0
IGCC-CCS | 0 | 0 | 0 | 0 | 0 | 0
WT_off | 0 | 0 | 0 | 0 | 0 | 0
PseudoUnit | 0 | 0 | 0 | 0 | 0 | 0
FixedInterchange | 0 | 0 | 0 | 0 | 0 | 0
Fuel Cost by Reporting Type: MAPP_US
ReportingType | 2015 | 2020 | 2025 | 2030 | 2035 | 2040
BM | 0 | 0 | 0 | 0 | 17.88 | 17.02
CC | 55.19 | 8.73 | 12.83 | 6.28 | 3.64 | 2.11
CSP | 0 | 0 | 0 | 0 | 0 | 0
CT | 0 | 0 | 0 | 0 | 0 | 0.5
Coal | 136.18 | 2.87 | 1.69 | 0 | 0 | 0
Geo | 0 | 0 | 0 | 0 | 0 | 0
H | 0 | 0 | 0 | 0 | 0 | 0
LFG | 0 | 0 | 0 | 0.09 | 0.09 | 0.09
Nuc | 0 | 0 | 0 | 0.01 | 0.04 | 0.03
PS | 0 | 0 | 0 | 0 | 0 | 0
PV | 0 | 0 | 0 | 0 | 0 | 0
PeakG | 3.9 | 2.31 | 3.97 | 8.56 | 2.17 | 3.59
PeakO | 0 | 0 | 0 | 0 | 0 | 0
ST | 0 | 0 | 0 | 0 | 0 | 0
STOG | 0 | 0 | 0 | 0 | 0 | 0
STWD | 0 | 0 | 0 | 0 | 0 | 0
WT | 0 | 0 | 0 | 0 | 0 | 0
IGCC | 0 | 0 | 0 | 0 | 0 | 0
DemandResponse | 0 | 0 | 0 | 0 | 0 | 0
IGCC-CCS | 0 | 0 | 0 | 0 | 0 | 0
WT_off | 0 | 0 | 0 | 0 | 0 | 0
PseudoUnit | 0 | 0 | 0 | 0 | 0 | 0
FixedInterchange | 0 | 0 | 0 | 0 | 0 | 0
Fuel Cost by Reporting Type: MISO_IN
ReportingType | 2015 | 2020 | 2025 | 2030 | 2035 | 2040
BM | 0 | 0 | 0 | 0 | 2425.24 | 3142.48
CC | 1180.32 | 5114.75 | 5862.62 | 4032.75 | 1614.05 | 686.18
CSP | 0 | 0 | 0 | 0 | 0 | 0
CT | 0 | 0 | 0 | 0 | 0 | 0
Coal | 1052.66 | 384.57 | 66.13 | 71.08 | 118.72 | 120.73
Geo | 0 | 0 | 0 | 0 | 0 | 0
H | 0 | 0 | 0 | 0 | 0 | 0
LFG | 0 | 0 | 0.1 | 0.1 | 0.1 | 0.1
Nuc | 0 | 0 | 0 | 0.01 | 0.07 | 0.04
PS | 0 | 0 | 0 | 0 | 0 | 0
PV | 0 | 0 | 0 | 0 | 0 | 0
PeakG | 0 | 0 | 0 | 0 | 0 | 0
PeakO | 0 | 0 | 0 | 0 | 0 | 0
ST | 0 | 0 | 0 | 0 | 0 | 0
STOG | 1.94 | 2.09 | 1.89 | 1.43 | 0 | 0
STWD | 0 | 0 | 0 | 0 | 0 | 0
WT | 0 | 0 | 0 | 0 | 0 | 0
IGCC | 87.33 | 71.67 | 11.39 | 0.31 | 0 | 0
DemandResponse | 0 | 0 | 0 | 0 | 0 | 0
IGCC-CCS | 0 | 0 | 0 | 0 | 0 | 0
WT_off | 0 | 0 | 0 | 0 | 0 | 0
PseudoUnit | 0 | 0 | 0 | 0 | 0 | 0
FixedInterchange | 0 | 0 | 0 | 0 | 0 | 0
Fuel Cost by Reporting Type: MISO_MI
ReportingType | 2015 | 2020 | 2025 | 2030 | 2035 | 2040
BM | 0 | 0 | 0 | 0 | 1068.79 | 3142.48
CC | 565.2 | 435.45 | 517.06 | 214.71 | 34.85 | 13.59
CSP | 0 | 0 | 0 | 0 | 0 | 0
CT | 0 | 0 | 0 | 0 | 0 | 0
Coal | 583.41 | 0 | 0 | 0 | 0 | 0
Geo | 0 | 0 | 0 | 0 | 0 | 0
H | 0 | 0 | 0 | 0 | 0 | 0
LFG | 0 | 0.11 | 0.2 | 0.2 | 0.2 | 0.2
Nuc | 139.75 | 142.6 | 151.51 | 349.88 | 355.14 | 355.14
PS | 0 | 0 | 0 | 0 | 0 | 0
PV | 0 | 0 | 0 | 0 | 0 | 0
PeakG | 1.66 | 0 | 0 | 0 | 0 | 0
PeakO | 0 | 0 | 0 | 0 | 0 | 0
ST | 0 | 0 | 0 | 0 | 0 | 0
STOG | 26.92 | 15.65 | 6.55 | 12.7 | 0 | 0
STWD | 87.42 | 8.44 | 14.05 | 53.74 | 87.42 | 73.26
WT | 0 | 0 | 0 | 0 | 0 | 0
IGCC | 0 | 0 | 0 | 0 | 0 | 0
DemandResponse | 0 | 0 | 0 | 0 | 0 | 0
IGCC-CCS | 0 | 0 | 0 | 0 | 0 | 0
WT_off | 0 | 0 | 0 | 0 | 0 | 0
PseudoUnit | 0 | 0 | 0 | 0 | 0 | 0
FixedInterchange | 0 | 0 | 0 | 0 | 0 | 0
Fuel Cost by Reporting Type: MISO_MO-IL
ReportingType | 2015 | 2020 | 2025 | 2030 | 2035 | 2040
BM | 0 | 0 | 0 | 0 | 639.61 | 2627.59
CC | 133 | 81.07 | 122.26 | 42.54 | 17.34 | 11.04
CSP | 0 | 0 | 0 | 0 | 0 | 0
CT | 0 | 0 | 0 | 0 | 0 | 0
Coal | 1434.25 | 258.46 | 56.56 | 25.88 | 34.08 | 35.02
Geo | 0 | 0 | 0 | 0 | 0 | 0
H | 0 | 0 | 0 | 0 | 0 | 0
LFG | 0 | 0 | 0.29 | 0.29 | 0.29 | 0.29
Nuc | 143.46 | 146.38 | 155.53 | 158.57 | 158.57 | 158.57
PS | 0 | 0 | 0 | 0 | 0 | 0
PV | 0 | 0 | 0 | 0 | 0 | 0
PeakG | 8.17 | 2.8 | 3.23 | 37.22 | 19.25 | 11.21
PeakO | 0 | 0 | 0 | 0 | 0 | 0
ST | 0 | 0 | 0 | 0 | 0 | 0
STOG | 0.37 | 0 | 0 | 0 | 0 | 0
STWD | 0 | 0 | 0 | 0 | 0 | 0
WT | 0 | 0 | 0 | 0 | 0 | 0
IGCC | 0 | 0 | 0 | 0 | 0 | 0
DemandResponse | 0 | 0 | 0 | 0 | 0 | 0
IGCC-CCS | 0 | 0 | 0 | 0 | 0 | 0
WT_off | 0 | 0 | 0 | 0 | 0 | 0
PseudoUnit | 0 | 0 | 0 | 0 | 0 | 0
FixedInterchange | 0 | 0 | 0 | 0 | 0 | 0
Fuel Cost by Reporting Type: MISO_W
ReportingType | 2015 | 2020 | 2025 | 2030 | 2035 | 2040
BM | 0 | 0 | 0 | 0 | 0 | 0
CC | 440.38 | 144.84 | 154.44 | 103.38 | 52.82 | 60.78
CSP | 0 | 0 | 0 | 0 | 0 | 0
CT | 0 | 0 | 0 | 0 | 0 | 0
Coal | 1184.01 | 143.79 | 75.54 | 38.99 | 38.99 | 38.99
Geo | 0 | 0 | 0 | 0 | 0 | 0
H | 0 | 0 | 0 | 0 | 0 | 0
LFG | 0 | 0 | 0.09 | 0.09 | 0.09 | 0.09
Nuc | 152.53 | 155.64 | 165.37 | 168.6 | 0.01 | 0.01
PS | 0 | 0 | 0 | 0 | 0 | 0
PV | 0 | 0 | 0 | 0 | 0 | 0
PeakG | 16.41 | 0 | 0.59 | 7.34 | 1.1 | 0
PeakO | 0 | 0 | 0 | 0 | 0 | 0
ST | 0 | 0 | 0 | 0 | 0 | 0
STOG | 0.01 | 0 | 0 | 0 | 0 | 0
STWD | 5.2 | 8.57 | 23.74 | 81.44 | 162.84 | 100.28
WT | 0 | 0 | 0 | 0 | 0 | 0
IGCC | 0 | 0 | 0 | 0 | 0 | 0
DemandResponse | 0 | 0 | 0 | 0 | 0 | 0
IGCC-CCS | 0 | 0 | 0 | 0 | 0 | 0
WT_off | 0 | 0 | 0 | 0 | 0 | 0
PseudoUnit | 0 | 0 | 0 | 0 | 0 | 0
FixedInterchange | 0 | 0 | 0 | 0 | 0 | 0
Fuel Cost by Reporting Type: MISO_WUMS
ReportingType | 2015 | 2020 | 2025 | 2030 | 2035 | 2040
BM | 0 | 0 | 0 | 0 | 1636.97 | 1636.97
CC | 1979.94 | 2157.09 | 2096.28 | 1322.23 | 633.92 | 166.11
CSP | 0 | 0 | 0 | 0 | 0 | 0
CT | 0 | 0 | 0 | 0 | 0 | 0
Coal | 274.76 | 40.01 | 26.19 | 29.58 | 43.94 | 61.95
Geo | 0 | 0 | 0 | 0 | 0 | 0
H | 0 | 0 | 0 | 0 | 0 | 0
LFG | 0 | 0 | 0.29 | 0.29 | 0.29 | 0.29
Nuc | 120.89 | 123.35 | 131.06 | 139.19 | 98.54 | 248.9
PS | 0 | 0 | 0 | 0 | 0 | 0
PV | 0 | 0 | 0 | 0 | 0 | 0
PeakG | 0 | 0 | 0 | 0 | 0 | 0
PeakO | 0 | 0 | 0 | 0 | 0 | 0
ST | 0 | 0 | 0 | 0 | 0 | 0
STOG | 0 | 0 | 0 | 0 | 0 | 0
STWD | 1.91 | 3.33 | 3.33 | 19.13 | 63.34 | 39.11
WT | 0 | 0 | 0 | 0 | 0 | 0
IGCC | 0 | 0 | 0 | 0 | 0 | 0
DemandResponse | 0 | 0 | 0 | 0 | 0 | 0
IGCC-CCS | 0 | 0 | 0 | 0 | 0 | 0
WT_off | 0 | 0 | 0 | 0 | 0 | 0
PseudoUnit | 0 | 0 | 0 | 0 | 0 | 0
FixedInterchange | 0 | 0 | 0 | 0 | 0 | 0
Fuel Cost by Reporting Type: Nebraska
ReportingType | 2015 | 2020 | 2025 | 2030 | 2035 | 2040
BM | 0 | 0 | 0 | 0 | 1242.09 | 1020.24
CC | 44.91 | 585.73 | 546.82 | 330.88 | 92.7 | 93.51
CSP | 0 | 0 | 0 | 0 | 0 | 0
CT | 0 | 0 | 0 | 0 | 0 | 0
Coal | 414.89 | 65.27 | 44.02 | 42.01 | 40.88 | 40.88
Geo | 0 | 0 | 0 | 0 | 0 | 0
H | 0 | 0 | 0 | 0 | 0 | 0
LFG | 0 | 0 | 0 | 0.09 | 0.09 | 0.09
Nuc | 83.67 | 85.37 | 90.71 | 92.48 | 0.01 | 0.01
PS | 0 | 0 | 0 | 0 | 0 | 0
PV | 0 | 0 | 0 | 0 | 0 | 0
PeakG | 2.57 | 0 | 0 | 3.71 | 0 | 0
PeakO | 0 | 0 | 0 | 0 | 0 | 0
ST | 0 | 0 | 0 | 0 | 0 | 0
STOG | 0 | 0 | 0 | 0 | 0 | 0
STWD | 0 | 0 | 0 | 0 | 0 | 0
WT | 0 | 0 | 0 | 0 | 0 | 0
IGCC | 0 | 0 | 0 | 0 | 0 | 0
DemandResponse | 0 | 0 | 0 | 0 | 0 | 0
IGCC-CCS | 0 | 0 | 0 | 0 | 0 | 0
WT_off | 0 | 0 | 0 | 0 | 0 | 0
PseudoUnit | 0 | 0 | 0 | 0 | 0 | 0
FixedInterchange | 0 | 0 | 0 | 0 | 0 | 0
Fuel Cost by Reporting Type: NEISO
ReportingType | 2015 | 2020 | 2025 | 2030 | 2035 | 2040
BM | 128.98 | 2.3 | 1.75 | 11.31 | 58.49 | 58.49
CC | 1782.91 | 780.63 | 281.58 | 148.91 | 90.9 | 84.74
CSP | 0 | 0 | 0 | 0 | 0 | 0
CT | 0.19 | 0 | 0 | 0 | 0 | 0
Coal | 1.1 | 0 | 0 | 0 | 0 | 0
Geo | 0 | 0 | 0 | 0 | 0 | 0
H | 0 | 0 | 0 | 0 | 0 | 0
LFG | 0.06 | 0.06 | 0.06 | 0.15 | 0.15 | 0.15
Nuc | 293.25 | 299.23 | 317.93 | 324.14 | 234.19 | 173
PS | 0 | 0 | 0 | 0 | 0 | 0
PV | 0 | 0 | 0 | 0 | 0 | 0
PeakG | 0.9 | 1.78 | 0.59 | 0 | 0.24 | 0
PeakO | 0 | 0 | 0 | 0 | 0 | 0
ST | 0 | 0 | 0 | 0 | 0 | 0
STOG | 0 | 0 | 0 | 0 | 0 | 0
STWD | 338.09 | 2.66 | 1.64 | 12.58 | 159.44 | 159.44
WT | 0 | 0 | 0 | 0 | 0 | 0
IGCC | 0 | 0 | 0 | 0 | 0 | 0
DemandResponse | 0 | 0 | 0 | 0 | 0 | 0
IGCC-CCS | 0 | 0 | 0 | 0 | 0 | 0
WT_off | 0 | 0 | 0 | 0 | 0 | 0
PseudoUnit | 0 | 0 | 0 | 0 | 0 | 0
FixedInterchange | 0 | 0 | 0 | 0 | 0 | 0
Fuel Cost by Reporting Type: NonRTO_Midwest
ReportingType | 2015 | 2020 | 2025 | 2030 | 2035 | 2040
BM | 0 | 0 | 0 | 0 | 2732.49 | 2974.27
CC | 653.67 | 1553.19 | 1423.7 | 1097.04 | 134.83 | 50.63
CSP | 0 | 0 | 0 | 0 | 0 | 0
CT | 0 | 0 | 0 | 0 | 0 | 0
Coal | 932.85 | 382.1 | 86.17 | 57.69 | 69.59 | 67.89
Geo | 0 | 0 | 0 | 0 | 0 | 0
H | 0 | 0 | 0 | 0 | 0 | 0
LFG | 0 | 0.2 | 0.2 | 0.2 | 0.2 | 0.2
Nuc | 0 | 0 | 85.14 | 101.62 | 101.65 | 101.62
PS | 0 | 0 | 0 | 0 | 0 | 0
PV | 0 | 0 | 0 | 0 | 0 | 0
PeakG | 10.87 | 6.01 | 16.72 | 22.02 | 0 | 0
PeakO | 0 | 0 | 0 | 0 | 0 | 0
ST | 0 | 0 | 0 | 0 | 0 | 0
STOG | 0 | 0 | 0 | 0 | 0 | 0
STWD | 0 | 0 | 0 | 0 | 0 | 0
WT | 0 | 0 | 0 | 0 | 0 | 0
IGCC | 0 | 0 | 0 | 0 | 0 | 0
DemandResponse | 0 | 0 | 0 | 0 | 0 | 0
IGCC-CCS | 0 | 0 | 0 | 0 | 0 | 0
WT_off | 0 | 0 | 0 | 0 | 0 | 0
PseudoUnit | 0 | 0 | 0 | 0 | 0 | 0
FixedInterchange | 0 | 0 | 0 | 0 | 0 | 0
Fuel Cost by Reporting Type: NYISO_A-F
ReportingType | 2015 | 2020 | 2025 | 2030 | 2035 | 2040
BM | 0 | 0 | 0 | 0 | 0 | 0
CC | 342.91 | 237.43 | 29.27 | 21.53 | 16.96 | 1.87
CSP | 0 | 0 | 0 | 0 | 0 | 0
CT | 0 | 0 | 0 | 0 | 0 | 0
Coal | 0 | 0 | 0 | 0 | 0 | 0
Geo | 0 | 0 | 0 | 0 | 0 | 0
H | 0 | 0 | 0 | 0 | 0 | 0
LFG | 0.01 | 0.01 | 0.01 | 0.09 | 0.09 | 0.09
Nuc | 217.02 | 221.45 | 235.29 | 195.6 | 154.22 | 93.47
PS | 0 | 0 | 0 | 0 | 0 | 0
PV | 0 | 0 | 0 | 0 | 0 | 0
PeakG | 0.12 | 0 | 0 | 0 | 0 | 0
PeakO | 0 | 0 | 0 | 0 | 0 | 0
ST | 0 | 0 | 0 | 0 | 0 | 0
STOG | 0 | 0 | 0 | 0 | 0 | 0
STWD | 0.06 | 0.22 | 0 | 1.26 | 23.18 | 24.45
WT | 0 | 0 | 0 | 0 | 0 | 0
IGCC | 0 | 0 | 0 | 0 | 0 | 0
DemandResponse | 0 | 0 | 0 | 0 | 0 | 0
IGCC-CCS | 0 | 0 | 0 | 0 | 0 | 0
WT_off | 0 | 0 | 0 | 0 | 0 | 0
PseudoUnit | 0 | 0 | 0 | 0 | 0 | 0
FixedInterchange | 0 | 0 | 0 | 0 | 0 | 0
Fuel Cost by Reporting Type: NYISO_G-I
ReportingType | 2015 | 2020 | 2025 | 2030 | 2035 | 2040
BM | 0 | 0 | 0 | 0 | 0 | 314.87
CC | 167.41 | 71.67 | 68.42 | 29.38 | 17.36 | 12.4
CSP | 0 | 0 | 0 | 0 | 0 | 0
CT | 0 | 0 | 0 | 0 | 0 | 0
Coal | 0 | 0 | 0 | 0 | 0 | 0
Geo | 0 | 0 | 0 | 0 | 0 | 0
H | 0 | 0 | 0 | 0 | 0 | 0
LFG | 0 | 0 | 0 | 0.09 | 0.09 | 0.09
Nuc | 130.64 | 133.3 | 141.63 | 144.4 | 72.41 | 120.8
PS | 0 | 0 | 0 | 0 | 0 | 0
PV | 0 | 0 | 0 | 0 | 0 | 0
PeakG | 0 | 0 | 0 | 0 | 0 | 0
PeakO | 0 | 0 | 0 | 0 | 0 | 0
ST | 0 | 0 | 0 | 0 | 0 | 0
STOG | 0 | 0 | 0 | 0 | 0 | 0
STWD | 0 | 0 | 0 | 0 | 0 | 0
WT | 0 | 0 | 0 | 0 | 0 | 0
IGCC | 0 | 0 | 0 | 0 | 0 | 0
DemandResponse | 0 | 0 | 0 | 0 | 0 | 0
IGCC-CCS | 0 | 0 | 0 | 0 | 0 | 0
WT_off | 0 | 0 | 0 | 0 | 0 | 0
PseudoUnit | 0 | 0 | 0 | 0 | 0 | 0
FixedInterchange | 0 | 0 | 0 | 0 | 0 | 0
Fuel Cost by Reporting Type: NYISO_J-K
ReportingType | 2015 | 2020 | 2025 | 2030 | 2035 | 2040
BM | 0 | 0 | 0 | 0 | 0 | 0
CC | 1001.28 | 821.36 | 489.07 | 333.55 | 207.47 | 120.84
CSP | 0 | 0 | 0 | 0 | 0 | 0
CT | 0 | 0 | 0 | 0 | 0 | 0
Coal | 0 | 0 | 0 | 0 | 0 | 0
Geo | 0 | 0 | 0 | 0 | 0 | 0
H | 0 | 0 | 0 | 0 | 0 | 0
LFG | 0 | 0 | 0 | 0.09 | 0.09 | 0.09
Nuc | 0 | 0 | 0 | 0.02 | 0.05 | 0.05
PS | 0 | 0 | 0 | 0 | 0 | 0
PV | 0 | 0 | 0 | 0 | 0 | 0
PeakG | 3.04 | 5.07 | 5.09 | 3.34 | 5.33 | 5.46
PeakO | 0 | 0 | 0 | 0 | 0 | 0
ST | 0 | 0 | 0 | 0 | 0 | 0
STOG | 25.48 | 37.58 | 48.77 | 33.14 | 7.63 | 3.94
STWD | 0 | 0 | 0 | 0 | 0 | 0
WT | 0 | 0 | 0 | 0 | 0 | 0
IGCC | 0 | 0 | 0 | 0 | 0 | 0
DemandResponse | 0 | 0 | 0 | 0 | 0 | 0
IGCC-CCS | 0 | 0 | 0 | 0 | 0 | 0
WT_off | 0 | 0 | 0 | 0 | 0 | 0
PseudoUnit | 0 | 0 | 0 | 0 | 0 | 0
FixedInterchange | 0 | 0 | 0 | 0 | 0 | 0
Fuel Cost by Reporting Type: PJM_E
ReportingType | 2015 | 2020 | 2025 | 2030 | 2035 | 2040
BM | 0.86 | 1.62 | 4.75 | 15.34 | 15.34 | 169.95
CC | 1934.36 | 2271.93 | 2051.28 | 1141.8 | 703.73 | 333.67
CSP | 0 | 0 | 0 | 0 | 0 | 0
CT | 0.02 | 0.18 | 0.31 | 0 | 0 | 0
Coal | 19.94 | 9.46 | 5.4 | 0.18 | 6.43 | 18.05
Geo | 0 | 0 | 0 | 0 | 0 | 0
H | 0 | 0 | 0 | 0 | 0 | 0
LFG | 0.01 | 0.01 | 0.05 | 0.18 | 0.18 | 0.18
Nuc | 563.79 | 533.75 | 567.11 | 578.18 | 415.32 | 329.35
PS | 0 | 0 | 0 | 0 | 0 | 0
PV | 0 | 0 | 0 | 0 | 0 | 0
PeakG | 5.14 | 17.14 | 29.31 | 16.37 | 10.29 | 10.59
PeakO | 0 | 0 | 0 | 0 | 0 | 0
ST | 0 | 0 | 0 | 0 | 0 | 0
STOG | 18.46 | 25.69 | 39.73 | 2.26 | 0 | 0
STWD | 0 | 0 | 0 | 0 | 0 | 0
WT | 0 | 0 | 0 | 0 | 0 | 0
IGCC | 0 | 0 | 0 | 0 | 0 | 0
DemandResponse | 0 | 0 | 0 | 0 | 0 | 0
IGCC-CCS | 0 | 0 | 0 | 0 | 0 | 0
WT_off | 0 | 0 | 0 | 0 | 0 | 0
PseudoUnit | 0 | 0 | 0 | 0 | 0 | 0
FixedInterchange | 0 | 0 | 0 | 0 | 0 | 0
Fuel Cost by Reporting Type: PJM_ROM
ReportingType | 2015 | 2020 | 2025 | 2030 | 2035 | 2040
BM | 0.52 | 0.97 | 2.85 | 9.21 | 1061.52 | 1205.84
CC | 906.21 | 1099.09 | 1013.5 | 510.3 | 292.95 | 126.6
CSP | 0 | 0 | 0 | 0 | 0 | 0
CT | 0.01 | 0.11 | 0.19 | 0.07 | 0 | 0
Coal | 385.45 | 114.5 | 6.54 | 0 | 0 | 0
Geo | 0 | 0 | 0 | 0 | 0 | 0
H | 0 | 0 | 0 | 0 | 0 | 0
LFG | 0.02 | 0.1 | 0.36 | 0.36 | 0.36 | 0.36
Nuc | 337.6 | 344.49 | 366.02 | 373.17 | 244.83 | 459.33
PS | 0 | 0 | 0 | 0 | 0 | 0
PV | 0 | 0 | 0 | 0 | 0 | 0
PeakG | 0 | 1 | 0.89 | 7.21 | 5.82 | 6.77
PeakO | 0 | 0 | 0 | 0 | 0 | 0
ST | 0 | 0 | 0 | 0 | 0 | 0
STOG | 45.13 | 46.09 | 80.71 | 58.49 | 0 | 0
STWD | 2.04 | 3.84 | 11.2 | 35.1 | 35.1 | 35.1
WT | 0 | 0 | 0 | 0 | 0 | 0
IGCC | 0 | 0 | 0 | 0 | 0 | 0
DemandResponse | 0 | 0 | 0 | 0 | 0 | 0
IGCC-CCS | 0 | 0 | 0 | 0 | 0 | 0
WT_off | 0 | 0 | 0 | 0 | 0 | 0
PseudoUnit | 0 | 0 | 0 | 0 | 0 | 0
FixedInterchange | 0 | 0 | 0 | 0 | 0 | 0
Fuel Cost by Reporting Type: PJM_ROR
ReportingType | 2015 | 2020 | 2025 | 2030 | 2035 | 2040
BM | 11.05 | 20.78 | 61.01 | 196.9 | 5398.8 | 5398.8
CC | 5793.9 | 7063.84 | 6396.9 | 4200.52 | 1876.57 | 519.98
CSP | 0 | 0 | 0 | 0 | 0 | 0
CT | 0.18 | 0.2 | 0.34 | 0.26 | 0 | 0
Coal | 4252.31 | 2109.33 | 136.56 | 69.07 | 112.78 | 110.5
Geo | 0 | 0 | 0 | 0 | 0 | 0
H | 0 | 0 | 0 | 0 | 0 | 0
LFG | 0.07 | 0.73 | 0.73 | 0.73 | 0.73 | 0.73
Nuc | 1319.64 | 1346.55 | 1430.71 | 1395.54 | 1462.48 | 2087.19
PS | 0 | 0 | 0 | 0 | 0 | 0
PV | 0 | 0 | 0 | 0 | 0 | 0
PeakG | 61.3 | 72.03 | 87.36 | 41.76 | 14.93 | 23.11
PeakO | 0 | 0 | 0 | 0 | 0 | 0
ST | 0 | 0 | 0 | 0 | 0 | 0
STOG | 36.62 | 51.28 | 46.48 | 35.08 | 0 | 0
STWD | 2.87 | 5.8 | 16.7 | 76.32 | 103.87 | 80.97
WT | 0 | 0 | 0 | 0 | 0 | 0
IGCC | 0 | 0 | 0 | 0 | 0 | 0
DemandResponse | 0 | 0 | 0 | 0 | 0 | 0
IGCC-CCS | 0 | 0 | 0 | 0 | 0 | 0
WT_off | 0 | 0 | 0 | 0 | 0 | 0
PseudoUnit | 0 | 0 | 0 | 0 | 0 | 0
FixedInterchange | 0 | 0 | 0 | 0 | 0 | 0
Fuel Cost by Reporting Type: SOCO
ReportingType | 2015 | 2020 | 2025 | 2030 | 2035 | 2040
BM | 2.62 | 6.09 | 20.51 | 28.13 | 3352.53 | 2428.22
CC | 6775.55 | 8403.33 | 7966.56 | 3984.1 | 1027.35 | 196.8
CSP | 0 | 0 | 0 | 0 | 0 | 0
CT | 0 | 0 | 0 | 0 | 0 | 0
Coal | 911 | 266.11 | 114.05 | 112.39 | 111.56 | 114.7
Geo | 0 | 0 | 0 | 0 | 0 | 0
H | 0 | 0 | 0 | 0 | 0 | 0
LFG | 0 | 0.14 | 0.14 | 0.14 | 0.14 | 0.14
Nuc | 396.64 | 551.11 | 585.56 | 992.9 | 1505.26 | 1944.35
PS | 0 | 0 | 0 | 0 | 0 | 0
PV | 0 | 0 | 0 | 0 | 0 | 0
PeakG | 45.3 | 76.72 | 130.17 | 16.96 | 7.69 | 15.31
PeakO | 0 | 0 | 0 | 0 | 0 | 0
ST | 0 | 0 | 0 | 0 | 0 | 0
STOG | 0 | 0 | 0 | 0 | 0 | 0
STWD | 21.93 | 37.89 | 58.06 | 304.92 | 392.54 | 241.3
WT | 0 | 0 | 0 | 0 | 0 | 0
IGCC | 0 | 0 | 0 | 0 | 0 | 0
DemandResponse | 0 | 0 | 0 | 0 | 0 | 0
IGCC-CCS | 0 | 0 | 0 | 0 | 0 | 0
WT_off | 0 | 0 | 0 | 0 | 0 | 0
PseudoUnit | 0 | 0 | 0 | 0 | 0 | 0
FixedInterchange | 0 | 0 | 0 | 0 | 0 | 0
Fuel Cost by Reporting Type: SPP_N
ReportingType | 2015 | 2020 | 2025 | 2030 | 2035 | 2040
BM | 0 | 0 | 0 | 0 | 2747.73 | 2445.79
CC | 558.18 | 799.66 | 782.96 | 598.57 | 153.12 | 143.19
CSP | 0 | 0 | 0 | 0 | 0 | 0
CT | 0 | 0 | 0 | 0 | 0 | 0
Coal | 930.18 | 235 | 23.51 | 16.72 | 33.75 | 31.93
Geo | 0 | 0 | 0 | 0 | 0 | 0
H | 0 | 0 | 0 | 0 | 0 | 0
LFG | 0 | 0 | 0 | 0.12 | 0.12 | 0.12
Nuc | 74.76 | 76.29 | 81.06 | 82.64 | 82.64 | 82.64
PS | 0 | 0 | 0 | 0 | 0 | 0
PV | 0 | 0 | 0 | 0 | 0 | 0
PeakG | 0.31 | 0 | 0 | 3.47 | 0 | 0
PeakO | 0 | 0 | 0 | 0 | 0 | 0
ST | 0 | 0 | 0 | 0 | 0 | 0
STOG | 18.02 | 0 | 7.89 | 19.16 | 0 | 0
STWD | 0 | 0 | 0 | 0 | 0 | 0
WT | 0 | 0 | 0 | 0 | 0 | 0
IGCC | 0 | 0 | 0 | 0 | 0 | 0
DemandResponse | 0 | 0 | 0 | 0 | 0 | 0
IGCC-CCS | 0 | 0 | 0 | 0 | 0 | 0
WT_off | 0 | 0 | 0 | 0 | 0 | 0
PseudoUnit | 0 | 0 | 0 | 0 | 0 | 0
FixedInterchange | 0 | 0 | 0 | 0 | 0 | 0
Fuel Cost by Reporting Type: SPP_S
ReportingType | 2015 | 2020 | 2025 | 2030 | 2035 | 2040
BM | 0 | 0 | 0 | 0 | 2213.46 | 2031.75
CC | 1992.08 | 2078.96 | 2331.13 | 1693.1 | 598.27 | 570.29
CSP | 0 | 0 | 0 | 0 | 0 | 0
CT | 2.27 | 0 | 0 | 0 | 1.71 | 1.5
Coal | 1471.73 | 161.68 | 29.54 | 0 | 0 | 0
Geo | 0 | 0 | 0 | 0 | 0 | 0
H | 0 | 0 | 0 | 0 | 0 | 0
LFG | 0 | 0 | 0 | 0.12 | 0.12 | 0.12
Nuc | 0 | 0 | 0 | 49.47 | 49.51 | 49.49
PS | 0 | 0 | 0 | 0 | 0 | 0
PV | 0 | 0 | 0 | 0 | 0 | 0
PeakG | 0 | 0 | 0 | 0 | 0 | 0
PeakO | 0 | 0 | 0 | 0 | 0 | 0
ST | 0 | 0 | 0 | 0 | 0 | 0
STOG | 144.27 | 37.68 | 70.33 | 65.34 | 6.55 | 5.59
STWD | 4.81 | 2.57 | 4.5 | 26.27 | 38.89 | 25.12
WT | 0 | 0 | 0 | 0 | 0 | 0
IGCC | 0 | 0 | 0 | 0 | 0 | 0
DemandResponse | 0 | 0 | 0 | 0 | 0 | 0
IGCC-CCS | 0 | 0 | 0 | 0 | 0 | 0
WT_off | 0 | 0 | 0 | 0 | 0 | 0
PseudoUnit | 0 | 0 | 0 | 0 | 0 | 0
FixedInterchange | 0 | 0 | 0 | 0 | 0 | 0
Fuel Cost by Reporting Type: TVA
ReportingType | 2015 | 2020 | 2025 | 2030 | 2035 | 2040
BM | 0 | 0 | 0 | 0 | 3781.64 | 3672.87
CC | 1936.85 | 3051.59 | 3215.16 | 2202.15 | 527.56 | 84.87
CSP | 0 | 0 | 0 | 0 | 0 | 0
CT | 0 | 0 | 0 | 0 | 0 | 0
Coal | 809.17 | 362.63 | 15.63 | 0 | 0 | 0
Geo | 0 | 0 | 0 | 0 | 0 | 0
H | 0 | 0 | 0 | 0 | 0 | 0
LFG | 0 | 0.14 | 0.14 | 0.14 | 0.14 | 0.14
Nuc | 542.87 | 553.94 | 588.56 | 610.14 | 721.34 | 851.78
PS | 0 | 0 | 0 | 0 | 0 | 0
PV | 0 | 0 | 0 | 0 | 0 | 0
PeakG | 0 | 0 | 0 | 0 | 0 | 0
PeakO | 0 | 0 | 0 | 0 | 0 | 0
ST | 0 | 0 | 0 | 0 | 0 | 0
STOG | 0 | 0 | 0 | 0 | 0 | 0
STWD | 0.16 | 0.16 | 0.27 | 2.3 | 2.75 | 1.88
WT | 0 | 0 | 0 | 0 | 0 | 0
IGCC | 0 | 0 | 0 | 0 | 0 | 0
DemandResponse | 0 | 0 | 0 | 0 | 0 | 0
IGCC-CCS | 0 | 0 | 0 | 0 | 0 | 0
WT_off | 0 | 0 | 0 | 0 | 0 | 0
PseudoUnit | 0 | 0 | 0 | 0 | 0 | 0
FixedInterchange | 0 | 0 | 0 | 0 | 0 | 0
Fuel Cost by Reporting Type: TVA_Transmission
ReportingType | 2015 | 2020 | 2025 | 2030 | 2035 | 2040
BM | 0 | 0 | 0 | 0 | 0 | 0
CC | 0 | 0 | 0 | 0 | 0 | 0
CSP | 0 | 0 | 0 | 0 | 0 | 0
CT | 0 | 0 | 0 | 0 | 0 | 0
Coal | 0 | 0 | 0 | 0 | 0 | 0
Geo | 0 | 0 | 0 | 0 | 0 | 0
H | 0 | 0 | 0 | 0 | 0 | 0
LFG | 0 | 0 | 0 | 0 | 0 | 0
Nuc | 0 | 0 | 0 | 0 | 0 | 0
PS | 0 | 0 | 0 | 0 | 0 | 0
PV | 0 | 0 | 0 | 0 | 0 | 0
PeakG | 0 | 0 | 0 | 0 | 0 | 0
PeakO | 0 | 0 | 0 | 0 | 0 | 0
ST | 0 | 0 | 0 | 0 | 0 | 0
STOG | 0 | 0 | 0 | 0 | 0 | 0
STWD | 0 | 0 | 0 | 0 | 0 | 0
WT | 0 | 0 | 0 | 0 | 0 | 0
IGCC | 0 | 0 | 0 | 0 | 0 | 0
DemandResponse | 0 | 0 | 0 | 0 | 0 | 0
IGCC-CCS | 0 | 0 | 0 | 0 | 0 | 0
WT_off | 0 | 0 | 0 | 0 | 0 | 0
PseudoUnit | 0 | 0 | 0 | 0 | 0 | 0
FixedInterchange | 0 | 0 | 0 | 0 | 0 | 0
Fuel Cost by Reporting Type: VACAR
ReportingType | 2015 | 2020 | 2025 | 2030 | 2035 | 2040
BM | 0.47 | 0.47 | 0.29 | 0.47 | 1562.29 | 3118.85
CC | 4631.58 | 4922.48 | 3937.74 | 1469.29 | 581.76 | 310.89
CSP | 0 | 0 | 0 | 0 | 0 | 0
CT | 5.38 | 5.75 | 5.15 | 0 | 0 | 0
Coal | 1230.69 | 673.51 | 105.41 | 44.66 | 110.86 | 112.8
Geo | 0 | 0 | 0 | 0 | 0 | 0
H | 0 | 0 | 0 | 0 | 0 | 0
LFG | 0 | 0.14 | 0.14 | 0.14 | 0.14 | 0.14
Nuc | 730.67 | 900.6 | 956.89 | 975.58 | 746.08 | 775.75
PS | 0 | 0 | 0 | 0 | 0 | 0
PV | 0 | 0 | 0 | 0 | 0 | 0
PeakG | 7.97 | 16.05 | 11.56 | 5.6 | 7.36 | 8.4
PeakO | 0 | 0 | 0 | 0 | 0 | 0
ST | 0 | 0 | 0 | 0 | 0 | 0
STOG | 0 | 0 | 0 | 0 | 0 | 0
STWD | 159.73 | 117.37 | 25.68 | 48.24 | 159.73 | 98.19
WT | 0 | 0 | 0 | 0 | 0 | 0
IGCC | 0 | 0 | 0 | 0 | 0 | 0
DemandResponse | 0 | 0 | 0 | 0 | 0 | 0
IGCC-CCS | 0 | 0 | 0 | 0 | 0 | 0
WT_off | 0 | 0 | 0 | 0 | 0 | 0
PseudoUnit | 0 | 0 | 0 | 0 | 0 | 0
FixedInterchange | 0 | 0 | 0 | 0 | 0 | 0
Fuel Cost by Reporting Type: IESO
ReportingType | 2015 | 2020 | 2025 | 2030 | 2035 | 2040
BM | 0 | 0 | 0 | 0 | 2.81 | 5.36
CC | 197.18 | 13.35 | 3.37 | 1.73 | 1.93 | 3.38
CSP | 0 | 0 | 0 | 0 | 0 | 0
CT | 0.18 | 0 | 0 | 0 | 0 | 0
Coal | 0 | 0 | 0 | 0 | 0 | 0
Geo | 0 | 0 | 0 | 0 | 0 | 0
H | 0 | 0 | 0 | 0 | 0 | 0
LFG | 0.02 | 0.02 | 0.02 | 0.02 | 0.02 | 0.02
Nuc | 854.23 | 863.97 | 907.41 | 944.22 | 869.51 | 757.81
PS | 0 | 0 | 0 | 0 | 0 | 0
PV | 0 | 0 | 0 | 0 | 0 | 0
PeakG | 0 | 0 | 0 | 0 | 0 | 0
PeakO | 0 | 0 | 0 | 0 | 0 | 0
ST | 0 | 0 | 0 | 0 | 0 | 0
STOG | 0 | 0 | 0 | 0 | 0 | 0
STWD | 0.72 | 0.35 | 0 | 1.82 | 1.63 | 39.15
WT | 0 | 0 | 0 | 0 | 0 | 0
IGCC | 0 | 0 | 0 | 0 | 0 | 0
DemandResponse | 0 | 0 | 0 | 0 | 0 | 0
IGCC-CCS | 0 | 0 | 0 | 0 | 0 | 0
WT_off | 0 | 0 | 0 | 0 | 0 | 0
PseudoUnit | 0 | 0 | 0 | 0 | 0 | 0
FixedInterchange | 0 | 0 | 0 | 0 | 0 | 0
Fuel Cost by Reporting Type: MAPP_CA
ReportingType | 2015 | 2020 | 2025 | 2030 | 2035 | 2040
BM | 0 | 0 | 0 | 0 | 0 | 0
CC | 247.37 | 213.17 | 36.41 | 0 | 0 | 0
CSP | 0 | 0 | 0 | 0 | 0 | 0
CT | 0 | 0 | 0 | 0 | 0 | 0
Coal | 12.69 | 2.46 | 0 | 0 | 0 | 0
Geo | 0 | 0 | 0 | 0 | 0 | 0
H | 0 | 0 | 0 | 0 | 0 | 0
LFG | 0 | 0 | 0 | 0 | 0 | 0
Nuc | 0 | 0 | 0 | 0 | 0 | 0
PS | 0 | 0 | 0 | 0 | 0 | 0
PV | 0 | 0 | 0 | 0 | 0 | 0
PeakG | 3.32 | 3.48 | 0 | 0 | 0 | 0
PeakO | 0 | 0 | 0 | 0 | 0 | 0
ST | 0 | 0 | 0 | 0 | 0 | 0
STOG | 0.73 | 0 | 0 | 0 | 0 | 0
STWD | 0 | 0 | 0 | 0 | 0 | 0
WT | 0 | 0 | 0 | 0 | 0 | 0
IGCC | 0 | 0 | 0 | 0 | 0 | 0
DemandResponse | 0 | 0 | 0 | 0 | 0 | 0
IGCC-CCS | 0 | 0 | 0 | 0 | 0 | 0
WT_off | 0 | 0 | 0 | 0 | 0 | 0
PseudoUnit | 0 | 0 | 0 | 0 | 0 | 0
FixedInterchange | 0 | 0 | 0 | 0 | 0 | 0
Fuel Cost by Reporting Type: AZ_NM_SNV_Coal
ReportingType | 2015 | 2020 | 2025 | 2030 | 2035 | 2040
BM | 0 | 0 | 0 | 0 | 0 | 0
CC | 0 | 0 | 0 | 0 | 0 | 0
CSP | 0 | 0 | 0 | 0 | 0 | 0
CT | 0 | 0 | 0 | 0 | 0 | 0
Coal | 817.84 | 650.97 | 83.8 | 0.51 | 1.64 | 0.79
Geo | 0 | 0 | 0 | 0 | 0 | 0
H | 0 | 0 | 0 | 0 | 0 | 0
LFG | 0 | 0 | 0 | 0 | 0 | 0
Nuc | 0 | 0 | 0 | 0 | 0 | 0
PS | 0 | 0 | 0 | 0 | 0 | 0
PV | 0 | 0 | 0 | 0 | 0 | 0
PeakG | 0 | 0 | 0 | 0 | 0 | 0
PeakO | 0 | 0 | 0 | 0 | 0 | 0
ST | 0 | 0 | 0 | 0 | 0 | 0
STOG | 0 | 0 | 0 | 0 | 0 | 0
STWD | 0 | 0 | 0 | 0 | 0 | 0
WT | 0 | 0 | 0 | 0 | 0 | 0
IGCC | 0 | 0 | 0 | 0 | 0 | 0
DemandResponse | 0 | 0 | 0 | 0 | 0 | 0
IGCC-CCS | 0 | 0 | 0 | 0 | 0 | 0
WT_off | 0 | 0 | 0 | 0 | 0 | 0
PseudoUnit | 0 | 0 | 0 | 0 | 0 | 0
FixedInterchange | 0 | 0 | 0 | 0 | 0 | 0
Fuel Cost by Reporting Type: AZ_NM_SNV_Gas
ReportingType | 2015 | 2020 | 2025 | 2030 | 2035 | 2040
BM | 0 | 0 | 0 | 0 | 0 | 0
CC | 3084.44 | 2500.06 | 2903.42 | 1534.79 | 455.62 | 315.25
CSP | 0 | 0 | 0 | 0 | 0 | 0
CT | 0 | 0 | 0 | 0 | 0 | 0
Coal | 0 | 0 | 0 | 0 | 0 | 0
Geo | 0 | 0 | 0 | 0 | 0 | 0
H | 0 | 0 | 0 | 0 | 0 | 0
LFG | 0 | 0 | 0 | 0 | 0 | 0
Nuc | 0 | 0 | 0 | 0 | 0 | 0
PS | 0 | 0 | 0 | 0 | 0 | 0
PV | 0 | 0 | 0 | 0 | 0 | 0
PeakG | 0 | 0 | 0 | 0 | 0 | 0
PeakO | 0 | 0 | 0 | 0 | 0 | 0
ST | 0 | 0 | 0 | 0 | 0 | 0
STOG | 0 | 0 | 0 | 0 | 0 | 0
STWD | 0 | 0 | 0 | 0 | 0 | 0
WT | 0 | 0 | 0 | 0 | 0 | 0
IGCC | 0 | 0 | 0 | 0 | 0 | 0
DemandResponse | 0 | 0 | 0 | 0 | 0 | 0
IGCC-CCS | 0 | 0 | 0 | 0 | 0 | 0
WT_off | 0 | 0 | 0 | 0 | 0 | 0
PseudoUnit | 0 | 0 | 0 | 0 | 0 | 0
FixedInterchange | 0 | 0 | 0 | 0 | 0 | 0
Fuel Cost by Reporting Type: AZ_NM_SNV_NucRenew
ReportingType | 2015 | 2020 | 2025 | 2030 | 2035 | 2040
BM | 0 | 0 | 0 | 0 | 0 | 1251.69
CC | 0 | 0 | 0 | 0 | 0 | 0
CSP | 0 | 0 | 0 | 0 | 0 | 0
CT | 0 | 0 | 0 | 0 | 0 | 0
Coal | 0 | 0 | 0 | 0 | 0 | 0
Geo | 0 | 0 | 0 | 0 | 0 | 0
H | 0 | 0 | 0 | 0 | 0 | 0
LFG | 0 | 0.08 | 0.08 | 0.08 | 0.08 | 0.08
Nuc | 254.91 | 260.1 | 276.36 | 586.35 | 1084.8 | 1084.8
PS | 0 | 0 | 0 | 0 | 0 | 0
PV | 0 | 0 | 0 | 0 | 0 | 0
PeakG | 0 | 0 | 0 | 0 | 0 | 0
PeakO | 0 | 0 | 0 | 0 | 0 | 0
ST | 0 | 0 | 0 | 0 | 0 | 0
STOG | 0 | 0 | 0 | 0 | 0 | 0
STWD | 11.54 | 8.49 | 11.54 | 11.54 | 11.54 | 8.97
WT | 0 | 0 | 0 | 0 | 0 | 0
IGCC | 0 | 0 | 0 | 0 | 0 | 0
DemandResponse | 0 | 0 | 0 | 0 | 0 | 0
IGCC-CCS | 0 | 0 | 0 | 0 | 0 | 0
WT_off | 0 | 0 | 0 | 0 | 0 | 0
PseudoUnit | 0 | 0 | 0 | 0 | 0 | 0
FixedInterchange | 0 | 0 | 0 | 0 | 0 | 0
Fuel Cost by Reporting Type: ERCOT
ReportingType | 2015 | 2020 | 2025 | 2030 | 2035 | 2040
BM | 6.73 | 3.98 | 10.55 | 74.16 | 1642.61 | 1275.92
CC | 8779.85 | 8145.17 | 8192.29 | 5089.08 | 1728.77 | 1241.56
CSP | 0 | 0 | 0 | 0 | 0 | 0
CT | 0 | 0 | 0.07 | 0.41 | 0 | 0
Coal | 918.11 | 438.02 | 94.45 | 87.21 | 87.21 | 79.09
Geo | 0 | 0 | 0 | 0 | 0 | 0
H | 0 | 0 | 0 | 0 | 0 | 0
LFG | 0 | 0 | 0.45 | 0.45 | 0.45 | 0.45
Nuc | 339.13 | 346.04 | 367.67 | 710.84 | 1483.25 | 1754.01
PS | 0 | 0 | 0 | 0 | 0 | 0
PV | 0 | 0 | 0 | 0 | 0 | 0
PeakG | 0 | 0 | 0 | 1.95 | 2.67 | 2.02
PeakO | 0 | 0 | 0 | 0 | 0 | 0
ST | 0 | 0 | 0 | 0 | 0 | 0
STOG | 169.5 | 128.88 | 132.77 | 39.08 | 0 | 0
STWD | 0 | 0 | 0 | 0 | 0 | 0
WT | 0 | 0 | 0 | 0 | 0 | 0
IGCC | 0 | 0 | 0 | 0 | 0 | 0
DemandResponse | 0 | 0 | 0 | 0 | 0 | 0
IGCC-CCS | 0 | 0 | 0 | 0 | 0 | 0
WT_off | 0 | 0 | 0 | 0 | 0 | 0
PseudoUnit | 0 | 0 | 0 | 0 | 0 | 0
FixedInterchange | 0 | 0 | 0 | 0 | 0 | 0
Fuel Cost by Reporting Type: NP15
ReportingType | 2015 | 2020 | 2025 | 2030 | 2035 | 2040
BM | 0 | 0 | 0 | 0 | 431.26 | 332.14
CC | 2746.69 | 2688.42 | 2273.69 | 924.33 | 329.23 | 222.37
CSP | 0 | 0 | 0 | 0 | 0 | 0
CT | 0 | 0 | 0 | 0 | 0 | 0
Coal | 35.53 | 0 | 0 | 0 | 0 | 0
Geo | 0 | 0 | 0 | 0 | 0 | 0
H | 0 | 0 | 0 | 0 | 0 | 0
LFG | 0 | 0 | 0.72 | 0.72 | 0.72 | 0.72
Nuc | 150.62 | 153.69 | 163.3 | 467.58 | 640.39 | 681.28
PS | 0 | 0 | 0 | 0 | 0 | 0
PV | 0 | 0 | 0 | 0 | 0 | 0
PeakG | 0 | 0 | 0 | 0 | 0 | 0
PeakO | 0 | 0 | 0 | 0 | 0 | 0
ST | 0 | 0 | 0 | 0 | 0 | 0
STOG | 4.22 | 7.03 | 2.33 | 0 | 0 | 0
STWD | 244.45 | 12.87 | 100.43 | 244.45 | 244.45 | 189.88
WT | 0 | 0 | 0 | 0 | 0 | 0
IGCC | 0 | 0 | 0 | 0 | 0 | 0
DemandResponse | 0 | 0 | 0 | 0 | 0 | 0
IGCC-CCS | 0 | 0 | 0 | 0 | 0 | 0
WT_off | 0 | 0 | 0 | 0 | 0 | 0
PseudoUnit | 0 | 0 | 0 | 0 | 0 | 0
FixedInterchange | 0 | 0 | 0 | 0 | 0 | 0
Fuel Cost by Reporting Type: NWPP_Coal
ReportingType | 2015 | 2020 | 2025 | 2030 | 2035 | 2040
BM | 0 | 0 | 0 | 0 | 0 | 0
CC | 0 | 0 | 0 | 0 | 0 | 0
CSP | 0 | 0 | 0 | 0 | 0 | 0
CT | 0 | 0 | 0 | 0 | 0 | 0
Coal | 598.58 | 399.55 | 21.69 | 21.69 | 21.69 | 10.18
Geo | 0 | 0 | 0 | 0 | 0 | 0
H | 0 | 0 | 0 | 0 | 0 | 0
LFG | 0 | 0 | 0 | 0 | 0 | 0
Nuc | 0 | 0 | 0 | 0 | 0 | 0
PS | 0 | 0 | 0 | 0 | 0 | 0
PV | 0 | 0 | 0 | 0 | 0 | 0
PeakG | 0 | 0 | 0 | 0 | 0 | 0
PeakO | 0 | 0 | 0 | 0 | 0 | 0
ST | 0 | 0 | 0 | 0 | 0 | 0
STOG | 0 | 0 | 0 | 0 | 0 | 0
STWD | 0 | 0 | 0 | 0 | 0 | 0
WT | 0 | 0 | 0 | 0 | 0 | 0
IGCC | 0 | 0 | 0 | 0 | 0 | 0
DemandResponse | 0 | 0 | 0 | 0 | 0 | 0
IGCC-CCS | 0 | 0 | 0 | 0 | 0 | 0
WT_off | 0 | 0 | 0 | 0 | 0 | 0
PseudoUnit | 0 | 0 | 0 | 0 | 0 | 0
FixedInterchange | 0 | 0 | 0 | 0 | 0 | 0
Fuel Cost by Reporting Type: NWPP_Gas
ReportingType | 2015 | 2020 | 2025 | 2030 | 2035 | 2040
BM | 0 | 0 | 0 | 0 | 0 | 0
CC | 1939.73 | 2163.03 | 1684.66 | 815.28 | 31.27 | 6.9
CSP | 0 | 0 | 0 | 0 | 0 | 0
CT | 0 | 0 | 0 | 0 | 0 | 0
Coal | 0 | 0 | 0 | 0 | 0 | 0
Geo | 0 | 0 | 0 | 0 | 0 | 0
H | 0 | 0 | 0 | 0 | 0 | 0
LFG | 0 | 0 | 0 | 0 | 0 | 0
Nuc | 0 | 0 | 0 | 0 | 0 | 0
PS | 0 | 0 | 0 | 0 | 0 | 0
PV | 0 | 0 | 0 | 0 | 0 | 0
PeakG | 0 | 0 | 0 | 0 | 0 | 0
PeakO | 0 | 0 | 0 | 0 | 0 | 0
ST | 0 | 0 | 0 | 0 | 0 | 0
STOG | 0 | 0 | 0 | 0 | 0 | 0
STWD | 0 | 0 | 0 | 0 | 0 | 0
WT | 0 | 0 | 0 | 0 | 0 | 0
IGCC | 0 | 0 | 0 | 0 | 0 | 0
DemandResponse | 0 | 0 | 0 | 0 | 0 | 0
IGCC-CCS | 0 | 0 | 0 | 0 | 0 | 0
WT_off | 0 | 0 | 0 | 0 | 0 | 0
PseudoUnit | 0 | 0 | 0 | 0 | 0 | 0
FixedInterchange | 0 | 0 | 0 | 0 | 0 | 0
Fuel Cost by Reporting Type: NWPP_NucRenew
ReportingType | 2015 | 2020 | 2025 | 2030 | 2035 | 2040
BM | 0 | 16.65 | 11.99 | 16.65 | 798.71 | 1733.2
CC | 0 | 0 | 0 | 0 | 0 | 0
CSP | 0 | 0 | 0 | 0 | 0 | 0
CT | 0 | 0 | 0 | 0 | 0 | 0
Coal | 0 | 0 | 0 | 0 | 0 | 0
Geo | 0 | 0 | 0 | 0 | 0 | 0
H | 0 | 0 | 0 | 0 | 0 | 0
LFG | 0.03 | 0.03 | 0.34 | 0.34 | 0.34 | 0.34
Nuc | 71.13 | 72.58 | 77.12 | 225.87 | 351.52 | 351.52
PS | 0 | 0 | 0 | 0 | 0 | 0
PV | 0 | 0 | 0 | 0 | 0 | 0
PeakG | 0 | 0 | 0 | 0 | 0 | 0
PeakO | 0 | 0 | 0 | 0 | 0 | 0
ST | 0 | 0 | 0 | 0 | 0 | 0
STOG | 0 | 0 | 0 | 0 | 0 | 0
STWD | 0 | 0.39 | 142.16 | 301.46 | 301.46 | 142.16
WT | 0 | 0 | 0 | 0 | 0 | 0
IGCC | 0 | 0 | 0 | 0 | 0 | 0
DemandResponse | 0 | 0 | 0 | 0 | 0 | 0
IGCC-CCS | 0 | 0 | 0 | 0 | 0 | 0
WT_off | 0 | 0 | 0 | 0 | 0 | 0
PseudoUnit | 0 | 0 | 0 | 0 | 0 | 0
FixedInterchange | 0 | 0 | 0 | 0 | 0 | 0
Fuel Cost by Reporting Type: RMPA
ReportingType | 2015 | 2020 | 2025 | 2030 | 2035 | 2040
BM | 0 | 0 | 0 | 0 | 725.67 | 846.86
CC | 516.8 | 396.68 | 634.9 | 325.97 | 91.17 | 69.26
CSP | 0 | 0 | 0 | 0 | 0 | 0
CT | 0 | 0 | 0 | 0 | 0 | 0
Coal | 563.13 | 457.02 | 83.43 | 46.26 | 46.24 | 23.27
Geo | 0 | 0 | 0 | 0 | 0 | 0
H | 0 | 0 | 0 | 0 | 0 | 0
LFG | 0 | 0.04 | 0.04 | 0.04 | 0.04 | 0.04
Nuc | 0 | 0 | 26.95 | 168.04 | 168.04 | 168.02
PS | 0 | 0 | 0 | 0 | 0 | 0
PV | 0 | 0 | 0 | 0 | 0 | 0
PeakG | 0 | 0 | 0 | 0 | 0.08 | 0
PeakO | 0 | 0 | 0 | 0 | 0 | 0
ST | 0 | 0 | 0 | 0 | 0 | 0
STOG | 0 | 0 | 0 | 0 | 0 | 0
STWD | 0 | 0 | 0 | 0 | 0 | 0
WT | 0 | 0 | 0 | 0 | 0 | 0
IGCC | 0 | 0 | 0 | 0 | 0 | 0
DemandResponse | 0 | 0 | 0 | 0 | 0 | 0
IGCC-CCS | 0 | 0 | 0 | 0 | 0 | 0
WT_off | 0 | 0 | 0 | 0 | 0 | 0
PseudoUnit | 0 | 0 | 0 | 0 | 0 | 0
FixedInterchange | 0 | 0 | 0 | 0 | 0 | 0
Fuel Cost by Reporting Type: SP15
ReportingType | 2015 | 2020 | 2025 | 2030 | 2035 | 2040
BM | 3.07 | 1.88 | 3.07 | 3.07 | 345 | 266.14
CC | 3807.08 | 3363.35 | 3066.08 | 2259.9 | 861.87 | 580.6
CSP | 0 | 0 | 0 | 0 | 0 | 0
CT | 0 | 0 | 0 | 0 | 0 | 0
Coal | 20.36 | 3.9 | 0 | 0 | 0 | 0
Geo | 0 | 0 | 0 | 0 | 0 | 0
H | 0 | 0 | 0 | 0 | 0 | 0
LFG | 0.01 | 0.54 | 0.72 | 0.72 | 0.72 | 0.72
Nuc | 139.02 | 141.86 | 150.73 | 153.67 | 181.89 | 418.39
PS | 0 | 0 | 0 | 0 | 0 | 0
PV | 0 | 0 | 0 | 0 | 0 | 0
PeakG | 0 | 0 | 0 | 0 | 0 | 0
PeakO | 0 | 0 | 0 | 0 | 0 | 0
ST | 0 | 0 | 0 | 0 | 0 | 0
STOG | 35.53 | 2.97 | 6.18 | 13.62 | 6.01 | 2.8
STWD | 62.63 | 6.89 | 46.02 | 62.63 | 62.63 | 48.65
WT | 0 | 0 | 0 | 0 | 0 | 0
IGCC | 0 | 0 | 0 | 0 | 0 | 0
DemandResponse | 0 | 0 | 0 | 0 | 0 | 0
IGCC-CCS | 0 | 0 | 0 | 0 | 0 | 0
WT_off | 0 | 0 | 0 | 0 | 0 | 0
PseudoUnit | 0 | 0 | 0 | 0 | 0 | 0
FixedInterchange | 0 | 0 | 0 | 0 | 0 | 0
Fuel Cost by Reporting Type: ALB
ReportingType | 2015 | 2020 | 2025 | 2030 | 2035 | 2040
BM | 0 | 0 | 0 | 0 | 0 | 0
CC | 604.12 | 723.07 | 801.05 | 0.32 | 0 | 0.4
CSP | 0 | 0 | 0 | 0 | 0 | 0
CT | 0 | 0 | 0 | 0 | 0 | 0
Coal | 217.7 | 217.7 | 211.91 | 0 | 0 | 0
Geo | 0 | 0 | 0 | 0 | 0 | 0
H | 0 | 0 | 0 | 0 | 0 | 0
LFG | 0 | 0 | 0 | 0 | 0 | 0
Nuc | 0 | 0 | 0.01 | 625.85 | 646.59 | 647.51
PS | 0 | 0 | 0 | 0 | 0 | 0
PV | 0 | 0 | 0 | 0 | 0 | 0
PeakG | 0 | 0 | 0 | 0 | 0 | 0.25
PeakO | 0 | 0 | 0 | 0 | 0 | 0
ST | 0 | 0 | 0 | 0 | 0 | 0
STOG | 0 | 0 | 0 | 0 | 0 | 0
STWD | 0 | 60.7 | 85 | 85 | 85 | 85
WT | 0 | 0 | 0 | 0 | 0 | 0
IGCC | 0 | 0 | 0 | 0 | 0 | 0
DemandResponse | 0 | 0 | 0 | 0 | 0 | 0
IGCC-CCS | 0 | 0 | 0 | 0 | 0 | 0
WT_off | 0 | 0 | 0 | 0 | 0 | 0
PseudoUnit | 0 | 0 | 0 | 0 | 0 | 0
FixedInterchange | 0 | 0 | 0 | 0 | 0 | 0
Fuel Cost by Reporting Type: BC
ReportingType | 2015 | 2020 | 2025 | 2030 | 2035 | 2040
BM | 0 | 0 | 0 | 0 | 0 | 0
CC | 134.03 | 155.03 | 171.98 | 113.75 | 0 | 0
CSP | 0 | 0 | 0 | 0 | 0 | 0
CT | 0 | 0 | 0 | 0 | 0 | 0
Coal | 0 | 0 | 0 | 0 | 0 | 0
Geo | 0 | 0 | 0 | 0 | 0 | 0
H | 0 | 0 | 0 | 0 | 0 | 0
LFG | 0 | 0 | 0 | 0 | 0 | 0
Nuc | 0 | 0 | 0 | 51.87 | 86.49 | 86.45
PS | 0 | 0 | 0 | 0 | 0 | 0
PV | 0 | 0 | 0 | 0 | 0 | 0
PeakG | 0 | 0 | 0 | 0 | 0 | 0
PeakO | 0 | 0 | 0 | 0 | 0 | 0
ST | 0 | 0 | 0 | 0 | 0 | 0
STOG | 0 | 0 | 0 | 0 | 0 | 0
STWD | 0 | 163.47 | 227.9 | 271.44 | 271.44 | 271.44
WT | 0 | 0 | 0 | 0 | 0 | 0
IGCC | 0 | 0 | 0 | 0 | 0 | 0
DemandResponse | 0 | 0 | 0 | 0 | 0 | 0
IGCC-CCS | 0 | 0 | 0 | 0 | 0 | 0
WT_off | 0 | 0 | 0 | 0 | 0 | 0
PseudoUnit | 0 | 0 | 0 | 0 | 0 | 0
FixedInterchange | 0 | 0 | 0 | 0 | 0 | 0
Fuel Cost by Reporting Type: HQ_IESO
ReportingType | 2015 | 2020 | 2025 | 2030 | 2035 | 2040
BM | 0 | 0 | 0 | 0 | 0 | 0
CC | 0 | 0 | 0 | 0 | 0 | 0
CSP | 0 | 0 | 0 | 0 | 0 | 0
CT | 0 | 0 | 0 | 0 | 0 | 0
Coal | 0 | 0 | 0 | 0 | 0 | 0
Geo | 0 | 0 | 0 | 0 | 0 | 0
H | 0 | 0 | 0 | 0 | 0 | 0
LFG | 0 | 0 | 0 | 0 | 0 | 0
Nuc | 0 | 0 | 0 | 0 | 0 | 0
PS | 0 | 0 | 0 | 0 | 0 | 0
PV | 0 | 0 | 0 | 0 | 0 | 0
PeakG | 0 | 0 | 0 | 0 | 0 | 0
PeakO | 0 | 0 | 0 | 0 | 0 | 0
ST | 0 | 0 | 0 | 0 | 0 | 0
STOG | 0 | 0 | 0 | 0 | 0 | 0
STWD | 0 | 0 | 0 | 0 | 0 | 0
WT | 0 | 0 | 0 | 0 | 0 | 0
IGCC | 0 | 0 | 0 | 0 | 0 | 0
DemandResponse | 0 | 0 | 0 | 0 | 0 | 0
IGCC-CCS | 0 | 0 | 0 | 0 | 0 | 0
WT_off | 0 | 0 | 0 | 0 | 0 | 0
PseudoUnit | 0 | 0 | 0 | 0 | 0 | 0
FixedInterchange | 0 | 0 | 0 | 0 | 0 | 0
Fuel Cost by Reporting Type: HQ_NEISO
ReportingType | 2015 | 2020 | 2025 | 2030 | 2035 | 2040
BM | 0 | 0 | 0 | 0 | 0 | 0
CC | 0 | 0 | 0 | 0 | 0 | 0
CSP | 0 | 0 | 0 | 0 | 0 | 0
CT | 0 | 0 | 0 | 0 | 0 | 0
Coal | 0 | 0 | 0 | 0 | 0 | 0
Geo | 0 | 0 | 0 | 0 | 0 | 0
H | 0 | 0 | 0 | 0 | 0 | 0
LFG | 0 | 0 | 0 | 0 | 0 | 0
Nuc | 0 | 0 | 0 | 0 | 0.03 | 0.03
PS | 0 | 0 | 0 | 0 | 0 | 0
PV | 0 | 0 | 0 | 0 | 0 | 0
PeakG | 0 | 0 | 0 | 0 | 0 | 0
PeakO | 0 | 0 | 0 | 0 | 0 | 0
ST | 0 | 0 | 0 | 0 | 0 | 0
STOG | 0 | 0 | 0 | 0 | 0 | 0
STWD | 0 | 0 | 0 | 0 | 0 | 0
WT | 0 | 0 | 0 | 0 | 0 | 0
IGCC | 0 | 0 | 0 | 0 | 0 | 0
DemandResponse | 0 | 0 | 0 | 0 | 0 | 0
IGCC-CCS | 0 | 0 | 0 | 0 | 0 | 0
WT_off | 0 | 0 | 0 | 0 | 0 | 0
PseudoUnit | 0 | 0 | 0 | 0 | 0 | 0
FixedInterchange | 0 | 0 | 0 | 0 | 0 | 0
Fuel Cost by Reporting Type: HQ_NY
ReportingType | 2015 | 2020 | 2025 | 2030 | 2035 | 2040
BM | 0 | 0 | 0 | 0 | 0 | 0
CC | 0 | 0 | 0 | 0 | 0 | 0
CSP | 0 | 0 | 0 | 0 | 0 | 0
CT | 0 | 0 | 0 | 0 | 0 | 0
Coal | 0 | 0 | 0 | 0 | 0 | 0
Geo | 0 | 0 | 0 | 0 | 0 | 0
H | 0 | 0 | 0 | 0 | 0 | 0
LFG | 0 | 0 | 0 | 0 | 0 | 0
Nuc | 0 | 0 | 0 | 0 | 0.03 | 0.03
PS | 0 | 0 | 0 | 0 | 0 | 0
PV | 0 | 0 | 0 | 0 | 0 | 0
PeakG | 0 | 0 | 0 | 0 | 0 | 0
PeakO | 0 | 0 | 0 | 0 | 0 | 0
ST | 0 | 0 | 0 | 0 | 0 | 0
STOG | 0 | 0 | 0 | 0 | 0 | 0
STWD | 0 | 0 | 0 | 0 | 0 | 0
WT | 0 | 0 | 0 | 0 | 0 | 0
IGCC | 0 | 0 | 0 | 0 | 0 | 0
DemandResponse | 0 | 0 | 0 | 0 | 0 | 0
IGCC-CCS | 0 | 0 | 0 | 0 | 0 | 0
WT_off | 0 | 0 | 0 | 0 | 0 | 0
PseudoUnit | 0 | 0 | 0 | 0 | 0 | 0
FixedInterchange | 0 | 0 | 0 | 0 | 0 | 0
Fuel Cost by Reporting Type: MARITIMES
ReportingType | 2015 | 2020 | 2025 | 2030 | 2035 | 2040
BM | 0 | 0 | 0 | 0 | 0 | 0
CC | 0 | 0 | 0 | 0 | 0 | 0
CSP | 0 | 0 | 0 | 0 | 0 | 0
CT | 0 | 0 | 0 | 0 | 0 | 0
Coal | 0 | 0 | 0 | 0 | 0 | 0
Geo | 0 | 0 | 0 | 0 | 0 | 0
H | 0 | 0 | 0 | 0 | 0 | 0
LFG | 0 | 0 | 0 | 0 | 0 | 0
Nuc | 0 | 0 | 0 | 0 | 0.03 | 0.03
PS | 0 | 0 | 0 | 0 | 0 | 0
PV | 0 | 0 | 0 | 0 | 0 | 0
PeakG | 0 | 0 | 0 | 0 | 0 | 0
PeakO | 0 | 0 | 0 | 0 | 0 | 0
ST | 0 | 0 | 0 | 0 | 0 | 0
STOG | 0 | 0 | 0 | 0 | 0 | 0
STWD | 0 | 0 | 0 | 0 | 0 | 0
WT | 0 | 0 | 0 | 0 | 0 | 0
IGCC | 0 | 0 | 0 | 0 | 0 | 0
DemandResponse | 0 | 0 | 0 | 0 | 0 | 0
IGCC-CCS | 0 | 0 | 0 | 0 | 0 | 0
WT_off | 0 | 0 | 0 | 0 | 0 | 0
PseudoUnit | 0 | 0 | 0 | 0 | 0 | 0
FixedInterchange | 0 | 0 | 0 | 0 | 0 | 0
Fuel Cost by Reporting Type: All
ReportingType | 2015 | 2020 | 2025 | 2030 | 2035 | 2040
BM | 154.3 | 54.74 | 116.79 | 355.23 | 39290.31 | 46865.78
CC | 67392.85 | 77000.89 | 72453.62 | 41175.17 | 14238.37 | 7376.88
CSP | 0 | 0 | 0 | 0 | 0 | 0
CT | 46.96 | 77.93 | 78.69 | 20.8 | 1.71 | 2
Coal | 20966.77 | 7695.34 | 1338.42 | 711.62 | 1005.47 | 1038.48
Geo | 0 | 0 | 0 | 0 | 0 | 0
H | 0 | 0 | 0 | 0 | 0 | 0
LFG | 0.25 | 2.74 | 5.56 | 6.49 | 6.49 | 6.49
Nuc | 7711.7 | 8121.15 | 8992.06 | 12302.21 | 13972.68 | 16138.59
PS | 0 | 0 | 0 | 0 | 0 | 0
PV | 0 | 0 | 0 | 0 | 0 | 0
PeakG | 201.89 | 257.05 | 335.45 | 180.27 | 86.4 | 98.63
PeakO | 0 | 0 | 0 | 0 | 0 | 0
ST | 0 | 0 | 0 | 0 | 0 | 0
STOG | 558.43 | 386.6 | 443.63 | 280.32 | 20.19 | 12.33
STWD | 956.64 | 471.93 | 884.32 | 1816.47 | 2400.52 | 1802.94
WT | 0 | 0.01 | 0.01 | 0.01 | 0.01 | 0.01
IGCC | 87.33 | 71.67 | 11.39 | 0.31 | 0 | 0
DemandResponse | 0 | 0 | 0 | 0 | 0 | 0
IGCC-CCS | 0 | 0 | 0 | 0 | 0 | 0
WT_off | 0 | 0 | 0 | 0 | 0 | 0
PseudoUnit | 0 | 0 | 0 | 0 | 0 | 0
FixedInterchange | 0 | 0 | 0 | 0 | 0 | 0
Fuel Cost by Reporting Type: EI_US
ReportingType | 2015 | 2020 | 2025 | 2030 | 2035 | 2040
BM | 144.5 | 32.23 | 91.17 | 261.36 | 35344.24 | 41154.49
CC | 45335.56 | 56639.57 | 52685.76 | 30110.02 | 10738.51 | 4937.16
CSP | 0 | 0 | 0 | 0 | 0 | 0
CT | 46.78 | 77.93 | 78.62 | 20.39 | 1.71 | 2
Coal | 17782.82 | 5525.71 | 843.13 | 555.96 | 848.7 | 925.14
Geo | 0 | 0 | 0 | 0 | 0 | 0
H | 0 | 0 | 0 | 0 | 0 | 0
LFG | 0.18 | 2.03 | 3.19 | 4.11 | 4.11 | 4.11
Nuc | 5902.65 | 6282.89 | 7022.5 | 8367.92 | 8460.2 | 10188.81
PS | 0 | 0 | 0 | 0 | 0 | 0
PV | 0 | 0 | 0 | 0 | 0 | 0
PeakG | 198.57 | 253.57 | 335.45 | 178.33 | 83.65 | 96.35
PeakO | 0 | 0 | 0 | 0 | 0 | 0
ST | 0 | 0 | 0 | 0 | 0 | 0
STOG | 348.45 | 247.72 | 302.35 | 227.62 | 14.18 | 9.53
STWD | 637.3 | 218.76 | 271.28 | 838.14 | 1422.37 | 1017.7
WT | 0 | 0.01 | 0.01 | 0.01 | 0.01 | 0.01
IGCC | 87.33 | 71.67 | 11.39 | 0.31 | 0 | 0
DemandResponse | 0 | 0 | 0 | 0 | 0 | 0
IGCC-CCS | 0 | 0 | 0 | 0 | 0 | 0
WT_off | 0 | 0 | 0 | 0 | 0 | 0
PseudoUnit | 0 | 0 | 0 | 0 | 0 | 0
FixedInterchange | 0 | 0 | 0 | 0 | 0 | 0
Fuel Cost by Reporting Type: EI_Canada
ReportingType | 2015 | 2020 | 2025 | 2030 | 2035 | 2040
BM | 0 | 0 | 0 | 0 | 2.81 | 5.36
CC | 444.55 | 226.53 | 39.79 | 1.73 | 1.93 | 3.38
CSP | 0 | 0 | 0 | 0 | 0 | 0
CT | 0.18 | 0 | 0 | 0 | 0 | 0
Coal | 12.69 | 2.46 | 0 | 0 | 0 | 0
Geo | 0 | 0 | 0 | 0 | 0 | 0
H | 0 | 0 | 0 | 0 | 0 | 0
LFG | 0.02 | 0.02 | 0.02 | 0.02 | 0.02 | 0.02
Nuc | 854.23 | 863.97 | 907.41 | 944.22 | 869.51 | 757.82
PS | 0 | 0 | 0 | 0 | 0 | 0
PV | 0 | 0 | 0 | 0 | 0 | 0
PeakG | 3.32 | 3.48 | 0 | 0 | 0 | 0
PeakO | 0 | 0 | 0 | 0 | 0 | 0
ST | 0 | 0 | 0 | 0 | 0 | 0
STOG | 0.73 | 0 | 0 | 0 | 0 | 0
STWD | 0.72 | 0.35 | 0 | 1.82 | 1.63 | 39.15
WT | 0 | 0 | 0 | 0 | 0 | 0
IGCC | 0 | 0 | 0 | 0 | 0 | 0
DemandResponse | 0 | 0 | 0 | 0 | 0 | 0
IGCC-CCS | 0 | 0 | 0 | 0 | 0 | 0
WT_off | 0 | 0 | 0 | 0 | 0 | 0
PseudoUnit | 0 | 0 | 0 | 0 | 0 | 0
FixedInterchange | 0 | 0 | 0 | 0 | 0 | 0
Fuel Cost by Reporting Type: EI
ReportingType | 2015 | 2020 | 2025 | 2030 | 2035 | 2040
BM | 144.5 | 32.23 | 91.17 | 261.36 | 35347.05 | 41159.85
CC | 45780.11 | 56866.09 | 52725.54 | 30111.75 | 10740.44 | 4940.54
CSP | 0 | 0 | 0 | 0 | 0 | 0
CT | 46.96 | 77.93 | 78.62 | 20.39 | 1.71 | 2
Coal | 17795.51 | 5528.17 | 843.13 | 555.96 | 848.7 | 925.14
Geo | 0 | 0 | 0 | 0 | 0 | 0
H | 0 | 0 | 0 | 0 | 0 | 0
LFG | 0.2 | 2.05 | 3.21 | 4.13 | 4.13 | 4.13
Nuc | 6756.88 | 7146.87 | 7929.92 | 9312.15 | 9329.71 | 10946.62
PS | 0 | 0 | 0 | 0 | 0 | 0
PV | 0 | 0 | 0 | 0 | 0 | 0
PeakG | 201.89 | 257.05 | 335.45 | 178.33 | 83.65 | 96.35
PeakO | 0 | 0 | 0 | 0 | 0 | 0
ST | 0 | 0 | 0 | 0 | 0 | 0
STOG | 349.18 | 247.72 | 302.35 | 227.62 | 14.18 | 9.53
STWD | 638.02 | 219.11 | 271.28 | 839.95 | 1424.01 | 1056.85
WT | 0 | 0.01 | 0.01 | 0.01 | 0.01 | 0.01
IGCC | 87.33 | 71.67 | 11.39 | 0.31 | 0 | 0
DemandResponse | 0 | 0 | 0 | 0 | 0 | 0
IGCC-CCS | 0 | 0 | 0 | 0 | 0 | 0
WT_off | 0 | 0 | 0 | 0 | 0 | 0
PseudoUnit | 0 | 0 | 0 | 0 | 0 | 0
FixedInterchange | 0 | 0 | 0 | 0 | 0 | 0
Fuel Cost by Reporting Type: Outside_EI
ReportingType | 2015 | 2020 | 2025 | 2030 | 2035 | 2040
BM | 9.8 | 22.51 | 25.61 | 93.87 | 3943.26 | 5705.94
CC | 21612.74 | 20134.8 | 19728.08 | 11063.42 | 3497.94 | 2436.34
CSP | 0 | 0 | 0 | 0 | 0 | 0
CT | 0 | 0 | 0.07 | 0.41 | 0 | 0
Coal | 3171.26 | 2167.17 | 495.29 | 155.66 | 156.78 | 113.33
Geo | 0 | 0 | 0 | 0 | 0 | 0
H | 0 | 0 | 0 | 0 | 0 | 0
LFG | 0.05 | 0.69 | 2.36 | 2.36 | 2.36 | 2.36
Nuc | 954.81 | 974.29 | 1062.14 | 2990.07 | 4642.97 | 5191.97
PS | 0 | 0 | 0 | 0 | 0 | 0
PV | 0 | 0 | 0 | 0 | 0 | 0
PeakG | 0 | 0 | 0 | 1.95 | 2.75 | 2.27
PeakO | 0 | 0 | 0 | 0 | 0 | 0
ST | 0 | 0 | 0 | 0 | 0 | 0
STOG | 209.25 | 138.87 | 141.28 | 52.7 | 6.01 | 2.8
STWD | 318.62 | 252.81 | 613.04 | 976.51 | 976.51 | 746.09
WT | 0 | 0 | 0 | 0 | 0 | 0
IGCC | 0 | 0 | 0 | 0 | 0 | 0
DemandResponse | 0 | 0 | 0 | 0 | 0 | 0
IGCC-CCS | 0 | 0 | 0 | 0 | 0 | 0
WT_off | 0 | 0 | 0 | 0 | 0 | 0
PseudoUnit | 0 | 0 | 0 | 0 | 0 | 0
FixedInterchange | 0 | 0 | 0 | 0 | 0 | 0
#7 | Emission Cost ($million)
==== Emission Program: TitleIV_CAIRSO2 : (SO2) ====
Emission Cost by Reporting Type: Entergy
ReportingType | 2015 | 2020 | 2025 | 2030 | 2035 | 2040
BM | 0 | 0 | 0 | 0 | 0 | 0
CC | 0 | 0 | 0 | 0 | 0 | 0
CSP | 0 | 0 | 0 | 0 | 0 | 0
CT | 0 | 0 | 0 | 0 | 0 | 0
Coal | 23.43 | 0 | 0 | 0 | 0 | 0
Geo | 0 | 0 | 0 | 0 | 0 | 0
H | 0 | 0 | 0 | 0 | 0 | 0
LFG | 0 | 0 | 0 | 0 | 0 | 0
Nuc | 0 | 0 | 0 | 0 | 0 | 0
PS | 0 | 0 | 0 | 0 | 0 | 0
PV | 0 | 0 | 0 | 0 | 0 | 0
PeakG | 0 | 0 | 0 | 0 | 0 | 0
PeakO | 0 | 0 | 0 | 0 | 0 | 0
ST | 0 | 0 | 0 | 0 | 0 | 0
STOG | 0 | 0 | 0 | 0 | 0 | 0
STWD | 0 | 0 | 0 | 0 | 0 | 0
WT | 0 | 0 | 0 | 0 | 0 | 0
IGCC | 0 | 0 | 0 | 0 | 0 | 0
DemandResponse | 0 | 0 | 0 | 0 | 0 | 0
IGCC-CCS | 0 | 0 | 0 | 0 | 0 | 0
WT_off | 0 | 0 | 0 | 0 | 0 | 0
PseudoUnit | 0 | 0 | 0 | 0 | 0 | 0
FixedInterchange | 0 | 0 | 0 | 0 | 0 | 0
Emission Cost by Reporting Type: FRCC
ReportingType | 2015 | 2020 | 2025 | 2030 | 2035 | 2040
BM | 0 | 0 | 0 | 0 | 0 | 0
CC | 0 | 0 | 0 | 0 | 0 | 0
CSP | 0 | 0 | 0 | 0 | 0 | 0
CT | 0 | 0 | 0 | 0 | 0 | 0
Coal | 4.16 | 0 | 0 | 0 | 0 | 0
Geo | 0 | 0 | 0 | 0 | 0 | 0
H | 0 | 0 | 0 | 0 | 0 | 0
LFG | 0 | 0 | 0 | 0 | 0 | 0
Nuc | 0 | 0 | 0 | 0 | 0 | 0
PS | 0 | 0 | 0 | 0 | 0 | 0
PV | 0 | 0 | 0 | 0 | 0 | 0
PeakG | 0 | 0 | 0 | 0 | 0 | 0
PeakO | 0 | 0 | 0 | 0 | 0 | 0
ST | 0 | 0 | 0 | 0 | 0 | 0
STOG | 0 | 0 | 0 | 0 | 0 | 0
STWD | 0 | 0 | 0 | 0 | 0 | 0
WT | 0 | 0 | 0 | 0 | 0 | 0
IGCC | 0 | 0 | 0 | 0 | 0 | 0
DemandResponse | 0 | 0 | 0 | 0 | 0 | 0
IGCC-CCS | 0 | 0 | 0 | 0 | 0 | 0
WT_off | 0 | 0 | 0 | 0 | 0 | 0
PseudoUnit | 0 | 0 | 0 | 0 | 0 | 0
FixedInterchange | 0 | 0 | 0 | 0 | 0 | 0
Emission Cost by Reporting Type: MAPP_US
ReportingType | 2015 | 2020 | 2025 | 2030 | 2035 | 2040
BM | 0 | 0 | 0 | 0 | 0 | 0
CC | 0 | 0 | 0 | 0 | 0 | 0
CSP | 0 | 0 | 0 | 0 | 0 | 0
CT | 0 | 0 | 0 | 0 | 0 | 0
Coal | 0.93 | 0 | 0 | 0 | 0 | 0
Geo | 0 | 0 | 0 | 0 | 0 | 0
H | 0 | 0 | 0 | 0 | 0 | 0
LFG | 0 | 0 | 0 | 0 | 0 | 0
Nuc | 0 | 0 | 0 | 0 | 0 | 0
PS | 0 | 0 | 0 | 0 | 0 | 0
PV | 0 | 0 | 0 | 0 | 0 | 0
PeakG | 0 | 0 | 0 | 0 | 0 | 0
PeakO | 0 | 0 | 0 | 0 | 0 | 0
ST | 0 | 0 | 0 | 0 | 0 | 0
STOG | 0 | 0 | 0 | 0 | 0 | 0
STWD | 0 | 0 | 0 | 0 | 0 | 0
WT | 0 | 0 | 0 | 0 | 0 | 0
IGCC | 0 | 0 | 0 | 0 | 0 | 0
DemandResponse | 0 | 0 | 0 | 0 | 0 | 0
IGCC-CCS | 0 | 0 | 0 | 0 | 0 | 0
WT_off | 0 | 0 | 0 | 0 | 0 | 0
PseudoUnit | 0 | 0 | 0 | 0 | 0 | 0
FixedInterchange | 0 | 0 | 0 | 0 | 0 | 0
Emission Cost by Reporting Type: MISO_IN
ReportingType | 2015 | 2020 | 2025 | 2030 | 2035 | 2040
BM | 0 | 0 | 0 | 0 | 0 | 0
CC | 0 | 0 | 0 | 0 | 0 | 0
CSP | 0 | 0 | 0 | 0 | 0 | 0
CT | 0 | 0 | 0 | 0 | 0 | 0
Coal | 21.75 | 0 | 0 | 0 | 0 | 0
Geo | 0 | 0 | 0 | 0 | 0 | 0
H | 0 | 0 | 0 | 0 | 0 | 0
LFG | 0 | 0 | 0 | 0 | 0 | 0
Nuc | 0 | 0 | 0 | 0 | 0 | 0
PS | 0 | 0 | 0 | 0 | 0 | 0
PV | 0 | 0 | 0 | 0 | 0 | 0
PeakG | 0 | 0 | 0 | 0 | 0 | 0
PeakO | 0 | 0 | 0 | 0 | 0 | 0
ST | 0 | 0 | 0 | 0 | 0 | 0
STOG | 0 | 0 | 0 | 0 | 0 | 0
STWD | 0 | 0 | 0 | 0 | 0 | 0
WT | 0 | 0 | 0 | 0 | 0 | 0
IGCC | 0.19 | 0 | 0 | 0 | 0 | 0
DemandResponse | 0 | 0 | 0 | 0 | 0 | 0
IGCC-CCS | 0 | 0 | 0 | 0 | 0 | 0
WT_off | 0 | 0 | 0 | 0 | 0 | 0
PseudoUnit | 0 | 0 | 0 | 0 | 0 | 0
FixedInterchange | 0 | 0 | 0 | 0 | 0 | 0
Emission Cost by Reporting Type: MISO_MI
ReportingType | 2015 | 2020 | 2025 | 2030 | 2035 | 2040
BM | 0 | 0 | 0 | 0 | 0 | 0
CC | 0 | 0 | 0 | 0 | 0 | 0
CSP | 0 | 0 | 0 | 0 | 0 | 0
CT | 0 | 0 | 0 | 0 | 0 | 0
Coal | 11.18 | 0 | 0 | 0 | 0 | 0
Geo | 0 | 0 | 0 | 0 | 0 | 0
H | 0 | 0 | 0 | 0 | 0 | 0
LFG | 0 | 0 | 0 | 0 | 0 | 0
Nuc | 0 | 0 | 0 | 0 | 0 | 0
PS | 0 | 0 | 0 | 0 | 0 | 0
PV | 0 | 0 | 0 | 0 | 0 | 0
PeakG | 0 | 0 | 0 | 0 | 0 | 0
PeakO | 0 | 0 | 0 | 0 | 0 | 0
ST | 0 | 0 | 0 | 0 | 0 | 0
STOG | 0 | 0 | 0 | 0 | 0 | 0
STWD | 0 | 0 | 0 | 0 | 0 | 0
WT | 0 | 0 | 0 | 0 | 0 | 0
IGCC | 0 | 0 | 0 | 0 | 0 | 0
DemandResponse | 0 | 0 | 0 | 0 | 0 | 0
IGCC-CCS | 0 | 0 | 0 | 0 | 0 | 0
WT_off | 0 | 0 | 0 | 0 | 0 | 0
PseudoUnit | 0 | 0 | 0 | 0 | 0 | 0
FixedInterchange | 0 | 0 | 0 | 0 | 0 | 0
Emission Cost by Reporting Type: MISO_MO-IL
ReportingType | 2015 | 2020 | 2025 | 2030 | 2035 | 2040
BM | 0 | 0 | 0 | 0 | 0 | 0
CC | 0 | 0 | 0 | 0 | 0 | 0
CSP | 0 | 0 | 0 | 0 | 0 | 0
CT | 0 | 0 | 0 | 0 | 0 | 0
Coal | 34.49 | 0 | 0 | 0 | 0 | 0
Geo | 0 | 0 | 0 | 0 | 0 | 0
H | 0 | 0 | 0 | 0 | 0 | 0
LFG | 0 | 0 | 0 | 0 | 0 | 0
Nuc | 0 | 0 | 0 | 0 | 0 | 0
PS | 0 | 0 | 0 | 0 | 0 | 0
PV | 0 | 0 | 0 | 0 | 0 | 0
PeakG | 0 | 0 | 0 | 0 | 0 | 0
PeakO | 0 | 0 | 0 | 0 | 0 | 0
ST | 0 | 0 | 0 | 0 | 0 | 0
STOG | 0 | 0 | 0 | 0 | 0 | 0
STWD | 0 | 0 | 0 | 0 | 0 | 0
WT | 0 | 0 | 0 | 0 | 0 | 0
IGCC | 0 | 0 | 0 | 0 | 0 | 0
DemandResponse | 0 | 0 | 0 | 0 | 0 | 0
IGCC-CCS | 0 | 0 | 0 | 0 | 0 | 0
WT_off | 0 | 0 | 0 | 0 | 0 | 0
PseudoUnit | 0 | 0 | 0 | 0 | 0 | 0
FixedInterchange | 0 | 0 | 0 | 0 | 0 | 0
Emission Cost by Reporting Type: MISO_W
ReportingType | 2015 | 2020 | 2025 | 2030 | 2035 | 2040
BM | 0 | 0 | 0 | 0 | 0 | 0
CC | 0 | 0 | 0 | 0 | 0 | 0
CSP | 0 | 0 | 0 | 0 | 0 | 0
CT | 0 | 0 | 0 | 0 | 0 | 0
Coal | 18.79 | 0 | 0 | 0 | 0 | 0
Geo | 0 | 0 | 0 | 0 | 0 | 0
H | 0 | 0 | 0 | 0 | 0 | 0
LFG | 0 | 0 | 0 | 0 | 0 | 0
Nuc | 0 | 0 | 0 | 0 | 0 | 0
PS | 0 | 0 | 0 | 0 | 0 | 0
PV | 0 | 0 | 0 | 0 | 0 | 0
PeakG | 0 | 0 | 0 | 0 | 0 | 0
PeakO | 0 | 0 | 0 | 0 | 0 | 0
ST | 0 | 0 | 0 | 0 | 0 | 0
STOG | 0 | 0 | 0 | 0 | 0 | 0
STWD | 0 | 0 | 0 | 0 | 0 | 0
WT | 0 | 0 | 0 | 0 | 0 | 0
IGCC | 0 | 0 | 0 | 0 | 0 | 0
DemandResponse | 0 | 0 | 0 | 0 | 0 | 0
IGCC-CCS | 0 | 0 | 0 | 0 | 0 | 0
WT_off | 0 | 0 | 0 | 0 | 0 | 0
PseudoUnit | 0 | 0 | 0 | 0 | 0 | 0
FixedInterchange | 0 | 0 | 0 | 0 | 0 | 0
Emission Cost by Reporting Type: MISO_WUMS
ReportingType | 2015 | 2020 | 2025 | 2030 | 2035 | 2040
BM | 0 | 0 | 0 | 0 | 0 | 0
CC | 0 | 0 | 0 | 0 | 0 | 0
CSP | 0 | 0 | 0 | 0 | 0 | 0
CT | 0 | 0 | 0 | 0 | 0 | 0
Coal | 2.41 | 0 | 0 | 0 | 0 | 0
Geo | 0 | 0 | 0 | 0 | 0 | 0
H | 0 | 0 | 0 | 0 | 0 | 0
LFG | 0 | 0 | 0 | 0 | 0 | 0
Nuc | 0 | 0 | 0 | 0 | 0 | 0
PS | 0 | 0 | 0 | 0 | 0 | 0
PV | 0 | 0 | 0 | 0 | 0 | 0
PeakG | 0 | 0 | 0 | 0 | 0 | 0
PeakO | 0 | 0 | 0 | 0 | 0 | 0
ST | 0 | 0 | 0 | 0 | 0 | 0
STOG | 0 | 0 | 0 | 0 | 0 | 0
STWD | 0 | 0 | 0 | 0 | 0 | 0
WT | 0 | 0 | 0 | 0 | 0 | 0
IGCC | 0 | 0 | 0 | 0 | 0 | 0
DemandResponse | 0 | 0 | 0 | 0 | 0 | 0
IGCC-CCS | 0 | 0 | 0 | 0 | 0 | 0
WT_off | 0 | 0 | 0 | 0 | 0 | 0
PseudoUnit | 0 | 0 | 0 | 0 | 0 | 0
FixedInterchange | 0 | 0 | 0 | 0 | 0 | 0
Emission Cost by Reporting Type: Nebraska
ReportingType | 2015 | 2020 | 2025 | 2030 | 2035 | 2040
BM | 0 | 0 | 0 | 0 | 0 | 0
CC | 0 | 0 | 0 | 0 | 0 | 0
CSP | 0 | 0 | 0 | 0 | 0 | 0
CT | 0 | 0 | 0 | 0 | 0 | 0
Coal | 3.45 | 0 | 0 | 0 | 0 | 0
Geo | 0 | 0 | 0 | 0 | 0 | 0
H | 0 | 0 | 0 | 0 | 0 | 0
LFG | 0 | 0 | 0 | 0 | 0 | 0
Nuc | 0 | 0 | 0 | 0 | 0 | 0
PS | 0 | 0 | 0 | 0 | 0 | 0
PV | 0 | 0 | 0 | 0 | 0 | 0
PeakG | 0 | 0 | 0 | 0 | 0 | 0
PeakO | 0 | 0 | 0 | 0 | 0 | 0
ST | 0 | 0 | 0 | 0 | 0 | 0
STOG | 0 | 0 | 0 | 0 | 0 | 0
STWD | 0 | 0 | 0 | 0 | 0 | 0
WT | 0 | 0 | 0 | 0 | 0 | 0
IGCC | 0 | 0 | 0 | 0 | 0 | 0
DemandResponse | 0 | 0 | 0 | 0 | 0 | 0
IGCC-CCS | 0 | 0 | 0 | 0 | 0 | 0
WT_off | 0 | 0 | 0 | 0 | 0 | 0
PseudoUnit | 0 | 0 | 0 | 0 | 0 | 0
FixedInterchange | 0 | 0 | 0 | 0 | 0 | 0
Emission Cost by Reporting Type: NEISO
ReportingType | 2015 | 2020 | 2025 | 2030 | 2035 | 2040
BM | 0 | 0 | 0 | 0 | 0 | 0
CC | 0 | 0 | 0 | 0 | 0 | 0
CSP | 0 | 0 | 0 | 0 | 0 | 0
CT | 0 | 0 | 0 | 0 | 0 | 0
Coal | 0 | 0 | 0 | 0 | 0 | 0
Geo | 0 | 0 | 0 | 0 | 0 | 0
H | 0 | 0 | 0 | 0 | 0 | 0
LFG | 0 | 0 | 0 | 0 | 0 | 0
Nuc | 0 | 0 | 0 | 0 | 0 | 0
PS | 0 | 0 | 0 | 0 | 0 | 0
PV | 0 | 0 | 0 | 0 | 0 | 0
PeakG | 0 | 0 | 0 | 0 | 0 | 0
PeakO | 0 | 0 | 0 | 0 | 0 | 0
ST | 0 | 0 | 0 | 0 | 0 | 0
STOG | 0 | 0 | 0 | 0 | 0 | 0
STWD | 0 | 0 | 0 | 0 | 0 | 0
WT | 0 | 0 | 0 | 0 | 0 | 0
IGCC | 0 | 0 | 0 | 0 | 0 | 0
DemandResponse | 0 | 0 | 0 | 0 | 0 | 0
IGCC-CCS | 0 | 0 | 0 | 0 | 0 | 0
WT_off | 0 | 0 | 0 | 0 | 0 | 0
PseudoUnit | 0 | 0 | 0 | 0 | 0 | 0
FixedInterchange | 0 | 0 | 0 | 0 | 0 | 0
Emission Cost by Reporting Type: NonRTO_Midwest
ReportingType | 2015 | 2020 | 2025 | 2030 | 2035 | 2040
BM | 0 | 0 | 0 | 0 | 0 | 0
CC | 0 | 0 | 0 | 0 | 0 | 0
CSP | 0 | 0 | 0 | 0 | 0 | 0
CT | 0 | 0 | 0 | 0 | 0 | 0
Coal | 11.82 | 0 | 0 | 0 | 0 | 0
Geo | 0 | 0 | 0 | 0 | 0 | 0
H | 0 | 0 | 0 | 0 | 0 | 0
LFG | 0 | 0 | 0 | 0 | 0 | 0
Nuc | 0 | 0 | 0 | 0 | 0 | 0
PS | 0 | 0 | 0 | 0 | 0 | 0
PV | 0 | 0 | 0 | 0 | 0 | 0
PeakG | 0 | 0 | 0 | 0 | 0 | 0
PeakO | 0 | 0 | 0 | 0 | 0 | 0
ST | 0 | 0 | 0 | 0 | 0 | 0
STOG | 0 | 0 | 0 | 0 | 0 | 0
STWD | 0 | 0 | 0 | 0 | 0 | 0
WT | 0 | 0 | 0 | 0 | 0 | 0
IGCC | 0 | 0 | 0 | 0 | 0 | 0
DemandResponse | 0 | 0 | 0 | 0 | 0 | 0
IGCC-CCS | 0 | 0 | 0 | 0 | 0 | 0
WT_off | 0 | 0 | 0 | 0 | 0 | 0
PseudoUnit | 0 | 0 | 0 | 0 | 0 | 0
FixedInterchange | 0 | 0 | 0 | 0 | 0 | 0
Emission Cost by Reporting Type: NYISO_A-F
ReportingType | 2015 | 2020 | 2025 | 2030 | 2035 | 2040
BM | 0 | 0 | 0 | 0 | 0 | 0
CC | 0 | 0 | 0 | 0 | 0 | 0
CSP | 0 | 0 | 0 | 0 | 0 | 0
CT | 0 | 0 | 0 | 0 | 0 | 0
Coal | 0 | 0 | 0 | 0 | 0 | 0
Geo | 0 | 0 | 0 | 0 | 0 | 0
H | 0 | 0 | 0 | 0 | 0 | 0
LFG | 0 | 0 | 0 | 0 | 0 | 0
Nuc | 0 | 0 | 0 | 0 | 0 | 0
PS | 0 | 0 | 0 | 0 | 0 | 0
PV | 0 | 0 | 0 | 0 | 0 | 0
PeakG | 0 | 0 | 0 | 0 | 0 | 0
PeakO | 0 | 0 | 0 | 0 | 0 | 0
ST | 0 | 0 | 0 | 0 | 0 | 0
STOG | 0 | 0 | 0 | 0 | 0 | 0
STWD | 0 | 0 | 0 | 0 | 0 | 0
WT | 0 | 0 | 0 | 0 | 0 | 0
IGCC | 0 | 0 | 0 | 0 | 0 | 0
DemandResponse | 0 | 0 | 0 | 0 | 0 | 0
IGCC-CCS | 0 | 0 | 0 | 0 | 0 | 0
WT_off | 0 | 0 | 0 | 0 | 0 | 0
PseudoUnit | 0 | 0 | 0 | 0 | 0 | 0
FixedInterchange | 0 | 0 | 0 | 0 | 0 | 0
Emission Cost by Reporting Type: NYISO_G-I
ReportingType | 2015 | 2020 | 2025 | 2030 | 2035 | 2040
BM | 0 | 0 | 0 | 0 | 0 | 0
CC | 0 | 0 | 0 | 0 | 0 | 0
CSP | 0 | 0 | 0 | 0 | 0 | 0
CT | 0 | 0 | 0 | 0 | 0 | 0
Coal | 0 | 0 | 0 | 0 | 0 | 0
Geo | 0 | 0 | 0 | 0 | 0 | 0
H | 0 | 0 | 0 | 0 | 0 | 0
LFG | 0 | 0 | 0 | 0 | 0 | 0
Nuc | 0 | 0 | 0 | 0 | 0 | 0
PS | 0 | 0 | 0 | 0 | 0 | 0
PV | 0 | 0 | 0 | 0 | 0 | 0
PeakG | 0 | 0 | 0 | 0 | 0 | 0
PeakO | 0 | 0 | 0 | 0 | 0 | 0
ST | 0 | 0 | 0 | 0 | 0 | 0
STOG | 0 | 0 | 0 | 0 | 0 | 0
STWD | 0 | 0 | 0 | 0 | 0 | 0
WT | 0 | 0 | 0 | 0 | 0 | 0
IGCC | 0 | 0 | 0 | 0 | 0 | 0
DemandResponse | 0 | 0 | 0 | 0 | 0 | 0
IGCC-CCS | 0 | 0 | 0 | 0 | 0 | 0
WT_off | 0 | 0 | 0 | 0 | 0 | 0
PseudoUnit | 0 | 0 | 0 | 0 | 0 | 0
FixedInterchange | 0 | 0 | 0 | 0 | 0 | 0
Emission Cost by Reporting Type: NYISO_J-K
ReportingType | 2015 | 2020 | 2025 | 2030 | 2035 | 2040
BM | 0 | 0 | 0 | 0 | 0 | 0
CC | 0 | 0 | 0 | 0 | 0 | 0
CSP | 0 | 0 | 0 | 0 | 0 | 0
CT | 0 | 0 | 0 | 0 | 0 | 0
Coal | 0 | 0 | 0 | 0 | 0 | 0
Geo | 0 | 0 | 0 | 0 | 0 | 0
H | 0 | 0 | 0 | 0 | 0 | 0
LFG | 0 | 0 | 0 | 0 | 0 | 0
Nuc | 0 | 0 | 0 | 0 | 0 | 0
PS | 0 | 0 | 0 | 0 | 0 | 0
PV | 0 | 0 | 0 | 0 | 0 | 0
PeakG | 0 | 0 | 0 | 0 | 0 | 0
PeakO | 0 | 0 | 0 | 0 | 0 | 0
ST | 0 | 0 | 0 | 0 | 0 | 0
STOG | 0 | 0 | 0 | 0 | 0 | 0
STWD | 0 | 0 | 0 | 0 | 0 | 0
WT | 0 | 0 | 0 | 0 | 0 | 0
IGCC | 0 | 0 | 0 | 0 | 0 | 0
DemandResponse | 0 | 0 | 0 | 0 | 0 | 0
IGCC-CCS | 0 | 0 | 0 | 0 | 0 | 0
WT_off | 0 | 0 | 0 | 0 | 0 | 0
PseudoUnit | 0 | 0 | 0 | 0 | 0 | 0
FixedInterchange | 0 | 0 | 0 | 0 | 0 | 0
Emission Cost by Reporting Type: PJM_E
ReportingType | 2015 | 2020 | 2025 | 2030 | 2035 | 2040
BM | 0 | 0 | 0 | 0 | 0 | 0
CC | 0 | 0 | 0 | 0 | 0 | 0
CSP | 0 | 0 | 0 | 0 | 0 | 0
CT | 0 | 0 | 0 | 0 | 0 | 0
Coal | 0.06 | 0 | 0 | 0 | 0 | 0
Geo | 0 | 0 | 0 | 0 | 0 | 0
H | 0 | 0 | 0 | 0 | 0 | 0
LFG | 0 | 0 | 0 | 0 | 0 | 0
Nuc | 0 | 0 | 0 | 0 | 0 | 0
PS | 0 | 0 | 0 | 0 | 0 | 0
PV | 0 | 0 | 0 | 0 | 0 | 0
PeakG | 0 | 0 | 0 | 0 | 0 | 0
PeakO | 0 | 0 | 0 | 0 | 0 | 0
ST | 0 | 0 | 0 | 0 | 0 | 0
STOG | 0 | 0 | 0 | 0 | 0 | 0
STWD | 0 | 0 | 0 | 0 | 0 | 0
WT | 0 | 0 | 0 | 0 | 0 | 0
IGCC | 0 | 0 | 0 | 0 | 0 | 0
DemandResponse | 0 | 0 | 0 | 0 | 0 | 0
IGCC-CCS | 0 | 0 | 0 | 0 | 0 | 0
WT_off | 0 | 0 | 0 | 0 | 0 | 0
PseudoUnit | 0 | 0 | 0 | 0 | 0 | 0
FixedInterchange | 0 | 0 | 0 | 0 | 0 | 0
Emission Cost by Reporting Type: PJM_ROM
ReportingType | 2015 | 2020 | 2025 | 2030 | 2035 | 2040
BM | 0 | 0 | 0 | 0 | 0 | 0
CC | 0 | 0 | 0 | 0 | 0 | 0
CSP | 0 | 0 | 0 | 0 | 0 | 0
CT | 0 | 0 | 0 | 0 | 0 | 0
Coal | 14.39 | 0 | 0 | 0 | 0 | 0
Geo | 0 | 0 | 0 | 0 | 0 | 0
H | 0 | 0 | 0 | 0 | 0 | 0
LFG | 0 | 0 | 0 | 0 | 0 | 0
Nuc | 0 | 0 | 0 | 0 | 0 | 0
PS | 0 | 0 | 0 | 0 | 0 | 0
PV | 0 | 0 | 0 | 0 | 0 | 0
PeakG | 0 | 0 | 0 | 0 | 0 | 0
PeakO | 0 | 0 | 0 | 0 | 0 | 0
ST | 0 | 0 | 0 | 0 | 0 | 0
STOG | 0 | 0 | 0 | 0 | 0 | 0
STWD | 0 | 0 | 0 | 0 | 0 | 0
WT | 0 | 0 | 0 | 0 | 0 | 0
IGCC | 0 | 0 | 0 | 0 | 0 | 0
DemandResponse | 0 | 0 | 0 | 0 | 0 | 0
IGCC-CCS | 0 | 0 | 0 | 0 | 0 | 0
WT_off | 0 | 0 | 0 | 0 | 0 | 0
PseudoUnit | 0 | 0 | 0 | 0 | 0 | 0
FixedInterchange | 0 | 0 | 0 | 0 | 0 | 0
Emission Cost by Reporting Type: PJM_ROR
ReportingType | 2015 | 2020 | 2025 | 2030 | 2035 | 2040
BM | 0 | 0 | 0 | 0 | 0 | 0
CC | 0 | 0 | 0 | 0 | 0 | 0
CSP | 0 | 0 | 0 | 0 | 0 | 0
CT | 0 | 0 | 0 | 0 | 0 | 0
Coal | 87.89 | 0 | 0 | 0 | 0 | 0
Geo | 0 | 0 | 0 | 0 | 0 | 0
H | 0 | 0 | 0 | 0 | 0 | 0
LFG | 0 | 0 | 0 | 0 | 0 | 0
Nuc | 0 | 0 | 0 | 0 | 0 | 0
PS | 0 | 0 | 0 | 0 | 0 | 0
PV | 0 | 0 | 0 | 0 | 0 | 0
PeakG | 0 | 0 | 0 | 0 | 0 | 0
PeakO | 0 | 0 | 0 | 0 | 0 | 0
ST | 0 | 0 | 0 | 0 | 0 | 0
STOG | 0 | 0 | 0 | 0 | 0 | 0
STWD | 0 | 0 | 0 | 0 | 0 | 0
WT | 0 | 0 | 0 | 0 | 0 | 0
IGCC | 0 | 0 | 0 | 0 | 0 | 0
DemandResponse | 0 | 0 | 0 | 0 | 0 | 0
IGCC-CCS | 0 | 0 | 0 | 0 | 0 | 0
WT_off | 0 | 0 | 0 | 0 | 0 | 0
PseudoUnit | 0 | 0 | 0 | 0 | 0 | 0
FixedInterchange | 0 | 0 | 0 | 0 | 0 | 0
Emission Cost by Reporting Type: SOCO
ReportingType | 2015 | 2020 | 2025 | 2030 | 2035 | 2040
BM | 0 | 0 | 0 | 0 | 0 | 0
CC | 0 | 0 | 0 | 0 | 0 | 0
CSP | 0 | 0 | 0 | 0 | 0 | 0
CT | 0 | 0 | 0 | 0 | 0 | 0
Coal | 20.67 | 0 | 0 | 0 | 0 | 0
Geo | 0 | 0 | 0 | 0 | 0 | 0
H | 0 | 0 | 0 | 0 | 0 | 0
LFG | 0 | 0 | 0 | 0 | 0 | 0
Nuc | 0 | 0 | 0 | 0 | 0 | 0
PS | 0 | 0 | 0 | 0 | 0 | 0
PV | 0 | 0 | 0 | 0 | 0 | 0
PeakG | 0 | 0 | 0 | 0 | 0 | 0
PeakO | 0 | 0 | 0 | 0 | 0 | 0
ST | 0 | 0 | 0 | 0 | 0 | 0
STOG | 0 | 0 | 0 | 0 | 0 | 0
STWD | 0 | 0 | 0 | 0 | 0 | 0
WT | 0 | 0 | 0 | 0 | 0 | 0
IGCC | 0 | 0 | 0 | 0 | 0 | 0
DemandResponse | 0 | 0 | 0 | 0 | 0 | 0
IGCC-CCS | 0 | 0 | 0 | 0 | 0 | 0
WT_off | 0 | 0 | 0 | 0 | 0 | 0
PseudoUnit | 0 | 0 | 0 | 0 | 0 | 0
FixedInterchange | 0 | 0 | 0 | 0 | 0 | 0
Emission Cost by Reporting Type: SPP_N
ReportingType | 2015 | 2020 | 2025 | 2030 | 2035 | 2040
BM | 0 | 0 | 0 | 0 | 0 | 0
CC | 0 | 0 | 0 | 0 | 0 | 0
CSP | 0 | 0 | 0 | 0 | 0 | 0
CT | 0 | 0 | 0 | 0 | 0 | 0
Coal | 4.58 | 0 | 0 | 0 | 0 | 0
Geo | 0 | 0 | 0 | 0 | 0 | 0
H | 0 | 0 | 0 | 0 | 0 | 0
LFG | 0 | 0 | 0 | 0 | 0 | 0
Nuc | 0 | 0 | 0 | 0 | 0 | 0
PS | 0 | 0 | 0 | 0 | 0 | 0
PV | 0 | 0 | 0 | 0 | 0 | 0
PeakG | 0 | 0 | 0 | 0 | 0 | 0
PeakO | 0 | 0 | 0 | 0 | 0 | 0
ST | 0 | 0 | 0 | 0 | 0 | 0
STOG | 0 | 0 | 0 | 0 | 0 | 0
STWD | 0 | 0 | 0 | 0 | 0 | 0
WT | 0 | 0 | 0 | 0 | 0 | 0
IGCC | 0 | 0 | 0 | 0 | 0 | 0
DemandResponse | 0 | 0 | 0 | 0 | 0 | 0
IGCC-CCS | 0 | 0 | 0 | 0 | 0 | 0
WT_off | 0 | 0 | 0 | 0 | 0 | 0
PseudoUnit | 0 | 0 | 0 | 0 | 0 | 0
FixedInterchange | 0 | 0 | 0 | 0 | 0 | 0
Emission Cost by Reporting Type: SPP_S
ReportingType | 2015 | 2020 | 2025 | 2030 | 2035 | 2040
BM | 0 | 0 | 0 | 0 | 0 | 0
CC | 0 | 0 | 0 | 0 | 0 | 0
CSP | 0 | 0 | 0 | 0 | 0 | 0
CT | 0 | 0 | 0 | 0 | 0 | 0
Coal | 14.2 | 0 | 0 | 0 | 0 | 0
Geo | 0 | 0 | 0 | 0 | 0 | 0
H | 0 | 0 | 0 | 0 | 0 | 0
LFG | 0 | 0 | 0 | 0 | 0 | 0
Nuc | 0 | 0 | 0 | 0 | 0 | 0
PS | 0 | 0 | 0 | 0 | 0 | 0
PV | 0 | 0 | 0 | 0 | 0 | 0
PeakG | 0 | 0 | 0 | 0 | 0 | 0
PeakO | 0 | 0 | 0 | 0 | 0 | 0
ST | 0 | 0 | 0 | 0 | 0 | 0
STOG | 0 | 0 | 0 | 0 | 0 | 0
STWD | 0 | 0 | 0 | 0 | 0 | 0
WT | 0 | 0 | 0 | 0 | 0 | 0
IGCC | 0 | 0 | 0 | 0 | 0 | 0
DemandResponse | 0 | 0 | 0 | 0 | 0 | 0
IGCC-CCS | 0 | 0 | 0 | 0 | 0 | 0
WT_off | 0 | 0 | 0 | 0 | 0 | 0
PseudoUnit | 0 | 0 | 0 | 0 | 0 | 0
FixedInterchange | 0 | 0 | 0 | 0 | 0 | 0
Emission Cost by Reporting Type: TVA
ReportingType | 2015 | 2020 | 2025 | 2030 | 2035 | 2040
BM | 0 | 0 | 0 | 0 | 0 | 0
CC | 0 | 0 | 0 | 0 | 0 | 0
CSP | 0 | 0 | 0 | 0 | 0 | 0
CT | 0 | 0 | 0 | 0 | 0 | 0
Coal | 20.5 | 0 | 0 | 0 | 0 | 0
Geo | 0 | 0 | 0 | 0 | 0 | 0
H | 0 | 0 | 0 | 0 | 0 | 0
LFG | 0 | 0 | 0 | 0 | 0 | 0
Nuc | 0 | 0 | 0 | 0 | 0 | 0
PS | 0 | 0 | 0 | 0 | 0 | 0
PV | 0 | 0 | 0 | 0 | 0 | 0
PeakG | 0 | 0 | 0 | 0 | 0 | 0
PeakO | 0 | 0 | 0 | 0 | 0 | 0
ST | 0 | 0 | 0 | 0 | 0 | 0
STOG | 0 | 0 | 0 | 0 | 0 | 0
STWD | 0 | 0 | 0 | 0 | 0 | 0
WT | 0 | 0 | 0 | 0 | 0 | 0
IGCC | 0 | 0 | 0 | 0 | 0 | 0
DemandResponse | 0 | 0 | 0 | 0 | 0 | 0
IGCC-CCS | 0 | 0 | 0 | 0 | 0 | 0
WT_off | 0 | 0 | 0 | 0 | 0 | 0
PseudoUnit | 0 | 0 | 0 | 0 | 0 | 0
FixedInterchange | 0 | 0 | 0 | 0 | 0 | 0
Emission Cost by Reporting Type: TVA_Transmission
ReportingType | 2015 | 2020 | 2025 | 2030 | 2035 | 2040
BM | 0 | 0 | 0 | 0 | 0 | 0
CC | 0 | 0 | 0 | 0 | 0 | 0
CSP | 0 | 0 | 0 | 0 | 0 | 0
CT | 0 | 0 | 0 | 0 | 0 | 0
Coal | 0 | 0 | 0 | 0 | 0 | 0
Geo | 0 | 0 | 0 | 0 | 0 | 0
H | 0 | 0 | 0 | 0 | 0 | 0
LFG | 0 | 0 | 0 | 0 | 0 | 0
Nuc | 0 | 0 | 0 | 0 | 0 | 0
PS | 0 | 0 | 0 | 0 | 0 | 0
PV | 0 | 0 | 0 | 0 | 0 | 0
PeakG | 0 | 0 | 0 | 0 | 0 | 0
PeakO | 0 | 0 | 0 | 0 | 0 | 0
ST | 0 | 0 | 0 | 0 | 0 | 0
STOG | 0 | 0 | 0 | 0 | 0 | 0
STWD | 0 | 0 | 0 | 0 | 0 | 0
WT | 0 | 0 | 0 | 0 | 0 | 0
IGCC | 0 | 0 | 0 | 0 | 0 | 0
DemandResponse | 0 | 0 | 0 | 0 | 0 | 0
IGCC-CCS | 0 | 0 | 0 | 0 | 0 | 0
WT_off | 0 | 0 | 0 | 0 | 0 | 0
PseudoUnit | 0 | 0 | 0 | 0 | 0 | 0
FixedInterchange | 0 | 0 | 0 | 0 | 0 | 0
Emission Cost by Reporting Type: VACAR
ReportingType | 2015 | 2020 | 2025 | 2030 | 2035 | 2040
BM | 0 | 0 | 0 | 0 | 0 | 0
CC | 0 | 0 | 0 | 0 | 0 | 0
CSP | 0 | 0 | 0 | 0 | 0 | 0
CT | 0 | 0 | 0 | 0 | 0 | 0
Coal | 5.07 | 0 | 0 | 0 | 0 | 0
Geo | 0 | 0 | 0 | 0 | 0 | 0
H | 0 | 0 | 0 | 0 | 0 | 0
LFG | 0 | 0 | 0 | 0 | 0 | 0
Nuc | 0 | 0 | 0 | 0 | 0 | 0
PS | 0 | 0 | 0 | 0 | 0 | 0
PV | 0 | 0 | 0 | 0 | 0 | 0
PeakG | 0 | 0 | 0 | 0 | 0 | 0
PeakO | 0 | 0 | 0 | 0 | 0 | 0
ST | 0 | 0 | 0 | 0 | 0 | 0
STOG | 0 | 0 | 0 | 0 | 0 | 0
STWD | 0 | 0 | 0 | 0 | 0 | 0
WT | 0 | 0 | 0 | 0 | 0 | 0
IGCC | 0 | 0 | 0 | 0 | 0 | 0
DemandResponse | 0 | 0 | 0 | 0 | 0 | 0
IGCC-CCS | 0 | 0 | 0 | 0 | 0 | 0
WT_off | 0 | 0 | 0 | 0 | 0 | 0
PseudoUnit | 0 | 0 | 0 | 0 | 0 | 0
FixedInterchange | 0 | 0 | 0 | 0 | 0 | 0
Emission Cost by Reporting Type: IESO
ReportingType | 2015 | 2020 | 2025 | 2030 | 2035 | 2040
BM | 0 | 0 | 0 | 0 | 0 | 0
CC | 0 | 0 | 0 | 0 | 0 | 0
CSP | 0 | 0 | 0 | 0 | 0 | 0
CT | 0 | 0 | 0 | 0 | 0 | 0
Coal | 0 | 0 | 0 | 0 | 0 | 0
Geo | 0 | 0 | 0 | 0 | 0 | 0
H | 0 | 0 | 0 | 0 | 0 | 0
LFG | 0 | 0 | 0 | 0 | 0 | 0
Nuc | 0 | 0 | 0 | 0 | 0 | 0
PS | 0 | 0 | 0 | 0 | 0 | 0
PV | 0 | 0 | 0 | 0 | 0 | 0
PeakG | 0 | 0 | 0 | 0 | 0 | 0
PeakO | 0 | 0 | 0 | 0 | 0 | 0
ST | 0 | 0 | 0 | 0 | 0 | 0
STOG | 0 | 0 | 0 | 0 | 0 | 0
STWD | 0 | 0 | 0 | 0 | 0 | 0
WT | 0 | 0 | 0 | 0 | 0 | 0
IGCC | 0 | 0 | 0 | 0 | 0 | 0
DemandResponse | 0 | 0 | 0 | 0 | 0 | 0
IGCC-CCS | 0 | 0 | 0 | 0 | 0 | 0
WT_off | 0 | 0 | 0 | 0 | 0 | 0
PseudoUnit | 0 | 0 | 0 | 0 | 0 | 0
FixedInterchange | 0 | 0 | 0 | 0 | 0 | 0
Emission Cost by Reporting Type: MAPP_CA
ReportingType | 2015 | 2020 | 2025 | 2030 | 2035 | 2040
BM | 0 | 0 | 0 | 0 | 0 | 0
CC | 0 | 0 | 0 | 0 | 0 | 0
CSP | 0 | 0 | 0 | 0 | 0 | 0
CT | 0 | 0 | 0 | 0 | 0 | 0
Coal | 0 | 0 | 0 | 0 | 0 | 0
Geo | 0 | 0 | 0 | 0 | 0 | 0
H | 0 | 0 | 0 | 0 | 0 | 0
LFG | 0 | 0 | 0 | 0 | 0 | 0
Nuc | 0 | 0 | 0 | 0 | 0 | 0
PS | 0 | 0 | 0 | 0 | 0 | 0
PV | 0 | 0 | 0 | 0 | 0 | 0
PeakG | 0 | 0 | 0 | 0 | 0 | 0
PeakO | 0 | 0 | 0 | 0 | 0 | 0
ST | 0 | 0 | 0 | 0 | 0 | 0
STOG | 0 | 0 | 0 | 0 | 0 | 0
STWD | 0 | 0 | 0 | 0 | 0 | 0
WT | 0 | 0 | 0 | 0 | 0 | 0
IGCC | 0 | 0 | 0 | 0 | 0 | 0
DemandResponse | 0 | 0 | 0 | 0 | 0 | 0
IGCC-CCS | 0 | 0 | 0 | 0 | 0 | 0
WT_off | 0 | 0 | 0 | 0 | 0 | 0
PseudoUnit | 0 | 0 | 0 | 0 | 0 | 0
FixedInterchange | 0 | 0 | 0 | 0 | 0 | 0
Emission Cost by Reporting Type: AZ_NM_SNV_Coal
ReportingType | 2015 | 2020 | 2025 | 2030 | 2035 | 2040
BM | 0 | 0 | 0 | 0 | 0 | 0
CC | 0 | 0 | 0 | 0 | 0 | 0
CSP | 0 | 0 | 0 | 0 | 0 | 0
CT | 0 | 0 | 0 | 0 | 0 | 0
Coal | 0.78 | 0 | 0 | 0 | 0 | 0
Geo | 0 | 0 | 0 | 0 | 0 | 0
H | 0 | 0 | 0 | 0 | 0 | 0
LFG | 0 | 0 | 0 | 0 | 0 | 0
Nuc | 0 | 0 | 0 | 0 | 0 | 0
PS | 0 | 0 | 0 | 0 | 0 | 0
PV | 0 | 0 | 0 | 0 | 0 | 0
PeakG | 0 | 0 | 0 | 0 | 0 | 0
PeakO | 0 | 0 | 0 | 0 | 0 | 0
ST | 0 | 0 | 0 | 0 | 0 | 0
STOG | 0 | 0 | 0 | 0 | 0 | 0
STWD | 0 | 0 | 0 | 0 | 0 | 0
WT | 0 | 0 | 0 | 0 | 0 | 0
IGCC | 0 | 0 | 0 | 0 | 0 | 0
DemandResponse | 0 | 0 | 0 | 0 | 0 | 0
IGCC-CCS | 0 | 0 | 0 | 0 | 0 | 0
WT_off | 0 | 0 | 0 | 0 | 0 | 0
PseudoUnit | 0 | 0 | 0 | 0 | 0 | 0
FixedInterchange | 0 | 0 | 0 | 0 | 0 | 0
Emission Cost by Reporting Type: AZ_NM_SNV_Gas
ReportingType | 2015 | 2020 | 2025 | 2030 | 2035 | 2040
BM | 0 | 0 | 0 | 0 | 0 | 0
CC | 0 | 0 | 0 | 0 | 0 | 0
CSP | 0 | 0 | 0 | 0 | 0 | 0
CT | 0 | 0 | 0 | 0 | 0 | 0
Coal | 0 | 0 | 0 | 0 | 0 | 0
Geo | 0 | 0 | 0 | 0 | 0 | 0
H | 0 | 0 | 0 | 0 | 0 | 0
LFG | 0 | 0 | 0 | 0 | 0 | 0
Nuc | 0 | 0 | 0 | 0 | 0 | 0
PS | 0 | 0 | 0 | 0 | 0 | 0
PV | 0 | 0 | 0 | 0 | 0 | 0
PeakG | 0 | 0 | 0 | 0 | 0 | 0
PeakO | 0 | 0 | 0 | 0 | 0 | 0
ST | 0 | 0 | 0 | 0 | 0 | 0
STOG | 0 | 0 | 0 | 0 | 0 | 0
STWD | 0 | 0 | 0 | 0 | 0 | 0
WT | 0 | 0 | 0 | 0 | 0 | 0
IGCC | 0 | 0 | 0 | 0 | 0 | 0
DemandResponse | 0 | 0 | 0 | 0 | 0 | 0
IGCC-CCS | 0 | 0 | 0 | 0 | 0 | 0
WT_off | 0 | 0 | 0 | 0 | 0 | 0
PseudoUnit | 0 | 0 | 0 | 0 | 0 | 0
FixedInterchange | 0 | 0 | 0 | 0 | 0 | 0
Emission Cost by Reporting Type: AZ_NM_SNV_NucRenew
ReportingType | 2015 | 2020 | 2025 | 2030 | 2035 | 2040
BM | 0 | 0 | 0 | 0 | 0 | 0
CC | 0 | 0 | 0 | 0 | 0 | 0
CSP | 0 | 0 | 0 | 0 | 0 | 0
CT | 0 | 0 | 0 | 0 | 0 | 0
Coal | 0 | 0 | 0 | 0 | 0 | 0
Geo | 0 | 0 | 0 | 0 | 0 | 0
H | 0 | 0 | 0 | 0 | 0 | 0
LFG | 0 | 0 | 0 | 0 | 0 | 0
Nuc | 0 | 0 | 0 | 0 | 0 | 0
PS | 0 | 0 | 0 | 0 | 0 | 0
PV | 0 | 0 | 0 | 0 | 0 | 0
PeakG | 0 | 0 | 0 | 0 | 0 | 0
PeakO | 0 | 0 | 0 | 0 | 0 | 0
ST | 0 | 0 | 0 | 0 | 0 | 0
STOG | 0 | 0 | 0 | 0 | 0 | 0
STWD | 0 | 0 | 0 | 0 | 0 | 0
WT | 0 | 0 | 0 | 0 | 0 | 0
IGCC | 0 | 0 | 0 | 0 | 0 | 0
DemandResponse | 0 | 0 | 0 | 0 | 0 | 0
IGCC-CCS | 0 | 0 | 0 | 0 | 0 | 0
WT_off | 0 | 0 | 0 | 0 | 0 | 0
PseudoUnit | 0 | 0 | 0 | 0 | 0 | 0
FixedInterchange | 0 | 0 | 0 | 0 | 0 | 0
Emission Cost by Reporting Type: ERCOT
ReportingType | 2015 | 2020 | 2025 | 2030 | 2035 | 2040
BM | 0 | 0 | 0 | 0 | 0 | 0
CC | 0 | 0 | 0 | 0 | 0 | 0
CSP | 0 | 0 | 0 | 0 | 0 | 0
CT | 0 | 0 | 0 | 0 | 0 | 0
Coal | 9.04 | 0 | 0 | 0 | 0 | 0
Geo | 0 | 0 | 0 | 0 | 0 | 0
H | 0 | 0 | 0 | 0 | 0 | 0
LFG | 0 | 0 | 0 | 0 | 0 | 0
Nuc | 0 | 0 | 0 | 0 | 0 | 0
PS | 0 | 0 | 0 | 0 | 0 | 0
PV | 0 | 0 | 0 | 0 | 0 | 0
PeakG | 0 | 0 | 0 | 0 | 0 | 0
PeakO | 0 | 0 | 0 | 0 | 0 | 0
ST | 0 | 0 | 0 | 0 | 0 | 0
STOG | 0 | 0 | 0 | 0 | 0 | 0
STWD | 0 | 0 | 0 | 0 | 0 | 0
WT | 0 | 0 | 0 | 0 | 0 | 0
IGCC | 0 | 0 | 0 | 0 | 0 | 0
DemandResponse | 0 | 0 | 0 | 0 | 0 | 0
IGCC-CCS | 0 | 0 | 0 | 0 | 0 | 0
WT_off | 0 | 0 | 0 | 0 | 0 | 0
PseudoUnit | 0 | 0 | 0 | 0 | 0 | 0
FixedInterchange | 0 | 0 | 0 | 0 | 0 | 0
Emission Cost by Reporting Type: NP15
ReportingType | 2015 | 2020 | 2025 | 2030 | 2035 | 2040
BM | 0 | 0 | 0 | 0 | 0 | 0
CC | 0 | 0 | 0 | 0 | 0 | 0
CSP | 0 | 0 | 0 | 0 | 0 | 0
CT | 0 | 0 | 0 | 0 | 0 | 0
Coal | 0.3 | 0 | 0 | 0 | 0 | 0
Geo | 0 | 0 | 0 | 0 | 0 | 0
H | 0 | 0 | 0 | 0 | 0 | 0
LFG | 0 | 0 | 0 | 0 | 0 | 0
Nuc | 0 | 0 | 0 | 0 | 0 | 0
PS | 0 | 0 | 0 | 0 | 0 | 0
PV | 0 | 0 | 0 | 0 | 0 | 0
PeakG | 0 | 0 | 0 | 0 | 0 | 0
PeakO | 0 | 0 | 0 | 0 | 0 | 0
ST | 0 | 0 | 0 | 0 | 0 | 0
STOG | 0 | 0 | 0 | 0 | 0 | 0
STWD | 0 | 0 | 0 | 0 | 0 | 0
WT | 0 | 0 | 0 | 0 | 0 | 0
IGCC | 0 | 0 | 0 | 0 | 0 | 0
DemandResponse | 0 | 0 | 0 | 0 | 0 | 0
IGCC-CCS | 0 | 0 | 0 | 0 | 0 | 0
WT_off | 0 | 0 | 0 | 0 | 0 | 0
PseudoUnit | 0 | 0 | 0 | 0 | 0 | 0
FixedInterchange | 0 | 0 | 0 | 0 | 0 | 0
Emission Cost by Reporting Type: NWPP_Coal
ReportingType | 2015 | 2020 | 2025 | 2030 | 2035 | 2040
BM | 0 | 0 | 0 | 0 | 0 | 0
CC | 0 | 0 | 0 | 0 | 0 | 0
CSP | 0 | 0 | 0 | 0 | 0 | 0
CT | 0 | 0 | 0 | 0 | 0 | 0
Coal | 2.66 | 0 | 0 | 0 | 0 | 0
Geo | 0 | 0 | 0 | 0 | 0 | 0
H | 0 | 0 | 0 | 0 | 0 | 0
LFG | 0 | 0 | 0 | 0 | 0 | 0
Nuc | 0 | 0 | 0 | 0 | 0 | 0
PS | 0 | 0 | 0 | 0 | 0 | 0
PV | 0 | 0 | 0 | 0 | 0 | 0
PeakG | 0 | 0 | 0 | 0 | 0 | 0
PeakO | 0 | 0 | 0 | 0 | 0 | 0
ST | 0 | 0 | 0 | 0 | 0 | 0
STOG | 0 | 0 | 0 | 0 | 0 | 0
STWD | 0 | 0 | 0 | 0 | 0 | 0
WT | 0 | 0 | 0 | 0 | 0 | 0
IGCC | 0 | 0 | 0 | 0 | 0 | 0
DemandResponse | 0 | 0 | 0 | 0 | 0 | 0
IGCC-CCS | 0 | 0 | 0 | 0 | 0 | 0
WT_off | 0 | 0 | 0 | 0 | 0 | 0
PseudoUnit | 0 | 0 | 0 | 0 | 0 | 0
FixedInterchange | 0 | 0 | 0 | 0 | 0 | 0
Emission Cost by Reporting Type: NWPP_Gas
ReportingType | 2015 | 2020 | 2025 | 2030 | 2035 | 2040
BM | 0 | 0 | 0 | 0 | 0 | 0
CC | 0 | 0 | 0 | 0 | 0 | 0
CSP | 0 | 0 | 0 | 0 | 0 | 0
CT | 0 | 0 | 0 | 0 | 0 | 0
Coal | 0 | 0 | 0 | 0 | 0 | 0
Geo | 0 | 0 | 0 | 0 | 0 | 0
H | 0 | 0 | 0 | 0 | 0 | 0
LFG | 0 | 0 | 0 | 0 | 0 | 0
Nuc | 0 | 0 | 0 | 0 | 0 | 0
PS | 0 | 0 | 0 | 0 | 0 | 0
PV | 0 | 0 | 0 | 0 | 0 | 0
PeakG | 0 | 0 | 0 | 0 | 0 | 0
PeakO | 0 | 0 | 0 | 0 | 0 | 0
ST | 0 | 0 | 0 | 0 | 0 | 0
STOG | 0 | 0 | 0 | 0 | 0 | 0
STWD | 0 | 0 | 0 | 0 | 0 | 0
WT | 0 | 0 | 0 | 0 | 0 | 0
IGCC | 0 | 0 | 0 | 0 | 0 | 0
DemandResponse | 0 | 0 | 0 | 0 | 0 | 0
IGCC-CCS | 0 | 0 | 0 | 0 | 0 | 0
WT_off | 0 | 0 | 0 | 0 | 0 | 0
PseudoUnit | 0 | 0 | 0 | 0 | 0 | 0
FixedInterchange | 0 | 0 | 0 | 0 | 0 | 0
Emission Cost by Reporting Type: NWPP_NucRenew
ReportingType | 2015 | 2020 | 2025 | 2030 | 2035 | 2040
BM | 0 | 0 | 0 | 0 | 0 | 0
CC | 0 | 0 | 0 | 0 | 0 | 0
CSP | 0 | 0 | 0 | 0 | 0 | 0
CT | 0 | 0 | 0 | 0 | 0 | 0
Coal | 0 | 0 | 0 | 0 | 0 | 0
Geo | 0 | 0 | 0 | 0 | 0 | 0
H | 0 | 0 | 0 | 0 | 0 | 0
LFG | 0 | 0 | 0 | 0 | 0 | 0
Nuc | 0 | 0 | 0 | 0 | 0 | 0
PS | 0 | 0 | 0 | 0 | 0 | 0
PV | 0 | 0 | 0 | 0 | 0 | 0
PeakG | 0 | 0 | 0 | 0 | 0 | 0
PeakO | 0 | 0 | 0 | 0 | 0 | 0
ST | 0 | 0 | 0 | 0 | 0 | 0
STOG | 0 | 0 | 0 | 0 | 0 | 0
STWD | 0 | 0 | 0 | 0 | 0 | 0
WT | 0 | 0 | 0 | 0 | 0 | 0
IGCC | 0 | 0 | 0 | 0 | 0 | 0
DemandResponse | 0 | 0 | 0 | 0 | 0 | 0
IGCC-CCS | 0 | 0 | 0 | 0 | 0 | 0
WT_off | 0 | 0 | 0 | 0 | 0 | 0
PseudoUnit | 0 | 0 | 0 | 0 | 0 | 0
FixedInterchange | 0 | 0 | 0 | 0 | 0 | 0
Emission Cost by Reporting Type: RMPA
ReportingType | 2015 | 2020 | 2025 | 2030 | 2035 | 2040
BM | 0 | 0 | 0 | 0 | 0 | 0
CC | 0 | 0 | 0 | 0 | 0 | 0
CSP | 0 | 0 | 0 | 0 | 0 | 0
CT | 0 | 0 | 0 | 0 | 0 | 0
Coal | 1.85 | 0 | 0 | 0 | 0 | 0
Geo | 0 | 0 | 0 | 0 | 0 | 0
H | 0 | 0 | 0 | 0 | 0 | 0
LFG | 0 | 0 | 0 | 0 | 0 | 0
Nuc | 0 | 0 | 0 | 0 | 0 | 0
PS | 0 | 0 | 0 | 0 | 0 | 0
PV | 0 | 0 | 0 | 0 | 0 | 0
PeakG | 0 | 0 | 0 | 0 | 0 | 0
PeakO | 0 | 0 | 0 | 0 | 0 | 0
ST | 0 | 0 | 0 | 0 | 0 | 0
STOG | 0 | 0 | 0 | 0 | 0 | 0
STWD | 0 | 0 | 0 | 0 | 0 | 0
WT | 0 | 0 | 0 | 0 | 0 | 0
IGCC | 0 | 0 | 0 | 0 | 0 | 0
DemandResponse | 0 | 0 | 0 | 0 | 0 | 0
IGCC-CCS | 0 | 0 | 0 | 0 | 0 | 0
WT_off | 0 | 0 | 0 | 0 | 0 | 0
PseudoUnit | 0 | 0 | 0 | 0 | 0 | 0
FixedInterchange | 0 | 0 | 0 | 0 | 0 | 0
Emission Cost by Reporting Type: SP15
ReportingType | 2015 | 2020 | 2025 | 2030 | 2035 | 2040
BM | 0 | 0 | 0 | 0 | 0 | 0
CC | 0 | 0 | 0 | 0 | 0 | 0
CSP | 0 | 0 | 0 | 0 | 0 | 0
CT | 0 | 0 | 0 | 0 | 0 | 0
Coal | 0.16 | 0 | 0 | 0 | 0 | 0
Geo | 0 | 0 | 0 | 0 | 0 | 0
H | 0 | 0 | 0 | 0 | 0 | 0
LFG | 0 | 0 | 0 | 0 | 0 | 0
Nuc | 0 | 0 | 0 | 0 | 0 | 0
PS | 0 | 0 | 0 | 0 | 0 | 0
PV | 0 | 0 | 0 | 0 | 0 | 0
PeakG | 0 | 0 | 0 | 0 | 0 | 0
PeakO | 0 | 0 | 0 | 0 | 0 | 0
ST | 0 | 0 | 0 | 0 | 0 | 0
STOG | 0 | 0 | 0 | 0 | 0 | 0
STWD | 0 | 0 | 0 | 0 | 0 | 0
WT | 0 | 0 | 0 | 0 | 0 | 0
IGCC | 0 | 0 | 0 | 0 | 0 | 0
DemandResponse | 0 | 0 | 0 | 0 | 0 | 0
IGCC-CCS | 0 | 0 | 0 | 0 | 0 | 0
WT_off | 0 | 0 | 0 | 0 | 0 | 0
PseudoUnit | 0 | 0 | 0 | 0 | 0 | 0
FixedInterchange | 0 | 0 | 0 | 0 | 0 | 0
Emission Cost by Reporting Type: ALB
ReportingType | 2015 | 2020 | 2025 | 2030 | 2035 | 2040
BM | 0 | 0 | 0 | 0 | 0 | 0
CC | 0 | 0 | 0 | 0 | 0 | 0
CSP | 0 | 0 | 0 | 0 | 0 | 0
CT | 0 | 0 | 0 | 0 | 0 | 0
Coal | 0 | 0 | 0 | 0 | 0 | 0
Geo | 0 | 0 | 0 | 0 | 0 | 0
H | 0 | 0 | 0 | 0 | 0 | 0
LFG | 0 | 0 | 0 | 0 | 0 | 0
Nuc | 0 | 0 | 0 | 0 | 0 | 0
PS | 0 | 0 | 0 | 0 | 0 | 0
PV | 0 | 0 | 0 | 0 | 0 | 0
PeakG | 0 | 0 | 0 | 0 | 0 | 0
PeakO | 0 | 0 | 0 | 0 | 0 | 0
ST | 0 | 0 | 0 | 0 | 0 | 0
STOG | 0 | 0 | 0 | 0 | 0 | 0
STWD | 0 | 0 | 0 | 0 | 0 | 0
WT | 0 | 0 | 0 | 0 | 0 | 0
IGCC | 0 | 0 | 0 | 0 | 0 | 0
DemandResponse | 0 | 0 | 0 | 0 | 0 | 0
IGCC-CCS | 0 | 0 | 0 | 0 | 0 | 0
WT_off | 0 | 0 | 0 | 0 | 0 | 0
PseudoUnit | 0 | 0 | 0 | 0 | 0 | 0
FixedInterchange | 0 | 0 | 0 | 0 | 0 | 0
Emission Cost by Reporting Type: BC
ReportingType | 2015 | 2020 | 2025 | 2030 | 2035 | 2040
BM | 0 | 0 | 0 | 0 | 0 | 0
CC | 0 | 0 | 0 | 0 | 0 | 0
CSP | 0 | 0 | 0 | 0 | 0 | 0
CT | 0 | 0 | 0 | 0 | 0 | 0
Coal | 0 | 0 | 0 | 0 | 0 | 0
Geo | 0 | 0 | 0 | 0 | 0 | 0
H | 0 | 0 | 0 | 0 | 0 | 0
LFG | 0 | 0 | 0 | 0 | 0 | 0
Nuc | 0 | 0 | 0 | 0 | 0 | 0
PS | 0 | 0 | 0 | 0 | 0 | 0
PV | 0 | 0 | 0 | 0 | 0 | 0
PeakG | 0 | 0 | 0 | 0 | 0 | 0
PeakO | 0 | 0 | 0 | 0 | 0 | 0
ST | 0 | 0 | 0 | 0 | 0 | 0
STOG | 0 | 0 | 0 | 0 | 0 | 0
STWD | 0 | 0 | 0 | 0 | 0 | 0
WT | 0 | 0 | 0 | 0 | 0 | 0
IGCC | 0 | 0 | 0 | 0 | 0 | 0
DemandResponse | 0 | 0 | 0 | 0 | 0 | 0
IGCC-CCS | 0 | 0 | 0 | 0 | 0 | 0
WT_off | 0 | 0 | 0 | 0 | 0 | 0
PseudoUnit | 0 | 0 | 0 | 0 | 0 | 0
FixedInterchange | 0 | 0 | 0 | 0 | 0 | 0
Emission Cost by Reporting Type: HQ_IESO
ReportingType | 2015 | 2020 | 2025 | 2030 | 2035 | 2040
BM | 0 | 0 | 0 | 0 | 0 | 0
CC | 0 | 0 | 0 | 0 | 0 | 0
CSP | 0 | 0 | 0 | 0 | 0 | 0
CT | 0 | 0 | 0 | 0 | 0 | 0
Coal | 0 | 0 | 0 | 0 | 0 | 0
Geo | 0 | 0 | 0 | 0 | 0 | 0
H | 0 | 0 | 0 | 0 | 0 | 0
LFG | 0 | 0 | 0 | 0 | 0 | 0
Nuc | 0 | 0 | 0 | 0 | 0 | 0
PS | 0 | 0 | 0 | 0 | 0 | 0
PV | 0 | 0 | 0 | 0 | 0 | 0
PeakG | 0 | 0 | 0 | 0 | 0 | 0
PeakO | 0 | 0 | 0 | 0 | 0 | 0
ST | 0 | 0 | 0 | 0 | 0 | 0
STOG | 0 | 0 | 0 | 0 | 0 | 0
STWD | 0 | 0 | 0 | 0 | 0 | 0
WT | 0 | 0 | 0 | 0 | 0 | 0
IGCC | 0 | 0 | 0 | 0 | 0 | 0
DemandResponse | 0 | 0 | 0 | 0 | 0 | 0
IGCC-CCS | 0 | 0 | 0 | 0 | 0 | 0
WT_off | 0 | 0 | 0 | 0 | 0 | 0
PseudoUnit | 0 | 0 | 0 | 0 | 0 | 0
FixedInterchange | 0 | 0 | 0 | 0 | 0 | 0
Emission Cost by Reporting Type: HQ_NEISO
ReportingType | 2015 | 2020 | 2025 | 2030 | 2035 | 2040
BM | 0 | 0 | 0 | 0 | 0 | 0
CC | 0 | 0 | 0 | 0 | 0 | 0
CSP | 0 | 0 | 0 | 0 | 0 | 0
CT | 0 | 0 | 0 | 0 | 0 | 0
Coal | 0 | 0 | 0 | 0 | 0 | 0
Geo | 0 | 0 | 0 | 0 | 0 | 0
H | 0 | 0 | 0 | 0 | 0 | 0
LFG | 0 | 0 | 0 | 0 | 0 | 0
Nuc | 0 | 0 | 0 | 0 | 0 | 0
PS | 0 | 0 | 0 | 0 | 0 | 0
PV | 0 | 0 | 0 | 0 | 0 | 0
PeakG | 0 | 0 | 0 | 0 | 0 | 0
PeakO | 0 | 0 | 0 | 0 | 0 | 0
ST | 0 | 0 | 0 | 0 | 0 | 0
STOG | 0 | 0 | 0 | 0 | 0 | 0
STWD | 0 | 0 | 0 | 0 | 0 | 0
WT | 0 | 0 | 0 | 0 | 0 | 0
IGCC | 0 | 0 | 0 | 0 | 0 | 0
DemandResponse | 0 | 0 | 0 | 0 | 0 | 0
IGCC-CCS | 0 | 0 | 0 | 0 | 0 | 0
WT_off | 0 | 0 | 0 | 0 | 0 | 0
PseudoUnit | 0 | 0 | 0 | 0 | 0 | 0
FixedInterchange | 0 | 0 | 0 | 0 | 0 | 0
Emission Cost by Reporting Type: HQ_NY
ReportingType | 2015 | 2020 | 2025 | 2030 | 2035 | 2040
BM | 0 | 0 | 0 | 0 | 0 | 0
CC | 0 | 0 | 0 | 0 | 0 | 0
CSP | 0 | 0 | 0 | 0 | 0 | 0
CT | 0 | 0 | 0 | 0 | 0 | 0
Coal | 0 | 0 | 0 | 0 | 0 | 0
Geo | 0 | 0 | 0 | 0 | 0 | 0
H | 0 | 0 | 0 | 0 | 0 | 0
LFG | 0 | 0 | 0 | 0 | 0 | 0
Nuc | 0 | 0 | 0 | 0 | 0 | 0
PS | 0 | 0 | 0 | 0 | 0 | 0
PV | 0 | 0 | 0 | 0 | 0 | 0
PeakG | 0 | 0 | 0 | 0 | 0 | 0
PeakO | 0 | 0 | 0 | 0 | 0 | 0
ST | 0 | 0 | 0 | 0 | 0 | 0
STOG | 0 | 0 | 0 | 0 | 0 | 0
STWD | 0 | 0 | 0 | 0 | 0 | 0
WT | 0 | 0 | 0 | 0 | 0 | 0
IGCC | 0 | 0 | 0 | 0 | 0 | 0
DemandResponse | 0 | 0 | 0 | 0 | 0 | 0
IGCC-CCS | 0 | 0 | 0 | 0 | 0 | 0
WT_off | 0 | 0 | 0 | 0 | 0 | 0
PseudoUnit | 0 | 0 | 0 | 0 | 0 | 0
FixedInterchange | 0 | 0 | 0 | 0 | 0 | 0
Emission Cost by Reporting Type: MARITIMES
ReportingType | 2015 | 2020 | 2025 | 2030 | 2035 | 2040
BM | 0 | 0 | 0 | 0 | 0 | 0
CC | 0 | 0 | 0 | 0 | 0 | 0
CSP | 0 | 0 | 0 | 0 | 0 | 0
CT | 0 | 0 | 0 | 0 | 0 | 0
Coal | 0 | 0 | 0 | 0 | 0 | 0
Geo | 0 | 0 | 0 | 0 | 0 | 0
H | 0 | 0 | 0 | 0 | 0 | 0
LFG | 0 | 0 | 0 | 0 | 0 | 0
Nuc | 0 | 0 | 0 | 0 | 0 | 0
PS | 0 | 0 | 0 | 0 | 0 | 0
PV | 0 | 0 | 0 | 0 | 0 | 0
PeakG | 0 | 0 | 0 | 0 | 0 | 0
PeakO | 0 | 0 | 0 | 0 | 0 | 0
ST | 0 | 0 | 0 | 0 | 0 | 0
STOG | 0 | 0 | 0 | 0 | 0 | 0
STWD | 0 | 0 | 0 | 0 | 0 | 0
WT | 0 | 0 | 0 | 0 | 0 | 0
IGCC | 0 | 0 | 0 | 0 | 0 | 0
DemandResponse | 0 | 0 | 0 | 0 | 0 | 0
IGCC-CCS | 0 | 0 | 0 | 0 | 0 | 0
WT_off | 0 | 0 | 0 | 0 | 0 | 0
PseudoUnit | 0 | 0 | 0 | 0 | 0 | 0
FixedInterchange | 0 | 0 | 0 | 0 | 0 | 0
Emission Cost by Reporting Type: All
ReportingType | 2015 | 2020 | 2025 | 2030 | 2035 | 2040
BM | 0 | 0 | 0 | 0 | 0 | 0
CC | 0 | 0 | 0 | 0 | 0 | 0
CSP | 0 | 0 | 0 | 0 | 0 | 0
CT | 0 | 0 | 0 | 0 | 0 | 0
Coal | 314.59 | 0 | 0 | 0 | 0 | 0
Geo | 0 | 0 | 0 | 0 | 0 | 0
H | 0 | 0 | 0 | 0 | 0 | 0
LFG | 0 | 0 | 0 | 0 | 0 | 0
Nuc | 0 | 0 | 0 | 0 | 0 | 0
PS | 0 | 0 | 0 | 0 | 0 | 0
PV | 0 | 0 | 0 | 0 | 0 | 0
PeakG | 0 | 0 | 0 | 0 | 0 | 0
PeakO | 0 | 0 | 0 | 0 | 0 | 0
ST | 0 | 0 | 0 | 0 | 0 | 0
STOG | 0 | 0 | 0 | 0 | 0 | 0
STWD | 0 | 0 | 0 | 0 | 0 | 0
WT | 0 | 0 | 0 | 0 | 0 | 0
IGCC | 0.19 | 0 | 0 | 0 | 0 | 0
DemandResponse | 0 | 0 | 0 | 0 | 0 | 0
IGCC-CCS | 0 | 0 | 0 | 0 | 0 | 0
WT_off | 0 | 0 | 0 | 0 | 0 | 0
PseudoUnit | 0 | 0 | 0 | 0 | 0 | 0
FixedInterchange | 0 | 0 | 0 | 0 | 0 | 0
Emission Cost by Reporting Type: EI_US
ReportingType | 2015 | 2020 | 2025 | 2030 | 2035 | 2040
BM | 0 | 0 | 0 | 0 | 0 | 0
CC | 0 | 0 | 0 | 0 | 0 | 0
CSP | 0 | 0 | 0 | 0 | 0 | 0
CT | 0 | 0 | 0 | 0 | 0 | 0
Coal | 299.79 | 0 | 0 | 0 | 0 | 0
Geo | 0 | 0 | 0 | 0 | 0 | 0
H | 0 | 0 | 0 | 0 | 0 | 0
LFG | 0 | 0 | 0 | 0 | 0 | 0
Nuc | 0 | 0 | 0 | 0 | 0 | 0
PS | 0 | 0 | 0 | 0 | 0 | 0
PV | 0 | 0 | 0 | 0 | 0 | 0
PeakG | 0 | 0 | 0 | 0 | 0 | 0
PeakO | 0 | 0 | 0 | 0 | 0 | 0
ST | 0 | 0 | 0 | 0 | 0 | 0
STOG | 0 | 0 | 0 | 0 | 0 | 0
STWD | 0 | 0 | 0 | 0 | 0 | 0
WT | 0 | 0 | 0 | 0 | 0 | 0
IGCC | 0.19 | 0 | 0 | 0 | 0 | 0
DemandResponse | 0 | 0 | 0 | 0 | 0 | 0
IGCC-CCS | 0 | 0 | 0 | 0 | 0 | 0
WT_off | 0 | 0 | 0 | 0 | 0 | 0
PseudoUnit | 0 | 0 | 0 | 0 | 0 | 0
FixedInterchange | 0 | 0 | 0 | 0 | 0 | 0
Emission Cost by Reporting Type: EI_Canada
ReportingType | 2015 | 2020 | 2025 | 2030 | 2035 | 2040
BM | 0 | 0 | 0 | 0 | 0 | 0
CC | 0 | 0 | 0 | 0 | 0 | 0
CSP | 0 | 0 | 0 | 0 | 0 | 0
CT | 0 | 0 | 0 | 0 | 0 | 0
Coal | 0 | 0 | 0 | 0 | 0 | 0
Geo | 0 | 0 | 0 | 0 | 0 | 0
H | 0 | 0 | 0 | 0 | 0 | 0
LFG | 0 | 0 | 0 | 0 | 0 | 0
Nuc | 0 | 0 | 0 | 0 | 0 | 0
PS | 0 | 0 | 0 | 0 | 0 | 0
PV | 0 | 0 | 0 | 0 | 0 | 0
PeakG | 0 | 0 | 0 | 0 | 0 | 0
PeakO | 0 | 0 | 0 | 0 | 0 | 0
ST | 0 | 0 | 0 | 0 | 0 | 0
STOG | 0 | 0 | 0 | 0 | 0 | 0
STWD | 0 | 0 | 0 | 0 | 0 | 0
WT | 0 | 0 | 0 | 0 | 0 | 0
IGCC | 0 | 0 | 0 | 0 | 0 | 0
DemandResponse | 0 | 0 | 0 | 0 | 0 | 0
IGCC-CCS | 0 | 0 | 0 | 0 | 0 | 0
WT_off | 0 | 0 | 0 | 0 | 0 | 0
PseudoUnit | 0 | 0 | 0 | 0 | 0 | 0
FixedInterchange | 0 | 0 | 0 | 0 | 0 | 0
Emission Cost by Reporting Type: EI
ReportingType | 2015 | 2020 | 2025 | 2030 | 2035 | 2040
BM | 0 | 0 | 0 | 0 | 0 | 0
CC | 0 | 0 | 0 | 0 | 0 | 0
CSP | 0 | 0 | 0 | 0 | 0 | 0
CT | 0 | 0 | 0 | 0 | 0 | 0
Coal | 299.79 | 0 | 0 | 0 | 0 | 0
Geo | 0 | 0 | 0 | 0 | 0 | 0
H | 0 | 0 | 0 | 0 | 0 | 0
LFG | 0 | 0 | 0 | 0 | 0 | 0
Nuc | 0 | 0 | 0 | 0 | 0 | 0
PS | 0 | 0 | 0 | 0 | 0 | 0
PV | 0 | 0 | 0 | 0 | 0 | 0
PeakG | 0 | 0 | 0 | 0 | 0 | 0
PeakO | 0 | 0 | 0 | 0 | 0 | 0
ST | 0 | 0 | 0 | 0 | 0 | 0
STOG | 0 | 0 | 0 | 0 | 0 | 0
STWD | 0 | 0 | 0 | 0 | 0 | 0
WT | 0 | 0 | 0 | 0 | 0 | 0
IGCC | 0.19 | 0 | 0 | 0 | 0 | 0
DemandResponse | 0 | 0 | 0 | 0 | 0 | 0
IGCC-CCS | 0 | 0 | 0 | 0 | 0 | 0
WT_off | 0 | 0 | 0 | 0 | 0 | 0
PseudoUnit | 0 | 0 | 0 | 0 | 0 | 0
FixedInterchange | 0 | 0 | 0 | 0 | 0 | 0
Emission Cost by Reporting Type: Outside_EI
ReportingType | 2015 | 2020 | 2025 | 2030 | 2035 | 2040
BM | 0 | 0 | 0 | 0 | 0 | 0
CC | 0 | 0 | 0 | 0 | 0 | 0
CSP | 0 | 0 | 0 | 0 | 0 | 0
CT | 0 | 0 | 0 | 0 | 0 | 0
Coal | 14.8 | 0 | 0 | 0 | 0 | 0
Geo | 0 | 0 | 0 | 0 | 0 | 0
H | 0 | 0 | 0 | 0 | 0 | 0
LFG | 0 | 0 | 0 | 0 | 0 | 0
Nuc | 0 | 0 | 0 | 0 | 0 | 0
PS | 0 | 0 | 0 | 0 | 0 | 0
PV | 0 | 0 | 0 | 0 | 0 | 0
PeakG | 0 | 0 | 0 | 0 | 0 | 0
PeakO | 0 | 0 | 0 | 0 | 0 | 0
ST | 0 | 0 | 0 | 0 | 0 | 0
STOG | 0 | 0 | 0 | 0 | 0 | 0
STWD | 0 | 0 | 0 | 0 | 0 | 0
WT | 0 | 0 | 0 | 0 | 0 | 0
IGCC | 0 | 0 | 0 | 0 | 0 | 0
DemandResponse | 0 | 0 | 0 | 0 | 0 | 0
IGCC-CCS | 0 | 0 | 0 | 0 | 0 | 0
WT_off | 0 | 0 | 0 | 0 | 0 | 0
PseudoUnit | 0 | 0 | 0 | 0 | 0 | 0
FixedInterchange | 0 | 0 | 0 | 0 | 0 | 0
==== Emission Program: CAIRNoxSeasonal : (NOx) ====
Emission Cost by Reporting Type: Entergy
ReportingType | 2015 | 2020 | 2025 | 2030 | 2035 | 2040
BM | 0 | 0 | 0 | 0 | 0 | 0
CC | 0 | 0 | 0 | 0 | 0 | 0
CSP | 0 | 0 | 0 | 0 | 0 | 0
CT | 0 | 0 | 0 | 0 | 0 | 0
Coal | 0 | 0 | 0 | 0 | 0 | 0
Geo | 0 | 0 | 0 | 0 | 0 | 0
H | 0 | 0 | 0 | 0 | 0 | 0
LFG | 0 | 0 | 0 | 0 | 0 | 0
Nuc | 0 | 0 | 0 | 0 | 0 | 0
PS | 0 | 0 | 0 | 0 | 0 | 0
PV | 0 | 0 | 0 | 0 | 0 | 0
PeakG | 0 | 0 | 0 | 0 | 0 | 0
PeakO | 0 | 0 | 0 | 0 | 0 | 0
ST | 0 | 0 | 0 | 0 | 0 | 0
STOG | 0 | 0 | 0 | 0 | 0 | 0
STWD | 0 | 0 | 0 | 0 | 0 | 0
WT | 0 | 0 | 0 | 0 | 0 | 0
IGCC | 0 | 0 | 0 | 0 | 0 | 0
DemandResponse | 0 | 0 | 0 | 0 | 0 | 0
IGCC-CCS | 0 | 0 | 0 | 0 | 0 | 0
WT_off | 0 | 0 | 0 | 0 | 0 | 0
PseudoUnit | 0 | 0 | 0 | 0 | 0 | 0
FixedInterchange | 0 | 0 | 0 | 0 | 0 | 0
Emission Cost by Reporting Type: FRCC
ReportingType | 2015 | 2020 | 2025 | 2030 | 2035 | 2040
BM | 0 | 0 | 0 | 0 | 0 | 0
CC | 0 | 0 | 0 | 0 | 0 | 0
CSP | 0 | 0 | 0 | 0 | 0 | 0
CT | 0 | 0 | 0 | 0 | 0 | 0
Coal | 0 | 0 | 0 | 0 | 0 | 0
Geo | 0 | 0 | 0 | 0 | 0 | 0
H | 0 | 0 | 0 | 0 | 0 | 0
LFG | 0 | 0 | 0 | 0 | 0 | 0
Nuc | 0 | 0 | 0 | 0 | 0 | 0
PS | 0 | 0 | 0 | 0 | 0 | 0
PV | 0 | 0 | 0 | 0 | 0 | 0
PeakG | 0 | 0 | 0 | 0 | 0 | 0
PeakO | 0 | 0 | 0 | 0 | 0 | 0
ST | 0 | 0 | 0 | 0 | 0 | 0
STOG | 0 | 0 | 0 | 0 | 0 | 0
STWD | 0 | 0 | 0 | 0 | 0 | 0
WT | 0 | 0 | 0 | 0 | 0 | 0
IGCC | 0 | 0 | 0 | 0 | 0 | 0
DemandResponse | 0 | 0 | 0 | 0 | 0 | 0
IGCC-CCS | 0 | 0 | 0 | 0 | 0 | 0
WT_off | 0 | 0 | 0 | 0 | 0 | 0
PseudoUnit | 0 | 0 | 0 | 0 | 0 | 0
FixedInterchange | 0 | 0 | 0 | 0 | 0 | 0
Emission Cost by Reporting Type: MAPP_US
ReportingType | 2015 | 2020 | 2025 | 2030 | 2035 | 2040
BM | 0 | 0 | 0 | 0 | 0 | 0
CC | 0 | 0 | 0 | 0 | 0 | 0
CSP | 0 | 0 | 0 | 0 | 0 | 0
CT | 0 | 0 | 0 | 0 | 0 | 0
Coal | 0 | 0 | 0 | 0 | 0 | 0
Geo | 0 | 0 | 0 | 0 | 0 | 0
H | 0 | 0 | 0 | 0 | 0 | 0
LFG | 0 | 0 | 0 | 0 | 0 | 0
Nuc | 0 | 0 | 0 | 0 | 0 | 0
PS | 0 | 0 | 0 | 0 | 0 | 0
PV | 0 | 0 | 0 | 0 | 0 | 0
PeakG | 0 | 0 | 0 | 0 | 0 | 0
PeakO | 0 | 0 | 0 | 0 | 0 | 0
ST | 0 | 0 | 0 | 0 | 0 | 0
STOG | 0 | 0 | 0 | 0 | 0 | 0
STWD | 0 | 0 | 0 | 0 | 0 | 0
WT | 0 | 0 | 0 | 0 | 0 | 0
IGCC | 0 | 0 | 0 | 0 | 0 | 0
DemandResponse | 0 | 0 | 0 | 0 | 0 | 0
IGCC-CCS | 0 | 0 | 0 | 0 | 0 | 0
WT_off | 0 | 0 | 0 | 0 | 0 | 0
PseudoUnit | 0 | 0 | 0 | 0 | 0 | 0
FixedInterchange | 0 | 0 | 0 | 0 | 0 | 0
Emission Cost by Reporting Type: MISO_IN
ReportingType | 2015 | 2020 | 2025 | 2030 | 2035 | 2040
BM | 0 | 0 | 0 | 0 | 0 | 0
CC | 0 | 0 | 0 | 0 | 0 | 0
CSP | 0 | 0 | 0 | 0 | 0 | 0
CT | 0 | 0 | 0 | 0 | 0 | 0
Coal | 0 | 0 | 0 | 0 | 0 | 0
Geo | 0 | 0 | 0 | 0 | 0 | 0
H | 0 | 0 | 0 | 0 | 0 | 0
LFG | 0 | 0 | 0 | 0 | 0 | 0
Nuc | 0 | 0 | 0 | 0 | 0 | 0
PS | 0 | 0 | 0 | 0 | 0 | 0
PV | 0 | 0 | 0 | 0 | 0 | 0
PeakG | 0 | 0 | 0 | 0 | 0 | 0
PeakO | 0 | 0 | 0 | 0 | 0 | 0
ST | 0 | 0 | 0 | 0 | 0 | 0
STOG | 0 | 0 | 0 | 0 | 0 | 0
STWD | 0 | 0 | 0 | 0 | 0 | 0
WT | 0 | 0 | 0 | 0 | 0 | 0
IGCC | 0 | 0 | 0 | 0 | 0 | 0
DemandResponse | 0 | 0 | 0 | 0 | 0 | 0
IGCC-CCS | 0 | 0 | 0 | 0 | 0 | 0
WT_off | 0 | 0 | 0 | 0 | 0 | 0
PseudoUnit | 0 | 0 | 0 | 0 | 0 | 0
FixedInterchange | 0 | 0 | 0 | 0 | 0 | 0
Emission Cost by Reporting Type: MISO_MI
ReportingType | 2015 | 2020 | 2025 | 2030 | 2035 | 2040
BM | 0 | 0 | 0 | 0 | 0 | 0
CC | 0 | 0 | 0 | 0 | 0 | 0
CSP | 0 | 0 | 0 | 0 | 0 | 0
CT | 0 | 0 | 0 | 0 | 0 | 0
Coal | 0 | 0 | 0 | 0 | 0 | 0
Geo | 0 | 0 | 0 | 0 | 0 | 0
H | 0 | 0 | 0 | 0 | 0 | 0
LFG | 0 | 0 | 0 | 0 | 0 | 0
Nuc | 0 | 0 | 0 | 0 | 0 | 0
PS | 0 | 0 | 0 | 0 | 0 | 0
PV | 0 | 0 | 0 | 0 | 0 | 0
PeakG | 0 | 0 | 0 | 0 | 0 | 0
PeakO | 0 | 0 | 0 | 0 | 0 | 0
ST | 0 | 0 | 0 | 0 | 0 | 0
STOG | 0 | 0 | 0 | 0 | 0 | 0
STWD | 0 | 0 | 0 | 0 | 0 | 0
WT | 0 | 0 | 0 | 0 | 0 | 0
IGCC | 0 | 0 | 0 | 0 | 0 | 0
DemandResponse | 0 | 0 | 0 | 0 | 0 | 0
IGCC-CCS | 0 | 0 | 0 | 0 | 0 | 0
WT_off | 0 | 0 | 0 | 0 | 0 | 0
PseudoUnit | 0 | 0 | 0 | 0 | 0 | 0
FixedInterchange | 0 | 0 | 0 | 0 | 0 | 0
Emission Cost by Reporting Type: MISO_MO-IL
ReportingType | 2015 | 2020 | 2025 | 2030 | 2035 | 2040
BM | 0 | 0 | 0 | 0 | 0 | 0
CC | 0 | 0 | 0 | 0 | 0 | 0
CSP | 0 | 0 | 0 | 0 | 0 | 0
CT | 0 | 0 | 0 | 0 | 0 | 0
Coal | 0 | 0 | 0 | 0 | 0 | 0
Geo | 0 | 0 | 0 | 0 | 0 | 0
H | 0 | 0 | 0 | 0 | 0 | 0
LFG | 0 | 0 | 0 | 0 | 0 | 0
Nuc | 0 | 0 | 0 | 0 | 0 | 0
PS | 0 | 0 | 0 | 0 | 0 | 0
PV | 0 | 0 | 0 | 0 | 0 | 0
PeakG | 0 | 0 | 0 | 0 | 0 | 0
PeakO | 0 | 0 | 0 | 0 | 0 | 0
ST | 0 | 0 | 0 | 0 | 0 | 0
STOG | 0 | 0 | 0 | 0 | 0 | 0
STWD | 0 | 0 | 0 | 0 | 0 | 0
WT | 0 | 0 | 0 | 0 | 0 | 0
IGCC | 0 | 0 | 0 | 0 | 0 | 0
DemandResponse | 0 | 0 | 0 | 0 | 0 | 0
IGCC-CCS | 0 | 0 | 0 | 0 | 0 | 0
WT_off | 0 | 0 | 0 | 0 | 0 | 0
PseudoUnit | 0 | 0 | 0 | 0 | 0 | 0
FixedInterchange | 0 | 0 | 0 | 0 | 0 | 0
Emission Cost by Reporting Type: MISO_W
ReportingType | 2015 | 2020 | 2025 | 2030 | 2035 | 2040
BM | 0 | 0 | 0 | 0 | 0 | 0
CC | 0 | 0 | 0 | 0 | 0 | 0
CSP | 0 | 0 | 0 | 0 | 0 | 0
CT | 0 | 0 | 0 | 0 | 0 | 0
Coal | 0 | 0 | 0 | 0 | 0 | 0
Geo | 0 | 0 | 0 | 0 | 0 | 0
H | 0 | 0 | 0 | 0 | 0 | 0
LFG | 0 | 0 | 0 | 0 | 0 | 0
Nuc | 0 | 0 | 0 | 0 | 0 | 0
PS | 0 | 0 | 0 | 0 | 0 | 0
PV | 0 | 0 | 0 | 0 | 0 | 0
PeakG | 0 | 0 | 0 | 0 | 0 | 0
PeakO | 0 | 0 | 0 | 0 | 0 | 0
ST | 0 | 0 | 0 | 0 | 0 | 0
STOG | 0 | 0 | 0 | 0 | 0 | 0
STWD | 0 | 0 | 0 | 0 | 0 | 0
WT | 0 | 0 | 0 | 0 | 0 | 0
IGCC | 0 | 0 | 0 | 0 | 0 | 0
DemandResponse | 0 | 0 | 0 | 0 | 0 | 0
IGCC-CCS | 0 | 0 | 0 | 0 | 0 | 0
WT_off | 0 | 0 | 0 | 0 | 0 | 0
PseudoUnit | 0 | 0 | 0 | 0 | 0 | 0
FixedInterchange | 0 | 0 | 0 | 0 | 0 | 0
Emission Cost by Reporting Type: MISO_WUMS
ReportingType | 2015 | 2020 | 2025 | 2030 | 2035 | 2040
BM | 0 | 0 | 0 | 0 | 0 | 0
CC | 0 | 0 | 0 | 0 | 0 | 0
CSP | 0 | 0 | 0 | 0 | 0 | 0
CT | 0 | 0 | 0 | 0 | 0 | 0
Coal | 0 | 0 | 0 | 0 | 0 | 0
Geo | 0 | 0 | 0 | 0 | 0 | 0
H | 0 | 0 | 0 | 0 | 0 | 0
LFG | 0 | 0 | 0 | 0 | 0 | 0
Nuc | 0 | 0 | 0 | 0 | 0 | 0
PS | 0 | 0 | 0 | 0 | 0 | 0
PV | 0 | 0 | 0 | 0 | 0 | 0
PeakG | 0 | 0 | 0 | 0 | 0 | 0
PeakO | 0 | 0 | 0 | 0 | 0 | 0
ST | 0 | 0 | 0 | 0 | 0 | 0
STOG | 0 | 0 | 0 | 0 | 0 | 0
STWD | 0 | 0 | 0 | 0 | 0 | 0
WT | 0 | 0 | 0 | 0 | 0 | 0
IGCC | 0 | 0 | 0 | 0 | 0 | 0
DemandResponse | 0 | 0 | 0 | 0 | 0 | 0
IGCC-CCS | 0 | 0 | 0 | 0 | 0 | 0
WT_off | 0 | 0 | 0 | 0 | 0 | 0
PseudoUnit | 0 | 0 | 0 | 0 | 0 | 0
FixedInterchange | 0 | 0 | 0 | 0 | 0 | 0
Emission Cost by Reporting Type: Nebraska
ReportingType | 2015 | 2020 | 2025 | 2030 | 2035 | 2040
BM | 0 | 0 | 0 | 0 | 0 | 0
CC | 0 | 0 | 0 | 0 | 0 | 0
CSP | 0 | 0 | 0 | 0 | 0 | 0
CT | 0 | 0 | 0 | 0 | 0 | 0
Coal | 0 | 0 | 0 | 0 | 0 | 0
Geo | 0 | 0 | 0 | 0 | 0 | 0
H | 0 | 0 | 0 | 0 | 0 | 0
LFG | 0 | 0 | 0 | 0 | 0 | 0
Nuc | 0 | 0 | 0 | 0 | 0 | 0
PS | 0 | 0 | 0 | 0 | 0 | 0
PV | 0 | 0 | 0 | 0 | 0 | 0
PeakG | 0 | 0 | 0 | 0 | 0 | 0
PeakO | 0 | 0 | 0 | 0 | 0 | 0
ST | 0 | 0 | 0 | 0 | 0 | 0
STOG | 0 | 0 | 0 | 0 | 0 | 0
STWD | 0 | 0 | 0 | 0 | 0 | 0
WT | 0 | 0 | 0 | 0 | 0 | 0
IGCC | 0 | 0 | 0 | 0 | 0 | 0
DemandResponse | 0 | 0 | 0 | 0 | 0 | 0
IGCC-CCS | 0 | 0 | 0 | 0 | 0 | 0
WT_off | 0 | 0 | 0 | 0 | 0 | 0
PseudoUnit | 0 | 0 | 0 | 0 | 0 | 0
FixedInterchange | 0 | 0 | 0 | 0 | 0 | 0
Emission Cost by Reporting Type: NEISO
ReportingType | 2015 | 2020 | 2025 | 2030 | 2035 | 2040
BM | 0 | 0 | 0 | 0 | 0 | 0
CC | 0 | 0 | 0 | 0 | 0 | 0
CSP | 0 | 0 | 0 | 0 | 0 | 0
CT | 0 | 0 | 0 | 0 | 0 | 0
Coal | 0 | 0 | 0 | 0 | 0 | 0
Geo | 0 | 0 | 0 | 0 | 0 | 0
H | 0 | 0 | 0 | 0 | 0 | 0
LFG | 0 | 0 | 0 | 0 | 0 | 0
Nuc | 0 | 0 | 0 | 0 | 0 | 0
PS | 0 | 0 | 0 | 0 | 0 | 0
PV | 0 | 0 | 0 | 0 | 0 | 0
PeakG | 0 | 0 | 0 | 0 | 0 | 0
PeakO | 0 | 0 | 0 | 0 | 0 | 0
ST | 0 | 0 | 0 | 0 | 0 | 0
STOG | 0 | 0 | 0 | 0 | 0 | 0
STWD | 0 | 0 | 0 | 0 | 0 | 0
WT | 0 | 0 | 0 | 0 | 0 | 0
IGCC | 0 | 0 | 0 | 0 | 0 | 0
DemandResponse | 0 | 0 | 0 | 0 | 0 | 0
IGCC-CCS | 0 | 0 | 0 | 0 | 0 | 0
WT_off | 0 | 0 | 0 | 0 | 0 | 0
PseudoUnit | 0 | 0 | 0 | 0 | 0 | 0
FixedInterchange | 0 | 0 | 0 | 0 | 0 | 0
Emission Cost by Reporting Type: NonRTO_Midwest
ReportingType | 2015 | 2020 | 2025 | 2030 | 2035 | 2040
BM | 0 | 0 | 0 | 0 | 0 | 0
CC | 0 | 0 | 0 | 0 | 0 | 0
CSP | 0 | 0 | 0 | 0 | 0 | 0
CT | 0 | 0 | 0 | 0 | 0 | 0
Coal | 0 | 0 | 0 | 0 | 0 | 0
Geo | 0 | 0 | 0 | 0 | 0 | 0
H | 0 | 0 | 0 | 0 | 0 | 0
LFG | 0 | 0 | 0 | 0 | 0 | 0
Nuc | 0 | 0 | 0 | 0 | 0 | 0
PS | 0 | 0 | 0 | 0 | 0 | 0
PV | 0 | 0 | 0 | 0 | 0 | 0
PeakG | 0 | 0 | 0 | 0 | 0 | 0
PeakO | 0 | 0 | 0 | 0 | 0 | 0
ST | 0 | 0 | 0 | 0 | 0 | 0
STOG | 0 | 0 | 0 | 0 | 0 | 0
STWD | 0 | 0 | 0 | 0 | 0 | 0
WT | 0 | 0 | 0 | 0 | 0 | 0
IGCC | 0 | 0 | 0 | 0 | 0 | 0
DemandResponse | 0 | 0 | 0 | 0 | 0 | 0
IGCC-CCS | 0 | 0 | 0 | 0 | 0 | 0
WT_off | 0 | 0 | 0 | 0 | 0 | 0
PseudoUnit | 0 | 0 | 0 | 0 | 0 | 0
FixedInterchange | 0 | 0 | 0 | 0 | 0 | 0
Emission Cost by Reporting Type: NYISO_A-F
ReportingType | 2015 | 2020 | 2025 | 2030 | 2035 | 2040
BM | 0 | 0 | 0 | 0 | 0 | 0
CC | 0 | 0 | 0 | 0 | 0 | 0
CSP | 0 | 0 | 0 | 0 | 0 | 0
CT | 0 | 0 | 0 | 0 | 0 | 0
Coal | 0 | 0 | 0 | 0 | 0 | 0
Geo | 0 | 0 | 0 | 0 | 0 | 0
H | 0 | 0 | 0 | 0 | 0 | 0
LFG | 0 | 0 | 0 | 0 | 0 | 0
Nuc | 0 | 0 | 0 | 0 | 0 | 0
PS | 0 | 0 | 0 | 0 | 0 | 0
PV | 0 | 0 | 0 | 0 | 0 | 0
PeakG | 0 | 0 | 0 | 0 | 0 | 0
PeakO | 0 | 0 | 0 | 0 | 0 | 0
ST | 0 | 0 | 0 | 0 | 0 | 0
STOG | 0 | 0 | 0 | 0 | 0 | 0
STWD | 0 | 0 | 0 | 0 | 0 | 0
WT | 0 | 0 | 0 | 0 | 0 | 0
IGCC | 0 | 0 | 0 | 0 | 0 | 0
DemandResponse | 0 | 0 | 0 | 0 | 0 | 0
IGCC-CCS | 0 | 0 | 0 | 0 | 0 | 0
WT_off | 0 | 0 | 0 | 0 | 0 | 0
PseudoUnit | 0 | 0 | 0 | 0 | 0 | 0
FixedInterchange | 0 | 0 | 0 | 0 | 0 | 0
Emission Cost by Reporting Type: NYISO_G-I
ReportingType | 2015 | 2020 | 2025 | 2030 | 2035 | 2040
BM | 0 | 0 | 0 | 0 | 0 | 0
CC | 0 | 0 | 0 | 0 | 0 | 0
CSP | 0 | 0 | 0 | 0 | 0 | 0
CT | 0 | 0 | 0 | 0 | 0 | 0
Coal | 0 | 0 | 0 | 0 | 0 | 0
Geo | 0 | 0 | 0 | 0 | 0 | 0
H | 0 | 0 | 0 | 0 | 0 | 0
LFG | 0 | 0 | 0 | 0 | 0 | 0
Nuc | 0 | 0 | 0 | 0 | 0 | 0
PS | 0 | 0 | 0 | 0 | 0 | 0
PV | 0 | 0 | 0 | 0 | 0 | 0
PeakG | 0 | 0 | 0 | 0 | 0 | 0
PeakO | 0 | 0 | 0 | 0 | 0 | 0
ST | 0 | 0 | 0 | 0 | 0 | 0
STOG | 0 | 0 | 0 | 0 | 0 | 0
STWD | 0 | 0 | 0 | 0 | 0 | 0
WT | 0 | 0 | 0 | 0 | 0 | 0
IGCC | 0 | 0 | 0 | 0 | 0 | 0
DemandResponse | 0 | 0 | 0 | 0 | 0 | 0
IGCC-CCS | 0 | 0 | 0 | 0 | 0 | 0
WT_off | 0 | 0 | 0 | 0 | 0 | 0
PseudoUnit | 0 | 0 | 0 | 0 | 0 | 0
FixedInterchange | 0 | 0 | 0 | 0 | 0 | 0
Emission Cost by Reporting Type: NYISO_J-K
ReportingType | 2015 | 2020 | 2025 | 2030 | 2035 | 2040
BM | 0 | 0 | 0 | 0 | 0 | 0
CC | 0 | 0 | 0 | 0 | 0 | 0
CSP | 0 | 0 | 0 | 0 | 0 | 0
CT | 0 | 0 | 0 | 0 | 0 | 0
Coal | 0 | 0 | 0 | 0 | 0 | 0
Geo | 0 | 0 | 0 | 0 | 0 | 0
H | 0 | 0 | 0 | 0 | 0 | 0
LFG | 0 | 0 | 0 | 0 | 0 | 0
Nuc | 0 | 0 | 0 | 0 | 0 | 0
PS | 0 | 0 | 0 | 0 | 0 | 0
PV | 0 | 0 | 0 | 0 | 0 | 0
PeakG | 0 | 0 | 0 | 0 | 0 | 0
PeakO | 0 | 0 | 0 | 0 | 0 | 0
ST | 0 | 0 | 0 | 0 | 0 | 0
STOG | 0 | 0 | 0 | 0 | 0 | 0
STWD | 0 | 0 | 0 | 0 | 0 | 0
WT | 0 | 0 | 0 | 0 | 0 | 0
IGCC | 0 | 0 | 0 | 0 | 0 | 0
DemandResponse | 0 | 0 | 0 | 0 | 0 | 0
IGCC-CCS | 0 | 0 | 0 | 0 | 0 | 0
WT_off | 0 | 0 | 0 | 0 | 0 | 0
PseudoUnit | 0 | 0 | 0 | 0 | 0 | 0
FixedInterchange | 0 | 0 | 0 | 0 | 0 | 0
Emission Cost by Reporting Type: PJM_E
ReportingType | 2015 | 2020 | 2025 | 2030 | 2035 | 2040
BM | 0 | 0 | 0 | 0 | 0 | 0
CC | 0 | 0 | 0 | 0 | 0 | 0
CSP | 0 | 0 | 0 | 0 | 0 | 0
CT | 0 | 0 | 0 | 0 | 0 | 0
Coal | 0 | 0 | 0 | 0 | 0 | 0
Geo | 0 | 0 | 0 | 0 | 0 | 0
H | 0 | 0 | 0 | 0 | 0 | 0
LFG | 0 | 0 | 0 | 0 | 0 | 0
Nuc | 0 | 0 | 0 | 0 | 0 | 0
PS | 0 | 0 | 0 | 0 | 0 | 0
PV | 0 | 0 | 0 | 0 | 0 | 0
PeakG | 0 | 0 | 0 | 0 | 0 | 0
PeakO | 0 | 0 | 0 | 0 | 0 | 0
ST | 0 | 0 | 0 | 0 | 0 | 0
STOG | 0 | 0 | 0 | 0 | 0 | 0
STWD | 0 | 0 | 0 | 0 | 0 | 0
WT | 0 | 0 | 0 | 0 | 0 | 0
IGCC | 0 | 0 | 0 | 0 | 0 | 0
DemandResponse | 0 | 0 | 0 | 0 | 0 | 0
IGCC-CCS | 0 | 0 | 0 | 0 | 0 | 0
WT_off | 0 | 0 | 0 | 0 | 0 | 0
PseudoUnit | 0 | 0 | 0 | 0 | 0 | 0
FixedInterchange | 0 | 0 | 0 | 0 | 0 | 0
Emission Cost by Reporting Type: PJM_ROM
ReportingType | 2015 | 2020 | 2025 | 2030 | 2035 | 2040
BM | 0 | 0 | 0 | 0 | 0 | 0
CC | 0 | 0 | 0 | 0 | 0 | 0
CSP | 0 | 0 | 0 | 0 | 0 | 0
CT | 0 | 0 | 0 | 0 | 0 | 0
Coal | 0 | 0 | 0 | 0 | 0 | 0
Geo | 0 | 0 | 0 | 0 | 0 | 0
H | 0 | 0 | 0 | 0 | 0 | 0
LFG | 0 | 0 | 0 | 0 | 0 | 0
Nuc | 0 | 0 | 0 | 0 | 0 | 0
PS | 0 | 0 | 0 | 0 | 0 | 0
PV | 0 | 0 | 0 | 0 | 0 | 0
PeakG | 0 | 0 | 0 | 0 | 0 | 0
PeakO | 0 | 0 | 0 | 0 | 0 | 0
ST | 0 | 0 | 0 | 0 | 0 | 0
STOG | 0 | 0 | 0 | 0 | 0 | 0
STWD | 0 | 0 | 0 | 0 | 0 | 0
WT | 0 | 0 | 0 | 0 | 0 | 0
IGCC | 0 | 0 | 0 | 0 | 0 | 0
DemandResponse | 0 | 0 | 0 | 0 | 0 | 0
IGCC-CCS | 0 | 0 | 0 | 0 | 0 | 0
WT_off | 0 | 0 | 0 | 0 | 0 | 0
PseudoUnit | 0 | 0 | 0 | 0 | 0 | 0
FixedInterchange | 0 | 0 | 0 | 0 | 0 | 0
Emission Cost by Reporting Type: PJM_ROR
ReportingType | 2015 | 2020 | 2025 | 2030 | 2035 | 2040
BM | 0 | 0 | 0 | 0 | 0 | 0
CC | 0 | 0 | 0 | 0 | 0 | 0
CSP | 0 | 0 | 0 | 0 | 0 | 0
CT | 0 | 0 | 0 | 0 | 0 | 0
Coal | 0 | 0 | 0 | 0 | 0 | 0
Geo | 0 | 0 | 0 | 0 | 0 | 0
H | 0 | 0 | 0 | 0 | 0 | 0
LFG | 0 | 0 | 0 | 0 | 0 | 0
Nuc | 0 | 0 | 0 | 0 | 0 | 0
PS | 0 | 0 | 0 | 0 | 0 | 0
PV | 0 | 0 | 0 | 0 | 0 | 0
PeakG | 0 | 0 | 0 | 0 | 0 | 0
PeakO | 0 | 0 | 0 | 0 | 0 | 0
ST | 0 | 0 | 0 | 0 | 0 | 0
STOG | 0 | 0 | 0 | 0 | 0 | 0
STWD | 0 | 0 | 0 | 0 | 0 | 0
WT | 0 | 0 | 0 | 0 | 0 | 0
IGCC | 0 | 0 | 0 | 0 | 0 | 0
DemandResponse | 0 | 0 | 0 | 0 | 0 | 0
IGCC-CCS | 0 | 0 | 0 | 0 | 0 | 0
WT_off | 0 | 0 | 0 | 0 | 0 | 0
PseudoUnit | 0 | 0 | 0 | 0 | 0 | 0
FixedInterchange | 0 | 0 | 0 | 0 | 0 | 0
Emission Cost by Reporting Type: SOCO
ReportingType | 2015 | 2020 | 2025 | 2030 | 2035 | 2040
BM | 0 | 0 | 0 | 0 | 0 | 0
CC | 0 | 0 | 0 | 0 | 0 | 0
CSP | 0 | 0 | 0 | 0 | 0 | 0
CT | 0 | 0 | 0 | 0 | 0 | 0
Coal | 0 | 0 | 0 | 0 | 0 | 0
Geo | 0 | 0 | 0 | 0 | 0 | 0
H | 0 | 0 | 0 | 0 | 0 | 0
LFG | 0 | 0 | 0 | 0 | 0 | 0
Nuc | 0 | 0 | 0 | 0 | 0 | 0
PS | 0 | 0 | 0 | 0 | 0 | 0
PV | 0 | 0 | 0 | 0 | 0 | 0
PeakG | 0 | 0 | 0 | 0 | 0 | 0
PeakO | 0 | 0 | 0 | 0 | 0 | 0
ST | 0 | 0 | 0 | 0 | 0 | 0
STOG | 0 | 0 | 0 | 0 | 0 | 0
STWD | 0 | 0 | 0 | 0 | 0 | 0
WT | 0 | 0 | 0 | 0 | 0 | 0
IGCC | 0 | 0 | 0 | 0 | 0 | 0
DemandResponse | 0 | 0 | 0 | 0 | 0 | 0
IGCC-CCS | 0 | 0 | 0 | 0 | 0 | 0
WT_off | 0 | 0 | 0 | 0 | 0 | 0
PseudoUnit | 0 | 0 | 0 | 0 | 0 | 0
FixedInterchange | 0 | 0 | 0 | 0 | 0 | 0
Emission Cost by Reporting Type: SPP_N
ReportingType | 2015 | 2020 | 2025 | 2030 | 2035 | 2040
BM | 0 | 0 | 0 | 0 | 0 | 0
CC | 0 | 0 | 0 | 0 | 0 | 0
CSP | 0 | 0 | 0 | 0 | 0 | 0
CT | 0 | 0 | 0 | 0 | 0 | 0
Coal | 0 | 0 | 0 | 0 | 0 | 0
Geo | 0 | 0 | 0 | 0 | 0 | 0
H | 0 | 0 | 0 | 0 | 0 | 0
LFG | 0 | 0 | 0 | 0 | 0 | 0
Nuc | 0 | 0 | 0 | 0 | 0 | 0
PS | 0 | 0 | 0 | 0 | 0 | 0
PV | 0 | 0 | 0 | 0 | 0 | 0
PeakG | 0 | 0 | 0 | 0 | 0 | 0
PeakO | 0 | 0 | 0 | 0 | 0 | 0
ST | 0 | 0 | 0 | 0 | 0 | 0
STOG | 0 | 0 | 0 | 0 | 0 | 0
STWD | 0 | 0 | 0 | 0 | 0 | 0
WT | 0 | 0 | 0 | 0 | 0 | 0
IGCC | 0 | 0 | 0 | 0 | 0 | 0
DemandResponse | 0 | 0 | 0 | 0 | 0 | 0
IGCC-CCS | 0 | 0 | 0 | 0 | 0 | 0
WT_off | 0 | 0 | 0 | 0 | 0 | 0
PseudoUnit | 0 | 0 | 0 | 0 | 0 | 0
FixedInterchange | 0 | 0 | 0 | 0 | 0 | 0
Emission Cost by Reporting Type: SPP_S
ReportingType | 2015 | 2020 | 2025 | 2030 | 2035 | 2040
BM | 0 | 0 | 0 | 0 | 0 | 0
CC | 0 | 0 | 0 | 0 | 0 | 0
CSP | 0 | 0 | 0 | 0 | 0 | 0
CT | 0 | 0 | 0 | 0 | 0 | 0
Coal | 0 | 0 | 0 | 0 | 0 | 0
Geo | 0 | 0 | 0 | 0 | 0 | 0
H | 0 | 0 | 0 | 0 | 0 | 0
LFG | 0 | 0 | 0 | 0 | 0 | 0
Nuc | 0 | 0 | 0 | 0 | 0 | 0
PS | 0 | 0 | 0 | 0 | 0 | 0
PV | 0 | 0 | 0 | 0 | 0 | 0
PeakG | 0 | 0 | 0 | 0 | 0 | 0
PeakO | 0 | 0 | 0 | 0 | 0 | 0
ST | 0 | 0 | 0 | 0 | 0 | 0
STOG | 0 | 0 | 0 | 0 | 0 | 0
STWD | 0 | 0 | 0 | 0 | 0 | 0
WT | 0 | 0 | 0 | 0 | 0 | 0
IGCC | 0 | 0 | 0 | 0 | 0 | 0
DemandResponse | 0 | 0 | 0 | 0 | 0 | 0
IGCC-CCS | 0 | 0 | 0 | 0 | 0 | 0
WT_off | 0 | 0 | 0 | 0 | 0 | 0
PseudoUnit | 0 | 0 | 0 | 0 | 0 | 0
FixedInterchange | 0 | 0 | 0 | 0 | 0 | 0
Emission Cost by Reporting Type: TVA
ReportingType | 2015 | 2020 | 2025 | 2030 | 2035 | 2040
BM | 0 | 0 | 0 | 0 | 0 | 0
CC | 0 | 0 | 0 | 0 | 0 | 0
CSP | 0 | 0 | 0 | 0 | 0 | 0
CT | 0 | 0 | 0 | 0 | 0 | 0
Coal | 0 | 0 | 0 | 0 | 0 | 0
Geo | 0 | 0 | 0 | 0 | 0 | 0
H | 0 | 0 | 0 | 0 | 0 | 0
LFG | 0 | 0 | 0 | 0 | 0 | 0
Nuc | 0 | 0 | 0 | 0 | 0 | 0
PS | 0 | 0 | 0 | 0 | 0 | 0
PV | 0 | 0 | 0 | 0 | 0 | 0
PeakG | 0 | 0 | 0 | 0 | 0 | 0
PeakO | 0 | 0 | 0 | 0 | 0 | 0
ST | 0 | 0 | 0 | 0 | 0 | 0
STOG | 0 | 0 | 0 | 0 | 0 | 0
STWD | 0 | 0 | 0 | 0 | 0 | 0
WT | 0 | 0 | 0 | 0 | 0 | 0
IGCC | 0 | 0 | 0 | 0 | 0 | 0
DemandResponse | 0 | 0 | 0 | 0 | 0 | 0
IGCC-CCS | 0 | 0 | 0 | 0 | 0 | 0
WT_off | 0 | 0 | 0 | 0 | 0 | 0
PseudoUnit | 0 | 0 | 0 | 0 | 0 | 0
FixedInterchange | 0 | 0 | 0 | 0 | 0 | 0
Emission Cost by Reporting Type: TVA_Transmission
ReportingType | 2015 | 2020 | 2025 | 2030 | 2035 | 2040
BM | 0 | 0 | 0 | 0 | 0 | 0
CC | 0 | 0 | 0 | 0 | 0 | 0
CSP | 0 | 0 | 0 | 0 | 0 | 0
CT | 0 | 0 | 0 | 0 | 0 | 0
Coal | 0 | 0 | 0 | 0 | 0 | 0
Geo | 0 | 0 | 0 | 0 | 0 | 0
H | 0 | 0 | 0 | 0 | 0 | 0
LFG | 0 | 0 | 0 | 0 | 0 | 0
Nuc | 0 | 0 | 0 | 0 | 0 | 0
PS | 0 | 0 | 0 | 0 | 0 | 0
PV | 0 | 0 | 0 | 0 | 0 | 0
PeakG | 0 | 0 | 0 | 0 | 0 | 0
PeakO | 0 | 0 | 0 | 0 | 0 | 0
ST | 0 | 0 | 0 | 0 | 0 | 0
STOG | 0 | 0 | 0 | 0 | 0 | 0
STWD | 0 | 0 | 0 | 0 | 0 | 0
WT | 0 | 0 | 0 | 0 | 0 | 0
IGCC | 0 | 0 | 0 | 0 | 0 | 0
DemandResponse | 0 | 0 | 0 | 0 | 0 | 0
IGCC-CCS | 0 | 0 | 0 | 0 | 0 | 0
WT_off | 0 | 0 | 0 | 0 | 0 | 0
PseudoUnit | 0 | 0 | 0 | 0 | 0 | 0
FixedInterchange | 0 | 0 | 0 | 0 | 0 | 0
Emission Cost by Reporting Type: VACAR
ReportingType | 2015 | 2020 | 2025 | 2030 | 2035 | 2040
BM | 0 | 0 | 0 | 0 | 0 | 0
CC | 0 | 0 | 0 | 0 | 0 | 0
CSP | 0 | 0 | 0 | 0 | 0 | 0
CT | 0 | 0 | 0 | 0 | 0 | 0
Coal | 0 | 0 | 0 | 0 | 0 | 0
Geo | 0 | 0 | 0 | 0 | 0 | 0
H | 0 | 0 | 0 | 0 | 0 | 0
LFG | 0 | 0 | 0 | 0 | 0 | 0
Nuc | 0 | 0 | 0 | 0 | 0 | 0
PS | 0 | 0 | 0 | 0 | 0 | 0
PV | 0 | 0 | 0 | 0 | 0 | 0
PeakG | 0 | 0 | 0 | 0 | 0 | 0
PeakO | 0 | 0 | 0 | 0 | 0 | 0
ST | 0 | 0 | 0 | 0 | 0 | 0
STOG | 0 | 0 | 0 | 0 | 0 | 0
STWD | 0 | 0 | 0 | 0 | 0 | 0
WT | 0 | 0 | 0 | 0 | 0 | 0
IGCC | 0 | 0 | 0 | 0 | 0 | 0
DemandResponse | 0 | 0 | 0 | 0 | 0 | 0
IGCC-CCS | 0 | 0 | 0 | 0 | 0 | 0
WT_off | 0 | 0 | 0 | 0 | 0 | 0
PseudoUnit | 0 | 0 | 0 | 0 | 0 | 0
FixedInterchange | 0 | 0 | 0 | 0 | 0 | 0
Emission Cost by Reporting Type: IESO
ReportingType | 2015 | 2020 | 2025 | 2030 | 2035 | 2040
BM | 0 | 0 | 0 | 0 | 0 | 0
CC | 0 | 0 | 0 | 0 | 0 | 0
CSP | 0 | 0 | 0 | 0 | 0 | 0
CT | 0 | 0 | 0 | 0 | 0 | 0
Coal | 0 | 0 | 0 | 0 | 0 | 0
Geo | 0 | 0 | 0 | 0 | 0 | 0
H | 0 | 0 | 0 | 0 | 0 | 0
LFG | 0 | 0 | 0 | 0 | 0 | 0
Nuc | 0 | 0 | 0 | 0 | 0 | 0
PS | 0 | 0 | 0 | 0 | 0 | 0
PV | 0 | 0 | 0 | 0 | 0 | 0
PeakG | 0 | 0 | 0 | 0 | 0 | 0
PeakO | 0 | 0 | 0 | 0 | 0 | 0
ST | 0 | 0 | 0 | 0 | 0 | 0
STOG | 0 | 0 | 0 | 0 | 0 | 0
STWD | 0 | 0 | 0 | 0 | 0 | 0
WT | 0 | 0 | 0 | 0 | 0 | 0
IGCC | 0 | 0 | 0 | 0 | 0 | 0
DemandResponse | 0 | 0 | 0 | 0 | 0 | 0
IGCC-CCS | 0 | 0 | 0 | 0 | 0 | 0
WT_off | 0 | 0 | 0 | 0 | 0 | 0
PseudoUnit | 0 | 0 | 0 | 0 | 0 | 0
FixedInterchange | 0 | 0 | 0 | 0 | 0 | 0
Emission Cost by Reporting Type: MAPP_CA
ReportingType | 2015 | 2020 | 2025 | 2030 | 2035 | 2040
BM | 0 | 0 | 0 | 0 | 0 | 0
CC | 0 | 0 | 0 | 0 | 0 | 0
CSP | 0 | 0 | 0 | 0 | 0 | 0
CT | 0 | 0 | 0 | 0 | 0 | 0
Coal | 0 | 0 | 0 | 0 | 0 | 0
Geo | 0 | 0 | 0 | 0 | 0 | 0
H | 0 | 0 | 0 | 0 | 0 | 0
LFG | 0 | 0 | 0 | 0 | 0 | 0
Nuc | 0 | 0 | 0 | 0 | 0 | 0
PS | 0 | 0 | 0 | 0 | 0 | 0
PV | 0 | 0 | 0 | 0 | 0 | 0
PeakG | 0 | 0 | 0 | 0 | 0 | 0
PeakO | 0 | 0 | 0 | 0 | 0 | 0
ST | 0 | 0 | 0 | 0 | 0 | 0
STOG | 0 | 0 | 0 | 0 | 0 | 0
STWD | 0 | 0 | 0 | 0 | 0 | 0
WT | 0 | 0 | 0 | 0 | 0 | 0
IGCC | 0 | 0 | 0 | 0 | 0 | 0
DemandResponse | 0 | 0 | 0 | 0 | 0 | 0
IGCC-CCS | 0 | 0 | 0 | 0 | 0 | 0
WT_off | 0 | 0 | 0 | 0 | 0 | 0
PseudoUnit | 0 | 0 | 0 | 0 | 0 | 0
FixedInterchange | 0 | 0 | 0 | 0 | 0 | 0
Emission Cost by Reporting Type: AZ_NM_SNV_Coal
ReportingType | 2015 | 2020 | 2025 | 2030 | 2035 | 2040
BM | 0 | 0 | 0 | 0 | 0 | 0
CC | 0 | 0 | 0 | 0 | 0 | 0
CSP | 0 | 0 | 0 | 0 | 0 | 0
CT | 0 | 0 | 0 | 0 | 0 | 0
Coal | 0 | 0 | 0 | 0 | 0 | 0
Geo | 0 | 0 | 0 | 0 | 0 | 0
H | 0 | 0 | 0 | 0 | 0 | 0
LFG | 0 | 0 | 0 | 0 | 0 | 0
Nuc | 0 | 0 | 0 | 0 | 0 | 0
PS | 0 | 0 | 0 | 0 | 0 | 0
PV | 0 | 0 | 0 | 0 | 0 | 0
PeakG | 0 | 0 | 0 | 0 | 0 | 0
PeakO | 0 | 0 | 0 | 0 | 0 | 0
ST | 0 | 0 | 0 | 0 | 0 | 0
STOG | 0 | 0 | 0 | 0 | 0 | 0
STWD | 0 | 0 | 0 | 0 | 0 | 0
WT | 0 | 0 | 0 | 0 | 0 | 0
IGCC | 0 | 0 | 0 | 0 | 0 | 0
DemandResponse | 0 | 0 | 0 | 0 | 0 | 0
IGCC-CCS | 0 | 0 | 0 | 0 | 0 | 0
WT_off | 0 | 0 | 0 | 0 | 0 | 0
PseudoUnit | 0 | 0 | 0 | 0 | 0 | 0
FixedInterchange | 0 | 0 | 0 | 0 | 0 | 0
Emission Cost by Reporting Type: AZ_NM_SNV_Gas
ReportingType | 2015 | 2020 | 2025 | 2030 | 2035 | 2040
BM | 0 | 0 | 0 | 0 | 0 | 0
CC | 0 | 0 | 0 | 0 | 0 | 0
CSP | 0 | 0 | 0 | 0 | 0 | 0
CT | 0 | 0 | 0 | 0 | 0 | 0
Coal | 0 | 0 | 0 | 0 | 0 | 0
Geo | 0 | 0 | 0 | 0 | 0 | 0
H | 0 | 0 | 0 | 0 | 0 | 0
LFG | 0 | 0 | 0 | 0 | 0 | 0
Nuc | 0 | 0 | 0 | 0 | 0 | 0
PS | 0 | 0 | 0 | 0 | 0 | 0
PV | 0 | 0 | 0 | 0 | 0 | 0
PeakG | 0 | 0 | 0 | 0 | 0 | 0
PeakO | 0 | 0 | 0 | 0 | 0 | 0
ST | 0 | 0 | 0 | 0 | 0 | 0
STOG | 0 | 0 | 0 | 0 | 0 | 0
STWD | 0 | 0 | 0 | 0 | 0 | 0
WT | 0 | 0 | 0 | 0 | 0 | 0
IGCC | 0 | 0 | 0 | 0 | 0 | 0
DemandResponse | 0 | 0 | 0 | 0 | 0 | 0
IGCC-CCS | 0 | 0 | 0 | 0 | 0 | 0
WT_off | 0 | 0 | 0 | 0 | 0 | 0
PseudoUnit | 0 | 0 | 0 | 0 | 0 | 0
FixedInterchange | 0 | 0 | 0 | 0 | 0 | 0
Emission Cost by Reporting Type: AZ_NM_SNV_NucRenew
ReportingType | 2015 | 2020 | 2025 | 2030 | 2035 | 2040
BM | 0 | 0 | 0 | 0 | 0 | 0
CC | 0 | 0 | 0 | 0 | 0 | 0
CSP | 0 | 0 | 0 | 0 | 0 | 0
CT | 0 | 0 | 0 | 0 | 0 | 0
Coal | 0 | 0 | 0 | 0 | 0 | 0
Geo | 0 | 0 | 0 | 0 | 0 | 0
H | 0 | 0 | 0 | 0 | 0 | 0
LFG | 0 | 0 | 0 | 0 | 0 | 0
Nuc | 0 | 0 | 0 | 0 | 0 | 0
PS | 0 | 0 | 0 | 0 | 0 | 0
PV | 0 | 0 | 0 | 0 | 0 | 0
PeakG | 0 | 0 | 0 | 0 | 0 | 0
PeakO | 0 | 0 | 0 | 0 | 0 | 0
ST | 0 | 0 | 0 | 0 | 0 | 0
STOG | 0 | 0 | 0 | 0 | 0 | 0
STWD | 0 | 0 | 0 | 0 | 0 | 0
WT | 0 | 0 | 0 | 0 | 0 | 0
IGCC | 0 | 0 | 0 | 0 | 0 | 0
DemandResponse | 0 | 0 | 0 | 0 | 0 | 0
IGCC-CCS | 0 | 0 | 0 | 0 | 0 | 0
WT_off | 0 | 0 | 0 | 0 | 0 | 0
PseudoUnit | 0 | 0 | 0 | 0 | 0 | 0
FixedInterchange | 0 | 0 | 0 | 0 | 0 | 0
Emission Cost by Reporting Type: ERCOT
ReportingType | 2015 | 2020 | 2025 | 2030 | 2035 | 2040
BM | 0 | 0 | 0 | 0 | 0 | 0
CC | 0 | 0 | 0 | 0 | 0 | 0
CSP | 0 | 0 | 0 | 0 | 0 | 0
CT | 0 | 0 | 0 | 0 | 0 | 0
Coal | 0 | 0 | 0 | 0 | 0 | 0
Geo | 0 | 0 | 0 | 0 | 0 | 0
H | 0 | 0 | 0 | 0 | 0 | 0
LFG | 0 | 0 | 0 | 0 | 0 | 0
Nuc | 0 | 0 | 0 | 0 | 0 | 0
PS | 0 | 0 | 0 | 0 | 0 | 0
PV | 0 | 0 | 0 | 0 | 0 | 0
PeakG | 0 | 0 | 0 | 0 | 0 | 0
PeakO | 0 | 0 | 0 | 0 | 0 | 0
ST | 0 | 0 | 0 | 0 | 0 | 0
STOG | 0 | 0 | 0 | 0 | 0 | 0
STWD | 0 | 0 | 0 | 0 | 0 | 0
WT | 0 | 0 | 0 | 0 | 0 | 0
IGCC | 0 | 0 | 0 | 0 | 0 | 0
DemandResponse | 0 | 0 | 0 | 0 | 0 | 0
IGCC-CCS | 0 | 0 | 0 | 0 | 0 | 0
WT_off | 0 | 0 | 0 | 0 | 0 | 0
PseudoUnit | 0 | 0 | 0 | 0 | 0 | 0
FixedInterchange | 0 | 0 | 0 | 0 | 0 | 0
Emission Cost by Reporting Type: NP15
ReportingType | 2015 | 2020 | 2025 | 2030 | 2035 | 2040
BM | 0 | 0 | 0 | 0 | 0 | 0
CC | 0 | 0 | 0 | 0 | 0 | 0
CSP | 0 | 0 | 0 | 0 | 0 | 0
CT | 0 | 0 | 0 | 0 | 0 | 0
Coal | 0 | 0 | 0 | 0 | 0 | 0
Geo | 0 | 0 | 0 | 0 | 0 | 0
H | 0 | 0 | 0 | 0 | 0 | 0
LFG | 0 | 0 | 0 | 0 | 0 | 0
Nuc | 0 | 0 | 0 | 0 | 0 | 0
PS | 0 | 0 | 0 | 0 | 0 | 0
PV | 0 | 0 | 0 | 0 | 0 | 0
PeakG | 0 | 0 | 0 | 0 | 0 | 0
PeakO | 0 | 0 | 0 | 0 | 0 | 0
ST | 0 | 0 | 0 | 0 | 0 | 0
STOG | 0 | 0 | 0 | 0 | 0 | 0
STWD | 0 | 0 | 0 | 0 | 0 | 0
WT | 0 | 0 | 0 | 0 | 0 | 0
IGCC | 0 | 0 | 0 | 0 | 0 | 0
DemandResponse | 0 | 0 | 0 | 0 | 0 | 0
IGCC-CCS | 0 | 0 | 0 | 0 | 0 | 0
WT_off | 0 | 0 | 0 | 0 | 0 | 0
PseudoUnit | 0 | 0 | 0 | 0 | 0 | 0
FixedInterchange | 0 | 0 | 0 | 0 | 0 | 0
Emission Cost by Reporting Type: NWPP_Coal
ReportingType | 2015 | 2020 | 2025 | 2030 | 2035 | 2040
BM | 0 | 0 | 0 | 0 | 0 | 0
CC | 0 | 0 | 0 | 0 | 0 | 0
CSP | 0 | 0 | 0 | 0 | 0 | 0
CT | 0 | 0 | 0 | 0 | 0 | 0
Coal | 0 | 0 | 0 | 0 | 0 | 0
Geo | 0 | 0 | 0 | 0 | 0 | 0
H | 0 | 0 | 0 | 0 | 0 | 0
LFG | 0 | 0 | 0 | 0 | 0 | 0
Nuc | 0 | 0 | 0 | 0 | 0 | 0
PS | 0 | 0 | 0 | 0 | 0 | 0
PV | 0 | 0 | 0 | 0 | 0 | 0
PeakG | 0 | 0 | 0 | 0 | 0 | 0
PeakO | 0 | 0 | 0 | 0 | 0 | 0
ST | 0 | 0 | 0 | 0 | 0 | 0
STOG | 0 | 0 | 0 | 0 | 0 | 0
STWD | 0 | 0 | 0 | 0 | 0 | 0
WT | 0 | 0 | 0 | 0 | 0 | 0
IGCC | 0 | 0 | 0 | 0 | 0 | 0
DemandResponse | 0 | 0 | 0 | 0 | 0 | 0
IGCC-CCS | 0 | 0 | 0 | 0 | 0 | 0
WT_off | 0 | 0 | 0 | 0 | 0 | 0
PseudoUnit | 0 | 0 | 0 | 0 | 0 | 0
FixedInterchange | 0 | 0 | 0 | 0 | 0 | 0
Emission Cost by Reporting Type: NWPP_Gas
ReportingType | 2015 | 2020 | 2025 | 2030 | 2035 | 2040
BM | 0 | 0 | 0 | 0 | 0 | 0
CC | 0 | 0 | 0 | 0 | 0 | 0
CSP | 0 | 0 | 0 | 0 | 0 | 0
CT | 0 | 0 | 0 | 0 | 0 | 0
Coal | 0 | 0 | 0 | 0 | 0 | 0
Geo | 0 | 0 | 0 | 0 | 0 | 0
H | 0 | 0 | 0 | 0 | 0 | 0
LFG | 0 | 0 | 0 | 0 | 0 | 0
Nuc | 0 | 0 | 0 | 0 | 0 | 0
PS | 0 | 0 | 0 | 0 | 0 | 0
PV | 0 | 0 | 0 | 0 | 0 | 0
PeakG | 0 | 0 | 0 | 0 | 0 | 0
PeakO | 0 | 0 | 0 | 0 | 0 | 0
ST | 0 | 0 | 0 | 0 | 0 | 0
STOG | 0 | 0 | 0 | 0 | 0 | 0
STWD | 0 | 0 | 0 | 0 | 0 | 0
WT | 0 | 0 | 0 | 0 | 0 | 0
IGCC | 0 | 0 | 0 | 0 | 0 | 0
DemandResponse | 0 | 0 | 0 | 0 | 0 | 0
IGCC-CCS | 0 | 0 | 0 | 0 | 0 | 0
WT_off | 0 | 0 | 0 | 0 | 0 | 0
PseudoUnit | 0 | 0 | 0 | 0 | 0 | 0
FixedInterchange | 0 | 0 | 0 | 0 | 0 | 0
Emission Cost by Reporting Type: NWPP_NucRenew
ReportingType | 2015 | 2020 | 2025 | 2030 | 2035 | 2040
BM | 0 | 0 | 0 | 0 | 0 | 0
CC | 0 | 0 | 0 | 0 | 0 | 0
CSP | 0 | 0 | 0 | 0 | 0 | 0
CT | 0 | 0 | 0 | 0 | 0 | 0
Coal | 0 | 0 | 0 | 0 | 0 | 0
Geo | 0 | 0 | 0 | 0 | 0 | 0
H | 0 | 0 | 0 | 0 | 0 | 0
LFG | 0 | 0 | 0 | 0 | 0 | 0
Nuc | 0 | 0 | 0 | 0 | 0 | 0
PS | 0 | 0 | 0 | 0 | 0 | 0
PV | 0 | 0 | 0 | 0 | 0 | 0
PeakG | 0 | 0 | 0 | 0 | 0 | 0
PeakO | 0 | 0 | 0 | 0 | 0 | 0
ST | 0 | 0 | 0 | 0 | 0 | 0
STOG | 0 | 0 | 0 | 0 | 0 | 0
STWD | 0 | 0 | 0 | 0 | 0 | 0
WT | 0 | 0 | 0 | 0 | 0 | 0
IGCC | 0 | 0 | 0 | 0 | 0 | 0
DemandResponse | 0 | 0 | 0 | 0 | 0 | 0
IGCC-CCS | 0 | 0 | 0 | 0 | 0 | 0
WT_off | 0 | 0 | 0 | 0 | 0 | 0
PseudoUnit | 0 | 0 | 0 | 0 | 0 | 0
FixedInterchange | 0 | 0 | 0 | 0 | 0 | 0
Emission Cost by Reporting Type: RMPA
ReportingType | 2015 | 2020 | 2025 | 2030 | 2035 | 2040
BM | 0 | 0 | 0 | 0 | 0 | 0
CC | 0 | 0 | 0 | 0 | 0 | 0
CSP | 0 | 0 | 0 | 0 | 0 | 0
CT | 0 | 0 | 0 | 0 | 0 | 0
Coal | 0 | 0 | 0 | 0 | 0 | 0
Geo | 0 | 0 | 0 | 0 | 0 | 0
H | 0 | 0 | 0 | 0 | 0 | 0
LFG | 0 | 0 | 0 | 0 | 0 | 0
Nuc | 0 | 0 | 0 | 0 | 0 | 0
PS | 0 | 0 | 0 | 0 | 0 | 0
PV | 0 | 0 | 0 | 0 | 0 | 0
PeakG | 0 | 0 | 0 | 0 | 0 | 0
PeakO | 0 | 0 | 0 | 0 | 0 | 0
ST | 0 | 0 | 0 | 0 | 0 | 0
STOG | 0 | 0 | 0 | 0 | 0 | 0
STWD | 0 | 0 | 0 | 0 | 0 | 0
WT | 0 | 0 | 0 | 0 | 0 | 0
IGCC | 0 | 0 | 0 | 0 | 0 | 0
DemandResponse | 0 | 0 | 0 | 0 | 0 | 0
IGCC-CCS | 0 | 0 | 0 | 0 | 0 | 0
WT_off | 0 | 0 | 0 | 0 | 0 | 0
PseudoUnit | 0 | 0 | 0 | 0 | 0 | 0
FixedInterchange | 0 | 0 | 0 | 0 | 0 | 0
Emission Cost by Reporting Type: SP15
ReportingType | 2015 | 2020 | 2025 | 2030 | 2035 | 2040
BM | 0 | 0 | 0 | 0 | 0 | 0
CC | 0 | 0 | 0 | 0 | 0 | 0
CSP | 0 | 0 | 0 | 0 | 0 | 0
CT | 0 | 0 | 0 | 0 | 0 | 0
Coal | 0 | 0 | 0 | 0 | 0 | 0
Geo | 0 | 0 | 0 | 0 | 0 | 0
H | 0 | 0 | 0 | 0 | 0 | 0
LFG | 0 | 0 | 0 | 0 | 0 | 0
Nuc | 0 | 0 | 0 | 0 | 0 | 0
PS | 0 | 0 | 0 | 0 | 0 | 0
PV | 0 | 0 | 0 | 0 | 0 | 0
PeakG | 0 | 0 | 0 | 0 | 0 | 0
PeakO | 0 | 0 | 0 | 0 | 0 | 0
ST | 0 | 0 | 0 | 0 | 0 | 0
STOG | 0 | 0 | 0 | 0 | 0 | 0
STWD | 0 | 0 | 0 | 0 | 0 | 0
WT | 0 | 0 | 0 | 0 | 0 | 0
IGCC | 0 | 0 | 0 | 0 | 0 | 0
DemandResponse | 0 | 0 | 0 | 0 | 0 | 0
IGCC-CCS | 0 | 0 | 0 | 0 | 0 | 0
WT_off | 0 | 0 | 0 | 0 | 0 | 0
PseudoUnit | 0 | 0 | 0 | 0 | 0 | 0
FixedInterchange | 0 | 0 | 0 | 0 | 0 | 0
Emission Cost by Reporting Type: ALB
ReportingType | 2015 | 2020 | 2025 | 2030 | 2035 | 2040
BM | 0 | 0 | 0 | 0 | 0 | 0
CC | 0 | 0 | 0 | 0 | 0 | 0
CSP | 0 | 0 | 0 | 0 | 0 | 0
CT | 0 | 0 | 0 | 0 | 0 | 0
Coal | 0 | 0 | 0 | 0 | 0 | 0
Geo | 0 | 0 | 0 | 0 | 0 | 0
H | 0 | 0 | 0 | 0 | 0 | 0
LFG | 0 | 0 | 0 | 0 | 0 | 0
Nuc | 0 | 0 | 0 | 0 | 0 | 0
PS | 0 | 0 | 0 | 0 | 0 | 0
PV | 0 | 0 | 0 | 0 | 0 | 0
PeakG | 0 | 0 | 0 | 0 | 0 | 0
PeakO | 0 | 0 | 0 | 0 | 0 | 0
ST | 0 | 0 | 0 | 0 | 0 | 0
STOG | 0 | 0 | 0 | 0 | 0 | 0
STWD | 0 | 0 | 0 | 0 | 0 | 0
WT | 0 | 0 | 0 | 0 | 0 | 0
IGCC | 0 | 0 | 0 | 0 | 0 | 0
DemandResponse | 0 | 0 | 0 | 0 | 0 | 0
IGCC-CCS | 0 | 0 | 0 | 0 | 0 | 0
WT_off | 0 | 0 | 0 | 0 | 0 | 0
PseudoUnit | 0 | 0 | 0 | 0 | 0 | 0
FixedInterchange | 0 | 0 | 0 | 0 | 0 | 0
Emission Cost by Reporting Type: BC
ReportingType | 2015 | 2020 | 2025 | 2030 | 2035 | 2040
BM | 0 | 0 | 0 | 0 | 0 | 0
CC | 0 | 0 | 0 | 0 | 0 | 0
CSP | 0 | 0 | 0 | 0 | 0 | 0
CT | 0 | 0 | 0 | 0 | 0 | 0
Coal | 0 | 0 | 0 | 0 | 0 | 0
Geo | 0 | 0 | 0 | 0 | 0 | 0
H | 0 | 0 | 0 | 0 | 0 | 0
LFG | 0 | 0 | 0 | 0 | 0 | 0
Nuc | 0 | 0 | 0 | 0 | 0 | 0
PS | 0 | 0 | 0 | 0 | 0 | 0
PV | 0 | 0 | 0 | 0 | 0 | 0
PeakG | 0 | 0 | 0 | 0 | 0 | 0
PeakO | 0 | 0 | 0 | 0 | 0 | 0
ST | 0 | 0 | 0 | 0 | 0 | 0
STOG | 0 | 0 | 0 | 0 | 0 | 0
STWD | 0 | 0 | 0 | 0 | 0 | 0
WT | 0 | 0 | 0 | 0 | 0 | 0
IGCC | 0 | 0 | 0 | 0 | 0 | 0
DemandResponse | 0 | 0 | 0 | 0 | 0 | 0
IGCC-CCS | 0 | 0 | 0 | 0 | 0 | 0
WT_off | 0 | 0 | 0 | 0 | 0 | 0
PseudoUnit | 0 | 0 | 0 | 0 | 0 | 0
FixedInterchange | 0 | 0 | 0 | 0 | 0 | 0
Emission Cost by Reporting Type: HQ_IESO
ReportingType | 2015 | 2020 | 2025 | 2030 | 2035 | 2040
BM | 0 | 0 | 0 | 0 | 0 | 0
CC | 0 | 0 | 0 | 0 | 0 | 0
CSP | 0 | 0 | 0 | 0 | 0 | 0
CT | 0 | 0 | 0 | 0 | 0 | 0
Coal | 0 | 0 | 0 | 0 | 0 | 0
Geo | 0 | 0 | 0 | 0 | 0 | 0
H | 0 | 0 | 0 | 0 | 0 | 0
LFG | 0 | 0 | 0 | 0 | 0 | 0
Nuc | 0 | 0 | 0 | 0 | 0 | 0
PS | 0 | 0 | 0 | 0 | 0 | 0
PV | 0 | 0 | 0 | 0 | 0 | 0
PeakG | 0 | 0 | 0 | 0 | 0 | 0
PeakO | 0 | 0 | 0 | 0 | 0 | 0
ST | 0 | 0 | 0 | 0 | 0 | 0
STOG | 0 | 0 | 0 | 0 | 0 | 0
STWD | 0 | 0 | 0 | 0 | 0 | 0
WT | 0 | 0 | 0 | 0 | 0 | 0
IGCC | 0 | 0 | 0 | 0 | 0 | 0
DemandResponse | 0 | 0 | 0 | 0 | 0 | 0
IGCC-CCS | 0 | 0 | 0 | 0 | 0 | 0
WT_off | 0 | 0 | 0 | 0 | 0 | 0
PseudoUnit | 0 | 0 | 0 | 0 | 0 | 0
FixedInterchange | 0 | 0 | 0 | 0 | 0 | 0
Emission Cost by Reporting Type: HQ_NEISO
ReportingType | 2015 | 2020 | 2025 | 2030 | 2035 | 2040
BM | 0 | 0 | 0 | 0 | 0 | 0
CC | 0 | 0 | 0 | 0 | 0 | 0
CSP | 0 | 0 | 0 | 0 | 0 | 0
CT | 0 | 0 | 0 | 0 | 0 | 0
Coal | 0 | 0 | 0 | 0 | 0 | 0
Geo | 0 | 0 | 0 | 0 | 0 | 0
H | 0 | 0 | 0 | 0 | 0 | 0
LFG | 0 | 0 | 0 | 0 | 0 | 0
Nuc | 0 | 0 | 0 | 0 | 0 | 0
PS | 0 | 0 | 0 | 0 | 0 | 0
PV | 0 | 0 | 0 | 0 | 0 | 0
PeakG | 0 | 0 | 0 | 0 | 0 | 0
PeakO | 0 | 0 | 0 | 0 | 0 | 0
ST | 0 | 0 | 0 | 0 | 0 | 0
STOG | 0 | 0 | 0 | 0 | 0 | 0
STWD | 0 | 0 | 0 | 0 | 0 | 0
WT | 0 | 0 | 0 | 0 | 0 | 0
IGCC | 0 | 0 | 0 | 0 | 0 | 0
DemandResponse | 0 | 0 | 0 | 0 | 0 | 0
IGCC-CCS | 0 | 0 | 0 | 0 | 0 | 0
WT_off | 0 | 0 | 0 | 0 | 0 | 0
PseudoUnit | 0 | 0 | 0 | 0 | 0 | 0
FixedInterchange | 0 | 0 | 0 | 0 | 0 | 0
Emission Cost by Reporting Type: HQ_NY
ReportingType | 2015 | 2020 | 2025 | 2030 | 2035 | 2040
BM | 0 | 0 | 0 | 0 | 0 | 0
CC | 0 | 0 | 0 | 0 | 0 | 0
CSP | 0 | 0 | 0 | 0 | 0 | 0
CT | 0 | 0 | 0 | 0 | 0 | 0
Coal | 0 | 0 | 0 | 0 | 0 | 0
Geo | 0 | 0 | 0 | 0 | 0 | 0
H | 0 | 0 | 0 | 0 | 0 | 0
LFG | 0 | 0 | 0 | 0 | 0 | 0
Nuc | 0 | 0 | 0 | 0 | 0 | 0
PS | 0 | 0 | 0 | 0 | 0 | 0
PV | 0 | 0 | 0 | 0 | 0 | 0
PeakG | 0 | 0 | 0 | 0 | 0 | 0
PeakO | 0 | 0 | 0 | 0 | 0 | 0
ST | 0 | 0 | 0 | 0 | 0 | 0
STOG | 0 | 0 | 0 | 0 | 0 | 0
STWD | 0 | 0 | 0 | 0 | 0 | 0
WT | 0 | 0 | 0 | 0 | 0 | 0
IGCC | 0 | 0 | 0 | 0 | 0 | 0
DemandResponse | 0 | 0 | 0 | 0 | 0 | 0
IGCC-CCS | 0 | 0 | 0 | 0 | 0 | 0
WT_off | 0 | 0 | 0 | 0 | 0 | 0
PseudoUnit | 0 | 0 | 0 | 0 | 0 | 0
FixedInterchange | 0 | 0 | 0 | 0 | 0 | 0
Emission Cost by Reporting Type: MARITIMES
ReportingType | 2015 | 2020 | 2025 | 2030 | 2035 | 2040
BM | 0 | 0 | 0 | 0 | 0 | 0
CC | 0 | 0 | 0 | 0 | 0 | 0
CSP | 0 | 0 | 0 | 0 | 0 | 0
CT | 0 | 0 | 0 | 0 | 0 | 0
Coal | 0 | 0 | 0 | 0 | 0 | 0
Geo | 0 | 0 | 0 | 0 | 0 | 0
H | 0 | 0 | 0 | 0 | 0 | 0
LFG | 0 | 0 | 0 | 0 | 0 | 0
Nuc | 0 | 0 | 0 | 0 | 0 | 0
PS | 0 | 0 | 0 | 0 | 0 | 0
PV | 0 | 0 | 0 | 0 | 0 | 0
PeakG | 0 | 0 | 0 | 0 | 0 | 0
PeakO | 0 | 0 | 0 | 0 | 0 | 0
ST | 0 | 0 | 0 | 0 | 0 | 0
STOG | 0 | 0 | 0 | 0 | 0 | 0
STWD | 0 | 0 | 0 | 0 | 0 | 0
WT | 0 | 0 | 0 | 0 | 0 | 0
IGCC | 0 | 0 | 0 | 0 | 0 | 0
DemandResponse | 0 | 0 | 0 | 0 | 0 | 0
IGCC-CCS | 0 | 0 | 0 | 0 | 0 | 0
WT_off | 0 | 0 | 0 | 0 | 0 | 0
PseudoUnit | 0 | 0 | 0 | 0 | 0 | 0
FixedInterchange | 0 | 0 | 0 | 0 | 0 | 0
Emission Cost by Reporting Type: All
ReportingType | 2015 | 2020 | 2025 | 2030 | 2035 | 2040
BM | 0 | 0 | 0 | 0 | 0 | 0
CC | 0 | 0 | 0 | 0 | 0 | 0
CSP | 0 | 0 | 0 | 0 | 0 | 0
CT | 0 | 0 | 0 | 0 | 0 | 0
Coal | 0 | 0 | 0 | 0 | 0 | 0
Geo | 0 | 0 | 0 | 0 | 0 | 0
H | 0 | 0 | 0 | 0 | 0 | 0
LFG | 0 | 0 | 0 | 0 | 0 | 0
Nuc | 0 | 0 | 0 | 0 | 0 | 0
PS | 0 | 0 | 0 | 0 | 0 | 0
PV | 0 | 0 | 0 | 0 | 0 | 0
PeakG | 0 | 0 | 0 | 0 | 0 | 0
PeakO | 0 | 0 | 0 | 0 | 0 | 0
ST | 0 | 0 | 0 | 0 | 0 | 0
STOG | 0 | 0 | 0 | 0 | 0 | 0
STWD | 0 | 0 | 0 | 0 | 0 | 0
WT | 0 | 0 | 0 | 0 | 0 | 0
IGCC | 0 | 0 | 0 | 0 | 0 | 0
DemandResponse | 0 | 0 | 0 | 0 | 0 | 0
IGCC-CCS | 0 | 0 | 0 | 0 | 0 | 0
WT_off | 0 | 0 | 0 | 0 | 0 | 0
PseudoUnit | 0 | 0 | 0 | 0 | 0 | 0
FixedInterchange | 0 | 0 | 0 | 0 | 0 | 0
Emission Cost by Reporting Type: EI_US
ReportingType | 2015 | 2020 | 2025 | 2030 | 2035 | 2040
BM | 0 | 0 | 0 | 0 | 0 | 0
CC | 0 | 0 | 0 | 0 | 0 | 0
CSP | 0 | 0 | 0 | 0 | 0 | 0
CT | 0 | 0 | 0 | 0 | 0 | 0
Coal | 0 | 0 | 0 | 0 | 0 | 0
Geo | 0 | 0 | 0 | 0 | 0 | 0
H | 0 | 0 | 0 | 0 | 0 | 0
LFG | 0 | 0 | 0 | 0 | 0 | 0
Nuc | 0 | 0 | 0 | 0 | 0 | 0
PS | 0 | 0 | 0 | 0 | 0 | 0
PV | 0 | 0 | 0 | 0 | 0 | 0
PeakG | 0 | 0 | 0 | 0 | 0 | 0
PeakO | 0 | 0 | 0 | 0 | 0 | 0
ST | 0 | 0 | 0 | 0 | 0 | 0
STOG | 0 | 0 | 0 | 0 | 0 | 0
STWD | 0 | 0 | 0 | 0 | 0 | 0
WT | 0 | 0 | 0 | 0 | 0 | 0
IGCC | 0 | 0 | 0 | 0 | 0 | 0
DemandResponse | 0 | 0 | 0 | 0 | 0 | 0
IGCC-CCS | 0 | 0 | 0 | 0 | 0 | 0
WT_off | 0 | 0 | 0 | 0 | 0 | 0
PseudoUnit | 0 | 0 | 0 | 0 | 0 | 0
FixedInterchange | 0 | 0 | 0 | 0 | 0 | 0
Emission Cost by Reporting Type: EI_Canada
ReportingType | 2015 | 2020 | 2025 | 2030 | 2035 | 2040
BM | 0 | 0 | 0 | 0 | 0 | 0
CC | 0 | 0 | 0 | 0 | 0 | 0
CSP | 0 | 0 | 0 | 0 | 0 | 0
CT | 0 | 0 | 0 | 0 | 0 | 0
Coal | 0 | 0 | 0 | 0 | 0 | 0
Geo | 0 | 0 | 0 | 0 | 0 | 0
H | 0 | 0 | 0 | 0 | 0 | 0
LFG | 0 | 0 | 0 | 0 | 0 | 0
Nuc | 0 | 0 | 0 | 0 | 0 | 0
PS | 0 | 0 | 0 | 0 | 0 | 0
PV | 0 | 0 | 0 | 0 | 0 | 0
PeakG | 0 | 0 | 0 | 0 | 0 | 0
PeakO | 0 | 0 | 0 | 0 | 0 | 0
ST | 0 | 0 | 0 | 0 | 0 | 0
STOG | 0 | 0 | 0 | 0 | 0 | 0
STWD | 0 | 0 | 0 | 0 | 0 | 0
WT | 0 | 0 | 0 | 0 | 0 | 0
IGCC | 0 | 0 | 0 | 0 | 0 | 0
DemandResponse | 0 | 0 | 0 | 0 | 0 | 0
IGCC-CCS | 0 | 0 | 0 | 0 | 0 | 0
WT_off | 0 | 0 | 0 | 0 | 0 | 0
PseudoUnit | 0 | 0 | 0 | 0 | 0 | 0
FixedInterchange | 0 | 0 | 0 | 0 | 0 | 0
Emission Cost by Reporting Type: EI
ReportingType | 2015 | 2020 | 2025 | 2030 | 2035 | 2040
BM | 0 | 0 | 0 | 0 | 0 | 0
CC | 0 | 0 | 0 | 0 | 0 | 0
CSP | 0 | 0 | 0 | 0 | 0 | 0
CT | 0 | 0 | 0 | 0 | 0 | 0
Coal | 0 | 0 | 0 | 0 | 0 | 0
Geo | 0 | 0 | 0 | 0 | 0 | 0
H | 0 | 0 | 0 | 0 | 0 | 0
LFG | 0 | 0 | 0 | 0 | 0 | 0
Nuc | 0 | 0 | 0 | 0 | 0 | 0
PS | 0 | 0 | 0 | 0 | 0 | 0
PV | 0 | 0 | 0 | 0 | 0 | 0
PeakG | 0 | 0 | 0 | 0 | 0 | 0
PeakO | 0 | 0 | 0 | 0 | 0 | 0
ST | 0 | 0 | 0 | 0 | 0 | 0
STOG | 0 | 0 | 0 | 0 | 0 | 0
STWD | 0 | 0 | 0 | 0 | 0 | 0
WT | 0 | 0 | 0 | 0 | 0 | 0
IGCC | 0 | 0 | 0 | 0 | 0 | 0
DemandResponse | 0 | 0 | 0 | 0 | 0 | 0
IGCC-CCS | 0 | 0 | 0 | 0 | 0 | 0
WT_off | 0 | 0 | 0 | 0 | 0 | 0
PseudoUnit | 0 | 0 | 0 | 0 | 0 | 0
FixedInterchange | 0 | 0 | 0 | 0 | 0 | 0
Emission Cost by Reporting Type: Outside_EI
ReportingType | 2015 | 2020 | 2025 | 2030 | 2035 | 2040
BM | 0 | 0 | 0 | 0 | 0 | 0
CC | 0 | 0 | 0 | 0 | 0 | 0
CSP | 0 | 0 | 0 | 0 | 0 | 0
CT | 0 | 0 | 0 | 0 | 0 | 0
Coal | 0 | 0 | 0 | 0 | 0 | 0
Geo | 0 | 0 | 0 | 0 | 0 | 0
H | 0 | 0 | 0 | 0 | 0 | 0
LFG | 0 | 0 | 0 | 0 | 0 | 0
Nuc | 0 | 0 | 0 | 0 | 0 | 0
PS | 0 | 0 | 0 | 0 | 0 | 0
PV | 0 | 0 | 0 | 0 | 0 | 0
PeakG | 0 | 0 | 0 | 0 | 0 | 0
PeakO | 0 | 0 | 0 | 0 | 0 | 0
ST | 0 | 0 | 0 | 0 | 0 | 0
STOG | 0 | 0 | 0 | 0 | 0 | 0
STWD | 0 | 0 | 0 | 0 | 0 | 0
WT | 0 | 0 | 0 | 0 | 0 | 0
IGCC | 0 | 0 | 0 | 0 | 0 | 0
DemandResponse | 0 | 0 | 0 | 0 | 0 | 0
IGCC-CCS | 0 | 0 | 0 | 0 | 0 | 0
WT_off | 0 | 0 | 0 | 0 | 0 | 0
PseudoUnit | 0 | 0 | 0 | 0 | 0 | 0
FixedInterchange | 0 | 0 | 0 | 0 | 0 | 0
==== Emission Program: CAMR : (Hg) ====
Emission Cost by Reporting Type: Entergy
ReportingType | 2015 | 2020 | 2025 | 2030 | 2035 | 2040
BM | 0 | 0 | 0 | 0 | 0 | 0
CC | 0 | 0 | 0 | 0 | 0 | 0
CSP | 0 | 0 | 0 | 0 | 0 | 0
CT | 0 | 0 | 0 | 0 | 0 | 0
Coal | 0 | 0 | 0 | 0 | 0 | 0
Geo | 0 | 0 | 0 | 0 | 0 | 0
H | 0 | 0 | 0 | 0 | 0 | 0
LFG | 0 | 0 | 0 | 0 | 0 | 0
Nuc | 0 | 0 | 0 | 0 | 0 | 0
PS | 0 | 0 | 0 | 0 | 0 | 0
PV | 0 | 0 | 0 | 0 | 0 | 0
PeakG | 0 | 0 | 0 | 0 | 0 | 0
PeakO | 0 | 0 | 0 | 0 | 0 | 0
ST | 0 | 0 | 0 | 0 | 0 | 0
STOG | 0 | 0 | 0 | 0 | 0 | 0
STWD | 0 | 0 | 0 | 0 | 0 | 0
WT | 0 | 0 | 0 | 0 | 0 | 0
IGCC | 0 | 0 | 0 | 0 | 0 | 0
DemandResponse | 0 | 0 | 0 | 0 | 0 | 0
IGCC-CCS | 0 | 0 | 0 | 0 | 0 | 0
WT_off | 0 | 0 | 0 | 0 | 0 | 0
PseudoUnit | 0 | 0 | 0 | 0 | 0 | 0
FixedInterchange | 0 | 0 | 0 | 0 | 0 | 0
Emission Cost by Reporting Type: FRCC
ReportingType | 2015 | 2020 | 2025 | 2030 | 2035 | 2040
BM | 0 | 0 | 0 | 0 | 0 | 0
CC | 0 | 0 | 0 | 0 | 0 | 0
CSP | 0 | 0 | 0 | 0 | 0 | 0
CT | 0 | 0 | 0 | 0 | 0 | 0
Coal | 0 | 0 | 0 | 0 | 0 | 0
Geo | 0 | 0 | 0 | 0 | 0 | 0
H | 0 | 0 | 0 | 0 | 0 | 0
LFG | 0 | 0 | 0 | 0 | 0 | 0
Nuc | 0 | 0 | 0 | 0 | 0 | 0
PS | 0 | 0 | 0 | 0 | 0 | 0
PV | 0 | 0 | 0 | 0 | 0 | 0
PeakG | 0 | 0 | 0 | 0 | 0 | 0
PeakO | 0 | 0 | 0 | 0 | 0 | 0
ST | 0 | 0 | 0 | 0 | 0 | 0
STOG | 0 | 0 | 0 | 0 | 0 | 0
STWD | 0 | 0 | 0 | 0 | 0 | 0
WT | 0 | 0 | 0 | 0 | 0 | 0
IGCC | 0 | 0 | 0 | 0 | 0 | 0
DemandResponse | 0 | 0 | 0 | 0 | 0 | 0
IGCC-CCS | 0 | 0 | 0 | 0 | 0 | 0
WT_off | 0 | 0 | 0 | 0 | 0 | 0
PseudoUnit | 0 | 0 | 0 | 0 | 0 | 0
FixedInterchange | 0 | 0 | 0 | 0 | 0 | 0
Emission Cost by Reporting Type: MAPP_US
ReportingType | 2015 | 2020 | 2025 | 2030 | 2035 | 2040
BM | 0 | 0 | 0 | 0 | 0 | 0
CC | 0 | 0 | 0 | 0 | 0 | 0
CSP | 0 | 0 | 0 | 0 | 0 | 0
CT | 0 | 0 | 0 | 0 | 0 | 0
Coal | 0 | 0 | 0 | 0 | 0 | 0
Geo | 0 | 0 | 0 | 0 | 0 | 0
H | 0 | 0 | 0 | 0 | 0 | 0
LFG | 0 | 0 | 0 | 0 | 0 | 0
Nuc | 0 | 0 | 0 | 0 | 0 | 0
PS | 0 | 0 | 0 | 0 | 0 | 0
PV | 0 | 0 | 0 | 0 | 0 | 0
PeakG | 0 | 0 | 0 | 0 | 0 | 0
PeakO | 0 | 0 | 0 | 0 | 0 | 0
ST | 0 | 0 | 0 | 0 | 0 | 0
STOG | 0 | 0 | 0 | 0 | 0 | 0
STWD | 0 | 0 | 0 | 0 | 0 | 0
WT | 0 | 0 | 0 | 0 | 0 | 0
IGCC | 0 | 0 | 0 | 0 | 0 | 0
DemandResponse | 0 | 0 | 0 | 0 | 0 | 0
IGCC-CCS | 0 | 0 | 0 | 0 | 0 | 0
WT_off | 0 | 0 | 0 | 0 | 0 | 0
PseudoUnit | 0 | 0 | 0 | 0 | 0 | 0
FixedInterchange | 0 | 0 | 0 | 0 | 0 | 0
Emission Cost by Reporting Type: MISO_IN
ReportingType | 2015 | 2020 | 2025 | 2030 | 2035 | 2040
BM | 0 | 0 | 0 | 0 | 0 | 0
CC | 0 | 0 | 0 | 0 | 0 | 0
CSP | 0 | 0 | 0 | 0 | 0 | 0
CT | 0 | 0 | 0 | 0 | 0 | 0
Coal | 0 | 0 | 0 | 0 | 0 | 0
Geo | 0 | 0 | 0 | 0 | 0 | 0
H | 0 | 0 | 0 | 0 | 0 | 0
LFG | 0 | 0 | 0 | 0 | 0 | 0
Nuc | 0 | 0 | 0 | 0 | 0 | 0
PS | 0 | 0 | 0 | 0 | 0 | 0
PV | 0 | 0 | 0 | 0 | 0 | 0
PeakG | 0 | 0 | 0 | 0 | 0 | 0
PeakO | 0 | 0 | 0 | 0 | 0 | 0
ST | 0 | 0 | 0 | 0 | 0 | 0
STOG | 0 | 0 | 0 | 0 | 0 | 0
STWD | 0 | 0 | 0 | 0 | 0 | 0
WT | 0 | 0 | 0 | 0 | 0 | 0
IGCC | 0 | 0 | 0 | 0 | 0 | 0
DemandResponse | 0 | 0 | 0 | 0 | 0 | 0
IGCC-CCS | 0 | 0 | 0 | 0 | 0 | 0
WT_off | 0 | 0 | 0 | 0 | 0 | 0
PseudoUnit | 0 | 0 | 0 | 0 | 0 | 0
FixedInterchange | 0 | 0 | 0 | 0 | 0 | 0
Emission Cost by Reporting Type: MISO_MI
ReportingType | 2015 | 2020 | 2025 | 2030 | 2035 | 2040
BM | 0 | 0 | 0 | 0 | 0 | 0
CC | 0 | 0 | 0 | 0 | 0 | 0
CSP | 0 | 0 | 0 | 0 | 0 | 0
CT | 0 | 0 | 0 | 0 | 0 | 0
Coal | 0 | 0 | 0 | 0 | 0 | 0
Geo | 0 | 0 | 0 | 0 | 0 | 0
H | 0 | 0 | 0 | 0 | 0 | 0
LFG | 0 | 0 | 0 | 0 | 0 | 0
Nuc | 0 | 0 | 0 | 0 | 0 | 0
PS | 0 | 0 | 0 | 0 | 0 | 0
PV | 0 | 0 | 0 | 0 | 0 | 0
PeakG | 0 | 0 | 0 | 0 | 0 | 0
PeakO | 0 | 0 | 0 | 0 | 0 | 0
ST | 0 | 0 | 0 | 0 | 0 | 0
STOG | 0 | 0 | 0 | 0 | 0 | 0
STWD | 0 | 0 | 0 | 0 | 0 | 0
WT | 0 | 0 | 0 | 0 | 0 | 0
IGCC | 0 | 0 | 0 | 0 | 0 | 0
DemandResponse | 0 | 0 | 0 | 0 | 0 | 0
IGCC-CCS | 0 | 0 | 0 | 0 | 0 | 0
WT_off | 0 | 0 | 0 | 0 | 0 | 0
PseudoUnit | 0 | 0 | 0 | 0 | 0 | 0
FixedInterchange | 0 | 0 | 0 | 0 | 0 | 0
Emission Cost by Reporting Type: MISO_MO-IL
ReportingType | 2015 | 2020 | 2025 | 2030 | 2035 | 2040
BM | 0 | 0 | 0 | 0 | 0 | 0
CC | 0 | 0 | 0 | 0 | 0 | 0
CSP | 0 | 0 | 0 | 0 | 0 | 0
CT | 0 | 0 | 0 | 0 | 0 | 0
Coal | 0 | 0 | 0 | 0 | 0 | 0
Geo | 0 | 0 | 0 | 0 | 0 | 0
H | 0 | 0 | 0 | 0 | 0 | 0
LFG | 0 | 0 | 0 | 0 | 0 | 0
Nuc | 0 | 0 | 0 | 0 | 0 | 0
PS | 0 | 0 | 0 | 0 | 0 | 0
PV | 0 | 0 | 0 | 0 | 0 | 0
PeakG | 0 | 0 | 0 | 0 | 0 | 0
PeakO | 0 | 0 | 0 | 0 | 0 | 0
ST | 0 | 0 | 0 | 0 | 0 | 0
STOG | 0 | 0 | 0 | 0 | 0 | 0
STWD | 0 | 0 | 0 | 0 | 0 | 0
WT | 0 | 0 | 0 | 0 | 0 | 0
IGCC | 0 | 0 | 0 | 0 | 0 | 0
DemandResponse | 0 | 0 | 0 | 0 | 0 | 0
IGCC-CCS | 0 | 0 | 0 | 0 | 0 | 0
WT_off | 0 | 0 | 0 | 0 | 0 | 0
PseudoUnit | 0 | 0 | 0 | 0 | 0 | 0
FixedInterchange | 0 | 0 | 0 | 0 | 0 | 0
Emission Cost by Reporting Type: MISO_W
ReportingType | 2015 | 2020 | 2025 | 2030 | 2035 | 2040
BM | 0 | 0 | 0 | 0 | 0 | 0
CC | 0 | 0 | 0 | 0 | 0 | 0
CSP | 0 | 0 | 0 | 0 | 0 | 0
CT | 0 | 0 | 0 | 0 | 0 | 0
Coal | 0 | 0 | 0 | 0 | 0 | 0
Geo | 0 | 0 | 0 | 0 | 0 | 0
H | 0 | 0 | 0 | 0 | 0 | 0
LFG | 0 | 0 | 0 | 0 | 0 | 0
Nuc | 0 | 0 | 0 | 0 | 0 | 0
PS | 0 | 0 | 0 | 0 | 0 | 0
PV | 0 | 0 | 0 | 0 | 0 | 0
PeakG | 0 | 0 | 0 | 0 | 0 | 0
PeakO | 0 | 0 | 0 | 0 | 0 | 0
ST | 0 | 0 | 0 | 0 | 0 | 0
STOG | 0 | 0 | 0 | 0 | 0 | 0
STWD | 0 | 0 | 0 | 0 | 0 | 0
WT | 0 | 0 | 0 | 0 | 0 | 0
IGCC | 0 | 0 | 0 | 0 | 0 | 0
DemandResponse | 0 | 0 | 0 | 0 | 0 | 0
IGCC-CCS | 0 | 0 | 0 | 0 | 0 | 0
WT_off | 0 | 0 | 0 | 0 | 0 | 0
PseudoUnit | 0 | 0 | 0 | 0 | 0 | 0
FixedInterchange | 0 | 0 | 0 | 0 | 0 | 0
Emission Cost by Reporting Type: MISO_WUMS
ReportingType | 2015 | 2020 | 2025 | 2030 | 2035 | 2040
BM | 0 | 0 | 0 | 0 | 0 | 0
CC | 0 | 0 | 0 | 0 | 0 | 0
CSP | 0 | 0 | 0 | 0 | 0 | 0
CT | 0 | 0 | 0 | 0 | 0 | 0
Coal | 0 | 0 | 0 | 0 | 0 | 0
Geo | 0 | 0 | 0 | 0 | 0 | 0
H | 0 | 0 | 0 | 0 | 0 | 0
LFG | 0 | 0 | 0 | 0 | 0 | 0
Nuc | 0 | 0 | 0 | 0 | 0 | 0
PS | 0 | 0 | 0 | 0 | 0 | 0
PV | 0 | 0 | 0 | 0 | 0 | 0
PeakG | 0 | 0 | 0 | 0 | 0 | 0
PeakO | 0 | 0 | 0 | 0 | 0 | 0
ST | 0 | 0 | 0 | 0 | 0 | 0
STOG | 0 | 0 | 0 | 0 | 0 | 0
STWD | 0 | 0 | 0 | 0 | 0 | 0
WT | 0 | 0 | 0 | 0 | 0 | 0
IGCC | 0 | 0 | 0 | 0 | 0 | 0
DemandResponse | 0 | 0 | 0 | 0 | 0 | 0
IGCC-CCS | 0 | 0 | 0 | 0 | 0 | 0
WT_off | 0 | 0 | 0 | 0 | 0 | 0
PseudoUnit | 0 | 0 | 0 | 0 | 0 | 0
FixedInterchange | 0 | 0 | 0 | 0 | 0 | 0
Emission Cost by Reporting Type: Nebraska
ReportingType | 2015 | 2020 | 2025 | 2030 | 2035 | 2040
BM | 0 | 0 | 0 | 0 | 0 | 0
CC | 0 | 0 | 0 | 0 | 0 | 0
CSP | 0 | 0 | 0 | 0 | 0 | 0
CT | 0 | 0 | 0 | 0 | 0 | 0
Coal | 0 | 0 | 0 | 0 | 0 | 0
Geo | 0 | 0 | 0 | 0 | 0 | 0
H | 0 | 0 | 0 | 0 | 0 | 0
LFG | 0 | 0 | 0 | 0 | 0 | 0
Nuc | 0 | 0 | 0 | 0 | 0 | 0
PS | 0 | 0 | 0 | 0 | 0 | 0
PV | 0 | 0 | 0 | 0 | 0 | 0
PeakG | 0 | 0 | 0 | 0 | 0 | 0
PeakO | 0 | 0 | 0 | 0 | 0 | 0
ST | 0 | 0 | 0 | 0 | 0 | 0
STOG | 0 | 0 | 0 | 0 | 0 | 0
STWD | 0 | 0 | 0 | 0 | 0 | 0
WT | 0 | 0 | 0 | 0 | 0 | 0
IGCC | 0 | 0 | 0 | 0 | 0 | 0
DemandResponse | 0 | 0 | 0 | 0 | 0 | 0
IGCC-CCS | 0 | 0 | 0 | 0 | 0 | 0
WT_off | 0 | 0 | 0 | 0 | 0 | 0
PseudoUnit | 0 | 0 | 0 | 0 | 0 | 0
FixedInterchange | 0 | 0 | 0 | 0 | 0 | 0
Emission Cost by Reporting Type: NEISO
ReportingType | 2015 | 2020 | 2025 | 2030 | 2035 | 2040
BM | 0 | 0 | 0 | 0 | 0 | 0
CC | 0 | 0 | 0 | 0 | 0 | 0
CSP | 0 | 0 | 0 | 0 | 0 | 0
CT | 0 | 0 | 0 | 0 | 0 | 0
Coal | 0 | 0 | 0 | 0 | 0 | 0
Geo | 0 | 0 | 0 | 0 | 0 | 0
H | 0 | 0 | 0 | 0 | 0 | 0
LFG | 0 | 0 | 0 | 0 | 0 | 0
Nuc | 0 | 0 | 0 | 0 | 0 | 0
PS | 0 | 0 | 0 | 0 | 0 | 0
PV | 0 | 0 | 0 | 0 | 0 | 0
PeakG | 0 | 0 | 0 | 0 | 0 | 0
PeakO | 0 | 0 | 0 | 0 | 0 | 0
ST | 0 | 0 | 0 | 0 | 0 | 0
STOG | 0 | 0 | 0 | 0 | 0 | 0
STWD | 0 | 0 | 0 | 0 | 0 | 0
WT | 0 | 0 | 0 | 0 | 0 | 0
IGCC | 0 | 0 | 0 | 0 | 0 | 0
DemandResponse | 0 | 0 | 0 | 0 | 0 | 0
IGCC-CCS | 0 | 0 | 0 | 0 | 0 | 0
WT_off | 0 | 0 | 0 | 0 | 0 | 0
PseudoUnit | 0 | 0 | 0 | 0 | 0 | 0
FixedInterchange | 0 | 0 | 0 | 0 | 0 | 0
Emission Cost by Reporting Type: NonRTO_Midwest
ReportingType | 2015 | 2020 | 2025 | 2030 | 2035 | 2040
BM | 0 | 0 | 0 | 0 | 0 | 0
CC | 0 | 0 | 0 | 0 | 0 | 0
CSP | 0 | 0 | 0 | 0 | 0 | 0
CT | 0 | 0 | 0 | 0 | 0 | 0
Coal | 0 | 0 | 0 | 0 | 0 | 0
Geo | 0 | 0 | 0 | 0 | 0 | 0
H | 0 | 0 | 0 | 0 | 0 | 0
LFG | 0 | 0 | 0 | 0 | 0 | 0
Nuc | 0 | 0 | 0 | 0 | 0 | 0
PS | 0 | 0 | 0 | 0 | 0 | 0
PV | 0 | 0 | 0 | 0 | 0 | 0
PeakG | 0 | 0 | 0 | 0 | 0 | 0
PeakO | 0 | 0 | 0 | 0 | 0 | 0
ST | 0 | 0 | 0 | 0 | 0 | 0
STOG | 0 | 0 | 0 | 0 | 0 | 0
STWD | 0 | 0 | 0 | 0 | 0 | 0
WT | 0 | 0 | 0 | 0 | 0 | 0
IGCC | 0 | 0 | 0 | 0 | 0 | 0
DemandResponse | 0 | 0 | 0 | 0 | 0 | 0
IGCC-CCS | 0 | 0 | 0 | 0 | 0 | 0
WT_off | 0 | 0 | 0 | 0 | 0 | 0
PseudoUnit | 0 | 0 | 0 | 0 | 0 | 0
FixedInterchange | 0 | 0 | 0 | 0 | 0 | 0
Emission Cost by Reporting Type: NYISO_A-F
ReportingType | 2015 | 2020 | 2025 | 2030 | 2035 | 2040
BM | 0 | 0 | 0 | 0 | 0 | 0
CC | 0 | 0 | 0 | 0 | 0 | 0
CSP | 0 | 0 | 0 | 0 | 0 | 0
CT | 0 | 0 | 0 | 0 | 0 | 0
Coal | 0 | 0 | 0 | 0 | 0 | 0
Geo | 0 | 0 | 0 | 0 | 0 | 0
H | 0 | 0 | 0 | 0 | 0 | 0
LFG | 0 | 0 | 0 | 0 | 0 | 0
Nuc | 0 | 0 | 0 | 0 | 0 | 0
PS | 0 | 0 | 0 | 0 | 0 | 0
PV | 0 | 0 | 0 | 0 | 0 | 0
PeakG | 0 | 0 | 0 | 0 | 0 | 0
PeakO | 0 | 0 | 0 | 0 | 0 | 0
ST | 0 | 0 | 0 | 0 | 0 | 0
STOG | 0 | 0 | 0 | 0 | 0 | 0
STWD | 0 | 0 | 0 | 0 | 0 | 0
WT | 0 | 0 | 0 | 0 | 0 | 0
IGCC | 0 | 0 | 0 | 0 | 0 | 0
DemandResponse | 0 | 0 | 0 | 0 | 0 | 0
IGCC-CCS | 0 | 0 | 0 | 0 | 0 | 0
WT_off | 0 | 0 | 0 | 0 | 0 | 0
PseudoUnit | 0 | 0 | 0 | 0 | 0 | 0
FixedInterchange | 0 | 0 | 0 | 0 | 0 | 0
Emission Cost by Reporting Type: NYISO_G-I
ReportingType | 2015 | 2020 | 2025 | 2030 | 2035 | 2040
BM | 0 | 0 | 0 | 0 | 0 | 0
CC | 0 | 0 | 0 | 0 | 0 | 0
CSP | 0 | 0 | 0 | 0 | 0 | 0
CT | 0 | 0 | 0 | 0 | 0 | 0
Coal | 0 | 0 | 0 | 0 | 0 | 0
Geo | 0 | 0 | 0 | 0 | 0 | 0
H | 0 | 0 | 0 | 0 | 0 | 0
LFG | 0 | 0 | 0 | 0 | 0 | 0
Nuc | 0 | 0 | 0 | 0 | 0 | 0
PS | 0 | 0 | 0 | 0 | 0 | 0
PV | 0 | 0 | 0 | 0 | 0 | 0
PeakG | 0 | 0 | 0 | 0 | 0 | 0
PeakO | 0 | 0 | 0 | 0 | 0 | 0
ST | 0 | 0 | 0 | 0 | 0 | 0
STOG | 0 | 0 | 0 | 0 | 0 | 0
STWD | 0 | 0 | 0 | 0 | 0 | 0
WT | 0 | 0 | 0 | 0 | 0 | 0
IGCC | 0 | 0 | 0 | 0 | 0 | 0
DemandResponse | 0 | 0 | 0 | 0 | 0 | 0
IGCC-CCS | 0 | 0 | 0 | 0 | 0 | 0
WT_off | 0 | 0 | 0 | 0 | 0 | 0
PseudoUnit | 0 | 0 | 0 | 0 | 0 | 0
FixedInterchange | 0 | 0 | 0 | 0 | 0 | 0
Emission Cost by Reporting Type: NYISO_J-K
ReportingType | 2015 | 2020 | 2025 | 2030 | 2035 | 2040
BM | 0 | 0 | 0 | 0 | 0 | 0
CC | 0 | 0 | 0 | 0 | 0 | 0
CSP | 0 | 0 | 0 | 0 | 0 | 0
CT | 0 | 0 | 0 | 0 | 0 | 0
Coal | 0 | 0 | 0 | 0 | 0 | 0
Geo | 0 | 0 | 0 | 0 | 0 | 0
H | 0 | 0 | 0 | 0 | 0 | 0
LFG | 0 | 0 | 0 | 0 | 0 | 0
Nuc | 0 | 0 | 0 | 0 | 0 | 0
PS | 0 | 0 | 0 | 0 | 0 | 0
PV | 0 | 0 | 0 | 0 | 0 | 0
PeakG | 0 | 0 | 0 | 0 | 0 | 0
PeakO | 0 | 0 | 0 | 0 | 0 | 0
ST | 0 | 0 | 0 | 0 | 0 | 0
STOG | 0 | 0 | 0 | 0 | 0 | 0
STWD | 0 | 0 | 0 | 0 | 0 | 0
WT | 0 | 0 | 0 | 0 | 0 | 0
IGCC | 0 | 0 | 0 | 0 | 0 | 0
DemandResponse | 0 | 0 | 0 | 0 | 0 | 0
IGCC-CCS | 0 | 0 | 0 | 0 | 0 | 0
WT_off | 0 | 0 | 0 | 0 | 0 | 0
PseudoUnit | 0 | 0 | 0 | 0 | 0 | 0
FixedInterchange | 0 | 0 | 0 | 0 | 0 | 0
Emission Cost by Reporting Type: PJM_E
ReportingType | 2015 | 2020 | 2025 | 2030 | 2035 | 2040
BM | 0 | 0 | 0 | 0 | 0 | 0
CC | 0 | 0 | 0 | 0 | 0 | 0
CSP | 0 | 0 | 0 | 0 | 0 | 0
CT | 0 | 0 | 0 | 0 | 0 | 0
Coal | 0 | 0 | 0 | 0 | 0 | 0
Geo | 0 | 0 | 0 | 0 | 0 | 0
H | 0 | 0 | 0 | 0 | 0 | 0
LFG | 0 | 0 | 0 | 0 | 0 | 0
Nuc | 0 | 0 | 0 | 0 | 0 | 0
PS | 0 | 0 | 0 | 0 | 0 | 0
PV | 0 | 0 | 0 | 0 | 0 | 0
PeakG | 0 | 0 | 0 | 0 | 0 | 0
PeakO | 0 | 0 | 0 | 0 | 0 | 0
ST | 0 | 0 | 0 | 0 | 0 | 0
STOG | 0 | 0 | 0 | 0 | 0 | 0
STWD | 0 | 0 | 0 | 0 | 0 | 0
WT | 0 | 0 | 0 | 0 | 0 | 0
IGCC | 0 | 0 | 0 | 0 | 0 | 0
DemandResponse | 0 | 0 | 0 | 0 | 0 | 0
IGCC-CCS | 0 | 0 | 0 | 0 | 0 | 0
WT_off | 0 | 0 | 0 | 0 | 0 | 0
PseudoUnit | 0 | 0 | 0 | 0 | 0 | 0
FixedInterchange | 0 | 0 | 0 | 0 | 0 | 0
Emission Cost by Reporting Type: PJM_ROM
ReportingType | 2015 | 2020 | 2025 | 2030 | 2035 | 2040
BM | 0 | 0 | 0 | 0 | 0 | 0
CC | 0 | 0 | 0 | 0 | 0 | 0
CSP | 0 | 0 | 0 | 0 | 0 | 0
CT | 0 | 0 | 0 | 0 | 0 | 0
Coal | 0 | 0 | 0 | 0 | 0 | 0
Geo | 0 | 0 | 0 | 0 | 0 | 0
H | 0 | 0 | 0 | 0 | 0 | 0
LFG | 0 | 0 | 0 | 0 | 0 | 0
Nuc | 0 | 0 | 0 | 0 | 0 | 0
PS | 0 | 0 | 0 | 0 | 0 | 0
PV | 0 | 0 | 0 | 0 | 0 | 0
PeakG | 0 | 0 | 0 | 0 | 0 | 0
PeakO | 0 | 0 | 0 | 0 | 0 | 0
ST | 0 | 0 | 0 | 0 | 0 | 0
STOG | 0 | 0 | 0 | 0 | 0 | 0
STWD | 0 | 0 | 0 | 0 | 0 | 0
WT | 0 | 0 | 0 | 0 | 0 | 0
IGCC | 0 | 0 | 0 | 0 | 0 | 0
DemandResponse | 0 | 0 | 0 | 0 | 0 | 0
IGCC-CCS | 0 | 0 | 0 | 0 | 0 | 0
WT_off | 0 | 0 | 0 | 0 | 0 | 0
PseudoUnit | 0 | 0 | 0 | 0 | 0 | 0
FixedInterchange | 0 | 0 | 0 | 0 | 0 | 0
Emission Cost by Reporting Type: PJM_ROR
ReportingType | 2015 | 2020 | 2025 | 2030 | 2035 | 2040
BM | 0 | 0 | 0 | 0 | 0 | 0
CC | 0 | 0 | 0 | 0 | 0 | 0
CSP | 0 | 0 | 0 | 0 | 0 | 0
CT | 0 | 0 | 0 | 0 | 0 | 0
Coal | 0 | 0 | 0 | 0 | 0 | 0
Geo | 0 | 0 | 0 | 0 | 0 | 0
H | 0 | 0 | 0 | 0 | 0 | 0
LFG | 0 | 0 | 0 | 0 | 0 | 0
Nuc | 0 | 0 | 0 | 0 | 0 | 0
PS | 0 | 0 | 0 | 0 | 0 | 0
PV | 0 | 0 | 0 | 0 | 0 | 0
PeakG | 0 | 0 | 0 | 0 | 0 | 0
PeakO | 0 | 0 | 0 | 0 | 0 | 0
ST | 0 | 0 | 0 | 0 | 0 | 0
STOG | 0 | 0 | 0 | 0 | 0 | 0
STWD | 0 | 0 | 0 | 0 | 0 | 0
WT | 0 | 0 | 0 | 0 | 0 | 0
IGCC | 0 | 0 | 0 | 0 | 0 | 0
DemandResponse | 0 | 0 | 0 | 0 | 0 | 0
IGCC-CCS | 0 | 0 | 0 | 0 | 0 | 0
WT_off | 0 | 0 | 0 | 0 | 0 | 0
PseudoUnit | 0 | 0 | 0 | 0 | 0 | 0
FixedInterchange | 0 | 0 | 0 | 0 | 0 | 0
Emission Cost by Reporting Type: SOCO
ReportingType | 2015 | 2020 | 2025 | 2030 | 2035 | 2040
BM | 0 | 0 | 0 | 0 | 0 | 0
CC | 0 | 0 | 0 | 0 | 0 | 0
CSP | 0 | 0 | 0 | 0 | 0 | 0
CT | 0 | 0 | 0 | 0 | 0 | 0
Coal | 0 | 0 | 0 | 0 | 0 | 0
Geo | 0 | 0 | 0 | 0 | 0 | 0
H | 0 | 0 | 0 | 0 | 0 | 0
LFG | 0 | 0 | 0 | 0 | 0 | 0
Nuc | 0 | 0 | 0 | 0 | 0 | 0
PS | 0 | 0 | 0 | 0 | 0 | 0
PV | 0 | 0 | 0 | 0 | 0 | 0
PeakG | 0 | 0 | 0 | 0 | 0 | 0
PeakO | 0 | 0 | 0 | 0 | 0 | 0
ST | 0 | 0 | 0 | 0 | 0 | 0
STOG | 0 | 0 | 0 | 0 | 0 | 0
STWD | 0 | 0 | 0 | 0 | 0 | 0
WT | 0 | 0 | 0 | 0 | 0 | 0
IGCC | 0 | 0 | 0 | 0 | 0 | 0
DemandResponse | 0 | 0 | 0 | 0 | 0 | 0
IGCC-CCS | 0 | 0 | 0 | 0 | 0 | 0
WT_off | 0 | 0 | 0 | 0 | 0 | 0
PseudoUnit | 0 | 0 | 0 | 0 | 0 | 0
FixedInterchange | 0 | 0 | 0 | 0 | 0 | 0
Emission Cost by Reporting Type: SPP_N
ReportingType | 2015 | 2020 | 2025 | 2030 | 2035 | 2040
BM | 0 | 0 | 0 | 0 | 0 | 0
CC | 0 | 0 | 0 | 0 | 0 | 0
CSP | 0 | 0 | 0 | 0 | 0 | 0
CT | 0 | 0 | 0 | 0 | 0 | 0
Coal | 0 | 0 | 0 | 0 | 0 | 0
Geo | 0 | 0 | 0 | 0 | 0 | 0
H | 0 | 0 | 0 | 0 | 0 | 0
LFG | 0 | 0 | 0 | 0 | 0 | 0
Nuc | 0 | 0 | 0 | 0 | 0 | 0
PS | 0 | 0 | 0 | 0 | 0 | 0
PV | 0 | 0 | 0 | 0 | 0 | 0
PeakG | 0 | 0 | 0 | 0 | 0 | 0
PeakO | 0 | 0 | 0 | 0 | 0 | 0
ST | 0 | 0 | 0 | 0 | 0 | 0
STOG | 0 | 0 | 0 | 0 | 0 | 0
STWD | 0 | 0 | 0 | 0 | 0 | 0
WT | 0 | 0 | 0 | 0 | 0 | 0
IGCC | 0 | 0 | 0 | 0 | 0 | 0
DemandResponse | 0 | 0 | 0 | 0 | 0 | 0
IGCC-CCS | 0 | 0 | 0 | 0 | 0 | 0
WT_off | 0 | 0 | 0 | 0 | 0 | 0
PseudoUnit | 0 | 0 | 0 | 0 | 0 | 0
FixedInterchange | 0 | 0 | 0 | 0 | 0 | 0
Emission Cost by Reporting Type: SPP_S
ReportingType | 2015 | 2020 | 2025 | 2030 | 2035 | 2040
BM | 0 | 0 | 0 | 0 | 0 | 0
CC | 0 | 0 | 0 | 0 | 0 | 0
CSP | 0 | 0 | 0 | 0 | 0 | 0
CT | 0 | 0 | 0 | 0 | 0 | 0
Coal | 0 | 0 | 0 | 0 | 0 | 0
Geo | 0 | 0 | 0 | 0 | 0 | 0
H | 0 | 0 | 0 | 0 | 0 | 0
LFG | 0 | 0 | 0 | 0 | 0 | 0
Nuc | 0 | 0 | 0 | 0 | 0 | 0
PS | 0 | 0 | 0 | 0 | 0 | 0
PV | 0 | 0 | 0 | 0 | 0 | 0
PeakG | 0 | 0 | 0 | 0 | 0 | 0
PeakO | 0 | 0 | 0 | 0 | 0 | 0
ST | 0 | 0 | 0 | 0 | 0 | 0
STOG | 0 | 0 | 0 | 0 | 0 | 0
STWD | 0 | 0 | 0 | 0 | 0 | 0
WT | 0 | 0 | 0 | 0 | 0 | 0
IGCC | 0 | 0 | 0 | 0 | 0 | 0
DemandResponse | 0 | 0 | 0 | 0 | 0 | 0
IGCC-CCS | 0 | 0 | 0 | 0 | 0 | 0
WT_off | 0 | 0 | 0 | 0 | 0 | 0
PseudoUnit | 0 | 0 | 0 | 0 | 0 | 0
FixedInterchange | 0 | 0 | 0 | 0 | 0 | 0
Emission Cost by Reporting Type: TVA
ReportingType | 2015 | 2020 | 2025 | 2030 | 2035 | 2040
BM | 0 | 0 | 0 | 0 | 0 | 0
CC | 0 | 0 | 0 | 0 | 0 | 0
CSP | 0 | 0 | 0 | 0 | 0 | 0
CT | 0 | 0 | 0 | 0 | 0 | 0
Coal | 0 | 0 | 0 | 0 | 0 | 0
Geo | 0 | 0 | 0 | 0 | 0 | 0
H | 0 | 0 | 0 | 0 | 0 | 0
LFG | 0 | 0 | 0 | 0 | 0 | 0
Nuc | 0 | 0 | 0 | 0 | 0 | 0
PS | 0 | 0 | 0 | 0 | 0 | 0
PV | 0 | 0 | 0 | 0 | 0 | 0
PeakG | 0 | 0 | 0 | 0 | 0 | 0
PeakO | 0 | 0 | 0 | 0 | 0 | 0
ST | 0 | 0 | 0 | 0 | 0 | 0
STOG | 0 | 0 | 0 | 0 | 0 | 0
STWD | 0 | 0 | 0 | 0 | 0 | 0
WT | 0 | 0 | 0 | 0 | 0 | 0
IGCC | 0 | 0 | 0 | 0 | 0 | 0
DemandResponse | 0 | 0 | 0 | 0 | 0 | 0
IGCC-CCS | 0 | 0 | 0 | 0 | 0 | 0
WT_off | 0 | 0 | 0 | 0 | 0 | 0
PseudoUnit | 0 | 0 | 0 | 0 | 0 | 0
FixedInterchange | 0 | 0 | 0 | 0 | 0 | 0
Emission Cost by Reporting Type: TVA_Transmission
ReportingType | 2015 | 2020 | 2025 | 2030 | 2035 | 2040
BM | 0 | 0 | 0 | 0 | 0 | 0
CC | 0 | 0 | 0 | 0 | 0 | 0
CSP | 0 | 0 | 0 | 0 | 0 | 0
CT | 0 | 0 | 0 | 0 | 0 | 0
Coal | 0 | 0 | 0 | 0 | 0 | 0
Geo | 0 | 0 | 0 | 0 | 0 | 0
H | 0 | 0 | 0 | 0 | 0 | 0
LFG | 0 | 0 | 0 | 0 | 0 | 0
Nuc | 0 | 0 | 0 | 0 | 0 | 0
PS | 0 | 0 | 0 | 0 | 0 | 0
PV | 0 | 0 | 0 | 0 | 0 | 0
PeakG | 0 | 0 | 0 | 0 | 0 | 0
PeakO | 0 | 0 | 0 | 0 | 0 | 0
ST | 0 | 0 | 0 | 0 | 0 | 0
STOG | 0 | 0 | 0 | 0 | 0 | 0
STWD | 0 | 0 | 0 | 0 | 0 | 0
WT | 0 | 0 | 0 | 0 | 0 | 0
IGCC | 0 | 0 | 0 | 0 | 0 | 0
DemandResponse | 0 | 0 | 0 | 0 | 0 | 0
IGCC-CCS | 0 | 0 | 0 | 0 | 0 | 0
WT_off | 0 | 0 | 0 | 0 | 0 | 0
PseudoUnit | 0 | 0 | 0 | 0 | 0 | 0
FixedInterchange | 0 | 0 | 0 | 0 | 0 | 0
Emission Cost by Reporting Type: VACAR
ReportingType | 2015 | 2020 | 2025 | 2030 | 2035 | 2040
BM | 0 | 0 | 0 | 0 | 0 | 0
CC | 0 | 0 | 0 | 0 | 0 | 0
CSP | 0 | 0 | 0 | 0 | 0 | 0
CT | 0 | 0 | 0 | 0 | 0 | 0
Coal | 0 | 0 | 0 | 0 | 0 | 0
Geo | 0 | 0 | 0 | 0 | 0 | 0
H | 0 | 0 | 0 | 0 | 0 | 0
LFG | 0 | 0 | 0 | 0 | 0 | 0
Nuc | 0 | 0 | 0 | 0 | 0 | 0
PS | 0 | 0 | 0 | 0 | 0 | 0
PV | 0 | 0 | 0 | 0 | 0 | 0
PeakG | 0 | 0 | 0 | 0 | 0 | 0
PeakO | 0 | 0 | 0 | 0 | 0 | 0
ST | 0 | 0 | 0 | 0 | 0 | 0
STOG | 0 | 0 | 0 | 0 | 0 | 0
STWD | 0 | 0 | 0 | 0 | 0 | 0
WT | 0 | 0 | 0 | 0 | 0 | 0
IGCC | 0 | 0 | 0 | 0 | 0 | 0
DemandResponse | 0 | 0 | 0 | 0 | 0 | 0
IGCC-CCS | 0 | 0 | 0 | 0 | 0 | 0
WT_off | 0 | 0 | 0 | 0 | 0 | 0
PseudoUnit | 0 | 0 | 0 | 0 | 0 | 0
FixedInterchange | 0 | 0 | 0 | 0 | 0 | 0
Emission Cost by Reporting Type: IESO
ReportingType | 2015 | 2020 | 2025 | 2030 | 2035 | 2040
BM | 0 | 0 | 0 | 0 | 0 | 0
CC | 0 | 0 | 0 | 0 | 0 | 0
CSP | 0 | 0 | 0 | 0 | 0 | 0
CT | 0 | 0 | 0 | 0 | 0 | 0
Coal | 0 | 0 | 0 | 0 | 0 | 0
Geo | 0 | 0 | 0 | 0 | 0 | 0
H | 0 | 0 | 0 | 0 | 0 | 0
LFG | 0 | 0 | 0 | 0 | 0 | 0
Nuc | 0 | 0 | 0 | 0 | 0 | 0
PS | 0 | 0 | 0 | 0 | 0 | 0
PV | 0 | 0 | 0 | 0 | 0 | 0
PeakG | 0 | 0 | 0 | 0 | 0 | 0
PeakO | 0 | 0 | 0 | 0 | 0 | 0
ST | 0 | 0 | 0 | 0 | 0 | 0
STOG | 0 | 0 | 0 | 0 | 0 | 0
STWD | 0 | 0 | 0 | 0 | 0 | 0
WT | 0 | 0 | 0 | 0 | 0 | 0
IGCC | 0 | 0 | 0 | 0 | 0 | 0
DemandResponse | 0 | 0 | 0 | 0 | 0 | 0
IGCC-CCS | 0 | 0 | 0 | 0 | 0 | 0
WT_off | 0 | 0 | 0 | 0 | 0 | 0
PseudoUnit | 0 | 0 | 0 | 0 | 0 | 0
FixedInterchange | 0 | 0 | 0 | 0 | 0 | 0
Emission Cost by Reporting Type: MAPP_CA
ReportingType | 2015 | 2020 | 2025 | 2030 | 2035 | 2040
BM | 0 | 0 | 0 | 0 | 0 | 0
CC | 0 | 0 | 0 | 0 | 0 | 0
CSP | 0 | 0 | 0 | 0 | 0 | 0
CT | 0 | 0 | 0 | 0 | 0 | 0
Coal | 0 | 0 | 0 | 0 | 0 | 0
Geo | 0 | 0 | 0 | 0 | 0 | 0
H | 0 | 0 | 0 | 0 | 0 | 0
LFG | 0 | 0 | 0 | 0 | 0 | 0
Nuc | 0 | 0 | 0 | 0 | 0 | 0
PS | 0 | 0 | 0 | 0 | 0 | 0
PV | 0 | 0 | 0 | 0 | 0 | 0
PeakG | 0 | 0 | 0 | 0 | 0 | 0
PeakO | 0 | 0 | 0 | 0 | 0 | 0
ST | 0 | 0 | 0 | 0 | 0 | 0
STOG | 0 | 0 | 0 | 0 | 0 | 0
STWD | 0 | 0 | 0 | 0 | 0 | 0
WT | 0 | 0 | 0 | 0 | 0 | 0
IGCC | 0 | 0 | 0 | 0 | 0 | 0
DemandResponse | 0 | 0 | 0 | 0 | 0 | 0
IGCC-CCS | 0 | 0 | 0 | 0 | 0 | 0
WT_off | 0 | 0 | 0 | 0 | 0 | 0
PseudoUnit | 0 | 0 | 0 | 0 | 0 | 0
FixedInterchange | 0 | 0 | 0 | 0 | 0 | 0
Emission Cost by Reporting Type: AZ_NM_SNV_Coal
ReportingType | 2015 | 2020 | 2025 | 2030 | 2035 | 2040
BM | 0 | 0 | 0 | 0 | 0 | 0
CC | 0 | 0 | 0 | 0 | 0 | 0
CSP | 0 | 0 | 0 | 0 | 0 | 0
CT | 0 | 0 | 0 | 0 | 0 | 0
Coal | 0 | 0 | 0 | 0 | 0 | 0
Geo | 0 | 0 | 0 | 0 | 0 | 0
H | 0 | 0 | 0 | 0 | 0 | 0
LFG | 0 | 0 | 0 | 0 | 0 | 0
Nuc | 0 | 0 | 0 | 0 | 0 | 0
PS | 0 | 0 | 0 | 0 | 0 | 0
PV | 0 | 0 | 0 | 0 | 0 | 0
PeakG | 0 | 0 | 0 | 0 | 0 | 0
PeakO | 0 | 0 | 0 | 0 | 0 | 0
ST | 0 | 0 | 0 | 0 | 0 | 0
STOG | 0 | 0 | 0 | 0 | 0 | 0
STWD | 0 | 0 | 0 | 0 | 0 | 0
WT | 0 | 0 | 0 | 0 | 0 | 0
IGCC | 0 | 0 | 0 | 0 | 0 | 0
DemandResponse | 0 | 0 | 0 | 0 | 0 | 0
IGCC-CCS | 0 | 0 | 0 | 0 | 0 | 0
WT_off | 0 | 0 | 0 | 0 | 0 | 0
PseudoUnit | 0 | 0 | 0 | 0 | 0 | 0
FixedInterchange | 0 | 0 | 0 | 0 | 0 | 0
Emission Cost by Reporting Type: AZ_NM_SNV_Gas
ReportingType | 2015 | 2020 | 2025 | 2030 | 2035 | 2040
BM | 0 | 0 | 0 | 0 | 0 | 0
CC | 0 | 0 | 0 | 0 | 0 | 0
CSP | 0 | 0 | 0 | 0 | 0 | 0
CT | 0 | 0 | 0 | 0 | 0 | 0
Coal | 0 | 0 | 0 | 0 | 0 | 0
Geo | 0 | 0 | 0 | 0 | 0 | 0
H | 0 | 0 | 0 | 0 | 0 | 0
LFG | 0 | 0 | 0 | 0 | 0 | 0
Nuc | 0 | 0 | 0 | 0 | 0 | 0
PS | 0 | 0 | 0 | 0 | 0 | 0
PV | 0 | 0 | 0 | 0 | 0 | 0
PeakG | 0 | 0 | 0 | 0 | 0 | 0
PeakO | 0 | 0 | 0 | 0 | 0 | 0
ST | 0 | 0 | 0 | 0 | 0 | 0
STOG | 0 | 0 | 0 | 0 | 0 | 0
STWD | 0 | 0 | 0 | 0 | 0 | 0
WT | 0 | 0 | 0 | 0 | 0 | 0
IGCC | 0 | 0 | 0 | 0 | 0 | 0
DemandResponse | 0 | 0 | 0 | 0 | 0 | 0
IGCC-CCS | 0 | 0 | 0 | 0 | 0 | 0
WT_off | 0 | 0 | 0 | 0 | 0 | 0
PseudoUnit | 0 | 0 | 0 | 0 | 0 | 0
FixedInterchange | 0 | 0 | 0 | 0 | 0 | 0
Emission Cost by Reporting Type: AZ_NM_SNV_NucRenew
ReportingType | 2015 | 2020 | 2025 | 2030 | 2035 | 2040
BM | 0 | 0 | 0 | 0 | 0 | 0
CC | 0 | 0 | 0 | 0 | 0 | 0
CSP | 0 | 0 | 0 | 0 | 0 | 0
CT | 0 | 0 | 0 | 0 | 0 | 0
Coal | 0 | 0 | 0 | 0 | 0 | 0
Geo | 0 | 0 | 0 | 0 | 0 | 0
H | 0 | 0 | 0 | 0 | 0 | 0
LFG | 0 | 0 | 0 | 0 | 0 | 0
Nuc | 0 | 0 | 0 | 0 | 0 | 0
PS | 0 | 0 | 0 | 0 | 0 | 0
PV | 0 | 0 | 0 | 0 | 0 | 0
PeakG | 0 | 0 | 0 | 0 | 0 | 0
PeakO | 0 | 0 | 0 | 0 | 0 | 0
ST | 0 | 0 | 0 | 0 | 0 | 0
STOG | 0 | 0 | 0 | 0 | 0 | 0
STWD | 0 | 0 | 0 | 0 | 0 | 0
WT | 0 | 0 | 0 | 0 | 0 | 0
IGCC | 0 | 0 | 0 | 0 | 0 | 0
DemandResponse | 0 | 0 | 0 | 0 | 0 | 0
IGCC-CCS | 0 | 0 | 0 | 0 | 0 | 0
WT_off | 0 | 0 | 0 | 0 | 0 | 0
PseudoUnit | 0 | 0 | 0 | 0 | 0 | 0
FixedInterchange | 0 | 0 | 0 | 0 | 0 | 0
Emission Cost by Reporting Type: ERCOT
ReportingType | 2015 | 2020 | 2025 | 2030 | 2035 | 2040
BM | 0 | 0 | 0 | 0 | 0 | 0
CC | 0 | 0 | 0 | 0 | 0 | 0
CSP | 0 | 0 | 0 | 0 | 0 | 0
CT | 0 | 0 | 0 | 0 | 0 | 0
Coal | 0 | 0 | 0 | 0 | 0 | 0
Geo | 0 | 0 | 0 | 0 | 0 | 0
H | 0 | 0 | 0 | 0 | 0 | 0
LFG | 0 | 0 | 0 | 0 | 0 | 0
Nuc | 0 | 0 | 0 | 0 | 0 | 0
PS | 0 | 0 | 0 | 0 | 0 | 0
PV | 0 | 0 | 0 | 0 | 0 | 0
PeakG | 0 | 0 | 0 | 0 | 0 | 0
PeakO | 0 | 0 | 0 | 0 | 0 | 0
ST | 0 | 0 | 0 | 0 | 0 | 0
STOG | 0 | 0 | 0 | 0 | 0 | 0
STWD | 0 | 0 | 0 | 0 | 0 | 0
WT | 0 | 0 | 0 | 0 | 0 | 0
IGCC | 0 | 0 | 0 | 0 | 0 | 0
DemandResponse | 0 | 0 | 0 | 0 | 0 | 0
IGCC-CCS | 0 | 0 | 0 | 0 | 0 | 0
WT_off | 0 | 0 | 0 | 0 | 0 | 0
PseudoUnit | 0 | 0 | 0 | 0 | 0 | 0
FixedInterchange | 0 | 0 | 0 | 0 | 0 | 0
Emission Cost by Reporting Type: NP15
ReportingType | 2015 | 2020 | 2025 | 2030 | 2035 | 2040
BM | 0 | 0 | 0 | 0 | 0 | 0
CC | 0 | 0 | 0 | 0 | 0 | 0
CSP | 0 | 0 | 0 | 0 | 0 | 0
CT | 0 | 0 | 0 | 0 | 0 | 0
Coal | 0 | 0 | 0 | 0 | 0 | 0
Geo | 0 | 0 | 0 | 0 | 0 | 0
H | 0 | 0 | 0 | 0 | 0 | 0
LFG | 0 | 0 | 0 | 0 | 0 | 0
Nuc | 0 | 0 | 0 | 0 | 0 | 0
PS | 0 | 0 | 0 | 0 | 0 | 0
PV | 0 | 0 | 0 | 0 | 0 | 0
PeakG | 0 | 0 | 0 | 0 | 0 | 0
PeakO | 0 | 0 | 0 | 0 | 0 | 0
ST | 0 | 0 | 0 | 0 | 0 | 0
STOG | 0 | 0 | 0 | 0 | 0 | 0
STWD | 0 | 0 | 0 | 0 | 0 | 0
WT | 0 | 0 | 0 | 0 | 0 | 0
IGCC | 0 | 0 | 0 | 0 | 0 | 0
DemandResponse | 0 | 0 | 0 | 0 | 0 | 0
IGCC-CCS | 0 | 0 | 0 | 0 | 0 | 0
WT_off | 0 | 0 | 0 | 0 | 0 | 0
PseudoUnit | 0 | 0 | 0 | 0 | 0 | 0
FixedInterchange | 0 | 0 | 0 | 0 | 0 | 0
Emission Cost by Reporting Type: NWPP_Coal
ReportingType | 2015 | 2020 | 2025 | 2030 | 2035 | 2040
BM | 0 | 0 | 0 | 0 | 0 | 0
CC | 0 | 0 | 0 | 0 | 0 | 0
CSP | 0 | 0 | 0 | 0 | 0 | 0
CT | 0 | 0 | 0 | 0 | 0 | 0
Coal | 0 | 0 | 0 | 0 | 0 | 0
Geo | 0 | 0 | 0 | 0 | 0 | 0
H | 0 | 0 | 0 | 0 | 0 | 0
LFG | 0 | 0 | 0 | 0 | 0 | 0
Nuc | 0 | 0 | 0 | 0 | 0 | 0
PS | 0 | 0 | 0 | 0 | 0 | 0
PV | 0 | 0 | 0 | 0 | 0 | 0
PeakG | 0 | 0 | 0 | 0 | 0 | 0
PeakO | 0 | 0 | 0 | 0 | 0 | 0
ST | 0 | 0 | 0 | 0 | 0 | 0
STOG | 0 | 0 | 0 | 0 | 0 | 0
STWD | 0 | 0 | 0 | 0 | 0 | 0
WT | 0 | 0 | 0 | 0 | 0 | 0
IGCC | 0 | 0 | 0 | 0 | 0 | 0
DemandResponse | 0 | 0 | 0 | 0 | 0 | 0
IGCC-CCS | 0 | 0 | 0 | 0 | 0 | 0
WT_off | 0 | 0 | 0 | 0 | 0 | 0
PseudoUnit | 0 | 0 | 0 | 0 | 0 | 0
FixedInterchange | 0 | 0 | 0 | 0 | 0 | 0
Emission Cost by Reporting Type: NWPP_Gas
ReportingType | 2015 | 2020 | 2025 | 2030 | 2035 | 2040
BM | 0 | 0 | 0 | 0 | 0 | 0
CC | 0 | 0 | 0 | 0 | 0 | 0
CSP | 0 | 0 | 0 | 0 | 0 | 0
CT | 0 | 0 | 0 | 0 | 0 | 0
Coal | 0 | 0 | 0 | 0 | 0 | 0
Geo | 0 | 0 | 0 | 0 | 0 | 0
H | 0 | 0 | 0 | 0 | 0 | 0
LFG | 0 | 0 | 0 | 0 | 0 | 0
Nuc | 0 | 0 | 0 | 0 | 0 | 0
PS | 0 | 0 | 0 | 0 | 0 | 0
PV | 0 | 0 | 0 | 0 | 0 | 0
PeakG | 0 | 0 | 0 | 0 | 0 | 0
PeakO | 0 | 0 | 0 | 0 | 0 | 0
ST | 0 | 0 | 0 | 0 | 0 | 0
STOG | 0 | 0 | 0 | 0 | 0 | 0
STWD | 0 | 0 | 0 | 0 | 0 | 0
WT | 0 | 0 | 0 | 0 | 0 | 0
IGCC | 0 | 0 | 0 | 0 | 0 | 0
DemandResponse | 0 | 0 | 0 | 0 | 0 | 0
IGCC-CCS | 0 | 0 | 0 | 0 | 0 | 0
WT_off | 0 | 0 | 0 | 0 | 0 | 0
PseudoUnit | 0 | 0 | 0 | 0 | 0 | 0
FixedInterchange | 0 | 0 | 0 | 0 | 0 | 0
Emission Cost by Reporting Type: NWPP_NucRenew
ReportingType | 2015 | 2020 | 2025 | 2030 | 2035 | 2040
BM | 0 | 0 | 0 | 0 | 0 | 0
CC | 0 | 0 | 0 | 0 | 0 | 0
CSP | 0 | 0 | 0 | 0 | 0 | 0
CT | 0 | 0 | 0 | 0 | 0 | 0
Coal | 0 | 0 | 0 | 0 | 0 | 0
Geo | 0 | 0 | 0 | 0 | 0 | 0
H | 0 | 0 | 0 | 0 | 0 | 0
LFG | 0 | 0 | 0 | 0 | 0 | 0
Nuc | 0 | 0 | 0 | 0 | 0 | 0
PS | 0 | 0 | 0 | 0 | 0 | 0
PV | 0 | 0 | 0 | 0 | 0 | 0
PeakG | 0 | 0 | 0 | 0 | 0 | 0
PeakO | 0 | 0 | 0 | 0 | 0 | 0
ST | 0 | 0 | 0 | 0 | 0 | 0
STOG | 0 | 0 | 0 | 0 | 0 | 0
STWD | 0 | 0 | 0 | 0 | 0 | 0
WT | 0 | 0 | 0 | 0 | 0 | 0
IGCC | 0 | 0 | 0 | 0 | 0 | 0
DemandResponse | 0 | 0 | 0 | 0 | 0 | 0
IGCC-CCS | 0 | 0 | 0 | 0 | 0 | 0
WT_off | 0 | 0 | 0 | 0 | 0 | 0
PseudoUnit | 0 | 0 | 0 | 0 | 0 | 0
FixedInterchange | 0 | 0 | 0 | 0 | 0 | 0
Emission Cost by Reporting Type: RMPA
ReportingType | 2015 | 2020 | 2025 | 2030 | 2035 | 2040
BM | 0 | 0 | 0 | 0 | 0 | 0
CC | 0 | 0 | 0 | 0 | 0 | 0
CSP | 0 | 0 | 0 | 0 | 0 | 0
CT | 0 | 0 | 0 | 0 | 0 | 0
Coal | 0 | 0 | 0 | 0 | 0 | 0
Geo | 0 | 0 | 0 | 0 | 0 | 0
H | 0 | 0 | 0 | 0 | 0 | 0
LFG | 0 | 0 | 0 | 0 | 0 | 0
Nuc | 0 | 0 | 0 | 0 | 0 | 0
PS | 0 | 0 | 0 | 0 | 0 | 0
PV | 0 | 0 | 0 | 0 | 0 | 0
PeakG | 0 | 0 | 0 | 0 | 0 | 0
PeakO | 0 | 0 | 0 | 0 | 0 | 0
ST | 0 | 0 | 0 | 0 | 0 | 0
STOG | 0 | 0 | 0 | 0 | 0 | 0
STWD | 0 | 0 | 0 | 0 | 0 | 0
WT | 0 | 0 | 0 | 0 | 0 | 0
IGCC | 0 | 0 | 0 | 0 | 0 | 0
DemandResponse | 0 | 0 | 0 | 0 | 0 | 0
IGCC-CCS | 0 | 0 | 0 | 0 | 0 | 0
WT_off | 0 | 0 | 0 | 0 | 0 | 0
PseudoUnit | 0 | 0 | 0 | 0 | 0 | 0
FixedInterchange | 0 | 0 | 0 | 0 | 0 | 0
Emission Cost by Reporting Type: SP15
ReportingType | 2015 | 2020 | 2025 | 2030 | 2035 | 2040
BM | 0 | 0 | 0 | 0 | 0 | 0
CC | 0 | 0 | 0 | 0 | 0 | 0
CSP | 0 | 0 | 0 | 0 | 0 | 0
CT | 0 | 0 | 0 | 0 | 0 | 0
Coal | 0 | 0 | 0 | 0 | 0 | 0
Geo | 0 | 0 | 0 | 0 | 0 | 0
H | 0 | 0 | 0 | 0 | 0 | 0
LFG | 0 | 0 | 0 | 0 | 0 | 0
Nuc | 0 | 0 | 0 | 0 | 0 | 0
PS | 0 | 0 | 0 | 0 | 0 | 0
PV | 0 | 0 | 0 | 0 | 0 | 0
PeakG | 0 | 0 | 0 | 0 | 0 | 0
PeakO | 0 | 0 | 0 | 0 | 0 | 0
ST | 0 | 0 | 0 | 0 | 0 | 0
STOG | 0 | 0 | 0 | 0 | 0 | 0
STWD | 0 | 0 | 0 | 0 | 0 | 0
WT | 0 | 0 | 0 | 0 | 0 | 0
IGCC | 0 | 0 | 0 | 0 | 0 | 0
DemandResponse | 0 | 0 | 0 | 0 | 0 | 0
IGCC-CCS | 0 | 0 | 0 | 0 | 0 | 0
WT_off | 0 | 0 | 0 | 0 | 0 | 0
PseudoUnit | 0 | 0 | 0 | 0 | 0 | 0
FixedInterchange | 0 | 0 | 0 | 0 | 0 | 0
Emission Cost by Reporting Type: ALB
ReportingType | 2015 | 2020 | 2025 | 2030 | 2035 | 2040
BM | 0 | 0 | 0 | 0 | 0 | 0
CC | 0 | 0 | 0 | 0 | 0 | 0
CSP | 0 | 0 | 0 | 0 | 0 | 0
CT | 0 | 0 | 0 | 0 | 0 | 0
Coal | 0 | 0 | 0 | 0 | 0 | 0
Geo | 0 | 0 | 0 | 0 | 0 | 0
H | 0 | 0 | 0 | 0 | 0 | 0
LFG | 0 | 0 | 0 | 0 | 0 | 0
Nuc | 0 | 0 | 0 | 0 | 0 | 0
PS | 0 | 0 | 0 | 0 | 0 | 0
PV | 0 | 0 | 0 | 0 | 0 | 0
PeakG | 0 | 0 | 0 | 0 | 0 | 0
PeakO | 0 | 0 | 0 | 0 | 0 | 0
ST | 0 | 0 | 0 | 0 | 0 | 0
STOG | 0 | 0 | 0 | 0 | 0 | 0
STWD | 0 | 0 | 0 | 0 | 0 | 0
WT | 0 | 0 | 0 | 0 | 0 | 0
IGCC | 0 | 0 | 0 | 0 | 0 | 0
DemandResponse | 0 | 0 | 0 | 0 | 0 | 0
IGCC-CCS | 0 | 0 | 0 | 0 | 0 | 0
WT_off | 0 | 0 | 0 | 0 | 0 | 0
PseudoUnit | 0 | 0 | 0 | 0 | 0 | 0
FixedInterchange | 0 | 0 | 0 | 0 | 0 | 0
Emission Cost by Reporting Type: BC
ReportingType | 2015 | 2020 | 2025 | 2030 | 2035 | 2040
BM | 0 | 0 | 0 | 0 | 0 | 0
CC | 0 | 0 | 0 | 0 | 0 | 0
CSP | 0 | 0 | 0 | 0 | 0 | 0
CT | 0 | 0 | 0 | 0 | 0 | 0
Coal | 0 | 0 | 0 | 0 | 0 | 0
Geo | 0 | 0 | 0 | 0 | 0 | 0
H | 0 | 0 | 0 | 0 | 0 | 0
LFG | 0 | 0 | 0 | 0 | 0 | 0
Nuc | 0 | 0 | 0 | 0 | 0 | 0
PS | 0 | 0 | 0 | 0 | 0 | 0
PV | 0 | 0 | 0 | 0 | 0 | 0
PeakG | 0 | 0 | 0 | 0 | 0 | 0
PeakO | 0 | 0 | 0 | 0 | 0 | 0
ST | 0 | 0 | 0 | 0 | 0 | 0
STOG | 0 | 0 | 0 | 0 | 0 | 0
STWD | 0 | 0 | 0 | 0 | 0 | 0
WT | 0 | 0 | 0 | 0 | 0 | 0
IGCC | 0 | 0 | 0 | 0 | 0 | 0
DemandResponse | 0 | 0 | 0 | 0 | 0 | 0
IGCC-CCS | 0 | 0 | 0 | 0 | 0 | 0
WT_off | 0 | 0 | 0 | 0 | 0 | 0
PseudoUnit | 0 | 0 | 0 | 0 | 0 | 0
FixedInterchange | 0 | 0 | 0 | 0 | 0 | 0
Emission Cost by Reporting Type: HQ_IESO
ReportingType | 2015 | 2020 | 2025 | 2030 | 2035 | 2040
BM | 0 | 0 | 0 | 0 | 0 | 0
CC | 0 | 0 | 0 | 0 | 0 | 0
CSP | 0 | 0 | 0 | 0 | 0 | 0
CT | 0 | 0 | 0 | 0 | 0 | 0
Coal | 0 | 0 | 0 | 0 | 0 | 0
Geo | 0 | 0 | 0 | 0 | 0 | 0
H | 0 | 0 | 0 | 0 | 0 | 0
LFG | 0 | 0 | 0 | 0 | 0 | 0
Nuc | 0 | 0 | 0 | 0 | 0 | 0
PS | 0 | 0 | 0 | 0 | 0 | 0
PV | 0 | 0 | 0 | 0 | 0 | 0
PeakG | 0 | 0 | 0 | 0 | 0 | 0
PeakO | 0 | 0 | 0 | 0 | 0 | 0
ST | 0 | 0 | 0 | 0 | 0 | 0
STOG | 0 | 0 | 0 | 0 | 0 | 0
STWD | 0 | 0 | 0 | 0 | 0 | 0
WT | 0 | 0 | 0 | 0 | 0 | 0
IGCC | 0 | 0 | 0 | 0 | 0 | 0
DemandResponse | 0 | 0 | 0 | 0 | 0 | 0
IGCC-CCS | 0 | 0 | 0 | 0 | 0 | 0
WT_off | 0 | 0 | 0 | 0 | 0 | 0
PseudoUnit | 0 | 0 | 0 | 0 | 0 | 0
FixedInterchange | 0 | 0 | 0 | 0 | 0 | 0
Emission Cost by Reporting Type: HQ_NEISO
ReportingType | 2015 | 2020 | 2025 | 2030 | 2035 | 2040
BM | 0 | 0 | 0 | 0 | 0 | 0
CC | 0 | 0 | 0 | 0 | 0 | 0
CSP | 0 | 0 | 0 | 0 | 0 | 0
CT | 0 | 0 | 0 | 0 | 0 | 0
Coal | 0 | 0 | 0 | 0 | 0 | 0
Geo | 0 | 0 | 0 | 0 | 0 | 0
H | 0 | 0 | 0 | 0 | 0 | 0
LFG | 0 | 0 | 0 | 0 | 0 | 0
Nuc | 0 | 0 | 0 | 0 | 0 | 0
PS | 0 | 0 | 0 | 0 | 0 | 0
PV | 0 | 0 | 0 | 0 | 0 | 0
PeakG | 0 | 0 | 0 | 0 | 0 | 0
PeakO | 0 | 0 | 0 | 0 | 0 | 0
ST | 0 | 0 | 0 | 0 | 0 | 0
STOG | 0 | 0 | 0 | 0 | 0 | 0
STWD | 0 | 0 | 0 | 0 | 0 | 0
WT | 0 | 0 | 0 | 0 | 0 | 0
IGCC | 0 | 0 | 0 | 0 | 0 | 0
DemandResponse | 0 | 0 | 0 | 0 | 0 | 0
IGCC-CCS | 0 | 0 | 0 | 0 | 0 | 0
WT_off | 0 | 0 | 0 | 0 | 0 | 0
PseudoUnit | 0 | 0 | 0 | 0 | 0 | 0
FixedInterchange | 0 | 0 | 0 | 0 | 0 | 0
Emission Cost by Reporting Type: HQ_NY
ReportingType | 2015 | 2020 | 2025 | 2030 | 2035 | 2040
BM | 0 | 0 | 0 | 0 | 0 | 0
CC | 0 | 0 | 0 | 0 | 0 | 0
CSP | 0 | 0 | 0 | 0 | 0 | 0
CT | 0 | 0 | 0 | 0 | 0 | 0
Coal | 0 | 0 | 0 | 0 | 0 | 0
Geo | 0 | 0 | 0 | 0 | 0 | 0
H | 0 | 0 | 0 | 0 | 0 | 0
LFG | 0 | 0 | 0 | 0 | 0 | 0
Nuc | 0 | 0 | 0 | 0 | 0 | 0
PS | 0 | 0 | 0 | 0 | 0 | 0
PV | 0 | 0 | 0 | 0 | 0 | 0
PeakG | 0 | 0 | 0 | 0 | 0 | 0
PeakO | 0 | 0 | 0 | 0 | 0 | 0
ST | 0 | 0 | 0 | 0 | 0 | 0
STOG | 0 | 0 | 0 | 0 | 0 | 0
STWD | 0 | 0 | 0 | 0 | 0 | 0
WT | 0 | 0 | 0 | 0 | 0 | 0
IGCC | 0 | 0 | 0 | 0 | 0 | 0
DemandResponse | 0 | 0 | 0 | 0 | 0 | 0
IGCC-CCS | 0 | 0 | 0 | 0 | 0 | 0
WT_off | 0 | 0 | 0 | 0 | 0 | 0
PseudoUnit | 0 | 0 | 0 | 0 | 0 | 0
FixedInterchange | 0 | 0 | 0 | 0 | 0 | 0
Emission Cost by Reporting Type: MARITIMES
ReportingType | 2015 | 2020 | 2025 | 2030 | 2035 | 2040
BM | 0 | 0 | 0 | 0 | 0 | 0
CC | 0 | 0 | 0 | 0 | 0 | 0
CSP | 0 | 0 | 0 | 0 | 0 | 0
CT | 0 | 0 | 0 | 0 | 0 | 0
Coal | 0 | 0 | 0 | 0 | 0 | 0
Geo | 0 | 0 | 0 | 0 | 0 | 0
H | 0 | 0 | 0 | 0 | 0 | 0
LFG | 0 | 0 | 0 | 0 | 0 | 0
Nuc | 0 | 0 | 0 | 0 | 0 | 0
PS | 0 | 0 | 0 | 0 | 0 | 0
PV | 0 | 0 | 0 | 0 | 0 | 0
PeakG | 0 | 0 | 0 | 0 | 0 | 0
PeakO | 0 | 0 | 0 | 0 | 0 | 0
ST | 0 | 0 | 0 | 0 | 0 | 0
STOG | 0 | 0 | 0 | 0 | 0 | 0
STWD | 0 | 0 | 0 | 0 | 0 | 0
WT | 0 | 0 | 0 | 0 | 0 | 0
IGCC | 0 | 0 | 0 | 0 | 0 | 0
DemandResponse | 0 | 0 | 0 | 0 | 0 | 0
IGCC-CCS | 0 | 0 | 0 | 0 | 0 | 0
WT_off | 0 | 0 | 0 | 0 | 0 | 0
PseudoUnit | 0 | 0 | 0 | 0 | 0 | 0
FixedInterchange | 0 | 0 | 0 | 0 | 0 | 0
Emission Cost by Reporting Type: All
ReportingType | 2015 | 2020 | 2025 | 2030 | 2035 | 2040
BM | 0 | 0 | 0 | 0 | 0 | 0
CC | 0 | 0 | 0 | 0 | 0 | 0
CSP | 0 | 0 | 0 | 0 | 0 | 0
CT | 0 | 0 | 0 | 0 | 0 | 0
Coal | 0 | 0 | 0 | 0 | 0 | 0
Geo | 0 | 0 | 0 | 0 | 0 | 0
H | 0 | 0 | 0 | 0 | 0 | 0
LFG | 0 | 0 | 0 | 0 | 0 | 0
Nuc | 0 | 0 | 0 | 0 | 0 | 0
PS | 0 | 0 | 0 | 0 | 0 | 0
PV | 0 | 0 | 0 | 0 | 0 | 0
PeakG | 0 | 0 | 0 | 0 | 0 | 0
PeakO | 0 | 0 | 0 | 0 | 0 | 0
ST | 0 | 0 | 0 | 0 | 0 | 0
STOG | 0 | 0 | 0 | 0 | 0 | 0
STWD | 0 | 0 | 0 | 0 | 0 | 0
WT | 0 | 0 | 0 | 0 | 0 | 0
IGCC | 0 | 0 | 0 | 0 | 0 | 0
DemandResponse | 0 | 0 | 0 | 0 | 0 | 0
IGCC-CCS | 0 | 0 | 0 | 0 | 0 | 0
WT_off | 0 | 0 | 0 | 0 | 0 | 0
PseudoUnit | 0 | 0 | 0 | 0 | 0 | 0
FixedInterchange | 0 | 0 | 0 | 0 | 0 | 0
Emission Cost by Reporting Type: EI_US
ReportingType | 2015 | 2020 | 2025 | 2030 | 2035 | 2040
BM | 0 | 0 | 0 | 0 | 0 | 0
CC | 0 | 0 | 0 | 0 | 0 | 0
CSP | 0 | 0 | 0 | 0 | 0 | 0
CT | 0 | 0 | 0 | 0 | 0 | 0
Coal | 0 | 0 | 0 | 0 | 0 | 0
Geo | 0 | 0 | 0 | 0 | 0 | 0
H | 0 | 0 | 0 | 0 | 0 | 0
LFG | 0 | 0 | 0 | 0 | 0 | 0
Nuc | 0 | 0 | 0 | 0 | 0 | 0
PS | 0 | 0 | 0 | 0 | 0 | 0
PV | 0 | 0 | 0 | 0 | 0 | 0
PeakG | 0 | 0 | 0 | 0 | 0 | 0
PeakO | 0 | 0 | 0 | 0 | 0 | 0
ST | 0 | 0 | 0 | 0 | 0 | 0
STOG | 0 | 0 | 0 | 0 | 0 | 0
STWD | 0 | 0 | 0 | 0 | 0 | 0
WT | 0 | 0 | 0 | 0 | 0 | 0
IGCC | 0 | 0 | 0 | 0 | 0 | 0
DemandResponse | 0 | 0 | 0 | 0 | 0 | 0
IGCC-CCS | 0 | 0 | 0 | 0 | 0 | 0
WT_off | 0 | 0 | 0 | 0 | 0 | 0
PseudoUnit | 0 | 0 | 0 | 0 | 0 | 0
FixedInterchange | 0 | 0 | 0 | 0 | 0 | 0
Emission Cost by Reporting Type: EI_Canada
ReportingType | 2015 | 2020 | 2025 | 2030 | 2035 | 2040
BM | 0 | 0 | 0 | 0 | 0 | 0
CC | 0 | 0 | 0 | 0 | 0 | 0
CSP | 0 | 0 | 0 | 0 | 0 | 0
CT | 0 | 0 | 0 | 0 | 0 | 0
Coal | 0 | 0 | 0 | 0 | 0 | 0
Geo | 0 | 0 | 0 | 0 | 0 | 0
H | 0 | 0 | 0 | 0 | 0 | 0
LFG | 0 | 0 | 0 | 0 | 0 | 0
Nuc | 0 | 0 | 0 | 0 | 0 | 0
PS | 0 | 0 | 0 | 0 | 0 | 0
PV | 0 | 0 | 0 | 0 | 0 | 0
PeakG | 0 | 0 | 0 | 0 | 0 | 0
PeakO | 0 | 0 | 0 | 0 | 0 | 0
ST | 0 | 0 | 0 | 0 | 0 | 0
STOG | 0 | 0 | 0 | 0 | 0 | 0
STWD | 0 | 0 | 0 | 0 | 0 | 0
WT | 0 | 0 | 0 | 0 | 0 | 0
IGCC | 0 | 0 | 0 | 0 | 0 | 0
DemandResponse | 0 | 0 | 0 | 0 | 0 | 0
IGCC-CCS | 0 | 0 | 0 | 0 | 0 | 0
WT_off | 0 | 0 | 0 | 0 | 0 | 0
PseudoUnit | 0 | 0 | 0 | 0 | 0 | 0
FixedInterchange | 0 | 0 | 0 | 0 | 0 | 0
Emission Cost by Reporting Type: EI
ReportingType | 2015 | 2020 | 2025 | 2030 | 2035 | 2040
BM | 0 | 0 | 0 | 0 | 0 | 0
CC | 0 | 0 | 0 | 0 | 0 | 0
CSP | 0 | 0 | 0 | 0 | 0 | 0
CT | 0 | 0 | 0 | 0 | 0 | 0
Coal | 0 | 0 | 0 | 0 | 0 | 0
Geo | 0 | 0 | 0 | 0 | 0 | 0
H | 0 | 0 | 0 | 0 | 0 | 0
LFG | 0 | 0 | 0 | 0 | 0 | 0
Nuc | 0 | 0 | 0 | 0 | 0 | 0
PS | 0 | 0 | 0 | 0 | 0 | 0
PV | 0 | 0 | 0 | 0 | 0 | 0
PeakG | 0 | 0 | 0 | 0 | 0 | 0
PeakO | 0 | 0 | 0 | 0 | 0 | 0
ST | 0 | 0 | 0 | 0 | 0 | 0
STOG | 0 | 0 | 0 | 0 | 0 | 0
STWD | 0 | 0 | 0 | 0 | 0 | 0
WT | 0 | 0 | 0 | 0 | 0 | 0
IGCC | 0 | 0 | 0 | 0 | 0 | 0
DemandResponse | 0 | 0 | 0 | 0 | 0 | 0
IGCC-CCS | 0 | 0 | 0 | 0 | 0 | 0
WT_off | 0 | 0 | 0 | 0 | 0 | 0
PseudoUnit | 0 | 0 | 0 | 0 | 0 | 0
FixedInterchange | 0 | 0 | 0 | 0 | 0 | 0
Emission Cost by Reporting Type: Outside_EI
ReportingType | 2015 | 2020 | 2025 | 2030 | 2035 | 2040
BM | 0 | 0 | 0 | 0 | 0 | 0
CC | 0 | 0 | 0 | 0 | 0 | 0
CSP | 0 | 0 | 0 | 0 | 0 | 0
CT | 0 | 0 | 0 | 0 | 0 | 0
Coal | 0 | 0 | 0 | 0 | 0 | 0
Geo | 0 | 0 | 0 | 0 | 0 | 0
H | 0 | 0 | 0 | 0 | 0 | 0
LFG | 0 | 0 | 0 | 0 | 0 | 0
Nuc | 0 | 0 | 0 | 0 | 0 | 0
PS | 0 | 0 | 0 | 0 | 0 | 0
PV | 0 | 0 | 0 | 0 | 0 | 0
PeakG | 0 | 0 | 0 | 0 | 0 | 0
PeakO | 0 | 0 | 0 | 0 | 0 | 0
ST | 0 | 0 | 0 | 0 | 0 | 0
STOG | 0 | 0 | 0 | 0 | 0 | 0
STWD | 0 | 0 | 0 | 0 | 0 | 0
WT | 0 | 0 | 0 | 0 | 0 | 0
IGCC | 0 | 0 | 0 | 0 | 0 | 0
DemandResponse | 0 | 0 | 0 | 0 | 0 | 0
IGCC-CCS | 0 | 0 | 0 | 0 | 0 | 0
WT_off | 0 | 0 | 0 | 0 | 0 | 0
PseudoUnit | 0 | 0 | 0 | 0 | 0 | 0
FixedInterchange | 0 | 0 | 0 | 0 | 0 | 0
==== Emission Program: CAIRNOxAnnual : (NOx) ====
Emission Cost by Reporting Type: Entergy
ReportingType | 2015 | 2020 | 2025 | 2030 | 2035 | 2040
BM | 0 | 0 | 0 | 0 | 0 | 0
CC | 0 | 0 | 0 | 0 | 0 | 0
CSP | 0 | 0 | 0 | 0 | 0 | 0
CT | 0 | 0 | 0 | 0 | 0 | 0
Coal | 0 | 0 | 0 | 0 | 0 | 0
Geo | 0 | 0 | 0 | 0 | 0 | 0
H | 0 | 0 | 0 | 0 | 0 | 0
LFG | 0 | 0 | 0 | 0 | 0 | 0
Nuc | 0 | 0 | 0 | 0 | 0 | 0
PS | 0 | 0 | 0 | 0 | 0 | 0
PV | 0 | 0 | 0 | 0 | 0 | 0
PeakG | 0 | 0 | 0 | 0 | 0 | 0
PeakO | 0 | 0 | 0 | 0 | 0 | 0
ST | 0 | 0 | 0 | 0 | 0 | 0
STOG | 0 | 0 | 0 | 0 | 0 | 0
STWD | 0 | 0 | 0 | 0 | 0 | 0
WT | 0 | 0 | 0 | 0 | 0 | 0
IGCC | 0 | 0 | 0 | 0 | 0 | 0
DemandResponse | 0 | 0 | 0 | 0 | 0 | 0
IGCC-CCS | 0 | 0 | 0 | 0 | 0 | 0
WT_off | 0 | 0 | 0 | 0 | 0 | 0
PseudoUnit | 0 | 0 | 0 | 0 | 0 | 0
FixedInterchange | 0 | 0 | 0 | 0 | 0 | 0
Emission Cost by Reporting Type: FRCC
ReportingType | 2015 | 2020 | 2025 | 2030 | 2035 | 2040
BM | 0 | 0 | 0 | 0 | 0 | 0
CC | 0 | 0 | 0 | 0 | 0 | 0
CSP | 0 | 0 | 0 | 0 | 0 | 0
CT | 0 | 0 | 0 | 0 | 0 | 0
Coal | 0 | 0 | 0 | 0 | 0 | 0
Geo | 0 | 0 | 0 | 0 | 0 | 0
H | 0 | 0 | 0 | 0 | 0 | 0
LFG | 0 | 0 | 0 | 0 | 0 | 0
Nuc | 0 | 0 | 0 | 0 | 0 | 0
PS | 0 | 0 | 0 | 0 | 0 | 0
PV | 0 | 0 | 0 | 0 | 0 | 0
PeakG | 0 | 0 | 0 | 0 | 0 | 0
PeakO | 0 | 0 | 0 | 0 | 0 | 0
ST | 0 | 0 | 0 | 0 | 0 | 0
STOG | 0 | 0 | 0 | 0 | 0 | 0
STWD | 0 | 0 | 0 | 0 | 0 | 0
WT | 0 | 0 | 0 | 0 | 0 | 0
IGCC | 0 | 0 | 0 | 0 | 0 | 0
DemandResponse | 0 | 0 | 0 | 0 | 0 | 0
IGCC-CCS | 0 | 0 | 0 | 0 | 0 | 0
WT_off | 0 | 0 | 0 | 0 | 0 | 0
PseudoUnit | 0 | 0 | 0 | 0 | 0 | 0
FixedInterchange | 0 | 0 | 0 | 0 | 0 | 0
Emission Cost by Reporting Type: MAPP_US
ReportingType | 2015 | 2020 | 2025 | 2030 | 2035 | 2040
BM | 0 | 0 | 0 | 0 | 0 | 0
CC | 0 | 0 | 0 | 0 | 0 | 0
CSP | 0 | 0 | 0 | 0 | 0 | 0
CT | 0 | 0 | 0 | 0 | 0 | 0
Coal | 0 | 0 | 0 | 0 | 0 | 0
Geo | 0 | 0 | 0 | 0 | 0 | 0
H | 0 | 0 | 0 | 0 | 0 | 0
LFG | 0 | 0 | 0 | 0 | 0 | 0
Nuc | 0 | 0 | 0 | 0 | 0 | 0
PS | 0 | 0 | 0 | 0 | 0 | 0
PV | 0 | 0 | 0 | 0 | 0 | 0
PeakG | 0 | 0 | 0 | 0 | 0 | 0
PeakO | 0 | 0 | 0 | 0 | 0 | 0
ST | 0 | 0 | 0 | 0 | 0 | 0
STOG | 0 | 0 | 0 | 0 | 0 | 0
STWD | 0 | 0 | 0 | 0 | 0 | 0
WT | 0 | 0 | 0 | 0 | 0 | 0
IGCC | 0 | 0 | 0 | 0 | 0 | 0
DemandResponse | 0 | 0 | 0 | 0 | 0 | 0
IGCC-CCS | 0 | 0 | 0 | 0 | 0 | 0
WT_off | 0 | 0 | 0 | 0 | 0 | 0
PseudoUnit | 0 | 0 | 0 | 0 | 0 | 0
FixedInterchange | 0 | 0 | 0 | 0 | 0 | 0
Emission Cost by Reporting Type: MISO_IN
ReportingType | 2015 | 2020 | 2025 | 2030 | 2035 | 2040
BM | 0 | 0 | 0 | 0 | 0 | 0
CC | 0 | 0 | 0 | 0 | 0 | 0
CSP | 0 | 0 | 0 | 0 | 0 | 0
CT | 0 | 0 | 0 | 0 | 0 | 0
Coal | 0 | 0 | 0 | 0 | 0 | 0
Geo | 0 | 0 | 0 | 0 | 0 | 0
H | 0 | 0 | 0 | 0 | 0 | 0
LFG | 0 | 0 | 0 | 0 | 0 | 0
Nuc | 0 | 0 | 0 | 0 | 0 | 0
PS | 0 | 0 | 0 | 0 | 0 | 0
PV | 0 | 0 | 0 | 0 | 0 | 0
PeakG | 0 | 0 | 0 | 0 | 0 | 0
PeakO | 0 | 0 | 0 | 0 | 0 | 0
ST | 0 | 0 | 0 | 0 | 0 | 0
STOG | 0 | 0 | 0 | 0 | 0 | 0
STWD | 0 | 0 | 0 | 0 | 0 | 0
WT | 0 | 0 | 0 | 0 | 0 | 0
IGCC | 0 | 0 | 0 | 0 | 0 | 0
DemandResponse | 0 | 0 | 0 | 0 | 0 | 0
IGCC-CCS | 0 | 0 | 0 | 0 | 0 | 0
WT_off | 0 | 0 | 0 | 0 | 0 | 0
PseudoUnit | 0 | 0 | 0 | 0 | 0 | 0
FixedInterchange | 0 | 0 | 0 | 0 | 0 | 0
Emission Cost by Reporting Type: MISO_MI
ReportingType | 2015 | 2020 | 2025 | 2030 | 2035 | 2040
BM | 0 | 0 | 0 | 0 | 0 | 0
CC | 0 | 0 | 0 | 0 | 0 | 0
CSP | 0 | 0 | 0 | 0 | 0 | 0
CT | 0 | 0 | 0 | 0 | 0 | 0
Coal | 0 | 0 | 0 | 0 | 0 | 0
Geo | 0 | 0 | 0 | 0 | 0 | 0
H | 0 | 0 | 0 | 0 | 0 | 0
LFG | 0 | 0 | 0 | 0 | 0 | 0
Nuc | 0 | 0 | 0 | 0 | 0 | 0
PS | 0 | 0 | 0 | 0 | 0 | 0
PV | 0 | 0 | 0 | 0 | 0 | 0
PeakG | 0 | 0 | 0 | 0 | 0 | 0
PeakO | 0 | 0 | 0 | 0 | 0 | 0
ST | 0 | 0 | 0 | 0 | 0 | 0
STOG | 0 | 0 | 0 | 0 | 0 | 0
STWD | 0 | 0 | 0 | 0 | 0 | 0
WT | 0 | 0 | 0 | 0 | 0 | 0
IGCC | 0 | 0 | 0 | 0 | 0 | 0
DemandResponse | 0 | 0 | 0 | 0 | 0 | 0
IGCC-CCS | 0 | 0 | 0 | 0 | 0 | 0
WT_off | 0 | 0 | 0 | 0 | 0 | 0
PseudoUnit | 0 | 0 | 0 | 0 | 0 | 0
FixedInterchange | 0 | 0 | 0 | 0 | 0 | 0
Emission Cost by Reporting Type: MISO_MO-IL
ReportingType | 2015 | 2020 | 2025 | 2030 | 2035 | 2040
BM | 0 | 0 | 0 | 0 | 0 | 0
CC | 0 | 0 | 0 | 0 | 0 | 0
CSP | 0 | 0 | 0 | 0 | 0 | 0
CT | 0 | 0 | 0 | 0 | 0 | 0
Coal | 0 | 0 | 0 | 0 | 0 | 0
Geo | 0 | 0 | 0 | 0 | 0 | 0
H | 0 | 0 | 0 | 0 | 0 | 0
LFG | 0 | 0 | 0 | 0 | 0 | 0
Nuc | 0 | 0 | 0 | 0 | 0 | 0
PS | 0 | 0 | 0 | 0 | 0 | 0
PV | 0 | 0 | 0 | 0 | 0 | 0
PeakG | 0 | 0 | 0 | 0 | 0 | 0
PeakO | 0 | 0 | 0 | 0 | 0 | 0
ST | 0 | 0 | 0 | 0 | 0 | 0
STOG | 0 | 0 | 0 | 0 | 0 | 0
STWD | 0 | 0 | 0 | 0 | 0 | 0
WT | 0 | 0 | 0 | 0 | 0 | 0
IGCC | 0 | 0 | 0 | 0 | 0 | 0
DemandResponse | 0 | 0 | 0 | 0 | 0 | 0
IGCC-CCS | 0 | 0 | 0 | 0 | 0 | 0
WT_off | 0 | 0 | 0 | 0 | 0 | 0
PseudoUnit | 0 | 0 | 0 | 0 | 0 | 0
FixedInterchange | 0 | 0 | 0 | 0 | 0 | 0
Emission Cost by Reporting Type: MISO_W
ReportingType | 2015 | 2020 | 2025 | 2030 | 2035 | 2040
BM | 0 | 0 | 0 | 0 | 0 | 0
CC | 0 | 0 | 0 | 0 | 0 | 0
CSP | 0 | 0 | 0 | 0 | 0 | 0
CT | 0 | 0 | 0 | 0 | 0 | 0
Coal | 0 | 0 | 0 | 0 | 0 | 0
Geo | 0 | 0 | 0 | 0 | 0 | 0
H | 0 | 0 | 0 | 0 | 0 | 0
LFG | 0 | 0 | 0 | 0 | 0 | 0
Nuc | 0 | 0 | 0 | 0 | 0 | 0
PS | 0 | 0 | 0 | 0 | 0 | 0
PV | 0 | 0 | 0 | 0 | 0 | 0
PeakG | 0 | 0 | 0 | 0 | 0 | 0
PeakO | 0 | 0 | 0 | 0 | 0 | 0
ST | 0 | 0 | 0 | 0 | 0 | 0
STOG | 0 | 0 | 0 | 0 | 0 | 0
STWD | 0 | 0 | 0 | 0 | 0 | 0
WT | 0 | 0 | 0 | 0 | 0 | 0
IGCC | 0 | 0 | 0 | 0 | 0 | 0
DemandResponse | 0 | 0 | 0 | 0 | 0 | 0
IGCC-CCS | 0 | 0 | 0 | 0 | 0 | 0
WT_off | 0 | 0 | 0 | 0 | 0 | 0
PseudoUnit | 0 | 0 | 0 | 0 | 0 | 0
FixedInterchange | 0 | 0 | 0 | 0 | 0 | 0
Emission Cost by Reporting Type: MISO_WUMS
ReportingType | 2015 | 2020 | 2025 | 2030 | 2035 | 2040
BM | 0 | 0 | 0 | 0 | 0 | 0
CC | 0 | 0 | 0 | 0 | 0 | 0
CSP | 0 | 0 | 0 | 0 | 0 | 0
CT | 0 | 0 | 0 | 0 | 0 | 0
Coal | 0 | 0 | 0 | 0 | 0 | 0
Geo | 0 | 0 | 0 | 0 | 0 | 0
H | 0 | 0 | 0 | 0 | 0 | 0
LFG | 0 | 0 | 0 | 0 | 0 | 0
Nuc | 0 | 0 | 0 | 0 | 0 | 0
PS | 0 | 0 | 0 | 0 | 0 | 0
PV | 0 | 0 | 0 | 0 | 0 | 0
PeakG | 0 | 0 | 0 | 0 | 0 | 0
PeakO | 0 | 0 | 0 | 0 | 0 | 0
ST | 0 | 0 | 0 | 0 | 0 | 0
STOG | 0 | 0 | 0 | 0 | 0 | 0
STWD | 0 | 0 | 0 | 0 | 0 | 0
WT | 0 | 0 | 0 | 0 | 0 | 0
IGCC | 0 | 0 | 0 | 0 | 0 | 0
DemandResponse | 0 | 0 | 0 | 0 | 0 | 0
IGCC-CCS | 0 | 0 | 0 | 0 | 0 | 0
WT_off | 0 | 0 | 0 | 0 | 0 | 0
PseudoUnit | 0 | 0 | 0 | 0 | 0 | 0
FixedInterchange | 0 | 0 | 0 | 0 | 0 | 0
Emission Cost by Reporting Type: Nebraska
ReportingType | 2015 | 2020 | 2025 | 2030 | 2035 | 2040
BM | 0 | 0 | 0 | 0 | 0 | 0
CC | 0 | 0 | 0 | 0 | 0 | 0
CSP | 0 | 0 | 0 | 0 | 0 | 0
CT | 0 | 0 | 0 | 0 | 0 | 0
Coal | 0 | 0 | 0 | 0 | 0 | 0
Geo | 0 | 0 | 0 | 0 | 0 | 0
H | 0 | 0 | 0 | 0 | 0 | 0
LFG | 0 | 0 | 0 | 0 | 0 | 0
Nuc | 0 | 0 | 0 | 0 | 0 | 0
PS | 0 | 0 | 0 | 0 | 0 | 0
PV | 0 | 0 | 0 | 0 | 0 | 0
PeakG | 0 | 0 | 0 | 0 | 0 | 0
PeakO | 0 | 0 | 0 | 0 | 0 | 0
ST | 0 | 0 | 0 | 0 | 0 | 0
STOG | 0 | 0 | 0 | 0 | 0 | 0
STWD | 0 | 0 | 0 | 0 | 0 | 0
WT | 0 | 0 | 0 | 0 | 0 | 0
IGCC | 0 | 0 | 0 | 0 | 0 | 0
DemandResponse | 0 | 0 | 0 | 0 | 0 | 0
IGCC-CCS | 0 | 0 | 0 | 0 | 0 | 0
WT_off | 0 | 0 | 0 | 0 | 0 | 0
PseudoUnit | 0 | 0 | 0 | 0 | 0 | 0
FixedInterchange | 0 | 0 | 0 | 0 | 0 | 0
Emission Cost by Reporting Type: NEISO
ReportingType | 2015 | 2020 | 2025 | 2030 | 2035 | 2040
BM | 0 | 0 | 0 | 0 | 0 | 0
CC | 0 | 0 | 0 | 0 | 0 | 0
CSP | 0 | 0 | 0 | 0 | 0 | 0
CT | 0 | 0 | 0 | 0 | 0 | 0
Coal | 0 | 0 | 0 | 0 | 0 | 0
Geo | 0 | 0 | 0 | 0 | 0 | 0
H | 0 | 0 | 0 | 0 | 0 | 0
LFG | 0 | 0 | 0 | 0 | 0 | 0
Nuc | 0 | 0 | 0 | 0 | 0 | 0
PS | 0 | 0 | 0 | 0 | 0 | 0
PV | 0 | 0 | 0 | 0 | 0 | 0
PeakG | 0 | 0 | 0 | 0 | 0 | 0
PeakO | 0 | 0 | 0 | 0 | 0 | 0
ST | 0 | 0 | 0 | 0 | 0 | 0
STOG | 0 | 0 | 0 | 0 | 0 | 0
STWD | 0 | 0 | 0 | 0 | 0 | 0
WT | 0 | 0 | 0 | 0 | 0 | 0
IGCC | 0 | 0 | 0 | 0 | 0 | 0
DemandResponse | 0 | 0 | 0 | 0 | 0 | 0
IGCC-CCS | 0 | 0 | 0 | 0 | 0 | 0
WT_off | 0 | 0 | 0 | 0 | 0 | 0
PseudoUnit | 0 | 0 | 0 | 0 | 0 | 0
FixedInterchange | 0 | 0 | 0 | 0 | 0 | 0
Emission Cost by Reporting Type: NonRTO_Midwest
ReportingType | 2015 | 2020 | 2025 | 2030 | 2035 | 2040
BM | 0 | 0 | 0 | 0 | 0 | 0
CC | 0 | 0 | 0 | 0 | 0 | 0
CSP | 0 | 0 | 0 | 0 | 0 | 0
CT | 0 | 0 | 0 | 0 | 0 | 0
Coal | 0 | 0 | 0 | 0 | 0 | 0
Geo | 0 | 0 | 0 | 0 | 0 | 0
H | 0 | 0 | 0 | 0 | 0 | 0
LFG | 0 | 0 | 0 | 0 | 0 | 0
Nuc | 0 | 0 | 0 | 0 | 0 | 0
PS | 0 | 0 | 0 | 0 | 0 | 0
PV | 0 | 0 | 0 | 0 | 0 | 0
PeakG | 0 | 0 | 0 | 0 | 0 | 0
PeakO | 0 | 0 | 0 | 0 | 0 | 0
ST | 0 | 0 | 0 | 0 | 0 | 0
STOG | 0 | 0 | 0 | 0 | 0 | 0
STWD | 0 | 0 | 0 | 0 | 0 | 0
WT | 0 | 0 | 0 | 0 | 0 | 0
IGCC | 0 | 0 | 0 | 0 | 0 | 0
DemandResponse | 0 | 0 | 0 | 0 | 0 | 0
IGCC-CCS | 0 | 0 | 0 | 0 | 0 | 0
WT_off | 0 | 0 | 0 | 0 | 0 | 0
PseudoUnit | 0 | 0 | 0 | 0 | 0 | 0
FixedInterchange | 0 | 0 | 0 | 0 | 0 | 0
Emission Cost by Reporting Type: NYISO_A-F
ReportingType | 2015 | 2020 | 2025 | 2030 | 2035 | 2040
BM | 0 | 0 | 0 | 0 | 0 | 0
CC | 0 | 0 | 0 | 0 | 0 | 0
CSP | 0 | 0 | 0 | 0 | 0 | 0
CT | 0 | 0 | 0 | 0 | 0 | 0
Coal | 0 | 0 | 0 | 0 | 0 | 0
Geo | 0 | 0 | 0 | 0 | 0 | 0
H | 0 | 0 | 0 | 0 | 0 | 0
LFG | 0 | 0 | 0 | 0 | 0 | 0
Nuc | 0 | 0 | 0 | 0 | 0 | 0
PS | 0 | 0 | 0 | 0 | 0 | 0
PV | 0 | 0 | 0 | 0 | 0 | 0
PeakG | 0 | 0 | 0 | 0 | 0 | 0
PeakO | 0 | 0 | 0 | 0 | 0 | 0
ST | 0 | 0 | 0 | 0 | 0 | 0
STOG | 0 | 0 | 0 | 0 | 0 | 0
STWD | 0 | 0 | 0 | 0 | 0 | 0
WT | 0 | 0 | 0 | 0 | 0 | 0
IGCC | 0 | 0 | 0 | 0 | 0 | 0
DemandResponse | 0 | 0 | 0 | 0 | 0 | 0
IGCC-CCS | 0 | 0 | 0 | 0 | 0 | 0
WT_off | 0 | 0 | 0 | 0 | 0 | 0
PseudoUnit | 0 | 0 | 0 | 0 | 0 | 0
FixedInterchange | 0 | 0 | 0 | 0 | 0 | 0
Emission Cost by Reporting Type: NYISO_G-I
ReportingType | 2015 | 2020 | 2025 | 2030 | 2035 | 2040
BM | 0 | 0 | 0 | 0 | 0 | 0
CC | 0 | 0 | 0 | 0 | 0 | 0
CSP | 0 | 0 | 0 | 0 | 0 | 0
CT | 0 | 0 | 0 | 0 | 0 | 0
Coal | 0 | 0 | 0 | 0 | 0 | 0
Geo | 0 | 0 | 0 | 0 | 0 | 0
H | 0 | 0 | 0 | 0 | 0 | 0
LFG | 0 | 0 | 0 | 0 | 0 | 0
Nuc | 0 | 0 | 0 | 0 | 0 | 0
PS | 0 | 0 | 0 | 0 | 0 | 0
PV | 0 | 0 | 0 | 0 | 0 | 0
PeakG | 0 | 0 | 0 | 0 | 0 | 0
PeakO | 0 | 0 | 0 | 0 | 0 | 0
ST | 0 | 0 | 0 | 0 | 0 | 0
STOG | 0 | 0 | 0 | 0 | 0 | 0
STWD | 0 | 0 | 0 | 0 | 0 | 0
WT | 0 | 0 | 0 | 0 | 0 | 0
IGCC | 0 | 0 | 0 | 0 | 0 | 0
DemandResponse | 0 | 0 | 0 | 0 | 0 | 0
IGCC-CCS | 0 | 0 | 0 | 0 | 0 | 0
WT_off | 0 | 0 | 0 | 0 | 0 | 0
PseudoUnit | 0 | 0 | 0 | 0 | 0 | 0
FixedInterchange | 0 | 0 | 0 | 0 | 0 | 0
Emission Cost by Reporting Type: NYISO_J-K
ReportingType | 2015 | 2020 | 2025 | 2030 | 2035 | 2040
BM | 0 | 0 | 0 | 0 | 0 | 0
CC | 0 | 0 | 0 | 0 | 0 | 0
CSP | 0 | 0 | 0 | 0 | 0 | 0
CT | 0 | 0 | 0 | 0 | 0 | 0
Coal | 0 | 0 | 0 | 0 | 0 | 0
Geo | 0 | 0 | 0 | 0 | 0 | 0
H | 0 | 0 | 0 | 0 | 0 | 0
LFG | 0 | 0 | 0 | 0 | 0 | 0
Nuc | 0 | 0 | 0 | 0 | 0 | 0
PS | 0 | 0 | 0 | 0 | 0 | 0
PV | 0 | 0 | 0 | 0 | 0 | 0
PeakG | 0 | 0 | 0 | 0 | 0 | 0
PeakO | 0 | 0 | 0 | 0 | 0 | 0
ST | 0 | 0 | 0 | 0 | 0 | 0
STOG | 0 | 0 | 0 | 0 | 0 | 0
STWD | 0 | 0 | 0 | 0 | 0 | 0
WT | 0 | 0 | 0 | 0 | 0 | 0
IGCC | 0 | 0 | 0 | 0 | 0 | 0
DemandResponse | 0 | 0 | 0 | 0 | 0 | 0
IGCC-CCS | 0 | 0 | 0 | 0 | 0 | 0
WT_off | 0 | 0 | 0 | 0 | 0 | 0
PseudoUnit | 0 | 0 | 0 | 0 | 0 | 0
FixedInterchange | 0 | 0 | 0 | 0 | 0 | 0
Emission Cost by Reporting Type: PJM_E
ReportingType | 2015 | 2020 | 2025 | 2030 | 2035 | 2040
BM | 0 | 0 | 0 | 0 | 0 | 0
CC | 0 | 0 | 0 | 0 | 0 | 0
CSP | 0 | 0 | 0 | 0 | 0 | 0
CT | 0 | 0 | 0 | 0 | 0 | 0
Coal | 0 | 0 | 0 | 0 | 0 | 0
Geo | 0 | 0 | 0 | 0 | 0 | 0
H | 0 | 0 | 0 | 0 | 0 | 0
LFG | 0 | 0 | 0 | 0 | 0 | 0
Nuc | 0 | 0 | 0 | 0 | 0 | 0
PS | 0 | 0 | 0 | 0 | 0 | 0
PV | 0 | 0 | 0 | 0 | 0 | 0
PeakG | 0 | 0 | 0 | 0 | 0 | 0
PeakO | 0 | 0 | 0 | 0 | 0 | 0
ST | 0 | 0 | 0 | 0 | 0 | 0
STOG | 0 | 0 | 0 | 0 | 0 | 0
STWD | 0 | 0 | 0 | 0 | 0 | 0
WT | 0 | 0 | 0 | 0 | 0 | 0
IGCC | 0 | 0 | 0 | 0 | 0 | 0
DemandResponse | 0 | 0 | 0 | 0 | 0 | 0
IGCC-CCS | 0 | 0 | 0 | 0 | 0 | 0
WT_off | 0 | 0 | 0 | 0 | 0 | 0
PseudoUnit | 0 | 0 | 0 | 0 | 0 | 0
FixedInterchange | 0 | 0 | 0 | 0 | 0 | 0
Emission Cost by Reporting Type: PJM_ROM
ReportingType | 2015 | 2020 | 2025 | 2030 | 2035 | 2040
BM | 0 | 0 | 0 | 0 | 0 | 0
CC | 0 | 0 | 0 | 0 | 0 | 0
CSP | 0 | 0 | 0 | 0 | 0 | 0
CT | 0 | 0 | 0 | 0 | 0 | 0
Coal | 0 | 0 | 0 | 0 | 0 | 0
Geo | 0 | 0 | 0 | 0 | 0 | 0
H | 0 | 0 | 0 | 0 | 0 | 0
LFG | 0 | 0 | 0 | 0 | 0 | 0
Nuc | 0 | 0 | 0 | 0 | 0 | 0
PS | 0 | 0 | 0 | 0 | 0 | 0
PV | 0 | 0 | 0 | 0 | 0 | 0
PeakG | 0 | 0 | 0 | 0 | 0 | 0
PeakO | 0 | 0 | 0 | 0 | 0 | 0
ST | 0 | 0 | 0 | 0 | 0 | 0
STOG | 0 | 0 | 0 | 0 | 0 | 0
STWD | 0 | 0 | 0 | 0 | 0 | 0
WT | 0 | 0 | 0 | 0 | 0 | 0
IGCC | 0 | 0 | 0 | 0 | 0 | 0
DemandResponse | 0 | 0 | 0 | 0 | 0 | 0
IGCC-CCS | 0 | 0 | 0 | 0 | 0 | 0
WT_off | 0 | 0 | 0 | 0 | 0 | 0
PseudoUnit | 0 | 0 | 0 | 0 | 0 | 0
FixedInterchange | 0 | 0 | 0 | 0 | 0 | 0
Emission Cost by Reporting Type: PJM_ROR
ReportingType | 2015 | 2020 | 2025 | 2030 | 2035 | 2040
BM | 0 | 0 | 0 | 0 | 0 | 0
CC | 0 | 0 | 0 | 0 | 0 | 0
CSP | 0 | 0 | 0 | 0 | 0 | 0
CT | 0 | 0 | 0 | 0 | 0 | 0
Coal | 0 | 0 | 0 | 0 | 0 | 0
Geo | 0 | 0 | 0 | 0 | 0 | 0
H | 0 | 0 | 0 | 0 | 0 | 0
LFG | 0 | 0 | 0 | 0 | 0 | 0
Nuc | 0 | 0 | 0 | 0 | 0 | 0
PS | 0 | 0 | 0 | 0 | 0 | 0
PV | 0 | 0 | 0 | 0 | 0 | 0
PeakG | 0 | 0 | 0 | 0 | 0 | 0
PeakO | 0 | 0 | 0 | 0 | 0 | 0
ST | 0 | 0 | 0 | 0 | 0 | 0
STOG | 0 | 0 | 0 | 0 | 0 | 0
STWD | 0 | 0 | 0 | 0 | 0 | 0
WT | 0 | 0 | 0 | 0 | 0 | 0
IGCC | 0 | 0 | 0 | 0 | 0 | 0
DemandResponse | 0 | 0 | 0 | 0 | 0 | 0
IGCC-CCS | 0 | 0 | 0 | 0 | 0 | 0
WT_off | 0 | 0 | 0 | 0 | 0 | 0
PseudoUnit | 0 | 0 | 0 | 0 | 0 | 0
FixedInterchange | 0 | 0 | 0 | 0 | 0 | 0
Emission Cost by Reporting Type: SOCO
ReportingType | 2015 | 2020 | 2025 | 2030 | 2035 | 2040
BM | 0 | 0 | 0 | 0 | 0 | 0
CC | 0 | 0 | 0 | 0 | 0 | 0
CSP | 0 | 0 | 0 | 0 | 0 | 0
CT | 0 | 0 | 0 | 0 | 0 | 0
Coal | 0 | 0 | 0 | 0 | 0 | 0
Geo | 0 | 0 | 0 | 0 | 0 | 0
H | 0 | 0 | 0 | 0 | 0 | 0
LFG | 0 | 0 | 0 | 0 | 0 | 0
Nuc | 0 | 0 | 0 | 0 | 0 | 0
PS | 0 | 0 | 0 | 0 | 0 | 0
PV | 0 | 0 | 0 | 0 | 0 | 0
PeakG | 0 | 0 | 0 | 0 | 0 | 0
PeakO | 0 | 0 | 0 | 0 | 0 | 0
ST | 0 | 0 | 0 | 0 | 0 | 0
STOG | 0 | 0 | 0 | 0 | 0 | 0
STWD | 0 | 0 | 0 | 0 | 0 | 0
WT | 0 | 0 | 0 | 0 | 0 | 0
IGCC | 0 | 0 | 0 | 0 | 0 | 0
DemandResponse | 0 | 0 | 0 | 0 | 0 | 0
IGCC-CCS | 0 | 0 | 0 | 0 | 0 | 0
WT_off | 0 | 0 | 0 | 0 | 0 | 0
PseudoUnit | 0 | 0 | 0 | 0 | 0 | 0
FixedInterchange | 0 | 0 | 0 | 0 | 0 | 0
Emission Cost by Reporting Type: SPP_N
ReportingType | 2015 | 2020 | 2025 | 2030 | 2035 | 2040
BM | 0 | 0 | 0 | 0 | 0 | 0
CC | 0 | 0 | 0 | 0 | 0 | 0
CSP | 0 | 0 | 0 | 0 | 0 | 0
CT | 0 | 0 | 0 | 0 | 0 | 0
Coal | 0 | 0 | 0 | 0 | 0 | 0
Geo | 0 | 0 | 0 | 0 | 0 | 0
H | 0 | 0 | 0 | 0 | 0 | 0
LFG | 0 | 0 | 0 | 0 | 0 | 0
Nuc | 0 | 0 | 0 | 0 | 0 | 0
PS | 0 | 0 | 0 | 0 | 0 | 0
PV | 0 | 0 | 0 | 0 | 0 | 0
PeakG | 0 | 0 | 0 | 0 | 0 | 0
PeakO | 0 | 0 | 0 | 0 | 0 | 0
ST | 0 | 0 | 0 | 0 | 0 | 0
STOG | 0 | 0 | 0 | 0 | 0 | 0
STWD | 0 | 0 | 0 | 0 | 0 | 0
WT | 0 | 0 | 0 | 0 | 0 | 0
IGCC | 0 | 0 | 0 | 0 | 0 | 0
DemandResponse | 0 | 0 | 0 | 0 | 0 | 0
IGCC-CCS | 0 | 0 | 0 | 0 | 0 | 0
WT_off | 0 | 0 | 0 | 0 | 0 | 0
PseudoUnit | 0 | 0 | 0 | 0 | 0 | 0
FixedInterchange | 0 | 0 | 0 | 0 | 0 | 0
Emission Cost by Reporting Type: SPP_S
ReportingType | 2015 | 2020 | 2025 | 2030 | 2035 | 2040
BM | 0 | 0 | 0 | 0 | 0 | 0
CC | 0 | 0 | 0 | 0 | 0 | 0
CSP | 0 | 0 | 0 | 0 | 0 | 0
CT | 0 | 0 | 0 | 0 | 0 | 0
Coal | 0 | 0 | 0 | 0 | 0 | 0
Geo | 0 | 0 | 0 | 0 | 0 | 0
H | 0 | 0 | 0 | 0 | 0 | 0
LFG | 0 | 0 | 0 | 0 | 0 | 0
Nuc | 0 | 0 | 0 | 0 | 0 | 0
PS | 0 | 0 | 0 | 0 | 0 | 0
PV | 0 | 0 | 0 | 0 | 0 | 0
PeakG | 0 | 0 | 0 | 0 | 0 | 0
PeakO | 0 | 0 | 0 | 0 | 0 | 0
ST | 0 | 0 | 0 | 0 | 0 | 0
STOG | 0 | 0 | 0 | 0 | 0 | 0
STWD | 0 | 0 | 0 | 0 | 0 | 0
WT | 0 | 0 | 0 | 0 | 0 | 0
IGCC | 0 | 0 | 0 | 0 | 0 | 0
DemandResponse | 0 | 0 | 0 | 0 | 0 | 0
IGCC-CCS | 0 | 0 | 0 | 0 | 0 | 0
WT_off | 0 | 0 | 0 | 0 | 0 | 0
PseudoUnit | 0 | 0 | 0 | 0 | 0 | 0
FixedInterchange | 0 | 0 | 0 | 0 | 0 | 0
Emission Cost by Reporting Type: TVA
ReportingType | 2015 | 2020 | 2025 | 2030 | 2035 | 2040
BM | 0 | 0 | 0 | 0 | 0 | 0
CC | 0 | 0 | 0 | 0 | 0 | 0
CSP | 0 | 0 | 0 | 0 | 0 | 0
CT | 0 | 0 | 0 | 0 | 0 | 0
Coal | 0 | 0 | 0 | 0 | 0 | 0
Geo | 0 | 0 | 0 | 0 | 0 | 0
H | 0 | 0 | 0 | 0 | 0 | 0
LFG | 0 | 0 | 0 | 0 | 0 | 0
Nuc | 0 | 0 | 0 | 0 | 0 | 0
PS | 0 | 0 | 0 | 0 | 0 | 0
PV | 0 | 0 | 0 | 0 | 0 | 0
PeakG | 0 | 0 | 0 | 0 | 0 | 0
PeakO | 0 | 0 | 0 | 0 | 0 | 0
ST | 0 | 0 | 0 | 0 | 0 | 0
STOG | 0 | 0 | 0 | 0 | 0 | 0
STWD | 0 | 0 | 0 | 0 | 0 | 0
WT | 0 | 0 | 0 | 0 | 0 | 0
IGCC | 0 | 0 | 0 | 0 | 0 | 0
DemandResponse | 0 | 0 | 0 | 0 | 0 | 0
IGCC-CCS | 0 | 0 | 0 | 0 | 0 | 0
WT_off | 0 | 0 | 0 | 0 | 0 | 0
PseudoUnit | 0 | 0 | 0 | 0 | 0 | 0
FixedInterchange | 0 | 0 | 0 | 0 | 0 | 0
Emission Cost by Reporting Type: TVA_Transmission
ReportingType | 2015 | 2020 | 2025 | 2030 | 2035 | 2040
BM | 0 | 0 | 0 | 0 | 0 | 0
CC | 0 | 0 | 0 | 0 | 0 | 0
CSP | 0 | 0 | 0 | 0 | 0 | 0
CT | 0 | 0 | 0 | 0 | 0 | 0
Coal | 0 | 0 | 0 | 0 | 0 | 0
Geo | 0 | 0 | 0 | 0 | 0 | 0
H | 0 | 0 | 0 | 0 | 0 | 0
LFG | 0 | 0 | 0 | 0 | 0 | 0
Nuc | 0 | 0 | 0 | 0 | 0 | 0
PS | 0 | 0 | 0 | 0 | 0 | 0
PV | 0 | 0 | 0 | 0 | 0 | 0
PeakG | 0 | 0 | 0 | 0 | 0 | 0
PeakO | 0 | 0 | 0 | 0 | 0 | 0
ST | 0 | 0 | 0 | 0 | 0 | 0
STOG | 0 | 0 | 0 | 0 | 0 | 0
STWD | 0 | 0 | 0 | 0 | 0 | 0
WT | 0 | 0 | 0 | 0 | 0 | 0
IGCC | 0 | 0 | 0 | 0 | 0 | 0
DemandResponse | 0 | 0 | 0 | 0 | 0 | 0
IGCC-CCS | 0 | 0 | 0 | 0 | 0 | 0
WT_off | 0 | 0 | 0 | 0 | 0 | 0
PseudoUnit | 0 | 0 | 0 | 0 | 0 | 0
FixedInterchange | 0 | 0 | 0 | 0 | 0 | 0
Emission Cost by Reporting Type: VACAR
ReportingType | 2015 | 2020 | 2025 | 2030 | 2035 | 2040
BM | 0 | 0 | 0 | 0 | 0 | 0
CC | 0 | 0 | 0 | 0 | 0 | 0
CSP | 0 | 0 | 0 | 0 | 0 | 0
CT | 0 | 0 | 0 | 0 | 0 | 0
Coal | 0 | 0 | 0 | 0 | 0 | 0
Geo | 0 | 0 | 0 | 0 | 0 | 0
H | 0 | 0 | 0 | 0 | 0 | 0
LFG | 0 | 0 | 0 | 0 | 0 | 0
Nuc | 0 | 0 | 0 | 0 | 0 | 0
PS | 0 | 0 | 0 | 0 | 0 | 0
PV | 0 | 0 | 0 | 0 | 0 | 0
PeakG | 0 | 0 | 0 | 0 | 0 | 0
PeakO | 0 | 0 | 0 | 0 | 0 | 0
ST | 0 | 0 | 0 | 0 | 0 | 0
STOG | 0 | 0 | 0 | 0 | 0 | 0
STWD | 0 | 0 | 0 | 0 | 0 | 0
WT | 0 | 0 | 0 | 0 | 0 | 0
IGCC | 0 | 0 | 0 | 0 | 0 | 0
DemandResponse | 0 | 0 | 0 | 0 | 0 | 0
IGCC-CCS | 0 | 0 | 0 | 0 | 0 | 0
WT_off | 0 | 0 | 0 | 0 | 0 | 0
PseudoUnit | 0 | 0 | 0 | 0 | 0 | 0
FixedInterchange | 0 | 0 | 0 | 0 | 0 | 0
Emission Cost by Reporting Type: IESO
ReportingType | 2015 | 2020 | 2025 | 2030 | 2035 | 2040
BM | 0 | 0 | 0 | 0 | 0 | 0
CC | 0 | 0 | 0 | 0 | 0 | 0
CSP | 0 | 0 | 0 | 0 | 0 | 0
CT | 0 | 0 | 0 | 0 | 0 | 0
Coal | 0 | 0 | 0 | 0 | 0 | 0
Geo | 0 | 0 | 0 | 0 | 0 | 0
H | 0 | 0 | 0 | 0 | 0 | 0
LFG | 0 | 0 | 0 | 0 | 0 | 0
Nuc | 0 | 0 | 0 | 0 | 0 | 0
PS | 0 | 0 | 0 | 0 | 0 | 0
PV | 0 | 0 | 0 | 0 | 0 | 0
PeakG | 0 | 0 | 0 | 0 | 0 | 0
PeakO | 0 | 0 | 0 | 0 | 0 | 0
ST | 0 | 0 | 0 | 0 | 0 | 0
STOG | 0 | 0 | 0 | 0 | 0 | 0
STWD | 0 | 0 | 0 | 0 | 0 | 0
WT | 0 | 0 | 0 | 0 | 0 | 0
IGCC | 0 | 0 | 0 | 0 | 0 | 0
DemandResponse | 0 | 0 | 0 | 0 | 0 | 0
IGCC-CCS | 0 | 0 | 0 | 0 | 0 | 0
WT_off | 0 | 0 | 0 | 0 | 0 | 0
PseudoUnit | 0 | 0 | 0 | 0 | 0 | 0
FixedInterchange | 0 | 0 | 0 | 0 | 0 | 0
Emission Cost by Reporting Type: MAPP_CA
ReportingType | 2015 | 2020 | 2025 | 2030 | 2035 | 2040
BM | 0 | 0 | 0 | 0 | 0 | 0
CC | 0 | 0 | 0 | 0 | 0 | 0
CSP | 0 | 0 | 0 | 0 | 0 | 0
CT | 0 | 0 | 0 | 0 | 0 | 0
Coal | 0 | 0 | 0 | 0 | 0 | 0
Geo | 0 | 0 | 0 | 0 | 0 | 0
H | 0 | 0 | 0 | 0 | 0 | 0
LFG | 0 | 0 | 0 | 0 | 0 | 0
Nuc | 0 | 0 | 0 | 0 | 0 | 0
PS | 0 | 0 | 0 | 0 | 0 | 0
PV | 0 | 0 | 0 | 0 | 0 | 0
PeakG | 0 | 0 | 0 | 0 | 0 | 0
PeakO | 0 | 0 | 0 | 0 | 0 | 0
ST | 0 | 0 | 0 | 0 | 0 | 0
STOG | 0 | 0 | 0 | 0 | 0 | 0
STWD | 0 | 0 | 0 | 0 | 0 | 0
WT | 0 | 0 | 0 | 0 | 0 | 0
IGCC | 0 | 0 | 0 | 0 | 0 | 0
DemandResponse | 0 | 0 | 0 | 0 | 0 | 0
IGCC-CCS | 0 | 0 | 0 | 0 | 0 | 0
WT_off | 0 | 0 | 0 | 0 | 0 | 0
PseudoUnit | 0 | 0 | 0 | 0 | 0 | 0
FixedInterchange | 0 | 0 | 0 | 0 | 0 | 0
Emission Cost by Reporting Type: AZ_NM_SNV_Coal
ReportingType | 2015 | 2020 | 2025 | 2030 | 2035 | 2040
BM | 0 | 0 | 0 | 0 | 0 | 0
CC | 0 | 0 | 0 | 0 | 0 | 0
CSP | 0 | 0 | 0 | 0 | 0 | 0
CT | 0 | 0 | 0 | 0 | 0 | 0
Coal | 0 | 0 | 0 | 0 | 0 | 0
Geo | 0 | 0 | 0 | 0 | 0 | 0
H | 0 | 0 | 0 | 0 | 0 | 0
LFG | 0 | 0 | 0 | 0 | 0 | 0
Nuc | 0 | 0 | 0 | 0 | 0 | 0
PS | 0 | 0 | 0 | 0 | 0 | 0
PV | 0 | 0 | 0 | 0 | 0 | 0
PeakG | 0 | 0 | 0 | 0 | 0 | 0
PeakO | 0 | 0 | 0 | 0 | 0 | 0
ST | 0 | 0 | 0 | 0 | 0 | 0
STOG | 0 | 0 | 0 | 0 | 0 | 0
STWD | 0 | 0 | 0 | 0 | 0 | 0
WT | 0 | 0 | 0 | 0 | 0 | 0
IGCC | 0 | 0 | 0 | 0 | 0 | 0
DemandResponse | 0 | 0 | 0 | 0 | 0 | 0
IGCC-CCS | 0 | 0 | 0 | 0 | 0 | 0
WT_off | 0 | 0 | 0 | 0 | 0 | 0
PseudoUnit | 0 | 0 | 0 | 0 | 0 | 0
FixedInterchange | 0 | 0 | 0 | 0 | 0 | 0
Emission Cost by Reporting Type: AZ_NM_SNV_Gas
ReportingType | 2015 | 2020 | 2025 | 2030 | 2035 | 2040
BM | 0 | 0 | 0 | 0 | 0 | 0
CC | 0 | 0 | 0 | 0 | 0 | 0
CSP | 0 | 0 | 0 | 0 | 0 | 0
CT | 0 | 0 | 0 | 0 | 0 | 0
Coal | 0 | 0 | 0 | 0 | 0 | 0
Geo | 0 | 0 | 0 | 0 | 0 | 0
H | 0 | 0 | 0 | 0 | 0 | 0
LFG | 0 | 0 | 0 | 0 | 0 | 0
Nuc | 0 | 0 | 0 | 0 | 0 | 0
PS | 0 | 0 | 0 | 0 | 0 | 0
PV | 0 | 0 | 0 | 0 | 0 | 0
PeakG | 0 | 0 | 0 | 0 | 0 | 0
PeakO | 0 | 0 | 0 | 0 | 0 | 0
ST | 0 | 0 | 0 | 0 | 0 | 0
STOG | 0 | 0 | 0 | 0 | 0 | 0
STWD | 0 | 0 | 0 | 0 | 0 | 0
WT | 0 | 0 | 0 | 0 | 0 | 0
IGCC | 0 | 0 | 0 | 0 | 0 | 0
DemandResponse | 0 | 0 | 0 | 0 | 0 | 0
IGCC-CCS | 0 | 0 | 0 | 0 | 0 | 0
WT_off | 0 | 0 | 0 | 0 | 0 | 0
PseudoUnit | 0 | 0 | 0 | 0 | 0 | 0
FixedInterchange | 0 | 0 | 0 | 0 | 0 | 0
Emission Cost by Reporting Type: AZ_NM_SNV_NucRenew
ReportingType | 2015 | 2020 | 2025 | 2030 | 2035 | 2040
BM | 0 | 0 | 0 | 0 | 0 | 0
CC | 0 | 0 | 0 | 0 | 0 | 0
CSP | 0 | 0 | 0 | 0 | 0 | 0
CT | 0 | 0 | 0 | 0 | 0 | 0
Coal | 0 | 0 | 0 | 0 | 0 | 0
Geo | 0 | 0 | 0 | 0 | 0 | 0
H | 0 | 0 | 0 | 0 | 0 | 0
LFG | 0 | 0 | 0 | 0 | 0 | 0
Nuc | 0 | 0 | 0 | 0 | 0 | 0
PS | 0 | 0 | 0 | 0 | 0 | 0
PV | 0 | 0 | 0 | 0 | 0 | 0
PeakG | 0 | 0 | 0 | 0 | 0 | 0
PeakO | 0 | 0 | 0 | 0 | 0 | 0
ST | 0 | 0 | 0 | 0 | 0 | 0
STOG | 0 | 0 | 0 | 0 | 0 | 0
STWD | 0 | 0 | 0 | 0 | 0 | 0
WT | 0 | 0 | 0 | 0 | 0 | 0
IGCC | 0 | 0 | 0 | 0 | 0 | 0
DemandResponse | 0 | 0 | 0 | 0 | 0 | 0
IGCC-CCS | 0 | 0 | 0 | 0 | 0 | 0
WT_off | 0 | 0 | 0 | 0 | 0 | 0
PseudoUnit | 0 | 0 | 0 | 0 | 0 | 0
FixedInterchange | 0 | 0 | 0 | 0 | 0 | 0
Emission Cost by Reporting Type: ERCOT
ReportingType | 2015 | 2020 | 2025 | 2030 | 2035 | 2040
BM | 0 | 0 | 0 | 0 | 0 | 0
CC | 0 | 0 | 0 | 0 | 0 | 0
CSP | 0 | 0 | 0 | 0 | 0 | 0
CT | 0 | 0 | 0 | 0 | 0 | 0
Coal | 0 | 0 | 0 | 0 | 0 | 0
Geo | 0 | 0 | 0 | 0 | 0 | 0
H | 0 | 0 | 0 | 0 | 0 | 0
LFG | 0 | 0 | 0 | 0 | 0 | 0
Nuc | 0 | 0 | 0 | 0 | 0 | 0
PS | 0 | 0 | 0 | 0 | 0 | 0
PV | 0 | 0 | 0 | 0 | 0 | 0
PeakG | 0 | 0 | 0 | 0 | 0 | 0
PeakO | 0 | 0 | 0 | 0 | 0 | 0
ST | 0 | 0 | 0 | 0 | 0 | 0
STOG | 0 | 0 | 0 | 0 | 0 | 0
STWD | 0 | 0 | 0 | 0 | 0 | 0
WT | 0 | 0 | 0 | 0 | 0 | 0
IGCC | 0 | 0 | 0 | 0 | 0 | 0
DemandResponse | 0 | 0 | 0 | 0 | 0 | 0
IGCC-CCS | 0 | 0 | 0 | 0 | 0 | 0
WT_off | 0 | 0 | 0 | 0 | 0 | 0
PseudoUnit | 0 | 0 | 0 | 0 | 0 | 0
FixedInterchange | 0 | 0 | 0 | 0 | 0 | 0
Emission Cost by Reporting Type: NP15
ReportingType | 2015 | 2020 | 2025 | 2030 | 2035 | 2040
BM | 0 | 0 | 0 | 0 | 0 | 0
CC | 0 | 0 | 0 | 0 | 0 | 0
CSP | 0 | 0 | 0 | 0 | 0 | 0
CT | 0 | 0 | 0 | 0 | 0 | 0
Coal | 0 | 0 | 0 | 0 | 0 | 0
Geo | 0 | 0 | 0 | 0 | 0 | 0
H | 0 | 0 | 0 | 0 | 0 | 0
LFG | 0 | 0 | 0 | 0 | 0 | 0
Nuc | 0 | 0 | 0 | 0 | 0 | 0
PS | 0 | 0 | 0 | 0 | 0 | 0
PV | 0 | 0 | 0 | 0 | 0 | 0
PeakG | 0 | 0 | 0 | 0 | 0 | 0
PeakO | 0 | 0 | 0 | 0 | 0 | 0
ST | 0 | 0 | 0 | 0 | 0 | 0
STOG | 0 | 0 | 0 | 0 | 0 | 0
STWD | 0 | 0 | 0 | 0 | 0 | 0
WT | 0 | 0 | 0 | 0 | 0 | 0
IGCC | 0 | 0 | 0 | 0 | 0 | 0
DemandResponse | 0 | 0 | 0 | 0 | 0 | 0
IGCC-CCS | 0 | 0 | 0 | 0 | 0 | 0
WT_off | 0 | 0 | 0 | 0 | 0 | 0
PseudoUnit | 0 | 0 | 0 | 0 | 0 | 0
FixedInterchange | 0 | 0 | 0 | 0 | 0 | 0
Emission Cost by Reporting Type: NWPP_Coal
ReportingType | 2015 | 2020 | 2025 | 2030 | 2035 | 2040
BM | 0 | 0 | 0 | 0 | 0 | 0
CC | 0 | 0 | 0 | 0 | 0 | 0
CSP | 0 | 0 | 0 | 0 | 0 | 0
CT | 0 | 0 | 0 | 0 | 0 | 0
Coal | 0 | 0 | 0 | 0 | 0 | 0
Geo | 0 | 0 | 0 | 0 | 0 | 0
H | 0 | 0 | 0 | 0 | 0 | 0
LFG | 0 | 0 | 0 | 0 | 0 | 0
Nuc | 0 | 0 | 0 | 0 | 0 | 0
PS | 0 | 0 | 0 | 0 | 0 | 0
PV | 0 | 0 | 0 | 0 | 0 | 0
PeakG | 0 | 0 | 0 | 0 | 0 | 0
PeakO | 0 | 0 | 0 | 0 | 0 | 0
ST | 0 | 0 | 0 | 0 | 0 | 0
STOG | 0 | 0 | 0 | 0 | 0 | 0
STWD | 0 | 0 | 0 | 0 | 0 | 0
WT | 0 | 0 | 0 | 0 | 0 | 0
IGCC | 0 | 0 | 0 | 0 | 0 | 0
DemandResponse | 0 | 0 | 0 | 0 | 0 | 0
IGCC-CCS | 0 | 0 | 0 | 0 | 0 | 0
WT_off | 0 | 0 | 0 | 0 | 0 | 0
PseudoUnit | 0 | 0 | 0 | 0 | 0 | 0
FixedInterchange | 0 | 0 | 0 | 0 | 0 | 0
Emission Cost by Reporting Type: NWPP_Gas
ReportingType | 2015 | 2020 | 2025 | 2030 | 2035 | 2040
BM | 0 | 0 | 0 | 0 | 0 | 0
CC | 0 | 0 | 0 | 0 | 0 | 0
CSP | 0 | 0 | 0 | 0 | 0 | 0
CT | 0 | 0 | 0 | 0 | 0 | 0
Coal | 0 | 0 | 0 | 0 | 0 | 0
Geo | 0 | 0 | 0 | 0 | 0 | 0
H | 0 | 0 | 0 | 0 | 0 | 0
LFG | 0 | 0 | 0 | 0 | 0 | 0
Nuc | 0 | 0 | 0 | 0 | 0 | 0
PS | 0 | 0 | 0 | 0 | 0 | 0
PV | 0 | 0 | 0 | 0 | 0 | 0
PeakG | 0 | 0 | 0 | 0 | 0 | 0
PeakO | 0 | 0 | 0 | 0 | 0 | 0
ST | 0 | 0 | 0 | 0 | 0 | 0
STOG | 0 | 0 | 0 | 0 | 0 | 0
STWD | 0 | 0 | 0 | 0 | 0 | 0
WT | 0 | 0 | 0 | 0 | 0 | 0
IGCC | 0 | 0 | 0 | 0 | 0 | 0
DemandResponse | 0 | 0 | 0 | 0 | 0 | 0
IGCC-CCS | 0 | 0 | 0 | 0 | 0 | 0
WT_off | 0 | 0 | 0 | 0 | 0 | 0
PseudoUnit | 0 | 0 | 0 | 0 | 0 | 0
FixedInterchange | 0 | 0 | 0 | 0 | 0 | 0
Emission Cost by Reporting Type: NWPP_NucRenew
ReportingType | 2015 | 2020 | 2025 | 2030 | 2035 | 2040
BM | 0 | 0 | 0 | 0 | 0 | 0
CC | 0 | 0 | 0 | 0 | 0 | 0
CSP | 0 | 0 | 0 | 0 | 0 | 0
CT | 0 | 0 | 0 | 0 | 0 | 0
Coal | 0 | 0 | 0 | 0 | 0 | 0
Geo | 0 | 0 | 0 | 0 | 0 | 0
H | 0 | 0 | 0 | 0 | 0 | 0
LFG | 0 | 0 | 0 | 0 | 0 | 0
Nuc | 0 | 0 | 0 | 0 | 0 | 0
PS | 0 | 0 | 0 | 0 | 0 | 0
PV | 0 | 0 | 0 | 0 | 0 | 0
PeakG | 0 | 0 | 0 | 0 | 0 | 0
PeakO | 0 | 0 | 0 | 0 | 0 | 0
ST | 0 | 0 | 0 | 0 | 0 | 0
STOG | 0 | 0 | 0 | 0 | 0 | 0
STWD | 0 | 0 | 0 | 0 | 0 | 0
WT | 0 | 0 | 0 | 0 | 0 | 0
IGCC | 0 | 0 | 0 | 0 | 0 | 0
DemandResponse | 0 | 0 | 0 | 0 | 0 | 0
IGCC-CCS | 0 | 0 | 0 | 0 | 0 | 0
WT_off | 0 | 0 | 0 | 0 | 0 | 0
PseudoUnit | 0 | 0 | 0 | 0 | 0 | 0
FixedInterchange | 0 | 0 | 0 | 0 | 0 | 0
Emission Cost by Reporting Type: RMPA
ReportingType | 2015 | 2020 | 2025 | 2030 | 2035 | 2040
BM | 0 | 0 | 0 | 0 | 0 | 0
CC | 0 | 0 | 0 | 0 | 0 | 0
CSP | 0 | 0 | 0 | 0 | 0 | 0
CT | 0 | 0 | 0 | 0 | 0 | 0
Coal | 0 | 0 | 0 | 0 | 0 | 0
Geo | 0 | 0 | 0 | 0 | 0 | 0
H | 0 | 0 | 0 | 0 | 0 | 0
LFG | 0 | 0 | 0 | 0 | 0 | 0
Nuc | 0 | 0 | 0 | 0 | 0 | 0
PS | 0 | 0 | 0 | 0 | 0 | 0
PV | 0 | 0 | 0 | 0 | 0 | 0
PeakG | 0 | 0 | 0 | 0 | 0 | 0
PeakO | 0 | 0 | 0 | 0 | 0 | 0
ST | 0 | 0 | 0 | 0 | 0 | 0
STOG | 0 | 0 | 0 | 0 | 0 | 0
STWD | 0 | 0 | 0 | 0 | 0 | 0
WT | 0 | 0 | 0 | 0 | 0 | 0
IGCC | 0 | 0 | 0 | 0 | 0 | 0
DemandResponse | 0 | 0 | 0 | 0 | 0 | 0
IGCC-CCS | 0 | 0 | 0 | 0 | 0 | 0
WT_off | 0 | 0 | 0 | 0 | 0 | 0
PseudoUnit | 0 | 0 | 0 | 0 | 0 | 0
FixedInterchange | 0 | 0 | 0 | 0 | 0 | 0
Emission Cost by Reporting Type: SP15
ReportingType | 2015 | 2020 | 2025 | 2030 | 2035 | 2040
BM | 0 | 0 | 0 | 0 | 0 | 0
CC | 0 | 0 | 0 | 0 | 0 | 0
CSP | 0 | 0 | 0 | 0 | 0 | 0
CT | 0 | 0 | 0 | 0 | 0 | 0
Coal | 0 | 0 | 0 | 0 | 0 | 0
Geo | 0 | 0 | 0 | 0 | 0 | 0
H | 0 | 0 | 0 | 0 | 0 | 0
LFG | 0 | 0 | 0 | 0 | 0 | 0
Nuc | 0 | 0 | 0 | 0 | 0 | 0
PS | 0 | 0 | 0 | 0 | 0 | 0
PV | 0 | 0 | 0 | 0 | 0 | 0
PeakG | 0 | 0 | 0 | 0 | 0 | 0
PeakO | 0 | 0 | 0 | 0 | 0 | 0
ST | 0 | 0 | 0 | 0 | 0 | 0
STOG | 0 | 0 | 0 | 0 | 0 | 0
STWD | 0 | 0 | 0 | 0 | 0 | 0
WT | 0 | 0 | 0 | 0 | 0 | 0
IGCC | 0 | 0 | 0 | 0 | 0 | 0
DemandResponse | 0 | 0 | 0 | 0 | 0 | 0
IGCC-CCS | 0 | 0 | 0 | 0 | 0 | 0
WT_off | 0 | 0 | 0 | 0 | 0 | 0
PseudoUnit | 0 | 0 | 0 | 0 | 0 | 0
FixedInterchange | 0 | 0 | 0 | 0 | 0 | 0
Emission Cost by Reporting Type: ALB
ReportingType | 2015 | 2020 | 2025 | 2030 | 2035 | 2040
BM | 0 | 0 | 0 | 0 | 0 | 0
CC | 0 | 0 | 0 | 0 | 0 | 0
CSP | 0 | 0 | 0 | 0 | 0 | 0
CT | 0 | 0 | 0 | 0 | 0 | 0
Coal | 0 | 0 | 0 | 0 | 0 | 0
Geo | 0 | 0 | 0 | 0 | 0 | 0
H | 0 | 0 | 0 | 0 | 0 | 0
LFG | 0 | 0 | 0 | 0 | 0 | 0
Nuc | 0 | 0 | 0 | 0 | 0 | 0
PS | 0 | 0 | 0 | 0 | 0 | 0
PV | 0 | 0 | 0 | 0 | 0 | 0
PeakG | 0 | 0 | 0 | 0 | 0 | 0
PeakO | 0 | 0 | 0 | 0 | 0 | 0
ST | 0 | 0 | 0 | 0 | 0 | 0
STOG | 0 | 0 | 0 | 0 | 0 | 0
STWD | 0 | 0 | 0 | 0 | 0 | 0
WT | 0 | 0 | 0 | 0 | 0 | 0
IGCC | 0 | 0 | 0 | 0 | 0 | 0
DemandResponse | 0 | 0 | 0 | 0 | 0 | 0
IGCC-CCS | 0 | 0 | 0 | 0 | 0 | 0
WT_off | 0 | 0 | 0 | 0 | 0 | 0
PseudoUnit | 0 | 0 | 0 | 0 | 0 | 0
FixedInterchange | 0 | 0 | 0 | 0 | 0 | 0
Emission Cost by Reporting Type: BC
ReportingType | 2015 | 2020 | 2025 | 2030 | 2035 | 2040
BM | 0 | 0 | 0 | 0 | 0 | 0
CC | 0 | 0 | 0 | 0 | 0 | 0
CSP | 0 | 0 | 0 | 0 | 0 | 0
CT | 0 | 0 | 0 | 0 | 0 | 0
Coal | 0 | 0 | 0 | 0 | 0 | 0
Geo | 0 | 0 | 0 | 0 | 0 | 0
H | 0 | 0 | 0 | 0 | 0 | 0
LFG | 0 | 0 | 0 | 0 | 0 | 0
Nuc | 0 | 0 | 0 | 0 | 0 | 0
PS | 0 | 0 | 0 | 0 | 0 | 0
PV | 0 | 0 | 0 | 0 | 0 | 0
PeakG | 0 | 0 | 0 | 0 | 0 | 0
PeakO | 0 | 0 | 0 | 0 | 0 | 0
ST | 0 | 0 | 0 | 0 | 0 | 0
STOG | 0 | 0 | 0 | 0 | 0 | 0
STWD | 0 | 0 | 0 | 0 | 0 | 0
WT | 0 | 0 | 0 | 0 | 0 | 0
IGCC | 0 | 0 | 0 | 0 | 0 | 0
DemandResponse | 0 | 0 | 0 | 0 | 0 | 0
IGCC-CCS | 0 | 0 | 0 | 0 | 0 | 0
WT_off | 0 | 0 | 0 | 0 | 0 | 0
PseudoUnit | 0 | 0 | 0 | 0 | 0 | 0
FixedInterchange | 0 | 0 | 0 | 0 | 0 | 0
Emission Cost by Reporting Type: HQ_IESO
ReportingType | 2015 | 2020 | 2025 | 2030 | 2035 | 2040
BM | 0 | 0 | 0 | 0 | 0 | 0
CC | 0 | 0 | 0 | 0 | 0 | 0
CSP | 0 | 0 | 0 | 0 | 0 | 0
CT | 0 | 0 | 0 | 0 | 0 | 0
Coal | 0 | 0 | 0 | 0 | 0 | 0
Geo | 0 | 0 | 0 | 0 | 0 | 0
H | 0 | 0 | 0 | 0 | 0 | 0
LFG | 0 | 0 | 0 | 0 | 0 | 0
Nuc | 0 | 0 | 0 | 0 | 0 | 0
PS | 0 | 0 | 0 | 0 | 0 | 0
PV | 0 | 0 | 0 | 0 | 0 | 0
PeakG | 0 | 0 | 0 | 0 | 0 | 0
PeakO | 0 | 0 | 0 | 0 | 0 | 0
ST | 0 | 0 | 0 | 0 | 0 | 0
STOG | 0 | 0 | 0 | 0 | 0 | 0
STWD | 0 | 0 | 0 | 0 | 0 | 0
WT | 0 | 0 | 0 | 0 | 0 | 0
IGCC | 0 | 0 | 0 | 0 | 0 | 0
DemandResponse | 0 | 0 | 0 | 0 | 0 | 0
IGCC-CCS | 0 | 0 | 0 | 0 | 0 | 0
WT_off | 0 | 0 | 0 | 0 | 0 | 0
PseudoUnit | 0 | 0 | 0 | 0 | 0 | 0
FixedInterchange | 0 | 0 | 0 | 0 | 0 | 0
Emission Cost by Reporting Type: HQ_NEISO
ReportingType | 2015 | 2020 | 2025 | 2030 | 2035 | 2040
BM | 0 | 0 | 0 | 0 | 0 | 0
CC | 0 | 0 | 0 | 0 | 0 | 0
CSP | 0 | 0 | 0 | 0 | 0 | 0
CT | 0 | 0 | 0 | 0 | 0 | 0
Coal | 0 | 0 | 0 | 0 | 0 | 0
Geo | 0 | 0 | 0 | 0 | 0 | 0
H | 0 | 0 | 0 | 0 | 0 | 0
LFG | 0 | 0 | 0 | 0 | 0 | 0
Nuc | 0 | 0 | 0 | 0 | 0 | 0
PS | 0 | 0 | 0 | 0 | 0 | 0
PV | 0 | 0 | 0 | 0 | 0 | 0
PeakG | 0 | 0 | 0 | 0 | 0 | 0
PeakO | 0 | 0 | 0 | 0 | 0 | 0
ST | 0 | 0 | 0 | 0 | 0 | 0
STOG | 0 | 0 | 0 | 0 | 0 | 0
STWD | 0 | 0 | 0 | 0 | 0 | 0
WT | 0 | 0 | 0 | 0 | 0 | 0
IGCC | 0 | 0 | 0 | 0 | 0 | 0
DemandResponse | 0 | 0 | 0 | 0 | 0 | 0
IGCC-CCS | 0 | 0 | 0 | 0 | 0 | 0
WT_off | 0 | 0 | 0 | 0 | 0 | 0
PseudoUnit | 0 | 0 | 0 | 0 | 0 | 0
FixedInterchange | 0 | 0 | 0 | 0 | 0 | 0
Emission Cost by Reporting Type: HQ_NY
ReportingType | 2015 | 2020 | 2025 | 2030 | 2035 | 2040
BM | 0 | 0 | 0 | 0 | 0 | 0
CC | 0 | 0 | 0 | 0 | 0 | 0
CSP | 0 | 0 | 0 | 0 | 0 | 0
CT | 0 | 0 | 0 | 0 | 0 | 0
Coal | 0 | 0 | 0 | 0 | 0 | 0
Geo | 0 | 0 | 0 | 0 | 0 | 0
H | 0 | 0 | 0 | 0 | 0 | 0
LFG | 0 | 0 | 0 | 0 | 0 | 0
Nuc | 0 | 0 | 0 | 0 | 0 | 0
PS | 0 | 0 | 0 | 0 | 0 | 0
PV | 0 | 0 | 0 | 0 | 0 | 0
PeakG | 0 | 0 | 0 | 0 | 0 | 0
PeakO | 0 | 0 | 0 | 0 | 0 | 0
ST | 0 | 0 | 0 | 0 | 0 | 0
STOG | 0 | 0 | 0 | 0 | 0 | 0
STWD | 0 | 0 | 0 | 0 | 0 | 0
WT | 0 | 0 | 0 | 0 | 0 | 0
IGCC | 0 | 0 | 0 | 0 | 0 | 0
DemandResponse | 0 | 0 | 0 | 0 | 0 | 0
IGCC-CCS | 0 | 0 | 0 | 0 | 0 | 0
WT_off | 0 | 0 | 0 | 0 | 0 | 0
PseudoUnit | 0 | 0 | 0 | 0 | 0 | 0
FixedInterchange | 0 | 0 | 0 | 0 | 0 | 0
Emission Cost by Reporting Type: MARITIMES
ReportingType | 2015 | 2020 | 2025 | 2030 | 2035 | 2040
BM | 0 | 0 | 0 | 0 | 0 | 0
CC | 0 | 0 | 0 | 0 | 0 | 0
CSP | 0 | 0 | 0 | 0 | 0 | 0
CT | 0 | 0 | 0 | 0 | 0 | 0
Coal | 0 | 0 | 0 | 0 | 0 | 0
Geo | 0 | 0 | 0 | 0 | 0 | 0
H | 0 | 0 | 0 | 0 | 0 | 0
LFG | 0 | 0 | 0 | 0 | 0 | 0
Nuc | 0 | 0 | 0 | 0 | 0 | 0
PS | 0 | 0 | 0 | 0 | 0 | 0
PV | 0 | 0 | 0 | 0 | 0 | 0
PeakG | 0 | 0 | 0 | 0 | 0 | 0
PeakO | 0 | 0 | 0 | 0 | 0 | 0
ST | 0 | 0 | 0 | 0 | 0 | 0
STOG | 0 | 0 | 0 | 0 | 0 | 0
STWD | 0 | 0 | 0 | 0 | 0 | 0
WT | 0 | 0 | 0 | 0 | 0 | 0
IGCC | 0 | 0 | 0 | 0 | 0 | 0
DemandResponse | 0 | 0 | 0 | 0 | 0 | 0
IGCC-CCS | 0 | 0 | 0 | 0 | 0 | 0
WT_off | 0 | 0 | 0 | 0 | 0 | 0
PseudoUnit | 0 | 0 | 0 | 0 | 0 | 0
FixedInterchange | 0 | 0 | 0 | 0 | 0 | 0
Emission Cost by Reporting Type: All
ReportingType | 2015 | 2020 | 2025 | 2030 | 2035 | 2040
BM | 0 | 0 | 0 | 0 | 0 | 0
CC | 0 | 0 | 0 | 0 | 0 | 0
CSP | 0 | 0 | 0 | 0 | 0 | 0
CT | 0 | 0 | 0 | 0 | 0 | 0
Coal | 0 | 0 | 0 | 0 | 0 | 0
Geo | 0 | 0 | 0 | 0 | 0 | 0
H | 0 | 0 | 0 | 0 | 0 | 0
LFG | 0 | 0 | 0 | 0 | 0 | 0
Nuc | 0 | 0 | 0 | 0 | 0 | 0
PS | 0 | 0 | 0 | 0 | 0 | 0
PV | 0 | 0 | 0 | 0 | 0 | 0
PeakG | 0 | 0 | 0 | 0 | 0 | 0
PeakO | 0 | 0 | 0 | 0 | 0 | 0
ST | 0 | 0 | 0 | 0 | 0 | 0
STOG | 0 | 0 | 0 | 0 | 0 | 0
STWD | 0 | 0 | 0 | 0 | 0 | 0
WT | 0 | 0 | 0 | 0 | 0 | 0
IGCC | 0 | 0 | 0 | 0 | 0 | 0
DemandResponse | 0 | 0 | 0 | 0 | 0 | 0
IGCC-CCS | 0 | 0 | 0 | 0 | 0 | 0
WT_off | 0 | 0 | 0 | 0 | 0 | 0
PseudoUnit | 0 | 0 | 0 | 0 | 0 | 0
FixedInterchange | 0 | 0 | 0 | 0 | 0 | 0
Emission Cost by Reporting Type: EI_US
ReportingType | 2015 | 2020 | 2025 | 2030 | 2035 | 2040
BM | 0 | 0 | 0 | 0 | 0 | 0
CC | 0 | 0 | 0 | 0 | 0 | 0
CSP | 0 | 0 | 0 | 0 | 0 | 0
CT | 0 | 0 | 0 | 0 | 0 | 0
Coal | 0 | 0 | 0 | 0 | 0 | 0
Geo | 0 | 0 | 0 | 0 | 0 | 0
H | 0 | 0 | 0 | 0 | 0 | 0
LFG | 0 | 0 | 0 | 0 | 0 | 0
Nuc | 0 | 0 | 0 | 0 | 0 | 0
PS | 0 | 0 | 0 | 0 | 0 | 0
PV | 0 | 0 | 0 | 0 | 0 | 0
PeakG | 0 | 0 | 0 | 0 | 0 | 0
PeakO | 0 | 0 | 0 | 0 | 0 | 0
ST | 0 | 0 | 0 | 0 | 0 | 0
STOG | 0 | 0 | 0 | 0 | 0 | 0
STWD | 0 | 0 | 0 | 0 | 0 | 0
WT | 0 | 0 | 0 | 0 | 0 | 0
IGCC | 0 | 0 | 0 | 0 | 0 | 0
DemandResponse | 0 | 0 | 0 | 0 | 0 | 0
IGCC-CCS | 0 | 0 | 0 | 0 | 0 | 0
WT_off | 0 | 0 | 0 | 0 | 0 | 0
PseudoUnit | 0 | 0 | 0 | 0 | 0 | 0
FixedInterchange | 0 | 0 | 0 | 0 | 0 | 0
Emission Cost by Reporting Type: EI_Canada
ReportingType | 2015 | 2020 | 2025 | 2030 | 2035 | 2040
BM | 0 | 0 | 0 | 0 | 0 | 0
CC | 0 | 0 | 0 | 0 | 0 | 0
CSP | 0 | 0 | 0 | 0 | 0 | 0
CT | 0 | 0 | 0 | 0 | 0 | 0
Coal | 0 | 0 | 0 | 0 | 0 | 0
Geo | 0 | 0 | 0 | 0 | 0 | 0
H | 0 | 0 | 0 | 0 | 0 | 0
LFG | 0 | 0 | 0 | 0 | 0 | 0
Nuc | 0 | 0 | 0 | 0 | 0 | 0
PS | 0 | 0 | 0 | 0 | 0 | 0
PV | 0 | 0 | 0 | 0 | 0 | 0
PeakG | 0 | 0 | 0 | 0 | 0 | 0
PeakO | 0 | 0 | 0 | 0 | 0 | 0
ST | 0 | 0 | 0 | 0 | 0 | 0
STOG | 0 | 0 | 0 | 0 | 0 | 0
STWD | 0 | 0 | 0 | 0 | 0 | 0
WT | 0 | 0 | 0 | 0 | 0 | 0
IGCC | 0 | 0 | 0 | 0 | 0 | 0
DemandResponse | 0 | 0 | 0 | 0 | 0 | 0
IGCC-CCS | 0 | 0 | 0 | 0 | 0 | 0
WT_off | 0 | 0 | 0 | 0 | 0 | 0
PseudoUnit | 0 | 0 | 0 | 0 | 0 | 0
FixedInterchange | 0 | 0 | 0 | 0 | 0 | 0
Emission Cost by Reporting Type: EI
ReportingType | 2015 | 2020 | 2025 | 2030 | 2035 | 2040
BM | 0 | 0 | 0 | 0 | 0 | 0
CC | 0 | 0 | 0 | 0 | 0 | 0
CSP | 0 | 0 | 0 | 0 | 0 | 0
CT | 0 | 0 | 0 | 0 | 0 | 0
Coal | 0 | 0 | 0 | 0 | 0 | 0
Geo | 0 | 0 | 0 | 0 | 0 | 0
H | 0 | 0 | 0 | 0 | 0 | 0
LFG | 0 | 0 | 0 | 0 | 0 | 0
Nuc | 0 | 0 | 0 | 0 | 0 | 0
PS | 0 | 0 | 0 | 0 | 0 | 0
PV | 0 | 0 | 0 | 0 | 0 | 0
PeakG | 0 | 0 | 0 | 0 | 0 | 0
PeakO | 0 | 0 | 0 | 0 | 0 | 0
ST | 0 | 0 | 0 | 0 | 0 | 0
STOG | 0 | 0 | 0 | 0 | 0 | 0
STWD | 0 | 0 | 0 | 0 | 0 | 0
WT | 0 | 0 | 0 | 0 | 0 | 0
IGCC | 0 | 0 | 0 | 0 | 0 | 0
DemandResponse | 0 | 0 | 0 | 0 | 0 | 0
IGCC-CCS | 0 | 0 | 0 | 0 | 0 | 0
WT_off | 0 | 0 | 0 | 0 | 0 | 0
PseudoUnit | 0 | 0 | 0 | 0 | 0 | 0
FixedInterchange | 0 | 0 | 0 | 0 | 0 | 0
Emission Cost by Reporting Type: Outside_EI
ReportingType | 2015 | 2020 | 2025 | 2030 | 2035 | 2040
BM | 0 | 0 | 0 | 0 | 0 | 0
CC | 0 | 0 | 0 | 0 | 0 | 0
CSP | 0 | 0 | 0 | 0 | 0 | 0
CT | 0 | 0 | 0 | 0 | 0 | 0
Coal | 0 | 0 | 0 | 0 | 0 | 0
Geo | 0 | 0 | 0 | 0 | 0 | 0
H | 0 | 0 | 0 | 0 | 0 | 0
LFG | 0 | 0 | 0 | 0 | 0 | 0
Nuc | 0 | 0 | 0 | 0 | 0 | 0
PS | 0 | 0 | 0 | 0 | 0 | 0
PV | 0 | 0 | 0 | 0 | 0 | 0
PeakG | 0 | 0 | 0 | 0 | 0 | 0
PeakO | 0 | 0 | 0 | 0 | 0 | 0
ST | 0 | 0 | 0 | 0 | 0 | 0
STOG | 0 | 0 | 0 | 0 | 0 | 0
STWD | 0 | 0 | 0 | 0 | 0 | 0
WT | 0 | 0 | 0 | 0 | 0 | 0
IGCC | 0 | 0 | 0 | 0 | 0 | 0
DemandResponse | 0 | 0 | 0 | 0 | 0 | 0
IGCC-CCS | 0 | 0 | 0 | 0 | 0 | 0
WT_off | 0 | 0 | 0 | 0 | 0 | 0
PseudoUnit | 0 | 0 | 0 | 0 | 0 | 0
FixedInterchange | 0 | 0 | 0 | 0 | 0 | 0
==== Emission Program: Carbon : (CO2) ====
Emission Cost by Reporting Type: Entergy
ReportingType | 2015 | 2020 | 2025 | 2030 | 2035 | 2040
BM | 0 | 0 | 0 | 0 | 0 | 0
CC | 737.86 | 1383.47 | 2235.89 | 4285.7 | 1420.19 | 1442.87
CSP | 0 | 0 | 0 | 0 | 0 | 0
CT | 0 | 0 | 0 | 0 | 0 | 0
Coal | 1449.71 | 194.28 | 44.21 | 0.13 | 0 | 0
Geo | 0 | 0 | 0 | 0 | 0 | 0
H | 0 | 0 | 0 | 0 | 0 | 0
LFG | 0 | 0 | 0 | 0 | 0 | 0
Nuc | 0 | 0 | 0 | 0 | 0 | 0
PS | 0 | 0 | 0 | 0 | 0 | 0
PV | 0 | 0 | 0 | 0 | 0 | 0
PeakG | 0 | 0 | 0.43 | 0 | 0 | 0
PeakO | 0 | 0 | 0 | 0 | 0 | 0
ST | 0 | 0 | 0 | 0 | 0 | 0
STOG | 4.79 | 6.29 | 0 | 0 | 0 | 0
STWD | 0 | 0 | 0 | 0 | 0 | 0
WT | 0 | 0 | 0 | 0 | 0 | 0
IGCC | 0 | 0 | 0 | 0 | 0 | 0
DemandResponse | 0 | 0 | 0 | 0 | 0 | 0
IGCC-CCS | 0 | 0 | 0 | 0 | 0 | 0
WT_off | 0 | 0 | 0 | 0 | 0 | 0
PseudoUnit | 0 | 0 | 0 | 0 | 0 | 0
FixedInterchange | 0 | 0 | 0 | 0 | 0 | 0
Emission Cost by Reporting Type: FRCC
ReportingType | 2015 | 2020 | 2025 | 2030 | 2035 | 2040
BM | 0 | 0 | 0 | 0 | 0 | 0
CC | 1828.25 | 2704.31 | 4229.6 | 4898.52 | 3623.17 | 2945.31
CSP | 0 | 0 | 0 | 0 | 0 | 0
CT | 7.78 | 19.02 | 33.91 | 25.98 | 0 | 0
Coal | 515.52 | 272.56 | 72.5 | 23.12 | 117.26 | 219.25
Geo | 0 | 0 | 0 | 0 | 0 | 0
H | 0 | 0 | 0 | 0 | 0 | 0
LFG | 0 | 0 | 0 | 0 | 0 | 0
Nuc | 0 | 0 | 0 | 0 | 0 | 0
PS | 0 | 0 | 0 | 0 | 0 | 0
PV | 0 | 0 | 0 | 0 | 0 | 0
PeakG | 6.21 | 13.98 | 21.09 | 6.17 | 22.37 | 36.8
PeakO | 0 | 0 | 0 | 0 | 0 | 0
ST | 0 | 0 | 0 | 0 | 0 | 0
STOG | 2.16 | 2.96 | 0 | 0 | 0 | 0
STWD | 0 | 0 | 0 | 0 | 0 | 0
WT | 0 | 0 | 0 | 0 | 0 | 0
IGCC | 0 | 0 | 0 | 0 | 0 | 0
DemandResponse | 0 | 0 | 0 | 0 | 0 | 0
IGCC-CCS | 0 | 0 | 0 | 0 | 0 | 0
WT_off | 0 | 0 | 0 | 0 | 0 | 0
PseudoUnit | 0 | 0 | 0 | 0 | 0 | 0
FixedInterchange | 0 | 0 | 0 | 0 | 0 | 0
Emission Cost by Reporting Type: MAPP_US
ReportingType | 2015 | 2020 | 2025 | 2030 | 2035 | 2040
BM | 0 | 0 | 0 | 0 | 0 | 0
CC | 12.98 | 2.77 | 7.27 | 10.28 | 10.78 | 7.94
CSP | 0 | 0 | 0 | 0 | 0 | 0
CT | 0 | 0 | 0 | 0 | 0 | 1.89
Coal | 304.55 | 8.5 | 8.2 | 0 | 0 | 0
Geo | 0 | 0 | 0 | 0 | 0 | 0
H | 0 | 0 | 0 | 0 | 0 | 0
LFG | 0 | 0 | 0 | 0 | 0 | 0
Nuc | 0 | 0 | 0 | 0 | 0 | 0
PS | 0 | 0 | 0 | 0 | 0 | 0
PV | 0 | 0 | 0 | 0 | 0 | 0
PeakG | 0.96 | 0.73 | 2.25 | 14.01 | 6.44 | 13.53
PeakO | 0 | 0 | 0 | 0 | 0 | 0
ST | 0 | 0 | 0 | 0 | 0 | 0
STOG | 0 | 0 | 0 | 0 | 0 | 0
STWD | 0 | 0 | 0 | 0 | 0 | 0
WT | 0 | 0 | 0 | 0 | 0 | 0
IGCC | 0 | 0 | 0 | 0 | 0 | 0
DemandResponse | 0 | 0 | 0 | 0 | 0 | 0
IGCC-CCS | 0 | 0 | 0 | 0 | 0 | 0
WT_off | 0 | 0 | 0 | 0 | 0 | 0
PseudoUnit | 0 | 0 | 0 | 0 | 0 | 0
FixedInterchange | 0 | 0 | 0 | 0 | 0 | 0
Emission Cost by Reporting Type: MISO_IN
ReportingType | 2015 | 2020 | 2025 | 2030 | 2035 | 2040
BM | 0 | 0 | 0 | 0 | 0 | 0
CC | 284.84 | 1628.36 | 3339.06 | 6700.62 | 4959.92 | 2801.57
CSP | 0 | 0 | 0 | 0 | 0 | 0
CT | 0 | 0 | 0 | 0 | 0 | 0
Coal | 1385.03 | 807.94 | 265.71 | 65.31 | 192.69 | 275.08
Geo | 0 | 0 | 0 | 0 | 0 | 0
H | 0 | 0 | 0 | 0 | 0 | 0
LFG | 0 | 0 | 0 | 0 | 0 | 0
Nuc | 0 | 0 | 0 | 0 | 0 | 0
PS | 0 | 0 | 0 | 0 | 0 | 0
PV | 0 | 0 | 0 | 0 | 0 | 0
PeakG | 0 | 0 | 0 | 0 | 0 | 0
PeakO | 0 | 0 | 0 | 0 | 0 | 0
ST | 0 | 0 | 0 | 0 | 0 | 0
STOG | 0.48 | 0.68 | 1.12 | 2.51 | 0 | 0
STWD | 0 | 0 | 0 | 0 | 0 | 0
WT | 0 | 0 | 0 | 0 | 0 | 0
IGCC | 100.97 | 125.12 | 38.44 | 2.31 | 0 | 0
DemandResponse | 0 | 0 | 0 | 0 | 0 | 0
IGCC-CCS | 0 | 0 | 0 | 0 | 0 | 0
WT_off | 0 | 0 | 0 | 0 | 0 | 0
PseudoUnit | 0 | 0 | 0 | 0 | 0 | 0
FixedInterchange | 0 | 0 | 0 | 0 | 0 | 0
Emission Cost by Reporting Type: MISO_MI
ReportingType | 2015 | 2020 | 2025 | 2030 | 2035 | 2040
BM | 0 | 0 | 0 | 0 | 0 | 0
CC | 139.47 | 139.56 | 298.25 | 365.57 | 107.16 | 54.87
CSP | 0 | 0 | 0 | 0 | 0 | 0
CT | 0 | 0 | 0 | 0 | 0 | 0
Coal | 651.92 | 0 | 0 | 0 | 0 | 0
Geo | 0 | 0 | 0 | 0 | 0 | 0
H | 0 | 0 | 0 | 0 | 0 | 0
LFG | 0 | 0 | 0 | 0 | 0 | 0
Nuc | 0 | 0 | 0 | 0 | 0 | 0
PS | 0 | 0 | 0 | 0 | 0 | 0
PV | 0 | 0 | 0 | 0 | 0 | 0
PeakG | 0.42 | 0 | 0 | 0 | 0 | 0
PeakO | 0 | 0 | 0 | 0 | 0 | 0
ST | 0 | 0 | 0 | 0 | 0 | 0
STOG | 6.77 | 5.12 | 3.87 | 22.06 | 0 | 0
STWD | 0 | 0 | 0 | 0 | 0 | 0
WT | 0 | 0 | 0 | 0 | 0 | 0
IGCC | 0 | 0 | 0 | 0 | 0 | 0
DemandResponse | 0 | 0 | 0 | 0 | 0 | 0
IGCC-CCS | 0 | 0 | 0 | 0 | 0 | 0
WT_off | 0 | 0 | 0 | 0 | 0 | 0
PseudoUnit | 0 | 0 | 0 | 0 | 0 | 0
FixedInterchange | 0 | 0 | 0 | 0 | 0 | 0
Emission Cost by Reporting Type: MISO_MO-IL
ReportingType | 2015 | 2020 | 2025 | 2030 | 2035 | 2040
BM | 0 | 0 | 0 | 0 | 0 | 0
CC | 32.07 | 25.7 | 68.75 | 71.56 | 53.44 | 43.47
CSP | 0 | 0 | 0 | 0 | 0 | 0
CT | 0 | 0 | 0 | 0 | 0 | 0
Coal | 1944.99 | 557.34 | 204.36 | 41.84 | 53.42 | 76.26
Geo | 0 | 0 | 0 | 0 | 0 | 0
H | 0 | 0 | 0 | 0 | 0 | 0
LFG | 0 | 0 | 0 | 0 | 0 | 0
Nuc | 0 | 0 | 0 | 0 | 0 | 0
PS | 0 | 0 | 0 | 0 | 0 | 0
PV | 0 | 0 | 0 | 0 | 0 | 0
PeakG | 2.03 | 0.91 | 1.88 | 62.78 | 59.33 | 44.12
PeakO | 0 | 0 | 0 | 0 | 0 | 0
ST | 0 | 0 | 0 | 0 | 0 | 0
STOG | 0.09 | 0 | 0 | 0 | 0 | 0
STWD | 0 | 0 | 0 | 0 | 0 | 0
WT | 0 | 0 | 0 | 0 | 0 | 0
IGCC | 0 | 0 | 0 | 0 | 0 | 0
DemandResponse | 0 | 0 | 0 | 0 | 0 | 0
IGCC-CCS | 0 | 0 | 0 | 0 | 0 | 0
WT_off | 0 | 0 | 0 | 0 | 0 | 0
PseudoUnit | 0 | 0 | 0 | 0 | 0 | 0
FixedInterchange | 0 | 0 | 0 | 0 | 0 | 0
Emission Cost by Reporting Type: MISO_W
ReportingType | 2015 | 2020 | 2025 | 2030 | 2035 | 2040
BM | 0 | 0 | 0 | 0 | 0 | 0
CC | 105.64 | 45.88 | 87.03 | 168.52 | 156.5 | 229.86
CSP | 0 | 0 | 0 | 0 | 0 | 0
CT | 0 | 0 | 0 | 0 | 0 | 0
Coal | 1911.51 | 361.57 | 153.6 | 38.92 | 72.09 | 102.9
Geo | 0 | 0 | 0 | 0 | 0 | 0
H | 0 | 0 | 0 | 0 | 0 | 0
LFG | 0 | 0 | 0 | 0 | 0 | 0
Nuc | 0 | 0 | 0 | 0 | 0 | 0
PS | 0 | 0 | 0 | 0 | 0 | 0
PV | 0 | 0 | 0 | 0 | 0 | 0
PeakG | 4.04 | 0 | 0.34 | 11.98 | 3.26 | 0
PeakO | 0 | 0 | 0 | 0 | 0 | 0
ST | 0 | 0 | 0 | 0 | 0 | 0
STOG | 0 | 0 | 0 | 0 | 0 | 0
STWD | 0 | 0 | 0 | 0 | 0 | 0
WT | 0 | 0 | 0 | 0 | 0 | 0
IGCC | 0 | 0 | 0 | 0 | 0 | 0
DemandResponse | 0 | 0 | 0 | 0 | 0 | 0
IGCC-CCS | 0 | 0 | 0 | 0 | 0 | 0
WT_off | 0 | 0 | 0 | 0 | 0 | 0
PseudoUnit | 0 | 0 | 0 | 0 | 0 | 0
FixedInterchange | 0 | 0 | 0 | 0 | 0 | 0
Emission Cost by Reporting Type: MISO_WUMS
ReportingType | 2015 | 2020 | 2025 | 2030 | 2035 | 2040
BM | 0 | 0 | 0 | 0 | 0 | 0
CC | 489.44 | 692.8 | 1207.57 | 2225.89 | 1972.41 | 683.67
CSP | 0 | 0 | 0 | 0 | 0 | 0
CT | 0 | 0 | 0 | 0 | 0 | 0
Coal | 321.72 | 57.1 | 37.15 | 17.59 | 49.01 | 99.15
Geo | 0 | 0 | 0 | 0 | 0 | 0
H | 0 | 0 | 0 | 0 | 0 | 0
LFG | 0 | 0 | 0 | 0 | 0 | 0
Nuc | 0 | 0 | 0 | 0 | 0 | 0
PS | 0 | 0 | 0 | 0 | 0 | 0
PV | 0 | 0 | 0 | 0 | 0 | 0
PeakG | 0 | 0 | 0 | 0 | 0 | 0
PeakO | 0 | 0 | 0 | 0 | 0 | 0
ST | 0 | 0 | 0 | 0 | 0 | 0
STOG | 0 | 0 | 0 | 0 | 0 | 0
STWD | 0 | 0 | 0 | 0 | 0 | 0
WT | 0 | 0 | 0 | 0 | 0 | 0
IGCC | 0 | 0 | 0 | 0 | 0 | 0
DemandResponse | 0 | 0 | 0 | 0 | 0 | 0
IGCC-CCS | 0 | 0 | 0 | 0 | 0 | 0
WT_off | 0 | 0 | 0 | 0 | 0 | 0
PseudoUnit | 0 | 0 | 0 | 0 | 0 | 0
FixedInterchange | 0 | 0 | 0 | 0 | 0 | 0
Emission Cost by Reporting Type: Nebraska
ReportingType | 2015 | 2020 | 2025 | 2030 | 2035 | 2040
BM | 0 | 0 | 0 | 0 | 0 | 0
CC | 10.89 | 179.39 | 297.46 | 516.42 | 271.61 | 348.12
CSP | 0 | 0 | 0 | 0 | 0 | 0
CT | 0 | 0 | 0 | 0 | 0 | 0
Coal | 861.1 | 110.14 | 31.56 | 50.59 | 72.63 | 103.69
Geo | 0 | 0 | 0 | 0 | 0 | 0
H | 0 | 0 | 0 | 0 | 0 | 0
LFG | 0 | 0 | 0 | 0 | 0 | 0
Nuc | 0 | 0 | 0 | 0 | 0 | 0
PS | 0 | 0 | 0 | 0 | 0 | 0
PV | 0 | 0 | 0 | 0 | 0 | 0
PeakG | 0.63 | 0 | 0 | 6.02 | 0 | 0
PeakO | 0 | 0 | 0 | 0 | 0 | 0
ST | 0 | 0 | 0 | 0 | 0 | 0
STOG | 0 | 0 | 0 | 0 | 0 | 0
STWD | 0 | 0 | 0 | 0 | 0 | 0
WT | 0 | 0 | 0 | 0 | 0 | 0
IGCC | 0 | 0 | 0 | 0 | 0 | 0
DemandResponse | 0 | 0 | 0 | 0 | 0 | 0
IGCC-CCS | 0 | 0 | 0 | 0 | 0 | 0
WT_off | 0 | 0 | 0 | 0 | 0 | 0
PseudoUnit | 0 | 0 | 0 | 0 | 0 | 0
FixedInterchange | 0 | 0 | 0 | 0 | 0 | 0
Emission Cost by Reporting Type: NEISO
ReportingType | 2015 | 2020 | 2025 | 2030 | 2035 | 2040
BM | 0 | 0 | 0 | 0 | 0 | 0
CC | 418.75 | 256.2 | 183.21 | 313.32 | 398.91 | 522.36
CSP | 0 | 0 | 0 | 0 | 0 | 0
CT | 0.05 | 0 | 0 | 0 | 0 | 0
Coal | 0.9 | 0 | 0 | 0 | 0 | 0
Geo | 0 | 0 | 0 | 0 | 0 | 0
H | 0 | 0 | 0 | 0 | 0 | 0
LFG | 0 | 0 | 0 | 0 | 0 | 0
Nuc | 0 | 0 | 0 | 0 | 0 | 0
PS | 0 | 0 | 0 | 0 | 0 | 0
PV | 0 | 0 | 0 | 0 | 0 | 0
PeakG | 0.23 | 0.62 | 0.39 | 0 | 1.07 | 0
PeakO | 0 | 0 | 0 | 0 | 0 | 0
ST | 0 | 0 | 0 | 0 | 0 | 0
STOG | 0 | 0 | 0 | 0 | 0 | 0
STWD | 0 | 0 | 0 | 0 | 0 | 0
WT | 0 | 0 | 0 | 0 | 0 | 0
IGCC | 0 | 0 | 0 | 0 | 0 | 0
DemandResponse | 0 | 0 | 0 | 0 | 0 | 0
IGCC-CCS | 0 | 0 | 0 | 0 | 0 | 0
WT_off | 0 | 0 | 0 | 0 | 0 | 0
PseudoUnit | 0 | 0 | 0 | 0 | 0 | 0
FixedInterchange | 0 | 0 | 0 | 0 | 0 | 0
Emission Cost by Reporting Type: NonRTO_Midwest
ReportingType | 2015 | 2020 | 2025 | 2030 | 2035 | 2040
BM | 0 | 0 | 0 | 0 | 0 | 0
CC | 143.69 | 449.98 | 736.89 | 1611.96 | 367.86 | 179.06
CSP | 0 | 0 | 0 | 0 | 0 | 0
CT | 0 | 0 | 0 | 0 | 0 | 0
Coal | 1078.43 | 675.05 | 236.59 | 48.81 | 107.55 | 153.53
Geo | 0 | 0 | 0 | 0 | 0 | 0
H | 0 | 0 | 0 | 0 | 0 | 0
LFG | 0 | 0 | 0 | 0 | 0 | 0
Nuc | 0 | 0 | 0 | 0 | 0 | 0
PS | 0 | 0 | 0 | 0 | 0 | 0
PV | 0 | 0 | 0 | 0 | 0 | 0
PeakG | 2.45 | 1.79 | 8.94 | 33.98 | 0 | 0
PeakO | 0 | 0 | 0 | 0 | 0 | 0
ST | 0 | 0 | 0 | 0 | 0 | 0
STOG | 0 | 0 | 0 | 0 | 0 | 0
STWD | 0 | 0 | 0 | 0 | 0 | 0
WT | 0 | 0 | 0 | 0 | 0 | 0
IGCC | 0 | 0 | 0 | 0 | 0 | 0
DemandResponse | 0 | 0 | 0 | 0 | 0 | 0
IGCC-CCS | 0 | 0 | 0 | 0 | 0 | 0
WT_off | 0 | 0 | 0 | 0 | 0 | 0
PseudoUnit | 0 | 0 | 0 | 0 | 0 | 0
FixedInterchange | 0 | 0 | 0 | 0 | 0 | 0
Emission Cost by Reporting Type: NYISO_A-F
ReportingType | 2015 | 2020 | 2025 | 2030 | 2035 | 2040
BM | 0 | 0 | 0 | 0 | 0 | 0
CC | 75.06 | 74.05 | 17 | 37.83 | 59.72 | 9.08
CSP | 0 | 0 | 0 | 0 | 0 | 0
CT | 0 | 0 | 0 | 0 | 0 | 0
Coal | 0 | 0 | 0 | 0 | 0 | 0
Geo | 0 | 0 | 0 | 0 | 0 | 0
H | 0 | 0 | 0 | 0 | 0 | 0
LFG | 0 | 0 | 0 | 0 | 0 | 0
Nuc | 0 | 0 | 0 | 0 | 0 | 0
PS | 0 | 0 | 0 | 0 | 0 | 0
PV | 0 | 0 | 0 | 0 | 0 | 0
PeakG | 0.03 | 0 | 0 | 0 | 0 | 0
PeakO | 0 | 0 | 0 | 0 | 0 | 0
ST | 0 | 0 | 0 | 0 | 0 | 0
STOG | 0 | 0 | 0 | 0 | 0 | 0
STWD | 0 | 0 | 0 | 0 | 0 | 0
WT | 0 | 0 | 0 | 0 | 0 | 0
IGCC | 0 | 0 | 0 | 0 | 0 | 0
DemandResponse | 0 | 0 | 0 | 0 | 0 | 0
IGCC-CCS | 0 | 0 | 0 | 0 | 0 | 0
WT_off | 0 | 0 | 0 | 0 | 0 | 0
PseudoUnit | 0 | 0 | 0 | 0 | 0 | 0
FixedInterchange | 0 | 0 | 0 | 0 | 0 | 0
Emission Cost by Reporting Type: NYISO_G-I
ReportingType | 2015 | 2020 | 2025 | 2030 | 2035 | 2040
BM | 0 | 0 | 0 | 0 | 0 | 0
CC | 38.51 | 23.78 | 42.3 | 57.06 | 68.84 | 68.26
CSP | 0 | 0 | 0 | 0 | 0 | 0
CT | 0 | 0 | 0 | 0 | 0 | 0
Coal | 0 | 0 | 0 | 0 | 0 | 0
Geo | 0 | 0 | 0 | 0 | 0 | 0
H | 0 | 0 | 0 | 0 | 0 | 0
LFG | 0 | 0 | 0 | 0 | 0 | 0
Nuc | 0 | 0 | 0 | 0 | 0 | 0
PS | 0 | 0 | 0 | 0 | 0 | 0
PV | 0 | 0 | 0 | 0 | 0 | 0
PeakG | 0 | 0 | 0 | 0 | 0.01 | 0
PeakO | 0 | 0 | 0 | 0 | 0 | 0
ST | 0 | 0 | 0 | 0 | 0 | 0
STOG | 0 | 0 | 0 | 0 | 0 | 0
STWD | 0 | 0 | 0 | 0 | 0 | 0
WT | 0 | 0 | 0 | 0 | 0 | 0
IGCC | 0 | 0 | 0 | 0 | 0 | 0
DemandResponse | 0 | 0 | 0 | 0 | 0 | 0
IGCC-CCS | 0 | 0 | 0 | 0 | 0 | 0
WT_off | 0 | 0 | 0 | 0 | 0 | 0
PseudoUnit | 0 | 0 | 0 | 0 | 0 | 0
FixedInterchange | 0 | 0 | 0 | 0 | 0 | 0
Emission Cost by Reporting Type: NYISO_J-K
ReportingType | 2015 | 2020 | 2025 | 2030 | 2035 | 2040
BM | 0 | 0 | 0 | 0 | 0 | 0
CC | 233.26 | 270.3 | 296.64 | 626.76 | 819.55 | 702.8
CSP | 0 | 0 | 0 | 0 | 0 | 0
CT | 0 | 0 | 0 | 0 | 0 | 0
Coal | 0 | 0 | 0 | 0 | 0 | 0
Geo | 0 | 0 | 0 | 0 | 0 | 0
H | 0 | 0 | 0 | 0 | 0 | 0
LFG | 0 | 0 | 0 | 0 | 0 | 0
Nuc | 0 | 0 | 0 | 0 | 0 | 0
PS | 0 | 0 | 0 | 0 | 0 | 0
PV | 0 | 0 | 0 | 0 | 0 | 0
PeakG | 0.75 | 1.76 | 3.28 | 6.9 | 22.76 | 32.49
PeakO | 0 | 0 | 0 | 0 | 0 | 0
ST | 0 | 0 | 0 | 0 | 0 | 0
STOG | 6.28 | 13.03 | 31.49 | 68.46 | 32.59 | 23.44
STWD | 0 | 0 | 0 | 0 | 0 | 0
WT | 0 | 0 | 0 | 0 | 0 | 0
IGCC | 0 | 0 | 0 | 0 | 0 | 0
DemandResponse | 0 | 0 | 0 | 0 | 0 | 0
IGCC-CCS | 0 | 0 | 0 | 0 | 0 | 0
WT_off | 0 | 0 | 0 | 0 | 0 | 0
PseudoUnit | 0 | 0 | 0 | 0 | 0 | 0
FixedInterchange | 0 | 0 | 0 | 0 | 0 | 0
Emission Cost by Reporting Type: PJM_E
ReportingType | 2015 | 2020 | 2025 | 2030 | 2035 | 2040
BM | 0 | 0 | 0 | 0 | 0 | 0
CC | 431.48 | 702.98 | 1161.19 | 1972.81 | 2419.65 | 1665.83
CSP | 0 | 0 | 0 | 0 | 0 | 0
CT | 0 | 0.06 | 0.18 | 0 | 0 | 0
Coal | 16.51 | 11.35 | 12.34 | 0.09 | 6.21 | 25.31
Geo | 0 | 0 | 0 | 0 | 0 | 0
H | 0 | 0 | 0 | 0 | 0 | 0
LFG | 0 | 0 | 0 | 0 | 0 | 0
Nuc | 0 | 0 | 0 | 0 | 0 | 0
PS | 0 | 0 | 0 | 0 | 0 | 0
PV | 0 | 0 | 0 | 0 | 0 | 0
PeakG | 1.19 | 5.53 | 17.28 | 29.57 | 37.56 | 53.61
PeakO | 0 | 0 | 0 | 0 | 0 | 0
ST | 0 | 0 | 0 | 0 | 0 | 0
STOG | 4.28 | 8.28 | 23.43 | 4.09 | 0 | 0
STWD | 0 | 0 | 0 | 0 | 0 | 0
WT | 0 | 0 | 0 | 0 | 0 | 0
IGCC | 0 | 0 | 0 | 0 | 0 | 0
DemandResponse | 0 | 0 | 0 | 0 | 0 | 0
IGCC-CCS | 0 | 0 | 0 | 0 | 0 | 0
WT_off | 0 | 0 | 0 | 0 | 0 | 0
PseudoUnit | 0 | 0 | 0 | 0 | 0 | 0
FixedInterchange | 0 | 0 | 0 | 0 | 0 | 0
Emission Cost by Reporting Type: PJM_ROM
ReportingType | 2015 | 2020 | 2025 | 2030 | 2035 | 2040
BM | 0 | 0 | 0 | 0 | 0 | 0
CC | 199.21 | 337.1 | 567.26 | 875.37 | 1001.94 | 628.76
CSP | 0 | 0 | 0 | 0 | 0 | 0
CT | 0 | 0.04 | 0.11 | 0.13 | 0 | 0
Coal | 413.52 | 182.68 | 21.17 | 0 | 0 | 0
Geo | 0 | 0 | 0 | 0 | 0 | 0
H | 0 | 0 | 0 | 0 | 0 | 0
LFG | 0 | 0 | 0 | 0 | 0 | 0
Nuc | 0 | 0 | 0 | 0 | 0 | 0
PS | 0 | 0 | 0 | 0 | 0 | 0
PV | 0 | 0 | 0 | 0 | 0 | 0
PeakG | 0 | 0.32 | 0.52 | 12.9 | 21.06 | 34.11
PeakO | 0 | 0 | 0 | 0 | 0 | 0
ST | 0 | 0 | 0 | 0 | 0 | 0
STOG | 10.4 | 14.77 | 47.23 | 104.64 | 0 | 0
STWD | 0 | 0 | 0 | 0 | 0 | 0
WT | 0 | 0 | 0 | 0 | 0 | 0
IGCC | 0 | 0 | 0 | 0 | 0 | 0
DemandResponse | 0 | 0 | 0 | 0 | 0 | 0
IGCC-CCS | 0 | 0 | 0 | 0 | 0 | 0
WT_off | 0 | 0 | 0 | 0 | 0 | 0
PseudoUnit | 0 | 0 | 0 | 0 | 0 | 0
FixedInterchange | 0 | 0 | 0 | 0 | 0 | 0
Emission Cost by Reporting Type: PJM_ROR
ReportingType | 2015 | 2020 | 2025 | 2030 | 2035 | 2040
BM | 0 | 0 | 0 | 0 | 0 | 0
CC | 1401.17 | 2255.63 | 3662.09 | 7059.12 | 5835.36 | 2142.27
CSP | 0 | 0 | 0 | 0 | 0 | 0
CT | 0.05 | 0.06 | 0.2 | 0.45 | 0 | 0
Coal | 5170.36 | 3904.27 | 478.39 | 108.84 | 183.1 | 261.39
Geo | 0 | 0 | 0 | 0 | 0 | 0
H | 0 | 0 | 0 | 0 | 0 | 0
LFG | 0 | 0 | 0 | 0 | 0 | 0
Nuc | 0 | 0 | 0 | 0 | 0 | 0
PS | 0 | 0 | 0 | 0 | 0 | 0
PV | 0 | 0 | 0 | 0 | 0 | 0
PeakG | 15.25 | 23.69 | 51.91 | 73.63 | 48.36 | 95.63
PeakO | 0 | 0 | 0 | 0 | 0 | 0
ST | 0 | 0 | 0 | 0 | 0 | 0
STOG | 9.11 | 16.86 | 27.62 | 61.86 | 0 | 0
STWD | 0 | 0 | 0 | 0 | 0 | 0
WT | 0 | 0 | 0 | 0 | 0 | 0
IGCC | 0 | 0 | 0 | 0 | 0 | 0
DemandResponse | 0 | 0 | 0 | 0 | 0 | 0
IGCC-CCS | 0 | 0 | 0 | 0 | 0 | 0
WT_off | 0 | 0 | 0 | 0 | 0 | 0
PseudoUnit | 0 | 0 | 0 | 0 | 0 | 0
FixedInterchange | 0 | 0 | 0 | 0 | 0 | 0
Emission Cost by Reporting Type: SOCO
ReportingType | 2015 | 2020 | 2025 | 2030 | 2035 | 2040
BM | 0 | 0 | 0 | 0 | 0 | 0
CC | 1470.47 | 2417.5 | 4075.52 | 5804.44 | 2745.64 | 685.87
CSP | 0 | 0 | 0 | 0 | 0 | 0
CT | 0 | 0 | 0 | 0 | 0 | 0
Coal | 905.82 | 385.11 | 35.04 | 78.48 | 145.36 | 207.5
Geo | 0 | 0 | 0 | 0 | 0 | 0
H | 0 | 0 | 0 | 0 | 0 | 0
LFG | 0 | 0 | 0 | 0 | 0 | 0
Nuc | 0 | 0 | 0 | 0 | 0 | 0
PS | 0 | 0 | 0 | 0 | 0 | 0
PV | 0 | 0 | 0 | 0 | 0 | 0
PeakG | 10.07 | 22.62 | 68.62 | 25.6 | 21.03 | 53.55
PeakO | 0 | 0 | 0 | 0 | 0 | 0
ST | 0 | 0 | 0 | 0 | 0 | 0
STOG | 0 | 0 | 0 | 0 | 0 | 0
STWD | 0 | 0 | 0 | 0 | 0 | 0
WT | 0 | 0 | 0 | 0 | 0 | 0
IGCC | 0 | 0 | 0 | 0 | 0 | 0
DemandResponse | 0 | 0 | 0 | 0 | 0 | 0
IGCC-CCS | 0 | 0 | 0 | 0 | 0 | 0
WT_off | 0 | 0 | 0 | 0 | 0 | 0
PseudoUnit | 0 | 0 | 0 | 0 | 0 | 0
FixedInterchange | 0 | 0 | 0 | 0 | 0 | 0
Emission Cost by Reporting Type: SPP_N
ReportingType | 2015 | 2020 | 2025 | 2030 | 2035 | 2040
BM | 0 | 0 | 0 | 0 | 0 | 0
CC | 130.19 | 241.32 | 420.3 | 908.83 | 437.5 | 523.13
CSP | 0 | 0 | 0 | 0 | 0 | 0
CT | 0 | 0 | 0 | 0 | 0 | 0
Coal | 1532.43 | 549.43 | 80.58 | 20.07 | 56.99 | 76.97
Geo | 0 | 0 | 0 | 0 | 0 | 0
H | 0 | 0 | 0 | 0 | 0 | 0
LFG | 0 | 0 | 0 | 0 | 0 | 0
Nuc | 0 | 0 | 0 | 0 | 0 | 0
PS | 0 | 0 | 0 | 0 | 0 | 0
PV | 0 | 0 | 0 | 0 | 0 | 0
PeakG | 0.07 | 0 | 0 | 5.48 | 0 | 0
PeakO | 0 | 0 | 0 | 0 | 0 | 0
ST | 0 | 0 | 0 | 0 | 0 | 0
STOG | 4.31 | 0 | 4.34 | 30.23 | 0 | 0
STWD | 0 | 0 | 0 | 0 | 0 | 0
WT | 0 | 0 | 0 | 0 | 0 | 0
IGCC | 0 | 0 | 0 | 0 | 0 | 0
DemandResponse | 0 | 0 | 0 | 0 | 0 | 0
IGCC-CCS | 0 | 0 | 0 | 0 | 0 | 0
WT_off | 0 | 0 | 0 | 0 | 0 | 0
PseudoUnit | 0 | 0 | 0 | 0 | 0 | 0
FixedInterchange | 0 | 0 | 0 | 0 | 0 | 0
Emission Cost by Reporting Type: SPP_S
ReportingType | 2015 | 2020 | 2025 | 2030 | 2035 | 2040
BM | 0 | 0 | 0 | 0 | 0 | 0
CC | 459.89 | 628.5 | 1262.32 | 2656.44 | 1766.21 | 2157.26
CSP | 0 | 0 | 0 | 0 | 0 | 0
CT | 0.53 | 0 | 0 | 0 | 5.06 | 5.69
Coal | 2038.53 | 305.87 | 90.32 | 0 | 0 | 0
Geo | 0 | 0 | 0 | 0 | 0 | 0
H | 0 | 0 | 0 | 0 | 0 | 0
LFG | 0 | 0 | 0 | 0 | 0 | 0
Nuc | 0 | 0 | 0 | 0 | 0 | 0
PS | 0 | 0 | 0 | 0 | 0 | 0
PV | 0 | 0 | 0 | 0 | 0 | 0
PeakG | 0 | 0 | 0 | 0 | 0 | 0
PeakO | 0 | 0 | 0 | 0 | 0 | 0
ST | 0 | 0 | 0 | 0 | 0 | 0
STOG | 33.93 | 11.62 | 39.04 | 105.77 | 19.36 | 21.16
STWD | 0 | 0 | 0 | 0 | 0 | 0
WT | 0 | 0 | 0 | 0 | 0 | 0
IGCC | 0 | 0 | 0 | 0 | 0 | 0
DemandResponse | 0 | 0 | 0 | 0 | 0 | 0
IGCC-CCS | 0 | 0 | 0 | 0 | 0 | 0
WT_off | 0 | 0 | 0 | 0 | 0 | 0
PseudoUnit | 0 | 0 | 0 | 0 | 0 | 0
FixedInterchange | 0 | 0 | 0 | 0 | 0 | 0
Emission Cost by Reporting Type: TVA
ReportingType | 2015 | 2020 | 2025 | 2030 | 2035 | 2040
BM | 0 | 0 | 0 | 0 | 0 | 0
CC | 426.33 | 884.82 | 1660.92 | 3243.66 | 1424.44 | 302.4
CSP | 0 | 0 | 0 | 0 | 0 | 0
CT | 0 | 0 | 0 | 0 | 0 | 0
Coal | 980.81 | 644.38 | 56.08 | 0 | 0 | 0
Geo | 0 | 0 | 0 | 0 | 0 | 0
H | 0 | 0 | 0 | 0 | 0 | 0
LFG | 0 | 0 | 0 | 0 | 0 | 0
Nuc | 0 | 0 | 0 | 0 | 0 | 0
PS | 0 | 0 | 0 | 0 | 0 | 0
PV | 0 | 0 | 0 | 0 | 0 | 0
PeakG | 0 | 0 | 0 | 0 | 0 | 0
PeakO | 0 | 0 | 0 | 0 | 0 | 0
ST | 0 | 0 | 0 | 0 | 0 | 0
STOG | 0 | 0 | 0 | 0 | 0 | 0
STWD | 0 | 0 | 0 | 0 | 0 | 0
WT | 0 | 0 | 0 | 0 | 0 | 0
IGCC | 0 | 0 | 0 | 0 | 0 | 0
DemandResponse | 0 | 0 | 0 | 0 | 0 | 0
IGCC-CCS | 0 | 0 | 0 | 0 | 0 | 0
WT_off | 0 | 0 | 0 | 0 | 0 | 0
PseudoUnit | 0 | 0 | 0 | 0 | 0 | 0
FixedInterchange | 0 | 0 | 0 | 0 | 0 | 0
Emission Cost by Reporting Type: TVA_Transmission
ReportingType | 2015 | 2020 | 2025 | 2030 | 2035 | 2040
BM | 0 | 0 | 0 | 0 | 0 | 0
CC | 0 | 0 | 0 | 0 | 0 | 0
CSP | 0 | 0 | 0 | 0 | 0 | 0
CT | 0 | 0 | 0 | 0 | 0 | 0
Coal | 0 | 0 | 0 | 0 | 0 | 0
Geo | 0 | 0 | 0 | 0 | 0 | 0
H | 0 | 0 | 0 | 0 | 0 | 0
LFG | 0 | 0 | 0 | 0 | 0 | 0
Nuc | 0 | 0 | 0 | 0 | 0 | 0
PS | 0 | 0 | 0 | 0 | 0 | 0
PV | 0 | 0 | 0 | 0 | 0 | 0
PeakG | 0 | 0 | 0 | 0 | 0 | 0
PeakO | 0 | 0 | 0 | 0 | 0 | 0
ST | 0 | 0 | 0 | 0 | 0 | 0
STOG | 0 | 0 | 0 | 0 | 0 | 0
STWD | 0 | 0 | 0 | 0 | 0 | 0
WT | 0 | 0 | 0 | 0 | 0 | 0
IGCC | 0 | 0 | 0 | 0 | 0 | 0
DemandResponse | 0 | 0 | 0 | 0 | 0 | 0
IGCC-CCS | 0 | 0 | 0 | 0 | 0 | 0
WT_off | 0 | 0 | 0 | 0 | 0 | 0
PseudoUnit | 0 | 0 | 0 | 0 | 0 | 0
FixedInterchange | 0 | 0 | 0 | 0 | 0 | 0
Emission Cost by Reporting Type: VACAR
ReportingType | 2015 | 2020 | 2025 | 2030 | 2035 | 2040
BM | 0 | 0 | 0 | 0 | 0 | 0
CC | 942.36 | 1328.4 | 1872.27 | 1988.22 | 1537.18 | 1098.24
CSP | 0 | 0 | 0 | 0 | 0 | 0
CT | 1.13 | 1.61 | 2.55 | 0 | 0 | 0
Coal | 1045.1 | 808.85 | 137.35 | 22.97 | 95.89 | 136.88
Geo | 0 | 0 | 0 | 0 | 0 | 0
H | 0 | 0 | 0 | 0 | 0 | 0
LFG | 0 | 0 | 0 | 0 | 0 | 0
Nuc | 0 | 0 | 0 | 0 | 0 | 0
PS | 0 | 0 | 0 | 0 | 0 | 0
PV | 0 | 0 | 0 | 0 | 0 | 0
PeakG | 1.68 | 4.48 | 5.72 | 7.88 | 19.47 | 29.72
PeakO | 0 | 0 | 0 | 0 | 0 | 0
ST | 0 | 0 | 0 | 0 | 0 | 0
STOG | 0 | 0 | 0 | 0 | 0 | 0
STWD | 0 | 0 | 0 | 0 | 0 | 0
WT | 0 | 0 | 0 | 0 | 0 | 0
IGCC | 0 | 0 | 0 | 0 | 0 | 0
DemandResponse | 0 | 0 | 0 | 0 | 0 | 0
IGCC-CCS | 0 | 0 | 0 | 0 | 0 | 0
WT_off | 0 | 0 | 0 | 0 | 0 | 0
PseudoUnit | 0 | 0 | 0 | 0 | 0 | 0
FixedInterchange | 0 | 0 | 0 | 0 | 0 | 0
Emission Cost by Reporting Type: IESO
ReportingType | 2015 | 2020 | 2025 | 2030 | 2035 | 2040
BM | 0 | 0 | 0 | 0 | 0 | 0
CC | 53.8 | 5.02 | 1.98 | 2.11 | 4.1 | 9.59
CSP | 0 | 0 | 0 | 0 | 0 | 0
CT | 0.05 | 0 | 0 | 0 | 0 | 0
Coal | 0 | 0 | 0 | 0 | 0 | 0
Geo | 0 | 0 | 0 | 0 | 0 | 0
H | 0 | 0 | 0 | 0 | 0 | 0
LFG | 0 | 0 | 0 | 0 | 0 | 0
Nuc | 0 | 0 | 0 | 0 | 0 | 0
PS | 0 | 0 | 0 | 0 | 0 | 0
PV | 0 | 0 | 0 | 0 | 0 | 0
PeakG | 0 | 0 | 0 | 0 | 0 | 0
PeakO | 0 | 0 | 0 | 0 | 0 | 0
ST | 0 | 0 | 0 | 0 | 0 | 0
STOG | 0 | 0 | 0 | 0 | 0 | 0
STWD | 0 | 0 | 0 | 0 | 0 | 0
WT | 0 | 0 | 0 | 0 | 0 | 0
IGCC | 0 | 0 | 0 | 0 | 0 | 0
DemandResponse | 0 | 0 | 0 | 0 | 0 | 0
IGCC-CCS | 0 | 0 | 0 | 0 | 0 | 0
WT_off | 0 | 0 | 0 | 0 | 0 | 0
PseudoUnit | 0 | 0 | 0 | 0 | 0 | 0
FixedInterchange | 0 | 0 | 0 | 0 | 0 | 0
Emission Cost by Reporting Type: MAPP_CA
ReportingType | 2015 | 2020 | 2025 | 2030 | 2035 | 2040
BM | 0 | 0 | 0 | 0 | 0 | 0
CC | 75.67 | 81.73 | 19.67 | 0 | 0 | 0
CSP | 0 | 0 | 0 | 0 | 0 | 0
CT | 0 | 0 | 0 | 0 | 0 | 0
Coal | 7.47 | 2.13 | 0 | 0 | 0 | 0
Geo | 0 | 0 | 0 | 0 | 0 | 0
H | 0 | 0 | 0 | 0 | 0 | 0
LFG | 0 | 0 | 0 | 0 | 0 | 0
Nuc | 0 | 0 | 0 | 0 | 0 | 0
PS | 0 | 0 | 0 | 0 | 0 | 0
PV | 0 | 0 | 0 | 0 | 0 | 0
PeakG | 1.06 | 1.38 | 0 | 0 | 0 | 0
PeakO | 0 | 0 | 0 | 0 | 0 | 0
ST | 0 | 0 | 0 | 0 | 0 | 0
STOG | 0.23 | 0 | 0 | 0 | 0 | 0
STWD | 0 | 0 | 0 | 0 | 0 | 0
WT | 0 | 0 | 0 | 0 | 0 | 0
IGCC | 0 | 0 | 0 | 0 | 0 | 0
DemandResponse | 0 | 0 | 0 | 0 | 0 | 0
IGCC-CCS | 0 | 0 | 0 | 0 | 0 | 0
WT_off | 0 | 0 | 0 | 0 | 0 | 0
PseudoUnit | 0 | 0 | 0 | 0 | 0 | 0
FixedInterchange | 0 | 0 | 0 | 0 | 0 | 0
Emission Cost by Reporting Type: AZ_NM_SNV_Coal
ReportingType | 2015 | 2020 | 2025 | 2030 | 2035 | 2040
BM | 0 | 0 | 0 | 0 | 0 | 0
CC | 0 | 0 | 0 | 0 | 0 | 0
CSP | 0 | 0 | 0 | 0 | 0 | 0
CT | 0 | 0 | 0 | 0 | 0 | 0
Coal | 1276.3 | 1657.28 | 533.74 | 0.34 | 2.02 | 1.39
Geo | 0 | 0 | 0 | 0 | 0 | 0
H | 0 | 0 | 0 | 0 | 0 | 0
LFG | 0 | 0 | 0 | 0 | 0 | 0
Nuc | 0 | 0 | 0 | 0 | 0 | 0
PS | 0 | 0 | 0 | 0 | 0 | 0
PV | 0 | 0 | 0 | 0 | 0 | 0
PeakG | 0 | 0 | 0 | 0 | 0 | 0
PeakO | 0 | 0 | 0 | 0 | 0 | 0
ST | 0 | 0 | 0 | 0 | 0 | 0
STOG | 0 | 0 | 0 | 0 | 0 | 0
STWD | 0 | 0 | 0 | 0 | 0 | 0
WT | 0 | 0 | 0 | 0 | 0 | 0
IGCC | 0 | 0 | 0 | 0 | 0 | 0
DemandResponse | 0 | 0 | 0 | 0 | 0 | 0
IGCC-CCS | 0 | 0 | 0 | 0 | 0 | 0
WT_off | 0 | 0 | 0 | 0 | 0 | 0
PseudoUnit | 0 | 0 | 0 | 0 | 0 | 0
FixedInterchange | 0 | 0 | 0 | 0 | 0 | 0
Emission Cost by Reporting Type: AZ_NM_SNV_Gas
ReportingType | 2015 | 2020 | 2025 | 2030 | 2035 | 2040
BM | 0 | 0 | 0 | 0 | 0 | 0
CC | 704.83 | 743.94 | 1524.19 | 2286.57 | 1270.85 | 1143.12
CSP | 0 | 0 | 0 | 0 | 0 | 0
CT | 0 | 0 | 0 | 0 | 0 | 0
Coal | 0 | 0 | 0 | 0 | 0 | 0
Geo | 0 | 0 | 0 | 0 | 0 | 0
H | 0 | 0 | 0 | 0 | 0 | 0
LFG | 0 | 0 | 0 | 0 | 0 | 0
Nuc | 0 | 0 | 0 | 0 | 0 | 0
PS | 0 | 0 | 0 | 0 | 0 | 0
PV | 0 | 0 | 0 | 0 | 0 | 0
PeakG | 0 | 0 | 0 | 0 | 0 | 0
PeakO | 0 | 0 | 0 | 0 | 0 | 0
ST | 0 | 0 | 0 | 0 | 0 | 0
STOG | 0 | 0 | 0 | 0 | 0 | 0
STWD | 0 | 0 | 0 | 0 | 0 | 0
WT | 0 | 0 | 0 | 0 | 0 | 0
IGCC | 0 | 0 | 0 | 0 | 0 | 0
DemandResponse | 0 | 0 | 0 | 0 | 0 | 0
IGCC-CCS | 0 | 0 | 0 | 0 | 0 | 0
WT_off | 0 | 0 | 0 | 0 | 0 | 0
PseudoUnit | 0 | 0 | 0 | 0 | 0 | 0
FixedInterchange | 0 | 0 | 0 | 0 | 0 | 0
Emission Cost by Reporting Type: AZ_NM_SNV_NucRenew
ReportingType | 2015 | 2020 | 2025 | 2030 | 2035 | 2040
BM | 0 | 0 | 0 | 0 | 0 | 0
CC | 0 | 0 | 0 | 0 | 0 | 0
CSP | 0 | 0 | 0 | 0 | 0 | 0
CT | 0 | 0 | 0 | 0 | 0 | 0
Coal | 0 | 0 | 0 | 0 | 0 | 0
Geo | 0 | 0 | 0 | 0 | 0 | 0
H | 0 | 0 | 0 | 0 | 0 | 0
LFG | 0 | 0 | 0 | 0 | 0 | 0
Nuc | 0 | 0 | 0 | 0 | 0 | 0
PS | 0 | 0 | 0 | 0 | 0 | 0
PV | 0 | 0 | 0 | 0 | 0 | 0
PeakG | 0 | 0 | 0 | 0 | 0 | 0
PeakO | 0 | 0 | 0 | 0 | 0 | 0
ST | 0 | 0 | 0 | 0 | 0 | 0
STOG | 0 | 0 | 0 | 0 | 0 | 0
STWD | 0 | 0 | 0 | 0 | 0 | 0
WT | 0 | 0 | 0 | 0 | 0 | 0
IGCC | 0 | 0 | 0 | 0 | 0 | 0
DemandResponse | 0 | 0 | 0 | 0 | 0 | 0
IGCC-CCS | 0 | 0 | 0 | 0 | 0 | 0
WT_off | 0 | 0 | 0 | 0 | 0 | 0
PseudoUnit | 0 | 0 | 0 | 0 | 0 | 0
FixedInterchange | 0 | 0 | 0 | 0 | 0 | 0
Emission Cost by Reporting Type: ERCOT
ReportingType | 2015 | 2020 | 2025 | 2030 | 2035 | 2040
BM | 0 | 0 | 0 | 0 | 0 | 0
CC | 2015.92 | 2451.66 | 4413.32 | 7917.83 | 4967.96 | 4618.47
CSP | 0 | 0 | 0 | 0 | 0 | 0
CT | 0 | 0 | 0.04 | 0.65 | 0 | 0
Coal | 1235.37 | 865.08 | 101.33 | 69.28 | 128.32 | 166.12
Geo | 0 | 0 | 0 | 0 | 0 | 0
H | 0 | 0 | 0 | 0 | 0 | 0
LFG | 0 | 0 | 0 | 0 | 0 | 0
Nuc | 0 | 0 | 0 | 0 | 0 | 0
PS | 0 | 0 | 0 | 0 | 0 | 0
PV | 0 | 0 | 0 | 0 | 0 | 0
PeakG | 0 | 0 | 0 | 3.13 | 7.83 | 7.6
PeakO | 0 | 0 | 0 | 0 | 0 | 0
ST | 0 | 0 | 0 | 0 | 0 | 0
STOG | 39.69 | 39.58 | 73.34 | 62.86 | 0 | 0
STWD | 0 | 0 | 0 | 0 | 0 | 0
WT | 0 | 0 | 0 | 0 | 0 | 0
IGCC | 0 | 0 | 0 | 0 | 0 | 0
DemandResponse | 0 | 0 | 0 | 0 | 0 | 0
IGCC-CCS | 0 | 0 | 0 | 0 | 0 | 0
WT_off | 0 | 0 | 0 | 0 | 0 | 0
PseudoUnit | 0 | 0 | 0 | 0 | 0 | 0
FixedInterchange | 0 | 0 | 0 | 0 | 0 | 0
Emission Cost by Reporting Type: NP15
ReportingType | 2015 | 2020 | 2025 | 2030 | 2035 | 2040
BM | 0 | 0 | 0 | 0 | 0 | 0
CC | 595.87 | 744.8 | 1105.49 | 1249.99 | 833.01 | 729.98
CSP | 0 | 0 | 0 | 0 | 0 | 0
CT | 0 | 0 | 0 | 0 | 0 | 0
Coal | 42.12 | 0 | 0 | 0 | 0 | 0
Geo | 0 | 0 | 0 | 0 | 0 | 0
H | 0 | 0 | 0 | 0 | 0 | 0
LFG | 0 | 0 | 0 | 0 | 0 | 0
Nuc | 0 | 0 | 0 | 0 | 0 | 0
PS | 0 | 0 | 0 | 0 | 0 | 0
PV | 0 | 0 | 0 | 0 | 0 | 0
PeakG | 0 | 0 | 0 | 0 | 0 | 0
PeakO | 0 | 0 | 0 | 0 | 0 | 0
ST | 0 | 0 | 0 | 0 | 0 | 0
STOG | 0.94 | 2 | 1.16 | 0 | 0 | 0
STWD | 0 | 0 | 0 | 0 | 0 | 0
WT | 0 | 0 | 0 | 0 | 0 | 0
IGCC | 0 | 0 | 0 | 0 | 0 | 0
DemandResponse | 0 | 0 | 0 | 0 | 0 | 0
IGCC-CCS | 0 | 0 | 0 | 0 | 0 | 0
WT_off | 0 | 0 | 0 | 0 | 0 | 0
PseudoUnit | 0 | 0 | 0 | 0 | 0 | 0
FixedInterchange | 0 | 0 | 0 | 0 | 0 | 0
Emission Cost by Reporting Type: NWPP_Coal
ReportingType | 2015 | 2020 | 2025 | 2030 | 2035 | 2040
BM | 0 | 0 | 0 | 0 | 0 | 0
CC | 0 | 0 | 0 | 0 | 0 | 0
CSP | 0 | 0 | 0 | 0 | 0 | 0
CT | 0 | 0 | 0 | 0 | 0 | 0
Coal | 1435.81 | 1561.97 | 9.82 | 22.01 | 40.76 | 27.32
Geo | 0 | 0 | 0 | 0 | 0 | 0
H | 0 | 0 | 0 | 0 | 0 | 0
LFG | 0 | 0 | 0 | 0 | 0 | 0
Nuc | 0 | 0 | 0 | 0 | 0 | 0
PS | 0 | 0 | 0 | 0 | 0 | 0
PV | 0 | 0 | 0 | 0 | 0 | 0
PeakG | 0 | 0 | 0 | 0 | 0 | 0
PeakO | 0 | 0 | 0 | 0 | 0 | 0
ST | 0 | 0 | 0 | 0 | 0 | 0
STOG | 0 | 0 | 0 | 0 | 0 | 0
STWD | 0 | 0 | 0 | 0 | 0 | 0
WT | 0 | 0 | 0 | 0 | 0 | 0
IGCC | 0 | 0 | 0 | 0 | 0 | 0
DemandResponse | 0 | 0 | 0 | 0 | 0 | 0
IGCC-CCS | 0 | 0 | 0 | 0 | 0 | 0
WT_off | 0 | 0 | 0 | 0 | 0 | 0
PseudoUnit | 0 | 0 | 0 | 0 | 0 | 0
FixedInterchange | 0 | 0 | 0 | 0 | 0 | 0
Emission Cost by Reporting Type: NWPP_Gas
ReportingType | 2015 | 2020 | 2025 | 2030 | 2035 | 2040
BM | 0 | 0 | 0 | 0 | 0 | 0
CC | 451.7 | 641.41 | 885.99 | 1235.86 | 86.73 | 24.16
CSP | 0 | 0 | 0 | 0 | 0 | 0
CT | 0 | 0 | 0 | 0 | 0 | 0
Coal | 0 | 0 | 0 | 0 | 0 | 0
Geo | 0 | 0 | 0 | 0 | 0 | 0
H | 0 | 0 | 0 | 0 | 0 | 0
LFG | 0 | 0 | 0 | 0 | 0 | 0
Nuc | 0 | 0 | 0 | 0 | 0 | 0
PS | 0 | 0 | 0 | 0 | 0 | 0
PV | 0 | 0 | 0 | 0 | 0 | 0
PeakG | 0 | 0 | 0 | 0 | 0 | 0
PeakO | 0 | 0 | 0 | 0 | 0 | 0
ST | 0 | 0 | 0 | 0 | 0 | 0
STOG | 0 | 0 | 0 | 0 | 0 | 0
STWD | 0 | 0 | 0 | 0 | 0 | 0
WT | 0 | 0 | 0 | 0 | 0 | 0
IGCC | 0 | 0 | 0 | 0 | 0 | 0
DemandResponse | 0 | 0 | 0 | 0 | 0 | 0
IGCC-CCS | 0 | 0 | 0 | 0 | 0 | 0
WT_off | 0 | 0 | 0 | 0 | 0 | 0
PseudoUnit | 0 | 0 | 0 | 0 | 0 | 0
FixedInterchange | 0 | 0 | 0 | 0 | 0 | 0
Emission Cost by Reporting Type: NWPP_NucRenew
ReportingType | 2015 | 2020 | 2025 | 2030 | 2035 | 2040
BM | 0 | 0 | 0 | 0 | 0 | 0
CC | 0 | 0 | 0 | 0 | 0 | 0
CSP | 0 | 0 | 0 | 0 | 0 | 0
CT | 0 | 0 | 0 | 0 | 0 | 0
Coal | 0 | 0 | 0 | 0 | 0 | 0
Geo | 0 | 0 | 0 | 0 | 0 | 0
H | 0 | 0 | 0 | 0 | 0 | 0
LFG | 0 | 0 | 0 | 0 | 0 | 0
Nuc | 0 | 0 | 0 | 0 | 0 | 0
PS | 0 | 0 | 0 | 0 | 0 | 0
PV | 0 | 0 | 0 | 0 | 0 | 0
PeakG | 0 | 0 | 0 | 0 | 0 | 0
PeakO | 0 | 0 | 0 | 0 | 0 | 0
ST | 0 | 0 | 0 | 0 | 0 | 0
STOG | 0 | 0 | 0 | 0 | 0 | 0
STWD | 0 | 0 | 0 | 0 | 0 | 0
WT | 0 | 0 | 0 | 0 | 0 | 0
IGCC | 0 | 0 | 0 | 0 | 0 | 0
DemandResponse | 0 | 0 | 0 | 0 | 0 | 0
IGCC-CCS | 0 | 0 | 0 | 0 | 0 | 0
WT_off | 0 | 0 | 0 | 0 | 0 | 0
PseudoUnit | 0 | 0 | 0 | 0 | 0 | 0
FixedInterchange | 0 | 0 | 0 | 0 | 0 | 0
Emission Cost by Reporting Type: RMPA
ReportingType | 2015 | 2020 | 2025 | 2030 | 2035 | 2040
BM | 0 | 0 | 0 | 0 | 0 | 0
CC | 117.07 | 116.44 | 329.12 | 474.77 | 250.69 | 246.76
CSP | 0 | 0 | 0 | 0 | 0 | 0
CT | 0 | 0 | 0 | 0 | 0 | 0
Coal | 1336.07 | 1524.32 | 213.87 | 51 | 93.96 | 67.5
Geo | 0 | 0 | 0 | 0 | 0 | 0
H | 0 | 0 | 0 | 0 | 0 | 0
LFG | 0 | 0 | 0 | 0 | 0 | 0
Nuc | 0 | 0 | 0 | 0 | 0 | 0
PS | 0 | 0 | 0 | 0 | 0 | 0
PV | 0 | 0 | 0 | 0 | 0 | 0
PeakG | 0 | 0 | 0 | 0 | 0.22 | 0
PeakO | 0 | 0 | 0 | 0 | 0 | 0
ST | 0 | 0 | 0 | 0 | 0 | 0
STOG | 0 | 0 | 0 | 0 | 0 | 0
STWD | 0 | 0 | 0 | 0 | 0 | 0
WT | 0 | 0 | 0 | 0 | 0 | 0
IGCC | 0 | 0 | 0 | 0 | 0 | 0
DemandResponse | 0 | 0 | 0 | 0 | 0 | 0
IGCC-CCS | 0 | 0 | 0 | 0 | 0 | 0
WT_off | 0 | 0 | 0 | 0 | 0 | 0
PseudoUnit | 0 | 0 | 0 | 0 | 0 | 0
FixedInterchange | 0 | 0 | 0 | 0 | 0 | 0
Emission Cost by Reporting Type: SP15
ReportingType | 2015 | 2020 | 2025 | 2030 | 2035 | 2040
BM | 0 | 0 | 0 | 0 | 0 | 0
CC | 828.23 | 938.98 | 1503.49 | 3063.21 | 2192.12 | 1915.27
CSP | 0 | 0 | 0 | 0 | 0 | 0
CT | 0 | 0 | 0 | 0 | 0 | 0
Coal | 39.99 | 30.93 | 0 | 0 | 0 | 0
Geo | 0 | 0 | 0 | 0 | 0 | 0
H | 0 | 0 | 0 | 0 | 0 | 0
LFG | 0 | 0 | 0 | 0 | 0 | 0
Nuc | 0 | 0 | 0 | 0 | 0 | 0
PS | 0 | 0 | 0 | 0 | 0 | 0
PV | 0 | 0 | 0 | 0 | 0 | 0
PeakG | 0 | 0 | 0 | 0 | 0 | 0
PeakO | 0 | 0 | 0 | 0 | 0 | 0
ST | 0 | 0 | 0 | 0 | 0 | 0
STOG | 7.92 | 0.85 | 3.11 | 19.07 | 15.28 | 9.25
STWD | 0 | 0 | 0 | 0 | 0 | 0
WT | 0 | 0 | 0 | 0 | 0 | 0
IGCC | 0 | 0 | 0 | 0 | 0 | 0
DemandResponse | 0 | 0 | 0 | 0 | 0 | 0
IGCC-CCS | 0 | 0 | 0 | 0 | 0 | 0
WT_off | 0 | 0 | 0 | 0 | 0 | 0
PseudoUnit | 0 | 0 | 0 | 0 | 0 | 0
FixedInterchange | 0 | 0 | 0 | 0 | 0 | 0
Emission Cost by Reporting Type: ALB
ReportingType | 2015 | 2020 | 2025 | 2030 | 2035 | 2040
BM | 0 | 0 | 0 | 0 | 0 | 0
CC | 177.21 | 260.9 | 424.22 | 0.31 | 0 | 0.83
CSP | 0 | 0 | 0 | 0 | 0 | 0
CT | 0 | 0 | 0 | 0 | 0 | 0
Coal | 1216.87 | 1727.96 | 2754.44 | 0 | 0 | 0
Geo | 0 | 0 | 0 | 0 | 0 | 0
H | 0 | 0 | 0 | 0 | 0 | 0
LFG | 0 | 0 | 0 | 0 | 0 | 0
Nuc | 0 | 0 | 0 | 0 | 0 | 0
PS | 0 | 0 | 0 | 0 | 0 | 0
PV | 0 | 0 | 0 | 0 | 0 | 0
PeakG | 0 | 0 | 0 | 0 | 0 | 0.52
PeakO | 0 | 0 | 0 | 0 | 0 | 0
ST | 0 | 0 | 0 | 0 | 0 | 0
STOG | 0 | 0 | 0 | 0 | 0 | 0
STWD | 0 | 0 | 0 | 0 | 0 | 0
WT | 0 | 0 | 0 | 0 | 0 | 0
IGCC | 0 | 0 | 0 | 0 | 0 | 0
DemandResponse | 0 | 0 | 0 | 0 | 0 | 0
IGCC-CCS | 0 | 0 | 0 | 0 | 0 | 0
WT_off | 0 | 0 | 0 | 0 | 0 | 0
PseudoUnit | 0 | 0 | 0 | 0 | 0 | 0
FixedInterchange | 0 | 0 | 0 | 0 | 0 | 0
Emission Cost by Reporting Type: BC
ReportingType | 2015 | 2020 | 2025 | 2030 | 2035 | 2040
BM | 0 | 0 | 0 | 0 | 0 | 0
CC | 39.17 | 55.63 | 91.1 | 120.76 | 0 | 0
CSP | 0 | 0 | 0 | 0 | 0 | 0
CT | 0 | 0 | 0 | 0 | 0 | 0
Coal | 0 | 0 | 0 | 0 | 0 | 0
Geo | 0 | 0 | 0 | 0 | 0 | 0
H | 0 | 0 | 0 | 0 | 0 | 0
LFG | 0 | 0 | 0 | 0 | 0 | 0
Nuc | 0 | 0 | 0 | 0 | 0 | 0
PS | 0 | 0 | 0 | 0 | 0 | 0
PV | 0 | 0 | 0 | 0 | 0 | 0
PeakG | 0 | 0 | 0 | 0 | 0 | 0
PeakO | 0 | 0 | 0 | 0 | 0 | 0
ST | 0 | 0 | 0 | 0 | 0 | 0
STOG | 0 | 0 | 0 | 0 | 0 | 0
STWD | 0 | 0 | 0 | 0 | 0 | 0
WT | 0 | 0 | 0 | 0 | 0 | 0
IGCC | 0 | 0 | 0 | 0 | 0 | 0
DemandResponse | 0 | 0 | 0 | 0 | 0 | 0
IGCC-CCS | 0 | 0 | 0 | 0 | 0 | 0
WT_off | 0 | 0 | 0 | 0 | 0 | 0
PseudoUnit | 0 | 0 | 0 | 0 | 0 | 0
FixedInterchange | 0 | 0 | 0 | 0 | 0 | 0
Emission Cost by Reporting Type: HQ_IESO
ReportingType | 2015 | 2020 | 2025 | 2030 | 2035 | 2040
BM | 0 | 0 | 0 | 0 | 0 | 0
CC | 0 | 0 | 0 | 0 | 0 | 0
CSP | 0 | 0 | 0 | 0 | 0 | 0
CT | 0 | 0 | 0 | 0 | 0 | 0
Coal | 0 | 0 | 0 | 0 | 0 | 0
Geo | 0 | 0 | 0 | 0 | 0 | 0
H | 0 | 0 | 0 | 0 | 0 | 0
LFG | 0 | 0 | 0 | 0 | 0 | 0
Nuc | 0 | 0 | 0 | 0 | 0 | 0
PS | 0 | 0 | 0 | 0 | 0 | 0
PV | 0 | 0 | 0 | 0 | 0 | 0
PeakG | 0 | 0 | 0 | 0 | 0 | 0
PeakO | 0 | 0 | 0 | 0 | 0 | 0
ST | 0 | 0 | 0 | 0 | 0 | 0
STOG | 0 | 0 | 0 | 0 | 0 | 0
STWD | 0 | 0 | 0 | 0 | 0 | 0
WT | 0 | 0 | 0 | 0 | 0 | 0
IGCC | 0 | 0 | 0 | 0 | 0 | 0
DemandResponse | 0 | 0 | 0 | 0 | 0 | 0
IGCC-CCS | 0 | 0 | 0 | 0 | 0 | 0
WT_off | 0 | 0 | 0 | 0 | 0 | 0
PseudoUnit | 0 | 0 | 0 | 0 | 0 | 0
FixedInterchange | 0 | 0 | 0 | 0 | 0 | 0
Emission Cost by Reporting Type: HQ_NEISO
ReportingType | 2015 | 2020 | 2025 | 2030 | 2035 | 2040
BM | 0 | 0 | 0 | 0 | 0 | 0
CC | 0 | 0 | 0 | 0 | 0 | 0
CSP | 0 | 0 | 0 | 0 | 0 | 0
CT | 0 | 0 | 0 | 0 | 0 | 0
Coal | 0 | 0 | 0 | 0 | 0 | 0
Geo | 0 | 0 | 0 | 0 | 0 | 0
H | 0 | 0 | 0 | 0 | 0 | 0
LFG | 0 | 0 | 0 | 0 | 0 | 0
Nuc | 0 | 0 | 0 | 0 | 0 | 0
PS | 0 | 0 | 0 | 0 | 0 | 0
PV | 0 | 0 | 0 | 0 | 0 | 0
PeakG | 0 | 0 | 0 | 0 | 0 | 0
PeakO | 0 | 0 | 0 | 0 | 0 | 0
ST | 0 | 0 | 0 | 0 | 0 | 0
STOG | 0 | 0 | 0 | 0 | 0 | 0
STWD | 0 | 0 | 0 | 0 | 0 | 0
WT | 0 | 0 | 0 | 0 | 0 | 0
IGCC | 0 | 0 | 0 | 0 | 0 | 0
DemandResponse | 0 | 0 | 0 | 0 | 0 | 0
IGCC-CCS | 0 | 0 | 0 | 0 | 0 | 0
WT_off | 0 | 0 | 0 | 0 | 0 | 0
PseudoUnit | 0 | 0 | 0 | 0 | 0 | 0
FixedInterchange | 0 | 0 | 0 | 0 | 0 | 0
Emission Cost by Reporting Type: HQ_NY
ReportingType | 2015 | 2020 | 2025 | 2030 | 2035 | 2040
BM | 0 | 0 | 0 | 0 | 0 | 0
CC | 0 | 0 | 0 | 0 | 0 | 0
CSP | 0 | 0 | 0 | 0 | 0 | 0
CT | 0 | 0 | 0 | 0 | 0 | 0
Coal | 0 | 0 | 0 | 0 | 0 | 0
Geo | 0 | 0 | 0 | 0 | 0 | 0
H | 0 | 0 | 0 | 0 | 0 | 0
LFG | 0 | 0 | 0 | 0 | 0 | 0
Nuc | 0 | 0 | 0 | 0 | 0 | 0
PS | 0 | 0 | 0 | 0 | 0 | 0
PV | 0 | 0 | 0 | 0 | 0 | 0
PeakG | 0 | 0 | 0 | 0 | 0 | 0
PeakO | 0 | 0 | 0 | 0 | 0 | 0
ST | 0 | 0 | 0 | 0 | 0 | 0
STOG | 0 | 0 | 0 | 0 | 0 | 0
STWD | 0 | 0 | 0 | 0 | 0 | 0
WT | 0 | 0 | 0 | 0 | 0 | 0
IGCC | 0 | 0 | 0 | 0 | 0 | 0
DemandResponse | 0 | 0 | 0 | 0 | 0 | 0
IGCC-CCS | 0 | 0 | 0 | 0 | 0 | 0
WT_off | 0 | 0 | 0 | 0 | 0 | 0
PseudoUnit | 0 | 0 | 0 | 0 | 0 | 0
FixedInterchange | 0 | 0 | 0 | 0 | 0 | 0
Emission Cost by Reporting Type: MARITIMES
ReportingType | 2015 | 2020 | 2025 | 2030 | 2035 | 2040
BM | 0 | 0 | 0 | 0 | 0 | 0
CC | 0 | 0 | 0 | 0 | 0 | 0
CSP | 0 | 0 | 0 | 0 | 0 | 0
CT | 0 | 0 | 0 | 0 | 0 | 0
Coal | 0 | 0 | 0 | 0 | 0 | 0
Geo | 0 | 0 | 0 | 0 | 0 | 0
H | 0 | 0 | 0 | 0 | 0 | 0
LFG | 0 | 0 | 0 | 0 | 0 | 0
Nuc | 0 | 0 | 0 | 0 | 0 | 0
PS | 0 | 0 | 0 | 0 | 0 | 0
PV | 0 | 0 | 0 | 0 | 0 | 0
PeakG | 0 | 0 | 0 | 0 | 0 | 0
PeakO | 0 | 0 | 0 | 0 | 0 | 0
ST | 0 | 0 | 0 | 0 | 0 | 0
STOG | 0 | 0 | 0 | 0 | 0 | 0
STWD | 0 | 0 | 0 | 0 | 0 | 0
WT | 0 | 0 | 0 | 0 | 0 | 0
IGCC | 0 | 0 | 0 | 0 | 0 | 0
DemandResponse | 0 | 0 | 0 | 0 | 0 | 0
IGCC-CCS | 0 | 0 | 0 | 0 | 0 | 0
WT_off | 0 | 0 | 0 | 0 | 0 | 0
PseudoUnit | 0 | 0 | 0 | 0 | 0 | 0
FixedInterchange | 0 | 0 | 0 | 0 | 0 | 0
Emission Cost by Reporting Type: All
ReportingType | 2015 | 2020 | 2025 | 2030 | 2035 | 2040
BM | 0 | 0 | 0 | 0 | 0 | 0
CC | 15071.26 | 22713.31 | 38027.34 | 62750.3 | 41063.45 | 27931.18
CSP | 0 | 0 | 0 | 0 | 0 | 0
CT | 9.6 | 20.79 | 37 | 27.22 | 5.06 | 7.58
Coal | 29118.48 | 17206.07 | 5578.38 | 659.37 | 1417.25 | 2000.24
Geo | 0 | 0 | 0 | 0 | 0 | 0
H | 0 | 0 | 0 | 0 | 0 | 0
LFG | 0 | 0 | 0 | 0 | 0 | 0
Nuc | 0 | 0 | 0 | 0 | 0 | 0
PS | 0 | 0 | 0 | 0 | 0 | 0
PV | 0 | 0 | 0 | 0 | 0 | 0
PeakG | 47.07 | 77.8 | 182.64 | 300.03 | 270.77 | 401.69
PeakO | 0 | 0 | 0 | 0 | 0 | 0
ST | 0 | 0 | 0 | 0 | 0 | 0
STOG | 131.38 | 122.06 | 255.74 | 481.52 | 67.23 | 53.86
STWD | 0 | 0 | 0 | 0 | 0 | 0
WT | 0 | 0 | 0 | 0 | 0 | 0
IGCC | 100.97 | 125.12 | 38.44 | 2.31 | 0 | 0
DemandResponse | 0 | 0 | 0 | 0 | 0 | 0
IGCC-CCS | 0 | 0 | 0 | 0 | 0 | 0
WT_off | 0 | 0 | 0 | 0 | 0 | 0
PseudoUnit | 0 | 0 | 0 | 0 | 0 | 0
FixedInterchange | 0 | 0 | 0 | 0 | 0 | 0
Emission Cost by Reporting Type: EI_US
ReportingType | 2015 | 2020 | 2025 | 2030 | 2035 | 2040
BM | 0 | 0 | 0 | 0 | 0 | 0
CC | 10011.8 | 16672.8 | 27728.78 | 46398.91 | 31457.99 | 19243
CSP | 0 | 0 | 0 | 0 | 0 | 0
CT | 9.55 | 20.79 | 36.96 | 26.56 | 5.06 | 7.58
Coal | 22528.47 | 9836.41 | 1965.17 | 516.75 | 1152.2 | 1737.91
Geo | 0 | 0 | 0 | 0 | 0 | 0
H | 0 | 0 | 0 | 0 | 0 | 0
LFG | 0 | 0 | 0 | 0 | 0 | 0
Nuc | 0 | 0 | 0 | 0 | 0 | 0
PS | 0 | 0 | 0 | 0 | 0 | 0
PV | 0 | 0 | 0 | 0 | 0 | 0
PeakG | 46.01 | 76.42 | 182.64 | 296.9 | 262.71 | 393.57
PeakO | 0 | 0 | 0 | 0 | 0 | 0
ST | 0 | 0 | 0 | 0 | 0 | 0
STOG | 82.6 | 79.63 | 178.13 | 399.6 | 51.94 | 44.61
STWD | 0 | 0 | 0 | 0 | 0 | 0
WT | 0 | 0 | 0 | 0 | 0 | 0
IGCC | 100.97 | 125.12 | 38.44 | 2.31 | 0 | 0
DemandResponse | 0 | 0 | 0 | 0 | 0 | 0
IGCC-CCS | 0 | 0 | 0 | 0 | 0 | 0
WT_off | 0 | 0 | 0 | 0 | 0 | 0
PseudoUnit | 0 | 0 | 0 | 0 | 0 | 0
FixedInterchange | 0 | 0 | 0 | 0 | 0 | 0
Emission Cost by Reporting Type: EI_Canada
ReportingType | 2015 | 2020 | 2025 | 2030 | 2035 | 2040
BM | 0 | 0 | 0 | 0 | 0 | 0
CC | 129.46 | 86.74 | 21.65 | 2.11 | 4.1 | 9.59
CSP | 0 | 0 | 0 | 0 | 0 | 0
CT | 0.05 | 0 | 0 | 0 | 0 | 0
Coal | 7.47 | 2.13 | 0 | 0 | 0 | 0
Geo | 0 | 0 | 0 | 0 | 0 | 0
H | 0 | 0 | 0 | 0 | 0 | 0
LFG | 0 | 0 | 0 | 0 | 0 | 0
Nuc | 0 | 0 | 0 | 0 | 0 | 0
PS | 0 | 0 | 0 | 0 | 0 | 0
PV | 0 | 0 | 0 | 0 | 0 | 0
PeakG | 1.06 | 1.38 | 0 | 0 | 0 | 0
PeakO | 0 | 0 | 0 | 0 | 0 | 0
ST | 0 | 0 | 0 | 0 | 0 | 0
STOG | 0.23 | 0 | 0 | 0 | 0 | 0
STWD | 0 | 0 | 0 | 0 | 0 | 0
WT | 0 | 0 | 0 | 0 | 0 | 0
IGCC | 0 | 0 | 0 | 0 | 0 | 0
DemandResponse | 0 | 0 | 0 | 0 | 0 | 0
IGCC-CCS | 0 | 0 | 0 | 0 | 0 | 0
WT_off | 0 | 0 | 0 | 0 | 0 | 0
PseudoUnit | 0 | 0 | 0 | 0 | 0 | 0
FixedInterchange | 0 | 0 | 0 | 0 | 0 | 0
Emission Cost by Reporting Type: EI
ReportingType | 2015 | 2020 | 2025 | 2030 | 2035 | 2040
BM | 0 | 0 | 0 | 0 | 0 | 0
CC | 10141.26 | 16759.54 | 27750.44 | 46401.02 | 31462.08 | 19252.59
CSP | 0 | 0 | 0 | 0 | 0 | 0
CT | 9.6 | 20.79 | 36.96 | 26.56 | 5.06 | 7.58
Coal | 22535.94 | 9838.53 | 1965.17 | 516.75 | 1152.2 | 1737.91
Geo | 0 | 0 | 0 | 0 | 0 | 0
H | 0 | 0 | 0 | 0 | 0 | 0
LFG | 0 | 0 | 0 | 0 | 0 | 0
Nuc | 0 | 0 | 0 | 0 | 0 | 0
PS | 0 | 0 | 0 | 0 | 0 | 0
PV | 0 | 0 | 0 | 0 | 0 | 0
PeakG | 47.07 | 77.8 | 182.64 | 296.9 | 262.71 | 393.57
PeakO | 0 | 0 | 0 | 0 | 0 | 0
ST | 0 | 0 | 0 | 0 | 0 | 0
STOG | 82.83 | 79.63 | 178.13 | 399.6 | 51.94 | 44.61
STWD | 0 | 0 | 0 | 0 | 0 | 0
WT | 0 | 0 | 0 | 0 | 0 | 0
IGCC | 100.97 | 125.12 | 38.44 | 2.31 | 0 | 0
DemandResponse | 0 | 0 | 0 | 0 | 0 | 0
IGCC-CCS | 0 | 0 | 0 | 0 | 0 | 0
WT_off | 0 | 0 | 0 | 0 | 0 | 0
PseudoUnit | 0 | 0 | 0 | 0 | 0 | 0
FixedInterchange | 0 | 0 | 0 | 0 | 0 | 0
Emission Cost by Reporting Type: Outside_EI
ReportingType | 2015 | 2020 | 2025 | 2030 | 2035 | 2040
BM | 0 | 0 | 0 | 0 | 0 | 0
CC | 4930 | 5953.76 | 10276.9 | 16349.29 | 9601.37 | 8678.59
CSP | 0 | 0 | 0 | 0 | 0 | 0
CT | 0 | 0 | 0.04 | 0.65 | 0 | 0
Coal | 6582.54 | 7367.53 | 3613.21 | 142.62 | 265.05 | 262.33
Geo | 0 | 0 | 0 | 0 | 0 | 0
H | 0 | 0 | 0 | 0 | 0 | 0
LFG | 0 | 0 | 0 | 0 | 0 | 0
Nuc | 0 | 0 | 0 | 0 | 0 | 0
PS | 0 | 0 | 0 | 0 | 0 | 0
PV | 0 | 0 | 0 | 0 | 0 | 0
PeakG | 0 | 0 | 0 | 3.13 | 8.06 | 8.12
PeakO | 0 | 0 | 0 | 0 | 0 | 0
ST | 0 | 0 | 0 | 0 | 0 | 0
STOG | 48.55 | 42.42 | 77.61 | 81.92 | 15.28 | 9.25
STWD | 0 | 0 | 0 | 0 | 0 | 0
WT | 0 | 0 | 0 | 0 | 0 | 0
IGCC | 0 | 0 | 0 | 0 | 0 | 0
DemandResponse | 0 | 0 | 0 | 0 | 0 | 0
IGCC-CCS | 0 | 0 | 0 | 0 | 0 | 0
WT_off | 0 | 0 | 0 | 0 | 0 | 0
PseudoUnit | 0 | 0 | 0 | 0 | 0 | 0
FixedInterchange | 0 | 0 | 0 | 0 | 0 | 0
#8 | Base VOM Costs ($million)
Base VOM Costs by Reporting Type: Entergy
ReportingType | 2015 | 2020 | 2025 | 2030 | 2035 | 2040
BM | 0 | 0 | 0 | 0 | 375.9 | 373.36
CC | 208.04 | 301.72 | 298.58 | 266.99 | 56.86 | 40.39
CSP | 0 | 0 | 0 | 0 | 0 | 0
CT | 0 | 0 | 0 | 0 | 0 | 0
Coal | 216.47 | 24.39 | 3.4 | 0 | 0 | 0
Geo | 0 | 0 | 0 | 0 | 0 | 0
H | 0 | 0.02 | 0.04 | 0.04 | 0.04 | 0.04
LFG | 0 | 0.01 | 0.01 | 0.01 | 0.01 | 0.01
Nuc | 100.26 | 100.26 | 100.26 | 100.26 | 97.2 | 122.65
PS | 0 | 0 | 0 | 0 | 0 | 0
PV | 0 | 0 | 0 | 0 | 0 | 0
PeakG | 0 | 0 | 0.09 | 0 | 0 | 0
PeakO | 0 | 0 | 0 | 0 | 0 | 0
ST | 0 | 0 | 0 | 0 | 0 | 0
STOG | 0.74 | 0.69 | 0 | 0 | 0 | 0
STWD | 0.09 | 0.18 | 0.31 | 2.11 | 3.02 | 2.12
WT | 0 | 0 | 0 | 0 | 0 | 0
IGCC | 0 | 0 | 0 | 0 | 0 | 0
DemandResponse | 0 | 0 | 0 | 0 | 0 | 0
IGCC-CCS | 0 | 0 | 0 | 0 | 0 | 0
WT_off | 0 | 0 | 0 | 0 | 0 | 0
PseudoUnit | 0 | 0 | 0 | 0 | 0 | 0
FixedInterchange | 0 | 0 | 0 | 0 | 0 | 0
Base VOM Costs by Reporting Type: FRCC
ReportingType | 2015 | 2020 | 2025 | 2030 | 2035 | 2040
BM | 0 | 0 | 0 | 0 | 17.27 | 45.98
CC | 549.35 | 566.86 | 547 | 324.44 | 145.19 | 81.79
CSP | 0 | 0 | 0 | 0 | 0 | 0
CT | 5.01 | 8.62 | 9.38 | 3.21 | 0 | 0
Coal | 75.97 | 30.3 | 4.98 | 5.46 | 14.85 | 19.57
Geo | 0 | 0 | 0 | 0 | 0 | 0
H | 0 | 0 | 0 | 0 | 0 | 0
LFG | 0.04 | 0.06 | 0.06 | 0.06 | 0.06 | 0.06
Nuc | 76.4 | 76.4 | 135.29 | 277.47 | 369.26 | 405.12
PS | 0 | 0 | 0 | 0 | 0 | 0
PV | 0 | 0 | 0 | 0.22 | 0.22 | 0.22
PeakG | 3.23 | 5.12 | 4.71 | 0.62 | 1.21 | 1.39
PeakO | 0 | 0 | 0 | 0 | 0 | 0
ST | 0 | 0 | 0 | 0 | 0 | 0
STOG | 0.35 | 0.34 | 0 | 0 | 0 | 0
STWD | 0.31 | 0.69 | 3.24 | 3.24 | 2.72 | 2
WT | 0 | 0 | 0 | 0 | 0 | 0
IGCC | 0 | 0 | 0 | 0 | 0 | 0
DemandResponse | 0 | 0 | 0 | 0 | 0 | 0
IGCC-CCS | 0 | 0 | 0 | 0 | 0 | 0
WT_off | 0 | 0 | 0 | 0 | 0 | 0
PseudoUnit | 0 | 0 | 0 | 0 | 0 | 0
FixedInterchange | 0 | 0 | 0 | 0 | 0 | 0
Base VOM Costs by Reporting Type: MAPP_US
ReportingType | 2015 | 2020 | 2025 | 2030 | 2035 | 2040
BM | 0 | 0 | 0 | 0 | 1.3 | 1.24
CC | 3.01 | 0.45 | 0.72 | 0.46 | 0.26 | 0.13
CSP | 0 | 0 | 0 | 0 | 0 | 0
CT | 0 | 0 | 0 | 0 | 0 | 0.09
Coal | 41.87 | 0.88 | 0.52 | 0 | 0 | 0
Geo | 0 | 0 | 0 | 0 | 0 | 0
H | 0 | 0 | 0 | 0 | 0 | 0
LFG | 0 | 0 | 0 | 0.01 | 0.01 | 0.01
Nuc | 0 | 0 | 0 | 0 | 0 | 0
PS | 0 | 0 | 0 | 0 | 0 | 0
PV | 0 | 0 | 0 | 0 | 0 | 0
PeakG | 0.57 | 0.3 | 0.57 | 1.57 | 0.39 | 0.56
PeakO | 0 | 0 | 0 | 0 | 0 | 0
ST | 0 | 0 | 0 | 0 | 0 | 0
STOG | 0 | 0 | 0 | 0 | 0 | 0
STWD | 0 | 0 | 0 | 0 | 0 | 0
WT | 0.07 | 0.41 | 0.41 | 0.41 | 0.38 | 0.41
IGCC | 0 | 0 | 0 | 0 | 0 | 0
DemandResponse | 0 | 0 | 0 | 0 | 0 | 0
IGCC-CCS | 0 | 0 | 0 | 0 | 0 | 0
WT_off | 0 | 0 | 0 | 0 | 0 | 0
PseudoUnit | 0 | 0 | 0 | 0 | 0 | 0
FixedInterchange | 0 | 0 | 0 | 0 | 0 | 0
Base VOM Costs by Reporting Type: MISO_IN
ReportingType | 2015 | 2020 | 2025 | 2030 | 2035 | 2040
BM | 0 | 0 | 0 | 0 | 176.93 | 229.25
CC | 104.48 | 447.42 | 556.79 | 503.57 | 202.61 | 79.88
CSP | 0 | 0 | 0 | 0 | 0 | 0
CT | 0 | 0 | 0 | 0 | 0 | 0
Coal | 212.06 | 97.57 | 19.53 | 16.47 | 26.24 | 26.24
Geo | 0 | 0 | 0 | 0 | 0 | 0
H | 0 | 0 | 0 | 0 | 0 | 0
LFG | 0 | 0 | 0.01 | 0.01 | 0.01 | 0.01
Nuc | 0 | 0 | 0 | 0 | 0 | 0
PS | 0 | 0 | 0 | 0 | 0 | 0
PV | 0 | 0 | 0 | 0 | 0 | 0
PeakG | 0 | 0 | 0 | 0 | 0 | 0
PeakO | 0 | 0 | 0 | 0 | 0 | 0
ST | 0 | 0 | 0 | 0 | 0 | 0
STOG | 0.07 | 0.07 | 0.07 | 0.07 | 0 | 0
STWD | 0 | 0 | 0 | 0 | 0 | 0
WT | 0.02 | 0.02 | 0.02 | 0.02 | 0.02 | 0.03
IGCC | 30.43 | 26.55 | 4.98 | 0.13 | 0 | 0
DemandResponse | 0 | 0 | 0 | 0 | 0 | 0
IGCC-CCS | 0 | 0 | 0 | 0 | 0 | 0
WT_off | 0 | 0 | 0 | 0 | 0 | 0
PseudoUnit | 0 | 0 | 0 | 0 | 0 | 0
FixedInterchange | 0 | 0 | 0 | 0 | 0 | 0
Base VOM Costs by Reporting Type: MISO_MI
ReportingType | 2015 | 2020 | 2025 | 2030 | 2035 | 2040
BM | 0 | 0 | 0 | 0 | 77.97 | 229.25
CC | 33.43 | 24.45 | 30.86 | 17.63 | 3.55 | 0.91
CSP | 0 | 0 | 0 | 0 | 0 | 0
CT | 0 | 0 | 0 | 0 | 0 | 0
Coal | 97.35 | 0 | 0 | 0 | 0 | 0
Geo | 0 | 0 | 0 | 0 | 0 | 0
H | 0 | 0 | 0 | 0 | 0 | 0
LFG | 0.01 | 0.02 | 0.03 | 0.03 | 0.03 | 0.03
Nuc | 34.93 | 34.93 | 34.93 | 78.05 | 78.86 | 78.86
PS | 0 | 0 | 0 | 0 | 0 | 0
PV | 0 | 0 | 0 | 0 | 0 | 0
PeakG | 0.21 | 0 | 0 | 0 | 0 | 0
PeakO | 0 | 0 | 0 | 0 | 0 | 0
ST | 0 | 0 | 0 | 0 | 0 | 0
STOG | 0.95 | 0.51 | 0.23 | 0.59 | 0 | 0
STWD | 2.71 | 0.26 | 0.44 | 1.67 | 2.71 | 2.27
WT | 0.06 | 0.07 | 0.07 | 0.07 | 0.07 | 0.07
IGCC | 0 | 0 | 0 | 0 | 0 | 0
DemandResponse | 0 | 0 | 0 | 0 | 0 | 0
IGCC-CCS | 0 | 0 | 0 | 0 | 0 | 0
WT_off | 0 | 0 | 0 | 0 | 0 | 0
PseudoUnit | 0 | 0 | 0 | 0 | 0 | 0
FixedInterchange | 0 | 0 | 0 | 0 | 0 | 0
Base VOM Costs by Reporting Type: MISO_MO-IL
ReportingType | 2015 | 2020 | 2025 | 2030 | 2035 | 2040
BM | 0 | 0 | 0 | 0 | 46.66 | 191.69
CC | 7.38 | 4.15 | 6.73 | 3.14 | 1.27 | 0.73
CSP | 0 | 0 | 0 | 0 | 0 | 0
CT | 0 | 0 | 0 | 0 | 0 | 0
Coal | 296.57 | 69.14 | 15.51 | 5.54 | 7.13 | 7.13
Geo | 0 | 0 | 0 | 0 | 0 | 0
H | 0 | 0.02 | 0.02 | 0.02 | 0.02 | 0.02
LFG | 0 | 0 | 0.02 | 0.02 | 0.02 | 0.02
Nuc | 41.29 | 41.29 | 41.29 | 41.29 | 41.29 | 41.29
PS | 0 | 0 | 0 | 0 | 0 | 0
PV | 0 | 0 | 0 | 0 | 0 | 0
PeakG | 1.05 | 0.33 | 0.42 | 6.27 | 3.2 | 1.67
PeakO | 0 | 0 | 0 | 0 | 0 | 0
ST | 0 | 0 | 0 | 0 | 0 | 0
STOG | 0.01 | 0 | 0 | 0 | 0 | 0
STWD | 0 | 0 | 0 | 0 | 0 | 0
WT | 0.02 | 0.21 | 0.21 | 0.21 | 0.21 | 0.21
IGCC | 0 | 0 | 0 | 0 | 0 | 0
DemandResponse | 0 | 0 | 0 | 0 | 0 | 0
IGCC-CCS | 0 | 0 | 0 | 0 | 0 | 0
WT_off | 0 | 0 | 0 | 0 | 0 | 0
PseudoUnit | 0 | 0 | 0 | 0 | 0 | 0
FixedInterchange | 0 | 0 | 0 | 0 | 0 | 0
Base VOM Costs by Reporting Type: MISO_W
ReportingType | 2015 | 2020 | 2025 | 2030 | 2035 | 2040
BM | 0 | 0 | 0 | 0 | 0 | 0
CC | 24.45 | 7.46 | 8.63 | 7.47 | 3.76 | 3.87
CSP | 0 | 0 | 0 | 0 | 0 | 0
CT | 0 | 0 | 0 | 0 | 0 | 0
Coal | 272.58 | 41.44 | 19.06 | 9.69 | 9.69 | 9.69
Geo | 0 | 0 | 0 | 0 | 0 | 0
H | 0 | 0 | 0 | 0 | 0 | 0
LFG | 0.02 | 0.02 | 0.02 | 0.02 | 0.02 | 0.02
Nuc | 43.67 | 43.67 | 43.67 | 43.67 | 0 | 0
PS | 0 | 0 | 0 | 0 | 0 | 0
PV | 0 | 0 | 0 | 0 | 0 | 0
PeakG | 2.11 | 0 | 0.08 | 1.2 | 0.18 | 0
PeakO | 0 | 0 | 0 | 0 | 0 | 0
ST | 0 | 0 | 0 | 0 | 0 | 0
STOG | 0 | 0 | 0 | 0 | 0 | 0
STWD | 0.17 | 0.27 | 0.76 | 2.6 | 5.21 | 3.21
WT | 0.32 | 1.6 | 1.74 | 1.76 | 1.72 | 1.76
IGCC | 0 | 0 | 0 | 0 | 0 | 0
DemandResponse | 0 | 0 | 0 | 0 | 0 | 0
IGCC-CCS | 0 | 0 | 0 | 0 | 0 | 0
WT_off | 0 | 0 | 0 | 0 | 0 | 0
PseudoUnit | 0 | 0 | 0 | 0 | 0 | 0
FixedInterchange | 0 | 0 | 0 | 0 | 0 | 0
Base VOM Costs by Reporting Type: MISO_WUMS
ReportingType | 2015 | 2020 | 2025 | 2030 | 2035 | 2040
BM | 0 | 0 | 0 | 0 | 119.42 | 119.42
CC | 172.35 | 177.45 | 188.1 | 160.39 | 79.07 | 18.76
CSP | 0 | 0 | 0 | 0 | 0 | 0
CT | 0 | 0 | 0 | 0 | 0 | 0
Coal | 47.73 | 6.75 | 4.26 | 4.53 | 6.79 | 9.49
Geo | 0 | 0 | 0 | 0 | 0 | 0
H | 0 | 0 | 0 | 0 | 0 | 0
LFG | 0.01 | 0.01 | 0.03 | 0.03 | 0.03 | 0.03
Nuc | 33.6 | 33.6 | 33.6 | 34.83 | 21.74 | 54.92
PS | 0 | 0 | 0 | 0 | 0 | 0
PV | 0 | 0 | 0 | 0 | 0 | 0
PeakG | 0 | 0 | 0 | 0 | 0 | 0
PeakO | 0 | 0 | 0 | 0 | 0 | 0
ST | 0 | 0 | 0 | 0 | 0 | 0
STOG | 0 | 0 | 0 | 0 | 0 | 0
STWD | 0.05 | 0.09 | 0.09 | 0.53 | 1.75 | 1.08
WT | 0.05 | 0.05 | 0.05 | 0.05 | 0.05 | 0.05
IGCC | 0 | 0 | 0 | 0 | 0 | 0
DemandResponse | 0 | 0 | 0 | 0 | 0 | 0
IGCC-CCS | 0 | 0 | 0 | 0 | 0 | 0
WT_off | 0 | 0 | 0 | 0 | 0 | 0
PseudoUnit | 0 | 0 | 0 | 0 | 0 | 0
FixedInterchange | 0 | 0 | 0 | 0 | 0 | 0
Base VOM Costs by Reporting Type: Nebraska
ReportingType | 2015 | 2020 | 2025 | 2030 | 2035 | 2040
BM | 0 | 0 | 0 | 0 | 90.61 | 74.43
CC | 3.18 | 49.38 | 49.72 | 38.38 | 10.97 | 9.9
CSP | 0 | 0 | 0 | 0 | 0 | 0
CT | 0 | 0 | 0 | 0 | 0 | 0
Coal | 117.38 | 18.12 | 10.03 | 9.34 | 8.95 | 8.95
Geo | 0 | 0 | 0 | 0 | 0 | 0
H | 0 | 0 | 0 | 0 | 0 | 0
LFG | 0 | 0 | 0 | 0.01 | 0.01 | 0.01
Nuc | 23.15 | 23.15 | 23.15 | 23.15 | 0 | 0
PS | 0 | 0 | 0 | 0 | 0 | 0
PV | 0 | 0 | 0 | 0 | 0 | 0
PeakG | 0.32 | 0 | 0 | 0.59 | 0 | 0
PeakO | 0 | 0 | 0 | 0 | 0 | 0
ST | 0 | 0 | 0 | 0 | 0 | 0
STOG | 0 | 0 | 0 | 0 | 0 | 0
STWD | 0 | 0 | 0 | 0 | 0 | 0
WT | 0.01 | 0.01 | 0.01 | 0.01 | 0.01 | 0.01
IGCC | 0 | 0 | 0 | 0 | 0 | 0
DemandResponse | 0 | 0 | 0 | 0 | 0 | 0
IGCC-CCS | 0 | 0 | 0 | 0 | 0 | 0
WT_off | 0 | 0 | 0 | 0 | 0 | 0
PseudoUnit | 0 | 0 | 0 | 0 | 0 | 0
FixedInterchange | 0 | 0 | 0 | 0 | 0 | 0
Base VOM Costs by Reporting Type: NEISO
ReportingType | 2015 | 2020 | 2025 | 2030 | 2035 | 2040
BM | 9.41 | 0.17 | 0.13 | 0.83 | 4.27 | 4.27
CC | 119.29 | 63.99 | 28.37 | 21.94 | 14.4 | 12.95
CSP | 0 | 0 | 0 | 0 | 0 | 0
CT | 0.03 | 0 | 0 | 0 | 0 | 0
Coal | 0.12 | 0 | 0 | 0 | 0 | 0
Geo | 0 | 0 | 0 | 0 | 0 | 0
H | 0 | 0 | 0 | 0 | 0 | 0
LFG | 0.05 | 0.05 | 0.05 | 0.06 | 0.06 | 0.06
Nuc | 85.9 | 85.9 | 85.9 | 85.9 | 62.06 | 45.84
PS | 0 | 0 | 0 | 0 | 0 | 0
PV | 0 | 0.01 | 0.01 | 0.01 | 0.01 | 0.01
PeakG | 0.13 | 0.25 | 0.09 | 0 | 0.06 | 0
PeakO | 0 | 0 | 0 | 0 | 0 | 0
ST | 0 | 0 | 0 | 0 | 0 | 0
STOG | 0 | 0 | 0 | 0 | 0 | 0
STWD | 10.15 | 0.08 | 0.05 | 0.39 | 4.79 | 4.79
WT | 0.01 | 0.17 | 0.23 | 0.27 | 0.44 | 0.45
IGCC | 0 | 0 | 0 | 0 | 0 | 0
DemandResponse | 0 | 0 | 0 | 0 | 0 | 0
IGCC-CCS | 0 | 0 | 0 | 0 | 0 | 0
WT_off | 0.02 | 0.02 | 0.02 | 0.02 | 0.02 | 0.02
PseudoUnit | 0 | 0 | 0 | 0 | 0 | 0
FixedInterchange | 0 | 0 | 0 | 0 | 0 | 0
Base VOM Costs by Reporting Type: NonRTO_Midwest
ReportingType | 2015 | 2020 | 2025 | 2030 | 2035 | 2040
BM | 0 | 0 | 0 | 0 | 199.34 | 216.98
CC | 56.71 | 125.07 | 125.07 | 122.15 | 15.05 | 5.13
CSP | 0 | 0 | 0 | 0 | 0 | 0
CT | 0 | 0 | 0 | 0 | 0 | 0
Coal | 165.65 | 81.3 | 21.92 | 12.1 | 14.32 | 14.32
Geo | 0 | 0 | 0 | 0 | 0 | 0
H | 0 | 0.04 | 0.04 | 0.04 | 0.04 | 0.04
LFG | 0 | 0.01 | 0.01 | 0.01 | 0.01 | 0.01
Nuc | 0 | 0 | 19.15 | 22.41 | 22.41 | 22.41
PS | 0 | 0 | 0 | 0 | 0 | 0
PV | 0 | 0 | 0 | 0 | 0 | 0
PeakG | 1.26 | 0.65 | 1.97 | 3.35 | 0 | 0
PeakO | 0 | 0 | 0 | 0 | 0 | 0
ST | 0 | 0 | 0 | 0 | 0 | 0
STOG | 0 | 0 | 0 | 0 | 0 | 0
STWD | 0 | 0 | 0 | 0 | 0 | 0
WT | 0 | 0 | 0 | 0 | 0 | 0
IGCC | 0 | 0 | 0 | 0 | 0 | 0
DemandResponse | 0 | 0 | 0 | 0 | 0 | 0
IGCC-CCS | 0 | 0 | 0 | 0 | 0 | 0
WT_off | 0 | 0 | 0 | 0 | 0 | 0
PseudoUnit | 0 | 0 | 0 | 0 | 0 | 0
FixedInterchange | 0 | 0 | 0 | 0 | 0 | 0
Base VOM Costs by Reporting Type: NYISO_A-F
ReportingType | 2015 | 2020 | 2025 | 2030 | 2035 | 2040
BM | 0 | 0 | 0 | 0 | 0 | 0
CC | 24.25 | 18.98 | 2.71 | 2.67 | 2.27 | 0.15
CSP | 0 | 0 | 0 | 0 | 0 | 0
CT | 0 | 0 | 0 | 0 | 0 | 0
Coal | 0 | 0 | 0 | 0 | 0 | 0
Geo | 0 | 0 | 0 | 0 | 0 | 0
H | 0 | 0 | 0 | 0 | 0 | 0
LFG | 0.02 | 0.02 | 0.02 | 0.02 | 0.02 | 0.02
Nuc | 62.23 | 62.23 | 62.23 | 50.74 | 40 | 24.24
PS | 0 | 0 | 0 | 0 | 0 | 0
PV | 0 | 0 | 0 | 0 | 0 | 0
PeakG | 0.02 | 0 | 0 | 0 | 0 | 0
PeakO | 0 | 0 | 0 | 0 | 0 | 0
ST | 0 | 0 | 0 | 0 | 0 | 0
STOG | 0 | 0 | 0 | 0 | 0 | 0
STWD | 0 | 0.01 | 0 | 0.04 | 0.67 | 0.71
WT | 0.11 | 0.13 | 0.33 | 0.4 | 0.4 | 0.4
IGCC | 0 | 0 | 0 | 0 | 0 | 0
DemandResponse | 0 | 0 | 0 | 0 | 0 | 0
IGCC-CCS | 0 | 0 | 0 | 0 | 0 | 0
WT_off | 0 | 0 | 0 | 0 | 0 | 0
PseudoUnit | 0 | 0 | 0 | 0 | 0 | 0
FixedInterchange | 0 | 0 | 0 | 0 | 0 | 0
Base VOM Costs by Reporting Type: NYISO_G-I
ReportingType | 2015 | 2020 | 2025 | 2030 | 2035 | 2040
BM | 0 | 0 | 0 | 0 | 0 | 22.97
CC | 8.94 | 3.89 | 4.22 | 2.54 | 1.66 | 1.15
CSP | 0 | 0 | 0 | 0 | 0 | 0
CT | 0 | 0 | 0 | 0 | 0 | 0
Coal | 0 | 0 | 0 | 0 | 0 | 0
Geo | 0 | 0 | 0 | 0 | 0 | 0
H | 0 | 0 | 0 | 0 | 0 | 0
LFG | 0.01 | 0.01 | 0.01 | 0.01 | 0.01 | 0.01
Nuc | 37.82 | 37.82 | 37.82 | 37.82 | 18.96 | 26.66
PS | 0 | 0 | 0 | 0 | 0 | 0
PV | 0 | 0 | 0 | 0 | 0.01 | 0.01
PeakG | 0 | 0 | 0 | 0 | 0 | 0
PeakO | 0 | 0 | 0 | 0 | 0 | 0
ST | 0 | 0 | 0 | 0 | 0 | 0
STOG | 0 | 0 | 0 | 0 | 0 | 0
STWD | 0 | 0 | 0 | 0 | 0 | 0
WT | 0 | 0 | 0.01 | 0.01 | 0.01 | 0.01
IGCC | 0 | 0 | 0 | 0 | 0 | 0
DemandResponse | 0 | 0 | 0 | 0 | 0 | 0
IGCC-CCS | 0 | 0 | 0 | 0 | 0 | 0
WT_off | 0 | 0 | 0 | 0 | 0 | 0
PseudoUnit | 0 | 0 | 0 | 0 | 0 | 0
FixedInterchange | 0 | 0 | 0 | 0 | 0 | 0
Base VOM Costs by Reporting Type: NYISO_J-K
ReportingType | 2015 | 2020 | 2025 | 2030 | 2035 | 2040
BM | 0 | 0 | 0 | 0 | 0 | 0
CC | 66.69 | 56.72 | 39.37 | 37.53 | 28.35 | 16.09
CSP | 0 | 0 | 0 | 0 | 0 | 0
CT | 0 | 0 | 0 | 0 | 0 | 0
Coal | 0 | 0 | 0 | 0 | 0 | 0
Geo | 0 | 0 | 0 | 0 | 0 | 0
H | 0 | 0 | 0 | 0 | 0 | 0
LFG | 0.01 | 0.01 | 0.01 | 0.02 | 0.02 | 0.02
Nuc | 0 | 0 | 0 | 0 | 0 | 0
PS | 0 | 0 | 0 | 0 | 0 | 0
PV | 0 | 0 | 0 | 0 | 0 | 0
PeakG | 0.44 | 0.73 | 0.83 | 0.78 | 1.39 | 1.39
PeakO | 0 | 0 | 0 | 0 | 0 | 0
ST | 0 | 0 | 0 | 0 | 0 | 0
STOG | 1.01 | 1.48 | 2.18 | 2.12 | 0.54 | 0.27
STWD | 0 | 0 | 0 | 0 | 0 | 0
WT | 0 | 0 | 0.01 | 0.01 | 0.01 | 0.01
IGCC | 0 | 0 | 0 | 0 | 0 | 0
DemandResponse | 0 | 0 | 0 | 0 | 0 | 0
IGCC-CCS | 0 | 0 | 0 | 0 | 0 | 0
WT_off | 0 | 0 | 0 | 0 | 0.09 | 0.09
PseudoUnit | 0 | 0 | 0 | 0 | 0 | 0
FixedInterchange | 0 | 0 | 0 | 0 | 0 | 0
Base VOM Costs by Reporting Type: PJM_E
ReportingType | 2015 | 2020 | 2025 | 2030 | 2035 | 2040
BM | 0.06 | 0.12 | 0.35 | 1.12 | 1.12 | 12.4
CC | 142.09 | 158.78 | 157.84 | 121.65 | 91.38 | 42.47
CSP | 0 | 0 | 0 | 0 | 0 | 0
CT | 0 | 0.03 | 0.05 | 0 | 0 | 0
Coal | 2.5 | 1.36 | 0.9 | 0.02 | 0.83 | 2.38
Geo | 0 | 0 | 0 | 0 | 0 | 0
H | 0 | 0 | 0 | 0 | 0 | 0
LFG | 0.04 | 0.04 | 0.05 | 0.05 | 0.05 | 0.05
Nuc | 157.37 | 146 | 146 | 146 | 104.88 | 83.17
PS | 0 | 0 | 0 | 0 | 0 | 0
PV | 0 | 0 | 0 | 0 | 0 | 0
PeakG | 0.64 | 2.1 | 4 | 3.06 | 2.1 | 2.1
PeakO | 0 | 0 | 0 | 0 | 0 | 0
ST | 0 | 0 | 0 | 0 | 0 | 0
STOG | 0.64 | 0.87 | 1.5 | 0.12 | 0 | 0
STWD | 0 | 0 | 0 | 0 | 0 | 0
WT | 0.02 | 0.02 | 0.02 | 0.02 | 0.02 | 0.02
IGCC | 0 | 0 | 0 | 0 | 0 | 0
DemandResponse | 0 | 0 | 0 | 0 | 0 | 0
IGCC-CCS | 0 | 0 | 0 | 0 | 0 | 0
WT_off | 0 | 0 | 0.04 | 0.37 | 0.37 | 0.37
PseudoUnit | 0 | 0 | 0 | 0 | 0 | 0
FixedInterchange | 0 | 0 | 0 | 0 | 0 | 0
Base VOM Costs by Reporting Type: PJM_ROM
ReportingType | 2015 | 2020 | 2025 | 2030 | 2035 | 2040
BM | 0.04 | 0.07 | 0.21 | 0.67 | 77.44 | 87.97
CC | 64.04 | 72.96 | 74.38 | 52.74 | 38.05 | 16.35
CSP | 0 | 0 | 0 | 0 | 0 | 0
CT | 0 | 0.02 | 0.03 | 0.02 | 0 | 0
Coal | 64.94 | 22.4 | 1.58 | 0 | 0 | 0
Geo | 0 | 0 | 0 | 0 | 0 | 0
H | 0 | 0.03 | 0.03 | 0.03 | 0.03 | 0.03
LFG | 0.03 | 0.04 | 0.05 | 0.05 | 0.05 | 0.05
Nuc | 93.13 | 93.13 | 93.13 | 93.13 | 61.1 | 106.5
PS | 0 | 0 | 0 | 0 | 0 | 0
PV | 0 | 0.03 | 0.04 | 0.04 | 0.04 | 0.04
PeakG | 0 | 0.12 | 0.12 | 1.27 | 1.12 | 1.27
PeakO | 0 | 0 | 0 | 0 | 0 | 0
ST | 0 | 0 | 0 | 0 | 0 | 0
STOG | 1.64 | 1.64 | 3.21 | 3.17 | 0 | 0
STWD | 0.07 | 0.13 | 0.37 | 1.16 | 1.16 | 1.16
WT | 0.03 | 0.05 | 0.19 | 0.19 | 0.19 | 0.19
IGCC | 0 | 0 | 0 | 0 | 0 | 0
DemandResponse | 0 | 0 | 0 | 0 | 0 | 0
IGCC-CCS | 0 | 0 | 0 | 0 | 0 | 0
WT_off | 0 | 0 | 0 | 0.37 | 0.38 | 0.4
PseudoUnit | 0 | 0 | 0 | 0 | 0 | 0
FixedInterchange | 0 | 0 | 0 | 0 | 0 | 0
Base VOM Costs by Reporting Type: PJM_ROR
ReportingType | 2015 | 2020 | 2025 | 2030 | 2035 | 2040
BM | 0.81 | 1.52 | 4.45 | 14.36 | 393.86 | 393.86
CC | 481.81 | 559.76 | 556.2 | 493.21 | 230.39 | 57.11
CSP | 0 | 0 | 0 | 0 | 0 | 0
CT | 0.03 | 0.03 | 0.06 | 0.06 | 0 | 0
Coal | 814.46 | 482.04 | 39.2 | 16.19 | 25.06 | 25.06
Geo | 0 | 0 | 0 | 0 | 0 | 0
H | 0 | 0.03 | 0.03 | 0.03 | 0.03 | 0.03
LFG | 0.05 | 0.09 | 0.09 | 0.09 | 0.09 | 0.09
Nuc | 370.54 | 370.54 | 370.54 | 354.51 | 358.89 | 484.86
PS | 0 | 0 | 0 | 0 | 0 | 0
PV | 0 | 0.01 | 0.01 | 0.01 | 0.01 | 0.01
PeakG | 7.83 | 8.57 | 11.46 | 7.26 | 2.57 | 3.57
PeakO | 0 | 0 | 0 | 0 | 0 | 0
ST | 0 | 0 | 0 | 0 | 0 | 0
STOG | 1.45 | 1.9 | 1.9 | 1.9 | 0 | 0
STWD | 0.09 | 0.18 | 0.52 | 2.37 | 3.23 | 2.52
WT | 0.31 | 0.69 | 1.44 | 1.44 | 1.44 | 1.44
IGCC | 0 | 0 | 0 | 0 | 0 | 0
DemandResponse | 0 | 0 | 0 | 0 | 0 | 0
IGCC-CCS | 0 | 0 | 0 | 0 | 0 | 0
WT_off | 0 | 0 | 0 | 0 | 0.34 | 0.36
PseudoUnit | 0 | 0 | 0 | 0 | 0 | 0
FixedInterchange | 0 | 0 | 0 | 0 | 0 | 0
Base VOM Costs by Reporting Type: SOCO
ReportingType | 2015 | 2020 | 2025 | 2030 | 2035 | 2040
BM | 0.19 | 0.44 | 1.5 | 2.05 | 244.58 | 177.15
CC | 421.42 | 528.33 | 539.89 | 392.13 | 112.33 | 19.66
CSP | 0 | 0 | 0 | 0 | 0 | 0
CT | 0 | 0 | 0 | 0 | 0 | 0
Coal | 135.64 | 45.16 | 19.26 | 19.26 | 19.26 | 19.26
Geo | 0 | 0 | 0 | 0 | 0 | 0
H | 0 | 0 | 0 | 0 | 0.02 | 0.02
LFG | 0 | 0.01 | 0.01 | 0.01 | 0.01 | 0.01
Nuc | 108.01 | 143 | 143 | 230.35 | 343.4 | 435.18
PS | 0 | 0 | 0 | 0 | 0 | 0
PV | 0 | 0 | 0 | 0.04 | 0.04 | 0.04
PeakG | 5.14 | 8.12 | 15 | 2.51 | 1.11 | 1.98
PeakO | 0 | 0 | 0 | 0 | 0 | 0
ST | 0 | 0 | 0 | 0 | 0 | 0
STOG | 0 | 0 | 0 | 0 | 0 | 0
STWD | 0.62 | 1.07 | 1.64 | 8.63 | 11.11 | 6.83
WT | 0 | 0 | 0 | 0 | 0 | 0
IGCC | 0 | 0 | 0 | 0 | 0 | 0
DemandResponse | 0 | 0 | 0 | 0 | 0 | 0
IGCC-CCS | 0 | 0 | 0 | 0 | 0 | 0
WT_off | 0 | 0 | 0 | 0 | 0 | 0
PseudoUnit | 0 | 0 | 0 | 0 | 0 | 0
FixedInterchange | 0 | 0 | 0 | 0 | 0 | 0
Base VOM Costs by Reporting Type: SPP_N
ReportingType | 2015 | 2020 | 2025 | 2030 | 2035 | 2040
BM | 0 | 0 | 0 | 0 | 200.46 | 178.43
CC | 45.08 | 64.91 | 67.88 | 65.67 | 16.97 | 14.09
CSP | 0 | 0 | 0 | 0 | 0 | 0
CT | 0 | 0 | 0 | 0 | 0 | 0
Coal | 217.7 | 62.89 | 5.94 | 3.76 | 7.56 | 7.16
Geo | 0 | 0 | 0 | 0 | 0 | 0
H | 0 | 0 | 0 | 0 | 0 | 0
LFG | 0 | 0 | 0 | 0.01 | 0.01 | 0.01
Nuc | 21.45 | 21.45 | 21.45 | 21.45 | 21.45 | 21.45
PS | 0 | 0 | 0 | 0 | 0 | 0
PV | 0 | 0 | 0 | 0 | 0 | 0
PeakG | 0.04 | 0 | 0 | 0.54 | 0 | 0
PeakO | 0 | 0 | 0 | 0 | 0 | 0
ST | 0 | 0 | 0 | 0 | 0 | 0
STOG | 0.63 | 0 | 0.27 | 0.85 | 0 | 0
STWD | 0 | 0 | 0 | 0 | 0 | 0
WT | 0.05 | 0.63 | 0.63 | 0.62 | 0.63 | 0.63
IGCC | 0 | 0 | 0 | 0 | 0 | 0
DemandResponse | 0 | 0 | 0 | 0 | 0 | 0
IGCC-CCS | 0 | 0 | 0 | 0 | 0 | 0
WT_off | 0 | 0 | 0 | 0 | 0 | 0
PseudoUnit | 0 | 0 | 0 | 0 | 0 | 0
FixedInterchange | 0 | 0 | 0 | 0 | 0 | 0
Base VOM Costs by Reporting Type: SPP_S
ReportingType | 2015 | 2020 | 2025 | 2030 | 2035 | 2040
BM | 0 | 0 | 0 | 0 | 161.48 | 148.22
CC | 105.95 | 154.15 | 179.72 | 169.2 | 61.45 | 53.87
CSP | 0 | 0 | 0 | 0 | 0 | 0
CT | 0.34 | 0 | 0 | 0 | 0.34 | 0.27
Coal | 301.15 | 36.45 | 6.6 | 0 | 0 | 0
Geo | 0 | 0 | 0 | 0 | 0 | 0
H | 0 | 0 | 0 | 0 | 0 | 0
LFG | 0 | 0 | 0 | 0.01 | 0.01 | 0.01
Nuc | 0 | 0 | 0 | 10.91 | 10.91 | 10.91
PS | 0 | 0 | 0 | 0 | 0 | 0
PV | 0 | 0 | 0 | 0 | 0 | 0
PeakG | 0 | 0 | 0 | 0 | 0 | 0
PeakO | 0 | 0 | 0 | 0 | 0 | 0
ST | 0 | 0 | 0 | 0 | 0 | 0
STOG | 5.36 | 1.29 | 2.65 | 3.21 | 0.32 | 0.24
STWD | 0.13 | 0.07 | 0.13 | 0.73 | 1.09 | 0.7
WT | 0.11 | 1.05 | 1.05 | 1.05 | 1.05 | 1.08
IGCC | 0 | 0 | 0 | 0 | 0 | 0
DemandResponse | 0 | 0 | 0 | 0 | 0 | 0
IGCC-CCS | 0 | 0 | 0 | 0 | 0 | 0
WT_off | 0 | 0 | 0 | 0 | 0 | 0
PseudoUnit | 0 | 0 | 0 | 0 | 0 | 0
FixedInterchange | 0 | 0 | 0 | 0 | 0 | 0
Base VOM Costs by Reporting Type: TVA
ReportingType | 2015 | 2020 | 2025 | 2030 | 2035 | 2040
BM | 0 | 0 | 0 | 0 | 275.88 | 267.95
CC | 140.49 | 235.23 | 257.48 | 234.71 | 58.28 | 8.67
CSP | 0 | 0 | 0 | 0 | 0 | 0
CT | 0 | 0 | 0 | 0 | 0 | 0
Coal | 148.95 | 77.02 | 3.94 | 0 | 0 | 0
Geo | 0 | 0 | 0 | 0 | 0 | 0
H | 0 | 0 | 0 | 0 | 0 | 0
LFG | 0 | 0.01 | 0.01 | 0.01 | 0.01 | 0.01
Nuc | 152.12 | 152.12 | 152.12 | 154.35 | 171.99 | 197.27
PS | 0 | 0 | 0 | 0 | 0 | 0
PV | 0 | 0 | 0 | 0.04 | 0.04 | 0.04
PeakG | 0 | 0 | 0 | 0 | 0 | 0
PeakO | 0 | 0 | 0 | 0 | 0 | 0
ST | 0 | 0 | 0 | 0 | 0 | 0
STOG | 0 | 0 | 0 | 0 | 0 | 0
STWD | 0 | 0 | 0.01 | 0.07 | 0.08 | 0.06
WT | 0 | 0 | 0 | 0 | 0 | 0
IGCC | 0 | 0 | 0 | 0 | 0 | 0
DemandResponse | 0 | 0 | 0 | 0 | 0 | 0
IGCC-CCS | 0 | 0 | 0 | 0 | 0 | 0
WT_off | 0 | 0 | 0 | 0 | 0 | 0
PseudoUnit | 0 | 0 | 0 | 0 | 0 | 0
FixedInterchange | 0 | 0 | 0 | 0 | 0 | 0
Base VOM Costs by Reporting Type: TVA_Transmission
ReportingType | 2015 | 2020 | 2025 | 2030 | 2035 | 2040
BM | 0 | 0 | 0 | 0 | 0 | 0
CC | 0 | 0 | 0 | 0 | 0 | 0
CSP | 0 | 0 | 0 | 0 | 0 | 0
CT | 0 | 0 | 0 | 0 | 0 | 0
Coal | 0 | 0 | 0 | 0 | 0 | 0
Geo | 0 | 0 | 0 | 0 | 0 | 0
H | 0 | 0 | 0 | 0 | 0 | 0
LFG | 0 | 0 | 0 | 0 | 0 | 0
Nuc | 0 | 0 | 0 | 0 | 0 | 0
PS | 0 | 0 | 0 | 0 | 0 | 0
PV | 0 | 0 | 0 | 0 | 0 | 0
PeakG | 0 | 0 | 0 | 0 | 0 | 0
PeakO | 0 | 0 | 0 | 0 | 0 | 0
ST | 0 | 0 | 0 | 0 | 0 | 0
STOG | 0 | 0 | 0 | 0 | 0 | 0
STWD | 0 | 0 | 0 | 0 | 0 | 0
WT | 0 | 0 | 0 | 0 | 0 | 0
IGCC | 0 | 0 | 0 | 0 | 0 | 0
DemandResponse | 0 | 0 | 0 | 0 | 0 | 0
IGCC-CCS | 0 | 0 | 0 | 0 | 0 | 0
WT_off | 0 | 0 | 0 | 0 | 0 | 0
PseudoUnit | 0 | 0 | 0 | 0 | 0 | 0
FixedInterchange | 0 | 0 | 0 | 0 | 0 | 0
Base VOM Costs by Reporting Type: VACAR
ReportingType | 2015 | 2020 | 2025 | 2030 | 2035 | 2040
BM | 0.03 | 0.03 | 0.02 | 0.03 | 113.97 | 227.53
CC | 356.63 | 355.02 | 307.65 | 149.39 | 62.87 | 31.47
CSP | 0 | 0 | 0 | 0 | 0 | 0
CT | 0.73 | 0.73 | 0.71 | 0 | 0 | 0
Coal | 165.29 | 99.51 | 14.71 | 5.04 | 12.34 | 12.34
Geo | 0 | 0 | 0 | 0 | 0 | 0
H | 0 | 0 | 0 | 0 | 0 | 0
LFG | 0.01 | 0.01 | 0.01 | 0.01 | 0.01 | 0.01
Nuc | 211.36 | 248.42 | 248.42 | 248.42 | 188.36 | 189.51
PS | 0 | 0 | 0 | 0 | 0 | 0
PV | 0 | 0 | 0 | 0 | 0.03 | 0.03
PeakG | 0.87 | 1.63 | 1.27 | 0.78 | 1.04 | 1.12
PeakO | 0 | 0 | 0 | 0 | 0 | 0
ST | 0 | 0 | 0 | 0 | 0 | 0
STOG | 0 | 0 | 0 | 0 | 0 | 0
STWD | 4.67 | 3.44 | 0.75 | 1.41 | 4.67 | 2.87
WT | 0 | 0.08 | 0.08 | 0.08 | 0.08 | 0.08
IGCC | 0 | 0 | 0 | 0 | 0 | 0
DemandResponse | 0 | 0 | 0 | 0 | 0 | 0
IGCC-CCS | 0 | 0 | 0 | 0 | 0 | 0
WT_off | 0 | 0.02 | 0.59 | 1.44 | 1.44 | 1.44
PseudoUnit | 0 | 0 | 0 | 0 | 0 | 0
FixedInterchange | 0 | 0 | 0 | 0 | 0 | 0
Base VOM Costs by Reporting Type: IESO
ReportingType | 2015 | 2020 | 2025 | 2030 | 2035 | 2040
BM | 0 | 0 | 0 | 0 | 0.17 | 0.32
CC | 21.23 | 1.39 | 0.34 | 0.16 | 0.17 | 0.27
CSP | 0 | 0 | 0 | 0 | 0 | 0
CT | 0.03 | 0 | 0 | 0 | 0 | 0
Coal | 0 | 0 | 0 | 0 | 0 | 0
Geo | 0 | 0 | 0 | 0 | 0 | 0
H | 0 | 0 | 0 | 0 | 0 | 0.02
LFG | 0.01 | 0.01 | 0.01 | 0.01 | 0.01 | 0.01
Nuc | 240.73 | 238.61 | 235.86 | 240.73 | 221.68 | 193.2
PS | 0 | 0 | 0 | 0 | 0 | 0
PV | 0 | 0 | 0 | 0 | 0 | 0
PeakG | 0 | 0 | 0 | 0 | 0 | 0
PeakO | 0 | 0 | 0 | 0 | 0 | 0
ST | 0 | 0 | 0 | 0 | 0 | 0
STOG | 0 | 0 | 0 | 0 | 0 | 0
STWD | 0.02 | 0.01 | 0 | 0.06 | 0.06 | 1.34
WT | 0.09 | 0.09 | 0.09 | 0.09 | 0.09 | 0.1
IGCC | 0 | 0 | 0 | 0 | 0 | 0
DemandResponse | 0 | 0 | 0 | 0 | 0 | 0
IGCC-CCS | 0 | 0 | 0 | 0 | 0 | 0
WT_off | 0 | 0 | 0 | 0 | 0 | 0
PseudoUnit | 0 | 0 | 0 | 0 | 0 | 0
FixedInterchange | 0 | 0 | 0 | 0 | 0 | 0
Base VOM Costs by Reporting Type: MAPP_CA
ReportingType | 2015 | 2020 | 2025 | 2030 | 2035 | 2040
BM | 0 | 0 | 0 | 0 | 0 | 0
CC | 19.37 | 15.52 | 3.34 | 0 | 0 | 0
CSP | 0 | 0 | 0 | 0 | 0 | 0
CT | 0 | 0 | 0 | 0 | 0 | 0
Coal | 1.07 | 0.21 | 0 | 0 | 0 | 0
Geo | 0 | 0 | 0 | 0 | 0 | 0
H | 0 | 0.05 | 0.15 | 0.32 | 0.32 | 0.32
LFG | 0 | 0 | 0 | 0 | 0 | 0
Nuc | 0 | 0 | 0 | 0 | 0 | 0
PS | 0 | 0 | 0 | 0 | 0 | 0
PV | 0 | 0 | 0 | 0 | 0 | 0
PeakG | 0.54 | 0.5 | 0 | 0 | 0 | 0
PeakO | 0 | 0 | 0 | 0 | 0 | 0
ST | 0 | 0 | 0 | 0 | 0 | 0
STOG | 0.03 | 0 | 0 | 0 | 0 | 0
STWD | 0 | 0 | 0 | 0 | 0 | 0
WT | 0.02 | 0.02 | 0.02 | 0.02 | 0 | 0
IGCC | 0 | 0 | 0 | 0 | 0 | 0
DemandResponse | 0 | 0 | 0 | 0 | 0 | 0
IGCC-CCS | 0 | 0 | 0 | 0 | 0 | 0
WT_off | 0 | 0 | 0 | 0 | 0 | 0
PseudoUnit | 0 | 0 | 0 | 0 | 0 | 0
FixedInterchange | 0 | 0 | 0 | 0 | 0 | 0
Base VOM Costs by Reporting Type: AZ_NM_SNV_Coal
ReportingType | 2015 | 2020 | 2025 | 2030 | 2035 | 2040
BM | 0 | 0 | 0 | 0 | 0 | 0
CC | 0 | 0 | 0 | 0 | 0 | 0
CSP | 0 | 0 | 0 | 0 | 0 | 0
CT | 0 | 0 | 0 | 0 | 0 | 0
Coal | 196.48 | 199.52 | 39.64 | 0.08 | 0.28 | 0.13
Geo | 0 | 0 | 0 | 0 | 0 | 0
H | 0 | 0 | 0 | 0 | 0 | 0
LFG | 0 | 0 | 0 | 0 | 0 | 0
Nuc | 0 | 0 | 0 | 0 | 0 | 0
PS | 0 | 0 | 0 | 0 | 0 | 0
PV | 0 | 0 | 0 | 0 | 0 | 0
PeakG | 0 | 0 | 0 | 0 | 0 | 0
PeakO | 0 | 0 | 0 | 0 | 0 | 0
ST | 0 | 0 | 0 | 0 | 0 | 0
STOG | 0 | 0 | 0 | 0 | 0 | 0
STWD | 0 | 0 | 0 | 0 | 0 | 0
WT | 0 | 0 | 0 | 0 | 0 | 0
IGCC | 0 | 0 | 0 | 0 | 0 | 0
DemandResponse | 0 | 0 | 0 | 0 | 0 | 0
IGCC-CCS | 0 | 0 | 0 | 0 | 0 | 0
WT_off | 0 | 0 | 0 | 0 | 0 | 0
PseudoUnit | 0 | 0 | 0 | 0 | 0 | 0
FixedInterchange | 0 | 0 | 0 | 0 | 0 | 0
Base VOM Costs by Reporting Type: AZ_NM_SNV_Gas
ReportingType | 2015 | 2020 | 2025 | 2030 | 2035 | 2040
BM | 0 | 0 | 0 | 0 | 0 | 0
CC | 170.77 | 142.33 | 172.81 | 122.63 | 40.02 | 28.7
CSP | 0 | 0 | 0 | 0 | 0 | 0
CT | 0 | 0 | 0 | 0 | 0 | 0
Coal | 0 | 0 | 0 | 0 | 0 | 0
Geo | 0 | 0 | 0 | 0 | 0 | 0
H | 0 | 0 | 0 | 0 | 0 | 0
LFG | 0 | 0 | 0 | 0 | 0 | 0
Nuc | 0 | 0 | 0 | 0 | 0 | 0
PS | 0 | 0 | 0 | 0 | 0 | 0
PV | 0 | 0 | 0 | 0 | 0 | 0
PeakG | 0 | 0 | 0 | 0 | 0 | 0
PeakO | 0 | 0 | 0 | 0 | 0 | 0
ST | 0 | 0 | 0 | 0 | 0 | 0
STOG | 0 | 0 | 0 | 0 | 0 | 0
STWD | 0 | 0 | 0 | 0 | 0 | 0
WT | 0 | 0 | 0 | 0 | 0 | 0
IGCC | 0 | 0 | 0 | 0 | 0 | 0
DemandResponse | 0 | 0 | 0 | 0 | 0 | 0
IGCC-CCS | 0 | 0 | 0 | 0 | 0 | 0
WT_off | 0 | 0 | 0 | 0 | 0 | 0
PseudoUnit | 0 | 0 | 0 | 0 | 0 | 0
FixedInterchange | 0 | 0 | 0 | 0 | 0 | 0
Base VOM Costs by Reporting Type: AZ_NM_SNV_NucRenew
ReportingType | 2015 | 2020 | 2025 | 2030 | 2035 | 2040
BM | 0 | 0 | 0 | 0 | 0 | 91.31
CC | 0 | 0 | 0 | 0 | 0 | 0
CSP | 0 | 0 | 0 | 0 | 0 | 0
CT | 0 | 0 | 0 | 0 | 0 | 0
Coal | 0 | 0 | 0 | 0 | 0 | 0
Geo | 0 | 12.49 | 116.31 | 116.31 | 116.31 | 116.31
H | 0 | 0 | 0 | 0 | 0 | 0
LFG | 0 | 0.01 | 0.01 | 0.01 | 0.01 | 0.01
Nuc | 71.66 | 71.66 | 71.66 | 138.86 | 248.84 | 248.84
PS | 0 | 0 | 0 | 0 | 0 | 0
PV | 0 | 0 | 0 | 0 | 0 | 0
PeakG | 0 | 0 | 0 | 0 | 0 | 0
PeakO | 0 | 0 | 0 | 0 | 0 | 0
ST | 0.01 | 0.03 | 0.04 | 0.04 | 0.06 | 0.06
STOG | 0 | 0 | 0 | 0 | 0 | 0
STWD | 0.43 | 0.32 | 0.43 | 0.43 | 0.43 | 0.34
WT | 0.02 | 0.35 | 0.35 | 0.36 | 0.36 | 0.36
IGCC | 0 | 0 | 0 | 0 | 0 | 0
DemandResponse | 0 | 0 | 0 | 0 | 0 | 0
IGCC-CCS | 0 | 0 | 0 | 0 | 0 | 0
WT_off | 0 | 0 | 0 | 0 | 0 | 0
PseudoUnit | 0 | 0 | 0 | 0 | 0 | 0
FixedInterchange | 0 | 0 | 0 | 0 | 0 | 0
Base VOM Costs by Reporting Type: ERCOT
ReportingType | 2015 | 2020 | 2025 | 2030 | 2035 | 2040
BM | 0.49 | 0.29 | 0.77 | 5.41 | 119.83 | 93.08
CC | 620.33 | 553.38 | 592.95 | 498.39 | 182.55 | 120.36
CSP | 0 | 0 | 0 | 0 | 0 | 0
CT | 0 | 0 | 0.01 | 0.08 | 0 | 0
Coal | 189.72 | 103.83 | 17.34 | 15.73 | 15.73 | 14.3
Geo | 0 | 0 | 0 | 0 | 0 | 0
H | 0 | 0 | 0 | 0 | 0.02 | 0.02
LFG | 0.01 | 0.01 | 0.04 | 0.04 | 0.04 | 0.04
Nuc | 94.14 | 94.14 | 94.14 | 168.28 | 338.7 | 398.45
PS | 0 | 0 | 0 | 0 | 0 | 0
PV | 0 | 0 | 0 | 0 | 0 | 0
PeakG | 0 | 0 | 0 | 0.3 | 0.41 | 0.28
PeakO | 0 | 0 | 0 | 0 | 0 | 0
ST | 0 | 0 | 0 | 0 | 0 | 0
STOG | 6.2 | 4.35 | 4.93 | 1.88 | 0 | 0
STWD | 0 | 0 | 0 | 0 | 0 | 0
WT | 0.32 | 0.93 | 0.93 | 0.92 | 0.92 | 0.92
IGCC | 0 | 0 | 0 | 0 | 0 | 0
DemandResponse | 0 | 0 | 0 | 0 | 0 | 0
IGCC-CCS | 0 | 0 | 0 | 0 | 0 | 0
WT_off | 0 | 0 | 0 | 0 | 0 | 0
PseudoUnit | 0 | 0 | 0 | 0 | 0 | 0
FixedInterchange | 0 | 0 | 0 | 0 | 0 | 0
Base VOM Costs by Reporting Type: NP15
ReportingType | 2015 | 2020 | 2025 | 2030 | 2035 | 2040
BM | 0 | 0 | 0 | 0 | 31.46 | 24.23
CC | 154.3 | 138.67 | 128.06 | 74.09 | 28.37 | 20.62
CSP | 0 | 0 | 0 | 0 | 0 | 0
CT | 0 | 0 | 0 | 0 | 0 | 0
Coal | 5.45 | 0 | 0 | 0 | 0 | 0
Geo | 0.11 | 0.11 | 48.23 | 48.23 | 48.23 | 48.23
H | 0 | 0 | 0 | 0 | 0 | 0
LFG | 0.01 | 0.01 | 0.06 | 0.06 | 0.06 | 0.06
Nuc | 42.53 | 42.53 | 42.53 | 108.97 | 147.09 | 156.12
PS | 0 | 0 | 0 | 0 | 0 | 0
PV | 0 | 0 | 0 | 0 | 0 | 0.02
PeakG | 0 | 0 | 0 | 0 | 0 | 0
PeakO | 0 | 0 | 0 | 0 | 0 | 0
ST | 0 | 0 | 0 | 0 | 0 | 0
STOG | 0.16 | 0.24 | 0.08 | 0 | 0 | 0
STWD | 7.35 | 0.39 | 3.02 | 7.35 | 7.35 | 5.71
WT | 0.04 | 0.13 | 0.33 | 0.35 | 0.36 | 0.36
IGCC | 0 | 0 | 0 | 0 | 0 | 0
DemandResponse | 0 | 0 | 0 | 0 | 0 | 0
IGCC-CCS | 0 | 0 | 0 | 0 | 0 | 0
WT_off | 0 | 0 | 0 | 0 | 0 | 0
PseudoUnit | 0 | 0 | 0 | 0 | 0 | 0
FixedInterchange | 0 | 0 | 0 | 0 | 0 | 0
Base VOM Costs by Reporting Type: NWPP_Coal
ReportingType | 2015 | 2020 | 2025 | 2030 | 2035 | 2040
BM | 0 | 0 | 0 | 0 | 0 | 0
CC | 0 | 0 | 0 | 0 | 0 | 0
CSP | 0 | 0 | 0 | 0 | 0 | 0
CT | 0 | 0 | 0 | 0 | 0 | 0
Coal | 198.81 | 169.58 | 5.38 | 5.38 | 5.38 | 2.52
Geo | 0 | 0 | 0 | 0 | 0 | 0
H | 0 | 0 | 0 | 0 | 0 | 0
LFG | 0 | 0 | 0 | 0 | 0 | 0
Nuc | 0 | 0 | 0 | 0 | 0 | 0
PS | 0 | 0 | 0 | 0 | 0 | 0
PV | 0 | 0 | 0 | 0 | 0 | 0
PeakG | 0 | 0 | 0 | 0 | 0 | 0
PeakO | 0 | 0 | 0 | 0 | 0 | 0
ST | 0 | 0 | 0 | 0 | 0 | 0
STOG | 0 | 0 | 0 | 0 | 0 | 0
STWD | 0 | 0 | 0 | 0 | 0 | 0
WT | 0 | 0 | 0 | 0 | 0 | 0
IGCC | 0 | 0 | 0 | 0 | 0 | 0
DemandResponse | 0 | 0 | 0 | 0 | 0 | 0
IGCC-CCS | 0 | 0 | 0 | 0 | 0 | 0
WT_off | 0 | 0 | 0 | 0 | 0 | 0
PseudoUnit | 0 | 0 | 0 | 0 | 0 | 0
FixedInterchange | 0 | 0 | 0 | 0 | 0 | 0
Base VOM Costs by Reporting Type: NWPP_Gas
ReportingType | 2015 | 2020 | 2025 | 2030 | 2035 | 2040
BM | 0 | 0 | 0 | 0 | 0 | 0
CC | 108.16 | 108.16 | 91.74 | 58.35 | 3.55 | 0.69
CSP | 0 | 0 | 0 | 0 | 0 | 0
CT | 0 | 0 | 0 | 0 | 0 | 0
Coal | 0 | 0 | 0 | 0 | 0 | 0
Geo | 0 | 0 | 0 | 0 | 0 | 0
H | 0 | 0 | 0 | 0 | 0 | 0
LFG | 0 | 0 | 0 | 0 | 0 | 0
Nuc | 0 | 0 | 0 | 0 | 0 | 0
PS | 0 | 0 | 0 | 0 | 0 | 0
PV | 0 | 0 | 0 | 0 | 0 | 0
PeakG | 0 | 0 | 0 | 0 | 0 | 0
PeakO | 0 | 0 | 0 | 0 | 0 | 0
ST | 0 | 0 | 0 | 0 | 0 | 0
STOG | 0 | 0 | 0 | 0 | 0 | 0
STWD | 0 | 0 | 0 | 0 | 0 | 0
WT | 0 | 0 | 0 | 0 | 0 | 0
IGCC | 0 | 0 | 0 | 0 | 0 | 0
DemandResponse | 0 | 0 | 0 | 0 | 0 | 0
IGCC-CCS | 0 | 0 | 0 | 0 | 0 | 0
WT_off | 0 | 0 | 0 | 0 | 0 | 0
PseudoUnit | 0 | 0 | 0 | 0 | 0 | 0
FixedInterchange | 0 | 0 | 0 | 0 | 0 | 0
Base VOM Costs by Reporting Type: NWPP_NucRenew
ReportingType | 2015 | 2020 | 2025 | 2030 | 2035 | 2040
BM | 0 | 1.21 | 0.87 | 1.21 | 58.27 | 126.44
CC | 0 | 0 | 0 | 0 | 0 | 0
CSP | 0 | 0 | 0 | 0 | 0 | 0
CT | 0 | 0 | 0 | 0 | 0 | 0
Coal | 0 | 0 | 0 | 0 | 0 | 0
Geo | 6.93 | 6.93 | 41.74 | 41.74 | 41.74 | 41.74
H | 0 | 0 | 0.01 | 0.01 | 0.01 | 0.01
LFG | 0.01 | 0.01 | 0.03 | 0.03 | 0.03 | 0.03
Nuc | 20.91 | 20.91 | 20.91 | 53.4 | 81.13 | 81.13
PS | 0 | 0 | 0 | 0 | 0 | 0
PV | 0 | 0 | 0 | 0 | 0 | 0.01
PeakG | 0 | 0 | 0 | 0 | 0 | 0
PeakO | 0 | 0 | 0 | 0 | 0 | 0
ST | 0 | 0 | 0 | 0 | 0 | 0
STOG | 0 | 0 | 0 | 0 | 0 | 0
STWD | 0 | 0.01 | 4.4 | 9.33 | 9.33 | 4.4
WT | 0.19 | 0.28 | 0.7 | 0.71 | 0.71 | 0.76
IGCC | 0 | 0 | 0 | 0 | 0 | 0
DemandResponse | 0 | 0 | 0 | 0 | 0 | 0
IGCC-CCS | 0 | 0 | 0 | 0 | 0 | 0
WT_off | 0 | 0 | 0 | 0 | 0 | 0
PseudoUnit | 0 | 0 | 0 | 0 | 0 | 0
FixedInterchange | 0 | 0 | 0 | 0 | 0 | 0
Base VOM Costs by Reporting Type: RMPA
ReportingType | 2015 | 2020 | 2025 | 2030 | 2035 | 2040
BM | 0 | 0 | 0 | 0 | 52.94 | 61.78
CC | 25.83 | 27.49 | 40.62 | 29.44 | 9.22 | 6.69
CSP | 0 | 0 | 0 | 0 | 0 | 0
CT | 0 | 0 | 0 | 0 | 0 | 0
Coal | 191.46 | 170.12 | 25.78 | 11.31 | 11.3 | 5.69
Geo | 0 | 37.64 | 206.14 | 206.14 | 206.14 | 206.14
H | 0 | 0 | 0 | 0 | 0 | 0
LFG | 0 | 0 | 0 | 0 | 0 | 0
Nuc | 0 | 0 | 6.06 | 37.07 | 37.07 | 37.07
PS | 0 | 0 | 0 | 0 | 0 | 0
PV | 0 | 0 | 0 | 0 | 0 | 0
PeakG | 0 | 0 | 0 | 0 | 0.01 | 0
PeakO | 0 | 0 | 0 | 0 | 0 | 0
ST | 0 | 0.01 | 0.01 | 0.01 | 0.01 | 0.01
STOG | 0 | 0 | 0 | 0 | 0 | 0
STWD | 0 | 0 | 0 | 0 | 0 | 0
WT | 0.07 | 0.19 | 0.19 | 0.2 | 0.2 | 0.21
IGCC | 0 | 0 | 0 | 0 | 0 | 0
DemandResponse | 0 | 0 | 0 | 0 | 0 | 0
IGCC-CCS | 0 | 0 | 0 | 0 | 0 | 0
WT_off | 0 | 0 | 0 | 0 | 0 | 0
PseudoUnit | 0 | 0 | 0 | 0 | 0 | 0
FixedInterchange | 0 | 0 | 0 | 0 | 0 | 0
Base VOM Costs by Reporting Type: SP15
ReportingType | 2015 | 2020 | 2025 | 2030 | 2035 | 2040
BM | 0.22 | 0.14 | 0.22 | 0.22 | 25.17 | 19.42
CC | 214.98 | 178.37 | 174.64 | 161.85 | 64.44 | 43.92
CSP | 0 | 0 | 0 | 0 | 0 | 0
CT | 0 | 0 | 0 | 0 | 0 | 0
Coal | 5.28 | 3.19 | 0 | 0 | 0 | 0
Geo | 4.1 | 120.4 | 120.4 | 120.4 | 120.4 | 120.4
H | 0 | 0 | 0 | 0 | 0 | 0
LFG | 0.02 | 0.05 | 0.07 | 0.07 | 0.07 | 0.07
Nuc | 41.61 | 41.61 | 41.61 | 41.61 | 47.83 | 100.02
PS | 0 | 0 | 0 | 0 | 0 | 0
PV | 0 | 0 | 0 | 0 | 0 | 0
PeakG | 0 | 0 | 0 | 0 | 0 | 0
PeakO | 0 | 0 | 0 | 0 | 0 | 0
ST | 0.02 | 0.02 | 0.08 | 0.09 | 0.11 | 0.14
STOG | 1.27 | 0.1 | 0.21 | 0.59 | 0.25 | 0.11
STWD | 1.98 | 0.22 | 1.45 | 1.98 | 1.98 | 1.54
WT | 0.07 | 0.46 | 0.46 | 0.46 | 0.46 | 0.46
IGCC | 0 | 0 | 0 | 0 | 0 | 0
DemandResponse | 0 | 0 | 0 | 0 | 0 | 0
IGCC-CCS | 0 | 0 | 0 | 0 | 0 | 0
WT_off | 0 | 0 | 0 | 0 | 0 | 0
PseudoUnit | 0 | 0 | 0 | 0 | 0 | 0
FixedInterchange | 0 | 0 | 0 | 0 | 0 | 0
Base VOM Costs by Reporting Type: ALB
ReportingType | 2015 | 2020 | 2025 | 2030 | 2035 | 2040
BM | 0 | 0 | 0 | 0 | 0 | 0
CC | 38.49 | 39.9 | 39.61 | 0.01 | 0 | 0.01
CSP | 0 | 0 | 0 | 0 | 0 | 0
CT | 0 | 0 | 0 | 0 | 0 | 0
Coal | 167.67 | 167.67 | 163.51 | 0 | 0 | 0
Geo | 0 | 0 | 0 | 0 | 0 | 0
H | 0 | 0 | 0 | 0 | 0 | 0
LFG | 0 | 0 | 0 | 0 | 0 | 0
Nuc | 0 | 0 | 0 | 138.08 | 142.65 | 142.86
PS | 0 | 0 | 0 | 0 | 0 | 0
PV | 0 | 0 | 0 | 0 | 0 | 0
PeakG | 0 | 0 | 0 | 0 | 0 | 0.02
PeakO | 0 | 0 | 0 | 0 | 0 | 0
ST | 0 | 0 | 0 | 0 | 0 | 0
STOG | 0 | 0 | 0 | 0 | 0 | 0
STWD | 0 | 2.07 | 2.89 | 2.89 | 2.89 | 2.89
WT | 0.02 | 0.02 | 0.02 | 0.02 | 0.02 | 0.02
IGCC | 0 | 0 | 0 | 0 | 0 | 0
DemandResponse | 0 | 0 | 0 | 0 | 0 | 0
IGCC-CCS | 0 | 0 | 0 | 0 | 0 | 0
WT_off | 0 | 0 | 0 | 0 | 0 | 0
PseudoUnit | 0 | 0 | 0 | 0 | 0 | 0
FixedInterchange | 0 | 0 | 0 | 0 | 0 | 0
Base VOM Costs by Reporting Type: BC
ReportingType | 2015 | 2020 | 2025 | 2030 | 2035 | 2040
BM | 0 | 0 | 0 | 0 | 0 | 0
CC | 12.87 | 12.87 | 12.87 | 9.15 | 0 | 0
CSP | 0 | 0 | 0 | 0 | 0 | 0
CT | 0 | 0 | 0 | 0 | 0 | 0
Coal | 0 | 0 | 0 | 0 | 0 | 0
Geo | 0 | 0 | 0 | 0 | 0 | 0
H | 0 | 0 | 0 | 0 | 0 | 0
LFG | 0 | 0 | 0 | 0 | 0 | 0
Nuc | 0 | 0 | 0 | 11.43 | 19.07 | 19.07
PS | 0 | 0 | 0 | 0 | 0 | 0
PV | 0 | 0 | 0 | 0 | 0 | 0
PeakG | 0 | 0 | 0 | 0 | 0 | 0
PeakO | 0 | 0 | 0 | 0 | 0 | 0
ST | 0 | 0 | 0 | 0 | 0 | 0
STOG | 0 | 0 | 0 | 0 | 0 | 0
STWD | 0 | 5.11 | 7.12 | 8.48 | 8.48 | 8.48
WT | 0.01 | 0.01 | 0.01 | 0.01 | 0.01 | 0.01
IGCC | 0 | 0 | 0 | 0 | 0 | 0
DemandResponse | 0 | 0 | 0 | 0 | 0 | 0
IGCC-CCS | 0 | 0 | 0 | 0 | 0 | 0
WT_off | 0 | 0 | 0 | 0 | 0 | 0
PseudoUnit | 0 | 0 | 0 | 0 | 0 | 0
FixedInterchange | 0 | 0 | 0 | 0 | 0 | 0
Base VOM Costs by Reporting Type: HQ_IESO
ReportingType | 2015 | 2020 | 2025 | 2030 | 2035 | 2040
BM | 0 | 0 | 0 | 0 | 0 | 0
CC | 0 | 0 | 0 | 0 | 0 | 0
CSP | 0 | 0 | 0 | 0 | 0 | 0
CT | 0 | 0 | 0 | 0 | 0 | 0
Coal | 0 | 0 | 0 | 0 | 0 | 0
Geo | 0 | 0 | 0 | 0 | 0 | 0
H | 0 | 0 | 0 | 0 | 0 | 0
LFG | 0 | 0 | 0 | 0 | 0 | 0
Nuc | 0 | 0 | 0 | 0 | 0 | 0
PS | 0 | 0 | 0 | 0 | 0 | 0
PV | 0 | 0 | 0 | 0 | 0 | 0
PeakG | 0 | 0 | 0 | 0 | 0 | 0
PeakO | 0 | 0 | 0 | 0 | 0 | 0
ST | 0 | 0 | 0 | 0 | 0 | 0
STOG | 0 | 0 | 0 | 0 | 0 | 0
STWD | 0 | 0 | 0 | 0 | 0 | 0
WT | 0 | 0 | 0 | 0 | 0 | 0
IGCC | 0 | 0 | 0 | 0 | 0 | 0
DemandResponse | 0 | 0 | 0 | 0 | 0 | 0
IGCC-CCS | 0 | 0 | 0 | 0 | 0 | 0
WT_off | 0 | 0 | 0 | 0 | 0 | 0
PseudoUnit | 0 | 0 | 0 | 0 | 0 | 3.81
FixedInterchange | 0 | 0 | 0 | 0 | 0 | 0
Base VOM Costs by Reporting Type: HQ_NEISO
ReportingType | 2015 | 2020 | 2025 | 2030 | 2035 | 2040
BM | 0 | 0 | 0 | 0 | 0 | 0
CC | 0 | 0 | 0 | 0 | 0 | 0
CSP | 0 | 0 | 0 | 0 | 0 | 0
CT | 0 | 0 | 0 | 0 | 0 | 0
Coal | 0 | 0 | 0 | 0 | 0 | 0
Geo | 0 | 0 | 0 | 0 | 0 | 0
H | 0 | 0 | 0 | 0 | 0 | 0
LFG | 0 | 0 | 0 | 0 | 0 | 0
Nuc | 0 | 0 | 0 | 0 | 0 | 0
PS | 0 | 0 | 0 | 0 | 0 | 0
PV | 0 | 0 | 0 | 0 | 0 | 0
PeakG | 0 | 0 | 0 | 0 | 0 | 0
PeakO | 0 | 0 | 0 | 0 | 0 | 0
ST | 0 | 0 | 0 | 0 | 0 | 0
STOG | 0 | 0 | 0 | 0 | 0 | 0
STWD | 0 | 0 | 0 | 0 | 0 | 0
WT | 0 | 0 | 0 | 0 | 0 | 0
IGCC | 0 | 0 | 0 | 0 | 0 | 0
DemandResponse | 0 | 0 | 0 | 0 | 0 | 0
IGCC-CCS | 0 | 0 | 0 | 0 | 0 | 0
WT_off | 0 | 0 | 0 | 0 | 0 | 0
PseudoUnit | 0 | 17.37 | 51.28 | 51.28 | 51.28 | 51.28
FixedInterchange | 0 | 0 | 0 | 0 | 0 | 0
Base VOM Costs by Reporting Type: HQ_NY
ReportingType | 2015 | 2020 | 2025 | 2030 | 2035 | 2040
BM | 0 | 0 | 0 | 0 | 0 | 0
CC | 0 | 0 | 0 | 0 | 0 | 0
CSP | 0 | 0 | 0 | 0 | 0 | 0
CT | 0 | 0 | 0 | 0 | 0 | 0
Coal | 0 | 0 | 0 | 0 | 0 | 0
Geo | 0 | 0 | 0 | 0 | 0 | 0
H | 0 | 0 | 0 | 0 | 0 | 0
LFG | 0 | 0 | 0 | 0 | 0 | 0
Nuc | 0 | 0 | 0 | 0 | 0 | 0
PS | 0 | 0 | 0 | 0 | 0 | 0
PV | 0 | 0 | 0 | 0 | 0 | 0
PeakG | 0 | 0 | 0 | 0 | 0 | 0
PeakO | 0 | 0 | 0 | 0 | 0 | 0
ST | 0 | 0 | 0 | 0 | 0 | 0
STOG | 0 | 0 | 0 | 0 | 0 | 0
STWD | 0 | 0 | 0 | 0 | 0 | 0
WT | 0 | 0 | 0 | 0 | 0 | 0
IGCC | 0 | 0 | 0 | 0 | 0 | 0
DemandResponse | 0 | 0 | 0 | 0 | 0 | 0
IGCC-CCS | 0 | 0 | 0 | 0 | 0 | 0
WT_off | 0 | 0 | 0 | 0 | 0 | 0
PseudoUnit | 0 | 101.99 | 101.99 | 101.99 | 101.99 | 101.99
FixedInterchange | 0 | 0 | 0 | 0 | 0 | 0
Base VOM Costs by Reporting Type: MARITIMES
ReportingType | 2015 | 2020 | 2025 | 2030 | 2035 | 2040
BM | 0 | 0 | 0 | 0 | 0 | 0
CC | 0 | 0 | 0 | 0 | 0 | 0
CSP | 0 | 0 | 0 | 0 | 0 | 0
CT | 0 | 0 | 0 | 0 | 0 | 0
Coal | 0 | 0 | 0 | 0 | 0 | 0
Geo | 0 | 0 | 0 | 0 | 0 | 0
H | 0 | 0 | 0 | 0 | 0 | 0
LFG | 0 | 0 | 0 | 0 | 0 | 0
Nuc | 0 | 0 | 0 | 0 | 0 | 0
PS | 0 | 0 | 0 | 0 | 0 | 0
PV | 0 | 0 | 0 | 0 | 0 | 0
PeakG | 0 | 0 | 0 | 0 | 0 | 0
PeakO | 0 | 0 | 0 | 0 | 0 | 0
ST | 0 | 0 | 0 | 0 | 0 | 0
STOG | 0 | 0 | 0 | 0 | 0 | 0
STWD | 0 | 0 | 0 | 0 | 0 | 0
WT | 0 | 0 | 0 | 0 | 0 | 0
IGCC | 0 | 0 | 0 | 0 | 0 | 0
DemandResponse | 0 | 0 | 0 | 0 | 0 | 0
IGCC-CCS | 0 | 0 | 0 | 0 | 0 | 0
WT_off | 0 | 0 | 0 | 0 | 0 | 0
PseudoUnit | 0 | 17.37 | 17.37 | 17.37 | 17.37 | 17.37
FixedInterchange | 0 | 0 | 0 | 0 | 0 | 0
Base VOM Costs by Reporting Type: All
ReportingType | 2015 | 2020 | 2025 | 2030 | 2035 | 2040
BM | 11.26 | 3.99 | 8.52 | 25.92 | 2866.32 | 3418.94
CC | 4525.4 | 5195.22 | 5284.9 | 4142.1 | 1565.29 | 736.79
CSP | 0 | 0 | 0 | 0 | 0 | 0
CT | 6.17 | 9.42 | 10.23 | 3.36 | 0.34 | 0.35
Coal | 4350.34 | 2010.86 | 443 | 139.92 | 185.73 | 184.25
Geo | 11.14 | 177.58 | 532.83 | 532.83 | 532.83 | 532.83
H | 0 | 0.18 | 0.33 | 0.5 | 0.54 | 0.56
LFG | 0.38 | 0.54 | 0.73 | 0.79 | 0.79 | 0.79
Nuc | 2164.81 | 2223.36 | 2304.73 | 2993.13 | 3296.86 | 3727.6
PS | 0 | 0 | 0 | 0 | 0 | 0
PV | 0.02 | 0.06 | 0.08 | 0.38 | 0.41 | 0.44
PeakG | 24.39 | 28.4 | 40.62 | 30.08 | 14.79 | 15.33
PeakO | 0 | 0 | 0 | 0 | 0 | 0
ST | 0.03 | 0.06 | 0.13 | 0.14 | 0.18 | 0.21
STOG | 20.51 | 13.47 | 17.23 | 14.49 | 1.12 | 0.62
STWD | 28.87 | 14.6 | 27.64 | 55.5 | 72.75 | 55.03
WT | 2.03 | 7.67 | 9.6 | 9.77 | 9.86 | 10.05
IGCC | 30.43 | 26.55 | 4.98 | 0.13 | 0 | 0
DemandResponse | 0 | 0 | 0 | 0 | 0 | 0
IGCC-CCS | 0 | 0 | 0 | 0 | 0 | 0
WT_off | 0.02 | 0.04 | 0.66 | 2.2 | 2.64 | 2.68
PseudoUnit | 0 | 136.72 | 170.63 | 170.63 | 170.63 | 174.45
FixedInterchange | 0 | 0 | 0 | 0 | 0 | 0
Base VOM Costs by Reporting Type: EI_US
ReportingType | 2015 | 2020 | 2025 | 2030 | 2035 | 2040
BM | 10.54 | 2.35 | 6.65 | 19.07 | 2578.48 | 3002.36
CC | 3139.07 | 3977.15 | 4027.93 | 3188.01 | 1236.98 | 515.52
CSP | 0 | 0 | 0 | 0 | 0 | 0
CT | 6.14 | 9.42 | 10.22 | 3.28 | 0.34 | 0.35
Coal | 3394.39 | 1196.74 | 191.35 | 107.42 | 153.05 | 161.61
Geo | 0 | 0 | 0 | 0 | 0 | 0
H | 0 | 0.13 | 0.16 | 0.16 | 0.19 | 0.19
LFG | 0.32 | 0.44 | 0.51 | 0.57 | 0.57 | 0.57
Nuc | 1653.22 | 1713.9 | 1791.95 | 2054.7 | 2012.78 | 2350.86
PS | 0 | 0 | 0 | 0 | 0 | 0
PV | 0 | 0.05 | 0.07 | 0.37 | 0.4 | 0.4
PeakG | 23.85 | 27.91 | 40.62 | 29.78 | 14.37 | 15.04
PeakO | 0 | 0 | 0 | 0 | 0 | 0
ST | 0 | 0 | 0 | 0 | 0 | 0
STOG | 12.85 | 8.78 | 12.01 | 12.02 | 0.86 | 0.52
STWD | 19.08 | 6.48 | 8.31 | 24.96 | 42.21 | 30.32
WT | 1.2 | 5.2 | 6.5 | 6.62 | 6.73 | 6.86
IGCC | 30.43 | 26.55 | 4.98 | 0.13 | 0 | 0
DemandResponse | 0 | 0 | 0 | 0 | 0 | 0
IGCC-CCS | 0 | 0 | 0 | 0 | 0 | 0
WT_off | 0.02 | 0.04 | 0.66 | 2.2 | 2.64 | 2.68
PseudoUnit | 0 | 136.72 | 170.63 | 170.63 | 170.63 | 170.63
FixedInterchange | 0 | 0 | 0 | 0 | 0 | 0
Base VOM Costs by Reporting Type: EI_Canada
ReportingType | 2015 | 2020 | 2025 | 2030 | 2035 | 2040
BM | 0 | 0 | 0 | 0 | 0.17 | 0.32
CC | 40.6 | 16.91 | 3.68 | 0.16 | 0.17 | 0.27
CSP | 0 | 0 | 0 | 0 | 0 | 0
CT | 0.03 | 0 | 0 | 0 | 0 | 0
Coal | 1.07 | 0.21 | 0 | 0 | 0 | 0
Geo | 0 | 0 | 0 | 0 | 0 | 0
H | 0 | 0.05 | 0.15 | 0.32 | 0.32 | 0.34
LFG | 0.01 | 0.01 | 0.01 | 0.01 | 0.01 | 0.01
Nuc | 240.73 | 238.61 | 235.86 | 240.73 | 221.68 | 193.2
PS | 0 | 0 | 0 | 0 | 0 | 0
PV | 0 | 0 | 0 | 0 | 0 | 0
PeakG | 0.54 | 0.5 | 0 | 0 | 0 | 0
PeakO | 0 | 0 | 0 | 0 | 0 | 0
ST | 0 | 0 | 0 | 0 | 0 | 0
STOG | 0.03 | 0 | 0 | 0 | 0 | 0
STWD | 0.02 | 0.01 | 0 | 0.06 | 0.06 | 1.34
WT | 0.11 | 0.11 | 0.11 | 0.11 | 0.09 | 0.1
IGCC | 0 | 0 | 0 | 0 | 0 | 0
DemandResponse | 0 | 0 | 0 | 0 | 0 | 0
IGCC-CCS | 0 | 0 | 0 | 0 | 0 | 0
WT_off | 0 | 0 | 0 | 0 | 0 | 0
PseudoUnit | 0 | 0 | 0 | 0 | 0 | 3.81
FixedInterchange | 0 | 0 | 0 | 0 | 0 | 0
Base VOM Costs by Reporting Type: EI
ReportingType | 2015 | 2020 | 2025 | 2030 | 2035 | 2040
BM | 10.54 | 2.35 | 6.65 | 19.07 | 2578.65 | 3002.67
CC | 3179.67 | 3994.06 | 4031.6 | 3188.17 | 1237.15 | 515.79
CSP | 0 | 0 | 0 | 0 | 0 | 0
CT | 6.17 | 9.42 | 10.22 | 3.28 | 0.34 | 0.35
Coal | 3395.46 | 1196.95 | 191.35 | 107.42 | 153.05 | 161.61
Geo | 0 | 0 | 0 | 0 | 0 | 0
H | 0 | 0.18 | 0.31 | 0.49 | 0.51 | 0.53
LFG | 0.33 | 0.45 | 0.52 | 0.58 | 0.58 | 0.58
Nuc | 1893.95 | 1952.51 | 2027.81 | 2295.43 | 2234.46 | 2544.06
PS | 0 | 0 | 0 | 0 | 0 | 0
PV | 0.01 | 0.05 | 0.07 | 0.37 | 0.4 | 0.4
PeakG | 24.39 | 28.4 | 40.62 | 29.78 | 14.37 | 15.04
PeakO | 0 | 0 | 0 | 0 | 0 | 0
ST | 0 | 0 | 0 | 0 | 0 | 0
STOG | 12.89 | 8.78 | 12.01 | 12.02 | 0.86 | 0.52
STWD | 19.1 | 6.49 | 8.31 | 25.02 | 42.27 | 31.66
WT | 1.31 | 5.31 | 6.61 | 6.73 | 6.82 | 6.96
IGCC | 30.43 | 26.55 | 4.98 | 0.13 | 0 | 0
DemandResponse | 0 | 0 | 0 | 0 | 0 | 0
IGCC-CCS | 0 | 0 | 0 | 0 | 0 | 0
WT_off | 0.02 | 0.04 | 0.66 | 2.2 | 2.64 | 2.68
PseudoUnit | 0 | 136.72 | 170.63 | 170.63 | 170.63 | 174.45
FixedInterchange | 0 | 0 | 0 | 0 | 0 | 0
Base VOM Costs by Reporting Type: Outside_EI
ReportingType | 2015 | 2020 | 2025 | 2030 | 2035 | 2040
BM | 0.71 | 1.64 | 1.87 | 6.85 | 287.67 | 416.27
CC | 1345.73 | 1201.16 | 1253.3 | 953.93 | 328.14 | 220.99
CSP | 0 | 0 | 0 | 0 | 0 | 0
CT | 0 | 0 | 0.01 | 0.08 | 0 | 0
Coal | 954.89 | 813.91 | 251.65 | 32.5 | 32.68 | 22.64
Geo | 11.13 | 177.57 | 532.83 | 532.83 | 532.83 | 532.83
H | 0 | 0 | 0.01 | 0.01 | 0.03 | 0.03
LFG | 0.05 | 0.09 | 0.2 | 0.2 | 0.2 | 0.2
Nuc | 270.85 | 270.85 | 276.92 | 697.69 | 1062.39 | 1183.54
PS | 0 | 0 | 0 | 0 | 0 | 0
PV | 0.01 | 0.01 | 0.01 | 0.01 | 0.01 | 0.04
PeakG | 0 | 0 | 0 | 0.3 | 0.42 | 0.3
PeakO | 0 | 0 | 0 | 0 | 0 | 0
ST | 0.03 | 0.06 | 0.13 | 0.14 | 0.18 | 0.21
STOG | 7.62 | 4.69 | 5.22 | 2.47 | 0.25 | 0.11
STWD | 9.77 | 8.11 | 19.33 | 30.48 | 30.48 | 23.37
WT | 0.72 | 2.36 | 2.98 | 3.03 | 3.04 | 3.09
IGCC | 0 | 0 | 0 | 0 | 0 | 0
DemandResponse | 0 | 0 | 0 | 0 | 0 | 0
IGCC-CCS | 0 | 0 | 0 | 0 | 0 | 0
WT_off | 0 | 0 | 0 | 0 | 0 | 0
PseudoUnit | 0 | 0 | 0 | 0 | 0 | 0
FixedInterchange | 0 | 0 | 0 | 0 | 0 | 0
#9 | Retrofit VOM Costs ($million)
Retrofit VOM Costs by Reporting Type: Entergy
ReportingType | 2015 | 2020 | 2025 | 2030 | 2035 | 2040
BM | 0 | 0 | 0 | 0 | 0 | 0
CC | 0 | 0 | 0 | 0 | 0 | 0
CSP | 0 | 0 | 0 | 0 | 0 | 0
CT | 0 | 0 | 0 | 0 | 0 | 0
Coal | 13.08 | 2.72 | 0 | 0 | 0 | 0
Geo | 0 | 0 | 0 | 0 | 0 | 0
H | 0 | 0 | 0 | 0 | 0 | 0
LFG | 0 | 0 | 0 | 0 | 0 | 0
Nuc | 0 | 0 | 0 | 0 | 0 | 0
PS | 0 | 0 | 0 | 0 | 0 | 0
PV | 0 | 0 | 0 | 0 | 0 | 0
PeakG | 0 | 0 | 0 | 0 | 0 | 0
PeakO | 0 | 0 | 0 | 0 | 0 | 0
ST | 0 | 0 | 0 | 0 | 0 | 0
STOG | 0 | 0 | 0 | 0 | 0 | 0
STWD | 0 | 0 | 0 | 0 | 0 | 0
WT | 0 | 0 | 0 | 0 | 0 | 0
IGCC | 0 | 0 | 0 | 0 | 0 | 0
DemandResponse | 0 | 0 | 0 | 0 | 0 | 0
IGCC-CCS | 0 | 0 | 0 | 0 | 0 | 0
WT_off | 0 | 0 | 0 | 0 | 0 | 0
PseudoUnit | 0 | 0 | 0 | 0 | 0 | 0
FixedInterchange | 0 | 0 | 0 | 0 | 0 | 0
Retrofit VOM Costs by Reporting Type: FRCC
ReportingType | 2015 | 2020 | 2025 | 2030 | 2035 | 2040
BM | 0 | 0 | 0 | 0 | 0 | 0
CC | 0 | 0 | 0 | 0 | 0 | 0
CSP | 0 | 0 | 0 | 0 | 0 | 0
CT | 0 | 0 | 0 | 0 | 0 | 0
Coal | 48.21 | 29.25 | 4.7 | 8.79 | 23.71 | 31.54
Geo | 0 | 0 | 0 | 0 | 0 | 0
H | 0 | 0 | 0 | 0 | 0 | 0
LFG | 0 | 0 | 0 | 0 | 0 | 0
Nuc | 0 | 0 | 0 | 0 | 0 | 0
PS | 0 | 0 | 0 | 0 | 0 | 0
PV | 0 | 0 | 0 | 0 | 0 | 0
PeakG | 0 | 0 | 0 | 0 | 0 | 0
PeakO | 0 | 0 | 0 | 0 | 0 | 0
ST | 0 | 0 | 0 | 0 | 0 | 0
STOG | 0 | 0 | 0 | 0 | 0 | 0
STWD | 0 | 0 | 0 | 0 | 0 | 0
WT | 0 | 0 | 0 | 0 | 0 | 0
IGCC | 0 | 0 | 0 | 0 | 0 | 0
DemandResponse | 0 | 0 | 0 | 0 | 0 | 0
IGCC-CCS | 0 | 0 | 0 | 0 | 0 | 0
WT_off | 0 | 0 | 0 | 0 | 0 | 0
PseudoUnit | 0 | 0 | 0 | 0 | 0 | 0
FixedInterchange | 0 | 0 | 0 | 0 | 0 | 0
Retrofit VOM Costs by Reporting Type: MAPP_US
ReportingType | 2015 | 2020 | 2025 | 2030 | 2035 | 2040
BM | 0 | 0 | 0 | 0 | 0 | 0
CC | 0 | 0 | 0 | 0 | 0 | 0
CSP | 0 | 0 | 0 | 0 | 0 | 0
CT | 0 | 0 | 0 | 0 | 0 | 0
Coal | 43.97 | 1.57 | 0.92 | 0 | 0 | 0
Geo | 0 | 0 | 0 | 0 | 0 | 0
H | 0 | 0 | 0 | 0 | 0 | 0
LFG | 0 | 0 | 0 | 0 | 0 | 0
Nuc | 0 | 0 | 0 | 0 | 0 | 0
PS | 0 | 0 | 0 | 0 | 0 | 0
PV | 0 | 0 | 0 | 0 | 0 | 0
PeakG | 0 | 0 | 0 | 0 | 0 | 0
PeakO | 0 | 0 | 0 | 0 | 0 | 0
ST | 0 | 0 | 0 | 0 | 0 | 0
STOG | 0 | 0 | 0 | 0 | 0 | 0
STWD | 0 | 0 | 0 | 0 | 0 | 0
WT | 0 | 0 | 0 | 0 | 0 | 0
IGCC | 0 | 0 | 0 | 0 | 0 | 0
DemandResponse | 0 | 0 | 0 | 0 | 0 | 0
IGCC-CCS | 0 | 0 | 0 | 0 | 0 | 0
WT_off | 0 | 0 | 0 | 0 | 0 | 0
PseudoUnit | 0 | 0 | 0 | 0 | 0 | 0
FixedInterchange | 0 | 0 | 0 | 0 | 0 | 0
Retrofit VOM Costs by Reporting Type: MISO_IN
ReportingType | 2015 | 2020 | 2025 | 2030 | 2035 | 2040
BM | 0 | 0 | 0 | 0 | 0 | 0
CC | 0 | 0 | 0 | 0 | 0 | 0
CSP | 0 | 0 | 0 | 0 | 0 | 0
CT | 0 | 0 | 0 | 0 | 0 | 0
Coal | 174.33 | 104.07 | 21.62 | 29.6 | 46.5 | 46.5
Geo | 0 | 0 | 0 | 0 | 0 | 0
H | 0 | 0 | 0 | 0 | 0 | 0
LFG | 0 | 0 | 0 | 0 | 0 | 0
Nuc | 0 | 0 | 0 | 0 | 0 | 0
PS | 0 | 0 | 0 | 0 | 0 | 0
PV | 0 | 0 | 0 | 0 | 0 | 0
PeakG | 0 | 0 | 0 | 0 | 0 | 0
PeakO | 0 | 0 | 0 | 0 | 0 | 0
ST | 0 | 0 | 0 | 0 | 0 | 0
STOG | 0 | 0 | 0 | 0 | 0 | 0
STWD | 0 | 0 | 0 | 0 | 0 | 0
WT | 0 | 0 | 0 | 0 | 0 | 0
IGCC | 0 | 0 | 0 | 0 | 0 | 0
DemandResponse | 0 | 0 | 0 | 0 | 0 | 0
IGCC-CCS | 0 | 0 | 0 | 0 | 0 | 0
WT_off | 0 | 0 | 0 | 0 | 0 | 0
PseudoUnit | 0 | 0 | 0 | 0 | 0 | 0
FixedInterchange | 0 | 0 | 0 | 0 | 0 | 0
Retrofit VOM Costs by Reporting Type: MISO_MI
ReportingType | 2015 | 2020 | 2025 | 2030 | 2035 | 2040
BM | 0 | 0 | 0 | 0 | 0 | 0
CC | 0 | 0 | 0 | 0 | 0 | 0
CSP | 0 | 0 | 0 | 0 | 0 | 0
CT | 0 | 0 | 0 | 0 | 0 | 0
Coal | 6.81 | 0 | 0 | 0 | 0 | 0
Geo | 0 | 0 | 0 | 0 | 0 | 0
H | 0 | 0 | 0 | 0 | 0 | 0
LFG | 0 | 0 | 0 | 0 | 0 | 0
Nuc | 0 | 0 | 0 | 0 | 0 | 0
PS | 0 | 0 | 0 | 0 | 0 | 0
PV | 0 | 0 | 0 | 0 | 0 | 0
PeakG | 0 | 0 | 0 | 0 | 0 | 0
PeakO | 0 | 0 | 0 | 0 | 0 | 0
ST | 0 | 0 | 0 | 0 | 0 | 0
STOG | 0 | 0 | 0 | 0 | 0 | 0
STWD | 0 | 0 | 0 | 0 | 0 | 0
WT | 0 | 0 | 0 | 0 | 0 | 0
IGCC | 0 | 0 | 0 | 0 | 0 | 0
DemandResponse | 0 | 0 | 0 | 0 | 0 | 0
IGCC-CCS | 0 | 0 | 0 | 0 | 0 | 0
WT_off | 0 | 0 | 0 | 0 | 0 | 0
PseudoUnit | 0 | 0 | 0 | 0 | 0 | 0
FixedInterchange | 0 | 0 | 0 | 0 | 0 | 0
Retrofit VOM Costs by Reporting Type: MISO_MO-IL
ReportingType | 2015 | 2020 | 2025 | 2030 | 2035 | 2040
BM | 0 | 0 | 0 | 0 | 0 | 0
CC | 0 | 0 | 0 | 0 | 0 | 0
CSP | 0 | 0 | 0 | 0 | 0 | 0
CT | 0 | 0 | 0 | 0 | 0 | 0
Coal | 68.46 | 13.76 | 4.08 | 9.61 | 15.05 | 15.05
Geo | 0 | 0 | 0 | 0 | 0 | 0
H | 0 | 0 | 0 | 0 | 0 | 0
LFG | 0 | 0 | 0 | 0 | 0 | 0
Nuc | 0 | 0 | 0 | 0 | 0 | 0
PS | 0 | 0 | 0 | 0 | 0 | 0
PV | 0 | 0 | 0 | 0 | 0 | 0
PeakG | 0 | 0 | 0 | 0 | 0 | 0
PeakO | 0 | 0 | 0 | 0 | 0 | 0
ST | 0 | 0 | 0 | 0 | 0 | 0
STOG | 0 | 0 | 0 | 0 | 0 | 0
STWD | 0 | 0 | 0 | 0 | 0 | 0
WT | 0 | 0 | 0 | 0 | 0 | 0
IGCC | 0 | 0 | 0 | 0 | 0 | 0
DemandResponse | 0 | 0 | 0 | 0 | 0 | 0
IGCC-CCS | 0 | 0 | 0 | 0 | 0 | 0
WT_off | 0 | 0 | 0 | 0 | 0 | 0
PseudoUnit | 0 | 0 | 0 | 0 | 0 | 0
FixedInterchange | 0 | 0 | 0 | 0 | 0 | 0
Retrofit VOM Costs by Reporting Type: MISO_W
ReportingType | 2015 | 2020 | 2025 | 2030 | 2035 | 2040
BM | 0 | 0 | 0 | 0 | 0 | 0
CC | 0 | 0 | 0 | 0 | 0 | 0
CSP | 0 | 0 | 0 | 0 | 0 | 0
CT | 0 | 0 | 0 | 0 | 0 | 0
Coal | 103.39 | 34.77 | 23.41 | 13.82 | 13.82 | 13.82
Geo | 0 | 0 | 0 | 0 | 0 | 0
H | 0 | 0 | 0 | 0 | 0 | 0
LFG | 0 | 0 | 0 | 0 | 0 | 0
Nuc | 0 | 0 | 0 | 0 | 0 | 0
PS | 0 | 0 | 0 | 0 | 0 | 0
PV | 0 | 0 | 0 | 0 | 0 | 0
PeakG | 0 | 0 | 0 | 0 | 0 | 0
PeakO | 0 | 0 | 0 | 0 | 0 | 0
ST | 0 | 0 | 0 | 0 | 0 | 0
STOG | 0 | 0 | 0 | 0 | 0 | 0
STWD | 0 | 0 | 0 | 0 | 0 | 0
WT | 0 | 0 | 0 | 0 | 0 | 0
IGCC | 0 | 0 | 0 | 0 | 0 | 0
DemandResponse | 0 | 0 | 0 | 0 | 0 | 0
IGCC-CCS | 0 | 0 | 0 | 0 | 0 | 0
WT_off | 0 | 0 | 0 | 0 | 0 | 0
PseudoUnit | 0 | 0 | 0 | 0 | 0 | 0
FixedInterchange | 0 | 0 | 0 | 0 | 0 | 0
Retrofit VOM Costs by Reporting Type: MISO_WUMS
ReportingType | 2015 | 2020 | 2025 | 2030 | 2035 | 2040
BM | 0 | 0 | 0 | 0 | 0 | 0
CC | 0 | 0 | 0 | 0 | 0 | 0
CSP | 0 | 0 | 0 | 0 | 0 | 0
CT | 0 | 0 | 0 | 0 | 0 | 0
Coal | 29.62 | 6.46 | 6.18 | 11.13 | 16.36 | 21.1
Geo | 0 | 0 | 0 | 0 | 0 | 0
H | 0 | 0 | 0 | 0 | 0 | 0
LFG | 0 | 0 | 0 | 0 | 0 | 0
Nuc | 0 | 0 | 0 | 0 | 0 | 0
PS | 0 | 0 | 0 | 0 | 0 | 0
PV | 0 | 0 | 0 | 0 | 0 | 0
PeakG | 0 | 0 | 0 | 0 | 0 | 0
PeakO | 0 | 0 | 0 | 0 | 0 | 0
ST | 0 | 0 | 0 | 0 | 0 | 0
STOG | 0 | 0 | 0 | 0 | 0 | 0
STWD | 0 | 0 | 0 | 0 | 0 | 0
WT | 0 | 0 | 0 | 0 | 0 | 0
IGCC | 0 | 0 | 0 | 0 | 0 | 0
DemandResponse | 0 | 0 | 0 | 0 | 0 | 0
IGCC-CCS | 0 | 0 | 0 | 0 | 0 | 0
WT_off | 0 | 0 | 0 | 0 | 0 | 0
PseudoUnit | 0 | 0 | 0 | 0 | 0 | 0
FixedInterchange | 0 | 0 | 0 | 0 | 0 | 0
Retrofit VOM Costs by Reporting Type: Nebraska
ReportingType | 2015 | 2020 | 2025 | 2030 | 2035 | 2040
BM | 0 | 0 | 0 | 0 | 0 | 0
CC | 0 | 0 | 0 | 0 | 0 | 0
CSP | 0 | 0 | 0 | 0 | 0 | 0
CT | 0 | 0 | 0 | 0 | 0 | 0
Coal | 16.57 | 11.91 | 12.76 | 12.76 | 12.76 | 12.76
Geo | 0 | 0 | 0 | 0 | 0 | 0
H | 0 | 0 | 0 | 0 | 0 | 0
LFG | 0 | 0 | 0 | 0 | 0 | 0
Nuc | 0 | 0 | 0 | 0 | 0 | 0
PS | 0 | 0 | 0 | 0 | 0 | 0
PV | 0 | 0 | 0 | 0 | 0 | 0
PeakG | 0 | 0 | 0 | 0 | 0 | 0
PeakO | 0 | 0 | 0 | 0 | 0 | 0
ST | 0 | 0 | 0 | 0 | 0 | 0
STOG | 0 | 0 | 0 | 0 | 0 | 0
STWD | 0 | 0 | 0 | 0 | 0 | 0
WT | 0 | 0 | 0 | 0 | 0 | 0
IGCC | 0 | 0 | 0 | 0 | 0 | 0
DemandResponse | 0 | 0 | 0 | 0 | 0 | 0
IGCC-CCS | 0 | 0 | 0 | 0 | 0 | 0
WT_off | 0 | 0 | 0 | 0 | 0 | 0
PseudoUnit | 0 | 0 | 0 | 0 | 0 | 0
FixedInterchange | 0 | 0 | 0 | 0 | 0 | 0
Retrofit VOM Costs by Reporting Type: NEISO
ReportingType | 2015 | 2020 | 2025 | 2030 | 2035 | 2040
BM | 0 | 0 | 0 | 0 | 0 | 0
CC | 0 | 0 | 0 | 0 | 0 | 0
CSP | 0 | 0 | 0 | 0 | 0 | 0
CT | 0 | 0 | 0 | 0 | 0 | 0
Coal | 0.16 | 0 | 0 | 0 | 0 | 0
Geo | 0 | 0 | 0 | 0 | 0 | 0
H | 0 | 0 | 0 | 0 | 0 | 0
LFG | 0 | 0 | 0 | 0 | 0 | 0
Nuc | 0 | 0 | 0 | 0 | 0 | 0
PS | 0 | 0 | 0 | 0 | 0 | 0
PV | 0 | 0 | 0 | 0 | 0 | 0
PeakG | 0 | 0 | 0 | 0 | 0 | 0
PeakO | 0 | 0 | 0 | 0 | 0 | 0
ST | 0 | 0 | 0 | 0 | 0 | 0
STOG | 0 | 0 | 0 | 0 | 0 | 0
STWD | 0 | 0 | 0 | 0 | 0 | 0
WT | 0 | 0 | 0 | 0 | 0 | 0
IGCC | 0 | 0 | 0 | 0 | 0 | 0
DemandResponse | 0 | 0 | 0 | 0 | 0 | 0
IGCC-CCS | 0 | 0 | 0 | 0 | 0 | 0
WT_off | 0 | 0 | 0 | 0 | 0 | 0
PseudoUnit | 0 | 0 | 0 | 0 | 0 | 0
FixedInterchange | 0 | 0 | 0 | 0 | 0 | 0
Retrofit VOM Costs by Reporting Type: NonRTO_Midwest
ReportingType | 2015 | 2020 | 2025 | 2030 | 2035 | 2040
BM | 0 | 0 | 0 | 0 | 0 | 0
CC | 0 | 0 | 0 | 0 | 0 | 0
CSP | 0 | 0 | 0 | 0 | 0 | 0
CT | 0 | 0 | 0 | 0 | 0 | 0
Coal | 166.48 | 96.5 | 29.3 | 21.11 | 25.06 | 25.06
Geo | 0 | 0 | 0 | 0 | 0 | 0
H | 0 | 0 | 0 | 0 | 0 | 0
LFG | 0 | 0 | 0 | 0 | 0 | 0
Nuc | 0 | 0 | 0 | 0 | 0 | 0
PS | 0 | 0 | 0 | 0 | 0 | 0
PV | 0 | 0 | 0 | 0 | 0 | 0
PeakG | 0 | 0 | 0 | 0 | 0 | 0
PeakO | 0 | 0 | 0 | 0 | 0 | 0
ST | 0 | 0 | 0 | 0 | 0 | 0
STOG | 0 | 0 | 0 | 0 | 0 | 0
STWD | 0 | 0 | 0 | 0 | 0 | 0
WT | 0 | 0 | 0 | 0 | 0 | 0
IGCC | 0 | 0 | 0 | 0 | 0 | 0
DemandResponse | 0 | 0 | 0 | 0 | 0 | 0
IGCC-CCS | 0 | 0 | 0 | 0 | 0 | 0
WT_off | 0 | 0 | 0 | 0 | 0 | 0
PseudoUnit | 0 | 0 | 0 | 0 | 0 | 0
FixedInterchange | 0 | 0 | 0 | 0 | 0 | 0
Retrofit VOM Costs by Reporting Type: NYISO_A-F
ReportingType | 2015 | 2020 | 2025 | 2030 | 2035 | 2040
BM | 0 | 0 | 0 | 0 | 0 | 0
CC | 0 | 0 | 0 | 0 | 0 | 0
CSP | 0 | 0 | 0 | 0 | 0 | 0
CT | 0 | 0 | 0 | 0 | 0 | 0
Coal | 0 | 0 | 0 | 0 | 0 | 0
Geo | 0 | 0 | 0 | 0 | 0 | 0
H | 0 | 0 | 0 | 0 | 0 | 0
LFG | 0 | 0 | 0 | 0 | 0 | 0
Nuc | 0 | 0 | 0 | 0 | 0 | 0
PS | 0 | 0 | 0 | 0 | 0 | 0
PV | 0 | 0 | 0 | 0 | 0 | 0
PeakG | 0 | 0 | 0 | 0 | 0 | 0
PeakO | 0 | 0 | 0 | 0 | 0 | 0
ST | 0 | 0 | 0 | 0 | 0 | 0
STOG | 0 | 0 | 0 | 0 | 0 | 0
STWD | 0 | 0 | 0 | 0 | 0 | 0
WT | 0 | 0 | 0 | 0 | 0 | 0
IGCC | 0 | 0 | 0 | 0 | 0 | 0
DemandResponse | 0 | 0 | 0 | 0 | 0 | 0
IGCC-CCS | 0 | 0 | 0 | 0 | 0 | 0
WT_off | 0 | 0 | 0 | 0 | 0 | 0
PseudoUnit | 0 | 0 | 0 | 0 | 0 | 0
FixedInterchange | 0 | 0 | 0 | 0 | 0 | 0
Retrofit VOM Costs by Reporting Type: NYISO_G-I
ReportingType | 2015 | 2020 | 2025 | 2030 | 2035 | 2040
BM | 0 | 0 | 0 | 0 | 0 | 0
CC | 0 | 0 | 0 | 0 | 0 | 0
CSP | 0 | 0 | 0 | 0 | 0 | 0
CT | 0 | 0 | 0 | 0 | 0 | 0
Coal | 0 | 0 | 0 | 0 | 0 | 0
Geo | 0 | 0 | 0 | 0 | 0 | 0
H | 0 | 0 | 0 | 0 | 0 | 0
LFG | 0 | 0 | 0 | 0 | 0 | 0
Nuc | 0 | 0 | 0 | 0 | 0 | 0
PS | 0 | 0 | 0 | 0 | 0 | 0
PV | 0 | 0 | 0 | 0 | 0 | 0
PeakG | 0 | 0 | 0 | 0 | 0 | 0
PeakO | 0 | 0 | 0 | 0 | 0 | 0
ST | 0 | 0 | 0 | 0 | 0 | 0
STOG | 0 | 0 | 0 | 0 | 0 | 0
STWD | 0 | 0 | 0 | 0 | 0 | 0
WT | 0 | 0 | 0 | 0 | 0 | 0
IGCC | 0 | 0 | 0 | 0 | 0 | 0
DemandResponse | 0 | 0 | 0 | 0 | 0 | 0
IGCC-CCS | 0 | 0 | 0 | 0 | 0 | 0
WT_off | 0 | 0 | 0 | 0 | 0 | 0
PseudoUnit | 0 | 0 | 0 | 0 | 0 | 0
FixedInterchange | 0 | 0 | 0 | 0 | 0 | 0
Retrofit VOM Costs by Reporting Type: NYISO_J-K
ReportingType | 2015 | 2020 | 2025 | 2030 | 2035 | 2040
BM | 0 | 0 | 0 | 0 | 0 | 0
CC | 0 | 0 | 0 | 0 | 0 | 0
CSP | 0 | 0 | 0 | 0 | 0 | 0
CT | 0 | 0 | 0 | 0 | 0 | 0
Coal | 0 | 0 | 0 | 0 | 0 | 0
Geo | 0 | 0 | 0 | 0 | 0 | 0
H | 0 | 0 | 0 | 0 | 0 | 0
LFG | 0 | 0 | 0 | 0 | 0 | 0
Nuc | 0 | 0 | 0 | 0 | 0 | 0
PS | 0 | 0 | 0 | 0 | 0 | 0
PV | 0 | 0 | 0 | 0 | 0 | 0
PeakG | 0 | 0 | 0 | 0 | 0 | 0
PeakO | 0 | 0 | 0 | 0 | 0 | 0
ST | 0 | 0 | 0 | 0 | 0 | 0
STOG | 0 | 0 | 0 | 0 | 0 | 0
STWD | 0 | 0 | 0 | 0 | 0 | 0
WT | 0 | 0 | 0 | 0 | 0 | 0
IGCC | 0 | 0 | 0 | 0 | 0 | 0
DemandResponse | 0 | 0 | 0 | 0 | 0 | 0
IGCC-CCS | 0 | 0 | 0 | 0 | 0 | 0
WT_off | 0 | 0 | 0 | 0 | 0 | 0
PseudoUnit | 0 | 0 | 0 | 0 | 0 | 0
FixedInterchange | 0 | 0 | 0 | 0 | 0 | 0
Retrofit VOM Costs by Reporting Type: PJM_E
ReportingType | 2015 | 2020 | 2025 | 2030 | 2035 | 2040
BM | 0 | 0 | 0 | 0 | 0 | 0
CC | 0 | 0 | 0 | 0 | 0 | 0
CSP | 0 | 0 | 0 | 0 | 0 | 0
CT | 0 | 0 | 0 | 0 | 0 | 0
Coal | 3.7 | 1.75 | 1.41 | 0.06 | 2.07 | 5.9
Geo | 0 | 0 | 0 | 0 | 0 | 0
H | 0 | 0 | 0 | 0 | 0 | 0
LFG | 0 | 0 | 0 | 0 | 0 | 0
Nuc | 0 | 0 | 0 | 0 | 0 | 0
PS | 0 | 0 | 0 | 0 | 0 | 0
PV | 0 | 0 | 0 | 0 | 0 | 0
PeakG | 0 | 0 | 0 | 0 | 0 | 0
PeakO | 0 | 0 | 0 | 0 | 0 | 0
ST | 0 | 0 | 0 | 0 | 0 | 0
STOG | 0 | 0 | 0 | 0 | 0 | 0
STWD | 0 | 0 | 0 | 0 | 0 | 0
WT | 0 | 0 | 0 | 0 | 0 | 0
IGCC | 0 | 0 | 0 | 0 | 0 | 0
DemandResponse | 0 | 0 | 0 | 0 | 0 | 0
IGCC-CCS | 0 | 0 | 0 | 0 | 0 | 0
WT_off | 0 | 0 | 0 | 0 | 0 | 0
PseudoUnit | 0 | 0 | 0 | 0 | 0 | 0
FixedInterchange | 0 | 0 | 0 | 0 | 0 | 0
Retrofit VOM Costs by Reporting Type: PJM_ROM
ReportingType | 2015 | 2020 | 2025 | 2030 | 2035 | 2040
BM | 0 | 0 | 0 | 0 | 0 | 0
CC | 0 | 0 | 0 | 0 | 0 | 0
CSP | 0 | 0 | 0 | 0 | 0 | 0
CT | 0 | 0 | 0 | 0 | 0 | 0
Coal | 52.59 | 27.07 | 2.93 | 0 | 0 | 0
Geo | 0 | 0 | 0 | 0 | 0 | 0
H | 0 | 0 | 0 | 0 | 0 | 0
LFG | 0 | 0 | 0 | 0 | 0 | 0
Nuc | 0 | 0 | 0 | 0 | 0 | 0
PS | 0 | 0 | 0 | 0 | 0 | 0
PV | 0 | 0 | 0 | 0 | 0 | 0
PeakG | 0 | 0 | 0 | 0 | 0 | 0
PeakO | 0 | 0 | 0 | 0 | 0 | 0
ST | 0 | 0 | 0 | 0 | 0 | 0
STOG | 0 | 0 | 0 | 0 | 0 | 0
STWD | 0 | 0 | 0 | 0 | 0 | 0
WT | 0 | 0 | 0 | 0 | 0 | 0
IGCC | 0 | 0 | 0 | 0 | 0 | 0
DemandResponse | 0 | 0 | 0 | 0 | 0 | 0
IGCC-CCS | 0 | 0 | 0 | 0 | 0 | 0
WT_off | 0 | 0 | 0 | 0 | 0 | 0
PseudoUnit | 0 | 0 | 0 | 0 | 0 | 0
FixedInterchange | 0 | 0 | 0 | 0 | 0 | 0
Retrofit VOM Costs by Reporting Type: PJM_ROR
ReportingType | 2015 | 2020 | 2025 | 2030 | 2035 | 2040
BM | 0 | 0 | 0 | 0 | 0 | 0
CC | 0 | 0 | 0 | 0 | 0 | 0
CSP | 0 | 0 | 0 | 0 | 0 | 0
CT | 0 | 0 | 0 | 0 | 0 | 0
Coal | 538.76 | 433.26 | 10.47 | 24.7 | 43.23 | 43.23
Geo | 0 | 0 | 0 | 0 | 0 | 0
H | 0 | 0 | 0 | 0 | 0 | 0
LFG | 0 | 0 | 0 | 0 | 0 | 0
Nuc | 0 | 0 | 0 | 0 | 0 | 0
PS | 0 | 0 | 0 | 0 | 0 | 0
PV | 0 | 0 | 0 | 0 | 0 | 0
PeakG | 0 | 0 | 0 | 0 | 0 | 0
PeakO | 0 | 0 | 0 | 0 | 0 | 0
ST | 0 | 0 | 0 | 0 | 0 | 0
STOG | 0 | 0 | 0 | 0 | 0 | 0
STWD | 0 | 0 | 0 | 0 | 0 | 0
WT | 0 | 0 | 0 | 0 | 0 | 0
IGCC | 0 | 0 | 0 | 0 | 0 | 0
DemandResponse | 0 | 0 | 0 | 0 | 0 | 0
IGCC-CCS | 0 | 0 | 0 | 0 | 0 | 0
WT_off | 0 | 0 | 0 | 0 | 0 | 0
PseudoUnit | 0 | 0 | 0 | 0 | 0 | 0
FixedInterchange | 0 | 0 | 0 | 0 | 0 | 0
Retrofit VOM Costs by Reporting Type: SOCO
ReportingType | 2015 | 2020 | 2025 | 2030 | 2035 | 2040
BM | 0 | 0 | 0 | 0 | 0 | 0
CC | 0 | 0 | 0 | 0 | 0 | 0
CSP | 0 | 0 | 0 | 0 | 0 | 0
CT | 0 | 0 | 0 | 0 | 0 | 0
Coal | 98.11 | 48.78 | 33.78 | 33.78 | 33.78 | 33.78
Geo | 0 | 0 | 0 | 0 | 0 | 0
H | 0 | 0 | 0 | 0 | 0 | 0
LFG | 0 | 0 | 0 | 0 | 0 | 0
Nuc | 0 | 0 | 0 | 0 | 0 | 0
PS | 0 | 0 | 0 | 0 | 0 | 0
PV | 0 | 0 | 0 | 0 | 0 | 0
PeakG | 0 | 0 | 0 | 0 | 0 | 0
PeakO | 0 | 0 | 0 | 0 | 0 | 0
ST | 0 | 0 | 0 | 0 | 0 | 0
STOG | 0 | 0 | 0 | 0 | 0 | 0
STWD | 0 | 0 | 0 | 0 | 0 | 0
WT | 0 | 0 | 0 | 0 | 0 | 0
IGCC | 0 | 0 | 0 | 0 | 0 | 0
DemandResponse | 0 | 0 | 0 | 0 | 0 | 0
IGCC-CCS | 0 | 0 | 0 | 0 | 0 | 0
WT_off | 0 | 0 | 0 | 0 | 0 | 0
PseudoUnit | 0 | 0 | 0 | 0 | 0 | 0
FixedInterchange | 0 | 0 | 0 | 0 | 0 | 0
Retrofit VOM Costs by Reporting Type: SPP_N
ReportingType | 2015 | 2020 | 2025 | 2030 | 2035 | 2040
BM | 0 | 0 | 0 | 0 | 0 | 0
CC | 0 | 0 | 0 | 0 | 0 | 0
CSP | 0 | 0 | 0 | 0 | 0 | 0
CT | 0 | 0 | 0 | 0 | 0 | 0
Coal | 171.35 | 51.57 | 4.1 | 6.14 | 13.02 | 12.32
Geo | 0 | 0 | 0 | 0 | 0 | 0
H | 0 | 0 | 0 | 0 | 0 | 0
LFG | 0 | 0 | 0 | 0 | 0 | 0
Nuc | 0 | 0 | 0 | 0 | 0 | 0
PS | 0 | 0 | 0 | 0 | 0 | 0
PV | 0 | 0 | 0 | 0 | 0 | 0
PeakG | 0 | 0 | 0 | 0 | 0 | 0
PeakO | 0 | 0 | 0 | 0 | 0 | 0
ST | 0 | 0 | 0 | 0 | 0 | 0
STOG | 0 | 0 | 0 | 0 | 0 | 0
STWD | 0 | 0 | 0 | 0 | 0 | 0
WT | 0 | 0 | 0 | 0 | 0 | 0
IGCC | 0 | 0 | 0 | 0 | 0 | 0
DemandResponse | 0 | 0 | 0 | 0 | 0 | 0
IGCC-CCS | 0 | 0 | 0 | 0 | 0 | 0
WT_off | 0 | 0 | 0 | 0 | 0 | 0
PseudoUnit | 0 | 0 | 0 | 0 | 0 | 0
FixedInterchange | 0 | 0 | 0 | 0 | 0 | 0
Retrofit VOM Costs by Reporting Type: SPP_S
ReportingType | 2015 | 2020 | 2025 | 2030 | 2035 | 2040
BM | 0 | 0 | 0 | 0 | 0 | 0
CC | 0 | 0 | 0 | 0 | 0 | 0
CSP | 0 | 0 | 0 | 0 | 0 | 0
CT | 0 | 0 | 0 | 0 | 0 | 0
Coal | 40.23 | 30.77 | 6.63 | 0 | 0 | 0
Geo | 0 | 0 | 0 | 0 | 0 | 0
H | 0 | 0 | 0 | 0 | 0 | 0
LFG | 0 | 0 | 0 | 0 | 0 | 0
Nuc | 0 | 0 | 0 | 0 | 0 | 0
PS | 0 | 0 | 0 | 0 | 0 | 0
PV | 0 | 0 | 0 | 0 | 0 | 0
PeakG | 0 | 0 | 0 | 0 | 0 | 0
PeakO | 0 | 0 | 0 | 0 | 0 | 0
ST | 0 | 0 | 0 | 0 | 0 | 0
STOG | 0 | 0 | 0 | 0 | 0 | 0
STWD | 0 | 0 | 0 | 0 | 0 | 0
WT | 0 | 0 | 0 | 0 | 0 | 0
IGCC | 0 | 0 | 0 | 0 | 0 | 0
DemandResponse | 0 | 0 | 0 | 0 | 0 | 0
IGCC-CCS | 0 | 0 | 0 | 0 | 0 | 0
WT_off | 0 | 0 | 0 | 0 | 0 | 0
PseudoUnit | 0 | 0 | 0 | 0 | 0 | 0
FixedInterchange | 0 | 0 | 0 | 0 | 0 | 0
Retrofit VOM Costs by Reporting Type: TVA
ReportingType | 2015 | 2020 | 2025 | 2030 | 2035 | 2040
BM | 0 | 0 | 0 | 0 | 0 | 0
CC | 0 | 0 | 0 | 0 | 0 | 0
CSP | 0 | 0 | 0 | 0 | 0 | 0
CT | 0 | 0 | 0 | 0 | 0 | 0
Coal | 139.59 | 82.6 | 4.7 | 0 | 0 | 0
Geo | 0 | 0 | 0 | 0 | 0 | 0
H | 0 | 0 | 0 | 0 | 0 | 0
LFG | 0 | 0 | 0 | 0 | 0 | 0
Nuc | 0 | 0 | 0 | 0 | 0 | 0
PS | 0 | 0 | 0 | 0 | 0 | 0
PV | 0 | 0 | 0 | 0 | 0 | 0
PeakG | 0 | 0 | 0 | 0 | 0 | 0
PeakO | 0 | 0 | 0 | 0 | 0 | 0
ST | 0 | 0 | 0 | 0 | 0 | 0
STOG | 0 | 0 | 0 | 0 | 0 | 0
STWD | 0 | 0 | 0 | 0 | 0 | 0
WT | 0 | 0 | 0 | 0 | 0 | 0
IGCC | 0 | 0 | 0 | 0 | 0 | 0
DemandResponse | 0 | 0 | 0 | 0 | 0 | 0
IGCC-CCS | 0 | 0 | 0 | 0 | 0 | 0
WT_off | 0 | 0 | 0 | 0 | 0 | 0
PseudoUnit | 0 | 0 | 0 | 0 | 0 | 0
FixedInterchange | 0 | 0 | 0 | 0 | 0 | 0
Retrofit VOM Costs by Reporting Type: TVA_Transmission
ReportingType | 2015 | 2020 | 2025 | 2030 | 2035 | 2040
BM | 0 | 0 | 0 | 0 | 0 | 0
CC | 0 | 0 | 0 | 0 | 0 | 0
CSP | 0 | 0 | 0 | 0 | 0 | 0
CT | 0 | 0 | 0 | 0 | 0 | 0
Coal | 0 | 0 | 0 | 0 | 0 | 0
Geo | 0 | 0 | 0 | 0 | 0 | 0
H | 0 | 0 | 0 | 0 | 0 | 0
LFG | 0 | 0 | 0 | 0 | 0 | 0
Nuc | 0 | 0 | 0 | 0 | 0 | 0
PS | 0 | 0 | 0 | 0 | 0 | 0
PV | 0 | 0 | 0 | 0 | 0 | 0
PeakG | 0 | 0 | 0 | 0 | 0 | 0
PeakO | 0 | 0 | 0 | 0 | 0 | 0
ST | 0 | 0 | 0 | 0 | 0 | 0
STOG | 0 | 0 | 0 | 0 | 0 | 0
STWD | 0 | 0 | 0 | 0 | 0 | 0
WT | 0 | 0 | 0 | 0 | 0 | 0
IGCC | 0 | 0 | 0 | 0 | 0 | 0
DemandResponse | 0 | 0 | 0 | 0 | 0 | 0
IGCC-CCS | 0 | 0 | 0 | 0 | 0 | 0
WT_off | 0 | 0 | 0 | 0 | 0 | 0
PseudoUnit | 0 | 0 | 0 | 0 | 0 | 0
FixedInterchange | 0 | 0 | 0 | 0 | 0 | 0
Retrofit VOM Costs by Reporting Type: VACAR
ReportingType | 2015 | 2020 | 2025 | 2030 | 2035 | 2040
BM | 0 | 0 | 0 | 0 | 0 | 0
CC | 0 | 0 | 0 | 0 | 0 | 0
CSP | 0 | 0 | 0 | 0 | 0 | 0
CT | 0 | 0 | 0 | 0 | 0 | 0
Coal | 151.32 | 80.91 | 15.14 | 8.78 | 21.98 | 21.98
Geo | 0 | 0 | 0 | 0 | 0 | 0
H | 0 | 0 | 0 | 0 | 0 | 0
LFG | 0 | 0 | 0 | 0 | 0 | 0
Nuc | 0 | 0 | 0 | 0 | 0 | 0
PS | 0 | 0 | 0 | 0 | 0 | 0
PV | 0 | 0 | 0 | 0 | 0 | 0
PeakG | 0 | 0 | 0 | 0 | 0 | 0
PeakO | 0 | 0 | 0 | 0 | 0 | 0
ST | 0 | 0 | 0 | 0 | 0 | 0
STOG | 0 | 0 | 0 | 0 | 0 | 0
STWD | 0 | 0 | 0 | 0 | 0 | 0
WT | 0 | 0 | 0 | 0 | 0 | 0
IGCC | 0 | 0 | 0 | 0 | 0 | 0
DemandResponse | 0 | 0 | 0 | 0 | 0 | 0
IGCC-CCS | 0 | 0 | 0 | 0 | 0 | 0
WT_off | 0 | 0 | 0 | 0 | 0 | 0
PseudoUnit | 0 | 0 | 0 | 0 | 0 | 0
FixedInterchange | 0 | 0 | 0 | 0 | 0 | 0
Retrofit VOM Costs by Reporting Type: IESO
ReportingType | 2015 | 2020 | 2025 | 2030 | 2035 | 2040
BM | 0 | 0 | 0 | 0 | 0 | 0
CC | 0 | 0 | 0 | 0 | 0 | 0
CSP | 0 | 0 | 0 | 0 | 0 | 0
CT | 0 | 0 | 0 | 0 | 0 | 0
Coal | 0 | 0 | 0 | 0 | 0 | 0
Geo | 0 | 0 | 0 | 0 | 0 | 0
H | 0 | 0 | 0 | 0 | 0 | 0
LFG | 0 | 0 | 0 | 0 | 0 | 0
Nuc | 0 | 0 | 0 | 0 | 0 | 0
PS | 0 | 0 | 0 | 0 | 0 | 0
PV | 0 | 0 | 0 | 0 | 0 | 0
PeakG | 0 | 0 | 0 | 0 | 0 | 0
PeakO | 0 | 0 | 0 | 0 | 0 | 0
ST | 0 | 0 | 0 | 0 | 0 | 0
STOG | 0 | 0 | 0 | 0 | 0 | 0
STWD | 0 | 0 | 0 | 0 | 0 | 0
WT | 0 | 0 | 0 | 0 | 0 | 0
IGCC | 0 | 0 | 0 | 0 | 0 | 0
DemandResponse | 0 | 0 | 0 | 0 | 0 | 0
IGCC-CCS | 0 | 0 | 0 | 0 | 0 | 0
WT_off | 0 | 0 | 0 | 0 | 0 | 0
PseudoUnit | 0 | 0 | 0 | 0 | 0 | 0
FixedInterchange | 0 | 0 | 0 | 0 | 0 | 0
Retrofit VOM Costs by Reporting Type: MAPP_CA
ReportingType | 2015 | 2020 | 2025 | 2030 | 2035 | 2040
BM | 0 | 0 | 0 | 0 | 0 | 0
CC | 0 | 0 | 0 | 0 | 0 | 0
CSP | 0 | 0 | 0 | 0 | 0 | 0
CT | 0 | 0 | 0 | 0 | 0 | 0
Coal | 0 | 0 | 0 | 0 | 0 | 0
Geo | 0 | 0 | 0 | 0 | 0 | 0
H | 0 | 0 | 0 | 0 | 0 | 0
LFG | 0 | 0 | 0 | 0 | 0 | 0
Nuc | 0 | 0 | 0 | 0 | 0 | 0
PS | 0 | 0 | 0 | 0 | 0 | 0
PV | 0 | 0 | 0 | 0 | 0 | 0
PeakG | 0 | 0 | 0 | 0 | 0 | 0
PeakO | 0 | 0 | 0 | 0 | 0 | 0
ST | 0 | 0 | 0 | 0 | 0 | 0
STOG | 0 | 0 | 0 | 0 | 0 | 0
STWD | 0 | 0 | 0 | 0 | 0 | 0
WT | 0 | 0 | 0 | 0 | 0 | 0
IGCC | 0 | 0 | 0 | 0 | 0 | 0
DemandResponse | 0 | 0 | 0 | 0 | 0 | 0
IGCC-CCS | 0 | 0 | 0 | 0 | 0 | 0
WT_off | 0 | 0 | 0 | 0 | 0 | 0
PseudoUnit | 0 | 0 | 0 | 0 | 0 | 0
FixedInterchange | 0 | 0 | 0 | 0 | 0 | 0
Retrofit VOM Costs by Reporting Type: AZ_NM_SNV_Coal
ReportingType | 2015 | 2020 | 2025 | 2030 | 2035 | 2040
BM | 0 | 0 | 0 | 0 | 0 | 0
CC | 0 | 0 | 0 | 0 | 0 | 0
CSP | 0 | 0 | 0 | 0 | 0 | 0
CT | 0 | 0 | 0 | 0 | 0 | 0
Coal | 215.25 | 222.78 | 40.91 | 0.22 | 0.72 | 0.35
Geo | 0 | 0 | 0 | 0 | 0 | 0
H | 0 | 0 | 0 | 0 | 0 | 0
LFG | 0 | 0 | 0 | 0 | 0 | 0
Nuc | 0 | 0 | 0 | 0 | 0 | 0
PS | 0 | 0 | 0 | 0 | 0 | 0
PV | 0 | 0 | 0 | 0 | 0 | 0
PeakG | 0 | 0 | 0 | 0 | 0 | 0
PeakO | 0 | 0 | 0 | 0 | 0 | 0
ST | 0 | 0 | 0 | 0 | 0 | 0
STOG | 0 | 0 | 0 | 0 | 0 | 0
STWD | 0 | 0 | 0 | 0 | 0 | 0
WT | 0 | 0 | 0 | 0 | 0 | 0
IGCC | 0 | 0 | 0 | 0 | 0 | 0
DemandResponse | 0 | 0 | 0 | 0 | 0 | 0
IGCC-CCS | 0 | 0 | 0 | 0 | 0 | 0
WT_off | 0 | 0 | 0 | 0 | 0 | 0
PseudoUnit | 0 | 0 | 0 | 0 | 0 | 0
FixedInterchange | 0 | 0 | 0 | 0 | 0 | 0
Retrofit VOM Costs by Reporting Type: AZ_NM_SNV_Gas
ReportingType | 2015 | 2020 | 2025 | 2030 | 2035 | 2040
BM | 0 | 0 | 0 | 0 | 0 | 0
CC | 0 | 0 | 0 | 0 | 0 | 0
CSP | 0 | 0 | 0 | 0 | 0 | 0
CT | 0 | 0 | 0 | 0 | 0 | 0
Coal | 0 | 0 | 0 | 0 | 0 | 0
Geo | 0 | 0 | 0 | 0 | 0 | 0
H | 0 | 0 | 0 | 0 | 0 | 0
LFG | 0 | 0 | 0 | 0 | 0 | 0
Nuc | 0 | 0 | 0 | 0 | 0 | 0
PS | 0 | 0 | 0 | 0 | 0 | 0
PV | 0 | 0 | 0 | 0 | 0 | 0
PeakG | 0 | 0 | 0 | 0 | 0 | 0
PeakO | 0 | 0 | 0 | 0 | 0 | 0
ST | 0 | 0 | 0 | 0 | 0 | 0
STOG | 0 | 0 | 0 | 0 | 0 | 0
STWD | 0 | 0 | 0 | 0 | 0 | 0
WT | 0 | 0 | 0 | 0 | 0 | 0
IGCC | 0 | 0 | 0 | 0 | 0 | 0
DemandResponse | 0 | 0 | 0 | 0 | 0 | 0
IGCC-CCS | 0 | 0 | 0 | 0 | 0 | 0
WT_off | 0 | 0 | 0 | 0 | 0 | 0
PseudoUnit | 0 | 0 | 0 | 0 | 0 | 0
FixedInterchange | 0 | 0 | 0 | 0 | 0 | 0
Retrofit VOM Costs by Reporting Type: AZ_NM_SNV_NucRenew
ReportingType | 2015 | 2020 | 2025 | 2030 | 2035 | 2040
BM | 0 | 0 | 0 | 0 | 0 | 0
CC | 0 | 0 | 0 | 0 | 0 | 0
CSP | 0 | 0 | 0 | 0 | 0 | 0
CT | 0 | 0 | 0 | 0 | 0 | 0
Coal | 0 | 0 | 0 | 0 | 0 | 0
Geo | 0 | 0 | 0 | 0 | 0 | 0
H | 0 | 0 | 0 | 0 | 0 | 0
LFG | 0 | 0 | 0 | 0 | 0 | 0
Nuc | 0 | 0 | 0 | 0 | 0 | 0
PS | 0 | 0 | 0 | 0 | 0 | 0
PV | 0 | 0 | 0 | 0 | 0 | 0
PeakG | 0 | 0 | 0 | 0 | 0 | 0
PeakO | 0 | 0 | 0 | 0 | 0 | 0
ST | 0 | 0 | 0 | 0 | 0 | 0
STOG | 0 | 0 | 0 | 0 | 0 | 0
STWD | 0 | 0 | 0 | 0 | 0 | 0
WT | 0 | 0 | 0 | 0 | 0 | 0
IGCC | 0 | 0 | 0 | 0 | 0 | 0
DemandResponse | 0 | 0 | 0 | 0 | 0 | 0
IGCC-CCS | 0 | 0 | 0 | 0 | 0 | 0
WT_off | 0 | 0 | 0 | 0 | 0 | 0
PseudoUnit | 0 | 0 | 0 | 0 | 0 | 0
FixedInterchange | 0 | 0 | 0 | 0 | 0 | 0
Retrofit VOM Costs by Reporting Type: ERCOT
ReportingType | 2015 | 2020 | 2025 | 2030 | 2035 | 2040
BM | 0 | 0 | 0 | 0 | 0 | 0
CC | 0 | 0 | 0 | 0 | 0 | 0
CSP | 0 | 0 | 0 | 0 | 0 | 0
CT | 0 | 0 | 0 | 0 | 0 | 0
Coal | 112.14 | 54.59 | 20.04 | 28.02 | 28.02 | 25.44
Geo | 0 | 0 | 0 | 0 | 0 | 0
H | 0 | 0 | 0 | 0 | 0 | 0
LFG | 0 | 0 | 0 | 0 | 0 | 0
Nuc | 0 | 0 | 0 | 0 | 0 | 0
PS | 0 | 0 | 0 | 0 | 0 | 0
PV | 0 | 0 | 0 | 0 | 0 | 0
PeakG | 0 | 0 | 0 | 0 | 0 | 0
PeakO | 0 | 0 | 0 | 0 | 0 | 0
ST | 0 | 0 | 0 | 0 | 0 | 0
STOG | 0 | 0 | 0 | 0 | 0 | 0
STWD | 0 | 0 | 0 | 0 | 0 | 0
WT | 0 | 0 | 0 | 0 | 0 | 0
IGCC | 0 | 0 | 0 | 0 | 0 | 0
DemandResponse | 0 | 0 | 0 | 0 | 0 | 0
IGCC-CCS | 0 | 0 | 0 | 0 | 0 | 0
WT_off | 0 | 0 | 0 | 0 | 0 | 0
PseudoUnit | 0 | 0 | 0 | 0 | 0 | 0
FixedInterchange | 0 | 0 | 0 | 0 | 0 | 0
Retrofit VOM Costs by Reporting Type: NP15
ReportingType | 2015 | 2020 | 2025 | 2030 | 2035 | 2040
BM | 0 | 0 | 0 | 0 | 0 | 0
CC | 0 | 0 | 0 | 0 | 0 | 0
CSP | 0 | 0 | 0 | 0 | 0 | 0
CT | 0 | 0 | 0 | 0 | 0 | 0
Coal | 1.46 | 0 | 0 | 0 | 0 | 0
Geo | 0 | 0 | 0 | 0 | 0 | 0
H | 0 | 0 | 0 | 0 | 0 | 0
LFG | 0 | 0 | 0 | 0 | 0 | 0
Nuc | 0 | 0 | 0 | 0 | 0 | 0
PS | 0 | 0 | 0 | 0 | 0 | 0
PV | 0 | 0 | 0 | 0 | 0 | 0
PeakG | 0 | 0 | 0 | 0 | 0 | 0
PeakO | 0 | 0 | 0 | 0 | 0 | 0
ST | 0 | 0 | 0 | 0 | 0 | 0
STOG | 0 | 0 | 0 | 0 | 0 | 0
STWD | 0 | 0 | 0 | 0 | 0 | 0
WT | 0 | 0 | 0 | 0 | 0 | 0
IGCC | 0 | 0 | 0 | 0 | 0 | 0
DemandResponse | 0 | 0 | 0 | 0 | 0 | 0
IGCC-CCS | 0 | 0 | 0 | 0 | 0 | 0
WT_off | 0 | 0 | 0 | 0 | 0 | 0
PseudoUnit | 0 | 0 | 0 | 0 | 0 | 0
FixedInterchange | 0 | 0 | 0 | 0 | 0 | 0
Retrofit VOM Costs by Reporting Type: NWPP_Coal
ReportingType | 2015 | 2020 | 2025 | 2030 | 2035 | 2040
BM | 0 | 0 | 0 | 0 | 0 | 0
CC | 0 | 0 | 0 | 0 | 0 | 0
CSP | 0 | 0 | 0 | 0 | 0 | 0
CT | 0 | 0 | 0 | 0 | 0 | 0
Coal | 182.88 | 197.13 | 13.34 | 13.34 | 13.34 | 6.26
Geo | 0 | 0 | 0 | 0 | 0 | 0
H | 0 | 0 | 0 | 0 | 0 | 0
LFG | 0 | 0 | 0 | 0 | 0 | 0
Nuc | 0 | 0 | 0 | 0 | 0 | 0
PS | 0 | 0 | 0 | 0 | 0 | 0
PV | 0 | 0 | 0 | 0 | 0 | 0
PeakG | 0 | 0 | 0 | 0 | 0 | 0
PeakO | 0 | 0 | 0 | 0 | 0 | 0
ST | 0 | 0 | 0 | 0 | 0 | 0
STOG | 0 | 0 | 0 | 0 | 0 | 0
STWD | 0 | 0 | 0 | 0 | 0 | 0
WT | 0 | 0 | 0 | 0 | 0 | 0
IGCC | 0 | 0 | 0 | 0 | 0 | 0
DemandResponse | 0 | 0 | 0 | 0 | 0 | 0
IGCC-CCS | 0 | 0 | 0 | 0 | 0 | 0
WT_off | 0 | 0 | 0 | 0 | 0 | 0
PseudoUnit | 0 | 0 | 0 | 0 | 0 | 0
FixedInterchange | 0 | 0 | 0 | 0 | 0 | 0
Retrofit VOM Costs by Reporting Type: NWPP_Gas
ReportingType | 2015 | 2020 | 2025 | 2030 | 2035 | 2040
BM | 0 | 0 | 0 | 0 | 0 | 0
CC | 0 | 0 | 0 | 0 | 0 | 0
CSP | 0 | 0 | 0 | 0 | 0 | 0
CT | 0 | 0 | 0 | 0 | 0 | 0
Coal | 0 | 0 | 0 | 0 | 0 | 0
Geo | 0 | 0 | 0 | 0 | 0 | 0
H | 0 | 0 | 0 | 0 | 0 | 0
LFG | 0 | 0 | 0 | 0 | 0 | 0
Nuc | 0 | 0 | 0 | 0 | 0 | 0
PS | 0 | 0 | 0 | 0 | 0 | 0
PV | 0 | 0 | 0 | 0 | 0 | 0
PeakG | 0 | 0 | 0 | 0 | 0 | 0
PeakO | 0 | 0 | 0 | 0 | 0 | 0
ST | 0 | 0 | 0 | 0 | 0 | 0
STOG | 0 | 0 | 0 | 0 | 0 | 0
STWD | 0 | 0 | 0 | 0 | 0 | 0
WT | 0 | 0 | 0 | 0 | 0 | 0
IGCC | 0 | 0 | 0 | 0 | 0 | 0
DemandResponse | 0 | 0 | 0 | 0 | 0 | 0
IGCC-CCS | 0 | 0 | 0 | 0 | 0 | 0
WT_off | 0 | 0 | 0 | 0 | 0 | 0
PseudoUnit | 0 | 0 | 0 | 0 | 0 | 0
FixedInterchange | 0 | 0 | 0 | 0 | 0 | 0
Retrofit VOM Costs by Reporting Type: NWPP_NucRenew
ReportingType | 2015 | 2020 | 2025 | 2030 | 2035 | 2040
BM | 0 | 0 | 0 | 0 | 0 | 0
CC | 0 | 0 | 0 | 0 | 0 | 0
CSP | 0 | 0 | 0 | 0 | 0 | 0
CT | 0 | 0 | 0 | 0 | 0 | 0
Coal | 0 | 0 | 0 | 0 | 0 | 0
Geo | 0 | 0 | 0 | 0 | 0 | 0
H | 0 | 0 | 0 | 0 | 0 | 0
LFG | 0 | 0 | 0 | 0 | 0 | 0
Nuc | 0 | 0 | 0 | 0 | 0 | 0
PS | 0 | 0 | 0 | 0 | 0 | 0
PV | 0 | 0 | 0 | 0 | 0 | 0
PeakG | 0 | 0 | 0 | 0 | 0 | 0
PeakO | 0 | 0 | 0 | 0 | 0 | 0
ST | 0 | 0 | 0 | 0 | 0 | 0
STOG | 0 | 0 | 0 | 0 | 0 | 0
STWD | 0 | 0 | 0 | 0 | 0 | 0
WT | 0 | 0 | 0 | 0 | 0 | 0
IGCC | 0 | 0 | 0 | 0 | 0 | 0
DemandResponse | 0 | 0 | 0 | 0 | 0 | 0
IGCC-CCS | 0 | 0 | 0 | 0 | 0 | 0
WT_off | 0 | 0 | 0 | 0 | 0 | 0
PseudoUnit | 0 | 0 | 0 | 0 | 0 | 0
FixedInterchange | 0 | 0 | 0 | 0 | 0 | 0
Retrofit VOM Costs by Reporting Type: RMPA
ReportingType | 2015 | 2020 | 2025 | 2030 | 2035 | 2040
BM | 0 | 0 | 0 | 0 | 0 | 0
CC | 0 | 0 | 0 | 0 | 0 | 0
CSP | 0 | 0 | 0 | 0 | 0 | 0
CT | 0 | 0 | 0 | 0 | 0 | 0
Coal | 228.26 | 241.18 | 18.98 | 16.1 | 16.1 | 8.1
Geo | 0 | 0 | 0 | 0 | 0 | 0
H | 0 | 0 | 0 | 0 | 0 | 0
LFG | 0 | 0 | 0 | 0 | 0 | 0
Nuc | 0 | 0 | 0 | 0 | 0 | 0
PS | 0 | 0 | 0 | 0 | 0 | 0
PV | 0 | 0 | 0 | 0 | 0 | 0
PeakG | 0 | 0 | 0 | 0 | 0 | 0
PeakO | 0 | 0 | 0 | 0 | 0 | 0
ST | 0 | 0 | 0 | 0 | 0 | 0
STOG | 0 | 0 | 0 | 0 | 0 | 0
STWD | 0 | 0 | 0 | 0 | 0 | 0
WT | 0 | 0 | 0 | 0 | 0 | 0
IGCC | 0 | 0 | 0 | 0 | 0 | 0
DemandResponse | 0 | 0 | 0 | 0 | 0 | 0
IGCC-CCS | 0 | 0 | 0 | 0 | 0 | 0
WT_off | 0 | 0 | 0 | 0 | 0 | 0
PseudoUnit | 0 | 0 | 0 | 0 | 0 | 0
FixedInterchange | 0 | 0 | 0 | 0 | 0 | 0
Retrofit VOM Costs by Reporting Type: SP15
ReportingType | 2015 | 2020 | 2025 | 2030 | 2035 | 2040
BM | 0 | 0 | 0 | 0 | 0 | 0
CC | 0 | 0 | 0 | 0 | 0 | 0
CSP | 0 | 0 | 0 | 0 | 0 | 0
CT | 0 | 0 | 0 | 0 | 0 | 0
Coal | 5.19 | 5.66 | 0 | 0 | 0 | 0
Geo | 0 | 0 | 0 | 0 | 0 | 0
H | 0 | 0 | 0 | 0 | 0 | 0
LFG | 0 | 0 | 0 | 0 | 0 | 0
Nuc | 0 | 0 | 0 | 0 | 0 | 0
PS | 0 | 0 | 0 | 0 | 0 | 0
PV | 0 | 0 | 0 | 0 | 0 | 0
PeakG | 0 | 0 | 0 | 0 | 0 | 0
PeakO | 0 | 0 | 0 | 0 | 0 | 0
ST | 0 | 0 | 0 | 0 | 0 | 0
STOG | 0 | 0 | 0 | 0 | 0 | 0
STWD | 0 | 0 | 0 | 0 | 0 | 0
WT | 0 | 0 | 0 | 0 | 0 | 0
IGCC | 0 | 0 | 0 | 0 | 0 | 0
DemandResponse | 0 | 0 | 0 | 0 | 0 | 0
IGCC-CCS | 0 | 0 | 0 | 0 | 0 | 0
WT_off | 0 | 0 | 0 | 0 | 0 | 0
PseudoUnit | 0 | 0 | 0 | 0 | 0 | 0
FixedInterchange | 0 | 0 | 0 | 0 | 0 | 0
Retrofit VOM Costs by Reporting Type: ALB
ReportingType | 2015 | 2020 | 2025 | 2030 | 2035 | 2040
BM | 0 | 0 | 0 | 0 | 0 | 0
CC | 0 | 0 | 0 | 0 | 0 | 0
CSP | 0 | 0 | 0 | 0 | 0 | 0
CT | 0 | 0 | 0 | 0 | 0 | 0
Coal | 21.2 | 21.2 | 15.9 | 0 | 0 | 0
Geo | 0 | 0 | 0 | 0 | 0 | 0
H | 0 | 0 | 0 | 0 | 0 | 0
LFG | 0 | 0 | 0 | 0 | 0 | 0
Nuc | 0 | 0 | 0 | 0 | 0 | 0
PS | 0 | 0 | 0 | 0 | 0 | 0
PV | 0 | 0 | 0 | 0 | 0 | 0
PeakG | 0 | 0 | 0 | 0 | 0 | 0
PeakO | 0 | 0 | 0 | 0 | 0 | 0
ST | 0 | 0 | 0 | 0 | 0 | 0
STOG | 0 | 0 | 0 | 0 | 0 | 0
STWD | 0 | 0 | 0 | 0 | 0 | 0
WT | 0 | 0 | 0 | 0 | 0 | 0
IGCC | 0 | 0 | 0 | 0 | 0 | 0
DemandResponse | 0 | 0 | 0 | 0 | 0 | 0
IGCC-CCS | 0 | 0 | 0 | 0 | 0 | 0
WT_off | 0 | 0 | 0 | 0 | 0 | 0
PseudoUnit | 0 | 0 | 0 | 0 | 0 | 0
FixedInterchange | 0 | 0 | 0 | 0 | 0 | 0
Retrofit VOM Costs by Reporting Type: BC
ReportingType | 2015 | 2020 | 2025 | 2030 | 2035 | 2040
BM | 0 | 0 | 0 | 0 | 0 | 0
CC | 0 | 0 | 0 | 0 | 0 | 0
CSP | 0 | 0 | 0 | 0 | 0 | 0
CT | 0 | 0 | 0 | 0 | 0 | 0
Coal | 0 | 0 | 0 | 0 | 0 | 0
Geo | 0 | 0 | 0 | 0 | 0 | 0
H | 0 | 0 | 0 | 0 | 0 | 0
LFG | 0 | 0 | 0 | 0 | 0 | 0
Nuc | 0 | 0 | 0 | 0 | 0 | 0
PS | 0 | 0 | 0 | 0 | 0 | 0
PV | 0 | 0 | 0 | 0 | 0 | 0
PeakG | 0 | 0 | 0 | 0 | 0 | 0
PeakO | 0 | 0 | 0 | 0 | 0 | 0
ST | 0 | 0 | 0 | 0 | 0 | 0
STOG | 0 | 0 | 0 | 0 | 0 | 0
STWD | 0 | 0 | 0 | 0 | 0 | 0
WT | 0 | 0 | 0 | 0 | 0 | 0
IGCC | 0 | 0 | 0 | 0 | 0 | 0
DemandResponse | 0 | 0 | 0 | 0 | 0 | 0
IGCC-CCS | 0 | 0 | 0 | 0 | 0 | 0
WT_off | 0 | 0 | 0 | 0 | 0 | 0
PseudoUnit | 0 | 0 | 0 | 0 | 0 | 0
FixedInterchange | 0 | 0 | 0 | 0 | 0 | 0
Retrofit VOM Costs by Reporting Type: HQ_IESO
ReportingType | 2015 | 2020 | 2025 | 2030 | 2035 | 2040
BM | 0 | 0 | 0 | 0 | 0 | 0
CC | 0 | 0 | 0 | 0 | 0 | 0
CSP | 0 | 0 | 0 | 0 | 0 | 0
CT | 0 | 0 | 0 | 0 | 0 | 0
Coal | 0 | 0 | 0 | 0 | 0 | 0
Geo | 0 | 0 | 0 | 0 | 0 | 0
H | 0 | 0 | 0 | 0 | 0 | 0
LFG | 0 | 0 | 0 | 0 | 0 | 0
Nuc | 0 | 0 | 0 | 0 | 0 | 0
PS | 0 | 0 | 0 | 0 | 0 | 0
PV | 0 | 0 | 0 | 0 | 0 | 0
PeakG | 0 | 0 | 0 | 0 | 0 | 0
PeakO | 0 | 0 | 0 | 0 | 0 | 0
ST | 0 | 0 | 0 | 0 | 0 | 0
STOG | 0 | 0 | 0 | 0 | 0 | 0
STWD | 0 | 0 | 0 | 0 | 0 | 0
WT | 0 | 0 | 0 | 0 | 0 | 0
IGCC | 0 | 0 | 0 | 0 | 0 | 0
DemandResponse | 0 | 0 | 0 | 0 | 0 | 0
IGCC-CCS | 0 | 0 | 0 | 0 | 0 | 0
WT_off | 0 | 0 | 0 | 0 | 0 | 0
PseudoUnit | 0 | 0 | 0 | 0 | 0 | 0
FixedInterchange | 0 | 0 | 0 | 0 | 0 | 0
Retrofit VOM Costs by Reporting Type: HQ_NEISO
ReportingType | 2015 | 2020 | 2025 | 2030 | 2035 | 2040
BM | 0 | 0 | 0 | 0 | 0 | 0
CC | 0 | 0 | 0 | 0 | 0 | 0
CSP | 0 | 0 | 0 | 0 | 0 | 0
CT | 0 | 0 | 0 | 0 | 0 | 0
Coal | 0 | 0 | 0 | 0 | 0 | 0
Geo | 0 | 0 | 0 | 0 | 0 | 0
H | 0 | 0 | 0 | 0 | 0 | 0
LFG | 0 | 0 | 0 | 0 | 0 | 0
Nuc | 0 | 0 | 0 | 0 | 0 | 0
PS | 0 | 0 | 0 | 0 | 0 | 0
PV | 0 | 0 | 0 | 0 | 0 | 0
PeakG | 0 | 0 | 0 | 0 | 0 | 0
PeakO | 0 | 0 | 0 | 0 | 0 | 0
ST | 0 | 0 | 0 | 0 | 0 | 0
STOG | 0 | 0 | 0 | 0 | 0 | 0
STWD | 0 | 0 | 0 | 0 | 0 | 0
WT | 0 | 0 | 0 | 0 | 0 | 0
IGCC | 0 | 0 | 0 | 0 | 0 | 0
DemandResponse | 0 | 0 | 0 | 0 | 0 | 0
IGCC-CCS | 0 | 0 | 0 | 0 | 0 | 0
WT_off | 0 | 0 | 0 | 0 | 0 | 0
PseudoUnit | 0 | 0 | 0 | 0 | 0 | 0
FixedInterchange | 0 | 0 | 0 | 0 | 0 | 0
Retrofit VOM Costs by Reporting Type: HQ_NY
ReportingType | 2015 | 2020 | 2025 | 2030 | 2035 | 2040
BM | 0 | 0 | 0 | 0 | 0 | 0
CC | 0 | 0 | 0 | 0 | 0 | 0
CSP | 0 | 0 | 0 | 0 | 0 | 0
CT | 0 | 0 | 0 | 0 | 0 | 0
Coal | 0 | 0 | 0 | 0 | 0 | 0
Geo | 0 | 0 | 0 | 0 | 0 | 0
H | 0 | 0 | 0 | 0 | 0 | 0
LFG | 0 | 0 | 0 | 0 | 0 | 0
Nuc | 0 | 0 | 0 | 0 | 0 | 0
PS | 0 | 0 | 0 | 0 | 0 | 0
PV | 0 | 0 | 0 | 0 | 0 | 0
PeakG | 0 | 0 | 0 | 0 | 0 | 0
PeakO | 0 | 0 | 0 | 0 | 0 | 0
ST | 0 | 0 | 0 | 0 | 0 | 0
STOG | 0 | 0 | 0 | 0 | 0 | 0
STWD | 0 | 0 | 0 | 0 | 0 | 0
WT | 0 | 0 | 0 | 0 | 0 | 0
IGCC | 0 | 0 | 0 | 0 | 0 | 0
DemandResponse | 0 | 0 | 0 | 0 | 0 | 0
IGCC-CCS | 0 | 0 | 0 | 0 | 0 | 0
WT_off | 0 | 0 | 0 | 0 | 0 | 0
PseudoUnit | 0 | 0 | 0 | 0 | 0 | 0
FixedInterchange | 0 | 0 | 0 | 0 | 0 | 0
Retrofit VOM Costs by Reporting Type: MARITIMES
ReportingType | 2015 | 2020 | 2025 | 2030 | 2035 | 2040
BM | 0 | 0 | 0 | 0 | 0 | 0
CC | 0 | 0 | 0 | 0 | 0 | 0
CSP | 0 | 0 | 0 | 0 | 0 | 0
CT | 0 | 0 | 0 | 0 | 0 | 0
Coal | 0 | 0 | 0 | 0 | 0 | 0
Geo | 0 | 0 | 0 | 0 | 0 | 0
H | 0 | 0 | 0 | 0 | 0 | 0
LFG | 0 | 0 | 0 | 0 | 0 | 0
Nuc | 0 | 0 | 0 | 0 | 0 | 0
PS | 0 | 0 | 0 | 0 | 0 | 0
PV | 0 | 0 | 0 | 0 | 0 | 0
PeakG | 0 | 0 | 0 | 0 | 0 | 0
PeakO | 0 | 0 | 0 | 0 | 0 | 0
ST | 0 | 0 | 0 | 0 | 0 | 0
STOG | 0 | 0 | 0 | 0 | 0 | 0
STWD | 0 | 0 | 0 | 0 | 0 | 0
WT | 0 | 0 | 0 | 0 | 0 | 0
IGCC | 0 | 0 | 0 | 0 | 0 | 0
DemandResponse | 0 | 0 | 0 | 0 | 0 | 0
IGCC-CCS | 0 | 0 | 0 | 0 | 0 | 0
WT_off | 0 | 0 | 0 | 0 | 0 | 0
PseudoUnit | 0 | 0 | 0 | 0 | 0 | 0
FixedInterchange | 0 | 0 | 0 | 0 | 0 | 0
retrofit VOM Costs by Reporting Type: All
ReportingType | 2015 | 2020 | 2025 | 2030 | 2035 | 2040
BM | 0 | 0 | 0 | 0 | 0 | 0
CC | 0 | 0 | 0 | 0 | 0 | 0
CSP | 0 | 0 | 0 | 0 | 0 | 0
CT | 0 | 0 | 0 | 0 | 0 | 0
Coal | 2633.09 | 1800.26 | 291.3 | 237.96 | 325.51 | 323.18
Geo | 0 | 0 | 0 | 0 | 0 | 0
H | 0 | 0 | 0 | 0 | 0 | 0
LFG | 0 | 0 | 0 | 0 | 0 | 0
Nuc | 0 | 0 | 0 | 0 | 0 | 0
PS | 0 | 0 | 0 | 0 | 0 | 0
PV | 0 | 0 | 0 | 0 | 0 | 0
PeakG | 0 | 0 | 0 | 0 | 0 | 0
PeakO | 0 | 0 | 0 | 0 | 0 | 0
ST | 0 | 0 | 0 | 0 | 0 | 0
STOG | 0 | 0 | 0 | 0 | 0 | 0
STWD | 0 | 0 | 0 | 0 | 0 | 0
WT | 0 | 0 | 0 | 0 | 0 | 0
IGCC | 0 | 0 | 0 | 0 | 0 | 0
DemandResponse | 0 | 0 | 0 | 0 | 0 | 0
IGCC-CCS | 0 | 0 | 0 | 0 | 0 | 0
WT_off | 0 | 0 | 0 | 0 | 0 | 0
PseudoUnit | 0 | 0 | 0 | 0 | 0 | 0
FixedInterchange | 0 | 0 | 0 | 0 | 0 | 0
retrofit VOM Costs by Reporting Type: EI_US
ReportingType | 2015 | 2020 | 2025 | 2030 | 2035 | 2040
BM | 0 | 0 | 0 | 0 | 0 | 0
CC | 0 | 0 | 0 | 0 | 0 | 0
CSP | 0 | 0 | 0 | 0 | 0 | 0
CT | 0 | 0 | 0 | 0 | 0 | 0
Coal | 1866.71 | 1057.72 | 182.14 | 180.28 | 267.32 | 283.03
Geo | 0 | 0 | 0 | 0 | 0 | 0
H | 0 | 0 | 0 | 0 | 0 | 0
LFG | 0 | 0 | 0 | 0 | 0 | 0
Nuc | 0 | 0 | 0 | 0 | 0 | 0
PS | 0 | 0 | 0 | 0 | 0 | 0
PV | 0 | 0 | 0 | 0 | 0 | 0
PeakG | 0 | 0 | 0 | 0 | 0 | 0
PeakO | 0 | 0 | 0 | 0 | 0 | 0
ST | 0 | 0 | 0 | 0 | 0 | 0
STOG | 0 | 0 | 0 | 0 | 0 | 0
STWD | 0 | 0 | 0 | 0 | 0 | 0
WT | 0 | 0 | 0 | 0 | 0 | 0
IGCC | 0 | 0 | 0 | 0 | 0 | 0
DemandResponse | 0 | 0 | 0 | 0 | 0 | 0
IGCC-CCS | 0 | 0 | 0 | 0 | 0 | 0
WT_off | 0 | 0 | 0 | 0 | 0 | 0
PseudoUnit | 0 | 0 | 0 | 0 | 0 | 0
FixedInterchange | 0 | 0 | 0 | 0 | 0 | 0
retrofit VOM Costs by Reporting Type: EI_Canada
ReportingType | 2015 | 2020 | 2025 | 2030 | 2035 | 2040
BM | 0 | 0 | 0 | 0 | 0 | 0
CC | 0 | 0 | 0 | 0 | 0 | 0
CSP | 0 | 0 | 0 | 0 | 0 | 0
CT | 0 | 0 | 0 | 0 | 0 | 0
Coal | 0 | 0 | 0 | 0 | 0 | 0
Geo | 0 | 0 | 0 | 0 | 0 | 0
H | 0 | 0 | 0 | 0 | 0 | 0
LFG | 0 | 0 | 0 | 0 | 0 | 0
Nuc | 0 | 0 | 0 | 0 | 0 | 0
PS | 0 | 0 | 0 | 0 | 0 | 0
PV | 0 | 0 | 0 | 0 | 0 | 0
PeakG | 0 | 0 | 0 | 0 | 0 | 0
PeakO | 0 | 0 | 0 | 0 | 0 | 0
ST | 0 | 0 | 0 | 0 | 0 | 0
STOG | 0 | 0 | 0 | 0 | 0 | 0
STWD | 0 | 0 | 0 | 0 | 0 | 0
WT | 0 | 0 | 0 | 0 | 0 | 0
IGCC | 0 | 0 | 0 | 0 | 0 | 0
DemandResponse | 0 | 0 | 0 | 0 | 0 | 0
IGCC-CCS | 0 | 0 | 0 | 0 | 0 | 0
WT_off | 0 | 0 | 0 | 0 | 0 | 0
PseudoUnit | 0 | 0 | 0 | 0 | 0 | 0
FixedInterchange | 0 | 0 | 0 | 0 | 0 | 0
retrofit VOM Costs by Reporting Type: EI
ReportingType | 2015 | 2020 | 2025 | 2030 | 2035 | 2040
BM | 0 | 0 | 0 | 0 | 0 | 0
CC | 0 | 0 | 0 | 0 | 0 | 0
CSP | 0 | 0 | 0 | 0 | 0 | 0
CT | 0 | 0 | 0 | 0 | 0 | 0
Coal | 1866.71 | 1057.72 | 182.14 | 180.28 | 267.32 | 283.03
Geo | 0 | 0 | 0 | 0 | 0 | 0
H | 0 | 0 | 0 | 0 | 0 | 0
LFG | 0 | 0 | 0 | 0 | 0 | 0
Nuc | 0 | 0 | 0 | 0 | 0 | 0
PS | 0 | 0 | 0 | 0 | 0 | 0
PV | 0 | 0 | 0 | 0 | 0 | 0
PeakG | 0 | 0 | 0 | 0 | 0 | 0
PeakO | 0 | 0 | 0 | 0 | 0 | 0
ST | 0 | 0 | 0 | 0 | 0 | 0
STOG | 0 | 0 | 0 | 0 | 0 | 0
STWD | 0 | 0 | 0 | 0 | 0 | 0
WT | 0 | 0 | 0 | 0 | 0 | 0
IGCC | 0 | 0 | 0 | 0 | 0 | 0
DemandResponse | 0 | 0 | 0 | 0 | 0 | 0
IGCC-CCS | 0 | 0 | 0 | 0 | 0 | 0
WT_off | 0 | 0 | 0 | 0 | 0 | 0
PseudoUnit | 0 | 0 | 0 | 0 | 0 | 0
FixedInterchange | 0 | 0 | 0 | 0 | 0 | 0
retrofit VOM Costs by Reporting Type: Outside_EI
ReportingType | 2015 | 2020 | 2025 | 2030 | 2035 | 2040
BM | 0 | 0 | 0 | 0 | 0 | 0
CC | 0 | 0 | 0 | 0 | 0 | 0
CSP | 0 | 0 | 0 | 0 | 0 | 0
CT | 0 | 0 | 0 | 0 | 0 | 0
Coal | 766.37 | 742.54 | 109.16 | 57.68 | 58.18 | 40.15
Geo | 0 | 0 | 0 | 0 | 0 | 0
H | 0 | 0 | 0 | 0 | 0 | 0
LFG | 0 | 0 | 0 | 0 | 0 | 0
Nuc | 0 | 0 | 0 | 0 | 0 | 0
PS | 0 | 0 | 0 | 0 | 0 | 0
PV | 0 | 0 | 0 | 0 | 0 | 0
PeakG | 0 | 0 | 0 | 0 | 0 | 0
PeakO | 0 | 0 | 0 | 0 | 0 | 0
ST | 0 | 0 | 0 | 0 | 0 | 0
STOG | 0 | 0 | 0 | 0 | 0 | 0
STWD | 0 | 0 | 0 | 0 | 0 | 0
WT | 0 | 0 | 0 | 0 | 0 | 0
IGCC | 0 | 0 | 0 | 0 | 0 | 0
DemandResponse | 0 | 0 | 0 | 0 | 0 | 0
IGCC-CCS | 0 | 0 | 0 | 0 | 0 | 0
WT_off | 0 | 0 | 0 | 0 | 0 | 0
PseudoUnit | 0 | 0 | 0 | 0 | 0 | 0
FixedInterchange | 0 | 0 | 0 | 0 | 0 | 0
#10 | Base FOM Costs ($million)
Base FOM Costs by Reporting Type: Entergy
ReportingType | 2015 | 2020 | 2025 | 2030 | 2035 | 2040
BM | 0 | 0 | 0 | 0 | 1012.57 | 1012.57
CC | 463.59 | 627.49 | 516.65 | 544.66 | 174.7 | 166.94
CSP | 0 | 0 | 0 | 0 | 0 | 0
CT | 0 | 0 | 0 | 0 | 0 | 0
Coal | 475.4 | 42.01 | 21.37 | 21.37 | 21.37 | 21.37
Geo | 0 | 0 | 0 | 0 | 0 | 0
H | 10.6 | 16.85 | 26.39 | 26.39 | 26.39 | 26.39
LFG | 0.97 | 13.89 | 13.89 | 13.89 | 13.89 | 13.89
Nuc | 789.41 | 804.93 | 789.41 | 789.41 | 736.61 | 1440.18
PS | 1.4 | 1.4 | 1.4 | 1.4 | 1.4 | 1.4
PV | 0 | 1.03 | 1.52 | 1.52 | 1.52 | 1.55
PeakG | 47.54 | 69.98 | 44.21 | 8.4 | 8.96 | 8.96
PeakO | 4.42 | 5.87 | 0 | 0 | 0 | 0
ST | 0 | 0 | 0 | 0 | 0 | 0
STOG | 65.02 | 76.94 | 0 | 0 | 0 | 0
STWD | 6.6 | 8.26 | 6.73 | 6.73 | 6.73 | 6.73
WT | 3.66 | 3.66 | 3.66 | 3.66 | 3.66 | 3.66
IGCC | 0 | 0 | 0 | 0 | 0 | 0
DemandResponse | 0 | 0 | 0 | 0 | 0 | 0
IGCC-CCS | 0 | 0 | 0 | 0 | 0 | 0
WT_off | 0 | 0 | 0 | 0 | 0 | 0
PseudoUnit | 0 | 0 | 0 | 0 | 0 | 0
FixedInterchange | 0 | 0 | 0 | 0 | 0 | 0
Base FOM Costs by Reporting Type: FRCC
ReportingType | 2015 | 2020 | 2025 | 2030 | 2035 | 2040
BM | 0 | 0 | 0 | 0 | 55.11 | 201.2
CC | 820.92 | 996.37 | 834.65 | 525.64 | 358.44 | 366.11
CSP | 0 | 0 | 0 | 0 | 0 | 0
CT | 16.6 | 16.6 | 16.6 | 16.6 | 0 | 0
Coal | 183.31 | 105.09 | 103.93 | 111.64 | 113.15 | 114.29
Geo | 0 | 0 | 0 | 0 | 0 | 0
H | 0.78 | 0.78 | 0.78 | 0.78 | 1.18 | 1.18
LFG | 58.63 | 82.46 | 82.46 | 82.46 | 82.46 | 82.46
Nuc | 601.49 | 635.55 | 930.17 | 1723.63 | 2747.11 | 2544.3
PS | 0 | 0 | 0 | 0 | 0 | 0
PV | 0.75 | 0.75 | 0.75 | 167.76 | 167.76 | 167.76
PeakG | 149.81 | 217.71 | 155.12 | 176.41 | 176.41 | 176.41
PeakO | 64.61 | 83.43 | 26.64 | 0 | 0 | 0
ST | 0 | 0 | 0 | 0 | 0 | 0
STOG | 15.38 | 18.2 | 0 | 0 | 0 | 0
STWD | 6.25 | 7.82 | 6.37 | 6.37 | 6.37 | 6.37
WT | 0 | 0 | 0 | 0 | 0 | 0
IGCC | 0 | 0 | 0 | 0 | 0 | 0
DemandResponse | 0 | 0 | 0 | 0 | 0 | 0
IGCC-CCS | 0 | 0 | 0 | 0 | 0 | 0
WT_off | 0 | 0 | 0 | 0 | 0 | 0
PseudoUnit | 0 | 0 | 0 | 0 | 0 | 0
FixedInterchange | 0 | 0 | 0 | 0 | 0 | 0
Base FOM Costs by Reporting Type: MAPP_US
ReportingType | 2015 | 2020 | 2025 | 2030 | 2035 | 2040
BM | 0 | 0 | 0 | 0 | 3.51 | 6.63
CC | 8.58 | 10.9 | 8.79 | 8.81 | 9.52 | 10.72
CSP | 0 | 0 | 0 | 0 | 0 | 0
CT | 2.06 | 2.06 | 2.06 | 3.1 | 3.1 | 3.1
Coal | 111.27 | 36.54 | 22.78 | 23.63 | 23.63 | 23.63
Geo | 3.95 | 3.95 | 3.95 | 3.95 | 3.95 | 3.95
H | 31.14 | 31.14 | 31.14 | 31.14 | 31.14 | 31.14
LFG | 0.24 | 0.24 | 0.24 | 8.86 | 8.86 | 8.86
Nuc | 0.01 | 0.01 | 0.01 | 0.01 | 0.01 | 0.01
PS | 0 | 0 | 0 | 0 | 0 | 0
PV | 0 | 0 | 0 | 0 | 0 | 0
PeakG | 12.29 | 19.13 | 14.16 | 16.07 | 17.04 | 17.04
PeakO | 9.49 | 12.94 | 10.37 | 10.37 | 10.37 | 10.37
ST | 0 | 0 | 0 | 0 | 0 | 0
STOG | 0 | 0 | 0 | 0 | 0 | 0
STWD | 0 | 0 | 0 | 0 | 0 | 0
WT | 55.22 | 311.44 | 311.44 | 311.44 | 311.44 | 311.44
IGCC | 0 | 0 | 0 | 0 | 0 | 0
DemandResponse | 0 | 0 | 0 | 0 | 0 | 0
IGCC-CCS | 0 | 0 | 0 | 0 | 0 | 0
WT_off | 0 | 0 | 0 | 0 | 0 | 0
PseudoUnit | 0 | 0 | 0 | 0 | 0 | 0
FixedInterchange | 0 | 0 | 0 | 0 | 0 | 0
Base FOM Costs by Reporting Type: MISO_IN
ReportingType | 2015 | 2020 | 2025 | 2030 | 2035 | 2040
BM | 0 | 0 | 0 | 0 | 476.6 | 617.54
CC | 92.69 | 294.51 | 340.62 | 344.14 | 350.1 | 298.84
CSP | 0 | 0 | 0 | 0 | 0 | 0
CT | 0 | 0 | 0 | 0 | 0 | 0
Coal | 571.03 | 444.27 | 418.02 | 341.44 | 205.82 | 255.4
Geo | 0 | 0 | 0 | 0 | 0 | 0
H | 1.07 | 1.07 | 1.07 | 1.07 | 1.07 | 1.07
LFG | 4.46 | 4.46 | 14.11 | 14.11 | 14.11 | 14.11
Nuc | 0.01 | 0.01 | 0.01 | 0.01 | 0.01 | 0.01
PS | 0 | 0 | 0 | 0 | 0 | 0
PV | 0 | 0 | 0 | 0 | 0 | 0
PeakG | 52.35 | 76.94 | 54.27 | 73.39 | 73.39 | 73.39
PeakO | 10.59 | 13.5 | 10.82 | 10.82 | 10.82 | 10.82
ST | 0 | 0 | 0 | 0 | 0 | 0
STOG | 12.26 | 14.51 | 12.44 | 12.44 | 0 | 0
STWD | 0 | 0 | 0 | 0 | 0 | 0
WT | 18.31 | 18.31 | 18.31 | 18.31 | 18.31 | 33.14
IGCC | 30.22 | 30.22 | 30.22 | 30.22 | 30.22 | 30.22
DemandResponse | 0 | 0 | 0 | 0 | 0 | 0
IGCC-CCS | 0 | 0 | 0 | 0 | 0 | 0
WT_off | 0 | 0 | 0 | 0 | 0 | 0
PseudoUnit | 0 | 0 | 0 | 0 | 0 | 0
FixedInterchange | 0 | 0 | 0 | 0 | 0 | 0
Base FOM Costs by Reporting Type: MISO_MI
ReportingType | 2015 | 2020 | 2025 | 2030 | 2035 | 2040
BM | 0 | 0 | 0 | 0 | 210.03 | 617.54
CC | 131.79 | 175.08 | 145.24 | 151.63 | 104.52 | 101.61
CSP | 0 | 0 | 0 | 0 | 0 | 0
CT | 0 | 0 | 0 | 0 | 0 | 0
Coal | 311.31 | 0 | 0 | 0 | 0 | 0
Geo | 0 | 0 | 0 | 0 | 0 | 0
H | 2.01 | 2.01 | 2.01 | 2.01 | 2.01 | 2.01
LFG | 19.67 | 30 | 38.95 | 38.95 | 38.95 | 38.95
Nuc | 275.03 | 275.03 | 275.03 | 515.65 | 487.19 | 743.17
PS | 44.44 | 44.44 | 44.44 | 44.44 | 44.44 | 44.44
PV | 0 | 0 | 0 | 0 | 0 | 0
PeakG | 61.2 | 89.88 | 71.67 | 85.63 | 85.63 | 85.63
PeakO | 15.67 | 19.97 | 16.01 | 16.01 | 16.01 | 16.01
ST | 0 | 0 | 0 | 0 | 0 | 0
STOG | 125.33 | 148.3 | 127.13 | 127.13 | 0 | 0
STWD | 5.22 | 6.54 | 5.33 | 5.33 | 5.33 | 5.33
WT | 61.65 | 72.67 | 72.67 | 72.67 | 72.67 | 78.5
IGCC | 0 | 0 | 0 | 0 | 0 | 0
DemandResponse | 0 | 0 | 0 | 0 | 0 | 0
IGCC-CCS | 0 | 0 | 0 | 0 | 0 | 0
WT_off | 0 | 0 | 0 | 0 | 0 | 0
PseudoUnit | 0 | 0 | 0 | 0 | 0 | 0
FixedInterchange | 0 | 0 | 0 | 0 | 0 | 0
Base FOM Costs by Reporting Type: MISO_MO-IL
ReportingType | 2015 | 2020 | 2025 | 2030 | 2035 | 2040
BM | 0 | 0 | 0 | 0 | 125.69 | 516.36
CC | 31.4 | 39.92 | 32.06 | 35.22 | 39.25 | 39.25
CSP | 0 | 0 | 0 | 0 | 0 | 0
CT | 0 | 0 | 0 | 0 | 0 | 0
Coal | 742.54 | 172.24 | 162.82 | 163.24 | 112.63 | 128.21
Geo | 0 | 0 | 0 | 0 | 0 | 0
H | 5.01 | 9 | 9 | 9 | 9 | 9
LFG | 2.17 | 2.17 | 29.04 | 29.04 | 29.04 | 29.04
Nuc | 308.98 | 325.11 | 325.11 | 325.11 | 325.11 | 325.11
PS | 10.45 | 10.45 | 10.45 | 10.45 | 10.45 | 10.45
PV | 0 | 0 | 0 | 0 | 0 | 0
PeakG | 77.83 | 114.84 | 80.73 | 103.92 | 110.46 | 110.46
PeakO | 21.48 | 28.65 | 22.96 | 22.96 | 22.96 | 22.96
ST | 0 | 0 | 0 | 0 | 0 | 0
STOG | 26.02 | 30.78 | 26.39 | 26.39 | 0 | 0
STWD | 0 | 0 | 0 | 0 | 0 | 0
WT | 21.36 | 178.56 | 178.56 | 178.56 | 178.56 | 178.56
IGCC | 0 | 0 | 0 | 0 | 0 | 0
DemandResponse | 0 | 0 | 0 | 0 | 0 | 0
IGCC-CCS | 0 | 0 | 0 | 0 | 0 | 0
WT_off | 0 | 0 | 0 | 0 | 0 | 0
PseudoUnit | 0 | 0 | 0 | 0 | 0 | 0
FixedInterchange | 0 | 0 | 0 | 0 | 0 | 0
Base FOM Costs by Reporting Type: MISO_W
ReportingType | 2015 | 2020 | 2025 | 2030 | 2035 | 2040
BM | 0 | 0 | 0 | 0 | 0 | 0
CC | 90.43 | 114.8 | 92.68 | 92.68 | 107.18 | 109.92
CSP | 0 | 0 | 0 | 0 | 0 | 0
CT | 0 | 0 | 0 | 0 | 0 | 0
Coal | 639.01 | 346.43 | 347.19 | 323.19 | 42.57 | 48.3
Geo | 0 | 0 | 0 | 0 | 0 | 0
H | 7.08 | 7.08 | 7.08 | 7.08 | 7.08 | 7.08
LFG | 24.73 | 24.73 | 33.36 | 33.36 | 33.36 | 33.36
Nuc | 343.79 | 343.79 | 343.79 | 602.57 | 0.04 | 0.04
PS | 0 | 0 | 0 | 0 | 0 | 0
PV | 0 | 0 | 0 | 0 | 0 | 0
PeakG | 87.12 | 123.54 | 89.97 | 105.17 | 108.71 | 108.71
PeakO | 56.38 | 79.08 | 64.57 | 64.57 | 64.57 | 64.57
ST | 0 | 0 | 0 | 0 | 0 | 0
STOG | 7.56 | 8.94 | 7.67 | 7.67 | 0 | 0
STWD | 10.03 | 12.55 | 10.23 | 10.23 | 10.23 | 10.23
WT | 268.82 | 1298.39 | 1405.13 | 1421.6 | 1421.6 | 1421.6
IGCC | 0 | 0 | 0 | 0 | 0 | 0
DemandResponse | 0 | 0 | 0 | 0 | 0 | 0
IGCC-CCS | 0 | 0 | 0 | 0 | 0 | 0
WT_off | 0 | 0 | 0 | 0 | 0 | 0
PseudoUnit | 0 | 0 | 0 | 0 | 0 | 0
FixedInterchange | 0 | 0 | 0 | 0 | 0 | 0
Base FOM Costs by Reporting Type: MISO_WUMS
ReportingType | 2015 | 2020 | 2025 | 2030 | 2035 | 2040
BM | 0 | 0 | 0 | 0 | 321.69 | 321.69
CC | 159.25 | 188.45 | 173.98 | 173.98 | 182.25 | 128.96
CSP | 0 | 0 | 0 | 0 | 0 | 0
CT | 0 | 0 | 0 | 0 | 0 | 0
Coal | 235.74 | 110.31 | 104.5 | 106.43 | 83.6 | 94.06
Geo | 0 | 0 | 0 | 0 | 0 | 0
H | 4.79 | 4.8 | 4.8 | 4.8 | 4.8 | 4.8
LFG | 8.57 | 8.57 | 35.44 | 35.44 | 35.44 | 35.44
Nuc | 264.54 | 287.77 | 264.54 | 577.61 | 121.38 | 306.52
PS | 0 | 0 | 0 | 0 | 0 | 0
PV | 0 | 0 | 0 | 0 | 0 | 0
PeakG | 55.64 | 81.65 | 65.08 | 77.65 | 77.65 | 77.65
PeakO | 13.52 | 17.78 | 14.69 | 14.69 | 14.69 | 14.69
ST | 0 | 0 | 0 | 0 | 0 | 0
STOG | 13.21 | 15.63 | 13.39 | 13.39 | 0 | 0
STWD | 3.37 | 4.21 | 3.43 | 3.43 | 3.43 | 3.43
WT | 46.36 | 46.36 | 47.23 | 47.23 | 47.23 | 47.23
IGCC | 0 | 0 | 0 | 0 | 0 | 0
DemandResponse | 0 | 0 | 0 | 0 | 0 | 0
IGCC-CCS | 0 | 0 | 0 | 0 | 0 | 0
WT_off | 0 | 0 | 0 | 0 | 0 | 0
PseudoUnit | 0 | 0 | 0 | 0 | 0 | 0
FixedInterchange | 0 | 0 | 0 | 0 | 0 | 0
Base FOM Costs by Reporting Type: Nebraska
ReportingType | 2015 | 2020 | 2025 | 2030 | 2035 | 2040
BM | 0 | 0 | 0 | 0 | 244.09 | 244.09
CC | 11.65 | 40.33 | 37.67 | 37.67 | 39.57 | 40.11
CSP | 0 | 0 | 0 | 0 | 0 | 0
CT | 0 | 0 | 0 | 0 | 0 | 0
Coal | 257.61 | 38.62 | 38.62 | 40.06 | 40.06 | 47.82
Geo | 0 | 0 | 0 | 0 | 0 | 0
H | 2.38 | 2.38 | 2.38 | 2.38 | 2.38 | 2.38
LFG | 0.72 | 0.72 | 0.72 | 9.35 | 9.35 | 9.35
Nuc | 182.28 | 198.29 | 182.28 | 249.21 | 0.09 | 0.09
PS | 0 | 0 | 0 | 0 | 0 | 0
PV | 0 | 0 | 0 | 0 | 0 | 0
PeakG | 21.82 | 37.31 | 31.37 | 31.37 | 31.37 | 31.37
PeakO | 9.57 | 12.19 | 9.77 | 9.77 | 9.77 | 9.77
ST | 0 | 0 | 0 | 0 | 0 | 0
STOG | 0 | 0 | 0 | 0 | 0 | 0
STWD | 0 | 0 | 0 | 0 | 0 | 0
WT | 10.53 | 10.53 | 10.53 | 10.53 | 10.53 | 10.53
IGCC | 0 | 0 | 0 | 0 | 0 | 0
DemandResponse | 0 | 0 | 0 | 0 | 0 | 0
IGCC-CCS | 0 | 0 | 0 | 0 | 0 | 0
WT_off | 0 | 0 | 0 | 0 | 0 | 0
PseudoUnit | 0 | 0 | 0 | 0 | 0 | 0
FixedInterchange | 0 | 0 | 0 | 0 | 0 | 0
Base FOM Costs by Reporting Type: NEISO
ReportingType | 2015 | 2020 | 2025 | 2030 | 2035 | 2040
BM | 25.35 | 25.35 | 25.35 | 25.35 | 25.35 | 25.35
CC | 337.75 | 255.36 | 154.01 | 164.37 | 181.92 | 180.27
CSP | 0 | 0 | 0 | 0 | 0 | 0
CT | 2.24 | 2.24 | 2.24 | 2.17 | 2.17 | 2.17
Coal | 22.84 | 0 | 0 | 0 | 0 | 0
Geo | 0 | 0 | 0 | 0 | 0 | 0
H | 46.4 | 46.4 | 46.45 | 46.45 | 46.45 | 46.45
LFG | 70.11 | 70.11 | 70.11 | 78.5 | 78.5 | 78.5
Nuc | 676.28 | 735.67 | 676.28 | 676.28 | 488.61 | 932.14
PS | 39.74 | 39.74 | 39.74 | 39.74 | 39.74 | 39.74
PV | 0.03 | 4.91 | 4.91 | 4.91 | 4.91 | 4.91
PeakG | 19.94 | 29.61 | 20.7 | 22.52 | 28.85 | 28.85
PeakO | 1.14 | 1.46 | 1.17 | 1.17 | 1.17 | 1.17
ST | 0 | 0 | 0 | 0 | 0 | 0
STOG | 0 | 0 | 0 | 0 | 0 | 0
STWD | 19.55 | 24.46 | 19.93 | 19.93 | 19.93 | 19.93
WT | 13.44 | 155.17 | 217.05 | 264.65 | 446.62 | 454.4
IGCC | 0 | 0 | 0 | 0 | 0 | 0
DemandResponse | 0 | 0 | 0 | 0 | 0 | 0
IGCC-CCS | 0 | 0 | 0 | 0 | 0 | 0
WT_off | 24.96 | 24.96 | 24.96 | 24.96 | 24.96 | 24.96
PseudoUnit | 0 | 0 | 0 | 0 | 0 | 0
FixedInterchange | 0 | 0 | 0 | 0 | 0 | 0
Base FOM Costs by Reporting Type: NonRTO_Midwest
ReportingType | 2015 | 2020 | 2025 | 2030 | 2035 | 2040
BM | 0 | 0 | 0 | 0 | 536.98 | 617.54
CC | 31.16 | 68.73 | 68.73 | 68.73 | 68.73 | 37.57
CSP | 0 | 0 | 0 | 0 | 0 | 0
CT | 0 | 0 | 0 | 0 | 0 | 0
Coal | 533.31 | 222.79 | 152.85 | 78.76 | 79.78 | 86.27
Geo | 0 | 0 | 0 | 0 | 0 | 0
H | 2.04 | 12.66 | 12.66 | 12.66 | 12.66 | 12.66
LFG | 1.69 | 20.97 | 20.97 | 20.97 | 20.97 | 20.97
Nuc | 0.01 | 0.01 | 106.89 | 125.09 | 125.09 | 125.09
PS | 0 | 0 | 0 | 0 | 0 | 0
PV | 0 | 0 | 0 | 0 | 0 | 0
PeakG | 56.39 | 83.4 | 58.5 | 71.11 | 8.19 | 8.19
PeakO | 0.35 | 0.45 | 0.36 | 0.36 | 0 | 0
ST | 0 | 0 | 0 | 0 | 0 | 0
STOG | 0 | 0 | 0 | 0 | 0 | 0
STWD | 0 | 0 | 0 | 0 | 0 | 0
WT | 2.26 | 2.26 | 2.26 | 2.26 | 2.26 | 2.26
IGCC | 0 | 0 | 0 | 0 | 0 | 0
DemandResponse | 0 | 0 | 0 | 0 | 0 | 0
IGCC-CCS | 0 | 0 | 0 | 0 | 0 | 0
WT_off | 0 | 0 | 0 | 0 | 0 | 0
PseudoUnit | 0 | 0 | 0 | 0 | 0 | 0
FixedInterchange | 0 | 0 | 0 | 0 | 0 | 0
Base FOM Costs by Reporting Type: NYISO_A-F
ReportingType | 2015 | 2020 | 2025 | 2030 | 2035 | 2040
BM | 0 | 0 | 0 | 0 | 0 | 0
CC | 65.54 | 68.29 | 37.81 | 44.22 | 40.56 | 31.36
CSP | 0 | 0 | 0 | 0 | 0 | 0
CT | 0 | 0 | 0 | 0 | 0 | 0
Coal | 0 | 0 | 0 | 0 | 0 | 0
Geo | 0 | 0 | 0 | 0 | 0 | 0
H | 62.6 | 62.6 | 62.6 | 62.6 | 62.6 | 62.6
LFG | 20.8 | 20.8 | 20.8 | 28.97 | 28.97 | 28.97
Nuc | 489.92 | 509.2 | 489.92 | 399.48 | 552.03 | 578.17
PS | 33.52 | 33.52 | 33.52 | 33.52 | 33.52 | 33.52
PV | 0 | 0 | 0 | 0 | 0 | 0
PeakG | 3.78 | 5.56 | 5.31 | 5.31 | 5.31 | 5.31
PeakO | 1.14 | 1.46 | 1.17 | 1.17 | 1.17 | 1.17
ST | 0 | 0 | 0 | 0 | 0 | 0
STOG | 0 | 0 | 0 | 0 | 0 | 0
STWD | 2.76 | 3.45 | 2.81 | 2.81 | 2.81 | 2.81
WT | 113.42 | 133.35 | 348.73 | 422.6 | 422.6 | 422.6
IGCC | 0 | 0 | 0 | 0 | 0 | 0
DemandResponse | 0 | 0 | 0 | 0 | 0 | 0
IGCC-CCS | 0 | 0 | 0 | 0 | 0 | 0
WT_off | 0 | 0 | 0 | 0 | 0 | 0
PseudoUnit | 0 | 0 | 0 | 0 | 0 | 0
FixedInterchange | 0 | 0 | 0 | 0 | 0 | 0
Base FOM Costs by Reporting Type: NYISO_G-I
ReportingType | 2015 | 2020 | 2025 | 2030 | 2035 | 2040
BM | 0 | 0 | 0 | 0 | 0 | 80.4
CC | 34.33 | 43.65 | 35.09 | 35.19 | 42.92 | 42.92
CSP | 0 | 0 | 0 | 0 | 0 | 0
CT | 0 | 0 | 0 | 0 | 0 | 0
Coal | 0 | 0 | 0 | 0 | 0 | 0
Geo | 0 | 0 | 0 | 0 | 0 | 0
H | 0.46 | 0.46 | 0.46 | 0.46 | 0.46 | 0.46
LFG | 7.72 | 7.72 | 7.72 | 16.67 | 16.67 | 16.67
Nuc | 297.74 | 323.88 | 297.74 | 297.74 | 452.18 | 148.89
PS | 0 | 0 | 0 | 0 | 0 | 0
PV | 0 | 0 | 0 | 0 | 8.36 | 8.36
PeakG | 1.51 | 2.04 | 1.56 | 1.56 | 1.56 | 1.56
PeakO | 2.55 | 3.25 | 2.61 | 2.61 | 2.61 | 2.61
ST | 0 | 0 | 0 | 0 | 0 | 0
STOG | 0 | 0 | 0 | 0 | 0 | 0
STWD | 0 | 0 | 0 | 0 | 0 | 0
WT | 0 | 1.68 | 10.11 | 10.11 | 10.11 | 10.11
IGCC | 0 | 0 | 0 | 0 | 0 | 0
DemandResponse | 0 | 0 | 0 | 0 | 0 | 0
IGCC-CCS | 0 | 0 | 0 | 0 | 0 | 0
WT_off | 0 | 0 | 0 | 0 | 0 | 0
PseudoUnit | 0 | 0 | 0 | 0 | 0 | 0
FixedInterchange | 0 | 0 | 0 | 0 | 0 | 0
Base FOM Costs by Reporting Type: NYISO_J-K
ReportingType | 2015 | 2020 | 2025 | 2030 | 2035 | 2040
BM | 0 | 0 | 0 | 0 | 0 | 0
CC | 125.46 | 154.92 | 127.77 | 138.94 | 152.61 | 152.61
CSP | 0 | 0 | 0 | 0 | 0 | 0
CT | 0 | 0 | 0 | 0 | 0 | 0
Coal | 0 | 0 | 0 | 0 | 0 | 0
Geo | 0 | 0 | 0 | 0 | 0 | 0
H | 0 | 0 | 0 | 0 | 0 | 0
LFG | 14.96 | 14.96 | 14.96 | 23.9 | 23.9 | 23.9
Nuc | 0.01 | 0.01 | 0.01 | 0.01 | 0.01 | 0.01
PS | 0 | 0 | 0 | 0 | 0 | 0
PV | 0.53 | 0.53 | 0.53 | 0.53 | 0.53 | 0.53
PeakG | 54.7 | 77.08 | 56.45 | 62.35 | 66.78 | 66.78
PeakO | 61.69 | 79.16 | 63.78 | 65.02 | 65.02 | 65.02
ST | 0 | 0 | 0 | 0 | 0 | 0
STOG | 146.21 | 173 | 148.3 | 148.3 | 138.45 | 138.45
STWD | 0 | 0 | 0 | 0 | 0 | 0
WT | 0 | 0 | 9.26 | 9.26 | 9.26 | 9.26
IGCC | 0 | 0 | 0 | 0 | 0 | 0
DemandResponse | 0 | 0 | 0 | 0 | 0 | 0
IGCC-CCS | 0 | 0 | 0 | 0 | 0 | 0
WT_off | 0 | 0 | 0 | 0 | 126.29 | 126.29
PseudoUnit | 0 | 0 | 0 | 0 | 0 | 0
FixedInterchange | 0 | 0 | 0 | 0 | 0 | 0
Base FOM Costs by Reporting Type: PJM_E
ReportingType | 2015 | 2020 | 2025 | 2030 | 2035 | 2040
BM | 3.02 | 3.02 | 3.02 | 3.02 | 3.02 | 33.4
CC | 297.21 | 359.4 | 312.87 | 330.19 | 322.13 | 322.13
CSP | 0 | 0 | 0 | 0 | 0 | 0
CT | 0.18 | 0.18 | 0.18 | 0 | 0 | 0
Coal | 67.42 | 33.85 | 31.97 | 32.26 | 34.91 | 34.91
Geo | 0 | 0 | 0 | 0 | 0 | 0
H | 3.85 | 3.85 | 3.85 | 3.85 | 3.85 | 3.85
LFG | 56.83 | 56.83 | 60.33 | 72.83 | 72.83 | 72.83
Nuc | 1239 | 1184.31 | 1149.53 | 1149.53 | 825.73 | 1983.3
PS | 9.5 | 9.5 | 9.5 | 9.5 | 9.5 | 9.5
PV | 0.75 | 0.75 | 0.75 | 0.75 | 0.75 | 0.75
PeakG | 75.2 | 106.43 | 77.64 | 89.79 | 93.22 | 93.22
PeakO | 75.92 | 100.78 | 82.41 | 82.41 | 82.41 | 82.41
ST | 0 | 0 | 0 | 0 | 0 | 0
STOG | 115.25 | 136.37 | 116.9 | 11.19 | 0 | 0
STWD | 0 | 0 | 0 | 0 | 0 | 0
WT | 32.63 | 32.63 | 32.63 | 33.19 | 33.19 | 33.19
IGCC | 0 | 0 | 0 | 0 | 0 | 0
DemandResponse | 0 | 0 | 0 | 0 | 0 | 0
IGCC-CCS | 0 | 0 | 0 | 0 | 0 | 0
WT_off | 0 | 0 | 58.67 | 511.99 | 511.99 | 511.99
PseudoUnit | 0 | 0 | 0 | 0 | 0 | 0
FixedInterchange | 0 | 0 | 0 | 0 | 0 | 0
Base FOM Costs by Reporting Type: PJM_ROM
ReportingType | 2015 | 2020 | 2025 | 2030 | 2035 | 2040
BM | 1.81 | 1.81 | 1.81 | 1.81 | 208.61 | 236.97
CC | 142.43 | 174.53 | 145.82 | 151.1 | 123.82 | 122.56
CSP | 0 | 0 | 0 | 0 | 0 | 0
CT | 0.11 | 0.11 | 0.11 | 0.11 | 0 | 0
Coal | 223.38 | 139.32 | 29.46 | 0.96 | 0.96 | 0.96
Geo | 0 | 0 | 0 | 0 | 0 | 0
H | 19.83 | 29.48 | 29.48 | 29.48 | 29.48 | 29.48
LFG | 43.05 | 50.61 | 74.95 | 74.95 | 74.95 | 74.95
Nuc | 733.21 | 756.8 | 733.21 | 733.21 | 657.66 | 1406.71
PS | 35.92 | 35.92 | 35.92 | 35.92 | 35.92 | 35.92
PV | 0.06 | 22.69 | 35.36 | 38.2 | 38.41 | 39.43
PeakG | 30.83 | 44.67 | 41.32 | 41.32 | 41.32 | 41.32
PeakO | 45.95 | 58.57 | 46.94 | 46.94 | 0 | 0
ST | 0 | 0 | 0 | 0 | 0 | 0
STOG | 155.08 | 183.5 | 157.31 | 157.31 | 0 | 0
STWD | 2.24 | 2.81 | 2.29 | 2.29 | 2.29 | 2.29
WT | 38.48 | 59.54 | 222.65 | 222.65 | 222.65 | 222.65
IGCC | 0 | 0 | 0 | 0 | 0 | 0
DemandResponse | 0 | 0 | 0 | 0 | 0 | 0
IGCC-CCS | 0 | 0 | 0 | 0 | 0 | 0
WT_off | 0 | 0 | 0 | 533.86 | 541.3 | 576.78
PseudoUnit | 0 | 0 | 0 | 0 | 0 | 0
FixedInterchange | 0 | 0 | 0 | 0 | 0 | 0
Base FOM Costs by Reporting Type: PJM_ROR
ReportingType | 2015 | 2020 | 2025 | 2030 | 2035 | 2040
BM | 38.69 | 38.69 | 38.69 | 38.69 | 1060.95 | 1060.95
CC | 525.69 | 659.03 | 586.33 | 612.5 | 598.32 | 461.65
CSP | 0 | 0 | 0 | 0 | 0 | 0
CT | 0.19 | 0.19 | 0.19 | 0.19 | 0 | 0
Coal | 2045.46 | 1322.77 | 220.24 | 224.69 | 228.04 | 266.07
Geo | 0 | 0 | 0 | 0 | 0 | 0
H | 26.17 | 33.33 | 33.33 | 33.33 | 33.33 | 33.33
LFG | 65.06 | 126.87 | 126.87 | 126.87 | 126.87 | 126.87
Nuc | 2917.4 | 3014.07 | 2917.4 | 2791.17 | 2634.37 | 6088.03
PS | 73.14 | 73.14 | 73.14 | 73.14 | 73.14 | 73.14
PV | 0.35 | 7.52 | 11.04 | 11.17 | 11.17 | 11.17
PeakG | 325.76 | 481.29 | 337.93 | 436.45 | 464.24 | 464.24
PeakO | 48.69 | 65.15 | 52.22 | 52.22 | 0 | 0
ST | 0 | 0 | 0 | 0 | 0 | 0
STOG | 93.25 | 110.34 | 94.59 | 93.03 | 0 | 0
STWD | 6.22 | 7.78 | 6.34 | 6.34 | 6.34 | 6.34
WT | 322.6 | 744.33 | 1593.56 | 1593.56 | 1593.56 | 1593.56
IGCC | 0 | 0 | 0 | 0 | 0 | 0
DemandResponse | 0 | 0 | 0 | 0 | 0 | 0
IGCC-CCS | 0 | 0 | 0 | 0 | 0 | 0
WT_off | 0 | 0 | 0 | 0 | 513.32 | 535.61
PseudoUnit | 0 | 0 | 0 | 0 | 0 | 0
FixedInterchange | 0 | 0 | 0 | 0 | 0 | 0
Base FOM Costs by Reporting Type: SOCO
ReportingType | 2015 | 2020 | 2025 | 2030 | 2035 | 2040
BM | 5.53 | 5.53 | 5.53 | 5.53 | 658.82 | 658.82
CC | 547.18 | 736.99 | 627.75 | 641.82 | 178.15 | 70.52
CSP | 0 | 0 | 0 | 0 | 0 | 0
CT | 0 | 0 | 0 | 0 | 0 | 0
Coal | 502.29 | 241.76 | 114.39 | 120.91 | 134.53 | 134.53
Geo | 0 | 0 | 0 | 0 | 0 | 0
H | 59.74 | 59.74 | 59.74 | 59.74 | 72.09 | 72.09
LFG | 4.46 | 17.39 | 17.39 | 17.39 | 17.39 | 17.39
Nuc | 850.41 | 1045.67 | 1045.67 | 1533.17 | 2164.07 | 3102.72
PS | 39.76 | 39.76 | 39.76 | 39.76 | 39.76 | 39.76
PV | 0 | 0 | 0 | 33.4 | 33.4 | 33.4
PeakG | 178.03 | 264.31 | 184.78 | 111.6 | 100.24 | 100.24
PeakO | 0 | 0 | 0 | 0 | 0 | 0
ST | 0 | 0 | 0 | 0 | 0 | 0
STOG | 0 | 0 | 0 | 0 | 0 | 0
STWD | 21.41 | 26.79 | 21.83 | 21.83 | 21.83 | 21.83
WT | 0 | 0 | 2.81 | 2.81 | 2.81 | 2.81
IGCC | 0 | 0 | 0 | 0 | 0 | 0
DemandResponse | 0 | 0 | 0 | 0 | 0 | 0
IGCC-CCS | 0 | 0 | 0 | 0 | 0 | 0
WT_off | 0 | 0 | 0 | 0 | 0 | 0
PseudoUnit | 0 | 0 | 0 | 0 | 0 | 0
FixedInterchange | 0 | 0 | 0 | 0 | 0 | 0
Base FOM Costs by Reporting Type: SPP_N
ReportingType | 2015 | 2020 | 2025 | 2030 | 2035 | 2040
BM | 0 | 0 | 0 | 0 | 542.65 | 643.78
CC | 61.19 | 97.43 | 87.14 | 94.02 | 98.91 | 98.91
CSP | 0 | 0 | 0 | 0 | 0 | 0
CT | 0 | 0 | 0 | 0 | 0 | 0
Coal | 520.3 | 343.39 | 133.58 | 133.58 | 62.32 | 91.44
Geo | 0 | 0 | 0 | 0 | 0 | 0
H | 0.3 | 0.3 | 0.3 | 0.3 | 0.3 | 0.3
LFG | 0.84 | 0.84 | 0.84 | 12.28 | 12.28 | 12.28
Nuc | 160.51 | 168.89 | 168.89 | 168.89 | 168.89 | 168.89
PS | 0 | 0 | 0 | 0 | 0 | 0
PV | 0 | 0 | 0 | 0 | 0 | 0
PeakG | 74.97 | 117.69 | 105.7 | 105.7 | 105.7 | 105.7
PeakO | 34.89 | 44.84 | 35.94 | 35.94 | 35.94 | 35.94
ST | 0 | 0 | 0 | 0 | 0 | 0
STOG | 59.41 | 70.3 | 60.26 | 60.26 | 0 | 0
STWD | 0 | 0 | 0 | 0 | 0 | 0
WT | 41.99 | 489.32 | 489.32 | 489.32 | 489.32 | 489.32
IGCC | 0 | 0 | 0 | 0 | 0 | 0
DemandResponse | 0 | 0 | 0 | 0 | 0 | 0
IGCC-CCS | 0 | 0 | 0 | 0 | 0 | 0
WT_off | 0 | 0 | 0 | 0 | 0 | 0
PseudoUnit | 0 | 0 | 0 | 0 | 0 | 0
FixedInterchange | 0 | 0 | 0 | 0 | 0 | 0
Base FOM Costs by Reporting Type: SPP_S
ReportingType | 2015 | 2020 | 2025 | 2030 | 2035 | 2040
BM | 0 | 0 | 0 | 0 | 436.82 | 453
CC | 327.42 | 493.07 | 414.49 | 447.45 | 483.52 | 487.15
CSP | 0 | 0 | 0 | 0 | 0 | 0
CT | 2.76 | 4.77 | 4.77 | 4.77 | 4.77 | 2.76
Coal | 666.69 | 252.16 | 145.88 | 146.6 | 29.32 | 29.32
Geo | 0 | 0 | 0 | 0 | 0 | 0
H | 30.03 | 30.03 | 30.03 | 31.32 | 31.32 | 31.32
LFG | 2.29 | 2.29 | 2.29 | 13.72 | 13.72 | 13.72
Nuc | 0.01 | 0.01 | 0.01 | 60.91 | 60.91 | 60.91
PS | 10.59 | 10.59 | 10.59 | 10.59 | 10.59 | 10.59
PV | 0 | 0 | 0 | 0 | 0 | 0
PeakG | 60.2 | 87.93 | 62.37 | 76.78 | 82.77 | 82.77
PeakO | 3.36 | 4.54 | 3.63 | 3.63 | 3.64 | 3.66
ST | 0 | 0 | 0 | 0 | 0 | 0
STOG | 298.74 | 353.49 | 303.02 | 303.02 | 73.46 | 56.64
STWD | 2.69 | 3.37 | 2.75 | 2.75 | 2.75 | 2.75
WT | 90.68 | 811.4 | 811.4 | 811.4 | 811.4 | 833.33
IGCC | 0 | 0 | 0 | 0 | 0 | 0
DemandResponse | 0 | 0 | 0 | 0 | 0 | 0
IGCC-CCS | 0 | 0 | 0 | 0 | 0 | 0
WT_off | 0 | 0 | 0 | 0 | 0 | 0
PseudoUnit | 0 | 0 | 0 | 0 | 0 | 0
FixedInterchange | 0 | 0 | 0 | 0 | 0 | 0
Base FOM Costs by Reporting Type: TVA
ReportingType | 2015 | 2020 | 2025 | 2030 | 2035 | 2040
BM | 0 | 0 | 0 | 0 | 743.15 | 743.15
CC | 190.26 | 293.69 | 260.56 | 266.42 | 120.7 | 67.49
CSP | 0 | 0 | 0 | 0 | 0 | 0
CT | 0 | 0 | 0 | 0 | 0 | 0
Coal | 397.26 | 251.31 | 104.81 | 0 | 0 | 0
Geo | 0 | 0 | 0 | 0 | 0 | 0
H | 72.8 | 73.19 | 73.19 | 73.19 | 73.19 | 73.19
LFG | 1.57 | 14.49 | 14.49 | 14.49 | 14.49 | 14.49
Nuc | 1153.81 | 1199.07 | 1153.81 | 1166.23 | 1158.2 | 2028.42
PS | 41.38 | 41.38 | 41.38 | 41.38 | 41.38 | 41.38
PV | 0 | 0 | 0 | 33.4 | 33.4 | 33.4
PeakG | 99.24 | 153.37 | 140.99 | 140.99 | 123.32 | 123.32
PeakO | 1.87 | 2.54 | 1.92 | 2.49 | 0 | 0
ST | 0 | 0 | 0 | 0 | 0 | 0
STOG | 0 | 0 | 0 | 0 | 0 | 0
STWD | 0.16 | 0.2 | 0.16 | 0.16 | 0.16 | 0.16
WT | 0.99 | 0.99 | 3.8 | 3.8 | 3.8 | 3.8
IGCC | 0 | 0 | 0 | 0 | 0 | 0
DemandResponse | 0 | 0 | 0 | 0 | 0 | 0
IGCC-CCS | 0 | 0 | 0 | 0 | 0 | 0
WT_off | 0 | 0 | 0 | 0 | 0 | 0
PseudoUnit | 0 | 0 | 0 | 0 | 0 | 0
FixedInterchange | 0 | 0 | 0 | 0 | 0 | 0
Base FOM Costs by Reporting Type: TVA_Transmission
ReportingType | 2015 | 2020 | 2025 | 2030 | 2035 | 2040
BM | 0 | 0 | 0 | 0 | 0 | 0
CC | 0 | 0 | 0 | 0 | 0 | 0
CSP | 0 | 0 | 0 | 0 | 0 | 0
CT | 0 | 0 | 0 | 0 | 0 | 0
Coal | 0 | 0 | 0 | 0 | 0 | 0
Geo | 0 | 0 | 0 | 0 | 0 | 0
H | 0 | 0 | 0 | 0 | 0 | 0
LFG | 0 | 0 | 0 | 0 | 0 | 0
Nuc | 0 | 0 | 0 | 0 | 0 | 0
PS | 0 | 0 | 0 | 0 | 0 | 0
PV | 0 | 0 | 0 | 0 | 0 | 0
PeakG | 0 | 0 | 0 | 0 | 0 | 0
PeakO | 0 | 0 | 0 | 0 | 0 | 0
ST | 0 | 0 | 0 | 0 | 0 | 0
STOG | 0 | 0 | 0 | 0 | 0 | 0
STWD | 0 | 0 | 0 | 0 | 0 | 0
WT | 0 | 0 | 0 | 0 | 0 | 0
IGCC | 0 | 0 | 0 | 0 | 0 | 0
DemandResponse | 0 | 0 | 0 | 0 | 0 | 0
IGCC-CCS | 0 | 0 | 0 | 0 | 0 | 0
WT_off | 0 | 0 | 0 | 0 | 0 | 0
PseudoUnit | 0 | 0 | 0 | 0 | 0 | 0
FixedInterchange | 0 | 0 | 0 | 0 | 0 | 0
Base FOM Costs by Reporting Type: VACAR
ReportingType | 2015 | 2020 | 2025 | 2030 | 2035 | 2040
BM | 0.09 | 0.09 | 0.09 | 0.09 | 307.01 | 702.15
CC | 289.12 | 318.54 | 292.37 | 227 | 186.5 | 149.25
CSP | 0 | 0 | 0 | 0 | 0 | 0
CT | 4.8 | 4.8 | 4.8 | 0 | 0 | 0
Coal | 746.98 | 644.37 | 250.87 | 89.35 | 93.03 | 102.67
Geo | 0 | 0 | 0 | 0 | 0 | 0
H | 30.23 | 30.23 | 30.23 | 30.23 | 30.97 | 30.97
LFG | 7.64 | 20.52 | 20.52 | 20.52 | 20.52 | 20.52
Nuc | 1664.13 | 1955.26 | 1870.92 | 1870.92 | 1398.04 | 3193.75
PS | 62.1 | 62.1 | 62.1 | 62.1 | 62.1 | 62.1
PV | 0.23 | 2.47 | 2.51 | 2.52 | 22.5 | 22.5
PeakG | 142.93 | 209.84 | 148.17 | 180.07 | 191.42 | 191.42
PeakO | 36.13 | 46.34 | 37.33 | 0 | 0 | 0
ST | 0 | 0 | 0 | 0 | 0 | 0
STOG | 4.04 | 4.78 | 4.1 | 0 | 0 | 0
STWD | 9.01 | 11.27 | 9.18 | 9.18 | 9.18 | 9.18
WT | 0.03 | 98.25 | 98.25 | 98.25 | 98.25 | 98.25
IGCC | 0 | 0 | 0 | 0 | 0 | 0
DemandResponse | 0 | 0 | 0 | 0 | 0 | 0
IGCC-CCS | 0 | 0 | 0 | 0 | 0 | 0
WT_off | 0.05 | 24.26 | 862.76 | 2093.28 | 2093.28 | 2093.28
PseudoUnit | 0 | 0 | 0 | 0 | 0 | 0
FixedInterchange | 0 | 0 | 0 | 0 | 0 | 0
Base FOM Costs by Reporting Type: IESO
ReportingType | 2015 | 2020 | 2025 | 2030 | 2035 | 2040
BM | 32.8 | 32.8 | 32.8 | 32.8 | 32.8 | 32.8
CC | 18.17 | 18.17 | 18.17 | 18.17 | 18.17 | 18.17
CSP | 0 | 0 | 0 | 0 | 0 | 0
CT | 2.46 | 2.46 | 2.46 | 2.46 | 0 | 0
Coal | 0 | 0 | 0 | 0 | 0 | 0
Geo | 0 | 0 | 0 | 0 | 0 | 0
H | 123.83 | 123.83 | 123.83 | 123.83 | 123.83 | 127.39
LFG | 14.17 | 14.17 | 14.17 | 14.17 | 14.17 | 14.23
Nuc | 1895.33 | 1895.33 | 1895.33 | 1895.33 | 1745.37 | 2079.68
PS | 2.92 | 2.92 | 2.92 | 2.92 | 2.92 | 2.92
PV | 18.26 | 18.26 | 18.26 | 18.26 | 0.44 | 0.44
PeakG | 0 | 0 | 0 | 0 | 0 | 0
PeakO | 0 | 0 | 0 | 0 | 0 | 0
ST | 0 | 0 | 0 | 0 | 0 | 0
STOG | 0 | 0 | 0 | 0 | 0 | 0
STWD | 4.45 | 4.45 | 4.45 | 4.45 | 4.45 | 4.45
WT | 102.92 | 102.92 | 102.92 | 102.92 | 102.92 | 106.53
IGCC | 0 | 0 | 0 | 0 | 0 | 0
DemandResponse | 0 | 0 | 0 | 0 | 0 | 0
IGCC-CCS | 0 | 0 | 0 | 0 | 0 | 0
WT_off | 0 | 0 | 0 | 0 | 0 | 0
PseudoUnit | 0 | 0 | 0 | 0 | 0 | 0
FixedInterchange | 0 | 0 | 0 | 0 | 0 | 0
Base FOM Costs by Reporting Type: MAPP_CA
ReportingType | 2015 | 2020 | 2025 | 2030 | 2035 | 2040
BM | 0 | 0 | 0 | 0 | 0 | 0
CC | 25.06 | 25.06 | 3.37 | 3.37 | 3.37 | 0
CSP | 0 | 0 | 0 | 0 | 0 | 0
CT | 0 | 0 | 0 | 0 | 0 | 0
Coal | 47.41 | 10.52 | 0 | 0 | 0 | 0
Geo | 0 | 0 | 0 | 0 | 0 | 0
H | 92.24 | 102.13 | 123.42 | 158.45 | 158.45 | 158.45
LFG | 0 | 0 | 0 | 0 | 0 | 0
Nuc | 0.01 | 0.01 | 0.01 | 0.01 | 0.01 | 0.01
PS | 0 | 0 | 0 | 0 | 0 | 0
PV | 0 | 0 | 0 | 0 | 0 | 0
PeakG | 9.88 | 9.88 | 0 | 0 | 0 | 0
PeakO | 0.09 | 0.09 | 0 | 0 | 0 | 0
ST | 0 | 0 | 0 | 0 | 0 | 0
STOG | 5.54 | 5.54 | 0 | 0 | 0 | 0
STWD | 0 | 0 | 0 | 0 | 0 | 0
WT | 17.9 | 17.9 | 17.9 | 17.9 | 0 | 0
IGCC | 0 | 0 | 0 | 0 | 0 | 0
DemandResponse | 0 | 0 | 0 | 0 | 0 | 0
IGCC-CCS | 0 | 0 | 0 | 0 | 0 | 0
WT_off | 0 | 0 | 0 | 0 | 0 | 0
PseudoUnit | 0 | 0 | 0 | 0 | 0 | 0
FixedInterchange | 0 | 0 | 0 | 0 | 0 | 0
Base FOM Costs by Reporting Type: AZ_NM_SNV_Coal
ReportingType | 2015 | 2020 | 2025 | 2030 | 2035 | 2040
BM | 0 | 0 | 0 | 0 | 0 | 0
CC | 0 | 0 | 0 | 0 | 0 | 0
CSP | 0 | 0 | 0 | 0 | 0 | 0
CT | 0 | 0 | 0 | 0 | 0 | 0
Coal | 517.21 | 507.6 | 309.39 | 2.76 | 3.09 | 3.35
Geo | 0 | 0 | 0 | 0 | 0 | 0
H | 0 | 0 | 0 | 0 | 0 | 0
LFG | 0 | 0 | 0 | 0 | 0 | 0
Nuc | 0 | 0 | 0 | 0 | 0 | 0
PS | 0 | 0 | 0 | 0 | 0 | 0
PV | 0 | 0 | 0 | 0 | 0 | 0
PeakG | 0 | 0 | 0 | 0 | 0 | 0
PeakO | 5.77 | 7.38 | 6 | 6 | 6 | 6
ST | 0 | 0 | 0 | 0 | 0 | 0
STOG | 0 | 0 | 0 | 0 | 0 | 0
STWD | 0 | 0 | 0 | 0 | 0 | 0
WT | 0 | 0 | 0 | 0 | 0 | 0
IGCC | 0 | 0 | 0 | 0 | 0 | 0
DemandResponse | 0 | 0 | 0 | 0 | 0 | 0
IGCC-CCS | 0 | 0 | 0 | 0 | 0 | 0
WT_off | 0 | 0 | 0 | 0 | 0 | 0
PseudoUnit | 0 | 0 | 0 | 0 | 0 | 0
FixedInterchange | 0 | 0 | 0 | 0 | 0 | 0
Base FOM Costs by Reporting Type: AZ_NM_SNV_Gas
ReportingType | 2015 | 2020 | 2025 | 2030 | 2035 | 2040
BM | 0 | 0 | 0 | 0 | 0 | 0
CC | 442.18 | 577.82 | 469.6 | 486.59 | 383.09 | 255.28
CSP | 0 | 0 | 0 | 0 | 0 | 0
CT | 4.93 | 4.93 | 4.93 | 4.93 | 0 | 0
Coal | 0 | 0 | 0 | 0 | 0 | 0
Geo | 0 | 0 | 0 | 0 | 0 | 0
H | 0 | 0 | 0 | 0 | 0 | 0
LFG | 0 | 0 | 0 | 0 | 0 | 0
Nuc | 0 | 0 | 0 | 0 | 0 | 0
PS | 0 | 0 | 0 | 0 | 0 | 0
PV | 0 | 0 | 0 | 0 | 0 | 0
PeakG | 63.97 | 93.45 | 74.33 | 87.99 | 87.99 | 87.99
PeakO | 0 | 0 | 0 | 0 | 0 | 0
ST | 0 | 0 | 0 | 0 | 0 | 0
STOG | 0 | 0 | 0 | 0 | 0 | 0
STWD | 0 | 0 | 0 | 0 | 0 | 0
WT | 0 | 0 | 0 | 0 | 0 | 0
IGCC | 0 | 0 | 0 | 0 | 0 | 0
DemandResponse | 0 | 0 | 0 | 0 | 0 | 0
IGCC-CCS | 0 | 0 | 0 | 0 | 0 | 0
WT_off | 0 | 0 | 0 | 0 | 0 | 0
PseudoUnit | 0 | 0 | 0 | 0 | 0 | 0
FixedInterchange | 0 | 0 | 0 | 0 | 0 | 0
Base FOM Costs by Reporting Type: AZ_NM_SNV_NucRenew
ReportingType | 2015 | 2020 | 2025 | 2030 | 2035 | 2040
BM | 0 | 0 | 0 | 0 | 0 | 331.42
CC | 0 | 0 | 0 | 0 | 0 | 0
CSP | 0 | 0 | 0 | 0 | 0 | 0
CT | 0 | 0 | 0 | 0 | 0 | 0
Coal | 0 | 0 | 0 | 0 | 0 | 0
Geo | 0 | 13.12 | 122.18 | 122.18 | 122.18 | 122.18
H | 44.6 | 44.6 | 44.6 | 44.6 | 44.6 | 44.6
LFG | 0.84 | 8.14 | 8.14 | 8.14 | 8.14 | 8.14
Nuc | 484.16 | 564.17 | 564.17 | 939.24 | 1553.02 | 1553.02
PS | 5.13 | 5.13 | 5.13 | 5.13 | 5.13 | 5.13
PV | 2.38 | 2.38 | 2.38 | 2.38 | 2.38 | 2.38
PeakG | 0 | 0 | 0 | 0 | 0 | 0
PeakO | 0 | 0 | 0 | 0 | 0 | 0
ST | 17.92 | 46.44 | 61.02 | 61.64 | 95.04 | 95.04
STOG | 0 | 0 | 0 | 0 | 0 | 0
STWD | 0.83 | 1.04 | 0.85 | 0.85 | 0.85 | 0.85
WT | 17.57 | 348.54 | 349.24 | 353.02 | 353.02 | 353.02
IGCC | 0 | 0 | 0 | 0 | 0 | 0
DemandResponse | 0 | 0 | 0 | 0 | 0 | 0
IGCC-CCS | 0 | 0 | 0 | 0 | 0 | 0
WT_off | 0 | 0 | 0 | 0 | 0 | 0
PseudoUnit | 0 | 0 | 0 | 0 | 0 | 0
FixedInterchange | 0 | 0 | 0 | 0 | 0 | 0
Base FOM Costs by Reporting Type: ERCOT
ReportingType | 2015 | 2020 | 2025 | 2030 | 2035 | 2040
BM | 14.57 | 14.57 | 14.57 | 14.57 | 408.54 | 408.54
CC | 1063.37 | 1302.76 | 1113.06 | 1142.66 | 923.18 | 788.74
CSP | 0 | 0 | 0 | 0 | 0 | 0
CT | 1.67 | 1.67 | 1.67 | 1.67 | 0 | 0
Coal | 373.33 | 193.15 | 144.34 | 145.99 | 145.99 | 173.94
Geo | 0 | 0 | 0 | 0 | 0 | 0
H | 8.05 | 8.05 | 8.05 | 8.05 | 16.99 | 16.99
LFG | 9.05 | 9.05 | 51.64 | 51.64 | 51.64 | 51.64
Nuc | 574.09 | 734.71 | 741.22 | 1154.94 | 2106.05 | 2439.46
PS | 0 | 0 | 0 | 0 | 0 | 0
PV | 0.25 | 0.25 | 0.25 | 0.25 | 0.25 | 0.25
PeakG | 80.63 | 119.03 | 114.62 | 114.62 | 114.62 | 114.62
PeakO | 1.29 | 1.86 | 1.53 | 1.53 | 1.53 | 1.53
ST | 0 | 0 | 0 | 0 | 0 | 0
STOG | 626.41 | 725.58 | 503.56 | 256.99 | 0 | 0
STWD | 0 | 0 | 0 | 0 | 0 | 0
WT | 315.42 | 867.53 | 868.92 | 868.92 | 868.92 | 967.46
IGCC | 0 | 0 | 0 | 0 | 0 | 0
DemandResponse | 0 | 0 | 0 | 0 | 0 | 0
IGCC-CCS | 0 | 0 | 0 | 0 | 0 | 0
WT_off | 0 | 0 | 0 | 0 | 0 | 0
PseudoUnit | 0 | 0 | 0 | 0 | 0 | 0
FixedInterchange | 0 | 0 | 0 | 0 | 0 | 0
Base FOM Costs by Reporting Type: NP15
ReportingType | 2015 | 2020 | 2025 | 2030 | 2035 | 2040
BM | 0 | 0 | 0 | 0 | 84.75 | 84.75
CC | 216.44 | 269.08 | 223.29 | 237.9 | 264.36 | 264.36
CSP | 0 | 0 | 0 | 0 | 0 | 0
CT | 1.42 | 1.42 | 1.42 | 1.42 | 0 | 0
Coal | 10.94 | 0 | 0 | 0 | 0 | 0
Geo | 100.8 | 100.8 | 151.36 | 151.36 | 151.36 | 151.36
H | 125.7 | 125.7 | 125.7 | 125.7 | 125.7 | 125.7
LFG | 10.26 | 10.26 | 78.24 | 78.24 | 78.24 | 78.24
Nuc | 302.44 | 364.27 | 334.86 | 705.62 | 918.41 | 968.75
PS | 53.58 | 53.58 | 53.58 | 53.58 | 53.58 | 53.58
PV | 0.89 | 0.89 | 0.89 | 0.89 | 0.89 | 13.32
PeakG | 56.04 | 82.34 | 58.1 | 74.01 | 78.49 | 78.49
PeakO | 10.26 | 13.08 | 10.48 | 10.49 | 10.49 | 10.49
ST | 1.86 | 1.86 | 1.86 | 1.86 | 1.86 | 6.4
STOG | 134.86 | 159.57 | 136.79 | 107.24 | 54.58 | 54.58
STWD | 14.17 | 17.73 | 14.44 | 14.44 | 14.44 | 14.44
WT | 40.21 | 132.82 | 336.92 | 360.31 | 369.24 | 369.24
IGCC | 0 | 0 | 0 | 0 | 0 | 0
DemandResponse | 0 | 0 | 0 | 0 | 0 | 0
IGCC-CCS | 0 | 0 | 0 | 0 | 0 | 0
WT_off | 0 | 0 | 0 | 0 | 0 | 0
PseudoUnit | 0 | 0 | 0 | 0 | 0 | 0
FixedInterchange | 0 | 0 | 0 | 0 | 0 | 0
Base FOM Costs by Reporting Type: NWPP_Coal
ReportingType | 2015 | 2020 | 2025 | 2030 | 2035 | 2040
BM | 0 | 0 | 0 | 0 | 0 | 0
CC | 0 | 0 | 0 | 0 | 0 | 0
CSP | 0 | 0 | 0 | 0 | 0 | 0
CT | 0 | 0 | 0 | 0 | 0 | 0
Coal | 470.73 | 374.65 | 11.72 | 12.11 | 12.58 | 14.69
Geo | 0 | 0 | 0 | 0 | 0 | 0
H | 0 | 0 | 0 | 0 | 0 | 0
LFG | 0 | 0 | 0 | 0 | 0 | 0
Nuc | 0 | 0 | 0 | 0 | 0 | 0
PS | 0 | 0 | 0 | 0 | 0 | 0
PV | 0 | 0 | 0 | 0 | 0 | 0
PeakG | 0 | 0 | 0 | 0 | 0 | 0
PeakO | 0 | 0 | 0 | 0 | 0 | 0
ST | 0 | 0 | 0 | 0 | 0 | 0
STOG | 0 | 0 | 0 | 0 | 0 | 0
STWD | 0 | 0 | 0 | 0 | 0 | 0
WT | 0 | 0 | 0 | 0 | 0 | 0
IGCC | 0 | 0 | 0 | 0 | 0 | 0
DemandResponse | 0 | 0 | 0 | 0 | 0 | 0
IGCC-CCS | 0 | 0 | 0 | 0 | 0 | 0
WT_off | 0 | 0 | 0 | 0 | 0 | 0
PseudoUnit | 0 | 0 | 0 | 0 | 0 | 0
FixedInterchange | 0 | 0 | 0 | 0 | 0 | 0
Base FOM Costs by Reporting Type: NWPP_Gas
ReportingType | 2015 | 2020 | 2025 | 2030 | 2035 | 2040
BM | 0 | 0 | 0 | 0 | 0 | 0
CC | 168.61 | 213.2 | 172.1 | 148.7 | 4.32 | 0.84
CSP | 0 | 0 | 0 | 0 | 0 | 0
CT | 1 | 1 | 1 | 1 | 0 | 0
Coal | 0 | 0 | 0 | 0 | 0 | 0
Geo | 0 | 0 | 0 | 0 | 0 | 0
H | 0 | 0 | 0 | 0 | 0 | 0
LFG | 0 | 0 | 0 | 0 | 0 | 0
Nuc | 0 | 0 | 0 | 0 | 0 | 0
PS | 0 | 0 | 0 | 0 | 0 | 0
PV | 0 | 0 | 0 | 0 | 0 | 0
PeakG | 0 | 0 | 0 | 0 | 0 | 0
PeakO | 0 | 0 | 0 | 0 | 0 | 0
ST | 0 | 0 | 0 | 0 | 0 | 0
STOG | 0 | 0 | 0 | 0 | 0 | 0
STWD | 0 | 0 | 0 | 0 | 0 | 0
WT | 0 | 0 | 0 | 0 | 0 | 0
IGCC | 0 | 0 | 0 | 0 | 0 | 0
DemandResponse | 0 | 0 | 0 | 0 | 0 | 0
IGCC-CCS | 0 | 0 | 0 | 0 | 0 | 0
WT_off | 0 | 0 | 0 | 0 | 0 | 0
PseudoUnit | 0 | 0 | 0 | 0 | 0 | 0
FixedInterchange | 0 | 0 | 0 | 0 | 0 | 0
Base FOM Costs by Reporting Type: NWPP_NucRenew
ReportingType | 2015 | 2020 | 2025 | 2030 | 2035 | 2040
BM | 3.27 | 3.27 | 3.27 | 3.27 | 156.96 | 340.6
CC | 0 | 0 | 0 | 0 | 0 | 0
CSP | 0 | 0 | 0 | 0 | 0 | 0
CT | 0 | 0 | 0 | 0 | 0 | 0
Coal | 0 | 0 | 0 | 0 | 0 | 0
Geo | 35.81 | 35.81 | 72.38 | 72.38 | 72.38 | 72.38
H | 480.54 | 480.54 | 485.31 | 485.31 | 485.31 | 485.31
LFG | 15.5 | 15.5 | 44.91 | 44.91 | 44.91 | 44.91
Nuc | 164.67 | 164.67 | 164.67 | 345.97 | 500.69 | 561.15
PS | 6.12 | 6.12 | 6.12 | 6.12 | 6.12 | 6.12
PV | 0.04 | 0.04 | 0.04 | 0.04 | 0.04 | 7.73
PeakG | 0 | 0 | 0 | 0 | 0 | 0
PeakO | 0 | 0 | 0 | 0 | 0 | 0
ST | 0 | 0 | 0 | 0 | 0 | 0.19
STOG | 0 | 0 | 0 | 0 | 0 | 0
STWD | 17.98 | 22.5 | 18.33 | 18.33 | 18.33 | 18.33
WT | 228.93 | 342.34 | 814.17 | 827.97 | 827.97 | 882.68
IGCC | 0 | 0 | 0 | 0 | 0 | 0
DemandResponse | 0 | 0 | 0 | 0 | 0 | 0
IGCC-CCS | 0 | 0 | 0 | 0 | 0 | 0
WT_off | 0 | 0 | 0 | 0 | 0 | 0
PseudoUnit | 0 | 0 | 0 | 0 | 0 | 0
FixedInterchange | 0 | 0 | 0 | 0 | 0 | 0
Base FOM Costs by Reporting Type: RMPA
ReportingType | 2015 | 2020 | 2025 | 2030 | 2035 | 2040
BM | 0 | 0 | 0 | 0 | 142.61 | 207.69
CC | 79.71 | 113.04 | 93.1 | 111.35 | 62.28 | 62.28
CSP | 0 | 0 | 0 | 0 | 0 | 0
CT | 1.02 | 1.02 | 1.02 | 1.02 | 0 | 0
Coal | 439.16 | 361.73 | 104.02 | 49.68 | 50.04 | 57
Geo | 0 | 39.55 | 216.56 | 216.56 | 216.56 | 216.56
H | 13.99 | 13.99 | 13.99 | 13.99 | 13.99 | 13.99
LFG | 0.89 | 4.37 | 4.37 | 4.37 | 4.37 | 4.37
Nuc | 0.01 | 0.01 | 33.84 | 206.87 | 206.87 | 206.87
PS | 13.37 | 13.37 | 13.37 | 13.37 | 13.37 | 13.37
PV | 0.31 | 0.31 | 0.31 | 0.31 | 0.31 | 0.31
PeakG | 48.87 | 72.26 | 50.7 | 61.6 | 69.81 | 69.81
PeakO | 0 | 0 | 0 | 0 | 0 | 0
ST | 0.19 | 23.71 | 23.71 | 24.06 | 24.06 | 24.06
STOG | 0 | 0 | 0 | 0 | 0 | 0
STWD | 0 | 0 | 0 | 0 | 0 | 0
WT | 67.62 | 167.14 | 167.14 | 182.2 | 182.2 | 186.01
IGCC | 0 | 0 | 0 | 0 | 0 | 0
DemandResponse | 0 | 0 | 0 | 0 | 0 | 0
IGCC-CCS | 0 | 0 | 0 | 0 | 0 | 0
WT_off | 0 | 0 | 0 | 0 | 0 | 0
PseudoUnit | 0 | 0 | 0 | 0 | 0 | 0
FixedInterchange | 0 | 0 | 0 | 0 | 0 | 0
Base FOM Costs by Reporting Type: SP15
ReportingType | 2015 | 2020 | 2025 | 2030 | 2035 | 2040
BM | 0.6 | 0.6 | 0.6 | 0.6 | 67.8 | 67.8
CC | 328.39 | 406.28 | 340.14 | 349.73 | 383.71 | 393.3
CSP | 0 | 0 | 0 | 0 | 0 | 0
CT | 0 | 0 | 0 | 0 | 0 | 0
Coal | 11.02 | 8.11 | 0 | 0 | 0 | 0
Geo | 86.16 | 208.35 | 208.35 | 208.35 | 208.35 | 208.35
H | 16.57 | 16.57 | 16.57 | 16.57 | 16.57 | 16.57
LFG | 26.93 | 76.69 | 93.8 | 93.8 | 93.8 | 93.8
Nuc | 327.58 | 356.35 | 327.58 | 327.59 | 362.34 | 773.84
PS | 34.19 | 34.19 | 34.19 | 34.19 | 34.19 | 34.19
PV | 1.87 | 1.87 | 1.87 | 1.87 | 1.87 | 1.87
PeakG | 76.73 | 111.44 | 93.22 | 103.59 | 103.59 | 103.59
PeakO | 1.47 | 1.91 | 1.53 | 1.53 | 1.53 | 1.53
ST | 28.67 | 28.67 | 137.58 | 159.24 | 182.89 | 236.4
STOG | 346.49 | 328.88 | 281.93 | 272.02 | 212.85 | 212.85
STWD | 3.81 | 4.77 | 3.89 | 3.89 | 3.89 | 3.89
WT | 71.03 | 468.68 | 468.68 | 468.68 | 468.68 | 468.68
IGCC | 0 | 0 | 0 | 0 | 0 | 0
DemandResponse | 0 | 0 | 0 | 0 | 0 | 0
IGCC-CCS | 0 | 0 | 0 | 0 | 0 | 0
WT_off | 0 | 0 | 0 | 0 | 0 | 0
PseudoUnit | 0 | 0 | 0 | 0 | 0 | 0
FixedInterchange | 0 | 0 | 0 | 0 | 0 | 0
Base FOM Costs by Reporting Type: ALB
ReportingType | 2015 | 2020 | 2025 | 2030 | 2035 | 2040
BM | 0 | 0 | 0 | 0 | 0 | 0
CC | 65.34 | 65.34 | 67.74 | 7.73 | 9.12 | 9.12
CSP | 0 | 0 | 0 | 0 | 0 | 0
CT | 1.35 | 1.35 | 1.35 | 1.35 | 0.48 | 0.48
Coal | 380.9 | 399.22 | 409.09 | 14.69 | 14.69 | 14.69
Geo | 0 | 0 | 0 | 0 | 0 | 0
H | 12.99 | 12.99 | 12.99 | 12.99 | 12.99 | 12.99
LFG | 1.21 | 1.21 | 1.21 | 1.21 | 1.21 | 1.21
Nuc | 0.01 | 0.01 | 0.01 | 770.61 | 796.12 | 797.28
PS | 0 | 0 | 0 | 0 | 0 | 0
PV | 0 | 0 | 0 | 0 | 0 | 0
PeakG | 16.5 | 16.5 | 16.5 | 16.5 | 23.24 | 23.24
PeakO | 0 | 0 | 0 | 0 | 0 | 0
ST | 0 | 0 | 0 | 0 | 0 | 0
STOG | 0 | 0 | 0 | 0 | 0 | 0
STWD | 5.58 | 5.58 | 5.58 | 5.58 | 5.58 | 5.58
WT | 22.94 | 22.94 | 25.5 | 25.5 | 25.5 | 25.5
IGCC | 0 | 0 | 0 | 0 | 0 | 0
DemandResponse | 0 | 0 | 0 | 0 | 0 | 0
IGCC-CCS | 0 | 0 | 0 | 0 | 0 | 0
WT_off | 0 | 0 | 0 | 0 | 0 | 0
PseudoUnit | 0 | 0 | 0 | 0 | 0 | 0
FixedInterchange | 0 | 0 | 0 | 0 | 0 | 0
Base FOM Costs by Reporting Type: BC
ReportingType | 2015 | 2020 | 2025 | 2030 | 2035 | 2040
BM | 0 | 0 | 0 | 0 | 0 | 0
CC | 11.11 | 11.11 | 11.11 | 10.42 | 11.13 | 6.1
CSP | 0 | 0 | 0 | 0 | 0 | 0
CT | 0 | 0 | 0 | 0 | 0 | 0
Coal | 0 | 0 | 0 | 0 | 0 | 0
Geo | 0 | 0 | 0 | 0 | 0 | 0
H | 173.22 | 173.22 | 173.22 | 173.22 | 173.22 | 173.22
LFG | 2.9 | 2.9 | 2.9 | 2.9 | 2.9 | 2.9
Nuc | 0.01 | 0.01 | 0.01 | 63.8 | 106.43 | 106.43
PS | 0 | 0 | 0 | 0 | 0 | 0
PV | 0 | 0 | 0 | 0 | 0 | 0
PeakG | 0 | 0 | 0 | 0 | 0 | 0
PeakO | 0 | 0 | 0 | 0 | 0 | 0
ST | 0 | 0 | 0 | 0 | 0 | 0
STOG | 0 | 0 | 0 | 0 | 0 | 0
STWD | 16.34 | 16.34 | 16.34 | 16.34 | 16.34 | 16.34
WT | 7.53 | 7.53 | 11.91 | 11.91 | 11.91 | 11.91
IGCC | 0 | 0 | 0 | 0 | 0 | 0
DemandResponse | 0 | 0 | 0 | 0 | 0 | 0
IGCC-CCS | 0 | 0 | 0 | 0 | 0 | 0
WT_off | 0 | 0 | 0 | 0 | 0 | 0
PseudoUnit | 0 | 0 | 0 | 0 | 0 | 0
FixedInterchange | 0 | 0 | 0 | 0 | 0 | 0
Base FOM Costs by Reporting Type: HQ_IESO
ReportingType | 2015 | 2020 | 2025 | 2030 | 2035 | 2040
BM | 0 | 0 | 0 | 0 | 0 | 0
CC | 0 | 0 | 0 | 0 | 0 | 0
CSP | 0 | 0 | 0 | 0 | 0 | 0
CT | 0 | 0 | 0 | 0 | 0 | 0
Coal | 0 | 0 | 0 | 0 | 0 | 0
Geo | 0 | 0 | 0 | 0 | 0 | 0
H | 0 | 0 | 0 | 0 | 0 | 0
LFG | 0 | 0 | 0 | 0 | 0 | 0
Nuc | 0.01 | 0.01 | 0.01 | 0.01 | 0.01 | 0.01
PS | 0 | 0 | 0 | 0 | 0 | 0
PV | 0 | 0 | 0 | 0 | 0 | 0
PeakG | 0 | 0 | 0 | 0 | 0 | 0
PeakO | 0 | 0 | 0 | 0 | 0 | 0
ST | 0 | 0 | 0 | 0 | 0 | 0
STOG | 0 | 0 | 0 | 0 | 0 | 0
STWD | 0 | 0 | 0 | 0 | 0 | 0
WT | 0 | 0 | 0 | 0 | 0 | 0
IGCC | 0 | 0 | 0 | 0 | 0 | 0
DemandResponse | 0 | 0 | 0 | 0 | 0 | 0
IGCC-CCS | 0 | 0 | 0 | 0 | 0 | 0
WT_off | 0 | 0 | 0 | 0 | 0 | 0
PseudoUnit | 0 | 0 | 0 | 0 | 0 | 1.25
FixedInterchange | 0 | 0 | 0 | 0 | 0 | 0
Base FOM Costs by Reporting Type: HQ_NEISO
ReportingType | 2015 | 2020 | 2025 | 2030 | 2035 | 2040
BM | 0 | 0 | 0 | 0 | 0 | 0
CC | 0 | 0 | 0 | 0 | 0 | 0
CSP | 0 | 0 | 0 | 0 | 0 | 0
CT | 0 | 0 | 0 | 0 | 0 | 0
Coal | 0 | 0 | 0 | 0 | 0 | 0
Geo | 0 | 0 | 0 | 0 | 0 | 0
H | 0 | 0 | 0 | 0 | 0 | 0
LFG | 0 | 0 | 0 | 0 | 0 | 0
Nuc | 0.01 | 0.01 | 0.01 | 0.01 | 0.01 | 0.01
PS | 0 | 0 | 0 | 0 | 0 | 0
PV | 0 | 0 | 0 | 0 | 0 | 0
PeakG | 0 | 0 | 0 | 0 | 0 | 0
PeakO | 0 | 0 | 0 | 0 | 0 | 0
ST | 0 | 0 | 0 | 0 | 0 | 0
STOG | 0 | 0 | 0 | 0 | 0 | 0
STWD | 0 | 0 | 0 | 0 | 0 | 0
WT | 0 | 0 | 0 | 0 | 0 | 0
IGCC | 0 | 0 | 0 | 0 | 0 | 0
DemandResponse | 0 | 0 | 0 | 0 | 0 | 0
IGCC-CCS | 0 | 0 | 0 | 0 | 0 | 0
WT_off | 0 | 0 | 0 | 0 | 0 | 0
PseudoUnit | 0 | 7.12 | 21.03 | 21.03 | 21.03 | 21.03
FixedInterchange | 0 | 0 | 0 | 0 | 0 | 0
Base FOM Costs by Reporting Type: HQ_NY
ReportingType | 2015 | 2020 | 2025 | 2030 | 2035 | 2040
BM | 0 | 0 | 0 | 0 | 0 | 0
CC | 0 | 0 | 0 | 0 | 0 | 0
CSP | 0 | 0 | 0 | 0 | 0 | 0
CT | 0 | 0 | 0 | 0 | 0 | 0
Coal | 0 | 0 | 0 | 0 | 0 | 0
Geo | 0 | 0 | 0 | 0 | 0 | 0
H | 0 | 0 | 0 | 0 | 0 | 0
LFG | 0 | 0 | 0 | 0 | 0 | 0
Nuc | 0.01 | 0.01 | 0.01 | 0.01 | 0.01 | 0.01
PS | 0 | 0 | 0 | 0 | 0 | 0
PV | 0 | 0 | 0 | 0 | 0 | 0
PeakG | 0 | 0 | 0 | 0 | 0 | 0
PeakO | 0 | 0 | 0 | 0 | 0 | 0
ST | 0 | 0 | 0 | 0 | 0 | 0
STOG | 0 | 0 | 0 | 0 | 0 | 0
STWD | 0 | 0 | 0 | 0 | 0 | 0
WT | 0 | 0 | 0 | 0 | 0 | 0
IGCC | 0 | 0 | 0 | 0 | 0 | 0
DemandResponse | 0 | 0 | 0 | 0 | 0 | 0
IGCC-CCS | 0 | 0 | 0 | 0 | 0 | 0
WT_off | 0 | 0 | 0 | 0 | 0 | 0
PseudoUnit | 0 | 35.6 | 35.6 | 35.6 | 35.6 | 35.6
FixedInterchange | 0 | 0 | 0 | 0 | 0 | 0
Base FOM Costs by Reporting Type: MARITIMES
ReportingType | 2015 | 2020 | 2025 | 2030 | 2035 | 2040
BM | 0 | 0 | 0 | 0 | 0 | 0
CC | 0 | 0 | 0 | 0 | 0 | 0
CSP | 0 | 0 | 0 | 0 | 0 | 0
CT | 0 | 0 | 0 | 0 | 0 | 0
Coal | 0 | 0 | 0 | 0 | 0 | 0
Geo | 0 | 0 | 0 | 0 | 0 | 0
H | 0 | 0 | 0 | 0 | 0 | 0
LFG | 0 | 0 | 0 | 0 | 0 | 0
Nuc | 0.01 | 0.01 | 0.01 | 0.01 | 0.01 | 0.01
PS | 0 | 0 | 0 | 0 | 0 | 0
PV | 0 | 0 | 0 | 0 | 0 | 0
PeakG | 0 | 0 | 0 | 0 | 0 | 0
PeakO | 0 | 0 | 0 | 0 | 0 | 0
ST | 0 | 0 | 0 | 0 | 0 | 0
STOG | 0 | 0 | 0 | 0 | 0 | 0
STWD | 0 | 0 | 0 | 0 | 0 | 0
WT | 0 | 0 | 0 | 0 | 0 | 0
IGCC | 0 | 0 | 0 | 0 | 0 | 0
DemandResponse | 0 | 0 | 0 | 0 | 0 | 0
IGCC-CCS | 0 | 0 | 0 | 0 | 0 | 0
WT_off | 0 | 0 | 0 | 0 | 0 | 0
PseudoUnit | 0 | 7.12 | 7.12 | 7.12 | 7.12 | 7.12
FixedInterchange | 0 | 0 | 0 | 0 | 0 | 0
Base FOM Costs by Reporting Type: All
ReportingType | 2015 | 2020 | 2025 | 2030 | 2035 | 2040
BM | 125.73 | 125.73 | 125.73 | 125.73 | 7866.09 | 10266.73
CC | 7203.43 | 9213.37 | 7844.77 | 7652.99 | 6027.06 | 5285.05
CSP | 0 | 0 | 0 | 0 | 0 | 0
CT | 42.8 | 44.81 | 44.81 | 40.81 | 10.53 | 8.52
Coal | 11503.84 | 6602.21 | 3381.84 | 2183.35 | 1532.12 | 1742.91
Geo | 226.72 | 401.57 | 774.79 | 774.79 | 774.79 | 774.79
H | 1511 | 1558.98 | 1594.62 | 1630.94 | 1653.37 | 1656.93
LFG | 498.94 | 733.94 | 999.86 | 1086.91 | 1086.91 | 1086.97
Nuc | 16696.36 | 17842.96 | 17782.4 | 22165.86 | 23398.71 | 34662.99
PS | 517.25 | 517.25 | 517.25 | 517.25 | 517.25 | 517.25
PV | 26.7 | 64.65 | 81.37 | 318.17 | 328.9 | 350.06
PeakG | 2041.72 | 2999.1 | 2255.5 | 2481.89 | 2480.3 | 2480.3
PeakO | 538.29 | 706.25 | 524.84 | 462.68 | 360.68 | 360.7
ST | 48.64 | 100.68 | 224.17 | 246.8 | 303.84 | 362.09
STOG | 2250.05 | 2564.66 | 1993.77 | 1596.38 | 479.34 | 462.53
STWD | 158.67 | 191.92 | 161.28 | 161.28 | 161.28 | 161.28
WT | 2034.5 | 6947.2 | 9052.65 | 9247.19 | 9420.2 | 9631.24
IGCC | 30.22 | 30.22 | 30.22 | 30.22 | 30.22 | 30.22
DemandResponse | 0 | 0 | 0 | 0 | 0 | 0
IGCC-CCS | 0 | 0 | 0 | 0 | 0 | 0
WT_off | 25.01 | 49.21 | 946.39 | 3164.09 | 3811.13 | 3868.9
PseudoUnit | 0 | 49.84 | 63.75 | 63.75 | 63.75 | 65
FixedInterchange | 0 | 0 | 0 | 0 | 0 | 0
Base FOM Costs by Reporting Type: EI_US
ReportingType | 2015 | 2020 | 2025 | 2030 | 2035 | 2040
BM | 74.48 | 74.48 | 74.48 | 74.48 | 6972.64 | 8793.13
CC | 4785.04 | 6211.49 | 5333.07 | 5136.38 | 3964.33 | 3486.85
CSP | 0 | 0 | 0 | 0 | 0 | 0
CT | 28.95 | 30.95 | 30.95 | 26.95 | 10.05 | 8.04
Coal | 9253.14 | 4747.22 | 2403.29 | 1958.13 | 1305.73 | 1479.25
Geo | 3.95 | 3.95 | 3.95 | 3.95 | 3.95 | 3.95
H | 419.29 | 457.37 | 466.95 | 468.24 | 481.73 | 481.73
LFG | 417.2 | 591.66 | 700.46 | 787.52 | 787.52 | 787.52
Nuc | 12948.03 | 13763.39 | 13720.67 | 15755.87 | 15103.39 | 25176.5
PS | 401.94 | 401.94 | 401.94 | 401.94 | 401.94 | 401.94
PV | 2.71 | 40.65 | 57.38 | 294.17 | 322.73 | 323.77
PeakG | 1689.1 | 2494.21 | 1848.02 | 2023.58 | 2002.55 | 2002.55
PeakO | 519.42 | 681.93 | 505.3 | 443.13 | 341.14 | 341.16
ST | 0 | 0 | 0 | 0 | 0 | 0
STOG | 1136.75 | 1345.09 | 1071.49 | 960.13 | 211.91 | 195.09
STWD | 95.51 | 119.51 | 97.38 | 97.38 | 97.38 | 97.38
WT | 1142.42 | 4468.85 | 5889.35 | 6027.86 | 6209.83 | 6260.21
IGCC | 30.22 | 30.22 | 30.22 | 30.22 | 30.22 | 30.22
DemandResponse | 0 | 0 | 0 | 0 | 0 | 0
IGCC-CCS | 0 | 0 | 0 | 0 | 0 | 0
WT_off | 25.01 | 49.21 | 946.39 | 3164.09 | 3811.13 | 3868.9
PseudoUnit | 0 | 49.84 | 63.75 | 63.75 | 63.75 | 63.75
FixedInterchange | 0 | 0 | 0 | 0 | 0 | 0
Base FOM Costs by Reporting Type: EI_Canada
ReportingType | 2015 | 2020 | 2025 | 2030 | 2035 | 2040
BM | 32.8 | 32.8 | 32.8 | 32.8 | 32.8 | 32.8
CC | 43.23 | 43.23 | 21.54 | 21.54 | 21.54 | 18.17
CSP | 0 | 0 | 0 | 0 | 0 | 0
CT | 2.46 | 2.46 | 2.46 | 2.46 | 0 | 0
Coal | 47.41 | 10.52 | 0 | 0 | 0 | 0
Geo | 0 | 0 | 0 | 0 | 0 | 0
H | 216.06 | 225.96 | 247.25 | 282.28 | 282.28 | 285.84
LFG | 14.17 | 14.17 | 14.17 | 14.17 | 14.17 | 14.23
Nuc | 1895.36 | 1895.36 | 1895.36 | 1895.36 | 1745.4 | 2079.7
PS | 2.92 | 2.92 | 2.92 | 2.92 | 2.92 | 2.92
PV | 18.26 | 18.26 | 18.26 | 18.26 | 0.44 | 0.44
PeakG | 9.88 | 9.88 | 0 | 0 | 0 | 0
PeakO | 0.09 | 0.09 | 0 | 0 | 0 | 0
ST | 0 | 0 | 0 | 0 | 0 | 0
STOG | 5.54 | 5.54 | 0 | 0 | 0 | 0
STWD | 4.45 | 4.45 | 4.45 | 4.45 | 4.45 | 4.45
WT | 120.82 | 120.82 | 120.82 | 120.82 | 102.92 | 106.53
IGCC | 0 | 0 | 0 | 0 | 0 | 0
DemandResponse | 0 | 0 | 0 | 0 | 0 | 0
IGCC-CCS | 0 | 0 | 0 | 0 | 0 | 0
WT_off | 0 | 0 | 0 | 0 | 0 | 0
PseudoUnit | 0 | 0 | 0 | 0 | 0 | 1.25
FixedInterchange | 0 | 0 | 0 | 0 | 0 | 0
Base FOM Costs by Reporting Type: EI
ReportingType | 2015 | 2020 | 2025 | 2030 | 2035 | 2040
BM | 107.28 | 107.28 | 107.28 | 107.28 | 7005.43 | 8825.93
CC | 4828.27 | 6254.72 | 5354.61 | 5157.92 | 3985.87 | 3505.02
CSP | 0 | 0 | 0 | 0 | 0 | 0
CT | 31.41 | 33.42 | 33.42 | 29.41 | 10.05 | 8.04
Coal | 9300.55 | 4757.75 | 2403.29 | 1958.13 | 1305.73 | 1479.25
Geo | 3.95 | 3.95 | 3.95 | 3.95 | 3.95 | 3.95
H | 635.35 | 683.33 | 714.2 | 750.52 | 764.01 | 767.57
LFG | 431.38 | 605.83 | 714.64 | 801.69 | 801.69 | 801.75
Nuc | 14843.39 | 15658.74 | 15616.03 | 17651.23 | 16848.79 | 27256.2
PS | 404.86 | 404.86 | 404.86 | 404.86 | 404.86 | 404.86
PV | 20.97 | 58.92 | 75.64 | 312.44 | 323.17 | 324.21
PeakG | 1698.98 | 2504.09 | 1848.02 | 2023.58 | 2002.55 | 2002.55
PeakO | 519.51 | 682.02 | 505.3 | 443.13 | 341.14 | 341.16
ST | 0 | 0 | 0 | 0 | 0 | 0
STOG | 1142.29 | 1350.62 | 1071.49 | 960.13 | 211.91 | 195.09
STWD | 99.96 | 123.96 | 101.84 | 101.84 | 101.84 | 101.84
WT | 1263.24 | 4589.68 | 6010.17 | 6148.68 | 6312.75 | 6366.74
IGCC | 30.22 | 30.22 | 30.22 | 30.22 | 30.22 | 30.22
DemandResponse | 0 | 0 | 0 | 0 | 0 | 0
IGCC-CCS | 0 | 0 | 0 | 0 | 0 | 0
WT_off | 25.01 | 49.21 | 946.39 | 3164.09 | 3811.13 | 3868.9
PseudoUnit | 0 | 49.84 | 63.75 | 63.75 | 63.75 | 65
FixedInterchange | 0 | 0 | 0 | 0 | 0 | 0
Base FOM Costs by Reporting Type: Outside_EI
ReportingType | 2015 | 2020 | 2025 | 2030 | 2035 | 2040
BM | 18.45 | 18.45 | 18.45 | 18.45 | 860.65 | 1440.79
CC | 2375.16 | 2958.65 | 2490.16 | 2495.07 | 2041.2 | 1780.03
CSP | 0 | 0 | 0 | 0 | 0 | 0
CT | 11.39 | 11.39 | 11.39 | 11.39 | 0.48 | 0.48
Coal | 2203.28 | 1844.46 | 978.56 | 225.23 | 226.39 | 263.66
Geo | 222.78 | 397.63 | 770.84 | 770.84 | 770.84 | 770.84
H | 875.65 | 875.65 | 880.42 | 880.42 | 889.36 | 889.36
LFG | 67.56 | 128.11 | 285.22 | 285.22 | 285.22 | 285.22
Nuc | 1852.97 | 2184.21 | 2166.37 | 4514.63 | 6549.92 | 7406.79
PS | 112.39 | 112.39 | 112.39 | 112.39 | 112.39 | 112.39
PV | 5.73 | 5.73 | 5.73 | 5.73 | 5.73 | 25.85
PeakG | 342.75 | 495.01 | 407.47 | 458.3 | 477.74 | 477.74
PeakO | 18.79 | 24.23 | 19.54 | 19.54 | 19.54 | 19.54
ST | 48.64 | 100.68 | 224.17 | 246.8 | 303.84 | 362.09
STOG | 1107.76 | 1214.04 | 922.28 | 636.26 | 267.43 | 267.43
STWD | 58.71 | 67.96 | 59.44 | 59.44 | 59.44 | 59.44
WT | 771.26 | 2357.52 | 3042.48 | 3098.51 | 3107.45 | 3264.5
IGCC | 0 | 0 | 0 | 0 | 0 | 0
DemandResponse | 0 | 0 | 0 | 0 | 0 | 0
IGCC-CCS | 0 | 0 | 0 | 0 | 0 | 0
WT_off | 0 | 0 | 0 | 0 | 0 | 0
PseudoUnit | 0 | 0 | 0 | 0 | 0 | 0
FixedInterchange | 0 | 0 | 0 | 0 | 0 | 0
#11 | Retrofit FOM Costs ($million)
Retrofit FOM Costs by Reporting Type: Entergy
ReportingType | 2015 | 2020 | 2025 | 2030 | 2035 | 2040
BM | 0 | 0 | 0 | 0 | 0 | 0
CC | 0 | 0 | 0 | 0 | 0 | 0
CSP | 0 | 0 | 0 | 0 | 0 | 0
CT | 0 | 0 | 0 | 0 | 0 | 0
Coal | 3.17 | 0.34 | 0 | 0 | 0 | 0
Geo | 0 | 0 | 0 | 0 | 0 | 0
H | 0 | 0 | 0 | 0 | 0 | 0
LFG | 0 | 0 | 0 | 0 | 0 | 0
Nuc | 0 | 0 | 0 | 0 | 0 | 0
PS | 0 | 0 | 0 | 0 | 0 | 0
PV | 0 | 0 | 0 | 0 | 0 | 0
PeakG | 0 | 0 | 0 | 0 | 0 | 0
PeakO | 0 | 0 | 0 | 0 | 0 | 0
ST | 0 | 0 | 0 | 0 | 0 | 0
STOG | 0 | 0 | 0 | 0 | 0 | 0
STWD | 0 | 0 | 0 | 0 | 0 | 0
WT | 0 | 0 | 0 | 0 | 0 | 0
IGCC | 0 | 0 | 0 | 0 | 0 | 0
DemandResponse | 0 | 0 | 0 | 0 | 0 | 0
IGCC-CCS | 0 | 0 | 0 | 0 | 0 | 0
WT_off | 0 | 0 | 0 | 0 | 0 | 0
PseudoUnit | 0 | 0 | 0 | 0 | 0 | 0
FixedInterchange | 0 | 0 | 0 | 0 | 0 | 0
Retrofit FOM Costs by Reporting Type: FRCC
ReportingType | 2015 | 2020 | 2025 | 2030 | 2035 | 2040
BM | 0 | 0 | 0 | 0 | 0 | 0
CC | 0 | 0 | 0 | 0 | 0 | 0
CSP | 0 | 0 | 0 | 0 | 0 | 0
CT | 0 | 0 | 0 | 0 | 0 | 0
Coal | 14.17 | 14.64 | 14.51 | 14.88 | 15.52 | 15.85
Geo | 0 | 0 | 0 | 0 | 0 | 0
H | 0 | 0 | 0 | 0 | 0 | 0
LFG | 0 | 0 | 0 | 0 | 0 | 0
Nuc | 0 | 0 | 0 | 0 | 0 | 0
PS | 0 | 0 | 0 | 0 | 0 | 0
PV | 0 | 0 | 0 | 0 | 0 | 0
PeakG | 0 | 0 | 0 | 0 | 0 | 0
PeakO | 0 | 0 | 0 | 0 | 0 | 0
ST | 0 | 0 | 0 | 0 | 0 | 0
STOG | 0 | 0 | 0 | 0 | 0 | 0
STWD | 0 | 0 | 0 | 0 | 0 | 0
WT | 0 | 0 | 0 | 0 | 0 | 0
IGCC | 0 | 0 | 0 | 0 | 0 | 0
DemandResponse | 0 | 0 | 0 | 0 | 0 | 0
IGCC-CCS | 0 | 0 | 0 | 0 | 0 | 0
WT_off | 0 | 0 | 0 | 0 | 0 | 0
PseudoUnit | 0 | 0 | 0 | 0 | 0 | 0
FixedInterchange | 0 | 0 | 0 | 0 | 0 | 0
Retrofit FOM Costs by Reporting Type: MAPP_US
ReportingType | 2015 | 2020 | 2025 | 2030 | 2035 | 2040
BM | 0 | 0 | 0 | 0 | 0 | 0
CC | 0 | 0 | 0 | 0 | 0 | 0
CSP | 0 | 0 | 0 | 0 | 0 | 0
CT | 0 | 0 | 0 | 0 | 0 | 0
Coal | 9.14 | 0.53 | 0.32 | 0.32 | 0.32 | 0.32
Geo | 0 | 0 | 0 | 0 | 0 | 0
H | 0 | 0 | 0 | 0 | 0 | 0
LFG | 0 | 0 | 0 | 0 | 0 | 0
Nuc | 0 | 0 | 0 | 0 | 0 | 0
PS | 0 | 0 | 0 | 0 | 0 | 0
PV | 0 | 0 | 0 | 0 | 0 | 0
PeakG | 0 | 0 | 0 | 0 | 0 | 0
PeakO | 0 | 0 | 0 | 0 | 0 | 0
ST | 0 | 0 | 0 | 0 | 0 | 0
STOG | 0 | 0 | 0 | 0 | 0 | 0
STWD | 0 | 0 | 0 | 0 | 0 | 0
WT | 0 | 0 | 0 | 0 | 0 | 0
IGCC | 0 | 0 | 0 | 0 | 0 | 0
DemandResponse | 0 | 0 | 0 | 0 | 0 | 0
IGCC-CCS | 0 | 0 | 0 | 0 | 0 | 0
WT_off | 0 | 0 | 0 | 0 | 0 | 0
PseudoUnit | 0 | 0 | 0 | 0 | 0 | 0
FixedInterchange | 0 | 0 | 0 | 0 | 0 | 0
Retrofit FOM Costs by Reporting Type: MISO_IN
ReportingType | 2015 | 2020 | 2025 | 2030 | 2035 | 2040
BM | 0 | 0 | 0 | 0 | 0 | 0
CC | 0 | 0 | 0 | 0 | 0 | 0
CSP | 0 | 0 | 0 | 0 | 0 | 0
CT | 0 | 0 | 0 | 0 | 0 | 0
Coal | 55.16 | 53.27 | 53.27 | 43.66 | 23.99 | 23.99
Geo | 0 | 0 | 0 | 0 | 0 | 0
H | 0 | 0 | 0 | 0 | 0 | 0
LFG | 0 | 0 | 0 | 0 | 0 | 0
Nuc | 0 | 0 | 0 | 0 | 0 | 0
PS | 0 | 0 | 0 | 0 | 0 | 0
PV | 0 | 0 | 0 | 0 | 0 | 0
PeakG | 0 | 0 | 0 | 0 | 0 | 0
PeakO | 0 | 0 | 0 | 0 | 0 | 0
ST | 0 | 0 | 0 | 0 | 0 | 0
STOG | 0 | 0 | 0 | 0 | 0 | 0
STWD | 0 | 0 | 0 | 0 | 0 | 0
WT | 0 | 0 | 0 | 0 | 0 | 0
IGCC | 0 | 0 | 0 | 0 | 0 | 0
DemandResponse | 0 | 0 | 0 | 0 | 0 | 0
IGCC-CCS | 0 | 0 | 0 | 0 | 0 | 0
WT_off | 0 | 0 | 0 | 0 | 0 | 0
PseudoUnit | 0 | 0 | 0 | 0 | 0 | 0
FixedInterchange | 0 | 0 | 0 | 0 | 0 | 0
Retrofit FOM Costs by Reporting Type: MISO_MI
ReportingType | 2015 | 2020 | 2025 | 2030 | 2035 | 2040
BM | 0 | 0 | 0 | 0 | 0 | 0
CC | 0 | 0 | 0 | 0 | 0 | 0
CSP | 0 | 0 | 0 | 0 | 0 | 0
CT | 0 | 0 | 0 | 0 | 0 | 0
Coal | 1.92 | 0 | 0 | 0 | 0 | 0
Geo | 0 | 0 | 0 | 0 | 0 | 0
H | 0 | 0 | 0 | 0 | 0 | 0
LFG | 0 | 0 | 0 | 0 | 0 | 0
Nuc | 0 | 0 | 0 | 0 | 0 | 0
PS | 0 | 0 | 0 | 0 | 0 | 0
PV | 0 | 0 | 0 | 0 | 0 | 0
PeakG | 0 | 0 | 0 | 0 | 0 | 0
PeakO | 0 | 0 | 0 | 0 | 0 | 0
ST | 0 | 0 | 0 | 0 | 0 | 0
STOG | 0 | 0 | 0 | 0 | 0 | 0
STWD | 0 | 0 | 0 | 0 | 0 | 0
WT | 0 | 0 | 0 | 0 | 0 | 0
IGCC | 0 | 0 | 0 | 0 | 0 | 0
DemandResponse | 0 | 0 | 0 | 0 | 0 | 0
IGCC-CCS | 0 | 0 | 0 | 0 | 0 | 0
WT_off | 0 | 0 | 0 | 0 | 0 | 0
PseudoUnit | 0 | 0 | 0 | 0 | 0 | 0
FixedInterchange | 0 | 0 | 0 | 0 | 0 | 0
Retrofit FOM Costs by Reporting Type: MISO_MO-IL
ReportingType | 2015 | 2020 | 2025 | 2030 | 2035 | 2040
BM | 0 | 0 | 0 | 0 | 0 | 0
CC | 0 | 0 | 0 | 0 | 0 | 0
CSP | 0 | 0 | 0 | 0 | 0 | 0
CT | 0 | 0 | 0 | 0 | 0 | 0
Coal | 18.68 | 8.8 | 8.8 | 9.12 | 5.87 | 5.87
Geo | 0 | 0 | 0 | 0 | 0 | 0
H | 0 | 0 | 0 | 0 | 0 | 0
LFG | 0 | 0 | 0 | 0 | 0 | 0
Nuc | 0 | 0 | 0 | 0 | 0 | 0
PS | 0 | 0 | 0 | 0 | 0 | 0
PV | 0 | 0 | 0 | 0 | 0 | 0
PeakG | 0 | 0 | 0 | 0 | 0 | 0
PeakO | 0 | 0 | 0 | 0 | 0 | 0
ST | 0 | 0 | 0 | 0 | 0 | 0
STOG | 0 | 0 | 0 | 0 | 0 | 0
STWD | 0 | 0 | 0 | 0 | 0 | 0
WT | 0 | 0 | 0 | 0 | 0 | 0
IGCC | 0 | 0 | 0 | 0 | 0 | 0
DemandResponse | 0 | 0 | 0 | 0 | 0 | 0
IGCC-CCS | 0 | 0 | 0 | 0 | 0 | 0
WT_off | 0 | 0 | 0 | 0 | 0 | 0
PseudoUnit | 0 | 0 | 0 | 0 | 0 | 0
FixedInterchange | 0 | 0 | 0 | 0 | 0 | 0
Retrofit FOM Costs by Reporting Type: MISO_W
ReportingType | 2015 | 2020 | 2025 | 2030 | 2035 | 2040
BM | 0 | 0 | 0 | 0 | 0 | 0
CC | 0 | 0 | 0 | 0 | 0 | 0
CSP | 0 | 0 | 0 | 0 | 0 | 0
CT | 0 | 0 | 0 | 0 | 0 | 0
Coal | 28.63 | 28.53 | 29.17 | 28.89 | 6.03 | 6.03
Geo | 0 | 0 | 0 | 0 | 0 | 0
H | 0 | 0 | 0 | 0 | 0 | 0
LFG | 0 | 0 | 0 | 0 | 0 | 0
Nuc | 0 | 0 | 0 | 0 | 0 | 0
PS | 0 | 0 | 0 | 0 | 0 | 0
PV | 0 | 0 | 0 | 0 | 0 | 0
PeakG | 0 | 0 | 0 | 0 | 0 | 0
PeakO | 0 | 0 | 0 | 0 | 0 | 0
ST | 0 | 0 | 0 | 0 | 0 | 0
STOG | 0 | 0 | 0 | 0 | 0 | 0
STWD | 0 | 0 | 0 | 0 | 0 | 0
WT | 0 | 0 | 0 | 0 | 0 | 0
IGCC | 0 | 0 | 0 | 0 | 0 | 0
DemandResponse | 0 | 0 | 0 | 0 | 0 | 0
IGCC-CCS | 0 | 0 | 0 | 0 | 0 | 0
WT_off | 0 | 0 | 0 | 0 | 0 | 0
PseudoUnit | 0 | 0 | 0 | 0 | 0 | 0
FixedInterchange | 0 | 0 | 0 | 0 | 0 | 0
Retrofit FOM Costs by Reporting Type: MISO_WUMS
ReportingType | 2015 | 2020 | 2025 | 2030 | 2035 | 2040
BM | 0 | 0 | 0 | 0 | 0 | 0
CC | 0 | 0 | 0 | 0 | 0 | 0
CSP | 0 | 0 | 0 | 0 | 0 | 0
CT | 0 | 0 | 0 | 0 | 0 | 0
Coal | 23.13 | 7.37 | 7.49 | 7.68 | 7.56 | 7.75
Geo | 0 | 0 | 0 | 0 | 0 | 0
H | 0 | 0 | 0 | 0 | 0 | 0
LFG | 0 | 0 | 0 | 0 | 0 | 0
Nuc | 0 | 0 | 0 | 0 | 0 | 0
PS | 0 | 0 | 0 | 0 | 0 | 0
PV | 0 | 0 | 0 | 0 | 0 | 0
PeakG | 0 | 0 | 0 | 0 | 0 | 0
PeakO | 0 | 0 | 0 | 0 | 0 | 0
ST | 0 | 0 | 0 | 0 | 0 | 0
STOG | 0 | 0 | 0 | 0 | 0 | 0
STWD | 0 | 0 | 0 | 0 | 0 | 0
WT | 0 | 0 | 0 | 0 | 0 | 0
IGCC | 0 | 0 | 0 | 0 | 0 | 0
DemandResponse | 0 | 0 | 0 | 0 | 0 | 0
IGCC-CCS | 0 | 0 | 0 | 0 | 0 | 0
WT_off | 0 | 0 | 0 | 0 | 0 | 0
PseudoUnit | 0 | 0 | 0 | 0 | 0 | 0
FixedInterchange | 0 | 0 | 0 | 0 | 0 | 0
Retrofit FOM Costs by Reporting Type: Nebraska
ReportingType | 2015 | 2020 | 2025 | 2030 | 2035 | 2040
BM | 0 | 0 | 0 | 0 | 0 | 0
CC | 0 | 0 | 0 | 0 | 0 | 0
CSP | 0 | 0 | 0 | 0 | 0 | 0
CT | 0 | 0 | 0 | 0 | 0 | 0
Coal | 4.88 | 5.26 | 5.46 | 5.46 | 5.46 | 5.46
Geo | 0 | 0 | 0 | 0 | 0 | 0
H | 0 | 0 | 0 | 0 | 0 | 0
LFG | 0 | 0 | 0 | 0 | 0 | 0
Nuc | 0 | 0 | 0 | 0 | 0 | 0
PS | 0 | 0 | 0 | 0 | 0 | 0
PV | 0 | 0 | 0 | 0 | 0 | 0
PeakG | 0 | 0 | 0 | 0 | 0 | 0
PeakO | 0 | 0 | 0 | 0 | 0 | 0
ST | 0 | 0 | 0 | 0 | 0 | 0
STOG | 0 | 0 | 0 | 0 | 0 | 0
STWD | 0 | 0 | 0 | 0 | 0 | 0
WT | 0 | 0 | 0 | 0 | 0 | 0
IGCC | 0 | 0 | 0 | 0 | 0 | 0
DemandResponse | 0 | 0 | 0 | 0 | 0 | 0
IGCC-CCS | 0 | 0 | 0 | 0 | 0 | 0
WT_off | 0 | 0 | 0 | 0 | 0 | 0
PseudoUnit | 0 | 0 | 0 | 0 | 0 | 0
FixedInterchange | 0 | 0 | 0 | 0 | 0 | 0
Retrofit FOM Costs by Reporting Type: NEISO
ReportingType | 2015 | 2020 | 2025 | 2030 | 2035 | 2040
BM | 0 | 0 | 0 | 0 | 0 | 0
CC | 0 | 0 | 0 | 0 | 0 | 0
CSP | 0 | 0 | 0 | 0 | 0 | 0
CT | 0 | 0 | 0 | 0 | 0 | 0
Coal | 4.08 | 0 | 0 | 0 | 0 | 0
Geo | 0 | 0 | 0 | 0 | 0 | 0
H | 0 | 0 | 0 | 0 | 0 | 0
LFG | 0 | 0 | 0 | 0 | 0 | 0
Nuc | 0 | 0 | 0 | 0 | 0 | 0
PS | 0 | 0 | 0 | 0 | 0 | 0
PV | 0 | 0 | 0 | 0 | 0 | 0
PeakG | 0 | 0 | 0 | 0 | 0 | 0
PeakO | 0 | 0 | 0 | 0 | 0 | 0
ST | 0 | 0 | 0 | 0 | 0 | 0
STOG | 0 | 0 | 0 | 0 | 0 | 0
STWD | 0 | 0 | 0 | 0 | 0 | 0
WT | 0 | 0 | 0 | 0 | 0 | 0
IGCC | 0 | 0 | 0 | 0 | 0 | 0
DemandResponse | 0 | 0 | 0 | 0 | 0 | 0
IGCC-CCS | 0 | 0 | 0 | 0 | 0 | 0
WT_off | 0 | 0 | 0 | 0 | 0 | 0
PseudoUnit | 0 | 0 | 0 | 0 | 0 | 0
FixedInterchange | 0 | 0 | 0 | 0 | 0 | 0
Retrofit FOM Costs by Reporting Type: NonRTO_Midwest
ReportingType | 2015 | 2020 | 2025 | 2030 | 2035 | 2040
BM | 0 | 0 | 0 | 0 | 0 | 0
CC | 0 | 0 | 0 | 0 | 0 | 0
CSP | 0 | 0 | 0 | 0 | 0 | 0
CT | 0 | 0 | 0 | 0 | 0 | 0
Coal | 66.78 | 32 | 20.32 | 13.07 | 13.22 | 13.22
Geo | 0 | 0 | 0 | 0 | 0 | 0
H | 0 | 0 | 0 | 0 | 0 | 0
LFG | 0 | 0 | 0 | 0 | 0 | 0
Nuc | 0 | 0 | 0 | 0 | 0 | 0
PS | 0 | 0 | 0 | 0 | 0 | 0
PV | 0 | 0 | 0 | 0 | 0 | 0
PeakG | 0 | 0 | 0 | 0 | 0 | 0
PeakO | 0 | 0 | 0 | 0 | 0 | 0
ST | 0 | 0 | 0 | 0 | 0 | 0
STOG | 0 | 0 | 0 | 0 | 0 | 0
STWD | 0 | 0 | 0 | 0 | 0 | 0
WT | 0 | 0 | 0 | 0 | 0 | 0
IGCC | 0 | 0 | 0 | 0 | 0 | 0
DemandResponse | 0 | 0 | 0 | 0 | 0 | 0
IGCC-CCS | 0 | 0 | 0 | 0 | 0 | 0
WT_off | 0 | 0 | 0 | 0 | 0 | 0
PseudoUnit | 0 | 0 | 0 | 0 | 0 | 0
FixedInterchange | 0 | 0 | 0 | 0 | 0 | 0
Retrofit FOM Costs by Reporting Type: NYISO_A-F
ReportingType | 2015 | 2020 | 2025 | 2030 | 2035 | 2040
BM | 0 | 0 | 0 | 0 | 0 | 0
CC | 0 | 0 | 0 | 0 | 0 | 0
CSP | 0 | 0 | 0 | 0 | 0 | 0
CT | 0 | 0 | 0 | 0 | 0 | 0
Coal | 0 | 0 | 0 | 0 | 0 | 0
Geo | 0 | 0 | 0 | 0 | 0 | 0
H | 0 | 0 | 0 | 0 | 0 | 0
LFG | 0 | 0 | 0 | 0 | 0 | 0
Nuc | 0 | 0 | 0 | 0 | 0 | 0
PS | 0 | 0 | 0 | 0 | 0 | 0
PV | 0 | 0 | 0 | 0 | 0 | 0
PeakG | 0 | 0 | 0 | 0 | 0 | 0
PeakO | 0 | 0 | 0 | 0 | 0 | 0
ST | 0 | 0 | 0 | 0 | 0 | 0
STOG | 0 | 0 | 0 | 0 | 0 | 0
STWD | 0 | 0 | 0 | 0 | 0 | 0
WT | 0 | 0 | 0 | 0 | 0 | 0
IGCC | 0 | 0 | 0 | 0 | 0 | 0
DemandResponse | 0 | 0 | 0 | 0 | 0 | 0
IGCC-CCS | 0 | 0 | 0 | 0 | 0 | 0
WT_off | 0 | 0 | 0 | 0 | 0 | 0
PseudoUnit | 0 | 0 | 0 | 0 | 0 | 0
FixedInterchange | 0 | 0 | 0 | 0 | 0 | 0
Retrofit FOM Costs by Reporting Type: NYISO_G-I
ReportingType | 2015 | 2020 | 2025 | 2030 | 2035 | 2040
BM | 0 | 0 | 0 | 0 | 0 | 0
CC | 0 | 0 | 0 | 0 | 0 | 0
CSP | 0 | 0 | 0 | 0 | 0 | 0
CT | 0 | 0 | 0 | 0 | 0 | 0
Coal | 0 | 0 | 0 | 0 | 0 | 0
Geo | 0 | 0 | 0 | 0 | 0 | 0
H | 0 | 0 | 0 | 0 | 0 | 0
LFG | 0 | 0 | 0 | 0 | 0 | 0
Nuc | 0 | 0 | 0 | 0 | 0 | 0
PS | 0 | 0 | 0 | 0 | 0 | 0
PV | 0 | 0 | 0 | 0 | 0 | 0
PeakG | 0 | 0 | 0 | 0 | 0 | 0
PeakO | 0 | 0 | 0 | 0 | 0 | 0
ST | 0 | 0 | 0 | 0 | 0 | 0
STOG | 0 | 0 | 0 | 0 | 0 | 0
STWD | 0 | 0 | 0 | 0 | 0 | 0
WT | 0 | 0 | 0 | 0 | 0 | 0
IGCC | 0 | 0 | 0 | 0 | 0 | 0
DemandResponse | 0 | 0 | 0 | 0 | 0 | 0
IGCC-CCS | 0 | 0 | 0 | 0 | 0 | 0
WT_off | 0 | 0 | 0 | 0 | 0 | 0
PseudoUnit | 0 | 0 | 0 | 0 | 0 | 0
FixedInterchange | 0 | 0 | 0 | 0 | 0 | 0
Retrofit FOM Costs by Reporting Type: NYISO_J-K
ReportingType | 2015 | 2020 | 2025 | 2030 | 2035 | 2040
BM | 0 | 0 | 0 | 0 | 0 | 0
CC | 0 | 0 | 0 | 0 | 0 | 0
CSP | 0 | 0 | 0 | 0 | 0 | 0
CT | 0 | 0 | 0 | 0 | 0 | 0
Coal | 0 | 0 | 0 | 0 | 0 | 0
Geo | 0 | 0 | 0 | 0 | 0 | 0
H | 0 | 0 | 0 | 0 | 0 | 0
LFG | 0 | 0 | 0 | 0 | 0 | 0
Nuc | 0 | 0 | 0 | 0 | 0 | 0
PS | 0 | 0 | 0 | 0 | 0 | 0
PV | 0 | 0 | 0 | 0 | 0 | 0
PeakG | 0 | 0 | 0 | 0 | 0 | 0
PeakO | 0 | 0 | 0 | 0 | 0 | 0
ST | 0 | 0 | 0 | 0 | 0 | 0
STOG | 0 | 0 | 0 | 0 | 0 | 0
STWD | 0 | 0 | 0 | 0 | 0 | 0
WT | 0 | 0 | 0 | 0 | 0 | 0
IGCC | 0 | 0 | 0 | 0 | 0 | 0
DemandResponse | 0 | 0 | 0 | 0 | 0 | 0
IGCC-CCS | 0 | 0 | 0 | 0 | 0 | 0
WT_off | 0 | 0 | 0 | 0 | 0 | 0
PseudoUnit | 0 | 0 | 0 | 0 | 0 | 0
FixedInterchange | 0 | 0 | 0 | 0 | 0 | 0
Retrofit FOM Costs by Reporting Type: PJM_E
ReportingType | 2015 | 2020 | 2025 | 2030 | 2035 | 2040
BM | 0 | 0 | 0 | 0 | 0 | 0
CC | 0 | 0 | 0 | 0 | 0 | 0
CSP | 0 | 0 | 0 | 0 | 0 | 0
CT | 0 | 0 | 0 | 0 | 0 | 0
Coal | 2.35 | 1.43 | 1.28 | 1.28 | 1.33 | 1.46
Geo | 0 | 0 | 0 | 0 | 0 | 0
H | 0 | 0 | 0 | 0 | 0 | 0
LFG | 0 | 0 | 0 | 0 | 0 | 0
Nuc | 0 | 0 | 0 | 0 | 0 | 0
PS | 0 | 0 | 0 | 0 | 0 | 0
PV | 0 | 0 | 0 | 0 | 0 | 0
PeakG | 0 | 0 | 0 | 0 | 0 | 0
PeakO | 0 | 0 | 0 | 0 | 0 | 0
ST | 0 | 0 | 0 | 0 | 0 | 0
STOG | 0 | 0 | 0 | 0 | 0 | 0
STWD | 0 | 0 | 0 | 0 | 0 | 0
WT | 0 | 0 | 0 | 0 | 0 | 0
IGCC | 0 | 0 | 0 | 0 | 0 | 0
DemandResponse | 0 | 0 | 0 | 0 | 0 | 0
IGCC-CCS | 0 | 0 | 0 | 0 | 0 | 0
WT_off | 0 | 0 | 0 | 0 | 0 | 0
PseudoUnit | 0 | 0 | 0 | 0 | 0 | 0
FixedInterchange | 0 | 0 | 0 | 0 | 0 | 0
Retrofit FOM Costs by Reporting Type: PJM_ROM
ReportingType | 2015 | 2020 | 2025 | 2030 | 2035 | 2040
BM | 0 | 0 | 0 | 0 | 0 | 0
CC | 0 | 0 | 0 | 0 | 0 | 0
CSP | 0 | 0 | 0 | 0 | 0 | 0
CT | 0 | 0 | 0 | 0 | 0 | 0
Coal | 15.89 | 14.53 | 0.53 | 0 | 0 | 0
Geo | 0 | 0 | 0 | 0 | 0 | 0
H | 0 | 0 | 0 | 0 | 0 | 0
LFG | 0 | 0 | 0 | 0 | 0 | 0
Nuc | 0 | 0 | 0 | 0 | 0 | 0
PS | 0 | 0 | 0 | 0 | 0 | 0
PV | 0 | 0 | 0 | 0 | 0 | 0
PeakG | 0 | 0 | 0 | 0 | 0 | 0
PeakO | 0 | 0 | 0 | 0 | 0 | 0
ST | 0 | 0 | 0 | 0 | 0 | 0
STOG | 0 | 0 | 0 | 0 | 0 | 0
STWD | 0 | 0 | 0 | 0 | 0 | 0
WT | 0 | 0 | 0 | 0 | 0 | 0
IGCC | 0 | 0 | 0 | 0 | 0 | 0
DemandResponse | 0 | 0 | 0 | 0 | 0 | 0
IGCC-CCS | 0 | 0 | 0 | 0 | 0 | 0
WT_off | 0 | 0 | 0 | 0 | 0 | 0
PseudoUnit | 0 | 0 | 0 | 0 | 0 | 0
FixedInterchange | 0 | 0 | 0 | 0 | 0 | 0
Retrofit FOM Costs by Reporting Type: PJM_ROR
ReportingType | 2015 | 2020 | 2025 | 2030 | 2035 | 2040
BM | 0 | 0 | 0 | 0 | 0 | 0
CC | 0 | 0 | 0 | 0 | 0 | 0
CSP | 0 | 0 | 0 | 0 | 0 | 0
CT | 0 | 0 | 0 | 0 | 0 | 0
Coal | 140.5 | 140.8 | 16.39 | 17.24 | 17.98 | 17.98
Geo | 0 | 0 | 0 | 0 | 0 | 0
H | 0 | 0 | 0 | 0 | 0 | 0
LFG | 0 | 0 | 0 | 0 | 0 | 0
Nuc | 0 | 0 | 0 | 0 | 0 | 0
PS | 0 | 0 | 0 | 0 | 0 | 0
PV | 0 | 0 | 0 | 0 | 0 | 0
PeakG | 0 | 0 | 0 | 0 | 0 | 0
PeakO | 0 | 0 | 0 | 0 | 0 | 0
ST | 0 | 0 | 0 | 0 | 0 | 0
STOG | 0 | 0 | 0 | 0 | 0 | 0
STWD | 0 | 0 | 0 | 0 | 0 | 0
WT | 0 | 0 | 0 | 0 | 0 | 0
IGCC | 0 | 0 | 0 | 0 | 0 | 0
DemandResponse | 0 | 0 | 0 | 0 | 0 | 0
IGCC-CCS | 0 | 0 | 0 | 0 | 0 | 0
WT_off | 0 | 0 | 0 | 0 | 0 | 0
PseudoUnit | 0 | 0 | 0 | 0 | 0 | 0
FixedInterchange | 0 | 0 | 0 | 0 | 0 | 0
Retrofit FOM Costs by Reporting Type: SOCO
ReportingType | 2015 | 2020 | 2025 | 2030 | 2035 | 2040
BM | 0 | 0 | 0 | 0 | 0 | 0
CC | 0 | 0 | 0 | 0 | 0 | 0
CSP | 0 | 0 | 0 | 0 | 0 | 0
CT | 0 | 0 | 0 | 0 | 0 | 0
Coal | 49.94 | 31.72 | 16.59 | 16.59 | 16.59 | 16.59
Geo | 0 | 0 | 0 | 0 | 0 | 0
H | 0 | 0 | 0 | 0 | 0 | 0
LFG | 0 | 0 | 0 | 0 | 0 | 0
Nuc | 0 | 0 | 0 | 0 | 0 | 0
PS | 0 | 0 | 0 | 0 | 0 | 0
PV | 0 | 0 | 0 | 0 | 0 | 0
PeakG | 0 | 0 | 0 | 0 | 0 | 0
PeakO | 0 | 0 | 0 | 0 | 0 | 0
ST | 0 | 0 | 0 | 0 | 0 | 0
STOG | 0 | 0 | 0 | 0 | 0 | 0
STWD | 0 | 0 | 0 | 0 | 0 | 0
WT | 0 | 0 | 0 | 0 | 0 | 0
IGCC | 0 | 0 | 0 | 0 | 0 | 0
DemandResponse | 0 | 0 | 0 | 0 | 0 | 0
IGCC-CCS | 0 | 0 | 0 | 0 | 0 | 0
WT_off | 0 | 0 | 0 | 0 | 0 | 0
PseudoUnit | 0 | 0 | 0 | 0 | 0 | 0
FixedInterchange | 0 | 0 | 0 | 0 | 0 | 0
Retrofit FOM Costs by Reporting Type: SPP_N
ReportingType | 2015 | 2020 | 2025 | 2030 | 2035 | 2040
BM | 0 | 0 | 0 | 0 | 0 | 0
CC | 0 | 0 | 0 | 0 | 0 | 0
CSP | 0 | 0 | 0 | 0 | 0 | 0
CT | 0 | 0 | 0 | 0 | 0 | 0
Coal | 35.72 | 29.94 | 10.88 | 11.11 | 6.68 | 6.68
Geo | 0 | 0 | 0 | 0 | 0 | 0
H | 0 | 0 | 0 | 0 | 0 | 0
LFG | 0 | 0 | 0 | 0 | 0 | 0
Nuc | 0 | 0 | 0 | 0 | 0 | 0
PS | 0 | 0 | 0 | 0 | 0 | 0
PV | 0 | 0 | 0 | 0 | 0 | 0
PeakG | 0 | 0 | 0 | 0 | 0 | 0
PeakO | 0 | 0 | 0 | 0 | 0 | 0
ST | 0 | 0 | 0 | 0 | 0 | 0
STOG | 0 | 0 | 0 | 0 | 0 | 0
STWD | 0 | 0 | 0 | 0 | 0 | 0
WT | 0 | 0 | 0 | 0 | 0 | 0
IGCC | 0 | 0 | 0 | 0 | 0 | 0
DemandResponse | 0 | 0 | 0 | 0 | 0 | 0
IGCC-CCS | 0 | 0 | 0 | 0 | 0 | 0
WT_off | 0 | 0 | 0 | 0 | 0 | 0
PseudoUnit | 0 | 0 | 0 | 0 | 0 | 0
FixedInterchange | 0 | 0 | 0 | 0 | 0 | 0
Retrofit FOM Costs by Reporting Type: SPP_S
ReportingType | 2015 | 2020 | 2025 | 2030 | 2035 | 2040
BM | 0 | 0 | 0 | 0 | 0 | 0
CC | 0 | 0 | 0 | 0 | 0 | 0
CSP | 0 | 0 | 0 | 0 | 0 | 0
CT | 0 | 0 | 0 | 0 | 0 | 0
Coal | 10.97 | 13.29 | 1.53 | 1.53 | 0 | 0
Geo | 0 | 0 | 0 | 0 | 0 | 0
H | 0 | 0 | 0 | 0 | 0 | 0
LFG | 0 | 0 | 0 | 0 | 0 | 0
Nuc | 0 | 0 | 0 | 0 | 0 | 0
PS | 0 | 0 | 0 | 0 | 0 | 0
PV | 0 | 0 | 0 | 0 | 0 | 0
PeakG | 0 | 0 | 0 | 0 | 0 | 0
PeakO | 0 | 0 | 0 | 0 | 0 | 0
ST | 0 | 0 | 0 | 0 | 0 | 0
STOG | 0 | 0 | 0 | 0 | 0 | 0
STWD | 0 | 0 | 0 | 0 | 0 | 0
WT | 0 | 0 | 0 | 0 | 0 | 0
IGCC | 0 | 0 | 0 | 0 | 0 | 0
DemandResponse | 0 | 0 | 0 | 0 | 0 | 0
IGCC-CCS | 0 | 0 | 0 | 0 | 0 | 0
WT_off | 0 | 0 | 0 | 0 | 0 | 0
PseudoUnit | 0 | 0 | 0 | 0 | 0 | 0
FixedInterchange | 0 | 0 | 0 | 0 | 0 | 0
Retrofit FOM Costs by Reporting Type: TVA
ReportingType | 2015 | 2020 | 2025 | 2030 | 2035 | 2040
BM | 0 | 0 | 0 | 0 | 0 | 0
CC | 0 | 0 | 0 | 0 | 0 | 0
CSP | 0 | 0 | 0 | 0 | 0 | 0
CT | 0 | 0 | 0 | 0 | 0 | 0
Coal | 28.6 | 21.26 | 8.86 | 0 | 0 | 0
Geo | 0 | 0 | 0 | 0 | 0 | 0
H | 0 | 0 | 0 | 0 | 0 | 0
LFG | 0 | 0 | 0 | 0 | 0 | 0
Nuc | 0 | 0 | 0 | 0 | 0 | 0
PS | 0 | 0 | 0 | 0 | 0 | 0
PV | 0 | 0 | 0 | 0 | 0 | 0
PeakG | 0 | 0 | 0 | 0 | 0 | 0
PeakO | 0 | 0 | 0 | 0 | 0 | 0
ST | 0 | 0 | 0 | 0 | 0 | 0
STOG | 0 | 0 | 0 | 0 | 0 | 0
STWD | 0 | 0 | 0 | 0 | 0 | 0
WT | 0 | 0 | 0 | 0 | 0 | 0
IGCC | 0 | 0 | 0 | 0 | 0 | 0
DemandResponse | 0 | 0 | 0 | 0 | 0 | 0
IGCC-CCS | 0 | 0 | 0 | 0 | 0 | 0
WT_off | 0 | 0 | 0 | 0 | 0 | 0
PseudoUnit | 0 | 0 | 0 | 0 | 0 | 0
FixedInterchange | 0 | 0 | 0 | 0 | 0 | 0
Retrofit FOM Costs by Reporting Type: TVA_Transmission
ReportingType | 2015 | 2020 | 2025 | 2030 | 2035 | 2040
BM | 0 | 0 | 0 | 0 | 0 | 0
CC | 0 | 0 | 0 | 0 | 0 | 0
CSP | 0 | 0 | 0 | 0 | 0 | 0
CT | 0 | 0 | 0 | 0 | 0 | 0
Coal | 0 | 0 | 0 | 0 | 0 | 0
Geo | 0 | 0 | 0 | 0 | 0 | 0
H | 0 | 0 | 0 | 0 | 0 | 0
LFG | 0 | 0 | 0 | 0 | 0 | 0
Nuc | 0 | 0 | 0 | 0 | 0 | 0
PS | 0 | 0 | 0 | 0 | 0 | 0
PV | 0 | 0 | 0 | 0 | 0 | 0
PeakG | 0 | 0 | 0 | 0 | 0 | 0
PeakO | 0 | 0 | 0 | 0 | 0 | 0
ST | 0 | 0 | 0 | 0 | 0 | 0
STOG | 0 | 0 | 0 | 0 | 0 | 0
STWD | 0 | 0 | 0 | 0 | 0 | 0
WT | 0 | 0 | 0 | 0 | 0 | 0
IGCC | 0 | 0 | 0 | 0 | 0 | 0
DemandResponse | 0 | 0 | 0 | 0 | 0 | 0
IGCC-CCS | 0 | 0 | 0 | 0 | 0 | 0
WT_off | 0 | 0 | 0 | 0 | 0 | 0
PseudoUnit | 0 | 0 | 0 | 0 | 0 | 0
FixedInterchange | 0 | 0 | 0 | 0 | 0 | 0
Retrofit FOM Costs by Reporting Type: VACAR
ReportingType | 2015 | 2020 | 2025 | 2030 | 2035 | 2040
BM | 0 | 0 | 0 | 0 | 0 | 0
CC | 0 | 0 | 0 | 0 | 0 | 0
CSP | 0 | 0 | 0 | 0 | 0 | 0
CT | 0 | 0 | 0 | 0 | 0 | 0
Coal | 80.28 | 78.43 | 32.56 | 12.43 | 12.95 | 12.95
Geo | 0 | 0 | 0 | 0 | 0 | 0
H | 0 | 0 | 0 | 0 | 0 | 0
LFG | 0 | 0 | 0 | 0 | 0 | 0
Nuc | 0 | 0 | 0 | 0 | 0 | 0
PS | 0 | 0 | 0 | 0 | 0 | 0
PV | 0 | 0 | 0 | 0 | 0 | 0
PeakG | 0 | 0 | 0 | 0 | 0 | 0
PeakO | 0 | 0 | 0 | 0 | 0 | 0
ST | 0 | 0 | 0 | 0 | 0 | 0
STOG | 0 | 0 | 0 | 0 | 0 | 0
STWD | 0 | 0 | 0 | 0 | 0 | 0
WT | 0 | 0 | 0 | 0 | 0 | 0
IGCC | 0 | 0 | 0 | 0 | 0 | 0
DemandResponse | 0 | 0 | 0 | 0 | 0 | 0
IGCC-CCS | 0 | 0 | 0 | 0 | 0 | 0
WT_off | 0 | 0 | 0 | 0 | 0 | 0
PseudoUnit | 0 | 0 | 0 | 0 | 0 | 0
FixedInterchange | 0 | 0 | 0 | 0 | 0 | 0
Retrofit FOM Costs by Reporting Type: IESO
ReportingType | 2015 | 2020 | 2025 | 2030 | 2035 | 2040
BM | 0 | 0 | 0 | 0 | 0 | 0
CC | 0 | 0 | 0 | 0 | 0 | 0
CSP | 0 | 0 | 0 | 0 | 0 | 0
CT | 0 | 0 | 0 | 0 | 0 | 0
Coal | 0 | 0 | 0 | 0 | 0 | 0
Geo | 0 | 0 | 0 | 0 | 0 | 0
H | 0 | 0 | 0 | 0 | 0 | 0
LFG | 0 | 0 | 0 | 0 | 0 | 0
Nuc | 0 | 0 | 0 | 0 | 0 | 0
PS | 0 | 0 | 0 | 0 | 0 | 0
PV | 0 | 0 | 0 | 0 | 0 | 0
PeakG | 0 | 0 | 0 | 0 | 0 | 0
PeakO | 0 | 0 | 0 | 0 | 0 | 0
ST | 0 | 0 | 0 | 0 | 0 | 0
STOG | 0 | 0 | 0 | 0 | 0 | 0
STWD | 0 | 0 | 0 | 0 | 0 | 0
WT | 0 | 0 | 0 | 0 | 0 | 0
IGCC | 0 | 0 | 0 | 0 | 0 | 0
DemandResponse | 0 | 0 | 0 | 0 | 0 | 0
IGCC-CCS | 0 | 0 | 0 | 0 | 0 | 0
WT_off | 0 | 0 | 0 | 0 | 0 | 0
PseudoUnit | 0 | 0 | 0 | 0 | 0 | 0
FixedInterchange | 0 | 0 | 0 | 0 | 0 | 0
Retrofit FOM Costs by Reporting Type: MAPP_CA
ReportingType | 2015 | 2020 | 2025 | 2030 | 2035 | 2040
BM | 0 | 0 | 0 | 0 | 0 | 0
CC | 0 | 0 | 0 | 0 | 0 | 0
CSP | 0 | 0 | 0 | 0 | 0 | 0
CT | 0 | 0 | 0 | 0 | 0 | 0
Coal | 0 | 0 | 0 | 0 | 0 | 0
Geo | 0 | 0 | 0 | 0 | 0 | 0
H | 0 | 0 | 0 | 0 | 0 | 0
LFG | 0 | 0 | 0 | 0 | 0 | 0
Nuc | 0 | 0 | 0 | 0 | 0 | 0
PS | 0 | 0 | 0 | 0 | 0 | 0
PV | 0 | 0 | 0 | 0 | 0 | 0
PeakG | 0 | 0 | 0 | 0 | 0 | 0
PeakO | 0 | 0 | 0 | 0 | 0 | 0
ST | 0 | 0 | 0 | 0 | 0 | 0
STOG | 0 | 0 | 0 | 0 | 0 | 0
STWD | 0 | 0 | 0 | 0 | 0 | 0
WT | 0 | 0 | 0 | 0 | 0 | 0
IGCC | 0 | 0 | 0 | 0 | 0 | 0
DemandResponse | 0 | 0 | 0 | 0 | 0 | 0
IGCC-CCS | 0 | 0 | 0 | 0 | 0 | 0
WT_off | 0 | 0 | 0 | 0 | 0 | 0
PseudoUnit | 0 | 0 | 0 | 0 | 0 | 0
FixedInterchange | 0 | 0 | 0 | 0 | 0 | 0
Retrofit FOM Costs by Reporting Type: AZ_NM_SNV_Coal
ReportingType | 2015 | 2020 | 2025 | 2030 | 2035 | 2040
BM | 0 | 0 | 0 | 0 | 0 | 0
CC | 0 | 0 | 0 | 0 | 0 | 0
CSP | 0 | 0 | 0 | 0 | 0 | 0
CT | 0 | 0 | 0 | 0 | 0 | 0
Coal | 50.52 | 48.45 | 27.75 | 0.13 | 0.15 | 0.15
Geo | 0 | 0 | 0 | 0 | 0 | 0
H | 0 | 0 | 0 | 0 | 0 | 0
LFG | 0 | 0 | 0 | 0 | 0 | 0
Nuc | 0 | 0 | 0 | 0 | 0 | 0
PS | 0 | 0 | 0 | 0 | 0 | 0
PV | 0 | 0 | 0 | 0 | 0 | 0
PeakG | 0 | 0 | 0 | 0 | 0 | 0
PeakO | 0 | 0 | 0 | 0 | 0 | 0
ST | 0 | 0 | 0 | 0 | 0 | 0
STOG | 0 | 0 | 0 | 0 | 0 | 0
STWD | 0 | 0 | 0 | 0 | 0 | 0
WT | 0 | 0 | 0 | 0 | 0 | 0
IGCC | 0 | 0 | 0 | 0 | 0 | 0
DemandResponse | 0 | 0 | 0 | 0 | 0 | 0
IGCC-CCS | 0 | 0 | 0 | 0 | 0 | 0
WT_off | 0 | 0 | 0 | 0 | 0 | 0
PseudoUnit | 0 | 0 | 0 | 0 | 0 | 0
FixedInterchange | 0 | 0 | 0 | 0 | 0 | 0
Retrofit FOM Costs by Reporting Type: AZ_NM_SNV_Gas
ReportingType | 2015 | 2020 | 2025 | 2030 | 2035 | 2040
BM | 0 | 0 | 0 | 0 | 0 | 0
CC | 0 | 0 | 0 | 0 | 0 | 0
CSP | 0 | 0 | 0 | 0 | 0 | 0
CT | 0 | 0 | 0 | 0 | 0 | 0
Coal | 0 | 0 | 0 | 0 | 0 | 0
Geo | 0 | 0 | 0 | 0 | 0 | 0
H | 0 | 0 | 0 | 0 | 0 | 0
LFG | 0 | 0 | 0 | 0 | 0 | 0
Nuc | 0 | 0 | 0 | 0 | 0 | 0
PS | 0 | 0 | 0 | 0 | 0 | 0
PV | 0 | 0 | 0 | 0 | 0 | 0
PeakG | 0 | 0 | 0 | 0 | 0 | 0
PeakO | 0 | 0 | 0 | 0 | 0 | 0
ST | 0 | 0 | 0 | 0 | 0 | 0
STOG | 0 | 0 | 0 | 0 | 0 | 0
STWD | 0 | 0 | 0 | 0 | 0 | 0
WT | 0 | 0 | 0 | 0 | 0 | 0
IGCC | 0 | 0 | 0 | 0 | 0 | 0
DemandResponse | 0 | 0 | 0 | 0 | 0 | 0
IGCC-CCS | 0 | 0 | 0 | 0 | 0 | 0
WT_off | 0 | 0 | 0 | 0 | 0 | 0
PseudoUnit | 0 | 0 | 0 | 0 | 0 | 0
FixedInterchange | 0 | 0 | 0 | 0 | 0 | 0
Retrofit FOM Costs by Reporting Type: AZ_NM_SNV_NucRenew
ReportingType | 2015 | 2020 | 2025 | 2030 | 2035 | 2040
BM | 0 | 0 | 0 | 0 | 0 | 0
CC | 0 | 0 | 0 | 0 | 0 | 0
CSP | 0 | 0 | 0 | 0 | 0 | 0
CT | 0 | 0 | 0 | 0 | 0 | 0
Coal | 0 | 0 | 0 | 0 | 0 | 0
Geo | 0 | 0 | 0 | 0 | 0 | 0
H | 0 | 0 | 0 | 0 | 0 | 0
LFG | 0 | 0 | 0 | 0 | 0 | 0
Nuc | 0 | 0 | 0 | 0 | 0 | 0
PS | 0 | 0 | 0 | 0 | 0 | 0
PV | 0 | 0 | 0 | 0 | 0 | 0
PeakG | 0 | 0 | 0 | 0 | 0 | 0
PeakO | 0 | 0 | 0 | 0 | 0 | 0
ST | 0 | 0 | 0 | 0 | 0 | 0
STOG | 0 | 0 | 0 | 0 | 0 | 0
STWD | 0 | 0 | 0 | 0 | 0 | 0
WT | 0 | 0 | 0 | 0 | 0 | 0
IGCC | 0 | 0 | 0 | 0 | 0 | 0
DemandResponse | 0 | 0 | 0 | 0 | 0 | 0
IGCC-CCS | 0 | 0 | 0 | 0 | 0 | 0
WT_off | 0 | 0 | 0 | 0 | 0 | 0
PseudoUnit | 0 | 0 | 0 | 0 | 0 | 0
FixedInterchange | 0 | 0 | 0 | 0 | 0 | 0
Retrofit FOM Costs by Reporting Type: ERCOT
ReportingType | 2015 | 2020 | 2025 | 2030 | 2035 | 2040
BM | 0 | 0 | 0 | 0 | 0 | 0
CC | 0 | 0 | 0 | 0 | 0 | 0
CSP | 0 | 0 | 0 | 0 | 0 | 0
CT | 0 | 0 | 0 | 0 | 0 | 0
Coal | 17.41 | 13.13 | 13.51 | 13.81 | 13.81 | 13.81
Geo | 0 | 0 | 0 | 0 | 0 | 0
H | 0 | 0 | 0 | 0 | 0 | 0
LFG | 0 | 0 | 0 | 0 | 0 | 0
Nuc | 0 | 0 | 0 | 0 | 0 | 0
PS | 0 | 0 | 0 | 0 | 0 | 0
PV | 0 | 0 | 0 | 0 | 0 | 0
PeakG | 0 | 0 | 0 | 0 | 0 | 0
PeakO | 0 | 0 | 0 | 0 | 0 | 0
ST | 0 | 0 | 0 | 0 | 0 | 0
STOG | 0 | 0 | 0 | 0 | 0 | 0
STWD | 0 | 0 | 0 | 0 | 0 | 0
WT | 0 | 0 | 0 | 0 | 0 | 0
IGCC | 0 | 0 | 0 | 0 | 0 | 0
DemandResponse | 0 | 0 | 0 | 0 | 0 | 0
IGCC-CCS | 0 | 0 | 0 | 0 | 0 | 0
WT_off | 0 | 0 | 0 | 0 | 0 | 0
PseudoUnit | 0 | 0 | 0 | 0 | 0 | 0
FixedInterchange | 0 | 0 | 0 | 0 | 0 | 0
Retrofit FOM Costs by Reporting Type: NP15
ReportingType | 2015 | 2020 | 2025 | 2030 | 2035 | 2040
BM | 0 | 0 | 0 | 0 | 0 | 0
CC | 0 | 0 | 0 | 0 | 0 | 0
CSP | 0 | 0 | 0 | 0 | 0 | 0
CT | 0 | 0 | 0 | 0 | 0 | 0
Coal | 0.19 | 0 | 0 | 0 | 0 | 0
Geo | 0 | 0 | 0 | 0 | 0 | 0
H | 0 | 0 | 0 | 0 | 0 | 0
LFG | 0 | 0 | 0 | 0 | 0 | 0
Nuc | 0 | 0 | 0 | 0 | 0 | 0
PS | 0 | 0 | 0 | 0 | 0 | 0
PV | 0 | 0 | 0 | 0 | 0 | 0
PeakG | 0 | 0 | 0 | 0 | 0 | 0
PeakO | 0 | 0 | 0 | 0 | 0 | 0
ST | 0 | 0 | 0 | 0 | 0 | 0
STOG | 0 | 0 | 0 | 0 | 0 | 0
STWD | 0 | 0 | 0 | 0 | 0 | 0
WT | 0 | 0 | 0 | 0 | 0 | 0
IGCC | 0 | 0 | 0 | 0 | 0 | 0
DemandResponse | 0 | 0 | 0 | 0 | 0 | 0
IGCC-CCS | 0 | 0 | 0 | 0 | 0 | 0
WT_off | 0 | 0 | 0 | 0 | 0 | 0
PseudoUnit | 0 | 0 | 0 | 0 | 0 | 0
FixedInterchange | 0 | 0 | 0 | 0 | 0 | 0
Retrofit FOM Costs by Reporting Type: NWPP_Coal
ReportingType | 2015 | 2020 | 2025 | 2030 | 2035 | 2040
BM | 0 | 0 | 0 | 0 | 0 | 0
CC | 0 | 0 | 0 | 0 | 0 | 0
CSP | 0 | 0 | 0 | 0 | 0 | 0
CT | 0 | 0 | 0 | 0 | 0 | 0
Coal | 37.24 | 38.55 | 0.98 | 0.98 | 0.98 | 0.98
Geo | 0 | 0 | 0 | 0 | 0 | 0
H | 0 | 0 | 0 | 0 | 0 | 0
LFG | 0 | 0 | 0 | 0 | 0 | 0
Nuc | 0 | 0 | 0 | 0 | 0 | 0
PS | 0 | 0 | 0 | 0 | 0 | 0
PV | 0 | 0 | 0 | 0 | 0 | 0
PeakG | 0 | 0 | 0 | 0 | 0 | 0
PeakO | 0 | 0 | 0 | 0 | 0 | 0
ST | 0 | 0 | 0 | 0 | 0 | 0
STOG | 0 | 0 | 0 | 0 | 0 | 0
STWD | 0 | 0 | 0 | 0 | 0 | 0
WT | 0 | 0 | 0 | 0 | 0 | 0
IGCC | 0 | 0 | 0 | 0 | 0 | 0
DemandResponse | 0 | 0 | 0 | 0 | 0 | 0
IGCC-CCS | 0 | 0 | 0 | 0 | 0 | 0
WT_off | 0 | 0 | 0 | 0 | 0 | 0
PseudoUnit | 0 | 0 | 0 | 0 | 0 | 0
FixedInterchange | 0 | 0 | 0 | 0 | 0 | 0
Retrofit FOM Costs by Reporting Type: NWPP_Gas
ReportingType | 2015 | 2020 | 2025 | 2030 | 2035 | 2040
BM | 0 | 0 | 0 | 0 | 0 | 0
CC | 0 | 0 | 0 | 0 | 0 | 0
CSP | 0 | 0 | 0 | 0 | 0 | 0
CT | 0 | 0 | 0 | 0 | 0 | 0
Coal | 0 | 0 | 0 | 0 | 0 | 0
Geo | 0 | 0 | 0 | 0 | 0 | 0
H | 0 | 0 | 0 | 0 | 0 | 0
LFG | 0 | 0 | 0 | 0 | 0 | 0
Nuc | 0 | 0 | 0 | 0 | 0 | 0
PS | 0 | 0 | 0 | 0 | 0 | 0
PV | 0 | 0 | 0 | 0 | 0 | 0
PeakG | 0 | 0 | 0 | 0 | 0 | 0
PeakO | 0 | 0 | 0 | 0 | 0 | 0
ST | 0 | 0 | 0 | 0 | 0 | 0
STOG | 0 | 0 | 0 | 0 | 0 | 0
STWD | 0 | 0 | 0 | 0 | 0 | 0
WT | 0 | 0 | 0 | 0 | 0 | 0
IGCC | 0 | 0 | 0 | 0 | 0 | 0
DemandResponse | 0 | 0 | 0 | 0 | 0 | 0
IGCC-CCS | 0 | 0 | 0 | 0 | 0 | 0
WT_off | 0 | 0 | 0 | 0 | 0 | 0
PseudoUnit | 0 | 0 | 0 | 0 | 0 | 0
FixedInterchange | 0 | 0 | 0 | 0 | 0 | 0
Retrofit FOM Costs by Reporting Type: NWPP_NucRenew
ReportingType | 2015 | 2020 | 2025 | 2030 | 2035 | 2040
BM | 0 | 0 | 0 | 0 | 0 | 0
CC | 0 | 0 | 0 | 0 | 0 | 0
CSP | 0 | 0 | 0 | 0 | 0 | 0
CT | 0 | 0 | 0 | 0 | 0 | 0
Coal | 0 | 0 | 0 | 0 | 0 | 0
Geo | 0 | 0 | 0 | 0 | 0 | 0
H | 0 | 0 | 0 | 0 | 0 | 0
LFG | 0 | 0 | 0 | 0 | 0 | 0
Nuc | 0 | 0 | 0 | 0 | 0 | 0
PS | 0 | 0 | 0 | 0 | 0 | 0
PV | 0 | 0 | 0 | 0 | 0 | 0
PeakG | 0 | 0 | 0 | 0 | 0 | 0
PeakO | 0 | 0 | 0 | 0 | 0 | 0
ST | 0 | 0 | 0 | 0 | 0 | 0
STOG | 0 | 0 | 0 | 0 | 0 | 0
STWD | 0 | 0 | 0 | 0 | 0 | 0
WT | 0 | 0 | 0 | 0 | 0 | 0
IGCC | 0 | 0 | 0 | 0 | 0 | 0
DemandResponse | 0 | 0 | 0 | 0 | 0 | 0
IGCC-CCS | 0 | 0 | 0 | 0 | 0 | 0
WT_off | 0 | 0 | 0 | 0 | 0 | 0
PseudoUnit | 0 | 0 | 0 | 0 | 0 | 0
FixedInterchange | 0 | 0 | 0 | 0 | 0 | 0
Retrofit FOM Costs by Reporting Type: RMPA
ReportingType | 2015 | 2020 | 2025 | 2030 | 2035 | 2040
BM | 0 | 0 | 0 | 0 | 0 | 0
CC | 0 | 0 | 0 | 0 | 0 | 0
CSP | 0 | 0 | 0 | 0 | 0 | 0
CT | 0 | 0 | 0 | 0 | 0 | 0
Coal | 21.06 | 22.19 | 6.74 | 6.07 | 6.07 | 6.07
Geo | 0 | 0 | 0 | 0 | 0 | 0
H | 0 | 0 | 0 | 0 | 0 | 0
LFG | 0 | 0 | 0 | 0 | 0 | 0
Nuc | 0 | 0 | 0 | 0 | 0 | 0
PS | 0 | 0 | 0 | 0 | 0 | 0
PV | 0 | 0 | 0 | 0 | 0 | 0
PeakG | 0 | 0 | 0 | 0 | 0 | 0
PeakO | 0 | 0 | 0 | 0 | 0 | 0
ST | 0 | 0 | 0 | 0 | 0 | 0
STOG | 0 | 0 | 0 | 0 | 0 | 0
STWD | 0 | 0 | 0 | 0 | 0 | 0
WT | 0 | 0 | 0 | 0 | 0 | 0
IGCC | 0 | 0 | 0 | 0 | 0 | 0
DemandResponse | 0 | 0 | 0 | 0 | 0 | 0
IGCC-CCS | 0 | 0 | 0 | 0 | 0 | 0
WT_off | 0 | 0 | 0 | 0 | 0 | 0
PseudoUnit | 0 | 0 | 0 | 0 | 0 | 0
FixedInterchange | 0 | 0 | 0 | 0 | 0 | 0
Retrofit FOM Costs by Reporting Type: SP15
ReportingType | 2015 | 2020 | 2025 | 2030 | 2035 | 2040
BM | 0 | 0 | 0 | 0 | 0 | 0
CC | 0 | 0 | 0 | 0 | 0 | 0
CSP | 0 | 0 | 0 | 0 | 0 | 0
CT | 0 | 0 | 0 | 0 | 0 | 0
Coal | 0.23 | 0.41 | 0 | 0 | 0 | 0
Geo | 0 | 0 | 0 | 0 | 0 | 0
H | 0 | 0 | 0 | 0 | 0 | 0
LFG | 0 | 0 | 0 | 0 | 0 | 0
Nuc | 0 | 0 | 0 | 0 | 0 | 0
PS | 0 | 0 | 0 | 0 | 0 | 0
PV | 0 | 0 | 0 | 0 | 0 | 0
PeakG | 0 | 0 | 0 | 0 | 0 | 0
PeakO | 0 | 0 | 0 | 0 | 0 | 0
ST | 0 | 0 | 0 | 0 | 0 | 0
STOG | 0 | 0 | 0 | 0 | 0 | 0
STWD | 0 | 0 | 0 | 0 | 0 | 0
WT | 0 | 0 | 0 | 0 | 0 | 0
IGCC | 0 | 0 | 0 | 0 | 0 | 0
DemandResponse | 0 | 0 | 0 | 0 | 0 | 0
IGCC-CCS | 0 | 0 | 0 | 0 | 0 | 0
WT_off | 0 | 0 | 0 | 0 | 0 | 0
PseudoUnit | 0 | 0 | 0 | 0 | 0 | 0
FixedInterchange | 0 | 0 | 0 | 0 | 0 | 0
Retrofit FOM Costs by Reporting Type: ALB
ReportingType | 2015 | 2020 | 2025 | 2030 | 2035 | 2040
BM | 0 | 0 | 0 | 0 | 0 | 0
CC | 0 | 0 | 0 | 0 | 0 | 0
CSP | 0 | 0 | 0 | 0 | 0 | 0
CT | 0 | 0 | 0 | 0 | 0 | 0
Coal | 0.29 | 0.29 | 0.29 | 0 | 0 | 0
Geo | 0 | 0 | 0 | 0 | 0 | 0
H | 0 | 0 | 0 | 0 | 0 | 0
LFG | 0 | 0 | 0 | 0 | 0 | 0
Nuc | 0 | 0 | 0 | 0 | 0 | 0
PS | 0 | 0 | 0 | 0 | 0 | 0
PV | 0 | 0 | 0 | 0 | 0 | 0
PeakG | 0 | 0 | 0 | 0 | 0 | 0
PeakO | 0 | 0 | 0 | 0 | 0 | 0
ST | 0 | 0 | 0 | 0 | 0 | 0
STOG | 0 | 0 | 0 | 0 | 0 | 0
STWD | 0 | 0 | 0 | 0 | 0 | 0
WT | 0 | 0 | 0 | 0 | 0 | 0
IGCC | 0 | 0 | 0 | 0 | 0 | 0
DemandResponse | 0 | 0 | 0 | 0 | 0 | 0
IGCC-CCS | 0 | 0 | 0 | 0 | 0 | 0
WT_off | 0 | 0 | 0 | 0 | 0 | 0
PseudoUnit | 0 | 0 | 0 | 0 | 0 | 0
FixedInterchange | 0 | 0 | 0 | 0 | 0 | 0
Retrofit FOM Costs by Reporting Type: BC
ReportingType | 2015 | 2020 | 2025 | 2030 | 2035 | 2040
BM | 0 | 0 | 0 | 0 | 0 | 0
CC | 0 | 0 | 0 | 0 | 0 | 0
CSP | 0 | 0 | 0 | 0 | 0 | 0
CT | 0 | 0 | 0 | 0 | 0 | 0
Coal | 0 | 0 | 0 | 0 | 0 | 0
Geo | 0 | 0 | 0 | 0 | 0 | 0
H | 0 | 0 | 0 | 0 | 0 | 0
LFG | 0 | 0 | 0 | 0 | 0 | 0
Nuc | 0 | 0 | 0 | 0 | 0 | 0
PS | 0 | 0 | 0 | 0 | 0 | 0
PV | 0 | 0 | 0 | 0 | 0 | 0
PeakG | 0 | 0 | 0 | 0 | 0 | 0
PeakO | 0 | 0 | 0 | 0 | 0 | 0
ST | 0 | 0 | 0 | 0 | 0 | 0
STOG | 0 | 0 | 0 | 0 | 0 | 0
STWD | 0 | 0 | 0 | 0 | 0 | 0
WT | 0 | 0 | 0 | 0 | 0 | 0
IGCC | 0 | 0 | 0 | 0 | 0 | 0
DemandResponse | 0 | 0 | 0 | 0 | 0 | 0
IGCC-CCS | 0 | 0 | 0 | 0 | 0 | 0
WT_off | 0 | 0 | 0 | 0 | 0 | 0
PseudoUnit | 0 | 0 | 0 | 0 | 0 | 0
FixedInterchange | 0 | 0 | 0 | 0 | 0 | 0
Retrofit FOM Costs by Reporting Type: HQ_IESO
ReportingType | 2015 | 2020 | 2025 | 2030 | 2035 | 2040
BM | 0 | 0 | 0 | 0 | 0 | 0
CC | 0 | 0 | 0 | 0 | 0 | 0
CSP | 0 | 0 | 0 | 0 | 0 | 0
CT | 0 | 0 | 0 | 0 | 0 | 0
Coal | 0 | 0 | 0 | 0 | 0 | 0
Geo | 0 | 0 | 0 | 0 | 0 | 0
H | 0 | 0 | 0 | 0 | 0 | 0
LFG | 0 | 0 | 0 | 0 | 0 | 0
Nuc | 0 | 0 | 0 | 0 | 0 | 0
PS | 0 | 0 | 0 | 0 | 0 | 0
PV | 0 | 0 | 0 | 0 | 0 | 0
PeakG | 0 | 0 | 0 | 0 | 0 | 0
PeakO | 0 | 0 | 0 | 0 | 0 | 0
ST | 0 | 0 | 0 | 0 | 0 | 0
STOG | 0 | 0 | 0 | 0 | 0 | 0
STWD | 0 | 0 | 0 | 0 | 0 | 0
WT | 0 | 0 | 0 | 0 | 0 | 0
IGCC | 0 | 0 | 0 | 0 | 0 | 0
DemandResponse | 0 | 0 | 0 | 0 | 0 | 0
IGCC-CCS | 0 | 0 | 0 | 0 | 0 | 0
WT_off | 0 | 0 | 0 | 0 | 0 | 0
PseudoUnit | 0 | 0 | 0 | 0 | 0 | 0
FixedInterchange | 0 | 0 | 0 | 0 | 0 | 0
Retrofit FOM Costs by Reporting Type: HQ_NEISO
ReportingType | 2015 | 2020 | 2025 | 2030 | 2035 | 2040
BM | 0 | 0 | 0 | 0 | 0 | 0
CC | 0 | 0 | 0 | 0 | 0 | 0
CSP | 0 | 0 | 0 | 0 | 0 | 0
CT | 0 | 0 | 0 | 0 | 0 | 0
Coal | 0 | 0 | 0 | 0 | 0 | 0
Geo | 0 | 0 | 0 | 0 | 0 | 0
H | 0 | 0 | 0 | 0 | 0 | 0
LFG | 0 | 0 | 0 | 0 | 0 | 0
Nuc | 0 | 0 | 0 | 0 | 0 | 0
PS | 0 | 0 | 0 | 0 | 0 | 0
PV | 0 | 0 | 0 | 0 | 0 | 0
PeakG | 0 | 0 | 0 | 0 | 0 | 0
PeakO | 0 | 0 | 0 | 0 | 0 | 0
ST | 0 | 0 | 0 | 0 | 0 | 0
STOG | 0 | 0 | 0 | 0 | 0 | 0
STWD | 0 | 0 | 0 | 0 | 0 | 0
WT | 0 | 0 | 0 | 0 | 0 | 0
IGCC | 0 | 0 | 0 | 0 | 0 | 0
DemandResponse | 0 | 0 | 0 | 0 | 0 | 0
IGCC-CCS | 0 | 0 | 0 | 0 | 0 | 0
WT_off | 0 | 0 | 0 | 0 | 0 | 0
PseudoUnit | 0 | 0 | 0 | 0 | 0 | 0
FixedInterchange | 0 | 0 | 0 | 0 | 0 | 0
Retrofit FOM Costs by Reporting Type: HQ_NY
ReportingType | 2015 | 2020 | 2025 | 2030 | 2035 | 2040
BM | 0 | 0 | 0 | 0 | 0 | 0
CC | 0 | 0 | 0 | 0 | 0 | 0
CSP | 0 | 0 | 0 | 0 | 0 | 0
CT | 0 | 0 | 0 | 0 | 0 | 0
Coal | 0 | 0 | 0 | 0 | 0 | 0
Geo | 0 | 0 | 0 | 0 | 0 | 0
H | 0 | 0 | 0 | 0 | 0 | 0
LFG | 0 | 0 | 0 | 0 | 0 | 0
Nuc | 0 | 0 | 0 | 0 | 0 | 0
PS | 0 | 0 | 0 | 0 | 0 | 0
PV | 0 | 0 | 0 | 0 | 0 | 0
PeakG | 0 | 0 | 0 | 0 | 0 | 0
PeakO | 0 | 0 | 0 | 0 | 0 | 0
ST | 0 | 0 | 0 | 0 | 0 | 0
STOG | 0 | 0 | 0 | 0 | 0 | 0
STWD | 0 | 0 | 0 | 0 | 0 | 0
WT | 0 | 0 | 0 | 0 | 0 | 0
IGCC | 0 | 0 | 0 | 0 | 0 | 0
DemandResponse | 0 | 0 | 0 | 0 | 0 | 0
IGCC-CCS | 0 | 0 | 0 | 0 | 0 | 0
WT_off | 0 | 0 | 0 | 0 | 0 | 0
PseudoUnit | 0 | 0 | 0 | 0 | 0 | 0
FixedInterchange | 0 | 0 | 0 | 0 | 0 | 0
Retrofit FOM Costs by Reporting Type: MARITIMES
ReportingType | 2015 | 2020 | 2025 | 2030 | 2035 | 2040
BM | 0 | 0 | 0 | 0 | 0 | 0
CC | 0 | 0 | 0 | 0 | 0 | 0
CSP | 0 | 0 | 0 | 0 | 0 | 0
CT | 0 | 0 | 0 | 0 | 0 | 0
Coal | 0 | 0 | 0 | 0 | 0 | 0
Geo | 0 | 0 | 0 | 0 | 0 | 0
H | 0 | 0 | 0 | 0 | 0 | 0
LFG | 0 | 0 | 0 | 0 | 0 | 0
Nuc | 0 | 0 | 0 | 0 | 0 | 0
PS | 0 | 0 | 0 | 0 | 0 | 0
PV | 0 | 0 | 0 | 0 | 0 | 0
PeakG | 0 | 0 | 0 | 0 | 0 | 0
PeakO | 0 | 0 | 0 | 0 | 0 | 0
ST | 0 | 0 | 0 | 0 | 0 | 0
STOG | 0 | 0 | 0 | 0 | 0 | 0
STWD | 0 | 0 | 0 | 0 | 0 | 0
WT | 0 | 0 | 0 | 0 | 0 | 0
IGCC | 0 | 0 | 0 | 0 | 0 | 0
DemandResponse | 0 | 0 | 0 | 0 | 0 | 0
IGCC-CCS | 0 | 0 | 0 | 0 | 0 | 0
WT_off | 0 | 0 | 0 | 0 | 0 | 0
PseudoUnit | 0 | 0 | 0 | 0 | 0 | 0
FixedInterchange | 0 | 0 | 0 | 0 | 0 | 0
Retrofit FOM Costs by Reporting Type: All
ReportingType | 2015 | 2020 | 2025 | 2030 | 2035 | 2040
BM | 0 | 0 | 0 | 0 | 0 | 0
CC | 0 | 0 | 0 | 0 | 0 | 0
CSP | 0 | 0 | 0 | 0 | 0 | 0
CT | 0 | 0 | 0 | 0 | 0 | 0
Coal | 720.94 | 605.16 | 277.18 | 204.24 | 154.51 | 155.15
Geo | 0 | 0 | 0 | 0 | 0 | 0
H | 0 | 0 | 0 | 0 | 0 | 0
LFG | 0 | 0 | 0 | 0 | 0 | 0
Nuc | 0 | 0 | 0 | 0 | 0 | 0
PS | 0 | 0 | 0 | 0 | 0 | 0
PV | 0 | 0 | 0 | 0 | 0 | 0
PeakG | 0 | 0 | 0 | 0 | 0 | 0
PeakO | 0 | 0 | 0 | 0 | 0 | 0
ST | 0 | 0 | 0 | 0 | 0 | 0
STOG | 0 | 0 | 0 | 0 | 0 | 0
STWD | 0 | 0 | 0 | 0 | 0 | 0
WT | 0 | 0 | 0 | 0 | 0 | 0
IGCC | 0 | 0 | 0 | 0 | 0 | 0
DemandResponse | 0 | 0 | 0 | 0 | 0 | 0
IGCC-CCS | 0 | 0 | 0 | 0 | 0 | 0
WT_off | 0 | 0 | 0 | 0 | 0 | 0
PseudoUnit | 0 | 0 | 0 | 0 | 0 | 0
FixedInterchange | 0 | 0 | 0 | 0 | 0 | 0
Retrofit FOM Costs by Reporting Type: EI_US
ReportingType | 2015 | 2020 | 2025 | 2030 | 2035 | 2040
BM | 0 | 0 | 0 | 0 | 0 | 0
CC | 0 | 0 | 0 | 0 | 0 | 0
CSP | 0 | 0 | 0 | 0 | 0 | 0
CT | 0 | 0 | 0 | 0 | 0 | 0
Coal | 594 | 482.14 | 227.93 | 183.25 | 133.51 | 134.15
Geo | 0 | 0 | 0 | 0 | 0 | 0
H | 0 | 0 | 0 | 0 | 0 | 0
LFG | 0 | 0 | 0 | 0 | 0 | 0
Nuc | 0 | 0 | 0 | 0 | 0 | 0
PS | 0 | 0 | 0 | 0 | 0 | 0
PV | 0 | 0 | 0 | 0 | 0 | 0
PeakG | 0 | 0 | 0 | 0 | 0 | 0
PeakO | 0 | 0 | 0 | 0 | 0 | 0
ST | 0 | 0 | 0 | 0 | 0 | 0
STOG | 0 | 0 | 0 | 0 | 0 | 0
STWD | 0 | 0 | 0 | 0 | 0 | 0
WT | 0 | 0 | 0 | 0 | 0 | 0
IGCC | 0 | 0 | 0 | 0 | 0 | 0
DemandResponse | 0 | 0 | 0 | 0 | 0 | 0
IGCC-CCS | 0 | 0 | 0 | 0 | 0 | 0
WT_off | 0 | 0 | 0 | 0 | 0 | 0
PseudoUnit | 0 | 0 | 0 | 0 | 0 | 0
FixedInterchange | 0 | 0 | 0 | 0 | 0 | 0
Retrofit FOM Costs by Reporting Type: EI_Canada
ReportingType | 2015 | 2020 | 2025 | 2030 | 2035 | 2040
BM | 0 | 0 | 0 | 0 | 0 | 0
CC | 0 | 0 | 0 | 0 | 0 | 0
CSP | 0 | 0 | 0 | 0 | 0 | 0
CT | 0 | 0 | 0 | 0 | 0 | 0
Coal | 0 | 0 | 0 | 0 | 0 | 0
Geo | 0 | 0 | 0 | 0 | 0 | 0
H | 0 | 0 | 0 | 0 | 0 | 0
LFG | 0 | 0 | 0 | 0 | 0 | 0
Nuc | 0 | 0 | 0 | 0 | 0 | 0
PS | 0 | 0 | 0 | 0 | 0 | 0
PV | 0 | 0 | 0 | 0 | 0 | 0
PeakG | 0 | 0 | 0 | 0 | 0 | 0
PeakO | 0 | 0 | 0 | 0 | 0 | 0
ST | 0 | 0 | 0 | 0 | 0 | 0
STOG | 0 | 0 | 0 | 0 | 0 | 0
STWD | 0 | 0 | 0 | 0 | 0 | 0
WT | 0 | 0 | 0 | 0 | 0 | 0
IGCC | 0 | 0 | 0 | 0 | 0 | 0
DemandResponse | 0 | 0 | 0 | 0 | 0 | 0
IGCC-CCS | 0 | 0 | 0 | 0 | 0 | 0
WT_off | 0 | 0 | 0 | 0 | 0 | 0
PseudoUnit | 0 | 0 | 0 | 0 | 0 | 0
FixedInterchange | 0 | 0 | 0 | 0 | 0 | 0
Retrofit FOM Costs by Reporting Type: EI
ReportingType | 2015 | 2020 | 2025 | 2030 | 2035 | 2040
BM | 0 | 0 | 0 | 0 | 0 | 0
CC | 0 | 0 | 0 | 0 | 0 | 0
CSP | 0 | 0 | 0 | 0 | 0 | 0
CT | 0 | 0 | 0 | 0 | 0 | 0
Coal | 594 | 482.14 | 227.93 | 183.25 | 133.51 | 134.15
Geo | 0 | 0 | 0 | 0 | 0 | 0
H | 0 | 0 | 0 | 0 | 0 | 0
LFG | 0 | 0 | 0 | 0 | 0 | 0
Nuc | 0 | 0 | 0 | 0 | 0 | 0
PS | 0 | 0 | 0 | 0 | 0 | 0
PV | 0 | 0 | 0 | 0 | 0 | 0
PeakG | 0 | 0 | 0 | 0 | 0 | 0
PeakO | 0 | 0 | 0 | 0 | 0 | 0
ST | 0 | 0 | 0 | 0 | 0 | 0
STOG | 0 | 0 | 0 | 0 | 0 | 0
STWD | 0 | 0 | 0 | 0 | 0 | 0
WT | 0 | 0 | 0 | 0 | 0 | 0
IGCC | 0 | 0 | 0 | 0 | 0 | 0
DemandResponse | 0 | 0 | 0 | 0 | 0 | 0
IGCC-CCS | 0 | 0 | 0 | 0 | 0 | 0
WT_off | 0 | 0 | 0 | 0 | 0 | 0
PseudoUnit | 0 | 0 | 0 | 0 | 0 | 0
FixedInterchange | 0 | 0 | 0 | 0 | 0 | 0
Retrofit FOM Costs by Reporting Type: Outside_EI
ReportingType | 2015 | 2020 | 2025 | 2030 | 2035 | 2040
BM | 0 | 0 | 0 | 0 | 0 | 0
CC | 0 | 0 | 0 | 0 | 0 | 0
CSP | 0 | 0 | 0 | 0 | 0 | 0
CT | 0 | 0 | 0 | 0 | 0 | 0
Coal | 126.94 | 123.02 | 49.25 | 20.99 | 21 | 21
Geo | 0 | 0 | 0 | 0 | 0 | 0
H | 0 | 0 | 0 | 0 | 0 | 0
LFG | 0 | 0 | 0 | 0 | 0 | 0
Nuc | 0 | 0 | 0 | 0 | 0 | 0
PS | 0 | 0 | 0 | 0 | 0 | 0
PV | 0 | 0 | 0 | 0 | 0 | 0
PeakG | 0 | 0 | 0 | 0 | 0 | 0
PeakO | 0 | 0 | 0 | 0 | 0 | 0
ST | 0 | 0 | 0 | 0 | 0 | 0
STOG | 0 | 0 | 0 | 0 | 0 | 0
STWD | 0 | 0 | 0 | 0 | 0 | 0
WT | 0 | 0 | 0 | 0 | 0 | 0
IGCC | 0 | 0 | 0 | 0 | 0 | 0
DemandResponse | 0 | 0 | 0 | 0 | 0 | 0
IGCC-CCS | 0 | 0 | 0 | 0 | 0 | 0
WT_off | 0 | 0 | 0 | 0 | 0 | 0
PseudoUnit | 0 | 0 | 0 | 0 | 0 | 0
FixedInterchange | 0 | 0 | 0 | 0 | 0 | 0
#12 | Levelized Capital Costs ($million)
Levelized Capital Costs by Reporting Type: Entergy
ReportingType | 2015 | 2020 | 2025 | 2030 | 2035 | 2040
BM | 0 | 0 | 0 | 0 | 2280.6 | 2280.6
CC | 376.31 | 760.3 | 760.3 | 760.3 | 760.3 | 383.99
CSP | 0 | 0 | 0 | 0 | 0 | 0
CT | 0 | 0 | 0 | 0 | 0 | 0
Coal | 202.06 | 202.06 | 202.06 | 202.06 | 202.06 | 202.06
Geo | 0 | 0 | 0 | 0 | 0 | 0
H | 0 | 103.15 | 260.59 | 260.59 | 260.59 | 260.59
LFG | 0 | 11.15 | 11.15 | 11.15 | 11.15 | 0
Nuc | 0 | 0 | 0 | 0 | 436.59 | 1968.58
PS | 0 | 0 | 0 | 0 | 0 | 0
PV | 0.07 | 14.06 | 20.2 | 20.2 | 20.13 | 6.43
PeakG | 0 | 0 | 0 | 0 | 0 | 0
PeakO | 0 | 0 | 0 | 0 | 0 | 0
ST | 0 | 0 | 0 | 0 | 0 | 0
STOG | 0 | 0 | 0 | 0 | 0 | 0
STWD | 0 | 0 | 0 | 0 | 0 | 0
WT | 0 | 0 | 0 | 0 | 0 | 0
IGCC | 0 | 0 | 0 | 0 | 0 | 0
DemandResponse | 0 | 0 | 0 | 0 | 0 | 0
IGCC-CCS | 0 | 0 | 0 | 0 | 0 | 0
WT_off | 0 | 0 | 0 | 0 | 0 | 0
PseudoUnit | 0 | 0 | 0 | 0 | 0 | 0
FixedInterchange | 0 | 0 | 0 | 0 | 0 | 0
Levelized Capital Costs by Reporting Type: FRCC
ReportingType | 2015 | 2020 | 2025 | 2030 | 2035 | 2040
BM | 0 | 0 | 0 | 0 | 127.37 | 465
CC | 1271.73 | 1271.73 | 1271.73 | 1271.73 | 1271.73 | 0
CSP | 0 | 0 | 0 | 0 | 0 | 0
CT | 196.14 | 196.14 | 196.14 | 196.14 | 0 | 0
Coal | 0 | 0 | 0 | 0 | 0 | 0
Geo | 0 | 0 | 0 | 0 | 0 | 0
H | 0 | 0 | 0 | 0 | 6.58 | 6.58
LFG | 0 | 21.1 | 21.1 | 21.1 | 21.1 | 0
Nuc | 0 | 0 | 2064.49 | 7048.33 | 11312.96 | 13657.29
PS | 0 | 0 | 0 | 0 | 0 | 0
PV | 0 | 0 | 0 | 2133.83 | 2133.83 | 2133.83
PeakG | 0 | 0 | 0 | 0 | 0 | 0
PeakO | 0 | 0 | 0 | 0 | 0 | 0
ST | 0 | 0 | 0 | 0 | 0 | 0
STOG | 0 | 0 | 0 | 0 | 0 | 0
STWD | 0 | 0 | 0 | 0 | 0 | 0
WT | 0 | 0 | 0 | 0 | 0 | 0
IGCC | 0 | 0 | 0 | 0 | 0 | 0
DemandResponse | 0 | 0 | 0 | 0 | 0 | 0
IGCC-CCS | 0 | 0 | 0 | 0 | 0 | 0
WT_off | 0 | 0 | 0 | 0 | 0 | 0
PseudoUnit | 0 | 0 | 0 | 0 | 0 | 0
FixedInterchange | 0 | 0 | 0 | 0 | 0 | 0
Levelized Capital Costs by Reporting Type: MAPP_US
ReportingType | 2015 | 2020 | 2025 | 2030 | 2035 | 2040
BM | 0 | 0 | 0 | 0 | 7.78 | 14.67
CC | 0 | 0 | 0 | 0 | 0 | 0
CSP | 0 | 0 | 0 | 0 | 0 | 0
CT | 25.9 | 25.9 | 25.9 | 37.77 | 12.57 | 12.57
Coal | 0 | 0 | 0 | 0 | 0 | 0
Geo | 0 | 0 | 0 | 0 | 0 | 0
H | 0 | 0 | 0 | 0 | 0 | 0
LFG | 0 | 0 | 0 | 7.07 | 7.07 | 7.07
Nuc | 0 | 0 | 0 | 0 | 0 | 0
PS | 0 | 0 | 0 | 0 | 0 | 0
PV | 0 | 0 | 0 | 0 | 0 | 0
PeakG | 0 | 0 | 0 | 0 | 0 | 0
PeakO | 0 | 0 | 0 | 0 | 0 | 0
ST | 0 | 0 | 0 | 0 | 0 | 0
STOG | 0 | 0 | 0 | 0 | 0 | 0
STWD | 0 | 0 | 0 | 0 | 0 | 0
WT | 52.4 | 1102.11 | 1102.11 | 1080.72 | 1049.71 | 0
IGCC | 0 | 0 | 0 | 0 | 0 | 0
DemandResponse | 0 | 0 | 0 | 0 | 0 | 0
IGCC-CCS | 0 | 0 | 0 | 0 | 0 | 0
WT_off | 0 | 0 | 0 | 0 | 0 | 0
PseudoUnit | 0 | 0 | 0 | 0 | 0 | 0
FixedInterchange | 0 | 0 | 0 | 0 | 0 | 0
Levelized Capital Costs by Reporting Type: MISO_IN
ReportingType | 2015 | 2020 | 2025 | 2030 | 2035 | 2040
BM | 0 | 0 | 0 | 0 | 1185.57 | 1536.19
CC | 416.11 | 1936.11 | 2378.31 | 2378.31 | 2378.31 | 1962.2
CSP | 0 | 0 | 0 | 0 | 0 | 0
CT | 0 | 0 | 0 | 0 | 0 | 0
Coal | 0 | 0 | 0 | 0 | 0 | 0
Geo | 0 | 0 | 0 | 0 | 0 | 0
H | 0 | 0 | 0 | 0 | 0 | 0
LFG | 0 | 0 | 8.63 | 8.63 | 8.63 | 8.63
Nuc | 0 | 0 | 0 | 0 | 0 | 0
PS | 0 | 0 | 0 | 0 | 0 | 0
PV | 0 | 0 | 0 | 0 | 0 | 0
PeakG | 0 | 0 | 0 | 0 | 0 | 0
PeakO | 0 | 0 | 0 | 0 | 0 | 0
ST | 0 | 0 | 0 | 0 | 0 | 0
STOG | 0 | 0 | 0 | 0 | 0 | 0
STWD | 0 | 0 | 0 | 0 | 0 | 0
WT | 0 | 0 | 0 | 0 | 0 | 65.63
IGCC | 215.26 | 215.26 | 215.26 | 215.26 | 215.26 | 215.26
DemandResponse | 0 | 0 | 0 | 0 | 0 | 0
IGCC-CCS | 0 | 0 | 0 | 0 | 0 | 0
WT_off | 0 | 0 | 0 | 0 | 0 | 0
PseudoUnit | 0 | 0 | 0 | 0 | 0 | 0
FixedInterchange | 0 | 0 | 0 | 0 | 0 | 0
Levelized Capital Costs by Reporting Type: MISO_MI
ReportingType | 2015 | 2020 | 2025 | 2030 | 2035 | 2040
BM | 0 | 0 | 0 | 0 | 534.83 | 1572.51
CC | 24.64 | 24.64 | 24.64 | 24.64 | 24.64 | 0
CSP | 0 | 0 | 0 | 0 | 0 | 0
CT | 0 | 0 | 0 | 0 | 0 | 0
Coal | 0 | 0 | 0 | 0 | 0 | 0
Geo | 0 | 0 | 0 | 0 | 0 | 0
H | 0 | 0 | 0 | 0 | 0 | 0
LFG | 0 | 10.16 | 18.69 | 18.69 | 18.69 | 8.53
Nuc | 0 | 0 | 0 | 1568.52 | 2121.37 | 2121.37
PS | 0 | 0 | 0 | 0 | 0 | 0
PV | 0 | 0 | 0 | 0 | 0 | 0
PeakG | 0 | 0 | 0 | 0 | 0 | 0
PeakO | 0 | 0 | 0 | 0 | 0 | 0
ST | 0 | 0 | 0 | 0 | 0 | 0
STOG | 0 | 0 | 0 | 0 | 0 | 0
STWD | 0 | 0 | 0 | 0 | 0 | 0
WT | 294.17 | 346.4 | 346.4 | 346.4 | 52.23 | 26.16
IGCC | 0 | 0 | 0 | 0 | 0 | 0
DemandResponse | 0 | 0 | 0 | 0 | 0 | 0
IGCC-CCS | 0 | 0 | 0 | 0 | 0 | 0
WT_off | 0 | 0 | 0 | 0 | 0 | 0
PseudoUnit | 0 | 0 | 0 | 0 | 0 | 0
FixedInterchange | 0 | 0 | 0 | 0 | 0 | 0
Levelized Capital Costs by Reporting Type: MISO_MO-IL
ReportingType | 2015 | 2020 | 2025 | 2030 | 2035 | 2040
BM | 0 | 0 | 0 | 0 | 322.53 | 1324.99
CC | 0 | 0 | 0 | 0 | 0 | 0
CSP | 0 | 0 | 0 | 0 | 0 | 0
CT | 0 | 0 | 0 | 0 | 0 | 0
Coal | 574.94 | 574.94 | 574.94 | 574.94 | 574.94 | 574.94
Geo | 0 | 0 | 0 | 0 | 0 | 0
H | 0 | 65.79 | 65.79 | 65.79 | 65.79 | 65.79
LFG | 0 | 0 | 25.74 | 25.74 | 25.74 | 25.74
Nuc | 0 | 0 | 0 | 0 | 0 | 0
PS | 0 | 0 | 0 | 0 | 0 | 0
PV | 0 | 0 | 0 | 0 | 0 | 0
PeakG | 0 | 0 | 0 | 0 | 0 | 0
PeakO | 0 | 0 | 0 | 0 | 0 | 0
ST | 0 | 0 | 0 | 0 | 0 | 0
STOG | 0 | 0 | 0 | 0 | 0 | 0
STWD | 0 | 0 | 0 | 0 | 0 | 0
WT | 40.25 | 751.21 | 751.21 | 751.21 | 710.96 | 0
IGCC | 0 | 0 | 0 | 0 | 0 | 0
DemandResponse | 0 | 0 | 0 | 0 | 0 | 0
IGCC-CCS | 0 | 0 | 0 | 0 | 0 | 0
WT_off | 0 | 0 | 0 | 0 | 0 | 0
PseudoUnit | 0 | 0 | 0 | 0 | 0 | 0
FixedInterchange | 0 | 0 | 0 | 0 | 0 | 0
Levelized Capital Costs by Reporting Type: MISO_W
ReportingType | 2015 | 2020 | 2025 | 2030 | 2035 | 2040
BM | 0 | 0 | 0 | 0 | 0 | 0
CC | 0 | 0 | 0 | 0 | 0 | 0
CSP | 0 | 0 | 0 | 0 | 0 | 0
CT | 0 | 0 | 0 | 0 | 0 | 0
Coal | 0 | 0 | 0 | 0 | 0 | 0
Geo | 0 | 0 | 0 | 0 | 0 | 0
H | 0 | 0 | 0 | 0 | 0 | 0
LFG | 0 | 0 | 8.16 | 8.16 | 8.16 | 8.16
Nuc | 0 | 0 | 0 | 0 | 0 | 0
PS | 0 | 0 | 0 | 0 | 0 | 0
PV | 0 | 0 | 0 | 0 | 0 | 0
PeakG | 0 | 0 | 0 | 0 | 0 | 0
PeakO | 0 | 0 | 0 | 0 | 0 | 0
ST | 0 | 0 | 0 | 0 | 0 | 0
STOG | 0 | 0 | 0 | 0 | 0 | 0
STWD | 0 | 0 | 0 | 0 | 0 | 0
WT | 384.17 | 5119.37 | 5581.76 | 5614.82 | 5268.96 | 533.75
IGCC | 0 | 0 | 0 | 0 | 0 | 0
DemandResponse | 0 | 0 | 0 | 0 | 0 | 0
IGCC-CCS | 0 | 0 | 0 | 0 | 0 | 0
WT_off | 0 | 0 | 0 | 0 | 0 | 0
PseudoUnit | 0 | 0 | 0 | 0 | 0 | 0
FixedInterchange | 0 | 0 | 0 | 0 | 0 | 0
Levelized Capital Costs by Reporting Type: MISO_WUMS
ReportingType | 2015 | 2020 | 2025 | 2030 | 2035 | 2040
BM | 0 | 0 | 0 | 0 | 780.52 | 780.52
CC | 622.65 | 679.25 | 723.33 | 723.33 | 723.33 | 100.68
CSP | 0 | 0 | 0 | 0 | 0 | 0
CT | 0 | 0 | 0 | 0 | 0 | 0
Coal | 184.51 | 184.51 | 184.51 | 184.51 | 184.51 | 184.51
Geo | 0 | 0 | 0 | 0 | 0 | 0
H | 0 | 0.23 | 0.23 | 0.23 | 0.23 | 0.23
LFG | 0 | 0 | 23.46 | 23.46 | 23.46 | 23.46
Nuc | 0 | 0 | 0 | 44.42 | 786.24 | 1985.98
PS | 0 | 0 | 0 | 0 | 0 | 0
PV | 0 | 0 | 0 | 0 | 0 | 0
PeakG | 0 | 0 | 0 | 0 | 0 | 0
PeakO | 0 | 0 | 0 | 0 | 0 | 0
ST | 0 | 0 | 0 | 0 | 0 | 0
STOG | 0 | 0 | 0 | 0 | 0 | 0
STWD | 0 | 0 | 0 | 0 | 0 | 0
WT | 131.13 | 131.13 | 134.69 | 134.69 | 3.56 | 3.56
IGCC | 0 | 0 | 0 | 0 | 0 | 0
DemandResponse | 0 | 0 | 0 | 0 | 0 | 0
IGCC-CCS | 0 | 0 | 0 | 0 | 0 | 0
WT_off | 0 | 0 | 0 | 0 | 0 | 0
PseudoUnit | 0 | 0 | 0 | 0 | 0 | 0
FixedInterchange | 0 | 0 | 0 | 0 | 0 | 0
Levelized Capital Costs by Reporting Type: Nebraska
ReportingType | 2015 | 2020 | 2025 | 2030 | 2035 | 2040
BM | 0 | 0 | 0 | 0 | 567.71 | 567.71
CC | 8.13 | 209.22 | 209.22 | 209.22 | 209.22 | 201.09
CSP | 0 | 0 | 0 | 0 | 0 | 0
CT | 0 | 0 | 0 | 0 | 0 | 0
Coal | 66.52 | 66.52 | 66.52 | 66.52 | 66.52 | 66.52
Geo | 0 | 0 | 0 | 0 | 0 | 0
H | 0 | 0 | 0 | 0 | 0 | 0
LFG | 0 | 0 | 0 | 7.43 | 7.43 | 7.43
Nuc | 0 | 0 | 0 | 0 | 0 | 0
PS | 0 | 0 | 0 | 0 | 0 | 0
PV | 0 | 0 | 0 | 0 | 0 | 0
PeakG | 0 | 0 | 0 | 0 | 0 | 0
PeakO | 0 | 0 | 0 | 0 | 0 | 0
ST | 0 | 0 | 0 | 0 | 0 | 0
STOG | 0 | 0 | 0 | 0 | 0 | 0
STWD | 0 | 0 | 0 | 0 | 0 | 0
WT | 25.24 | 25.24 | 25.24 | 19.8 | 0 | 0
IGCC | 0 | 0 | 0 | 0 | 0 | 0
DemandResponse | 0 | 0 | 0 | 0 | 0 | 0
IGCC-CCS | 0 | 0 | 0 | 0 | 0 | 0
WT_off | 0 | 0 | 0 | 0 | 0 | 0
PseudoUnit | 0 | 0 | 0 | 0 | 0 | 0
FixedInterchange | 0 | 0 | 0 | 0 | 0 | 0
Levelized Capital Costs by Reporting Type: NEISO
ReportingType | 2015 | 2020 | 2025 | 2030 | 2035 | 2040
BM | 78.43 | 78.43 | 78.43 | 78.43 | 78.43 | 78.43
CC | 273.49 | 273.49 | 273.49 | 273.49 | 273.49 | 0
CSP | 0 | 0 | 0 | 0 | 0 | 0
CT | 30 | 30 | 30 | 29.13 | 0 | 0
Coal | 0 | 0 | 0 | 0 | 0 | 0
Geo | 0 | 0 | 0 | 0 | 0 | 0
H | 0 | 0 | 0.7 | 0.7 | 0.7 | 0.7
LFG | 5.91 | 5.91 | 5.91 | 13.76 | 7.85 | 7.85
Nuc | 0 | 0 | 0 | 0 | 0 | 0
PS | 0 | 0 | 0 | 0 | 0 | 0
PV | 0 | 73.41 | 73.41 | 73.41 | 73.41 | 0
PeakG | 0 | 0 | 0 | 0 | 0 | 0
PeakO | 0 | 0 | 0 | 0 | 0 | 0
ST | 0 | 0 | 0 | 0 | 0 | 0
STOG | 0 | 0 | 0 | 0 | 0 | 0
STWD | 0 | 0 | 0 | 0 | 0 | 0
WT | 32.33 | 697.51 | 995.72 | 1220.76 | 2069.76 | 1442.11
IGCC | 0 | 0 | 0 | 0 | 0 | 0
DemandResponse | 0 | 0 | 0 | 0 | 0 | 0
IGCC-CCS | 0 | 0 | 0 | 0 | 0 | 0
WT_off | 178.83 | 178.83 | 178.83 | 178.83 | 0 | 0
PseudoUnit | 0 | 0 | 0 | 0 | 0 | 0
FixedInterchange | 0 | 0 | 0 | 0 | 0 | 0
Levelized Capital Costs by Reporting Type: NonRTO_Midwest
ReportingType | 2015 | 2020 | 2025 | 2030 | 2035 | 2040
BM | 0 | 0 | 0 | 0 | 1216.01 | 1398.46
CC | 237.68 | 519.18 | 519.18 | 519.18 | 519.18 | 281.5
CSP | 0 | 0 | 0 | 0 | 0 | 0
CT | 0 | 0 | 0 | 0 | 0 | 0
Coal | 0 | 0 | 0 | 0 | 0 | 0
Geo | 0 | 0 | 0 | 0 | 0 | 0
H | 0 | 175.29 | 175.29 | 175.29 | 175.29 | 175.29
LFG | 0 | 16.61 | 16.61 | 16.61 | 16.61 | 0
Nuc | 0 | 0 | 669.25 | 783.25 | 783.25 | 783.25
PS | 0 | 0 | 0 | 0 | 0 | 0
PV | 0 | 0 | 0 | 0 | 0 | 0
PeakG | 0 | 0 | 0 | 0 | 0 | 0
PeakO | 0 | 0 | 0 | 0 | 0 | 0
ST | 0 | 0 | 0 | 0 | 0 | 0
STOG | 0 | 0 | 0 | 0 | 0 | 0
STWD | 0 | 0 | 0 | 0 | 0 | 0
WT | 0 | 0 | 0 | 0 | 0 | 0
IGCC | 0 | 0 | 0 | 0 | 0 | 0
DemandResponse | 0 | 0 | 0 | 0 | 0 | 0
IGCC-CCS | 0 | 0 | 0 | 0 | 0 | 0
WT_off | 0 | 0 | 0 | 0 | 0 | 0
PseudoUnit | 0 | 0 | 0 | 0 | 0 | 0
FixedInterchange | 0 | 0 | 0 | 0 | 0 | 0
Levelized Capital Costs by Reporting Type: NYISO_A-F
ReportingType | 2015 | 2020 | 2025 | 2030 | 2035 | 2040
BM | 0 | 0 | 0 | 0 | 0 | 0
CC | 85.71 | 85.71 | 85.71 | 85.71 | 85.71 | 0
CSP | 0 | 0 | 0 | 0 | 0 | 0
CT | 0 | 0 | 0 | 0 | 0 | 0
Coal | 0 | 0 | 0 | 0 | 0 | 0
Geo | 0 | 0 | 0 | 0 | 0 | 0
H | 0 | 0 | 0 | 0 | 0 | 0
LFG | 0.74 | 0.74 | 0.74 | 8.13 | 7.39 | 7.39
Nuc | 0 | 0 | 0 | 0 | 0 | 0
PS | 0 | 0 | 0 | 0 | 0 | 0
PV | 0 | 0 | 0 | 0 | 0 | 0
PeakG | 0 | 0 | 0 | 0 | 0 | 0
PeakO | 0 | 0 | 0 | 0 | 0 | 0
ST | 0 | 0 | 0 | 0 | 0 | 0
STOG | 0 | 0 | 0 | 0 | 0 | 0
STWD | 0 | 0 | 0 | 0 | 0 | 0
WT | 344.15 | 437.75 | 1414.61 | 1749.69 | 1405.54 | 1311.94
IGCC | 0 | 0 | 0 | 0 | 0 | 0
DemandResponse | 0 | 0 | 0 | 0 | 0 | 0
IGCC-CCS | 0 | 0 | 0 | 0 | 0 | 0
WT_off | 0 | 0 | 0 | 0 | 0 | 0
PseudoUnit | 0 | 0 | 0 | 0 | 0 | 0
FixedInterchange | 0 | 0 | 0 | 0 | 0 | 0
Levelized Capital Costs by Reporting Type: NYISO_G-I
ReportingType | 2015 | 2020 | 2025 | 2030 | 2035 | 2040
BM | 0 | 0 | 0 | 0 | 0 | 211.83
CC | 0 | 0 | 0 | 0 | 0 | 0
CSP | 0 | 0 | 0 | 0 | 0 | 0
CT | 0 | 0 | 0 | 0 | 0 | 0
Coal | 0 | 0 | 0 | 0 | 0 | 0
Geo | 0 | 0 | 0 | 0 | 0 | 0
H | 0 | 0 | 0 | 0 | 0 | 0
LFG | 0 | 0 | 0 | 8.08 | 8.08 | 8.08
Nuc | 0 | 0 | 0 | 0 | 0 | 1017.12
PS | 0 | 0 | 0 | 0 | 0 | 0
PV | 0 | 0 | 0 | 0 | 110.24 | 110.24
PeakG | 0 | 0 | 0 | 0 | 0 | 0
PeakO | 0 | 0 | 0 | 0 | 0 | 0
ST | 0 | 0 | 0 | 0 | 0 | 0
STOG | 0 | 0 | 0 | 0 | 0 | 0
STWD | 0 | 0 | 0 | 0 | 0 | 0
WT | 0 | 7.42 | 45.77 | 45.77 | 45.77 | 38.34
IGCC | 0 | 0 | 0 | 0 | 0 | 0
DemandResponse | 0 | 0 | 0 | 0 | 0 | 0
IGCC-CCS | 0 | 0 | 0 | 0 | 0 | 0
WT_off | 0 | 0 | 0 | 0 | 0 | 0
PseudoUnit | 0 | 0 | 0 | 0 | 0 | 0
FixedInterchange | 0 | 0 | 0 | 0 | 0 | 0
Levelized Capital Costs by Reporting Type: NYISO_J-K
ReportingType | 2015 | 2020 | 2025 | 2030 | 2035 | 2040
BM | 0 | 0 | 0 | 0 | 0 | 0
CC | 226.37 | 226.37 | 226.37 | 226.37 | 226.37 | 0
CSP | 0 | 0 | 0 | 0 | 0 | 0
CT | 0 | 0 | 0 | 0 | 0 | 0
Coal | 0 | 0 | 0 | 0 | 0 | 0
Geo | 0 | 0 | 0 | 0 | 0 | 0
H | 0 | 0 | 0 | 0 | 0 | 0
LFG | 0 | 0 | 0 | 11.9 | 11.9 | 11.9
Nuc | 0 | 0 | 0 | 0 | 0 | 0
PS | 0 | 0 | 0 | 0 | 0 | 0
PV | 11.49 | 11.49 | 11.49 | 11.49 | 0 | 0
PeakG | 0 | 0 | 0 | 0 | 0 | 0
PeakO | 0 | 0 | 0 | 0 | 0 | 0
ST | 0 | 0 | 0 | 0 | 0 | 0
STOG | 0 | 0 | 0 | 0 | 0 | 0
STWD | 0 | 0 | 0 | 0 | 0 | 0
WT | 0 | 0 | 54.95 | 54.95 | 54.95 | 54.95
IGCC | 0 | 0 | 0 | 0 | 0 | 0
DemandResponse | 0 | 0 | 0 | 0 | 0 | 0
IGCC-CCS | 0 | 0 | 0 | 0 | 0 | 0
WT_off | 0 | 0 | 0 | 0 | 998.67 | 998.67
PseudoUnit | 0 | 0 | 0 | 0 | 0 | 0
FixedInterchange | 0 | 0 | 0 | 0 | 0 | 0
Levelized Capital Costs by Reporting Type: PJM_E
ReportingType | 2015 | 2020 | 2025 | 2030 | 2035 | 2040
BM | 9.82 | 9.82 | 9.82 | 9.82 | 9.82 | 94.04
CC | 673.31 | 673.31 | 673.31 | 673.31 | 582.39 | 0
CSP | 0 | 0 | 0 | 0 | 0 | 0
CT | 2.28 | 2.28 | 2.28 | 0 | 0 | 0
Coal | 9.09 | 9.09 | 9.09 | 9.09 | 9.09 | 9.09
Geo | 0 | 0 | 0 | 0 | 0 | 0
H | 0 | 0 | 0 | 0 | 0 | 0
LFG | 1.24 | 1.24 | 4.9 | 16.72 | 16.72 | 16.72
Nuc | 0 | 0 | 0 | 0 | 0 | 0
PS | 0 | 0 | 0 | 0 | 0 | 0
PV | 7.47 | 7.47 | 7.47 | 7.47 | 0 | 0
PeakG | 0 | 0 | 0 | 0 | 0 | 0
PeakO | 0 | 0 | 0 | 0 | 0 | 0
ST | 0 | 0 | 0 | 0 | 0 | 0
STOG | 0 | 0 | 0 | 0 | 0 | 0
STWD | 0 | 0 | 0 | 0 | 0 | 0
WT | 189.14 | 189.14 | 189.14 | 192.07 | 2.93 | 2.93
IGCC | 0 | 0 | 0 | 0 | 0 | 0
DemandResponse | 0 | 0 | 0 | 0 | 0 | 0
IGCC-CCS | 0 | 0 | 0 | 0 | 0 | 0
WT_off | 0 | 0 | 338.41 | 2953.43 | 2953.43 | 2953.43
PseudoUnit | 0 | 0 | 0 | 0 | 0 | 0
FixedInterchange | 0 | 0 | 0 | 0 | 0 | 0
Levelized Capital Costs by Reporting Type: PJM_ROM
ReportingType | 2015 | 2020 | 2025 | 2030 | 2035 | 2040
BM | 5.3 | 5.3 | 5.3 | 5.3 | 520.22 | 590.84
CC | 232.92 | 232.92 | 232.92 | 232.92 | 232.92 | 0
CSP | 0 | 0 | 0 | 0 | 0 | 0
CT | 1.4 | 1.4 | 1.4 | 1.4 | 0 | 0
Coal | 10.21 | 10.21 | 10.21 | 10.21 | 10.21 | 10.21
Geo | 0 | 0 | 0 | 0 | 0 | 0
H | 0 | 159.31 | 159.31 | 159.31 | 159.31 | 159.31
LFG | 2.16 | 9.05 | 30.54 | 29.67 | 28.38 | 21.49
Nuc | 0 | 0 | 0 | 0 | 0 | 2296.43
PS | 0 | 0 | 0 | 0 | 0 | 0
PV | 0 | 321.01 | 486.13 | 523.09 | 525.87 | 218.16
PeakG | 0 | 0 | 0 | 0 | 0 | 0
PeakO | 0 | 0 | 0 | 0 | 0 | 0
ST | 0 | 0 | 0 | 0 | 0 | 0
STOG | 0 | 0 | 0 | 0 | 0 | 0
STWD | 0 | 0 | 0 | 0 | 0 | 0
WT | 68.88 | 170.26 | 961.12 | 944.44 | 892.25 | 790.87
IGCC | 0 | 0 | 0 | 0 | 0 | 0
DemandResponse | 0 | 0 | 0 | 0 | 0 | 0
IGCC-CCS | 0 | 0 | 0 | 0 | 0 | 0
WT_off | 0 | 0 | 0 | 3029.52 | 3071.73 | 3273.08
PseudoUnit | 0 | 0 | 0 | 0 | 0 | 0
FixedInterchange | 0 | 0 | 0 | 0 | 0 | 0
Levelized Capital Costs by Reporting Type: PJM_ROR
ReportingType | 2015 | 2020 | 2025 | 2030 | 2035 | 2040
BM | 112.48 | 112.48 | 112.48 | 112.48 | 2567.72 | 2510.01
CC | 1685.52 | 2036.81 | 2036.81 | 2036.81 | 2016.71 | 351.29
CSP | 0 | 0 | 0 | 0 | 0 | 0
CT | 2.4 | 2.4 | 2.4 | 2.4 | 0 | 0
Coal | 648.6 | 648.6 | 648.6 | 648.6 | 648.6 | 648.6
Geo | 0 | 0 | 0 | 0 | 0 | 0
H | 0 | 118.19 | 118.19 | 118.19 | 118.19 | 118.19
LFG | 6.42 | 61.36 | 61.36 | 58.26 | 54.95 | 0
Nuc | 0 | 0 | 0 | 0 | 3011.25 | 10816.94
PS | 0 | 0 | 0 | 0 | 0 | 0
PV | 0 | 99.55 | 144.51 | 146.17 | 146.17 | 46.63
PeakG | 0 | 0 | 0 | 0 | 0 | 0
PeakO | 0 | 0 | 0 | 0 | 0 | 0
ST | 0 | 0 | 0 | 0 | 0 | 0
STOG | 0 | 0 | 0 | 0 | 0 | 0
STWD | 0 | 0 | 0 | 0 | 0 | 0
WT | 1143.59 | 3118.69 | 6892.5 | 6412.05 | 5748.91 | 3773.81
IGCC | 0 | 0 | 0 | 0 | 0 | 0
DemandResponse | 0 | 0 | 0 | 0 | 0 | 0
IGCC-CCS | 0 | 0 | 0 | 0 | 0 | 0
WT_off | 0 | 0 | 0 | 0 | 3017.98 | 3149.02
PseudoUnit | 0 | 0 | 0 | 0 | 0 | 0
FixedInterchange | 0 | 0 | 0 | 0 | 0 | 0
Levelized Capital Costs by Reporting Type: SOCO
ReportingType | 2015 | 2020 | 2025 | 2030 | 2035 | 2040
BM | 14.25 | 14.25 | 14.25 | 14.25 | 1447.24 | 1447.24
CC | 811.34 | 1333.64 | 1333.64 | 1333.64 | 1333.64 | 522.29
CSP | 0 | 0 | 0 | 0 | 0 | 0
CT | 0 | 0 | 0 | 0 | 0 | 0
Coal | 0 | 0 | 0 | 0 | 0 | 0
Geo | 0 | 0 | 0 | 0 | 0 | 0
H | 0 | 0 | 0 | 0 | 203.72 | 203.72
LFG | 0 | 10.81 | 10.81 | 10.81 | 10.81 | 0
Nuc | 0 | 1254.21 | 1254.21 | 4272.51 | 8178.67 | 13039.8
PS | 0 | 0 | 0 | 0 | 0 | 0
PV | 0 | 0 | 0 | 408 | 408 | 408
PeakG | 0 | 0 | 0 | 0 | 0 | 0
PeakO | 0 | 0 | 0 | 0 | 0 | 0
ST | 0 | 0 | 0 | 0 | 0 | 0
STOG | 0 | 0 | 0 | 0 | 0 | 0
STWD | 0 | 0 | 0 | 0 | 0 | 0
WT | 0 | 0 | 12.68 | 12.68 | 12.68 | 12.68
IGCC | 0 | 0 | 0 | 0 | 0 | 0
DemandResponse | 0 | 0 | 0 | 0 | 0 | 0
IGCC-CCS | 0 | 0 | 0 | 0 | 0 | 0
WT_off | 0 | 0 | 0 | 0 | 0 | 0
PseudoUnit | 0 | 0 | 0 | 0 | 0 | 0
FixedInterchange | 0 | 0 | 0 | 0 | 0 | 0
Levelized Capital Costs by Reporting Type: SPP_N
ReportingType | 2015 | 2020 | 2025 | 2030 | 2035 | 2040
BM | 0 | 0 | 0 | 0 | 1208.9 | 1434.22
CC | 154.41 | 344.16 | 344.16 | 361.62 | 361.62 | 207.21
CSP | 0 | 0 | 0 | 0 | 0 | 0
CT | 0 | 0 | 0 | 0 | 0 | 0
Coal | 128.56 | 128.56 | 128.56 | 128.56 | 128.56 | 128.56
Geo | 0 | 0 | 0 | 0 | 0 | 0
H | 0 | 0 | 0 | 0 | 0 | 0
LFG | 0 | 0 | 0 | 9.41 | 9.41 | 9.41
Nuc | 0 | 0 | 0 | 0 | 0 | 0
PS | 0 | 0 | 0 | 0 | 0 | 0
PV | 0 | 0 | 0 | 0 | 0 | 0
PeakG | 0 | 0 | 0 | 0 | 0 | 0
PeakO | 0 | 0 | 0 | 0 | 0 | 0
ST | 0 | 0 | 0 | 0 | 0 | 0
STOG | 0 | 0 | 0 | 0 | 0 | 0
STWD | 0 | 0 | 0 | 0 | 0 | 0
WT | 0 | 1848.11 | 1848.11 | 1848.11 | 1848.11 | 0
IGCC | 0 | 0 | 0 | 0 | 0 | 0
DemandResponse | 0 | 0 | 0 | 0 | 0 | 0
IGCC-CCS | 0 | 0 | 0 | 0 | 0 | 0
WT_off | 0 | 0 | 0 | 0 | 0 | 0
PseudoUnit | 0 | 0 | 0 | 0 | 0 | 0
FixedInterchange | 0 | 0 | 0 | 0 | 0 | 0
Levelized Capital Costs by Reporting Type: SPP_S
ReportingType | 2015 | 2020 | 2025 | 2030 | 2035 | 2040
BM | 0 | 0 | 0 | 0 | 973.15 | 1009.2
CC | 0 | 588.01 | 588.01 | 620.93 | 620.93 | 620.93
CSP | 0 | 0 | 0 | 0 | 0 | 0
CT | 33.21 | 56.93 | 56.93 | 56.93 | 23.72 | 0
Coal | 273.14 | 273.14 | 273.14 | 273.14 | 273.14 | 273.14
Geo | 0 | 0 | 0 | 0 | 0 | 0
H | 0 | 0 | 0 | 21.38 | 21.38 | 21.38
LFG | 0 | 0 | 0 | 9.41 | 9.41 | 9.41
Nuc | 0 | 0 | 0 | 379.79 | 379.79 | 379.79
PS | 0 | 0 | 0 | 0 | 0 | 0
PV | 0 | 0 | 0 | 0 | 0 | 0
PeakG | 0 | 0 | 0 | 0 | 0 | 0
PeakO | 0 | 0 | 0 | 0 | 0 | 0
ST | 0 | 0 | 0 | 0 | 0 | 0
STOG | 0 | 0 | 0 | 0 | 0 | 0
STWD | 0 | 0 | 0 | 0 | 0 | 0
WT | 52.79 | 3022.45 | 3022.45 | 3022.45 | 2969.66 | 84.82
IGCC | 0 | 0 | 0 | 0 | 0 | 0
DemandResponse | 0 | 0 | 0 | 0 | 0 | 0
IGCC-CCS | 0 | 0 | 0 | 0 | 0 | 0
WT_off | 0 | 0 | 0 | 0 | 0 | 0
PseudoUnit | 0 | 0 | 0 | 0 | 0 | 0
FixedInterchange | 0 | 0 | 0 | 0 | 0 | 0
Levelized Capital Costs by Reporting Type: TVA
ReportingType | 2015 | 2020 | 2025 | 2030 | 2035 | 2040
BM | 0 | 0 | 0 | 0 | 1608.23 | 1608.23
CC | 427.49 | 917.2 | 917.2 | 917.2 | 882.73 | 489.71
CSP | 0 | 0 | 0 | 0 | 0 | 0
CT | 0 | 0 | 0 | 0 | 0 | 0
Coal | 0 | 0 | 0 | 0 | 0 | 0
Geo | 0 | 0 | 0 | 0 | 0 | 0
H | 0 | 6.34 | 6.34 | 6.34 | 6.34 | 6.34
LFG | 0 | 10.6 | 10.6 | 10.6 | 10.6 | 0
Nuc | 684.91 | 684.91 | 684.91 | 761.63 | 2972.01 | 4658.76
PS | 0 | 0 | 0 | 0 | 0 | 0
PV | 0 | 0 | 0 | 401.29 | 401.29 | 401.29
PeakG | 0 | 0 | 0 | 0 | 0 | 0
PeakO | 0 | 0 | 0 | 0 | 0 | 0
ST | 0 | 0 | 0 | 0 | 0 | 0
STOG | 0 | 0 | 0 | 0 | 0 | 0
STWD | 0 | 0 | 0 | 0 | 0 | 0
WT | 0 | 0 | 12.55 | 12.55 | 12.55 | 12.55
IGCC | 0 | 0 | 0 | 0 | 0 | 0
DemandResponse | 0 | 0 | 0 | 0 | 0 | 0
IGCC-CCS | 0 | 0 | 0 | 0 | 0 | 0
WT_off | 0 | 0 | 0 | 0 | 0 | 0
PseudoUnit | 0 | 0 | 0 | 0 | 0 | 0
FixedInterchange | 0 | 0 | 0 | 0 | 0 | 0
Levelized Capital Costs by Reporting Type: TVA_Transmission
ReportingType | 2015 | 2020 | 2025 | 2030 | 2035 | 2040
BM | 0 | 0 | 0 | 0 | 0 | 0
CC | 0 | 0 | 0 | 0 | 0 | 0
CSP | 0 | 0 | 0 | 0 | 0 | 0
CT | 0 | 0 | 0 | 0 | 0 | 0
Coal | 0 | 0 | 0 | 0 | 0 | 0
Geo | 0 | 0 | 0 | 0 | 0 | 0
H | 0 | 0 | 0 | 0 | 0 | 0
LFG | 0 | 0 | 0 | 0 | 0 | 0
Nuc | 0 | 0 | 0 | 0 | 0 | 0
PS | 0 | 0 | 0 | 0 | 0 | 0
PV | 0 | 0 | 0 | 0 | 0 | 0
PeakG | 0 | 0 | 0 | 0 | 0 | 0
PeakO | 0 | 0 | 0 | 0 | 0 | 0
ST | 0 | 0 | 0 | 0 | 0 | 0
STOG | 0 | 0 | 0 | 0 | 0 | 0
STWD | 0 | 0 | 0 | 0 | 0 | 0
WT | 0 | 0 | 0 | 0 | 0 | 0
IGCC | 0 | 0 | 0 | 0 | 0 | 0
DemandResponse | 0 | 0 | 0 | 0 | 0 | 0
IGCC-CCS | 0 | 0 | 0 | 0 | 0 | 0
WT_off | 0 | 0 | 0 | 0 | 0 | 0
PseudoUnit | 0 | 0 | 0 | 0 | 0 | 0
FixedInterchange | 0 | 0 | 0 | 0 | 0 | 0
Levelized Capital Costs by Reporting Type: VACAR
ReportingType | 2015 | 2020 | 2025 | 2030 | 2035 | 2040
BM | 0.23 | 0.23 | 0.23 | 0.23 | 651.64 | 1490.28
CC | 1347.63 | 1347.63 | 1347.63 | 1347.63 | 1347.63 | 0
CSP | 0 | 0 | 0 | 0 | 0 | 0
CT | 60.99 | 60.99 | 60.99 | 0 | 0 | 0
Coal | 220.45 | 220.45 | 220.45 | 220.45 | 220.45 | 220.45
Geo | 0 | 0 | 0 | 0 | 0 | 0
H | 0 | 0 | 0 | 0 | 12.22 | 12.22
LFG | 0.03 | 10.39 | 10.39 | 10.39 | 10.36 | 0
Nuc | 0 | 1320.06 | 1320.06 | 1320.06 | 1320.06 | 2539.58
PS | 0 | 0 | 0 | 0 | 0 | 0
PV | 0 | 28.72 | 29.19 | 29.34 | 265.69 | 236.97
PeakG | 0 | 0 | 0 | 0 | 0 | 0
PeakO | 0 | 0 | 0 | 0 | 0 | 0
ST | 0 | 0 | 0 | 0 | 0 | 0
STOG | 0 | 0 | 0 | 0 | 0 | 0
STWD | 0 | 0 | 0 | 0 | 0 | 0
WT | 0.11 | 449.2 | 449.2 | 449.2 | 449.08 | 0
IGCC | 0 | 0 | 0 | 0 | 0 | 0
DemandResponse | 0 | 0 | 0 | 0 | 0 | 0
IGCC-CCS | 0 | 0 | 0 | 0 | 0 | 0
WT_off | 0.34 | 139.44 | 4471.76 | 10829.49 | 10829.15 | 10690.05
PseudoUnit | 0 | 0 | 0 | 0 | 0 | 0
FixedInterchange | 0 | 0 | 0 | 0 | 0 | 0
Levelized Capital Costs by Reporting Type: IESO
ReportingType | 2015 | 2020 | 2025 | 2030 | 2035 | 2040
BM | 98.27 | 98.27 | 98.27 | 98.27 | 98.27 | 98.27
CC | 175.41 | 175.41 | 175.41 | 175.41 | 175.41 | 0
CSP | 0 | 0 | 0 | 0 | 0 | 0
CT | 41.8 | 41.8 | 41.8 | 41.8 | 0 | 0
Coal | 0 | 0 | 0 | 0 | 0 | 0
Geo | 0 | 0 | 0 | 0 | 0 | 0
H | 0 | 0 | 0 | 0 | 0 | 70.46
LFG | 3.47 | 3.47 | 3.47 | 3.47 | 0 | 0.12
Nuc | 0 | 0 | 0 | 0 | 0 | 0
PS | 0 | 0 | 0 | 0 | 0 | 0
PV | 365.21 | 365.21 | 365.21 | 365.21 | 0 | 0
PeakG | 0 | 0 | 0 | 0 | 0 | 0
PeakO | 0 | 0 | 0 | 0 | 0 | 0
ST | 0 | 0 | 0 | 0 | 0 | 0
STOG | 0 | 0 | 0 | 0 | 0 | 0
STWD | 0 | 0 | 0 | 0 | 0 | 0
WT | 447.79 | 447.79 | 447.79 | 447.79 | 0 | 25.32
IGCC | 0 | 0 | 0 | 0 | 0 | 0
DemandResponse | 0 | 0 | 0 | 0 | 0 | 0
IGCC-CCS | 0 | 0 | 0 | 0 | 0 | 0
WT_off | 0 | 0 | 0 | 0 | 0 | 0
PseudoUnit | 0 | 0 | 0 | 0 | 0 | 0
FixedInterchange | 0 | 0 | 0 | 0 | 0 | 0
Levelized Capital Costs by Reporting Type: MAPP_CA
ReportingType | 2015 | 2020 | 2025 | 2030 | 2035 | 2040
BM | 0 | 0 | 0 | 0 | 0 | 0
CC | 25.67 | 25.67 | 25.67 | 25.67 | 25.67 | 0
CSP | 0 | 0 | 0 | 0 | 0 | 0
CT | 0 | 0 | 0 | 0 | 0 | 0
Coal | 0 | 0 | 0 | 0 | 0 | 0
Geo | 0 | 0 | 0 | 0 | 0 | 0
H | 0 | 163.31 | 514.6 | 1092.64 | 1092.64 | 1092.64
LFG | 0 | 0 | 0 | 0 | 0 | 0
Nuc | 0 | 0 | 0 | 0 | 0 | 0
PS | 0 | 0 | 0 | 0 | 0 | 0
PV | 0 | 0 | 0 | 0 | 0 | 0
PeakG | 0 | 0 | 0 | 0 | 0 | 0
PeakO | 0 | 0 | 0 | 0 | 0 | 0
ST | 0 | 0 | 0 | 0 | 0 | 0
STOG | 0 | 0 | 0 | 0 | 0 | 0
STWD | 0 | 0 | 0 | 0 | 0 | 0
WT | 59.15 | 59.15 | 59.15 | 59.15 | 0 | 0
IGCC | 0 | 0 | 0 | 0 | 0 | 0
DemandResponse | 0 | 0 | 0 | 0 | 0 | 0
IGCC-CCS | 0 | 0 | 0 | 0 | 0 | 0
WT_off | 0 | 0 | 0 | 0 | 0 | 0
PseudoUnit | 0 | 0 | 0 | 0 | 0 | 0
FixedInterchange | 0 | 0 | 0 | 0 | 0 | 0
Levelized Capital Costs by Reporting Type: AZ_NM_SNV_Coal
ReportingType | 2015 | 2020 | 2025 | 2030 | 2035 | 2040
BM | 0 | 0 | 0 | 0 | 0 | 0
CC | 0 | 0 | 0 | 0 | 0 | 0
CSP | 0 | 0 | 0 | 0 | 0 | 0
CT | 0 | 0 | 0 | 0 | 0 | 0
Coal | 0 | 0 | 0 | 0 | 0 | 0
Geo | 0 | 0 | 0 | 0 | 0 | 0
H | 0 | 0 | 0 | 0 | 0 | 0
LFG | 0 | 0 | 0 | 0 | 0 | 0
Nuc | 0 | 0 | 0 | 0 | 0 | 0
PS | 0 | 0 | 0 | 0 | 0 | 0
PV | 0 | 0 | 0 | 0 | 0 | 0
PeakG | 0 | 0 | 0 | 0 | 0 | 0
PeakO | 0 | 0 | 0 | 0 | 0 | 0
ST | 0 | 0 | 0 | 0 | 0 | 0
STOG | 0 | 0 | 0 | 0 | 0 | 0
STWD | 0 | 0 | 0 | 0 | 0 | 0
WT | 0 | 0 | 0 | 0 | 0 | 0
IGCC | 0 | 0 | 0 | 0 | 0 | 0
DemandResponse | 0 | 0 | 0 | 0 | 0 | 0
IGCC-CCS | 0 | 0 | 0 | 0 | 0 | 0
WT_off | 0 | 0 | 0 | 0 | 0 | 0
PseudoUnit | 0 | 0 | 0 | 0 | 0 | 0
FixedInterchange | 0 | 0 | 0 | 0 | 0 | 0
Levelized Capital Costs by Reporting Type: AZ_NM_SNV_Gas
ReportingType | 2015 | 2020 | 2025 | 2030 | 2035 | 2040
BM | 0 | 0 | 0 | 0 | 0 | 0
CC | 79.32 | 227.24 | 227.24 | 227.24 | 227.24 | 147.92
CSP | 0 | 0 | 0 | 0 | 0 | 0
CT | 63.7 | 63.7 | 63.7 | 63.7 | 0 | 0
Coal | 0 | 0 | 0 | 0 | 0 | 0
Geo | 0 | 0 | 0 | 0 | 0 | 0
H | 0 | 0 | 0 | 0 | 0 | 0
LFG | 0 | 0 | 0 | 0 | 0 | 0
Nuc | 0 | 0 | 0 | 0 | 0 | 0
PS | 0 | 0 | 0 | 0 | 0 | 0
PV | 0 | 0 | 0 | 0 | 0 | 0
PeakG | 0 | 0 | 0 | 0 | 0 | 0
PeakO | 0 | 0 | 0 | 0 | 0 | 0
ST | 0 | 0 | 0 | 0 | 0 | 0
STOG | 0 | 0 | 0 | 0 | 0 | 0
STWD | 0 | 0 | 0 | 0 | 0 | 0
WT | 0 | 0 | 0 | 0 | 0 | 0
IGCC | 0 | 0 | 0 | 0 | 0 | 0
DemandResponse | 0 | 0 | 0 | 0 | 0 | 0
IGCC-CCS | 0 | 0 | 0 | 0 | 0 | 0
WT_off | 0 | 0 | 0 | 0 | 0 | 0
PseudoUnit | 0 | 0 | 0 | 0 | 0 | 0
FixedInterchange | 0 | 0 | 0 | 0 | 0 | 0
Levelized Capital Costs by Reporting Type: AZ_NM_SNV_NucRenew
ReportingType | 2015 | 2020 | 2025 | 2030 | 2035 | 2040
BM | 0 | 0 | 0 | 0 | 0 | 812.24
CC | 0 | 0 | 0 | 0 | 0 | 0
CSP | 0 | 0 | 0 | 0 | 0 | 0
CT | 0 | 0 | 0 | 0 | 0 | 0
Coal | 0 | 0 | 0 | 0 | 0 | 0
Geo | 0 | 19.85 | 170.19 | 170.19 | 170.19 | 150.34
H | 0 | 0 | 0 | 0 | 0 | 0
LFG | 0 | 6.32 | 6.32 | 6.32 | 6.32 | 0
Nuc | 0 | 0 | 0 | 2348.63 | 6192.06 | 6192.06
PS | 0 | 0 | 0 | 0 | 0 | 0
PV | 23.6 | 23.6 | 23.6 | 23.6 | 0 | 0
PeakG | 0 | 0 | 0 | 0 | 0 | 0
PeakO | 0 | 0 | 0 | 0 | 0 | 0
ST | 68.58 | 166.01 | 211.76 | 171.71 | 249.95 | 152.52
STOG | 0 | 0 | 0 | 0 | 0 | 0
STWD | 0 | 0 | 0 | 0 | 0 | 0
WT | 8.51 | 1468.77 | 1471.7 | 1487.44 | 1478.94 | 18.67
IGCC | 0 | 0 | 0 | 0 | 0 | 0
DemandResponse | 0 | 0 | 0 | 0 | 0 | 0
IGCC-CCS | 0 | 0 | 0 | 0 | 0 | 0
WT_off | 0 | 0 | 0 | 0 | 0 | 0
PseudoUnit | 0 | 0 | 0 | 0 | 0 | 0
FixedInterchange | 0 | 0 | 0 | 0 | 0 | 0
Levelized Capital Costs by Reporting Type: ERCOT
ReportingType | 2015 | 2020 | 2025 | 2030 | 2035 | 2040
BM | 37.11 | 37.11 | 37.11 | 37.11 | 890.66 | 890.66
CC | 1506.02 | 1506.02 | 1506.02 | 1506.02 | 1506.02 | 0
CSP | 0 | 0 | 0 | 0 | 0 | 0
CT | 20.97 | 20.97 | 20.97 | 20.97 | 0 | 0
Coal | 540.38 | 540.38 | 540.38 | 540.38 | 540.38 | 540.38
Geo | 0 | 0 | 0 | 0 | 0 | 0
H | 0 | 0 | 0 | 0 | 147.56 | 147.56
LFG | 0 | 0 | 33.79 | 33.79 | 33.79 | 33.79
Nuc | 0 | 0 | 0 | 2550.89 | 8415.16 | 10470.85
PS | 0 | 0 | 0 | 0 | 0 | 0
PV | 3.31 | 3.31 | 3.31 | 3.31 | 0 | 0
PeakG | 0 | 0 | 0 | 0 | 0 | 0
PeakO | 0 | 0 | 0 | 0 | 0 | 0
ST | 0 | 0 | 0 | 0 | 0 | 0
STOG | 0 | 0 | 0 | 0 | 0 | 0
STWD | 0 | 0 | 0 | 0 | 0 | 0
WT | 42.39 | 2293.22 | 2298.55 | 2298.55 | 2256.16 | 383.75
IGCC | 0 | 0 | 0 | 0 | 0 | 0
DemandResponse | 0 | 0 | 0 | 0 | 0 | 0
IGCC-CCS | 0 | 0 | 0 | 0 | 0 | 0
WT_off | 0 | 0 | 0 | 0 | 0 | 0
PseudoUnit | 0 | 0 | 0 | 0 | 0 | 0
FixedInterchange | 0 | 0 | 0 | 0 | 0 | 0
Levelized Capital Costs by Reporting Type: NP15
ReportingType | 2015 | 2020 | 2025 | 2030 | 2035 | 2040
BM | 0 | 0 | 0 | 0 | 232.42 | 232.42
CC | 236.97 | 236.97 | 236.97 | 236.97 | 236.97 | 0
CSP | 0 | 0 | 0 | 0 | 0 | 0
CT | 17.85 | 17.85 | 17.85 | 17.85 | 0 | 0
Coal | 0 | 0 | 0 | 0 | 0 | 0
Geo | 0 | 0 | 84.81 | 84.81 | 84.81 | 84.81
H | 0 | 0 | 0 | 0 | 0 | 0
LFG | 0 | 0 | 68.05 | 68.05 | 68.05 | 68.05
Nuc | 0 | 0 | 0 | 2533.36 | 3987.3 | 4331.33
PS | 0 | 0 | 0 | 0 | 0 | 0
PV | 1.89 | 1.89 | 1.89 | 1.89 | 0 | 183.83
PeakG | 0 | 0 | 0 | 0 | 0 | 0
PeakO | 0 | 0 | 0 | 0 | 0 | 0
ST | 8.53 | 8.53 | 8.53 | 8.53 | 0 | 17.74
STOG | 0 | 0 | 0 | 0 | 0 | 0
STWD | 0 | 0 | 0 | 0 | 0 | 0
WT | 15.9 | 508.64 | 1935.61 | 2099.03 | 2145.72 | 1652.98
IGCC | 0 | 0 | 0 | 0 | 0 | 0
DemandResponse | 0 | 0 | 0 | 0 | 0 | 0
IGCC-CCS | 0 | 0 | 0 | 0 | 0 | 0
WT_off | 0 | 0 | 0 | 0 | 0 | 0
PseudoUnit | 0 | 0 | 0 | 0 | 0 | 0
FixedInterchange | 0 | 0 | 0 | 0 | 0 | 0
Levelized Capital Costs by Reporting Type: NWPP_Coal
ReportingType | 2015 | 2020 | 2025 | 2030 | 2035 | 2040
BM | 0 | 0 | 0 | 0 | 0 | 0
CC | 0 | 0 | 0 | 0 | 0 | 0
CSP | 0 | 0 | 0 | 0 | 0 | 0
CT | 0 | 0 | 0 | 0 | 0 | 0
Coal | 0 | 0 | 0 | 0 | 0 | 0
Geo | 0 | 0 | 0 | 0 | 0 | 0
H | 0 | 0 | 0 | 0 | 0 | 0
LFG | 0 | 0 | 0 | 0 | 0 | 0
Nuc | 0 | 0 | 0 | 0 | 0 | 0
PS | 0 | 0 | 0 | 0 | 0 | 0
PV | 0 | 0 | 0 | 0 | 0 | 0
PeakG | 0 | 0 | 0 | 0 | 0 | 0
PeakO | 0 | 0 | 0 | 0 | 0 | 0
ST | 0 | 0 | 0 | 0 | 0 | 0
STOG | 0 | 0 | 0 | 0 | 0 | 0
STWD | 0 | 0 | 0 | 0 | 0 | 0
WT | 0 | 0 | 0 | 0 | 0 | 0
IGCC | 0 | 0 | 0 | 0 | 0 | 0
DemandResponse | 0 | 0 | 0 | 0 | 0 | 0
IGCC-CCS | 0 | 0 | 0 | 0 | 0 | 0
WT_off | 0 | 0 | 0 | 0 | 0 | 0
PseudoUnit | 0 | 0 | 0 | 0 | 0 | 0
FixedInterchange | 0 | 0 | 0 | 0 | 0 | 0
Levelized Capital Costs by Reporting Type: NWPP_Gas
ReportingType | 2015 | 2020 | 2025 | 2030 | 2035 | 2040
BM | 0 | 0 | 0 | 0 | 0 | 0
CC | 33.4 | 33.4 | 33.4 | 33.4 | 33.4 | 0
CSP | 0 | 0 | 0 | 0 | 0 | 0
CT | 13.02 | 13.02 | 13.02 | 13.02 | 0 | 0
Coal | 0 | 0 | 0 | 0 | 0 | 0
Geo | 0 | 0 | 0 | 0 | 0 | 0
H | 0 | 0 | 0 | 0 | 0 | 0
LFG | 0 | 0 | 0 | 0 | 0 | 0
Nuc | 0 | 0 | 0 | 0 | 0 | 0
PS | 0 | 0 | 0 | 0 | 0 | 0
PV | 0 | 0 | 0 | 0 | 0 | 0
PeakG | 0 | 0 | 0 | 0 | 0 | 0
PeakO | 0 | 0 | 0 | 0 | 0 | 0
ST | 0 | 0 | 0 | 0 | 0 | 0
STOG | 0 | 0 | 0 | 0 | 0 | 0
STWD | 0 | 0 | 0 | 0 | 0 | 0
WT | 0 | 0 | 0 | 0 | 0 | 0
IGCC | 0 | 0 | 0 | 0 | 0 | 0
DemandResponse | 0 | 0 | 0 | 0 | 0 | 0
IGCC-CCS | 0 | 0 | 0 | 0 | 0 | 0
WT_off | 0 | 0 | 0 | 0 | 0 | 0
PseudoUnit | 0 | 0 | 0 | 0 | 0 | 0
FixedInterchange | 0 | 0 | 0 | 0 | 0 | 0
Levelized Capital Costs by Reporting Type: NWPP_NucRenew
ReportingType | 2015 | 2020 | 2025 | 2030 | 2035 | 2040
BM | 9.42 | 9.42 | 9.42 | 9.42 | 386.08 | 836.16
CC | 0 | 0 | 0 | 0 | 0 | 0
CSP | 0 | 0 | 0 | 0 | 0 | 0
CT | 0 | 0 | 0 | 0 | 0 | 0
Coal | 0 | 0 | 0 | 0 | 0 | 0
Geo | 12.77 | 12.77 | 63.31 | 50.54 | 50.54 | 50.54
H | 0 | 0 | 78.72 | 78.72 | 78.72 | 78.72
LFG | 2.73 | 2.73 | 27.19 | 27.19 | 24.47 | 24.47
Nuc | 0 | 0 | 0 | 1145.81 | 2123.58 | 2123.58
PS | 0 | 0 | 0 | 0 | 0 | 0
PV | 0 | 0 | 0 | 0 | 0 | 98.88
PeakG | 0 | 0 | 0 | 0 | 0 | 0
PeakO | 0 | 0 | 0 | 0 | 0 | 0
ST | 0 | 0 | 0 | 0 | 0 | 0.62
STOG | 0 | 0 | 0 | 0 | 0 | 0
STWD | 0 | 0 | 0 | 0 | 0 | 0
WT | 146.68 | 723.81 | 3003.43 | 3070.1 | 2923.42 | 2610.6
IGCC | 0 | 0 | 0 | 0 | 0 | 0
DemandResponse | 0 | 0 | 0 | 0 | 0 | 0
IGCC-CCS | 0 | 0 | 0 | 0 | 0 | 0
WT_off | 0 | 0 | 0 | 0 | 0 | 0
PseudoUnit | 0 | 0 | 0 | 0 | 0 | 0
FixedInterchange | 0 | 0 | 0 | 0 | 0 | 0
Levelized Capital Costs by Reporting Type: RMPA
ReportingType | 2015 | 2020 | 2025 | 2030 | 2035 | 2040
BM | 0 | 0 | 0 | 0 | 320.84 | 467.27
CC | 0 | 94.46 | 94.46 | 94.46 | 94.46 | 94.46
CSP | 0 | 0 | 0 | 0 | 0 | 0
CT | 15.2 | 15.2 | 15.2 | 15.2 | 0 | 0
Coal | 108.63 | 108.63 | 108.63 | 108.63 | 108.63 | 108.63
Geo | 0 | 60.28 | 306.18 | 306.18 | 306.18 | 245.9
H | 0 | 0 | 0 | 0 | 0 | 0
LFG | 0.15 | 3.15 | 3.15 | 3.15 | 3 | 0
Nuc | 0 | 0 | 211.42 | 1292.67 | 1292.67 | 1292.67
PS | 0 | 0 | 0 | 0 | 0 | 0
PV | 0.25 | 0.25 | 0.25 | 0.25 | 0 | 0
PeakG | 0 | 0 | 0 | 0 | 0 | 0
PeakO | 0 | 0 | 0 | 0 | 0 | 0
ST | 0.72 | 82.47 | 82.47 | 83.58 | 82.86 | 1.12
STOG | 0 | 0 | 0 | 0 | 0 | 0
STWD | 0 | 0 | 0 | 0 | 0 | 0
WT | 101.52 | 546.46 | 546.46 | 609.98 | 508.47 | 79.59
IGCC | 0 | 0 | 0 | 0 | 0 | 0
DemandResponse | 0 | 0 | 0 | 0 | 0 | 0
IGCC-CCS | 0 | 0 | 0 | 0 | 0 | 0
WT_off | 0 | 0 | 0 | 0 | 0 | 0
PseudoUnit | 0 | 0 | 0 | 0 | 0 | 0
FixedInterchange | 0 | 0 | 0 | 0 | 0 | 0
Levelized Capital Costs by Reporting Type: SP15
ReportingType | 2015 | 2020 | 2025 | 2030 | 2035 | 2040
BM | 1.97 | 1.97 | 1.97 | 1.97 | 188.72 | 188.72
CC | 356.13 | 356.13 | 356.13 | 356.13 | 356.13 | 0
CSP | 0 | 0 | 0 | 0 | 0 | 0
CT | 0 | 0 | 0 | 0 | 0 | 0
Coal | 0 | 0 | 0 | 0 | 0 | 0
Geo | 6.82 | 175.89 | 175.89 | 169.07 | 169.07 | 0
H | 0 | 0 | 0 | 0 | 0 | 0
LFG | 1.17 | 52.13 | 69.12 | 68.99 | 67.95 | 17
Nuc | 0 | 0 | 0 | 0 | 244.16 | 2290.09
PS | 0 | 0 | 0 | 0 | 0 | 0
PV | 1.1 | 1.1 | 1.1 | 1.1 | 0 | 0
PeakG | 0 | 0 | 0 | 0 | 0 | 0
PeakO | 0 | 0 | 0 | 0 | 0 | 0
ST | 129.51 | 129.51 | 547.49 | 630.63 | 591.86 | 797.25
STOG | 0 | 0 | 0 | 0 | 0 | 0
STWD | 0 | 0 | 0 | 0 | 0 | 0
WT | 118.12 | 2283.62 | 2283.62 | 2283.62 | 2165.5 | 0
IGCC | 0 | 0 | 0 | 0 | 0 | 0
DemandResponse | 0 | 0 | 0 | 0 | 0 | 0
IGCC-CCS | 0 | 0 | 0 | 0 | 0 | 0
WT_off | 0 | 0 | 0 | 0 | 0 | 0
PseudoUnit | 0 | 0 | 0 | 0 | 0 | 0
FixedInterchange | 0 | 0 | 0 | 0 | 0 | 0
Levelized Capital Costs by Reporting Type: ALB
ReportingType | 2015 | 2020 | 2025 | 2030 | 2035 | 2040
BM | 0 | 0 | 0 | 0 | 0 | 0
CC | 0 | 0 | 0 | 0 | 0 | 0
CSP | 0 | 0 | 0 | 0 | 0 | 0
CT | 16.7 | 16.7 | 16.7 | 16.7 | 0 | 0
Coal | 147.62 | 147.62 | 147.62 | 147.62 | 147.62 | 147.62
Geo | 0 | 0 | 0 | 0 | 0 | 0
H | 0 | 0 | 0 | 0 | 0 | 0
LFG | 0 | 0 | 0 | 0 | 0 | 0
Nuc | 0 | 0 | 0 | 4944.07 | 5107.74 | 5115.18
PS | 0 | 0 | 0 | 0 | 0 | 0
PV | 0 | 0 | 0 | 0 | 0 | 0
PeakG | 0 | 0 | 0 | 0 | 0 | 0
PeakO | 0 | 0 | 0 | 0 | 0 | 0
ST | 0 | 0 | 0 | 0 | 0 | 0
STOG | 0 | 0 | 0 | 0 | 0 | 0
STWD | 0 | 0 | 0 | 0 | 0 | 0
WT | 1.72 | 1.72 | 17.89 | 17.89 | 16.16 | 16.16
IGCC | 0 | 0 | 0 | 0 | 0 | 0
DemandResponse | 0 | 0 | 0 | 0 | 0 | 0
IGCC-CCS | 0 | 0 | 0 | 0 | 0 | 0
WT_off | 0 | 0 | 0 | 0 | 0 | 0
PseudoUnit | 0 | 0 | 0 | 0 | 0 | 0
FixedInterchange | 0 | 0 | 0 | 0 | 0 | 0
Levelized Capital Costs by Reporting Type: BC
ReportingType | 2015 | 2020 | 2025 | 2030 | 2035 | 2040
BM | 0 | 0 | 0 | 0 | 0 | 0
CC | 40.46 | 40.46 | 40.46 | 40.46 | 40.46 | 0
CSP | 0 | 0 | 0 | 0 | 0 | 0
CT | 0 | 0 | 0 | 0 | 0 | 0
Coal | 0 | 0 | 0 | 0 | 0 | 0
Geo | 0 | 0 | 0 | 0 | 0 | 0
H | 0 | 0 | 0 | 0 | 0 | 0
LFG | 0 | 0 | 0 | 0 | 0 | 0
Nuc | 0 | 0 | 0 | 409.23 | 682.74 | 682.74
PS | 0 | 0 | 0 | 0 | 0 | 0
PV | 0 | 0 | 0 | 0 | 0 | 0
PeakG | 0 | 0 | 0 | 0 | 0 | 0
PeakO | 0 | 0 | 0 | 0 | 0 | 0
ST | 0 | 0 | 0 | 0 | 0 | 0
STOG | 0 | 0 | 0 | 0 | 0 | 0
STWD | 0 | 0 | 0 | 0 | 0 | 0
WT | 27.59 | 27.59 | 55.29 | 55.29 | 27.71 | 27.71
IGCC | 0 | 0 | 0 | 0 | 0 | 0
DemandResponse | 0 | 0 | 0 | 0 | 0 | 0
IGCC-CCS | 0 | 0 | 0 | 0 | 0 | 0
WT_off | 0 | 0 | 0 | 0 | 0 | 0
PseudoUnit | 0 | 0 | 0 | 0 | 0 | 0
FixedInterchange | 0 | 0 | 0 | 0 | 0 | 0
Levelized Capital Costs by Reporting Type: HQ_IESO
ReportingType | 2015 | 2020 | 2025 | 2030 | 2035 | 2040
BM | 0 | 0 | 0 | 0 | 0 | 0
CC | 0 | 0 | 0 | 0 | 0 | 0
CSP | 0 | 0 | 0 | 0 | 0 | 0
CT | 0 | 0 | 0 | 0 | 0 | 0
Coal | 0 | 0 | 0 | 0 | 0 | 0
Geo | 0 | 0 | 0 | 0 | 0 | 0
H | 0 | 0 | 0 | 0 | 0 | 0
LFG | 0 | 0 | 0 | 0 | 0 | 0
Nuc | 0 | 0 | 0 | 0 | 0 | 0
PS | 0 | 0 | 0 | 0 | 0 | 0
PV | 0 | 0 | 0 | 0 | 0 | 0
PeakG | 0 | 0 | 0 | 0 | 0 | 0
PeakO | 0 | 0 | 0 | 0 | 0 | 0
ST | 0 | 0 | 0 | 0 | 0 | 0
STOG | 0 | 0 | 0 | 0 | 0 | 0
STWD | 0 | 0 | 0 | 0 | 0 | 0
WT | 0 | 0 | 0 | 0 | 0 | 0
IGCC | 0 | 0 | 0 | 0 | 0 | 0
DemandResponse | 0 | 0 | 0 | 0 | 0 | 0
IGCC-CCS | 0 | 0 | 0 | 0 | 0 | 0
WT_off | 0 | 0 | 0 | 0 | 0 | 0
PseudoUnit | 0 | 0 | 0 | 0 | 0 | 20.66
FixedInterchange | 0 | 0 | 0 | 0 | 0 | 0
Levelized Capital Costs by Reporting Type: HQ_NEISO
ReportingType | 2015 | 2020 | 2025 | 2030 | 2035 | 2040
BM | 0 | 0 | 0 | 0 | 0 | 0
CC | 0 | 0 | 0 | 0 | 0 | 0
CSP | 0 | 0 | 0 | 0 | 0 | 0
CT | 0 | 0 | 0 | 0 | 0 | 0
Coal | 0 | 0 | 0 | 0 | 0 | 0
Geo | 0 | 0 | 0 | 0 | 0 | 0
H | 0 | 0 | 0 | 0 | 0 | 0
LFG | 0 | 0 | 0 | 0 | 0 | 0
Nuc | 0 | 0 | 0 | 0 | 0 | 0
PS | 0 | 0 | 0 | 0 | 0 | 0
PV | 0 | 0 | 0 | 0 | 0 | 0
PeakG | 0 | 0 | 0 | 0 | 0 | 0
PeakO | 0 | 0 | 0 | 0 | 0 | 0
ST | 0 | 0 | 0 | 0 | 0 | 0
STOG | 0 | 0 | 0 | 0 | 0 | 0
STWD | 0 | 0 | 0 | 0 | 0 | 0
WT | 0 | 0 | 0 | 0 | 0 | 0
IGCC | 0 | 0 | 0 | 0 | 0 | 0
DemandResponse | 0 | 0 | 0 | 0 | 0 | 0
IGCC-CCS | 0 | 0 | 0 | 0 | 0 | 0
WT_off | 0 | 0 | 0 | 0 | 0 | 0
PseudoUnit | 0 | 117.49 | 346.94 | 346.94 | 346.94 | 346.94
FixedInterchange | 0 | 0 | 0 | 0 | 0 | 0
Levelized Capital Costs by Reporting Type: HQ_NY
ReportingType | 2015 | 2020 | 2025 | 2030 | 2035 | 2040
BM | 0 | 0 | 0 | 0 | 0 | 0
CC | 0 | 0 | 0 | 0 | 0 | 0
CSP | 0 | 0 | 0 | 0 | 0 | 0
CT | 0 | 0 | 0 | 0 | 0 | 0
Coal | 0 | 0 | 0 | 0 | 0 | 0
Geo | 0 | 0 | 0 | 0 | 0 | 0
H | 0 | 0 | 0 | 0 | 0 | 0
LFG | 0 | 0 | 0 | 0 | 0 | 0
Nuc | 0 | 0 | 0 | 0 | 0 | 0
PS | 0 | 0 | 0 | 0 | 0 | 0
PV | 0 | 0 | 0 | 0 | 0 | 0
PeakG | 0 | 0 | 0 | 0 | 0 | 0
PeakO | 0 | 0 | 0 | 0 | 0 | 0
ST | 0 | 0 | 0 | 0 | 0 | 0
STOG | 0 | 0 | 0 | 0 | 0 | 0
STWD | 0 | 0 | 0 | 0 | 0 | 0
WT | 0 | 0 | 0 | 0 | 0 | 0
IGCC | 0 | 0 | 0 | 0 | 0 | 0
DemandResponse | 0 | 0 | 0 | 0 | 0 | 0
IGCC-CCS | 0 | 0 | 0 | 0 | 0 | 0
WT_off | 0 | 0 | 0 | 0 | 0 | 0
PseudoUnit | 0 | 587.44 | 587.44 | 587.44 | 587.44 | 587.44
FixedInterchange | 0 | 0 | 0 | 0 | 0 | 0
Levelized Capital Costs by Reporting Type: MARITIMES
ReportingType | 2015 | 2020 | 2025 | 2030 | 2035 | 2040
BM | 0 | 0 | 0 | 0 | 0 | 0
CC | 0 | 0 | 0 | 0 | 0 | 0
CSP | 0 | 0 | 0 | 0 | 0 | 0
CT | 0 | 0 | 0 | 0 | 0 | 0
Coal | 0 | 0 | 0 | 0 | 0 | 0
Geo | 0 | 0 | 0 | 0 | 0 | 0
H | 0 | 0 | 0 | 0 | 0 | 0
LFG | 0 | 0 | 0 | 0 | 0 | 0
Nuc | 0 | 0 | 0 | 0 | 0 | 0
PS | 0 | 0 | 0 | 0 | 0 | 0
PV | 0 | 0 | 0 | 0 | 0 | 0
PeakG | 0 | 0 | 0 | 0 | 0 | 0
PeakO | 0 | 0 | 0 | 0 | 0 | 0
ST | 0 | 0 | 0 | 0 | 0 | 0
STOG | 0 | 0 | 0 | 0 | 0 | 0
STWD | 0 | 0 | 0 | 0 | 0 | 0
WT | 0 | 0 | 0 | 0 | 0 | 0
IGCC | 0 | 0 | 0 | 0 | 0 | 0
DemandResponse | 0 | 0 | 0 | 0 | 0 | 0
IGCC-CCS | 0 | 0 | 0 | 0 | 0 | 0
WT_off | 0 | 0 | 0 | 0 | 0 | 0
PseudoUnit | 0 | 117.49 | 117.49 | 117.49 | 117.49 | 117.49
FixedInterchange | 0 | 0 | 0 | 0 | 0 | 0
Levelized Capital Costs by Reporting Type: All
ReportingType | 2015 | 2020 | 2025 | 2030 | 2035 | 2040
BM | 367.29 | 367.29 | 367.29 | 367.29 | 18205.28 | 23940.71
CC | 11328.82 | 16155.44 | 16641.72 | 16692.11 | 16546.62 | 5363.28
CSP | 0 | 0 | 0 | 0 | 0 | 0
CT | 541.57 | 565.29 | 565.29 | 513.02 | 36.29 | 12.57
Coal | 3114.71 | 3114.71 | 3114.71 | 3114.71 | 3114.71 | 3114.71
Geo | 19.59 | 268.79 | 800.38 | 780.78 | 780.78 | 531.59
H | 0 | 791.63 | 1379.78 | 1979.2 | 2349.29 | 2419.75
LFG | 24.03 | 236.93 | 479.91 | 556.18 | 537.5 | 324.71
Nuc | 684.91 | 3259.17 | 6204.33 | 31403.17 | 59347.6 | 87763.37
PS | 0 | 0 | 0 | 0 | 0 | 0
PV | 414.39 | 951.07 | 1167.75 | 4149.65 | 4084.63 | 3844.24
PeakG | 0 | 0 | 0 | 0 | 0 | 0
PeakO | 0 | 0 | 0 | 0 | 0 | 0
ST | 207.33 | 386.51 | 850.25 | 894.46 | 924.68 | 969.25
STOG | 0 | 0 | 0 | 0 | 0 | 0
STWD | 0 | 0 | 0 | 0 | 0 | 0
WT | 3727.72 | 25776.75 | 35959.7 | 36341.2 | 34119.67 | 12968.89
IGCC | 215.26 | 215.26 | 215.26 | 215.26 | 215.26 | 215.26
DemandResponse | 0 | 0 | 0 | 0 | 0 | 0
IGCC-CCS | 0 | 0 | 0 | 0 | 0 | 0
WT_off | 179.17 | 318.27 | 4989 | 16991.27 | 20870.95 | 21064.25
PseudoUnit | 0 | 822.42 | 1051.87 | 1051.87 | 1051.87 | 1072.52
FixedInterchange | 0 | 0 | 0 | 0 | 0 | 0
Levelized Capital Costs by Reporting Type: EI_US
ReportingType | 2015 | 2020 | 2025 | 2030 | 2035 | 2040
BM | 220.51 | 220.51 | 220.51 | 220.51 | 16088.28 | 20414.97
CC | 8875.45 | 13459.68 | 13945.96 | 13996.35 | 13850.86 | 5120.9
CSP | 0 | 0 | 0 | 0 | 0 | 0
CT | 352.32 | 376.04 | 376.04 | 323.77 | 36.29 | 12.57
Coal | 2318.08 | 2318.08 | 2318.08 | 2318.08 | 2318.08 | 2318.08
Geo | 0 | 0 | 0 | 0 | 0 | 0
H | 0 | 628.33 | 786.46 | 807.85 | 1030.37 | 1030.37
LFG | 16.51 | 169.13 | 268.81 | 345.21 | 333.92 | 181.29
Nuc | 684.91 | 3259.17 | 5992.91 | 16178.51 | 31302.18 | 55264.88
PS | 0 | 0 | 0 | 0 | 0 | 0
PV | 19.03 | 555.71 | 772.39 | 3754.3 | 4084.63 | 3561.54
PeakG | 0 | 0 | 0 | 0 | 0 | 0
PeakO | 0 | 0 | 0 | 0 | 0 | 0
ST | 0 | 0 | 0 | 0 | 0 | 0
STOG | 0 | 0 | 0 | 0 | 0 | 0
STWD | 0 | 0 | 0 | 0 | 0 | 0
WT | 2758.35 | 17415.98 | 23840.2 | 23912.35 | 22597.6 | 8154.11
IGCC | 215.26 | 215.26 | 215.26 | 215.26 | 215.26 | 215.26
DemandResponse | 0 | 0 | 0 | 0 | 0 | 0
IGCC-CCS | 0 | 0 | 0 | 0 | 0 | 0
WT_off | 179.17 | 318.27 | 4989 | 16991.27 | 20870.95 | 21064.25
PseudoUnit | 0 | 822.42 | 1051.87 | 1051.87 | 1051.87 | 1051.87
FixedInterchange | 0 | 0 | 0 | 0 | 0 | 0
Levelized Capital Costs by Reporting Type: EI_Canada
ReportingType | 2015 | 2020 | 2025 | 2030 | 2035 | 2040
BM | 98.27 | 98.27 | 98.27 | 98.27 | 98.27 | 98.27
CC | 201.08 | 201.08 | 201.08 | 201.08 | 201.08 | 0
CSP | 0 | 0 | 0 | 0 | 0 | 0
CT | 41.8 | 41.8 | 41.8 | 41.8 | 0 | 0
Coal | 0 | 0 | 0 | 0 | 0 | 0
Geo | 0 | 0 | 0 | 0 | 0 | 0
H | 0 | 163.31 | 514.6 | 1092.64 | 1092.64 | 1163.1
LFG | 3.47 | 3.47 | 3.47 | 3.47 | 0 | 0.12
Nuc | 0 | 0 | 0 | 0 | 0 | 0
PS | 0 | 0 | 0 | 0 | 0 | 0
PV | 365.21 | 365.21 | 365.21 | 365.21 | 0 | 0
PeakG | 0 | 0 | 0 | 0 | 0 | 0
PeakO | 0 | 0 | 0 | 0 | 0 | 0
ST | 0 | 0 | 0 | 0 | 0 | 0
STOG | 0 | 0 | 0 | 0 | 0 | 0
STWD | 0 | 0 | 0 | 0 | 0 | 0
WT | 506.94 | 506.94 | 506.94 | 506.94 | 0 | 25.32
IGCC | 0 | 0 | 0 | 0 | 0 | 0
DemandResponse | 0 | 0 | 0 | 0 | 0 | 0
IGCC-CCS | 0 | 0 | 0 | 0 | 0 | 0
WT_off | 0 | 0 | 0 | 0 | 0 | 0
PseudoUnit | 0 | 0 | 0 | 0 | 0 | 20.66
FixedInterchange | 0 | 0 | 0 | 0 | 0 | 0
Levelized Capital Costs by Reporting Type: EI
ReportingType | 2015 | 2020 | 2025 | 2030 | 2035 | 2040
BM | 318.78 | 318.78 | 318.78 | 318.78 | 16186.55 | 20513.24
CC | 9076.53 | 13660.76 | 14147.03 | 14197.42 | 14051.94 | 5120.9
CSP | 0 | 0 | 0 | 0 | 0 | 0
CT | 394.12 | 417.84 | 417.84 | 365.57 | 36.29 | 12.57
Coal | 2318.08 | 2318.08 | 2318.08 | 2318.08 | 2318.08 | 2318.08
Geo | 0 | 0 | 0 | 0 | 0 | 0
H | 0 | 791.63 | 1301.06 | 1900.49 | 2123.01 | 2193.47
LFG | 19.98 | 172.6 | 272.28 | 348.68 | 333.92 | 181.41
Nuc | 684.91 | 3259.17 | 5992.91 | 16178.51 | 31302.18 | 55264.88
PS | 0 | 0 | 0 | 0 | 0 | 0
PV | 384.24 | 920.92 | 1137.6 | 4119.5 | 4084.63 | 3561.54
PeakG | 0 | 0 | 0 | 0 | 0 | 0
PeakO | 0 | 0 | 0 | 0 | 0 | 0
ST | 0 | 0 | 0 | 0 | 0 | 0
STOG | 0 | 0 | 0 | 0 | 0 | 0
STWD | 0 | 0 | 0 | 0 | 0 | 0
WT | 3265.29 | 17922.92 | 24347.14 | 24419.29 | 22597.6 | 8179.43
IGCC | 215.26 | 215.26 | 215.26 | 215.26 | 215.26 | 215.26
DemandResponse | 0 | 0 | 0 | 0 | 0 | 0
IGCC-CCS | 0 | 0 | 0 | 0 | 0 | 0
WT_off | 179.17 | 318.27 | 4989 | 16991.27 | 20870.95 | 21064.25
PseudoUnit | 0 | 822.42 | 1051.87 | 1051.87 | 1051.87 | 1072.52
FixedInterchange | 0 | 0 | 0 | 0 | 0 | 0
Levelized Capital Costs by Reporting Type: Outside_EI
ReportingType | 2015 | 2020 | 2025 | 2030 | 2035 | 2040
BM | 48.51 | 48.51 | 48.51 | 48.51 | 2018.73 | 3427.47
CC | 2252.3 | 2494.68 | 2494.68 | 2494.68 | 2494.68 | 242.39
CSP | 0 | 0 | 0 | 0 | 0 | 0
CT | 147.45 | 147.45 | 147.45 | 147.45 | 0 | 0
Coal | 796.63 | 796.63 | 796.63 | 796.63 | 796.63 | 796.63
Geo | 19.59 | 268.79 | 800.38 | 780.78 | 780.78 | 531.59
H | 0 | 0 | 78.72 | 78.72 | 226.28 | 226.28
LFG | 4.05 | 64.33 | 207.63 | 207.5 | 203.58 | 143.3
Nuc | 0 | 0 | 211.42 | 15224.66 | 28045.41 | 32498.49
PS | 0 | 0 | 0 | 0 | 0 | 0
PV | 30.15 | 30.15 | 30.15 | 30.15 | 0 | 282.71
PeakG | 0 | 0 | 0 | 0 | 0 | 0
PeakO | 0 | 0 | 0 | 0 | 0 | 0
ST | 207.33 | 386.51 | 850.25 | 894.46 | 924.68 | 969.25
STOG | 0 | 0 | 0 | 0 | 0 | 0
STWD | 0 | 0 | 0 | 0 | 0 | 0
WT | 462.43 | 7853.84 | 11612.56 | 11921.91 | 11522.07 | 4789.46
IGCC | 0 | 0 | 0 | 0 | 0 | 0
DemandResponse | 0 | 0 | 0 | 0 | 0 | 0
IGCC-CCS | 0 | 0 | 0 | 0 | 0 | 0
WT_off | 0 | 0 | 0 | 0 | 0 | 0
PseudoUnit | 0 | 0 | 0 | 0 | 0 | 0
FixedInterchange | 0 | 0 | 0 | 0 | 0 | 0
#13 | Levelized Retrofit Capital Costs ($million)
Levelized Retrofit Capital Costs by Reporting Type: Entergy
ReportingType | 2015 | 2020 | 2025 | 2030 | 2035 | 2040
BM | 0 | 0 | 0 | 0 | 0 | 0
CC | 0 | 0 | 0 | 0 | 0 | 0
CSP | 0 | 0 | 0 | 0 | 0 | 0
CT | 0 | 0 | 0 | 0 | 0 | 0
Coal | 0 | 5.71 | 5.71 | 0 | 0 | 0
Geo | 0 | 0 | 0 | 0 | 0 | 0
H | 0 | 0 | 0 | 0 | 0 | 0
LFG | 0 | 0 | 0 | 0 | 0 | 0
Nuc | 0 | 0 | 0 | 0 | 0 | 0
PS | 0 | 0 | 0 | 0 | 0 | 0
PV | 0 | 0 | 0 | 0 | 0 | 0
PeakG | 0 | 0 | 0 | 0 | 0 | 0
PeakO | 0 | 0 | 0 | 0 | 0 | 0
ST | 0 | 0 | 0 | 0 | 0 | 0
STOG | 0 | 0 | 0 | 0 | 0 | 0
STWD | 0 | 0 | 0 | 0 | 0 | 0
WT | 0 | 0 | 0 | 0 | 0 | 0
IGCC | 0 | 0 | 0 | 0 | 0 | 0
DemandResponse | 0 | 0 | 0 | 0 | 0 | 0
IGCC-CCS | 0 | 0 | 0 | 0 | 0 | 0
WT_off | 0 | 0 | 0 | 0 | 0 | 0
PseudoUnit | 0 | 0 | 0 | 0 | 0 | 0
FixedInterchange | 0 | 0 | 0 | 0 | 0 | 0
Levelized Retrofit Capital Costs by Reporting Type: FRCC
ReportingType | 2015 | 2020 | 2025 | 2030 | 2035 | 2040
BM | 0 | 0 | 0 | 0 | 0 | 0
CC | 0 | 0 | 0 | 0 | 0 | 0
CSP | 0 | 0 | 0 | 0 | 0 | 0
CT | 0 | 0 | 0 | 0 | 0 | 0
Coal | 73.1 | 19.21 | 19.21 | 74.34 | 201.85 | 192.28
Geo | 0 | 0 | 0 | 0 | 0 | 0
H | 0 | 0 | 0 | 0 | 0 | 0
LFG | 0 | 0 | 0 | 0 | 0 | 0
Nuc | 0 | 0 | 0 | 0 | 0 | 0
PS | 0 | 0 | 0 | 0 | 0 | 0
PV | 0 | 0 | 0 | 0 | 0 | 0
PeakG | 0 | 0 | 0 | 0 | 0 | 0
PeakO | 0 | 0 | 0 | 0 | 0 | 0
ST | 0 | 0 | 0 | 0 | 0 | 0
STOG | 0 | 0 | 0 | 0 | 0 | 0
STWD | 0 | 0 | 0 | 0 | 0 | 0
WT | 0 | 0 | 0 | 0 | 0 | 0
IGCC | 0 | 0 | 0 | 0 | 0 | 0
DemandResponse | 0 | 0 | 0 | 0 | 0 | 0
IGCC-CCS | 0 | 0 | 0 | 0 | 0 | 0
WT_off | 0 | 0 | 0 | 0 | 0 | 0
PseudoUnit | 0 | 0 | 0 | 0 | 0 | 0
FixedInterchange | 0 | 0 | 0 | 0 | 0 | 0
Levelized Retrofit Capital Costs by Reporting Type: MAPP_US
ReportingType | 2015 | 2020 | 2025 | 2030 | 2035 | 2040
BM | 0 | 0 | 0 | 0 | 0 | 0
CC | 0 | 0 | 0 | 0 | 0 | 0
CSP | 0 | 0 | 0 | 0 | 0 | 0
CT | 0 | 0 | 0 | 0 | 0 | 0
Coal | 22.36 | 23 | 0.63 | 0 | 0 | 0
Geo | 0 | 0 | 0 | 0 | 0 | 0
H | 0 | 0 | 0 | 0 | 0 | 0
LFG | 0 | 0 | 0 | 0 | 0 | 0
Nuc | 0 | 0 | 0 | 0 | 0 | 0
PS | 0 | 0 | 0 | 0 | 0 | 0
PV | 0 | 0 | 0 | 0 | 0 | 0
PeakG | 0 | 0 | 0 | 0 | 0 | 0
PeakO | 0 | 0 | 0 | 0 | 0 | 0
ST | 0 | 0 | 0 | 0 | 0 | 0
STOG | 0 | 0 | 0 | 0 | 0 | 0
STWD | 0 | 0 | 0 | 0 | 0 | 0
WT | 0 | 0 | 0 | 0 | 0 | 0
IGCC | 0 | 0 | 0 | 0 | 0 | 0
DemandResponse | 0 | 0 | 0 | 0 | 0 | 0
IGCC-CCS | 0 | 0 | 0 | 0 | 0 | 0
WT_off | 0 | 0 | 0 | 0 | 0 | 0
PseudoUnit | 0 | 0 | 0 | 0 | 0 | 0
FixedInterchange | 0 | 0 | 0 | 0 | 0 | 0
Levelized Retrofit Capital Costs by Reporting Type: MISO_IN
ReportingType | 2015 | 2020 | 2025 | 2030 | 2035 | 2040
BM | 0 | 0 | 0 | 0 | 0 | 0
CC | 0 | 0 | 0 | 0 | 0 | 0
CSP | 0 | 0 | 0 | 0 | 0 | 0
CT | 0 | 0 | 0 | 0 | 0 | 0
Coal | 0 | 67.18 | 67.18 | 223.33 | 355.77 | 132.43
Geo | 0 | 0 | 0 | 0 | 0 | 0
H | 0 | 0 | 0 | 0 | 0 | 0
LFG | 0 | 0 | 0 | 0 | 0 | 0
Nuc | 0 | 0 | 0 | 0 | 0 | 0
PS | 0 | 0 | 0 | 0 | 0 | 0
PV | 0 | 0 | 0 | 0 | 0 | 0
PeakG | 0 | 0 | 0 | 0 | 0 | 0
PeakO | 0 | 0 | 0 | 0 | 0 | 0
ST | 0 | 0 | 0 | 0 | 0 | 0
STOG | 0 | 0 | 0 | 0 | 0 | 0
STWD | 0 | 0 | 0 | 0 | 0 | 0
WT | 0 | 0 | 0 | 0 | 0 | 0
IGCC | 0 | 0 | 0 | 0 | 0 | 0
DemandResponse | 0 | 0 | 0 | 0 | 0 | 0
IGCC-CCS | 0 | 0 | 0 | 0 | 0 | 0
WT_off | 0 | 0 | 0 | 0 | 0 | 0
PseudoUnit | 0 | 0 | 0 | 0 | 0 | 0
FixedInterchange | 0 | 0 | 0 | 0 | 0 | 0
Levelized Retrofit Capital Costs by Reporting Type: MISO_MI
ReportingType | 2015 | 2020 | 2025 | 2030 | 2035 | 2040
BM | 0 | 0 | 0 | 0 | 0 | 0
CC | 0 | 0 | 0 | 0 | 0 | 0
CSP | 0 | 0 | 0 | 0 | 0 | 0
CT | 0 | 0 | 0 | 0 | 0 | 0
Coal | 15.14 | 15.14 | 0 | 0 | 0 | 0
Geo | 0 | 0 | 0 | 0 | 0 | 0
H | 0 | 0 | 0 | 0 | 0 | 0
LFG | 0 | 0 | 0 | 0 | 0 | 0
Nuc | 0 | 0 | 0 | 0 | 0 | 0
PS | 0 | 0 | 0 | 0 | 0 | 0
PV | 0 | 0 | 0 | 0 | 0 | 0
PeakG | 0 | 0 | 0 | 0 | 0 | 0
PeakO | 0 | 0 | 0 | 0 | 0 | 0
ST | 0 | 0 | 0 | 0 | 0 | 0
STOG | 0 | 0 | 0 | 0 | 0 | 0
STWD | 0 | 0 | 0 | 0 | 0 | 0
WT | 0 | 0 | 0 | 0 | 0 | 0
IGCC | 0 | 0 | 0 | 0 | 0 | 0
DemandResponse | 0 | 0 | 0 | 0 | 0 | 0
IGCC-CCS | 0 | 0 | 0 | 0 | 0 | 0
WT_off | 0 | 0 | 0 | 0 | 0 | 0
PseudoUnit | 0 | 0 | 0 | 0 | 0 | 0
FixedInterchange | 0 | 0 | 0 | 0 | 0 | 0
Levelized Retrofit Capital Costs by Reporting Type: MISO_MO-IL
ReportingType | 2015 | 2020 | 2025 | 2030 | 2035 | 2040
BM | 0 | 0 | 0 | 0 | 0 | 0
CC | 0 | 0 | 0 | 0 | 0 | 0
CSP | 0 | 0 | 0 | 0 | 0 | 0
CT | 0 | 0 | 0 | 0 | 0 | 0
Coal | 9.29 | 4.72 | 5.53 | 63.85 | 95.73 | 32.7
Geo | 0 | 0 | 0 | 0 | 0 | 0
H | 0 | 0 | 0 | 0 | 0 | 0
LFG | 0 | 0 | 0 | 0 | 0 | 0
Nuc | 0 | 0 | 0 | 0 | 0 | 0
PS | 0 | 0 | 0 | 0 | 0 | 0
PV | 0 | 0 | 0 | 0 | 0 | 0
PeakG | 0 | 0 | 0 | 0 | 0 | 0
PeakO | 0 | 0 | 0 | 0 | 0 | 0
ST | 0 | 0 | 0 | 0 | 0 | 0
STOG | 0 | 0 | 0 | 0 | 0 | 0
STWD | 0 | 0 | 0 | 0 | 0 | 0
WT | 0 | 0 | 0 | 0 | 0 | 0
IGCC | 0 | 0 | 0 | 0 | 0 | 0
DemandResponse | 0 | 0 | 0 | 0 | 0 | 0
IGCC-CCS | 0 | 0 | 0 | 0 | 0 | 0
WT_off | 0 | 0 | 0 | 0 | 0 | 0
PseudoUnit | 0 | 0 | 0 | 0 | 0 | 0
FixedInterchange | 0 | 0 | 0 | 0 | 0 | 0
Levelized Retrofit Capital Costs by Reporting Type: MISO_W
ReportingType | 2015 | 2020 | 2025 | 2030 | 2035 | 2040
BM | 0 | 0 | 0 | 0 | 0 | 0
CC | 0 | 0 | 0 | 0 | 0 | 0
CSP | 0 | 0 | 0 | 0 | 0 | 0
CT | 0 | 0 | 0 | 0 | 0 | 0
Coal | 26.68 | 19.05 | 145.03 | 125.98 | 0 | 0
Geo | 0 | 0 | 0 | 0 | 0 | 0
H | 0 | 0 | 0 | 0 | 0 | 0
LFG | 0 | 0 | 0 | 0 | 0 | 0
Nuc | 0 | 0 | 0 | 0 | 0 | 0
PS | 0 | 0 | 0 | 0 | 0 | 0
PV | 0 | 0 | 0 | 0 | 0 | 0
PeakG | 0 | 0 | 0 | 0 | 0 | 0
PeakO | 0 | 0 | 0 | 0 | 0 | 0
ST | 0 | 0 | 0 | 0 | 0 | 0
STOG | 0 | 0 | 0 | 0 | 0 | 0
STWD | 0 | 0 | 0 | 0 | 0 | 0
WT | 0 | 0 | 0 | 0 | 0 | 0
IGCC | 0 | 0 | 0 | 0 | 0 | 0
DemandResponse | 0 | 0 | 0 | 0 | 0 | 0
IGCC-CCS | 0 | 0 | 0 | 0 | 0 | 0
WT_off | 0 | 0 | 0 | 0 | 0 | 0
PseudoUnit | 0 | 0 | 0 | 0 | 0 | 0
FixedInterchange | 0 | 0 | 0 | 0 | 0 | 0
Levelized Retrofit Capital Costs by Reporting Type: MISO_WUMS
ReportingType | 2015 | 2020 | 2025 | 2030 | 2035 | 2040
BM | 0 | 0 | 0 | 0 | 0 | 0
CC | 0 | 0 | 0 | 0 | 0 | 0
CSP | 0 | 0 | 0 | 0 | 0 | 0
CT | 0 | 0 | 0 | 0 | 0 | 0
Coal | 197.26 | 175.87 | 26.17 | 62.61 | 70.15 | 67.63
Geo | 0 | 0 | 0 | 0 | 0 | 0
H | 0 | 0 | 0 | 0 | 0 | 0
LFG | 0 | 0 | 0 | 0 | 0 | 0
Nuc | 0 | 0 | 0 | 0 | 0 | 0
PS | 0 | 0 | 0 | 0 | 0 | 0
PV | 0 | 0 | 0 | 0 | 0 | 0
PeakG | 0 | 0 | 0 | 0 | 0 | 0
PeakO | 0 | 0 | 0 | 0 | 0 | 0
ST | 0 | 0 | 0 | 0 | 0 | 0
STOG | 0 | 0 | 0 | 0 | 0 | 0
STWD | 0 | 0 | 0 | 0 | 0 | 0
WT | 0 | 0 | 0 | 0 | 0 | 0
IGCC | 0 | 0 | 0 | 0 | 0 | 0
DemandResponse | 0 | 0 | 0 | 0 | 0 | 0
IGCC-CCS | 0 | 0 | 0 | 0 | 0 | 0
WT_off | 0 | 0 | 0 | 0 | 0 | 0
PseudoUnit | 0 | 0 | 0 | 0 | 0 | 0
FixedInterchange | 0 | 0 | 0 | 0 | 0 | 0
Levelized Retrofit Capital Costs by Reporting Type: Nebraska
ReportingType | 2015 | 2020 | 2025 | 2030 | 2035 | 2040
BM | 0 | 0 | 0 | 0 | 0 | 0
CC | 0 | 0 | 0 | 0 | 0 | 0
CSP | 0 | 0 | 0 | 0 | 0 | 0
CT | 0 | 0 | 0 | 0 | 0 | 0
Coal | 0 | 76.28 | 116.22 | 39.94 | 0 | 0
Geo | 0 | 0 | 0 | 0 | 0 | 0
H | 0 | 0 | 0 | 0 | 0 | 0
LFG | 0 | 0 | 0 | 0 | 0 | 0
Nuc | 0 | 0 | 0 | 0 | 0 | 0
PS | 0 | 0 | 0 | 0 | 0 | 0
PV | 0 | 0 | 0 | 0 | 0 | 0
PeakG | 0 | 0 | 0 | 0 | 0 | 0
PeakO | 0 | 0 | 0 | 0 | 0 | 0
ST | 0 | 0 | 0 | 0 | 0 | 0
STOG | 0 | 0 | 0 | 0 | 0 | 0
STWD | 0 | 0 | 0 | 0 | 0 | 0
WT | 0 | 0 | 0 | 0 | 0 | 0
IGCC | 0 | 0 | 0 | 0 | 0 | 0
DemandResponse | 0 | 0 | 0 | 0 | 0 | 0
IGCC-CCS | 0 | 0 | 0 | 0 | 0 | 0
WT_off | 0 | 0 | 0 | 0 | 0 | 0
PseudoUnit | 0 | 0 | 0 | 0 | 0 | 0
FixedInterchange | 0 | 0 | 0 | 0 | 0 | 0
Levelized Retrofit Capital Costs by Reporting Type: NEISO
ReportingType | 2015 | 2020 | 2025 | 2030 | 2035 | 2040
BM | 0 | 0 | 0 | 0 | 0 | 0
CC | 0 | 0 | 0 | 0 | 0 | 0
CSP | 0 | 0 | 0 | 0 | 0 | 0
CT | 0 | 0 | 0 | 0 | 0 | 0
Coal | 29.15 | 29.15 | 0 | 0 | 0 | 0
Geo | 0 | 0 | 0 | 0 | 0 | 0
H | 0 | 0 | 0 | 0 | 0 | 0
LFG | 0 | 0 | 0 | 0 | 0 | 0
Nuc | 0 | 0 | 0 | 0 | 0 | 0
PS | 0 | 0 | 0 | 0 | 0 | 0
PV | 0 | 0 | 0 | 0 | 0 | 0
PeakG | 0 | 0 | 0 | 0 | 0 | 0
PeakO | 0 | 0 | 0 | 0 | 0 | 0
ST | 0 | 0 | 0 | 0 | 0 | 0
STOG | 0 | 0 | 0 | 0 | 0 | 0
STWD | 0 | 0 | 0 | 0 | 0 | 0
WT | 0 | 0 | 0 | 0 | 0 | 0
IGCC | 0 | 0 | 0 | 0 | 0 | 0
DemandResponse | 0 | 0 | 0 | 0 | 0 | 0
IGCC-CCS | 0 | 0 | 0 | 0 | 0 | 0
WT_off | 0 | 0 | 0 | 0 | 0 | 0
PseudoUnit | 0 | 0 | 0 | 0 | 0 | 0
FixedInterchange | 0 | 0 | 0 | 0 | 0 | 0
Levelized Retrofit Capital Costs by Reporting Type: NonRTO_Midwest
ReportingType | 2015 | 2020 | 2025 | 2030 | 2035 | 2040
BM | 0 | 0 | 0 | 0 | 0 | 0
CC | 0 | 0 | 0 | 0 | 0 | 0
CSP | 0 | 0 | 0 | 0 | 0 | 0
CT | 0 | 0 | 0 | 0 | 0 | 0
Coal | 165.72 | 164.82 | 94.18 | 165.58 | 128.34 | 30.14
Geo | 0 | 0 | 0 | 0 | 0 | 0
H | 0 | 0 | 0 | 0 | 0 | 0
LFG | 0 | 0 | 0 | 0 | 0 | 0
Nuc | 0 | 0 | 0 | 0 | 0 | 0
PS | 0 | 0 | 0 | 0 | 0 | 0
PV | 0 | 0 | 0 | 0 | 0 | 0
PeakG | 0 | 0 | 0 | 0 | 0 | 0
PeakO | 0 | 0 | 0 | 0 | 0 | 0
ST | 0 | 0 | 0 | 0 | 0 | 0
STOG | 0 | 0 | 0 | 0 | 0 | 0
STWD | 0 | 0 | 0 | 0 | 0 | 0
WT | 0 | 0 | 0 | 0 | 0 | 0
IGCC | 0 | 0 | 0 | 0 | 0 | 0
DemandResponse | 0 | 0 | 0 | 0 | 0 | 0
IGCC-CCS | 0 | 0 | 0 | 0 | 0 | 0
WT_off | 0 | 0 | 0 | 0 | 0 | 0
PseudoUnit | 0 | 0 | 0 | 0 | 0 | 0
FixedInterchange | 0 | 0 | 0 | 0 | 0 | 0
Levelized Retrofit Capital Costs by Reporting Type: NYISO_A-F
ReportingType | 2015 | 2020 | 2025 | 2030 | 2035 | 2040
BM | 0 | 0 | 0 | 0 | 0 | 0
CC | 0 | 0 | 0 | 0 | 0 | 0
CSP | 0 | 0 | 0 | 0 | 0 | 0
CT | 0 | 0 | 0 | 0 | 0 | 0
Coal | 0 | 0 | 0 | 0 | 0 | 0
Geo | 0 | 0 | 0 | 0 | 0 | 0
H | 0 | 0 | 0 | 0 | 0 | 0
LFG | 0 | 0 | 0 | 0 | 0 | 0
Nuc | 0 | 0 | 0 | 0 | 0 | 0
PS | 0 | 0 | 0 | 0 | 0 | 0
PV | 0 | 0 | 0 | 0 | 0 | 0
PeakG | 0 | 0 | 0 | 0 | 0 | 0
PeakO | 0 | 0 | 0 | 0 | 0 | 0
ST | 0 | 0 | 0 | 0 | 0 | 0
STOG | 0 | 0 | 0 | 0 | 0 | 0
STWD | 0 | 0 | 0 | 0 | 0 | 0
WT | 0 | 0 | 0 | 0 | 0 | 0
IGCC | 0 | 0 | 0 | 0 | 0 | 0
DemandResponse | 0 | 0 | 0 | 0 | 0 | 0
IGCC-CCS | 0 | 0 | 0 | 0 | 0 | 0
WT_off | 0 | 0 | 0 | 0 | 0 | 0
PseudoUnit | 0 | 0 | 0 | 0 | 0 | 0
FixedInterchange | 0 | 0 | 0 | 0 | 0 | 0
Levelized Retrofit Capital Costs by Reporting Type: NYISO_G-I
ReportingType | 2015 | 2020 | 2025 | 2030 | 2035 | 2040
BM | 0 | 0 | 0 | 0 | 0 | 0
CC | 0 | 0 | 0 | 0 | 0 | 0
CSP | 0 | 0 | 0 | 0 | 0 | 0
CT | 0 | 0 | 0 | 0 | 0 | 0
Coal | 0 | 0 | 0 | 0 | 0 | 0
Geo | 0 | 0 | 0 | 0 | 0 | 0
H | 0 | 0 | 0 | 0 | 0 | 0
LFG | 0 | 0 | 0 | 0 | 0 | 0
Nuc | 0 | 0 | 0 | 0 | 0 | 0
PS | 0 | 0 | 0 | 0 | 0 | 0
PV | 0 | 0 | 0 | 0 | 0 | 0
PeakG | 0 | 0 | 0 | 0 | 0 | 0
PeakO | 0 | 0 | 0 | 0 | 0 | 0
ST | 0 | 0 | 0 | 0 | 0 | 0
STOG | 0 | 0 | 0 | 0 | 0 | 0
STWD | 0 | 0 | 0 | 0 | 0 | 0
WT | 0 | 0 | 0 | 0 | 0 | 0
IGCC | 0 | 0 | 0 | 0 | 0 | 0
DemandResponse | 0 | 0 | 0 | 0 | 0 | 0
IGCC-CCS | 0 | 0 | 0 | 0 | 0 | 0
WT_off | 0 | 0 | 0 | 0 | 0 | 0
PseudoUnit | 0 | 0 | 0 | 0 | 0 | 0
FixedInterchange | 0 | 0 | 0 | 0 | 0 | 0
Levelized Retrofit Capital Costs by Reporting Type: NYISO_J-K
ReportingType | 2015 | 2020 | 2025 | 2030 | 2035 | 2040
BM | 0 | 0 | 0 | 0 | 0 | 0
CC | 0 | 0 | 0 | 0 | 0 | 0
CSP | 0 | 0 | 0 | 0 | 0 | 0
CT | 0 | 0 | 0 | 0 | 0 | 0
Coal | 0 | 0 | 0 | 0 | 0 | 0
Geo | 0 | 0 | 0 | 0 | 0 | 0
H | 0 | 0 | 0 | 0 | 0 | 0
LFG | 0 | 0 | 0 | 0 | 0 | 0
Nuc | 0 | 0 | 0 | 0 | 0 | 0
PS | 0 | 0 | 0 | 0 | 0 | 0
PV | 0 | 0 | 0 | 0 | 0 | 0
PeakG | 0 | 0 | 0 | 0 | 0 | 0
PeakO | 0 | 0 | 0 | 0 | 0 | 0
ST | 0 | 0 | 0 | 0 | 0 | 0
STOG | 0 | 0 | 0 | 0 | 0 | 0
STWD | 0 | 0 | 0 | 0 | 0 | 0
WT | 0 | 0 | 0 | 0 | 0 | 0
IGCC | 0 | 0 | 0 | 0 | 0 | 0
DemandResponse | 0 | 0 | 0 | 0 | 0 | 0
IGCC-CCS | 0 | 0 | 0 | 0 | 0 | 0
WT_off | 0 | 0 | 0 | 0 | 0 | 0
PseudoUnit | 0 | 0 | 0 | 0 | 0 | 0
FixedInterchange | 0 | 0 | 0 | 0 | 0 | 0
Levelized Retrofit Capital Costs by Reporting Type: PJM_E
ReportingType | 2015 | 2020 | 2025 | 2030 | 2035 | 2040
BM | 0 | 0 | 0 | 0 | 0 | 0
CC | 0 | 0 | 0 | 0 | 0 | 0
CSP | 0 | 0 | 0 | 0 | 0 | 0
CT | 0 | 0 | 0 | 0 | 0 | 0
Coal | 22.45 | 22.45 | 0 | 0.4 | 10.99 | 35.32
Geo | 0 | 0 | 0 | 0 | 0 | 0
H | 0 | 0 | 0 | 0 | 0 | 0
LFG | 0 | 0 | 0 | 0 | 0 | 0
Nuc | 0 | 0 | 0 | 0 | 0 | 0
PS | 0 | 0 | 0 | 0 | 0 | 0
PV | 0 | 0 | 0 | 0 | 0 | 0
PeakG | 0 | 0 | 0 | 0 | 0 | 0
PeakO | 0 | 0 | 0 | 0 | 0 | 0
ST | 0 | 0 | 0 | 0 | 0 | 0
STOG | 0 | 0 | 0 | 0 | 0 | 0
STWD | 0 | 0 | 0 | 0 | 0 | 0
WT | 0 | 0 | 0 | 0 | 0 | 0
IGCC | 0 | 0 | 0 | 0 | 0 | 0
DemandResponse | 0 | 0 | 0 | 0 | 0 | 0
IGCC-CCS | 0 | 0 | 0 | 0 | 0 | 0
WT_off | 0 | 0 | 0 | 0 | 0 | 0
PseudoUnit | 0 | 0 | 0 | 0 | 0 | 0
FixedInterchange | 0 | 0 | 0 | 0 | 0 | 0
Levelized Retrofit Capital Costs by Reporting Type: PJM_ROM
ReportingType | 2015 | 2020 | 2025 | 2030 | 2035 | 2040
BM | 0 | 0 | 0 | 0 | 0 | 0
CC | 0 | 0 | 0 | 0 | 0 | 0
CSP | 0 | 0 | 0 | 0 | 0 | 0
CT | 0 | 0 | 0 | 0 | 0 | 0
Coal | 14.63 | 10 | 10 | 0 | 0 | 0
Geo | 0 | 0 | 0 | 0 | 0 | 0
H | 0 | 0 | 0 | 0 | 0 | 0
LFG | 0 | 0 | 0 | 0 | 0 | 0
Nuc | 0 | 0 | 0 | 0 | 0 | 0
PS | 0 | 0 | 0 | 0 | 0 | 0
PV | 0 | 0 | 0 | 0 | 0 | 0
PeakG | 0 | 0 | 0 | 0 | 0 | 0
PeakO | 0 | 0 | 0 | 0 | 0 | 0
ST | 0 | 0 | 0 | 0 | 0 | 0
STOG | 0 | 0 | 0 | 0 | 0 | 0
STWD | 0 | 0 | 0 | 0 | 0 | 0
WT | 0 | 0 | 0 | 0 | 0 | 0
IGCC | 0 | 0 | 0 | 0 | 0 | 0
DemandResponse | 0 | 0 | 0 | 0 | 0 | 0
IGCC-CCS | 0 | 0 | 0 | 0 | 0 | 0
WT_off | 0 | 0 | 0 | 0 | 0 | 0
PseudoUnit | 0 | 0 | 0 | 0 | 0 | 0
FixedInterchange | 0 | 0 | 0 | 0 | 0 | 0
Levelized Retrofit Capital Costs by Reporting Type: PJM_ROR
ReportingType | 2015 | 2020 | 2025 | 2030 | 2035 | 2040
BM | 0 | 0 | 0 | 0 | 0 | 0
CC | 0 | 0 | 0 | 0 | 0 | 0
CSP | 0 | 0 | 0 | 0 | 0 | 0
CT | 0 | 0 | 0 | 0 | 0 | 0
Coal | 46.99 | 189.79 | 215.07 | 192.29 | 313.29 | 146.28
Geo | 0 | 0 | 0 | 0 | 0 | 0
H | 0 | 0 | 0 | 0 | 0 | 0
LFG | 0 | 0 | 0 | 0 | 0 | 0
Nuc | 0 | 0 | 0 | 0 | 0 | 0
PS | 0 | 0 | 0 | 0 | 0 | 0
PV | 0 | 0 | 0 | 0 | 0 | 0
PeakG | 0 | 0 | 0 | 0 | 0 | 0
PeakO | 0 | 0 | 0 | 0 | 0 | 0
ST | 0 | 0 | 0 | 0 | 0 | 0
STOG | 0 | 0 | 0 | 0 | 0 | 0
STWD | 0 | 0 | 0 | 0 | 0 | 0
WT | 0 | 0 | 0 | 0 | 0 | 0
IGCC | 0 | 0 | 0 | 0 | 0 | 0
DemandResponse | 0 | 0 | 0 | 0 | 0 | 0
IGCC-CCS | 0 | 0 | 0 | 0 | 0 | 0
WT_off | 0 | 0 | 0 | 0 | 0 | 0
PseudoUnit | 0 | 0 | 0 | 0 | 0 | 0
FixedInterchange | 0 | 0 | 0 | 0 | 0 | 0
Levelized Retrofit Capital Costs by Reporting Type: SOCO
ReportingType | 2015 | 2020 | 2025 | 2030 | 2035 | 2040
BM | 0 | 0 | 0 | 0 | 0 | 0
CC | 0 | 0 | 0 | 0 | 0 | 0
CSP | 0 | 0 | 0 | 0 | 0 | 0
CT | 0 | 0 | 0 | 0 | 0 | 0
Coal | 400.34 | 417.11 | 276.01 | 259.25 | 0 | 0
Geo | 0 | 0 | 0 | 0 | 0 | 0
H | 0 | 0 | 0 | 0 | 0 | 0
LFG | 0 | 0 | 0 | 0 | 0 | 0
Nuc | 0 | 0 | 0 | 0 | 0 | 0
PS | 0 | 0 | 0 | 0 | 0 | 0
PV | 0 | 0 | 0 | 0 | 0 | 0
PeakG | 0 | 0 | 0 | 0 | 0 | 0
PeakO | 0 | 0 | 0 | 0 | 0 | 0
ST | 0 | 0 | 0 | 0 | 0 | 0
STOG | 0 | 0 | 0 | 0 | 0 | 0
STWD | 0 | 0 | 0 | 0 | 0 | 0
WT | 0 | 0 | 0 | 0 | 0 | 0
IGCC | 0 | 0 | 0 | 0 | 0 | 0
DemandResponse | 0 | 0 | 0 | 0 | 0 | 0
IGCC-CCS | 0 | 0 | 0 | 0 | 0 | 0
WT_off | 0 | 0 | 0 | 0 | 0 | 0
PseudoUnit | 0 | 0 | 0 | 0 | 0 | 0
FixedInterchange | 0 | 0 | 0 | 0 | 0 | 0
Levelized Retrofit Capital Costs by Reporting Type: SPP_N
ReportingType | 2015 | 2020 | 2025 | 2030 | 2035 | 2040
BM | 0 | 0 | 0 | 0 | 0 | 0
CC | 0 | 0 | 0 | 0 | 0 | 0
CSP | 0 | 0 | 0 | 0 | 0 | 0
CT | 0 | 0 | 0 | 0 | 0 | 0
Coal | 0 | 32.09 | 34.75 | 48.35 | 99.86 | 54.16
Geo | 0 | 0 | 0 | 0 | 0 | 0
H | 0 | 0 | 0 | 0 | 0 | 0
LFG | 0 | 0 | 0 | 0 | 0 | 0
Nuc | 0 | 0 | 0 | 0 | 0 | 0
PS | 0 | 0 | 0 | 0 | 0 | 0
PV | 0 | 0 | 0 | 0 | 0 | 0
PeakG | 0 | 0 | 0 | 0 | 0 | 0
PeakO | 0 | 0 | 0 | 0 | 0 | 0
ST | 0 | 0 | 0 | 0 | 0 | 0
STOG | 0 | 0 | 0 | 0 | 0 | 0
STWD | 0 | 0 | 0 | 0 | 0 | 0
WT | 0 | 0 | 0 | 0 | 0 | 0
IGCC | 0 | 0 | 0 | 0 | 0 | 0
DemandResponse | 0 | 0 | 0 | 0 | 0 | 0
IGCC-CCS | 0 | 0 | 0 | 0 | 0 | 0
WT_off | 0 | 0 | 0 | 0 | 0 | 0
PseudoUnit | 0 | 0 | 0 | 0 | 0 | 0
FixedInterchange | 0 | 0 | 0 | 0 | 0 | 0
Levelized Retrofit Capital Costs by Reporting Type: SPP_S
ReportingType | 2015 | 2020 | 2025 | 2030 | 2035 | 2040
BM | 0 | 0 | 0 | 0 | 0 | 0
CC | 0 | 0 | 0 | 0 | 0 | 0
CSP | 0 | 0 | 0 | 0 | 0 | 0
CT | 0 | 0 | 0 | 0 | 0 | 0
Coal | 0 | 28.19 | 28.19 | 0 | 0 | 0
Geo | 0 | 0 | 0 | 0 | 0 | 0
H | 0 | 0 | 0 | 0 | 0 | 0
LFG | 0 | 0 | 0 | 0 | 0 | 0
Nuc | 0 | 0 | 0 | 0 | 0 | 0
PS | 0 | 0 | 0 | 0 | 0 | 0
PV | 0 | 0 | 0 | 0 | 0 | 0
PeakG | 0 | 0 | 0 | 0 | 0 | 0
PeakO | 0 | 0 | 0 | 0 | 0 | 0
ST | 0 | 0 | 0 | 0 | 0 | 0
STOG | 0 | 0 | 0 | 0 | 0 | 0
STWD | 0 | 0 | 0 | 0 | 0 | 0
WT | 0 | 0 | 0 | 0 | 0 | 0
IGCC | 0 | 0 | 0 | 0 | 0 | 0
DemandResponse | 0 | 0 | 0 | 0 | 0 | 0
IGCC-CCS | 0 | 0 | 0 | 0 | 0 | 0
WT_off | 0 | 0 | 0 | 0 | 0 | 0
PseudoUnit | 0 | 0 | 0 | 0 | 0 | 0
FixedInterchange | 0 | 0 | 0 | 0 | 0 | 0
Levelized Retrofit Capital Costs by Reporting Type: TVA
ReportingType | 2015 | 2020 | 2025 | 2030 | 2035 | 2040
BM | 0 | 0 | 0 | 0 | 0 | 0
CC | 0 | 0 | 0 | 0 | 0 | 0
CSP | 0 | 0 | 0 | 0 | 0 | 0
CT | 0 | 0 | 0 | 0 | 0 | 0
Coal | 0 | 29.07 | 29.07 | 0 | 0 | 0
Geo | 0 | 0 | 0 | 0 | 0 | 0
H | 0 | 0 | 0 | 0 | 0 | 0
LFG | 0 | 0 | 0 | 0 | 0 | 0
Nuc | 0 | 0 | 0 | 0 | 0 | 0
PS | 0 | 0 | 0 | 0 | 0 | 0
PV | 0 | 0 | 0 | 0 | 0 | 0
PeakG | 0 | 0 | 0 | 0 | 0 | 0
PeakO | 0 | 0 | 0 | 0 | 0 | 0
ST | 0 | 0 | 0 | 0 | 0 | 0
STOG | 0 | 0 | 0 | 0 | 0 | 0
STWD | 0 | 0 | 0 | 0 | 0 | 0
WT | 0 | 0 | 0 | 0 | 0 | 0
IGCC | 0 | 0 | 0 | 0 | 0 | 0
DemandResponse | 0 | 0 | 0 | 0 | 0 | 0
IGCC-CCS | 0 | 0 | 0 | 0 | 0 | 0
WT_off | 0 | 0 | 0 | 0 | 0 | 0
PseudoUnit | 0 | 0 | 0 | 0 | 0 | 0
FixedInterchange | 0 | 0 | 0 | 0 | 0 | 0
Levelized Retrofit Capital Costs by Reporting Type: TVA_Transmission
ReportingType | 2015 | 2020 | 2025 | 2030 | 2035 | 2040
BM | 0 | 0 | 0 | 0 | 0 | 0
CC | 0 | 0 | 0 | 0 | 0 | 0
CSP | 0 | 0 | 0 | 0 | 0 | 0
CT | 0 | 0 | 0 | 0 | 0 | 0
Coal | 0 | 0 | 0 | 0 | 0 | 0
Geo | 0 | 0 | 0 | 0 | 0 | 0
H | 0 | 0 | 0 | 0 | 0 | 0
LFG | 0 | 0 | 0 | 0 | 0 | 0
Nuc | 0 | 0 | 0 | 0 | 0 | 0
PS | 0 | 0 | 0 | 0 | 0 | 0
PV | 0 | 0 | 0 | 0 | 0 | 0
PeakG | 0 | 0 | 0 | 0 | 0 | 0
PeakO | 0 | 0 | 0 | 0 | 0 | 0
ST | 0 | 0 | 0 | 0 | 0 | 0
STOG | 0 | 0 | 0 | 0 | 0 | 0
STWD | 0 | 0 | 0 | 0 | 0 | 0
WT | 0 | 0 | 0 | 0 | 0 | 0
IGCC | 0 | 0 | 0 | 0 | 0 | 0
DemandResponse | 0 | 0 | 0 | 0 | 0 | 0
IGCC-CCS | 0 | 0 | 0 | 0 | 0 | 0
WT_off | 0 | 0 | 0 | 0 | 0 | 0
PseudoUnit | 0 | 0 | 0 | 0 | 0 | 0
FixedInterchange | 0 | 0 | 0 | 0 | 0 | 0
Levelized Retrofit Capital Costs by Reporting Type: VACAR
ReportingType | 2015 | 2020 | 2025 | 2030 | 2035 | 2040
BM | 0 | 0 | 0 | 0 | 0 | 0
CC | 0 | 0 | 0 | 0 | 0 | 0
CSP | 0 | 0 | 0 | 0 | 0 | 0
CT | 0 | 0 | 0 | 0 | 0 | 0
Coal | 0 | 78.59 | 147.13 | 68.54 | 102.18 | 102.18
Geo | 0 | 0 | 0 | 0 | 0 | 0
H | 0 | 0 | 0 | 0 | 0 | 0
LFG | 0 | 0 | 0 | 0 | 0 | 0
Nuc | 0 | 0 | 0 | 0 | 0 | 0
PS | 0 | 0 | 0 | 0 | 0 | 0
PV | 0 | 0 | 0 | 0 | 0 | 0
PeakG | 0 | 0 | 0 | 0 | 0 | 0
PeakO | 0 | 0 | 0 | 0 | 0 | 0
ST | 0 | 0 | 0 | 0 | 0 | 0
STOG | 0 | 0 | 0 | 0 | 0 | 0
STWD | 0 | 0 | 0 | 0 | 0 | 0
WT | 0 | 0 | 0 | 0 | 0 | 0
IGCC | 0 | 0 | 0 | 0 | 0 | 0
DemandResponse | 0 | 0 | 0 | 0 | 0 | 0
IGCC-CCS | 0 | 0 | 0 | 0 | 0 | 0
WT_off | 0 | 0 | 0 | 0 | 0 | 0
PseudoUnit | 0 | 0 | 0 | 0 | 0 | 0
FixedInterchange | 0 | 0 | 0 | 0 | 0 | 0
Levelized Retrofit Capital Costs by Reporting Type: IESO
ReportingType | 2015 | 2020 | 2025 | 2030 | 2035 | 2040
BM | 0 | 0 | 0 | 0 | 0 | 0
CC | 0 | 0 | 0 | 0 | 0 | 0
CSP | 0 | 0 | 0 | 0 | 0 | 0
CT | 0 | 0 | 0 | 0 | 0 | 0
Coal | 0 | 0 | 0 | 0 | 0 | 0
Geo | 0 | 0 | 0 | 0 | 0 | 0
H | 0 | 0 | 0 | 0 | 0 | 0
LFG | 0 | 0 | 0 | 0 | 0 | 0
Nuc | 0 | 0 | 0 | 0 | 0 | 0
PS | 0 | 0 | 0 | 0 | 0 | 0
PV | 0 | 0 | 0 | 0 | 0 | 0
PeakG | 0 | 0 | 0 | 0 | 0 | 0
PeakO | 0 | 0 | 0 | 0 | 0 | 0
ST | 0 | 0 | 0 | 0 | 0 | 0
STOG | 0 | 0 | 0 | 0 | 0 | 0
STWD | 0 | 0 | 0 | 0 | 0 | 0
WT | 0 | 0 | 0 | 0 | 0 | 0
IGCC | 0 | 0 | 0 | 0 | 0 | 0
DemandResponse | 0 | 0 | 0 | 0 | 0 | 0
IGCC-CCS | 0 | 0 | 0 | 0 | 0 | 0
WT_off | 0 | 0 | 0 | 0 | 0 | 0
PseudoUnit | 0 | 0 | 0 | 0 | 0 | 0
FixedInterchange | 0 | 0 | 0 | 0 | 0 | 0
Levelized Retrofit Capital Costs by Reporting Type: MAPP_CA
ReportingType | 2015 | 2020 | 2025 | 2030 | 2035 | 2040
BM | 0 | 0 | 0 | 0 | 0 | 0
CC | 0 | 0 | 0 | 0 | 0 | 0
CSP | 0 | 0 | 0 | 0 | 0 | 0
CT | 0 | 0 | 0 | 0 | 0 | 0
Coal | 0 | 0 | 0 | 0 | 0 | 0
Geo | 0 | 0 | 0 | 0 | 0 | 0
H | 0 | 0 | 0 | 0 | 0 | 0
LFG | 0 | 0 | 0 | 0 | 0 | 0
Nuc | 0 | 0 | 0 | 0 | 0 | 0
PS | 0 | 0 | 0 | 0 | 0 | 0
PV | 0 | 0 | 0 | 0 | 0 | 0
PeakG | 0 | 0 | 0 | 0 | 0 | 0
PeakO | 0 | 0 | 0 | 0 | 0 | 0
ST | 0 | 0 | 0 | 0 | 0 | 0
STOG | 0 | 0 | 0 | 0 | 0 | 0
STWD | 0 | 0 | 0 | 0 | 0 | 0
WT | 0 | 0 | 0 | 0 | 0 | 0
IGCC | 0 | 0 | 0 | 0 | 0 | 0
DemandResponse | 0 | 0 | 0 | 0 | 0 | 0
IGCC-CCS | 0 | 0 | 0 | 0 | 0 | 0
WT_off | 0 | 0 | 0 | 0 | 0 | 0
PseudoUnit | 0 | 0 | 0 | 0 | 0 | 0
FixedInterchange | 0 | 0 | 0 | 0 | 0 | 0
Levelized Retrofit Capital Costs by Reporting Type: AZ_NM_SNV_Coal
ReportingType | 2015 | 2020 | 2025 | 2030 | 2035 | 2040
BM | 0 | 0 | 0 | 0 | 0 | 0
CC | 0 | 0 | 0 | 0 | 0 | 0
CSP | 0 | 0 | 0 | 0 | 0 | 0
CT | 0 | 0 | 0 | 0 | 0 | 0
Coal | 49.67 | 60.77 | 27.84 | 1.17 | 3.81 | 2.64
Geo | 0 | 0 | 0 | 0 | 0 | 0
H | 0 | 0 | 0 | 0 | 0 | 0
LFG | 0 | 0 | 0 | 0 | 0 | 0
Nuc | 0 | 0 | 0 | 0 | 0 | 0
PS | 0 | 0 | 0 | 0 | 0 | 0
PV | 0 | 0 | 0 | 0 | 0 | 0
PeakG | 0 | 0 | 0 | 0 | 0 | 0
PeakO | 0 | 0 | 0 | 0 | 0 | 0
ST | 0 | 0 | 0 | 0 | 0 | 0
STOG | 0 | 0 | 0 | 0 | 0 | 0
STWD | 0 | 0 | 0 | 0 | 0 | 0
WT | 0 | 0 | 0 | 0 | 0 | 0
IGCC | 0 | 0 | 0 | 0 | 0 | 0
DemandResponse | 0 | 0 | 0 | 0 | 0 | 0
IGCC-CCS | 0 | 0 | 0 | 0 | 0 | 0
WT_off | 0 | 0 | 0 | 0 | 0 | 0
PseudoUnit | 0 | 0 | 0 | 0 | 0 | 0
FixedInterchange | 0 | 0 | 0 | 0 | 0 | 0
Levelized Retrofit Capital Costs by Reporting Type: AZ_NM_SNV_Gas
ReportingType | 2015 | 2020 | 2025 | 2030 | 2035 | 2040
BM | 0 | 0 | 0 | 0 | 0 | 0
CC | 0 | 0 | 0 | 0 | 0 | 0
CSP | 0 | 0 | 0 | 0 | 0 | 0
CT | 0 | 0 | 0 | 0 | 0 | 0
Coal | 0 | 0 | 0 | 0 | 0 | 0
Geo | 0 | 0 | 0 | 0 | 0 | 0
H | 0 | 0 | 0 | 0 | 0 | 0
LFG | 0 | 0 | 0 | 0 | 0 | 0
Nuc | 0 | 0 | 0 | 0 | 0 | 0
PS | 0 | 0 | 0 | 0 | 0 | 0
PV | 0 | 0 | 0 | 0 | 0 | 0
PeakG | 0 | 0 | 0 | 0 | 0 | 0
PeakO | 0 | 0 | 0 | 0 | 0 | 0
ST | 0 | 0 | 0 | 0 | 0 | 0
STOG | 0 | 0 | 0 | 0 | 0 | 0
STWD | 0 | 0 | 0 | 0 | 0 | 0
WT | 0 | 0 | 0 | 0 | 0 | 0
IGCC | 0 | 0 | 0 | 0 | 0 | 0
DemandResponse | 0 | 0 | 0 | 0 | 0 | 0
IGCC-CCS | 0 | 0 | 0 | 0 | 0 | 0
WT_off | 0 | 0 | 0 | 0 | 0 | 0
PseudoUnit | 0 | 0 | 0 | 0 | 0 | 0
FixedInterchange | 0 | 0 | 0 | 0 | 0 | 0
Levelized Retrofit Capital Costs by Reporting Type: AZ_NM_SNV_NucRenew
ReportingType | 2015 | 2020 | 2025 | 2030 | 2035 | 2040
BM | 0 | 0 | 0 | 0 | 0 | 0
CC | 0 | 0 | 0 | 0 | 0 | 0
CSP | 0 | 0 | 0 | 0 | 0 | 0
CT | 0 | 0 | 0 | 0 | 0 | 0
Coal | 0 | 0 | 0 | 0 | 0 | 0
Geo | 0 | 0 | 0 | 0 | 0 | 0
H | 0 | 0 | 0 | 0 | 0 | 0
LFG | 0 | 0 | 0 | 0 | 0 | 0
Nuc | 0 | 0 | 0 | 0 | 0 | 0
PS | 0 | 0 | 0 | 0 | 0 | 0
PV | 0 | 0 | 0 | 0 | 0 | 0
PeakG | 0 | 0 | 0 | 0 | 0 | 0
PeakO | 0 | 0 | 0 | 0 | 0 | 0
ST | 0 | 0 | 0 | 0 | 0 | 0
STOG | 0 | 0 | 0 | 0 | 0 | 0
STWD | 0 | 0 | 0 | 0 | 0 | 0
WT | 0 | 0 | 0 | 0 | 0 | 0
IGCC | 0 | 0 | 0 | 0 | 0 | 0
DemandResponse | 0 | 0 | 0 | 0 | 0 | 0
IGCC-CCS | 0 | 0 | 0 | 0 | 0 | 0
WT_off | 0 | 0 | 0 | 0 | 0 | 0
PseudoUnit | 0 | 0 | 0 | 0 | 0 | 0
FixedInterchange | 0 | 0 | 0 | 0 | 0 | 0
Levelized Retrofit Capital Costs by Reporting Type: ERCOT
ReportingType | 2015 | 2020 | 2025 | 2030 | 2035 | 2040
BM | 0 | 0 | 0 | 0 | 0 | 0
CC | 0 | 0 | 0 | 0 | 0 | 0
CSP | 0 | 0 | 0 | 0 | 0 | 0
CT | 0 | 0 | 0 | 0 | 0 | 0
Coal | 82.51 | 5.82 | 155.63 | 209.44 | 59.64 | 0
Geo | 0 | 0 | 0 | 0 | 0 | 0
H | 0 | 0 | 0 | 0 | 0 | 0
LFG | 0 | 0 | 0 | 0 | 0 | 0
Nuc | 0 | 0 | 0 | 0 | 0 | 0
PS | 0 | 0 | 0 | 0 | 0 | 0
PV | 0 | 0 | 0 | 0 | 0 | 0
PeakG | 0 | 0 | 0 | 0 | 0 | 0
PeakO | 0 | 0 | 0 | 0 | 0 | 0
ST | 0 | 0 | 0 | 0 | 0 | 0
STOG | 0 | 0 | 0 | 0 | 0 | 0
STWD | 0 | 0 | 0 | 0 | 0 | 0
WT | 0 | 0 | 0 | 0 | 0 | 0
IGCC | 0 | 0 | 0 | 0 | 0 | 0
DemandResponse | 0 | 0 | 0 | 0 | 0 | 0
IGCC-CCS | 0 | 0 | 0 | 0 | 0 | 0
WT_off | 0 | 0 | 0 | 0 | 0 | 0
PseudoUnit | 0 | 0 | 0 | 0 | 0 | 0
FixedInterchange | 0 | 0 | 0 | 0 | 0 | 0
Levelized Retrofit Capital Costs by Reporting Type: NP15
ReportingType | 2015 | 2020 | 2025 | 2030 | 2035 | 2040
BM | 0 | 0 | 0 | 0 | 0 | 0
CC | 0 | 0 | 0 | 0 | 0 | 0
CSP | 0 | 0 | 0 | 0 | 0 | 0
CT | 0 | 0 | 0 | 0 | 0 | 0
Coal | 0 | 0 | 0 | 0 | 0 | 0
Geo | 0 | 0 | 0 | 0 | 0 | 0
H | 0 | 0 | 0 | 0 | 0 | 0
LFG | 0 | 0 | 0 | 0 | 0 | 0
Nuc | 0 | 0 | 0 | 0 | 0 | 0
PS | 0 | 0 | 0 | 0 | 0 | 0
PV | 0 | 0 | 0 | 0 | 0 | 0
PeakG | 0 | 0 | 0 | 0 | 0 | 0
PeakO | 0 | 0 | 0 | 0 | 0 | 0
ST | 0 | 0 | 0 | 0 | 0 | 0
STOG | 0 | 0 | 0 | 0 | 0 | 0
STWD | 0 | 0 | 0 | 0 | 0 | 0
WT | 0 | 0 | 0 | 0 | 0 | 0
IGCC | 0 | 0 | 0 | 0 | 0 | 0
DemandResponse | 0 | 0 | 0 | 0 | 0 | 0
IGCC-CCS | 0 | 0 | 0 | 0 | 0 | 0
WT_off | 0 | 0 | 0 | 0 | 0 | 0
PseudoUnit | 0 | 0 | 0 | 0 | 0 | 0
FixedInterchange | 0 | 0 | 0 | 0 | 0 | 0
Levelized Retrofit Capital Costs by Reporting Type: NWPP_Coal
ReportingType | 2015 | 2020 | 2025 | 2030 | 2035 | 2040
BM | 0 | 0 | 0 | 0 | 0 | 0
CC | 0 | 0 | 0 | 0 | 0 | 0
CSP | 0 | 0 | 0 | 0 | 0 | 0
CT | 0 | 0 | 0 | 0 | 0 | 0
Coal | 0 | 53.57 | 124.48 | 70.9 | 0 | 0
Geo | 0 | 0 | 0 | 0 | 0 | 0
H | 0 | 0 | 0 | 0 | 0 | 0
LFG | 0 | 0 | 0 | 0 | 0 | 0
Nuc | 0 | 0 | 0 | 0 | 0 | 0
PS | 0 | 0 | 0 | 0 | 0 | 0
PV | 0 | 0 | 0 | 0 | 0 | 0
PeakG | 0 | 0 | 0 | 0 | 0 | 0
PeakO | 0 | 0 | 0 | 0 | 0 | 0
ST | 0 | 0 | 0 | 0 | 0 | 0
STOG | 0 | 0 | 0 | 0 | 0 | 0
STWD | 0 | 0 | 0 | 0 | 0 | 0
WT | 0 | 0 | 0 | 0 | 0 | 0
IGCC | 0 | 0 | 0 | 0 | 0 | 0
DemandResponse | 0 | 0 | 0 | 0 | 0 | 0
IGCC-CCS | 0 | 0 | 0 | 0 | 0 | 0
WT_off | 0 | 0 | 0 | 0 | 0 | 0
PseudoUnit | 0 | 0 | 0 | 0 | 0 | 0
FixedInterchange | 0 | 0 | 0 | 0 | 0 | 0
Levelized Retrofit Capital Costs by Reporting Type: NWPP_Gas
ReportingType | 2015 | 2020 | 2025 | 2030 | 2035 | 2040
BM | 0 | 0 | 0 | 0 | 0 | 0
CC | 0 | 0 | 0 | 0 | 0 | 0
CSP | 0 | 0 | 0 | 0 | 0 | 0
CT | 0 | 0 | 0 | 0 | 0 | 0
Coal | 0 | 0 | 0 | 0 | 0 | 0
Geo | 0 | 0 | 0 | 0 | 0 | 0
H | 0 | 0 | 0 | 0 | 0 | 0
LFG | 0 | 0 | 0 | 0 | 0 | 0
Nuc | 0 | 0 | 0 | 0 | 0 | 0
PS | 0 | 0 | 0 | 0 | 0 | 0
PV | 0 | 0 | 0 | 0 | 0 | 0
PeakG | 0 | 0 | 0 | 0 | 0 | 0
PeakO | 0 | 0 | 0 | 0 | 0 | 0
ST | 0 | 0 | 0 | 0 | 0 | 0
STOG | 0 | 0 | 0 | 0 | 0 | 0
STWD | 0 | 0 | 0 | 0 | 0 | 0
WT | 0 | 0 | 0 | 0 | 0 | 0
IGCC | 0 | 0 | 0 | 0 | 0 | 0
DemandResponse | 0 | 0 | 0 | 0 | 0 | 0
IGCC-CCS | 0 | 0 | 0 | 0 | 0 | 0
WT_off | 0 | 0 | 0 | 0 | 0 | 0
PseudoUnit | 0 | 0 | 0 | 0 | 0 | 0
FixedInterchange | 0 | 0 | 0 | 0 | 0 | 0
Levelized Retrofit Capital Costs by Reporting Type: NWPP_NucRenew
ReportingType | 2015 | 2020 | 2025 | 2030 | 2035 | 2040
BM | 0 | 0 | 0 | 0 | 0 | 0
CC | 0 | 0 | 0 | 0 | 0 | 0
CSP | 0 | 0 | 0 | 0 | 0 | 0
CT | 0 | 0 | 0 | 0 | 0 | 0
Coal | 0 | 0 | 0 | 0 | 0 | 0
Geo | 0 | 0 | 0 | 0 | 0 | 0
H | 0 | 0 | 0 | 0 | 0 | 0
LFG | 0 | 0 | 0 | 0 | 0 | 0
Nuc | 0 | 0 | 0 | 0 | 0 | 0
PS | 0 | 0 | 0 | 0 | 0 | 0
PV | 0 | 0 | 0 | 0 | 0 | 0
PeakG | 0 | 0 | 0 | 0 | 0 | 0
PeakO | 0 | 0 | 0 | 0 | 0 | 0
ST | 0 | 0 | 0 | 0 | 0 | 0
STOG | 0 | 0 | 0 | 0 | 0 | 0
STWD | 0 | 0 | 0 | 0 | 0 | 0
WT | 0 | 0 | 0 | 0 | 0 | 0
IGCC | 0 | 0 | 0 | 0 | 0 | 0
DemandResponse | 0 | 0 | 0 | 0 | 0 | 0
IGCC-CCS | 0 | 0 | 0 | 0 | 0 | 0
WT_off | 0 | 0 | 0 | 0 | 0 | 0
PseudoUnit | 0 | 0 | 0 | 0 | 0 | 0
FixedInterchange | 0 | 0 | 0 | 0 | 0 | 0
Levelized Retrofit Capital Costs by Reporting Type: RMPA
ReportingType | 2015 | 2020 | 2025 | 2030 | 2035 | 2040
BM | 0 | 0 | 0 | 0 | 0 | 0
CC | 0 | 0 | 0 | 0 | 0 | 0
CSP | 0 | 0 | 0 | 0 | 0 | 0
CT | 0 | 0 | 0 | 0 | 0 | 0
Coal | 29.1 | 21.65 | 174.76 | 153.1 | 0 | 0
Geo | 0 | 0 | 0 | 0 | 0 | 0
H | 0 | 0 | 0 | 0 | 0 | 0
LFG | 0 | 0 | 0 | 0 | 0 | 0
Nuc | 0 | 0 | 0 | 0 | 0 | 0
PS | 0 | 0 | 0 | 0 | 0 | 0
PV | 0 | 0 | 0 | 0 | 0 | 0
PeakG | 0 | 0 | 0 | 0 | 0 | 0
PeakO | 0 | 0 | 0 | 0 | 0 | 0
ST | 0 | 0 | 0 | 0 | 0 | 0
STOG | 0 | 0 | 0 | 0 | 0 | 0
STWD | 0 | 0 | 0 | 0 | 0 | 0
WT | 0 | 0 | 0 | 0 | 0 | 0
IGCC | 0 | 0 | 0 | 0 | 0 | 0
DemandResponse | 0 | 0 | 0 | 0 | 0 | 0
IGCC-CCS | 0 | 0 | 0 | 0 | 0 | 0
WT_off | 0 | 0 | 0 | 0 | 0 | 0
PseudoUnit | 0 | 0 | 0 | 0 | 0 | 0
FixedInterchange | 0 | 0 | 0 | 0 | 0 | 0
Levelized Retrofit Capital Costs by Reporting Type: SP15
ReportingType | 2015 | 2020 | 2025 | 2030 | 2035 | 2040
BM | 0 | 0 | 0 | 0 | 0 | 0
CC | 0 | 0 | 0 | 0 | 0 | 0
CSP | 0 | 0 | 0 | 0 | 0 | 0
CT | 0 | 0 | 0 | 0 | 0 | 0
Coal | 0 | 2.92 | 2.92 | 0 | 0 | 0
Geo | 0 | 0 | 0 | 0 | 0 | 0
H | 0 | 0 | 0 | 0 | 0 | 0
LFG | 0 | 0 | 0 | 0 | 0 | 0
Nuc | 0 | 0 | 0 | 0 | 0 | 0
PS | 0 | 0 | 0 | 0 | 0 | 0
PV | 0 | 0 | 0 | 0 | 0 | 0
PeakG | 0 | 0 | 0 | 0 | 0 | 0
PeakO | 0 | 0 | 0 | 0 | 0 | 0
ST | 0 | 0 | 0 | 0 | 0 | 0
STOG | 0 | 0 | 0 | 0 | 0 | 0
STWD | 0 | 0 | 0 | 0 | 0 | 0
WT | 0 | 0 | 0 | 0 | 0 | 0
IGCC | 0 | 0 | 0 | 0 | 0 | 0
DemandResponse | 0 | 0 | 0 | 0 | 0 | 0
IGCC-CCS | 0 | 0 | 0 | 0 | 0 | 0
WT_off | 0 | 0 | 0 | 0 | 0 | 0
PseudoUnit | 0 | 0 | 0 | 0 | 0 | 0
FixedInterchange | 0 | 0 | 0 | 0 | 0 | 0
Levelized Retrofit Capital Costs by Reporting Type: ALB
ReportingType | 2015 | 2020 | 2025 | 2030 | 2035 | 2040
BM | 0 | 0 | 0 | 0 | 0 | 0
CC | 0 | 0 | 0 | 0 | 0 | 0
CSP | 0 | 0 | 0 | 0 | 0 | 0
CT | 0 | 0 | 0 | 0 | 0 | 0
Coal | 0 | 0 | 0 | 0 | 0 | 0
Geo | 0 | 0 | 0 | 0 | 0 | 0
H | 0 | 0 | 0 | 0 | 0 | 0
LFG | 0 | 0 | 0 | 0 | 0 | 0
Nuc | 0 | 0 | 0 | 0 | 0 | 0
PS | 0 | 0 | 0 | 0 | 0 | 0
PV | 0 | 0 | 0 | 0 | 0 | 0
PeakG | 0 | 0 | 0 | 0 | 0 | 0
PeakO | 0 | 0 | 0 | 0 | 0 | 0
ST | 0 | 0 | 0 | 0 | 0 | 0
STOG | 0 | 0 | 0 | 0 | 0 | 0
STWD | 0 | 0 | 0 | 0 | 0 | 0
WT | 0 | 0 | 0 | 0 | 0 | 0
IGCC | 0 | 0 | 0 | 0 | 0 | 0
DemandResponse | 0 | 0 | 0 | 0 | 0 | 0
IGCC-CCS | 0 | 0 | 0 | 0 | 0 | 0
WT_off | 0 | 0 | 0 | 0 | 0 | 0
PseudoUnit | 0 | 0 | 0 | 0 | 0 | 0
FixedInterchange | 0 | 0 | 0 | 0 | 0 | 0
Levelized Retrofit Capital Costs by Reporting Type: BC
ReportingType | 2015 | 2020 | 2025 | 2030 | 2035 | 2040
BM | 0 | 0 | 0 | 0 | 0 | 0
CC | 0 | 0 | 0 | 0 | 0 | 0
CSP | 0 | 0 | 0 | 0 | 0 | 0
CT | 0 | 0 | 0 | 0 | 0 | 0
Coal | 0 | 0 | 0 | 0 | 0 | 0
Geo | 0 | 0 | 0 | 0 | 0 | 0
H | 0 | 0 | 0 | 0 | 0 | 0
LFG | 0 | 0 | 0 | 0 | 0 | 0
Nuc | 0 | 0 | 0 | 0 | 0 | 0
PS | 0 | 0 | 0 | 0 | 0 | 0
PV | 0 | 0 | 0 | 0 | 0 | 0
PeakG | 0 | 0 | 0 | 0 | 0 | 0
PeakO | 0 | 0 | 0 | 0 | 0 | 0
ST | 0 | 0 | 0 | 0 | 0 | 0
STOG | 0 | 0 | 0 | 0 | 0 | 0
STWD | 0 | 0 | 0 | 0 | 0 | 0
WT | 0 | 0 | 0 | 0 | 0 | 0
IGCC | 0 | 0 | 0 | 0 | 0 | 0
DemandResponse | 0 | 0 | 0 | 0 | 0 | 0
IGCC-CCS | 0 | 0 | 0 | 0 | 0 | 0
WT_off | 0 | 0 | 0 | 0 | 0 | 0
PseudoUnit | 0 | 0 | 0 | 0 | 0 | 0
FixedInterchange | 0 | 0 | 0 | 0 | 0 | 0
Levelized Retrofit Capital Costs by Reporting Type: HQ_IESO
ReportingType | 2015 | 2020 | 2025 | 2030 | 2035 | 2040
BM | 0 | 0 | 0 | 0 | 0 | 0
CC | 0 | 0 | 0 | 0 | 0 | 0
CSP | 0 | 0 | 0 | 0 | 0 | 0
CT | 0 | 0 | 0 | 0 | 0 | 0
Coal | 0 | 0 | 0 | 0 | 0 | 0
Geo | 0 | 0 | 0 | 0 | 0 | 0
H | 0 | 0 | 0 | 0 | 0 | 0
LFG | 0 | 0 | 0 | 0 | 0 | 0
Nuc | 0 | 0 | 0 | 0 | 0 | 0
PS | 0 | 0 | 0 | 0 | 0 | 0
PV | 0 | 0 | 0 | 0 | 0 | 0
PeakG | 0 | 0 | 0 | 0 | 0 | 0
PeakO | 0 | 0 | 0 | 0 | 0 | 0
ST | 0 | 0 | 0 | 0 | 0 | 0
STOG | 0 | 0 | 0 | 0 | 0 | 0
STWD | 0 | 0 | 0 | 0 | 0 | 0
WT | 0 | 0 | 0 | 0 | 0 | 0
IGCC | 0 | 0 | 0 | 0 | 0 | 0
DemandResponse | 0 | 0 | 0 | 0 | 0 | 0
IGCC-CCS | 0 | 0 | 0 | 0 | 0 | 0
WT_off | 0 | 0 | 0 | 0 | 0 | 0
PseudoUnit | 0 | 0 | 0 | 0 | 0 | 0
FixedInterchange | 0 | 0 | 0 | 0 | 0 | 0
Levelized Retrofit Capital Costs by Reporting Type: HQ_NEISO
ReportingType | 2015 | 2020 | 2025 | 2030 | 2035 | 2040
BM | 0 | 0 | 0 | 0 | 0 | 0
CC | 0 | 0 | 0 | 0 | 0 | 0
CSP | 0 | 0 | 0 | 0 | 0 | 0
CT | 0 | 0 | 0 | 0 | 0 | 0
Coal | 0 | 0 | 0 | 0 | 0 | 0
Geo | 0 | 0 | 0 | 0 | 0 | 0
H | 0 | 0 | 0 | 0 | 0 | 0
LFG | 0 | 0 | 0 | 0 | 0 | 0
Nuc | 0 | 0 | 0 | 0 | 0 | 0
PS | 0 | 0 | 0 | 0 | 0 | 0
PV | 0 | 0 | 0 | 0 | 0 | 0
PeakG | 0 | 0 | 0 | 0 | 0 | 0
PeakO | 0 | 0 | 0 | 0 | 0 | 0
ST | 0 | 0 | 0 | 0 | 0 | 0
STOG | 0 | 0 | 0 | 0 | 0 | 0
STWD | 0 | 0 | 0 | 0 | 0 | 0
WT | 0 | 0 | 0 | 0 | 0 | 0
IGCC | 0 | 0 | 0 | 0 | 0 | 0
DemandResponse | 0 | 0 | 0 | 0 | 0 | 0
IGCC-CCS | 0 | 0 | 0 | 0 | 0 | 0
WT_off | 0 | 0 | 0 | 0 | 0 | 0
PseudoUnit | 0 | 0 | 0 | 0 | 0 | 0
FixedInterchange | 0 | 0 | 0 | 0 | 0 | 0
Levelized Retrofit Capital Costs by Reporting Type: HQ_NY
ReportingType | 2015 | 2020 | 2025 | 2030 | 2035 | 2040
BM | 0 | 0 | 0 | 0 | 0 | 0
CC | 0 | 0 | 0 | 0 | 0 | 0
CSP | 0 | 0 | 0 | 0 | 0 | 0
CT | 0 | 0 | 0 | 0 | 0 | 0
Coal | 0 | 0 | 0 | 0 | 0 | 0
Geo | 0 | 0 | 0 | 0 | 0 | 0
H | 0 | 0 | 0 | 0 | 0 | 0
LFG | 0 | 0 | 0 | 0 | 0 | 0
Nuc | 0 | 0 | 0 | 0 | 0 | 0
PS | 0 | 0 | 0 | 0 | 0 | 0
PV | 0 | 0 | 0 | 0 | 0 | 0
PeakG | 0 | 0 | 0 | 0 | 0 | 0
PeakO | 0 | 0 | 0 | 0 | 0 | 0
ST | 0 | 0 | 0 | 0 | 0 | 0
STOG | 0 | 0 | 0 | 0 | 0 | 0
STWD | 0 | 0 | 0 | 0 | 0 | 0
WT | 0 | 0 | 0 | 0 | 0 | 0
IGCC | 0 | 0 | 0 | 0 | 0 | 0
DemandResponse | 0 | 0 | 0 | 0 | 0 | 0
IGCC-CCS | 0 | 0 | 0 | 0 | 0 | 0
WT_off | 0 | 0 | 0 | 0 | 0 | 0
PseudoUnit | 0 | 0 | 0 | 0 | 0 | 0
FixedInterchange | 0 | 0 | 0 | 0 | 0 | 0
Levelized Retrofit Capital Costs by Reporting Type: MARITIMES
ReportingType | 2015 | 2020 | 2025 | 2030 | 2035 | 2040
BM | 0 | 0 | 0 | 0 | 0 | 0
CC | 0 | 0 | 0 | 0 | 0 | 0
CSP | 0 | 0 | 0 | 0 | 0 | 0
CT | 0 | 0 | 0 | 0 | 0 | 0
Coal | 0 | 0 | 0 | 0 | 0 | 0
Geo | 0 | 0 | 0 | 0 | 0 | 0
H | 0 | 0 | 0 | 0 | 0 | 0
LFG | 0 | 0 | 0 | 0 | 0 | 0
Nuc | 0 | 0 | 0 | 0 | 0 | 0
PS | 0 | 0 | 0 | 0 | 0 | 0
PV | 0 | 0 | 0 | 0 | 0 | 0
PeakG | 0 | 0 | 0 | 0 | 0 | 0
PeakO | 0 | 0 | 0 | 0 | 0 | 0
ST | 0 | 0 | 0 | 0 | 0 | 0
STOG | 0 | 0 | 0 | 0 | 0 | 0
STWD | 0 | 0 | 0 | 0 | 0 | 0
WT | 0 | 0 | 0 | 0 | 0 | 0
IGCC | 0 | 0 | 0 | 0 | 0 | 0
DemandResponse | 0 | 0 | 0 | 0 | 0 | 0
IGCC-CCS | 0 | 0 | 0 | 0 | 0 | 0
WT_off | 0 | 0 | 0 | 0 | 0 | 0
PseudoUnit | 0 | 0 | 0 | 0 | 0 | 0
FixedInterchange | 0 | 0 | 0 | 0 | 0 | 0
Levelized Retrofit Capital Costs by Reporting Type: All
ReportingType | 2015 | 2020 | 2025 | 2030 | 2035 | 2040
BM | 0 | 0 | 0 | 0 | 0 | 0
CC | 0 | 0 | 0 | 0 | 0 | 0
CSP | 0 | 0 | 0 | 0 | 0 | 0
CT | 0 | 0 | 0 | 0 | 0 | 0
Coal | 1184.41 | 1552.15 | 1705.71 | 1759.09 | 1441.61 | 795.77
Geo | 0 | 0 | 0 | 0 | 0 | 0
H | 0 | 0 | 0 | 0 | 0 | 0
LFG | 0 | 0 | 0 | 0 | 0 | 0
Nuc | 0 | 0 | 0 | 0 | 0 | 0
PS | 0 | 0 | 0 | 0 | 0 | 0
PV | 0 | 0 | 0 | 0 | 0 | 0
PeakG | 0 | 0 | 0 | 0 | 0 | 0
PeakO | 0 | 0 | 0 | 0 | 0 | 0
ST | 0 | 0 | 0 | 0 | 0 | 0
STOG | 0 | 0 | 0 | 0 | 0 | 0
STWD | 0 | 0 | 0 | 0 | 0 | 0
WT | 0 | 0 | 0 | 0 | 0 | 0
IGCC | 0 | 0 | 0 | 0 | 0 | 0
DemandResponse | 0 | 0 | 0 | 0 | 0 | 0
IGCC-CCS | 0 | 0 | 0 | 0 | 0 | 0
WT_off | 0 | 0 | 0 | 0 | 0 | 0
PseudoUnit | 0 | 0 | 0 | 0 | 0 | 0
FixedInterchange | 0 | 0 | 0 | 0 | 0 | 0
Levelized Retrofit Capital Costs by Reporting Type: EI_US
ReportingType | 2015 | 2020 | 2025 | 2030 | 2035 | 2040
BM | 0 | 0 | 0 | 0 | 0 | 0
CC | 0 | 0 | 0 | 0 | 0 | 0
CSP | 0 | 0 | 0 | 0 | 0 | 0
CT | 0 | 0 | 0 | 0 | 0 | 0
Coal | 1023.13 | 1407.41 | 1220.09 | 1324.47 | 1378.16 | 793.13
Geo | 0 | 0 | 0 | 0 | 0 | 0
H | 0 | 0 | 0 | 0 | 0 | 0
LFG | 0 | 0 | 0 | 0 | 0 | 0
Nuc | 0 | 0 | 0 | 0 | 0 | 0
PS | 0 | 0 | 0 | 0 | 0 | 0
PV | 0 | 0 | 0 | 0 | 0 | 0
PeakG | 0 | 0 | 0 | 0 | 0 | 0
PeakO | 0 | 0 | 0 | 0 | 0 | 0
ST | 0 | 0 | 0 | 0 | 0 | 0
STOG | 0 | 0 | 0 | 0 | 0 | 0
STWD | 0 | 0 | 0 | 0 | 0 | 0
WT | 0 | 0 | 0 | 0 | 0 | 0
IGCC | 0 | 0 | 0 | 0 | 0 | 0
DemandResponse | 0 | 0 | 0 | 0 | 0 | 0
IGCC-CCS | 0 | 0 | 0 | 0 | 0 | 0
WT_off | 0 | 0 | 0 | 0 | 0 | 0
PseudoUnit | 0 | 0 | 0 | 0 | 0 | 0
FixedInterchange | 0 | 0 | 0 | 0 | 0 | 0
Levelized Retrofit Capital Costs by Reporting Type: EI_Canada
ReportingType | 2015 | 2020 | 2025 | 2030 | 2035 | 2040
BM | 0 | 0 | 0 | 0 | 0 | 0
CC | 0 | 0 | 0 | 0 | 0 | 0
CSP | 0 | 0 | 0 | 0 | 0 | 0
CT | 0 | 0 | 0 | 0 | 0 | 0
Coal | 0 | 0 | 0 | 0 | 0 | 0
Geo | 0 | 0 | 0 | 0 | 0 | 0
H | 0 | 0 | 0 | 0 | 0 | 0
LFG | 0 | 0 | 0 | 0 | 0 | 0
Nuc | 0 | 0 | 0 | 0 | 0 | 0
PS | 0 | 0 | 0 | 0 | 0 | 0
PV | 0 | 0 | 0 | 0 | 0 | 0
PeakG | 0 | 0 | 0 | 0 | 0 | 0
PeakO | 0 | 0 | 0 | 0 | 0 | 0
ST | 0 | 0 | 0 | 0 | 0 | 0
STOG | 0 | 0 | 0 | 0 | 0 | 0
STWD | 0 | 0 | 0 | 0 | 0 | 0
WT | 0 | 0 | 0 | 0 | 0 | 0
IGCC | 0 | 0 | 0 | 0 | 0 | 0
DemandResponse | 0 | 0 | 0 | 0 | 0 | 0
IGCC-CCS | 0 | 0 | 0 | 0 | 0 | 0
WT_off | 0 | 0 | 0 | 0 | 0 | 0
PseudoUnit | 0 | 0 | 0 | 0 | 0 | 0
FixedInterchange | 0 | 0 | 0 | 0 | 0 | 0
Levelized Retrofit Capital Costs by Reporting Type: EI
ReportingType | 2015 | 2020 | 2025 | 2030 | 2035 | 2040
BM | 0 | 0 | 0 | 0 | 0 | 0
CC | 0 | 0 | 0 | 0 | 0 | 0
CSP | 0 | 0 | 0 | 0 | 0 | 0
CT | 0 | 0 | 0 | 0 | 0 | 0
Coal | 1023.13 | 1407.41 | 1220.09 | 1324.47 | 1378.16 | 793.13
Geo | 0 | 0 | 0 | 0 | 0 | 0
H | 0 | 0 | 0 | 0 | 0 | 0
LFG | 0 | 0 | 0 | 0 | 0 | 0
Nuc | 0 | 0 | 0 | 0 | 0 | 0
PS | 0 | 0 | 0 | 0 | 0 | 0
PV | 0 | 0 | 0 | 0 | 0 | 0
PeakG | 0 | 0 | 0 | 0 | 0 | 0
PeakO | 0 | 0 | 0 | 0 | 0 | 0
ST | 0 | 0 | 0 | 0 | 0 | 0
STOG | 0 | 0 | 0 | 0 | 0 | 0
STWD | 0 | 0 | 0 | 0 | 0 | 0
WT | 0 | 0 | 0 | 0 | 0 | 0
IGCC | 0 | 0 | 0 | 0 | 0 | 0
DemandResponse | 0 | 0 | 0 | 0 | 0 | 0
IGCC-CCS | 0 | 0 | 0 | 0 | 0 | 0
WT_off | 0 | 0 | 0 | 0 | 0 | 0
PseudoUnit | 0 | 0 | 0 | 0 | 0 | 0
FixedInterchange | 0 | 0 | 0 | 0 | 0 | 0
Levelized Retrofit Capital Costs by Reporting Type: Outside_EI
ReportingType | 2015 | 2020 | 2025 | 2030 | 2035 | 2040
BM | 0 | 0 | 0 | 0 | 0 | 0
CC | 0 | 0 | 0 | 0 | 0 | 0
CSP | 0 | 0 | 0 | 0 | 0 | 0
CT | 0 | 0 | 0 | 0 | 0 | 0
Coal | 161.28 | 144.74 | 485.62 | 434.62 | 63.45 | 2.64
Geo | 0 | 0 | 0 | 0 | 0 | 0
H | 0 | 0 | 0 | 0 | 0 | 0
LFG | 0 | 0 | 0 | 0 | 0 | 0
Nuc | 0 | 0 | 0 | 0 | 0 | 0
PS | 0 | 0 | 0 | 0 | 0 | 0
PV | 0 | 0 | 0 | 0 | 0 | 0
PeakG | 0 | 0 | 0 | 0 | 0 | 0
PeakO | 0 | 0 | 0 | 0 | 0 | 0
ST | 0 | 0 | 0 | 0 | 0 | 0
STOG | 0 | 0 | 0 | 0 | 0 | 0
STWD | 0 | 0 | 0 | 0 | 0 | 0
WT | 0 | 0 | 0 | 0 | 0 | 0
IGCC | 0 | 0 | 0 | 0 | 0 | 0
DemandResponse | 0 | 0 | 0 | 0 | 0 | 0
IGCC-CCS | 0 | 0 | 0 | 0 | 0 | 0
WT_off | 0 | 0 | 0 | 0 | 0 | 0
PseudoUnit | 0 | 0 | 0 | 0 | 0 | 0
FixedInterchange | 0 | 0 | 0 | 0 | 0 | 0
#14 | Total Costs ($million)
Total Costs by Reporting Type: Entergy
ReportingType | 2015 | 2020 | 2025 | 2030 | 2035 | 2040
BM | 0 | 0 | 0 | 0 | 8821.68 | 8784.32
CC | 5011.88 | 7685.4 | 7978.35 | 8629.24 | 2905.36 | 2420.01
CSP | 0 | 0 | 0 | 0 | 0 | 0
CT | 0 | 0 | 0 | 0 | 0 | 0
Coal | 3594.14 | 590.83 | 293.33 | 223.58 | 223.42 | 223.42
Geo | 0 | 0 | 0 | 0 | 0 | 0
H | 10.6 | 120.02 | 287.02 | 287.02 | 287.02 | 287.02
LFG | 0.97 | 25.19 | 25.19 | 25.19 | 25.19 | 14.04
Nuc | 1262.64 | 1285.77 | 1294.03 | 1301.93 | 1675.32 | 4059.41
PS | 1.4 | 1.4 | 1.4 | 1.4 | 1.4 | 1.4
PV | 0.08 | 15.1 | 21.73 | 21.73 | 21.65 | 7.98
PeakG | 47.54 | 69.98 | 45.5 | 8.4 | 8.96 | 8.96
PeakO | 4.42 | 5.87 | 0 | 0 | 0 | 0
ST | 0 | 0 | 0 | 0 | 0 | 0
STOG | 91.03 | 104.44 | 0 | 0 | 0 | 0
STWD | 10.03 | 14.95 | 18.32 | 84.84 | 118.54 | 85.19
WT | 3.67 | 3.67 | 3.67 | 3.67 | 3.67 | 3.67
IGCC | 0 | 0 | 0 | 0 | 0 | 0
DemandResponse | 0 | 0 | 0 | 0 | 0 | 0
IGCC-CCS | 0 | 0 | 0 | 0 | 0 | 0
WT_off | 0 | 0 | 0 | 0 | 0 | 0
PseudoUnit | 0 | 0 | 0 | 0 | 0 | 0
FixedInterchange | 0 | 0 | 0 | 0 | 0 | 0
Total Costs by Reporting Type: FRCC
ReportingType | 2015 | 2020 | 2025 | 2030 | 2035 | 2040
BM | 0 | 0 | 0 | 0 | 436.5 | 1342.38
CC | 13703.93 | 15883.59 | 16102.24 | 10875.75 | 6965.56 | 4354.46
CSP | 0 | 0 | 0 | 0 | 0 | 0
CT | 264.26 | 312.06 | 328.66 | 261.99 | 0 | 0
Coal | 1461.88 | 668.15 | 253.43 | 285.92 | 613.46 | 764.48
Geo | 0 | 0 | 0 | 0 | 0 | 0
H | 0.78 | 0.78 | 0.78 | 0.78 | 7.76 | 7.76
LFG | 58.68 | 103.87 | 103.87 | 103.87 | 103.87 | 82.77
Nuc | 960.37 | 1000.19 | 3698.02 | 10272.96 | 16082.15 | 18435.9
PS | 0 | 0 | 0 | 0 | 0 | 0
PV | 0.75 | 0.75 | 0.75 | 2301.8 | 2301.8 | 2301.8
PeakG | 190.13 | 289.47 | 226.12 | 187.96 | 209.45 | 226.52
PeakO | 64.61 | 83.43 | 26.64 | 0 | 0 | 0
ST | 0 | 0 | 0 | 0 | 0 | 0
STOG | 28.65 | 32.65 | 0 | 0 | 0 | 0
STWD | 16.3 | 29.9 | 110.46 | 110.46 | 93.59 | 70.64
WT | 0 | 0 | 0 | 0 | 0 | 0
IGCC | 0 | 0 | 0 | 0 | 0 | 0
DemandResponse | 0 | 0 | 0 | 0 | 0 | 0
IGCC-CCS | 0 | 0 | 0 | 0 | 0 | 0
WT_off | 0 | 0 | 0 | 0 | 0 | 0
PseudoUnit | 0 | 0 | 0 | 0 | 0 | 0
FixedInterchange | 0 | 0 | 0 | 0 | 0 | 0
Total Costs by Reporting Type: MAPP_US
ReportingType | 2015 | 2020 | 2025 | 2030 | 2035 | 2040
BM | 0 | 0 | 0 | 0 | 30.48 | 39.57
CC | 79.75 | 22.85 | 29.6 | 25.83 | 24.2 | 20.9
CSP | 0 | 0 | 0 | 0 | 0 | 0
CT | 27.96 | 27.96 | 27.96 | 40.87 | 15.67 | 18.16
Coal | 670.27 | 73.89 | 35.07 | 23.94 | 23.94 | 23.94
Geo | 3.95 | 3.95 | 3.95 | 3.95 | 3.95 | 3.95
H | 31.14 | 31.14 | 31.14 | 31.14 | 31.14 | 31.14
LFG | 0.24 | 0.24 | 0.24 | 16.04 | 16.04 | 16.04
Nuc | 0.01 | 0.01 | 0.01 | 0.02 | 0.05 | 0.05
PS | 0 | 0 | 0 | 0 | 0 | 0
PV | 0 | 0 | 0 | 0 | 0 | 0
PeakG | 17.71 | 22.47 | 20.95 | 40.2 | 26.05 | 34.72
PeakO | 9.49 | 12.94 | 10.37 | 10.37 | 10.37 | 10.37
ST | 0 | 0 | 0 | 0 | 0 | 0
STOG | 0 | 0 | 0 | 0 | 0 | 0
STWD | 0 | 0 | 0 | 0 | 0 | 0
WT | 107.69 | 1413.96 | 1413.96 | 1392.57 | 1361.53 | 311.85
IGCC | 0 | 0 | 0 | 0 | 0 | 0
DemandResponse | 0 | 0 | 0 | 0 | 0 | 0
IGCC-CCS | 0 | 0 | 0 | 0 | 0 | 0
WT_off | 0 | 0 | 0 | 0 | 0 | 0
PseudoUnit | 0 | 0 | 0 | 0 | 0 | 0
FixedInterchange | 0 | 0 | 0 | 0 | 0 | 0
Total Costs by Reporting Type: MISO_IN
ReportingType | 2015 | 2020 | 2025 | 2030 | 2035 | 2040
BM | 0 | 0 | 0 | 0 | 4264.33 | 5525.46
CC | 2078.44 | 9421.15 | 12477.4 | 13959.4 | 9505 | 5828.67
CSP | 0 | 0 | 0 | 0 | 0 | 0
CT | 0 | 0 | 0 | 0 | 0 | 0
Coal | 3472.02 | 1958.86 | 911.46 | 790.89 | 969.73 | 880.37
Geo | 0 | 0 | 0 | 0 | 0 | 0
H | 1.07 | 1.07 | 1.07 | 1.07 | 1.07 | 1.07
LFG | 4.47 | 4.47 | 22.85 | 22.85 | 22.85 | 22.85
Nuc | 0.01 | 0.01 | 0.01 | 0.02 | 0.08 | 0.06
PS | 0 | 0 | 0 | 0 | 0 | 0
PV | 0 | 0 | 0 | 0 | 0 | 0
PeakG | 52.35 | 76.94 | 54.27 | 73.39 | 73.39 | 73.39
PeakO | 10.59 | 13.5 | 10.82 | 10.82 | 10.82 | 10.82
ST | 0 | 0 | 0 | 0 | 0 | 0
STOG | 14.75 | 17.35 | 15.52 | 16.44 | 0 | 0
STWD | 0 | 0 | 0 | 0 | 0 | 0
WT | 18.33 | 18.33 | 18.33 | 18.33 | 18.33 | 98.8
IGCC | 464.4 | 468.82 | 300.3 | 248.23 | 245.48 | 245.48
DemandResponse | 0 | 0 | 0 | 0 | 0 | 0
IGCC-CCS | 0 | 0 | 0 | 0 | 0 | 0
WT_off | 0 | 0 | 0 | 0 | 0 | 0
PseudoUnit | 0 | 0 | 0 | 0 | 0 | 0
FixedInterchange | 0 | 0 | 0 | 0 | 0 | 0
Total Costs by Reporting Type: MISO_MI
ReportingType | 2015 | 2020 | 2025 | 2030 | 2035 | 2040
BM | 0 | 0 | 0 | 0 | 1891.62 | 5561.79
CC | 894.53 | 799.19 | 1016.04 | 774.18 | 274.72 | 170.97
CSP | 0 | 0 | 0 | 0 | 0 | 0
CT | 0 | 0 | 0 | 0 | 0 | 0
Coal | 1679.04 | 15.14 | 0 | 0 | 0 | 0
Geo | 0 | 0 | 0 | 0 | 0 | 0
H | 2.01 | 2.01 | 2.01 | 2.01 | 2.01 | 2.01
LFG | 19.68 | 40.29 | 57.87 | 57.87 | 57.87 | 47.71
Nuc | 449.71 | 452.56 | 461.47 | 2512.1 | 3042.56 | 3298.55
PS | 44.44 | 44.44 | 44.44 | 44.44 | 44.44 | 44.44
PV | 0 | 0 | 0 | 0 | 0 | 0
PeakG | 63.49 | 89.88 | 71.67 | 85.63 | 85.63 | 85.63
PeakO | 15.67 | 19.97 | 16.01 | 16.01 | 16.01 | 16.01
ST | 0 | 0 | 0 | 0 | 0 | 0
STOG | 159.96 | 169.58 | 137.78 | 162.48 | 0 | 0
STWD | 95.36 | 15.24 | 19.82 | 60.73 | 95.46 | 80.85
WT | 355.88 | 419.13 | 419.13 | 419.13 | 124.97 | 104.73
IGCC | 0 | 0 | 0 | 0 | 0 | 0
DemandResponse | 0 | 0 | 0 | 0 | 0 | 0
IGCC-CCS | 0 | 0 | 0 | 0 | 0 | 0
WT_off | 0 | 0 | 0 | 0 | 0 | 0
PseudoUnit | 0 | 0 | 0 | 0 | 0 | 0
FixedInterchange | 0 | 0 | 0 | 0 | 0 | 0
Total Costs by Reporting Type: MISO_MO-IL
ReportingType | 2015 | 2020 | 2025 | 2030 | 2035 | 2040
BM | 0 | 0 | 0 | 0 | 1134.49 | 4660.63
CC | 203.84 | 150.84 | 229.81 | 152.46 | 111.3 | 94.48
CSP | 0 | 0 | 0 | 0 | 0 | 0
CT | 0 | 0 | 0 | 0 | 0 | 0
Coal | 5124.22 | 1659.39 | 1032.59 | 894.03 | 898.86 | 875.19
Geo | 0 | 0 | 0 | 0 | 0 | 0
H | 5.01 | 74.81 | 74.81 | 74.81 | 74.81 | 74.81
LFG | 2.17 | 2.17 | 55.09 | 55.09 | 55.09 | 55.09
Nuc | 493.74 | 512.79 | 521.93 | 524.97 | 524.97 | 524.97
PS | 10.45 | 10.45 | 10.45 | 10.45 | 10.45 | 10.45
PV | 0 | 0 | 0 | 0 | 0 | 0
PeakG | 89.09 | 118.89 | 86.26 | 210.2 | 192.25 | 167.46
PeakO | 21.48 | 28.65 | 22.96 | 22.96 | 22.96 | 22.96
ST | 0 | 0 | 0 | 0 | 0 | 0
STOG | 26.49 | 30.78 | 26.39 | 26.39 | 0 | 0
STWD | 0 | 0 | 0 | 0 | 0 | 0
WT | 61.63 | 929.98 | 929.98 | 929.98 | 889.73 | 178.77
IGCC | 0 | 0 | 0 | 0 | 0 | 0
DemandResponse | 0 | 0 | 0 | 0 | 0 | 0
IGCC-CCS | 0 | 0 | 0 | 0 | 0 | 0
WT_off | 0 | 0 | 0 | 0 | 0 | 0
PseudoUnit | 0 | 0 | 0 | 0 | 0 | 0
FixedInterchange | 0 | 0 | 0 | 0 | 0 | 0
Total Costs by Reporting Type: MISO_W
ReportingType | 2015 | 2020 | 2025 | 2030 | 2035 | 2040
BM | 0 | 0 | 0 | 0 | 0 | 0
CC | 660.91 | 312.98 | 342.79 | 372.05 | 320.26 | 404.43
CSP | 0 | 0 | 0 | 0 | 0 | 0
CT | 0 | 0 | 0 | 0 | 0 | 0
Coal | 4184.59 | 975.59 | 792.99 | 579.48 | 183.19 | 219.73
Geo | 0 | 0 | 0 | 0 | 0 | 0
H | 7.08 | 7.08 | 7.08 | 7.08 | 7.08 | 7.08
LFG | 24.75 | 24.75 | 41.64 | 41.64 | 41.64 | 41.64
Nuc | 539.99 | 543.1 | 552.83 | 814.83 | 0.05 | 0.05
PS | 0 | 0 | 0 | 0 | 0 | 0
PV | 0 | 0 | 0 | 0 | 0 | 0
PeakG | 109.69 | 123.54 | 90.97 | 125.69 | 113.25 | 108.71
PeakO | 56.38 | 79.08 | 64.57 | 64.57 | 64.57 | 64.57
ST | 0 | 0 | 0 | 0 | 0 | 0
STOG | 7.57 | 8.94 | 7.67 | 7.67 | 0 | 0
STWD | 15.4 | 21.4 | 34.72 | 94.27 | 178.27 | 113.72
WT | 653.31 | 6419.37 | 6988.62 | 7038.17 | 6692.27 | 1957.11
IGCC | 0 | 0 | 0 | 0 | 0 | 0
DemandResponse | 0 | 0 | 0 | 0 | 0 | 0
IGCC-CCS | 0 | 0 | 0 | 0 | 0 | 0
WT_off | 0 | 0 | 0 | 0 | 0 | 0
PseudoUnit | 0 | 0 | 0 | 0 | 0 | 0
FixedInterchange | 0 | 0 | 0 | 0 | 0 | 0
Total Costs by Reporting Type: MISO_WUMS
ReportingType | 2015 | 2020 | 2025 | 2030 | 2035 | 2040
BM | 0 | 0 | 0 | 0 | 2858.61 | 2858.61
CC | 3423.63 | 3895.04 | 4389.25 | 4605.82 | 3590.98 | 1098.17
CSP | 0 | 0 | 0 | 0 | 0 | 0
CT | 0 | 0 | 0 | 0 | 0 | 0
Coal | 1316.88 | 588.39 | 396.45 | 424.07 | 461.94 | 545.63
Geo | 0 | 0 | 0 | 0 | 0 | 0
H | 4.79 | 5.04 | 5.04 | 5.04 | 5.04 | 5.04
LFG | 8.57 | 8.57 | 59.21 | 59.21 | 59.21 | 59.21
Nuc | 419.03 | 444.73 | 429.21 | 796.05 | 1027.9 | 2596.32
PS | 0 | 0 | 0 | 0 | 0 | 0
PV | 0 | 0 | 0 | 0 | 0 | 0
PeakG | 55.64 | 81.65 | 65.08 | 77.65 | 77.65 | 77.65
PeakO | 13.52 | 17.78 | 14.69 | 14.69 | 14.69 | 14.69
ST | 0 | 0 | 0 | 0 | 0 | 0
STOG | 13.21 | 15.63 | 13.39 | 13.39 | 0 | 0
STWD | 5.33 | 7.64 | 6.86 | 23.09 | 68.51 | 43.62
WT | 177.54 | 177.54 | 181.97 | 181.97 | 50.84 | 50.84
IGCC | 0 | 0 | 0 | 0 | 0 | 0
DemandResponse | 0 | 0 | 0 | 0 | 0 | 0
IGCC-CCS | 0 | 0 | 0 | 0 | 0 | 0
WT_off | 0 | 0 | 0 | 0 | 0 | 0
PseudoUnit | 0 | 0 | 0 | 0 | 0 | 0
FixedInterchange | 0 | 0 | 0 | 0 | 0 | 0
Total Costs by Reporting Type: Nebraska
ReportingType | 2015 | 2020 | 2025 | 2030 | 2035 | 2040
BM | 0 | 0 | 0 | 0 | 2144.5 | 1906.47
CC | 78.76 | 1064.05 | 1140.89 | 1132.57 | 624.07 | 692.73
CSP | 0 | 0 | 0 | 0 | 0 | 0
CT | 0 | 0 | 0 | 0 | 0 | 0
Coal | 1742.4 | 392.12 | 325.19 | 266.68 | 247.26 | 286.08
Geo | 0 | 0 | 0 | 0 | 0 | 0
H | 2.38 | 2.38 | 2.38 | 2.38 | 2.38 | 2.38
LFG | 0.72 | 0.72 | 0.72 | 16.88 | 16.88 | 16.88
Nuc | 289.1 | 306.81 | 296.14 | 364.84 | 0.11 | 0.11
PS | 0 | 0 | 0 | 0 | 0 | 0
PV | 0 | 0 | 0 | 0 | 0 | 0
PeakG | 25.34 | 37.31 | 31.37 | 41.68 | 31.37 | 31.37
PeakO | 9.57 | 12.19 | 9.77 | 9.77 | 9.77 | 9.77
ST | 0 | 0 | 0 | 0 | 0 | 0
STOG | 0 | 0 | 0 | 0 | 0 | 0
STWD | 0 | 0 | 0 | 0 | 0 | 0
WT | 35.78 | 35.78 | 35.78 | 30.34 | 10.54 | 10.54
IGCC | 0 | 0 | 0 | 0 | 0 | 0
DemandResponse | 0 | 0 | 0 | 0 | 0 | 0
IGCC-CCS | 0 | 0 | 0 | 0 | 0 | 0
WT_off | 0 | 0 | 0 | 0 | 0 | 0
PseudoUnit | 0 | 0 | 0 | 0 | 0 | 0
FixedInterchange | 0 | 0 | 0 | 0 | 0 | 0
Total Costs by Reporting Type: NEISO
ReportingType | 2015 | 2020 | 2025 | 2030 | 2035 | 2040
BM | 242.17 | 106.24 | 105.66 | 115.91 | 166.54 | 166.54
CC | 2932.2 | 1629.67 | 920.67 | 922.03 | 959.63 | 800.33
CSP | 0 | 0 | 0 | 0 | 0 | 0
CT | 32.5 | 32.24 | 32.24 | 31.31 | 2.17 | 2.17
Coal | 58.34 | 29.15 | 0 | 0 | 0 | 0
Geo | 0 | 0 | 0 | 0 | 0 | 0
H | 46.4 | 46.4 | 47.15 | 47.15 | 47.15 | 47.15
LFG | 76.13 | 76.13 | 76.13 | 92.47 | 86.56 | 86.56
Nuc | 1055.43 | 1120.79 | 1080.11 | 1086.32 | 784.86 | 1150.98
PS | 39.74 | 39.74 | 39.74 | 39.74 | 39.74 | 39.74
PV | 0.03 | 78.33 | 78.33 | 78.33 | 78.33 | 4.92
PeakG | 21.2 | 32.25 | 21.77 | 22.52 | 30.22 | 28.85
PeakO | 1.14 | 1.46 | 1.17 | 1.17 | 1.17 | 1.17
ST | 0 | 0 | 0 | 0 | 0 | 0
STOG | 0 | 0 | 0 | 0 | 0 | 0
STWD | 367.79 | 27.21 | 21.63 | 32.9 | 184.16 | 184.16
WT | 45.78 | 852.85 | 1213 | 1485.68 | 2516.82 | 1896.96
IGCC | 0 | 0 | 0 | 0 | 0 | 0
DemandResponse | 0 | 0 | 0 | 0 | 0 | 0
IGCC-CCS | 0 | 0 | 0 | 0 | 0 | 0
WT_off | 203.81 | 203.81 | 203.81 | 203.81 | 24.98 | 24.98
PseudoUnit | 0 | 0 | 0 | 0 | 0 | 0
FixedInterchange | 0 | 0 | 0 | 0 | 0 | 0
Total Costs by Reporting Type: NonRTO_Midwest
ReportingType | 2015 | 2020 | 2025 | 2030 | 2035 | 2040
BM | 0 | 0 | 0 | 0 | 4684.82 | 5207.26
CC | 1122.91 | 2716.16 | 2873.58 | 3419.06 | 1105.66 | 553.89
CSP | 0 | 0 | 0 | 0 | 0 | 0
CT | 0 | 0 | 0 | 0 | 0 | 0
Coal | 3121.04 | 1654.56 | 641.33 | 397.12 | 437.86 | 390.43
Geo | 0 | 0 | 0 | 0 | 0 | 0
H | 2.04 | 187.99 | 187.99 | 187.99 | 187.99 | 187.99
LFG | 1.69 | 37.8 | 37.8 | 37.8 | 37.8 | 21.19
Nuc | 0.01 | 0.01 | 880.42 | 1032.37 | 1032.4 | 1032.37
PS | 0 | 0 | 0 | 0 | 0 | 0
PV | 0 | 0 | 0 | 0 | 0 | 0
PeakG | 70.98 | 91.84 | 86.13 | 130.46 | 8.19 | 8.19
PeakO | 0.35 | 0.45 | 0.36 | 0.36 | 0 | 0
ST | 0 | 0 | 0 | 0 | 0 | 0
STOG | 0 | 0 | 0 | 0 | 0 | 0
STWD | 0 | 0 | 0 | 0 | 0 | 0
WT | 2.26 | 2.26 | 2.26 | 2.26 | 2.26 | 2.26
IGCC | 0 | 0 | 0 | 0 | 0 | 0
DemandResponse | 0 | 0 | 0 | 0 | 0 | 0
IGCC-CCS | 0 | 0 | 0 | 0 | 0 | 0
WT_off | 0 | 0 | 0 | 0 | 0 | 0
PseudoUnit | 0 | 0 | 0 | 0 | 0 | 0
FixedInterchange | 0 | 0 | 0 | 0 | 0 | 0
Total Costs by Reporting Type: NYISO_A-F
ReportingType | 2015 | 2020 | 2025 | 2030 | 2035 | 2040
BM | 0 | 0 | 0 | 0 | 0 | 0
CC | 593.47 | 484.47 | 172.5 | 191.97 | 205.22 | 42.46
CSP | 0 | 0 | 0 | 0 | 0 | 0
CT | 0 | 0 | 0 | 0 | 0 | 0
Coal | 0 | 0 | 0 | 0 | 0 | 0
Geo | 0 | 0 | 0 | 0 | 0 | 0
H | 62.6 | 62.6 | 62.6 | 62.6 | 62.6 | 62.6
LFG | 21.56 | 21.56 | 21.56 | 37.22 | 36.47 | 36.47
Nuc | 769.17 | 792.88 | 787.44 | 645.82 | 746.25 | 695.88
PS | 33.52 | 33.52 | 33.52 | 33.52 | 33.52 | 33.52
PV | 0 | 0 | 0 | 0 | 0 | 0
PeakG | 3.94 | 5.56 | 5.31 | 5.31 | 5.31 | 5.31
PeakO | 1.14 | 1.46 | 1.17 | 1.17 | 1.17 | 1.17
ST | 0 | 0 | 0 | 0 | 0 | 0
STOG | 0 | 0 | 0 | 0 | 0 | 0
STWD | 2.82 | 3.68 | 2.81 | 4.11 | 26.67 | 27.97
WT | 457.68 | 571.23 | 1763.67 | 2172.69 | 1828.55 | 1734.95
IGCC | 0 | 0 | 0 | 0 | 0 | 0
DemandResponse | 0 | 0 | 0 | 0 | 0 | 0
IGCC-CCS | 0 | 0 | 0 | 0 | 0 | 0
WT_off | 0 | 0 | 0 | 0 | 0 | 0
PseudoUnit | 0 | 0 | 0 | 0 | 0 | 0
FixedInterchange | 0 | 0 | 0 | 0 | 0 | 0
Total Costs by Reporting Type: NYISO_G-I
ReportingType | 2015 | 2020 | 2025 | 2030 | 2035 | 2040
BM | 0 | 0 | 0 | 0 | 0 | 630.08
CC | 249.19 | 142.99 | 150.03 | 124.18 | 130.78 | 124.74
CSP | 0 | 0 | 0 | 0 | 0 | 0
CT | 0 | 0 | 0 | 0 | 0 | 0
Coal | 0 | 0 | 0 | 0 | 0 | 0
Geo | 0 | 0 | 0 | 0 | 0 | 0
H | 0.46 | 0.46 | 0.46 | 0.46 | 0.46 | 0.46
LFG | 7.73 | 7.73 | 7.73 | 24.85 | 24.85 | 24.85
Nuc | 466.19 | 495 | 477.19 | 479.96 | 543.55 | 1313.47
PS | 0 | 0 | 0 | 0 | 0 | 0
PV | 0 | 0 | 0 | 0 | 118.6 | 118.6
PeakG | 1.52 | 2.04 | 1.56 | 1.57 | 1.57 | 1.56
PeakO | 2.55 | 3.25 | 2.61 | 2.61 | 2.61 | 2.61
ST | 0 | 0 | 0 | 0 | 0 | 0
STOG | 0 | 0 | 0 | 0 | 0 | 0
STWD | 0 | 0 | 0 | 0 | 0 | 0
WT | 0 | 9.11 | 55.88 | 55.88 | 55.88 | 48.46
IGCC | 0 | 0 | 0 | 0 | 0 | 0
DemandResponse | 0 | 0 | 0 | 0 | 0 | 0
IGCC-CCS | 0 | 0 | 0 | 0 | 0 | 0
WT_off | 0 | 0 | 0 | 0 | 0 | 0
PseudoUnit | 0 | 0 | 0 | 0 | 0 | 0
FixedInterchange | 0 | 0 | 0 | 0 | 0 | 0
Total Costs by Reporting Type: NYISO_J-K
ReportingType | 2015 | 2020 | 2025 | 2030 | 2035 | 2040
BM | 0 | 0 | 0 | 0 | 0 | 0
CC | 1653.06 | 1529.67 | 1179.21 | 1363.16 | 1434.34 | 992.34
CSP | 0 | 0 | 0 | 0 | 0 | 0
CT | 0 | 0 | 0 | 0 | 0 | 0
Coal | 0 | 0 | 0 | 0 | 0 | 0
Geo | 0 | 0 | 0 | 0 | 0 | 0
H | 0 | 0 | 0 | 0 | 0 | 0
LFG | 14.97 | 14.97 | 14.97 | 35.91 | 35.91 | 35.91
Nuc | 0.01 | 0.01 | 0.01 | 0.03 | 0.07 | 0.07
PS | 0 | 0 | 0 | 0 | 0 | 0
PV | 12.03 | 12.03 | 12.03 | 12.03 | 0.54 | 0.54
PeakG | 58.94 | 84.63 | 65.66 | 73.36 | 96.26 | 106.12
PeakO | 61.69 | 79.16 | 63.78 | 65.02 | 65.02 | 65.02
ST | 0 | 0 | 0 | 0 | 0 | 0
STOG | 178.98 | 225.09 | 230.74 | 252.02 | 179.22 | 166.11
STWD | 0 | 0 | 0 | 0 | 0 | 0
WT | 0 | 0 | 64.22 | 64.22 | 64.22 | 64.22
IGCC | 0 | 0 | 0 | 0 | 0 | 0
DemandResponse | 0 | 0 | 0 | 0 | 0 | 0
IGCC-CCS | 0 | 0 | 0 | 0 | 0 | 0
WT_off | 0 | 0 | 0 | 0 | 1125.05 | 1125.05
PseudoUnit | 0 | 0 | 0 | 0 | 0 | 0
FixedInterchange | 0 | 0 | 0 | 0 | 0 | 0
Total Costs by Reporting Type: PJM_E
ReportingType | 2015 | 2020 | 2025 | 2030 | 2035 | 2040
BM | 13.76 | 14.58 | 17.94 | 29.3 | 29.3 | 309.79
CC | 3478.44 | 4166.41 | 4356.49 | 4239.76 | 4119.29 | 2364.1
CSP | 0 | 0 | 0 | 0 | 0 | 0
CT | 2.48 | 2.73 | 3 | 0 | 0 | 0
Coal | 144.03 | 90.73 | 62.39 | 43.39 | 71.87 | 132.42
Geo | 0 | 0 | 0 | 0 | 0 | 0
H | 3.85 | 3.85 | 3.85 | 3.85 | 3.85 | 3.85
LFG | 58.13 | 58.13 | 65.33 | 89.78 | 89.78 | 89.78
Nuc | 1960.16 | 1864.06 | 1862.64 | 1873.72 | 1345.93 | 2395.82
PS | 9.5 | 9.5 | 9.5 | 9.5 | 9.5 | 9.5
PV | 8.22 | 8.22 | 8.22 | 8.22 | 0.75 | 0.75
PeakG | 82.18 | 131.19 | 128.23 | 138.78 | 143.16 | 159.51
PeakO | 75.92 | 100.78 | 82.41 | 82.41 | 82.41 | 82.41
ST | 0 | 0 | 0 | 0 | 0 | 0
STOG | 138.63 | 171.21 | 181.55 | 17.66 | 0 | 0
STWD | 0 | 0 | 0 | 0 | 0 | 0
WT | 221.79 | 221.79 | 221.79 | 225.28 | 36.14 | 36.14
IGCC | 0 | 0 | 0 | 0 | 0 | 0
DemandResponse | 0 | 0 | 0 | 0 | 0 | 0
IGCC-CCS | 0 | 0 | 0 | 0 | 0 | 0
WT_off | 0 | 0 | 397.12 | 3465.78 | 3465.78 | 3465.78
PseudoUnit | 0 | 0 | 0 | 0 | 0 | 0
FixedInterchange | 0 | 0 | 0 | 0 | 0 | 0
Total Costs by Reporting Type: PJM_ROM
ReportingType | 2015 | 2020 | 2025 | 2030 | 2035 | 2040
BM | 7.66 | 8.15 | 10.17 | 16.98 | 1867.79 | 2121.62
CC | 1544.82 | 1916.61 | 2033.87 | 1822.44 | 1689.69 | 894.27
CSP | 0 | 0 | 0 | 0 | 0 | 0
CT | 1.52 | 1.67 | 1.84 | 1.73 | 0 | 0
Coal | 1195 | 520.71 | 82.42 | 11.17 | 11.17 | 11.17
Geo | 0 | 0 | 0 | 0 | 0 | 0
H | 19.83 | 188.83 | 188.83 | 188.83 | 188.83 | 188.83
LFG | 45.27 | 59.8 | 105.91 | 105.04 | 103.75 | 96.86
Nuc | 1163.94 | 1194.41 | 1192.35 | 1199.5 | 963.59 | 4268.96
PS | 35.92 | 35.92 | 35.92 | 35.92 | 35.92 | 35.92
PV | 0.06 | 343.72 | 521.53 | 561.33 | 564.33 | 257.64
PeakG | 30.83 | 46.11 | 42.86 | 62.7 | 69.32 | 83.47
PeakO | 45.95 | 58.57 | 46.94 | 46.94 | 0 | 0
ST | 0 | 0 | 0 | 0 | 0 | 0
STOG | 212.25 | 246.01 | 288.46 | 323.61 | 0 | 0
STWD | 4.35 | 6.77 | 13.86 | 38.55 | 38.55 | 38.55
WT | 107.4 | 229.86 | 1183.96 | 1167.28 | 1115.08 | 1013.7
IGCC | 0 | 0 | 0 | 0 | 0 | 0
DemandResponse | 0 | 0 | 0 | 0 | 0 | 0
IGCC-CCS | 0 | 0 | 0 | 0 | 0 | 0
WT_off | 0 | 0 | 0 | 3563.76 | 3613.4 | 3850.26
PseudoUnit | 0 | 0 | 0 | 0 | 0 | 0
FixedInterchange | 0 | 0 | 0 | 0 | 0 | 0
Total Costs by Reporting Type: PJM_ROR
ReportingType | 2015 | 2020 | 2025 | 2030 | 2035 | 2040
BM | 163.02 | 173.46 | 216.64 | 362.43 | 9421.33 | 9363.62
CC | 9888.09 | 12575.06 | 13238.33 | 14402.14 | 10557.37 | 3532.31
CSP | 0 | 0 | 0 | 0 | 0 | 0
CT | 2.85 | 2.89 | 3.19 | 3.36 | 0 | 0
Coal | 13745.33 | 9230.85 | 1764.92 | 1301.61 | 1572.08 | 1519.1
Geo | 0 | 0 | 0 | 0 | 0 | 0
H | 26.17 | 151.56 | 151.56 | 151.56 | 151.56 | 151.56
LFG | 71.6 | 189.06 | 189.06 | 185.95 | 182.64 | 127.69
Nuc | 4607.58 | 4731.16 | 4718.65 | 4541.22 | 7466.98 | 19477.01
PS | 73.14 | 73.14 | 73.14 | 73.14 | 73.14 | 73.14
PV | 0.35 | 107.08 | 155.56 | 157.36 | 157.36 | 57.81
PeakG | 410.14 | 585.57 | 488.66 | 559.1 | 530.1 | 586.55
PeakO | 48.69 | 65.15 | 52.22 | 52.22 | 0 | 0
ST | 0 | 0 | 0 | 0 | 0 | 0
STOG | 140.44 | 180.38 | 170.59 | 191.86 | 0 | 0
STWD | 9.18 | 13.76 | 23.55 | 85.03 | 113.43 | 89.82
WT | 1466.49 | 3863.7 | 8487.51 | 8007.06 | 7343.92 | 5368.82
IGCC | 0 | 0 | 0 | 0 | 0 | 0
DemandResponse | 0 | 0 | 0 | 0 | 0 | 0
IGCC-CCS | 0 | 0 | 0 | 0 | 0 | 0
WT_off | 0 | 0 | 0 | 0 | 3531.64 | 3684.99
PseudoUnit | 0 | 0 | 0 | 0 | 0 | 0
FixedInterchange | 0 | 0 | 0 | 0 | 0 | 0
Total Costs by Reporting Type: SOCO
ReportingType | 2015 | 2020 | 2025 | 2030 | 2035 | 2040
BM | 22.59 | 26.32 | 41.79 | 49.96 | 5703.18 | 4711.43
CC | 10025.96 | 13419.78 | 14543.35 | 12156.12 | 5397.11 | 1495.14
CSP | 0 | 0 | 0 | 0 | 0 | 0
CT | 0 | 0 | 0 | 0 | 0 | 0
Coal | 3023.82 | 1435.75 | 609.13 | 640.65 | 461.08 | 526.36
Geo | 0 | 0 | 0 | 0 | 0 | 0
H | 59.74 | 59.74 | 59.74 | 59.74 | 275.83 | 275.83
LFG | 4.47 | 28.35 | 28.35 | 28.35 | 28.35 | 17.54
Nuc | 1355.07 | 2993.98 | 3028.43 | 7028.93 | 12191.41 | 18522.04
PS | 39.76 | 39.76 | 39.76 | 39.76 | 39.76 | 39.76
PV | 0 | 0 | 0 | 441.44 | 441.44 | 441.44
PeakG | 238.54 | 371.78 | 398.56 | 156.67 | 130.08 | 171.09
PeakO | 0 | 0 | 0 | 0 | 0 | 0
ST | 0 | 0 | 0 | 0 | 0 | 0
STOG | 0 | 0 | 0 | 0 | 0 | 0
STWD | 43.96 | 65.76 | 81.53 | 335.38 | 425.48 | 269.96
WT | 0 | 0 | 15.49 | 15.49 | 15.49 | 15.49
IGCC | 0 | 0 | 0 | 0 | 0 | 0
DemandResponse | 0 | 0 | 0 | 0 | 0 | 0
IGCC-CCS | 0 | 0 | 0 | 0 | 0 | 0
WT_off | 0 | 0 | 0 | 0 | 0 | 0
PseudoUnit | 0 | 0 | 0 | 0 | 0 | 0
FixedInterchange | 0 | 0 | 0 | 0 | 0 | 0
Total Costs by Reporting Type: SPP_N
ReportingType | 2015 | 2020 | 2025 | 2030 | 2035 | 2040
BM | 0 | 0 | 0 | 0 | 4699.73 | 4702.21
CC | 949.04 | 1547.48 | 1702.43 | 2028.72 | 1068.11 | 986.53
CSP | 0 | 0 | 0 | 0 | 0 | 0
CT | 0 | 0 | 0 | 0 | 0 | 0
Coal | 3540.83 | 1432.87 | 421.91 | 368.29 | 408.74 | 409.23
Geo | 0 | 0 | 0 | 0 | 0 | 0
H | 0.3 | 0.3 | 0.3 | 0.3 | 0.3 | 0.3
LFG | 0.85 | 0.85 | 0.85 | 21.82 | 21.82 | 21.82
Nuc | 256.73 | 266.63 | 271.39 | 272.98 | 272.98 | 272.98
PS | 0 | 0 | 0 | 0 | 0 | 0
PV | 0 | 0 | 0 | 0 | 0 | 0
PeakG | 75.4 | 117.69 | 105.7 | 115.2 | 105.7 | 105.7
PeakO | 34.89 | 44.84 | 35.94 | 35.94 | 35.94 | 35.94
ST | 0 | 0 | 0 | 0 | 0 | 0
STOG | 82.37 | 70.3 | 72.76 | 110.5 | 0 | 0
STWD | 0 | 0 | 0 | 0 | 0 | 0
WT | 42.04 | 2338.06 | 2338.06 | 2338.05 | 2338.06 | 489.95
IGCC | 0 | 0 | 0 | 0 | 0 | 0
DemandResponse | 0 | 0 | 0 | 0 | 0 | 0
IGCC-CCS | 0 | 0 | 0 | 0 | 0 | 0
WT_off | 0 | 0 | 0 | 0 | 0 | 0
PseudoUnit | 0 | 0 | 0 | 0 | 0 | 0
FixedInterchange | 0 | 0 | 0 | 0 | 0 | 0
Total Costs by Reporting Type: SPP_S
ReportingType | 2015 | 2020 | 2025 | 2030 | 2035 | 2040
BM | 0 | 0 | 0 | 0 | 3784.91 | 3642.17
CC | 2885.33 | 3942.68 | 4775.67 | 5587.12 | 3530.37 | 3889.51
CSP | 0 | 0 | 0 | 0 | 0 | 0
CT | 39.12 | 61.7 | 61.7 | 61.7 | 35.6 | 10.22
Coal | 4816.65 | 1101.54 | 581.84 | 421.27 | 302.46 | 302.46
Geo | 0 | 0 | 0 | 0 | 0 | 0
H | 30.03 | 30.03 | 30.03 | 52.71 | 52.71 | 52.71
LFG | 2.29 | 2.29 | 2.29 | 23.27 | 23.27 | 23.27
Nuc | 0.01 | 0.01 | 0.01 | 501.08 | 501.12 | 501.1
PS | 10.59 | 10.59 | 10.59 | 10.59 | 10.59 | 10.59
PV | 0 | 0 | 0 | 0 | 0 | 0
PeakG | 60.2 | 87.93 | 62.37 | 76.78 | 82.77 | 82.77
PeakO | 3.36 | 4.54 | 3.63 | 3.63 | 3.64 | 3.66
ST | 0 | 0 | 0 | 0 | 0 | 0
STOG | 482.29 | 404.08 | 415.04 | 477.34 | 99.67 | 83.64
STWD | 7.64 | 6.01 | 7.37 | 29.75 | 42.72 | 28.57
WT | 143.58 | 3834.9 | 3834.9 | 3834.9 | 3782.1 | 919.23
IGCC | 0 | 0 | 0 | 0 | 0 | 0
DemandResponse | 0 | 0 | 0 | 0 | 0 | 0
IGCC-CCS | 0 | 0 | 0 | 0 | 0 | 0
WT_off | 0 | 0 | 0 | 0 | 0 | 0
PseudoUnit | 0 | 0 | 0 | 0 | 0 | 0
FixedInterchange | 0 | 0 | 0 | 0 | 0 | 0
Total Costs by Reporting Type: TVA
ReportingType | 2015 | 2020 | 2025 | 2030 | 2035 | 2040
BM | 0 | 0 | 0 | 0 | 6408.91 | 6292.2
CC | 3121.41 | 5382.53 | 6311.33 | 6864.13 | 3013.71 | 953.13
CSP | 0 | 0 | 0 | 0 | 0 | 0
CT | 0 | 0 | 0 | 0 | 0 | 0
Coal | 2524.88 | 1468.27 | 223.09 | 0 | 0 | 0
Geo | 0 | 0 | 0 | 0 | 0 | 0
H | 72.8 | 79.53 | 79.53 | 79.53 | 79.53 | 79.53
LFG | 1.57 | 25.24 | 25.24 | 25.24 | 25.24 | 14.64
Nuc | 2533.71 | 2590.04 | 2579.4 | 2692.35 | 5023.55 | 7736.23
PS | 41.38 | 41.38 | 41.38 | 41.38 | 41.38 | 41.38
PV | 0 | 0 | 0 | 434.74 | 434.74 | 434.74
PeakG | 99.24 | 153.37 | 140.99 | 140.99 | 123.32 | 123.32
PeakO | 1.87 | 2.54 | 1.92 | 2.49 | 0 | 0
ST | 0 | 0 | 0 | 0 | 0 | 0
STOG | 0 | 0 | 0 | 0 | 0 | 0
STWD | 0.32 | 0.36 | 0.44 | 2.54 | 3 | 2.1
WT | 0.99 | 0.99 | 16.36 | 16.36 | 16.36 | 16.36
IGCC | 0 | 0 | 0 | 0 | 0 | 0
DemandResponse | 0 | 0 | 0 | 0 | 0 | 0
IGCC-CCS | 0 | 0 | 0 | 0 | 0 | 0
WT_off | 0 | 0 | 0 | 0 | 0 | 0
PseudoUnit | 0 | 0 | 0 | 0 | 0 | 0
FixedInterchange | 0 | 0 | 0 | 0 | 0 | 0
Total Costs by Reporting Type: TVA_Transmission
ReportingType | 2015 | 2020 | 2025 | 2030 | 2035 | 2040
BM | 0 | 0 | 0 | 0 | 0 | 0
CC | 0 | 0 | 0 | 0 | 0 | 0
CSP | 0 | 0 | 0 | 0 | 0 | 0
CT | 0 | 0 | 0 | 0 | 0 | 0
Coal | 0 | 0 | 0 | 0 | 0 | 0
Geo | 0 | 0 | 0 | 0 | 0 | 0
H | 0 | 0 | 0 | 0 | 0 | 0
LFG | 0 | 0 | 0 | 0 | 0 | 0
Nuc | 0 | 0 | 0 | 0 | 0 | 0
PS | 0 | 0 | 0 | 0 | 0 | 0
PV | 0 | 0 | 0 | 0 | 0 | 0
PeakG | 0 | 0 | 0 | 0 | 0 | 0
PeakO | 0 | 0 | 0 | 0 | 0 | 0
ST | 0 | 0 | 0 | 0 | 0 | 0
STOG | 0 | 0 | 0 | 0 | 0 | 0
STWD | 0 | 0 | 0 | 0 | 0 | 0
WT | 0 | 0 | 0 | 0 | 0 | 0
IGCC | 0 | 0 | 0 | 0 | 0 | 0
DemandResponse | 0 | 0 | 0 | 0 | 0 | 0
IGCC-CCS | 0 | 0 | 0 | 0 | 0 | 0
WT_off | 0 | 0 | 0 | 0 | 0 | 0
PseudoUnit | 0 | 0 | 0 | 0 | 0 | 0
FixedInterchange | 0 | 0 | 0 | 0 | 0 | 0
Total Costs by Reporting Type: VACAR
ReportingType | 2015 | 2020 | 2025 | 2030 | 2035 | 2040
BM | 0.82 | 0.82 | 0.63 | 0.82 | 2634.91 | 5538.8
CC | 7567.31 | 8272.06 | 7757.65 | 5181.53 | 3715.95 | 1589.85
CSP | 0 | 0 | 0 | 0 | 0 | 0
CT | 73.03 | 73.88 | 74.19 | 0 | 0 | 0
Coal | 3645.17 | 2684.62 | 923.62 | 472.24 | 669.68 | 722.26
Geo | 0 | 0 | 0 | 0 | 0 | 0
H | 30.23 | 30.23 | 30.23 | 30.23 | 43.19 | 43.19
LFG | 7.68 | 31.07 | 31.07 | 31.07 | 31.04 | 20.68
Nuc | 2606.17 | 4424.34 | 4396.29 | 4414.98 | 3652.53 | 6698.59
PS | 62.1 | 62.1 | 62.1 | 62.1 | 62.1 | 62.1
PV | 0.24 | 31.19 | 31.69 | 31.87 | 288.22 | 259.5
PeakG | 153.45 | 232.01 | 166.72 | 194.34 | 219.29 | 230.66
PeakO | 36.13 | 46.34 | 37.33 | 0 | 0 | 0
ST | 0 | 0 | 0 | 0 | 0 | 0
STOG | 4.04 | 4.78 | 4.1 | 0 | 0 | 0
STWD | 173.41 | 132.07 | 35.61 | 58.83 | 173.58 | 110.24
WT | 0.14 | 547.54 | 547.54 | 547.54 | 547.42 | 98.34
IGCC | 0 | 0 | 0 | 0 | 0 | 0
DemandResponse | 0 | 0 | 0 | 0 | 0 | 0
IGCC-CCS | 0 | 0 | 0 | 0 | 0 | 0
WT_off | 0.39 | 163.71 | 5335.11 | 12924.21 | 12923.87 | 12784.77
PseudoUnit | 0 | 0 | 0 | 0 | 0 | 0
FixedInterchange | 0 | 0 | 0 | 0 | 0 | 0
Total Costs by Reporting Type: IESO
ReportingType | 2015 | 2020 | 2025 | 2030 | 2035 | 2040
BM | 131.07 | 131.07 | 131.07 | 131.07 | 134.04 | 136.75
CC | 465.79 | 213.35 | 199.27 | 197.58 | 199.78 | 31.42
CSP | 0 | 0 | 0 | 0 | 0 | 0
CT | 44.53 | 44.26 | 44.26 | 44.26 | 0 | 0
Coal | 0 | 0 | 0 | 0 | 0 | 0
Geo | 0 | 0 | 0 | 0 | 0 | 0
H | 123.83 | 123.83 | 123.83 | 123.83 | 123.83 | 197.86
LFG | 17.67 | 17.67 | 17.67 | 17.67 | 14.2 | 14.38
Nuc | 2990.3 | 2997.91 | 3038.61 | 3080.28 | 2836.57 | 3030.7
PS | 2.92 | 2.92 | 2.92 | 2.92 | 2.92 | 2.92
PV | 383.47 | 383.47 | 383.47 | 383.47 | 0.44 | 0.44
PeakG | 0 | 0 | 0 | 0 | 0 | 0
PeakO | 0 | 0 | 0 | 0 | 0 | 0
ST | 0 | 0 | 0 | 0 | 0 | 0
STOG | 0 | 0 | 0 | 0 | 0 | 0
STWD | 5.2 | 4.82 | 4.45 | 6.33 | 6.15 | 44.95
WT | 550.81 | 550.81 | 550.81 | 550.81 | 103.02 | 131.95
IGCC | 0 | 0 | 0 | 0 | 0 | 0
DemandResponse | 0 | 0 | 0 | 0 | 0 | 0
IGCC-CCS | 0 | 0 | 0 | 0 | 0 | 0
WT_off | 0 | 0 | 0 | 0 | 0 | 0
PseudoUnit | 0 | 0 | 0 | 0 | 0 | 0
FixedInterchange | 0 | 0 | 0 | 0 | 0 | 0
Total Costs by Reporting Type: MAPP_CA
ReportingType | 2015 | 2020 | 2025 | 2030 | 2035 | 2040
BM | 0 | 0 | 0 | 0 | 0 | 0
CC | 393.13 | 361.14 | 88.46 | 29.03 | 29.03 | 0
CSP | 0 | 0 | 0 | 0 | 0 | 0
CT | 0 | 0 | 0 | 0 | 0 | 0
Coal | 68.64 | 15.32 | 0 | 0 | 0 | 0
Geo | 0 | 0 | 0 | 0 | 0 | 0
H | 92.24 | 265.49 | 638.17 | 1251.41 | 1251.41 | 1251.41
LFG | 0 | 0 | 0 | 0 | 0 | 0
Nuc | 0.01 | 0.01 | 0.01 | 0.01 | 0.01 | 0.01
PS | 0 | 0 | 0 | 0 | 0 | 0
PV | 0 | 0 | 0 | 0 | 0 | 0
PeakG | 14.8 | 15.23 | 0 | 0 | 0 | 0
PeakO | 0.09 | 0.09 | 0 | 0 | 0 | 0
ST | 0 | 0 | 0 | 0 | 0 | 0
STOG | 6.53 | 5.54 | 0 | 0 | 0 | 0
STWD | 0 | 0 | 0 | 0 | 0 | 0
WT | 77.06 | 77.06 | 77.06 | 77.06 | 0 | 0
IGCC | 0 | 0 | 0 | 0 | 0 | 0
DemandResponse | 0 | 0 | 0 | 0 | 0 | 0
IGCC-CCS | 0 | 0 | 0 | 0 | 0 | 0
WT_off | 0 | 0 | 0 | 0 | 0 | 0
PseudoUnit | 0 | 0 | 0 | 0 | 0 | 0
FixedInterchange | 0 | 0 | 0 | 0 | 0 | 0
Total Costs by Reporting Type: AZ_NM_SNV_Coal
ReportingType | 2015 | 2020 | 2025 | 2030 | 2035 | 2040
BM | 0 | 0 | 0 | 0 | 0 | 0
CC | 0 | 0 | 0 | 0 | 0 | 0
CSP | 0 | 0 | 0 | 0 | 0 | 0
CT | 0 | 0 | 0 | 0 | 0 | 0
Coal | 3124.06 | 3347.37 | 1063.08 | 5.22 | 11.72 | 8.8
Geo | 0 | 0 | 0 | 0 | 0 | 0
H | 0 | 0 | 0 | 0 | 0 | 0
LFG | 0 | 0 | 0 | 0 | 0 | 0
Nuc | 0 | 0 | 0 | 0 | 0 | 0
PS | 0 | 0 | 0 | 0 | 0 | 0
PV | 0 | 0 | 0 | 0 | 0 | 0
PeakG | 0 | 0 | 0 | 0 | 0 | 0
PeakO | 5.77 | 7.38 | 6 | 6 | 6 | 6
ST | 0 | 0 | 0 | 0 | 0 | 0
STOG | 0 | 0 | 0 | 0 | 0 | 0
STWD | 0 | 0 | 0 | 0 | 0 | 0
WT | 0 | 0 | 0 | 0 | 0 | 0
IGCC | 0 | 0 | 0 | 0 | 0 | 0
DemandResponse | 0 | 0 | 0 | 0 | 0 | 0
IGCC-CCS | 0 | 0 | 0 | 0 | 0 | 0
WT_off | 0 | 0 | 0 | 0 | 0 | 0
PseudoUnit | 0 | 0 | 0 | 0 | 0 | 0
FixedInterchange | 0 | 0 | 0 | 0 | 0 | 0
Total Costs by Reporting Type: AZ_NM_SNV_Gas
ReportingType | 2015 | 2020 | 2025 | 2030 | 2035 | 2040
BM | 0 | 0 | 0 | 0 | 0 | 0
CC | 4481.54 | 4191.39 | 5297.26 | 4657.82 | 2376.83 | 1890.28
CSP | 0 | 0 | 0 | 0 | 0 | 0
CT | 68.63 | 68.63 | 68.63 | 68.63 | 0 | 0
Coal | 0 | 0 | 0 | 0 | 0 | 0
Geo | 0 | 0 | 0 | 0 | 0 | 0
H | 0 | 0 | 0 | 0 | 0 | 0
LFG | 0 | 0 | 0 | 0 | 0 | 0
Nuc | 0 | 0 | 0 | 0 | 0 | 0
PS | 0 | 0 | 0 | 0 | 0 | 0
PV | 0 | 0 | 0 | 0 | 0 | 0
PeakG | 63.97 | 93.45 | 74.33 | 87.99 | 87.99 | 87.99
PeakO | 0 | 0 | 0 | 0 | 0 | 0
ST | 0 | 0 | 0 | 0 | 0 | 0
STOG | 0 | 0 | 0 | 0 | 0 | 0
STWD | 0 | 0 | 0 | 0 | 0 | 0
WT | 0 | 0 | 0 | 0 | 0 | 0
IGCC | 0 | 0 | 0 | 0 | 0 | 0
DemandResponse | 0 | 0 | 0 | 0 | 0 | 0
IGCC-CCS | 0 | 0 | 0 | 0 | 0 | 0
WT_off | 0 | 0 | 0 | 0 | 0 | 0
PseudoUnit | 0 | 0 | 0 | 0 | 0 | 0
FixedInterchange | 0 | 0 | 0 | 0 | 0 | 0
Total Costs by Reporting Type: AZ_NM_SNV_NucRenew
ReportingType | 2015 | 2020 | 2025 | 2030 | 2035 | 2040
BM | 0 | 0 | 0 | 0 | 0 | 2486.66
CC | 0 | 0 | 0 | 0 | 0 | 0
CSP | 0 | 0 | 0 | 0 | 0 | 0
CT | 0 | 0 | 0 | 0 | 0 | 0
Coal | 0 | 0 | 0 | 0 | 0 | 0
Geo | 0 | 45.46 | 408.68 | 408.68 | 408.68 | 388.83
H | 44.6 | 44.6 | 44.6 | 44.6 | 44.6 | 44.6
LFG | 0.85 | 14.55 | 14.55 | 14.55 | 14.55 | 8.23
Nuc | 810.72 | 895.93 | 912.19 | 4013.08 | 9078.72 | 9078.72
PS | 5.13 | 5.13 | 5.13 | 5.13 | 5.13 | 5.13
PV | 25.98 | 25.98 | 25.98 | 25.98 | 2.38 | 2.38
PeakG | 0 | 0 | 0 | 0 | 0 | 0
PeakO | 0 | 0 | 0 | 0 | 0 | 0
ST | 86.51 | 212.47 | 272.82 | 233.39 | 345.05 | 247.62
STOG | 0 | 0 | 0 | 0 | 0 | 0
STWD | 12.81 | 9.85 | 12.82 | 12.82 | 12.82 | 10.15
WT | 26.09 | 1817.66 | 1821.3 | 1840.82 | 1832.31 | 372.05
IGCC | 0 | 0 | 0 | 0 | 0 | 0
DemandResponse | 0 | 0 | 0 | 0 | 0 | 0
IGCC-CCS | 0 | 0 | 0 | 0 | 0 | 0
WT_off | 0 | 0 | 0 | 0 | 0 | 0
PseudoUnit | 0 | 0 | 0 | 0 | 0 | 0
FixedInterchange | 0 | 0 | 0 | 0 | 0 | 0
Total Costs by Reporting Type: ERCOT
ReportingType | 2015 | 2020 | 2025 | 2030 | 2035 | 2040
BM | 58.91 | 55.96 | 63.01 | 131.25 | 3061.65 | 2668.2
CC | 13985.49 | 13958.99 | 15817.64 | 16153.98 | 9308.48 | 6769.13
CSP | 0 | 0 | 0 | 0 | 0 | 0
CT | 22.65 | 22.65 | 22.77 | 23.79 | 0 | 0
Coal | 3478.01 | 2213.99 | 1087.01 | 1109.85 | 1019.09 | 1013.07
Geo | 0 | 0 | 0 | 0 | 0 | 0
H | 8.05 | 8.05 | 8.05 | 8.05 | 164.57 | 164.57
LFG | 9.06 | 9.06 | 85.92 | 85.92 | 85.92 | 85.92
Nuc | 1007.36 | 1174.9 | 1203.03 | 4584.94 | 12343.17 | 15062.77
PS | 0 | 0 | 0 | 0 | 0 | 0
PV | 3.56 | 3.56 | 3.56 | 3.56 | 0.25 | 0.25
PeakG | 80.63 | 119.03 | 114.62 | 120 | 125.53 | 124.51
PeakO | 1.29 | 1.86 | 1.53 | 1.53 | 1.53 | 1.53
ST | 0 | 0 | 0 | 0 | 0 | 0
STOG | 841.8 | 898.39 | 714.6 | 360.81 | 0 | 0
STWD | 0 | 0 | 0 | 0 | 0 | 0
WT | 358.14 | 3161.68 | 3168.41 | 3168.4 | 3126.01 | 1352.13
IGCC | 0 | 0 | 0 | 0 | 0 | 0
DemandResponse | 0 | 0 | 0 | 0 | 0 | 0
IGCC-CCS | 0 | 0 | 0 | 0 | 0 | 0
WT_off | 0 | 0 | 0 | 0 | 0 | 0
PseudoUnit | 0 | 0 | 0 | 0 | 0 | 0
FixedInterchange | 0 | 0 | 0 | 0 | 0 | 0
Total Costs by Reporting Type: NP15
ReportingType | 2015 | 2020 | 2025 | 2030 | 2035 | 2040
BM | 0 | 0 | 0 | 0 | 779.88 | 673.54
CC | 3950.26 | 4077.93 | 3967.5 | 2723.27 | 1691.94 | 1237.33
CSP | 0 | 0 | 0 | 0 | 0 | 0
CT | 19.28 | 19.28 | 19.28 | 19.28 | 0 | 0
Coal | 95.99 | 0 | 0 | 0 | 0 | 0
Geo | 100.91 | 100.91 | 284.4 | 284.4 | 284.4 | 284.4
H | 125.7 | 125.7 | 125.7 | 125.7 | 125.7 | 125.7
LFG | 10.26 | 10.26 | 147.07 | 147.07 | 147.07 | 147.07
Nuc | 495.59 | 560.5 | 540.7 | 3815.53 | 5693.19 | 6137.47
PS | 53.58 | 53.58 | 53.58 | 53.58 | 53.58 | 53.58
PV | 2.78 | 2.78 | 2.78 | 2.78 | 0.89 | 197.17
PeakG | 56.04 | 82.34 | 58.1 | 74.01 | 78.49 | 78.49
PeakO | 10.26 | 13.08 | 10.48 | 10.49 | 10.49 | 10.49
ST | 10.38 | 10.38 | 10.38 | 10.38 | 1.86 | 24.14
STOG | 140.18 | 168.84 | 140.36 | 107.24 | 54.58 | 54.58
STWD | 265.97 | 30.98 | 117.89 | 266.24 | 266.24 | 210.04
WT | 56.15 | 641.58 | 2272.85 | 2459.68 | 2515.32 | 2022.58
IGCC | 0 | 0 | 0 | 0 | 0 | 0
DemandResponse | 0 | 0 | 0 | 0 | 0 | 0
IGCC-CCS | 0 | 0 | 0 | 0 | 0 | 0
WT_off | 0 | 0 | 0 | 0 | 0 | 0
PseudoUnit | 0 | 0 | 0 | 0 | 0 | 0
FixedInterchange | 0 | 0 | 0 | 0 | 0 | 0
Total Costs by Reporting Type: NWPP_Coal
ReportingType | 2015 | 2020 | 2025 | 2030 | 2035 | 2040
BM | 0 | 0 | 0 | 0 | 0 | 0
CC | 0 | 0 | 0 | 0 | 0 | 0
CSP | 0 | 0 | 0 | 0 | 0 | 0
CT | 0 | 0 | 0 | 0 | 0 | 0
Coal | 2926.71 | 2795 | 187.39 | 146.39 | 94.71 | 61.95
Geo | 0 | 0 | 0 | 0 | 0 | 0
H | 0 | 0 | 0 | 0 | 0 | 0
LFG | 0 | 0 | 0 | 0 | 0 | 0
Nuc | 0 | 0 | 0 | 0 | 0 | 0
PS | 0 | 0 | 0 | 0 | 0 | 0
PV | 0 | 0 | 0 | 0 | 0 | 0
PeakG | 0 | 0 | 0 | 0 | 0 | 0
PeakO | 0 | 0 | 0 | 0 | 0 | 0
ST | 0 | 0 | 0 | 0 | 0 | 0
STOG | 0 | 0 | 0 | 0 | 0 | 0
STWD | 0 | 0 | 0 | 0 | 0 | 0
WT | 0 | 0 | 0 | 0 | 0 | 0
IGCC | 0 | 0 | 0 | 0 | 0 | 0
DemandResponse | 0 | 0 | 0 | 0 | 0 | 0
IGCC-CCS | 0 | 0 | 0 | 0 | 0 | 0
WT_off | 0 | 0 | 0 | 0 | 0 | 0
PseudoUnit | 0 | 0 | 0 | 0 | 0 | 0
FixedInterchange | 0 | 0 | 0 | 0 | 0 | 0
Total Costs by Reporting Type: NWPP_Gas
ReportingType | 2015 | 2020 | 2025 | 2030 | 2035 | 2040
BM | 0 | 0 | 0 | 0 | 0 | 0
CC | 2701.6 | 3159.21 | 2867.89 | 2291.59 | 159.26 | 32.6
CSP | 0 | 0 | 0 | 0 | 0 | 0
CT | 14.02 | 14.02 | 14.02 | 14.02 | 0 | 0
Coal | 0 | 0 | 0 | 0 | 0 | 0
Geo | 0 | 0 | 0 | 0 | 0 | 0
H | 0 | 0 | 0 | 0 | 0 | 0
LFG | 0 | 0 | 0 | 0 | 0 | 0
Nuc | 0 | 0 | 0 | 0 | 0 | 0
PS | 0 | 0 | 0 | 0 | 0 | 0
PV | 0 | 0 | 0 | 0 | 0 | 0
PeakG | 0 | 0 | 0 | 0 | 0 | 0
PeakO | 0 | 0 | 0 | 0 | 0 | 0
ST | 0 | 0 | 0 | 0 | 0 | 0
STOG | 0 | 0 | 0 | 0 | 0 | 0
STWD | 0 | 0 | 0 | 0 | 0 | 0
WT | 0 | 0 | 0 | 0 | 0 | 0
IGCC | 0 | 0 | 0 | 0 | 0 | 0
DemandResponse | 0 | 0 | 0 | 0 | 0 | 0
IGCC-CCS | 0 | 0 | 0 | 0 | 0 | 0
WT_off | 0 | 0 | 0 | 0 | 0 | 0
PseudoUnit | 0 | 0 | 0 | 0 | 0 | 0
FixedInterchange | 0 | 0 | 0 | 0 | 0 | 0
Total Costs by Reporting Type: NWPP_NucRenew
ReportingType | 2015 | 2020 | 2025 | 2030 | 2035 | 2040
BM | 12.7 | 30.56 | 25.56 | 30.56 | 1400.02 | 3036.4
CC | 0 | 0 | 0 | 0 | 0 | 0
CSP | 0 | 0 | 0 | 0 | 0 | 0
CT | 0 | 0 | 0 | 0 | 0 | 0
Coal | 0 | 0 | 0 | 0 | 0 | 0
Geo | 55.51 | 55.51 | 177.43 | 164.66 | 164.66 | 164.66
H | 480.54 | 480.54 | 564.04 | 564.04 | 564.04 | 564.04
LFG | 18.27 | 18.27 | 72.48 | 72.48 | 69.76 | 69.76
Nuc | 256.71 | 258.17 | 262.7 | 1771.05 | 3056.91 | 3117.37
PS | 6.12 | 6.12 | 6.12 | 6.12 | 6.12 | 6.12
PV | 0.04 | 0.04 | 0.04 | 0.04 | 0.04 | 106.62
PeakG | 0 | 0 | 0 | 0 | 0 | 0
PeakO | 0 | 0 | 0 | 0 | 0 | 0
ST | 0 | 0 | 0 | 0 | 0 | 0.81
STOG | 0 | 0 | 0 | 0 | 0 | 0
STWD | 17.98 | 22.9 | 164.89 | 329.12 | 329.12 | 164.89
WT | 375.8 | 1066.44 | 3818.3 | 3898.78 | 3752.1 | 3494.03
IGCC | 0 | 0 | 0 | 0 | 0 | 0
DemandResponse | 0 | 0 | 0 | 0 | 0 | 0
IGCC-CCS | 0 | 0 | 0 | 0 | 0 | 0
WT_off | 0 | 0 | 0 | 0 | 0 | 0
PseudoUnit | 0 | 0 | 0 | 0 | 0 | 0
FixedInterchange | 0 | 0 | 0 | 0 | 0 | 0
Total Costs by Reporting Type: RMPA
ReportingType | 2015 | 2020 | 2025 | 2030 | 2035 | 2040
BM | 0 | 0 | 0 | 0 | 1242.06 | 1583.59
CC | 739.41 | 748.11 | 1192.2 | 1035.99 | 507.82 | 479.46
CSP | 0 | 0 | 0 | 0 | 0 | 0
CT | 16.21 | 16.21 | 16.21 | 16.21 | 0 | 0
Coal | 2918.73 | 2906.85 | 736.2 | 442.16 | 332.34 | 276.26
Geo | 0 | 137.47 | 728.88 | 728.88 | 728.88 | 668.6
H | 13.99 | 13.99 | 13.99 | 13.99 | 13.99 | 13.99
LFG | 1.05 | 7.57 | 7.57 | 7.57 | 7.42 | 4.42
Nuc | 0.01 | 0.01 | 278.28 | 1704.65 | 1704.65 | 1704.63
PS | 13.37 | 13.37 | 13.37 | 13.37 | 13.37 | 13.37
PV | 0.56 | 0.56 | 0.56 | 0.56 | 0.31 | 0.31
PeakG | 48.87 | 72.26 | 50.7 | 61.6 | 70.13 | 69.81
PeakO | 0 | 0 | 0 | 0 | 0 | 0
ST | 0.91 | 106.19 | 106.19 | 107.65 | 106.93 | 25.19
STOG | 0 | 0 | 0 | 0 | 0 | 0
STWD | 0 | 0 | 0 | 0 | 0 | 0
WT | 169.21 | 713.79 | 713.79 | 792.39 | 690.87 | 265.81
IGCC | 0 | 0 | 0 | 0 | 0 | 0
DemandResponse | 0 | 0 | 0 | 0 | 0 | 0
IGCC-CCS | 0 | 0 | 0 | 0 | 0 | 0
WT_off | 0 | 0 | 0 | 0 | 0 | 0
PseudoUnit | 0 | 0 | 0 | 0 | 0 | 0
FixedInterchange | 0 | 0 | 0 | 0 | 0 | 0
Total Costs by Reporting Type: SP15
ReportingType | 2015 | 2020 | 2025 | 2030 | 2035 | 2040
BM | 5.87 | 4.59 | 5.87 | 5.87 | 626.69 | 542.07
CC | 5534.81 | 5243.11 | 5440.49 | 6190.82 | 3858.28 | 2933.09
CSP | 0 | 0 | 0 | 0 | 0 | 0
CT | 0 | 0 | 0 | 0 | 0 | 0
Coal | 82.24 | 55.13 | 2.92 | 0 | 0 | 0
Geo | 97.09 | 504.64 | 504.64 | 497.82 | 497.82 | 328.75
H | 16.57 | 16.57 | 16.57 | 16.57 | 16.57 | 16.57
LFG | 28.13 | 129.41 | 163.71 | 163.58 | 162.54 | 111.59
Nuc | 508.22 | 539.82 | 519.92 | 522.86 | 836.23 | 3582.33
PS | 34.19 | 34.19 | 34.19 | 34.19 | 34.19 | 34.19
PV | 2.97 | 2.97 | 2.97 | 2.97 | 1.87 | 1.87
PeakG | 76.73 | 111.44 | 93.22 | 103.59 | 103.59 | 103.59
PeakO | 1.47 | 1.91 | 1.53 | 1.53 | 1.53 | 1.53
ST | 158.2 | 158.2 | 685.15 | 789.97 | 774.85 | 1033.79
STOG | 391.21 | 332.79 | 291.43 | 305.3 | 234.39 | 225.01
STWD | 68.43 | 11.88 | 51.37 | 68.5 | 68.5 | 54.08
WT | 189.22 | 2752.76 | 2752.76 | 2752.76 | 2634.64 | 469.14
IGCC | 0 | 0 | 0 | 0 | 0 | 0
DemandResponse | 0 | 0 | 0 | 0 | 0 | 0
IGCC-CCS | 0 | 0 | 0 | 0 | 0 | 0
WT_off | 0 | 0 | 0 | 0 | 0 | 0
PseudoUnit | 0 | 0 | 0 | 0 | 0 | 0
FixedInterchange | 0 | 0 | 0 | 0 | 0 | 0
Total Costs by Reporting Type: ALB
ReportingType | 2015 | 2020 | 2025 | 2030 | 2035 | 2040
BM | 0 | 0 | 0 | 0 | 0 | 0
CC | 885.17 | 1089.21 | 1332.63 | 8.37 | 9.12 | 10.36
CSP | 0 | 0 | 0 | 0 | 0 | 0
CT | 18.05 | 18.05 | 18.05 | 18.05 | 0.48 | 0.48
Coal | 2152.26 | 2681.67 | 3702.77 | 162.31 | 162.31 | 162.31
Geo | 0 | 0 | 0 | 0 | 0 | 0
H | 12.99 | 12.99 | 12.99 | 12.99 | 12.99 | 12.99
LFG | 1.21 | 1.21 | 1.21 | 1.21 | 1.21 | 1.21
Nuc | 0.01 | 0.01 | 0.02 | 6478.61 | 6693.1 | 6702.82
PS | 0 | 0 | 0 | 0 | 0 | 0
PV | 0 | 0 | 0 | 0 | 0 | 0
PeakG | 16.5 | 16.5 | 16.5 | 16.5 | 23.24 | 24.04
PeakO | 0 | 0 | 0 | 0 | 0 | 0
ST | 0 | 0 | 0 | 0 | 0 | 0
STOG | 0 | 0 | 0 | 0 | 0 | 0
STWD | 5.58 | 68.35 | 93.47 | 93.47 | 93.47 | 93.47
WT | 24.68 | 24.68 | 43.4 | 43.4 | 41.68 | 41.68
IGCC | 0 | 0 | 0 | 0 | 0 | 0
DemandResponse | 0 | 0 | 0 | 0 | 0 | 0
IGCC-CCS | 0 | 0 | 0 | 0 | 0 | 0
WT_off | 0 | 0 | 0 | 0 | 0 | 0
PseudoUnit | 0 | 0 | 0 | 0 | 0 | 0
FixedInterchange | 0 | 0 | 0 | 0 | 0 | 0
Total Costs by Reporting Type: BC
ReportingType | 2015 | 2020 | 2025 | 2030 | 2035 | 2040
BM | 0 | 0 | 0 | 0 | 0 | 0
CC | 237.64 | 275.09 | 327.51 | 294.54 | 51.59 | 6.1
CSP | 0 | 0 | 0 | 0 | 0 | 0
CT | 0 | 0 | 0 | 0 | 0 | 0
Coal | 0 | 0 | 0 | 0 | 0 | 0
Geo | 0 | 0 | 0 | 0 | 0 | 0
H | 173.22 | 173.22 | 173.22 | 173.22 | 173.22 | 173.22
LFG | 2.9 | 2.9 | 2.9 | 2.9 | 2.9 | 2.9
Nuc | 0.01 | 0.01 | 0.01 | 536.33 | 894.72 | 894.69
PS | 0 | 0 | 0 | 0 | 0 | 0
PV | 0 | 0 | 0 | 0 | 0 | 0
PeakG | 0 | 0 | 0 | 0 | 0 | 0
PeakO | 0 | 0 | 0 | 0 | 0 | 0
ST | 0 | 0 | 0 | 0 | 0 | 0
STOG | 0 | 0 | 0 | 0 | 0 | 0
STWD | 16.34 | 184.93 | 251.36 | 296.27 | 296.27 | 296.27
WT | 35.12 | 35.12 | 67.22 | 67.22 | 39.63 | 39.63
IGCC | 0 | 0 | 0 | 0 | 0 | 0
DemandResponse | 0 | 0 | 0 | 0 | 0 | 0
IGCC-CCS | 0 | 0 | 0 | 0 | 0 | 0
WT_off | 0 | 0 | 0 | 0 | 0 | 0
PseudoUnit | 0 | 0 | 0 | 0 | 0 | 0
FixedInterchange | 0 | 0 | 0 | 0 | 0 | 0
Total Costs by Reporting Type: HQ_IESO
ReportingType | 2015 | 2020 | 2025 | 2030 | 2035 | 2040
BM | 0 | 0 | 0 | 0 | 0 | 0
CC | 0 | 0 | 0 | 0 | 0 | 0
CSP | 0 | 0 | 0 | 0 | 0 | 0
CT | 0 | 0 | 0 | 0 | 0 | 0
Coal | 0 | 0 | 0 | 0 | 0 | 0
Geo | 0 | 0 | 0 | 0 | 0 | 0
H | 0 | 0 | 0 | 0 | 0 | 0
LFG | 0 | 0 | 0 | 0 | 0 | 0
Nuc | 0.01 | 0.01 | 0.01 | 0.01 | 0.01 | 0.01
PS | 0 | 0 | 0 | 0 | 0 | 0
PV | 0 | 0 | 0 | 0 | 0 | 0
PeakG | 0 | 0 | 0 | 0 | 0 | 0
PeakO | 0 | 0 | 0 | 0 | 0 | 0
ST | 0 | 0 | 0 | 0 | 0 | 0
STOG | 0 | 0 | 0 | 0 | 0 | 0
STWD | 0 | 0 | 0 | 0 | 0 | 0
WT | 0 | 0 | 0 | 0 | 0 | 0
IGCC | 0 | 0 | 0 | 0 | 0 | 0
DemandResponse | 0 | 0 | 0 | 0 | 0 | 0
IGCC-CCS | 0 | 0 | 0 | 0 | 0 | 0
WT_off | 0 | 0 | 0 | 0 | 0 | 0
PseudoUnit | 0 | 0 | 0 | 0 | 0 | 25.72
FixedInterchange | 0 | 0 | 0 | 0 | 0 | 0
Total Costs by Reporting Type: HQ_NEISO
ReportingType | 2015 | 2020 | 2025 | 2030 | 2035 | 2040
BM | 0 | 0 | 0 | 0 | 0 | 0
CC | 0 | 0 | 0 | 0 | 0 | 0
CSP | 0 | 0 | 0 | 0 | 0 | 0
CT | 0 | 0 | 0 | 0 | 0 | 0
Coal | 0 | 0 | 0 | 0 | 0 | 0
Geo | 0 | 0 | 0 | 0 | 0 | 0
H | 0 | 0 | 0 | 0 | 0 | 0
LFG | 0 | 0 | 0 | 0 | 0 | 0
Nuc | 0.01 | 0.01 | 0.01 | 0.01 | 0.04 | 0.04
PS | 0 | 0 | 0 | 0 | 0 | 0
PV | 0 | 0 | 0 | 0 | 0 | 0
PeakG | 0 | 0 | 0 | 0 | 0 | 0
PeakO | 0 | 0 | 0 | 0 | 0 | 0
ST | 0 | 0 | 0 | 0 | 0 | 0
STOG | 0 | 0 | 0 | 0 | 0 | 0
STWD | 0 | 0 | 0 | 0 | 0 | 0
WT | 0 | 0 | 0 | 0 | 0 | 0
IGCC | 0 | 0 | 0 | 0 | 0 | 0
DemandResponse | 0 | 0 | 0 | 0 | 0 | 0
IGCC-CCS | 0 | 0 | 0 | 0 | 0 | 0
WT_off | 0 | 0 | 0 | 0 | 0 | 0
PseudoUnit | 0 | 141.97 | 419.24 | 419.24 | 419.24 | 419.24
FixedInterchange | 0 | 0 | 0 | 0 | 0 | 0
Total Costs by Reporting Type: HQ_NY
ReportingType | 2015 | 2020 | 2025 | 2030 | 2035 | 2040
BM | 0 | 0 | 0 | 0 | 0 | 0
CC | 0 | 0 | 0 | 0 | 0 | 0
CSP | 0 | 0 | 0 | 0 | 0 | 0
CT | 0 | 0 | 0 | 0 | 0 | 0
Coal | 0 | 0 | 0 | 0 | 0 | 0
Geo | 0 | 0 | 0 | 0 | 0 | 0
H | 0 | 0 | 0 | 0 | 0 | 0
LFG | 0 | 0 | 0 | 0 | 0 | 0
Nuc | 0.01 | 0.01 | 0.01 | 0.01 | 0.04 | 0.05
PS | 0 | 0 | 0 | 0 | 0 | 0
PV | 0 | 0 | 0 | 0 | 0 | 0
PeakG | 0 | 0 | 0 | 0 | 0 | 0
PeakO | 0 | 0 | 0 | 0 | 0 | 0
ST | 0 | 0 | 0 | 0 | 0 | 0
STOG | 0 | 0 | 0 | 0 | 0 | 0
STWD | 0 | 0 | 0 | 0 | 0 | 0
WT | 0 | 0 | 0 | 0 | 0 | 0
IGCC | 0 | 0 | 0 | 0 | 0 | 0
DemandResponse | 0 | 0 | 0 | 0 | 0 | 0
IGCC-CCS | 0 | 0 | 0 | 0 | 0 | 0
WT_off | 0 | 0 | 0 | 0 | 0 | 0
PseudoUnit | 0 | 725.03 | 725.03 | 725.03 | 725.03 | 725.03
FixedInterchange | 0 | 0 | 0 | 0 | 0 | 0
Total Costs by Reporting Type: MARITIMES
ReportingType | 2015 | 2020 | 2025 | 2030 | 2035 | 2040
BM | 0 | 0 | 0 | 0 | 0 | 0
CC | 0 | 0 | 0 | 0 | 0 | 0
CSP | 0 | 0 | 0 | 0 | 0 | 0
CT | 0 | 0 | 0 | 0 | 0 | 0
Coal | 0 | 0 | 0 | 0 | 0 | 0
Geo | 0 | 0 | 0 | 0 | 0 | 0
H | 0 | 0 | 0 | 0 | 0 | 0
LFG | 0 | 0 | 0 | 0 | 0 | 0
Nuc | 0.01 | 0.01 | 0.01 | 0.01 | 0.04 | 0.04
PS | 0 | 0 | 0 | 0 | 0 | 0
PV | 0 | 0 | 0 | 0 | 0 | 0
PeakG | 0 | 0 | 0 | 0 | 0 | 0
PeakO | 0 | 0 | 0 | 0 | 0 | 0
ST | 0 | 0 | 0 | 0 | 0 | 0
STOG | 0 | 0 | 0 | 0 | 0 | 0
STWD | 0 | 0 | 0 | 0 | 0 | 0
WT | 0 | 0 | 0 | 0 | 0 | 0
IGCC | 0 | 0 | 0 | 0 | 0 | 0
DemandResponse | 0 | 0 | 0 | 0 | 0 | 0
IGCC-CCS | 0 | 0 | 0 | 0 | 0 | 0
WT_off | 0 | 0 | 0 | 0 | 0 | 0
PseudoUnit | 0 | 141.97 | 141.97 | 141.97 | 141.97 | 141.97
FixedInterchange | 0 | 0 | 0 | 0 | 0 | 0
Total Costs by Reporting Type: All
ReportingType | 2015 | 2020 | 2025 | 2030 | 2035 | 2040
BM | 658.57 | 551.75 | 618.32 | 874.16 | 68227.99 | 84492.16
CC | 105521.76 | 130278.22 | 140252.35 | 132412.67 | 79440.8 | 46693.18
CSP | 0 | 0 | 0 | 0 | 0 | 0
CT | 647.11 | 718.23 | 736.02 | 605.21 | 53.92 | 31.03
Coal | 73907.16 | 40586.75 | 16130.54 | 9010.27 | 9176.91 | 9354.67
Geo | 257.46 | 847.94 | 2107.99 | 2088.4 | 2088.4 | 1839.21
H | 1511 | 2350.79 | 2974.72 | 3610.65 | 4003.21 | 4077.24
LFG | 523.59 | 974.15 | 1486.06 | 1650.37 | 1631.69 | 1418.96
Nuc | 27257.77 | 31446.65 | 35283.51 | 68864.37 | 100015.84 | 142292.57
PS | 517.25 | 517.25 | 517.25 | 517.25 | 517.25 | 517.25
PV | 441.11 | 1015.78 | 1249.2 | 4468.2 | 4413.94 | 4194.74
PeakG | 2315.07 | 3362.36 | 2814.21 | 2992.28 | 2852.25 | 2995.95
PeakO | 538.29 | 706.25 | 524.84 | 462.68 | 360.68 | 360.7
ST | 256 | 487.24 | 1074.54 | 1141.4 | 1228.69 | 1331.54
STOG | 2960.37 | 3086.77 | 2710.37 | 2372.72 | 567.87 | 529.34
STWD | 1144.19 | 678.45 | 1073.24 | 2033.24 | 2634.54 | 2019.25
WT | 5764.26 | 32731.63 | 45021.96 | 45598.17 | 43549.74 | 22610.19
IGCC | 464.4 | 468.82 | 300.3 | 248.23 | 245.48 | 245.48
DemandResponse | 0 | 0 | 0 | 0 | 0 | 0
IGCC-CCS | 0 | 0 | 0 | 0 | 0 | 0
WT_off | 204.2 | 367.52 | 5936.05 | 20157.56 | 24684.73 | 24935.83
PseudoUnit | 0 | 1008.98 | 1286.25 | 1286.25 | 1286.25 | 1311.97
FixedInterchange | 0 | 0 | 0 | 0 | 0 | 0
Total Costs by Reporting Type: EI_US
ReportingType | 2015 | 2020 | 2025 | 2030 | 2035 | 2040
BM | 450.03 | 329.57 | 392.82 | 575.41 | 60983.64 | 73364.95
CC | 72146.92 | 96960.68 | 103721.5 | 98829.66 | 61248.67 | 33303.43
CSP | 0 | 0 | 0 | 0 | 0 | 0
CT | 443.73 | 515.12 | 532.79 | 400.96 | 53.44 | 30.55
Coal | 59060.53 | 26571.43 | 9351.17 | 7144.34 | 7556.75 | 7832.28
Geo | 3.95 | 3.95 | 3.95 | 3.95 | 3.95 | 3.95
H | 419.29 | 1085.82 | 1253.57 | 1276.26 | 1512.29 | 1512.29
LFG | 434.21 | 763.26 | 972.98 | 1137.41 | 1126.13 | 973.5
Nuc | 21188.81 | 25019.36 | 28528.03 | 42357.01 | 56878.55 | 92981.04
PS | 401.94 | 401.94 | 401.94 | 401.94 | 401.94 | 401.94
PV | 21.75 | 596.41 | 829.84 | 4048.83 | 4407.76 | 3885.71
PeakG | 1957.53 | 2852.11 | 2406.74 | 2528.6 | 2363.29 | 2507.52
PeakO | 519.42 | 681.93 | 505.3 | 443.13 | 341.14 | 341.16
ST | 0 | 0 | 0 | 0 | 0 | 0
STOG | 1580.66 | 1681.22 | 1563.98 | 1599.36 | 278.9 | 249.74
STWD | 751.88 | 344.75 | 376.98 | 960.48 | 1561.96 | 1145.4
WT | 3901.97 | 21890.04 | 29736.06 | 29946.84 | 28814.16 | 14421.19
IGCC | 464.4 | 468.82 | 300.3 | 248.23 | 245.48 | 245.48
DemandResponse | 0 | 0 | 0 | 0 | 0 | 0
IGCC-CCS | 0 | 0 | 0 | 0 | 0 | 0
WT_off | 204.2 | 367.52 | 5936.05 | 20157.56 | 24684.73 | 24935.83
PseudoUnit | 0 | 1008.98 | 1286.25 | 1286.25 | 1286.25 | 1286.25
FixedInterchange | 0 | 0 | 0 | 0 | 0 | 0
Total Costs by Reporting Type: EI_Canada
ReportingType | 2015 | 2020 | 2025 | 2030 | 2035 | 2040
BM | 131.07 | 131.07 | 131.07 | 131.07 | 134.04 | 136.75
CC | 858.92 | 574.49 | 287.73 | 226.62 | 228.81 | 31.42
CSP | 0 | 0 | 0 | 0 | 0 | 0
CT | 44.53 | 44.26 | 44.26 | 44.26 | 0 | 0
Coal | 68.64 | 15.32 | 0 | 0 | 0 | 0
Geo | 0 | 0 | 0 | 0 | 0 | 0
H | 216.06 | 389.32 | 762 | 1375.24 | 1375.24 | 1449.28
LFG | 17.67 | 17.67 | 17.67 | 17.67 | 14.2 | 14.38
Nuc | 2990.32 | 2997.94 | 3038.63 | 3080.31 | 2836.59 | 3030.72
PS | 2.92 | 2.92 | 2.92 | 2.92 | 2.92 | 2.92
PV | 383.47 | 383.47 | 383.47 | 383.47 | 0.44 | 0.44
PeakG | 14.8 | 15.23 | 0 | 0 | 0 | 0
PeakO | 0.09 | 0.09 | 0 | 0 | 0 | 0
ST | 0 | 0 | 0 | 0 | 0 | 0
STOG | 6.53 | 5.54 | 0 | 0 | 0 | 0
STWD | 5.2 | 4.82 | 4.45 | 6.33 | 6.15 | 44.95
WT | 627.87 | 627.87 | 627.87 | 627.87 | 103.02 | 131.95
IGCC | 0 | 0 | 0 | 0 | 0 | 0
DemandResponse | 0 | 0 | 0 | 0 | 0 | 0
IGCC-CCS | 0 | 0 | 0 | 0 | 0 | 0
WT_off | 0 | 0 | 0 | 0 | 0 | 0
PseudoUnit | 0 | 0 | 0 | 0 | 0 | 25.72
FixedInterchange | 0 | 0 | 0 | 0 | 0 | 0
Total Costs by Reporting Type: EI
ReportingType | 2015 | 2020 | 2025 | 2030 | 2035 | 2040
BM | 581.1 | 460.64 | 523.88 | 706.48 | 61117.68 | 73501.7
CC | 73005.84 | 97535.17 | 104009.23 | 99056.28 | 61477.47 | 33334.85
CSP | 0 | 0 | 0 | 0 | 0 | 0
CT | 488.26 | 559.38 | 577.05 | 445.22 | 53.44 | 30.55
Coal | 59129.17 | 26586.75 | 9351.17 | 7144.34 | 7556.75 | 7832.28
Geo | 3.95 | 3.95 | 3.95 | 3.95 | 3.95 | 3.95
H | 635.35 | 1475.14 | 2015.57 | 2651.5 | 2887.53 | 2961.57
LFG | 451.88 | 780.93 | 990.65 | 1155.09 | 1140.33 | 987.88
Nuc | 24179.13 | 28017.3 | 31566.66 | 45437.32 | 59715.15 | 96011.76
PS | 404.86 | 404.86 | 404.86 | 404.86 | 404.86 | 404.86
PV | 405.22 | 979.89 | 1213.31 | 4432.31 | 4408.2 | 3886.15
PeakG | 1972.32 | 2867.35 | 2406.74 | 2528.6 | 2363.29 | 2507.52
PeakO | 519.51 | 682.02 | 505.3 | 443.13 | 341.14 | 341.16
ST | 0 | 0 | 0 | 0 | 0 | 0
STOG | 1587.18 | 1686.75 | 1563.98 | 1599.36 | 278.9 | 249.74
STWD | 757.08 | 349.57 | 381.43 | 966.82 | 1568.11 | 1190.35
WT | 4529.84 | 22517.91 | 30363.93 | 30574.71 | 28917.18 | 14553.13
IGCC | 464.4 | 468.82 | 300.3 | 248.23 | 245.48 | 245.48
DemandResponse | 0 | 0 | 0 | 0 | 0 | 0
IGCC-CCS | 0 | 0 | 0 | 0 | 0 | 0
WT_off | 204.2 | 367.52 | 5936.05 | 20157.56 | 24684.73 | 24935.83
PseudoUnit | 0 | 1008.98 | 1286.25 | 1286.25 | 1286.25 | 1311.97
FixedInterchange | 0 | 0 | 0 | 0 | 0 | 0
Total Costs by Reporting Type: Outside_EI
ReportingType | 2015 | 2020 | 2025 | 2030 | 2035 | 2040
BM | 77.47 | 91.11 | 94.44 | 167.68 | 7110.31 | 10990.46
CC | 32515.93 | 32743.05 | 36243.12 | 33356.39 | 17963.32 | 13358.33
CSP | 0 | 0 | 0 | 0 | 0 | 0
CT | 158.85 | 158.85 | 158.97 | 159.99 | 0.48 | 0.48
Coal | 14778 | 14000 | 6779.37 | 1865.93 | 1620.16 | 1522.39
Geo | 253.5 | 843.99 | 2104.04 | 2084.45 | 2084.45 | 1835.25
H | 875.65 | 875.65 | 959.15 | 959.15 | 1115.67 | 1115.67
LFG | 71.71 | 193.22 | 495.41 | 495.28 | 491.36 | 431.08
Nuc | 3078.63 | 3429.35 | 3716.85 | 23427.05 | 40300.69 | 46280.8
PS | 112.39 | 112.39 | 112.39 | 112.39 | 112.39 | 112.39
PV | 35.89 | 35.89 | 35.89 | 35.89 | 5.74 | 308.59
PeakG | 342.75 | 495.01 | 407.47 | 463.68 | 488.97 | 488.43
PeakO | 18.79 | 24.23 | 19.54 | 19.54 | 19.54 | 19.54
ST | 256 | 487.24 | 1074.54 | 1141.4 | 1228.69 | 1331.54
STOG | 1373.19 | 1400.02 | 1146.39 | 773.35 | 288.97 | 279.59
STWD | 387.1 | 328.89 | 691.81 | 1066.43 | 1066.43 | 828.9
WT | 1234.41 | 10213.73 | 14658.03 | 15023.46 | 14632.57 | 8057.05
IGCC | 0 | 0 | 0 | 0 | 0 | 0
DemandResponse | 0 | 0 | 0 | 0 | 0 | 0
IGCC-CCS | 0 | 0 | 0 | 0 | 0 | 0
WT_off | 0 | 0 | 0 | 0 | 0 | 0
PseudoUnit | 0 | 0 | 0 | 0 | 0 | 0
FixedInterchange | 0 | 0 | 0 | 0 | 0 | 0
#15 A | RPS Generation Compliance Payments ($)
RPS Program | 2015 | 2020 | 2025 | 2030 | 2035 | 2040
NEISO | 2.16 | 0 | 0 | 0 | 0 | 0
CA | 1658.41 | 0 | 0 | 0 | 0 | 0
NWPP | 0 | 0 | 0 | 0 | 0 | 0
PJM | 0 | 0 | 0 | 0 | 0 | 0
US | 0 | 0 | 0 | 0 | 0 | 0
PJM_Solar | 361.86 | 0 | 0 | 0 | 0 | 0
MA_Solar | 160.47 | 0 | 0 | 0 | 0 | 0
NH_Solar | 10.81 | 0 | 0 | 0 | 0 | 0
MRETS_Solar | 0 | 0 | 0 | 0 | 0 | 0
AZNMSNV | 211.66 | 0 | 0 | 0 | 0 | 0
AZNMSNV_Solar | 52.24 | 0 | 0 | 0 | 0 | 0
MRETS | 0 | 0 | 0 | 0 | 0 | 0
MI | 37.21 | 0 | 0 | 0 | 0 | 0
Ohio | 0 | 0 | 0 | 0 | 0 | 0
Ohio_Solar | 52.28 | 0 | 0 | 0 | 0 | 0
MOKSOKNE | 162.15 | 0 | 0 | 0 | 0 | 0
MO_Solar | 28.72 | 0 | 0 | 0 | 0 | 0
NC | 785.41 | 0 | 0 | 0 | 0 | 0
NC_Solar | 26.33 | 0 | 0 | 0 | 0 | 0
CO | 21.39 | 0 | 0 | 0 | 0 | 0
CO_Solar | 183.92 | 0 | 0 | 0 | 0 | 0
NY | 0 | 0 | 0 | 0 | 0 | 0
TX | 0 | 0 | 0 | 0 | 0 | 0
#15 B | RPS Capacity Compliance Payments ($)
RPS Program | 2015 | 2020 | 2025 | 2030 | 2035 | 2040
NEISO | 0 | 0 | 0 | 0 | 0 | 0
CA | 0 | 0 | 0 | 0 | 0 | 0
NWPP | 0 | 0 | 0 | 0 | 0 | 0
PJM | 0 | 0 | 0 | 0 | 0 | 0
US | 0 | 0 | 0 | 0 | 0 | 0
PJM_Solar | 0 | 0 | 0 | 0 | 0 | 0
MA_Solar | 0 | 0 | 0 | 0 | 0 | 0
NH_Solar | 0 | 0 | 0 | 0 | 0 | 0
MRETS_Solar | 0 | 0 | 0 | 0 | 0 | 0
AZNMSNV | 0 | 0 | 0 | 0 | 0 | 0
AZNMSNV_Solar | 0 | 0 | 0 | 0 | 0 | 0
MRETS | 0 | 0 | 0 | 0 | 0 | 0
MI | 0 | 0 | 0 | 0 | 0 | 0
Ohio | 0 | 0 | 0 | 0 | 0 | 0
Ohio_Solar | 0 | 0 | 0 | 0 | 0 | 0
MOKSOKNE | 0 | 0 | 0 | 0 | 0 | 0
MO_Solar | 0 | 0 | 0 | 0 | 0 | 0
NC | 0 | 0 | 0 | 0 | 0 | 0
NC_Solar | 0 | 0 | 0 | 0 | 0 | 0
CO | 0 | 0 | 0 | 0 | 0 | 0
CO_Solar | 0 | 0 | 0 | 0 | 0 | 0
NY | 0 | 0 | 0 | 0 | 0 | 0
TX | 0 | 0 | 0 | 0 | 0 | 0
#16a | Transmission Costs ($million) [excludes shadow cost]
Transmission Costs: Entergy
Cost | 2015 | 2020 | 2025 | 2030 | 2035 | 2040
a. Wheel Share | 5.41 | 20.48 | 30.7 | 26.92 | 19.75 | 14.81
b. Friction Share | 8.68 | 31.52 | 33.71 | 31.1 | 30.76 | 20.84
Transmission Costs: FRCC
Cost | 2015 | 2020 | 2025 | 2030 | 2035 | 2040
a. Wheel Share | 2.02 | 2.25 | 0.56 | 0.44 | 3.34 | 33.39
b. Friction Share | 2.02 | 2.25 | 0.56 | 0.44 | 4.48 | 35.37
Transmission Costs: MAPP_US
Cost | 2015 | 2020 | 2025 | 2030 | 2035 | 2040
a. Wheel Share | 2.31 | 39.15 | 41.58 | 44.14 | 42.97 | 47.43
b. Friction Share | 1.83 | 28.8 | 30.68 | 32.64 | 31.99 | 36.18
Transmission Costs: MISO_IN
Cost | 2015 | 2020 | 2025 | 2030 | 2035 | 2040
a. Wheel Share | 1.35 | 3.54 | 19.35 | 9.47 | 2.01 | 1.34
b. Friction Share | 2.04 | 11.06 | 14.3 | 7.5 | 8.31 | 8.52
Transmission Costs: MISO_MI
Cost | 2015 | 2020 | 2025 | 2030 | 2035 | 2040
a. Wheel Share | 16.12 | 16.12 | 16.12 | 16.12 | 16.12 | 12.18
b. Friction Share | 40.56 | 48.8 | 41.44 | 40.73 | 45.15 | 37.28
Transmission Costs: MISO_MO-IL
Cost | 2015 | 2020 | 2025 | 2030 | 2035 | 2040
a. Wheel Share | 3.38 | 5.23 | 17.81 | 13.49 | 13.3 | 7.45
b. Friction Share | 5.58 | 13.49 | 13.83 | 11.75 | 21.66 | 15.59
Transmission Costs: MISO_W
Cost | 2015 | 2020 | 2025 | 2030 | 2035 | 2040
a. Wheel Share | 3.8 | 5.96 | 9.18 | 30.06 | 16.08 | 15.44
b. Friction Share | 7.9 | 13.43 | 15.82 | 31.36 | 20 | 18.57
Transmission Costs: MISO_WUMS
Cost | 2015 | 2020 | 2025 | 2030 | 2035 | 2040
a. Wheel Share | 0 | 0 | 0 | 0 | 0 | 0
b. Friction Share | 7.09 | 13.09 | 12.39 | 2.4 | 5.87 | 3.94
Transmission Costs: Nebraska
Cost | 2015 | 2020 | 2025 | 2030 | 2035 | 2040
a. Wheel Share | 2.06 | 33.96 | 36.5 | 36.9 | 30 | 36.54
b. Friction Share | 2.06 | 26.88 | 29.23 | 29.17 | 23.54 | 28.84
Transmission Costs: NEISO
Cost | 2015 | 2020 | 2025 | 2030 | 2035 | 2040
a. Wheel Share | 0 | 0 | 0 | 0 | 0 | 0
b. Friction Share | 3.18 | 7.3 | 17.42 | 19.86 | 20.5 | 17.43
Transmission Costs: NonRTO_Midwest
Cost | 2015 | 2020 | 2025 | 2030 | 2035 | 2040
a. Wheel Share | 1.4 | 3.6 | 19.43 | 10.3 | 4.42 | 2.68
b. Friction Share | 0.87 | 2.2 | 11.71 | 6.72 | 7.36 | 4.06
Transmission Costs: NYISO_A-F
Cost | 2015 | 2020 | 2025 | 2030 | 2035 | 2040
a. Wheel Share | 17.01 | 17.23 | 33.83 | 30.73 | 24.6 | 22.33
b. Friction Share | 39.69 | 40.71 | 54.23 | 44.16 | 36.44 | 32.59
Transmission Costs: NYISO_G-I
Cost | 2015 | 2020 | 2025 | 2030 | 2035 | 2040
a. Wheel Share | 1.99 | 2.13 | 6.6 | 12.82 | 9.25 | 6.38
b. Friction Share | 2.5 | 3.27 | 8.93 | 15.15 | 13.07 | 10.2
Transmission Costs: NYISO_J-K
Cost | 2015 | 2020 | 2025 | 2030 | 2035 | 2040
a. Wheel Share | 0.08 | 0.17 | 0.66 | 0.4 | 1.12 | 1.69
b. Friction Share | 1.79 | 4.71 | 8.66 | 10.78 | 10.62 | 10.32
Transmission Costs: PJM_E
Cost | 2015 | 2020 | 2025 | 2030 | 2035 | 2040
a. Wheel Share | 2.07 | 2.29 | 7.26 | 13.23 | 10.36 | 8.06
b. Friction Share | 1.29 | 1.43 | 4.48 | 8.17 | 6.85 | 6.01
Transmission Costs: PJM_ROM
Cost | 2015 | 2020 | 2025 | 2030 | 2035 | 2040
a. Wheel Share | 1.96 | 2.15 | 18.74 | 18.74 | 15.63 | 14.22
b. Friction Share | 1.57 | 1.66 | 11.53 | 11.56 | 9.55 | 10.41
Transmission Costs: PJM_ROR
Cost | 2015 | 2020 | 2025 | 2030 | 2035 | 2040
a. Wheel Share | 17.57 | 23.85 | 15.88 | 10.92 | 7.9 | 14.77
b. Friction Share | 32.33 | 70.4 | 39.28 | 25.83 | 38.61 | 52.86
Transmission Costs: SOCO
Cost | 2015 | 2020 | 2025 | 2030 | 2035 | 2040
a. Wheel Share | 9.07 | 10.26 | 9.21 | 23.08 | 11.15 | 41.61
b. Friction Share | 14.3 | 15.72 | 16 | 55.33 | 17.12 | 50.04
Transmission Costs: SPP_N
Cost | 2015 | 2020 | 2025 | 2030 | 2035 | 2040
a. Wheel Share | 2.14 | 15.6 | 17.35 | 37.42 | 26.57 | 14.17
b. Friction Share | 2.01 | 21.8 | 22.29 | 38.48 | 34.38 | 18.7
Transmission Costs: SPP_S
Cost | 2015 | 2020 | 2025 | 2030 | 2035 | 2040
a. Wheel Share | 0.93 | 5.55 | 5.65 | 8.09 | 6.91 | 7.28
b. Friction Share | 1.63 | 8.47 | 8.6 | 12.36 | 10.82 | 11.79
Transmission Costs: TVA
Cost | 2015 | 2020 | 2025 | 2030 | 2035 | 2040
a. Wheel Share | 0.99 | 1.71 | 1.65 | 1.59 | 3.26 | 4
b. Friction Share | 1.26 | 2.14 | 2.11 | 2.04 | 4.11 | 5.04
Transmission Costs: TVA_Transmission
Cost | 2015 | 2020 | 2025 | 2030 | 2035 | 2040
a. Wheel Share | 5.72 | 6.18 | 11.63 | 12.26 | 13.26 | 11.77
b. Friction Share | 4.54 | 4.44 | 11.22 | 21.03 | 22.36 | 17.42
Transmission Costs: VACAR
Cost | 2015 | 2020 | 2025 | 2030 | 2035 | 2040
a. Wheel Share | 16.38 | 24.83 | 9.19 | 32.61 | 14.31 | 14.17
b. Friction Share | 18.19 | 26.69 | 12.67 | 76.41 | 29.23 | 34.58
Transmission Costs: IESO
Cost | 2015 | 2020 | 2025 | 2030 | 2035 | 2040
a. Wheel Share | 34.66 | 34.58 | 34.72 | 31.69 | 28.61 | 21.3
b. Friction Share | 86.65 | 86.45 | 86.81 | 78.9 | 71.2 | 51.03
Transmission Costs: MAPP_CA
Cost | 2015 | 2020 | 2025 | 2030 | 2035 | 2040
a. Wheel Share | 2.28 | 2.67 | 3.25 | 5.03 | 7.22 | 4.5
b. Friction Share | 5.73 | 6.07 | 6.53 | 7.68 | 9.2 | 3.4
Transmission Costs: AZ_NM_SNV_Coal
Cost | 2015 | 2020 | 2025 | 2030 | 2035 | 2040
a. Wheel Share | 20.97 | 29.84 | 8.53 | 1.18 | 12.61 | 17.32
b. Friction Share | 35.48 | 50.42 | 15.07 | 2.85 | 21.97 | 29.84
Transmission Costs: AZ_NM_SNV_Gas
Cost | 2015 | 2020 | 2025 | 2030 | 2035 | 2040
a. Wheel Share | 11.48 | 5.56 | 3.08 | 6.75 | 2.61 | 3.61
b. Friction Share | 19.51 | 9.56 | 5.52 | 11.5 | 4.42 | 6.06
Transmission Costs: AZ_NM_SNV_NucRenew
Cost | 2015 | 2020 | 2025 | 2030 | 2035 | 2040
a. Wheel Share | 21.17 | 17.44 | 15.62 | 21.26 | 43.46 | 58.73
b. Friction Share | 35.46 | 29.45 | 26.5 | 36.08 | 73.32 | 98.83
Transmission Costs: ERCOT
Cost | 2015 | 2020 | 2025 | 2030 | 2035 | 2040
a. Wheel Share | 0.26 | 1.39 | 2.48 | 2.82 | 2.16 | 1.93
b. Friction Share | 0.39 | 2.09 | 3.72 | 4.3 | 3.27 | 3.06
Transmission Costs: NP15
Cost | 2015 | 2020 | 2025 | 2030 | 2035 | 2040
a. Wheel Share | 4.21 | 1.42 | 0.95 | 0.28 | 1.96 | 9.54
b. Friction Share | 7.07 | 2.45 | 1.69 | 0.6 | 3.43 | 16.02
Transmission Costs: NWPP_Coal
Cost | 2015 | 2020 | 2025 | 2030 | 2035 | 2040
a. Wheel Share | 38.88 | 37.85 | 12.9 | 6.52 | 55.22 | 59.7
b. Friction Share | 66.03 | 64.36 | 23.02 | 12.43 | 93.6 | 101.16
Transmission Costs: NWPP_Gas
Cost | 2015 | 2020 | 2025 | 2030 | 2035 | 2040
a. Wheel Share | 0 | 0 | 0 | 0 | 0 | 0
b. Friction Share | 0.26 | 0.26 | 0.22 | 0.14 | 0.01 | 0
Transmission Costs: NWPP_NucRenew
Cost | 2015 | 2020 | 2025 | 2030 | 2035 | 2040
a. Wheel Share | 0 | 0 | 0 | 0 | 0 | 0
b. Friction Share | 0.96 | 1.02 | 1.3 | 1.42 | 1.56 | 1.66
Transmission Costs: RMPA
Cost | 2015 | 2020 | 2025 | 2030 | 2035 | 2040
a. Wheel Share | 1.05 | 10.27 | 8.29 | 8.78 | 10.25 | 14.33
b. Friction Share | 1.71 | 12.36 | 9.06 | 9.93 | 14.49 | 21.06
Transmission Costs: SP15
Cost | 2015 | 2020 | 2025 | 2030 | 2035 | 2040
a. Wheel Share | 85.79 | 65.15 | 25.92 | 31.93 | 73.98 | 84.11
b. Friction Share | 143.04 | 108.66 | 43.31 | 53.36 | 123.47 | 140.3
Transmission Costs: ALB
Cost | 2015 | 2020 | 2025 | 2030 | 2035 | 2040
a. Wheel Share | 3.37 | 2.09 | 1.47 | 3.67 | 6.58 | 10.25
b. Friction Share | 5.62 | 3.48 | 2.46 | 6.12 | 10.97 | 17.08
Transmission Costs: BC
Cost | 2015 | 2020 | 2025 | 2030 | 2035 | 2040
a. Wheel Share | 3.88 | 2.24 | 3.45 | 3.78 | 18.01 | 25.69
b. Friction Share | 6.47 | 3.73 | 5.76 | 6.3 | 30.02 | 42.81
Transmission Costs: HQ_IESO
Cost | 2015 | 2020 | 2025 | 2030 | 2035 | 2040
a. Wheel Share | 0 | 0 | 0 | 0 | 0 | 0
b. Friction Share | 0.01 | 0.01 | 0.01 | 0.01 | 0.01 | 0.02
Transmission Costs: HQ_NEISO
Cost | 2015 | 2020 | 2025 | 2030 | 2035 | 2040
a. Wheel Share | 0 | 0 | 0 | 0 | 0 | 0
b. Friction Share | 0.11 | 0.13 | 0.16 | 0.16 | 0.16 | 0.16
Transmission Costs: HQ_NY
Cost | 2015 | 2020 | 2025 | 2030 | 2035 | 2040
a. Wheel Share | 0 | 0 | 0 | 0 | 0 | 0
b. Friction Share | 0.03 | 0.12 | 0.12 | 0.12 | 0.12 | 0.12
Transmission Costs: MARITIMES
Cost | 2015 | 2020 | 2025 | 2030 | 2035 | 2040
a. Wheel Share | 0 | 0 | 0 | 0 | 0 | 0
b. Friction Share | 0.05 | 0.07 | 0.07 | 0.07 | 0.07 | 0.07
Transmission Costs: All
Cost | 2015 | 2020 | 2025 | 2030 | 2035 | 2040
a. Wheel Share | 341.78 | 452.72 | 449.57 | 513.43 | 554.99 | 642.71
b. Friction Share | 617.54 | 780.98 | 652.43 | 766.95 | 914.09 | 1019.25
Transmission Costs: EI_US
Cost | 2015 | 2020 | 2025 | 2030 | 2035 | 2040
a. Wheel Share | 113.77 | 242.24 | 328.9 | 389.74 | 292.32 | 331.7
b. Friction Share | 203.11 | 400.58 | 421.45 | 535.34 | 453.14 | 486.91
Transmission Costs: EI_Canada
Cost | 2015 | 2020 | 2025 | 2030 | 2035 | 2040
a. Wheel Share | 36.93 | 37.24 | 37.97 | 36.72 | 35.83 | 25.8
b. Friction Share | 92.4 | 92.54 | 93.36 | 86.59 | 80.42 | 54.45
Transmission Costs: EI
Cost | 2015 | 2020 | 2025 | 2030 | 2035 | 2040
a. Wheel Share | 150.7 | 279.48 | 366.88 | 426.46 | 328.15 | 357.5
b. Friction Share | 295.51 | 493.12 | 514.81 | 621.93 | 533.56 | 541.36
Transmission Costs: Outside_EI
Cost | 2015 | 2020 | 2025 | 2030 | 2035 | 2040
a. Wheel Share | 191.08 | 173.24 | 82.7 | 86.97 | 226.84 | 285.21
b. Friction Share | 322.02 | 287.86 | 137.62 | 145.02 | 380.53 | 477.89

## Capacity
#1 | New Build Capacity (MW)
New Build Capacity by Reporting Type: Entergy
ReportingType | 2015 | 2020 | 2025 | 2030 | 2035 | 2040
BM | 0 | 0 | 0 | 0 | 10074.95 | 0
CC | 3484.93 | 3619.2 | 0 | 0 | 0 | 0
CSP | 0 | 0 | 0 | 0 | 0 | 0
CT | 0 | 0 | 0 | 0 | 0 | 0
Coal | 720 | 0 | 0 | 0 | 0 | 0
Geo | 0 | 0 | 0 | 0 | 0 | 0
H | 0 | 439 | 670 | 0 | 0 | 0
LFG | 0 | 107.4 | 0 | 0 | 0 | 0
Nuc | 170 | 0 | 0 | 0 | 786.39 | 2759.4
PS | 0 | 0 | 0 | 0 | 0 | 0
PV | 0.29 | 61.53 | 29.38 | 0 | 0 | 1.39
PeakG | 0 | 0 | 0 | 0 | 0 | 0
PeakO | 0 | 0 | 0 | 0 | 0 | 0
ST | 0 | 0 | 0 | 0 | 0 | 0
STOG | 0 | 0 | 0 | 0 | 0 | 0
STWD | 0 | 0 | 0 | 0 | 0 | 0
WT | 0 | 0 | 0 | 0 | 0 | 0
IGCC | 0 | 0 | 0 | 0 | 0 | 0
DemandResponse | 0 | 0 | 0 | 0 | 0 | 0
IGCC-CCS | 0 | 0 | 0 | 0 | 0 | 0
WT_off | 0 | 0 | 0 | 0 | 0 | 0
PseudoUnit | 0 | 0 | 0 | 0 | 0 | 0
FixedInterchange | 0 | 0 | 0 | 0 | 0 | 0
New Build Capacity by Reporting Type: FRCC
ReportingType | 2015 | 2020 | 2025 | 2030 | 2035 | 2040
BM | 0 | 0 | 0 | 0 | 548.38 | 1453.54
CC | 11664.68 | 0 | 0 | 0 | 0 | 0
CSP | 0 | 0 | 0 | 0 | 0 | 0
CT | 2480 | 0 | 0 | 0 | 0 | 0
Coal | 0 | 0 | 0 | 0 | 0 | 0
Geo | 0 | 0 | 0 | 0 | 0 | 0
H | 0 | 0 | 0 | 0 | 28 | 0
LFG | 0 | 198 | 0 | 0 | 0 | 0
Nuc | 229.33 | 0 | 3703.35 | 8940.16 | 7650.02 | 4205.33
PS | 0 | 0 | 0 | 0 | 0 | 0
PV | 0 | 0 | 0 | 10000 | 0 | 0
PeakG | 0 | 0 | 0 | 0 | 0 | 0
PeakO | 0 | 0 | 0 | 0 | 0 | 0
ST | 0 | 0 | 0 | 0 | 0 | 0
STOG | 0 | 0 | 0 | 0 | 0 | 0
STWD | 0 | 0 | 0 | 0 | 0 | 0
WT | 0 | 0 | 0 | 0 | 0 | 0
IGCC | 0 | 0 | 0 | 0 | 0 | 0
DemandResponse | 0 | 0 | 0 | 0 | 0 | 0
IGCC-CCS | 0 | 0 | 0 | 0 | 0 | 0
WT_off | 0 | 0 | 0 | 0 | 0 | 0
PseudoUnit | 0 | 0 | 0 | 0 | 0 | 0
FixedInterchange | 0 | 0 | 0 | 0 | 0 | 0
New Build Capacity by Reporting Type: MAPP_US
ReportingType | 2015 | 2020 | 2025 | 2030 | 2035 | 2040
BM | 0 | 0 | 0 | 0 | 34.97 | 31.01
CC | 0 | 0 | 0 | 0 | 0 | 0
CSP | 0 | 0 | 0 | 0 | 0 | 0
CT | 308.3 | 0 | 0 | 154.96 | 0 | 0
Coal | 0 | 0 | 0 | 0 | 0 | 0
Geo | 0 | 0 | 0 | 0 | 0 | 0
H | 0 | 0 | 0 | 0 | 0 | 0
LFG | 0 | 0 | 0 | 71.67 | 0 | 0
Nuc | 0 | 0 | 0 | 0 | 0 | 0
PS | 0 | 0 | 0 | 0 | 0 | 0
PV | 0 | 0 | 0 | 0 | 0 | 0
PeakG | 0 | 0 | 0 | 0 | 0 | 0
PeakO | 0 | 0 | 0 | 0 | 0 | 0
ST | 0 | 0 | 0 | 0 | 0 | 0
STOG | 0 | 0 | 0 | 0 | 0 | 0
STWD | 0 | 0 | 0 | 0 | 0 | 0
WT | 421.3 | 9127.24 | 0 | 0 | 0 | 0
IGCC | 0 | 0 | 0 | 0 | 0 | 0
DemandResponse | 0 | 0 | 0 | 0 | 0 | 0
IGCC-CCS | 0 | 0 | 0 | 0 | 0 | 0
WT_off | 0 | 0 | 0 | 0 | 0 | 0
PseudoUnit | 0 | 0 | 0 | 0 | 0 | 0
FixedInterchange | 0 | 0 | 0 | 0 | 0 | 0
New Build Capacity by Reporting Type: MISO_IN
ReportingType | 2015 | 2020 | 2025 | 2030 | 2035 | 2040
BM | 0 | 0 | 0 | 0 | 4742.09 | 1402.42
CC | 3563.26 | 13247.17 | 3925.39 | 0 | 0 | 0
CSP | 0 | 0 | 0 | 0 | 0 | 0
CT | 0 | 0 | 0 | 0 | 0 | 0
Coal | 0 | 0 | 0 | 0 | 0 | 0
Geo | 0 | 0 | 0 | 0 | 0 | 0
H | 0 | 0 | 0 | 0 | 0 | 0
LFG | 0 | 0 | 80.12 | 0 | 0 | 0
Nuc | 0 | 0 | 0 | 0 | 0 | 0
PS | 0 | 0 | 0 | 0 | 0 | 0
PV | 0 | 0 | 0 | 0 | 0 | 0
PeakG | 0 | 0 | 0 | 0 | 0 | 0
PeakO | 0 | 0 | 0 | 0 | 0 | 0
ST | 0 | 0 | 0 | 0 | 0 | 0
STOG | 0 | 0 | 0 | 0 | 0 | 0
STWD | 0 | 0 | 0 | 0 | 0 | 0
WT | 0 | 0 | 0 | 0 | 0 | 528.49
IGCC | 618 | 0 | 0 | 0 | 0 | 0
DemandResponse | 0 | 0 | 0 | 0 | 0 | 0
IGCC-CCS | 0 | 0 | 0 | 0 | 0 | 0
WT_off | 0 | 0 | 0 | 0 | 0 | 0
PseudoUnit | 0 | 0 | 0 | 0 | 0 | 0
FixedInterchange | 0 | 0 | 0 | 0 | 0 | 0
New Build Capacity by Reporting Type: MISO_MI
ReportingType | 2015 | 2020 | 2025 | 2030 | 2035 | 2040
BM | 0 | 0 | 0 | 0 | 2089.81 | 4054.71
CC | 202.4 | 0 | 0 | 0 | 0 | 0
CSP | 0 | 0 | 0 | 0 | 0 | 0
CT | 0 | 0 | 0 | 0 | 0 | 0
Coal | 0 | 0 | 0 | 0 | 0 | 0
Geo | 0 | 0 | 0 | 0 | 0 | 0
H | 0 | 0 | 0 | 0 | 0 | 0
LFG | 0 | 85.87 | 74.38 | 0 | 0 | 0
Nuc | 0 | 0 | 0 | 2711.19 | 955.61 | 0
PS | 0 | 0 | 0 | 0 | 0 | 0
PV | 0 | 0 | 0 | 0 | 0 | 0
PeakG | 0 | 0 | 0 | 0 | 0 | 0
PeakO | 0 | 0 | 0 | 0 | 0 | 0
ST | 0 | 0 | 0 | 0 | 0 | 0
STOG | 0 | 0 | 0 | 0 | 0 | 0
STWD | 0 | 0 | 0 | 0 | 0 | 0
WT | 2000 | 392.32 | 0 | 0 | 0 | 207.68
IGCC | 0 | 0 | 0 | 0 | 0 | 0
DemandResponse | 0 | 0 | 0 | 0 | 0 | 0
IGCC-CCS | 0 | 0 | 0 | 0 | 0 | 0
WT_off | 0 | 0 | 0 | 0 | 0 | 0
PseudoUnit | 0 | 0 | 0 | 0 | 0 | 0
FixedInterchange | 0 | 0 | 0 | 0 | 0 | 0
New Build Capacity by Reporting Type: MISO_MO-IL
ReportingType | 2015 | 2020 | 2025 | 2030 | 2035 | 2040
BM | 0 | 0 | 0 | 0 | 1250.63 | 3887.13
CC | 0 | 0 | 0 | 0 | 0 | 0
CSP | 0 | 0 | 0 | 0 | 0 | 0
CT | 0 | 0 | 0 | 0 | 0 | 0
Coal | 1790 | 0 | 0 | 0 | 0 | 0
Geo | 0 | 0 | 0 | 0 | 0 | 0
H | 0 | 280 | 0 | 0 | 0 | 0
LFG | 0 | 0 | 223.33 | 0 | 0 | 0
Nuc | 0 | 0 | 0 | 0 | 0 | 0
PS | 0 | 0 | 0 | 0 | 0 | 0
PV | 0 | 0 | 0 | 0 | 0 | 0
PeakG | 0 | 0 | 0 | 0 | 0 | 0
PeakO | 0 | 0 | 0 | 0 | 0 | 0
ST | 0 | 0 | 0 | 0 | 0 | 0
STOG | 0 | 0 | 0 | 0 | 0 | 0
STWD | 0 | 0 | 0 | 0 | 0 | 0
WT | 300 | 5600 | 0 | 0 | 0 | 0
IGCC | 0 | 0 | 0 | 0 | 0 | 0
DemandResponse | 0 | 0 | 0 | 0 | 0 | 0
IGCC-CCS | 0 | 0 | 0 | 0 | 0 | 0
WT_off | 0 | 0 | 0 | 0 | 0 | 0
PseudoUnit | 0 | 0 | 0 | 0 | 0 | 0
FixedInterchange | 0 | 0 | 0 | 0 | 0 | 0
New Build Capacity by Reporting Type: MISO_W
ReportingType | 2015 | 2020 | 2025 | 2030 | 2035 | 2040
BM | 0 | 0 | 0 | 0 | 0 | 0
CC | 0 | 0 | 0 | 0 | 0 | 0
CSP | 0 | 0 | 0 | 0 | 0 | 0
CT | 0 | 0 | 0 | 0 | 0 | 0
Coal | 0 | 0 | 0 | 0 | 0 | 0
Geo | 0 | 0 | 0 | 0 | 0 | 0
H | 0 | 0 | 0 | 0 | 0 | 0
LFG | 0 | 0 | 71.67 | 0 | 0 | 0
Nuc | 94.33 | 0 | 0 | 0 | 0 | 0
PS | 0 | 0 | 0 | 0 | 0 | 0
PV | 0 | 0 | 0 | 0 | 0 | 0
PeakG | 0 | 0 | 0 | 0 | 0 | 0
PeakO | 0 | 0 | 0 | 0 | 0 | 0
ST | 0 | 0 | 0 | 0 | 0 | 0
STOG | 0 | 0 | 0 | 0 | 0 | 0
STWD | 0 | 0 | 0 | 0 | 0 | 0
WT | 2800.5 | 36675.48 | 3802.04 | 586.82 | 0 | 0
IGCC | 0 | 0 | 0 | 0 | 0 | 0
DemandResponse | 0 | 0 | 0 | 0 | 0 | 0
IGCC-CCS | 0 | 0 | 0 | 0 | 0 | 0
WT_off | 0 | 0 | 0 | 0 | 0 | 0
PseudoUnit | 0 | 0 | 0 | 0 | 0 | 0
FixedInterchange | 0 | 0 | 0 | 0 | 0 | 0
New Build Capacity by Reporting Type: MISO_WUMS
ReportingType | 2015 | 2020 | 2025 | 2030 | 2035 | 2040
BM | 0 | 0 | 0 | 0 | 3200.79 | 0
CC | 5450.74 | 504.31 | 399.98 | 0 | 0 | 0
CSP | 0 | 0 | 0 | 0 | 0 | 0
CT | 0 | 0 | 0 | 0 | 0 | 0
Coal | 615 | 0 | 0 | 0 | 0 | 0
Geo | 0 | 0 | 0 | 0 | 0 | 0
H | 0 | 1 | 0 | 0 | 0 | 0
LFG | 0 | 0 | 223.33 | 0 | 0 | 0
Nuc | 235 | 0 | 0 | 77.24 | 1289.85 | 2086.08
PS | 0 | 0 | 0 | 0 | 0 | 0
PV | 0 | 0 | 0 | 0 | 0 | 0
PeakG | 0 | 0 | 0 | 0 | 0 | 0
PeakO | 0 | 0 | 0 | 0 | 0 | 0
ST | 0 | 0 | 0 | 0 | 0 | 0
STOG | 0 | 0 | 0 | 0 | 0 | 0
STWD | 0 | 0 | 0 | 0 | 0 | 0
WT | 968.9 | 0 | 30.8 | 0 | 0 | 0
IGCC | 0 | 0 | 0 | 0 | 0 | 0
DemandResponse | 0 | 0 | 0 | 0 | 0 | 0
IGCC-CCS | 0 | 0 | 0 | 0 | 0 | 0
WT_off | 0 | 0 | 0 | 0 | 0 | 0
PseudoUnit | 0 | 0 | 0 | 0 | 0 | 0
FixedInterchange | 0 | 0 | 0 | 0 | 0 | 0
New Build Capacity by Reporting Type: Nebraska
ReportingType | 2015 | 2020 | 2025 | 2030 | 2035 | 2040
BM | 0 | 0 | 0 | 0 | 2428.67 | 0
CC | 71.24 | 1793.4 | 0 | 0 | 0 | 0
CSP | 0 | 0 | 0 | 0 | 0 | 0
CT | 0 | 0 | 0 | 0 | 0 | 0
Coal | 232.1 | 0 | 0 | 0 | 0 | 0
Geo | 0 | 0 | 0 | 0 | 0 | 0
H | 0 | 0 | 0 | 0 | 0 | 0
LFG | 0 | 0 | 0 | 71.67 | 0 | 0
Nuc | 0 | 0 | 0 | 0 | 0 | 0
PS | 0 | 0 | 0 | 0 | 0 | 0
PV | 0 | 0 | 0 | 0 | 0 | 0
PeakG | 0 | 0 | 0 | 0 | 0 | 0
PeakO | 0 | 0 | 0 | 0 | 0 | 0
ST | 0 | 0 | 0 | 0 | 0 | 0
STOG | 0 | 0 | 0 | 0 | 0 | 0
STWD | 0 | 0 | 0 | 0 | 0 | 0
WT | 202 | 0 | 0 | 0 | 0 | 0
IGCC | 0 | 0 | 0 | 0 | 0 | 0
DemandResponse | 0 | 0 | 0 | 0 | 0 | 0
IGCC-CCS | 0 | 0 | 0 | 0 | 0 | 0
WT_off | 0 | 0 | 0 | 0 | 0 | 0
PseudoUnit | 0 | 0 | 0 | 0 | 0 | 0
FixedInterchange | 0 | 0 | 0 | 0 | 0 | 0
New Build Capacity by Reporting Type: NEISO
ReportingType | 2015 | 2020 | 2025 | 2030 | 2035 | 2040
BM | 252.2 | 0 | 0 | 0 | 0 | 0
CC | 2049.5 | 0 | 0 | 0 | 0 | 0
CSP | 0 | 0 | 0 | 0 | 0 | 0
CT | 334 | 0 | 0 | 0 | 0 | 0
Coal | 0 | 0 | 0 | 0 | 0 | 0
Geo | 0 | 0 | 0 | 0 | 0 | 0
H | 0 | 0 | 3 | 0 | 0 | 0
LFG | 49.26 | 0 | 0 | 69.74 | 0 | 0
Nuc | 0 | 0 | 0 | 0 | 0 | 0
PS | 0 | 0 | 0 | 0 | 0 | 0
PV | 0 | 292.5 | 0 | 0 | 0 | 0
PeakG | 0 | 0 | 0 | 0 | 0 | 0
PeakO | 0 | 0 | 0 | 0 | 0 | 0
ST | 0 | 0 | 0 | 0 | 0 | 0
STOG | 0 | 0 | 0 | 0 | 0 | 0
STWD | 0 | 0 | 0 | 0 | 0 | 0
WT | 231.2 | 5048.8 | 2204.23 | 1695.53 | 6482.18 | 277.34
IGCC | 0 | 0 | 0 | 0 | 0 | 0
DemandResponse | 0 | 0 | 0 | 0 | 0 | 0
IGCC-CCS | 0 | 0 | 0 | 0 | 0 | 0
WT_off | 468 | 0 | 0 | 0 | 0 | 0
PseudoUnit | 0 | 0 | 0 | 0 | 0 | 0
FixedInterchange | 0 | 0 | 0 | 0 | 0 | 0
New Build Capacity by Reporting Type: NonRTO_Midwest
ReportingType | 2015 | 2020 | 2025 | 2030 | 2035 | 2040
BM | 0 | 0 | 0 | 0 | 5342.87 | 801.65
CC | 2166.24 | 2611.23 | 0 | 0 | 0 | 0
CSP | 0 | 0 | 0 | 0 | 0 | 0
CT | 0 | 0 | 0 | 0 | 0 | 0
Coal | 0 | 0 | 0 | 0 | 0 | 0
Geo | 0 | 0 | 0 | 0 | 0 | 0
H | 0 | 746 | 0 | 0 | 0 | 0
LFG | 0 | 160.25 | 0 | 0 | 0 | 0
Nuc | 0 | 0 | 1204.2 | 205.13 | 0 | 0
PS | 0 | 0 | 0 | 0 | 0 | 0
PV | 0 | 0 | 0 | 0 | 0 | 0
PeakG | 0 | 0 | 0 | 0 | 0 | 0
PeakO | 0 | 0 | 0 | 0 | 0 | 0
ST | 0 | 0 | 0 | 0 | 0 | 0
STOG | 0 | 0 | 0 | 0 | 0 | 0
STWD | 0 | 0 | 0 | 0 | 0 | 0
WT | 0 | 0 | 0 | 0 | 0 | 0
IGCC | 0 | 0 | 0 | 0 | 0 | 0
DemandResponse | 0 | 0 | 0 | 0 | 0 | 0
IGCC-CCS | 0 | 0 | 0 | 0 | 0 | 0
WT_off | 0 | 0 | 0 | 0 | 0 | 0
PseudoUnit | 0 | 0 | 0 | 0 | 0 | 0
FixedInterchange | 0 | 0 | 0 | 0 | 0 | 0
New Build Capacity by Reporting Type: NYISO_A-F
ReportingType | 2015 | 2020 | 2025 | 2030 | 2035 | 2040
BM | 0 | 0 | 0 | 0 | 0 | 0
CC | 639 | 0 | 0 | 0 | 0 | 0
CSP | 0 | 0 | 0 | 0 | 0 | 0
CT | 0 | 0 | 0 | 0 | 0 | 0
Coal | 0 | 0 | 0 | 0 | 0 | 0
Geo | 0 | 0 | 0 | 0 | 0 | 0
H | 0 | 0 | 0 | 0 | 0 | 0
LFG | 6.4 | 0 | 0 | 67.93 | 0 | 0
Nuc | 168 | 0 | 0 | 0 | 0 | 0
PS | 0 | 0 | 0 | 0 | 0 | 0
PV | 0 | 0 | 0 | 0 | 0 | 0
PeakG | 0 | 0 | 0 | 0 | 0 | 0
PeakO | 0 | 0 | 0 | 0 | 0 | 0
ST | 0 | 0 | 0 | 0 | 0 | 0
STOG | 0 | 0 | 0 | 0 | 0 | 0
STWD | 0 | 0 | 0 | 0 | 0 | 0
WT | 2476.3 | 709.8 | 7672.22 | 2631.68 | 0 | 0
IGCC | 0 | 0 | 0 | 0 | 0 | 0
DemandResponse | 0 | 0 | 0 | 0 | 0 | 0
IGCC-CCS | 0 | 0 | 0 | 0 | 0 | 0
WT_off | 0 | 0 | 0 | 0 | 0 | 0
PseudoUnit | 0 | 0 | 0 | 0 | 0 | 0
FixedInterchange | 0 | 0 | 0 | 0 | 0 | 0
New Build Capacity by Reporting Type: NYISO_G-I
ReportingType | 2015 | 2020 | 2025 | 2030 | 2035 | 2040
BM | 0 | 0 | 0 | 0 | 0 | 800
CC | 0 | 0 | 0 | 0 | 0 | 0
CSP | 0 | 0 | 0 | 0 | 0 | 0
CT | 0 | 0 | 0 | 0 | 0 | 0
Coal | 0 | 0 | 0 | 0 | 0 | 0
Geo | 0 | 0 | 0 | 0 | 0 | 0
H | 0 | 0 | 0 | 0 | 0 | 0
LFG | 0 | 0 | 0 | 74.33 | 0 | 0
Nuc | 0 | 0 | 0 | 0 | 0 | 1675.64
PS | 0 | 0 | 0 | 0 | 0 | 0
PV | 0 | 0 | 0 | 0 | 500.37 | 0
PeakG | 0 | 0 | 0 | 0 | 0 | 0
PeakO | 0 | 0 | 0 | 0 | 0 | 0
ST | 0 | 0 | 0 | 0 | 0 | 0
STOG | 0 | 0 | 0 | 0 | 0 | 0
STWD | 0 | 0 | 0 | 0 | 0 | 0
WT | 0 | 60 | 300 | 0 | 0 | 0
IGCC | 0 | 0 | 0 | 0 | 0 | 0
DemandResponse | 0 | 0 | 0 | 0 | 0 | 0
IGCC-CCS | 0 | 0 | 0 | 0 | 0 | 0
WT_off | 0 | 0 | 0 | 0 | 0 | 0
PseudoUnit | 0 | 0 | 0 | 0 | 0 | 0
FixedInterchange | 0 | 0 | 0 | 0 | 0 | 0
New Build Capacity by Reporting Type: NYISO_J-K
ReportingType | 2015 | 2020 | 2025 | 2030 | 2035 | 2040
BM | 0 | 0 | 0 | 0 | 0 | 0
CC | 1175.4 | 0 | 0 | 0 | 0 | 0
CSP | 0 | 0 | 0 | 0 | 0 | 0
CT | 0 | 0 | 0 | 0 | 0 | 0
Coal | 0 | 0 | 0 | 0 | 0 | 0
Geo | 0 | 0 | 0 | 0 | 0 | 0
H | 0 | 0 | 0 | 0 | 0 | 0
LFG | 0 | 0 | 0 | 74.33 | 0 | 0
Nuc | 0 | 0 | 0 | 0 | 0 | 0
PS | 0 | 0 | 0 | 0 | 0 | 0
PV | 32 | 0 | 0 | 0 | 0 | 0
PeakG | 0 | 0 | 0 | 0 | 0 | 0
PeakO | 0 | 0 | 0 | 0 | 0 | 0
ST | 0 | 0 | 0 | 0 | 0 | 0
STOG | 0 | 0 | 0 | 0 | 0 | 0
STWD | 0 | 0 | 0 | 0 | 0 | 0
WT | 0 | 0 | 330 | 0 | 0 | 0
IGCC | 0 | 0 | 0 | 0 | 0 | 0
DemandResponse | 0 | 0 | 0 | 0 | 0 | 0
IGCC-CCS | 0 | 0 | 0 | 0 | 0 | 0
WT_off | 0 | 0 | 0 | 0 | 2368 | 0
PseudoUnit | 0 | 0 | 0 | 0 | 0 | 0
FixedInterchange | 0 | 0 | 0 | 0 | 0 | 0
New Build Capacity by Reporting Type: PJM_E
ReportingType | 2015 | 2020 | 2025 | 2030 | 2035 | 2040
BM | 30 | 0 | 0 | 0 | 0 | 302.31
CC | 4634.3 | 0 | 0 | 0 | 0 | 0
CSP | 0 | 0 | 0 | 0 | 0 | 0
CT | 26.2 | 0 | 0 | 0 | 0 | 0
Coal | 27 | 0 | 0 | 0 | 0 | 0
Geo | 0 | 0 | 0 | 0 | 0 | 0
H | 0 | 0 | 0 | 0 | 0 | 0
LFG | 9.1 | 0 | 29.07 | 103.83 | 0 | 0
Nuc | 38 | 0 | 0 | 0 | 0 | 0
PS | 0 | 0 | 0 | 0 | 0 | 0
PV | 25.45 | 0 | 0 | 0 | 0 | 0
PeakG | 0 | 0 | 0 | 0 | 0 | 0
PeakO | 0 | 0 | 0 | 0 | 0 | 0
ST | 0 | 0 | 0 | 0 | 0 | 0
STOG | 0 | 0 | 0 | 0 | 0 | 0
STWD | 0 | 0 | 0 | 0 | 0 | 0
WT | 1150 | 0 | 0 | 20 | 0 | 0
IGCC | 0 | 0 | 0 | 0 | 0 | 0
DemandResponse | 0 | 0 | 0 | 0 | 0 | 0
IGCC-CCS | 0 | 0 | 0 | 0 | 0 | 0
WT_off | 0 | 0 | 1100 | 8500 | 0 | 0
PseudoUnit | 0 | 0 | 0 | 0 | 0 | 0
FixedInterchange | 0 | 0 | 0 | 0 | 0 | 0
New Build Capacity by Reporting Type: PJM_ROM
ReportingType | 2015 | 2020 | 2025 | 2030 | 2035 | 2040
BM | 18 | 0 | 0 | 0 | 2057.61 | 282.19
CC | 1678.5 | 0 | 0 | 0 | 0 | 0
CSP | 0 | 0 | 0 | 0 | 0 | 0
CT | 16 | 0 | 0 | 0 | 0 | 0
Coal | 32.5 | 0 | 0 | 0 | 0 | 0
Geo | 0 | 0 | 0 | 0 | 0 | 0
H | 0 | 678 | 0 | 0 | 0 | 0
LFG | 18.9 | 62.76 | 202.34 | 0 | 0 | 0
Nuc | 0 | 0 | 0 | 0 | 0 | 3900.28
PS | 0 | 0 | 0 | 0 | 0 | 0
PV | 0 | 1355.2 | 758.74 | 169.83 | 12.8 | 61.08
PeakG | 0 | 0 | 0 | 0 | 0 | 0
PeakO | 0 | 0 | 0 | 0 | 0 | 0
ST | 0 | 0 | 0 | 0 | 0 | 0
STOG | 0 | 0 | 0 | 0 | 0 | 0
STWD | 0 | 0 | 0 | 0 | 0 | 0
WT | 479.8 | 750.2 | 5810 | 0 | 0 | 0
IGCC | 0 | 0 | 0 | 0 | 0 | 0
DemandResponse | 0 | 0 | 0 | 0 | 0 | 0
IGCC-CCS | 0 | 0 | 0 | 0 | 0 | 0
WT_off | 0 | 0 | 0 | 10010.19 | 139.45 | 665.29
PseudoUnit | 0 | 0 | 0 | 0 | 0 | 0
FixedInterchange | 0 | 0 | 0 | 0 | 0 | 0
New Build Capacity by Reporting Type: PJM_ROR
ReportingType | 2015 | 2020 | 2025 | 2030 | 2035 | 2040
BM | 385 | 0 | 0 | 0 | 10171.34 | 0
CC | 14797.75 | 3139.35 | 0 | 0 | 0 | 0
CSP | 0 | 0 | 0 | 0 | 0 | 0
CT | 29 | 0 | 0 | 0 | 0 | 0
Coal | 2164 | 0 | 0 | 0 | 0 | 0
Geo | 0 | 0 | 0 | 0 | 0 | 0
H | 0 | 503 | 0 | 0 | 0 | 0
LFG | 57.4 | 513.71 | 0 | 0 | 0 | 0
Nuc | 38 | 0 | 0 | 0 | 5246.26 | 13599.25
PS | 0 | 0 | 0 | 0 | 0 | 0
PV | 0 | 429.08 | 210.91 | 7.83 | 0 | 0
PeakG | 0 | 0 | 0 | 0 | 0 | 0
PeakO | 0 | 0 | 0 | 0 | 0 | 0
ST | 0 | 0 | 0 | 0 | 0 | 0
STOG | 0 | 0 | 0 | 0 | 0 | 0
STWD | 0 | 0 | 0 | 0 | 0 | 0
WT | 8325.7 | 15022.83 | 30251.47 | 0 | 0 | 0
IGCC | 0 | 0 | 0 | 0 | 0 | 0
DemandResponse | 0 | 0 | 0 | 0 | 0 | 0
IGCC-CCS | 0 | 0 | 0 | 0 | 0 | 0
WT_off | 0 | 0 | 0 | 0 | 9624.99 | 417.94
PseudoUnit | 0 | 0 | 0 | 0 | 0 | 0
FixedInterchange | 0 | 0 | 0 | 0 | 0 | 0
New Build Capacity by Reporting Type: SOCO
ReportingType | 2015 | 2020 | 2025 | 2030 | 2035 | 2040
BM | 55 | 0 | 0 | 0 | 6500.24 | 0
CC | 7481.58 | 4901.69 | 0 | 0 | 0 | 0
CSP | 0 | 0 | 0 | 0 | 0 | 0
CT | 0 | 0 | 0 | 0 | 0 | 0
Coal | 0 | 0 | 0 | 0 | 0 | 0
Geo | 0 | 0 | 0 | 0 | 0 | 0
H | 0 | 0 | 0 | 0 | 867 | 0
LFG | 0 | 107.4 | 0 | 0 | 0 | 0
Nuc | 70 | 2200 | 0 | 5492.88 | 7108.63 | 8846.55
PS | 0 | 0 | 0 | 0 | 0 | 0
PV | 0 | 0 | 0 | 2000 | 0 | 0
PeakG | 0 | 0 | 0 | 0 | 0 | 0
PeakO | 0 | 0 | 0 | 0 | 0 | 0
ST | 0 | 0 | 0 | 0 | 0 | 0
STOG | 0 | 0 | 0 | 0 | 0 | 0
STWD | 0 | 0 | 0 | 0 | 0 | 0
WT | 0 | 0 | 100 | 0 | 0 | 0
IGCC | 0 | 0 | 0 | 0 | 0 | 0
DemandResponse | 0 | 0 | 0 | 0 | 0 | 0
IGCC-CCS | 0 | 0 | 0 | 0 | 0 | 0
WT_off | 0 | 0 | 0 | 0 | 0 | 0
PseudoUnit | 0 | 0 | 0 | 0 | 0 | 0
FixedInterchange | 0 | 0 | 0 | 0 | 0 | 0
New Build Capacity by Reporting Type: SPP_N
ReportingType | 2015 | 2020 | 2025 | 2030 | 2035 | 2040
BM | 0 | 0 | 0 | 0 | 5399.29 | 1006.3
CC | 1394.13 | 1743.5 | 0 | 163.47 | 0 | 0
CSP | 0 | 0 | 0 | 0 | 0 | 0
CT | 0 | 0 | 0 | 0 | 0 | 0
Coal | 465.04 | 0 | 0 | 0 | 0 | 0
Geo | 0 | 0 | 0 | 0 | 0 | 0
H | 0 | 0 | 0 | 0 | 0 | 0
LFG | 0 | 0 | 0 | 95 | 0 | 0
Nuc | 0 | 0 | 0 | 0 | 0 | 0
PS | 0 | 0 | 0 | 0 | 0 | 0
PV | 0 | 0 | 0 | 0 | 0 | 0
PeakG | 0 | 0 | 0 | 0 | 0 | 0
PeakO | 0 | 0 | 0 | 0 | 0 | 0
ST | 0 | 0 | 0 | 0 | 0 | 0
STOG | 0 | 0 | 0 | 0 | 0 | 0
STWD | 0 | 0 | 0 | 0 | 0 | 0
WT | 0 | 15934.85 | 0 | 0 | 0 | 0
IGCC | 0 | 0 | 0 | 0 | 0 | 0
DemandResponse | 0 | 0 | 0 | 0 | 0 | 0
IGCC-CCS | 0 | 0 | 0 | 0 | 0 | 0
WT_off | 0 | 0 | 0 | 0 | 0 | 0
PseudoUnit | 0 | 0 | 0 | 0 | 0 | 0
FixedInterchange | 0 | 0 | 0 | 0 | 0 | 0
New Build Capacity by Reporting Type: SPP_S
ReportingType | 2015 | 2020 | 2025 | 2030 | 2035 | 2040
BM | 0 | 0 | 0 | 0 | 4346.33 | 161.01
CC | 0 | 5403.07 | 0 | 308.14 | 0 | 0
CSP | 0 | 0 | 0 | 0 | 0 | 0
CT | 412.99 | 300 | 0 | 0 | 0 | 0
Coal | 988 | 0 | 0 | 0 | 0 | 0
Geo | 0 | 0 | 0 | 0 | 0 | 0
H | 0 | 0 | 0 | 91 | 0 | 0
LFG | 0 | 0 | 0 | 95 | 0 | 0
Nuc | 0 | 0 | 0 | 686.18 | 0 | 0
PS | 0 | 0 | 0 | 0 | 0 | 0
PV | 0 | 0 | 0 | 0 | 0 | 0
PeakG | 0 | 0 | 0 | 0 | 0 | 0
PeakO | 0 | 0 | 0 | 0 | 0 | 0
ST | 0 | 0 | 0 | 0 | 0 | 0
STOG | 0 | 0 | 0 | 0 | 0 | 0
STWD | 0 | 0 | 0 | 0 | 0 | 0
WT | 430 | 25673.48 | 0 | 0 | 0 | 781.31
IGCC | 0 | 0 | 0 | 0 | 0 | 0
DemandResponse | 0 | 0 | 0 | 0 | 0 | 0
IGCC-CCS | 0 | 0 | 0 | 0 | 0 | 0
WT_off | 0 | 0 | 0 | 0 | 0 | 0
PseudoUnit | 0 | 0 | 0 | 0 | 0 | 0
FixedInterchange | 0 | 0 | 0 | 0 | 0 | 0
New Build Capacity by Reporting Type: TVA
ReportingType | 2015 | 2020 | 2025 | 2030 | 2035 | 2040
BM | 0 | 0 | 0 | 0 | 7394.28 | 0
CC | 4019.12 | 4691.04 | 0 | 0 | 0 | 0
CSP | 0 | 0 | 0 | 0 | 0 | 0
CT | 0 | 0 | 0 | 0 | 0 | 0
Coal | 0 | 0 | 0 | 0 | 0 | 0
Geo | 0 | 0 | 0 | 0 | 0 | 0
H | 0 | 27 | 0 | 0 | 0 | 0
LFG | 0 | 107.4 | 0 | 0 | 0 | 0
Nuc | 1697.89 | 0 | 0 | 139.92 | 4030.92 | 3076.01
PS | 0 | 0 | 0 | 0 | 0 | 0
PV | 0 | 0 | 0 | 2000 | 0 | 0
PeakG | 0 | 0 | 0 | 0 | 0 | 0
PeakO | 0 | 0 | 0 | 0 | 0 | 0
ST | 0 | 0 | 0 | 0 | 0 | 0
STOG | 0 | 0 | 0 | 0 | 0 | 0
STWD | 0 | 0 | 0 | 0 | 0 | 0
WT | 0 | 0 | 100 | 0 | 0 | 0
IGCC | 0 | 0 | 0 | 0 | 0 | 0
DemandResponse | 0 | 0 | 0 | 0 | 0 | 0
IGCC-CCS | 0 | 0 | 0 | 0 | 0 | 0
WT_off | 0 | 0 | 0 | 0 | 0 | 0
PseudoUnit | 0 | 0 | 0 | 0 | 0 | 0
FixedInterchange | 0 | 0 | 0 | 0 | 0 | 0
New Build Capacity by Reporting Type: TVA_Transmission
ReportingType | 2015 | 2020 | 2025 | 2030 | 2035 | 2040
BM | 0 | 0 | 0 | 0 | 0 | 0
CC | 0 | 0 | 0 | 0 | 0 | 0
CSP | 0 | 0 | 0 | 0 | 0 | 0
CT | 0 | 0 | 0 | 0 | 0 | 0
Coal | 0 | 0 | 0 | 0 | 0 | 0
Geo | 0 | 0 | 0 | 0 | 0 | 0
H | 0 | 0 | 0 | 0 | 0 | 0
LFG | 0 | 0 | 0 | 0 | 0 | 0
Nuc | 0 | 0 | 0 | 0 | 0 | 0
PS | 0 | 0 | 0 | 0 | 0 | 0
PV | 0 | 0 | 0 | 0 | 0 | 0
PeakG | 0 | 0 | 0 | 0 | 0 | 0
PeakO | 0 | 0 | 0 | 0 | 0 | 0
ST | 0 | 0 | 0 | 0 | 0 | 0
STOG | 0 | 0 | 0 | 0 | 0 | 0
STWD | 0 | 0 | 0 | 0 | 0 | 0
WT | 0 | 0 | 0 | 0 | 0 | 0
IGCC | 0 | 0 | 0 | 0 | 0 | 0
DemandResponse | 0 | 0 | 0 | 0 | 0 | 0
IGCC-CCS | 0 | 0 | 0 | 0 | 0 | 0
WT_off | 0 | 0 | 0 | 0 | 0 | 0
PseudoUnit | 0 | 0 | 0 | 0 | 0 | 0
FixedInterchange | 0 | 0 | 0 | 0 | 0 | 0
New Build Capacity by Reporting Type: VACAR
ReportingType | 2015 | 2020 | 2025 | 2030 | 2035 | 2040
BM | 0.92 | 0 | 0 | 0 | 3053.84 | 3931.56
CC | 12809.58 | 0 | 0 | 0 | 0 | 0
CSP | 0 | 0 | 0 | 0 | 0 | 0
CT | 717.2 | 0 | 0 | 0 | 0 | 0
Coal | 825 | 0 | 0 | 0 | 0 | 0
Geo | 0 | 0 | 0 | 0 | 0 | 0
H | 0 | 0 | 0 | 0 | 52 | 0
LFG | 0.34 | 107.06 | 0 | 0 | 0 | 0
Nuc | 0 | 2330 | 0 | 0 | 0 | 2233.23
PS | 0 | 0 | 0 | 0 | 0 | 0
PV | 0 | 133.61 | 2.34 | 0.8 | 1196.58 | 0
PeakG | 0 | 0 | 0 | 0 | 0 | 0
PeakO | 0 | 0 | 0 | 0 | 0 | 0
ST | 0 | 0 | 0 | 0 | 0 | 0
STOG | 0 | 0 | 0 | 0 | 0 | 0
STWD | 0 | 0 | 0 | 0 | 0 | 0
WT | 0.9 | 3499.1 | 0 | 0 | 0 | 0
IGCC | 0 | 0 | 0 | 0 | 0 | 0
DemandResponse | 0 | 0 | 0 | 0 | 0 | 0
IGCC-CCS | 0 | 0 | 0 | 0 | 0 | 0
WT_off | 1 | 453.8 | 15722.4 | 23072.8 | 0 | 0
PseudoUnit | 0 | 0 | 0 | 0 | 0 | 0
FixedInterchange | 0 | 0 | 0 | 0 | 0 | 0
New Build Capacity by Reporting Type: IESO
ReportingType | 2015 | 2020 | 2025 | 2030 | 2035 | 2040
BM | 326.33 | 0 | 0 | 0 | 0 | 0
CC | 1263 | 0 | 0 | 0 | 0 | 0
CSP | 0 | 0 | 0 | 0 | 0 | 0
CT | 368 | 0 | 0 | 0 | 0 | 0
Coal | 0 | 0 | 0 | 0 | 0 | 0
Geo | 0 | 0 | 0 | 0 | 0 | 0
H | 0 | 0 | 0 | 0 | 0 | 250
LFG | 14.5 | 0 | 0 | 0 | 0 | 0.5
Nuc | 0 | 0 | 0 | 0 | 0 | 0
PS | 0 | 0 | 0 | 0 | 0 | 0
PV | 1067.26 | 0 | 0 | 0 | 0 | 0
PeakG | 0 | 0 | 0 | 0 | 0 | 0
PeakO | 0 | 0 | 0 | 0 | 0 | 0
ST | 0 | 0 | 0 | 0 | 0 | 0
STOG | 0 | 0 | 0 | 0 | 0 | 0
STWD | 0 | 0 | 0 | 0 | 0 | 0
WT | 2105.9 | 0 | 0 | 0 | 0 | 128.43
IGCC | 0 | 0 | 0 | 0 | 0 | 0
DemandResponse | 0 | 0 | 0 | 0 | 0 | 0
IGCC-CCS | 0 | 0 | 0 | 0 | 0 | 0
WT_off | 0 | 0 | 0 | 0 | 0 | 0
PseudoUnit | 0 | 0 | 0 | 0 | 0 | 0
FixedInterchange | 0 | 0 | 0 | 0 | 0 | 0
New Build Capacity by Reporting Type: MAPP_CA
ReportingType | 2015 | 2020 | 2025 | 2030 | 2035 | 2040
BM | 0 | 0 | 0 | 0 | 0 | 0
CC | 233.94 | 0 | 0 | 0 | 0 | 0
CSP | 0 | 0 | 0 | 0 | 0 | 0
CT | 0 | 0 | 0 | 0 | 0 | 0
Coal | 0 | 0 | 0 | 0 | 0 | 0
Geo | 0 | 0 | 0 | 0 | 0 | 0
H | 0 | 695 | 1495 | 2460 | 0 | 0
LFG | 0 | 0 | 0 | 0 | 0 | 0
Nuc | 0 | 0 | 0 | 0 | 0 | 0
PS | 0 | 0 | 0 | 0 | 0 | 0
PV | 0 | 0 | 0 | 0 | 0 | 0
PeakG | 0 | 0 | 0 | 0 | 0 | 0
PeakO | 0 | 0 | 0 | 0 | 0 | 0
ST | 0 | 0 | 0 | 0 | 0 | 0
STOG | 0 | 0 | 0 | 0 | 0 | 0
STWD | 0 | 0 | 0 | 0 | 0 | 0
WT | 302.4 | 0 | 0 | 0 | 0 | 0
IGCC | 0 | 0 | 0 | 0 | 0 | 0
DemandResponse | 0 | 0 | 0 | 0 | 0 | 0
IGCC-CCS | 0 | 0 | 0 | 0 | 0 | 0
WT_off | 0 | 0 | 0 | 0 | 0 | 0
PseudoUnit | 0 | 0 | 0 | 0 | 0 | 0
FixedInterchange | 0 | 0 | 0 | 0 | 0 | 0
New Build Capacity by Reporting Type: AZ_NM_SNV_Coal
ReportingType | 2015 | 2020 | 2025 | 2030 | 2035 | 2040
BM | 0 | 0 | 0 | 0 | 0 | 0
CC | 0 | 0 | 0 | 0 | 0 | 0
CSP | 0 | 0 | 0 | 0 | 0 | 0
CT | 0 | 0 | 0 | 0 | 0 | 0
Coal | 0 | 0 | 0 | 0 | 0 | 0
Geo | 0 | 0 | 0 | 0 | 0 | 0
H | 0 | 0 | 0 | 0 | 0 | 0
LFG | 0 | 0 | 0 | 0 | 0 | 0
Nuc | 0 | 0 | 0 | 0 | 0 | 0
PS | 0 | 0 | 0 | 0 | 0 | 0
PV | 0 | 0 | 0 | 0 | 0 | 0
PeakG | 0 | 0 | 0 | 0 | 0 | 0
PeakO | 0 | 0 | 0 | 0 | 0 | 0
ST | 0 | 0 | 0 | 0 | 0 | 0
STOG | 0 | 0 | 0 | 0 | 0 | 0
STWD | 0 | 0 | 0 | 0 | 0 | 0
WT | 0 | 0 | 0 | 0 | 0 | 0
IGCC | 0 | 0 | 0 | 0 | 0 | 0
DemandResponse | 0 | 0 | 0 | 0 | 0 | 0
IGCC-CCS | 0 | 0 | 0 | 0 | 0 | 0
WT_off | 0 | 0 | 0 | 0 | 0 | 0
PseudoUnit | 0 | 0 | 0 | 0 | 0 | 0
FixedInterchange | 0 | 0 | 0 | 0 | 0 | 0
New Build Capacity by Reporting Type: AZ_NM_SNV_Gas
ReportingType | 2015 | 2020 | 2025 | 2030 | 2035 | 2040
BM | 0 | 0 | 0 | 0 | 0 | 0
CC | 668 | 1267.8 | 0 | 0 | 0 | 0
CSP | 0 | 0 | 0 | 0 | 0 | 0
CT | 736 | 0 | 0 | 0 | 0 | 0
Coal | 0 | 0 | 0 | 0 | 0 | 0
Geo | 0 | 0 | 0 | 0 | 0 | 0
H | 0 | 0 | 0 | 0 | 0 | 0
LFG | 0 | 0 | 0 | 0 | 0 | 0
Nuc | 0 | 0 | 0 | 0 | 0 | 0
PS | 0 | 0 | 0 | 0 | 0 | 0
PV | 0 | 0 | 0 | 0 | 0 | 0
PeakG | 0 | 0 | 0 | 0 | 0 | 0
PeakO | 0 | 0 | 0 | 0 | 0 | 0
ST | 0 | 0 | 0 | 0 | 0 | 0
STOG | 0 | 0 | 0 | 0 | 0 | 0
STWD | 0 | 0 | 0 | 0 | 0 | 0
WT | 0 | 0 | 0 | 0 | 0 | 0
IGCC | 0 | 0 | 0 | 0 | 0 | 0
DemandResponse | 0 | 0 | 0 | 0 | 0 | 0
IGCC-CCS | 0 | 0 | 0 | 0 | 0 | 0
WT_off | 0 | 0 | 0 | 0 | 0 | 0
PseudoUnit | 0 | 0 | 0 | 0 | 0 | 0
FixedInterchange | 0 | 0 | 0 | 0 | 0 | 0
New Build Capacity by Reporting Type: AZ_NM_SNV_NucRenew
ReportingType | 2015 | 2020 | 2025 | 2030 | 2035 | 2040
BM | 0 | 0 | 0 | 0 | 0 | 3297.58
CC | 0 | 0 | 0 | 0 | 0 | 0
CSP | 0 | 0 | 0 | 0 | 0 | 0
CT | 0 | 0 | 0 | 0 | 0 | 0
Coal | 0 | 0 | 0 | 0 | 0 | 0
Geo | 0 | 155.68 | 1294.32 | 0 | 0 | 0
H | 0 | 0 | 0 | 0 | 0 | 0
LFG | 0 | 60.67 | 0 | 0 | 0 | 0
Nuc | 0 | 0 | 0 | 4225.99 | 6915.65 | 0
PS | 0 | 0 | 0 | 0 | 0 | 0
PV | 95.7 | 0 | 0 | 0 | 0 | 0
PeakG | 0 | 0 | 0 | 0 | 0 | 0
PeakO | 0 | 0 | 0 | 0 | 0 | 0
ST | 280 | 445.61 | 227.78 | 9.73 | 521.78 | 0
STOG | 0 | 0 | 0 | 0 | 0 | 0
STWD | 0 | 0 | 0 | 0 | 0 | 0
WT | 65.1 | 11789.82 | 25.07 | 134.45 | 0 | 0
IGCC | 0 | 0 | 0 | 0 | 0 | 0
DemandResponse | 0 | 0 | 0 | 0 | 0 | 0
IGCC-CCS | 0 | 0 | 0 | 0 | 0 | 0
WT_off | 0 | 0 | 0 | 0 | 0 | 0
PseudoUnit | 0 | 0 | 0 | 0 | 0 | 0
FixedInterchange | 0 | 0 | 0 | 0 | 0 | 0
New Build Capacity by Reporting Type: ERCOT
ReportingType | 2015 | 2020 | 2025 | 2030 | 2035 | 2040
BM | 145 | 0 | 0 | 0 | 3919.97 | 0
CC | 14221.25 | 0 | 0 | 0 | 0 | 0
CSP | 0 | 0 | 0 | 0 | 0 | 0
CT | 250 | 0 | 0 | 0 | 0 | 0
Coal | 2020 | 0 | 0 | 0 | 0 | 0
Geo | 0 | 0 | 0 | 0 | 0 | 0
H | 0 | 0 | 0 | 0 | 628 | 0
LFG | 0 | 0 | 354 | 0 | 0 | 0
Nuc | 0 | 0 | 0 | 4661.57 | 10716.55 | 3756.62
PS | 0 | 0 | 0 | 0 | 0 | 0
PV | 14 | 0 | 0 | 0 | 0 | 0
PeakG | 0 | 0 | 0 | 0 | 0 | 0
PeakO | 0 | 0 | 0 | 0 | 0 | 0
ST | 0 | 0 | 0 | 0 | 0 | 0
STOG | 0 | 0 | 0 | 0 | 0 | 0
STWD | 0 | 0 | 0 | 0 | 0 | 0
WT | 350.1 | 19667.23 | 49.5 | 0 | 0 | 3510.06
IGCC | 0 | 0 | 0 | 0 | 0 | 0
DemandResponse | 0 | 0 | 0 | 0 | 0 | 0
IGCC-CCS | 0 | 0 | 0 | 0 | 0 | 0
WT_off | 0 | 0 | 0 | 0 | 0 | 0
PseudoUnit | 0 | 0 | 0 | 0 | 0 | 0
FixedInterchange | 0 | 0 | 0 | 0 | 0 | 0
New Build Capacity by Reporting Type: NP15
ReportingType | 2015 | 2020 | 2025 | 2030 | 2035 | 2040
BM | 0 | 0 | 0 | 0 | 843.24 | 0
CC | 1707.64 | 0 | 0 | 0 | 0 | 0
CSP | 0 | 0 | 0 | 0 | 0 | 0
CT | 212.6 | 0 | 0 | 0 | 0 | 0
Coal | 0 | 0 | 0 | 0 | 0 | 0
Geo | 0 | 0 | 600 | 0 | 0 | 0
H | 0 | 0 | 0 | 0 | 0 | 0
LFG | 0 | 0 | 565 | 0 | 0 | 0
Nuc | 0 | 0 | 0 | 4177.45 | 2397.51 | 567.29
PS | 0 | 0 | 0 | 0 | 0 | 0
PV | 6.5 | 0 | 0 | 0 | 0 | 744.55
PeakG | 0 | 0 | 0 | 0 | 0 | 0
PeakO | 0 | 0 | 0 | 0 | 0 | 0
ST | 29 | 0 | 0 | 0 | 0 | 71
STOG | 0 | 0 | 0 | 0 | 0 | 0
STWD | 0 | 0 | 0 | 0 | 0 | 0
WT | 101.2 | 3298.8 | 7270.41 | 833.29 | 318.26 | 0
IGCC | 0 | 0 | 0 | 0 | 0 | 0
DemandResponse | 0 | 0 | 0 | 0 | 0 | 0
IGCC-CCS | 0 | 0 | 0 | 0 | 0 | 0
WT_off | 0 | 0 | 0 | 0 | 0 | 0
PseudoUnit | 0 | 0 | 0 | 0 | 0 | 0
FixedInterchange | 0 | 0 | 0 | 0 | 0 | 0
New Build Capacity by Reporting Type: NWPP_Coal
ReportingType | 2015 | 2020 | 2025 | 2030 | 2035 | 2040
BM | 0 | 0 | 0 | 0 | 0 | 0
CC | 0 | 0 | 0 | 0 | 0 | 0
CSP | 0 | 0 | 0 | 0 | 0 | 0
CT | 0 | 0 | 0 | 0 | 0 | 0
Coal | 0 | 0 | 0 | 0 | 0 | 0
Geo | 0 | 0 | 0 | 0 | 0 | 0
H | 0 | 0 | 0 | 0 | 0 | 0
LFG | 0 | 0 | 0 | 0 | 0 | 0
Nuc | 0 | 0 | 0 | 0 | 0 | 0
PS | 0 | 0 | 0 | 0 | 0 | 0
PV | 0 | 0 | 0 | 0 | 0 | 0
PeakG | 0 | 0 | 0 | 0 | 0 | 0
PeakO | 0 | 0 | 0 | 0 | 0 | 0
ST | 0 | 0 | 0 | 0 | 0 | 0
STOG | 0 | 0 | 0 | 0 | 0 | 0
STWD | 0 | 0 | 0 | 0 | 0 | 0
WT | 0 | 0 | 0 | 0 | 0 | 0
IGCC | 0 | 0 | 0 | 0 | 0 | 0
DemandResponse | 0 | 0 | 0 | 0 | 0 | 0
IGCC-CCS | 0 | 0 | 0 | 0 | 0 | 0
WT_off | 0 | 0 | 0 | 0 | 0 | 0
PseudoUnit | 0 | 0 | 0 | 0 | 0 | 0
FixedInterchange | 0 | 0 | 0 | 0 | 0 | 0
New Build Capacity by Reporting Type: NWPP_Gas
ReportingType | 2015 | 2020 | 2025 | 2030 | 2035 | 2040
BM | 0 | 0 | 0 | 0 | 0 | 0
CC | 300 | 0 | 0 | 0 | 0 | 0
CSP | 0 | 0 | 0 | 0 | 0 | 0
CT | 150 | 0 | 0 | 0 | 0 | 0
Coal | 0 | 0 | 0 | 0 | 0 | 0
Geo | 0 | 0 | 0 | 0 | 0 | 0
H | 0 | 0 | 0 | 0 | 0 | 0
LFG | 0 | 0 | 0 | 0 | 0 | 0
Nuc | 0 | 0 | 0 | 0 | 0 | 0
PS | 0 | 0 | 0 | 0 | 0 | 0
PV | 0 | 0 | 0 | 0 | 0 | 0
PeakG | 0 | 0 | 0 | 0 | 0 | 0
PeakO | 0 | 0 | 0 | 0 | 0 | 0
ST | 0 | 0 | 0 | 0 | 0 | 0
STOG | 0 | 0 | 0 | 0 | 0 | 0
STWD | 0 | 0 | 0 | 0 | 0 | 0
WT | 0 | 0 | 0 | 0 | 0 | 0
IGCC | 0 | 0 | 0 | 0 | 0 | 0
DemandResponse | 0 | 0 | 0 | 0 | 0 | 0
IGCC-CCS | 0 | 0 | 0 | 0 | 0 | 0
WT_off | 0 | 0 | 0 | 0 | 0 | 0
PseudoUnit | 0 | 0 | 0 | 0 | 0 | 0
FixedInterchange | 0 | 0 | 0 | 0 | 0 | 0
New Build Capacity by Reporting Type: NWPP_NucRenew
ReportingType | 2015 | 2020 | 2025 | 2030 | 2035 | 2040
BM | 32.55 | 0 | 0 | 0 | 1529.18 | 1827.22
CC | 0 | 0 | 0 | 0 | 0 | 0
CSP | 0 | 0 | 0 | 0 | 0 | 0
CT | 0 | 0 | 0 | 0 | 0 | 0
Coal | 0 | 0 | 0 | 0 | 0 | 0
Geo | 86 | 0 | 434 | 0 | 0 | 0
H | 0 | 0 | 335 | 0 | 0 | 0
LFG | 25.5 | 0 | 244.5 | 0 | 0 | 0
Nuc | 0 | 0 | 0 | 2042.86 | 1743.27 | 0
PS | 0 | 0 | 0 | 0 | 0 | 0
PV | 0 | 0 | 0 | 0 | 0 | 460.03
PeakG | 0 | 0 | 0 | 0 | 0 | 0
PeakO | 0 | 0 | 0 | 0 | 0 | 0
ST | 0 | 0 | 0 | 0 | 0 | 3
STOG | 0 | 0 | 0 | 0 | 0 | 0
STWD | 0 | 0 | 0 | 0 | 0 | 0
WT | 977.3 | 4039.83 | 16807.68 | 491.56 | 0 | 1948.76
IGCC | 0 | 0 | 0 | 0 | 0 | 0
DemandResponse | 0 | 0 | 0 | 0 | 0 | 0
IGCC-CCS | 0 | 0 | 0 | 0 | 0 | 0
WT_off | 0 | 0 | 0 | 0 | 0 | 0
PseudoUnit | 0 | 0 | 0 | 0 | 0 | 0
FixedInterchange | 0 | 0 | 0 | 0 | 0 | 0
New Build Capacity by Reporting Type: RMPA
ReportingType | 2015 | 2020 | 2025 | 2030 | 2035 | 2040
BM | 0 | 0 | 0 | 0 | 1418.92 | 647.56
CC | 0 | 813.61 | 0 | 0 | 0 | 0
CSP | 0 | 0 | 0 | 0 | 0 | 0
CT | 152 | 0 | 0 | 0 | 0 | 0
Coal | 390 | 0 | 0 | 0 | 0 | 0
Geo | 0 | 469.32 | 2100.68 | 0 | 0 | 0
H | 0 | 0 | 0 | 0 | 0 | 0
LFG | 1.4 | 28.93 | 0 | 0 | 0 | 0
Nuc | 0 | 0 | 381.2 | 1949.53 | 0 | 0
PS | 0 | 0 | 0 | 0 | 0 | 0
PV | 1 | 0 | 0 | 0 | 0 | 0
PeakG | 0 | 0 | 0 | 0 | 0 | 0
PeakO | 0 | 0 | 0 | 0 | 0 | 0
ST | 3 | 367.43 | 0 | 5.46 | 0 | 0
STOG | 0 | 0 | 0 | 0 | 0 | 0
STWD | 0 | 0 | 0 | 0 | 0 | 0
WT | 765.4 | 3545.21 | 0 | 536.58 | 0 | 135.73
IGCC | 0 | 0 | 0 | 0 | 0 | 0
DemandResponse | 0 | 0 | 0 | 0 | 0 | 0
IGCC-CCS | 0 | 0 | 0 | 0 | 0 | 0
WT_off | 0 | 0 | 0 | 0 | 0 | 0
PseudoUnit | 0 | 0 | 0 | 0 | 0 | 0
FixedInterchange | 0 | 0 | 0 | 0 | 0 | 0
New Build Capacity by Reporting Type: SP15
ReportingType | 2015 | 2020 | 2025 | 2030 | 2035 | 2040
BM | 6 | 0 | 0 | 0 | 668.59 | 0
CC | 2400.23 | 0 | 0 | 0 | 0 | 0
CSP | 0 | 0 | 0 | 0 | 0 | 0
CT | 0 | 0 | 0 | 0 | 0 | 0
Coal | 0 | 0 | 0 | 0 | 0 | 0
Geo | 50 | 1450 | 0 | 0 | 0 | 0
H | 0 | 0 | 0 | 0 | 0 | 0
LFG | 9.2 | 413.55 | 142.25 | 0 | 0 | 0
Nuc | 0 | 0 | 0 | 0 | 391.59 | 3281.25
PS | 0 | 0 | 0 | 0 | 0 | 0
PV | 3.8 | 0 | 0 | 0 | 0 | 0
PeakG | 0 | 0 | 0 | 0 | 0 | 0
PeakO | 0 | 0 | 0 | 0 | 0 | 0
ST | 448 | 0 | 1701.6 | 338.46 | 369.38 | 836.14
STOG | 0 | 0 | 0 | 0 | 0 | 0
STWD | 0 | 0 | 0 | 0 | 0 | 0
WT | 735 | 14165 | 0 | 0 | 0 | 0
IGCC | 0 | 0 | 0 | 0 | 0 | 0
DemandResponse | 0 | 0 | 0 | 0 | 0 | 0
IGCC-CCS | 0 | 0 | 0 | 0 | 0 | 0
WT_off | 0 | 0 | 0 | 0 | 0 | 0
PseudoUnit | 0 | 0 | 0 | 0 | 0 | 0
FixedInterchange | 0 | 0 | 0 | 0 | 0 | 0
New Build Capacity by Reporting Type: ALB
ReportingType | 2015 | 2020 | 2025 | 2030 | 2035 | 2040
BM | 0 | 0 | 0 | 0 | 0 | 0
CC | 0 | 0 | 0 | 0 | 0 | 0
CSP | 0 | 0 | 0 | 0 | 0 | 0
CT | 201.5 | 0 | 0 | 0 | 0 | 0
Coal | 495 | 0 | 0 | 0 | 0 | 0
Geo | 0 | 0 | 0 | 0 | 0 | 0
H | 0 | 0 | 0 | 0 | 0 | 0
LFG | 0 | 0 | 0 | 0 | 0 | 0
Nuc | 0 | 0 | 0 | 8682.58 | 287.43 | 13.07
PS | 0 | 0 | 0 | 0 | 0 | 0
PV | 0 | 0 | 0 | 0 | 0 | 0
PeakG | 0 | 0 | 0 | 0 | 0 | 0
PeakO | 0 | 0 | 0 | 0 | 0 | 0
ST | 0 | 0 | 0 | 0 | 0 | 0
STOG | 0 | 0 | 0 | 0 | 0 | 0
STWD | 0 | 0 | 0 | 0 | 0 | 0
WT | 9 | 0 | 91 | 0 | 0 | 0
IGCC | 0 | 0 | 0 | 0 | 0 | 0
DemandResponse | 0 | 0 | 0 | 0 | 0 | 0
IGCC-CCS | 0 | 0 | 0 | 0 | 0 | 0
WT_off | 0 | 0 | 0 | 0 | 0 | 0
PseudoUnit | 0 | 0 | 0 | 0 | 0 | 0
FixedInterchange | 0 | 0 | 0 | 0 | 0 | 0
New Build Capacity by Reporting Type: BC
ReportingType | 2015 | 2020 | 2025 | 2030 | 2035 | 2040
BM | 0 | 0 | 0 | 0 | 0 | 0
CC | 349.55 | 0 | 0 | 0 | 0 | 0
CSP | 0 | 0 | 0 | 0 | 0 | 0
CT | 0 | 0 | 0 | 0 | 0 | 0
Coal | 0 | 0 | 0 | 0 | 0 | 0
Geo | 0 | 0 | 0 | 0 | 0 | 0
H | 0 | 0 | 0 | 0 | 0 | 0
LFG | 0 | 0 | 0 | 0 | 0 | 0
Nuc | 0 | 0 | 0 | 718.68 | 480.33 | 0
PS | 0 | 0 | 0 | 0 | 0 | 0
PV | 0 | 0 | 0 | 0 | 0 | 0
PeakG | 0 | 0 | 0 | 0 | 0 | 0
PeakO | 0 | 0 | 0 | 0 | 0 | 0
ST | 0 | 0 | 0 | 0 | 0 | 0
STOG | 0 | 0 | 0 | 0 | 0 | 0
STWD | 0 | 0 | 0 | 0 | 0 | 0
WT | 144 | 0 | 156 | 0 | 0 | 0
IGCC | 0 | 0 | 0 | 0 | 0 | 0
DemandResponse | 0 | 0 | 0 | 0 | 0 | 0
IGCC-CCS | 0 | 0 | 0 | 0 | 0 | 0
WT_off | 0 | 0 | 0 | 0 | 0 | 0
PseudoUnit | 0 | 0 | 0 | 0 | 0 | 0
FixedInterchange | 0 | 0 | 0 | 0 | 0 | 0
New Build Capacity by Reporting Type: HQ_IESO
ReportingType | 2015 | 2020 | 2025 | 2030 | 2035 | 2040
BM | 0 | 0 | 0 | 0 | 0 | 0
CC | 0 | 0 | 0 | 0 | 0 | 0
CSP | 0 | 0 | 0 | 0 | 0 | 0
CT | 0 | 0 | 0 | 0 | 0 | 0
Coal | 0 | 0 | 0 | 0 | 0 | 0
Geo | 0 | 0 | 0 | 0 | 0 | 0
H | 0 | 0 | 0 | 0 | 0 | 0
LFG | 0 | 0 | 0 | 0 | 0 | 0
Nuc | 0 | 0 | 0 | 0 | 0 | 0
PS | 0 | 0 | 0 | 0 | 0 | 0
PV | 0 | 0 | 0 | 0 | 0 | 0
PeakG | 0 | 0 | 0 | 0 | 0 | 0
PeakO | 0 | 0 | 0 | 0 | 0 | 0
ST | 0 | 0 | 0 | 0 | 0 | 0
STOG | 0 | 0 | 0 | 0 | 0 | 0
STWD | 0 | 0 | 0 | 0 | 0 | 0
WT | 0 | 0 | 0 | 0 | 0 | 0
IGCC | 0 | 0 | 0 | 0 | 0 | 0
DemandResponse | 0 | 0 | 0 | 0 | 0 | 0
IGCC-CCS | 0 | 0 | 0 | 0 | 0 | 0
WT_off | 0 | 0 | 0 | 0 | 0 | 0
PseudoUnit | 0 | 0 | 0 | 0 | 0 | 87.91
FixedInterchange | 0 | 0 | 0 | 0 | 0 | 0
New Build Capacity by Reporting Type: HQ_NEISO
ReportingType | 2015 | 2020 | 2025 | 2030 | 2035 | 2040
BM | 0 | 0 | 0 | 0 | 0 | 0
CC | 0 | 0 | 0 | 0 | 0 | 0
CSP | 0 | 0 | 0 | 0 | 0 | 0
CT | 0 | 0 | 0 | 0 | 0 | 0
Coal | 0 | 0 | 0 | 0 | 0 | 0
Geo | 0 | 0 | 0 | 0 | 0 | 0
H | 0 | 0 | 0 | 0 | 0 | 0
LFG | 0 | 0 | 0 | 0 | 0 | 0
Nuc | 0 | 0 | 0 | 0 | 0 | 0
PS | 0 | 0 | 0 | 0 | 0 | 0
PV | 0 | 0 | 0 | 0 | 0 | 0
PeakG | 0 | 0 | 0 | 0 | 0 | 0
PeakO | 0 | 0 | 0 | 0 | 0 | 0
ST | 0 | 0 | 0 | 0 | 0 | 0
STOG | 0 | 0 | 0 | 0 | 0 | 0
STWD | 0 | 0 | 0 | 0 | 0 | 0
WT | 0 | 0 | 0 | 0 | 0 | 0
IGCC | 0 | 0 | 0 | 0 | 0 | 0
DemandResponse | 0 | 0 | 0 | 0 | 0 | 0
IGCC-CCS | 0 | 0 | 0 | 0 | 0 | 0
WT_off | 0 | 0 | 0 | 0 | 0 | 0
PseudoUnit | 0 | 500 | 976.49 | 0 | 0 | 0
FixedInterchange | 0 | 0 | 0 | 0 | 0 | 0
New Build Capacity by Reporting Type: HQ_NY
ReportingType | 2015 | 2020 | 2025 | 2030 | 2035 | 2040
BM | 0 | 0 | 0 | 0 | 0 | 0
CC | 0 | 0 | 0 | 0 | 0 | 0
CSP | 0 | 0 | 0 | 0 | 0 | 0
CT | 0 | 0 | 0 | 0 | 0 | 0
Coal | 0 | 0 | 0 | 0 | 0 | 0
Geo | 0 | 0 | 0 | 0 | 0 | 0
H | 0 | 0 | 0 | 0 | 0 | 0
LFG | 0 | 0 | 0 | 0 | 0 | 0
Nuc | 0 | 0 | 0 | 0 | 0 | 0
PS | 0 | 0 | 0 | 0 | 0 | 0
PV | 0 | 0 | 0 | 0 | 0 | 0
PeakG | 0 | 0 | 0 | 0 | 0 | 0
PeakO | 0 | 0 | 0 | 0 | 0 | 0
ST | 0 | 0 | 0 | 0 | 0 | 0
STOG | 0 | 0 | 0 | 0 | 0 | 0
STWD | 0 | 0 | 0 | 0 | 0 | 0
WT | 0 | 0 | 0 | 0 | 0 | 0
IGCC | 0 | 0 | 0 | 0 | 0 | 0
DemandResponse | 0 | 0 | 0 | 0 | 0 | 0
IGCC-CCS | 0 | 0 | 0 | 0 | 0 | 0
WT_off | 0 | 0 | 0 | 0 | 0 | 0
PseudoUnit | 0 | 2500 | 0 | 0 | 0 | 0
FixedInterchange | 0 | 0 | 0 | 0 | 0 | 0
New Build Capacity by Reporting Type: MARITIMES
ReportingType | 2015 | 2020 | 2025 | 2030 | 2035 | 2040
BM | 0 | 0 | 0 | 0 | 0 | 0
CC | 0 | 0 | 0 | 0 | 0 | 0
CSP | 0 | 0 | 0 | 0 | 0 | 0
CT | 0 | 0 | 0 | 0 | 0 | 0
Coal | 0 | 0 | 0 | 0 | 0 | 0
Geo | 0 | 0 | 0 | 0 | 0 | 0
H | 0 | 0 | 0 | 0 | 0 | 0
LFG | 0 | 0 | 0 | 0 | 0 | 0
Nuc | 0 | 0 | 0 | 0 | 0 | 0
PS | 0 | 0 | 0 | 0 | 0 | 0
PV | 0 | 0 | 0 | 0 | 0 | 0
PeakG | 0 | 0 | 0 | 0 | 0 | 0
PeakO | 0 | 0 | 0 | 0 | 0 | 0
ST | 0 | 0 | 0 | 0 | 0 | 0
STOG | 0 | 0 | 0 | 0 | 0 | 0
STWD | 0 | 0 | 0 | 0 | 0 | 0
WT | 0 | 0 | 0 | 0 | 0 | 0
IGCC | 0 | 0 | 0 | 0 | 0 | 0
DemandResponse | 0 | 0 | 0 | 0 | 0 | 0
IGCC-CCS | 0 | 0 | 0 | 0 | 0 | 0
WT_off | 0 | 0 | 0 | 0 | 0 | 0
PseudoUnit | 0 | 500 | 0 | 0 | 0 | 0
FixedInterchange | 0 | 0 | 0 | 0 | 0 | 0
New Build Capacity by Reporting Type: All
ReportingType | 2015 | 2020 | 2025 | 2030 | 2035 | 2040
BM | 1251 | 0 | 0 | 0 | 77015.98 | 23886.17
CC | 98425.96 | 43735.37 | 4325.36 | 471.6 | 0 | 0
CSP | 0 | 0 | 0 | 0 | 0 | 0
CT | 6393.79 | 300 | 0 | 154.96 | 0 | 0
Coal | 10763.64 | 0 | 0 | 0 | 0 | 0
Geo | 136 | 2075 | 4429 | 0 | 0 | 0
H | 0 | 3369 | 2503 | 2551 | 1575 | 250
LFG | 192 | 1953 | 2210 | 723.5 | 0 | 0.5
Nuc | 2740.56 | 4530 | 5288.75 | 44711.36 | 50000 | 50000
PS | 0 | 0 | 0 | 0 | 0 | 0
PV | 1246 | 2271.92 | 1001.37 | 14178.45 | 1709.76 | 1267.04
PeakG | 0 | 0 | 0 | 0 | 0 | 0
PeakO | 0 | 0 | 0 | 0 | 0 | 0
ST | 760 | 813.04 | 1929.38 | 353.66 | 891.16 | 910.14
STOG | 0 | 0 | 0 | 0 | 0 | 0
STWD | 0 | 0 | 0 | 0 | 0 | 0
WT | 25342 | 175000 | 75000.42 | 6929.9 | 6800.45 | 7517.8
IGCC | 618 | 0 | 0 | 0 | 0 | 0
DemandResponse | 0 | 0 | 0 | 0 | 0 | 0
IGCC-CCS | 0 | 0 | 0 | 0 | 0 | 0
WT_off | 469 | 453.8 | 16822.4 | 41582.99 | 12132.44 | 1083.24
PseudoUnit | 0 | 3500 | 976.49 | 0 | 0 | 87.91
FixedInterchange | 0 | 0 | 0 | 0 | 0 | 0
New Build Capacity by Reporting Type: EI_US
ReportingType | 2015 | 2020 | 2025 | 2030 | 2035 | 2040
BM | 741.12 | 0 | 0 | 0 | 68636.08 | 18113.82
CC | 77282.34 | 41653.96 | 4325.36 | 471.6 | 0 | 0
CSP | 0 | 0 | 0 | 0 | 0 | 0
CT | 4323.69 | 300 | 0 | 154.96 | 0 | 0
Coal | 7858.64 | 0 | 0 | 0 | 0 | 0
Geo | 0 | 0 | 0 | 0 | 0 | 0
H | 0 | 2674 | 673 | 91 | 947 | 0
LFG | 141.4 | 1449.85 | 904.25 | 723.5 | 0 | 0
Nuc | 2740.56 | 4530 | 4907.55 | 18252.7 | 27067.68 | 42381.76
PS | 0 | 0 | 0 | 0 | 0 | 0
PV | 57.74 | 2271.92 | 1001.37 | 14178.45 | 1709.76 | 62.47
PeakG | 0 | 0 | 0 | 0 | 0 | 0
PeakO | 0 | 0 | 0 | 0 | 0 | 0
ST | 0 | 0 | 0 | 0 | 0 | 0
STOG | 0 | 0 | 0 | 0 | 0 | 0
STWD | 0 | 0 | 0 | 0 | 0 | 0
WT | 19786.6 | 118494.11 | 50600.76 | 4934.03 | 6482.18 | 1794.82
IGCC | 618 | 0 | 0 | 0 | 0 | 0
DemandResponse | 0 | 0 | 0 | 0 | 0 | 0
IGCC-CCS | 0 | 0 | 0 | 0 | 0 | 0
WT_off | 469 | 453.8 | 16822.4 | 41582.99 | 12132.44 | 1083.24
PseudoUnit | 0 | 3500 | 976.49 | 0 | 0 | 0
FixedInterchange | 0 | 0 | 0 | 0 | 0 | 0
New Build Capacity by Reporting Type: EI_Canada
ReportingType | 2015 | 2020 | 2025 | 2030 | 2035 | 2040
BM | 326.33 | 0 | 0 | 0 | 0 | 0
CC | 1496.94 | 0 | 0 | 0 | 0 | 0
CSP | 0 | 0 | 0 | 0 | 0 | 0
CT | 368 | 0 | 0 | 0 | 0 | 0
Coal | 0 | 0 | 0 | 0 | 0 | 0
Geo | 0 | 0 | 0 | 0 | 0 | 0
H | 0 | 695 | 1495 | 2460 | 0 | 250
LFG | 14.5 | 0 | 0 | 0 | 0 | 0.5
Nuc | 0 | 0 | 0 | 0 | 0 | 0
PS | 0 | 0 | 0 | 0 | 0 | 0
PV | 1067.26 | 0 | 0 | 0 | 0 | 0
PeakG | 0 | 0 | 0 | 0 | 0 | 0
PeakO | 0 | 0 | 0 | 0 | 0 | 0
ST | 0 | 0 | 0 | 0 | 0 | 0
STOG | 0 | 0 | 0 | 0 | 0 | 0
STWD | 0 | 0 | 0 | 0 | 0 | 0
WT | 2408.3 | 0 | 0 | 0 | 0 | 128.43
IGCC | 0 | 0 | 0 | 0 | 0 | 0
DemandResponse | 0 | 0 | 0 | 0 | 0 | 0
IGCC-CCS | 0 | 0 | 0 | 0 | 0 | 0
WT_off | 0 | 0 | 0 | 0 | 0 | 0
PseudoUnit | 0 | 0 | 0 | 0 | 0 | 87.91
FixedInterchange | 0 | 0 | 0 | 0 | 0 | 0
New Build Capacity by Reporting Type: EI
ReportingType | 2015 | 2020 | 2025 | 2030 | 2035 | 2040
BM | 1067.45 | 0 | 0 | 0 | 68636.08 | 18113.82
CC | 78779.29 | 41653.96 | 4325.36 | 471.6 | 0 | 0
CSP | 0 | 0 | 0 | 0 | 0 | 0
CT | 4691.69 | 300 | 0 | 154.96 | 0 | 0
Coal | 7858.64 | 0 | 0 | 0 | 0 | 0
Geo | 0 | 0 | 0 | 0 | 0 | 0
H | 0 | 3369 | 2168 | 2551 | 947 | 250
LFG | 155.9 | 1449.85 | 904.25 | 723.5 | 0 | 0.5
Nuc | 2740.56 | 4530 | 4907.55 | 18252.7 | 27067.68 | 42381.76
PS | 0 | 0 | 0 | 0 | 0 | 0
PV | 1125 | 2271.92 | 1001.37 | 14178.45 | 1709.76 | 62.47
PeakG | 0 | 0 | 0 | 0 | 0 | 0
PeakO | 0 | 0 | 0 | 0 | 0 | 0
ST | 0 | 0 | 0 | 0 | 0 | 0
STOG | 0 | 0 | 0 | 0 | 0 | 0
STWD | 0 | 0 | 0 | 0 | 0 | 0
WT | 22194.9 | 118494.11 | 50600.76 | 4934.03 | 6482.18 | 1923.26
IGCC | 618 | 0 | 0 | 0 | 0 | 0
DemandResponse | 0 | 0 | 0 | 0 | 0 | 0
IGCC-CCS | 0 | 0 | 0 | 0 | 0 | 0
WT_off | 469 | 453.8 | 16822.4 | 41582.99 | 12132.44 | 1083.24
PseudoUnit | 0 | 3500 | 976.49 | 0 | 0 | 87.91
FixedInterchange | 0 | 0 | 0 | 0 | 0 | 0
New Build Capacity by Reporting Type: Outside_EI
ReportingType | 2015 | 2020 | 2025 | 2030 | 2035 | 2040
BM | 183.55 | 0 | 0 | 0 | 8379.89 | 5772.35
CC | 19646.67 | 2081.41 | 0 | 0 | 0 | 0
CSP | 0 | 0 | 0 | 0 | 0 | 0
CT | 1702.1 | 0 | 0 | 0 | 0 | 0
Coal | 2905 | 0 | 0 | 0 | 0 | 0
Geo | 136 | 2075 | 4429 | 0 | 0 | 0
H | 0 | 0 | 335 | 0 | 628 | 0
LFG | 36.1 | 503.15 | 1305.75 | 0 | 0 | 0
Nuc | 0 | 0 | 381.2 | 26458.66 | 22932.32 | 7618.24
PS | 0 | 0 | 0 | 0 | 0 | 0
PV | 121 | 0 | 0 | 0 | 0 | 1204.57
PeakG | 0 | 0 | 0 | 0 | 0 | 0
PeakO | 0 | 0 | 0 | 0 | 0 | 0
ST | 760 | 813.04 | 1929.38 | 353.66 | 891.16 | 910.14
STOG | 0 | 0 | 0 | 0 | 0 | 0
STWD | 0 | 0 | 0 | 0 | 0 | 0
WT | 3147.1 | 56505.89 | 24399.66 | 1995.87 | 318.27 | 5594.55
IGCC | 0 | 0 | 0 | 0 | 0 | 0
DemandResponse | 0 | 0 | 0 | 0 | 0 | 0
IGCC-CCS | 0 | 0 | 0 | 0 | 0 | 0
WT_off | 0 | 0 | 0 | 0 | 0 | 0
PseudoUnit | 0 | 0 | 0 | 0 | 0 | 0
FixedInterchange | 0 | 0 | 0 | 0 | 0 | 0
#2 | Cumulative New Build Capacity (MW)
Cumulative New Build Capacity by Reporting Type: Entergy
ReportingType | 2015 | 2020 | 2025 | 2030 | 2035 | 2040
BM | 0 | 0 | 0 | 0 | 10074.95 | 10074.95
CC | 3484.93 | 7104.12 | 7104.12 | 7104.12 | 7104.12 | 7104.12
CSP | 0 | 0 | 0 | 0 | 0 | 0
CT | 0 | 0 | 0 | 0 | 0 | 0
Coal | 720 | 720 | 720 | 720 | 720 | 720
Geo | 0 | 0 | 0 | 0 | 0 | 0
H | 0 | 439 | 1109 | 1109 | 1109 | 1109
LFG | 0 | 107.4 | 107.4 | 107.4 | 107.4 | 107.4
Nuc | 170 | 170 | 170 | 170 | 956.39 | 3715.79
PS | 0 | 0 | 0 | 0 | 0 | 0
PV | 0.29 | 61.82 | 91.21 | 91.21 | 91.21 | 92.59
PeakG | 0 | 0 | 0 | 0 | 0 | 0
PeakO | 0 | 0 | 0 | 0 | 0 | 0
ST | 0 | 0 | 0 | 0 | 0 | 0
STOG | 0 | 0 | 0 | 0 | 0 | 0
STWD | 0 | 0 | 0 | 0 | 0 | 0
WT | 0 | 0 | 0 | 0 | 0 | 0
IGCC | 0 | 0 | 0 | 0 | 0 | 0
DemandResponse | 0 | 0 | 0 | 0 | 0 | 0
IGCC-CCS | 0 | 0 | 0 | 0 | 0 | 0
WT_off | 0 | 0 | 0 | 0 | 0 | 0
PseudoUnit | 0 | 0 | 0 | 0 | 0 | 0
FixedInterchange | 0 | 0 | 0 | 0 | 0 | 0
Cumulative New Build Capacity by Reporting Type: FRCC
ReportingType | 2015 | 2020 | 2025 | 2030 | 2035 | 2040
BM | 0 | 0 | 0 | 0 | 548.38 | 2001.91
CC | 11664.68 | 11664.68 | 11664.68 | 11664.68 | 11664.68 | 11664.68
CSP | 0 | 0 | 0 | 0 | 0 | 0
CT | 2480 | 2480 | 2480 | 2480 | 2480 | 2480
Coal | 0 | 0 | 0 | 0 | 0 | 0
Geo | 0 | 0 | 0 | 0 | 0 | 0
H | 0 | 0 | 0 | 0 | 28 | 28
LFG | 0 | 198 | 198 | 198 | 198 | 198
Nuc | 229.33 | 229.33 | 3932.68 | 12872.84 | 20522.86 | 24728.18
PS | 0 | 0 | 0 | 0 | 0 | 0
PV | 0 | 0 | 0 | 10000 | 10000 | 10000
PeakG | 0 | 0 | 0 | 0 | 0 | 0
PeakO | 0 | 0 | 0 | 0 | 0 | 0
ST | 0 | 0 | 0 | 0 | 0 | 0
STOG | 0 | 0 | 0 | 0 | 0 | 0
STWD | 0 | 0 | 0 | 0 | 0 | 0
WT | 0 | 0 | 0 | 0 | 0 | 0
IGCC | 0 | 0 | 0 | 0 | 0 | 0
DemandResponse | 0 | 0 | 0 | 0 | 0 | 0
IGCC-CCS | 0 | 0 | 0 | 0 | 0 | 0
WT_off | 0 | 0 | 0 | 0 | 0 | 0
PseudoUnit | 0 | 0 | 0 | 0 | 0 | 0
FixedInterchange | 0 | 0 | 0 | 0 | 0 | 0
Cumulative New Build Capacity by Reporting Type: MAPP_US
ReportingType | 2015 | 2020 | 2025 | 2030 | 2035 | 2040
BM | 0 | 0 | 0 | 0 | 34.97 | 65.98
CC | 0 | 0 | 0 | 0 | 0 | 0
CSP | 0 | 0 | 0 | 0 | 0 | 0
CT | 308.3 | 308.3 | 308.3 | 463.26 | 463.26 | 463.26
Coal | 0 | 0 | 0 | 0 | 0 | 0
Geo | 0 | 0 | 0 | 0 | 0 | 0
H | 0 | 0 | 0 | 0 | 0 | 0
LFG | 0 | 0 | 0 | 71.67 | 71.67 | 71.67
Nuc | 0 | 0 | 0 | 0 | 0 | 0
PS | 0 | 0 | 0 | 0 | 0 | 0
PV | 0 | 0 | 0 | 0 | 0 | 0
PeakG | 0 | 0 | 0 | 0 | 0 | 0
PeakO | 0 | 0 | 0 | 0 | 0 | 0
ST | 0 | 0 | 0 | 0 | 0 | 0
STOG | 0 | 0 | 0 | 0 | 0 | 0
STWD | 0 | 0 | 0 | 0 | 0 | 0
WT | 421.3 | 9548.54 | 9548.54 | 9548.54 | 9548.54 | 9548.54
IGCC | 0 | 0 | 0 | 0 | 0 | 0
DemandResponse | 0 | 0 | 0 | 0 | 0 | 0
IGCC-CCS | 0 | 0 | 0 | 0 | 0 | 0
WT_off | 0 | 0 | 0 | 0 | 0 | 0
PseudoUnit | 0 | 0 | 0 | 0 | 0 | 0
FixedInterchange | 0 | 0 | 0 | 0 | 0 | 0
Cumulative New Build Capacity by Reporting Type: MISO_IN
ReportingType | 2015 | 2020 | 2025 | 2030 | 2035 | 2040
BM | 0 | 0 | 0 | 0 | 4742.09 | 6144.51
CC | 3563.26 | 16810.43 | 20735.81 | 20735.81 | 20735.81 | 20735.81
CSP | 0 | 0 | 0 | 0 | 0 | 0
CT | 0 | 0 | 0 | 0 | 0 | 0
Coal | 0 | 0 | 0 | 0 | 0 | 0
Geo | 0 | 0 | 0 | 0 | 0 | 0
H | 0 | 0 | 0 | 0 | 0 | 0
LFG | 0 | 0 | 80.12 | 80.12 | 80.12 | 80.12
Nuc | 0 | 0 | 0 | 0 | 0 | 0
PS | 0 | 0 | 0 | 0 | 0 | 0
PV | 0 | 0 | 0 | 0 | 0 | 0
PeakG | 0 | 0 | 0 | 0 | 0 | 0
PeakO | 0 | 0 | 0 | 0 | 0 | 0
ST | 0 | 0 | 0 | 0 | 0 | 0
STOG | 0 | 0 | 0 | 0 | 0 | 0
STWD | 0 | 0 | 0 | 0 | 0 | 0
WT | 0 | 0 | 0 | 0 | 0 | 528.49
IGCC | 618 | 618 | 618 | 618 | 618 | 618
DemandResponse | 0 | 0 | 0 | 0 | 0 | 0
IGCC-CCS | 0 | 0 | 0 | 0 | 0 | 0
WT_off | 0 | 0 | 0 | 0 | 0 | 0
PseudoUnit | 0 | 0 | 0 | 0 | 0 | 0
FixedInterchange | 0 | 0 | 0 | 0 | 0 | 0
Cumulative New Build Capacity by Reporting Type: MISO_MI
ReportingType | 2015 | 2020 | 2025 | 2030 | 2035 | 2040
BM | 0 | 0 | 0 | 0 | 2089.81 | 6144.51
CC | 202.4 | 202.4 | 202.4 | 202.4 | 202.4 | 202.4
CSP | 0 | 0 | 0 | 0 | 0 | 0
CT | 0 | 0 | 0 | 0 | 0 | 0
Coal | 0 | 0 | 0 | 0 | 0 | 0
Geo | 0 | 0 | 0 | 0 | 0 | 0
H | 0 | 0 | 0 | 0 | 0 | 0
LFG | 0 | 85.87 | 160.25 | 160.25 | 160.25 | 160.25
Nuc | 0 | 0 | 0 | 2711.19 | 3666.8 | 3666.8
PS | 0 | 0 | 0 | 0 | 0 | 0
PV | 0 | 0 | 0 | 0 | 0 | 0
PeakG | 0 | 0 | 0 | 0 | 0 | 0
PeakO | 0 | 0 | 0 | 0 | 0 | 0
ST | 0 | 0 | 0 | 0 | 0 | 0
STOG | 0 | 0 | 0 | 0 | 0 | 0
STWD | 0 | 0 | 0 | 0 | 0 | 0
WT | 2000 | 2392.32 | 2392.32 | 2392.32 | 2392.32 | 2600
IGCC | 0 | 0 | 0 | 0 | 0 | 0
DemandResponse | 0 | 0 | 0 | 0 | 0 | 0
IGCC-CCS | 0 | 0 | 0 | 0 | 0 | 0
WT_off | 0 | 0 | 0 | 0 | 0 | 0
PseudoUnit | 0 | 0 | 0 | 0 | 0 | 0
FixedInterchange | 0 | 0 | 0 | 0 | 0 | 0
Cumulative New Build Capacity by Reporting Type: MISO_MO-IL
ReportingType | 2015 | 2020 | 2025 | 2030 | 2035 | 2040
BM | 0 | 0 | 0 | 0 | 1250.63 | 5137.76
CC | 0 | 0 | 0 | 0 | 0 | 0
CSP | 0 | 0 | 0 | 0 | 0 | 0
CT | 0 | 0 | 0 | 0 | 0 | 0
Coal | 1790 | 1790 | 1790 | 1790 | 1790 | 1790
Geo | 0 | 0 | 0 | 0 | 0 | 0
H | 0 | 280 | 280 | 280 | 280 | 280
LFG | 0 | 0 | 223.33 | 223.33 | 223.33 | 223.33
Nuc | 0 | 0 | 0 | 0 | 0 | 0
PS | 0 | 0 | 0 | 0 | 0 | 0
PV | 0 | 0 | 0 | 0 | 0 | 0
PeakG | 0 | 0 | 0 | 0 | 0 | 0
PeakO | 0 | 0 | 0 | 0 | 0 | 0
ST | 0 | 0 | 0 | 0 | 0 | 0
STOG | 0 | 0 | 0 | 0 | 0 | 0
STWD | 0 | 0 | 0 | 0 | 0 | 0
WT | 300 | 5900 | 5900 | 5900 | 5900 | 5900
IGCC | 0 | 0 | 0 | 0 | 0 | 0
DemandResponse | 0 | 0 | 0 | 0 | 0 | 0
IGCC-CCS | 0 | 0 | 0 | 0 | 0 | 0
WT_off | 0 | 0 | 0 | 0 | 0 | 0
PseudoUnit | 0 | 0 | 0 | 0 | 0 | 0
FixedInterchange | 0 | 0 | 0 | 0 | 0 | 0
Cumulative New Build Capacity by Reporting Type: MISO_W
ReportingType | 2015 | 2020 | 2025 | 2030 | 2035 | 2040
BM | 0 | 0 | 0 | 0 | 0 | 0
CC | 0 | 0 | 0 | 0 | 0 | 0
CSP | 0 | 0 | 0 | 0 | 0 | 0
CT | 0 | 0 | 0 | 0 | 0 | 0
Coal | 0 | 0 | 0 | 0 | 0 | 0
Geo | 0 | 0 | 0 | 0 | 0 | 0
H | 0 | 0 | 0 | 0 | 0 | 0
LFG | 0 | 0 | 71.67 | 71.67 | 71.67 | 71.67
Nuc | 94.33 | 94.33 | 94.33 | 94.33 | 94.33 | 94.33
PS | 0 | 0 | 0 | 0 | 0 | 0
PV | 0 | 0 | 0 | 0 | 0 | 0
PeakG | 0 | 0 | 0 | 0 | 0 | 0
PeakO | 0 | 0 | 0 | 0 | 0 | 0
ST | 0 | 0 | 0 | 0 | 0 | 0
STOG | 0 | 0 | 0 | 0 | 0 | 0
STWD | 0 | 0 | 0 | 0 | 0 | 0
WT | 2800.5 | 39475.98 | 43278.02 | 43864.84 | 43864.84 | 43864.84
IGCC | 0 | 0 | 0 | 0 | 0 | 0
DemandResponse | 0 | 0 | 0 | 0 | 0 | 0
IGCC-CCS | 0 | 0 | 0 | 0 | 0 | 0
WT_off | 0 | 0 | 0 | 0 | 0 | 0
PseudoUnit | 0 | 0 | 0 | 0 | 0 | 0
FixedInterchange | 0 | 0 | 0 | 0 | 0 | 0
Cumulative New Build Capacity by Reporting Type: MISO_WUMS
ReportingType | 2015 | 2020 | 2025 | 2030 | 2035 | 2040
BM | 0 | 0 | 0 | 0 | 3200.79 | 3200.79
CC | 5450.74 | 5955.05 | 6355.02 | 6355.02 | 6355.02 | 6355.02
CSP | 0 | 0 | 0 | 0 | 0 | 0
CT | 0 | 0 | 0 | 0 | 0 | 0
Coal | 615 | 615 | 615 | 615 | 615 | 615
Geo | 0 | 0 | 0 | 0 | 0 | 0
H | 0 | 1 | 1 | 1 | 1 | 1
LFG | 0 | 0 | 223.33 | 223.33 | 223.33 | 223.33
Nuc | 235 | 235 | 235 | 312.24 | 1602.1 | 3688.17
PS | 0 | 0 | 0 | 0 | 0 | 0
PV | 0 | 0 | 0 | 0 | 0 | 0
PeakG | 0 | 0 | 0 | 0 | 0 | 0
PeakO | 0 | 0 | 0 | 0 | 0 | 0
ST | 0 | 0 | 0 | 0 | 0 | 0
STOG | 0 | 0 | 0 | 0 | 0 | 0
STWD | 0 | 0 | 0 | 0 | 0 | 0
WT | 968.9 | 968.9 | 999.7 | 999.7 | 999.7 | 999.7
IGCC | 0 | 0 | 0 | 0 | 0 | 0
DemandResponse | 0 | 0 | 0 | 0 | 0 | 0
IGCC-CCS | 0 | 0 | 0 | 0 | 0 | 0
WT_off | 0 | 0 | 0 | 0 | 0 | 0
PseudoUnit | 0 | 0 | 0 | 0 | 0 | 0
FixedInterchange | 0 | 0 | 0 | 0 | 0 | 0
Cumulative New Build Capacity by Reporting Type: Nebraska
ReportingType | 2015 | 2020 | 2025 | 2030 | 2035 | 2040
BM | 0 | 0 | 0 | 0 | 2428.67 | 2428.67
CC | 71.24 | 1864.64 | 1864.64 | 1864.64 | 1864.64 | 1864.64
CSP | 0 | 0 | 0 | 0 | 0 | 0
CT | 0 | 0 | 0 | 0 | 0 | 0
Coal | 232.1 | 232.1 | 232.1 | 232.1 | 232.1 | 232.1
Geo | 0 | 0 | 0 | 0 | 0 | 0
H | 0 | 0 | 0 | 0 | 0 | 0
LFG | 0 | 0 | 0 | 71.67 | 71.67 | 71.67
Nuc | 0 | 0 | 0 | 0 | 0 | 0
PS | 0 | 0 | 0 | 0 | 0 | 0
PV | 0 | 0 | 0 | 0 | 0 | 0
PeakG | 0 | 0 | 0 | 0 | 0 | 0
PeakO | 0 | 0 | 0 | 0 | 0 | 0
ST | 0 | 0 | 0 | 0 | 0 | 0
STOG | 0 | 0 | 0 | 0 | 0 | 0
STWD | 0 | 0 | 0 | 0 | 0 | 0
WT | 202 | 202 | 202 | 202 | 202 | 202
IGCC | 0 | 0 | 0 | 0 | 0 | 0
DemandResponse | 0 | 0 | 0 | 0 | 0 | 0
IGCC-CCS | 0 | 0 | 0 | 0 | 0 | 0
WT_off | 0 | 0 | 0 | 0 | 0 | 0
PseudoUnit | 0 | 0 | 0 | 0 | 0 | 0
FixedInterchange | 0 | 0 | 0 | 0 | 0 | 0
Cumulative New Build Capacity by Reporting Type: NEISO
ReportingType | 2015 | 2020 | 2025 | 2030 | 2035 | 2040
BM | 252.2 | 252.2 | 252.2 | 252.2 | 252.2 | 252.2
CC | 2049.5 | 2049.5 | 2049.5 | 2049.5 | 2049.5 | 2049.5
CSP | 0 | 0 | 0 | 0 | 0 | 0
CT | 334 | 334 | 334 | 334 | 334 | 334
Coal | 0 | 0 | 0 | 0 | 0 | 0
Geo | 0 | 0 | 0 | 0 | 0 | 0
H | 0 | 0 | 3 | 3 | 3 | 3
LFG | 49.26 | 49.26 | 49.26 | 119 | 119 | 119
Nuc | 0 | 0 | 0 | 0 | 0 | 0
PS | 0 | 0 | 0 | 0 | 0 | 0
PV | 0 | 292.5 | 292.5 | 292.5 | 292.5 | 292.5
PeakG | 0 | 0 | 0 | 0 | 0 | 0
PeakO | 0 | 0 | 0 | 0 | 0 | 0
ST | 0 | 0 | 0 | 0 | 0 | 0
STOG | 0 | 0 | 0 | 0 | 0 | 0
STWD | 0 | 0 | 0 | 0 | 0 | 0
WT | 231.2 | 5280 | 7484.23 | 9179.76 | 15661.95 | 15939.29
IGCC | 0 | 0 | 0 | 0 | 0 | 0
DemandResponse | 0 | 0 | 0 | 0 | 0 | 0
IGCC-CCS | 0 | 0 | 0 | 0 | 0 | 0
WT_off | 468 | 468 | 468 | 468 | 468 | 468
PseudoUnit | 0 | 0 | 0 | 0 | 0 | 0
FixedInterchange | 0 | 0 | 0 | 0 | 0 | 0
Cumulative New Build Capacity by Reporting Type: NonRTO_Midwest
ReportingType | 2015 | 2020 | 2025 | 2030 | 2035 | 2040
BM | 0 | 0 | 0 | 0 | 5342.87 | 6144.51
CC | 2166.24 | 4777.48 | 4777.48 | 4777.48 | 4777.48 | 4777.48
CSP | 0 | 0 | 0 | 0 | 0 | 0
CT | 0 | 0 | 0 | 0 | 0 | 0
Coal | 0 | 0 | 0 | 0 | 0 | 0
Geo | 0 | 0 | 0 | 0 | 0 | 0
H | 0 | 746 | 746 | 746 | 746 | 746
LFG | 0 | 160.25 | 160.25 | 160.25 | 160.25 | 160.25
Nuc | 0 | 0 | 1204.2 | 1409.33 | 1409.33 | 1409.33
PS | 0 | 0 | 0 | 0 | 0 | 0
PV | 0 | 0 | 0 | 0 | 0 | 0
PeakG | 0 | 0 | 0 | 0 | 0 | 0
PeakO | 0 | 0 | 0 | 0 | 0 | 0
ST | 0 | 0 | 0 | 0 | 0 | 0
STOG | 0 | 0 | 0 | 0 | 0 | 0
STWD | 0 | 0 | 0 | 0 | 0 | 0
WT | 0 | 0 | 0 | 0 | 0 | 0
IGCC | 0 | 0 | 0 | 0 | 0 | 0
DemandResponse | 0 | 0 | 0 | 0 | 0 | 0
IGCC-CCS | 0 | 0 | 0 | 0 | 0 | 0
WT_off | 0 | 0 | 0 | 0 | 0 | 0
PseudoUnit | 0 | 0 | 0 | 0 | 0 | 0
FixedInterchange | 0 | 0 | 0 | 0 | 0 | 0
Cumulative New Build Capacity by Reporting Type: NYISO_A-F
ReportingType | 2015 | 2020 | 2025 | 2030 | 2035 | 2040
BM | 0 | 0 | 0 | 0 | 0 | 0
CC | 639 | 639 | 639 | 639 | 639 | 639
CSP | 0 | 0 | 0 | 0 | 0 | 0
CT | 0 | 0 | 0 | 0 | 0 | 0
Coal | 0 | 0 | 0 | 0 | 0 | 0
Geo | 0 | 0 | 0 | 0 | 0 | 0
H | 0 | 0 | 0 | 0 | 0 | 0
LFG | 6.4 | 6.4 | 6.4 | 74.33 | 74.33 | 74.33
Nuc | 168 | 168 | 168 | 168 | 168 | 168
PS | 0 | 0 | 0 | 0 | 0 | 0
PV | 0 | 0 | 0 | 0 | 0 | 0
PeakG | 0 | 0 | 0 | 0 | 0 | 0
PeakO | 0 | 0 | 0 | 0 | 0 | 0
ST | 0 | 0 | 0 | 0 | 0 | 0
STOG | 0 | 0 | 0 | 0 | 0 | 0
STWD | 0 | 0 | 0 | 0 | 0 | 0
WT | 2476.3 | 3186.1 | 10858.32 | 13490 | 13490 | 13490
IGCC | 0 | 0 | 0 | 0 | 0 | 0
DemandResponse | 0 | 0 | 0 | 0 | 0 | 0
IGCC-CCS | 0 | 0 | 0 | 0 | 0 | 0
WT_off | 0 | 0 | 0 | 0 | 0 | 0
PseudoUnit | 0 | 0 | 0 | 0 | 0 | 0
FixedInterchange | 0 | 0 | 0 | 0 | 0 | 0
Cumulative New Build Capacity by Reporting Type: NYISO_G-I
ReportingType | 2015 | 2020 | 2025 | 2030 | 2035 | 2040
BM | 0 | 0 | 0 | 0 | 0 | 800
CC | 0 | 0 | 0 | 0 | 0 | 0
CSP | 0 | 0 | 0 | 0 | 0 | 0
CT | 0 | 0 | 0 | 0 | 0 | 0
Coal | 0 | 0 | 0 | 0 | 0 | 0
Geo | 0 | 0 | 0 | 0 | 0 | 0
H | 0 | 0 | 0 | 0 | 0 | 0
LFG | 0 | 0 | 0 | 74.33 | 74.33 | 74.33
Nuc | 0 | 0 | 0 | 0 | 0 | 1675.64
PS | 0 | 0 | 0 | 0 | 0 | 0
PV | 0 | 0 | 0 | 0 | 500.37 | 500.37
PeakG | 0 | 0 | 0 | 0 | 0 | 0
PeakO | 0 | 0 | 0 | 0 | 0 | 0
ST | 0 | 0 | 0 | 0 | 0 | 0
STOG | 0 | 0 | 0 | 0 | 0 | 0
STWD | 0 | 0 | 0 | 0 | 0 | 0
WT | 0 | 60 | 360 | 360 | 360 | 360
IGCC | 0 | 0 | 0 | 0 | 0 | 0
DemandResponse | 0 | 0 | 0 | 0 | 0 | 0
IGCC-CCS | 0 | 0 | 0 | 0 | 0 | 0
WT_off | 0 | 0 | 0 | 0 | 0 | 0
PseudoUnit | 0 | 0 | 0 | 0 | 0 | 0
FixedInterchange | 0 | 0 | 0 | 0 | 0 | 0
Cumulative New Build Capacity by Reporting Type: NYISO_J-K
ReportingType | 2015 | 2020 | 2025 | 2030 | 2035 | 2040
BM | 0 | 0 | 0 | 0 | 0 | 0
CC | 1175.4 | 1175.4 | 1175.4 | 1175.4 | 1175.4 | 1175.4
CSP | 0 | 0 | 0 | 0 | 0 | 0
CT | 0 | 0 | 0 | 0 | 0 | 0
Coal | 0 | 0 | 0 | 0 | 0 | 0
Geo | 0 | 0 | 0 | 0 | 0 | 0
H | 0 | 0 | 0 | 0 | 0 | 0
LFG | 0 | 0 | 0 | 74.33 | 74.33 | 74.33
Nuc | 0 | 0 | 0 | 0 | 0 | 0
PS | 0 | 0 | 0 | 0 | 0 | 0
PV | 32 | 32 | 32 | 32 | 32 | 32
PeakG | 0 | 0 | 0 | 0 | 0 | 0
PeakO | 0 | 0 | 0 | 0 | 0 | 0
ST | 0 | 0 | 0 | 0 | 0 | 0
STOG | 0 | 0 | 0 | 0 | 0 | 0
STWD | 0 | 0 | 0 | 0 | 0 | 0
WT | 0 | 0 | 330 | 330 | 330 | 330
IGCC | 0 | 0 | 0 | 0 | 0 | 0
DemandResponse | 0 | 0 | 0 | 0 | 0 | 0
IGCC-CCS | 0 | 0 | 0 | 0 | 0 | 0
WT_off | 0 | 0 | 0 | 0 | 2368 | 2368
PseudoUnit | 0 | 0 | 0 | 0 | 0 | 0
FixedInterchange | 0 | 0 | 0 | 0 | 0 | 0
Cumulative New Build Capacity by Reporting Type: PJM_E
ReportingType | 2015 | 2020 | 2025 | 2030 | 2035 | 2040
BM | 30 | 30 | 30 | 30 | 30 | 332.31
CC | 4634.3 | 4634.3 | 4634.3 | 4634.3 | 4634.3 | 4634.3
CSP | 0 | 0 | 0 | 0 | 0 | 0
CT | 26.2 | 26.2 | 26.2 | 26.2 | 26.2 | 26.2
Coal | 27 | 27 | 27 | 27 | 27 | 27
Geo | 0 | 0 | 0 | 0 | 0 | 0
H | 0 | 0 | 0 | 0 | 0 | 0
LFG | 9.1 | 9.1 | 38.17 | 142 | 142 | 142
Nuc | 38 | 38 | 38 | 38 | 38 | 38
PS | 0 | 0 | 0 | 0 | 0 | 0
PV | 25.45 | 25.45 | 25.45 | 25.45 | 25.45 | 25.45
PeakG | 0 | 0 | 0 | 0 | 0 | 0
PeakO | 0 | 0 | 0 | 0 | 0 | 0
ST | 0 | 0 | 0 | 0 | 0 | 0
STOG | 0 | 0 | 0 | 0 | 0 | 0
STWD | 0 | 0 | 0 | 0 | 0 | 0
WT | 1150 | 1150 | 1150 | 1170 | 1170 | 1170
IGCC | 0 | 0 | 0 | 0 | 0 | 0
DemandResponse | 0 | 0 | 0 | 0 | 0 | 0
IGCC-CCS | 0 | 0 | 0 | 0 | 0 | 0
WT_off | 0 | 0 | 1100 | 9600 | 9600 | 9600
PseudoUnit | 0 | 0 | 0 | 0 | 0 | 0
FixedInterchange | 0 | 0 | 0 | 0 | 0 | 0
Cumulative New Build Capacity by Reporting Type: PJM_ROM
ReportingType | 2015 | 2020 | 2025 | 2030 | 2035 | 2040
BM | 18 | 18 | 18 | 18 | 2075.61 | 2357.79
CC | 1678.5 | 1678.5 | 1678.5 | 1678.5 | 1678.5 | 1678.5
CSP | 0 | 0 | 0 | 0 | 0 | 0
CT | 16 | 16 | 16 | 16 | 16 | 16
Coal | 32.5 | 32.5 | 32.5 | 32.5 | 32.5 | 32.5
Geo | 0 | 0 | 0 | 0 | 0 | 0
H | 0 | 678 | 678 | 678 | 678 | 678
LFG | 18.9 | 81.66 | 284 | 284 | 284 | 284
Nuc | 0 | 0 | 0 | 0 | 0 | 3900.28
PS | 0 | 0 | 0 | 0 | 0 | 0
PV | 0 | 1355.2 | 2113.94 | 2283.77 | 2296.57 | 2357.65
PeakG | 0 | 0 | 0 | 0 | 0 | 0
PeakO | 0 | 0 | 0 | 0 | 0 | 0
ST | 0 | 0 | 0 | 0 | 0 | 0
STOG | 0 | 0 | 0 | 0 | 0 | 0
STWD | 0 | 0 | 0 | 0 | 0 | 0
WT | 479.8 | 1230 | 7040 | 7040 | 7040 | 7040
IGCC | 0 | 0 | 0 | 0 | 0 | 0
DemandResponse | 0 | 0 | 0 | 0 | 0 | 0
IGCC-CCS | 0 | 0 | 0 | 0 | 0 | 0
WT_off | 0 | 0 | 0 | 10010.19 | 10149.64 | 10814.93
PseudoUnit | 0 | 0 | 0 | 0 | 0 | 0
FixedInterchange | 0 | 0 | 0 | 0 | 0 | 0
Cumulative New Build Capacity by Reporting Type: PJM_ROR
ReportingType | 2015 | 2020 | 2025 | 2030 | 2035 | 2040
BM | 385 | 385 | 385 | 385 | 10556.34 | 10556.34
CC | 14797.75 | 17937.1 | 17937.1 | 17937.1 | 17937.1 | 17937.1
CSP | 0 | 0 | 0 | 0 | 0 | 0
CT | 29 | 29 | 29 | 29 | 29 | 29
Coal | 2164 | 2164 | 2164 | 2164 | 2164 | 2164
Geo | 0 | 0 | 0 | 0 | 0 | 0
H | 0 | 503 | 503 | 503 | 503 | 503
LFG | 57.4 | 571.11 | 571.11 | 571.11 | 571.11 | 571.11
Nuc | 38 | 38 | 38 | 38 | 5284.26 | 18883.5
PS | 0 | 0 | 0 | 0 | 0 | 0
PV | 0 | 429.08 | 639.99 | 647.82 | 647.82 | 647.82
PeakG | 0 | 0 | 0 | 0 | 0 | 0
PeakO | 0 | 0 | 0 | 0 | 0 | 0
ST | 0 | 0 | 0 | 0 | 0 | 0
STOG | 0 | 0 | 0 | 0 | 0 | 0
STWD | 0 | 0 | 0 | 0 | 0 | 0
WT | 8325.7 | 23348.53 | 53600 | 53600 | 53600 | 53600
IGCC | 0 | 0 | 0 | 0 | 0 | 0
DemandResponse | 0 | 0 | 0 | 0 | 0 | 0
IGCC-CCS | 0 | 0 | 0 | 0 | 0 | 0
WT_off | 0 | 0 | 0 | 0 | 9624.99 | 10042.93
PseudoUnit | 0 | 0 | 0 | 0 | 0 | 0
FixedInterchange | 0 | 0 | 0 | 0 | 0 | 0
Cumulative New Build Capacity by Reporting Type: SOCO
ReportingType | 2015 | 2020 | 2025 | 2030 | 2035 | 2040
BM | 55 | 55 | 55 | 55 | 6555.24 | 6555.24
CC | 7481.58 | 12383.27 | 12383.27 | 12383.27 | 12383.27 | 12383.27
CSP | 0 | 0 | 0 | 0 | 0 | 0
CT | 0 | 0 | 0 | 0 | 0 | 0
Coal | 0 | 0 | 0 | 0 | 0 | 0
Geo | 0 | 0 | 0 | 0 | 0 | 0
H | 0 | 0 | 0 | 0 | 867 | 867
LFG | 0 | 107.4 | 107.4 | 107.4 | 107.4 | 107.4
Nuc | 70 | 2270 | 2270 | 7762.88 | 14871.51 | 23718.06
PS | 0 | 0 | 0 | 0 | 0 | 0
PV | 0 | 0 | 0 | 2000 | 2000 | 2000
PeakG | 0 | 0 | 0 | 0 | 0 | 0
PeakO | 0 | 0 | 0 | 0 | 0 | 0
ST | 0 | 0 | 0 | 0 | 0 | 0
STOG | 0 | 0 | 0 | 0 | 0 | 0
STWD | 0 | 0 | 0 | 0 | 0 | 0
WT | 0 | 0 | 100 | 100 | 100 | 100
IGCC | 0 | 0 | 0 | 0 | 0 | 0
DemandResponse | 0 | 0 | 0 | 0 | 0 | 0
IGCC-CCS | 0 | 0 | 0 | 0 | 0 | 0
WT_off | 0 | 0 | 0 | 0 | 0 | 0
PseudoUnit | 0 | 0 | 0 | 0 | 0 | 0
FixedInterchange | 0 | 0 | 0 | 0 | 0 | 0
Cumulative New Build Capacity by Reporting Type: SPP_N
ReportingType | 2015 | 2020 | 2025 | 2030 | 2035 | 2040
BM | 0 | 0 | 0 | 0 | 5399.29 | 6405.59
CC | 1394.13 | 3137.63 | 3137.63 | 3301.1 | 3301.1 | 3301.1
CSP | 0 | 0 | 0 | 0 | 0 | 0
CT | 0 | 0 | 0 | 0 | 0 | 0
Coal | 465.04 | 465.04 | 465.04 | 465.04 | 465.04 | 465.04
Geo | 0 | 0 | 0 | 0 | 0 | 0
H | 0 | 0 | 0 | 0 | 0 | 0
LFG | 0 | 0 | 0 | 95 | 95 | 95
Nuc | 0 | 0 | 0 | 0 | 0 | 0
PS | 0 | 0 | 0 | 0 | 0 | 0
PV | 0 | 0 | 0 | 0 | 0 | 0
PeakG | 0 | 0 | 0 | 0 | 0 | 0
PeakO | 0 | 0 | 0 | 0 | 0 | 0
ST | 0 | 0 | 0 | 0 | 0 | 0
STOG | 0 | 0 | 0 | 0 | 0 | 0
STWD | 0 | 0 | 0 | 0 | 0 | 0
WT | 0 | 15934.85 | 15934.85 | 15934.85 | 15934.85 | 15934.85
IGCC | 0 | 0 | 0 | 0 | 0 | 0
DemandResponse | 0 | 0 | 0 | 0 | 0 | 0
IGCC-CCS | 0 | 0 | 0 | 0 | 0 | 0
WT_off | 0 | 0 | 0 | 0 | 0 | 0
PseudoUnit | 0 | 0 | 0 | 0 | 0 | 0
FixedInterchange | 0 | 0 | 0 | 0 | 0 | 0
Cumulative New Build Capacity by Reporting Type: SPP_S
ReportingType | 2015 | 2020 | 2025 | 2030 | 2035 | 2040
BM | 0 | 0 | 0 | 0 | 4346.33 | 4507.34
CC | 0 | 5403.07 | 5403.07 | 5711.21 | 5711.21 | 5711.21
CSP | 0 | 0 | 0 | 0 | 0 | 0
CT | 412.99 | 712.99 | 712.99 | 712.99 | 712.99 | 712.99
Coal | 988 | 988 | 988 | 988 | 988 | 988
Geo | 0 | 0 | 0 | 0 | 0 | 0
H | 0 | 0 | 0 | 91 | 91 | 91
LFG | 0 | 0 | 0 | 95 | 95 | 95
Nuc | 0 | 0 | 0 | 686.18 | 686.18 | 686.18
PS | 0 | 0 | 0 | 0 | 0 | 0
PV | 0 | 0 | 0 | 0 | 0 | 0
PeakG | 0 | 0 | 0 | 0 | 0 | 0
PeakO | 0 | 0 | 0 | 0 | 0 | 0
ST | 0 | 0 | 0 | 0 | 0 | 0
STOG | 0 | 0 | 0 | 0 | 0 | 0
STWD | 0 | 0 | 0 | 0 | 0 | 0
WT | 430 | 26103.48 | 26103.48 | 26103.48 | 26103.48 | 26884.79
IGCC | 0 | 0 | 0 | 0 | 0 | 0
DemandResponse | 0 | 0 | 0 | 0 | 0 | 0
IGCC-CCS | 0 | 0 | 0 | 0 | 0 | 0
WT_off | 0 | 0 | 0 | 0 | 0 | 0
PseudoUnit | 0 | 0 | 0 | 0 | 0 | 0
FixedInterchange | 0 | 0 | 0 | 0 | 0 | 0
Cumulative New Build Capacity by Reporting Type: TVA
ReportingType | 2015 | 2020 | 2025 | 2030 | 2035 | 2040
BM | 0 | 0 | 0 | 0 | 7394.28 | 7394.28
CC | 4019.12 | 8710.17 | 8710.17 | 8710.17 | 8710.17 | 8710.17
CSP | 0 | 0 | 0 | 0 | 0 | 0
CT | 0 | 0 | 0 | 0 | 0 | 0
Coal | 0 | 0 | 0 | 0 | 0 | 0
Geo | 0 | 0 | 0 | 0 | 0 | 0
H | 0 | 27 | 27 | 27 | 27 | 27
LFG | 0 | 107.4 | 107.4 | 107.4 | 107.4 | 107.4
Nuc | 1697.89 | 1697.89 | 1697.89 | 1837.81 | 5868.73 | 8944.73
PS | 0 | 0 | 0 | 0 | 0 | 0
PV | 0 | 0 | 0 | 2000 | 2000 | 2000
PeakG | 0 | 0 | 0 | 0 | 0 | 0
PeakO | 0 | 0 | 0 | 0 | 0 | 0
ST | 0 | 0 | 0 | 0 | 0 | 0
STOG | 0 | 0 | 0 | 0 | 0 | 0
STWD | 0 | 0 | 0 | 0 | 0 | 0
WT | 0 | 0 | 100 | 100 | 100 | 100
IGCC | 0 | 0 | 0 | 0 | 0 | 0
DemandResponse | 0 | 0 | 0 | 0 | 0 | 0
IGCC-CCS | 0 | 0 | 0 | 0 | 0 | 0
WT_off | 0 | 0 | 0 | 0 | 0 | 0
PseudoUnit | 0 | 0 | 0 | 0 | 0 | 0
FixedInterchange | 0 | 0 | 0 | 0 | 0 | 0
Cumulative New Build Capacity by Reporting Type: TVA_Transmission
ReportingType | 2015 | 2020 | 2025 | 2030 | 2035 | 2040
BM | 0 | 0 | 0 | 0 | 0 | 0
CC | 0 | 0 | 0 | 0 | 0 | 0
CSP | 0 | 0 | 0 | 0 | 0 | 0
CT | 0 | 0 | 0 | 0 | 0 | 0
Coal | 0 | 0 | 0 | 0 | 0 | 0
Geo | 0 | 0 | 0 | 0 | 0 | 0
H | 0 | 0 | 0 | 0 | 0 | 0
LFG | 0 | 0 | 0 | 0 | 0 | 0
Nuc | 0 | 0 | 0 | 0 | 0 | 0
PS | 0 | 0 | 0 | 0 | 0 | 0
PV | 0 | 0 | 0 | 0 | 0 | 0
PeakG | 0 | 0 | 0 | 0 | 0 | 0
PeakO | 0 | 0 | 0 | 0 | 0 | 0
ST | 0 | 0 | 0 | 0 | 0 | 0
STOG | 0 | 0 | 0 | 0 | 0 | 0
STWD | 0 | 0 | 0 | 0 | 0 | 0
WT | 0 | 0 | 0 | 0 | 0 | 0
IGCC | 0 | 0 | 0 | 0 | 0 | 0
DemandResponse | 0 | 0 | 0 | 0 | 0 | 0
IGCC-CCS | 0 | 0 | 0 | 0 | 0 | 0
WT_off | 0 | 0 | 0 | 0 | 0 | 0
PseudoUnit | 0 | 0 | 0 | 0 | 0 | 0
FixedInterchange | 0 | 0 | 0 | 0 | 0 | 0
Cumulative New Build Capacity by Reporting Type: VACAR
ReportingType | 2015 | 2020 | 2025 | 2030 | 2035 | 2040
BM | 0.92 | 0.92 | 0.92 | 0.92 | 3054.75 | 6986.31
CC | 12809.58 | 12809.58 | 12809.58 | 12809.58 | 12809.58 | 12809.58
CSP | 0 | 0 | 0 | 0 | 0 | 0
CT | 717.2 | 717.2 | 717.2 | 717.2 | 717.2 | 717.2
Coal | 825 | 825 | 825 | 825 | 825 | 825
Geo | 0 | 0 | 0 | 0 | 0 | 0
H | 0 | 0 | 0 | 0 | 52 | 52
LFG | 0.34 | 107.4 | 107.4 | 107.4 | 107.4 | 107.4
Nuc | 0 | 2330 | 2330 | 2330 | 2330 | 4563.23
PS | 0 | 0 | 0 | 0 | 0 | 0
PV | 0 | 133.61 | 135.95 | 136.75 | 1333.33 | 1333.33
PeakG | 0 | 0 | 0 | 0 | 0 | 0
PeakO | 0 | 0 | 0 | 0 | 0 | 0
ST | 0 | 0 | 0 | 0 | 0 | 0
STOG | 0 | 0 | 0 | 0 | 0 | 0
STWD | 0 | 0 | 0 | 0 | 0 | 0
WT | 0.9 | 3500 | 3500 | 3500 | 3500 | 3500
IGCC | 0 | 0 | 0 | 0 | 0 | 0
DemandResponse | 0 | 0 | 0 | 0 | 0 | 0
IGCC-CCS | 0 | 0 | 0 | 0 | 0 | 0
WT_off | 1 | 454.8 | 16177.2 | 39250 | 39250 | 39250
PseudoUnit | 0 | 0 | 0 | 0 | 0 | 0
FixedInterchange | 0 | 0 | 0 | 0 | 0 | 0
Cumulative New Build Capacity by Reporting Type: IESO
ReportingType | 2015 | 2020 | 2025 | 2030 | 2035 | 2040
BM | 326.33 | 326.33 | 326.33 | 326.33 | 326.33 | 326.33
CC | 1263 | 1263 | 1263 | 1263 | 1263 | 1263
CSP | 0 | 0 | 0 | 0 | 0 | 0
CT | 368 | 368 | 368 | 368 | 368 | 368
Coal | 0 | 0 | 0 | 0 | 0 | 0
Geo | 0 | 0 | 0 | 0 | 0 | 0
H | 0 | 0 | 0 | 0 | 0 | 250
LFG | 14.5 | 14.5 | 14.5 | 14.5 | 14.5 | 15
Nuc | 0 | 0 | 0 | 0 | 0 | 0
PS | 0 | 0 | 0 | 0 | 0 | 0
PV | 1067.26 | 1067.26 | 1067.26 | 1067.26 | 1067.26 | 1067.26
PeakG | 0 | 0 | 0 | 0 | 0 | 0
PeakO | 0 | 0 | 0 | 0 | 0 | 0
ST | 0 | 0 | 0 | 0 | 0 | 0
STOG | 0 | 0 | 0 | 0 | 0 | 0
STWD | 0 | 0 | 0 | 0 | 0 | 0
WT | 2105.9 | 2105.9 | 2105.9 | 2105.9 | 2105.9 | 2234.33
IGCC | 0 | 0 | 0 | 0 | 0 | 0
DemandResponse | 0 | 0 | 0 | 0 | 0 | 0
IGCC-CCS | 0 | 0 | 0 | 0 | 0 | 0
WT_off | 0 | 0 | 0 | 0 | 0 | 0
PseudoUnit | 0 | 0 | 0 | 0 | 0 | 0
FixedInterchange | 0 | 0 | 0 | 0 | 0 | 0
Cumulative New Build Capacity by Reporting Type: MAPP_CA
ReportingType | 2015 | 2020 | 2025 | 2030 | 2035 | 2040
BM | 0 | 0 | 0 | 0 | 0 | 0
CC | 233.94 | 233.94 | 233.94 | 233.94 | 233.94 | 233.94
CSP | 0 | 0 | 0 | 0 | 0 | 0
CT | 0 | 0 | 0 | 0 | 0 | 0
Coal | 0 | 0 | 0 | 0 | 0 | 0
Geo | 0 | 0 | 0 | 0 | 0 | 0
H | 0 | 695 | 2190 | 4650 | 4650 | 4650
LFG | 0 | 0 | 0 | 0 | 0 | 0
Nuc | 0 | 0 | 0 | 0 | 0 | 0
PS | 0 | 0 | 0 | 0 | 0 | 0
PV | 0 | 0 | 0 | 0 | 0 | 0
PeakG | 0 | 0 | 0 | 0 | 0 | 0
PeakO | 0 | 0 | 0 | 0 | 0 | 0
ST | 0 | 0 | 0 | 0 | 0 | 0
STOG | 0 | 0 | 0 | 0 | 0 | 0
STWD | 0 | 0 | 0 | 0 | 0 | 0
WT | 302.4 | 302.4 | 302.4 | 302.4 | 302.4 | 302.4
IGCC | 0 | 0 | 0 | 0 | 0 | 0
DemandResponse | 0 | 0 | 0 | 0 | 0 | 0
IGCC-CCS | 0 | 0 | 0 | 0 | 0 | 0
WT_off | 0 | 0 | 0 | 0 | 0 | 0
PseudoUnit | 0 | 0 | 0 | 0 | 0 | 0
FixedInterchange | 0 | 0 | 0 | 0 | 0 | 0
Cumulative New Build Capacity by Reporting Type: AZ_NM_SNV_Coal
ReportingType | 2015 | 2020 | 2025 | 2030 | 2035 | 2040
BM | 0 | 0 | 0 | 0 | 0 | 0
CC | 0 | 0 | 0 | 0 | 0 | 0
CSP | 0 | 0 | 0 | 0 | 0 | 0
CT | 0 | 0 | 0 | 0 | 0 | 0
Coal | 0 | 0 | 0 | 0 | 0 | 0
Geo | 0 | 0 | 0 | 0 | 0 | 0
H | 0 | 0 | 0 | 0 | 0 | 0
LFG | 0 | 0 | 0 | 0 | 0 | 0
Nuc | 0 | 0 | 0 | 0 | 0 | 0
PS | 0 | 0 | 0 | 0 | 0 | 0
PV | 0 | 0 | 0 | 0 | 0 | 0
PeakG | 0 | 0 | 0 | 0 | 0 | 0
PeakO | 0 | 0 | 0 | 0 | 0 | 0
ST | 0 | 0 | 0 | 0 | 0 | 0
STOG | 0 | 0 | 0 | 0 | 0 | 0
STWD | 0 | 0 | 0 | 0 | 0 | 0
WT | 0 | 0 | 0 | 0 | 0 | 0
IGCC | 0 | 0 | 0 | 0 | 0 | 0
DemandResponse | 0 | 0 | 0 | 0 | 0 | 0
IGCC-CCS | 0 | 0 | 0 | 0 | 0 | 0
WT_off | 0 | 0 | 0 | 0 | 0 | 0
PseudoUnit | 0 | 0 | 0 | 0 | 0 | 0
FixedInterchange | 0 | 0 | 0 | 0 | 0 | 0
Cumulative New Build Capacity by Reporting Type: AZ_NM_SNV_Gas
ReportingType | 2015 | 2020 | 2025 | 2030 | 2035 | 2040
BM | 0 | 0 | 0 | 0 | 0 | 0
CC | 668 | 1935.8 | 1935.8 | 1935.8 | 1935.8 | 1935.8
CSP | 0 | 0 | 0 | 0 | 0 | 0
CT | 736 | 736 | 736 | 736 | 736 | 736
Coal | 0 | 0 | 0 | 0 | 0 | 0
Geo | 0 | 0 | 0 | 0 | 0 | 0
H | 0 | 0 | 0 | 0 | 0 | 0
LFG | 0 | 0 | 0 | 0 | 0 | 0
Nuc | 0 | 0 | 0 | 0 | 0 | 0
PS | 0 | 0 | 0 | 0 | 0 | 0
PV | 0 | 0 | 0 | 0 | 0 | 0
PeakG | 0 | 0 | 0 | 0 | 0 | 0
PeakO | 0 | 0 | 0 | 0 | 0 | 0
ST | 0 | 0 | 0 | 0 | 0 | 0
STOG | 0 | 0 | 0 | 0 | 0 | 0
STWD | 0 | 0 | 0 | 0 | 0 | 0
WT | 0 | 0 | 0 | 0 | 0 | 0
IGCC | 0 | 0 | 0 | 0 | 0 | 0
DemandResponse | 0 | 0 | 0 | 0 | 0 | 0
IGCC-CCS | 0 | 0 | 0 | 0 | 0 | 0
WT_off | 0 | 0 | 0 | 0 | 0 | 0
PseudoUnit | 0 | 0 | 0 | 0 | 0 | 0
FixedInterchange | 0 | 0 | 0 | 0 | 0 | 0
Cumulative New Build Capacity by Reporting Type: AZ_NM_SNV_NucRenew
ReportingType | 2015 | 2020 | 2025 | 2030 | 2035 | 2040
BM | 0 | 0 | 0 | 0 | 0 | 3297.58
CC | 0 | 0 | 0 | 0 | 0 | 0
CSP | 0 | 0 | 0 | 0 | 0 | 0
CT | 0 | 0 | 0 | 0 | 0 | 0
Coal | 0 | 0 | 0 | 0 | 0 | 0
Geo | 0 | 155.68 | 1450 | 1450 | 1450 | 1450
H | 0 | 0 | 0 | 0 | 0 | 0
LFG | 0 | 60.67 | 60.67 | 60.67 | 60.67 | 60.67
Nuc | 0 | 0 | 0 | 4225.99 | 11141.64 | 11141.64
PS | 0 | 0 | 0 | 0 | 0 | 0
PV | 95.7 | 95.7 | 95.7 | 95.7 | 95.7 | 95.7
PeakG | 0 | 0 | 0 | 0 | 0 | 0
PeakO | 0 | 0 | 0 | 0 | 0 | 0
ST | 280 | 725.61 | 953.39 | 963.12 | 1484.89 | 1484.89
STOG | 0 | 0 | 0 | 0 | 0 | 0
STWD | 0 | 0 | 0 | 0 | 0 | 0
WT | 65.1 | 11854.92 | 11879.99 | 12014.44 | 12014.44 | 12014.44
IGCC | 0 | 0 | 0 | 0 | 0 | 0
DemandResponse | 0 | 0 | 0 | 0 | 0 | 0
IGCC-CCS | 0 | 0 | 0 | 0 | 0 | 0
WT_off | 0 | 0 | 0 | 0 | 0 | 0
PseudoUnit | 0 | 0 | 0 | 0 | 0 | 0
FixedInterchange | 0 | 0 | 0 | 0 | 0 | 0
Cumulative New Build Capacity by Reporting Type: ERCOT
ReportingType | 2015 | 2020 | 2025 | 2030 | 2035 | 2040
BM | 145 | 145 | 145 | 145 | 4064.97 | 4064.97
CC | 14221.25 | 14221.25 | 14221.25 | 14221.25 | 14221.25 | 14221.25
CSP | 0 | 0 | 0 | 0 | 0 | 0
CT | 250 | 250 | 250 | 250 | 250 | 250
Coal | 2020 | 2020 | 2020 | 2020 | 2020 | 2020
Geo | 0 | 0 | 0 | 0 | 0 | 0
H | 0 | 0 | 0 | 0 | 628 | 628
LFG | 0 | 0 | 354 | 354 | 354 | 354
Nuc | 0 | 0 | 0 | 4661.57 | 15378.12 | 19134.74
PS | 0 | 0 | 0 | 0 | 0 | 0
PV | 14 | 14 | 14 | 14 | 14 | 14
PeakG | 0 | 0 | 0 | 0 | 0 | 0
PeakO | 0 | 0 | 0 | 0 | 0 | 0
ST | 0 | 0 | 0 | 0 | 0 | 0
STOG | 0 | 0 | 0 | 0 | 0 | 0
STWD | 0 | 0 | 0 | 0 | 0 | 0
WT | 350.1 | 20017.33 | 20066.83 | 20066.83 | 20066.83 | 23576.89
IGCC | 0 | 0 | 0 | 0 | 0 | 0
DemandResponse | 0 | 0 | 0 | 0 | 0 | 0
IGCC-CCS | 0 | 0 | 0 | 0 | 0 | 0
WT_off | 0 | 0 | 0 | 0 | 0 | 0
PseudoUnit | 0 | 0 | 0 | 0 | 0 | 0
FixedInterchange | 0 | 0 | 0 | 0 | 0 | 0
Cumulative New Build Capacity by Reporting Type: NP15
ReportingType | 2015 | 2020 | 2025 | 2030 | 2035 | 2040
BM | 0 | 0 | 0 | 0 | 843.24 | 843.24
CC | 1707.64 | 1707.64 | 1707.64 | 1707.64 | 1707.64 | 1707.64
CSP | 0 | 0 | 0 | 0 | 0 | 0
CT | 212.6 | 212.6 | 212.6 | 212.6 | 212.6 | 212.6
Coal | 0 | 0 | 0 | 0 | 0 | 0
Geo | 0 | 0 | 600 | 600 | 600 | 600
H | 0 | 0 | 0 | 0 | 0 | 0
LFG | 0 | 0 | 565 | 565 | 565 | 565
Nuc | 0 | 0 | 0 | 4177.45 | 6574.96 | 7142.26
PS | 0 | 0 | 0 | 0 | 0 | 0
PV | 6.5 | 6.5 | 6.5 | 6.5 | 6.5 | 751.05
PeakG | 0 | 0 | 0 | 0 | 0 | 0
PeakO | 0 | 0 | 0 | 0 | 0 | 0
ST | 29 | 29 | 29 | 29 | 29 | 100
STOG | 0 | 0 | 0 | 0 | 0 | 0
STWD | 0 | 0 | 0 | 0 | 0 | 0
WT | 101.2 | 3400 | 10670.41 | 11503.7 | 11821.97 | 11821.97
IGCC | 0 | 0 | 0 | 0 | 0 | 0
DemandResponse | 0 | 0 | 0 | 0 | 0 | 0
IGCC-CCS | 0 | 0 | 0 | 0 | 0 | 0
WT_off | 0 | 0 | 0 | 0 | 0 | 0
PseudoUnit | 0 | 0 | 0 | 0 | 0 | 0
FixedInterchange | 0 | 0 | 0 | 0 | 0 | 0
Cumulative New Build Capacity by Reporting Type: NWPP_Coal
ReportingType | 2015 | 2020 | 2025 | 2030 | 2035 | 2040
BM | 0 | 0 | 0 | 0 | 0 | 0
CC | 0 | 0 | 0 | 0 | 0 | 0
CSP | 0 | 0 | 0 | 0 | 0 | 0
CT | 0 | 0 | 0 | 0 | 0 | 0
Coal | 0 | 0 | 0 | 0 | 0 | 0
Geo | 0 | 0 | 0 | 0 | 0 | 0
H | 0 | 0 | 0 | 0 | 0 | 0
LFG | 0 | 0 | 0 | 0 | 0 | 0
Nuc | 0 | 0 | 0 | 0 | 0 | 0
PS | 0 | 0 | 0 | 0 | 0 | 0
PV | 0 | 0 | 0 | 0 | 0 | 0
PeakG | 0 | 0 | 0 | 0 | 0 | 0
PeakO | 0 | 0 | 0 | 0 | 0 | 0
ST | 0 | 0 | 0 | 0 | 0 | 0
STOG | 0 | 0 | 0 | 0 | 0 | 0
STWD | 0 | 0 | 0 | 0 | 0 | 0
WT | 0 | 0 | 0 | 0 | 0 | 0
IGCC | 0 | 0 | 0 | 0 | 0 | 0
DemandResponse | 0 | 0 | 0 | 0 | 0 | 0
IGCC-CCS | 0 | 0 | 0 | 0 | 0 | 0
WT_off | 0 | 0 | 0 | 0 | 0 | 0
PseudoUnit | 0 | 0 | 0 | 0 | 0 | 0
FixedInterchange | 0 | 0 | 0 | 0 | 0 | 0
Cumulative New Build Capacity by Reporting Type: NWPP_Gas
ReportingType | 2015 | 2020 | 2025 | 2030 | 2035 | 2040
BM | 0 | 0 | 0 | 0 | 0 | 0
CC | 300 | 300 | 300 | 300 | 300 | 300
CSP | 0 | 0 | 0 | 0 | 0 | 0
CT | 150 | 150 | 150 | 150 | 150 | 150
Coal | 0 | 0 | 0 | 0 | 0 | 0
Geo | 0 | 0 | 0 | 0 | 0 | 0
H | 0 | 0 | 0 | 0 | 0 | 0
LFG | 0 | 0 | 0 | 0 | 0 | 0
Nuc | 0 | 0 | 0 | 0 | 0 | 0
PS | 0 | 0 | 0 | 0 | 0 | 0
PV | 0 | 0 | 0 | 0 | 0 | 0
PeakG | 0 | 0 | 0 | 0 | 0 | 0
PeakO | 0 | 0 | 0 | 0 | 0 | 0
ST | 0 | 0 | 0 | 0 | 0 | 0
STOG | 0 | 0 | 0 | 0 | 0 | 0
STWD | 0 | 0 | 0 | 0 | 0 | 0
WT | 0 | 0 | 0 | 0 | 0 | 0
IGCC | 0 | 0 | 0 | 0 | 0 | 0
DemandResponse | 0 | 0 | 0 | 0 | 0 | 0
IGCC-CCS | 0 | 0 | 0 | 0 | 0 | 0
WT_off | 0 | 0 | 0 | 0 | 0 | 0
PseudoUnit | 0 | 0 | 0 | 0 | 0 | 0
FixedInterchange | 0 | 0 | 0 | 0 | 0 | 0
Cumulative New Build Capacity by Reporting Type: NWPP_NucRenew
ReportingType | 2015 | 2020 | 2025 | 2030 | 2035 | 2040
BM | 32.55 | 32.55 | 32.55 | 32.55 | 1561.73 | 3388.95
CC | 0 | 0 | 0 | 0 | 0 | 0
CSP | 0 | 0 | 0 | 0 | 0 | 0
CT | 0 | 0 | 0 | 0 | 0 | 0
Coal | 0 | 0 | 0 | 0 | 0 | 0
Geo | 86 | 86 | 520 | 520 | 520 | 520
H | 0 | 0 | 335 | 335 | 335 | 335
LFG | 25.5 | 25.5 | 270 | 270 | 270 | 270
Nuc | 0 | 0 | 0 | 2042.86 | 3786.13 | 3786.13
PS | 0 | 0 | 0 | 0 | 0 | 0
PV | 0 | 0 | 0 | 0 | 0 | 460.03
PeakG | 0 | 0 | 0 | 0 | 0 | 0
PeakO | 0 | 0 | 0 | 0 | 0 | 0
ST | 0 | 0 | 0 | 0 | 0 | 3
STOG | 0 | 0 | 0 | 0 | 0 | 0
STWD | 0 | 0 | 0 | 0 | 0 | 0
WT | 977.3 | 5017.13 | 21824.81 | 22316.36 | 22316.37 | 24265.13
IGCC | 0 | 0 | 0 | 0 | 0 | 0
DemandResponse | 0 | 0 | 0 | 0 | 0 | 0
IGCC-CCS | 0 | 0 | 0 | 0 | 0 | 0
WT_off | 0 | 0 | 0 | 0 | 0 | 0
PseudoUnit | 0 | 0 | 0 | 0 | 0 | 0
FixedInterchange | 0 | 0 | 0 | 0 | 0 | 0
Cumulative New Build Capacity by Reporting Type: RMPA
ReportingType | 2015 | 2020 | 2025 | 2030 | 2035 | 2040
BM | 0 | 0 | 0 | 0 | 1418.92 | 2066.47
CC | 0 | 813.61 | 813.61 | 813.61 | 813.61 | 813.61
CSP | 0 | 0 | 0 | 0 | 0 | 0
CT | 152 | 152 | 152 | 152 | 152 | 152
Coal | 390 | 390 | 390 | 390 | 390 | 390
Geo | 0 | 469.32 | 2570 | 2570 | 2570 | 2570
H | 0 | 0 | 0 | 0 | 0 | 0
LFG | 1.4 | 30.33 | 30.33 | 30.33 | 30.33 | 30.33
Nuc | 0 | 0 | 381.2 | 2330.74 | 2330.74 | 2330.74
PS | 0 | 0 | 0 | 0 | 0 | 0
PV | 1 | 1 | 1 | 1 | 1 | 1
PeakG | 0 | 0 | 0 | 0 | 0 | 0
PeakO | 0 | 0 | 0 | 0 | 0 | 0
ST | 3 | 370.43 | 370.43 | 375.89 | 375.89 | 375.89
STOG | 0 | 0 | 0 | 0 | 0 | 0
STWD | 0 | 0 | 0 | 0 | 0 | 0
WT | 765.4 | 4310.61 | 4310.61 | 4847.18 | 4847.18 | 4982.91
IGCC | 0 | 0 | 0 | 0 | 0 | 0
DemandResponse | 0 | 0 | 0 | 0 | 0 | 0
IGCC-CCS | 0 | 0 | 0 | 0 | 0 | 0
WT_off | 0 | 0 | 0 | 0 | 0 | 0
PseudoUnit | 0 | 0 | 0 | 0 | 0 | 0
FixedInterchange | 0 | 0 | 0 | 0 | 0 | 0
Cumulative New Build Capacity by Reporting Type: SP15
ReportingType | 2015 | 2020 | 2025 | 2030 | 2035 | 2040
BM | 6 | 6 | 6 | 6 | 674.59 | 674.59
CC | 2400.23 | 2400.23 | 2400.23 | 2400.23 | 2400.23 | 2400.23
CSP | 0 | 0 | 0 | 0 | 0 | 0
CT | 0 | 0 | 0 | 0 | 0 | 0
Coal | 0 | 0 | 0 | 0 | 0 | 0
Geo | 50 | 1500 | 1500 | 1500 | 1500 | 1500
H | 0 | 0 | 0 | 0 | 0 | 0
LFG | 9.2 | 422.75 | 565 | 565 | 565 | 565
Nuc | 0 | 0 | 0 | 0 | 391.59 | 3672.84
PS | 0 | 0 | 0 | 0 | 0 | 0
PV | 3.8 | 3.8 | 3.8 | 3.8 | 3.8 | 3.8
PeakG | 0 | 0 | 0 | 0 | 0 | 0
PeakO | 0 | 0 | 0 | 0 | 0 | 0
ST | 448 | 448 | 2149.6 | 2488.07 | 2857.45 | 3693.59
STOG | 0 | 0 | 0 | 0 | 0 | 0
STWD | 0 | 0 | 0 | 0 | 0 | 0
WT | 735 | 14900 | 14900 | 14900 | 14900 | 14900
IGCC | 0 | 0 | 0 | 0 | 0 | 0
DemandResponse | 0 | 0 | 0 | 0 | 0 | 0
IGCC-CCS | 0 | 0 | 0 | 0 | 0 | 0
WT_off | 0 | 0 | 0 | 0 | 0 | 0
PseudoUnit | 0 | 0 | 0 | 0 | 0 | 0
FixedInterchange | 0 | 0 | 0 | 0 | 0 | 0
Cumulative New Build Capacity by Reporting Type: ALB
ReportingType | 2015 | 2020 | 2025 | 2030 | 2035 | 2040
BM | 0 | 0 | 0 | 0 | 0 | 0
CC | 0 | 0 | 0 | 0 | 0 | 0
CSP | 0 | 0 | 0 | 0 | 0 | 0
CT | 201.5 | 201.5 | 201.5 | 201.5 | 201.5 | 201.5
Coal | 495 | 495 | 495 | 495 | 495 | 495
Geo | 0 | 0 | 0 | 0 | 0 | 0
H | 0 | 0 | 0 | 0 | 0 | 0
LFG | 0 | 0 | 0 | 0 | 0 | 0
Nuc | 0 | 0 | 0 | 8682.58 | 8970.01 | 8983.07
PS | 0 | 0 | 0 | 0 | 0 | 0
PV | 0 | 0 | 0 | 0 | 0 | 0
PeakG | 0 | 0 | 0 | 0 | 0 | 0
PeakO | 0 | 0 | 0 | 0 | 0 | 0
ST | 0 | 0 | 0 | 0 | 0 | 0
STOG | 0 | 0 | 0 | 0 | 0 | 0
STWD | 0 | 0 | 0 | 0 | 0 | 0
WT | 9 | 9 | 100 | 100 | 100 | 100
IGCC | 0 | 0 | 0 | 0 | 0 | 0
DemandResponse | 0 | 0 | 0 | 0 | 0 | 0
IGCC-CCS | 0 | 0 | 0 | 0 | 0 | 0
WT_off | 0 | 0 | 0 | 0 | 0 | 0
PseudoUnit | 0 | 0 | 0 | 0 | 0 | 0
FixedInterchange | 0 | 0 | 0 | 0 | 0 | 0
Cumulative New Build Capacity by Reporting Type: BC
ReportingType | 2015 | 2020 | 2025 | 2030 | 2035 | 2040
BM | 0 | 0 | 0 | 0 | 0 | 0
CC | 349.55 | 349.55 | 349.55 | 349.55 | 349.55 | 349.55
CSP | 0 | 0 | 0 | 0 | 0 | 0
CT | 0 | 0 | 0 | 0 | 0 | 0
Coal | 0 | 0 | 0 | 0 | 0 | 0
Geo | 0 | 0 | 0 | 0 | 0 | 0
H | 0 | 0 | 0 | 0 | 0 | 0
LFG | 0 | 0 | 0 | 0 | 0 | 0
Nuc | 0 | 0 | 0 | 718.68 | 1199 | 1199
PS | 0 | 0 | 0 | 0 | 0 | 0
PV | 0 | 0 | 0 | 0 | 0 | 0
PeakG | 0 | 0 | 0 | 0 | 0 | 0
PeakO | 0 | 0 | 0 | 0 | 0 | 0
ST | 0 | 0 | 0 | 0 | 0 | 0
STOG | 0 | 0 | 0 | 0 | 0 | 0
STWD | 0 | 0 | 0 | 0 | 0 | 0
WT | 144 | 144 | 300 | 300 | 300 | 300
IGCC | 0 | 0 | 0 | 0 | 0 | 0
DemandResponse | 0 | 0 | 0 | 0 | 0 | 0
IGCC-CCS | 0 | 0 | 0 | 0 | 0 | 0
WT_off | 0 | 0 | 0 | 0 | 0 | 0
PseudoUnit | 0 | 0 | 0 | 0 | 0 | 0
FixedInterchange | 0 | 0 | 0 | 0 | 0 | 0
Cumulative New Build Capacity by Reporting Type: HQ_IESO
ReportingType | 2015 | 2020 | 2025 | 2030 | 2035 | 2040
BM | 0 | 0 | 0 | 0 | 0 | 0
CC | 0 | 0 | 0 | 0 | 0 | 0
CSP | 0 | 0 | 0 | 0 | 0 | 0
CT | 0 | 0 | 0 | 0 | 0 | 0
Coal | 0 | 0 | 0 | 0 | 0 | 0
Geo | 0 | 0 | 0 | 0 | 0 | 0
H | 0 | 0 | 0 | 0 | 0 | 0
LFG | 0 | 0 | 0 | 0 | 0 | 0
Nuc | 0 | 0 | 0 | 0 | 0 | 0
PS | 0 | 0 | 0 | 0 | 0 | 0
PV | 0 | 0 | 0 | 0 | 0 | 0
PeakG | 0 | 0 | 0 | 0 | 0 | 0
PeakO | 0 | 0 | 0 | 0 | 0 | 0
ST | 0 | 0 | 0 | 0 | 0 | 0
STOG | 0 | 0 | 0 | 0 | 0 | 0
STWD | 0 | 0 | 0 | 0 | 0 | 0
WT | 0 | 0 | 0 | 0 | 0 | 0
IGCC | 0 | 0 | 0 | 0 | 0 | 0
DemandResponse | 0 | 0 | 0 | 0 | 0 | 0
IGCC-CCS | 0 | 0 | 0 | 0 | 0 | 0
WT_off | 0 | 0 | 0 | 0 | 0 | 0
PseudoUnit | 0 | 0 | 0 | 0 | 0 | 87.91
FixedInterchange | 0 | 0 | 0 | 0 | 0 | 0
Cumulative New Build Capacity by Reporting Type: HQ_NEISO
ReportingType | 2015 | 2020 | 2025 | 2030 | 2035 | 2040
BM | 0 | 0 | 0 | 0 | 0 | 0
CC | 0 | 0 | 0 | 0 | 0 | 0
CSP | 0 | 0 | 0 | 0 | 0 | 0
CT | 0 | 0 | 0 | 0 | 0 | 0
Coal | 0 | 0 | 0 | 0 | 0 | 0
Geo | 0 | 0 | 0 | 0 | 0 | 0
H | 0 | 0 | 0 | 0 | 0 | 0
LFG | 0 | 0 | 0 | 0 | 0 | 0
Nuc | 0 | 0 | 0 | 0 | 0 | 0
PS | 0 | 0 | 0 | 0 | 0 | 0
PV | 0 | 0 | 0 | 0 | 0 | 0
PeakG | 0 | 0 | 0 | 0 | 0 | 0
PeakO | 0 | 0 | 0 | 0 | 0 | 0
ST | 0 | 0 | 0 | 0 | 0 | 0
STOG | 0 | 0 | 0 | 0 | 0 | 0
STWD | 0 | 0 | 0 | 0 | 0 | 0
WT | 0 | 0 | 0 | 0 | 0 | 0
IGCC | 0 | 0 | 0 | 0 | 0 | 0
DemandResponse | 0 | 0 | 0 | 0 | 0 | 0
IGCC-CCS | 0 | 0 | 0 | 0 | 0 | 0
WT_off | 0 | 0 | 0 | 0 | 0 | 0
PseudoUnit | 0 | 500 | 1476.49 | 1476.49 | 1476.49 | 1476.49
FixedInterchange | 0 | 0 | 0 | 0 | 0 | 0
Cumulative New Build Capacity by Reporting Type: HQ_NY
ReportingType | 2015 | 2020 | 2025 | 2030 | 2035 | 2040
BM | 0 | 0 | 0 | 0 | 0 | 0
CC | 0 | 0 | 0 | 0 | 0 | 0
CSP | 0 | 0 | 0 | 0 | 0 | 0
CT | 0 | 0 | 0 | 0 | 0 | 0
Coal | 0 | 0 | 0 | 0 | 0 | 0
Geo | 0 | 0 | 0 | 0 | 0 | 0
H | 0 | 0 | 0 | 0 | 0 | 0
LFG | 0 | 0 | 0 | 0 | 0 | 0
Nuc | 0 | 0 | 0 | 0 | 0 | 0
PS | 0 | 0 | 0 | 0 | 0 | 0
PV | 0 | 0 | 0 | 0 | 0 | 0
PeakG | 0 | 0 | 0 | 0 | 0 | 0
PeakO | 0 | 0 | 0 | 0 | 0 | 0
ST | 0 | 0 | 0 | 0 | 0 | 0
STOG | 0 | 0 | 0 | 0 | 0 | 0
STWD | 0 | 0 | 0 | 0 | 0 | 0
WT | 0 | 0 | 0 | 0 | 0 | 0
IGCC | 0 | 0 | 0 | 0 | 0 | 0
DemandResponse | 0 | 0 | 0 | 0 | 0 | 0
IGCC-CCS | 0 | 0 | 0 | 0 | 0 | 0
WT_off | 0 | 0 | 0 | 0 | 0 | 0
PseudoUnit | 0 | 2500 | 2500 | 2500 | 2500 | 2500
FixedInterchange | 0 | 0 | 0 | 0 | 0 | 0
Cumulative New Build Capacity by Reporting Type: MARITIMES
ReportingType | 2015 | 2020 | 2025 | 2030 | 2035 | 2040
BM | 0 | 0 | 0 | 0 | 0 | 0
CC | 0 | 0 | 0 | 0 | 0 | 0
CSP | 0 | 0 | 0 | 0 | 0 | 0
CT | 0 | 0 | 0 | 0 | 0 | 0
Coal | 0 | 0 | 0 | 0 | 0 | 0
Geo | 0 | 0 | 0 | 0 | 0 | 0
H | 0 | 0 | 0 | 0 | 0 | 0
LFG | 0 | 0 | 0 | 0 | 0 | 0
Nuc | 0 | 0 | 0 | 0 | 0 | 0
PS | 0 | 0 | 0 | 0 | 0 | 0
PV | 0 | 0 | 0 | 0 | 0 | 0
PeakG | 0 | 0 | 0 | 0 | 0 | 0
PeakO | 0 | 0 | 0 | 0 | 0 | 0
ST | 0 | 0 | 0 | 0 | 0 | 0
STOG | 0 | 0 | 0 | 0 | 0 | 0
STWD | 0 | 0 | 0 | 0 | 0 | 0
WT | 0 | 0 | 0 | 0 | 0 | 0
IGCC | 0 | 0 | 0 | 0 | 0 | 0
DemandResponse | 0 | 0 | 0 | 0 | 0 | 0
IGCC-CCS | 0 | 0 | 0 | 0 | 0 | 0
WT_off | 0 | 0 | 0 | 0 | 0 | 0
PseudoUnit | 0 | 500 | 500 | 500 | 500 | 500
FixedInterchange | 0 | 0 | 0 | 0 | 0 | 0
Cumulative New Build Capacity by Reporting Type: All
ReportingType | 2015 | 2020 | 2025 | 2030 | 2035 | 2040
BM | 1251 | 1251 | 1251 | 1251 | 78266.98 | 102153.15
CC | 98425.96 | 142161.33 | 146486.69 | 146958.3 | 146958.3 | 146958.3
CSP | 0 | 0 | 0 | 0 | 0 | 0
CT | 6393.79 | 6693.79 | 6693.79 | 6848.75 | 6848.75 | 6848.75
Coal | 10763.64 | 10763.64 | 10763.64 | 10763.64 | 10763.64 | 10763.64
Geo | 136 | 2211 | 6640 | 6640 | 6640 | 6640
H | 0 | 3369 | 5872 | 8423 | 9998 | 10248
LFG | 192 | 2145 | 4355 | 5078.5 | 5078.5 | 5079
Nuc | 2740.56 | 7270.56 | 12559.31 | 57270.67 | 107270.67 | 157270.67
PS | 0 | 0 | 0 | 0 | 0 | 0
PV | 1246 | 3517.92 | 4519.29 | 18697.74 | 20407.5 | 21674.54
PeakG | 0 | 0 | 0 | 0 | 0 | 0
PeakO | 0 | 0 | 0 | 0 | 0 | 0
ST | 760 | 1573.04 | 3502.41 | 3856.07 | 4747.23 | 5657.37
STOG | 0 | 0 | 0 | 0 | 0 | 0
STWD | 0 | 0 | 0 | 0 | 0 | 0
WT | 25342 | 200342 | 275342.42 | 282272.32 | 289072.77 | 296590.58
IGCC | 618 | 618 | 618 | 618 | 618 | 618
DemandResponse | 0 | 0 | 0 | 0 | 0 | 0
IGCC-CCS | 0 | 0 | 0 | 0 | 0 | 0
WT_off | 469 | 922.8 | 17745.2 | 59328.19 | 71460.63 | 72543.87
PseudoUnit | 0 | 3500 | 4476.49 | 4476.49 | 4476.49 | 4564.4
FixedInterchange | 0 | 0 | 0 | 0 | 0 | 0
Cumulative New Build Capacity by Reporting Type: EI_US
ReportingType | 2015 | 2020 | 2025 | 2030 | 2035 | 2040
BM | 741.12 | 741.12 | 741.12 | 741.12 | 69377.2 | 87491.01
CC | 77282.34 | 118936.3 | 123261.67 | 123733.27 | 123733.27 | 123733.27
CSP | 0 | 0 | 0 | 0 | 0 | 0
CT | 4323.69 | 4623.69 | 4623.69 | 4778.65 | 4778.65 | 4778.65
Coal | 7858.64 | 7858.64 | 7858.64 | 7858.64 | 7858.64 | 7858.64
Geo | 0 | 0 | 0 | 0 | 0 | 0
H | 0 | 2674 | 3347 | 3438 | 4385 | 4385
LFG | 141.4 | 1591.25 | 2495.5 | 3219 | 3219 | 3219
Nuc | 2740.56 | 7270.56 | 12178.11 | 30430.8 | 57498.48 | 99880.24
PS | 0 | 0 | 0 | 0 | 0 | 0
PV | 57.74 | 2329.66 | 3331.03 | 17509.48 | 19219.25 | 19281.71
PeakG | 0 | 0 | 0 | 0 | 0 | 0
PeakO | 0 | 0 | 0 | 0 | 0 | 0
ST | 0 | 0 | 0 | 0 | 0 | 0
STOG | 0 | 0 | 0 | 0 | 0 | 0
STWD | 0 | 0 | 0 | 0 | 0 | 0
WT | 19786.6 | 138280.71 | 188881.47 | 193815.5 | 200297.68 | 202092.5
IGCC | 618 | 618 | 618 | 618 | 618 | 618
DemandResponse | 0 | 0 | 0 | 0 | 0 | 0
IGCC-CCS | 0 | 0 | 0 | 0 | 0 | 0
WT_off | 469 | 922.8 | 17745.2 | 59328.19 | 71460.63 | 72543.87
PseudoUnit | 0 | 3500 | 4476.49 | 4476.49 | 4476.49 | 4476.49
FixedInterchange | 0 | 0 | 0 | 0 | 0 | 0
Cumulative New Build Capacity by Reporting Type: EI_Canada
ReportingType | 2015 | 2020 | 2025 | 2030 | 2035 | 2040
BM | 326.33 | 326.33 | 326.33 | 326.33 | 326.33 | 326.33
CC | 1496.94 | 1496.94 | 1496.94 | 1496.94 | 1496.94 | 1496.94
CSP | 0 | 0 | 0 | 0 | 0 | 0
CT | 368 | 368 | 368 | 368 | 368 | 368
Coal | 0 | 0 | 0 | 0 | 0 | 0
Geo | 0 | 0 | 0 | 0 | 0 | 0
H | 0 | 695 | 2190 | 4650 | 4650 | 4900
LFG | 14.5 | 14.5 | 14.5 | 14.5 | 14.5 | 15
Nuc | 0 | 0 | 0 | 0 | 0 | 0
PS | 0 | 0 | 0 | 0 | 0 | 0
PV | 1067.26 | 1067.26 | 1067.26 | 1067.26 | 1067.26 | 1067.26
PeakG | 0 | 0 | 0 | 0 | 0 | 0
PeakO | 0 | 0 | 0 | 0 | 0 | 0
ST | 0 | 0 | 0 | 0 | 0 | 0
STOG | 0 | 0 | 0 | 0 | 0 | 0
STWD | 0 | 0 | 0 | 0 | 0 | 0
WT | 2408.3 | 2408.3 | 2408.3 | 2408.3 | 2408.3 | 2536.73
IGCC | 0 | 0 | 0 | 0 | 0 | 0
DemandResponse | 0 | 0 | 0 | 0 | 0 | 0
IGCC-CCS | 0 | 0 | 0 | 0 | 0 | 0
WT_off | 0 | 0 | 0 | 0 | 0 | 0
PseudoUnit | 0 | 0 | 0 | 0 | 0 | 87.91
FixedInterchange | 0 | 0 | 0 | 0 | 0 | 0
Cumulative New Build Capacity by Reporting Type: EI
ReportingType | 2015 | 2020 | 2025 | 2030 | 2035 | 2040
BM | 1067.45 | 1067.45 | 1067.45 | 1067.45 | 69703.53 | 87817.35
CC | 78779.29 | 120433.25 | 124758.61 | 125230.21 | 125230.21 | 125230.21
CSP | 0 | 0 | 0 | 0 | 0 | 0
CT | 4691.69 | 4991.69 | 4991.69 | 5146.65 | 5146.65 | 5146.65
Coal | 7858.64 | 7858.64 | 7858.64 | 7858.64 | 7858.64 | 7858.64
Geo | 0 | 0 | 0 | 0 | 0 | 0
H | 0 | 3369 | 5537 | 8088 | 9035 | 9285
LFG | 155.9 | 1605.75 | 2510 | 3233.5 | 3233.5 | 3234
Nuc | 2740.56 | 7270.56 | 12178.11 | 30430.8 | 57498.48 | 99880.24
PS | 0 | 0 | 0 | 0 | 0 | 0
PV | 1125 | 3396.92 | 4398.29 | 18576.74 | 20286.5 | 20348.97
PeakG | 0 | 0 | 0 | 0 | 0 | 0
PeakO | 0 | 0 | 0 | 0 | 0 | 0
ST | 0 | 0 | 0 | 0 | 0 | 0
STOG | 0 | 0 | 0 | 0 | 0 | 0
STWD | 0 | 0 | 0 | 0 | 0 | 0
WT | 22194.9 | 140689.01 | 191289.77 | 196223.8 | 202705.98 | 204629.24
IGCC | 618 | 618 | 618 | 618 | 618 | 618
DemandResponse | 0 | 0 | 0 | 0 | 0 | 0
IGCC-CCS | 0 | 0 | 0 | 0 | 0 | 0
WT_off | 469 | 922.8 | 17745.2 | 59328.19 | 71460.63 | 72543.87
PseudoUnit | 0 | 3500 | 4476.49 | 4476.49 | 4476.49 | 4564.4
FixedInterchange | 0 | 0 | 0 | 0 | 0 | 0
Cumulative New Build Capacity by Reporting Type: Outside_EI
ReportingType | 2015 | 2020 | 2025 | 2030 | 2035 | 2040
BM | 183.55 | 183.55 | 183.55 | 183.55 | 8563.44 | 14335.8
CC | 19646.67 | 21728.08 | 21728.08 | 21728.08 | 21728.08 | 21728.08
CSP | 0 | 0 | 0 | 0 | 0 | 0
CT | 1702.1 | 1702.1 | 1702.1 | 1702.1 | 1702.1 | 1702.1
Coal | 2905 | 2905 | 2905 | 2905 | 2905 | 2905
Geo | 136 | 2211 | 6640 | 6640 | 6640 | 6640
H | 0 | 0 | 335 | 335 | 963 | 963
LFG | 36.1 | 539.25 | 1845 | 1845 | 1845 | 1845
Nuc | 0 | 0 | 381.2 | 26839.86 | 49772.19 | 57390.42
PS | 0 | 0 | 0 | 0 | 0 | 0
PV | 121 | 121 | 121 | 121 | 121 | 1325.57
PeakG | 0 | 0 | 0 | 0 | 0 | 0
PeakO | 0 | 0 | 0 | 0 | 0 | 0
ST | 760 | 1573.04 | 3502.41 | 3856.07 | 4747.23 | 5657.37
STOG | 0 | 0 | 0 | 0 | 0 | 0
STWD | 0 | 0 | 0 | 0 | 0 | 0
WT | 3147.1 | 59652.99 | 84052.65 | 86048.52 | 86366.79 | 91961.34
IGCC | 0 | 0 | 0 | 0 | 0 | 0
DemandResponse | 0 | 0 | 0 | 0 | 0 | 0
IGCC-CCS | 0 | 0 | 0 | 0 | 0 | 0
WT_off | 0 | 0 | 0 | 0 | 0 | 0
PseudoUnit | 0 | 0 | 0 | 0 | 0 | 0
FixedInterchange | 0 | 0 | 0 | 0 | 0 | 0
#3 | Retirements of Capacity (MW)
Retirements of Capacity by Reporting Type: Entergy
ReportingType | 2015 | 2020 | 2025 | 2030 | 2035 | 2040
BM | 0 | 0 | 0 | 0 | 0 | 0
CC | 0 | 0 | 209 | 0 | 11721.65 | 539.49
CSP | 0 | 0 | 0 | 0 | 0 | 0
CT | 0 | 0 | 0 | 0 | 0 | 0
Coal | 1532.9 | 6473.87 | 302.13 | 0 | 0 | 0
Geo | 0 | 0 | 0 | 0 | 0 | 0
H | 0 | 0 | 0 | 0 | 0 | 0
LFG | 0 | 0 | 0 | 0 | 0 | 0
Nuc | 0 | 0 | 0 | 0 | 842 | 997
PS | 0 | 0 | 0 | 0 | 0 | 0
PV | 0 | 0 | 0 | 0 | 0 | 0
PeakG | 0 | 0 | 223.99 | 2190.42 | 0 | 0
PeakO | 0 | 0 | 174 | 0 | 0 | 0
ST | 0 | 0 | 0 | 0 | 0 | 0
STOG | 13385.39 | 0 | 1479.61 | 0 | 0 | 0
STWD | 0 | 0 | 0 | 0 | 0 | 0
WT | 0 | 0 | 0 | 0 | 0 | 0
IGCC | 0 | 0 | 0 | 0 | 0 | 0
DemandResponse | 0 | 0 | 0 | 0 | 0 | 0
IGCC-CCS | 0 | 0 | 0 | 0 | 0 | 0
WT_off | 0 | 0 | 0 | 0 | 0 | 0
PseudoUnit | 0 | 0 | 0 | 0 | 0 | 0
FixedInterchange | 0 | 0 | 0 | 0 | 0 | 0
Retirements of Capacity by Reporting Type: FRCC
ReportingType | 2015 | 2020 | 2025 | 2030 | 2035 | 2040
BM | 0 | 0 | 0 | 0 | 0 | 0
CC | 0 | 0 | 0 | 9976.42 | 6453.43 | 22.52
CSP | 0 | 0 | 0 | 0 | 0 | 0
CT | 0 | 0 | 0 | 0 | 2480 | 0
Coal | 6391.3 | 1301.98 | 77.02 | 0 | 0 | 0
Geo | 0 | 0 | 0 | 0 | 0 | 0
H | 0 | 0 | 0 | 0 | 0 | 0
LFG | 0 | 0 | 0 | 0 | 0 | 0
Nuc | 0 | 0 | 0 | 0 | 1615.33 | 1677
PS | 0 | 0 | 0 | 0 | 0 | 0
PV | 0 | 0 | 0 | 0 | 0 | 0
PeakG | 0 | 0 | 0 | 1092.99 | 0 | 0
PeakO | 0 | 0 | 1394.32 | 888.68 | 0 | 0
ST | 0 | 0 | 0 | 0 | 0 | 0
STOG | 9482.99 | 0 | 350.01 | 0 | 0 | 0
STWD | 0 | 0 | 0 | 0 | 0 | 0
WT | 0 | 0 | 0 | 0 | 0 | 0
IGCC | 0 | 0 | 0 | 0 | 0 | 0
DemandResponse | 0 | 0 | 0 | 0 | 0 | 0
IGCC-CCS | 0 | 0 | 0 | 0 | 0 | 0
WT_off | 0 | 0 | 0 | 0 | 0 | 0
PseudoUnit | 0 | 0 | 0 | 0 | 0 | 0
FixedInterchange | 0 | 0 | 0 | 0 | 0 | 0
Retirements of Capacity by Reporting Type: MAPP_US
ReportingType | 2015 | 2020 | 2025 | 2030 | 2035 | 2040
BM | 0 | 0 | 0 | 0 | 0 | 0
CC | 0 | 0 | 0 | 0 | 0 | 0
CSP | 0 | 0 | 0 | 0 | 0 | 0
CT | 0 | 0 | 0 | 0 | 0 | 0
Coal | 1891.09 | 1101.52 | 225.67 | 0 | 0 | 0
Geo | 0 | 0 | 0 | 0 | 0 | 0
H | 0 | 0 | 0 | 0 | 0 | 0
LFG | 0 | 0 | 0 | 0 | 0 | 0
Nuc | 0 | 0 | 0 | 0 | 0 | 0
PS | 0 | 0 | 0 | 0 | 0 | 0
PV | 0 | 0 | 0 | 0 | 0 | 0
PeakG | 0 | 0 | 0 | 0 | 0 | 0
PeakO | 0 | 0 | 0 | 0 | 0 | 0
ST | 0 | 0 | 0 | 0 | 0 | 0
STOG | 36 | 0 | 0 | 0 | 0 | 0
STWD | 0 | 0 | 0 | 0 | 0 | 0
WT | 0 | 0 | 0 | 0 | 0 | 0
IGCC | 0 | 0 | 0 | 0 | 0 | 0
DemandResponse | 0 | 0 | 0 | 0 | 0 | 0
IGCC-CCS | 0 | 0 | 0 | 0 | 0 | 0
WT_off | 0 | 0 | 0 | 0 | 0 | 0
PseudoUnit | 0 | 0 | 0 | 0 | 0 | 0
FixedInterchange | 0 | 0 | 0 | 0 | 0 | 0
Retirements of Capacity by Reporting Type: MISO_IN
ReportingType | 2015 | 2020 | 2025 | 2030 | 2035 | 2040
BM | 0 | 0 | 0 | 0 | 0 | 0
CC | 0 | 0 | 0 | 0 | 0 | 3563.26
CSP | 0 | 0 | 0 | 0 | 0 | 0
CT | 0 | 0 | 0 | 0 | 0 | 0
Coal | 6581.06 | 2508 | 0 | 1111.1 | 2276.31 | 0
Geo | 0 | 0 | 0 | 0 | 0 | 0
H | 0 | 0 | 0 | 0 | 0 | 0
LFG | 0 | 0 | 0 | 0 | 0 | 0
Nuc | 0 | 0 | 0 | 0 | 0 | 0
PS | 0 | 0 | 0 | 0 | 0 | 0
PV | 0 | 0 | 0 | 0 | 0 | 0
PeakG | 0 | 0 | 0 | 0 | 0 | 0
PeakO | 0 | 0 | 0 | 0 | 0 | 0
ST | 0 | 0 | 0 | 0 | 0 | 0
STOG | 0 | 0 | 0 | 0 | 279 | 0
STWD | 0 | 0 | 0 | 0 | 0 | 0
WT | 0 | 0 | 0 | 0 | 0 | 0
IGCC | 0 | 0 | 0 | 0 | 0 | 0
DemandResponse | 0 | 0 | 0 | 0 | 0 | 0
IGCC-CCS | 0 | 0 | 0 | 0 | 0 | 0
WT_off | 0 | 0 | 0 | 0 | 0 | 0
PseudoUnit | 0 | 0 | 0 | 0 | 0 | 0
FixedInterchange | 0 | 0 | 0 | 0 | 0 | 0
Retirements of Capacity by Reporting Type: MISO_MI
ReportingType | 2015 | 2020 | 2025 | 2030 | 2035 | 2040
BM | 0 | 0 | 0 | 0 | 0 | 0
CC | 0 | 0 | 0 | 0 | 1599 | 202.4
CSP | 0 | 0 | 0 | 0 | 0 | 0
CT | 0 | 0 | 0 | 0 | 0 | 0
Coal | 6340 | 4452 | 0 | 0 | 0 | 0
Geo | 0 | 0 | 0 | 0 | 0 | 0
H | 0 | 0 | 0 | 0 | 0 | 0
LFG | 0 | 0 | 0 | 0 | 0 | 0
Nuc | 0 | 0 | 0 | 0 | 778 | 0
PS | 0 | 0 | 0 | 0 | 0 | 0
PV | 0 | 0 | 0 | 0 | 0 | 0
PeakG | 0 | 0 | 0 | 0 | 0 | 0
PeakO | 0 | 0 | 0 | 0 | 0 | 0
ST | 0 | 0 | 0 | 0 | 0 | 0
STOG | 0 | 0 | 0 | 0 | 2852 | 0
STWD | 0 | 0 | 0 | 0 | 0 | 0
WT | 0 | 0 | 0 | 0 | 0 | 0
IGCC | 0 | 0 | 0 | 0 | 0 | 0
DemandResponse | 0 | 0 | 0 | 0 | 0 | 0
IGCC-CCS | 0 | 0 | 0 | 0 | 0 | 0
WT_off | 0 | 0 | 0 | 0 | 0 | 0
PseudoUnit | 0 | 0 | 0 | 0 | 0 | 0
FixedInterchange | 0 | 0 | 0 | 0 | 0 | 0
Retirements of Capacity by Reporting Type: MISO_MO-IL
ReportingType | 2015 | 2020 | 2025 | 2030 | 2035 | 2040
BM | 0 | 0 | 0 | 0 | 0 | 0
CC | 0 | 0 | 0 | 0 | 0 | 0
CSP | 0 | 0 | 0 | 0 | 0 | 0
CT | 0 | 0 | 0 | 0 | 0 | 0
Coal | 4201.7 | 8174 | 0 | 0 | 850.18 | 0
Geo | 0 | 0 | 0 | 0 | 0 | 0
H | 0 | 0 | 0 | 0 | 0 | 0
LFG | 0 | 0 | 0 | 0 | 0 | 0
Nuc | 0 | 0 | 0 | 0 | 0 | 0
PS | 0 | 0 | 0 | 0 | 0 | 0
PV | 0 | 0 | 0 | 0 | 0 | 0
PeakG | 0 | 0 | 0 | 0 | 0 | 0
PeakO | 0 | 0 | 0 | 0 | 0 | 0
ST | 0 | 0 | 0 | 0 | 0 | 0
STOG | 0 | 0 | 0 | 0 | 592 | 0
STWD | 0 | 0 | 0 | 0 | 0 | 0
WT | 0 | 0 | 0 | 0 | 0 | 0
IGCC | 0 | 0 | 0 | 0 | 0 | 0
DemandResponse | 0 | 0 | 0 | 0 | 0 | 0
IGCC-CCS | 0 | 0 | 0 | 0 | 0 | 0
WT_off | 0 | 0 | 0 | 0 | 0 | 0
PseudoUnit | 0 | 0 | 0 | 0 | 0 | 0
FixedInterchange | 0 | 0 | 0 | 0 | 0 | 0
Retirements of Capacity by Reporting Type: MISO_W
ReportingType | 2015 | 2020 | 2025 | 2030 | 2035 | 2040
BM | 0 | 0 | 0 | 0 | 0 | 0
CC | 0 | 0 | 0 | 0 | 62 | 0
CSP | 0 | 0 | 0 | 0 | 0 | 0
CT | 0 | 0 | 0 | 0 | 0 | 0
Coal | 4076.19 | 4639.54 | 0 | 351.3 | 4067.56 | 0
Geo | 0 | 0 | 0 | 0 | 0 | 0
H | 0 | 0 | 0 | 0 | 0 | 0
LFG | 0 | 0 | 0 | 0 | 0 | 0
Nuc | 0 | 0 | 0 | 0 | 2361.23 | 0
PS | 0 | 0 | 0 | 0 | 0 | 0
PV | 0 | 0 | 0 | 0 | 0 | 0
PeakG | 0 | 0 | 0 | 0 | 0 | 0
PeakO | 0 | 0 | 0 | 0 | 0 | 0
ST | 0 | 0 | 0 | 0 | 0 | 0
STOG | 0 | 0 | 0 | 0 | 172 | 0
STWD | 0 | 0 | 0 | 0 | 0 | 0
WT | 0 | 0 | 0 | 0 | 0 | 0
IGCC | 0 | 0 | 0 | 0 | 0 | 0
DemandResponse | 0 | 0 | 0 | 0 | 0 | 0
IGCC-CCS | 0 | 0 | 0 | 0 | 0 | 0
WT_off | 0 | 0 | 0 | 0 | 0 | 0
PseudoUnit | 0 | 0 | 0 | 0 | 0 | 0
FixedInterchange | 0 | 0 | 0 | 0 | 0 | 0
Retirements of Capacity by Reporting Type: MISO_WUMS
ReportingType | 2015 | 2020 | 2025 | 2030 | 2035 | 2040
BM | 0 | 0 | 0 | 0 | 0 | 0
CC | 0 | 0 | 0 | 0 | 172.99 | 3969.26
CSP | 0 | 0 | 0 | 0 | 0 | 0
CT | 0 | 0 | 0 | 0 | 0 | 0
Coal | 4191.1 | 1869 | 0 | 0 | 333.1 | 0
Geo | 0 | 0 | 0 | 0 | 0 | 0
H | 0 | 0 | 0 | 0 | 0 | 0
LFG | 0 | 0 | 0 | 0 | 0 | 0
Nuc | 0 | 0 | 0 | 0 | 1816.9 | 0
PS | 0 | 0 | 0 | 0 | 0 | 0
PV | 0 | 0 | 0 | 0 | 0 | 0
PeakG | 0 | 0 | 0 | 0 | 0 | 0
PeakO | 0 | 0 | 0 | 0 | 0 | 0
ST | 0 | 0 | 0 | 0 | 0 | 0
STOG | 59.5 | 0 | 0 | 0 | 300.5 | 0
STWD | 0 | 0 | 0 | 0 | 0 | 0
WT | 0 | 0 | 0 | 0 | 0 | 0
IGCC | 0 | 0 | 0 | 0 | 0 | 0
DemandResponse | 0 | 0 | 0 | 0 | 0 | 0
IGCC-CCS | 0 | 0 | 0 | 0 | 0 | 0
WT_off | 0 | 0 | 0 | 0 | 0 | 0
PseudoUnit | 0 | 0 | 0 | 0 | 0 | 0
FixedInterchange | 0 | 0 | 0 | 0 | 0 | 0
Retirements of Capacity by Reporting Type: Nebraska
ReportingType | 2015 | 2020 | 2025 | 2030 | 2035 | 2040
BM | 0 | 0 | 0 | 0 | 0 | 0
CC | 0 | 0 | 0 | 0 | 0 | 0
CSP | 0 | 0 | 0 | 0 | 0 | 0
CT | 0 | 0 | 0 | 0 | 0 | 0
Coal | 0 | 3195.8 | 0 | 0 | 0 | 0
Geo | 0 | 0 | 0 | 0 | 0 | 0
H | 0 | 0 | 0 | 0 | 0 | 0
LFG | 0 | 0 | 0 | 0 | 0 | 0
Nuc | 0 | 0 | 0 | 0 | 1251.8 | 0
PS | 0 | 0 | 0 | 0 | 0 | 0
PV | 0 | 0 | 0 | 0 | 0 | 0
PeakG | 0 | 0 | 0 | 0 | 0 | 0
PeakO | 0 | 0 | 0 | 0 | 0 | 0
ST | 0 | 0 | 0 | 0 | 0 | 0
STOG | 270 | 0 | 0 | 0 | 0 | 0
STWD | 0 | 0 | 0 | 0 | 0 | 0
WT | 0 | 0 | 0 | 0 | 0 | 0
IGCC | 0 | 0 | 0 | 0 | 0 | 0
DemandResponse | 0 | 0 | 0 | 0 | 0 | 0
IGCC-CCS | 0 | 0 | 0 | 0 | 0 | 0
WT_off | 0 | 0 | 0 | 0 | 0 | 0
PseudoUnit | 0 | 0 | 0 | 0 | 0 | 0
FixedInterchange | 0 | 0 | 0 | 0 | 0 | 0
Retirements of Capacity by Reporting Type: NEISO
ReportingType | 2015 | 2020 | 2025 | 2030 | 2035 | 2040
BM | 0 | 0 | 0 | 0 | 0 | 0
CC | 1074.92 | 4401.33 | 1877.61 | 0 | 0 | 114.61
CSP | 0 | 0 | 0 | 0 | 0 | 0
CT | 0 | 0 | 0 | 9.5 | 0 | 0
Coal | 2250.13 | 320 | 0 | 0 | 0 | 0
Geo | 0 | 0 | 0 | 0 | 0 | 0
H | 0 | 0 | 0 | 0 | 0 | 0
LFG | 0 | 0 | 0 | 0 | 0 | 0
Nuc | 0 | 0 | 0 | 0 | 1289 | 876.92
PS | 0 | 0 | 0 | 0 | 0 | 0
PV | 0 | 0 | 0 | 0 | 0 | 0
PeakG | 0 | 0 | 0 | 0 | 0 | 0
PeakO | 1143.99 | 0 | 0 | 0 | 0 | 0
ST | 0 | 0 | 0 | 0 | 0 | 0
STOG | 6237 | 0 | 0 | 0 | 0 | 0
STWD | 0 | 0 | 0 | 0 | 0 | 0
WT | 0 | 0 | 0 | 0 | 0 | 0
IGCC | 0 | 0 | 0 | 0 | 0 | 0
DemandResponse | 0 | 0 | 0 | 0 | 0 | 0
IGCC-CCS | 0 | 0 | 0 | 0 | 0 | 0
WT_off | 0 | 0 | 0 | 0 | 0 | 0
PseudoUnit | 0 | 0 | 0 | 0 | 0 | 0
FixedInterchange | 0 | 0 | 0 | 0 | 0 | 0
Retirements of Capacity by Reporting Type: NonRTO_Midwest
ReportingType | 2015 | 2020 | 2025 | 2030 | 2035 | 2040
BM | 0 | 0 | 0 | 0 | 0 | 0
CC | 0 | 0 | 0 | 0 | 0 | 2166.24
CSP | 0 | 0 | 0 | 0 | 0 | 0
CT | 0 | 0 | 0 | 0 | 0 | 0
Coal | 3482.89 | 3627.2 | 1069.4 | 1207.81 | 0 | 0
Geo | 0 | 0 | 0 | 0 | 0 | 0
H | 0 | 0 | 0 | 0 | 0 | 0
LFG | 0 | 0 | 0 | 0 | 0 | 0
Nuc | 0 | 0 | 0 | 0 | 0 | 0
PS | 0 | 0 | 0 | 0 | 0 | 0
PV | 0 | 0 | 0 | 0 | 0 | 0
PeakG | 0 | 0 | 0 | 0 | 3012.19 | 0
PeakO | 0 | 0 | 0 | 0 | 12 | 0
ST | 0 | 0 | 0 | 0 | 0 | 0
STOG | 0 | 0 | 0 | 0 | 0 | 0
STWD | 0 | 0 | 0 | 0 | 0 | 0
WT | 0 | 0 | 0 | 0 | 0 | 0
IGCC | 0 | 0 | 0 | 0 | 0 | 0
DemandResponse | 0 | 0 | 0 | 0 | 0 | 0
IGCC-CCS | 0 | 0 | 0 | 0 | 0 | 0
WT_off | 0 | 0 | 0 | 0 | 0 | 0
PseudoUnit | 0 | 0 | 0 | 0 | 0 | 0
FixedInterchange | 0 | 0 | 0 | 0 | 0 | 0
Retirements of Capacity by Reporting Type: NYISO_A-F
ReportingType | 2015 | 2020 | 2025 | 2030 | 2035 | 2040
BM | 0 | 0 | 0 | 0 | 0 | 0
CC | 1695.15 | 332.38 | 622.25 | 0 | 98.74 | 639
CSP | 0 | 0 | 0 | 0 | 0 | 0
CT | 0 | 0 | 0 | 0 | 0 | 0
Coal | 2251.9 | 0 | 0 | 0 | 0 | 0
Geo | 0 | 0 | 0 | 0 | 0 | 0
H | 0 | 0 | 0 | 0 | 0 | 0
LFG | 0 | 0 | 0 | 0 | 0 | 0
Nuc | 0 | 0 | 0 | 621.2 | 580.5 | 852.2
PS | 0 | 0 | 0 | 0 | 0 | 0
PV | 0 | 0 | 0 | 0 | 0 | 0
PeakG | 0 | 0 | 0 | 0 | 0 | 0
PeakO | 0 | 0 | 0 | 0 | 0 | 0
ST | 0 | 0 | 0 | 0 | 0 | 0
STOG | 1701 | 0 | 0 | 0 | 0 | 0
STWD | 0 | 0 | 0 | 0 | 0 | 0
WT | 0 | 0 | 0 | 0 | 0 | 0
IGCC | 0 | 0 | 0 | 0 | 0 | 0
DemandResponse | 0 | 0 | 0 | 0 | 0 | 0
IGCC-CCS | 0 | 0 | 0 | 0 | 0 | 0
WT_off | 0 | 0 | 0 | 0 | 0 | 0
PseudoUnit | 0 | 0 | 0 | 0 | 0 | 0
FixedInterchange | 0 | 0 | 0 | 0 | 0 | 0
Retirements of Capacity by Reporting Type: NYISO_G-I
ReportingType | 2015 | 2020 | 2025 | 2030 | 2035 | 2040
BM | 0 | 0 | 0 | 0 | 0 | 0
CC | 0 | 0 | 0 | 0 | 0 | 0
CSP | 0 | 0 | 0 | 0 | 0 | 0
CT | 0 | 0 | 0 | 0 | 0 | 0
Coal | 368.2 | 0 | 0 | 0 | 0 | 0
Geo | 0 | 0 | 0 | 0 | 0 | 0
H | 0 | 0 | 0 | 0 | 0 | 0
LFG | 0 | 0 | 0 | 0 | 0 | 0
Nuc | 0 | 0 | 0 | 0 | 1019.6 | 1025
PS | 0 | 0 | 0 | 0 | 0 | 0
PV | 0 | 0 | 0 | 0 | 0 | 0
PeakG | 0 | 0 | 0 | 0 | 0 | 0
PeakO | 0 | 0 | 0 | 0 | 0 | 0
ST | 0 | 0 | 0 | 0 | 0 | 0
STOG | 2431 | 0 | 0 | 0 | 0 | 0
STWD | 0 | 0 | 0 | 0 | 0 | 0
WT | 0 | 0 | 0 | 0 | 0 | 0
IGCC | 0 | 0 | 0 | 0 | 0 | 0
DemandResponse | 0 | 0 | 0 | 0 | 0 | 0
IGCC-CCS | 0 | 0 | 0 | 0 | 0 | 0
WT_off | 0 | 0 | 0 | 0 | 0 | 0
PseudoUnit | 0 | 0 | 0 | 0 | 0 | 0
FixedInterchange | 0 | 0 | 0 | 0 | 0 | 0
Retirements of Capacity by Reporting Type: NYISO_J-K
ReportingType | 2015 | 2020 | 2025 | 2030 | 2035 | 2040
BM | 0 | 0 | 0 | 0 | 0 | 0
CC | 0 | 0 | 0 | 0 | 0 | 0
CSP | 0 | 0 | 0 | 0 | 0 | 0
CT | 0 | 0 | 0 | 0 | 0 | 0
Coal | 0 | 0 | 0 | 0 | 0 | 0
Geo | 0 | 0 | 0 | 0 | 0 | 0
H | 0 | 0 | 0 | 0 | 0 | 0
LFG | 0 | 0 | 0 | 0 | 0 | 0
Nuc | 0 | 0 | 0 | 0 | 0 | 0
PS | 0 | 0 | 0 | 0 | 0 | 0
PV | 0 | 0 | 0 | 0 | 0 | 0
PeakG | 0 | 0 | 0 | 0 | 0 | 0
PeakO | 0 | 0 | 0 | 0 | 0 | 0
ST | 0 | 0 | 0 | 0 | 0 | 0
STOG | 3472.01 | 0 | 0 | 0 | 220.93 | 0
STWD | 0 | 0 | 0 | 0 | 0 | 0
WT | 0 | 0 | 0 | 0 | 0 | 0
IGCC | 0 | 0 | 0 | 0 | 0 | 0
DemandResponse | 0 | 0 | 0 | 0 | 0 | 0
IGCC-CCS | 0 | 0 | 0 | 0 | 0 | 0
WT_off | 0 | 0 | 0 | 0 | 0 | 0
PseudoUnit | 0 | 0 | 0 | 0 | 0 | 0
FixedInterchange | 0 | 0 | 0 | 0 | 0 | 0
Retirements of Capacity by Reporting Type: PJM_E
ReportingType | 2015 | 2020 | 2025 | 2030 | 2035 | 2040
BM | 0 | 0 | 0 | 0 | 0 | 0
CC | 0 | 0 | 0 | 0 | 1141.3 | 0
CSP | 0 | 0 | 0 | 0 | 0 | 0
CT | 0 | 0 | 0 | 26.2 | 0 | 0
Coal | 2804 | 486.69 | 81.31 | 0 | 0 | 0
Geo | 0 | 0 | 0 | 0 | 0 | 0
H | 0 | 0 | 0 | 0 | 0 | 0
LFG | 0 | 0 | 0 | 0 | 0 | 0
Nuc | 0 | 614.5 | 0 | 0 | 2224 | 1174
PS | 0 | 0 | 0 | 0 | 0 | 0
PV | 0 | 0 | 0 | 0 | 0 | 0
PeakG | 268.5 | 0 | 0 | 0 | 0 | 0
PeakO | 2.7 | 0 | 0 | 0 | 0 | 0
ST | 0 | 0 | 0 | 0 | 0 | 0
STOG | 629.5 | 0 | 0 | 2371.41 | 251.09 | 0
STWD | 0 | 0 | 0 | 0 | 0 | 0
WT | 0 | 0 | 0 | 0 | 0 | 0
IGCC | 0 | 0 | 0 | 0 | 0 | 0
DemandResponse | 0 | 0 | 0 | 0 | 0 | 0
IGCC-CCS | 0 | 0 | 0 | 0 | 0 | 0
WT_off | 0 | 0 | 0 | 0 | 0 | 0
PseudoUnit | 0 | 0 | 0 | 0 | 0 | 0
FixedInterchange | 0 | 0 | 0 | 0 | 0 | 0
Retirements of Capacity by Reporting Type: PJM_ROM
ReportingType | 2015 | 2020 | 2025 | 2030 | 2035 | 2040
BM | 0 | 0 | 0 | 0 | 0 | 0
CC | 0 | 0 | 0 | 0 | 1299.15 | 87.7
CSP | 0 | 0 | 0 | 0 | 0 | 0
CT | 0 | 0 | 0 | 0 | 16 | 0
Coal | 13051.89 | 1234 | 1573.61 | 521 | 0 | 0
Geo | 0 | 0 | 0 | 0 | 0 | 0
H | 0 | 0 | 0 | 0 | 0 | 0
LFG | 0 | 0 | 0 | 0 | 0 | 0
Nuc | 0 | 0 | 0 | 0 | 1732 | 899
PS | 0 | 0 | 0 | 0 | 0 | 0
PV | 0 | 0 | 0 | 0 | 0 | 0
PeakG | 0 | 0 | 0 | 0 | 0 | 0
PeakO | 270 | 0 | 0 | 0 | 1566 | 0
ST | 0 | 0 | 0 | 0 | 0 | 0
STOG | 580 | 0 | 0 | 0 | 3529 | 0
STWD | 0 | 0 | 0 | 0 | 0 | 0
WT | 0 | 0 | 0 | 0 | 0 | 0
IGCC | 0 | 0 | 0 | 0 | 0 | 0
DemandResponse | 0 | 0 | 0 | 0 | 0 | 0
IGCC-CCS | 0 | 0 | 0 | 0 | 0 | 0
WT_off | 0 | 0 | 0 | 0 | 0 | 0
PseudoUnit | 0 | 0 | 0 | 0 | 0 | 0
FixedInterchange | 0 | 0 | 0 | 0 | 0 | 0
Retirements of Capacity by Reporting Type: PJM_ROR
ReportingType | 2015 | 2020 | 2025 | 2030 | 2035 | 2040
BM | 0 | 0 | 0 | 0 | 0 | 0
CC | 0 | 0 | 0 | 0 | 1475 | 9499.9
CSP | 0 | 0 | 0 | 0 | 0 | 0
CT | 0 | 0 | 0 | 0 | 29 | 0
Coal | 32186.4 | 10688 | 14843.8 | 0 | 0 | 0
Geo | 0 | 0 | 0 | 0 | 0 | 0
H | 0 | 0 | 0 | 0 | 0 | 0
LFG | 0 | 0 | 0 | 0 | 0 | 0
Nuc | 0 | 0 | 0 | 867 | 4275 | 4883.16
PS | 0 | 0 | 0 | 0 | 0 | 0
PV | 0 | 0 | 0 | 0 | 0 | 0
PeakG | 0 | 0 | 0 | 0 | 0 | 0
PeakO | 19 | 0 | 0 | 0 | 1742 | 0
ST | 0 | 0 | 0 | 0 | 0 | 0
STOG | 0 | 0 | 0 | 35 | 2087 | 0
STWD | 0 | 0 | 0 | 0 | 0 | 0
WT | 0 | 0 | 0 | 0 | 0 | 0
IGCC | 0 | 0 | 0 | 0 | 0 | 0
DemandResponse | 0 | 0 | 0 | 0 | 0 | 0
IGCC-CCS | 0 | 0 | 0 | 0 | 0 | 0
WT_off | 0 | 0 | 0 | 0 | 0 | 0
PseudoUnit | 0 | 0 | 0 | 0 | 0 | 0
FixedInterchange | 0 | 0 | 0 | 0 | 0 | 0
Retirements of Capacity by Reporting Type: SOCO
ReportingType | 2015 | 2020 | 2025 | 2030 | 2035 | 2040
BM | 0 | 0 | 0 | 0 | 0 | 0
CC | 0 | 0 | 0 | 186 | 14626 | 7481.58
CSP | 0 | 0 | 0 | 0 | 0 | 0
CT | 0 | 0 | 0 | 0 | 0 | 0
Coal | 17530 | 4191.2 | 1967.5 | 0 | 0 | 0
Geo | 0 | 0 | 0 | 0 | 0 | 0
H | 0 | 0 | 0 | 0 | 0 | 0
LFG | 0 | 0 | 0 | 0 | 0 | 0
Nuc | 0 | 0 | 0 | 0 | 0 | 2645.05
PS | 0 | 0 | 0 | 0 | 0 | 0
PV | 0 | 0 | 0 | 0 | 0 | 0
PeakG | 210 | 0 | 0 | 5763.04 | 780.19 | 0
PeakO | 1139 | 0 | 0 | 0 | 0 | 0
ST | 0 | 0 | 0 | 0 | 0 | 0
STOG | 854 | 0 | 0 | 0 | 0 | 0
STWD | 0 | 0 | 0 | 0 | 0 | 0
WT | 0 | 0 | 0 | 0 | 0 | 0
IGCC | 0 | 0 | 0 | 0 | 0 | 0
DemandResponse | 0 | 0 | 0 | 0 | 0 | 0
IGCC-CCS | 0 | 0 | 0 | 0 | 0 | 0
WT_off | 0 | 0 | 0 | 0 | 0 | 0
PseudoUnit | 0 | 0 | 0 | 0 | 0 | 0
FixedInterchange | 0 | 0 | 0 | 0 | 0 | 0
Retirements of Capacity by Reporting Type: SPP_N
ReportingType | 2015 | 2020 | 2025 | 2030 | 2035 | 2040
BM | 0 | 0 | 0 | 0 | 0 | 0
CC | 0 | 0 | 0 | 0 | 0 | 0
CSP | 0 | 0 | 0 | 0 | 0 | 0
CT | 0 | 0 | 0 | 0 | 0 | 0
Coal | 621 | 2833.5 | 2733 | 0 | 1044 | 0
Geo | 0 | 0 | 0 | 0 | 0 | 0
H | 0 | 0 | 0 | 0 | 0 | 0
LFG | 0 | 0 | 0 | 0 | 0 | 0
Nuc | 0 | 0 | 0 | 0 | 0 | 0
PS | 0 | 0 | 0 | 0 | 0 | 0
PV | 0 | 0 | 0 | 0 | 0 | 0
PeakG | 0 | 0 | 0 | 0 | 0 | 0
PeakO | 0 | 0 | 0 | 0 | 0 | 0
ST | 0 | 0 | 0 | 0 | 0 | 0
STOG | 397.08 | 0 | 0 | 0 | 1351.92 | 0
STWD | 0 | 0 | 0 | 0 | 0 | 0
WT | 0 | 0 | 0 | 0 | 0 | 0
IGCC | 0 | 0 | 0 | 0 | 0 | 0
DemandResponse | 0 | 0 | 0 | 0 | 0 | 0
IGCC-CCS | 0 | 0 | 0 | 0 | 0 | 0
WT_off | 0 | 0 | 0 | 0 | 0 | 0
PseudoUnit | 0 | 0 | 0 | 0 | 0 | 0
FixedInterchange | 0 | 0 | 0 | 0 | 0 | 0
Retirements of Capacity by Reporting Type: SPP_S
ReportingType | 2015 | 2020 | 2025 | 2030 | 2035 | 2040
BM | 0 | 0 | 0 | 0 | 0 | 0
CC | 0 | 0 | 0 | 0 | 0 | 0
CSP | 0 | 0 | 0 | 0 | 0 | 0
CT | 0 | 0 | 0 | 0 | 0 | 300
Coal | 3498.78 | 6520.15 | 1505.89 | 0 | 1615.11 | 0
Geo | 0 | 0 | 0 | 0 | 0 | 0
H | 0 | 0 | 0 | 0 | 0 | 0
LFG | 0 | 0 | 0 | 0 | 0 | 0
Nuc | 0 | 0 | 0 | 0 | 0 | 0
PS | 0 | 0 | 0 | 0 | 0 | 0
PV | 0 | 0 | 0 | 0 | 0 | 0
PeakG | 0 | 0 | 0 | 0 | 0 | 0
PeakO | 0 | 0 | 0 | 0 | 0 | 0
ST | 0 | 0 | 0 | 0 | 0 | 0
STOG | 3773.04 | 0 | 0 | 0 | 5150.06 | 377.23
STWD | 0 | 0 | 0 | 0 | 0 | 0
WT | 0 | 0 | 0 | 0 | 0 | 0
IGCC | 0 | 0 | 0 | 0 | 0 | 0
DemandResponse | 0 | 0 | 0 | 0 | 0 | 0
IGCC-CCS | 0 | 0 | 0 | 0 | 0 | 0
WT_off | 0 | 0 | 0 | 0 | 0 | 0
PseudoUnit | 0 | 0 | 0 | 0 | 0 | 0
FixedInterchange | 0 | 0 | 0 | 0 | 0 | 0
Retirements of Capacity by Reporting Type: TVA
ReportingType | 2015 | 2020 | 2025 | 2030 | 2035 | 2040
BM | 0 | 0 | 0 | 0 | 0 | 0
CC | 0 | 0 | 0 | 0 | 4783 | 3699.12
CSP | 0 | 0 | 0 | 0 | 0 | 0
CT | 0 | 0 | 0 | 0 | 0 | 0
Coal | 9810.61 | 2104 | 1738.86 | 1505.53 | 0 | 0
Geo | 0 | 0 | 0 | 0 | 0 | 0
H | 0 | 0 | 0 | 0 | 0 | 0
LFG | 0 | 0 | 0 | 0 | 0 | 0
Nuc | 0 | 0 | 0 | 0 | 2512.33 | 1278.67
PS | 0 | 0 | 0 | 0 | 0 | 0
PV | 0 | 0 | 0 | 0 | 0 | 0
PeakG | 0 | 0 | 0 | 0 | 735.27 | 0
PeakO | 0 | 0 | 0 | 0 | 83 | 0
ST | 0 | 0 | 0 | 0 | 0 | 0
STOG | 0 | 0 | 0 | 0 | 0 | 0
STWD | 0 | 0 | 0 | 0 | 0 | 0
WT | 0 | 0 | 0 | 0 | 0 | 0
IGCC | 0 | 0 | 0 | 0 | 0 | 0
DemandResponse | 0 | 0 | 0 | 0 | 0 | 0
IGCC-CCS | 0 | 0 | 0 | 0 | 0 | 0
WT_off | 0 | 0 | 0 | 0 | 0 | 0
PseudoUnit | 0 | 0 | 0 | 0 | 0 | 0
FixedInterchange | 0 | 0 | 0 | 0 | 0 | 0
Retirements of Capacity by Reporting Type: TVA_Transmission
ReportingType | 2015 | 2020 | 2025 | 2030 | 2035 | 2040
BM | 0 | 0 | 0 | 0 | 0 | 0
CC | 0 | 0 | 0 | 0 | 0 | 0
CSP | 0 | 0 | 0 | 0 | 0 | 0
CT | 0 | 0 | 0 | 0 | 0 | 0
Coal | 0 | 0 | 0 | 0 | 0 | 0
Geo | 0 | 0 | 0 | 0 | 0 | 0
H | 0 | 0 | 0 | 0 | 0 | 0
LFG | 0 | 0 | 0 | 0 | 0 | 0
Nuc | 0 | 0 | 0 | 0 | 0 | 0
PS | 0 | 0 | 0 | 0 | 0 | 0
PV | 0 | 0 | 0 | 0 | 0 | 0
PeakG | 0 | 0 | 0 | 0 | 0 | 0
PeakO | 0 | 0 | 0 | 0 | 0 | 0
ST | 0 | 0 | 0 | 0 | 0 | 0
STOG | 0 | 0 | 0 | 0 | 0 | 0
STWD | 0 | 0 | 0 | 0 | 0 | 0
WT | 0 | 0 | 0 | 0 | 0 | 0
IGCC | 0 | 0 | 0 | 0 | 0 | 0
DemandResponse | 0 | 0 | 0 | 0 | 0 | 0
IGCC-CCS | 0 | 0 | 0 | 0 | 0 | 0
WT_off | 0 | 0 | 0 | 0 | 0 | 0
PseudoUnit | 0 | 0 | 0 | 0 | 0 | 0
FixedInterchange | 0 | 0 | 0 | 0 | 0 | 0
Retirements of Capacity by Reporting Type: VACAR
ReportingType | 2015 | 2020 | 2025 | 2030 | 2035 | 2040
BM | 0 | 0 | 0 | 0 | 0 | 0
CC | 0 | 0 | 0 | 2170.33 | 1294.92 | 2589.15
CSP | 0 | 0 | 0 | 0 | 0 | 0
CT | 0 | 0 | 0 | 717.2 | 0 | 0
Coal | 9657.78 | 1808.41 | 5152.56 | 2357.26 | 0 | 0
Geo | 0 | 0 | 0 | 0 | 0 | 0
H | 0 | 0 | 0 | 0 | 0 | 0
LFG | 0 | 0 | 0 | 0 | 0 | 0
Nuc | 0 | 0 | 0 | 0 | 3248 | 1858
PS | 0 | 0 | 0 | 0 | 0 | 0
PV | 0 | 0 | 0 | 0 | 0 | 0
PeakG | 0 | 0 | 0 | 345.64 | 0 | 0
PeakO | 0 | 0 | 0 | 1268 | 0 | 0
ST | 0 | 0 | 0 | 0 | 0 | 0
STOG | 0 | 0 | 0 | 92 | 0 | 0
STWD | 0 | 0 | 0 | 0 | 0 | 0
WT | 0 | 0 | 0 | 0 | 0 | 0
IGCC | 0 | 0 | 0 | 0 | 0 | 0
DemandResponse | 0 | 0 | 0 | 0 | 0 | 0
IGCC-CCS | 0 | 0 | 0 | 0 | 0 | 0
WT_off | 0 | 0 | 0 | 0 | 0 | 0
PseudoUnit | 0 | 0 | 0 | 0 | 0 | 0
FixedInterchange | 0 | 0 | 0 | 0 | 0 | 0
Retirements of Capacity by Reporting Type: IESO
ReportingType | 2015 | 2020 | 2025 | 2030 | 2035 | 2040
BM | 0 | 0 | 0 | 0 | 0 | 0
CC | 5943 | 0 | 0 | 0 | 0 | 0
CSP | 0 | 0 | 0 | 0 | 0 | 0
CT | 0 | 0 | 0 | 0 | 368 | 0
Coal | 6416 | 0 | 0 | 0 | 0 | 0
Geo | 0 | 0 | 0 | 0 | 0 | 0
H | 0 | 0 | 0 | 0 | 0 | 0
LFG | 0 | 0 | 0 | 0 | 0 | 0
Nuc | 0 | 0 | 0 | 0 | 1030 | 1540
PS | 0 | 0 | 0 | 0 | 0 | 0
PV | 0 | 0 | 0 | 0 | 1067.26 | 0
PeakG | 584 | 0 | 0 | 0 | 0 | 0
PeakO | 175 | 0 | 0 | 0 | 0 | 0
ST | 0 | 0 | 0 | 0 | 0 | 0
STOG | 2126 | 0 | 0 | 0 | 0 | 0
STWD | 0 | 0 | 0 | 0 | 0 | 0
WT | 0 | 0 | 0 | 0 | 0 | 0
IGCC | 0 | 0 | 0 | 0 | 0 | 0
DemandResponse | 0 | 0 | 0 | 0 | 0 | 0
IGCC-CCS | 0 | 0 | 0 | 0 | 0 | 0
WT_off | 0 | 0 | 0 | 0 | 0 | 0
PseudoUnit | 0 | 0 | 0 | 0 | 0 | 0
FixedInterchange | 0 | 0 | 0 | 0 | 0 | 0
Retirements of Capacity by Reporting Type: MAPP_CA
ReportingType | 2015 | 2020 | 2025 | 2030 | 2035 | 2040
BM | 0 | 0 | 0 | 0 | 0 | 0
CC | 0 | 0 | 731 | 0 | 0 | 233.94
CSP | 0 | 0 | 0 | 0 | 0 | 0
CT | 0 | 0 | 0 | 0 | 0 | 0
Coal | 1029.03 | 560.33 | 156.54 | 0 | 0 | 0
Geo | 0 | 0 | 0 | 0 | 0 | 0
H | 0 | 0 | 0 | 0 | 0 | 0
LFG | 0 | 0 | 0 | 0 | 0 | 0
Nuc | 0 | 0 | 0 | 0 | 0 | 0
PS | 0 | 0 | 0 | 0 | 0 | 0
PV | 0 | 0 | 0 | 0 | 0 | 0
PeakG | 0 | 0 | 559 | 0 | 0 | 0
PeakO | 0 | 0 | 4 | 0 | 0 | 0
ST | 0 | 0 | 0 | 0 | 0 | 0
STOG | 0 | 0 | 126 | 0 | 0 | 0
STWD | 0 | 0 | 0 | 0 | 0 | 0
WT | 0 | 0 | 0 | 0 | 577.4 | 0
IGCC | 0 | 0 | 0 | 0 | 0 | 0
DemandResponse | 0 | 0 | 0 | 0 | 0 | 0
IGCC-CCS | 0 | 0 | 0 | 0 | 0 | 0
WT_off | 0 | 0 | 0 | 0 | 0 | 0
PseudoUnit | 0 | 0 | 0 | 0 | 0 | 0
FixedInterchange | 0 | 0 | 0 | 0 | 0 | 0
Retirements of Capacity by Reporting Type: AZ_NM_SNV_Coal
ReportingType | 2015 | 2020 | 2025 | 2030 | 2035 | 2040
BM | 0 | 0 | 0 | 0 | 0 | 0
CC | 0 | 0 | 0 | 0 | 0 | 0
CSP | 0 | 0 | 0 | 0 | 0 | 0
CT | 0 | 0 | 0 | 0 | 0 | 0
Coal | 2984.87 | 540 | 2501.5 | 4388.28 | 0 | 0
Geo | 0 | 0 | 0 | 0 | 0 | 0
H | 0 | 0 | 0 | 0 | 0 | 0
LFG | 0 | 0 | 0 | 0 | 0 | 0
Nuc | 0 | 0 | 0 | 0 | 0 | 0
PS | 0 | 0 | 0 | 0 | 0 | 0
PV | 0 | 0 | 0 | 0 | 0 | 0
PeakG | 0 | 0 | 0 | 0 | 0 | 0
PeakO | 0 | 0 | 0 | 0 | 0 | 0
ST | 0 | 0 | 0 | 0 | 0 | 0
STOG | 0 | 0 | 0 | 0 | 0 | 0
STWD | 0 | 0 | 0 | 0 | 0 | 0
WT | 0 | 0 | 0 | 0 | 0 | 0
IGCC | 0 | 0 | 0 | 0 | 0 | 0
DemandResponse | 0 | 0 | 0 | 0 | 0 | 0
IGCC-CCS | 0 | 0 | 0 | 0 | 0 | 0
WT_off | 0 | 0 | 0 | 0 | 0 | 0
PseudoUnit | 0 | 0 | 0 | 0 | 0 | 0
FixedInterchange | 0 | 0 | 0 | 0 | 0 | 0
Retirements of Capacity by Reporting Type: AZ_NM_SNV_Gas
ReportingType | 2015 | 2020 | 2025 | 2030 | 2035 | 2040
BM | 0 | 0 | 0 | 0 | 0 | 0
CC | 1095 | 0 | 0 | 272.13 | 4728.77 | 3445.3
CSP | 0 | 0 | 0 | 0 | 0 | 0
CT | 0 | 0 | 0 | 0 | 736 | 0
Coal | 0 | 0 | 0 | 0 | 0 | 0
Geo | 0 | 0 | 0 | 0 | 0 | 0
H | 0 | 0 | 0 | 0 | 0 | 0
LFG | 0 | 0 | 0 | 0 | 0 | 0
Nuc | 0 | 0 | 0 | 0 | 0 | 0
PS | 0 | 0 | 0 | 0 | 0 | 0
PV | 0 | 0 | 0 | 0 | 0 | 0
PeakG | 0 | 0 | 0 | 0 | 0 | 0
PeakO | 0 | 0 | 0 | 0 | 0 | 0
ST | 0 | 0 | 0 | 0 | 0 | 0
STOG | 2064 | 0 | 0 | 0 | 0 | 0
STWD | 0 | 0 | 0 | 0 | 0 | 0
WT | 0 | 0 | 0 | 0 | 0 | 0
IGCC | 0 | 0 | 0 | 0 | 0 | 0
DemandResponse | 0 | 0 | 0 | 0 | 0 | 0
IGCC-CCS | 0 | 0 | 0 | 0 | 0 | 0
WT_off | 0 | 0 | 0 | 0 | 0 | 0
PseudoUnit | 0 | 0 | 0 | 0 | 0 | 0
FixedInterchange | 0 | 0 | 0 | 0 | 0 | 0
Retirements of Capacity by Reporting Type: AZ_NM_SNV_NucRenew
ReportingType | 2015 | 2020 | 2025 | 2030 | 2035 | 2040
BM | 0 | 0 | 0 | 0 | 0 | 0
CC | 0 | 0 | 0 | 0 | 0 | 0
CSP | 65 | 0 | 0 | 0 | 0 | 0
CT | 0 | 0 | 0 | 0 | 0 | 0
Coal | 0 | 0 | 0 | 0 | 0 | 0
Geo | 0 | 0 | 0 | 0 | 0 | 0
H | 0 | 0 | 0 | 0 | 0 | 0
LFG | 0 | 0 | 0 | 0 | 0 | 0
Nuc | 0 | 0 | 0 | 0 | 0 | 0
PS | 0 | 0 | 0 | 0 | 0 | 0
PV | 0 | 0 | 0 | 0 | 0 | 0
PeakG | 0 | 0 | 0 | 0 | 0 | 0
PeakO | 0 | 0 | 0 | 0 | 0 | 0
ST | 0 | 0 | 0 | 0 | 0 | 0
STOG | 0 | 0 | 0 | 0 | 0 | 0
STWD | 0 | 0 | 0 | 0 | 0 | 0
WT | 0 | 0 | 0 | 0 | 0 | 0
IGCC | 0 | 0 | 0 | 0 | 0 | 0
DemandResponse | 0 | 0 | 0 | 0 | 0 | 0
IGCC-CCS | 0 | 0 | 0 | 0 | 0 | 0
WT_off | 0 | 0 | 0 | 0 | 0 | 0
PseudoUnit | 0 | 0 | 0 | 0 | 0 | 0
FixedInterchange | 0 | 0 | 0 | 0 | 0 | 0
Retirements of Capacity by Reporting Type: ERCOT
ReportingType | 2015 | 2020 | 2025 | 2030 | 2035 | 2040
BM | 0 | 0 | 0 | 0 | 0 | 0
CC | 0 | 0 | 0 | 0 | 9504.61 | 3623.98
CSP | 0 | 0 | 0 | 0 | 0 | 0
CT | 0 | 0 | 0 | 0 | 250 | 0
Coal | 13129.98 | 2971.89 | 560 | 0 | 0 | 0
Geo | 0 | 0 | 0 | 0 | 0 | 0
H | 0 | 0 | 0 | 0 | 0 | 0
LFG | 0 | 0 | 0 | 0 | 0 | 0
Nuc | 0 | 0 | 0 | 0 | 0 | 0
PS | 0 | 0 | 0 | 0 | 0 | 0
PV | 0 | 0 | 0 | 0 | 0 | 0
PeakG | 0 | 0 | 0 | 0 | 0 | 0
PeakO | 0 | 0 | 0 | 0 | 0 | 0
ST | 0 | 0 | 0 | 0 | 0 | 0
STOG | 4678.7 | 300.56 | 2656.88 | 5531.54 | 5765.33 | 0
STWD | 0 | 0 | 0 | 0 | 0 | 0
WT | 0 | 0 | 0 | 0 | 0 | 0
IGCC | 0 | 0 | 0 | 0 | 0 | 0
DemandResponse | 0 | 0 | 0 | 0 | 0 | 0
IGCC-CCS | 0 | 0 | 0 | 0 | 0 | 0
WT_off | 0 | 0 | 0 | 0 | 0 | 0
PseudoUnit | 0 | 0 | 0 | 0 | 0 | 0
FixedInterchange | 0 | 0 | 0 | 0 | 0 | 0
Retirements of Capacity by Reporting Type: NP15
ReportingType | 2015 | 2020 | 2025 | 2030 | 2035 | 2040
BM | 0 | 0 | 0 | 0 | 0 | 0
CC | 0 | 0 | 0 | 0 | 0 | 0
CSP | 0 | 0 | 0 | 0 | 0 | 0
CT | 0 | 0 | 0 | 0 | 212.6 | 0
Coal | 0 | 191.9 | 0 | 0 | 0 | 0
Geo | 0 | 0 | 0 | 0 | 0 | 0
H | 0 | 0 | 0 | 0 | 0 | 0
LFG | 0 | 0 | 0 | 0 | 0 | 0
Nuc | 0 | 0 | 0 | 0 | 0 | 0
PS | 0 | 0 | 0 | 0 | 0 | 0
PV | 0 | 0 | 0 | 0 | 0 | 0
PeakG | 0 | 0 | 0 | 0 | 0 | 0
PeakO | 156 | 0 | 0 | 0 | 0 | 0
ST | 0 | 0 | 0 | 0 | 0 | 0
STOG | 1790.23 | 0 | 0 | 662.84 | 1181.41 | 0
STWD | 0 | 0 | 0 | 0 | 0 | 0
WT | 0 | 0 | 0 | 0 | 0 | 0
IGCC | 0 | 0 | 0 | 0 | 0 | 0
DemandResponse | 0 | 0 | 0 | 0 | 0 | 0
IGCC-CCS | 0 | 0 | 0 | 0 | 0 | 0
WT_off | 0 | 0 | 0 | 0 | 0 | 0
PseudoUnit | 0 | 0 | 0 | 0 | 0 | 0
FixedInterchange | 0 | 0 | 0 | 0 | 0 | 0
Retirements of Capacity by Reporting Type: NWPP_Coal
ReportingType | 2015 | 2020 | 2025 | 2030 | 2035 | 2040
BM | 0 | 0 | 0 | 0 | 0 | 0
CC | 0 | 0 | 0 | 0 | 0 | 0
CSP | 0 | 0 | 0 | 0 | 0 | 0
CT | 0 | 0 | 0 | 0 | 0 | 0
Coal | 6799 | 1601.7 | 5156 | 0 | 0 | 0
Geo | 0 | 0 | 0 | 0 | 0 | 0
H | 0 | 0 | 0 | 0 | 0 | 0
LFG | 0 | 0 | 0 | 0 | 0 | 0
Nuc | 0 | 0 | 0 | 0 | 0 | 0
PS | 0 | 0 | 0 | 0 | 0 | 0
PV | 0 | 0 | 0 | 0 | 0 | 0
PeakG | 0 | 0 | 0 | 0 | 0 | 0
PeakO | 183 | 0 | 0 | 0 | 0 | 0
ST | 0 | 0 | 0 | 0 | 0 | 0
STOG | 0 | 0 | 0 | 0 | 0 | 0
STWD | 0 | 0 | 0 | 0 | 0 | 0
WT | 0 | 0 | 0 | 0 | 0 | 0
IGCC | 0 | 0 | 0 | 0 | 0 | 0
DemandResponse | 0 | 0 | 0 | 0 | 0 | 0
IGCC-CCS | 0 | 0 | 0 | 0 | 0 | 0
WT_off | 0 | 0 | 0 | 0 | 0 | 0
PseudoUnit | 0 | 0 | 0 | 0 | 0 | 0
FixedInterchange | 0 | 0 | 0 | 0 | 0 | 0
Retirements of Capacity by Reporting Type: NWPP_Gas
ReportingType | 2015 | 2020 | 2025 | 2030 | 2035 | 2040
BM | 0 | 0 | 0 | 0 | 0 | 0
CC | 2468.52 | 0 | 0 | 772.07 | 4764.41 | 241.45
CSP | 0 | 0 | 0 | 0 | 0 | 0
CT | 0 | 0 | 0 | 0 | 150 | 0
Coal | 0 | 0 | 0 | 0 | 0 | 0
Geo | 0 | 0 | 0 | 0 | 0 | 0
H | 0 | 0 | 0 | 0 | 0 | 0
LFG | 0 | 0 | 0 | 0 | 0 | 0
Nuc | 0 | 0 | 0 | 0 | 0 | 0
PS | 0 | 0 | 0 | 0 | 0 | 0
PV | 0 | 0 | 0 | 0 | 0 | 0
PeakG | 2623 | 0 | 0 | 0 | 0 | 0
PeakO | 0 | 0 | 0 | 0 | 0 | 0
ST | 0 | 0 | 0 | 0 | 0 | 0
STOG | 786 | 0 | 0 | 0 | 0 | 0
STWD | 0 | 0 | 0 | 0 | 0 | 0
WT | 0 | 0 | 0 | 0 | 0 | 0
IGCC | 0 | 0 | 0 | 0 | 0 | 0
DemandResponse | 0 | 0 | 0 | 0 | 0 | 0
IGCC-CCS | 0 | 0 | 0 | 0 | 0 | 0
WT_off | 0 | 0 | 0 | 0 | 0 | 0
PseudoUnit | 0 | 0 | 0 | 0 | 0 | 0
FixedInterchange | 0 | 0 | 0 | 0 | 0 | 0
Retirements of Capacity by Reporting Type: NWPP_NucRenew
ReportingType | 2015 | 2020 | 2025 | 2030 | 2035 | 2040
BM | 0 | 0 | 0 | 0 | 0 | 0
CC | 0 | 0 | 0 | 0 | 0 | 0
CSP | 0 | 0 | 0 | 0 | 0 | 0
CT | 0 | 0 | 0 | 0 | 0 | 0
Coal | 0 | 0 | 0 | 0 | 0 | 0
Geo | 4.8 | 0 | 0 | 0 | 0 | 0
H | 0 | 0 | 0 | 0 | 0 | 0
LFG | 0 | 0 | 0 | 0 | 0 | 0
Nuc | 0 | 0 | 0 | 0 | 0 | 0
PS | 0 | 0 | 0 | 0 | 0 | 0
PV | 0 | 0 | 0 | 0 | 0 | 0
PeakG | 0 | 0 | 0 | 0 | 0 | 0
PeakO | 0 | 0 | 0 | 0 | 0 | 0
ST | 0 | 0 | 0 | 0 | 0 | 0
STOG | 0 | 0 | 0 | 0 | 0 | 0
STWD | 0 | 0 | 0 | 0 | 0 | 0
WT | 0 | 0 | 0 | 0 | 0 | 0
IGCC | 0 | 0 | 0 | 0 | 0 | 0
DemandResponse | 0 | 0 | 0 | 0 | 0 | 0
IGCC-CCS | 0 | 0 | 0 | 0 | 0 | 0
WT_off | 0 | 0 | 0 | 0 | 0 | 0
PseudoUnit | 0 | 0 | 0 | 0 | 0 | 0
FixedInterchange | 0 | 0 | 0 | 0 | 0 | 0
Retirements of Capacity by Reporting Type: RMPA
ReportingType | 2015 | 2020 | 2025 | 2030 | 2035 | 2040
BM | 0 | 0 | 0 | 0 | 0 | 0
CC | 0 | 0 | 0 | 0 | 1322.6 | 0
CSP | 1 | 0 | 0 | 0 | 0 | 0
CT | 0 | 0 | 0 | 0 | 152 | 0
Coal | 1186 | 1185 | 3643.38 | 773.62 | 0 | 0
Geo | 0 | 0 | 0 | 0 | 0 | 0
H | 0 | 0 | 0 | 0 | 0 | 0
LFG | 0 | 0 | 0 | 0 | 0 | 0
Nuc | 0 | 0 | 0 | 0 | 0 | 0
PS | 0 | 0 | 0 | 0 | 0 | 0
PV | 0 | 0 | 0 | 0 | 0 | 0
PeakG | 0 | 0 | 0 | 0 | 0 | 0
PeakO | 187 | 0 | 0 | 0 | 0 | 0
ST | 0 | 0 | 0 | 0 | 0 | 0
STOG | 217 | 0 | 0 | 0 | 0 | 0
STWD | 0 | 0 | 0 | 0 | 0 | 0
WT | 0 | 0 | 0 | 0 | 0 | 0
IGCC | 0 | 0 | 0 | 0 | 0 | 0
DemandResponse | 0 | 0 | 0 | 0 | 0 | 0
IGCC-CCS | 0 | 0 | 0 | 0 | 0 | 0
WT_off | 0 | 0 | 0 | 0 | 0 | 0
PseudoUnit | 0 | 0 | 0 | 0 | 0 | 0
FixedInterchange | 0 | 0 | 0 | 0 | 0 | 0
Retirements of Capacity by Reporting Type: SP15
ReportingType | 2015 | 2020 | 2025 | 2030 | 2035 | 2040
BM | 0 | 0 | 0 | 0 | 0 | 0
CC | 0 | 0 | 0 | 0 | 0 | 0
CSP | 409 | 0 | 0 | 0 | 0 | 0
CT | 0 | 0 | 0 | 0 | 0 | 0
Coal | 57 | 84.5 | 101.2 | 0 | 0 | 0
Geo | 0 | 0 | 0 | 0 | 0 | 0
H | 0 | 0 | 0 | 0 | 0 | 0
LFG | 0 | 0 | 0 | 0 | 0 | 0
Nuc | 0 | 0 | 0 | 0 | 0 | 0
PS | 0 | 0 | 0 | 0 | 0 | 0
PV | 0 | 0 | 0 | 0 | 0 | 0
PeakG | 44 | 0 | 0 | 0 | 0 | 0
PeakO | 15 | 0 | 0 | 0 | 0 | 0
ST | 0 | 0 | 0 | 0 | 0 | 0
STOG | 3315.33 | 1559.92 | 0 | 222.15 | 1327.56 | 0
STWD | 0 | 0 | 0 | 0 | 0 | 0
WT | 126.2 | 0 | 0 | 0 | 0 | 0
IGCC | 0 | 0 | 0 | 0 | 0 | 0
DemandResponse | 0 | 0 | 0 | 0 | 0 | 0
IGCC-CCS | 0 | 0 | 0 | 0 | 0 | 0
WT_off | 0 | 0 | 0 | 0 | 0 | 0
PseudoUnit | 0 | 0 | 0 | 0 | 0 | 0
FixedInterchange | 0 | 0 | 0 | 0 | 0 | 0
Retirements of Capacity by Reporting Type: ALB
ReportingType | 2015 | 2020 | 2025 | 2030 | 2035 | 2040
BM | 0 | 0 | 0 | 0 | 0 | 0
CC | 0 | 0 | 0 | 1952 | 0 | 0
CSP | 0 | 0 | 0 | 0 | 0 | 0
CT | 0 | 0 | 0 | 0 | 129.93 | 0
Coal | 0 | 0 | 52.19 | 5693.64 | 0 | 0
Geo | 0 | 0 | 0 | 0 | 0 | 0
H | 0 | 0 | 0 | 0 | 0 | 0
LFG | 0 | 0 | 0 | 0 | 0 | 0
Nuc | 0 | 0 | 0 | 0 | 0 | 0
PS | 0 | 0 | 0 | 0 | 0 | 0
PV | 0 | 0 | 0 | 0 | 0 | 0
PeakG | 1375.25 | 0 | 0 | 0 | 0 | 0
PeakO | 6 | 0 | 0 | 0 | 0 | 0
ST | 0 | 0 | 0 | 0 | 0 | 0
STOG | 186 | 0 | 0 | 0 | 0 | 0
STWD | 0 | 0 | 0 | 0 | 0 | 0
WT | 0 | 0 | 0 | 0 | 0 | 0
IGCC | 0 | 0 | 0 | 0 | 0 | 0
DemandResponse | 0 | 0 | 0 | 0 | 0 | 0
IGCC-CCS | 0 | 0 | 0 | 0 | 0 | 0
WT_off | 0 | 0 | 0 | 0 | 0 | 0
PseudoUnit | 0 | 0 | 0 | 0 | 0 | 0
FixedInterchange | 0 | 0 | 0 | 0 | 0 | 0
Retirements of Capacity by Reporting Type: BC
ReportingType | 2015 | 2020 | 2025 | 2030 | 2035 | 2040
BM | 0 | 0 | 0 | 0 | 0 | 0
CC | 0 | 0 | 0 | 37.62 | 0 | 349.55
CSP | 0 | 0 | 0 | 0 | 0 | 0
CT | 0 | 0 | 0 | 0 | 0 | 0
Coal | 0 | 0 | 0 | 0 | 0 | 0
Geo | 0 | 0 | 0 | 0 | 0 | 0
H | 0 | 0 | 0 | 0 | 0 | 0
LFG | 0 | 0 | 0 | 0 | 0 | 0
Nuc | 0 | 0 | 0 | 0 | 0 | 0
PS | 0 | 0 | 0 | 0 | 0 | 0
PV | 0 | 0 | 0 | 0 | 0 | 0
PeakG | 141 | 0 | 0 | 0 | 0 | 0
PeakO | 44 | 0 | 0 | 0 | 0 | 0
ST | 0 | 0 | 0 | 0 | 0 | 0
STOG | 938 | 0 | 0 | 0 | 0 | 0
STWD | 0 | 0 | 0 | 0 | 0 | 0
WT | 0 | 0 | 0 | 0 | 0 | 0
IGCC | 0 | 0 | 0 | 0 | 0 | 0
DemandResponse | 0 | 0 | 0 | 0 | 0 | 0
IGCC-CCS | 0 | 0 | 0 | 0 | 0 | 0
WT_off | 0 | 0 | 0 | 0 | 0 | 0
PseudoUnit | 0 | 0 | 0 | 0 | 0 | 0
FixedInterchange | 0 | 0 | 0 | 0 | 0 | 0
Retirements of Capacity by Reporting Type: HQ_IESO
ReportingType | 2015 | 2020 | 2025 | 2030 | 2035 | 2040
BM | 0 | 0 | 0 | 0 | 0 | 0
CC | 0 | 0 | 0 | 0 | 0 | 0
CSP | 0 | 0 | 0 | 0 | 0 | 0
CT | 0 | 0 | 0 | 0 | 0 | 0
Coal | 0 | 0 | 0 | 0 | 0 | 0
Geo | 0 | 0 | 0 | 0 | 0 | 0
H | 0 | 0 | 0 | 0 | 0 | 0
LFG | 0 | 0 | 0 | 0 | 0 | 0
Nuc | 0 | 0 | 0 | 0 | 0 | 0
PS | 0 | 0 | 0 | 0 | 0 | 0
PV | 0 | 0 | 0 | 0 | 0 | 0
PeakG | 0 | 0 | 0 | 0 | 0 | 0
PeakO | 0 | 0 | 0 | 0 | 0 | 0
ST | 0 | 0 | 0 | 0 | 0 | 0
STOG | 0 | 0 | 0 | 0 | 0 | 0
STWD | 0 | 0 | 0 | 0 | 0 | 0
WT | 0 | 0 | 0 | 0 | 0 | 0
IGCC | 0 | 0 | 0 | 0 | 0 | 0
DemandResponse | 0 | 0 | 0 | 0 | 0 | 0
IGCC-CCS | 0 | 0 | 0 | 0 | 0 | 0
WT_off | 0 | 0 | 0 | 0 | 0 | 0
PseudoUnit | 0 | 0 | 0 | 0 | 0 | 0
FixedInterchange | 0 | 0 | 0 | 0 | 0 | 0
Retirements of Capacity by Reporting Type: HQ_NEISO
ReportingType | 2015 | 2020 | 2025 | 2030 | 2035 | 2040
BM | 0 | 0 | 0 | 0 | 0 | 0
CC | 0 | 0 | 0 | 0 | 0 | 0
CSP | 0 | 0 | 0 | 0 | 0 | 0
CT | 0 | 0 | 0 | 0 | 0 | 0
Coal | 0 | 0 | 0 | 0 | 0 | 0
Geo | 0 | 0 | 0 | 0 | 0 | 0
H | 0 | 0 | 0 | 0 | 0 | 0
LFG | 0 | 0 | 0 | 0 | 0 | 0
Nuc | 0 | 0 | 0 | 0 | 0 | 0
PS | 0 | 0 | 0 | 0 | 0 | 0
PV | 0 | 0 | 0 | 0 | 0 | 0
PeakG | 0 | 0 | 0 | 0 | 0 | 0
PeakO | 0 | 0 | 0 | 0 | 0 | 0
ST | 0 | 0 | 0 | 0 | 0 | 0
STOG | 0 | 0 | 0 | 0 | 0 | 0
STWD | 0 | 0 | 0 | 0 | 0 | 0
WT | 0 | 0 | 0 | 0 | 0 | 0
IGCC | 0 | 0 | 0 | 0 | 0 | 0
DemandResponse | 0 | 0 | 0 | 0 | 0 | 0
IGCC-CCS | 0 | 0 | 0 | 0 | 0 | 0
WT_off | 0 | 0 | 0 | 0 | 0 | 0
PseudoUnit | 0 | 0 | 0 | 0 | 0 | 0
FixedInterchange | 0 | 0 | 0 | 0 | 0 | 0
Retirements of Capacity by Reporting Type: HQ_NY
ReportingType | 2015 | 2020 | 2025 | 2030 | 2035 | 2040
BM | 0 | 0 | 0 | 0 | 0 | 0
CC | 0 | 0 | 0 | 0 | 0 | 0
CSP | 0 | 0 | 0 | 0 | 0 | 0
CT | 0 | 0 | 0 | 0 | 0 | 0
Coal | 0 | 0 | 0 | 0 | 0 | 0
Geo | 0 | 0 | 0 | 0 | 0 | 0
H | 0 | 0 | 0 | 0 | 0 | 0
LFG | 0 | 0 | 0 | 0 | 0 | 0
Nuc | 0 | 0 | 0 | 0 | 0 | 0
PS | 0 | 0 | 0 | 0 | 0 | 0
PV | 0 | 0 | 0 | 0 | 0 | 0
PeakG | 0 | 0 | 0 | 0 | 0 | 0
PeakO | 0 | 0 | 0 | 0 | 0 | 0
ST | 0 | 0 | 0 | 0 | 0 | 0
STOG | 0 | 0 | 0 | 0 | 0 | 0
STWD | 0 | 0 | 0 | 0 | 0 | 0
WT | 0 | 0 | 0 | 0 | 0 | 0
IGCC | 0 | 0 | 0 | 0 | 0 | 0
DemandResponse | 0 | 0 | 0 | 0 | 0 | 0
IGCC-CCS | 0 | 0 | 0 | 0 | 0 | 0
WT_off | 0 | 0 | 0 | 0 | 0 | 0
PseudoUnit | 0 | 0 | 0 | 0 | 0 | 0
FixedInterchange | 0 | 0 | 0 | 0 | 0 | 0
Retirements of Capacity by Reporting Type: MARITIMES
ReportingType | 2015 | 2020 | 2025 | 2030 | 2035 | 2040
BM | 0 | 0 | 0 | 0 | 0 | 0
CC | 0 | 0 | 0 | 0 | 0 | 0
CSP | 0 | 0 | 0 | 0 | 0 | 0
CT | 0 | 0 | 0 | 0 | 0 | 0
Coal | 0 | 0 | 0 | 0 | 0 | 0
Geo | 0 | 0 | 0 | 0 | 0 | 0
H | 0 | 0 | 0 | 0 | 0 | 0
LFG | 0 | 0 | 0 | 0 | 0 | 0
Nuc | 0 | 0 | 0 | 0 | 0 | 0
PS | 0 | 0 | 0 | 0 | 0 | 0
PV | 0 | 0 | 0 | 0 | 0 | 0
PeakG | 0 | 0 | 0 | 0 | 0 | 0
PeakO | 0 | 0 | 0 | 0 | 0 | 0
ST | 0 | 0 | 0 | 0 | 0 | 0
STOG | 0 | 0 | 0 | 0 | 0 | 0
STWD | 0 | 0 | 0 | 0 | 0 | 0
WT | 0 | 0 | 0 | 0 | 0 | 0
IGCC | 0 | 0 | 0 | 0 | 0 | 0
DemandResponse | 0 | 0 | 0 | 0 | 0 | 0
IGCC-CCS | 0 | 0 | 0 | 0 | 0 | 0
WT_off | 0 | 0 | 0 | 0 | 0 | 0
PseudoUnit | 0 | 0 | 0 | 0 | 0 | 0
FixedInterchange | 0 | 0 | 0 | 0 | 0 | 0
Retirements of Capacity by Reporting Type: All
ReportingType | 2015 | 2020 | 2025 | 2030 | 2035 | 2040
BM | 0 | 0 | 0 | 0 | 0 | 0
CC | 12276.58 | 4733.72 | 3439.86 | 15366.57 | 65047.58 | 42468.46
CSP | 475 | 0 | 0 | 0 | 0 | 0
CT | 0 | 0 | 0 | 752.9 | 4523.53 | 300
Coal | 164320.8 | 74664.19 | 43441.55 | 17909.54 | 10186.26 | 0
Geo | 4.8 | 0 | 0 | 0 | 0 | 0
H | 0 | 0 | 0 | 0 | 0 | 0
LFG | 0 | 0 | 0 | 0 | 0 | 0
Nuc | 0 | 614.5 | 0 | 1488.2 | 26575.7 | 19706
PS | 0 | 0 | 0 | 0 | 0 | 0
PV | 0 | 0 | 0 | 0 | 1067.26 | 0
PeakG | 5245.75 | 0 | 782.99 | 9392.1 | 4527.65 | 0
PeakO | 3340.69 | 0 | 1572.32 | 2156.68 | 3403 | 0
ST | 0 | 0 | 0 | 0 | 0 | 0
STOG | 59409.76 | 1860.48 | 4612.49 | 8914.93 | 25059.8 | 377.23
STWD | 0 | 0 | 0 | 0 | 0 | 0
WT | 126.2 | 0 | 0 | 0 | 577.4 | 0
IGCC | 0 | 0 | 0 | 0 | 0 | 0
DemandResponse | 0 | 0 | 0 | 0 | 0 | 0
IGCC-CCS | 0 | 0 | 0 | 0 | 0 | 0
WT_off | 0 | 0 | 0 | 0 | 0 | 0
PseudoUnit | 0 | 0 | 0 | 0 | 0 | 0
FixedInterchange | 0 | 0 | 0 | 0 | 0 | 0
Retirements of Capacity by Reporting Type: EI_US
ReportingType | 2015 | 2020 | 2025 | 2030 | 2035 | 2040
BM | 0 | 0 | 0 | 0 | 0 | 0
CC | 2770.06 | 4733.72 | 2708.86 | 12332.75 | 44727.18 | 34574.23
CSP | 0 | 0 | 0 | 0 | 0 | 0
CT | 0 | 0 | 0 | 752.9 | 2525 | 300
Coal | 132718.91 | 67528.87 | 31270.74 | 7054 | 10186.26 | 0
Geo | 0 | 0 | 0 | 0 | 0 | 0
H | 0 | 0 | 0 | 0 | 0 | 0
LFG | 0 | 0 | 0 | 0 | 0 | 0
Nuc | 0 | 614.5 | 0 | 1488.2 | 25545.7 | 18166
PS | 0 | 0 | 0 | 0 | 0 | 0
PV | 0 | 0 | 0 | 0 | 0 | 0
PeakG | 478.5 | 0 | 223.99 | 9392.1 | 4527.65 | 0
PeakO | 2574.69 | 0 | 1568.32 | 2156.68 | 3403 | 0
ST | 0 | 0 | 0 | 0 | 0 | 0
STOG | 43308.5 | 0 | 1829.62 | 2498.41 | 16785.5 | 377.23
STWD | 0 | 0 | 0 | 0 | 0 | 0
WT | 0 | 0 | 0 | 0 | 0 | 0
IGCC | 0 | 0 | 0 | 0 | 0 | 0
DemandResponse | 0 | 0 | 0 | 0 | 0 | 0
IGCC-CCS | 0 | 0 | 0 | 0 | 0 | 0
WT_off | 0 | 0 | 0 | 0 | 0 | 0
PseudoUnit | 0 | 0 | 0 | 0 | 0 | 0
FixedInterchange | 0 | 0 | 0 | 0 | 0 | 0
Retirements of Capacity by Reporting Type: EI_Canada
ReportingType | 2015 | 2020 | 2025 | 2030 | 2035 | 2040
BM | 0 | 0 | 0 | 0 | 0 | 0
CC | 5943 | 0 | 731 | 0 | 0 | 233.94
CSP | 0 | 0 | 0 | 0 | 0 | 0
CT | 0 | 0 | 0 | 0 | 368 | 0
Coal | 7445.03 | 560.33 | 156.54 | 0 | 0 | 0
Geo | 0 | 0 | 0 | 0 | 0 | 0
H | 0 | 0 | 0 | 0 | 0 | 0
LFG | 0 | 0 | 0 | 0 | 0 | 0
Nuc | 0 | 0 | 0 | 0 | 1030 | 1540
PS | 0 | 0 | 0 | 0 | 0 | 0
PV | 0 | 0 | 0 | 0 | 1067.26 | 0
PeakG | 584 | 0 | 559 | 0 | 0 | 0
PeakO | 175 | 0 | 4 | 0 | 0 | 0
ST | 0 | 0 | 0 | 0 | 0 | 0
STOG | 2126 | 0 | 126 | 0 | 0 | 0
STWD | 0 | 0 | 0 | 0 | 0 | 0
WT | 0 | 0 | 0 | 0 | 577.4 | 0
IGCC | 0 | 0 | 0 | 0 | 0 | 0
DemandResponse | 0 | 0 | 0 | 0 | 0 | 0
IGCC-CCS | 0 | 0 | 0 | 0 | 0 | 0
WT_off | 0 | 0 | 0 | 0 | 0 | 0
PseudoUnit | 0 | 0 | 0 | 0 | 0 | 0
FixedInterchange | 0 | 0 | 0 | 0 | 0 | 0
Retirements of Capacity by Reporting Type: EI
ReportingType | 2015 | 2020 | 2025 | 2030 | 2035 | 2040
BM | 0 | 0 | 0 | 0 | 0 | 0
CC | 8713.06 | 4733.72 | 3439.86 | 12332.75 | 44727.18 | 34808.18
CSP | 0 | 0 | 0 | 0 | 0 | 0
CT | 0 | 0 | 0 | 752.9 | 2893 | 300
Coal | 140163.94 | 68089.2 | 31427.28 | 7054 | 10186.26 | 0
Geo | 0 | 0 | 0 | 0 | 0 | 0
H | 0 | 0 | 0 | 0 | 0 | 0
LFG | 0 | 0 | 0 | 0 | 0 | 0
Nuc | 0 | 614.5 | 0 | 1488.2 | 26575.7 | 19706
PS | 0 | 0 | 0 | 0 | 0 | 0
PV | 0 | 0 | 0 | 0 | 1067.26 | 0
PeakG | 1062.5 | 0 | 782.99 | 9392.1 | 4527.65 | 0
PeakO | 2749.69 | 0 | 1572.32 | 2156.68 | 3403 | 0
ST | 0 | 0 | 0 | 0 | 0 | 0
STOG | 45434.5 | 0 | 1955.62 | 2498.41 | 16785.5 | 377.23
STWD | 0 | 0 | 0 | 0 | 0 | 0
WT | 0 | 0 | 0 | 0 | 577.4 | 0
IGCC | 0 | 0 | 0 | 0 | 0 | 0
DemandResponse | 0 | 0 | 0 | 0 | 0 | 0
IGCC-CCS | 0 | 0 | 0 | 0 | 0 | 0
WT_off | 0 | 0 | 0 | 0 | 0 | 0
PseudoUnit | 0 | 0 | 0 | 0 | 0 | 0
FixedInterchange | 0 | 0 | 0 | 0 | 0 | 0
Retirements of Capacity by Reporting Type: Outside_EI
ReportingType | 2015 | 2020 | 2025 | 2030 | 2035 | 2040
BM | 0 | 0 | 0 | 0 | 0 | 0
CC | 3563.52 | 0 | 0 | 3033.82 | 20320.4 | 7660.29
CSP | 475 | 0 | 0 | 0 | 0 | 0
CT | 0 | 0 | 0 | 0 | 1630.53 | 0
Coal | 24156.86 | 6574.99 | 12014.27 | 10855.53 | 0 | 0
Geo | 4.8 | 0 | 0 | 0 | 0 | 0
H | 0 | 0 | 0 | 0 | 0 | 0
LFG | 0 | 0 | 0 | 0 | 0 | 0
Nuc | 0 | 0 | 0 | 0 | 0 | 0
PS | 0 | 0 | 0 | 0 | 0 | 0
PV | 0 | 0 | 0 | 0 | 0 | 0
PeakG | 4183.25 | 0 | 0 | 0 | 0 | 0
PeakO | 591 | 0 | 0 | 0 | 0 | 0
ST | 0 | 0 | 0 | 0 | 0 | 0
STOG | 13975.25 | 1860.48 | 2656.88 | 6416.53 | 8274.3 | 0
STWD | 0 | 0 | 0 | 0 | 0 | 0
WT | 126.2 | 0 | 0 | 0 | 0 | 0
IGCC | 0 | 0 | 0 | 0 | 0 | 0
DemandResponse | 0 | 0 | 0 | 0 | 0 | 0
IGCC-CCS | 0 | 0 | 0 | 0 | 0 | 0
WT_off | 0 | 0 | 0 | 0 | 0 | 0
PseudoUnit | 0 | 0 | 0 | 0 | 0 | 0
FixedInterchange | 0 | 0 | 0 | 0 | 0 | 0
#4 | Cumulative Retirements of Capacity (MW)
Cumulative Retirements of Capacity by Reporting Type: Entergy
ReportingType | 2015 | 2020 | 2025 | 2030 | 2035 | 2040
BM | 0 | 0 | 0 | 0 | 0 | 0
CC | 0 | 0 | 209 | 209 | 11930.65 | 12470.14
CSP | 0 | 0 | 0 | 0 | 0 | 0
CT | 0 | 0 | 0 | 0 | 0 | 0
Coal | 1532.9 | 8006.77 | 8308.9 | 8308.9 | 8308.9 | 8308.9
Geo | 0 | 0 | 0 | 0 | 0 | 0
H | 0 | 0 | 0 | 0 | 0 | 0
LFG | 0 | 0 | 0 | 0 | 0 | 0
Nuc | 0 | 0 | 0 | 0 | 842 | 1839
PS | 0 | 0 | 0 | 0 | 0 | 0
PV | 0 | 0 | 0 | 0 | 0 | 0
PeakG | 0 | 0 | 223.99 | 2414.41 | 2414.41 | 2414.41
PeakO | 0 | 0 | 174 | 174 | 174 | 174
ST | 0 | 0 | 0 | 0 | 0 | 0
STOG | 13385.39 | 13385.39 | 14865 | 14865 | 14865 | 14865
STWD | 0 | 0 | 0 | 0 | 0 | 0
WT | 0 | 0 | 0 | 0 | 0 | 0
IGCC | 0 | 0 | 0 | 0 | 0 | 0
DemandResponse | 0 | 0 | 0 | 0 | 0 | 0
IGCC-CCS | 0 | 0 | 0 | 0 | 0 | 0
WT_off | 0 | 0 | 0 | 0 | 0 | 0
PseudoUnit | 0 | 0 | 0 | 0 | 0 | 0
FixedInterchange | 0 | 0 | 0 | 0 | 0 | 0
Cumulative Retirements of Capacity by Reporting Type: FRCC
ReportingType | 2015 | 2020 | 2025 | 2030 | 2035 | 2040
BM | 0 | 0 | 0 | 0 | 0 | 0
CC | 0 | 0 | 0 | 9976.42 | 16429.85 | 16452.38
CSP | 0 | 0 | 0 | 0 | 0 | 0
CT | 0 | 0 | 0 | 0 | 2480 | 2480
Coal | 6391.3 | 7693.28 | 7770.3 | 7770.3 | 7770.3 | 7770.3
Geo | 0 | 0 | 0 | 0 | 0 | 0
H | 0 | 0 | 0 | 0 | 0 | 0
LFG | 0 | 0 | 0 | 0 | 0 | 0
Nuc | 0 | 0 | 0 | 0 | 1615.33 | 3292.33
PS | 0 | 0 | 0 | 0 | 0 | 0
PV | 0 | 0 | 0 | 0 | 0 | 0
PeakG | 0 | 0 | 0 | 1092.99 | 1092.99 | 1092.99
PeakO | 0 | 0 | 1394.32 | 2283 | 2283 | 2283
ST | 0 | 0 | 0 | 0 | 0 | 0
STOG | 9482.99 | 9482.99 | 9833 | 9833 | 9833 | 9833
STWD | 0 | 0 | 0 | 0 | 0 | 0
WT | 0 | 0 | 0 | 0 | 0 | 0
IGCC | 0 | 0 | 0 | 0 | 0 | 0
DemandResponse | 0 | 0 | 0 | 0 | 0 | 0
IGCC-CCS | 0 | 0 | 0 | 0 | 0 | 0
WT_off | 0 | 0 | 0 | 0 | 0 | 0
PseudoUnit | 0 | 0 | 0 | 0 | 0 | 0
FixedInterchange | 0 | 0 | 0 | 0 | 0 | 0
Cumulative Retirements of Capacity by Reporting Type: MAPP_US
ReportingType | 2015 | 2020 | 2025 | 2030 | 2035 | 2040
BM | 0 | 0 | 0 | 0 | 0 | 0
CC | 0 | 0 | 0 | 0 | 0 | 0
CSP | 0 | 0 | 0 | 0 | 0 | 0
CT | 0 | 0 | 0 | 0 | 0 | 0
Coal | 1891.09 | 2992.62 | 3218.28 | 3218.28 | 3218.28 | 3218.28
Geo | 0 | 0 | 0 | 0 | 0 | 0
H | 0 | 0 | 0 | 0 | 0 | 0
LFG | 0 | 0 | 0 | 0 | 0 | 0
Nuc | 0 | 0 | 0 | 0 | 0 | 0
PS | 0 | 0 | 0 | 0 | 0 | 0
PV | 0 | 0 | 0 | 0 | 0 | 0
PeakG | 0 | 0 | 0 | 0 | 0 | 0
PeakO | 0 | 0 | 0 | 0 | 0 | 0
ST | 0 | 0 | 0 | 0 | 0 | 0
STOG | 36 | 36 | 36 | 36 | 36 | 36
STWD | 0 | 0 | 0 | 0 | 0 | 0
WT | 0 | 0 | 0 | 0 | 0 | 0
IGCC | 0 | 0 | 0 | 0 | 0 | 0
DemandResponse | 0 | 0 | 0 | 0 | 0 | 0
IGCC-CCS | 0 | 0 | 0 | 0 | 0 | 0
WT_off | 0 | 0 | 0 | 0 | 0 | 0
PseudoUnit | 0 | 0 | 0 | 0 | 0 | 0
FixedInterchange | 0 | 0 | 0 | 0 | 0 | 0
Cumulative Retirements of Capacity by Reporting Type: MISO_IN
ReportingType | 2015 | 2020 | 2025 | 2030 | 2035 | 2040
BM | 0 | 0 | 0 | 0 | 0 | 0
CC | 0 | 0 | 0 | 0 | 0 | 3563.26
CSP | 0 | 0 | 0 | 0 | 0 | 0
CT | 0 | 0 | 0 | 0 | 0 | 0
Coal | 6581.06 | 9089.06 | 9089.06 | 10200.17 | 12476.47 | 12476.47
Geo | 0 | 0 | 0 | 0 | 0 | 0
H | 0 | 0 | 0 | 0 | 0 | 0
LFG | 0 | 0 | 0 | 0 | 0 | 0
Nuc | 0 | 0 | 0 | 0 | 0 | 0
PS | 0 | 0 | 0 | 0 | 0 | 0
PV | 0 | 0 | 0 | 0 | 0 | 0
PeakG | 0 | 0 | 0 | 0 | 0 | 0
PeakO | 0 | 0 | 0 | 0 | 0 | 0
ST | 0 | 0 | 0 | 0 | 0 | 0
STOG | 0 | 0 | 0 | 0 | 279 | 279
STWD | 0 | 0 | 0 | 0 | 0 | 0
WT | 0 | 0 | 0 | 0 | 0 | 0
IGCC | 0 | 0 | 0 | 0 | 0 | 0
DemandResponse | 0 | 0 | 0 | 0 | 0 | 0
IGCC-CCS | 0 | 0 | 0 | 0 | 0 | 0
WT_off | 0 | 0 | 0 | 0 | 0 | 0
PseudoUnit | 0 | 0 | 0 | 0 | 0 | 0
FixedInterchange | 0 | 0 | 0 | 0 | 0 | 0
Cumulative Retirements of Capacity by Reporting Type: MISO_MI
ReportingType | 2015 | 2020 | 2025 | 2030 | 2035 | 2040
BM | 0 | 0 | 0 | 0 | 0 | 0
CC | 0 | 0 | 0 | 0 | 1599 | 1801.4
CSP | 0 | 0 | 0 | 0 | 0 | 0
CT | 0 | 0 | 0 | 0 | 0 | 0
Coal | 6340 | 10792 | 10792 | 10792 | 10792 | 10792
Geo | 0 | 0 | 0 | 0 | 0 | 0
H | 0 | 0 | 0 | 0 | 0 | 0
LFG | 0 | 0 | 0 | 0 | 0 | 0
Nuc | 0 | 0 | 0 | 0 | 778 | 778
PS | 0 | 0 | 0 | 0 | 0 | 0
PV | 0 | 0 | 0 | 0 | 0 | 0
PeakG | 0 | 0 | 0 | 0 | 0 | 0
PeakO | 0 | 0 | 0 | 0 | 0 | 0
ST | 0 | 0 | 0 | 0 | 0 | 0
STOG | 0 | 0 | 0 | 0 | 2852 | 2852
STWD | 0 | 0 | 0 | 0 | 0 | 0
WT | 0 | 0 | 0 | 0 | 0 | 0
IGCC | 0 | 0 | 0 | 0 | 0 | 0
DemandResponse | 0 | 0 | 0 | 0 | 0 | 0
IGCC-CCS | 0 | 0 | 0 | 0 | 0 | 0
WT_off | 0 | 0 | 0 | 0 | 0 | 0
PseudoUnit | 0 | 0 | 0 | 0 | 0 | 0
FixedInterchange | 0 | 0 | 0 | 0 | 0 | 0
Cumulative Retirements of Capacity by Reporting Type: MISO_MO-IL
ReportingType | 2015 | 2020 | 2025 | 2030 | 2035 | 2040
BM | 0 | 0 | 0 | 0 | 0 | 0
CC | 0 | 0 | 0 | 0 | 0 | 0
CSP | 0 | 0 | 0 | 0 | 0 | 0
CT | 0 | 0 | 0 | 0 | 0 | 0
Coal | 4201.7 | 12375.7 | 12375.7 | 12375.7 | 13225.88 | 13225.88
Geo | 0 | 0 | 0 | 0 | 0 | 0
H | 0 | 0 | 0 | 0 | 0 | 0
LFG | 0 | 0 | 0 | 0 | 0 | 0
Nuc | 0 | 0 | 0 | 0 | 0 | 0
PS | 0 | 0 | 0 | 0 | 0 | 0
PV | 0 | 0 | 0 | 0 | 0 | 0
PeakG | 0 | 0 | 0 | 0 | 0 | 0
PeakO | 0 | 0 | 0 | 0 | 0 | 0
ST | 0 | 0 | 0 | 0 | 0 | 0
STOG | 0 | 0 | 0 | 0 | 592 | 592
STWD | 0 | 0 | 0 | 0 | 0 | 0
WT | 0 | 0 | 0 | 0 | 0 | 0
IGCC | 0 | 0 | 0 | 0 | 0 | 0
DemandResponse | 0 | 0 | 0 | 0 | 0 | 0
IGCC-CCS | 0 | 0 | 0 | 0 | 0 | 0
WT_off | 0 | 0 | 0 | 0 | 0 | 0
PseudoUnit | 0 | 0 | 0 | 0 | 0 | 0
FixedInterchange | 0 | 0 | 0 | 0 | 0 | 0
Cumulative Retirements of Capacity by Reporting Type: MISO_W
ReportingType | 2015 | 2020 | 2025 | 2030 | 2035 | 2040
BM | 0 | 0 | 0 | 0 | 0 | 0
CC | 0 | 0 | 0 | 0 | 62 | 62
CSP | 0 | 0 | 0 | 0 | 0 | 0
CT | 0 | 0 | 0 | 0 | 0 | 0
Coal | 4076.19 | 8715.73 | 8715.73 | 9067.03 | 13134.59 | 13134.59
Geo | 0 | 0 | 0 | 0 | 0 | 0
H | 0 | 0 | 0 | 0 | 0 | 0
LFG | 0 | 0 | 0 | 0 | 0 | 0
Nuc | 0 | 0 | 0 | 0 | 2361.23 | 2361.23
PS | 0 | 0 | 0 | 0 | 0 | 0
PV | 0 | 0 | 0 | 0 | 0 | 0
PeakG | 0 | 0 | 0 | 0 | 0 | 0
PeakO | 0 | 0 | 0 | 0 | 0 | 0
ST | 0 | 0 | 0 | 0 | 0 | 0
STOG | 0 | 0 | 0 | 0 | 172 | 172
STWD | 0 | 0 | 0 | 0 | 0 | 0
WT | 0 | 0 | 0 | 0 | 0 | 0
IGCC | 0 | 0 | 0 | 0 | 0 | 0
DemandResponse | 0 | 0 | 0 | 0 | 0 | 0
IGCC-CCS | 0 | 0 | 0 | 0 | 0 | 0
WT_off | 0 | 0 | 0 | 0 | 0 | 0
PseudoUnit | 0 | 0 | 0 | 0 | 0 | 0
FixedInterchange | 0 | 0 | 0 | 0 | 0 | 0
Cumulative Retirements of Capacity by Reporting Type: MISO_WUMS
ReportingType | 2015 | 2020 | 2025 | 2030 | 2035 | 2040
BM | 0 | 0 | 0 | 0 | 0 | 0
CC | 0 | 0 | 0 | 0 | 172.99 | 4142.25
CSP | 0 | 0 | 0 | 0 | 0 | 0
CT | 0 | 0 | 0 | 0 | 0 | 0
Coal | 4191.1 | 6060.1 | 6060.1 | 6060.1 | 6393.2 | 6393.2
Geo | 0 | 0 | 0 | 0 | 0 | 0
H | 0 | 0 | 0 | 0 | 0 | 0
LFG | 0 | 0 | 0 | 0 | 0 | 0
Nuc | 0 | 0 | 0 | 0 | 1816.9 | 1816.9
PS | 0 | 0 | 0 | 0 | 0 | 0
PV | 0 | 0 | 0 | 0 | 0 | 0
PeakG | 0 | 0 | 0 | 0 | 0 | 0
PeakO | 0 | 0 | 0 | 0 | 0 | 0
ST | 0 | 0 | 0 | 0 | 0 | 0
STOG | 59.5 | 59.5 | 59.5 | 59.5 | 360 | 360
STWD | 0 | 0 | 0 | 0 | 0 | 0
WT | 0 | 0 | 0 | 0 | 0 | 0
IGCC | 0 | 0 | 0 | 0 | 0 | 0
DemandResponse | 0 | 0 | 0 | 0 | 0 | 0
IGCC-CCS | 0 | 0 | 0 | 0 | 0 | 0
WT_off | 0 | 0 | 0 | 0 | 0 | 0
PseudoUnit | 0 | 0 | 0 | 0 | 0 | 0
FixedInterchange | 0 | 0 | 0 | 0 | 0 | 0
Cumulative Retirements of Capacity by Reporting Type: Nebraska
ReportingType | 2015 | 2020 | 2025 | 2030 | 2035 | 2040
BM | 0 | 0 | 0 | 0 | 0 | 0
CC | 0 | 0 | 0 | 0 | 0 | 0
CSP | 0 | 0 | 0 | 0 | 0 | 0
CT | 0 | 0 | 0 | 0 | 0 | 0
Coal | 0 | 3195.8 | 3195.8 | 3195.8 | 3195.8 | 3195.8
Geo | 0 | 0 | 0 | 0 | 0 | 0
H | 0 | 0 | 0 | 0 | 0 | 0
LFG | 0 | 0 | 0 | 0 | 0 | 0
Nuc | 0 | 0 | 0 | 0 | 1251.8 | 1251.8
PS | 0 | 0 | 0 | 0 | 0 | 0
PV | 0 | 0 | 0 | 0 | 0 | 0
PeakG | 0 | 0 | 0 | 0 | 0 | 0
PeakO | 0 | 0 | 0 | 0 | 0 | 0
ST | 0 | 0 | 0 | 0 | 0 | 0
STOG | 270 | 270 | 270 | 270 | 270 | 270
STWD | 0 | 0 | 0 | 0 | 0 | 0
WT | 0 | 0 | 0 | 0 | 0 | 0
IGCC | 0 | 0 | 0 | 0 | 0 | 0
DemandResponse | 0 | 0 | 0 | 0 | 0 | 0
IGCC-CCS | 0 | 0 | 0 | 0 | 0 | 0
WT_off | 0 | 0 | 0 | 0 | 0 | 0
PseudoUnit | 0 | 0 | 0 | 0 | 0 | 0
FixedInterchange | 0 | 0 | 0 | 0 | 0 | 0
Cumulative Retirements of Capacity by Reporting Type: NEISO
ReportingType | 2015 | 2020 | 2025 | 2030 | 2035 | 2040
BM | 0 | 0 | 0 | 0 | 0 | 0
CC | 1074.92 | 5476.25 | 7353.86 | 7353.86 | 7353.86 | 7468.47
CSP | 0 | 0 | 0 | 0 | 0 | 0
CT | 0 | 0 | 0 | 9.5 | 9.5 | 9.5
Coal | 2250.13 | 2570.13 | 2570.13 | 2570.13 | 2570.13 | 2570.13
Geo | 0 | 0 | 0 | 0 | 0 | 0
H | 0 | 0 | 0 | 0 | 0 | 0
LFG | 0 | 0 | 0 | 0 | 0 | 0
Nuc | 0 | 0 | 0 | 0 | 1289 | 2165.92
PS | 0 | 0 | 0 | 0 | 0 | 0
PV | 0 | 0 | 0 | 0 | 0 | 0
PeakG | 0 | 0 | 0 | 0 | 0 | 0
PeakO | 1143.99 | 1143.99 | 1143.99 | 1143.99 | 1143.99 | 1143.99
ST | 0 | 0 | 0 | 0 | 0 | 0
STOG | 6237 | 6237 | 6237 | 6237 | 6237 | 6237
STWD | 0 | 0 | 0 | 0 | 0 | 0
WT | 0 | 0 | 0 | 0 | 0 | 0
IGCC | 0 | 0 | 0 | 0 | 0 | 0
DemandResponse | 0 | 0 | 0 | 0 | 0 | 0
IGCC-CCS | 0 | 0 | 0 | 0 | 0 | 0
WT_off | 0 | 0 | 0 | 0 | 0 | 0
PseudoUnit | 0 | 0 | 0 | 0 | 0 | 0
FixedInterchange | 0 | 0 | 0 | 0 | 0 | 0
Cumulative Retirements of Capacity by Reporting Type: NonRTO_Midwest
ReportingType | 2015 | 2020 | 2025 | 2030 | 2035 | 2040
BM | 0 | 0 | 0 | 0 | 0 | 0
CC | 0 | 0 | 0 | 0 | 0 | 2166.24
CSP | 0 | 0 | 0 | 0 | 0 | 0
CT | 0 | 0 | 0 | 0 | 0 | 0
Coal | 3482.89 | 7110.08 | 8179.49 | 9387.3 | 9387.3 | 9387.3
Geo | 0 | 0 | 0 | 0 | 0 | 0
H | 0 | 0 | 0 | 0 | 0 | 0
LFG | 0 | 0 | 0 | 0 | 0 | 0
Nuc | 0 | 0 | 0 | 0 | 0 | 0
PS | 0 | 0 | 0 | 0 | 0 | 0
PV | 0 | 0 | 0 | 0 | 0 | 0
PeakG | 0 | 0 | 0 | 0 | 3012.19 | 3012.19
PeakO | 0 | 0 | 0 | 0 | 12 | 12
ST | 0 | 0 | 0 | 0 | 0 | 0
STOG | 0 | 0 | 0 | 0 | 0 | 0
STWD | 0 | 0 | 0 | 0 | 0 | 0
WT | 0 | 0 | 0 | 0 | 0 | 0
IGCC | 0 | 0 | 0 | 0 | 0 | 0
DemandResponse | 0 | 0 | 0 | 0 | 0 | 0
IGCC-CCS | 0 | 0 | 0 | 0 | 0 | 0
WT_off | 0 | 0 | 0 | 0 | 0 | 0
PseudoUnit | 0 | 0 | 0 | 0 | 0 | 0
FixedInterchange | 0 | 0 | 0 | 0 | 0 | 0
Cumulative Retirements of Capacity by Reporting Type: NYISO_A-F
ReportingType | 2015 | 2020 | 2025 | 2030 | 2035 | 2040
BM | 0 | 0 | 0 | 0 | 0 | 0
CC | 1695.15 | 2027.53 | 2649.78 | 2649.78 | 2748.52 | 3387.52
CSP | 0 | 0 | 0 | 0 | 0 | 0
CT | 0 | 0 | 0 | 0 | 0 | 0
Coal | 2251.9 | 2251.9 | 2251.9 | 2251.9 | 2251.9 | 2251.9
Geo | 0 | 0 | 0 | 0 | 0 | 0
H | 0 | 0 | 0 | 0 | 0 | 0
LFG | 0 | 0 | 0 | 0 | 0 | 0
Nuc | 0 | 0 | 0 | 621.2 | 1201.7 | 2053.9
PS | 0 | 0 | 0 | 0 | 0 | 0
PV | 0 | 0 | 0 | 0 | 0 | 0
PeakG | 0 | 0 | 0 | 0 | 0 | 0
PeakO | 0 | 0 | 0 | 0 | 0 | 0
ST | 0 | 0 | 0 | 0 | 0 | 0
STOG | 1701 | 1701 | 1701 | 1701 | 1701 | 1701
STWD | 0 | 0 | 0 | 0 | 0 | 0
WT | 0 | 0 | 0 | 0 | 0 | 0
IGCC | 0 | 0 | 0 | 0 | 0 | 0
DemandResponse | 0 | 0 | 0 | 0 | 0 | 0
IGCC-CCS | 0 | 0 | 0 | 0 | 0 | 0
WT_off | 0 | 0 | 0 | 0 | 0 | 0
PseudoUnit | 0 | 0 | 0 | 0 | 0 | 0
FixedInterchange | 0 | 0 | 0 | 0 | 0 | 0
Cumulative Retirements of Capacity by Reporting Type: NYISO_G-I
ReportingType | 2015 | 2020 | 2025 | 2030 | 2035 | 2040
BM | 0 | 0 | 0 | 0 | 0 | 0
CC | 0 | 0 | 0 | 0 | 0 | 0
CSP | 0 | 0 | 0 | 0 | 0 | 0
CT | 0 | 0 | 0 | 0 | 0 | 0
Coal | 368.2 | 368.2 | 368.2 | 368.2 | 368.2 | 368.2
Geo | 0 | 0 | 0 | 0 | 0 | 0
H | 0 | 0 | 0 | 0 | 0 | 0
LFG | 0 | 0 | 0 | 0 | 0 | 0
Nuc | 0 | 0 | 0 | 0 | 1019.6 | 2044.6
PS | 0 | 0 | 0 | 0 | 0 | 0
PV | 0 | 0 | 0 | 0 | 0 | 0
PeakG | 0 | 0 | 0 | 0 | 0 | 0
PeakO | 0 | 0 | 0 | 0 | 0 | 0
ST | 0 | 0 | 0 | 0 | 0 | 0
STOG | 2431 | 2431 | 2431 | 2431 | 2431 | 2431
STWD | 0 | 0 | 0 | 0 | 0 | 0
WT | 0 | 0 | 0 | 0 | 0 | 0
IGCC | 0 | 0 | 0 | 0 | 0 | 0
DemandResponse | 0 | 0 | 0 | 0 | 0 | 0
IGCC-CCS | 0 | 0 | 0 | 0 | 0 | 0
WT_off | 0 | 0 | 0 | 0 | 0 | 0
PseudoUnit | 0 | 0 | 0 | 0 | 0 | 0
FixedInterchange | 0 | 0 | 0 | 0 | 0 | 0
Cumulative Retirements of Capacity by Reporting Type: NYISO_J-K
ReportingType | 2015 | 2020 | 2025 | 2030 | 2035 | 2040
BM | 0 | 0 | 0 | 0 | 0 | 0
CC | 0 | 0 | 0 | 0 | 0 | 0
CSP | 0 | 0 | 0 | 0 | 0 | 0
CT | 0 | 0 | 0 | 0 | 0 | 0
Coal | 0 | 0 | 0 | 0 | 0 | 0
Geo | 0 | 0 | 0 | 0 | 0 | 0
H | 0 | 0 | 0 | 0 | 0 | 0
LFG | 0 | 0 | 0 | 0 | 0 | 0
Nuc | 0 | 0 | 0 | 0 | 0 | 0
PS | 0 | 0 | 0 | 0 | 0 | 0
PV | 0 | 0 | 0 | 0 | 0 | 0
PeakG | 0 | 0 | 0 | 0 | 0 | 0
PeakO | 0 | 0 | 0 | 0 | 0 | 0
ST | 0 | 0 | 0 | 0 | 0 | 0
STOG | 3472.01 | 3472.01 | 3472.01 | 3472.01 | 3692.93 | 3692.93
STWD | 0 | 0 | 0 | 0 | 0 | 0
WT | 0 | 0 | 0 | 0 | 0 | 0
IGCC | 0 | 0 | 0 | 0 | 0 | 0
DemandResponse | 0 | 0 | 0 | 0 | 0 | 0
IGCC-CCS | 0 | 0 | 0 | 0 | 0 | 0
WT_off | 0 | 0 | 0 | 0 | 0 | 0
PseudoUnit | 0 | 0 | 0 | 0 | 0 | 0
FixedInterchange | 0 | 0 | 0 | 0 | 0 | 0
Cumulative Retirements of Capacity by Reporting Type: PJM_E
ReportingType | 2015 | 2020 | 2025 | 2030 | 2035 | 2040
BM | 0 | 0 | 0 | 0 | 0 | 0
CC | 0 | 0 | 0 | 0 | 1141.3 | 1141.3
CSP | 0 | 0 | 0 | 0 | 0 | 0
CT | 0 | 0 | 0 | 26.2 | 26.2 | 26.2
Coal | 2804 | 3290.69 | 3372 | 3372 | 3372 | 3372
Geo | 0 | 0 | 0 | 0 | 0 | 0
H | 0 | 0 | 0 | 0 | 0 | 0
LFG | 0 | 0 | 0 | 0 | 0 | 0
Nuc | 0 | 614.5 | 614.5 | 614.5 | 2838.5 | 4012.5
PS | 0 | 0 | 0 | 0 | 0 | 0
PV | 0 | 0 | 0 | 0 | 0 | 0
PeakG | 268.5 | 268.5 | 268.5 | 268.5 | 268.5 | 268.5
PeakO | 2.7 | 2.7 | 2.7 | 2.7 | 2.7 | 2.7
ST | 0 | 0 | 0 | 0 | 0 | 0
STOG | 629.5 | 629.5 | 629.5 | 3000.91 | 3252 | 3252
STWD | 0 | 0 | 0 | 0 | 0 | 0
WT | 0 | 0 | 0 | 0 | 0 | 0
IGCC | 0 | 0 | 0 | 0 | 0 | 0
DemandResponse | 0 | 0 | 0 | 0 | 0 | 0
IGCC-CCS | 0 | 0 | 0 | 0 | 0 | 0
WT_off | 0 | 0 | 0 | 0 | 0 | 0
PseudoUnit | 0 | 0 | 0 | 0 | 0 | 0
FixedInterchange | 0 | 0 | 0 | 0 | 0 | 0
Cumulative Retirements of Capacity by Reporting Type: PJM_ROM
ReportingType | 2015 | 2020 | 2025 | 2030 | 2035 | 2040
BM | 0 | 0 | 0 | 0 | 0 | 0
CC | 0 | 0 | 0 | 0 | 1299.15 | 1386.85
CSP | 0 | 0 | 0 | 0 | 0 | 0
CT | 0 | 0 | 0 | 0 | 16 | 16
Coal | 13051.89 | 14285.89 | 15859.5 | 16380.5 | 16380.5 | 16380.5
Geo | 0 | 0 | 0 | 0 | 0 | 0
H | 0 | 0 | 0 | 0 | 0 | 0
LFG | 0 | 0 | 0 | 0 | 0 | 0
Nuc | 0 | 0 | 0 | 0 | 1732 | 2631
PS | 0 | 0 | 0 | 0 | 0 | 0
PV | 0 | 0 | 0 | 0 | 0 | 0
PeakG | 0 | 0 | 0 | 0 | 0 | 0
PeakO | 270 | 270 | 270 | 270 | 1836 | 1836
ST | 0 | 0 | 0 | 0 | 0 | 0
STOG | 580 | 580 | 580 | 580 | 4109 | 4109
STWD | 0 | 0 | 0 | 0 | 0 | 0
WT | 0 | 0 | 0 | 0 | 0 | 0
IGCC | 0 | 0 | 0 | 0 | 0 | 0
DemandResponse | 0 | 0 | 0 | 0 | 0 | 0
IGCC-CCS | 0 | 0 | 0 | 0 | 0 | 0
WT_off | 0 | 0 | 0 | 0 | 0 | 0
PseudoUnit | 0 | 0 | 0 | 0 | 0 | 0
FixedInterchange | 0 | 0 | 0 | 0 | 0 | 0
Cumulative Retirements of Capacity by Reporting Type: PJM_ROR
ReportingType | 2015 | 2020 | 2025 | 2030 | 2035 | 2040
BM | 0 | 0 | 0 | 0 | 0 | 0
CC | 0 | 0 | 0 | 0 | 1475 | 10974.9
CSP | 0 | 0 | 0 | 0 | 0 | 0
CT | 0 | 0 | 0 | 0 | 29 | 29
Coal | 32186.4 | 42874.4 | 57718.2 | 57718.2 | 57718.2 | 57718.2
Geo | 0 | 0 | 0 | 0 | 0 | 0
H | 0 | 0 | 0 | 0 | 0 | 0
LFG | 0 | 0 | 0 | 0 | 0 | 0
Nuc | 0 | 0 | 0 | 867 | 5142 | 10025.16
PS | 0 | 0 | 0 | 0 | 0 | 0
PV | 0 | 0 | 0 | 0 | 0 | 0
PeakG | 0 | 0 | 0 | 0 | 0 | 0
PeakO | 19 | 19 | 19 | 19 | 1761 | 1761
ST | 0 | 0 | 0 | 0 | 0 | 0
STOG | 0 | 0 | 0 | 35 | 2122 | 2122
STWD | 0 | 0 | 0 | 0 | 0 | 0
WT | 0 | 0 | 0 | 0 | 0 | 0
IGCC | 0 | 0 | 0 | 0 | 0 | 0
DemandResponse | 0 | 0 | 0 | 0 | 0 | 0
IGCC-CCS | 0 | 0 | 0 | 0 | 0 | 0
WT_off | 0 | 0 | 0 | 0 | 0 | 0
PseudoUnit | 0 | 0 | 0 | 0 | 0 | 0
FixedInterchange | 0 | 0 | 0 | 0 | 0 | 0
Cumulative Retirements of Capacity by Reporting Type: SOCO
ReportingType | 2015 | 2020 | 2025 | 2030 | 2035 | 2040
BM | 0 | 0 | 0 | 0 | 0 | 0
CC | 0 | 0 | 0 | 186 | 14812 | 22293.58
CSP | 0 | 0 | 0 | 0 | 0 | 0
CT | 0 | 0 | 0 | 0 | 0 | 0
Coal | 17530 | 21721.21 | 23688.7 | 23688.7 | 23688.7 | 23688.7
Geo | 0 | 0 | 0 | 0 | 0 | 0
H | 0 | 0 | 0 | 0 | 0 | 0
LFG | 0 | 0 | 0 | 0 | 0 | 0
Nuc | 0 | 0 | 0 | 0 | 0 | 2645.05
PS | 0 | 0 | 0 | 0 | 0 | 0
PV | 0 | 0 | 0 | 0 | 0 | 0
PeakG | 210 | 210 | 210 | 5973.04 | 6753.23 | 6753.23
PeakO | 1139 | 1139 | 1139 | 1139 | 1139 | 1139
ST | 0 | 0 | 0 | 0 | 0 | 0
STOG | 854 | 854 | 854 | 854 | 854 | 854
STWD | 0 | 0 | 0 | 0 | 0 | 0
WT | 0 | 0 | 0 | 0 | 0 | 0
IGCC | 0 | 0 | 0 | 0 | 0 | 0
DemandResponse | 0 | 0 | 0 | 0 | 0 | 0
IGCC-CCS | 0 | 0 | 0 | 0 | 0 | 0
WT_off | 0 | 0 | 0 | 0 | 0 | 0
PseudoUnit | 0 | 0 | 0 | 0 | 0 | 0
FixedInterchange | 0 | 0 | 0 | 0 | 0 | 0
Cumulative Retirements of Capacity by Reporting Type: SPP_N
ReportingType | 2015 | 2020 | 2025 | 2030 | 2035 | 2040
BM | 0 | 0 | 0 | 0 | 0 | 0
CC | 0 | 0 | 0 | 0 | 0 | 0
CSP | 0 | 0 | 0 | 0 | 0 | 0
CT | 0 | 0 | 0 | 0 | 0 | 0
Coal | 621 | 3454.5 | 6187.5 | 6187.5 | 7231.5 | 7231.5
Geo | 0 | 0 | 0 | 0 | 0 | 0
H | 0 | 0 | 0 | 0 | 0 | 0
LFG | 0 | 0 | 0 | 0 | 0 | 0
Nuc | 0 | 0 | 0 | 0 | 0 | 0
PS | 0 | 0 | 0 | 0 | 0 | 0
PV | 0 | 0 | 0 | 0 | 0 | 0
PeakG | 0 | 0 | 0 | 0 | 0 | 0
PeakO | 0 | 0 | 0 | 0 | 0 | 0
ST | 0 | 0 | 0 | 0 | 0 | 0
STOG | 397.08 | 397.08 | 397.08 | 397.08 | 1749 | 1749
STWD | 0 | 0 | 0 | 0 | 0 | 0
WT | 0 | 0 | 0 | 0 | 0 | 0
IGCC | 0 | 0 | 0 | 0 | 0 | 0
DemandResponse | 0 | 0 | 0 | 0 | 0 | 0
IGCC-CCS | 0 | 0 | 0 | 0 | 0 | 0
WT_off | 0 | 0 | 0 | 0 | 0 | 0
PseudoUnit | 0 | 0 | 0 | 0 | 0 | 0
FixedInterchange | 0 | 0 | 0 | 0 | 0 | 0
Cumulative Retirements of Capacity by Reporting Type: SPP_S
ReportingType | 2015 | 2020 | 2025 | 2030 | 2035 | 2040
BM | 0 | 0 | 0 | 0 | 0 | 0
CC | 0 | 0 | 0 | 0 | 0 | 0
CSP | 0 | 0 | 0 | 0 | 0 | 0
CT | 0 | 0 | 0 | 0 | 0 | 300
Coal | 3498.78 | 10018.93 | 11524.82 | 11524.82 | 13139.93 | 13139.93
Geo | 0 | 0 | 0 | 0 | 0 | 0
H | 0 | 0 | 0 | 0 | 0 | 0
LFG | 0 | 0 | 0 | 0 | 0 | 0
Nuc | 0 | 0 | 0 | 0 | 0 | 0
PS | 0 | 0 | 0 | 0 | 0 | 0
PV | 0 | 0 | 0 | 0 | 0 | 0
PeakG | 0 | 0 | 0 | 0 | 0 | 0
PeakO | 0 | 0 | 0 | 0 | 0 | 0
ST | 0 | 0 | 0 | 0 | 0 | 0
STOG | 3773.04 | 3773.04 | 3773.04 | 3773.04 | 8923.1 | 9300.33
STWD | 0 | 0 | 0 | 0 | 0 | 0
WT | 0 | 0 | 0 | 0 | 0 | 0
IGCC | 0 | 0 | 0 | 0 | 0 | 0
DemandResponse | 0 | 0 | 0 | 0 | 0 | 0
IGCC-CCS | 0 | 0 | 0 | 0 | 0 | 0
WT_off | 0 | 0 | 0 | 0 | 0 | 0
PseudoUnit | 0 | 0 | 0 | 0 | 0 | 0
FixedInterchange | 0 | 0 | 0 | 0 | 0 | 0
Cumulative Retirements of Capacity by Reporting Type: TVA
ReportingType | 2015 | 2020 | 2025 | 2030 | 2035 | 2040
BM | 0 | 0 | 0 | 0 | 0 | 0
CC | 0 | 0 | 0 | 0 | 4783 | 8482.12
CSP | 0 | 0 | 0 | 0 | 0 | 0
CT | 0 | 0 | 0 | 0 | 0 | 0
Coal | 9810.61 | 11914.61 | 13653.47 | 15159 | 15159 | 15159
Geo | 0 | 0 | 0 | 0 | 0 | 0
H | 0 | 0 | 0 | 0 | 0 | 0
LFG | 0 | 0 | 0 | 0 | 0 | 0
Nuc | 0 | 0 | 0 | 0 | 2512.33 | 3791
PS | 0 | 0 | 0 | 0 | 0 | 0
PV | 0 | 0 | 0 | 0 | 0 | 0
PeakG | 0 | 0 | 0 | 0 | 735.27 | 735.27
PeakO | 0 | 0 | 0 | 0 | 83 | 83
ST | 0 | 0 | 0 | 0 | 0 | 0
STOG | 0 | 0 | 0 | 0 | 0 | 0
STWD | 0 | 0 | 0 | 0 | 0 | 0
WT | 0 | 0 | 0 | 0 | 0 | 0
IGCC | 0 | 0 | 0 | 0 | 0 | 0
DemandResponse | 0 | 0 | 0 | 0 | 0 | 0
IGCC-CCS | 0 | 0 | 0 | 0 | 0 | 0
WT_off | 0 | 0 | 0 | 0 | 0 | 0
PseudoUnit | 0 | 0 | 0 | 0 | 0 | 0
FixedInterchange | 0 | 0 | 0 | 0 | 0 | 0
Cumulative Retirements of Capacity by Reporting Type: TVA_Transmission
ReportingType | 2015 | 2020 | 2025 | 2030 | 2035 | 2040
BM | 0 | 0 | 0 | 0 | 0 | 0
CC | 0 | 0 | 0 | 0 | 0 | 0
CSP | 0 | 0 | 0 | 0 | 0 | 0
CT | 0 | 0 | 0 | 0 | 0 | 0
Coal | 0 | 0 | 0 | 0 | 0 | 0
Geo | 0 | 0 | 0 | 0 | 0 | 0
H | 0 | 0 | 0 | 0 | 0 | 0
LFG | 0 | 0 | 0 | 0 | 0 | 0
Nuc | 0 | 0 | 0 | 0 | 0 | 0
PS | 0 | 0 | 0 | 0 | 0 | 0
PV | 0 | 0 | 0 | 0 | 0 | 0
PeakG | 0 | 0 | 0 | 0 | 0 | 0
PeakO | 0 | 0 | 0 | 0 | 0 | 0
ST | 0 | 0 | 0 | 0 | 0 | 0
STOG | 0 | 0 | 0 | 0 | 0 | 0
STWD | 0 | 0 | 0 | 0 | 0 | 0
WT | 0 | 0 | 0 | 0 | 0 | 0
IGCC | 0 | 0 | 0 | 0 | 0 | 0
DemandResponse | 0 | 0 | 0 | 0 | 0 | 0
IGCC-CCS | 0 | 0 | 0 | 0 | 0 | 0
WT_off | 0 | 0 | 0 | 0 | 0 | 0
PseudoUnit | 0 | 0 | 0 | 0 | 0 | 0
FixedInterchange | 0 | 0 | 0 | 0 | 0 | 0
Cumulative Retirements of Capacity by Reporting Type: VACAR
ReportingType | 2015 | 2020 | 2025 | 2030 | 2035 | 2040
BM | 0 | 0 | 0 | 0 | 0 | 0
CC | 0 | 0 | 0 | 2170.33 | 3465.25 | 6054.4
CSP | 0 | 0 | 0 | 0 | 0 | 0
CT | 0 | 0 | 0 | 717.2 | 717.2 | 717.2
Coal | 9657.78 | 11466.19 | 16618.74 | 18976 | 18976 | 18976
Geo | 0 | 0 | 0 | 0 | 0 | 0
H | 0 | 0 | 0 | 0 | 0 | 0
LFG | 0 | 0 | 0 | 0 | 0 | 0
Nuc | 0 | 0 | 0 | 0 | 3248 | 5106
PS | 0 | 0 | 0 | 0 | 0 | 0
PV | 0 | 0 | 0 | 0 | 0 | 0
PeakG | 0 | 0 | 0 | 345.64 | 345.64 | 345.64
PeakO | 0 | 0 | 0 | 1268 | 1268 | 1268
ST | 0 | 0 | 0 | 0 | 0 | 0
STOG | 0 | 0 | 0 | 92 | 92 | 92
STWD | 0 | 0 | 0 | 0 | 0 | 0
WT | 0 | 0 | 0 | 0 | 0 | 0
IGCC | 0 | 0 | 0 | 0 | 0 | 0
DemandResponse | 0 | 0 | 0 | 0 | 0 | 0
IGCC-CCS | 0 | 0 | 0 | 0 | 0 | 0
WT_off | 0 | 0 | 0 | 0 | 0 | 0
PseudoUnit | 0 | 0 | 0 | 0 | 0 | 0
FixedInterchange | 0 | 0 | 0 | 0 | 0 | 0
Cumulative Retirements of Capacity by Reporting Type: IESO
ReportingType | 2015 | 2020 | 2025 | 2030 | 2035 | 2040
BM | 0 | 0 | 0 | 0 | 0 | 0
CC | 5943 | 5943 | 5943 | 5943 | 5943 | 5943
CSP | 0 | 0 | 0 | 0 | 0 | 0
CT | 0 | 0 | 0 | 0 | 368 | 368
Coal | 6416 | 6416 | 6416 | 6416 | 6416 | 6416
Geo | 0 | 0 | 0 | 0 | 0 | 0
H | 0 | 0 | 0 | 0 | 0 | 0
LFG | 0 | 0 | 0 | 0 | 0 | 0
Nuc | 0 | 0 | 0 | 0 | 1030 | 2570
PS | 0 | 0 | 0 | 0 | 0 | 0
PV | 0 | 0 | 0 | 0 | 1067.26 | 1067.26
PeakG | 584 | 584 | 584 | 584 | 584 | 584
PeakO | 175 | 175 | 175 | 175 | 175 | 175
ST | 0 | 0 | 0 | 0 | 0 | 0
STOG | 2126 | 2126 | 2126 | 2126 | 2126 | 2126
STWD | 0 | 0 | 0 | 0 | 0 | 0
WT | 0 | 0 | 0 | 0 | 0 | 0
IGCC | 0 | 0 | 0 | 0 | 0 | 0
DemandResponse | 0 | 0 | 0 | 0 | 0 | 0
IGCC-CCS | 0 | 0 | 0 | 0 | 0 | 0
WT_off | 0 | 0 | 0 | 0 | 0 | 0
PseudoUnit | 0 | 0 | 0 | 0 | 0 | 0
FixedInterchange | 0 | 0 | 0 | 0 | 0 | 0
Cumulative Retirements of Capacity by Reporting Type: MAPP_CA
ReportingType | 2015 | 2020 | 2025 | 2030 | 2035 | 2040
BM | 0 | 0 | 0 | 0 | 0 | 0
CC | 0 | 0 | 731 | 731 | 731 | 964.94
CSP | 0 | 0 | 0 | 0 | 0 | 0
CT | 0 | 0 | 0 | 0 | 0 | 0
Coal | 1029.03 | 1589.36 | 1745.9 | 1745.9 | 1745.9 | 1745.9
Geo | 0 | 0 | 0 | 0 | 0 | 0
H | 0 | 0 | 0 | 0 | 0 | 0
LFG | 0 | 0 | 0 | 0 | 0 | 0
Nuc | 0 | 0 | 0 | 0 | 0 | 0
PS | 0 | 0 | 0 | 0 | 0 | 0
PV | 0 | 0 | 0 | 0 | 0 | 0
PeakG | 0 | 0 | 559 | 559 | 559 | 559
PeakO | 0 | 0 | 4 | 4 | 4 | 4
ST | 0 | 0 | 0 | 0 | 0 | 0
STOG | 0 | 0 | 126 | 126 | 126 | 126
STWD | 0 | 0 | 0 | 0 | 0 | 0
WT | 0 | 0 | 0 | 0 | 577.4 | 577.4
IGCC | 0 | 0 | 0 | 0 | 0 | 0
DemandResponse | 0 | 0 | 0 | 0 | 0 | 0
IGCC-CCS | 0 | 0 | 0 | 0 | 0 | 0
WT_off | 0 | 0 | 0 | 0 | 0 | 0
PseudoUnit | 0 | 0 | 0 | 0 | 0 | 0
FixedInterchange | 0 | 0 | 0 | 0 | 0 | 0
Cumulative Retirements of Capacity by Reporting Type: AZ_NM_SNV_Coal
ReportingType | 2015 | 2020 | 2025 | 2030 | 2035 | 2040
BM | 0 | 0 | 0 | 0 | 0 | 0
CC | 0 | 0 | 0 | 0 | 0 | 0
CSP | 0 | 0 | 0 | 0 | 0 | 0
CT | 0 | 0 | 0 | 0 | 0 | 0
Coal | 2984.87 | 3524.87 | 6026.37 | 10414.65 | 10414.65 | 10414.65
Geo | 0 | 0 | 0 | 0 | 0 | 0
H | 0 | 0 | 0 | 0 | 0 | 0
LFG | 0 | 0 | 0 | 0 | 0 | 0
Nuc | 0 | 0 | 0 | 0 | 0 | 0
PS | 0 | 0 | 0 | 0 | 0 | 0
PV | 0 | 0 | 0 | 0 | 0 | 0
PeakG | 0 | 0 | 0 | 0 | 0 | 0
PeakO | 0 | 0 | 0 | 0 | 0 | 0
ST | 0 | 0 | 0 | 0 | 0 | 0
STOG | 0 | 0 | 0 | 0 | 0 | 0
STWD | 0 | 0 | 0 | 0 | 0 | 0
WT | 0 | 0 | 0 | 0 | 0 | 0
IGCC | 0 | 0 | 0 | 0 | 0 | 0
DemandResponse | 0 | 0 | 0 | 0 | 0 | 0
IGCC-CCS | 0 | 0 | 0 | 0 | 0 | 0
WT_off | 0 | 0 | 0 | 0 | 0 | 0
PseudoUnit | 0 | 0 | 0 | 0 | 0 | 0
FixedInterchange | 0 | 0 | 0 | 0 | 0 | 0
Cumulative Retirements of Capacity by Reporting Type: AZ_NM_SNV_Gas
ReportingType | 2015 | 2020 | 2025 | 2030 | 2035 | 2040
BM | 0 | 0 | 0 | 0 | 0 | 0
CC | 1095 | 1095 | 1095 | 1367.13 | 6095.91 | 9541.2
CSP | 0 | 0 | 0 | 0 | 0 | 0
CT | 0 | 0 | 0 | 0 | 736 | 736
Coal | 0 | 0 | 0 | 0 | 0 | 0
Geo | 0 | 0 | 0 | 0 | 0 | 0
H | 0 | 0 | 0 | 0 | 0 | 0
LFG | 0 | 0 | 0 | 0 | 0 | 0
Nuc | 0 | 0 | 0 | 0 | 0 | 0
PS | 0 | 0 | 0 | 0 | 0 | 0
PV | 0 | 0 | 0 | 0 | 0 | 0
PeakG | 0 | 0 | 0 | 0 | 0 | 0
PeakO | 0 | 0 | 0 | 0 | 0 | 0
ST | 0 | 0 | 0 | 0 | 0 | 0
STOG | 2064 | 2064 | 2064 | 2064 | 2064 | 2064
STWD | 0 | 0 | 0 | 0 | 0 | 0
WT | 0 | 0 | 0 | 0 | 0 | 0
IGCC | 0 | 0 | 0 | 0 | 0 | 0
DemandResponse | 0 | 0 | 0 | 0 | 0 | 0
IGCC-CCS | 0 | 0 | 0 | 0 | 0 | 0
WT_off | 0 | 0 | 0 | 0 | 0 | 0
PseudoUnit | 0 | 0 | 0 | 0 | 0 | 0
FixedInterchange | 0 | 0 | 0 | 0 | 0 | 0
Cumulative Retirements of Capacity by Reporting Type: AZ_NM_SNV_NucRenew
ReportingType | 2015 | 2020 | 2025 | 2030 | 2035 | 2040
BM | 0 | 0 | 0 | 0 | 0 | 0
CC | 0 | 0 | 0 | 0 | 0 | 0
CSP | 65 | 65 | 65 | 65 | 65 | 65
CT | 0 | 0 | 0 | 0 | 0 | 0
Coal | 0 | 0 | 0 | 0 | 0 | 0
Geo | 0 | 0 | 0 | 0 | 0 | 0
H | 0 | 0 | 0 | 0 | 0 | 0
LFG | 0 | 0 | 0 | 0 | 0 | 0
Nuc | 0 | 0 | 0 | 0 | 0 | 0
PS | 0 | 0 | 0 | 0 | 0 | 0
PV | 0 | 0 | 0 | 0 | 0 | 0
PeakG | 0 | 0 | 0 | 0 | 0 | 0
PeakO | 0 | 0 | 0 | 0 | 0 | 0
ST | 0 | 0 | 0 | 0 | 0 | 0
STOG | 0 | 0 | 0 | 0 | 0 | 0
STWD | 0 | 0 | 0 | 0 | 0 | 0
WT | 0 | 0 | 0 | 0 | 0 | 0
IGCC | 0 | 0 | 0 | 0 | 0 | 0
DemandResponse | 0 | 0 | 0 | 0 | 0 | 0
IGCC-CCS | 0 | 0 | 0 | 0 | 0 | 0
WT_off | 0 | 0 | 0 | 0 | 0 | 0
PseudoUnit | 0 | 0 | 0 | 0 | 0 | 0
FixedInterchange | 0 | 0 | 0 | 0 | 0 | 0
Cumulative Retirements of Capacity by Reporting Type: ERCOT
ReportingType | 2015 | 2020 | 2025 | 2030 | 2035 | 2040
BM | 0 | 0 | 0 | 0 | 0 | 0
CC | 0 | 0 | 0 | 0 | 9504.61 | 13128.59
CSP | 0 | 0 | 0 | 0 | 0 | 0
CT | 0 | 0 | 0 | 0 | 250 | 250
Coal | 13129.98 | 16101.87 | 16661.87 | 16661.87 | 16661.87 | 16661.87
Geo | 0 | 0 | 0 | 0 | 0 | 0
H | 0 | 0 | 0 | 0 | 0 | 0
LFG | 0 | 0 | 0 | 0 | 0 | 0
Nuc | 0 | 0 | 0 | 0 | 0 | 0
PS | 0 | 0 | 0 | 0 | 0 | 0
PV | 0 | 0 | 0 | 0 | 0 | 0
PeakG | 0 | 0 | 0 | 0 | 0 | 0
PeakO | 0 | 0 | 0 | 0 | 0 | 0
ST | 0 | 0 | 0 | 0 | 0 | 0
STOG | 4678.7 | 4979.25 | 7636.13 | 13167.67 | 18933 | 18933
STWD | 0 | 0 | 0 | 0 | 0 | 0
WT | 0 | 0 | 0 | 0 | 0 | 0
IGCC | 0 | 0 | 0 | 0 | 0 | 0
DemandResponse | 0 | 0 | 0 | 0 | 0 | 0
IGCC-CCS | 0 | 0 | 0 | 0 | 0 | 0
WT_off | 0 | 0 | 0 | 0 | 0 | 0
PseudoUnit | 0 | 0 | 0 | 0 | 0 | 0
FixedInterchange | 0 | 0 | 0 | 0 | 0 | 0
Cumulative Retirements of Capacity by Reporting Type: NP15
ReportingType | 2015 | 2020 | 2025 | 2030 | 2035 | 2040
BM | 0 | 0 | 0 | 0 | 0 | 0
CC | 0 | 0 | 0 | 0 | 0 | 0
CSP | 0 | 0 | 0 | 0 | 0 | 0
CT | 0 | 0 | 0 | 0 | 212.6 | 212.6
Coal | 0 | 191.9 | 191.9 | 191.9 | 191.9 | 191.9
Geo | 0 | 0 | 0 | 0 | 0 | 0
H | 0 | 0 | 0 | 0 | 0 | 0
LFG | 0 | 0 | 0 | 0 | 0 | 0
Nuc | 0 | 0 | 0 | 0 | 0 | 0
PS | 0 | 0 | 0 | 0 | 0 | 0
PV | 0 | 0 | 0 | 0 | 0 | 0
PeakG | 0 | 0 | 0 | 0 | 0 | 0
PeakO | 156 | 156 | 156 | 156 | 156 | 156
ST | 0 | 0 | 0 | 0 | 0 | 0
STOG | 1790.23 | 1790.23 | 1790.23 | 2453.06 | 3634.47 | 3634.47
STWD | 0 | 0 | 0 | 0 | 0 | 0
WT | 0 | 0 | 0 | 0 | 0 | 0
IGCC | 0 | 0 | 0 | 0 | 0 | 0
DemandResponse | 0 | 0 | 0 | 0 | 0 | 0
IGCC-CCS | 0 | 0 | 0 | 0 | 0 | 0
WT_off | 0 | 0 | 0 | 0 | 0 | 0
PseudoUnit | 0 | 0 | 0 | 0 | 0 | 0
FixedInterchange | 0 | 0 | 0 | 0 | 0 | 0
Cumulative Retirements of Capacity by Reporting Type: NWPP_Coal
ReportingType | 2015 | 2020 | 2025 | 2030 | 2035 | 2040
BM | 0 | 0 | 0 | 0 | 0 | 0
CC | 0 | 0 | 0 | 0 | 0 | 0
CSP | 0 | 0 | 0 | 0 | 0 | 0
CT | 0 | 0 | 0 | 0 | 0 | 0
Coal | 6799 | 8400.7 | 13556.7 | 13556.7 | 13556.7 | 13556.7
Geo | 0 | 0 | 0 | 0 | 0 | 0
H | 0 | 0 | 0 | 0 | 0 | 0
LFG | 0 | 0 | 0 | 0 | 0 | 0
Nuc | 0 | 0 | 0 | 0 | 0 | 0
PS | 0 | 0 | 0 | 0 | 0 | 0
PV | 0 | 0 | 0 | 0 | 0 | 0
PeakG | 0 | 0 | 0 | 0 | 0 | 0
PeakO | 183 | 183 | 183 | 183 | 183 | 183
ST | 0 | 0 | 0 | 0 | 0 | 0
STOG | 0 | 0 | 0 | 0 | 0 | 0
STWD | 0 | 0 | 0 | 0 | 0 | 0
WT | 0 | 0 | 0 | 0 | 0 | 0
IGCC | 0 | 0 | 0 | 0 | 0 | 0
DemandResponse | 0 | 0 | 0 | 0 | 0 | 0
IGCC-CCS | 0 | 0 | 0 | 0 | 0 | 0
WT_off | 0 | 0 | 0 | 0 | 0 | 0
PseudoUnit | 0 | 0 | 0 | 0 | 0 | 0
FixedInterchange | 0 | 0 | 0 | 0 | 0 | 0
Cumulative Retirements of Capacity by Reporting Type: NWPP_Gas
ReportingType | 2015 | 2020 | 2025 | 2030 | 2035 | 2040
BM | 0 | 0 | 0 | 0 | 0 | 0
CC | 2468.52 | 2468.52 | 2468.52 | 3240.59 | 8005 | 8246.45
CSP | 0 | 0 | 0 | 0 | 0 | 0
CT | 0 | 0 | 0 | 0 | 150 | 150
Coal | 0 | 0 | 0 | 0 | 0 | 0
Geo | 0 | 0 | 0 | 0 | 0 | 0
H | 0 | 0 | 0 | 0 | 0 | 0
LFG | 0 | 0 | 0 | 0 | 0 | 0
Nuc | 0 | 0 | 0 | 0 | 0 | 0
PS | 0 | 0 | 0 | 0 | 0 | 0
PV | 0 | 0 | 0 | 0 | 0 | 0
PeakG | 2623 | 2623 | 2623 | 2623 | 2623 | 2623
PeakO | 0 | 0 | 0 | 0 | 0 | 0
ST | 0 | 0 | 0 | 0 | 0 | 0
STOG | 786 | 786 | 786 | 786 | 786 | 786
STWD | 0 | 0 | 0 | 0 | 0 | 0
WT | 0 | 0 | 0 | 0 | 0 | 0
IGCC | 0 | 0 | 0 | 0 | 0 | 0
DemandResponse | 0 | 0 | 0 | 0 | 0 | 0
IGCC-CCS | 0 | 0 | 0 | 0 | 0 | 0
WT_off | 0 | 0 | 0 | 0 | 0 | 0
PseudoUnit | 0 | 0 | 0 | 0 | 0 | 0
FixedInterchange | 0 | 0 | 0 | 0 | 0 | 0
Cumulative Retirements of Capacity by Reporting Type: NWPP_NucRenew
ReportingType | 2015 | 2020 | 2025 | 2030 | 2035 | 2040
BM | 0 | 0 | 0 | 0 | 0 | 0
CC | 0 | 0 | 0 | 0 | 0 | 0
CSP | 0 | 0 | 0 | 0 | 0 | 0
CT | 0 | 0 | 0 | 0 | 0 | 0
Coal | 0 | 0 | 0 | 0 | 0 | 0
Geo | 4.8 | 4.8 | 4.8 | 4.8 | 4.8 | 4.8
H | 0 | 0 | 0 | 0 | 0 | 0
LFG | 0 | 0 | 0 | 0 | 0 | 0
Nuc | 0 | 0 | 0 | 0 | 0 | 0
PS | 0 | 0 | 0 | 0 | 0 | 0
PV | 0 | 0 | 0 | 0 | 0 | 0
PeakG | 0 | 0 | 0 | 0 | 0 | 0
PeakO | 0 | 0 | 0 | 0 | 0 | 0
ST | 0 | 0 | 0 | 0 | 0 | 0
STOG | 0 | 0 | 0 | 0 | 0 | 0
STWD | 0 | 0 | 0 | 0 | 0 | 0
WT | 0 | 0 | 0 | 0 | 0 | 0
IGCC | 0 | 0 | 0 | 0 | 0 | 0
DemandResponse | 0 | 0 | 0 | 0 | 0 | 0
IGCC-CCS | 0 | 0 | 0 | 0 | 0 | 0
WT_off | 0 | 0 | 0 | 0 | 0 | 0
PseudoUnit | 0 | 0 | 0 | 0 | 0 | 0
FixedInterchange | 0 | 0 | 0 | 0 | 0 | 0
Cumulative Retirements of Capacity by Reporting Type: RMPA
ReportingType | 2015 | 2020 | 2025 | 2030 | 2035 | 2040
BM | 0 | 0 | 0 | 0 | 0 | 0
CC | 0 | 0 | 0 | 0 | 1322.6 | 1322.6
CSP | 1 | 1 | 1 | 1 | 1 | 1
CT | 0 | 0 | 0 | 0 | 152 | 152
Coal | 1186 | 2371 | 6014.38 | 6788 | 6788 | 6788
Geo | 0 | 0 | 0 | 0 | 0 | 0
H | 0 | 0 | 0 | 0 | 0 | 0
LFG | 0 | 0 | 0 | 0 | 0 | 0
Nuc | 0 | 0 | 0 | 0 | 0 | 0
PS | 0 | 0 | 0 | 0 | 0 | 0
PV | 0 | 0 | 0 | 0 | 0 | 0
PeakG | 0 | 0 | 0 | 0 | 0 | 0
PeakO | 187 | 187 | 187 | 187 | 187 | 187
ST | 0 | 0 | 0 | 0 | 0 | 0
STOG | 217 | 217 | 217 | 217 | 217 | 217
STWD | 0 | 0 | 0 | 0 | 0 | 0
WT | 0 | 0 | 0 | 0 | 0 | 0
IGCC | 0 | 0 | 0 | 0 | 0 | 0
DemandResponse | 0 | 0 | 0 | 0 | 0 | 0
IGCC-CCS | 0 | 0 | 0 | 0 | 0 | 0
WT_off | 0 | 0 | 0 | 0 | 0 | 0
PseudoUnit | 0 | 0 | 0 | 0 | 0 | 0
FixedInterchange | 0 | 0 | 0 | 0 | 0 | 0
Cumulative Retirements of Capacity by Reporting Type: SP15
ReportingType | 2015 | 2020 | 2025 | 2030 | 2035 | 2040
BM | 0 | 0 | 0 | 0 | 0 | 0
CC | 0 | 0 | 0 | 0 | 0 | 0
CSP | 409 | 409 | 409 | 409 | 409 | 409
CT | 0 | 0 | 0 | 0 | 0 | 0
Coal | 57 | 141.5 | 242.7 | 242.7 | 242.7 | 242.7
Geo | 0 | 0 | 0 | 0 | 0 | 0
H | 0 | 0 | 0 | 0 | 0 | 0
LFG | 0 | 0 | 0 | 0 | 0 | 0
Nuc | 0 | 0 | 0 | 0 | 0 | 0
PS | 0 | 0 | 0 | 0 | 0 | 0
PV | 0 | 0 | 0 | 0 | 0 | 0
PeakG | 44 | 44 | 44 | 44 | 44 | 44
PeakO | 15 | 15 | 15 | 15 | 15 | 15
ST | 0 | 0 | 0 | 0 | 0 | 0
STOG | 3315.33 | 4875.25 | 4875.25 | 5097.4 | 6424.96 | 6424.96
STWD | 0 | 0 | 0 | 0 | 0 | 0
WT | 126.2 | 126.2 | 126.2 | 126.2 | 126.2 | 126.2
IGCC | 0 | 0 | 0 | 0 | 0 | 0
DemandResponse | 0 | 0 | 0 | 0 | 0 | 0
IGCC-CCS | 0 | 0 | 0 | 0 | 0 | 0
WT_off | 0 | 0 | 0 | 0 | 0 | 0
PseudoUnit | 0 | 0 | 0 | 0 | 0 | 0
FixedInterchange | 0 | 0 | 0 | 0 | 0 | 0
Cumulative Retirements of Capacity by Reporting Type: ALB
ReportingType | 2015 | 2020 | 2025 | 2030 | 2035 | 2040
BM | 0 | 0 | 0 | 0 | 0 | 0
CC | 0 | 0 | 0 | 1952 | 1952 | 1952
CSP | 0 | 0 | 0 | 0 | 0 | 0
CT | 0 | 0 | 0 | 0 | 129.93 | 129.93
Coal | 0 | 0 | 52.19 | 5745.83 | 5745.83 | 5745.83
Geo | 0 | 0 | 0 | 0 | 0 | 0
H | 0 | 0 | 0 | 0 | 0 | 0
LFG | 0 | 0 | 0 | 0 | 0 | 0
Nuc | 0 | 0 | 0 | 0 | 0 | 0
PS | 0 | 0 | 0 | 0 | 0 | 0
PV | 0 | 0 | 0 | 0 | 0 | 0
PeakG | 1375.25 | 1375.25 | 1375.25 | 1375.25 | 1375.25 | 1375.25
PeakO | 6 | 6 | 6 | 6 | 6 | 6
ST | 0 | 0 | 0 | 0 | 0 | 0
STOG | 186 | 186 | 186 | 186 | 186 | 186
STWD | 0 | 0 | 0 | 0 | 0 | 0
WT | 0 | 0 | 0 | 0 | 0 | 0
IGCC | 0 | 0 | 0 | 0 | 0 | 0
DemandResponse | 0 | 0 | 0 | 0 | 0 | 0
IGCC-CCS | 0 | 0 | 0 | 0 | 0 | 0
WT_off | 0 | 0 | 0 | 0 | 0 | 0
PseudoUnit | 0 | 0 | 0 | 0 | 0 | 0
FixedInterchange | 0 | 0 | 0 | 0 | 0 | 0
Cumulative Retirements of Capacity by Reporting Type: BC
ReportingType | 2015 | 2020 | 2025 | 2030 | 2035 | 2040
BM | 0 | 0 | 0 | 0 | 0 | 0
CC | 0 | 0 | 0 | 37.62 | 37.62 | 387.17
CSP | 0 | 0 | 0 | 0 | 0 | 0
CT | 0 | 0 | 0 | 0 | 0 | 0
Coal | 0 | 0 | 0 | 0 | 0 | 0
Geo | 0 | 0 | 0 | 0 | 0 | 0
H | 0 | 0 | 0 | 0 | 0 | 0
LFG | 0 | 0 | 0 | 0 | 0 | 0
Nuc | 0 | 0 | 0 | 0 | 0 | 0
PS | 0 | 0 | 0 | 0 | 0 | 0
PV | 0 | 0 | 0 | 0 | 0 | 0
PeakG | 141 | 141 | 141 | 141 | 141 | 141
PeakO | 44 | 44 | 44 | 44 | 44 | 44
ST | 0 | 0 | 0 | 0 | 0 | 0
STOG | 938 | 938 | 938 | 938 | 938 | 938
STWD | 0 | 0 | 0 | 0 | 0 | 0
WT | 0 | 0 | 0 | 0 | 0 | 0
IGCC | 0 | 0 | 0 | 0 | 0 | 0
DemandResponse | 0 | 0 | 0 | 0 | 0 | 0
IGCC-CCS | 0 | 0 | 0 | 0 | 0 | 0
WT_off | 0 | 0 | 0 | 0 | 0 | 0
PseudoUnit | 0 | 0 | 0 | 0 | 0 | 0
FixedInterchange | 0 | 0 | 0 | 0 | 0 | 0
Cumulative Retirements of Capacity by Reporting Type: HQ_IESO
ReportingType | 2015 | 2020 | 2025 | 2030 | 2035 | 2040
BM | 0 | 0 | 0 | 0 | 0 | 0
CC | 0 | 0 | 0 | 0 | 0 | 0
CSP | 0 | 0 | 0 | 0 | 0 | 0
CT | 0 | 0 | 0 | 0 | 0 | 0
Coal | 0 | 0 | 0 | 0 | 0 | 0
Geo | 0 | 0 | 0 | 0 | 0 | 0
H | 0 | 0 | 0 | 0 | 0 | 0
LFG | 0 | 0 | 0 | 0 | 0 | 0
Nuc | 0 | 0 | 0 | 0 | 0 | 0
PS | 0 | 0 | 0 | 0 | 0 | 0
PV | 0 | 0 | 0 | 0 | 0 | 0
PeakG | 0 | 0 | 0 | 0 | 0 | 0
PeakO | 0 | 0 | 0 | 0 | 0 | 0
ST | 0 | 0 | 0 | 0 | 0 | 0
STOG | 0 | 0 | 0 | 0 | 0 | 0
STWD | 0 | 0 | 0 | 0 | 0 | 0
WT | 0 | 0 | 0 | 0 | 0 | 0
IGCC | 0 | 0 | 0 | 0 | 0 | 0
DemandResponse | 0 | 0 | 0 | 0 | 0 | 0
IGCC-CCS | 0 | 0 | 0 | 0 | 0 | 0
WT_off | 0 | 0 | 0 | 0 | 0 | 0
PseudoUnit | 0 | 0 | 0 | 0 | 0 | 0
FixedInterchange | 0 | 0 | 0 | 0 | 0 | 0
Cumulative Retirements of Capacity by Reporting Type: HQ_NEISO
ReportingType | 2015 | 2020 | 2025 | 2030 | 2035 | 2040
BM | 0 | 0 | 0 | 0 | 0 | 0
CC | 0 | 0 | 0 | 0 | 0 | 0
CSP | 0 | 0 | 0 | 0 | 0 | 0
CT | 0 | 0 | 0 | 0 | 0 | 0
Coal | 0 | 0 | 0 | 0 | 0 | 0
Geo | 0 | 0 | 0 | 0 | 0 | 0
H | 0 | 0 | 0 | 0 | 0 | 0
LFG | 0 | 0 | 0 | 0 | 0 | 0
Nuc | 0 | 0 | 0 | 0 | 0 | 0
PS | 0 | 0 | 0 | 0 | 0 | 0
PV | 0 | 0 | 0 | 0 | 0 | 0
PeakG | 0 | 0 | 0 | 0 | 0 | 0
PeakO | 0 | 0 | 0 | 0 | 0 | 0
ST | 0 | 0 | 0 | 0 | 0 | 0
STOG | 0 | 0 | 0 | 0 | 0 | 0
STWD | 0 | 0 | 0 | 0 | 0 | 0
WT | 0 | 0 | 0 | 0 | 0 | 0
IGCC | 0 | 0 | 0 | 0 | 0 | 0
DemandResponse | 0 | 0 | 0 | 0 | 0 | 0
IGCC-CCS | 0 | 0 | 0 | 0 | 0 | 0
WT_off | 0 | 0 | 0 | 0 | 0 | 0
PseudoUnit | 0 | 0 | 0 | 0 | 0 | 0
FixedInterchange | 0 | 0 | 0 | 0 | 0 | 0
Cumulative Retirements of Capacity by Reporting Type: HQ_NY
ReportingType | 2015 | 2020 | 2025 | 2030 | 2035 | 2040
BM | 0 | 0 | 0 | 0 | 0 | 0
CC | 0 | 0 | 0 | 0 | 0 | 0
CSP | 0 | 0 | 0 | 0 | 0 | 0
CT | 0 | 0 | 0 | 0 | 0 | 0
Coal | 0 | 0 | 0 | 0 | 0 | 0
Geo | 0 | 0 | 0 | 0 | 0 | 0
H | 0 | 0 | 0 | 0 | 0 | 0
LFG | 0 | 0 | 0 | 0 | 0 | 0
Nuc | 0 | 0 | 0 | 0 | 0 | 0
PS | 0 | 0 | 0 | 0 | 0 | 0
PV | 0 | 0 | 0 | 0 | 0 | 0
PeakG | 0 | 0 | 0 | 0 | 0 | 0
PeakO | 0 | 0 | 0 | 0 | 0 | 0
ST | 0 | 0 | 0 | 0 | 0 | 0
STOG | 0 | 0 | 0 | 0 | 0 | 0
STWD | 0 | 0 | 0 | 0 | 0 | 0
WT | 0 | 0 | 0 | 0 | 0 | 0
IGCC | 0 | 0 | 0 | 0 | 0 | 0
DemandResponse | 0 | 0 | 0 | 0 | 0 | 0
IGCC-CCS | 0 | 0 | 0 | 0 | 0 | 0
WT_off | 0 | 0 | 0 | 0 | 0 | 0
PseudoUnit | 0 | 0 | 0 | 0 | 0 | 0
FixedInterchange | 0 | 0 | 0 | 0 | 0 | 0
Cumulative Retirements of Capacity by Reporting Type: MARITIMES
ReportingType | 2015 | 2020 | 2025 | 2030 | 2035 | 2040
BM | 0 | 0 | 0 | 0 | 0 | 0
CC | 0 | 0 | 0 | 0 | 0 | 0
CSP | 0 | 0 | 0 | 0 | 0 | 0
CT | 0 | 0 | 0 | 0 | 0 | 0
Coal | 0 | 0 | 0 | 0 | 0 | 0
Geo | 0 | 0 | 0 | 0 | 0 | 0
H | 0 | 0 | 0 | 0 | 0 | 0
LFG | 0 | 0 | 0 | 0 | 0 | 0
Nuc | 0 | 0 | 0 | 0 | 0 | 0
PS | 0 | 0 | 0 | 0 | 0 | 0
PV | 0 | 0 | 0 | 0 | 0 | 0
PeakG | 0 | 0 | 0 | 0 | 0 | 0
PeakO | 0 | 0 | 0 | 0 | 0 | 0
ST | 0 | 0 | 0 | 0 | 0 | 0
STOG | 0 | 0 | 0 | 0 | 0 | 0
STWD | 0 | 0 | 0 | 0 | 0 | 0
WT | 0 | 0 | 0 | 0 | 0 | 0
IGCC | 0 | 0 | 0 | 0 | 0 | 0
DemandResponse | 0 | 0 | 0 | 0 | 0 | 0
IGCC-CCS | 0 | 0 | 0 | 0 | 0 | 0
WT_off | 0 | 0 | 0 | 0 | 0 | 0
PseudoUnit | 0 | 0 | 0 | 0 | 0 | 0
FixedInterchange | 0 | 0 | 0 | 0 | 0 | 0
Cumulative Retirements of Capacity by Reporting Type: All
ReportingType | 2015 | 2020 | 2025 | 2030 | 2035 | 2040
BM | 0 | 0 | 0 | 0 | 0 | 0
CC | 12276.58 | 17010.3 | 20450.16 | 35816.73 | 100864.32 | 143332.78
CSP | 475 | 475 | 475 | 475 | 475 | 475
CT | 0 | 0 | 0 | 752.9 | 5276.43 | 5576.43
Coal | 164320.8 | 238984.99 | 282426.54 | 300336.07 | 310522.33 | 310522.33
Geo | 4.8 | 4.8 | 4.8 | 4.8 | 4.8 | 4.8
H | 0 | 0 | 0 | 0 | 0 | 0
LFG | 0 | 0 | 0 | 0 | 0 | 0
Nuc | 0 | 614.5 | 614.5 | 2102.7 | 28678.4 | 48384.39
PS | 0 | 0 | 0 | 0 | 0 | 0
PV | 0 | 0 | 0 | 0 | 1067.26 | 1067.26
PeakG | 5245.75 | 5245.75 | 6028.74 | 15420.84 | 19948.48 | 19948.48
PeakO | 3340.69 | 3340.69 | 4913.01 | 7069.69 | 10472.69 | 10472.69
ST | 0 | 0 | 0 | 0 | 0 | 0
STOG | 59409.76 | 61270.24 | 65882.73 | 74797.66 | 99857.47 | 100234.7
STWD | 0 | 0 | 0 | 0 | 0 | 0
WT | 126.2 | 126.2 | 126.2 | 126.2 | 703.6 | 703.6
IGCC | 0 | 0 | 0 | 0 | 0 | 0
DemandResponse | 0 | 0 | 0 | 0 | 0 | 0
IGCC-CCS | 0 | 0 | 0 | 0 | 0 | 0
WT_off | 0 | 0 | 0 | 0 | 0 | 0
PseudoUnit | 0 | 0 | 0 | 0 | 0 | 0
FixedInterchange | 0 | 0 | 0 | 0 | 0 | 0
Cumulative Retirements of Capacity by Reporting Type: EI_US
ReportingType | 2015 | 2020 | 2025 | 2030 | 2035 | 2040
BM | 0 | 0 | 0 | 0 | 0 | 0
CC | 2770.06 | 7503.78 | 10212.64 | 22545.4 | 67272.58 | 101846.81
CSP | 0 | 0 | 0 | 0 | 0 | 0
CT | 0 | 0 | 0 | 752.9 | 3277.9 | 3577.9
Coal | 132718.91 | 200247.79 | 231518.53 | 238572.53 | 248758.79 | 248758.79
Geo | 0 | 0 | 0 | 0 | 0 | 0
H | 0 | 0 | 0 | 0 | 0 | 0
LFG | 0 | 0 | 0 | 0 | 0 | 0
Nuc | 0 | 614.5 | 614.5 | 2102.7 | 27648.4 | 45814.39
PS | 0 | 0 | 0 | 0 | 0 | 0
PV | 0 | 0 | 0 | 0 | 0 | 0
PeakG | 478.5 | 478.5 | 702.49 | 10094.59 | 14622.23 | 14622.23
PeakO | 2574.69 | 2574.69 | 4143.02 | 6299.69 | 9702.69 | 9702.69
ST | 0 | 0 | 0 | 0 | 0 | 0
STOG | 43308.5 | 43308.5 | 45138.12 | 47636.53 | 64422.03 | 64799.26
STWD | 0 | 0 | 0 | 0 | 0 | 0
WT | 0 | 0 | 0 | 0 | 0 | 0
IGCC | 0 | 0 | 0 | 0 | 0 | 0
DemandResponse | 0 | 0 | 0 | 0 | 0 | 0
IGCC-CCS | 0 | 0 | 0 | 0 | 0 | 0
WT_off | 0 | 0 | 0 | 0 | 0 | 0
PseudoUnit | 0 | 0 | 0 | 0 | 0 | 0
FixedInterchange | 0 | 0 | 0 | 0 | 0 | 0
Cumulative Retirements of Capacity by Reporting Type: EI_Canada
ReportingType | 2015 | 2020 | 2025 | 2030 | 2035 | 2040
BM | 0 | 0 | 0 | 0 | 0 | 0
CC | 5943 | 5943 | 6674 | 6674 | 6674 | 6907.94
CSP | 0 | 0 | 0 | 0 | 0 | 0
CT | 0 | 0 | 0 | 0 | 368 | 368
Coal | 7445.03 | 8005.36 | 8161.9 | 8161.9 | 8161.9 | 8161.9
Geo | 0 | 0 | 0 | 0 | 0 | 0
H | 0 | 0 | 0 | 0 | 0 | 0
LFG | 0 | 0 | 0 | 0 | 0 | 0
Nuc | 0 | 0 | 0 | 0 | 1030 | 2570
PS | 0 | 0 | 0 | 0 | 0 | 0
PV | 0 | 0 | 0 | 0 | 1067.26 | 1067.26
PeakG | 584 | 584 | 1143 | 1143 | 1143 | 1143
PeakO | 175 | 175 | 179 | 179 | 179 | 179
ST | 0 | 0 | 0 | 0 | 0 | 0
STOG | 2126 | 2126 | 2252 | 2252 | 2252 | 2252
STWD | 0 | 0 | 0 | 0 | 0 | 0
WT | 0 | 0 | 0 | 0 | 577.4 | 577.4
IGCC | 0 | 0 | 0 | 0 | 0 | 0
DemandResponse | 0 | 0 | 0 | 0 | 0 | 0
IGCC-CCS | 0 | 0 | 0 | 0 | 0 | 0
WT_off | 0 | 0 | 0 | 0 | 0 | 0
PseudoUnit | 0 | 0 | 0 | 0 | 0 | 0
FixedInterchange | 0 | 0 | 0 | 0 | 0 | 0
Cumulative Retirements of Capacity by Reporting Type: EI
ReportingType | 2015 | 2020 | 2025 | 2030 | 2035 | 2040
BM | 0 | 0 | 0 | 0 | 0 | 0
CC | 8713.06 | 13446.78 | 16886.64 | 29219.4 | 73946.58 | 108754.76
CSP | 0 | 0 | 0 | 0 | 0 | 0
CT | 0 | 0 | 0 | 752.9 | 3645.9 | 3945.9
Coal | 140163.94 | 208253.15 | 239680.43 | 246734.43 | 256920.69 | 256920.69
Geo | 0 | 0 | 0 | 0 | 0 | 0
H | 0 | 0 | 0 | 0 | 0 | 0
LFG | 0 | 0 | 0 | 0 | 0 | 0
Nuc | 0 | 614.5 | 614.5 | 2102.7 | 28678.4 | 48384.39
PS | 0 | 0 | 0 | 0 | 0 | 0
PV | 0 | 0 | 0 | 0 | 1067.26 | 1067.26
PeakG | 1062.5 | 1062.5 | 1845.49 | 11237.58 | 15765.23 | 15765.23
PeakO | 2749.69 | 2749.69 | 4322.02 | 6478.69 | 9881.69 | 9881.69
ST | 0 | 0 | 0 | 0 | 0 | 0
STOG | 45434.5 | 45434.5 | 47390.12 | 49888.53 | 66674.03 | 67051.26
STWD | 0 | 0 | 0 | 0 | 0 | 0
WT | 0 | 0 | 0 | 0 | 577.4 | 577.4
IGCC | 0 | 0 | 0 | 0 | 0 | 0
DemandResponse | 0 | 0 | 0 | 0 | 0 | 0
IGCC-CCS | 0 | 0 | 0 | 0 | 0 | 0
WT_off | 0 | 0 | 0 | 0 | 0 | 0
PseudoUnit | 0 | 0 | 0 | 0 | 0 | 0
FixedInterchange | 0 | 0 | 0 | 0 | 0 | 0
Cumulative Retirements of Capacity by Reporting Type: Outside_EI
ReportingType | 2015 | 2020 | 2025 | 2030 | 2035 | 2040
BM | 0 | 0 | 0 | 0 | 0 | 0
CC | 3563.52 | 3563.52 | 3563.52 | 6597.34 | 26917.74 | 34578.03
CSP | 475 | 475 | 475 | 475 | 475 | 475
CT | 0 | 0 | 0 | 0 | 1630.53 | 1630.53
Coal | 24156.86 | 30731.84 | 42746.11 | 53601.65 | 53601.65 | 53601.65
Geo | 4.8 | 4.8 | 4.8 | 4.8 | 4.8 | 4.8
H | 0 | 0 | 0 | 0 | 0 | 0
LFG | 0 | 0 | 0 | 0 | 0 | 0
Nuc | 0 | 0 | 0 | 0 | 0 | 0
PS | 0 | 0 | 0 | 0 | 0 | 0
PV | 0 | 0 | 0 | 0 | 0 | 0
PeakG | 4183.25 | 4183.25 | 4183.25 | 4183.25 | 4183.25 | 4183.25
PeakO | 591 | 591 | 591 | 591 | 591 | 591
ST | 0 | 0 | 0 | 0 | 0 | 0
STOG | 13975.25 | 15835.73 | 18492.61 | 24909.14 | 33183.44 | 33183.44
STWD | 0 | 0 | 0 | 0 | 0 | 0
WT | 126.2 | 126.2 | 126.2 | 126.2 | 126.2 | 126.2
IGCC | 0 | 0 | 0 | 0 | 0 | 0
DemandResponse | 0 | 0 | 0 | 0 | 0 | 0
IGCC-CCS | 0 | 0 | 0 | 0 | 0 | 0
WT_off | 0 | 0 | 0 | 0 | 0 | 0
PseudoUnit | 0 | 0 | 0 | 0 | 0 | 0
FixedInterchange | 0 | 0 | 0 | 0 | 0 | 0
#5 | Total Installed ACTIVE Capacity (MW)
Total Installed Capacity by Reporting Type: Entergy
ReportingType | 2015 | 2020 | 2025 | 2030 | 2035 | 2040
BM | 0 | 0 | 0 | 0 | 10074.95 | 10074.95
CC | 17369.93 | 20989.12 | 20780.12 | 20780.12 | 9058.47 | 8518.98
CSP | 0 | 0 | 0 | 0 | 0 | 0
CT | 0 | 0 | 0 | 0 | 0 | 0
Coal | 7496 | 1022.13 | 720 | 720 | 720 | 720
Geo | 0 | 0 | 0 | 0 | 0 | 0
H | 744 | 1183 | 1853 | 1853 | 1853 | 1853
LFG | 8 | 115.4 | 115.4 | 115.4 | 115.4 | 115.4
Nuc | 5422 | 5422 | 5422 | 5422 | 5366.39 | 7128.79
PS | 59 | 59 | 59 | 59 | 59 | 59
PV | 0.29 | 61.82 | 91.21 | 91.21 | 91.21 | 92.59
PeakG | 2787 | 2787 | 2563.01 | 372.59 | 372.59 | 372.59
PeakO | 174 | 174 | 0 | 0 | 0 | 0
ST | 0 | 0 | 0 | 0 | 0 | 0
STOG | 1479.61 | 1479.61 | 0 | 0 | 0 | 0
STWD | 206 | 206 | 206 | 206 | 206 | 206
WT | 107 | 107 | 107 | 107 | 107 | 107
IGCC | 0 | 0 | 0 | 0 | 0 | 0
DemandResponse | 301.55 | 1538.95 | 2854.33 | 2930.78 | 3009.27 | 3089.87
IGCC-CCS | 0 | 0 | 0 | 0 | 0 | 0
WT_off | 0 | 0 | 0 | 0 | 0 | 0
PseudoUnit | 0 | 0 | 0 | 0 | 0 | 0
FixedInterchange | 0 | 0 | 0 | 0 | 0 | 0
Total Installed Capacity by Reporting Type: FRCC
ReportingType | 2015 | 2020 | 2025 | 2030 | 2035 | 2040
BM | 0 | 0 | 0 | 0 | 548.38 | 2001.91
CC | 33448.68 | 33448.68 | 33448.68 | 23472.26 | 17018.82 | 16996.3
CSP | 0 | 0 | 0 | 0 | 0 | 0
CT | 2480 | 2480 | 2480 | 2480 | 0 | 0
Coal | 3072.1 | 1770.12 | 1693.1 | 1693.1 | 1693.1 | 1693.1
Geo | 0 | 0 | 0 | 0 | 0 | 0
H | 55 | 55 | 55 | 55 | 83 | 83
LFG | 486 | 684 | 684 | 684 | 684 | 684
Nuc | 4131.33 | 4131.33 | 7834.68 | 16774.84 | 22809.52 | 25337.85
PS | 0 | 0 | 0 | 0 | 0 | 0
PV | 51 | 51 | 51 | 10051 | 10051 | 10051
PeakG | 8431 | 8431 | 8431 | 7338.01 | 7338.01 | 7338.01
PeakO | 2283 | 2283 | 888.68 | 0 | 0 | 0
ST | 0 | 0 | 0 | 0 | 0 | 0
STOG | 350.01 | 350.01 | 0 | 0 | 0 | 0
STWD | 195 | 195 | 195 | 195 | 195 | 195
WT | 0 | 0 | 0 | 0 | 0 | 0
IGCC | 0 | 0 | 0 | 0 | 0 | 0
DemandResponse | 2734.45 | 3962.85 | 5527.63 | 5878.95 | 6252.59 | 6649.99
IGCC-CCS | 0 | 0 | 0 | 0 | 0 | 0
WT_off | 0 | 0 | 0 | 0 | 0 | 0
PseudoUnit | 0 | 0 | 0 | 0 | 0 | 0
FixedInterchange | 0 | 0 | 0 | 0 | 0 | 0
Total Installed Capacity by Reporting Type: MAPP_US
ReportingType | 2015 | 2020 | 2025 | 2030 | 2035 | 2040
BM | 0 | 0 | 0 | 0 | 34.97 | 65.98
CC | 289 | 289 | 289 | 289 | 289 | 289
CSP | 0 | 0 | 0 | 0 | 0 | 0
CT | 308.3 | 308.3 | 308.3 | 463.26 | 463.26 | 463.26
Coal | 1655.41 | 553.88 | 328.22 | 328.22 | 328.22 | 328.22
Geo | 44 | 44 | 44 | 44 | 44 | 44
H | 2186 | 2186 | 2186 | 2186 | 2186 | 2186
LFG | 2 | 2 | 2 | 73.67 | 73.67 | 73.67
Nuc | 0.1 | 0.1 | 0.1 | 0.1 | 0.1 | 0.1
PS | 0 | 0 | 0 | 0 | 0 | 0
PV | 0 | 0 | 0 | 0 | 0 | 0
PeakG | 709 | 709 | 709 | 709 | 709 | 709
PeakO | 346 | 346 | 346 | 346 | 346 | 346
ST | 0 | 0 | 0 | 0 | 0 | 0
STOG | 0 | 0 | 0 | 0 | 0 | 0
STWD | 0 | 0 | 0 | 0 | 0 | 0
WT | 1689.3 | 10816.54 | 10816.54 | 10816.54 | 10816.54 | 10816.54
IGCC | 0 | 0 | 0 | 0 | 0 | 0
DemandResponse | 59 | 199.4 | 353.8 | 367.81 | 382.38 | 397.53
IGCC-CCS | 0 | 0 | 0 | 0 | 0 | 0
WT_off | 0 | 0 | 0 | 0 | 0 | 0
PseudoUnit | 0 | 0 | 0 | 0 | 0 | 0
FixedInterchange | 0 | 0 | 0 | 0 | 0 | 0
Total Installed Capacity by Reporting Type: MISO_IN
ReportingType | 2015 | 2020 | 2025 | 2030 | 2035 | 2040
BM | 0 | 0 | 0 | 0 | 4742.09 | 6144.51
CC | 4959.26 | 18206.43 | 22131.81 | 22131.81 | 22131.81 | 18568.56
CSP | 0 | 0 | 0 | 0 | 0 | 0
CT | 0 | 0 | 0 | 0 | 0 | 0
Coal | 8165.64 | 5657.64 | 5657.64 | 4546.54 | 2270.23 | 2270.23
Geo | 0 | 0 | 0 | 0 | 0 | 0
H | 75 | 75 | 75 | 75 | 75 | 75
LFG | 37 | 37 | 117.13 | 117.13 | 117.13 | 117.13
Nuc | 0.1 | 0.1 | 0.1 | 0.1 | 0.1 | 0.1
PS | 0 | 0 | 0 | 0 | 0 | 0
PV | 0 | 0 | 0 | 0 | 0 | 0
PeakG | 3053 | 3053 | 3053 | 3053 | 3053 | 3053
PeakO | 361 | 361 | 361 | 361 | 361 | 361
ST | 0 | 0 | 0 | 0 | 0 | 0
STOG | 279 | 279 | 279 | 279 | 0 | 0
STWD | 0 | 0 | 0 | 0 | 0 | 0
WT | 535 | 535 | 535 | 535 | 535 | 1063.49
IGCC | 618 | 618 | 618 | 618 | 618 | 618
DemandResponse | 1068.55 | 1287.74 | 1545.09 | 1592.8 | 1641.97 | 1692.67
IGCC-CCS | 0 | 0 | 0 | 0 | 0 | 0
WT_off | 0 | 0 | 0 | 0 | 0 | 0
PseudoUnit | 0 | 0 | 0 | 0 | 0 | 0
FixedInterchange | 0 | 0 | 0 | 0 | 0 | 0
Total Installed Capacity by Reporting Type: MISO_MI
ReportingType | 2015 | 2020 | 2025 | 2030 | 2035 | 2040
BM | 0 | 0 | 0 | 0 | 2089.81 | 6144.51
CC | 4540.4 | 4540.4 | 4540.4 | 4540.4 | 2941.4 | 2739
CSP | 0 | 0 | 0 | 0 | 0 | 0
CT | 0 | 0 | 0 | 0 | 0 | 0
Coal | 4452 | 0 | 0 | 0 | 0 | 0
Geo | 0 | 0 | 0 | 0 | 0 | 0
H | 141 | 141 | 141 | 141 | 141 | 141
LFG | 163 | 248.87 | 323.25 | 323.25 | 323.25 | 323.25
Nuc | 1889 | 1889 | 1889 | 4600.19 | 4777.8 | 4777.8
PS | 1872 | 1872 | 1872 | 1872 | 1872 | 1872
PV | 0 | 0 | 0 | 0 | 0 | 0
PeakG | 3562 | 3562 | 3562 | 3562 | 3562 | 3562
PeakO | 534 | 534 | 534 | 534 | 534 | 534
ST | 0 | 0 | 0 | 0 | 0 | 0
STOG | 2852 | 2852 | 2852 | 2852 | 0 | 0
STWD | 163 | 163 | 163 | 163 | 163 | 163
WT | 2161 | 2553.32 | 2553.32 | 2553.32 | 2553.32 | 2761
IGCC | 0 | 0 | 0 | 0 | 0 | 0
DemandResponse | 1838.88 | 2351.35 | 3000.3 | 3120.7 | 3245.93 | 3376.18
IGCC-CCS | 0 | 0 | 0 | 0 | 0 | 0
WT_off | 0 | 0 | 0 | 0 | 0 | 0
PseudoUnit | 0 | 0 | 0 | 0 | 0 | 0
FixedInterchange | 0 | 0 | 0 | 0 | 0 | 0
Total Installed Capacity by Reporting Type: MISO_MO-IL
ReportingType | 2015 | 2020 | 2025 | 2030 | 2035 | 2040
BM | 0 | 0 | 0 | 0 | 1250.63 | 5137.76
CC | 1058 | 1058 | 1058 | 1058 | 1058 | 1058
CSP | 0 | 0 | 0 | 0 | 0 | 0
CT | 0 | 0 | 0 | 0 | 0 | 0
Coal | 11552 | 3378 | 3378 | 3378 | 2527.82 | 2527.82
Geo | 0 | 0 | 0 | 0 | 0 | 0
H | 352 | 632 | 632 | 632 | 632 | 632
LFG | 18 | 18 | 241.33 | 241.33 | 241.33 | 241.33
Nuc | 2233 | 2233 | 2233 | 2233 | 2233 | 2233
PS | 440 | 440 | 440 | 440 | 440 | 440
PV | 0 | 0 | 0 | 0 | 0 | 0
PeakG | 4595 | 4595 | 4595 | 4595 | 4595 | 4595
PeakO | 766 | 766 | 766 | 766 | 766 | 766
ST | 0 | 0 | 0 | 0 | 0 | 0
STOG | 592 | 592 | 592 | 592 | 0 | 0
STWD | 0 | 0 | 0 | 0 | 0 | 0
WT | 678 | 6278 | 6278 | 6278 | 6278 | 6278
IGCC | 0 | 0 | 0 | 0 | 0 | 0
DemandResponse | 301.14 | 1139.8 | 2067.65 | 2153.82 | 2243.59 | 2337.1
IGCC-CCS | 0 | 0 | 0 | 0 | 0 | 0
WT_off | 0 | 0 | 0 | 0 | 0 | 0
PseudoUnit | 0 | 0 | 0 | 0 | 0 | 0
FixedInterchange | 0 | 0 | 0 | 0 | 0 | 0
Total Installed Capacity by Reporting Type: MISO_W
ReportingType | 2015 | 2020 | 2025 | 2030 | 2035 | 2040
BM | 0 | 0 | 0 | 0 | 0 | 0
CC | 3025 | 3025 | 3025 | 3025 | 2963 | 2963
CSP | 0 | 0 | 0 | 0 | 0 | 0
CT | 0 | 0 | 0 | 0 | 0 | 0
Coal | 9858.4 | 5218.86 | 5218.86 | 4867.56 | 800 | 800
Geo | 0 | 0 | 0 | 0 | 0 | 0
H | 497 | 497 | 497 | 497 | 497 | 497
LFG | 205 | 205 | 276.67 | 276.67 | 276.67 | 276.67
Nuc | 2361.33 | 2361.33 | 2361.33 | 2361.33 | 0.1 | 0.1
PS | 0 | 0 | 0 | 0 | 0 | 0
PV | 0 | 0 | 0 | 0 | 0 | 0
PeakG | 4522 | 4522 | 4522 | 4522 | 4522 | 4522
PeakO | 2154 | 2154 | 2154 | 2154 | 2154 | 2154
ST | 0 | 0 | 0 | 0 | 0 | 0
STOG | 172 | 172 | 172 | 172 | 0 | 0
STWD | 313 | 313 | 313 | 313 | 313 | 313
WT | 8358.5 | 45033.98 | 48836.02 | 49422.84 | 49422.84 | 49422.84
IGCC | 0 | 0 | 0 | 0 | 0 | 0
DemandResponse | 2622.87 | 2885.77 | 3318.4 | 3449.86 | 3586.51 | 3728.59
IGCC-CCS | 0 | 0 | 0 | 0 | 0 | 0
WT_off | 0 | 0 | 0 | 0 | 0 | 0
PseudoUnit | 0 | 0 | 0 | 0 | 0 | 0
FixedInterchange | 0 | 0 | 0 | 0 | 0 | 0
Total Installed Capacity by Reporting Type: MISO_WUMS
ReportingType | 2015 | 2020 | 2025 | 2030 | 2035 | 2040
BM | 0 | 0 | 0 | 0 | 3200.79 | 3200.79
CC | 8174.74 | 8679.05 | 9079.02 | 9079.02 | 8906.03 | 4936.77
CSP | 0 | 0 | 0 | 0 | 0 | 0
CT | 0 | 0 | 0 | 0 | 0 | 0
Coal | 3969.1 | 2100.1 | 2100.1 | 2100.1 | 1767 | 1767
Geo | 0 | 0 | 0 | 0 | 0 | 0
H | 336 | 337 | 337 | 337 | 337 | 337
LFG | 71 | 71 | 294.33 | 294.33 | 294.33 | 294.33
Nuc | 1817 | 1817 | 1817 | 1894.24 | 1367.2 | 3453.27
PS | 0 | 0 | 0 | 0 | 0 | 0
PV | 0 | 0 | 0 | 0 | 0 | 0
PeakG | 3230 | 3230 | 3230 | 3230 | 3230 | 3230
PeakO | 490 | 490 | 490 | 490 | 490 | 490
ST | 0 | 0 | 0 | 0 | 0 | 0
STOG | 300.5 | 300.5 | 300.5 | 300.5 | 0 | 0
STWD | 105 | 105 | 105 | 105 | 105 | 105
WT | 1528.9 | 1528.9 | 1559.7 | 1559.7 | 1559.7 | 1559.7
IGCC | 0 | 0 | 0 | 0 | 0 | 0
DemandResponse | 193.34 | 453.12 | 737.75 | 762.42 | 787.92 | 814.26
IGCC-CCS | 0 | 0 | 0 | 0 | 0 | 0
WT_off | 0 | 0 | 0 | 0 | 0 | 0
PseudoUnit | 0 | 0 | 0 | 0 | 0 | 0
FixedInterchange | 0 | 0 | 0 | 0 | 0 | 0
Total Installed Capacity by Reporting Type: Nebraska
ReportingType | 2015 | 2020 | 2025 | 2030 | 2035 | 2040
BM | 0 | 0 | 0 | 0 | 2428.67 | 2428.67
CC | 429.24 | 2222.64 | 2222.64 | 2222.64 | 2222.64 | 2222.64
CSP | 0 | 0 | 0 | 0 | 0 | 0
CT | 0 | 0 | 0 | 0 | 0 | 0
Coal | 4110.1 | 914.3 | 914.3 | 914.3 | 914.3 | 914.3
Geo | 0 | 0 | 0 | 0 | 0 | 0
H | 167 | 167 | 167 | 167 | 167 | 167
LFG | 6 | 6 | 6 | 77.67 | 77.67 | 77.67
Nuc | 1252 | 1252 | 1252 | 1252 | 0.2 | 0.2
PS | 0 | 0 | 0 | 0 | 0 | 0
PV | 0 | 0 | 0 | 0 | 0 | 0
PeakG | 1305 | 1305 | 1305 | 1305 | 1305 | 1305
PeakO | 326 | 326 | 326 | 326 | 326 | 326
ST | 0 | 0 | 0 | 0 | 0 | 0
STOG | 0 | 0 | 0 | 0 | 0 | 0
STWD | 0 | 0 | 0 | 0 | 0 | 0
WT | 344 | 344 | 344 | 344 | 344 | 344
IGCC | 0 | 0 | 0 | 0 | 0 | 0
DemandResponse | 624.42 | 756.13 | 918.4 | 954.78 | 992.6 | 1031.92
IGCC-CCS | 0 | 0 | 0 | 0 | 0 | 0
WT_off | 0 | 0 | 0 | 0 | 0 | 0
PseudoUnit | 0 | 0 | 0 | 0 | 0 | 0
FixedInterchange | 0 | 0 | 0 | 0 | 0 | 0
Total Installed Capacity by Reporting Type: NEISO
ReportingType | 2015 | 2020 | 2025 | 2030 | 2035 | 2040
BM | 252.2 | 252.2 | 252.2 | 252.2 | 252.2 | 252.2
CC | 12437.58 | 8036.25 | 6158.64 | 6158.64 | 6158.64 | 6044.03
CSP | 0 | 0 | 0 | 0 | 0 | 0
CT | 334 | 334 | 334 | 324.5 | 324.5 | 324.5
Coal | 320 | 0 | 0 | 0 | 0 | 0
Geo | 0 | 0 | 0 | 0 | 0 | 0
H | 3257.7 | 3257.7 | 3260.7 | 3260.7 | 3260.7 | 3260.7
LFG | 581.26 | 581.26 | 581.26 | 651 | 651 | 651
Nuc | 4645 | 4645 | 4645 | 4645 | 3356 | 2479.08
PS | 1674 | 1674 | 1674 | 1674 | 1674 | 1674
PV | 2 | 294.5 | 294.5 | 294.5 | 294.5 | 294.5
PeakG | 1200 | 1200 | 1200 | 1200 | 1200 | 1200
PeakO | 39.01 | 39.01 | 39.01 | 39.01 | 39.01 | 39.01
ST | 0 | 0 | 0 | 0 | 0 | 0
STOG | 0 | 0 | 0 | 0 | 0 | 0
STWD | 610 | 610 | 610 | 610 | 610 | 610
WT | 434.2 | 5483 | 7687.23 | 9382.76 | 15864.95 | 16142.29
IGCC | 0 | 0 | 0 | 0 | 0 | 0
DemandResponse | 3092.4 | 3627.72 | 4230.66 | 4257.78 | 4282.5 | 4307.35
IGCC-CCS | 0 | 0 | 0 | 0 | 0 | 0
WT_off | 468 | 468 | 468 | 468 | 468 | 468
PseudoUnit | 0 | 0 | 0 | 0 | 0 | 0
FixedInterchange | 0 | 0 | 0 | 0 | 0 | 0
Total Installed Capacity by Reporting Type: NonRTO_Midwest
ReportingType | 2015 | 2020 | 2025 | 2030 | 2035 | 2040
BM | 0 | 0 | 0 | 0 | 5342.87 | 6144.51
CC | 2166.24 | 4777.48 | 4777.48 | 4777.48 | 4777.48 | 2611.23
CSP | 0 | 0 | 0 | 0 | 0 | 0
CT | 0 | 0 | 0 | 0 | 0 | 0
Coal | 7147.31 | 3520.12 | 2450.71 | 1242.9 | 1242.9 | 1242.9
Geo | 0 | 0 | 0 | 0 | 0 | 0
H | 143 | 889 | 889 | 889 | 889 | 889
LFG | 14 | 174.25 | 174.25 | 174.25 | 174.25 | 174.25
Nuc | 0.1 | 0.1 | 1204.3 | 1409.43 | 1409.43 | 1409.43
PS | 0 | 0 | 0 | 0 | 0 | 0
PV | 0 | 0 | 0 | 0 | 0 | 0
PeakG | 3353 | 3353 | 3353 | 3353 | 340.81 | 340.81
PeakO | 12 | 12 | 12 | 12 | 0 | 0
ST | 0 | 0 | 0 | 0 | 0 | 0
STOG | 0 | 0 | 0 | 0 | 0 | 0
STWD | 0 | 0 | 0 | 0 | 0 | 0
WT | 66 | 66 | 66 | 66 | 66 | 66
IGCC | 0 | 0 | 0 | 0 | 0 | 0
DemandResponse | 193.98 | 453.37 | 727.88 | 745.89 | 764.35 | 783.26
IGCC-CCS | 0 | 0 | 0 | 0 | 0 | 0
WT_off | 0 | 0 | 0 | 0 | 0 | 0
PseudoUnit | 0 | 0 | 0 | 0 | 0 | 0
FixedInterchange | 0 | 0 | 0 | 0 | 0 | 0
Total Installed Capacity by Reporting Type: NYISO_A-F
ReportingType | 2015 | 2020 | 2025 | 2030 | 2035 | 2040
BM | 0 | 0 | 0 | 0 | 0 | 0
CC | 2537.85 | 2205.47 | 1583.22 | 1583.22 | 1484.48 | 845.48
CSP | 0 | 0 | 0 | 0 | 0 | 0
CT | 0 | 0 | 0 | 0 | 0 | 0
Coal | 0 | 0 | 0 | 0 | 0 | 0
Geo | 0 | 0 | 0 | 0 | 0 | 0
H | 4395 | 4395 | 4395 | 4395 | 4395 | 4395
LFG | 172.4 | 172.4 | 172.4 | 240.33 | 240.33 | 240.33
Nuc | 3365 | 3365 | 3365 | 2743.8 | 2163.3 | 1311.1
PS | 1412 | 1412 | 1412 | 1412 | 1412 | 1412
PV | 0 | 0 | 0 | 0 | 0 | 0
PeakG | 221 | 221 | 221 | 221 | 221 | 221
PeakO | 39 | 39 | 39 | 39 | 39 | 39
ST | 0 | 0 | 0 | 0 | 0 | 0
STOG | 0 | 0 | 0 | 0 | 0 | 0
STWD | 86 | 86 | 86 | 86 | 86 | 86
WT | 3759.3 | 4469.1 | 12141.32 | 14773 | 14773 | 14773
IGCC | 0 | 0 | 0 | 0 | 0 | 0
DemandResponse | 907.2 | 1018.15 | 1143.28 | 1172.73 | 1202.95 | 1233.94
IGCC-CCS | 0 | 0 | 0 | 0 | 0 | 0
WT_off | 0 | 0 | 0 | 0 | 0 | 0
PseudoUnit | 0 | 0 | 0 | 0 | 0 | 0
FixedInterchange | 0 | 0 | 0 | 0 | 0 | 0
Total Installed Capacity by Reporting Type: NYISO_G-I
ReportingType | 2015 | 2020 | 2025 | 2030 | 2035 | 2040
BM | 0 | 0 | 0 | 0 | 0 | 800
CC | 1157 | 1157 | 1157 | 1157 | 1157 | 1157
CSP | 0 | 0 | 0 | 0 | 0 | 0
CT | 0 | 0 | 0 | 0 | 0 | 0
Coal | 0 | 0 | 0 | 0 | 0 | 0
Geo | 0 | 0 | 0 | 0 | 0 | 0
H | 32 | 32 | 32 | 32 | 32 | 32
LFG | 64 | 64 | 64 | 138.33 | 138.33 | 138.33
Nuc | 2045 | 2045 | 2045 | 2045 | 1025.4 | 1676.04
PS | 0 | 0 | 0 | 0 | 0 | 0
PV | 0 | 0 | 0 | 0 | 500.37 | 500.37
PeakG | 65 | 65 | 65 | 65 | 65 | 65
PeakO | 87 | 87 | 87 | 87 | 87 | 87
ST | 0 | 0 | 0 | 0 | 0 | 0
STOG | 0 | 0 | 0 | 0 | 0 | 0
STWD | 0 | 0 | 0 | 0 | 0 | 0
WT | 0 | 60 | 360 | 360 | 360 | 360
IGCC | 0 | 0 | 0 | 0 | 0 | 0
DemandResponse | 339.56 | 380.32 | 434.34 | 453.11 | 472.7 | 493.13
IGCC-CCS | 0 | 0 | 0 | 0 | 0 | 0
WT_off | 0 | 0 | 0 | 0 | 0 | 0
PseudoUnit | 0 | 0 | 0 | 0 | 0 | 0
FixedInterchange | 0 | 0 | 0 | 0 | 0 | 0
Total Installed Capacity by Reporting Type: NYISO_J-K
ReportingType | 2015 | 2020 | 2025 | 2030 | 2035 | 2040
BM | 0 | 0 | 0 | 0 | 0 | 0
CC | 4833.4 | 4833.4 | 4833.4 | 4833.4 | 4833.4 | 4833.4
CSP | 0 | 0 | 0 | 0 | 0 | 0
CT | 0 | 0 | 0 | 0 | 0 | 0
Coal | 0 | 0 | 0 | 0 | 0 | 0
Geo | 0 | 0 | 0 | 0 | 0 | 0
H | 0 | 0 | 0 | 0 | 0 | 0
LFG | 124 | 124 | 124 | 198.33 | 198.33 | 198.33
Nuc | 0.1 | 0.1 | 0.1 | 0.1 | 0.1 | 0.1
PS | 0 | 0 | 0 | 0 | 0 | 0
PV | 32 | 32 | 32 | 32 | 32 | 32
PeakG | 2778 | 2778 | 2778 | 2778 | 2778 | 2778
PeakO | 2169 | 2169 | 2169 | 2169 | 2169 | 2169
ST | 0 | 0 | 0 | 0 | 0 | 0
STOG | 3326.99 | 3326.99 | 3326.99 | 3326.99 | 3106.07 | 3106.07
STWD | 0 | 0 | 0 | 0 | 0 | 0
WT | 0 | 0 | 330 | 330 | 330 | 330
IGCC | 0 | 0 | 0 | 0 | 0 | 0
DemandResponse | 1319.07 | 1502.66 | 1718.62 | 1795.58 | 1875.99 | 1960
IGCC-CCS | 0 | 0 | 0 | 0 | 0 | 0
WT_off | 0 | 0 | 0 | 0 | 2368 | 2368
PseudoUnit | 0 | 0 | 0 | 0 | 0 | 0
FixedInterchange | 0 | 0 | 0 | 0 | 0 | 0
Total Installed Capacity by Reporting Type: PJM_E
ReportingType | 2015 | 2020 | 2025 | 2030 | 2035 | 2040
BM | 30 | 30 | 30 | 30 | 30 | 332.31
CC | 12283.3 | 12283.3 | 12283.3 | 12283.3 | 11142 | 11142
CSP | 0 | 0 | 0 | 0 | 0 | 0
CT | 26.2 | 26.2 | 26.2 | 0 | 0 | 0
Coal | 1076 | 589.31 | 508 | 508 | 508 | 508
Geo | 0 | 0 | 0 | 0 | 0 | 0
H | 269.99 | 269.99 | 269.99 | 269.99 | 269.99 | 269.99
LFG | 471.1 | 471.1 | 500.17 | 604 | 604 | 604
Nuc | 8510 | 7895.5 | 7895.5 | 7895.5 | 5671.5 | 4497.5
PS | 400 | 400 | 400 | 400 | 400 | 400
PV | 47.45 | 47.45 | 47.45 | 47.45 | 47.45 | 47.45
PeakG | 3877.5 | 3877.5 | 3877.5 | 3877.5 | 3877.5 | 3877.5
PeakO | 2749.3 | 2749.3 | 2749.3 | 2749.3 | 2749.3 | 2749.3
ST | 0 | 0 | 0 | 0 | 0 | 0
STOG | 2622.5 | 2622.5 | 2622.5 | 251.09 | 0 | 0
STWD | 0 | 0 | 0 | 0 | 0 | 0
WT | 1160 | 1160 | 1160 | 1180 | 1180 | 1180
IGCC | 0 | 0 | 0 | 0 | 0 | 0
DemandResponse | 1256.73 | 1718.17 | 2388.62 | 2469.72 | 2553.57 | 2640.27
IGCC-CCS | 0 | 0 | 0 | 0 | 0 | 0
WT_off | 0 | 0 | 1100 | 9600 | 9600 | 9600
PseudoUnit | 0 | 0 | 0 | 0 | 0 | 0
FixedInterchange | 0 | 0 | 0 | 0 | 0 | 0
Total Installed Capacity by Reporting Type: PJM_ROM
ReportingType | 2015 | 2020 | 2025 | 2030 | 2035 | 2040
BM | 18 | 18 | 18 | 18 | 2075.61 | 2357.79
CC | 5664.5 | 5664.5 | 5664.5 | 5664.5 | 4365.35 | 4277.65
CSP | 0 | 0 | 0 | 0 | 0 | 0
CT | 16 | 16 | 16 | 16 | 0 | 0
Coal | 3361.11 | 2127.11 | 553.5 | 32.5 | 32.5 | 32.5
Geo | 0 | 0 | 0 | 0 | 0 | 0
H | 1392 | 2070 | 2070 | 2070 | 2070 | 2070
LFG | 356.9 | 419.66 | 622 | 622 | 622 | 622
Nuc | 5036 | 5036 | 5036 | 5036 | 3304 | 6305.28
PS | 1513 | 1513 | 1513 | 1513 | 1513 | 1513
PV | 4 | 1359.2 | 2117.94 | 2287.77 | 2300.57 | 2361.65
PeakG | 1719 | 1719 | 1719 | 1719 | 1719 | 1719
PeakO | 1566 | 1566 | 1566 | 1566 | 0 | 0
ST | 0 | 0 | 0 | 0 | 0 | 0
STOG | 3529 | 3529 | 3529 | 3529 | 0 | 0
STWD | 70 | 70 | 70 | 70 | 70 | 70
WT | 1210.8 | 1961 | 7771 | 7771 | 7771 | 7771
IGCC | 0 | 0 | 0 | 0 | 0 | 0
DemandResponse | 2307.31 | 2787.75 | 3373.93 | 3488.48 | 3606.92 | 3729.38
IGCC-CCS | 0 | 0 | 0 | 0 | 0 | 0
WT_off | 0 | 0 | 0 | 10010.19 | 10149.64 | 10814.93
PseudoUnit | 0 | 0 | 0 | 0 | 0 | 0
FixedInterchange | 0 | 0 | 0 | 0 | 0 | 0
Total Installed Capacity by Reporting Type: PJM_ROR
ReportingType | 2015 | 2020 | 2025 | 2030 | 2035 | 2040
BM | 385 | 385 | 385 | 385 | 10556.34 | 10556.34
CC | 25338.75 | 28478.1 | 28478.1 | 28478.1 | 27003.1 | 17503.2
CSP | 0 | 0 | 0 | 0 | 0 | 0
CT | 29 | 29 | 29 | 29 | 0 | 0
Coal | 29845.8 | 19157.8 | 4314 | 4314 | 4314 | 4314
Geo | 0 | 0 | 0 | 0 | 0 | 0
H | 1837.4 | 2340.4 | 2340.4 | 2340.4 | 2340.4 | 2340.4
LFG | 539.4 | 1053.11 | 1053.11 | 1053.11 | 1053.11 | 1053.11
Nuc | 20038 | 20038 | 20038 | 19171 | 20142.26 | 28858.34
PS | 3081 | 3081 | 3081 | 3081 | 3081 | 3081
PV | 24 | 453.08 | 663.99 | 671.82 | 671.82 | 671.82
PeakG | 19311 | 19311 | 19311 | 19311 | 19311 | 19311
PeakO | 1742 | 1742 | 1742 | 1742 | 0 | 0
ST | 0 | 0 | 0 | 0 | 0 | 0
STOG | 2122 | 2122 | 2122 | 2087 | 0 | 0
STWD | 194 | 194 | 194 | 194 | 194 | 194
WT | 10922.7 | 25945.53 | 56197 | 56197 | 56197 | 56197
IGCC | 0 | 0 | 0 | 0 | 0 | 0
DemandResponse | 3324.65 | 6282.21 | 9765.55 | 10067.05 | 10377.87 | 10698.28
IGCC-CCS | 0 | 0 | 0 | 0 | 0 | 0
WT_off | 0 | 0 | 0 | 0 | 9624.99 | 10042.93
PseudoUnit | 0 | 0 | 0 | 0 | 0 | 0
FixedInterchange | 0 | 0 | 0 | 0 | 0 | 0
Total Installed Capacity by Reporting Type: SOCO
ReportingType | 2015 | 2020 | 2025 | 2030 | 2035 | 2040
BM | 55 | 55 | 55 | 55 | 6555.24 | 6555.24
CC | 22293.58 | 27195.27 | 27195.27 | 27009.27 | 12383.27 | 4901.69
CSP | 0 | 0 | 0 | 0 | 0 | 0
CT | 0 | 0 | 0 | 0 | 0 | 0
Coal | 7805 | 3613.79 | 1646.3 | 1646.3 | 1646.3 | 1646.3
Geo | 0 | 0 | 0 | 0 | 0 | 0
H | 4194 | 4194 | 4194 | 4194 | 5061 | 5061
LFG | 37 | 144.4 | 144.4 | 144.4 | 144.4 | 144.4
Nuc | 5841 | 8041 | 8041 | 13533.88 | 20642.51 | 26844.01
PS | 1675 | 1675 | 1675 | 1675 | 1675 | 1675
PV | 0 | 0 | 0 | 2000 | 2000 | 2000
PeakG | 10713 | 10713 | 10713 | 4949.96 | 4169.77 | 4169.77
PeakO | 0 | 0 | 0 | 0 | 0 | 0
ST | 0 | 0 | 0 | 0 | 0 | 0
STOG | 0 | 0 | 0 | 0 | 0 | 0
STWD | 668 | 668 | 668 | 668 | 668 | 668
WT | 0 | 0 | 100 | 100 | 100 | 100
IGCC | 0 | 0 | 0 | 0 | 0 | 0
DemandResponse | 2570.49 | 4773.97 | 7215.46 | 7512.46 | 7821.68 | 8143.63
IGCC-CCS | 0 | 0 | 0 | 0 | 0 | 0
WT_off | 0 | 0 | 0 | 0 | 0 | 0
PseudoUnit | 0 | 0 | 0 | 0 | 0 | 0
FixedInterchange | 0 | 0 | 0 | 0 | 0 | 0
Total Installed Capacity by Reporting Type: SPP_N
ReportingType | 2015 | 2020 | 2025 | 2030 | 2035 | 2040
BM | 0 | 0 | 0 | 0 | 5399.29 | 6405.59
CC | 2780.13 | 4523.63 | 4523.63 | 4687.1 | 4687.1 | 4687.1
CSP | 0 | 0 | 0 | 0 | 0 | 0
CT | 0 | 0 | 0 | 0 | 0 | 0
Coal | 7726.53 | 4893.04 | 2160.04 | 2160.04 | 1116.04 | 1116.04
Geo | 0 | 0 | 0 | 0 | 0 | 0
H | 21 | 21 | 21 | 21 | 21 | 21
LFG | 7 | 7 | 7 | 102 | 102 | 102
Nuc | 1160 | 1160 | 1160 | 1160 | 1160 | 1160
PS | 0 | 0 | 0 | 0 | 0 | 0
PV | 0 | 0 | 0 | 0 | 0 | 0
PeakG | 4397 | 4397 | 4397 | 4397 | 4397 | 4397
PeakO | 1199 | 1199 | 1199 | 1199 | 1199 | 1199
ST | 0 | 0 | 0 | 0 | 0 | 0
STOG | 1351.92 | 1351.92 | 1351.92 | 1351.92 | 0 | 0
STWD | 0 | 0 | 0 | 0 | 0 | 0
WT | 1227 | 17161.85 | 17161.85 | 17161.85 | 17161.85 | 17161.85
IGCC | 0 | 0 | 0 | 0 | 0 | 0
DemandResponse | 446.68 | 920.58 | 1432.75 | 1499.14 | 1568.6 | 1641.28
IGCC-CCS | 0 | 0 | 0 | 0 | 0 | 0
WT_off | 0 | 0 | 0 | 0 | 0 | 0
PseudoUnit | 0 | 0 | 0 | 0 | 0 | 0
FixedInterchange | 0 | 0 | 0 | 0 | 0 | 0
Total Installed Capacity by Reporting Type: SPP_S
ReportingType | 2015 | 2020 | 2025 | 2030 | 2035 | 2040
BM | 0 | 0 | 0 | 0 | 4346.33 | 4507.34
CC | 10917 | 16320.07 | 16320.07 | 16628.21 | 16628.21 | 16628.21
CSP | 0 | 0 | 0 | 0 | 0 | 0
CT | 412.99 | 712.99 | 712.99 | 712.99 | 712.99 | 412.99
Coal | 10629.15 | 4109 | 2603.11 | 2603.11 | 988 | 988
Geo | 0 | 0 | 0 | 0 | 0 | 0
H | 2108 | 2108 | 2108 | 2199 | 2199 | 2199
LFG | 19 | 19 | 19 | 114 | 114 | 114
Nuc | 0.1 | 0.1 | 0.1 | 686.28 | 686.28 | 686.28
PS | 446 | 446 | 446 | 446 | 446 | 446
PV | 0 | 0 | 0 | 0 | 0 | 0
PeakG | 3443 | 3443 | 3443 | 3443 | 3443 | 3443
PeakO | 122 | 122 | 122 | 122 | 122 | 122
ST | 0 | 0 | 0 | 0 | 0 | 0
STOG | 6797.96 | 6797.96 | 6797.96 | 6797.96 | 1647.9 | 1270.67
STWD | 84 | 84 | 84 | 84 | 84 | 84
WT | 2727 | 28400.48 | 28400.48 | 28400.48 | 28400.48 | 29181.79
IGCC | 0 | 0 | 0 | 0 | 0 | 0
DemandResponse | 61.11 | 1754.28 | 3560.21 | 3675.61 | 3794.74 | 3917.74
IGCC-CCS | 0 | 0 | 0 | 0 | 0 | 0
WT_off | 0 | 0 | 0 | 0 | 0 | 0
PseudoUnit | 0 | 0 | 0 | 0 | 0 | 0
FixedInterchange | 0 | 0 | 0 | 0 | 0 | 0
Total Installed Capacity by Reporting Type: TVA
ReportingType | 2015 | 2020 | 2025 | 2030 | 2035 | 2040
BM | 0 | 0 | 0 | 0 | 7394.28 | 7394.28
CC | 8482.12 | 13173.17 | 13173.17 | 13173.17 | 8390.17 | 4691.04
CSP | 0 | 0 | 0 | 0 | 0 | 0
CT | 0 | 0 | 0 | 0 | 0 | 0
Coal | 5348.39 | 3244.39 | 1505.53 | 0 | 0 | 0
Geo | 0 | 0 | 0 | 0 | 0 | 0
H | 5111 | 5138 | 5138 | 5138 | 5138 | 5138
LFG | 13 | 120.4 | 120.4 | 120.4 | 120.4 | 120.4
Nuc | 8394.89 | 8394.89 | 8394.89 | 8534.81 | 10053.39 | 11850.73
PS | 1743 | 1743 | 1743 | 1743 | 1743 | 1743
PV | 0 | 0 | 0 | 2000 | 2000 | 2000
PeakG | 5865 | 5865 | 5865 | 5865 | 5129.73 | 5129.73
PeakO | 83 | 83 | 83 | 83 | 0 | 0
ST | 0 | 0 | 0 | 0 | 0 | 0
STOG | 0 | 0 | 0 | 0 | 0 | 0
STWD | 5 | 5 | 5 | 5 | 5 | 5
WT | 29 | 29 | 129 | 129 | 129 | 129
IGCC | 0 | 0 | 0 | 0 | 0 | 0
DemandResponse | 1805 | 2555.95 | 3357.9 | 3440.97 | 3526.11 | 3613.35
IGCC-CCS | 0 | 0 | 0 | 0 | 0 | 0
WT_off | 0 | 0 | 0 | 0 | 0 | 0
PseudoUnit | 0 | 0 | 0 | 0 | 0 | 0
FixedInterchange | 0 | 0 | 0 | 0 | 0 | 0
Total Installed Capacity by Reporting Type: TVA_Transmission
ReportingType | 2015 | 2020 | 2025 | 2030 | 2035 | 2040
BM | 0 | 0 | 0 | 0 | 0 | 0
CC | 0 | 0 | 0 | 0 | 0 | 0
CSP | 0 | 0 | 0 | 0 | 0 | 0
CT | 0 | 0 | 0 | 0 | 0 | 0
Coal | 0 | 0 | 0 | 0 | 0 | 0
Geo | 0 | 0 | 0 | 0 | 0 | 0
H | 0 | 0 | 0 | 0 | 0 | 0
LFG | 0 | 0 | 0 | 0 | 0 | 0
Nuc | 0 | 0 | 0 | 0 | 0 | 0
PS | 0 | 0 | 0 | 0 | 0 | 0
PV | 0 | 0 | 0 | 0 | 0 | 0
PeakG | 0 | 0 | 0 | 0 | 0 | 0
PeakO | 0 | 0 | 0 | 0 | 0 | 0
ST | 0 | 0 | 0 | 0 | 0 | 0
STOG | 0 | 0 | 0 | 0 | 0 | 0
STWD | 0 | 0 | 0 | 0 | 0 | 0
WT | 0 | 0 | 0 | 0 | 0 | 0
IGCC | 0 | 0 | 0 | 0 | 0 | 0
DemandResponse | 0 | 0 | 0 | 0 | 0 | 0
IGCC-CCS | 0 | 0 | 0 | 0 | 0 | 0
WT_off | 0 | 0 | 0 | 0 | 0 | 0
PseudoUnit | 0 | 0 | 0 | 0 | 0 | 0
FixedInterchange | 0 | 0 | 0 | 0 | 0 | 0
Total Installed Capacity by Reporting Type: VACAR
ReportingType | 2015 | 2020 | 2025 | 2030 | 2035 | 2040
BM | 0.92 | 0.92 | 0.92 | 0.92 | 3054.75 | 6986.31
CC | 16334.58 | 16334.58 | 16334.58 | 14164.25 | 12869.33 | 10280.18
CSP | 0 | 0 | 0 | 0 | 0 | 0
CT | 717.2 | 717.2 | 717.2 | 0 | 0 | 0
Coal | 11303.22 | 9494.81 | 4342.26 | 1985 | 1985 | 1985
Geo | 0 | 0 | 0 | 0 | 0 | 0
H | 2122 | 2122 | 2122 | 2122 | 2174 | 2174
LFG | 63.34 | 170.4 | 170.4 | 170.4 | 170.4 | 170.4
Nuc | 11430 | 13760 | 13760 | 13760 | 10512 | 10887.23
PS | 2616 | 2616 | 2616 | 2616 | 2616 | 2616
PV | 16 | 149.61 | 151.95 | 152.75 | 1349.33 | 1349.33
PeakG | 8308 | 8308 | 8308 | 7962.36 | 7962.36 | 7962.36
PeakO | 1268 | 1268 | 1268 | 0 | 0 | 0
ST | 0 | 0 | 0 | 0 | 0 | 0
STOG | 92 | 92 | 92 | 0 | 0 | 0
STWD | 281 | 281 | 281 | 281 | 281 | 281
WT | 0.9 | 3500 | 3500 | 3500 | 3500 | 3500
IGCC | 0 | 0 | 0 | 0 | 0 | 0
DemandResponse | 2339.28 | 3868.22 | 5651.52 | 5928.05 | 6218.12 | 6522.37
IGCC-CCS | 0 | 0 | 0 | 0 | 0 | 0
WT_off | 1 | 454.8 | 16177.2 | 39250 | 39250 | 39250
PseudoUnit | 0 | 0 | 0 | 0 | 0 | 0
FixedInterchange | 0 | 0 | 0 | 0 | 0 | 0
Total Installed Capacity by Reporting Type: IESO
ReportingType | 2015 | 2020 | 2025 | 2030 | 2035 | 2040
BM | 326.33 | 326.33 | 326.33 | 326.33 | 326.33 | 326.33
CC | 1263 | 1263 | 1263 | 1263 | 1263 | 1263
CSP | 0 | 0 | 0 | 0 | 0 | 0
CT | 368 | 368 | 368 | 368 | 0 | 0
Coal | 0 | 0 | 0 | 0 | 0 | 0
Geo | 0 | 0 | 0 | 0 | 0 | 0
H | 8693.3 | 8693.3 | 8693.3 | 8693.3 | 8693.3 | 8943.3
LFG | 117.5 | 117.5 | 117.5 | 117.5 | 117.5 | 118
Nuc | 13018 | 13018 | 13018 | 13018 | 11988 | 10448
PS | 123 | 123 | 123 | 123 | 123 | 123
PV | 1097.26 | 1097.26 | 1097.26 | 1097.26 | 30 | 30
PeakG | 0 | 0 | 0 | 0 | 0 | 0
PeakO | 0 | 0 | 0 | 0 | 0 | 0
ST | 0 | 0 | 0 | 0 | 0 | 0
STOG | 0 | 0 | 0 | 0 | 0 | 0
STWD | 139 | 139 | 139 | 139 | 139 | 139
WT | 3385.9 | 3385.9 | 3385.9 | 3385.9 | 3385.9 | 3514.33
IGCC | 0 | 0 | 0 | 0 | 0 | 0
DemandResponse | 1958.79 | 2066.83 | 2340.54 | 2421.21 | 2504.65 | 2590.98
IGCC-CCS | 0 | 0 | 0 | 0 | 0 | 0
WT_off | 0 | 0 | 0 | 0 | 0 | 0
PseudoUnit | 0 | 0 | 0 | 0 | 0 | 0
FixedInterchange | 0 | 0 | 0 | 0 | 0 | 0
Total Installed Capacity by Reporting Type: MAPP_CA
ReportingType | 2015 | 2020 | 2025 | 2030 | 2035 | 2040
BM | 0 | 0 | 0 | 0 | 0 | 0
CC | 964.94 | 964.94 | 233.94 | 233.94 | 233.94 | 0
CSP | 0 | 0 | 0 | 0 | 0 | 0
CT | 0 | 0 | 0 | 0 | 0 | 0
Coal | 716.87 | 156.54 | 0 | 0 | 0 | 0
Geo | 0 | 0 | 0 | 0 | 0 | 0
H | 6475.4 | 7170.4 | 8665.4 | 11125.4 | 11125.4 | 11125.4
LFG | 0 | 0 | 0 | 0 | 0 | 0
Nuc | 0.1 | 0.1 | 0.1 | 0.1 | 0.1 | 0.1
PS | 0 | 0 | 0 | 0 | 0 | 0
PV | 0 | 0 | 0 | 0 | 0 | 0
PeakG | 559 | 559 | 0 | 0 | 0 | 0
PeakO | 4 | 4 | 0 | 0 | 0 | 0
ST | 0 | 0 | 0 | 0 | 0 | 0
STOG | 126 | 126 | 0 | 0 | 0 | 0
STWD | 0 | 0 | 0 | 0 | 0 | 0
WT | 577.4 | 577.4 | 577.4 | 577.4 | 0 | 0
IGCC | 0 | 0 | 0 | 0 | 0 | 0
DemandResponse | 89.5 | 308.14 | 546.73 | 568.39 | 590.9 | 614.31
IGCC-CCS | 0 | 0 | 0 | 0 | 0 | 0
WT_off | 0 | 0 | 0 | 0 | 0 | 0
PseudoUnit | 0 | 0 | 0 | 0 | 0 | 0
FixedInterchange | 0 | 0 | 0 | 0 | 0 | 0
Total Installed Capacity by Reporting Type: AZ_NM_SNV_Coal
ReportingType | 2015 | 2020 | 2025 | 2030 | 2035 | 2040
BM | 0 | 0 | 0 | 0 | 0 | 0
CC | 0 | 0 | 0 | 0 | 0 | 0
CSP | 0 | 0 | 0 | 0 | 0 | 0
CT | 0 | 0 | 0 | 0 | 0 | 0
Coal | 7481.13 | 6941.13 | 4439.63 | 51.35 | 51.35 | 51.35
Geo | 0 | 0 | 0 | 0 | 0 | 0
H | 0 | 0 | 0 | 0 | 0 | 0
LFG | 0 | 0 | 0 | 0 | 0 | 0
Nuc | 0 | 0 | 0 | 0 | 0 | 0
PS | 0 | 0 | 0 | 0 | 0 | 0
PV | 0 | 0 | 0 | 0 | 0 | 0
PeakG | 0 | 0 | 0 | 0 | 0 | 0
PeakO | 200 | 200 | 200 | 200 | 200 | 200
ST | 0 | 0 | 0 | 0 | 0 | 0
STOG | 0 | 0 | 0 | 0 | 0 | 0
STWD | 0 | 0 | 0 | 0 | 0 | 0
WT | 0 | 0 | 0 | 0 | 0 | 0
IGCC | 0 | 0 | 0 | 0 | 0 | 0
DemandResponse | 0 | 0 | 0 | 0 | 0 | 0
IGCC-CCS | 0 | 0 | 0 | 0 | 0 | 0
WT_off | 0 | 0 | 0 | 0 | 0 | 0
PseudoUnit | 0 | 0 | 0 | 0 | 0 | 0
FixedInterchange | 0 | 0 | 0 | 0 | 0 | 0
Total Installed Capacity by Reporting Type: AZ_NM_SNV_Gas
ReportingType | 2015 | 2020 | 2025 | 2030 | 2035 | 2040
BM | 0 | 0 | 0 | 0 | 0 | 0
CC | 15245 | 16512.8 | 16512.8 | 16240.67 | 11511.9 | 8066.6
CSP | 0 | 0 | 0 | 0 | 0 | 0
CT | 736 | 736 | 736 | 736 | 0 | 0
Coal | 0 | 0 | 0 | 0 | 0 | 0
Geo | 0 | 0 | 0 | 0 | 0 | 0
H | 0 | 0 | 0 | 0 | 0 | 0
LFG | 0 | 0 | 0 | 0 | 0 | 0
Nuc | 0 | 0 | 0 | 0 | 0 | 0
PS | 0 | 0 | 0 | 0 | 0 | 0
PV | 0 | 0 | 0 | 0 | 0 | 0
PeakG | 3660 | 3660 | 3660 | 3660 | 3660 | 3660
PeakO | 0 | 0 | 0 | 0 | 0 | 0
ST | 0 | 0 | 0 | 0 | 0 | 0
STOG | 0 | 0 | 0 | 0 | 0 | 0
STWD | 0 | 0 | 0 | 0 | 0 | 0
WT | 0 | 0 | 0 | 0 | 0 | 0
IGCC | 0 | 0 | 0 | 0 | 0 | 0
DemandResponse | 334.55 | 1076.71 | 1928.33 | 2059.84 | 2196.64 | 2344.36
IGCC-CCS | 0 | 0 | 0 | 0 | 0 | 0
WT_off | 0 | 0 | 0 | 0 | 0 | 0
PseudoUnit | 0 | 0 | 0 | 0 | 0 | 0
FixedInterchange | 0 | 0 | 0 | 0 | 0 | 0
Total Installed Capacity by Reporting Type: AZ_NM_SNV_NucRenew
ReportingType | 2015 | 2020 | 2025 | 2030 | 2035 | 2040
BM | 0 | 0 | 0 | 0 | 0 | 3297.58
CC | 0 | 0 | 0 | 0 | 0 | 0
CSP | 0 | 0 | 0 | 0 | 0 | 0
CT | 0 | 0 | 0 | 0 | 0 | 0
Coal | 0 | 0 | 0 | 0 | 0 | 0
Geo | 0 | 155.68 | 1450 | 1450 | 1450 | 1450
H | 3131 | 3131 | 3131 | 3131 | 3131 | 3131
LFG | 7 | 67.67 | 67.67 | 67.67 | 67.67 | 67.67
Nuc | 3875 | 3875 | 3875 | 8100.99 | 15016.64 | 15016.64
PS | 216 | 216 | 216 | 216 | 216 | 216
PV | 148.7 | 148.7 | 148.7 | 148.7 | 148.7 | 148.7
PeakG | 0 | 0 | 0 | 0 | 0 | 0
PeakO | 0 | 0 | 0 | 0 | 0 | 0
ST | 280 | 725.61 | 953.39 | 963.12 | 1484.89 | 1484.89
STOG | 0 | 0 | 0 | 0 | 0 | 0
STWD | 26 | 26 | 26 | 26 | 26 | 26
WT | 525.1 | 12314.92 | 12339.99 | 12474.44 | 12474.44 | 12474.44
IGCC | 0 | 0 | 0 | 0 | 0 | 0
DemandResponse | 0 | 0 | 0 | 0 | 0 | 0
IGCC-CCS | 0 | 0 | 0 | 0 | 0 | 0
WT_off | 0 | 0 | 0 | 0 | 0 | 0
PseudoUnit | 0 | 0 | 0 | 0 | 0 | 0
FixedInterchange | 0 | 0 | 0 | 0 | 0 | 0
Total Installed Capacity by Reporting Type: ERCOT
ReportingType | 2015 | 2020 | 2025 | 2030 | 2035 | 2040
BM | 145 | 145 | 145 | 145 | 4064.97 | 4064.97
CC | 43096.25 | 43096.25 | 43096.25 | 43096.25 | 33591.64 | 29967.66
CSP | 0 | 0 | 0 | 0 | 0 | 0
CT | 250 | 250 | 250 | 250 | 0 | 0
Coal | 6881.89 | 3910 | 3350 | 3350 | 3350 | 3350
Geo | 0 | 0 | 0 | 0 | 0 | 0
H | 565 | 565 | 565 | 565 | 1193 | 1193
LFG | 75 | 75 | 429 | 429 | 429 | 429
Nuc | 5091 | 5091 | 5091 | 9752.57 | 20469.12 | 24225.74
PS | 0 | 0 | 0 | 0 | 0 | 0
PV | 15 | 15 | 15 | 15 | 15 | 15
PeakG | 4768 | 4768 | 4768 | 4768 | 4768 | 4768
PeakO | 51 | 51 | 51 | 51 | 51 | 51
ST | 0 | 0 | 0 | 0 | 0 | 0
STOG | 14254.3 | 13953.75 | 11296.87 | 5765.33 | 0 | 0
STWD | 0 | 0 | 0 | 0 | 0 | 0
WT | 9280.1 | 28947.33 | 28996.83 | 28996.83 | 28996.83 | 32506.89
IGCC | 0 | 0 | 0 | 0 | 0 | 0
DemandResponse | 740.81 | 3617.73 | 6720.3 | 6926.25 | 7155.61 | 7391.29
IGCC-CCS | 0 | 0 | 0 | 0 | 0 | 0
WT_off | 0 | 0 | 0 | 0 | 0 | 0
PseudoUnit | 0 | 0 | 0 | 0 | 0 | 0
FixedInterchange | 0 | 0 | 0 | 0 | 0 | 0
Total Installed Capacity by Reporting Type: NP15
ReportingType | 2015 | 2020 | 2025 | 2030 | 2035 | 2040
BM | 0 | 0 | 0 | 0 | 843.24 | 843.24
CC | 8171.64 | 8171.64 | 8171.64 | 8171.64 | 8171.64 | 8171.64
CSP | 0 | 0 | 0 | 0 | 0 | 0
CT | 212.6 | 212.6 | 212.6 | 212.6 | 0 | 0
Coal | 191.9 | 0 | 0 | 0 | 0 | 0
Geo | 1123 | 1123 | 1723 | 1723 | 1723 | 1723
H | 8825 | 8825 | 8825 | 8825 | 8825 | 8825
LFG | 85 | 85 | 650 | 650 | 650 | 650
Nuc | 2300 | 2300 | 2300 | 6477.45 | 8874.96 | 9442.26
PS | 2257 | 2257 | 2257 | 2257 | 2257 | 2257
PV | 59.5 | 59.5 | 59.5 | 59.5 | 59.5 | 804.05
PeakG | 3265 | 3265 | 3265 | 3265 | 3265 | 3265
PeakO | 350 | 350 | 350 | 350 | 350 | 350
ST | 29 | 29 | 29 | 29 | 29 | 100
STOG | 3068.77 | 3068.77 | 3068.77 | 2405.94 | 1224.53 | 1224.53
STWD | 442 | 442 | 442 | 442 | 442 | 442
WT | 1193.2 | 4492 | 11762.41 | 12595.7 | 12913.97 | 12913.97
IGCC | 0 | 0 | 0 | 0 | 0 | 0
DemandResponse | 1828.06 | 1875.2 | 2034.02 | 2149.8 | 2261.58 | 2376.93
IGCC-CCS | 0 | 0 | 0 | 0 | 0 | 0
WT_off | 0 | 0 | 0 | 0 | 0 | 0
PseudoUnit | 0 | 0 | 0 | 0 | 0 | 0
FixedInterchange | 0 | 0 | 0 | 0 | 0 | 0
Total Installed Capacity by Reporting Type: NWPP_Coal
ReportingType | 2015 | 2020 | 2025 | 2030 | 2035 | 2040
BM | 0 | 0 | 0 | 0 | 0 | 0
CC | 0 | 0 | 0 | 0 | 0 | 0
CSP | 0 | 0 | 0 | 0 | 0 | 0
CT | 0 | 0 | 0 | 0 | 0 | 0
Coal | 6984.5 | 5382.8 | 226.8 | 226.8 | 226.8 | 226.8
Geo | 0 | 0 | 0 | 0 | 0 | 0
H | 0 | 0 | 0 | 0 | 0 | 0
LFG | 0 | 0 | 0 | 0 | 0 | 0
Nuc | 0 | 0 | 0 | 0 | 0 | 0
PS | 0 | 0 | 0 | 0 | 0 | 0
PV | 0 | 0 | 0 | 0 | 0 | 0
PeakG | 0 | 0 | 0 | 0 | 0 | 0
PeakO | 0 | 0 | 0 | 0 | 0 | 0
ST | 0 | 0 | 0 | 0 | 0 | 0
STOG | 0 | 0 | 0 | 0 | 0 | 0
STWD | 0 | 0 | 0 | 0 | 0 | 0
WT | 0 | 0 | 0 | 0 | 0 | 0
IGCC | 0 | 0 | 0 | 0 | 0 | 0
DemandResponse | 0 | 0 | 0 | 0 | 0 | 0
IGCC-CCS | 0 | 0 | 0 | 0 | 0 | 0
WT_off | 0 | 0 | 0 | 0 | 0 | 0
PseudoUnit | 0 | 0 | 0 | 0 | 0 | 0
FixedInterchange | 0 | 0 | 0 | 0 | 0 | 0
Total Installed Capacity by Reporting Type: NWPP_Gas
ReportingType | 2015 | 2020 | 2025 | 2030 | 2035 | 2040
BM | 0 | 0 | 0 | 0 | 0 | 0
CC | 5836.48 | 5836.48 | 5836.48 | 5064.41 | 300 | 58.55
CSP | 0 | 0 | 0 | 0 | 0 | 0
CT | 150 | 150 | 150 | 150 | 0 | 0
Coal | 0 | 0 | 0 | 0 | 0 | 0
Geo | 0 | 0 | 0 | 0 | 0 | 0
H | 0 | 0 | 0 | 0 | 0 | 0
LFG | 0 | 0 | 0 | 0 | 0 | 0
Nuc | 0 | 0 | 0 | 0 | 0 | 0
PS | 0 | 0 | 0 | 0 | 0 | 0
PV | 0 | 0 | 0 | 0 | 0 | 0
PeakG | 0 | 0 | 0 | 0 | 0 | 0
PeakO | 0 | 0 | 0 | 0 | 0 | 0
ST | 0 | 0 | 0 | 0 | 0 | 0
STOG | 0 | 0 | 0 | 0 | 0 | 0
STWD | 0 | 0 | 0 | 0 | 0 | 0
WT | 0 | 0 | 0 | 0 | 0 | 0
IGCC | 0 | 0 | 0 | 0 | 0 | 0
DemandResponse | 0.01 | 953.34 | 1988.72 | 2091.14 | 2193.74 | 2298.72
IGCC-CCS | 0 | 0 | 0 | 0 | 0 | 0
WT_off | 0 | 0 | 0 | 0 | 0 | 0
PseudoUnit | 0 | 0 | 0 | 0 | 0 | 0
FixedInterchange | 0 | 0 | 0 | 0 | 0 | 0
Total Installed Capacity by Reporting Type: NWPP_NucRenew
ReportingType | 2015 | 2020 | 2025 | 2030 | 2035 | 2040
BM | 32.55 | 32.55 | 32.55 | 32.55 | 1561.73 | 3388.95
CC | 0 | 0 | 0 | 0 | 0 | 0
CSP | 0 | 0 | 0 | 0 | 0 | 0
CT | 0 | 0 | 0 | 0 | 0 | 0
Coal | 0 | 0 | 0 | 0 | 0 | 0
Geo | 404.2 | 404.2 | 838.2 | 838.2 | 838.2 | 838.2
H | 33736 | 33736 | 34071 | 34071 | 34071 | 34071
LFG | 128.5 | 128.5 | 373 | 373 | 373 | 373
Nuc | 1131 | 1131 | 1131 | 3173.86 | 4917.13 | 4917.13
PS | 258 | 258 | 258 | 258 | 258 | 258
PV | 3 | 3 | 3 | 3 | 3 | 463.03
PeakG | 0 | 0 | 0 | 0 | 0 | 0
PeakO | 0 | 0 | 0 | 0 | 0 | 0
ST | 0 | 0 | 0 | 0 | 0 | 3
STOG | 0 | 0 | 0 | 0 | 0 | 0
STWD | 561 | 561 | 561 | 561 | 561 | 561
WT | 6865.3 | 10905.13 | 27712.81 | 28204.36 | 28204.37 | 30153.13
IGCC | 0 | 0 | 0 | 0 | 0 | 0
DemandResponse | 0 | 0 | 0 | 0 | 0 | 0
IGCC-CCS | 0 | 0 | 0 | 0 | 0 | 0
WT_off | 0 | 0 | 0 | 0 | 0 | 0
PseudoUnit | 0 | 0 | 0 | 0 | 0 | 0
FixedInterchange | 0 | 0 | 0 | 0 | 0 | 0
Total Installed Capacity by Reporting Type: RMPA
ReportingType | 2015 | 2020 | 2025 | 2030 | 2035 | 2040
BM | 0 | 0 | 0 | 0 | 1418.92 | 2066.47
CC | 2686 | 3499.61 | 3499.61 | 3499.61 | 2177 | 2177
CSP | 0 | 0 | 0 | 0 | 0 | 0
CT | 152 | 152 | 152 | 152 | 0 | 0
Coal | 6769.3 | 5584.3 | 1940.92 | 1167.3 | 1167.3 | 1167.3
Geo | 0 | 469.32 | 2570 | 2570 | 2570 | 2570
H | 982 | 982 | 982 | 982 | 982 | 982
LFG | 7.4 | 36.33 | 36.33 | 36.33 | 36.33 | 36.33
Nuc | 0.1 | 0.1 | 381.3 | 2330.84 | 2330.84 | 2330.84
PS | 563 | 563 | 563 | 563 | 563 | 563
PV | 21 | 21 | 21 | 21 | 21 | 21
PeakG | 2904 | 2904 | 2904 | 2904 | 2904 | 2904
PeakO | 0 | 0 | 0 | 0 | 0 | 0
ST | 3 | 370.43 | 370.43 | 375.89 | 375.89 | 375.89
STOG | 0 | 0 | 0 | 0 | 0 | 0
STWD | 0 | 0 | 0 | 0 | 0 | 0
WT | 2113.4 | 5658.61 | 5658.61 | 6195.18 | 6195.18 | 6330.91
IGCC | 0 | 0 | 0 | 0 | 0 | 0
DemandResponse | 486.05 | 622.89 | 804.5 | 856.88 | 912.57 | 971.91
IGCC-CCS | 0 | 0 | 0 | 0 | 0 | 0
WT_off | 0 | 0 | 0 | 0 | 0 | 0
PseudoUnit | 0 | 0 | 0 | 0 | 0 | 0
FixedInterchange | 0 | 0 | 0 | 0 | 0 | 0
Total Installed Capacity by Reporting Type: SP15
ReportingType | 2015 | 2020 | 2025 | 2030 | 2035 | 2040
BM | 6 | 6 | 6 | 6 | 674.59 | 674.59
CC | 12071.23 | 12071.23 | 12071.23 | 12071.23 | 12071.23 | 12071.23
CSP | 0 | 0 | 0 | 0 | 0 | 0
CT | 0 | 0 | 0 | 0 | 0 | 0
Coal | 185.7 | 101.2 | 0 | 0 | 0 | 0
Geo | 963 | 2413 | 2413 | 2413 | 2413 | 2413
H | 1163 | 1163 | 1163 | 1163 | 1163 | 1163
LFG | 223.2 | 636.75 | 779 | 779 | 779 | 779
Nuc | 2250 | 2250 | 2250 | 2250 | 2641.59 | 5922.84
PS | 1440 | 1440 | 1440 | 1440 | 1440 | 1440
PV | 126.8 | 126.8 | 126.8 | 126.8 | 126.8 | 126.8
PeakG | 4309 | 4309 | 4309 | 4309 | 4309 | 4309
PeakO | 51 | 51 | 51 | 51 | 51 | 51
ST | 448 | 448 | 2149.6 | 2488.07 | 2857.45 | 3693.59
STOG | 7884.67 | 6324.75 | 6324.75 | 6102.6 | 4775.04 | 4775.04
STWD | 119 | 119 | 119 | 119 | 119 | 119
WT | 2207.8 | 16372.8 | 16372.8 | 16372.8 | 16372.8 | 16372.8
IGCC | 0 | 0 | 0 | 0 | 0 | 0
DemandResponse | 2613.15 | 2728.17 | 2959.23 | 3127.67 | 3290.3 | 3458.12
IGCC-CCS | 0 | 0 | 0 | 0 | 0 | 0
WT_off | 0 | 0 | 0 | 0 | 0 | 0
PseudoUnit | 0 | 0 | 0 | 0 | 0 | 0
FixedInterchange | 0 | 0 | 0 | 0 | 0 | 0
Total Installed Capacity by Reporting Type: ALB
ReportingType | 2015 | 2020 | 2025 | 2030 | 2035 | 2040
BM | 0 | 0 | 0 | 0 | 0 | 0
CC | 2202 | 2202 | 2202 | 250 | 250 | 250
CSP | 0 | 0 | 0 | 0 | 0 | 0
CT | 201.5 | 201.5 | 201.5 | 201.5 | 71.57 | 71.57
Coal | 6240.83 | 6240.83 | 6188.64 | 495 | 495 | 495
Geo | 0 | 0 | 0 | 0 | 0 | 0
H | 912 | 912 | 912 | 912 | 912 | 912
LFG | 10 | 10 | 10 | 10 | 10 | 10
Nuc | 0.1 | 0.1 | 0.1 | 8682.68 | 8970.11 | 8983.17
PS | 0 | 0 | 0 | 0 | 0 | 0
PV | 0 | 0 | 0 | 0 | 0 | 0
PeakG | 992.75 | 992.75 | 992.75 | 992.75 | 992.75 | 992.75
PeakO | 0 | 0 | 0 | 0 | 0 | 0
ST | 0 | 0 | 0 | 0 | 0 | 0
STOG | 0 | 0 | 0 | 0 | 0 | 0
STWD | 174 | 174 | 174 | 174 | 174 | 174
WT | 672 | 672 | 763 | 763 | 763 | 763
IGCC | 0 | 0 | 0 | 0 | 0 | 0
DemandResponse | 105.16 | 361.08 | 660.83 | 708.64 | 759.9 | 814.88
IGCC-CCS | 0 | 0 | 0 | 0 | 0 | 0
WT_off | 0 | 0 | 0 | 0 | 0 | 0
PseudoUnit | 0 | 0 | 0 | 0 | 0 | 0
FixedInterchange | 0 | 0 | 0 | 0 | 0 | 0
Total Installed Capacity by Reporting Type: BC
ReportingType | 2015 | 2020 | 2025 | 2030 | 2035 | 2040
BM | 0 | 0 | 0 | 0 | 0 | 0
CC | 554.55 | 554.55 | 554.55 | 516.94 | 516.94 | 167.38
CSP | 0 | 0 | 0 | 0 | 0 | 0
CT | 0 | 0 | 0 | 0 | 0 | 0
Coal | 0 | 0 | 0 | 0 | 0 | 0
Geo | 0 | 0 | 0 | 0 | 0 | 0
H | 12161 | 12161 | 12161 | 12161 | 12161 | 12161
LFG | 24 | 24 | 24 | 24 | 24 | 24
Nuc | 0.1 | 0.1 | 0.1 | 718.78 | 1199.1 | 1199.1
PS | 0 | 0 | 0 | 0 | 0 | 0
PV | 0 | 0 | 0 | 0 | 0 | 0
PeakG | 0 | 0 | 0 | 0 | 0 | 0
PeakO | 0 | 0 | 0 | 0 | 0 | 0
ST | 0 | 0 | 0 | 0 | 0 | 0
STOG | 0 | 0 | 0 | 0 | 0 | 0
STWD | 510 | 510 | 510 | 510 | 510 | 510
WT | 246 | 246 | 402 | 402 | 402 | 402
IGCC | 0 | 0 | 0 | 0 | 0 | 0
DemandResponse | 0.01 | 264.69 | 555.31 | 582.51 | 611.05 | 640.98
IGCC-CCS | 0 | 0 | 0 | 0 | 0 | 0
WT_off | 0 | 0 | 0 | 0 | 0 | 0
PseudoUnit | 0 | 0 | 0 | 0 | 0 | 0
FixedInterchange | 0 | 0 | 0 | 0 | 0 | 0
Total Installed Capacity by Reporting Type: HQ_IESO
ReportingType | 2015 | 2020 | 2025 | 2030 | 2035 | 2040
BM | 0 | 0 | 0 | 0 | 0 | 0
CC | 0 | 0 | 0 | 0 | 0 | 0
CSP | 0 | 0 | 0 | 0 | 0 | 0
CT | 0 | 0 | 0 | 0 | 0 | 0
Coal | 0 | 0 | 0 | 0 | 0 | 0
Geo | 0 | 0 | 0 | 0 | 0 | 0
H | 0 | 0 | 0 | 0 | 0 | 0
LFG | 0 | 0 | 0 | 0 | 0 | 0
Nuc | 0.1 | 0.1 | 0.1 | 0.1 | 0.1 | 0.1
PS | 0 | 0 | 0 | 0 | 0 | 0
PV | 0 | 0 | 0 | 0 | 0 | 0
PeakG | 0 | 0 | 0 | 0 | 0 | 0
PeakO | 0 | 0 | 0 | 0 | 0 | 0
ST | 0 | 0 | 0 | 0 | 0 | 0
STOG | 0 | 0 | 0 | 0 | 0 | 0
STWD | 0 | 0 | 0 | 0 | 0 | 0
WT | 0 | 0 | 0 | 0 | 0 | 0
IGCC | 0 | 0 | 0 | 0 | 0 | 0
DemandResponse | 0 | 0 | 0 | 0 | 0 | 0
IGCC-CCS | 0 | 0 | 0 | 0 | 0 | 0
WT_off | 0 | 0 | 0 | 0 | 0 | 0
PseudoUnit | 0 | 0 | 0 | 0 | 0 | 87.91
FixedInterchange | 3000 | 3000 | 3000 | 3000 | 3000 | 3000
Total Installed Capacity by Reporting Type: HQ_NEISO
ReportingType | 2015 | 2020 | 2025 | 2030 | 2035 | 2040
BM | 0 | 0 | 0 | 0 | 0 | 0
CC | 0 | 0 | 0 | 0 | 0 | 0
CSP | 0 | 0 | 0 | 0 | 0 | 0
CT | 0 | 0 | 0 | 0 | 0 | 0
Coal | 0 | 0 | 0 | 0 | 0 | 0
Geo | 0 | 0 | 0 | 0 | 0 | 0
H | 0 | 0 | 0 | 0 | 0 | 0
LFG | 0 | 0 | 0 | 0 | 0 | 0
Nuc | 0.1 | 0.1 | 0.1 | 0.1 | 0.1 | 0.1
PS | 0 | 0 | 0 | 0 | 0 | 0
PV | 0 | 0 | 0 | 0 | 0 | 0
PeakG | 0 | 0 | 0 | 0 | 0 | 0
PeakO | 0 | 0 | 0 | 0 | 0 | 0
ST | 0 | 0 | 0 | 0 | 0 | 0
STOG | 0 | 0 | 0 | 0 | 0 | 0
STWD | 0 | 0 | 0 | 0 | 0 | 0
WT | 0 | 0 | 0 | 0 | 0 | 0
IGCC | 0 | 0 | 0 | 0 | 0 | 0
DemandResponse | 0 | 0 | 0 | 0 | 0 | 0
IGCC-CCS | 0 | 0 | 0 | 0 | 0 | 0
WT_off | 0 | 0 | 0 | 0 | 0 | 0
PseudoUnit | 0 | 500 | 1476.49 | 1476.49 | 1476.49 | 1476.49
FixedInterchange | 2920 | 2920 | 2920 | 2920 | 2920 | 2920
Total Installed Capacity by Reporting Type: HQ_NY
ReportingType | 2015 | 2020 | 2025 | 2030 | 2035 | 2040
BM | 0 | 0 | 0 | 0 | 0 | 0
CC | 0 | 0 | 0 | 0 | 0 | 0
CSP | 0 | 0 | 0 | 0 | 0 | 0
CT | 0 | 0 | 0 | 0 | 0 | 0
Coal | 0 | 0 | 0 | 0 | 0 | 0
Geo | 0 | 0 | 0 | 0 | 0 | 0
H | 0 | 0 | 0 | 0 | 0 | 0
LFG | 0 | 0 | 0 | 0 | 0 | 0
Nuc | 0.1 | 0.1 | 0.1 | 0.1 | 0.1 | 0.1
PS | 0 | 0 | 0 | 0 | 0 | 0
PV | 0 | 0 | 0 | 0 | 0 | 0
PeakG | 0 | 0 | 0 | 0 | 0 | 0
PeakO | 0 | 0 | 0 | 0 | 0 | 0
ST | 0 | 0 | 0 | 0 | 0 | 0
STOG | 0 | 0 | 0 | 0 | 0 | 0
STWD | 0 | 0 | 0 | 0 | 0 | 0
WT | 0 | 0 | 0 | 0 | 0 | 0
IGCC | 0 | 0 | 0 | 0 | 0 | 0
DemandResponse | 0 | 0 | 0 | 0 | 0 | 0
IGCC-CCS | 0 | 0 | 0 | 0 | 0 | 0
WT_off | 0 | 0 | 0 | 0 | 0 | 0
PseudoUnit | 0 | 2500 | 2500 | 2500 | 2500 | 2500
FixedInterchange | 1500 | 1500 | 1500 | 1500 | 1500 | 1500
Total Installed Capacity by Reporting Type: MARITIMES
ReportingType | 2015 | 2020 | 2025 | 2030 | 2035 | 2040
BM | 0 | 0 | 0 | 0 | 0 | 0
CC | 0 | 0 | 0 | 0 | 0 | 0
CSP | 0 | 0 | 0 | 0 | 0 | 0
CT | 0 | 0 | 0 | 0 | 0 | 0
Coal | 0 | 0 | 0 | 0 | 0 | 0
Geo | 0 | 0 | 0 | 0 | 0 | 0
H | 0 | 0 | 0 | 0 | 0 | 0
LFG | 0 | 0 | 0 | 0 | 0 | 0
Nuc | 0.1 | 0.1 | 0.1 | 0.1 | 0.1 | 0.1
PS | 0 | 0 | 0 | 0 | 0 | 0
PV | 0 | 0 | 0 | 0 | 0 | 0
PeakG | 0 | 0 | 0 | 0 | 0 | 0
PeakO | 0 | 0 | 0 | 0 | 0 | 0
ST | 0 | 0 | 0 | 0 | 0 | 0
STOG | 0 | 0 | 0 | 0 | 0 | 0
STWD | 0 | 0 | 0 | 0 | 0 | 0
WT | 0 | 0 | 0 | 0 | 0 | 0
IGCC | 0 | 0 | 0 | 0 | 0 | 0
DemandResponse | 0 | 0 | 0 | 0 | 0 | 0
IGCC-CCS | 0 | 0 | 0 | 0 | 0 | 0
WT_off | 0 | 0 | 0 | 0 | 0 | 0
PseudoUnit | 0 | 500 | 500 | 500 | 500 | 500
FixedInterchange | 1400 | 1400 | 1400 | 1400 | 1400 | 1400
Total Installed Capacity by Reporting Type: All
ReportingType | 2015 | 2020 | 2025 | 2030 | 2035 | 2040
BM | 1251 | 1251 | 1251 | 1251 | 78266.98 | 102153.15
CC | 292611.37 | 331613.03 | 332498.53 | 317603.56 | 252555.98 | 210087.51
CSP | 0 | 0 | 0 | 0 | 0 | 0
CT | 6393.79 | 6693.79 | 6693.79 | 6095.85 | 1572.32 | 1272.32
Coal | 174345.39 | 99681.2 | 56239.65 | 38330.11 | 28143.85 | 28143.85
Geo | 2534.2 | 4609.2 | 9038.2 | 9038.2 | 9038.2 | 9038.2
H | 106079.79 | 109448.79 | 111951.79 | 114502.79 | 116077.79 | 116327.79
LFG | 4136 | 6089 | 8299 | 9022.5 | 9022.5 | 9023
Nuc | 117236.86 | 121152.36 | 126441.11 | 169664.27 | 193088.57 | 223382.57
PS | 21788 | 21788 | 21788 | 21788 | 21788 | 21788
PV | 1648 | 3919.92 | 4921.29 | 19099.74 | 19742.25 | 21009.28
PeakG | 117902.25 | 117902.25 | 117119.26 | 107727.16 | 103199.52 | 103199.52
PeakO | 19165.31 | 19165.31 | 17592.99 | 15436.31 | 12033.31 | 12033.31
ST | 760 | 1573.04 | 3502.41 | 3856.07 | 4747.23 | 5657.37
STOG | 51201.24 | 49340.76 | 44728.27 | 35813.34 | 10753.53 | 10376.3
STWD | 4951 | 4951 | 4951 | 4951 | 4951 | 4951
WT | 64004.8 | 239004.8 | 314005.22 | 320935.12 | 327158.17 | 334675.98
IGCC | 618 | 618 | 618 | 618 | 618 | 618
DemandResponse | 37863.74 | 60093.26 | 85862.57 | 89210.8 | 92685.8 | 96304.58
IGCC-CCS | 0 | 0 | 0 | 0 | 0 | 0
WT_off | 469 | 922.8 | 17745.2 | 59328.19 | 71460.63 | 72543.87
PseudoUnit | 0 | 3500 | 4476.49 | 4476.49 | 4476.49 | 4564.4
FixedInterchange | 8820 | 8820 | 8820 | 8820 | 8820 | 8820
Total Installed Capacity by Reporting Type: EI_US
ReportingType | 2015 | 2020 | 2025 | 2030 | 2035 | 2040
BM | 741.12 | 741.12 | 741.12 | 741.12 | 69377.2 | 87491.01
CC | 200520.28 | 237440.52 | 239057.02 | 227195.87 | 182468.69 | 147894.46
CSP | 0 | 0 | 0 | 0 | 0 | 0
CT | 4323.69 | 4623.69 | 4623.69 | 4025.75 | 1500.75 | 1200.75
Coal | 138893.28 | 71364.4 | 40093.66 | 33039.66 | 22853.4 | 22853.4
Geo | 44 | 44 | 44 | 44 | 44 | 44
H | 29436.09 | 32110.09 | 32783.09 | 32874.09 | 33821.09 | 33821.09
LFG | 3458.4 | 4908.25 | 5812.5 | 6536 | 6536 | 6536
Nuc | 89571.36 | 93486.86 | 98394.41 | 115158.9 | 116680.89 | 140896.65
PS | 16931 | 16931 | 16931 | 16931 | 16931 | 16931
PV | 176.74 | 2448.66 | 3450.03 | 17628.48 | 19338.25 | 19400.71
PeakG | 97444.5 | 97444.5 | 97220.51 | 87828.41 | 83300.77 | 83300.77
PeakO | 18509.31 | 18509.31 | 16940.98 | 14784.31 | 11381.31 | 11381.31
ST | 0 | 0 | 0 | 0 | 0 | 0
STOG | 25867.5 | 25867.5 | 24037.88 | 21539.47 | 4753.97 | 4376.74
STWD | 2980 | 2980 | 2980 | 2980 | 2980 | 2980
WT | 36938.6 | 155432.71 | 206033.47 | 210967.5 | 217449.68 | 219244.5
IGCC | 618 | 618 | 618 | 618 | 618 | 618
DemandResponse | 29707.66 | 46218.47 | 65324.07 | 67718.5 | 70208.86 | 72802.09
IGCC-CCS | 0 | 0 | 0 | 0 | 0 | 0
WT_off | 469 | 922.8 | 17745.2 | 59328.19 | 71460.63 | 72543.87
PseudoUnit | 0 | 3500 | 4476.49 | 4476.49 | 4476.49 | 4476.49
FixedInterchange | 5820 | 5820 | 5820 | 5820 | 5820 | 5820
Total Installed Capacity by Reporting Type: EI_Canada
ReportingType | 2015 | 2020 | 2025 | 2030 | 2035 | 2040
BM | 326.33 | 326.33 | 326.33 | 326.33 | 326.33 | 326.33
CC | 2227.94 | 2227.94 | 1496.94 | 1496.94 | 1496.94 | 1263
CSP | 0 | 0 | 0 | 0 | 0 | 0
CT | 368 | 368 | 368 | 368 | 0 | 0
Coal | 716.87 | 156.54 | 0 | 0 | 0 | 0
Geo | 0 | 0 | 0 | 0 | 0 | 0
H | 15168.7 | 15863.7 | 17358.7 | 19818.7 | 19818.7 | 20068.7
LFG | 117.5 | 117.5 | 117.5 | 117.5 | 117.5 | 118
Nuc | 13018.2 | 13018.2 | 13018.2 | 13018.2 | 11988.2 | 10448.2
PS | 123 | 123 | 123 | 123 | 123 | 123
PV | 1097.26 | 1097.26 | 1097.26 | 1097.26 | 30 | 30
PeakG | 559 | 559 | 0 | 0 | 0 | 0
PeakO | 4 | 4 | 0 | 0 | 0 | 0
ST | 0 | 0 | 0 | 0 | 0 | 0
STOG | 126 | 126 | 0 | 0 | 0 | 0
STWD | 139 | 139 | 139 | 139 | 139 | 139
WT | 3963.3 | 3963.3 | 3963.3 | 3963.3 | 3385.9 | 3514.33
IGCC | 0 | 0 | 0 | 0 | 0 | 0
DemandResponse | 2048.29 | 2374.97 | 2887.27 | 2989.59 | 3095.56 | 3205.29
IGCC-CCS | 0 | 0 | 0 | 0 | 0 | 0
WT_off | 0 | 0 | 0 | 0 | 0 | 0
PseudoUnit | 0 | 0 | 0 | 0 | 0 | 87.91
FixedInterchange | 3000 | 3000 | 3000 | 3000 | 3000 | 3000
Total Installed Capacity by Reporting Type: EI
ReportingType | 2015 | 2020 | 2025 | 2030 | 2035 | 2040
BM | 1067.45 | 1067.45 | 1067.45 | 1067.45 | 69703.53 | 87817.35
CC | 202748.22 | 239668.47 | 240553.97 | 228692.82 | 183965.64 | 149157.46
CSP | 0 | 0 | 0 | 0 | 0 | 0
CT | 4691.69 | 4991.69 | 4991.69 | 4393.75 | 1500.75 | 1200.75
Coal | 139610.15 | 71520.94 | 40093.66 | 33039.66 | 22853.4 | 22853.4
Geo | 44 | 44 | 44 | 44 | 44 | 44
H | 44604.79 | 47973.79 | 50141.79 | 52692.79 | 53639.79 | 53889.79
LFG | 3575.9 | 5025.75 | 5930 | 6653.5 | 6653.5 | 6654
Nuc | 102589.56 | 106505.06 | 111412.61 | 128177.1 | 128669.09 | 151344.85
PS | 17054 | 17054 | 17054 | 17054 | 17054 | 17054
PV | 1274 | 3545.92 | 4547.29 | 18725.74 | 19368.25 | 19430.71
PeakG | 98003.5 | 98003.5 | 97220.51 | 87828.42 | 83300.77 | 83300.77
PeakO | 18513.31 | 18513.31 | 16940.98 | 14784.31 | 11381.31 | 11381.31
ST | 0 | 0 | 0 | 0 | 0 | 0
STOG | 25993.5 | 25993.5 | 24037.88 | 21539.47 | 4753.97 | 4376.74
STWD | 3119 | 3119 | 3119 | 3119 | 3119 | 3119
WT | 40901.9 | 159396.01 | 209996.77 | 214930.8 | 220835.58 | 222758.84
IGCC | 618 | 618 | 618 | 618 | 618 | 618
DemandResponse | 31755.95 | 48593.44 | 68211.33 | 70708.09 | 73304.41 | 76007.38
IGCC-CCS | 0 | 0 | 0 | 0 | 0 | 0
WT_off | 469 | 922.8 | 17745.2 | 59328.19 | 71460.63 | 72543.87
PseudoUnit | 0 | 3500 | 4476.49 | 4476.49 | 4476.49 | 4564.4
FixedInterchange | 8820 | 8820 | 8820 | 8820 | 8820 | 8820
Total Installed Capacity by Reporting Type: Outside_EI
ReportingType | 2015 | 2020 | 2025 | 2030 | 2035 | 2040
BM | 183.55 | 183.55 | 183.55 | 183.55 | 8563.44 | 14335.8
CC | 89863.15 | 91944.56 | 91944.56 | 88910.75 | 68590.34 | 60930.06
CSP | 0 | 0 | 0 | 0 | 0 | 0
CT | 1702.1 | 1702.1 | 1702.1 | 1702.1 | 71.57 | 71.57
Coal | 34735.24 | 28160.25 | 16145.99 | 5290.45 | 5290.45 | 5290.45
Geo | 2490.2 | 4565.2 | 8994.2 | 8994.2 | 8994.2 | 8994.2
H | 61475 | 61475 | 61810 | 61810 | 62438 | 62438
LFG | 560.1 | 1063.25 | 2369 | 2369 | 2369 | 2369
Nuc | 14647.3 | 14647.3 | 15028.5 | 41487.16 | 64419.49 | 72037.72
PS | 4734 | 4734 | 4734 | 4734 | 4734 | 4734
PV | 374 | 374 | 374 | 374 | 374 | 1578.57
PeakG | 19898.75 | 19898.75 | 19898.75 | 19898.75 | 19898.75 | 19898.75
PeakO | 652 | 652 | 652 | 652 | 652 | 652
ST | 760 | 1573.04 | 3502.41 | 3856.07 | 4747.23 | 5657.37
STOG | 25207.75 | 23347.27 | 20690.39 | 14273.86 | 5999.56 | 5999.56
STWD | 1832 | 1832 | 1832 | 1832 | 1832 | 1832
WT | 23102.9 | 79608.79 | 104008.45 | 106004.32 | 106322.59 | 111917.14
IGCC | 0 | 0 | 0 | 0 | 0 | 0
DemandResponse | 6107.8 | 11499.81 | 17651.23 | 18502.71 | 19381.39 | 20297.2
IGCC-CCS | 0 | 0 | 0 | 0 | 0 | 0
WT_off | 0 | 0 | 0 | 0 | 0 | 0
PseudoUnit | 0 | 0 | 0 | 0 | 0 | 0
FixedInterchange | 0 | 0 | 0 | 0 | 0 | 0
#6 | Retrofit Capacity (MW)
Retrofit Capacity by Reporting Type: Entergy
ReportingType | 2015 | 2020 | 2025 | 2030 | 2035 | 2040
FGD | 0 | 302.13 | 0 | 0 | 0 | 0
SNCR | 0 | 0 | 0 | 0 | 0 | 0
SCR | 0 | 0 | 0 | 0 | 0 | 0
ACI90 | 0 | 0 | 0 | 0 | 0 | 0
RPJ90 | 0 | 302.13 | 0 | 0 | 0 | 0
PCSEQ | 0 | 0 | 0 | 0 | 0 | 0
Retrofit Capacity by Reporting Type: FRCC
ReportingType | 2015 | 2020 | 2025 | 2030 | 2035 | 2040
FGD | 0 | 0 | 0 | 0 | 0 | 0
SNCR | 0 | 0 | 0 | 0 | 0 | 0
SCR | 1898 | 0 | 0 | 0 | 0 | 0
ACI90 | 0 | 0 | 0 | 0 | 0 | 0
RPJ90 | 0 | 1770.12 | 1693.1 | 1693.1 | 1693.1 | 1693.1
PCSEQ | 0 | 0 | 0 | 237.79 | 645.68 | 852.87
Retrofit Capacity by Reporting Type: MAPP_US
ReportingType | 2015 | 2020 | 2025 | 2030 | 2035 | 2040
FGD | 221 | 0 | 0 | 0 | 0 | 0
SNCR | 0 | 0 | 0 | 0 | 0 | 0
SCR | 0 | 0 | 0 | 0 | 0 | 0
ACI90 | 0 | 0 | 0 | 0 | 0 | 0
RPJ90 | 0 | 553.88 | 328.22 | 328.22 | 328.22 | 328.22
PCSEQ | 0 | 0 | 0 | 0 | 0 | 0
Retrofit Capacity by Reporting Type: MISO_IN
ReportingType | 2015 | 2020 | 2025 | 2030 | 2035 | 2040
FGD | 0 | 0 | 0 | 0 | 0 | 0
SNCR | 0 | 0 | 0 | 0 | 0 | 0
SCR | 0 | 0 | 0 | 0 | 0 | 0
ACI90 | 0 | 0 | 0 | 0 | 0 | 0
RPJ90 | 0 | 5657.64 | 5657.64 | 4546.54 | 2270.23 | 2270.23
PCSEQ | 0 | 0 | 0 | 714.41 | 1138.04 | 1138.04
Retrofit Capacity by Reporting Type: MISO_MI
ReportingType | 2015 | 2020 | 2025 | 2030 | 2035 | 2040
FGD | 0 | 0 | 0 | 0 | 0 | 0
SNCR | 0 | 0 | 0 | 0 | 0 | 0
SCR | 355 | 0 | 0 | 0 | 0 | 0
ACI90 | 0 | 0 | 0 | 0 | 0 | 0
RPJ90 | 0 | 0 | 0 | 0 | 0 | 0
PCSEQ | 0 | 0 | 0 | 0 | 0 | 0
Retrofit Capacity by Reporting Type: MISO_MO-IL
ReportingType | 2015 | 2020 | 2025 | 2030 | 2035 | 2040
FGD | 0 | 0 | 0 | 0 | 0 | 0
SNCR | 0 | 0 | 0 | 0 | 0 | 0
SCR | 400 | 200 | 200 | 200 | 200 | 200
ACI90 | 0 | 0 | 0 | 0 | 0 | 0
RPJ90 | 2275.02 | 1388.08 | 1388.12 | 1388.13 | 537.96 | 537.97
PCSEQ | 0 | 0 | 2.6 | 204.23 | 308.84 | 308.84
Retrofit Capacity by Reporting Type: MISO_W
ReportingType | 2015 | 2020 | 2025 | 2030 | 2035 | 2040
FGD | 0 | 867.5 | 867.5 | 867.5 | 0 | 0
SNCR | 0 | 0 | 0 | 0 | 0 | 0
SCR | 612.63 | 0 | 0 | 0 | 0 | 0
ACI90 | 0 | 0 | 0 | 0 | 0 | 0
RPJ90 | 2301.83 | 5218.86 | 5218.86 | 4867.56 | 800 | 800
PCSEQ | 0 | 0 | 402.98 | 402.98 | 402.98 | 402.98
Retrofit Capacity by Reporting Type: MISO_WUMS
ReportingType | 2015 | 2020 | 2025 | 2030 | 2035 | 2040
FGD | 1135 | 333.1 | 333.1 | 333.1 | 0 | 0
SNCR | 0 | 0 | 0 | 0 | 0 | 0
SCR | 2778.6 | 615 | 615 | 615 | 615 | 615
ACI90 | 0 | 0 | 0 | 0 | 0 | 0
RPJ90 | 1740.22 | 870.14 | 870.16 | 870.2 | 537.13 | 537.15
PCSEQ | 0 | 0 | 75.42 | 200.29 | 299.82 | 416.62
Retrofit Capacity by Reporting Type: Nebraska
ReportingType | 2015 | 2020 | 2025 | 2030 | 2035 | 2040
FGD | 0 | 0 | 0 | 0 | 0 | 0
SNCR | 0 | 0 | 0 | 0 | 0 | 0
SCR | 0 | 0 | 0 | 0 | 0 | 0
ACI90 | 0 | 0 | 0 | 0 | 0 | 0
RPJ90 | 1364.4 | 682.2 | 682.2 | 682.2 | 682.2 | 682.2
PCSEQ | 0 | 244.01 | 371.75 | 371.75 | 371.75 | 371.75
Retrofit Capacity by Reporting Type: NEISO
ReportingType | 2015 | 2020 | 2025 | 2030 | 2035 | 2040
FGD | 320 | 0 | 0 | 0 | 0 | 0
SNCR | 0 | 0 | 0 | 0 | 0 | 0
SCR | 0 | 0 | 0 | 0 | 0 | 0
ACI90 | 0 | 0 | 0 | 0 | 0 | 0
RPJ90 | 870.93 | 0 | 0 | 0 | 0 | 0
PCSEQ | 0 | 0 | 0 | 0 | 0 | 0
Retrofit Capacity by Reporting Type: NonRTO_Midwest
ReportingType | 2015 | 2020 | 2025 | 2030 | 2035 | 2040
FGD | 1403 | 0 | 0 | 0 | 0 | 0
SNCR | 0 | 0 | 0 | 0 | 0 | 0
SCR | 1463.8 | 731.9 | 731.9 | 731.9 | 731.9 | 731.9
ACI90 | 0 | 0 | 0 | 0 | 0 | 0
RPJ90 | 0.04 | 2788.28 | 1718.9 | 511.11 | 511.14 | 511.15
PCSEQ | 0 | 0 | 215.54 | 529.68 | 626.09 | 626.09
Retrofit Capacity by Reporting Type: NYISO_A-F
ReportingType | 2015 | 2020 | 2025 | 2030 | 2035 | 2040
FGD | 0 | 0 | 0 | 0 | 0 | 0
SNCR | 0 | 0 | 0 | 0 | 0 | 0
SCR | 0 | 0 | 0 | 0 | 0 | 0
ACI90 | 0 | 0 | 0 | 0 | 0 | 0
RPJ90 | 486.3 | 0 | 0 | 0 | 0 | 0
PCSEQ | 0 | 0 | 0 | 0 | 0 | 0
Retrofit Capacity by Reporting Type: NYISO_G-I
ReportingType | 2015 | 2020 | 2025 | 2030 | 2035 | 2040
FGD | 0 | 0 | 0 | 0 | 0 | 0
SNCR | 0 | 0 | 0 | 0 | 0 | 0
SCR | 0 | 0 | 0 | 0 | 0 | 0
ACI90 | 0 | 0 | 0 | 0 | 0 | 0
RPJ90 | 0 | 0 | 0 | 0 | 0 | 0
PCSEQ | 0 | 0 | 0 | 0 | 0 | 0
Retrofit Capacity by Reporting Type: NYISO_J-K
ReportingType | 2015 | 2020 | 2025 | 2030 | 2035 | 2040
FGD | 0 | 0 | 0 | 0 | 0 | 0
SNCR | 0 | 0 | 0 | 0 | 0 | 0
SCR | 0 | 0 | 0 | 0 | 0 | 0
ACI90 | 0 | 0 | 0 | 0 | 0 | 0
RPJ90 | 0 | 0 | 0 | 0 | 0 | 0
PCSEQ | 0 | 0 | 0 | 0 | 0 | 0
Retrofit Capacity by Reporting Type: PJM_E
ReportingType | 2015 | 2020 | 2025 | 2030 | 2035 | 2040
FGD | 0 | 0 | 0 | 0 | 0 | 0
SNCR | 0 | 0 | 0 | 0 | 0 | 0
SCR | 568 | 81.31 | 0 | 0 | 0 | 0
ACI90 | 0 | 0 | 0 | 0 | 0 | 0
RPJ90 | 1784.06 | 81.44 | 0.14 | 0.79 | 17.64 | 57.5
PCSEQ | 0 | 0 | 0 | 1.29 | 35.16 | 114.28
Retrofit Capacity by Reporting Type: PJM_ROM
ReportingType | 2015 | 2020 | 2025 | 2030 | 2035 | 2040
FGD | 0 | 0 | 0 | 0 | 0 | 0
SNCR | 0 | 0 | 0 | 0 | 0 | 0
SCR | 341 | 0 | 0 | 0 | 0 | 0
ACI90 | 0 | 0 | 0 | 0 | 0 | 0
RPJ90 | 1929 | 2094.61 | 521 | 0 | 0 | 0
PCSEQ | 0 | 0 | 0 | 0 | 0 | 0
Retrofit Capacity by Reporting Type: PJM_ROR
ReportingType | 2015 | 2020 | 2025 | 2030 | 2035 | 2040
FGD | 0 | 0 | 0 | 0 | 0 | 0
SNCR | 0 | 0 | 0 | 0 | 0 | 0
SCR | 1200 | 0 | 0 | 0 | 0 | 0
ACI90 | 0 | 0 | 0 | 0 | 0 | 0
RPJ90 | 0.01 | 16756.02 | 2150 | 2150 | 2150 | 2150
PCSEQ | 0 | 0 | 80.86 | 615.11 | 1083.02 | 1083.02
Retrofit Capacity by Reporting Type: SOCO
ReportingType | 2015 | 2020 | 2025 | 2030 | 2035 | 2040
FGD | 4088.7 | 1967.5 | 0 | 0 | 0 | 0
SNCR | 0 | 0 | 0 | 0 | 0 | 0
SCR | 3404.7 | 1967.5 | 0 | 0 | 0 | 0
ACI90 | 0 | 0 | 0 | 0 | 0 | 0
RPJ90 | 6809.4 | 3613.79 | 1646.3 | 1646.3 | 1646.3 | 1646.3
PCSEQ | 0 | 0 | 829.29 | 829.29 | 829.29 | 829.29
Retrofit Capacity by Reporting Type: SPP_N
ReportingType | 2015 | 2020 | 2025 | 2030 | 2035 | 2040
FGD | 0 | 0 | 0 | 0 | 0 | 0
SNCR | 0 | 0 | 0 | 0 | 0 | 0
SCR | 0 | 0 | 0 | 0 | 0 | 0
ACI90 | 0 | 0 | 0 | 0 | 0 | 0
RPJ90 | 1302.01 | 3865.02 | 1695 | 1695 | 651 | 651
PCSEQ | 0 | 0 | 8.51 | 154.66 | 327.93 | 327.93
Retrofit Capacity by Reporting Type: SPP_S
ReportingType | 2015 | 2020 | 2025 | 2030 | 2035 | 2040
FGD | 0 | 1774 | 1615.11 | 1615.11 | 0 | 0
SNCR | 0 | 0 | 0 | 0 | 0 | 0
SCR | 0 | 0 | 0 | 0 | 0 | 0
ACI90 | 0 | 0 | 0 | 0 | 0 | 0
RPJ90 | 0 | 3121 | 1615.11 | 1615.11 | 0 | 0
PCSEQ | 0 | 0 | 0 | 0 | 0 | 0
Retrofit Capacity by Reporting Type: TVA
ReportingType | 2015 | 2020 | 2025 | 2030 | 2035 | 2040
FGD | 0 | 0 | 0 | 0 | 0 | 0
SNCR | 0 | 0 | 0 | 0 | 0 | 0
SCR | 0 | 0 | 0 | 0 | 0 | 0
ACI90 | 0 | 0 | 0 | 0 | 0 | 0
RPJ90 | 0 | 3244.39 | 1505.53 | 0 | 0 | 0
PCSEQ | 0 | 0 | 0 | 0 | 0 | 0
Retrofit Capacity by Reporting Type: TVA_Transmission
ReportingType | 2015 | 2020 | 2025 | 2030 | 2035 | 2040
FGD | 0 | 0 | 0 | 0 | 0 | 0
SNCR | 0 | 0 | 0 | 0 | 0 | 0
SCR | 0 | 0 | 0 | 0 | 0 | 0
ACI90 | 0 | 0 | 0 | 0 | 0 | 0
RPJ90 | 0 | 0 | 0 | 0 | 0 | 0
PCSEQ | 0 | 0 | 0 | 0 | 0 | 0
Retrofit Capacity by Reporting Type: VACAR
ReportingType | 2015 | 2020 | 2025 | 2030 | 2035 | 2040
FGD | 0 | 0 | 0 | 0 | 0 | 0
SNCR | 0 | 0 | 0 | 0 | 0 | 0
SCR | 0 | 0 | 0 | 0 | 0 | 0
ACI90 | 0 | 0 | 0 | 0 | 0 | 0
RPJ90 | 0.06 | 7549.9 | 2747.43 | 1160 | 1160 | 1160
PCSEQ | 0 | 0 | 219.26 | 219.26 | 546.12 | 546.12
Retrofit Capacity by Reporting Type: IESO
ReportingType | 2015 | 2020 | 2025 | 2030 | 2035 | 2040
FGD | 0 | 0 | 0 | 0 | 0 | 0
SNCR | 0 | 0 | 0 | 0 | 0 | 0
SCR | 0 | 0 | 0 | 0 | 0 | 0
ACI90 | 0 | 0 | 0 | 0 | 0 | 0
RPJ90 | 0 | 0 | 0 | 0 | 0 | 0
PCSEQ | 0 | 0 | 0 | 0 | 0 | 0
Retrofit Capacity by Reporting Type: MAPP_CA
ReportingType | 2015 | 2020 | 2025 | 2030 | 2035 | 2040
FGD | 0 | 0 | 0 | 0 | 0 | 0
SNCR | 0 | 0 | 0 | 0 | 0 | 0
SCR | 0 | 0 | 0 | 0 | 0 | 0
ACI90 | 0 | 0 | 0 | 0 | 0 | 0
RPJ90 | 0 | 0 | 0 | 0 | 0 | 0
PCSEQ | 0 | 0 | 0 | 0 | 0 | 0
Retrofit Capacity by Reporting Type: AZ_NM_SNV_Coal
ReportingType | 2015 | 2020 | 2025 | 2030 | 2035 | 2040
FGD | 384 | 0 | 0 | 0 | 0 | 0
SNCR | 0 | 0 | 0 | 0 | 0 | 0
SCR | 800 | 400 | 400 | 0 | 0 | 0
ACI90 | 0 | 0 | 0 | 0 | 0 | 0
RPJ90 | 3286.01 | 6541.14 | 4039.65 | 51.35 | 51.35 | 51.35
PCSEQ | 0 | 0 | 0 | 3.75 | 12.2 | 12.2
Retrofit Capacity by Reporting Type: AZ_NM_SNV_Gas
ReportingType | 2015 | 2020 | 2025 | 2030 | 2035 | 2040
FGD | 0 | 0 | 0 | 0 | 0 | 0
SNCR | 0 | 0 | 0 | 0 | 0 | 0
SCR | 0 | 0 | 0 | 0 | 0 | 0
ACI90 | 0 | 0 | 0 | 0 | 0 | 0
RPJ90 | 0 | 0 | 0 | 0 | 0 | 0
PCSEQ | 0 | 0 | 0 | 0 | 0 | 0
Retrofit Capacity by Reporting Type: AZ_NM_SNV_NucRenew
ReportingType | 2015 | 2020 | 2025 | 2030 | 2035 | 2040
FGD | 0 | 0 | 0 | 0 | 0 | 0
SNCR | 0 | 0 | 0 | 0 | 0 | 0
SCR | 0 | 0 | 0 | 0 | 0 | 0
ACI90 | 0 | 0 | 0 | 0 | 0 | 0
RPJ90 | 0 | 0 | 0 | 0 | 0 | 0
PCSEQ | 0 | 0 | 0 | 0 | 0 | 0
Retrofit Capacity by Reporting Type: ERCOT
ReportingType | 2015 | 2020 | 2025 | 2030 | 2035 | 2040
FGD | 0 | 0 | 0 | 0 | 0 | 0
SNCR | 0 | 0 | 0 | 0 | 0 | 0
SCR | 3515 | 1330 | 1330 | 1330 | 1330 | 1330
ACI90 | 0 | 0 | 0 | 0 | 0 | 0
RPJ90 | 7175 | 1890 | 1330 | 1330 | 1330 | 1330
PCSEQ | 0 | 0 | 479.2 | 669.96 | 669.96 | 669.96
Retrofit Capacity by Reporting Type: NP15
ReportingType | 2015 | 2020 | 2025 | 2030 | 2035 | 2040
FGD | 0 | 0 | 0 | 0 | 0 | 0
SNCR | 0 | 0 | 0 | 0 | 0 | 0
SCR | 0 | 0 | 0 | 0 | 0 | 0
ACI90 | 0 | 0 | 0 | 0 | 0 | 0
RPJ90 | 0 | 0 | 0 | 0 | 0 | 0
PCSEQ | 0 | 0 | 0 | 0 | 0 | 0
Retrofit Capacity by Reporting Type: NWPP_Coal
ReportingType | 2015 | 2020 | 2025 | 2030 | 2035 | 2040
FGD | 0 | 254 | 0 | 0 | 0 | 0
SNCR | 0 | 0 | 0 | 0 | 0 | 0
SCR | 0 | 0 | 0 | 0 | 0 | 0
ACI90 | 0 | 0 | 0 | 0 | 0 | 0
RPJ90 | 453.6 | 5382.8 | 226.8 | 226.8 | 226.8 | 226.8
PCSEQ | 0 | 0 | 226.8 | 226.8 | 226.8 | 226.8
Retrofit Capacity by Reporting Type: NWPP_Gas
ReportingType | 2015 | 2020 | 2025 | 2030 | 2035 | 2040
FGD | 0 | 0 | 0 | 0 | 0 | 0
SNCR | 0 | 0 | 0 | 0 | 0 | 0
SCR | 0 | 0 | 0 | 0 | 0 | 0
ACI90 | 0 | 0 | 0 | 0 | 0 | 0
RPJ90 | 0 | 0 | 0 | 0 | 0 | 0
PCSEQ | 0 | 0 | 0 | 0 | 0 | 0
Retrofit Capacity by Reporting Type: NWPP_NucRenew
ReportingType | 2015 | 2020 | 2025 | 2030 | 2035 | 2040
FGD | 0 | 0 | 0 | 0 | 0 | 0
SNCR | 0 | 0 | 0 | 0 | 0 | 0
SCR | 0 | 0 | 0 | 0 | 0 | 0
ACI90 | 0 | 0 | 0 | 0 | 0 | 0
RPJ90 | 0 | 0 | 0 | 0 | 0 | 0
PCSEQ | 0 | 0 | 0 | 0 | 0 | 0
Retrofit Capacity by Reporting Type: RMPA
ReportingType | 2015 | 2020 | 2025 | 2030 | 2035 | 2040
FGD | 0 | 713 | 0 | 0 | 0 | 0
SNCR | 0 | 0 | 0 | 0 | 0 | 0
SCR | 1554.6 | 777.3 | 777.3 | 777.3 | 777.3 | 777.3
ACI90 | 0 | 0 | 0 | 0 | 0 | 0
RPJ90 | 2874.6 | 5194.3 | 1550.92 | 777.3 | 777.3 | 777.3
PCSEQ | 0 | 0 | 489.75 | 489.75 | 489.75 | 489.75
Retrofit Capacity by Reporting Type: SP15
ReportingType | 2015 | 2020 | 2025 | 2030 | 2035 | 2040
FGD | 0 | 0 | 0 | 0 | 0 | 0
SNCR | 0 | 0 | 0 | 0 | 0 | 0
SCR | 0 | 0 | 0 | 0 | 0 | 0
ACI90 | 0 | 0 | 0 | 0 | 0 | 0
RPJ90 | 0 | 101.2 | 0 | 0 | 0 | 0
PCSEQ | 0 | 0 | 0 | 0 | 0 | 0
Retrofit Capacity by Reporting Type: ALB
ReportingType | 2015 | 2020 | 2025 | 2030 | 2035 | 2040
FGD | 0 | 0 | 0 | 0 | 0 | 0
SNCR | 0 | 0 | 0 | 0 | 0 | 0
SCR | 0 | 0 | 0 | 0 | 0 | 0
ACI90 | 0 | 0 | 0 | 0 | 0 | 0
RPJ90 | 0 | 0 | 0 | 0 | 0 | 0
PCSEQ | 0 | 0 | 0 | 0 | 0 | 0
Retrofit Capacity by Reporting Type: BC
ReportingType | 2015 | 2020 | 2025 | 2030 | 2035 | 2040
FGD | 0 | 0 | 0 | 0 | 0 | 0
SNCR | 0 | 0 | 0 | 0 | 0 | 0
SCR | 0 | 0 | 0 | 0 | 0 | 0
ACI90 | 0 | 0 | 0 | 0 | 0 | 0
RPJ90 | 0 | 0 | 0 | 0 | 0 | 0
PCSEQ | 0 | 0 | 0 | 0 | 0 | 0
Retrofit Capacity by Reporting Type: HQ_IESO
ReportingType | 2015 | 2020 | 2025 | 2030 | 2035 | 2040
FGD | 0 | 0 | 0 | 0 | 0 | 0
SNCR | 0 | 0 | 0 | 0 | 0 | 0
SCR | 0 | 0 | 0 | 0 | 0 | 0
ACI90 | 0 | 0 | 0 | 0 | 0 | 0
RPJ90 | 0 | 0 | 0 | 0 | 0 | 0
PCSEQ | 0 | 0 | 0 | 0 | 0 | 0
Retrofit Capacity by Reporting Type: HQ_NEISO
ReportingType | 2015 | 2020 | 2025 | 2030 | 2035 | 2040
FGD | 0 | 0 | 0 | 0 | 0 | 0
SNCR | 0 | 0 | 0 | 0 | 0 | 0
SCR | 0 | 0 | 0 | 0 | 0 | 0
ACI90 | 0 | 0 | 0 | 0 | 0 | 0
RPJ90 | 0 | 0 | 0 | 0 | 0 | 0
PCSEQ | 0 | 0 | 0 | 0 | 0 | 0
Retrofit Capacity by Reporting Type: HQ_NY
ReportingType | 2015 | 2020 | 2025 | 2030 | 2035 | 2040
FGD | 0 | 0 | 0 | 0 | 0 | 0
SNCR | 0 | 0 | 0 | 0 | 0 | 0
SCR | 0 | 0 | 0 | 0 | 0 | 0
ACI90 | 0 | 0 | 0 | 0 | 0 | 0
RPJ90 | 0 | 0 | 0 | 0 | 0 | 0
PCSEQ | 0 | 0 | 0 | 0 | 0 | 0
Retrofit Capacity by Reporting Type: MARITIMES
ReportingType | 2015 | 2020 | 2025 | 2030 | 2035 | 2040
FGD | 0 | 0 | 0 | 0 | 0 | 0
SNCR | 0 | 0 | 0 | 0 | 0 | 0
SCR | 0 | 0 | 0 | 0 | 0 | 0
ACI90 | 0 | 0 | 0 | 0 | 0 | 0
RPJ90 | 0 | 0 | 0 | 0 | 0 | 0
PCSEQ | 0 | 0 | 0 | 0 | 0 | 0
Retrofit Capacity by Reporting Type: All
ReportingType | 2015 | 2020 | 2025 | 2030 | 2035 | 2040
FGD | 7551.7 | 6211.22 | 2815.71 | 2815.71 | 0 | 0
SNCR | 0 | 0 | 0 | 0 | 0 | 0
SCR | 18891.33 | 6103.01 | 4054.2 | 3654.2 | 3654.2 | 3654.2
ACI90 | 0 | 0 | 0 | 0 | 0 | 0
RPJ90 | 34652.5 | 78666.94 | 36585.06 | 25539.7 | 15370.36 | 15410.26
PCSEQ | 0 | 244.01 | 3401.97 | 5871.02 | 8013.43 | 8416.53
Retrofit Capacity by Reporting Type: EI_US
ReportingType | 2015 | 2020 | 2025 | 2030 | 2035 | 2040
FGD | 7167.7 | 5244.22 | 2815.71 | 2815.71 | 0 | 0
SNCR | 0 | 0 | 0 | 0 | 0 | 0
SCR | 13021.73 | 3595.71 | 1546.9 | 1546.9 | 1546.9 | 1546.9
ACI90 | 0 | 0 | 0 | 0 | 0 | 0
RPJ90 | 20863.29 | 59557.5 | 29437.7 | 23154.25 | 12984.91 | 13024.81
PCSEQ | 0 | 244.01 | 2206.22 | 4480.75 | 6614.72 | 7017.82
Retrofit Capacity by Reporting Type: EI_Canada
ReportingType | 2015 | 2020 | 2025 | 2030 | 2035 | 2040
FGD | 0 | 0 | 0 | 0 | 0 | 0
SNCR | 0 | 0 | 0 | 0 | 0 | 0
SCR | 0 | 0 | 0 | 0 | 0 | 0
ACI90 | 0 | 0 | 0 | 0 | 0 | 0
RPJ90 | 0 | 0 | 0 | 0 | 0 | 0
PCSEQ | 0 | 0 | 0 | 0 | 0 | 0
Retrofit Capacity by Reporting Type: EI
ReportingType | 2015 | 2020 | 2025 | 2030 | 2035 | 2040
FGD | 7167.7 | 5244.22 | 2815.71 | 2815.71 | 0 | 0
SNCR | 0 | 0 | 0 | 0 | 0 | 0
SCR | 13021.73 | 3595.71 | 1546.9 | 1546.9 | 1546.9 | 1546.9
ACI90 | 0 | 0 | 0 | 0 | 0 | 0
RPJ90 | 20863.29 | 59557.5 | 29437.7 | 23154.25 | 12984.91 | 13024.81
PCSEQ | 0 | 244.01 | 2206.22 | 4480.75 | 6614.72 | 7017.82
Retrofit Capacity by Reporting Type: Outside_EI
ReportingType | 2015 | 2020 | 2025 | 2030 | 2035 | 2040
FGD | 384 | 967 | 0 | 0 | 0 | 0
SNCR | 0 | 0 | 0 | 0 | 0 | 0
SCR | 5869.6 | 2507.3 | 2507.3 | 2107.3 | 2107.3 | 2107.3
ACI90 | 0 | 0 | 0 | 0 | 0 | 0
RPJ90 | 13789.21 | 19109.44 | 7147.37 | 2385.45 | 2385.45 | 2385.45
PCSEQ | 0 | 0 | 1195.75 | 1390.27 | 1398.71 | 1398.71
#7 | Reserve Margin (MW)
Reserve Margin Data: ALB
| 2015 | 2020 | 2025 | 2030 | 2035 | 2040
a. Peak Demand | 9181.37 | 9515.81 | 9741.03 | 10539.59 | 10511.17 | 10894.89
b. Peak Demand + Reserve Margin | 10834.02 | 11228.65 | 11494.41 | 12436.71 | 12403.18 | 12855.97
c. DR MW | 105.16 | 361.08 | 660.83 | 708.64 | 759.9 | 814.88
d. Capacity Credit | 10972.74 | 11228.65 | 11494.41 | 12579.16 | 12787.92 | 12855.97
Reserve Margin Data: BC
| 2015 | 2020 | 2025 | 2030 | 2035 | 2040
a. Peak Demand | 11225.55 | 11381.05 | 11396.67 | 12062.39 | 11767.86 | 11931.79
b. Peak Demand + Reserve Margin | 13246.15 | 13429.64 | 13448.08 | 14233.62 | 13886.07 | 14079.51
c. DR MW | 0.01 | 264.69 | 555.31 | 582.51 | 611.05 | 640.98
d. Capacity Credit | 13298.86 | 13563.54 | 13885.36 | 14593.62 | 15102.49 | 14782.87
Reserve Margin Data: ENT
| 2015 | 2020 | 2025 | 2030 | 2035 | 2040
a. Peak Demand | 31634.41 | 30708.05 | 30365.16 | 28510.79 | 27086.39 | 28230.18
b. Peak Demand + Reserve Margin | 36063.22 | 35007.18 | 34616.28 | 32502.31 | 30878.48 | 32182.41
c. DR MW | 301.55 | 1538.95 | 2854.33 | 2930.78 | 3009.27 | 3089.87
d. Capacity Credit | 36063.22 | 35007.18 | 34616.28 | 32502.31 | 30878.48 | 32182.41
Reserve Margin Data: ERCOT
| 2015 | 2020 | 2025 | 2030 | 2035 | 2040
a. Peak Demand | 68229.3 | 69451.1 | 69569.82 | 68940.45 | 68917.28 | 69525.49
b. Peak Demand + Reserve Margin | 76757.96 | 78132.49 | 78266.05 | 77558 | 77531.94 | 78216.17
c. DR MW | 740.81 | 3617.73 | 6720.3 | 6926.25 | 7155.61 | 7391.29
d. Capacity Credit | 76757.96 | 78132.49 | 78266.05 | 77558 | 77531.94 | 78216.17
Reserve Margin Data: FRCC
| 2015 | 2020 | 2025 | 2030 | 2035 | 2040
a. Peak Demand | 49725.75 | 49833.01 | 52804.36 | 53044.46 | 51283.38 | 54997.97
b. Peak Demand + Reserve Margin | 57681.87 | 57806.29 | 61253.06 | 61531.57 | 59488.72 | 63797.65
c. DR MW | 2734.45 | 3962.85 | 5527.63 | 5878.95 | 6252.59 | 6649.99
d. Capacity Credit | 57681.87 | 57806.29 | 61253.06 | 61531.57 | 59488.72 | 63797.65
Reserve Margin Data: IESO
| 2015 | 2020 | 2025 | 2030 | 2035 | 2040
a. Peak Demand | 21596.16 | 20650.12 | 20392.13 | 21284.45 | 20477.21 | 20474.97
b. Peak Demand + Reserve Margin | 25267.51 | 24160.64 | 23858.79 | 24902.8 | 23958.33 | 23955.71
c. DR MW | 1958.79 | 2066.83 | 2340.54 | 2421.21 | 2504.65 | 2590.98
d. Capacity Credit | 26708.65 | 26816.7 | 27090.4 | 27171.07 | 25536.34 | 24347.29
Reserve Margin Data: MAPP_CA
| 2015 | 2020 | 2025 | 2030 | 2035 | 2040
a. Peak Demand | 8035.11 | 8350.57 | 8287.28 | 8692.95 | 8404.88 | 8445.78
b. Peak Demand + Reserve Margin | 8999.32 | 9352.64 | 9281.75 | 9736.11 | 9413.46 | 9459.27
c. DR MW | 89.5 | 308.14 | 546.73 | 568.39 | 590.9 | 614.31
d. Capacity Credit | 8999.32 | 9352.64 | 9509.69 | 11991.35 | 11950.35 | 11739.81
Reserve Margin Data: MAPP_US
| 2015 | 2020 | 2025 | 2030 | 2035 | 2040
a. Peak Demand | 5129.44 | 5491.37 | 5428.86 | 5639.95 | 5683.4 | 5723.89
b. Peak Demand + Reserve Margin | 5847.56 | 6260.17 | 6188.9 | 6429.54 | 6479.08 | 6525.23
c. DR MW | 59 | 199.4 | 353.8 | 367.81 | 382.38 | 397.53
d. Capacity Credit | 5847.56 | 6260.17 | 6188.9 | 6429.54 | 6479.08 | 6525.23
Reserve Margin Data: NEISO
| 2015 | 2020 | 2025 | 2030 | 2035 | 2040
a. Peak Demand | 28416.17 | 26403.91 | 26008.78 | 25551.91 | 26477.35 | 25679.87
b. Peak Demand + Reserve Margin | 32962.76 | 30628.53 | 30170.18 | 29640.22 | 30713.72 | 29788.64
c. DR MW | 3092.4 | 3627.72 | 4230.66 | 4257.78 | 4282.5 | 4307.35
d. Capacity Credit | 32962.76 | 30628.53 | 30663.98 | 31005.68 | 30713.72 | 29788.64
Reserve Margin Data: NonRTO_Midwest
| 2015 | 2020 | 2025 | 2030 | 2035 | 2040
a. Peak Demand | 11412.35 | 11569.49 | 11884.9 | 10957.56 | 11262.84 | 11807.74
b. Peak Demand + Reserve Margin | 13010.07 | 13189.22 | 13548.79 | 12491.62 | 12839.64 | 13460.82
c. DR MW | 193.98 | 453.37 | 727.88 | 745.89 | 764.35 | 783.26
d. Capacity Credit | 13010.07 | 13189.22 | 13548.79 | 12491.62 | 14806.5 | 13460.82
Reserve Margin Data: NYISO_J-K
| 2015 | 2020 | 2025 | 2030 | 2035 | 2040
a. Peak Demand | 14770.7 | 15573.29 | 15898.98 | 16038 | 15901.54 | 16023.59
b. Peak Demand + Reserve Margin | 13589.04 | 14327.43 | 14627.07 | 14754.96 | 14629.41 | 14741.7
c. DR MW | 1319.07 | 1502.66 | 1718.62 | 1795.58 | 1875.99 | 1960
d. Capacity Credit | 14560.16 | 14743.75 | 15009.21 | 15160.51 | 15730.39 | 15814.4
Reserve Margin Data: PJM_E
| 2015 | 2020 | 2025 | 2030 | 2035 | 2040
a. Peak Demand | 29437.08 | 26957.84 | 26749.84 | 27161.45 | 27329.4 | 27784.97
b. Peak Demand + Reserve Margin | 28789.47 | 26364.77 | 26161.35 | 26563.9 | 26728.15 | 27173.7
c. DR MW | 1256.73 | 1718.17 | 2388.62 | 2469.72 | 2553.57 | 2640.27
d. Capacity Credit | 33737.65 | 33097.9 | 34046.12 | 34385.75 | 30845.39 | 30042.13
Reserve Margin Data: RMPA
| 2015 | 2020 | 2025 | 2030 | 2035 | 2040
a. Peak Demand | 12677.75 | 13837.46 | 12883.21 | 14032.71 | 14032.7 | 14320.28
b. Peak Demand + Reserve Margin | 14452.64 | 15774.71 | 14686.86 | 15997.29 | 15997.28 | 16325.12
c. DR MW | 486.05 | 622.89 | 804.5 | 856.88 | 912.57 | 971.91
d. Capacity Credit | 14874.06 | 15774.71 | 14686.86 | 15997.28 | 15997.28 | 16724.54
Reserve Margin Data: SOCO
| 2015 | 2020 | 2025 | 2030 | 2035 | 2040
a. Peak Demand | 48917.72 | 53536.94 | 53834.26 | 54220.95 | 53676.14 | 52835.67
b. Peak Demand + Reserve Margin | 55766.2 | 61032.11 | 61371.05 | 61811.89 | 61190.8 | 60232.67
c. DR MW | 2570.49 | 4773.97 | 7215.46 | 7512.46 | 7821.68 | 8143.63
d. Capacity Credit | 55766.2 | 61032.11 | 61371.05 | 61811.88 | 61190.8 | 60232.67
Reserve Margin Data: TVA
| 2015 | 2020 | 2025 | 2030 | 2035 | 2040
a. Peak Demand | 32046.86 | 35066.33 | 34262.05 | 33668.55 | 35751.86 | 35044.36
b. Peak Demand + Reserve Margin | 36853.89 | 40326.28 | 39401.36 | 38718.83 | 41114.64 | 40301.02
c. DR MW | 1805 | 2555.95 | 3357.9 | 3440.97 | 3526.11 | 3613.35
d. Capacity Credit | 36853.89 | 40326.28 | 39401.36 | 38718.83 | 42115.56 | 40301.02
Reserve Margin Data: VACAR
| 2015 | 2020 | 2025 | 2030 | 2035 | 2040
a. Peak Demand | 49895.42 | 52403.03 | 53541.25 | 53758.95 | 53001.52 | 54775.11
b. Peak Demand + Reserve Margin | 56880.77 | 59739.45 | 61037.02 | 61285.2 | 60421.73 | 62443.63
c. DR MW | 2339.28 | 3868.22 | 5651.52 | 5928.05 | 6218.12 | 6522.37
d. Capacity Credit | 56880.77 | 59739.45 | 61037.02 | 61285.2 | 60421.73 | 62443.63
Reserve Margin Data: AZ_NM_SNV
| 2015 | 2020 | 2025 | 2030 | 2035 | 2040
a. Peak Demand | 26478.97 | 29587.47 | 30300.18 | 30625.14 | 32130.99 | 32130.99
b. Peak Demand + Reserve Margin | 30636.17 | 34232.7 | 35057.31 | 35433.29 | 37175.56 | 37175.55
c. DR MW | 334.55 | 1076.71 | 1928.33 | 2059.84 | 2196.64 | 2344.36
d. Capacity Credit | 30636.17 | 34232.7 | 35057.31 | 35433.29 | 37175.56 | 37175.55
Reserve Margin Data: CA
| 2015 | 2020 | 2025 | 2030 | 2035 | 2040
a. Peak Demand | 62369.58 | 66254.09 | 67147.73 | 69917.77 | 71670.91 | 75639.37
b. Peak Demand + Reserve Margin | 72722.93 | 77252.26 | 78294.26 | 81524.12 | 83568.28 | 88195.5
c. DR MW | 4441.2 | 4603.38 | 4993.26 | 5277.46 | 5551.88 | 5835.06
d. Capacity Credit | 72722.92 | 77252.26 | 78294.26 | 81524.12 | 83568.28 | 88195.5
Reserve Margin Data: MISO
| 2015 | 2020 | 2025 | 2030 | 2035 | 2040
a. Peak Demand | 92771.39 | 93609.81 | 100435.65 | 101785.09 | 97786.79 | 101382.85
b. Peak Demand + Reserve Margin | 108913.62 | 109897.91 | 117911.45 | 119495.7 | 114801.69 | 119023.46
c. DR MW | 6024.78 | 8117.79 | 10669.2 | 11079.6 | 11505.92 | 11948.8
d. Capacity Credit | 108913.62 | 109897.91 | 117911.45 | 119495.7 | 114801.69 | 119023.46
Reserve Margin Data: NWPP
| 2015 | 2020 | 2025 | 2030 | 2035 | 2040
a. Peak Demand | 36159.13 | 38275.33 | 39293.31 | 39990.2 | 39990.2 | 43276.5
b. Peak Demand + Reserve Margin | 42667.78 | 45164.89 | 46366.11 | 47188.43 | 47188.44 | 51066.27
c. DR MW | 0.01 | 953.34 | 1988.72 | 2091.14 | 2193.74 | 2298.72
d. Capacity Credit | 48452.99 | 48434.8 | 49572.24 | 51019.18 | 49479.81 | 51601.78
Reserve Margin Data: NYISO
| 2015 | 2020 | 2025 | 2030 | 2035 | 2040
a. Peak Demand | 28540.06 | 30358.42 | 30861.79 | 31331.41 | 30533.94 | 30615.37
b. Peak Demand + Reserve Margin | 33249.17 | 35367.56 | 35953.98 | 36501.09 | 35572.04 | 35666.91
c. DR MW | 2565.83 | 2901.13 | 3296.24 | 3421.43 | 3551.63 | 3687.07
d. Capacity Credit | 33249.17 | 35367.56 | 36385.75 | 36501.09 | 35572.04 | 35666.91
Reserve Margin Data: NYISO_G-I_J-K
| 2015 | 2020 | 2025 | 2030 | 2035 | 2040
a. Peak Demand | 18572.33 | 19532.14 | 19944.79 | 20006.48 | 19907.3 | 20055.11
b. Peak Demand + Reserve Margin | 17643.71 | 18555.53 | 18947.55 | 19006.16 | 18911.93 | 19052.36
c. DR MW | 1658.63 | 1882.98 | 2152.95 | 2248.69 | 2348.69 | 2453.13
d. Capacity Credit | 18349.73 | 18583.08 | 18947.55 | 19191.95 | 18911.93 | 20467.02
Reserve Margin Data: PJM
| 2015 | 2020 | 2025 | 2030 | 2035 | 2040
a. Peak Demand | 147146.78 | 145723.4 | 140313.94 | 142279.02 | 141792.59 | 143869.67
b. Peak Demand + Reserve Margin | 169660.23 | 168019.08 | 161781.97 | 164047.71 | 163486.86 | 165881.73
c. DR MW | 6888.69 | 10788.12 | 15528.1 | 16025.26 | 16538.36 | 17067.93
d. Capacity Credit | 169660.23 | 168019.08 | 161781.97 | 164047.71 | 163486.86 | 165881.73
Reserve Margin Data: SPP
| 2015 | 2020 | 2025 | 2030 | 2035 | 2040
a. Peak Demand | 55452.51 | 59996.2 | 58421.53 | 59913.5 | 61638.24 | 62379.68
b. Peak Demand + Reserve Margin | 62994.05 | 68155.69 | 66366.86 | 68061.74 | 70021.04 | 70863.31
c. DR MW | 1132.21 | 3430.99 | 5911.36 | 6129.52 | 6355.94 | 6590.94
d. Capacity Credit | 62994.05 | 68155.69 | 66366.86 | 68061.74 | 70021.04 | 70863.31

## Transmission
$/MW
[8 empty] | Transfer |  | $/MWh | $/MWh | Wheel+ | $/MWh
Year | Line | From | To | EI Internal/External | Season | Block | Duration | Limit | MW flow | From price | To price | Friction | Shadow Price
2015 | ENT_2_MISO_MO-IL | ENT | MISO_MO-IL | Internal | Shoulder | B11 | 25 | 2260 | 0 | 80.66 | 77.66 | 8 | 0
2015 | ENT_2_MISO_MO-IL | ENT | MISO_MO-IL | Internal | Shoulder | B12 | 200 | 2260 | 0 | 59.47 | 65.03 | 8 | 0
2015 | ENT_2_MISO_MO-IL | ENT | MISO_MO-IL | Internal | Shoulder | B13 | 600 | 2260 | 0 | 59.47 | 59.6 | 8 | 0
2015 | ENT_2_MISO_MO-IL | ENT | MISO_MO-IL | Internal | Shoulder | B14 | 900 | 2260 | 0 | 57.49 | 56.43 | 8 | 0
2015 | ENT_2_MISO_MO-IL | ENT | MISO_MO-IL | Internal | Shoulder | B15 | 1203 | 2260 | 0 | 57.49 | 54.1 | 8 | 0
2015 | ENT_2_MISO_MO-IL | ENT | MISO_MO-IL | Internal | Summer | B1 | 10 | 2260 | 0 | 91.77 | 91.77 | 8 | 0
2015 | ENT_2_MISO_MO-IL | ENT | MISO_MO-IL | Internal | Summer | B2 | 25 | 2260 | 0 | 89.87 | 88.74 | 8 | 0
2015 | ENT_2_MISO_MO-IL | ENT | MISO_MO-IL | Internal | Summer | B3 | 75 | 2260 | 0 | 89.87 | 88.74 | 8 | 0
2015 | ENT_2_MISO_MO-IL | ENT | MISO_MO-IL | Internal | Summer | B4 | 100 | 2260 | 0 | 88.79 | 86.74 | 8 | 0
2015 | ENT_2_MISO_MO-IL | ENT | MISO_MO-IL | Internal | Summer | B5 | 200 | 2260 | 0 | 83.07 | 75.07 | 8 | 0
2015 | ENT_2_MISO_MO-IL | ENT | MISO_MO-IL | Internal | Summer | B6 | 300 | 2260 | 0 | 67.59 | 68.57 | 8 | 0
2015 | ENT_2_MISO_MO-IL | ENT | MISO_MO-IL | Internal | Summer | B7 | 400 | 2260 | 0 | 58.69 | 57.07 | 8 | 0
2015 | ENT_2_MISO_MO-IL | ENT | MISO_MO-IL | Internal | Summer | B8 | 500 | 2260 | 0 | 58.69 | 54.39 | 8 | 0
2015 | ENT_2_MISO_MO-IL | ENT | MISO_MO-IL | Internal | Summer | B9 | 800 | 2260 | 0 | 56.32 | 53 | 8 | 0
2015 | ENT_2_MISO_MO-IL | ENT | MISO_MO-IL | Internal | Summer | B10 | 1262 | 2260 | 0 | 56.32 | 52.02 | 8 | 0
2015 | ENT_2_MISO_MO-IL | ENT | MISO_MO-IL | Internal | Winter | B16 | 25 | 2260 | 0 | 76.77 | 76.77 | 8 | 0
2015 | ENT_2_MISO_MO-IL | ENT | MISO_MO-IL | Internal | Winter | B17 | 100 | 2260 | 0 | 61.89 | 65.1 | 8 | 0
2015 | ENT_2_MISO_MO-IL | ENT | MISO_MO-IL | Internal | Winter | B18 | 400 | 2260 | 0 | 60.35 | 60.54 | 8 | 0
2015 | ENT_2_MISO_MO-IL | ENT | MISO_MO-IL | Internal | Winter | B19 | 700 | 2260 | 0 | 59.83 | 57.99 | 8 | 0
2015 | ENT_2_MISO_MO-IL | ENT | MISO_MO-IL | Internal | Winter | B20 | 935 | 2260 | 0 | 59.83 | 53.58 | 8 | 0
2015 | ENT_2_SOCO | ENT | SOCO | Internal | Shoulder | B11 | 25 | 2000 | 1061.96 | 80.66 | 88.66 | 8 | 0
2015 | ENT_2_SOCO | ENT | SOCO | Internal | Shoulder | B12 | 200 | 2000 | 0 | 59.47 | 66.41 | 8 | 0
2015 | ENT_2_SOCO | ENT | SOCO | Internal | Shoulder | B13 | 600 | 2000 | 0 | 59.47 | 61.88 | 8 | 0
2015 | ENT_2_SOCO | ENT | SOCO | Internal | Shoulder | B14 | 900 | 2000 | 0 | 57.49 | 61.88 | 8 | 0
2015 | ENT_2_SOCO | ENT | SOCO | Internal | Shoulder | B15 | 1203 | 2000 | 0 | 57.49 | 59.72 | 8 | 0
2015 | ENT_2_SOCO | ENT | SOCO | Internal | Summer | B1 | 10 | 2000 | 86.58 | 91.77 | 99.77 | 8 | 0
2015 | ENT_2_SOCO | ENT | SOCO | Internal | Summer | B2 | 25 | 2000 | 1123.74 | 89.87 | 97.87 | 8 | 0
2015 | ENT_2_SOCO | ENT | SOCO | Internal | Summer | B3 | 75 | 2000 | 1983.61 | 89.87 | 97.87 | 8 | 0
2015 | ENT_2_SOCO | ENT | SOCO | Internal | Summer | B4 | 100 | 2000 | 2000 | 88.79 | 97.87 | 8 | 1.08
2015 | ENT_2_SOCO | ENT | SOCO | Internal | Summer | B5 | 200 | 2000 | 2000 | 83.07 | 91.64 | 8 | 0.57
2015 | ENT_2_SOCO | ENT | SOCO | Internal | Summer | B6 | 300 | 2000 | 2000 | 67.59 | 79.58 | 8 | 3.99
2015 | ENT_2_SOCO | ENT | SOCO | Internal | Summer | B7 | 400 | 2000 | 2000 | 58.69 | 72.07 | 8 | 5.39
2015 | ENT_2_SOCO | ENT | SOCO | Internal | Summer | B8 | 500 | 2000 | 1947.5 | 58.69 | 66.69 | 8 | 0
2015 | ENT_2_SOCO | ENT | SOCO | Internal | Summer | B9 | 800 | 2000 | 0 | 56.32 | 60.67 | 8 | 0
2015 | ENT_2_SOCO | ENT | SOCO | Internal | Summer | B10 | 1262 | 2000 | 0 | 56.32 | 58.55 | 8 | 0
2015 | ENT_2_SOCO | ENT | SOCO | Internal | Winter | B16 | 25 | 2000 | 2000 | 76.77 | 85.22 | 8 | 0.45
2015 | ENT_2_SOCO | ENT | SOCO | Internal | Winter | B17 | 100 | 2000 | 0 | 61.89 | 68.73 | 8 | 0
2015 | ENT_2_SOCO | ENT | SOCO | Internal | Winter | B18 | 400 | 2000 | 0 | 60.35 | 64.36 | 8 | 0
2015 | ENT_2_SOCO | ENT | SOCO | Internal | Winter | B19 | 700 | 2000 | 0 | 59.83 | 64.36 | 8 | 0
2015 | ENT_2_SOCO | ENT | SOCO | Internal | Winter | B20 | 935 | 2000 | 0 | 59.83 | 62.11 | 8 | 0
2015 | ENT_2_SPP_N | ENT | SPP_N | Internal | Shoulder | B11 | 25 | 1300 | 0 | 80.66 | 83.06 | 8 | 0
2015 | ENT_2_SPP_N | ENT | SPP_N | Internal | Shoulder | B12 | 200 | 1300 | 0 | 59.47 | 60.03 | 8 | 0
2015 | ENT_2_SPP_N | ENT | SPP_N | Internal | Shoulder | B13 | 600 | 1300 | 0 | 59.47 | 59.43 | 8 | 0
2015 | ENT_2_SPP_N | ENT | SPP_N | Internal | Shoulder | B14 | 900 | 1300 | 0 | 57.49 | 57.38 | 8 | 0
2015 | ENT_2_SPP_N | ENT | SPP_N | Internal | Shoulder | B15 | 1203 | 1300 | 0 | 57.49 | 57.38 | 8 | 0
2015 | ENT_2_SPP_N | ENT | SPP_N | Internal | Summer | B1 | 10 | 1300 | 0 | 91.77 | 92.6 | 8 | 0
2015 | ENT_2_SPP_N | ENT | SPP_N | Internal | Summer | B2 | 25 | 1300 | 0 | 89.87 | 92.1 | 8 | 0
2015 | ENT_2_SPP_N | ENT | SPP_N | Internal | Summer | B3 | 75 | 1300 | 0 | 89.87 | 91.39 | 8 | 0
2015 | ENT_2_SPP_N | ENT | SPP_N | Internal | Summer | B4 | 100 | 1300 | 0 | 88.79 | 86.74 | 8 | 0
2015 | ENT_2_SPP_N | ENT | SPP_N | Internal | Summer | B5 | 200 | 1300 | 0 | 83.07 | 81.21 | 8 | 0
2015 | ENT_2_SPP_N | ENT | SPP_N | Internal | Summer | B6 | 300 | 1300 | 0 | 67.59 | 75.58 | 8 | 0
2015 | ENT_2_SPP_N | ENT | SPP_N | Internal | Summer | B7 | 400 | 1300 | 0 | 58.69 | 64.06 | 8 | 0
2015 | ENT_2_SPP_N | ENT | SPP_N | Internal | Summer | B8 | 500 | 1300 | 0 | 58.69 | 58.7 | 8 | 0
2015 | ENT_2_SPP_N | ENT | SPP_N | Internal | Summer | B9 | 800 | 1300 | 0 | 56.32 | 56.11 | 8 | 0
2015 | ENT_2_SPP_N | ENT | SPP_N | Internal | Summer | B10 | 1262 | 1300 | 0 | 56.32 | 54.59 | 8 | 0
2015 | ENT_2_SPP_N | ENT | SPP_N | Internal | Winter | B16 | 25 | 1300 | 0 | 76.77 | 72.88 | 8 | 0
2015 | ENT_2_SPP_N | ENT | SPP_N | Internal | Winter | B17 | 100 | 1300 | 0 | 61.89 | 60.8 | 8 | 0
2015 | ENT_2_SPP_N | ENT | SPP_N | Internal | Winter | B18 | 400 | 1300 | 0 | 60.35 | 59.86 | 8 | 0
2015 | ENT_2_SPP_N | ENT | SPP_N | Internal | Winter | B19 | 700 | 1300 | 0 | 59.83 | 59.84 | 8 | 0
2015 | ENT_2_SPP_N | ENT | SPP_N | Internal | Winter | B20 | 935 | 1300 | 0 | 59.83 | 56.38 | 8 | 0
2015 | ENT_2_SPP_S | ENT | SPP_S | Internal | Shoulder | B11 | 25 | 1300 | 0 | 80.66 | 83.05 | 8 | 0
2015 | ENT_2_SPP_S | ENT | SPP_S | Internal | Shoulder | B12 | 200 | 1300 | 0 | 59.47 | 60.04 | 8 | 0
2015 | ENT_2_SPP_S | ENT | SPP_S | Internal | Shoulder | B13 | 600 | 1300 | 0 | 59.47 | 59.44 | 8 | 0
2015 | ENT_2_SPP_S | ENT | SPP_S | Internal | Shoulder | B14 | 900 | 1300 | 0 | 57.49 | 57.39 | 8 | 0
2015 | ENT_2_SPP_S | ENT | SPP_S | Internal | Shoulder | B15 | 1203 | 1300 | 0 | 57.49 | 57.39 | 8 | 0
2015 | ENT_2_SPP_S | ENT | SPP_S | Internal | Summer | B1 | 10 | 1300 | 0 | 91.77 | 90.44 | 8 | 0
2015 | ENT_2_SPP_S | ENT | SPP_S | Internal | Summer | B2 | 25 | 1300 | 0 | 89.87 | 90.44 | 8 | 0
2015 | ENT_2_SPP_S | ENT | SPP_S | Internal | Summer | B3 | 75 | 1300 | 0 | 89.87 | 90.43 | 8 | 0
2015 | ENT_2_SPP_S | ENT | SPP_S | Internal | Summer | B4 | 100 | 1300 | 0 | 88.79 | 83.79 | 8 | 0
2015 | ENT_2_SPP_S | ENT | SPP_S | Internal | Summer | B5 | 200 | 1300 | 0 | 83.07 | 81.19 | 8 | 0
2015 | ENT_2_SPP_S | ENT | SPP_S | Internal | Summer | B6 | 300 | 1300 | 474.97 | 67.59 | 75.59 | 8 | 0
2015 | ENT_2_SPP_S | ENT | SPP_S | Internal | Summer | B7 | 400 | 1300 | 0 | 58.69 | 64.07 | 8 | 0
2015 | ENT_2_SPP_S | ENT | SPP_S | Internal | Summer | B8 | 500 | 1300 | 0 | 58.69 | 58.71 | 8 | 0
2015 | ENT_2_SPP_S | ENT | SPP_S | Internal | Summer | B9 | 800 | 1300 | 0 | 56.32 | 56.13 | 8 | 0
2015 | ENT_2_SPP_S | ENT | SPP_S | Internal | Summer | B10 | 1262 | 1300 | 0 | 56.32 | 56 | 8 | 0
2015 | ENT_2_SPP_S | ENT | SPP_S | Internal | Winter | B16 | 25 | 1300 | 0 | 76.77 | 72.89 | 8 | 0
2015 | ENT_2_SPP_S | ENT | SPP_S | Internal | Winter | B17 | 100 | 1300 | 0 | 61.89 | 60.81 | 8 | 0
2015 | ENT_2_SPP_S | ENT | SPP_S | Internal | Winter | B18 | 400 | 1300 | 0 | 60.35 | 59.87 | 8 | 0
2015 | ENT_2_SPP_S | ENT | SPP_S | Internal | Winter | B19 | 700 | 1300 | 0 | 59.83 | 59.85 | 8 | 0
2015 | ENT_2_SPP_S | ENT | SPP_S | Internal | Winter | B20 | 935 | 1300 | 0 | 59.83 | 59.74 | 8 | 0
2015 | ENT_2_TVA_Transmission | ENT | TVA_Transmission | Internal | Shoulder | B11 | 25 | 2100 | 0 | 80.66 | 81.66 | 8 | 0
2015 | ENT_2_TVA_Transmission | ENT | TVA_Transmission | Internal | Shoulder | B12 | 200 | 2100 | 0 | 59.47 | 66 | 8 | 0
2015 | ENT_2_TVA_Transmission | ENT | TVA_Transmission | Internal | Shoulder | B13 | 600 | 2100 | 0 | 59.47 | 63.8 | 8 | 0
2015 | ENT_2_TVA_Transmission | ENT | TVA_Transmission | Internal | Shoulder | B14 | 900 | 2100 | 0 | 57.49 | 62.44 | 8 | 0
2015 | ENT_2_TVA_Transmission | ENT | TVA_Transmission | Internal | Shoulder | B15 | 1203 | 2100 | 0 | 57.49 | 60.97 | 8 | 0
2015 | ENT_2_TVA_Transmission | ENT | TVA_Transmission | Internal | Summer | B1 | 10 | 2100 | 661.14 | 91.77 | 99.77 | 8 | 0
2015 | ENT_2_TVA_Transmission | ENT | TVA_Transmission | Internal | Summer | B2 | 25 | 2100 | 0 | 89.87 | 96.74 | 8 | 0
2015 | ENT_2_TVA_Transmission | ENT | TVA_Transmission | Internal | Summer | B3 | 75 | 2100 | 0 | 89.87 | 95.51 | 8 | 0
2015 | ENT_2_TVA_Transmission | ENT | TVA_Transmission | Internal | Summer | B4 | 100 | 2100 | 0 | 88.79 | 90.75 | 8 | 0
2015 | ENT_2_TVA_Transmission | ENT | TVA_Transmission | Internal | Summer | B5 | 200 | 2100 | 0 | 83.07 | 82.85 | 8 | 0
2015 | ENT_2_TVA_Transmission | ENT | TVA_Transmission | Internal | Summer | B6 | 300 | 2100 | 0 | 67.59 | 71.07 | 8 | 0
2015 | ENT_2_TVA_Transmission | ENT | TVA_Transmission | Internal | Summer | B7 | 400 | 2100 | 0 | 58.69 | 63.6 | 8 | 0
2015 | ENT_2_TVA_Transmission | ENT | TVA_Transmission | Internal | Summer | B8 | 500 | 2100 | 0 | 58.69 | 61.12 | 8 | 0
2015 | ENT_2_TVA_Transmission | ENT | TVA_Transmission | Internal | Summer | B9 | 800 | 2100 | 0 | 56.32 | 60.11 | 8 | 0
2015 | ENT_2_TVA_Transmission | ENT | TVA_Transmission | Internal | Summer | B10 | 1262 | 2100 | 0 | 56.32 | 58.13 | 8 | 0
2015 | ENT_2_TVA_Transmission | ENT | TVA_Transmission | Internal | Winter | B16 | 25 | 2100 | 489 | 76.77 | 84.77 | 8 | 0
2015 | ENT_2_TVA_Transmission | ENT | TVA_Transmission | Internal | Winter | B17 | 100 | 2100 | 0 | 61.89 | 69.84 | 8 | 0
2015 | ENT_2_TVA_Transmission | ENT | TVA_Transmission | Internal | Winter | B18 | 400 | 2100 | 0 | 60.35 | 64.88 | 8 | 0
2015 | ENT_2_TVA_Transmission | ENT | TVA_Transmission | Internal | Winter | B19 | 700 | 2100 | 0 | 59.83 | 63.37 | 8 | 0
2015 | ENT_2_TVA_Transmission | ENT | TVA_Transmission | Internal | Winter | B20 | 935 | 2100 | 0 | 59.83 | 61.58 | 8 | 0
2015 | FRCC_2_SOCO | FRCC | SOCO | Internal | Shoulder | B11 | 25 | 900 | 0 | 98.66 | 88.66 | 8 | 0
2015 | FRCC_2_SOCO | FRCC | SOCO | Internal | Shoulder | B12 | 200 | 900 | 0 | 66.91 | 66.41 | 8 | 0
2015 | FRCC_2_SOCO | FRCC | SOCO | Internal | Shoulder | B13 | 600 | 900 | 0 | 65.53 | 61.88 | 8 | 0
2015 | FRCC_2_SOCO | FRCC | SOCO | Internal | Shoulder | B14 | 900 | 900 | 0 | 64.13 | 61.88 | 8 | 0
2015 | FRCC_2_SOCO | FRCC | SOCO | Internal | Shoulder | B15 | 1203 | 900 | 0 | 64.13 | 59.72 | 8 | 0
2015 | FRCC_2_SOCO | FRCC | SOCO | Internal | Summer | B1 | 10 | 900 | 0 | 103.87 | 99.77 | 8 | 0
2015 | FRCC_2_SOCO | FRCC | SOCO | Internal | Summer | B2 | 25 | 900 | 0 | 103.87 | 97.87 | 8 | 0
2015 | FRCC_2_SOCO | FRCC | SOCO | Internal | Summer | B3 | 75 | 900 | 0 | 103.87 | 97.87 | 8 | 0
2015 | FRCC_2_SOCO | FRCC | SOCO | Internal | Summer | B4 | 100 | 900 | 0 | 103.87 | 97.87 | 8 | 0
2015 | FRCC_2_SOCO | FRCC | SOCO | Internal | Summer | B5 | 200 | 900 | 0 | 101.64 | 91.64 | 8 | 0
2015 | FRCC_2_SOCO | FRCC | SOCO | Internal | Summer | B6 | 300 | 900 | 0 | 89.58 | 79.58 | 8 | 0
2015 | FRCC_2_SOCO | FRCC | SOCO | Internal | Summer | B7 | 400 | 900 | 0 | 75.5 | 72.07 | 8 | 0
2015 | FRCC_2_SOCO | FRCC | SOCO | Internal | Summer | B8 | 500 | 900 | 0 | 66.21 | 66.69 | 8 | 0
2015 | FRCC_2_SOCO | FRCC | SOCO | Internal | Summer | B9 | 800 | 900 | 0 | 63.46 | 60.67 | 8 | 0
2015 | FRCC_2_SOCO | FRCC | SOCO | Internal | Summer | B10 | 1262 | 900 | 0 | 63.46 | 58.55 | 8 | 0
2015 | FRCC_2_SOCO | FRCC | SOCO | Internal | Winter | B16 | 25 | 900 | 0 | 95.22 | 85.22 | 8 | 0
2015 | FRCC_2_SOCO | FRCC | SOCO | Internal | Winter | B17 | 100 | 900 | 0 | 69.02 | 68.73 | 8 | 0
2015 | FRCC_2_SOCO | FRCC | SOCO | Internal | Winter | B18 | 400 | 900 | 0 | 66.15 | 64.36 | 8 | 0
2015 | FRCC_2_SOCO | FRCC | SOCO | Internal | Winter | B19 | 700 | 900 | 0 | 66.15 | 64.36 | 8 | 0
2015 | FRCC_2_SOCO | FRCC | SOCO | Internal | Winter | B20 | 935 | 900 | 0 | 66.15 | 62.11 | 8 | 0
2015 | HQ_NEISO_2_NEISO | HQ_NEISO | NEISO | Internal | Shoulder | B11 | 25 | 99999 | 2920 | 55.81 | 55.82 | 0.01 | 0
2015 | HQ_NEISO_2_NEISO | HQ_NEISO | NEISO | Internal | Shoulder | B12 | 200 | 99999 | 2920 | 55.81 | 55.82 | 0.01 | 0
2015 | HQ_NEISO_2_NEISO | HQ_NEISO | NEISO | Internal | Shoulder | B13 | 600 | 99999 | 2920 | 55.81 | 55.82 | 0.01 | 0
2015 | HQ_NEISO_2_NEISO | HQ_NEISO | NEISO | Internal | Shoulder | B14 | 900 | 99999 | 2920 | 55.81 | 55.82 | 0.01 | 0
2015 | HQ_NEISO_2_NEISO | HQ_NEISO | NEISO | Internal | Shoulder | B15 | 1203 | 99999 | 1143.24 | 55.81 | 55.82 | 0.01 | 0
2015 | HQ_NEISO_2_NEISO | HQ_NEISO | NEISO | Internal | Summer | B1 | 10 | 99999 | 2920.1 | 86.47 | 86.49 | 0.01 | 0
2015 | HQ_NEISO_2_NEISO | HQ_NEISO | NEISO | Internal | Summer | B2 | 25 | 99999 | 2920 | 80.9 | 80.91 | 0.01 | 0
2015 | HQ_NEISO_2_NEISO | HQ_NEISO | NEISO | Internal | Summer | B3 | 75 | 99999 | 2920 | 73.2 | 73.21 | 0.01 | 0
2015 | HQ_NEISO_2_NEISO | HQ_NEISO | NEISO | Internal | Summer | B4 | 100 | 99999 | 2920 | 59 | 59.01 | 0.01 | 0
2015 | HQ_NEISO_2_NEISO | HQ_NEISO | NEISO | Internal | Summer | B5 | 200 | 99999 | 2920 | 53.12 | 53.13 | 0.01 | 0
2015 | HQ_NEISO_2_NEISO | HQ_NEISO | NEISO | Internal | Summer | B6 | 300 | 99999 | 2920 | 53.12 | 53.13 | 0.01 | 0
2015 | HQ_NEISO_2_NEISO | HQ_NEISO | NEISO | Internal | Summer | B7 | 400 | 99999 | 2920 | 53.12 | 53.13 | 0.01 | 0
2015 | HQ_NEISO_2_NEISO | HQ_NEISO | NEISO | Internal | Summer | B8 | 500 | 99999 | 2920 | 53.12 | 53.13 | 0.01 | 0
2015 | HQ_NEISO_2_NEISO | HQ_NEISO | NEISO | Internal | Summer | B9 | 800 | 99999 | 2920 | 53.12 | 53.13 | 0.01 | 0
2015 | HQ_NEISO_2_NEISO | HQ_NEISO | NEISO | Internal | Summer | B10 | 1262 | 99999 | 795.94 | 53.12 | 53.13 | 0.01 | 0
2015 | HQ_NEISO_2_NEISO | HQ_NEISO | NEISO | Internal | Winter | B16 | 25 | 99999 | 2920 | 64.21 | 64.22 | 0.01 | 0
2015 | HQ_NEISO_2_NEISO | HQ_NEISO | NEISO | Internal | Winter | B17 | 100 | 99999 | 2920 | 64.21 | 64.22 | 0.01 | 0
2015 | HQ_NEISO_2_NEISO | HQ_NEISO | NEISO | Internal | Winter | B18 | 400 | 99999 | 2920 | 64.21 | 64.22 | 0.01 | 0
2015 | HQ_NEISO_2_NEISO | HQ_NEISO | NEISO | Internal | Winter | B19 | 700 | 99999 | 2920 | 64.21 | 64.22 | 0.01 | 0
2015 | HQ_NEISO_2_NEISO | HQ_NEISO | NEISO | Internal | Winter | B20 | 935 | 99999 | 1233.58 | 64.21 | 64.22 | 0.01 | 0
2015 | HQ_NY_2_NYISO_A-F | HQ_NY | NYISO_A-F | Internal | Shoulder | B11 | 25 | 99999 | 1000 | 60.52 | 60.53 | 0.01 | 0
2015 | HQ_NY_2_NYISO_A-F | HQ_NY | NYISO_A-F | Internal | Shoulder | B12 | 200 | 99999 | 1000 | 58.79 | 58.8 | 0.01 | 0
2015 | HQ_NY_2_NYISO_A-F | HQ_NY | NYISO_A-F | Internal | Shoulder | B13 | 600 | 99999 | 1000 | 57.81 | 57.82 | 0.01 | 0
2015 | HQ_NY_2_NYISO_A-F | HQ_NY | NYISO_A-F | Internal | Shoulder | B14 | 900 | 99999 | 1000 | 56.87 | 56.88 | 0.01 | 0
2015 | HQ_NY_2_NYISO_A-F | HQ_NY | NYISO_A-F | Internal | Shoulder | B15 | 1203 | 99999 | 188.69 | 56.87 | 56.88 | 0.01 | 0
2015 | HQ_NY_2_NYISO_A-F | HQ_NY | NYISO_A-F | Internal | Summer | B1 | 10 | 99999 | 1000.1 | 89.45 | 89.46 | 0.01 | 0
2015 | HQ_NY_2_NYISO_A-F | HQ_NY | NYISO_A-F | Internal | Summer | B2 | 25 | 99999 | 1000.1 | 83.87 | 83.88 | 0.01 | 0
2015 | HQ_NY_2_NYISO_A-F | HQ_NY | NYISO_A-F | Internal | Summer | B3 | 75 | 99999 | 1000 | 78.53 | 78.54 | 0.01 | 0
2015 | HQ_NY_2_NYISO_A-F | HQ_NY | NYISO_A-F | Internal | Summer | B4 | 100 | 99999 | 1000 | 76.02 | 76.03 | 0.01 | 0
2015 | HQ_NY_2_NYISO_A-F | HQ_NY | NYISO_A-F | Internal | Summer | B5 | 200 | 99999 | 1000 | 68.99 | 69 | 0.01 | 0
2015 | HQ_NY_2_NYISO_A-F | HQ_NY | NYISO_A-F | Internal | Summer | B6 | 300 | 99999 | 1000 | 58.56 | 58.57 | 0.01 | 0
2015 | HQ_NY_2_NYISO_A-F | HQ_NY | NYISO_A-F | Internal | Summer | B7 | 400 | 99999 | 1000 | 56.1 | 56.12 | 0.01 | 0
2015 | HQ_NY_2_NYISO_A-F | HQ_NY | NYISO_A-F | Internal | Summer | B8 | 500 | 99999 | 1000 | 55.23 | 55.24 | 0.01 | 0
2015 | HQ_NY_2_NYISO_A-F | HQ_NY | NYISO_A-F | Internal | Summer | B9 | 800 | 99999 | 1000 | 55.23 | 55.24 | 0.01 | 0
2015 | HQ_NY_2_NYISO_A-F | HQ_NY | NYISO_A-F | Internal | Summer | B10 | 1262 | 99999 | 30.11 | 55.23 | 55.24 | 0.01 | 0
2015 | HQ_NY_2_NYISO_A-F | HQ_NY | NYISO_A-F | Internal | Winter | B16 | 25 | 99999 | 1000 | 67.63 | 67.64 | 0.01 | 0
2015 | HQ_NY_2_NYISO_A-F | HQ_NY | NYISO_A-F | Internal | Winter | B17 | 100 | 99999 | 1000 | 64.73 | 64.74 | 0.01 | 0
2015 | HQ_NY_2_NYISO_A-F | HQ_NY | NYISO_A-F | Internal | Winter | B18 | 400 | 99999 | 1000 | 61.58 | 61.59 | 0.01 | 0
2015 | HQ_NY_2_NYISO_A-F | HQ_NY | NYISO_A-F | Internal | Winter | B19 | 700 | 99999 | 1000 | 61.58 | 61.59 | 0.01 | 0
2015 | HQ_NY_2_NYISO_A-F | HQ_NY | NYISO_A-F | Internal | Winter | B20 | 935 | 99999 | 229.95 | 61.58 | 61.59 | 0.01 | 0
2015 | HQ_IESO_2_IESO | HQ_IESO | IESO | Internal | Shoulder | B11 | 25 | 99999 | 400 | 43.48 | 43.49 | 0.01 | 0
2015 | HQ_IESO_2_IESO | HQ_IESO | IESO | Internal | Shoulder | B12 | 200 | 99999 | 400 | 43.48 | 43.49 | 0.01 | 0
2015 | HQ_IESO_2_IESO | HQ_IESO | IESO | Internal | Shoulder | B13 | 600 | 99999 | 400 | 43.48 | 43.49 | 0.01 | 0
2015 | HQ_IESO_2_IESO | HQ_IESO | IESO | Internal | Shoulder | B14 | 900 | 99999 | 400 | 43.48 | 43.49 | 0.01 | 0
2015 | HQ_IESO_2_IESO | HQ_IESO | IESO | Internal | Shoulder | B15 | 1203 | 99999 | 75.48 | 43.48 | 43.49 | 0.01 | 0
2015 | HQ_IESO_2_IESO | HQ_IESO | IESO | Internal | Summer | B1 | 10 | 99999 | 400 | 82.45 | 82.46 | 0.01 | 0
2015 | HQ_IESO_2_IESO | HQ_IESO | IESO | Internal | Summer | B2 | 25 | 99999 | 400 | 76.87 | 76.88 | 0.01 | 0
2015 | HQ_IESO_2_IESO | HQ_IESO | IESO | Internal | Summer | B3 | 75 | 99999 | 400 | 71.53 | 71.54 | 0.01 | 0
2015 | HQ_IESO_2_IESO | HQ_IESO | IESO | Internal | Summer | B4 | 100 | 99999 | 400 | 44.92 | 44.93 | 0.01 | 0
2015 | HQ_IESO_2_IESO | HQ_IESO | IESO | Internal | Summer | B5 | 200 | 99999 | 400 | 42.47 | 42.48 | 0.01 | 0
2015 | HQ_IESO_2_IESO | HQ_IESO | IESO | Internal | Summer | B6 | 300 | 99999 | 400 | 42.47 | 42.48 | 0.01 | 0
2015 | HQ_IESO_2_IESO | HQ_IESO | IESO | Internal | Summer | B7 | 400 | 99999 | 400 | 42.47 | 42.48 | 0.01 | 0
2015 | HQ_IESO_2_IESO | HQ_IESO | IESO | Internal | Summer | B8 | 500 | 99999 | 400 | 42.47 | 42.48 | 0.01 | 0
2015 | HQ_IESO_2_IESO | HQ_IESO | IESO | Internal | Summer | B9 | 800 | 99999 | 400 | 42.47 | 42.48 | 0.01 | 0
2015 | HQ_IESO_2_IESO | HQ_IESO | IESO | Internal | Summer | B10 | 1262 | 99999 | 12.04 | 42.47 | 42.48 | 0.01 | 0
2015 | HQ_IESO_2_IESO | HQ_IESO | IESO | Internal | Winter | B16 | 25 | 99999 | 400 | 45.51 | 45.52 | 0.01 | 0
2015 | HQ_IESO_2_IESO | HQ_IESO | IESO | Internal | Winter | B17 | 100 | 99999 | 400 | 45.51 | 45.52 | 0.01 | 0
2015 | HQ_IESO_2_IESO | HQ_IESO | IESO | Internal | Winter | B18 | 400 | 99999 | 400 | 45.51 | 45.52 | 0.01 | 0
2015 | HQ_IESO_2_IESO | HQ_IESO | IESO | Internal | Winter | B19 | 700 | 99999 | 400 | 45.51 | 45.52 | 0.01 | 0
2015 | HQ_IESO_2_IESO | HQ_IESO | IESO | Internal | Winter | B20 | 935 | 99999 | 91.98 | 45.51 | 45.52 | 0.01 | 0
2015 | IESO_2_MAPP_CA | IESO | MAPP_CA | Internal | Shoulder | B11 | 25 | 262 | 262 | 43.49 | 70.97 | 7 | 20.49
2015 | IESO_2_MAPP_CA | IESO | MAPP_CA | Internal | Shoulder | B12 | 200 | 262 | 262 | 43.49 | 65 | 7 | 14.52
2015 | IESO_2_MAPP_CA | IESO | MAPP_CA | Internal | Shoulder | B13 | 600 | 262 | 262 | 43.49 | 59.58 | 7 | 9.09
2015 | IESO_2_MAPP_CA | IESO | MAPP_CA | Internal | Shoulder | B14 | 900 | 262 | 262 | 43.49 | 56.41 | 7 | 5.92
2015 | IESO_2_MAPP_CA | IESO | MAPP_CA | Internal | Shoulder | B15 | 1203 | 262 | 262 | 43.49 | 56.41 | 7 | 5.92
2015 | IESO_2_MAPP_CA | IESO | MAPP_CA | Internal | Summer | B1 | 10 | 262 | 0 | 82.46 | 77.76 | 7 | 0
2015 | IESO_2_MAPP_CA | IESO | MAPP_CA | Internal | Summer | B2 | 25 | 262 | 0 | 76.88 | 77.38 | 7 | 0
2015 | IESO_2_MAPP_CA | IESO | MAPP_CA | Internal | Summer | B3 | 75 | 262 | 0 | 71.54 | 77.38 | 7 | 0
2015 | IESO_2_MAPP_CA | IESO | MAPP_CA | Internal | Summer | B4 | 100 | 262 | 262 | 44.93 | 75.73 | 7 | 23.8
2015 | IESO_2_MAPP_CA | IESO | MAPP_CA | Internal | Summer | B5 | 200 | 262 | 262 | 42.48 | 75.05 | 7 | 25.57
2015 | IESO_2_MAPP_CA | IESO | MAPP_CA | Internal | Summer | B6 | 300 | 262 | 262 | 42.48 | 68.57 | 7 | 19.08
2015 | IESO_2_MAPP_CA | IESO | MAPP_CA | Internal | Summer | B7 | 400 | 262 | 262 | 42.48 | 57.05 | 7 | 7.56
2015 | IESO_2_MAPP_CA | IESO | MAPP_CA | Internal | Summer | B8 | 500 | 262 | 262 | 42.48 | 54.36 | 7 | 4.88
2015 | IESO_2_MAPP_CA | IESO | MAPP_CA | Internal | Summer | B9 | 800 | 262 | 262 | 42.48 | 52.98 | 7 | 3.49
2015 | IESO_2_MAPP_CA | IESO | MAPP_CA | Internal | Summer | B10 | 1262 | 262 | 262 | 42.48 | 52.98 | 7 | 3.49
2015 | IESO_2_MAPP_CA | IESO | MAPP_CA | Internal | Winter | B16 | 25 | 262 | 262 | 45.52 | 76.75 | 7 | 24.23
2015 | IESO_2_MAPP_CA | IESO | MAPP_CA | Internal | Winter | B17 | 100 | 262 | 262 | 45.52 | 65.07 | 7 | 12.55
2015 | IESO_2_MAPP_CA | IESO | MAPP_CA | Internal | Winter | B18 | 400 | 262 | 262 | 45.52 | 60.51 | 7 | 7.99
2015 | IESO_2_MAPP_CA | IESO | MAPP_CA | Internal | Winter | B19 | 700 | 262 | 262 | 45.52 | 58.01 | 7 | 5.49
2015 | IESO_2_MAPP_CA | IESO | MAPP_CA | Internal | Winter | B20 | 935 | 262 | 262 | 45.52 | 58.01 | 7 | 5.49
2015 | IESO_2_MISO_MI | IESO | MISO_MI | Internal | Shoulder | B11 | 25 | 1840 | 1840 | 43.49 | 74.48 | 7 | 23.99
2015 | IESO_2_MISO_MI | IESO | MISO_MI | Internal | Shoulder | B12 | 200 | 1840 | 1840 | 43.49 | 65.05 | 7 | 14.56
2015 | IESO_2_MISO_MI | IESO | MISO_MI | Internal | Shoulder | B13 | 600 | 1840 | 1840 | 43.49 | 59.63 | 7 | 9.14
2015 | IESO_2_MISO_MI | IESO | MISO_MI | Internal | Shoulder | B14 | 900 | 1840 | 1840 | 43.49 | 56.45 | 7 | 5.97
2015 | IESO_2_MISO_MI | IESO | MISO_MI | Internal | Shoulder | B15 | 1203 | 1840 | 1840 | 43.49 | 54.08 | 7 | 3.59
2015 | IESO_2_MISO_MI | IESO | MISO_MI | Internal | Summer | B1 | 10 | 1840 | 1840 | 82.46 | 91.77 | 7 | 2.31
2015 | IESO_2_MISO_MI | IESO | MISO_MI | Internal | Summer | B2 | 25 | 1840 | 1840 | 76.88 | 88.74 | 7 | 4.86
2015 | IESO_2_MISO_MI | IESO | MISO_MI | Internal | Summer | B3 | 75 | 1840 | 1840 | 71.54 | 87.53 | 7 | 8.98
2015 | IESO_2_MISO_MI | IESO | MISO_MI | Internal | Summer | B4 | 100 | 1840 | 1840 | 44.93 | 86.7 | 7 | 34.77
2015 | IESO_2_MISO_MI | IESO | MISO_MI | Internal | Summer | B5 | 200 | 1840 | 1840 | 42.48 | 75.07 | 7 | 25.59
2015 | IESO_2_MISO_MI | IESO | MISO_MI | Internal | Summer | B6 | 300 | 1840 | 1840 | 42.48 | 68.57 | 7 | 19.08
2015 | IESO_2_MISO_MI | IESO | MISO_MI | Internal | Summer | B7 | 400 | 1840 | 1840 | 42.48 | 57.1 | 7 | 7.61
2015 | IESO_2_MISO_MI | IESO | MISO_MI | Internal | Summer | B8 | 500 | 1840 | 1840 | 42.48 | 54.41 | 7 | 4.93
2015 | IESO_2_MISO_MI | IESO | MISO_MI | Internal | Summer | B9 | 800 | 1840 | 1840 | 42.48 | 53.02 | 7 | 3.54
2015 | IESO_2_MISO_MI | IESO | MISO_MI | Internal | Summer | B10 | 1262 | 1840 | 1840 | 42.48 | 52.22 | 7 | 2.74
2015 | IESO_2_MISO_MI | IESO | MISO_MI | Internal | Winter | B16 | 25 | 1840 | 1840 | 45.52 | 76.77 | 7 | 24.25
2015 | IESO_2_MISO_MI | IESO | MISO_MI | Internal | Winter | B17 | 100 | 1840 | 1840 | 45.52 | 70.73 | 7 | 18.21
2015 | IESO_2_MISO_MI | IESO | MISO_MI | Internal | Winter | B18 | 400 | 1840 | 1840 | 45.52 | 60.55 | 7 | 8.03
2015 | IESO_2_MISO_MI | IESO | MISO_MI | Internal | Winter | B19 | 700 | 1840 | 1840 | 45.52 | 58.01 | 7 | 5.49
2015 | IESO_2_MISO_MI | IESO | MISO_MI | Internal | Winter | B20 | 935 | 1840 | 1840 | 45.52 | 53.6 | 7 | 1.08
2015 | IESO_2_MISO_W | IESO | MISO_W | Internal | Shoulder | B11 | 25 | 140 | 140 | 43.49 | 77.65 | 7 | 27.17
2015 | IESO_2_MISO_W | IESO | MISO_W | Internal | Shoulder | B12 | 200 | 140 | 140 | 43.49 | 65.02 | 7 | 14.53
2015 | IESO_2_MISO_W | IESO | MISO_W | Internal | Shoulder | B13 | 600 | 140 | 140 | 43.49 | 59.59 | 7 | 9.1
2015 | IESO_2_MISO_W | IESO | MISO_W | Internal | Shoulder | B14 | 900 | 140 | 140 | 43.49 | 56.42 | 7 | 5.93
2015 | IESO_2_MISO_W | IESO | MISO_W | Internal | Shoulder | B15 | 1203 | 140 | 140 | 43.49 | 54.11 | 7 | 3.63
2015 | IESO_2_MISO_W | IESO | MISO_W | Internal | Summer | B1 | 10 | 140 | 140 | 82.46 | 91.76 | 7 | 2.3
2015 | IESO_2_MISO_W | IESO | MISO_W | Internal | Summer | B2 | 25 | 140 | 140 | 76.88 | 88.73 | 7 | 4.84
2015 | IESO_2_MISO_W | IESO | MISO_W | Internal | Summer | B3 | 75 | 140 | 140 | 71.54 | 88.73 | 7 | 10.18
2015 | IESO_2_MISO_W | IESO | MISO_W | Internal | Summer | B4 | 100 | 140 | 140 | 44.93 | 86.73 | 7 | 34.8
2015 | IESO_2_MISO_W | IESO | MISO_W | Internal | Summer | B5 | 200 | 140 | 140 | 42.48 | 75.06 | 7 | 25.58
2015 | IESO_2_MISO_W | IESO | MISO_W | Internal | Summer | B6 | 300 | 140 | 140 | 42.48 | 68.58 | 7 | 19.1
2015 | IESO_2_MISO_W | IESO | MISO_W | Internal | Summer | B7 | 400 | 140 | 140 | 42.48 | 57.06 | 7 | 7.58
2015 | IESO_2_MISO_W | IESO | MISO_W | Internal | Summer | B8 | 500 | 140 | 140 | 42.48 | 54.37 | 7 | 4.89
2015 | IESO_2_MISO_W | IESO | MISO_W | Internal | Summer | B9 | 800 | 140 | 140 | 42.48 | 52.99 | 7 | 3.5
2015 | IESO_2_MISO_W | IESO | MISO_W | Internal | Summer | B10 | 1262 | 140 | 140 | 42.48 | 52.01 | 7 | 2.52
2015 | IESO_2_MISO_W | IESO | MISO_W | Internal | Winter | B16 | 25 | 140 | 140 | 45.52 | 76.76 | 7 | 24.24
2015 | IESO_2_MISO_W | IESO | MISO_W | Internal | Winter | B17 | 100 | 140 | 140 | 45.52 | 65.09 | 7 | 12.57
2015 | IESO_2_MISO_W | IESO | MISO_W | Internal | Winter | B18 | 400 | 140 | 140 | 45.52 | 60.53 | 7 | 8.01
2015 | IESO_2_MISO_W | IESO | MISO_W | Internal | Winter | B19 | 700 | 140 | 140 | 45.52 | 58 | 7 | 5.48
2015 | IESO_2_MISO_W | IESO | MISO_W | Internal | Winter | B20 | 935 | 140 | 140 | 45.52 | 53.58 | 7 | 1.06
2015 | IESO_2_NYISO_A-F | IESO | NYISO_A-F | Internal | Shoulder | B11 | 25 | 1725 | 1725 | 43.49 | 60.53 | 7 | 10.05
2015 | IESO_2_NYISO_A-F | IESO | NYISO_A-F | Internal | Shoulder | B12 | 200 | 1725 | 1725 | 43.49 | 58.8 | 7 | 8.31
2015 | IESO_2_NYISO_A-F | IESO | NYISO_A-F | Internal | Shoulder | B13 | 600 | 1725 | 1725 | 43.49 | 57.82 | 7 | 7.33
2015 | IESO_2_NYISO_A-F | IESO | NYISO_A-F | Internal | Shoulder | B14 | 900 | 1725 | 1725 | 43.49 | 56.88 | 7 | 6.39
2015 | IESO_2_NYISO_A-F | IESO | NYISO_A-F | Internal | Shoulder | B15 | 1203 | 1725 | 1725 | 43.49 | 56.88 | 7 | 6.39
2015 | IESO_2_NYISO_A-F | IESO | NYISO_A-F | Internal | Summer | B1 | 10 | 1725 | 430.74 | 82.46 | 89.46 | 7 | 0
2015 | IESO_2_NYISO_A-F | IESO | NYISO_A-F | Internal | Summer | B2 | 25 | 1725 | 539.56 | 76.88 | 83.88 | 7 | 0
2015 | IESO_2_NYISO_A-F | IESO | NYISO_A-F | Internal | Summer | B3 | 75 | 1725 | 1405.24 | 71.54 | 78.54 | 7 | 0
2015 | IESO_2_NYISO_A-F | IESO | NYISO_A-F | Internal | Summer | B4 | 100 | 1725 | 1725 | 44.93 | 76.03 | 7 | 24.1
2015 | IESO_2_NYISO_A-F | IESO | NYISO_A-F | Internal | Summer | B5 | 200 | 1725 | 1725 | 42.48 | 69 | 7 | 19.52
2015 | IESO_2_NYISO_A-F | IESO | NYISO_A-F | Internal | Summer | B6 | 300 | 1725 | 1725 | 42.48 | 58.57 | 7 | 9.08
2015 | IESO_2_NYISO_A-F | IESO | NYISO_A-F | Internal | Summer | B7 | 400 | 1725 | 1725 | 42.48 | 56.12 | 7 | 6.63
2015 | IESO_2_NYISO_A-F | IESO | NYISO_A-F | Internal | Summer | B8 | 500 | 1725 | 1725 | 42.48 | 55.24 | 7 | 5.76
2015 | IESO_2_NYISO_A-F | IESO | NYISO_A-F | Internal | Summer | B9 | 800 | 1725 | 1725 | 42.48 | 55.24 | 7 | 5.76
2015 | IESO_2_NYISO_A-F | IESO | NYISO_A-F | Internal | Summer | B10 | 1262 | 1725 | 1725 | 42.48 | 55.24 | 7 | 5.76
2015 | IESO_2_NYISO_A-F | IESO | NYISO_A-F | Internal | Winter | B16 | 25 | 1725 | 1725 | 45.52 | 67.64 | 7 | 15.12
2015 | IESO_2_NYISO_A-F | IESO | NYISO_A-F | Internal | Winter | B17 | 100 | 1725 | 1725 | 45.52 | 64.74 | 7 | 12.22
2015 | IESO_2_NYISO_A-F | IESO | NYISO_A-F | Internal | Winter | B18 | 400 | 1725 | 1725 | 45.52 | 61.59 | 7 | 9.07
2015 | IESO_2_NYISO_A-F | IESO | NYISO_A-F | Internal | Winter | B19 | 700 | 1725 | 1725 | 45.52 | 61.59 | 7 | 9.07
2015 | IESO_2_NYISO_A-F | IESO | NYISO_A-F | Internal | Winter | B20 | 935 | 1725 | 1725 | 45.52 | 61.59 | 7 | 9.07
2015 | MAPP_CA_2_IESO | MAPP_CA | IESO | Internal | Shoulder | B11 | 25 | 330 | 0 | 70.97 | 43.49 | 8 | 0
2015 | MAPP_CA_2_IESO | MAPP_CA | IESO | Internal | Shoulder | B12 | 200 | 330 | 0 | 65 | 43.49 | 8 | 0
2015 | MAPP_CA_2_IESO | MAPP_CA | IESO | Internal | Shoulder | B13 | 600 | 330 | 0 | 59.58 | 43.49 | 8 | 0
2015 | MAPP_CA_2_IESO | MAPP_CA | IESO | Internal | Shoulder | B14 | 900 | 330 | 0 | 56.41 | 43.49 | 8 | 0
2015 | MAPP_CA_2_IESO | MAPP_CA | IESO | Internal | Shoulder | B15 | 1203 | 330 | 0 | 56.41 | 43.49 | 8 | 0
2015 | MAPP_CA_2_IESO | MAPP_CA | IESO | Internal | Summer | B1 | 10 | 330 | 0 | 77.76 | 82.46 | 8 | 0
2015 | MAPP_CA_2_IESO | MAPP_CA | IESO | Internal | Summer | B2 | 25 | 330 | 0 | 77.38 | 76.88 | 8 | 0
2015 | MAPP_CA_2_IESO | MAPP_CA | IESO | Internal | Summer | B3 | 75 | 330 | 0 | 77.38 | 71.54 | 8 | 0
2015 | MAPP_CA_2_IESO | MAPP_CA | IESO | Internal | Summer | B4 | 100 | 330 | 0 | 75.73 | 44.93 | 8 | 0
2015 | MAPP_CA_2_IESO | MAPP_CA | IESO | Internal | Summer | B5 | 200 | 330 | 0 | 75.05 | 42.48 | 8 | 0
2015 | MAPP_CA_2_IESO | MAPP_CA | IESO | Internal | Summer | B6 | 300 | 330 | 0 | 68.57 | 42.48 | 8 | 0
2015 | MAPP_CA_2_IESO | MAPP_CA | IESO | Internal | Summer | B7 | 400 | 330 | 0 | 57.05 | 42.48 | 8 | 0
2015 | MAPP_CA_2_IESO | MAPP_CA | IESO | Internal | Summer | B8 | 500 | 330 | 0 | 54.36 | 42.48 | 8 | 0
2015 | MAPP_CA_2_IESO | MAPP_CA | IESO | Internal | Summer | B9 | 800 | 330 | 0 | 52.98 | 42.48 | 8 | 0
2015 | MAPP_CA_2_IESO | MAPP_CA | IESO | Internal | Summer | B10 | 1262 | 330 | 0 | 52.98 | 42.48 | 8 | 0
2015 | MAPP_CA_2_IESO | MAPP_CA | IESO | Internal | Winter | B16 | 25 | 330 | 0 | 76.75 | 45.52 | 8 | 0
2015 | MAPP_CA_2_IESO | MAPP_CA | IESO | Internal | Winter | B17 | 100 | 330 | 0 | 65.07 | 45.52 | 8 | 0
2015 | MAPP_CA_2_IESO | MAPP_CA | IESO | Internal | Winter | B18 | 400 | 330 | 0 | 60.51 | 45.52 | 8 | 0
2015 | MAPP_CA_2_IESO | MAPP_CA | IESO | Internal | Winter | B19 | 700 | 330 | 0 | 58.01 | 45.52 | 8 | 0
2015 | MAPP_CA_2_IESO | MAPP_CA | IESO | Internal | Winter | B20 | 935 | 330 | 0 | 58.01 | 45.52 | 8 | 0
2015 | MAPP_CA_2_MAPP_US | MAPP_CA | MAPP_US | Internal | Shoulder | B11 | 25 | 372 | 0 | 70.97 | 73.87 | 7 | 0
2015 | MAPP_CA_2_MAPP_US | MAPP_CA | MAPP_US | Internal | Shoulder | B12 | 200 | 372 | 0 | 65 | 58.02 | 7 | 0
2015 | MAPP_CA_2_MAPP_US | MAPP_CA | MAPP_US | Internal | Shoulder | B13 | 600 | 372 | 0 | 59.58 | 55.45 | 7 | 0
2015 | MAPP_CA_2_MAPP_US | MAPP_CA | MAPP_US | Internal | Shoulder | B14 | 900 | 372 | 0 | 56.41 | 55.45 | 7 | 0
2015 | MAPP_CA_2_MAPP_US | MAPP_CA | MAPP_US | Internal | Shoulder | B15 | 1203 | 372 | 0 | 56.41 | 55.45 | 7 | 0
2015 | MAPP_CA_2_MAPP_US | MAPP_CA | MAPP_US | Internal | Summer | B1 | 10 | 372 | 199.35 | 77.76 | 84.76 | 7 | 0
2015 | MAPP_CA_2_MAPP_US | MAPP_CA | MAPP_US | Internal | Summer | B2 | 25 | 372 | 88.71 | 77.38 | 84.38 | 7 | 0
2015 | MAPP_CA_2_MAPP_US | MAPP_CA | MAPP_US | Internal | Summer | B3 | 75 | 372 | 28.45 | 77.38 | 84.38 | 7 | 0
2015 | MAPP_CA_2_MAPP_US | MAPP_CA | MAPP_US | Internal | Summer | B4 | 100 | 372 | 0 | 75.73 | 79.73 | 7 | 0
2015 | MAPP_CA_2_MAPP_US | MAPP_CA | MAPP_US | Internal | Summer | B5 | 200 | 372 | 0 | 75.05 | 74.19 | 7 | 0
2015 | MAPP_CA_2_MAPP_US | MAPP_CA | MAPP_US | Internal | Summer | B6 | 300 | 372 | 0 | 68.57 | 61.58 | 7 | 0
2015 | MAPP_CA_2_MAPP_US | MAPP_CA | MAPP_US | Internal | Summer | B7 | 400 | 372 | 0 | 57.05 | 52.9 | 7 | 0
2015 | MAPP_CA_2_MAPP_US | MAPP_CA | MAPP_US | Internal | Summer | B8 | 500 | 372 | 0 | 54.36 | 52.68 | 7 | 0
2015 | MAPP_CA_2_MAPP_US | MAPP_CA | MAPP_US | Internal | Summer | B9 | 800 | 372 | 0 | 52.98 | 52.68 | 7 | 0
2015 | MAPP_CA_2_MAPP_US | MAPP_CA | MAPP_US | Internal | Summer | B10 | 1262 | 372 | 0 | 52.98 | 52.68 | 7 | 0
2015 | MAPP_CA_2_MAPP_US | MAPP_CA | MAPP_US | Internal | Winter | B16 | 25 | 372 | 0 | 76.75 | 69.76 | 7 | 0
2015 | MAPP_CA_2_MAPP_US | MAPP_CA | MAPP_US | Internal | Winter | B17 | 100 | 372 | 0 | 65.07 | 58.09 | 7 | 0
2015 | MAPP_CA_2_MAPP_US | MAPP_CA | MAPP_US | Internal | Winter | B18 | 400 | 372 | 0 | 60.51 | 58.09 | 7 | 0
2015 | MAPP_CA_2_MAPP_US | MAPP_CA | MAPP_US | Internal | Winter | B19 | 700 | 372 | 0 | 58.01 | 58.09 | 7 | 0
2015 | MAPP_CA_2_MAPP_US | MAPP_CA | MAPP_US | Internal | Winter | B20 | 935 | 372 | 0 | 58.01 | 58.09 | 7 | 0
2015 | MAPP_CA_2_MISO_W | MAPP_CA | MISO_W | Internal | Shoulder | B11 | 25 | 2196 | 2196 | 70.97 | 77.65 | 0.01 | 6.67
2015 | MAPP_CA_2_MISO_W | MAPP_CA | MISO_W | Internal | Shoulder | B12 | 200 | 2196 | 1513.7 | 65 | 65.02 | 0.01 | 0
2015 | MAPP_CA_2_MISO_W | MAPP_CA | MISO_W | Internal | Shoulder | B13 | 600 | 2196 | 1599.93 | 59.58 | 59.59 | 0.01 | 0
2015 | MAPP_CA_2_MISO_W | MAPP_CA | MISO_W | Internal | Shoulder | B14 | 900 | 2196 | 1169.52 | 56.41 | 56.42 | 0.01 | 0
2015 | MAPP_CA_2_MISO_W | MAPP_CA | MISO_W | Internal | Shoulder | B15 | 1203 | 2196 | 0 | 56.41 | 54.11 | 0.01 | 0
2015 | MAPP_CA_2_MISO_W | MAPP_CA | MISO_W | Internal | Summer | B1 | 10 | 2196 | 2196 | 77.76 | 91.76 | 0.01 | 13.99
2015 | MAPP_CA_2_MISO_W | MAPP_CA | MISO_W | Internal | Summer | B2 | 25 | 2196 | 2196 | 77.38 | 88.73 | 0.01 | 11.34
2015 | MAPP_CA_2_MISO_W | MAPP_CA | MISO_W | Internal | Summer | B3 | 75 | 2196 | 2196 | 77.38 | 88.73 | 0.01 | 11.34
2015 | MAPP_CA_2_MISO_W | MAPP_CA | MISO_W | Internal | Summer | B4 | 100 | 2196 | 2196 | 75.73 | 86.73 | 0.01 | 10.99
2015 | MAPP_CA_2_MISO_W | MAPP_CA | MISO_W | Internal | Summer | B5 | 200 | 2196 | 2092.12 | 75.05 | 75.06 | 0.01 | 0
2015 | MAPP_CA_2_MISO_W | MAPP_CA | MISO_W | Internal | Summer | B6 | 300 | 2196 | 1536.85 | 68.57 | 68.58 | 0.01 | 0
2015 | MAPP_CA_2_MISO_W | MAPP_CA | MISO_W | Internal | Summer | B7 | 400 | 2196 | 1660.89 | 57.05 | 57.06 | 0.01 | 0
2015 | MAPP_CA_2_MISO_W | MAPP_CA | MISO_W | Internal | Summer | B8 | 500 | 2196 | 1840.34 | 54.36 | 54.37 | 0.01 | 0
2015 | MAPP_CA_2_MISO_W | MAPP_CA | MISO_W | Internal | Summer | B9 | 800 | 2196 | 1225.35 | 52.98 | 52.99 | 0.01 | 0
2015 | MAPP_CA_2_MISO_W | MAPP_CA | MISO_W | Internal | Summer | B10 | 1262 | 2196 | 0 | 52.98 | 52.01 | 0.01 | 0
2015 | MAPP_CA_2_MISO_W | MAPP_CA | MISO_W | Internal | Winter | B16 | 25 | 2196 | 1317.4 | 76.75 | 76.76 | 0.01 | 0
2015 | MAPP_CA_2_MISO_W | MAPP_CA | MISO_W | Internal | Winter | B17 | 100 | 2196 | 541.23 | 65.07 | 65.09 | 0.01 | 0
2015 | MAPP_CA_2_MISO_W | MAPP_CA | MISO_W | Internal | Winter | B18 | 400 | 2196 | 639.18 | 60.51 | 60.53 | 0.01 | 0
2015 | MAPP_CA_2_MISO_W | MAPP_CA | MISO_W | Internal | Winter | B19 | 700 | 2196 | 0 | 58.01 | 58 | 0.01 | 0
2015 | MAPP_CA_2_MISO_W | MAPP_CA | MISO_W | Internal | Winter | B20 | 935 | 2196 | 0 | 58.01 | 53.58 | 0.01 | 0
2015 | MAPP_US_2_MAPP_CA | MAPP_US | MAPP_CA | Internal | Shoulder | B11 | 25 | 165 | 0 | 73.87 | 70.97 | 7 | 0
2015 | MAPP_US_2_MAPP_CA | MAPP_US | MAPP_CA | Internal | Shoulder | B12 | 200 | 165 | 0 | 58.02 | 65 | 7 | 0
2015 | MAPP_US_2_MAPP_CA | MAPP_US | MAPP_CA | Internal | Shoulder | B13 | 600 | 165 | 0 | 55.45 | 59.58 | 7 | 0
2015 | MAPP_US_2_MAPP_CA | MAPP_US | MAPP_CA | Internal | Shoulder | B14 | 900 | 165 | 0 | 55.45 | 56.41 | 7 | 0
2015 | MAPP_US_2_MAPP_CA | MAPP_US | MAPP_CA | Internal | Shoulder | B15 | 1203 | 165 | 0 | 55.45 | 56.41 | 7 | 0
2015 | MAPP_US_2_MAPP_CA | MAPP_US | MAPP_CA | Internal | Summer | B1 | 10 | 165 | 0 | 84.76 | 77.76 | 7 | 0
2015 | MAPP_US_2_MAPP_CA | MAPP_US | MAPP_CA | Internal | Summer | B2 | 25 | 165 | 0 | 84.38 | 77.38 | 7 | 0
2015 | MAPP_US_2_MAPP_CA | MAPP_US | MAPP_CA | Internal | Summer | B3 | 75 | 165 | 0 | 84.38 | 77.38 | 7 | 0
2015 | MAPP_US_2_MAPP_CA | MAPP_US | MAPP_CA | Internal | Summer | B4 | 100 | 165 | 0 | 79.73 | 75.73 | 7 | 0
2015 | MAPP_US_2_MAPP_CA | MAPP_US | MAPP_CA | Internal | Summer | B5 | 200 | 165 | 0 | 74.19 | 75.05 | 7 | 0
2015 | MAPP_US_2_MAPP_CA | MAPP_US | MAPP_CA | Internal | Summer | B6 | 300 | 165 | 0 | 61.58 | 68.57 | 7 | 0
2015 | MAPP_US_2_MAPP_CA | MAPP_US | MAPP_CA | Internal | Summer | B7 | 400 | 165 | 0 | 52.9 | 57.05 | 7 | 0
2015 | MAPP_US_2_MAPP_CA | MAPP_US | MAPP_CA | Internal | Summer | B8 | 500 | 165 | 0 | 52.68 | 54.36 | 7 | 0
2015 | MAPP_US_2_MAPP_CA | MAPP_US | MAPP_CA | Internal | Summer | B9 | 800 | 165 | 0 | 52.68 | 52.98 | 7 | 0
2015 | MAPP_US_2_MAPP_CA | MAPP_US | MAPP_CA | Internal | Summer | B10 | 1262 | 165 | 0 | 52.68 | 52.98 | 7 | 0
2015 | MAPP_US_2_MAPP_CA | MAPP_US | MAPP_CA | Internal | Winter | B16 | 25 | 165 | 0 | 69.76 | 76.75 | 7 | 0
2015 | MAPP_US_2_MAPP_CA | MAPP_US | MAPP_CA | Internal | Winter | B17 | 100 | 165 | 0 | 58.09 | 65.07 | 7 | 0
2015 | MAPP_US_2_MAPP_CA | MAPP_US | MAPP_CA | Internal | Winter | B18 | 400 | 165 | 0 | 58.09 | 60.51 | 7 | 0
2015 | MAPP_US_2_MAPP_CA | MAPP_US | MAPP_CA | Internal | Winter | B19 | 700 | 165 | 0 | 58.09 | 58.01 | 7 | 0
2015 | MAPP_US_2_MAPP_CA | MAPP_US | MAPP_CA | Internal | Winter | B20 | 935 | 165 | 0 | 58.09 | 58.01 | 7 | 0
2015 | MAPP_US_2_MISO_W | MAPP_US | MISO_W | Internal | Shoulder | B11 | 25 | 2635 | 0 | 73.87 | 77.65 | 7 | 0
2015 | MAPP_US_2_MISO_W | MAPP_US | MISO_W | Internal | Shoulder | B12 | 200 | 2635 | 780.49 | 58.02 | 65.02 | 7 | 0
2015 | MAPP_US_2_MISO_W | MAPP_US | MISO_W | Internal | Shoulder | B13 | 600 | 2635 | 0 | 55.45 | 59.59 | 7 | 0
2015 | MAPP_US_2_MISO_W | MAPP_US | MISO_W | Internal | Shoulder | B14 | 900 | 2635 | 0 | 55.45 | 56.42 | 7 | 0
2015 | MAPP_US_2_MISO_W | MAPP_US | MISO_W | Internal | Shoulder | B15 | 1203 | 2635 | 0 | 55.45 | 54.11 | 7 | 0
2015 | MAPP_US_2_MISO_W | MAPP_US | MISO_W | Internal | Summer | B1 | 10 | 2635 | 669.17 | 84.76 | 91.76 | 7 | 0
2015 | MAPP_US_2_MISO_W | MAPP_US | MISO_W | Internal | Summer | B2 | 25 | 2635 | 0 | 84.38 | 88.73 | 7 | 0
2015 | MAPP_US_2_MISO_W | MAPP_US | MISO_W | Internal | Summer | B3 | 75 | 2635 | 0 | 84.38 | 88.73 | 7 | 0
2015 | MAPP_US_2_MISO_W | MAPP_US | MISO_W | Internal | Summer | B4 | 100 | 2635 | 570.05 | 79.73 | 86.73 | 7 | 0
2015 | MAPP_US_2_MISO_W | MAPP_US | MISO_W | Internal | Summer | B5 | 200 | 2635 | 0 | 74.19 | 75.06 | 7 | 0
2015 | MAPP_US_2_MISO_W | MAPP_US | MISO_W | Internal | Summer | B6 | 300 | 2635 | 150.44 | 61.58 | 68.58 | 7 | 0
2015 | MAPP_US_2_MISO_W | MAPP_US | MISO_W | Internal | Summer | B7 | 400 | 2635 | 0 | 52.9 | 57.06 | 7 | 0
2015 | MAPP_US_2_MISO_W | MAPP_US | MISO_W | Internal | Summer | B8 | 500 | 2635 | 0 | 52.68 | 54.37 | 7 | 0
2015 | MAPP_US_2_MISO_W | MAPP_US | MISO_W | Internal | Summer | B9 | 800 | 2635 | 0 | 52.68 | 52.99 | 7 | 0
2015 | MAPP_US_2_MISO_W | MAPP_US | MISO_W | Internal | Summer | B10 | 1262 | 2635 | 0 | 52.68 | 52.01 | 7 | 0
2015 | MAPP_US_2_MISO_W | MAPP_US | MISO_W | Internal | Winter | B16 | 25 | 2635 | 1138.7 | 69.76 | 76.76 | 7 | 0
2015 | MAPP_US_2_MISO_W | MAPP_US | MISO_W | Internal | Winter | B17 | 100 | 2635 | 379.27 | 58.09 | 65.09 | 7 | 0
2015 | MAPP_US_2_MISO_W | MAPP_US | MISO_W | Internal | Winter | B18 | 400 | 2635 | 0 | 58.09 | 60.53 | 7 | 0
2015 | MAPP_US_2_MISO_W | MAPP_US | MISO_W | Internal | Winter | B19 | 700 | 2635 | 0 | 58.09 | 58 | 7 | 0
2015 | MAPP_US_2_MISO_W | MAPP_US | MISO_W | Internal | Winter | B20 | 935 | 2635 | 0 | 58.09 | 53.58 | 7 | 0
2015 | MAPP_US_2_NE | MAPP_US | NE | Internal | Shoulder | B11 | 25 | 2000 | 1120.34 | 73.87 | 80.87 | 7 | 0
2015 | MAPP_US_2_NE | MAPP_US | NE | Internal | Shoulder | B12 | 200 | 2000 | 0 | 58.02 | 60.02 | 7 | 0
2015 | MAPP_US_2_NE | MAPP_US | NE | Internal | Shoulder | B13 | 600 | 2000 | 0 | 55.45 | 59.41 | 7 | 0
2015 | MAPP_US_2_NE | MAPP_US | NE | Internal | Shoulder | B14 | 900 | 2000 | 0 | 55.45 | 57.37 | 7 | 0
2015 | MAPP_US_2_NE | MAPP_US | NE | Internal | Shoulder | B15 | 1203 | 2000 | 0 | 55.45 | 57.37 | 7 | 0
2015 | MAPP_US_2_NE | MAPP_US | NE | Internal | Summer | B1 | 10 | 2000 | 312.79 | 84.76 | 91.76 | 7 | 0
2015 | MAPP_US_2_NE | MAPP_US | NE | Internal | Summer | B2 | 25 | 2000 | 913.86 | 84.38 | 91.38 | 7 | 0
2015 | MAPP_US_2_NE | MAPP_US | NE | Internal | Summer | B3 | 75 | 2000 | 825.06 | 84.38 | 91.38 | 7 | 0
2015 | MAPP_US_2_NE | MAPP_US | NE | Internal | Summer | B4 | 100 | 2000 | 237.1 | 79.73 | 86.73 | 7 | 0
2015 | MAPP_US_2_NE | MAPP_US | NE | Internal | Summer | B5 | 200 | 2000 | 717.78 | 74.19 | 81.19 | 7 | 0
2015 | MAPP_US_2_NE | MAPP_US | NE | Internal | Summer | B6 | 300 | 2000 | 639.41 | 61.58 | 68.58 | 7 | 0
2015 | MAPP_US_2_NE | MAPP_US | NE | Internal | Summer | B7 | 400 | 2000 | 724.18 | 52.9 | 59.9 | 7 | 0
2015 | MAPP_US_2_NE | MAPP_US | NE | Internal | Summer | B8 | 500 | 2000 | 0 | 52.68 | 58.69 | 7 | 0
2015 | MAPP_US_2_NE | MAPP_US | NE | Internal | Summer | B9 | 800 | 2000 | 0 | 52.68 | 56.1 | 7 | 0
2015 | MAPP_US_2_NE | MAPP_US | NE | Internal | Summer | B10 | 1262 | 2000 | 0 | 52.68 | 54.27 | 7 | 0
2015 | MAPP_US_2_NE | MAPP_US | NE | Internal | Winter | B16 | 25 | 2000 | 0 | 69.76 | 72.86 | 7 | 0
2015 | MAPP_US_2_NE | MAPP_US | NE | Internal | Winter | B17 | 100 | 2000 | 0 | 58.09 | 60.79 | 7 | 0
2015 | MAPP_US_2_NE | MAPP_US | NE | Internal | Winter | B18 | 400 | 2000 | 0 | 58.09 | 59.85 | 7 | 0
2015 | MAPP_US_2_NE | MAPP_US | NE | Internal | Winter | B19 | 700 | 2000 | 0 | 58.09 | 59.83 | 7 | 0
2015 | MAPP_US_2_NE | MAPP_US | NE | Internal | Winter | B20 | 935 | 2000 | 0 | 58.09 | 55.54 | 7 | 0
2015 | MARITIMES_2_NEISO | MARITIMES | NEISO | Internal | Shoulder | B11 | 25 | 99999 | 1400 | 55.81 | 55.82 | 0.01 | 0
2015 | MARITIMES_2_NEISO | MARITIMES | NEISO | Internal | Shoulder | B12 | 200 | 99999 | 1400 | 55.81 | 55.82 | 0.01 | 0
2015 | MARITIMES_2_NEISO | MARITIMES | NEISO | Internal | Shoulder | B13 | 600 | 99999 | 1400 | 55.81 | 55.82 | 0.01 | 0
2015 | MARITIMES_2_NEISO | MARITIMES | NEISO | Internal | Shoulder | B14 | 900 | 99999 | 1400 | 55.81 | 55.82 | 0.01 | 0
2015 | MARITIMES_2_NEISO | MARITIMES | NEISO | Internal | Shoulder | B15 | 1203 | 99999 | 426.43 | 55.81 | 55.82 | 0.01 | 0
2015 | MARITIMES_2_NEISO | MARITIMES | NEISO | Internal | Summer | B1 | 10 | 99999 | 1400.1 | 86.47 | 86.49 | 0.01 | 0
2015 | MARITIMES_2_NEISO | MARITIMES | NEISO | Internal | Summer | B2 | 25 | 99999 | 1400 | 80.9 | 80.91 | 0.01 | 0
2015 | MARITIMES_2_NEISO | MARITIMES | NEISO | Internal | Summer | B3 | 75 | 99999 | 1400 | 73.2 | 73.21 | 0.01 | 0
2015 | MARITIMES_2_NEISO | MARITIMES | NEISO | Internal | Summer | B4 | 100 | 99999 | 1400 | 59 | 59.01 | 0.01 | 0
2015 | MARITIMES_2_NEISO | MARITIMES | NEISO | Internal | Summer | B5 | 200 | 99999 | 1400 | 53.12 | 53.13 | 0.01 | 0
2015 | MARITIMES_2_NEISO | MARITIMES | NEISO | Internal | Summer | B6 | 300 | 99999 | 1400 | 53.12 | 53.13 | 0.01 | 0
2015 | MARITIMES_2_NEISO | MARITIMES | NEISO | Internal | Summer | B7 | 400 | 99999 | 1400 | 53.12 | 53.13 | 0.01 | 0
2015 | MARITIMES_2_NEISO | MARITIMES | NEISO | Internal | Summer | B8 | 500 | 99999 | 1400 | 53.12 | 53.13 | 0.01 | 0
2015 | MARITIMES_2_NEISO | MARITIMES | NEISO | Internal | Summer | B9 | 800 | 99999 | 1400 | 53.12 | 53.13 | 0.01 | 0
2015 | MARITIMES_2_NEISO | MARITIMES | NEISO | Internal | Summer | B10 | 1262 | 99999 | 236.13 | 53.12 | 53.13 | 0.01 | 0
2015 | MARITIMES_2_NEISO | MARITIMES | NEISO | Internal | Winter | B16 | 25 | 99999 | 1400 | 64.21 | 64.22 | 0.01 | 0
2015 | MARITIMES_2_NEISO | MARITIMES | NEISO | Internal | Winter | B17 | 100 | 99999 | 1400 | 64.21 | 64.22 | 0.01 | 0
2015 | MARITIMES_2_NEISO | MARITIMES | NEISO | Internal | Winter | B18 | 400 | 99999 | 1400 | 64.21 | 64.22 | 0.01 | 0
2015 | MARITIMES_2_NEISO | MARITIMES | NEISO | Internal | Winter | B19 | 700 | 99999 | 1400 | 64.21 | 64.22 | 0.01 | 0
2015 | MARITIMES_2_NEISO | MARITIMES | NEISO | Internal | Winter | B20 | 935 | 99999 | 475.94 | 64.21 | 64.22 | 0.01 | 0
2015 | MISO_IN_2_MISO_MI | MISO_IN | MISO_MI | Internal | Shoulder | B11 | 25 | 5021 | 0 | 77.66 | 74.48 | 0.01 | 0
2015 | MISO_IN_2_MISO_MI | MISO_IN | MISO_MI | Internal | Shoulder | B12 | 200 | 5021 | 650.19 | 65.04 | 65.05 | 0.01 | 0
2015 | MISO_IN_2_MISO_MI | MISO_IN | MISO_MI | Internal | Shoulder | B13 | 600 | 5021 | 302.96 | 59.62 | 59.63 | 0.01 | 0
2015 | MISO_IN_2_MISO_MI | MISO_IN | MISO_MI | Internal | Shoulder | B14 | 900 | 5021 | 526.23 | 56.44 | 56.45 | 0.01 | 0
2015 | MISO_IN_2_MISO_MI | MISO_IN | MISO_MI | Internal | Shoulder | B15 | 1203 | 5021 | 0 | 54.09 | 54.08 | 0.01 | 0
2015 | MISO_IN_2_MISO_MI | MISO_IN | MISO_MI | Internal | Summer | B1 | 10 | 5021 | 0.01 | 91.79 | 91.77 | 0.01 | 0
2015 | MISO_IN_2_MISO_MI | MISO_IN | MISO_MI | Internal | Summer | B2 | 25 | 5021 | 0 | 88.75 | 88.74 | 0.01 | 0
2015 | MISO_IN_2_MISO_MI | MISO_IN | MISO_MI | Internal | Summer | B3 | 75 | 5021 | 0 | 88.75 | 87.53 | 0.01 | 0
2015 | MISO_IN_2_MISO_MI | MISO_IN | MISO_MI | Internal | Summer | B4 | 100 | 5021 | 0 | 86.75 | 86.7 | 0.01 | 0
2015 | MISO_IN_2_MISO_MI | MISO_IN | MISO_MI | Internal | Summer | B5 | 200 | 5021 | 0 | 75.09 | 75.07 | 0.01 | 0
2015 | MISO_IN_2_MISO_MI | MISO_IN | MISO_MI | Internal | Summer | B6 | 300 | 5021 | 0 | 68.58 | 68.57 | 0.01 | 0
2015 | MISO_IN_2_MISO_MI | MISO_IN | MISO_MI | Internal | Summer | B7 | 400 | 5021 | 7.23 | 57.08 | 57.1 | 0.01 | 0
2015 | MISO_IN_2_MISO_MI | MISO_IN | MISO_MI | Internal | Summer | B8 | 500 | 5021 | 997.84 | 54.4 | 54.41 | 0.01 | 0
2015 | MISO_IN_2_MISO_MI | MISO_IN | MISO_MI | Internal | Summer | B9 | 800 | 5021 | 2553.01 | 53.01 | 53.02 | 0.01 | 0
2015 | MISO_IN_2_MISO_MI | MISO_IN | MISO_MI | Internal | Summer | B10 | 1262 | 5021 | 3601.02 | 52.21 | 52.22 | 0.01 | 0
2015 | MISO_IN_2_MISO_MI | MISO_IN | MISO_MI | Internal | Winter | B16 | 25 | 5021 | 0 | 76.78 | 76.77 | 0.01 | 0
2015 | MISO_IN_2_MISO_MI | MISO_IN | MISO_MI | Internal | Winter | B17 | 100 | 5021 | 0 | 70.73 | 70.73 | 0.01 | 0
2015 | MISO_IN_2_MISO_MI | MISO_IN | MISO_MI | Internal | Winter | B18 | 400 | 5021 | 0 | 60.55 | 60.55 | 0.01 | 0
2015 | MISO_IN_2_MISO_MI | MISO_IN | MISO_MI | Internal | Winter | B19 | 700 | 5021 | 352.88 | 58 | 58.01 | 0.01 | 0
2015 | MISO_IN_2_MISO_MI | MISO_IN | MISO_MI | Internal | Winter | B20 | 935 | 5021 | 696.23 | 53.59 | 53.6 | 0.01 | 0
2015 | MISO_IN_2_MISO_MO-IL | MISO_IN | MISO_MO-IL | Internal | Shoulder | B11 | 25 | 5533 | 0 | 77.66 | 77.66 | 0.01 | 0
2015 | MISO_IN_2_MISO_MO-IL | MISO_IN | MISO_MO-IL | Internal | Shoulder | B12 | 200 | 5533 | 0 | 65.04 | 65.03 | 0.01 | 0
2015 | MISO_IN_2_MISO_MO-IL | MISO_IN | MISO_MO-IL | Internal | Shoulder | B13 | 600 | 5533 | 0 | 59.62 | 59.6 | 0.01 | 0
2015 | MISO_IN_2_MISO_MO-IL | MISO_IN | MISO_MO-IL | Internal | Shoulder | B14 | 900 | 5533 | 0 | 56.44 | 56.43 | 0.01 | 0
2015 | MISO_IN_2_MISO_MO-IL | MISO_IN | MISO_MO-IL | Internal | Shoulder | B15 | 1203 | 5533 | 247.08 | 54.09 | 54.1 | 0.01 | 0
2015 | MISO_IN_2_MISO_MO-IL | MISO_IN | MISO_MO-IL | Internal | Summer | B1 | 10 | 5533 | 0.01 | 91.79 | 91.77 | 0.01 | 0
2015 | MISO_IN_2_MISO_MO-IL | MISO_IN | MISO_MO-IL | Internal | Summer | B2 | 25 | 5533 | 0 | 88.75 | 88.74 | 0.01 | 0
2015 | MISO_IN_2_MISO_MO-IL | MISO_IN | MISO_MO-IL | Internal | Summer | B3 | 75 | 5533 | 0 | 88.75 | 88.74 | 0.01 | 0
2015 | MISO_IN_2_MISO_MO-IL | MISO_IN | MISO_MO-IL | Internal | Summer | B4 | 100 | 5533 | 0 | 86.75 | 86.74 | 0.01 | 0
2015 | MISO_IN_2_MISO_MO-IL | MISO_IN | MISO_MO-IL | Internal | Summer | B5 | 200 | 5533 | 0 | 75.09 | 75.07 | 0.01 | 0
2015 | MISO_IN_2_MISO_MO-IL | MISO_IN | MISO_MO-IL | Internal | Summer | B6 | 300 | 5533 | 0 | 68.58 | 68.57 | 0.01 | 0
2015 | MISO_IN_2_MISO_MO-IL | MISO_IN | MISO_MO-IL | Internal | Summer | B7 | 400 | 5533 | 0 | 57.08 | 57.07 | 0.01 | 0
2015 | MISO_IN_2_MISO_MO-IL | MISO_IN | MISO_MO-IL | Internal | Summer | B8 | 500 | 5533 | 0 | 54.4 | 54.39 | 0.01 | 0
2015 | MISO_IN_2_MISO_MO-IL | MISO_IN | MISO_MO-IL | Internal | Summer | B9 | 800 | 5533 | 0 | 53.01 | 53 | 0.01 | 0
2015 | MISO_IN_2_MISO_MO-IL | MISO_IN | MISO_MO-IL | Internal | Summer | B10 | 1262 | 5533 | 0 | 52.21 | 52.02 | 0.01 | 0
2015 | MISO_IN_2_MISO_MO-IL | MISO_IN | MISO_MO-IL | Internal | Winter | B16 | 25 | 5533 | 0 | 76.78 | 76.77 | 0.01 | 0
2015 | MISO_IN_2_MISO_MO-IL | MISO_IN | MISO_MO-IL | Internal | Winter | B17 | 100 | 5533 | 0 | 70.73 | 65.1 | 0.01 | 0
2015 | MISO_IN_2_MISO_MO-IL | MISO_IN | MISO_MO-IL | Internal | Winter | B18 | 400 | 5533 | 0 | 60.55 | 60.54 | 0.01 | 0
2015 | MISO_IN_2_MISO_MO-IL | MISO_IN | MISO_MO-IL | Internal | Winter | B19 | 700 | 5533 | 0 | 58 | 57.99 | 0.01 | 0
2015 | MISO_IN_2_MISO_MO-IL | MISO_IN | MISO_MO-IL | Internal | Winter | B20 | 935 | 5533 | 0 | 53.59 | 53.58 | 0.01 | 0
2015 | MISO_IN_2_NonRTO_Midwest | MISO_IN | NonRTO_Midwest | Internal | Shoulder | B11 | 25 | 4800 | 962.56 | 77.66 | 85.66 | 8 | 0
2015 | MISO_IN_2_NonRTO_Midwest | MISO_IN | NonRTO_Midwest | Internal | Shoulder | B12 | 200 | 4800 | 443.33 | 65.04 | 73.04 | 8 | 0
2015 | MISO_IN_2_NonRTO_Midwest | MISO_IN | NonRTO_Midwest | Internal | Shoulder | B13 | 600 | 4800 | 0 | 59.62 | 67.16 | 8 | 0
2015 | MISO_IN_2_NonRTO_Midwest | MISO_IN | NonRTO_Midwest | Internal | Shoulder | B14 | 900 | 4800 | 0 | 56.44 | 56.66 | 8 | 0
2015 | MISO_IN_2_NonRTO_Midwest | MISO_IN | NonRTO_Midwest | Internal | Shoulder | B15 | 1203 | 4800 | 0 | 54.09 | 55.23 | 8 | 0
2015 | MISO_IN_2_NonRTO_Midwest | MISO_IN | NonRTO_Midwest | Internal | Summer | B1 | 10 | 4800 | 0 | 91.79 | 96.27 | 8 | 0
2015 | MISO_IN_2_NonRTO_Midwest | MISO_IN | NonRTO_Midwest | Internal | Summer | B2 | 25 | 4800 | 0 | 88.75 | 96.27 | 8 | 0
2015 | MISO_IN_2_NonRTO_Midwest | MISO_IN | NonRTO_Midwest | Internal | Summer | B3 | 75 | 4800 | 0 | 88.75 | 96.27 | 8 | 0
2015 | MISO_IN_2_NonRTO_Midwest | MISO_IN | NonRTO_Midwest | Internal | Summer | B4 | 100 | 4800 | 791.51 | 86.75 | 94.75 | 8 | 0
2015 | MISO_IN_2_NonRTO_Midwest | MISO_IN | NonRTO_Midwest | Internal | Summer | B5 | 200 | 4800 | 480.93 | 75.09 | 83.09 | 8 | 0
2015 | MISO_IN_2_NonRTO_Midwest | MISO_IN | NonRTO_Midwest | Internal | Summer | B6 | 300 | 4800 | 0 | 68.58 | 64.14 | 8 | 0
2015 | MISO_IN_2_NonRTO_Midwest | MISO_IN | NonRTO_Midwest | Internal | Summer | B7 | 400 | 4800 | 0 | 57.08 | 56.66 | 8 | 0
2015 | MISO_IN_2_NonRTO_Midwest | MISO_IN | NonRTO_Midwest | Internal | Summer | B8 | 500 | 4800 | 0 | 54.4 | 56.45 | 8 | 0
2015 | MISO_IN_2_NonRTO_Midwest | MISO_IN | NonRTO_Midwest | Internal | Summer | B9 | 800 | 4800 | 0 | 53.01 | 54.89 | 8 | 0
2015 | MISO_IN_2_NonRTO_Midwest | MISO_IN | NonRTO_Midwest | Internal | Summer | B10 | 1262 | 4800 | 0 | 52.21 | 53.94 | 8 | 0
2015 | MISO_IN_2_NonRTO_Midwest | MISO_IN | NonRTO_Midwest | Internal | Winter | B16 | 25 | 4800 | 2087.09 | 76.78 | 84.78 | 8 | 0
2015 | MISO_IN_2_NonRTO_Midwest | MISO_IN | NonRTO_Midwest | Internal | Winter | B17 | 100 | 4800 | 1027.7 | 70.73 | 78.73 | 8 | 0
2015 | MISO_IN_2_NonRTO_Midwest | MISO_IN | NonRTO_Midwest | Internal | Winter | B18 | 400 | 4800 | 242.07 | 60.55 | 68.55 | 8 | 0
2015 | MISO_IN_2_NonRTO_Midwest | MISO_IN | NonRTO_Midwest | Internal | Winter | B19 | 700 | 4800 | 0 | 58 | 56.66 | 8 | 0
2015 | MISO_IN_2_NonRTO_Midwest | MISO_IN | NonRTO_Midwest | Internal | Winter | B20 | 935 | 4800 | 0 | 53.59 | 55.23 | 8 | 0
2015 | MISO_IN_2_PJM_ROR | MISO_IN | PJM_ROR | Internal | Shoulder | B11 | 25 | 992 | 0 | 77.66 | 75.66 | 2 | 0
2015 | MISO_IN_2_PJM_ROR | MISO_IN | PJM_ROR | Internal | Shoulder | B12 | 200 | 992 | 0 | 65.04 | 66.79 | 2 | 0
2015 | MISO_IN_2_PJM_ROR | MISO_IN | PJM_ROR | Internal | Shoulder | B13 | 600 | 992 | 0 | 59.62 | 61.59 | 2 | 0
2015 | MISO_IN_2_PJM_ROR | MISO_IN | PJM_ROR | Internal | Shoulder | B14 | 900 | 992 | 0 | 56.44 | 58.43 | 2 | 0
2015 | MISO_IN_2_PJM_ROR | MISO_IN | PJM_ROR | Internal | Shoulder | B15 | 1203 | 992 | 0 | 54.09 | 54.97 | 2 | 0
2015 | MISO_IN_2_PJM_ROR | MISO_IN | PJM_ROR | Internal | Summer | B1 | 10 | 992 | 0.02 | 91.79 | 93.77 | 2 | 0
2015 | MISO_IN_2_PJM_ROR | MISO_IN | PJM_ROR | Internal | Summer | B2 | 25 | 992 | 0 | 88.75 | 90.26 | 2 | 0
2015 | MISO_IN_2_PJM_ROR | MISO_IN | PJM_ROR | Internal | Summer | B3 | 75 | 992 | 0 | 88.75 | 89.51 | 2 | 0
2015 | MISO_IN_2_PJM_ROR | MISO_IN | PJM_ROR | Internal | Summer | B4 | 100 | 992 | 0 | 86.75 | 84.75 | 2 | 0
2015 | MISO_IN_2_PJM_ROR | MISO_IN | PJM_ROR | Internal | Summer | B5 | 200 | 992 | 0 | 75.09 | 77.01 | 2 | 0
2015 | MISO_IN_2_PJM_ROR | MISO_IN | PJM_ROR | Internal | Summer | B6 | 300 | 992 | 0 | 68.58 | 66.58 | 2 | 0
2015 | MISO_IN_2_PJM_ROR | MISO_IN | PJM_ROR | Internal | Summer | B7 | 400 | 992 | 0 | 57.08 | 59.07 | 2 | 0
2015 | MISO_IN_2_PJM_ROR | MISO_IN | PJM_ROR | Internal | Summer | B8 | 500 | 992 | 992 | 54.4 | 56.4 | 2 | 0.01
2015 | MISO_IN_2_PJM_ROR | MISO_IN | PJM_ROR | Internal | Summer | B9 | 800 | 992 | 0 | 53.01 | 54.11 | 2 | 0
2015 | MISO_IN_2_PJM_ROR | MISO_IN | PJM_ROR | Internal | Summer | B10 | 1262 | 992 | 0 | 52.21 | 52.33 | 2 | 0
2015 | MISO_IN_2_PJM_ROR | MISO_IN | PJM_ROR | Internal | Winter | B16 | 25 | 992 | 0 | 76.78 | 78.77 | 2 | 0
2015 | MISO_IN_2_PJM_ROR | MISO_IN | PJM_ROR | Internal | Winter | B17 | 100 | 992 | 439.71 | 70.73 | 72.73 | 2 | 0
2015 | MISO_IN_2_PJM_ROR | MISO_IN | PJM_ROR | Internal | Winter | B18 | 400 | 992 | 429.33 | 60.55 | 62.55 | 2 | 0
2015 | MISO_IN_2_PJM_ROR | MISO_IN | PJM_ROR | Internal | Winter | B19 | 700 | 992 | 509.2 | 58 | 60 | 2 | 0
2015 | MISO_IN_2_PJM_ROR | MISO_IN | PJM_ROR | Internal | Winter | B20 | 935 | 992 | 0 | 53.59 | 55.58 | 2 | 0
2015 | MISO_MI_2_MISO_IN | MISO_MI | MISO_IN | Internal | Shoulder | B11 | 25 | 2066 | 2066 | 74.48 | 77.66 | 0.01 | 3.18
2015 | MISO_MI_2_MISO_IN | MISO_MI | MISO_IN | Internal | Shoulder | B12 | 200 | 2066 | 0 | 65.05 | 65.04 | 0.01 | 0
2015 | MISO_MI_2_MISO_IN | MISO_MI | MISO_IN | Internal | Shoulder | B13 | 600 | 2066 | 0 | 59.63 | 59.62 | 0.01 | 0
2015 | MISO_MI_2_MISO_IN | MISO_MI | MISO_IN | Internal | Shoulder | B14 | 900 | 2066 | 0 | 56.45 | 56.44 | 0.01 | 0
2015 | MISO_MI_2_MISO_IN | MISO_MI | MISO_IN | Internal | Shoulder | B15 | 1203 | 2066 | 481.21 | 54.08 | 54.09 | 0.01 | 0
2015 | MISO_MI_2_MISO_IN | MISO_MI | MISO_IN | Internal | Summer | B1 | 10 | 2066 | 1544.46 | 91.77 | 91.79 | 0.01 | 0
2015 | MISO_MI_2_MISO_IN | MISO_MI | MISO_IN | Internal | Summer | B2 | 25 | 2066 | 977.76 | 88.74 | 88.75 | 0.01 | 0
2015 | MISO_MI_2_MISO_IN | MISO_MI | MISO_IN | Internal | Summer | B3 | 75 | 2066 | 2066 | 87.53 | 88.75 | 0.01 | 1.21
2015 | MISO_MI_2_MISO_IN | MISO_MI | MISO_IN | Internal | Summer | B4 | 100 | 2066 | 2066 | 86.7 | 86.75 | 0.01 | 0.05
2015 | MISO_MI_2_MISO_IN | MISO_MI | MISO_IN | Internal | Summer | B5 | 200 | 2066 | 1741.61 | 75.07 | 75.09 | 0.01 | 0
2015 | MISO_MI_2_MISO_IN | MISO_MI | MISO_IN | Internal | Summer | B6 | 300 | 2066 | 621.4 | 68.57 | 68.58 | 0.01 | 0
2015 | MISO_MI_2_MISO_IN | MISO_MI | MISO_IN | Internal | Summer | B7 | 400 | 2066 | 0 | 57.1 | 57.08 | 0.01 | 0
2015 | MISO_MI_2_MISO_IN | MISO_MI | MISO_IN | Internal | Summer | B8 | 500 | 2066 | 0 | 54.41 | 54.4 | 0.01 | 0
2015 | MISO_MI_2_MISO_IN | MISO_MI | MISO_IN | Internal | Summer | B9 | 800 | 2066 | 0 | 53.02 | 53.01 | 0.01 | 0
2015 | MISO_MI_2_MISO_IN | MISO_MI | MISO_IN | Internal | Summer | B10 | 1262 | 2066 | 0 | 52.22 | 52.21 | 0.01 | 0
2015 | MISO_MI_2_MISO_IN | MISO_MI | MISO_IN | Internal | Winter | B16 | 25 | 2066 | 1572.54 | 76.77 | 76.78 | 0.01 | 0
2015 | MISO_MI_2_MISO_IN | MISO_MI | MISO_IN | Internal | Winter | B17 | 100 | 2066 | 0 | 70.73 | 70.73 | 0.01 | 0
2015 | MISO_MI_2_MISO_IN | MISO_MI | MISO_IN | Internal | Winter | B18 | 400 | 2066 | 0 | 60.55 | 60.55 | 0.01 | 0
2015 | MISO_MI_2_MISO_IN | MISO_MI | MISO_IN | Internal | Winter | B19 | 700 | 2066 | 0 | 58.01 | 58 | 0.01 | 0
2015 | MISO_MI_2_MISO_IN | MISO_MI | MISO_IN | Internal | Winter | B20 | 935 | 2066 | 0 | 53.6 | 53.59 | 0.01 | 0
2015 | MISO_MI_2_MISO_WUMS | MISO_MI | MISO_WUMS | Internal | Shoulder | B11 | 25 | 1440 | 0 | 74.48 | 62.54 | 0.01 | 0
2015 | MISO_MI_2_MISO_WUMS | MISO_MI | MISO_WUMS | Internal | Shoulder | B12 | 200 | 1440 | 0 | 65.05 | 62.05 | 0.01 | 0
2015 | MISO_MI_2_MISO_WUMS | MISO_MI | MISO_WUMS | Internal | Shoulder | B13 | 600 | 1440 | 0 | 59.63 | 59.58 | 0.01 | 0
2015 | MISO_MI_2_MISO_WUMS | MISO_MI | MISO_WUMS | Internal | Shoulder | B14 | 900 | 1440 | 0 | 56.45 | 56.41 | 0.01 | 0
2015 | MISO_MI_2_MISO_WUMS | MISO_MI | MISO_WUMS | Internal | Shoulder | B15 | 1203 | 1440 | 0 | 54.08 | 54.07 | 0.01 | 0
2015 | MISO_MI_2_MISO_WUMS | MISO_MI | MISO_WUMS | Internal | Summer | B1 | 10 | 1440 | 0.01 | 91.77 | 91.76 | 0.01 | 0
2015 | MISO_MI_2_MISO_WUMS | MISO_MI | MISO_WUMS | Internal | Summer | B2 | 25 | 1440 | 0 | 88.74 | 88.72 | 0.01 | 0
2015 | MISO_MI_2_MISO_WUMS | MISO_MI | MISO_WUMS | Internal | Summer | B3 | 75 | 1440 | 0 | 87.53 | 87.51 | 0.01 | 0
2015 | MISO_MI_2_MISO_WUMS | MISO_MI | MISO_WUMS | Internal | Summer | B4 | 100 | 1440 | 0 | 86.7 | 82.75 | 0.01 | 0
2015 | MISO_MI_2_MISO_WUMS | MISO_MI | MISO_WUMS | Internal | Summer | B5 | 200 | 1440 | 0 | 75.07 | 64.48 | 0.01 | 0
2015 | MISO_MI_2_MISO_WUMS | MISO_MI | MISO_WUMS | Internal | Summer | B6 | 300 | 1440 | 0 | 68.57 | 62.54 | 0.01 | 0
2015 | MISO_MI_2_MISO_WUMS | MISO_MI | MISO_WUMS | Internal | Summer | B7 | 400 | 1440 | 0 | 57.1 | 57.05 | 0.01 | 0
2015 | MISO_MI_2_MISO_WUMS | MISO_MI | MISO_WUMS | Internal | Summer | B8 | 500 | 1440 | 0 | 54.41 | 54.39 | 0.01 | 0
2015 | MISO_MI_2_MISO_WUMS | MISO_MI | MISO_WUMS | Internal | Summer | B9 | 800 | 1440 | 0 | 53.02 | 52.91 | 0.01 | 0
2015 | MISO_MI_2_MISO_WUMS | MISO_MI | MISO_WUMS | Internal | Summer | B10 | 1262 | 1440 | 0 | 52.22 | 51.99 | 0.01 | 0
2015 | MISO_MI_2_MISO_WUMS | MISO_MI | MISO_WUMS | Internal | Winter | B16 | 25 | 1440 | 0 | 76.77 | 76.75 | 0.01 | 0
2015 | MISO_MI_2_MISO_WUMS | MISO_MI | MISO_WUMS | Internal | Winter | B17 | 100 | 1440 | 0 | 70.73 | 65.07 | 0.01 | 0
2015 | MISO_MI_2_MISO_WUMS | MISO_MI | MISO_WUMS | Internal | Winter | B18 | 400 | 1440 | 0 | 60.55 | 60.54 | 0.01 | 0
2015 | MISO_MI_2_MISO_WUMS | MISO_MI | MISO_WUMS | Internal | Winter | B19 | 700 | 1440 | 0 | 58.01 | 58 | 0.01 | 0
2015 | MISO_MI_2_MISO_WUMS | MISO_MI | MISO_WUMS | Internal | Winter | B20 | 935 | 1440 | 0 | 53.6 | 53.59 | 0.01 | 0
2015 | MISO_MI_2_PJM_ROR | MISO_MI | PJM_ROR | Internal | Shoulder | B11 | 25 | 1424 | 0 | 74.48 | 75.66 | 2 | 0
2015 | MISO_MI_2_PJM_ROR | MISO_MI | PJM_ROR | Internal | Shoulder | B12 | 200 | 1424 | 0 | 65.05 | 66.79 | 2 | 0
2015 | MISO_MI_2_PJM_ROR | MISO_MI | PJM_ROR | Internal | Shoulder | B13 | 600 | 1424 | 0 | 59.63 | 61.59 | 2 | 0
2015 | MISO_MI_2_PJM_ROR | MISO_MI | PJM_ROR | Internal | Shoulder | B14 | 900 | 1424 | 0 | 56.45 | 58.43 | 2 | 0
2015 | MISO_MI_2_PJM_ROR | MISO_MI | PJM_ROR | Internal | Shoulder | B15 | 1203 | 1424 | 0 | 54.08 | 54.97 | 2 | 0
2015 | MISO_MI_2_PJM_ROR | MISO_MI | PJM_ROR | Internal | Summer | B1 | 10 | 1424 | 333.56 | 91.77 | 93.77 | 2 | 0
2015 | MISO_MI_2_PJM_ROR | MISO_MI | PJM_ROR | Internal | Summer | B2 | 25 | 1424 | 0 | 88.74 | 90.26 | 2 | 0
2015 | MISO_MI_2_PJM_ROR | MISO_MI | PJM_ROR | Internal | Summer | B3 | 75 | 1424 | 0 | 87.53 | 89.51 | 2 | 0
2015 | MISO_MI_2_PJM_ROR | MISO_MI | PJM_ROR | Internal | Summer | B4 | 100 | 1424 | 0 | 86.7 | 84.75 | 2 | 0
2015 | MISO_MI_2_PJM_ROR | MISO_MI | PJM_ROR | Internal | Summer | B5 | 200 | 1424 | 0 | 75.07 | 77.01 | 2 | 0
2015 | MISO_MI_2_PJM_ROR | MISO_MI | PJM_ROR | Internal | Summer | B6 | 300 | 1424 | 0 | 68.57 | 66.58 | 2 | 0
2015 | MISO_MI_2_PJM_ROR | MISO_MI | PJM_ROR | Internal | Summer | B7 | 400 | 1424 | 0 | 57.1 | 59.07 | 2 | 0
2015 | MISO_MI_2_PJM_ROR | MISO_MI | PJM_ROR | Internal | Summer | B8 | 500 | 1424 | 0 | 54.41 | 56.4 | 2 | 0
2015 | MISO_MI_2_PJM_ROR | MISO_MI | PJM_ROR | Internal | Summer | B9 | 800 | 1424 | 0 | 53.02 | 54.11 | 2 | 0
2015 | MISO_MI_2_PJM_ROR | MISO_MI | PJM_ROR | Internal | Summer | B10 | 1262 | 1424 | 0 | 52.22 | 52.33 | 2 | 0
2015 | MISO_MI_2_PJM_ROR | MISO_MI | PJM_ROR | Internal | Winter | B16 | 25 | 1424 | 498.04 | 76.77 | 78.77 | 2 | 0
2015 | MISO_MI_2_PJM_ROR | MISO_MI | PJM_ROR | Internal | Winter | B17 | 100 | 1424 | 998.01 | 70.73 | 72.73 | 2 | 0
2015 | MISO_MI_2_PJM_ROR | MISO_MI | PJM_ROR | Internal | Winter | B18 | 400 | 1424 | 58.79 | 60.55 | 62.55 | 2 | 0
2015 | MISO_MI_2_PJM_ROR | MISO_MI | PJM_ROR | Internal | Winter | B19 | 700 | 1424 | 0 | 58.01 | 60 | 2 | 0
2015 | MISO_MI_2_PJM_ROR | MISO_MI | PJM_ROR | Internal | Winter | B20 | 935 | 1424 | 0 | 53.6 | 55.58 | 2 | 0
2015 | MISO_MO-IL_2_ENT | MISO_MO-IL | ENT | Internal | Shoulder | B11 | 25 | 2540 | 0 | 77.66 | 80.66 | 8 | 0
2015 | MISO_MO-IL_2_ENT | MISO_MO-IL | ENT | Internal | Shoulder | B12 | 200 | 2540 | 0 | 65.03 | 59.47 | 8 | 0
2015 | MISO_MO-IL_2_ENT | MISO_MO-IL | ENT | Internal | Shoulder | B13 | 600 | 2540 | 0 | 59.6 | 59.47 | 8 | 0
2015 | MISO_MO-IL_2_ENT | MISO_MO-IL | ENT | Internal | Shoulder | B14 | 900 | 2540 | 0 | 56.43 | 57.49 | 8 | 0
2015 | MISO_MO-IL_2_ENT | MISO_MO-IL | ENT | Internal | Shoulder | B15 | 1203 | 2540 | 0 | 54.1 | 57.49 | 8 | 0
2015 | MISO_MO-IL_2_ENT | MISO_MO-IL | ENT | Internal | Summer | B1 | 10 | 2540 | 0 | 91.77 | 91.77 | 8 | 0
2015 | MISO_MO-IL_2_ENT | MISO_MO-IL | ENT | Internal | Summer | B2 | 25 | 2540 | 0 | 88.74 | 89.87 | 8 | 0
2015 | MISO_MO-IL_2_ENT | MISO_MO-IL | ENT | Internal | Summer | B3 | 75 | 2540 | 0 | 88.74 | 89.87 | 8 | 0
2015 | MISO_MO-IL_2_ENT | MISO_MO-IL | ENT | Internal | Summer | B4 | 100 | 2540 | 0 | 86.74 | 88.79 | 8 | 0
2015 | MISO_MO-IL_2_ENT | MISO_MO-IL | ENT | Internal | Summer | B5 | 200 | 2540 | 612.65 | 75.07 | 83.07 | 8 | 0
2015 | MISO_MO-IL_2_ENT | MISO_MO-IL | ENT | Internal | Summer | B6 | 300 | 2540 | 0 | 68.57 | 67.59 | 8 | 0
2015 | MISO_MO-IL_2_ENT | MISO_MO-IL | ENT | Internal | Summer | B7 | 400 | 2540 | 0 | 57.07 | 58.69 | 8 | 0
2015 | MISO_MO-IL_2_ENT | MISO_MO-IL | ENT | Internal | Summer | B8 | 500 | 2540 | 0 | 54.39 | 58.69 | 8 | 0
2015 | MISO_MO-IL_2_ENT | MISO_MO-IL | ENT | Internal | Summer | B9 | 800 | 2540 | 0 | 53 | 56.32 | 8 | 0
2015 | MISO_MO-IL_2_ENT | MISO_MO-IL | ENT | Internal | Summer | B10 | 1262 | 2540 | 0 | 52.02 | 56.32 | 8 | 0
2015 | MISO_MO-IL_2_ENT | MISO_MO-IL | ENT | Internal | Winter | B16 | 25 | 2540 | 0 | 76.77 | 76.77 | 8 | 0
2015 | MISO_MO-IL_2_ENT | MISO_MO-IL | ENT | Internal | Winter | B17 | 100 | 2540 | 0 | 65.1 | 61.89 | 8 | 0
2015 | MISO_MO-IL_2_ENT | MISO_MO-IL | ENT | Internal | Winter | B18 | 400 | 2540 | 0 | 60.54 | 60.35 | 8 | 0
2015 | MISO_MO-IL_2_ENT | MISO_MO-IL | ENT | Internal | Winter | B19 | 700 | 2540 | 0 | 57.99 | 59.83 | 8 | 0
2015 | MISO_MO-IL_2_ENT | MISO_MO-IL | ENT | Internal | Winter | B20 | 935 | 2540 | 0 | 53.58 | 59.83 | 8 | 0
2015 | MISO_MO-IL_2_MISO_IN | MISO_MO-IL | MISO_IN | Internal | Shoulder | B11 | 25 | 2633 | 0 | 77.66 | 77.66 | 0.01 | 0
2015 | MISO_MO-IL_2_MISO_IN | MISO_MO-IL | MISO_IN | Internal | Shoulder | B12 | 200 | 2633 | 2070.84 | 65.03 | 65.04 | 0.01 | 0
2015 | MISO_MO-IL_2_MISO_IN | MISO_MO-IL | MISO_IN | Internal | Shoulder | B13 | 600 | 2633 | 987.53 | 59.6 | 59.62 | 0.01 | 0
2015 | MISO_MO-IL_2_MISO_IN | MISO_MO-IL | MISO_IN | Internal | Shoulder | B14 | 900 | 2633 | 1010.18 | 56.43 | 56.44 | 0.01 | 0
2015 | MISO_MO-IL_2_MISO_IN | MISO_MO-IL | MISO_IN | Internal | Shoulder | B15 | 1203 | 2633 | 0 | 54.1 | 54.09 | 0.01 | 0
2015 | MISO_MO-IL_2_MISO_IN | MISO_MO-IL | MISO_IN | Internal | Summer | B1 | 10 | 2633 | 2162.17 | 91.77 | 91.79 | 0.01 | 0
2015 | MISO_MO-IL_2_MISO_IN | MISO_MO-IL | MISO_IN | Internal | Summer | B2 | 25 | 2633 | 2478.4 | 88.74 | 88.75 | 0.01 | 0
2015 | MISO_MO-IL_2_MISO_IN | MISO_MO-IL | MISO_IN | Internal | Summer | B3 | 75 | 2633 | 569.91 | 88.74 | 88.75 | 0.01 | 0
2015 | MISO_MO-IL_2_MISO_IN | MISO_MO-IL | MISO_IN | Internal | Summer | B4 | 100 | 2633 | 787.49 | 86.74 | 86.75 | 0.01 | 0
2015 | MISO_MO-IL_2_MISO_IN | MISO_MO-IL | MISO_IN | Internal | Summer | B5 | 200 | 2633 | 367.55 | 75.07 | 75.09 | 0.01 | 0
2015 | MISO_MO-IL_2_MISO_IN | MISO_MO-IL | MISO_IN | Internal | Summer | B6 | 300 | 2633 | 91.97 | 68.57 | 68.58 | 0.01 | 0
2015 | MISO_MO-IL_2_MISO_IN | MISO_MO-IL | MISO_IN | Internal | Summer | B7 | 400 | 2633 | 431.45 | 57.07 | 57.08 | 0.01 | 0
2015 | MISO_MO-IL_2_MISO_IN | MISO_MO-IL | MISO_IN | Internal | Summer | B8 | 500 | 2633 | 1417.02 | 54.39 | 54.4 | 0.01 | 0
2015 | MISO_MO-IL_2_MISO_IN | MISO_MO-IL | MISO_IN | Internal | Summer | B9 | 800 | 2633 | 2478.54 | 53 | 53.01 | 0.01 | 0
2015 | MISO_MO-IL_2_MISO_IN | MISO_MO-IL | MISO_IN | Internal | Summer | B10 | 1262 | 2633 | 2633 | 52.02 | 52.21 | 0.01 | 0.18
2015 | MISO_MO-IL_2_MISO_IN | MISO_MO-IL | MISO_IN | Internal | Winter | B16 | 25 | 2633 | 2433.5 | 76.77 | 76.78 | 0.01 | 0
2015 | MISO_MO-IL_2_MISO_IN | MISO_MO-IL | MISO_IN | Internal | Winter | B17 | 100 | 2633 | 2633 | 65.1 | 70.73 | 0.01 | 5.62
2015 | MISO_MO-IL_2_MISO_IN | MISO_MO-IL | MISO_IN | Internal | Winter | B18 | 400 | 2633 | 1499.25 | 60.54 | 60.55 | 0.01 | 0
2015 | MISO_MO-IL_2_MISO_IN | MISO_MO-IL | MISO_IN | Internal | Winter | B19 | 700 | 2633 | 1140.49 | 57.99 | 58 | 0.01 | 0
2015 | MISO_MO-IL_2_MISO_IN | MISO_MO-IL | MISO_IN | Internal | Winter | B20 | 935 | 2633 | 306.04 | 53.58 | 53.59 | 0.01 | 0
2015 | MISO_MO-IL_2_MISO_W | MISO_MO-IL | MISO_W | Internal | Shoulder | B11 | 25 | 1075 | 0 | 77.66 | 77.65 | 0.01 | 0
2015 | MISO_MO-IL_2_MISO_W | MISO_MO-IL | MISO_W | Internal | Shoulder | B12 | 200 | 1075 | 0 | 65.03 | 65.02 | 0.01 | 0
2015 | MISO_MO-IL_2_MISO_W | MISO_MO-IL | MISO_W | Internal | Shoulder | B13 | 600 | 1075 | 0 | 59.6 | 59.59 | 0.01 | 0
2015 | MISO_MO-IL_2_MISO_W | MISO_MO-IL | MISO_W | Internal | Shoulder | B14 | 900 | 1075 | 0 | 56.43 | 56.42 | 0.01 | 0
2015 | MISO_MO-IL_2_MISO_W | MISO_MO-IL | MISO_W | Internal | Shoulder | B15 | 1203 | 1075 | 325.11 | 54.1 | 54.11 | 0.01 | 0
2015 | MISO_MO-IL_2_MISO_W | MISO_MO-IL | MISO_W | Internal | Summer | B1 | 10 | 1075 | 0.01 | 91.77 | 91.76 | 0.01 | 0
2015 | MISO_MO-IL_2_MISO_W | MISO_MO-IL | MISO_W | Internal | Summer | B2 | 25 | 1075 | 0 | 88.74 | 88.73 | 0.01 | 0
2015 | MISO_MO-IL_2_MISO_W | MISO_MO-IL | MISO_W | Internal | Summer | B3 | 75 | 1075 | 0 | 88.74 | 88.73 | 0.01 | 0
2015 | MISO_MO-IL_2_MISO_W | MISO_MO-IL | MISO_W | Internal | Summer | B4 | 100 | 1075 | 0 | 86.74 | 86.73 | 0.01 | 0
2015 | MISO_MO-IL_2_MISO_W | MISO_MO-IL | MISO_W | Internal | Summer | B5 | 200 | 1075 | 0 | 75.07 | 75.06 | 0.01 | 0
2015 | MISO_MO-IL_2_MISO_W | MISO_MO-IL | MISO_W | Internal | Summer | B6 | 300 | 1075 | 842.17 | 68.57 | 68.58 | 0.01 | 0
2015 | MISO_MO-IL_2_MISO_W | MISO_MO-IL | MISO_W | Internal | Summer | B7 | 400 | 1075 | 0 | 57.07 | 57.06 | 0.01 | 0
2015 | MISO_MO-IL_2_MISO_W | MISO_MO-IL | MISO_W | Internal | Summer | B8 | 500 | 1075 | 0 | 54.39 | 54.37 | 0.01 | 0
2015 | MISO_MO-IL_2_MISO_W | MISO_MO-IL | MISO_W | Internal | Summer | B9 | 800 | 1075 | 0 | 53 | 52.99 | 0.01 | 0
2015 | MISO_MO-IL_2_MISO_W | MISO_MO-IL | MISO_W | Internal | Summer | B10 | 1262 | 1075 | 0 | 52.02 | 52.01 | 0.01 | 0
2015 | MISO_MO-IL_2_MISO_W | MISO_MO-IL | MISO_W | Internal | Winter | B16 | 25 | 1075 | 0 | 76.77 | 76.76 | 0.01 | 0
2015 | MISO_MO-IL_2_MISO_W | MISO_MO-IL | MISO_W | Internal | Winter | B17 | 100 | 1075 | 0 | 65.1 | 65.09 | 0.01 | 0
2015 | MISO_MO-IL_2_MISO_W | MISO_MO-IL | MISO_W | Internal | Winter | B18 | 400 | 1075 | 0 | 60.54 | 60.53 | 0.01 | 0
2015 | MISO_MO-IL_2_MISO_W | MISO_MO-IL | MISO_W | Internal | Winter | B19 | 700 | 1075 | 880.81 | 57.99 | 58 | 0.01 | 0
2015 | MISO_MO-IL_2_MISO_W | MISO_MO-IL | MISO_W | Internal | Winter | B20 | 935 | 1075 | 0 | 53.58 | 53.58 | 0.01 | 0
2015 | MISO_MO-IL_2_PJM_ROR | MISO_MO-IL | PJM_ROR | Internal | Shoulder | B11 | 25 | 1212 | 0 | 77.66 | 75.66 | 2 | 0
2015 | MISO_MO-IL_2_PJM_ROR | MISO_MO-IL | PJM_ROR | Internal | Shoulder | B12 | 200 | 1212 | 0 | 65.03 | 66.79 | 2 | 0
2015 | MISO_MO-IL_2_PJM_ROR | MISO_MO-IL | PJM_ROR | Internal | Shoulder | B13 | 600 | 1212 | 0 | 59.6 | 61.59 | 2 | 0
2015 | MISO_MO-IL_2_PJM_ROR | MISO_MO-IL | PJM_ROR | Internal | Shoulder | B14 | 900 | 1212 | 537.47 | 56.43 | 58.43 | 2 | 0
2015 | MISO_MO-IL_2_PJM_ROR | MISO_MO-IL | PJM_ROR | Internal | Shoulder | B15 | 1203 | 1212 | 0 | 54.1 | 54.97 | 2 | 0
2015 | MISO_MO-IL_2_PJM_ROR | MISO_MO-IL | PJM_ROR | Internal | Summer | B1 | 10 | 1212 | 373.47 | 91.77 | 93.77 | 2 | 0
2015 | MISO_MO-IL_2_PJM_ROR | MISO_MO-IL | PJM_ROR | Internal | Summer | B2 | 25 | 1212 | 0 | 88.74 | 90.26 | 2 | 0
2015 | MISO_MO-IL_2_PJM_ROR | MISO_MO-IL | PJM_ROR | Internal | Summer | B3 | 75 | 1212 | 0 | 88.74 | 89.51 | 2 | 0
2015 | MISO_MO-IL_2_PJM_ROR | MISO_MO-IL | PJM_ROR | Internal | Summer | B4 | 100 | 1212 | 0 | 86.74 | 84.75 | 2 | 0
2015 | MISO_MO-IL_2_PJM_ROR | MISO_MO-IL | PJM_ROR | Internal | Summer | B5 | 200 | 1212 | 0 | 75.07 | 77.01 | 2 | 0
2015 | MISO_MO-IL_2_PJM_ROR | MISO_MO-IL | PJM_ROR | Internal | Summer | B6 | 300 | 1212 | 0 | 68.57 | 66.58 | 2 | 0
2015 | MISO_MO-IL_2_PJM_ROR | MISO_MO-IL | PJM_ROR | Internal | Summer | B7 | 400 | 1212 | 213.52 | 57.07 | 59.07 | 2 | 0
2015 | MISO_MO-IL_2_PJM_ROR | MISO_MO-IL | PJM_ROR | Internal | Summer | B8 | 500 | 1212 | 1212 | 54.39 | 56.4 | 2 | 0.02
2015 | MISO_MO-IL_2_PJM_ROR | MISO_MO-IL | PJM_ROR | Internal | Summer | B9 | 800 | 1212 | 0 | 53 | 54.11 | 2 | 0
2015 | MISO_MO-IL_2_PJM_ROR | MISO_MO-IL | PJM_ROR | Internal | Summer | B10 | 1262 | 1212 | 0 | 52.02 | 52.33 | 2 | 0
2015 | MISO_MO-IL_2_PJM_ROR | MISO_MO-IL | PJM_ROR | Internal | Winter | B16 | 25 | 1212 | 934.42 | 76.77 | 78.77 | 2 | 0
2015 | MISO_MO-IL_2_PJM_ROR | MISO_MO-IL | PJM_ROR | Internal | Winter | B17 | 100 | 1212 | 1212 | 65.1 | 72.73 | 2 | 5.63
2015 | MISO_MO-IL_2_PJM_ROR | MISO_MO-IL | PJM_ROR | Internal | Winter | B18 | 400 | 1212 | 1212 | 60.54 | 62.55 | 2 | 0.01
2015 | MISO_MO-IL_2_PJM_ROR | MISO_MO-IL | PJM_ROR | Internal | Winter | B19 | 700 | 1212 | 1212 | 57.99 | 60 | 2 | 0.01
2015 | MISO_MO-IL_2_PJM_ROR | MISO_MO-IL | PJM_ROR | Internal | Winter | B20 | 935 | 1212 | 806.11 | 53.58 | 55.58 | 2 | 0
2015 | MISO_MO-IL_2_SPP_N | MISO_MO-IL | SPP_N | Internal | Shoulder | B11 | 25 | 2000 | 0 | 77.66 | 83.06 | 8 | 0
2015 | MISO_MO-IL_2_SPP_N | MISO_MO-IL | SPP_N | Internal | Shoulder | B12 | 200 | 2000 | 0 | 65.03 | 60.03 | 8 | 0
2015 | MISO_MO-IL_2_SPP_N | MISO_MO-IL | SPP_N | Internal | Shoulder | B13 | 600 | 2000 | 0 | 59.6 | 59.43 | 8 | 0
2015 | MISO_MO-IL_2_SPP_N | MISO_MO-IL | SPP_N | Internal | Shoulder | B14 | 900 | 2000 | 0 | 56.43 | 57.38 | 8 | 0
2015 | MISO_MO-IL_2_SPP_N | MISO_MO-IL | SPP_N | Internal | Shoulder | B15 | 1203 | 2000 | 0 | 54.1 | 57.38 | 8 | 0
2015 | MISO_MO-IL_2_SPP_N | MISO_MO-IL | SPP_N | Internal | Summer | B1 | 10 | 2000 | 0 | 91.77 | 92.6 | 8 | 0
2015 | MISO_MO-IL_2_SPP_N | MISO_MO-IL | SPP_N | Internal | Summer | B2 | 25 | 2000 | 0 | 88.74 | 92.1 | 8 | 0
2015 | MISO_MO-IL_2_SPP_N | MISO_MO-IL | SPP_N | Internal | Summer | B3 | 75 | 2000 | 0 | 88.74 | 91.39 | 8 | 0
2015 | MISO_MO-IL_2_SPP_N | MISO_MO-IL | SPP_N | Internal | Summer | B4 | 100 | 2000 | 0 | 86.74 | 86.74 | 8 | 0
2015 | MISO_MO-IL_2_SPP_N | MISO_MO-IL | SPP_N | Internal | Summer | B5 | 200 | 2000 | 0 | 75.07 | 81.21 | 8 | 0
2015 | MISO_MO-IL_2_SPP_N | MISO_MO-IL | SPP_N | Internal | Summer | B6 | 300 | 2000 | 0 | 68.57 | 75.58 | 8 | 0
2015 | MISO_MO-IL_2_SPP_N | MISO_MO-IL | SPP_N | Internal | Summer | B7 | 400 | 2000 | 0 | 57.07 | 64.06 | 8 | 0
2015 | MISO_MO-IL_2_SPP_N | MISO_MO-IL | SPP_N | Internal | Summer | B8 | 500 | 2000 | 0 | 54.39 | 58.7 | 8 | 0
2015 | MISO_MO-IL_2_SPP_N | MISO_MO-IL | SPP_N | Internal | Summer | B9 | 800 | 2000 | 0 | 53 | 56.11 | 8 | 0
2015 | MISO_MO-IL_2_SPP_N | MISO_MO-IL | SPP_N | Internal | Summer | B10 | 1262 | 2000 | 0 | 52.02 | 54.59 | 8 | 0
2015 | MISO_MO-IL_2_SPP_N | MISO_MO-IL | SPP_N | Internal | Winter | B16 | 25 | 2000 | 0 | 76.77 | 72.88 | 8 | 0
2015 | MISO_MO-IL_2_SPP_N | MISO_MO-IL | SPP_N | Internal | Winter | B17 | 100 | 2000 | 0 | 65.1 | 60.8 | 8 | 0
2015 | MISO_MO-IL_2_SPP_N | MISO_MO-IL | SPP_N | Internal | Winter | B18 | 400 | 2000 | 0 | 60.54 | 59.86 | 8 | 0
2015 | MISO_MO-IL_2_SPP_N | MISO_MO-IL | SPP_N | Internal | Winter | B19 | 700 | 2000 | 0 | 57.99 | 59.84 | 8 | 0
2015 | MISO_MO-IL_2_SPP_N | MISO_MO-IL | SPP_N | Internal | Winter | B20 | 935 | 2000 | 0 | 53.58 | 56.38 | 8 | 0
2015 | MISO_MO-IL_2_TVA_Transmission | MISO_MO-IL | TVA_Transmission | Internal | Shoulder | B11 | 25 | 4000 | 0 | 77.66 | 81.66 | 8 | 0
2015 | MISO_MO-IL_2_TVA_Transmission | MISO_MO-IL | TVA_Transmission | Internal | Shoulder | B12 | 200 | 4000 | 0 | 65.03 | 66 | 8 | 0
2015 | MISO_MO-IL_2_TVA_Transmission | MISO_MO-IL | TVA_Transmission | Internal | Shoulder | B13 | 600 | 4000 | 0 | 59.6 | 63.8 | 8 | 0
2015 | MISO_MO-IL_2_TVA_Transmission | MISO_MO-IL | TVA_Transmission | Internal | Shoulder | B14 | 900 | 4000 | 0 | 56.43 | 62.44 | 8 | 0
2015 | MISO_MO-IL_2_TVA_Transmission | MISO_MO-IL | TVA_Transmission | Internal | Shoulder | B15 | 1203 | 4000 | 0 | 54.1 | 60.97 | 8 | 0
2015 | MISO_MO-IL_2_TVA_Transmission | MISO_MO-IL | TVA_Transmission | Internal | Summer | B1 | 10 | 4000 | 906.07 | 91.77 | 99.77 | 8 | 0
2015 | MISO_MO-IL_2_TVA_Transmission | MISO_MO-IL | TVA_Transmission | Internal | Summer | B2 | 25 | 4000 | 94.22 | 88.74 | 96.74 | 8 | 0
2015 | MISO_MO-IL_2_TVA_Transmission | MISO_MO-IL | TVA_Transmission | Internal | Summer | B3 | 75 | 4000 | 0 | 88.74 | 95.51 | 8 | 0
2015 | MISO_MO-IL_2_TVA_Transmission | MISO_MO-IL | TVA_Transmission | Internal | Summer | B4 | 100 | 4000 | 0 | 86.74 | 90.75 | 8 | 0
2015 | MISO_MO-IL_2_TVA_Transmission | MISO_MO-IL | TVA_Transmission | Internal | Summer | B5 | 200 | 4000 | 0 | 75.07 | 82.85 | 8 | 0
2015 | MISO_MO-IL_2_TVA_Transmission | MISO_MO-IL | TVA_Transmission | Internal | Summer | B6 | 300 | 4000 | 0 | 68.57 | 71.07 | 8 | 0
2015 | MISO_MO-IL_2_TVA_Transmission | MISO_MO-IL | TVA_Transmission | Internal | Summer | B7 | 400 | 4000 | 0 | 57.07 | 63.6 | 8 | 0
2015 | MISO_MO-IL_2_TVA_Transmission | MISO_MO-IL | TVA_Transmission | Internal | Summer | B8 | 500 | 4000 | 0 | 54.39 | 61.12 | 8 | 0
2015 | MISO_MO-IL_2_TVA_Transmission | MISO_MO-IL | TVA_Transmission | Internal | Summer | B9 | 800 | 4000 | 0 | 53 | 60.11 | 8 | 0
2015 | MISO_MO-IL_2_TVA_Transmission | MISO_MO-IL | TVA_Transmission | Internal | Summer | B10 | 1262 | 4000 | 0 | 52.02 | 58.13 | 8 | 0
2015 | MISO_MO-IL_2_TVA_Transmission | MISO_MO-IL | TVA_Transmission | Internal | Winter | B16 | 25 | 4000 | 813.49 | 76.77 | 84.77 | 8 | 0
2015 | MISO_MO-IL_2_TVA_Transmission | MISO_MO-IL | TVA_Transmission | Internal | Winter | B17 | 100 | 4000 | 0 | 65.1 | 69.84 | 8 | 0
2015 | MISO_MO-IL_2_TVA_Transmission | MISO_MO-IL | TVA_Transmission | Internal | Winter | B18 | 400 | 4000 | 0 | 60.54 | 64.88 | 8 | 0
2015 | MISO_MO-IL_2_TVA_Transmission | MISO_MO-IL | TVA_Transmission | Internal | Winter | B19 | 700 | 4000 | 0 | 57.99 | 63.37 | 8 | 0
2015 | MISO_MO-IL_2_TVA_Transmission | MISO_MO-IL | TVA_Transmission | Internal | Winter | B20 | 935 | 4000 | 1276.4 | 53.58 | 61.58 | 8 | 0
2015 | MISO_W_2_IESO | MISO_W | IESO | Internal | Shoulder | B11 | 25 | 90 | 0 | 77.65 | 43.49 | 8 | 0
2015 | MISO_W_2_IESO | MISO_W | IESO | Internal | Shoulder | B12 | 200 | 90 | 0 | 65.02 | 43.49 | 8 | 0
2015 | MISO_W_2_IESO | MISO_W | IESO | Internal | Shoulder | B13 | 600 | 90 | 0 | 59.59 | 43.49 | 8 | 0
2015 | MISO_W_2_IESO | MISO_W | IESO | Internal | Shoulder | B14 | 900 | 90 | 0 | 56.42 | 43.49 | 8 | 0
2015 | MISO_W_2_IESO | MISO_W | IESO | Internal | Shoulder | B15 | 1203 | 90 | 0 | 54.11 | 43.49 | 8 | 0
2015 | MISO_W_2_IESO | MISO_W | IESO | Internal | Summer | B1 | 10 | 90 | 0 | 91.76 | 82.46 | 8 | 0
2015 | MISO_W_2_IESO | MISO_W | IESO | Internal | Summer | B2 | 25 | 90 | 0 | 88.73 | 76.88 | 8 | 0
2015 | MISO_W_2_IESO | MISO_W | IESO | Internal | Summer | B3 | 75 | 90 | 0 | 88.73 | 71.54 | 8 | 0
2015 | MISO_W_2_IESO | MISO_W | IESO | Internal | Summer | B4 | 100 | 90 | 0 | 86.73 | 44.93 | 8 | 0
2015 | MISO_W_2_IESO | MISO_W | IESO | Internal | Summer | B5 | 200 | 90 | 0 | 75.06 | 42.48 | 8 | 0
2015 | MISO_W_2_IESO | MISO_W | IESO | Internal | Summer | B6 | 300 | 90 | 0 | 68.58 | 42.48 | 8 | 0
2015 | MISO_W_2_IESO | MISO_W | IESO | Internal | Summer | B7 | 400 | 90 | 0 | 57.06 | 42.48 | 8 | 0
2015 | MISO_W_2_IESO | MISO_W | IESO | Internal | Summer | B8 | 500 | 90 | 0 | 54.37 | 42.48 | 8 | 0
2015 | MISO_W_2_IESO | MISO_W | IESO | Internal | Summer | B9 | 800 | 90 | 0 | 52.99 | 42.48 | 8 | 0
2015 | MISO_W_2_IESO | MISO_W | IESO | Internal | Summer | B10 | 1262 | 90 | 0 | 52.01 | 42.48 | 8 | 0
2015 | MISO_W_2_IESO | MISO_W | IESO | Internal | Winter | B16 | 25 | 90 | 0 | 76.76 | 45.52 | 8 | 0
2015 | MISO_W_2_IESO | MISO_W | IESO | Internal | Winter | B17 | 100 | 90 | 0 | 65.09 | 45.52 | 8 | 0
2015 | MISO_W_2_IESO | MISO_W | IESO | Internal | Winter | B18 | 400 | 90 | 0 | 60.53 | 45.52 | 8 | 0
2015 | MISO_W_2_IESO | MISO_W | IESO | Internal | Winter | B19 | 700 | 90 | 0 | 58 | 45.52 | 8 | 0
2015 | MISO_W_2_IESO | MISO_W | IESO | Internal | Winter | B20 | 935 | 90 | 0 | 53.58 | 45.52 | 8 | 0
2015 | MISO_W_2_MAPP_CA | MISO_W | MAPP_CA | Internal | Shoulder | B11 | 25 | 926 | 0 | 77.65 | 70.97 | 0.01 | 0
2015 | MISO_W_2_MAPP_CA | MISO_W | MAPP_CA | Internal | Shoulder | B12 | 200 | 926 | 0 | 65.02 | 65 | 0.01 | 0
2015 | MISO_W_2_MAPP_CA | MISO_W | MAPP_CA | Internal | Shoulder | B13 | 600 | 926 | 0 | 59.59 | 59.58 | 0.01 | 0
2015 | MISO_W_2_MAPP_CA | MISO_W | MAPP_CA | Internal | Shoulder | B14 | 900 | 926 | 0 | 56.42 | 56.41 | 0.01 | 0
2015 | MISO_W_2_MAPP_CA | MISO_W | MAPP_CA | Internal | Shoulder | B15 | 1203 | 926 | 926 | 54.11 | 56.41 | 0.01 | 2.28
2015 | MISO_W_2_MAPP_CA | MISO_W | MAPP_CA | Internal | Summer | B1 | 10 | 926 | 0 | 91.76 | 77.76 | 0.01 | 0
2015 | MISO_W_2_MAPP_CA | MISO_W | MAPP_CA | Internal | Summer | B2 | 25 | 926 | 0 | 88.73 | 77.38 | 0.01 | 0
2015 | MISO_W_2_MAPP_CA | MISO_W | MAPP_CA | Internal | Summer | B3 | 75 | 926 | 0 | 88.73 | 77.38 | 0.01 | 0
2015 | MISO_W_2_MAPP_CA | MISO_W | MAPP_CA | Internal | Summer | B4 | 100 | 926 | 0 | 86.73 | 75.73 | 0.01 | 0
2015 | MISO_W_2_MAPP_CA | MISO_W | MAPP_CA | Internal | Summer | B5 | 200 | 926 | 0 | 75.06 | 75.05 | 0.01 | 0
2015 | MISO_W_2_MAPP_CA | MISO_W | MAPP_CA | Internal | Summer | B6 | 300 | 926 | 0 | 68.58 | 68.57 | 0.01 | 0
2015 | MISO_W_2_MAPP_CA | MISO_W | MAPP_CA | Internal | Summer | B7 | 400 | 926 | 0 | 57.06 | 57.05 | 0.01 | 0
2015 | MISO_W_2_MAPP_CA | MISO_W | MAPP_CA | Internal | Summer | B8 | 500 | 926 | 0 | 54.37 | 54.36 | 0.01 | 0
2015 | MISO_W_2_MAPP_CA | MISO_W | MAPP_CA | Internal | Summer | B9 | 800 | 926 | 0 | 52.99 | 52.98 | 0.01 | 0
2015 | MISO_W_2_MAPP_CA | MISO_W | MAPP_CA | Internal | Summer | B10 | 1262 | 926 | 926 | 52.01 | 52.98 | 0.01 | 0.96
2015 | MISO_W_2_MAPP_CA | MISO_W | MAPP_CA | Internal | Winter | B16 | 25 | 926 | 0 | 76.76 | 76.75 | 0.01 | 0
2015 | MISO_W_2_MAPP_CA | MISO_W | MAPP_CA | Internal | Winter | B17 | 100 | 926 | 0 | 65.09 | 65.07 | 0.01 | 0
2015 | MISO_W_2_MAPP_CA | MISO_W | MAPP_CA | Internal | Winter | B18 | 400 | 926 | 0 | 60.53 | 60.51 | 0.01 | 0
2015 | MISO_W_2_MAPP_CA | MISO_W | MAPP_CA | Internal | Winter | B19 | 700 | 926 | 237.65 | 58 | 58.01 | 0.01 | 0
2015 | MISO_W_2_MAPP_CA | MISO_W | MAPP_CA | Internal | Winter | B20 | 935 | 926 | 926 | 53.58 | 58.01 | 0.01 | 4.42
2015 | MISO_W_2_MISO_MO-IL | MISO_W | MISO_MO-IL | Internal | Shoulder | B11 | 25 | 3915 | 1060.85 | 77.65 | 77.66 | 0.01 | 0
2015 | MISO_W_2_MISO_MO-IL | MISO_W | MISO_MO-IL | Internal | Shoulder | B12 | 200 | 3915 | 2230.23 | 65.02 | 65.03 | 0.01 | 0
2015 | MISO_W_2_MISO_MO-IL | MISO_W | MISO_MO-IL | Internal | Shoulder | B13 | 600 | 3915 | 909.88 | 59.59 | 59.6 | 0.01 | 0
2015 | MISO_W_2_MISO_MO-IL | MISO_W | MISO_MO-IL | Internal | Shoulder | B14 | 900 | 3915 | 1612.28 | 56.42 | 56.43 | 0.01 | 0
2015 | MISO_W_2_MISO_MO-IL | MISO_W | MISO_MO-IL | Internal | Shoulder | B15 | 1203 | 3915 | 0 | 54.11 | 54.1 | 0.01 | 0
2015 | MISO_W_2_MISO_MO-IL | MISO_W | MISO_MO-IL | Internal | Summer | B1 | 10 | 3915 | 1414.88 | 91.76 | 91.77 | 0.01 | 0
2015 | MISO_W_2_MISO_MO-IL | MISO_W | MISO_MO-IL | Internal | Summer | B2 | 25 | 3915 | 1412.37 | 88.73 | 88.74 | 0.01 | 0
2015 | MISO_W_2_MISO_MO-IL | MISO_W | MISO_MO-IL | Internal | Summer | B3 | 75 | 3915 | 1299.62 | 88.73 | 88.74 | 0.01 | 0
2015 | MISO_W_2_MISO_MO-IL | MISO_W | MISO_MO-IL | Internal | Summer | B4 | 100 | 3915 | 755.78 | 86.73 | 86.74 | 0.01 | 0
2015 | MISO_W_2_MISO_MO-IL | MISO_W | MISO_MO-IL | Internal | Summer | B5 | 200 | 3915 | 546.53 | 75.06 | 75.07 | 0.01 | 0
2015 | MISO_W_2_MISO_MO-IL | MISO_W | MISO_MO-IL | Internal | Summer | B6 | 300 | 3915 | 0 | 68.58 | 68.57 | 0.01 | 0
2015 | MISO_W_2_MISO_MO-IL | MISO_W | MISO_MO-IL | Internal | Summer | B7 | 400 | 3915 | 239.34 | 57.06 | 57.07 | 0.01 | 0
2015 | MISO_W_2_MISO_MO-IL | MISO_W | MISO_MO-IL | Internal | Summer | B8 | 500 | 3915 | 1847.23 | 54.37 | 54.39 | 0.01 | 0
2015 | MISO_W_2_MISO_MO-IL | MISO_W | MISO_MO-IL | Internal | Summer | B9 | 800 | 3915 | 1915.13 | 52.99 | 53 | 0.01 | 0
2015 | MISO_W_2_MISO_MO-IL | MISO_W | MISO_MO-IL | Internal | Summer | B10 | 1262 | 3915 | 888.94 | 52.01 | 52.02 | 0.01 | 0
2015 | MISO_W_2_MISO_MO-IL | MISO_W | MISO_MO-IL | Internal | Winter | B16 | 25 | 3915 | 2457.31 | 76.76 | 76.77 | 0.01 | 0
2015 | MISO_W_2_MISO_MO-IL | MISO_W | MISO_MO-IL | Internal | Winter | B17 | 100 | 3915 | 1631.69 | 65.09 | 65.1 | 0.01 | 0
2015 | MISO_W_2_MISO_MO-IL | MISO_W | MISO_MO-IL | Internal | Winter | B18 | 400 | 3915 | 100.85 | 60.53 | 60.54 | 0.01 | 0
2015 | MISO_W_2_MISO_MO-IL | MISO_W | MISO_MO-IL | Internal | Winter | B19 | 700 | 3915 | 0 | 58 | 57.99 | 0.01 | 0
2015 | MISO_W_2_MISO_MO-IL | MISO_W | MISO_MO-IL | Internal | Winter | B20 | 935 | 3915 | 0 | 53.58 | 53.58 | 0.01 | 0
2015 | MISO_W_2_MISO_WUMS | MISO_W | MISO_WUMS | Internal | Shoulder | B11 | 25 | 1732 | 0 | 77.65 | 62.54 | 0.01 | 0
2015 | MISO_W_2_MISO_WUMS | MISO_W | MISO_WUMS | Internal | Shoulder | B12 | 200 | 1732 | 0 | 65.02 | 62.05 | 0.01 | 0
2015 | MISO_W_2_MISO_WUMS | MISO_W | MISO_WUMS | Internal | Shoulder | B13 | 600 | 1732 | 0 | 59.59 | 59.58 | 0.01 | 0
2015 | MISO_W_2_MISO_WUMS | MISO_W | MISO_WUMS | Internal | Shoulder | B14 | 900 | 1732 | 0 | 56.42 | 56.41 | 0.01 | 0
2015 | MISO_W_2_MISO_WUMS | MISO_W | MISO_WUMS | Internal | Shoulder | B15 | 1203 | 1732 | 0 | 54.11 | 54.07 | 0.01 | 0
2015 | MISO_W_2_MISO_WUMS | MISO_W | MISO_WUMS | Internal | Summer | B1 | 10 | 1732 | 0.02 | 91.76 | 91.76 | 0.01 | 0
2015 | MISO_W_2_MISO_WUMS | MISO_W | MISO_WUMS | Internal | Summer | B2 | 25 | 1732 | 0 | 88.73 | 88.72 | 0.01 | 0
2015 | MISO_W_2_MISO_WUMS | MISO_W | MISO_WUMS | Internal | Summer | B3 | 75 | 1732 | 0 | 88.73 | 87.51 | 0.01 | 0
2015 | MISO_W_2_MISO_WUMS | MISO_W | MISO_WUMS | Internal | Summer | B4 | 100 | 1732 | 0 | 86.73 | 82.75 | 0.01 | 0
2015 | MISO_W_2_MISO_WUMS | MISO_W | MISO_WUMS | Internal | Summer | B5 | 200 | 1732 | 0 | 75.06 | 64.48 | 0.01 | 0
2015 | MISO_W_2_MISO_WUMS | MISO_W | MISO_WUMS | Internal | Summer | B6 | 300 | 1732 | 0 | 68.58 | 62.54 | 0.01 | 0
2015 | MISO_W_2_MISO_WUMS | MISO_W | MISO_WUMS | Internal | Summer | B7 | 400 | 1732 | 0 | 57.06 | 57.05 | 0.01 | 0
2015 | MISO_W_2_MISO_WUMS | MISO_W | MISO_WUMS | Internal | Summer | B8 | 500 | 1732 | 357.37 | 54.37 | 54.39 | 0.01 | 0
2015 | MISO_W_2_MISO_WUMS | MISO_W | MISO_WUMS | Internal | Summer | B9 | 800 | 1732 | 0 | 52.99 | 52.91 | 0.01 | 0
2015 | MISO_W_2_MISO_WUMS | MISO_W | MISO_WUMS | Internal | Summer | B10 | 1262 | 1732 | 0 | 52.01 | 51.99 | 0.01 | 0
2015 | MISO_W_2_MISO_WUMS | MISO_W | MISO_WUMS | Internal | Winter | B16 | 25 | 1732 | 0 | 76.76 | 76.75 | 0.01 | 0
2015 | MISO_W_2_MISO_WUMS | MISO_W | MISO_WUMS | Internal | Winter | B17 | 100 | 1732 | 0 | 65.09 | 65.07 | 0.01 | 0
2015 | MISO_W_2_MISO_WUMS | MISO_W | MISO_WUMS | Internal | Winter | B18 | 400 | 1732 | 489.37 | 60.53 | 60.54 | 0.01 | 0
2015 | MISO_W_2_MISO_WUMS | MISO_W | MISO_WUMS | Internal | Winter | B19 | 700 | 1732 | 0 | 58 | 58 | 0.01 | 0
2015 | MISO_W_2_MISO_WUMS | MISO_W | MISO_WUMS | Internal | Winter | B20 | 935 | 1732 | 220.13 | 53.58 | 53.59 | 0.01 | 0
2015 | MISO_W_2_NE | MISO_W | NE | Internal | Shoulder | B11 | 25 | 2800 | 0 | 77.65 | 80.87 | 7 | 0
2015 | MISO_W_2_NE | MISO_W | NE | Internal | Shoulder | B12 | 200 | 2800 | 0 | 65.02 | 60.02 | 7 | 0
2015 | MISO_W_2_NE | MISO_W | NE | Internal | Shoulder | B13 | 600 | 2800 | 0 | 59.59 | 59.41 | 7 | 0
2015 | MISO_W_2_NE | MISO_W | NE | Internal | Shoulder | B14 | 900 | 2800 | 0 | 56.42 | 57.37 | 7 | 0
2015 | MISO_W_2_NE | MISO_W | NE | Internal | Shoulder | B15 | 1203 | 2800 | 0 | 54.11 | 57.37 | 7 | 0
2015 | MISO_W_2_NE | MISO_W | NE | Internal | Summer | B1 | 10 | 2800 | 0 | 91.76 | 91.76 | 7 | 0
2015 | MISO_W_2_NE | MISO_W | NE | Internal | Summer | B2 | 25 | 2800 | 0 | 88.73 | 91.38 | 7 | 0
2015 | MISO_W_2_NE | MISO_W | NE | Internal | Summer | B3 | 75 | 2800 | 0 | 88.73 | 91.38 | 7 | 0
2015 | MISO_W_2_NE | MISO_W | NE | Internal | Summer | B4 | 100 | 2800 | 0 | 86.73 | 86.73 | 7 | 0
2015 | MISO_W_2_NE | MISO_W | NE | Internal | Summer | B5 | 200 | 2800 | 0 | 75.06 | 81.19 | 7 | 0
2015 | MISO_W_2_NE | MISO_W | NE | Internal | Summer | B6 | 300 | 2800 | 0 | 68.58 | 68.58 | 7 | 0
2015 | MISO_W_2_NE | MISO_W | NE | Internal | Summer | B7 | 400 | 2800 | 0 | 57.06 | 59.9 | 7 | 0
2015 | MISO_W_2_NE | MISO_W | NE | Internal | Summer | B8 | 500 | 2800 | 0 | 54.37 | 58.69 | 7 | 0
2015 | MISO_W_2_NE | MISO_W | NE | Internal | Summer | B9 | 800 | 2800 | 0 | 52.99 | 56.1 | 7 | 0
2015 | MISO_W_2_NE | MISO_W | NE | Internal | Summer | B10 | 1262 | 2800 | 0 | 52.01 | 54.27 | 7 | 0
2015 | MISO_W_2_NE | MISO_W | NE | Internal | Winter | B16 | 25 | 2800 | 0 | 76.76 | 72.86 | 7 | 0
2015 | MISO_W_2_NE | MISO_W | NE | Internal | Winter | B17 | 100 | 2800 | 0 | 65.09 | 60.79 | 7 | 0
2015 | MISO_W_2_NE | MISO_W | NE | Internal | Winter | B18 | 400 | 2800 | 0 | 60.53 | 59.85 | 7 | 0
2015 | MISO_W_2_NE | MISO_W | NE | Internal | Winter | B19 | 700 | 2800 | 0 | 58 | 59.83 | 7 | 0
2015 | MISO_W_2_NE | MISO_W | NE | Internal | Winter | B20 | 935 | 2800 | 0 | 53.58 | 55.54 | 7 | 0
2015 | MISO_W_2_PJM_ROR | MISO_W | PJM_ROR | Internal | Shoulder | B11 | 25 | 773 | 0 | 77.65 | 75.66 | 2 | 0
2015 | MISO_W_2_PJM_ROR | MISO_W | PJM_ROR | Internal | Shoulder | B12 | 200 | 773 | 0 | 65.02 | 66.79 | 2 | 0
2015 | MISO_W_2_PJM_ROR | MISO_W | PJM_ROR | Internal | Shoulder | B13 | 600 | 773 | 546.69 | 59.59 | 61.59 | 2 | 0
2015 | MISO_W_2_PJM_ROR | MISO_W | PJM_ROR | Internal | Shoulder | B14 | 900 | 773 | 773 | 56.42 | 58.43 | 2 | 0.01
2015 | MISO_W_2_PJM_ROR | MISO_W | PJM_ROR | Internal | Shoulder | B15 | 1203 | 773 | 0 | 54.11 | 54.97 | 2 | 0
2015 | MISO_W_2_PJM_ROR | MISO_W | PJM_ROR | Internal | Summer | B1 | 10 | 773 | 772.98 | 91.76 | 93.77 | 2 | 0.01
2015 | MISO_W_2_PJM_ROR | MISO_W | PJM_ROR | Internal | Summer | B2 | 25 | 773 | 0 | 88.73 | 90.26 | 2 | 0
2015 | MISO_W_2_PJM_ROR | MISO_W | PJM_ROR | Internal | Summer | B3 | 75 | 773 | 0 | 88.73 | 89.51 | 2 | 0
2015 | MISO_W_2_PJM_ROR | MISO_W | PJM_ROR | Internal | Summer | B4 | 100 | 773 | 0 | 86.73 | 84.75 | 2 | 0
2015 | MISO_W_2_PJM_ROR | MISO_W | PJM_ROR | Internal | Summer | B5 | 200 | 773 | 0 | 75.06 | 77.01 | 2 | 0
2015 | MISO_W_2_PJM_ROR | MISO_W | PJM_ROR | Internal | Summer | B6 | 300 | 773 | 0 | 68.58 | 66.58 | 2 | 0
2015 | MISO_W_2_PJM_ROR | MISO_W | PJM_ROR | Internal | Summer | B7 | 400 | 773 | 773 | 57.06 | 59.07 | 2 | 0.01
2015 | MISO_W_2_PJM_ROR | MISO_W | PJM_ROR | Internal | Summer | B8 | 500 | 773 | 773 | 54.37 | 56.4 | 2 | 0.03
2015 | MISO_W_2_PJM_ROR | MISO_W | PJM_ROR | Internal | Summer | B9 | 800 | 773 | 0 | 52.99 | 54.11 | 2 | 0
2015 | MISO_W_2_PJM_ROR | MISO_W | PJM_ROR | Internal | Summer | B10 | 1262 | 773 | 0 | 52.01 | 52.33 | 2 | 0
2015 | MISO_W_2_PJM_ROR | MISO_W | PJM_ROR | Internal | Winter | B16 | 25 | 773 | 772.99 | 76.76 | 78.77 | 2 | 0.01
2015 | MISO_W_2_PJM_ROR | MISO_W | PJM_ROR | Internal | Winter | B17 | 100 | 773 | 773 | 65.09 | 72.73 | 2 | 5.64
2015 | MISO_W_2_PJM_ROR | MISO_W | PJM_ROR | Internal | Winter | B18 | 400 | 773 | 773 | 60.53 | 62.55 | 2 | 0.02
2015 | MISO_W_2_PJM_ROR | MISO_W | PJM_ROR | Internal | Winter | B19 | 700 | 773 | 175.19 | 58 | 60 | 2 | 0
2015 | MISO_W_2_PJM_ROR | MISO_W | PJM_ROR | Internal | Winter | B20 | 935 | 773 | 498.58 | 53.58 | 55.58 | 2 | 0
2015 | MISO_W_2_SPP_N | MISO_W | SPP_N | Internal | Shoulder | B11 | 25 | 3200 | 0 | 77.65 | 83.06 | 7 | 0
2015 | MISO_W_2_SPP_N | MISO_W | SPP_N | Internal | Shoulder | B12 | 200 | 3200 | 0 | 65.02 | 60.03 | 7 | 0
2015 | MISO_W_2_SPP_N | MISO_W | SPP_N | Internal | Shoulder | B13 | 600 | 3200 | 0 | 59.59 | 59.43 | 7 | 0
2015 | MISO_W_2_SPP_N | MISO_W | SPP_N | Internal | Shoulder | B14 | 900 | 3200 | 0 | 56.42 | 57.38 | 7 | 0
2015 | MISO_W_2_SPP_N | MISO_W | SPP_N | Internal | Shoulder | B15 | 1203 | 3200 | 0 | 54.11 | 57.38 | 7 | 0
2015 | MISO_W_2_SPP_N | MISO_W | SPP_N | Internal | Summer | B1 | 10 | 3200 | 0 | 91.76 | 92.6 | 7 | 0
2015 | MISO_W_2_SPP_N | MISO_W | SPP_N | Internal | Summer | B2 | 25 | 3200 | 0 | 88.73 | 92.1 | 7 | 0
2015 | MISO_W_2_SPP_N | MISO_W | SPP_N | Internal | Summer | B3 | 75 | 3200 | 0 | 88.73 | 91.39 | 7 | 0
2015 | MISO_W_2_SPP_N | MISO_W | SPP_N | Internal | Summer | B4 | 100 | 3200 | 0 | 86.73 | 86.74 | 7 | 0
2015 | MISO_W_2_SPP_N | MISO_W | SPP_N | Internal | Summer | B5 | 200 | 3200 | 0 | 75.06 | 81.21 | 7 | 0
2015 | MISO_W_2_SPP_N | MISO_W | SPP_N | Internal | Summer | B6 | 300 | 3200 | 2244.57 | 68.58 | 75.58 | 7 | 0
2015 | MISO_W_2_SPP_N | MISO_W | SPP_N | Internal | Summer | B7 | 400 | 3200 | 698.07 | 57.06 | 64.06 | 7 | 0
2015 | MISO_W_2_SPP_N | MISO_W | SPP_N | Internal | Summer | B8 | 500 | 3200 | 0 | 54.37 | 58.7 | 7 | 0
2015 | MISO_W_2_SPP_N | MISO_W | SPP_N | Internal | Summer | B9 | 800 | 3200 | 0 | 52.99 | 56.11 | 7 | 0
2015 | MISO_W_2_SPP_N | MISO_W | SPP_N | Internal | Summer | B10 | 1262 | 3200 | 0 | 52.01 | 54.59 | 7 | 0
2015 | MISO_W_2_SPP_N | MISO_W | SPP_N | Internal | Winter | B16 | 25 | 3200 | 0 | 76.76 | 72.88 | 7 | 0
2015 | MISO_W_2_SPP_N | MISO_W | SPP_N | Internal | Winter | B17 | 100 | 3200 | 0 | 65.09 | 60.8 | 7 | 0
2015 | MISO_W_2_SPP_N | MISO_W | SPP_N | Internal | Winter | B18 | 400 | 3200 | 0 | 60.53 | 59.86 | 7 | 0
2015 | MISO_W_2_SPP_N | MISO_W | SPP_N | Internal | Winter | B19 | 700 | 3200 | 0 | 58 | 59.84 | 7 | 0
2015 | MISO_W_2_SPP_N | MISO_W | SPP_N | Internal | Winter | B20 | 935 | 3200 | 0 | 53.58 | 56.38 | 7 | 0
2015 | MISO_WUMS_2_MISO_MI | MISO_WUMS | MISO_MI | Internal | Shoulder | B11 | 25 | 1422 | 1422 | 62.54 | 74.48 | 0.01 | 11.92
2015 | MISO_WUMS_2_MISO_MI | MISO_WUMS | MISO_MI | Internal | Shoulder | B12 | 200 | 1422 | 1422 | 62.05 | 65.05 | 0.01 | 2.99
2015 | MISO_WUMS_2_MISO_MI | MISO_WUMS | MISO_MI | Internal | Shoulder | B13 | 600 | 1422 | 1422 | 59.58 | 59.63 | 0.01 | 0.04
2015 | MISO_WUMS_2_MISO_MI | MISO_WUMS | MISO_MI | Internal | Shoulder | B14 | 900 | 1422 | 1422 | 56.41 | 56.45 | 0.01 | 0.04
2015 | MISO_WUMS_2_MISO_MI | MISO_WUMS | MISO_MI | Internal | Shoulder | B15 | 1203 | 1422 | 1155.18 | 54.07 | 54.08 | 0.01 | 0
2015 | MISO_WUMS_2_MISO_MI | MISO_WUMS | MISO_MI | Internal | Summer | B1 | 10 | 1422 | 1009.33 | 91.76 | 91.77 | 0.01 | 0
2015 | MISO_WUMS_2_MISO_MI | MISO_WUMS | MISO_MI | Internal | Summer | B2 | 25 | 1422 | 1421.99 | 88.72 | 88.74 | 0.01 | 0.01
2015 | MISO_WUMS_2_MISO_MI | MISO_WUMS | MISO_MI | Internal | Summer | B3 | 75 | 1422 | 1096.27 | 87.51 | 87.53 | 0.01 | 0
2015 | MISO_WUMS_2_MISO_MI | MISO_WUMS | MISO_MI | Internal | Summer | B4 | 100 | 1422 | 1422 | 82.75 | 86.7 | 0.01 | 3.93
2015 | MISO_WUMS_2_MISO_MI | MISO_WUMS | MISO_MI | Internal | Summer | B5 | 200 | 1422 | 1422 | 64.48 | 75.07 | 0.01 | 10.58
2015 | MISO_WUMS_2_MISO_MI | MISO_WUMS | MISO_MI | Internal | Summer | B6 | 300 | 1422 | 1422 | 62.54 | 68.57 | 0.01 | 6.01
2015 | MISO_WUMS_2_MISO_MI | MISO_WUMS | MISO_MI | Internal | Summer | B7 | 400 | 1422 | 1422 | 57.05 | 57.1 | 0.01 | 0.04
2015 | MISO_WUMS_2_MISO_MI | MISO_WUMS | MISO_MI | Internal | Summer | B8 | 500 | 1422 | 1422 | 54.39 | 54.41 | 0.01 | 0.01
2015 | MISO_WUMS_2_MISO_MI | MISO_WUMS | MISO_MI | Internal | Summer | B9 | 800 | 1422 | 1422 | 52.91 | 53.02 | 0.01 | 0.11
2015 | MISO_WUMS_2_MISO_MI | MISO_WUMS | MISO_MI | Internal | Summer | B10 | 1262 | 1422 | 1422 | 51.99 | 52.22 | 0.01 | 0.21
2015 | MISO_WUMS_2_MISO_MI | MISO_WUMS | MISO_MI | Internal | Winter | B16 | 25 | 1422 | 1421.99 | 76.75 | 76.77 | 0.01 | 0.01
2015 | MISO_WUMS_2_MISO_MI | MISO_WUMS | MISO_MI | Internal | Winter | B17 | 100 | 1422 | 1422 | 65.07 | 70.73 | 0.01 | 5.64
2015 | MISO_WUMS_2_MISO_MI | MISO_WUMS | MISO_MI | Internal | Winter | B18 | 400 | 1422 | 1289.58 | 60.54 | 60.55 | 0.01 | 0
2015 | MISO_WUMS_2_MISO_MI | MISO_WUMS | MISO_MI | Internal | Winter | B19 | 700 | 1422 | 816.44 | 58 | 58.01 | 0.01 | 0
2015 | MISO_WUMS_2_MISO_MI | MISO_WUMS | MISO_MI | Internal | Winter | B20 | 935 | 1422 | 857.6 | 53.59 | 53.6 | 0.01 | 0
2015 | MISO_WUMS_2_MISO_W | MISO_WUMS | MISO_W | Internal | Shoulder | B11 | 25 | 1240 | 1240 | 62.54 | 77.65 | 0.01 | 15.1
2015 | MISO_WUMS_2_MISO_W | MISO_WUMS | MISO_W | Internal | Shoulder | B12 | 200 | 1240 | 1240 | 62.05 | 65.02 | 0.01 | 2.96
2015 | MISO_WUMS_2_MISO_W | MISO_WUMS | MISO_W | Internal | Shoulder | B13 | 600 | 1240 | 754.97 | 59.58 | 59.59 | 0.01 | 0
2015 | MISO_WUMS_2_MISO_W | MISO_WUMS | MISO_W | Internal | Shoulder | B14 | 900 | 1240 | 1033.52 | 56.41 | 56.42 | 0.01 | 0
2015 | MISO_WUMS_2_MISO_W | MISO_WUMS | MISO_W | Internal | Shoulder | B15 | 1203 | 1240 | 1240 | 54.07 | 54.11 | 0.01 | 0.04
2015 | MISO_WUMS_2_MISO_W | MISO_WUMS | MISO_W | Internal | Summer | B1 | 10 | 1240 | 0.02 | 91.76 | 91.76 | 0.01 | 0
2015 | MISO_WUMS_2_MISO_W | MISO_WUMS | MISO_W | Internal | Summer | B2 | 25 | 1240 | 1226.17 | 88.72 | 88.73 | 0.01 | 0
2015 | MISO_WUMS_2_MISO_W | MISO_WUMS | MISO_W | Internal | Summer | B3 | 75 | 1240 | 1240 | 87.51 | 88.73 | 0.01 | 1.2
2015 | MISO_WUMS_2_MISO_W | MISO_WUMS | MISO_W | Internal | Summer | B4 | 100 | 1240 | 1240 | 82.75 | 86.73 | 0.01 | 3.96
2015 | MISO_WUMS_2_MISO_W | MISO_WUMS | MISO_W | Internal | Summer | B5 | 200 | 1240 | 1240 | 64.48 | 75.06 | 0.01 | 10.57
2015 | MISO_WUMS_2_MISO_W | MISO_WUMS | MISO_W | Internal | Summer | B6 | 300 | 1240 | 1240 | 62.54 | 68.58 | 0.01 | 6.03
2015 | MISO_WUMS_2_MISO_W | MISO_WUMS | MISO_W | Internal | Summer | B7 | 400 | 1240 | 406.34 | 57.05 | 57.06 | 0.01 | 0
2015 | MISO_WUMS_2_MISO_W | MISO_WUMS | MISO_W | Internal | Summer | B8 | 500 | 1240 | 0 | 54.39 | 54.37 | 0.01 | 0
2015 | MISO_WUMS_2_MISO_W | MISO_WUMS | MISO_W | Internal | Summer | B9 | 800 | 1240 | 1240 | 52.91 | 52.99 | 0.01 | 0.07
2015 | MISO_WUMS_2_MISO_W | MISO_WUMS | MISO_W | Internal | Summer | B10 | 1262 | 1240 | 82.46 | 51.99 | 52.01 | 0.01 | 0
2015 | MISO_WUMS_2_MISO_W | MISO_WUMS | MISO_W | Internal | Winter | B16 | 25 | 1240 | 235.1 | 76.75 | 76.76 | 0.01 | 0
2015 | MISO_WUMS_2_MISO_W | MISO_WUMS | MISO_W | Internal | Winter | B17 | 100 | 1240 | 388.36 | 65.07 | 65.09 | 0.01 | 0
2015 | MISO_WUMS_2_MISO_W | MISO_WUMS | MISO_W | Internal | Winter | B18 | 400 | 1240 | 0 | 60.54 | 60.53 | 0.01 | 0
2015 | MISO_WUMS_2_MISO_W | MISO_WUMS | MISO_W | Internal | Winter | B19 | 700 | 1240 | 0 | 58 | 58 | 0.01 | 0
2015 | MISO_WUMS_2_MISO_W | MISO_WUMS | MISO_W | Internal | Winter | B20 | 935 | 1240 | 0 | 53.59 | 53.58 | 0.01 | 0
2015 | MISO_WUMS_2_PJM_ROR | MISO_WUMS | PJM_ROR | Internal | Shoulder | B11 | 25 | 1600 | 1600 | 62.54 | 75.66 | 2 | 11.12
2015 | MISO_WUMS_2_PJM_ROR | MISO_WUMS | PJM_ROR | Internal | Shoulder | B12 | 200 | 1600 | 1600 | 62.05 | 66.79 | 2 | 2.74
2015 | MISO_WUMS_2_PJM_ROR | MISO_WUMS | PJM_ROR | Internal | Shoulder | B13 | 600 | 1600 | 1600 | 59.58 | 61.59 | 2 | 0.01
2015 | MISO_WUMS_2_PJM_ROR | MISO_WUMS | PJM_ROR | Internal | Shoulder | B14 | 900 | 1600 | 1600 | 56.41 | 58.43 | 2 | 0.02
2015 | MISO_WUMS_2_PJM_ROR | MISO_WUMS | PJM_ROR | Internal | Shoulder | B15 | 1203 | 1600 | 0 | 54.07 | 54.97 | 2 | 0
2015 | MISO_WUMS_2_PJM_ROR | MISO_WUMS | PJM_ROR | Internal | Summer | B1 | 10 | 1600 | 1599.98 | 91.76 | 93.77 | 2 | 0.01
2015 | MISO_WUMS_2_PJM_ROR | MISO_WUMS | PJM_ROR | Internal | Summer | B2 | 25 | 1600 | 0 | 88.72 | 90.26 | 2 | 0
2015 | MISO_WUMS_2_PJM_ROR | MISO_WUMS | PJM_ROR | Internal | Summer | B3 | 75 | 1600 | 830.5 | 87.51 | 89.51 | 2 | 0
2015 | MISO_WUMS_2_PJM_ROR | MISO_WUMS | PJM_ROR | Internal | Summer | B4 | 100 | 1600 | 1184.37 | 82.75 | 84.75 | 2 | 0
2015 | MISO_WUMS_2_PJM_ROR | MISO_WUMS | PJM_ROR | Internal | Summer | B5 | 200 | 1600 | 1600 | 64.48 | 77.01 | 2 | 10.53
2015 | MISO_WUMS_2_PJM_ROR | MISO_WUMS | PJM_ROR | Internal | Summer | B6 | 300 | 1600 | 1600 | 62.54 | 66.58 | 2 | 2.04
2015 | MISO_WUMS_2_PJM_ROR | MISO_WUMS | PJM_ROR | Internal | Summer | B7 | 400 | 1600 | 1600 | 57.05 | 59.07 | 2 | 0.02
2015 | MISO_WUMS_2_PJM_ROR | MISO_WUMS | PJM_ROR | Internal | Summer | B8 | 500 | 1600 | 1600 | 54.39 | 56.4 | 2 | 0.02
2015 | MISO_WUMS_2_PJM_ROR | MISO_WUMS | PJM_ROR | Internal | Summer | B9 | 800 | 1600 | 0 | 52.91 | 54.11 | 2 | 0
2015 | MISO_WUMS_2_PJM_ROR | MISO_WUMS | PJM_ROR | Internal | Summer | B10 | 1262 | 1600 | 0 | 51.99 | 52.33 | 2 | 0
2015 | MISO_WUMS_2_PJM_ROR | MISO_WUMS | PJM_ROR | Internal | Winter | B16 | 25 | 1600 | 1600 | 76.75 | 78.77 | 2 | 0.02
2015 | MISO_WUMS_2_PJM_ROR | MISO_WUMS | PJM_ROR | Internal | Winter | B17 | 100 | 1600 | 1600 | 65.07 | 72.73 | 2 | 5.65
2015 | MISO_WUMS_2_PJM_ROR | MISO_WUMS | PJM_ROR | Internal | Winter | B18 | 400 | 1600 | 1600 | 60.54 | 62.55 | 2 | 0.01
2015 | MISO_WUMS_2_PJM_ROR | MISO_WUMS | PJM_ROR | Internal | Winter | B19 | 700 | 1600 | 1360.84 | 58 | 60 | 2 | 0
2015 | MISO_WUMS_2_PJM_ROR | MISO_WUMS | PJM_ROR | Internal | Winter | B20 | 935 | 1600 | 0 | 53.59 | 55.58 | 2 | 0
2015 | NE_2_MISO_W | NE | MISO_W | Internal | Shoulder | B11 | 25 | 1600 | 0 | 80.87 | 77.65 | 5 | 0
2015 | NE_2_MISO_W | NE | MISO_W | Internal | Shoulder | B12 | 200 | 1600 | 46.94 | 60.02 | 65.02 | 5 | 0
2015 | NE_2_MISO_W | NE | MISO_W | Internal | Shoulder | B13 | 600 | 1600 | 0 | 59.41 | 59.59 | 5 | 0
2015 | NE_2_MISO_W | NE | MISO_W | Internal | Shoulder | B14 | 900 | 1600 | 0 | 57.37 | 56.42 | 5 | 0
2015 | NE_2_MISO_W | NE | MISO_W | Internal | Shoulder | B15 | 1203 | 1600 | 0 | 57.37 | 54.11 | 5 | 0
2015 | NE_2_MISO_W | NE | MISO_W | Internal | Summer | B1 | 10 | 1600 | 0 | 91.76 | 91.76 | 5 | 0
2015 | NE_2_MISO_W | NE | MISO_W | Internal | Summer | B2 | 25 | 1600 | 0 | 91.38 | 88.73 | 5 | 0
2015 | NE_2_MISO_W | NE | MISO_W | Internal | Summer | B3 | 75 | 1600 | 0 | 91.38 | 88.73 | 5 | 0
2015 | NE_2_MISO_W | NE | MISO_W | Internal | Summer | B4 | 100 | 1600 | 0 | 86.73 | 86.73 | 5 | 0
2015 | NE_2_MISO_W | NE | MISO_W | Internal | Summer | B5 | 200 | 1600 | 0 | 81.19 | 75.06 | 5 | 0
2015 | NE_2_MISO_W | NE | MISO_W | Internal | Summer | B6 | 300 | 1600 | 0 | 68.58 | 68.58 | 5 | 0
2015 | NE_2_MISO_W | NE | MISO_W | Internal | Summer | B7 | 400 | 1600 | 0 | 59.9 | 57.06 | 5 | 0
2015 | NE_2_MISO_W | NE | MISO_W | Internal | Summer | B8 | 500 | 1600 | 0 | 58.69 | 54.37 | 5 | 0
2015 | NE_2_MISO_W | NE | MISO_W | Internal | Summer | B9 | 800 | 1600 | 0 | 56.1 | 52.99 | 5 | 0
2015 | NE_2_MISO_W | NE | MISO_W | Internal | Summer | B10 | 1262 | 1600 | 0 | 54.27 | 52.01 | 5 | 0
2015 | NE_2_MISO_W | NE | MISO_W | Internal | Winter | B16 | 25 | 1600 | 0 | 72.86 | 76.76 | 5 | 0
2015 | NE_2_MISO_W | NE | MISO_W | Internal | Winter | B17 | 100 | 1600 | 0 | 60.79 | 65.09 | 5 | 0
2015 | NE_2_MISO_W | NE | MISO_W | Internal | Winter | B18 | 400 | 1600 | 0 | 59.85 | 60.53 | 5 | 0
2015 | NE_2_MISO_W | NE | MISO_W | Internal | Winter | B19 | 700 | 1600 | 0 | 59.83 | 58 | 5 | 0
2015 | NE_2_MISO_W | NE | MISO_W | Internal | Winter | B20 | 935 | 1600 | 0 | 55.54 | 53.58 | 5 | 0
2015 | NE_2_SPP_N | NE | SPP_N | Internal | Shoulder | B11 | 25 | 1802 | 1802 | 80.87 | 83.06 | 0.01 | 2.18
2015 | NE_2_SPP_N | NE | SPP_N | Internal | Shoulder | B12 | 200 | 1802 | 395.46 | 60.02 | 60.03 | 0.01 | 0
2015 | NE_2_SPP_N | NE | SPP_N | Internal | Shoulder | B13 | 600 | 1802 | 579.66 | 59.41 | 59.43 | 0.01 | 0
2015 | NE_2_SPP_N | NE | SPP_N | Internal | Shoulder | B14 | 900 | 1802 | 750.96 | 57.37 | 57.38 | 0.01 | 0
2015 | NE_2_SPP_N | NE | SPP_N | Internal | Shoulder | B15 | 1203 | 1802 | 1207.82 | 57.37 | 57.38 | 0.01 | 0
2015 | NE_2_SPP_N | NE | SPP_N | Internal | Summer | B1 | 10 | 1802 | 1802 | 91.76 | 92.6 | 0.01 | 0.82
2015 | NE_2_SPP_N | NE | SPP_N | Internal | Summer | B2 | 25 | 1802 | 1802 | 91.38 | 92.1 | 0.01 | 0.7
2015 | NE_2_SPP_N | NE | SPP_N | Internal | Summer | B3 | 75 | 1802 | 1320.47 | 91.38 | 91.39 | 0.01 | 0
2015 | NE_2_SPP_N | NE | SPP_N | Internal | Summer | B4 | 100 | 1802 | 687.16 | 86.73 | 86.74 | 0.01 | 0
2015 | NE_2_SPP_N | NE | SPP_N | Internal | Summer | B5 | 200 | 1802 | 1656.12 | 81.19 | 81.21 | 0.01 | 0
2015 | NE_2_SPP_N | NE | SPP_N | Internal | Summer | B6 | 300 | 1802 | 1802 | 68.58 | 75.58 | 0.01 | 6.99
2015 | NE_2_SPP_N | NE | SPP_N | Internal | Summer | B7 | 400 | 1802 | 1802 | 59.9 | 64.06 | 0.01 | 4.15
2015 | NE_2_SPP_N | NE | SPP_N | Internal | Summer | B8 | 500 | 1802 | 1461.77 | 58.69 | 58.7 | 0.01 | 0
2015 | NE_2_SPP_N | NE | SPP_N | Internal | Summer | B9 | 800 | 1802 | 1371.52 | 56.1 | 56.11 | 0.01 | 0
2015 | NE_2_SPP_N | NE | SPP_N | Internal | Summer | B10 | 1262 | 1802 | 1802 | 54.27 | 54.59 | 0.01 | 0.31
2015 | NE_2_SPP_N | NE | SPP_N | Internal | Winter | B16 | 25 | 1802 | 1316.31 | 72.86 | 72.88 | 0.01 | 0
2015 | NE_2_SPP_N | NE | SPP_N | Internal | Winter | B17 | 100 | 1802 | 1326.2 | 60.79 | 60.8 | 0.01 | 0
2015 | NE_2_SPP_N | NE | SPP_N | Internal | Winter | B18 | 400 | 1802 | 1415.49 | 59.85 | 59.86 | 0.01 | 0
2015 | NE_2_SPP_N | NE | SPP_N | Internal | Winter | B19 | 700 | 1802 | 1439.3 | 59.83 | 59.84 | 0.01 | 0
2015 | NE_2_SPP_N | NE | SPP_N | Internal | Winter | B20 | 935 | 1802 | 1802 | 55.54 | 56.38 | 0.01 | 0.83
2015 | NEISO_2_NYISO_A-F | NEISO | NYISO_A-F | Internal | Shoulder | B11 | 25 | 600 | 600 | 55.82 | 60.53 | 3 | 1.71
2015 | NEISO_2_NYISO_A-F | NEISO | NYISO_A-F | Internal | Shoulder | B12 | 200 | 600 | 0 | 55.82 | 58.8 | 3 | 0
2015 | NEISO_2_NYISO_A-F | NEISO | NYISO_A-F | Internal | Shoulder | B13 | 600 | 600 | 0 | 55.82 | 57.82 | 3 | 0
2015 | NEISO_2_NYISO_A-F | NEISO | NYISO_A-F | Internal | Shoulder | B14 | 900 | 600 | 0 | 55.82 | 56.88 | 3 | 0
2015 | NEISO_2_NYISO_A-F | NEISO | NYISO_A-F | Internal | Shoulder | B15 | 1203 | 600 | 0 | 55.82 | 56.88 | 3 | 0
2015 | NEISO_2_NYISO_A-F | NEISO | NYISO_A-F | Internal | Summer | B1 | 10 | 600 | 0.01 | 86.49 | 89.46 | 3 | 0
2015 | NEISO_2_NYISO_A-F | NEISO | NYISO_A-F | Internal | Summer | B2 | 25 | 600 | 0 | 80.91 | 83.88 | 3 | 0
2015 | NEISO_2_NYISO_A-F | NEISO | NYISO_A-F | Internal | Summer | B3 | 75 | 600 | 600 | 73.21 | 78.54 | 3 | 2.33
2015 | NEISO_2_NYISO_A-F | NEISO | NYISO_A-F | Internal | Summer | B4 | 100 | 600 | 600 | 59.01 | 76.03 | 3 | 14.02
2015 | NEISO_2_NYISO_A-F | NEISO | NYISO_A-F | Internal | Summer | B5 | 200 | 600 | 600 | 53.13 | 69 | 3 | 12.87
2015 | NEISO_2_NYISO_A-F | NEISO | NYISO_A-F | Internal | Summer | B6 | 300 | 600 | 600 | 53.13 | 58.57 | 3 | 2.44
2015 | NEISO_2_NYISO_A-F | NEISO | NYISO_A-F | Internal | Summer | B7 | 400 | 600 | 0 | 53.13 | 56.12 | 3 | 0
2015 | NEISO_2_NYISO_A-F | NEISO | NYISO_A-F | Internal | Summer | B8 | 500 | 600 | 0 | 53.13 | 55.24 | 3 | 0
2015 | NEISO_2_NYISO_A-F | NEISO | NYISO_A-F | Internal | Summer | B9 | 800 | 600 | 0 | 53.13 | 55.24 | 3 | 0
2015 | NEISO_2_NYISO_A-F | NEISO | NYISO_A-F | Internal | Summer | B10 | 1262 | 600 | 0 | 53.13 | 55.24 | 3 | 0
2015 | NEISO_2_NYISO_A-F | NEISO | NYISO_A-F | Internal | Winter | B16 | 25 | 600 | 600 | 64.22 | 67.64 | 3 | 0.43
2015 | NEISO_2_NYISO_A-F | NEISO | NYISO_A-F | Internal | Winter | B17 | 100 | 600 | 0 | 64.22 | 64.74 | 3 | 0
2015 | NEISO_2_NYISO_A-F | NEISO | NYISO_A-F | Internal | Winter | B18 | 400 | 600 | 0 | 64.22 | 61.59 | 3 | 0
2015 | NEISO_2_NYISO_A-F | NEISO | NYISO_A-F | Internal | Winter | B19 | 700 | 600 | 0 | 64.22 | 61.59 | 3 | 0
2015 | NEISO_2_NYISO_A-F | NEISO | NYISO_A-F | Internal | Winter | B20 | 935 | 600 | 0 | 64.22 | 61.59 | 3 | 0
2015 | NEISO_2_NYISO_G-I | NEISO | NYISO_G-I | Internal | Shoulder | B11 | 25 | 600 | 600 | 55.82 | 60.55 | 3 | 1.72
2015 | NEISO_2_NYISO_G-I | NEISO | NYISO_G-I | Internal | Shoulder | B12 | 200 | 600 | 0 | 55.82 | 58.81 | 3 | 0
2015 | NEISO_2_NYISO_G-I | NEISO | NYISO_G-I | Internal | Shoulder | B13 | 600 | 600 | 0 | 55.82 | 57.83 | 3 | 0
2015 | NEISO_2_NYISO_G-I | NEISO | NYISO_G-I | Internal | Shoulder | B14 | 900 | 600 | 0 | 55.82 | 56.89 | 3 | 0
2015 | NEISO_2_NYISO_G-I | NEISO | NYISO_G-I | Internal | Shoulder | B15 | 1203 | 600 | 0 | 55.82 | 56.89 | 3 | 0
2015 | NEISO_2_NYISO_G-I | NEISO | NYISO_G-I | Internal | Summer | B1 | 10 | 600 | 0.02 | 86.49 | 89.47 | 3 | 0
2015 | NEISO_2_NYISO_G-I | NEISO | NYISO_G-I | Internal | Summer | B2 | 25 | 600 | 0 | 80.91 | 83.9 | 3 | 0
2015 | NEISO_2_NYISO_G-I | NEISO | NYISO_G-I | Internal | Summer | B3 | 75 | 600 | 600 | 73.21 | 78.56 | 3 | 2.34
2015 | NEISO_2_NYISO_G-I | NEISO | NYISO_G-I | Internal | Summer | B4 | 100 | 600 | 600 | 59.01 | 76.75 | 3 | 14.74
2015 | NEISO_2_NYISO_G-I | NEISO | NYISO_G-I | Internal | Summer | B5 | 200 | 600 | 600 | 53.13 | 69.01 | 3 | 12.89
2015 | NEISO_2_NYISO_G-I | NEISO | NYISO_G-I | Internal | Summer | B6 | 300 | 600 | 600 | 53.13 | 58.58 | 3 | 2.45
2015 | NEISO_2_NYISO_G-I | NEISO | NYISO_G-I | Internal | Summer | B7 | 400 | 600 | 347.19 | 53.13 | 56.13 | 3 | 0
2015 | NEISO_2_NYISO_G-I | NEISO | NYISO_G-I | Internal | Summer | B8 | 500 | 600 | 0 | 53.13 | 55.25 | 3 | 0
2015 | NEISO_2_NYISO_G-I | NEISO | NYISO_G-I | Internal | Summer | B9 | 800 | 600 | 0 | 53.13 | 55.25 | 3 | 0
2015 | NEISO_2_NYISO_G-I | NEISO | NYISO_G-I | Internal | Summer | B10 | 1262 | 600 | 0 | 53.13 | 55.25 | 3 | 0
2015 | NEISO_2_NYISO_G-I | NEISO | NYISO_G-I | Internal | Winter | B16 | 25 | 600 | 600 | 64.22 | 70.77 | 3 | 3.55
2015 | NEISO_2_NYISO_G-I | NEISO | NYISO_G-I | Internal | Winter | B17 | 100 | 600 | 0 | 64.22 | 64.83 | 3 | 0
2015 | NEISO_2_NYISO_G-I | NEISO | NYISO_G-I | Internal | Winter | B18 | 400 | 600 | 0 | 64.22 | 64.83 | 3 | 0
2015 | NEISO_2_NYISO_G-I | NEISO | NYISO_G-I | Internal | Winter | B19 | 700 | 600 | 0 | 64.22 | 64.83 | 3 | 0
2015 | NEISO_2_NYISO_G-I | NEISO | NYISO_G-I | Internal | Winter | B20 | 935 | 600 | 0 | 64.22 | 61.6 | 3 | 0
2015 | NEISO_2_NYISO_J-K | NEISO | NYISO_J-K | Internal | Shoulder | B11 | 25 | 777 | 777 | 55.82 | 60.56 | 3 | 1.73
2015 | NEISO_2_NYISO_J-K | NEISO | NYISO_J-K | Internal | Shoulder | B12 | 200 | 777 | 581.72 | 55.82 | 58.82 | 3 | 0
2015 | NEISO_2_NYISO_J-K | NEISO | NYISO_J-K | Internal | Shoulder | B13 | 600 | 777 | 0 | 55.82 | 57.84 | 3 | 0
2015 | NEISO_2_NYISO_J-K | NEISO | NYISO_J-K | Internal | Shoulder | B14 | 900 | 777 | 0 | 55.82 | 56.91 | 3 | 0
2015 | NEISO_2_NYISO_J-K | NEISO | NYISO_J-K | Internal | Shoulder | B15 | 1203 | 777 | 0 | 55.82 | 56.91 | 3 | 0
2015 | NEISO_2_NYISO_J-K | NEISO | NYISO_J-K | Internal | Summer | B1 | 10 | 777 | 374.97 | 86.49 | 89.49 | 3 | 0
2015 | NEISO_2_NYISO_J-K | NEISO | NYISO_J-K | Internal | Summer | B2 | 25 | 777 | 324.12 | 80.91 | 83.91 | 3 | 0
2015 | NEISO_2_NYISO_J-K | NEISO | NYISO_J-K | Internal | Summer | B3 | 75 | 777 | 777 | 73.21 | 78.57 | 3 | 2.36
2015 | NEISO_2_NYISO_J-K | NEISO | NYISO_J-K | Internal | Summer | B4 | 100 | 777 | 777 | 59.01 | 76.77 | 3 | 14.76
2015 | NEISO_2_NYISO_J-K | NEISO | NYISO_J-K | Internal | Summer | B5 | 200 | 777 | 777 | 53.13 | 69.03 | 3 | 12.9
2015 | NEISO_2_NYISO_J-K | NEISO | NYISO_J-K | Internal | Summer | B6 | 300 | 777 | 777 | 53.13 | 58.59 | 3 | 2.46
2015 | NEISO_2_NYISO_J-K | NEISO | NYISO_J-K | Internal | Summer | B7 | 400 | 777 | 777 | 53.13 | 56.14 | 3 | 0.01
2015 | NEISO_2_NYISO_J-K | NEISO | NYISO_J-K | Internal | Summer | B8 | 500 | 777 | 0 | 53.13 | 55.26 | 3 | 0
2015 | NEISO_2_NYISO_J-K | NEISO | NYISO_J-K | Internal | Summer | B9 | 800 | 777 | 0 | 53.13 | 55.26 | 3 | 0
2015 | NEISO_2_NYISO_J-K | NEISO | NYISO_J-K | Internal | Summer | B10 | 1262 | 777 | 0 | 53.13 | 55.26 | 3 | 0
2015 | NEISO_2_NYISO_J-K | NEISO | NYISO_J-K | Internal | Winter | B16 | 25 | 777 | 777 | 64.22 | 70.78 | 3 | 3.57
2015 | NEISO_2_NYISO_J-K | NEISO | NYISO_J-K | Internal | Winter | B17 | 100 | 777 | 0 | 64.22 | 67.07 | 3 | 0
2015 | NEISO_2_NYISO_J-K | NEISO | NYISO_J-K | Internal | Winter | B18 | 400 | 777 | 0 | 64.22 | 67.07 | 3 | 0
2015 | NEISO_2_NYISO_J-K | NEISO | NYISO_J-K | Internal | Winter | B19 | 700 | 777 | 0 | 64.22 | 67.07 | 3 | 0
2015 | NEISO_2_NYISO_J-K | NEISO | NYISO_J-K | Internal | Winter | B20 | 935 | 777 | 0 | 64.22 | 61.61 | 3 | 0
2015 | NonRTO_Midwest_2_MISO_IN | NonRTO_Midwest | MISO_IN | Internal | Shoulder | B11 | 25 | 4450 | 0 | 85.66 | 77.66 | 8 | 0
2015 | NonRTO_Midwest_2_MISO_IN | NonRTO_Midwest | MISO_IN | Internal | Shoulder | B12 | 200 | 4450 | 0 | 73.04 | 65.04 | 8 | 0
2015 | NonRTO_Midwest_2_MISO_IN | NonRTO_Midwest | MISO_IN | Internal | Shoulder | B13 | 600 | 4450 | 0 | 67.16 | 59.62 | 8 | 0
2015 | NonRTO_Midwest_2_MISO_IN | NonRTO_Midwest | MISO_IN | Internal | Shoulder | B14 | 900 | 4450 | 0 | 56.66 | 56.44 | 8 | 0
2015 | NonRTO_Midwest_2_MISO_IN | NonRTO_Midwest | MISO_IN | Internal | Shoulder | B15 | 1203 | 4450 | 0 | 55.23 | 54.09 | 8 | 0
2015 | NonRTO_Midwest_2_MISO_IN | NonRTO_Midwest | MISO_IN | Internal | Summer | B1 | 10 | 4450 | 0 | 96.27 | 91.79 | 8 | 0
2015 | NonRTO_Midwest_2_MISO_IN | NonRTO_Midwest | MISO_IN | Internal | Summer | B2 | 25 | 4450 | 0 | 96.27 | 88.75 | 8 | 0
2015 | NonRTO_Midwest_2_MISO_IN | NonRTO_Midwest | MISO_IN | Internal | Summer | B3 | 75 | 4450 | 0 | 96.27 | 88.75 | 8 | 0
2015 | NonRTO_Midwest_2_MISO_IN | NonRTO_Midwest | MISO_IN | Internal | Summer | B4 | 100 | 4450 | 0 | 94.75 | 86.75 | 8 | 0
2015 | NonRTO_Midwest_2_MISO_IN | NonRTO_Midwest | MISO_IN | Internal | Summer | B5 | 200 | 4450 | 0 | 83.09 | 75.09 | 8 | 0
2015 | NonRTO_Midwest_2_MISO_IN | NonRTO_Midwest | MISO_IN | Internal | Summer | B6 | 300 | 4450 | 0 | 64.14 | 68.58 | 8 | 0
2015 | NonRTO_Midwest_2_MISO_IN | NonRTO_Midwest | MISO_IN | Internal | Summer | B7 | 400 | 4450 | 0 | 56.66 | 57.08 | 8 | 0
2015 | NonRTO_Midwest_2_MISO_IN | NonRTO_Midwest | MISO_IN | Internal | Summer | B8 | 500 | 4450 | 0 | 56.45 | 54.4 | 8 | 0
2015 | NonRTO_Midwest_2_MISO_IN | NonRTO_Midwest | MISO_IN | Internal | Summer | B9 | 800 | 4450 | 0 | 54.89 | 53.01 | 8 | 0
2015 | NonRTO_Midwest_2_MISO_IN | NonRTO_Midwest | MISO_IN | Internal | Summer | B10 | 1262 | 4450 | 0 | 53.94 | 52.21 | 8 | 0
2015 | NonRTO_Midwest_2_MISO_IN | NonRTO_Midwest | MISO_IN | Internal | Winter | B16 | 25 | 4450 | 0 | 84.78 | 76.78 | 8 | 0
2015 | NonRTO_Midwest_2_MISO_IN | NonRTO_Midwest | MISO_IN | Internal | Winter | B17 | 100 | 4450 | 0 | 78.73 | 70.73 | 8 | 0
2015 | NonRTO_Midwest_2_MISO_IN | NonRTO_Midwest | MISO_IN | Internal | Winter | B18 | 400 | 4450 | 0 | 68.55 | 60.55 | 8 | 0
2015 | NonRTO_Midwest_2_MISO_IN | NonRTO_Midwest | MISO_IN | Internal | Winter | B19 | 700 | 4450 | 0 | 56.66 | 58 | 8 | 0
2015 | NonRTO_Midwest_2_MISO_IN | NonRTO_Midwest | MISO_IN | Internal | Winter | B20 | 935 | 4450 | 0 | 55.23 | 53.59 | 8 | 0
2015 | NonRTO_Midwest_2_TVA_Transmission | NonRTO_Midwest | TVA_Transmission | Internal | Shoulder | B11 | 25 | 2400 | 0 | 85.66 | 81.66 | 8 | 0
2015 | NonRTO_Midwest_2_TVA_Transmission | NonRTO_Midwest | TVA_Transmission | Internal | Shoulder | B12 | 200 | 2400 | 0 | 73.04 | 66 | 8 | 0
2015 | NonRTO_Midwest_2_TVA_Transmission | NonRTO_Midwest | TVA_Transmission | Internal | Shoulder | B13 | 600 | 2400 | 0 | 67.16 | 63.8 | 8 | 0
2015 | NonRTO_Midwest_2_TVA_Transmission | NonRTO_Midwest | TVA_Transmission | Internal | Shoulder | B14 | 900 | 2400 | 0 | 56.66 | 62.44 | 8 | 0
2015 | NonRTO_Midwest_2_TVA_Transmission | NonRTO_Midwest | TVA_Transmission | Internal | Shoulder | B15 | 1203 | 2400 | 0 | 55.23 | 60.97 | 8 | 0
2015 | NonRTO_Midwest_2_TVA_Transmission | NonRTO_Midwest | TVA_Transmission | Internal | Summer | B1 | 10 | 2400 | 0 | 96.27 | 99.77 | 8 | 0
2015 | NonRTO_Midwest_2_TVA_Transmission | NonRTO_Midwest | TVA_Transmission | Internal | Summer | B2 | 25 | 2400 | 0 | 96.27 | 96.74 | 8 | 0
2015 | NonRTO_Midwest_2_TVA_Transmission | NonRTO_Midwest | TVA_Transmission | Internal | Summer | B3 | 75 | 2400 | 0 | 96.27 | 95.51 | 8 | 0
2015 | NonRTO_Midwest_2_TVA_Transmission | NonRTO_Midwest | TVA_Transmission | Internal | Summer | B4 | 100 | 2400 | 0 | 94.75 | 90.75 | 8 | 0
2015 | NonRTO_Midwest_2_TVA_Transmission | NonRTO_Midwest | TVA_Transmission | Internal | Summer | B5 | 200 | 2400 | 0 | 83.09 | 82.85 | 8 | 0
2015 | NonRTO_Midwest_2_TVA_Transmission | NonRTO_Midwest | TVA_Transmission | Internal | Summer | B6 | 300 | 2400 | 0 | 64.14 | 71.07 | 8 | 0
2015 | NonRTO_Midwest_2_TVA_Transmission | NonRTO_Midwest | TVA_Transmission | Internal | Summer | B7 | 400 | 2400 | 0 | 56.66 | 63.6 | 8 | 0
2015 | NonRTO_Midwest_2_TVA_Transmission | NonRTO_Midwest | TVA_Transmission | Internal | Summer | B8 | 500 | 2400 | 0 | 56.45 | 61.12 | 8 | 0
2015 | NonRTO_Midwest_2_TVA_Transmission | NonRTO_Midwest | TVA_Transmission | Internal | Summer | B9 | 800 | 2400 | 0 | 54.89 | 60.11 | 8 | 0
2015 | NonRTO_Midwest_2_TVA_Transmission | NonRTO_Midwest | TVA_Transmission | Internal | Summer | B10 | 1262 | 2400 | 0 | 53.94 | 58.13 | 8 | 0
2015 | NonRTO_Midwest_2_TVA_Transmission | NonRTO_Midwest | TVA_Transmission | Internal | Winter | B16 | 25 | 2400 | 0 | 84.78 | 84.77 | 8 | 0
2015 | NonRTO_Midwest_2_TVA_Transmission | NonRTO_Midwest | TVA_Transmission | Internal | Winter | B17 | 100 | 2400 | 0 | 78.73 | 69.84 | 8 | 0
2015 | NonRTO_Midwest_2_TVA_Transmission | NonRTO_Midwest | TVA_Transmission | Internal | Winter | B18 | 400 | 2400 | 0 | 68.55 | 64.88 | 8 | 0
2015 | NonRTO_Midwest_2_TVA_Transmission | NonRTO_Midwest | TVA_Transmission | Internal | Winter | B19 | 700 | 2400 | 0 | 56.66 | 63.37 | 8 | 0
2015 | NonRTO_Midwest_2_TVA_Transmission | NonRTO_Midwest | TVA_Transmission | Internal | Winter | B20 | 935 | 2400 | 0 | 55.23 | 61.58 | 8 | 0
2015 | NYISO_A-F_2_IESO | NYISO_A-F | IESO | Internal | Shoulder | B11 | 25 | 1600 | 0 | 60.53 | 43.49 | 7 | 0
2015 | NYISO_A-F_2_IESO | NYISO_A-F | IESO | Internal | Shoulder | B12 | 200 | 1600 | 0 | 58.8 | 43.49 | 7 | 0
2015 | NYISO_A-F_2_IESO | NYISO_A-F | IESO | Internal | Shoulder | B13 | 600 | 1600 | 0 | 57.82 | 43.49 | 7 | 0
2015 | NYISO_A-F_2_IESO | NYISO_A-F | IESO | Internal | Shoulder | B14 | 900 | 1600 | 0 | 56.88 | 43.49 | 7 | 0
2015 | NYISO_A-F_2_IESO | NYISO_A-F | IESO | Internal | Shoulder | B15 | 1203 | 1600 | 0 | 56.88 | 43.49 | 7 | 0
2015 | NYISO_A-F_2_IESO | NYISO_A-F | IESO | Internal | Summer | B1 | 10 | 1600 | 0 | 89.46 | 82.46 | 7 | 0
2015 | NYISO_A-F_2_IESO | NYISO_A-F | IESO | Internal | Summer | B2 | 25 | 1600 | 0 | 83.88 | 76.88 | 7 | 0
2015 | NYISO_A-F_2_IESO | NYISO_A-F | IESO | Internal | Summer | B3 | 75 | 1600 | 0 | 78.54 | 71.54 | 7 | 0
2015 | NYISO_A-F_2_IESO | NYISO_A-F | IESO | Internal | Summer | B4 | 100 | 1600 | 0 | 76.03 | 44.93 | 7 | 0
2015 | NYISO_A-F_2_IESO | NYISO_A-F | IESO | Internal | Summer | B5 | 200 | 1600 | 0 | 69 | 42.48 | 7 | 0
2015 | NYISO_A-F_2_IESO | NYISO_A-F | IESO | Internal | Summer | B6 | 300 | 1600 | 0 | 58.57 | 42.48 | 7 | 0
2015 | NYISO_A-F_2_IESO | NYISO_A-F | IESO | Internal | Summer | B7 | 400 | 1600 | 0 | 56.12 | 42.48 | 7 | 0
2015 | NYISO_A-F_2_IESO | NYISO_A-F | IESO | Internal | Summer | B8 | 500 | 1600 | 0 | 55.24 | 42.48 | 7 | 0
2015 | NYISO_A-F_2_IESO | NYISO_A-F | IESO | Internal | Summer | B9 | 800 | 1600 | 0 | 55.24 | 42.48 | 7 | 0
2015 | NYISO_A-F_2_IESO | NYISO_A-F | IESO | Internal | Summer | B10 | 1262 | 1600 | 0 | 55.24 | 42.48 | 7 | 0
2015 | NYISO_A-F_2_IESO | NYISO_A-F | IESO | Internal | Winter | B16 | 25 | 1600 | 0 | 67.64 | 45.52 | 7 | 0
2015 | NYISO_A-F_2_IESO | NYISO_A-F | IESO | Internal | Winter | B17 | 100 | 1600 | 0 | 64.74 | 45.52 | 7 | 0
2015 | NYISO_A-F_2_IESO | NYISO_A-F | IESO | Internal | Winter | B18 | 400 | 1600 | 0 | 61.59 | 45.52 | 7 | 0
2015 | NYISO_A-F_2_IESO | NYISO_A-F | IESO | Internal | Winter | B19 | 700 | 1600 | 0 | 61.59 | 45.52 | 7 | 0
2015 | NYISO_A-F_2_IESO | NYISO_A-F | IESO | Internal | Winter | B20 | 935 | 1600 | 0 | 61.59 | 45.52 | 7 | 0
2015 | NYISO_A-F_2_NEISO | NYISO_A-F | NEISO | Internal | Shoulder | B11 | 25 | 600 | 0 | 60.53 | 55.82 | 3 | 0
2015 | NYISO_A-F_2_NEISO | NYISO_A-F | NEISO | Internal | Shoulder | B12 | 200 | 600 | 0 | 58.8 | 55.82 | 3 | 0
2015 | NYISO_A-F_2_NEISO | NYISO_A-F | NEISO | Internal | Shoulder | B13 | 600 | 600 | 0 | 57.82 | 55.82 | 3 | 0
2015 | NYISO_A-F_2_NEISO | NYISO_A-F | NEISO | Internal | Shoulder | B14 | 900 | 600 | 0 | 56.88 | 55.82 | 3 | 0
2015 | NYISO_A-F_2_NEISO | NYISO_A-F | NEISO | Internal | Shoulder | B15 | 1203 | 600 | 0 | 56.88 | 55.82 | 3 | 0
2015 | NYISO_A-F_2_NEISO | NYISO_A-F | NEISO | Internal | Summer | B1 | 10 | 600 | 0 | 89.46 | 86.49 | 3 | 0
2015 | NYISO_A-F_2_NEISO | NYISO_A-F | NEISO | Internal | Summer | B2 | 25 | 600 | 0 | 83.88 | 80.91 | 3 | 0
2015 | NYISO_A-F_2_NEISO | NYISO_A-F | NEISO | Internal | Summer | B3 | 75 | 600 | 0 | 78.54 | 73.21 | 3 | 0
2015 | NYISO_A-F_2_NEISO | NYISO_A-F | NEISO | Internal | Summer | B4 | 100 | 600 | 0 | 76.03 | 59.01 | 3 | 0
2015 | NYISO_A-F_2_NEISO | NYISO_A-F | NEISO | Internal | Summer | B5 | 200 | 600 | 0 | 69 | 53.13 | 3 | 0
2015 | NYISO_A-F_2_NEISO | NYISO_A-F | NEISO | Internal | Summer | B6 | 300 | 600 | 0 | 58.57 | 53.13 | 3 | 0
2015 | NYISO_A-F_2_NEISO | NYISO_A-F | NEISO | Internal | Summer | B7 | 400 | 600 | 0 | 56.12 | 53.13 | 3 | 0
2015 | NYISO_A-F_2_NEISO | NYISO_A-F | NEISO | Internal | Summer | B8 | 500 | 600 | 0 | 55.24 | 53.13 | 3 | 0
2015 | NYISO_A-F_2_NEISO | NYISO_A-F | NEISO | Internal | Summer | B9 | 800 | 600 | 0 | 55.24 | 53.13 | 3 | 0
2015 | NYISO_A-F_2_NEISO | NYISO_A-F | NEISO | Internal | Summer | B10 | 1262 | 600 | 0 | 55.24 | 53.13 | 3 | 0
2015 | NYISO_A-F_2_NEISO | NYISO_A-F | NEISO | Internal | Winter | B16 | 25 | 600 | 0 | 67.64 | 64.22 | 3 | 0
2015 | NYISO_A-F_2_NEISO | NYISO_A-F | NEISO | Internal | Winter | B17 | 100 | 600 | 0 | 64.74 | 64.22 | 3 | 0
2015 | NYISO_A-F_2_NEISO | NYISO_A-F | NEISO | Internal | Winter | B18 | 400 | 600 | 0 | 61.59 | 64.22 | 3 | 0
2015 | NYISO_A-F_2_NEISO | NYISO_A-F | NEISO | Internal | Winter | B19 | 700 | 600 | 0 | 61.59 | 64.22 | 3 | 0
2015 | NYISO_A-F_2_NEISO | NYISO_A-F | NEISO | Internal | Winter | B20 | 935 | 600 | 0 | 61.59 | 64.22 | 3 | 0
2015 | NYISO_A-F_2_NYISO_G-I | NYISO_A-F | NYISO_G-I | Internal | Shoulder | B11 | 25 | 5843 | 5016.74 | 60.53 | 60.55 | 0.01 | 0
2015 | NYISO_A-F_2_NYISO_G-I | NYISO_A-F | NYISO_G-I | Internal | Shoulder | B12 | 200 | 5843 | 3834.83 | 58.8 | 58.81 | 0.01 | 0
2015 | NYISO_A-F_2_NYISO_G-I | NYISO_A-F | NYISO_G-I | Internal | Shoulder | B13 | 600 | 5843 | 4260.63 | 57.82 | 57.83 | 0.01 | 0
2015 | NYISO_A-F_2_NYISO_G-I | NYISO_A-F | NYISO_G-I | Internal | Shoulder | B14 | 900 | 5843 | 4439.88 | 56.88 | 56.89 | 0.01 | 0
2015 | NYISO_A-F_2_NYISO_G-I | NYISO_A-F | NYISO_G-I | Internal | Shoulder | B15 | 1203 | 5843 | 2727.12 | 56.88 | 56.89 | 0.01 | 0
2015 | NYISO_A-F_2_NYISO_G-I | NYISO_A-F | NYISO_G-I | Internal | Summer | B1 | 10 | 5843 | 5385.55 | 89.46 | 89.47 | 0.01 | 0
2015 | NYISO_A-F_2_NYISO_G-I | NYISO_A-F | NYISO_G-I | Internal | Summer | B2 | 25 | 5843 | 4852.78 | 83.88 | 83.9 | 0.01 | 0
2015 | NYISO_A-F_2_NYISO_G-I | NYISO_A-F | NYISO_G-I | Internal | Summer | B3 | 75 | 5843 | 5479.67 | 78.54 | 78.56 | 0.01 | 0
2015 | NYISO_A-F_2_NYISO_G-I | NYISO_A-F | NYISO_G-I | Internal | Summer | B4 | 100 | 5843 | 5843 | 76.03 | 76.75 | 0.01 | 0.71
2015 | NYISO_A-F_2_NYISO_G-I | NYISO_A-F | NYISO_G-I | Internal | Summer | B5 | 200 | 5843 | 5105.63 | 69 | 69.01 | 0.01 | 0
2015 | NYISO_A-F_2_NYISO_G-I | NYISO_A-F | NYISO_G-I | Internal | Summer | B6 | 300 | 5843 | 5246.31 | 58.57 | 58.58 | 0.01 | 0
2015 | NYISO_A-F_2_NYISO_G-I | NYISO_A-F | NYISO_G-I | Internal | Summer | B7 | 400 | 5843 | 4353.87 | 56.12 | 56.13 | 0.01 | 0
2015 | NYISO_A-F_2_NYISO_G-I | NYISO_A-F | NYISO_G-I | Internal | Summer | B8 | 500 | 5843 | 4707.92 | 55.24 | 55.25 | 0.01 | 0
2015 | NYISO_A-F_2_NYISO_G-I | NYISO_A-F | NYISO_G-I | Internal | Summer | B9 | 800 | 5843 | 4222.94 | 55.24 | 55.25 | 0.01 | 0
2015 | NYISO_A-F_2_NYISO_G-I | NYISO_A-F | NYISO_G-I | Internal | Summer | B10 | 1262 | 5843 | 2404.12 | 55.24 | 55.25 | 0.01 | 0
2015 | NYISO_A-F_2_NYISO_G-I | NYISO_A-F | NYISO_G-I | Internal | Winter | B16 | 25 | 5843 | 5843 | 67.64 | 70.77 | 0.01 | 3.12
2015 | NYISO_A-F_2_NYISO_G-I | NYISO_A-F | NYISO_G-I | Internal | Winter | B17 | 100 | 5843 | 5843 | 64.74 | 64.83 | 0.01 | 0.08
2015 | NYISO_A-F_2_NYISO_G-I | NYISO_A-F | NYISO_G-I | Internal | Winter | B18 | 400 | 5843 | 5843 | 61.59 | 64.83 | 0.01 | 3.23
2015 | NYISO_A-F_2_NYISO_G-I | NYISO_A-F | NYISO_G-I | Internal | Winter | B19 | 700 | 5843 | 5843 | 61.59 | 64.83 | 0.01 | 3.23
2015 | NYISO_A-F_2_NYISO_G-I | NYISO_A-F | NYISO_G-I | Internal | Winter | B20 | 935 | 5843 | 4858.37 | 61.59 | 61.6 | 0.01 | 0
2015 | NYISO_A-F_2_PJM_ROM | NYISO_A-F | PJM_ROM | Internal | Shoulder | B11 | 25 | 1000 | 1000 | 60.53 | 75.65 | 8 | 7.12
2015 | NYISO_A-F_2_PJM_ROM | NYISO_A-F | PJM_ROM | Internal | Shoulder | B12 | 200 | 1000 | 19.57 | 58.8 | 66.8 | 8 | 0
2015 | NYISO_A-F_2_PJM_ROM | NYISO_A-F | PJM_ROM | Internal | Shoulder | B13 | 600 | 1000 | 0 | 57.82 | 61.6 | 8 | 0
2015 | NYISO_A-F_2_PJM_ROM | NYISO_A-F | PJM_ROM | Internal | Shoulder | B14 | 900 | 1000 | 0 | 56.88 | 58.9 | 8 | 0
2015 | NYISO_A-F_2_PJM_ROM | NYISO_A-F | PJM_ROM | Internal | Shoulder | B15 | 1203 | 1000 | 0 | 56.88 | 54.98 | 8 | 0
2015 | NYISO_A-F_2_PJM_ROM | NYISO_A-F | PJM_ROM | Internal | Summer | B1 | 10 | 1000 | 0 | 89.46 | 93.79 | 8 | 0
2015 | NYISO_A-F_2_PJM_ROM | NYISO_A-F | PJM_ROM | Internal | Summer | B2 | 25 | 1000 | 0 | 83.88 | 90.27 | 8 | 0
2015 | NYISO_A-F_2_PJM_ROM | NYISO_A-F | PJM_ROM | Internal | Summer | B3 | 75 | 1000 | 1000 | 78.54 | 89.53 | 8 | 2.98
2015 | NYISO_A-F_2_PJM_ROM | NYISO_A-F | PJM_ROM | Internal | Summer | B4 | 100 | 1000 | 1000 | 76.03 | 84.77 | 8 | 0.74
2015 | NYISO_A-F_2_PJM_ROM | NYISO_A-F | PJM_ROM | Internal | Summer | B5 | 200 | 1000 | 1000 | 69 | 77.03 | 8 | 0.02
2015 | NYISO_A-F_2_PJM_ROM | NYISO_A-F | PJM_ROM | Internal | Summer | B6 | 300 | 1000 | 1000 | 58.57 | 66.59 | 8 | 0.02
2015 | NYISO_A-F_2_PJM_ROM | NYISO_A-F | PJM_ROM | Internal | Summer | B7 | 400 | 1000 | 0 | 56.12 | 59.08 | 8 | 0
2015 | NYISO_A-F_2_PJM_ROM | NYISO_A-F | PJM_ROM | Internal | Summer | B8 | 500 | 1000 | 0 | 55.24 | 56.92 | 8 | 0
2015 | NYISO_A-F_2_PJM_ROM | NYISO_A-F | PJM_ROM | Internal | Summer | B9 | 800 | 1000 | 0 | 55.24 | 56.64 | 8 | 0
2015 | NYISO_A-F_2_PJM_ROM | NYISO_A-F | PJM_ROM | Internal | Summer | B10 | 1262 | 1000 | 0 | 55.24 | 52.35 | 8 | 0
2015 | NYISO_A-F_2_PJM_ROM | NYISO_A-F | PJM_ROM | Internal | Winter | B16 | 25 | 1000 | 1000 | 67.64 | 78.78 | 8 | 3.14
2015 | NYISO_A-F_2_PJM_ROM | NYISO_A-F | PJM_ROM | Internal | Winter | B17 | 100 | 1000 | 561.4 | 64.74 | 72.74 | 8 | 0
2015 | NYISO_A-F_2_PJM_ROM | NYISO_A-F | PJM_ROM | Internal | Winter | B18 | 400 | 1000 | 0 | 61.59 | 64.13 | 8 | 0
2015 | NYISO_A-F_2_PJM_ROM | NYISO_A-F | PJM_ROM | Internal | Winter | B19 | 700 | 1000 | 0 | 61.59 | 64.13 | 8 | 0
2015 | NYISO_A-F_2_PJM_ROM | NYISO_A-F | PJM_ROM | Internal | Winter | B20 | 935 | 1000 | 0 | 61.59 | 55.95 | 8 | 0
2015 | NYISO_G-I_2_NEISO | NYISO_G-I | NEISO | Internal | Shoulder | B11 | 25 | 600 | 0 | 60.55 | 55.82 | 3 | 0
2015 | NYISO_G-I_2_NEISO | NYISO_G-I | NEISO | Internal | Shoulder | B12 | 200 | 600 | 0 | 58.81 | 55.82 | 3 | 0
2015 | NYISO_G-I_2_NEISO | NYISO_G-I | NEISO | Internal | Shoulder | B13 | 600 | 600 | 0 | 57.83 | 55.82 | 3 | 0
2015 | NYISO_G-I_2_NEISO | NYISO_G-I | NEISO | Internal | Shoulder | B14 | 900 | 600 | 0 | 56.89 | 55.82 | 3 | 0
2015 | NYISO_G-I_2_NEISO | NYISO_G-I | NEISO | Internal | Shoulder | B15 | 1203 | 600 | 0 | 56.89 | 55.82 | 3 | 0
2015 | NYISO_G-I_2_NEISO | NYISO_G-I | NEISO | Internal | Summer | B1 | 10 | 600 | 0 | 89.47 | 86.49 | 3 | 0
2015 | NYISO_G-I_2_NEISO | NYISO_G-I | NEISO | Internal | Summer | B2 | 25 | 600 | 0 | 83.9 | 80.91 | 3 | 0
2015 | NYISO_G-I_2_NEISO | NYISO_G-I | NEISO | Internal | Summer | B3 | 75 | 600 | 0 | 78.56 | 73.21 | 3 | 0
2015 | NYISO_G-I_2_NEISO | NYISO_G-I | NEISO | Internal | Summer | B4 | 100 | 600 | 0 | 76.75 | 59.01 | 3 | 0
2015 | NYISO_G-I_2_NEISO | NYISO_G-I | NEISO | Internal | Summer | B5 | 200 | 600 | 0 | 69.01 | 53.13 | 3 | 0
2015 | NYISO_G-I_2_NEISO | NYISO_G-I | NEISO | Internal | Summer | B6 | 300 | 600 | 0 | 58.58 | 53.13 | 3 | 0
2015 | NYISO_G-I_2_NEISO | NYISO_G-I | NEISO | Internal | Summer | B7 | 400 | 600 | 0 | 56.13 | 53.13 | 3 | 0
2015 | NYISO_G-I_2_NEISO | NYISO_G-I | NEISO | Internal | Summer | B8 | 500 | 600 | 0 | 55.25 | 53.13 | 3 | 0
2015 | NYISO_G-I_2_NEISO | NYISO_G-I | NEISO | Internal | Summer | B9 | 800 | 600 | 0 | 55.25 | 53.13 | 3 | 0
2015 | NYISO_G-I_2_NEISO | NYISO_G-I | NEISO | Internal | Summer | B10 | 1262 | 600 | 0 | 55.25 | 53.13 | 3 | 0
2015 | NYISO_G-I_2_NEISO | NYISO_G-I | NEISO | Internal | Winter | B16 | 25 | 600 | 0 | 70.77 | 64.22 | 3 | 0
2015 | NYISO_G-I_2_NEISO | NYISO_G-I | NEISO | Internal | Winter | B17 | 100 | 600 | 0 | 64.83 | 64.22 | 3 | 0
2015 | NYISO_G-I_2_NEISO | NYISO_G-I | NEISO | Internal | Winter | B18 | 400 | 600 | 0 | 64.83 | 64.22 | 3 | 0
2015 | NYISO_G-I_2_NEISO | NYISO_G-I | NEISO | Internal | Winter | B19 | 700 | 600 | 0 | 64.83 | 64.22 | 3 | 0
2015 | NYISO_G-I_2_NEISO | NYISO_G-I | NEISO | Internal | Winter | B20 | 935 | 600 | 0 | 61.6 | 64.22 | 3 | 0
2015 | NYISO_G-I_2_NYISO_A-F | NYISO_G-I | NYISO_A-F | Internal | Shoulder | B11 | 25 | 3592 | 0 | 60.55 | 60.53 | 0.01 | 0
2015 | NYISO_G-I_2_NYISO_A-F | NYISO_G-I | NYISO_A-F | Internal | Shoulder | B12 | 200 | 3592 | 0 | 58.81 | 58.8 | 0.01 | 0
2015 | NYISO_G-I_2_NYISO_A-F | NYISO_G-I | NYISO_A-F | Internal | Shoulder | B13 | 600 | 3592 | 0 | 57.83 | 57.82 | 0.01 | 0
2015 | NYISO_G-I_2_NYISO_A-F | NYISO_G-I | NYISO_A-F | Internal | Shoulder | B14 | 900 | 3592 | 0 | 56.89 | 56.88 | 0.01 | 0
2015 | NYISO_G-I_2_NYISO_A-F | NYISO_G-I | NYISO_A-F | Internal | Shoulder | B15 | 1203 | 3592 | 0 | 56.89 | 56.88 | 0.01 | 0
2015 | NYISO_G-I_2_NYISO_A-F | NYISO_G-I | NYISO_A-F | Internal | Summer | B1 | 10 | 3592 | 0.01 | 89.47 | 89.46 | 0.01 | 0
2015 | NYISO_G-I_2_NYISO_A-F | NYISO_G-I | NYISO_A-F | Internal | Summer | B2 | 25 | 3592 | 0 | 83.9 | 83.88 | 0.01 | 0
2015 | NYISO_G-I_2_NYISO_A-F | NYISO_G-I | NYISO_A-F | Internal | Summer | B3 | 75 | 3592 | 0 | 78.56 | 78.54 | 0.01 | 0
2015 | NYISO_G-I_2_NYISO_A-F | NYISO_G-I | NYISO_A-F | Internal | Summer | B4 | 100 | 3592 | 0 | 76.75 | 76.03 | 0.01 | 0
2015 | NYISO_G-I_2_NYISO_A-F | NYISO_G-I | NYISO_A-F | Internal | Summer | B5 | 200 | 3592 | 0 | 69.01 | 69 | 0.01 | 0
2015 | NYISO_G-I_2_NYISO_A-F | NYISO_G-I | NYISO_A-F | Internal | Summer | B6 | 300 | 3592 | 0 | 58.58 | 58.57 | 0.01 | 0
2015 | NYISO_G-I_2_NYISO_A-F | NYISO_G-I | NYISO_A-F | Internal | Summer | B7 | 400 | 3592 | 0 | 56.13 | 56.12 | 0.01 | 0
2015 | NYISO_G-I_2_NYISO_A-F | NYISO_G-I | NYISO_A-F | Internal | Summer | B8 | 500 | 3592 | 0 | 55.25 | 55.24 | 0.01 | 0
2015 | NYISO_G-I_2_NYISO_A-F | NYISO_G-I | NYISO_A-F | Internal | Summer | B9 | 800 | 3592 | 0 | 55.25 | 55.24 | 0.01 | 0
2015 | NYISO_G-I_2_NYISO_A-F | NYISO_G-I | NYISO_A-F | Internal | Summer | B10 | 1262 | 3592 | 0 | 55.25 | 55.24 | 0.01 | 0
2015 | NYISO_G-I_2_NYISO_A-F | NYISO_G-I | NYISO_A-F | Internal | Winter | B16 | 25 | 3592 | 0 | 70.77 | 67.64 | 0.01 | 0
2015 | NYISO_G-I_2_NYISO_A-F | NYISO_G-I | NYISO_A-F | Internal | Winter | B17 | 100 | 3592 | 0 | 64.83 | 64.74 | 0.01 | 0
2015 | NYISO_G-I_2_NYISO_A-F | NYISO_G-I | NYISO_A-F | Internal | Winter | B18 | 400 | 3592 | 0 | 64.83 | 61.59 | 0.01 | 0
2015 | NYISO_G-I_2_NYISO_A-F | NYISO_G-I | NYISO_A-F | Internal | Winter | B19 | 700 | 3592 | 0 | 64.83 | 61.59 | 0.01 | 0
2015 | NYISO_G-I_2_NYISO_A-F | NYISO_G-I | NYISO_A-F | Internal | Winter | B20 | 935 | 3592 | 0 | 61.6 | 61.59 | 0.01 | 0
2015 | NYISO_G-I_2_NYISO_J-K | NYISO_G-I | NYISO_J-K | Internal | Shoulder | B11 | 25 | 6130 | 4509.87 | 60.55 | 60.56 | 0.01 | 0
2015 | NYISO_G-I_2_NYISO_J-K | NYISO_G-I | NYISO_J-K | Internal | Shoulder | B12 | 200 | 6130 | 4292.73 | 58.81 | 58.82 | 0.01 | 0
2015 | NYISO_G-I_2_NYISO_J-K | NYISO_G-I | NYISO_J-K | Internal | Shoulder | B13 | 600 | 6130 | 4614.45 | 57.83 | 57.84 | 0.01 | 0
2015 | NYISO_G-I_2_NYISO_J-K | NYISO_G-I | NYISO_J-K | Internal | Shoulder | B14 | 900 | 6130 | 4086.8 | 56.89 | 56.91 | 0.01 | 0
2015 | NYISO_G-I_2_NYISO_J-K | NYISO_G-I | NYISO_J-K | Internal | Shoulder | B15 | 1203 | 6130 | 2772.12 | 56.89 | 56.91 | 0.01 | 0
2015 | NYISO_G-I_2_NYISO_J-K | NYISO_G-I | NYISO_J-K | Internal | Summer | B1 | 10 | 6130 | 4829.71 | 89.47 | 89.49 | 0.01 | 0
2015 | NYISO_G-I_2_NYISO_J-K | NYISO_G-I | NYISO_J-K | Internal | Summer | B2 | 25 | 6130 | 4451.55 | 83.9 | 83.91 | 0.01 | 0
2015 | NYISO_G-I_2_NYISO_J-K | NYISO_G-I | NYISO_J-K | Internal | Summer | B3 | 75 | 6130 | 4560.62 | 78.56 | 78.57 | 0.01 | 0
2015 | NYISO_G-I_2_NYISO_J-K | NYISO_G-I | NYISO_J-K | Internal | Summer | B4 | 100 | 6130 | 5419.75 | 76.75 | 76.77 | 0.01 | 0
2015 | NYISO_G-I_2_NYISO_J-K | NYISO_G-I | NYISO_J-K | Internal | Summer | B5 | 200 | 6130 | 5774.05 | 69.01 | 69.03 | 0.01 | 0
2015 | NYISO_G-I_2_NYISO_J-K | NYISO_G-I | NYISO_J-K | Internal | Summer | B6 | 300 | 6130 | 4967.26 | 58.58 | 58.59 | 0.01 | 0
2015 | NYISO_G-I_2_NYISO_J-K | NYISO_G-I | NYISO_J-K | Internal | Summer | B7 | 400 | 6130 | 5415.5 | 56.13 | 56.14 | 0.01 | 0
2015 | NYISO_G-I_2_NYISO_J-K | NYISO_G-I | NYISO_J-K | Internal | Summer | B8 | 500 | 6130 | 5557.51 | 55.25 | 55.26 | 0.01 | 0
2015 | NYISO_G-I_2_NYISO_J-K | NYISO_G-I | NYISO_J-K | Internal | Summer | B9 | 800 | 6130 | 4745.79 | 55.25 | 55.26 | 0.01 | 0
2015 | NYISO_G-I_2_NYISO_J-K | NYISO_G-I | NYISO_J-K | Internal | Summer | B10 | 1262 | 6130 | 3103.1 | 55.25 | 55.26 | 0.01 | 0
2015 | NYISO_G-I_2_NYISO_J-K | NYISO_G-I | NYISO_J-K | Internal | Winter | B16 | 25 | 6130 | 5355.71 | 70.77 | 70.78 | 0.01 | 0
2015 | NYISO_G-I_2_NYISO_J-K | NYISO_G-I | NYISO_J-K | Internal | Winter | B17 | 100 | 6130 | 6130 | 64.83 | 67.07 | 0.01 | 2.22
2015 | NYISO_G-I_2_NYISO_J-K | NYISO_G-I | NYISO_J-K | Internal | Winter | B18 | 400 | 6130 | 6130 | 64.83 | 67.07 | 0.01 | 2.22
2015 | NYISO_G-I_2_NYISO_J-K | NYISO_G-I | NYISO_J-K | Internal | Winter | B19 | 700 | 6130 | 6130 | 64.83 | 67.07 | 0.01 | 2.22
2015 | NYISO_G-I_2_NYISO_J-K | NYISO_G-I | NYISO_J-K | Internal | Winter | B20 | 935 | 6130 | 5203.21 | 61.6 | 61.61 | 0.01 | 0
2015 | NYISO_G-I_2_PJM_E | NYISO_G-I | PJM_E | Internal | Shoulder | B11 | 25 | 1500 | 1500 | 60.55 | 75.64 | 8 | 7.1
2015 | NYISO_G-I_2_PJM_E | NYISO_G-I | PJM_E | Internal | Shoulder | B12 | 200 | 1500 | 0 | 58.81 | 66.79 | 8 | 0
2015 | NYISO_G-I_2_PJM_E | NYISO_G-I | PJM_E | Internal | Shoulder | B13 | 600 | 1500 | 0 | 57.83 | 61.59 | 8 | 0
2015 | NYISO_G-I_2_PJM_E | NYISO_G-I | PJM_E | Internal | Shoulder | B14 | 900 | 1500 | 0 | 56.89 | 58.91 | 8 | 0
2015 | NYISO_G-I_2_PJM_E | NYISO_G-I | PJM_E | Internal | Shoulder | B15 | 1203 | 1500 | 0 | 56.89 | 54.99 | 8 | 0
2015 | NYISO_G-I_2_PJM_E | NYISO_G-I | PJM_E | Internal | Summer | B1 | 10 | 1500 | 0 | 89.47 | 93.8 | 8 | 0
2015 | NYISO_G-I_2_PJM_E | NYISO_G-I | PJM_E | Internal | Summer | B2 | 25 | 1500 | 0 | 83.9 | 90.28 | 8 | 0
2015 | NYISO_G-I_2_PJM_E | NYISO_G-I | PJM_E | Internal | Summer | B3 | 75 | 1500 | 1500 | 78.56 | 89.51 | 8 | 2.96
2015 | NYISO_G-I_2_PJM_E | NYISO_G-I | PJM_E | Internal | Summer | B4 | 100 | 1500 | 1258.44 | 76.75 | 84.75 | 8 | 0
2015 | NYISO_G-I_2_PJM_E | NYISO_G-I | PJM_E | Internal | Summer | B5 | 200 | 1500 | 295.05 | 69.01 | 77.01 | 8 | 0
2015 | NYISO_G-I_2_PJM_E | NYISO_G-I | PJM_E | Internal | Summer | B6 | 300 | 1500 | 1409.01 | 58.58 | 66.58 | 8 | 0
2015 | NYISO_G-I_2_PJM_E | NYISO_G-I | PJM_E | Internal | Summer | B7 | 400 | 1500 | 0 | 56.13 | 59.1 | 8 | 0
2015 | NYISO_G-I_2_PJM_E | NYISO_G-I | PJM_E | Internal | Summer | B8 | 500 | 1500 | 0 | 55.25 | 56.93 | 8 | 0
2015 | NYISO_G-I_2_PJM_E | NYISO_G-I | PJM_E | Internal | Summer | B9 | 800 | 1500 | 0 | 55.25 | 56.65 | 8 | 0
2015 | NYISO_G-I_2_PJM_E | NYISO_G-I | PJM_E | Internal | Summer | B10 | 1262 | 1500 | 0 | 55.25 | 52.33 | 8 | 0
2015 | NYISO_G-I_2_PJM_E | NYISO_G-I | PJM_E | Internal | Winter | B16 | 25 | 1500 | 1467.72 | 70.77 | 78.77 | 8 | 0
2015 | NYISO_G-I_2_PJM_E | NYISO_G-I | PJM_E | Internal | Winter | B17 | 100 | 1500 | 0 | 64.83 | 72.73 | 8 | 0
2015 | NYISO_G-I_2_PJM_E | NYISO_G-I | PJM_E | Internal | Winter | B18 | 400 | 1500 | 0 | 64.83 | 64.14 | 8 | 0
2015 | NYISO_G-I_2_PJM_E | NYISO_G-I | PJM_E | Internal | Winter | B19 | 700 | 1500 | 0 | 64.83 | 64.14 | 8 | 0
2015 | NYISO_G-I_2_PJM_E | NYISO_G-I | PJM_E | Internal | Winter | B20 | 935 | 1500 | 0 | 61.6 | 55.96 | 8 | 0
2015 | NYISO_J-K_2_NEISO | NYISO_J-K | NEISO | Internal | Shoulder | B11 | 25 | 347 | 0 | 60.56 | 55.82 | 3 | 0
2015 | NYISO_J-K_2_NEISO | NYISO_J-K | NEISO | Internal | Shoulder | B12 | 200 | 347 | 0 | 58.82 | 55.82 | 3 | 0
2015 | NYISO_J-K_2_NEISO | NYISO_J-K | NEISO | Internal | Shoulder | B13 | 600 | 347 | 0 | 57.84 | 55.82 | 3 | 0
2015 | NYISO_J-K_2_NEISO | NYISO_J-K | NEISO | Internal | Shoulder | B14 | 900 | 347 | 0 | 56.91 | 55.82 | 3 | 0
2015 | NYISO_J-K_2_NEISO | NYISO_J-K | NEISO | Internal | Shoulder | B15 | 1203 | 347 | 0 | 56.91 | 55.82 | 3 | 0
2015 | NYISO_J-K_2_NEISO | NYISO_J-K | NEISO | Internal | Summer | B1 | 10 | 347 | 0 | 89.49 | 86.49 | 3 | 0
2015 | NYISO_J-K_2_NEISO | NYISO_J-K | NEISO | Internal | Summer | B2 | 25 | 347 | 0 | 83.91 | 80.91 | 3 | 0
2015 | NYISO_J-K_2_NEISO | NYISO_J-K | NEISO | Internal | Summer | B3 | 75 | 347 | 0 | 78.57 | 73.21 | 3 | 0
2015 | NYISO_J-K_2_NEISO | NYISO_J-K | NEISO | Internal | Summer | B4 | 100 | 347 | 0 | 76.77 | 59.01 | 3 | 0
2015 | NYISO_J-K_2_NEISO | NYISO_J-K | NEISO | Internal | Summer | B5 | 200 | 347 | 0 | 69.03 | 53.13 | 3 | 0
2015 | NYISO_J-K_2_NEISO | NYISO_J-K | NEISO | Internal | Summer | B6 | 300 | 347 | 0 | 58.59 | 53.13 | 3 | 0
2015 | NYISO_J-K_2_NEISO | NYISO_J-K | NEISO | Internal | Summer | B7 | 400 | 347 | 0 | 56.14 | 53.13 | 3 | 0
2015 | NYISO_J-K_2_NEISO | NYISO_J-K | NEISO | Internal | Summer | B8 | 500 | 347 | 0 | 55.26 | 53.13 | 3 | 0
2015 | NYISO_J-K_2_NEISO | NYISO_J-K | NEISO | Internal | Summer | B9 | 800 | 347 | 0 | 55.26 | 53.13 | 3 | 0
2015 | NYISO_J-K_2_NEISO | NYISO_J-K | NEISO | Internal | Summer | B10 | 1262 | 347 | 0 | 55.26 | 53.13 | 3 | 0
2015 | NYISO_J-K_2_NEISO | NYISO_J-K | NEISO | Internal | Winter | B16 | 25 | 347 | 0 | 70.78 | 64.22 | 3 | 0
2015 | NYISO_J-K_2_NEISO | NYISO_J-K | NEISO | Internal | Winter | B17 | 100 | 347 | 0 | 67.07 | 64.22 | 3 | 0
2015 | NYISO_J-K_2_NEISO | NYISO_J-K | NEISO | Internal | Winter | B18 | 400 | 347 | 0 | 67.07 | 64.22 | 3 | 0
2015 | NYISO_J-K_2_NEISO | NYISO_J-K | NEISO | Internal | Winter | B19 | 700 | 347 | 0 | 67.07 | 64.22 | 3 | 0
2015 | NYISO_J-K_2_NEISO | NYISO_J-K | NEISO | Internal | Winter | B20 | 935 | 347 | 0 | 61.61 | 64.22 | 3 | 0
2015 | NYISO_J-K_2_NYISO_G-I | NYISO_J-K | NYISO_G-I | Internal | Shoulder | B11 | 25 | 1999 | 0 | 60.56 | 60.55 | 0.01 | 0
2015 | NYISO_J-K_2_NYISO_G-I | NYISO_J-K | NYISO_G-I | Internal | Shoulder | B12 | 200 | 1999 | 0 | 58.82 | 58.81 | 0.01 | 0
2015 | NYISO_J-K_2_NYISO_G-I | NYISO_J-K | NYISO_G-I | Internal | Shoulder | B13 | 600 | 1999 | 0 | 57.84 | 57.83 | 0.01 | 0
2015 | NYISO_J-K_2_NYISO_G-I | NYISO_J-K | NYISO_G-I | Internal | Shoulder | B14 | 900 | 1999 | 0 | 56.91 | 56.89 | 0.01 | 0
2015 | NYISO_J-K_2_NYISO_G-I | NYISO_J-K | NYISO_G-I | Internal | Shoulder | B15 | 1203 | 1999 | 0 | 56.91 | 56.89 | 0.01 | 0
2015 | NYISO_J-K_2_NYISO_G-I | NYISO_J-K | NYISO_G-I | Internal | Summer | B1 | 10 | 1999 | 0.01 | 89.49 | 89.47 | 0.01 | 0
2015 | NYISO_J-K_2_NYISO_G-I | NYISO_J-K | NYISO_G-I | Internal | Summer | B2 | 25 | 1999 | 0 | 83.91 | 83.9 | 0.01 | 0
2015 | NYISO_J-K_2_NYISO_G-I | NYISO_J-K | NYISO_G-I | Internal | Summer | B3 | 75 | 1999 | 0 | 78.57 | 78.56 | 0.01 | 0
2015 | NYISO_J-K_2_NYISO_G-I | NYISO_J-K | NYISO_G-I | Internal | Summer | B4 | 100 | 1999 | 0 | 76.77 | 76.75 | 0.01 | 0
2015 | NYISO_J-K_2_NYISO_G-I | NYISO_J-K | NYISO_G-I | Internal | Summer | B5 | 200 | 1999 | 0 | 69.03 | 69.01 | 0.01 | 0
2015 | NYISO_J-K_2_NYISO_G-I | NYISO_J-K | NYISO_G-I | Internal | Summer | B6 | 300 | 1999 | 0 | 58.59 | 58.58 | 0.01 | 0
2015 | NYISO_J-K_2_NYISO_G-I | NYISO_J-K | NYISO_G-I | Internal | Summer | B7 | 400 | 1999 | 0 | 56.14 | 56.13 | 0.01 | 0
2015 | NYISO_J-K_2_NYISO_G-I | NYISO_J-K | NYISO_G-I | Internal | Summer | B8 | 500 | 1999 | 0 | 55.26 | 55.25 | 0.01 | 0
2015 | NYISO_J-K_2_NYISO_G-I | NYISO_J-K | NYISO_G-I | Internal | Summer | B9 | 800 | 1999 | 0 | 55.26 | 55.25 | 0.01 | 0
2015 | NYISO_J-K_2_NYISO_G-I | NYISO_J-K | NYISO_G-I | Internal | Summer | B10 | 1262 | 1999 | 0 | 55.26 | 55.25 | 0.01 | 0
2015 | NYISO_J-K_2_NYISO_G-I | NYISO_J-K | NYISO_G-I | Internal | Winter | B16 | 25 | 1999 | 0 | 70.78 | 70.77 | 0.01 | 0
2015 | NYISO_J-K_2_NYISO_G-I | NYISO_J-K | NYISO_G-I | Internal | Winter | B17 | 100 | 1999 | 0 | 67.07 | 64.83 | 0.01 | 0
2015 | NYISO_J-K_2_NYISO_G-I | NYISO_J-K | NYISO_G-I | Internal | Winter | B18 | 400 | 1999 | 0 | 67.07 | 64.83 | 0.01 | 0
2015 | NYISO_J-K_2_NYISO_G-I | NYISO_J-K | NYISO_G-I | Internal | Winter | B19 | 700 | 1999 | 0 | 67.07 | 64.83 | 0.01 | 0
2015 | NYISO_J-K_2_NYISO_G-I | NYISO_J-K | NYISO_G-I | Internal | Winter | B20 | 935 | 1999 | 0 | 61.61 | 61.6 | 0.01 | 0
2015 | NYISO_J-K_2_PJM_E | NYISO_J-K | PJM_E | Internal | Shoulder | B11 | 25 | 330 | 330 | 60.56 | 75.64 | 8 | 7.08
2015 | NYISO_J-K_2_PJM_E | NYISO_J-K | PJM_E | Internal | Shoulder | B12 | 200 | 330 | 0 | 58.82 | 66.79 | 8 | 0
2015 | NYISO_J-K_2_PJM_E | NYISO_J-K | PJM_E | Internal | Shoulder | B13 | 600 | 330 | 0 | 57.84 | 61.59 | 8 | 0
2015 | NYISO_J-K_2_PJM_E | NYISO_J-K | PJM_E | Internal | Shoulder | B14 | 900 | 330 | 0 | 56.91 | 58.91 | 8 | 0
2015 | NYISO_J-K_2_PJM_E | NYISO_J-K | PJM_E | Internal | Shoulder | B15 | 1203 | 330 | 0 | 56.91 | 54.99 | 8 | 0
2015 | NYISO_J-K_2_PJM_E | NYISO_J-K | PJM_E | Internal | Summer | B1 | 10 | 330 | 0 | 89.49 | 93.8 | 8 | 0
2015 | NYISO_J-K_2_PJM_E | NYISO_J-K | PJM_E | Internal | Summer | B2 | 25 | 330 | 0 | 83.91 | 90.28 | 8 | 0
2015 | NYISO_J-K_2_PJM_E | NYISO_J-K | PJM_E | Internal | Summer | B3 | 75 | 330 | 330 | 78.57 | 89.51 | 8 | 2.95
2015 | NYISO_J-K_2_PJM_E | NYISO_J-K | PJM_E | Internal | Summer | B4 | 100 | 330 | 0 | 76.77 | 84.75 | 8 | 0
2015 | NYISO_J-K_2_PJM_E | NYISO_J-K | PJM_E | Internal | Summer | B5 | 200 | 330 | 0 | 69.03 | 77.01 | 8 | 0
2015 | NYISO_J-K_2_PJM_E | NYISO_J-K | PJM_E | Internal | Summer | B6 | 300 | 330 | 0 | 58.59 | 66.58 | 8 | 0
2015 | NYISO_J-K_2_PJM_E | NYISO_J-K | PJM_E | Internal | Summer | B7 | 400 | 330 | 0 | 56.14 | 59.1 | 8 | 0
2015 | NYISO_J-K_2_PJM_E | NYISO_J-K | PJM_E | Internal | Summer | B8 | 500 | 330 | 0 | 55.26 | 56.93 | 8 | 0
2015 | NYISO_J-K_2_PJM_E | NYISO_J-K | PJM_E | Internal | Summer | B9 | 800 | 330 | 0 | 55.26 | 56.65 | 8 | 0
2015 | NYISO_J-K_2_PJM_E | NYISO_J-K | PJM_E | Internal | Summer | B10 | 1262 | 330 | 0 | 55.26 | 52.33 | 8 | 0
2015 | NYISO_J-K_2_PJM_E | NYISO_J-K | PJM_E | Internal | Winter | B16 | 25 | 330 | 0 | 70.78 | 78.77 | 8 | 0
2015 | NYISO_J-K_2_PJM_E | NYISO_J-K | PJM_E | Internal | Winter | B17 | 100 | 330 | 0 | 67.07 | 72.73 | 8 | 0
2015 | NYISO_J-K_2_PJM_E | NYISO_J-K | PJM_E | Internal | Winter | B18 | 400 | 330 | 0 | 67.07 | 64.14 | 8 | 0
2015 | NYISO_J-K_2_PJM_E | NYISO_J-K | PJM_E | Internal | Winter | B19 | 700 | 330 | 0 | 67.07 | 64.14 | 8 | 0
2015 | NYISO_J-K_2_PJM_E | NYISO_J-K | PJM_E | Internal | Winter | B20 | 935 | 330 | 0 | 61.61 | 55.96 | 8 | 0
2015 | PJM_E_2_NYISO_G-I | PJM_E | NYISO_G-I | Internal | Shoulder | B11 | 25 | 500 | 0 | 75.64 | 60.55 | 6 | 0
2015 | PJM_E_2_NYISO_G-I | PJM_E | NYISO_G-I | Internal | Shoulder | B12 | 200 | 500 | 0 | 66.79 | 58.81 | 6 | 0
2015 | PJM_E_2_NYISO_G-I | PJM_E | NYISO_G-I | Internal | Shoulder | B13 | 600 | 500 | 0 | 61.59 | 57.83 | 6 | 0
2015 | PJM_E_2_NYISO_G-I | PJM_E | NYISO_G-I | Internal | Shoulder | B14 | 900 | 500 | 0 | 58.91 | 56.89 | 6 | 0
2015 | PJM_E_2_NYISO_G-I | PJM_E | NYISO_G-I | Internal | Shoulder | B15 | 1203 | 500 | 0 | 54.99 | 56.89 | 6 | 0
2015 | PJM_E_2_NYISO_G-I | PJM_E | NYISO_G-I | Internal | Summer | B1 | 10 | 500 | 0 | 93.8 | 89.47 | 6 | 0
2015 | PJM_E_2_NYISO_G-I | PJM_E | NYISO_G-I | Internal | Summer | B2 | 25 | 500 | 0 | 90.28 | 83.9 | 6 | 0
2015 | PJM_E_2_NYISO_G-I | PJM_E | NYISO_G-I | Internal | Summer | B3 | 75 | 500 | 0 | 89.51 | 78.56 | 6 | 0
2015 | PJM_E_2_NYISO_G-I | PJM_E | NYISO_G-I | Internal | Summer | B4 | 100 | 500 | 0 | 84.75 | 76.75 | 6 | 0
2015 | PJM_E_2_NYISO_G-I | PJM_E | NYISO_G-I | Internal | Summer | B5 | 200 | 500 | 0 | 77.01 | 69.01 | 6 | 0
2015 | PJM_E_2_NYISO_G-I | PJM_E | NYISO_G-I | Internal | Summer | B6 | 300 | 500 | 0 | 66.58 | 58.58 | 6 | 0
2015 | PJM_E_2_NYISO_G-I | PJM_E | NYISO_G-I | Internal | Summer | B7 | 400 | 500 | 0 | 59.1 | 56.13 | 6 | 0
2015 | PJM_E_2_NYISO_G-I | PJM_E | NYISO_G-I | Internal | Summer | B8 | 500 | 500 | 0 | 56.93 | 55.25 | 6 | 0
2015 | PJM_E_2_NYISO_G-I | PJM_E | NYISO_G-I | Internal | Summer | B9 | 800 | 500 | 0 | 56.65 | 55.25 | 6 | 0
2015 | PJM_E_2_NYISO_G-I | PJM_E | NYISO_G-I | Internal | Summer | B10 | 1262 | 500 | 0 | 52.33 | 55.25 | 6 | 0
2015 | PJM_E_2_NYISO_G-I | PJM_E | NYISO_G-I | Internal | Winter | B16 | 25 | 500 | 0 | 78.77 | 70.77 | 6 | 0
2015 | PJM_E_2_NYISO_G-I | PJM_E | NYISO_G-I | Internal | Winter | B17 | 100 | 500 | 0 | 72.73 | 64.83 | 6 | 0
2015 | PJM_E_2_NYISO_G-I | PJM_E | NYISO_G-I | Internal | Winter | B18 | 400 | 500 | 0 | 64.14 | 64.83 | 6 | 0
2015 | PJM_E_2_NYISO_G-I | PJM_E | NYISO_G-I | Internal | Winter | B19 | 700 | 500 | 0 | 64.14 | 64.83 | 6 | 0
2015 | PJM_E_2_NYISO_G-I | PJM_E | NYISO_G-I | Internal | Winter | B20 | 935 | 500 | 0 | 55.96 | 61.6 | 6 | 0
2015 | PJM_E_2_NYISO_J-K | PJM_E | NYISO_J-K | Internal | Shoulder | B11 | 25 | 330 | 0 | 75.64 | 60.56 | 6 | 0
2015 | PJM_E_2_NYISO_J-K | PJM_E | NYISO_J-K | Internal | Shoulder | B12 | 200 | 330 | 0 | 66.79 | 58.82 | 6 | 0
2015 | PJM_E_2_NYISO_J-K | PJM_E | NYISO_J-K | Internal | Shoulder | B13 | 600 | 330 | 0 | 61.59 | 57.84 | 6 | 0
2015 | PJM_E_2_NYISO_J-K | PJM_E | NYISO_J-K | Internal | Shoulder | B14 | 900 | 330 | 0 | 58.91 | 56.91 | 6 | 0
2015 | PJM_E_2_NYISO_J-K | PJM_E | NYISO_J-K | Internal | Shoulder | B15 | 1203 | 330 | 0 | 54.99 | 56.91 | 6 | 0
2015 | PJM_E_2_NYISO_J-K | PJM_E | NYISO_J-K | Internal | Summer | B1 | 10 | 330 | 0 | 93.8 | 89.49 | 6 | 0
2015 | PJM_E_2_NYISO_J-K | PJM_E | NYISO_J-K | Internal | Summer | B2 | 25 | 330 | 0 | 90.28 | 83.91 | 6 | 0
2015 | PJM_E_2_NYISO_J-K | PJM_E | NYISO_J-K | Internal | Summer | B3 | 75 | 330 | 0 | 89.51 | 78.57 | 6 | 0
2015 | PJM_E_2_NYISO_J-K | PJM_E | NYISO_J-K | Internal | Summer | B4 | 100 | 330 | 0 | 84.75 | 76.77 | 6 | 0
2015 | PJM_E_2_NYISO_J-K | PJM_E | NYISO_J-K | Internal | Summer | B5 | 200 | 330 | 0 | 77.01 | 69.03 | 6 | 0
2015 | PJM_E_2_NYISO_J-K | PJM_E | NYISO_J-K | Internal | Summer | B6 | 300 | 330 | 0 | 66.58 | 58.59 | 6 | 0
2015 | PJM_E_2_NYISO_J-K | PJM_E | NYISO_J-K | Internal | Summer | B7 | 400 | 330 | 0 | 59.1 | 56.14 | 6 | 0
2015 | PJM_E_2_NYISO_J-K | PJM_E | NYISO_J-K | Internal | Summer | B8 | 500 | 330 | 0 | 56.93 | 55.26 | 6 | 0
2015 | PJM_E_2_NYISO_J-K | PJM_E | NYISO_J-K | Internal | Summer | B9 | 800 | 330 | 0 | 56.65 | 55.26 | 6 | 0
2015 | PJM_E_2_NYISO_J-K | PJM_E | NYISO_J-K | Internal | Summer | B10 | 1262 | 330 | 0 | 52.33 | 55.26 | 6 | 0
2015 | PJM_E_2_NYISO_J-K | PJM_E | NYISO_J-K | Internal | Winter | B16 | 25 | 330 | 0 | 78.77 | 70.78 | 6 | 0
2015 | PJM_E_2_NYISO_J-K | PJM_E | NYISO_J-K | Internal | Winter | B17 | 100 | 330 | 0 | 72.73 | 67.07 | 6 | 0
2015 | PJM_E_2_NYISO_J-K | PJM_E | NYISO_J-K | Internal | Winter | B18 | 400 | 330 | 0 | 64.14 | 67.07 | 6 | 0
2015 | PJM_E_2_NYISO_J-K | PJM_E | NYISO_J-K | Internal | Winter | B19 | 700 | 330 | 0 | 64.14 | 67.07 | 6 | 0
2015 | PJM_E_2_NYISO_J-K | PJM_E | NYISO_J-K | Internal | Winter | B20 | 935 | 330 | 0 | 55.96 | 61.61 | 6 | 0
2015 | PJM_E_2_PJM_ROM | PJM_E | PJM_ROM | Internal | Shoulder | B11 | 25 | 8000 | 4538.7 | 75.64 | 75.65 | 0.01 | 0
2015 | PJM_E_2_PJM_ROM | PJM_E | PJM_ROM | Internal | Shoulder | B12 | 200 | 8000 | 2338.98 | 66.79 | 66.8 | 0.01 | 0
2015 | PJM_E_2_PJM_ROM | PJM_E | PJM_ROM | Internal | Shoulder | B13 | 600 | 8000 | 244.19 | 61.59 | 61.6 | 0.01 | 0
2015 | PJM_E_2_PJM_ROM | PJM_E | PJM_ROM | Internal | Shoulder | B14 | 900 | 8000 | 0 | 58.91 | 58.9 | 0.01 | 0
2015 | PJM_E_2_PJM_ROM | PJM_E | PJM_ROM | Internal | Shoulder | B15 | 1203 | 8000 | 0 | 54.99 | 54.98 | 0.01 | 0
2015 | PJM_E_2_PJM_ROM | PJM_E | PJM_ROM | Internal | Summer | B1 | 10 | 8000 | 0.01 | 93.8 | 93.79 | 0.01 | 0
2015 | PJM_E_2_PJM_ROM | PJM_E | PJM_ROM | Internal | Summer | B2 | 25 | 8000 | 0 | 90.28 | 90.27 | 0.01 | 0
2015 | PJM_E_2_PJM_ROM | PJM_E | PJM_ROM | Internal | Summer | B3 | 75 | 8000 | 1536.75 | 89.51 | 89.53 | 0.01 | 0
2015 | PJM_E_2_PJM_ROM | PJM_E | PJM_ROM | Internal | Summer | B4 | 100 | 8000 | 473.58 | 84.75 | 84.77 | 0.01 | 0
2015 | PJM_E_2_PJM_ROM | PJM_E | PJM_ROM | Internal | Summer | B5 | 200 | 8000 | 55.44 | 77.01 | 77.03 | 0.01 | 0
2015 | PJM_E_2_PJM_ROM | PJM_E | PJM_ROM | Internal | Summer | B6 | 300 | 8000 | 1117.89 | 66.58 | 66.59 | 0.01 | 0
2015 | PJM_E_2_PJM_ROM | PJM_E | PJM_ROM | Internal | Summer | B7 | 400 | 8000 | 0 | 59.1 | 59.08 | 0.01 | 0
2015 | PJM_E_2_PJM_ROM | PJM_E | PJM_ROM | Internal | Summer | B8 | 500 | 8000 | 0 | 56.93 | 56.92 | 0.01 | 0
2015 | PJM_E_2_PJM_ROM | PJM_E | PJM_ROM | Internal | Summer | B9 | 800 | 8000 | 0 | 56.65 | 56.64 | 0.01 | 0
2015 | PJM_E_2_PJM_ROM | PJM_E | PJM_ROM | Internal | Summer | B10 | 1262 | 8000 | 343.92 | 52.33 | 52.35 | 0.01 | 0
2015 | PJM_E_2_PJM_ROM | PJM_E | PJM_ROM | Internal | Winter | B16 | 25 | 8000 | 2019.98 | 78.77 | 78.78 | 0.01 | 0
2015 | PJM_E_2_PJM_ROM | PJM_E | PJM_ROM | Internal | Winter | B17 | 100 | 8000 | 378.84 | 72.73 | 72.74 | 0.01 | 0
2015 | PJM_E_2_PJM_ROM | PJM_E | PJM_ROM | Internal | Winter | B18 | 400 | 8000 | 0 | 64.14 | 64.13 | 0.01 | 0
2015 | PJM_E_2_PJM_ROM | PJM_E | PJM_ROM | Internal | Winter | B19 | 700 | 8000 | 0 | 64.14 | 64.13 | 0.01 | 0
2015 | PJM_E_2_PJM_ROM | PJM_E | PJM_ROM | Internal | Winter | B20 | 935 | 8000 | 0 | 55.96 | 55.95 | 0.01 | 0
2015 | PJM_ROR_2_MISO_IN | PJM_ROR | MISO_IN | Internal | Shoulder | B11 | 25 | 909 | 522.95 | 75.66 | 77.66 | 2 | 0
2015 | PJM_ROR_2_MISO_IN | PJM_ROR | MISO_IN | Internal | Shoulder | B12 | 200 | 909 | 0 | 66.79 | 65.04 | 2 | 0
2015 | PJM_ROR_2_MISO_IN | PJM_ROR | MISO_IN | Internal | Shoulder | B13 | 600 | 909 | 0 | 61.59 | 59.62 | 2 | 0
2015 | PJM_ROR_2_MISO_IN | PJM_ROR | MISO_IN | Internal | Shoulder | B14 | 900 | 909 | 0 | 58.43 | 56.44 | 2 | 0
2015 | PJM_ROR_2_MISO_IN | PJM_ROR | MISO_IN | Internal | Shoulder | B15 | 1203 | 909 | 0 | 54.97 | 54.09 | 2 | 0
2015 | PJM_ROR_2_MISO_IN | PJM_ROR | MISO_IN | Internal | Summer | B1 | 10 | 909 | 0 | 93.77 | 91.79 | 2 | 0
2015 | PJM_ROR_2_MISO_IN | PJM_ROR | MISO_IN | Internal | Summer | B2 | 25 | 909 | 0 | 90.26 | 88.75 | 2 | 0
2015 | PJM_ROR_2_MISO_IN | PJM_ROR | MISO_IN | Internal | Summer | B3 | 75 | 909 | 0 | 89.51 | 88.75 | 2 | 0
2015 | PJM_ROR_2_MISO_IN | PJM_ROR | MISO_IN | Internal | Summer | B4 | 100 | 909 | 73.52 | 84.75 | 86.75 | 2 | 0
2015 | PJM_ROR_2_MISO_IN | PJM_ROR | MISO_IN | Internal | Summer | B5 | 200 | 909 | 0 | 77.01 | 75.09 | 2 | 0
2015 | PJM_ROR_2_MISO_IN | PJM_ROR | MISO_IN | Internal | Summer | B6 | 300 | 909 | 40.87 | 66.58 | 68.58 | 2 | 0
2015 | PJM_ROR_2_MISO_IN | PJM_ROR | MISO_IN | Internal | Summer | B7 | 400 | 909 | 0 | 59.07 | 57.08 | 2 | 0
2015 | PJM_ROR_2_MISO_IN | PJM_ROR | MISO_IN | Internal | Summer | B8 | 500 | 909 | 0 | 56.4 | 54.4 | 2 | 0
2015 | PJM_ROR_2_MISO_IN | PJM_ROR | MISO_IN | Internal | Summer | B9 | 800 | 909 | 0 | 54.11 | 53.01 | 2 | 0
2015 | PJM_ROR_2_MISO_IN | PJM_ROR | MISO_IN | Internal | Summer | B10 | 1262 | 909 | 0 | 52.33 | 52.21 | 2 | 0
2015 | PJM_ROR_2_MISO_IN | PJM_ROR | MISO_IN | Internal | Winter | B16 | 25 | 909 | 0 | 78.77 | 76.78 | 2 | 0
2015 | PJM_ROR_2_MISO_IN | PJM_ROR | MISO_IN | Internal | Winter | B17 | 100 | 909 | 0 | 72.73 | 70.73 | 2 | 0
2015 | PJM_ROR_2_MISO_IN | PJM_ROR | MISO_IN | Internal | Winter | B18 | 400 | 909 | 0 | 62.55 | 60.55 | 2 | 0
2015 | PJM_ROR_2_MISO_IN | PJM_ROR | MISO_IN | Internal | Winter | B19 | 700 | 909 | 0 | 60 | 58 | 2 | 0
2015 | PJM_ROR_2_MISO_IN | PJM_ROR | MISO_IN | Internal | Winter | B20 | 935 | 909 | 0 | 55.58 | 53.59 | 2 | 0
2015 | PJM_ROR_2_MISO_MI | PJM_ROR | MISO_MI | Internal | Shoulder | B11 | 25 | 1305 | 0 | 75.66 | 74.48 | 2 | 0
2015 | PJM_ROR_2_MISO_MI | PJM_ROR | MISO_MI | Internal | Shoulder | B12 | 200 | 1305 | 0 | 66.79 | 65.05 | 2 | 0
2015 | PJM_ROR_2_MISO_MI | PJM_ROR | MISO_MI | Internal | Shoulder | B13 | 600 | 1305 | 0 | 61.59 | 59.63 | 2 | 0
2015 | PJM_ROR_2_MISO_MI | PJM_ROR | MISO_MI | Internal | Shoulder | B14 | 900 | 1305 | 0 | 58.43 | 56.45 | 2 | 0
2015 | PJM_ROR_2_MISO_MI | PJM_ROR | MISO_MI | Internal | Shoulder | B15 | 1203 | 1305 | 0 | 54.97 | 54.08 | 2 | 0
2015 | PJM_ROR_2_MISO_MI | PJM_ROR | MISO_MI | Internal | Summer | B1 | 10 | 1305 | 0 | 93.77 | 91.77 | 2 | 0
2015 | PJM_ROR_2_MISO_MI | PJM_ROR | MISO_MI | Internal | Summer | B2 | 25 | 1305 | 0 | 90.26 | 88.74 | 2 | 0
2015 | PJM_ROR_2_MISO_MI | PJM_ROR | MISO_MI | Internal | Summer | B3 | 75 | 1305 | 0 | 89.51 | 87.53 | 2 | 0
2015 | PJM_ROR_2_MISO_MI | PJM_ROR | MISO_MI | Internal | Summer | B4 | 100 | 1305 | 0 | 84.75 | 86.7 | 2 | 0
2015 | PJM_ROR_2_MISO_MI | PJM_ROR | MISO_MI | Internal | Summer | B5 | 200 | 1305 | 0 | 77.01 | 75.07 | 2 | 0
2015 | PJM_ROR_2_MISO_MI | PJM_ROR | MISO_MI | Internal | Summer | B6 | 300 | 1305 | 0 | 66.58 | 68.57 | 2 | 0
2015 | PJM_ROR_2_MISO_MI | PJM_ROR | MISO_MI | Internal | Summer | B7 | 400 | 1305 | 0 | 59.07 | 57.1 | 2 | 0
2015 | PJM_ROR_2_MISO_MI | PJM_ROR | MISO_MI | Internal | Summer | B8 | 500 | 1305 | 0 | 56.4 | 54.41 | 2 | 0
2015 | PJM_ROR_2_MISO_MI | PJM_ROR | MISO_MI | Internal | Summer | B9 | 800 | 1305 | 0 | 54.11 | 53.02 | 2 | 0
2015 | PJM_ROR_2_MISO_MI | PJM_ROR | MISO_MI | Internal | Summer | B10 | 1262 | 1305 | 0 | 52.33 | 52.22 | 2 | 0
2015 | PJM_ROR_2_MISO_MI | PJM_ROR | MISO_MI | Internal | Winter | B16 | 25 | 1305 | 0 | 78.77 | 76.77 | 2 | 0
2015 | PJM_ROR_2_MISO_MI | PJM_ROR | MISO_MI | Internal | Winter | B17 | 100 | 1305 | 0 | 72.73 | 70.73 | 2 | 0
2015 | PJM_ROR_2_MISO_MI | PJM_ROR | MISO_MI | Internal | Winter | B18 | 400 | 1305 | 0 | 62.55 | 60.55 | 2 | 0
2015 | PJM_ROR_2_MISO_MI | PJM_ROR | MISO_MI | Internal | Winter | B19 | 700 | 1305 | 0 | 60 | 58.01 | 2 | 0
2015 | PJM_ROR_2_MISO_MI | PJM_ROR | MISO_MI | Internal | Winter | B20 | 935 | 1305 | 0 | 55.58 | 53.6 | 2 | 0
2015 | PJM_ROR_2_MISO_MO-IL | PJM_ROR | MISO_MO-IL | Internal | Shoulder | B11 | 25 | 1111 | 886.94 | 75.66 | 77.66 | 2 | 0
2015 | PJM_ROR_2_MISO_MO-IL | PJM_ROR | MISO_MO-IL | Internal | Shoulder | B12 | 200 | 1111 | 0 | 66.79 | 65.03 | 2 | 0
2015 | PJM_ROR_2_MISO_MO-IL | PJM_ROR | MISO_MO-IL | Internal | Shoulder | B13 | 600 | 1111 | 0 | 61.59 | 59.6 | 2 | 0
2015 | PJM_ROR_2_MISO_MO-IL | PJM_ROR | MISO_MO-IL | Internal | Shoulder | B14 | 900 | 1111 | 0 | 58.43 | 56.43 | 2 | 0
2015 | PJM_ROR_2_MISO_MO-IL | PJM_ROR | MISO_MO-IL | Internal | Shoulder | B15 | 1203 | 1111 | 0 | 54.97 | 54.1 | 2 | 0
2015 | PJM_ROR_2_MISO_MO-IL | PJM_ROR | MISO_MO-IL | Internal | Summer | B1 | 10 | 1111 | 0 | 93.77 | 91.77 | 2 | 0
2015 | PJM_ROR_2_MISO_MO-IL | PJM_ROR | MISO_MO-IL | Internal | Summer | B2 | 25 | 1111 | 0 | 90.26 | 88.74 | 2 | 0
2015 | PJM_ROR_2_MISO_MO-IL | PJM_ROR | MISO_MO-IL | Internal | Summer | B3 | 75 | 1111 | 0 | 89.51 | 88.74 | 2 | 0
2015 | PJM_ROR_2_MISO_MO-IL | PJM_ROR | MISO_MO-IL | Internal | Summer | B4 | 100 | 1111 | 0 | 84.75 | 86.74 | 2 | 0
2015 | PJM_ROR_2_MISO_MO-IL | PJM_ROR | MISO_MO-IL | Internal | Summer | B5 | 200 | 1111 | 0 | 77.01 | 75.07 | 2 | 0
2015 | PJM_ROR_2_MISO_MO-IL | PJM_ROR | MISO_MO-IL | Internal | Summer | B6 | 300 | 1111 | 0 | 66.58 | 68.57 | 2 | 0
2015 | PJM_ROR_2_MISO_MO-IL | PJM_ROR | MISO_MO-IL | Internal | Summer | B7 | 400 | 1111 | 0 | 59.07 | 57.07 | 2 | 0
2015 | PJM_ROR_2_MISO_MO-IL | PJM_ROR | MISO_MO-IL | Internal | Summer | B8 | 500 | 1111 | 0 | 56.4 | 54.39 | 2 | 0
2015 | PJM_ROR_2_MISO_MO-IL | PJM_ROR | MISO_MO-IL | Internal | Summer | B9 | 800 | 1111 | 0 | 54.11 | 53 | 2 | 0
2015 | PJM_ROR_2_MISO_MO-IL | PJM_ROR | MISO_MO-IL | Internal | Summer | B10 | 1262 | 1111 | 0 | 52.33 | 52.02 | 2 | 0
2015 | PJM_ROR_2_MISO_MO-IL | PJM_ROR | MISO_MO-IL | Internal | Winter | B16 | 25 | 1111 | 0 | 78.77 | 76.77 | 2 | 0
2015 | PJM_ROR_2_MISO_MO-IL | PJM_ROR | MISO_MO-IL | Internal | Winter | B17 | 100 | 1111 | 0 | 72.73 | 65.1 | 2 | 0
2015 | PJM_ROR_2_MISO_MO-IL | PJM_ROR | MISO_MO-IL | Internal | Winter | B18 | 400 | 1111 | 0 | 62.55 | 60.54 | 2 | 0
2015 | PJM_ROR_2_MISO_MO-IL | PJM_ROR | MISO_MO-IL | Internal | Winter | B19 | 700 | 1111 | 0 | 60 | 57.99 | 2 | 0
2015 | PJM_ROR_2_MISO_MO-IL | PJM_ROR | MISO_MO-IL | Internal | Winter | B20 | 935 | 1111 | 0 | 55.58 | 53.58 | 2 | 0
2015 | PJM_ROR_2_MISO_W | PJM_ROR | MISO_W | Internal | Shoulder | B11 | 25 | 709 | 0 | 75.66 | 77.65 | 2 | 0
2015 | PJM_ROR_2_MISO_W | PJM_ROR | MISO_W | Internal | Shoulder | B12 | 200 | 709 | 0 | 66.79 | 65.02 | 2 | 0
2015 | PJM_ROR_2_MISO_W | PJM_ROR | MISO_W | Internal | Shoulder | B13 | 600 | 709 | 0 | 61.59 | 59.59 | 2 | 0
2015 | PJM_ROR_2_MISO_W | PJM_ROR | MISO_W | Internal | Shoulder | B14 | 900 | 709 | 0 | 58.43 | 56.42 | 2 | 0
2015 | PJM_ROR_2_MISO_W | PJM_ROR | MISO_W | Internal | Shoulder | B15 | 1203 | 709 | 0 | 54.97 | 54.11 | 2 | 0
2015 | PJM_ROR_2_MISO_W | PJM_ROR | MISO_W | Internal | Summer | B1 | 10 | 709 | 0 | 93.77 | 91.76 | 2 | 0
2015 | PJM_ROR_2_MISO_W | PJM_ROR | MISO_W | Internal | Summer | B2 | 25 | 709 | 0 | 90.26 | 88.73 | 2 | 0
2015 | PJM_ROR_2_MISO_W | PJM_ROR | MISO_W | Internal | Summer | B3 | 75 | 709 | 0 | 89.51 | 88.73 | 2 | 0
2015 | PJM_ROR_2_MISO_W | PJM_ROR | MISO_W | Internal | Summer | B4 | 100 | 709 | 0 | 84.75 | 86.73 | 2 | 0
2015 | PJM_ROR_2_MISO_W | PJM_ROR | MISO_W | Internal | Summer | B5 | 200 | 709 | 0 | 77.01 | 75.06 | 2 | 0
2015 | PJM_ROR_2_MISO_W | PJM_ROR | MISO_W | Internal | Summer | B6 | 300 | 709 | 95.52 | 66.58 | 68.58 | 2 | 0
2015 | PJM_ROR_2_MISO_W | PJM_ROR | MISO_W | Internal | Summer | B7 | 400 | 709 | 0 | 59.07 | 57.06 | 2 | 0
2015 | PJM_ROR_2_MISO_W | PJM_ROR | MISO_W | Internal | Summer | B8 | 500 | 709 | 0 | 56.4 | 54.37 | 2 | 0
2015 | PJM_ROR_2_MISO_W | PJM_ROR | MISO_W | Internal | Summer | B9 | 800 | 709 | 0 | 54.11 | 52.99 | 2 | 0
2015 | PJM_ROR_2_MISO_W | PJM_ROR | MISO_W | Internal | Summer | B10 | 1262 | 709 | 0 | 52.33 | 52.01 | 2 | 0
2015 | PJM_ROR_2_MISO_W | PJM_ROR | MISO_W | Internal | Winter | B16 | 25 | 709 | 0 | 78.77 | 76.76 | 2 | 0
2015 | PJM_ROR_2_MISO_W | PJM_ROR | MISO_W | Internal | Winter | B17 | 100 | 709 | 0 | 72.73 | 65.09 | 2 | 0
2015 | PJM_ROR_2_MISO_W | PJM_ROR | MISO_W | Internal | Winter | B18 | 400 | 709 | 0 | 62.55 | 60.53 | 2 | 0
2015 | PJM_ROR_2_MISO_W | PJM_ROR | MISO_W | Internal | Winter | B19 | 700 | 709 | 0 | 60 | 58 | 2 | 0
2015 | PJM_ROR_2_MISO_W | PJM_ROR | MISO_W | Internal | Winter | B20 | 935 | 709 | 0 | 55.58 | 53.58 | 2 | 0
2015 | PJM_ROR_2_MISO_WUMS | PJM_ROR | MISO_WUMS | Internal | Shoulder | B11 | 25 | 1467 | 0 | 75.66 | 62.54 | 2 | 0
2015 | PJM_ROR_2_MISO_WUMS | PJM_ROR | MISO_WUMS | Internal | Shoulder | B12 | 200 | 1467 | 0 | 66.79 | 62.05 | 2 | 0
2015 | PJM_ROR_2_MISO_WUMS | PJM_ROR | MISO_WUMS | Internal | Shoulder | B13 | 600 | 1467 | 0 | 61.59 | 59.58 | 2 | 0
2015 | PJM_ROR_2_MISO_WUMS | PJM_ROR | MISO_WUMS | Internal | Shoulder | B14 | 900 | 1467 | 0 | 58.43 | 56.41 | 2 | 0
2015 | PJM_ROR_2_MISO_WUMS | PJM_ROR | MISO_WUMS | Internal | Shoulder | B15 | 1203 | 1467 | 0 | 54.97 | 54.07 | 2 | 0
2015 | PJM_ROR_2_MISO_WUMS | PJM_ROR | MISO_WUMS | Internal | Summer | B1 | 10 | 1467 | 0 | 93.77 | 91.76 | 2 | 0
2015 | PJM_ROR_2_MISO_WUMS | PJM_ROR | MISO_WUMS | Internal | Summer | B2 | 25 | 1467 | 0 | 90.26 | 88.72 | 2 | 0
2015 | PJM_ROR_2_MISO_WUMS | PJM_ROR | MISO_WUMS | Internal | Summer | B3 | 75 | 1467 | 0 | 89.51 | 87.51 | 2 | 0
2015 | PJM_ROR_2_MISO_WUMS | PJM_ROR | MISO_WUMS | Internal | Summer | B4 | 100 | 1467 | 0 | 84.75 | 82.75 | 2 | 0
2015 | PJM_ROR_2_MISO_WUMS | PJM_ROR | MISO_WUMS | Internal | Summer | B5 | 200 | 1467 | 0 | 77.01 | 64.48 | 2 | 0
2015 | PJM_ROR_2_MISO_WUMS | PJM_ROR | MISO_WUMS | Internal | Summer | B6 | 300 | 1467 | 0 | 66.58 | 62.54 | 2 | 0
2015 | PJM_ROR_2_MISO_WUMS | PJM_ROR | MISO_WUMS | Internal | Summer | B7 | 400 | 1467 | 0 | 59.07 | 57.05 | 2 | 0
2015 | PJM_ROR_2_MISO_WUMS | PJM_ROR | MISO_WUMS | Internal | Summer | B8 | 500 | 1467 | 0 | 56.4 | 54.39 | 2 | 0
2015 | PJM_ROR_2_MISO_WUMS | PJM_ROR | MISO_WUMS | Internal | Summer | B9 | 800 | 1467 | 0 | 54.11 | 52.91 | 2 | 0
2015 | PJM_ROR_2_MISO_WUMS | PJM_ROR | MISO_WUMS | Internal | Summer | B10 | 1262 | 1467 | 0 | 52.33 | 51.99 | 2 | 0
2015 | PJM_ROR_2_MISO_WUMS | PJM_ROR | MISO_WUMS | Internal | Winter | B16 | 25 | 1467 | 0 | 78.77 | 76.75 | 2 | 0
2015 | PJM_ROR_2_MISO_WUMS | PJM_ROR | MISO_WUMS | Internal | Winter | B17 | 100 | 1467 | 0 | 72.73 | 65.07 | 2 | 0
2015 | PJM_ROR_2_MISO_WUMS | PJM_ROR | MISO_WUMS | Internal | Winter | B18 | 400 | 1467 | 0 | 62.55 | 60.54 | 2 | 0
2015 | PJM_ROR_2_MISO_WUMS | PJM_ROR | MISO_WUMS | Internal | Winter | B19 | 700 | 1467 | 0 | 60 | 58 | 2 | 0
2015 | PJM_ROR_2_MISO_WUMS | PJM_ROR | MISO_WUMS | Internal | Winter | B20 | 935 | 1467 | 0 | 55.58 | 53.59 | 2 | 0
2015 | PJM_ROR_2_PJM_ROM | PJM_ROR | PJM_ROM | Internal | Shoulder | B11 | 25 | 8000 | 0 | 75.66 | 75.65 | 0.01 | 0
2015 | PJM_ROR_2_PJM_ROM | PJM_ROR | PJM_ROM | Internal | Shoulder | B12 | 200 | 8000 | 2315.66 | 66.79 | 66.8 | 0.01 | 0
2015 | PJM_ROR_2_PJM_ROM | PJM_ROR | PJM_ROM | Internal | Shoulder | B13 | 600 | 8000 | 4676.3 | 61.59 | 61.6 | 0.01 | 0
2015 | PJM_ROR_2_PJM_ROM | PJM_ROR | PJM_ROM | Internal | Shoulder | B14 | 900 | 8000 | 8000 | 58.43 | 58.9 | 0.01 | 0.46
2015 | PJM_ROR_2_PJM_ROM | PJM_ROR | PJM_ROM | Internal | Shoulder | B15 | 1203 | 8000 | 5879.87 | 54.97 | 54.98 | 0.01 | 0
2015 | PJM_ROR_2_PJM_ROM | PJM_ROR | PJM_ROM | Internal | Summer | B1 | 10 | 8000 | 6688.75 | 93.77 | 93.79 | 0.01 | 0
2015 | PJM_ROR_2_PJM_ROM | PJM_ROR | PJM_ROM | Internal | Summer | B2 | 25 | 8000 | 5460.85 | 90.26 | 90.27 | 0.01 | 0
2015 | PJM_ROR_2_PJM_ROM | PJM_ROR | PJM_ROM | Internal | Summer | B3 | 75 | 8000 | 379.33 | 89.51 | 89.53 | 0.01 | 0
2015 | PJM_ROR_2_PJM_ROM | PJM_ROR | PJM_ROM | Internal | Summer | B4 | 100 | 8000 | 297.72 | 84.75 | 84.77 | 0.01 | 0
2015 | PJM_ROR_2_PJM_ROM | PJM_ROR | PJM_ROM | Internal | Summer | B5 | 200 | 8000 | 3392.76 | 77.01 | 77.03 | 0.01 | 0
2015 | PJM_ROR_2_PJM_ROM | PJM_ROR | PJM_ROM | Internal | Summer | B6 | 300 | 8000 | 2899.6 | 66.58 | 66.59 | 0.01 | 0
2015 | PJM_ROR_2_PJM_ROM | PJM_ROR | PJM_ROM | Internal | Summer | B7 | 400 | 8000 | 7205.49 | 59.07 | 59.08 | 0.01 | 0
2015 | PJM_ROR_2_PJM_ROM | PJM_ROR | PJM_ROM | Internal | Summer | B8 | 500 | 8000 | 8000 | 56.4 | 56.92 | 0.01 | 0.5
2015 | PJM_ROR_2_PJM_ROM | PJM_ROR | PJM_ROM | Internal | Summer | B9 | 800 | 8000 | 8000 | 54.11 | 56.64 | 0.01 | 2.52
2015 | PJM_ROR_2_PJM_ROM | PJM_ROR | PJM_ROM | Internal | Summer | B10 | 1262 | 8000 | 6911.71 | 52.33 | 52.35 | 0.01 | 0
2015 | PJM_ROR_2_PJM_ROM | PJM_ROR | PJM_ROM | Internal | Winter | B16 | 25 | 8000 | 2386.15 | 78.77 | 78.78 | 0.01 | 0
2015 | PJM_ROR_2_PJM_ROM | PJM_ROR | PJM_ROM | Internal | Winter | B17 | 100 | 8000 | 5211.7 | 72.73 | 72.74 | 0.01 | 0
2015 | PJM_ROR_2_PJM_ROM | PJM_ROR | PJM_ROM | Internal | Winter | B18 | 400 | 8000 | 8000 | 62.55 | 64.13 | 0.01 | 1.57
2015 | PJM_ROR_2_PJM_ROM | PJM_ROR | PJM_ROM | Internal | Winter | B19 | 700 | 8000 | 8000 | 60 | 64.13 | 0.01 | 4.12
2015 | PJM_ROR_2_PJM_ROM | PJM_ROR | PJM_ROM | Internal | Winter | B20 | 935 | 8000 | 8000 | 55.58 | 55.95 | 0.01 | 0.36
2015 | PJM_ROR_2_TVA_Transmission | PJM_ROR | TVA_Transmission | Internal | Shoulder | B11 | 25 | 2500 | 809.56 | 75.66 | 81.66 | 6 | 0
2015 | PJM_ROR_2_TVA_Transmission | PJM_ROR | TVA_Transmission | Internal | Shoulder | B12 | 200 | 2500 | 0 | 66.79 | 66 | 6 | 0
2015 | PJM_ROR_2_TVA_Transmission | PJM_ROR | TVA_Transmission | Internal | Shoulder | B13 | 600 | 2500 | 0 | 61.59 | 63.8 | 6 | 0
2015 | PJM_ROR_2_TVA_Transmission | PJM_ROR | TVA_Transmission | Internal | Shoulder | B14 | 900 | 2500 | 0 | 58.43 | 62.44 | 6 | 0
2015 | PJM_ROR_2_TVA_Transmission | PJM_ROR | TVA_Transmission | Internal | Shoulder | B15 | 1203 | 2500 | 436.63 | 54.97 | 60.97 | 6 | 0
2015 | PJM_ROR_2_TVA_Transmission | PJM_ROR | TVA_Transmission | Internal | Summer | B1 | 10 | 2500 | 1661.62 | 93.77 | 99.77 | 6 | 0
2015 | PJM_ROR_2_TVA_Transmission | PJM_ROR | TVA_Transmission | Internal | Summer | B2 | 25 | 2500 | 2500 | 90.26 | 96.74 | 6 | 0.48
2015 | PJM_ROR_2_TVA_Transmission | PJM_ROR | TVA_Transmission | Internal | Summer | B3 | 75 | 2500 | 1383.64 | 89.51 | 95.51 | 6 | 0
2015 | PJM_ROR_2_TVA_Transmission | PJM_ROR | TVA_Transmission | Internal | Summer | B4 | 100 | 2500 | 835.04 | 84.75 | 90.75 | 6 | 0
2015 | PJM_ROR_2_TVA_Transmission | PJM_ROR | TVA_Transmission | Internal | Summer | B5 | 200 | 2500 | 0 | 77.01 | 82.85 | 6 | 0
2015 | PJM_ROR_2_TVA_Transmission | PJM_ROR | TVA_Transmission | Internal | Summer | B6 | 300 | 2500 | 0 | 66.58 | 71.07 | 6 | 0
2015 | PJM_ROR_2_TVA_Transmission | PJM_ROR | TVA_Transmission | Internal | Summer | B7 | 400 | 2500 | 0 | 59.07 | 63.6 | 6 | 0
2015 | PJM_ROR_2_TVA_Transmission | PJM_ROR | TVA_Transmission | Internal | Summer | B8 | 500 | 2500 | 0 | 56.4 | 61.12 | 6 | 0
2015 | PJM_ROR_2_TVA_Transmission | PJM_ROR | TVA_Transmission | Internal | Summer | B9 | 800 | 2500 | 174.97 | 54.11 | 60.11 | 6 | 0
2015 | PJM_ROR_2_TVA_Transmission | PJM_ROR | TVA_Transmission | Internal | Summer | B10 | 1262 | 2500 | 0 | 52.33 | 58.13 | 6 | 0
2015 | PJM_ROR_2_TVA_Transmission | PJM_ROR | TVA_Transmission | Internal | Winter | B16 | 25 | 2500 | 260.83 | 78.77 | 84.77 | 6 | 0
2015 | PJM_ROR_2_TVA_Transmission | PJM_ROR | TVA_Transmission | Internal | Winter | B17 | 100 | 2500 | 0 | 72.73 | 69.84 | 6 | 0
2015 | PJM_ROR_2_TVA_Transmission | PJM_ROR | TVA_Transmission | Internal | Winter | B18 | 400 | 2500 | 0 | 62.55 | 64.88 | 6 | 0
2015 | PJM_ROR_2_TVA_Transmission | PJM_ROR | TVA_Transmission | Internal | Winter | B19 | 700 | 2500 | 0 | 60 | 63.37 | 6 | 0
2015 | PJM_ROR_2_TVA_Transmission | PJM_ROR | TVA_Transmission | Internal | Winter | B20 | 935 | 2500 | 837.6 | 55.58 | 61.58 | 6 | 0
2015 | PJM_ROR_2_VACAR | PJM_ROR | VACAR | Internal | Shoulder | B11 | 25 | 3000 | 2230.7 | 75.66 | 81.66 | 6 | 0
2015 | PJM_ROR_2_VACAR | PJM_ROR | VACAR | Internal | Shoulder | B12 | 200 | 3000 | 0 | 66.79 | 66.56 | 6 | 0
2015 | PJM_ROR_2_VACAR | PJM_ROR | VACAR | Internal | Shoulder | B13 | 600 | 3000 | 0 | 61.59 | 64.53 | 6 | 0
2015 | PJM_ROR_2_VACAR | PJM_ROR | VACAR | Internal | Shoulder | B14 | 900 | 3000 | 0 | 58.43 | 64.13 | 6 | 0
2015 | PJM_ROR_2_VACAR | PJM_ROR | VACAR | Internal | Shoulder | B15 | 1203 | 3000 | 41 | 54.97 | 60.97 | 6 | 0
2015 | PJM_ROR_2_VACAR | PJM_ROR | VACAR | Internal | Summer | B1 | 10 | 3000 | 3000 | 93.77 | 100.71 | 6 | 0.94
2015 | PJM_ROR_2_VACAR | PJM_ROR | VACAR | Internal | Summer | B2 | 25 | 3000 | 3000 | 90.26 | 100.71 | 6 | 4.45
2015 | PJM_ROR_2_VACAR | PJM_ROR | VACAR | Internal | Summer | B3 | 75 | 3000 | 3000 | 89.51 | 100.71 | 6 | 5.2
2015 | PJM_ROR_2_VACAR | PJM_ROR | VACAR | Internal | Summer | B4 | 100 | 3000 | 3000 | 84.75 | 90.87 | 6 | 0.12
2015 | PJM_ROR_2_VACAR | PJM_ROR | VACAR | Internal | Summer | B5 | 200 | 3000 | 3000 | 77.01 | 84.64 | 6 | 1.62
2015 | PJM_ROR_2_VACAR | PJM_ROR | VACAR | Internal | Summer | B6 | 300 | 3000 | 2536.67 | 66.58 | 72.58 | 6 | 0
2015 | PJM_ROR_2_VACAR | PJM_ROR | VACAR | Internal | Summer | B7 | 400 | 3000 | 2255.63 | 59.07 | 65.07 | 6 | 0
2015 | PJM_ROR_2_VACAR | PJM_ROR | VACAR | Internal | Summer | B8 | 500 | 3000 | 2923.92 | 56.4 | 62.4 | 6 | 0
2015 | PJM_ROR_2_VACAR | PJM_ROR | VACAR | Internal | Summer | B9 | 800 | 3000 | 3000 | 54.11 | 61.05 | 6 | 0.94
2015 | PJM_ROR_2_VACAR | PJM_ROR | VACAR | Internal | Summer | B10 | 1262 | 3000 | 1177.51 | 52.33 | 58.33 | 6 | 0
2015 | PJM_ROR_2_VACAR | PJM_ROR | VACAR | Internal | Winter | B16 | 25 | 3000 | 3000 | 78.77 | 93.77 | 6 | 9
2015 | PJM_ROR_2_VACAR | PJM_ROR | VACAR | Internal | Winter | B17 | 100 | 3000 | 860.67 | 72.73 | 78.73 | 6 | 0
2015 | PJM_ROR_2_VACAR | PJM_ROR | VACAR | Internal | Winter | B18 | 400 | 3000 | 0 | 62.55 | 66.87 | 6 | 0
2015 | PJM_ROR_2_VACAR | PJM_ROR | VACAR | Internal | Winter | B19 | 700 | 3000 | 184.21 | 60 | 66 | 6 | 0
2015 | PJM_ROR_2_VACAR | PJM_ROR | VACAR | Internal | Winter | B20 | 935 | 3000 | 1431.47 | 55.58 | 61.58 | 6 | 0
2015 | PJM_ROM_2_NYISO_A-F | PJM_ROM | NYISO_A-F | Internal | Shoulder | B11 | 25 | 2000 | 0 | 75.65 | 60.53 | 6 | 0
2015 | PJM_ROM_2_NYISO_A-F | PJM_ROM | NYISO_A-F | Internal | Shoulder | B12 | 200 | 2000 | 0 | 66.8 | 58.8 | 6 | 0
2015 | PJM_ROM_2_NYISO_A-F | PJM_ROM | NYISO_A-F | Internal | Shoulder | B13 | 600 | 2000 | 0 | 61.6 | 57.82 | 6 | 0
2015 | PJM_ROM_2_NYISO_A-F | PJM_ROM | NYISO_A-F | Internal | Shoulder | B14 | 900 | 2000 | 0 | 58.9 | 56.88 | 6 | 0
2015 | PJM_ROM_2_NYISO_A-F | PJM_ROM | NYISO_A-F | Internal | Shoulder | B15 | 1203 | 2000 | 0 | 54.98 | 56.88 | 6 | 0
2015 | PJM_ROM_2_NYISO_A-F | PJM_ROM | NYISO_A-F | Internal | Summer | B1 | 10 | 2000 | 0 | 93.79 | 89.46 | 6 | 0
2015 | PJM_ROM_2_NYISO_A-F | PJM_ROM | NYISO_A-F | Internal | Summer | B2 | 25 | 2000 | 0 | 90.27 | 83.88 | 6 | 0
2015 | PJM_ROM_2_NYISO_A-F | PJM_ROM | NYISO_A-F | Internal | Summer | B3 | 75 | 2000 | 0 | 89.53 | 78.54 | 6 | 0
2015 | PJM_ROM_2_NYISO_A-F | PJM_ROM | NYISO_A-F | Internal | Summer | B4 | 100 | 2000 | 0 | 84.77 | 76.03 | 6 | 0
2015 | PJM_ROM_2_NYISO_A-F | PJM_ROM | NYISO_A-F | Internal | Summer | B5 | 200 | 2000 | 0 | 77.03 | 69 | 6 | 0
2015 | PJM_ROM_2_NYISO_A-F | PJM_ROM | NYISO_A-F | Internal | Summer | B6 | 300 | 2000 | 0 | 66.59 | 58.57 | 6 | 0
2015 | PJM_ROM_2_NYISO_A-F | PJM_ROM | NYISO_A-F | Internal | Summer | B7 | 400 | 2000 | 0 | 59.08 | 56.12 | 6 | 0
2015 | PJM_ROM_2_NYISO_A-F | PJM_ROM | NYISO_A-F | Internal | Summer | B8 | 500 | 2000 | 0 | 56.92 | 55.24 | 6 | 0
2015 | PJM_ROM_2_NYISO_A-F | PJM_ROM | NYISO_A-F | Internal | Summer | B9 | 800 | 2000 | 0 | 56.64 | 55.24 | 6 | 0
2015 | PJM_ROM_2_NYISO_A-F | PJM_ROM | NYISO_A-F | Internal | Summer | B10 | 1262 | 2000 | 0 | 52.35 | 55.24 | 6 | 0
2015 | PJM_ROM_2_NYISO_A-F | PJM_ROM | NYISO_A-F | Internal | Winter | B16 | 25 | 2000 | 0 | 78.78 | 67.64 | 6 | 0
2015 | PJM_ROM_2_NYISO_A-F | PJM_ROM | NYISO_A-F | Internal | Winter | B17 | 100 | 2000 | 0 | 72.74 | 64.74 | 6 | 0
2015 | PJM_ROM_2_NYISO_A-F | PJM_ROM | NYISO_A-F | Internal | Winter | B18 | 400 | 2000 | 0 | 64.13 | 61.59 | 6 | 0
2015 | PJM_ROM_2_NYISO_A-F | PJM_ROM | NYISO_A-F | Internal | Winter | B19 | 700 | 2000 | 0 | 64.13 | 61.59 | 6 | 0
2015 | PJM_ROM_2_NYISO_A-F | PJM_ROM | NYISO_A-F | Internal | Winter | B20 | 935 | 2000 | 0 | 55.95 | 61.59 | 6 | 0
2015 | PJM_ROM_2_PJM_E | PJM_ROM | PJM_E | Internal | Shoulder | B11 | 25 | 8000 | 0 | 75.65 | 75.64 | 0.01 | 0
2015 | PJM_ROM_2_PJM_E | PJM_ROM | PJM_E | Internal | Shoulder | B12 | 200 | 8000 | 0 | 66.8 | 66.79 | 0.01 | 0
2015 | PJM_ROM_2_PJM_E | PJM_ROM | PJM_E | Internal | Shoulder | B13 | 600 | 8000 | 0 | 61.6 | 61.59 | 0.01 | 0
2015 | PJM_ROM_2_PJM_E | PJM_ROM | PJM_E | Internal | Shoulder | B14 | 900 | 8000 | 388.78 | 58.9 | 58.91 | 0.01 | 0
2015 | PJM_ROM_2_PJM_E | PJM_ROM | PJM_E | Internal | Shoulder | B15 | 1203 | 8000 | 249.82 | 54.98 | 54.99 | 0.01 | 0
2015 | PJM_ROM_2_PJM_E | PJM_ROM | PJM_E | Internal | Summer | B1 | 10 | 8000 | 1768.43 | 93.79 | 93.8 | 0.01 | 0
2015 | PJM_ROM_2_PJM_E | PJM_ROM | PJM_E | Internal | Summer | B2 | 25 | 8000 | 1010.72 | 90.27 | 90.28 | 0.01 | 0
2015 | PJM_ROM_2_PJM_E | PJM_ROM | PJM_E | Internal | Summer | B3 | 75 | 8000 | 0 | 89.53 | 89.51 | 0.01 | 0
2015 | PJM_ROM_2_PJM_E | PJM_ROM | PJM_E | Internal | Summer | B4 | 100 | 8000 | 0 | 84.77 | 84.75 | 0.01 | 0
2015 | PJM_ROM_2_PJM_E | PJM_ROM | PJM_E | Internal | Summer | B5 | 200 | 8000 | 0 | 77.03 | 77.01 | 0.01 | 0
2015 | PJM_ROM_2_PJM_E | PJM_ROM | PJM_E | Internal | Summer | B6 | 300 | 8000 | 0 | 66.59 | 66.58 | 0.01 | 0
2015 | PJM_ROM_2_PJM_E | PJM_ROM | PJM_E | Internal | Summer | B7 | 400 | 8000 | 1101.71 | 59.08 | 59.1 | 0.01 | 0
2015 | PJM_ROM_2_PJM_E | PJM_ROM | PJM_E | Internal | Summer | B8 | 500 | 8000 | 145.14 | 56.92 | 56.93 | 0.01 | 0
2015 | PJM_ROM_2_PJM_E | PJM_ROM | PJM_E | Internal | Summer | B9 | 800 | 8000 | 690.28 | 56.64 | 56.65 | 0.01 | 0
2015 | PJM_ROM_2_PJM_E | PJM_ROM | PJM_E | Internal | Summer | B10 | 1262 | 8000 | 0 | 52.35 | 52.33 | 0.01 | 0
2015 | PJM_ROM_2_PJM_E | PJM_ROM | PJM_E | Internal | Winter | B16 | 25 | 8000 | 0 | 78.78 | 78.77 | 0.01 | 0
2015 | PJM_ROM_2_PJM_E | PJM_ROM | PJM_E | Internal | Winter | B17 | 100 | 8000 | 0 | 72.74 | 72.73 | 0.01 | 0
2015 | PJM_ROM_2_PJM_E | PJM_ROM | PJM_E | Internal | Winter | B18 | 400 | 8000 | 2108.27 | 64.13 | 64.14 | 0.01 | 0
2015 | PJM_ROM_2_PJM_E | PJM_ROM | PJM_E | Internal | Winter | B19 | 700 | 8000 | 2769.19 | 64.13 | 64.14 | 0.01 | 0
2015 | PJM_ROM_2_PJM_E | PJM_ROM | PJM_E | Internal | Winter | B20 | 935 | 8000 | 1981.22 | 55.95 | 55.96 | 0.01 | 0
2015 | PJM_ROM_2_PJM_ROR | PJM_ROM | PJM_ROR | Internal | Shoulder | B11 | 25 | 8000 | 869.83 | 75.65 | 75.66 | 0.01 | 0
2015 | PJM_ROM_2_PJM_ROR | PJM_ROM | PJM_ROR | Internal | Shoulder | B12 | 200 | 8000 | 0 | 66.8 | 66.79 | 0.01 | 0
2015 | PJM_ROM_2_PJM_ROR | PJM_ROM | PJM_ROR | Internal | Shoulder | B13 | 600 | 8000 | 0 | 61.6 | 61.59 | 0.01 | 0
2015 | PJM_ROM_2_PJM_ROR | PJM_ROM | PJM_ROR | Internal | Shoulder | B14 | 900 | 8000 | 0 | 58.9 | 58.43 | 0.01 | 0
2015 | PJM_ROM_2_PJM_ROR | PJM_ROM | PJM_ROR | Internal | Shoulder | B15 | 1203 | 8000 | 0 | 54.98 | 54.97 | 0.01 | 0
2015 | PJM_ROM_2_PJM_ROR | PJM_ROM | PJM_ROR | Internal | Summer | B1 | 10 | 8000 | 0.01 | 93.79 | 93.77 | 0.01 | 0
2015 | PJM_ROM_2_PJM_ROR | PJM_ROM | PJM_ROR | Internal | Summer | B2 | 25 | 8000 | 0 | 90.27 | 90.26 | 0.01 | 0
2015 | PJM_ROM_2_PJM_ROR | PJM_ROM | PJM_ROR | Internal | Summer | B3 | 75 | 8000 | 0 | 89.53 | 89.51 | 0.01 | 0
2015 | PJM_ROM_2_PJM_ROR | PJM_ROM | PJM_ROR | Internal | Summer | B4 | 100 | 8000 | 0 | 84.77 | 84.75 | 0.01 | 0
2015 | PJM_ROM_2_PJM_ROR | PJM_ROM | PJM_ROR | Internal | Summer | B5 | 200 | 8000 | 0 | 77.03 | 77.01 | 0.01 | 0
2015 | PJM_ROM_2_PJM_ROR | PJM_ROM | PJM_ROR | Internal | Summer | B6 | 300 | 8000 | 0 | 66.59 | 66.58 | 0.01 | 0
2015 | PJM_ROM_2_PJM_ROR | PJM_ROM | PJM_ROR | Internal | Summer | B7 | 400 | 8000 | 0 | 59.08 | 59.07 | 0.01 | 0
2015 | PJM_ROM_2_PJM_ROR | PJM_ROM | PJM_ROR | Internal | Summer | B8 | 500 | 8000 | 0 | 56.92 | 56.4 | 0.01 | 0
2015 | PJM_ROM_2_PJM_ROR | PJM_ROM | PJM_ROR | Internal | Summer | B9 | 800 | 8000 | 0 | 56.64 | 54.11 | 0.01 | 0
2015 | PJM_ROM_2_PJM_ROR | PJM_ROM | PJM_ROR | Internal | Summer | B10 | 1262 | 8000 | 0 | 52.35 | 52.33 | 0.01 | 0
2015 | PJM_ROM_2_PJM_ROR | PJM_ROM | PJM_ROR | Internal | Winter | B16 | 25 | 8000 | 0 | 78.78 | 78.77 | 0.01 | 0
2015 | PJM_ROM_2_PJM_ROR | PJM_ROM | PJM_ROR | Internal | Winter | B17 | 100 | 8000 | 0 | 72.74 | 72.73 | 0.01 | 0
2015 | PJM_ROM_2_PJM_ROR | PJM_ROM | PJM_ROR | Internal | Winter | B18 | 400 | 8000 | 0 | 64.13 | 62.55 | 0.01 | 0
2015 | PJM_ROM_2_PJM_ROR | PJM_ROM | PJM_ROR | Internal | Winter | B19 | 700 | 8000 | 0 | 64.13 | 60 | 0.01 | 0
2015 | PJM_ROM_2_PJM_ROR | PJM_ROM | PJM_ROR | Internal | Winter | B20 | 935 | 8000 | 0 | 55.95 | 55.58 | 0.01 | 0
2015 | SOCO_2_ENT | SOCO | ENT | Internal | Shoulder | B11 | 25 | 2400 | 0 | 88.66 | 80.66 | 10 | 0
2015 | SOCO_2_ENT | SOCO | ENT | Internal | Shoulder | B12 | 200 | 2400 | 0 | 66.41 | 59.47 | 10 | 0
2015 | SOCO_2_ENT | SOCO | ENT | Internal | Shoulder | B13 | 600 | 2400 | 0 | 61.88 | 59.47 | 10 | 0
2015 | SOCO_2_ENT | SOCO | ENT | Internal | Shoulder | B14 | 900 | 2400 | 0 | 61.88 | 57.49 | 10 | 0
2015 | SOCO_2_ENT | SOCO | ENT | Internal | Shoulder | B15 | 1203 | 2400 | 0 | 59.72 | 57.49 | 10 | 0
2015 | SOCO_2_ENT | SOCO | ENT | Internal | Summer | B1 | 10 | 2400 | 0 | 99.77 | 91.77 | 10 | 0
2015 | SOCO_2_ENT | SOCO | ENT | Internal | Summer | B2 | 25 | 2400 | 0 | 97.87 | 89.87 | 10 | 0
2015 | SOCO_2_ENT | SOCO | ENT | Internal | Summer | B3 | 75 | 2400 | 0 | 97.87 | 89.87 | 10 | 0
2015 | SOCO_2_ENT | SOCO | ENT | Internal | Summer | B4 | 100 | 2400 | 0 | 97.87 | 88.79 | 10 | 0
2015 | SOCO_2_ENT | SOCO | ENT | Internal | Summer | B5 | 200 | 2400 | 0 | 91.64 | 83.07 | 10 | 0
2015 | SOCO_2_ENT | SOCO | ENT | Internal | Summer | B6 | 300 | 2400 | 0 | 79.58 | 67.59 | 10 | 0
2015 | SOCO_2_ENT | SOCO | ENT | Internal | Summer | B7 | 400 | 2400 | 0 | 72.07 | 58.69 | 10 | 0
2015 | SOCO_2_ENT | SOCO | ENT | Internal | Summer | B8 | 500 | 2400 | 0 | 66.69 | 58.69 | 10 | 0
2015 | SOCO_2_ENT | SOCO | ENT | Internal | Summer | B9 | 800 | 2400 | 0 | 60.67 | 56.32 | 10 | 0
2015 | SOCO_2_ENT | SOCO | ENT | Internal | Summer | B10 | 1262 | 2400 | 0 | 58.55 | 56.32 | 10 | 0
2015 | SOCO_2_ENT | SOCO | ENT | Internal | Winter | B16 | 25 | 2400 | 0 | 85.22 | 76.77 | 10 | 0
2015 | SOCO_2_ENT | SOCO | ENT | Internal | Winter | B17 | 100 | 2400 | 0 | 68.73 | 61.89 | 10 | 0
2015 | SOCO_2_ENT | SOCO | ENT | Internal | Winter | B18 | 400 | 2400 | 0 | 64.36 | 60.35 | 10 | 0
2015 | SOCO_2_ENT | SOCO | ENT | Internal | Winter | B19 | 700 | 2400 | 0 | 64.36 | 59.83 | 10 | 0
2015 | SOCO_2_ENT | SOCO | ENT | Internal | Winter | B20 | 935 | 2400 | 0 | 62.11 | 59.83 | 10 | 0
2015 | SOCO_2_FRCC | SOCO | FRCC | Internal | Shoulder | B11 | 25 | 3700 | 3488.21 | 88.66 | 98.66 | 10 | 0
2015 | SOCO_2_FRCC | SOCO | FRCC | Internal | Shoulder | B12 | 200 | 3700 | 0 | 66.41 | 66.91 | 10 | 0
2015 | SOCO_2_FRCC | SOCO | FRCC | Internal | Shoulder | B13 | 600 | 3700 | 0 | 61.88 | 65.53 | 10 | 0
2015 | SOCO_2_FRCC | SOCO | FRCC | Internal | Shoulder | B14 | 900 | 3700 | 0 | 61.88 | 64.13 | 10 | 0
2015 | SOCO_2_FRCC | SOCO | FRCC | Internal | Shoulder | B15 | 1203 | 3700 | 0 | 59.72 | 64.13 | 10 | 0
2015 | SOCO_2_FRCC | SOCO | FRCC | Internal | Summer | B1 | 10 | 3700 | 0 | 99.77 | 103.87 | 10 | 0
2015 | SOCO_2_FRCC | SOCO | FRCC | Internal | Summer | B2 | 25 | 3700 | 0 | 97.87 | 103.87 | 10 | 0
2015 | SOCO_2_FRCC | SOCO | FRCC | Internal | Summer | B3 | 75 | 3700 | 0 | 97.87 | 103.87 | 10 | 0
2015 | SOCO_2_FRCC | SOCO | FRCC | Internal | Summer | B4 | 100 | 3700 | 0 | 97.87 | 103.87 | 10 | 0
2015 | SOCO_2_FRCC | SOCO | FRCC | Internal | Summer | B5 | 200 | 3700 | 2341.93 | 91.64 | 101.64 | 10 | 0
2015 | SOCO_2_FRCC | SOCO | FRCC | Internal | Summer | B6 | 300 | 3700 | 828.58 | 79.58 | 89.58 | 10 | 0
2015 | SOCO_2_FRCC | SOCO | FRCC | Internal | Summer | B7 | 400 | 3700 | 0 | 72.07 | 75.5 | 10 | 0
2015 | SOCO_2_FRCC | SOCO | FRCC | Internal | Summer | B8 | 500 | 3700 | 0 | 66.69 | 66.21 | 10 | 0
2015 | SOCO_2_FRCC | SOCO | FRCC | Internal | Summer | B9 | 800 | 3700 | 0 | 60.67 | 63.46 | 10 | 0
2015 | SOCO_2_FRCC | SOCO | FRCC | Internal | Summer | B10 | 1262 | 3700 | 0 | 58.55 | 63.46 | 10 | 0
2015 | SOCO_2_FRCC | SOCO | FRCC | Internal | Winter | B16 | 25 | 3700 | 130.95 | 85.22 | 95.22 | 10 | 0
2015 | SOCO_2_FRCC | SOCO | FRCC | Internal | Winter | B17 | 100 | 3700 | 0 | 68.73 | 69.02 | 10 | 0
2015 | SOCO_2_FRCC | SOCO | FRCC | Internal | Winter | B18 | 400 | 3700 | 0 | 64.36 | 66.15 | 10 | 0
2015 | SOCO_2_FRCC | SOCO | FRCC | Internal | Winter | B19 | 700 | 3700 | 0 | 64.36 | 66.15 | 10 | 0
2015 | SOCO_2_FRCC | SOCO | FRCC | Internal | Winter | B20 | 935 | 3700 | 0 | 62.11 | 66.15 | 10 | 0
2015 | SOCO_2_TVA_Transmission | SOCO | TVA_Transmission | Internal | Shoulder | B11 | 25 | 2600 | 0 | 88.66 | 81.66 | 10 | 0
2015 | SOCO_2_TVA_Transmission | SOCO | TVA_Transmission | Internal | Shoulder | B12 | 200 | 2600 | 0 | 66.41 | 66 | 10 | 0
2015 | SOCO_2_TVA_Transmission | SOCO | TVA_Transmission | Internal | Shoulder | B13 | 600 | 2600 | 0 | 61.88 | 63.8 | 10 | 0
2015 | SOCO_2_TVA_Transmission | SOCO | TVA_Transmission | Internal | Shoulder | B14 | 900 | 2600 | 0 | 61.88 | 62.44 | 10 | 0
2015 | SOCO_2_TVA_Transmission | SOCO | TVA_Transmission | Internal | Shoulder | B15 | 1203 | 2600 | 0 | 59.72 | 60.97 | 10 | 0
2015 | SOCO_2_TVA_Transmission | SOCO | TVA_Transmission | Internal | Summer | B1 | 10 | 2600 | 0 | 99.77 | 99.77 | 10 | 0
2015 | SOCO_2_TVA_Transmission | SOCO | TVA_Transmission | Internal | Summer | B2 | 25 | 2600 | 0 | 97.87 | 96.74 | 10 | 0
2015 | SOCO_2_TVA_Transmission | SOCO | TVA_Transmission | Internal | Summer | B3 | 75 | 2600 | 0 | 97.87 | 95.51 | 10 | 0
2015 | SOCO_2_TVA_Transmission | SOCO | TVA_Transmission | Internal | Summer | B4 | 100 | 2600 | 0 | 97.87 | 90.75 | 10 | 0
2015 | SOCO_2_TVA_Transmission | SOCO | TVA_Transmission | Internal | Summer | B5 | 200 | 2600 | 0 | 91.64 | 82.85 | 10 | 0
2015 | SOCO_2_TVA_Transmission | SOCO | TVA_Transmission | Internal | Summer | B6 | 300 | 2600 | 0 | 79.58 | 71.07 | 10 | 0
2015 | SOCO_2_TVA_Transmission | SOCO | TVA_Transmission | Internal | Summer | B7 | 400 | 2600 | 0 | 72.07 | 63.6 | 10 | 0
2015 | SOCO_2_TVA_Transmission | SOCO | TVA_Transmission | Internal | Summer | B8 | 500 | 2600 | 0 | 66.69 | 61.12 | 10 | 0
2015 | SOCO_2_TVA_Transmission | SOCO | TVA_Transmission | Internal | Summer | B9 | 800 | 2600 | 0 | 60.67 | 60.11 | 10 | 0
2015 | SOCO_2_TVA_Transmission | SOCO | TVA_Transmission | Internal | Summer | B10 | 1262 | 2600 | 0 | 58.55 | 58.13 | 10 | 0
2015 | SOCO_2_TVA_Transmission | SOCO | TVA_Transmission | Internal | Winter | B16 | 25 | 2600 | 0 | 85.22 | 84.77 | 10 | 0
2015 | SOCO_2_TVA_Transmission | SOCO | TVA_Transmission | Internal | Winter | B17 | 100 | 2600 | 0 | 68.73 | 69.84 | 10 | 0
2015 | SOCO_2_TVA_Transmission | SOCO | TVA_Transmission | Internal | Winter | B18 | 400 | 2600 | 0 | 64.36 | 64.88 | 10 | 0
2015 | SOCO_2_TVA_Transmission | SOCO | TVA_Transmission | Internal | Winter | B19 | 700 | 2600 | 0 | 64.36 | 63.37 | 10 | 0
2015 | SOCO_2_TVA_Transmission | SOCO | TVA_Transmission | Internal | Winter | B20 | 935 | 2600 | 0 | 62.11 | 61.58 | 10 | 0
2015 | SOCO_2_VACAR | SOCO | VACAR | Internal | Shoulder | B11 | 25 | 2000 | 0 | 88.66 | 81.66 | 10 | 0
2015 | SOCO_2_VACAR | SOCO | VACAR | Internal | Shoulder | B12 | 200 | 2000 | 0 | 66.41 | 66.56 | 10 | 0
2015 | SOCO_2_VACAR | SOCO | VACAR | Internal | Shoulder | B13 | 600 | 2000 | 0 | 61.88 | 64.53 | 10 | 0
2015 | SOCO_2_VACAR | SOCO | VACAR | Internal | Shoulder | B14 | 900 | 2000 | 0 | 61.88 | 64.13 | 10 | 0
2015 | SOCO_2_VACAR | SOCO | VACAR | Internal | Shoulder | B15 | 1203 | 2000 | 0 | 59.72 | 60.97 | 10 | 0
2015 | SOCO_2_VACAR | SOCO | VACAR | Internal | Summer | B1 | 10 | 2000 | 0 | 99.77 | 100.71 | 10 | 0
2015 | SOCO_2_VACAR | SOCO | VACAR | Internal | Summer | B2 | 25 | 2000 | 0 | 97.87 | 100.71 | 10 | 0
2015 | SOCO_2_VACAR | SOCO | VACAR | Internal | Summer | B3 | 75 | 2000 | 0 | 97.87 | 100.71 | 10 | 0
2015 | SOCO_2_VACAR | SOCO | VACAR | Internal | Summer | B4 | 100 | 2000 | 0 | 97.87 | 90.87 | 10 | 0
2015 | SOCO_2_VACAR | SOCO | VACAR | Internal | Summer | B5 | 200 | 2000 | 0 | 91.64 | 84.64 | 10 | 0
2015 | SOCO_2_VACAR | SOCO | VACAR | Internal | Summer | B6 | 300 | 2000 | 0 | 79.58 | 72.58 | 10 | 0
2015 | SOCO_2_VACAR | SOCO | VACAR | Internal | Summer | B7 | 400 | 2000 | 0 | 72.07 | 65.07 | 10 | 0
2015 | SOCO_2_VACAR | SOCO | VACAR | Internal | Summer | B8 | 500 | 2000 | 0 | 66.69 | 62.4 | 10 | 0
2015 | SOCO_2_VACAR | SOCO | VACAR | Internal | Summer | B9 | 800 | 2000 | 0 | 60.67 | 61.05 | 10 | 0
2015 | SOCO_2_VACAR | SOCO | VACAR | Internal | Summer | B10 | 1262 | 2000 | 0 | 58.55 | 58.33 | 10 | 0
2015 | SOCO_2_VACAR | SOCO | VACAR | Internal | Winter | B16 | 25 | 2000 | 0 | 85.22 | 93.77 | 10 | 0
2015 | SOCO_2_VACAR | SOCO | VACAR | Internal | Winter | B17 | 100 | 2000 | 575.81 | 68.73 | 78.73 | 10 | 0
2015 | SOCO_2_VACAR | SOCO | VACAR | Internal | Winter | B18 | 400 | 2000 | 0 | 64.36 | 66.87 | 10 | 0
2015 | SOCO_2_VACAR | SOCO | VACAR | Internal | Winter | B19 | 700 | 2000 | 0 | 64.36 | 66 | 10 | 0
2015 | SOCO_2_VACAR | SOCO | VACAR | Internal | Winter | B20 | 935 | 2000 | 0 | 62.11 | 61.58 | 10 | 0
2015 | SPP_N_2_ENT | SPP_N | ENT | Internal | Shoulder | B11 | 25 | 1800 | 0 | 83.06 | 80.66 | 5 | 0
2015 | SPP_N_2_ENT | SPP_N | ENT | Internal | Shoulder | B12 | 200 | 1800 | 0 | 60.03 | 59.47 | 5 | 0
2015 | SPP_N_2_ENT | SPP_N | ENT | Internal | Shoulder | B13 | 600 | 1800 | 0 | 59.43 | 59.47 | 5 | 0
2015 | SPP_N_2_ENT | SPP_N | ENT | Internal | Shoulder | B14 | 900 | 1800 | 0 | 57.38 | 57.49 | 5 | 0
2015 | SPP_N_2_ENT | SPP_N | ENT | Internal | Shoulder | B15 | 1203 | 1800 | 0 | 57.38 | 57.49 | 5 | 0
2015 | SPP_N_2_ENT | SPP_N | ENT | Internal | Summer | B1 | 10 | 1800 | 0 | 92.6 | 91.77 | 5 | 0
2015 | SPP_N_2_ENT | SPP_N | ENT | Internal | Summer | B2 | 25 | 1800 | 0 | 92.1 | 89.87 | 5 | 0
2015 | SPP_N_2_ENT | SPP_N | ENT | Internal | Summer | B3 | 75 | 1800 | 0 | 91.39 | 89.87 | 5 | 0
2015 | SPP_N_2_ENT | SPP_N | ENT | Internal | Summer | B4 | 100 | 1800 | 0 | 86.74 | 88.79 | 5 | 0
2015 | SPP_N_2_ENT | SPP_N | ENT | Internal | Summer | B5 | 200 | 1800 | 0 | 81.21 | 83.07 | 5 | 0
2015 | SPP_N_2_ENT | SPP_N | ENT | Internal | Summer | B6 | 300 | 1800 | 0 | 75.58 | 67.59 | 5 | 0
2015 | SPP_N_2_ENT | SPP_N | ENT | Internal | Summer | B7 | 400 | 1800 | 0 | 64.06 | 58.69 | 5 | 0
2015 | SPP_N_2_ENT | SPP_N | ENT | Internal | Summer | B8 | 500 | 1800 | 0 | 58.7 | 58.69 | 5 | 0
2015 | SPP_N_2_ENT | SPP_N | ENT | Internal | Summer | B9 | 800 | 1800 | 0 | 56.11 | 56.32 | 5 | 0
2015 | SPP_N_2_ENT | SPP_N | ENT | Internal | Summer | B10 | 1262 | 1800 | 0 | 54.59 | 56.32 | 5 | 0
2015 | SPP_N_2_ENT | SPP_N | ENT | Internal | Winter | B16 | 25 | 1800 | 0 | 72.88 | 76.77 | 5 | 0
2015 | SPP_N_2_ENT | SPP_N | ENT | Internal | Winter | B17 | 100 | 1800 | 0 | 60.8 | 61.89 | 5 | 0
2015 | SPP_N_2_ENT | SPP_N | ENT | Internal | Winter | B18 | 400 | 1800 | 0 | 59.86 | 60.35 | 5 | 0
2015 | SPP_N_2_ENT | SPP_N | ENT | Internal | Winter | B19 | 700 | 1800 | 0 | 59.84 | 59.83 | 5 | 0
2015 | SPP_N_2_ENT | SPP_N | ENT | Internal | Winter | B20 | 935 | 1800 | 0 | 56.38 | 59.83 | 5 | 0
2015 | SPP_N_2_MISO_MO-IL | SPP_N | MISO_MO-IL | Internal | Shoulder | B11 | 25 | 2000 | 0 | 83.06 | 77.66 | 5 | 0
2015 | SPP_N_2_MISO_MO-IL | SPP_N | MISO_MO-IL | Internal | Shoulder | B12 | 200 | 2000 | 49.84 | 60.03 | 65.03 | 5 | 0
2015 | SPP_N_2_MISO_MO-IL | SPP_N | MISO_MO-IL | Internal | Shoulder | B13 | 600 | 2000 | 0 | 59.43 | 59.6 | 5 | 0
2015 | SPP_N_2_MISO_MO-IL | SPP_N | MISO_MO-IL | Internal | Shoulder | B14 | 900 | 2000 | 0 | 57.38 | 56.43 | 5 | 0
2015 | SPP_N_2_MISO_MO-IL | SPP_N | MISO_MO-IL | Internal | Shoulder | B15 | 1203 | 2000 | 0 | 57.38 | 54.1 | 5 | 0
2015 | SPP_N_2_MISO_MO-IL | SPP_N | MISO_MO-IL | Internal | Summer | B1 | 10 | 2000 | 0 | 92.6 | 91.77 | 5 | 0
2015 | SPP_N_2_MISO_MO-IL | SPP_N | MISO_MO-IL | Internal | Summer | B2 | 25 | 2000 | 0 | 92.1 | 88.74 | 5 | 0
2015 | SPP_N_2_MISO_MO-IL | SPP_N | MISO_MO-IL | Internal | Summer | B3 | 75 | 2000 | 0 | 91.39 | 88.74 | 5 | 0
2015 | SPP_N_2_MISO_MO-IL | SPP_N | MISO_MO-IL | Internal | Summer | B4 | 100 | 2000 | 0 | 86.74 | 86.74 | 5 | 0
2015 | SPP_N_2_MISO_MO-IL | SPP_N | MISO_MO-IL | Internal | Summer | B5 | 200 | 2000 | 0 | 81.21 | 75.07 | 5 | 0
2015 | SPP_N_2_MISO_MO-IL | SPP_N | MISO_MO-IL | Internal | Summer | B6 | 300 | 2000 | 0 | 75.58 | 68.57 | 5 | 0
2015 | SPP_N_2_MISO_MO-IL | SPP_N | MISO_MO-IL | Internal | Summer | B7 | 400 | 2000 | 0 | 64.06 | 57.07 | 5 | 0
2015 | SPP_N_2_MISO_MO-IL | SPP_N | MISO_MO-IL | Internal | Summer | B8 | 500 | 2000 | 0 | 58.7 | 54.39 | 5 | 0
2015 | SPP_N_2_MISO_MO-IL | SPP_N | MISO_MO-IL | Internal | Summer | B9 | 800 | 2000 | 0 | 56.11 | 53 | 5 | 0
2015 | SPP_N_2_MISO_MO-IL | SPP_N | MISO_MO-IL | Internal | Summer | B10 | 1262 | 2000 | 0 | 54.59 | 52.02 | 5 | 0
2015 | SPP_N_2_MISO_MO-IL | SPP_N | MISO_MO-IL | Internal | Winter | B16 | 25 | 2000 | 0 | 72.88 | 76.77 | 5 | 0
2015 | SPP_N_2_MISO_MO-IL | SPP_N | MISO_MO-IL | Internal | Winter | B17 | 100 | 2000 | 0 | 60.8 | 65.1 | 5 | 0
2015 | SPP_N_2_MISO_MO-IL | SPP_N | MISO_MO-IL | Internal | Winter | B18 | 400 | 2000 | 0 | 59.86 | 60.54 | 5 | 0
2015 | SPP_N_2_MISO_MO-IL | SPP_N | MISO_MO-IL | Internal | Winter | B19 | 700 | 2000 | 0 | 59.84 | 57.99 | 5 | 0
2015 | SPP_N_2_MISO_MO-IL | SPP_N | MISO_MO-IL | Internal | Winter | B20 | 935 | 2000 | 0 | 56.38 | 53.58 | 5 | 0
2015 | SPP_N_2_MISO_W | SPP_N | MISO_W | Internal | Shoulder | B11 | 25 | 750 | 0 | 83.06 | 77.65 | 5 | 0
2015 | SPP_N_2_MISO_W | SPP_N | MISO_W | Internal | Shoulder | B12 | 200 | 750 | 0 | 60.03 | 65.02 | 5 | 0
2015 | SPP_N_2_MISO_W | SPP_N | MISO_W | Internal | Shoulder | B13 | 600 | 750 | 0 | 59.43 | 59.59 | 5 | 0
2015 | SPP_N_2_MISO_W | SPP_N | MISO_W | Internal | Shoulder | B14 | 900 | 750 | 0 | 57.38 | 56.42 | 5 | 0
2015 | SPP_N_2_MISO_W | SPP_N | MISO_W | Internal | Shoulder | B15 | 1203 | 750 | 0 | 57.38 | 54.11 | 5 | 0
2015 | SPP_N_2_MISO_W | SPP_N | MISO_W | Internal | Summer | B1 | 10 | 750 | 0 | 92.6 | 91.76 | 5 | 0
2015 | SPP_N_2_MISO_W | SPP_N | MISO_W | Internal | Summer | B2 | 25 | 750 | 0 | 92.1 | 88.73 | 5 | 0
2015 | SPP_N_2_MISO_W | SPP_N | MISO_W | Internal | Summer | B3 | 75 | 750 | 0 | 91.39 | 88.73 | 5 | 0
2015 | SPP_N_2_MISO_W | SPP_N | MISO_W | Internal | Summer | B4 | 100 | 750 | 0 | 86.74 | 86.73 | 5 | 0
2015 | SPP_N_2_MISO_W | SPP_N | MISO_W | Internal | Summer | B5 | 200 | 750 | 0 | 81.21 | 75.06 | 5 | 0
2015 | SPP_N_2_MISO_W | SPP_N | MISO_W | Internal | Summer | B6 | 300 | 750 | 0 | 75.58 | 68.58 | 5 | 0
2015 | SPP_N_2_MISO_W | SPP_N | MISO_W | Internal | Summer | B7 | 400 | 750 | 0 | 64.06 | 57.06 | 5 | 0
2015 | SPP_N_2_MISO_W | SPP_N | MISO_W | Internal | Summer | B8 | 500 | 750 | 0 | 58.7 | 54.37 | 5 | 0
2015 | SPP_N_2_MISO_W | SPP_N | MISO_W | Internal | Summer | B9 | 800 | 750 | 0 | 56.11 | 52.99 | 5 | 0
2015 | SPP_N_2_MISO_W | SPP_N | MISO_W | Internal | Summer | B10 | 1262 | 750 | 0 | 54.59 | 52.01 | 5 | 0
2015 | SPP_N_2_MISO_W | SPP_N | MISO_W | Internal | Winter | B16 | 25 | 750 | 0 | 72.88 | 76.76 | 5 | 0
2015 | SPP_N_2_MISO_W | SPP_N | MISO_W | Internal | Winter | B17 | 100 | 750 | 0 | 60.8 | 65.09 | 5 | 0
2015 | SPP_N_2_MISO_W | SPP_N | MISO_W | Internal | Winter | B18 | 400 | 750 | 0 | 59.86 | 60.53 | 5 | 0
2015 | SPP_N_2_MISO_W | SPP_N | MISO_W | Internal | Winter | B19 | 700 | 750 | 0 | 59.84 | 58 | 5 | 0
2015 | SPP_N_2_MISO_W | SPP_N | MISO_W | Internal | Winter | B20 | 935 | 750 | 0 | 56.38 | 53.58 | 5 | 0
2015 | SPP_N_2_NE | SPP_N | NE | Internal | Shoulder | B11 | 25 | 332 | 0 | 83.06 | 80.87 | 0.01 | 0
2015 | SPP_N_2_NE | SPP_N | NE | Internal | Shoulder | B12 | 200 | 332 | 0 | 60.03 | 60.02 | 0.01 | 0
2015 | SPP_N_2_NE | SPP_N | NE | Internal | Shoulder | B13 | 600 | 332 | 0 | 59.43 | 59.41 | 0.01 | 0
2015 | SPP_N_2_NE | SPP_N | NE | Internal | Shoulder | B14 | 900 | 332 | 0 | 57.38 | 57.37 | 0.01 | 0
2015 | SPP_N_2_NE | SPP_N | NE | Internal | Shoulder | B15 | 1203 | 332 | 0 | 57.38 | 57.37 | 0.01 | 0
2015 | SPP_N_2_NE | SPP_N | NE | Internal | Summer | B1 | 10 | 332 | 0 | 92.6 | 91.76 | 0.01 | 0
2015 | SPP_N_2_NE | SPP_N | NE | Internal | Summer | B2 | 25 | 332 | 0 | 92.1 | 91.38 | 0.01 | 0
2015 | SPP_N_2_NE | SPP_N | NE | Internal | Summer | B3 | 75 | 332 | 0 | 91.39 | 91.38 | 0.01 | 0
2015 | SPP_N_2_NE | SPP_N | NE | Internal | Summer | B4 | 100 | 332 | 0 | 86.74 | 86.73 | 0.01 | 0
2015 | SPP_N_2_NE | SPP_N | NE | Internal | Summer | B5 | 200 | 332 | 0 | 81.21 | 81.19 | 0.01 | 0
2015 | SPP_N_2_NE | SPP_N | NE | Internal | Summer | B6 | 300 | 332 | 0 | 75.58 | 68.58 | 0.01 | 0
2015 | SPP_N_2_NE | SPP_N | NE | Internal | Summer | B7 | 400 | 332 | 0 | 64.06 | 59.9 | 0.01 | 0
2015 | SPP_N_2_NE | SPP_N | NE | Internal | Summer | B8 | 500 | 332 | 0 | 58.7 | 58.69 | 0.01 | 0
2015 | SPP_N_2_NE | SPP_N | NE | Internal | Summer | B9 | 800 | 332 | 0 | 56.11 | 56.1 | 0.01 | 0
2015 | SPP_N_2_NE | SPP_N | NE | Internal | Summer | B10 | 1262 | 332 | 0 | 54.59 | 54.27 | 0.01 | 0
2015 | SPP_N_2_NE | SPP_N | NE | Internal | Winter | B16 | 25 | 332 | 0 | 72.88 | 72.86 | 0.01 | 0
2015 | SPP_N_2_NE | SPP_N | NE | Internal | Winter | B17 | 100 | 332 | 0 | 60.8 | 60.79 | 0.01 | 0
2015 | SPP_N_2_NE | SPP_N | NE | Internal | Winter | B18 | 400 | 332 | 0 | 59.86 | 59.85 | 0.01 | 0
2015 | SPP_N_2_NE | SPP_N | NE | Internal | Winter | B19 | 700 | 332 | 0 | 59.84 | 59.83 | 0.01 | 0
2015 | SPP_N_2_NE | SPP_N | NE | Internal | Winter | B20 | 935 | 332 | 0 | 56.38 | 55.54 | 0.01 | 0
2015 | SPP_N_2_SPP_S | SPP_N | SPP_S | Internal | Shoulder | B11 | 25 | 4000 | 0 | 83.06 | 83.05 | 0.01 | 0
2015 | SPP_N_2_SPP_S | SPP_N | SPP_S | Internal | Shoulder | B12 | 200 | 4000 | 151.2 | 60.03 | 60.04 | 0.01 | 0
2015 | SPP_N_2_SPP_S | SPP_N | SPP_S | Internal | Shoulder | B13 | 600 | 4000 | 923.18 | 59.43 | 59.44 | 0.01 | 0
2015 | SPP_N_2_SPP_S | SPP_N | SPP_S | Internal | Shoulder | B14 | 900 | 4000 | 423.3 | 57.38 | 57.39 | 0.01 | 0
2015 | SPP_N_2_SPP_S | SPP_N | SPP_S | Internal | Shoulder | B15 | 1203 | 4000 | 2232.23 | 57.38 | 57.39 | 0.01 | 0
2015 | SPP_N_2_SPP_S | SPP_N | SPP_S | Internal | Summer | B1 | 10 | 4000 | 0 | 92.6 | 90.44 | 0.01 | 0
2015 | SPP_N_2_SPP_S | SPP_N | SPP_S | Internal | Summer | B2 | 25 | 4000 | 0 | 92.1 | 90.44 | 0.01 | 0
2015 | SPP_N_2_SPP_S | SPP_N | SPP_S | Internal | Summer | B3 | 75 | 4000 | 0 | 91.39 | 90.43 | 0.01 | 0
2015 | SPP_N_2_SPP_S | SPP_N | SPP_S | Internal | Summer | B4 | 100 | 4000 | 0 | 86.74 | 83.79 | 0.01 | 0
2015 | SPP_N_2_SPP_S | SPP_N | SPP_S | Internal | Summer | B5 | 200 | 4000 | 0 | 81.21 | 81.19 | 0.01 | 0
2015 | SPP_N_2_SPP_S | SPP_N | SPP_S | Internal | Summer | B6 | 300 | 4000 | 3045.59 | 75.58 | 75.59 | 0.01 | 0
2015 | SPP_N_2_SPP_S | SPP_N | SPP_S | Internal | Summer | B7 | 400 | 4000 | 2106.35 | 64.06 | 64.07 | 0.01 | 0
2015 | SPP_N_2_SPP_S | SPP_N | SPP_S | Internal | Summer | B8 | 500 | 4000 | 2146.67 | 58.7 | 58.71 | 0.01 | 0
2015 | SPP_N_2_SPP_S | SPP_N | SPP_S | Internal | Summer | B9 | 800 | 4000 | 2033.05 | 56.11 | 56.13 | 0.01 | 0
2015 | SPP_N_2_SPP_S | SPP_N | SPP_S | Internal | Summer | B10 | 1262 | 4000 | 4000 | 54.59 | 56 | 0.01 | 1.4
2015 | SPP_N_2_SPP_S | SPP_N | SPP_S | Internal | Winter | B16 | 25 | 4000 | 1151.78 | 72.88 | 72.89 | 0.01 | 0
2015 | SPP_N_2_SPP_S | SPP_N | SPP_S | Internal | Winter | B17 | 100 | 4000 | 2184.4 | 60.8 | 60.81 | 0.01 | 0
2015 | SPP_N_2_SPP_S | SPP_N | SPP_S | Internal | Winter | B18 | 400 | 4000 | 2310.2 | 59.86 | 59.87 | 0.01 | 0
2015 | SPP_N_2_SPP_S | SPP_N | SPP_S | Internal | Winter | B19 | 700 | 4000 | 2557.97 | 59.84 | 59.85 | 0.01 | 0
2015 | SPP_N_2_SPP_S | SPP_N | SPP_S | Internal | Winter | B20 | 935 | 4000 | 4000 | 56.38 | 59.74 | 0.01 | 3.34
2015 | SPP_S_2_ENT | SPP_S | ENT | Internal | Shoulder | B11 | 25 | 850 | 0 | 83.05 | 80.66 | 5 | 0
2015 | SPP_S_2_ENT | SPP_S | ENT | Internal | Shoulder | B12 | 200 | 850 | 0 | 60.04 | 59.47 | 5 | 0
2015 | SPP_S_2_ENT | SPP_S | ENT | Internal | Shoulder | B13 | 600 | 850 | 0 | 59.44 | 59.47 | 5 | 0
2015 | SPP_S_2_ENT | SPP_S | ENT | Internal | Shoulder | B14 | 900 | 850 | 0 | 57.39 | 57.49 | 5 | 0
2015 | SPP_S_2_ENT | SPP_S | ENT | Internal | Shoulder | B15 | 1203 | 850 | 0 | 57.39 | 57.49 | 5 | 0
2015 | SPP_S_2_ENT | SPP_S | ENT | Internal | Summer | B1 | 10 | 850 | 0 | 90.44 | 91.77 | 5 | 0
2015 | SPP_S_2_ENT | SPP_S | ENT | Internal | Summer | B2 | 25 | 850 | 0 | 90.44 | 89.87 | 5 | 0
2015 | SPP_S_2_ENT | SPP_S | ENT | Internal | Summer | B3 | 75 | 850 | 0 | 90.43 | 89.87 | 5 | 0
2015 | SPP_S_2_ENT | SPP_S | ENT | Internal | Summer | B4 | 100 | 850 | 158.58 | 83.79 | 88.79 | 5 | 0
2015 | SPP_S_2_ENT | SPP_S | ENT | Internal | Summer | B5 | 200 | 850 | 0 | 81.19 | 83.07 | 5 | 0
2015 | SPP_S_2_ENT | SPP_S | ENT | Internal | Summer | B6 | 300 | 850 | 0 | 75.59 | 67.59 | 5 | 0
2015 | SPP_S_2_ENT | SPP_S | ENT | Internal | Summer | B7 | 400 | 850 | 0 | 64.07 | 58.69 | 5 | 0
2015 | SPP_S_2_ENT | SPP_S | ENT | Internal | Summer | B8 | 500 | 850 | 0 | 58.71 | 58.69 | 5 | 0
2015 | SPP_S_2_ENT | SPP_S | ENT | Internal | Summer | B9 | 800 | 850 | 0 | 56.13 | 56.32 | 5 | 0
2015 | SPP_S_2_ENT | SPP_S | ENT | Internal | Summer | B10 | 1262 | 850 | 0 | 56 | 56.32 | 5 | 0
2015 | SPP_S_2_ENT | SPP_S | ENT | Internal | Winter | B16 | 25 | 850 | 0 | 72.89 | 76.77 | 5 | 0
2015 | SPP_S_2_ENT | SPP_S | ENT | Internal | Winter | B17 | 100 | 850 | 0 | 60.81 | 61.89 | 5 | 0
2015 | SPP_S_2_ENT | SPP_S | ENT | Internal | Winter | B18 | 400 | 850 | 0 | 59.87 | 60.35 | 5 | 0
2015 | SPP_S_2_ENT | SPP_S | ENT | Internal | Winter | B19 | 700 | 850 | 0 | 59.85 | 59.83 | 5 | 0
2015 | SPP_S_2_ENT | SPP_S | ENT | Internal | Winter | B20 | 935 | 850 | 0 | 59.74 | 59.83 | 5 | 0
2015 | SPP_S_2_SPP_N | SPP_S | SPP_N | Internal | Shoulder | B11 | 25 | 640 | 472.96 | 83.05 | 83.06 | 0.01 | 0
2015 | SPP_S_2_SPP_N | SPP_S | SPP_N | Internal | Shoulder | B12 | 200 | 640 | 0 | 60.04 | 60.03 | 0.01 | 0
2015 | SPP_S_2_SPP_N | SPP_S | SPP_N | Internal | Shoulder | B13 | 600 | 640 | 0 | 59.44 | 59.43 | 0.01 | 0
2015 | SPP_S_2_SPP_N | SPP_S | SPP_N | Internal | Shoulder | B14 | 900 | 640 | 0 | 57.39 | 57.38 | 0.01 | 0
2015 | SPP_S_2_SPP_N | SPP_S | SPP_N | Internal | Shoulder | B15 | 1203 | 640 | 0 | 57.39 | 57.38 | 0.01 | 0
2015 | SPP_S_2_SPP_N | SPP_S | SPP_N | Internal | Summer | B1 | 10 | 640 | 640 | 90.44 | 92.6 | 0.01 | 2.15
2015 | SPP_S_2_SPP_N | SPP_S | SPP_N | Internal | Summer | B2 | 25 | 640 | 640 | 90.44 | 92.1 | 0.01 | 1.65
2015 | SPP_S_2_SPP_N | SPP_S | SPP_N | Internal | Summer | B3 | 75 | 640 | 640 | 90.43 | 91.39 | 0.01 | 0.95
2015 | SPP_S_2_SPP_N | SPP_S | SPP_N | Internal | Summer | B4 | 100 | 640 | 640 | 83.79 | 86.74 | 0.01 | 2.94
2015 | SPP_S_2_SPP_N | SPP_S | SPP_N | Internal | Summer | B5 | 200 | 640 | 335.14 | 81.19 | 81.21 | 0.01 | 0
2015 | SPP_S_2_SPP_N | SPP_S | SPP_N | Internal | Summer | B6 | 300 | 640 | 0 | 75.59 | 75.58 | 0.01 | 0
2015 | SPP_S_2_SPP_N | SPP_S | SPP_N | Internal | Summer | B7 | 400 | 640 | 0 | 64.07 | 64.06 | 0.01 | 0
2015 | SPP_S_2_SPP_N | SPP_S | SPP_N | Internal | Summer | B8 | 500 | 640 | 0 | 58.71 | 58.7 | 0.01 | 0
2015 | SPP_S_2_SPP_N | SPP_S | SPP_N | Internal | Summer | B9 | 800 | 640 | 0 | 56.13 | 56.11 | 0.01 | 0
2015 | SPP_S_2_SPP_N | SPP_S | SPP_N | Internal | Summer | B10 | 1262 | 640 | 0 | 56 | 54.59 | 0.01 | 0
2015 | SPP_S_2_SPP_N | SPP_S | SPP_N | Internal | Winter | B16 | 25 | 640 | 0 | 72.89 | 72.88 | 0.01 | 0
2015 | SPP_S_2_SPP_N | SPP_S | SPP_N | Internal | Winter | B17 | 100 | 640 | 0 | 60.81 | 60.8 | 0.01 | 0
2015 | SPP_S_2_SPP_N | SPP_S | SPP_N | Internal | Winter | B18 | 400 | 640 | 0 | 59.87 | 59.86 | 0.01 | 0
2015 | SPP_S_2_SPP_N | SPP_S | SPP_N | Internal | Winter | B19 | 700 | 640 | 0 | 59.85 | 59.84 | 0.01 | 0
2015 | SPP_S_2_SPP_N | SPP_S | SPP_N | Internal | Winter | B20 | 935 | 640 | 0 | 59.74 | 56.38 | 0.01 | 0
2015 | TVA_2_ENT | TVA | ENT | Internal | Shoulder | B11 | 25 | 500 | 0 | 81.68 | 80.66 | 9 | 0
2015 | TVA_2_ENT | TVA | ENT | Internal | Shoulder | B12 | 200 | 500 | 0 | 61.77 | 59.47 | 9 | 0
2015 | TVA_2_ENT | TVA | ENT | Internal | Shoulder | B13 | 600 | 500 | 0 | 61.77 | 59.47 | 9 | 0
2015 | TVA_2_ENT | TVA | ENT | Internal | Shoulder | B14 | 900 | 500 | 0 | 61.77 | 57.49 | 9 | 0
2015 | TVA_2_ENT | TVA | ENT | Internal | Shoulder | B15 | 1203 | 500 | 0 | 60.98 | 57.49 | 9 | 0
2015 | TVA_2_ENT | TVA | ENT | Internal | Summer | B1 | 10 | 500 | 0 | 99.79 | 91.77 | 9 | 0
2015 | TVA_2_ENT | TVA | ENT | Internal | Summer | B2 | 25 | 500 | 0 | 96.75 | 89.87 | 9 | 0
2015 | TVA_2_ENT | TVA | ENT | Internal | Summer | B3 | 75 | 500 | 0 | 95.53 | 89.87 | 9 | 0
2015 | TVA_2_ENT | TVA | ENT | Internal | Summer | B4 | 100 | 500 | 0 | 90.77 | 88.79 | 9 | 0
2015 | TVA_2_ENT | TVA | ENT | Internal | Summer | B5 | 200 | 500 | 0 | 82.64 | 83.07 | 9 | 0
2015 | TVA_2_ENT | TVA | ENT | Internal | Summer | B6 | 300 | 500 | 0 | 63.58 | 67.59 | 9 | 0
2015 | TVA_2_ENT | TVA | ENT | Internal | Summer | B7 | 400 | 500 | 0 | 60.44 | 58.69 | 9 | 0
2015 | TVA_2_ENT | TVA | ENT | Internal | Summer | B8 | 500 | 500 | 0 | 60.44 | 58.69 | 9 | 0
2015 | TVA_2_ENT | TVA | ENT | Internal | Summer | B9 | 800 | 500 | 0 | 60.12 | 56.32 | 9 | 0
2015 | TVA_2_ENT | TVA | ENT | Internal | Summer | B10 | 1262 | 500 | 0 | 57.94 | 56.32 | 9 | 0
2015 | TVA_2_ENT | TVA | ENT | Internal | Winter | B16 | 25 | 500 | 0 | 84.78 | 76.77 | 9 | 0
2015 | TVA_2_ENT | TVA | ENT | Internal | Winter | B17 | 100 | 500 | 0 | 69.73 | 61.89 | 9 | 0
2015 | TVA_2_ENT | TVA | ENT | Internal | Winter | B18 | 400 | 500 | 0 | 62.7 | 60.35 | 9 | 0
2015 | TVA_2_ENT | TVA | ENT | Internal | Winter | B19 | 700 | 500 | 0 | 62.7 | 59.83 | 9 | 0
2015 | TVA_2_ENT | TVA | ENT | Internal | Winter | B20 | 935 | 500 | 0 | 61.59 | 59.83 | 9 | 0
2015 | TVA_2_MISO_MO-IL | TVA | MISO_MO-IL | Internal | Shoulder | B11 | 25 | 50 | 0 | 81.68 | 77.66 | 9 | 0
2015 | TVA_2_MISO_MO-IL | TVA | MISO_MO-IL | Internal | Shoulder | B12 | 200 | 50 | 0 | 61.77 | 65.03 | 9 | 0
2015 | TVA_2_MISO_MO-IL | TVA | MISO_MO-IL | Internal | Shoulder | B13 | 600 | 50 | 0 | 61.77 | 59.6 | 9 | 0
2015 | TVA_2_MISO_MO-IL | TVA | MISO_MO-IL | Internal | Shoulder | B14 | 900 | 50 | 0 | 61.77 | 56.43 | 9 | 0
2015 | TVA_2_MISO_MO-IL | TVA | MISO_MO-IL | Internal | Shoulder | B15 | 1203 | 50 | 0 | 60.98 | 54.1 | 9 | 0
2015 | TVA_2_MISO_MO-IL | TVA | MISO_MO-IL | Internal | Summer | B1 | 10 | 50 | 0 | 99.79 | 91.77 | 9 | 0
2015 | TVA_2_MISO_MO-IL | TVA | MISO_MO-IL | Internal | Summer | B2 | 25 | 50 | 0 | 96.75 | 88.74 | 9 | 0
2015 | TVA_2_MISO_MO-IL | TVA | MISO_MO-IL | Internal | Summer | B3 | 75 | 50 | 0 | 95.53 | 88.74 | 9 | 0
2015 | TVA_2_MISO_MO-IL | TVA | MISO_MO-IL | Internal | Summer | B4 | 100 | 50 | 0 | 90.77 | 86.74 | 9 | 0
2015 | TVA_2_MISO_MO-IL | TVA | MISO_MO-IL | Internal | Summer | B5 | 200 | 50 | 0 | 82.64 | 75.07 | 9 | 0
2015 | TVA_2_MISO_MO-IL | TVA | MISO_MO-IL | Internal | Summer | B6 | 300 | 50 | 0 | 63.58 | 68.57 | 9 | 0
2015 | TVA_2_MISO_MO-IL | TVA | MISO_MO-IL | Internal | Summer | B7 | 400 | 50 | 0 | 60.44 | 57.07 | 9 | 0
2015 | TVA_2_MISO_MO-IL | TVA | MISO_MO-IL | Internal | Summer | B8 | 500 | 50 | 0 | 60.44 | 54.39 | 9 | 0
2015 | TVA_2_MISO_MO-IL | TVA | MISO_MO-IL | Internal | Summer | B9 | 800 | 50 | 0 | 60.12 | 53 | 9 | 0
2015 | TVA_2_MISO_MO-IL | TVA | MISO_MO-IL | Internal | Summer | B10 | 1262 | 50 | 0 | 57.94 | 52.02 | 9 | 0
2015 | TVA_2_MISO_MO-IL | TVA | MISO_MO-IL | Internal | Winter | B16 | 25 | 50 | 0 | 84.78 | 76.77 | 9 | 0
2015 | TVA_2_MISO_MO-IL | TVA | MISO_MO-IL | Internal | Winter | B17 | 100 | 50 | 0 | 69.73 | 65.1 | 9 | 0
2015 | TVA_2_MISO_MO-IL | TVA | MISO_MO-IL | Internal | Winter | B18 | 400 | 50 | 0 | 62.7 | 60.54 | 9 | 0
2015 | TVA_2_MISO_MO-IL | TVA | MISO_MO-IL | Internal | Winter | B19 | 700 | 50 | 0 | 62.7 | 57.99 | 9 | 0
2015 | TVA_2_MISO_MO-IL | TVA | MISO_MO-IL | Internal | Winter | B20 | 935 | 50 | 0 | 61.59 | 53.58 | 9 | 0
2015 | TVA_2_NonRTO_Midwest | TVA | NonRTO_Midwest | Internal | Shoulder | B11 | 25 | 100 | 0 | 81.68 | 85.66 | 9 | 0
2015 | TVA_2_NonRTO_Midwest | TVA | NonRTO_Midwest | Internal | Shoulder | B12 | 200 | 100 | 100 | 61.77 | 73.04 | 9 | 2.27
2015 | TVA_2_NonRTO_Midwest | TVA | NonRTO_Midwest | Internal | Shoulder | B13 | 600 | 100 | 0 | 61.77 | 67.16 | 9 | 0
2015 | TVA_2_NonRTO_Midwest | TVA | NonRTO_Midwest | Internal | Shoulder | B14 | 900 | 100 | 0 | 61.77 | 56.66 | 9 | 0
2015 | TVA_2_NonRTO_Midwest | TVA | NonRTO_Midwest | Internal | Shoulder | B15 | 1203 | 100 | 0 | 60.98 | 55.23 | 9 | 0
2015 | TVA_2_NonRTO_Midwest | TVA | NonRTO_Midwest | Internal | Summer | B1 | 10 | 100 | 0 | 99.79 | 96.27 | 9 | 0
2015 | TVA_2_NonRTO_Midwest | TVA | NonRTO_Midwest | Internal | Summer | B2 | 25 | 100 | 0 | 96.75 | 96.27 | 9 | 0
2015 | TVA_2_NonRTO_Midwest | TVA | NonRTO_Midwest | Internal | Summer | B3 | 75 | 100 | 0 | 95.53 | 96.27 | 9 | 0
2015 | TVA_2_NonRTO_Midwest | TVA | NonRTO_Midwest | Internal | Summer | B4 | 100 | 100 | 0 | 90.77 | 94.75 | 9 | 0
2015 | TVA_2_NonRTO_Midwest | TVA | NonRTO_Midwest | Internal | Summer | B5 | 200 | 100 | 0 | 82.64 | 83.09 | 9 | 0
2015 | TVA_2_NonRTO_Midwest | TVA | NonRTO_Midwest | Internal | Summer | B6 | 300 | 100 | 0 | 63.58 | 64.14 | 9 | 0
2015 | TVA_2_NonRTO_Midwest | TVA | NonRTO_Midwest | Internal | Summer | B7 | 400 | 100 | 0 | 60.44 | 56.66 | 9 | 0
2015 | TVA_2_NonRTO_Midwest | TVA | NonRTO_Midwest | Internal | Summer | B8 | 500 | 100 | 0 | 60.44 | 56.45 | 9 | 0
2015 | TVA_2_NonRTO_Midwest | TVA | NonRTO_Midwest | Internal | Summer | B9 | 800 | 100 | 0 | 60.12 | 54.89 | 9 | 0
2015 | TVA_2_NonRTO_Midwest | TVA | NonRTO_Midwest | Internal | Summer | B10 | 1262 | 100 | 0 | 57.94 | 53.94 | 9 | 0
2015 | TVA_2_NonRTO_Midwest | TVA | NonRTO_Midwest | Internal | Winter | B16 | 25 | 100 | 0 | 84.78 | 84.78 | 9 | 0
2015 | TVA_2_NonRTO_Midwest | TVA | NonRTO_Midwest | Internal | Winter | B17 | 100 | 100 | 60.57 | 69.73 | 78.73 | 9 | 0
2015 | TVA_2_NonRTO_Midwest | TVA | NonRTO_Midwest | Internal | Winter | B18 | 400 | 100 | 0 | 62.7 | 68.55 | 9 | 0
2015 | TVA_2_NonRTO_Midwest | TVA | NonRTO_Midwest | Internal | Winter | B19 | 700 | 100 | 0 | 62.7 | 56.66 | 9 | 0
2015 | TVA_2_NonRTO_Midwest | TVA | NonRTO_Midwest | Internal | Winter | B20 | 935 | 100 | 0 | 61.59 | 55.23 | 9 | 0
2015 | TVA_2_PJM_ROR | TVA | PJM_ROR | Internal | Shoulder | B11 | 25 | 500 | 0 | 81.68 | 75.66 | 9 | 0
2015 | TVA_2_PJM_ROR | TVA | PJM_ROR | Internal | Shoulder | B12 | 200 | 500 | 0 | 61.77 | 66.79 | 9 | 0
2015 | TVA_2_PJM_ROR | TVA | PJM_ROR | Internal | Shoulder | B13 | 600 | 500 | 0 | 61.77 | 61.59 | 9 | 0
2015 | TVA_2_PJM_ROR | TVA | PJM_ROR | Internal | Shoulder | B14 | 900 | 500 | 0 | 61.77 | 58.43 | 9 | 0
2015 | TVA_2_PJM_ROR | TVA | PJM_ROR | Internal | Shoulder | B15 | 1203 | 500 | 0 | 60.98 | 54.97 | 9 | 0
2015 | TVA_2_PJM_ROR | TVA | PJM_ROR | Internal | Summer | B1 | 10 | 500 | 0 | 99.79 | 93.77 | 9 | 0
2015 | TVA_2_PJM_ROR | TVA | PJM_ROR | Internal | Summer | B2 | 25 | 500 | 0 | 96.75 | 90.26 | 9 | 0
2015 | TVA_2_PJM_ROR | TVA | PJM_ROR | Internal | Summer | B3 | 75 | 500 | 0 | 95.53 | 89.51 | 9 | 0
2015 | TVA_2_PJM_ROR | TVA | PJM_ROR | Internal | Summer | B4 | 100 | 500 | 0 | 90.77 | 84.75 | 9 | 0
2015 | TVA_2_PJM_ROR | TVA | PJM_ROR | Internal | Summer | B5 | 200 | 500 | 0 | 82.64 | 77.01 | 9 | 0
2015 | TVA_2_PJM_ROR | TVA | PJM_ROR | Internal | Summer | B6 | 300 | 500 | 0 | 63.58 | 66.58 | 9 | 0
2015 | TVA_2_PJM_ROR | TVA | PJM_ROR | Internal | Summer | B7 | 400 | 500 | 0 | 60.44 | 59.07 | 9 | 0
2015 | TVA_2_PJM_ROR | TVA | PJM_ROR | Internal | Summer | B8 | 500 | 500 | 0 | 60.44 | 56.4 | 9 | 0
2015 | TVA_2_PJM_ROR | TVA | PJM_ROR | Internal | Summer | B9 | 800 | 500 | 0 | 60.12 | 54.11 | 9 | 0
2015 | TVA_2_PJM_ROR | TVA | PJM_ROR | Internal | Summer | B10 | 1262 | 500 | 0 | 57.94 | 52.33 | 9 | 0
2015 | TVA_2_PJM_ROR | TVA | PJM_ROR | Internal | Winter | B16 | 25 | 500 | 0 | 84.78 | 78.77 | 9 | 0
2015 | TVA_2_PJM_ROR | TVA | PJM_ROR | Internal | Winter | B17 | 100 | 500 | 0 | 69.73 | 72.73 | 9 | 0
2015 | TVA_2_PJM_ROR | TVA | PJM_ROR | Internal | Winter | B18 | 400 | 500 | 0 | 62.7 | 62.55 | 9 | 0
2015 | TVA_2_PJM_ROR | TVA | PJM_ROR | Internal | Winter | B19 | 700 | 500 | 0 | 62.7 | 60 | 9 | 0
2015 | TVA_2_PJM_ROR | TVA | PJM_ROR | Internal | Winter | B20 | 935 | 500 | 0 | 61.59 | 55.58 | 9 | 0
2015 | TVA_2_SOCO | TVA | SOCO | Internal | Shoulder | B11 | 25 | 500 | 0 | 81.68 | 88.66 | 9 | 0
2015 | TVA_2_SOCO | TVA | SOCO | Internal | Shoulder | B12 | 200 | 500 | 0 | 61.77 | 66.41 | 9 | 0
2015 | TVA_2_SOCO | TVA | SOCO | Internal | Shoulder | B13 | 600 | 500 | 0 | 61.77 | 61.88 | 9 | 0
2015 | TVA_2_SOCO | TVA | SOCO | Internal | Shoulder | B14 | 900 | 500 | 0 | 61.77 | 61.88 | 9 | 0
2015 | TVA_2_SOCO | TVA | SOCO | Internal | Shoulder | B15 | 1203 | 500 | 0 | 60.98 | 59.72 | 9 | 0
2015 | TVA_2_SOCO | TVA | SOCO | Internal | Summer | B1 | 10 | 500 | 0 | 99.79 | 99.77 | 9 | 0
2015 | TVA_2_SOCO | TVA | SOCO | Internal | Summer | B2 | 25 | 500 | 0 | 96.75 | 97.87 | 9 | 0
2015 | TVA_2_SOCO | TVA | SOCO | Internal | Summer | B3 | 75 | 500 | 0 | 95.53 | 97.87 | 9 | 0
2015 | TVA_2_SOCO | TVA | SOCO | Internal | Summer | B4 | 100 | 500 | 0 | 90.77 | 97.87 | 9 | 0
2015 | TVA_2_SOCO | TVA | SOCO | Internal | Summer | B5 | 200 | 500 | 443.94 | 82.64 | 91.64 | 9 | 0
2015 | TVA_2_SOCO | TVA | SOCO | Internal | Summer | B6 | 300 | 500 | 500 | 63.58 | 79.58 | 9 | 7
2015 | TVA_2_SOCO | TVA | SOCO | Internal | Summer | B7 | 400 | 500 | 500 | 60.44 | 72.07 | 9 | 2.63
2015 | TVA_2_SOCO | TVA | SOCO | Internal | Summer | B8 | 500 | 500 | 0 | 60.44 | 66.69 | 9 | 0
2015 | TVA_2_SOCO | TVA | SOCO | Internal | Summer | B9 | 800 | 500 | 0 | 60.12 | 60.67 | 9 | 0
2015 | TVA_2_SOCO | TVA | SOCO | Internal | Summer | B10 | 1262 | 500 | 0 | 57.94 | 58.55 | 9 | 0
2015 | TVA_2_SOCO | TVA | SOCO | Internal | Winter | B16 | 25 | 500 | 0 | 84.78 | 85.22 | 9 | 0
2015 | TVA_2_SOCO | TVA | SOCO | Internal | Winter | B17 | 100 | 500 | 0 | 69.73 | 68.73 | 9 | 0
2015 | TVA_2_SOCO | TVA | SOCO | Internal | Winter | B18 | 400 | 500 | 0 | 62.7 | 64.36 | 9 | 0
2015 | TVA_2_SOCO | TVA | SOCO | Internal | Winter | B19 | 700 | 500 | 0 | 62.7 | 64.36 | 9 | 0
2015 | TVA_2_SOCO | TVA | SOCO | Internal | Winter | B20 | 935 | 500 | 0 | 61.59 | 62.11 | 9 | 0
2015 | TVA_2_VACAR | TVA | VACAR | Internal | Shoulder | B11 | 25 | 150 | 0 | 81.68 | 81.66 | 9 | 0
2015 | TVA_2_VACAR | TVA | VACAR | Internal | Shoulder | B12 | 200 | 150 | 0 | 61.77 | 66.56 | 9 | 0
2015 | TVA_2_VACAR | TVA | VACAR | Internal | Shoulder | B13 | 600 | 150 | 0 | 61.77 | 64.53 | 9 | 0
2015 | TVA_2_VACAR | TVA | VACAR | Internal | Shoulder | B14 | 900 | 150 | 0 | 61.77 | 64.13 | 9 | 0
2015 | TVA_2_VACAR | TVA | VACAR | Internal | Shoulder | B15 | 1203 | 150 | 0 | 60.98 | 60.97 | 9 | 0
2015 | TVA_2_VACAR | TVA | VACAR | Internal | Summer | B1 | 10 | 150 | 0 | 99.79 | 100.71 | 9 | 0
2015 | TVA_2_VACAR | TVA | VACAR | Internal | Summer | B2 | 25 | 150 | 0 | 96.75 | 100.71 | 9 | 0
2015 | TVA_2_VACAR | TVA | VACAR | Internal | Summer | B3 | 75 | 150 | 0 | 95.53 | 100.71 | 9 | 0
2015 | TVA_2_VACAR | TVA | VACAR | Internal | Summer | B4 | 100 | 150 | 0 | 90.77 | 90.87 | 9 | 0
2015 | TVA_2_VACAR | TVA | VACAR | Internal | Summer | B5 | 200 | 150 | 0 | 82.64 | 84.64 | 9 | 0
2015 | TVA_2_VACAR | TVA | VACAR | Internal | Summer | B6 | 300 | 150 | 75.25 | 63.58 | 72.58 | 9 | 0
2015 | TVA_2_VACAR | TVA | VACAR | Internal | Summer | B7 | 400 | 150 | 0 | 60.44 | 65.07 | 9 | 0
2015 | TVA_2_VACAR | TVA | VACAR | Internal | Summer | B8 | 500 | 150 | 0 | 60.44 | 62.4 | 9 | 0
2015 | TVA_2_VACAR | TVA | VACAR | Internal | Summer | B9 | 800 | 150 | 0 | 60.12 | 61.05 | 9 | 0
2015 | TVA_2_VACAR | TVA | VACAR | Internal | Summer | B10 | 1262 | 150 | 0 | 57.94 | 58.33 | 9 | 0
2015 | TVA_2_VACAR | TVA | VACAR | Internal | Winter | B16 | 25 | 150 | 0 | 84.78 | 93.77 | 9 | 0
2015 | TVA_2_VACAR | TVA | VACAR | Internal | Winter | B17 | 100 | 150 | 95.18 | 69.73 | 78.73 | 9 | 0
2015 | TVA_2_VACAR | TVA | VACAR | Internal | Winter | B18 | 400 | 150 | 0 | 62.7 | 66.87 | 9 | 0
2015 | TVA_2_VACAR | TVA | VACAR | Internal | Winter | B19 | 700 | 150 | 0 | 62.7 | 66 | 9 | 0
2015 | TVA_2_VACAR | TVA | VACAR | Internal | Winter | B20 | 935 | 150 | 0 | 61.59 | 61.58 | 9 | 0
2015 | TVA_Transmission_2_ENT | TVA_Transmission | ENT | Internal | Shoulder | B11 | 25 | 3000 | 0 | 81.66 | 80.66 | 9 | 0
2015 | TVA_Transmission_2_ENT | TVA_Transmission | ENT | Internal | Shoulder | B12 | 200 | 3000 | 0 | 66 | 59.47 | 9 | 0
2015 | TVA_Transmission_2_ENT | TVA_Transmission | ENT | Internal | Shoulder | B13 | 600 | 3000 | 0 | 63.8 | 59.47 | 9 | 0
2015 | TVA_Transmission_2_ENT | TVA_Transmission | ENT | Internal | Shoulder | B14 | 900 | 3000 | 0 | 62.44 | 57.49 | 9 | 0
2015 | TVA_Transmission_2_ENT | TVA_Transmission | ENT | Internal | Shoulder | B15 | 1203 | 3000 | 0 | 60.97 | 57.49 | 9 | 0
2015 | TVA_Transmission_2_ENT | TVA_Transmission | ENT | Internal | Summer | B1 | 10 | 3000 | 0 | 99.77 | 91.77 | 9 | 0
2015 | TVA_Transmission_2_ENT | TVA_Transmission | ENT | Internal | Summer | B2 | 25 | 3000 | 0 | 96.74 | 89.87 | 9 | 0
2015 | TVA_Transmission_2_ENT | TVA_Transmission | ENT | Internal | Summer | B3 | 75 | 3000 | 0 | 95.51 | 89.87 | 9 | 0
2015 | TVA_Transmission_2_ENT | TVA_Transmission | ENT | Internal | Summer | B4 | 100 | 3000 | 0 | 90.75 | 88.79 | 9 | 0
2015 | TVA_Transmission_2_ENT | TVA_Transmission | ENT | Internal | Summer | B5 | 200 | 3000 | 0 | 82.85 | 83.07 | 9 | 0
2015 | TVA_Transmission_2_ENT | TVA_Transmission | ENT | Internal | Summer | B6 | 300 | 3000 | 0 | 71.07 | 67.59 | 9 | 0
2015 | TVA_Transmission_2_ENT | TVA_Transmission | ENT | Internal | Summer | B7 | 400 | 3000 | 0 | 63.6 | 58.69 | 9 | 0
2015 | TVA_Transmission_2_ENT | TVA_Transmission | ENT | Internal | Summer | B8 | 500 | 3000 | 0 | 61.12 | 58.69 | 9 | 0
2015 | TVA_Transmission_2_ENT | TVA_Transmission | ENT | Internal | Summer | B9 | 800 | 3000 | 0 | 60.11 | 56.32 | 9 | 0
2015 | TVA_Transmission_2_ENT | TVA_Transmission | ENT | Internal | Summer | B10 | 1262 | 3000 | 0 | 58.13 | 56.32 | 9 | 0
2015 | TVA_Transmission_2_ENT | TVA_Transmission | ENT | Internal | Winter | B16 | 25 | 3000 | 0 | 84.77 | 76.77 | 9 | 0
2015 | TVA_Transmission_2_ENT | TVA_Transmission | ENT | Internal | Winter | B17 | 100 | 3000 | 0 | 69.84 | 61.89 | 9 | 0
2015 | TVA_Transmission_2_ENT | TVA_Transmission | ENT | Internal | Winter | B18 | 400 | 3000 | 0 | 64.88 | 60.35 | 9 | 0
2015 | TVA_Transmission_2_ENT | TVA_Transmission | ENT | Internal | Winter | B19 | 700 | 3000 | 0 | 63.37 | 59.83 | 9 | 0
2015 | TVA_Transmission_2_ENT | TVA_Transmission | ENT | Internal | Winter | B20 | 935 | 3000 | 0 | 61.58 | 59.83 | 9 | 0
2015 | TVA_Transmission_2_MISO_MO-IL | TVA_Transmission | MISO_MO-IL | Internal | Shoulder | B11 | 25 | 4000 | 0 | 81.66 | 77.66 | 9 | 0
2015 | TVA_Transmission_2_MISO_MO-IL | TVA_Transmission | MISO_MO-IL | Internal | Shoulder | B12 | 200 | 4000 | 0 | 66 | 65.03 | 9 | 0
2015 | TVA_Transmission_2_MISO_MO-IL | TVA_Transmission | MISO_MO-IL | Internal | Shoulder | B13 | 600 | 4000 | 0 | 63.8 | 59.6 | 9 | 0
2015 | TVA_Transmission_2_MISO_MO-IL | TVA_Transmission | MISO_MO-IL | Internal | Shoulder | B14 | 900 | 4000 | 0 | 62.44 | 56.43 | 9 | 0
2015 | TVA_Transmission_2_MISO_MO-IL | TVA_Transmission | MISO_MO-IL | Internal | Shoulder | B15 | 1203 | 4000 | 0 | 60.97 | 54.1 | 9 | 0
2015 | TVA_Transmission_2_MISO_MO-IL | TVA_Transmission | MISO_MO-IL | Internal | Summer | B1 | 10 | 4000 | 0 | 99.77 | 91.77 | 9 | 0
2015 | TVA_Transmission_2_MISO_MO-IL | TVA_Transmission | MISO_MO-IL | Internal | Summer | B2 | 25 | 4000 | 0 | 96.74 | 88.74 | 9 | 0
2015 | TVA_Transmission_2_MISO_MO-IL | TVA_Transmission | MISO_MO-IL | Internal | Summer | B3 | 75 | 4000 | 0 | 95.51 | 88.74 | 9 | 0
2015 | TVA_Transmission_2_MISO_MO-IL | TVA_Transmission | MISO_MO-IL | Internal | Summer | B4 | 100 | 4000 | 0 | 90.75 | 86.74 | 9 | 0
2015 | TVA_Transmission_2_MISO_MO-IL | TVA_Transmission | MISO_MO-IL | Internal | Summer | B5 | 200 | 4000 | 0 | 82.85 | 75.07 | 9 | 0
2015 | TVA_Transmission_2_MISO_MO-IL | TVA_Transmission | MISO_MO-IL | Internal | Summer | B6 | 300 | 4000 | 0 | 71.07 | 68.57 | 9 | 0
2015 | TVA_Transmission_2_MISO_MO-IL | TVA_Transmission | MISO_MO-IL | Internal | Summer | B7 | 400 | 4000 | 0 | 63.6 | 57.07 | 9 | 0
2015 | TVA_Transmission_2_MISO_MO-IL | TVA_Transmission | MISO_MO-IL | Internal | Summer | B8 | 500 | 4000 | 0 | 61.12 | 54.39 | 9 | 0
2015 | TVA_Transmission_2_MISO_MO-IL | TVA_Transmission | MISO_MO-IL | Internal | Summer | B9 | 800 | 4000 | 0 | 60.11 | 53 | 9 | 0
2015 | TVA_Transmission_2_MISO_MO-IL | TVA_Transmission | MISO_MO-IL | Internal | Summer | B10 | 1262 | 4000 | 0 | 58.13 | 52.02 | 9 | 0
2015 | TVA_Transmission_2_MISO_MO-IL | TVA_Transmission | MISO_MO-IL | Internal | Winter | B16 | 25 | 4000 | 0 | 84.77 | 76.77 | 9 | 0
2015 | TVA_Transmission_2_MISO_MO-IL | TVA_Transmission | MISO_MO-IL | Internal | Winter | B17 | 100 | 4000 | 0 | 69.84 | 65.1 | 9 | 0
2015 | TVA_Transmission_2_MISO_MO-IL | TVA_Transmission | MISO_MO-IL | Internal | Winter | B18 | 400 | 4000 | 0 | 64.88 | 60.54 | 9 | 0
2015 | TVA_Transmission_2_MISO_MO-IL | TVA_Transmission | MISO_MO-IL | Internal | Winter | B19 | 700 | 4000 | 0 | 63.37 | 57.99 | 9 | 0
2015 | TVA_Transmission_2_MISO_MO-IL | TVA_Transmission | MISO_MO-IL | Internal | Winter | B20 | 935 | 4000 | 0 | 61.58 | 53.58 | 9 | 0
2015 | TVA_Transmission_2_NonRTO_Midwest | TVA_Transmission | NonRTO_Midwest | Internal | Shoulder | B11 | 25 | 700 | 0 | 81.66 | 85.66 | 9 | 0
2015 | TVA_Transmission_2_NonRTO_Midwest | TVA_Transmission | NonRTO_Midwest | Internal | Shoulder | B12 | 200 | 700 | 0 | 66 | 73.04 | 9 | 0
2015 | TVA_Transmission_2_NonRTO_Midwest | TVA_Transmission | NonRTO_Midwest | Internal | Shoulder | B13 | 600 | 700 | 0 | 63.8 | 67.16 | 9 | 0
2015 | TVA_Transmission_2_NonRTO_Midwest | TVA_Transmission | NonRTO_Midwest | Internal | Shoulder | B14 | 900 | 700 | 0 | 62.44 | 56.66 | 9 | 0
2015 | TVA_Transmission_2_NonRTO_Midwest | TVA_Transmission | NonRTO_Midwest | Internal | Shoulder | B15 | 1203 | 700 | 0 | 60.97 | 55.23 | 9 | 0
2015 | TVA_Transmission_2_NonRTO_Midwest | TVA_Transmission | NonRTO_Midwest | Internal | Summer | B1 | 10 | 700 | 0 | 99.77 | 96.27 | 9 | 0
2015 | TVA_Transmission_2_NonRTO_Midwest | TVA_Transmission | NonRTO_Midwest | Internal | Summer | B2 | 25 | 700 | 0 | 96.74 | 96.27 | 9 | 0
2015 | TVA_Transmission_2_NonRTO_Midwest | TVA_Transmission | NonRTO_Midwest | Internal | Summer | B3 | 75 | 700 | 0 | 95.51 | 96.27 | 9 | 0
2015 | TVA_Transmission_2_NonRTO_Midwest | TVA_Transmission | NonRTO_Midwest | Internal | Summer | B4 | 100 | 700 | 0 | 90.75 | 94.75 | 9 | 0
2015 | TVA_Transmission_2_NonRTO_Midwest | TVA_Transmission | NonRTO_Midwest | Internal | Summer | B5 | 200 | 700 | 0 | 82.85 | 83.09 | 9 | 0
2015 | TVA_Transmission_2_NonRTO_Midwest | TVA_Transmission | NonRTO_Midwest | Internal | Summer | B6 | 300 | 700 | 0 | 71.07 | 64.14 | 9 | 0
2015 | TVA_Transmission_2_NonRTO_Midwest | TVA_Transmission | NonRTO_Midwest | Internal | Summer | B7 | 400 | 700 | 0 | 63.6 | 56.66 | 9 | 0
2015 | TVA_Transmission_2_NonRTO_Midwest | TVA_Transmission | NonRTO_Midwest | Internal | Summer | B8 | 500 | 700 | 0 | 61.12 | 56.45 | 9 | 0
2015 | TVA_Transmission_2_NonRTO_Midwest | TVA_Transmission | NonRTO_Midwest | Internal | Summer | B9 | 800 | 700 | 0 | 60.11 | 54.89 | 9 | 0
2015 | TVA_Transmission_2_NonRTO_Midwest | TVA_Transmission | NonRTO_Midwest | Internal | Summer | B10 | 1262 | 700 | 0 | 58.13 | 53.94 | 9 | 0
2015 | TVA_Transmission_2_NonRTO_Midwest | TVA_Transmission | NonRTO_Midwest | Internal | Winter | B16 | 25 | 700 | 0 | 84.77 | 84.78 | 9 | 0
2015 | TVA_Transmission_2_NonRTO_Midwest | TVA_Transmission | NonRTO_Midwest | Internal | Winter | B17 | 100 | 700 | 0 | 69.84 | 78.73 | 9 | 0
2015 | TVA_Transmission_2_NonRTO_Midwest | TVA_Transmission | NonRTO_Midwest | Internal | Winter | B18 | 400 | 700 | 0 | 64.88 | 68.55 | 9 | 0
2015 | TVA_Transmission_2_NonRTO_Midwest | TVA_Transmission | NonRTO_Midwest | Internal | Winter | B19 | 700 | 700 | 0 | 63.37 | 56.66 | 9 | 0
2015 | TVA_Transmission_2_NonRTO_Midwest | TVA_Transmission | NonRTO_Midwest | Internal | Winter | B20 | 935 | 700 | 0 | 61.58 | 55.23 | 9 | 0
2015 | TVA_Transmission_2_PJM_ROR | TVA_Transmission | PJM_ROR | Internal | Shoulder | B11 | 25 | 2000 | 0 | 81.66 | 75.66 | 9 | 0
2015 | TVA_Transmission_2_PJM_ROR | TVA_Transmission | PJM_ROR | Internal | Shoulder | B12 | 200 | 2000 | 0 | 66 | 66.79 | 9 | 0
2015 | TVA_Transmission_2_PJM_ROR | TVA_Transmission | PJM_ROR | Internal | Shoulder | B13 | 600 | 2000 | 0 | 63.8 | 61.59 | 9 | 0
2015 | TVA_Transmission_2_PJM_ROR | TVA_Transmission | PJM_ROR | Internal | Shoulder | B14 | 900 | 2000 | 0 | 62.44 | 58.43 | 9 | 0
2015 | TVA_Transmission_2_PJM_ROR | TVA_Transmission | PJM_ROR | Internal | Shoulder | B15 | 1203 | 2000 | 0 | 60.97 | 54.97 | 9 | 0
2015 | TVA_Transmission_2_PJM_ROR | TVA_Transmission | PJM_ROR | Internal | Summer | B1 | 10 | 2000 | 0 | 99.77 | 93.77 | 9 | 0
2015 | TVA_Transmission_2_PJM_ROR | TVA_Transmission | PJM_ROR | Internal | Summer | B2 | 25 | 2000 | 0 | 96.74 | 90.26 | 9 | 0
2015 | TVA_Transmission_2_PJM_ROR | TVA_Transmission | PJM_ROR | Internal | Summer | B3 | 75 | 2000 | 0 | 95.51 | 89.51 | 9 | 0
2015 | TVA_Transmission_2_PJM_ROR | TVA_Transmission | PJM_ROR | Internal | Summer | B4 | 100 | 2000 | 0 | 90.75 | 84.75 | 9 | 0
2015 | TVA_Transmission_2_PJM_ROR | TVA_Transmission | PJM_ROR | Internal | Summer | B5 | 200 | 2000 | 0 | 82.85 | 77.01 | 9 | 0
2015 | TVA_Transmission_2_PJM_ROR | TVA_Transmission | PJM_ROR | Internal | Summer | B6 | 300 | 2000 | 0 | 71.07 | 66.58 | 9 | 0
2015 | TVA_Transmission_2_PJM_ROR | TVA_Transmission | PJM_ROR | Internal | Summer | B7 | 400 | 2000 | 0 | 63.6 | 59.07 | 9 | 0
2015 | TVA_Transmission_2_PJM_ROR | TVA_Transmission | PJM_ROR | Internal | Summer | B8 | 500 | 2000 | 0 | 61.12 | 56.4 | 9 | 0
2015 | TVA_Transmission_2_PJM_ROR | TVA_Transmission | PJM_ROR | Internal | Summer | B9 | 800 | 2000 | 0 | 60.11 | 54.11 | 9 | 0
2015 | TVA_Transmission_2_PJM_ROR | TVA_Transmission | PJM_ROR | Internal | Summer | B10 | 1262 | 2000 | 0 | 58.13 | 52.33 | 9 | 0
2015 | TVA_Transmission_2_PJM_ROR | TVA_Transmission | PJM_ROR | Internal | Winter | B16 | 25 | 2000 | 0 | 84.77 | 78.77 | 9 | 0
2015 | TVA_Transmission_2_PJM_ROR | TVA_Transmission | PJM_ROR | Internal | Winter | B17 | 100 | 2000 | 0 | 69.84 | 72.73 | 9 | 0
2015 | TVA_Transmission_2_PJM_ROR | TVA_Transmission | PJM_ROR | Internal | Winter | B18 | 400 | 2000 | 0 | 64.88 | 62.55 | 9 | 0
2015 | TVA_Transmission_2_PJM_ROR | TVA_Transmission | PJM_ROR | Internal | Winter | B19 | 700 | 2000 | 0 | 63.37 | 60 | 9 | 0
2015 | TVA_Transmission_2_PJM_ROR | TVA_Transmission | PJM_ROR | Internal | Winter | B20 | 935 | 2000 | 0 | 61.58 | 55.58 | 9 | 0
2015 | TVA_Transmission_2_SOCO | TVA_Transmission | SOCO | Internal | Shoulder | B11 | 25 | 3200 | 0 | 81.66 | 88.66 | 9 | 0
2015 | TVA_Transmission_2_SOCO | TVA_Transmission | SOCO | Internal | Shoulder | B12 | 200 | 3200 | 0 | 66 | 66.41 | 9 | 0
2015 | TVA_Transmission_2_SOCO | TVA_Transmission | SOCO | Internal | Shoulder | B13 | 600 | 3200 | 0 | 63.8 | 61.88 | 9 | 0
2015 | TVA_Transmission_2_SOCO | TVA_Transmission | SOCO | Internal | Shoulder | B14 | 900 | 3200 | 0 | 62.44 | 61.88 | 9 | 0
2015 | TVA_Transmission_2_SOCO | TVA_Transmission | SOCO | Internal | Shoulder | B15 | 1203 | 3200 | 0 | 60.97 | 59.72 | 9 | 0
2015 | TVA_Transmission_2_SOCO | TVA_Transmission | SOCO | Internal | Summer | B1 | 10 | 3200 | 0 | 99.77 | 99.77 | 9 | 0
2015 | TVA_Transmission_2_SOCO | TVA_Transmission | SOCO | Internal | Summer | B2 | 25 | 3200 | 0 | 96.74 | 97.87 | 9 | 0
2015 | TVA_Transmission_2_SOCO | TVA_Transmission | SOCO | Internal | Summer | B3 | 75 | 3200 | 0 | 95.51 | 97.87 | 9 | 0
2015 | TVA_Transmission_2_SOCO | TVA_Transmission | SOCO | Internal | Summer | B4 | 100 | 3200 | 0 | 90.75 | 97.87 | 9 | 0
2015 | TVA_Transmission_2_SOCO | TVA_Transmission | SOCO | Internal | Summer | B5 | 200 | 3200 | 0 | 82.85 | 91.64 | 9 | 0
2015 | TVA_Transmission_2_SOCO | TVA_Transmission | SOCO | Internal | Summer | B6 | 300 | 3200 | 0 | 71.07 | 79.58 | 9 | 0
2015 | TVA_Transmission_2_SOCO | TVA_Transmission | SOCO | Internal | Summer | B7 | 400 | 3200 | 0 | 63.6 | 72.07 | 9 | 0
2015 | TVA_Transmission_2_SOCO | TVA_Transmission | SOCO | Internal | Summer | B8 | 500 | 3200 | 0 | 61.12 | 66.69 | 9 | 0
2015 | TVA_Transmission_2_SOCO | TVA_Transmission | SOCO | Internal | Summer | B9 | 800 | 3200 | 0 | 60.11 | 60.67 | 9 | 0
2015 | TVA_Transmission_2_SOCO | TVA_Transmission | SOCO | Internal | Summer | B10 | 1262 | 3200 | 0 | 58.13 | 58.55 | 9 | 0
2015 | TVA_Transmission_2_SOCO | TVA_Transmission | SOCO | Internal | Winter | B16 | 25 | 3200 | 0 | 84.77 | 85.22 | 9 | 0
2015 | TVA_Transmission_2_SOCO | TVA_Transmission | SOCO | Internal | Winter | B17 | 100 | 3200 | 0 | 69.84 | 68.73 | 9 | 0
2015 | TVA_Transmission_2_SOCO | TVA_Transmission | SOCO | Internal | Winter | B18 | 400 | 3200 | 0 | 64.88 | 64.36 | 9 | 0
2015 | TVA_Transmission_2_SOCO | TVA_Transmission | SOCO | Internal | Winter | B19 | 700 | 3200 | 0 | 63.37 | 64.36 | 9 | 0
2015 | TVA_Transmission_2_SOCO | TVA_Transmission | SOCO | Internal | Winter | B20 | 935 | 3200 | 0 | 61.58 | 62.11 | 9 | 0
2015 | TVA_Transmission_2_TVA | TVA_Transmission | TVA | Internal | Shoulder | B11 | 25 | 99999 | 809.56 | 81.66 | 81.68 | 0.01 | 0
2015 | TVA_Transmission_2_TVA | TVA_Transmission | TVA | Internal | Shoulder | B12 | 200 | 99999 | 0 | 66 | 61.77 | 0.01 | 0
2015 | TVA_Transmission_2_TVA | TVA_Transmission | TVA | Internal | Shoulder | B13 | 600 | 99999 | 0 | 63.8 | 61.77 | 0.01 | 0
2015 | TVA_Transmission_2_TVA | TVA_Transmission | TVA | Internal | Shoulder | B14 | 900 | 99999 | 0 | 62.44 | 61.77 | 0.01 | 0
2015 | TVA_Transmission_2_TVA | TVA_Transmission | TVA | Internal | Shoulder | B15 | 1203 | 99999 | 436.63 | 60.97 | 60.98 | 0.01 | 0
2015 | TVA_Transmission_2_TVA | TVA_Transmission | TVA | Internal | Summer | B1 | 10 | 99999 | 3228.83 | 99.77 | 99.79 | 0.01 | 0
2015 | TVA_Transmission_2_TVA | TVA_Transmission | TVA | Internal | Summer | B2 | 25 | 99999 | 2594.22 | 96.74 | 96.75 | 0.01 | 0
2015 | TVA_Transmission_2_TVA | TVA_Transmission | TVA | Internal | Summer | B3 | 75 | 99999 | 1383.64 | 95.51 | 95.53 | 0.01 | 0
2015 | TVA_Transmission_2_TVA | TVA_Transmission | TVA | Internal | Summer | B4 | 100 | 99999 | 835.04 | 90.75 | 90.77 | 0.01 | 0
2015 | TVA_Transmission_2_TVA | TVA_Transmission | TVA | Internal | Summer | B5 | 200 | 99999 | 0 | 82.85 | 82.64 | 0.01 | 0
2015 | TVA_Transmission_2_TVA | TVA_Transmission | TVA | Internal | Summer | B6 | 300 | 99999 | 0 | 71.07 | 63.58 | 0.01 | 0
2015 | TVA_Transmission_2_TVA | TVA_Transmission | TVA | Internal | Summer | B7 | 400 | 99999 | 0 | 63.6 | 60.44 | 0.01 | 0
2015 | TVA_Transmission_2_TVA | TVA_Transmission | TVA | Internal | Summer | B8 | 500 | 99999 | 0 | 61.12 | 60.44 | 0.01 | 0
2015 | TVA_Transmission_2_TVA | TVA_Transmission | TVA | Internal | Summer | B9 | 800 | 99999 | 174.97 | 60.11 | 60.12 | 0.01 | 0
2015 | TVA_Transmission_2_TVA | TVA_Transmission | TVA | Internal | Summer | B10 | 1262 | 99999 | 0 | 58.13 | 57.94 | 0.01 | 0
2015 | TVA_Transmission_2_TVA | TVA_Transmission | TVA | Internal | Winter | B16 | 25 | 99999 | 1174.06 | 84.77 | 84.78 | 0.01 | 0
2015 | TVA_Transmission_2_TVA | TVA_Transmission | TVA | Internal | Winter | B17 | 100 | 99999 | 0 | 69.84 | 69.73 | 0.01 | 0
2015 | TVA_Transmission_2_TVA | TVA_Transmission | TVA | Internal | Winter | B18 | 400 | 99999 | 0 | 64.88 | 62.7 | 0.01 | 0
2015 | TVA_Transmission_2_TVA | TVA_Transmission | TVA | Internal | Winter | B19 | 700 | 99999 | 0 | 63.37 | 62.7 | 0.01 | 0
2015 | TVA_Transmission_2_TVA | TVA_Transmission | TVA | Internal | Winter | B20 | 935 | 99999 | 2114 | 61.58 | 61.59 | 0.01 | 0
2015 | TVA_Transmission_2_VACAR | TVA_Transmission | VACAR | Internal | Shoulder | B11 | 25 | 900 | 0 | 81.66 | 81.66 | 9 | 0
2015 | TVA_Transmission_2_VACAR | TVA_Transmission | VACAR | Internal | Shoulder | B12 | 200 | 900 | 0 | 66 | 66.56 | 9 | 0
2015 | TVA_Transmission_2_VACAR | TVA_Transmission | VACAR | Internal | Shoulder | B13 | 600 | 900 | 0 | 63.8 | 64.53 | 9 | 0
2015 | TVA_Transmission_2_VACAR | TVA_Transmission | VACAR | Internal | Shoulder | B14 | 900 | 900 | 0 | 62.44 | 64.13 | 9 | 0
2015 | TVA_Transmission_2_VACAR | TVA_Transmission | VACAR | Internal | Shoulder | B15 | 1203 | 900 | 0 | 60.97 | 60.97 | 9 | 0
2015 | TVA_Transmission_2_VACAR | TVA_Transmission | VACAR | Internal | Summer | B1 | 10 | 900 | 0 | 99.77 | 100.71 | 9 | 0
2015 | TVA_Transmission_2_VACAR | TVA_Transmission | VACAR | Internal | Summer | B2 | 25 | 900 | 0 | 96.74 | 100.71 | 9 | 0
2015 | TVA_Transmission_2_VACAR | TVA_Transmission | VACAR | Internal | Summer | B3 | 75 | 900 | 0 | 95.51 | 100.71 | 9 | 0
2015 | TVA_Transmission_2_VACAR | TVA_Transmission | VACAR | Internal | Summer | B4 | 100 | 900 | 0 | 90.75 | 90.87 | 9 | 0
2015 | TVA_Transmission_2_VACAR | TVA_Transmission | VACAR | Internal | Summer | B5 | 200 | 900 | 0 | 82.85 | 84.64 | 9 | 0
2015 | TVA_Transmission_2_VACAR | TVA_Transmission | VACAR | Internal | Summer | B6 | 300 | 900 | 0 | 71.07 | 72.58 | 9 | 0
2015 | TVA_Transmission_2_VACAR | TVA_Transmission | VACAR | Internal | Summer | B7 | 400 | 900 | 0 | 63.6 | 65.07 | 9 | 0
2015 | TVA_Transmission_2_VACAR | TVA_Transmission | VACAR | Internal | Summer | B8 | 500 | 900 | 0 | 61.12 | 62.4 | 9 | 0
2015 | TVA_Transmission_2_VACAR | TVA_Transmission | VACAR | Internal | Summer | B9 | 800 | 900 | 0 | 60.11 | 61.05 | 9 | 0
2015 | TVA_Transmission_2_VACAR | TVA_Transmission | VACAR | Internal | Summer | B10 | 1262 | 900 | 0 | 58.13 | 58.33 | 9 | 0
2015 | TVA_Transmission_2_VACAR | TVA_Transmission | VACAR | Internal | Winter | B16 | 25 | 900 | 389.25 | 84.77 | 93.77 | 9 | 0
2015 | TVA_Transmission_2_VACAR | TVA_Transmission | VACAR | Internal | Winter | B17 | 100 | 900 | 0 | 69.84 | 78.73 | 9 | 0
2015 | TVA_Transmission_2_VACAR | TVA_Transmission | VACAR | Internal | Winter | B18 | 400 | 900 | 0 | 64.88 | 66.87 | 9 | 0
2015 | TVA_Transmission_2_VACAR | TVA_Transmission | VACAR | Internal | Winter | B19 | 700 | 900 | 0 | 63.37 | 66 | 9 | 0
2015 | TVA_Transmission_2_VACAR | TVA_Transmission | VACAR | Internal | Winter | B20 | 935 | 900 | 0 | 61.58 | 61.58 | 9 | 0
2015 | VACAR_2_PJM_ROR | VACAR | PJM_ROR | Internal | Shoulder | B11 | 25 | 2000 | 0 | 81.66 | 75.66 | 7 | 0
2015 | VACAR_2_PJM_ROR | VACAR | PJM_ROR | Internal | Shoulder | B12 | 200 | 2000 | 0 | 66.56 | 66.79 | 7 | 0
2015 | VACAR_2_PJM_ROR | VACAR | PJM_ROR | Internal | Shoulder | B13 | 600 | 2000 | 0 | 64.53 | 61.59 | 7 | 0
2015 | VACAR_2_PJM_ROR | VACAR | PJM_ROR | Internal | Shoulder | B14 | 900 | 2000 | 0 | 64.13 | 58.43 | 7 | 0
2015 | VACAR_2_PJM_ROR | VACAR | PJM_ROR | Internal | Shoulder | B15 | 1203 | 2000 | 0 | 60.97 | 54.97 | 7 | 0
2015 | VACAR_2_PJM_ROR | VACAR | PJM_ROR | Internal | Summer | B1 | 10 | 2000 | 0 | 100.71 | 93.77 | 7 | 0
2015 | VACAR_2_PJM_ROR | VACAR | PJM_ROR | Internal | Summer | B2 | 25 | 2000 | 0 | 100.71 | 90.26 | 7 | 0
2015 | VACAR_2_PJM_ROR | VACAR | PJM_ROR | Internal | Summer | B3 | 75 | 2000 | 0 | 100.71 | 89.51 | 7 | 0
2015 | VACAR_2_PJM_ROR | VACAR | PJM_ROR | Internal | Summer | B4 | 100 | 2000 | 0 | 90.87 | 84.75 | 7 | 0
2015 | VACAR_2_PJM_ROR | VACAR | PJM_ROR | Internal | Summer | B5 | 200 | 2000 | 0 | 84.64 | 77.01 | 7 | 0
2015 | VACAR_2_PJM_ROR | VACAR | PJM_ROR | Internal | Summer | B6 | 300 | 2000 | 0 | 72.58 | 66.58 | 7 | 0
2015 | VACAR_2_PJM_ROR | VACAR | PJM_ROR | Internal | Summer | B7 | 400 | 2000 | 0 | 65.07 | 59.07 | 7 | 0
2015 | VACAR_2_PJM_ROR | VACAR | PJM_ROR | Internal | Summer | B8 | 500 | 2000 | 0 | 62.4 | 56.4 | 7 | 0
2015 | VACAR_2_PJM_ROR | VACAR | PJM_ROR | Internal | Summer | B9 | 800 | 2000 | 0 | 61.05 | 54.11 | 7 | 0
2015 | VACAR_2_PJM_ROR | VACAR | PJM_ROR | Internal | Summer | B10 | 1262 | 2000 | 0 | 58.33 | 52.33 | 7 | 0
2015 | VACAR_2_PJM_ROR | VACAR | PJM_ROR | Internal | Winter | B16 | 25 | 2000 | 0 | 93.77 | 78.77 | 7 | 0
2015 | VACAR_2_PJM_ROR | VACAR | PJM_ROR | Internal | Winter | B17 | 100 | 2000 | 0 | 78.73 | 72.73 | 7 | 0
2015 | VACAR_2_PJM_ROR | VACAR | PJM_ROR | Internal | Winter | B18 | 400 | 2000 | 0 | 66.87 | 62.55 | 7 | 0
2015 | VACAR_2_PJM_ROR | VACAR | PJM_ROR | Internal | Winter | B19 | 700 | 2000 | 0 | 66 | 60 | 7 | 0
2015 | VACAR_2_PJM_ROR | VACAR | PJM_ROR | Internal | Winter | B20 | 935 | 2000 | 0 | 61.58 | 55.58 | 7 | 0
2015 | VACAR_2_SOCO | VACAR | SOCO | Internal | Shoulder | B11 | 25 | 3000 | 2329.7 | 81.66 | 88.66 | 7 | 0
2015 | VACAR_2_SOCO | VACAR | SOCO | Internal | Shoulder | B12 | 200 | 3000 | 0 | 66.56 | 66.41 | 7 | 0
2015 | VACAR_2_SOCO | VACAR | SOCO | Internal | Shoulder | B13 | 600 | 3000 | 0 | 64.53 | 61.88 | 7 | 0
2015 | VACAR_2_SOCO | VACAR | SOCO | Internal | Shoulder | B14 | 900 | 3000 | 0 | 64.13 | 61.88 | 7 | 0
2015 | VACAR_2_SOCO | VACAR | SOCO | Internal | Shoulder | B15 | 1203 | 3000 | 0 | 60.97 | 59.72 | 7 | 0
2015 | VACAR_2_SOCO | VACAR | SOCO | Internal | Summer | B1 | 10 | 3000 | 0 | 100.71 | 99.77 | 7 | 0
2015 | VACAR_2_SOCO | VACAR | SOCO | Internal | Summer | B2 | 25 | 3000 | 0 | 100.71 | 97.87 | 7 | 0
2015 | VACAR_2_SOCO | VACAR | SOCO | Internal | Summer | B3 | 75 | 3000 | 0 | 100.71 | 97.87 | 7 | 0
2015 | VACAR_2_SOCO | VACAR | SOCO | Internal | Summer | B4 | 100 | 3000 | 1072.97 | 90.87 | 97.87 | 7 | 0
2015 | VACAR_2_SOCO | VACAR | SOCO | Internal | Summer | B5 | 200 | 3000 | 2782.48 | 84.64 | 91.64 | 7 | 0
2015 | VACAR_2_SOCO | VACAR | SOCO | Internal | Summer | B6 | 300 | 3000 | 1189.43 | 72.58 | 79.58 | 7 | 0
2015 | VACAR_2_SOCO | VACAR | SOCO | Internal | Summer | B7 | 400 | 3000 | 277.41 | 65.07 | 72.07 | 7 | 0
2015 | VACAR_2_SOCO | VACAR | SOCO | Internal | Summer | B8 | 500 | 3000 | 0 | 62.4 | 66.69 | 7 | 0
2015 | VACAR_2_SOCO | VACAR | SOCO | Internal | Summer | B9 | 800 | 3000 | 0 | 61.05 | 60.67 | 7 | 0
2015 | VACAR_2_SOCO | VACAR | SOCO | Internal | Summer | B10 | 1262 | 3000 | 0 | 58.33 | 58.55 | 7 | 0
2015 | VACAR_2_SOCO | VACAR | SOCO | Internal | Winter | B16 | 25 | 3000 | 0 | 93.77 | 85.22 | 7 | 0
2015 | VACAR_2_SOCO | VACAR | SOCO | Internal | Winter | B17 | 100 | 3000 | 0 | 78.73 | 68.73 | 7 | 0
2015 | VACAR_2_SOCO | VACAR | SOCO | Internal | Winter | B18 | 400 | 3000 | 0 | 66.87 | 64.36 | 7 | 0
2015 | VACAR_2_SOCO | VACAR | SOCO | Internal | Winter | B19 | 700 | 3000 | 0 | 66 | 64.36 | 7 | 0
2015 | VACAR_2_SOCO | VACAR | SOCO | Internal | Winter | B20 | 935 | 3000 | 0 | 61.58 | 62.11 | 7 | 0
2015 | VACAR_2_TVA_Transmission | VACAR | TVA_Transmission | Internal | Shoulder | B11 | 25 | 900 | 0 | 81.66 | 81.66 | 7 | 0
2015 | VACAR_2_TVA_Transmission | VACAR | TVA_Transmission | Internal | Shoulder | B12 | 200 | 900 | 0 | 66.56 | 66 | 7 | 0
2015 | VACAR_2_TVA_Transmission | VACAR | TVA_Transmission | Internal | Shoulder | B13 | 600 | 900 | 0 | 64.53 | 63.8 | 7 | 0
2015 | VACAR_2_TVA_Transmission | VACAR | TVA_Transmission | Internal | Shoulder | B14 | 900 | 900 | 0 | 64.13 | 62.44 | 7 | 0
2015 | VACAR_2_TVA_Transmission | VACAR | TVA_Transmission | Internal | Shoulder | B15 | 1203 | 900 | 0 | 60.97 | 60.97 | 7 | 0
2015 | VACAR_2_TVA_Transmission | VACAR | TVA_Transmission | Internal | Summer | B1 | 10 | 900 | 0 | 100.71 | 99.77 | 7 | 0
2015 | VACAR_2_TVA_Transmission | VACAR | TVA_Transmission | Internal | Summer | B2 | 25 | 900 | 0 | 100.71 | 96.74 | 7 | 0
2015 | VACAR_2_TVA_Transmission | VACAR | TVA_Transmission | Internal | Summer | B3 | 75 | 900 | 0 | 100.71 | 95.51 | 7 | 0
2015 | VACAR_2_TVA_Transmission | VACAR | TVA_Transmission | Internal | Summer | B4 | 100 | 900 | 0 | 90.87 | 90.75 | 7 | 0
2015 | VACAR_2_TVA_Transmission | VACAR | TVA_Transmission | Internal | Summer | B5 | 200 | 900 | 0 | 84.64 | 82.85 | 7 | 0
2015 | VACAR_2_TVA_Transmission | VACAR | TVA_Transmission | Internal | Summer | B6 | 300 | 900 | 0 | 72.58 | 71.07 | 7 | 0
2015 | VACAR_2_TVA_Transmission | VACAR | TVA_Transmission | Internal | Summer | B7 | 400 | 900 | 0 | 65.07 | 63.6 | 7 | 0
2015 | VACAR_2_TVA_Transmission | VACAR | TVA_Transmission | Internal | Summer | B8 | 500 | 900 | 0 | 62.4 | 61.12 | 7 | 0
2015 | VACAR_2_TVA_Transmission | VACAR | TVA_Transmission | Internal | Summer | B9 | 800 | 900 | 0 | 61.05 | 60.11 | 7 | 0
2015 | VACAR_2_TVA_Transmission | VACAR | TVA_Transmission | Internal | Summer | B10 | 1262 | 900 | 0 | 58.33 | 58.13 | 7 | 0
2015 | VACAR_2_TVA_Transmission | VACAR | TVA_Transmission | Internal | Winter | B16 | 25 | 900 | 0 | 93.77 | 84.77 | 7 | 0
2015 | VACAR_2_TVA_Transmission | VACAR | TVA_Transmission | Internal | Winter | B17 | 100 | 900 | 0 | 78.73 | 69.84 | 7 | 0
2015 | VACAR_2_TVA_Transmission | VACAR | TVA_Transmission | Internal | Winter | B18 | 400 | 900 | 0 | 66.87 | 64.88 | 7 | 0
2015 | VACAR_2_TVA_Transmission | VACAR | TVA_Transmission | Internal | Winter | B19 | 700 | 900 | 0 | 66 | 63.37 | 7 | 0
2015 | VACAR_2_TVA_Transmission | VACAR | TVA_Transmission | Internal | Winter | B20 | 935 | 900 | 0 | 61.58 | 61.58 | 7 | 0
2020 | ENT_2_MISO_MO-IL | ENT | MISO_MO-IL | Internal | Shoulder | B11 | 25 | 2260 | 0 | 74.75 | 74.75 | 8 | 0
2020 | ENT_2_MISO_MO-IL | ENT | MISO_MO-IL | Internal | Shoulder | B12 | 200 | 2260 | 0 | 68.27 | 67.59 | 8 | 0
2020 | ENT_2_MISO_MO-IL | ENT | MISO_MO-IL | Internal | Shoulder | B13 | 600 | 2260 | 0 | 67.71 | 63.13 | 8 | 0
2020 | ENT_2_MISO_MO-IL | ENT | MISO_MO-IL | Internal | Shoulder | B14 | 900 | 2260 | 0 | 65.51 | 61.66 | 8 | 0
2020 | ENT_2_MISO_MO-IL | ENT | MISO_MO-IL | Internal | Shoulder | B15 | 1203 | 2260 | 0 | 65.51 | 58.75 | 8 | 0
2020 | ENT_2_MISO_MO-IL | ENT | MISO_MO-IL | Internal | Summer | B1 | 10 | 2260 | 0 | 104.12 | 101.84 | 8 | 0
2020 | ENT_2_MISO_MO-IL | ENT | MISO_MO-IL | Internal | Summer | B2 | 25 | 2260 | 0 | 101.92 | 100.48 | 8 | 0
2020 | ENT_2_MISO_MO-IL | ENT | MISO_MO-IL | Internal | Summer | B3 | 75 | 2260 | 0 | 101.92 | 99.87 | 8 | 0
2020 | ENT_2_MISO_MO-IL | ENT | MISO_MO-IL | Internal | Summer | B4 | 100 | 2260 | 0 | 98.27 | 93.28 | 8 | 0
2020 | ENT_2_MISO_MO-IL | ENT | MISO_MO-IL | Internal | Summer | B5 | 200 | 2260 | 0 | 94.24 | 86.83 | 8 | 0
2020 | ENT_2_MISO_MO-IL | ENT | MISO_MO-IL | Internal | Summer | B6 | 300 | 2260 | 0 | 73.95 | 73.95 | 8 | 0
2020 | ENT_2_MISO_MO-IL | ENT | MISO_MO-IL | Internal | Summer | B7 | 400 | 2260 | 0 | 70.26 | 64.69 | 8 | 0
2020 | ENT_2_MISO_MO-IL | ENT | MISO_MO-IL | Internal | Summer | B8 | 500 | 2260 | 0 | 66.9 | 61.41 | 8 | 0
2020 | ENT_2_MISO_MO-IL | ENT | MISO_MO-IL | Internal | Summer | B9 | 800 | 2260 | 0 | 66.41 | 60.15 | 8 | 0
2020 | ENT_2_MISO_MO-IL | ENT | MISO_MO-IL | Internal | Summer | B10 | 1262 | 2260 | 0 | 64.19 | 57.82 | 8 | 0
2020 | ENT_2_MISO_MO-IL | ENT | MISO_MO-IL | Internal | Winter | B16 | 25 | 2260 | 0 | 78.31 | 79.09 | 8 | 0
2020 | ENT_2_MISO_MO-IL | ENT | MISO_MO-IL | Internal | Winter | B17 | 100 | 2260 | 0 | 70.47 | 68.65 | 8 | 0
2020 | ENT_2_MISO_MO-IL | ENT | MISO_MO-IL | Internal | Winter | B18 | 400 | 2260 | 0 | 68.66 | 67.13 | 8 | 0
2020 | ENT_2_MISO_MO-IL | ENT | MISO_MO-IL | Internal | Winter | B19 | 700 | 2260 | 0 | 68.12 | 64.17 | 8 | 0
2020 | ENT_2_MISO_MO-IL | ENT | MISO_MO-IL | Internal | Winter | B20 | 935 | 2260 | 0 | 68.12 | 60.23 | 8 | 0
2020 | ENT_2_SOCO | ENT | SOCO | Internal | Shoulder | B11 | 25 | 2000 | 2000 | 74.75 | 91.75 | 8 | 9
2020 | ENT_2_SOCO | ENT | SOCO | Internal | Shoulder | B12 | 200 | 2000 | 0 | 68.27 | 69.83 | 8 | 0
2020 | ENT_2_SOCO | ENT | SOCO | Internal | Shoulder | B13 | 600 | 2000 | 0 | 67.71 | 68.62 | 8 | 0
2020 | ENT_2_SOCO | ENT | SOCO | Internal | Shoulder | B14 | 900 | 2000 | 0 | 65.51 | 68.62 | 8 | 0
2020 | ENT_2_SOCO | ENT | SOCO | Internal | Shoulder | B15 | 1203 | 2000 | 0 | 65.51 | 67.38 | 8 | 0
2020 | ENT_2_SOCO | ENT | SOCO | Internal | Summer | B1 | 10 | 2000 | 1759.31 | 104.12 | 112.12 | 8 | 0
2020 | ENT_2_SOCO | ENT | SOCO | Internal | Summer | B2 | 25 | 2000 | 1244.32 | 101.92 | 109.92 | 8 | 0
2020 | ENT_2_SOCO | ENT | SOCO | Internal | Summer | B3 | 75 | 2000 | 1282.05 | 101.92 | 109.92 | 8 | 0
2020 | ENT_2_SOCO | ENT | SOCO | Internal | Summer | B4 | 100 | 2000 | 2000 | 98.27 | 109.92 | 8 | 3.65
2020 | ENT_2_SOCO | ENT | SOCO | Internal | Summer | B5 | 200 | 2000 | 2000 | 94.24 | 103.83 | 8 | 1.59
2020 | ENT_2_SOCO | ENT | SOCO | Internal | Summer | B6 | 300 | 2000 | 2000 | 73.95 | 90.52 | 8 | 8.57
2020 | ENT_2_SOCO | ENT | SOCO | Internal | Summer | B7 | 400 | 2000 | 2000 | 70.26 | 81.69 | 8 | 3.43
2020 | ENT_2_SOCO | ENT | SOCO | Internal | Summer | B8 | 500 | 2000 | 1795.09 | 66.9 | 74.9 | 8 | 0
2020 | ENT_2_SOCO | ENT | SOCO | Internal | Summer | B9 | 800 | 2000 | 0 | 66.41 | 68.51 | 8 | 0
2020 | ENT_2_SOCO | ENT | SOCO | Internal | Summer | B10 | 1262 | 2000 | 0 | 64.19 | 66.11 | 8 | 0
2020 | ENT_2_SOCO | ENT | SOCO | Internal | Winter | B16 | 25 | 2000 | 2000 | 78.31 | 95.69 | 8 | 9.38
2020 | ENT_2_SOCO | ENT | SOCO | Internal | Winter | B17 | 100 | 2000 | 0 | 70.47 | 77 | 8 | 0
2020 | ENT_2_SOCO | ENT | SOCO | Internal | Winter | B18 | 400 | 2000 | 0 | 68.66 | 69.99 | 8 | 0
2020 | ENT_2_SOCO | ENT | SOCO | Internal | Winter | B19 | 700 | 2000 | 0 | 68.12 | 69.99 | 8 | 0
2020 | ENT_2_SOCO | ENT | SOCO | Internal | Winter | B20 | 935 | 2000 | 0 | 68.12 | 69.99 | 8 | 0
2020 | ENT_2_SPP_N | ENT | SPP_N | Internal | Shoulder | B11 | 25 | 1300 | 0 | 74.75 | 68.55 | 8 | 0
2020 | ENT_2_SPP_N | ENT | SPP_N | Internal | Shoulder | B12 | 200 | 1300 | 0 | 68.27 | 63.65 | 8 | 0
2020 | ENT_2_SPP_N | ENT | SPP_N | Internal | Shoulder | B13 | 600 | 1300 | 0 | 67.71 | 62.71 | 8 | 0
2020 | ENT_2_SPP_N | ENT | SPP_N | Internal | Shoulder | B14 | 900 | 1300 | 0 | 65.51 | 57 | 8 | 0
2020 | ENT_2_SPP_N | ENT | SPP_N | Internal | Shoulder | B15 | 1203 | 1300 | 0 | 65.51 | 56.98 | 8 | 0
2020 | ENT_2_SPP_N | ENT | SPP_N | Internal | Summer | B1 | 10 | 1300 | 0 | 104.12 | 96.84 | 8 | 0
2020 | ENT_2_SPP_N | ENT | SPP_N | Internal | Summer | B2 | 25 | 1300 | 0 | 101.92 | 96.92 | 8 | 0
2020 | ENT_2_SPP_N | ENT | SPP_N | Internal | Summer | B3 | 75 | 1300 | 0 | 101.92 | 99.87 | 8 | 0
2020 | ENT_2_SPP_N | ENT | SPP_N | Internal | Summer | B4 | 100 | 1300 | 0 | 98.27 | 93.27 | 8 | 0
2020 | ENT_2_SPP_N | ENT | SPP_N | Internal | Summer | B5 | 200 | 1300 | 0 | 94.24 | 89.24 | 8 | 0
2020 | ENT_2_SPP_N | ENT | SPP_N | Internal | Summer | B6 | 300 | 1300 | 0 | 73.95 | 68.95 | 8 | 0
2020 | ENT_2_SPP_N | ENT | SPP_N | Internal | Summer | B7 | 400 | 1300 | 0 | 70.26 | 65.26 | 8 | 0
2020 | ENT_2_SPP_N | ENT | SPP_N | Internal | Summer | B8 | 500 | 1300 | 0 | 66.9 | 64.08 | 8 | 0
2020 | ENT_2_SPP_N | ENT | SPP_N | Internal | Summer | B9 | 800 | 1300 | 0 | 66.41 | 62.71 | 8 | 0
2020 | ENT_2_SPP_N | ENT | SPP_N | Internal | Summer | B10 | 1262 | 1300 | 0 | 64.19 | 59.18 | 8 | 0
2020 | ENT_2_SPP_N | ENT | SPP_N | Internal | Winter | B16 | 25 | 1300 | 0 | 78.31 | 64.39 | 8 | 0
2020 | ENT_2_SPP_N | ENT | SPP_N | Internal | Winter | B17 | 100 | 1300 | 0 | 70.47 | 63.65 | 8 | 0
2020 | ENT_2_SPP_N | ENT | SPP_N | Internal | Winter | B18 | 400 | 1300 | 0 | 68.66 | 63.65 | 8 | 0
2020 | ENT_2_SPP_N | ENT | SPP_N | Internal | Winter | B19 | 700 | 1300 | 0 | 68.12 | 61.41 | 8 | 0
2020 | ENT_2_SPP_N | ENT | SPP_N | Internal | Winter | B20 | 935 | 1300 | 0 | 68.12 | 59.32 | 8 | 0
2020 | ENT_2_SPP_S | ENT | SPP_S | Internal | Shoulder | B11 | 25 | 1300 | 0 | 74.75 | 68.53 | 8 | 0
2020 | ENT_2_SPP_S | ENT | SPP_S | Internal | Shoulder | B12 | 200 | 1300 | 0 | 68.27 | 63.66 | 8 | 0
2020 | ENT_2_SPP_S | ENT | SPP_S | Internal | Shoulder | B13 | 600 | 1300 | 0 | 67.71 | 62.72 | 8 | 0
2020 | ENT_2_SPP_S | ENT | SPP_S | Internal | Shoulder | B14 | 900 | 1300 | 0 | 65.51 | 57.01 | 8 | 0
2020 | ENT_2_SPP_S | ENT | SPP_S | Internal | Shoulder | B15 | 1203 | 1300 | 0 | 65.51 | 56.99 | 8 | 0
2020 | ENT_2_SPP_S | ENT | SPP_S | Internal | Summer | B1 | 10 | 1300 | 0 | 104.12 | 67.06 | 8 | 0
2020 | ENT_2_SPP_S | ENT | SPP_S | Internal | Summer | B2 | 25 | 1300 | 0 | 101.92 | 92.88 | 8 | 0
2020 | ENT_2_SPP_S | ENT | SPP_S | Internal | Summer | B3 | 75 | 1300 | 0 | 101.92 | 92.88 | 8 | 0
2020 | ENT_2_SPP_S | ENT | SPP_S | Internal | Summer | B4 | 100 | 1300 | 0 | 98.27 | 92.88 | 8 | 0
2020 | ENT_2_SPP_S | ENT | SPP_S | Internal | Summer | B5 | 200 | 1300 | 0 | 94.24 | 89.24 | 8 | 0
2020 | ENT_2_SPP_S | ENT | SPP_S | Internal | Summer | B6 | 300 | 1300 | 0 | 73.95 | 68.95 | 8 | 0
2020 | ENT_2_SPP_S | ENT | SPP_S | Internal | Summer | B7 | 400 | 1300 | 0 | 70.26 | 65.27 | 8 | 0
2020 | ENT_2_SPP_S | ENT | SPP_S | Internal | Summer | B8 | 500 | 1300 | 0 | 66.9 | 64.09 | 8 | 0
2020 | ENT_2_SPP_S | ENT | SPP_S | Internal | Summer | B9 | 800 | 1300 | 0 | 66.41 | 63.95 | 8 | 0
2020 | ENT_2_SPP_S | ENT | SPP_S | Internal | Summer | B10 | 1262 | 1300 | 0 | 64.19 | 59.19 | 8 | 0
2020 | ENT_2_SPP_S | ENT | SPP_S | Internal | Winter | B16 | 25 | 1300 | 0 | 78.31 | 64.4 | 8 | 0
2020 | ENT_2_SPP_S | ENT | SPP_S | Internal | Winter | B17 | 100 | 1300 | 0 | 70.47 | 63.66 | 8 | 0
2020 | ENT_2_SPP_S | ENT | SPP_S | Internal | Winter | B18 | 400 | 1300 | 0 | 68.66 | 63.66 | 8 | 0
2020 | ENT_2_SPP_S | ENT | SPP_S | Internal | Winter | B19 | 700 | 1300 | 0 | 68.12 | 61.42 | 8 | 0
2020 | ENT_2_SPP_S | ENT | SPP_S | Internal | Winter | B20 | 935 | 1300 | 0 | 68.12 | 59.33 | 8 | 0
2020 | ENT_2_TVA_Transmission | ENT | TVA_Transmission | Internal | Shoulder | B11 | 25 | 2100 | 95.75 | 74.75 | 82.75 | 8 | 0
2020 | ENT_2_TVA_Transmission | ENT | TVA_Transmission | Internal | Shoulder | B12 | 200 | 2100 | 0 | 68.27 | 71.29 | 8 | 0
2020 | ENT_2_TVA_Transmission | ENT | TVA_Transmission | Internal | Shoulder | B13 | 600 | 2100 | 0 | 67.71 | 68.82 | 8 | 0
2020 | ENT_2_TVA_Transmission | ENT | TVA_Transmission | Internal | Shoulder | B14 | 900 | 2100 | 0 | 65.51 | 68.09 | 8 | 0
2020 | ENT_2_TVA_Transmission | ENT | TVA_Transmission | Internal | Shoulder | B15 | 1203 | 2100 | 0 | 65.51 | 66.75 | 8 | 0
2020 | ENT_2_TVA_Transmission | ENT | TVA_Transmission | Internal | Summer | B1 | 10 | 2100 | 0 | 104.12 | 109.84 | 8 | 0
2020 | ENT_2_TVA_Transmission | ENT | TVA_Transmission | Internal | Summer | B2 | 25 | 2100 | 0 | 101.92 | 107.15 | 8 | 0
2020 | ENT_2_TVA_Transmission | ENT | TVA_Transmission | Internal | Summer | B3 | 75 | 2100 | 0 | 101.92 | 107.15 | 8 | 0
2020 | ENT_2_TVA_Transmission | ENT | TVA_Transmission | Internal | Summer | B4 | 100 | 2100 | 0 | 98.27 | 101.28 | 8 | 0
2020 | ENT_2_TVA_Transmission | ENT | TVA_Transmission | Internal | Summer | B5 | 200 | 2100 | 0 | 94.24 | 94.83 | 8 | 0
2020 | ENT_2_TVA_Transmission | ENT | TVA_Transmission | Internal | Summer | B6 | 300 | 2100 | 0 | 73.95 | 81.63 | 8 | 0
2020 | ENT_2_TVA_Transmission | ENT | TVA_Transmission | Internal | Summer | B7 | 400 | 2100 | 0 | 70.26 | 72.69 | 8 | 0
2020 | ENT_2_TVA_Transmission | ENT | TVA_Transmission | Internal | Summer | B8 | 500 | 2100 | 0 | 66.9 | 67.81 | 8 | 0
2020 | ENT_2_TVA_Transmission | ENT | TVA_Transmission | Internal | Summer | B9 | 800 | 2100 | 0 | 66.41 | 66.63 | 8 | 0
2020 | ENT_2_TVA_Transmission | ENT | TVA_Transmission | Internal | Summer | B10 | 1262 | 2100 | 0 | 64.19 | 64.47 | 8 | 0
2020 | ENT_2_TVA_Transmission | ENT | TVA_Transmission | Internal | Winter | B16 | 25 | 2100 | 2100 | 78.31 | 86.69 | 8 | 0.38
2020 | ENT_2_TVA_Transmission | ENT | TVA_Transmission | Internal | Winter | B17 | 100 | 2100 | 0 | 70.47 | 74.73 | 8 | 0
2020 | ENT_2_TVA_Transmission | ENT | TVA_Transmission | Internal | Winter | B18 | 400 | 2100 | 0 | 68.66 | 71.82 | 8 | 0
2020 | ENT_2_TVA_Transmission | ENT | TVA_Transmission | Internal | Winter | B19 | 700 | 2100 | 0 | 68.12 | 70.61 | 8 | 0
2020 | ENT_2_TVA_Transmission | ENT | TVA_Transmission | Internal | Winter | B20 | 935 | 2100 | 0 | 68.12 | 68.23 | 8 | 0
2020 | FRCC_2_SOCO | FRCC | SOCO | Internal | Shoulder | B11 | 25 | 900 | 0 | 113.28 | 91.75 | 8 | 0
2020 | FRCC_2_SOCO | FRCC | SOCO | Internal | Shoulder | B12 | 200 | 900 | 0 | 75.45 | 69.83 | 8 | 0
2020 | FRCC_2_SOCO | FRCC | SOCO | Internal | Shoulder | B13 | 600 | 900 | 0 | 75.45 | 68.62 | 8 | 0
2020 | FRCC_2_SOCO | FRCC | SOCO | Internal | Shoulder | B14 | 900 | 900 | 0 | 72.31 | 68.62 | 8 | 0
2020 | FRCC_2_SOCO | FRCC | SOCO | Internal | Shoulder | B15 | 1203 | 900 | 0 | 72.31 | 67.38 | 8 | 0
2020 | FRCC_2_SOCO | FRCC | SOCO | Internal | Summer | B1 | 10 | 900 | 0 | 122.12 | 112.12 | 8 | 0
2020 | FRCC_2_SOCO | FRCC | SOCO | Internal | Summer | B2 | 25 | 900 | 0 | 116.56 | 109.92 | 8 | 0
2020 | FRCC_2_SOCO | FRCC | SOCO | Internal | Summer | B3 | 75 | 900 | 0 | 116.56 | 109.92 | 8 | 0
2020 | FRCC_2_SOCO | FRCC | SOCO | Internal | Summer | B4 | 100 | 900 | 0 | 116.56 | 109.92 | 8 | 0
2020 | FRCC_2_SOCO | FRCC | SOCO | Internal | Summer | B5 | 200 | 900 | 0 | 113.83 | 103.83 | 8 | 0
2020 | FRCC_2_SOCO | FRCC | SOCO | Internal | Summer | B6 | 300 | 900 | 0 | 100.52 | 90.52 | 8 | 0
2020 | FRCC_2_SOCO | FRCC | SOCO | Internal | Summer | B7 | 400 | 900 | 0 | 85.21 | 81.69 | 8 | 0
2020 | FRCC_2_SOCO | FRCC | SOCO | Internal | Summer | B8 | 500 | 900 | 0 | 74.69 | 74.9 | 8 | 0
2020 | FRCC_2_SOCO | FRCC | SOCO | Internal | Summer | B9 | 800 | 900 | 0 | 72.34 | 68.51 | 8 | 0
2020 | FRCC_2_SOCO | FRCC | SOCO | Internal | Summer | B10 | 1262 | 900 | 0 | 71.58 | 66.11 | 8 | 0
2020 | FRCC_2_SOCO | FRCC | SOCO | Internal | Winter | B16 | 25 | 900 | 0 | 105.69 | 95.69 | 8 | 0
2020 | FRCC_2_SOCO | FRCC | SOCO | Internal | Winter | B17 | 100 | 900 | 0 | 77.79 | 77 | 8 | 0
2020 | FRCC_2_SOCO | FRCC | SOCO | Internal | Winter | B18 | 400 | 900 | 0 | 76.51 | 69.99 | 8 | 0
2020 | FRCC_2_SOCO | FRCC | SOCO | Internal | Winter | B19 | 700 | 900 | 0 | 74.54 | 69.99 | 8 | 0
2020 | FRCC_2_SOCO | FRCC | SOCO | Internal | Winter | B20 | 935 | 900 | 0 | 74.54 | 69.99 | 8 | 0
2020 | HQ_NEISO_2_NEISO | HQ_NEISO | NEISO | Internal | Shoulder | B11 | 25 | 99999 | 3240.66 | 61.5 | 61.51 | 0.01 | 0
2020 | HQ_NEISO_2_NEISO | HQ_NEISO | NEISO | Internal | Shoulder | B12 | 200 | 99999 | 3237.44 | 58.67 | 58.69 | 0.01 | 0
2020 | HQ_NEISO_2_NEISO | HQ_NEISO | NEISO | Internal | Shoulder | B13 | 600 | 99999 | 3224.78 | 58.67 | 58.69 | 0.01 | 0
2020 | HQ_NEISO_2_NEISO | HQ_NEISO | NEISO | Internal | Shoulder | B14 | 900 | 99999 | 3202.64 | 58.67 | 58.69 | 0.01 | 0
2020 | HQ_NEISO_2_NEISO | HQ_NEISO | NEISO | Internal | Shoulder | B15 | 1203 | 99999 | 1364.89 | 58.67 | 58.69 | 0.01 | 0
2020 | HQ_NEISO_2_NEISO | HQ_NEISO | NEISO | Internal | Summer | B1 | 10 | 99999 | 3420.1 | 92.85 | 92.86 | 0.01 | 0
2020 | HQ_NEISO_2_NEISO | HQ_NEISO | NEISO | Internal | Summer | B2 | 25 | 99999 | 3398.84 | 90.14 | 90.15 | 0.01 | 0
2020 | HQ_NEISO_2_NEISO | HQ_NEISO | NEISO | Internal | Summer | B3 | 75 | 99999 | 3356.38 | 80.54 | 80.55 | 0.01 | 0
2020 | HQ_NEISO_2_NEISO | HQ_NEISO | NEISO | Internal | Summer | B4 | 100 | 99999 | 3319.97 | 73.48 | 73.5 | 0.01 | 0
2020 | HQ_NEISO_2_NEISO | HQ_NEISO | NEISO | Internal | Summer | B5 | 200 | 99999 | 3300.16 | 58.62 | 58.63 | 0.01 | 0
2020 | HQ_NEISO_2_NEISO | HQ_NEISO | NEISO | Internal | Summer | B6 | 300 | 99999 | 3277.82 | 58.62 | 58.63 | 0.01 | 0
2020 | HQ_NEISO_2_NEISO | HQ_NEISO | NEISO | Internal | Summer | B7 | 400 | 99999 | 3252.23 | 58.62 | 58.63 | 0.01 | 0
2020 | HQ_NEISO_2_NEISO | HQ_NEISO | NEISO | Internal | Summer | B8 | 500 | 99999 | 3232.1 | 58.62 | 58.63 | 0.01 | 0
2020 | HQ_NEISO_2_NEISO | HQ_NEISO | NEISO | Internal | Summer | B9 | 800 | 99999 | 3207.45 | 58.62 | 58.63 | 0.01 | 0
2020 | HQ_NEISO_2_NEISO | HQ_NEISO | NEISO | Internal | Summer | B10 | 1262 | 99999 | 1024.87 | 58.62 | 58.63 | 0.01 | 0
2020 | HQ_NEISO_2_NEISO | HQ_NEISO | NEISO | Internal | Winter | B16 | 25 | 99999 | 3285.23 | 70.43 | 70.44 | 0.01 | 0
2020 | HQ_NEISO_2_NEISO | HQ_NEISO | NEISO | Internal | Winter | B17 | 100 | 99999 | 3267.34 | 69.11 | 69.12 | 0.01 | 0
2020 | HQ_NEISO_2_NEISO | HQ_NEISO | NEISO | Internal | Winter | B18 | 400 | 99999 | 3253.65 | 65.91 | 65.92 | 0.01 | 0
2020 | HQ_NEISO_2_NEISO | HQ_NEISO | NEISO | Internal | Winter | B19 | 700 | 99999 | 3228.15 | 65.91 | 65.92 | 0.01 | 0
2020 | HQ_NEISO_2_NEISO | HQ_NEISO | NEISO | Internal | Winter | B20 | 935 | 99999 | 1481.08 | 65.91 | 65.92 | 0.01 | 0
2020 | HQ_NY_2_NYISO_A-F | HQ_NY | NYISO_A-F | Internal | Shoulder | B11 | 25 | 99999 | 2812.27 | 64.01 | 64.03 | 0.01 | 0
2020 | HQ_NY_2_NYISO_A-F | HQ_NY | NYISO_A-F | Internal | Shoulder | B12 | 200 | 99999 | 2847.69 | 61.65 | 61.66 | 0.01 | 0
2020 | HQ_NY_2_NYISO_A-F | HQ_NY | NYISO_A-F | Internal | Shoulder | B13 | 600 | 99999 | 2781.85 | 61.02 | 61.03 | 0.01 | 0
2020 | HQ_NY_2_NYISO_A-F | HQ_NY | NYISO_A-F | Internal | Shoulder | B14 | 900 | 99999 | 2673.14 | 61.02 | 61.03 | 0.01 | 0
2020 | HQ_NY_2_NYISO_A-F | HQ_NY | NYISO_A-F | Internal | Shoulder | B15 | 1203 | 99999 | 1582.7 | 61.02 | 61.03 | 0.01 | 0
2020 | HQ_NY_2_NYISO_A-F | HQ_NY | NYISO_A-F | Internal | Summer | B1 | 10 | 99999 | 3500.1 | 89.85 | 89.86 | 0.01 | 0
2020 | HQ_NY_2_NYISO_A-F | HQ_NY | NYISO_A-F | Internal | Summer | B2 | 25 | 99999 | 3406.71 | 89.85 | 89.86 | 0.01 | 0
2020 | HQ_NY_2_NYISO_A-F | HQ_NY | NYISO_A-F | Internal | Summer | B3 | 75 | 99999 | 3266.6 | 80.64 | 80.66 | 0.01 | 0
2020 | HQ_NY_2_NYISO_A-F | HQ_NY | NYISO_A-F | Internal | Summer | B4 | 100 | 99999 | 3116.28 | 80.64 | 80.66 | 0.01 | 0
2020 | HQ_NY_2_NYISO_A-F | HQ_NY | NYISO_A-F | Internal | Summer | B5 | 200 | 99999 | 3025.49 | 62.76 | 62.77 | 0.01 | 0
2020 | HQ_NY_2_NYISO_A-F | HQ_NY | NYISO_A-F | Internal | Summer | B6 | 300 | 99999 | 2934.86 | 62.76 | 62.77 | 0.01 | 0
2020 | HQ_NY_2_NYISO_A-F | HQ_NY | NYISO_A-F | Internal | Summer | B7 | 400 | 99999 | 2830.75 | 61.6 | 61.61 | 0.01 | 0
2020 | HQ_NY_2_NYISO_A-F | HQ_NY | NYISO_A-F | Internal | Summer | B8 | 500 | 99999 | 2760.25 | 60.02 | 60.03 | 0.01 | 0
2020 | HQ_NY_2_NYISO_A-F | HQ_NY | NYISO_A-F | Internal | Summer | B9 | 800 | 99999 | 2664.71 | 58.7 | 58.71 | 0.01 | 0
2020 | HQ_NY_2_NYISO_A-F | HQ_NY | NYISO_A-F | Internal | Summer | B10 | 1262 | 99999 | 1436.31 | 58.7 | 58.71 | 0.01 | 0
2020 | HQ_NY_2_NYISO_A-F | HQ_NY | NYISO_A-F | Internal | Winter | B16 | 25 | 99999 | 3058.87 | 66.41 | 66.42 | 0.01 | 0
2020 | HQ_NY_2_NYISO_A-F | HQ_NY | NYISO_A-F | Internal | Winter | B17 | 100 | 99999 | 3001.1 | 66.41 | 66.42 | 0.01 | 0
2020 | HQ_NY_2_NYISO_A-F | HQ_NY | NYISO_A-F | Internal | Winter | B18 | 400 | 99999 | 2934.69 | 62.91 | 62.92 | 0.01 | 0
2020 | HQ_NY_2_NYISO_A-F | HQ_NY | NYISO_A-F | Internal | Winter | B19 | 700 | 99999 | 2819.07 | 62.91 | 62.92 | 0.01 | 0
2020 | HQ_NY_2_NYISO_A-F | HQ_NY | NYISO_A-F | Internal | Winter | B20 | 935 | 99999 | 1762.97 | 62.91 | 62.92 | 0.01 | 0
2020 | HQ_IESO_2_IESO | HQ_IESO | IESO | Internal | Shoulder | B11 | 25 | 99999 | 400 | 13.86 | 13.87 | 0.01 | 0
2020 | HQ_IESO_2_IESO | HQ_IESO | IESO | Internal | Shoulder | B12 | 200 | 99999 | 400 | 13.86 | 13.87 | 0.01 | 0
2020 | HQ_IESO_2_IESO | HQ_IESO | IESO | Internal | Shoulder | B13 | 600 | 99999 | 400 | 13.86 | 13.87 | 0.01 | 0
2020 | HQ_IESO_2_IESO | HQ_IESO | IESO | Internal | Shoulder | B14 | 900 | 99999 | 400 | 13.86 | 13.87 | 0.01 | 0
2020 | HQ_IESO_2_IESO | HQ_IESO | IESO | Internal | Shoulder | B15 | 1203 | 99999 | 75.48 | 13.86 | 13.87 | 0.01 | 0
2020 | HQ_IESO_2_IESO | HQ_IESO | IESO | Internal | Summer | B1 | 10 | 99999 | 400 | 82.85 | 82.86 | 0.01 | 0
2020 | HQ_IESO_2_IESO | HQ_IESO | IESO | Internal | Summer | B2 | 25 | 99999 | 400 | 82.85 | 82.86 | 0.01 | 0
2020 | HQ_IESO_2_IESO | HQ_IESO | IESO | Internal | Summer | B3 | 75 | 99999 | 400 | 71.53 | 71.54 | 0.01 | 0
2020 | HQ_IESO_2_IESO | HQ_IESO | IESO | Internal | Summer | B4 | 100 | 99999 | 400 | 47.03 | 47.04 | 0.01 | 0
2020 | HQ_IESO_2_IESO | HQ_IESO | IESO | Internal | Summer | B5 | 200 | 99999 | 400 | 10.96 | 10.97 | 0.01 | 0
2020 | HQ_IESO_2_IESO | HQ_IESO | IESO | Internal | Summer | B6 | 300 | 99999 | 400 | 10.96 | 10.97 | 0.01 | 0
2020 | HQ_IESO_2_IESO | HQ_IESO | IESO | Internal | Summer | B7 | 400 | 99999 | 400 | 10.96 | 10.97 | 0.01 | 0
2020 | HQ_IESO_2_IESO | HQ_IESO | IESO | Internal | Summer | B8 | 500 | 99999 | 400 | 10.96 | 10.97 | 0.01 | 0
2020 | HQ_IESO_2_IESO | HQ_IESO | IESO | Internal | Summer | B9 | 800 | 99999 | 400 | 10.96 | 10.97 | 0.01 | 0
2020 | HQ_IESO_2_IESO | HQ_IESO | IESO | Internal | Summer | B10 | 1262 | 99999 | 12.04 | 10.96 | 10.97 | 0.01 | 0
2020 | HQ_IESO_2_IESO | HQ_IESO | IESO | Internal | Winter | B16 | 25 | 99999 | 400 | 49.8 | 49.81 | 0.01 | 0
2020 | HQ_IESO_2_IESO | HQ_IESO | IESO | Internal | Winter | B17 | 100 | 99999 | 400 | 49.8 | 49.81 | 0.01 | 0
2020 | HQ_IESO_2_IESO | HQ_IESO | IESO | Internal | Winter | B18 | 400 | 99999 | 400 | 49.8 | 49.81 | 0.01 | 0
2020 | HQ_IESO_2_IESO | HQ_IESO | IESO | Internal | Winter | B19 | 700 | 99999 | 400 | 49.8 | 49.81 | 0.01 | 0
2020 | HQ_IESO_2_IESO | HQ_IESO | IESO | Internal | Winter | B20 | 935 | 99999 | 91.98 | 49.8 | 49.81 | 0.01 | 0
2020 | IESO_2_MAPP_CA | IESO | MAPP_CA | Internal | Shoulder | B11 | 25 | 262 | 262 | 13.87 | 65.37 | 7 | 44.49
2020 | IESO_2_MAPP_CA | IESO | MAPP_CA | Internal | Shoulder | B12 | 200 | 262 | 262 | 13.87 | 62.17 | 7 | 41.3
2020 | IESO_2_MAPP_CA | IESO | MAPP_CA | Internal | Shoulder | B13 | 600 | 262 | 262 | 13.87 | 60.17 | 7 | 39.29
2020 | IESO_2_MAPP_CA | IESO | MAPP_CA | Internal | Shoulder | B14 | 900 | 262 | 262 | 13.87 | 55.61 | 7 | 34.73
2020 | IESO_2_MAPP_CA | IESO | MAPP_CA | Internal | Shoulder | B15 | 1203 | 262 | 262 | 13.87 | 55.61 | 7 | 34.73
2020 | IESO_2_MAPP_CA | IESO | MAPP_CA | Internal | Summer | B1 | 10 | 262 | 164.46 | 82.86 | 89.86 | 7 | 0
2020 | IESO_2_MAPP_CA | IESO | MAPP_CA | Internal | Summer | B2 | 25 | 262 | 126.61 | 82.86 | 89.86 | 7 | 0
2020 | IESO_2_MAPP_CA | IESO | MAPP_CA | Internal | Summer | B3 | 75 | 262 | 262 | 71.54 | 89.86 | 7 | 11.32
2020 | IESO_2_MAPP_CA | IESO | MAPP_CA | Internal | Summer | B4 | 100 | 262 | 262 | 47.04 | 89.86 | 7 | 35.82
2020 | IESO_2_MAPP_CA | IESO | MAPP_CA | Internal | Summer | B5 | 200 | 262 | 262 | 10.97 | 86.81 | 7 | 68.84
2020 | IESO_2_MAPP_CA | IESO | MAPP_CA | Internal | Summer | B6 | 300 | 262 | 262 | 10.97 | 70.6 | 7 | 52.63
2020 | IESO_2_MAPP_CA | IESO | MAPP_CA | Internal | Summer | B7 | 400 | 262 | 262 | 10.97 | 63.02 | 7 | 45.05
2020 | IESO_2_MAPP_CA | IESO | MAPP_CA | Internal | Summer | B8 | 500 | 262 | 262 | 10.97 | 60.4 | 7 | 42.43
2020 | IESO_2_MAPP_CA | IESO | MAPP_CA | Internal | Summer | B9 | 800 | 262 | 262 | 10.97 | 58.37 | 7 | 40.4
2020 | IESO_2_MAPP_CA | IESO | MAPP_CA | Internal | Summer | B10 | 1262 | 262 | 262 | 10.97 | 58.37 | 7 | 40.4
2020 | IESO_2_MAPP_CA | IESO | MAPP_CA | Internal | Winter | B16 | 25 | 262 | 262 | 49.81 | 59.65 | 7 | 2.84
2020 | IESO_2_MAPP_CA | IESO | MAPP_CA | Internal | Winter | B17 | 100 | 262 | 262 | 49.81 | 59.65 | 7 | 2.84
2020 | IESO_2_MAPP_CA | IESO | MAPP_CA | Internal | Winter | B18 | 400 | 262 | 262 | 49.81 | 59.65 | 7 | 2.84
2020 | IESO_2_MAPP_CA | IESO | MAPP_CA | Internal | Winter | B19 | 700 | 262 | 262 | 49.81 | 59.65 | 7 | 2.84
2020 | IESO_2_MAPP_CA | IESO | MAPP_CA | Internal | Winter | B20 | 935 | 262 | 262 | 49.81 | 59.65 | 7 | 2.84
2020 | IESO_2_MISO_MI | IESO | MISO_MI | Internal | Shoulder | B11 | 25 | 1840 | 1840 | 13.87 | 74.75 | 7 | 53.87
2020 | IESO_2_MISO_MI | IESO | MISO_MI | Internal | Shoulder | B12 | 200 | 1840 | 1840 | 13.87 | 67.59 | 7 | 46.71
2020 | IESO_2_MISO_MI | IESO | MISO_MI | Internal | Shoulder | B13 | 600 | 1840 | 1840 | 13.87 | 63.68 | 7 | 42.81
2020 | IESO_2_MISO_MI | IESO | MISO_MI | Internal | Shoulder | B14 | 900 | 1840 | 1840 | 13.87 | 62.13 | 7 | 41.25
2020 | IESO_2_MISO_MI | IESO | MISO_MI | Internal | Shoulder | B15 | 1203 | 1840 | 1840 | 13.87 | 58.75 | 7 | 37.88
2020 | IESO_2_MISO_MI | IESO | MISO_MI | Internal | Summer | B1 | 10 | 1840 | 1840 | 82.86 | 101.84 | 7 | 11.98
2020 | IESO_2_MISO_MI | IESO | MISO_MI | Internal | Summer | B2 | 25 | 1840 | 1840 | 82.86 | 100.48 | 7 | 10.61
2020 | IESO_2_MISO_MI | IESO | MISO_MI | Internal | Summer | B3 | 75 | 1840 | 1840 | 71.54 | 99.87 | 7 | 21.33
2020 | IESO_2_MISO_MI | IESO | MISO_MI | Internal | Summer | B4 | 100 | 1840 | 1840 | 47.04 | 93.28 | 7 | 39.24
2020 | IESO_2_MISO_MI | IESO | MISO_MI | Internal | Summer | B5 | 200 | 1840 | 1840 | 10.97 | 86.83 | 7 | 68.86
2020 | IESO_2_MISO_MI | IESO | MISO_MI | Internal | Summer | B6 | 300 | 1840 | 1840 | 10.97 | 73.95 | 7 | 55.98
2020 | IESO_2_MISO_MI | IESO | MISO_MI | Internal | Summer | B7 | 400 | 1840 | 1840 | 10.97 | 65.36 | 7 | 47.39
2020 | IESO_2_MISO_MI | IESO | MISO_MI | Internal | Summer | B8 | 500 | 1840 | 1840 | 10.97 | 62.14 | 7 | 44.17
2020 | IESO_2_MISO_MI | IESO | MISO_MI | Internal | Summer | B9 | 800 | 1840 | 1840 | 10.97 | 60.16 | 7 | 42.19
2020 | IESO_2_MISO_MI | IESO | MISO_MI | Internal | Summer | B10 | 1262 | 1840 | 1840 | 10.97 | 59.01 | 7 | 41.04
2020 | IESO_2_MISO_MI | IESO | MISO_MI | Internal | Winter | B16 | 25 | 1840 | 1840 | 49.81 | 79.12 | 7 | 22.31
2020 | IESO_2_MISO_MI | IESO | MISO_MI | Internal | Winter | B17 | 100 | 1840 | 1840 | 49.81 | 70.15 | 7 | 13.34
2020 | IESO_2_MISO_MI | IESO | MISO_MI | Internal | Winter | B18 | 400 | 1840 | 1840 | 49.81 | 67.13 | 7 | 10.32
2020 | IESO_2_MISO_MI | IESO | MISO_MI | Internal | Winter | B19 | 700 | 1840 | 1840 | 49.81 | 64.6 | 7 | 7.79
2020 | IESO_2_MISO_MI | IESO | MISO_MI | Internal | Winter | B20 | 935 | 1840 | 1840 | 49.81 | 60.23 | 7 | 3.42
2020 | IESO_2_MISO_W | IESO | MISO_W | Internal | Shoulder | B11 | 25 | 140 | 140 | 13.87 | 65.38 | 7 | 44.51
2020 | IESO_2_MISO_W | IESO | MISO_W | Internal | Shoulder | B12 | 200 | 140 | 140 | 13.87 | 62.18 | 7 | 41.31
2020 | IESO_2_MISO_W | IESO | MISO_W | Internal | Shoulder | B13 | 600 | 140 | 140 | 13.87 | 60.18 | 7 | 39.3
2020 | IESO_2_MISO_W | IESO | MISO_W | Internal | Shoulder | B14 | 900 | 140 | 140 | 13.87 | 55.62 | 7 | 34.74
2020 | IESO_2_MISO_W | IESO | MISO_W | Internal | Shoulder | B15 | 1203 | 140 | 140 | 13.87 | 49.98 | 7 | 29.1
2020 | IESO_2_MISO_W | IESO | MISO_W | Internal | Summer | B1 | 10 | 140 | 140 | 82.86 | 101.83 | 7 | 11.96
2020 | IESO_2_MISO_W | IESO | MISO_W | Internal | Summer | B2 | 25 | 140 | 140 | 82.86 | 96.9 | 7 | 7.04
2020 | IESO_2_MISO_W | IESO | MISO_W | Internal | Summer | B3 | 75 | 140 | 140 | 71.54 | 99.86 | 7 | 21.32
2020 | IESO_2_MISO_W | IESO | MISO_W | Internal | Summer | B4 | 100 | 140 | 140 | 47.04 | 93.25 | 7 | 39.21
2020 | IESO_2_MISO_W | IESO | MISO_W | Internal | Summer | B5 | 200 | 140 | 140 | 10.97 | 86.82 | 7 | 68.85
2020 | IESO_2_MISO_W | IESO | MISO_W | Internal | Summer | B6 | 300 | 140 | 140 | 10.97 | 70.62 | 7 | 52.65
2020 | IESO_2_MISO_W | IESO | MISO_W | Internal | Summer | B7 | 400 | 140 | 140 | 10.97 | 63.03 | 7 | 45.06
2020 | IESO_2_MISO_W | IESO | MISO_W | Internal | Summer | B8 | 500 | 140 | 140 | 10.97 | 60.41 | 7 | 42.44
2020 | IESO_2_MISO_W | IESO | MISO_W | Internal | Summer | B9 | 800 | 140 | 140 | 10.97 | 58.39 | 7 | 40.42
2020 | IESO_2_MISO_W | IESO | MISO_W | Internal | Summer | B10 | 1262 | 140 | 140 | 10.97 | 54.68 | 7 | 36.71
2020 | IESO_2_MISO_W | IESO | MISO_W | Internal | Winter | B16 | 25 | 140 | 140 | 49.81 | 57.39 | 7 | 0.57
2020 | IESO_2_MISO_W | IESO | MISO_W | Internal | Winter | B17 | 100 | 140 | 0 | 49.81 | 56.65 | 7 | 0
2020 | IESO_2_MISO_W | IESO | MISO_W | Internal | Winter | B18 | 400 | 140 | 140 | 49.81 | 59.67 | 7 | 2.85
2020 | IESO_2_MISO_W | IESO | MISO_W | Internal | Winter | B19 | 700 | 140 | 140 | 49.81 | 59.67 | 7 | 2.85
2020 | IESO_2_MISO_W | IESO | MISO_W | Internal | Winter | B20 | 935 | 140 | 0 | 49.81 | 52.32 | 7 | 0
2020 | IESO_2_NYISO_A-F | IESO | NYISO_A-F | Internal | Shoulder | B11 | 25 | 1725 | 1725 | 13.87 | 64.03 | 7 | 43.15
2020 | IESO_2_NYISO_A-F | IESO | NYISO_A-F | Internal | Shoulder | B12 | 200 | 1725 | 1725 | 13.87 | 61.66 | 7 | 40.79
2020 | IESO_2_NYISO_A-F | IESO | NYISO_A-F | Internal | Shoulder | B13 | 600 | 1725 | 1725 | 13.87 | 61.03 | 7 | 40.16
2020 | IESO_2_NYISO_A-F | IESO | NYISO_A-F | Internal | Shoulder | B14 | 900 | 1725 | 1725 | 13.87 | 61.03 | 7 | 40.16
2020 | IESO_2_NYISO_A-F | IESO | NYISO_A-F | Internal | Shoulder | B15 | 1203 | 1725 | 1725 | 13.87 | 61.03 | 7 | 40.16
2020 | IESO_2_NYISO_A-F | IESO | NYISO_A-F | Internal | Summer | B1 | 10 | 1725 | 640.04 | 82.86 | 89.86 | 7 | 0
2020 | IESO_2_NYISO_A-F | IESO | NYISO_A-F | Internal | Summer | B2 | 25 | 1725 | 1106.38 | 82.86 | 89.86 | 7 | 0
2020 | IESO_2_NYISO_A-F | IESO | NYISO_A-F | Internal | Summer | B3 | 75 | 1725 | 1725 | 71.54 | 80.66 | 7 | 2.11
2020 | IESO_2_NYISO_A-F | IESO | NYISO_A-F | Internal | Summer | B4 | 100 | 1725 | 1725 | 47.04 | 80.66 | 7 | 26.62
2020 | IESO_2_NYISO_A-F | IESO | NYISO_A-F | Internal | Summer | B5 | 200 | 1725 | 1725 | 10.97 | 62.77 | 7 | 44.8
2020 | IESO_2_NYISO_A-F | IESO | NYISO_A-F | Internal | Summer | B6 | 300 | 1725 | 1725 | 10.97 | 62.77 | 7 | 44.8
2020 | IESO_2_NYISO_A-F | IESO | NYISO_A-F | Internal | Summer | B7 | 400 | 1725 | 1725 | 10.97 | 61.61 | 7 | 43.64
2020 | IESO_2_NYISO_A-F | IESO | NYISO_A-F | Internal | Summer | B8 | 500 | 1725 | 1725 | 10.97 | 60.03 | 7 | 42.06
2020 | IESO_2_NYISO_A-F | IESO | NYISO_A-F | Internal | Summer | B9 | 800 | 1725 | 1725 | 10.97 | 58.71 | 7 | 40.74
2020 | IESO_2_NYISO_A-F | IESO | NYISO_A-F | Internal | Summer | B10 | 1262 | 1725 | 1725 | 10.97 | 58.71 | 7 | 40.74
2020 | IESO_2_NYISO_A-F | IESO | NYISO_A-F | Internal | Winter | B16 | 25 | 1725 | 1725 | 49.81 | 66.42 | 7 | 9.61
2020 | IESO_2_NYISO_A-F | IESO | NYISO_A-F | Internal | Winter | B17 | 100 | 1725 | 1725 | 49.81 | 66.42 | 7 | 9.61
2020 | IESO_2_NYISO_A-F | IESO | NYISO_A-F | Internal | Winter | B18 | 400 | 1725 | 1725 | 49.81 | 62.92 | 7 | 6.11
2020 | IESO_2_NYISO_A-F | IESO | NYISO_A-F | Internal | Winter | B19 | 700 | 1725 | 1725 | 49.81 | 62.92 | 7 | 6.11
2020 | IESO_2_NYISO_A-F | IESO | NYISO_A-F | Internal | Winter | B20 | 935 | 1725 | 1725 | 49.81 | 62.92 | 7 | 6.11
2020 | MAPP_CA_2_IESO | MAPP_CA | IESO | Internal | Shoulder | B11 | 25 | 330 | 0 | 65.37 | 13.87 | 8 | 0
2020 | MAPP_CA_2_IESO | MAPP_CA | IESO | Internal | Shoulder | B12 | 200 | 330 | 0 | 62.17 | 13.87 | 8 | 0
2020 | MAPP_CA_2_IESO | MAPP_CA | IESO | Internal | Shoulder | B13 | 600 | 330 | 0 | 60.17 | 13.87 | 8 | 0
2020 | MAPP_CA_2_IESO | MAPP_CA | IESO | Internal | Shoulder | B14 | 900 | 330 | 0 | 55.61 | 13.87 | 8 | 0
2020 | MAPP_CA_2_IESO | MAPP_CA | IESO | Internal | Shoulder | B15 | 1203 | 330 | 0 | 55.61 | 13.87 | 8 | 0
2020 | MAPP_CA_2_IESO | MAPP_CA | IESO | Internal | Summer | B1 | 10 | 330 | 0 | 89.86 | 82.86 | 8 | 0
2020 | MAPP_CA_2_IESO | MAPP_CA | IESO | Internal | Summer | B2 | 25 | 330 | 0 | 89.86 | 82.86 | 8 | 0
2020 | MAPP_CA_2_IESO | MAPP_CA | IESO | Internal | Summer | B3 | 75 | 330 | 0 | 89.86 | 71.54 | 8 | 0
2020 | MAPP_CA_2_IESO | MAPP_CA | IESO | Internal | Summer | B4 | 100 | 330 | 0 | 89.86 | 47.04 | 8 | 0
2020 | MAPP_CA_2_IESO | MAPP_CA | IESO | Internal | Summer | B5 | 200 | 330 | 0 | 86.81 | 10.97 | 8 | 0
2020 | MAPP_CA_2_IESO | MAPP_CA | IESO | Internal | Summer | B6 | 300 | 330 | 0 | 70.6 | 10.97 | 8 | 0
2020 | MAPP_CA_2_IESO | MAPP_CA | IESO | Internal | Summer | B7 | 400 | 330 | 0 | 63.02 | 10.97 | 8 | 0
2020 | MAPP_CA_2_IESO | MAPP_CA | IESO | Internal | Summer | B8 | 500 | 330 | 0 | 60.4 | 10.97 | 8 | 0
2020 | MAPP_CA_2_IESO | MAPP_CA | IESO | Internal | Summer | B9 | 800 | 330 | 0 | 58.37 | 10.97 | 8 | 0
2020 | MAPP_CA_2_IESO | MAPP_CA | IESO | Internal | Summer | B10 | 1262 | 330 | 0 | 58.37 | 10.97 | 8 | 0
2020 | MAPP_CA_2_IESO | MAPP_CA | IESO | Internal | Winter | B16 | 25 | 330 | 0 | 59.65 | 49.81 | 8 | 0
2020 | MAPP_CA_2_IESO | MAPP_CA | IESO | Internal | Winter | B17 | 100 | 330 | 0 | 59.65 | 49.81 | 8 | 0
2020 | MAPP_CA_2_IESO | MAPP_CA | IESO | Internal | Winter | B18 | 400 | 330 | 0 | 59.65 | 49.81 | 8 | 0
2020 | MAPP_CA_2_IESO | MAPP_CA | IESO | Internal | Winter | B19 | 700 | 330 | 0 | 59.65 | 49.81 | 8 | 0
2020 | MAPP_CA_2_IESO | MAPP_CA | IESO | Internal | Winter | B20 | 935 | 330 | 0 | 59.65 | 49.81 | 8 | 0
2020 | MAPP_CA_2_MAPP_US | MAPP_CA | MAPP_US | Internal | Shoulder | B11 | 25 | 372 | 0 | 65.37 | 61.53 | 7 | 0
2020 | MAPP_CA_2_MAPP_US | MAPP_CA | MAPP_US | Internal | Shoulder | B12 | 200 | 372 | 0 | 62.17 | 55.18 | 7 | 0
2020 | MAPP_CA_2_MAPP_US | MAPP_CA | MAPP_US | Internal | Shoulder | B13 | 600 | 372 | 0 | 60.17 | 53.18 | 7 | 0
2020 | MAPP_CA_2_MAPP_US | MAPP_CA | MAPP_US | Internal | Shoulder | B14 | 900 | 372 | 0 | 55.61 | 49.99 | 7 | 0
2020 | MAPP_CA_2_MAPP_US | MAPP_CA | MAPP_US | Internal | Shoulder | B15 | 1203 | 372 | 0 | 55.61 | 48.61 | 7 | 0
2020 | MAPP_CA_2_MAPP_US | MAPP_CA | MAPP_US | Internal | Summer | B1 | 10 | 372 | 0 | 89.86 | 94.83 | 7 | 0
2020 | MAPP_CA_2_MAPP_US | MAPP_CA | MAPP_US | Internal | Summer | B2 | 25 | 372 | 0 | 89.86 | 89.9 | 7 | 0
2020 | MAPP_CA_2_MAPP_US | MAPP_CA | MAPP_US | Internal | Summer | B3 | 75 | 372 | 0 | 89.86 | 92.86 | 7 | 0
2020 | MAPP_CA_2_MAPP_US | MAPP_CA | MAPP_US | Internal | Summer | B4 | 100 | 372 | 0 | 89.86 | 86.25 | 7 | 0
2020 | MAPP_CA_2_MAPP_US | MAPP_CA | MAPP_US | Internal | Summer | B5 | 200 | 372 | 0 | 86.81 | 82.23 | 7 | 0
2020 | MAPP_CA_2_MAPP_US | MAPP_CA | MAPP_US | Internal | Summer | B6 | 300 | 372 | 0 | 70.6 | 63.62 | 7 | 0
2020 | MAPP_CA_2_MAPP_US | MAPP_CA | MAPP_US | Internal | Summer | B7 | 400 | 372 | 0 | 63.02 | 58.25 | 7 | 0
2020 | MAPP_CA_2_MAPP_US | MAPP_CA | MAPP_US | Internal | Summer | B8 | 500 | 372 | 0 | 60.4 | 53.41 | 7 | 0
2020 | MAPP_CA_2_MAPP_US | MAPP_CA | MAPP_US | Internal | Summer | B9 | 800 | 372 | 0 | 58.37 | 53.41 | 7 | 0
2020 | MAPP_CA_2_MAPP_US | MAPP_CA | MAPP_US | Internal | Summer | B10 | 1262 | 372 | 0 | 58.37 | 52.17 | 7 | 0
2020 | MAPP_CA_2_MAPP_US | MAPP_CA | MAPP_US | Internal | Winter | B16 | 25 | 372 | 0 | 59.65 | 50.39 | 7 | 0
2020 | MAPP_CA_2_MAPP_US | MAPP_CA | MAPP_US | Internal | Winter | B17 | 100 | 372 | 0 | 59.65 | 52.67 | 7 | 0
2020 | MAPP_CA_2_MAPP_US | MAPP_CA | MAPP_US | Internal | Winter | B18 | 400 | 372 | 0 | 59.65 | 52.67 | 7 | 0
2020 | MAPP_CA_2_MAPP_US | MAPP_CA | MAPP_US | Internal | Winter | B19 | 700 | 372 | 0 | 59.65 | 52.67 | 7 | 0
2020 | MAPP_CA_2_MAPP_US | MAPP_CA | MAPP_US | Internal | Winter | B20 | 935 | 372 | 0 | 59.65 | 52.31 | 7 | 0
2020 | MAPP_CA_2_MISO_W | MAPP_CA | MISO_W | Internal | Shoulder | B11 | 25 | 2196 | 2153.88 | 65.37 | 65.38 | 0.01 | 0
2020 | MAPP_CA_2_MISO_W | MAPP_CA | MISO_W | Internal | Shoulder | B12 | 200 | 2196 | 1751.63 | 62.17 | 62.18 | 0.01 | 0
2020 | MAPP_CA_2_MISO_W | MAPP_CA | MISO_W | Internal | Shoulder | B13 | 600 | 2196 | 1615.05 | 60.17 | 60.18 | 0.01 | 0
2020 | MAPP_CA_2_MISO_W | MAPP_CA | MISO_W | Internal | Shoulder | B14 | 900 | 2196 | 660.53 | 55.61 | 55.62 | 0.01 | 0
2020 | MAPP_CA_2_MISO_W | MAPP_CA | MISO_W | Internal | Shoulder | B15 | 1203 | 2196 | 0 | 55.61 | 49.98 | 0.01 | 0
2020 | MAPP_CA_2_MISO_W | MAPP_CA | MISO_W | Internal | Summer | B1 | 10 | 2196 | 2196 | 89.86 | 101.83 | 0.01 | 11.95
2020 | MAPP_CA_2_MISO_W | MAPP_CA | MISO_W | Internal | Summer | B2 | 25 | 2196 | 2196 | 89.86 | 96.9 | 0.01 | 7.03
2020 | MAPP_CA_2_MISO_W | MAPP_CA | MISO_W | Internal | Summer | B3 | 75 | 2196 | 2196 | 89.86 | 99.86 | 0.01 | 9.99
2020 | MAPP_CA_2_MISO_W | MAPP_CA | MISO_W | Internal | Summer | B4 | 100 | 2196 | 2196 | 89.86 | 93.25 | 0.01 | 3.38
2020 | MAPP_CA_2_MISO_W | MAPP_CA | MISO_W | Internal | Summer | B5 | 200 | 2196 | 1980.43 | 86.81 | 86.82 | 0.01 | 0
2020 | MAPP_CA_2_MISO_W | MAPP_CA | MISO_W | Internal | Summer | B6 | 300 | 2196 | 1907.99 | 70.6 | 70.62 | 0.01 | 0
2020 | MAPP_CA_2_MISO_W | MAPP_CA | MISO_W | Internal | Summer | B7 | 400 | 2196 | 2003.42 | 63.02 | 63.03 | 0.01 | 0
2020 | MAPP_CA_2_MISO_W | MAPP_CA | MISO_W | Internal | Summer | B8 | 500 | 2196 | 2136.08 | 60.4 | 60.41 | 0.01 | 0
2020 | MAPP_CA_2_MISO_W | MAPP_CA | MISO_W | Internal | Summer | B9 | 800 | 2196 | 1798.69 | 58.37 | 58.39 | 0.01 | 0
2020 | MAPP_CA_2_MISO_W | MAPP_CA | MISO_W | Internal | Summer | B10 | 1262 | 2196 | 0 | 58.37 | 54.68 | 0.01 | 0
2020 | MAPP_CA_2_MISO_W | MAPP_CA | MISO_W | Internal | Winter | B16 | 25 | 2196 | 0 | 59.65 | 57.39 | 0.01 | 0
2020 | MAPP_CA_2_MISO_W | MAPP_CA | MISO_W | Internal | Winter | B17 | 100 | 2196 | 0 | 59.65 | 56.65 | 0.01 | 0
2020 | MAPP_CA_2_MISO_W | MAPP_CA | MISO_W | Internal | Winter | B18 | 400 | 2196 | 290.68 | 59.65 | 59.67 | 0.01 | 0
2020 | MAPP_CA_2_MISO_W | MAPP_CA | MISO_W | Internal | Winter | B19 | 700 | 2196 | 480 | 59.65 | 59.67 | 0.01 | 0
2020 | MAPP_CA_2_MISO_W | MAPP_CA | MISO_W | Internal | Winter | B20 | 935 | 2196 | 0 | 59.65 | 52.32 | 0.01 | 0
2020 | MAPP_US_2_MAPP_CA | MAPP_US | MAPP_CA | Internal | Shoulder | B11 | 25 | 165 | 0 | 61.53 | 65.37 | 7 | 0
2020 | MAPP_US_2_MAPP_CA | MAPP_US | MAPP_CA | Internal | Shoulder | B12 | 200 | 165 | 0 | 55.18 | 62.17 | 7 | 0
2020 | MAPP_US_2_MAPP_CA | MAPP_US | MAPP_CA | Internal | Shoulder | B13 | 600 | 165 | 0 | 53.18 | 60.17 | 7 | 0
2020 | MAPP_US_2_MAPP_CA | MAPP_US | MAPP_CA | Internal | Shoulder | B14 | 900 | 165 | 0 | 49.99 | 55.61 | 7 | 0
2020 | MAPP_US_2_MAPP_CA | MAPP_US | MAPP_CA | Internal | Shoulder | B15 | 1203 | 165 | 24.81 | 48.61 | 55.61 | 7 | 0
2020 | MAPP_US_2_MAPP_CA | MAPP_US | MAPP_CA | Internal | Summer | B1 | 10 | 165 | 0 | 94.83 | 89.86 | 7 | 0
2020 | MAPP_US_2_MAPP_CA | MAPP_US | MAPP_CA | Internal | Summer | B2 | 25 | 165 | 0 | 89.9 | 89.86 | 7 | 0
2020 | MAPP_US_2_MAPP_CA | MAPP_US | MAPP_CA | Internal | Summer | B3 | 75 | 165 | 0 | 92.86 | 89.86 | 7 | 0
2020 | MAPP_US_2_MAPP_CA | MAPP_US | MAPP_CA | Internal | Summer | B4 | 100 | 165 | 0 | 86.25 | 89.86 | 7 | 0
2020 | MAPP_US_2_MAPP_CA | MAPP_US | MAPP_CA | Internal | Summer | B5 | 200 | 165 | 0 | 82.23 | 86.81 | 7 | 0
2020 | MAPP_US_2_MAPP_CA | MAPP_US | MAPP_CA | Internal | Summer | B6 | 300 | 165 | 0 | 63.62 | 70.6 | 7 | 0
2020 | MAPP_US_2_MAPP_CA | MAPP_US | MAPP_CA | Internal | Summer | B7 | 400 | 165 | 0 | 58.25 | 63.02 | 7 | 0
2020 | MAPP_US_2_MAPP_CA | MAPP_US | MAPP_CA | Internal | Summer | B8 | 500 | 165 | 0 | 53.41 | 60.4 | 7 | 0
2020 | MAPP_US_2_MAPP_CA | MAPP_US | MAPP_CA | Internal | Summer | B9 | 800 | 165 | 0 | 53.41 | 58.37 | 7 | 0
2020 | MAPP_US_2_MAPP_CA | MAPP_US | MAPP_CA | Internal | Summer | B10 | 1262 | 165 | 0 | 52.17 | 58.37 | 7 | 0
2020 | MAPP_US_2_MAPP_CA | MAPP_US | MAPP_CA | Internal | Winter | B16 | 25 | 165 | 165 | 50.39 | 59.65 | 7 | 2.27
2020 | MAPP_US_2_MAPP_CA | MAPP_US | MAPP_CA | Internal | Winter | B17 | 100 | 165 | 0 | 52.67 | 59.65 | 7 | 0
2020 | MAPP_US_2_MAPP_CA | MAPP_US | MAPP_CA | Internal | Winter | B18 | 400 | 165 | 0 | 52.67 | 59.65 | 7 | 0
2020 | MAPP_US_2_MAPP_CA | MAPP_US | MAPP_CA | Internal | Winter | B19 | 700 | 165 | 0 | 52.67 | 59.65 | 7 | 0
2020 | MAPP_US_2_MAPP_CA | MAPP_US | MAPP_CA | Internal | Winter | B20 | 935 | 165 | 165 | 52.31 | 59.65 | 7 | 0.34
2020 | MAPP_US_2_MISO_W | MAPP_US | MISO_W | Internal | Shoulder | B11 | 25 | 2635 | 0 | 61.53 | 65.38 | 7 | 0
2020 | MAPP_US_2_MISO_W | MAPP_US | MISO_W | Internal | Shoulder | B12 | 200 | 2635 | 435.23 | 55.18 | 62.18 | 7 | 0
2020 | MAPP_US_2_MISO_W | MAPP_US | MISO_W | Internal | Shoulder | B13 | 600 | 2635 | 706.54 | 53.18 | 60.18 | 7 | 0
2020 | MAPP_US_2_MISO_W | MAPP_US | MISO_W | Internal | Shoulder | B14 | 900 | 2635 | 0 | 49.99 | 55.62 | 7 | 0
2020 | MAPP_US_2_MISO_W | MAPP_US | MISO_W | Internal | Shoulder | B15 | 1203 | 2635 | 0 | 48.61 | 49.98 | 7 | 0
2020 | MAPP_US_2_MISO_W | MAPP_US | MISO_W | Internal | Summer | B1 | 10 | 2635 | 249.87 | 94.83 | 101.83 | 7 | 0
2020 | MAPP_US_2_MISO_W | MAPP_US | MISO_W | Internal | Summer | B2 | 25 | 2635 | 219.96 | 89.9 | 96.9 | 7 | 0
2020 | MAPP_US_2_MISO_W | MAPP_US | MISO_W | Internal | Summer | B3 | 75 | 2635 | 420.31 | 92.86 | 99.86 | 7 | 0
2020 | MAPP_US_2_MISO_W | MAPP_US | MISO_W | Internal | Summer | B4 | 100 | 2635 | 1004.52 | 86.25 | 93.25 | 7 | 0
2020 | MAPP_US_2_MISO_W | MAPP_US | MISO_W | Internal | Summer | B5 | 200 | 2635 | 0 | 82.23 | 86.82 | 7 | 0
2020 | MAPP_US_2_MISO_W | MAPP_US | MISO_W | Internal | Summer | B6 | 300 | 2635 | 962.93 | 63.62 | 70.62 | 7 | 0
2020 | MAPP_US_2_MISO_W | MAPP_US | MISO_W | Internal | Summer | B7 | 400 | 2635 | 0 | 58.25 | 63.03 | 7 | 0
2020 | MAPP_US_2_MISO_W | MAPP_US | MISO_W | Internal | Summer | B8 | 500 | 2635 | 109.95 | 53.41 | 60.41 | 7 | 0
2020 | MAPP_US_2_MISO_W | MAPP_US | MISO_W | Internal | Summer | B9 | 800 | 2635 | 0 | 53.41 | 58.39 | 7 | 0
2020 | MAPP_US_2_MISO_W | MAPP_US | MISO_W | Internal | Summer | B10 | 1262 | 2635 | 0 | 52.17 | 54.68 | 7 | 0
2020 | MAPP_US_2_MISO_W | MAPP_US | MISO_W | Internal | Winter | B16 | 25 | 2635 | 471.64 | 50.39 | 57.39 | 7 | 0
2020 | MAPP_US_2_MISO_W | MAPP_US | MISO_W | Internal | Winter | B17 | 100 | 2635 | 0 | 52.67 | 56.65 | 7 | 0
2020 | MAPP_US_2_MISO_W | MAPP_US | MISO_W | Internal | Winter | B18 | 400 | 2635 | 277.02 | 52.67 | 59.67 | 7 | 0
2020 | MAPP_US_2_MISO_W | MAPP_US | MISO_W | Internal | Winter | B19 | 700 | 2635 | 187.26 | 52.67 | 59.67 | 7 | 0
2020 | MAPP_US_2_MISO_W | MAPP_US | MISO_W | Internal | Winter | B20 | 935 | 2635 | 0 | 52.31 | 52.32 | 7 | 0
2020 | MAPP_US_2_NE | MAPP_US | NE | Internal | Shoulder | B11 | 25 | 2000 | 1924.34 | 61.53 | 68.53 | 7 | 0
2020 | MAPP_US_2_NE | MAPP_US | NE | Internal | Shoulder | B12 | 200 | 2000 | 2000 | 55.18 | 63.64 | 7 | 1.46
2020 | MAPP_US_2_NE | MAPP_US | NE | Internal | Shoulder | B13 | 600 | 2000 | 2000 | 53.18 | 62.7 | 7 | 2.52
2020 | MAPP_US_2_NE | MAPP_US | NE | Internal | Shoulder | B14 | 900 | 2000 | 1662.51 | 49.99 | 56.99 | 7 | 0
2020 | MAPP_US_2_NE | MAPP_US | NE | Internal | Shoulder | B15 | 1203 | 2000 | 2000 | 48.61 | 56.96 | 7 | 1.36
2020 | MAPP_US_2_NE | MAPP_US | NE | Internal | Summer | B1 | 10 | 2000 | 980.17 | 94.83 | 101.83 | 7 | 0
2020 | MAPP_US_2_NE | MAPP_US | NE | Internal | Summer | B2 | 25 | 2000 | 1524.94 | 89.9 | 96.9 | 7 | 0
2020 | MAPP_US_2_NE | MAPP_US | NE | Internal | Summer | B3 | 75 | 2000 | 1631.56 | 92.86 | 99.86 | 7 | 0
2020 | MAPP_US_2_NE | MAPP_US | NE | Internal | Summer | B4 | 100 | 2000 | 953.4 | 86.25 | 93.25 | 7 | 0
2020 | MAPP_US_2_NE | MAPP_US | NE | Internal | Summer | B5 | 200 | 2000 | 1665.18 | 82.23 | 89.23 | 7 | 0
2020 | MAPP_US_2_NE | MAPP_US | NE | Internal | Summer | B6 | 300 | 2000 | 417.54 | 63.62 | 70.62 | 7 | 0
2020 | MAPP_US_2_NE | MAPP_US | NE | Internal | Summer | B7 | 400 | 2000 | 1778.64 | 58.25 | 65.25 | 7 | 0
2020 | MAPP_US_2_NE | MAPP_US | NE | Internal | Summer | B8 | 500 | 2000 | 2000 | 53.41 | 64.07 | 7 | 3.66
2020 | MAPP_US_2_NE | MAPP_US | NE | Internal | Summer | B9 | 800 | 2000 | 2000 | 53.41 | 61.55 | 7 | 1.14
2020 | MAPP_US_2_NE | MAPP_US | NE | Internal | Summer | B10 | 1262 | 2000 | 1963.64 | 52.17 | 59.17 | 7 | 0
2020 | MAPP_US_2_NE | MAPP_US | NE | Internal | Winter | B16 | 25 | 2000 | 2000 | 50.39 | 64.38 | 7 | 6.99
2020 | MAPP_US_2_NE | MAPP_US | NE | Internal | Winter | B17 | 100 | 2000 | 2000 | 52.67 | 63.64 | 7 | 3.98
2020 | MAPP_US_2_NE | MAPP_US | NE | Internal | Winter | B18 | 400 | 2000 | 2000 | 52.67 | 63.64 | 7 | 3.98
2020 | MAPP_US_2_NE | MAPP_US | NE | Internal | Winter | B19 | 700 | 2000 | 2000 | 52.67 | 61.39 | 7 | 1.73
2020 | MAPP_US_2_NE | MAPP_US | NE | Internal | Winter | B20 | 935 | 2000 | 1697.16 | 52.31 | 59.31 | 7 | 0
2020 | MARITIMES_2_NEISO | MARITIMES | NEISO | Internal | Shoulder | B11 | 25 | 99999 | 1720.66 | 61.5 | 61.51 | 0.01 | 0
2020 | MARITIMES_2_NEISO | MARITIMES | NEISO | Internal | Shoulder | B12 | 200 | 99999 | 1717.44 | 58.67 | 58.69 | 0.01 | 0
2020 | MARITIMES_2_NEISO | MARITIMES | NEISO | Internal | Shoulder | B13 | 600 | 99999 | 1704.78 | 58.67 | 58.69 | 0.01 | 0
2020 | MARITIMES_2_NEISO | MARITIMES | NEISO | Internal | Shoulder | B14 | 900 | 99999 | 1682.64 | 58.67 | 58.69 | 0.01 | 0
2020 | MARITIMES_2_NEISO | MARITIMES | NEISO | Internal | Shoulder | B15 | 1203 | 99999 | 648.08 | 58.67 | 58.69 | 0.01 | 0
2020 | MARITIMES_2_NEISO | MARITIMES | NEISO | Internal | Summer | B1 | 10 | 99999 | 1900.1 | 92.85 | 92.86 | 0.01 | 0
2020 | MARITIMES_2_NEISO | MARITIMES | NEISO | Internal | Summer | B2 | 25 | 99999 | 1878.84 | 90.14 | 90.15 | 0.01 | 0
2020 | MARITIMES_2_NEISO | MARITIMES | NEISO | Internal | Summer | B3 | 75 | 99999 | 1836.38 | 80.54 | 80.55 | 0.01 | 0
2020 | MARITIMES_2_NEISO | MARITIMES | NEISO | Internal | Summer | B4 | 100 | 99999 | 1799.97 | 73.48 | 73.5 | 0.01 | 0
2020 | MARITIMES_2_NEISO | MARITIMES | NEISO | Internal | Summer | B5 | 200 | 99999 | 1780.16 | 58.62 | 58.63 | 0.01 | 0
2020 | MARITIMES_2_NEISO | MARITIMES | NEISO | Internal | Summer | B6 | 300 | 99999 | 1757.82 | 58.62 | 58.63 | 0.01 | 0
2020 | MARITIMES_2_NEISO | MARITIMES | NEISO | Internal | Summer | B7 | 400 | 99999 | 1732.23 | 58.62 | 58.63 | 0.01 | 0
2020 | MARITIMES_2_NEISO | MARITIMES | NEISO | Internal | Summer | B8 | 500 | 99999 | 1712.1 | 58.62 | 58.63 | 0.01 | 0
2020 | MARITIMES_2_NEISO | MARITIMES | NEISO | Internal | Summer | B9 | 800 | 99999 | 1687.45 | 58.62 | 58.63 | 0.01 | 0
2020 | MARITIMES_2_NEISO | MARITIMES | NEISO | Internal | Summer | B10 | 1262 | 99999 | 465.06 | 58.62 | 58.63 | 0.01 | 0
2020 | MARITIMES_2_NEISO | MARITIMES | NEISO | Internal | Winter | B16 | 25 | 99999 | 1765.23 | 70.43 | 70.44 | 0.01 | 0
2020 | MARITIMES_2_NEISO | MARITIMES | NEISO | Internal | Winter | B17 | 100 | 99999 | 1747.34 | 69.11 | 69.12 | 0.01 | 0
2020 | MARITIMES_2_NEISO | MARITIMES | NEISO | Internal | Winter | B18 | 400 | 99999 | 1733.65 | 65.91 | 65.92 | 0.01 | 0
2020 | MARITIMES_2_NEISO | MARITIMES | NEISO | Internal | Winter | B19 | 700 | 99999 | 1708.15 | 65.91 | 65.92 | 0.01 | 0
2020 | MARITIMES_2_NEISO | MARITIMES | NEISO | Internal | Winter | B20 | 935 | 99999 | 723.43 | 65.91 | 65.92 | 0.01 | 0
2020 | MISO_IN_2_MISO_MI | MISO_IN | MISO_MI | Internal | Shoulder | B11 | 25 | 5021 | 4109.04 | 74.74 | 74.75 | 0.01 | 0
2020 | MISO_IN_2_MISO_MI | MISO_IN | MISO_MI | Internal | Shoulder | B12 | 200 | 5021 | 4908.95 | 67.58 | 67.59 | 0.01 | 0
2020 | MISO_IN_2_MISO_MI | MISO_IN | MISO_MI | Internal | Shoulder | B13 | 600 | 5021 | 5021 | 63.12 | 63.68 | 0.01 | 0.55
2020 | MISO_IN_2_MISO_MI | MISO_IN | MISO_MI | Internal | Shoulder | B14 | 900 | 5021 | 5021 | 61.65 | 62.13 | 0.01 | 0.47
2020 | MISO_IN_2_MISO_MI | MISO_IN | MISO_MI | Internal | Shoulder | B15 | 1203 | 5021 | 4341.16 | 58.74 | 58.75 | 0.01 | 0
2020 | MISO_IN_2_MISO_MI | MISO_IN | MISO_MI | Internal | Summer | B1 | 10 | 5021 | 4727.73 | 101.83 | 101.84 | 0.01 | 0
2020 | MISO_IN_2_MISO_MI | MISO_IN | MISO_MI | Internal | Summer | B2 | 25 | 5021 | 2201.13 | 100.46 | 100.48 | 0.01 | 0
2020 | MISO_IN_2_MISO_MI | MISO_IN | MISO_MI | Internal | Summer | B3 | 75 | 5021 | 1880.94 | 99.86 | 99.87 | 0.01 | 0
2020 | MISO_IN_2_MISO_MI | MISO_IN | MISO_MI | Internal | Summer | B4 | 100 | 5021 | 2726.81 | 93.27 | 93.28 | 0.01 | 0
2020 | MISO_IN_2_MISO_MI | MISO_IN | MISO_MI | Internal | Summer | B5 | 200 | 5021 | 2614.52 | 86.82 | 86.83 | 0.01 | 0
2020 | MISO_IN_2_MISO_MI | MISO_IN | MISO_MI | Internal | Summer | B6 | 300 | 5021 | 4948.4 | 73.94 | 73.95 | 0.01 | 0
2020 | MISO_IN_2_MISO_MI | MISO_IN | MISO_MI | Internal | Summer | B7 | 400 | 5021 | 5021 | 64.68 | 65.36 | 0.01 | 0.66
2020 | MISO_IN_2_MISO_MI | MISO_IN | MISO_MI | Internal | Summer | B8 | 500 | 5021 | 5021 | 61.4 | 62.14 | 0.01 | 0.74
2020 | MISO_IN_2_MISO_MI | MISO_IN | MISO_MI | Internal | Summer | B9 | 800 | 5021 | 5021 | 60.13 | 60.16 | 0.01 | 0.01
2020 | MISO_IN_2_MISO_MI | MISO_IN | MISO_MI | Internal | Summer | B10 | 1262 | 5021 | 5021 | 57.81 | 59.01 | 0.01 | 1.19
2020 | MISO_IN_2_MISO_MI | MISO_IN | MISO_MI | Internal | Winter | B16 | 25 | 5021 | 4522.68 | 79.11 | 79.12 | 0.01 | 0
2020 | MISO_IN_2_MISO_MI | MISO_IN | MISO_MI | Internal | Winter | B17 | 100 | 5021 | 5021 | 68.66 | 70.15 | 0.01 | 1.47
2020 | MISO_IN_2_MISO_MI | MISO_IN | MISO_MI | Internal | Winter | B18 | 400 | 5021 | 4840.61 | 67.12 | 67.13 | 0.01 | 0
2020 | MISO_IN_2_MISO_MI | MISO_IN | MISO_MI | Internal | Winter | B19 | 700 | 5021 | 5021 | 64.16 | 64.6 | 0.01 | 0.43
2020 | MISO_IN_2_MISO_MI | MISO_IN | MISO_MI | Internal | Winter | B20 | 935 | 5021 | 4596.77 | 60.22 | 60.23 | 0.01 | 0
2020 | MISO_IN_2_MISO_MO-IL | MISO_IN | MISO_MO-IL | Internal | Shoulder | B11 | 25 | 5533 | 1448.2 | 74.74 | 74.75 | 0.01 | 0
2020 | MISO_IN_2_MISO_MO-IL | MISO_IN | MISO_MO-IL | Internal | Shoulder | B12 | 200 | 5533 | 1703.24 | 67.58 | 67.59 | 0.01 | 0
2020 | MISO_IN_2_MISO_MO-IL | MISO_IN | MISO_MO-IL | Internal | Shoulder | B13 | 600 | 5533 | 1907.88 | 63.12 | 63.13 | 0.01 | 0
2020 | MISO_IN_2_MISO_MO-IL | MISO_IN | MISO_MO-IL | Internal | Shoulder | B14 | 900 | 5533 | 1849.68 | 61.65 | 61.66 | 0.01 | 0
2020 | MISO_IN_2_MISO_MO-IL | MISO_IN | MISO_MO-IL | Internal | Shoulder | B15 | 1203 | 5533 | 1637.67 | 58.74 | 58.75 | 0.01 | 0
2020 | MISO_IN_2_MISO_MO-IL | MISO_IN | MISO_MO-IL | Internal | Summer | B1 | 10 | 5533 | 986.36 | 101.83 | 101.84 | 0.01 | 0
2020 | MISO_IN_2_MISO_MO-IL | MISO_IN | MISO_MO-IL | Internal | Summer | B2 | 25 | 5533 | 4519.25 | 100.46 | 100.48 | 0.01 | 0
2020 | MISO_IN_2_MISO_MO-IL | MISO_IN | MISO_MO-IL | Internal | Summer | B3 | 75 | 5533 | 4055.72 | 99.86 | 99.87 | 0.01 | 0
2020 | MISO_IN_2_MISO_MO-IL | MISO_IN | MISO_MO-IL | Internal | Summer | B4 | 100 | 5533 | 3130.5 | 93.27 | 93.28 | 0.01 | 0
2020 | MISO_IN_2_MISO_MO-IL | MISO_IN | MISO_MO-IL | Internal | Summer | B5 | 200 | 5533 | 4064.18 | 86.82 | 86.83 | 0.01 | 0
2020 | MISO_IN_2_MISO_MO-IL | MISO_IN | MISO_MO-IL | Internal | Summer | B6 | 300 | 5533 | 3000.17 | 73.94 | 73.95 | 0.01 | 0
2020 | MISO_IN_2_MISO_MO-IL | MISO_IN | MISO_MO-IL | Internal | Summer | B7 | 400 | 5533 | 3921.14 | 64.68 | 64.69 | 0.01 | 0
2020 | MISO_IN_2_MISO_MO-IL | MISO_IN | MISO_MO-IL | Internal | Summer | B8 | 500 | 5533 | 3504.8 | 61.4 | 61.41 | 0.01 | 0
2020 | MISO_IN_2_MISO_MO-IL | MISO_IN | MISO_MO-IL | Internal | Summer | B9 | 800 | 5533 | 2202.54 | 60.13 | 60.15 | 0.01 | 0
2020 | MISO_IN_2_MISO_MO-IL | MISO_IN | MISO_MO-IL | Internal | Summer | B10 | 1262 | 5533 | 890.37 | 57.81 | 57.82 | 0.01 | 0
2020 | MISO_IN_2_MISO_MO-IL | MISO_IN | MISO_MO-IL | Internal | Winter | B16 | 25 | 5533 | 0 | 79.11 | 79.09 | 0.01 | 0
2020 | MISO_IN_2_MISO_MO-IL | MISO_IN | MISO_MO-IL | Internal | Winter | B17 | 100 | 5533 | 0 | 68.66 | 68.65 | 0.01 | 0
2020 | MISO_IN_2_MISO_MO-IL | MISO_IN | MISO_MO-IL | Internal | Winter | B18 | 400 | 5533 | 1004.36 | 67.12 | 67.13 | 0.01 | 0
2020 | MISO_IN_2_MISO_MO-IL | MISO_IN | MISO_MO-IL | Internal | Winter | B19 | 700 | 5533 | 1158.75 | 64.16 | 64.17 | 0.01 | 0
2020 | MISO_IN_2_MISO_MO-IL | MISO_IN | MISO_MO-IL | Internal | Winter | B20 | 935 | 5533 | 327.43 | 60.22 | 60.23 | 0.01 | 0
2020 | MISO_IN_2_NonRTO_Midwest | MISO_IN | NonRTO_Midwest | Internal | Shoulder | B11 | 25 | 4800 | 1320.37 | 74.74 | 82.74 | 8 | 0
2020 | MISO_IN_2_NonRTO_Midwest | MISO_IN | NonRTO_Midwest | Internal | Shoulder | B12 | 200 | 4800 | 727.33 | 67.58 | 75.58 | 8 | 0
2020 | MISO_IN_2_NonRTO_Midwest | MISO_IN | NonRTO_Midwest | Internal | Shoulder | B13 | 600 | 4800 | 172.21 | 63.12 | 71.12 | 8 | 0
2020 | MISO_IN_2_NonRTO_Midwest | MISO_IN | NonRTO_Midwest | Internal | Shoulder | B14 | 900 | 4800 | 0 | 61.65 | 66.36 | 8 | 0
2020 | MISO_IN_2_NonRTO_Midwest | MISO_IN | NonRTO_Midwest | Internal | Shoulder | B15 | 1203 | 4800 | 0 | 58.74 | 63.25 | 8 | 0
2020 | MISO_IN_2_NonRTO_Midwest | MISO_IN | NonRTO_Midwest | Internal | Summer | B1 | 10 | 4800 | 0 | 101.83 | 108.46 | 8 | 0
2020 | MISO_IN_2_NonRTO_Midwest | MISO_IN | NonRTO_Midwest | Internal | Summer | B2 | 25 | 4800 | 231.46 | 100.46 | 108.46 | 8 | 0
2020 | MISO_IN_2_NonRTO_Midwest | MISO_IN | NonRTO_Midwest | Internal | Summer | B3 | 75 | 4800 | 1827.5 | 99.86 | 107.86 | 8 | 0
2020 | MISO_IN_2_NonRTO_Midwest | MISO_IN | NonRTO_Midwest | Internal | Summer | B4 | 100 | 4800 | 1406.95 | 93.27 | 101.27 | 8 | 0
2020 | MISO_IN_2_NonRTO_Midwest | MISO_IN | NonRTO_Midwest | Internal | Summer | B5 | 200 | 4800 | 1087.97 | 86.82 | 94.82 | 8 | 0
2020 | MISO_IN_2_NonRTO_Midwest | MISO_IN | NonRTO_Midwest | Internal | Summer | B6 | 300 | 4800 | 502.71 | 73.94 | 81.94 | 8 | 0
2020 | MISO_IN_2_NonRTO_Midwest | MISO_IN | NonRTO_Midwest | Internal | Summer | B7 | 400 | 4800 | 6.9 | 64.68 | 72.68 | 8 | 0
2020 | MISO_IN_2_NonRTO_Midwest | MISO_IN | NonRTO_Midwest | Internal | Summer | B8 | 500 | 4800 | 0 | 61.4 | 66.36 | 8 | 0
2020 | MISO_IN_2_NonRTO_Midwest | MISO_IN | NonRTO_Midwest | Internal | Summer | B9 | 800 | 4800 | 0 | 60.13 | 65.82 | 8 | 0
2020 | MISO_IN_2_NonRTO_Midwest | MISO_IN | NonRTO_Midwest | Internal | Summer | B10 | 1262 | 4800 | 0 | 57.81 | 63.15 | 8 | 0
2020 | MISO_IN_2_NonRTO_Midwest | MISO_IN | NonRTO_Midwest | Internal | Winter | B16 | 25 | 4800 | 2579.05 | 79.11 | 87.11 | 8 | 0
2020 | MISO_IN_2_NonRTO_Midwest | MISO_IN | NonRTO_Midwest | Internal | Winter | B17 | 100 | 4800 | 1517.77 | 68.66 | 76.66 | 8 | 0
2020 | MISO_IN_2_NonRTO_Midwest | MISO_IN | NonRTO_Midwest | Internal | Winter | B18 | 400 | 4800 | 661.27 | 67.12 | 75.12 | 8 | 0
2020 | MISO_IN_2_NonRTO_Midwest | MISO_IN | NonRTO_Midwest | Internal | Winter | B19 | 700 | 4800 | 0 | 64.16 | 68.1 | 8 | 0
2020 | MISO_IN_2_NonRTO_Midwest | MISO_IN | NonRTO_Midwest | Internal | Winter | B20 | 935 | 4800 | 0 | 60.22 | 66.14 | 8 | 0
2020 | MISO_IN_2_PJM_ROR | MISO_IN | PJM_ROR | Internal | Shoulder | B11 | 25 | 992 | 991.99 | 74.74 | 76.75 | 2 | 0.01
2020 | MISO_IN_2_PJM_ROR | MISO_IN | PJM_ROR | Internal | Shoulder | B12 | 200 | 992 | 992 | 67.58 | 69.59 | 2 | 0.01
2020 | MISO_IN_2_PJM_ROR | MISO_IN | PJM_ROR | Internal | Shoulder | B13 | 600 | 992 | 992 | 63.12 | 65.68 | 2 | 0.56
2020 | MISO_IN_2_PJM_ROR | MISO_IN | PJM_ROR | Internal | Shoulder | B14 | 900 | 992 | 992 | 61.65 | 64.79 | 2 | 1.14
2020 | MISO_IN_2_PJM_ROR | MISO_IN | PJM_ROR | Internal | Shoulder | B15 | 1203 | 992 | 992 | 58.74 | 61.3 | 2 | 0.56
2020 | MISO_IN_2_PJM_ROR | MISO_IN | PJM_ROR | Internal | Summer | B1 | 10 | 992 | 991.97 | 101.83 | 103.84 | 2 | 0.01
2020 | MISO_IN_2_PJM_ROR | MISO_IN | PJM_ROR | Internal | Summer | B2 | 25 | 992 | 0 | 100.46 | 101.15 | 2 | 0
2020 | MISO_IN_2_PJM_ROR | MISO_IN | PJM_ROR | Internal | Summer | B3 | 75 | 992 | 0 | 99.86 | 101.15 | 2 | 0
2020 | MISO_IN_2_PJM_ROR | MISO_IN | PJM_ROR | Internal | Summer | B4 | 100 | 992 | 992 | 93.27 | 95.28 | 2 | 0.01
2020 | MISO_IN_2_PJM_ROR | MISO_IN | PJM_ROR | Internal | Summer | B5 | 200 | 992 | 992 | 86.82 | 88.83 | 2 | 0.01
2020 | MISO_IN_2_PJM_ROR | MISO_IN | PJM_ROR | Internal | Summer | B6 | 300 | 992 | 992 | 73.94 | 75.95 | 2 | 0.01
2020 | MISO_IN_2_PJM_ROR | MISO_IN | PJM_ROR | Internal | Summer | B7 | 400 | 992 | 992 | 64.68 | 67.36 | 2 | 0.68
2020 | MISO_IN_2_PJM_ROR | MISO_IN | PJM_ROR | Internal | Summer | B8 | 500 | 992 | 992 | 61.4 | 64.14 | 2 | 0.75
2020 | MISO_IN_2_PJM_ROR | MISO_IN | PJM_ROR | Internal | Summer | B9 | 800 | 992 | 992 | 60.13 | 62.15 | 2 | 0.01
2020 | MISO_IN_2_PJM_ROR | MISO_IN | PJM_ROR | Internal | Summer | B10 | 1262 | 992 | 992 | 57.81 | 61.01 | 2 | 1.2
2020 | MISO_IN_2_PJM_ROR | MISO_IN | PJM_ROR | Internal | Winter | B16 | 25 | 992 | 992 | 79.11 | 81.44 | 2 | 0.34
2020 | MISO_IN_2_PJM_ROR | MISO_IN | PJM_ROR | Internal | Winter | B17 | 100 | 992 | 992 | 68.66 | 75.57 | 2 | 4.9
2020 | MISO_IN_2_PJM_ROR | MISO_IN | PJM_ROR | Internal | Winter | B18 | 400 | 992 | 992 | 67.12 | 69.13 | 2 | 0.01
2020 | MISO_IN_2_PJM_ROR | MISO_IN | PJM_ROR | Internal | Winter | B19 | 700 | 992 | 992 | 64.16 | 67.36 | 2 | 1.2
2020 | MISO_IN_2_PJM_ROR | MISO_IN | PJM_ROR | Internal | Winter | B20 | 935 | 992 | 992 | 60.22 | 62.23 | 2 | 0.01
2020 | MISO_MI_2_MISO_IN | MISO_MI | MISO_IN | Internal | Shoulder | B11 | 25 | 2066 | 0 | 74.75 | 74.74 | 0.01 | 0
2020 | MISO_MI_2_MISO_IN | MISO_MI | MISO_IN | Internal | Shoulder | B12 | 200 | 2066 | 0 | 67.59 | 67.58 | 0.01 | 0
2020 | MISO_MI_2_MISO_IN | MISO_MI | MISO_IN | Internal | Shoulder | B13 | 600 | 2066 | 0 | 63.68 | 63.12 | 0.01 | 0
2020 | MISO_MI_2_MISO_IN | MISO_MI | MISO_IN | Internal | Shoulder | B14 | 900 | 2066 | 0 | 62.13 | 61.65 | 0.01 | 0
2020 | MISO_MI_2_MISO_IN | MISO_MI | MISO_IN | Internal | Shoulder | B15 | 1203 | 2066 | 0 | 58.75 | 58.74 | 0.01 | 0
2020 | MISO_MI_2_MISO_IN | MISO_MI | MISO_IN | Internal | Summer | B1 | 10 | 2066 | 0.01 | 101.84 | 101.83 | 0.01 | 0
2020 | MISO_MI_2_MISO_IN | MISO_MI | MISO_IN | Internal | Summer | B2 | 25 | 2066 | 0 | 100.48 | 100.46 | 0.01 | 0
2020 | MISO_MI_2_MISO_IN | MISO_MI | MISO_IN | Internal | Summer | B3 | 75 | 2066 | 0 | 99.87 | 99.86 | 0.01 | 0
2020 | MISO_MI_2_MISO_IN | MISO_MI | MISO_IN | Internal | Summer | B4 | 100 | 2066 | 0 | 93.28 | 93.27 | 0.01 | 0
2020 | MISO_MI_2_MISO_IN | MISO_MI | MISO_IN | Internal | Summer | B5 | 200 | 2066 | 0 | 86.83 | 86.82 | 0.01 | 0
2020 | MISO_MI_2_MISO_IN | MISO_MI | MISO_IN | Internal | Summer | B6 | 300 | 2066 | 0 | 73.95 | 73.94 | 0.01 | 0
2020 | MISO_MI_2_MISO_IN | MISO_MI | MISO_IN | Internal | Summer | B7 | 400 | 2066 | 0 | 65.36 | 64.68 | 0.01 | 0
2020 | MISO_MI_2_MISO_IN | MISO_MI | MISO_IN | Internal | Summer | B8 | 500 | 2066 | 0 | 62.14 | 61.4 | 0.01 | 0
2020 | MISO_MI_2_MISO_IN | MISO_MI | MISO_IN | Internal | Summer | B9 | 800 | 2066 | 0 | 60.16 | 60.13 | 0.01 | 0
2020 | MISO_MI_2_MISO_IN | MISO_MI | MISO_IN | Internal | Summer | B10 | 1262 | 2066 | 0 | 59.01 | 57.81 | 0.01 | 0
2020 | MISO_MI_2_MISO_IN | MISO_MI | MISO_IN | Internal | Winter | B16 | 25 | 2066 | 0 | 79.12 | 79.11 | 0.01 | 0
2020 | MISO_MI_2_MISO_IN | MISO_MI | MISO_IN | Internal | Winter | B17 | 100 | 2066 | 0 | 70.15 | 68.66 | 0.01 | 0
2020 | MISO_MI_2_MISO_IN | MISO_MI | MISO_IN | Internal | Winter | B18 | 400 | 2066 | 0 | 67.13 | 67.12 | 0.01 | 0
2020 | MISO_MI_2_MISO_IN | MISO_MI | MISO_IN | Internal | Winter | B19 | 700 | 2066 | 0 | 64.6 | 64.16 | 0.01 | 0
2020 | MISO_MI_2_MISO_IN | MISO_MI | MISO_IN | Internal | Winter | B20 | 935 | 2066 | 0 | 60.23 | 60.22 | 0.01 | 0
2020 | MISO_MI_2_MISO_WUMS | MISO_MI | MISO_WUMS | Internal | Shoulder | B11 | 25 | 1440 | 0 | 74.75 | 66.68 | 0.01 | 0
2020 | MISO_MI_2_MISO_WUMS | MISO_MI | MISO_WUMS | Internal | Shoulder | B12 | 200 | 1440 | 0 | 67.59 | 66.68 | 0.01 | 0
2020 | MISO_MI_2_MISO_WUMS | MISO_MI | MISO_WUMS | Internal | Shoulder | B13 | 600 | 1440 | 0 | 63.68 | 63.66 | 0.01 | 0
2020 | MISO_MI_2_MISO_WUMS | MISO_MI | MISO_WUMS | Internal | Shoulder | B14 | 900 | 1440 | 0 | 62.13 | 62.12 | 0.01 | 0
2020 | MISO_MI_2_MISO_WUMS | MISO_MI | MISO_WUMS | Internal | Shoulder | B15 | 1203 | 1440 | 0 | 58.75 | 58.74 | 0.01 | 0
2020 | MISO_MI_2_MISO_WUMS | MISO_MI | MISO_WUMS | Internal | Summer | B1 | 10 | 1440 | 0.03 | 101.84 | 101.84 | 0.01 | 0
2020 | MISO_MI_2_MISO_WUMS | MISO_MI | MISO_WUMS | Internal | Summer | B2 | 25 | 1440 | 0 | 100.48 | 99.15 | 0.01 | 0
2020 | MISO_MI_2_MISO_WUMS | MISO_MI | MISO_WUMS | Internal | Summer | B3 | 75 | 1440 | 0 | 99.87 | 99.85 | 0.01 | 0
2020 | MISO_MI_2_MISO_WUMS | MISO_MI | MISO_WUMS | Internal | Summer | B4 | 100 | 1440 | 0 | 93.28 | 93.27 | 0.01 | 0
2020 | MISO_MI_2_MISO_WUMS | MISO_MI | MISO_WUMS | Internal | Summer | B5 | 200 | 1440 | 0 | 86.83 | 86.82 | 0.01 | 0
2020 | MISO_MI_2_MISO_WUMS | MISO_MI | MISO_WUMS | Internal | Summer | B6 | 300 | 1440 | 0 | 73.95 | 70.63 | 0.01 | 0
2020 | MISO_MI_2_MISO_WUMS | MISO_MI | MISO_WUMS | Internal | Summer | B7 | 400 | 1440 | 0 | 65.36 | 63.05 | 0.01 | 0
2020 | MISO_MI_2_MISO_WUMS | MISO_MI | MISO_WUMS | Internal | Summer | B8 | 500 | 1440 | 0 | 62.14 | 60.81 | 0.01 | 0
2020 | MISO_MI_2_MISO_WUMS | MISO_MI | MISO_WUMS | Internal | Summer | B9 | 800 | 1440 | 0 | 60.16 | 60.15 | 0.01 | 0
2020 | MISO_MI_2_MISO_WUMS | MISO_MI | MISO_WUMS | Internal | Summer | B10 | 1262 | 1440 | 0 | 59.01 | 54.94 | 0.01 | 0
2020 | MISO_MI_2_MISO_WUMS | MISO_MI | MISO_WUMS | Internal | Winter | B16 | 25 | 1440 | 0 | 79.12 | 70.63 | 0.01 | 0
2020 | MISO_MI_2_MISO_WUMS | MISO_MI | MISO_WUMS | Internal | Winter | B17 | 100 | 1440 | 0 | 70.15 | 70.14 | 0.01 | 0
2020 | MISO_MI_2_MISO_WUMS | MISO_MI | MISO_WUMS | Internal | Winter | B18 | 400 | 1440 | 0 | 67.13 | 67.12 | 0.01 | 0
2020 | MISO_MI_2_MISO_WUMS | MISO_MI | MISO_WUMS | Internal | Winter | B19 | 700 | 1440 | 0 | 64.6 | 64.59 | 0.01 | 0
2020 | MISO_MI_2_MISO_WUMS | MISO_MI | MISO_WUMS | Internal | Winter | B20 | 935 | 1440 | 0 | 60.23 | 60.23 | 0.01 | 0
2020 | MISO_MI_2_PJM_ROR | MISO_MI | PJM_ROR | Internal | Shoulder | B11 | 25 | 1424 | 519.96 | 74.75 | 76.75 | 2 | 0
2020 | MISO_MI_2_PJM_ROR | MISO_MI | PJM_ROR | Internal | Shoulder | B12 | 200 | 1424 | 1238.94 | 67.59 | 69.59 | 2 | 0
2020 | MISO_MI_2_PJM_ROR | MISO_MI | PJM_ROR | Internal | Shoulder | B13 | 600 | 1424 | 843.95 | 63.68 | 65.68 | 2 | 0
2020 | MISO_MI_2_PJM_ROR | MISO_MI | PJM_ROR | Internal | Shoulder | B14 | 900 | 1424 | 1424 | 62.13 | 64.79 | 2 | 0.66
2020 | MISO_MI_2_PJM_ROR | MISO_MI | PJM_ROR | Internal | Shoulder | B15 | 1203 | 1424 | 1424 | 58.75 | 61.3 | 2 | 0.55
2020 | MISO_MI_2_PJM_ROR | MISO_MI | PJM_ROR | Internal | Summer | B1 | 10 | 1424 | 51.88 | 101.84 | 103.84 | 2 | 0
2020 | MISO_MI_2_PJM_ROR | MISO_MI | PJM_ROR | Internal | Summer | B2 | 25 | 1424 | 0 | 100.48 | 101.15 | 2 | 0
2020 | MISO_MI_2_PJM_ROR | MISO_MI | PJM_ROR | Internal | Summer | B3 | 75 | 1424 | 0 | 99.87 | 101.15 | 2 | 0
2020 | MISO_MI_2_PJM_ROR | MISO_MI | PJM_ROR | Internal | Summer | B4 | 100 | 1424 | 7.08 | 93.28 | 95.28 | 2 | 0
2020 | MISO_MI_2_PJM_ROR | MISO_MI | PJM_ROR | Internal | Summer | B5 | 200 | 1424 | 694.03 | 86.83 | 88.83 | 2 | 0
2020 | MISO_MI_2_PJM_ROR | MISO_MI | PJM_ROR | Internal | Summer | B6 | 300 | 1424 | 622.47 | 73.95 | 75.95 | 2 | 0
2020 | MISO_MI_2_PJM_ROR | MISO_MI | PJM_ROR | Internal | Summer | B7 | 400 | 1424 | 477.88 | 65.36 | 67.36 | 2 | 0
2020 | MISO_MI_2_PJM_ROR | MISO_MI | PJM_ROR | Internal | Summer | B8 | 500 | 1424 | 937.66 | 62.14 | 64.14 | 2 | 0
2020 | MISO_MI_2_PJM_ROR | MISO_MI | PJM_ROR | Internal | Summer | B9 | 800 | 1424 | 0 | 60.16 | 62.15 | 2 | 0
2020 | MISO_MI_2_PJM_ROR | MISO_MI | PJM_ROR | Internal | Summer | B10 | 1262 | 1424 | 1011.75 | 59.01 | 61.01 | 2 | 0
2020 | MISO_MI_2_PJM_ROR | MISO_MI | PJM_ROR | Internal | Winter | B16 | 25 | 1424 | 1424 | 79.12 | 81.44 | 2 | 0.32
2020 | MISO_MI_2_PJM_ROR | MISO_MI | PJM_ROR | Internal | Winter | B17 | 100 | 1424 | 1424 | 70.15 | 75.57 | 2 | 3.42
2020 | MISO_MI_2_PJM_ROR | MISO_MI | PJM_ROR | Internal | Winter | B18 | 400 | 1424 | 942.41 | 67.13 | 69.13 | 2 | 0
2020 | MISO_MI_2_PJM_ROR | MISO_MI | PJM_ROR | Internal | Winter | B19 | 700 | 1424 | 1424 | 64.6 | 67.36 | 2 | 0.76
2020 | MISO_MI_2_PJM_ROR | MISO_MI | PJM_ROR | Internal | Winter | B20 | 935 | 1424 | 660.81 | 60.23 | 62.23 | 2 | 0
2020 | MISO_MO-IL_2_ENT | MISO_MO-IL | ENT | Internal | Shoulder | B11 | 25 | 2540 | 0 | 74.75 | 74.75 | 8 | 0
2020 | MISO_MO-IL_2_ENT | MISO_MO-IL | ENT | Internal | Shoulder | B12 | 200 | 2540 | 0 | 67.59 | 68.27 | 8 | 0
2020 | MISO_MO-IL_2_ENT | MISO_MO-IL | ENT | Internal | Shoulder | B13 | 600 | 2540 | 0 | 63.13 | 67.71 | 8 | 0
2020 | MISO_MO-IL_2_ENT | MISO_MO-IL | ENT | Internal | Shoulder | B14 | 900 | 2540 | 0 | 61.66 | 65.51 | 8 | 0
2020 | MISO_MO-IL_2_ENT | MISO_MO-IL | ENT | Internal | Shoulder | B15 | 1203 | 2540 | 0 | 58.75 | 65.51 | 8 | 0
2020 | MISO_MO-IL_2_ENT | MISO_MO-IL | ENT | Internal | Summer | B1 | 10 | 2540 | 0 | 101.84 | 104.12 | 8 | 0
2020 | MISO_MO-IL_2_ENT | MISO_MO-IL | ENT | Internal | Summer | B2 | 25 | 2540 | 0 | 100.48 | 101.92 | 8 | 0
2020 | MISO_MO-IL_2_ENT | MISO_MO-IL | ENT | Internal | Summer | B3 | 75 | 2540 | 0 | 99.87 | 101.92 | 8 | 0
2020 | MISO_MO-IL_2_ENT | MISO_MO-IL | ENT | Internal | Summer | B4 | 100 | 2540 | 0 | 93.28 | 98.27 | 8 | 0
2020 | MISO_MO-IL_2_ENT | MISO_MO-IL | ENT | Internal | Summer | B5 | 200 | 2540 | 0 | 86.83 | 94.24 | 8 | 0
2020 | MISO_MO-IL_2_ENT | MISO_MO-IL | ENT | Internal | Summer | B6 | 300 | 2540 | 0 | 73.95 | 73.95 | 8 | 0
2020 | MISO_MO-IL_2_ENT | MISO_MO-IL | ENT | Internal | Summer | B7 | 400 | 2540 | 0 | 64.69 | 70.26 | 8 | 0
2020 | MISO_MO-IL_2_ENT | MISO_MO-IL | ENT | Internal | Summer | B8 | 500 | 2540 | 0 | 61.41 | 66.9 | 8 | 0
2020 | MISO_MO-IL_2_ENT | MISO_MO-IL | ENT | Internal | Summer | B9 | 800 | 2540 | 0 | 60.15 | 66.41 | 8 | 0
2020 | MISO_MO-IL_2_ENT | MISO_MO-IL | ENT | Internal | Summer | B10 | 1262 | 2540 | 0 | 57.82 | 64.19 | 8 | 0
2020 | MISO_MO-IL_2_ENT | MISO_MO-IL | ENT | Internal | Winter | B16 | 25 | 2540 | 0 | 79.09 | 78.31 | 8 | 0
2020 | MISO_MO-IL_2_ENT | MISO_MO-IL | ENT | Internal | Winter | B17 | 100 | 2540 | 0 | 68.65 | 70.47 | 8 | 0
2020 | MISO_MO-IL_2_ENT | MISO_MO-IL | ENT | Internal | Winter | B18 | 400 | 2540 | 0 | 67.13 | 68.66 | 8 | 0
2020 | MISO_MO-IL_2_ENT | MISO_MO-IL | ENT | Internal | Winter | B19 | 700 | 2540 | 0 | 64.17 | 68.12 | 8 | 0
2020 | MISO_MO-IL_2_ENT | MISO_MO-IL | ENT | Internal | Winter | B20 | 935 | 2540 | 0 | 60.23 | 68.12 | 8 | 0
2020 | MISO_MO-IL_2_MISO_IN | MISO_MO-IL | MISO_IN | Internal | Shoulder | B11 | 25 | 2633 | 0 | 74.75 | 74.74 | 0.01 | 0
2020 | MISO_MO-IL_2_MISO_IN | MISO_MO-IL | MISO_IN | Internal | Shoulder | B12 | 200 | 2633 | 0 | 67.59 | 67.58 | 0.01 | 0
2020 | MISO_MO-IL_2_MISO_IN | MISO_MO-IL | MISO_IN | Internal | Shoulder | B13 | 600 | 2633 | 0 | 63.13 | 63.12 | 0.01 | 0
2020 | MISO_MO-IL_2_MISO_IN | MISO_MO-IL | MISO_IN | Internal | Shoulder | B14 | 900 | 2633 | 0 | 61.66 | 61.65 | 0.01 | 0
2020 | MISO_MO-IL_2_MISO_IN | MISO_MO-IL | MISO_IN | Internal | Shoulder | B15 | 1203 | 2633 | 0 | 58.75 | 58.74 | 0.01 | 0
2020 | MISO_MO-IL_2_MISO_IN | MISO_MO-IL | MISO_IN | Internal | Summer | B1 | 10 | 2633 | 0.01 | 101.84 | 101.83 | 0.01 | 0
2020 | MISO_MO-IL_2_MISO_IN | MISO_MO-IL | MISO_IN | Internal | Summer | B2 | 25 | 2633 | 0 | 100.48 | 100.46 | 0.01 | 0
2020 | MISO_MO-IL_2_MISO_IN | MISO_MO-IL | MISO_IN | Internal | Summer | B3 | 75 | 2633 | 0 | 99.87 | 99.86 | 0.01 | 0
2020 | MISO_MO-IL_2_MISO_IN | MISO_MO-IL | MISO_IN | Internal | Summer | B4 | 100 | 2633 | 0 | 93.28 | 93.27 | 0.01 | 0
2020 | MISO_MO-IL_2_MISO_IN | MISO_MO-IL | MISO_IN | Internal | Summer | B5 | 200 | 2633 | 0 | 86.83 | 86.82 | 0.01 | 0
2020 | MISO_MO-IL_2_MISO_IN | MISO_MO-IL | MISO_IN | Internal | Summer | B6 | 300 | 2633 | 0 | 73.95 | 73.94 | 0.01 | 0
2020 | MISO_MO-IL_2_MISO_IN | MISO_MO-IL | MISO_IN | Internal | Summer | B7 | 400 | 2633 | 0 | 64.69 | 64.68 | 0.01 | 0
2020 | MISO_MO-IL_2_MISO_IN | MISO_MO-IL | MISO_IN | Internal | Summer | B8 | 500 | 2633 | 0 | 61.41 | 61.4 | 0.01 | 0
2020 | MISO_MO-IL_2_MISO_IN | MISO_MO-IL | MISO_IN | Internal | Summer | B9 | 800 | 2633 | 0 | 60.15 | 60.13 | 0.01 | 0
2020 | MISO_MO-IL_2_MISO_IN | MISO_MO-IL | MISO_IN | Internal | Summer | B10 | 1262 | 2633 | 0 | 57.82 | 57.81 | 0.01 | 0
2020 | MISO_MO-IL_2_MISO_IN | MISO_MO-IL | MISO_IN | Internal | Winter | B16 | 25 | 2633 | 1456.58 | 79.09 | 79.11 | 0.01 | 0
2020 | MISO_MO-IL_2_MISO_IN | MISO_MO-IL | MISO_IN | Internal | Winter | B17 | 100 | 2633 | 766.6 | 68.65 | 68.66 | 0.01 | 0
2020 | MISO_MO-IL_2_MISO_IN | MISO_MO-IL | MISO_IN | Internal | Winter | B18 | 400 | 2633 | 0 | 67.13 | 67.12 | 0.01 | 0
2020 | MISO_MO-IL_2_MISO_IN | MISO_MO-IL | MISO_IN | Internal | Winter | B19 | 700 | 2633 | 0 | 64.17 | 64.16 | 0.01 | 0
2020 | MISO_MO-IL_2_MISO_IN | MISO_MO-IL | MISO_IN | Internal | Winter | B20 | 935 | 2633 | 0 | 60.23 | 60.22 | 0.01 | 0
2020 | MISO_MO-IL_2_MISO_W | MISO_MO-IL | MISO_W | Internal | Shoulder | B11 | 25 | 1075 | 0 | 74.75 | 65.38 | 0.01 | 0
2020 | MISO_MO-IL_2_MISO_W | MISO_MO-IL | MISO_W | Internal | Shoulder | B12 | 200 | 1075 | 0 | 67.59 | 62.18 | 0.01 | 0
2020 | MISO_MO-IL_2_MISO_W | MISO_MO-IL | MISO_W | Internal | Shoulder | B13 | 600 | 1075 | 0 | 63.13 | 60.18 | 0.01 | 0
2020 | MISO_MO-IL_2_MISO_W | MISO_MO-IL | MISO_W | Internal | Shoulder | B14 | 900 | 1075 | 0 | 61.66 | 55.62 | 0.01 | 0
2020 | MISO_MO-IL_2_MISO_W | MISO_MO-IL | MISO_W | Internal | Shoulder | B15 | 1203 | 1075 | 0 | 58.75 | 49.98 | 0.01 | 0
2020 | MISO_MO-IL_2_MISO_W | MISO_MO-IL | MISO_W | Internal | Summer | B1 | 10 | 1075 | 0.01 | 101.84 | 101.83 | 0.01 | 0
2020 | MISO_MO-IL_2_MISO_W | MISO_MO-IL | MISO_W | Internal | Summer | B2 | 25 | 1075 | 0 | 100.48 | 96.9 | 0.01 | 0
2020 | MISO_MO-IL_2_MISO_W | MISO_MO-IL | MISO_W | Internal | Summer | B3 | 75 | 1075 | 0 | 99.87 | 99.86 | 0.01 | 0
2020 | MISO_MO-IL_2_MISO_W | MISO_MO-IL | MISO_W | Internal | Summer | B4 | 100 | 1075 | 0 | 93.28 | 93.25 | 0.01 | 0
2020 | MISO_MO-IL_2_MISO_W | MISO_MO-IL | MISO_W | Internal | Summer | B5 | 200 | 1075 | 0 | 86.83 | 86.82 | 0.01 | 0
2020 | MISO_MO-IL_2_MISO_W | MISO_MO-IL | MISO_W | Internal | Summer | B6 | 300 | 1075 | 0 | 73.95 | 70.62 | 0.01 | 0
2020 | MISO_MO-IL_2_MISO_W | MISO_MO-IL | MISO_W | Internal | Summer | B7 | 400 | 1075 | 0 | 64.69 | 63.03 | 0.01 | 0
2020 | MISO_MO-IL_2_MISO_W | MISO_MO-IL | MISO_W | Internal | Summer | B8 | 500 | 1075 | 0 | 61.41 | 60.41 | 0.01 | 0
2020 | MISO_MO-IL_2_MISO_W | MISO_MO-IL | MISO_W | Internal | Summer | B9 | 800 | 1075 | 0 | 60.15 | 58.39 | 0.01 | 0
2020 | MISO_MO-IL_2_MISO_W | MISO_MO-IL | MISO_W | Internal | Summer | B10 | 1262 | 1075 | 0 | 57.82 | 54.68 | 0.01 | 0
2020 | MISO_MO-IL_2_MISO_W | MISO_MO-IL | MISO_W | Internal | Winter | B16 | 25 | 1075 | 0 | 79.09 | 57.39 | 0.01 | 0
2020 | MISO_MO-IL_2_MISO_W | MISO_MO-IL | MISO_W | Internal | Winter | B17 | 100 | 1075 | 0 | 68.65 | 56.65 | 0.01 | 0
2020 | MISO_MO-IL_2_MISO_W | MISO_MO-IL | MISO_W | Internal | Winter | B18 | 400 | 1075 | 0 | 67.13 | 59.67 | 0.01 | 0
2020 | MISO_MO-IL_2_MISO_W | MISO_MO-IL | MISO_W | Internal | Winter | B19 | 700 | 1075 | 0 | 64.17 | 59.67 | 0.01 | 0
2020 | MISO_MO-IL_2_MISO_W | MISO_MO-IL | MISO_W | Internal | Winter | B20 | 935 | 1075 | 0 | 60.23 | 52.32 | 0.01 | 0
2020 | MISO_MO-IL_2_PJM_ROR | MISO_MO-IL | PJM_ROR | Internal | Shoulder | B11 | 25 | 1212 | 724.59 | 74.75 | 76.75 | 2 | 0
2020 | MISO_MO-IL_2_PJM_ROR | MISO_MO-IL | PJM_ROR | Internal | Shoulder | B12 | 200 | 1212 | 1151.64 | 67.59 | 69.59 | 2 | 0
2020 | MISO_MO-IL_2_PJM_ROR | MISO_MO-IL | PJM_ROR | Internal | Shoulder | B13 | 600 | 1212 | 1212 | 63.13 | 65.68 | 2 | 0.55
2020 | MISO_MO-IL_2_PJM_ROR | MISO_MO-IL | PJM_ROR | Internal | Shoulder | B14 | 900 | 1212 | 1212 | 61.66 | 64.79 | 2 | 1.13
2020 | MISO_MO-IL_2_PJM_ROR | MISO_MO-IL | PJM_ROR | Internal | Shoulder | B15 | 1203 | 1212 | 1212 | 58.75 | 61.3 | 2 | 0.55
2020 | MISO_MO-IL_2_PJM_ROR | MISO_MO-IL | PJM_ROR | Internal | Summer | B1 | 10 | 1212 | 74.76 | 101.84 | 103.84 | 2 | 0
2020 | MISO_MO-IL_2_PJM_ROR | MISO_MO-IL | PJM_ROR | Internal | Summer | B2 | 25 | 1212 | 0 | 100.48 | 101.15 | 2 | 0
2020 | MISO_MO-IL_2_PJM_ROR | MISO_MO-IL | PJM_ROR | Internal | Summer | B3 | 75 | 1212 | 0 | 99.87 | 101.15 | 2 | 0
2020 | MISO_MO-IL_2_PJM_ROR | MISO_MO-IL | PJM_ROR | Internal | Summer | B4 | 100 | 1212 | 7.14 | 93.28 | 95.28 | 2 | 0
2020 | MISO_MO-IL_2_PJM_ROR | MISO_MO-IL | PJM_ROR | Internal | Summer | B5 | 200 | 1212 | 484.43 | 86.83 | 88.83 | 2 | 0
2020 | MISO_MO-IL_2_PJM_ROR | MISO_MO-IL | PJM_ROR | Internal | Summer | B6 | 300 | 1212 | 1149.42 | 73.95 | 75.95 | 2 | 0
2020 | MISO_MO-IL_2_PJM_ROR | MISO_MO-IL | PJM_ROR | Internal | Summer | B7 | 400 | 1212 | 1212 | 64.69 | 67.36 | 2 | 0.66
2020 | MISO_MO-IL_2_PJM_ROR | MISO_MO-IL | PJM_ROR | Internal | Summer | B8 | 500 | 1212 | 1212 | 61.41 | 64.14 | 2 | 0.74
2020 | MISO_MO-IL_2_PJM_ROR | MISO_MO-IL | PJM_ROR | Internal | Summer | B9 | 800 | 1212 | 901.3 | 60.15 | 62.15 | 2 | 0
2020 | MISO_MO-IL_2_PJM_ROR | MISO_MO-IL | PJM_ROR | Internal | Summer | B10 | 1262 | 1212 | 1212 | 57.82 | 61.01 | 2 | 1.19
2020 | MISO_MO-IL_2_PJM_ROR | MISO_MO-IL | PJM_ROR | Internal | Winter | B16 | 25 | 1212 | 1212 | 79.09 | 81.44 | 2 | 0.35
2020 | MISO_MO-IL_2_PJM_ROR | MISO_MO-IL | PJM_ROR | Internal | Winter | B17 | 100 | 1212 | 1212 | 68.65 | 75.57 | 2 | 4.91
2020 | MISO_MO-IL_2_PJM_ROR | MISO_MO-IL | PJM_ROR | Internal | Winter | B18 | 400 | 1212 | 1110.24 | 67.13 | 69.13 | 2 | 0
2020 | MISO_MO-IL_2_PJM_ROR | MISO_MO-IL | PJM_ROR | Internal | Winter | B19 | 700 | 1212 | 1212 | 64.17 | 67.36 | 2 | 1.19
2020 | MISO_MO-IL_2_PJM_ROR | MISO_MO-IL | PJM_ROR | Internal | Winter | B20 | 935 | 1212 | 1108.36 | 60.23 | 62.23 | 2 | 0
2020 | MISO_MO-IL_2_SPP_N | MISO_MO-IL | SPP_N | Internal | Shoulder | B11 | 25 | 2000 | 0 | 74.75 | 68.55 | 8 | 0
2020 | MISO_MO-IL_2_SPP_N | MISO_MO-IL | SPP_N | Internal | Shoulder | B12 | 200 | 2000 | 0 | 67.59 | 63.65 | 8 | 0
2020 | MISO_MO-IL_2_SPP_N | MISO_MO-IL | SPP_N | Internal | Shoulder | B13 | 600 | 2000 | 0 | 63.13 | 62.71 | 8 | 0
2020 | MISO_MO-IL_2_SPP_N | MISO_MO-IL | SPP_N | Internal | Shoulder | B14 | 900 | 2000 | 0 | 61.66 | 57 | 8 | 0
2020 | MISO_MO-IL_2_SPP_N | MISO_MO-IL | SPP_N | Internal | Shoulder | B15 | 1203 | 2000 | 0 | 58.75 | 56.98 | 8 | 0
2020 | MISO_MO-IL_2_SPP_N | MISO_MO-IL | SPP_N | Internal | Summer | B1 | 10 | 2000 | 0 | 101.84 | 96.84 | 8 | 0
2020 | MISO_MO-IL_2_SPP_N | MISO_MO-IL | SPP_N | Internal | Summer | B2 | 25 | 2000 | 0 | 100.48 | 96.92 | 8 | 0
2020 | MISO_MO-IL_2_SPP_N | MISO_MO-IL | SPP_N | Internal | Summer | B3 | 75 | 2000 | 0 | 99.87 | 99.87 | 8 | 0
2020 | MISO_MO-IL_2_SPP_N | MISO_MO-IL | SPP_N | Internal | Summer | B4 | 100 | 2000 | 0 | 93.28 | 93.27 | 8 | 0
2020 | MISO_MO-IL_2_SPP_N | MISO_MO-IL | SPP_N | Internal | Summer | B5 | 200 | 2000 | 0 | 86.83 | 89.24 | 8 | 0
2020 | MISO_MO-IL_2_SPP_N | MISO_MO-IL | SPP_N | Internal | Summer | B6 | 300 | 2000 | 0 | 73.95 | 68.95 | 8 | 0
2020 | MISO_MO-IL_2_SPP_N | MISO_MO-IL | SPP_N | Internal | Summer | B7 | 400 | 2000 | 0 | 64.69 | 65.26 | 8 | 0
2020 | MISO_MO-IL_2_SPP_N | MISO_MO-IL | SPP_N | Internal | Summer | B8 | 500 | 2000 | 0 | 61.41 | 64.08 | 8 | 0
2020 | MISO_MO-IL_2_SPP_N | MISO_MO-IL | SPP_N | Internal | Summer | B9 | 800 | 2000 | 0 | 60.15 | 62.71 | 8 | 0
2020 | MISO_MO-IL_2_SPP_N | MISO_MO-IL | SPP_N | Internal | Summer | B10 | 1262 | 2000 | 0 | 57.82 | 59.18 | 8 | 0
2020 | MISO_MO-IL_2_SPP_N | MISO_MO-IL | SPP_N | Internal | Winter | B16 | 25 | 2000 | 0 | 79.09 | 64.39 | 8 | 0
2020 | MISO_MO-IL_2_SPP_N | MISO_MO-IL | SPP_N | Internal | Winter | B17 | 100 | 2000 | 0 | 68.65 | 63.65 | 8 | 0
2020 | MISO_MO-IL_2_SPP_N | MISO_MO-IL | SPP_N | Internal | Winter | B18 | 400 | 2000 | 0 | 67.13 | 63.65 | 8 | 0
2020 | MISO_MO-IL_2_SPP_N | MISO_MO-IL | SPP_N | Internal | Winter | B19 | 700 | 2000 | 0 | 64.17 | 61.41 | 8 | 0
2020 | MISO_MO-IL_2_SPP_N | MISO_MO-IL | SPP_N | Internal | Winter | B20 | 935 | 2000 | 0 | 60.23 | 59.32 | 8 | 0
2020 | MISO_MO-IL_2_TVA_Transmission | MISO_MO-IL | TVA_Transmission | Internal | Shoulder | B11 | 25 | 4000 | 1131.36 | 74.75 | 82.75 | 8 | 0
2020 | MISO_MO-IL_2_TVA_Transmission | MISO_MO-IL | TVA_Transmission | Internal | Shoulder | B12 | 200 | 4000 | 0 | 67.59 | 71.29 | 8 | 0
2020 | MISO_MO-IL_2_TVA_Transmission | MISO_MO-IL | TVA_Transmission | Internal | Shoulder | B13 | 600 | 4000 | 0 | 63.13 | 68.82 | 8 | 0
2020 | MISO_MO-IL_2_TVA_Transmission | MISO_MO-IL | TVA_Transmission | Internal | Shoulder | B14 | 900 | 4000 | 0 | 61.66 | 68.09 | 8 | 0
2020 | MISO_MO-IL_2_TVA_Transmission | MISO_MO-IL | TVA_Transmission | Internal | Shoulder | B15 | 1203 | 4000 | 1138.02 | 58.75 | 66.75 | 8 | 0
2020 | MISO_MO-IL_2_TVA_Transmission | MISO_MO-IL | TVA_Transmission | Internal | Summer | B1 | 10 | 4000 | 751.47 | 101.84 | 109.84 | 8 | 0
2020 | MISO_MO-IL_2_TVA_Transmission | MISO_MO-IL | TVA_Transmission | Internal | Summer | B2 | 25 | 4000 | 0 | 100.48 | 107.15 | 8 | 0
2020 | MISO_MO-IL_2_TVA_Transmission | MISO_MO-IL | TVA_Transmission | Internal | Summer | B3 | 75 | 4000 | 0 | 99.87 | 107.15 | 8 | 0
2020 | MISO_MO-IL_2_TVA_Transmission | MISO_MO-IL | TVA_Transmission | Internal | Summer | B4 | 100 | 4000 | 6.36 | 93.28 | 101.28 | 8 | 0
2020 | MISO_MO-IL_2_TVA_Transmission | MISO_MO-IL | TVA_Transmission | Internal | Summer | B5 | 200 | 4000 | 311.71 | 86.83 | 94.83 | 8 | 0
2020 | MISO_MO-IL_2_TVA_Transmission | MISO_MO-IL | TVA_Transmission | Internal | Summer | B6 | 300 | 4000 | 0 | 73.95 | 81.63 | 8 | 0
2020 | MISO_MO-IL_2_TVA_Transmission | MISO_MO-IL | TVA_Transmission | Internal | Summer | B7 | 400 | 4000 | 318.99 | 64.69 | 72.69 | 8 | 0
2020 | MISO_MO-IL_2_TVA_Transmission | MISO_MO-IL | TVA_Transmission | Internal | Summer | B8 | 500 | 4000 | 0 | 61.41 | 67.81 | 8 | 0
2020 | MISO_MO-IL_2_TVA_Transmission | MISO_MO-IL | TVA_Transmission | Internal | Summer | B9 | 800 | 4000 | 0 | 60.15 | 66.63 | 8 | 0
2020 | MISO_MO-IL_2_TVA_Transmission | MISO_MO-IL | TVA_Transmission | Internal | Summer | B10 | 1262 | 4000 | 0 | 57.82 | 64.47 | 8 | 0
2020 | MISO_MO-IL_2_TVA_Transmission | MISO_MO-IL | TVA_Transmission | Internal | Winter | B16 | 25 | 4000 | 0 | 79.09 | 86.69 | 8 | 0
2020 | MISO_MO-IL_2_TVA_Transmission | MISO_MO-IL | TVA_Transmission | Internal | Winter | B17 | 100 | 4000 | 0 | 68.65 | 74.73 | 8 | 0
2020 | MISO_MO-IL_2_TVA_Transmission | MISO_MO-IL | TVA_Transmission | Internal | Winter | B18 | 400 | 4000 | 0 | 67.13 | 71.82 | 8 | 0
2020 | MISO_MO-IL_2_TVA_Transmission | MISO_MO-IL | TVA_Transmission | Internal | Winter | B19 | 700 | 4000 | 0 | 64.17 | 70.61 | 8 | 0
2020 | MISO_MO-IL_2_TVA_Transmission | MISO_MO-IL | TVA_Transmission | Internal | Winter | B20 | 935 | 4000 | 403.37 | 60.23 | 68.23 | 8 | 0
2020 | MISO_W_2_IESO | MISO_W | IESO | Internal | Shoulder | B11 | 25 | 90 | 0 | 65.38 | 13.87 | 8 | 0
2020 | MISO_W_2_IESO | MISO_W | IESO | Internal | Shoulder | B12 | 200 | 90 | 0 | 62.18 | 13.87 | 8 | 0
2020 | MISO_W_2_IESO | MISO_W | IESO | Internal | Shoulder | B13 | 600 | 90 | 0 | 60.18 | 13.87 | 8 | 0
2020 | MISO_W_2_IESO | MISO_W | IESO | Internal | Shoulder | B14 | 900 | 90 | 0 | 55.62 | 13.87 | 8 | 0
2020 | MISO_W_2_IESO | MISO_W | IESO | Internal | Shoulder | B15 | 1203 | 90 | 0 | 49.98 | 13.87 | 8 | 0
2020 | MISO_W_2_IESO | MISO_W | IESO | Internal | Summer | B1 | 10 | 90 | 0 | 101.83 | 82.86 | 8 | 0
2020 | MISO_W_2_IESO | MISO_W | IESO | Internal | Summer | B2 | 25 | 90 | 0 | 96.9 | 82.86 | 8 | 0
2020 | MISO_W_2_IESO | MISO_W | IESO | Internal | Summer | B3 | 75 | 90 | 0 | 99.86 | 71.54 | 8 | 0
2020 | MISO_W_2_IESO | MISO_W | IESO | Internal | Summer | B4 | 100 | 90 | 0 | 93.25 | 47.04 | 8 | 0
2020 | MISO_W_2_IESO | MISO_W | IESO | Internal | Summer | B5 | 200 | 90 | 0 | 86.82 | 10.97 | 8 | 0
2020 | MISO_W_2_IESO | MISO_W | IESO | Internal | Summer | B6 | 300 | 90 | 0 | 70.62 | 10.97 | 8 | 0
2020 | MISO_W_2_IESO | MISO_W | IESO | Internal | Summer | B7 | 400 | 90 | 0 | 63.03 | 10.97 | 8 | 0
2020 | MISO_W_2_IESO | MISO_W | IESO | Internal | Summer | B8 | 500 | 90 | 0 | 60.41 | 10.97 | 8 | 0
2020 | MISO_W_2_IESO | MISO_W | IESO | Internal | Summer | B9 | 800 | 90 | 0 | 58.39 | 10.97 | 8 | 0
2020 | MISO_W_2_IESO | MISO_W | IESO | Internal | Summer | B10 | 1262 | 90 | 0 | 54.68 | 10.97 | 8 | 0
2020 | MISO_W_2_IESO | MISO_W | IESO | Internal | Winter | B16 | 25 | 90 | 0 | 57.39 | 49.81 | 8 | 0
2020 | MISO_W_2_IESO | MISO_W | IESO | Internal | Winter | B17 | 100 | 90 | 0 | 56.65 | 49.81 | 8 | 0
2020 | MISO_W_2_IESO | MISO_W | IESO | Internal | Winter | B18 | 400 | 90 | 0 | 59.67 | 49.81 | 8 | 0
2020 | MISO_W_2_IESO | MISO_W | IESO | Internal | Winter | B19 | 700 | 90 | 0 | 59.67 | 49.81 | 8 | 0
2020 | MISO_W_2_IESO | MISO_W | IESO | Internal | Winter | B20 | 935 | 90 | 0 | 52.32 | 49.81 | 8 | 0
2020 | MISO_W_2_MAPP_CA | MISO_W | MAPP_CA | Internal | Shoulder | B11 | 25 | 926 | 0 | 65.38 | 65.37 | 0.01 | 0
2020 | MISO_W_2_MAPP_CA | MISO_W | MAPP_CA | Internal | Shoulder | B12 | 200 | 926 | 0 | 62.18 | 62.17 | 0.01 | 0
2020 | MISO_W_2_MAPP_CA | MISO_W | MAPP_CA | Internal | Shoulder | B13 | 600 | 926 | 0 | 60.18 | 60.17 | 0.01 | 0
2020 | MISO_W_2_MAPP_CA | MISO_W | MAPP_CA | Internal | Shoulder | B14 | 900 | 926 | 0 | 55.62 | 55.61 | 0.01 | 0
2020 | MISO_W_2_MAPP_CA | MISO_W | MAPP_CA | Internal | Shoulder | B15 | 1203 | 926 | 926 | 49.98 | 55.61 | 0.01 | 5.62
2020 | MISO_W_2_MAPP_CA | MISO_W | MAPP_CA | Internal | Summer | B1 | 10 | 926 | 0 | 101.83 | 89.86 | 0.01 | 0
2020 | MISO_W_2_MAPP_CA | MISO_W | MAPP_CA | Internal | Summer | B2 | 25 | 926 | 0 | 96.9 | 89.86 | 0.01 | 0
2020 | MISO_W_2_MAPP_CA | MISO_W | MAPP_CA | Internal | Summer | B3 | 75 | 926 | 0 | 99.86 | 89.86 | 0.01 | 0
2020 | MISO_W_2_MAPP_CA | MISO_W | MAPP_CA | Internal | Summer | B4 | 100 | 926 | 0 | 93.25 | 89.86 | 0.01 | 0
2020 | MISO_W_2_MAPP_CA | MISO_W | MAPP_CA | Internal | Summer | B5 | 200 | 926 | 0 | 86.82 | 86.81 | 0.01 | 0
2020 | MISO_W_2_MAPP_CA | MISO_W | MAPP_CA | Internal | Summer | B6 | 300 | 926 | 0 | 70.62 | 70.6 | 0.01 | 0
2020 | MISO_W_2_MAPP_CA | MISO_W | MAPP_CA | Internal | Summer | B7 | 400 | 926 | 0 | 63.03 | 63.02 | 0.01 | 0
2020 | MISO_W_2_MAPP_CA | MISO_W | MAPP_CA | Internal | Summer | B8 | 500 | 926 | 0 | 60.41 | 60.4 | 0.01 | 0
2020 | MISO_W_2_MAPP_CA | MISO_W | MAPP_CA | Internal | Summer | B9 | 800 | 926 | 0 | 58.39 | 58.37 | 0.01 | 0
2020 | MISO_W_2_MAPP_CA | MISO_W | MAPP_CA | Internal | Summer | B10 | 1262 | 926 | 926 | 54.68 | 58.37 | 0.01 | 3.69
2020 | MISO_W_2_MAPP_CA | MISO_W | MAPP_CA | Internal | Winter | B16 | 25 | 926 | 926 | 57.39 | 59.65 | 0.01 | 2.25
2020 | MISO_W_2_MAPP_CA | MISO_W | MAPP_CA | Internal | Winter | B17 | 100 | 926 | 926 | 56.65 | 59.65 | 0.01 | 2.99
2020 | MISO_W_2_MAPP_CA | MISO_W | MAPP_CA | Internal | Winter | B18 | 400 | 926 | 0 | 59.67 | 59.65 | 0.01 | 0
2020 | MISO_W_2_MAPP_CA | MISO_W | MAPP_CA | Internal | Winter | B19 | 700 | 926 | 0 | 59.67 | 59.65 | 0.01 | 0
2020 | MISO_W_2_MAPP_CA | MISO_W | MAPP_CA | Internal | Winter | B20 | 935 | 926 | 926 | 52.32 | 59.65 | 0.01 | 7.32
2020 | MISO_W_2_MISO_MO-IL | MISO_W | MISO_MO-IL | Internal | Shoulder | B11 | 25 | 3915 | 3915 | 65.38 | 74.75 | 0.01 | 9.36
2020 | MISO_W_2_MISO_MO-IL | MISO_W | MISO_MO-IL | Internal | Shoulder | B12 | 200 | 3915 | 3915 | 62.18 | 67.59 | 0.01 | 5.39
2020 | MISO_W_2_MISO_MO-IL | MISO_W | MISO_MO-IL | Internal | Shoulder | B13 | 600 | 3915 | 3915 | 60.18 | 63.13 | 0.01 | 2.94
2020 | MISO_W_2_MISO_MO-IL | MISO_W | MISO_MO-IL | Internal | Shoulder | B14 | 900 | 3915 | 3915 | 55.62 | 61.66 | 0.01 | 6.03
2020 | MISO_W_2_MISO_MO-IL | MISO_W | MISO_MO-IL | Internal | Shoulder | B15 | 1203 | 3915 | 3915 | 49.98 | 58.75 | 0.01 | 8.77
2020 | MISO_W_2_MISO_MO-IL | MISO_W | MISO_MO-IL | Internal | Summer | B1 | 10 | 3915 | 2865.06 | 101.83 | 101.84 | 0.01 | 0
2020 | MISO_W_2_MISO_MO-IL | MISO_W | MISO_MO-IL | Internal | Summer | B2 | 25 | 3915 | 3915 | 96.9 | 100.48 | 0.01 | 3.56
2020 | MISO_W_2_MISO_MO-IL | MISO_W | MISO_MO-IL | Internal | Summer | B3 | 75 | 3915 | 3681.57 | 99.86 | 99.87 | 0.01 | 0
2020 | MISO_W_2_MISO_MO-IL | MISO_W | MISO_MO-IL | Internal | Summer | B4 | 100 | 3915 | 3915 | 93.25 | 93.28 | 0.01 | 0.01
2020 | MISO_W_2_MISO_MO-IL | MISO_W | MISO_MO-IL | Internal | Summer | B5 | 200 | 3915 | 3282.78 | 86.82 | 86.83 | 0.01 | 0
2020 | MISO_W_2_MISO_MO-IL | MISO_W | MISO_MO-IL | Internal | Summer | B6 | 300 | 3915 | 3915 | 70.62 | 73.95 | 0.01 | 3.32
2020 | MISO_W_2_MISO_MO-IL | MISO_W | MISO_MO-IL | Internal | Summer | B7 | 400 | 3915 | 3915 | 63.03 | 64.69 | 0.01 | 1.65
2020 | MISO_W_2_MISO_MO-IL | MISO_W | MISO_MO-IL | Internal | Summer | B8 | 500 | 3915 | 3915 | 60.41 | 61.41 | 0.01 | 0.99
2020 | MISO_W_2_MISO_MO-IL | MISO_W | MISO_MO-IL | Internal | Summer | B9 | 800 | 3915 | 3915 | 58.39 | 60.15 | 0.01 | 1.75
2020 | MISO_W_2_MISO_MO-IL | MISO_W | MISO_MO-IL | Internal | Summer | B10 | 1262 | 3915 | 3915 | 54.68 | 57.82 | 0.01 | 3.13
2020 | MISO_W_2_MISO_MO-IL | MISO_W | MISO_MO-IL | Internal | Winter | B16 | 25 | 3915 | 3915 | 57.39 | 79.09 | 0.01 | 21.7
2020 | MISO_W_2_MISO_MO-IL | MISO_W | MISO_MO-IL | Internal | Winter | B17 | 100 | 3915 | 3915 | 56.65 | 68.65 | 0.01 | 11.99
2020 | MISO_W_2_MISO_MO-IL | MISO_W | MISO_MO-IL | Internal | Winter | B18 | 400 | 3915 | 3915 | 59.67 | 67.13 | 0.01 | 7.45
2020 | MISO_W_2_MISO_MO-IL | MISO_W | MISO_MO-IL | Internal | Winter | B19 | 700 | 3915 | 3915 | 59.67 | 64.17 | 0.01 | 4.49
2020 | MISO_W_2_MISO_MO-IL | MISO_W | MISO_MO-IL | Internal | Winter | B20 | 935 | 3915 | 3915 | 52.32 | 60.23 | 0.01 | 7.9
2020 | MISO_W_2_MISO_WUMS | MISO_W | MISO_WUMS | Internal | Shoulder | B11 | 25 | 1732 | 1732 | 65.38 | 66.68 | 0.01 | 1.29
2020 | MISO_W_2_MISO_WUMS | MISO_W | MISO_WUMS | Internal | Shoulder | B12 | 200 | 1732 | 1732 | 62.18 | 66.68 | 0.01 | 4.49
2020 | MISO_W_2_MISO_WUMS | MISO_W | MISO_WUMS | Internal | Shoulder | B13 | 600 | 1732 | 1732 | 60.18 | 63.66 | 0.01 | 3.47
2020 | MISO_W_2_MISO_WUMS | MISO_W | MISO_WUMS | Internal | Shoulder | B14 | 900 | 1732 | 1732 | 55.62 | 62.12 | 0.01 | 6.49
2020 | MISO_W_2_MISO_WUMS | MISO_W | MISO_WUMS | Internal | Shoulder | B15 | 1203 | 1732 | 1732 | 49.98 | 58.74 | 0.01 | 8.75
2020 | MISO_W_2_MISO_WUMS | MISO_W | MISO_WUMS | Internal | Summer | B1 | 10 | 1732 | 61.59 | 101.83 | 101.84 | 0.01 | 0
2020 | MISO_W_2_MISO_WUMS | MISO_W | MISO_WUMS | Internal | Summer | B2 | 25 | 1732 | 1732 | 96.9 | 99.15 | 0.01 | 2.23
2020 | MISO_W_2_MISO_WUMS | MISO_W | MISO_WUMS | Internal | Summer | B3 | 75 | 1732 | 0 | 99.86 | 99.85 | 0.01 | 0
2020 | MISO_W_2_MISO_WUMS | MISO_W | MISO_WUMS | Internal | Summer | B4 | 100 | 1732 | 544.48 | 93.25 | 93.27 | 0.01 | 0
2020 | MISO_W_2_MISO_WUMS | MISO_W | MISO_WUMS | Internal | Summer | B5 | 200 | 1732 | 0 | 86.82 | 86.82 | 0.01 | 0
2020 | MISO_W_2_MISO_WUMS | MISO_W | MISO_WUMS | Internal | Summer | B6 | 300 | 1732 | 390.51 | 70.62 | 70.63 | 0.01 | 0
2020 | MISO_W_2_MISO_WUMS | MISO_W | MISO_WUMS | Internal | Summer | B7 | 400 | 1732 | 1479.66 | 63.03 | 63.05 | 0.01 | 0
2020 | MISO_W_2_MISO_WUMS | MISO_W | MISO_WUMS | Internal | Summer | B8 | 500 | 1732 | 1732 | 60.41 | 60.81 | 0.01 | 0.39
2020 | MISO_W_2_MISO_WUMS | MISO_W | MISO_WUMS | Internal | Summer | B9 | 800 | 1732 | 1732 | 58.39 | 60.15 | 0.01 | 1.75
2020 | MISO_W_2_MISO_WUMS | MISO_W | MISO_WUMS | Internal | Summer | B10 | 1262 | 1732 | 1732 | 54.68 | 54.94 | 0.01 | 0.25
2020 | MISO_W_2_MISO_WUMS | MISO_W | MISO_WUMS | Internal | Winter | B16 | 25 | 1732 | 1732 | 57.39 | 70.63 | 0.01 | 13.23
2020 | MISO_W_2_MISO_WUMS | MISO_W | MISO_WUMS | Internal | Winter | B17 | 100 | 1732 | 1732 | 56.65 | 70.14 | 0.01 | 13.47
2020 | MISO_W_2_MISO_WUMS | MISO_W | MISO_WUMS | Internal | Winter | B18 | 400 | 1732 | 1732 | 59.67 | 67.12 | 0.01 | 7.44
2020 | MISO_W_2_MISO_WUMS | MISO_W | MISO_WUMS | Internal | Winter | B19 | 700 | 1732 | 1732 | 59.67 | 64.59 | 0.01 | 4.91
2020 | MISO_W_2_MISO_WUMS | MISO_W | MISO_WUMS | Internal | Winter | B20 | 935 | 1732 | 1732 | 52.32 | 60.23 | 0.01 | 7.9
2020 | MISO_W_2_NE | MISO_W | NE | Internal | Shoulder | B11 | 25 | 2800 | 0 | 65.38 | 68.53 | 7 | 0
2020 | MISO_W_2_NE | MISO_W | NE | Internal | Shoulder | B12 | 200 | 2800 | 0 | 62.18 | 63.64 | 7 | 0
2020 | MISO_W_2_NE | MISO_W | NE | Internal | Shoulder | B13 | 600 | 2800 | 0 | 60.18 | 62.7 | 7 | 0
2020 | MISO_W_2_NE | MISO_W | NE | Internal | Shoulder | B14 | 900 | 2800 | 0 | 55.62 | 56.99 | 7 | 0
2020 | MISO_W_2_NE | MISO_W | NE | Internal | Shoulder | B15 | 1203 | 2800 | 0 | 49.98 | 56.96 | 7 | 0
2020 | MISO_W_2_NE | MISO_W | NE | Internal | Summer | B1 | 10 | 2800 | 0 | 101.83 | 101.83 | 7 | 0
2020 | MISO_W_2_NE | MISO_W | NE | Internal | Summer | B2 | 25 | 2800 | 0 | 96.9 | 96.9 | 7 | 0
2020 | MISO_W_2_NE | MISO_W | NE | Internal | Summer | B3 | 75 | 2800 | 0 | 99.86 | 99.86 | 7 | 0
2020 | MISO_W_2_NE | MISO_W | NE | Internal | Summer | B4 | 100 | 2800 | 0 | 93.25 | 93.25 | 7 | 0
2020 | MISO_W_2_NE | MISO_W | NE | Internal | Summer | B5 | 200 | 2800 | 0 | 86.82 | 89.23 | 7 | 0
2020 | MISO_W_2_NE | MISO_W | NE | Internal | Summer | B6 | 300 | 2800 | 0 | 70.62 | 70.62 | 7 | 0
2020 | MISO_W_2_NE | MISO_W | NE | Internal | Summer | B7 | 400 | 2800 | 0 | 63.03 | 65.25 | 7 | 0
2020 | MISO_W_2_NE | MISO_W | NE | Internal | Summer | B8 | 500 | 2800 | 0 | 60.41 | 64.07 | 7 | 0
2020 | MISO_W_2_NE | MISO_W | NE | Internal | Summer | B9 | 800 | 2800 | 0 | 58.39 | 61.55 | 7 | 0
2020 | MISO_W_2_NE | MISO_W | NE | Internal | Summer | B10 | 1262 | 2800 | 0 | 54.68 | 59.17 | 7 | 0
2020 | MISO_W_2_NE | MISO_W | NE | Internal | Winter | B16 | 25 | 2800 | 0.01 | 57.39 | 64.38 | 7 | 0
2020 | MISO_W_2_NE | MISO_W | NE | Internal | Winter | B17 | 100 | 2800 | 0 | 56.65 | 63.64 | 7 | 0
2020 | MISO_W_2_NE | MISO_W | NE | Internal | Winter | B18 | 400 | 2800 | 0 | 59.67 | 63.64 | 7 | 0
2020 | MISO_W_2_NE | MISO_W | NE | Internal | Winter | B19 | 700 | 2800 | 0 | 59.67 | 61.39 | 7 | 0
2020 | MISO_W_2_NE | MISO_W | NE | Internal | Winter | B20 | 935 | 2800 | 0 | 52.32 | 59.31 | 7 | 0
2020 | MISO_W_2_PJM_ROR | MISO_W | PJM_ROR | Internal | Shoulder | B11 | 25 | 773 | 773 | 65.38 | 76.75 | 2 | 9.37
2020 | MISO_W_2_PJM_ROR | MISO_W | PJM_ROR | Internal | Shoulder | B12 | 200 | 773 | 773 | 62.18 | 69.59 | 2 | 5.4
2020 | MISO_W_2_PJM_ROR | MISO_W | PJM_ROR | Internal | Shoulder | B13 | 600 | 773 | 773 | 60.18 | 65.68 | 2 | 3.51
2020 | MISO_W_2_PJM_ROR | MISO_W | PJM_ROR | Internal | Shoulder | B14 | 900 | 773 | 773 | 55.62 | 64.79 | 2 | 7.17
2020 | MISO_W_2_PJM_ROR | MISO_W | PJM_ROR | Internal | Shoulder | B15 | 1203 | 773 | 773 | 49.98 | 61.3 | 2 | 9.33
2020 | MISO_W_2_PJM_ROR | MISO_W | PJM_ROR | Internal | Summer | B1 | 10 | 773 | 772.97 | 101.83 | 103.84 | 2 | 0.01
2020 | MISO_W_2_PJM_ROR | MISO_W | PJM_ROR | Internal | Summer | B2 | 25 | 773 | 773 | 96.9 | 101.15 | 2 | 2.24
2020 | MISO_W_2_PJM_ROR | MISO_W | PJM_ROR | Internal | Summer | B3 | 75 | 773 | 0 | 99.86 | 101.15 | 2 | 0
2020 | MISO_W_2_PJM_ROR | MISO_W | PJM_ROR | Internal | Summer | B4 | 100 | 773 | 773 | 93.25 | 95.28 | 2 | 0.02
2020 | MISO_W_2_PJM_ROR | MISO_W | PJM_ROR | Internal | Summer | B5 | 200 | 773 | 773 | 86.82 | 88.83 | 2 | 0.01
2020 | MISO_W_2_PJM_ROR | MISO_W | PJM_ROR | Internal | Summer | B6 | 300 | 773 | 773 | 70.62 | 75.95 | 2 | 3.33
2020 | MISO_W_2_PJM_ROR | MISO_W | PJM_ROR | Internal | Summer | B7 | 400 | 773 | 773 | 63.03 | 67.36 | 2 | 2.32
2020 | MISO_W_2_PJM_ROR | MISO_W | PJM_ROR | Internal | Summer | B8 | 500 | 773 | 773 | 60.41 | 64.14 | 2 | 1.73
2020 | MISO_W_2_PJM_ROR | MISO_W | PJM_ROR | Internal | Summer | B9 | 800 | 773 | 773 | 58.39 | 62.15 | 2 | 1.76
2020 | MISO_W_2_PJM_ROR | MISO_W | PJM_ROR | Internal | Summer | B10 | 1262 | 773 | 773 | 54.68 | 61.01 | 2 | 4.33
2020 | MISO_W_2_PJM_ROR | MISO_W | PJM_ROR | Internal | Winter | B16 | 25 | 773 | 773 | 57.39 | 81.44 | 2 | 22.05
2020 | MISO_W_2_PJM_ROR | MISO_W | PJM_ROR | Internal | Winter | B17 | 100 | 773 | 773 | 56.65 | 75.57 | 2 | 16.91
2020 | MISO_W_2_PJM_ROR | MISO_W | PJM_ROR | Internal | Winter | B18 | 400 | 773 | 773 | 59.67 | 69.13 | 2 | 7.47
2020 | MISO_W_2_PJM_ROR | MISO_W | PJM_ROR | Internal | Winter | B19 | 700 | 773 | 773 | 59.67 | 67.36 | 2 | 5.69
2020 | MISO_W_2_PJM_ROR | MISO_W | PJM_ROR | Internal | Winter | B20 | 935 | 773 | 773 | 52.32 | 62.23 | 2 | 7.91
2020 | MISO_W_2_SPP_N | MISO_W | SPP_N | Internal | Shoulder | B11 | 25 | 3200 | 0 | 65.38 | 68.55 | 7 | 0
2020 | MISO_W_2_SPP_N | MISO_W | SPP_N | Internal | Shoulder | B12 | 200 | 3200 | 0 | 62.18 | 63.65 | 7 | 0
2020 | MISO_W_2_SPP_N | MISO_W | SPP_N | Internal | Shoulder | B13 | 600 | 3200 | 0 | 60.18 | 62.71 | 7 | 0
2020 | MISO_W_2_SPP_N | MISO_W | SPP_N | Internal | Shoulder | B14 | 900 | 3200 | 0 | 55.62 | 57 | 7 | 0
2020 | MISO_W_2_SPP_N | MISO_W | SPP_N | Internal | Shoulder | B15 | 1203 | 3200 | 437.28 | 49.98 | 56.98 | 7 | 0
2020 | MISO_W_2_SPP_N | MISO_W | SPP_N | Internal | Summer | B1 | 10 | 3200 | 0 | 101.83 | 96.84 | 7 | 0
2020 | MISO_W_2_SPP_N | MISO_W | SPP_N | Internal | Summer | B2 | 25 | 3200 | 0 | 96.9 | 96.92 | 7 | 0
2020 | MISO_W_2_SPP_N | MISO_W | SPP_N | Internal | Summer | B3 | 75 | 3200 | 0 | 99.86 | 99.87 | 7 | 0
2020 | MISO_W_2_SPP_N | MISO_W | SPP_N | Internal | Summer | B4 | 100 | 3200 | 0 | 93.25 | 93.27 | 7 | 0
2020 | MISO_W_2_SPP_N | MISO_W | SPP_N | Internal | Summer | B5 | 200 | 3200 | 0 | 86.82 | 89.24 | 7 | 0
2020 | MISO_W_2_SPP_N | MISO_W | SPP_N | Internal | Summer | B6 | 300 | 3200 | 0 | 70.62 | 68.95 | 7 | 0
2020 | MISO_W_2_SPP_N | MISO_W | SPP_N | Internal | Summer | B7 | 400 | 3200 | 0 | 63.03 | 65.26 | 7 | 0
2020 | MISO_W_2_SPP_N | MISO_W | SPP_N | Internal | Summer | B8 | 500 | 3200 | 0 | 60.41 | 64.08 | 7 | 0
2020 | MISO_W_2_SPP_N | MISO_W | SPP_N | Internal | Summer | B9 | 800 | 3200 | 0 | 58.39 | 62.71 | 7 | 0
2020 | MISO_W_2_SPP_N | MISO_W | SPP_N | Internal | Summer | B10 | 1262 | 3200 | 0 | 54.68 | 59.18 | 7 | 0
2020 | MISO_W_2_SPP_N | MISO_W | SPP_N | Internal | Winter | B16 | 25 | 3200 | 2822.56 | 57.39 | 64.39 | 7 | 0
2020 | MISO_W_2_SPP_N | MISO_W | SPP_N | Internal | Winter | B17 | 100 | 3200 | 1152.98 | 56.65 | 63.65 | 7 | 0
2020 | MISO_W_2_SPP_N | MISO_W | SPP_N | Internal | Winter | B18 | 400 | 3200 | 0 | 59.67 | 63.65 | 7 | 0
2020 | MISO_W_2_SPP_N | MISO_W | SPP_N | Internal | Winter | B19 | 700 | 3200 | 0 | 59.67 | 61.41 | 7 | 0
2020 | MISO_W_2_SPP_N | MISO_W | SPP_N | Internal | Winter | B20 | 935 | 3200 | 514.74 | 52.32 | 59.32 | 7 | 0
2020 | MISO_WUMS_2_MISO_MI | MISO_WUMS | MISO_MI | Internal | Shoulder | B11 | 25 | 1422 | 1422 | 66.68 | 74.75 | 0.01 | 8.06
2020 | MISO_WUMS_2_MISO_MI | MISO_WUMS | MISO_MI | Internal | Shoulder | B12 | 200 | 1422 | 1422 | 66.68 | 67.59 | 0.01 | 0.89
2020 | MISO_WUMS_2_MISO_MI | MISO_WUMS | MISO_MI | Internal | Shoulder | B13 | 600 | 1422 | 1422 | 63.66 | 63.68 | 0.01 | 0.02
2020 | MISO_WUMS_2_MISO_MI | MISO_WUMS | MISO_MI | Internal | Shoulder | B14 | 900 | 1422 | 1179.9 | 62.12 | 62.13 | 0.01 | 0
2020 | MISO_WUMS_2_MISO_MI | MISO_WUMS | MISO_MI | Internal | Shoulder | B15 | 1203 | 1422 | 1363.21 | 58.74 | 58.75 | 0.01 | 0
2020 | MISO_WUMS_2_MISO_MI | MISO_WUMS | MISO_MI | Internal | Summer | B1 | 10 | 1422 | 0.03 | 101.84 | 101.84 | 0.01 | 0
2020 | MISO_WUMS_2_MISO_MI | MISO_WUMS | MISO_MI | Internal | Summer | B2 | 25 | 1422 | 1422 | 99.15 | 100.48 | 0.01 | 1.32
2020 | MISO_WUMS_2_MISO_MI | MISO_WUMS | MISO_MI | Internal | Summer | B3 | 75 | 1422 | 1422 | 99.85 | 99.87 | 0.01 | 0.01
2020 | MISO_WUMS_2_MISO_MI | MISO_WUMS | MISO_MI | Internal | Summer | B4 | 100 | 1422 | 1196.08 | 93.27 | 93.28 | 0.01 | 0
2020 | MISO_WUMS_2_MISO_MI | MISO_WUMS | MISO_MI | Internal | Summer | B5 | 200 | 1422 | 1190.78 | 86.82 | 86.83 | 0.01 | 0
2020 | MISO_WUMS_2_MISO_MI | MISO_WUMS | MISO_MI | Internal | Summer | B6 | 300 | 1422 | 1422 | 70.63 | 73.95 | 0.01 | 3.31
2020 | MISO_WUMS_2_MISO_MI | MISO_WUMS | MISO_MI | Internal | Summer | B7 | 400 | 1422 | 1422 | 63.05 | 65.36 | 0.01 | 2.3
2020 | MISO_WUMS_2_MISO_MI | MISO_WUMS | MISO_MI | Internal | Summer | B8 | 500 | 1422 | 1422 | 60.81 | 62.14 | 0.01 | 1.32
2020 | MISO_WUMS_2_MISO_MI | MISO_WUMS | MISO_MI | Internal | Summer | B9 | 800 | 1422 | 1135.86 | 60.15 | 60.16 | 0.01 | 0
2020 | MISO_WUMS_2_MISO_MI | MISO_WUMS | MISO_MI | Internal | Summer | B10 | 1262 | 1422 | 1422 | 54.94 | 59.01 | 0.01 | 4.05
2020 | MISO_WUMS_2_MISO_MI | MISO_WUMS | MISO_MI | Internal | Winter | B16 | 25 | 1422 | 1422 | 70.63 | 79.12 | 0.01 | 8.48
2020 | MISO_WUMS_2_MISO_MI | MISO_WUMS | MISO_MI | Internal | Winter | B17 | 100 | 1422 | 1047.33 | 70.14 | 70.15 | 0.01 | 0
2020 | MISO_WUMS_2_MISO_MI | MISO_WUMS | MISO_MI | Internal | Winter | B18 | 400 | 1422 | 1159.28 | 67.12 | 67.13 | 0.01 | 0
2020 | MISO_WUMS_2_MISO_MI | MISO_WUMS | MISO_MI | Internal | Winter | B19 | 700 | 1422 | 690.23 | 64.59 | 64.6 | 0.01 | 0
2020 | MISO_WUMS_2_MISO_MI | MISO_WUMS | MISO_MI | Internal | Winter | B20 | 935 | 1422 | 0 | 60.23 | 60.23 | 0.01 | 0
2020 | MISO_WUMS_2_MISO_W | MISO_WUMS | MISO_W | Internal | Shoulder | B11 | 25 | 1240 | 0 | 66.68 | 65.38 | 0.01 | 0
2020 | MISO_WUMS_2_MISO_W | MISO_WUMS | MISO_W | Internal | Shoulder | B12 | 200 | 1240 | 0 | 66.68 | 62.18 | 0.01 | 0
2020 | MISO_WUMS_2_MISO_W | MISO_WUMS | MISO_W | Internal | Shoulder | B13 | 600 | 1240 | 0 | 63.66 | 60.18 | 0.01 | 0
2020 | MISO_WUMS_2_MISO_W | MISO_WUMS | MISO_W | Internal | Shoulder | B14 | 900 | 1240 | 0 | 62.12 | 55.62 | 0.01 | 0
2020 | MISO_WUMS_2_MISO_W | MISO_WUMS | MISO_W | Internal | Shoulder | B15 | 1203 | 1240 | 0 | 58.74 | 49.98 | 0.01 | 0
2020 | MISO_WUMS_2_MISO_W | MISO_WUMS | MISO_W | Internal | Summer | B1 | 10 | 1240 | 0.01 | 101.84 | 101.83 | 0.01 | 0
2020 | MISO_WUMS_2_MISO_W | MISO_WUMS | MISO_W | Internal | Summer | B2 | 25 | 1240 | 0 | 99.15 | 96.9 | 0.01 | 0
2020 | MISO_WUMS_2_MISO_W | MISO_WUMS | MISO_W | Internal | Summer | B3 | 75 | 1240 | 108.68 | 99.85 | 99.86 | 0.01 | 0
2020 | MISO_WUMS_2_MISO_W | MISO_WUMS | MISO_W | Internal | Summer | B4 | 100 | 1240 | 0 | 93.27 | 93.25 | 0.01 | 0
2020 | MISO_WUMS_2_MISO_W | MISO_WUMS | MISO_W | Internal | Summer | B5 | 200 | 1240 | 0 | 86.82 | 86.82 | 0.01 | 0
2020 | MISO_WUMS_2_MISO_W | MISO_WUMS | MISO_W | Internal | Summer | B6 | 300 | 1240 | 0 | 70.63 | 70.62 | 0.01 | 0
2020 | MISO_WUMS_2_MISO_W | MISO_WUMS | MISO_W | Internal | Summer | B7 | 400 | 1240 | 0 | 63.05 | 63.03 | 0.01 | 0
2020 | MISO_WUMS_2_MISO_W | MISO_WUMS | MISO_W | Internal | Summer | B8 | 500 | 1240 | 0 | 60.81 | 60.41 | 0.01 | 0
2020 | MISO_WUMS_2_MISO_W | MISO_WUMS | MISO_W | Internal | Summer | B9 | 800 | 1240 | 0 | 60.15 | 58.39 | 0.01 | 0
2020 | MISO_WUMS_2_MISO_W | MISO_WUMS | MISO_W | Internal | Summer | B10 | 1262 | 1240 | 0 | 54.94 | 54.68 | 0.01 | 0
2020 | MISO_WUMS_2_MISO_W | MISO_WUMS | MISO_W | Internal | Winter | B16 | 25 | 1240 | 0 | 70.63 | 57.39 | 0.01 | 0
2020 | MISO_WUMS_2_MISO_W | MISO_WUMS | MISO_W | Internal | Winter | B17 | 100 | 1240 | 0 | 70.14 | 56.65 | 0.01 | 0
2020 | MISO_WUMS_2_MISO_W | MISO_WUMS | MISO_W | Internal | Winter | B18 | 400 | 1240 | 0 | 67.12 | 59.67 | 0.01 | 0
2020 | MISO_WUMS_2_MISO_W | MISO_WUMS | MISO_W | Internal | Winter | B19 | 700 | 1240 | 0 | 64.59 | 59.67 | 0.01 | 0
2020 | MISO_WUMS_2_MISO_W | MISO_WUMS | MISO_W | Internal | Winter | B20 | 935 | 1240 | 0 | 60.23 | 52.32 | 0.01 | 0
2020 | MISO_WUMS_2_PJM_ROR | MISO_WUMS | PJM_ROR | Internal | Shoulder | B11 | 25 | 1600 | 1600 | 66.68 | 76.75 | 2 | 8.07
2020 | MISO_WUMS_2_PJM_ROR | MISO_WUMS | PJM_ROR | Internal | Shoulder | B12 | 200 | 1600 | 1600 | 66.68 | 69.59 | 2 | 0.91
2020 | MISO_WUMS_2_PJM_ROR | MISO_WUMS | PJM_ROR | Internal | Shoulder | B13 | 600 | 1600 | 1600 | 63.66 | 65.68 | 2 | 0.03
2020 | MISO_WUMS_2_PJM_ROR | MISO_WUMS | PJM_ROR | Internal | Shoulder | B14 | 900 | 1600 | 1600 | 62.12 | 64.79 | 2 | 0.67
2020 | MISO_WUMS_2_PJM_ROR | MISO_WUMS | PJM_ROR | Internal | Shoulder | B15 | 1203 | 1600 | 1600 | 58.74 | 61.3 | 2 | 0.56
2020 | MISO_WUMS_2_PJM_ROR | MISO_WUMS | PJM_ROR | Internal | Summer | B1 | 10 | 1600 | 973.72 | 101.84 | 103.84 | 2 | 0
2020 | MISO_WUMS_2_PJM_ROR | MISO_WUMS | PJM_ROR | Internal | Summer | B2 | 25 | 1600 | 1278.56 | 99.15 | 101.15 | 2 | 0
2020 | MISO_WUMS_2_PJM_ROR | MISO_WUMS | PJM_ROR | Internal | Summer | B3 | 75 | 1600 | 0 | 99.85 | 101.15 | 2 | 0
2020 | MISO_WUMS_2_PJM_ROR | MISO_WUMS | PJM_ROR | Internal | Summer | B4 | 100 | 1600 | 1600 | 93.27 | 95.28 | 2 | 0.01
2020 | MISO_WUMS_2_PJM_ROR | MISO_WUMS | PJM_ROR | Internal | Summer | B5 | 200 | 1600 | 1600 | 86.82 | 88.83 | 2 | 0.01
2020 | MISO_WUMS_2_PJM_ROR | MISO_WUMS | PJM_ROR | Internal | Summer | B6 | 300 | 1600 | 1600 | 70.63 | 75.95 | 2 | 3.32
2020 | MISO_WUMS_2_PJM_ROR | MISO_WUMS | PJM_ROR | Internal | Summer | B7 | 400 | 1600 | 1600 | 63.05 | 67.36 | 2 | 2.31
2020 | MISO_WUMS_2_PJM_ROR | MISO_WUMS | PJM_ROR | Internal | Summer | B8 | 500 | 1600 | 1600 | 60.81 | 64.14 | 2 | 1.33
2020 | MISO_WUMS_2_PJM_ROR | MISO_WUMS | PJM_ROR | Internal | Summer | B9 | 800 | 1600 | 536.95 | 60.15 | 62.15 | 2 | 0
2020 | MISO_WUMS_2_PJM_ROR | MISO_WUMS | PJM_ROR | Internal | Summer | B10 | 1262 | 1600 | 1600 | 54.94 | 61.01 | 2 | 4.07
2020 | MISO_WUMS_2_PJM_ROR | MISO_WUMS | PJM_ROR | Internal | Winter | B16 | 25 | 1600 | 1600 | 70.63 | 81.44 | 2 | 8.81
2020 | MISO_WUMS_2_PJM_ROR | MISO_WUMS | PJM_ROR | Internal | Winter | B17 | 100 | 1600 | 1600 | 70.14 | 75.57 | 2 | 3.43
2020 | MISO_WUMS_2_PJM_ROR | MISO_WUMS | PJM_ROR | Internal | Winter | B18 | 400 | 1600 | 1600 | 67.12 | 69.13 | 2 | 0.01
2020 | MISO_WUMS_2_PJM_ROR | MISO_WUMS | PJM_ROR | Internal | Winter | B19 | 700 | 1600 | 1600 | 64.59 | 67.36 | 2 | 0.77
2020 | MISO_WUMS_2_PJM_ROR | MISO_WUMS | PJM_ROR | Internal | Winter | B20 | 935 | 1600 | 1513.76 | 60.23 | 62.23 | 2 | 0
2020 | NE_2_MISO_W | NE | MISO_W | Internal | Shoulder | B11 | 25 | 1600 | 0 | 68.53 | 65.38 | 5 | 0
2020 | NE_2_MISO_W | NE | MISO_W | Internal | Shoulder | B12 | 200 | 1600 | 0 | 63.64 | 62.18 | 5 | 0
2020 | NE_2_MISO_W | NE | MISO_W | Internal | Shoulder | B13 | 600 | 1600 | 0 | 62.7 | 60.18 | 5 | 0
2020 | NE_2_MISO_W | NE | MISO_W | Internal | Shoulder | B14 | 900 | 1600 | 0 | 56.99 | 55.62 | 5 | 0
2020 | NE_2_MISO_W | NE | MISO_W | Internal | Shoulder | B15 | 1203 | 1600 | 0 | 56.96 | 49.98 | 5 | 0
2020 | NE_2_MISO_W | NE | MISO_W | Internal | Summer | B1 | 10 | 1600 | 0 | 101.83 | 101.83 | 5 | 0
2020 | NE_2_MISO_W | NE | MISO_W | Internal | Summer | B2 | 25 | 1600 | 0 | 96.9 | 96.9 | 5 | 0
2020 | NE_2_MISO_W | NE | MISO_W | Internal | Summer | B3 | 75 | 1600 | 0 | 99.86 | 99.86 | 5 | 0
2020 | NE_2_MISO_W | NE | MISO_W | Internal | Summer | B4 | 100 | 1600 | 0 | 93.25 | 93.25 | 5 | 0
2020 | NE_2_MISO_W | NE | MISO_W | Internal | Summer | B5 | 200 | 1600 | 0 | 89.23 | 86.82 | 5 | 0
2020 | NE_2_MISO_W | NE | MISO_W | Internal | Summer | B6 | 300 | 1600 | 0 | 70.62 | 70.62 | 5 | 0
2020 | NE_2_MISO_W | NE | MISO_W | Internal | Summer | B7 | 400 | 1600 | 0 | 65.25 | 63.03 | 5 | 0
2020 | NE_2_MISO_W | NE | MISO_W | Internal | Summer | B8 | 500 | 1600 | 0 | 64.07 | 60.41 | 5 | 0
2020 | NE_2_MISO_W | NE | MISO_W | Internal | Summer | B9 | 800 | 1600 | 0 | 61.55 | 58.39 | 5 | 0
2020 | NE_2_MISO_W | NE | MISO_W | Internal | Summer | B10 | 1262 | 1600 | 0 | 59.17 | 54.68 | 5 | 0
2020 | NE_2_MISO_W | NE | MISO_W | Internal | Winter | B16 | 25 | 1600 | 0 | 64.38 | 57.39 | 5 | 0
2020 | NE_2_MISO_W | NE | MISO_W | Internal | Winter | B17 | 100 | 1600 | 0 | 63.64 | 56.65 | 5 | 0
2020 | NE_2_MISO_W | NE | MISO_W | Internal | Winter | B18 | 400 | 1600 | 0 | 63.64 | 59.67 | 5 | 0
2020 | NE_2_MISO_W | NE | MISO_W | Internal | Winter | B19 | 700 | 1600 | 0 | 61.39 | 59.67 | 5 | 0
2020 | NE_2_MISO_W | NE | MISO_W | Internal | Winter | B20 | 935 | 1600 | 0 | 59.31 | 52.32 | 5 | 0
2020 | NE_2_SPP_N | NE | SPP_N | Internal | Shoulder | B11 | 25 | 1802 | 704.37 | 68.53 | 68.55 | 0.01 | 0
2020 | NE_2_SPP_N | NE | SPP_N | Internal | Shoulder | B12 | 200 | 1802 | 896.77 | 63.64 | 63.65 | 0.01 | 0
2020 | NE_2_SPP_N | NE | SPP_N | Internal | Shoulder | B13 | 600 | 1802 | 1040.56 | 62.7 | 62.71 | 0.01 | 0
2020 | NE_2_SPP_N | NE | SPP_N | Internal | Shoulder | B14 | 900 | 1802 | 477.63 | 56.99 | 57 | 0.01 | 0
2020 | NE_2_SPP_N | NE | SPP_N | Internal | Shoulder | B15 | 1203 | 1802 | 1229.23 | 56.96 | 56.98 | 0.01 | 0
2020 | NE_2_SPP_N | NE | SPP_N | Internal | Summer | B1 | 10 | 1802 | 0 | 101.83 | 96.84 | 0.01 | 0
2020 | NE_2_SPP_N | NE | SPP_N | Internal | Summer | B2 | 25 | 1802 | 224.29 | 96.9 | 96.92 | 0.01 | 0
2020 | NE_2_SPP_N | NE | SPP_N | Internal | Summer | B3 | 75 | 1802 | 339.04 | 99.86 | 99.87 | 0.01 | 0
2020 | NE_2_SPP_N | NE | SPP_N | Internal | Summer | B4 | 100 | 1802 | 93.08 | 93.25 | 93.27 | 0.01 | 0
2020 | NE_2_SPP_N | NE | SPP_N | Internal | Summer | B5 | 200 | 1802 | 802.12 | 89.23 | 89.24 | 0.01 | 0
2020 | NE_2_SPP_N | NE | SPP_N | Internal | Summer | B6 | 300 | 1802 | 0 | 70.62 | 68.95 | 0.01 | 0
2020 | NE_2_SPP_N | NE | SPP_N | Internal | Summer | B7 | 400 | 1802 | 926.85 | 65.25 | 65.26 | 0.01 | 0
2020 | NE_2_SPP_N | NE | SPP_N | Internal | Summer | B8 | 500 | 1802 | 1548.07 | 64.07 | 64.08 | 0.01 | 0
2020 | NE_2_SPP_N | NE | SPP_N | Internal | Summer | B9 | 800 | 1802 | 1802 | 61.55 | 62.71 | 0.01 | 1.15
2020 | NE_2_SPP_N | NE | SPP_N | Internal | Summer | B10 | 1262 | 1802 | 1496.38 | 59.17 | 59.18 | 0.01 | 0
2020 | NE_2_SPP_N | NE | SPP_N | Internal | Winter | B16 | 25 | 1802 | 1426.47 | 64.38 | 64.39 | 0.01 | 0
2020 | NE_2_SPP_N | NE | SPP_N | Internal | Winter | B17 | 100 | 1802 | 1675.29 | 63.64 | 63.65 | 0.01 | 0
2020 | NE_2_SPP_N | NE | SPP_N | Internal | Winter | B18 | 400 | 1802 | 1764.95 | 63.64 | 63.65 | 0.01 | 0
2020 | NE_2_SPP_N | NE | SPP_N | Internal | Winter | B19 | 700 | 1802 | 1786.03 | 61.39 | 61.41 | 0.01 | 0
2020 | NE_2_SPP_N | NE | SPP_N | Internal | Winter | B20 | 935 | 1802 | 1644.35 | 59.31 | 59.32 | 0.01 | 0
2020 | NEISO_2_NYISO_A-F | NEISO | NYISO_A-F | Internal | Shoulder | B11 | 25 | 600 | 0 | 61.51 | 64.03 | 3 | 0
2020 | NEISO_2_NYISO_A-F | NEISO | NYISO_A-F | Internal | Shoulder | B12 | 200 | 600 | 0 | 58.69 | 61.66 | 3 | 0
2020 | NEISO_2_NYISO_A-F | NEISO | NYISO_A-F | Internal | Shoulder | B13 | 600 | 600 | 0 | 58.69 | 61.03 | 3 | 0
2020 | NEISO_2_NYISO_A-F | NEISO | NYISO_A-F | Internal | Shoulder | B14 | 900 | 600 | 0 | 58.69 | 61.03 | 3 | 0
2020 | NEISO_2_NYISO_A-F | NEISO | NYISO_A-F | Internal | Shoulder | B15 | 1203 | 600 | 0 | 58.69 | 61.03 | 3 | 0
2020 | NEISO_2_NYISO_A-F | NEISO | NYISO_A-F | Internal | Summer | B1 | 10 | 600 | 0 | 92.86 | 89.86 | 3 | 0
2020 | NEISO_2_NYISO_A-F | NEISO | NYISO_A-F | Internal | Summer | B2 | 25 | 600 | 0 | 90.15 | 89.86 | 3 | 0
2020 | NEISO_2_NYISO_A-F | NEISO | NYISO_A-F | Internal | Summer | B3 | 75 | 600 | 0 | 80.55 | 80.66 | 3 | 0
2020 | NEISO_2_NYISO_A-F | NEISO | NYISO_A-F | Internal | Summer | B4 | 100 | 600 | 600 | 73.5 | 80.66 | 3 | 4.16
2020 | NEISO_2_NYISO_A-F | NEISO | NYISO_A-F | Internal | Summer | B5 | 200 | 600 | 600 | 58.63 | 62.77 | 3 | 1.14
2020 | NEISO_2_NYISO_A-F | NEISO | NYISO_A-F | Internal | Summer | B6 | 300 | 600 | 600 | 58.63 | 62.77 | 3 | 1.14
2020 | NEISO_2_NYISO_A-F | NEISO | NYISO_A-F | Internal | Summer | B7 | 400 | 600 | 0 | 58.63 | 61.61 | 3 | 0
2020 | NEISO_2_NYISO_A-F | NEISO | NYISO_A-F | Internal | Summer | B8 | 500 | 600 | 0 | 58.63 | 60.03 | 3 | 0
2020 | NEISO_2_NYISO_A-F | NEISO | NYISO_A-F | Internal | Summer | B9 | 800 | 600 | 0 | 58.63 | 58.71 | 3 | 0
2020 | NEISO_2_NYISO_A-F | NEISO | NYISO_A-F | Internal | Summer | B10 | 1262 | 600 | 0 | 58.63 | 58.71 | 3 | 0
2020 | NEISO_2_NYISO_A-F | NEISO | NYISO_A-F | Internal | Winter | B16 | 25 | 600 | 0 | 70.44 | 66.42 | 3 | 0
2020 | NEISO_2_NYISO_A-F | NEISO | NYISO_A-F | Internal | Winter | B17 | 100 | 600 | 0 | 69.12 | 66.42 | 3 | 0
2020 | NEISO_2_NYISO_A-F | NEISO | NYISO_A-F | Internal | Winter | B18 | 400 | 600 | 0 | 65.92 | 62.92 | 3 | 0
2020 | NEISO_2_NYISO_A-F | NEISO | NYISO_A-F | Internal | Winter | B19 | 700 | 600 | 0 | 65.92 | 62.92 | 3 | 0
2020 | NEISO_2_NYISO_A-F | NEISO | NYISO_A-F | Internal | Winter | B20 | 935 | 600 | 0 | 65.92 | 62.92 | 3 | 0
2020 | NEISO_2_NYISO_G-I | NEISO | NYISO_G-I | Internal | Shoulder | B11 | 25 | 600 | 600 | 61.51 | 65.65 | 3 | 1.13
2020 | NEISO_2_NYISO_G-I | NEISO | NYISO_G-I | Internal | Shoulder | B12 | 200 | 600 | 0 | 58.69 | 61.67 | 3 | 0
2020 | NEISO_2_NYISO_G-I | NEISO | NYISO_G-I | Internal | Shoulder | B13 | 600 | 600 | 0 | 58.69 | 61.67 | 3 | 0
2020 | NEISO_2_NYISO_G-I | NEISO | NYISO_G-I | Internal | Shoulder | B14 | 900 | 600 | 0 | 58.69 | 61.67 | 3 | 0
2020 | NEISO_2_NYISO_G-I | NEISO | NYISO_G-I | Internal | Shoulder | B15 | 1203 | 600 | 0 | 58.69 | 61.05 | 3 | 0
2020 | NEISO_2_NYISO_G-I | NEISO | NYISO_G-I | Internal | Summer | B1 | 10 | 600 | 287.68 | 92.86 | 95.86 | 3 | 0
2020 | NEISO_2_NYISO_G-I | NEISO | NYISO_G-I | Internal | Summer | B2 | 25 | 600 | 427.01 | 90.15 | 93.15 | 3 | 0
2020 | NEISO_2_NYISO_G-I | NEISO | NYISO_G-I | Internal | Summer | B3 | 75 | 600 | 600 | 80.55 | 86.06 | 3 | 2.51
2020 | NEISO_2_NYISO_G-I | NEISO | NYISO_G-I | Internal | Summer | B4 | 100 | 600 | 600 | 73.5 | 83.54 | 3 | 7.04
2020 | NEISO_2_NYISO_G-I | NEISO | NYISO_G-I | Internal | Summer | B5 | 200 | 600 | 600 | 58.63 | 80.83 | 3 | 19.2
2020 | NEISO_2_NYISO_G-I | NEISO | NYISO_G-I | Internal | Summer | B6 | 300 | 600 | 600 | 58.63 | 67.95 | 3 | 6.32
2020 | NEISO_2_NYISO_G-I | NEISO | NYISO_G-I | Internal | Summer | B7 | 400 | 600 | 0 | 58.63 | 61.62 | 3 | 0
2020 | NEISO_2_NYISO_G-I | NEISO | NYISO_G-I | Internal | Summer | B8 | 500 | 600 | 0 | 58.63 | 60.04 | 3 | 0
2020 | NEISO_2_NYISO_G-I | NEISO | NYISO_G-I | Internal | Summer | B9 | 800 | 600 | 0 | 58.63 | 58.72 | 3 | 0
2020 | NEISO_2_NYISO_G-I | NEISO | NYISO_G-I | Internal | Summer | B10 | 1262 | 600 | 0 | 58.63 | 58.72 | 3 | 0
2020 | NEISO_2_NYISO_G-I | NEISO | NYISO_G-I | Internal | Winter | B16 | 25 | 600 | 559.72 | 70.44 | 73.44 | 3 | 0
2020 | NEISO_2_NYISO_G-I | NEISO | NYISO_G-I | Internal | Winter | B17 | 100 | 600 | 0 | 69.12 | 69.79 | 3 | 0
2020 | NEISO_2_NYISO_G-I | NEISO | NYISO_G-I | Internal | Winter | B18 | 400 | 600 | 580.1 | 65.92 | 68.92 | 3 | 0
2020 | NEISO_2_NYISO_G-I | NEISO | NYISO_G-I | Internal | Winter | B19 | 700 | 600 | 412.51 | 65.92 | 68.92 | 3 | 0
2020 | NEISO_2_NYISO_G-I | NEISO | NYISO_G-I | Internal | Winter | B20 | 935 | 600 | 0 | 65.92 | 62.93 | 3 | 0
2020 | NEISO_2_NYISO_J-K | NEISO | NYISO_J-K | Internal | Shoulder | B11 | 25 | 777 | 777 | 61.51 | 65.66 | 3 | 1.15
2020 | NEISO_2_NYISO_J-K | NEISO | NYISO_J-K | Internal | Shoulder | B12 | 200 | 777 | 473.69 | 58.69 | 61.69 | 3 | 0
2020 | NEISO_2_NYISO_J-K | NEISO | NYISO_J-K | Internal | Shoulder | B13 | 600 | 777 | 627.83 | 58.69 | 61.69 | 3 | 0
2020 | NEISO_2_NYISO_J-K | NEISO | NYISO_J-K | Internal | Shoulder | B14 | 900 | 777 | 678.59 | 58.69 | 61.69 | 3 | 0
2020 | NEISO_2_NYISO_J-K | NEISO | NYISO_J-K | Internal | Shoulder | B15 | 1203 | 777 | 0 | 58.69 | 61.06 | 3 | 0
2020 | NEISO_2_NYISO_J-K | NEISO | NYISO_J-K | Internal | Summer | B1 | 10 | 777 | 776.97 | 92.86 | 95.87 | 3 | 0.01
2020 | NEISO_2_NYISO_J-K | NEISO | NYISO_J-K | Internal | Summer | B2 | 25 | 777 | 776.99 | 90.15 | 93.16 | 3 | 0.01
2020 | NEISO_2_NYISO_J-K | NEISO | NYISO_J-K | Internal | Summer | B3 | 75 | 777 | 777 | 80.55 | 86.07 | 3 | 2.52
2020 | NEISO_2_NYISO_J-K | NEISO | NYISO_J-K | Internal | Summer | B4 | 100 | 777 | 777 | 73.5 | 83.55 | 3 | 7.05
2020 | NEISO_2_NYISO_J-K | NEISO | NYISO_J-K | Internal | Summer | B5 | 200 | 777 | 777 | 58.63 | 83.55 | 3 | 21.92
2020 | NEISO_2_NYISO_J-K | NEISO | NYISO_J-K | Internal | Summer | B6 | 300 | 777 | 777 | 58.63 | 67.96 | 3 | 6.33
2020 | NEISO_2_NYISO_J-K | NEISO | NYISO_J-K | Internal | Summer | B7 | 400 | 777 | 763.17 | 58.63 | 61.63 | 3 | 0
2020 | NEISO_2_NYISO_J-K | NEISO | NYISO_J-K | Internal | Summer | B8 | 500 | 777 | 30.99 | 58.63 | 61.63 | 3 | 0
2020 | NEISO_2_NYISO_J-K | NEISO | NYISO_J-K | Internal | Summer | B9 | 800 | 777 | 0 | 58.63 | 58.74 | 3 | 0
2020 | NEISO_2_NYISO_J-K | NEISO | NYISO_J-K | Internal | Summer | B10 | 1262 | 777 | 0 | 58.63 | 58.74 | 3 | 0
2020 | NEISO_2_NYISO_J-K | NEISO | NYISO_J-K | Internal | Winter | B16 | 25 | 777 | 776.99 | 70.44 | 73.45 | 3 | 0.01
2020 | NEISO_2_NYISO_J-K | NEISO | NYISO_J-K | Internal | Winter | B17 | 100 | 777 | 447.74 | 69.12 | 72.12 | 3 | 0
2020 | NEISO_2_NYISO_J-K | NEISO | NYISO_J-K | Internal | Winter | B18 | 400 | 777 | 777 | 65.92 | 72.12 | 3 | 3.2
2020 | NEISO_2_NYISO_J-K | NEISO | NYISO_J-K | Internal | Winter | B19 | 700 | 777 | 777 | 65.92 | 72.12 | 3 | 3.2
2020 | NEISO_2_NYISO_J-K | NEISO | NYISO_J-K | Internal | Winter | B20 | 935 | 777 | 0 | 65.92 | 62.95 | 3 | 0
2020 | NonRTO_Midwest_2_MISO_IN | NonRTO_Midwest | MISO_IN | Internal | Shoulder | B11 | 25 | 4450 | 0 | 82.74 | 74.74 | 8 | 0
2020 | NonRTO_Midwest_2_MISO_IN | NonRTO_Midwest | MISO_IN | Internal | Shoulder | B12 | 200 | 4450 | 0 | 75.58 | 67.58 | 8 | 0
2020 | NonRTO_Midwest_2_MISO_IN | NonRTO_Midwest | MISO_IN | Internal | Shoulder | B13 | 600 | 4450 | 0 | 71.12 | 63.12 | 8 | 0
2020 | NonRTO_Midwest_2_MISO_IN | NonRTO_Midwest | MISO_IN | Internal | Shoulder | B14 | 900 | 4450 | 0 | 66.36 | 61.65 | 8 | 0
2020 | NonRTO_Midwest_2_MISO_IN | NonRTO_Midwest | MISO_IN | Internal | Shoulder | B15 | 1203 | 4450 | 0 | 63.25 | 58.74 | 8 | 0
2020 | NonRTO_Midwest_2_MISO_IN | NonRTO_Midwest | MISO_IN | Internal | Summer | B1 | 10 | 4450 | 0 | 108.46 | 101.83 | 8 | 0
2020 | NonRTO_Midwest_2_MISO_IN | NonRTO_Midwest | MISO_IN | Internal | Summer | B2 | 25 | 4450 | 0 | 108.46 | 100.46 | 8 | 0
2020 | NonRTO_Midwest_2_MISO_IN | NonRTO_Midwest | MISO_IN | Internal | Summer | B3 | 75 | 4450 | 0 | 107.86 | 99.86 | 8 | 0
2020 | NonRTO_Midwest_2_MISO_IN | NonRTO_Midwest | MISO_IN | Internal | Summer | B4 | 100 | 4450 | 0 | 101.27 | 93.27 | 8 | 0
2020 | NonRTO_Midwest_2_MISO_IN | NonRTO_Midwest | MISO_IN | Internal | Summer | B5 | 200 | 4450 | 0 | 94.82 | 86.82 | 8 | 0
2020 | NonRTO_Midwest_2_MISO_IN | NonRTO_Midwest | MISO_IN | Internal | Summer | B6 | 300 | 4450 | 0 | 81.94 | 73.94 | 8 | 0
2020 | NonRTO_Midwest_2_MISO_IN | NonRTO_Midwest | MISO_IN | Internal | Summer | B7 | 400 | 4450 | 0 | 72.68 | 64.68 | 8 | 0
2020 | NonRTO_Midwest_2_MISO_IN | NonRTO_Midwest | MISO_IN | Internal | Summer | B8 | 500 | 4450 | 0 | 66.36 | 61.4 | 8 | 0
2020 | NonRTO_Midwest_2_MISO_IN | NonRTO_Midwest | MISO_IN | Internal | Summer | B9 | 800 | 4450 | 0 | 65.82 | 60.13 | 8 | 0
2020 | NonRTO_Midwest_2_MISO_IN | NonRTO_Midwest | MISO_IN | Internal | Summer | B10 | 1262 | 4450 | 0 | 63.15 | 57.81 | 8 | 0
2020 | NonRTO_Midwest_2_MISO_IN | NonRTO_Midwest | MISO_IN | Internal | Winter | B16 | 25 | 4450 | 0 | 87.11 | 79.11 | 8 | 0
2020 | NonRTO_Midwest_2_MISO_IN | NonRTO_Midwest | MISO_IN | Internal | Winter | B17 | 100 | 4450 | 0 | 76.66 | 68.66 | 8 | 0
2020 | NonRTO_Midwest_2_MISO_IN | NonRTO_Midwest | MISO_IN | Internal | Winter | B18 | 400 | 4450 | 0 | 75.12 | 67.12 | 8 | 0
2020 | NonRTO_Midwest_2_MISO_IN | NonRTO_Midwest | MISO_IN | Internal | Winter | B19 | 700 | 4450 | 0 | 68.1 | 64.16 | 8 | 0
2020 | NonRTO_Midwest_2_MISO_IN | NonRTO_Midwest | MISO_IN | Internal | Winter | B20 | 935 | 4450 | 0 | 66.14 | 60.22 | 8 | 0
2020 | NonRTO_Midwest_2_TVA_Transmission | NonRTO_Midwest | TVA_Transmission | Internal | Shoulder | B11 | 25 | 2400 | 0 | 82.74 | 82.75 | 8 | 0
2020 | NonRTO_Midwest_2_TVA_Transmission | NonRTO_Midwest | TVA_Transmission | Internal | Shoulder | B12 | 200 | 2400 | 0 | 75.58 | 71.29 | 8 | 0
2020 | NonRTO_Midwest_2_TVA_Transmission | NonRTO_Midwest | TVA_Transmission | Internal | Shoulder | B13 | 600 | 2400 | 0 | 71.12 | 68.82 | 8 | 0
2020 | NonRTO_Midwest_2_TVA_Transmission | NonRTO_Midwest | TVA_Transmission | Internal | Shoulder | B14 | 900 | 2400 | 0 | 66.36 | 68.09 | 8 | 0
2020 | NonRTO_Midwest_2_TVA_Transmission | NonRTO_Midwest | TVA_Transmission | Internal | Shoulder | B15 | 1203 | 2400 | 0 | 63.25 | 66.75 | 8 | 0
2020 | NonRTO_Midwest_2_TVA_Transmission | NonRTO_Midwest | TVA_Transmission | Internal | Summer | B1 | 10 | 2400 | 0 | 108.46 | 109.84 | 8 | 0
2020 | NonRTO_Midwest_2_TVA_Transmission | NonRTO_Midwest | TVA_Transmission | Internal | Summer | B2 | 25 | 2400 | 0 | 108.46 | 107.15 | 8 | 0
2020 | NonRTO_Midwest_2_TVA_Transmission | NonRTO_Midwest | TVA_Transmission | Internal | Summer | B3 | 75 | 2400 | 0 | 107.86 | 107.15 | 8 | 0
2020 | NonRTO_Midwest_2_TVA_Transmission | NonRTO_Midwest | TVA_Transmission | Internal | Summer | B4 | 100 | 2400 | 0 | 101.27 | 101.28 | 8 | 0
2020 | NonRTO_Midwest_2_TVA_Transmission | NonRTO_Midwest | TVA_Transmission | Internal | Summer | B5 | 200 | 2400 | 0 | 94.82 | 94.83 | 8 | 0
2020 | NonRTO_Midwest_2_TVA_Transmission | NonRTO_Midwest | TVA_Transmission | Internal | Summer | B6 | 300 | 2400 | 0 | 81.94 | 81.63 | 8 | 0
2020 | NonRTO_Midwest_2_TVA_Transmission | NonRTO_Midwest | TVA_Transmission | Internal | Summer | B7 | 400 | 2400 | 0 | 72.68 | 72.69 | 8 | 0
2020 | NonRTO_Midwest_2_TVA_Transmission | NonRTO_Midwest | TVA_Transmission | Internal | Summer | B8 | 500 | 2400 | 0 | 66.36 | 67.81 | 8 | 0
2020 | NonRTO_Midwest_2_TVA_Transmission | NonRTO_Midwest | TVA_Transmission | Internal | Summer | B9 | 800 | 2400 | 0 | 65.82 | 66.63 | 8 | 0
2020 | NonRTO_Midwest_2_TVA_Transmission | NonRTO_Midwest | TVA_Transmission | Internal | Summer | B10 | 1262 | 2400 | 0 | 63.15 | 64.47 | 8 | 0
2020 | NonRTO_Midwest_2_TVA_Transmission | NonRTO_Midwest | TVA_Transmission | Internal | Winter | B16 | 25 | 2400 | 0 | 87.11 | 86.69 | 8 | 0
2020 | NonRTO_Midwest_2_TVA_Transmission | NonRTO_Midwest | TVA_Transmission | Internal | Winter | B17 | 100 | 2400 | 0 | 76.66 | 74.73 | 8 | 0
2020 | NonRTO_Midwest_2_TVA_Transmission | NonRTO_Midwest | TVA_Transmission | Internal | Winter | B18 | 400 | 2400 | 0 | 75.12 | 71.82 | 8 | 0
2020 | NonRTO_Midwest_2_TVA_Transmission | NonRTO_Midwest | TVA_Transmission | Internal | Winter | B19 | 700 | 2400 | 0 | 68.1 | 70.61 | 8 | 0
2020 | NonRTO_Midwest_2_TVA_Transmission | NonRTO_Midwest | TVA_Transmission | Internal | Winter | B20 | 935 | 2400 | 0 | 66.14 | 68.23 | 8 | 0
2020 | NYISO_A-F_2_IESO | NYISO_A-F | IESO | Internal | Shoulder | B11 | 25 | 1600 | 0 | 64.03 | 13.87 | 7 | 0
2020 | NYISO_A-F_2_IESO | NYISO_A-F | IESO | Internal | Shoulder | B12 | 200 | 1600 | 0 | 61.66 | 13.87 | 7 | 0
2020 | NYISO_A-F_2_IESO | NYISO_A-F | IESO | Internal | Shoulder | B13 | 600 | 1600 | 0 | 61.03 | 13.87 | 7 | 0
2020 | NYISO_A-F_2_IESO | NYISO_A-F | IESO | Internal | Shoulder | B14 | 900 | 1600 | 0 | 61.03 | 13.87 | 7 | 0
2020 | NYISO_A-F_2_IESO | NYISO_A-F | IESO | Internal | Shoulder | B15 | 1203 | 1600 | 0 | 61.03 | 13.87 | 7 | 0
2020 | NYISO_A-F_2_IESO | NYISO_A-F | IESO | Internal | Summer | B1 | 10 | 1600 | 0 | 89.86 | 82.86 | 7 | 0
2020 | NYISO_A-F_2_IESO | NYISO_A-F | IESO | Internal | Summer | B2 | 25 | 1600 | 0 | 89.86 | 82.86 | 7 | 0
2020 | NYISO_A-F_2_IESO | NYISO_A-F | IESO | Internal | Summer | B3 | 75 | 1600 | 0 | 80.66 | 71.54 | 7 | 0
2020 | NYISO_A-F_2_IESO | NYISO_A-F | IESO | Internal | Summer | B4 | 100 | 1600 | 0 | 80.66 | 47.04 | 7 | 0
2020 | NYISO_A-F_2_IESO | NYISO_A-F | IESO | Internal | Summer | B5 | 200 | 1600 | 0 | 62.77 | 10.97 | 7 | 0
2020 | NYISO_A-F_2_IESO | NYISO_A-F | IESO | Internal | Summer | B6 | 300 | 1600 | 0 | 62.77 | 10.97 | 7 | 0
2020 | NYISO_A-F_2_IESO | NYISO_A-F | IESO | Internal | Summer | B7 | 400 | 1600 | 0 | 61.61 | 10.97 | 7 | 0
2020 | NYISO_A-F_2_IESO | NYISO_A-F | IESO | Internal | Summer | B8 | 500 | 1600 | 0 | 60.03 | 10.97 | 7 | 0
2020 | NYISO_A-F_2_IESO | NYISO_A-F | IESO | Internal | Summer | B9 | 800 | 1600 | 0 | 58.71 | 10.97 | 7 | 0
2020 | NYISO_A-F_2_IESO | NYISO_A-F | IESO | Internal | Summer | B10 | 1262 | 1600 | 0 | 58.71 | 10.97 | 7 | 0
2020 | NYISO_A-F_2_IESO | NYISO_A-F | IESO | Internal | Winter | B16 | 25 | 1600 | 0 | 66.42 | 49.81 | 7 | 0
2020 | NYISO_A-F_2_IESO | NYISO_A-F | IESO | Internal | Winter | B17 | 100 | 1600 | 0 | 66.42 | 49.81 | 7 | 0
2020 | NYISO_A-F_2_IESO | NYISO_A-F | IESO | Internal | Winter | B18 | 400 | 1600 | 0 | 62.92 | 49.81 | 7 | 0
2020 | NYISO_A-F_2_IESO | NYISO_A-F | IESO | Internal | Winter | B19 | 700 | 1600 | 0 | 62.92 | 49.81 | 7 | 0
2020 | NYISO_A-F_2_IESO | NYISO_A-F | IESO | Internal | Winter | B20 | 935 | 1600 | 0 | 62.92 | 49.81 | 7 | 0
2020 | NYISO_A-F_2_NEISO | NYISO_A-F | NEISO | Internal | Shoulder | B11 | 25 | 600 | 0 | 64.03 | 61.51 | 3 | 0
2020 | NYISO_A-F_2_NEISO | NYISO_A-F | NEISO | Internal | Shoulder | B12 | 200 | 600 | 0 | 61.66 | 58.69 | 3 | 0
2020 | NYISO_A-F_2_NEISO | NYISO_A-F | NEISO | Internal | Shoulder | B13 | 600 | 600 | 0 | 61.03 | 58.69 | 3 | 0
2020 | NYISO_A-F_2_NEISO | NYISO_A-F | NEISO | Internal | Shoulder | B14 | 900 | 600 | 0 | 61.03 | 58.69 | 3 | 0
2020 | NYISO_A-F_2_NEISO | NYISO_A-F | NEISO | Internal | Shoulder | B15 | 1203 | 600 | 0 | 61.03 | 58.69 | 3 | 0
2020 | NYISO_A-F_2_NEISO | NYISO_A-F | NEISO | Internal | Summer | B1 | 10 | 600 | 114.17 | 89.86 | 92.86 | 3 | 0
2020 | NYISO_A-F_2_NEISO | NYISO_A-F | NEISO | Internal | Summer | B2 | 25 | 600 | 0 | 89.86 | 90.15 | 3 | 0
2020 | NYISO_A-F_2_NEISO | NYISO_A-F | NEISO | Internal | Summer | B3 | 75 | 600 | 0 | 80.66 | 80.55 | 3 | 0
2020 | NYISO_A-F_2_NEISO | NYISO_A-F | NEISO | Internal | Summer | B4 | 100 | 600 | 0 | 80.66 | 73.5 | 3 | 0
2020 | NYISO_A-F_2_NEISO | NYISO_A-F | NEISO | Internal | Summer | B5 | 200 | 600 | 0 | 62.77 | 58.63 | 3 | 0
2020 | NYISO_A-F_2_NEISO | NYISO_A-F | NEISO | Internal | Summer | B6 | 300 | 600 | 0 | 62.77 | 58.63 | 3 | 0
2020 | NYISO_A-F_2_NEISO | NYISO_A-F | NEISO | Internal | Summer | B7 | 400 | 600 | 0 | 61.61 | 58.63 | 3 | 0
2020 | NYISO_A-F_2_NEISO | NYISO_A-F | NEISO | Internal | Summer | B8 | 500 | 600 | 0 | 60.03 | 58.63 | 3 | 0
2020 | NYISO_A-F_2_NEISO | NYISO_A-F | NEISO | Internal | Summer | B9 | 800 | 600 | 0 | 58.71 | 58.63 | 3 | 0
2020 | NYISO_A-F_2_NEISO | NYISO_A-F | NEISO | Internal | Summer | B10 | 1262 | 600 | 0 | 58.71 | 58.63 | 3 | 0
2020 | NYISO_A-F_2_NEISO | NYISO_A-F | NEISO | Internal | Winter | B16 | 25 | 600 | 600 | 66.42 | 70.44 | 3 | 1.02
2020 | NYISO_A-F_2_NEISO | NYISO_A-F | NEISO | Internal | Winter | B17 | 100 | 600 | 0 | 66.42 | 69.12 | 3 | 0
2020 | NYISO_A-F_2_NEISO | NYISO_A-F | NEISO | Internal | Winter | B18 | 400 | 600 | 458.81 | 62.92 | 65.92 | 3 | 0
2020 | NYISO_A-F_2_NEISO | NYISO_A-F | NEISO | Internal | Winter | B19 | 700 | 600 | 284.74 | 62.92 | 65.92 | 3 | 0
2020 | NYISO_A-F_2_NEISO | NYISO_A-F | NEISO | Internal | Winter | B20 | 935 | 600 | 124.07 | 62.92 | 65.92 | 3 | 0
2020 | NYISO_A-F_2_NYISO_G-I | NYISO_A-F | NYISO_G-I | Internal | Shoulder | B11 | 25 | 5843 | 5843 | 64.03 | 65.65 | 0.01 | 1.61
2020 | NYISO_A-F_2_NYISO_G-I | NYISO_A-F | NYISO_G-I | Internal | Shoulder | B12 | 200 | 5843 | 5792.01 | 61.66 | 61.67 | 0.01 | 0
2020 | NYISO_A-F_2_NYISO_G-I | NYISO_A-F | NYISO_G-I | Internal | Shoulder | B13 | 600 | 5843 | 5843 | 61.03 | 61.67 | 0.01 | 0.63
2020 | NYISO_A-F_2_NYISO_G-I | NYISO_A-F | NYISO_G-I | Internal | Shoulder | B14 | 900 | 5843 | 5843 | 61.03 | 61.67 | 0.01 | 0.63
2020 | NYISO_A-F_2_NYISO_G-I | NYISO_A-F | NYISO_G-I | Internal | Shoulder | B15 | 1203 | 5843 | 4887.02 | 61.03 | 61.05 | 0.01 | 0
2020 | NYISO_A-F_2_NYISO_G-I | NYISO_A-F | NYISO_G-I | Internal | Summer | B1 | 10 | 5843 | 5843 | 89.86 | 95.86 | 0.01 | 5.99
2020 | NYISO_A-F_2_NYISO_G-I | NYISO_A-F | NYISO_G-I | Internal | Summer | B2 | 25 | 5843 | 5843 | 89.86 | 93.15 | 0.01 | 3.27
2020 | NYISO_A-F_2_NYISO_G-I | NYISO_A-F | NYISO_G-I | Internal | Summer | B3 | 75 | 5843 | 5843 | 80.66 | 86.06 | 0.01 | 5.39
2020 | NYISO_A-F_2_NYISO_G-I | NYISO_A-F | NYISO_G-I | Internal | Summer | B4 | 100 | 5843 | 5843 | 80.66 | 83.54 | 0.01 | 2.87
2020 | NYISO_A-F_2_NYISO_G-I | NYISO_A-F | NYISO_G-I | Internal | Summer | B5 | 200 | 5843 | 5843 | 62.77 | 80.83 | 0.01 | 18.05
2020 | NYISO_A-F_2_NYISO_G-I | NYISO_A-F | NYISO_G-I | Internal | Summer | B6 | 300 | 5843 | 5843 | 62.77 | 67.95 | 0.01 | 5.17
2020 | NYISO_A-F_2_NYISO_G-I | NYISO_A-F | NYISO_G-I | Internal | Summer | B7 | 400 | 5843 | 5445.6 | 61.61 | 61.62 | 0.01 | 0
2020 | NYISO_A-F_2_NYISO_G-I | NYISO_A-F | NYISO_G-I | Internal | Summer | B8 | 500 | 5843 | 5794.67 | 60.03 | 60.04 | 0.01 | 0
2020 | NYISO_A-F_2_NYISO_G-I | NYISO_A-F | NYISO_G-I | Internal | Summer | B9 | 800 | 5843 | 5444.43 | 58.71 | 58.72 | 0.01 | 0
2020 | NYISO_A-F_2_NYISO_G-I | NYISO_A-F | NYISO_G-I | Internal | Summer | B10 | 1262 | 5843 | 3251.6 | 58.71 | 58.72 | 0.01 | 0
2020 | NYISO_A-F_2_NYISO_G-I | NYISO_A-F | NYISO_G-I | Internal | Winter | B16 | 25 | 5843 | 5843 | 66.42 | 73.44 | 0.01 | 7.01
2020 | NYISO_A-F_2_NYISO_G-I | NYISO_A-F | NYISO_G-I | Internal | Winter | B17 | 100 | 5843 | 5843 | 66.42 | 69.79 | 0.01 | 3.37
2020 | NYISO_A-F_2_NYISO_G-I | NYISO_A-F | NYISO_G-I | Internal | Winter | B18 | 400 | 5843 | 5843 | 62.92 | 68.92 | 0.01 | 5.99
2020 | NYISO_A-F_2_NYISO_G-I | NYISO_A-F | NYISO_G-I | Internal | Winter | B19 | 700 | 5843 | 5843 | 62.92 | 68.92 | 0.01 | 5.99
2020 | NYISO_A-F_2_NYISO_G-I | NYISO_A-F | NYISO_G-I | Internal | Winter | B20 | 935 | 5843 | 5341.26 | 62.92 | 62.93 | 0.01 | 0
2020 | NYISO_A-F_2_PJM_ROM | NYISO_A-F | PJM_ROM | Internal | Shoulder | B11 | 25 | 1000 | 1000 | 64.03 | 76.76 | 8 | 4.74
2020 | NYISO_A-F_2_PJM_ROM | NYISO_A-F | PJM_ROM | Internal | Shoulder | B12 | 200 | 1000 | 0 | 61.66 | 69.6 | 8 | 0
2020 | NYISO_A-F_2_PJM_ROM | NYISO_A-F | PJM_ROM | Internal | Shoulder | B13 | 600 | 1000 | 0 | 61.03 | 65.69 | 8 | 0
2020 | NYISO_A-F_2_PJM_ROM | NYISO_A-F | PJM_ROM | Internal | Shoulder | B14 | 900 | 1000 | 0 | 61.03 | 64.8 | 8 | 0
2020 | NYISO_A-F_2_PJM_ROM | NYISO_A-F | PJM_ROM | Internal | Shoulder | B15 | 1203 | 1000 | 0 | 61.03 | 61.31 | 8 | 0
2020 | NYISO_A-F_2_PJM_ROM | NYISO_A-F | PJM_ROM | Internal | Summer | B1 | 10 | 1000 | 1000 | 89.86 | 103.85 | 8 | 5.99
2020 | NYISO_A-F_2_PJM_ROM | NYISO_A-F | PJM_ROM | Internal | Summer | B2 | 25 | 1000 | 1000 | 89.86 | 101.16 | 8 | 3.3
2020 | NYISO_A-F_2_PJM_ROM | NYISO_A-F | PJM_ROM | Internal | Summer | B3 | 75 | 1000 | 1000 | 80.66 | 101.14 | 8 | 12.48
2020 | NYISO_A-F_2_PJM_ROM | NYISO_A-F | PJM_ROM | Internal | Summer | B4 | 100 | 1000 | 1000 | 80.66 | 95.27 | 8 | 6.61
2020 | NYISO_A-F_2_PJM_ROM | NYISO_A-F | PJM_ROM | Internal | Summer | B5 | 200 | 1000 | 1000 | 62.77 | 88.84 | 8 | 18.07
2020 | NYISO_A-F_2_PJM_ROM | NYISO_A-F | PJM_ROM | Internal | Summer | B6 | 300 | 1000 | 1000 | 62.77 | 75.96 | 8 | 5.19
2020 | NYISO_A-F_2_PJM_ROM | NYISO_A-F | PJM_ROM | Internal | Summer | B7 | 400 | 1000 | 0 | 61.61 | 67.37 | 8 | 0
2020 | NYISO_A-F_2_PJM_ROM | NYISO_A-F | PJM_ROM | Internal | Summer | B8 | 500 | 1000 | 0 | 60.03 | 64.16 | 8 | 0
2020 | NYISO_A-F_2_PJM_ROM | NYISO_A-F | PJM_ROM | Internal | Summer | B9 | 800 | 1000 | 0 | 58.71 | 62.16 | 8 | 0
2020 | NYISO_A-F_2_PJM_ROM | NYISO_A-F | PJM_ROM | Internal | Summer | B10 | 1262 | 1000 | 0 | 58.71 | 61.02 | 8 | 0
2020 | NYISO_A-F_2_PJM_ROM | NYISO_A-F | PJM_ROM | Internal | Winter | B16 | 25 | 1000 | 1000 | 66.42 | 81.45 | 8 | 7.04
2020 | NYISO_A-F_2_PJM_ROM | NYISO_A-F | PJM_ROM | Internal | Winter | B17 | 100 | 1000 | 1000 | 66.42 | 75.58 | 8 | 1.16
2020 | NYISO_A-F_2_PJM_ROM | NYISO_A-F | PJM_ROM | Internal | Winter | B18 | 400 | 1000 | 0 | 62.92 | 69.9 | 8 | 0
2020 | NYISO_A-F_2_PJM_ROM | NYISO_A-F | PJM_ROM | Internal | Winter | B19 | 700 | 1000 | 0 | 62.92 | 69.56 | 8 | 0
2020 | NYISO_A-F_2_PJM_ROM | NYISO_A-F | PJM_ROM | Internal | Winter | B20 | 935 | 1000 | 0 | 62.92 | 62.24 | 8 | 0
2020 | NYISO_G-I_2_NEISO | NYISO_G-I | NEISO | Internal | Shoulder | B11 | 25 | 600 | 0 | 65.65 | 61.51 | 3 | 0
2020 | NYISO_G-I_2_NEISO | NYISO_G-I | NEISO | Internal | Shoulder | B12 | 200 | 600 | 0 | 61.67 | 58.69 | 3 | 0
2020 | NYISO_G-I_2_NEISO | NYISO_G-I | NEISO | Internal | Shoulder | B13 | 600 | 600 | 0 | 61.67 | 58.69 | 3 | 0
2020 | NYISO_G-I_2_NEISO | NYISO_G-I | NEISO | Internal | Shoulder | B14 | 900 | 600 | 0 | 61.67 | 58.69 | 3 | 0
2020 | NYISO_G-I_2_NEISO | NYISO_G-I | NEISO | Internal | Shoulder | B15 | 1203 | 600 | 0 | 61.05 | 58.69 | 3 | 0
2020 | NYISO_G-I_2_NEISO | NYISO_G-I | NEISO | Internal | Summer | B1 | 10 | 600 | 0 | 95.86 | 92.86 | 3 | 0
2020 | NYISO_G-I_2_NEISO | NYISO_G-I | NEISO | Internal | Summer | B2 | 25 | 600 | 0 | 93.15 | 90.15 | 3 | 0
2020 | NYISO_G-I_2_NEISO | NYISO_G-I | NEISO | Internal | Summer | B3 | 75 | 600 | 0 | 86.06 | 80.55 | 3 | 0
2020 | NYISO_G-I_2_NEISO | NYISO_G-I | NEISO | Internal | Summer | B4 | 100 | 600 | 0 | 83.54 | 73.5 | 3 | 0
2020 | NYISO_G-I_2_NEISO | NYISO_G-I | NEISO | Internal | Summer | B5 | 200 | 600 | 0 | 80.83 | 58.63 | 3 | 0
2020 | NYISO_G-I_2_NEISO | NYISO_G-I | NEISO | Internal | Summer | B6 | 300 | 600 | 0 | 67.95 | 58.63 | 3 | 0
2020 | NYISO_G-I_2_NEISO | NYISO_G-I | NEISO | Internal | Summer | B7 | 400 | 600 | 0 | 61.62 | 58.63 | 3 | 0
2020 | NYISO_G-I_2_NEISO | NYISO_G-I | NEISO | Internal | Summer | B8 | 500 | 600 | 0 | 60.04 | 58.63 | 3 | 0
2020 | NYISO_G-I_2_NEISO | NYISO_G-I | NEISO | Internal | Summer | B9 | 800 | 600 | 0 | 58.72 | 58.63 | 3 | 0
2020 | NYISO_G-I_2_NEISO | NYISO_G-I | NEISO | Internal | Summer | B10 | 1262 | 600 | 0 | 58.72 | 58.63 | 3 | 0
2020 | NYISO_G-I_2_NEISO | NYISO_G-I | NEISO | Internal | Winter | B16 | 25 | 600 | 0 | 73.44 | 70.44 | 3 | 0
2020 | NYISO_G-I_2_NEISO | NYISO_G-I | NEISO | Internal | Winter | B17 | 100 | 600 | 0 | 69.79 | 69.12 | 3 | 0
2020 | NYISO_G-I_2_NEISO | NYISO_G-I | NEISO | Internal | Winter | B18 | 400 | 600 | 0 | 68.92 | 65.92 | 3 | 0
2020 | NYISO_G-I_2_NEISO | NYISO_G-I | NEISO | Internal | Winter | B19 | 700 | 600 | 0 | 68.92 | 65.92 | 3 | 0
2020 | NYISO_G-I_2_NEISO | NYISO_G-I | NEISO | Internal | Winter | B20 | 935 | 600 | 0 | 62.93 | 65.92 | 3 | 0
2020 | NYISO_G-I_2_NYISO_A-F | NYISO_G-I | NYISO_A-F | Internal | Shoulder | B11 | 25 | 3592 | 0 | 65.65 | 64.03 | 0.01 | 0
2020 | NYISO_G-I_2_NYISO_A-F | NYISO_G-I | NYISO_A-F | Internal | Shoulder | B12 | 200 | 3592 | 0 | 61.67 | 61.66 | 0.01 | 0
2020 | NYISO_G-I_2_NYISO_A-F | NYISO_G-I | NYISO_A-F | Internal | Shoulder | B13 | 600 | 3592 | 0 | 61.67 | 61.03 | 0.01 | 0
2020 | NYISO_G-I_2_NYISO_A-F | NYISO_G-I | NYISO_A-F | Internal | Shoulder | B14 | 900 | 3592 | 0 | 61.67 | 61.03 | 0.01 | 0
2020 | NYISO_G-I_2_NYISO_A-F | NYISO_G-I | NYISO_A-F | Internal | Shoulder | B15 | 1203 | 3592 | 0 | 61.05 | 61.03 | 0.01 | 0
2020 | NYISO_G-I_2_NYISO_A-F | NYISO_G-I | NYISO_A-F | Internal | Summer | B1 | 10 | 3592 | 0 | 95.86 | 89.86 | 0.01 | 0
2020 | NYISO_G-I_2_NYISO_A-F | NYISO_G-I | NYISO_A-F | Internal | Summer | B2 | 25 | 3592 | 0 | 93.15 | 89.86 | 0.01 | 0
2020 | NYISO_G-I_2_NYISO_A-F | NYISO_G-I | NYISO_A-F | Internal | Summer | B3 | 75 | 3592 | 0 | 86.06 | 80.66 | 0.01 | 0
2020 | NYISO_G-I_2_NYISO_A-F | NYISO_G-I | NYISO_A-F | Internal | Summer | B4 | 100 | 3592 | 0 | 83.54 | 80.66 | 0.01 | 0
2020 | NYISO_G-I_2_NYISO_A-F | NYISO_G-I | NYISO_A-F | Internal | Summer | B5 | 200 | 3592 | 0 | 80.83 | 62.77 | 0.01 | 0
2020 | NYISO_G-I_2_NYISO_A-F | NYISO_G-I | NYISO_A-F | Internal | Summer | B6 | 300 | 3592 | 0 | 67.95 | 62.77 | 0.01 | 0
2020 | NYISO_G-I_2_NYISO_A-F | NYISO_G-I | NYISO_A-F | Internal | Summer | B7 | 400 | 3592 | 0 | 61.62 | 61.61 | 0.01 | 0
2020 | NYISO_G-I_2_NYISO_A-F | NYISO_G-I | NYISO_A-F | Internal | Summer | B8 | 500 | 3592 | 0 | 60.04 | 60.03 | 0.01 | 0
2020 | NYISO_G-I_2_NYISO_A-F | NYISO_G-I | NYISO_A-F | Internal | Summer | B9 | 800 | 3592 | 0 | 58.72 | 58.71 | 0.01 | 0
2020 | NYISO_G-I_2_NYISO_A-F | NYISO_G-I | NYISO_A-F | Internal | Summer | B10 | 1262 | 3592 | 0 | 58.72 | 58.71 | 0.01 | 0
2020 | NYISO_G-I_2_NYISO_A-F | NYISO_G-I | NYISO_A-F | Internal | Winter | B16 | 25 | 3592 | 0 | 73.44 | 66.42 | 0.01 | 0
2020 | NYISO_G-I_2_NYISO_A-F | NYISO_G-I | NYISO_A-F | Internal | Winter | B17 | 100 | 3592 | 0 | 69.79 | 66.42 | 0.01 | 0
2020 | NYISO_G-I_2_NYISO_A-F | NYISO_G-I | NYISO_A-F | Internal | Winter | B18 | 400 | 3592 | 0 | 68.92 | 62.92 | 0.01 | 0
2020 | NYISO_G-I_2_NYISO_A-F | NYISO_G-I | NYISO_A-F | Internal | Winter | B19 | 700 | 3592 | 0 | 68.92 | 62.92 | 0.01 | 0
2020 | NYISO_G-I_2_NYISO_A-F | NYISO_G-I | NYISO_A-F | Internal | Winter | B20 | 935 | 3592 | 0 | 62.93 | 62.92 | 0.01 | 0
2020 | NYISO_G-I_2_NYISO_J-K | NYISO_G-I | NYISO_J-K | Internal | Shoulder | B11 | 25 | 6130 | 5012.67 | 65.65 | 65.66 | 0.01 | 0
2020 | NYISO_G-I_2_NYISO_J-K | NYISO_G-I | NYISO_J-K | Internal | Shoulder | B12 | 200 | 6130 | 5085.01 | 61.67 | 61.69 | 0.01 | 0
2020 | NYISO_G-I_2_NYISO_J-K | NYISO_G-I | NYISO_J-K | Internal | Shoulder | B13 | 600 | 6130 | 5256.21 | 61.67 | 61.69 | 0.01 | 0
2020 | NYISO_G-I_2_NYISO_J-K | NYISO_G-I | NYISO_J-K | Internal | Shoulder | B14 | 900 | 6130 | 5406.33 | 61.67 | 61.69 | 0.01 | 0
2020 | NYISO_G-I_2_NYISO_J-K | NYISO_G-I | NYISO_J-K | Internal | Shoulder | B15 | 1203 | 6130 | 4868.76 | 61.05 | 61.06 | 0.01 | 0
2020 | NYISO_G-I_2_NYISO_J-K | NYISO_G-I | NYISO_J-K | Internal | Summer | B1 | 10 | 6130 | 5189.46 | 95.86 | 95.87 | 0.01 | 0
2020 | NYISO_G-I_2_NYISO_J-K | NYISO_G-I | NYISO_J-K | Internal | Summer | B2 | 25 | 6130 | 4748.58 | 93.15 | 93.16 | 0.01 | 0
2020 | NYISO_G-I_2_NYISO_J-K | NYISO_G-I | NYISO_J-K | Internal | Summer | B3 | 75 | 6130 | 4804.41 | 86.06 | 86.07 | 0.01 | 0
2020 | NYISO_G-I_2_NYISO_J-K | NYISO_G-I | NYISO_J-K | Internal | Summer | B4 | 100 | 6130 | 5060.82 | 83.54 | 83.55 | 0.01 | 0
2020 | NYISO_G-I_2_NYISO_J-K | NYISO_G-I | NYISO_J-K | Internal | Summer | B5 | 200 | 6130 | 6130 | 80.83 | 83.55 | 0.01 | 2.71
2020 | NYISO_G-I_2_NYISO_J-K | NYISO_G-I | NYISO_J-K | Internal | Summer | B6 | 300 | 6130 | 5606.03 | 67.95 | 67.96 | 0.01 | 0
2020 | NYISO_G-I_2_NYISO_J-K | NYISO_G-I | NYISO_J-K | Internal | Summer | B7 | 400 | 6130 | 6048.42 | 61.62 | 61.63 | 0.01 | 0
2020 | NYISO_G-I_2_NYISO_J-K | NYISO_G-I | NYISO_J-K | Internal | Summer | B8 | 500 | 6130 | 6130 | 60.04 | 61.63 | 0.01 | 1.58
2020 | NYISO_G-I_2_NYISO_J-K | NYISO_G-I | NYISO_J-K | Internal | Summer | B9 | 800 | 6130 | 5329.37 | 58.72 | 58.74 | 0.01 | 0
2020 | NYISO_G-I_2_NYISO_J-K | NYISO_G-I | NYISO_J-K | Internal | Summer | B10 | 1262 | 6130 | 3575.53 | 58.72 | 58.74 | 0.01 | 0
2020 | NYISO_G-I_2_NYISO_J-K | NYISO_G-I | NYISO_J-K | Internal | Winter | B16 | 25 | 6130 | 5880.18 | 73.44 | 73.45 | 0.01 | 0
2020 | NYISO_G-I_2_NYISO_J-K | NYISO_G-I | NYISO_J-K | Internal | Winter | B17 | 100 | 6130 | 6130 | 69.79 | 72.12 | 0.01 | 2.32
2020 | NYISO_G-I_2_NYISO_J-K | NYISO_G-I | NYISO_J-K | Internal | Winter | B18 | 400 | 6130 | 6130 | 68.92 | 72.12 | 0.01 | 3.19
2020 | NYISO_G-I_2_NYISO_J-K | NYISO_G-I | NYISO_J-K | Internal | Winter | B19 | 700 | 6130 | 6130 | 68.92 | 72.12 | 0.01 | 3.19
2020 | NYISO_G-I_2_NYISO_J-K | NYISO_G-I | NYISO_J-K | Internal | Winter | B20 | 935 | 6130 | 5617.36 | 62.93 | 62.95 | 0.01 | 0
2020 | NYISO_G-I_2_PJM_E | NYISO_G-I | PJM_E | Internal | Shoulder | B11 | 25 | 1500 | 1500 | 65.65 | 76.75 | 8 | 3.1
2020 | NYISO_G-I_2_PJM_E | NYISO_G-I | PJM_E | Internal | Shoulder | B12 | 200 | 1500 | 0 | 61.67 | 69.59 | 8 | 0
2020 | NYISO_G-I_2_PJM_E | NYISO_G-I | PJM_E | Internal | Shoulder | B13 | 600 | 1500 | 0 | 61.67 | 65.68 | 8 | 0
2020 | NYISO_G-I_2_PJM_E | NYISO_G-I | PJM_E | Internal | Shoulder | B14 | 900 | 1500 | 0 | 61.67 | 64.79 | 8 | 0
2020 | NYISO_G-I_2_PJM_E | NYISO_G-I | PJM_E | Internal | Shoulder | B15 | 1203 | 1500 | 0 | 61.05 | 61.3 | 8 | 0
2020 | NYISO_G-I_2_PJM_E | NYISO_G-I | PJM_E | Internal | Summer | B1 | 10 | 1500 | 258.3 | 95.86 | 103.86 | 8 | 0
2020 | NYISO_G-I_2_PJM_E | NYISO_G-I | PJM_E | Internal | Summer | B2 | 25 | 1500 | 990.23 | 93.15 | 101.15 | 8 | 0
2020 | NYISO_G-I_2_PJM_E | NYISO_G-I | PJM_E | Internal | Summer | B3 | 75 | 1500 | 1500 | 86.06 | 101.12 | 8 | 7.07
2020 | NYISO_G-I_2_PJM_E | NYISO_G-I | PJM_E | Internal | Summer | B4 | 100 | 1500 | 1500 | 83.54 | 95.25 | 8 | 3.72
2020 | NYISO_G-I_2_PJM_E | NYISO_G-I | PJM_E | Internal | Summer | B5 | 200 | 1500 | 563.02 | 80.83 | 88.83 | 8 | 0
2020 | NYISO_G-I_2_PJM_E | NYISO_G-I | PJM_E | Internal | Summer | B6 | 300 | 1500 | 1275.35 | 67.95 | 75.95 | 8 | 0
2020 | NYISO_G-I_2_PJM_E | NYISO_G-I | PJM_E | Internal | Summer | B7 | 400 | 1500 | 0 | 61.62 | 67.36 | 8 | 0
2020 | NYISO_G-I_2_PJM_E | NYISO_G-I | PJM_E | Internal | Summer | B8 | 500 | 1500 | 0 | 60.04 | 64.14 | 8 | 0
2020 | NYISO_G-I_2_PJM_E | NYISO_G-I | PJM_E | Internal | Summer | B9 | 800 | 1500 | 0 | 58.72 | 62.15 | 8 | 0
2020 | NYISO_G-I_2_PJM_E | NYISO_G-I | PJM_E | Internal | Summer | B10 | 1262 | 1500 | 0 | 58.72 | 61.01 | 8 | 0
2020 | NYISO_G-I_2_PJM_E | NYISO_G-I | PJM_E | Internal | Winter | B16 | 25 | 1500 | 1108.17 | 73.44 | 81.44 | 8 | 0
2020 | NYISO_G-I_2_PJM_E | NYISO_G-I | PJM_E | Internal | Winter | B17 | 100 | 1500 | 0 | 69.79 | 75.57 | 8 | 0
2020 | NYISO_G-I_2_PJM_E | NYISO_G-I | PJM_E | Internal | Winter | B18 | 400 | 1500 | 0 | 68.92 | 69.91 | 8 | 0
2020 | NYISO_G-I_2_PJM_E | NYISO_G-I | PJM_E | Internal | Winter | B19 | 700 | 1500 | 0 | 68.92 | 69.57 | 8 | 0
2020 | NYISO_G-I_2_PJM_E | NYISO_G-I | PJM_E | Internal | Winter | B20 | 935 | 1500 | 0 | 62.93 | 62.25 | 8 | 0
2020 | NYISO_J-K_2_NEISO | NYISO_J-K | NEISO | Internal | Shoulder | B11 | 25 | 347 | 0 | 65.66 | 61.51 | 3 | 0
2020 | NYISO_J-K_2_NEISO | NYISO_J-K | NEISO | Internal | Shoulder | B12 | 200 | 347 | 0 | 61.69 | 58.69 | 3 | 0
2020 | NYISO_J-K_2_NEISO | NYISO_J-K | NEISO | Internal | Shoulder | B13 | 600 | 347 | 0 | 61.69 | 58.69 | 3 | 0
2020 | NYISO_J-K_2_NEISO | NYISO_J-K | NEISO | Internal | Shoulder | B14 | 900 | 347 | 0 | 61.69 | 58.69 | 3 | 0
2020 | NYISO_J-K_2_NEISO | NYISO_J-K | NEISO | Internal | Shoulder | B15 | 1203 | 347 | 0 | 61.06 | 58.69 | 3 | 0
2020 | NYISO_J-K_2_NEISO | NYISO_J-K | NEISO | Internal | Summer | B1 | 10 | 347 | 0 | 95.87 | 92.86 | 3 | 0
2020 | NYISO_J-K_2_NEISO | NYISO_J-K | NEISO | Internal | Summer | B2 | 25 | 347 | 0 | 93.16 | 90.15 | 3 | 0
2020 | NYISO_J-K_2_NEISO | NYISO_J-K | NEISO | Internal | Summer | B3 | 75 | 347 | 0 | 86.07 | 80.55 | 3 | 0
2020 | NYISO_J-K_2_NEISO | NYISO_J-K | NEISO | Internal | Summer | B4 | 100 | 347 | 0 | 83.55 | 73.5 | 3 | 0
2020 | NYISO_J-K_2_NEISO | NYISO_J-K | NEISO | Internal | Summer | B5 | 200 | 347 | 0 | 83.55 | 58.63 | 3 | 0
2020 | NYISO_J-K_2_NEISO | NYISO_J-K | NEISO | Internal | Summer | B6 | 300 | 347 | 0 | 67.96 | 58.63 | 3 | 0
2020 | NYISO_J-K_2_NEISO | NYISO_J-K | NEISO | Internal | Summer | B7 | 400 | 347 | 0 | 61.63 | 58.63 | 3 | 0
2020 | NYISO_J-K_2_NEISO | NYISO_J-K | NEISO | Internal | Summer | B8 | 500 | 347 | 0 | 61.63 | 58.63 | 3 | 0
2020 | NYISO_J-K_2_NEISO | NYISO_J-K | NEISO | Internal | Summer | B9 | 800 | 347 | 0 | 58.74 | 58.63 | 3 | 0
2020 | NYISO_J-K_2_NEISO | NYISO_J-K | NEISO | Internal | Summer | B10 | 1262 | 347 | 0 | 58.74 | 58.63 | 3 | 0
2020 | NYISO_J-K_2_NEISO | NYISO_J-K | NEISO | Internal | Winter | B16 | 25 | 347 | 0 | 73.45 | 70.44 | 3 | 0
2020 | NYISO_J-K_2_NEISO | NYISO_J-K | NEISO | Internal | Winter | B17 | 100 | 347 | 0 | 72.12 | 69.12 | 3 | 0
2020 | NYISO_J-K_2_NEISO | NYISO_J-K | NEISO | Internal | Winter | B18 | 400 | 347 | 0 | 72.12 | 65.92 | 3 | 0
2020 | NYISO_J-K_2_NEISO | NYISO_J-K | NEISO | Internal | Winter | B19 | 700 | 347 | 0 | 72.12 | 65.92 | 3 | 0
2020 | NYISO_J-K_2_NEISO | NYISO_J-K | NEISO | Internal | Winter | B20 | 935 | 347 | 0 | 62.95 | 65.92 | 3 | 0
2020 | NYISO_J-K_2_NYISO_G-I | NYISO_J-K | NYISO_G-I | Internal | Shoulder | B11 | 25 | 1999 | 0 | 65.66 | 65.65 | 0.01 | 0
2020 | NYISO_J-K_2_NYISO_G-I | NYISO_J-K | NYISO_G-I | Internal | Shoulder | B12 | 200 | 1999 | 0 | 61.69 | 61.67 | 0.01 | 0
2020 | NYISO_J-K_2_NYISO_G-I | NYISO_J-K | NYISO_G-I | Internal | Shoulder | B13 | 600 | 1999 | 0 | 61.69 | 61.67 | 0.01 | 0
2020 | NYISO_J-K_2_NYISO_G-I | NYISO_J-K | NYISO_G-I | Internal | Shoulder | B14 | 900 | 1999 | 0 | 61.69 | 61.67 | 0.01 | 0
2020 | NYISO_J-K_2_NYISO_G-I | NYISO_J-K | NYISO_G-I | Internal | Shoulder | B15 | 1203 | 1999 | 0 | 61.06 | 61.05 | 0.01 | 0
2020 | NYISO_J-K_2_NYISO_G-I | NYISO_J-K | NYISO_G-I | Internal | Summer | B1 | 10 | 1999 | 0.01 | 95.87 | 95.86 | 0.01 | 0
2020 | NYISO_J-K_2_NYISO_G-I | NYISO_J-K | NYISO_G-I | Internal | Summer | B2 | 25 | 1999 | 0 | 93.16 | 93.15 | 0.01 | 0
2020 | NYISO_J-K_2_NYISO_G-I | NYISO_J-K | NYISO_G-I | Internal | Summer | B3 | 75 | 1999 | 0 | 86.07 | 86.06 | 0.01 | 0
2020 | NYISO_J-K_2_NYISO_G-I | NYISO_J-K | NYISO_G-I | Internal | Summer | B4 | 100 | 1999 | 0 | 83.55 | 83.54 | 0.01 | 0
2020 | NYISO_J-K_2_NYISO_G-I | NYISO_J-K | NYISO_G-I | Internal | Summer | B5 | 200 | 1999 | 0 | 83.55 | 80.83 | 0.01 | 0
2020 | NYISO_J-K_2_NYISO_G-I | NYISO_J-K | NYISO_G-I | Internal | Summer | B6 | 300 | 1999 | 0 | 67.96 | 67.95 | 0.01 | 0
2020 | NYISO_J-K_2_NYISO_G-I | NYISO_J-K | NYISO_G-I | Internal | Summer | B7 | 400 | 1999 | 0 | 61.63 | 61.62 | 0.01 | 0
2020 | NYISO_J-K_2_NYISO_G-I | NYISO_J-K | NYISO_G-I | Internal | Summer | B8 | 500 | 1999 | 0 | 61.63 | 60.04 | 0.01 | 0
2020 | NYISO_J-K_2_NYISO_G-I | NYISO_J-K | NYISO_G-I | Internal | Summer | B9 | 800 | 1999 | 0 | 58.74 | 58.72 | 0.01 | 0
2020 | NYISO_J-K_2_NYISO_G-I | NYISO_J-K | NYISO_G-I | Internal | Summer | B10 | 1262 | 1999 | 0 | 58.74 | 58.72 | 0.01 | 0
2020 | NYISO_J-K_2_NYISO_G-I | NYISO_J-K | NYISO_G-I | Internal | Winter | B16 | 25 | 1999 | 0 | 73.45 | 73.44 | 0.01 | 0
2020 | NYISO_J-K_2_NYISO_G-I | NYISO_J-K | NYISO_G-I | Internal | Winter | B17 | 100 | 1999 | 0 | 72.12 | 69.79 | 0.01 | 0
2020 | NYISO_J-K_2_NYISO_G-I | NYISO_J-K | NYISO_G-I | Internal | Winter | B18 | 400 | 1999 | 0 | 72.12 | 68.92 | 0.01 | 0
2020 | NYISO_J-K_2_NYISO_G-I | NYISO_J-K | NYISO_G-I | Internal | Winter | B19 | 700 | 1999 | 0 | 72.12 | 68.92 | 0.01 | 0
2020 | NYISO_J-K_2_NYISO_G-I | NYISO_J-K | NYISO_G-I | Internal | Winter | B20 | 935 | 1999 | 0 | 62.95 | 62.93 | 0.01 | 0
2020 | NYISO_J-K_2_PJM_E | NYISO_J-K | PJM_E | Internal | Shoulder | B11 | 25 | 330 | 330 | 65.66 | 76.75 | 8 | 3.09
2020 | NYISO_J-K_2_PJM_E | NYISO_J-K | PJM_E | Internal | Shoulder | B12 | 200 | 330 | 0 | 61.69 | 69.59 | 8 | 0
2020 | NYISO_J-K_2_PJM_E | NYISO_J-K | PJM_E | Internal | Shoulder | B13 | 600 | 330 | 0 | 61.69 | 65.68 | 8 | 0
2020 | NYISO_J-K_2_PJM_E | NYISO_J-K | PJM_E | Internal | Shoulder | B14 | 900 | 330 | 0 | 61.69 | 64.79 | 8 | 0
2020 | NYISO_J-K_2_PJM_E | NYISO_J-K | PJM_E | Internal | Shoulder | B15 | 1203 | 330 | 0 | 61.06 | 61.3 | 8 | 0
2020 | NYISO_J-K_2_PJM_E | NYISO_J-K | PJM_E | Internal | Summer | B1 | 10 | 330 | 0.03 | 95.87 | 103.86 | 8 | 0
2020 | NYISO_J-K_2_PJM_E | NYISO_J-K | PJM_E | Internal | Summer | B2 | 25 | 330 | 0.01 | 93.16 | 101.15 | 8 | 0
2020 | NYISO_J-K_2_PJM_E | NYISO_J-K | PJM_E | Internal | Summer | B3 | 75 | 330 | 330 | 86.07 | 101.12 | 8 | 7.05
2020 | NYISO_J-K_2_PJM_E | NYISO_J-K | PJM_E | Internal | Summer | B4 | 100 | 330 | 330 | 83.55 | 95.25 | 8 | 3.7
2020 | NYISO_J-K_2_PJM_E | NYISO_J-K | PJM_E | Internal | Summer | B5 | 200 | 330 | 0 | 83.55 | 88.83 | 8 | 0
2020 | NYISO_J-K_2_PJM_E | NYISO_J-K | PJM_E | Internal | Summer | B6 | 300 | 330 | 0 | 67.96 | 75.95 | 8 | 0
2020 | NYISO_J-K_2_PJM_E | NYISO_J-K | PJM_E | Internal | Summer | B7 | 400 | 330 | 0 | 61.63 | 67.36 | 8 | 0
2020 | NYISO_J-K_2_PJM_E | NYISO_J-K | PJM_E | Internal | Summer | B8 | 500 | 330 | 0 | 61.63 | 64.14 | 8 | 0
2020 | NYISO_J-K_2_PJM_E | NYISO_J-K | PJM_E | Internal | Summer | B9 | 800 | 330 | 0 | 58.74 | 62.15 | 8 | 0
2020 | NYISO_J-K_2_PJM_E | NYISO_J-K | PJM_E | Internal | Summer | B10 | 1262 | 330 | 0 | 58.74 | 61.01 | 8 | 0
2020 | NYISO_J-K_2_PJM_E | NYISO_J-K | PJM_E | Internal | Winter | B16 | 25 | 330 | 0.01 | 73.45 | 81.44 | 8 | 0
2020 | NYISO_J-K_2_PJM_E | NYISO_J-K | PJM_E | Internal | Winter | B17 | 100 | 330 | 0 | 72.12 | 75.57 | 8 | 0
2020 | NYISO_J-K_2_PJM_E | NYISO_J-K | PJM_E | Internal | Winter | B18 | 400 | 330 | 0 | 72.12 | 69.91 | 8 | 0
2020 | NYISO_J-K_2_PJM_E | NYISO_J-K | PJM_E | Internal | Winter | B19 | 700 | 330 | 0 | 72.12 | 69.57 | 8 | 0
2020 | NYISO_J-K_2_PJM_E | NYISO_J-K | PJM_E | Internal | Winter | B20 | 935 | 330 | 0 | 62.95 | 62.25 | 8 | 0
2020 | PJM_E_2_NYISO_G-I | PJM_E | NYISO_G-I | Internal | Shoulder | B11 | 25 | 500 | 0 | 76.75 | 65.65 | 6 | 0
2020 | PJM_E_2_NYISO_G-I | PJM_E | NYISO_G-I | Internal | Shoulder | B12 | 200 | 500 | 0 | 69.59 | 61.67 | 6 | 0
2020 | PJM_E_2_NYISO_G-I | PJM_E | NYISO_G-I | Internal | Shoulder | B13 | 600 | 500 | 0 | 65.68 | 61.67 | 6 | 0
2020 | PJM_E_2_NYISO_G-I | PJM_E | NYISO_G-I | Internal | Shoulder | B14 | 900 | 500 | 0 | 64.79 | 61.67 | 6 | 0
2020 | PJM_E_2_NYISO_G-I | PJM_E | NYISO_G-I | Internal | Shoulder | B15 | 1203 | 500 | 0 | 61.3 | 61.05 | 6 | 0
2020 | PJM_E_2_NYISO_G-I | PJM_E | NYISO_G-I | Internal | Summer | B1 | 10 | 500 | 0 | 103.86 | 95.86 | 6 | 0
2020 | PJM_E_2_NYISO_G-I | PJM_E | NYISO_G-I | Internal | Summer | B2 | 25 | 500 | 0 | 101.15 | 93.15 | 6 | 0
2020 | PJM_E_2_NYISO_G-I | PJM_E | NYISO_G-I | Internal | Summer | B3 | 75 | 500 | 0 | 101.12 | 86.06 | 6 | 0
2020 | PJM_E_2_NYISO_G-I | PJM_E | NYISO_G-I | Internal | Summer | B4 | 100 | 500 | 0 | 95.25 | 83.54 | 6 | 0
2020 | PJM_E_2_NYISO_G-I | PJM_E | NYISO_G-I | Internal | Summer | B5 | 200 | 500 | 0 | 88.83 | 80.83 | 6 | 0
2020 | PJM_E_2_NYISO_G-I | PJM_E | NYISO_G-I | Internal | Summer | B6 | 300 | 500 | 0 | 75.95 | 67.95 | 6 | 0
2020 | PJM_E_2_NYISO_G-I | PJM_E | NYISO_G-I | Internal | Summer | B7 | 400 | 500 | 0 | 67.36 | 61.62 | 6 | 0
2020 | PJM_E_2_NYISO_G-I | PJM_E | NYISO_G-I | Internal | Summer | B8 | 500 | 500 | 0 | 64.14 | 60.04 | 6 | 0
2020 | PJM_E_2_NYISO_G-I | PJM_E | NYISO_G-I | Internal | Summer | B9 | 800 | 500 | 0 | 62.15 | 58.72 | 6 | 0
2020 | PJM_E_2_NYISO_G-I | PJM_E | NYISO_G-I | Internal | Summer | B10 | 1262 | 500 | 0 | 61.01 | 58.72 | 6 | 0
2020 | PJM_E_2_NYISO_G-I | PJM_E | NYISO_G-I | Internal | Winter | B16 | 25 | 500 | 0 | 81.44 | 73.44 | 6 | 0
2020 | PJM_E_2_NYISO_G-I | PJM_E | NYISO_G-I | Internal | Winter | B17 | 100 | 500 | 0 | 75.57 | 69.79 | 6 | 0
2020 | PJM_E_2_NYISO_G-I | PJM_E | NYISO_G-I | Internal | Winter | B18 | 400 | 500 | 0 | 69.91 | 68.92 | 6 | 0
2020 | PJM_E_2_NYISO_G-I | PJM_E | NYISO_G-I | Internal | Winter | B19 | 700 | 500 | 0 | 69.57 | 68.92 | 6 | 0
2020 | PJM_E_2_NYISO_G-I | PJM_E | NYISO_G-I | Internal | Winter | B20 | 935 | 500 | 0 | 62.25 | 62.93 | 6 | 0
2020 | PJM_E_2_NYISO_J-K | PJM_E | NYISO_J-K | Internal | Shoulder | B11 | 25 | 330 | 0 | 76.75 | 65.66 | 6 | 0
2020 | PJM_E_2_NYISO_J-K | PJM_E | NYISO_J-K | Internal | Shoulder | B12 | 200 | 330 | 0 | 69.59 | 61.69 | 6 | 0
2020 | PJM_E_2_NYISO_J-K | PJM_E | NYISO_J-K | Internal | Shoulder | B13 | 600 | 330 | 0 | 65.68 | 61.69 | 6 | 0
2020 | PJM_E_2_NYISO_J-K | PJM_E | NYISO_J-K | Internal | Shoulder | B14 | 900 | 330 | 0 | 64.79 | 61.69 | 6 | 0
2020 | PJM_E_2_NYISO_J-K | PJM_E | NYISO_J-K | Internal | Shoulder | B15 | 1203 | 330 | 0 | 61.3 | 61.06 | 6 | 0
2020 | PJM_E_2_NYISO_J-K | PJM_E | NYISO_J-K | Internal | Summer | B1 | 10 | 330 | 0 | 103.86 | 95.87 | 6 | 0
2020 | PJM_E_2_NYISO_J-K | PJM_E | NYISO_J-K | Internal | Summer | B2 | 25 | 330 | 0 | 101.15 | 93.16 | 6 | 0
2020 | PJM_E_2_NYISO_J-K | PJM_E | NYISO_J-K | Internal | Summer | B3 | 75 | 330 | 0 | 101.12 | 86.07 | 6 | 0
2020 | PJM_E_2_NYISO_J-K | PJM_E | NYISO_J-K | Internal | Summer | B4 | 100 | 330 | 0 | 95.25 | 83.55 | 6 | 0
2020 | PJM_E_2_NYISO_J-K | PJM_E | NYISO_J-K | Internal | Summer | B5 | 200 | 330 | 0 | 88.83 | 83.55 | 6 | 0
2020 | PJM_E_2_NYISO_J-K | PJM_E | NYISO_J-K | Internal | Summer | B6 | 300 | 330 | 0 | 75.95 | 67.96 | 6 | 0
2020 | PJM_E_2_NYISO_J-K | PJM_E | NYISO_J-K | Internal | Summer | B7 | 400 | 330 | 0 | 67.36 | 61.63 | 6 | 0
2020 | PJM_E_2_NYISO_J-K | PJM_E | NYISO_J-K | Internal | Summer | B8 | 500 | 330 | 0 | 64.14 | 61.63 | 6 | 0
2020 | PJM_E_2_NYISO_J-K | PJM_E | NYISO_J-K | Internal | Summer | B9 | 800 | 330 | 0 | 62.15 | 58.74 | 6 | 0
2020 | PJM_E_2_NYISO_J-K | PJM_E | NYISO_J-K | Internal | Summer | B10 | 1262 | 330 | 0 | 61.01 | 58.74 | 6 | 0
2020 | PJM_E_2_NYISO_J-K | PJM_E | NYISO_J-K | Internal | Winter | B16 | 25 | 330 | 0 | 81.44 | 73.45 | 6 | 0
2020 | PJM_E_2_NYISO_J-K | PJM_E | NYISO_J-K | Internal | Winter | B17 | 100 | 330 | 0 | 75.57 | 72.12 | 6 | 0
2020 | PJM_E_2_NYISO_J-K | PJM_E | NYISO_J-K | Internal | Winter | B18 | 400 | 330 | 0 | 69.91 | 72.12 | 6 | 0
2020 | PJM_E_2_NYISO_J-K | PJM_E | NYISO_J-K | Internal | Winter | B19 | 700 | 330 | 0 | 69.57 | 72.12 | 6 | 0
2020 | PJM_E_2_NYISO_J-K | PJM_E | NYISO_J-K | Internal | Winter | B20 | 935 | 330 | 0 | 62.25 | 62.95 | 6 | 0
2020 | PJM_E_2_PJM_ROM | PJM_E | PJM_ROM | Internal | Shoulder | B11 | 25 | 8000 | 4227.59 | 76.75 | 76.76 | 0.01 | 0
2020 | PJM_E_2_PJM_ROM | PJM_E | PJM_ROM | Internal | Shoulder | B12 | 200 | 8000 | 3023.4 | 69.59 | 69.6 | 0.01 | 0
2020 | PJM_E_2_PJM_ROM | PJM_E | PJM_ROM | Internal | Shoulder | B13 | 600 | 8000 | 954.11 | 65.68 | 65.69 | 0.01 | 0
2020 | PJM_E_2_PJM_ROM | PJM_E | PJM_ROM | Internal | Shoulder | B14 | 900 | 8000 | 1351.91 | 64.79 | 64.8 | 0.01 | 0
2020 | PJM_E_2_PJM_ROM | PJM_E | PJM_ROM | Internal | Shoulder | B15 | 1203 | 8000 | 180.28 | 61.3 | 61.31 | 0.01 | 0
2020 | PJM_E_2_PJM_ROM | PJM_E | PJM_ROM | Internal | Summer | B1 | 10 | 8000 | 0.01 | 103.86 | 103.85 | 0.01 | 0
2020 | PJM_E_2_PJM_ROM | PJM_E | PJM_ROM | Internal | Summer | B2 | 25 | 8000 | 1197 | 101.15 | 101.16 | 0.01 | 0
2020 | PJM_E_2_PJM_ROM | PJM_E | PJM_ROM | Internal | Summer | B3 | 75 | 8000 | 4716.67 | 101.12 | 101.14 | 0.01 | 0
2020 | PJM_E_2_PJM_ROM | PJM_E | PJM_ROM | Internal | Summer | B4 | 100 | 8000 | 2739.4 | 95.25 | 95.27 | 0.01 | 0
2020 | PJM_E_2_PJM_ROM | PJM_E | PJM_ROM | Internal | Summer | B5 | 200 | 8000 | 1461.75 | 88.83 | 88.84 | 0.01 | 0
2020 | PJM_E_2_PJM_ROM | PJM_E | PJM_ROM | Internal | Summer | B6 | 300 | 8000 | 2429.95 | 75.95 | 75.96 | 0.01 | 0
2020 | PJM_E_2_PJM_ROM | PJM_E | PJM_ROM | Internal | Summer | B7 | 400 | 8000 | 2547.8 | 67.36 | 67.37 | 0.01 | 0
2020 | PJM_E_2_PJM_ROM | PJM_E | PJM_ROM | Internal | Summer | B8 | 500 | 8000 | 1123.7 | 64.14 | 64.16 | 0.01 | 0
2020 | PJM_E_2_PJM_ROM | PJM_E | PJM_ROM | Internal | Summer | B9 | 800 | 8000 | 1926.91 | 62.15 | 62.16 | 0.01 | 0
2020 | PJM_E_2_PJM_ROM | PJM_E | PJM_ROM | Internal | Summer | B10 | 1262 | 8000 | 720.35 | 61.01 | 61.02 | 0.01 | 0
2020 | PJM_E_2_PJM_ROM | PJM_E | PJM_ROM | Internal | Winter | B16 | 25 | 8000 | 1328.73 | 81.44 | 81.45 | 0.01 | 0
2020 | PJM_E_2_PJM_ROM | PJM_E | PJM_ROM | Internal | Winter | B17 | 100 | 8000 | 791.54 | 75.57 | 75.58 | 0.01 | 0
2020 | PJM_E_2_PJM_ROM | PJM_E | PJM_ROM | Internal | Winter | B18 | 400 | 8000 | 0 | 69.91 | 69.9 | 0.01 | 0
2020 | PJM_E_2_PJM_ROM | PJM_E | PJM_ROM | Internal | Winter | B19 | 700 | 8000 | 0 | 69.57 | 69.56 | 0.01 | 0
2020 | PJM_E_2_PJM_ROM | PJM_E | PJM_ROM | Internal | Winter | B20 | 935 | 8000 | 0 | 62.25 | 62.24 | 0.01 | 0
2020 | PJM_ROR_2_MISO_IN | PJM_ROR | MISO_IN | Internal | Shoulder | B11 | 25 | 909 | 0 | 76.75 | 74.74 | 2 | 0
2020 | PJM_ROR_2_MISO_IN | PJM_ROR | MISO_IN | Internal | Shoulder | B12 | 200 | 909 | 0 | 69.59 | 67.58 | 2 | 0
2020 | PJM_ROR_2_MISO_IN | PJM_ROR | MISO_IN | Internal | Shoulder | B13 | 600 | 909 | 0 | 65.68 | 63.12 | 2 | 0
2020 | PJM_ROR_2_MISO_IN | PJM_ROR | MISO_IN | Internal | Shoulder | B14 | 900 | 909 | 0 | 64.79 | 61.65 | 2 | 0
2020 | PJM_ROR_2_MISO_IN | PJM_ROR | MISO_IN | Internal | Shoulder | B15 | 1203 | 909 | 0 | 61.3 | 58.74 | 2 | 0
2020 | PJM_ROR_2_MISO_IN | PJM_ROR | MISO_IN | Internal | Summer | B1 | 10 | 909 | 0 | 103.84 | 101.83 | 2 | 0
2020 | PJM_ROR_2_MISO_IN | PJM_ROR | MISO_IN | Internal | Summer | B2 | 25 | 909 | 0 | 101.15 | 100.46 | 2 | 0
2020 | PJM_ROR_2_MISO_IN | PJM_ROR | MISO_IN | Internal | Summer | B3 | 75 | 909 | 0 | 101.15 | 99.86 | 2 | 0
2020 | PJM_ROR_2_MISO_IN | PJM_ROR | MISO_IN | Internal | Summer | B4 | 100 | 909 | 0 | 95.28 | 93.27 | 2 | 0
2020 | PJM_ROR_2_MISO_IN | PJM_ROR | MISO_IN | Internal | Summer | B5 | 200 | 909 | 0 | 88.83 | 86.82 | 2 | 0
2020 | PJM_ROR_2_MISO_IN | PJM_ROR | MISO_IN | Internal | Summer | B6 | 300 | 909 | 0 | 75.95 | 73.94 | 2 | 0
2020 | PJM_ROR_2_MISO_IN | PJM_ROR | MISO_IN | Internal | Summer | B7 | 400 | 909 | 0 | 67.36 | 64.68 | 2 | 0
2020 | PJM_ROR_2_MISO_IN | PJM_ROR | MISO_IN | Internal | Summer | B8 | 500 | 909 | 0 | 64.14 | 61.4 | 2 | 0
2020 | PJM_ROR_2_MISO_IN | PJM_ROR | MISO_IN | Internal | Summer | B9 | 800 | 909 | 0 | 62.15 | 60.13 | 2 | 0
2020 | PJM_ROR_2_MISO_IN | PJM_ROR | MISO_IN | Internal | Summer | B10 | 1262 | 909 | 0 | 61.01 | 57.81 | 2 | 0
2020 | PJM_ROR_2_MISO_IN | PJM_ROR | MISO_IN | Internal | Winter | B16 | 25 | 909 | 0 | 81.44 | 79.11 | 2 | 0
2020 | PJM_ROR_2_MISO_IN | PJM_ROR | MISO_IN | Internal | Winter | B17 | 100 | 909 | 0 | 75.57 | 68.66 | 2 | 0
2020 | PJM_ROR_2_MISO_IN | PJM_ROR | MISO_IN | Internal | Winter | B18 | 400 | 909 | 0 | 69.13 | 67.12 | 2 | 0
2020 | PJM_ROR_2_MISO_IN | PJM_ROR | MISO_IN | Internal | Winter | B19 | 700 | 909 | 0 | 67.36 | 64.16 | 2 | 0
2020 | PJM_ROR_2_MISO_IN | PJM_ROR | MISO_IN | Internal | Winter | B20 | 935 | 909 | 0 | 62.23 | 60.22 | 2 | 0
2020 | PJM_ROR_2_MISO_MI | PJM_ROR | MISO_MI | Internal | Shoulder | B11 | 25 | 1305 | 0 | 76.75 | 74.75 | 2 | 0
2020 | PJM_ROR_2_MISO_MI | PJM_ROR | MISO_MI | Internal | Shoulder | B12 | 200 | 1305 | 0 | 69.59 | 67.59 | 2 | 0
2020 | PJM_ROR_2_MISO_MI | PJM_ROR | MISO_MI | Internal | Shoulder | B13 | 600 | 1305 | 0 | 65.68 | 63.68 | 2 | 0
2020 | PJM_ROR_2_MISO_MI | PJM_ROR | MISO_MI | Internal | Shoulder | B14 | 900 | 1305 | 0 | 64.79 | 62.13 | 2 | 0
2020 | PJM_ROR_2_MISO_MI | PJM_ROR | MISO_MI | Internal | Shoulder | B15 | 1203 | 1305 | 0 | 61.3 | 58.75 | 2 | 0
2020 | PJM_ROR_2_MISO_MI | PJM_ROR | MISO_MI | Internal | Summer | B1 | 10 | 1305 | 0 | 103.84 | 101.84 | 2 | 0
2020 | PJM_ROR_2_MISO_MI | PJM_ROR | MISO_MI | Internal | Summer | B2 | 25 | 1305 | 0 | 101.15 | 100.48 | 2 | 0
2020 | PJM_ROR_2_MISO_MI | PJM_ROR | MISO_MI | Internal | Summer | B3 | 75 | 1305 | 0 | 101.15 | 99.87 | 2 | 0
2020 | PJM_ROR_2_MISO_MI | PJM_ROR | MISO_MI | Internal | Summer | B4 | 100 | 1305 | 0 | 95.28 | 93.28 | 2 | 0
2020 | PJM_ROR_2_MISO_MI | PJM_ROR | MISO_MI | Internal | Summer | B5 | 200 | 1305 | 0 | 88.83 | 86.83 | 2 | 0
2020 | PJM_ROR_2_MISO_MI | PJM_ROR | MISO_MI | Internal | Summer | B6 | 300 | 1305 | 0 | 75.95 | 73.95 | 2 | 0
2020 | PJM_ROR_2_MISO_MI | PJM_ROR | MISO_MI | Internal | Summer | B7 | 400 | 1305 | 0 | 67.36 | 65.36 | 2 | 0
2020 | PJM_ROR_2_MISO_MI | PJM_ROR | MISO_MI | Internal | Summer | B8 | 500 | 1305 | 0 | 64.14 | 62.14 | 2 | 0
2020 | PJM_ROR_2_MISO_MI | PJM_ROR | MISO_MI | Internal | Summer | B9 | 800 | 1305 | 0 | 62.15 | 60.16 | 2 | 0
2020 | PJM_ROR_2_MISO_MI | PJM_ROR | MISO_MI | Internal | Summer | B10 | 1262 | 1305 | 0 | 61.01 | 59.01 | 2 | 0
2020 | PJM_ROR_2_MISO_MI | PJM_ROR | MISO_MI | Internal | Winter | B16 | 25 | 1305 | 0 | 81.44 | 79.12 | 2 | 0
2020 | PJM_ROR_2_MISO_MI | PJM_ROR | MISO_MI | Internal | Winter | B17 | 100 | 1305 | 0 | 75.57 | 70.15 | 2 | 0
2020 | PJM_ROR_2_MISO_MI | PJM_ROR | MISO_MI | Internal | Winter | B18 | 400 | 1305 | 0 | 69.13 | 67.13 | 2 | 0
2020 | PJM_ROR_2_MISO_MI | PJM_ROR | MISO_MI | Internal | Winter | B19 | 700 | 1305 | 0 | 67.36 | 64.6 | 2 | 0
2020 | PJM_ROR_2_MISO_MI | PJM_ROR | MISO_MI | Internal | Winter | B20 | 935 | 1305 | 0 | 62.23 | 60.23 | 2 | 0
2020 | PJM_ROR_2_MISO_MO-IL | PJM_ROR | MISO_MO-IL | Internal | Shoulder | B11 | 25 | 1111 | 0 | 76.75 | 74.75 | 2 | 0
2020 | PJM_ROR_2_MISO_MO-IL | PJM_ROR | MISO_MO-IL | Internal | Shoulder | B12 | 200 | 1111 | 0 | 69.59 | 67.59 | 2 | 0
2020 | PJM_ROR_2_MISO_MO-IL | PJM_ROR | MISO_MO-IL | Internal | Shoulder | B13 | 600 | 1111 | 0 | 65.68 | 63.13 | 2 | 0
2020 | PJM_ROR_2_MISO_MO-IL | PJM_ROR | MISO_MO-IL | Internal | Shoulder | B14 | 900 | 1111 | 0 | 64.79 | 61.66 | 2 | 0
2020 | PJM_ROR_2_MISO_MO-IL | PJM_ROR | MISO_MO-IL | Internal | Shoulder | B15 | 1203 | 1111 | 0 | 61.3 | 58.75 | 2 | 0
2020 | PJM_ROR_2_MISO_MO-IL | PJM_ROR | MISO_MO-IL | Internal | Summer | B1 | 10 | 1111 | 0 | 103.84 | 101.84 | 2 | 0
2020 | PJM_ROR_2_MISO_MO-IL | PJM_ROR | MISO_MO-IL | Internal | Summer | B2 | 25 | 1111 | 0 | 101.15 | 100.48 | 2 | 0
2020 | PJM_ROR_2_MISO_MO-IL | PJM_ROR | MISO_MO-IL | Internal | Summer | B3 | 75 | 1111 | 0 | 101.15 | 99.87 | 2 | 0
2020 | PJM_ROR_2_MISO_MO-IL | PJM_ROR | MISO_MO-IL | Internal | Summer | B4 | 100 | 1111 | 0 | 95.28 | 93.28 | 2 | 0
2020 | PJM_ROR_2_MISO_MO-IL | PJM_ROR | MISO_MO-IL | Internal | Summer | B5 | 200 | 1111 | 0 | 88.83 | 86.83 | 2 | 0
2020 | PJM_ROR_2_MISO_MO-IL | PJM_ROR | MISO_MO-IL | Internal | Summer | B6 | 300 | 1111 | 0 | 75.95 | 73.95 | 2 | 0
2020 | PJM_ROR_2_MISO_MO-IL | PJM_ROR | MISO_MO-IL | Internal | Summer | B7 | 400 | 1111 | 0 | 67.36 | 64.69 | 2 | 0
2020 | PJM_ROR_2_MISO_MO-IL | PJM_ROR | MISO_MO-IL | Internal | Summer | B8 | 500 | 1111 | 0 | 64.14 | 61.41 | 2 | 0
2020 | PJM_ROR_2_MISO_MO-IL | PJM_ROR | MISO_MO-IL | Internal | Summer | B9 | 800 | 1111 | 0 | 62.15 | 60.15 | 2 | 0
2020 | PJM_ROR_2_MISO_MO-IL | PJM_ROR | MISO_MO-IL | Internal | Summer | B10 | 1262 | 1111 | 0 | 61.01 | 57.82 | 2 | 0
2020 | PJM_ROR_2_MISO_MO-IL | PJM_ROR | MISO_MO-IL | Internal | Winter | B16 | 25 | 1111 | 0 | 81.44 | 79.09 | 2 | 0
2020 | PJM_ROR_2_MISO_MO-IL | PJM_ROR | MISO_MO-IL | Internal | Winter | B17 | 100 | 1111 | 0 | 75.57 | 68.65 | 2 | 0
2020 | PJM_ROR_2_MISO_MO-IL | PJM_ROR | MISO_MO-IL | Internal | Winter | B18 | 400 | 1111 | 0 | 69.13 | 67.13 | 2 | 0
2020 | PJM_ROR_2_MISO_MO-IL | PJM_ROR | MISO_MO-IL | Internal | Winter | B19 | 700 | 1111 | 0 | 67.36 | 64.17 | 2 | 0
2020 | PJM_ROR_2_MISO_MO-IL | PJM_ROR | MISO_MO-IL | Internal | Winter | B20 | 935 | 1111 | 0 | 62.23 | 60.23 | 2 | 0
2020 | PJM_ROR_2_MISO_W | PJM_ROR | MISO_W | Internal | Shoulder | B11 | 25 | 709 | 0 | 76.75 | 65.38 | 2 | 0
2020 | PJM_ROR_2_MISO_W | PJM_ROR | MISO_W | Internal | Shoulder | B12 | 200 | 709 | 0 | 69.59 | 62.18 | 2 | 0
2020 | PJM_ROR_2_MISO_W | PJM_ROR | MISO_W | Internal | Shoulder | B13 | 600 | 709 | 0 | 65.68 | 60.18 | 2 | 0
2020 | PJM_ROR_2_MISO_W | PJM_ROR | MISO_W | Internal | Shoulder | B14 | 900 | 709 | 0 | 64.79 | 55.62 | 2 | 0
2020 | PJM_ROR_2_MISO_W | PJM_ROR | MISO_W | Internal | Shoulder | B15 | 1203 | 709 | 0 | 61.3 | 49.98 | 2 | 0
2020 | PJM_ROR_2_MISO_W | PJM_ROR | MISO_W | Internal | Summer | B1 | 10 | 709 | 0 | 103.84 | 101.83 | 2 | 0
2020 | PJM_ROR_2_MISO_W | PJM_ROR | MISO_W | Internal | Summer | B2 | 25 | 709 | 0 | 101.15 | 96.9 | 2 | 0
2020 | PJM_ROR_2_MISO_W | PJM_ROR | MISO_W | Internal | Summer | B3 | 75 | 709 | 0 | 101.15 | 99.86 | 2 | 0
2020 | PJM_ROR_2_MISO_W | PJM_ROR | MISO_W | Internal | Summer | B4 | 100 | 709 | 0 | 95.28 | 93.25 | 2 | 0
2020 | PJM_ROR_2_MISO_W | PJM_ROR | MISO_W | Internal | Summer | B5 | 200 | 709 | 0 | 88.83 | 86.82 | 2 | 0
2020 | PJM_ROR_2_MISO_W | PJM_ROR | MISO_W | Internal | Summer | B6 | 300 | 709 | 0 | 75.95 | 70.62 | 2 | 0
2020 | PJM_ROR_2_MISO_W | PJM_ROR | MISO_W | Internal | Summer | B7 | 400 | 709 | 0 | 67.36 | 63.03 | 2 | 0
2020 | PJM_ROR_2_MISO_W | PJM_ROR | MISO_W | Internal | Summer | B8 | 500 | 709 | 0 | 64.14 | 60.41 | 2 | 0
2020 | PJM_ROR_2_MISO_W | PJM_ROR | MISO_W | Internal | Summer | B9 | 800 | 709 | 0 | 62.15 | 58.39 | 2 | 0
2020 | PJM_ROR_2_MISO_W | PJM_ROR | MISO_W | Internal | Summer | B10 | 1262 | 709 | 0 | 61.01 | 54.68 | 2 | 0
2020 | PJM_ROR_2_MISO_W | PJM_ROR | MISO_W | Internal | Winter | B16 | 25 | 709 | 0 | 81.44 | 57.39 | 2 | 0
2020 | PJM_ROR_2_MISO_W | PJM_ROR | MISO_W | Internal | Winter | B17 | 100 | 709 | 0 | 75.57 | 56.65 | 2 | 0
2020 | PJM_ROR_2_MISO_W | PJM_ROR | MISO_W | Internal | Winter | B18 | 400 | 709 | 0 | 69.13 | 59.67 | 2 | 0
2020 | PJM_ROR_2_MISO_W | PJM_ROR | MISO_W | Internal | Winter | B19 | 700 | 709 | 0 | 67.36 | 59.67 | 2 | 0
2020 | PJM_ROR_2_MISO_W | PJM_ROR | MISO_W | Internal | Winter | B20 | 935 | 709 | 0 | 62.23 | 52.32 | 2 | 0
2020 | PJM_ROR_2_MISO_WUMS | PJM_ROR | MISO_WUMS | Internal | Shoulder | B11 | 25 | 1467 | 0 | 76.75 | 66.68 | 2 | 0
2020 | PJM_ROR_2_MISO_WUMS | PJM_ROR | MISO_WUMS | Internal | Shoulder | B12 | 200 | 1467 | 0 | 69.59 | 66.68 | 2 | 0
2020 | PJM_ROR_2_MISO_WUMS | PJM_ROR | MISO_WUMS | Internal | Shoulder | B13 | 600 | 1467 | 0 | 65.68 | 63.66 | 2 | 0
2020 | PJM_ROR_2_MISO_WUMS | PJM_ROR | MISO_WUMS | Internal | Shoulder | B14 | 900 | 1467 | 0 | 64.79 | 62.12 | 2 | 0
2020 | PJM_ROR_2_MISO_WUMS | PJM_ROR | MISO_WUMS | Internal | Shoulder | B15 | 1203 | 1467 | 0 | 61.3 | 58.74 | 2 | 0
2020 | PJM_ROR_2_MISO_WUMS | PJM_ROR | MISO_WUMS | Internal | Summer | B1 | 10 | 1467 | 0 | 103.84 | 101.84 | 2 | 0
2020 | PJM_ROR_2_MISO_WUMS | PJM_ROR | MISO_WUMS | Internal | Summer | B2 | 25 | 1467 | 0 | 101.15 | 99.15 | 2 | 0
2020 | PJM_ROR_2_MISO_WUMS | PJM_ROR | MISO_WUMS | Internal | Summer | B3 | 75 | 1467 | 0 | 101.15 | 99.85 | 2 | 0
2020 | PJM_ROR_2_MISO_WUMS | PJM_ROR | MISO_WUMS | Internal | Summer | B4 | 100 | 1467 | 0 | 95.28 | 93.27 | 2 | 0
2020 | PJM_ROR_2_MISO_WUMS | PJM_ROR | MISO_WUMS | Internal | Summer | B5 | 200 | 1467 | 0 | 88.83 | 86.82 | 2 | 0
2020 | PJM_ROR_2_MISO_WUMS | PJM_ROR | MISO_WUMS | Internal | Summer | B6 | 300 | 1467 | 0 | 75.95 | 70.63 | 2 | 0
2020 | PJM_ROR_2_MISO_WUMS | PJM_ROR | MISO_WUMS | Internal | Summer | B7 | 400 | 1467 | 0 | 67.36 | 63.05 | 2 | 0
2020 | PJM_ROR_2_MISO_WUMS | PJM_ROR | MISO_WUMS | Internal | Summer | B8 | 500 | 1467 | 0 | 64.14 | 60.81 | 2 | 0
2020 | PJM_ROR_2_MISO_WUMS | PJM_ROR | MISO_WUMS | Internal | Summer | B9 | 800 | 1467 | 0 | 62.15 | 60.15 | 2 | 0
2020 | PJM_ROR_2_MISO_WUMS | PJM_ROR | MISO_WUMS | Internal | Summer | B10 | 1262 | 1467 | 0 | 61.01 | 54.94 | 2 | 0
2020 | PJM_ROR_2_MISO_WUMS | PJM_ROR | MISO_WUMS | Internal | Winter | B16 | 25 | 1467 | 0 | 81.44 | 70.63 | 2 | 0
2020 | PJM_ROR_2_MISO_WUMS | PJM_ROR | MISO_WUMS | Internal | Winter | B17 | 100 | 1467 | 0 | 75.57 | 70.14 | 2 | 0
2020 | PJM_ROR_2_MISO_WUMS | PJM_ROR | MISO_WUMS | Internal | Winter | B18 | 400 | 1467 | 0 | 69.13 | 67.12 | 2 | 0
2020 | PJM_ROR_2_MISO_WUMS | PJM_ROR | MISO_WUMS | Internal | Winter | B19 | 700 | 1467 | 0 | 67.36 | 64.59 | 2 | 0
2020 | PJM_ROR_2_MISO_WUMS | PJM_ROR | MISO_WUMS | Internal | Winter | B20 | 935 | 1467 | 0 | 62.23 | 60.23 | 2 | 0
2020 | PJM_ROR_2_PJM_ROM | PJM_ROR | PJM_ROM | Internal | Shoulder | B11 | 25 | 8000 | 538.58 | 76.75 | 76.76 | 0.01 | 0
2020 | PJM_ROR_2_PJM_ROM | PJM_ROR | PJM_ROM | Internal | Shoulder | B12 | 200 | 8000 | 3909.53 | 69.59 | 69.6 | 0.01 | 0
2020 | PJM_ROR_2_PJM_ROM | PJM_ROR | PJM_ROM | Internal | Shoulder | B13 | 600 | 8000 | 5402.73 | 65.68 | 65.69 | 0.01 | 0
2020 | PJM_ROR_2_PJM_ROM | PJM_ROR | PJM_ROM | Internal | Shoulder | B14 | 900 | 8000 | 4776.24 | 64.79 | 64.8 | 0.01 | 0
2020 | PJM_ROR_2_PJM_ROM | PJM_ROR | PJM_ROM | Internal | Shoulder | B15 | 1203 | 8000 | 6648.82 | 61.3 | 61.31 | 0.01 | 0
2020 | PJM_ROR_2_PJM_ROM | PJM_ROR | PJM_ROM | Internal | Summer | B1 | 10 | 8000 | 3816.42 | 103.84 | 103.85 | 0.01 | 0
2020 | PJM_ROR_2_PJM_ROM | PJM_ROR | PJM_ROM | Internal | Summer | B2 | 25 | 8000 | 3146.66 | 101.15 | 101.16 | 0.01 | 0
2020 | PJM_ROR_2_PJM_ROM | PJM_ROR | PJM_ROM | Internal | Summer | B3 | 75 | 8000 | 0 | 101.15 | 101.14 | 0.01 | 0
2020 | PJM_ROR_2_PJM_ROM | PJM_ROR | PJM_ROM | Internal | Summer | B4 | 100 | 8000 | 0 | 95.28 | 95.27 | 0.01 | 0
2020 | PJM_ROR_2_PJM_ROM | PJM_ROR | PJM_ROM | Internal | Summer | B5 | 200 | 8000 | 2880.8 | 88.83 | 88.84 | 0.01 | 0
2020 | PJM_ROR_2_PJM_ROM | PJM_ROR | PJM_ROM | Internal | Summer | B6 | 300 | 8000 | 2380.12 | 75.95 | 75.96 | 0.01 | 0
2020 | PJM_ROR_2_PJM_ROM | PJM_ROR | PJM_ROM | Internal | Summer | B7 | 400 | 8000 | 4898.24 | 67.36 | 67.37 | 0.01 | 0
2020 | PJM_ROR_2_PJM_ROM | PJM_ROR | PJM_ROM | Internal | Summer | B8 | 500 | 8000 | 5872.81 | 64.14 | 64.16 | 0.01 | 0
2020 | PJM_ROR_2_PJM_ROM | PJM_ROR | PJM_ROM | Internal | Summer | B9 | 800 | 8000 | 5930.54 | 62.15 | 62.16 | 0.01 | 0
2020 | PJM_ROR_2_PJM_ROM | PJM_ROR | PJM_ROM | Internal | Summer | B10 | 1262 | 8000 | 6040.11 | 61.01 | 61.02 | 0.01 | 0
2020 | PJM_ROR_2_PJM_ROM | PJM_ROR | PJM_ROM | Internal | Winter | B16 | 25 | 8000 | 4774.5 | 81.44 | 81.45 | 0.01 | 0
2020 | PJM_ROR_2_PJM_ROM | PJM_ROR | PJM_ROM | Internal | Winter | B17 | 100 | 8000 | 4574.45 | 75.57 | 75.58 | 0.01 | 0
2020 | PJM_ROR_2_PJM_ROM | PJM_ROR | PJM_ROM | Internal | Winter | B18 | 400 | 8000 | 8000 | 69.13 | 69.9 | 0.01 | 0.75
2020 | PJM_ROR_2_PJM_ROM | PJM_ROR | PJM_ROM | Internal | Winter | B19 | 700 | 8000 | 8000 | 67.36 | 69.56 | 0.01 | 2.19
2020 | PJM_ROR_2_PJM_ROM | PJM_ROR | PJM_ROM | Internal | Winter | B20 | 935 | 8000 | 7523.47 | 62.23 | 62.24 | 0.01 | 0
2020 | PJM_ROR_2_TVA_Transmission | PJM_ROR | TVA_Transmission | Internal | Shoulder | B11 | 25 | 2500 | 576.31 | 76.75 | 82.75 | 6 | 0
2020 | PJM_ROR_2_TVA_Transmission | PJM_ROR | TVA_Transmission | Internal | Shoulder | B12 | 200 | 2500 | 0 | 69.59 | 71.29 | 6 | 0
2020 | PJM_ROR_2_TVA_Transmission | PJM_ROR | TVA_Transmission | Internal | Shoulder | B13 | 600 | 2500 | 0 | 65.68 | 68.82 | 6 | 0
2020 | PJM_ROR_2_TVA_Transmission | PJM_ROR | TVA_Transmission | Internal | Shoulder | B14 | 900 | 2500 | 0 | 64.79 | 68.09 | 6 | 0
2020 | PJM_ROR_2_TVA_Transmission | PJM_ROR | TVA_Transmission | Internal | Shoulder | B15 | 1203 | 2500 | 0 | 61.3 | 66.75 | 6 | 0
2020 | PJM_ROR_2_TVA_Transmission | PJM_ROR | TVA_Transmission | Internal | Summer | B1 | 10 | 2500 | 2421.35 | 103.84 | 109.84 | 6 | 0
2020 | PJM_ROR_2_TVA_Transmission | PJM_ROR | TVA_Transmission | Internal | Summer | B2 | 25 | 2500 | 2396.18 | 101.15 | 107.15 | 6 | 0
2020 | PJM_ROR_2_TVA_Transmission | PJM_ROR | TVA_Transmission | Internal | Summer | B3 | 75 | 2500 | 872.21 | 101.15 | 107.15 | 6 | 0
2020 | PJM_ROR_2_TVA_Transmission | PJM_ROR | TVA_Transmission | Internal | Summer | B4 | 100 | 2500 | 161.69 | 95.28 | 101.28 | 6 | 0
2020 | PJM_ROR_2_TVA_Transmission | PJM_ROR | TVA_Transmission | Internal | Summer | B5 | 200 | 2500 | 288.91 | 88.83 | 94.83 | 6 | 0
2020 | PJM_ROR_2_TVA_Transmission | PJM_ROR | TVA_Transmission | Internal | Summer | B6 | 300 | 2500 | 0 | 75.95 | 81.63 | 6 | 0
2020 | PJM_ROR_2_TVA_Transmission | PJM_ROR | TVA_Transmission | Internal | Summer | B7 | 400 | 2500 | 0 | 67.36 | 72.69 | 6 | 0
2020 | PJM_ROR_2_TVA_Transmission | PJM_ROR | TVA_Transmission | Internal | Summer | B8 | 500 | 2500 | 0 | 64.14 | 67.81 | 6 | 0
2020 | PJM_ROR_2_TVA_Transmission | PJM_ROR | TVA_Transmission | Internal | Summer | B9 | 800 | 2500 | 0 | 62.15 | 66.63 | 6 | 0
2020 | PJM_ROR_2_TVA_Transmission | PJM_ROR | TVA_Transmission | Internal | Summer | B10 | 1262 | 2500 | 0 | 61.01 | 64.47 | 6 | 0
2020 | PJM_ROR_2_TVA_Transmission | PJM_ROR | TVA_Transmission | Internal | Winter | B16 | 25 | 2500 | 0 | 81.44 | 86.69 | 6 | 0
2020 | PJM_ROR_2_TVA_Transmission | PJM_ROR | TVA_Transmission | Internal | Winter | B17 | 100 | 2500 | 0 | 75.57 | 74.73 | 6 | 0
2020 | PJM_ROR_2_TVA_Transmission | PJM_ROR | TVA_Transmission | Internal | Winter | B18 | 400 | 2500 | 0 | 69.13 | 71.82 | 6 | 0
2020 | PJM_ROR_2_TVA_Transmission | PJM_ROR | TVA_Transmission | Internal | Winter | B19 | 700 | 2500 | 0 | 67.36 | 70.61 | 6 | 0
2020 | PJM_ROR_2_TVA_Transmission | PJM_ROR | TVA_Transmission | Internal | Winter | B20 | 935 | 2500 | 83.09 | 62.23 | 68.23 | 6 | 0
2020 | PJM_ROR_2_VACAR | PJM_ROR | VACAR | Internal | Shoulder | B11 | 25 | 3000 | 3000 | 76.75 | 84.75 | 6 | 2
2020 | PJM_ROR_2_VACAR | PJM_ROR | VACAR | Internal | Shoulder | B12 | 200 | 3000 | 140.07 | 69.59 | 75.59 | 6 | 0
2020 | PJM_ROR_2_VACAR | PJM_ROR | VACAR | Internal | Shoulder | B13 | 600 | 3000 | 951.38 | 65.68 | 71.68 | 6 | 0
2020 | PJM_ROR_2_VACAR | PJM_ROR | VACAR | Internal | Shoulder | B14 | 900 | 3000 | 2234.16 | 64.79 | 70.79 | 6 | 0
2020 | PJM_ROR_2_VACAR | PJM_ROR | VACAR | Internal | Shoulder | B15 | 1203 | 3000 | 243.18 | 61.3 | 67.3 | 6 | 0
2020 | PJM_ROR_2_VACAR | PJM_ROR | VACAR | Internal | Summer | B1 | 10 | 3000 | 3000 | 103.84 | 112.79 | 6 | 2.95
2020 | PJM_ROR_2_VACAR | PJM_ROR | VACAR | Internal | Summer | B2 | 25 | 3000 | 3000 | 101.15 | 112.79 | 6 | 5.65
2020 | PJM_ROR_2_VACAR | PJM_ROR | VACAR | Internal | Summer | B3 | 75 | 3000 | 3000 | 101.15 | 112.79 | 6 | 5.65
2020 | PJM_ROR_2_VACAR | PJM_ROR | VACAR | Internal | Summer | B4 | 100 | 3000 | 3000 | 95.28 | 102.92 | 6 | 1.64
2020 | PJM_ROR_2_VACAR | PJM_ROR | VACAR | Internal | Summer | B5 | 200 | 3000 | 3000 | 88.83 | 96.83 | 6 | 2
2020 | PJM_ROR_2_VACAR | PJM_ROR | VACAR | Internal | Summer | B6 | 300 | 3000 | 3000 | 75.95 | 83.52 | 6 | 1.57
2020 | PJM_ROR_2_VACAR | PJM_ROR | VACAR | Internal | Summer | B7 | 400 | 3000 | 3000 | 67.36 | 74.69 | 6 | 1.34
2020 | PJM_ROR_2_VACAR | PJM_ROR | VACAR | Internal | Summer | B8 | 500 | 3000 | 3000 | 64.14 | 70.25 | 6 | 0.11
2020 | PJM_ROR_2_VACAR | PJM_ROR | VACAR | Internal | Summer | B9 | 800 | 3000 | 3000 | 62.15 | 68.86 | 6 | 0.72
2020 | PJM_ROR_2_VACAR | PJM_ROR | VACAR | Internal | Summer | B10 | 1262 | 3000 | 0 | 61.01 | 65.91 | 6 | 0
2020 | PJM_ROR_2_VACAR | PJM_ROR | VACAR | Internal | Winter | B16 | 25 | 3000 | 3000 | 81.44 | 95.69 | 6 | 8.25
2020 | PJM_ROR_2_VACAR | PJM_ROR | VACAR | Internal | Winter | B17 | 100 | 3000 | 1934.89 | 75.57 | 81.57 | 6 | 0
2020 | PJM_ROR_2_VACAR | PJM_ROR | VACAR | Internal | Winter | B18 | 400 | 3000 | 2092.93 | 69.13 | 75.13 | 6 | 0
2020 | PJM_ROR_2_VACAR | PJM_ROR | VACAR | Internal | Winter | B19 | 700 | 3000 | 2543.46 | 67.36 | 73.36 | 6 | 0
2020 | PJM_ROR_2_VACAR | PJM_ROR | VACAR | Internal | Winter | B20 | 935 | 3000 | 2667.45 | 62.23 | 68.23 | 6 | 0
2020 | PJM_ROM_2_NYISO_A-F | PJM_ROM | NYISO_A-F | Internal | Shoulder | B11 | 25 | 2000 | 0 | 76.76 | 64.03 | 6 | 0
2020 | PJM_ROM_2_NYISO_A-F | PJM_ROM | NYISO_A-F | Internal | Shoulder | B12 | 200 | 2000 | 0 | 69.6 | 61.66 | 6 | 0
2020 | PJM_ROM_2_NYISO_A-F | PJM_ROM | NYISO_A-F | Internal | Shoulder | B13 | 600 | 2000 | 0 | 65.69 | 61.03 | 6 | 0
2020 | PJM_ROM_2_NYISO_A-F | PJM_ROM | NYISO_A-F | Internal | Shoulder | B14 | 900 | 2000 | 0 | 64.8 | 61.03 | 6 | 0
2020 | PJM_ROM_2_NYISO_A-F | PJM_ROM | NYISO_A-F | Internal | Shoulder | B15 | 1203 | 2000 | 0 | 61.31 | 61.03 | 6 | 0
2020 | PJM_ROM_2_NYISO_A-F | PJM_ROM | NYISO_A-F | Internal | Summer | B1 | 10 | 2000 | 0 | 103.85 | 89.86 | 6 | 0
2020 | PJM_ROM_2_NYISO_A-F | PJM_ROM | NYISO_A-F | Internal | Summer | B2 | 25 | 2000 | 0 | 101.16 | 89.86 | 6 | 0
2020 | PJM_ROM_2_NYISO_A-F | PJM_ROM | NYISO_A-F | Internal | Summer | B3 | 75 | 2000 | 0 | 101.14 | 80.66 | 6 | 0
2020 | PJM_ROM_2_NYISO_A-F | PJM_ROM | NYISO_A-F | Internal | Summer | B4 | 100 | 2000 | 0 | 95.27 | 80.66 | 6 | 0
2020 | PJM_ROM_2_NYISO_A-F | PJM_ROM | NYISO_A-F | Internal | Summer | B5 | 200 | 2000 | 0 | 88.84 | 62.77 | 6 | 0
2020 | PJM_ROM_2_NYISO_A-F | PJM_ROM | NYISO_A-F | Internal | Summer | B6 | 300 | 2000 | 0 | 75.96 | 62.77 | 6 | 0
2020 | PJM_ROM_2_NYISO_A-F | PJM_ROM | NYISO_A-F | Internal | Summer | B7 | 400 | 2000 | 0 | 67.37 | 61.61 | 6 | 0
2020 | PJM_ROM_2_NYISO_A-F | PJM_ROM | NYISO_A-F | Internal | Summer | B8 | 500 | 2000 | 0 | 64.16 | 60.03 | 6 | 0
2020 | PJM_ROM_2_NYISO_A-F | PJM_ROM | NYISO_A-F | Internal | Summer | B9 | 800 | 2000 | 0 | 62.16 | 58.71 | 6 | 0
2020 | PJM_ROM_2_NYISO_A-F | PJM_ROM | NYISO_A-F | Internal | Summer | B10 | 1262 | 2000 | 0 | 61.02 | 58.71 | 6 | 0
2020 | PJM_ROM_2_NYISO_A-F | PJM_ROM | NYISO_A-F | Internal | Winter | B16 | 25 | 2000 | 0 | 81.45 | 66.42 | 6 | 0
2020 | PJM_ROM_2_NYISO_A-F | PJM_ROM | NYISO_A-F | Internal | Winter | B17 | 100 | 2000 | 0 | 75.58 | 66.42 | 6 | 0
2020 | PJM_ROM_2_NYISO_A-F | PJM_ROM | NYISO_A-F | Internal | Winter | B18 | 400 | 2000 | 0 | 69.9 | 62.92 | 6 | 0
2020 | PJM_ROM_2_NYISO_A-F | PJM_ROM | NYISO_A-F | Internal | Winter | B19 | 700 | 2000 | 0 | 69.56 | 62.92 | 6 | 0
2020 | PJM_ROM_2_NYISO_A-F | PJM_ROM | NYISO_A-F | Internal | Winter | B20 | 935 | 2000 | 0 | 62.24 | 62.92 | 6 | 0
2020 | PJM_ROM_2_PJM_E | PJM_ROM | PJM_E | Internal | Shoulder | B11 | 25 | 8000 | 0 | 76.76 | 76.75 | 0.01 | 0
2020 | PJM_ROM_2_PJM_E | PJM_ROM | PJM_E | Internal | Shoulder | B12 | 200 | 8000 | 0 | 69.6 | 69.59 | 0.01 | 0
2020 | PJM_ROM_2_PJM_E | PJM_ROM | PJM_E | Internal | Shoulder | B13 | 600 | 8000 | 0 | 65.69 | 65.68 | 0.01 | 0
2020 | PJM_ROM_2_PJM_E | PJM_ROM | PJM_E | Internal | Shoulder | B14 | 900 | 8000 | 0 | 64.8 | 64.79 | 0.01 | 0
2020 | PJM_ROM_2_PJM_E | PJM_ROM | PJM_E | Internal | Shoulder | B15 | 1203 | 8000 | 0 | 61.31 | 61.3 | 0.01 | 0
2020 | PJM_ROM_2_PJM_E | PJM_ROM | PJM_E | Internal | Summer | B1 | 10 | 8000 | 370.38 | 103.85 | 103.86 | 0.01 | 0
2020 | PJM_ROM_2_PJM_E | PJM_ROM | PJM_E | Internal | Summer | B2 | 25 | 8000 | 0 | 101.16 | 101.15 | 0.01 | 0
2020 | PJM_ROM_2_PJM_E | PJM_ROM | PJM_E | Internal | Summer | B3 | 75 | 8000 | 0 | 101.14 | 101.12 | 0.01 | 0
2020 | PJM_ROM_2_PJM_E | PJM_ROM | PJM_E | Internal | Summer | B4 | 100 | 8000 | 0 | 95.27 | 95.25 | 0.01 | 0
2020 | PJM_ROM_2_PJM_E | PJM_ROM | PJM_E | Internal | Summer | B5 | 200 | 8000 | 0 | 88.84 | 88.83 | 0.01 | 0
2020 | PJM_ROM_2_PJM_E | PJM_ROM | PJM_E | Internal | Summer | B6 | 300 | 8000 | 0 | 75.96 | 75.95 | 0.01 | 0
2020 | PJM_ROM_2_PJM_E | PJM_ROM | PJM_E | Internal | Summer | B7 | 400 | 8000 | 0 | 67.37 | 67.36 | 0.01 | 0
2020 | PJM_ROM_2_PJM_E | PJM_ROM | PJM_E | Internal | Summer | B8 | 500 | 8000 | 0 | 64.16 | 64.14 | 0.01 | 0
2020 | PJM_ROM_2_PJM_E | PJM_ROM | PJM_E | Internal | Summer | B9 | 800 | 8000 | 0 | 62.16 | 62.15 | 0.01 | 0
2020 | PJM_ROM_2_PJM_E | PJM_ROM | PJM_E | Internal | Summer | B10 | 1262 | 8000 | 0 | 61.02 | 61.01 | 0.01 | 0
2020 | PJM_ROM_2_PJM_E | PJM_ROM | PJM_E | Internal | Winter | B16 | 25 | 8000 | 0 | 81.45 | 81.44 | 0.01 | 0
2020 | PJM_ROM_2_PJM_E | PJM_ROM | PJM_E | Internal | Winter | B17 | 100 | 8000 | 0 | 75.58 | 75.57 | 0.01 | 0
2020 | PJM_ROM_2_PJM_E | PJM_ROM | PJM_E | Internal | Winter | B18 | 400 | 8000 | 1033.77 | 69.9 | 69.91 | 0.01 | 0
2020 | PJM_ROM_2_PJM_E | PJM_ROM | PJM_E | Internal | Winter | B19 | 700 | 8000 | 1522.79 | 69.56 | 69.57 | 0.01 | 0
2020 | PJM_ROM_2_PJM_E | PJM_ROM | PJM_E | Internal | Winter | B20 | 935 | 8000 | 125 | 62.24 | 62.25 | 0.01 | 0
2020 | PJM_ROM_2_PJM_ROR | PJM_ROM | PJM_ROR | Internal | Shoulder | B11 | 25 | 8000 | 0 | 76.76 | 76.75 | 0.01 | 0
2020 | PJM_ROM_2_PJM_ROR | PJM_ROM | PJM_ROR | Internal | Shoulder | B12 | 200 | 8000 | 0 | 69.6 | 69.59 | 0.01 | 0
2020 | PJM_ROM_2_PJM_ROR | PJM_ROM | PJM_ROR | Internal | Shoulder | B13 | 600 | 8000 | 0 | 65.69 | 65.68 | 0.01 | 0
2020 | PJM_ROM_2_PJM_ROR | PJM_ROM | PJM_ROR | Internal | Shoulder | B14 | 900 | 8000 | 0 | 64.8 | 64.79 | 0.01 | 0
2020 | PJM_ROM_2_PJM_ROR | PJM_ROM | PJM_ROR | Internal | Shoulder | B15 | 1203 | 8000 | 0 | 61.31 | 61.3 | 0.01 | 0
2020 | PJM_ROM_2_PJM_ROR | PJM_ROM | PJM_ROR | Internal | Summer | B1 | 10 | 8000 | 0.01 | 103.85 | 103.84 | 0.01 | 0
2020 | PJM_ROM_2_PJM_ROR | PJM_ROM | PJM_ROR | Internal | Summer | B2 | 25 | 8000 | 0 | 101.16 | 101.15 | 0.01 | 0
2020 | PJM_ROM_2_PJM_ROR | PJM_ROM | PJM_ROR | Internal | Summer | B3 | 75 | 8000 | 1925.96 | 101.14 | 101.15 | 0.01 | 0
2020 | PJM_ROM_2_PJM_ROR | PJM_ROM | PJM_ROR | Internal | Summer | B4 | 100 | 8000 | 1059.13 | 95.27 | 95.28 | 0.01 | 0
2020 | PJM_ROM_2_PJM_ROR | PJM_ROM | PJM_ROR | Internal | Summer | B5 | 200 | 8000 | 0 | 88.84 | 88.83 | 0.01 | 0
2020 | PJM_ROM_2_PJM_ROR | PJM_ROM | PJM_ROR | Internal | Summer | B6 | 300 | 8000 | 0 | 75.96 | 75.95 | 0.01 | 0
2020 | PJM_ROM_2_PJM_ROR | PJM_ROM | PJM_ROR | Internal | Summer | B7 | 400 | 8000 | 0 | 67.37 | 67.36 | 0.01 | 0
2020 | PJM_ROM_2_PJM_ROR | PJM_ROM | PJM_ROR | Internal | Summer | B8 | 500 | 8000 | 0 | 64.16 | 64.14 | 0.01 | 0
2020 | PJM_ROM_2_PJM_ROR | PJM_ROM | PJM_ROR | Internal | Summer | B9 | 800 | 8000 | 0 | 62.16 | 62.15 | 0.01 | 0
2020 | PJM_ROM_2_PJM_ROR | PJM_ROM | PJM_ROR | Internal | Summer | B10 | 1262 | 8000 | 0 | 61.02 | 61.01 | 0.01 | 0
2020 | PJM_ROM_2_PJM_ROR | PJM_ROM | PJM_ROR | Internal | Winter | B16 | 25 | 8000 | 0 | 81.45 | 81.44 | 0.01 | 0
2020 | PJM_ROM_2_PJM_ROR | PJM_ROM | PJM_ROR | Internal | Winter | B17 | 100 | 8000 | 0 | 75.58 | 75.57 | 0.01 | 0
2020 | PJM_ROM_2_PJM_ROR | PJM_ROM | PJM_ROR | Internal | Winter | B18 | 400 | 8000 | 0 | 69.9 | 69.13 | 0.01 | 0
2020 | PJM_ROM_2_PJM_ROR | PJM_ROM | PJM_ROR | Internal | Winter | B19 | 700 | 8000 | 0 | 69.56 | 67.36 | 0.01 | 0
2020 | PJM_ROM_2_PJM_ROR | PJM_ROM | PJM_ROR | Internal | Winter | B20 | 935 | 8000 | 0 | 62.24 | 62.23 | 0.01 | 0
2020 | SOCO_2_ENT | SOCO | ENT | Internal | Shoulder | B11 | 25 | 2400 | 0 | 91.75 | 74.75 | 10 | 0
2020 | SOCO_2_ENT | SOCO | ENT | Internal | Shoulder | B12 | 200 | 2400 | 0 | 69.83 | 68.27 | 10 | 0
2020 | SOCO_2_ENT | SOCO | ENT | Internal | Shoulder | B13 | 600 | 2400 | 0 | 68.62 | 67.71 | 10 | 0
2020 | SOCO_2_ENT | SOCO | ENT | Internal | Shoulder | B14 | 900 | 2400 | 0 | 68.62 | 65.51 | 10 | 0
2020 | SOCO_2_ENT | SOCO | ENT | Internal | Shoulder | B15 | 1203 | 2400 | 0 | 67.38 | 65.51 | 10 | 0
2020 | SOCO_2_ENT | SOCO | ENT | Internal | Summer | B1 | 10 | 2400 | 0 | 112.12 | 104.12 | 10 | 0
2020 | SOCO_2_ENT | SOCO | ENT | Internal | Summer | B2 | 25 | 2400 | 0 | 109.92 | 101.92 | 10 | 0
2020 | SOCO_2_ENT | SOCO | ENT | Internal | Summer | B3 | 75 | 2400 | 0 | 109.92 | 101.92 | 10 | 0
2020 | SOCO_2_ENT | SOCO | ENT | Internal | Summer | B4 | 100 | 2400 | 0 | 109.92 | 98.27 | 10 | 0
2020 | SOCO_2_ENT | SOCO | ENT | Internal | Summer | B5 | 200 | 2400 | 0 | 103.83 | 94.24 | 10 | 0
2020 | SOCO_2_ENT | SOCO | ENT | Internal | Summer | B6 | 300 | 2400 | 0 | 90.52 | 73.95 | 10 | 0
2020 | SOCO_2_ENT | SOCO | ENT | Internal | Summer | B7 | 400 | 2400 | 0 | 81.69 | 70.26 | 10 | 0
2020 | SOCO_2_ENT | SOCO | ENT | Internal | Summer | B8 | 500 | 2400 | 0 | 74.9 | 66.9 | 10 | 0
2020 | SOCO_2_ENT | SOCO | ENT | Internal | Summer | B9 | 800 | 2400 | 0 | 68.51 | 66.41 | 10 | 0
2020 | SOCO_2_ENT | SOCO | ENT | Internal | Summer | B10 | 1262 | 2400 | 0 | 66.11 | 64.19 | 10 | 0
2020 | SOCO_2_ENT | SOCO | ENT | Internal | Winter | B16 | 25 | 2400 | 0 | 95.69 | 78.31 | 10 | 0
2020 | SOCO_2_ENT | SOCO | ENT | Internal | Winter | B17 | 100 | 2400 | 0 | 77 | 70.47 | 10 | 0
2020 | SOCO_2_ENT | SOCO | ENT | Internal | Winter | B18 | 400 | 2400 | 0 | 69.99 | 68.66 | 10 | 0
2020 | SOCO_2_ENT | SOCO | ENT | Internal | Winter | B19 | 700 | 2400 | 0 | 69.99 | 68.12 | 10 | 0
2020 | SOCO_2_ENT | SOCO | ENT | Internal | Winter | B20 | 935 | 2400 | 0 | 69.99 | 68.12 | 10 | 0
2020 | SOCO_2_FRCC | SOCO | FRCC | Internal | Shoulder | B11 | 25 | 3700 | 3700 | 91.75 | 113.28 | 10 | 11.53
2020 | SOCO_2_FRCC | SOCO | FRCC | Internal | Shoulder | B12 | 200 | 3700 | 0 | 69.83 | 75.45 | 10 | 0
2020 | SOCO_2_FRCC | SOCO | FRCC | Internal | Shoulder | B13 | 600 | 3700 | 0 | 68.62 | 75.45 | 10 | 0
2020 | SOCO_2_FRCC | SOCO | FRCC | Internal | Shoulder | B14 | 900 | 3700 | 0 | 68.62 | 72.31 | 10 | 0
2020 | SOCO_2_FRCC | SOCO | FRCC | Internal | Shoulder | B15 | 1203 | 3700 | 0 | 67.38 | 72.31 | 10 | 0
2020 | SOCO_2_FRCC | SOCO | FRCC | Internal | Summer | B1 | 10 | 3700 | 566.3 | 112.12 | 122.12 | 10 | 0
2020 | SOCO_2_FRCC | SOCO | FRCC | Internal | Summer | B2 | 25 | 3700 | 0 | 109.92 | 116.56 | 10 | 0
2020 | SOCO_2_FRCC | SOCO | FRCC | Internal | Summer | B3 | 75 | 3700 | 0 | 109.92 | 116.56 | 10 | 0
2020 | SOCO_2_FRCC | SOCO | FRCC | Internal | Summer | B4 | 100 | 3700 | 0 | 109.92 | 116.56 | 10 | 0
2020 | SOCO_2_FRCC | SOCO | FRCC | Internal | Summer | B5 | 200 | 3700 | 1449.77 | 103.83 | 113.83 | 10 | 0
2020 | SOCO_2_FRCC | SOCO | FRCC | Internal | Summer | B6 | 300 | 3700 | 1609.51 | 90.52 | 100.52 | 10 | 0
2020 | SOCO_2_FRCC | SOCO | FRCC | Internal | Summer | B7 | 400 | 3700 | 0 | 81.69 | 85.21 | 10 | 0
2020 | SOCO_2_FRCC | SOCO | FRCC | Internal | Summer | B8 | 500 | 3700 | 0 | 74.9 | 74.69 | 10 | 0
2020 | SOCO_2_FRCC | SOCO | FRCC | Internal | Summer | B9 | 800 | 3700 | 0 | 68.51 | 72.34 | 10 | 0
2020 | SOCO_2_FRCC | SOCO | FRCC | Internal | Summer | B10 | 1262 | 3700 | 0 | 66.11 | 71.58 | 10 | 0
2020 | SOCO_2_FRCC | SOCO | FRCC | Internal | Winter | B16 | 25 | 3700 | 1233.61 | 95.69 | 105.69 | 10 | 0
2020 | SOCO_2_FRCC | SOCO | FRCC | Internal | Winter | B17 | 100 | 3700 | 0 | 77 | 77.79 | 10 | 0
2020 | SOCO_2_FRCC | SOCO | FRCC | Internal | Winter | B18 | 400 | 3700 | 0 | 69.99 | 76.51 | 10 | 0
2020 | SOCO_2_FRCC | SOCO | FRCC | Internal | Winter | B19 | 700 | 3700 | 0 | 69.99 | 74.54 | 10 | 0
2020 | SOCO_2_FRCC | SOCO | FRCC | Internal | Winter | B20 | 935 | 3700 | 0 | 69.99 | 74.54 | 10 | 0
2020 | SOCO_2_TVA_Transmission | SOCO | TVA_Transmission | Internal | Shoulder | B11 | 25 | 2600 | 0 | 91.75 | 82.75 | 10 | 0
2020 | SOCO_2_TVA_Transmission | SOCO | TVA_Transmission | Internal | Shoulder | B12 | 200 | 2600 | 0 | 69.83 | 71.29 | 10 | 0
2020 | SOCO_2_TVA_Transmission | SOCO | TVA_Transmission | Internal | Shoulder | B13 | 600 | 2600 | 0 | 68.62 | 68.82 | 10 | 0
2020 | SOCO_2_TVA_Transmission | SOCO | TVA_Transmission | Internal | Shoulder | B14 | 900 | 2600 | 0 | 68.62 | 68.09 | 10 | 0
2020 | SOCO_2_TVA_Transmission | SOCO | TVA_Transmission | Internal | Shoulder | B15 | 1203 | 2600 | 0 | 67.38 | 66.75 | 10 | 0
2020 | SOCO_2_TVA_Transmission | SOCO | TVA_Transmission | Internal | Summer | B1 | 10 | 2600 | 0 | 112.12 | 109.84 | 10 | 0
2020 | SOCO_2_TVA_Transmission | SOCO | TVA_Transmission | Internal | Summer | B2 | 25 | 2600 | 0 | 109.92 | 107.15 | 10 | 0
2020 | SOCO_2_TVA_Transmission | SOCO | TVA_Transmission | Internal | Summer | B3 | 75 | 2600 | 0 | 109.92 | 107.15 | 10 | 0
2020 | SOCO_2_TVA_Transmission | SOCO | TVA_Transmission | Internal | Summer | B4 | 100 | 2600 | 0 | 109.92 | 101.28 | 10 | 0
2020 | SOCO_2_TVA_Transmission | SOCO | TVA_Transmission | Internal | Summer | B5 | 200 | 2600 | 0 | 103.83 | 94.83 | 10 | 0
2020 | SOCO_2_TVA_Transmission | SOCO | TVA_Transmission | Internal | Summer | B6 | 300 | 2600 | 0 | 90.52 | 81.63 | 10 | 0
2020 | SOCO_2_TVA_Transmission | SOCO | TVA_Transmission | Internal | Summer | B7 | 400 | 2600 | 0 | 81.69 | 72.69 | 10 | 0
2020 | SOCO_2_TVA_Transmission | SOCO | TVA_Transmission | Internal | Summer | B8 | 500 | 2600 | 0 | 74.9 | 67.81 | 10 | 0
2020 | SOCO_2_TVA_Transmission | SOCO | TVA_Transmission | Internal | Summer | B9 | 800 | 2600 | 0 | 68.51 | 66.63 | 10 | 0
2020 | SOCO_2_TVA_Transmission | SOCO | TVA_Transmission | Internal | Summer | B10 | 1262 | 2600 | 0 | 66.11 | 64.47 | 10 | 0
2020 | SOCO_2_TVA_Transmission | SOCO | TVA_Transmission | Internal | Winter | B16 | 25 | 2600 | 0 | 95.69 | 86.69 | 10 | 0
2020 | SOCO_2_TVA_Transmission | SOCO | TVA_Transmission | Internal | Winter | B17 | 100 | 2600 | 0 | 77 | 74.73 | 10 | 0
2020 | SOCO_2_TVA_Transmission | SOCO | TVA_Transmission | Internal | Winter | B18 | 400 | 2600 | 0 | 69.99 | 71.82 | 10 | 0
2020 | SOCO_2_TVA_Transmission | SOCO | TVA_Transmission | Internal | Winter | B19 | 700 | 2600 | 0 | 69.99 | 70.61 | 10 | 0
2020 | SOCO_2_TVA_Transmission | SOCO | TVA_Transmission | Internal | Winter | B20 | 935 | 2600 | 0 | 69.99 | 68.23 | 10 | 0
2020 | SOCO_2_VACAR | SOCO | VACAR | Internal | Shoulder | B11 | 25 | 2000 | 0 | 91.75 | 84.75 | 10 | 0
2020 | SOCO_2_VACAR | SOCO | VACAR | Internal | Shoulder | B12 | 200 | 2000 | 0 | 69.83 | 75.59 | 10 | 0
2020 | SOCO_2_VACAR | SOCO | VACAR | Internal | Shoulder | B13 | 600 | 2000 | 0 | 68.62 | 71.68 | 10 | 0
2020 | SOCO_2_VACAR | SOCO | VACAR | Internal | Shoulder | B14 | 900 | 2000 | 0 | 68.62 | 70.79 | 10 | 0
2020 | SOCO_2_VACAR | SOCO | VACAR | Internal | Shoulder | B15 | 1203 | 2000 | 0 | 67.38 | 67.3 | 10 | 0
2020 | SOCO_2_VACAR | SOCO | VACAR | Internal | Summer | B1 | 10 | 2000 | 0 | 112.12 | 112.79 | 10 | 0
2020 | SOCO_2_VACAR | SOCO | VACAR | Internal | Summer | B2 | 25 | 2000 | 0 | 109.92 | 112.79 | 10 | 0
2020 | SOCO_2_VACAR | SOCO | VACAR | Internal | Summer | B3 | 75 | 2000 | 0 | 109.92 | 112.79 | 10 | 0
2020 | SOCO_2_VACAR | SOCO | VACAR | Internal | Summer | B4 | 100 | 2000 | 0 | 109.92 | 102.92 | 10 | 0
2020 | SOCO_2_VACAR | SOCO | VACAR | Internal | Summer | B5 | 200 | 2000 | 0 | 103.83 | 96.83 | 10 | 0
2020 | SOCO_2_VACAR | SOCO | VACAR | Internal | Summer | B6 | 300 | 2000 | 0 | 90.52 | 83.52 | 10 | 0
2020 | SOCO_2_VACAR | SOCO | VACAR | Internal | Summer | B7 | 400 | 2000 | 0 | 81.69 | 74.69 | 10 | 0
2020 | SOCO_2_VACAR | SOCO | VACAR | Internal | Summer | B8 | 500 | 2000 | 0 | 74.9 | 70.25 | 10 | 0
2020 | SOCO_2_VACAR | SOCO | VACAR | Internal | Summer | B9 | 800 | 2000 | 0 | 68.51 | 68.86 | 10 | 0
2020 | SOCO_2_VACAR | SOCO | VACAR | Internal | Summer | B10 | 1262 | 2000 | 0 | 66.11 | 65.91 | 10 | 0
2020 | SOCO_2_VACAR | SOCO | VACAR | Internal | Winter | B16 | 25 | 2000 | 0 | 95.69 | 95.69 | 10 | 0
2020 | SOCO_2_VACAR | SOCO | VACAR | Internal | Winter | B17 | 100 | 2000 | 0 | 77 | 81.57 | 10 | 0
2020 | SOCO_2_VACAR | SOCO | VACAR | Internal | Winter | B18 | 400 | 2000 | 0 | 69.99 | 75.13 | 10 | 0
2020 | SOCO_2_VACAR | SOCO | VACAR | Internal | Winter | B19 | 700 | 2000 | 0 | 69.99 | 73.36 | 10 | 0
2020 | SOCO_2_VACAR | SOCO | VACAR | Internal | Winter | B20 | 935 | 2000 | 0 | 69.99 | 68.23 | 10 | 0
2020 | SPP_N_2_ENT | SPP_N | ENT | Internal | Shoulder | B11 | 25 | 1800 | 1800 | 68.55 | 74.75 | 5 | 1.2
2020 | SPP_N_2_ENT | SPP_N | ENT | Internal | Shoulder | B12 | 200 | 1800 | 0 | 63.65 | 68.27 | 5 | 0
2020 | SPP_N_2_ENT | SPP_N | ENT | Internal | Shoulder | B13 | 600 | 1800 | 1253.21 | 62.71 | 67.71 | 5 | 0
2020 | SPP_N_2_ENT | SPP_N | ENT | Internal | Shoulder | B14 | 900 | 1800 | 1800 | 57 | 65.51 | 5 | 3.51
2020 | SPP_N_2_ENT | SPP_N | ENT | Internal | Shoulder | B15 | 1203 | 1800 | 1800 | 56.98 | 65.51 | 5 | 3.53
2020 | SPP_N_2_ENT | SPP_N | ENT | Internal | Summer | B1 | 10 | 1800 | 1800 | 96.84 | 104.12 | 5 | 2.28
2020 | SPP_N_2_ENT | SPP_N | ENT | Internal | Summer | B2 | 25 | 1800 | 1201.04 | 96.92 | 101.92 | 5 | 0
2020 | SPP_N_2_ENT | SPP_N | ENT | Internal | Summer | B3 | 75 | 1800 | 0 | 99.87 | 101.92 | 5 | 0
2020 | SPP_N_2_ENT | SPP_N | ENT | Internal | Summer | B4 | 100 | 1800 | 958.5 | 93.27 | 98.27 | 5 | 0
2020 | SPP_N_2_ENT | SPP_N | ENT | Internal | Summer | B5 | 200 | 1800 | 1570.91 | 89.24 | 94.24 | 5 | 0
2020 | SPP_N_2_ENT | SPP_N | ENT | Internal | Summer | B6 | 300 | 1800 | 1105.53 | 68.95 | 73.95 | 5 | 0
2020 | SPP_N_2_ENT | SPP_N | ENT | Internal | Summer | B7 | 400 | 1800 | 452.88 | 65.26 | 70.26 | 5 | 0
2020 | SPP_N_2_ENT | SPP_N | ENT | Internal | Summer | B8 | 500 | 1800 | 0 | 64.08 | 66.9 | 5 | 0
2020 | SPP_N_2_ENT | SPP_N | ENT | Internal | Summer | B9 | 800 | 1800 | 0 | 62.71 | 66.41 | 5 | 0
2020 | SPP_N_2_ENT | SPP_N | ENT | Internal | Summer | B10 | 1262 | 1800 | 1800 | 59.18 | 64.19 | 5 | 0.01
2020 | SPP_N_2_ENT | SPP_N | ENT | Internal | Winter | B16 | 25 | 1800 | 1800 | 64.39 | 78.31 | 5 | 8.93
2020 | SPP_N_2_ENT | SPP_N | ENT | Internal | Winter | B17 | 100 | 1800 | 1800 | 63.65 | 70.47 | 5 | 1.82
2020 | SPP_N_2_ENT | SPP_N | ENT | Internal | Winter | B18 | 400 | 1800 | 1800 | 63.65 | 68.66 | 5 | 0.01
2020 | SPP_N_2_ENT | SPP_N | ENT | Internal | Winter | B19 | 700 | 1800 | 1800 | 61.41 | 68.12 | 5 | 1.71
2020 | SPP_N_2_ENT | SPP_N | ENT | Internal | Winter | B20 | 935 | 1800 | 1800 | 59.32 | 68.12 | 5 | 3.8
2020 | SPP_N_2_MISO_MO-IL | SPP_N | MISO_MO-IL | Internal | Shoulder | B11 | 25 | 2000 | 2000 | 68.55 | 74.75 | 5 | 1.2
2020 | SPP_N_2_MISO_MO-IL | SPP_N | MISO_MO-IL | Internal | Shoulder | B12 | 200 | 2000 | 0 | 63.65 | 67.59 | 5 | 0
2020 | SPP_N_2_MISO_MO-IL | SPP_N | MISO_MO-IL | Internal | Shoulder | B13 | 600 | 2000 | 0 | 62.71 | 63.13 | 5 | 0
2020 | SPP_N_2_MISO_MO-IL | SPP_N | MISO_MO-IL | Internal | Shoulder | B14 | 900 | 2000 | 0 | 57 | 61.66 | 5 | 0
2020 | SPP_N_2_MISO_MO-IL | SPP_N | MISO_MO-IL | Internal | Shoulder | B15 | 1203 | 2000 | 0 | 56.98 | 58.75 | 5 | 0
2020 | SPP_N_2_MISO_MO-IL | SPP_N | MISO_MO-IL | Internal | Summer | B1 | 10 | 2000 | 1494.25 | 96.84 | 101.84 | 5 | 0
2020 | SPP_N_2_MISO_MO-IL | SPP_N | MISO_MO-IL | Internal | Summer | B2 | 25 | 2000 | 0 | 96.92 | 100.48 | 5 | 0
2020 | SPP_N_2_MISO_MO-IL | SPP_N | MISO_MO-IL | Internal | Summer | B3 | 75 | 2000 | 0 | 99.87 | 99.87 | 5 | 0
2020 | SPP_N_2_MISO_MO-IL | SPP_N | MISO_MO-IL | Internal | Summer | B4 | 100 | 2000 | 0 | 93.27 | 93.28 | 5 | 0
2020 | SPP_N_2_MISO_MO-IL | SPP_N | MISO_MO-IL | Internal | Summer | B5 | 200 | 2000 | 0 | 89.24 | 86.83 | 5 | 0
2020 | SPP_N_2_MISO_MO-IL | SPP_N | MISO_MO-IL | Internal | Summer | B6 | 300 | 2000 | 117.94 | 68.95 | 73.95 | 5 | 0
2020 | SPP_N_2_MISO_MO-IL | SPP_N | MISO_MO-IL | Internal | Summer | B7 | 400 | 2000 | 0 | 65.26 | 64.69 | 5 | 0
2020 | SPP_N_2_MISO_MO-IL | SPP_N | MISO_MO-IL | Internal | Summer | B8 | 500 | 2000 | 0 | 64.08 | 61.41 | 5 | 0
2020 | SPP_N_2_MISO_MO-IL | SPP_N | MISO_MO-IL | Internal | Summer | B9 | 800 | 2000 | 0 | 62.71 | 60.15 | 5 | 0
2020 | SPP_N_2_MISO_MO-IL | SPP_N | MISO_MO-IL | Internal | Summer | B10 | 1262 | 2000 | 0 | 59.18 | 57.82 | 5 | 0
2020 | SPP_N_2_MISO_MO-IL | SPP_N | MISO_MO-IL | Internal | Winter | B16 | 25 | 2000 | 2000 | 64.39 | 79.09 | 5 | 9.71
2020 | SPP_N_2_MISO_MO-IL | SPP_N | MISO_MO-IL | Internal | Winter | B17 | 100 | 2000 | 1480.58 | 63.65 | 68.65 | 5 | 0
2020 | SPP_N_2_MISO_MO-IL | SPP_N | MISO_MO-IL | Internal | Winter | B18 | 400 | 2000 | 0 | 63.65 | 67.13 | 5 | 0
2020 | SPP_N_2_MISO_MO-IL | SPP_N | MISO_MO-IL | Internal | Winter | B19 | 700 | 2000 | 0 | 61.41 | 64.17 | 5 | 0
2020 | SPP_N_2_MISO_MO-IL | SPP_N | MISO_MO-IL | Internal | Winter | B20 | 935 | 2000 | 0 | 59.32 | 60.23 | 5 | 0
2020 | SPP_N_2_MISO_W | SPP_N | MISO_W | Internal | Shoulder | B11 | 25 | 750 | 0 | 68.55 | 65.38 | 5 | 0
2020 | SPP_N_2_MISO_W | SPP_N | MISO_W | Internal | Shoulder | B12 | 200 | 750 | 0 | 63.65 | 62.18 | 5 | 0
2020 | SPP_N_2_MISO_W | SPP_N | MISO_W | Internal | Shoulder | B13 | 600 | 750 | 0 | 62.71 | 60.18 | 5 | 0
2020 | SPP_N_2_MISO_W | SPP_N | MISO_W | Internal | Shoulder | B14 | 900 | 750 | 0 | 57 | 55.62 | 5 | 0
2020 | SPP_N_2_MISO_W | SPP_N | MISO_W | Internal | Shoulder | B15 | 1203 | 750 | 0 | 56.98 | 49.98 | 5 | 0
2020 | SPP_N_2_MISO_W | SPP_N | MISO_W | Internal | Summer | B1 | 10 | 750 | 0.03 | 96.84 | 101.83 | 5 | 0
2020 | SPP_N_2_MISO_W | SPP_N | MISO_W | Internal | Summer | B2 | 25 | 750 | 0 | 96.92 | 96.9 | 5 | 0
2020 | SPP_N_2_MISO_W | SPP_N | MISO_W | Internal | Summer | B3 | 75 | 750 | 0 | 99.87 | 99.86 | 5 | 0
2020 | SPP_N_2_MISO_W | SPP_N | MISO_W | Internal | Summer | B4 | 100 | 750 | 0 | 93.27 | 93.25 | 5 | 0
2020 | SPP_N_2_MISO_W | SPP_N | MISO_W | Internal | Summer | B5 | 200 | 750 | 0 | 89.24 | 86.82 | 5 | 0
2020 | SPP_N_2_MISO_W | SPP_N | MISO_W | Internal | Summer | B6 | 300 | 750 | 0 | 68.95 | 70.62 | 5 | 0
2020 | SPP_N_2_MISO_W | SPP_N | MISO_W | Internal | Summer | B7 | 400 | 750 | 0 | 65.26 | 63.03 | 5 | 0
2020 | SPP_N_2_MISO_W | SPP_N | MISO_W | Internal | Summer | B8 | 500 | 750 | 0 | 64.08 | 60.41 | 5 | 0
2020 | SPP_N_2_MISO_W | SPP_N | MISO_W | Internal | Summer | B9 | 800 | 750 | 0 | 62.71 | 58.39 | 5 | 0
2020 | SPP_N_2_MISO_W | SPP_N | MISO_W | Internal | Summer | B10 | 1262 | 750 | 0 | 59.18 | 54.68 | 5 | 0
2020 | SPP_N_2_MISO_W | SPP_N | MISO_W | Internal | Winter | B16 | 25 | 750 | 0 | 64.39 | 57.39 | 5 | 0
2020 | SPP_N_2_MISO_W | SPP_N | MISO_W | Internal | Winter | B17 | 100 | 750 | 0 | 63.65 | 56.65 | 5 | 0
2020 | SPP_N_2_MISO_W | SPP_N | MISO_W | Internal | Winter | B18 | 400 | 750 | 0 | 63.65 | 59.67 | 5 | 0
2020 | SPP_N_2_MISO_W | SPP_N | MISO_W | Internal | Winter | B19 | 700 | 750 | 0 | 61.41 | 59.67 | 5 | 0
2020 | SPP_N_2_MISO_W | SPP_N | MISO_W | Internal | Winter | B20 | 935 | 750 | 0 | 59.32 | 52.32 | 5 | 0
2020 | SPP_N_2_NE | SPP_N | NE | Internal | Shoulder | B11 | 25 | 332 | 0 | 68.55 | 68.53 | 0.01 | 0
2020 | SPP_N_2_NE | SPP_N | NE | Internal | Shoulder | B12 | 200 | 332 | 0 | 63.65 | 63.64 | 0.01 | 0
2020 | SPP_N_2_NE | SPP_N | NE | Internal | Shoulder | B13 | 600 | 332 | 0 | 62.71 | 62.7 | 0.01 | 0
2020 | SPP_N_2_NE | SPP_N | NE | Internal | Shoulder | B14 | 900 | 332 | 0 | 57 | 56.99 | 0.01 | 0
2020 | SPP_N_2_NE | SPP_N | NE | Internal | Shoulder | B15 | 1203 | 332 | 0 | 56.98 | 56.96 | 0.01 | 0
2020 | SPP_N_2_NE | SPP_N | NE | Internal | Summer | B1 | 10 | 332 | 332 | 96.84 | 101.83 | 0.01 | 4.98
2020 | SPP_N_2_NE | SPP_N | NE | Internal | Summer | B2 | 25 | 332 | 0 | 96.92 | 96.9 | 0.01 | 0
2020 | SPP_N_2_NE | SPP_N | NE | Internal | Summer | B3 | 75 | 332 | 0 | 99.87 | 99.86 | 0.01 | 0
2020 | SPP_N_2_NE | SPP_N | NE | Internal | Summer | B4 | 100 | 332 | 0 | 93.27 | 93.25 | 0.01 | 0
2020 | SPP_N_2_NE | SPP_N | NE | Internal | Summer | B5 | 200 | 332 | 0 | 89.24 | 89.23 | 0.01 | 0
2020 | SPP_N_2_NE | SPP_N | NE | Internal | Summer | B6 | 300 | 332 | 332 | 68.95 | 70.62 | 0.01 | 1.65
2020 | SPP_N_2_NE | SPP_N | NE | Internal | Summer | B7 | 400 | 332 | 0 | 65.26 | 65.25 | 0.01 | 0
2020 | SPP_N_2_NE | SPP_N | NE | Internal | Summer | B8 | 500 | 332 | 0 | 64.08 | 64.07 | 0.01 | 0
2020 | SPP_N_2_NE | SPP_N | NE | Internal | Summer | B9 | 800 | 332 | 0 | 62.71 | 61.55 | 0.01 | 0
2020 | SPP_N_2_NE | SPP_N | NE | Internal | Summer | B10 | 1262 | 332 | 0 | 59.18 | 59.17 | 0.01 | 0
2020 | SPP_N_2_NE | SPP_N | NE | Internal | Winter | B16 | 25 | 332 | 0 | 64.39 | 64.38 | 0.01 | 0
2020 | SPP_N_2_NE | SPP_N | NE | Internal | Winter | B17 | 100 | 332 | 0 | 63.65 | 63.64 | 0.01 | 0
2020 | SPP_N_2_NE | SPP_N | NE | Internal | Winter | B18 | 400 | 332 | 0 | 63.65 | 63.64 | 0.01 | 0
2020 | SPP_N_2_NE | SPP_N | NE | Internal | Winter | B19 | 700 | 332 | 0 | 61.41 | 61.39 | 0.01 | 0
2020 | SPP_N_2_NE | SPP_N | NE | Internal | Winter | B20 | 935 | 332 | 0 | 59.32 | 59.31 | 0.01 | 0
2020 | SPP_N_2_SPP_S | SPP_N | SPP_S | Internal | Shoulder | B11 | 25 | 4000 | 0 | 68.55 | 68.53 | 0.01 | 0
2020 | SPP_N_2_SPP_S | SPP_N | SPP_S | Internal | Shoulder | B12 | 200 | 4000 | 2376.6 | 63.65 | 63.66 | 0.01 | 0
2020 | SPP_N_2_SPP_S | SPP_N | SPP_S | Internal | Shoulder | B13 | 600 | 4000 | 1319.76 | 62.71 | 62.72 | 0.01 | 0
2020 | SPP_N_2_SPP_S | SPP_N | SPP_S | Internal | Shoulder | B14 | 900 | 4000 | 599.48 | 57 | 57.01 | 0.01 | 0
2020 | SPP_N_2_SPP_S | SPP_N | SPP_S | Internal | Shoulder | B15 | 1203 | 4000 | 1609.26 | 56.98 | 56.99 | 0.01 | 0
2020 | SPP_N_2_SPP_S | SPP_N | SPP_S | Internal | Summer | B1 | 10 | 4000 | 0 | 96.84 | 67.06 | 0.01 | 0
2020 | SPP_N_2_SPP_S | SPP_N | SPP_S | Internal | Summer | B2 | 25 | 4000 | 0 | 96.92 | 92.88 | 0.01 | 0
2020 | SPP_N_2_SPP_S | SPP_N | SPP_S | Internal | Summer | B3 | 75 | 4000 | 0 | 99.87 | 92.88 | 0.01 | 0
2020 | SPP_N_2_SPP_S | SPP_N | SPP_S | Internal | Summer | B4 | 100 | 4000 | 0 | 93.27 | 92.88 | 0.01 | 0
2020 | SPP_N_2_SPP_S | SPP_N | SPP_S | Internal | Summer | B5 | 200 | 4000 | 0 | 89.24 | 89.24 | 0.01 | 0
2020 | SPP_N_2_SPP_S | SPP_N | SPP_S | Internal | Summer | B6 | 300 | 4000 | 0 | 68.95 | 68.95 | 0.01 | 0
2020 | SPP_N_2_SPP_S | SPP_N | SPP_S | Internal | Summer | B7 | 400 | 4000 | 1985.98 | 65.26 | 65.27 | 0.01 | 0
2020 | SPP_N_2_SPP_S | SPP_N | SPP_S | Internal | Summer | B8 | 500 | 4000 | 3244.4 | 64.08 | 64.09 | 0.01 | 0
2020 | SPP_N_2_SPP_S | SPP_N | SPP_S | Internal | Summer | B9 | 800 | 4000 | 4000 | 62.71 | 63.95 | 0.01 | 1.23
2020 | SPP_N_2_SPP_S | SPP_N | SPP_S | Internal | Summer | B10 | 1262 | 4000 | 3064.05 | 59.18 | 59.19 | 0.01 | 0
2020 | SPP_N_2_SPP_S | SPP_N | SPP_S | Internal | Winter | B16 | 25 | 4000 | 3435.91 | 64.39 | 64.4 | 0.01 | 0
2020 | SPP_N_2_SPP_S | SPP_N | SPP_S | Internal | Winter | B17 | 100 | 4000 | 2989.82 | 63.65 | 63.66 | 0.01 | 0
2020 | SPP_N_2_SPP_S | SPP_N | SPP_S | Internal | Winter | B18 | 400 | 4000 | 2820.91 | 63.65 | 63.66 | 0.01 | 0
2020 | SPP_N_2_SPP_S | SPP_N | SPP_S | Internal | Winter | B19 | 700 | 4000 | 2960.96 | 61.41 | 61.42 | 0.01 | 0
2020 | SPP_N_2_SPP_S | SPP_N | SPP_S | Internal | Winter | B20 | 935 | 4000 | 2235.09 | 59.32 | 59.33 | 0.01 | 0
2020 | SPP_S_2_ENT | SPP_S | ENT | Internal | Shoulder | B11 | 25 | 850 | 850 | 68.53 | 74.75 | 5 | 1.22
2020 | SPP_S_2_ENT | SPP_S | ENT | Internal | Shoulder | B12 | 200 | 850 | 0 | 63.66 | 68.27 | 5 | 0
2020 | SPP_S_2_ENT | SPP_S | ENT | Internal | Shoulder | B13 | 600 | 850 | 0 | 62.72 | 67.71 | 5 | 0
2020 | SPP_S_2_ENT | SPP_S | ENT | Internal | Shoulder | B14 | 900 | 850 | 850 | 57.01 | 65.51 | 5 | 3.5
2020 | SPP_S_2_ENT | SPP_S | ENT | Internal | Shoulder | B15 | 1203 | 850 | 850 | 56.99 | 65.51 | 5 | 3.52
2020 | SPP_S_2_ENT | SPP_S | ENT | Internal | Summer | B1 | 10 | 850 | 850 | 67.06 | 104.12 | 5 | 32.06
2020 | SPP_S_2_ENT | SPP_S | ENT | Internal | Summer | B2 | 25 | 850 | 850 | 92.88 | 101.92 | 5 | 4.04
2020 | SPP_S_2_ENT | SPP_S | ENT | Internal | Summer | B3 | 75 | 850 | 850 | 92.88 | 101.92 | 5 | 4.04
2020 | SPP_S_2_ENT | SPP_S | ENT | Internal | Summer | B4 | 100 | 850 | 850 | 92.88 | 98.27 | 5 | 0.39
2020 | SPP_S_2_ENT | SPP_S | ENT | Internal | Summer | B5 | 200 | 850 | 648.65 | 89.24 | 94.24 | 5 | 0
2020 | SPP_S_2_ENT | SPP_S | ENT | Internal | Summer | B6 | 300 | 850 | 138.85 | 68.95 | 73.95 | 5 | 0
2020 | SPP_S_2_ENT | SPP_S | ENT | Internal | Summer | B7 | 400 | 850 | 0 | 65.27 | 70.26 | 5 | 0
2020 | SPP_S_2_ENT | SPP_S | ENT | Internal | Summer | B8 | 500 | 850 | 0 | 64.09 | 66.9 | 5 | 0
2020 | SPP_S_2_ENT | SPP_S | ENT | Internal | Summer | B9 | 800 | 850 | 0 | 63.95 | 66.41 | 5 | 0
2020 | SPP_S_2_ENT | SPP_S | ENT | Internal | Summer | B10 | 1262 | 850 | 46.7 | 59.19 | 64.19 | 5 | 0
2020 | SPP_S_2_ENT | SPP_S | ENT | Internal | Winter | B16 | 25 | 850 | 850 | 64.4 | 78.31 | 5 | 8.91
2020 | SPP_S_2_ENT | SPP_S | ENT | Internal | Winter | B17 | 100 | 850 | 850 | 63.66 | 70.47 | 5 | 1.81
2020 | SPP_S_2_ENT | SPP_S | ENT | Internal | Winter | B18 | 400 | 850 | 646.76 | 63.66 | 68.66 | 5 | 0
2020 | SPP_S_2_ENT | SPP_S | ENT | Internal | Winter | B19 | 700 | 850 | 850 | 61.42 | 68.12 | 5 | 1.7
2020 | SPP_S_2_ENT | SPP_S | ENT | Internal | Winter | B20 | 935 | 850 | 850 | 59.33 | 68.12 | 5 | 3.78
2020 | SPP_S_2_SPP_N | SPP_S | SPP_N | Internal | Shoulder | B11 | 25 | 640 | 328.84 | 68.53 | 68.55 | 0.01 | 0
2020 | SPP_S_2_SPP_N | SPP_S | SPP_N | Internal | Shoulder | B12 | 200 | 640 | 0 | 63.66 | 63.65 | 0.01 | 0
2020 | SPP_S_2_SPP_N | SPP_S | SPP_N | Internal | Shoulder | B13 | 600 | 640 | 0 | 62.72 | 62.71 | 0.01 | 0
2020 | SPP_S_2_SPP_N | SPP_S | SPP_N | Internal | Shoulder | B14 | 900 | 640 | 0 | 57.01 | 57 | 0.01 | 0
2020 | SPP_S_2_SPP_N | SPP_S | SPP_N | Internal | Shoulder | B15 | 1203 | 640 | 0 | 56.99 | 56.98 | 0.01 | 0
2020 | SPP_S_2_SPP_N | SPP_S | SPP_N | Internal | Summer | B1 | 10 | 640 | 640 | 67.06 | 96.84 | 0.01 | 29.76
2020 | SPP_S_2_SPP_N | SPP_S | SPP_N | Internal | Summer | B2 | 25 | 640 | 640 | 92.88 | 96.92 | 0.01 | 4.03
2020 | SPP_S_2_SPP_N | SPP_S | SPP_N | Internal | Summer | B3 | 75 | 640 | 640 | 92.88 | 99.87 | 0.01 | 6.99
2020 | SPP_S_2_SPP_N | SPP_S | SPP_N | Internal | Summer | B4 | 100 | 640 | 640 | 92.88 | 93.27 | 0.01 | 0.38
2020 | SPP_S_2_SPP_N | SPP_S | SPP_N | Internal | Summer | B5 | 200 | 640 | 0 | 89.24 | 89.24 | 0.01 | 0
2020 | SPP_S_2_SPP_N | SPP_S | SPP_N | Internal | Summer | B6 | 300 | 640 | 0 | 68.95 | 68.95 | 0.01 | 0
2020 | SPP_S_2_SPP_N | SPP_S | SPP_N | Internal | Summer | B7 | 400 | 640 | 0 | 65.27 | 65.26 | 0.01 | 0
2020 | SPP_S_2_SPP_N | SPP_S | SPP_N | Internal | Summer | B8 | 500 | 640 | 0 | 64.09 | 64.08 | 0.01 | 0
2020 | SPP_S_2_SPP_N | SPP_S | SPP_N | Internal | Summer | B9 | 800 | 640 | 0 | 63.95 | 62.71 | 0.01 | 0
2020 | SPP_S_2_SPP_N | SPP_S | SPP_N | Internal | Summer | B10 | 1262 | 640 | 0 | 59.19 | 59.18 | 0.01 | 0
2020 | SPP_S_2_SPP_N | SPP_S | SPP_N | Internal | Winter | B16 | 25 | 640 | 0 | 64.4 | 64.39 | 0.01 | 0
2020 | SPP_S_2_SPP_N | SPP_S | SPP_N | Internal | Winter | B17 | 100 | 640 | 0 | 63.66 | 63.65 | 0.01 | 0
2020 | SPP_S_2_SPP_N | SPP_S | SPP_N | Internal | Winter | B18 | 400 | 640 | 0 | 63.66 | 63.65 | 0.01 | 0
2020 | SPP_S_2_SPP_N | SPP_S | SPP_N | Internal | Winter | B19 | 700 | 640 | 0 | 61.42 | 61.41 | 0.01 | 0
2020 | SPP_S_2_SPP_N | SPP_S | SPP_N | Internal | Winter | B20 | 935 | 640 | 0 | 59.33 | 59.32 | 0.01 | 0
2020 | TVA_2_ENT | TVA | ENT | Internal | Shoulder | B11 | 25 | 500 | 0 | 82.75 | 74.75 | 9 | 0
2020 | TVA_2_ENT | TVA | ENT | Internal | Shoulder | B12 | 200 | 500 | 0 | 67.02 | 68.27 | 9 | 0
2020 | TVA_2_ENT | TVA | ENT | Internal | Shoulder | B13 | 600 | 500 | 0 | 67.02 | 67.71 | 9 | 0
2020 | TVA_2_ENT | TVA | ENT | Internal | Shoulder | B14 | 900 | 500 | 0 | 67.02 | 65.51 | 9 | 0
2020 | TVA_2_ENT | TVA | ENT | Internal | Shoulder | B15 | 1203 | 500 | 0 | 66.77 | 65.51 | 9 | 0
2020 | TVA_2_ENT | TVA | ENT | Internal | Summer | B1 | 10 | 500 | 0 | 109.85 | 104.12 | 9 | 0
2020 | TVA_2_ENT | TVA | ENT | Internal | Summer | B2 | 25 | 500 | 0 | 107.16 | 101.92 | 9 | 0
2020 | TVA_2_ENT | TVA | ENT | Internal | Summer | B3 | 75 | 500 | 0 | 107.16 | 101.92 | 9 | 0
2020 | TVA_2_ENT | TVA | ENT | Internal | Summer | B4 | 100 | 500 | 0 | 101.29 | 98.27 | 9 | 0
2020 | TVA_2_ENT | TVA | ENT | Internal | Summer | B5 | 200 | 500 | 0 | 86.87 | 94.24 | 9 | 0
2020 | TVA_2_ENT | TVA | ENT | Internal | Summer | B6 | 300 | 500 | 0 | 68.54 | 73.95 | 9 | 0
2020 | TVA_2_ENT | TVA | ENT | Internal | Summer | B7 | 400 | 500 | 0 | 65.69 | 70.26 | 9 | 0
2020 | TVA_2_ENT | TVA | ENT | Internal | Summer | B8 | 500 | 500 | 0 | 65.69 | 66.9 | 9 | 0
2020 | TVA_2_ENT | TVA | ENT | Internal | Summer | B9 | 800 | 500 | 0 | 65.69 | 66.41 | 9 | 0
2020 | TVA_2_ENT | TVA | ENT | Internal | Summer | B10 | 1262 | 500 | 0 | 63.37 | 64.19 | 9 | 0
2020 | TVA_2_ENT | TVA | ENT | Internal | Winter | B16 | 25 | 500 | 0 | 86.69 | 78.31 | 9 | 0
2020 | TVA_2_ENT | TVA | ENT | Internal | Winter | B17 | 100 | 500 | 0 | 70.7 | 70.47 | 9 | 0
2020 | TVA_2_ENT | TVA | ENT | Internal | Winter | B18 | 400 | 500 | 0 | 69.65 | 68.66 | 9 | 0
2020 | TVA_2_ENT | TVA | ENT | Internal | Winter | B19 | 700 | 500 | 0 | 69.65 | 68.12 | 9 | 0
2020 | TVA_2_ENT | TVA | ENT | Internal | Winter | B20 | 935 | 500 | 0 | 68.24 | 68.12 | 9 | 0
2020 | TVA_2_MISO_MO-IL | TVA | MISO_MO-IL | Internal | Shoulder | B11 | 25 | 50 | 0 | 82.75 | 74.75 | 9 | 0
2020 | TVA_2_MISO_MO-IL | TVA | MISO_MO-IL | Internal | Shoulder | B12 | 200 | 50 | 0 | 67.02 | 67.59 | 9 | 0
2020 | TVA_2_MISO_MO-IL | TVA | MISO_MO-IL | Internal | Shoulder | B13 | 600 | 50 | 0 | 67.02 | 63.13 | 9 | 0
2020 | TVA_2_MISO_MO-IL | TVA | MISO_MO-IL | Internal | Shoulder | B14 | 900 | 50 | 0 | 67.02 | 61.66 | 9 | 0
2020 | TVA_2_MISO_MO-IL | TVA | MISO_MO-IL | Internal | Shoulder | B15 | 1203 | 50 | 0 | 66.77 | 58.75 | 9 | 0
2020 | TVA_2_MISO_MO-IL | TVA | MISO_MO-IL | Internal | Summer | B1 | 10 | 50 | 0 | 109.85 | 101.84 | 9 | 0
2020 | TVA_2_MISO_MO-IL | TVA | MISO_MO-IL | Internal | Summer | B2 | 25 | 50 | 0 | 107.16 | 100.48 | 9 | 0
2020 | TVA_2_MISO_MO-IL | TVA | MISO_MO-IL | Internal | Summer | B3 | 75 | 50 | 0 | 107.16 | 99.87 | 9 | 0
2020 | TVA_2_MISO_MO-IL | TVA | MISO_MO-IL | Internal | Summer | B4 | 100 | 50 | 0 | 101.29 | 93.28 | 9 | 0
2020 | TVA_2_MISO_MO-IL | TVA | MISO_MO-IL | Internal | Summer | B5 | 200 | 50 | 0 | 86.87 | 86.83 | 9 | 0
2020 | TVA_2_MISO_MO-IL | TVA | MISO_MO-IL | Internal | Summer | B6 | 300 | 50 | 0 | 68.54 | 73.95 | 9 | 0
2020 | TVA_2_MISO_MO-IL | TVA | MISO_MO-IL | Internal | Summer | B7 | 400 | 50 | 0 | 65.69 | 64.69 | 9 | 0
2020 | TVA_2_MISO_MO-IL | TVA | MISO_MO-IL | Internal | Summer | B8 | 500 | 50 | 0 | 65.69 | 61.41 | 9 | 0
2020 | TVA_2_MISO_MO-IL | TVA | MISO_MO-IL | Internal | Summer | B9 | 800 | 50 | 0 | 65.69 | 60.15 | 9 | 0
2020 | TVA_2_MISO_MO-IL | TVA | MISO_MO-IL | Internal | Summer | B10 | 1262 | 50 | 0 | 63.37 | 57.82 | 9 | 0
2020 | TVA_2_MISO_MO-IL | TVA | MISO_MO-IL | Internal | Winter | B16 | 25 | 50 | 0 | 86.69 | 79.09 | 9 | 0
2020 | TVA_2_MISO_MO-IL | TVA | MISO_MO-IL | Internal | Winter | B17 | 100 | 50 | 0 | 70.7 | 68.65 | 9 | 0
2020 | TVA_2_MISO_MO-IL | TVA | MISO_MO-IL | Internal | Winter | B18 | 400 | 50 | 0 | 69.65 | 67.13 | 9 | 0
2020 | TVA_2_MISO_MO-IL | TVA | MISO_MO-IL | Internal | Winter | B19 | 700 | 50 | 0 | 69.65 | 64.17 | 9 | 0
2020 | TVA_2_MISO_MO-IL | TVA | MISO_MO-IL | Internal | Winter | B20 | 935 | 50 | 0 | 68.24 | 60.23 | 9 | 0
2020 | TVA_2_NonRTO_Midwest | TVA | NonRTO_Midwest | Internal | Shoulder | B11 | 25 | 100 | 0 | 82.75 | 82.74 | 9 | 0
2020 | TVA_2_NonRTO_Midwest | TVA | NonRTO_Midwest | Internal | Shoulder | B12 | 200 | 100 | 0 | 67.02 | 75.58 | 9 | 0
2020 | TVA_2_NonRTO_Midwest | TVA | NonRTO_Midwest | Internal | Shoulder | B13 | 600 | 100 | 0 | 67.02 | 71.12 | 9 | 0
2020 | TVA_2_NonRTO_Midwest | TVA | NonRTO_Midwest | Internal | Shoulder | B14 | 900 | 100 | 0 | 67.02 | 66.36 | 9 | 0
2020 | TVA_2_NonRTO_Midwest | TVA | NonRTO_Midwest | Internal | Shoulder | B15 | 1203 | 100 | 0 | 66.77 | 63.25 | 9 | 0
2020 | TVA_2_NonRTO_Midwest | TVA | NonRTO_Midwest | Internal | Summer | B1 | 10 | 100 | 0 | 109.85 | 108.46 | 9 | 0
2020 | TVA_2_NonRTO_Midwest | TVA | NonRTO_Midwest | Internal | Summer | B2 | 25 | 100 | 0 | 107.16 | 108.46 | 9 | 0
2020 | TVA_2_NonRTO_Midwest | TVA | NonRTO_Midwest | Internal | Summer | B3 | 75 | 100 | 0 | 107.16 | 107.86 | 9 | 0
2020 | TVA_2_NonRTO_Midwest | TVA | NonRTO_Midwest | Internal | Summer | B4 | 100 | 100 | 0 | 101.29 | 101.27 | 9 | 0
2020 | TVA_2_NonRTO_Midwest | TVA | NonRTO_Midwest | Internal | Summer | B5 | 200 | 100 | 0 | 86.87 | 94.82 | 9 | 0
2020 | TVA_2_NonRTO_Midwest | TVA | NonRTO_Midwest | Internal | Summer | B6 | 300 | 100 | 100 | 68.54 | 81.94 | 9 | 4.39
2020 | TVA_2_NonRTO_Midwest | TVA | NonRTO_Midwest | Internal | Summer | B7 | 400 | 100 | 0 | 65.69 | 72.68 | 9 | 0
2020 | TVA_2_NonRTO_Midwest | TVA | NonRTO_Midwest | Internal | Summer | B8 | 500 | 100 | 0 | 65.69 | 66.36 | 9 | 0
2020 | TVA_2_NonRTO_Midwest | TVA | NonRTO_Midwest | Internal | Summer | B9 | 800 | 100 | 0 | 65.69 | 65.82 | 9 | 0
2020 | TVA_2_NonRTO_Midwest | TVA | NonRTO_Midwest | Internal | Summer | B10 | 1262 | 100 | 0 | 63.37 | 63.15 | 9 | 0
2020 | TVA_2_NonRTO_Midwest | TVA | NonRTO_Midwest | Internal | Winter | B16 | 25 | 100 | 0 | 86.69 | 87.11 | 9 | 0
2020 | TVA_2_NonRTO_Midwest | TVA | NonRTO_Midwest | Internal | Winter | B17 | 100 | 100 | 0 | 70.7 | 76.66 | 9 | 0
2020 | TVA_2_NonRTO_Midwest | TVA | NonRTO_Midwest | Internal | Winter | B18 | 400 | 100 | 0 | 69.65 | 75.12 | 9 | 0
2020 | TVA_2_NonRTO_Midwest | TVA | NonRTO_Midwest | Internal | Winter | B19 | 700 | 100 | 0 | 69.65 | 68.1 | 9 | 0
2020 | TVA_2_NonRTO_Midwest | TVA | NonRTO_Midwest | Internal | Winter | B20 | 935 | 100 | 0 | 68.24 | 66.14 | 9 | 0
2020 | TVA_2_PJM_ROR | TVA | PJM_ROR | Internal | Shoulder | B11 | 25 | 500 | 0 | 82.75 | 76.75 | 9 | 0
2020 | TVA_2_PJM_ROR | TVA | PJM_ROR | Internal | Shoulder | B12 | 200 | 500 | 0 | 67.02 | 69.59 | 9 | 0
2020 | TVA_2_PJM_ROR | TVA | PJM_ROR | Internal | Shoulder | B13 | 600 | 500 | 0 | 67.02 | 65.68 | 9 | 0
2020 | TVA_2_PJM_ROR | TVA | PJM_ROR | Internal | Shoulder | B14 | 900 | 500 | 0 | 67.02 | 64.79 | 9 | 0
2020 | TVA_2_PJM_ROR | TVA | PJM_ROR | Internal | Shoulder | B15 | 1203 | 500 | 0 | 66.77 | 61.3 | 9 | 0
2020 | TVA_2_PJM_ROR | TVA | PJM_ROR | Internal | Summer | B1 | 10 | 500 | 0 | 109.85 | 103.84 | 9 | 0
2020 | TVA_2_PJM_ROR | TVA | PJM_ROR | Internal | Summer | B2 | 25 | 500 | 0 | 107.16 | 101.15 | 9 | 0
2020 | TVA_2_PJM_ROR | TVA | PJM_ROR | Internal | Summer | B3 | 75 | 500 | 0 | 107.16 | 101.15 | 9 | 0
2020 | TVA_2_PJM_ROR | TVA | PJM_ROR | Internal | Summer | B4 | 100 | 500 | 0 | 101.29 | 95.28 | 9 | 0
2020 | TVA_2_PJM_ROR | TVA | PJM_ROR | Internal | Summer | B5 | 200 | 500 | 0 | 86.87 | 88.83 | 9 | 0
2020 | TVA_2_PJM_ROR | TVA | PJM_ROR | Internal | Summer | B6 | 300 | 500 | 0 | 68.54 | 75.95 | 9 | 0
2020 | TVA_2_PJM_ROR | TVA | PJM_ROR | Internal | Summer | B7 | 400 | 500 | 0 | 65.69 | 67.36 | 9 | 0
2020 | TVA_2_PJM_ROR | TVA | PJM_ROR | Internal | Summer | B8 | 500 | 500 | 0 | 65.69 | 64.14 | 9 | 0
2020 | TVA_2_PJM_ROR | TVA | PJM_ROR | Internal | Summer | B9 | 800 | 500 | 0 | 65.69 | 62.15 | 9 | 0
2020 | TVA_2_PJM_ROR | TVA | PJM_ROR | Internal | Summer | B10 | 1262 | 500 | 0 | 63.37 | 61.01 | 9 | 0
2020 | TVA_2_PJM_ROR | TVA | PJM_ROR | Internal | Winter | B16 | 25 | 500 | 0 | 86.69 | 81.44 | 9 | 0
2020 | TVA_2_PJM_ROR | TVA | PJM_ROR | Internal | Winter | B17 | 100 | 500 | 0 | 70.7 | 75.57 | 9 | 0
2020 | TVA_2_PJM_ROR | TVA | PJM_ROR | Internal | Winter | B18 | 400 | 500 | 0 | 69.65 | 69.13 | 9 | 0
2020 | TVA_2_PJM_ROR | TVA | PJM_ROR | Internal | Winter | B19 | 700 | 500 | 0 | 69.65 | 67.36 | 9 | 0
2020 | TVA_2_PJM_ROR | TVA | PJM_ROR | Internal | Winter | B20 | 935 | 500 | 0 | 68.24 | 62.23 | 9 | 0
2020 | TVA_2_SOCO | TVA | SOCO | Internal | Shoulder | B11 | 25 | 500 | 388.06 | 82.75 | 91.75 | 9 | 0
2020 | TVA_2_SOCO | TVA | SOCO | Internal | Shoulder | B12 | 200 | 500 | 0 | 67.02 | 69.83 | 9 | 0
2020 | TVA_2_SOCO | TVA | SOCO | Internal | Shoulder | B13 | 600 | 500 | 0 | 67.02 | 68.62 | 9 | 0
2020 | TVA_2_SOCO | TVA | SOCO | Internal | Shoulder | B14 | 900 | 500 | 0 | 67.02 | 68.62 | 9 | 0
2020 | TVA_2_SOCO | TVA | SOCO | Internal | Shoulder | B15 | 1203 | 500 | 0 | 66.77 | 67.38 | 9 | 0
2020 | TVA_2_SOCO | TVA | SOCO | Internal | Summer | B1 | 10 | 500 | 0 | 109.85 | 112.12 | 9 | 0
2020 | TVA_2_SOCO | TVA | SOCO | Internal | Summer | B2 | 25 | 500 | 0 | 107.16 | 109.92 | 9 | 0
2020 | TVA_2_SOCO | TVA | SOCO | Internal | Summer | B3 | 75 | 500 | 0 | 107.16 | 109.92 | 9 | 0
2020 | TVA_2_SOCO | TVA | SOCO | Internal | Summer | B4 | 100 | 500 | 0 | 101.29 | 109.92 | 9 | 0
2020 | TVA_2_SOCO | TVA | SOCO | Internal | Summer | B5 | 200 | 500 | 500 | 86.87 | 103.83 | 9 | 7.96
2020 | TVA_2_SOCO | TVA | SOCO | Internal | Summer | B6 | 300 | 500 | 500 | 68.54 | 90.52 | 9 | 12.97
2020 | TVA_2_SOCO | TVA | SOCO | Internal | Summer | B7 | 400 | 500 | 500 | 65.69 | 81.69 | 9 | 7
2020 | TVA_2_SOCO | TVA | SOCO | Internal | Summer | B8 | 500 | 500 | 500 | 65.69 | 74.9 | 9 | 0.2
2020 | TVA_2_SOCO | TVA | SOCO | Internal | Summer | B9 | 800 | 500 | 0 | 65.69 | 68.51 | 9 | 0
2020 | TVA_2_SOCO | TVA | SOCO | Internal | Summer | B10 | 1262 | 500 | 0 | 63.37 | 66.11 | 9 | 0
2020 | TVA_2_SOCO | TVA | SOCO | Internal | Winter | B16 | 25 | 500 | 54.65 | 86.69 | 95.69 | 9 | 0
2020 | TVA_2_SOCO | TVA | SOCO | Internal | Winter | B17 | 100 | 500 | 0 | 70.7 | 77 | 9 | 0
2020 | TVA_2_SOCO | TVA | SOCO | Internal | Winter | B18 | 400 | 500 | 0 | 69.65 | 69.99 | 9 | 0
2020 | TVA_2_SOCO | TVA | SOCO | Internal | Winter | B19 | 700 | 500 | 0 | 69.65 | 69.99 | 9 | 0
2020 | TVA_2_SOCO | TVA | SOCO | Internal | Winter | B20 | 935 | 500 | 0 | 68.24 | 69.99 | 9 | 0
2020 | TVA_2_VACAR | TVA | VACAR | Internal | Shoulder | B11 | 25 | 150 | 0 | 82.75 | 84.75 | 9 | 0
2020 | TVA_2_VACAR | TVA | VACAR | Internal | Shoulder | B12 | 200 | 150 | 0 | 67.02 | 75.59 | 9 | 0
2020 | TVA_2_VACAR | TVA | VACAR | Internal | Shoulder | B13 | 600 | 150 | 0 | 67.02 | 71.68 | 9 | 0
2020 | TVA_2_VACAR | TVA | VACAR | Internal | Shoulder | B14 | 900 | 150 | 0 | 67.02 | 70.79 | 9 | 0
2020 | TVA_2_VACAR | TVA | VACAR | Internal | Shoulder | B15 | 1203 | 150 | 0 | 66.77 | 67.3 | 9 | 0
2020 | TVA_2_VACAR | TVA | VACAR | Internal | Summer | B1 | 10 | 150 | 0 | 109.85 | 112.79 | 9 | 0
2020 | TVA_2_VACAR | TVA | VACAR | Internal | Summer | B2 | 25 | 150 | 0 | 107.16 | 112.79 | 9 | 0
2020 | TVA_2_VACAR | TVA | VACAR | Internal | Summer | B3 | 75 | 150 | 0 | 107.16 | 112.79 | 9 | 0
2020 | TVA_2_VACAR | TVA | VACAR | Internal | Summer | B4 | 100 | 150 | 0 | 101.29 | 102.92 | 9 | 0
2020 | TVA_2_VACAR | TVA | VACAR | Internal | Summer | B5 | 200 | 150 | 150 | 86.87 | 96.83 | 9 | 0.96
2020 | TVA_2_VACAR | TVA | VACAR | Internal | Summer | B6 | 300 | 150 | 150 | 68.54 | 83.52 | 9 | 5.97
2020 | TVA_2_VACAR | TVA | VACAR | Internal | Summer | B7 | 400 | 150 | 51.81 | 65.69 | 74.69 | 9 | 0
2020 | TVA_2_VACAR | TVA | VACAR | Internal | Summer | B8 | 500 | 150 | 0 | 65.69 | 70.25 | 9 | 0
2020 | TVA_2_VACAR | TVA | VACAR | Internal | Summer | B9 | 800 | 150 | 0 | 65.69 | 68.86 | 9 | 0
2020 | TVA_2_VACAR | TVA | VACAR | Internal | Summer | B10 | 1262 | 150 | 0 | 63.37 | 65.91 | 9 | 0
2020 | TVA_2_VACAR | TVA | VACAR | Internal | Winter | B16 | 25 | 150 | 43.88 | 86.69 | 95.69 | 9 | 0
2020 | TVA_2_VACAR | TVA | VACAR | Internal | Winter | B17 | 100 | 150 | 150 | 70.7 | 81.57 | 9 | 1.86
2020 | TVA_2_VACAR | TVA | VACAR | Internal | Winter | B18 | 400 | 150 | 0 | 69.65 | 75.13 | 9 | 0
2020 | TVA_2_VACAR | TVA | VACAR | Internal | Winter | B19 | 700 | 150 | 0 | 69.65 | 73.36 | 9 | 0
2020 | TVA_2_VACAR | TVA | VACAR | Internal | Winter | B20 | 935 | 150 | 0 | 68.24 | 68.23 | 9 | 0
2020 | TVA_Transmission_2_ENT | TVA_Transmission | ENT | Internal | Shoulder | B11 | 25 | 3000 | 0 | 82.75 | 74.75 | 9 | 0
2020 | TVA_Transmission_2_ENT | TVA_Transmission | ENT | Internal | Shoulder | B12 | 200 | 3000 | 0 | 71.29 | 68.27 | 9 | 0
2020 | TVA_Transmission_2_ENT | TVA_Transmission | ENT | Internal | Shoulder | B13 | 600 | 3000 | 0 | 68.82 | 67.71 | 9 | 0
2020 | TVA_Transmission_2_ENT | TVA_Transmission | ENT | Internal | Shoulder | B14 | 900 | 3000 | 0 | 68.09 | 65.51 | 9 | 0
2020 | TVA_Transmission_2_ENT | TVA_Transmission | ENT | Internal | Shoulder | B15 | 1203 | 3000 | 0 | 66.75 | 65.51 | 9 | 0
2020 | TVA_Transmission_2_ENT | TVA_Transmission | ENT | Internal | Summer | B1 | 10 | 3000 | 0 | 109.84 | 104.12 | 9 | 0
2020 | TVA_Transmission_2_ENT | TVA_Transmission | ENT | Internal | Summer | B2 | 25 | 3000 | 0 | 107.15 | 101.92 | 9 | 0
2020 | TVA_Transmission_2_ENT | TVA_Transmission | ENT | Internal | Summer | B3 | 75 | 3000 | 0 | 107.15 | 101.92 | 9 | 0
2020 | TVA_Transmission_2_ENT | TVA_Transmission | ENT | Internal | Summer | B4 | 100 | 3000 | 0 | 101.28 | 98.27 | 9 | 0
2020 | TVA_Transmission_2_ENT | TVA_Transmission | ENT | Internal | Summer | B5 | 200 | 3000 | 0 | 94.83 | 94.24 | 9 | 0
2020 | TVA_Transmission_2_ENT | TVA_Transmission | ENT | Internal | Summer | B6 | 300 | 3000 | 0 | 81.63 | 73.95 | 9 | 0
2020 | TVA_Transmission_2_ENT | TVA_Transmission | ENT | Internal | Summer | B7 | 400 | 3000 | 0 | 72.69 | 70.26 | 9 | 0
2020 | TVA_Transmission_2_ENT | TVA_Transmission | ENT | Internal | Summer | B8 | 500 | 3000 | 0 | 67.81 | 66.9 | 9 | 0
2020 | TVA_Transmission_2_ENT | TVA_Transmission | ENT | Internal | Summer | B9 | 800 | 3000 | 0 | 66.63 | 66.41 | 9 | 0
2020 | TVA_Transmission_2_ENT | TVA_Transmission | ENT | Internal | Summer | B10 | 1262 | 3000 | 0 | 64.47 | 64.19 | 9 | 0
2020 | TVA_Transmission_2_ENT | TVA_Transmission | ENT | Internal | Winter | B16 | 25 | 3000 | 0 | 86.69 | 78.31 | 9 | 0
2020 | TVA_Transmission_2_ENT | TVA_Transmission | ENT | Internal | Winter | B17 | 100 | 3000 | 0 | 74.73 | 70.47 | 9 | 0
2020 | TVA_Transmission_2_ENT | TVA_Transmission | ENT | Internal | Winter | B18 | 400 | 3000 | 0 | 71.82 | 68.66 | 9 | 0
2020 | TVA_Transmission_2_ENT | TVA_Transmission | ENT | Internal | Winter | B19 | 700 | 3000 | 0 | 70.61 | 68.12 | 9 | 0
2020 | TVA_Transmission_2_ENT | TVA_Transmission | ENT | Internal | Winter | B20 | 935 | 3000 | 0 | 68.23 | 68.12 | 9 | 0
2020 | TVA_Transmission_2_MISO_MO-IL | TVA_Transmission | MISO_MO-IL | Internal | Shoulder | B11 | 25 | 4000 | 0 | 82.75 | 74.75 | 9 | 0
2020 | TVA_Transmission_2_MISO_MO-IL | TVA_Transmission | MISO_MO-IL | Internal | Shoulder | B12 | 200 | 4000 | 0 | 71.29 | 67.59 | 9 | 0
2020 | TVA_Transmission_2_MISO_MO-IL | TVA_Transmission | MISO_MO-IL | Internal | Shoulder | B13 | 600 | 4000 | 0 | 68.82 | 63.13 | 9 | 0
2020 | TVA_Transmission_2_MISO_MO-IL | TVA_Transmission | MISO_MO-IL | Internal | Shoulder | B14 | 900 | 4000 | 0 | 68.09 | 61.66 | 9 | 0
2020 | TVA_Transmission_2_MISO_MO-IL | TVA_Transmission | MISO_MO-IL | Internal | Shoulder | B15 | 1203 | 4000 | 0 | 66.75 | 58.75 | 9 | 0
2020 | TVA_Transmission_2_MISO_MO-IL | TVA_Transmission | MISO_MO-IL | Internal | Summer | B1 | 10 | 4000 | 0 | 109.84 | 101.84 | 9 | 0
2020 | TVA_Transmission_2_MISO_MO-IL | TVA_Transmission | MISO_MO-IL | Internal | Summer | B2 | 25 | 4000 | 0 | 107.15 | 100.48 | 9 | 0
2020 | TVA_Transmission_2_MISO_MO-IL | TVA_Transmission | MISO_MO-IL | Internal | Summer | B3 | 75 | 4000 | 0 | 107.15 | 99.87 | 9 | 0
2020 | TVA_Transmission_2_MISO_MO-IL | TVA_Transmission | MISO_MO-IL | Internal | Summer | B4 | 100 | 4000 | 0 | 101.28 | 93.28 | 9 | 0
2020 | TVA_Transmission_2_MISO_MO-IL | TVA_Transmission | MISO_MO-IL | Internal | Summer | B5 | 200 | 4000 | 0 | 94.83 | 86.83 | 9 | 0
2020 | TVA_Transmission_2_MISO_MO-IL | TVA_Transmission | MISO_MO-IL | Internal | Summer | B6 | 300 | 4000 | 0 | 81.63 | 73.95 | 9 | 0
2020 | TVA_Transmission_2_MISO_MO-IL | TVA_Transmission | MISO_MO-IL | Internal | Summer | B7 | 400 | 4000 | 0 | 72.69 | 64.69 | 9 | 0
2020 | TVA_Transmission_2_MISO_MO-IL | TVA_Transmission | MISO_MO-IL | Internal | Summer | B8 | 500 | 4000 | 0 | 67.81 | 61.41 | 9 | 0
2020 | TVA_Transmission_2_MISO_MO-IL | TVA_Transmission | MISO_MO-IL | Internal | Summer | B9 | 800 | 4000 | 0 | 66.63 | 60.15 | 9 | 0
2020 | TVA_Transmission_2_MISO_MO-IL | TVA_Transmission | MISO_MO-IL | Internal | Summer | B10 | 1262 | 4000 | 0 | 64.47 | 57.82 | 9 | 0
2020 | TVA_Transmission_2_MISO_MO-IL | TVA_Transmission | MISO_MO-IL | Internal | Winter | B16 | 25 | 4000 | 0 | 86.69 | 79.09 | 9 | 0
2020 | TVA_Transmission_2_MISO_MO-IL | TVA_Transmission | MISO_MO-IL | Internal | Winter | B17 | 100 | 4000 | 0 | 74.73 | 68.65 | 9 | 0
2020 | TVA_Transmission_2_MISO_MO-IL | TVA_Transmission | MISO_MO-IL | Internal | Winter | B18 | 400 | 4000 | 0 | 71.82 | 67.13 | 9 | 0
2020 | TVA_Transmission_2_MISO_MO-IL | TVA_Transmission | MISO_MO-IL | Internal | Winter | B19 | 700 | 4000 | 0 | 70.61 | 64.17 | 9 | 0
2020 | TVA_Transmission_2_MISO_MO-IL | TVA_Transmission | MISO_MO-IL | Internal | Winter | B20 | 935 | 4000 | 0 | 68.23 | 60.23 | 9 | 0
2020 | TVA_Transmission_2_NonRTO_Midwest | TVA_Transmission | NonRTO_Midwest | Internal | Shoulder | B11 | 25 | 700 | 0 | 82.75 | 82.74 | 9 | 0
2020 | TVA_Transmission_2_NonRTO_Midwest | TVA_Transmission | NonRTO_Midwest | Internal | Shoulder | B12 | 200 | 700 | 0 | 71.29 | 75.58 | 9 | 0
2020 | TVA_Transmission_2_NonRTO_Midwest | TVA_Transmission | NonRTO_Midwest | Internal | Shoulder | B13 | 600 | 700 | 0 | 68.82 | 71.12 | 9 | 0
2020 | TVA_Transmission_2_NonRTO_Midwest | TVA_Transmission | NonRTO_Midwest | Internal | Shoulder | B14 | 900 | 700 | 0 | 68.09 | 66.36 | 9 | 0
2020 | TVA_Transmission_2_NonRTO_Midwest | TVA_Transmission | NonRTO_Midwest | Internal | Shoulder | B15 | 1203 | 700 | 0 | 66.75 | 63.25 | 9 | 0
2020 | TVA_Transmission_2_NonRTO_Midwest | TVA_Transmission | NonRTO_Midwest | Internal | Summer | B1 | 10 | 700 | 0 | 109.84 | 108.46 | 9 | 0
2020 | TVA_Transmission_2_NonRTO_Midwest | TVA_Transmission | NonRTO_Midwest | Internal | Summer | B2 | 25 | 700 | 0 | 107.15 | 108.46 | 9 | 0
2020 | TVA_Transmission_2_NonRTO_Midwest | TVA_Transmission | NonRTO_Midwest | Internal | Summer | B3 | 75 | 700 | 0 | 107.15 | 107.86 | 9 | 0
2020 | TVA_Transmission_2_NonRTO_Midwest | TVA_Transmission | NonRTO_Midwest | Internal | Summer | B4 | 100 | 700 | 0 | 101.28 | 101.27 | 9 | 0
2020 | TVA_Transmission_2_NonRTO_Midwest | TVA_Transmission | NonRTO_Midwest | Internal | Summer | B5 | 200 | 700 | 0 | 94.83 | 94.82 | 9 | 0
2020 | TVA_Transmission_2_NonRTO_Midwest | TVA_Transmission | NonRTO_Midwest | Internal | Summer | B6 | 300 | 700 | 0 | 81.63 | 81.94 | 9 | 0
2020 | TVA_Transmission_2_NonRTO_Midwest | TVA_Transmission | NonRTO_Midwest | Internal | Summer | B7 | 400 | 700 | 0 | 72.69 | 72.68 | 9 | 0
2020 | TVA_Transmission_2_NonRTO_Midwest | TVA_Transmission | NonRTO_Midwest | Internal | Summer | B8 | 500 | 700 | 0 | 67.81 | 66.36 | 9 | 0
2020 | TVA_Transmission_2_NonRTO_Midwest | TVA_Transmission | NonRTO_Midwest | Internal | Summer | B9 | 800 | 700 | 0 | 66.63 | 65.82 | 9 | 0
2020 | TVA_Transmission_2_NonRTO_Midwest | TVA_Transmission | NonRTO_Midwest | Internal | Summer | B10 | 1262 | 700 | 0 | 64.47 | 63.15 | 9 | 0
2020 | TVA_Transmission_2_NonRTO_Midwest | TVA_Transmission | NonRTO_Midwest | Internal | Winter | B16 | 25 | 700 | 0 | 86.69 | 87.11 | 9 | 0
2020 | TVA_Transmission_2_NonRTO_Midwest | TVA_Transmission | NonRTO_Midwest | Internal | Winter | B17 | 100 | 700 | 0 | 74.73 | 76.66 | 9 | 0
2020 | TVA_Transmission_2_NonRTO_Midwest | TVA_Transmission | NonRTO_Midwest | Internal | Winter | B18 | 400 | 700 | 0 | 71.82 | 75.12 | 9 | 0
2020 | TVA_Transmission_2_NonRTO_Midwest | TVA_Transmission | NonRTO_Midwest | Internal | Winter | B19 | 700 | 700 | 0 | 70.61 | 68.1 | 9 | 0
2020 | TVA_Transmission_2_NonRTO_Midwest | TVA_Transmission | NonRTO_Midwest | Internal | Winter | B20 | 935 | 700 | 0 | 68.23 | 66.14 | 9 | 0
2020 | TVA_Transmission_2_PJM_ROR | TVA_Transmission | PJM_ROR | Internal | Shoulder | B11 | 25 | 2000 | 0 | 82.75 | 76.75 | 9 | 0
2020 | TVA_Transmission_2_PJM_ROR | TVA_Transmission | PJM_ROR | Internal | Shoulder | B12 | 200 | 2000 | 0 | 71.29 | 69.59 | 9 | 0
2020 | TVA_Transmission_2_PJM_ROR | TVA_Transmission | PJM_ROR | Internal | Shoulder | B13 | 600 | 2000 | 0 | 68.82 | 65.68 | 9 | 0
2020 | TVA_Transmission_2_PJM_ROR | TVA_Transmission | PJM_ROR | Internal | Shoulder | B14 | 900 | 2000 | 0 | 68.09 | 64.79 | 9 | 0
2020 | TVA_Transmission_2_PJM_ROR | TVA_Transmission | PJM_ROR | Internal | Shoulder | B15 | 1203 | 2000 | 0 | 66.75 | 61.3 | 9 | 0
2020 | TVA_Transmission_2_PJM_ROR | TVA_Transmission | PJM_ROR | Internal | Summer | B1 | 10 | 2000 | 0 | 109.84 | 103.84 | 9 | 0
2020 | TVA_Transmission_2_PJM_ROR | TVA_Transmission | PJM_ROR | Internal | Summer | B2 | 25 | 2000 | 0 | 107.15 | 101.15 | 9 | 0
2020 | TVA_Transmission_2_PJM_ROR | TVA_Transmission | PJM_ROR | Internal | Summer | B3 | 75 | 2000 | 0 | 107.15 | 101.15 | 9 | 0
2020 | TVA_Transmission_2_PJM_ROR | TVA_Transmission | PJM_ROR | Internal | Summer | B4 | 100 | 2000 | 0 | 101.28 | 95.28 | 9 | 0
2020 | TVA_Transmission_2_PJM_ROR | TVA_Transmission | PJM_ROR | Internal | Summer | B5 | 200 | 2000 | 0 | 94.83 | 88.83 | 9 | 0
2020 | TVA_Transmission_2_PJM_ROR | TVA_Transmission | PJM_ROR | Internal | Summer | B6 | 300 | 2000 | 0 | 81.63 | 75.95 | 9 | 0
2020 | TVA_Transmission_2_PJM_ROR | TVA_Transmission | PJM_ROR | Internal | Summer | B7 | 400 | 2000 | 0 | 72.69 | 67.36 | 9 | 0
2020 | TVA_Transmission_2_PJM_ROR | TVA_Transmission | PJM_ROR | Internal | Summer | B8 | 500 | 2000 | 0 | 67.81 | 64.14 | 9 | 0
2020 | TVA_Transmission_2_PJM_ROR | TVA_Transmission | PJM_ROR | Internal | Summer | B9 | 800 | 2000 | 0 | 66.63 | 62.15 | 9 | 0
2020 | TVA_Transmission_2_PJM_ROR | TVA_Transmission | PJM_ROR | Internal | Summer | B10 | 1262 | 2000 | 0 | 64.47 | 61.01 | 9 | 0
2020 | TVA_Transmission_2_PJM_ROR | TVA_Transmission | PJM_ROR | Internal | Winter | B16 | 25 | 2000 | 0 | 86.69 | 81.44 | 9 | 0
2020 | TVA_Transmission_2_PJM_ROR | TVA_Transmission | PJM_ROR | Internal | Winter | B17 | 100 | 2000 | 0 | 74.73 | 75.57 | 9 | 0
2020 | TVA_Transmission_2_PJM_ROR | TVA_Transmission | PJM_ROR | Internal | Winter | B18 | 400 | 2000 | 0 | 71.82 | 69.13 | 9 | 0
2020 | TVA_Transmission_2_PJM_ROR | TVA_Transmission | PJM_ROR | Internal | Winter | B19 | 700 | 2000 | 0 | 70.61 | 67.36 | 9 | 0
2020 | TVA_Transmission_2_PJM_ROR | TVA_Transmission | PJM_ROR | Internal | Winter | B20 | 935 | 2000 | 0 | 68.23 | 62.23 | 9 | 0
2020 | TVA_Transmission_2_SOCO | TVA_Transmission | SOCO | Internal | Shoulder | B11 | 25 | 3200 | 1803.42 | 82.75 | 91.75 | 9 | 0
2020 | TVA_Transmission_2_SOCO | TVA_Transmission | SOCO | Internal | Shoulder | B12 | 200 | 3200 | 0 | 71.29 | 69.83 | 9 | 0
2020 | TVA_Transmission_2_SOCO | TVA_Transmission | SOCO | Internal | Shoulder | B13 | 600 | 3200 | 0 | 68.82 | 68.62 | 9 | 0
2020 | TVA_Transmission_2_SOCO | TVA_Transmission | SOCO | Internal | Shoulder | B14 | 900 | 3200 | 0 | 68.09 | 68.62 | 9 | 0
2020 | TVA_Transmission_2_SOCO | TVA_Transmission | SOCO | Internal | Shoulder | B15 | 1203 | 3200 | 0 | 66.75 | 67.38 | 9 | 0
2020 | TVA_Transmission_2_SOCO | TVA_Transmission | SOCO | Internal | Summer | B1 | 10 | 3200 | 0 | 109.84 | 112.12 | 9 | 0
2020 | TVA_Transmission_2_SOCO | TVA_Transmission | SOCO | Internal | Summer | B2 | 25 | 3200 | 0 | 107.15 | 109.92 | 9 | 0
2020 | TVA_Transmission_2_SOCO | TVA_Transmission | SOCO | Internal | Summer | B3 | 75 | 3200 | 0 | 107.15 | 109.92 | 9 | 0
2020 | TVA_Transmission_2_SOCO | TVA_Transmission | SOCO | Internal | Summer | B4 | 100 | 3200 | 0 | 101.28 | 109.92 | 9 | 0
2020 | TVA_Transmission_2_SOCO | TVA_Transmission | SOCO | Internal | Summer | B5 | 200 | 3200 | 600.62 | 94.83 | 103.83 | 9 | 0
2020 | TVA_Transmission_2_SOCO | TVA_Transmission | SOCO | Internal | Summer | B6 | 300 | 3200 | 0 | 81.63 | 90.52 | 9 | 0
2020 | TVA_Transmission_2_SOCO | TVA_Transmission | SOCO | Internal | Summer | B7 | 400 | 3200 | 318.99 | 72.69 | 81.69 | 9 | 0
2020 | TVA_Transmission_2_SOCO | TVA_Transmission | SOCO | Internal | Summer | B8 | 500 | 3200 | 0 | 67.81 | 74.9 | 9 | 0
2020 | TVA_Transmission_2_SOCO | TVA_Transmission | SOCO | Internal | Summer | B9 | 800 | 3200 | 0 | 66.63 | 68.51 | 9 | 0
2020 | TVA_Transmission_2_SOCO | TVA_Transmission | SOCO | Internal | Summer | B10 | 1262 | 3200 | 0 | 64.47 | 66.11 | 9 | 0
2020 | TVA_Transmission_2_SOCO | TVA_Transmission | SOCO | Internal | Winter | B16 | 25 | 3200 | 1592.4 | 86.69 | 95.69 | 9 | 0
2020 | TVA_Transmission_2_SOCO | TVA_Transmission | SOCO | Internal | Winter | B17 | 100 | 3200 | 0 | 74.73 | 77 | 9 | 0
2020 | TVA_Transmission_2_SOCO | TVA_Transmission | SOCO | Internal | Winter | B18 | 400 | 3200 | 0 | 71.82 | 69.99 | 9 | 0
2020 | TVA_Transmission_2_SOCO | TVA_Transmission | SOCO | Internal | Winter | B19 | 700 | 3200 | 0 | 70.61 | 69.99 | 9 | 0
2020 | TVA_Transmission_2_SOCO | TVA_Transmission | SOCO | Internal | Winter | B20 | 935 | 3200 | 0 | 68.23 | 69.99 | 9 | 0
2020 | TVA_Transmission_2_TVA | TVA_Transmission | TVA | Internal | Shoulder | B11 | 25 | 99999 | 0.01 | 82.75 | 82.75 | 0.01 | 0
2020 | TVA_Transmission_2_TVA | TVA_Transmission | TVA | Internal | Shoulder | B12 | 200 | 99999 | 0 | 71.29 | 67.02 | 0.01 | 0
2020 | TVA_Transmission_2_TVA | TVA_Transmission | TVA | Internal | Shoulder | B13 | 600 | 99999 | 0 | 68.82 | 67.02 | 0.01 | 0
2020 | TVA_Transmission_2_TVA | TVA_Transmission | TVA | Internal | Shoulder | B14 | 900 | 99999 | 0 | 68.09 | 67.02 | 0.01 | 0
2020 | TVA_Transmission_2_TVA | TVA_Transmission | TVA | Internal | Shoulder | B15 | 1203 | 99999 | 1138.02 | 66.75 | 66.77 | 0.01 | 0
2020 | TVA_Transmission_2_TVA | TVA_Transmission | TVA | Internal | Summer | B1 | 10 | 99999 | 3172.82 | 109.84 | 109.85 | 0.01 | 0
2020 | TVA_Transmission_2_TVA | TVA_Transmission | TVA | Internal | Summer | B2 | 25 | 99999 | 2396.18 | 107.15 | 107.16 | 0.01 | 0
2020 | TVA_Transmission_2_TVA | TVA_Transmission | TVA | Internal | Summer | B3 | 75 | 99999 | 872.21 | 107.15 | 107.16 | 0.01 | 0
2020 | TVA_Transmission_2_TVA | TVA_Transmission | TVA | Internal | Summer | B4 | 100 | 99999 | 168.05 | 101.28 | 101.29 | 0.01 | 0
2020 | TVA_Transmission_2_TVA | TVA_Transmission | TVA | Internal | Summer | B5 | 200 | 99999 | 0 | 94.83 | 86.87 | 0.01 | 0
2020 | TVA_Transmission_2_TVA | TVA_Transmission | TVA | Internal | Summer | B6 | 300 | 99999 | 0 | 81.63 | 68.54 | 0.01 | 0
2020 | TVA_Transmission_2_TVA | TVA_Transmission | TVA | Internal | Summer | B7 | 400 | 99999 | 0 | 72.69 | 65.69 | 0.01 | 0
2020 | TVA_Transmission_2_TVA | TVA_Transmission | TVA | Internal | Summer | B8 | 500 | 99999 | 0 | 67.81 | 65.69 | 0.01 | 0
2020 | TVA_Transmission_2_TVA | TVA_Transmission | TVA | Internal | Summer | B9 | 800 | 99999 | 0 | 66.63 | 65.69 | 0.01 | 0
2020 | TVA_Transmission_2_TVA | TVA_Transmission | TVA | Internal | Summer | B10 | 1262 | 99999 | 0 | 64.47 | 63.37 | 0.01 | 0
2020 | TVA_Transmission_2_TVA | TVA_Transmission | TVA | Internal | Winter | B16 | 25 | 99999 | 0.01 | 86.69 | 86.69 | 0.01 | 0
2020 | TVA_Transmission_2_TVA | TVA_Transmission | TVA | Internal | Winter | B17 | 100 | 99999 | 0 | 74.73 | 70.7 | 0.01 | 0
2020 | TVA_Transmission_2_TVA | TVA_Transmission | TVA | Internal | Winter | B18 | 400 | 99999 | 0 | 71.82 | 69.65 | 0.01 | 0
2020 | TVA_Transmission_2_TVA | TVA_Transmission | TVA | Internal | Winter | B19 | 700 | 99999 | 0 | 70.61 | 69.65 | 0.01 | 0
2020 | TVA_Transmission_2_TVA | TVA_Transmission | TVA | Internal | Winter | B20 | 935 | 99999 | 486.46 | 68.23 | 68.24 | 0.01 | 0
2020 | TVA_Transmission_2_VACAR | TVA_Transmission | VACAR | Internal | Shoulder | B11 | 25 | 900 | 0 | 82.75 | 84.75 | 9 | 0
2020 | TVA_Transmission_2_VACAR | TVA_Transmission | VACAR | Internal | Shoulder | B12 | 200 | 900 | 0 | 71.29 | 75.59 | 9 | 0
2020 | TVA_Transmission_2_VACAR | TVA_Transmission | VACAR | Internal | Shoulder | B13 | 600 | 900 | 0 | 68.82 | 71.68 | 9 | 0
2020 | TVA_Transmission_2_VACAR | TVA_Transmission | VACAR | Internal | Shoulder | B14 | 900 | 900 | 0 | 68.09 | 70.79 | 9 | 0
2020 | TVA_Transmission_2_VACAR | TVA_Transmission | VACAR | Internal | Shoulder | B15 | 1203 | 900 | 0 | 66.75 | 67.3 | 9 | 0
2020 | TVA_Transmission_2_VACAR | TVA_Transmission | VACAR | Internal | Summer | B1 | 10 | 900 | 0 | 109.84 | 112.79 | 9 | 0
2020 | TVA_Transmission_2_VACAR | TVA_Transmission | VACAR | Internal | Summer | B2 | 25 | 900 | 0 | 107.15 | 112.79 | 9 | 0
2020 | TVA_Transmission_2_VACAR | TVA_Transmission | VACAR | Internal | Summer | B3 | 75 | 900 | 0 | 107.15 | 112.79 | 9 | 0
2020 | TVA_Transmission_2_VACAR | TVA_Transmission | VACAR | Internal | Summer | B4 | 100 | 900 | 0 | 101.28 | 102.92 | 9 | 0
2020 | TVA_Transmission_2_VACAR | TVA_Transmission | VACAR | Internal | Summer | B5 | 200 | 900 | 0 | 94.83 | 96.83 | 9 | 0
2020 | TVA_Transmission_2_VACAR | TVA_Transmission | VACAR | Internal | Summer | B6 | 300 | 900 | 0 | 81.63 | 83.52 | 9 | 0
2020 | TVA_Transmission_2_VACAR | TVA_Transmission | VACAR | Internal | Summer | B7 | 400 | 900 | 0 | 72.69 | 74.69 | 9 | 0
2020 | TVA_Transmission_2_VACAR | TVA_Transmission | VACAR | Internal | Summer | B8 | 500 | 900 | 0 | 67.81 | 70.25 | 9 | 0
2020 | TVA_Transmission_2_VACAR | TVA_Transmission | VACAR | Internal | Summer | B9 | 800 | 900 | 0 | 66.63 | 68.86 | 9 | 0
2020 | TVA_Transmission_2_VACAR | TVA_Transmission | VACAR | Internal | Summer | B10 | 1262 | 900 | 0 | 64.47 | 65.91 | 9 | 0
2020 | TVA_Transmission_2_VACAR | TVA_Transmission | VACAR | Internal | Winter | B16 | 25 | 900 | 507.59 | 86.69 | 95.69 | 9 | 0
2020 | TVA_Transmission_2_VACAR | TVA_Transmission | VACAR | Internal | Winter | B17 | 100 | 900 | 0 | 74.73 | 81.57 | 9 | 0
2020 | TVA_Transmission_2_VACAR | TVA_Transmission | VACAR | Internal | Winter | B18 | 400 | 900 | 0 | 71.82 | 75.13 | 9 | 0
2020 | TVA_Transmission_2_VACAR | TVA_Transmission | VACAR | Internal | Winter | B19 | 700 | 900 | 0 | 70.61 | 73.36 | 9 | 0
2020 | TVA_Transmission_2_VACAR | TVA_Transmission | VACAR | Internal | Winter | B20 | 935 | 900 | 0 | 68.23 | 68.23 | 9 | 0
2020 | VACAR_2_PJM_ROR | VACAR | PJM_ROR | Internal | Shoulder | B11 | 25 | 2000 | 0 | 84.75 | 76.75 | 7 | 0
2020 | VACAR_2_PJM_ROR | VACAR | PJM_ROR | Internal | Shoulder | B12 | 200 | 2000 | 0 | 75.59 | 69.59 | 7 | 0
2020 | VACAR_2_PJM_ROR | VACAR | PJM_ROR | Internal | Shoulder | B13 | 600 | 2000 | 0 | 71.68 | 65.68 | 7 | 0
2020 | VACAR_2_PJM_ROR | VACAR | PJM_ROR | Internal | Shoulder | B14 | 900 | 2000 | 0 | 70.79 | 64.79 | 7 | 0
2020 | VACAR_2_PJM_ROR | VACAR | PJM_ROR | Internal | Shoulder | B15 | 1203 | 2000 | 0 | 67.3 | 61.3 | 7 | 0
2020 | VACAR_2_PJM_ROR | VACAR | PJM_ROR | Internal | Summer | B1 | 10 | 2000 | 0 | 112.79 | 103.84 | 7 | 0
2020 | VACAR_2_PJM_ROR | VACAR | PJM_ROR | Internal | Summer | B2 | 25 | 2000 | 0 | 112.79 | 101.15 | 7 | 0
2020 | VACAR_2_PJM_ROR | VACAR | PJM_ROR | Internal | Summer | B3 | 75 | 2000 | 0 | 112.79 | 101.15 | 7 | 0
2020 | VACAR_2_PJM_ROR | VACAR | PJM_ROR | Internal | Summer | B4 | 100 | 2000 | 0 | 102.92 | 95.28 | 7 | 0
2020 | VACAR_2_PJM_ROR | VACAR | PJM_ROR | Internal | Summer | B5 | 200 | 2000 | 0 | 96.83 | 88.83 | 7 | 0
2020 | VACAR_2_PJM_ROR | VACAR | PJM_ROR | Internal | Summer | B6 | 300 | 2000 | 0 | 83.52 | 75.95 | 7 | 0
2020 | VACAR_2_PJM_ROR | VACAR | PJM_ROR | Internal | Summer | B7 | 400 | 2000 | 0 | 74.69 | 67.36 | 7 | 0
2020 | VACAR_2_PJM_ROR | VACAR | PJM_ROR | Internal | Summer | B8 | 500 | 2000 | 0 | 70.25 | 64.14 | 7 | 0
2020 | VACAR_2_PJM_ROR | VACAR | PJM_ROR | Internal | Summer | B9 | 800 | 2000 | 0 | 68.86 | 62.15 | 7 | 0
2020 | VACAR_2_PJM_ROR | VACAR | PJM_ROR | Internal | Summer | B10 | 1262 | 2000 | 0 | 65.91 | 61.01 | 7 | 0
2020 | VACAR_2_PJM_ROR | VACAR | PJM_ROR | Internal | Winter | B16 | 25 | 2000 | 0 | 95.69 | 81.44 | 7 | 0
2020 | VACAR_2_PJM_ROR | VACAR | PJM_ROR | Internal | Winter | B17 | 100 | 2000 | 0 | 81.57 | 75.57 | 7 | 0
2020 | VACAR_2_PJM_ROR | VACAR | PJM_ROR | Internal | Winter | B18 | 400 | 2000 | 0 | 75.13 | 69.13 | 7 | 0
2020 | VACAR_2_PJM_ROR | VACAR | PJM_ROR | Internal | Winter | B19 | 700 | 2000 | 0 | 73.36 | 67.36 | 7 | 0
2020 | VACAR_2_PJM_ROR | VACAR | PJM_ROR | Internal | Winter | B20 | 935 | 2000 | 0 | 68.23 | 62.23 | 7 | 0
2020 | VACAR_2_SOCO | VACAR | SOCO | Internal | Shoulder | B11 | 25 | 3000 | 2370.31 | 84.75 | 91.75 | 7 | 0
2020 | VACAR_2_SOCO | VACAR | SOCO | Internal | Shoulder | B12 | 200 | 3000 | 0 | 75.59 | 69.83 | 7 | 0
2020 | VACAR_2_SOCO | VACAR | SOCO | Internal | Shoulder | B13 | 600 | 3000 | 0 | 71.68 | 68.62 | 7 | 0
2020 | VACAR_2_SOCO | VACAR | SOCO | Internal | Shoulder | B14 | 900 | 3000 | 0 | 70.79 | 68.62 | 7 | 0
2020 | VACAR_2_SOCO | VACAR | SOCO | Internal | Shoulder | B15 | 1203 | 3000 | 0 | 67.3 | 67.38 | 7 | 0
2020 | VACAR_2_SOCO | VACAR | SOCO | Internal | Summer | B1 | 10 | 3000 | 0 | 112.79 | 112.12 | 7 | 0
2020 | VACAR_2_SOCO | VACAR | SOCO | Internal | Summer | B2 | 25 | 3000 | 0 | 112.79 | 109.92 | 7 | 0
2020 | VACAR_2_SOCO | VACAR | SOCO | Internal | Summer | B3 | 75 | 3000 | 0 | 112.79 | 109.92 | 7 | 0
2020 | VACAR_2_SOCO | VACAR | SOCO | Internal | Summer | B4 | 100 | 3000 | 567.22 | 102.92 | 109.92 | 7 | 0
2020 | VACAR_2_SOCO | VACAR | SOCO | Internal | Summer | B5 | 200 | 3000 | 2267.28 | 96.83 | 103.83 | 7 | 0
2020 | VACAR_2_SOCO | VACAR | SOCO | Internal | Summer | B6 | 300 | 3000 | 1797.67 | 83.52 | 90.52 | 7 | 0
2020 | VACAR_2_SOCO | VACAR | SOCO | Internal | Summer | B7 | 400 | 3000 | 228.45 | 74.69 | 81.69 | 7 | 0
2020 | VACAR_2_SOCO | VACAR | SOCO | Internal | Summer | B8 | 500 | 3000 | 0 | 70.25 | 74.9 | 7 | 0
2020 | VACAR_2_SOCO | VACAR | SOCO | Internal | Summer | B9 | 800 | 3000 | 0 | 68.86 | 68.51 | 7 | 0
2020 | VACAR_2_SOCO | VACAR | SOCO | Internal | Summer | B10 | 1262 | 3000 | 0 | 65.91 | 66.11 | 7 | 0
2020 | VACAR_2_SOCO | VACAR | SOCO | Internal | Winter | B16 | 25 | 3000 | 0 | 95.69 | 95.69 | 7 | 0
2020 | VACAR_2_SOCO | VACAR | SOCO | Internal | Winter | B17 | 100 | 3000 | 0 | 81.57 | 77 | 7 | 0
2020 | VACAR_2_SOCO | VACAR | SOCO | Internal | Winter | B18 | 400 | 3000 | 0 | 75.13 | 69.99 | 7 | 0
2020 | VACAR_2_SOCO | VACAR | SOCO | Internal | Winter | B19 | 700 | 3000 | 0 | 73.36 | 69.99 | 7 | 0
2020 | VACAR_2_SOCO | VACAR | SOCO | Internal | Winter | B20 | 935 | 3000 | 0 | 68.23 | 69.99 | 7 | 0
2020 | VACAR_2_TVA_Transmission | VACAR | TVA_Transmission | Internal | Shoulder | B11 | 25 | 900 | 0 | 84.75 | 82.75 | 7 | 0
2020 | VACAR_2_TVA_Transmission | VACAR | TVA_Transmission | Internal | Shoulder | B12 | 200 | 900 | 0 | 75.59 | 71.29 | 7 | 0
2020 | VACAR_2_TVA_Transmission | VACAR | TVA_Transmission | Internal | Shoulder | B13 | 600 | 900 | 0 | 71.68 | 68.82 | 7 | 0
2020 | VACAR_2_TVA_Transmission | VACAR | TVA_Transmission | Internal | Shoulder | B14 | 900 | 900 | 0 | 70.79 | 68.09 | 7 | 0
2020 | VACAR_2_TVA_Transmission | VACAR | TVA_Transmission | Internal | Shoulder | B15 | 1203 | 900 | 0 | 67.3 | 66.75 | 7 | 0
2020 | VACAR_2_TVA_Transmission | VACAR | TVA_Transmission | Internal | Summer | B1 | 10 | 900 | 0 | 112.79 | 109.84 | 7 | 0
2020 | VACAR_2_TVA_Transmission | VACAR | TVA_Transmission | Internal | Summer | B2 | 25 | 900 | 0 | 112.79 | 107.15 | 7 | 0
2020 | VACAR_2_TVA_Transmission | VACAR | TVA_Transmission | Internal | Summer | B3 | 75 | 900 | 0 | 112.79 | 107.15 | 7 | 0
2020 | VACAR_2_TVA_Transmission | VACAR | TVA_Transmission | Internal | Summer | B4 | 100 | 900 | 0 | 102.92 | 101.28 | 7 | 0
2020 | VACAR_2_TVA_Transmission | VACAR | TVA_Transmission | Internal | Summer | B5 | 200 | 900 | 0 | 96.83 | 94.83 | 7 | 0
2020 | VACAR_2_TVA_Transmission | VACAR | TVA_Transmission | Internal | Summer | B6 | 300 | 900 | 0 | 83.52 | 81.63 | 7 | 0
2020 | VACAR_2_TVA_Transmission | VACAR | TVA_Transmission | Internal | Summer | B7 | 400 | 900 | 0 | 74.69 | 72.69 | 7 | 0
2020 | VACAR_2_TVA_Transmission | VACAR | TVA_Transmission | Internal | Summer | B8 | 500 | 900 | 0 | 70.25 | 67.81 | 7 | 0
2020 | VACAR_2_TVA_Transmission | VACAR | TVA_Transmission | Internal | Summer | B9 | 800 | 900 | 0 | 68.86 | 66.63 | 7 | 0
2020 | VACAR_2_TVA_Transmission | VACAR | TVA_Transmission | Internal | Summer | B10 | 1262 | 900 | 0 | 65.91 | 64.47 | 7 | 0
2020 | VACAR_2_TVA_Transmission | VACAR | TVA_Transmission | Internal | Winter | B16 | 25 | 900 | 0 | 95.69 | 86.69 | 7 | 0
2020 | VACAR_2_TVA_Transmission | VACAR | TVA_Transmission | Internal | Winter | B17 | 100 | 900 | 0 | 81.57 | 74.73 | 7 | 0
2020 | VACAR_2_TVA_Transmission | VACAR | TVA_Transmission | Internal | Winter | B18 | 400 | 900 | 0 | 75.13 | 71.82 | 7 | 0
2020 | VACAR_2_TVA_Transmission | VACAR | TVA_Transmission | Internal | Winter | B19 | 700 | 900 | 0 | 73.36 | 70.61 | 7 | 0
2020 | VACAR_2_TVA_Transmission | VACAR | TVA_Transmission | Internal | Winter | B20 | 935 | 900 | 0 | 68.23 | 68.23 | 7 | 0
2025 | ENT_2_MISO_MO-IL | ENT | MISO_MO-IL | Internal | Shoulder | B11 | 25 | 2260 | 0 | 86.22 | 82.2 | 8 | 0
2025 | ENT_2_MISO_MO-IL | ENT | MISO_MO-IL | Internal | Shoulder | B12 | 200 | 2260 | 0 | 73.68 | 75.64 | 8 | 0
2025 | ENT_2_MISO_MO-IL | ENT | MISO_MO-IL | Internal | Shoulder | B13 | 600 | 2260 | 0 | 73.14 | 74.37 | 8 | 0
2025 | ENT_2_MISO_MO-IL | ENT | MISO_MO-IL | Internal | Shoulder | B14 | 900 | 2260 | 0 | 70.69 | 68.68 | 8 | 0
2025 | ENT_2_MISO_MO-IL | ENT | MISO_MO-IL | Internal | Shoulder | B15 | 1203 | 2260 | 0 | 69.74 | 61.74 | 8 | 0
2025 | ENT_2_MISO_MO-IL | ENT | MISO_MO-IL | Internal | Summer | B1 | 10 | 2260 | 0 | 117.69 | 110.44 | 8 | 0
2025 | ENT_2_MISO_MO-IL | ENT | MISO_MO-IL | Internal | Summer | B2 | 25 | 2260 | 0 | 113.83 | 109.53 | 8 | 0
2025 | ENT_2_MISO_MO-IL | ENT | MISO_MO-IL | Internal | Summer | B3 | 75 | 2260 | 0 | 113.83 | 108.49 | 8 | 0
2025 | ENT_2_MISO_MO-IL | ENT | MISO_MO-IL | Internal | Summer | B4 | 100 | 2260 | 0 | 112.44 | 107.28 | 8 | 0
2025 | ENT_2_MISO_MO-IL | ENT | MISO_MO-IL | Internal | Summer | B5 | 200 | 2260 | 0 | 107.88 | 100.38 | 8 | 0
2025 | ENT_2_MISO_MO-IL | ENT | MISO_MO-IL | Internal | Summer | B6 | 300 | 2260 | 0 | 92.27 | 85.29 | 8 | 0
2025 | ENT_2_MISO_MO-IL | ENT | MISO_MO-IL | Internal | Summer | B7 | 400 | 2260 | 0 | 82.63 | 80.21 | 8 | 0
2025 | ENT_2_MISO_MO-IL | ENT | MISO_MO-IL | Internal | Summer | B8 | 500 | 2260 | 0 | 72.16 | 73.14 | 8 | 0
2025 | ENT_2_MISO_MO-IL | ENT | MISO_MO-IL | Internal | Summer | B9 | 800 | 2260 | 0 | 71.63 | 66.4 | 8 | 0
2025 | ENT_2_MISO_MO-IL | ENT | MISO_MO-IL | Internal | Summer | B10 | 1262 | 2260 | 0 | 69.24 | 61.24 | 8 | 0
2025 | ENT_2_MISO_MO-IL | ENT | MISO_MO-IL | Internal | Winter | B16 | 25 | 2260 | 0 | 81.6 | 81.6 | 8 | 0
2025 | ENT_2_MISO_MO-IL | ENT | MISO_MO-IL | Internal | Winter | B17 | 100 | 2260 | 0 | 76.66 | 78.98 | 8 | 0
2025 | ENT_2_MISO_MO-IL | ENT | MISO_MO-IL | Internal | Winter | B18 | 400 | 2260 | 0 | 76.47 | 75 | 8 | 0
2025 | ENT_2_MISO_MO-IL | ENT | MISO_MO-IL | Internal | Winter | B19 | 700 | 2260 | 0 | 73.56 | 73.56 | 8 | 0
2025 | ENT_2_MISO_MO-IL | ENT | MISO_MO-IL | Internal | Winter | B20 | 935 | 2260 | 0 | 71.81 | 63.81 | 8 | 0
2025 | ENT_2_SOCO | ENT | SOCO | Internal | Shoulder | B11 | 25 | 2000 | 2000 | 86.22 | 99.2 | 8 | 4.98
2025 | ENT_2_SOCO | ENT | SOCO | Internal | Shoulder | B12 | 200 | 2000 | 0 | 73.68 | 77.62 | 8 | 0
2025 | ENT_2_SOCO | ENT | SOCO | Internal | Shoulder | B13 | 600 | 2000 | 0 | 73.14 | 75.26 | 8 | 0
2025 | ENT_2_SOCO | ENT | SOCO | Internal | Shoulder | B14 | 900 | 2000 | 0 | 70.69 | 75.26 | 8 | 0
2025 | ENT_2_SOCO | ENT | SOCO | Internal | Shoulder | B15 | 1203 | 2000 | 0 | 69.74 | 72.62 | 8 | 0
2025 | ENT_2_SOCO | ENT | SOCO | Internal | Summer | B1 | 10 | 2000 | 1458.27 | 117.69 | 125.69 | 8 | 0
2025 | ENT_2_SOCO | ENT | SOCO | Internal | Summer | B2 | 25 | 2000 | 87.38 | 113.83 | 121.83 | 8 | 0
2025 | ENT_2_SOCO | ENT | SOCO | Internal | Summer | B3 | 75 | 2000 | 0 | 113.83 | 120.44 | 8 | 0
2025 | ENT_2_SOCO | ENT | SOCO | Internal | Summer | B4 | 100 | 2000 | 374.48 | 112.44 | 120.44 | 8 | 0
2025 | ENT_2_SOCO | ENT | SOCO | Internal | Summer | B5 | 200 | 2000 | 2000 | 107.88 | 117.38 | 8 | 1.51
2025 | ENT_2_SOCO | ENT | SOCO | Internal | Summer | B6 | 300 | 2000 | 1125.17 | 92.27 | 100.27 | 8 | 0
2025 | ENT_2_SOCO | ENT | SOCO | Internal | Summer | B7 | 400 | 2000 | 2000 | 82.63 | 95.31 | 8 | 4.68
2025 | ENT_2_SOCO | ENT | SOCO | Internal | Summer | B8 | 500 | 2000 | 2000 | 72.16 | 85.44 | 8 | 5.28
2025 | ENT_2_SOCO | ENT | SOCO | Internal | Summer | B9 | 800 | 2000 | 0 | 71.63 | 73.81 | 8 | 0
2025 | ENT_2_SOCO | ENT | SOCO | Internal | Summer | B10 | 1262 | 2000 | 0 | 69.24 | 71.22 | 8 | 0
2025 | ENT_2_SOCO | ENT | SOCO | Internal | Winter | B16 | 25 | 2000 | 2000 | 81.6 | 98.61 | 8 | 9.01
2025 | ENT_2_SOCO | ENT | SOCO | Internal | Winter | B17 | 100 | 2000 | 1268.84 | 76.66 | 84.66 | 8 | 0
2025 | ENT_2_SOCO | ENT | SOCO | Internal | Winter | B18 | 400 | 2000 | 0 | 76.47 | 77.08 | 8 | 0
2025 | ENT_2_SOCO | ENT | SOCO | Internal | Winter | B19 | 700 | 2000 | 0 | 73.56 | 77.08 | 8 | 0
2025 | ENT_2_SOCO | ENT | SOCO | Internal | Winter | B20 | 935 | 2000 | 0 | 71.81 | 75.5 | 8 | 0
2025 | ENT_2_SPP_N | ENT | SPP_N | Internal | Shoulder | B11 | 25 | 1300 | 0 | 86.22 | 81.21 | 8 | 0
2025 | ENT_2_SPP_N | ENT | SPP_N | Internal | Shoulder | B12 | 200 | 1300 | 0 | 73.68 | 70.64 | 8 | 0
2025 | ENT_2_SPP_N | ENT | SPP_N | Internal | Shoulder | B13 | 600 | 1300 | 0 | 73.14 | 70.49 | 8 | 0
2025 | ENT_2_SPP_N | ENT | SPP_N | Internal | Shoulder | B14 | 900 | 1300 | 0 | 70.69 | 63.68 | 8 | 0
2025 | ENT_2_SPP_N | ENT | SPP_N | Internal | Shoulder | B15 | 1203 | 1300 | 0 | 69.74 | 61.36 | 8 | 0
2025 | ENT_2_SPP_N | ENT | SPP_N | Internal | Summer | B1 | 10 | 1300 | 0 | 117.69 | 108.83 | 8 | 0
2025 | ENT_2_SPP_N | ENT | SPP_N | Internal | Summer | B2 | 25 | 1300 | 0 | 113.83 | 108.83 | 8 | 0
2025 | ENT_2_SPP_N | ENT | SPP_N | Internal | Summer | B3 | 75 | 1300 | 0 | 113.83 | 108.83 | 8 | 0
2025 | ENT_2_SPP_N | ENT | SPP_N | Internal | Summer | B4 | 100 | 1300 | 0 | 112.44 | 107.44 | 8 | 0
2025 | ENT_2_SPP_N | ENT | SPP_N | Internal | Summer | B5 | 200 | 1300 | 0 | 107.88 | 102.88 | 8 | 0
2025 | ENT_2_SPP_N | ENT | SPP_N | Internal | Summer | B6 | 300 | 1300 | 0 | 92.27 | 88.4 | 8 | 0
2025 | ENT_2_SPP_N | ENT | SPP_N | Internal | Summer | B7 | 400 | 1300 | 0 | 82.63 | 81 | 8 | 0
2025 | ENT_2_SPP_N | ENT | SPP_N | Internal | Summer | B8 | 500 | 1300 | 0 | 72.16 | 71.41 | 8 | 0
2025 | ENT_2_SPP_N | ENT | SPP_N | Internal | Summer | B9 | 800 | 1300 | 0 | 71.63 | 69.09 | 8 | 0
2025 | ENT_2_SPP_N | ENT | SPP_N | Internal | Summer | B10 | 1262 | 1300 | 0 | 69.24 | 64.24 | 8 | 0
2025 | ENT_2_SPP_N | ENT | SPP_N | Internal | Winter | B16 | 25 | 1300 | 0 | 81.6 | 73.7 | 8 | 0
2025 | ENT_2_SPP_N | ENT | SPP_N | Internal | Winter | B17 | 100 | 1300 | 0 | 76.66 | 71.65 | 8 | 0
2025 | ENT_2_SPP_N | ENT | SPP_N | Internal | Winter | B18 | 400 | 1300 | 0 | 76.47 | 71.64 | 8 | 0
2025 | ENT_2_SPP_N | ENT | SPP_N | Internal | Winter | B19 | 700 | 1300 | 0 | 73.56 | 68.56 | 8 | 0
2025 | ENT_2_SPP_N | ENT | SPP_N | Internal | Winter | B20 | 935 | 1300 | 0 | 71.81 | 64.12 | 8 | 0
2025 | ENT_2_SPP_S | ENT | SPP_S | Internal | Shoulder | B11 | 25 | 1300 | 0 | 86.22 | 81.22 | 8 | 0
2025 | ENT_2_SPP_S | ENT | SPP_S | Internal | Shoulder | B12 | 200 | 1300 | 0 | 73.68 | 70.65 | 8 | 0
2025 | ENT_2_SPP_S | ENT | SPP_S | Internal | Shoulder | B13 | 600 | 1300 | 0 | 73.14 | 70.5 | 8 | 0
2025 | ENT_2_SPP_S | ENT | SPP_S | Internal | Shoulder | B14 | 900 | 1300 | 0 | 70.69 | 63.69 | 8 | 0
2025 | ENT_2_SPP_S | ENT | SPP_S | Internal | Shoulder | B15 | 1203 | 1300 | 0 | 69.74 | 61.37 | 8 | 0
2025 | ENT_2_SPP_S | ENT | SPP_S | Internal | Summer | B1 | 10 | 1300 | 0 | 117.69 | 82.44 | 8 | 0
2025 | ENT_2_SPP_S | ENT | SPP_S | Internal | Summer | B2 | 25 | 1300 | 0 | 113.83 | 100.23 | 8 | 0
2025 | ENT_2_SPP_S | ENT | SPP_S | Internal | Summer | B3 | 75 | 1300 | 0 | 113.83 | 101.08 | 8 | 0
2025 | ENT_2_SPP_S | ENT | SPP_S | Internal | Summer | B4 | 100 | 1300 | 0 | 112.44 | 100.23 | 8 | 0
2025 | ENT_2_SPP_S | ENT | SPP_S | Internal | Summer | B5 | 200 | 1300 | 0 | 107.88 | 100.23 | 8 | 0
2025 | ENT_2_SPP_S | ENT | SPP_S | Internal | Summer | B6 | 300 | 1300 | 0 | 92.27 | 88.41 | 8 | 0
2025 | ENT_2_SPP_S | ENT | SPP_S | Internal | Summer | B7 | 400 | 1300 | 0 | 82.63 | 81.01 | 8 | 0
2025 | ENT_2_SPP_S | ENT | SPP_S | Internal | Summer | B8 | 500 | 1300 | 0 | 72.16 | 71.42 | 8 | 0
2025 | ENT_2_SPP_S | ENT | SPP_S | Internal | Summer | B9 | 800 | 1300 | 0 | 71.63 | 69.11 | 8 | 0
2025 | ENT_2_SPP_S | ENT | SPP_S | Internal | Summer | B10 | 1262 | 1300 | 0 | 69.24 | 64.25 | 8 | 0
2025 | ENT_2_SPP_S | ENT | SPP_S | Internal | Winter | B16 | 25 | 1300 | 0 | 81.6 | 73.71 | 8 | 0
2025 | ENT_2_SPP_S | ENT | SPP_S | Internal | Winter | B17 | 100 | 1300 | 0 | 76.66 | 71.66 | 8 | 0
2025 | ENT_2_SPP_S | ENT | SPP_S | Internal | Winter | B18 | 400 | 1300 | 0 | 76.47 | 71.65 | 8 | 0
2025 | ENT_2_SPP_S | ENT | SPP_S | Internal | Winter | B19 | 700 | 1300 | 0 | 73.56 | 68.57 | 8 | 0
2025 | ENT_2_SPP_S | ENT | SPP_S | Internal | Winter | B20 | 935 | 1300 | 0 | 71.81 | 64.13 | 8 | 0
2025 | ENT_2_TVA_Transmission | ENT | TVA_Transmission | Internal | Shoulder | B11 | 25 | 2100 | 0 | 86.22 | 90.2 | 8 | 0
2025 | ENT_2_TVA_Transmission | ENT | TVA_Transmission | Internal | Shoulder | B12 | 200 | 2100 | 0 | 73.68 | 77.95 | 8 | 0
2025 | ENT_2_TVA_Transmission | ENT | TVA_Transmission | Internal | Shoulder | B13 | 600 | 2100 | 0 | 73.14 | 76.93 | 8 | 0
2025 | ENT_2_TVA_Transmission | ENT | TVA_Transmission | Internal | Shoulder | B14 | 900 | 2100 | 0 | 70.69 | 75.73 | 8 | 0
2025 | ENT_2_TVA_Transmission | ENT | TVA_Transmission | Internal | Shoulder | B15 | 1203 | 2100 | 0 | 69.74 | 69.74 | 8 | 0
2025 | ENT_2_TVA_Transmission | ENT | TVA_Transmission | Internal | Summer | B1 | 10 | 2100 | 0 | 117.69 | 118.44 | 8 | 0
2025 | ENT_2_TVA_Transmission | ENT | TVA_Transmission | Internal | Summer | B2 | 25 | 2100 | 0 | 113.83 | 117.53 | 8 | 0
2025 | ENT_2_TVA_Transmission | ENT | TVA_Transmission | Internal | Summer | B3 | 75 | 2100 | 0 | 113.83 | 115.27 | 8 | 0
2025 | ENT_2_TVA_Transmission | ENT | TVA_Transmission | Internal | Summer | B4 | 100 | 2100 | 0 | 112.44 | 115.27 | 8 | 0
2025 | ENT_2_TVA_Transmission | ENT | TVA_Transmission | Internal | Summer | B5 | 200 | 2100 | 0 | 107.88 | 108.38 | 8 | 0
2025 | ENT_2_TVA_Transmission | ENT | TVA_Transmission | Internal | Summer | B6 | 300 | 2100 | 0 | 92.27 | 91.98 | 8 | 0
2025 | ENT_2_TVA_Transmission | ENT | TVA_Transmission | Internal | Summer | B7 | 400 | 2100 | 0 | 82.63 | 86.92 | 8 | 0
2025 | ENT_2_TVA_Transmission | ENT | TVA_Transmission | Internal | Summer | B8 | 500 | 2100 | 0 | 72.16 | 77.42 | 8 | 0
2025 | ENT_2_TVA_Transmission | ENT | TVA_Transmission | Internal | Summer | B9 | 800 | 2100 | 0 | 71.63 | 73.91 | 8 | 0
2025 | ENT_2_TVA_Transmission | ENT | TVA_Transmission | Internal | Summer | B10 | 1262 | 2100 | 0 | 69.24 | 69.24 | 8 | 0
2025 | ENT_2_TVA_Transmission | ENT | TVA_Transmission | Internal | Winter | B16 | 25 | 2100 | 1780.72 | 81.6 | 89.6 | 8 | 0
2025 | ENT_2_TVA_Transmission | ENT | TVA_Transmission | Internal | Winter | B17 | 100 | 2100 | 0 | 76.66 | 82.26 | 8 | 0
2025 | ENT_2_TVA_Transmission | ENT | TVA_Transmission | Internal | Winter | B18 | 400 | 2100 | 0 | 76.47 | 79.47 | 8 | 0
2025 | ENT_2_TVA_Transmission | ENT | TVA_Transmission | Internal | Winter | B19 | 700 | 2100 | 0 | 73.56 | 79.1 | 8 | 0
2025 | ENT_2_TVA_Transmission | ENT | TVA_Transmission | Internal | Winter | B20 | 935 | 2100 | 0 | 71.81 | 71.74 | 8 | 0
2025 | FRCC_2_SOCO | FRCC | SOCO | Internal | Shoulder | B11 | 25 | 900 | 0 | 109.2 | 99.2 | 8 | 0
2025 | FRCC_2_SOCO | FRCC | SOCO | Internal | Shoulder | B12 | 200 | 900 | 0 | 81.24 | 77.62 | 8 | 0
2025 | FRCC_2_SOCO | FRCC | SOCO | Internal | Shoulder | B13 | 600 | 900 | 0 | 81.24 | 75.26 | 8 | 0
2025 | FRCC_2_SOCO | FRCC | SOCO | Internal | Shoulder | B14 | 900 | 900 | 0 | 77.85 | 75.26 | 8 | 0
2025 | FRCC_2_SOCO | FRCC | SOCO | Internal | Shoulder | B15 | 1203 | 900 | 0 | 77.85 | 72.62 | 8 | 0
2025 | FRCC_2_SOCO | FRCC | SOCO | Internal | Summer | B1 | 10 | 900 | 0 | 135.69 | 125.69 | 8 | 0
2025 | FRCC_2_SOCO | FRCC | SOCO | Internal | Summer | B2 | 25 | 900 | 0 | 125.11 | 121.83 | 8 | 0
2025 | FRCC_2_SOCO | FRCC | SOCO | Internal | Summer | B3 | 75 | 900 | 0 | 125.11 | 120.44 | 8 | 0
2025 | FRCC_2_SOCO | FRCC | SOCO | Internal | Summer | B4 | 100 | 900 | 0 | 125.11 | 120.44 | 8 | 0
2025 | FRCC_2_SOCO | FRCC | SOCO | Internal | Summer | B5 | 200 | 900 | 0 | 125.11 | 117.38 | 8 | 0
2025 | FRCC_2_SOCO | FRCC | SOCO | Internal | Summer | B6 | 300 | 900 | 0 | 110.27 | 100.27 | 8 | 0
2025 | FRCC_2_SOCO | FRCC | SOCO | Internal | Summer | B7 | 400 | 900 | 0 | 92.02 | 95.31 | 8 | 0
2025 | FRCC_2_SOCO | FRCC | SOCO | Internal | Summer | B8 | 500 | 900 | 0 | 80.4 | 85.44 | 8 | 0
2025 | FRCC_2_SOCO | FRCC | SOCO | Internal | Summer | B9 | 800 | 900 | 0 | 77.04 | 73.81 | 8 | 0
2025 | FRCC_2_SOCO | FRCC | SOCO | Internal | Summer | B10 | 1262 | 900 | 0 | 77.04 | 71.22 | 8 | 0
2025 | FRCC_2_SOCO | FRCC | SOCO | Internal | Winter | B16 | 25 | 900 | 0 | 106.57 | 98.61 | 8 | 0
2025 | FRCC_2_SOCO | FRCC | SOCO | Internal | Winter | B17 | 100 | 900 | 0 | 83.81 | 84.66 | 8 | 0
2025 | FRCC_2_SOCO | FRCC | SOCO | Internal | Winter | B18 | 400 | 900 | 0 | 82.26 | 77.08 | 8 | 0
2025 | FRCC_2_SOCO | FRCC | SOCO | Internal | Winter | B19 | 700 | 900 | 0 | 80.3 | 77.08 | 8 | 0
2025 | FRCC_2_SOCO | FRCC | SOCO | Internal | Winter | B20 | 935 | 900 | 0 | 80.3 | 75.5 | 8 | 0
2025 | HQ_NEISO_2_NEISO | HQ_NEISO | NEISO | Internal | Shoulder | B11 | 25 | 99999 | 3866.9 | 56.19 | 56.21 | 0.01 | 0
2025 | HQ_NEISO_2_NEISO | HQ_NEISO | NEISO | Internal | Shoulder | B12 | 200 | 99999 | 3857.4 | 57.33 | 57.34 | 0.01 | 0
2025 | HQ_NEISO_2_NEISO | HQ_NEISO | NEISO | Internal | Shoulder | B13 | 600 | 99999 | 3820.02 | 56.19 | 56.21 | 0.01 | 0
2025 | HQ_NEISO_2_NEISO | HQ_NEISO | NEISO | Internal | Shoulder | B14 | 900 | 99999 | 3754.63 | 56.19 | 56.21 | 0.01 | 0
2025 | HQ_NEISO_2_NEISO | HQ_NEISO | NEISO | Internal | Shoulder | B15 | 1203 | 99999 | 1797.77 | 56.19 | 56.21 | 0.01 | 0
2025 | HQ_NEISO_2_NEISO | HQ_NEISO | NEISO | Internal | Summer | B1 | 10 | 99999 | 4396.59 | 94.44 | 94.45 | 0.01 | 0
2025 | HQ_NEISO_2_NEISO | HQ_NEISO | NEISO | Internal | Summer | B2 | 25 | 99999 | 4333.83 | 94.44 | 94.45 | 0.01 | 0
2025 | HQ_NEISO_2_NEISO | HQ_NEISO | NEISO | Internal | Summer | B3 | 75 | 99999 | 4208.63 | 76.33 | 76.34 | 0.01 | 0
2025 | HQ_NEISO_2_NEISO | HQ_NEISO | NEISO | Internal | Summer | B4 | 100 | 99999 | 4101.1 | 64.43 | 64.45 | 0.01 | 0
2025 | HQ_NEISO_2_NEISO | HQ_NEISO | NEISO | Internal | Summer | B5 | 200 | 99999 | 4042.61 | 62.58 | 62.6 | 0.01 | 0
2025 | HQ_NEISO_2_NEISO | HQ_NEISO | NEISO | Internal | Summer | B6 | 300 | 99999 | 3976.65 | 62.58 | 62.6 | 0.01 | 0
2025 | HQ_NEISO_2_NEISO | HQ_NEISO | NEISO | Internal | Summer | B7 | 400 | 99999 | 3901.06 | 62.58 | 62.6 | 0.01 | 0
2025 | HQ_NEISO_2_NEISO | HQ_NEISO | NEISO | Internal | Summer | B8 | 500 | 99999 | 3841.63 | 61.44 | 61.45 | 0.01 | 0
2025 | HQ_NEISO_2_NEISO | HQ_NEISO | NEISO | Internal | Summer | B9 | 800 | 99999 | 3768.83 | 55.46 | 55.47 | 0.01 | 0
2025 | HQ_NEISO_2_NEISO | HQ_NEISO | NEISO | Internal | Summer | B10 | 1262 | 99999 | 1471.96 | 55.46 | 55.47 | 0.01 | 0
2025 | HQ_NEISO_2_NEISO | HQ_NEISO | NEISO | Internal | Winter | B16 | 25 | 99999 | 3998.52 | 65.66 | 65.67 | 0.01 | 0
2025 | HQ_NEISO_2_NEISO | HQ_NEISO | NEISO | Internal | Winter | B17 | 100 | 99999 | 3945.7 | 65.66 | 65.67 | 0.01 | 0
2025 | HQ_NEISO_2_NEISO | HQ_NEISO | NEISO | Internal | Winter | B18 | 400 | 99999 | 3905.27 | 55.7 | 55.71 | 0.01 | 0
2025 | HQ_NEISO_2_NEISO | HQ_NEISO | NEISO | Internal | Winter | B19 | 700 | 99999 | 3829.95 | 55.7 | 55.71 | 0.01 | 0
2025 | HQ_NEISO_2_NEISO | HQ_NEISO | NEISO | Internal | Winter | B20 | 935 | 99999 | 1964.44 | 55.7 | 55.71 | 0.01 | 0
2025 | HQ_NY_2_NYISO_A-F | HQ_NY | NYISO_A-F | Internal | Shoulder | B11 | 25 | 99999 | 2812.27 | 51.08 | 51.09 | 0.01 | 0
2025 | HQ_NY_2_NYISO_A-F | HQ_NY | NYISO_A-F | Internal | Shoulder | B12 | 200 | 99999 | 2847.69 | 51.08 | 51.09 | 0.01 | 0
2025 | HQ_NY_2_NYISO_A-F | HQ_NY | NYISO_A-F | Internal | Shoulder | B13 | 600 | 99999 | 2781.85 | 51.08 | 51.09 | 0.01 | 0
2025 | HQ_NY_2_NYISO_A-F | HQ_NY | NYISO_A-F | Internal | Shoulder | B14 | 900 | 99999 | 2673.14 | 51.08 | 51.09 | 0.01 | 0
2025 | HQ_NY_2_NYISO_A-F | HQ_NY | NYISO_A-F | Internal | Shoulder | B15 | 1203 | 99999 | 1582.7 | 51.08 | 51.09 | 0.01 | 0
2025 | HQ_NY_2_NYISO_A-F | HQ_NY | NYISO_A-F | Internal | Summer | B1 | 10 | 99999 | 3500 | 65.05 | 65.06 | 0.01 | 0
2025 | HQ_NY_2_NYISO_A-F | HQ_NY | NYISO_A-F | Internal | Summer | B2 | 25 | 99999 | 3406.62 | 67.43 | 67.45 | 0.01 | 0
2025 | HQ_NY_2_NYISO_A-F | HQ_NY | NYISO_A-F | Internal | Summer | B3 | 75 | 99999 | 3266.6 | 73.33 | 73.34 | 0.01 | 0
2025 | HQ_NY_2_NYISO_A-F | HQ_NY | NYISO_A-F | Internal | Summer | B4 | 100 | 99999 | 3116.28 | 67.43 | 67.45 | 0.01 | 0
2025 | HQ_NY_2_NYISO_A-F | HQ_NY | NYISO_A-F | Internal | Summer | B5 | 200 | 99999 | 3025.49 | 65.58 | 65.6 | 0.01 | 0
2025 | HQ_NY_2_NYISO_A-F | HQ_NY | NYISO_A-F | Internal | Summer | B6 | 300 | 99999 | 2934.86 | 59.58 | 59.6 | 0.01 | 0
2025 | HQ_NY_2_NYISO_A-F | HQ_NY | NYISO_A-F | Internal | Summer | B7 | 400 | 99999 | 2830.75 | 65.58 | 65.6 | 0.01 | 0
2025 | HQ_NY_2_NYISO_A-F | HQ_NY | NYISO_A-F | Internal | Summer | B8 | 500 | 99999 | 2760.25 | 58.44 | 58.45 | 0.01 | 0
2025 | HQ_NY_2_NYISO_A-F | HQ_NY | NYISO_A-F | Internal | Summer | B9 | 800 | 99999 | 2664.71 | 58.44 | 58.45 | 0.01 | 0
2025 | HQ_NY_2_NYISO_A-F | HQ_NY | NYISO_A-F | Internal | Summer | B10 | 1262 | 99999 | 1436.31 | 58.44 | 58.45 | 0.01 | 0
2025 | HQ_NY_2_NYISO_A-F | HQ_NY | NYISO_A-F | Internal | Winter | B16 | 25 | 99999 | 3058.87 | 51.08 | 51.09 | 0.01 | 0
2025 | HQ_NY_2_NYISO_A-F | HQ_NY | NYISO_A-F | Internal | Winter | B17 | 100 | 99999 | 3001.1 | 51.08 | 51.09 | 0.01 | 0
2025 | HQ_NY_2_NYISO_A-F | HQ_NY | NYISO_A-F | Internal | Winter | B18 | 400 | 99999 | 2934.69 | 51.08 | 51.09 | 0.01 | 0
2025 | HQ_NY_2_NYISO_A-F | HQ_NY | NYISO_A-F | Internal | Winter | B19 | 700 | 99999 | 2819.07 | 51.08 | 51.09 | 0.01 | 0
2025 | HQ_NY_2_NYISO_A-F | HQ_NY | NYISO_A-F | Internal | Winter | B20 | 935 | 99999 | 1762.97 | 51.08 | 51.09 | 0.01 | 0
2025 | HQ_IESO_2_IESO | HQ_IESO | IESO | Internal | Shoulder | B11 | 25 | 99999 | 400 | 14.17 | 14.19 | 0.01 | 0
2025 | HQ_IESO_2_IESO | HQ_IESO | IESO | Internal | Shoulder | B12 | 200 | 99999 | 400 | 14.17 | 14.19 | 0.01 | 0
2025 | HQ_IESO_2_IESO | HQ_IESO | IESO | Internal | Shoulder | B13 | 600 | 99999 | 400 | 14.17 | 14.19 | 0.01 | 0
2025 | HQ_IESO_2_IESO | HQ_IESO | IESO | Internal | Shoulder | B14 | 900 | 99999 | 400 | 14.17 | 14.19 | 0.01 | 0
2025 | HQ_IESO_2_IESO | HQ_IESO | IESO | Internal | Shoulder | B15 | 1203 | 99999 | 75.48 | 14.17 | 14.19 | 0.01 | 0
2025 | HQ_IESO_2_IESO | HQ_IESO | IESO | Internal | Summer | B1 | 10 | 99999 | 400 | 58.05 | 58.06 | 0.01 | 0
2025 | HQ_IESO_2_IESO | HQ_IESO | IESO | Internal | Summer | B2 | 25 | 99999 | 400 | 60.43 | 60.45 | 0.01 | 0
2025 | HQ_IESO_2_IESO | HQ_IESO | IESO | Internal | Summer | B3 | 75 | 99999 | 400 | 58.05 | 58.06 | 0.01 | 0
2025 | HQ_IESO_2_IESO | HQ_IESO | IESO | Internal | Summer | B4 | 100 | 99999 | 400 | 58.05 | 58.06 | 0.01 | 0
2025 | HQ_IESO_2_IESO | HQ_IESO | IESO | Internal | Summer | B5 | 200 | 99999 | 400 | 11.5 | 11.51 | 0.01 | 0
2025 | HQ_IESO_2_IESO | HQ_IESO | IESO | Internal | Summer | B6 | 300 | 99999 | 400 | 11.5 | 11.51 | 0.01 | 0
2025 | HQ_IESO_2_IESO | HQ_IESO | IESO | Internal | Summer | B7 | 400 | 99999 | 400 | 11.5 | 11.51 | 0.01 | 0
2025 | HQ_IESO_2_IESO | HQ_IESO | IESO | Internal | Summer | B8 | 500 | 99999 | 400 | 11.5 | 11.51 | 0.01 | 0
2025 | HQ_IESO_2_IESO | HQ_IESO | IESO | Internal | Summer | B9 | 800 | 99999 | 400 | 11.5 | 11.51 | 0.01 | 0
2025 | HQ_IESO_2_IESO | HQ_IESO | IESO | Internal | Summer | B10 | 1262 | 99999 | 12.04 | 11.5 | 11.51 | 0.01 | 0
2025 | HQ_IESO_2_IESO | HQ_IESO | IESO | Internal | Winter | B16 | 25 | 99999 | 400 | 14.17 | 14.19 | 0.01 | 0
2025 | HQ_IESO_2_IESO | HQ_IESO | IESO | Internal | Winter | B17 | 100 | 99999 | 400 | 14.17 | 14.19 | 0.01 | 0
2025 | HQ_IESO_2_IESO | HQ_IESO | IESO | Internal | Winter | B18 | 400 | 99999 | 400 | 14.17 | 14.19 | 0.01 | 0
2025 | HQ_IESO_2_IESO | HQ_IESO | IESO | Internal | Winter | B19 | 700 | 99999 | 400 | 14.17 | 14.19 | 0.01 | 0
2025 | HQ_IESO_2_IESO | HQ_IESO | IESO | Internal | Winter | B20 | 935 | 99999 | 91.98 | 14.17 | 14.19 | 0.01 | 0
2025 | IESO_2_MAPP_CA | IESO | MAPP_CA | Internal | Shoulder | B11 | 25 | 262 | 262 | 14.19 | 60.26 | 7 | 39.08
2025 | IESO_2_MAPP_CA | IESO | MAPP_CA | Internal | Shoulder | B12 | 200 | 262 | 262 | 14.19 | 68.74 | 7 | 47.56
2025 | IESO_2_MAPP_CA | IESO | MAPP_CA | Internal | Shoulder | B13 | 600 | 262 | 262 | 14.19 | 60.26 | 7 | 39.08
2025 | IESO_2_MAPP_CA | IESO | MAPP_CA | Internal | Shoulder | B14 | 900 | 262 | 262 | 14.19 | 56.67 | 7 | 35.48
2025 | IESO_2_MAPP_CA | IESO | MAPP_CA | Internal | Shoulder | B15 | 1203 | 262 | 262 | 14.19 | 56.67 | 7 | 35.48
2025 | IESO_2_MAPP_CA | IESO | MAPP_CA | Internal | Summer | B1 | 10 | 262 | 81.45 | 58.06 | 65.06 | 7 | 0
2025 | IESO_2_MAPP_CA | IESO | MAPP_CA | Internal | Summer | B2 | 25 | 262 | 151.11 | 60.45 | 67.45 | 7 | 0
2025 | IESO_2_MAPP_CA | IESO | MAPP_CA | Internal | Summer | B3 | 75 | 262 | 262 | 58.06 | 94.48 | 7 | 29.42
2025 | IESO_2_MAPP_CA | IESO | MAPP_CA | Internal | Summer | B4 | 100 | 262 | 262 | 58.06 | 93.27 | 7 | 28.21
2025 | IESO_2_MAPP_CA | IESO | MAPP_CA | Internal | Summer | B5 | 200 | 262 | 262 | 11.51 | 88.86 | 7 | 70.36
2025 | IESO_2_MAPP_CA | IESO | MAPP_CA | Internal | Summer | B6 | 300 | 262 | 262 | 11.51 | 74.39 | 7 | 55.88
2025 | IESO_2_MAPP_CA | IESO | MAPP_CA | Internal | Summer | B7 | 400 | 262 | 262 | 11.51 | 66.2 | 7 | 47.69
2025 | IESO_2_MAPP_CA | IESO | MAPP_CA | Internal | Summer | B8 | 500 | 262 | 262 | 11.51 | 58.66 | 7 | 40.15
2025 | IESO_2_MAPP_CA | IESO | MAPP_CA | Internal | Summer | B9 | 800 | 262 | 262 | 11.51 | 58.66 | 7 | 40.15
2025 | IESO_2_MAPP_CA | IESO | MAPP_CA | Internal | Summer | B10 | 1262 | 262 | 262 | 11.51 | 58.66 | 7 | 40.15
2025 | IESO_2_MAPP_CA | IESO | MAPP_CA | Internal | Winter | B16 | 25 | 262 | 262 | 14.19 | 64.11 | 7 | 42.92
2025 | IESO_2_MAPP_CA | IESO | MAPP_CA | Internal | Winter | B17 | 100 | 262 | 262 | 14.19 | 64.63 | 7 | 43.44
2025 | IESO_2_MAPP_CA | IESO | MAPP_CA | Internal | Winter | B18 | 400 | 262 | 262 | 14.19 | 64.63 | 7 | 43.44
2025 | IESO_2_MAPP_CA | IESO | MAPP_CA | Internal | Winter | B19 | 700 | 262 | 262 | 14.19 | 64.63 | 7 | 43.44
2025 | IESO_2_MAPP_CA | IESO | MAPP_CA | Internal | Winter | B20 | 935 | 262 | 262 | 14.19 | 64.11 | 7 | 42.92
2025 | IESO_2_MISO_MI | IESO | MISO_MI | Internal | Shoulder | B11 | 25 | 1840 | 1840 | 14.19 | 82.2 | 7 | 61.01
2025 | IESO_2_MISO_MI | IESO | MISO_MI | Internal | Shoulder | B12 | 200 | 1840 | 1840 | 14.19 | 75.64 | 7 | 54.45
2025 | IESO_2_MISO_MI | IESO | MISO_MI | Internal | Shoulder | B13 | 600 | 1840 | 1840 | 14.19 | 74.37 | 7 | 53.18
2025 | IESO_2_MISO_MI | IESO | MISO_MI | Internal | Shoulder | B14 | 900 | 1840 | 1840 | 14.19 | 68.68 | 7 | 47.49
2025 | IESO_2_MISO_MI | IESO | MISO_MI | Internal | Shoulder | B15 | 1203 | 1840 | 1840 | 14.19 | 61.74 | 7 | 40.55
2025 | IESO_2_MISO_MI | IESO | MISO_MI | Internal | Summer | B1 | 10 | 1840 | 1840 | 58.06 | 110.44 | 7 | 45.38
2025 | IESO_2_MISO_MI | IESO | MISO_MI | Internal | Summer | B2 | 25 | 1840 | 1840 | 60.45 | 108.48 | 7 | 41.04
2025 | IESO_2_MISO_MI | IESO | MISO_MI | Internal | Summer | B3 | 75 | 1840 | 1840 | 58.06 | 108.48 | 7 | 43.42
2025 | IESO_2_MISO_MI | IESO | MISO_MI | Internal | Summer | B4 | 100 | 1840 | 1840 | 58.06 | 107.28 | 7 | 42.22
2025 | IESO_2_MISO_MI | IESO | MISO_MI | Internal | Summer | B5 | 200 | 1840 | 1840 | 11.51 | 100.38 | 7 | 81.88
2025 | IESO_2_MISO_MI | IESO | MISO_MI | Internal | Summer | B6 | 300 | 1840 | 1840 | 11.51 | 85.27 | 7 | 66.76
2025 | IESO_2_MISO_MI | IESO | MISO_MI | Internal | Summer | B7 | 400 | 1840 | 1840 | 11.51 | 80.22 | 7 | 61.71
2025 | IESO_2_MISO_MI | IESO | MISO_MI | Internal | Summer | B8 | 500 | 1840 | 1840 | 11.51 | 73.14 | 7 | 54.63
2025 | IESO_2_MISO_MI | IESO | MISO_MI | Internal | Summer | B9 | 800 | 1840 | 1840 | 11.51 | 66.4 | 7 | 47.89
2025 | IESO_2_MISO_MI | IESO | MISO_MI | Internal | Summer | B10 | 1262 | 1840 | 1840 | 11.51 | 62.17 | 7 | 43.66
2025 | IESO_2_MISO_MI | IESO | MISO_MI | Internal | Winter | B16 | 25 | 1840 | 1840 | 14.19 | 81.61 | 7 | 60.42
2025 | IESO_2_MISO_MI | IESO | MISO_MI | Internal | Winter | B17 | 100 | 1840 | 1840 | 14.19 | 78.98 | 7 | 57.79
2025 | IESO_2_MISO_MI | IESO | MISO_MI | Internal | Winter | B18 | 400 | 1840 | 1840 | 14.19 | 75 | 7 | 53.81
2025 | IESO_2_MISO_MI | IESO | MISO_MI | Internal | Winter | B19 | 700 | 1840 | 1840 | 14.19 | 73.56 | 7 | 52.37
2025 | IESO_2_MISO_MI | IESO | MISO_MI | Internal | Winter | B20 | 935 | 1840 | 1840 | 14.19 | 63.81 | 7 | 42.62
2025 | IESO_2_MISO_W | IESO | MISO_W | Internal | Shoulder | B11 | 25 | 140 | 140 | 14.19 | 81.2 | 7 | 60.01
2025 | IESO_2_MISO_W | IESO | MISO_W | Internal | Shoulder | B12 | 200 | 140 | 140 | 14.19 | 69.94 | 7 | 48.75
2025 | IESO_2_MISO_W | IESO | MISO_W | Internal | Shoulder | B13 | 600 | 140 | 140 | 14.19 | 67.39 | 7 | 46.2
2025 | IESO_2_MISO_W | IESO | MISO_W | Internal | Shoulder | B14 | 900 | 140 | 140 | 14.19 | 56.68 | 7 | 35.49
2025 | IESO_2_MISO_W | IESO | MISO_W | Internal | Shoulder | B15 | 1203 | 140 | 140 | 14.19 | 54.36 | 7 | 33.17
2025 | IESO_2_MISO_W | IESO | MISO_W | Internal | Summer | B1 | 10 | 140 | 140 | 58.06 | 110.43 | 7 | 45.37
2025 | IESO_2_MISO_W | IESO | MISO_W | Internal | Summer | B2 | 25 | 140 | 140 | 60.45 | 107.26 | 7 | 39.81
2025 | IESO_2_MISO_W | IESO | MISO_W | Internal | Summer | B3 | 75 | 140 | 140 | 58.06 | 108.48 | 7 | 43.42
2025 | IESO_2_MISO_W | IESO | MISO_W | Internal | Summer | B4 | 100 | 140 | 140 | 58.06 | 107.27 | 7 | 42.21
2025 | IESO_2_MISO_W | IESO | MISO_W | Internal | Summer | B5 | 200 | 140 | 140 | 11.51 | 100.37 | 7 | 81.87
2025 | IESO_2_MISO_W | IESO | MISO_W | Internal | Summer | B6 | 300 | 140 | 140 | 11.51 | 85.28 | 7 | 66.77
2025 | IESO_2_MISO_W | IESO | MISO_W | Internal | Summer | B7 | 400 | 140 | 140 | 11.51 | 80.2 | 7 | 61.69
2025 | IESO_2_MISO_W | IESO | MISO_W | Internal | Summer | B8 | 500 | 140 | 140 | 11.51 | 68.17 | 7 | 49.67
2025 | IESO_2_MISO_W | IESO | MISO_W | Internal | Summer | B9 | 800 | 140 | 140 | 11.51 | 65.95 | 7 | 47.45
2025 | IESO_2_MISO_W | IESO | MISO_W | Internal | Summer | B10 | 1262 | 140 | 140 | 11.51 | 57.24 | 7 | 38.73
2025 | IESO_2_MISO_W | IESO | MISO_W | Internal | Winter | B16 | 25 | 140 | 140 | 14.19 | 64.12 | 7 | 42.93
2025 | IESO_2_MISO_W | IESO | MISO_W | Internal | Winter | B17 | 100 | 140 | 140 | 14.19 | 64.64 | 7 | 43.45
2025 | IESO_2_MISO_W | IESO | MISO_W | Internal | Winter | B18 | 400 | 140 | 140 | 14.19 | 64.64 | 7 | 43.45
2025 | IESO_2_MISO_W | IESO | MISO_W | Internal | Winter | B19 | 700 | 140 | 140 | 14.19 | 64.64 | 7 | 43.45
2025 | IESO_2_MISO_W | IESO | MISO_W | Internal | Winter | B20 | 935 | 140 | 140 | 14.19 | 57.12 | 7 | 35.93
2025 | IESO_2_NYISO_A-F | IESO | NYISO_A-F | Internal | Shoulder | B11 | 25 | 1725 | 1725 | 14.19 | 51.09 | 7 | 29.91
2025 | IESO_2_NYISO_A-F | IESO | NYISO_A-F | Internal | Shoulder | B12 | 200 | 1725 | 1725 | 14.19 | 51.09 | 7 | 29.91
2025 | IESO_2_NYISO_A-F | IESO | NYISO_A-F | Internal | Shoulder | B13 | 600 | 1725 | 1725 | 14.19 | 51.09 | 7 | 29.91
2025 | IESO_2_NYISO_A-F | IESO | NYISO_A-F | Internal | Shoulder | B14 | 900 | 1725 | 1725 | 14.19 | 51.09 | 7 | 29.91
2025 | IESO_2_NYISO_A-F | IESO | NYISO_A-F | Internal | Shoulder | B15 | 1203 | 1725 | 1725 | 14.19 | 51.09 | 7 | 29.91
2025 | IESO_2_NYISO_A-F | IESO | NYISO_A-F | Internal | Summer | B1 | 10 | 1725 | 42.61 | 58.06 | 65.06 | 7 | 0
2025 | IESO_2_NYISO_A-F | IESO | NYISO_A-F | Internal | Summer | B2 | 25 | 1725 | 1359.13 | 60.45 | 67.45 | 7 | 0
2025 | IESO_2_NYISO_A-F | IESO | NYISO_A-F | Internal | Summer | B3 | 75 | 1725 | 1725 | 58.06 | 73.34 | 7 | 8.28
2025 | IESO_2_NYISO_A-F | IESO | NYISO_A-F | Internal | Summer | B4 | 100 | 1725 | 1725 | 58.06 | 67.45 | 7 | 2.39
2025 | IESO_2_NYISO_A-F | IESO | NYISO_A-F | Internal | Summer | B5 | 200 | 1725 | 1725 | 11.51 | 65.6 | 7 | 47.09
2025 | IESO_2_NYISO_A-F | IESO | NYISO_A-F | Internal | Summer | B6 | 300 | 1725 | 1725 | 11.51 | 59.6 | 7 | 41.09
2025 | IESO_2_NYISO_A-F | IESO | NYISO_A-F | Internal | Summer | B7 | 400 | 1725 | 1725 | 11.51 | 65.6 | 7 | 47.09
2025 | IESO_2_NYISO_A-F | IESO | NYISO_A-F | Internal | Summer | B8 | 500 | 1725 | 1725 | 11.51 | 58.45 | 7 | 39.94
2025 | IESO_2_NYISO_A-F | IESO | NYISO_A-F | Internal | Summer | B9 | 800 | 1725 | 1725 | 11.51 | 58.45 | 7 | 39.94
2025 | IESO_2_NYISO_A-F | IESO | NYISO_A-F | Internal | Summer | B10 | 1262 | 1725 | 1725 | 11.51 | 58.45 | 7 | 39.94
2025 | IESO_2_NYISO_A-F | IESO | NYISO_A-F | Internal | Winter | B16 | 25 | 1725 | 1725 | 14.19 | 51.09 | 7 | 29.91
2025 | IESO_2_NYISO_A-F | IESO | NYISO_A-F | Internal | Winter | B17 | 100 | 1725 | 1725 | 14.19 | 51.09 | 7 | 29.91
2025 | IESO_2_NYISO_A-F | IESO | NYISO_A-F | Internal | Winter | B18 | 400 | 1725 | 1725 | 14.19 | 51.09 | 7 | 29.91
2025 | IESO_2_NYISO_A-F | IESO | NYISO_A-F | Internal | Winter | B19 | 700 | 1725 | 1725 | 14.19 | 51.09 | 7 | 29.91
2025 | IESO_2_NYISO_A-F | IESO | NYISO_A-F | Internal | Winter | B20 | 935 | 1725 | 1725 | 14.19 | 51.09 | 7 | 29.91
2025 | MAPP_CA_2_IESO | MAPP_CA | IESO | Internal | Shoulder | B11 | 25 | 330 | 0 | 60.26 | 14.19 | 8 | 0
2025 | MAPP_CA_2_IESO | MAPP_CA | IESO | Internal | Shoulder | B12 | 200 | 330 | 0 | 68.74 | 14.19 | 8 | 0
2025 | MAPP_CA_2_IESO | MAPP_CA | IESO | Internal | Shoulder | B13 | 600 | 330 | 0 | 60.26 | 14.19 | 8 | 0
2025 | MAPP_CA_2_IESO | MAPP_CA | IESO | Internal | Shoulder | B14 | 900 | 330 | 0 | 56.67 | 14.19 | 8 | 0
2025 | MAPP_CA_2_IESO | MAPP_CA | IESO | Internal | Shoulder | B15 | 1203 | 330 | 0 | 56.67 | 14.19 | 8 | 0
2025 | MAPP_CA_2_IESO | MAPP_CA | IESO | Internal | Summer | B1 | 10 | 330 | 0 | 65.06 | 58.06 | 8 | 0
2025 | MAPP_CA_2_IESO | MAPP_CA | IESO | Internal | Summer | B2 | 25 | 330 | 0 | 67.45 | 60.45 | 8 | 0
2025 | MAPP_CA_2_IESO | MAPP_CA | IESO | Internal | Summer | B3 | 75 | 330 | 0 | 94.48 | 58.06 | 8 | 0
2025 | MAPP_CA_2_IESO | MAPP_CA | IESO | Internal | Summer | B4 | 100 | 330 | 0 | 93.27 | 58.06 | 8 | 0
2025 | MAPP_CA_2_IESO | MAPP_CA | IESO | Internal | Summer | B5 | 200 | 330 | 0 | 88.86 | 11.51 | 8 | 0
2025 | MAPP_CA_2_IESO | MAPP_CA | IESO | Internal | Summer | B6 | 300 | 330 | 0 | 74.39 | 11.51 | 8 | 0
2025 | MAPP_CA_2_IESO | MAPP_CA | IESO | Internal | Summer | B7 | 400 | 330 | 0 | 66.2 | 11.51 | 8 | 0
2025 | MAPP_CA_2_IESO | MAPP_CA | IESO | Internal | Summer | B8 | 500 | 330 | 0 | 58.66 | 11.51 | 8 | 0
2025 | MAPP_CA_2_IESO | MAPP_CA | IESO | Internal | Summer | B9 | 800 | 330 | 0 | 58.66 | 11.51 | 8 | 0
2025 | MAPP_CA_2_IESO | MAPP_CA | IESO | Internal | Summer | B10 | 1262 | 330 | 0 | 58.66 | 11.51 | 8 | 0
2025 | MAPP_CA_2_IESO | MAPP_CA | IESO | Internal | Winter | B16 | 25 | 330 | 0 | 64.11 | 14.19 | 8 | 0
2025 | MAPP_CA_2_IESO | MAPP_CA | IESO | Internal | Winter | B17 | 100 | 330 | 0 | 64.63 | 14.19 | 8 | 0
2025 | MAPP_CA_2_IESO | MAPP_CA | IESO | Internal | Winter | B18 | 400 | 330 | 0 | 64.63 | 14.19 | 8 | 0
2025 | MAPP_CA_2_IESO | MAPP_CA | IESO | Internal | Winter | B19 | 700 | 330 | 0 | 64.63 | 14.19 | 8 | 0
2025 | MAPP_CA_2_IESO | MAPP_CA | IESO | Internal | Winter | B20 | 935 | 330 | 0 | 64.11 | 14.19 | 8 | 0
2025 | MAPP_CA_2_MAPP_US | MAPP_CA | MAPP_US | Internal | Shoulder | B11 | 25 | 372 | 372 | 60.26 | 74.2 | 7 | 6.94
2025 | MAPP_CA_2_MAPP_US | MAPP_CA | MAPP_US | Internal | Shoulder | B12 | 200 | 372 | 0 | 68.74 | 62.94 | 7 | 0
2025 | MAPP_CA_2_MAPP_US | MAPP_CA | MAPP_US | Internal | Shoulder | B13 | 600 | 372 | 0 | 60.26 | 60.39 | 7 | 0
2025 | MAPP_CA_2_MAPP_US | MAPP_CA | MAPP_US | Internal | Shoulder | B14 | 900 | 372 | 0 | 56.67 | 56.67 | 7 | 0
2025 | MAPP_CA_2_MAPP_US | MAPP_CA | MAPP_US | Internal | Shoulder | B15 | 1203 | 372 | 0 | 56.67 | 49.67 | 7 | 0
2025 | MAPP_CA_2_MAPP_US | MAPP_CA | MAPP_US | Internal | Summer | B1 | 10 | 372 | 372 | 65.06 | 103.43 | 7 | 31.37
2025 | MAPP_CA_2_MAPP_US | MAPP_CA | MAPP_US | Internal | Summer | B2 | 25 | 372 | 372 | 67.45 | 100.26 | 7 | 25.81
2025 | MAPP_CA_2_MAPP_US | MAPP_CA | MAPP_US | Internal | Summer | B3 | 75 | 372 | 371.36 | 94.48 | 101.48 | 7 | 0
2025 | MAPP_CA_2_MAPP_US | MAPP_CA | MAPP_US | Internal | Summer | B4 | 100 | 372 | 351.87 | 93.27 | 100.27 | 7 | 0
2025 | MAPP_CA_2_MAPP_US | MAPP_CA | MAPP_US | Internal | Summer | B5 | 200 | 372 | 328.46 | 88.86 | 95.86 | 7 | 0
2025 | MAPP_CA_2_MAPP_US | MAPP_CA | MAPP_US | Internal | Summer | B6 | 300 | 372 | 319.36 | 74.39 | 81.39 | 7 | 0
2025 | MAPP_CA_2_MAPP_US | MAPP_CA | MAPP_US | Internal | Summer | B7 | 400 | 372 | 355.41 | 66.2 | 73.2 | 7 | 0
2025 | MAPP_CA_2_MAPP_US | MAPP_CA | MAPP_US | Internal | Summer | B8 | 500 | 372 | 0 | 58.66 | 61.17 | 7 | 0
2025 | MAPP_CA_2_MAPP_US | MAPP_CA | MAPP_US | Internal | Summer | B9 | 800 | 372 | 0 | 58.66 | 61.17 | 7 | 0
2025 | MAPP_CA_2_MAPP_US | MAPP_CA | MAPP_US | Internal | Summer | B10 | 1262 | 372 | 0 | 58.66 | 57.23 | 7 | 0
2025 | MAPP_CA_2_MAPP_US | MAPP_CA | MAPP_US | Internal | Winter | B16 | 25 | 372 | 0 | 64.11 | 57.12 | 7 | 0
2025 | MAPP_CA_2_MAPP_US | MAPP_CA | MAPP_US | Internal | Winter | B17 | 100 | 372 | 0 | 64.63 | 57.64 | 7 | 0
2025 | MAPP_CA_2_MAPP_US | MAPP_CA | MAPP_US | Internal | Winter | B18 | 400 | 372 | 0 | 64.63 | 57.64 | 7 | 0
2025 | MAPP_CA_2_MAPP_US | MAPP_CA | MAPP_US | Internal | Winter | B19 | 700 | 372 | 0 | 64.63 | 57.64 | 7 | 0
2025 | MAPP_CA_2_MAPP_US | MAPP_CA | MAPP_US | Internal | Winter | B20 | 935 | 372 | 0 | 64.11 | 57.11 | 7 | 0
2025 | MAPP_CA_2_MISO_W | MAPP_CA | MISO_W | Internal | Shoulder | B11 | 25 | 2196 | 2196 | 60.26 | 81.2 | 0.01 | 20.93
2025 | MAPP_CA_2_MISO_W | MAPP_CA | MISO_W | Internal | Shoulder | B12 | 200 | 2196 | 2196 | 68.74 | 69.94 | 0.01 | 1.19
2025 | MAPP_CA_2_MISO_W | MAPP_CA | MISO_W | Internal | Shoulder | B13 | 600 | 2196 | 2196 | 60.26 | 67.39 | 0.01 | 7.12
2025 | MAPP_CA_2_MISO_W | MAPP_CA | MISO_W | Internal | Shoulder | B14 | 900 | 2196 | 1842.51 | 56.67 | 56.68 | 0.01 | 0
2025 | MAPP_CA_2_MISO_W | MAPP_CA | MISO_W | Internal | Shoulder | B15 | 1203 | 2196 | 0 | 56.67 | 54.36 | 0.01 | 0
2025 | MAPP_CA_2_MISO_W | MAPP_CA | MISO_W | Internal | Summer | B1 | 10 | 2196 | 2196 | 65.06 | 110.43 | 0.01 | 45.36
2025 | MAPP_CA_2_MISO_W | MAPP_CA | MISO_W | Internal | Summer | B2 | 25 | 2196 | 2196 | 67.45 | 107.26 | 0.01 | 39.8
2025 | MAPP_CA_2_MISO_W | MAPP_CA | MISO_W | Internal | Summer | B3 | 75 | 2196 | 2196 | 94.48 | 108.48 | 0.01 | 13.99
2025 | MAPP_CA_2_MISO_W | MAPP_CA | MISO_W | Internal | Summer | B4 | 100 | 2196 | 2196 | 93.27 | 107.27 | 0.01 | 13.99
2025 | MAPP_CA_2_MISO_W | MAPP_CA | MISO_W | Internal | Summer | B5 | 200 | 2196 | 2196 | 88.86 | 100.37 | 0.01 | 11.5
2025 | MAPP_CA_2_MISO_W | MAPP_CA | MISO_W | Internal | Summer | B6 | 300 | 2196 | 2196 | 74.39 | 85.28 | 0.01 | 10.88
2025 | MAPP_CA_2_MISO_W | MAPP_CA | MISO_W | Internal | Summer | B7 | 400 | 2196 | 2196 | 66.2 | 80.2 | 0.01 | 13.99
2025 | MAPP_CA_2_MISO_W | MAPP_CA | MISO_W | Internal | Summer | B8 | 500 | 2196 | 2196 | 58.66 | 68.17 | 0.01 | 9.5
2025 | MAPP_CA_2_MISO_W | MAPP_CA | MISO_W | Internal | Summer | B9 | 800 | 2196 | 2196 | 58.66 | 65.95 | 0.01 | 7.28
2025 | MAPP_CA_2_MISO_W | MAPP_CA | MISO_W | Internal | Summer | B10 | 1262 | 2196 | 0 | 58.66 | 57.24 | 0.01 | 0
2025 | MAPP_CA_2_MISO_W | MAPP_CA | MISO_W | Internal | Winter | B16 | 25 | 2196 | 386.59 | 64.11 | 64.12 | 0.01 | 0
2025 | MAPP_CA_2_MISO_W | MAPP_CA | MISO_W | Internal | Winter | B17 | 100 | 2196 | 1613.58 | 64.63 | 64.64 | 0.01 | 0
2025 | MAPP_CA_2_MISO_W | MAPP_CA | MISO_W | Internal | Winter | B18 | 400 | 2196 | 1673.32 | 64.63 | 64.64 | 0.01 | 0
2025 | MAPP_CA_2_MISO_W | MAPP_CA | MISO_W | Internal | Winter | B19 | 700 | 2196 | 1751.21 | 64.63 | 64.64 | 0.01 | 0
2025 | MAPP_CA_2_MISO_W | MAPP_CA | MISO_W | Internal | Winter | B20 | 935 | 2196 | 0 | 64.11 | 57.12 | 0.01 | 0
2025 | MAPP_US_2_MAPP_CA | MAPP_US | MAPP_CA | Internal | Shoulder | B11 | 25 | 165 | 0 | 74.2 | 60.26 | 7 | 0
2025 | MAPP_US_2_MAPP_CA | MAPP_US | MAPP_CA | Internal | Shoulder | B12 | 200 | 165 | 0 | 62.94 | 68.74 | 7 | 0
2025 | MAPP_US_2_MAPP_CA | MAPP_US | MAPP_CA | Internal | Shoulder | B13 | 600 | 165 | 0 | 60.39 | 60.26 | 7 | 0
2025 | MAPP_US_2_MAPP_CA | MAPP_US | MAPP_CA | Internal | Shoulder | B14 | 900 | 165 | 0 | 56.67 | 56.67 | 7 | 0
2025 | MAPP_US_2_MAPP_CA | MAPP_US | MAPP_CA | Internal | Shoulder | B15 | 1203 | 165 | 59.51 | 49.67 | 56.67 | 7 | 0
2025 | MAPP_US_2_MAPP_CA | MAPP_US | MAPP_CA | Internal | Summer | B1 | 10 | 165 | 0 | 103.43 | 65.06 | 7 | 0
2025 | MAPP_US_2_MAPP_CA | MAPP_US | MAPP_CA | Internal | Summer | B2 | 25 | 165 | 0 | 100.26 | 67.45 | 7 | 0
2025 | MAPP_US_2_MAPP_CA | MAPP_US | MAPP_CA | Internal | Summer | B3 | 75 | 165 | 0 | 101.48 | 94.48 | 7 | 0
2025 | MAPP_US_2_MAPP_CA | MAPP_US | MAPP_CA | Internal | Summer | B4 | 100 | 165 | 0 | 100.27 | 93.27 | 7 | 0
2025 | MAPP_US_2_MAPP_CA | MAPP_US | MAPP_CA | Internal | Summer | B5 | 200 | 165 | 0 | 95.86 | 88.86 | 7 | 0
2025 | MAPP_US_2_MAPP_CA | MAPP_US | MAPP_CA | Internal | Summer | B6 | 300 | 165 | 0 | 81.39 | 74.39 | 7 | 0
2025 | MAPP_US_2_MAPP_CA | MAPP_US | MAPP_CA | Internal | Summer | B7 | 400 | 165 | 0 | 73.2 | 66.2 | 7 | 0
2025 | MAPP_US_2_MAPP_CA | MAPP_US | MAPP_CA | Internal | Summer | B8 | 500 | 165 | 0 | 61.17 | 58.66 | 7 | 0
2025 | MAPP_US_2_MAPP_CA | MAPP_US | MAPP_CA | Internal | Summer | B9 | 800 | 165 | 0 | 61.17 | 58.66 | 7 | 0
2025 | MAPP_US_2_MAPP_CA | MAPP_US | MAPP_CA | Internal | Summer | B10 | 1262 | 165 | 0 | 57.23 | 58.66 | 7 | 0
2025 | MAPP_US_2_MAPP_CA | MAPP_US | MAPP_CA | Internal | Winter | B16 | 25 | 165 | 0.01 | 57.12 | 64.11 | 7 | 0
2025 | MAPP_US_2_MAPP_CA | MAPP_US | MAPP_CA | Internal | Winter | B17 | 100 | 165 | 0 | 57.64 | 64.63 | 7 | 0
2025 | MAPP_US_2_MAPP_CA | MAPP_US | MAPP_CA | Internal | Winter | B18 | 400 | 165 | 0 | 57.64 | 64.63 | 7 | 0
2025 | MAPP_US_2_MAPP_CA | MAPP_US | MAPP_CA | Internal | Winter | B19 | 700 | 165 | 0 | 57.64 | 64.63 | 7 | 0
2025 | MAPP_US_2_MAPP_CA | MAPP_US | MAPP_CA | Internal | Winter | B20 | 935 | 165 | 22.59 | 57.11 | 64.11 | 7 | 0
2025 | MAPP_US_2_MISO_W | MAPP_US | MISO_W | Internal | Shoulder | B11 | 25 | 2635 | 1484.31 | 74.2 | 81.2 | 7 | 0
2025 | MAPP_US_2_MISO_W | MAPP_US | MISO_W | Internal | Shoulder | B12 | 200 | 2635 | 475.25 | 62.94 | 69.94 | 7 | 0
2025 | MAPP_US_2_MISO_W | MAPP_US | MISO_W | Internal | Shoulder | B13 | 600 | 2635 | 745.51 | 60.39 | 67.39 | 7 | 0
2025 | MAPP_US_2_MISO_W | MAPP_US | MISO_W | Internal | Shoulder | B14 | 900 | 2635 | 0 | 56.67 | 56.68 | 7 | 0
2025 | MAPP_US_2_MISO_W | MAPP_US | MISO_W | Internal | Shoulder | B15 | 1203 | 2635 | 0 | 49.67 | 54.36 | 7 | 0
2025 | MAPP_US_2_MISO_W | MAPP_US | MISO_W | Internal | Summer | B1 | 10 | 2635 | 700.47 | 103.43 | 110.43 | 7 | 0
2025 | MAPP_US_2_MISO_W | MAPP_US | MISO_W | Internal | Summer | B2 | 25 | 2635 | 165.98 | 100.26 | 107.26 | 7 | 0
2025 | MAPP_US_2_MISO_W | MAPP_US | MISO_W | Internal | Summer | B3 | 75 | 2635 | 263.22 | 101.48 | 108.48 | 7 | 0
2025 | MAPP_US_2_MISO_W | MAPP_US | MISO_W | Internal | Summer | B4 | 100 | 2635 | 416.61 | 100.27 | 107.27 | 7 | 0
2025 | MAPP_US_2_MISO_W | MAPP_US | MISO_W | Internal | Summer | B5 | 200 | 2635 | 0 | 95.86 | 100.37 | 7 | 0
2025 | MAPP_US_2_MISO_W | MAPP_US | MISO_W | Internal | Summer | B6 | 300 | 2635 | 0 | 81.39 | 85.28 | 7 | 0
2025 | MAPP_US_2_MISO_W | MAPP_US | MISO_W | Internal | Summer | B7 | 400 | 2635 | 569.94 | 73.2 | 80.2 | 7 | 0
2025 | MAPP_US_2_MISO_W | MAPP_US | MISO_W | Internal | Summer | B8 | 500 | 2635 | 203.78 | 61.17 | 68.17 | 7 | 0
2025 | MAPP_US_2_MISO_W | MAPP_US | MISO_W | Internal | Summer | B9 | 800 | 2635 | 0 | 61.17 | 65.95 | 7 | 0
2025 | MAPP_US_2_MISO_W | MAPP_US | MISO_W | Internal | Summer | B10 | 1262 | 2635 | 0 | 57.23 | 57.24 | 7 | 0
2025 | MAPP_US_2_MISO_W | MAPP_US | MISO_W | Internal | Winter | B16 | 25 | 2635 | 1051.5 | 57.12 | 64.12 | 7 | 0
2025 | MAPP_US_2_MISO_W | MAPP_US | MISO_W | Internal | Winter | B17 | 100 | 2635 | 91.88 | 57.64 | 64.64 | 7 | 0
2025 | MAPP_US_2_MISO_W | MAPP_US | MISO_W | Internal | Winter | B18 | 400 | 2635 | 439.24 | 57.64 | 64.64 | 7 | 0
2025 | MAPP_US_2_MISO_W | MAPP_US | MISO_W | Internal | Winter | B19 | 700 | 2635 | 163.55 | 57.64 | 64.64 | 7 | 0
2025 | MAPP_US_2_MISO_W | MAPP_US | MISO_W | Internal | Winter | B20 | 935 | 2635 | 0 | 57.11 | 57.12 | 7 | 0
2025 | MAPP_US_2_NE | MAPP_US | NE | Internal | Shoulder | B11 | 25 | 2000 | 1314.24 | 74.2 | 81.2 | 7 | 0
2025 | MAPP_US_2_NE | MAPP_US | NE | Internal | Shoulder | B12 | 200 | 2000 | 2000 | 62.94 | 70.62 | 7 | 0.68
2025 | MAPP_US_2_NE | MAPP_US | NE | Internal | Shoulder | B13 | 600 | 2000 | 2000 | 60.39 | 70.48 | 7 | 3.09
2025 | MAPP_US_2_NE | MAPP_US | NE | Internal | Shoulder | B14 | 900 | 2000 | 1701.19 | 56.67 | 63.67 | 7 | 0
2025 | MAPP_US_2_NE | MAPP_US | NE | Internal | Shoulder | B15 | 1203 | 2000 | 2000 | 49.67 | 61.35 | 7 | 4.68
2025 | MAPP_US_2_NE | MAPP_US | NE | Internal | Summer | B1 | 10 | 2000 | 617.24 | 103.43 | 110.43 | 7 | 0
2025 | MAPP_US_2_NE | MAPP_US | NE | Internal | Summer | B2 | 25 | 2000 | 2000 | 100.26 | 108.82 | 7 | 1.56
2025 | MAPP_US_2_NE | MAPP_US | NE | Internal | Summer | B3 | 75 | 2000 | 2000 | 101.48 | 108.82 | 7 | 0.33
2025 | MAPP_US_2_NE | MAPP_US | NE | Internal | Summer | B4 | 100 | 2000 | 2000 | 100.27 | 107.43 | 7 | 0.17
2025 | MAPP_US_2_NE | MAPP_US | NE | Internal | Summer | B5 | 200 | 2000 | 1979.34 | 95.86 | 102.86 | 7 | 0
2025 | MAPP_US_2_NE | MAPP_US | NE | Internal | Summer | B6 | 300 | 2000 | 1749.97 | 81.39 | 88.39 | 7 | 0
2025 | MAPP_US_2_NE | MAPP_US | NE | Internal | Summer | B7 | 400 | 2000 | 2000 | 73.2 | 80.99 | 7 | 0.79
2025 | MAPP_US_2_NE | MAPP_US | NE | Internal | Summer | B8 | 500 | 2000 | 2000 | 61.17 | 71.39 | 7 | 3.22
2025 | MAPP_US_2_NE | MAPP_US | NE | Internal | Summer | B9 | 800 | 2000 | 2000 | 61.17 | 69.08 | 7 | 0.91
2025 | MAPP_US_2_NE | MAPP_US | NE | Internal | Summer | B10 | 1262 | 2000 | 1994.32 | 57.23 | 64.23 | 7 | 0
2025 | MAPP_US_2_NE | MAPP_US | NE | Internal | Winter | B16 | 25 | 2000 | 2000 | 57.12 | 71.12 | 7 | 7
2025 | MAPP_US_2_NE | MAPP_US | NE | Internal | Winter | B17 | 100 | 2000 | 2000 | 57.64 | 71.64 | 7 | 7
2025 | MAPP_US_2_NE | MAPP_US | NE | Internal | Winter | B18 | 400 | 2000 | 2000 | 57.64 | 71.63 | 7 | 6.99
2025 | MAPP_US_2_NE | MAPP_US | NE | Internal | Winter | B19 | 700 | 2000 | 2000 | 57.64 | 68.55 | 7 | 3.91
2025 | MAPP_US_2_NE | MAPP_US | NE | Internal | Winter | B20 | 935 | 2000 | 1867.94 | 57.11 | 64.11 | 7 | 0
2025 | MARITIMES_2_NEISO | MARITIMES | NEISO | Internal | Shoulder | B11 | 25 | 99999 | 1720.66 | 56.19 | 56.21 | 0.01 | 0
2025 | MARITIMES_2_NEISO | MARITIMES | NEISO | Internal | Shoulder | B12 | 200 | 99999 | 1717.44 | 57.33 | 57.34 | 0.01 | 0
2025 | MARITIMES_2_NEISO | MARITIMES | NEISO | Internal | Shoulder | B13 | 600 | 99999 | 1704.78 | 56.19 | 56.21 | 0.01 | 0
2025 | MARITIMES_2_NEISO | MARITIMES | NEISO | Internal | Shoulder | B14 | 900 | 99999 | 1682.64 | 56.19 | 56.21 | 0.01 | 0
2025 | MARITIMES_2_NEISO | MARITIMES | NEISO | Internal | Shoulder | B15 | 1203 | 99999 | 648.08 | 56.19 | 56.21 | 0.01 | 0
2025 | MARITIMES_2_NEISO | MARITIMES | NEISO | Internal | Summer | B1 | 10 | 99999 | 1900.1 | 94.44 | 94.45 | 0.01 | 0
2025 | MARITIMES_2_NEISO | MARITIMES | NEISO | Internal | Summer | B2 | 25 | 99999 | 1878.84 | 94.44 | 94.45 | 0.01 | 0
2025 | MARITIMES_2_NEISO | MARITIMES | NEISO | Internal | Summer | B3 | 75 | 99999 | 1836.38 | 76.33 | 76.34 | 0.01 | 0
2025 | MARITIMES_2_NEISO | MARITIMES | NEISO | Internal | Summer | B4 | 100 | 99999 | 1799.97 | 64.43 | 64.45 | 0.01 | 0
2025 | MARITIMES_2_NEISO | MARITIMES | NEISO | Internal | Summer | B5 | 200 | 99999 | 1780.16 | 62.58 | 62.6 | 0.01 | 0
2025 | MARITIMES_2_NEISO | MARITIMES | NEISO | Internal | Summer | B6 | 300 | 99999 | 1757.82 | 62.58 | 62.6 | 0.01 | 0
2025 | MARITIMES_2_NEISO | MARITIMES | NEISO | Internal | Summer | B7 | 400 | 99999 | 1732.23 | 62.58 | 62.6 | 0.01 | 0
2025 | MARITIMES_2_NEISO | MARITIMES | NEISO | Internal | Summer | B8 | 500 | 99999 | 1712.1 | 61.44 | 61.45 | 0.01 | 0
2025 | MARITIMES_2_NEISO | MARITIMES | NEISO | Internal | Summer | B9 | 800 | 99999 | 1687.45 | 55.46 | 55.47 | 0.01 | 0
2025 | MARITIMES_2_NEISO | MARITIMES | NEISO | Internal | Summer | B10 | 1262 | 99999 | 465.06 | 55.46 | 55.47 | 0.01 | 0
2025 | MARITIMES_2_NEISO | MARITIMES | NEISO | Internal | Winter | B16 | 25 | 99999 | 1765.23 | 65.66 | 65.67 | 0.01 | 0
2025 | MARITIMES_2_NEISO | MARITIMES | NEISO | Internal | Winter | B17 | 100 | 99999 | 1747.34 | 65.66 | 65.67 | 0.01 | 0
2025 | MARITIMES_2_NEISO | MARITIMES | NEISO | Internal | Winter | B18 | 400 | 99999 | 1733.65 | 55.7 | 55.71 | 0.01 | 0
2025 | MARITIMES_2_NEISO | MARITIMES | NEISO | Internal | Winter | B19 | 700 | 99999 | 1708.15 | 55.7 | 55.71 | 0.01 | 0
2025 | MARITIMES_2_NEISO | MARITIMES | NEISO | Internal | Winter | B20 | 935 | 99999 | 723.43 | 55.7 | 55.71 | 0.01 | 0
2025 | MISO_IN_2_MISO_MI | MISO_IN | MISO_MI | Internal | Shoulder | B11 | 25 | 5021 | 4044.84 | 82.19 | 82.2 | 0.01 | 0
2025 | MISO_IN_2_MISO_MI | MISO_IN | MISO_MI | Internal | Shoulder | B12 | 200 | 5021 | 4121.71 | 75.62 | 75.64 | 0.01 | 0
2025 | MISO_IN_2_MISO_MI | MISO_IN | MISO_MI | Internal | Shoulder | B13 | 600 | 5021 | 3226.09 | 74.35 | 74.37 | 0.01 | 0
2025 | MISO_IN_2_MISO_MI | MISO_IN | MISO_MI | Internal | Shoulder | B14 | 900 | 5021 | 3961.52 | 68.67 | 68.68 | 0.01 | 0
2025 | MISO_IN_2_MISO_MI | MISO_IN | MISO_MI | Internal | Shoulder | B15 | 1203 | 5021 | 3355.08 | 61.72 | 61.74 | 0.01 | 0
2025 | MISO_IN_2_MISO_MI | MISO_IN | MISO_MI | Internal | Summer | B1 | 10 | 5021 | 4783.29 | 110.43 | 110.44 | 0.01 | 0
2025 | MISO_IN_2_MISO_MI | MISO_IN | MISO_MI | Internal | Summer | B2 | 25 | 5021 | 3734.26 | 108.47 | 108.48 | 0.01 | 0
2025 | MISO_IN_2_MISO_MI | MISO_IN | MISO_MI | Internal | Summer | B3 | 75 | 5021 | 4619.68 | 108.47 | 108.48 | 0.01 | 0
2025 | MISO_IN_2_MISO_MI | MISO_IN | MISO_MI | Internal | Summer | B4 | 100 | 5021 | 3543.19 | 107.27 | 107.28 | 0.01 | 0
2025 | MISO_IN_2_MISO_MI | MISO_IN | MISO_MI | Internal | Summer | B5 | 200 | 5021 | 3689.83 | 100.37 | 100.38 | 0.01 | 0
2025 | MISO_IN_2_MISO_MI | MISO_IN | MISO_MI | Internal | Summer | B6 | 300 | 5021 | 4548.04 | 85.25 | 85.27 | 0.01 | 0
2025 | MISO_IN_2_MISO_MI | MISO_IN | MISO_MI | Internal | Summer | B7 | 400 | 5021 | 5021 | 80.2 | 80.22 | 0.01 | 0.01
2025 | MISO_IN_2_MISO_MI | MISO_IN | MISO_MI | Internal | Summer | B8 | 500 | 5021 | 3689.32 | 73.12 | 73.14 | 0.01 | 0
2025 | MISO_IN_2_MISO_MI | MISO_IN | MISO_MI | Internal | Summer | B9 | 800 | 5021 | 4838.37 | 66.39 | 66.4 | 0.01 | 0
2025 | MISO_IN_2_MISO_MI | MISO_IN | MISO_MI | Internal | Summer | B10 | 1262 | 5021 | 5021 | 61.23 | 62.17 | 0.01 | 0.93
2025 | MISO_IN_2_MISO_MI | MISO_IN | MISO_MI | Internal | Winter | B16 | 25 | 5021 | 4937.04 | 81.6 | 81.61 | 0.01 | 0
2025 | MISO_IN_2_MISO_MI | MISO_IN | MISO_MI | Internal | Winter | B17 | 100 | 5021 | 4155.03 | 78.96 | 78.98 | 0.01 | 0
2025 | MISO_IN_2_MISO_MI | MISO_IN | MISO_MI | Internal | Winter | B18 | 400 | 5021 | 3574.08 | 74.99 | 75 | 0.01 | 0
2025 | MISO_IN_2_MISO_MI | MISO_IN | MISO_MI | Internal | Winter | B19 | 700 | 5021 | 3503.16 | 73.55 | 73.56 | 0.01 | 0
2025 | MISO_IN_2_MISO_MI | MISO_IN | MISO_MI | Internal | Winter | B20 | 935 | 5021 | 3027.89 | 63.79 | 63.81 | 0.01 | 0
2025 | MISO_IN_2_MISO_MO-IL | MISO_IN | MISO_MO-IL | Internal | Shoulder | B11 | 25 | 5533 | 3077.16 | 82.19 | 82.2 | 0.01 | 0
2025 | MISO_IN_2_MISO_MO-IL | MISO_IN | MISO_MO-IL | Internal | Shoulder | B12 | 200 | 5533 | 458.24 | 75.62 | 75.64 | 0.01 | 0
2025 | MISO_IN_2_MISO_MO-IL | MISO_IN | MISO_MO-IL | Internal | Shoulder | B13 | 600 | 5533 | 2030.46 | 74.35 | 74.37 | 0.01 | 0
2025 | MISO_IN_2_MISO_MO-IL | MISO_IN | MISO_MO-IL | Internal | Shoulder | B14 | 900 | 5533 | 1183.92 | 68.67 | 68.68 | 0.01 | 0
2025 | MISO_IN_2_MISO_MO-IL | MISO_IN | MISO_MO-IL | Internal | Shoulder | B15 | 1203 | 5533 | 3243.81 | 61.72 | 61.74 | 0.01 | 0
2025 | MISO_IN_2_MISO_MO-IL | MISO_IN | MISO_MO-IL | Internal | Summer | B1 | 10 | 5533 | 3681.74 | 110.43 | 110.44 | 0.01 | 0
2025 | MISO_IN_2_MISO_MO-IL | MISO_IN | MISO_MO-IL | Internal | Summer | B2 | 25 | 5533 | 5533 | 108.47 | 109.53 | 0.01 | 1.05
2025 | MISO_IN_2_MISO_MO-IL | MISO_IN | MISO_MO-IL | Internal | Summer | B3 | 75 | 5533 | 5533 | 108.47 | 108.49 | 0.01 | 0.01
2025 | MISO_IN_2_MISO_MO-IL | MISO_IN | MISO_MO-IL | Internal | Summer | B4 | 100 | 5533 | 4885.62 | 107.27 | 107.28 | 0.01 | 0
2025 | MISO_IN_2_MISO_MO-IL | MISO_IN | MISO_MO-IL | Internal | Summer | B5 | 200 | 5533 | 5362.72 | 100.37 | 100.38 | 0.01 | 0
2025 | MISO_IN_2_MISO_MO-IL | MISO_IN | MISO_MO-IL | Internal | Summer | B6 | 300 | 5533 | 5533 | 85.25 | 85.29 | 0.01 | 0.02
2025 | MISO_IN_2_MISO_MO-IL | MISO_IN | MISO_MO-IL | Internal | Summer | B7 | 400 | 5533 | 4010.52 | 80.2 | 80.21 | 0.01 | 0
2025 | MISO_IN_2_MISO_MO-IL | MISO_IN | MISO_MO-IL | Internal | Summer | B8 | 500 | 5533 | 3621.08 | 73.12 | 73.14 | 0.01 | 0
2025 | MISO_IN_2_MISO_MO-IL | MISO_IN | MISO_MO-IL | Internal | Summer | B9 | 800 | 5533 | 3366.97 | 66.39 | 66.4 | 0.01 | 0
2025 | MISO_IN_2_MISO_MO-IL | MISO_IN | MISO_MO-IL | Internal | Summer | B10 | 1262 | 5533 | 3739.39 | 61.23 | 61.24 | 0.01 | 0
2025 | MISO_IN_2_MISO_MO-IL | MISO_IN | MISO_MO-IL | Internal | Winter | B16 | 25 | 5533 | 0.01 | 81.6 | 81.6 | 0.01 | 0
2025 | MISO_IN_2_MISO_MO-IL | MISO_IN | MISO_MO-IL | Internal | Winter | B17 | 100 | 5533 | 33.38 | 78.96 | 78.98 | 0.01 | 0
2025 | MISO_IN_2_MISO_MO-IL | MISO_IN | MISO_MO-IL | Internal | Winter | B18 | 400 | 5533 | 1286.76 | 74.99 | 75 | 0.01 | 0
2025 | MISO_IN_2_MISO_MO-IL | MISO_IN | MISO_MO-IL | Internal | Winter | B19 | 700 | 5533 | 1847.92 | 73.55 | 73.56 | 0.01 | 0
2025 | MISO_IN_2_MISO_MO-IL | MISO_IN | MISO_MO-IL | Internal | Winter | B20 | 935 | 5533 | 2783.11 | 63.79 | 63.81 | 0.01 | 0
2025 | MISO_IN_2_NonRTO_Midwest | MISO_IN | NonRTO_Midwest | Internal | Shoulder | B11 | 25 | 4800 | 1061.05 | 82.19 | 90.19 | 8 | 0
2025 | MISO_IN_2_NonRTO_Midwest | MISO_IN | NonRTO_Midwest | Internal | Shoulder | B12 | 200 | 4800 | 843.3 | 75.62 | 83.62 | 8 | 0
2025 | MISO_IN_2_NonRTO_Midwest | MISO_IN | NonRTO_Midwest | Internal | Shoulder | B13 | 600 | 4800 | 484.54 | 74.35 | 82.35 | 8 | 0
2025 | MISO_IN_2_NonRTO_Midwest | MISO_IN | NonRTO_Midwest | Internal | Shoulder | B14 | 900 | 4800 | 1014.46 | 68.67 | 76.67 | 8 | 0
2025 | MISO_IN_2_NonRTO_Midwest | MISO_IN | NonRTO_Midwest | Internal | Shoulder | B15 | 1203 | 4800 | 112.97 | 61.72 | 69.72 | 8 | 0
2025 | MISO_IN_2_NonRTO_Midwest | MISO_IN | NonRTO_Midwest | Internal | Summer | B1 | 10 | 4800 | 0 | 110.43 | 116.42 | 8 | 0
2025 | MISO_IN_2_NonRTO_Midwest | MISO_IN | NonRTO_Midwest | Internal | Summer | B2 | 25 | 4800 | 0 | 108.47 | 116.42 | 8 | 0
2025 | MISO_IN_2_NonRTO_Midwest | MISO_IN | NonRTO_Midwest | Internal | Summer | B3 | 75 | 4800 | 0 | 108.47 | 116.42 | 8 | 0
2025 | MISO_IN_2_NonRTO_Midwest | MISO_IN | NonRTO_Midwest | Internal | Summer | B4 | 100 | 4800 | 1542.37 | 107.27 | 115.27 | 8 | 0
2025 | MISO_IN_2_NonRTO_Midwest | MISO_IN | NonRTO_Midwest | Internal | Summer | B5 | 200 | 4800 | 1215 | 100.37 | 108.37 | 8 | 0
2025 | MISO_IN_2_NonRTO_Midwest | MISO_IN | NonRTO_Midwest | Internal | Summer | B6 | 300 | 4800 | 716.54 | 85.25 | 93.25 | 8 | 0
2025 | MISO_IN_2_NonRTO_Midwest | MISO_IN | NonRTO_Midwest | Internal | Summer | B7 | 400 | 4800 | 5.06 | 80.2 | 88.2 | 8 | 0
2025 | MISO_IN_2_NonRTO_Midwest | MISO_IN | NonRTO_Midwest | Internal | Summer | B8 | 500 | 4800 | 1257.55 | 73.12 | 81.12 | 8 | 0
2025 | MISO_IN_2_NonRTO_Midwest | MISO_IN | NonRTO_Midwest | Internal | Summer | B9 | 800 | 4800 | 1132.72 | 66.39 | 74.39 | 8 | 0
2025 | MISO_IN_2_NonRTO_Midwest | MISO_IN | NonRTO_Midwest | Internal | Summer | B10 | 1262 | 4800 | 0 | 61.23 | 68.55 | 8 | 0
2025 | MISO_IN_2_NonRTO_Midwest | MISO_IN | NonRTO_Midwest | Internal | Winter | B16 | 25 | 4800 | 3202.38 | 81.6 | 89.6 | 8 | 0
2025 | MISO_IN_2_NonRTO_Midwest | MISO_IN | NonRTO_Midwest | Internal | Winter | B17 | 100 | 4800 | 2113.44 | 78.96 | 86.96 | 8 | 0
2025 | MISO_IN_2_NonRTO_Midwest | MISO_IN | NonRTO_Midwest | Internal | Winter | B18 | 400 | 4800 | 1746.89 | 74.99 | 82.99 | 8 | 0
2025 | MISO_IN_2_NonRTO_Midwest | MISO_IN | NonRTO_Midwest | Internal | Winter | B19 | 700 | 4800 | 1872.74 | 73.55 | 81.55 | 8 | 0
2025 | MISO_IN_2_NonRTO_Midwest | MISO_IN | NonRTO_Midwest | Internal | Winter | B20 | 935 | 4800 | 1878.73 | 63.79 | 71.79 | 8 | 0
2025 | MISO_IN_2_PJM_ROR | MISO_IN | PJM_ROR | Internal | Shoulder | B11 | 25 | 992 | 0 | 82.19 | 83.2 | 2 | 0
2025 | MISO_IN_2_PJM_ROR | MISO_IN | PJM_ROR | Internal | Shoulder | B12 | 200 | 992 | 0 | 75.62 | 74.18 | 2 | 0
2025 | MISO_IN_2_PJM_ROR | MISO_IN | PJM_ROR | Internal | Shoulder | B13 | 600 | 992 | 0 | 74.35 | 72.37 | 2 | 0
2025 | MISO_IN_2_PJM_ROR | MISO_IN | PJM_ROR | Internal | Shoulder | B14 | 900 | 992 | 0 | 68.67 | 70.58 | 2 | 0
2025 | MISO_IN_2_PJM_ROR | MISO_IN | PJM_ROR | Internal | Shoulder | B15 | 1203 | 992 | 0 | 61.72 | 62.62 | 2 | 0
2025 | MISO_IN_2_PJM_ROR | MISO_IN | PJM_ROR | Internal | Summer | B1 | 10 | 992 | 529.75 | 110.43 | 112.43 | 2 | 0
2025 | MISO_IN_2_PJM_ROR | MISO_IN | PJM_ROR | Internal | Summer | B2 | 25 | 992 | 0 | 108.47 | 109.27 | 2 | 0
2025 | MISO_IN_2_PJM_ROR | MISO_IN | PJM_ROR | Internal | Summer | B3 | 75 | 992 | 0 | 108.47 | 109.27 | 2 | 0
2025 | MISO_IN_2_PJM_ROR | MISO_IN | PJM_ROR | Internal | Summer | B4 | 100 | 992 | 742.84 | 107.27 | 109.27 | 2 | 0
2025 | MISO_IN_2_PJM_ROR | MISO_IN | PJM_ROR | Internal | Summer | B5 | 200 | 992 | 992 | 100.37 | 102.38 | 2 | 0.01
2025 | MISO_IN_2_PJM_ROR | MISO_IN | PJM_ROR | Internal | Summer | B6 | 300 | 992 | 992 | 85.25 | 87.27 | 2 | 0.01
2025 | MISO_IN_2_PJM_ROR | MISO_IN | PJM_ROR | Internal | Summer | B7 | 400 | 992 | 992 | 80.2 | 82.21 | 2 | 0.01
2025 | MISO_IN_2_PJM_ROR | MISO_IN | PJM_ROR | Internal | Summer | B8 | 500 | 992 | 0 | 73.12 | 72.44 | 2 | 0
2025 | MISO_IN_2_PJM_ROR | MISO_IN | PJM_ROR | Internal | Summer | B9 | 800 | 992 | 0 | 66.39 | 67.96 | 2 | 0
2025 | MISO_IN_2_PJM_ROR | MISO_IN | PJM_ROR | Internal | Summer | B10 | 1262 | 992 | 992 | 61.23 | 63.24 | 2 | 0.01
2025 | MISO_IN_2_PJM_ROR | MISO_IN | PJM_ROR | Internal | Winter | B16 | 25 | 992 | 447.56 | 81.6 | 83.6 | 2 | 0
2025 | MISO_IN_2_PJM_ROR | MISO_IN | PJM_ROR | Internal | Winter | B17 | 100 | 992 | 992 | 78.96 | 80.98 | 2 | 0.01
2025 | MISO_IN_2_PJM_ROR | MISO_IN | PJM_ROR | Internal | Winter | B18 | 400 | 992 | 0 | 74.99 | 74.8 | 2 | 0
2025 | MISO_IN_2_PJM_ROR | MISO_IN | PJM_ROR | Internal | Winter | B19 | 700 | 992 | 0 | 73.55 | 74.36 | 2 | 0
2025 | MISO_IN_2_PJM_ROR | MISO_IN | PJM_ROR | Internal | Winter | B20 | 935 | 992 | 0 | 63.79 | 65.02 | 2 | 0
2025 | MISO_MI_2_MISO_IN | MISO_MI | MISO_IN | Internal | Shoulder | B11 | 25 | 2066 | 0 | 82.2 | 82.19 | 0.01 | 0
2025 | MISO_MI_2_MISO_IN | MISO_MI | MISO_IN | Internal | Shoulder | B12 | 200 | 2066 | 0 | 75.64 | 75.62 | 0.01 | 0
2025 | MISO_MI_2_MISO_IN | MISO_MI | MISO_IN | Internal | Shoulder | B13 | 600 | 2066 | 0 | 74.37 | 74.35 | 0.01 | 0
2025 | MISO_MI_2_MISO_IN | MISO_MI | MISO_IN | Internal | Shoulder | B14 | 900 | 2066 | 0 | 68.68 | 68.67 | 0.01 | 0
2025 | MISO_MI_2_MISO_IN | MISO_MI | MISO_IN | Internal | Shoulder | B15 | 1203 | 2066 | 0 | 61.74 | 61.72 | 0.01 | 0
2025 | MISO_MI_2_MISO_IN | MISO_MI | MISO_IN | Internal | Summer | B1 | 10 | 2066 | 0.02 | 110.44 | 110.43 | 0.01 | 0
2025 | MISO_MI_2_MISO_IN | MISO_MI | MISO_IN | Internal | Summer | B2 | 25 | 2066 | 0 | 108.48 | 108.47 | 0.01 | 0
2025 | MISO_MI_2_MISO_IN | MISO_MI | MISO_IN | Internal | Summer | B3 | 75 | 2066 | 0 | 108.48 | 108.47 | 0.01 | 0
2025 | MISO_MI_2_MISO_IN | MISO_MI | MISO_IN | Internal | Summer | B4 | 100 | 2066 | 0 | 107.28 | 107.27 | 0.01 | 0
2025 | MISO_MI_2_MISO_IN | MISO_MI | MISO_IN | Internal | Summer | B5 | 200 | 2066 | 0 | 100.38 | 100.37 | 0.01 | 0
2025 | MISO_MI_2_MISO_IN | MISO_MI | MISO_IN | Internal | Summer | B6 | 300 | 2066 | 0 | 85.27 | 85.25 | 0.01 | 0
2025 | MISO_MI_2_MISO_IN | MISO_MI | MISO_IN | Internal | Summer | B7 | 400 | 2066 | 0 | 80.22 | 80.2 | 0.01 | 0
2025 | MISO_MI_2_MISO_IN | MISO_MI | MISO_IN | Internal | Summer | B8 | 500 | 2066 | 0 | 73.14 | 73.12 | 0.01 | 0
2025 | MISO_MI_2_MISO_IN | MISO_MI | MISO_IN | Internal | Summer | B9 | 800 | 2066 | 0 | 66.4 | 66.39 | 0.01 | 0
2025 | MISO_MI_2_MISO_IN | MISO_MI | MISO_IN | Internal | Summer | B10 | 1262 | 2066 | 0 | 62.17 | 61.23 | 0.01 | 0
2025 | MISO_MI_2_MISO_IN | MISO_MI | MISO_IN | Internal | Winter | B16 | 25 | 2066 | 0 | 81.61 | 81.6 | 0.01 | 0
2025 | MISO_MI_2_MISO_IN | MISO_MI | MISO_IN | Internal | Winter | B17 | 100 | 2066 | 0 | 78.98 | 78.96 | 0.01 | 0
2025 | MISO_MI_2_MISO_IN | MISO_MI | MISO_IN | Internal | Winter | B18 | 400 | 2066 | 0 | 75 | 74.99 | 0.01 | 0
2025 | MISO_MI_2_MISO_IN | MISO_MI | MISO_IN | Internal | Winter | B19 | 700 | 2066 | 0 | 73.56 | 73.55 | 0.01 | 0
2025 | MISO_MI_2_MISO_IN | MISO_MI | MISO_IN | Internal | Winter | B20 | 935 | 2066 | 0 | 63.81 | 63.79 | 0.01 | 0
2025 | MISO_MI_2_MISO_WUMS | MISO_MI | MISO_WUMS | Internal | Shoulder | B11 | 25 | 1440 | 0 | 82.2 | 81.2 | 0.01 | 0
2025 | MISO_MI_2_MISO_WUMS | MISO_MI | MISO_WUMS | Internal | Shoulder | B12 | 200 | 1440 | 0 | 75.64 | 69.95 | 0.01 | 0
2025 | MISO_MI_2_MISO_WUMS | MISO_MI | MISO_WUMS | Internal | Shoulder | B13 | 600 | 1440 | 0 | 74.37 | 67.4 | 0.01 | 0
2025 | MISO_MI_2_MISO_WUMS | MISO_MI | MISO_WUMS | Internal | Shoulder | B14 | 900 | 1440 | 0 | 68.68 | 67.4 | 0.01 | 0
2025 | MISO_MI_2_MISO_WUMS | MISO_MI | MISO_WUMS | Internal | Shoulder | B15 | 1203 | 1440 | 0 | 61.74 | 60.62 | 0.01 | 0
2025 | MISO_MI_2_MISO_WUMS | MISO_MI | MISO_WUMS | Internal | Summer | B1 | 10 | 1440 | 0.02 | 110.44 | 110.43 | 0.01 | 0
2025 | MISO_MI_2_MISO_WUMS | MISO_MI | MISO_WUMS | Internal | Summer | B2 | 25 | 1440 | 0 | 108.48 | 107.27 | 0.01 | 0
2025 | MISO_MI_2_MISO_WUMS | MISO_MI | MISO_WUMS | Internal | Summer | B3 | 75 | 1440 | 0 | 108.48 | 108.47 | 0.01 | 0
2025 | MISO_MI_2_MISO_WUMS | MISO_MI | MISO_WUMS | Internal | Summer | B4 | 100 | 1440 | 0 | 107.28 | 107.27 | 0.01 | 0
2025 | MISO_MI_2_MISO_WUMS | MISO_MI | MISO_WUMS | Internal | Summer | B5 | 200 | 1440 | 0 | 100.38 | 100.36 | 0.01 | 0
2025 | MISO_MI_2_MISO_WUMS | MISO_MI | MISO_WUMS | Internal | Summer | B6 | 300 | 1440 | 0 | 85.27 | 85.27 | 0.01 | 0
2025 | MISO_MI_2_MISO_WUMS | MISO_MI | MISO_WUMS | Internal | Summer | B7 | 400 | 1440 | 0 | 80.22 | 80.21 | 0.01 | 0
2025 | MISO_MI_2_MISO_WUMS | MISO_MI | MISO_WUMS | Internal | Summer | B8 | 500 | 1440 | 0 | 73.14 | 68.19 | 0.01 | 0
2025 | MISO_MI_2_MISO_WUMS | MISO_MI | MISO_WUMS | Internal | Summer | B9 | 800 | 1440 | 0 | 66.4 | 65.96 | 0.01 | 0
2025 | MISO_MI_2_MISO_WUMS | MISO_MI | MISO_WUMS | Internal | Summer | B10 | 1262 | 1440 | 0 | 62.17 | 57.51 | 0.01 | 0
2025 | MISO_MI_2_MISO_WUMS | MISO_MI | MISO_WUMS | Internal | Winter | B16 | 25 | 1440 | 0 | 81.61 | 81.6 | 0.01 | 0
2025 | MISO_MI_2_MISO_WUMS | MISO_MI | MISO_WUMS | Internal | Winter | B17 | 100 | 1440 | 0 | 78.98 | 71.32 | 0.01 | 0
2025 | MISO_MI_2_MISO_WUMS | MISO_MI | MISO_WUMS | Internal | Winter | B18 | 400 | 1440 | 0 | 75 | 70.17 | 0.01 | 0
2025 | MISO_MI_2_MISO_WUMS | MISO_MI | MISO_WUMS | Internal | Winter | B19 | 700 | 1440 | 0 | 73.56 | 70.17 | 0.01 | 0
2025 | MISO_MI_2_MISO_WUMS | MISO_MI | MISO_WUMS | Internal | Winter | B20 | 935 | 1440 | 0 | 63.81 | 63.02 | 0.01 | 0
2025 | MISO_MI_2_PJM_ROR | MISO_MI | PJM_ROR | Internal | Shoulder | B11 | 25 | 1424 | 0 | 82.2 | 83.2 | 2 | 0
2025 | MISO_MI_2_PJM_ROR | MISO_MI | PJM_ROR | Internal | Shoulder | B12 | 200 | 1424 | 0 | 75.64 | 74.18 | 2 | 0
2025 | MISO_MI_2_PJM_ROR | MISO_MI | PJM_ROR | Internal | Shoulder | B13 | 600 | 1424 | 0 | 74.37 | 72.37 | 2 | 0
2025 | MISO_MI_2_PJM_ROR | MISO_MI | PJM_ROR | Internal | Shoulder | B14 | 900 | 1424 | 0 | 68.68 | 70.58 | 2 | 0
2025 | MISO_MI_2_PJM_ROR | MISO_MI | PJM_ROR | Internal | Shoulder | B15 | 1203 | 1424 | 0 | 61.74 | 62.62 | 2 | 0
2025 | MISO_MI_2_PJM_ROR | MISO_MI | PJM_ROR | Internal | Summer | B1 | 10 | 1424 | 0.03 | 110.44 | 112.43 | 2 | 0
2025 | MISO_MI_2_PJM_ROR | MISO_MI | PJM_ROR | Internal | Summer | B2 | 25 | 1424 | 0 | 108.48 | 109.27 | 2 | 0
2025 | MISO_MI_2_PJM_ROR | MISO_MI | PJM_ROR | Internal | Summer | B3 | 75 | 1424 | 0 | 108.48 | 109.27 | 2 | 0
2025 | MISO_MI_2_PJM_ROR | MISO_MI | PJM_ROR | Internal | Summer | B4 | 100 | 1424 | 0 | 107.28 | 109.27 | 2 | 0
2025 | MISO_MI_2_PJM_ROR | MISO_MI | PJM_ROR | Internal | Summer | B5 | 200 | 1424 | 1170.65 | 100.38 | 102.38 | 2 | 0
2025 | MISO_MI_2_PJM_ROR | MISO_MI | PJM_ROR | Internal | Summer | B6 | 300 | 1424 | 1020.78 | 85.27 | 87.27 | 2 | 0
2025 | MISO_MI_2_PJM_ROR | MISO_MI | PJM_ROR | Internal | Summer | B7 | 400 | 1424 | 0 | 80.22 | 82.21 | 2 | 0
2025 | MISO_MI_2_PJM_ROR | MISO_MI | PJM_ROR | Internal | Summer | B8 | 500 | 1424 | 0 | 73.14 | 72.44 | 2 | 0
2025 | MISO_MI_2_PJM_ROR | MISO_MI | PJM_ROR | Internal | Summer | B9 | 800 | 1424 | 0 | 66.4 | 67.96 | 2 | 0
2025 | MISO_MI_2_PJM_ROR | MISO_MI | PJM_ROR | Internal | Summer | B10 | 1262 | 1424 | 0 | 62.17 | 63.24 | 2 | 0
2025 | MISO_MI_2_PJM_ROR | MISO_MI | PJM_ROR | Internal | Winter | B16 | 25 | 1424 | 0.01 | 81.61 | 83.6 | 2 | 0
2025 | MISO_MI_2_PJM_ROR | MISO_MI | PJM_ROR | Internal | Winter | B17 | 100 | 1424 | 28.43 | 78.98 | 80.98 | 2 | 0
2025 | MISO_MI_2_PJM_ROR | MISO_MI | PJM_ROR | Internal | Winter | B18 | 400 | 1424 | 0 | 75 | 74.8 | 2 | 0
2025 | MISO_MI_2_PJM_ROR | MISO_MI | PJM_ROR | Internal | Winter | B19 | 700 | 1424 | 0 | 73.56 | 74.36 | 2 | 0
2025 | MISO_MI_2_PJM_ROR | MISO_MI | PJM_ROR | Internal | Winter | B20 | 935 | 1424 | 0 | 63.81 | 65.02 | 2 | 0
2025 | MISO_MO-IL_2_ENT | MISO_MO-IL | ENT | Internal | Shoulder | B11 | 25 | 2540 | 0 | 82.2 | 86.22 | 8 | 0
2025 | MISO_MO-IL_2_ENT | MISO_MO-IL | ENT | Internal | Shoulder | B12 | 200 | 2540 | 0 | 75.64 | 73.68 | 8 | 0
2025 | MISO_MO-IL_2_ENT | MISO_MO-IL | ENT | Internal | Shoulder | B13 | 600 | 2540 | 0 | 74.37 | 73.14 | 8 | 0
2025 | MISO_MO-IL_2_ENT | MISO_MO-IL | ENT | Internal | Shoulder | B14 | 900 | 2540 | 0 | 68.68 | 70.69 | 8 | 0
2025 | MISO_MO-IL_2_ENT | MISO_MO-IL | ENT | Internal | Shoulder | B15 | 1203 | 2540 | 2237.77 | 61.74 | 69.74 | 8 | 0
2025 | MISO_MO-IL_2_ENT | MISO_MO-IL | ENT | Internal | Summer | B1 | 10 | 2540 | 0 | 110.44 | 117.69 | 8 | 0
2025 | MISO_MO-IL_2_ENT | MISO_MO-IL | ENT | Internal | Summer | B2 | 25 | 2540 | 0 | 109.53 | 113.83 | 8 | 0
2025 | MISO_MO-IL_2_ENT | MISO_MO-IL | ENT | Internal | Summer | B3 | 75 | 2540 | 0 | 108.49 | 113.83 | 8 | 0
2025 | MISO_MO-IL_2_ENT | MISO_MO-IL | ENT | Internal | Summer | B4 | 100 | 2540 | 0 | 107.28 | 112.44 | 8 | 0
2025 | MISO_MO-IL_2_ENT | MISO_MO-IL | ENT | Internal | Summer | B5 | 200 | 2540 | 0 | 100.38 | 107.88 | 8 | 0
2025 | MISO_MO-IL_2_ENT | MISO_MO-IL | ENT | Internal | Summer | B6 | 300 | 2540 | 0 | 85.29 | 92.27 | 8 | 0
2025 | MISO_MO-IL_2_ENT | MISO_MO-IL | ENT | Internal | Summer | B7 | 400 | 2540 | 0 | 80.21 | 82.63 | 8 | 0
2025 | MISO_MO-IL_2_ENT | MISO_MO-IL | ENT | Internal | Summer | B8 | 500 | 2540 | 0 | 73.14 | 72.16 | 8 | 0
2025 | MISO_MO-IL_2_ENT | MISO_MO-IL | ENT | Internal | Summer | B9 | 800 | 2540 | 0 | 66.4 | 71.63 | 8 | 0
2025 | MISO_MO-IL_2_ENT | MISO_MO-IL | ENT | Internal | Summer | B10 | 1262 | 2540 | 1009.87 | 61.24 | 69.24 | 8 | 0
2025 | MISO_MO-IL_2_ENT | MISO_MO-IL | ENT | Internal | Winter | B16 | 25 | 2540 | 0 | 81.6 | 81.6 | 8 | 0
2025 | MISO_MO-IL_2_ENT | MISO_MO-IL | ENT | Internal | Winter | B17 | 100 | 2540 | 0 | 78.98 | 76.66 | 8 | 0
2025 | MISO_MO-IL_2_ENT | MISO_MO-IL | ENT | Internal | Winter | B18 | 400 | 2540 | 0 | 75 | 76.47 | 8 | 0
2025 | MISO_MO-IL_2_ENT | MISO_MO-IL | ENT | Internal | Winter | B19 | 700 | 2540 | 0 | 73.56 | 73.56 | 8 | 0
2025 | MISO_MO-IL_2_ENT | MISO_MO-IL | ENT | Internal | Winter | B20 | 935 | 2540 | 1961.73 | 63.81 | 71.81 | 8 | 0
2025 | MISO_MO-IL_2_MISO_IN | MISO_MO-IL | MISO_IN | Internal | Shoulder | B11 | 25 | 2633 | 0 | 82.2 | 82.19 | 0.01 | 0
2025 | MISO_MO-IL_2_MISO_IN | MISO_MO-IL | MISO_IN | Internal | Shoulder | B12 | 200 | 2633 | 0 | 75.64 | 75.62 | 0.01 | 0
2025 | MISO_MO-IL_2_MISO_IN | MISO_MO-IL | MISO_IN | Internal | Shoulder | B13 | 600 | 2633 | 0 | 74.37 | 74.35 | 0.01 | 0
2025 | MISO_MO-IL_2_MISO_IN | MISO_MO-IL | MISO_IN | Internal | Shoulder | B14 | 900 | 2633 | 0 | 68.68 | 68.67 | 0.01 | 0
2025 | MISO_MO-IL_2_MISO_IN | MISO_MO-IL | MISO_IN | Internal | Shoulder | B15 | 1203 | 2633 | 0 | 61.74 | 61.72 | 0.01 | 0
2025 | MISO_MO-IL_2_MISO_IN | MISO_MO-IL | MISO_IN | Internal | Summer | B1 | 10 | 2633 | 0.02 | 110.44 | 110.43 | 0.01 | 0
2025 | MISO_MO-IL_2_MISO_IN | MISO_MO-IL | MISO_IN | Internal | Summer | B2 | 25 | 2633 | 0 | 109.53 | 108.47 | 0.01 | 0
2025 | MISO_MO-IL_2_MISO_IN | MISO_MO-IL | MISO_IN | Internal | Summer | B3 | 75 | 2633 | 0 | 108.49 | 108.47 | 0.01 | 0
2025 | MISO_MO-IL_2_MISO_IN | MISO_MO-IL | MISO_IN | Internal | Summer | B4 | 100 | 2633 | 0 | 107.28 | 107.27 | 0.01 | 0
2025 | MISO_MO-IL_2_MISO_IN | MISO_MO-IL | MISO_IN | Internal | Summer | B5 | 200 | 2633 | 0 | 100.38 | 100.37 | 0.01 | 0
2025 | MISO_MO-IL_2_MISO_IN | MISO_MO-IL | MISO_IN | Internal | Summer | B6 | 300 | 2633 | 0 | 85.29 | 85.25 | 0.01 | 0
2025 | MISO_MO-IL_2_MISO_IN | MISO_MO-IL | MISO_IN | Internal | Summer | B7 | 400 | 2633 | 0 | 80.21 | 80.2 | 0.01 | 0
2025 | MISO_MO-IL_2_MISO_IN | MISO_MO-IL | MISO_IN | Internal | Summer | B8 | 500 | 2633 | 0 | 73.14 | 73.12 | 0.01 | 0
2025 | MISO_MO-IL_2_MISO_IN | MISO_MO-IL | MISO_IN | Internal | Summer | B9 | 800 | 2633 | 0 | 66.4 | 66.39 | 0.01 | 0
2025 | MISO_MO-IL_2_MISO_IN | MISO_MO-IL | MISO_IN | Internal | Summer | B10 | 1262 | 2633 | 0 | 61.24 | 61.23 | 0.01 | 0
2025 | MISO_MO-IL_2_MISO_IN | MISO_MO-IL | MISO_IN | Internal | Winter | B16 | 25 | 2633 | 0.01 | 81.6 | 81.6 | 0.01 | 0
2025 | MISO_MO-IL_2_MISO_IN | MISO_MO-IL | MISO_IN | Internal | Winter | B17 | 100 | 2633 | 0 | 78.98 | 78.96 | 0.01 | 0
2025 | MISO_MO-IL_2_MISO_IN | MISO_MO-IL | MISO_IN | Internal | Winter | B18 | 400 | 2633 | 0 | 75 | 74.99 | 0.01 | 0
2025 | MISO_MO-IL_2_MISO_IN | MISO_MO-IL | MISO_IN | Internal | Winter | B19 | 700 | 2633 | 0 | 73.56 | 73.55 | 0.01 | 0
2025 | MISO_MO-IL_2_MISO_IN | MISO_MO-IL | MISO_IN | Internal | Winter | B20 | 935 | 2633 | 0 | 63.81 | 63.79 | 0.01 | 0
2025 | MISO_MO-IL_2_MISO_W | MISO_MO-IL | MISO_W | Internal | Shoulder | B11 | 25 | 1075 | 0 | 82.2 | 81.2 | 0.01 | 0
2025 | MISO_MO-IL_2_MISO_W | MISO_MO-IL | MISO_W | Internal | Shoulder | B12 | 200 | 1075 | 0 | 75.64 | 69.94 | 0.01 | 0
2025 | MISO_MO-IL_2_MISO_W | MISO_MO-IL | MISO_W | Internal | Shoulder | B13 | 600 | 1075 | 0 | 74.37 | 67.39 | 0.01 | 0
2025 | MISO_MO-IL_2_MISO_W | MISO_MO-IL | MISO_W | Internal | Shoulder | B14 | 900 | 1075 | 0 | 68.68 | 56.68 | 0.01 | 0
2025 | MISO_MO-IL_2_MISO_W | MISO_MO-IL | MISO_W | Internal | Shoulder | B15 | 1203 | 1075 | 0 | 61.74 | 54.36 | 0.01 | 0
2025 | MISO_MO-IL_2_MISO_W | MISO_MO-IL | MISO_W | Internal | Summer | B1 | 10 | 1075 | 0.02 | 110.44 | 110.43 | 0.01 | 0
2025 | MISO_MO-IL_2_MISO_W | MISO_MO-IL | MISO_W | Internal | Summer | B2 | 25 | 1075 | 0 | 109.53 | 107.26 | 0.01 | 0
2025 | MISO_MO-IL_2_MISO_W | MISO_MO-IL | MISO_W | Internal | Summer | B3 | 75 | 1075 | 0 | 108.49 | 108.48 | 0.01 | 0
2025 | MISO_MO-IL_2_MISO_W | MISO_MO-IL | MISO_W | Internal | Summer | B4 | 100 | 1075 | 0 | 107.28 | 107.27 | 0.01 | 0
2025 | MISO_MO-IL_2_MISO_W | MISO_MO-IL | MISO_W | Internal | Summer | B5 | 200 | 1075 | 0 | 100.38 | 100.37 | 0.01 | 0
2025 | MISO_MO-IL_2_MISO_W | MISO_MO-IL | MISO_W | Internal | Summer | B6 | 300 | 1075 | 0 | 85.29 | 85.28 | 0.01 | 0
2025 | MISO_MO-IL_2_MISO_W | MISO_MO-IL | MISO_W | Internal | Summer | B7 | 400 | 1075 | 0 | 80.21 | 80.2 | 0.01 | 0
2025 | MISO_MO-IL_2_MISO_W | MISO_MO-IL | MISO_W | Internal | Summer | B8 | 500 | 1075 | 0 | 73.14 | 68.17 | 0.01 | 0
2025 | MISO_MO-IL_2_MISO_W | MISO_MO-IL | MISO_W | Internal | Summer | B9 | 800 | 1075 | 0 | 66.4 | 65.95 | 0.01 | 0
2025 | MISO_MO-IL_2_MISO_W | MISO_MO-IL | MISO_W | Internal | Summer | B10 | 1262 | 1075 | 0 | 61.24 | 57.24 | 0.01 | 0
2025 | MISO_MO-IL_2_MISO_W | MISO_MO-IL | MISO_W | Internal | Winter | B16 | 25 | 1075 | 0 | 81.6 | 64.12 | 0.01 | 0
2025 | MISO_MO-IL_2_MISO_W | MISO_MO-IL | MISO_W | Internal | Winter | B17 | 100 | 1075 | 0 | 78.98 | 64.64 | 0.01 | 0
2025 | MISO_MO-IL_2_MISO_W | MISO_MO-IL | MISO_W | Internal | Winter | B18 | 400 | 1075 | 0 | 75 | 64.64 | 0.01 | 0
2025 | MISO_MO-IL_2_MISO_W | MISO_MO-IL | MISO_W | Internal | Winter | B19 | 700 | 1075 | 0 | 73.56 | 64.64 | 0.01 | 0
2025 | MISO_MO-IL_2_MISO_W | MISO_MO-IL | MISO_W | Internal | Winter | B20 | 935 | 1075 | 0 | 63.81 | 57.12 | 0.01 | 0
2025 | MISO_MO-IL_2_PJM_ROR | MISO_MO-IL | PJM_ROR | Internal | Shoulder | B11 | 25 | 1212 | 0 | 82.2 | 83.2 | 2 | 0
2025 | MISO_MO-IL_2_PJM_ROR | MISO_MO-IL | PJM_ROR | Internal | Shoulder | B12 | 200 | 1212 | 0 | 75.64 | 74.18 | 2 | 0
2025 | MISO_MO-IL_2_PJM_ROR | MISO_MO-IL | PJM_ROR | Internal | Shoulder | B13 | 600 | 1212 | 0 | 74.37 | 72.37 | 2 | 0
2025 | MISO_MO-IL_2_PJM_ROR | MISO_MO-IL | PJM_ROR | Internal | Shoulder | B14 | 900 | 1212 | 0 | 68.68 | 70.58 | 2 | 0
2025 | MISO_MO-IL_2_PJM_ROR | MISO_MO-IL | PJM_ROR | Internal | Shoulder | B15 | 1203 | 1212 | 0 | 61.74 | 62.62 | 2 | 0
2025 | MISO_MO-IL_2_PJM_ROR | MISO_MO-IL | PJM_ROR | Internal | Summer | B1 | 10 | 1212 | 0.03 | 110.44 | 112.43 | 2 | 0
2025 | MISO_MO-IL_2_PJM_ROR | MISO_MO-IL | PJM_ROR | Internal | Summer | B2 | 25 | 1212 | 0 | 109.53 | 109.27 | 2 | 0
2025 | MISO_MO-IL_2_PJM_ROR | MISO_MO-IL | PJM_ROR | Internal | Summer | B3 | 75 | 1212 | 0 | 108.49 | 109.27 | 2 | 0
2025 | MISO_MO-IL_2_PJM_ROR | MISO_MO-IL | PJM_ROR | Internal | Summer | B4 | 100 | 1212 | 0 | 107.28 | 109.27 | 2 | 0
2025 | MISO_MO-IL_2_PJM_ROR | MISO_MO-IL | PJM_ROR | Internal | Summer | B5 | 200 | 1212 | 258.11 | 100.38 | 102.38 | 2 | 0
2025 | MISO_MO-IL_2_PJM_ROR | MISO_MO-IL | PJM_ROR | Internal | Summer | B6 | 300 | 1212 | 0 | 85.29 | 87.27 | 2 | 0
2025 | MISO_MO-IL_2_PJM_ROR | MISO_MO-IL | PJM_ROR | Internal | Summer | B7 | 400 | 1212 | 374.31 | 80.21 | 82.21 | 2 | 0
2025 | MISO_MO-IL_2_PJM_ROR | MISO_MO-IL | PJM_ROR | Internal | Summer | B8 | 500 | 1212 | 0 | 73.14 | 72.44 | 2 | 0
2025 | MISO_MO-IL_2_PJM_ROR | MISO_MO-IL | PJM_ROR | Internal | Summer | B9 | 800 | 1212 | 0 | 66.4 | 67.96 | 2 | 0
2025 | MISO_MO-IL_2_PJM_ROR | MISO_MO-IL | PJM_ROR | Internal | Summer | B10 | 1262 | 1212 | 672.86 | 61.24 | 63.24 | 2 | 0
2025 | MISO_MO-IL_2_PJM_ROR | MISO_MO-IL | PJM_ROR | Internal | Winter | B16 | 25 | 1212 | 52.08 | 81.6 | 83.6 | 2 | 0
2025 | MISO_MO-IL_2_PJM_ROR | MISO_MO-IL | PJM_ROR | Internal | Winter | B17 | 100 | 1212 | 683.78 | 78.98 | 80.98 | 2 | 0
2025 | MISO_MO-IL_2_PJM_ROR | MISO_MO-IL | PJM_ROR | Internal | Winter | B18 | 400 | 1212 | 0 | 75 | 74.8 | 2 | 0
2025 | MISO_MO-IL_2_PJM_ROR | MISO_MO-IL | PJM_ROR | Internal | Winter | B19 | 700 | 1212 | 0 | 73.56 | 74.36 | 2 | 0
2025 | MISO_MO-IL_2_PJM_ROR | MISO_MO-IL | PJM_ROR | Internal | Winter | B20 | 935 | 1212 | 0 | 63.81 | 65.02 | 2 | 0
2025 | MISO_MO-IL_2_SPP_N | MISO_MO-IL | SPP_N | Internal | Shoulder | B11 | 25 | 2000 | 0 | 82.2 | 81.21 | 8 | 0
2025 | MISO_MO-IL_2_SPP_N | MISO_MO-IL | SPP_N | Internal | Shoulder | B12 | 200 | 2000 | 0 | 75.64 | 70.64 | 8 | 0
2025 | MISO_MO-IL_2_SPP_N | MISO_MO-IL | SPP_N | Internal | Shoulder | B13 | 600 | 2000 | 0 | 74.37 | 70.49 | 8 | 0
2025 | MISO_MO-IL_2_SPP_N | MISO_MO-IL | SPP_N | Internal | Shoulder | B14 | 900 | 2000 | 0 | 68.68 | 63.68 | 8 | 0
2025 | MISO_MO-IL_2_SPP_N | MISO_MO-IL | SPP_N | Internal | Shoulder | B15 | 1203 | 2000 | 0 | 61.74 | 61.36 | 8 | 0
2025 | MISO_MO-IL_2_SPP_N | MISO_MO-IL | SPP_N | Internal | Summer | B1 | 10 | 2000 | 0 | 110.44 | 108.83 | 8 | 0
2025 | MISO_MO-IL_2_SPP_N | MISO_MO-IL | SPP_N | Internal | Summer | B2 | 25 | 2000 | 0 | 109.53 | 108.83 | 8 | 0
2025 | MISO_MO-IL_2_SPP_N | MISO_MO-IL | SPP_N | Internal | Summer | B3 | 75 | 2000 | 0 | 108.49 | 108.83 | 8 | 0
2025 | MISO_MO-IL_2_SPP_N | MISO_MO-IL | SPP_N | Internal | Summer | B4 | 100 | 2000 | 0 | 107.28 | 107.44 | 8 | 0
2025 | MISO_MO-IL_2_SPP_N | MISO_MO-IL | SPP_N | Internal | Summer | B5 | 200 | 2000 | 0 | 100.38 | 102.88 | 8 | 0
2025 | MISO_MO-IL_2_SPP_N | MISO_MO-IL | SPP_N | Internal | Summer | B6 | 300 | 2000 | 0 | 85.29 | 88.4 | 8 | 0
2025 | MISO_MO-IL_2_SPP_N | MISO_MO-IL | SPP_N | Internal | Summer | B7 | 400 | 2000 | 0 | 80.21 | 81 | 8 | 0
2025 | MISO_MO-IL_2_SPP_N | MISO_MO-IL | SPP_N | Internal | Summer | B8 | 500 | 2000 | 0 | 73.14 | 71.41 | 8 | 0
2025 | MISO_MO-IL_2_SPP_N | MISO_MO-IL | SPP_N | Internal | Summer | B9 | 800 | 2000 | 0 | 66.4 | 69.09 | 8 | 0
2025 | MISO_MO-IL_2_SPP_N | MISO_MO-IL | SPP_N | Internal | Summer | B10 | 1262 | 2000 | 0 | 61.24 | 64.24 | 8 | 0
2025 | MISO_MO-IL_2_SPP_N | MISO_MO-IL | SPP_N | Internal | Winter | B16 | 25 | 2000 | 0 | 81.6 | 73.7 | 8 | 0
2025 | MISO_MO-IL_2_SPP_N | MISO_MO-IL | SPP_N | Internal | Winter | B17 | 100 | 2000 | 0 | 78.98 | 71.65 | 8 | 0
2025 | MISO_MO-IL_2_SPP_N | MISO_MO-IL | SPP_N | Internal | Winter | B18 | 400 | 2000 | 0 | 75 | 71.64 | 8 | 0
2025 | MISO_MO-IL_2_SPP_N | MISO_MO-IL | SPP_N | Internal | Winter | B19 | 700 | 2000 | 0 | 73.56 | 68.56 | 8 | 0
2025 | MISO_MO-IL_2_SPP_N | MISO_MO-IL | SPP_N | Internal | Winter | B20 | 935 | 2000 | 0 | 63.81 | 64.12 | 8 | 0
2025 | MISO_MO-IL_2_TVA_Transmission | MISO_MO-IL | TVA_Transmission | Internal | Shoulder | B11 | 25 | 4000 | 314.78 | 82.2 | 90.2 | 8 | 0
2025 | MISO_MO-IL_2_TVA_Transmission | MISO_MO-IL | TVA_Transmission | Internal | Shoulder | B12 | 200 | 4000 | 0 | 75.64 | 77.95 | 8 | 0
2025 | MISO_MO-IL_2_TVA_Transmission | MISO_MO-IL | TVA_Transmission | Internal | Shoulder | B13 | 600 | 4000 | 0 | 74.37 | 76.93 | 8 | 0
2025 | MISO_MO-IL_2_TVA_Transmission | MISO_MO-IL | TVA_Transmission | Internal | Shoulder | B14 | 900 | 4000 | 0 | 68.68 | 75.73 | 8 | 0
2025 | MISO_MO-IL_2_TVA_Transmission | MISO_MO-IL | TVA_Transmission | Internal | Shoulder | B15 | 1203 | 4000 | 191.95 | 61.74 | 69.74 | 8 | 0
2025 | MISO_MO-IL_2_TVA_Transmission | MISO_MO-IL | TVA_Transmission | Internal | Summer | B1 | 10 | 4000 | 1508.51 | 110.44 | 118.44 | 8 | 0
2025 | MISO_MO-IL_2_TVA_Transmission | MISO_MO-IL | TVA_Transmission | Internal | Summer | B2 | 25 | 4000 | 750.63 | 109.53 | 117.53 | 8 | 0
2025 | MISO_MO-IL_2_TVA_Transmission | MISO_MO-IL | TVA_Transmission | Internal | Summer | B3 | 75 | 4000 | 0 | 108.49 | 115.27 | 8 | 0
2025 | MISO_MO-IL_2_TVA_Transmission | MISO_MO-IL | TVA_Transmission | Internal | Summer | B4 | 100 | 4000 | 0 | 107.28 | 115.27 | 8 | 0
2025 | MISO_MO-IL_2_TVA_Transmission | MISO_MO-IL | TVA_Transmission | Internal | Summer | B5 | 200 | 4000 | 331.09 | 100.38 | 108.38 | 8 | 0
2025 | MISO_MO-IL_2_TVA_Transmission | MISO_MO-IL | TVA_Transmission | Internal | Summer | B6 | 300 | 4000 | 0 | 85.29 | 91.98 | 8 | 0
2025 | MISO_MO-IL_2_TVA_Transmission | MISO_MO-IL | TVA_Transmission | Internal | Summer | B7 | 400 | 4000 | 0 | 80.21 | 86.92 | 8 | 0
2025 | MISO_MO-IL_2_TVA_Transmission | MISO_MO-IL | TVA_Transmission | Internal | Summer | B8 | 500 | 4000 | 0 | 73.14 | 77.42 | 8 | 0
2025 | MISO_MO-IL_2_TVA_Transmission | MISO_MO-IL | TVA_Transmission | Internal | Summer | B9 | 800 | 4000 | 0 | 66.4 | 73.91 | 8 | 0
2025 | MISO_MO-IL_2_TVA_Transmission | MISO_MO-IL | TVA_Transmission | Internal | Summer | B10 | 1262 | 4000 | 257.76 | 61.24 | 69.24 | 8 | 0
2025 | MISO_MO-IL_2_TVA_Transmission | MISO_MO-IL | TVA_Transmission | Internal | Winter | B16 | 25 | 4000 | 499.98 | 81.6 | 89.6 | 8 | 0
2025 | MISO_MO-IL_2_TVA_Transmission | MISO_MO-IL | TVA_Transmission | Internal | Winter | B17 | 100 | 4000 | 0 | 78.98 | 82.26 | 8 | 0
2025 | MISO_MO-IL_2_TVA_Transmission | MISO_MO-IL | TVA_Transmission | Internal | Winter | B18 | 400 | 4000 | 0 | 75 | 79.47 | 8 | 0
2025 | MISO_MO-IL_2_TVA_Transmission | MISO_MO-IL | TVA_Transmission | Internal | Winter | B19 | 700 | 4000 | 0 | 73.56 | 79.1 | 8 | 0
2025 | MISO_MO-IL_2_TVA_Transmission | MISO_MO-IL | TVA_Transmission | Internal | Winter | B20 | 935 | 4000 | 0 | 63.81 | 71.74 | 8 | 0
2025 | MISO_W_2_IESO | MISO_W | IESO | Internal | Shoulder | B11 | 25 | 90 | 0 | 81.2 | 14.19 | 8 | 0
2025 | MISO_W_2_IESO | MISO_W | IESO | Internal | Shoulder | B12 | 200 | 90 | 0 | 69.94 | 14.19 | 8 | 0
2025 | MISO_W_2_IESO | MISO_W | IESO | Internal | Shoulder | B13 | 600 | 90 | 0 | 67.39 | 14.19 | 8 | 0
2025 | MISO_W_2_IESO | MISO_W | IESO | Internal | Shoulder | B14 | 900 | 90 | 0 | 56.68 | 14.19 | 8 | 0
2025 | MISO_W_2_IESO | MISO_W | IESO | Internal | Shoulder | B15 | 1203 | 90 | 0 | 54.36 | 14.19 | 8 | 0
2025 | MISO_W_2_IESO | MISO_W | IESO | Internal | Summer | B1 | 10 | 90 | 0 | 110.43 | 58.06 | 8 | 0
2025 | MISO_W_2_IESO | MISO_W | IESO | Internal | Summer | B2 | 25 | 90 | 0 | 107.26 | 60.45 | 8 | 0
2025 | MISO_W_2_IESO | MISO_W | IESO | Internal | Summer | B3 | 75 | 90 | 0 | 108.48 | 58.06 | 8 | 0
2025 | MISO_W_2_IESO | MISO_W | IESO | Internal | Summer | B4 | 100 | 90 | 0 | 107.27 | 58.06 | 8 | 0
2025 | MISO_W_2_IESO | MISO_W | IESO | Internal | Summer | B5 | 200 | 90 | 0 | 100.37 | 11.51 | 8 | 0
2025 | MISO_W_2_IESO | MISO_W | IESO | Internal | Summer | B6 | 300 | 90 | 0 | 85.28 | 11.51 | 8 | 0
2025 | MISO_W_2_IESO | MISO_W | IESO | Internal | Summer | B7 | 400 | 90 | 0 | 80.2 | 11.51 | 8 | 0
2025 | MISO_W_2_IESO | MISO_W | IESO | Internal | Summer | B8 | 500 | 90 | 0 | 68.17 | 11.51 | 8 | 0
2025 | MISO_W_2_IESO | MISO_W | IESO | Internal | Summer | B9 | 800 | 90 | 0 | 65.95 | 11.51 | 8 | 0
2025 | MISO_W_2_IESO | MISO_W | IESO | Internal | Summer | B10 | 1262 | 90 | 0 | 57.24 | 11.51 | 8 | 0
2025 | MISO_W_2_IESO | MISO_W | IESO | Internal | Winter | B16 | 25 | 90 | 0 | 64.12 | 14.19 | 8 | 0
2025 | MISO_W_2_IESO | MISO_W | IESO | Internal | Winter | B17 | 100 | 90 | 0 | 64.64 | 14.19 | 8 | 0
2025 | MISO_W_2_IESO | MISO_W | IESO | Internal | Winter | B18 | 400 | 90 | 0 | 64.64 | 14.19 | 8 | 0
2025 | MISO_W_2_IESO | MISO_W | IESO | Internal | Winter | B19 | 700 | 90 | 0 | 64.64 | 14.19 | 8 | 0
2025 | MISO_W_2_IESO | MISO_W | IESO | Internal | Winter | B20 | 935 | 90 | 0 | 57.12 | 14.19 | 8 | 0
2025 | MISO_W_2_MAPP_CA | MISO_W | MAPP_CA | Internal | Shoulder | B11 | 25 | 926 | 0 | 81.2 | 60.26 | 0.01 | 0
2025 | MISO_W_2_MAPP_CA | MISO_W | MAPP_CA | Internal | Shoulder | B12 | 200 | 926 | 0 | 69.94 | 68.74 | 0.01 | 0
2025 | MISO_W_2_MAPP_CA | MISO_W | MAPP_CA | Internal | Shoulder | B13 | 600 | 926 | 0 | 67.39 | 60.26 | 0.01 | 0
2025 | MISO_W_2_MAPP_CA | MISO_W | MAPP_CA | Internal | Shoulder | B14 | 900 | 926 | 0 | 56.68 | 56.67 | 0.01 | 0
2025 | MISO_W_2_MAPP_CA | MISO_W | MAPP_CA | Internal | Shoulder | B15 | 1203 | 926 | 926 | 54.36 | 56.67 | 0.01 | 2.3
2025 | MISO_W_2_MAPP_CA | MISO_W | MAPP_CA | Internal | Summer | B1 | 10 | 926 | 0 | 110.43 | 65.06 | 0.01 | 0
2025 | MISO_W_2_MAPP_CA | MISO_W | MAPP_CA | Internal | Summer | B2 | 25 | 926 | 0 | 107.26 | 67.45 | 0.01 | 0
2025 | MISO_W_2_MAPP_CA | MISO_W | MAPP_CA | Internal | Summer | B3 | 75 | 926 | 0 | 108.48 | 94.48 | 0.01 | 0
2025 | MISO_W_2_MAPP_CA | MISO_W | MAPP_CA | Internal | Summer | B4 | 100 | 926 | 0 | 107.27 | 93.27 | 0.01 | 0
2025 | MISO_W_2_MAPP_CA | MISO_W | MAPP_CA | Internal | Summer | B5 | 200 | 926 | 0 | 100.37 | 88.86 | 0.01 | 0
2025 | MISO_W_2_MAPP_CA | MISO_W | MAPP_CA | Internal | Summer | B6 | 300 | 926 | 0 | 85.28 | 74.39 | 0.01 | 0
2025 | MISO_W_2_MAPP_CA | MISO_W | MAPP_CA | Internal | Summer | B7 | 400 | 926 | 0 | 80.2 | 66.2 | 0.01 | 0
2025 | MISO_W_2_MAPP_CA | MISO_W | MAPP_CA | Internal | Summer | B8 | 500 | 926 | 0 | 68.17 | 58.66 | 0.01 | 0
2025 | MISO_W_2_MAPP_CA | MISO_W | MAPP_CA | Internal | Summer | B9 | 800 | 926 | 0 | 65.95 | 58.66 | 0.01 | 0
2025 | MISO_W_2_MAPP_CA | MISO_W | MAPP_CA | Internal | Summer | B10 | 1262 | 926 | 926 | 57.24 | 58.66 | 0.01 | 1.41
2025 | MISO_W_2_MAPP_CA | MISO_W | MAPP_CA | Internal | Winter | B16 | 25 | 926 | 0 | 64.12 | 64.11 | 0.01 | 0
2025 | MISO_W_2_MAPP_CA | MISO_W | MAPP_CA | Internal | Winter | B17 | 100 | 926 | 0 | 64.64 | 64.63 | 0.01 | 0
2025 | MISO_W_2_MAPP_CA | MISO_W | MAPP_CA | Internal | Winter | B18 | 400 | 926 | 0 | 64.64 | 64.63 | 0.01 | 0
2025 | MISO_W_2_MAPP_CA | MISO_W | MAPP_CA | Internal | Winter | B19 | 700 | 926 | 0 | 64.64 | 64.63 | 0.01 | 0
2025 | MISO_W_2_MAPP_CA | MISO_W | MAPP_CA | Internal | Winter | B20 | 935 | 926 | 926 | 57.12 | 64.11 | 0.01 | 6.98
2025 | MISO_W_2_MISO_MO-IL | MISO_W | MISO_MO-IL | Internal | Shoulder | B11 | 25 | 3915 | 3915 | 81.2 | 82.2 | 0.01 | 0.99
2025 | MISO_W_2_MISO_MO-IL | MISO_W | MISO_MO-IL | Internal | Shoulder | B12 | 200 | 3915 | 3915 | 69.94 | 75.64 | 0.01 | 5.68
2025 | MISO_W_2_MISO_MO-IL | MISO_W | MISO_MO-IL | Internal | Shoulder | B13 | 600 | 3915 | 3915 | 67.39 | 74.37 | 0.01 | 6.96
2025 | MISO_W_2_MISO_MO-IL | MISO_W | MISO_MO-IL | Internal | Shoulder | B14 | 900 | 3915 | 3915 | 56.68 | 68.68 | 0.01 | 11.99
2025 | MISO_W_2_MISO_MO-IL | MISO_W | MISO_MO-IL | Internal | Shoulder | B15 | 1203 | 3915 | 3915 | 54.36 | 61.74 | 0.01 | 7.37
2025 | MISO_W_2_MISO_MO-IL | MISO_W | MISO_MO-IL | Internal | Summer | B1 | 10 | 3915 | 3054.85 | 110.43 | 110.44 | 0.01 | 0
2025 | MISO_W_2_MISO_MO-IL | MISO_W | MISO_MO-IL | Internal | Summer | B2 | 25 | 3915 | 3915 | 107.26 | 109.53 | 0.01 | 2.26
2025 | MISO_W_2_MISO_MO-IL | MISO_W | MISO_MO-IL | Internal | Summer | B3 | 75 | 3915 | 2818.29 | 108.48 | 108.49 | 0.01 | 0
2025 | MISO_W_2_MISO_MO-IL | MISO_W | MISO_MO-IL | Internal | Summer | B4 | 100 | 3915 | 2712.87 | 107.27 | 107.28 | 0.01 | 0
2025 | MISO_W_2_MISO_MO-IL | MISO_W | MISO_MO-IL | Internal | Summer | B5 | 200 | 3915 | 2322.96 | 100.37 | 100.38 | 0.01 | 0
2025 | MISO_W_2_MISO_MO-IL | MISO_W | MISO_MO-IL | Internal | Summer | B6 | 300 | 3915 | 1693.44 | 85.28 | 85.29 | 0.01 | 0
2025 | MISO_W_2_MISO_MO-IL | MISO_W | MISO_MO-IL | Internal | Summer | B7 | 400 | 3915 | 3309.63 | 80.2 | 80.21 | 0.01 | 0
2025 | MISO_W_2_MISO_MO-IL | MISO_W | MISO_MO-IL | Internal | Summer | B8 | 500 | 3915 | 3915 | 68.17 | 73.14 | 0.01 | 4.95
2025 | MISO_W_2_MISO_MO-IL | MISO_W | MISO_MO-IL | Internal | Summer | B9 | 800 | 3915 | 3915 | 65.95 | 66.4 | 0.01 | 0.43
2025 | MISO_W_2_MISO_MO-IL | MISO_W | MISO_MO-IL | Internal | Summer | B10 | 1262 | 3915 | 3915 | 57.24 | 61.24 | 0.01 | 3.99
2025 | MISO_W_2_MISO_MO-IL | MISO_W | MISO_MO-IL | Internal | Winter | B16 | 25 | 3915 | 3915 | 64.12 | 81.6 | 0.01 | 17.47
2025 | MISO_W_2_MISO_MO-IL | MISO_W | MISO_MO-IL | Internal | Winter | B17 | 100 | 3915 | 3915 | 64.64 | 78.98 | 0.01 | 14.32
2025 | MISO_W_2_MISO_MO-IL | MISO_W | MISO_MO-IL | Internal | Winter | B18 | 400 | 3915 | 3915 | 64.64 | 75 | 0.01 | 10.35
2025 | MISO_W_2_MISO_MO-IL | MISO_W | MISO_MO-IL | Internal | Winter | B19 | 700 | 3915 | 3915 | 64.64 | 73.56 | 0.01 | 8.91
2025 | MISO_W_2_MISO_MO-IL | MISO_W | MISO_MO-IL | Internal | Winter | B20 | 935 | 3915 | 3915 | 57.12 | 63.81 | 0.01 | 6.67
2025 | MISO_W_2_MISO_WUMS | MISO_W | MISO_WUMS | Internal | Shoulder | B11 | 25 | 1732 | 0.01 | 81.2 | 81.2 | 0.01 | 0
2025 | MISO_W_2_MISO_WUMS | MISO_W | MISO_WUMS | Internal | Shoulder | B12 | 200 | 1732 | 1281.51 | 69.94 | 69.95 | 0.01 | 0
2025 | MISO_W_2_MISO_WUMS | MISO_W | MISO_WUMS | Internal | Shoulder | B13 | 600 | 1732 | 1506.72 | 67.39 | 67.4 | 0.01 | 0
2025 | MISO_W_2_MISO_WUMS | MISO_W | MISO_WUMS | Internal | Shoulder | B14 | 900 | 1732 | 1732 | 56.68 | 67.4 | 0.01 | 10.71
2025 | MISO_W_2_MISO_WUMS | MISO_W | MISO_WUMS | Internal | Shoulder | B15 | 1203 | 1732 | 1732 | 54.36 | 60.62 | 0.01 | 6.25
2025 | MISO_W_2_MISO_WUMS | MISO_W | MISO_WUMS | Internal | Summer | B1 | 10 | 1732 | 0.03 | 110.43 | 110.43 | 0.01 | 0
2025 | MISO_W_2_MISO_WUMS | MISO_W | MISO_WUMS | Internal | Summer | B2 | 25 | 1732 | 330.44 | 107.26 | 107.27 | 0.01 | 0
2025 | MISO_W_2_MISO_WUMS | MISO_W | MISO_WUMS | Internal | Summer | B3 | 75 | 1732 | 0 | 108.48 | 108.47 | 0.01 | 0
2025 | MISO_W_2_MISO_WUMS | MISO_W | MISO_WUMS | Internal | Summer | B4 | 100 | 1732 | 0 | 107.27 | 107.27 | 0.01 | 0
2025 | MISO_W_2_MISO_WUMS | MISO_W | MISO_WUMS | Internal | Summer | B5 | 200 | 1732 | 0 | 100.37 | 100.36 | 0.01 | 0
2025 | MISO_W_2_MISO_WUMS | MISO_W | MISO_WUMS | Internal | Summer | B6 | 300 | 1732 | 0 | 85.28 | 85.27 | 0.01 | 0
2025 | MISO_W_2_MISO_WUMS | MISO_W | MISO_WUMS | Internal | Summer | B7 | 400 | 1732 | 13.17 | 80.2 | 80.21 | 0.01 | 0
2025 | MISO_W_2_MISO_WUMS | MISO_W | MISO_WUMS | Internal | Summer | B8 | 500 | 1732 | 596.48 | 68.17 | 68.19 | 0.01 | 0
2025 | MISO_W_2_MISO_WUMS | MISO_W | MISO_WUMS | Internal | Summer | B9 | 800 | 1732 | 349.11 | 65.95 | 65.96 | 0.01 | 0
2025 | MISO_W_2_MISO_WUMS | MISO_W | MISO_WUMS | Internal | Summer | B10 | 1262 | 1732 | 1732 | 57.24 | 57.51 | 0.01 | 0.26
2025 | MISO_W_2_MISO_WUMS | MISO_W | MISO_WUMS | Internal | Winter | B16 | 25 | 1732 | 1732 | 64.12 | 81.6 | 0.01 | 17.47
2025 | MISO_W_2_MISO_WUMS | MISO_W | MISO_WUMS | Internal | Winter | B17 | 100 | 1732 | 1732 | 64.64 | 71.32 | 0.01 | 6.67
2025 | MISO_W_2_MISO_WUMS | MISO_W | MISO_WUMS | Internal | Winter | B18 | 400 | 1732 | 1732 | 64.64 | 70.17 | 0.01 | 5.52
2025 | MISO_W_2_MISO_WUMS | MISO_W | MISO_WUMS | Internal | Winter | B19 | 700 | 1732 | 1732 | 64.64 | 70.17 | 0.01 | 5.52
2025 | MISO_W_2_MISO_WUMS | MISO_W | MISO_WUMS | Internal | Winter | B20 | 935 | 1732 | 1732 | 57.12 | 63.02 | 0.01 | 5.89
2025 | MISO_W_2_NE | MISO_W | NE | Internal | Shoulder | B11 | 25 | 2800 | 0 | 81.2 | 81.2 | 7 | 0
2025 | MISO_W_2_NE | MISO_W | NE | Internal | Shoulder | B12 | 200 | 2800 | 0 | 69.94 | 70.62 | 7 | 0
2025 | MISO_W_2_NE | MISO_W | NE | Internal | Shoulder | B13 | 600 | 2800 | 0 | 67.39 | 70.48 | 7 | 0
2025 | MISO_W_2_NE | MISO_W | NE | Internal | Shoulder | B14 | 900 | 2800 | 0 | 56.68 | 63.67 | 7 | 0
2025 | MISO_W_2_NE | MISO_W | NE | Internal | Shoulder | B15 | 1203 | 2800 | 0 | 54.36 | 61.35 | 7 | 0
2025 | MISO_W_2_NE | MISO_W | NE | Internal | Summer | B1 | 10 | 2800 | 0 | 110.43 | 110.43 | 7 | 0
2025 | MISO_W_2_NE | MISO_W | NE | Internal | Summer | B2 | 25 | 2800 | 0 | 107.26 | 108.82 | 7 | 0
2025 | MISO_W_2_NE | MISO_W | NE | Internal | Summer | B3 | 75 | 2800 | 0 | 108.48 | 108.82 | 7 | 0
2025 | MISO_W_2_NE | MISO_W | NE | Internal | Summer | B4 | 100 | 2800 | 0 | 107.27 | 107.43 | 7 | 0
2025 | MISO_W_2_NE | MISO_W | NE | Internal | Summer | B5 | 200 | 2800 | 0 | 100.37 | 102.86 | 7 | 0
2025 | MISO_W_2_NE | MISO_W | NE | Internal | Summer | B6 | 300 | 2800 | 0 | 85.28 | 88.39 | 7 | 0
2025 | MISO_W_2_NE | MISO_W | NE | Internal | Summer | B7 | 400 | 2800 | 0 | 80.2 | 80.99 | 7 | 0
2025 | MISO_W_2_NE | MISO_W | NE | Internal | Summer | B8 | 500 | 2800 | 0 | 68.17 | 71.39 | 7 | 0
2025 | MISO_W_2_NE | MISO_W | NE | Internal | Summer | B9 | 800 | 2800 | 0 | 65.95 | 69.08 | 7 | 0
2025 | MISO_W_2_NE | MISO_W | NE | Internal | Summer | B10 | 1262 | 2800 | 0 | 57.24 | 64.23 | 7 | 0
2025 | MISO_W_2_NE | MISO_W | NE | Internal | Winter | B16 | 25 | 2800 | 746.54 | 64.12 | 71.12 | 7 | 0
2025 | MISO_W_2_NE | MISO_W | NE | Internal | Winter | B17 | 100 | 2800 | 482.89 | 64.64 | 71.64 | 7 | 0
2025 | MISO_W_2_NE | MISO_W | NE | Internal | Winter | B18 | 400 | 2800 | 0 | 64.64 | 71.63 | 7 | 0
2025 | MISO_W_2_NE | MISO_W | NE | Internal | Winter | B19 | 700 | 2800 | 0 | 64.64 | 68.55 | 7 | 0
2025 | MISO_W_2_NE | MISO_W | NE | Internal | Winter | B20 | 935 | 2800 | 0 | 57.12 | 64.11 | 7 | 0
2025 | MISO_W_2_PJM_ROR | MISO_W | PJM_ROR | Internal | Shoulder | B11 | 25 | 773 | 477.75 | 81.2 | 83.2 | 2 | 0
2025 | MISO_W_2_PJM_ROR | MISO_W | PJM_ROR | Internal | Shoulder | B12 | 200 | 773 | 773 | 69.94 | 74.18 | 2 | 2.24
2025 | MISO_W_2_PJM_ROR | MISO_W | PJM_ROR | Internal | Shoulder | B13 | 600 | 773 | 773 | 67.39 | 72.37 | 2 | 2.98
2025 | MISO_W_2_PJM_ROR | MISO_W | PJM_ROR | Internal | Shoulder | B14 | 900 | 773 | 773 | 56.68 | 70.58 | 2 | 11.9
2025 | MISO_W_2_PJM_ROR | MISO_W | PJM_ROR | Internal | Shoulder | B15 | 1203 | 773 | 773 | 54.36 | 62.62 | 2 | 6.26
2025 | MISO_W_2_PJM_ROR | MISO_W | PJM_ROR | Internal | Summer | B1 | 10 | 773 | 438.36 | 110.43 | 112.43 | 2 | 0
2025 | MISO_W_2_PJM_ROR | MISO_W | PJM_ROR | Internal | Summer | B2 | 25 | 773 | 772.99 | 107.26 | 109.27 | 2 | 0.01
2025 | MISO_W_2_PJM_ROR | MISO_W | PJM_ROR | Internal | Summer | B3 | 75 | 773 | 0 | 108.48 | 109.27 | 2 | 0
2025 | MISO_W_2_PJM_ROR | MISO_W | PJM_ROR | Internal | Summer | B4 | 100 | 773 | 480.65 | 107.27 | 109.27 | 2 | 0
2025 | MISO_W_2_PJM_ROR | MISO_W | PJM_ROR | Internal | Summer | B5 | 200 | 773 | 773 | 100.37 | 102.38 | 2 | 0.01
2025 | MISO_W_2_PJM_ROR | MISO_W | PJM_ROR | Internal | Summer | B6 | 300 | 773 | 0 | 85.28 | 87.27 | 2 | 0
2025 | MISO_W_2_PJM_ROR | MISO_W | PJM_ROR | Internal | Summer | B7 | 400 | 773 | 773 | 80.2 | 82.21 | 2 | 0.01
2025 | MISO_W_2_PJM_ROR | MISO_W | PJM_ROR | Internal | Summer | B8 | 500 | 773 | 773 | 68.17 | 72.44 | 2 | 2.27
2025 | MISO_W_2_PJM_ROR | MISO_W | PJM_ROR | Internal | Summer | B9 | 800 | 773 | 773 | 65.95 | 67.96 | 2 | 0.01
2025 | MISO_W_2_PJM_ROR | MISO_W | PJM_ROR | Internal | Summer | B10 | 1262 | 773 | 773 | 57.24 | 63.24 | 2 | 4
2025 | MISO_W_2_PJM_ROR | MISO_W | PJM_ROR | Internal | Winter | B16 | 25 | 773 | 773 | 64.12 | 83.6 | 2 | 17.48
2025 | MISO_W_2_PJM_ROR | MISO_W | PJM_ROR | Internal | Winter | B17 | 100 | 773 | 773 | 64.64 | 80.98 | 2 | 14.34
2025 | MISO_W_2_PJM_ROR | MISO_W | PJM_ROR | Internal | Winter | B18 | 400 | 773 | 773 | 64.64 | 74.8 | 2 | 8.16
2025 | MISO_W_2_PJM_ROR | MISO_W | PJM_ROR | Internal | Winter | B19 | 700 | 773 | 773 | 64.64 | 74.36 | 2 | 7.72
2025 | MISO_W_2_PJM_ROR | MISO_W | PJM_ROR | Internal | Winter | B20 | 935 | 773 | 773 | 57.12 | 65.02 | 2 | 5.9
2025 | MISO_W_2_SPP_N | MISO_W | SPP_N | Internal | Shoulder | B11 | 25 | 3200 | 0 | 81.2 | 81.21 | 7 | 0
2025 | MISO_W_2_SPP_N | MISO_W | SPP_N | Internal | Shoulder | B12 | 200 | 3200 | 0 | 69.94 | 70.64 | 7 | 0
2025 | MISO_W_2_SPP_N | MISO_W | SPP_N | Internal | Shoulder | B13 | 600 | 3200 | 0 | 67.39 | 70.49 | 7 | 0
2025 | MISO_W_2_SPP_N | MISO_W | SPP_N | Internal | Shoulder | B14 | 900 | 3200 | 639.2 | 56.68 | 63.68 | 7 | 0
2025 | MISO_W_2_SPP_N | MISO_W | SPP_N | Internal | Shoulder | B15 | 1203 | 3200 | 578.3 | 54.36 | 61.36 | 7 | 0
2025 | MISO_W_2_SPP_N | MISO_W | SPP_N | Internal | Summer | B1 | 10 | 3200 | 0 | 110.43 | 108.83 | 7 | 0
2025 | MISO_W_2_SPP_N | MISO_W | SPP_N | Internal | Summer | B2 | 25 | 3200 | 0 | 107.26 | 108.83 | 7 | 0
2025 | MISO_W_2_SPP_N | MISO_W | SPP_N | Internal | Summer | B3 | 75 | 3200 | 0 | 108.48 | 108.83 | 7 | 0
2025 | MISO_W_2_SPP_N | MISO_W | SPP_N | Internal | Summer | B4 | 100 | 3200 | 0 | 107.27 | 107.44 | 7 | 0
2025 | MISO_W_2_SPP_N | MISO_W | SPP_N | Internal | Summer | B5 | 200 | 3200 | 0 | 100.37 | 102.88 | 7 | 0
2025 | MISO_W_2_SPP_N | MISO_W | SPP_N | Internal | Summer | B6 | 300 | 3200 | 0 | 85.28 | 88.4 | 7 | 0
2025 | MISO_W_2_SPP_N | MISO_W | SPP_N | Internal | Summer | B7 | 400 | 3200 | 0 | 80.2 | 81 | 7 | 0
2025 | MISO_W_2_SPP_N | MISO_W | SPP_N | Internal | Summer | B8 | 500 | 3200 | 0 | 68.17 | 71.41 | 7 | 0
2025 | MISO_W_2_SPP_N | MISO_W | SPP_N | Internal | Summer | B9 | 800 | 3200 | 0 | 65.95 | 69.09 | 7 | 0
2025 | MISO_W_2_SPP_N | MISO_W | SPP_N | Internal | Summer | B10 | 1262 | 3200 | 61.64 | 57.24 | 64.24 | 7 | 0
2025 | MISO_W_2_SPP_N | MISO_W | SPP_N | Internal | Winter | B16 | 25 | 3200 | 3200 | 64.12 | 73.7 | 7 | 2.58
2025 | MISO_W_2_SPP_N | MISO_W | SPP_N | Internal | Winter | B17 | 100 | 3200 | 3200 | 64.64 | 71.65 | 7 | 0.01
2025 | MISO_W_2_SPP_N | MISO_W | SPP_N | Internal | Winter | B18 | 400 | 3200 | 380.08 | 64.64 | 71.64 | 7 | 0
2025 | MISO_W_2_SPP_N | MISO_W | SPP_N | Internal | Winter | B19 | 700 | 3200 | 0 | 64.64 | 68.56 | 7 | 0
2025 | MISO_W_2_SPP_N | MISO_W | SPP_N | Internal | Winter | B20 | 935 | 3200 | 749.66 | 57.12 | 64.12 | 7 | 0
2025 | MISO_WUMS_2_MISO_MI | MISO_WUMS | MISO_MI | Internal | Shoulder | B11 | 25 | 1422 | 1422 | 81.2 | 82.2 | 0.01 | 0.99
2025 | MISO_WUMS_2_MISO_MI | MISO_WUMS | MISO_MI | Internal | Shoulder | B12 | 200 | 1422 | 1422 | 69.95 | 75.64 | 0.01 | 5.67
2025 | MISO_WUMS_2_MISO_MI | MISO_WUMS | MISO_MI | Internal | Shoulder | B13 | 600 | 1422 | 1422 | 67.4 | 74.37 | 0.01 | 6.95
2025 | MISO_WUMS_2_MISO_MI | MISO_WUMS | MISO_MI | Internal | Shoulder | B14 | 900 | 1422 | 1422 | 67.4 | 68.68 | 0.01 | 1.27
2025 | MISO_WUMS_2_MISO_MI | MISO_WUMS | MISO_MI | Internal | Shoulder | B15 | 1203 | 1422 | 1422 | 60.62 | 61.74 | 0.01 | 1.1
2025 | MISO_WUMS_2_MISO_MI | MISO_WUMS | MISO_MI | Internal | Summer | B1 | 10 | 1422 | 1054.76 | 110.43 | 110.44 | 0.01 | 0
2025 | MISO_WUMS_2_MISO_MI | MISO_WUMS | MISO_MI | Internal | Summer | B2 | 25 | 1422 | 1422 | 107.27 | 108.48 | 0.01 | 1.2
2025 | MISO_WUMS_2_MISO_MI | MISO_WUMS | MISO_MI | Internal | Summer | B3 | 75 | 1422 | 1013.03 | 108.47 | 108.48 | 0.01 | 0
2025 | MISO_WUMS_2_MISO_MI | MISO_WUMS | MISO_MI | Internal | Summer | B4 | 100 | 1422 | 1254.62 | 107.27 | 107.28 | 0.01 | 0
2025 | MISO_WUMS_2_MISO_MI | MISO_WUMS | MISO_MI | Internal | Summer | B5 | 200 | 1422 | 1422 | 100.36 | 100.38 | 0.01 | 0.01
2025 | MISO_WUMS_2_MISO_MI | MISO_WUMS | MISO_MI | Internal | Summer | B6 | 300 | 1422 | 0 | 85.27 | 85.27 | 0.01 | 0
2025 | MISO_WUMS_2_MISO_MI | MISO_WUMS | MISO_MI | Internal | Summer | B7 | 400 | 1422 | 638.7 | 80.21 | 80.22 | 0.01 | 0
2025 | MISO_WUMS_2_MISO_MI | MISO_WUMS | MISO_MI | Internal | Summer | B8 | 500 | 1422 | 1422 | 68.19 | 73.14 | 0.01 | 4.94
2025 | MISO_WUMS_2_MISO_MI | MISO_WUMS | MISO_MI | Internal | Summer | B9 | 800 | 1422 | 1422 | 65.96 | 66.4 | 0.01 | 0.42
2025 | MISO_WUMS_2_MISO_MI | MISO_WUMS | MISO_MI | Internal | Summer | B10 | 1262 | 1422 | 1422 | 57.51 | 62.17 | 0.01 | 4.65
2025 | MISO_WUMS_2_MISO_MI | MISO_WUMS | MISO_MI | Internal | Winter | B16 | 25 | 1422 | 1378.03 | 81.6 | 81.61 | 0.01 | 0
2025 | MISO_WUMS_2_MISO_MI | MISO_WUMS | MISO_MI | Internal | Winter | B17 | 100 | 1422 | 1422 | 71.32 | 78.98 | 0.01 | 7.65
2025 | MISO_WUMS_2_MISO_MI | MISO_WUMS | MISO_MI | Internal | Winter | B18 | 400 | 1422 | 1422 | 70.17 | 75 | 0.01 | 4.82
2025 | MISO_WUMS_2_MISO_MI | MISO_WUMS | MISO_MI | Internal | Winter | B19 | 700 | 1422 | 1422 | 70.17 | 73.56 | 0.01 | 3.38
2025 | MISO_WUMS_2_MISO_MI | MISO_WUMS | MISO_MI | Internal | Winter | B20 | 935 | 1422 | 1422 | 63.02 | 63.81 | 0.01 | 0.77
2025 | MISO_WUMS_2_MISO_W | MISO_WUMS | MISO_W | Internal | Shoulder | B11 | 25 | 1240 | 0.01 | 81.2 | 81.2 | 0.01 | 0
2025 | MISO_WUMS_2_MISO_W | MISO_WUMS | MISO_W | Internal | Shoulder | B12 | 200 | 1240 | 0 | 69.95 | 69.94 | 0.01 | 0
2025 | MISO_WUMS_2_MISO_W | MISO_WUMS | MISO_W | Internal | Shoulder | B13 | 600 | 1240 | 0 | 67.4 | 67.39 | 0.01 | 0
2025 | MISO_WUMS_2_MISO_W | MISO_WUMS | MISO_W | Internal | Shoulder | B14 | 900 | 1240 | 0 | 67.4 | 56.68 | 0.01 | 0
2025 | MISO_WUMS_2_MISO_W | MISO_WUMS | MISO_W | Internal | Shoulder | B15 | 1203 | 1240 | 0 | 60.62 | 54.36 | 0.01 | 0
2025 | MISO_WUMS_2_MISO_W | MISO_WUMS | MISO_W | Internal | Summer | B1 | 10 | 1240 | 0.03 | 110.43 | 110.43 | 0.01 | 0
2025 | MISO_WUMS_2_MISO_W | MISO_WUMS | MISO_W | Internal | Summer | B2 | 25 | 1240 | 0 | 107.27 | 107.26 | 0.01 | 0
2025 | MISO_WUMS_2_MISO_W | MISO_WUMS | MISO_W | Internal | Summer | B3 | 75 | 1240 | 989.83 | 108.47 | 108.48 | 0.01 | 0
2025 | MISO_WUMS_2_MISO_W | MISO_WUMS | MISO_W | Internal | Summer | B4 | 100 | 1240 | 0 | 107.27 | 107.27 | 0.01 | 0
2025 | MISO_WUMS_2_MISO_W | MISO_WUMS | MISO_W | Internal | Summer | B5 | 200 | 1240 | 252.51 | 100.36 | 100.37 | 0.01 | 0
2025 | MISO_WUMS_2_MISO_W | MISO_WUMS | MISO_W | Internal | Summer | B6 | 300 | 1240 | 308.88 | 85.27 | 85.28 | 0.01 | 0
2025 | MISO_WUMS_2_MISO_W | MISO_WUMS | MISO_W | Internal | Summer | B7 | 400 | 1240 | 0 | 80.21 | 80.2 | 0.01 | 0
2025 | MISO_WUMS_2_MISO_W | MISO_WUMS | MISO_W | Internal | Summer | B8 | 500 | 1240 | 0 | 68.19 | 68.17 | 0.01 | 0
2025 | MISO_WUMS_2_MISO_W | MISO_WUMS | MISO_W | Internal | Summer | B9 | 800 | 1240 | 0 | 65.96 | 65.95 | 0.01 | 0
2025 | MISO_WUMS_2_MISO_W | MISO_WUMS | MISO_W | Internal | Summer | B10 | 1262 | 1240 | 0 | 57.51 | 57.24 | 0.01 | 0
2025 | MISO_WUMS_2_MISO_W | MISO_WUMS | MISO_W | Internal | Winter | B16 | 25 | 1240 | 0 | 81.6 | 64.12 | 0.01 | 0
2025 | MISO_WUMS_2_MISO_W | MISO_WUMS | MISO_W | Internal | Winter | B17 | 100 | 1240 | 0 | 71.32 | 64.64 | 0.01 | 0
2025 | MISO_WUMS_2_MISO_W | MISO_WUMS | MISO_W | Internal | Winter | B18 | 400 | 1240 | 0 | 70.17 | 64.64 | 0.01 | 0
2025 | MISO_WUMS_2_MISO_W | MISO_WUMS | MISO_W | Internal | Winter | B19 | 700 | 1240 | 0 | 70.17 | 64.64 | 0.01 | 0
2025 | MISO_WUMS_2_MISO_W | MISO_WUMS | MISO_W | Internal | Winter | B20 | 935 | 1240 | 0 | 63.02 | 57.12 | 0.01 | 0
2025 | MISO_WUMS_2_PJM_ROR | MISO_WUMS | PJM_ROR | Internal | Shoulder | B11 | 25 | 1600 | 325.23 | 81.2 | 83.2 | 2 | 0
2025 | MISO_WUMS_2_PJM_ROR | MISO_WUMS | PJM_ROR | Internal | Shoulder | B12 | 200 | 1600 | 1600 | 69.95 | 74.18 | 2 | 2.23
2025 | MISO_WUMS_2_PJM_ROR | MISO_WUMS | PJM_ROR | Internal | Shoulder | B13 | 600 | 1600 | 1600 | 67.4 | 72.37 | 2 | 2.96
2025 | MISO_WUMS_2_PJM_ROR | MISO_WUMS | PJM_ROR | Internal | Shoulder | B14 | 900 | 1600 | 1600 | 67.4 | 70.58 | 2 | 1.18
2025 | MISO_WUMS_2_PJM_ROR | MISO_WUMS | PJM_ROR | Internal | Shoulder | B15 | 1203 | 1600 | 1296.85 | 60.62 | 62.62 | 2 | 0
2025 | MISO_WUMS_2_PJM_ROR | MISO_WUMS | PJM_ROR | Internal | Summer | B1 | 10 | 1600 | 329.85 | 110.43 | 112.43 | 2 | 0
2025 | MISO_WUMS_2_PJM_ROR | MISO_WUMS | PJM_ROR | Internal | Summer | B2 | 25 | 1600 | 346.7 | 107.27 | 109.27 | 2 | 0
2025 | MISO_WUMS_2_PJM_ROR | MISO_WUMS | PJM_ROR | Internal | Summer | B3 | 75 | 1600 | 0 | 108.47 | 109.27 | 2 | 0
2025 | MISO_WUMS_2_PJM_ROR | MISO_WUMS | PJM_ROR | Internal | Summer | B4 | 100 | 1600 | 1475.54 | 107.27 | 109.27 | 2 | 0
2025 | MISO_WUMS_2_PJM_ROR | MISO_WUMS | PJM_ROR | Internal | Summer | B5 | 200 | 1600 | 1600 | 100.36 | 102.38 | 2 | 0.02
2025 | MISO_WUMS_2_PJM_ROR | MISO_WUMS | PJM_ROR | Internal | Summer | B6 | 300 | 1600 | 1416.53 | 85.27 | 87.27 | 2 | 0
2025 | MISO_WUMS_2_PJM_ROR | MISO_WUMS | PJM_ROR | Internal | Summer | B7 | 400 | 1600 | 1588.76 | 80.21 | 82.21 | 2 | 0
2025 | MISO_WUMS_2_PJM_ROR | MISO_WUMS | PJM_ROR | Internal | Summer | B8 | 500 | 1600 | 1600 | 68.19 | 72.44 | 2 | 2.26
2025 | MISO_WUMS_2_PJM_ROR | MISO_WUMS | PJM_ROR | Internal | Summer | B9 | 800 | 1600 | 264.3 | 65.96 | 67.96 | 2 | 0
2025 | MISO_WUMS_2_PJM_ROR | MISO_WUMS | PJM_ROR | Internal | Summer | B10 | 1262 | 1600 | 1600 | 57.51 | 63.24 | 2 | 3.72
2025 | MISO_WUMS_2_PJM_ROR | MISO_WUMS | PJM_ROR | Internal | Winter | B16 | 25 | 1600 | 1478 | 81.6 | 83.6 | 2 | 0
2025 | MISO_WUMS_2_PJM_ROR | MISO_WUMS | PJM_ROR | Internal | Winter | B17 | 100 | 1600 | 1600 | 71.32 | 80.98 | 2 | 7.66
2025 | MISO_WUMS_2_PJM_ROR | MISO_WUMS | PJM_ROR | Internal | Winter | B18 | 400 | 1600 | 1600 | 70.17 | 74.8 | 2 | 2.63
2025 | MISO_WUMS_2_PJM_ROR | MISO_WUMS | PJM_ROR | Internal | Winter | B19 | 700 | 1600 | 1600 | 70.17 | 74.36 | 2 | 2.19
2025 | MISO_WUMS_2_PJM_ROR | MISO_WUMS | PJM_ROR | Internal | Winter | B20 | 935 | 1600 | 1536.64 | 63.02 | 65.02 | 2 | 0
2025 | NE_2_MISO_W | NE | MISO_W | Internal | Shoulder | B11 | 25 | 1600 | 0 | 81.2 | 81.2 | 5 | 0
2025 | NE_2_MISO_W | NE | MISO_W | Internal | Shoulder | B12 | 200 | 1600 | 0 | 70.62 | 69.94 | 5 | 0
2025 | NE_2_MISO_W | NE | MISO_W | Internal | Shoulder | B13 | 600 | 1600 | 0 | 70.48 | 67.39 | 5 | 0
2025 | NE_2_MISO_W | NE | MISO_W | Internal | Shoulder | B14 | 900 | 1600 | 0 | 63.67 | 56.68 | 5 | 0
2025 | NE_2_MISO_W | NE | MISO_W | Internal | Shoulder | B15 | 1203 | 1600 | 0 | 61.35 | 54.36 | 5 | 0
2025 | NE_2_MISO_W | NE | MISO_W | Internal | Summer | B1 | 10 | 1600 | 0 | 110.43 | 110.43 | 5 | 0
2025 | NE_2_MISO_W | NE | MISO_W | Internal | Summer | B2 | 25 | 1600 | 0 | 108.82 | 107.26 | 5 | 0
2025 | NE_2_MISO_W | NE | MISO_W | Internal | Summer | B3 | 75 | 1600 | 0 | 108.82 | 108.48 | 5 | 0
2025 | NE_2_MISO_W | NE | MISO_W | Internal | Summer | B4 | 100 | 1600 | 0 | 107.43 | 107.27 | 5 | 0
2025 | NE_2_MISO_W | NE | MISO_W | Internal | Summer | B5 | 200 | 1600 | 0 | 102.86 | 100.37 | 5 | 0
2025 | NE_2_MISO_W | NE | MISO_W | Internal | Summer | B6 | 300 | 1600 | 0 | 88.39 | 85.28 | 5 | 0
2025 | NE_2_MISO_W | NE | MISO_W | Internal | Summer | B7 | 400 | 1600 | 0 | 80.99 | 80.2 | 5 | 0
2025 | NE_2_MISO_W | NE | MISO_W | Internal | Summer | B8 | 500 | 1600 | 0 | 71.39 | 68.17 | 5 | 0
2025 | NE_2_MISO_W | NE | MISO_W | Internal | Summer | B9 | 800 | 1600 | 0 | 69.08 | 65.95 | 5 | 0
2025 | NE_2_MISO_W | NE | MISO_W | Internal | Summer | B10 | 1262 | 1600 | 0 | 64.23 | 57.24 | 5 | 0
2025 | NE_2_MISO_W | NE | MISO_W | Internal | Winter | B16 | 25 | 1600 | 0 | 71.12 | 64.12 | 5 | 0
2025 | NE_2_MISO_W | NE | MISO_W | Internal | Winter | B17 | 100 | 1600 | 0 | 71.64 | 64.64 | 5 | 0
2025 | NE_2_MISO_W | NE | MISO_W | Internal | Winter | B18 | 400 | 1600 | 0 | 71.63 | 64.64 | 5 | 0
2025 | NE_2_MISO_W | NE | MISO_W | Internal | Winter | B19 | 700 | 1600 | 0 | 68.55 | 64.64 | 5 | 0
2025 | NE_2_MISO_W | NE | MISO_W | Internal | Winter | B20 | 935 | 1600 | 0 | 64.11 | 57.12 | 5 | 0
2025 | NE_2_SPP_N | NE | SPP_N | Internal | Shoulder | B11 | 25 | 1802 | 1076.64 | 81.2 | 81.21 | 0.01 | 0
2025 | NE_2_SPP_N | NE | SPP_N | Internal | Shoulder | B12 | 200 | 1802 | 1291.9 | 70.62 | 70.64 | 0.01 | 0
2025 | NE_2_SPP_N | NE | SPP_N | Internal | Shoulder | B13 | 600 | 1802 | 1426.73 | 70.48 | 70.49 | 0.01 | 0
2025 | NE_2_SPP_N | NE | SPP_N | Internal | Shoulder | B14 | 900 | 1802 | 1030.86 | 63.67 | 63.68 | 0.01 | 0
2025 | NE_2_SPP_N | NE | SPP_N | Internal | Shoulder | B15 | 1203 | 1802 | 1525.44 | 61.35 | 61.36 | 0.01 | 0
2025 | NE_2_SPP_N | NE | SPP_N | Internal | Summer | B1 | 10 | 1802 | 0 | 110.43 | 108.83 | 0.01 | 0
2025 | NE_2_SPP_N | NE | SPP_N | Internal | Summer | B2 | 25 | 1802 | 1046.14 | 108.82 | 108.83 | 0.01 | 0
2025 | NE_2_SPP_N | NE | SPP_N | Internal | Summer | B3 | 75 | 1802 | 1070.02 | 108.82 | 108.83 | 0.01 | 0
2025 | NE_2_SPP_N | NE | SPP_N | Internal | Summer | B4 | 100 | 1802 | 1478.39 | 107.43 | 107.44 | 0.01 | 0
2025 | NE_2_SPP_N | NE | SPP_N | Internal | Summer | B5 | 200 | 1802 | 1647.62 | 102.86 | 102.88 | 0.01 | 0
2025 | NE_2_SPP_N | NE | SPP_N | Internal | Summer | B6 | 300 | 1802 | 1324.88 | 88.39 | 88.4 | 0.01 | 0
2025 | NE_2_SPP_N | NE | SPP_N | Internal | Summer | B7 | 400 | 1802 | 1793.66 | 80.99 | 81 | 0.01 | 0
2025 | NE_2_SPP_N | NE | SPP_N | Internal | Summer | B8 | 500 | 1802 | 1607.41 | 71.39 | 71.41 | 0.01 | 0
2025 | NE_2_SPP_N | NE | SPP_N | Internal | Summer | B9 | 800 | 1802 | 1077.82 | 69.08 | 69.09 | 0.01 | 0
2025 | NE_2_SPP_N | NE | SPP_N | Internal | Summer | B10 | 1262 | 1802 | 1543.06 | 64.23 | 64.24 | 0.01 | 0
2025 | NE_2_SPP_N | NE | SPP_N | Internal | Winter | B16 | 25 | 1802 | 1802 | 71.12 | 73.7 | 0.01 | 2.57
2025 | NE_2_SPP_N | NE | SPP_N | Internal | Winter | B17 | 100 | 1802 | 1768.4 | 71.64 | 71.65 | 0.01 | 0
2025 | NE_2_SPP_N | NE | SPP_N | Internal | Winter | B18 | 400 | 1802 | 1367.81 | 71.63 | 71.64 | 0.01 | 0
2025 | NE_2_SPP_N | NE | SPP_N | Internal | Winter | B19 | 700 | 1802 | 1376.94 | 68.55 | 68.56 | 0.01 | 0
2025 | NE_2_SPP_N | NE | SPP_N | Internal | Winter | B20 | 935 | 1802 | 1179.91 | 64.11 | 64.12 | 0.01 | 0
2025 | NEISO_2_NYISO_A-F | NEISO | NYISO_A-F | Internal | Shoulder | B11 | 25 | 600 | 0 | 56.21 | 51.09 | 3 | 0
2025 | NEISO_2_NYISO_A-F | NEISO | NYISO_A-F | Internal | Shoulder | B12 | 200 | 600 | 0 | 57.34 | 51.09 | 3 | 0
2025 | NEISO_2_NYISO_A-F | NEISO | NYISO_A-F | Internal | Shoulder | B13 | 600 | 600 | 0 | 56.21 | 51.09 | 3 | 0
2025 | NEISO_2_NYISO_A-F | NEISO | NYISO_A-F | Internal | Shoulder | B14 | 900 | 600 | 0 | 56.21 | 51.09 | 3 | 0
2025 | NEISO_2_NYISO_A-F | NEISO | NYISO_A-F | Internal | Shoulder | B15 | 1203 | 600 | 0 | 56.21 | 51.09 | 3 | 0
2025 | NEISO_2_NYISO_A-F | NEISO | NYISO_A-F | Internal | Summer | B1 | 10 | 600 | 0 | 94.45 | 65.06 | 3 | 0
2025 | NEISO_2_NYISO_A-F | NEISO | NYISO_A-F | Internal | Summer | B2 | 25 | 600 | 0 | 94.45 | 67.45 | 3 | 0
2025 | NEISO_2_NYISO_A-F | NEISO | NYISO_A-F | Internal | Summer | B3 | 75 | 600 | 0 | 76.34 | 73.34 | 3 | 0
2025 | NEISO_2_NYISO_A-F | NEISO | NYISO_A-F | Internal | Summer | B4 | 100 | 600 | 305.37 | 64.45 | 67.45 | 3 | 0
2025 | NEISO_2_NYISO_A-F | NEISO | NYISO_A-F | Internal | Summer | B5 | 200 | 600 | 251.51 | 62.6 | 65.6 | 3 | 0
2025 | NEISO_2_NYISO_A-F | NEISO | NYISO_A-F | Internal | Summer | B6 | 300 | 600 | 0 | 62.6 | 59.6 | 3 | 0
2025 | NEISO_2_NYISO_A-F | NEISO | NYISO_A-F | Internal | Summer | B7 | 400 | 600 | 18.12 | 62.6 | 65.6 | 3 | 0
2025 | NEISO_2_NYISO_A-F | NEISO | NYISO_A-F | Internal | Summer | B8 | 500 | 600 | 0 | 61.45 | 58.45 | 3 | 0
2025 | NEISO_2_NYISO_A-F | NEISO | NYISO_A-F | Internal | Summer | B9 | 800 | 600 | 0 | 55.47 | 58.45 | 3 | 0
2025 | NEISO_2_NYISO_A-F | NEISO | NYISO_A-F | Internal | Summer | B10 | 1262 | 600 | 0 | 55.47 | 58.45 | 3 | 0
2025 | NEISO_2_NYISO_A-F | NEISO | NYISO_A-F | Internal | Winter | B16 | 25 | 600 | 0 | 65.67 | 51.09 | 3 | 0
2025 | NEISO_2_NYISO_A-F | NEISO | NYISO_A-F | Internal | Winter | B17 | 100 | 600 | 0 | 65.67 | 51.09 | 3 | 0
2025 | NEISO_2_NYISO_A-F | NEISO | NYISO_A-F | Internal | Winter | B18 | 400 | 600 | 0 | 55.71 | 51.09 | 3 | 0
2025 | NEISO_2_NYISO_A-F | NEISO | NYISO_A-F | Internal | Winter | B19 | 700 | 600 | 0 | 55.71 | 51.09 | 3 | 0
2025 | NEISO_2_NYISO_A-F | NEISO | NYISO_A-F | Internal | Winter | B20 | 935 | 600 | 0 | 55.71 | 51.09 | 3 | 0
2025 | NEISO_2_NYISO_G-I | NEISO | NYISO_G-I | Internal | Shoulder | B11 | 25 | 600 | 600 | 56.21 | 70.45 | 3 | 11.25
2025 | NEISO_2_NYISO_G-I | NEISO | NYISO_G-I | Internal | Shoulder | B12 | 200 | 600 | 600 | 57.34 | 66.18 | 3 | 5.84
2025 | NEISO_2_NYISO_G-I | NEISO | NYISO_G-I | Internal | Shoulder | B13 | 600 | 600 | 600 | 56.21 | 66.18 | 3 | 6.97
2025 | NEISO_2_NYISO_G-I | NEISO | NYISO_G-I | Internal | Shoulder | B14 | 900 | 600 | 600 | 56.21 | 62.58 | 3 | 3.38
2025 | NEISO_2_NYISO_G-I | NEISO | NYISO_G-I | Internal | Shoulder | B15 | 1203 | 600 | 0 | 56.21 | 57.69 | 3 | 0
2025 | NEISO_2_NYISO_G-I | NEISO | NYISO_G-I | Internal | Summer | B1 | 10 | 600 | 600 | 94.45 | 104.43 | 3 | 6.98
2025 | NEISO_2_NYISO_G-I | NEISO | NYISO_G-I | Internal | Summer | B2 | 25 | 600 | 600 | 94.45 | 101.27 | 3 | 3.82
2025 | NEISO_2_NYISO_G-I | NEISO | NYISO_G-I | Internal | Summer | B3 | 75 | 600 | 600 | 76.34 | 91.87 | 3 | 12.53
2025 | NEISO_2_NYISO_G-I | NEISO | NYISO_G-I | Internal | Summer | B4 | 100 | 600 | 600 | 64.45 | 89.6 | 3 | 22.16
2025 | NEISO_2_NYISO_G-I | NEISO | NYISO_G-I | Internal | Summer | B5 | 200 | 600 | 600 | 62.6 | 89.6 | 3 | 24.01
2025 | NEISO_2_NYISO_G-I | NEISO | NYISO_G-I | Internal | Summer | B6 | 300 | 600 | 600 | 62.6 | 79.27 | 3 | 13.67
2025 | NEISO_2_NYISO_G-I | NEISO | NYISO_G-I | Internal | Summer | B7 | 400 | 600 | 600 | 62.6 | 66.99 | 3 | 1.4
2025 | NEISO_2_NYISO_G-I | NEISO | NYISO_G-I | Internal | Summer | B8 | 500 | 600 | 0 | 61.45 | 64.44 | 3 | 0
2025 | NEISO_2_NYISO_G-I | NEISO | NYISO_G-I | Internal | Summer | B9 | 800 | 600 | 600 | 55.47 | 59.96 | 3 | 1.49
2025 | NEISO_2_NYISO_G-I | NEISO | NYISO_G-I | Internal | Summer | B10 | 1262 | 600 | 0 | 55.47 | 58.46 | 3 | 0
2025 | NEISO_2_NYISO_G-I | NEISO | NYISO_G-I | Internal | Winter | B16 | 25 | 600 | 600 | 65.67 | 75.6 | 3 | 6.92
2025 | NEISO_2_NYISO_G-I | NEISO | NYISO_G-I | Internal | Winter | B17 | 100 | 600 | 600 | 65.67 | 72.98 | 3 | 4.3
2025 | NEISO_2_NYISO_G-I | NEISO | NYISO_G-I | Internal | Winter | B18 | 400 | 600 | 600 | 55.71 | 66.82 | 3 | 8.12
2025 | NEISO_2_NYISO_G-I | NEISO | NYISO_G-I | Internal | Winter | B19 | 700 | 600 | 600 | 55.71 | 66.38 | 3 | 7.68
2025 | NEISO_2_NYISO_G-I | NEISO | NYISO_G-I | Internal | Winter | B20 | 935 | 600 | 0 | 55.71 | 57.05 | 3 | 0
2025 | NEISO_2_NYISO_J-K | NEISO | NYISO_J-K | Internal | Shoulder | B11 | 25 | 777 | 777 | 56.21 | 70.47 | 3 | 11.26
2025 | NEISO_2_NYISO_J-K | NEISO | NYISO_J-K | Internal | Shoulder | B12 | 200 | 777 | 777 | 57.34 | 66.19 | 3 | 5.85
2025 | NEISO_2_NYISO_J-K | NEISO | NYISO_J-K | Internal | Shoulder | B13 | 600 | 777 | 777 | 56.21 | 66.19 | 3 | 6.99
2025 | NEISO_2_NYISO_J-K | NEISO | NYISO_J-K | Internal | Shoulder | B14 | 900 | 777 | 777 | 56.21 | 62.59 | 3 | 3.39
2025 | NEISO_2_NYISO_J-K | NEISO | NYISO_J-K | Internal | Shoulder | B15 | 1203 | 777 | 0 | 56.21 | 57.71 | 3 | 0
2025 | NEISO_2_NYISO_J-K | NEISO | NYISO_J-K | Internal | Summer | B1 | 10 | 777 | 777 | 94.45 | 104.44 | 3 | 6.99
2025 | NEISO_2_NYISO_J-K | NEISO | NYISO_J-K | Internal | Summer | B2 | 25 | 777 | 777 | 94.45 | 101.28 | 3 | 3.83
2025 | NEISO_2_NYISO_J-K | NEISO | NYISO_J-K | Internal | Summer | B3 | 75 | 777 | 777 | 76.34 | 91.88 | 3 | 12.54
2025 | NEISO_2_NYISO_J-K | NEISO | NYISO_J-K | Internal | Summer | B4 | 100 | 777 | 777 | 64.45 | 89.61 | 3 | 22.17
2025 | NEISO_2_NYISO_J-K | NEISO | NYISO_J-K | Internal | Summer | B5 | 200 | 777 | 777 | 62.6 | 89.61 | 3 | 24.02
2025 | NEISO_2_NYISO_J-K | NEISO | NYISO_J-K | Internal | Summer | B6 | 300 | 777 | 777 | 62.6 | 79.28 | 3 | 13.68
2025 | NEISO_2_NYISO_J-K | NEISO | NYISO_J-K | Internal | Summer | B7 | 400 | 777 | 777 | 62.6 | 67 | 3 | 1.41
2025 | NEISO_2_NYISO_J-K | NEISO | NYISO_J-K | Internal | Summer | B8 | 500 | 777 | 777 | 61.45 | 64.46 | 3 | 0
2025 | NEISO_2_NYISO_J-K | NEISO | NYISO_J-K | Internal | Summer | B9 | 800 | 777 | 777 | 55.47 | 62.95 | 3 | 4.47
2025 | NEISO_2_NYISO_J-K | NEISO | NYISO_J-K | Internal | Summer | B10 | 1262 | 777 | 700.52 | 55.47 | 58.47 | 3 | 0
2025 | NEISO_2_NYISO_J-K | NEISO | NYISO_J-K | Internal | Winter | B16 | 25 | 777 | 777 | 65.67 | 77.66 | 3 | 8.99
2025 | NEISO_2_NYISO_J-K | NEISO | NYISO_J-K | Internal | Winter | B17 | 100 | 777 | 777 | 65.67 | 77.66 | 3 | 8.99
2025 | NEISO_2_NYISO_J-K | NEISO | NYISO_J-K | Internal | Winter | B18 | 400 | 777 | 777 | 55.71 | 77.66 | 3 | 18.96
2025 | NEISO_2_NYISO_J-K | NEISO | NYISO_J-K | Internal | Winter | B19 | 700 | 777 | 777 | 55.71 | 77.66 | 3 | 18.96
2025 | NEISO_2_NYISO_J-K | NEISO | NYISO_J-K | Internal | Winter | B20 | 935 | 777 | 282.06 | 55.71 | 58.71 | 3 | 0
2025 | NonRTO_Midwest_2_MISO_IN | NonRTO_Midwest | MISO_IN | Internal | Shoulder | B11 | 25 | 4450 | 0 | 90.19 | 82.19 | 8 | 0
2025 | NonRTO_Midwest_2_MISO_IN | NonRTO_Midwest | MISO_IN | Internal | Shoulder | B12 | 200 | 4450 | 0 | 83.62 | 75.62 | 8 | 0
2025 | NonRTO_Midwest_2_MISO_IN | NonRTO_Midwest | MISO_IN | Internal | Shoulder | B13 | 600 | 4450 | 0 | 82.35 | 74.35 | 8 | 0
2025 | NonRTO_Midwest_2_MISO_IN | NonRTO_Midwest | MISO_IN | Internal | Shoulder | B14 | 900 | 4450 | 0 | 76.67 | 68.67 | 8 | 0
2025 | NonRTO_Midwest_2_MISO_IN | NonRTO_Midwest | MISO_IN | Internal | Shoulder | B15 | 1203 | 4450 | 0 | 69.72 | 61.72 | 8 | 0
2025 | NonRTO_Midwest_2_MISO_IN | NonRTO_Midwest | MISO_IN | Internal | Summer | B1 | 10 | 4450 | 0 | 116.42 | 110.43 | 8 | 0
2025 | NonRTO_Midwest_2_MISO_IN | NonRTO_Midwest | MISO_IN | Internal | Summer | B2 | 25 | 4450 | 0 | 116.42 | 108.47 | 8 | 0
2025 | NonRTO_Midwest_2_MISO_IN | NonRTO_Midwest | MISO_IN | Internal | Summer | B3 | 75 | 4450 | 0 | 116.42 | 108.47 | 8 | 0
2025 | NonRTO_Midwest_2_MISO_IN | NonRTO_Midwest | MISO_IN | Internal | Summer | B4 | 100 | 4450 | 0 | 115.27 | 107.27 | 8 | 0
2025 | NonRTO_Midwest_2_MISO_IN | NonRTO_Midwest | MISO_IN | Internal | Summer | B5 | 200 | 4450 | 0 | 108.37 | 100.37 | 8 | 0
2025 | NonRTO_Midwest_2_MISO_IN | NonRTO_Midwest | MISO_IN | Internal | Summer | B6 | 300 | 4450 | 0 | 93.25 | 85.25 | 8 | 0
2025 | NonRTO_Midwest_2_MISO_IN | NonRTO_Midwest | MISO_IN | Internal | Summer | B7 | 400 | 4450 | 0 | 88.2 | 80.2 | 8 | 0
2025 | NonRTO_Midwest_2_MISO_IN | NonRTO_Midwest | MISO_IN | Internal | Summer | B8 | 500 | 4450 | 0 | 81.12 | 73.12 | 8 | 0
2025 | NonRTO_Midwest_2_MISO_IN | NonRTO_Midwest | MISO_IN | Internal | Summer | B9 | 800 | 4450 | 0 | 74.39 | 66.39 | 8 | 0
2025 | NonRTO_Midwest_2_MISO_IN | NonRTO_Midwest | MISO_IN | Internal | Summer | B10 | 1262 | 4450 | 0 | 68.55 | 61.23 | 8 | 0
2025 | NonRTO_Midwest_2_MISO_IN | NonRTO_Midwest | MISO_IN | Internal | Winter | B16 | 25 | 4450 | 0 | 89.6 | 81.6 | 8 | 0
2025 | NonRTO_Midwest_2_MISO_IN | NonRTO_Midwest | MISO_IN | Internal | Winter | B17 | 100 | 4450 | 0 | 86.96 | 78.96 | 8 | 0
2025 | NonRTO_Midwest_2_MISO_IN | NonRTO_Midwest | MISO_IN | Internal | Winter | B18 | 400 | 4450 | 0 | 82.99 | 74.99 | 8 | 0
2025 | NonRTO_Midwest_2_MISO_IN | NonRTO_Midwest | MISO_IN | Internal | Winter | B19 | 700 | 4450 | 0 | 81.55 | 73.55 | 8 | 0
2025 | NonRTO_Midwest_2_MISO_IN | NonRTO_Midwest | MISO_IN | Internal | Winter | B20 | 935 | 4450 | 0 | 71.79 | 63.79 | 8 | 0
2025 | NonRTO_Midwest_2_TVA_Transmission | NonRTO_Midwest | TVA_Transmission | Internal | Shoulder | B11 | 25 | 2400 | 0 | 90.19 | 90.2 | 8 | 0
2025 | NonRTO_Midwest_2_TVA_Transmission | NonRTO_Midwest | TVA_Transmission | Internal | Shoulder | B12 | 200 | 2400 | 0 | 83.62 | 77.95 | 8 | 0
2025 | NonRTO_Midwest_2_TVA_Transmission | NonRTO_Midwest | TVA_Transmission | Internal | Shoulder | B13 | 600 | 2400 | 0 | 82.35 | 76.93 | 8 | 0
2025 | NonRTO_Midwest_2_TVA_Transmission | NonRTO_Midwest | TVA_Transmission | Internal | Shoulder | B14 | 900 | 2400 | 0 | 76.67 | 75.73 | 8 | 0
2025 | NonRTO_Midwest_2_TVA_Transmission | NonRTO_Midwest | TVA_Transmission | Internal | Shoulder | B15 | 1203 | 2400 | 0 | 69.72 | 69.74 | 8 | 0
2025 | NonRTO_Midwest_2_TVA_Transmission | NonRTO_Midwest | TVA_Transmission | Internal | Summer | B1 | 10 | 2400 | 0 | 116.42 | 118.44 | 8 | 0
2025 | NonRTO_Midwest_2_TVA_Transmission | NonRTO_Midwest | TVA_Transmission | Internal | Summer | B2 | 25 | 2400 | 0 | 116.42 | 117.53 | 8 | 0
2025 | NonRTO_Midwest_2_TVA_Transmission | NonRTO_Midwest | TVA_Transmission | Internal | Summer | B3 | 75 | 2400 | 0 | 116.42 | 115.27 | 8 | 0
2025 | NonRTO_Midwest_2_TVA_Transmission | NonRTO_Midwest | TVA_Transmission | Internal | Summer | B4 | 100 | 2400 | 0 | 115.27 | 115.27 | 8 | 0
2025 | NonRTO_Midwest_2_TVA_Transmission | NonRTO_Midwest | TVA_Transmission | Internal | Summer | B5 | 200 | 2400 | 0 | 108.37 | 108.38 | 8 | 0
2025 | NonRTO_Midwest_2_TVA_Transmission | NonRTO_Midwest | TVA_Transmission | Internal | Summer | B6 | 300 | 2400 | 0 | 93.25 | 91.98 | 8 | 0
2025 | NonRTO_Midwest_2_TVA_Transmission | NonRTO_Midwest | TVA_Transmission | Internal | Summer | B7 | 400 | 2400 | 0 | 88.2 | 86.92 | 8 | 0
2025 | NonRTO_Midwest_2_TVA_Transmission | NonRTO_Midwest | TVA_Transmission | Internal | Summer | B8 | 500 | 2400 | 0 | 81.12 | 77.42 | 8 | 0
2025 | NonRTO_Midwest_2_TVA_Transmission | NonRTO_Midwest | TVA_Transmission | Internal | Summer | B9 | 800 | 2400 | 0 | 74.39 | 73.91 | 8 | 0
2025 | NonRTO_Midwest_2_TVA_Transmission | NonRTO_Midwest | TVA_Transmission | Internal | Summer | B10 | 1262 | 2400 | 0 | 68.55 | 69.24 | 8 | 0
2025 | NonRTO_Midwest_2_TVA_Transmission | NonRTO_Midwest | TVA_Transmission | Internal | Winter | B16 | 25 | 2400 | 0 | 89.6 | 89.6 | 8 | 0
2025 | NonRTO_Midwest_2_TVA_Transmission | NonRTO_Midwest | TVA_Transmission | Internal | Winter | B17 | 100 | 2400 | 0 | 86.96 | 82.26 | 8 | 0
2025 | NonRTO_Midwest_2_TVA_Transmission | NonRTO_Midwest | TVA_Transmission | Internal | Winter | B18 | 400 | 2400 | 0 | 82.99 | 79.47 | 8 | 0
2025 | NonRTO_Midwest_2_TVA_Transmission | NonRTO_Midwest | TVA_Transmission | Internal | Winter | B19 | 700 | 2400 | 0 | 81.55 | 79.1 | 8 | 0
2025 | NonRTO_Midwest_2_TVA_Transmission | NonRTO_Midwest | TVA_Transmission | Internal | Winter | B20 | 935 | 2400 | 0 | 71.79 | 71.74 | 8 | 0
2025 | NYISO_A-F_2_IESO | NYISO_A-F | IESO | Internal | Shoulder | B11 | 25 | 1600 | 0 | 51.09 | 14.19 | 7 | 0
2025 | NYISO_A-F_2_IESO | NYISO_A-F | IESO | Internal | Shoulder | B12 | 200 | 1600 | 0 | 51.09 | 14.19 | 7 | 0
2025 | NYISO_A-F_2_IESO | NYISO_A-F | IESO | Internal | Shoulder | B13 | 600 | 1600 | 0 | 51.09 | 14.19 | 7 | 0
2025 | NYISO_A-F_2_IESO | NYISO_A-F | IESO | Internal | Shoulder | B14 | 900 | 1600 | 0 | 51.09 | 14.19 | 7 | 0
2025 | NYISO_A-F_2_IESO | NYISO_A-F | IESO | Internal | Shoulder | B15 | 1203 | 1600 | 0 | 51.09 | 14.19 | 7 | 0
2025 | NYISO_A-F_2_IESO | NYISO_A-F | IESO | Internal | Summer | B1 | 10 | 1600 | 0 | 65.06 | 58.06 | 7 | 0
2025 | NYISO_A-F_2_IESO | NYISO_A-F | IESO | Internal | Summer | B2 | 25 | 1600 | 0 | 67.45 | 60.45 | 7 | 0
2025 | NYISO_A-F_2_IESO | NYISO_A-F | IESO | Internal | Summer | B3 | 75 | 1600 | 0 | 73.34 | 58.06 | 7 | 0
2025 | NYISO_A-F_2_IESO | NYISO_A-F | IESO | Internal | Summer | B4 | 100 | 1600 | 0 | 67.45 | 58.06 | 7 | 0
2025 | NYISO_A-F_2_IESO | NYISO_A-F | IESO | Internal | Summer | B5 | 200 | 1600 | 0 | 65.6 | 11.51 | 7 | 0
2025 | NYISO_A-F_2_IESO | NYISO_A-F | IESO | Internal | Summer | B6 | 300 | 1600 | 0 | 59.6 | 11.51 | 7 | 0
2025 | NYISO_A-F_2_IESO | NYISO_A-F | IESO | Internal | Summer | B7 | 400 | 1600 | 0 | 65.6 | 11.51 | 7 | 0
2025 | NYISO_A-F_2_IESO | NYISO_A-F | IESO | Internal | Summer | B8 | 500 | 1600 | 0 | 58.45 | 11.51 | 7 | 0
2025 | NYISO_A-F_2_IESO | NYISO_A-F | IESO | Internal | Summer | B9 | 800 | 1600 | 0 | 58.45 | 11.51 | 7 | 0
2025 | NYISO_A-F_2_IESO | NYISO_A-F | IESO | Internal | Summer | B10 | 1262 | 1600 | 0 | 58.45 | 11.51 | 7 | 0
2025 | NYISO_A-F_2_IESO | NYISO_A-F | IESO | Internal | Winter | B16 | 25 | 1600 | 0 | 51.09 | 14.19 | 7 | 0
2025 | NYISO_A-F_2_IESO | NYISO_A-F | IESO | Internal | Winter | B17 | 100 | 1600 | 0 | 51.09 | 14.19 | 7 | 0
2025 | NYISO_A-F_2_IESO | NYISO_A-F | IESO | Internal | Winter | B18 | 400 | 1600 | 0 | 51.09 | 14.19 | 7 | 0
2025 | NYISO_A-F_2_IESO | NYISO_A-F | IESO | Internal | Winter | B19 | 700 | 1600 | 0 | 51.09 | 14.19 | 7 | 0
2025 | NYISO_A-F_2_IESO | NYISO_A-F | IESO | Internal | Winter | B20 | 935 | 1600 | 0 | 51.09 | 14.19 | 7 | 0
2025 | NYISO_A-F_2_NEISO | NYISO_A-F | NEISO | Internal | Shoulder | B11 | 25 | 600 | 600 | 51.09 | 56.21 | 3 | 2.11
2025 | NYISO_A-F_2_NEISO | NYISO_A-F | NEISO | Internal | Shoulder | B12 | 200 | 600 | 600 | 51.09 | 57.34 | 3 | 3.25
2025 | NYISO_A-F_2_NEISO | NYISO_A-F | NEISO | Internal | Shoulder | B13 | 600 | 600 | 600 | 51.09 | 56.21 | 3 | 2.11
2025 | NYISO_A-F_2_NEISO | NYISO_A-F | NEISO | Internal | Shoulder | B14 | 900 | 600 | 600 | 51.09 | 56.21 | 3 | 2.11
2025 | NYISO_A-F_2_NEISO | NYISO_A-F | NEISO | Internal | Shoulder | B15 | 1203 | 600 | 600 | 51.09 | 56.21 | 3 | 2.11
2025 | NYISO_A-F_2_NEISO | NYISO_A-F | NEISO | Internal | Summer | B1 | 10 | 600 | 600 | 65.06 | 94.45 | 3 | 26.39
2025 | NYISO_A-F_2_NEISO | NYISO_A-F | NEISO | Internal | Summer | B2 | 25 | 600 | 600 | 67.45 | 94.45 | 3 | 24
2025 | NYISO_A-F_2_NEISO | NYISO_A-F | NEISO | Internal | Summer | B3 | 75 | 600 | 513.06 | 73.34 | 76.34 | 3 | 0
2025 | NYISO_A-F_2_NEISO | NYISO_A-F | NEISO | Internal | Summer | B4 | 100 | 600 | 0 | 67.45 | 64.45 | 3 | 0
2025 | NYISO_A-F_2_NEISO | NYISO_A-F | NEISO | Internal | Summer | B5 | 200 | 600 | 0 | 65.6 | 62.6 | 3 | 0
2025 | NYISO_A-F_2_NEISO | NYISO_A-F | NEISO | Internal | Summer | B6 | 300 | 600 | 26.44 | 59.6 | 62.6 | 3 | 0
2025 | NYISO_A-F_2_NEISO | NYISO_A-F | NEISO | Internal | Summer | B7 | 400 | 600 | 0 | 65.6 | 62.6 | 3 | 0
2025 | NYISO_A-F_2_NEISO | NYISO_A-F | NEISO | Internal | Summer | B8 | 500 | 600 | 59.76 | 58.45 | 61.45 | 3 | 0
2025 | NYISO_A-F_2_NEISO | NYISO_A-F | NEISO | Internal | Summer | B9 | 800 | 600 | 0 | 58.45 | 55.47 | 3 | 0
2025 | NYISO_A-F_2_NEISO | NYISO_A-F | NEISO | Internal | Summer | B10 | 1262 | 600 | 0 | 58.45 | 55.47 | 3 | 0
2025 | NYISO_A-F_2_NEISO | NYISO_A-F | NEISO | Internal | Winter | B16 | 25 | 600 | 600 | 51.09 | 65.67 | 3 | 11.58
2025 | NYISO_A-F_2_NEISO | NYISO_A-F | NEISO | Internal | Winter | B17 | 100 | 600 | 600 | 51.09 | 65.67 | 3 | 11.58
2025 | NYISO_A-F_2_NEISO | NYISO_A-F | NEISO | Internal | Winter | B18 | 400 | 600 | 600 | 51.09 | 55.71 | 3 | 1.61
2025 | NYISO_A-F_2_NEISO | NYISO_A-F | NEISO | Internal | Winter | B19 | 700 | 600 | 600 | 51.09 | 55.71 | 3 | 1.61
2025 | NYISO_A-F_2_NEISO | NYISO_A-F | NEISO | Internal | Winter | B20 | 935 | 600 | 600 | 51.09 | 55.71 | 3 | 1.61
2025 | NYISO_A-F_2_NYISO_G-I | NYISO_A-F | NYISO_G-I | Internal | Shoulder | B11 | 25 | 5843 | 5843 | 51.09 | 70.45 | 0.01 | 19.35
2025 | NYISO_A-F_2_NYISO_G-I | NYISO_A-F | NYISO_G-I | Internal | Shoulder | B12 | 200 | 5843 | 5843 | 51.09 | 66.18 | 0.01 | 15.07
2025 | NYISO_A-F_2_NYISO_G-I | NYISO_A-F | NYISO_G-I | Internal | Shoulder | B13 | 600 | 5843 | 5843 | 51.09 | 66.18 | 0.01 | 15.07
2025 | NYISO_A-F_2_NYISO_G-I | NYISO_A-F | NYISO_G-I | Internal | Shoulder | B14 | 900 | 5843 | 5843 | 51.09 | 62.58 | 0.01 | 11.48
2025 | NYISO_A-F_2_NYISO_G-I | NYISO_A-F | NYISO_G-I | Internal | Shoulder | B15 | 1203 | 5843 | 5843 | 51.09 | 57.69 | 0.01 | 6.59
2025 | NYISO_A-F_2_NYISO_G-I | NYISO_A-F | NYISO_G-I | Internal | Summer | B1 | 10 | 5843 | 5843 | 65.06 | 104.43 | 0.01 | 39.36
2025 | NYISO_A-F_2_NYISO_G-I | NYISO_A-F | NYISO_G-I | Internal | Summer | B2 | 25 | 5843 | 5843 | 67.45 | 101.27 | 0.01 | 33.81
2025 | NYISO_A-F_2_NYISO_G-I | NYISO_A-F | NYISO_G-I | Internal | Summer | B3 | 75 | 5843 | 5843 | 73.34 | 91.87 | 0.01 | 18.52
2025 | NYISO_A-F_2_NYISO_G-I | NYISO_A-F | NYISO_G-I | Internal | Summer | B4 | 100 | 5843 | 5843 | 67.45 | 89.6 | 0.01 | 22.15
2025 | NYISO_A-F_2_NYISO_G-I | NYISO_A-F | NYISO_G-I | Internal | Summer | B5 | 200 | 5843 | 5843 | 65.6 | 89.6 | 0.01 | 23.99
2025 | NYISO_A-F_2_NYISO_G-I | NYISO_A-F | NYISO_G-I | Internal | Summer | B6 | 300 | 5843 | 5843 | 59.6 | 79.27 | 0.01 | 19.66
2025 | NYISO_A-F_2_NYISO_G-I | NYISO_A-F | NYISO_G-I | Internal | Summer | B7 | 400 | 5843 | 5843 | 65.6 | 66.99 | 0.01 | 1.38
2025 | NYISO_A-F_2_NYISO_G-I | NYISO_A-F | NYISO_G-I | Internal | Summer | B8 | 500 | 5843 | 5843 | 58.45 | 64.44 | 0.01 | 5.98
2025 | NYISO_A-F_2_NYISO_G-I | NYISO_A-F | NYISO_G-I | Internal | Summer | B9 | 800 | 5843 | 5843 | 58.45 | 59.96 | 0.01 | 1.5
2025 | NYISO_A-F_2_NYISO_G-I | NYISO_A-F | NYISO_G-I | Internal | Summer | B10 | 1262 | 5843 | 4663.01 | 58.45 | 58.46 | 0.01 | 0
2025 | NYISO_A-F_2_NYISO_G-I | NYISO_A-F | NYISO_G-I | Internal | Winter | B16 | 25 | 5843 | 5843 | 51.09 | 75.6 | 0.01 | 24.49
2025 | NYISO_A-F_2_NYISO_G-I | NYISO_A-F | NYISO_G-I | Internal | Winter | B17 | 100 | 5843 | 5843 | 51.09 | 72.98 | 0.01 | 21.87
2025 | NYISO_A-F_2_NYISO_G-I | NYISO_A-F | NYISO_G-I | Internal | Winter | B18 | 400 | 5843 | 5843 | 51.09 | 66.82 | 0.01 | 15.72
2025 | NYISO_A-F_2_NYISO_G-I | NYISO_A-F | NYISO_G-I | Internal | Winter | B19 | 700 | 5843 | 5843 | 51.09 | 66.38 | 0.01 | 15.28
2025 | NYISO_A-F_2_NYISO_G-I | NYISO_A-F | NYISO_G-I | Internal | Winter | B20 | 935 | 5843 | 5843 | 51.09 | 57.05 | 0.01 | 5.94
2025 | NYISO_A-F_2_PJM_ROM | NYISO_A-F | PJM_ROM | Internal | Shoulder | B11 | 25 | 1000 | 1000 | 51.09 | 83.19 | 8 | 24.09
2025 | NYISO_A-F_2_PJM_ROM | NYISO_A-F | PJM_ROM | Internal | Shoulder | B12 | 200 | 1000 | 1000 | 51.09 | 74.19 | 8 | 15.1
2025 | NYISO_A-F_2_PJM_ROM | NYISO_A-F | PJM_ROM | Internal | Shoulder | B13 | 600 | 1000 | 1000 | 51.09 | 72.38 | 8 | 13.28
2025 | NYISO_A-F_2_PJM_ROM | NYISO_A-F | PJM_ROM | Internal | Shoulder | B14 | 900 | 1000 | 1000 | 51.09 | 70.59 | 8 | 11.5
2025 | NYISO_A-F_2_PJM_ROM | NYISO_A-F | PJM_ROM | Internal | Shoulder | B15 | 1203 | 1000 | 1000 | 51.09 | 62.63 | 8 | 3.54
2025 | NYISO_A-F_2_PJM_ROM | NYISO_A-F | PJM_ROM | Internal | Summer | B1 | 10 | 1000 | 1000 | 65.06 | 112.44 | 8 | 39.38
2025 | NYISO_A-F_2_PJM_ROM | NYISO_A-F | PJM_ROM | Internal | Summer | B2 | 25 | 1000 | 1000 | 67.45 | 109.28 | 8 | 33.84
2025 | NYISO_A-F_2_PJM_ROM | NYISO_A-F | PJM_ROM | Internal | Summer | B3 | 75 | 1000 | 1000 | 73.34 | 109.26 | 8 | 27.92
2025 | NYISO_A-F_2_PJM_ROM | NYISO_A-F | PJM_ROM | Internal | Summer | B4 | 100 | 1000 | 1000 | 67.45 | 109.25 | 8 | 33.81
2025 | NYISO_A-F_2_PJM_ROM | NYISO_A-F | PJM_ROM | Internal | Summer | B5 | 200 | 1000 | 1000 | 65.6 | 102.37 | 8 | 28.78
2025 | NYISO_A-F_2_PJM_ROM | NYISO_A-F | PJM_ROM | Internal | Summer | B6 | 300 | 1000 | 1000 | 59.6 | 87.28 | 8 | 19.68
2025 | NYISO_A-F_2_PJM_ROM | NYISO_A-F | PJM_ROM | Internal | Summer | B7 | 400 | 1000 | 1000 | 65.6 | 82.2 | 8 | 8.6
2025 | NYISO_A-F_2_PJM_ROM | NYISO_A-F | PJM_ROM | Internal | Summer | B8 | 500 | 1000 | 1000 | 58.45 | 72.46 | 8 | 6
2025 | NYISO_A-F_2_PJM_ROM | NYISO_A-F | PJM_ROM | Internal | Summer | B9 | 800 | 1000 | 1000 | 58.45 | 67.98 | 8 | 1.53
2025 | NYISO_A-F_2_PJM_ROM | NYISO_A-F | PJM_ROM | Internal | Summer | B10 | 1262 | 1000 | 0 | 58.45 | 63.25 | 8 | 0
2025 | NYISO_A-F_2_PJM_ROM | NYISO_A-F | PJM_ROM | Internal | Winter | B16 | 25 | 1000 | 1000 | 51.09 | 83.61 | 8 | 24.51
2025 | NYISO_A-F_2_PJM_ROM | NYISO_A-F | PJM_ROM | Internal | Winter | B17 | 100 | 1000 | 1000 | 51.09 | 80.99 | 8 | 21.89
2025 | NYISO_A-F_2_PJM_ROM | NYISO_A-F | PJM_ROM | Internal | Winter | B18 | 400 | 1000 | 1000 | 51.09 | 74.81 | 8 | 15.72
2025 | NYISO_A-F_2_PJM_ROM | NYISO_A-F | PJM_ROM | Internal | Winter | B19 | 700 | 1000 | 1000 | 51.09 | 74.37 | 8 | 15.28
2025 | NYISO_A-F_2_PJM_ROM | NYISO_A-F | PJM_ROM | Internal | Winter | B20 | 935 | 1000 | 1000 | 51.09 | 65.04 | 8 | 5.94
2025 | NYISO_G-I_2_NEISO | NYISO_G-I | NEISO | Internal | Shoulder | B11 | 25 | 600 | 0 | 70.45 | 56.21 | 3 | 0
2025 | NYISO_G-I_2_NEISO | NYISO_G-I | NEISO | Internal | Shoulder | B12 | 200 | 600 | 0 | 66.18 | 57.34 | 3 | 0
2025 | NYISO_G-I_2_NEISO | NYISO_G-I | NEISO | Internal | Shoulder | B13 | 600 | 600 | 0 | 66.18 | 56.21 | 3 | 0
2025 | NYISO_G-I_2_NEISO | NYISO_G-I | NEISO | Internal | Shoulder | B14 | 900 | 600 | 0 | 62.58 | 56.21 | 3 | 0
2025 | NYISO_G-I_2_NEISO | NYISO_G-I | NEISO | Internal | Shoulder | B15 | 1203 | 600 | 0 | 57.69 | 56.21 | 3 | 0
2025 | NYISO_G-I_2_NEISO | NYISO_G-I | NEISO | Internal | Summer | B1 | 10 | 600 | 0 | 104.43 | 94.45 | 3 | 0
2025 | NYISO_G-I_2_NEISO | NYISO_G-I | NEISO | Internal | Summer | B2 | 25 | 600 | 0 | 101.27 | 94.45 | 3 | 0
2025 | NYISO_G-I_2_NEISO | NYISO_G-I | NEISO | Internal | Summer | B3 | 75 | 600 | 0 | 91.87 | 76.34 | 3 | 0
2025 | NYISO_G-I_2_NEISO | NYISO_G-I | NEISO | Internal | Summer | B4 | 100 | 600 | 0 | 89.6 | 64.45 | 3 | 0
2025 | NYISO_G-I_2_NEISO | NYISO_G-I | NEISO | Internal | Summer | B5 | 200 | 600 | 0 | 89.6 | 62.6 | 3 | 0
2025 | NYISO_G-I_2_NEISO | NYISO_G-I | NEISO | Internal | Summer | B6 | 300 | 600 | 0 | 79.27 | 62.6 | 3 | 0
2025 | NYISO_G-I_2_NEISO | NYISO_G-I | NEISO | Internal | Summer | B7 | 400 | 600 | 0 | 66.99 | 62.6 | 3 | 0
2025 | NYISO_G-I_2_NEISO | NYISO_G-I | NEISO | Internal | Summer | B8 | 500 | 600 | 0 | 64.44 | 61.45 | 3 | 0
2025 | NYISO_G-I_2_NEISO | NYISO_G-I | NEISO | Internal | Summer | B9 | 800 | 600 | 0 | 59.96 | 55.47 | 3 | 0
2025 | NYISO_G-I_2_NEISO | NYISO_G-I | NEISO | Internal | Summer | B10 | 1262 | 600 | 0 | 58.46 | 55.47 | 3 | 0
2025 | NYISO_G-I_2_NEISO | NYISO_G-I | NEISO | Internal | Winter | B16 | 25 | 600 | 0 | 75.6 | 65.67 | 3 | 0
2025 | NYISO_G-I_2_NEISO | NYISO_G-I | NEISO | Internal | Winter | B17 | 100 | 600 | 0 | 72.98 | 65.67 | 3 | 0
2025 | NYISO_G-I_2_NEISO | NYISO_G-I | NEISO | Internal | Winter | B18 | 400 | 600 | 0 | 66.82 | 55.71 | 3 | 0
2025 | NYISO_G-I_2_NEISO | NYISO_G-I | NEISO | Internal | Winter | B19 | 700 | 600 | 0 | 66.38 | 55.71 | 3 | 0
2025 | NYISO_G-I_2_NEISO | NYISO_G-I | NEISO | Internal | Winter | B20 | 935 | 600 | 0 | 57.05 | 55.71 | 3 | 0
2025 | NYISO_G-I_2_NYISO_A-F | NYISO_G-I | NYISO_A-F | Internal | Shoulder | B11 | 25 | 3592 | 0 | 70.45 | 51.09 | 0.01 | 0
2025 | NYISO_G-I_2_NYISO_A-F | NYISO_G-I | NYISO_A-F | Internal | Shoulder | B12 | 200 | 3592 | 0 | 66.18 | 51.09 | 0.01 | 0
2025 | NYISO_G-I_2_NYISO_A-F | NYISO_G-I | NYISO_A-F | Internal | Shoulder | B13 | 600 | 3592 | 0 | 66.18 | 51.09 | 0.01 | 0
2025 | NYISO_G-I_2_NYISO_A-F | NYISO_G-I | NYISO_A-F | Internal | Shoulder | B14 | 900 | 3592 | 0 | 62.58 | 51.09 | 0.01 | 0
2025 | NYISO_G-I_2_NYISO_A-F | NYISO_G-I | NYISO_A-F | Internal | Shoulder | B15 | 1203 | 3592 | 0 | 57.69 | 51.09 | 0.01 | 0
2025 | NYISO_G-I_2_NYISO_A-F | NYISO_G-I | NYISO_A-F | Internal | Summer | B1 | 10 | 3592 | 0 | 104.43 | 65.06 | 0.01 | 0
2025 | NYISO_G-I_2_NYISO_A-F | NYISO_G-I | NYISO_A-F | Internal | Summer | B2 | 25 | 3592 | 0 | 101.27 | 67.45 | 0.01 | 0
2025 | NYISO_G-I_2_NYISO_A-F | NYISO_G-I | NYISO_A-F | Internal | Summer | B3 | 75 | 3592 | 0 | 91.87 | 73.34 | 0.01 | 0
2025 | NYISO_G-I_2_NYISO_A-F | NYISO_G-I | NYISO_A-F | Internal | Summer | B4 | 100 | 3592 | 0 | 89.6 | 67.45 | 0.01 | 0
2025 | NYISO_G-I_2_NYISO_A-F | NYISO_G-I | NYISO_A-F | Internal | Summer | B5 | 200 | 3592 | 0 | 89.6 | 65.6 | 0.01 | 0
2025 | NYISO_G-I_2_NYISO_A-F | NYISO_G-I | NYISO_A-F | Internal | Summer | B6 | 300 | 3592 | 0 | 79.27 | 59.6 | 0.01 | 0
2025 | NYISO_G-I_2_NYISO_A-F | NYISO_G-I | NYISO_A-F | Internal | Summer | B7 | 400 | 3592 | 0 | 66.99 | 65.6 | 0.01 | 0
2025 | NYISO_G-I_2_NYISO_A-F | NYISO_G-I | NYISO_A-F | Internal | Summer | B8 | 500 | 3592 | 0 | 64.44 | 58.45 | 0.01 | 0
2025 | NYISO_G-I_2_NYISO_A-F | NYISO_G-I | NYISO_A-F | Internal | Summer | B9 | 800 | 3592 | 0 | 59.96 | 58.45 | 0.01 | 0
2025 | NYISO_G-I_2_NYISO_A-F | NYISO_G-I | NYISO_A-F | Internal | Summer | B10 | 1262 | 3592 | 0 | 58.46 | 58.45 | 0.01 | 0
2025 | NYISO_G-I_2_NYISO_A-F | NYISO_G-I | NYISO_A-F | Internal | Winter | B16 | 25 | 3592 | 0 | 75.6 | 51.09 | 0.01 | 0
2025 | NYISO_G-I_2_NYISO_A-F | NYISO_G-I | NYISO_A-F | Internal | Winter | B17 | 100 | 3592 | 0 | 72.98 | 51.09 | 0.01 | 0
2025 | NYISO_G-I_2_NYISO_A-F | NYISO_G-I | NYISO_A-F | Internal | Winter | B18 | 400 | 3592 | 0 | 66.82 | 51.09 | 0.01 | 0
2025 | NYISO_G-I_2_NYISO_A-F | NYISO_G-I | NYISO_A-F | Internal | Winter | B19 | 700 | 3592 | 0 | 66.38 | 51.09 | 0.01 | 0
2025 | NYISO_G-I_2_NYISO_A-F | NYISO_G-I | NYISO_A-F | Internal | Winter | B20 | 935 | 3592 | 0 | 57.05 | 51.09 | 0.01 | 0
2025 | NYISO_G-I_2_NYISO_J-K | NYISO_G-I | NYISO_J-K | Internal | Shoulder | B11 | 25 | 6130 | 5311.41 | 70.45 | 70.47 | 0.01 | 0
2025 | NYISO_G-I_2_NYISO_J-K | NYISO_G-I | NYISO_J-K | Internal | Shoulder | B12 | 200 | 6130 | 5508.97 | 66.18 | 66.19 | 0.01 | 0
2025 | NYISO_G-I_2_NYISO_J-K | NYISO_G-I | NYISO_J-K | Internal | Shoulder | B13 | 600 | 6130 | 5895.25 | 66.18 | 66.19 | 0.01 | 0
2025 | NYISO_G-I_2_NYISO_J-K | NYISO_G-I | NYISO_J-K | Internal | Shoulder | B14 | 900 | 6130 | 6033 | 62.58 | 62.59 | 0.01 | 0
2025 | NYISO_G-I_2_NYISO_J-K | NYISO_G-I | NYISO_J-K | Internal | Shoulder | B15 | 1203 | 6130 | 5870.28 | 57.69 | 57.71 | 0.01 | 0
2025 | NYISO_G-I_2_NYISO_J-K | NYISO_G-I | NYISO_J-K | Internal | Summer | B1 | 10 | 6130 | 5353.11 | 104.43 | 104.44 | 0.01 | 0
2025 | NYISO_G-I_2_NYISO_J-K | NYISO_G-I | NYISO_J-K | Internal | Summer | B2 | 25 | 6130 | 4949.33 | 101.27 | 101.28 | 0.01 | 0
2025 | NYISO_G-I_2_NYISO_J-K | NYISO_G-I | NYISO_J-K | Internal | Summer | B3 | 75 | 6130 | 4821.76 | 91.87 | 91.88 | 0.01 | 0
2025 | NYISO_G-I_2_NYISO_J-K | NYISO_G-I | NYISO_J-K | Internal | Summer | B4 | 100 | 6130 | 5065.86 | 89.6 | 89.61 | 0.01 | 0
2025 | NYISO_G-I_2_NYISO_J-K | NYISO_G-I | NYISO_J-K | Internal | Summer | B5 | 200 | 6130 | 5206.94 | 89.6 | 89.61 | 0.01 | 0
2025 | NYISO_G-I_2_NYISO_J-K | NYISO_G-I | NYISO_J-K | Internal | Summer | B6 | 300 | 6130 | 5737.88 | 79.27 | 79.28 | 0.01 | 0
2025 | NYISO_G-I_2_NYISO_J-K | NYISO_G-I | NYISO_J-K | Internal | Summer | B7 | 400 | 6130 | 5552.93 | 66.99 | 67 | 0.01 | 0
2025 | NYISO_G-I_2_NYISO_J-K | NYISO_G-I | NYISO_J-K | Internal | Summer | B8 | 500 | 6130 | 5509.31 | 64.44 | 64.46 | 0.01 | 0
2025 | NYISO_G-I_2_NYISO_J-K | NYISO_G-I | NYISO_J-K | Internal | Summer | B9 | 800 | 6130 | 6130 | 59.96 | 62.95 | 0.01 | 2.97
2025 | NYISO_G-I_2_NYISO_J-K | NYISO_G-I | NYISO_J-K | Internal | Summer | B10 | 1262 | 6130 | 5011.35 | 58.46 | 58.47 | 0.01 | 0
2025 | NYISO_G-I_2_NYISO_J-K | NYISO_G-I | NYISO_J-K | Internal | Winter | B16 | 25 | 6130 | 6130 | 75.6 | 77.66 | 0.01 | 2.05
2025 | NYISO_G-I_2_NYISO_J-K | NYISO_G-I | NYISO_J-K | Internal | Winter | B17 | 100 | 6130 | 6130 | 72.98 | 77.66 | 0.01 | 4.67
2025 | NYISO_G-I_2_NYISO_J-K | NYISO_G-I | NYISO_J-K | Internal | Winter | B18 | 400 | 6130 | 6130 | 66.82 | 77.66 | 0.01 | 10.83
2025 | NYISO_G-I_2_NYISO_J-K | NYISO_G-I | NYISO_J-K | Internal | Winter | B19 | 700 | 6130 | 6130 | 66.38 | 77.66 | 0.01 | 11.27
2025 | NYISO_G-I_2_NYISO_J-K | NYISO_G-I | NYISO_J-K | Internal | Winter | B20 | 935 | 6130 | 6130 | 57.05 | 58.71 | 0.01 | 1.65
2025 | NYISO_G-I_2_PJM_E | NYISO_G-I | PJM_E | Internal | Shoulder | B11 | 25 | 1500 | 1500 | 70.45 | 83.17 | 8 | 4.72
2025 | NYISO_G-I_2_PJM_E | NYISO_G-I | PJM_E | Internal | Shoulder | B12 | 200 | 1500 | 269.42 | 66.18 | 74.18 | 8 | 0
2025 | NYISO_G-I_2_PJM_E | NYISO_G-I | PJM_E | Internal | Shoulder | B13 | 600 | 1500 | 0 | 66.18 | 72.37 | 8 | 0
2025 | NYISO_G-I_2_PJM_E | NYISO_G-I | PJM_E | Internal | Shoulder | B14 | 900 | 1500 | 15.68 | 62.58 | 70.58 | 8 | 0
2025 | NYISO_G-I_2_PJM_E | NYISO_G-I | PJM_E | Internal | Shoulder | B15 | 1203 | 1500 | 0 | 57.69 | 62.62 | 8 | 0
2025 | NYISO_G-I_2_PJM_E | NYISO_G-I | PJM_E | Internal | Summer | B1 | 10 | 1500 | 448.18 | 104.43 | 112.43 | 8 | 0
2025 | NYISO_G-I_2_PJM_E | NYISO_G-I | PJM_E | Internal | Summer | B2 | 25 | 1500 | 980.18 | 101.27 | 109.27 | 8 | 0
2025 | NYISO_G-I_2_PJM_E | NYISO_G-I | PJM_E | Internal | Summer | B3 | 75 | 1500 | 1500 | 91.87 | 109.25 | 8 | 9.38
2025 | NYISO_G-I_2_PJM_E | NYISO_G-I | PJM_E | Internal | Summer | B4 | 100 | 1500 | 1500 | 89.6 | 109.24 | 8 | 11.64
2025 | NYISO_G-I_2_PJM_E | NYISO_G-I | PJM_E | Internal | Summer | B5 | 200 | 1500 | 1500 | 89.6 | 102.36 | 8 | 4.76
2025 | NYISO_G-I_2_PJM_E | NYISO_G-I | PJM_E | Internal | Summer | B6 | 300 | 1500 | 1164.53 | 79.27 | 87.27 | 8 | 0
2025 | NYISO_G-I_2_PJM_E | NYISO_G-I | PJM_E | Internal | Summer | B7 | 400 | 1500 | 1500 | 66.99 | 82.19 | 8 | 7.19
2025 | NYISO_G-I_2_PJM_E | NYISO_G-I | PJM_E | Internal | Summer | B8 | 500 | 1500 | 1094.97 | 64.44 | 72.44 | 8 | 0
2025 | NYISO_G-I_2_PJM_E | NYISO_G-I | PJM_E | Internal | Summer | B9 | 800 | 1500 | 221.7 | 59.96 | 67.96 | 8 | 0
2025 | NYISO_G-I_2_PJM_E | NYISO_G-I | PJM_E | Internal | Summer | B10 | 1262 | 1500 | 0 | 58.46 | 63.24 | 8 | 0
2025 | NYISO_G-I_2_PJM_E | NYISO_G-I | PJM_E | Internal | Winter | B16 | 25 | 1500 | 658.11 | 75.6 | 83.6 | 8 | 0
2025 | NYISO_G-I_2_PJM_E | NYISO_G-I | PJM_E | Internal | Winter | B17 | 100 | 1500 | 20.06 | 72.98 | 80.98 | 8 | 0
2025 | NYISO_G-I_2_PJM_E | NYISO_G-I | PJM_E | Internal | Winter | B18 | 400 | 1500 | 75.56 | 66.82 | 74.82 | 8 | 0
2025 | NYISO_G-I_2_PJM_E | NYISO_G-I | PJM_E | Internal | Winter | B19 | 700 | 1500 | 240.86 | 66.38 | 74.38 | 8 | 0
2025 | NYISO_G-I_2_PJM_E | NYISO_G-I | PJM_E | Internal | Winter | B20 | 935 | 1500 | 57.24 | 57.05 | 65.05 | 8 | 0
2025 | NYISO_J-K_2_NEISO | NYISO_J-K | NEISO | Internal | Shoulder | B11 | 25 | 347 | 0 | 70.47 | 56.21 | 3 | 0
2025 | NYISO_J-K_2_NEISO | NYISO_J-K | NEISO | Internal | Shoulder | B12 | 200 | 347 | 0 | 66.19 | 57.34 | 3 | 0
2025 | NYISO_J-K_2_NEISO | NYISO_J-K | NEISO | Internal | Shoulder | B13 | 600 | 347 | 0 | 66.19 | 56.21 | 3 | 0
2025 | NYISO_J-K_2_NEISO | NYISO_J-K | NEISO | Internal | Shoulder | B14 | 900 | 347 | 0 | 62.59 | 56.21 | 3 | 0
2025 | NYISO_J-K_2_NEISO | NYISO_J-K | NEISO | Internal | Shoulder | B15 | 1203 | 347 | 0 | 57.71 | 56.21 | 3 | 0
2025 | NYISO_J-K_2_NEISO | NYISO_J-K | NEISO | Internal | Summer | B1 | 10 | 347 | 0 | 104.44 | 94.45 | 3 | 0
2025 | NYISO_J-K_2_NEISO | NYISO_J-K | NEISO | Internal | Summer | B2 | 25 | 347 | 0 | 101.28 | 94.45 | 3 | 0
2025 | NYISO_J-K_2_NEISO | NYISO_J-K | NEISO | Internal | Summer | B3 | 75 | 347 | 0 | 91.88 | 76.34 | 3 | 0
2025 | NYISO_J-K_2_NEISO | NYISO_J-K | NEISO | Internal | Summer | B4 | 100 | 347 | 0 | 89.61 | 64.45 | 3 | 0
2025 | NYISO_J-K_2_NEISO | NYISO_J-K | NEISO | Internal | Summer | B5 | 200 | 347 | 0 | 89.61 | 62.6 | 3 | 0
2025 | NYISO_J-K_2_NEISO | NYISO_J-K | NEISO | Internal | Summer | B6 | 300 | 347 | 0 | 79.28 | 62.6 | 3 | 0
2025 | NYISO_J-K_2_NEISO | NYISO_J-K | NEISO | Internal | Summer | B7 | 400 | 347 | 0 | 67 | 62.6 | 3 | 0
2025 | NYISO_J-K_2_NEISO | NYISO_J-K | NEISO | Internal | Summer | B8 | 500 | 347 | 0 | 64.46 | 61.45 | 3 | 0
2025 | NYISO_J-K_2_NEISO | NYISO_J-K | NEISO | Internal | Summer | B9 | 800 | 347 | 0 | 62.95 | 55.47 | 3 | 0
2025 | NYISO_J-K_2_NEISO | NYISO_J-K | NEISO | Internal | Summer | B10 | 1262 | 347 | 0 | 58.47 | 55.47 | 3 | 0
2025 | NYISO_J-K_2_NEISO | NYISO_J-K | NEISO | Internal | Winter | B16 | 25 | 347 | 0 | 77.66 | 65.67 | 3 | 0
2025 | NYISO_J-K_2_NEISO | NYISO_J-K | NEISO | Internal | Winter | B17 | 100 | 347 | 0 | 77.66 | 65.67 | 3 | 0
2025 | NYISO_J-K_2_NEISO | NYISO_J-K | NEISO | Internal | Winter | B18 | 400 | 347 | 0 | 77.66 | 55.71 | 3 | 0
2025 | NYISO_J-K_2_NEISO | NYISO_J-K | NEISO | Internal | Winter | B19 | 700 | 347 | 0 | 77.66 | 55.71 | 3 | 0
2025 | NYISO_J-K_2_NEISO | NYISO_J-K | NEISO | Internal | Winter | B20 | 935 | 347 | 0 | 58.71 | 55.71 | 3 | 0
2025 | NYISO_J-K_2_NYISO_G-I | NYISO_J-K | NYISO_G-I | Internal | Shoulder | B11 | 25 | 1999 | 0 | 70.47 | 70.45 | 0.01 | 0
2025 | NYISO_J-K_2_NYISO_G-I | NYISO_J-K | NYISO_G-I | Internal | Shoulder | B12 | 200 | 1999 | 0 | 66.19 | 66.18 | 0.01 | 0
2025 | NYISO_J-K_2_NYISO_G-I | NYISO_J-K | NYISO_G-I | Internal | Shoulder | B13 | 600 | 1999 | 0 | 66.19 | 66.18 | 0.01 | 0
2025 | NYISO_J-K_2_NYISO_G-I | NYISO_J-K | NYISO_G-I | Internal | Shoulder | B14 | 900 | 1999 | 0 | 62.59 | 62.58 | 0.01 | 0
2025 | NYISO_J-K_2_NYISO_G-I | NYISO_J-K | NYISO_G-I | Internal | Shoulder | B15 | 1203 | 1999 | 0 | 57.71 | 57.69 | 0.01 | 0
2025 | NYISO_J-K_2_NYISO_G-I | NYISO_J-K | NYISO_G-I | Internal | Summer | B1 | 10 | 1999 | 0.02 | 104.44 | 104.43 | 0.01 | 0
2025 | NYISO_J-K_2_NYISO_G-I | NYISO_J-K | NYISO_G-I | Internal | Summer | B2 | 25 | 1999 | 0 | 101.28 | 101.27 | 0.01 | 0
2025 | NYISO_J-K_2_NYISO_G-I | NYISO_J-K | NYISO_G-I | Internal | Summer | B3 | 75 | 1999 | 0 | 91.88 | 91.87 | 0.01 | 0
2025 | NYISO_J-K_2_NYISO_G-I | NYISO_J-K | NYISO_G-I | Internal | Summer | B4 | 100 | 1999 | 0 | 89.61 | 89.6 | 0.01 | 0
2025 | NYISO_J-K_2_NYISO_G-I | NYISO_J-K | NYISO_G-I | Internal | Summer | B5 | 200 | 1999 | 0 | 89.61 | 89.6 | 0.01 | 0
2025 | NYISO_J-K_2_NYISO_G-I | NYISO_J-K | NYISO_G-I | Internal | Summer | B6 | 300 | 1999 | 0 | 79.28 | 79.27 | 0.01 | 0
2025 | NYISO_J-K_2_NYISO_G-I | NYISO_J-K | NYISO_G-I | Internal | Summer | B7 | 400 | 1999 | 0 | 67 | 66.99 | 0.01 | 0
2025 | NYISO_J-K_2_NYISO_G-I | NYISO_J-K | NYISO_G-I | Internal | Summer | B8 | 500 | 1999 | 0 | 64.46 | 64.44 | 0.01 | 0
2025 | NYISO_J-K_2_NYISO_G-I | NYISO_J-K | NYISO_G-I | Internal | Summer | B9 | 800 | 1999 | 0 | 62.95 | 59.96 | 0.01 | 0
2025 | NYISO_J-K_2_NYISO_G-I | NYISO_J-K | NYISO_G-I | Internal | Summer | B10 | 1262 | 1999 | 0 | 58.47 | 58.46 | 0.01 | 0
2025 | NYISO_J-K_2_NYISO_G-I | NYISO_J-K | NYISO_G-I | Internal | Winter | B16 | 25 | 1999 | 0 | 77.66 | 75.6 | 0.01 | 0
2025 | NYISO_J-K_2_NYISO_G-I | NYISO_J-K | NYISO_G-I | Internal | Winter | B17 | 100 | 1999 | 0 | 77.66 | 72.98 | 0.01 | 0
2025 | NYISO_J-K_2_NYISO_G-I | NYISO_J-K | NYISO_G-I | Internal | Winter | B18 | 400 | 1999 | 0 | 77.66 | 66.82 | 0.01 | 0
2025 | NYISO_J-K_2_NYISO_G-I | NYISO_J-K | NYISO_G-I | Internal | Winter | B19 | 700 | 1999 | 0 | 77.66 | 66.38 | 0.01 | 0
2025 | NYISO_J-K_2_NYISO_G-I | NYISO_J-K | NYISO_G-I | Internal | Winter | B20 | 935 | 1999 | 0 | 58.71 | 57.05 | 0.01 | 0
2025 | NYISO_J-K_2_PJM_E | NYISO_J-K | PJM_E | Internal | Shoulder | B11 | 25 | 330 | 330 | 70.47 | 83.17 | 8 | 4.71
2025 | NYISO_J-K_2_PJM_E | NYISO_J-K | PJM_E | Internal | Shoulder | B12 | 200 | 330 | 0 | 66.19 | 74.18 | 8 | 0
2025 | NYISO_J-K_2_PJM_E | NYISO_J-K | PJM_E | Internal | Shoulder | B13 | 600 | 330 | 0 | 66.19 | 72.37 | 8 | 0
2025 | NYISO_J-K_2_PJM_E | NYISO_J-K | PJM_E | Internal | Shoulder | B14 | 900 | 330 | 0 | 62.59 | 70.58 | 8 | 0
2025 | NYISO_J-K_2_PJM_E | NYISO_J-K | PJM_E | Internal | Shoulder | B15 | 1203 | 330 | 0 | 57.71 | 62.62 | 8 | 0
2025 | NYISO_J-K_2_PJM_E | NYISO_J-K | PJM_E | Internal | Summer | B1 | 10 | 330 | 0.03 | 104.44 | 112.43 | 8 | 0
2025 | NYISO_J-K_2_PJM_E | NYISO_J-K | PJM_E | Internal | Summer | B2 | 25 | 330 | 0.01 | 101.28 | 109.27 | 8 | 0
2025 | NYISO_J-K_2_PJM_E | NYISO_J-K | PJM_E | Internal | Summer | B3 | 75 | 330 | 330 | 91.88 | 109.25 | 8 | 9.37
2025 | NYISO_J-K_2_PJM_E | NYISO_J-K | PJM_E | Internal | Summer | B4 | 100 | 330 | 330 | 89.61 | 109.24 | 8 | 11.63
2025 | NYISO_J-K_2_PJM_E | NYISO_J-K | PJM_E | Internal | Summer | B5 | 200 | 330 | 330 | 89.61 | 102.36 | 8 | 4.75
2025 | NYISO_J-K_2_PJM_E | NYISO_J-K | PJM_E | Internal | Summer | B6 | 300 | 330 | 0 | 79.28 | 87.27 | 8 | 0
2025 | NYISO_J-K_2_PJM_E | NYISO_J-K | PJM_E | Internal | Summer | B7 | 400 | 330 | 330 | 67 | 82.19 | 8 | 7.18
2025 | NYISO_J-K_2_PJM_E | NYISO_J-K | PJM_E | Internal | Summer | B8 | 500 | 330 | 0 | 64.46 | 72.44 | 8 | 0
2025 | NYISO_J-K_2_PJM_E | NYISO_J-K | PJM_E | Internal | Summer | B9 | 800 | 330 | 0 | 62.95 | 67.96 | 8 | 0
2025 | NYISO_J-K_2_PJM_E | NYISO_J-K | PJM_E | Internal | Summer | B10 | 1262 | 330 | 0 | 58.47 | 63.24 | 8 | 0
2025 | NYISO_J-K_2_PJM_E | NYISO_J-K | PJM_E | Internal | Winter | B16 | 25 | 330 | 0 | 77.66 | 83.6 | 8 | 0
2025 | NYISO_J-K_2_PJM_E | NYISO_J-K | PJM_E | Internal | Winter | B17 | 100 | 330 | 0 | 77.66 | 80.98 | 8 | 0
2025 | NYISO_J-K_2_PJM_E | NYISO_J-K | PJM_E | Internal | Winter | B18 | 400 | 330 | 0 | 77.66 | 74.82 | 8 | 0
2025 | NYISO_J-K_2_PJM_E | NYISO_J-K | PJM_E | Internal | Winter | B19 | 700 | 330 | 0 | 77.66 | 74.38 | 8 | 0
2025 | NYISO_J-K_2_PJM_E | NYISO_J-K | PJM_E | Internal | Winter | B20 | 935 | 330 | 0 | 58.71 | 65.05 | 8 | 0
2025 | PJM_E_2_NYISO_G-I | PJM_E | NYISO_G-I | Internal | Shoulder | B11 | 25 | 500 | 0 | 83.17 | 70.45 | 6 | 0
2025 | PJM_E_2_NYISO_G-I | PJM_E | NYISO_G-I | Internal | Shoulder | B12 | 200 | 500 | 0 | 74.18 | 66.18 | 6 | 0
2025 | PJM_E_2_NYISO_G-I | PJM_E | NYISO_G-I | Internal | Shoulder | B13 | 600 | 500 | 0 | 72.37 | 66.18 | 6 | 0
2025 | PJM_E_2_NYISO_G-I | PJM_E | NYISO_G-I | Internal | Shoulder | B14 | 900 | 500 | 0 | 70.58 | 62.58 | 6 | 0
2025 | PJM_E_2_NYISO_G-I | PJM_E | NYISO_G-I | Internal | Shoulder | B15 | 1203 | 500 | 0 | 62.62 | 57.69 | 6 | 0
2025 | PJM_E_2_NYISO_G-I | PJM_E | NYISO_G-I | Internal | Summer | B1 | 10 | 500 | 0 | 112.43 | 104.43 | 6 | 0
2025 | PJM_E_2_NYISO_G-I | PJM_E | NYISO_G-I | Internal | Summer | B2 | 25 | 500 | 0 | 109.27 | 101.27 | 6 | 0
2025 | PJM_E_2_NYISO_G-I | PJM_E | NYISO_G-I | Internal | Summer | B3 | 75 | 500 | 0 | 109.25 | 91.87 | 6 | 0
2025 | PJM_E_2_NYISO_G-I | PJM_E | NYISO_G-I | Internal | Summer | B4 | 100 | 500 | 0 | 109.24 | 89.6 | 6 | 0
2025 | PJM_E_2_NYISO_G-I | PJM_E | NYISO_G-I | Internal | Summer | B5 | 200 | 500 | 0 | 102.36 | 89.6 | 6 | 0
2025 | PJM_E_2_NYISO_G-I | PJM_E | NYISO_G-I | Internal | Summer | B6 | 300 | 500 | 0 | 87.27 | 79.27 | 6 | 0
2025 | PJM_E_2_NYISO_G-I | PJM_E | NYISO_G-I | Internal | Summer | B7 | 400 | 500 | 0 | 82.19 | 66.99 | 6 | 0
2025 | PJM_E_2_NYISO_G-I | PJM_E | NYISO_G-I | Internal | Summer | B8 | 500 | 500 | 0 | 72.44 | 64.44 | 6 | 0
2025 | PJM_E_2_NYISO_G-I | PJM_E | NYISO_G-I | Internal | Summer | B9 | 800 | 500 | 0 | 67.96 | 59.96 | 6 | 0
2025 | PJM_E_2_NYISO_G-I | PJM_E | NYISO_G-I | Internal | Summer | B10 | 1262 | 500 | 0 | 63.24 | 58.46 | 6 | 0
2025 | PJM_E_2_NYISO_G-I | PJM_E | NYISO_G-I | Internal | Winter | B16 | 25 | 500 | 0 | 83.6 | 75.6 | 6 | 0
2025 | PJM_E_2_NYISO_G-I | PJM_E | NYISO_G-I | Internal | Winter | B17 | 100 | 500 | 0 | 80.98 | 72.98 | 6 | 0
2025 | PJM_E_2_NYISO_G-I | PJM_E | NYISO_G-I | Internal | Winter | B18 | 400 | 500 | 0 | 74.82 | 66.82 | 6 | 0
2025 | PJM_E_2_NYISO_G-I | PJM_E | NYISO_G-I | Internal | Winter | B19 | 700 | 500 | 0 | 74.38 | 66.38 | 6 | 0
2025 | PJM_E_2_NYISO_G-I | PJM_E | NYISO_G-I | Internal | Winter | B20 | 935 | 500 | 0 | 65.05 | 57.05 | 6 | 0
2025 | PJM_E_2_NYISO_J-K | PJM_E | NYISO_J-K | Internal | Shoulder | B11 | 25 | 330 | 0 | 83.17 | 70.47 | 6 | 0
2025 | PJM_E_2_NYISO_J-K | PJM_E | NYISO_J-K | Internal | Shoulder | B12 | 200 | 330 | 0 | 74.18 | 66.19 | 6 | 0
2025 | PJM_E_2_NYISO_J-K | PJM_E | NYISO_J-K | Internal | Shoulder | B13 | 600 | 330 | 0 | 72.37 | 66.19 | 6 | 0
2025 | PJM_E_2_NYISO_J-K | PJM_E | NYISO_J-K | Internal | Shoulder | B14 | 900 | 330 | 0 | 70.58 | 62.59 | 6 | 0
2025 | PJM_E_2_NYISO_J-K | PJM_E | NYISO_J-K | Internal | Shoulder | B15 | 1203 | 330 | 0 | 62.62 | 57.71 | 6 | 0
2025 | PJM_E_2_NYISO_J-K | PJM_E | NYISO_J-K | Internal | Summer | B1 | 10 | 330 | 0 | 112.43 | 104.44 | 6 | 0
2025 | PJM_E_2_NYISO_J-K | PJM_E | NYISO_J-K | Internal | Summer | B2 | 25 | 330 | 0 | 109.27 | 101.28 | 6 | 0
2025 | PJM_E_2_NYISO_J-K | PJM_E | NYISO_J-K | Internal | Summer | B3 | 75 | 330 | 0 | 109.25 | 91.88 | 6 | 0
2025 | PJM_E_2_NYISO_J-K | PJM_E | NYISO_J-K | Internal | Summer | B4 | 100 | 330 | 0 | 109.24 | 89.61 | 6 | 0
2025 | PJM_E_2_NYISO_J-K | PJM_E | NYISO_J-K | Internal | Summer | B5 | 200 | 330 | 0 | 102.36 | 89.61 | 6 | 0
2025 | PJM_E_2_NYISO_J-K | PJM_E | NYISO_J-K | Internal | Summer | B6 | 300 | 330 | 0 | 87.27 | 79.28 | 6 | 0
2025 | PJM_E_2_NYISO_J-K | PJM_E | NYISO_J-K | Internal | Summer | B7 | 400 | 330 | 0 | 82.19 | 67 | 6 | 0
2025 | PJM_E_2_NYISO_J-K | PJM_E | NYISO_J-K | Internal | Summer | B8 | 500 | 330 | 0 | 72.44 | 64.46 | 6 | 0
2025 | PJM_E_2_NYISO_J-K | PJM_E | NYISO_J-K | Internal | Summer | B9 | 800 | 330 | 0 | 67.96 | 62.95 | 6 | 0
2025 | PJM_E_2_NYISO_J-K | PJM_E | NYISO_J-K | Internal | Summer | B10 | 1262 | 330 | 0 | 63.24 | 58.47 | 6 | 0
2025 | PJM_E_2_NYISO_J-K | PJM_E | NYISO_J-K | Internal | Winter | B16 | 25 | 330 | 0 | 83.6 | 77.66 | 6 | 0
2025 | PJM_E_2_NYISO_J-K | PJM_E | NYISO_J-K | Internal | Winter | B17 | 100 | 330 | 0 | 80.98 | 77.66 | 6 | 0
2025 | PJM_E_2_NYISO_J-K | PJM_E | NYISO_J-K | Internal | Winter | B18 | 400 | 330 | 0 | 74.82 | 77.66 | 6 | 0
2025 | PJM_E_2_NYISO_J-K | PJM_E | NYISO_J-K | Internal | Winter | B19 | 700 | 330 | 0 | 74.38 | 77.66 | 6 | 0
2025 | PJM_E_2_NYISO_J-K | PJM_E | NYISO_J-K | Internal | Winter | B20 | 935 | 330 | 0 | 65.05 | 58.71 | 6 | 0
2025 | PJM_E_2_PJM_ROM | PJM_E | PJM_ROM | Internal | Shoulder | B11 | 25 | 8000 | 5088.32 | 83.17 | 83.19 | 0.01 | 0
2025 | PJM_E_2_PJM_ROM | PJM_E | PJM_ROM | Internal | Shoulder | B12 | 200 | 8000 | 3950.27 | 74.18 | 74.19 | 0.01 | 0
2025 | PJM_E_2_PJM_ROM | PJM_E | PJM_ROM | Internal | Shoulder | B13 | 600 | 8000 | 1546.78 | 72.37 | 72.38 | 0.01 | 0
2025 | PJM_E_2_PJM_ROM | PJM_E | PJM_ROM | Internal | Shoulder | B14 | 900 | 8000 | 2522.19 | 70.58 | 70.59 | 0.01 | 0
2025 | PJM_E_2_PJM_ROM | PJM_E | PJM_ROM | Internal | Shoulder | B15 | 1203 | 8000 | 733.81 | 62.62 | 62.63 | 0.01 | 0
2025 | PJM_E_2_PJM_ROM | PJM_E | PJM_ROM | Internal | Summer | B1 | 10 | 8000 | 602.87 | 112.43 | 112.44 | 0.01 | 0
2025 | PJM_E_2_PJM_ROM | PJM_E | PJM_ROM | Internal | Summer | B2 | 25 | 8000 | 1875.65 | 109.27 | 109.28 | 0.01 | 0
2025 | PJM_E_2_PJM_ROM | PJM_E | PJM_ROM | Internal | Summer | B3 | 75 | 8000 | 5308 | 109.25 | 109.26 | 0.01 | 0
2025 | PJM_E_2_PJM_ROM | PJM_E | PJM_ROM | Internal | Summer | B4 | 100 | 8000 | 7112.91 | 109.24 | 109.25 | 0.01 | 0
2025 | PJM_E_2_PJM_ROM | PJM_E | PJM_ROM | Internal | Summer | B5 | 200 | 8000 | 3915.75 | 102.36 | 102.37 | 0.01 | 0
2025 | PJM_E_2_PJM_ROM | PJM_E | PJM_ROM | Internal | Summer | B6 | 300 | 8000 | 3373.31 | 87.27 | 87.28 | 0.01 | 0
2025 | PJM_E_2_PJM_ROM | PJM_E | PJM_ROM | Internal | Summer | B7 | 400 | 8000 | 5473.91 | 82.19 | 82.2 | 0.01 | 0
2025 | PJM_E_2_PJM_ROM | PJM_E | PJM_ROM | Internal | Summer | B8 | 500 | 8000 | 5573.83 | 72.44 | 72.46 | 0.01 | 0
2025 | PJM_E_2_PJM_ROM | PJM_E | PJM_ROM | Internal | Summer | B9 | 800 | 8000 | 3269.7 | 67.96 | 67.98 | 0.01 | 0
2025 | PJM_E_2_PJM_ROM | PJM_E | PJM_ROM | Internal | Summer | B10 | 1262 | 8000 | 1048.24 | 63.24 | 63.25 | 0.01 | 0
2025 | PJM_E_2_PJM_ROM | PJM_E | PJM_ROM | Internal | Winter | B16 | 25 | 8000 | 1175.22 | 83.6 | 83.61 | 0.01 | 0
2025 | PJM_E_2_PJM_ROM | PJM_E | PJM_ROM | Internal | Winter | B17 | 100 | 8000 | 1404.94 | 80.98 | 80.99 | 0.01 | 0
2025 | PJM_E_2_PJM_ROM | PJM_E | PJM_ROM | Internal | Winter | B18 | 400 | 8000 | 0 | 74.82 | 74.81 | 0.01 | 0
2025 | PJM_E_2_PJM_ROM | PJM_E | PJM_ROM | Internal | Winter | B19 | 700 | 8000 | 0 | 74.38 | 74.37 | 0.01 | 0
2025 | PJM_E_2_PJM_ROM | PJM_E | PJM_ROM | Internal | Winter | B20 | 935 | 8000 | 0 | 65.05 | 65.04 | 0.01 | 0
2025 | PJM_ROR_2_MISO_IN | PJM_ROR | MISO_IN | Internal | Shoulder | B11 | 25 | 909 | 0 | 83.2 | 82.19 | 2 | 0
2025 | PJM_ROR_2_MISO_IN | PJM_ROR | MISO_IN | Internal | Shoulder | B12 | 200 | 909 | 0 | 74.18 | 75.62 | 2 | 0
2025 | PJM_ROR_2_MISO_IN | PJM_ROR | MISO_IN | Internal | Shoulder | B13 | 600 | 909 | 0 | 72.37 | 74.35 | 2 | 0
2025 | PJM_ROR_2_MISO_IN | PJM_ROR | MISO_IN | Internal | Shoulder | B14 | 900 | 909 | 0 | 70.58 | 68.67 | 2 | 0
2025 | PJM_ROR_2_MISO_IN | PJM_ROR | MISO_IN | Internal | Shoulder | B15 | 1203 | 909 | 0 | 62.62 | 61.72 | 2 | 0
2025 | PJM_ROR_2_MISO_IN | PJM_ROR | MISO_IN | Internal | Summer | B1 | 10 | 909 | 0 | 112.43 | 110.43 | 2 | 0
2025 | PJM_ROR_2_MISO_IN | PJM_ROR | MISO_IN | Internal | Summer | B2 | 25 | 909 | 0 | 109.27 | 108.47 | 2 | 0
2025 | PJM_ROR_2_MISO_IN | PJM_ROR | MISO_IN | Internal | Summer | B3 | 75 | 909 | 0 | 109.27 | 108.47 | 2 | 0
2025 | PJM_ROR_2_MISO_IN | PJM_ROR | MISO_IN | Internal | Summer | B4 | 100 | 909 | 0 | 109.27 | 107.27 | 2 | 0
2025 | PJM_ROR_2_MISO_IN | PJM_ROR | MISO_IN | Internal | Summer | B5 | 200 | 909 | 0 | 102.38 | 100.37 | 2 | 0
2025 | PJM_ROR_2_MISO_IN | PJM_ROR | MISO_IN | Internal | Summer | B6 | 300 | 909 | 0 | 87.27 | 85.25 | 2 | 0
2025 | PJM_ROR_2_MISO_IN | PJM_ROR | MISO_IN | Internal | Summer | B7 | 400 | 909 | 0 | 82.21 | 80.2 | 2 | 0
2025 | PJM_ROR_2_MISO_IN | PJM_ROR | MISO_IN | Internal | Summer | B8 | 500 | 909 | 0 | 72.44 | 73.12 | 2 | 0
2025 | PJM_ROR_2_MISO_IN | PJM_ROR | MISO_IN | Internal | Summer | B9 | 800 | 909 | 0 | 67.96 | 66.39 | 2 | 0
2025 | PJM_ROR_2_MISO_IN | PJM_ROR | MISO_IN | Internal | Summer | B10 | 1262 | 909 | 0 | 63.24 | 61.23 | 2 | 0
2025 | PJM_ROR_2_MISO_IN | PJM_ROR | MISO_IN | Internal | Winter | B16 | 25 | 909 | 0 | 83.6 | 81.6 | 2 | 0
2025 | PJM_ROR_2_MISO_IN | PJM_ROR | MISO_IN | Internal | Winter | B17 | 100 | 909 | 0 | 80.98 | 78.96 | 2 | 0
2025 | PJM_ROR_2_MISO_IN | PJM_ROR | MISO_IN | Internal | Winter | B18 | 400 | 909 | 0 | 74.8 | 74.99 | 2 | 0
2025 | PJM_ROR_2_MISO_IN | PJM_ROR | MISO_IN | Internal | Winter | B19 | 700 | 909 | 0 | 74.36 | 73.55 | 2 | 0
2025 | PJM_ROR_2_MISO_IN | PJM_ROR | MISO_IN | Internal | Winter | B20 | 935 | 909 | 0 | 65.02 | 63.79 | 2 | 0
2025 | PJM_ROR_2_MISO_MI | PJM_ROR | MISO_MI | Internal | Shoulder | B11 | 25 | 1305 | 0 | 83.2 | 82.2 | 2 | 0
2025 | PJM_ROR_2_MISO_MI | PJM_ROR | MISO_MI | Internal | Shoulder | B12 | 200 | 1305 | 0 | 74.18 | 75.64 | 2 | 0
2025 | PJM_ROR_2_MISO_MI | PJM_ROR | MISO_MI | Internal | Shoulder | B13 | 600 | 1305 | 540.87 | 72.37 | 74.37 | 2 | 0
2025 | PJM_ROR_2_MISO_MI | PJM_ROR | MISO_MI | Internal | Shoulder | B14 | 900 | 1305 | 0 | 70.58 | 68.68 | 2 | 0
2025 | PJM_ROR_2_MISO_MI | PJM_ROR | MISO_MI | Internal | Shoulder | B15 | 1203 | 1305 | 0 | 62.62 | 61.74 | 2 | 0
2025 | PJM_ROR_2_MISO_MI | PJM_ROR | MISO_MI | Internal | Summer | B1 | 10 | 1305 | 0 | 112.43 | 110.44 | 2 | 0
2025 | PJM_ROR_2_MISO_MI | PJM_ROR | MISO_MI | Internal | Summer | B2 | 25 | 1305 | 0 | 109.27 | 108.48 | 2 | 0
2025 | PJM_ROR_2_MISO_MI | PJM_ROR | MISO_MI | Internal | Summer | B3 | 75 | 1305 | 0 | 109.27 | 108.48 | 2 | 0
2025 | PJM_ROR_2_MISO_MI | PJM_ROR | MISO_MI | Internal | Summer | B4 | 100 | 1305 | 0 | 109.27 | 107.28 | 2 | 0
2025 | PJM_ROR_2_MISO_MI | PJM_ROR | MISO_MI | Internal | Summer | B5 | 200 | 1305 | 0 | 102.38 | 100.38 | 2 | 0
2025 | PJM_ROR_2_MISO_MI | PJM_ROR | MISO_MI | Internal | Summer | B6 | 300 | 1305 | 0 | 87.27 | 85.27 | 2 | 0
2025 | PJM_ROR_2_MISO_MI | PJM_ROR | MISO_MI | Internal | Summer | B7 | 400 | 1305 | 0 | 82.21 | 80.22 | 2 | 0
2025 | PJM_ROR_2_MISO_MI | PJM_ROR | MISO_MI | Internal | Summer | B8 | 500 | 1305 | 0 | 72.44 | 73.14 | 2 | 0
2025 | PJM_ROR_2_MISO_MI | PJM_ROR | MISO_MI | Internal | Summer | B9 | 800 | 1305 | 0 | 67.96 | 66.4 | 2 | 0
2025 | PJM_ROR_2_MISO_MI | PJM_ROR | MISO_MI | Internal | Summer | B10 | 1262 | 1305 | 0 | 63.24 | 62.17 | 2 | 0
2025 | PJM_ROR_2_MISO_MI | PJM_ROR | MISO_MI | Internal | Winter | B16 | 25 | 1305 | 0 | 83.6 | 81.61 | 2 | 0
2025 | PJM_ROR_2_MISO_MI | PJM_ROR | MISO_MI | Internal | Winter | B17 | 100 | 1305 | 0 | 80.98 | 78.98 | 2 | 0
2025 | PJM_ROR_2_MISO_MI | PJM_ROR | MISO_MI | Internal | Winter | B18 | 400 | 1305 | 0 | 74.8 | 75 | 2 | 0
2025 | PJM_ROR_2_MISO_MI | PJM_ROR | MISO_MI | Internal | Winter | B19 | 700 | 1305 | 0 | 74.36 | 73.56 | 2 | 0
2025 | PJM_ROR_2_MISO_MI | PJM_ROR | MISO_MI | Internal | Winter | B20 | 935 | 1305 | 0 | 65.02 | 63.81 | 2 | 0
2025 | PJM_ROR_2_MISO_MO-IL | PJM_ROR | MISO_MO-IL | Internal | Shoulder | B11 | 25 | 1111 | 0 | 83.2 | 82.2 | 2 | 0
2025 | PJM_ROR_2_MISO_MO-IL | PJM_ROR | MISO_MO-IL | Internal | Shoulder | B12 | 200 | 1111 | 0 | 74.18 | 75.64 | 2 | 0
2025 | PJM_ROR_2_MISO_MO-IL | PJM_ROR | MISO_MO-IL | Internal | Shoulder | B13 | 600 | 1111 | 363.96 | 72.37 | 74.37 | 2 | 0
2025 | PJM_ROR_2_MISO_MO-IL | PJM_ROR | MISO_MO-IL | Internal | Shoulder | B14 | 900 | 1111 | 0 | 70.58 | 68.68 | 2 | 0
2025 | PJM_ROR_2_MISO_MO-IL | PJM_ROR | MISO_MO-IL | Internal | Shoulder | B15 | 1203 | 1111 | 0 | 62.62 | 61.74 | 2 | 0
2025 | PJM_ROR_2_MISO_MO-IL | PJM_ROR | MISO_MO-IL | Internal | Summer | B1 | 10 | 1111 | 0 | 112.43 | 110.44 | 2 | 0
2025 | PJM_ROR_2_MISO_MO-IL | PJM_ROR | MISO_MO-IL | Internal | Summer | B2 | 25 | 1111 | 0 | 109.27 | 109.53 | 2 | 0
2025 | PJM_ROR_2_MISO_MO-IL | PJM_ROR | MISO_MO-IL | Internal | Summer | B3 | 75 | 1111 | 0 | 109.27 | 108.49 | 2 | 0
2025 | PJM_ROR_2_MISO_MO-IL | PJM_ROR | MISO_MO-IL | Internal | Summer | B4 | 100 | 1111 | 0 | 109.27 | 107.28 | 2 | 0
2025 | PJM_ROR_2_MISO_MO-IL | PJM_ROR | MISO_MO-IL | Internal | Summer | B5 | 200 | 1111 | 0 | 102.38 | 100.38 | 2 | 0
2025 | PJM_ROR_2_MISO_MO-IL | PJM_ROR | MISO_MO-IL | Internal | Summer | B6 | 300 | 1111 | 0 | 87.27 | 85.29 | 2 | 0
2025 | PJM_ROR_2_MISO_MO-IL | PJM_ROR | MISO_MO-IL | Internal | Summer | B7 | 400 | 1111 | 0 | 82.21 | 80.21 | 2 | 0
2025 | PJM_ROR_2_MISO_MO-IL | PJM_ROR | MISO_MO-IL | Internal | Summer | B8 | 500 | 1111 | 0 | 72.44 | 73.14 | 2 | 0
2025 | PJM_ROR_2_MISO_MO-IL | PJM_ROR | MISO_MO-IL | Internal | Summer | B9 | 800 | 1111 | 0 | 67.96 | 66.4 | 2 | 0
2025 | PJM_ROR_2_MISO_MO-IL | PJM_ROR | MISO_MO-IL | Internal | Summer | B10 | 1262 | 1111 | 0 | 63.24 | 61.24 | 2 | 0
2025 | PJM_ROR_2_MISO_MO-IL | PJM_ROR | MISO_MO-IL | Internal | Winter | B16 | 25 | 1111 | 0 | 83.6 | 81.6 | 2 | 0
2025 | PJM_ROR_2_MISO_MO-IL | PJM_ROR | MISO_MO-IL | Internal | Winter | B17 | 100 | 1111 | 0 | 80.98 | 78.98 | 2 | 0
2025 | PJM_ROR_2_MISO_MO-IL | PJM_ROR | MISO_MO-IL | Internal | Winter | B18 | 400 | 1111 | 0 | 74.8 | 75 | 2 | 0
2025 | PJM_ROR_2_MISO_MO-IL | PJM_ROR | MISO_MO-IL | Internal | Winter | B19 | 700 | 1111 | 0 | 74.36 | 73.56 | 2 | 0
2025 | PJM_ROR_2_MISO_MO-IL | PJM_ROR | MISO_MO-IL | Internal | Winter | B20 | 935 | 1111 | 0 | 65.02 | 63.81 | 2 | 0
2025 | PJM_ROR_2_MISO_W | PJM_ROR | MISO_W | Internal | Shoulder | B11 | 25 | 709 | 0 | 83.2 | 81.2 | 2 | 0
2025 | PJM_ROR_2_MISO_W | PJM_ROR | MISO_W | Internal | Shoulder | B12 | 200 | 709 | 0 | 74.18 | 69.94 | 2 | 0
2025 | PJM_ROR_2_MISO_W | PJM_ROR | MISO_W | Internal | Shoulder | B13 | 600 | 709 | 0 | 72.37 | 67.39 | 2 | 0
2025 | PJM_ROR_2_MISO_W | PJM_ROR | MISO_W | Internal | Shoulder | B14 | 900 | 709 | 0 | 70.58 | 56.68 | 2 | 0
2025 | PJM_ROR_2_MISO_W | PJM_ROR | MISO_W | Internal | Shoulder | B15 | 1203 | 709 | 0 | 62.62 | 54.36 | 2 | 0
2025 | PJM_ROR_2_MISO_W | PJM_ROR | MISO_W | Internal | Summer | B1 | 10 | 709 | 0 | 112.43 | 110.43 | 2 | 0
2025 | PJM_ROR_2_MISO_W | PJM_ROR | MISO_W | Internal | Summer | B2 | 25 | 709 | 0 | 109.27 | 107.26 | 2 | 0
2025 | PJM_ROR_2_MISO_W | PJM_ROR | MISO_W | Internal | Summer | B3 | 75 | 709 | 0 | 109.27 | 108.48 | 2 | 0
2025 | PJM_ROR_2_MISO_W | PJM_ROR | MISO_W | Internal | Summer | B4 | 100 | 709 | 0 | 109.27 | 107.27 | 2 | 0
2025 | PJM_ROR_2_MISO_W | PJM_ROR | MISO_W | Internal | Summer | B5 | 200 | 709 | 0 | 102.38 | 100.37 | 2 | 0
2025 | PJM_ROR_2_MISO_W | PJM_ROR | MISO_W | Internal | Summer | B6 | 300 | 709 | 0 | 87.27 | 85.28 | 2 | 0
2025 | PJM_ROR_2_MISO_W | PJM_ROR | MISO_W | Internal | Summer | B7 | 400 | 709 | 0 | 82.21 | 80.2 | 2 | 0
2025 | PJM_ROR_2_MISO_W | PJM_ROR | MISO_W | Internal | Summer | B8 | 500 | 709 | 0 | 72.44 | 68.17 | 2 | 0
2025 | PJM_ROR_2_MISO_W | PJM_ROR | MISO_W | Internal | Summer | B9 | 800 | 709 | 0 | 67.96 | 65.95 | 2 | 0
2025 | PJM_ROR_2_MISO_W | PJM_ROR | MISO_W | Internal | Summer | B10 | 1262 | 709 | 0 | 63.24 | 57.24 | 2 | 0
2025 | PJM_ROR_2_MISO_W | PJM_ROR | MISO_W | Internal | Winter | B16 | 25 | 709 | 0 | 83.6 | 64.12 | 2 | 0
2025 | PJM_ROR_2_MISO_W | PJM_ROR | MISO_W | Internal | Winter | B17 | 100 | 709 | 0 | 80.98 | 64.64 | 2 | 0
2025 | PJM_ROR_2_MISO_W | PJM_ROR | MISO_W | Internal | Winter | B18 | 400 | 709 | 0 | 74.8 | 64.64 | 2 | 0
2025 | PJM_ROR_2_MISO_W | PJM_ROR | MISO_W | Internal | Winter | B19 | 700 | 709 | 0 | 74.36 | 64.64 | 2 | 0
2025 | PJM_ROR_2_MISO_W | PJM_ROR | MISO_W | Internal | Winter | B20 | 935 | 709 | 0 | 65.02 | 57.12 | 2 | 0
2025 | PJM_ROR_2_MISO_WUMS | PJM_ROR | MISO_WUMS | Internal | Shoulder | B11 | 25 | 1467 | 0 | 83.2 | 81.2 | 2 | 0
2025 | PJM_ROR_2_MISO_WUMS | PJM_ROR | MISO_WUMS | Internal | Shoulder | B12 | 200 | 1467 | 0 | 74.18 | 69.95 | 2 | 0
2025 | PJM_ROR_2_MISO_WUMS | PJM_ROR | MISO_WUMS | Internal | Shoulder | B13 | 600 | 1467 | 0 | 72.37 | 67.4 | 2 | 0
2025 | PJM_ROR_2_MISO_WUMS | PJM_ROR | MISO_WUMS | Internal | Shoulder | B14 | 900 | 1467 | 0 | 70.58 | 67.4 | 2 | 0
2025 | PJM_ROR_2_MISO_WUMS | PJM_ROR | MISO_WUMS | Internal | Shoulder | B15 | 1203 | 1467 | 0 | 62.62 | 60.62 | 2 | 0
2025 | PJM_ROR_2_MISO_WUMS | PJM_ROR | MISO_WUMS | Internal | Summer | B1 | 10 | 1467 | 0 | 112.43 | 110.43 | 2 | 0
2025 | PJM_ROR_2_MISO_WUMS | PJM_ROR | MISO_WUMS | Internal | Summer | B2 | 25 | 1467 | 0 | 109.27 | 107.27 | 2 | 0
2025 | PJM_ROR_2_MISO_WUMS | PJM_ROR | MISO_WUMS | Internal | Summer | B3 | 75 | 1467 | 0 | 109.27 | 108.47 | 2 | 0
2025 | PJM_ROR_2_MISO_WUMS | PJM_ROR | MISO_WUMS | Internal | Summer | B4 | 100 | 1467 | 0 | 109.27 | 107.27 | 2 | 0
2025 | PJM_ROR_2_MISO_WUMS | PJM_ROR | MISO_WUMS | Internal | Summer | B5 | 200 | 1467 | 0 | 102.38 | 100.36 | 2 | 0
2025 | PJM_ROR_2_MISO_WUMS | PJM_ROR | MISO_WUMS | Internal | Summer | B6 | 300 | 1467 | 0 | 87.27 | 85.27 | 2 | 0
2025 | PJM_ROR_2_MISO_WUMS | PJM_ROR | MISO_WUMS | Internal | Summer | B7 | 400 | 1467 | 0 | 82.21 | 80.21 | 2 | 0
2025 | PJM_ROR_2_MISO_WUMS | PJM_ROR | MISO_WUMS | Internal | Summer | B8 | 500 | 1467 | 0 | 72.44 | 68.19 | 2 | 0
2025 | PJM_ROR_2_MISO_WUMS | PJM_ROR | MISO_WUMS | Internal | Summer | B9 | 800 | 1467 | 0 | 67.96 | 65.96 | 2 | 0
2025 | PJM_ROR_2_MISO_WUMS | PJM_ROR | MISO_WUMS | Internal | Summer | B10 | 1262 | 1467 | 0 | 63.24 | 57.51 | 2 | 0
2025 | PJM_ROR_2_MISO_WUMS | PJM_ROR | MISO_WUMS | Internal | Winter | B16 | 25 | 1467 | 0 | 83.6 | 81.6 | 2 | 0
2025 | PJM_ROR_2_MISO_WUMS | PJM_ROR | MISO_WUMS | Internal | Winter | B17 | 100 | 1467 | 0 | 80.98 | 71.32 | 2 | 0
2025 | PJM_ROR_2_MISO_WUMS | PJM_ROR | MISO_WUMS | Internal | Winter | B18 | 400 | 1467 | 0 | 74.8 | 70.17 | 2 | 0
2025 | PJM_ROR_2_MISO_WUMS | PJM_ROR | MISO_WUMS | Internal | Winter | B19 | 700 | 1467 | 0 | 74.36 | 70.17 | 2 | 0
2025 | PJM_ROR_2_MISO_WUMS | PJM_ROR | MISO_WUMS | Internal | Winter | B20 | 935 | 1467 | 0 | 65.02 | 63.02 | 2 | 0
2025 | PJM_ROR_2_PJM_ROM | PJM_ROR | PJM_ROM | Internal | Shoulder | B11 | 25 | 8000 | 0 | 83.2 | 83.19 | 0.01 | 0
2025 | PJM_ROR_2_PJM_ROM | PJM_ROR | PJM_ROM | Internal | Shoulder | B12 | 200 | 8000 | 1421.45 | 74.18 | 74.19 | 0.01 | 0
2025 | PJM_ROR_2_PJM_ROM | PJM_ROR | PJM_ROM | Internal | Shoulder | B13 | 600 | 8000 | 2799.16 | 72.37 | 72.38 | 0.01 | 0
2025 | PJM_ROR_2_PJM_ROM | PJM_ROR | PJM_ROM | Internal | Shoulder | B14 | 900 | 8000 | 1600.26 | 70.58 | 70.59 | 0.01 | 0
2025 | PJM_ROR_2_PJM_ROM | PJM_ROR | PJM_ROM | Internal | Shoulder | B15 | 1203 | 8000 | 3364.16 | 62.62 | 62.63 | 0.01 | 0
2025 | PJM_ROR_2_PJM_ROM | PJM_ROR | PJM_ROM | Internal | Summer | B1 | 10 | 8000 | 2960.22 | 112.43 | 112.44 | 0.01 | 0
2025 | PJM_ROR_2_PJM_ROM | PJM_ROR | PJM_ROM | Internal | Summer | B2 | 25 | 8000 | 2587.12 | 109.27 | 109.28 | 0.01 | 0
2025 | PJM_ROR_2_PJM_ROM | PJM_ROR | PJM_ROM | Internal | Summer | B3 | 75 | 8000 | 0 | 109.27 | 109.26 | 0.01 | 0
2025 | PJM_ROR_2_PJM_ROM | PJM_ROR | PJM_ROM | Internal | Summer | B4 | 100 | 8000 | 0 | 109.27 | 109.25 | 0.01 | 0
2025 | PJM_ROR_2_PJM_ROM | PJM_ROR | PJM_ROM | Internal | Summer | B5 | 200 | 8000 | 0 | 102.38 | 102.37 | 0.01 | 0
2025 | PJM_ROR_2_PJM_ROM | PJM_ROR | PJM_ROM | Internal | Summer | B6 | 300 | 8000 | 61.87 | 87.27 | 87.28 | 0.01 | 0
2025 | PJM_ROR_2_PJM_ROM | PJM_ROR | PJM_ROM | Internal | Summer | B7 | 400 | 8000 | 0 | 82.21 | 82.2 | 0.01 | 0
2025 | PJM_ROR_2_PJM_ROM | PJM_ROR | PJM_ROM | Internal | Summer | B8 | 500 | 8000 | 0.81 | 72.44 | 72.46 | 0.01 | 0
2025 | PJM_ROR_2_PJM_ROM | PJM_ROR | PJM_ROM | Internal | Summer | B9 | 800 | 8000 | 715.12 | 67.96 | 67.98 | 0.01 | 0
2025 | PJM_ROR_2_PJM_ROM | PJM_ROR | PJM_ROM | Internal | Summer | B10 | 1262 | 8000 | 4626.72 | 63.24 | 63.25 | 0.01 | 0
2025 | PJM_ROR_2_PJM_ROM | PJM_ROR | PJM_ROM | Internal | Winter | B16 | 25 | 8000 | 4316.02 | 83.6 | 83.61 | 0.01 | 0
2025 | PJM_ROR_2_PJM_ROM | PJM_ROR | PJM_ROM | Internal | Winter | B17 | 100 | 8000 | 4244.46 | 80.98 | 80.99 | 0.01 | 0
2025 | PJM_ROR_2_PJM_ROM | PJM_ROR | PJM_ROM | Internal | Winter | B18 | 400 | 8000 | 5442.95 | 74.8 | 74.81 | 0.01 | 0
2025 | PJM_ROR_2_PJM_ROM | PJM_ROR | PJM_ROM | Internal | Winter | B19 | 700 | 8000 | 6808.65 | 74.36 | 74.37 | 0.01 | 0
2025 | PJM_ROR_2_PJM_ROM | PJM_ROR | PJM_ROM | Internal | Winter | B20 | 935 | 8000 | 5335.65 | 65.02 | 65.04 | 0.01 | 0
2025 | PJM_ROR_2_TVA_Transmission | PJM_ROR | TVA_Transmission | Internal | Shoulder | B11 | 25 | 2500 | 2500 | 83.2 | 90.2 | 6 | 1
2025 | PJM_ROR_2_TVA_Transmission | PJM_ROR | TVA_Transmission | Internal | Shoulder | B12 | 200 | 2500 | 0 | 74.18 | 77.95 | 6 | 0
2025 | PJM_ROR_2_TVA_Transmission | PJM_ROR | TVA_Transmission | Internal | Shoulder | B13 | 600 | 2500 | 0 | 72.37 | 76.93 | 6 | 0
2025 | PJM_ROR_2_TVA_Transmission | PJM_ROR | TVA_Transmission | Internal | Shoulder | B14 | 900 | 2500 | 0 | 70.58 | 75.73 | 6 | 0
2025 | PJM_ROR_2_TVA_Transmission | PJM_ROR | TVA_Transmission | Internal | Shoulder | B15 | 1203 | 2500 | 2500 | 62.62 | 69.74 | 6 | 1.11
2025 | PJM_ROR_2_TVA_Transmission | PJM_ROR | TVA_Transmission | Internal | Summer | B1 | 10 | 2500 | 2499.97 | 112.43 | 118.44 | 6 | 0.01
2025 | PJM_ROR_2_TVA_Transmission | PJM_ROR | TVA_Transmission | Internal | Summer | B2 | 25 | 2500 | 2500 | 109.27 | 117.53 | 6 | 2.26
2025 | PJM_ROR_2_TVA_Transmission | PJM_ROR | TVA_Transmission | Internal | Summer | B3 | 75 | 2500 | 1756.57 | 109.27 | 115.27 | 6 | 0
2025 | PJM_ROR_2_TVA_Transmission | PJM_ROR | TVA_Transmission | Internal | Summer | B4 | 100 | 2500 | 1067.54 | 109.27 | 115.27 | 6 | 0
2025 | PJM_ROR_2_TVA_Transmission | PJM_ROR | TVA_Transmission | Internal | Summer | B5 | 200 | 2500 | 782.6 | 102.38 | 108.38 | 6 | 0
2025 | PJM_ROR_2_TVA_Transmission | PJM_ROR | TVA_Transmission | Internal | Summer | B6 | 300 | 2500 | 0 | 87.27 | 91.98 | 6 | 0
2025 | PJM_ROR_2_TVA_Transmission | PJM_ROR | TVA_Transmission | Internal | Summer | B7 | 400 | 2500 | 0 | 82.21 | 86.92 | 6 | 0
2025 | PJM_ROR_2_TVA_Transmission | PJM_ROR | TVA_Transmission | Internal | Summer | B8 | 500 | 2500 | 0 | 72.44 | 77.42 | 6 | 0
2025 | PJM_ROR_2_TVA_Transmission | PJM_ROR | TVA_Transmission | Internal | Summer | B9 | 800 | 2500 | 0 | 67.96 | 73.91 | 6 | 0
2025 | PJM_ROR_2_TVA_Transmission | PJM_ROR | TVA_Transmission | Internal | Summer | B10 | 1262 | 2500 | 115.28 | 63.24 | 69.24 | 6 | 0
2025 | PJM_ROR_2_TVA_Transmission | PJM_ROR | TVA_Transmission | Internal | Winter | B16 | 25 | 2500 | 2442.42 | 83.6 | 89.6 | 6 | 0
2025 | PJM_ROR_2_TVA_Transmission | PJM_ROR | TVA_Transmission | Internal | Winter | B17 | 100 | 2500 | 0 | 80.98 | 82.26 | 6 | 0
2025 | PJM_ROR_2_TVA_Transmission | PJM_ROR | TVA_Transmission | Internal | Winter | B18 | 400 | 2500 | 0 | 74.8 | 79.47 | 6 | 0
2025 | PJM_ROR_2_TVA_Transmission | PJM_ROR | TVA_Transmission | Internal | Winter | B19 | 700 | 2500 | 0 | 74.36 | 79.1 | 6 | 0
2025 | PJM_ROR_2_TVA_Transmission | PJM_ROR | TVA_Transmission | Internal | Winter | B20 | 935 | 2500 | 2500 | 65.02 | 71.74 | 6 | 0.71
2025 | PJM_ROR_2_VACAR | PJM_ROR | VACAR | Internal | Shoulder | B11 | 25 | 3000 | 3000 | 83.2 | 92.2 | 6 | 3
2025 | PJM_ROR_2_VACAR | PJM_ROR | VACAR | Internal | Shoulder | B12 | 200 | 3000 | 746.23 | 74.18 | 80.18 | 6 | 0
2025 | PJM_ROR_2_VACAR | PJM_ROR | VACAR | Internal | Shoulder | B13 | 600 | 3000 | 0 | 72.37 | 76.26 | 6 | 0
2025 | PJM_ROR_2_VACAR | PJM_ROR | VACAR | Internal | Shoulder | B14 | 900 | 3000 | 0 | 70.58 | 75.44 | 6 | 0
2025 | PJM_ROR_2_VACAR | PJM_ROR | VACAR | Internal | Shoulder | B15 | 1203 | 3000 | 0 | 62.62 | 66.27 | 6 | 0
2025 | PJM_ROR_2_VACAR | PJM_ROR | VACAR | Internal | Summer | B1 | 10 | 3000 | 3000 | 112.43 | 121.06 | 6 | 2.63
2025 | PJM_ROR_2_VACAR | PJM_ROR | VACAR | Internal | Summer | B2 | 25 | 3000 | 3000 | 109.27 | 121.06 | 6 | 5.79
2025 | PJM_ROR_2_VACAR | PJM_ROR | VACAR | Internal | Summer | B3 | 75 | 3000 | 3000 | 109.27 | 117.66 | 6 | 2.39
2025 | PJM_ROR_2_VACAR | PJM_ROR | VACAR | Internal | Summer | B4 | 100 | 3000 | 422.04 | 109.27 | 115.27 | 6 | 0
2025 | PJM_ROR_2_VACAR | PJM_ROR | VACAR | Internal | Summer | B5 | 200 | 3000 | 3000 | 102.38 | 110.38 | 6 | 2
2025 | PJM_ROR_2_VACAR | PJM_ROR | VACAR | Internal | Summer | B6 | 300 | 3000 | 1936.49 | 87.27 | 93.27 | 6 | 0
2025 | PJM_ROR_2_VACAR | PJM_ROR | VACAR | Internal | Summer | B7 | 400 | 3000 | 3000 | 82.21 | 88.31 | 6 | 0.1
2025 | PJM_ROR_2_VACAR | PJM_ROR | VACAR | Internal | Summer | B8 | 500 | 3000 | 1582.75 | 72.44 | 78.44 | 6 | 0
2025 | PJM_ROR_2_VACAR | PJM_ROR | VACAR | Internal | Summer | B9 | 800 | 3000 | 236.48 | 67.96 | 73.96 | 6 | 0
2025 | PJM_ROR_2_VACAR | PJM_ROR | VACAR | Internal | Summer | B10 | 1262 | 3000 | 0 | 63.24 | 64.45 | 6 | 0
2025 | PJM_ROR_2_VACAR | PJM_ROR | VACAR | Internal | Winter | B16 | 25 | 3000 | 3000 | 83.6 | 95.14 | 6 | 5.55
2025 | PJM_ROR_2_VACAR | PJM_ROR | VACAR | Internal | Winter | B17 | 100 | 3000 | 341.87 | 80.98 | 86.98 | 6 | 0
2025 | PJM_ROR_2_VACAR | PJM_ROR | VACAR | Internal | Winter | B18 | 400 | 3000 | 1055.24 | 74.8 | 80.8 | 6 | 0
2025 | PJM_ROR_2_VACAR | PJM_ROR | VACAR | Internal | Winter | B19 | 700 | 3000 | 0 | 74.36 | 79.72 | 6 | 0
2025 | PJM_ROR_2_VACAR | PJM_ROR | VACAR | Internal | Winter | B20 | 935 | 3000 | 0 | 65.02 | 70.33 | 6 | 0
2025 | PJM_ROM_2_NYISO_A-F | PJM_ROM | NYISO_A-F | Internal | Shoulder | B11 | 25 | 2000 | 0 | 83.19 | 51.09 | 6 | 0
2025 | PJM_ROM_2_NYISO_A-F | PJM_ROM | NYISO_A-F | Internal | Shoulder | B12 | 200 | 2000 | 0 | 74.19 | 51.09 | 6 | 0
2025 | PJM_ROM_2_NYISO_A-F | PJM_ROM | NYISO_A-F | Internal | Shoulder | B13 | 600 | 2000 | 0 | 72.38 | 51.09 | 6 | 0
2025 | PJM_ROM_2_NYISO_A-F | PJM_ROM | NYISO_A-F | Internal | Shoulder | B14 | 900 | 2000 | 0 | 70.59 | 51.09 | 6 | 0
2025 | PJM_ROM_2_NYISO_A-F | PJM_ROM | NYISO_A-F | Internal | Shoulder | B15 | 1203 | 2000 | 0 | 62.63 | 51.09 | 6 | 0
2025 | PJM_ROM_2_NYISO_A-F | PJM_ROM | NYISO_A-F | Internal | Summer | B1 | 10 | 2000 | 0 | 112.44 | 65.06 | 6 | 0
2025 | PJM_ROM_2_NYISO_A-F | PJM_ROM | NYISO_A-F | Internal | Summer | B2 | 25 | 2000 | 0 | 109.28 | 67.45 | 6 | 0
2025 | PJM_ROM_2_NYISO_A-F | PJM_ROM | NYISO_A-F | Internal | Summer | B3 | 75 | 2000 | 0 | 109.26 | 73.34 | 6 | 0
2025 | PJM_ROM_2_NYISO_A-F | PJM_ROM | NYISO_A-F | Internal | Summer | B4 | 100 | 2000 | 0 | 109.25 | 67.45 | 6 | 0
2025 | PJM_ROM_2_NYISO_A-F | PJM_ROM | NYISO_A-F | Internal | Summer | B5 | 200 | 2000 | 0 | 102.37 | 65.6 | 6 | 0
2025 | PJM_ROM_2_NYISO_A-F | PJM_ROM | NYISO_A-F | Internal | Summer | B6 | 300 | 2000 | 0 | 87.28 | 59.6 | 6 | 0
2025 | PJM_ROM_2_NYISO_A-F | PJM_ROM | NYISO_A-F | Internal | Summer | B7 | 400 | 2000 | 0 | 82.2 | 65.6 | 6 | 0
2025 | PJM_ROM_2_NYISO_A-F | PJM_ROM | NYISO_A-F | Internal | Summer | B8 | 500 | 2000 | 0 | 72.46 | 58.45 | 6 | 0
2025 | PJM_ROM_2_NYISO_A-F | PJM_ROM | NYISO_A-F | Internal | Summer | B9 | 800 | 2000 | 0 | 67.98 | 58.45 | 6 | 0
2025 | PJM_ROM_2_NYISO_A-F | PJM_ROM | NYISO_A-F | Internal | Summer | B10 | 1262 | 2000 | 0 | 63.25 | 58.45 | 6 | 0
2025 | PJM_ROM_2_NYISO_A-F | PJM_ROM | NYISO_A-F | Internal | Winter | B16 | 25 | 2000 | 0 | 83.61 | 51.09 | 6 | 0
2025 | PJM_ROM_2_NYISO_A-F | PJM_ROM | NYISO_A-F | Internal | Winter | B17 | 100 | 2000 | 0 | 80.99 | 51.09 | 6 | 0
2025 | PJM_ROM_2_NYISO_A-F | PJM_ROM | NYISO_A-F | Internal | Winter | B18 | 400 | 2000 | 0 | 74.81 | 51.09 | 6 | 0
2025 | PJM_ROM_2_NYISO_A-F | PJM_ROM | NYISO_A-F | Internal | Winter | B19 | 700 | 2000 | 0 | 74.37 | 51.09 | 6 | 0
2025 | PJM_ROM_2_NYISO_A-F | PJM_ROM | NYISO_A-F | Internal | Winter | B20 | 935 | 2000 | 0 | 65.04 | 51.09 | 6 | 0
2025 | PJM_ROM_2_PJM_E | PJM_ROM | PJM_E | Internal | Shoulder | B11 | 25 | 8000 | 0 | 83.19 | 83.17 | 0.01 | 0
2025 | PJM_ROM_2_PJM_E | PJM_ROM | PJM_E | Internal | Shoulder | B12 | 200 | 8000 | 0 | 74.19 | 74.18 | 0.01 | 0
2025 | PJM_ROM_2_PJM_E | PJM_ROM | PJM_E | Internal | Shoulder | B13 | 600 | 8000 | 0 | 72.38 | 72.37 | 0.01 | 0
2025 | PJM_ROM_2_PJM_E | PJM_ROM | PJM_E | Internal | Shoulder | B14 | 900 | 8000 | 0 | 70.59 | 70.58 | 0.01 | 0
2025 | PJM_ROM_2_PJM_E | PJM_ROM | PJM_E | Internal | Shoulder | B15 | 1203 | 8000 | 0 | 62.63 | 62.62 | 0.01 | 0
2025 | PJM_ROM_2_PJM_E | PJM_ROM | PJM_E | Internal | Summer | B1 | 10 | 8000 | 0.02 | 112.44 | 112.43 | 0.01 | 0
2025 | PJM_ROM_2_PJM_E | PJM_ROM | PJM_E | Internal | Summer | B2 | 25 | 8000 | 0 | 109.28 | 109.27 | 0.01 | 0
2025 | PJM_ROM_2_PJM_E | PJM_ROM | PJM_E | Internal | Summer | B3 | 75 | 8000 | 0 | 109.26 | 109.25 | 0.01 | 0
2025 | PJM_ROM_2_PJM_E | PJM_ROM | PJM_E | Internal | Summer | B4 | 100 | 8000 | 0 | 109.25 | 109.24 | 0.01 | 0
2025 | PJM_ROM_2_PJM_E | PJM_ROM | PJM_E | Internal | Summer | B5 | 200 | 8000 | 0 | 102.37 | 102.36 | 0.01 | 0
2025 | PJM_ROM_2_PJM_E | PJM_ROM | PJM_E | Internal | Summer | B6 | 300 | 8000 | 0 | 87.28 | 87.27 | 0.01 | 0
2025 | PJM_ROM_2_PJM_E | PJM_ROM | PJM_E | Internal | Summer | B7 | 400 | 8000 | 0 | 82.2 | 82.19 | 0.01 | 0
2025 | PJM_ROM_2_PJM_E | PJM_ROM | PJM_E | Internal | Summer | B8 | 500 | 8000 | 0 | 72.46 | 72.44 | 0.01 | 0
2025 | PJM_ROM_2_PJM_E | PJM_ROM | PJM_E | Internal | Summer | B9 | 800 | 8000 | 0 | 67.98 | 67.96 | 0.01 | 0
2025 | PJM_ROM_2_PJM_E | PJM_ROM | PJM_E | Internal | Summer | B10 | 1262 | 8000 | 0 | 63.25 | 63.24 | 0.01 | 0
2025 | PJM_ROM_2_PJM_E | PJM_ROM | PJM_E | Internal | Winter | B16 | 25 | 8000 | 0 | 83.61 | 83.6 | 0.01 | 0
2025 | PJM_ROM_2_PJM_E | PJM_ROM | PJM_E | Internal | Winter | B17 | 100 | 8000 | 0 | 80.99 | 80.98 | 0.01 | 0
2025 | PJM_ROM_2_PJM_E | PJM_ROM | PJM_E | Internal | Winter | B18 | 400 | 8000 | 689.74 | 74.81 | 74.82 | 0.01 | 0
2025 | PJM_ROM_2_PJM_E | PJM_ROM | PJM_E | Internal | Winter | B19 | 700 | 8000 | 1374.65 | 74.37 | 74.38 | 0.01 | 0
2025 | PJM_ROM_2_PJM_E | PJM_ROM | PJM_E | Internal | Winter | B20 | 935 | 8000 | 1451.99 | 65.04 | 65.05 | 0.01 | 0
2025 | PJM_ROM_2_PJM_ROR | PJM_ROM | PJM_ROR | Internal | Shoulder | B11 | 25 | 8000 | 898.14 | 83.19 | 83.2 | 0.01 | 0
2025 | PJM_ROM_2_PJM_ROR | PJM_ROM | PJM_ROR | Internal | Shoulder | B12 | 200 | 8000 | 0 | 74.19 | 74.18 | 0.01 | 0
2025 | PJM_ROM_2_PJM_ROR | PJM_ROM | PJM_ROR | Internal | Shoulder | B13 | 600 | 8000 | 0 | 72.38 | 72.37 | 0.01 | 0
2025 | PJM_ROM_2_PJM_ROR | PJM_ROM | PJM_ROR | Internal | Shoulder | B14 | 900 | 8000 | 0 | 70.59 | 70.58 | 0.01 | 0
2025 | PJM_ROM_2_PJM_ROR | PJM_ROM | PJM_ROR | Internal | Shoulder | B15 | 1203 | 8000 | 0 | 62.63 | 62.62 | 0.01 | 0
2025 | PJM_ROM_2_PJM_ROR | PJM_ROM | PJM_ROR | Internal | Summer | B1 | 10 | 8000 | 0.02 | 112.44 | 112.43 | 0.01 | 0
2025 | PJM_ROM_2_PJM_ROR | PJM_ROM | PJM_ROR | Internal | Summer | B2 | 25 | 8000 | 0 | 109.28 | 109.27 | 0.01 | 0
2025 | PJM_ROM_2_PJM_ROR | PJM_ROM | PJM_ROR | Internal | Summer | B3 | 75 | 8000 | 2391.41 | 109.26 | 109.27 | 0.01 | 0
2025 | PJM_ROM_2_PJM_ROR | PJM_ROM | PJM_ROR | Internal | Summer | B4 | 100 | 8000 | 5142.21 | 109.25 | 109.27 | 0.01 | 0
2025 | PJM_ROM_2_PJM_ROR | PJM_ROM | PJM_ROR | Internal | Summer | B5 | 200 | 8000 | 2616.54 | 102.37 | 102.38 | 0.01 | 0
2025 | PJM_ROM_2_PJM_ROR | PJM_ROM | PJM_ROR | Internal | Summer | B6 | 300 | 8000 | 0 | 87.28 | 87.27 | 0.01 | 0
2025 | PJM_ROM_2_PJM_ROR | PJM_ROM | PJM_ROR | Internal | Summer | B7 | 400 | 8000 | 819.3 | 82.2 | 82.21 | 0.01 | 0
2025 | PJM_ROM_2_PJM_ROR | PJM_ROM | PJM_ROR | Internal | Summer | B8 | 500 | 8000 | 0 | 72.46 | 72.44 | 0.01 | 0
2025 | PJM_ROM_2_PJM_ROR | PJM_ROM | PJM_ROR | Internal | Summer | B9 | 800 | 8000 | 0 | 67.98 | 67.96 | 0.01 | 0
2025 | PJM_ROM_2_PJM_ROR | PJM_ROM | PJM_ROR | Internal | Summer | B10 | 1262 | 8000 | 0 | 63.25 | 63.24 | 0.01 | 0
2025 | PJM_ROM_2_PJM_ROR | PJM_ROM | PJM_ROR | Internal | Winter | B16 | 25 | 8000 | 0 | 83.61 | 83.6 | 0.01 | 0
2025 | PJM_ROM_2_PJM_ROR | PJM_ROM | PJM_ROR | Internal | Winter | B17 | 100 | 8000 | 0 | 80.99 | 80.98 | 0.01 | 0
2025 | PJM_ROM_2_PJM_ROR | PJM_ROM | PJM_ROR | Internal | Winter | B18 | 400 | 8000 | 0 | 74.81 | 74.8 | 0.01 | 0
2025 | PJM_ROM_2_PJM_ROR | PJM_ROM | PJM_ROR | Internal | Winter | B19 | 700 | 8000 | 0 | 74.37 | 74.36 | 0.01 | 0
2025 | PJM_ROM_2_PJM_ROR | PJM_ROM | PJM_ROR | Internal | Winter | B20 | 935 | 8000 | 0 | 65.04 | 65.02 | 0.01 | 0
2025 | SOCO_2_ENT | SOCO | ENT | Internal | Shoulder | B11 | 25 | 2400 | 0 | 99.2 | 86.22 | 10 | 0
2025 | SOCO_2_ENT | SOCO | ENT | Internal | Shoulder | B12 | 200 | 2400 | 0 | 77.62 | 73.68 | 10 | 0
2025 | SOCO_2_ENT | SOCO | ENT | Internal | Shoulder | B13 | 600 | 2400 | 0 | 75.26 | 73.14 | 10 | 0
2025 | SOCO_2_ENT | SOCO | ENT | Internal | Shoulder | B14 | 900 | 2400 | 0 | 75.26 | 70.69 | 10 | 0
2025 | SOCO_2_ENT | SOCO | ENT | Internal | Shoulder | B15 | 1203 | 2400 | 0 | 72.62 | 69.74 | 10 | 0
2025 | SOCO_2_ENT | SOCO | ENT | Internal | Summer | B1 | 10 | 2400 | 0 | 125.69 | 117.69 | 10 | 0
2025 | SOCO_2_ENT | SOCO | ENT | Internal | Summer | B2 | 25 | 2400 | 0 | 121.83 | 113.83 | 10 | 0
2025 | SOCO_2_ENT | SOCO | ENT | Internal | Summer | B3 | 75 | 2400 | 0 | 120.44 | 113.83 | 10 | 0
2025 | SOCO_2_ENT | SOCO | ENT | Internal | Summer | B4 | 100 | 2400 | 0 | 120.44 | 112.44 | 10 | 0
2025 | SOCO_2_ENT | SOCO | ENT | Internal | Summer | B5 | 200 | 2400 | 0 | 117.38 | 107.88 | 10 | 0
2025 | SOCO_2_ENT | SOCO | ENT | Internal | Summer | B6 | 300 | 2400 | 0 | 100.27 | 92.27 | 10 | 0
2025 | SOCO_2_ENT | SOCO | ENT | Internal | Summer | B7 | 400 | 2400 | 0 | 95.31 | 82.63 | 10 | 0
2025 | SOCO_2_ENT | SOCO | ENT | Internal | Summer | B8 | 500 | 2400 | 0 | 85.44 | 72.16 | 10 | 0
2025 | SOCO_2_ENT | SOCO | ENT | Internal | Summer | B9 | 800 | 2400 | 0 | 73.81 | 71.63 | 10 | 0
2025 | SOCO_2_ENT | SOCO | ENT | Internal | Summer | B10 | 1262 | 2400 | 0 | 71.22 | 69.24 | 10 | 0
2025 | SOCO_2_ENT | SOCO | ENT | Internal | Winter | B16 | 25 | 2400 | 0 | 98.61 | 81.6 | 10 | 0
2025 | SOCO_2_ENT | SOCO | ENT | Internal | Winter | B17 | 100 | 2400 | 0 | 84.66 | 76.66 | 10 | 0
2025 | SOCO_2_ENT | SOCO | ENT | Internal | Winter | B18 | 400 | 2400 | 0 | 77.08 | 76.47 | 10 | 0
2025 | SOCO_2_ENT | SOCO | ENT | Internal | Winter | B19 | 700 | 2400 | 0 | 77.08 | 73.56 | 10 | 0
2025 | SOCO_2_ENT | SOCO | ENT | Internal | Winter | B20 | 935 | 2400 | 0 | 75.5 | 71.81 | 10 | 0
2025 | SOCO_2_FRCC | SOCO | FRCC | Internal | Shoulder | B11 | 25 | 3700 | 3411.62 | 99.2 | 109.2 | 10 | 0
2025 | SOCO_2_FRCC | SOCO | FRCC | Internal | Shoulder | B12 | 200 | 3700 | 0 | 77.62 | 81.24 | 10 | 0
2025 | SOCO_2_FRCC | SOCO | FRCC | Internal | Shoulder | B13 | 600 | 3700 | 0 | 75.26 | 81.24 | 10 | 0
2025 | SOCO_2_FRCC | SOCO | FRCC | Internal | Shoulder | B14 | 900 | 3700 | 0 | 75.26 | 77.85 | 10 | 0
2025 | SOCO_2_FRCC | SOCO | FRCC | Internal | Shoulder | B15 | 1203 | 3700 | 0 | 72.62 | 77.85 | 10 | 0
2025 | SOCO_2_FRCC | SOCO | FRCC | Internal | Summer | B1 | 10 | 3700 | 219.39 | 125.69 | 135.69 | 10 | 0
2025 | SOCO_2_FRCC | SOCO | FRCC | Internal | Summer | B2 | 25 | 3700 | 0 | 121.83 | 125.11 | 10 | 0
2025 | SOCO_2_FRCC | SOCO | FRCC | Internal | Summer | B3 | 75 | 3700 | 0 | 120.44 | 125.11 | 10 | 0
2025 | SOCO_2_FRCC | SOCO | FRCC | Internal | Summer | B4 | 100 | 3700 | 0 | 120.44 | 125.11 | 10 | 0
2025 | SOCO_2_FRCC | SOCO | FRCC | Internal | Summer | B5 | 200 | 3700 | 0 | 117.38 | 125.11 | 10 | 0
2025 | SOCO_2_FRCC | SOCO | FRCC | Internal | Summer | B6 | 300 | 3700 | 454.61 | 100.27 | 110.27 | 10 | 0
2025 | SOCO_2_FRCC | SOCO | FRCC | Internal | Summer | B7 | 400 | 3700 | 0 | 95.31 | 92.02 | 10 | 0
2025 | SOCO_2_FRCC | SOCO | FRCC | Internal | Summer | B8 | 500 | 3700 | 0 | 85.44 | 80.4 | 10 | 0
2025 | SOCO_2_FRCC | SOCO | FRCC | Internal | Summer | B9 | 800 | 3700 | 0 | 73.81 | 77.04 | 10 | 0
2025 | SOCO_2_FRCC | SOCO | FRCC | Internal | Summer | B10 | 1262 | 3700 | 0 | 71.22 | 77.04 | 10 | 0
2025 | SOCO_2_FRCC | SOCO | FRCC | Internal | Winter | B16 | 25 | 3700 | 0 | 98.61 | 106.57 | 10 | 0
2025 | SOCO_2_FRCC | SOCO | FRCC | Internal | Winter | B17 | 100 | 3700 | 0 | 84.66 | 83.81 | 10 | 0
2025 | SOCO_2_FRCC | SOCO | FRCC | Internal | Winter | B18 | 400 | 3700 | 0 | 77.08 | 82.26 | 10 | 0
2025 | SOCO_2_FRCC | SOCO | FRCC | Internal | Winter | B19 | 700 | 3700 | 0 | 77.08 | 80.3 | 10 | 0
2025 | SOCO_2_FRCC | SOCO | FRCC | Internal | Winter | B20 | 935 | 3700 | 0 | 75.5 | 80.3 | 10 | 0
2025 | SOCO_2_TVA_Transmission | SOCO | TVA_Transmission | Internal | Shoulder | B11 | 25 | 2600 | 0 | 99.2 | 90.2 | 10 | 0
2025 | SOCO_2_TVA_Transmission | SOCO | TVA_Transmission | Internal | Shoulder | B12 | 200 | 2600 | 0 | 77.62 | 77.95 | 10 | 0
2025 | SOCO_2_TVA_Transmission | SOCO | TVA_Transmission | Internal | Shoulder | B13 | 600 | 2600 | 0 | 75.26 | 76.93 | 10 | 0
2025 | SOCO_2_TVA_Transmission | SOCO | TVA_Transmission | Internal | Shoulder | B14 | 900 | 2600 | 0 | 75.26 | 75.73 | 10 | 0
2025 | SOCO_2_TVA_Transmission | SOCO | TVA_Transmission | Internal | Shoulder | B15 | 1203 | 2600 | 0 | 72.62 | 69.74 | 10 | 0
2025 | SOCO_2_TVA_Transmission | SOCO | TVA_Transmission | Internal | Summer | B1 | 10 | 2600 | 0 | 125.69 | 118.44 | 10 | 0
2025 | SOCO_2_TVA_Transmission | SOCO | TVA_Transmission | Internal | Summer | B2 | 25 | 2600 | 0 | 121.83 | 117.53 | 10 | 0
2025 | SOCO_2_TVA_Transmission | SOCO | TVA_Transmission | Internal | Summer | B3 | 75 | 2600 | 0 | 120.44 | 115.27 | 10 | 0
2025 | SOCO_2_TVA_Transmission | SOCO | TVA_Transmission | Internal | Summer | B4 | 100 | 2600 | 0 | 120.44 | 115.27 | 10 | 0
2025 | SOCO_2_TVA_Transmission | SOCO | TVA_Transmission | Internal | Summer | B5 | 200 | 2600 | 0 | 117.38 | 108.38 | 10 | 0
2025 | SOCO_2_TVA_Transmission | SOCO | TVA_Transmission | Internal | Summer | B6 | 300 | 2600 | 0 | 100.27 | 91.98 | 10 | 0
2025 | SOCO_2_TVA_Transmission | SOCO | TVA_Transmission | Internal | Summer | B7 | 400 | 2600 | 0 | 95.31 | 86.92 | 10 | 0
2025 | SOCO_2_TVA_Transmission | SOCO | TVA_Transmission | Internal | Summer | B8 | 500 | 2600 | 0 | 85.44 | 77.42 | 10 | 0
2025 | SOCO_2_TVA_Transmission | SOCO | TVA_Transmission | Internal | Summer | B9 | 800 | 2600 | 0 | 73.81 | 73.91 | 10 | 0
2025 | SOCO_2_TVA_Transmission | SOCO | TVA_Transmission | Internal | Summer | B10 | 1262 | 2600 | 0 | 71.22 | 69.24 | 10 | 0
2025 | SOCO_2_TVA_Transmission | SOCO | TVA_Transmission | Internal | Winter | B16 | 25 | 2600 | 0 | 98.61 | 89.6 | 10 | 0
2025 | SOCO_2_TVA_Transmission | SOCO | TVA_Transmission | Internal | Winter | B17 | 100 | 2600 | 0 | 84.66 | 82.26 | 10 | 0
2025 | SOCO_2_TVA_Transmission | SOCO | TVA_Transmission | Internal | Winter | B18 | 400 | 2600 | 0 | 77.08 | 79.47 | 10 | 0
2025 | SOCO_2_TVA_Transmission | SOCO | TVA_Transmission | Internal | Winter | B19 | 700 | 2600 | 0 | 77.08 | 79.1 | 10 | 0
2025 | SOCO_2_TVA_Transmission | SOCO | TVA_Transmission | Internal | Winter | B20 | 935 | 2600 | 0 | 75.5 | 71.74 | 10 | 0
2025 | SOCO_2_VACAR | SOCO | VACAR | Internal | Shoulder | B11 | 25 | 2000 | 0 | 99.2 | 92.2 | 10 | 0
2025 | SOCO_2_VACAR | SOCO | VACAR | Internal | Shoulder | B12 | 200 | 2000 | 0 | 77.62 | 80.18 | 10 | 0
2025 | SOCO_2_VACAR | SOCO | VACAR | Internal | Shoulder | B13 | 600 | 2000 | 0 | 75.26 | 76.26 | 10 | 0
2025 | SOCO_2_VACAR | SOCO | VACAR | Internal | Shoulder | B14 | 900 | 2000 | 0 | 75.26 | 75.44 | 10 | 0
2025 | SOCO_2_VACAR | SOCO | VACAR | Internal | Shoulder | B15 | 1203 | 2000 | 0 | 72.62 | 66.27 | 10 | 0
2025 | SOCO_2_VACAR | SOCO | VACAR | Internal | Summer | B1 | 10 | 2000 | 0 | 125.69 | 121.06 | 10 | 0
2025 | SOCO_2_VACAR | SOCO | VACAR | Internal | Summer | B2 | 25 | 2000 | 0 | 121.83 | 121.06 | 10 | 0
2025 | SOCO_2_VACAR | SOCO | VACAR | Internal | Summer | B3 | 75 | 2000 | 0 | 120.44 | 117.66 | 10 | 0
2025 | SOCO_2_VACAR | SOCO | VACAR | Internal | Summer | B4 | 100 | 2000 | 0 | 120.44 | 115.27 | 10 | 0
2025 | SOCO_2_VACAR | SOCO | VACAR | Internal | Summer | B5 | 200 | 2000 | 0 | 117.38 | 110.38 | 10 | 0
2025 | SOCO_2_VACAR | SOCO | VACAR | Internal | Summer | B6 | 300 | 2000 | 0 | 100.27 | 93.27 | 10 | 0
2025 | SOCO_2_VACAR | SOCO | VACAR | Internal | Summer | B7 | 400 | 2000 | 0 | 95.31 | 88.31 | 10 | 0
2025 | SOCO_2_VACAR | SOCO | VACAR | Internal | Summer | B8 | 500 | 2000 | 0 | 85.44 | 78.44 | 10 | 0
2025 | SOCO_2_VACAR | SOCO | VACAR | Internal | Summer | B9 | 800 | 2000 | 0 | 73.81 | 73.96 | 10 | 0
2025 | SOCO_2_VACAR | SOCO | VACAR | Internal | Summer | B10 | 1262 | 2000 | 0 | 71.22 | 64.45 | 10 | 0
2025 | SOCO_2_VACAR | SOCO | VACAR | Internal | Winter | B16 | 25 | 2000 | 0 | 98.61 | 95.14 | 10 | 0
2025 | SOCO_2_VACAR | SOCO | VACAR | Internal | Winter | B17 | 100 | 2000 | 0 | 84.66 | 86.98 | 10 | 0
2025 | SOCO_2_VACAR | SOCO | VACAR | Internal | Winter | B18 | 400 | 2000 | 0 | 77.08 | 80.8 | 10 | 0
2025 | SOCO_2_VACAR | SOCO | VACAR | Internal | Winter | B19 | 700 | 2000 | 0 | 77.08 | 79.72 | 10 | 0
2025 | SOCO_2_VACAR | SOCO | VACAR | Internal | Winter | B20 | 935 | 2000 | 0 | 75.5 | 70.33 | 10 | 0
2025 | SPP_N_2_ENT | SPP_N | ENT | Internal | Shoulder | B11 | 25 | 1800 | 1799.98 | 81.21 | 86.22 | 5 | 0.01
2025 | SPP_N_2_ENT | SPP_N | ENT | Internal | Shoulder | B12 | 200 | 1800 | 0 | 70.64 | 73.68 | 5 | 0
2025 | SPP_N_2_ENT | SPP_N | ENT | Internal | Shoulder | B13 | 600 | 1800 | 0 | 70.49 | 73.14 | 5 | 0
2025 | SPP_N_2_ENT | SPP_N | ENT | Internal | Shoulder | B14 | 900 | 1800 | 1800 | 63.68 | 70.69 | 5 | 2.01
2025 | SPP_N_2_ENT | SPP_N | ENT | Internal | Shoulder | B15 | 1203 | 1800 | 1800 | 61.36 | 69.74 | 5 | 3.38
2025 | SPP_N_2_ENT | SPP_N | ENT | Internal | Summer | B1 | 10 | 1800 | 1800 | 108.83 | 117.69 | 5 | 3.86
2025 | SPP_N_2_ENT | SPP_N | ENT | Internal | Summer | B2 | 25 | 1800 | 1278.43 | 108.83 | 113.83 | 5 | 0
2025 | SPP_N_2_ENT | SPP_N | ENT | Internal | Summer | B3 | 75 | 1800 | 137.16 | 108.83 | 113.83 | 5 | 0
2025 | SPP_N_2_ENT | SPP_N | ENT | Internal | Summer | B4 | 100 | 1800 | 702.86 | 107.44 | 112.44 | 5 | 0
2025 | SPP_N_2_ENT | SPP_N | ENT | Internal | Summer | B5 | 200 | 1800 | 1372.74 | 102.88 | 107.88 | 5 | 0
2025 | SPP_N_2_ENT | SPP_N | ENT | Internal | Summer | B6 | 300 | 1800 | 0 | 88.4 | 92.27 | 5 | 0
2025 | SPP_N_2_ENT | SPP_N | ENT | Internal | Summer | B7 | 400 | 1800 | 0 | 81 | 82.63 | 5 | 0
2025 | SPP_N_2_ENT | SPP_N | ENT | Internal | Summer | B8 | 500 | 1800 | 0 | 71.41 | 72.16 | 5 | 0
2025 | SPP_N_2_ENT | SPP_N | ENT | Internal | Summer | B9 | 800 | 1800 | 0 | 69.09 | 71.63 | 5 | 0
2025 | SPP_N_2_ENT | SPP_N | ENT | Internal | Summer | B10 | 1262 | 1800 | 1296.7 | 64.24 | 69.24 | 5 | 0
2025 | SPP_N_2_ENT | SPP_N | ENT | Internal | Winter | B16 | 25 | 1800 | 1800 | 73.7 | 81.6 | 5 | 2.9
2025 | SPP_N_2_ENT | SPP_N | ENT | Internal | Winter | B17 | 100 | 1800 | 1800 | 71.65 | 76.66 | 5 | 0.01
2025 | SPP_N_2_ENT | SPP_N | ENT | Internal | Winter | B18 | 400 | 1800 | 0 | 71.64 | 76.47 | 5 | 0
2025 | SPP_N_2_ENT | SPP_N | ENT | Internal | Winter | B19 | 700 | 1800 | 1643.54 | 68.56 | 73.56 | 5 | 0
2025 | SPP_N_2_ENT | SPP_N | ENT | Internal | Winter | B20 | 935 | 1800 | 1800 | 64.12 | 71.81 | 5 | 2.69
2025 | SPP_N_2_MISO_MO-IL | SPP_N | MISO_MO-IL | Internal | Shoulder | B11 | 25 | 2000 | 0 | 81.21 | 82.2 | 5 | 0
2025 | SPP_N_2_MISO_MO-IL | SPP_N | MISO_MO-IL | Internal | Shoulder | B12 | 200 | 2000 | 785.58 | 70.64 | 75.64 | 5 | 0
2025 | SPP_N_2_MISO_MO-IL | SPP_N | MISO_MO-IL | Internal | Shoulder | B13 | 600 | 2000 | 0 | 70.49 | 74.37 | 5 | 0
2025 | SPP_N_2_MISO_MO-IL | SPP_N | MISO_MO-IL | Internal | Shoulder | B14 | 900 | 2000 | 1167.28 | 63.68 | 68.68 | 5 | 0
2025 | SPP_N_2_MISO_MO-IL | SPP_N | MISO_MO-IL | Internal | Shoulder | B15 | 1203 | 2000 | 0 | 61.36 | 61.74 | 5 | 0
2025 | SPP_N_2_MISO_MO-IL | SPP_N | MISO_MO-IL | Internal | Summer | B1 | 10 | 2000 | 0 | 108.83 | 110.44 | 5 | 0
2025 | SPP_N_2_MISO_MO-IL | SPP_N | MISO_MO-IL | Internal | Summer | B2 | 25 | 2000 | 0 | 108.83 | 109.53 | 5 | 0
2025 | SPP_N_2_MISO_MO-IL | SPP_N | MISO_MO-IL | Internal | Summer | B3 | 75 | 2000 | 0 | 108.83 | 108.49 | 5 | 0
2025 | SPP_N_2_MISO_MO-IL | SPP_N | MISO_MO-IL | Internal | Summer | B4 | 100 | 2000 | 0 | 107.44 | 107.28 | 5 | 0
2025 | SPP_N_2_MISO_MO-IL | SPP_N | MISO_MO-IL | Internal | Summer | B5 | 200 | 2000 | 0 | 102.88 | 100.38 | 5 | 0
2025 | SPP_N_2_MISO_MO-IL | SPP_N | MISO_MO-IL | Internal | Summer | B6 | 300 | 2000 | 0 | 88.4 | 85.29 | 5 | 0
2025 | SPP_N_2_MISO_MO-IL | SPP_N | MISO_MO-IL | Internal | Summer | B7 | 400 | 2000 | 0 | 81 | 80.21 | 5 | 0
2025 | SPP_N_2_MISO_MO-IL | SPP_N | MISO_MO-IL | Internal | Summer | B8 | 500 | 2000 | 0 | 71.41 | 73.14 | 5 | 0
2025 | SPP_N_2_MISO_MO-IL | SPP_N | MISO_MO-IL | Internal | Summer | B9 | 800 | 2000 | 0 | 69.09 | 66.4 | 5 | 0
2025 | SPP_N_2_MISO_MO-IL | SPP_N | MISO_MO-IL | Internal | Summer | B10 | 1262 | 2000 | 0 | 64.24 | 61.24 | 5 | 0
2025 | SPP_N_2_MISO_MO-IL | SPP_N | MISO_MO-IL | Internal | Winter | B16 | 25 | 2000 | 2000 | 73.7 | 81.6 | 5 | 2.9
2025 | SPP_N_2_MISO_MO-IL | SPP_N | MISO_MO-IL | Internal | Winter | B17 | 100 | 2000 | 2000 | 71.65 | 78.98 | 5 | 2.32
2025 | SPP_N_2_MISO_MO-IL | SPP_N | MISO_MO-IL | Internal | Winter | B18 | 400 | 2000 | 0 | 71.64 | 75 | 5 | 0
2025 | SPP_N_2_MISO_MO-IL | SPP_N | MISO_MO-IL | Internal | Winter | B19 | 700 | 2000 | 232.48 | 68.56 | 73.56 | 5 | 0
2025 | SPP_N_2_MISO_MO-IL | SPP_N | MISO_MO-IL | Internal | Winter | B20 | 935 | 2000 | 0 | 64.12 | 63.81 | 5 | 0
2025 | SPP_N_2_MISO_W | SPP_N | MISO_W | Internal | Shoulder | B11 | 25 | 750 | 0 | 81.21 | 81.2 | 5 | 0
2025 | SPP_N_2_MISO_W | SPP_N | MISO_W | Internal | Shoulder | B12 | 200 | 750 | 0 | 70.64 | 69.94 | 5 | 0
2025 | SPP_N_2_MISO_W | SPP_N | MISO_W | Internal | Shoulder | B13 | 600 | 750 | 0 | 70.49 | 67.39 | 5 | 0
2025 | SPP_N_2_MISO_W | SPP_N | MISO_W | Internal | Shoulder | B14 | 900 | 750 | 0 | 63.68 | 56.68 | 5 | 0
2025 | SPP_N_2_MISO_W | SPP_N | MISO_W | Internal | Shoulder | B15 | 1203 | 750 | 0 | 61.36 | 54.36 | 5 | 0
2025 | SPP_N_2_MISO_W | SPP_N | MISO_W | Internal | Summer | B1 | 10 | 750 | 0 | 108.83 | 110.43 | 5 | 0
2025 | SPP_N_2_MISO_W | SPP_N | MISO_W | Internal | Summer | B2 | 25 | 750 | 0 | 108.83 | 107.26 | 5 | 0
2025 | SPP_N_2_MISO_W | SPP_N | MISO_W | Internal | Summer | B3 | 75 | 750 | 0 | 108.83 | 108.48 | 5 | 0
2025 | SPP_N_2_MISO_W | SPP_N | MISO_W | Internal | Summer | B4 | 100 | 750 | 0 | 107.44 | 107.27 | 5 | 0
2025 | SPP_N_2_MISO_W | SPP_N | MISO_W | Internal | Summer | B5 | 200 | 750 | 0 | 102.88 | 100.37 | 5 | 0
2025 | SPP_N_2_MISO_W | SPP_N | MISO_W | Internal | Summer | B6 | 300 | 750 | 0 | 88.4 | 85.28 | 5 | 0
2025 | SPP_N_2_MISO_W | SPP_N | MISO_W | Internal | Summer | B7 | 400 | 750 | 0 | 81 | 80.2 | 5 | 0
2025 | SPP_N_2_MISO_W | SPP_N | MISO_W | Internal | Summer | B8 | 500 | 750 | 0 | 71.41 | 68.17 | 5 | 0
2025 | SPP_N_2_MISO_W | SPP_N | MISO_W | Internal | Summer | B9 | 800 | 750 | 0 | 69.09 | 65.95 | 5 | 0
2025 | SPP_N_2_MISO_W | SPP_N | MISO_W | Internal | Summer | B10 | 1262 | 750 | 0 | 64.24 | 57.24 | 5 | 0
2025 | SPP_N_2_MISO_W | SPP_N | MISO_W | Internal | Winter | B16 | 25 | 750 | 0 | 73.7 | 64.12 | 5 | 0
2025 | SPP_N_2_MISO_W | SPP_N | MISO_W | Internal | Winter | B17 | 100 | 750 | 0 | 71.65 | 64.64 | 5 | 0
2025 | SPP_N_2_MISO_W | SPP_N | MISO_W | Internal | Winter | B18 | 400 | 750 | 0 | 71.64 | 64.64 | 5 | 0
2025 | SPP_N_2_MISO_W | SPP_N | MISO_W | Internal | Winter | B19 | 700 | 750 | 0 | 68.56 | 64.64 | 5 | 0
2025 | SPP_N_2_MISO_W | SPP_N | MISO_W | Internal | Winter | B20 | 935 | 750 | 0 | 64.12 | 57.12 | 5 | 0
2025 | SPP_N_2_NE | SPP_N | NE | Internal | Shoulder | B11 | 25 | 332 | 0 | 81.21 | 81.2 | 0.01 | 0
2025 | SPP_N_2_NE | SPP_N | NE | Internal | Shoulder | B12 | 200 | 332 | 0 | 70.64 | 70.62 | 0.01 | 0
2025 | SPP_N_2_NE | SPP_N | NE | Internal | Shoulder | B13 | 600 | 332 | 0 | 70.49 | 70.48 | 0.01 | 0
2025 | SPP_N_2_NE | SPP_N | NE | Internal | Shoulder | B14 | 900 | 332 | 0 | 63.68 | 63.67 | 0.01 | 0
2025 | SPP_N_2_NE | SPP_N | NE | Internal | Shoulder | B15 | 1203 | 332 | 0 | 61.36 | 61.35 | 0.01 | 0
2025 | SPP_N_2_NE | SPP_N | NE | Internal | Summer | B1 | 10 | 332 | 332 | 108.83 | 110.43 | 0.01 | 1.59
2025 | SPP_N_2_NE | SPP_N | NE | Internal | Summer | B2 | 25 | 332 | 0 | 108.83 | 108.82 | 0.01 | 0
2025 | SPP_N_2_NE | SPP_N | NE | Internal | Summer | B3 | 75 | 332 | 0 | 108.83 | 108.82 | 0.01 | 0
2025 | SPP_N_2_NE | SPP_N | NE | Internal | Summer | B4 | 100 | 332 | 0 | 107.44 | 107.43 | 0.01 | 0
2025 | SPP_N_2_NE | SPP_N | NE | Internal | Summer | B5 | 200 | 332 | 0 | 102.88 | 102.86 | 0.01 | 0
2025 | SPP_N_2_NE | SPP_N | NE | Internal | Summer | B6 | 300 | 332 | 0 | 88.4 | 88.39 | 0.01 | 0
2025 | SPP_N_2_NE | SPP_N | NE | Internal | Summer | B7 | 400 | 332 | 0 | 81 | 80.99 | 0.01 | 0
2025 | SPP_N_2_NE | SPP_N | NE | Internal | Summer | B8 | 500 | 332 | 0 | 71.41 | 71.39 | 0.01 | 0
2025 | SPP_N_2_NE | SPP_N | NE | Internal | Summer | B9 | 800 | 332 | 0 | 69.09 | 69.08 | 0.01 | 0
2025 | SPP_N_2_NE | SPP_N | NE | Internal | Summer | B10 | 1262 | 332 | 0 | 64.24 | 64.23 | 0.01 | 0
2025 | SPP_N_2_NE | SPP_N | NE | Internal | Winter | B16 | 25 | 332 | 0 | 73.7 | 71.12 | 0.01 | 0
2025 | SPP_N_2_NE | SPP_N | NE | Internal | Winter | B17 | 100 | 332 | 0 | 71.65 | 71.64 | 0.01 | 0
2025 | SPP_N_2_NE | SPP_N | NE | Internal | Winter | B18 | 400 | 332 | 0 | 71.64 | 71.63 | 0.01 | 0
2025 | SPP_N_2_NE | SPP_N | NE | Internal | Winter | B19 | 700 | 332 | 0 | 68.56 | 68.55 | 0.01 | 0
2025 | SPP_N_2_NE | SPP_N | NE | Internal | Winter | B20 | 935 | 332 | 0 | 64.12 | 64.11 | 0.01 | 0
2025 | SPP_N_2_SPP_S | SPP_N | SPP_S | Internal | Shoulder | B11 | 25 | 4000 | 5.77 | 81.21 | 81.22 | 0.01 | 0
2025 | SPP_N_2_SPP_S | SPP_N | SPP_S | Internal | Shoulder | B12 | 200 | 4000 | 787.59 | 70.64 | 70.65 | 0.01 | 0
2025 | SPP_N_2_SPP_S | SPP_N | SPP_S | Internal | Shoulder | B13 | 600 | 4000 | 2243.18 | 70.49 | 70.5 | 0.01 | 0
2025 | SPP_N_2_SPP_S | SPP_N | SPP_S | Internal | Shoulder | B14 | 900 | 4000 | 1266.54 | 63.68 | 63.69 | 0.01 | 0
2025 | SPP_N_2_SPP_S | SPP_N | SPP_S | Internal | Shoulder | B15 | 1203 | 4000 | 2154.7 | 61.36 | 61.37 | 0.01 | 0
2025 | SPP_N_2_SPP_S | SPP_N | SPP_S | Internal | Summer | B1 | 10 | 4000 | 0 | 108.83 | 82.44 | 0.01 | 0
2025 | SPP_N_2_SPP_S | SPP_N | SPP_S | Internal | Summer | B2 | 25 | 4000 | 0 | 108.83 | 100.23 | 0.01 | 0
2025 | SPP_N_2_SPP_S | SPP_N | SPP_S | Internal | Summer | B3 | 75 | 4000 | 0 | 108.83 | 101.08 | 0.01 | 0
2025 | SPP_N_2_SPP_S | SPP_N | SPP_S | Internal | Summer | B4 | 100 | 4000 | 0 | 107.44 | 100.23 | 0.01 | 0
2025 | SPP_N_2_SPP_S | SPP_N | SPP_S | Internal | Summer | B5 | 200 | 4000 | 0 | 102.88 | 100.23 | 0.01 | 0
2025 | SPP_N_2_SPP_S | SPP_N | SPP_S | Internal | Summer | B6 | 300 | 4000 | 296.22 | 88.4 | 88.41 | 0.01 | 0
2025 | SPP_N_2_SPP_S | SPP_N | SPP_S | Internal | Summer | B7 | 400 | 4000 | 1224.24 | 81 | 81.01 | 0.01 | 0
2025 | SPP_N_2_SPP_S | SPP_N | SPP_S | Internal | Summer | B8 | 500 | 4000 | 1930.81 | 71.41 | 71.42 | 0.01 | 0
2025 | SPP_N_2_SPP_S | SPP_N | SPP_S | Internal | Summer | B9 | 800 | 4000 | 1343.26 | 69.09 | 69.11 | 0.01 | 0
2025 | SPP_N_2_SPP_S | SPP_N | SPP_S | Internal | Summer | B10 | 1262 | 4000 | 3099.99 | 64.24 | 64.25 | 0.01 | 0
2025 | SPP_N_2_SPP_S | SPP_N | SPP_S | Internal | Winter | B16 | 25 | 4000 | 1998.94 | 73.7 | 73.71 | 0.01 | 0
2025 | SPP_N_2_SPP_S | SPP_N | SPP_S | Internal | Winter | B17 | 100 | 4000 | 2710.3 | 71.65 | 71.66 | 0.01 | 0
2025 | SPP_N_2_SPP_S | SPP_N | SPP_S | Internal | Winter | B18 | 400 | 4000 | 2578.79 | 71.64 | 71.65 | 0.01 | 0
2025 | SPP_N_2_SPP_S | SPP_N | SPP_S | Internal | Winter | B19 | 700 | 4000 | 1219.51 | 68.56 | 68.57 | 0.01 | 0
2025 | SPP_N_2_SPP_S | SPP_N | SPP_S | Internal | Winter | B20 | 935 | 4000 | 1217.31 | 64.12 | 64.13 | 0.01 | 0
2025 | SPP_S_2_ENT | SPP_S | ENT | Internal | Shoulder | B11 | 25 | 850 | 101.79 | 81.22 | 86.22 | 5 | 0
2025 | SPP_S_2_ENT | SPP_S | ENT | Internal | Shoulder | B12 | 200 | 850 | 0 | 70.65 | 73.68 | 5 | 0
2025 | SPP_S_2_ENT | SPP_S | ENT | Internal | Shoulder | B13 | 600 | 850 | 0 | 70.5 | 73.14 | 5 | 0
2025 | SPP_S_2_ENT | SPP_S | ENT | Internal | Shoulder | B14 | 900 | 850 | 850 | 63.69 | 70.69 | 5 | 2
2025 | SPP_S_2_ENT | SPP_S | ENT | Internal | Shoulder | B15 | 1203 | 850 | 850 | 61.37 | 69.74 | 5 | 3.37
2025 | SPP_S_2_ENT | SPP_S | ENT | Internal | Summer | B1 | 10 | 850 | 850 | 82.44 | 117.69 | 5 | 30.25
2025 | SPP_S_2_ENT | SPP_S | ENT | Internal | Summer | B2 | 25 | 850 | 850 | 100.23 | 113.83 | 5 | 8.6
2025 | SPP_S_2_ENT | SPP_S | ENT | Internal | Summer | B3 | 75 | 850 | 850 | 101.08 | 113.83 | 5 | 7.75
2025 | SPP_S_2_ENT | SPP_S | ENT | Internal | Summer | B4 | 100 | 850 | 850 | 100.23 | 112.44 | 5 | 7.21
2025 | SPP_S_2_ENT | SPP_S | ENT | Internal | Summer | B5 | 200 | 850 | 850 | 100.23 | 107.88 | 5 | 2.65
2025 | SPP_S_2_ENT | SPP_S | ENT | Internal | Summer | B6 | 300 | 850 | 0 | 88.41 | 92.27 | 5 | 0
2025 | SPP_S_2_ENT | SPP_S | ENT | Internal | Summer | B7 | 400 | 850 | 0 | 81.01 | 82.63 | 5 | 0
2025 | SPP_S_2_ENT | SPP_S | ENT | Internal | Summer | B8 | 500 | 850 | 0 | 71.42 | 72.16 | 5 | 0
2025 | SPP_S_2_ENT | SPP_S | ENT | Internal | Summer | B9 | 800 | 850 | 0 | 69.11 | 71.63 | 5 | 0
2025 | SPP_S_2_ENT | SPP_S | ENT | Internal | Summer | B10 | 1262 | 850 | 0 | 64.25 | 69.24 | 5 | 0
2025 | SPP_S_2_ENT | SPP_S | ENT | Internal | Winter | B16 | 25 | 850 | 850 | 73.71 | 81.6 | 5 | 2.88
2025 | SPP_S_2_ENT | SPP_S | ENT | Internal | Winter | B17 | 100 | 850 | 169.3 | 71.66 | 76.66 | 5 | 0
2025 | SPP_S_2_ENT | SPP_S | ENT | Internal | Winter | B18 | 400 | 850 | 0 | 71.65 | 76.47 | 5 | 0
2025 | SPP_S_2_ENT | SPP_S | ENT | Internal | Winter | B19 | 700 | 850 | 0 | 68.57 | 73.56 | 5 | 0
2025 | SPP_S_2_ENT | SPP_S | ENT | Internal | Winter | B20 | 935 | 850 | 850 | 64.13 | 71.81 | 5 | 2.67
2025 | SPP_S_2_SPP_N | SPP_S | SPP_N | Internal | Shoulder | B11 | 25 | 640 | 0 | 81.22 | 81.21 | 0.01 | 0
2025 | SPP_S_2_SPP_N | SPP_S | SPP_N | Internal | Shoulder | B12 | 200 | 640 | 0 | 70.65 | 70.64 | 0.01 | 0
2025 | SPP_S_2_SPP_N | SPP_S | SPP_N | Internal | Shoulder | B13 | 600 | 640 | 0 | 70.5 | 70.49 | 0.01 | 0
2025 | SPP_S_2_SPP_N | SPP_S | SPP_N | Internal | Shoulder | B14 | 900 | 640 | 0 | 63.69 | 63.68 | 0.01 | 0
2025 | SPP_S_2_SPP_N | SPP_S | SPP_N | Internal | Shoulder | B15 | 1203 | 640 | 0 | 61.37 | 61.36 | 0.01 | 0
2025 | SPP_S_2_SPP_N | SPP_S | SPP_N | Internal | Summer | B1 | 10 | 640 | 640 | 82.44 | 108.83 | 0.01 | 26.38
2025 | SPP_S_2_SPP_N | SPP_S | SPP_N | Internal | Summer | B2 | 25 | 640 | 640 | 100.23 | 108.83 | 0.01 | 8.59
2025 | SPP_S_2_SPP_N | SPP_S | SPP_N | Internal | Summer | B3 | 75 | 640 | 640 | 101.08 | 108.83 | 0.01 | 7.74
2025 | SPP_S_2_SPP_N | SPP_S | SPP_N | Internal | Summer | B4 | 100 | 640 | 640 | 100.23 | 107.44 | 0.01 | 7.2
2025 | SPP_S_2_SPP_N | SPP_S | SPP_N | Internal | Summer | B5 | 200 | 640 | 640 | 100.23 | 102.88 | 0.01 | 2.63
2025 | SPP_S_2_SPP_N | SPP_S | SPP_N | Internal | Summer | B6 | 300 | 640 | 0 | 88.41 | 88.4 | 0.01 | 0
2025 | SPP_S_2_SPP_N | SPP_S | SPP_N | Internal | Summer | B7 | 400 | 640 | 0 | 81.01 | 81 | 0.01 | 0
2025 | SPP_S_2_SPP_N | SPP_S | SPP_N | Internal | Summer | B8 | 500 | 640 | 0 | 71.42 | 71.41 | 0.01 | 0
2025 | SPP_S_2_SPP_N | SPP_S | SPP_N | Internal | Summer | B9 | 800 | 640 | 0 | 69.11 | 69.09 | 0.01 | 0
2025 | SPP_S_2_SPP_N | SPP_S | SPP_N | Internal | Summer | B10 | 1262 | 640 | 0 | 64.25 | 64.24 | 0.01 | 0
2025 | SPP_S_2_SPP_N | SPP_S | SPP_N | Internal | Winter | B16 | 25 | 640 | 0 | 73.71 | 73.7 | 0.01 | 0
2025 | SPP_S_2_SPP_N | SPP_S | SPP_N | Internal | Winter | B17 | 100 | 640 | 0 | 71.66 | 71.65 | 0.01 | 0
2025 | SPP_S_2_SPP_N | SPP_S | SPP_N | Internal | Winter | B18 | 400 | 640 | 0 | 71.65 | 71.64 | 0.01 | 0
2025 | SPP_S_2_SPP_N | SPP_S | SPP_N | Internal | Winter | B19 | 700 | 640 | 0 | 68.57 | 68.56 | 0.01 | 0
2025 | SPP_S_2_SPP_N | SPP_S | SPP_N | Internal | Winter | B20 | 935 | 640 | 0 | 64.13 | 64.12 | 0.01 | 0
2025 | TVA_2_ENT | TVA | ENT | Internal | Shoulder | B11 | 25 | 500 | 0 | 90.21 | 86.22 | 9 | 0
2025 | TVA_2_ENT | TVA | ENT | Internal | Shoulder | B12 | 200 | 500 | 0 | 75.3 | 73.68 | 9 | 0
2025 | TVA_2_ENT | TVA | ENT | Internal | Shoulder | B13 | 600 | 500 | 0 | 75.3 | 73.14 | 9 | 0
2025 | TVA_2_ENT | TVA | ENT | Internal | Shoulder | B14 | 900 | 500 | 0 | 75.3 | 70.69 | 9 | 0
2025 | TVA_2_ENT | TVA | ENT | Internal | Shoulder | B15 | 1203 | 500 | 0 | 69.75 | 69.74 | 9 | 0
2025 | TVA_2_ENT | TVA | ENT | Internal | Summer | B1 | 10 | 500 | 0 | 118.45 | 117.69 | 9 | 0
2025 | TVA_2_ENT | TVA | ENT | Internal | Summer | B2 | 25 | 500 | 0 | 117.54 | 113.83 | 9 | 0
2025 | TVA_2_ENT | TVA | ENT | Internal | Summer | B3 | 75 | 500 | 0 | 115.28 | 113.83 | 9 | 0
2025 | TVA_2_ENT | TVA | ENT | Internal | Summer | B4 | 100 | 500 | 0 | 115.28 | 112.44 | 9 | 0
2025 | TVA_2_ENT | TVA | ENT | Internal | Summer | B5 | 200 | 500 | 0 | 101.45 | 107.88 | 9 | 0
2025 | TVA_2_ENT | TVA | ENT | Internal | Summer | B6 | 300 | 500 | 0 | 84.27 | 92.27 | 9 | 0
2025 | TVA_2_ENT | TVA | ENT | Internal | Summer | B7 | 400 | 500 | 0 | 73.87 | 82.63 | 9 | 0
2025 | TVA_2_ENT | TVA | ENT | Internal | Summer | B8 | 500 | 500 | 0 | 73.87 | 72.16 | 9 | 0
2025 | TVA_2_ENT | TVA | ENT | Internal | Summer | B9 | 800 | 500 | 0 | 73.87 | 71.63 | 9 | 0
2025 | TVA_2_ENT | TVA | ENT | Internal | Summer | B10 | 1262 | 500 | 0 | 69.25 | 69.24 | 9 | 0
2025 | TVA_2_ENT | TVA | ENT | Internal | Winter | B16 | 25 | 500 | 0 | 89.61 | 81.6 | 9 | 0
2025 | TVA_2_ENT | TVA | ENT | Internal | Winter | B17 | 100 | 500 | 0 | 78.3 | 76.66 | 9 | 0
2025 | TVA_2_ENT | TVA | ENT | Internal | Winter | B18 | 400 | 500 | 0 | 78.29 | 76.47 | 9 | 0
2025 | TVA_2_ENT | TVA | ENT | Internal | Winter | B19 | 700 | 500 | 0 | 78.29 | 73.56 | 9 | 0
2025 | TVA_2_ENT | TVA | ENT | Internal | Winter | B20 | 935 | 500 | 0 | 71.75 | 71.81 | 9 | 0
2025 | TVA_2_MISO_MO-IL | TVA | MISO_MO-IL | Internal | Shoulder | B11 | 25 | 50 | 0 | 90.21 | 82.2 | 9 | 0
2025 | TVA_2_MISO_MO-IL | TVA | MISO_MO-IL | Internal | Shoulder | B12 | 200 | 50 | 0 | 75.3 | 75.64 | 9 | 0
2025 | TVA_2_MISO_MO-IL | TVA | MISO_MO-IL | Internal | Shoulder | B13 | 600 | 50 | 0 | 75.3 | 74.37 | 9 | 0
2025 | TVA_2_MISO_MO-IL | TVA | MISO_MO-IL | Internal | Shoulder | B14 | 900 | 50 | 0 | 75.3 | 68.68 | 9 | 0
2025 | TVA_2_MISO_MO-IL | TVA | MISO_MO-IL | Internal | Shoulder | B15 | 1203 | 50 | 0 | 69.75 | 61.74 | 9 | 0
2025 | TVA_2_MISO_MO-IL | TVA | MISO_MO-IL | Internal | Summer | B1 | 10 | 50 | 0 | 118.45 | 110.44 | 9 | 0
2025 | TVA_2_MISO_MO-IL | TVA | MISO_MO-IL | Internal | Summer | B2 | 25 | 50 | 0 | 117.54 | 109.53 | 9 | 0
2025 | TVA_2_MISO_MO-IL | TVA | MISO_MO-IL | Internal | Summer | B3 | 75 | 50 | 0 | 115.28 | 108.49 | 9 | 0
2025 | TVA_2_MISO_MO-IL | TVA | MISO_MO-IL | Internal | Summer | B4 | 100 | 50 | 0 | 115.28 | 107.28 | 9 | 0
2025 | TVA_2_MISO_MO-IL | TVA | MISO_MO-IL | Internal | Summer | B5 | 200 | 50 | 0 | 101.45 | 100.38 | 9 | 0
2025 | TVA_2_MISO_MO-IL | TVA | MISO_MO-IL | Internal | Summer | B6 | 300 | 50 | 0 | 84.27 | 85.29 | 9 | 0
2025 | TVA_2_MISO_MO-IL | TVA | MISO_MO-IL | Internal | Summer | B7 | 400 | 50 | 0 | 73.87 | 80.21 | 9 | 0
2025 | TVA_2_MISO_MO-IL | TVA | MISO_MO-IL | Internal | Summer | B8 | 500 | 50 | 0 | 73.87 | 73.14 | 9 | 0
2025 | TVA_2_MISO_MO-IL | TVA | MISO_MO-IL | Internal | Summer | B9 | 800 | 50 | 0 | 73.87 | 66.4 | 9 | 0
2025 | TVA_2_MISO_MO-IL | TVA | MISO_MO-IL | Internal | Summer | B10 | 1262 | 50 | 0 | 69.25 | 61.24 | 9 | 0
2025 | TVA_2_MISO_MO-IL | TVA | MISO_MO-IL | Internal | Winter | B16 | 25 | 50 | 0 | 89.61 | 81.6 | 9 | 0
2025 | TVA_2_MISO_MO-IL | TVA | MISO_MO-IL | Internal | Winter | B17 | 100 | 50 | 0 | 78.3 | 78.98 | 9 | 0
2025 | TVA_2_MISO_MO-IL | TVA | MISO_MO-IL | Internal | Winter | B18 | 400 | 50 | 0 | 78.29 | 75 | 9 | 0
2025 | TVA_2_MISO_MO-IL | TVA | MISO_MO-IL | Internal | Winter | B19 | 700 | 50 | 0 | 78.29 | 73.56 | 9 | 0
2025 | TVA_2_MISO_MO-IL | TVA | MISO_MO-IL | Internal | Winter | B20 | 935 | 50 | 0 | 71.75 | 63.81 | 9 | 0
2025 | TVA_2_NonRTO_Midwest | TVA | NonRTO_Midwest | Internal | Shoulder | B11 | 25 | 100 | 0 | 90.21 | 90.19 | 9 | 0
2025 | TVA_2_NonRTO_Midwest | TVA | NonRTO_Midwest | Internal | Shoulder | B12 | 200 | 100 | 0 | 75.3 | 83.62 | 9 | 0
2025 | TVA_2_NonRTO_Midwest | TVA | NonRTO_Midwest | Internal | Shoulder | B13 | 600 | 100 | 0 | 75.3 | 82.35 | 9 | 0
2025 | TVA_2_NonRTO_Midwest | TVA | NonRTO_Midwest | Internal | Shoulder | B14 | 900 | 100 | 0 | 75.3 | 76.67 | 9 | 0
2025 | TVA_2_NonRTO_Midwest | TVA | NonRTO_Midwest | Internal | Shoulder | B15 | 1203 | 100 | 0 | 69.75 | 69.72 | 9 | 0
2025 | TVA_2_NonRTO_Midwest | TVA | NonRTO_Midwest | Internal | Summer | B1 | 10 | 100 | 0 | 118.45 | 116.42 | 9 | 0
2025 | TVA_2_NonRTO_Midwest | TVA | NonRTO_Midwest | Internal | Summer | B2 | 25 | 100 | 0 | 117.54 | 116.42 | 9 | 0
2025 | TVA_2_NonRTO_Midwest | TVA | NonRTO_Midwest | Internal | Summer | B3 | 75 | 100 | 0 | 115.28 | 116.42 | 9 | 0
2025 | TVA_2_NonRTO_Midwest | TVA | NonRTO_Midwest | Internal | Summer | B4 | 100 | 100 | 0 | 115.28 | 115.27 | 9 | 0
2025 | TVA_2_NonRTO_Midwest | TVA | NonRTO_Midwest | Internal | Summer | B5 | 200 | 100 | 0 | 101.45 | 108.37 | 9 | 0
2025 | TVA_2_NonRTO_Midwest | TVA | NonRTO_Midwest | Internal | Summer | B6 | 300 | 100 | 0 | 84.27 | 93.25 | 9 | 0
2025 | TVA_2_NonRTO_Midwest | TVA | NonRTO_Midwest | Internal | Summer | B7 | 400 | 100 | 100 | 73.87 | 88.2 | 9 | 5.33
2025 | TVA_2_NonRTO_Midwest | TVA | NonRTO_Midwest | Internal | Summer | B8 | 500 | 100 | 0 | 73.87 | 81.12 | 9 | 0
2025 | TVA_2_NonRTO_Midwest | TVA | NonRTO_Midwest | Internal | Summer | B9 | 800 | 100 | 0 | 73.87 | 74.39 | 9 | 0
2025 | TVA_2_NonRTO_Midwest | TVA | NonRTO_Midwest | Internal | Summer | B10 | 1262 | 100 | 0 | 69.25 | 68.55 | 9 | 0
2025 | TVA_2_NonRTO_Midwest | TVA | NonRTO_Midwest | Internal | Winter | B16 | 25 | 100 | 0 | 89.61 | 89.6 | 9 | 0
2025 | TVA_2_NonRTO_Midwest | TVA | NonRTO_Midwest | Internal | Winter | B17 | 100 | 100 | 0 | 78.3 | 86.96 | 9 | 0
2025 | TVA_2_NonRTO_Midwest | TVA | NonRTO_Midwest | Internal | Winter | B18 | 400 | 100 | 0 | 78.29 | 82.99 | 9 | 0
2025 | TVA_2_NonRTO_Midwest | TVA | NonRTO_Midwest | Internal | Winter | B19 | 700 | 100 | 0 | 78.29 | 81.55 | 9 | 0
2025 | TVA_2_NonRTO_Midwest | TVA | NonRTO_Midwest | Internal | Winter | B20 | 935 | 100 | 0 | 71.75 | 71.79 | 9 | 0
2025 | TVA_2_PJM_ROR | TVA | PJM_ROR | Internal | Shoulder | B11 | 25 | 500 | 0 | 90.21 | 83.2 | 9 | 0
2025 | TVA_2_PJM_ROR | TVA | PJM_ROR | Internal | Shoulder | B12 | 200 | 500 | 0 | 75.3 | 74.18 | 9 | 0
2025 | TVA_2_PJM_ROR | TVA | PJM_ROR | Internal | Shoulder | B13 | 600 | 500 | 0 | 75.3 | 72.37 | 9 | 0
2025 | TVA_2_PJM_ROR | TVA | PJM_ROR | Internal | Shoulder | B14 | 900 | 500 | 0 | 75.3 | 70.58 | 9 | 0
2025 | TVA_2_PJM_ROR | TVA | PJM_ROR | Internal | Shoulder | B15 | 1203 | 500 | 0 | 69.75 | 62.62 | 9 | 0
2025 | TVA_2_PJM_ROR | TVA | PJM_ROR | Internal | Summer | B1 | 10 | 500 | 0 | 118.45 | 112.43 | 9 | 0
2025 | TVA_2_PJM_ROR | TVA | PJM_ROR | Internal | Summer | B2 | 25 | 500 | 0 | 117.54 | 109.27 | 9 | 0
2025 | TVA_2_PJM_ROR | TVA | PJM_ROR | Internal | Summer | B3 | 75 | 500 | 0 | 115.28 | 109.27 | 9 | 0
2025 | TVA_2_PJM_ROR | TVA | PJM_ROR | Internal | Summer | B4 | 100 | 500 | 0 | 115.28 | 109.27 | 9 | 0
2025 | TVA_2_PJM_ROR | TVA | PJM_ROR | Internal | Summer | B5 | 200 | 500 | 0 | 101.45 | 102.38 | 9 | 0
2025 | TVA_2_PJM_ROR | TVA | PJM_ROR | Internal | Summer | B6 | 300 | 500 | 0 | 84.27 | 87.27 | 9 | 0
2025 | TVA_2_PJM_ROR | TVA | PJM_ROR | Internal | Summer | B7 | 400 | 500 | 0 | 73.87 | 82.21 | 9 | 0
2025 | TVA_2_PJM_ROR | TVA | PJM_ROR | Internal | Summer | B8 | 500 | 500 | 0 | 73.87 | 72.44 | 9 | 0
2025 | TVA_2_PJM_ROR | TVA | PJM_ROR | Internal | Summer | B9 | 800 | 500 | 0 | 73.87 | 67.96 | 9 | 0
2025 | TVA_2_PJM_ROR | TVA | PJM_ROR | Internal | Summer | B10 | 1262 | 500 | 0 | 69.25 | 63.24 | 9 | 0
2025 | TVA_2_PJM_ROR | TVA | PJM_ROR | Internal | Winter | B16 | 25 | 500 | 0 | 89.61 | 83.6 | 9 | 0
2025 | TVA_2_PJM_ROR | TVA | PJM_ROR | Internal | Winter | B17 | 100 | 500 | 0 | 78.3 | 80.98 | 9 | 0
2025 | TVA_2_PJM_ROR | TVA | PJM_ROR | Internal | Winter | B18 | 400 | 500 | 0 | 78.29 | 74.8 | 9 | 0
2025 | TVA_2_PJM_ROR | TVA | PJM_ROR | Internal | Winter | B19 | 700 | 500 | 0 | 78.29 | 74.36 | 9 | 0
2025 | TVA_2_PJM_ROR | TVA | PJM_ROR | Internal | Winter | B20 | 935 | 500 | 0 | 71.75 | 65.02 | 9 | 0
2025 | TVA_2_SOCO | TVA | SOCO | Internal | Shoulder | B11 | 25 | 500 | 0.01 | 90.21 | 99.2 | 9 | 0
2025 | TVA_2_SOCO | TVA | SOCO | Internal | Shoulder | B12 | 200 | 500 | 0 | 75.3 | 77.62 | 9 | 0
2025 | TVA_2_SOCO | TVA | SOCO | Internal | Shoulder | B13 | 600 | 500 | 0 | 75.3 | 75.26 | 9 | 0
2025 | TVA_2_SOCO | TVA | SOCO | Internal | Shoulder | B14 | 900 | 500 | 0 | 75.3 | 75.26 | 9 | 0
2025 | TVA_2_SOCO | TVA | SOCO | Internal | Shoulder | B15 | 1203 | 500 | 0 | 69.75 | 72.62 | 9 | 0
2025 | TVA_2_SOCO | TVA | SOCO | Internal | Summer | B1 | 10 | 500 | 0 | 118.45 | 125.69 | 9 | 0
2025 | TVA_2_SOCO | TVA | SOCO | Internal | Summer | B2 | 25 | 500 | 0 | 117.54 | 121.83 | 9 | 0
2025 | TVA_2_SOCO | TVA | SOCO | Internal | Summer | B3 | 75 | 500 | 0 | 115.28 | 120.44 | 9 | 0
2025 | TVA_2_SOCO | TVA | SOCO | Internal | Summer | B4 | 100 | 500 | 0 | 115.28 | 120.44 | 9 | 0
2025 | TVA_2_SOCO | TVA | SOCO | Internal | Summer | B5 | 200 | 500 | 500 | 101.45 | 117.38 | 9 | 6.94
2025 | TVA_2_SOCO | TVA | SOCO | Internal | Summer | B6 | 300 | 500 | 500 | 84.27 | 100.27 | 9 | 7
2025 | TVA_2_SOCO | TVA | SOCO | Internal | Summer | B7 | 400 | 500 | 500 | 73.87 | 95.31 | 9 | 12.44
2025 | TVA_2_SOCO | TVA | SOCO | Internal | Summer | B8 | 500 | 500 | 500 | 73.87 | 85.44 | 9 | 2.58
2025 | TVA_2_SOCO | TVA | SOCO | Internal | Summer | B9 | 800 | 500 | 0 | 73.87 | 73.81 | 9 | 0
2025 | TVA_2_SOCO | TVA | SOCO | Internal | Summer | B10 | 1262 | 500 | 0 | 69.25 | 71.22 | 9 | 0
2025 | TVA_2_SOCO | TVA | SOCO | Internal | Winter | B16 | 25 | 500 | 79.22 | 89.61 | 98.61 | 9 | 0
2025 | TVA_2_SOCO | TVA | SOCO | Internal | Winter | B17 | 100 | 500 | 0 | 78.3 | 84.66 | 9 | 0
2025 | TVA_2_SOCO | TVA | SOCO | Internal | Winter | B18 | 400 | 500 | 0 | 78.29 | 77.08 | 9 | 0
2025 | TVA_2_SOCO | TVA | SOCO | Internal | Winter | B19 | 700 | 500 | 0 | 78.29 | 77.08 | 9 | 0
2025 | TVA_2_SOCO | TVA | SOCO | Internal | Winter | B20 | 935 | 500 | 0 | 71.75 | 75.5 | 9 | 0
2025 | TVA_2_VACAR | TVA | VACAR | Internal | Shoulder | B11 | 25 | 150 | 0 | 90.21 | 92.2 | 9 | 0
2025 | TVA_2_VACAR | TVA | VACAR | Internal | Shoulder | B12 | 200 | 150 | 0 | 75.3 | 80.18 | 9 | 0
2025 | TVA_2_VACAR | TVA | VACAR | Internal | Shoulder | B13 | 600 | 150 | 0 | 75.3 | 76.26 | 9 | 0
2025 | TVA_2_VACAR | TVA | VACAR | Internal | Shoulder | B14 | 900 | 150 | 0 | 75.3 | 75.44 | 9 | 0
2025 | TVA_2_VACAR | TVA | VACAR | Internal | Shoulder | B15 | 1203 | 150 | 0 | 69.75 | 66.27 | 9 | 0
2025 | TVA_2_VACAR | TVA | VACAR | Internal | Summer | B1 | 10 | 150 | 0 | 118.45 | 121.06 | 9 | 0
2025 | TVA_2_VACAR | TVA | VACAR | Internal | Summer | B2 | 25 | 150 | 0 | 117.54 | 121.06 | 9 | 0
2025 | TVA_2_VACAR | TVA | VACAR | Internal | Summer | B3 | 75 | 150 | 0 | 115.28 | 117.66 | 9 | 0
2025 | TVA_2_VACAR | TVA | VACAR | Internal | Summer | B4 | 100 | 150 | 0 | 115.28 | 115.27 | 9 | 0
2025 | TVA_2_VACAR | TVA | VACAR | Internal | Summer | B5 | 200 | 150 | 0 | 101.45 | 110.38 | 9 | 0
2025 | TVA_2_VACAR | TVA | VACAR | Internal | Summer | B6 | 300 | 150 | 83.74 | 84.27 | 93.27 | 9 | 0
2025 | TVA_2_VACAR | TVA | VACAR | Internal | Summer | B7 | 400 | 150 | 150 | 73.87 | 88.31 | 9 | 5.44
2025 | TVA_2_VACAR | TVA | VACAR | Internal | Summer | B8 | 500 | 150 | 0 | 73.87 | 78.44 | 9 | 0
2025 | TVA_2_VACAR | TVA | VACAR | Internal | Summer | B9 | 800 | 150 | 0 | 73.87 | 73.96 | 9 | 0
2025 | TVA_2_VACAR | TVA | VACAR | Internal | Summer | B10 | 1262 | 150 | 0 | 69.25 | 64.45 | 9 | 0
2025 | TVA_2_VACAR | TVA | VACAR | Internal | Winter | B16 | 25 | 150 | 0 | 89.61 | 95.14 | 9 | 0
2025 | TVA_2_VACAR | TVA | VACAR | Internal | Winter | B17 | 100 | 150 | 0 | 78.3 | 86.98 | 9 | 0
2025 | TVA_2_VACAR | TVA | VACAR | Internal | Winter | B18 | 400 | 150 | 0 | 78.29 | 80.8 | 9 | 0
2025 | TVA_2_VACAR | TVA | VACAR | Internal | Winter | B19 | 700 | 150 | 0 | 78.29 | 79.72 | 9 | 0
2025 | TVA_2_VACAR | TVA | VACAR | Internal | Winter | B20 | 935 | 150 | 0 | 71.75 | 70.33 | 9 | 0
2025 | TVA_Transmission_2_ENT | TVA_Transmission | ENT | Internal | Shoulder | B11 | 25 | 3000 | 0 | 90.2 | 86.22 | 9 | 0
2025 | TVA_Transmission_2_ENT | TVA_Transmission | ENT | Internal | Shoulder | B12 | 200 | 3000 | 0 | 77.95 | 73.68 | 9 | 0
2025 | TVA_Transmission_2_ENT | TVA_Transmission | ENT | Internal | Shoulder | B13 | 600 | 3000 | 0 | 76.93 | 73.14 | 9 | 0
2025 | TVA_Transmission_2_ENT | TVA_Transmission | ENT | Internal | Shoulder | B14 | 900 | 3000 | 0 | 75.73 | 70.69 | 9 | 0
2025 | TVA_Transmission_2_ENT | TVA_Transmission | ENT | Internal | Shoulder | B15 | 1203 | 3000 | 0 | 69.74 | 69.74 | 9 | 0
2025 | TVA_Transmission_2_ENT | TVA_Transmission | ENT | Internal | Summer | B1 | 10 | 3000 | 0 | 118.44 | 117.69 | 9 | 0
2025 | TVA_Transmission_2_ENT | TVA_Transmission | ENT | Internal | Summer | B2 | 25 | 3000 | 0 | 117.53 | 113.83 | 9 | 0
2025 | TVA_Transmission_2_ENT | TVA_Transmission | ENT | Internal | Summer | B3 | 75 | 3000 | 0 | 115.27 | 113.83 | 9 | 0
2025 | TVA_Transmission_2_ENT | TVA_Transmission | ENT | Internal | Summer | B4 | 100 | 3000 | 0 | 115.27 | 112.44 | 9 | 0
2025 | TVA_Transmission_2_ENT | TVA_Transmission | ENT | Internal | Summer | B5 | 200 | 3000 | 0 | 108.38 | 107.88 | 9 | 0
2025 | TVA_Transmission_2_ENT | TVA_Transmission | ENT | Internal | Summer | B6 | 300 | 3000 | 0 | 91.98 | 92.27 | 9 | 0
2025 | TVA_Transmission_2_ENT | TVA_Transmission | ENT | Internal | Summer | B7 | 400 | 3000 | 0 | 86.92 | 82.63 | 9 | 0
2025 | TVA_Transmission_2_ENT | TVA_Transmission | ENT | Internal | Summer | B8 | 500 | 3000 | 0 | 77.42 | 72.16 | 9 | 0
2025 | TVA_Transmission_2_ENT | TVA_Transmission | ENT | Internal | Summer | B9 | 800 | 3000 | 0 | 73.91 | 71.63 | 9 | 0
2025 | TVA_Transmission_2_ENT | TVA_Transmission | ENT | Internal | Summer | B10 | 1262 | 3000 | 0 | 69.24 | 69.24 | 9 | 0
2025 | TVA_Transmission_2_ENT | TVA_Transmission | ENT | Internal | Winter | B16 | 25 | 3000 | 0 | 89.6 | 81.6 | 9 | 0
2025 | TVA_Transmission_2_ENT | TVA_Transmission | ENT | Internal | Winter | B17 | 100 | 3000 | 0 | 82.26 | 76.66 | 9 | 0
2025 | TVA_Transmission_2_ENT | TVA_Transmission | ENT | Internal | Winter | B18 | 400 | 3000 | 0 | 79.47 | 76.47 | 9 | 0
2025 | TVA_Transmission_2_ENT | TVA_Transmission | ENT | Internal | Winter | B19 | 700 | 3000 | 0 | 79.1 | 73.56 | 9 | 0
2025 | TVA_Transmission_2_ENT | TVA_Transmission | ENT | Internal | Winter | B20 | 935 | 3000 | 0 | 71.74 | 71.81 | 9 | 0
2025 | TVA_Transmission_2_MISO_MO-IL | TVA_Transmission | MISO_MO-IL | Internal | Shoulder | B11 | 25 | 4000 | 0 | 90.2 | 82.2 | 9 | 0
2025 | TVA_Transmission_2_MISO_MO-IL | TVA_Transmission | MISO_MO-IL | Internal | Shoulder | B12 | 200 | 4000 | 0 | 77.95 | 75.64 | 9 | 0
2025 | TVA_Transmission_2_MISO_MO-IL | TVA_Transmission | MISO_MO-IL | Internal | Shoulder | B13 | 600 | 4000 | 0 | 76.93 | 74.37 | 9 | 0
2025 | TVA_Transmission_2_MISO_MO-IL | TVA_Transmission | MISO_MO-IL | Internal | Shoulder | B14 | 900 | 4000 | 0 | 75.73 | 68.68 | 9 | 0
2025 | TVA_Transmission_2_MISO_MO-IL | TVA_Transmission | MISO_MO-IL | Internal | Shoulder | B15 | 1203 | 4000 | 0 | 69.74 | 61.74 | 9 | 0
2025 | TVA_Transmission_2_MISO_MO-IL | TVA_Transmission | MISO_MO-IL | Internal | Summer | B1 | 10 | 4000 | 0 | 118.44 | 110.44 | 9 | 0
2025 | TVA_Transmission_2_MISO_MO-IL | TVA_Transmission | MISO_MO-IL | Internal | Summer | B2 | 25 | 4000 | 0 | 117.53 | 109.53 | 9 | 0
2025 | TVA_Transmission_2_MISO_MO-IL | TVA_Transmission | MISO_MO-IL | Internal | Summer | B3 | 75 | 4000 | 0 | 115.27 | 108.49 | 9 | 0
2025 | TVA_Transmission_2_MISO_MO-IL | TVA_Transmission | MISO_MO-IL | Internal | Summer | B4 | 100 | 4000 | 0 | 115.27 | 107.28 | 9 | 0
2025 | TVA_Transmission_2_MISO_MO-IL | TVA_Transmission | MISO_MO-IL | Internal | Summer | B5 | 200 | 4000 | 0 | 108.38 | 100.38 | 9 | 0
2025 | TVA_Transmission_2_MISO_MO-IL | TVA_Transmission | MISO_MO-IL | Internal | Summer | B6 | 300 | 4000 | 0 | 91.98 | 85.29 | 9 | 0
2025 | TVA_Transmission_2_MISO_MO-IL | TVA_Transmission | MISO_MO-IL | Internal | Summer | B7 | 400 | 4000 | 0 | 86.92 | 80.21 | 9 | 0
2025 | TVA_Transmission_2_MISO_MO-IL | TVA_Transmission | MISO_MO-IL | Internal | Summer | B8 | 500 | 4000 | 0 | 77.42 | 73.14 | 9 | 0
2025 | TVA_Transmission_2_MISO_MO-IL | TVA_Transmission | MISO_MO-IL | Internal | Summer | B9 | 800 | 4000 | 0 | 73.91 | 66.4 | 9 | 0
2025 | TVA_Transmission_2_MISO_MO-IL | TVA_Transmission | MISO_MO-IL | Internal | Summer | B10 | 1262 | 4000 | 0 | 69.24 | 61.24 | 9 | 0
2025 | TVA_Transmission_2_MISO_MO-IL | TVA_Transmission | MISO_MO-IL | Internal | Winter | B16 | 25 | 4000 | 0 | 89.6 | 81.6 | 9 | 0
2025 | TVA_Transmission_2_MISO_MO-IL | TVA_Transmission | MISO_MO-IL | Internal | Winter | B17 | 100 | 4000 | 0 | 82.26 | 78.98 | 9 | 0
2025 | TVA_Transmission_2_MISO_MO-IL | TVA_Transmission | MISO_MO-IL | Internal | Winter | B18 | 400 | 4000 | 0 | 79.47 | 75 | 9 | 0
2025 | TVA_Transmission_2_MISO_MO-IL | TVA_Transmission | MISO_MO-IL | Internal | Winter | B19 | 700 | 4000 | 0 | 79.1 | 73.56 | 9 | 0
2025 | TVA_Transmission_2_MISO_MO-IL | TVA_Transmission | MISO_MO-IL | Internal | Winter | B20 | 935 | 4000 | 0 | 71.74 | 63.81 | 9 | 0
2025 | TVA_Transmission_2_NonRTO_Midwest | TVA_Transmission | NonRTO_Midwest | Internal | Shoulder | B11 | 25 | 700 | 0 | 90.2 | 90.19 | 9 | 0
2025 | TVA_Transmission_2_NonRTO_Midwest | TVA_Transmission | NonRTO_Midwest | Internal | Shoulder | B12 | 200 | 700 | 0 | 77.95 | 83.62 | 9 | 0
2025 | TVA_Transmission_2_NonRTO_Midwest | TVA_Transmission | NonRTO_Midwest | Internal | Shoulder | B13 | 600 | 700 | 0 | 76.93 | 82.35 | 9 | 0
2025 | TVA_Transmission_2_NonRTO_Midwest | TVA_Transmission | NonRTO_Midwest | Internal | Shoulder | B14 | 900 | 700 | 0 | 75.73 | 76.67 | 9 | 0
2025 | TVA_Transmission_2_NonRTO_Midwest | TVA_Transmission | NonRTO_Midwest | Internal | Shoulder | B15 | 1203 | 700 | 0 | 69.74 | 69.72 | 9 | 0
2025 | TVA_Transmission_2_NonRTO_Midwest | TVA_Transmission | NonRTO_Midwest | Internal | Summer | B1 | 10 | 700 | 0 | 118.44 | 116.42 | 9 | 0
2025 | TVA_Transmission_2_NonRTO_Midwest | TVA_Transmission | NonRTO_Midwest | Internal | Summer | B2 | 25 | 700 | 0 | 117.53 | 116.42 | 9 | 0
2025 | TVA_Transmission_2_NonRTO_Midwest | TVA_Transmission | NonRTO_Midwest | Internal | Summer | B3 | 75 | 700 | 0 | 115.27 | 116.42 | 9 | 0
2025 | TVA_Transmission_2_NonRTO_Midwest | TVA_Transmission | NonRTO_Midwest | Internal | Summer | B4 | 100 | 700 | 0 | 115.27 | 115.27 | 9 | 0
2025 | TVA_Transmission_2_NonRTO_Midwest | TVA_Transmission | NonRTO_Midwest | Internal | Summer | B5 | 200 | 700 | 0 | 108.38 | 108.37 | 9 | 0
2025 | TVA_Transmission_2_NonRTO_Midwest | TVA_Transmission | NonRTO_Midwest | Internal | Summer | B6 | 300 | 700 | 0 | 91.98 | 93.25 | 9 | 0
2025 | TVA_Transmission_2_NonRTO_Midwest | TVA_Transmission | NonRTO_Midwest | Internal | Summer | B7 | 400 | 700 | 0 | 86.92 | 88.2 | 9 | 0
2025 | TVA_Transmission_2_NonRTO_Midwest | TVA_Transmission | NonRTO_Midwest | Internal | Summer | B8 | 500 | 700 | 0 | 77.42 | 81.12 | 9 | 0
2025 | TVA_Transmission_2_NonRTO_Midwest | TVA_Transmission | NonRTO_Midwest | Internal | Summer | B9 | 800 | 700 | 0 | 73.91 | 74.39 | 9 | 0
2025 | TVA_Transmission_2_NonRTO_Midwest | TVA_Transmission | NonRTO_Midwest | Internal | Summer | B10 | 1262 | 700 | 0 | 69.24 | 68.55 | 9 | 0
2025 | TVA_Transmission_2_NonRTO_Midwest | TVA_Transmission | NonRTO_Midwest | Internal | Winter | B16 | 25 | 700 | 0 | 89.6 | 89.6 | 9 | 0
2025 | TVA_Transmission_2_NonRTO_Midwest | TVA_Transmission | NonRTO_Midwest | Internal | Winter | B17 | 100 | 700 | 0 | 82.26 | 86.96 | 9 | 0
2025 | TVA_Transmission_2_NonRTO_Midwest | TVA_Transmission | NonRTO_Midwest | Internal | Winter | B18 | 400 | 700 | 0 | 79.47 | 82.99 | 9 | 0
2025 | TVA_Transmission_2_NonRTO_Midwest | TVA_Transmission | NonRTO_Midwest | Internal | Winter | B19 | 700 | 700 | 0 | 79.1 | 81.55 | 9 | 0
2025 | TVA_Transmission_2_NonRTO_Midwest | TVA_Transmission | NonRTO_Midwest | Internal | Winter | B20 | 935 | 700 | 0 | 71.74 | 71.79 | 9 | 0
2025 | TVA_Transmission_2_PJM_ROR | TVA_Transmission | PJM_ROR | Internal | Shoulder | B11 | 25 | 2000 | 0 | 90.2 | 83.2 | 9 | 0
2025 | TVA_Transmission_2_PJM_ROR | TVA_Transmission | PJM_ROR | Internal | Shoulder | B12 | 200 | 2000 | 0 | 77.95 | 74.18 | 9 | 0
2025 | TVA_Transmission_2_PJM_ROR | TVA_Transmission | PJM_ROR | Internal | Shoulder | B13 | 600 | 2000 | 0 | 76.93 | 72.37 | 9 | 0
2025 | TVA_Transmission_2_PJM_ROR | TVA_Transmission | PJM_ROR | Internal | Shoulder | B14 | 900 | 2000 | 0 | 75.73 | 70.58 | 9 | 0
2025 | TVA_Transmission_2_PJM_ROR | TVA_Transmission | PJM_ROR | Internal | Shoulder | B15 | 1203 | 2000 | 0 | 69.74 | 62.62 | 9 | 0
2025 | TVA_Transmission_2_PJM_ROR | TVA_Transmission | PJM_ROR | Internal | Summer | B1 | 10 | 2000 | 0 | 118.44 | 112.43 | 9 | 0
2025 | TVA_Transmission_2_PJM_ROR | TVA_Transmission | PJM_ROR | Internal | Summer | B2 | 25 | 2000 | 0 | 117.53 | 109.27 | 9 | 0
2025 | TVA_Transmission_2_PJM_ROR | TVA_Transmission | PJM_ROR | Internal | Summer | B3 | 75 | 2000 | 0 | 115.27 | 109.27 | 9 | 0
2025 | TVA_Transmission_2_PJM_ROR | TVA_Transmission | PJM_ROR | Internal | Summer | B4 | 100 | 2000 | 0 | 115.27 | 109.27 | 9 | 0
2025 | TVA_Transmission_2_PJM_ROR | TVA_Transmission | PJM_ROR | Internal | Summer | B5 | 200 | 2000 | 0 | 108.38 | 102.38 | 9 | 0
2025 | TVA_Transmission_2_PJM_ROR | TVA_Transmission | PJM_ROR | Internal | Summer | B6 | 300 | 2000 | 0 | 91.98 | 87.27 | 9 | 0
2025 | TVA_Transmission_2_PJM_ROR | TVA_Transmission | PJM_ROR | Internal | Summer | B7 | 400 | 2000 | 0 | 86.92 | 82.21 | 9 | 0
2025 | TVA_Transmission_2_PJM_ROR | TVA_Transmission | PJM_ROR | Internal | Summer | B8 | 500 | 2000 | 0 | 77.42 | 72.44 | 9 | 0
2025 | TVA_Transmission_2_PJM_ROR | TVA_Transmission | PJM_ROR | Internal | Summer | B9 | 800 | 2000 | 0 | 73.91 | 67.96 | 9 | 0
2025 | TVA_Transmission_2_PJM_ROR | TVA_Transmission | PJM_ROR | Internal | Summer | B10 | 1262 | 2000 | 0 | 69.24 | 63.24 | 9 | 0
2025 | TVA_Transmission_2_PJM_ROR | TVA_Transmission | PJM_ROR | Internal | Winter | B16 | 25 | 2000 | 0 | 89.6 | 83.6 | 9 | 0
2025 | TVA_Transmission_2_PJM_ROR | TVA_Transmission | PJM_ROR | Internal | Winter | B17 | 100 | 2000 | 0 | 82.26 | 80.98 | 9 | 0
2025 | TVA_Transmission_2_PJM_ROR | TVA_Transmission | PJM_ROR | Internal | Winter | B18 | 400 | 2000 | 0 | 79.47 | 74.8 | 9 | 0
2025 | TVA_Transmission_2_PJM_ROR | TVA_Transmission | PJM_ROR | Internal | Winter | B19 | 700 | 2000 | 0 | 79.1 | 74.36 | 9 | 0
2025 | TVA_Transmission_2_PJM_ROR | TVA_Transmission | PJM_ROR | Internal | Winter | B20 | 935 | 2000 | 0 | 71.74 | 65.02 | 9 | 0
2025 | TVA_Transmission_2_SOCO | TVA_Transmission | SOCO | Internal | Shoulder | B11 | 25 | 3200 | 2466.58 | 90.2 | 99.2 | 9 | 0
2025 | TVA_Transmission_2_SOCO | TVA_Transmission | SOCO | Internal | Shoulder | B12 | 200 | 3200 | 0 | 77.95 | 77.62 | 9 | 0
2025 | TVA_Transmission_2_SOCO | TVA_Transmission | SOCO | Internal | Shoulder | B13 | 600 | 3200 | 0 | 76.93 | 75.26 | 9 | 0
2025 | TVA_Transmission_2_SOCO | TVA_Transmission | SOCO | Internal | Shoulder | B14 | 900 | 3200 | 0 | 75.73 | 75.26 | 9 | 0
2025 | TVA_Transmission_2_SOCO | TVA_Transmission | SOCO | Internal | Shoulder | B15 | 1203 | 3200 | 0 | 69.74 | 72.62 | 9 | 0
2025 | TVA_Transmission_2_SOCO | TVA_Transmission | SOCO | Internal | Summer | B1 | 10 | 3200 | 0 | 118.44 | 125.69 | 9 | 0
2025 | TVA_Transmission_2_SOCO | TVA_Transmission | SOCO | Internal | Summer | B2 | 25 | 3200 | 0 | 117.53 | 121.83 | 9 | 0
2025 | TVA_Transmission_2_SOCO | TVA_Transmission | SOCO | Internal | Summer | B3 | 75 | 3200 | 0 | 115.27 | 120.44 | 9 | 0
2025 | TVA_Transmission_2_SOCO | TVA_Transmission | SOCO | Internal | Summer | B4 | 100 | 3200 | 0 | 115.27 | 120.44 | 9 | 0
2025 | TVA_Transmission_2_SOCO | TVA_Transmission | SOCO | Internal | Summer | B5 | 200 | 3200 | 1113.69 | 108.38 | 117.38 | 9 | 0
2025 | TVA_Transmission_2_SOCO | TVA_Transmission | SOCO | Internal | Summer | B6 | 300 | 3200 | 0 | 91.98 | 100.27 | 9 | 0
2025 | TVA_Transmission_2_SOCO | TVA_Transmission | SOCO | Internal | Summer | B7 | 400 | 3200 | 0 | 86.92 | 95.31 | 9 | 0
2025 | TVA_Transmission_2_SOCO | TVA_Transmission | SOCO | Internal | Summer | B8 | 500 | 3200 | 0 | 77.42 | 85.44 | 9 | 0
2025 | TVA_Transmission_2_SOCO | TVA_Transmission | SOCO | Internal | Summer | B9 | 800 | 3200 | 0 | 73.91 | 73.81 | 9 | 0
2025 | TVA_Transmission_2_SOCO | TVA_Transmission | SOCO | Internal | Summer | B10 | 1262 | 3200 | 0 | 69.24 | 71.22 | 9 | 0
2025 | TVA_Transmission_2_SOCO | TVA_Transmission | SOCO | Internal | Winter | B16 | 25 | 3200 | 3199.99 | 89.6 | 98.61 | 9 | 0.01
2025 | TVA_Transmission_2_SOCO | TVA_Transmission | SOCO | Internal | Winter | B17 | 100 | 3200 | 0 | 82.26 | 84.66 | 9 | 0
2025 | TVA_Transmission_2_SOCO | TVA_Transmission | SOCO | Internal | Winter | B18 | 400 | 3200 | 0 | 79.47 | 77.08 | 9 | 0
2025 | TVA_Transmission_2_SOCO | TVA_Transmission | SOCO | Internal | Winter | B19 | 700 | 3200 | 0 | 79.1 | 77.08 | 9 | 0
2025 | TVA_Transmission_2_SOCO | TVA_Transmission | SOCO | Internal | Winter | B20 | 935 | 3200 | 0 | 71.74 | 75.5 | 9 | 0
2025 | TVA_Transmission_2_TVA | TVA_Transmission | TVA | Internal | Shoulder | B11 | 25 | 99999 | 348.2 | 90.2 | 90.21 | 0.01 | 0
2025 | TVA_Transmission_2_TVA | TVA_Transmission | TVA | Internal | Shoulder | B12 | 200 | 99999 | 0 | 77.95 | 75.3 | 0.01 | 0
2025 | TVA_Transmission_2_TVA | TVA_Transmission | TVA | Internal | Shoulder | B13 | 600 | 99999 | 0 | 76.93 | 75.3 | 0.01 | 0
2025 | TVA_Transmission_2_TVA | TVA_Transmission | TVA | Internal | Shoulder | B14 | 900 | 99999 | 0 | 75.73 | 75.3 | 0.01 | 0
2025 | TVA_Transmission_2_TVA | TVA_Transmission | TVA | Internal | Shoulder | B15 | 1203 | 99999 | 2691.95 | 69.74 | 69.75 | 0.01 | 0
2025 | TVA_Transmission_2_TVA | TVA_Transmission | TVA | Internal | Summer | B1 | 10 | 99999 | 4008.47 | 118.44 | 118.45 | 0.01 | 0
2025 | TVA_Transmission_2_TVA | TVA_Transmission | TVA | Internal | Summer | B2 | 25 | 99999 | 3250.63 | 117.53 | 117.54 | 0.01 | 0
2025 | TVA_Transmission_2_TVA | TVA_Transmission | TVA | Internal | Summer | B3 | 75 | 99999 | 1756.57 | 115.27 | 115.28 | 0.01 | 0
2025 | TVA_Transmission_2_TVA | TVA_Transmission | TVA | Internal | Summer | B4 | 100 | 99999 | 1067.54 | 115.27 | 115.28 | 0.01 | 0
2025 | TVA_Transmission_2_TVA | TVA_Transmission | TVA | Internal | Summer | B5 | 200 | 99999 | 0 | 108.38 | 101.45 | 0.01 | 0
2025 | TVA_Transmission_2_TVA | TVA_Transmission | TVA | Internal | Summer | B6 | 300 | 99999 | 0 | 91.98 | 84.27 | 0.01 | 0
2025 | TVA_Transmission_2_TVA | TVA_Transmission | TVA | Internal | Summer | B7 | 400 | 99999 | 0 | 86.92 | 73.87 | 0.01 | 0
2025 | TVA_Transmission_2_TVA | TVA_Transmission | TVA | Internal | Summer | B8 | 500 | 99999 | 0 | 77.42 | 73.87 | 0.01 | 0
2025 | TVA_Transmission_2_TVA | TVA_Transmission | TVA | Internal | Summer | B9 | 800 | 99999 | 0 | 73.91 | 73.87 | 0.01 | 0
2025 | TVA_Transmission_2_TVA | TVA_Transmission | TVA | Internal | Summer | B10 | 1262 | 99999 | 373.04 | 69.24 | 69.25 | 0.01 | 0
2025 | TVA_Transmission_2_TVA | TVA_Transmission | TVA | Internal | Winter | B16 | 25 | 99999 | 1523.13 | 89.6 | 89.61 | 0.01 | 0
2025 | TVA_Transmission_2_TVA | TVA_Transmission | TVA | Internal | Winter | B17 | 100 | 99999 | 0 | 82.26 | 78.3 | 0.01 | 0
2025 | TVA_Transmission_2_TVA | TVA_Transmission | TVA | Internal | Winter | B18 | 400 | 99999 | 0 | 79.47 | 78.29 | 0.01 | 0
2025 | TVA_Transmission_2_TVA | TVA_Transmission | TVA | Internal | Winter | B19 | 700 | 99999 | 0 | 79.1 | 78.29 | 0.01 | 0
2025 | TVA_Transmission_2_TVA | TVA_Transmission | TVA | Internal | Winter | B20 | 935 | 99999 | 2500 | 71.74 | 71.75 | 0.01 | 0
2025 | TVA_Transmission_2_VACAR | TVA_Transmission | VACAR | Internal | Shoulder | B11 | 25 | 900 | 0 | 90.2 | 92.2 | 9 | 0
2025 | TVA_Transmission_2_VACAR | TVA_Transmission | VACAR | Internal | Shoulder | B12 | 200 | 900 | 0 | 77.95 | 80.18 | 9 | 0
2025 | TVA_Transmission_2_VACAR | TVA_Transmission | VACAR | Internal | Shoulder | B13 | 600 | 900 | 0 | 76.93 | 76.26 | 9 | 0
2025 | TVA_Transmission_2_VACAR | TVA_Transmission | VACAR | Internal | Shoulder | B14 | 900 | 900 | 0 | 75.73 | 75.44 | 9 | 0
2025 | TVA_Transmission_2_VACAR | TVA_Transmission | VACAR | Internal | Shoulder | B15 | 1203 | 900 | 0 | 69.74 | 66.27 | 9 | 0
2025 | TVA_Transmission_2_VACAR | TVA_Transmission | VACAR | Internal | Summer | B1 | 10 | 900 | 0 | 118.44 | 121.06 | 9 | 0
2025 | TVA_Transmission_2_VACAR | TVA_Transmission | VACAR | Internal | Summer | B2 | 25 | 900 | 0 | 117.53 | 121.06 | 9 | 0
2025 | TVA_Transmission_2_VACAR | TVA_Transmission | VACAR | Internal | Summer | B3 | 75 | 900 | 0 | 115.27 | 117.66 | 9 | 0
2025 | TVA_Transmission_2_VACAR | TVA_Transmission | VACAR | Internal | Summer | B4 | 100 | 900 | 0 | 115.27 | 115.27 | 9 | 0
2025 | TVA_Transmission_2_VACAR | TVA_Transmission | VACAR | Internal | Summer | B5 | 200 | 900 | 0 | 108.38 | 110.38 | 9 | 0
2025 | TVA_Transmission_2_VACAR | TVA_Transmission | VACAR | Internal | Summer | B6 | 300 | 900 | 0 | 91.98 | 93.27 | 9 | 0
2025 | TVA_Transmission_2_VACAR | TVA_Transmission | VACAR | Internal | Summer | B7 | 400 | 900 | 0 | 86.92 | 88.31 | 9 | 0
2025 | TVA_Transmission_2_VACAR | TVA_Transmission | VACAR | Internal | Summer | B8 | 500 | 900 | 0 | 77.42 | 78.44 | 9 | 0
2025 | TVA_Transmission_2_VACAR | TVA_Transmission | VACAR | Internal | Summer | B9 | 800 | 900 | 0 | 73.91 | 73.96 | 9 | 0
2025 | TVA_Transmission_2_VACAR | TVA_Transmission | VACAR | Internal | Summer | B10 | 1262 | 900 | 0 | 69.24 | 64.45 | 9 | 0
2025 | TVA_Transmission_2_VACAR | TVA_Transmission | VACAR | Internal | Winter | B16 | 25 | 900 | 0 | 89.6 | 95.14 | 9 | 0
2025 | TVA_Transmission_2_VACAR | TVA_Transmission | VACAR | Internal | Winter | B17 | 100 | 900 | 0 | 82.26 | 86.98 | 9 | 0
2025 | TVA_Transmission_2_VACAR | TVA_Transmission | VACAR | Internal | Winter | B18 | 400 | 900 | 0 | 79.47 | 80.8 | 9 | 0
2025 | TVA_Transmission_2_VACAR | TVA_Transmission | VACAR | Internal | Winter | B19 | 700 | 900 | 0 | 79.1 | 79.72 | 9 | 0
2025 | TVA_Transmission_2_VACAR | TVA_Transmission | VACAR | Internal | Winter | B20 | 935 | 900 | 0 | 71.74 | 70.33 | 9 | 0
2025 | VACAR_2_PJM_ROR | VACAR | PJM_ROR | Internal | Shoulder | B11 | 25 | 2000 | 0 | 92.2 | 83.2 | 7 | 0
2025 | VACAR_2_PJM_ROR | VACAR | PJM_ROR | Internal | Shoulder | B12 | 200 | 2000 | 0 | 80.18 | 74.18 | 7 | 0
2025 | VACAR_2_PJM_ROR | VACAR | PJM_ROR | Internal | Shoulder | B13 | 600 | 2000 | 0 | 76.26 | 72.37 | 7 | 0
2025 | VACAR_2_PJM_ROR | VACAR | PJM_ROR | Internal | Shoulder | B14 | 900 | 2000 | 0 | 75.44 | 70.58 | 7 | 0
2025 | VACAR_2_PJM_ROR | VACAR | PJM_ROR | Internal | Shoulder | B15 | 1203 | 2000 | 0 | 66.27 | 62.62 | 7 | 0
2025 | VACAR_2_PJM_ROR | VACAR | PJM_ROR | Internal | Summer | B1 | 10 | 2000 | 0 | 121.06 | 112.43 | 7 | 0
2025 | VACAR_2_PJM_ROR | VACAR | PJM_ROR | Internal | Summer | B2 | 25 | 2000 | 0 | 121.06 | 109.27 | 7 | 0
2025 | VACAR_2_PJM_ROR | VACAR | PJM_ROR | Internal | Summer | B3 | 75 | 2000 | 0 | 117.66 | 109.27 | 7 | 0
2025 | VACAR_2_PJM_ROR | VACAR | PJM_ROR | Internal | Summer | B4 | 100 | 2000 | 0 | 115.27 | 109.27 | 7 | 0
2025 | VACAR_2_PJM_ROR | VACAR | PJM_ROR | Internal | Summer | B5 | 200 | 2000 | 0 | 110.38 | 102.38 | 7 | 0
2025 | VACAR_2_PJM_ROR | VACAR | PJM_ROR | Internal | Summer | B6 | 300 | 2000 | 0 | 93.27 | 87.27 | 7 | 0
2025 | VACAR_2_PJM_ROR | VACAR | PJM_ROR | Internal | Summer | B7 | 400 | 2000 | 0 | 88.31 | 82.21 | 7 | 0
2025 | VACAR_2_PJM_ROR | VACAR | PJM_ROR | Internal | Summer | B8 | 500 | 2000 | 0 | 78.44 | 72.44 | 7 | 0
2025 | VACAR_2_PJM_ROR | VACAR | PJM_ROR | Internal | Summer | B9 | 800 | 2000 | 0 | 73.96 | 67.96 | 7 | 0
2025 | VACAR_2_PJM_ROR | VACAR | PJM_ROR | Internal | Summer | B10 | 1262 | 2000 | 0 | 64.45 | 63.24 | 7 | 0
2025 | VACAR_2_PJM_ROR | VACAR | PJM_ROR | Internal | Winter | B16 | 25 | 2000 | 0 | 95.14 | 83.6 | 7 | 0
2025 | VACAR_2_PJM_ROR | VACAR | PJM_ROR | Internal | Winter | B17 | 100 | 2000 | 0 | 86.98 | 80.98 | 7 | 0
2025 | VACAR_2_PJM_ROR | VACAR | PJM_ROR | Internal | Winter | B18 | 400 | 2000 | 0 | 80.8 | 74.8 | 7 | 0
2025 | VACAR_2_PJM_ROR | VACAR | PJM_ROR | Internal | Winter | B19 | 700 | 2000 | 0 | 79.72 | 74.36 | 7 | 0
2025 | VACAR_2_PJM_ROR | VACAR | PJM_ROR | Internal | Winter | B20 | 935 | 2000 | 0 | 70.33 | 65.02 | 7 | 0
2025 | VACAR_2_SOCO | VACAR | SOCO | Internal | Shoulder | B11 | 25 | 3000 | 2380.31 | 92.2 | 99.2 | 7 | 0
2025 | VACAR_2_SOCO | VACAR | SOCO | Internal | Shoulder | B12 | 200 | 3000 | 0 | 80.18 | 77.62 | 7 | 0
2025 | VACAR_2_SOCO | VACAR | SOCO | Internal | Shoulder | B13 | 600 | 3000 | 0 | 76.26 | 75.26 | 7 | 0
2025 | VACAR_2_SOCO | VACAR | SOCO | Internal | Shoulder | B14 | 900 | 3000 | 0 | 75.44 | 75.26 | 7 | 0
2025 | VACAR_2_SOCO | VACAR | SOCO | Internal | Shoulder | B15 | 1203 | 3000 | 0 | 66.27 | 72.62 | 7 | 0
2025 | VACAR_2_SOCO | VACAR | SOCO | Internal | Summer | B1 | 10 | 3000 | 0 | 121.06 | 125.69 | 7 | 0
2025 | VACAR_2_SOCO | VACAR | SOCO | Internal | Summer | B2 | 25 | 3000 | 0 | 121.06 | 121.83 | 7 | 0
2025 | VACAR_2_SOCO | VACAR | SOCO | Internal | Summer | B3 | 75 | 3000 | 0 | 117.66 | 120.44 | 7 | 0
2025 | VACAR_2_SOCO | VACAR | SOCO | Internal | Summer | B4 | 100 | 3000 | 0 | 115.27 | 120.44 | 7 | 0
2025 | VACAR_2_SOCO | VACAR | SOCO | Internal | Summer | B5 | 200 | 3000 | 2594.38 | 110.38 | 117.38 | 7 | 0
2025 | VACAR_2_SOCO | VACAR | SOCO | Internal | Summer | B6 | 300 | 3000 | 2484.96 | 93.27 | 100.27 | 7 | 0
2025 | VACAR_2_SOCO | VACAR | SOCO | Internal | Summer | B7 | 400 | 3000 | 2201.09 | 88.31 | 95.31 | 7 | 0
2025 | VACAR_2_SOCO | VACAR | SOCO | Internal | Summer | B8 | 500 | 3000 | 170.15 | 78.44 | 85.44 | 7 | 0
2025 | VACAR_2_SOCO | VACAR | SOCO | Internal | Summer | B9 | 800 | 3000 | 0 | 73.96 | 73.81 | 7 | 0
2025 | VACAR_2_SOCO | VACAR | SOCO | Internal | Summer | B10 | 1262 | 3000 | 0 | 64.45 | 71.22 | 7 | 0
2025 | VACAR_2_SOCO | VACAR | SOCO | Internal | Winter | B16 | 25 | 3000 | 0 | 95.14 | 98.61 | 7 | 0
2025 | VACAR_2_SOCO | VACAR | SOCO | Internal | Winter | B17 | 100 | 3000 | 0 | 86.98 | 84.66 | 7 | 0
2025 | VACAR_2_SOCO | VACAR | SOCO | Internal | Winter | B18 | 400 | 3000 | 0 | 80.8 | 77.08 | 7 | 0
2025 | VACAR_2_SOCO | VACAR | SOCO | Internal | Winter | B19 | 700 | 3000 | 0 | 79.72 | 77.08 | 7 | 0
2025 | VACAR_2_SOCO | VACAR | SOCO | Internal | Winter | B20 | 935 | 3000 | 0 | 70.33 | 75.5 | 7 | 0
2025 | VACAR_2_TVA_Transmission | VACAR | TVA_Transmission | Internal | Shoulder | B11 | 25 | 900 | 0 | 92.2 | 90.2 | 7 | 0
2025 | VACAR_2_TVA_Transmission | VACAR | TVA_Transmission | Internal | Shoulder | B12 | 200 | 900 | 0 | 80.18 | 77.95 | 7 | 0
2025 | VACAR_2_TVA_Transmission | VACAR | TVA_Transmission | Internal | Shoulder | B13 | 600 | 900 | 0 | 76.26 | 76.93 | 7 | 0
2025 | VACAR_2_TVA_Transmission | VACAR | TVA_Transmission | Internal | Shoulder | B14 | 900 | 900 | 0 | 75.44 | 75.73 | 7 | 0
2025 | VACAR_2_TVA_Transmission | VACAR | TVA_Transmission | Internal | Shoulder | B15 | 1203 | 900 | 0 | 66.27 | 69.74 | 7 | 0
2025 | VACAR_2_TVA_Transmission | VACAR | TVA_Transmission | Internal | Summer | B1 | 10 | 900 | 0 | 121.06 | 118.44 | 7 | 0
2025 | VACAR_2_TVA_Transmission | VACAR | TVA_Transmission | Internal | Summer | B2 | 25 | 900 | 0 | 121.06 | 117.53 | 7 | 0
2025 | VACAR_2_TVA_Transmission | VACAR | TVA_Transmission | Internal | Summer | B3 | 75 | 900 | 0 | 117.66 | 115.27 | 7 | 0
2025 | VACAR_2_TVA_Transmission | VACAR | TVA_Transmission | Internal | Summer | B4 | 100 | 900 | 0 | 115.27 | 115.27 | 7 | 0
2025 | VACAR_2_TVA_Transmission | VACAR | TVA_Transmission | Internal | Summer | B5 | 200 | 900 | 0 | 110.38 | 108.38 | 7 | 0
2025 | VACAR_2_TVA_Transmission | VACAR | TVA_Transmission | Internal | Summer | B6 | 300 | 900 | 0 | 93.27 | 91.98 | 7 | 0
2025 | VACAR_2_TVA_Transmission | VACAR | TVA_Transmission | Internal | Summer | B7 | 400 | 900 | 0 | 88.31 | 86.92 | 7 | 0
2025 | VACAR_2_TVA_Transmission | VACAR | TVA_Transmission | Internal | Summer | B8 | 500 | 900 | 0 | 78.44 | 77.42 | 7 | 0
2025 | VACAR_2_TVA_Transmission | VACAR | TVA_Transmission | Internal | Summer | B9 | 800 | 900 | 0 | 73.96 | 73.91 | 7 | 0
2025 | VACAR_2_TVA_Transmission | VACAR | TVA_Transmission | Internal | Summer | B10 | 1262 | 900 | 0 | 64.45 | 69.24 | 7 | 0
2025 | VACAR_2_TVA_Transmission | VACAR | TVA_Transmission | Internal | Winter | B16 | 25 | 900 | 0 | 95.14 | 89.6 | 7 | 0
2025 | VACAR_2_TVA_Transmission | VACAR | TVA_Transmission | Internal | Winter | B17 | 100 | 900 | 0 | 86.98 | 82.26 | 7 | 0
2025 | VACAR_2_TVA_Transmission | VACAR | TVA_Transmission | Internal | Winter | B18 | 400 | 900 | 0 | 80.8 | 79.47 | 7 | 0
2025 | VACAR_2_TVA_Transmission | VACAR | TVA_Transmission | Internal | Winter | B19 | 700 | 900 | 0 | 79.72 | 79.1 | 7 | 0
2025 | VACAR_2_TVA_Transmission | VACAR | TVA_Transmission | Internal | Winter | B20 | 935 | 900 | 0 | 70.33 | 71.74 | 7 | 0
2030 | ENT_2_MISO_MO-IL | ENT | MISO_MO-IL | Internal | Shoulder | B11 | 25 | 2260 | 0 | 94.22 | 93.31 | 8 | 0
2030 | ENT_2_MISO_MO-IL | ENT | MISO_MO-IL | Internal | Shoulder | B12 | 200 | 2260 | 0 | 93.53 | 87.84 | 8 | 0
2030 | ENT_2_MISO_MO-IL | ENT | MISO_MO-IL | Internal | Shoulder | B13 | 600 | 2260 | 0 | 90.37 | 87.66 | 8 | 0
2030 | ENT_2_MISO_MO-IL | ENT | MISO_MO-IL | Internal | Shoulder | B14 | 900 | 2260 | 0 | 90.37 | 85.74 | 8 | 0
2030 | ENT_2_MISO_MO-IL | ENT | MISO_MO-IL | Internal | Shoulder | B15 | 1203 | 2260 | 0 | 83.96 | 75.96 | 8 | 0
2030 | ENT_2_MISO_MO-IL | ENT | MISO_MO-IL | Internal | Summer | B1 | 10 | 2260 | 0 | 148.2 | 145.2 | 8 | 0
2030 | ENT_2_MISO_MO-IL | ENT | MISO_MO-IL | Internal | Summer | B2 | 25 | 2260 | 0 | 148.93 | 141.54 | 8 | 0
2030 | ENT_2_MISO_MO-IL | ENT | MISO_MO-IL | Internal | Summer | B3 | 75 | 2260 | 0 | 141.4 | 141.52 | 8 | 0
2030 | ENT_2_MISO_MO-IL | ENT | MISO_MO-IL | Internal | Summer | B4 | 100 | 2260 | 0 | 137.96 | 140.86 | 8 | 0
2030 | ENT_2_MISO_MO-IL | ENT | MISO_MO-IL | Internal | Summer | B5 | 200 | 2260 | 172 | 132.67 | 140.67 | 8 | 0
2030 | ENT_2_MISO_MO-IL | ENT | MISO_MO-IL | Internal | Summer | B6 | 300 | 2260 | 772.14 | 100.47 | 108.47 | 8 | 0
2030 | ENT_2_MISO_MO-IL | ENT | MISO_MO-IL | Internal | Summer | B7 | 400 | 2260 | 0 | 92.56 | 92.16 | 8 | 0
2030 | ENT_2_MISO_MO-IL | ENT | MISO_MO-IL | Internal | Summer | B8 | 500 | 2260 | 0 | 91.87 | 88.02 | 8 | 0
2030 | ENT_2_MISO_MO-IL | ENT | MISO_MO-IL | Internal | Summer | B9 | 800 | 2260 | 0 | 91.38 | 83.38 | 8 | 0
2030 | ENT_2_MISO_MO-IL | ENT | MISO_MO-IL | Internal | Summer | B10 | 1262 | 2260 | 0 | 82.61 | 74.61 | 8 | 0
2030 | ENT_2_MISO_MO-IL | ENT | MISO_MO-IL | Internal | Winter | B16 | 25 | 2260 | 0 | 96.8 | 95.6 | 8 | 0
2030 | ENT_2_MISO_MO-IL | ENT | MISO_MO-IL | Internal | Winter | B17 | 100 | 2260 | 0 | 95.76 | 91.58 | 8 | 0
2030 | ENT_2_MISO_MO-IL | ENT | MISO_MO-IL | Internal | Winter | B18 | 400 | 2260 | 0 | 93.53 | 89.87 | 8 | 0
2030 | ENT_2_MISO_MO-IL | ENT | MISO_MO-IL | Internal | Winter | B19 | 700 | 2260 | 0 | 93.53 | 89.33 | 8 | 0
2030 | ENT_2_MISO_MO-IL | ENT | MISO_MO-IL | Internal | Winter | B20 | 935 | 2260 | 0 | 86.6 | 78.6 | 8 | 0
2030 | ENT_2_SOCO | ENT | SOCO | Internal | Shoulder | B11 | 25 | 2000 | 2000 | 94.22 | 104.31 | 8 | 2.09
2030 | ENT_2_SOCO | ENT | SOCO | Internal | Shoulder | B12 | 200 | 2000 | 0 | 93.53 | 92.38 | 8 | 0
2030 | ENT_2_SOCO | ENT | SOCO | Internal | Shoulder | B13 | 600 | 2000 | 0 | 90.37 | 92.38 | 8 | 0
2030 | ENT_2_SOCO | ENT | SOCO | Internal | Shoulder | B14 | 900 | 2000 | 0 | 90.37 | 92.38 | 8 | 0
2030 | ENT_2_SOCO | ENT | SOCO | Internal | Shoulder | B15 | 1203 | 2000 | 0 | 83.96 | 82.36 | 8 | 0
2030 | ENT_2_SOCO | ENT | SOCO | Internal | Summer | B1 | 10 | 2000 | 100.33 | 148.2 | 156.2 | 8 | 0
2030 | ENT_2_SOCO | ENT | SOCO | Internal | Summer | B2 | 25 | 2000 | 122.07 | 148.93 | 156.93 | 8 | 0
2030 | ENT_2_SOCO | ENT | SOCO | Internal | Summer | B3 | 75 | 2000 | 633.01 | 141.4 | 149.4 | 8 | 0
2030 | ENT_2_SOCO | ENT | SOCO | Internal | Summer | B4 | 100 | 2000 | 0 | 137.96 | 141.58 | 8 | 0
2030 | ENT_2_SOCO | ENT | SOCO | Internal | Summer | B5 | 200 | 2000 | 0 | 132.67 | 125.67 | 8 | 0
2030 | ENT_2_SOCO | ENT | SOCO | Internal | Summer | B6 | 300 | 2000 | 0 | 100.47 | 96.65 | 8 | 0
2030 | ENT_2_SOCO | ENT | SOCO | Internal | Summer | B7 | 400 | 2000 | 0 | 92.56 | 91.03 | 8 | 0
2030 | ENT_2_SOCO | ENT | SOCO | Internal | Summer | B8 | 500 | 2000 | 0 | 91.87 | 90.88 | 8 | 0
2030 | ENT_2_SOCO | ENT | SOCO | Internal | Summer | B9 | 800 | 2000 | 0 | 91.38 | 90.88 | 8 | 0
2030 | ENT_2_SOCO | ENT | SOCO | Internal | Summer | B10 | 1262 | 2000 | 0 | 82.61 | 87.87 | 8 | 0
2030 | ENT_2_SOCO | ENT | SOCO | Internal | Winter | B16 | 25 | 2000 | 0 | 96.8 | 104.35 | 8 | 0
2030 | ENT_2_SOCO | ENT | SOCO | Internal | Winter | B17 | 100 | 2000 | 0 | 95.76 | 95.54 | 8 | 0
2030 | ENT_2_SOCO | ENT | SOCO | Internal | Winter | B18 | 400 | 2000 | 0 | 93.53 | 95.54 | 8 | 0
2030 | ENT_2_SOCO | ENT | SOCO | Internal | Winter | B19 | 700 | 2000 | 0 | 93.53 | 95.54 | 8 | 0
2030 | ENT_2_SOCO | ENT | SOCO | Internal | Winter | B20 | 935 | 2000 | 0 | 86.6 | 84.94 | 8 | 0
2030 | ENT_2_SPP_N | ENT | SPP_N | Internal | Shoulder | B11 | 25 | 1300 | 0 | 94.22 | 94.6 | 8 | 0
2030 | ENT_2_SPP_N | ENT | SPP_N | Internal | Shoulder | B12 | 200 | 1300 | 0 | 93.53 | 90.16 | 8 | 0
2030 | ENT_2_SPP_N | ENT | SPP_N | Internal | Shoulder | B13 | 600 | 1300 | 0 | 90.37 | 87.94 | 8 | 0
2030 | ENT_2_SPP_N | ENT | SPP_N | Internal | Shoulder | B14 | 900 | 1300 | 0 | 90.37 | 80.74 | 8 | 0
2030 | ENT_2_SPP_N | ENT | SPP_N | Internal | Shoulder | B15 | 1203 | 1300 | 0 | 83.96 | 77.39 | 8 | 0
2030 | ENT_2_SPP_N | ENT | SPP_N | Internal | Summer | B1 | 10 | 1300 | 0 | 148.2 | 143.2 | 8 | 0
2030 | ENT_2_SPP_N | ENT | SPP_N | Internal | Summer | B2 | 25 | 1300 | 0 | 148.93 | 146.26 | 8 | 0
2030 | ENT_2_SPP_N | ENT | SPP_N | Internal | Summer | B3 | 75 | 1300 | 0 | 141.4 | 146.63 | 8 | 0
2030 | ENT_2_SPP_N | ENT | SPP_N | Internal | Summer | B4 | 100 | 1300 | 645.04 | 137.96 | 145.96 | 8 | 0
2030 | ENT_2_SPP_N | ENT | SPP_N | Internal | Summer | B5 | 200 | 1300 | 863.6 | 132.67 | 140.67 | 8 | 0
2030 | ENT_2_SPP_N | ENT | SPP_N | Internal | Summer | B6 | 300 | 1300 | 1182.13 | 100.47 | 108.47 | 8 | 0
2030 | ENT_2_SPP_N | ENT | SPP_N | Internal | Summer | B7 | 400 | 1300 | 0 | 92.56 | 96.05 | 8 | 0
2030 | ENT_2_SPP_N | ENT | SPP_N | Internal | Summer | B8 | 500 | 1300 | 0 | 91.87 | 90.69 | 8 | 0
2030 | ENT_2_SPP_N | ENT | SPP_N | Internal | Summer | B9 | 800 | 1300 | 0 | 91.38 | 88.68 | 8 | 0
2030 | ENT_2_SPP_N | ENT | SPP_N | Internal | Summer | B10 | 1262 | 1300 | 0 | 82.61 | 77.39 | 8 | 0
2030 | ENT_2_SPP_N | ENT | SPP_N | Internal | Winter | B16 | 25 | 1300 | 0 | 96.8 | 90.6 | 8 | 0
2030 | ENT_2_SPP_N | ENT | SPP_N | Internal | Winter | B17 | 100 | 1300 | 0 | 95.76 | 86.58 | 8 | 0
2030 | ENT_2_SPP_N | ENT | SPP_N | Internal | Winter | B18 | 400 | 1300 | 0 | 93.53 | 88.52 | 8 | 0
2030 | ENT_2_SPP_N | ENT | SPP_N | Internal | Winter | B19 | 700 | 1300 | 0 | 93.53 | 88.03 | 8 | 0
2030 | ENT_2_SPP_N | ENT | SPP_N | Internal | Winter | B20 | 935 | 1300 | 0 | 86.6 | 80.94 | 8 | 0
2030 | ENT_2_SPP_S | ENT | SPP_S | Internal | Shoulder | B11 | 25 | 1300 | 0 | 94.22 | 94.61 | 8 | 0
2030 | ENT_2_SPP_S | ENT | SPP_S | Internal | Shoulder | B12 | 200 | 1300 | 0 | 93.53 | 90.17 | 8 | 0
2030 | ENT_2_SPP_S | ENT | SPP_S | Internal | Shoulder | B13 | 600 | 1300 | 0 | 90.37 | 87.95 | 8 | 0
2030 | ENT_2_SPP_S | ENT | SPP_S | Internal | Shoulder | B14 | 900 | 1300 | 0 | 90.37 | 80.75 | 8 | 0
2030 | ENT_2_SPP_S | ENT | SPP_S | Internal | Shoulder | B15 | 1203 | 1300 | 0 | 83.96 | 77.4 | 8 | 0
2030 | ENT_2_SPP_S | ENT | SPP_S | Internal | Summer | B1 | 10 | 1300 | 0 | 148.2 | 95.98 | 8 | 0
2030 | ENT_2_SPP_S | ENT | SPP_S | Internal | Summer | B2 | 25 | 1300 | 0 | 148.93 | 128.95 | 8 | 0
2030 | ENT_2_SPP_S | ENT | SPP_S | Internal | Summer | B3 | 75 | 1300 | 0 | 141.4 | 136.4 | 8 | 0
2030 | ENT_2_SPP_S | ENT | SPP_S | Internal | Summer | B4 | 100 | 1300 | 0 | 137.96 | 128.95 | 8 | 0
2030 | ENT_2_SPP_S | ENT | SPP_S | Internal | Summer | B5 | 200 | 1300 | 0 | 132.67 | 128.95 | 8 | 0
2030 | ENT_2_SPP_S | ENT | SPP_S | Internal | Summer | B6 | 300 | 1300 | 0 | 100.47 | 108.45 | 8 | 0
2030 | ENT_2_SPP_S | ENT | SPP_S | Internal | Summer | B7 | 400 | 1300 | 0 | 92.56 | 96.03 | 8 | 0
2030 | ENT_2_SPP_S | ENT | SPP_S | Internal | Summer | B8 | 500 | 1300 | 0 | 91.87 | 90.7 | 8 | 0
2030 | ENT_2_SPP_S | ENT | SPP_S | Internal | Summer | B9 | 800 | 1300 | 0 | 91.38 | 88.69 | 8 | 0
2030 | ENT_2_SPP_S | ENT | SPP_S | Internal | Summer | B10 | 1262 | 1300 | 0 | 82.61 | 77.4 | 8 | 0
2030 | ENT_2_SPP_S | ENT | SPP_S | Internal | Winter | B16 | 25 | 1300 | 0 | 96.8 | 90.61 | 8 | 0
2030 | ENT_2_SPP_S | ENT | SPP_S | Internal | Winter | B17 | 100 | 1300 | 0 | 95.76 | 86.59 | 8 | 0
2030 | ENT_2_SPP_S | ENT | SPP_S | Internal | Winter | B18 | 400 | 1300 | 0 | 93.53 | 88.53 | 8 | 0
2030 | ENT_2_SPP_S | ENT | SPP_S | Internal | Winter | B19 | 700 | 1300 | 0 | 93.53 | 88.04 | 8 | 0
2030 | ENT_2_SPP_S | ENT | SPP_S | Internal | Winter | B20 | 935 | 1300 | 0 | 86.6 | 80.95 | 8 | 0
2030 | ENT_2_TVA_Transmission | ENT | TVA_Transmission | Internal | Shoulder | B11 | 25 | 2100 | 0 | 94.22 | 97.31 | 8 | 0
2030 | ENT_2_TVA_Transmission | ENT | TVA_Transmission | Internal | Shoulder | B12 | 200 | 2100 | 0 | 93.53 | 91.76 | 8 | 0
2030 | ENT_2_TVA_Transmission | ENT | TVA_Transmission | Internal | Shoulder | B13 | 600 | 2100 | 0 | 90.37 | 91.76 | 8 | 0
2030 | ENT_2_TVA_Transmission | ENT | TVA_Transmission | Internal | Shoulder | B14 | 900 | 2100 | 0 | 90.37 | 91.76 | 8 | 0
2030 | ENT_2_TVA_Transmission | ENT | TVA_Transmission | Internal | Shoulder | B15 | 1203 | 2100 | 0 | 83.96 | 81.87 | 8 | 0
2030 | ENT_2_TVA_Transmission | ENT | TVA_Transmission | Internal | Summer | B1 | 10 | 2100 | 0 | 148.2 | 153.2 | 8 | 0
2030 | ENT_2_TVA_Transmission | ENT | TVA_Transmission | Internal | Summer | B2 | 25 | 2100 | 0 | 148.93 | 149.54 | 8 | 0
2030 | ENT_2_TVA_Transmission | ENT | TVA_Transmission | Internal | Summer | B3 | 75 | 2100 | 0 | 141.4 | 146.39 | 8 | 0
2030 | ENT_2_TVA_Transmission | ENT | TVA_Transmission | Internal | Summer | B4 | 100 | 2100 | 0 | 137.96 | 144.85 | 8 | 0
2030 | ENT_2_TVA_Transmission | ENT | TVA_Transmission | Internal | Summer | B5 | 200 | 2100 | 0 | 132.67 | 131.67 | 8 | 0
2030 | ENT_2_TVA_Transmission | ENT | TVA_Transmission | Internal | Summer | B6 | 300 | 2100 | 0 | 100.47 | 100.42 | 8 | 0
2030 | ENT_2_TVA_Transmission | ENT | TVA_Transmission | Internal | Summer | B7 | 400 | 2100 | 0 | 92.56 | 91.03 | 8 | 0
2030 | ENT_2_TVA_Transmission | ENT | TVA_Transmission | Internal | Summer | B8 | 500 | 2100 | 0 | 91.87 | 90.33 | 8 | 0
2030 | ENT_2_TVA_Transmission | ENT | TVA_Transmission | Internal | Summer | B9 | 800 | 2100 | 0 | 91.38 | 90.33 | 8 | 0
2030 | ENT_2_TVA_Transmission | ENT | TVA_Transmission | Internal | Summer | B10 | 1262 | 2100 | 0 | 82.61 | 80 | 8 | 0
2030 | ENT_2_TVA_Transmission | ENT | TVA_Transmission | Internal | Winter | B16 | 25 | 2100 | 0 | 96.8 | 99.6 | 8 | 0
2030 | ENT_2_TVA_Transmission | ENT | TVA_Transmission | Internal | Winter | B17 | 100 | 2100 | 0 | 95.76 | 94.8 | 8 | 0
2030 | ENT_2_TVA_Transmission | ENT | TVA_Transmission | Internal | Winter | B18 | 400 | 2100 | 0 | 93.53 | 94.28 | 8 | 0
2030 | ENT_2_TVA_Transmission | ENT | TVA_Transmission | Internal | Winter | B19 | 700 | 2100 | 0 | 93.53 | 94.28 | 8 | 0
2030 | ENT_2_TVA_Transmission | ENT | TVA_Transmission | Internal | Winter | B20 | 935 | 2100 | 0 | 86.6 | 84.94 | 8 | 0
2030 | FRCC_2_SOCO | FRCC | SOCO | Internal | Shoulder | B11 | 25 | 900 | 0 | 114.31 | 104.31 | 8 | 0
2030 | FRCC_2_SOCO | FRCC | SOCO | Internal | Shoulder | B12 | 200 | 900 | 0 | 97.62 | 92.38 | 8 | 0
2030 | FRCC_2_SOCO | FRCC | SOCO | Internal | Shoulder | B13 | 600 | 900 | 0 | 97.62 | 92.38 | 8 | 0
2030 | FRCC_2_SOCO | FRCC | SOCO | Internal | Shoulder | B14 | 900 | 900 | 0 | 97.62 | 92.38 | 8 | 0
2030 | FRCC_2_SOCO | FRCC | SOCO | Internal | Shoulder | B15 | 1203 | 900 | 0 | 84.43 | 82.36 | 8 | 0
2030 | FRCC_2_SOCO | FRCC | SOCO | Internal | Summer | B1 | 10 | 900 | 0 | 155.87 | 156.2 | 8 | 0
2030 | FRCC_2_SOCO | FRCC | SOCO | Internal | Summer | B2 | 25 | 900 | 0 | 155.87 | 156.93 | 8 | 0
2030 | FRCC_2_SOCO | FRCC | SOCO | Internal | Summer | B3 | 75 | 900 | 0 | 151.58 | 149.4 | 8 | 0
2030 | FRCC_2_SOCO | FRCC | SOCO | Internal | Summer | B4 | 100 | 900 | 0 | 151.58 | 141.58 | 8 | 0
2030 | FRCC_2_SOCO | FRCC | SOCO | Internal | Summer | B5 | 200 | 900 | 0 | 135.67 | 125.67 | 8 | 0
2030 | FRCC_2_SOCO | FRCC | SOCO | Internal | Summer | B6 | 300 | 900 | 0 | 96.7 | 96.65 | 8 | 0
2030 | FRCC_2_SOCO | FRCC | SOCO | Internal | Summer | B7 | 400 | 900 | 0 | 96.7 | 91.03 | 8 | 0
2030 | FRCC_2_SOCO | FRCC | SOCO | Internal | Summer | B8 | 500 | 900 | 0 | 96.7 | 90.88 | 8 | 0
2030 | FRCC_2_SOCO | FRCC | SOCO | Internal | Summer | B9 | 800 | 900 | 0 | 96.7 | 90.88 | 8 | 0
2030 | FRCC_2_SOCO | FRCC | SOCO | Internal | Summer | B10 | 1262 | 900 | 0 | 83.66 | 87.87 | 8 | 0
2030 | FRCC_2_SOCO | FRCC | SOCO | Internal | Winter | B16 | 25 | 900 | 0 | 100.28 | 104.35 | 8 | 0
2030 | FRCC_2_SOCO | FRCC | SOCO | Internal | Winter | B17 | 100 | 900 | 0 | 100.28 | 95.54 | 8 | 0
2030 | FRCC_2_SOCO | FRCC | SOCO | Internal | Winter | B18 | 400 | 900 | 0 | 100.28 | 95.54 | 8 | 0
2030 | FRCC_2_SOCO | FRCC | SOCO | Internal | Winter | B19 | 700 | 900 | 0 | 93.94 | 95.54 | 8 | 0
2030 | FRCC_2_SOCO | FRCC | SOCO | Internal | Winter | B20 | 935 | 900 | 0 | 86.69 | 84.94 | 8 | 0
2030 | HQ_NEISO_2_NEISO | HQ_NEISO | NEISO | Internal | Shoulder | B11 | 25 | 99999 | 3866.9 | 49.94 | 49.95 | 0.01 | 0
2030 | HQ_NEISO_2_NEISO | HQ_NEISO | NEISO | Internal | Shoulder | B12 | 200 | 99999 | 3857.4 | 49.94 | 49.95 | 0.01 | 0
2030 | HQ_NEISO_2_NEISO | HQ_NEISO | NEISO | Internal | Shoulder | B13 | 600 | 99999 | 3820.02 | 49.94 | 49.95 | 0.01 | 0
2030 | HQ_NEISO_2_NEISO | HQ_NEISO | NEISO | Internal | Shoulder | B14 | 900 | 99999 | 3754.63 | 49.94 | 49.95 | 0.01 | 0
2030 | HQ_NEISO_2_NEISO | HQ_NEISO | NEISO | Internal | Shoulder | B15 | 1203 | 99999 | 1797.77 | 49.94 | 49.95 | 0.01 | 0
2030 | HQ_NEISO_2_NEISO | HQ_NEISO | NEISO | Internal | Summer | B1 | 10 | 99999 | 4396.59 | 95.98 | 95.99 | 0.01 | 0
2030 | HQ_NEISO_2_NEISO | HQ_NEISO | NEISO | Internal | Summer | B2 | 25 | 99999 | 4333.83 | 95.98 | 95.99 | 0.01 | 0
2030 | HQ_NEISO_2_NEISO | HQ_NEISO | NEISO | Internal | Summer | B3 | 75 | 99999 | 4208.63 | 89.9 | 89.91 | 0.01 | 0
2030 | HQ_NEISO_2_NEISO | HQ_NEISO | NEISO | Internal | Summer | B4 | 100 | 99999 | 4101.1 | 80.89 | 80.9 | 0.01 | 0
2030 | HQ_NEISO_2_NEISO | HQ_NEISO | NEISO | Internal | Summer | B5 | 200 | 99999 | 4042.61 | 80.89 | 80.9 | 0.01 | 0
2030 | HQ_NEISO_2_NEISO | HQ_NEISO | NEISO | Internal | Summer | B6 | 300 | 99999 | 3976.65 | 80.89 | 80.9 | 0.01 | 0
2030 | HQ_NEISO_2_NEISO | HQ_NEISO | NEISO | Internal | Summer | B7 | 400 | 99999 | 3901.06 | 71.46 | 71.47 | 0.01 | 0
2030 | HQ_NEISO_2_NEISO | HQ_NEISO | NEISO | Internal | Summer | B8 | 500 | 99999 | 3841.63 | 71.46 | 71.47 | 0.01 | 0
2030 | HQ_NEISO_2_NEISO | HQ_NEISO | NEISO | Internal | Summer | B9 | 800 | 99999 | 3768.83 | 70.2 | 70.21 | 0.01 | 0
2030 | HQ_NEISO_2_NEISO | HQ_NEISO | NEISO | Internal | Summer | B10 | 1262 | 99999 | 1471.96 | 70.2 | 70.21 | 0.01 | 0
2030 | HQ_NEISO_2_NEISO | HQ_NEISO | NEISO | Internal | Winter | B16 | 25 | 99999 | 3998.52 | 49.94 | 49.95 | 0.01 | 0
2030 | HQ_NEISO_2_NEISO | HQ_NEISO | NEISO | Internal | Winter | B17 | 100 | 99999 | 3945.7 | 49.94 | 49.95 | 0.01 | 0
2030 | HQ_NEISO_2_NEISO | HQ_NEISO | NEISO | Internal | Winter | B18 | 400 | 99999 | 3905.27 | 49.94 | 49.95 | 0.01 | 0
2030 | HQ_NEISO_2_NEISO | HQ_NEISO | NEISO | Internal | Winter | B19 | 700 | 99999 | 3829.95 | 49.94 | 49.95 | 0.01 | 0
2030 | HQ_NEISO_2_NEISO | HQ_NEISO | NEISO | Internal | Winter | B20 | 935 | 99999 | 1964.44 | 49.94 | 49.95 | 0.01 | 0
2030 | HQ_NY_2_NYISO_A-F | HQ_NY | NYISO_A-F | Internal | Shoulder | B11 | 25 | 99999 | 2812.27 | 46.94 | 46.95 | 0.01 | 0
2030 | HQ_NY_2_NYISO_A-F | HQ_NY | NYISO_A-F | Internal | Shoulder | B12 | 200 | 99999 | 2847.69 | 46.94 | 46.95 | 0.01 | 0
2030 | HQ_NY_2_NYISO_A-F | HQ_NY | NYISO_A-F | Internal | Shoulder | B13 | 600 | 99999 | 2781.85 | 46.94 | 46.95 | 0.01 | 0
2030 | HQ_NY_2_NYISO_A-F | HQ_NY | NYISO_A-F | Internal | Shoulder | B14 | 900 | 99999 | 2673.14 | 46.94 | 46.95 | 0.01 | 0
2030 | HQ_NY_2_NYISO_A-F | HQ_NY | NYISO_A-F | Internal | Shoulder | B15 | 1203 | 99999 | 1582.7 | 46.94 | 46.95 | 0.01 | 0
2030 | HQ_NY_2_NYISO_A-F | HQ_NY | NYISO_A-F | Internal | Summer | B1 | 10 | 99999 | 3500 | 78.9 | 78.91 | 0.01 | 0
2030 | HQ_NY_2_NYISO_A-F | HQ_NY | NYISO_A-F | Internal | Summer | B2 | 25 | 99999 | 3406.71 | 92.9 | 92.91 | 0.01 | 0
2030 | HQ_NY_2_NYISO_A-F | HQ_NY | NYISO_A-F | Internal | Summer | B3 | 75 | 99999 | 3266.7 | 92.9 | 92.91 | 0.01 | 0
2030 | HQ_NY_2_NYISO_A-F | HQ_NY | NYISO_A-F | Internal | Summer | B4 | 100 | 99999 | 3116.28 | 86.38 | 86.39 | 0.01 | 0
2030 | HQ_NY_2_NYISO_A-F | HQ_NY | NYISO_A-F | Internal | Summer | B5 | 200 | 99999 | 3025.49 | 83.89 | 83.9 | 0.01 | 0
2030 | HQ_NY_2_NYISO_A-F | HQ_NY | NYISO_A-F | Internal | Summer | B6 | 300 | 99999 | 2934.86 | 83.89 | 83.9 | 0.01 | 0
2030 | HQ_NY_2_NYISO_A-F | HQ_NY | NYISO_A-F | Internal | Summer | B7 | 400 | 99999 | 2830.75 | 74.46 | 74.47 | 0.01 | 0
2030 | HQ_NY_2_NYISO_A-F | HQ_NY | NYISO_A-F | Internal | Summer | B8 | 500 | 99999 | 2760.25 | 74.46 | 74.47 | 0.01 | 0
2030 | HQ_NY_2_NYISO_A-F | HQ_NY | NYISO_A-F | Internal | Summer | B9 | 800 | 99999 | 2664.71 | 73.19 | 73.2 | 0.01 | 0
2030 | HQ_NY_2_NYISO_A-F | HQ_NY | NYISO_A-F | Internal | Summer | B10 | 1262 | 99999 | 1436.31 | 73.19 | 73.2 | 0.01 | 0
2030 | HQ_NY_2_NYISO_A-F | HQ_NY | NYISO_A-F | Internal | Winter | B16 | 25 | 99999 | 3058.87 | 46.94 | 46.95 | 0.01 | 0
2030 | HQ_NY_2_NYISO_A-F | HQ_NY | NYISO_A-F | Internal | Winter | B17 | 100 | 99999 | 3001.1 | 46.94 | 46.95 | 0.01 | 0
2030 | HQ_NY_2_NYISO_A-F | HQ_NY | NYISO_A-F | Internal | Winter | B18 | 400 | 99999 | 2934.69 | 46.94 | 46.95 | 0.01 | 0
2030 | HQ_NY_2_NYISO_A-F | HQ_NY | NYISO_A-F | Internal | Winter | B19 | 700 | 99999 | 2819.07 | 46.94 | 46.95 | 0.01 | 0
2030 | HQ_NY_2_NYISO_A-F | HQ_NY | NYISO_A-F | Internal | Winter | B20 | 935 | 99999 | 1762.97 | 46.94 | 46.95 | 0.01 | 0
2030 | HQ_IESO_2_IESO | HQ_IESO | IESO | Internal | Shoulder | B11 | 25 | 99999 | 400 | 39.94 | 39.95 | 0.01 | 0
2030 | HQ_IESO_2_IESO | HQ_IESO | IESO | Internal | Shoulder | B12 | 200 | 99999 | 400 | 39.94 | 39.95 | 0.01 | 0
2030 | HQ_IESO_2_IESO | HQ_IESO | IESO | Internal | Shoulder | B13 | 600 | 99999 | 400 | 39.94 | 39.95 | 0.01 | 0
2030 | HQ_IESO_2_IESO | HQ_IESO | IESO | Internal | Shoulder | B14 | 900 | 99999 | 400 | 39.94 | 39.95 | 0.01 | 0
2030 | HQ_IESO_2_IESO | HQ_IESO | IESO | Internal | Shoulder | B15 | 1203 | 99999 | 75.48 | 39.94 | 39.95 | 0.01 | 0
2030 | HQ_IESO_2_IESO | HQ_IESO | IESO | Internal | Summer | B1 | 10 | 99999 | 400 | 85.9 | 85.91 | 0.01 | 0
2030 | HQ_IESO_2_IESO | HQ_IESO | IESO | Internal | Summer | B2 | 25 | 99999 | 400 | 85.9 | 85.91 | 0.01 | 0
2030 | HQ_IESO_2_IESO | HQ_IESO | IESO | Internal | Summer | B3 | 75 | 99999 | 400 | 85.9 | 85.91 | 0.01 | 0
2030 | HQ_IESO_2_IESO | HQ_IESO | IESO | Internal | Summer | B4 | 100 | 99999 | 400 | 79.38 | 79.39 | 0.01 | 0
2030 | HQ_IESO_2_IESO | HQ_IESO | IESO | Internal | Summer | B5 | 200 | 99999 | 400 | 51.04 | 51.05 | 0.01 | 0
2030 | HQ_IESO_2_IESO | HQ_IESO | IESO | Internal | Summer | B6 | 300 | 99999 | 400 | 36.5 | 36.51 | 0.01 | 0
2030 | HQ_IESO_2_IESO | HQ_IESO | IESO | Internal | Summer | B7 | 400 | 99999 | 400 | 36.5 | 36.51 | 0.01 | 0
2030 | HQ_IESO_2_IESO | HQ_IESO | IESO | Internal | Summer | B8 | 500 | 99999 | 400 | 36.5 | 36.51 | 0.01 | 0
2030 | HQ_IESO_2_IESO | HQ_IESO | IESO | Internal | Summer | B9 | 800 | 99999 | 400 | 36.5 | 36.51 | 0.01 | 0
2030 | HQ_IESO_2_IESO | HQ_IESO | IESO | Internal | Summer | B10 | 1262 | 99999 | 12.04 | 36.5 | 36.51 | 0.01 | 0
2030 | HQ_IESO_2_IESO | HQ_IESO | IESO | Internal | Winter | B16 | 25 | 99999 | 400 | 39.94 | 39.95 | 0.01 | 0
2030 | HQ_IESO_2_IESO | HQ_IESO | IESO | Internal | Winter | B17 | 100 | 99999 | 400 | 39.94 | 39.95 | 0.01 | 0
2030 | HQ_IESO_2_IESO | HQ_IESO | IESO | Internal | Winter | B18 | 400 | 99999 | 400 | 39.94 | 39.95 | 0.01 | 0
2030 | HQ_IESO_2_IESO | HQ_IESO | IESO | Internal | Winter | B19 | 700 | 99999 | 400 | 39.94 | 39.95 | 0.01 | 0
2030 | HQ_IESO_2_IESO | HQ_IESO | IESO | Internal | Winter | B20 | 935 | 99999 | 91.98 | 39.94 | 39.95 | 0.01 | 0
2030 | IESO_2_MAPP_CA | IESO | MAPP_CA | Internal | Shoulder | B11 | 25 | 262 | 262 | 39.95 | 70.38 | 7 | 23.43
2030 | IESO_2_MAPP_CA | IESO | MAPP_CA | Internal | Shoulder | B12 | 200 | 262 | 262 | 39.95 | 70.38 | 7 | 23.43
2030 | IESO_2_MAPP_CA | IESO | MAPP_CA | Internal | Shoulder | B13 | 600 | 262 | 262 | 39.95 | 70.38 | 7 | 23.43
2030 | IESO_2_MAPP_CA | IESO | MAPP_CA | Internal | Shoulder | B14 | 900 | 262 | 262 | 39.95 | 70.38 | 7 | 23.43
2030 | IESO_2_MAPP_CA | IESO | MAPP_CA | Internal | Shoulder | B15 | 1203 | 262 | 262 | 39.95 | 70.38 | 7 | 23.43
2030 | IESO_2_MAPP_CA | IESO | MAPP_CA | Internal | Summer | B1 | 10 | 262 | 0 | 85.91 | 56.38 | 7 | 0
2030 | IESO_2_MAPP_CA | IESO | MAPP_CA | Internal | Summer | B2 | 25 | 262 | 0 | 85.91 | 56.38 | 7 | 0
2030 | IESO_2_MAPP_CA | IESO | MAPP_CA | Internal | Summer | B3 | 75 | 262 | 0 | 85.91 | 56.38 | 7 | 0
2030 | IESO_2_MAPP_CA | IESO | MAPP_CA | Internal | Summer | B4 | 100 | 262 | 0 | 79.39 | 56.38 | 7 | 0
2030 | IESO_2_MAPP_CA | IESO | MAPP_CA | Internal | Summer | B5 | 200 | 262 | 0 | 51.05 | 56.38 | 7 | 0
2030 | IESO_2_MAPP_CA | IESO | MAPP_CA | Internal | Summer | B6 | 300 | 262 | 262 | 36.51 | 56.38 | 7 | 12.87
2030 | IESO_2_MAPP_CA | IESO | MAPP_CA | Internal | Summer | B7 | 400 | 262 | 262 | 36.51 | 56.38 | 7 | 12.87
2030 | IESO_2_MAPP_CA | IESO | MAPP_CA | Internal | Summer | B8 | 500 | 262 | 262 | 36.51 | 56.38 | 7 | 12.87
2030 | IESO_2_MAPP_CA | IESO | MAPP_CA | Internal | Summer | B9 | 800 | 262 | 262 | 36.51 | 56.38 | 7 | 12.87
2030 | IESO_2_MAPP_CA | IESO | MAPP_CA | Internal | Summer | B10 | 1262 | 262 | 262 | 36.51 | 56.38 | 7 | 12.87
2030 | IESO_2_MAPP_CA | IESO | MAPP_CA | Internal | Winter | B16 | 25 | 262 | 262 | 39.95 | 73.93 | 7 | 26.98
2030 | IESO_2_MAPP_CA | IESO | MAPP_CA | Internal | Winter | B17 | 100 | 262 | 262 | 39.95 | 73.93 | 7 | 26.98
2030 | IESO_2_MAPP_CA | IESO | MAPP_CA | Internal | Winter | B18 | 400 | 262 | 262 | 39.95 | 73.93 | 7 | 26.98
2030 | IESO_2_MAPP_CA | IESO | MAPP_CA | Internal | Winter | B19 | 700 | 262 | 262 | 39.95 | 73.93 | 7 | 26.98
2030 | IESO_2_MAPP_CA | IESO | MAPP_CA | Internal | Winter | B20 | 935 | 262 | 262 | 39.95 | 73.93 | 7 | 26.98
2030 | IESO_2_MISO_MI | IESO | MISO_MI | Internal | Shoulder | B11 | 25 | 1840 | 1840 | 39.95 | 93.31 | 7 | 46.37
2030 | IESO_2_MISO_MI | IESO | MISO_MI | Internal | Shoulder | B12 | 200 | 1840 | 1840 | 39.95 | 87.84 | 7 | 40.89
2030 | IESO_2_MISO_MI | IESO | MISO_MI | Internal | Shoulder | B13 | 600 | 1840 | 1840 | 39.95 | 87.66 | 7 | 40.71
2030 | IESO_2_MISO_MI | IESO | MISO_MI | Internal | Shoulder | B14 | 900 | 1840 | 1840 | 39.95 | 85.74 | 7 | 38.79
2030 | IESO_2_MISO_MI | IESO | MISO_MI | Internal | Shoulder | B15 | 1203 | 1840 | 1840 | 39.95 | 75.96 | 7 | 29.01
2030 | IESO_2_MISO_MI | IESO | MISO_MI | Internal | Summer | B1 | 10 | 1840 | 1840 | 85.91 | 145.2 | 7 | 52.3
2030 | IESO_2_MISO_MI | IESO | MISO_MI | Internal | Summer | B2 | 25 | 1840 | 1840 | 85.91 | 141.54 | 7 | 48.63
2030 | IESO_2_MISO_MI | IESO | MISO_MI | Internal | Summer | B3 | 75 | 1840 | 1840 | 85.91 | 141.37 | 7 | 48.47
2030 | IESO_2_MISO_MI | IESO | MISO_MI | Internal | Summer | B4 | 100 | 1840 | 1840 | 79.39 | 139.29 | 7 | 52.9
2030 | IESO_2_MISO_MI | IESO | MISO_MI | Internal | Summer | B5 | 200 | 1840 | 1840 | 51.05 | 123.69 | 7 | 65.63
2030 | IESO_2_MISO_MI | IESO | MISO_MI | Internal | Summer | B6 | 300 | 1840 | 1840 | 36.51 | 101.86 | 7 | 58.35
2030 | IESO_2_MISO_MI | IESO | MISO_MI | Internal | Summer | B7 | 400 | 1840 | 1840 | 36.51 | 92.16 | 7 | 48.66
2030 | IESO_2_MISO_MI | IESO | MISO_MI | Internal | Summer | B8 | 500 | 1840 | 1840 | 36.51 | 88.02 | 7 | 44.51
2030 | IESO_2_MISO_MI | IESO | MISO_MI | Internal | Summer | B9 | 800 | 1840 | 1840 | 36.51 | 83.38 | 7 | 39.87
2030 | IESO_2_MISO_MI | IESO | MISO_MI | Internal | Summer | B10 | 1262 | 1840 | 1840 | 36.51 | 74.61 | 7 | 31.11
2030 | IESO_2_MISO_MI | IESO | MISO_MI | Internal | Winter | B16 | 25 | 1840 | 1840 | 39.95 | 95.6 | 7 | 48.65
2030 | IESO_2_MISO_MI | IESO | MISO_MI | Internal | Winter | B17 | 100 | 1840 | 1840 | 39.95 | 91.58 | 7 | 44.63
2030 | IESO_2_MISO_MI | IESO | MISO_MI | Internal | Winter | B18 | 400 | 1840 | 1840 | 39.95 | 89.87 | 7 | 42.92
2030 | IESO_2_MISO_MI | IESO | MISO_MI | Internal | Winter | B19 | 700 | 1840 | 1840 | 39.95 | 89.33 | 7 | 42.39
2030 | IESO_2_MISO_MI | IESO | MISO_MI | Internal | Winter | B20 | 935 | 1840 | 1840 | 39.95 | 78.6 | 7 | 31.66
2030 | IESO_2_MISO_W | IESO | MISO_W | Internal | Shoulder | B11 | 25 | 140 | 140 | 39.95 | 93.3 | 7 | 46.35
2030 | IESO_2_MISO_W | IESO | MISO_W | Internal | Shoulder | B12 | 200 | 140 | 140 | 39.95 | 87.81 | 7 | 40.87
2030 | IESO_2_MISO_W | IESO | MISO_W | Internal | Shoulder | B13 | 600 | 140 | 140 | 39.95 | 84.38 | 7 | 37.43
2030 | IESO_2_MISO_W | IESO | MISO_W | Internal | Shoulder | B14 | 900 | 140 | 140 | 39.95 | 73.74 | 7 | 26.79
2030 | IESO_2_MISO_W | IESO | MISO_W | Internal | Shoulder | B15 | 1203 | 140 | 140 | 39.95 | 70.39 | 7 | 23.44
2030 | IESO_2_MISO_W | IESO | MISO_W | Internal | Summer | B1 | 10 | 140 | 140 | 85.91 | 145.19 | 7 | 52.28
2030 | IESO_2_MISO_W | IESO | MISO_W | Internal | Summer | B2 | 25 | 140 | 140 | 85.91 | 141.53 | 7 | 48.62
2030 | IESO_2_MISO_W | IESO | MISO_W | Internal | Summer | B3 | 75 | 140 | 140 | 85.91 | 141.53 | 7 | 48.62
2030 | IESO_2_MISO_W | IESO | MISO_W | Internal | Summer | B4 | 100 | 140 | 140 | 79.39 | 140.85 | 7 | 54.46
2030 | IESO_2_MISO_W | IESO | MISO_W | Internal | Summer | B5 | 200 | 140 | 140 | 51.05 | 140.66 | 7 | 82.61
2030 | IESO_2_MISO_W | IESO | MISO_W | Internal | Summer | B6 | 300 | 140 | 140 | 36.51 | 108.45 | 7 | 64.94
2030 | IESO_2_MISO_W | IESO | MISO_W | Internal | Summer | B7 | 400 | 140 | 140 | 36.51 | 89.05 | 7 | 45.54
2030 | IESO_2_MISO_W | IESO | MISO_W | Internal | Summer | B8 | 500 | 140 | 140 | 36.51 | 85.74 | 7 | 42.24
2030 | IESO_2_MISO_W | IESO | MISO_W | Internal | Summer | B9 | 800 | 140 | 140 | 36.51 | 83.36 | 7 | 39.85
2030 | IESO_2_MISO_W | IESO | MISO_W | Internal | Summer | B10 | 1262 | 140 | 140 | 36.51 | 70.38 | 7 | 26.87
2030 | IESO_2_MISO_W | IESO | MISO_W | Internal | Winter | B16 | 25 | 140 | 140 | 39.95 | 74.06 | 7 | 27.11
2030 | IESO_2_MISO_W | IESO | MISO_W | Internal | Winter | B17 | 100 | 140 | 140 | 39.95 | 76.8 | 7 | 29.85
2030 | IESO_2_MISO_W | IESO | MISO_W | Internal | Winter | B18 | 400 | 140 | 140 | 39.95 | 81.52 | 7 | 34.57
2030 | IESO_2_MISO_W | IESO | MISO_W | Internal | Winter | B19 | 700 | 140 | 140 | 39.95 | 81.03 | 7 | 34.08
2030 | IESO_2_MISO_W | IESO | MISO_W | Internal | Winter | B20 | 935 | 140 | 140 | 39.95 | 73.94 | 7 | 26.99
2030 | IESO_2_NYISO_A-F | IESO | NYISO_A-F | Internal | Shoulder | B11 | 25 | 1725 | 1250.3 | 39.95 | 46.95 | 7 | 0
2030 | IESO_2_NYISO_A-F | IESO | NYISO_A-F | Internal | Shoulder | B12 | 200 | 1725 | 1581.51 | 39.95 | 46.95 | 7 | 0
2030 | IESO_2_NYISO_A-F | IESO | NYISO_A-F | Internal | Shoulder | B13 | 600 | 1725 | 1330.63 | 39.95 | 46.95 | 7 | 0
2030 | IESO_2_NYISO_A-F | IESO | NYISO_A-F | Internal | Shoulder | B14 | 900 | 1725 | 1328.99 | 39.95 | 46.95 | 7 | 0
2030 | IESO_2_NYISO_A-F | IESO | NYISO_A-F | Internal | Shoulder | B15 | 1203 | 1725 | 1374.91 | 39.95 | 46.95 | 7 | 0
2030 | IESO_2_NYISO_A-F | IESO | NYISO_A-F | Internal | Summer | B1 | 10 | 1725 | 0 | 85.91 | 78.91 | 7 | 0
2030 | IESO_2_NYISO_A-F | IESO | NYISO_A-F | Internal | Summer | B2 | 25 | 1725 | 1042.07 | 85.91 | 92.91 | 7 | 0
2030 | IESO_2_NYISO_A-F | IESO | NYISO_A-F | Internal | Summer | B3 | 75 | 1725 | 1098.3 | 85.91 | 92.91 | 7 | 0
2030 | IESO_2_NYISO_A-F | IESO | NYISO_A-F | Internal | Summer | B4 | 100 | 1725 | 1643.2 | 79.39 | 86.39 | 7 | 0
2030 | IESO_2_NYISO_A-F | IESO | NYISO_A-F | Internal | Summer | B5 | 200 | 1725 | 1725 | 51.05 | 83.9 | 7 | 25.85
2030 | IESO_2_NYISO_A-F | IESO | NYISO_A-F | Internal | Summer | B6 | 300 | 1725 | 1725 | 36.51 | 83.9 | 7 | 40.39
2030 | IESO_2_NYISO_A-F | IESO | NYISO_A-F | Internal | Summer | B7 | 400 | 1725 | 1725 | 36.51 | 74.47 | 7 | 30.96
2030 | IESO_2_NYISO_A-F | IESO | NYISO_A-F | Internal | Summer | B8 | 500 | 1725 | 1725 | 36.51 | 74.47 | 7 | 30.96
2030 | IESO_2_NYISO_A-F | IESO | NYISO_A-F | Internal | Summer | B9 | 800 | 1725 | 1725 | 36.51 | 73.2 | 7 | 29.69
2030 | IESO_2_NYISO_A-F | IESO | NYISO_A-F | Internal | Summer | B10 | 1262 | 1725 | 1725 | 36.51 | 73.2 | 7 | 29.69
2030 | IESO_2_NYISO_A-F | IESO | NYISO_A-F | Internal | Winter | B16 | 25 | 1725 | 961.69 | 39.95 | 46.95 | 7 | 0
2030 | IESO_2_NYISO_A-F | IESO | NYISO_A-F | Internal | Winter | B17 | 100 | 1725 | 1000.16 | 39.95 | 46.95 | 7 | 0
2030 | IESO_2_NYISO_A-F | IESO | NYISO_A-F | Internal | Winter | B18 | 400 | 1725 | 889.66 | 39.95 | 46.95 | 7 | 0
2030 | IESO_2_NYISO_A-F | IESO | NYISO_A-F | Internal | Winter | B19 | 700 | 1725 | 729.76 | 39.95 | 46.95 | 7 | 0
2030 | IESO_2_NYISO_A-F | IESO | NYISO_A-F | Internal | Winter | B20 | 935 | 1725 | 796.52 | 39.95 | 46.95 | 7 | 0
2030 | MAPP_CA_2_IESO | MAPP_CA | IESO | Internal | Shoulder | B11 | 25 | 330 | 0 | 70.38 | 39.95 | 8 | 0
2030 | MAPP_CA_2_IESO | MAPP_CA | IESO | Internal | Shoulder | B12 | 200 | 330 | 0 | 70.38 | 39.95 | 8 | 0
2030 | MAPP_CA_2_IESO | MAPP_CA | IESO | Internal | Shoulder | B13 | 600 | 330 | 0 | 70.38 | 39.95 | 8 | 0
2030 | MAPP_CA_2_IESO | MAPP_CA | IESO | Internal | Shoulder | B14 | 900 | 330 | 0 | 70.38 | 39.95 | 8 | 0
2030 | MAPP_CA_2_IESO | MAPP_CA | IESO | Internal | Shoulder | B15 | 1203 | 330 | 0 | 70.38 | 39.95 | 8 | 0
2030 | MAPP_CA_2_IESO | MAPP_CA | IESO | Internal | Summer | B1 | 10 | 330 | 330 | 56.38 | 85.91 | 8 | 21.53
2030 | MAPP_CA_2_IESO | MAPP_CA | IESO | Internal | Summer | B2 | 25 | 330 | 330 | 56.38 | 85.91 | 8 | 21.53
2030 | MAPP_CA_2_IESO | MAPP_CA | IESO | Internal | Summer | B3 | 75 | 330 | 330 | 56.38 | 85.91 | 8 | 21.53
2030 | MAPP_CA_2_IESO | MAPP_CA | IESO | Internal | Summer | B4 | 100 | 330 | 330 | 56.38 | 79.39 | 8 | 15.01
2030 | MAPP_CA_2_IESO | MAPP_CA | IESO | Internal | Summer | B5 | 200 | 330 | 0 | 56.38 | 51.05 | 8 | 0
2030 | MAPP_CA_2_IESO | MAPP_CA | IESO | Internal | Summer | B6 | 300 | 330 | 0 | 56.38 | 36.51 | 8 | 0
2030 | MAPP_CA_2_IESO | MAPP_CA | IESO | Internal | Summer | B7 | 400 | 330 | 0 | 56.38 | 36.51 | 8 | 0
2030 | MAPP_CA_2_IESO | MAPP_CA | IESO | Internal | Summer | B8 | 500 | 330 | 0 | 56.38 | 36.51 | 8 | 0
2030 | MAPP_CA_2_IESO | MAPP_CA | IESO | Internal | Summer | B9 | 800 | 330 | 0 | 56.38 | 36.51 | 8 | 0
2030 | MAPP_CA_2_IESO | MAPP_CA | IESO | Internal | Summer | B10 | 1262 | 330 | 0 | 56.38 | 36.51 | 8 | 0
2030 | MAPP_CA_2_IESO | MAPP_CA | IESO | Internal | Winter | B16 | 25 | 330 | 0 | 73.93 | 39.95 | 8 | 0
2030 | MAPP_CA_2_IESO | MAPP_CA | IESO | Internal | Winter | B17 | 100 | 330 | 0 | 73.93 | 39.95 | 8 | 0
2030 | MAPP_CA_2_IESO | MAPP_CA | IESO | Internal | Winter | B18 | 400 | 330 | 0 | 73.93 | 39.95 | 8 | 0
2030 | MAPP_CA_2_IESO | MAPP_CA | IESO | Internal | Winter | B19 | 700 | 330 | 0 | 73.93 | 39.95 | 8 | 0
2030 | MAPP_CA_2_IESO | MAPP_CA | IESO | Internal | Winter | B20 | 935 | 330 | 0 | 73.93 | 39.95 | 8 | 0
2030 | MAPP_CA_2_MAPP_US | MAPP_CA | MAPP_US | Internal | Shoulder | B11 | 25 | 372 | 372 | 70.38 | 86.3 | 7 | 8.92
2030 | MAPP_CA_2_MAPP_US | MAPP_CA | MAPP_US | Internal | Shoulder | B12 | 200 | 372 | 372 | 70.38 | 80.81 | 7 | 3.43
2030 | MAPP_CA_2_MAPP_US | MAPP_CA | MAPP_US | Internal | Shoulder | B13 | 600 | 372 | 122.67 | 70.38 | 77.38 | 7 | 0
2030 | MAPP_CA_2_MAPP_US | MAPP_CA | MAPP_US | Internal | Shoulder | B14 | 900 | 372 | 0 | 70.38 | 73.73 | 7 | 0
2030 | MAPP_CA_2_MAPP_US | MAPP_CA | MAPP_US | Internal | Shoulder | B15 | 1203 | 372 | 0 | 70.38 | 70.15 | 7 | 0
2030 | MAPP_CA_2_MAPP_US | MAPP_CA | MAPP_US | Internal | Summer | B1 | 10 | 372 | 372 | 56.38 | 138.19 | 7 | 74.81
2030 | MAPP_CA_2_MAPP_US | MAPP_CA | MAPP_US | Internal | Summer | B2 | 25 | 372 | 372 | 56.38 | 137.29 | 7 | 73.91
2030 | MAPP_CA_2_MAPP_US | MAPP_CA | MAPP_US | Internal | Summer | B3 | 75 | 372 | 372 | 56.38 | 137.29 | 7 | 73.91
2030 | MAPP_CA_2_MAPP_US | MAPP_CA | MAPP_US | Internal | Summer | B4 | 100 | 372 | 372 | 56.38 | 133.85 | 7 | 70.47
2030 | MAPP_CA_2_MAPP_US | MAPP_CA | MAPP_US | Internal | Summer | B5 | 200 | 372 | 372 | 56.38 | 133.66 | 7 | 70.28
2030 | MAPP_CA_2_MAPP_US | MAPP_CA | MAPP_US | Internal | Summer | B6 | 300 | 372 | 372 | 56.38 | 101.45 | 7 | 38.07
2030 | MAPP_CA_2_MAPP_US | MAPP_CA | MAPP_US | Internal | Summer | B7 | 400 | 372 | 372 | 56.38 | 82.05 | 7 | 18.67
2030 | MAPP_CA_2_MAPP_US | MAPP_CA | MAPP_US | Internal | Summer | B8 | 500 | 372 | 372 | 56.38 | 78.74 | 7 | 15.37
2030 | MAPP_CA_2_MAPP_US | MAPP_CA | MAPP_US | Internal | Summer | B9 | 800 | 372 | 372 | 56.38 | 76.36 | 7 | 12.98
2030 | MAPP_CA_2_MAPP_US | MAPP_CA | MAPP_US | Internal | Summer | B10 | 1262 | 372 | 222.55 | 56.38 | 63.38 | 7 | 0
2030 | MAPP_CA_2_MAPP_US | MAPP_CA | MAPP_US | Internal | Winter | B16 | 25 | 372 | 0 | 73.93 | 67.06 | 7 | 0
2030 | MAPP_CA_2_MAPP_US | MAPP_CA | MAPP_US | Internal | Winter | B17 | 100 | 372 | 0 | 73.93 | 74.52 | 7 | 0
2030 | MAPP_CA_2_MAPP_US | MAPP_CA | MAPP_US | Internal | Winter | B18 | 400 | 372 | 0 | 73.93 | 74.52 | 7 | 0
2030 | MAPP_CA_2_MAPP_US | MAPP_CA | MAPP_US | Internal | Winter | B19 | 700 | 372 | 0 | 73.93 | 74.52 | 7 | 0
2030 | MAPP_CA_2_MAPP_US | MAPP_CA | MAPP_US | Internal | Winter | B20 | 935 | 372 | 0 | 73.93 | 73.94 | 7 | 0
2030 | MAPP_CA_2_MISO_W | MAPP_CA | MISO_W | Internal | Shoulder | B11 | 25 | 2196 | 2196 | 70.38 | 93.3 | 0.01 | 22.91
2030 | MAPP_CA_2_MISO_W | MAPP_CA | MISO_W | Internal | Shoulder | B12 | 200 | 2196 | 2196 | 70.38 | 87.81 | 0.01 | 17.42
2030 | MAPP_CA_2_MISO_W | MAPP_CA | MISO_W | Internal | Shoulder | B13 | 600 | 2196 | 2196 | 70.38 | 84.38 | 0.01 | 13.99
2030 | MAPP_CA_2_MISO_W | MAPP_CA | MISO_W | Internal | Shoulder | B14 | 900 | 2196 | 2196 | 70.38 | 73.74 | 0.01 | 3.35
2030 | MAPP_CA_2_MISO_W | MAPP_CA | MISO_W | Internal | Shoulder | B15 | 1203 | 2196 | 1639.12 | 70.38 | 70.39 | 0.01 | 0
2030 | MAPP_CA_2_MISO_W | MAPP_CA | MISO_W | Internal | Summer | B1 | 10 | 2196 | 2196 | 56.38 | 145.19 | 0.01 | 88.8
2030 | MAPP_CA_2_MISO_W | MAPP_CA | MISO_W | Internal | Summer | B2 | 25 | 2196 | 2196 | 56.38 | 141.53 | 0.01 | 85.14
2030 | MAPP_CA_2_MISO_W | MAPP_CA | MISO_W | Internal | Summer | B3 | 75 | 2196 | 2196 | 56.38 | 141.53 | 0.01 | 85.14
2030 | MAPP_CA_2_MISO_W | MAPP_CA | MISO_W | Internal | Summer | B4 | 100 | 2196 | 2196 | 56.38 | 140.85 | 0.01 | 84.46
2030 | MAPP_CA_2_MISO_W | MAPP_CA | MISO_W | Internal | Summer | B5 | 200 | 2196 | 2196 | 56.38 | 140.66 | 0.01 | 84.27
2030 | MAPP_CA_2_MISO_W | MAPP_CA | MISO_W | Internal | Summer | B6 | 300 | 2196 | 2196 | 56.38 | 108.45 | 0.01 | 52.06
2030 | MAPP_CA_2_MISO_W | MAPP_CA | MISO_W | Internal | Summer | B7 | 400 | 2196 | 2196 | 56.38 | 89.05 | 0.01 | 32.66
2030 | MAPP_CA_2_MISO_W | MAPP_CA | MISO_W | Internal | Summer | B8 | 500 | 2196 | 2196 | 56.38 | 85.74 | 0.01 | 29.35
2030 | MAPP_CA_2_MISO_W | MAPP_CA | MISO_W | Internal | Summer | B9 | 800 | 2196 | 2196 | 56.38 | 83.36 | 0.01 | 26.97
2030 | MAPP_CA_2_MISO_W | MAPP_CA | MISO_W | Internal | Summer | B10 | 1262 | 2196 | 2196 | 56.38 | 70.38 | 0.01 | 13.99
2030 | MAPP_CA_2_MISO_W | MAPP_CA | MISO_W | Internal | Winter | B16 | 25 | 2196 | 2196 | 73.93 | 74.06 | 0.01 | 0.12
2030 | MAPP_CA_2_MISO_W | MAPP_CA | MISO_W | Internal | Winter | B17 | 100 | 2196 | 2196 | 73.93 | 76.8 | 0.01 | 2.86
2030 | MAPP_CA_2_MISO_W | MAPP_CA | MISO_W | Internal | Winter | B18 | 400 | 2196 | 2196 | 73.93 | 81.52 | 0.01 | 7.58
2030 | MAPP_CA_2_MISO_W | MAPP_CA | MISO_W | Internal | Winter | B19 | 700 | 2196 | 2196 | 73.93 | 81.03 | 0.01 | 7.09
2030 | MAPP_CA_2_MISO_W | MAPP_CA | MISO_W | Internal | Winter | B20 | 935 | 2196 | 973.67 | 73.93 | 73.94 | 0.01 | 0
2030 | MAPP_US_2_MAPP_CA | MAPP_US | MAPP_CA | Internal | Shoulder | B11 | 25 | 165 | 0 | 86.3 | 70.38 | 7 | 0
2030 | MAPP_US_2_MAPP_CA | MAPP_US | MAPP_CA | Internal | Shoulder | B12 | 200 | 165 | 0 | 80.81 | 70.38 | 7 | 0
2030 | MAPP_US_2_MAPP_CA | MAPP_US | MAPP_CA | Internal | Shoulder | B13 | 600 | 165 | 0 | 77.38 | 70.38 | 7 | 0
2030 | MAPP_US_2_MAPP_CA | MAPP_US | MAPP_CA | Internal | Shoulder | B14 | 900 | 165 | 0 | 73.73 | 70.38 | 7 | 0
2030 | MAPP_US_2_MAPP_CA | MAPP_US | MAPP_CA | Internal | Shoulder | B15 | 1203 | 165 | 0 | 70.15 | 70.38 | 7 | 0
2030 | MAPP_US_2_MAPP_CA | MAPP_US | MAPP_CA | Internal | Summer | B1 | 10 | 165 | 0 | 138.19 | 56.38 | 7 | 0
2030 | MAPP_US_2_MAPP_CA | MAPP_US | MAPP_CA | Internal | Summer | B2 | 25 | 165 | 0 | 137.29 | 56.38 | 7 | 0
2030 | MAPP_US_2_MAPP_CA | MAPP_US | MAPP_CA | Internal | Summer | B3 | 75 | 165 | 0 | 137.29 | 56.38 | 7 | 0
2030 | MAPP_US_2_MAPP_CA | MAPP_US | MAPP_CA | Internal | Summer | B4 | 100 | 165 | 0 | 133.85 | 56.38 | 7 | 0
2030 | MAPP_US_2_MAPP_CA | MAPP_US | MAPP_CA | Internal | Summer | B5 | 200 | 165 | 0 | 133.66 | 56.38 | 7 | 0
2030 | MAPP_US_2_MAPP_CA | MAPP_US | MAPP_CA | Internal | Summer | B6 | 300 | 165 | 0 | 101.45 | 56.38 | 7 | 0
2030 | MAPP_US_2_MAPP_CA | MAPP_US | MAPP_CA | Internal | Summer | B7 | 400 | 165 | 0 | 82.05 | 56.38 | 7 | 0
2030 | MAPP_US_2_MAPP_CA | MAPP_US | MAPP_CA | Internal | Summer | B8 | 500 | 165 | 0 | 78.74 | 56.38 | 7 | 0
2030 | MAPP_US_2_MAPP_CA | MAPP_US | MAPP_CA | Internal | Summer | B9 | 800 | 165 | 0 | 76.36 | 56.38 | 7 | 0
2030 | MAPP_US_2_MAPP_CA | MAPP_US | MAPP_CA | Internal | Summer | B10 | 1262 | 165 | 0 | 63.38 | 56.38 | 7 | 0
2030 | MAPP_US_2_MAPP_CA | MAPP_US | MAPP_CA | Internal | Winter | B16 | 25 | 165 | 0 | 67.06 | 73.93 | 7 | 0
2030 | MAPP_US_2_MAPP_CA | MAPP_US | MAPP_CA | Internal | Winter | B17 | 100 | 165 | 0 | 74.52 | 73.93 | 7 | 0
2030 | MAPP_US_2_MAPP_CA | MAPP_US | MAPP_CA | Internal | Winter | B18 | 400 | 165 | 0 | 74.52 | 73.93 | 7 | 0
2030 | MAPP_US_2_MAPP_CA | MAPP_US | MAPP_CA | Internal | Winter | B19 | 700 | 165 | 0 | 74.52 | 73.93 | 7 | 0
2030 | MAPP_US_2_MAPP_CA | MAPP_US | MAPP_CA | Internal | Winter | B20 | 935 | 165 | 0 | 73.94 | 73.93 | 7 | 0
2030 | MAPP_US_2_MISO_W | MAPP_US | MISO_W | Internal | Shoulder | B11 | 25 | 2635 | 261.72 | 86.3 | 93.3 | 7 | 0
2030 | MAPP_US_2_MISO_W | MAPP_US | MISO_W | Internal | Shoulder | B12 | 200 | 2635 | 765.25 | 80.81 | 87.81 | 7 | 0
2030 | MAPP_US_2_MISO_W | MAPP_US | MISO_W | Internal | Shoulder | B13 | 600 | 2635 | 788.5 | 77.38 | 84.38 | 7 | 0
2030 | MAPP_US_2_MISO_W | MAPP_US | MISO_W | Internal | Shoulder | B14 | 900 | 2635 | 0 | 73.73 | 73.74 | 7 | 0
2030 | MAPP_US_2_MISO_W | MAPP_US | MISO_W | Internal | Shoulder | B15 | 1203 | 2635 | 0 | 70.15 | 70.39 | 7 | 0
2030 | MAPP_US_2_MISO_W | MAPP_US | MISO_W | Internal | Summer | B1 | 10 | 2635 | 392.11 | 138.19 | 145.19 | 7 | 0
2030 | MAPP_US_2_MISO_W | MAPP_US | MISO_W | Internal | Summer | B2 | 25 | 2635 | 0 | 137.29 | 141.53 | 7 | 0
2030 | MAPP_US_2_MISO_W | MAPP_US | MISO_W | Internal | Summer | B3 | 75 | 2635 | 0 | 137.29 | 141.53 | 7 | 0
2030 | MAPP_US_2_MISO_W | MAPP_US | MISO_W | Internal | Summer | B4 | 100 | 2635 | 198.2 | 133.85 | 140.85 | 7 | 0
2030 | MAPP_US_2_MISO_W | MAPP_US | MISO_W | Internal | Summer | B5 | 200 | 2635 | 420.16 | 133.66 | 140.66 | 7 | 0
2030 | MAPP_US_2_MISO_W | MAPP_US | MISO_W | Internal | Summer | B6 | 300 | 2635 | 153.41 | 101.45 | 108.45 | 7 | 0
2030 | MAPP_US_2_MISO_W | MAPP_US | MISO_W | Internal | Summer | B7 | 400 | 2635 | 120.44 | 82.05 | 89.05 | 7 | 0
2030 | MAPP_US_2_MISO_W | MAPP_US | MISO_W | Internal | Summer | B8 | 500 | 2635 | 742.15 | 78.74 | 85.74 | 7 | 0
2030 | MAPP_US_2_MISO_W | MAPP_US | MISO_W | Internal | Summer | B9 | 800 | 2635 | 180.28 | 76.36 | 83.36 | 7 | 0
2030 | MAPP_US_2_MISO_W | MAPP_US | MISO_W | Internal | Summer | B10 | 1262 | 2635 | 182.14 | 63.38 | 70.38 | 7 | 0
2030 | MAPP_US_2_MISO_W | MAPP_US | MISO_W | Internal | Winter | B16 | 25 | 2635 | 589.36 | 67.06 | 74.06 | 7 | 0
2030 | MAPP_US_2_MISO_W | MAPP_US | MISO_W | Internal | Winter | B17 | 100 | 2635 | 0 | 74.52 | 76.8 | 7 | 0
2030 | MAPP_US_2_MISO_W | MAPP_US | MISO_W | Internal | Winter | B18 | 400 | 2635 | 479.73 | 74.52 | 81.52 | 7 | 0
2030 | MAPP_US_2_MISO_W | MAPP_US | MISO_W | Internal | Winter | B19 | 700 | 2635 | 0 | 74.52 | 81.03 | 7 | 0
2030 | MAPP_US_2_MISO_W | MAPP_US | MISO_W | Internal | Winter | B20 | 935 | 2635 | 0 | 73.94 | 73.94 | 7 | 0
2030 | MAPP_US_2_NE | MAPP_US | NE | Internal | Shoulder | B11 | 25 | 2000 | 2000 | 86.3 | 94.59 | 7 | 1.29
2030 | MAPP_US_2_NE | MAPP_US | NE | Internal | Shoulder | B12 | 200 | 2000 | 2000 | 80.81 | 90.15 | 7 | 2.33
2030 | MAPP_US_2_NE | MAPP_US | NE | Internal | Shoulder | B13 | 600 | 2000 | 2000 | 77.38 | 87.93 | 7 | 3.55
2030 | MAPP_US_2_NE | MAPP_US | NE | Internal | Shoulder | B14 | 900 | 2000 | 1626.35 | 73.73 | 80.73 | 7 | 0
2030 | MAPP_US_2_NE | MAPP_US | NE | Internal | Shoulder | B15 | 1203 | 2000 | 2000 | 70.15 | 77.39 | 7 | 0.24
2030 | MAPP_US_2_NE | MAPP_US | NE | Internal | Summer | B1 | 10 | 2000 | 831.2 | 138.19 | 145.19 | 7 | 0
2030 | MAPP_US_2_NE | MAPP_US | NE | Internal | Summer | B2 | 25 | 2000 | 2000 | 137.29 | 146.25 | 7 | 1.96
2030 | MAPP_US_2_NE | MAPP_US | NE | Internal | Summer | B3 | 75 | 2000 | 2000 | 137.29 | 146.25 | 7 | 1.96
2030 | MAPP_US_2_NE | MAPP_US | NE | Internal | Summer | B4 | 100 | 2000 | 2000 | 133.85 | 145.95 | 7 | 5.1
2030 | MAPP_US_2_NE | MAPP_US | NE | Internal | Summer | B5 | 200 | 2000 | 1840.39 | 133.66 | 140.66 | 7 | 0
2030 | MAPP_US_2_NE | MAPP_US | NE | Internal | Summer | B6 | 300 | 2000 | 1569.76 | 101.45 | 108.45 | 7 | 0
2030 | MAPP_US_2_NE | MAPP_US | NE | Internal | Summer | B7 | 400 | 2000 | 2000 | 82.05 | 96.03 | 7 | 6.99
2030 | MAPP_US_2_NE | MAPP_US | NE | Internal | Summer | B8 | 500 | 2000 | 2000 | 78.74 | 90.67 | 7 | 4.93
2030 | MAPP_US_2_NE | MAPP_US | NE | Internal | Summer | B9 | 800 | 2000 | 2000 | 76.36 | 88.67 | 7 | 5.31
2030 | MAPP_US_2_NE | MAPP_US | NE | Internal | Summer | B10 | 1262 | 2000 | 2000 | 63.38 | 77.38 | 7 | 7
2030 | MAPP_US_2_NE | MAPP_US | NE | Internal | Winter | B16 | 25 | 2000 | 2000 | 67.06 | 81.06 | 7 | 7
2030 | MAPP_US_2_NE | MAPP_US | NE | Internal | Winter | B17 | 100 | 2000 | 2000 | 74.52 | 83.8 | 7 | 2.28
2030 | MAPP_US_2_NE | MAPP_US | NE | Internal | Winter | B18 | 400 | 2000 | 2000 | 74.52 | 88.51 | 7 | 6.99
2030 | MAPP_US_2_NE | MAPP_US | NE | Internal | Winter | B19 | 700 | 2000 | 2000 | 74.52 | 88.02 | 7 | 6.5
2030 | MAPP_US_2_NE | MAPP_US | NE | Internal | Winter | B20 | 935 | 2000 | 1840.59 | 73.94 | 80.94 | 7 | 0
2030 | MARITIMES_2_NEISO | MARITIMES | NEISO | Internal | Shoulder | B11 | 25 | 99999 | 1720.66 | 49.94 | 49.95 | 0.01 | 0
2030 | MARITIMES_2_NEISO | MARITIMES | NEISO | Internal | Shoulder | B12 | 200 | 99999 | 1717.44 | 49.94 | 49.95 | 0.01 | 0
2030 | MARITIMES_2_NEISO | MARITIMES | NEISO | Internal | Shoulder | B13 | 600 | 99999 | 1704.78 | 49.94 | 49.95 | 0.01 | 0
2030 | MARITIMES_2_NEISO | MARITIMES | NEISO | Internal | Shoulder | B14 | 900 | 99999 | 1682.64 | 49.94 | 49.95 | 0.01 | 0
2030 | MARITIMES_2_NEISO | MARITIMES | NEISO | Internal | Shoulder | B15 | 1203 | 99999 | 648.08 | 49.94 | 49.95 | 0.01 | 0
2030 | MARITIMES_2_NEISO | MARITIMES | NEISO | Internal | Summer | B1 | 10 | 99999 | 1900.1 | 95.98 | 95.99 | 0.01 | 0
2030 | MARITIMES_2_NEISO | MARITIMES | NEISO | Internal | Summer | B2 | 25 | 99999 | 1878.84 | 95.98 | 95.99 | 0.01 | 0
2030 | MARITIMES_2_NEISO | MARITIMES | NEISO | Internal | Summer | B3 | 75 | 99999 | 1836.38 | 89.9 | 89.91 | 0.01 | 0
2030 | MARITIMES_2_NEISO | MARITIMES | NEISO | Internal | Summer | B4 | 100 | 99999 | 1799.97 | 80.89 | 80.9 | 0.01 | 0
2030 | MARITIMES_2_NEISO | MARITIMES | NEISO | Internal | Summer | B5 | 200 | 99999 | 1780.16 | 80.89 | 80.9 | 0.01 | 0
2030 | MARITIMES_2_NEISO | MARITIMES | NEISO | Internal | Summer | B6 | 300 | 99999 | 1757.82 | 80.89 | 80.9 | 0.01 | 0
2030 | MARITIMES_2_NEISO | MARITIMES | NEISO | Internal | Summer | B7 | 400 | 99999 | 1732.23 | 71.46 | 71.47 | 0.01 | 0
2030 | MARITIMES_2_NEISO | MARITIMES | NEISO | Internal | Summer | B8 | 500 | 99999 | 1712.1 | 71.46 | 71.47 | 0.01 | 0
2030 | MARITIMES_2_NEISO | MARITIMES | NEISO | Internal | Summer | B9 | 800 | 99999 | 1687.45 | 70.2 | 70.21 | 0.01 | 0
2030 | MARITIMES_2_NEISO | MARITIMES | NEISO | Internal | Summer | B10 | 1262 | 99999 | 465.06 | 70.2 | 70.21 | 0.01 | 0
2030 | MARITIMES_2_NEISO | MARITIMES | NEISO | Internal | Winter | B16 | 25 | 99999 | 1765.23 | 49.94 | 49.95 | 0.01 | 0
2030 | MARITIMES_2_NEISO | MARITIMES | NEISO | Internal | Winter | B17 | 100 | 99999 | 1747.34 | 49.94 | 49.95 | 0.01 | 0
2030 | MARITIMES_2_NEISO | MARITIMES | NEISO | Internal | Winter | B18 | 400 | 99999 | 1733.65 | 49.94 | 49.95 | 0.01 | 0
2030 | MARITIMES_2_NEISO | MARITIMES | NEISO | Internal | Winter | B19 | 700 | 99999 | 1708.15 | 49.94 | 49.95 | 0.01 | 0
2030 | MARITIMES_2_NEISO | MARITIMES | NEISO | Internal | Winter | B20 | 935 | 99999 | 723.43 | 49.94 | 49.95 | 0.01 | 0
2030 | MISO_IN_2_MISO_MI | MISO_IN | MISO_MI | Internal | Shoulder | B11 | 25 | 5021 | 1687.32 | 93.3 | 93.31 | 0.01 | 0
2030 | MISO_IN_2_MISO_MI | MISO_IN | MISO_MI | Internal | Shoulder | B12 | 200 | 5021 | 3285.85 | 87.83 | 87.84 | 0.01 | 0
2030 | MISO_IN_2_MISO_MI | MISO_IN | MISO_MI | Internal | Shoulder | B13 | 600 | 5021 | 2554.92 | 87.64 | 87.66 | 0.01 | 0
2030 | MISO_IN_2_MISO_MI | MISO_IN | MISO_MI | Internal | Shoulder | B14 | 900 | 5021 | 3826.9 | 85.73 | 85.74 | 0.01 | 0
2030 | MISO_IN_2_MISO_MI | MISO_IN | MISO_MI | Internal | Shoulder | B15 | 1203 | 5021 | 1462.92 | 75.95 | 75.96 | 0.01 | 0
2030 | MISO_IN_2_MISO_MI | MISO_IN | MISO_MI | Internal | Summer | B1 | 10 | 5021 | 2243.91 | 145.19 | 145.2 | 0.01 | 0
2030 | MISO_IN_2_MISO_MI | MISO_IN | MISO_MI | Internal | Summer | B2 | 25 | 5021 | 2163.43 | 141.53 | 141.54 | 0.01 | 0
2030 | MISO_IN_2_MISO_MI | MISO_IN | MISO_MI | Internal | Summer | B3 | 75 | 5021 | 2356.32 | 141.36 | 141.37 | 0.01 | 0
2030 | MISO_IN_2_MISO_MI | MISO_IN | MISO_MI | Internal | Summer | B4 | 100 | 5021 | 2625.53 | 139.28 | 139.29 | 0.01 | 0
2030 | MISO_IN_2_MISO_MI | MISO_IN | MISO_MI | Internal | Summer | B5 | 200 | 5021 | 1337.22 | 123.67 | 123.69 | 0.01 | 0
2030 | MISO_IN_2_MISO_MI | MISO_IN | MISO_MI | Internal | Summer | B6 | 300 | 5021 | 2274.47 | 101.85 | 101.86 | 0.01 | 0
2030 | MISO_IN_2_MISO_MI | MISO_IN | MISO_MI | Internal | Summer | B7 | 400 | 5021 | 2434.01 | 92.15 | 92.16 | 0.01 | 0
2030 | MISO_IN_2_MISO_MI | MISO_IN | MISO_MI | Internal | Summer | B8 | 500 | 5021 | 2423.12 | 88.01 | 88.02 | 0.01 | 0
2030 | MISO_IN_2_MISO_MI | MISO_IN | MISO_MI | Internal | Summer | B9 | 800 | 5021 | 3805.81 | 83.37 | 83.38 | 0.01 | 0
2030 | MISO_IN_2_MISO_MI | MISO_IN | MISO_MI | Internal | Summer | B10 | 1262 | 5021 | 2519.74 | 74.6 | 74.61 | 0.01 | 0
2030 | MISO_IN_2_MISO_MI | MISO_IN | MISO_MI | Internal | Winter | B16 | 25 | 5021 | 3087.84 | 95.59 | 95.6 | 0.01 | 0
2030 | MISO_IN_2_MISO_MI | MISO_IN | MISO_MI | Internal | Winter | B17 | 100 | 5021 | 3537.59 | 91.56 | 91.58 | 0.01 | 0
2030 | MISO_IN_2_MISO_MI | MISO_IN | MISO_MI | Internal | Winter | B18 | 400 | 5021 | 2761.4 | 89.86 | 89.87 | 0.01 | 0
2030 | MISO_IN_2_MISO_MI | MISO_IN | MISO_MI | Internal | Winter | B19 | 700 | 5021 | 2353.1 | 89.32 | 89.33 | 0.01 | 0
2030 | MISO_IN_2_MISO_MI | MISO_IN | MISO_MI | Internal | Winter | B20 | 935 | 5021 | 504.65 | 78.59 | 78.6 | 0.01 | 0
2030 | MISO_IN_2_MISO_MO-IL | MISO_IN | MISO_MO-IL | Internal | Shoulder | B11 | 25 | 5533 | 4135.18 | 93.3 | 93.31 | 0.01 | 0
2030 | MISO_IN_2_MISO_MO-IL | MISO_IN | MISO_MO-IL | Internal | Shoulder | B12 | 200 | 5533 | 2977.82 | 87.83 | 87.84 | 0.01 | 0
2030 | MISO_IN_2_MISO_MO-IL | MISO_IN | MISO_MO-IL | Internal | Shoulder | B13 | 600 | 5533 | 2921.22 | 87.64 | 87.66 | 0.01 | 0
2030 | MISO_IN_2_MISO_MO-IL | MISO_IN | MISO_MO-IL | Internal | Shoulder | B14 | 900 | 5533 | 762.84 | 85.73 | 85.74 | 0.01 | 0
2030 | MISO_IN_2_MISO_MO-IL | MISO_IN | MISO_MO-IL | Internal | Shoulder | B15 | 1203 | 5533 | 1591.88 | 75.95 | 75.96 | 0.01 | 0
2030 | MISO_IN_2_MISO_MO-IL | MISO_IN | MISO_MO-IL | Internal | Summer | B1 | 10 | 5533 | 5041.99 | 145.19 | 145.2 | 0.01 | 0
2030 | MISO_IN_2_MISO_MO-IL | MISO_IN | MISO_MO-IL | Internal | Summer | B2 | 25 | 5533 | 5395.38 | 141.53 | 141.54 | 0.01 | 0
2030 | MISO_IN_2_MISO_MO-IL | MISO_IN | MISO_MO-IL | Internal | Summer | B3 | 75 | 5533 | 5533 | 141.36 | 141.52 | 0.01 | 0.14
2030 | MISO_IN_2_MISO_MO-IL | MISO_IN | MISO_MO-IL | Internal | Summer | B4 | 100 | 5533 | 5533 | 139.28 | 140.86 | 0.01 | 1.57
2030 | MISO_IN_2_MISO_MO-IL | MISO_IN | MISO_MO-IL | Internal | Summer | B5 | 200 | 5533 | 5533 | 123.67 | 140.67 | 0.01 | 16.99
2030 | MISO_IN_2_MISO_MO-IL | MISO_IN | MISO_MO-IL | Internal | Summer | B6 | 300 | 5533 | 5533 | 101.85 | 108.47 | 0.01 | 6.61
2030 | MISO_IN_2_MISO_MO-IL | MISO_IN | MISO_MO-IL | Internal | Summer | B7 | 400 | 5533 | 5042.87 | 92.15 | 92.16 | 0.01 | 0
2030 | MISO_IN_2_MISO_MO-IL | MISO_IN | MISO_MO-IL | Internal | Summer | B8 | 500 | 5533 | 4300.34 | 88.01 | 88.02 | 0.01 | 0
2030 | MISO_IN_2_MISO_MO-IL | MISO_IN | MISO_MO-IL | Internal | Summer | B9 | 800 | 5533 | 3484.66 | 83.37 | 83.38 | 0.01 | 0
2030 | MISO_IN_2_MISO_MO-IL | MISO_IN | MISO_MO-IL | Internal | Summer | B10 | 1262 | 5533 | 3228.37 | 74.6 | 74.61 | 0.01 | 0
2030 | MISO_IN_2_MISO_MO-IL | MISO_IN | MISO_MO-IL | Internal | Winter | B16 | 25 | 5533 | 2041.85 | 95.59 | 95.6 | 0.01 | 0
2030 | MISO_IN_2_MISO_MO-IL | MISO_IN | MISO_MO-IL | Internal | Winter | B17 | 100 | 5533 | 2437.58 | 91.56 | 91.58 | 0.01 | 0
2030 | MISO_IN_2_MISO_MO-IL | MISO_IN | MISO_MO-IL | Internal | Winter | B18 | 400 | 5533 | 2832.6 | 89.86 | 89.87 | 0.01 | 0
2030 | MISO_IN_2_MISO_MO-IL | MISO_IN | MISO_MO-IL | Internal | Winter | B19 | 700 | 5533 | 2611.35 | 89.32 | 89.33 | 0.01 | 0
2030 | MISO_IN_2_MISO_MO-IL | MISO_IN | MISO_MO-IL | Internal | Winter | B20 | 935 | 5533 | 2685.03 | 78.59 | 78.6 | 0.01 | 0
2030 | MISO_IN_2_NonRTO_Midwest | MISO_IN | NonRTO_Midwest | Internal | Shoulder | B11 | 25 | 4800 | 1559.39 | 93.3 | 101.3 | 8 | 0
2030 | MISO_IN_2_NonRTO_Midwest | MISO_IN | NonRTO_Midwest | Internal | Shoulder | B12 | 200 | 4800 | 988.56 | 87.83 | 95.83 | 8 | 0
2030 | MISO_IN_2_NonRTO_Midwest | MISO_IN | NonRTO_Midwest | Internal | Shoulder | B13 | 600 | 4800 | 462.53 | 87.64 | 95.64 | 8 | 0
2030 | MISO_IN_2_NonRTO_Midwest | MISO_IN | NonRTO_Midwest | Internal | Shoulder | B14 | 900 | 4800 | 782.33 | 85.73 | 93.73 | 8 | 0
2030 | MISO_IN_2_NonRTO_Midwest | MISO_IN | NonRTO_Midwest | Internal | Shoulder | B15 | 1203 | 4800 | 0 | 75.95 | 83.44 | 8 | 0
2030 | MISO_IN_2_NonRTO_Midwest | MISO_IN | NonRTO_Midwest | Internal | Summer | B1 | 10 | 4800 | 0 | 145.19 | 147.28 | 8 | 0
2030 | MISO_IN_2_NonRTO_Midwest | MISO_IN | NonRTO_Midwest | Internal | Summer | B2 | 25 | 4800 | 0 | 141.53 | 147.28 | 8 | 0
2030 | MISO_IN_2_NonRTO_Midwest | MISO_IN | NonRTO_Midwest | Internal | Summer | B3 | 75 | 4800 | 0 | 141.36 | 147.28 | 8 | 0
2030 | MISO_IN_2_NonRTO_Midwest | MISO_IN | NonRTO_Midwest | Internal | Summer | B4 | 100 | 4800 | 293.35 | 139.28 | 147.28 | 8 | 0
2030 | MISO_IN_2_NonRTO_Midwest | MISO_IN | NonRTO_Midwest | Internal | Summer | B5 | 200 | 4800 | 1458.06 | 123.67 | 131.67 | 8 | 0
2030 | MISO_IN_2_NonRTO_Midwest | MISO_IN | NonRTO_Midwest | Internal | Summer | B6 | 300 | 4800 | 198.1 | 101.85 | 109.85 | 8 | 0
2030 | MISO_IN_2_NonRTO_Midwest | MISO_IN | NonRTO_Midwest | Internal | Summer | B7 | 400 | 4800 | 0 | 92.15 | 100.03 | 8 | 0
2030 | MISO_IN_2_NonRTO_Midwest | MISO_IN | NonRTO_Midwest | Internal | Summer | B8 | 500 | 4800 | 526.68 | 88.01 | 96.01 | 8 | 0
2030 | MISO_IN_2_NonRTO_Midwest | MISO_IN | NonRTO_Midwest | Internal | Summer | B9 | 800 | 4800 | 370.82 | 83.37 | 91.37 | 8 | 0
2030 | MISO_IN_2_NonRTO_Midwest | MISO_IN | NonRTO_Midwest | Internal | Summer | B10 | 1262 | 4800 | 0 | 74.6 | 78.03 | 8 | 0
2030 | MISO_IN_2_NonRTO_Midwest | MISO_IN | NonRTO_Midwest | Internal | Winter | B16 | 25 | 4800 | 2782.37 | 95.59 | 103.59 | 8 | 0
2030 | MISO_IN_2_NonRTO_Midwest | MISO_IN | NonRTO_Midwest | Internal | Winter | B17 | 100 | 4800 | 1776.83 | 91.56 | 99.56 | 8 | 0
2030 | MISO_IN_2_NonRTO_Midwest | MISO_IN | NonRTO_Midwest | Internal | Winter | B18 | 400 | 4800 | 963.28 | 89.86 | 97.86 | 8 | 0
2030 | MISO_IN_2_NonRTO_Midwest | MISO_IN | NonRTO_Midwest | Internal | Winter | B19 | 700 | 4800 | 822.95 | 89.32 | 97.32 | 8 | 0
2030 | MISO_IN_2_NonRTO_Midwest | MISO_IN | NonRTO_Midwest | Internal | Winter | B20 | 935 | 4800 | 451.38 | 78.59 | 86.59 | 8 | 0
2030 | MISO_IN_2_PJM_ROR | MISO_IN | PJM_ROR | Internal | Shoulder | B11 | 25 | 992 | 0 | 93.3 | 91.31 | 2 | 0
2030 | MISO_IN_2_PJM_ROR | MISO_IN | PJM_ROR | Internal | Shoulder | B12 | 200 | 992 | 402.85 | 87.83 | 89.83 | 2 | 0
2030 | MISO_IN_2_PJM_ROR | MISO_IN | PJM_ROR | Internal | Shoulder | B13 | 600 | 992 | 0 | 87.64 | 87.86 | 2 | 0
2030 | MISO_IN_2_PJM_ROR | MISO_IN | PJM_ROR | Internal | Shoulder | B14 | 900 | 992 | 292.53 | 85.73 | 87.73 | 2 | 0
2030 | MISO_IN_2_PJM_ROR | MISO_IN | PJM_ROR | Internal | Shoulder | B15 | 1203 | 992 | 0 | 75.95 | 75.87 | 2 | 0
2030 | MISO_IN_2_PJM_ROR | MISO_IN | PJM_ROR | Internal | Summer | B1 | 10 | 992 | 0 | 145.19 | 143.2 | 2 | 0
2030 | MISO_IN_2_PJM_ROR | MISO_IN | PJM_ROR | Internal | Summer | B2 | 25 | 992 | 0 | 141.53 | 140.39 | 2 | 0
2030 | MISO_IN_2_PJM_ROR | MISO_IN | PJM_ROR | Internal | Summer | B3 | 75 | 992 | 0 | 141.36 | 140.39 | 2 | 0
2030 | MISO_IN_2_PJM_ROR | MISO_IN | PJM_ROR | Internal | Summer | B4 | 100 | 992 | 0 | 139.28 | 138.85 | 2 | 0
2030 | MISO_IN_2_PJM_ROR | MISO_IN | PJM_ROR | Internal | Summer | B5 | 200 | 992 | 267.38 | 123.67 | 125.67 | 2 | 0
2030 | MISO_IN_2_PJM_ROR | MISO_IN | PJM_ROR | Internal | Summer | B6 | 300 | 992 | 0 | 101.85 | 102.19 | 2 | 0
2030 | MISO_IN_2_PJM_ROR | MISO_IN | PJM_ROR | Internal | Summer | B7 | 400 | 992 | 0 | 92.15 | 91.03 | 2 | 0
2030 | MISO_IN_2_PJM_ROR | MISO_IN | PJM_ROR | Internal | Summer | B8 | 500 | 992 | 992 | 88.01 | 90.02 | 2 | 0.01
2030 | MISO_IN_2_PJM_ROR | MISO_IN | PJM_ROR | Internal | Summer | B9 | 800 | 992 | 657.65 | 83.37 | 85.37 | 2 | 0
2030 | MISO_IN_2_PJM_ROR | MISO_IN | PJM_ROR | Internal | Summer | B10 | 1262 | 992 | 0 | 74.6 | 74.87 | 2 | 0
2030 | MISO_IN_2_PJM_ROR | MISO_IN | PJM_ROR | Internal | Winter | B16 | 25 | 992 | 0 | 95.59 | 93.6 | 2 | 0
2030 | MISO_IN_2_PJM_ROR | MISO_IN | PJM_ROR | Internal | Winter | B17 | 100 | 992 | 992 | 91.56 | 93.58 | 2 | 0.01
2030 | MISO_IN_2_PJM_ROR | MISO_IN | PJM_ROR | Internal | Winter | B18 | 400 | 992 | 52.14 | 89.86 | 91.86 | 2 | 0
2030 | MISO_IN_2_PJM_ROR | MISO_IN | PJM_ROR | Internal | Winter | B19 | 700 | 992 | 0 | 89.32 | 91.13 | 2 | 0
2030 | MISO_IN_2_PJM_ROR | MISO_IN | PJM_ROR | Internal | Winter | B20 | 935 | 992 | 0 | 78.59 | 78.94 | 2 | 0
2030 | MISO_MI_2_MISO_IN | MISO_MI | MISO_IN | Internal | Shoulder | B11 | 25 | 2066 | 0 | 93.31 | 93.3 | 0.01 | 0
2030 | MISO_MI_2_MISO_IN | MISO_MI | MISO_IN | Internal | Shoulder | B12 | 200 | 2066 | 0 | 87.84 | 87.83 | 0.01 | 0
2030 | MISO_MI_2_MISO_IN | MISO_MI | MISO_IN | Internal | Shoulder | B13 | 600 | 2066 | 0 | 87.66 | 87.64 | 0.01 | 0
2030 | MISO_MI_2_MISO_IN | MISO_MI | MISO_IN | Internal | Shoulder | B14 | 900 | 2066 | 0 | 85.74 | 85.73 | 0.01 | 0
2030 | MISO_MI_2_MISO_IN | MISO_MI | MISO_IN | Internal | Shoulder | B15 | 1203 | 2066 | 0 | 75.96 | 75.95 | 0.01 | 0
2030 | MISO_MI_2_MISO_IN | MISO_MI | MISO_IN | Internal | Summer | B1 | 10 | 2066 | 0.02 | 145.2 | 145.19 | 0.01 | 0
2030 | MISO_MI_2_MISO_IN | MISO_MI | MISO_IN | Internal | Summer | B2 | 25 | 2066 | 0 | 141.54 | 141.53 | 0.01 | 0
2030 | MISO_MI_2_MISO_IN | MISO_MI | MISO_IN | Internal | Summer | B3 | 75 | 2066 | 0 | 141.37 | 141.36 | 0.01 | 0
2030 | MISO_MI_2_MISO_IN | MISO_MI | MISO_IN | Internal | Summer | B4 | 100 | 2066 | 0 | 139.29 | 139.28 | 0.01 | 0
2030 | MISO_MI_2_MISO_IN | MISO_MI | MISO_IN | Internal | Summer | B5 | 200 | 2066 | 0 | 123.69 | 123.67 | 0.01 | 0
2030 | MISO_MI_2_MISO_IN | MISO_MI | MISO_IN | Internal | Summer | B6 | 300 | 2066 | 0 | 101.86 | 101.85 | 0.01 | 0
2030 | MISO_MI_2_MISO_IN | MISO_MI | MISO_IN | Internal | Summer | B7 | 400 | 2066 | 0 | 92.16 | 92.15 | 0.01 | 0
2030 | MISO_MI_2_MISO_IN | MISO_MI | MISO_IN | Internal | Summer | B8 | 500 | 2066 | 0 | 88.02 | 88.01 | 0.01 | 0
2030 | MISO_MI_2_MISO_IN | MISO_MI | MISO_IN | Internal | Summer | B9 | 800 | 2066 | 0 | 83.38 | 83.37 | 0.01 | 0
2030 | MISO_MI_2_MISO_IN | MISO_MI | MISO_IN | Internal | Summer | B10 | 1262 | 2066 | 0 | 74.61 | 74.6 | 0.01 | 0
2030 | MISO_MI_2_MISO_IN | MISO_MI | MISO_IN | Internal | Winter | B16 | 25 | 2066 | 0 | 95.6 | 95.59 | 0.01 | 0
2030 | MISO_MI_2_MISO_IN | MISO_MI | MISO_IN | Internal | Winter | B17 | 100 | 2066 | 0 | 91.58 | 91.56 | 0.01 | 0
2030 | MISO_MI_2_MISO_IN | MISO_MI | MISO_IN | Internal | Winter | B18 | 400 | 2066 | 0 | 89.87 | 89.86 | 0.01 | 0
2030 | MISO_MI_2_MISO_IN | MISO_MI | MISO_IN | Internal | Winter | B19 | 700 | 2066 | 0 | 89.33 | 89.32 | 0.01 | 0
2030 | MISO_MI_2_MISO_IN | MISO_MI | MISO_IN | Internal | Winter | B20 | 935 | 2066 | 0 | 78.6 | 78.59 | 0.01 | 0
2030 | MISO_MI_2_MISO_WUMS | MISO_MI | MISO_WUMS | Internal | Shoulder | B11 | 25 | 1440 | 0 | 93.31 | 93.29 | 0.01 | 0
2030 | MISO_MI_2_MISO_WUMS | MISO_MI | MISO_WUMS | Internal | Shoulder | B12 | 200 | 1440 | 0 | 87.84 | 87.83 | 0.01 | 0
2030 | MISO_MI_2_MISO_WUMS | MISO_MI | MISO_WUMS | Internal | Shoulder | B13 | 600 | 1440 | 0 | 87.66 | 87.35 | 0.01 | 0
2030 | MISO_MI_2_MISO_WUMS | MISO_MI | MISO_WUMS | Internal | Shoulder | B14 | 900 | 1440 | 0 | 85.74 | 85.73 | 0.01 | 0
2030 | MISO_MI_2_MISO_WUMS | MISO_MI | MISO_WUMS | Internal | Shoulder | B15 | 1203 | 1440 | 0 | 75.96 | 75.7 | 0.01 | 0
2030 | MISO_MI_2_MISO_WUMS | MISO_MI | MISO_WUMS | Internal | Summer | B1 | 10 | 1440 | 0.02 | 145.2 | 145.19 | 0.01 | 0
2030 | MISO_MI_2_MISO_WUMS | MISO_MI | MISO_WUMS | Internal | Summer | B2 | 25 | 1440 | 0 | 141.54 | 141.53 | 0.01 | 0
2030 | MISO_MI_2_MISO_WUMS | MISO_MI | MISO_WUMS | Internal | Summer | B3 | 75 | 1440 | 1040.93 | 141.37 | 141.38 | 0.01 | 0
2030 | MISO_MI_2_MISO_WUMS | MISO_MI | MISO_WUMS | Internal | Summer | B4 | 100 | 1440 | 287.92 | 139.29 | 139.3 | 0.01 | 0
2030 | MISO_MI_2_MISO_WUMS | MISO_MI | MISO_WUMS | Internal | Summer | B5 | 200 | 1440 | 0 | 123.69 | 123.67 | 0.01 | 0
2030 | MISO_MI_2_MISO_WUMS | MISO_MI | MISO_WUMS | Internal | Summer | B6 | 300 | 1440 | 0 | 101.86 | 101.85 | 0.01 | 0
2030 | MISO_MI_2_MISO_WUMS | MISO_MI | MISO_WUMS | Internal | Summer | B7 | 400 | 1440 | 0 | 92.16 | 89.03 | 0.01 | 0
2030 | MISO_MI_2_MISO_WUMS | MISO_MI | MISO_WUMS | Internal | Summer | B8 | 500 | 1440 | 0 | 88.02 | 85.76 | 0.01 | 0
2030 | MISO_MI_2_MISO_WUMS | MISO_MI | MISO_WUMS | Internal | Summer | B9 | 800 | 1440 | 0 | 83.38 | 83.37 | 0.01 | 0
2030 | MISO_MI_2_MISO_WUMS | MISO_MI | MISO_WUMS | Internal | Summer | B10 | 1262 | 1440 | 0 | 74.61 | 74.34 | 0.01 | 0
2030 | MISO_MI_2_MISO_WUMS | MISO_MI | MISO_WUMS | Internal | Winter | B16 | 25 | 1440 | 0 | 95.6 | 91.6 | 0.01 | 0
2030 | MISO_MI_2_MISO_WUMS | MISO_MI | MISO_WUMS | Internal | Winter | B17 | 100 | 1440 | 0 | 91.58 | 91.56 | 0.01 | 0
2030 | MISO_MI_2_MISO_WUMS | MISO_MI | MISO_WUMS | Internal | Winter | B18 | 400 | 1440 | 0 | 89.87 | 89.86 | 0.01 | 0
2030 | MISO_MI_2_MISO_WUMS | MISO_MI | MISO_WUMS | Internal | Winter | B19 | 700 | 1440 | 0 | 89.33 | 89.27 | 0.01 | 0
2030 | MISO_MI_2_MISO_WUMS | MISO_MI | MISO_WUMS | Internal | Winter | B20 | 935 | 1440 | 0 | 78.6 | 78.33 | 0.01 | 0
2030 | MISO_MI_2_PJM_ROR | MISO_MI | PJM_ROR | Internal | Shoulder | B11 | 25 | 1424 | 0 | 93.31 | 91.31 | 2 | 0
2030 | MISO_MI_2_PJM_ROR | MISO_MI | PJM_ROR | Internal | Shoulder | B12 | 200 | 1424 | 0 | 87.84 | 89.83 | 2 | 0
2030 | MISO_MI_2_PJM_ROR | MISO_MI | PJM_ROR | Internal | Shoulder | B13 | 600 | 1424 | 0 | 87.66 | 87.86 | 2 | 0
2030 | MISO_MI_2_PJM_ROR | MISO_MI | PJM_ROR | Internal | Shoulder | B14 | 900 | 1424 | 0 | 85.74 | 87.73 | 2 | 0
2030 | MISO_MI_2_PJM_ROR | MISO_MI | PJM_ROR | Internal | Shoulder | B15 | 1203 | 1424 | 0 | 75.96 | 75.87 | 2 | 0
2030 | MISO_MI_2_PJM_ROR | MISO_MI | PJM_ROR | Internal | Summer | B1 | 10 | 1424 | 0 | 145.2 | 143.2 | 2 | 0
2030 | MISO_MI_2_PJM_ROR | MISO_MI | PJM_ROR | Internal | Summer | B2 | 25 | 1424 | 0 | 141.54 | 140.39 | 2 | 0
2030 | MISO_MI_2_PJM_ROR | MISO_MI | PJM_ROR | Internal | Summer | B3 | 75 | 1424 | 0 | 141.37 | 140.39 | 2 | 0
2030 | MISO_MI_2_PJM_ROR | MISO_MI | PJM_ROR | Internal | Summer | B4 | 100 | 1424 | 0 | 139.29 | 138.85 | 2 | 0
2030 | MISO_MI_2_PJM_ROR | MISO_MI | PJM_ROR | Internal | Summer | B5 | 200 | 1424 | 0 | 123.69 | 125.67 | 2 | 0
2030 | MISO_MI_2_PJM_ROR | MISO_MI | PJM_ROR | Internal | Summer | B6 | 300 | 1424 | 0 | 101.86 | 102.19 | 2 | 0
2030 | MISO_MI_2_PJM_ROR | MISO_MI | PJM_ROR | Internal | Summer | B7 | 400 | 1424 | 0 | 92.16 | 91.03 | 2 | 0
2030 | MISO_MI_2_PJM_ROR | MISO_MI | PJM_ROR | Internal | Summer | B8 | 500 | 1424 | 302.15 | 88.02 | 90.02 | 2 | 0
2030 | MISO_MI_2_PJM_ROR | MISO_MI | PJM_ROR | Internal | Summer | B9 | 800 | 1424 | 0 | 83.38 | 85.37 | 2 | 0
2030 | MISO_MI_2_PJM_ROR | MISO_MI | PJM_ROR | Internal | Summer | B10 | 1262 | 1424 | 0 | 74.61 | 74.87 | 2 | 0
2030 | MISO_MI_2_PJM_ROR | MISO_MI | PJM_ROR | Internal | Winter | B16 | 25 | 1424 | 0 | 95.6 | 93.6 | 2 | 0
2030 | MISO_MI_2_PJM_ROR | MISO_MI | PJM_ROR | Internal | Winter | B17 | 100 | 1424 | 598.93 | 91.58 | 93.58 | 2 | 0
2030 | MISO_MI_2_PJM_ROR | MISO_MI | PJM_ROR | Internal | Winter | B18 | 400 | 1424 | 0 | 89.87 | 91.86 | 2 | 0
2030 | MISO_MI_2_PJM_ROR | MISO_MI | PJM_ROR | Internal | Winter | B19 | 700 | 1424 | 0 | 89.33 | 91.13 | 2 | 0
2030 | MISO_MI_2_PJM_ROR | MISO_MI | PJM_ROR | Internal | Winter | B20 | 935 | 1424 | 0 | 78.6 | 78.94 | 2 | 0
2030 | MISO_MO-IL_2_ENT | MISO_MO-IL | ENT | Internal | Shoulder | B11 | 25 | 2540 | 0 | 93.31 | 94.22 | 8 | 0
2030 | MISO_MO-IL_2_ENT | MISO_MO-IL | ENT | Internal | Shoulder | B12 | 200 | 2540 | 0 | 87.84 | 93.53 | 8 | 0
2030 | MISO_MO-IL_2_ENT | MISO_MO-IL | ENT | Internal | Shoulder | B13 | 600 | 2540 | 0 | 87.66 | 90.37 | 8 | 0
2030 | MISO_MO-IL_2_ENT | MISO_MO-IL | ENT | Internal | Shoulder | B14 | 900 | 2540 | 0 | 85.74 | 90.37 | 8 | 0
2030 | MISO_MO-IL_2_ENT | MISO_MO-IL | ENT | Internal | Shoulder | B15 | 1203 | 2540 | 698.92 | 75.96 | 83.96 | 8 | 0
2030 | MISO_MO-IL_2_ENT | MISO_MO-IL | ENT | Internal | Summer | B1 | 10 | 2540 | 0 | 145.2 | 148.2 | 8 | 0
2030 | MISO_MO-IL_2_ENT | MISO_MO-IL | ENT | Internal | Summer | B2 | 25 | 2540 | 0 | 141.54 | 148.93 | 8 | 0
2030 | MISO_MO-IL_2_ENT | MISO_MO-IL | ENT | Internal | Summer | B3 | 75 | 2540 | 0 | 141.52 | 141.4 | 8 | 0
2030 | MISO_MO-IL_2_ENT | MISO_MO-IL | ENT | Internal | Summer | B4 | 100 | 2540 | 0 | 140.86 | 137.96 | 8 | 0
2030 | MISO_MO-IL_2_ENT | MISO_MO-IL | ENT | Internal | Summer | B5 | 200 | 2540 | 0 | 140.67 | 132.67 | 8 | 0
2030 | MISO_MO-IL_2_ENT | MISO_MO-IL | ENT | Internal | Summer | B6 | 300 | 2540 | 0 | 108.47 | 100.47 | 8 | 0
2030 | MISO_MO-IL_2_ENT | MISO_MO-IL | ENT | Internal | Summer | B7 | 400 | 2540 | 0 | 92.16 | 92.56 | 8 | 0
2030 | MISO_MO-IL_2_ENT | MISO_MO-IL | ENT | Internal | Summer | B8 | 500 | 2540 | 0 | 88.02 | 91.87 | 8 | 0
2030 | MISO_MO-IL_2_ENT | MISO_MO-IL | ENT | Internal | Summer | B9 | 800 | 2540 | 19.4 | 83.38 | 91.38 | 8 | 0
2030 | MISO_MO-IL_2_ENT | MISO_MO-IL | ENT | Internal | Summer | B10 | 1262 | 2540 | 1346.26 | 74.61 | 82.61 | 8 | 0
2030 | MISO_MO-IL_2_ENT | MISO_MO-IL | ENT | Internal | Winter | B16 | 25 | 2540 | 0 | 95.6 | 96.8 | 8 | 0
2030 | MISO_MO-IL_2_ENT | MISO_MO-IL | ENT | Internal | Winter | B17 | 100 | 2540 | 0 | 91.58 | 95.76 | 8 | 0
2030 | MISO_MO-IL_2_ENT | MISO_MO-IL | ENT | Internal | Winter | B18 | 400 | 2540 | 0 | 89.87 | 93.53 | 8 | 0
2030 | MISO_MO-IL_2_ENT | MISO_MO-IL | ENT | Internal | Winter | B19 | 700 | 2540 | 0 | 89.33 | 93.53 | 8 | 0
2030 | MISO_MO-IL_2_ENT | MISO_MO-IL | ENT | Internal | Winter | B20 | 935 | 2540 | 1776.06 | 78.6 | 86.6 | 8 | 0
2030 | MISO_MO-IL_2_MISO_IN | MISO_MO-IL | MISO_IN | Internal | Shoulder | B11 | 25 | 2633 | 0 | 93.31 | 93.3 | 0.01 | 0
2030 | MISO_MO-IL_2_MISO_IN | MISO_MO-IL | MISO_IN | Internal | Shoulder | B12 | 200 | 2633 | 0 | 87.84 | 87.83 | 0.01 | 0
2030 | MISO_MO-IL_2_MISO_IN | MISO_MO-IL | MISO_IN | Internal | Shoulder | B13 | 600 | 2633 | 0 | 87.66 | 87.64 | 0.01 | 0
2030 | MISO_MO-IL_2_MISO_IN | MISO_MO-IL | MISO_IN | Internal | Shoulder | B14 | 900 | 2633 | 0 | 85.74 | 85.73 | 0.01 | 0
2030 | MISO_MO-IL_2_MISO_IN | MISO_MO-IL | MISO_IN | Internal | Shoulder | B15 | 1203 | 2633 | 0 | 75.96 | 75.95 | 0.01 | 0
2030 | MISO_MO-IL_2_MISO_IN | MISO_MO-IL | MISO_IN | Internal | Summer | B1 | 10 | 2633 | 0.02 | 145.2 | 145.19 | 0.01 | 0
2030 | MISO_MO-IL_2_MISO_IN | MISO_MO-IL | MISO_IN | Internal | Summer | B2 | 25 | 2633 | 0 | 141.54 | 141.53 | 0.01 | 0
2030 | MISO_MO-IL_2_MISO_IN | MISO_MO-IL | MISO_IN | Internal | Summer | B3 | 75 | 2633 | 0 | 141.52 | 141.36 | 0.01 | 0
2030 | MISO_MO-IL_2_MISO_IN | MISO_MO-IL | MISO_IN | Internal | Summer | B4 | 100 | 2633 | 0 | 140.86 | 139.28 | 0.01 | 0
2030 | MISO_MO-IL_2_MISO_IN | MISO_MO-IL | MISO_IN | Internal | Summer | B5 | 200 | 2633 | 0 | 140.67 | 123.67 | 0.01 | 0
2030 | MISO_MO-IL_2_MISO_IN | MISO_MO-IL | MISO_IN | Internal | Summer | B6 | 300 | 2633 | 0 | 108.47 | 101.85 | 0.01 | 0
2030 | MISO_MO-IL_2_MISO_IN | MISO_MO-IL | MISO_IN | Internal | Summer | B7 | 400 | 2633 | 0 | 92.16 | 92.15 | 0.01 | 0
2030 | MISO_MO-IL_2_MISO_IN | MISO_MO-IL | MISO_IN | Internal | Summer | B8 | 500 | 2633 | 0 | 88.02 | 88.01 | 0.01 | 0
2030 | MISO_MO-IL_2_MISO_IN | MISO_MO-IL | MISO_IN | Internal | Summer | B9 | 800 | 2633 | 0 | 83.38 | 83.37 | 0.01 | 0
2030 | MISO_MO-IL_2_MISO_IN | MISO_MO-IL | MISO_IN | Internal | Summer | B10 | 1262 | 2633 | 0 | 74.61 | 74.6 | 0.01 | 0
2030 | MISO_MO-IL_2_MISO_IN | MISO_MO-IL | MISO_IN | Internal | Winter | B16 | 25 | 2633 | 0 | 95.6 | 95.59 | 0.01 | 0
2030 | MISO_MO-IL_2_MISO_IN | MISO_MO-IL | MISO_IN | Internal | Winter | B17 | 100 | 2633 | 0 | 91.58 | 91.56 | 0.01 | 0
2030 | MISO_MO-IL_2_MISO_IN | MISO_MO-IL | MISO_IN | Internal | Winter | B18 | 400 | 2633 | 0 | 89.87 | 89.86 | 0.01 | 0
2030 | MISO_MO-IL_2_MISO_IN | MISO_MO-IL | MISO_IN | Internal | Winter | B19 | 700 | 2633 | 0 | 89.33 | 89.32 | 0.01 | 0
2030 | MISO_MO-IL_2_MISO_IN | MISO_MO-IL | MISO_IN | Internal | Winter | B20 | 935 | 2633 | 0 | 78.6 | 78.59 | 0.01 | 0
2030 | MISO_MO-IL_2_MISO_W | MISO_MO-IL | MISO_W | Internal | Shoulder | B11 | 25 | 1075 | 0 | 93.31 | 93.3 | 0.01 | 0
2030 | MISO_MO-IL_2_MISO_W | MISO_MO-IL | MISO_W | Internal | Shoulder | B12 | 200 | 1075 | 0 | 87.84 | 87.81 | 0.01 | 0
2030 | MISO_MO-IL_2_MISO_W | MISO_MO-IL | MISO_W | Internal | Shoulder | B13 | 600 | 1075 | 0 | 87.66 | 84.38 | 0.01 | 0
2030 | MISO_MO-IL_2_MISO_W | MISO_MO-IL | MISO_W | Internal | Shoulder | B14 | 900 | 1075 | 0 | 85.74 | 73.74 | 0.01 | 0
2030 | MISO_MO-IL_2_MISO_W | MISO_MO-IL | MISO_W | Internal | Shoulder | B15 | 1203 | 1075 | 0 | 75.96 | 70.39 | 0.01 | 0
2030 | MISO_MO-IL_2_MISO_W | MISO_MO-IL | MISO_W | Internal | Summer | B1 | 10 | 1075 | 0.02 | 145.2 | 145.19 | 0.01 | 0
2030 | MISO_MO-IL_2_MISO_W | MISO_MO-IL | MISO_W | Internal | Summer | B2 | 25 | 1075 | 0 | 141.54 | 141.53 | 0.01 | 0
2030 | MISO_MO-IL_2_MISO_W | MISO_MO-IL | MISO_W | Internal | Summer | B3 | 75 | 1075 | 459.45 | 141.52 | 141.53 | 0.01 | 0
2030 | MISO_MO-IL_2_MISO_W | MISO_MO-IL | MISO_W | Internal | Summer | B4 | 100 | 1075 | 0 | 140.86 | 140.85 | 0.01 | 0
2030 | MISO_MO-IL_2_MISO_W | MISO_MO-IL | MISO_W | Internal | Summer | B5 | 200 | 1075 | 0 | 140.67 | 140.66 | 0.01 | 0
2030 | MISO_MO-IL_2_MISO_W | MISO_MO-IL | MISO_W | Internal | Summer | B6 | 300 | 1075 | 0 | 108.47 | 108.45 | 0.01 | 0
2030 | MISO_MO-IL_2_MISO_W | MISO_MO-IL | MISO_W | Internal | Summer | B7 | 400 | 1075 | 0 | 92.16 | 89.05 | 0.01 | 0
2030 | MISO_MO-IL_2_MISO_W | MISO_MO-IL | MISO_W | Internal | Summer | B8 | 500 | 1075 | 0 | 88.02 | 85.74 | 0.01 | 0
2030 | MISO_MO-IL_2_MISO_W | MISO_MO-IL | MISO_W | Internal | Summer | B9 | 800 | 1075 | 0 | 83.38 | 83.36 | 0.01 | 0
2030 | MISO_MO-IL_2_MISO_W | MISO_MO-IL | MISO_W | Internal | Summer | B10 | 1262 | 1075 | 0 | 74.61 | 70.38 | 0.01 | 0
2030 | MISO_MO-IL_2_MISO_W | MISO_MO-IL | MISO_W | Internal | Winter | B16 | 25 | 1075 | 0 | 95.6 | 74.06 | 0.01 | 0
2030 | MISO_MO-IL_2_MISO_W | MISO_MO-IL | MISO_W | Internal | Winter | B17 | 100 | 1075 | 0 | 91.58 | 76.8 | 0.01 | 0
2030 | MISO_MO-IL_2_MISO_W | MISO_MO-IL | MISO_W | Internal | Winter | B18 | 400 | 1075 | 0 | 89.87 | 81.52 | 0.01 | 0
2030 | MISO_MO-IL_2_MISO_W | MISO_MO-IL | MISO_W | Internal | Winter | B19 | 700 | 1075 | 0 | 89.33 | 81.03 | 0.01 | 0
2030 | MISO_MO-IL_2_MISO_W | MISO_MO-IL | MISO_W | Internal | Winter | B20 | 935 | 1075 | 0 | 78.6 | 73.94 | 0.01 | 0
2030 | MISO_MO-IL_2_PJM_ROR | MISO_MO-IL | PJM_ROR | Internal | Shoulder | B11 | 25 | 1212 | 0 | 93.31 | 91.31 | 2 | 0
2030 | MISO_MO-IL_2_PJM_ROR | MISO_MO-IL | PJM_ROR | Internal | Shoulder | B12 | 200 | 1212 | 0 | 87.84 | 89.83 | 2 | 0
2030 | MISO_MO-IL_2_PJM_ROR | MISO_MO-IL | PJM_ROR | Internal | Shoulder | B13 | 600 | 1212 | 0 | 87.66 | 87.86 | 2 | 0
2030 | MISO_MO-IL_2_PJM_ROR | MISO_MO-IL | PJM_ROR | Internal | Shoulder | B14 | 900 | 1212 | 0 | 85.74 | 87.73 | 2 | 0
2030 | MISO_MO-IL_2_PJM_ROR | MISO_MO-IL | PJM_ROR | Internal | Shoulder | B15 | 1203 | 1212 | 0 | 75.96 | 75.87 | 2 | 0
2030 | MISO_MO-IL_2_PJM_ROR | MISO_MO-IL | PJM_ROR | Internal | Summer | B1 | 10 | 1212 | 0 | 145.2 | 143.2 | 2 | 0
2030 | MISO_MO-IL_2_PJM_ROR | MISO_MO-IL | PJM_ROR | Internal | Summer | B2 | 25 | 1212 | 0 | 141.54 | 140.39 | 2 | 0
2030 | MISO_MO-IL_2_PJM_ROR | MISO_MO-IL | PJM_ROR | Internal | Summer | B3 | 75 | 1212 | 0 | 141.52 | 140.39 | 2 | 0
2030 | MISO_MO-IL_2_PJM_ROR | MISO_MO-IL | PJM_ROR | Internal | Summer | B4 | 100 | 1212 | 0 | 140.86 | 138.85 | 2 | 0
2030 | MISO_MO-IL_2_PJM_ROR | MISO_MO-IL | PJM_ROR | Internal | Summer | B5 | 200 | 1212 | 0 | 140.67 | 125.67 | 2 | 0
2030 | MISO_MO-IL_2_PJM_ROR | MISO_MO-IL | PJM_ROR | Internal | Summer | B6 | 300 | 1212 | 0 | 108.47 | 102.19 | 2 | 0
2030 | MISO_MO-IL_2_PJM_ROR | MISO_MO-IL | PJM_ROR | Internal | Summer | B7 | 400 | 1212 | 0 | 92.16 | 91.03 | 2 | 0
2030 | MISO_MO-IL_2_PJM_ROR | MISO_MO-IL | PJM_ROR | Internal | Summer | B8 | 500 | 1212 | 229.87 | 88.02 | 90.02 | 2 | 0
2030 | MISO_MO-IL_2_PJM_ROR | MISO_MO-IL | PJM_ROR | Internal | Summer | B9 | 800 | 1212 | 0 | 83.38 | 85.37 | 2 | 0
2030 | MISO_MO-IL_2_PJM_ROR | MISO_MO-IL | PJM_ROR | Internal | Summer | B10 | 1262 | 1212 | 0 | 74.61 | 74.87 | 2 | 0
2030 | MISO_MO-IL_2_PJM_ROR | MISO_MO-IL | PJM_ROR | Internal | Winter | B16 | 25 | 1212 | 0 | 95.6 | 93.6 | 2 | 0
2030 | MISO_MO-IL_2_PJM_ROR | MISO_MO-IL | PJM_ROR | Internal | Winter | B17 | 100 | 1212 | 636.41 | 91.58 | 93.58 | 2 | 0
2030 | MISO_MO-IL_2_PJM_ROR | MISO_MO-IL | PJM_ROR | Internal | Winter | B18 | 400 | 1212 | 0 | 89.87 | 91.86 | 2 | 0
2030 | MISO_MO-IL_2_PJM_ROR | MISO_MO-IL | PJM_ROR | Internal | Winter | B19 | 700 | 1212 | 0 | 89.33 | 91.13 | 2 | 0
2030 | MISO_MO-IL_2_PJM_ROR | MISO_MO-IL | PJM_ROR | Internal | Winter | B20 | 935 | 1212 | 0 | 78.6 | 78.94 | 2 | 0
2030 | MISO_MO-IL_2_SPP_N | MISO_MO-IL | SPP_N | Internal | Shoulder | B11 | 25 | 2000 | 0 | 93.31 | 94.6 | 8 | 0
2030 | MISO_MO-IL_2_SPP_N | MISO_MO-IL | SPP_N | Internal | Shoulder | B12 | 200 | 2000 | 0 | 87.84 | 90.16 | 8 | 0
2030 | MISO_MO-IL_2_SPP_N | MISO_MO-IL | SPP_N | Internal | Shoulder | B13 | 600 | 2000 | 0 | 87.66 | 87.94 | 8 | 0
2030 | MISO_MO-IL_2_SPP_N | MISO_MO-IL | SPP_N | Internal | Shoulder | B14 | 900 | 2000 | 0 | 85.74 | 80.74 | 8 | 0
2030 | MISO_MO-IL_2_SPP_N | MISO_MO-IL | SPP_N | Internal | Shoulder | B15 | 1203 | 2000 | 0 | 75.96 | 77.39 | 8 | 0
2030 | MISO_MO-IL_2_SPP_N | MISO_MO-IL | SPP_N | Internal | Summer | B1 | 10 | 2000 | 0 | 145.2 | 143.2 | 8 | 0
2030 | MISO_MO-IL_2_SPP_N | MISO_MO-IL | SPP_N | Internal | Summer | B2 | 25 | 2000 | 0 | 141.54 | 146.26 | 8 | 0
2030 | MISO_MO-IL_2_SPP_N | MISO_MO-IL | SPP_N | Internal | Summer | B3 | 75 | 2000 | 0 | 141.52 | 146.63 | 8 | 0
2030 | MISO_MO-IL_2_SPP_N | MISO_MO-IL | SPP_N | Internal | Summer | B4 | 100 | 2000 | 0 | 140.86 | 145.96 | 8 | 0
2030 | MISO_MO-IL_2_SPP_N | MISO_MO-IL | SPP_N | Internal | Summer | B5 | 200 | 2000 | 0 | 140.67 | 140.67 | 8 | 0
2030 | MISO_MO-IL_2_SPP_N | MISO_MO-IL | SPP_N | Internal | Summer | B6 | 300 | 2000 | 0 | 108.47 | 108.47 | 8 | 0
2030 | MISO_MO-IL_2_SPP_N | MISO_MO-IL | SPP_N | Internal | Summer | B7 | 400 | 2000 | 0 | 92.16 | 96.05 | 8 | 0
2030 | MISO_MO-IL_2_SPP_N | MISO_MO-IL | SPP_N | Internal | Summer | B8 | 500 | 2000 | 0 | 88.02 | 90.69 | 8 | 0
2030 | MISO_MO-IL_2_SPP_N | MISO_MO-IL | SPP_N | Internal | Summer | B9 | 800 | 2000 | 0 | 83.38 | 88.68 | 8 | 0
2030 | MISO_MO-IL_2_SPP_N | MISO_MO-IL | SPP_N | Internal | Summer | B10 | 1262 | 2000 | 0 | 74.61 | 77.39 | 8 | 0
2030 | MISO_MO-IL_2_SPP_N | MISO_MO-IL | SPP_N | Internal | Winter | B16 | 25 | 2000 | 0 | 95.6 | 90.6 | 8 | 0
2030 | MISO_MO-IL_2_SPP_N | MISO_MO-IL | SPP_N | Internal | Winter | B17 | 100 | 2000 | 0 | 91.58 | 86.58 | 8 | 0
2030 | MISO_MO-IL_2_SPP_N | MISO_MO-IL | SPP_N | Internal | Winter | B18 | 400 | 2000 | 0 | 89.87 | 88.52 | 8 | 0
2030 | MISO_MO-IL_2_SPP_N | MISO_MO-IL | SPP_N | Internal | Winter | B19 | 700 | 2000 | 0 | 89.33 | 88.03 | 8 | 0
2030 | MISO_MO-IL_2_SPP_N | MISO_MO-IL | SPP_N | Internal | Winter | B20 | 935 | 2000 | 0 | 78.6 | 80.94 | 8 | 0
2030 | MISO_MO-IL_2_TVA_Transmission | MISO_MO-IL | TVA_Transmission | Internal | Shoulder | B11 | 25 | 4000 | 0 | 93.31 | 97.31 | 8 | 0
2030 | MISO_MO-IL_2_TVA_Transmission | MISO_MO-IL | TVA_Transmission | Internal | Shoulder | B12 | 200 | 4000 | 0 | 87.84 | 91.76 | 8 | 0
2030 | MISO_MO-IL_2_TVA_Transmission | MISO_MO-IL | TVA_Transmission | Internal | Shoulder | B13 | 600 | 4000 | 0 | 87.66 | 91.76 | 8 | 0
2030 | MISO_MO-IL_2_TVA_Transmission | MISO_MO-IL | TVA_Transmission | Internal | Shoulder | B14 | 900 | 4000 | 0 | 85.74 | 91.76 | 8 | 0
2030 | MISO_MO-IL_2_TVA_Transmission | MISO_MO-IL | TVA_Transmission | Internal | Shoulder | B15 | 1203 | 4000 | 0 | 75.96 | 81.87 | 8 | 0
2030 | MISO_MO-IL_2_TVA_Transmission | MISO_MO-IL | TVA_Transmission | Internal | Summer | B1 | 10 | 4000 | 1545.49 | 145.2 | 153.2 | 8 | 0
2030 | MISO_MO-IL_2_TVA_Transmission | MISO_MO-IL | TVA_Transmission | Internal | Summer | B2 | 25 | 4000 | 800.79 | 141.54 | 149.54 | 8 | 0
2030 | MISO_MO-IL_2_TVA_Transmission | MISO_MO-IL | TVA_Transmission | Internal | Summer | B3 | 75 | 4000 | 0 | 141.52 | 146.39 | 8 | 0
2030 | MISO_MO-IL_2_TVA_Transmission | MISO_MO-IL | TVA_Transmission | Internal | Summer | B4 | 100 | 4000 | 0 | 140.86 | 144.85 | 8 | 0
2030 | MISO_MO-IL_2_TVA_Transmission | MISO_MO-IL | TVA_Transmission | Internal | Summer | B5 | 200 | 4000 | 0 | 140.67 | 131.67 | 8 | 0
2030 | MISO_MO-IL_2_TVA_Transmission | MISO_MO-IL | TVA_Transmission | Internal | Summer | B6 | 300 | 4000 | 0 | 108.47 | 100.42 | 8 | 0
2030 | MISO_MO-IL_2_TVA_Transmission | MISO_MO-IL | TVA_Transmission | Internal | Summer | B7 | 400 | 4000 | 0 | 92.16 | 91.03 | 8 | 0
2030 | MISO_MO-IL_2_TVA_Transmission | MISO_MO-IL | TVA_Transmission | Internal | Summer | B8 | 500 | 4000 | 0 | 88.02 | 90.33 | 8 | 0
2030 | MISO_MO-IL_2_TVA_Transmission | MISO_MO-IL | TVA_Transmission | Internal | Summer | B9 | 800 | 4000 | 0 | 83.38 | 90.33 | 8 | 0
2030 | MISO_MO-IL_2_TVA_Transmission | MISO_MO-IL | TVA_Transmission | Internal | Summer | B10 | 1262 | 4000 | 0 | 74.61 | 80 | 8 | 0
2030 | MISO_MO-IL_2_TVA_Transmission | MISO_MO-IL | TVA_Transmission | Internal | Winter | B16 | 25 | 4000 | 0 | 95.6 | 99.6 | 8 | 0
2030 | MISO_MO-IL_2_TVA_Transmission | MISO_MO-IL | TVA_Transmission | Internal | Winter | B17 | 100 | 4000 | 0 | 91.58 | 94.8 | 8 | 0
2030 | MISO_MO-IL_2_TVA_Transmission | MISO_MO-IL | TVA_Transmission | Internal | Winter | B18 | 400 | 4000 | 0 | 89.87 | 94.28 | 8 | 0
2030 | MISO_MO-IL_2_TVA_Transmission | MISO_MO-IL | TVA_Transmission | Internal | Winter | B19 | 700 | 4000 | 0 | 89.33 | 94.28 | 8 | 0
2030 | MISO_MO-IL_2_TVA_Transmission | MISO_MO-IL | TVA_Transmission | Internal | Winter | B20 | 935 | 4000 | 0 | 78.6 | 84.94 | 8 | 0
2030 | MISO_W_2_IESO | MISO_W | IESO | Internal | Shoulder | B11 | 25 | 90 | 0 | 93.3 | 39.95 | 8 | 0
2030 | MISO_W_2_IESO | MISO_W | IESO | Internal | Shoulder | B12 | 200 | 90 | 0 | 87.81 | 39.95 | 8 | 0
2030 | MISO_W_2_IESO | MISO_W | IESO | Internal | Shoulder | B13 | 600 | 90 | 0 | 84.38 | 39.95 | 8 | 0
2030 | MISO_W_2_IESO | MISO_W | IESO | Internal | Shoulder | B14 | 900 | 90 | 0 | 73.74 | 39.95 | 8 | 0
2030 | MISO_W_2_IESO | MISO_W | IESO | Internal | Shoulder | B15 | 1203 | 90 | 0 | 70.39 | 39.95 | 8 | 0
2030 | MISO_W_2_IESO | MISO_W | IESO | Internal | Summer | B1 | 10 | 90 | 0 | 145.19 | 85.91 | 8 | 0
2030 | MISO_W_2_IESO | MISO_W | IESO | Internal | Summer | B2 | 25 | 90 | 0 | 141.53 | 85.91 | 8 | 0
2030 | MISO_W_2_IESO | MISO_W | IESO | Internal | Summer | B3 | 75 | 90 | 0 | 141.53 | 85.91 | 8 | 0
2030 | MISO_W_2_IESO | MISO_W | IESO | Internal | Summer | B4 | 100 | 90 | 0 | 140.85 | 79.39 | 8 | 0
2030 | MISO_W_2_IESO | MISO_W | IESO | Internal | Summer | B5 | 200 | 90 | 0 | 140.66 | 51.05 | 8 | 0
2030 | MISO_W_2_IESO | MISO_W | IESO | Internal | Summer | B6 | 300 | 90 | 0 | 108.45 | 36.51 | 8 | 0
2030 | MISO_W_2_IESO | MISO_W | IESO | Internal | Summer | B7 | 400 | 90 | 0 | 89.05 | 36.51 | 8 | 0
2030 | MISO_W_2_IESO | MISO_W | IESO | Internal | Summer | B8 | 500 | 90 | 0 | 85.74 | 36.51 | 8 | 0
2030 | MISO_W_2_IESO | MISO_W | IESO | Internal | Summer | B9 | 800 | 90 | 0 | 83.36 | 36.51 | 8 | 0
2030 | MISO_W_2_IESO | MISO_W | IESO | Internal | Summer | B10 | 1262 | 90 | 0 | 70.38 | 36.51 | 8 | 0
2030 | MISO_W_2_IESO | MISO_W | IESO | Internal | Winter | B16 | 25 | 90 | 0 | 74.06 | 39.95 | 8 | 0
2030 | MISO_W_2_IESO | MISO_W | IESO | Internal | Winter | B17 | 100 | 90 | 0 | 76.8 | 39.95 | 8 | 0
2030 | MISO_W_2_IESO | MISO_W | IESO | Internal | Winter | B18 | 400 | 90 | 0 | 81.52 | 39.95 | 8 | 0
2030 | MISO_W_2_IESO | MISO_W | IESO | Internal | Winter | B19 | 700 | 90 | 0 | 81.03 | 39.95 | 8 | 0
2030 | MISO_W_2_IESO | MISO_W | IESO | Internal | Winter | B20 | 935 | 90 | 0 | 73.94 | 39.95 | 8 | 0
2030 | MISO_W_2_MAPP_CA | MISO_W | MAPP_CA | Internal | Shoulder | B11 | 25 | 926 | 0 | 93.3 | 70.38 | 0.01 | 0
2030 | MISO_W_2_MAPP_CA | MISO_W | MAPP_CA | Internal | Shoulder | B12 | 200 | 926 | 0 | 87.81 | 70.38 | 0.01 | 0
2030 | MISO_W_2_MAPP_CA | MISO_W | MAPP_CA | Internal | Shoulder | B13 | 600 | 926 | 0 | 84.38 | 70.38 | 0.01 | 0
2030 | MISO_W_2_MAPP_CA | MISO_W | MAPP_CA | Internal | Shoulder | B14 | 900 | 926 | 0 | 73.74 | 70.38 | 0.01 | 0
2030 | MISO_W_2_MAPP_CA | MISO_W | MAPP_CA | Internal | Shoulder | B15 | 1203 | 926 | 0 | 70.39 | 70.38 | 0.01 | 0
2030 | MISO_W_2_MAPP_CA | MISO_W | MAPP_CA | Internal | Summer | B1 | 10 | 926 | 0 | 145.19 | 56.38 | 0.01 | 0
2030 | MISO_W_2_MAPP_CA | MISO_W | MAPP_CA | Internal | Summer | B2 | 25 | 926 | 0 | 141.53 | 56.38 | 0.01 | 0
2030 | MISO_W_2_MAPP_CA | MISO_W | MAPP_CA | Internal | Summer | B3 | 75 | 926 | 0 | 141.53 | 56.38 | 0.01 | 0
2030 | MISO_W_2_MAPP_CA | MISO_W | MAPP_CA | Internal | Summer | B4 | 100 | 926 | 0 | 140.85 | 56.38 | 0.01 | 0
2030 | MISO_W_2_MAPP_CA | MISO_W | MAPP_CA | Internal | Summer | B5 | 200 | 926 | 0 | 140.66 | 56.38 | 0.01 | 0
2030 | MISO_W_2_MAPP_CA | MISO_W | MAPP_CA | Internal | Summer | B6 | 300 | 926 | 0 | 108.45 | 56.38 | 0.01 | 0
2030 | MISO_W_2_MAPP_CA | MISO_W | MAPP_CA | Internal | Summer | B7 | 400 | 926 | 0 | 89.05 | 56.38 | 0.01 | 0
2030 | MISO_W_2_MAPP_CA | MISO_W | MAPP_CA | Internal | Summer | B8 | 500 | 926 | 0 | 85.74 | 56.38 | 0.01 | 0
2030 | MISO_W_2_MAPP_CA | MISO_W | MAPP_CA | Internal | Summer | B9 | 800 | 926 | 0 | 83.36 | 56.38 | 0.01 | 0
2030 | MISO_W_2_MAPP_CA | MISO_W | MAPP_CA | Internal | Summer | B10 | 1262 | 926 | 0 | 70.38 | 56.38 | 0.01 | 0
2030 | MISO_W_2_MAPP_CA | MISO_W | MAPP_CA | Internal | Winter | B16 | 25 | 926 | 0 | 74.06 | 73.93 | 0.01 | 0
2030 | MISO_W_2_MAPP_CA | MISO_W | MAPP_CA | Internal | Winter | B17 | 100 | 926 | 0 | 76.8 | 73.93 | 0.01 | 0
2030 | MISO_W_2_MAPP_CA | MISO_W | MAPP_CA | Internal | Winter | B18 | 400 | 926 | 0 | 81.52 | 73.93 | 0.01 | 0
2030 | MISO_W_2_MAPP_CA | MISO_W | MAPP_CA | Internal | Winter | B19 | 700 | 926 | 0 | 81.03 | 73.93 | 0.01 | 0
2030 | MISO_W_2_MAPP_CA | MISO_W | MAPP_CA | Internal | Winter | B20 | 935 | 926 | 0 | 73.94 | 73.93 | 0.01 | 0
2030 | MISO_W_2_MISO_MO-IL | MISO_W | MISO_MO-IL | Internal | Shoulder | B11 | 25 | 3915 | 3341 | 93.3 | 93.31 | 0.01 | 0
2030 | MISO_W_2_MISO_MO-IL | MISO_W | MISO_MO-IL | Internal | Shoulder | B12 | 200 | 3915 | 3915 | 87.81 | 87.84 | 0.01 | 0.01
2030 | MISO_W_2_MISO_MO-IL | MISO_W | MISO_MO-IL | Internal | Shoulder | B13 | 600 | 3915 | 3915 | 84.38 | 87.66 | 0.01 | 3.26
2030 | MISO_W_2_MISO_MO-IL | MISO_W | MISO_MO-IL | Internal | Shoulder | B14 | 900 | 3915 | 3915 | 73.74 | 85.74 | 0.01 | 11.99
2030 | MISO_W_2_MISO_MO-IL | MISO_W | MISO_MO-IL | Internal | Shoulder | B15 | 1203 | 3915 | 3915 | 70.39 | 75.96 | 0.01 | 5.56
2030 | MISO_W_2_MISO_MO-IL | MISO_W | MISO_MO-IL | Internal | Summer | B1 | 10 | 3915 | 1524.6 | 145.19 | 145.2 | 0.01 | 0
2030 | MISO_W_2_MISO_MO-IL | MISO_W | MISO_MO-IL | Internal | Summer | B2 | 25 | 3915 | 1249.82 | 141.53 | 141.54 | 0.01 | 0
2030 | MISO_W_2_MISO_MO-IL | MISO_W | MISO_MO-IL | Internal | Summer | B3 | 75 | 3915 | 0 | 141.53 | 141.52 | 0.01 | 0
2030 | MISO_W_2_MISO_MO-IL | MISO_W | MISO_MO-IL | Internal | Summer | B4 | 100 | 3915 | 280.85 | 140.85 | 140.86 | 0.01 | 0
2030 | MISO_W_2_MISO_MO-IL | MISO_W | MISO_MO-IL | Internal | Summer | B5 | 200 | 3915 | 813.62 | 140.66 | 140.67 | 0.01 | 0
2030 | MISO_W_2_MISO_MO-IL | MISO_W | MISO_MO-IL | Internal | Summer | B6 | 300 | 3915 | 1444.84 | 108.45 | 108.47 | 0.01 | 0
2030 | MISO_W_2_MISO_MO-IL | MISO_W | MISO_MO-IL | Internal | Summer | B7 | 400 | 3915 | 3915 | 89.05 | 92.16 | 0.01 | 3.11
2030 | MISO_W_2_MISO_MO-IL | MISO_W | MISO_MO-IL | Internal | Summer | B8 | 500 | 3915 | 3915 | 85.74 | 88.02 | 0.01 | 2.27
2030 | MISO_W_2_MISO_MO-IL | MISO_W | MISO_MO-IL | Internal | Summer | B9 | 800 | 3915 | 3915 | 83.36 | 83.38 | 0.01 | 0.01
2030 | MISO_W_2_MISO_MO-IL | MISO_W | MISO_MO-IL | Internal | Summer | B10 | 1262 | 3915 | 3915 | 70.38 | 74.61 | 0.01 | 4.22
2030 | MISO_W_2_MISO_MO-IL | MISO_W | MISO_MO-IL | Internal | Winter | B16 | 25 | 3915 | 3915 | 74.06 | 95.6 | 0.01 | 21.53
2030 | MISO_W_2_MISO_MO-IL | MISO_W | MISO_MO-IL | Internal | Winter | B17 | 100 | 3915 | 3915 | 76.8 | 91.58 | 0.01 | 14.76
2030 | MISO_W_2_MISO_MO-IL | MISO_W | MISO_MO-IL | Internal | Winter | B18 | 400 | 3915 | 3915 | 81.52 | 89.87 | 0.01 | 8.34
2030 | MISO_W_2_MISO_MO-IL | MISO_W | MISO_MO-IL | Internal | Winter | B19 | 700 | 3915 | 3915 | 81.03 | 89.33 | 0.01 | 8.29
2030 | MISO_W_2_MISO_MO-IL | MISO_W | MISO_MO-IL | Internal | Winter | B20 | 935 | 3915 | 3915 | 73.94 | 78.6 | 0.01 | 4.65
2030 | MISO_W_2_MISO_WUMS | MISO_W | MISO_WUMS | Internal | Shoulder | B11 | 25 | 1732 | 0 | 93.3 | 93.29 | 0.01 | 0
2030 | MISO_W_2_MISO_WUMS | MISO_W | MISO_WUMS | Internal | Shoulder | B12 | 200 | 1732 | 697.32 | 87.81 | 87.83 | 0.01 | 0
2030 | MISO_W_2_MISO_WUMS | MISO_W | MISO_WUMS | Internal | Shoulder | B13 | 600 | 1732 | 1732 | 84.38 | 87.35 | 0.01 | 2.96
2030 | MISO_W_2_MISO_WUMS | MISO_W | MISO_WUMS | Internal | Shoulder | B14 | 900 | 1732 | 1732 | 73.74 | 85.73 | 0.01 | 11.98
2030 | MISO_W_2_MISO_WUMS | MISO_W | MISO_WUMS | Internal | Shoulder | B15 | 1203 | 1732 | 1732 | 70.39 | 75.7 | 0.01 | 5.3
2030 | MISO_W_2_MISO_WUMS | MISO_W | MISO_WUMS | Internal | Summer | B1 | 10 | 1732 | 0.04 | 145.19 | 145.19 | 0.01 | 0
2030 | MISO_W_2_MISO_WUMS | MISO_W | MISO_WUMS | Internal | Summer | B2 | 25 | 1732 | 0.02 | 141.53 | 141.53 | 0.01 | 0
2030 | MISO_W_2_MISO_WUMS | MISO_W | MISO_WUMS | Internal | Summer | B3 | 75 | 1732 | 0 | 141.53 | 141.38 | 0.01 | 0
2030 | MISO_W_2_MISO_WUMS | MISO_W | MISO_WUMS | Internal | Summer | B4 | 100 | 1732 | 0 | 140.85 | 139.3 | 0.01 | 0
2030 | MISO_W_2_MISO_WUMS | MISO_W | MISO_WUMS | Internal | Summer | B5 | 200 | 1732 | 0 | 140.66 | 123.67 | 0.01 | 0
2030 | MISO_W_2_MISO_WUMS | MISO_W | MISO_WUMS | Internal | Summer | B6 | 300 | 1732 | 0 | 108.45 | 101.85 | 0.01 | 0
2030 | MISO_W_2_MISO_WUMS | MISO_W | MISO_WUMS | Internal | Summer | B7 | 400 | 1732 | 0 | 89.05 | 89.03 | 0.01 | 0
2030 | MISO_W_2_MISO_WUMS | MISO_W | MISO_WUMS | Internal | Summer | B8 | 500 | 1732 | 826.56 | 85.74 | 85.76 | 0.01 | 0
2030 | MISO_W_2_MISO_WUMS | MISO_W | MISO_WUMS | Internal | Summer | B9 | 800 | 1732 | 717.91 | 83.36 | 83.37 | 0.01 | 0
2030 | MISO_W_2_MISO_WUMS | MISO_W | MISO_WUMS | Internal | Summer | B10 | 1262 | 1732 | 1732 | 70.38 | 74.34 | 0.01 | 3.95
2030 | MISO_W_2_MISO_WUMS | MISO_W | MISO_WUMS | Internal | Winter | B16 | 25 | 1732 | 1732 | 74.06 | 91.6 | 0.01 | 17.53
2030 | MISO_W_2_MISO_WUMS | MISO_W | MISO_WUMS | Internal | Winter | B17 | 100 | 1732 | 1732 | 76.8 | 91.56 | 0.01 | 14.75
2030 | MISO_W_2_MISO_WUMS | MISO_W | MISO_WUMS | Internal | Winter | B18 | 400 | 1732 | 1732 | 81.52 | 89.86 | 0.01 | 8.33
2030 | MISO_W_2_MISO_WUMS | MISO_W | MISO_WUMS | Internal | Winter | B19 | 700 | 1732 | 1732 | 81.03 | 89.27 | 0.01 | 8.23
2030 | MISO_W_2_MISO_WUMS | MISO_W | MISO_WUMS | Internal | Winter | B20 | 935 | 1732 | 1732 | 73.94 | 78.33 | 0.01 | 4.37
2030 | MISO_W_2_NE | MISO_W | NE | Internal | Shoulder | B11 | 25 | 2800 | 0 | 93.3 | 94.59 | 7 | 0
2030 | MISO_W_2_NE | MISO_W | NE | Internal | Shoulder | B12 | 200 | 2800 | 0 | 87.81 | 90.15 | 7 | 0
2030 | MISO_W_2_NE | MISO_W | NE | Internal | Shoulder | B13 | 600 | 2800 | 0 | 84.38 | 87.93 | 7 | 0
2030 | MISO_W_2_NE | MISO_W | NE | Internal | Shoulder | B14 | 900 | 2800 | 0 | 73.74 | 80.73 | 7 | 0
2030 | MISO_W_2_NE | MISO_W | NE | Internal | Shoulder | B15 | 1203 | 2800 | 225.44 | 70.39 | 77.39 | 7 | 0
2030 | MISO_W_2_NE | MISO_W | NE | Internal | Summer | B1 | 10 | 2800 | 0 | 145.19 | 145.19 | 7 | 0
2030 | MISO_W_2_NE | MISO_W | NE | Internal | Summer | B2 | 25 | 2800 | 0 | 141.53 | 146.25 | 7 | 0
2030 | MISO_W_2_NE | MISO_W | NE | Internal | Summer | B3 | 75 | 2800 | 0 | 141.53 | 146.25 | 7 | 0
2030 | MISO_W_2_NE | MISO_W | NE | Internal | Summer | B4 | 100 | 2800 | 0 | 140.85 | 145.95 | 7 | 0
2030 | MISO_W_2_NE | MISO_W | NE | Internal | Summer | B5 | 200 | 2800 | 0 | 140.66 | 140.66 | 7 | 0
2030 | MISO_W_2_NE | MISO_W | NE | Internal | Summer | B6 | 300 | 2800 | 0 | 108.45 | 108.45 | 7 | 0
2030 | MISO_W_2_NE | MISO_W | NE | Internal | Summer | B7 | 400 | 2800 | 0 | 89.05 | 96.03 | 7 | 0
2030 | MISO_W_2_NE | MISO_W | NE | Internal | Summer | B8 | 500 | 2800 | 0 | 85.74 | 90.67 | 7 | 0
2030 | MISO_W_2_NE | MISO_W | NE | Internal | Summer | B9 | 800 | 2800 | 0 | 83.36 | 88.67 | 7 | 0
2030 | MISO_W_2_NE | MISO_W | NE | Internal | Summer | B10 | 1262 | 2800 | 142.14 | 70.38 | 77.38 | 7 | 0
2030 | MISO_W_2_NE | MISO_W | NE | Internal | Winter | B16 | 25 | 2800 | 2050.4 | 74.06 | 81.06 | 7 | 0
2030 | MISO_W_2_NE | MISO_W | NE | Internal | Winter | B17 | 100 | 2800 | 991.38 | 76.8 | 83.8 | 7 | 0
2030 | MISO_W_2_NE | MISO_W | NE | Internal | Winter | B18 | 400 | 2800 | 0 | 81.52 | 88.51 | 7 | 0
2030 | MISO_W_2_NE | MISO_W | NE | Internal | Winter | B19 | 700 | 2800 | 0 | 81.03 | 88.02 | 7 | 0
2030 | MISO_W_2_NE | MISO_W | NE | Internal | Winter | B20 | 935 | 2800 | 53.56 | 73.94 | 80.94 | 7 | 0
2030 | MISO_W_2_PJM_ROR | MISO_W | PJM_ROR | Internal | Shoulder | B11 | 25 | 773 | 0 | 93.3 | 91.31 | 2 | 0
2030 | MISO_W_2_PJM_ROR | MISO_W | PJM_ROR | Internal | Shoulder | B12 | 200 | 773 | 773 | 87.81 | 89.83 | 2 | 0.01
2030 | MISO_W_2_PJM_ROR | MISO_W | PJM_ROR | Internal | Shoulder | B13 | 600 | 773 | 773 | 84.38 | 87.86 | 2 | 1.48
2030 | MISO_W_2_PJM_ROR | MISO_W | PJM_ROR | Internal | Shoulder | B14 | 900 | 773 | 773 | 73.74 | 87.73 | 2 | 11.99
2030 | MISO_W_2_PJM_ROR | MISO_W | PJM_ROR | Internal | Shoulder | B15 | 1203 | 773 | 773 | 70.39 | 75.87 | 2 | 3.48
2030 | MISO_W_2_PJM_ROR | MISO_W | PJM_ROR | Internal | Summer | B1 | 10 | 773 | 0 | 145.19 | 143.2 | 2 | 0
2030 | MISO_W_2_PJM_ROR | MISO_W | PJM_ROR | Internal | Summer | B2 | 25 | 773 | 0 | 141.53 | 140.39 | 2 | 0
2030 | MISO_W_2_PJM_ROR | MISO_W | PJM_ROR | Internal | Summer | B3 | 75 | 773 | 0 | 141.53 | 140.39 | 2 | 0
2030 | MISO_W_2_PJM_ROR | MISO_W | PJM_ROR | Internal | Summer | B4 | 100 | 773 | 0 | 140.85 | 138.85 | 2 | 0
2030 | MISO_W_2_PJM_ROR | MISO_W | PJM_ROR | Internal | Summer | B5 | 200 | 773 | 0 | 140.66 | 125.67 | 2 | 0
2030 | MISO_W_2_PJM_ROR | MISO_W | PJM_ROR | Internal | Summer | B6 | 300 | 773 | 0 | 108.45 | 102.19 | 2 | 0
2030 | MISO_W_2_PJM_ROR | MISO_W | PJM_ROR | Internal | Summer | B7 | 400 | 773 | 0 | 89.05 | 91.03 | 2 | 0
2030 | MISO_W_2_PJM_ROR | MISO_W | PJM_ROR | Internal | Summer | B8 | 500 | 773 | 773 | 85.74 | 90.02 | 2 | 2.28
2030 | MISO_W_2_PJM_ROR | MISO_W | PJM_ROR | Internal | Summer | B9 | 800 | 773 | 773 | 83.36 | 85.37 | 2 | 0.01
2030 | MISO_W_2_PJM_ROR | MISO_W | PJM_ROR | Internal | Summer | B10 | 1262 | 773 | 773 | 70.38 | 74.87 | 2 | 2.49
2030 | MISO_W_2_PJM_ROR | MISO_W | PJM_ROR | Internal | Winter | B16 | 25 | 773 | 773 | 74.06 | 93.6 | 2 | 17.54
2030 | MISO_W_2_PJM_ROR | MISO_W | PJM_ROR | Internal | Winter | B17 | 100 | 773 | 773 | 76.8 | 93.58 | 2 | 14.78
2030 | MISO_W_2_PJM_ROR | MISO_W | PJM_ROR | Internal | Winter | B18 | 400 | 773 | 773 | 81.52 | 91.86 | 2 | 8.34
2030 | MISO_W_2_PJM_ROR | MISO_W | PJM_ROR | Internal | Winter | B19 | 700 | 773 | 773 | 81.03 | 91.13 | 2 | 8.1
2030 | MISO_W_2_PJM_ROR | MISO_W | PJM_ROR | Internal | Winter | B20 | 935 | 773 | 773 | 73.94 | 78.94 | 2 | 3
2030 | MISO_W_2_SPP_N | MISO_W | SPP_N | Internal | Shoulder | B11 | 25 | 3200 | 0 | 93.3 | 94.6 | 7 | 0
2030 | MISO_W_2_SPP_N | MISO_W | SPP_N | Internal | Shoulder | B12 | 200 | 3200 | 0 | 87.81 | 90.16 | 7 | 0
2030 | MISO_W_2_SPP_N | MISO_W | SPP_N | Internal | Shoulder | B13 | 600 | 3200 | 0 | 84.38 | 87.94 | 7 | 0
2030 | MISO_W_2_SPP_N | MISO_W | SPP_N | Internal | Shoulder | B14 | 900 | 3200 | 933.04 | 73.74 | 80.74 | 7 | 0
2030 | MISO_W_2_SPP_N | MISO_W | SPP_N | Internal | Shoulder | B15 | 1203 | 3200 | 2908.45 | 70.39 | 77.39 | 7 | 0
2030 | MISO_W_2_SPP_N | MISO_W | SPP_N | Internal | Summer | B1 | 10 | 3200 | 0 | 145.19 | 143.2 | 7 | 0
2030 | MISO_W_2_SPP_N | MISO_W | SPP_N | Internal | Summer | B2 | 25 | 3200 | 0 | 141.53 | 146.26 | 7 | 0
2030 | MISO_W_2_SPP_N | MISO_W | SPP_N | Internal | Summer | B3 | 75 | 3200 | 0 | 141.53 | 146.63 | 7 | 0
2030 | MISO_W_2_SPP_N | MISO_W | SPP_N | Internal | Summer | B4 | 100 | 3200 | 0 | 140.85 | 145.96 | 7 | 0
2030 | MISO_W_2_SPP_N | MISO_W | SPP_N | Internal | Summer | B5 | 200 | 3200 | 0 | 140.66 | 140.67 | 7 | 0
2030 | MISO_W_2_SPP_N | MISO_W | SPP_N | Internal | Summer | B6 | 300 | 3200 | 0 | 108.45 | 108.47 | 7 | 0
2030 | MISO_W_2_SPP_N | MISO_W | SPP_N | Internal | Summer | B7 | 400 | 3200 | 353.44 | 89.05 | 96.05 | 7 | 0
2030 | MISO_W_2_SPP_N | MISO_W | SPP_N | Internal | Summer | B8 | 500 | 3200 | 0 | 85.74 | 90.69 | 7 | 0
2030 | MISO_W_2_SPP_N | MISO_W | SPP_N | Internal | Summer | B9 | 800 | 3200 | 0 | 83.36 | 88.68 | 7 | 0
2030 | MISO_W_2_SPP_N | MISO_W | SPP_N | Internal | Summer | B10 | 1262 | 3200 | 3200 | 70.38 | 77.39 | 7 | 0.01
2030 | MISO_W_2_SPP_N | MISO_W | SPP_N | Internal | Winter | B16 | 25 | 3200 | 3200 | 74.06 | 90.6 | 7 | 9.54
2030 | MISO_W_2_SPP_N | MISO_W | SPP_N | Internal | Winter | B17 | 100 | 3200 | 3200 | 76.8 | 86.58 | 7 | 2.78
2030 | MISO_W_2_SPP_N | MISO_W | SPP_N | Internal | Winter | B18 | 400 | 3200 | 1258.75 | 81.52 | 88.52 | 7 | 0
2030 | MISO_W_2_SPP_N | MISO_W | SPP_N | Internal | Winter | B19 | 700 | 3200 | 213.16 | 81.03 | 88.03 | 7 | 0
2030 | MISO_W_2_SPP_N | MISO_W | SPP_N | Internal | Winter | B20 | 935 | 3200 | 2576.03 | 73.94 | 80.94 | 7 | 0
2030 | MISO_WUMS_2_MISO_MI | MISO_WUMS | MISO_MI | Internal | Shoulder | B11 | 25 | 1422 | 1421.98 | 93.29 | 93.31 | 0.01 | 0.01
2030 | MISO_WUMS_2_MISO_MI | MISO_WUMS | MISO_MI | Internal | Shoulder | B12 | 200 | 1422 | 1049.3 | 87.83 | 87.84 | 0.01 | 0
2030 | MISO_WUMS_2_MISO_MI | MISO_WUMS | MISO_MI | Internal | Shoulder | B13 | 600 | 1422 | 1422 | 87.35 | 87.66 | 0.01 | 0.29
2030 | MISO_WUMS_2_MISO_MI | MISO_WUMS | MISO_MI | Internal | Shoulder | B14 | 900 | 1422 | 760.25 | 85.73 | 85.74 | 0.01 | 0
2030 | MISO_WUMS_2_MISO_MI | MISO_WUMS | MISO_MI | Internal | Shoulder | B15 | 1203 | 1422 | 1422 | 75.7 | 75.96 | 0.01 | 0.25
2030 | MISO_WUMS_2_MISO_MI | MISO_WUMS | MISO_MI | Internal | Summer | B1 | 10 | 1422 | 117.73 | 145.19 | 145.2 | 0.01 | 0
2030 | MISO_WUMS_2_MISO_MI | MISO_WUMS | MISO_MI | Internal | Summer | B2 | 25 | 1422 | 98.38 | 141.53 | 141.54 | 0.01 | 0
2030 | MISO_WUMS_2_MISO_MI | MISO_WUMS | MISO_MI | Internal | Summer | B3 | 75 | 1422 | 0 | 141.38 | 141.37 | 0.01 | 0
2030 | MISO_WUMS_2_MISO_MI | MISO_WUMS | MISO_MI | Internal | Summer | B4 | 100 | 1422 | 0 | 139.3 | 139.29 | 0.01 | 0
2030 | MISO_WUMS_2_MISO_MI | MISO_WUMS | MISO_MI | Internal | Summer | B5 | 200 | 1422 | 134.83 | 123.67 | 123.69 | 0.01 | 0
2030 | MISO_WUMS_2_MISO_MI | MISO_WUMS | MISO_MI | Internal | Summer | B6 | 300 | 1422 | 794.86 | 101.85 | 101.86 | 0.01 | 0
2030 | MISO_WUMS_2_MISO_MI | MISO_WUMS | MISO_MI | Internal | Summer | B7 | 400 | 1422 | 1422 | 89.03 | 92.16 | 0.01 | 3.12
2030 | MISO_WUMS_2_MISO_MI | MISO_WUMS | MISO_MI | Internal | Summer | B8 | 500 | 1422 | 1422 | 85.76 | 88.02 | 0.01 | 2.25
2030 | MISO_WUMS_2_MISO_MI | MISO_WUMS | MISO_MI | Internal | Summer | B9 | 800 | 1422 | 327.79 | 83.37 | 83.38 | 0.01 | 0
2030 | MISO_WUMS_2_MISO_MI | MISO_WUMS | MISO_MI | Internal | Summer | B10 | 1262 | 1422 | 1422 | 74.34 | 74.61 | 0.01 | 0.26
2030 | MISO_WUMS_2_MISO_MI | MISO_WUMS | MISO_MI | Internal | Winter | B16 | 25 | 1422 | 1422 | 91.6 | 95.6 | 0.01 | 3.99
2030 | MISO_WUMS_2_MISO_MI | MISO_WUMS | MISO_MI | Internal | Winter | B17 | 100 | 1422 | 1322.67 | 91.56 | 91.58 | 0.01 | 0
2030 | MISO_WUMS_2_MISO_MI | MISO_WUMS | MISO_MI | Internal | Winter | B18 | 400 | 1422 | 1327.37 | 89.86 | 89.87 | 0.01 | 0
2030 | MISO_WUMS_2_MISO_MI | MISO_WUMS | MISO_MI | Internal | Winter | B19 | 700 | 1422 | 1422 | 89.27 | 89.33 | 0.01 | 0.05
2030 | MISO_WUMS_2_MISO_MI | MISO_WUMS | MISO_MI | Internal | Winter | B20 | 935 | 1422 | 1422 | 78.33 | 78.6 | 0.01 | 0.26
2030 | MISO_WUMS_2_MISO_W | MISO_WUMS | MISO_W | Internal | Shoulder | B11 | 25 | 1240 | 498.81 | 93.29 | 93.3 | 0.01 | 0
2030 | MISO_WUMS_2_MISO_W | MISO_WUMS | MISO_W | Internal | Shoulder | B12 | 200 | 1240 | 0 | 87.83 | 87.81 | 0.01 | 0
2030 | MISO_WUMS_2_MISO_W | MISO_WUMS | MISO_W | Internal | Shoulder | B13 | 600 | 1240 | 0 | 87.35 | 84.38 | 0.01 | 0
2030 | MISO_WUMS_2_MISO_W | MISO_WUMS | MISO_W | Internal | Shoulder | B14 | 900 | 1240 | 0 | 85.73 | 73.74 | 0.01 | 0
2030 | MISO_WUMS_2_MISO_W | MISO_WUMS | MISO_W | Internal | Shoulder | B15 | 1203 | 1240 | 0 | 75.7 | 70.39 | 0.01 | 0
2030 | MISO_WUMS_2_MISO_W | MISO_WUMS | MISO_W | Internal | Summer | B1 | 10 | 1240 | 0.04 | 145.19 | 145.19 | 0.01 | 0
2030 | MISO_WUMS_2_MISO_W | MISO_WUMS | MISO_W | Internal | Summer | B2 | 25 | 1240 | 0.02 | 141.53 | 141.53 | 0.01 | 0
2030 | MISO_WUMS_2_MISO_W | MISO_WUMS | MISO_W | Internal | Summer | B3 | 75 | 1240 | 1240 | 141.38 | 141.53 | 0.01 | 0.13
2030 | MISO_WUMS_2_MISO_W | MISO_WUMS | MISO_W | Internal | Summer | B4 | 100 | 1240 | 1240 | 139.3 | 140.85 | 0.01 | 1.54
2030 | MISO_WUMS_2_MISO_W | MISO_WUMS | MISO_W | Internal | Summer | B5 | 200 | 1240 | 1240 | 123.67 | 140.66 | 0.01 | 16.98
2030 | MISO_WUMS_2_MISO_W | MISO_WUMS | MISO_W | Internal | Summer | B6 | 300 | 1240 | 1240 | 101.85 | 108.45 | 0.01 | 6.59
2030 | MISO_WUMS_2_MISO_W | MISO_WUMS | MISO_W | Internal | Summer | B7 | 400 | 1240 | 884.31 | 89.03 | 89.05 | 0.01 | 0
2030 | MISO_WUMS_2_MISO_W | MISO_WUMS | MISO_W | Internal | Summer | B8 | 500 | 1240 | 0 | 85.76 | 85.74 | 0.01 | 0
2030 | MISO_WUMS_2_MISO_W | MISO_WUMS | MISO_W | Internal | Summer | B9 | 800 | 1240 | 0 | 83.37 | 83.36 | 0.01 | 0
2030 | MISO_WUMS_2_MISO_W | MISO_WUMS | MISO_W | Internal | Summer | B10 | 1262 | 1240 | 0 | 74.34 | 70.38 | 0.01 | 0
2030 | MISO_WUMS_2_MISO_W | MISO_WUMS | MISO_W | Internal | Winter | B16 | 25 | 1240 | 0 | 91.6 | 74.06 | 0.01 | 0
2030 | MISO_WUMS_2_MISO_W | MISO_WUMS | MISO_W | Internal | Winter | B17 | 100 | 1240 | 0 | 91.56 | 76.8 | 0.01 | 0
2030 | MISO_WUMS_2_MISO_W | MISO_WUMS | MISO_W | Internal | Winter | B18 | 400 | 1240 | 0 | 89.86 | 81.52 | 0.01 | 0
2030 | MISO_WUMS_2_MISO_W | MISO_WUMS | MISO_W | Internal | Winter | B19 | 700 | 1240 | 0 | 89.27 | 81.03 | 0.01 | 0
2030 | MISO_WUMS_2_MISO_W | MISO_WUMS | MISO_W | Internal | Winter | B20 | 935 | 1240 | 0 | 78.33 | 73.94 | 0.01 | 0
2030 | MISO_WUMS_2_PJM_ROR | MISO_WUMS | PJM_ROR | Internal | Shoulder | B11 | 25 | 1600 | 0 | 93.29 | 91.31 | 2 | 0
2030 | MISO_WUMS_2_PJM_ROR | MISO_WUMS | PJM_ROR | Internal | Shoulder | B12 | 200 | 1600 | 1091.21 | 87.83 | 89.83 | 2 | 0
2030 | MISO_WUMS_2_PJM_ROR | MISO_WUMS | PJM_ROR | Internal | Shoulder | B13 | 600 | 1600 | 0 | 87.35 | 87.86 | 2 | 0
2030 | MISO_WUMS_2_PJM_ROR | MISO_WUMS | PJM_ROR | Internal | Shoulder | B14 | 900 | 1600 | 450.05 | 85.73 | 87.73 | 2 | 0
2030 | MISO_WUMS_2_PJM_ROR | MISO_WUMS | PJM_ROR | Internal | Shoulder | B15 | 1203 | 1600 | 0 | 75.7 | 75.87 | 2 | 0
2030 | MISO_WUMS_2_PJM_ROR | MISO_WUMS | PJM_ROR | Internal | Summer | B1 | 10 | 1600 | 0 | 145.19 | 143.2 | 2 | 0
2030 | MISO_WUMS_2_PJM_ROR | MISO_WUMS | PJM_ROR | Internal | Summer | B2 | 25 | 1600 | 0 | 141.53 | 140.39 | 2 | 0
2030 | MISO_WUMS_2_PJM_ROR | MISO_WUMS | PJM_ROR | Internal | Summer | B3 | 75 | 1600 | 0 | 141.38 | 140.39 | 2 | 0
2030 | MISO_WUMS_2_PJM_ROR | MISO_WUMS | PJM_ROR | Internal | Summer | B4 | 100 | 1600 | 0 | 139.3 | 138.85 | 2 | 0
2030 | MISO_WUMS_2_PJM_ROR | MISO_WUMS | PJM_ROR | Internal | Summer | B5 | 200 | 1600 | 139.66 | 123.67 | 125.67 | 2 | 0
2030 | MISO_WUMS_2_PJM_ROR | MISO_WUMS | PJM_ROR | Internal | Summer | B6 | 300 | 1600 | 0 | 101.85 | 102.19 | 2 | 0
2030 | MISO_WUMS_2_PJM_ROR | MISO_WUMS | PJM_ROR | Internal | Summer | B7 | 400 | 1600 | 70.7 | 89.03 | 91.03 | 2 | 0
2030 | MISO_WUMS_2_PJM_ROR | MISO_WUMS | PJM_ROR | Internal | Summer | B8 | 500 | 1600 | 1600 | 85.76 | 90.02 | 2 | 2.27
2030 | MISO_WUMS_2_PJM_ROR | MISO_WUMS | PJM_ROR | Internal | Summer | B9 | 800 | 1600 | 663.17 | 83.37 | 85.37 | 2 | 0
2030 | MISO_WUMS_2_PJM_ROR | MISO_WUMS | PJM_ROR | Internal | Summer | B10 | 1262 | 1600 | 0 | 74.34 | 74.87 | 2 | 0
2030 | MISO_WUMS_2_PJM_ROR | MISO_WUMS | PJM_ROR | Internal | Winter | B16 | 25 | 1600 | 1403.7 | 91.6 | 93.6 | 2 | 0
2030 | MISO_WUMS_2_PJM_ROR | MISO_WUMS | PJM_ROR | Internal | Winter | B17 | 100 | 1600 | 1600 | 91.56 | 93.58 | 2 | 0.01
2030 | MISO_WUMS_2_PJM_ROR | MISO_WUMS | PJM_ROR | Internal | Winter | B18 | 400 | 1600 | 151.57 | 89.86 | 91.86 | 2 | 0
2030 | MISO_WUMS_2_PJM_ROR | MISO_WUMS | PJM_ROR | Internal | Winter | B19 | 700 | 1600 | 0 | 89.27 | 91.13 | 2 | 0
2030 | MISO_WUMS_2_PJM_ROR | MISO_WUMS | PJM_ROR | Internal | Winter | B20 | 935 | 1600 | 0 | 78.33 | 78.94 | 2 | 0
2030 | NE_2_MISO_W | NE | MISO_W | Internal | Shoulder | B11 | 25 | 1600 | 0 | 94.59 | 93.3 | 5 | 0
2030 | NE_2_MISO_W | NE | MISO_W | Internal | Shoulder | B12 | 200 | 1600 | 0 | 90.15 | 87.81 | 5 | 0
2030 | NE_2_MISO_W | NE | MISO_W | Internal | Shoulder | B13 | 600 | 1600 | 0 | 87.93 | 84.38 | 5 | 0
2030 | NE_2_MISO_W | NE | MISO_W | Internal | Shoulder | B14 | 900 | 1600 | 0 | 80.73 | 73.74 | 5 | 0
2030 | NE_2_MISO_W | NE | MISO_W | Internal | Shoulder | B15 | 1203 | 1600 | 0 | 77.39 | 70.39 | 5 | 0
2030 | NE_2_MISO_W | NE | MISO_W | Internal | Summer | B1 | 10 | 1600 | 0 | 145.19 | 145.19 | 5 | 0
2030 | NE_2_MISO_W | NE | MISO_W | Internal | Summer | B2 | 25 | 1600 | 0 | 146.25 | 141.53 | 5 | 0
2030 | NE_2_MISO_W | NE | MISO_W | Internal | Summer | B3 | 75 | 1600 | 0 | 146.25 | 141.53 | 5 | 0
2030 | NE_2_MISO_W | NE | MISO_W | Internal | Summer | B4 | 100 | 1600 | 0 | 145.95 | 140.85 | 5 | 0
2030 | NE_2_MISO_W | NE | MISO_W | Internal | Summer | B5 | 200 | 1600 | 0 | 140.66 | 140.66 | 5 | 0
2030 | NE_2_MISO_W | NE | MISO_W | Internal | Summer | B6 | 300 | 1600 | 0 | 108.45 | 108.45 | 5 | 0
2030 | NE_2_MISO_W | NE | MISO_W | Internal | Summer | B7 | 400 | 1600 | 0 | 96.03 | 89.05 | 5 | 0
2030 | NE_2_MISO_W | NE | MISO_W | Internal | Summer | B8 | 500 | 1600 | 0 | 90.67 | 85.74 | 5 | 0
2030 | NE_2_MISO_W | NE | MISO_W | Internal | Summer | B9 | 800 | 1600 | 0 | 88.67 | 83.36 | 5 | 0
2030 | NE_2_MISO_W | NE | MISO_W | Internal | Summer | B10 | 1262 | 1600 | 0 | 77.38 | 70.38 | 5 | 0
2030 | NE_2_MISO_W | NE | MISO_W | Internal | Winter | B16 | 25 | 1600 | 0 | 81.06 | 74.06 | 5 | 0
2030 | NE_2_MISO_W | NE | MISO_W | Internal | Winter | B17 | 100 | 1600 | 0 | 83.8 | 76.8 | 5 | 0
2030 | NE_2_MISO_W | NE | MISO_W | Internal | Winter | B18 | 400 | 1600 | 0 | 88.51 | 81.52 | 5 | 0
2030 | NE_2_MISO_W | NE | MISO_W | Internal | Winter | B19 | 700 | 1600 | 0 | 88.02 | 81.03 | 5 | 0
2030 | NE_2_MISO_W | NE | MISO_W | Internal | Winter | B20 | 935 | 1600 | 0 | 80.94 | 73.94 | 5 | 0
2030 | NE_2_SPP_N | NE | SPP_N | Internal | Shoulder | B11 | 25 | 1802 | 869.73 | 94.59 | 94.6 | 0.01 | 0
2030 | NE_2_SPP_N | NE | SPP_N | Internal | Shoulder | B12 | 200 | 1802 | 1010.7 | 90.15 | 90.16 | 0.01 | 0
2030 | NE_2_SPP_N | NE | SPP_N | Internal | Shoulder | B13 | 600 | 1802 | 1335.57 | 87.93 | 87.94 | 0.01 | 0
2030 | NE_2_SPP_N | NE | SPP_N | Internal | Shoulder | B14 | 900 | 1802 | 724.65 | 80.73 | 80.74 | 0.01 | 0
2030 | NE_2_SPP_N | NE | SPP_N | Internal | Shoulder | B15 | 1203 | 1802 | 0 | 77.39 | 77.39 | 0.01 | 0
2030 | NE_2_SPP_N | NE | SPP_N | Internal | Summer | B1 | 10 | 1802 | 0 | 145.19 | 143.2 | 0.01 | 0
2030 | NE_2_SPP_N | NE | SPP_N | Internal | Summer | B2 | 25 | 1802 | 1398.16 | 146.25 | 146.26 | 0.01 | 0
2030 | NE_2_SPP_N | NE | SPP_N | Internal | Summer | B3 | 75 | 1802 | 1802 | 146.25 | 146.63 | 0.01 | 0.37
2030 | NE_2_SPP_N | NE | SPP_N | Internal | Summer | B4 | 100 | 1802 | 1285.89 | 145.95 | 145.96 | 0.01 | 0
2030 | NE_2_SPP_N | NE | SPP_N | Internal | Summer | B5 | 200 | 1802 | 1311.11 | 140.66 | 140.67 | 0.01 | 0
2030 | NE_2_SPP_N | NE | SPP_N | Internal | Summer | B6 | 300 | 1802 | 881.19 | 108.45 | 108.47 | 0.01 | 0
2030 | NE_2_SPP_N | NE | SPP_N | Internal | Summer | B7 | 400 | 1802 | 1394.59 | 96.03 | 96.05 | 0.01 | 0
2030 | NE_2_SPP_N | NE | SPP_N | Internal | Summer | B8 | 500 | 1802 | 1254.03 | 90.67 | 90.69 | 0.01 | 0
2030 | NE_2_SPP_N | NE | SPP_N | Internal | Summer | B9 | 800 | 1802 | 942.7 | 88.67 | 88.68 | 0.01 | 0
2030 | NE_2_SPP_N | NE | SPP_N | Internal | Summer | B10 | 1262 | 1802 | 1451.67 | 77.38 | 77.39 | 0.01 | 0
2030 | NE_2_SPP_N | NE | SPP_N | Internal | Winter | B16 | 25 | 1802 | 1802 | 81.06 | 90.6 | 0.01 | 9.53
2030 | NE_2_SPP_N | NE | SPP_N | Internal | Winter | B17 | 100 | 1802 | 1802 | 83.8 | 86.58 | 0.01 | 2.76
2030 | NE_2_SPP_N | NE | SPP_N | Internal | Winter | B18 | 400 | 1802 | 1779 | 88.51 | 88.52 | 0.01 | 0
2030 | NE_2_SPP_N | NE | SPP_N | Internal | Winter | B19 | 700 | 1802 | 1669.02 | 88.02 | 88.03 | 0.01 | 0
2030 | NE_2_SPP_N | NE | SPP_N | Internal | Winter | B20 | 935 | 1802 | 0 | 80.94 | 80.94 | 0.01 | 0
2030 | NEISO_2_NYISO_A-F | NEISO | NYISO_A-F | Internal | Shoulder | B11 | 25 | 600 | 0 | 49.95 | 46.95 | 3 | 0
2030 | NEISO_2_NYISO_A-F | NEISO | NYISO_A-F | Internal | Shoulder | B12 | 200 | 600 | 0 | 49.95 | 46.95 | 3 | 0
2030 | NEISO_2_NYISO_A-F | NEISO | NYISO_A-F | Internal | Shoulder | B13 | 600 | 600 | 0 | 49.95 | 46.95 | 3 | 0
2030 | NEISO_2_NYISO_A-F | NEISO | NYISO_A-F | Internal | Shoulder | B14 | 900 | 600 | 0 | 49.95 | 46.95 | 3 | 0
2030 | NEISO_2_NYISO_A-F | NEISO | NYISO_A-F | Internal | Shoulder | B15 | 1203 | 600 | 0 | 49.95 | 46.95 | 3 | 0
2030 | NEISO_2_NYISO_A-F | NEISO | NYISO_A-F | Internal | Summer | B1 | 10 | 600 | 0 | 95.99 | 78.91 | 3 | 0
2030 | NEISO_2_NYISO_A-F | NEISO | NYISO_A-F | Internal | Summer | B2 | 25 | 600 | 0 | 95.99 | 92.91 | 3 | 0
2030 | NEISO_2_NYISO_A-F | NEISO | NYISO_A-F | Internal | Summer | B3 | 75 | 600 | 260.21 | 89.91 | 92.91 | 3 | 0
2030 | NEISO_2_NYISO_A-F | NEISO | NYISO_A-F | Internal | Summer | B4 | 100 | 600 | 600 | 80.9 | 86.39 | 3 | 2.49
2030 | NEISO_2_NYISO_A-F | NEISO | NYISO_A-F | Internal | Summer | B5 | 200 | 600 | 576.67 | 80.9 | 83.9 | 3 | 0
2030 | NEISO_2_NYISO_A-F | NEISO | NYISO_A-F | Internal | Summer | B6 | 300 | 600 | 287.38 | 80.9 | 83.9 | 3 | 0
2030 | NEISO_2_NYISO_A-F | NEISO | NYISO_A-F | Internal | Summer | B7 | 400 | 600 | 509.06 | 71.47 | 74.47 | 3 | 0
2030 | NEISO_2_NYISO_A-F | NEISO | NYISO_A-F | Internal | Summer | B8 | 500 | 600 | 175.2 | 71.47 | 74.47 | 3 | 0
2030 | NEISO_2_NYISO_A-F | NEISO | NYISO_A-F | Internal | Summer | B9 | 800 | 600 | 0 | 70.21 | 73.2 | 3 | 0
2030 | NEISO_2_NYISO_A-F | NEISO | NYISO_A-F | Internal | Summer | B10 | 1262 | 600 | 0 | 70.21 | 73.2 | 3 | 0
2030 | NEISO_2_NYISO_A-F | NEISO | NYISO_A-F | Internal | Winter | B16 | 25 | 600 | 0 | 49.95 | 46.95 | 3 | 0
2030 | NEISO_2_NYISO_A-F | NEISO | NYISO_A-F | Internal | Winter | B17 | 100 | 600 | 0 | 49.95 | 46.95 | 3 | 0
2030 | NEISO_2_NYISO_A-F | NEISO | NYISO_A-F | Internal | Winter | B18 | 400 | 600 | 0 | 49.95 | 46.95 | 3 | 0
2030 | NEISO_2_NYISO_A-F | NEISO | NYISO_A-F | Internal | Winter | B19 | 700 | 600 | 0 | 49.95 | 46.95 | 3 | 0
2030 | NEISO_2_NYISO_A-F | NEISO | NYISO_A-F | Internal | Winter | B20 | 935 | 600 | 0 | 49.95 | 46.95 | 3 | 0
2030 | NEISO_2_NYISO_G-I | NEISO | NYISO_G-I | Internal | Shoulder | B11 | 25 | 600 | 600 | 49.95 | 84.9 | 3 | 31.95
2030 | NEISO_2_NYISO_G-I | NEISO | NYISO_G-I | Internal | Shoulder | B12 | 200 | 600 | 600 | 49.95 | 84.9 | 3 | 31.95
2030 | NEISO_2_NYISO_G-I | NEISO | NYISO_G-I | Internal | Shoulder | B13 | 600 | 600 | 600 | 49.95 | 84.9 | 3 | 31.95
2030 | NEISO_2_NYISO_G-I | NEISO | NYISO_G-I | Internal | Shoulder | B14 | 900 | 600 | 600 | 49.95 | 79.71 | 3 | 26.76
2030 | NEISO_2_NYISO_G-I | NEISO | NYISO_G-I | Internal | Shoulder | B15 | 1203 | 600 | 600 | 49.95 | 67.87 | 3 | 14.92
2030 | NEISO_2_NYISO_G-I | NEISO | NYISO_G-I | Internal | Summer | B1 | 10 | 600 | 600 | 95.99 | 135.18 | 3 | 36.19
2030 | NEISO_2_NYISO_G-I | NEISO | NYISO_G-I | Internal | Summer | B2 | 25 | 600 | 600 | 95.99 | 132.36 | 3 | 33.37
2030 | NEISO_2_NYISO_G-I | NEISO | NYISO_G-I | Internal | Summer | B3 | 75 | 600 | 600 | 89.91 | 117.28 | 3 | 24.38
2030 | NEISO_2_NYISO_G-I | NEISO | NYISO_G-I | Internal | Summer | B4 | 100 | 600 | 600 | 80.9 | 116.14 | 3 | 32.24
2030 | NEISO_2_NYISO_G-I | NEISO | NYISO_G-I | Internal | Summer | B5 | 200 | 600 | 600 | 80.9 | 116.14 | 3 | 32.24
2030 | NEISO_2_NYISO_G-I | NEISO | NYISO_G-I | Internal | Summer | B6 | 300 | 600 | 600 | 80.9 | 94.17 | 3 | 10.27
2030 | NEISO_2_NYISO_G-I | NEISO | NYISO_G-I | Internal | Summer | B7 | 400 | 600 | 600 | 71.47 | 83.01 | 3 | 8.54
2030 | NEISO_2_NYISO_G-I | NEISO | NYISO_G-I | Internal | Summer | B8 | 500 | 600 | 600 | 71.47 | 82 | 3 | 7.53
2030 | NEISO_2_NYISO_G-I | NEISO | NYISO_G-I | Internal | Summer | B9 | 800 | 600 | 600 | 70.21 | 77.34 | 3 | 4.13
2030 | NEISO_2_NYISO_G-I | NEISO | NYISO_G-I | Internal | Summer | B10 | 1262 | 600 | 63.47 | 70.21 | 73.21 | 3 | 0
2030 | NEISO_2_NYISO_G-I | NEISO | NYISO_G-I | Internal | Winter | B16 | 25 | 600 | 600 | 49.95 | 85.58 | 3 | 32.63
2030 | NEISO_2_NYISO_G-I | NEISO | NYISO_G-I | Internal | Winter | B17 | 100 | 600 | 600 | 49.95 | 85.58 | 3 | 32.63
2030 | NEISO_2_NYISO_G-I | NEISO | NYISO_G-I | Internal | Winter | B18 | 400 | 600 | 600 | 49.95 | 83.86 | 3 | 30.91
2030 | NEISO_2_NYISO_G-I | NEISO | NYISO_G-I | Internal | Winter | B19 | 700 | 600 | 600 | 49.95 | 83.11 | 3 | 30.16
2030 | NEISO_2_NYISO_G-I | NEISO | NYISO_G-I | Internal | Winter | B20 | 935 | 600 | 600 | 49.95 | 70.92 | 3 | 17.97
2030 | NEISO_2_NYISO_J-K | NEISO | NYISO_J-K | Internal | Shoulder | B11 | 25 | 777 | 777 | 49.95 | 84.91 | 3 | 31.96
2030 | NEISO_2_NYISO_J-K | NEISO | NYISO_J-K | Internal | Shoulder | B12 | 200 | 777 | 777 | 49.95 | 84.91 | 3 | 31.96
2030 | NEISO_2_NYISO_J-K | NEISO | NYISO_J-K | Internal | Shoulder | B13 | 600 | 777 | 777 | 49.95 | 84.91 | 3 | 31.96
2030 | NEISO_2_NYISO_J-K | NEISO | NYISO_J-K | Internal | Shoulder | B14 | 900 | 777 | 777 | 49.95 | 79.72 | 3 | 26.77
2030 | NEISO_2_NYISO_J-K | NEISO | NYISO_J-K | Internal | Shoulder | B15 | 1203 | 777 | 777 | 49.95 | 67.88 | 3 | 14.93
2030 | NEISO_2_NYISO_J-K | NEISO | NYISO_J-K | Internal | Summer | B1 | 10 | 777 | 777 | 95.99 | 135.19 | 3 | 36.2
2030 | NEISO_2_NYISO_J-K | NEISO | NYISO_J-K | Internal | Summer | B2 | 25 | 777 | 777 | 95.99 | 132.37 | 3 | 33.38
2030 | NEISO_2_NYISO_J-K | NEISO | NYISO_J-K | Internal | Summer | B3 | 75 | 777 | 777 | 89.91 | 117.3 | 3 | 24.39
2030 | NEISO_2_NYISO_J-K | NEISO | NYISO_J-K | Internal | Summer | B4 | 100 | 777 | 777 | 80.9 | 116.15 | 3 | 32.25
2030 | NEISO_2_NYISO_J-K | NEISO | NYISO_J-K | Internal | Summer | B5 | 200 | 777 | 777 | 80.9 | 116.15 | 3 | 32.25
2030 | NEISO_2_NYISO_J-K | NEISO | NYISO_J-K | Internal | Summer | B6 | 300 | 777 | 777 | 80.9 | 94.18 | 3 | 10.28
2030 | NEISO_2_NYISO_J-K | NEISO | NYISO_J-K | Internal | Summer | B7 | 400 | 777 | 777 | 71.47 | 86.66 | 3 | 12.19
2030 | NEISO_2_NYISO_J-K | NEISO | NYISO_J-K | Internal | Summer | B8 | 500 | 777 | 777 | 71.47 | 82.01 | 3 | 7.54
2030 | NEISO_2_NYISO_J-K | NEISO | NYISO_J-K | Internal | Summer | B9 | 800 | 777 | 777 | 70.21 | 81.37 | 3 | 8.16
2030 | NEISO_2_NYISO_J-K | NEISO | NYISO_J-K | Internal | Summer | B10 | 1262 | 777 | 777 | 70.21 | 73.22 | 3 | 0.01
2030 | NEISO_2_NYISO_J-K | NEISO | NYISO_J-K | Internal | Winter | B16 | 25 | 777 | 777 | 49.95 | 97.25 | 3 | 44.3
2030 | NEISO_2_NYISO_J-K | NEISO | NYISO_J-K | Internal | Winter | B17 | 100 | 777 | 777 | 49.95 | 97.25 | 3 | 44.3
2030 | NEISO_2_NYISO_J-K | NEISO | NYISO_J-K | Internal | Winter | B18 | 400 | 777 | 777 | 49.95 | 97.25 | 3 | 44.3
2030 | NEISO_2_NYISO_J-K | NEISO | NYISO_J-K | Internal | Winter | B19 | 700 | 777 | 777 | 49.95 | 97.11 | 3 | 44.16
2030 | NEISO_2_NYISO_J-K | NEISO | NYISO_J-K | Internal | Winter | B20 | 935 | 777 | 777 | 49.95 | 70.93 | 3 | 17.98
2030 | NonRTO_Midwest_2_MISO_IN | NonRTO_Midwest | MISO_IN | Internal | Shoulder | B11 | 25 | 4450 | 0 | 101.3 | 93.3 | 8 | 0
2030 | NonRTO_Midwest_2_MISO_IN | NonRTO_Midwest | MISO_IN | Internal | Shoulder | B12 | 200 | 4450 | 0 | 95.83 | 87.83 | 8 | 0
2030 | NonRTO_Midwest_2_MISO_IN | NonRTO_Midwest | MISO_IN | Internal | Shoulder | B13 | 600 | 4450 | 0 | 95.64 | 87.64 | 8 | 0
2030 | NonRTO_Midwest_2_MISO_IN | NonRTO_Midwest | MISO_IN | Internal | Shoulder | B14 | 900 | 4450 | 0 | 93.73 | 85.73 | 8 | 0
2030 | NonRTO_Midwest_2_MISO_IN | NonRTO_Midwest | MISO_IN | Internal | Shoulder | B15 | 1203 | 4450 | 0 | 83.44 | 75.95 | 8 | 0
2030 | NonRTO_Midwest_2_MISO_IN | NonRTO_Midwest | MISO_IN | Internal | Summer | B1 | 10 | 4450 | 0 | 147.28 | 145.19 | 8 | 0
2030 | NonRTO_Midwest_2_MISO_IN | NonRTO_Midwest | MISO_IN | Internal | Summer | B2 | 25 | 4450 | 0 | 147.28 | 141.53 | 8 | 0
2030 | NonRTO_Midwest_2_MISO_IN | NonRTO_Midwest | MISO_IN | Internal | Summer | B3 | 75 | 4450 | 0 | 147.28 | 141.36 | 8 | 0
2030 | NonRTO_Midwest_2_MISO_IN | NonRTO_Midwest | MISO_IN | Internal | Summer | B4 | 100 | 4450 | 0 | 147.28 | 139.28 | 8 | 0
2030 | NonRTO_Midwest_2_MISO_IN | NonRTO_Midwest | MISO_IN | Internal | Summer | B5 | 200 | 4450 | 0 | 131.67 | 123.67 | 8 | 0
2030 | NonRTO_Midwest_2_MISO_IN | NonRTO_Midwest | MISO_IN | Internal | Summer | B6 | 300 | 4450 | 0 | 109.85 | 101.85 | 8 | 0
2030 | NonRTO_Midwest_2_MISO_IN | NonRTO_Midwest | MISO_IN | Internal | Summer | B7 | 400 | 4450 | 0 | 100.03 | 92.15 | 8 | 0
2030 | NonRTO_Midwest_2_MISO_IN | NonRTO_Midwest | MISO_IN | Internal | Summer | B8 | 500 | 4450 | 0 | 96.01 | 88.01 | 8 | 0
2030 | NonRTO_Midwest_2_MISO_IN | NonRTO_Midwest | MISO_IN | Internal | Summer | B9 | 800 | 4450 | 0 | 91.37 | 83.37 | 8 | 0
2030 | NonRTO_Midwest_2_MISO_IN | NonRTO_Midwest | MISO_IN | Internal | Summer | B10 | 1262 | 4450 | 0 | 78.03 | 74.6 | 8 | 0
2030 | NonRTO_Midwest_2_MISO_IN | NonRTO_Midwest | MISO_IN | Internal | Winter | B16 | 25 | 4450 | 0 | 103.59 | 95.59 | 8 | 0
2030 | NonRTO_Midwest_2_MISO_IN | NonRTO_Midwest | MISO_IN | Internal | Winter | B17 | 100 | 4450 | 0 | 99.56 | 91.56 | 8 | 0
2030 | NonRTO_Midwest_2_MISO_IN | NonRTO_Midwest | MISO_IN | Internal | Winter | B18 | 400 | 4450 | 0 | 97.86 | 89.86 | 8 | 0
2030 | NonRTO_Midwest_2_MISO_IN | NonRTO_Midwest | MISO_IN | Internal | Winter | B19 | 700 | 4450 | 0 | 97.32 | 89.32 | 8 | 0
2030 | NonRTO_Midwest_2_MISO_IN | NonRTO_Midwest | MISO_IN | Internal | Winter | B20 | 935 | 4450 | 0 | 86.59 | 78.59 | 8 | 0
2030 | NonRTO_Midwest_2_TVA_Transmission | NonRTO_Midwest | TVA_Transmission | Internal | Shoulder | B11 | 25 | 2400 | 0 | 101.3 | 97.31 | 8 | 0
2030 | NonRTO_Midwest_2_TVA_Transmission | NonRTO_Midwest | TVA_Transmission | Internal | Shoulder | B12 | 200 | 2400 | 0 | 95.83 | 91.76 | 8 | 0
2030 | NonRTO_Midwest_2_TVA_Transmission | NonRTO_Midwest | TVA_Transmission | Internal | Shoulder | B13 | 600 | 2400 | 0 | 95.64 | 91.76 | 8 | 0
2030 | NonRTO_Midwest_2_TVA_Transmission | NonRTO_Midwest | TVA_Transmission | Internal | Shoulder | B14 | 900 | 2400 | 0 | 93.73 | 91.76 | 8 | 0
2030 | NonRTO_Midwest_2_TVA_Transmission | NonRTO_Midwest | TVA_Transmission | Internal | Shoulder | B15 | 1203 | 2400 | 0 | 83.44 | 81.87 | 8 | 0
2030 | NonRTO_Midwest_2_TVA_Transmission | NonRTO_Midwest | TVA_Transmission | Internal | Summer | B1 | 10 | 2400 | 0 | 147.28 | 153.2 | 8 | 0
2030 | NonRTO_Midwest_2_TVA_Transmission | NonRTO_Midwest | TVA_Transmission | Internal | Summer | B2 | 25 | 2400 | 0 | 147.28 | 149.54 | 8 | 0
2030 | NonRTO_Midwest_2_TVA_Transmission | NonRTO_Midwest | TVA_Transmission | Internal | Summer | B3 | 75 | 2400 | 0 | 147.28 | 146.39 | 8 | 0
2030 | NonRTO_Midwest_2_TVA_Transmission | NonRTO_Midwest | TVA_Transmission | Internal | Summer | B4 | 100 | 2400 | 0 | 147.28 | 144.85 | 8 | 0
2030 | NonRTO_Midwest_2_TVA_Transmission | NonRTO_Midwest | TVA_Transmission | Internal | Summer | B5 | 200 | 2400 | 0 | 131.67 | 131.67 | 8 | 0
2030 | NonRTO_Midwest_2_TVA_Transmission | NonRTO_Midwest | TVA_Transmission | Internal | Summer | B6 | 300 | 2400 | 0 | 109.85 | 100.42 | 8 | 0
2030 | NonRTO_Midwest_2_TVA_Transmission | NonRTO_Midwest | TVA_Transmission | Internal | Summer | B7 | 400 | 2400 | 0 | 100.03 | 91.03 | 8 | 0
2030 | NonRTO_Midwest_2_TVA_Transmission | NonRTO_Midwest | TVA_Transmission | Internal | Summer | B8 | 500 | 2400 | 0 | 96.01 | 90.33 | 8 | 0
2030 | NonRTO_Midwest_2_TVA_Transmission | NonRTO_Midwest | TVA_Transmission | Internal | Summer | B9 | 800 | 2400 | 0 | 91.37 | 90.33 | 8 | 0
2030 | NonRTO_Midwest_2_TVA_Transmission | NonRTO_Midwest | TVA_Transmission | Internal | Summer | B10 | 1262 | 2400 | 0 | 78.03 | 80 | 8 | 0
2030 | NonRTO_Midwest_2_TVA_Transmission | NonRTO_Midwest | TVA_Transmission | Internal | Winter | B16 | 25 | 2400 | 0 | 103.59 | 99.6 | 8 | 0
2030 | NonRTO_Midwest_2_TVA_Transmission | NonRTO_Midwest | TVA_Transmission | Internal | Winter | B17 | 100 | 2400 | 0 | 99.56 | 94.8 | 8 | 0
2030 | NonRTO_Midwest_2_TVA_Transmission | NonRTO_Midwest | TVA_Transmission | Internal | Winter | B18 | 400 | 2400 | 0 | 97.86 | 94.28 | 8 | 0
2030 | NonRTO_Midwest_2_TVA_Transmission | NonRTO_Midwest | TVA_Transmission | Internal | Winter | B19 | 700 | 2400 | 0 | 97.32 | 94.28 | 8 | 0
2030 | NonRTO_Midwest_2_TVA_Transmission | NonRTO_Midwest | TVA_Transmission | Internal | Winter | B20 | 935 | 2400 | 0 | 86.59 | 84.94 | 8 | 0
2030 | NYISO_A-F_2_IESO | NYISO_A-F | IESO | Internal | Shoulder | B11 | 25 | 1600 | 0 | 46.95 | 39.95 | 7 | 0
2030 | NYISO_A-F_2_IESO | NYISO_A-F | IESO | Internal | Shoulder | B12 | 200 | 1600 | 0 | 46.95 | 39.95 | 7 | 0
2030 | NYISO_A-F_2_IESO | NYISO_A-F | IESO | Internal | Shoulder | B13 | 600 | 1600 | 0 | 46.95 | 39.95 | 7 | 0
2030 | NYISO_A-F_2_IESO | NYISO_A-F | IESO | Internal | Shoulder | B14 | 900 | 1600 | 0 | 46.95 | 39.95 | 7 | 0
2030 | NYISO_A-F_2_IESO | NYISO_A-F | IESO | Internal | Shoulder | B15 | 1203 | 1600 | 0 | 46.95 | 39.95 | 7 | 0
2030 | NYISO_A-F_2_IESO | NYISO_A-F | IESO | Internal | Summer | B1 | 10 | 1600 | 414.28 | 78.91 | 85.91 | 7 | 0
2030 | NYISO_A-F_2_IESO | NYISO_A-F | IESO | Internal | Summer | B2 | 25 | 1600 | 0 | 92.91 | 85.91 | 7 | 0
2030 | NYISO_A-F_2_IESO | NYISO_A-F | IESO | Internal | Summer | B3 | 75 | 1600 | 0 | 92.91 | 85.91 | 7 | 0
2030 | NYISO_A-F_2_IESO | NYISO_A-F | IESO | Internal | Summer | B4 | 100 | 1600 | 0 | 86.39 | 79.39 | 7 | 0
2030 | NYISO_A-F_2_IESO | NYISO_A-F | IESO | Internal | Summer | B5 | 200 | 1600 | 0 | 83.9 | 51.05 | 7 | 0
2030 | NYISO_A-F_2_IESO | NYISO_A-F | IESO | Internal | Summer | B6 | 300 | 1600 | 0 | 83.9 | 36.51 | 7 | 0
2030 | NYISO_A-F_2_IESO | NYISO_A-F | IESO | Internal | Summer | B7 | 400 | 1600 | 0 | 74.47 | 36.51 | 7 | 0
2030 | NYISO_A-F_2_IESO | NYISO_A-F | IESO | Internal | Summer | B8 | 500 | 1600 | 0 | 74.47 | 36.51 | 7 | 0
2030 | NYISO_A-F_2_IESO | NYISO_A-F | IESO | Internal | Summer | B9 | 800 | 1600 | 0 | 73.2 | 36.51 | 7 | 0
2030 | NYISO_A-F_2_IESO | NYISO_A-F | IESO | Internal | Summer | B10 | 1262 | 1600 | 0 | 73.2 | 36.51 | 7 | 0
2030 | NYISO_A-F_2_IESO | NYISO_A-F | IESO | Internal | Winter | B16 | 25 | 1600 | 0 | 46.95 | 39.95 | 7 | 0
2030 | NYISO_A-F_2_IESO | NYISO_A-F | IESO | Internal | Winter | B17 | 100 | 1600 | 0 | 46.95 | 39.95 | 7 | 0
2030 | NYISO_A-F_2_IESO | NYISO_A-F | IESO | Internal | Winter | B18 | 400 | 1600 | 0 | 46.95 | 39.95 | 7 | 0
2030 | NYISO_A-F_2_IESO | NYISO_A-F | IESO | Internal | Winter | B19 | 700 | 1600 | 0 | 46.95 | 39.95 | 7 | 0
2030 | NYISO_A-F_2_IESO | NYISO_A-F | IESO | Internal | Winter | B20 | 935 | 1600 | 0 | 46.95 | 39.95 | 7 | 0
2030 | NYISO_A-F_2_NEISO | NYISO_A-F | NEISO | Internal | Shoulder | B11 | 25 | 600 | 256.54 | 46.95 | 49.95 | 3 | 0
2030 | NYISO_A-F_2_NEISO | NYISO_A-F | NEISO | Internal | Shoulder | B12 | 200 | 600 | 136.35 | 46.95 | 49.95 | 3 | 0
2030 | NYISO_A-F_2_NEISO | NYISO_A-F | NEISO | Internal | Shoulder | B13 | 600 | 600 | 230.78 | 46.95 | 49.95 | 3 | 0
2030 | NYISO_A-F_2_NEISO | NYISO_A-F | NEISO | Internal | Shoulder | B14 | 900 | 600 | 199.05 | 46.95 | 49.95 | 3 | 0
2030 | NYISO_A-F_2_NEISO | NYISO_A-F | NEISO | Internal | Shoulder | B15 | 1203 | 600 | 198.9 | 46.95 | 49.95 | 3 | 0
2030 | NYISO_A-F_2_NEISO | NYISO_A-F | NEISO | Internal | Summer | B1 | 10 | 600 | 600 | 78.91 | 95.99 | 3 | 14.08
2030 | NYISO_A-F_2_NEISO | NYISO_A-F | NEISO | Internal | Summer | B2 | 25 | 600 | 600 | 92.91 | 95.99 | 3 | 0.08
2030 | NYISO_A-F_2_NEISO | NYISO_A-F | NEISO | Internal | Summer | B3 | 75 | 600 | 0 | 92.91 | 89.91 | 3 | 0
2030 | NYISO_A-F_2_NEISO | NYISO_A-F | NEISO | Internal | Summer | B4 | 100 | 600 | 0 | 86.39 | 80.9 | 3 | 0
2030 | NYISO_A-F_2_NEISO | NYISO_A-F | NEISO | Internal | Summer | B5 | 200 | 600 | 0 | 83.9 | 80.9 | 3 | 0
2030 | NYISO_A-F_2_NEISO | NYISO_A-F | NEISO | Internal | Summer | B6 | 300 | 600 | 0 | 83.9 | 80.9 | 3 | 0
2030 | NYISO_A-F_2_NEISO | NYISO_A-F | NEISO | Internal | Summer | B7 | 400 | 600 | 0 | 74.47 | 71.47 | 3 | 0
2030 | NYISO_A-F_2_NEISO | NYISO_A-F | NEISO | Internal | Summer | B8 | 500 | 600 | 0 | 74.47 | 71.47 | 3 | 0
2030 | NYISO_A-F_2_NEISO | NYISO_A-F | NEISO | Internal | Summer | B9 | 800 | 600 | 0 | 73.2 | 70.21 | 3 | 0
2030 | NYISO_A-F_2_NEISO | NYISO_A-F | NEISO | Internal | Summer | B10 | 1262 | 600 | 0 | 73.2 | 70.21 | 3 | 0
2030 | NYISO_A-F_2_NEISO | NYISO_A-F | NEISO | Internal | Winter | B16 | 25 | 600 | 373.12 | 46.95 | 49.95 | 3 | 0
2030 | NYISO_A-F_2_NEISO | NYISO_A-F | NEISO | Internal | Winter | B17 | 100 | 600 | 328.03 | 46.95 | 49.95 | 3 | 0
2030 | NYISO_A-F_2_NEISO | NYISO_A-F | NEISO | Internal | Winter | B18 | 400 | 600 | 278.2 | 46.95 | 49.95 | 3 | 0
2030 | NYISO_A-F_2_NEISO | NYISO_A-F | NEISO | Internal | Winter | B19 | 700 | 600 | 237.36 | 46.95 | 49.95 | 3 | 0
2030 | NYISO_A-F_2_NEISO | NYISO_A-F | NEISO | Internal | Winter | B20 | 935 | 600 | 213.64 | 46.95 | 49.95 | 3 | 0
2030 | NYISO_A-F_2_NYISO_G-I | NYISO_A-F | NYISO_G-I | Internal | Shoulder | B11 | 25 | 5843 | 5843 | 46.95 | 84.9 | 0.01 | 37.94
2030 | NYISO_A-F_2_NYISO_G-I | NYISO_A-F | NYISO_G-I | Internal | Shoulder | B12 | 200 | 5843 | 5843 | 46.95 | 84.9 | 0.01 | 37.94
2030 | NYISO_A-F_2_NYISO_G-I | NYISO_A-F | NYISO_G-I | Internal | Shoulder | B13 | 600 | 5843 | 5843 | 46.95 | 84.9 | 0.01 | 37.94
2030 | NYISO_A-F_2_NYISO_G-I | NYISO_A-F | NYISO_G-I | Internal | Shoulder | B14 | 900 | 5843 | 5843 | 46.95 | 79.71 | 0.01 | 32.75
2030 | NYISO_A-F_2_NYISO_G-I | NYISO_A-F | NYISO_G-I | Internal | Shoulder | B15 | 1203 | 5843 | 5843 | 46.95 | 67.87 | 0.01 | 20.91
2030 | NYISO_A-F_2_NYISO_G-I | NYISO_A-F | NYISO_G-I | Internal | Summer | B1 | 10 | 5843 | 5843 | 78.91 | 135.18 | 0.01 | 56.26
2030 | NYISO_A-F_2_NYISO_G-I | NYISO_A-F | NYISO_G-I | Internal | Summer | B2 | 25 | 5843 | 5843 | 92.91 | 132.36 | 0.01 | 39.44
2030 | NYISO_A-F_2_NYISO_G-I | NYISO_A-F | NYISO_G-I | Internal | Summer | B3 | 75 | 5843 | 5843 | 92.91 | 117.28 | 0.01 | 24.37
2030 | NYISO_A-F_2_NYISO_G-I | NYISO_A-F | NYISO_G-I | Internal | Summer | B4 | 100 | 5843 | 5843 | 86.39 | 116.14 | 0.01 | 29.73
2030 | NYISO_A-F_2_NYISO_G-I | NYISO_A-F | NYISO_G-I | Internal | Summer | B5 | 200 | 5843 | 5843 | 83.9 | 116.14 | 0.01 | 32.23
2030 | NYISO_A-F_2_NYISO_G-I | NYISO_A-F | NYISO_G-I | Internal | Summer | B6 | 300 | 5843 | 5843 | 83.9 | 94.17 | 0.01 | 10.26
2030 | NYISO_A-F_2_NYISO_G-I | NYISO_A-F | NYISO_G-I | Internal | Summer | B7 | 400 | 5843 | 5843 | 74.47 | 83.01 | 0.01 | 8.53
2030 | NYISO_A-F_2_NYISO_G-I | NYISO_A-F | NYISO_G-I | Internal | Summer | B8 | 500 | 5843 | 5843 | 74.47 | 82 | 0.01 | 7.52
2030 | NYISO_A-F_2_NYISO_G-I | NYISO_A-F | NYISO_G-I | Internal | Summer | B9 | 800 | 5843 | 5843 | 73.2 | 77.34 | 0.01 | 4.13
2030 | NYISO_A-F_2_NYISO_G-I | NYISO_A-F | NYISO_G-I | Internal | Summer | B10 | 1262 | 5843 | 4409.84 | 73.2 | 73.21 | 0.01 | 0
2030 | NYISO_A-F_2_NYISO_G-I | NYISO_A-F | NYISO_G-I | Internal | Winter | B16 | 25 | 5843 | 5843 | 46.95 | 85.58 | 0.01 | 38.62
2030 | NYISO_A-F_2_NYISO_G-I | NYISO_A-F | NYISO_G-I | Internal | Winter | B17 | 100 | 5843 | 5843 | 46.95 | 85.58 | 0.01 | 38.62
2030 | NYISO_A-F_2_NYISO_G-I | NYISO_A-F | NYISO_G-I | Internal | Winter | B18 | 400 | 5843 | 5843 | 46.95 | 83.86 | 0.01 | 36.9
2030 | NYISO_A-F_2_NYISO_G-I | NYISO_A-F | NYISO_G-I | Internal | Winter | B19 | 700 | 5843 | 5843 | 46.95 | 83.11 | 0.01 | 36.15
2030 | NYISO_A-F_2_NYISO_G-I | NYISO_A-F | NYISO_G-I | Internal | Winter | B20 | 935 | 5843 | 5843 | 46.95 | 70.92 | 0.01 | 23.96
2030 | NYISO_A-F_2_PJM_ROM | NYISO_A-F | PJM_ROM | Internal | Shoulder | B11 | 25 | 1000 | 1000 | 46.95 | 91.3 | 8 | 36.35
2030 | NYISO_A-F_2_PJM_ROM | NYISO_A-F | PJM_ROM | Internal | Shoulder | B12 | 200 | 1000 | 1000 | 46.95 | 89.81 | 8 | 34.87
2030 | NYISO_A-F_2_PJM_ROM | NYISO_A-F | PJM_ROM | Internal | Shoulder | B13 | 600 | 1000 | 1000 | 46.95 | 87.84 | 8 | 32.9
2030 | NYISO_A-F_2_PJM_ROM | NYISO_A-F | PJM_ROM | Internal | Shoulder | B14 | 900 | 1000 | 1000 | 46.95 | 87.72 | 8 | 32.77
2030 | NYISO_A-F_2_PJM_ROM | NYISO_A-F | PJM_ROM | Internal | Shoulder | B15 | 1203 | 1000 | 1000 | 46.95 | 75.88 | 8 | 20.93
2030 | NYISO_A-F_2_PJM_ROM | NYISO_A-F | PJM_ROM | Internal | Summer | B1 | 10 | 1000 | 1000 | 78.91 | 143.19 | 8 | 56.28
2030 | NYISO_A-F_2_PJM_ROM | NYISO_A-F | PJM_ROM | Internal | Summer | B2 | 25 | 1000 | 1000 | 92.91 | 140.37 | 8 | 39.47
2030 | NYISO_A-F_2_PJM_ROM | NYISO_A-F | PJM_ROM | Internal | Summer | B3 | 75 | 1000 | 1000 | 92.91 | 140.37 | 8 | 39.47
2030 | NYISO_A-F_2_PJM_ROM | NYISO_A-F | PJM_ROM | Internal | Summer | B4 | 100 | 1000 | 1000 | 86.39 | 133.2 | 8 | 38.81
2030 | NYISO_A-F_2_PJM_ROM | NYISO_A-F | PJM_ROM | Internal | Summer | B5 | 200 | 1000 | 1000 | 83.9 | 124.53 | 8 | 32.63
2030 | NYISO_A-F_2_PJM_ROM | NYISO_A-F | PJM_ROM | Internal | Summer | B6 | 300 | 1000 | 1000 | 83.9 | 102.18 | 8 | 10.28
2030 | NYISO_A-F_2_PJM_ROM | NYISO_A-F | PJM_ROM | Internal | Summer | B7 | 400 | 1000 | 1000 | 74.47 | 91.02 | 8 | 8.55
2030 | NYISO_A-F_2_PJM_ROM | NYISO_A-F | PJM_ROM | Internal | Summer | B8 | 500 | 1000 | 1000 | 74.47 | 90.01 | 8 | 7.54
2030 | NYISO_A-F_2_PJM_ROM | NYISO_A-F | PJM_ROM | Internal | Summer | B9 | 800 | 1000 | 1000 | 73.2 | 85.36 | 8 | 4.16
2030 | NYISO_A-F_2_PJM_ROM | NYISO_A-F | PJM_ROM | Internal | Summer | B10 | 1262 | 1000 | 0 | 73.2 | 74.85 | 8 | 0
2030 | NYISO_A-F_2_PJM_ROM | NYISO_A-F | PJM_ROM | Internal | Winter | B16 | 25 | 1000 | 1000 | 46.95 | 93.59 | 8 | 38.64
2030 | NYISO_A-F_2_PJM_ROM | NYISO_A-F | PJM_ROM | Internal | Winter | B17 | 100 | 1000 | 1000 | 46.95 | 93.59 | 8 | 38.64
2030 | NYISO_A-F_2_PJM_ROM | NYISO_A-F | PJM_ROM | Internal | Winter | B18 | 400 | 1000 | 1000 | 46.95 | 91.87 | 8 | 36.92
2030 | NYISO_A-F_2_PJM_ROM | NYISO_A-F | PJM_ROM | Internal | Winter | B19 | 700 | 1000 | 1000 | 46.95 | 91.12 | 8 | 36.17
2030 | NYISO_A-F_2_PJM_ROM | NYISO_A-F | PJM_ROM | Internal | Winter | B20 | 935 | 1000 | 1000 | 46.95 | 78.93 | 8 | 23.98
2030 | NYISO_G-I_2_NEISO | NYISO_G-I | NEISO | Internal | Shoulder | B11 | 25 | 600 | 0 | 84.9 | 49.95 | 3 | 0
2030 | NYISO_G-I_2_NEISO | NYISO_G-I | NEISO | Internal | Shoulder | B12 | 200 | 600 | 0 | 84.9 | 49.95 | 3 | 0
2030 | NYISO_G-I_2_NEISO | NYISO_G-I | NEISO | Internal | Shoulder | B13 | 600 | 600 | 0 | 84.9 | 49.95 | 3 | 0
2030 | NYISO_G-I_2_NEISO | NYISO_G-I | NEISO | Internal | Shoulder | B14 | 900 | 600 | 0 | 79.71 | 49.95 | 3 | 0
2030 | NYISO_G-I_2_NEISO | NYISO_G-I | NEISO | Internal | Shoulder | B15 | 1203 | 600 | 0 | 67.87 | 49.95 | 3 | 0
2030 | NYISO_G-I_2_NEISO | NYISO_G-I | NEISO | Internal | Summer | B1 | 10 | 600 | 0 | 135.18 | 95.99 | 3 | 0
2030 | NYISO_G-I_2_NEISO | NYISO_G-I | NEISO | Internal | Summer | B2 | 25 | 600 | 0 | 132.36 | 95.99 | 3 | 0
2030 | NYISO_G-I_2_NEISO | NYISO_G-I | NEISO | Internal | Summer | B3 | 75 | 600 | 0 | 117.28 | 89.91 | 3 | 0
2030 | NYISO_G-I_2_NEISO | NYISO_G-I | NEISO | Internal | Summer | B4 | 100 | 600 | 0 | 116.14 | 80.9 | 3 | 0
2030 | NYISO_G-I_2_NEISO | NYISO_G-I | NEISO | Internal | Summer | B5 | 200 | 600 | 0 | 116.14 | 80.9 | 3 | 0
2030 | NYISO_G-I_2_NEISO | NYISO_G-I | NEISO | Internal | Summer | B6 | 300 | 600 | 0 | 94.17 | 80.9 | 3 | 0
2030 | NYISO_G-I_2_NEISO | NYISO_G-I | NEISO | Internal | Summer | B7 | 400 | 600 | 0 | 83.01 | 71.47 | 3 | 0
2030 | NYISO_G-I_2_NEISO | NYISO_G-I | NEISO | Internal | Summer | B8 | 500 | 600 | 0 | 82 | 71.47 | 3 | 0
2030 | NYISO_G-I_2_NEISO | NYISO_G-I | NEISO | Internal | Summer | B9 | 800 | 600 | 0 | 77.34 | 70.21 | 3 | 0
2030 | NYISO_G-I_2_NEISO | NYISO_G-I | NEISO | Internal | Summer | B10 | 1262 | 600 | 0 | 73.21 | 70.21 | 3 | 0
2030 | NYISO_G-I_2_NEISO | NYISO_G-I | NEISO | Internal | Winter | B16 | 25 | 600 | 0 | 85.58 | 49.95 | 3 | 0
2030 | NYISO_G-I_2_NEISO | NYISO_G-I | NEISO | Internal | Winter | B17 | 100 | 600 | 0 | 85.58 | 49.95 | 3 | 0
2030 | NYISO_G-I_2_NEISO | NYISO_G-I | NEISO | Internal | Winter | B18 | 400 | 600 | 0 | 83.86 | 49.95 | 3 | 0
2030 | NYISO_G-I_2_NEISO | NYISO_G-I | NEISO | Internal | Winter | B19 | 700 | 600 | 0 | 83.11 | 49.95 | 3 | 0
2030 | NYISO_G-I_2_NEISO | NYISO_G-I | NEISO | Internal | Winter | B20 | 935 | 600 | 0 | 70.92 | 49.95 | 3 | 0
2030 | NYISO_G-I_2_NYISO_A-F | NYISO_G-I | NYISO_A-F | Internal | Shoulder | B11 | 25 | 3592 | 0 | 84.9 | 46.95 | 0.01 | 0
2030 | NYISO_G-I_2_NYISO_A-F | NYISO_G-I | NYISO_A-F | Internal | Shoulder | B12 | 200 | 3592 | 0 | 84.9 | 46.95 | 0.01 | 0
2030 | NYISO_G-I_2_NYISO_A-F | NYISO_G-I | NYISO_A-F | Internal | Shoulder | B13 | 600 | 3592 | 0 | 84.9 | 46.95 | 0.01 | 0
2030 | NYISO_G-I_2_NYISO_A-F | NYISO_G-I | NYISO_A-F | Internal | Shoulder | B14 | 900 | 3592 | 0 | 79.71 | 46.95 | 0.01 | 0
2030 | NYISO_G-I_2_NYISO_A-F | NYISO_G-I | NYISO_A-F | Internal | Shoulder | B15 | 1203 | 3592 | 0 | 67.87 | 46.95 | 0.01 | 0
2030 | NYISO_G-I_2_NYISO_A-F | NYISO_G-I | NYISO_A-F | Internal | Summer | B1 | 10 | 3592 | 0 | 135.18 | 78.91 | 0.01 | 0
2030 | NYISO_G-I_2_NYISO_A-F | NYISO_G-I | NYISO_A-F | Internal | Summer | B2 | 25 | 3592 | 0 | 132.36 | 92.91 | 0.01 | 0
2030 | NYISO_G-I_2_NYISO_A-F | NYISO_G-I | NYISO_A-F | Internal | Summer | B3 | 75 | 3592 | 0 | 117.28 | 92.91 | 0.01 | 0
2030 | NYISO_G-I_2_NYISO_A-F | NYISO_G-I | NYISO_A-F | Internal | Summer | B4 | 100 | 3592 | 0 | 116.14 | 86.39 | 0.01 | 0
2030 | NYISO_G-I_2_NYISO_A-F | NYISO_G-I | NYISO_A-F | Internal | Summer | B5 | 200 | 3592 | 0 | 116.14 | 83.9 | 0.01 | 0
2030 | NYISO_G-I_2_NYISO_A-F | NYISO_G-I | NYISO_A-F | Internal | Summer | B6 | 300 | 3592 | 0 | 94.17 | 83.9 | 0.01 | 0
2030 | NYISO_G-I_2_NYISO_A-F | NYISO_G-I | NYISO_A-F | Internal | Summer | B7 | 400 | 3592 | 0 | 83.01 | 74.47 | 0.01 | 0
2030 | NYISO_G-I_2_NYISO_A-F | NYISO_G-I | NYISO_A-F | Internal | Summer | B8 | 500 | 3592 | 0 | 82 | 74.47 | 0.01 | 0
2030 | NYISO_G-I_2_NYISO_A-F | NYISO_G-I | NYISO_A-F | Internal | Summer | B9 | 800 | 3592 | 0 | 77.34 | 73.2 | 0.01 | 0
2030 | NYISO_G-I_2_NYISO_A-F | NYISO_G-I | NYISO_A-F | Internal | Summer | B10 | 1262 | 3592 | 0 | 73.21 | 73.2 | 0.01 | 0
2030 | NYISO_G-I_2_NYISO_A-F | NYISO_G-I | NYISO_A-F | Internal | Winter | B16 | 25 | 3592 | 0 | 85.58 | 46.95 | 0.01 | 0
2030 | NYISO_G-I_2_NYISO_A-F | NYISO_G-I | NYISO_A-F | Internal | Winter | B17 | 100 | 3592 | 0 | 85.58 | 46.95 | 0.01 | 0
2030 | NYISO_G-I_2_NYISO_A-F | NYISO_G-I | NYISO_A-F | Internal | Winter | B18 | 400 | 3592 | 0 | 83.86 | 46.95 | 0.01 | 0
2030 | NYISO_G-I_2_NYISO_A-F | NYISO_G-I | NYISO_A-F | Internal | Winter | B19 | 700 | 3592 | 0 | 83.11 | 46.95 | 0.01 | 0
2030 | NYISO_G-I_2_NYISO_A-F | NYISO_G-I | NYISO_A-F | Internal | Winter | B20 | 935 | 3592 | 0 | 70.92 | 46.95 | 0.01 | 0
2030 | NYISO_G-I_2_NYISO_J-K | NYISO_G-I | NYISO_J-K | Internal | Shoulder | B11 | 25 | 6130 | 5847.31 | 84.9 | 84.91 | 0.01 | 0
2030 | NYISO_G-I_2_NYISO_J-K | NYISO_G-I | NYISO_J-K | Internal | Shoulder | B12 | 200 | 6130 | 5881.59 | 84.9 | 84.91 | 0.01 | 0
2030 | NYISO_G-I_2_NYISO_J-K | NYISO_G-I | NYISO_J-K | Internal | Shoulder | B13 | 600 | 6130 | 5996.16 | 84.9 | 84.91 | 0.01 | 0
2030 | NYISO_G-I_2_NYISO_J-K | NYISO_G-I | NYISO_J-K | Internal | Shoulder | B14 | 900 | 6130 | 6042.35 | 79.71 | 79.72 | 0.01 | 0
2030 | NYISO_G-I_2_NYISO_J-K | NYISO_G-I | NYISO_J-K | Internal | Shoulder | B15 | 1203 | 6130 | 5216.35 | 67.87 | 67.88 | 0.01 | 0
2030 | NYISO_G-I_2_NYISO_J-K | NYISO_G-I | NYISO_J-K | Internal | Summer | B1 | 10 | 6130 | 5418.7 | 135.18 | 135.19 | 0.01 | 0
2030 | NYISO_G-I_2_NYISO_J-K | NYISO_G-I | NYISO_J-K | Internal | Summer | B2 | 25 | 6130 | 5010.98 | 132.36 | 132.37 | 0.01 | 0
2030 | NYISO_G-I_2_NYISO_J-K | NYISO_G-I | NYISO_J-K | Internal | Summer | B3 | 75 | 6130 | 4955.11 | 117.28 | 117.3 | 0.01 | 0
2030 | NYISO_G-I_2_NYISO_J-K | NYISO_G-I | NYISO_J-K | Internal | Summer | B4 | 100 | 6130 | 5194.3 | 116.14 | 116.15 | 0.01 | 0
2030 | NYISO_G-I_2_NYISO_J-K | NYISO_G-I | NYISO_J-K | Internal | Summer | B5 | 200 | 6130 | 5332.9 | 116.14 | 116.15 | 0.01 | 0
2030 | NYISO_G-I_2_NYISO_J-K | NYISO_G-I | NYISO_J-K | Internal | Summer | B6 | 300 | 6130 | 5765.78 | 94.17 | 94.18 | 0.01 | 0
2030 | NYISO_G-I_2_NYISO_J-K | NYISO_G-I | NYISO_J-K | Internal | Summer | B7 | 400 | 6130 | 6130 | 83.01 | 86.66 | 0.01 | 3.64
2030 | NYISO_G-I_2_NYISO_J-K | NYISO_G-I | NYISO_J-K | Internal | Summer | B8 | 500 | 6130 | 5523.22 | 82 | 82.01 | 0.01 | 0
2030 | NYISO_G-I_2_NYISO_J-K | NYISO_G-I | NYISO_J-K | Internal | Summer | B9 | 800 | 6130 | 6130 | 77.34 | 81.37 | 0.01 | 4.01
2030 | NYISO_G-I_2_NYISO_J-K | NYISO_G-I | NYISO_J-K | Internal | Summer | B10 | 1262 | 6130 | 4925.59 | 73.21 | 73.22 | 0.01 | 0
2030 | NYISO_G-I_2_NYISO_J-K | NYISO_G-I | NYISO_J-K | Internal | Winter | B16 | 25 | 6130 | 6130 | 85.58 | 97.25 | 0.01 | 11.66
2030 | NYISO_G-I_2_NYISO_J-K | NYISO_G-I | NYISO_J-K | Internal | Winter | B17 | 100 | 6130 | 6130 | 85.58 | 97.25 | 0.01 | 11.66
2030 | NYISO_G-I_2_NYISO_J-K | NYISO_G-I | NYISO_J-K | Internal | Winter | B18 | 400 | 6130 | 6130 | 83.86 | 97.25 | 0.01 | 13.38
2030 | NYISO_G-I_2_NYISO_J-K | NYISO_G-I | NYISO_J-K | Internal | Winter | B19 | 700 | 6130 | 6130 | 83.11 | 97.11 | 0.01 | 13.99
2030 | NYISO_G-I_2_NYISO_J-K | NYISO_G-I | NYISO_J-K | Internal | Winter | B20 | 935 | 6130 | 5622.71 | 70.92 | 70.93 | 0.01 | 0
2030 | NYISO_G-I_2_PJM_E | NYISO_G-I | PJM_E | Internal | Shoulder | B11 | 25 | 1500 | 0 | 84.9 | 91.29 | 8 | 0
2030 | NYISO_G-I_2_PJM_E | NYISO_G-I | PJM_E | Internal | Shoulder | B12 | 200 | 1500 | 0 | 84.9 | 89.8 | 8 | 0
2030 | NYISO_G-I_2_PJM_E | NYISO_G-I | PJM_E | Internal | Shoulder | B13 | 600 | 1500 | 0 | 84.9 | 87.83 | 8 | 0
2030 | NYISO_G-I_2_PJM_E | NYISO_G-I | PJM_E | Internal | Shoulder | B14 | 900 | 1500 | 104.38 | 79.71 | 87.71 | 8 | 0
2030 | NYISO_G-I_2_PJM_E | NYISO_G-I | PJM_E | Internal | Shoulder | B15 | 1203 | 1500 | 1344.05 | 67.87 | 75.87 | 8 | 0
2030 | NYISO_G-I_2_PJM_E | NYISO_G-I | PJM_E | Internal | Summer | B1 | 10 | 1500 | 526.44 | 135.18 | 143.18 | 8 | 0
2030 | NYISO_G-I_2_PJM_E | NYISO_G-I | PJM_E | Internal | Summer | B2 | 25 | 1500 | 1060.35 | 132.36 | 140.36 | 8 | 0
2030 | NYISO_G-I_2_PJM_E | NYISO_G-I | PJM_E | Internal | Summer | B3 | 75 | 1500 | 1500 | 117.28 | 140.36 | 8 | 15.08
2030 | NYISO_G-I_2_PJM_E | NYISO_G-I | PJM_E | Internal | Summer | B4 | 100 | 1500 | 1500 | 116.14 | 133.19 | 8 | 9.06
2030 | NYISO_G-I_2_PJM_E | NYISO_G-I | PJM_E | Internal | Summer | B5 | 200 | 1500 | 1500 | 116.14 | 124.52 | 8 | 0.38
2030 | NYISO_G-I_2_PJM_E | NYISO_G-I | PJM_E | Internal | Summer | B6 | 300 | 1500 | 1259.03 | 94.17 | 102.17 | 8 | 0
2030 | NYISO_G-I_2_PJM_E | NYISO_G-I | PJM_E | Internal | Summer | B7 | 400 | 1500 | 722 | 83.01 | 91.01 | 8 | 0
2030 | NYISO_G-I_2_PJM_E | NYISO_G-I | PJM_E | Internal | Summer | B8 | 500 | 1500 | 728.56 | 82 | 90 | 8 | 0
2030 | NYISO_G-I_2_PJM_E | NYISO_G-I | PJM_E | Internal | Summer | B9 | 800 | 1500 | 333.98 | 77.34 | 85.34 | 8 | 0
2030 | NYISO_G-I_2_PJM_E | NYISO_G-I | PJM_E | Internal | Summer | B10 | 1262 | 1500 | 0 | 73.21 | 74.84 | 8 | 0
2030 | NYISO_G-I_2_PJM_E | NYISO_G-I | PJM_E | Internal | Winter | B16 | 25 | 1500 | 21.93 | 85.58 | 93.58 | 8 | 0
2030 | NYISO_G-I_2_PJM_E | NYISO_G-I | PJM_E | Internal | Winter | B17 | 100 | 1500 | 137.18 | 85.58 | 93.58 | 8 | 0
2030 | NYISO_G-I_2_PJM_E | NYISO_G-I | PJM_E | Internal | Winter | B18 | 400 | 1500 | 191.38 | 83.86 | 91.86 | 8 | 0
2030 | NYISO_G-I_2_PJM_E | NYISO_G-I | PJM_E | Internal | Winter | B19 | 700 | 1500 | 353.47 | 83.11 | 91.11 | 8 | 0
2030 | NYISO_G-I_2_PJM_E | NYISO_G-I | PJM_E | Internal | Winter | B20 | 935 | 1500 | 1269.56 | 70.92 | 78.92 | 8 | 0
2030 | NYISO_J-K_2_NEISO | NYISO_J-K | NEISO | Internal | Shoulder | B11 | 25 | 347 | 0 | 84.91 | 49.95 | 3 | 0
2030 | NYISO_J-K_2_NEISO | NYISO_J-K | NEISO | Internal | Shoulder | B12 | 200 | 347 | 0 | 84.91 | 49.95 | 3 | 0
2030 | NYISO_J-K_2_NEISO | NYISO_J-K | NEISO | Internal | Shoulder | B13 | 600 | 347 | 0 | 84.91 | 49.95 | 3 | 0
2030 | NYISO_J-K_2_NEISO | NYISO_J-K | NEISO | Internal | Shoulder | B14 | 900 | 347 | 0 | 79.72 | 49.95 | 3 | 0
2030 | NYISO_J-K_2_NEISO | NYISO_J-K | NEISO | Internal | Shoulder | B15 | 1203 | 347 | 0 | 67.88 | 49.95 | 3 | 0
2030 | NYISO_J-K_2_NEISO | NYISO_J-K | NEISO | Internal | Summer | B1 | 10 | 347 | 0 | 135.19 | 95.99 | 3 | 0
2030 | NYISO_J-K_2_NEISO | NYISO_J-K | NEISO | Internal | Summer | B2 | 25 | 347 | 0 | 132.37 | 95.99 | 3 | 0
2030 | NYISO_J-K_2_NEISO | NYISO_J-K | NEISO | Internal | Summer | B3 | 75 | 347 | 0 | 117.3 | 89.91 | 3 | 0
2030 | NYISO_J-K_2_NEISO | NYISO_J-K | NEISO | Internal | Summer | B4 | 100 | 347 | 0 | 116.15 | 80.9 | 3 | 0
2030 | NYISO_J-K_2_NEISO | NYISO_J-K | NEISO | Internal | Summer | B5 | 200 | 347 | 0 | 116.15 | 80.9 | 3 | 0
2030 | NYISO_J-K_2_NEISO | NYISO_J-K | NEISO | Internal | Summer | B6 | 300 | 347 | 0 | 94.18 | 80.9 | 3 | 0
2030 | NYISO_J-K_2_NEISO | NYISO_J-K | NEISO | Internal | Summer | B7 | 400 | 347 | 0 | 86.66 | 71.47 | 3 | 0
2030 | NYISO_J-K_2_NEISO | NYISO_J-K | NEISO | Internal | Summer | B8 | 500 | 347 | 0 | 82.01 | 71.47 | 3 | 0
2030 | NYISO_J-K_2_NEISO | NYISO_J-K | NEISO | Internal | Summer | B9 | 800 | 347 | 0 | 81.37 | 70.21 | 3 | 0
2030 | NYISO_J-K_2_NEISO | NYISO_J-K | NEISO | Internal | Summer | B10 | 1262 | 347 | 0 | 73.22 | 70.21 | 3 | 0
2030 | NYISO_J-K_2_NEISO | NYISO_J-K | NEISO | Internal | Winter | B16 | 25 | 347 | 0 | 97.25 | 49.95 | 3 | 0
2030 | NYISO_J-K_2_NEISO | NYISO_J-K | NEISO | Internal | Winter | B17 | 100 | 347 | 0 | 97.25 | 49.95 | 3 | 0
2030 | NYISO_J-K_2_NEISO | NYISO_J-K | NEISO | Internal | Winter | B18 | 400 | 347 | 0 | 97.25 | 49.95 | 3 | 0
2030 | NYISO_J-K_2_NEISO | NYISO_J-K | NEISO | Internal | Winter | B19 | 700 | 347 | 0 | 97.11 | 49.95 | 3 | 0
2030 | NYISO_J-K_2_NEISO | NYISO_J-K | NEISO | Internal | Winter | B20 | 935 | 347 | 0 | 70.93 | 49.95 | 3 | 0
2030 | NYISO_J-K_2_NYISO_G-I | NYISO_J-K | NYISO_G-I | Internal | Shoulder | B11 | 25 | 1999 | 0 | 84.91 | 84.9 | 0.01 | 0
2030 | NYISO_J-K_2_NYISO_G-I | NYISO_J-K | NYISO_G-I | Internal | Shoulder | B12 | 200 | 1999 | 0 | 84.91 | 84.9 | 0.01 | 0
2030 | NYISO_J-K_2_NYISO_G-I | NYISO_J-K | NYISO_G-I | Internal | Shoulder | B13 | 600 | 1999 | 0 | 84.91 | 84.9 | 0.01 | 0
2030 | NYISO_J-K_2_NYISO_G-I | NYISO_J-K | NYISO_G-I | Internal | Shoulder | B14 | 900 | 1999 | 0 | 79.72 | 79.71 | 0.01 | 0
2030 | NYISO_J-K_2_NYISO_G-I | NYISO_J-K | NYISO_G-I | Internal | Shoulder | B15 | 1203 | 1999 | 0 | 67.88 | 67.87 | 0.01 | 0
2030 | NYISO_J-K_2_NYISO_G-I | NYISO_J-K | NYISO_G-I | Internal | Summer | B1 | 10 | 1999 | 0.02 | 135.19 | 135.18 | 0.01 | 0
2030 | NYISO_J-K_2_NYISO_G-I | NYISO_J-K | NYISO_G-I | Internal | Summer | B2 | 25 | 1999 | 0 | 132.37 | 132.36 | 0.01 | 0
2030 | NYISO_J-K_2_NYISO_G-I | NYISO_J-K | NYISO_G-I | Internal | Summer | B3 | 75 | 1999 | 0 | 117.3 | 117.28 | 0.01 | 0
2030 | NYISO_J-K_2_NYISO_G-I | NYISO_J-K | NYISO_G-I | Internal | Summer | B4 | 100 | 1999 | 0 | 116.15 | 116.14 | 0.01 | 0
2030 | NYISO_J-K_2_NYISO_G-I | NYISO_J-K | NYISO_G-I | Internal | Summer | B5 | 200 | 1999 | 0 | 116.15 | 116.14 | 0.01 | 0
2030 | NYISO_J-K_2_NYISO_G-I | NYISO_J-K | NYISO_G-I | Internal | Summer | B6 | 300 | 1999 | 0 | 94.18 | 94.17 | 0.01 | 0
2030 | NYISO_J-K_2_NYISO_G-I | NYISO_J-K | NYISO_G-I | Internal | Summer | B7 | 400 | 1999 | 0 | 86.66 | 83.01 | 0.01 | 0
2030 | NYISO_J-K_2_NYISO_G-I | NYISO_J-K | NYISO_G-I | Internal | Summer | B8 | 500 | 1999 | 0 | 82.01 | 82 | 0.01 | 0
2030 | NYISO_J-K_2_NYISO_G-I | NYISO_J-K | NYISO_G-I | Internal | Summer | B9 | 800 | 1999 | 0 | 81.37 | 77.34 | 0.01 | 0
2030 | NYISO_J-K_2_NYISO_G-I | NYISO_J-K | NYISO_G-I | Internal | Summer | B10 | 1262 | 1999 | 0 | 73.22 | 73.21 | 0.01 | 0
2030 | NYISO_J-K_2_NYISO_G-I | NYISO_J-K | NYISO_G-I | Internal | Winter | B16 | 25 | 1999 | 0 | 97.25 | 85.58 | 0.01 | 0
2030 | NYISO_J-K_2_NYISO_G-I | NYISO_J-K | NYISO_G-I | Internal | Winter | B17 | 100 | 1999 | 0 | 97.25 | 85.58 | 0.01 | 0
2030 | NYISO_J-K_2_NYISO_G-I | NYISO_J-K | NYISO_G-I | Internal | Winter | B18 | 400 | 1999 | 0 | 97.25 | 83.86 | 0.01 | 0
2030 | NYISO_J-K_2_NYISO_G-I | NYISO_J-K | NYISO_G-I | Internal | Winter | B19 | 700 | 1999 | 0 | 97.11 | 83.11 | 0.01 | 0
2030 | NYISO_J-K_2_NYISO_G-I | NYISO_J-K | NYISO_G-I | Internal | Winter | B20 | 935 | 1999 | 0 | 70.93 | 70.92 | 0.01 | 0
2030 | NYISO_J-K_2_PJM_E | NYISO_J-K | PJM_E | Internal | Shoulder | B11 | 25 | 330 | 0 | 84.91 | 91.29 | 8 | 0
2030 | NYISO_J-K_2_PJM_E | NYISO_J-K | PJM_E | Internal | Shoulder | B12 | 200 | 330 | 0 | 84.91 | 89.8 | 8 | 0
2030 | NYISO_J-K_2_PJM_E | NYISO_J-K | PJM_E | Internal | Shoulder | B13 | 600 | 330 | 0 | 84.91 | 87.83 | 8 | 0
2030 | NYISO_J-K_2_PJM_E | NYISO_J-K | PJM_E | Internal | Shoulder | B14 | 900 | 330 | 0 | 79.72 | 87.71 | 8 | 0
2030 | NYISO_J-K_2_PJM_E | NYISO_J-K | PJM_E | Internal | Shoulder | B15 | 1203 | 330 | 0 | 67.88 | 75.87 | 8 | 0
2030 | NYISO_J-K_2_PJM_E | NYISO_J-K | PJM_E | Internal | Summer | B1 | 10 | 330 | 0.04 | 135.19 | 143.18 | 8 | 0
2030 | NYISO_J-K_2_PJM_E | NYISO_J-K | PJM_E | Internal | Summer | B2 | 25 | 330 | 0.02 | 132.37 | 140.36 | 8 | 0
2030 | NYISO_J-K_2_PJM_E | NYISO_J-K | PJM_E | Internal | Summer | B3 | 75 | 330 | 330 | 117.3 | 140.36 | 8 | 15.07
2030 | NYISO_J-K_2_PJM_E | NYISO_J-K | PJM_E | Internal | Summer | B4 | 100 | 330 | 330 | 116.15 | 133.19 | 8 | 9.04
2030 | NYISO_J-K_2_PJM_E | NYISO_J-K | PJM_E | Internal | Summer | B5 | 200 | 330 | 330 | 116.15 | 124.52 | 8 | 0.37
2030 | NYISO_J-K_2_PJM_E | NYISO_J-K | PJM_E | Internal | Summer | B6 | 300 | 330 | 0 | 94.18 | 102.17 | 8 | 0
2030 | NYISO_J-K_2_PJM_E | NYISO_J-K | PJM_E | Internal | Summer | B7 | 400 | 330 | 0 | 86.66 | 91.01 | 8 | 0
2030 | NYISO_J-K_2_PJM_E | NYISO_J-K | PJM_E | Internal | Summer | B8 | 500 | 330 | 0 | 82.01 | 90 | 8 | 0
2030 | NYISO_J-K_2_PJM_E | NYISO_J-K | PJM_E | Internal | Summer | B9 | 800 | 330 | 0 | 81.37 | 85.34 | 8 | 0
2030 | NYISO_J-K_2_PJM_E | NYISO_J-K | PJM_E | Internal | Summer | B10 | 1262 | 330 | 0 | 73.22 | 74.84 | 8 | 0
2030 | NYISO_J-K_2_PJM_E | NYISO_J-K | PJM_E | Internal | Winter | B16 | 25 | 330 | 0 | 97.25 | 93.58 | 8 | 0
2030 | NYISO_J-K_2_PJM_E | NYISO_J-K | PJM_E | Internal | Winter | B17 | 100 | 330 | 0 | 97.25 | 93.58 | 8 | 0
2030 | NYISO_J-K_2_PJM_E | NYISO_J-K | PJM_E | Internal | Winter | B18 | 400 | 330 | 0 | 97.25 | 91.86 | 8 | 0
2030 | NYISO_J-K_2_PJM_E | NYISO_J-K | PJM_E | Internal | Winter | B19 | 700 | 330 | 0 | 97.11 | 91.11 | 8 | 0
2030 | NYISO_J-K_2_PJM_E | NYISO_J-K | PJM_E | Internal | Winter | B20 | 935 | 330 | 0 | 70.93 | 78.92 | 8 | 0
2030 | PJM_E_2_NYISO_G-I | PJM_E | NYISO_G-I | Internal | Shoulder | B11 | 25 | 500 | 0 | 91.29 | 84.9 | 6 | 0
2030 | PJM_E_2_NYISO_G-I | PJM_E | NYISO_G-I | Internal | Shoulder | B12 | 200 | 500 | 0 | 89.8 | 84.9 | 6 | 0
2030 | PJM_E_2_NYISO_G-I | PJM_E | NYISO_G-I | Internal | Shoulder | B13 | 600 | 500 | 0 | 87.83 | 84.9 | 6 | 0
2030 | PJM_E_2_NYISO_G-I | PJM_E | NYISO_G-I | Internal | Shoulder | B14 | 900 | 500 | 0 | 87.71 | 79.71 | 6 | 0
2030 | PJM_E_2_NYISO_G-I | PJM_E | NYISO_G-I | Internal | Shoulder | B15 | 1203 | 500 | 0 | 75.87 | 67.87 | 6 | 0
2030 | PJM_E_2_NYISO_G-I | PJM_E | NYISO_G-I | Internal | Summer | B1 | 10 | 500 | 0 | 143.18 | 135.18 | 6 | 0
2030 | PJM_E_2_NYISO_G-I | PJM_E | NYISO_G-I | Internal | Summer | B2 | 25 | 500 | 0 | 140.36 | 132.36 | 6 | 0
2030 | PJM_E_2_NYISO_G-I | PJM_E | NYISO_G-I | Internal | Summer | B3 | 75 | 500 | 0 | 140.36 | 117.28 | 6 | 0
2030 | PJM_E_2_NYISO_G-I | PJM_E | NYISO_G-I | Internal | Summer | B4 | 100 | 500 | 0 | 133.19 | 116.14 | 6 | 0
2030 | PJM_E_2_NYISO_G-I | PJM_E | NYISO_G-I | Internal | Summer | B5 | 200 | 500 | 0 | 124.52 | 116.14 | 6 | 0
2030 | PJM_E_2_NYISO_G-I | PJM_E | NYISO_G-I | Internal | Summer | B6 | 300 | 500 | 0 | 102.17 | 94.17 | 6 | 0
2030 | PJM_E_2_NYISO_G-I | PJM_E | NYISO_G-I | Internal | Summer | B7 | 400 | 500 | 0 | 91.01 | 83.01 | 6 | 0
2030 | PJM_E_2_NYISO_G-I | PJM_E | NYISO_G-I | Internal | Summer | B8 | 500 | 500 | 0 | 90 | 82 | 6 | 0
2030 | PJM_E_2_NYISO_G-I | PJM_E | NYISO_G-I | Internal | Summer | B9 | 800 | 500 | 0 | 85.34 | 77.34 | 6 | 0
2030 | PJM_E_2_NYISO_G-I | PJM_E | NYISO_G-I | Internal | Summer | B10 | 1262 | 500 | 0 | 74.84 | 73.21 | 6 | 0
2030 | PJM_E_2_NYISO_G-I | PJM_E | NYISO_G-I | Internal | Winter | B16 | 25 | 500 | 0 | 93.58 | 85.58 | 6 | 0
2030 | PJM_E_2_NYISO_G-I | PJM_E | NYISO_G-I | Internal | Winter | B17 | 100 | 500 | 0 | 93.58 | 85.58 | 6 | 0
2030 | PJM_E_2_NYISO_G-I | PJM_E | NYISO_G-I | Internal | Winter | B18 | 400 | 500 | 0 | 91.86 | 83.86 | 6 | 0
2030 | PJM_E_2_NYISO_G-I | PJM_E | NYISO_G-I | Internal | Winter | B19 | 700 | 500 | 0 | 91.11 | 83.11 | 6 | 0
2030 | PJM_E_2_NYISO_G-I | PJM_E | NYISO_G-I | Internal | Winter | B20 | 935 | 500 | 0 | 78.92 | 70.92 | 6 | 0
2030 | PJM_E_2_NYISO_J-K | PJM_E | NYISO_J-K | Internal | Shoulder | B11 | 25 | 330 | 0 | 91.29 | 84.91 | 6 | 0
2030 | PJM_E_2_NYISO_J-K | PJM_E | NYISO_J-K | Internal | Shoulder | B12 | 200 | 330 | 0 | 89.8 | 84.91 | 6 | 0
2030 | PJM_E_2_NYISO_J-K | PJM_E | NYISO_J-K | Internal | Shoulder | B13 | 600 | 330 | 0 | 87.83 | 84.91 | 6 | 0
2030 | PJM_E_2_NYISO_J-K | PJM_E | NYISO_J-K | Internal | Shoulder | B14 | 900 | 330 | 0 | 87.71 | 79.72 | 6 | 0
2030 | PJM_E_2_NYISO_J-K | PJM_E | NYISO_J-K | Internal | Shoulder | B15 | 1203 | 330 | 0 | 75.87 | 67.88 | 6 | 0
2030 | PJM_E_2_NYISO_J-K | PJM_E | NYISO_J-K | Internal | Summer | B1 | 10 | 330 | 0 | 143.18 | 135.19 | 6 | 0
2030 | PJM_E_2_NYISO_J-K | PJM_E | NYISO_J-K | Internal | Summer | B2 | 25 | 330 | 0 | 140.36 | 132.37 | 6 | 0
2030 | PJM_E_2_NYISO_J-K | PJM_E | NYISO_J-K | Internal | Summer | B3 | 75 | 330 | 0 | 140.36 | 117.3 | 6 | 0
2030 | PJM_E_2_NYISO_J-K | PJM_E | NYISO_J-K | Internal | Summer | B4 | 100 | 330 | 0 | 133.19 | 116.15 | 6 | 0
2030 | PJM_E_2_NYISO_J-K | PJM_E | NYISO_J-K | Internal | Summer | B5 | 200 | 330 | 0 | 124.52 | 116.15 | 6 | 0
2030 | PJM_E_2_NYISO_J-K | PJM_E | NYISO_J-K | Internal | Summer | B6 | 300 | 330 | 0 | 102.17 | 94.18 | 6 | 0
2030 | PJM_E_2_NYISO_J-K | PJM_E | NYISO_J-K | Internal | Summer | B7 | 400 | 330 | 0 | 91.01 | 86.66 | 6 | 0
2030 | PJM_E_2_NYISO_J-K | PJM_E | NYISO_J-K | Internal | Summer | B8 | 500 | 330 | 0 | 90 | 82.01 | 6 | 0
2030 | PJM_E_2_NYISO_J-K | PJM_E | NYISO_J-K | Internal | Summer | B9 | 800 | 330 | 0 | 85.34 | 81.37 | 6 | 0
2030 | PJM_E_2_NYISO_J-K | PJM_E | NYISO_J-K | Internal | Summer | B10 | 1262 | 330 | 0 | 74.84 | 73.22 | 6 | 0
2030 | PJM_E_2_NYISO_J-K | PJM_E | NYISO_J-K | Internal | Winter | B16 | 25 | 330 | 0 | 93.58 | 97.25 | 6 | 0
2030 | PJM_E_2_NYISO_J-K | PJM_E | NYISO_J-K | Internal | Winter | B17 | 100 | 330 | 0 | 93.58 | 97.25 | 6 | 0
2030 | PJM_E_2_NYISO_J-K | PJM_E | NYISO_J-K | Internal | Winter | B18 | 400 | 330 | 0 | 91.86 | 97.25 | 6 | 0
2030 | PJM_E_2_NYISO_J-K | PJM_E | NYISO_J-K | Internal | Winter | B19 | 700 | 330 | 90.5 | 91.11 | 97.11 | 6 | 0
2030 | PJM_E_2_NYISO_J-K | PJM_E | NYISO_J-K | Internal | Winter | B20 | 935 | 330 | 0 | 78.92 | 70.93 | 6 | 0
2030 | PJM_E_2_PJM_ROM | PJM_E | PJM_ROM | Internal | Shoulder | B11 | 25 | 8000 | 5968.76 | 91.29 | 91.3 | 0.01 | 0
2030 | PJM_E_2_PJM_ROM | PJM_E | PJM_ROM | Internal | Shoulder | B12 | 200 | 8000 | 4126.71 | 89.8 | 89.81 | 0.01 | 0
2030 | PJM_E_2_PJM_ROM | PJM_E | PJM_ROM | Internal | Shoulder | B13 | 600 | 8000 | 4609.22 | 87.83 | 87.84 | 0.01 | 0
2030 | PJM_E_2_PJM_ROM | PJM_E | PJM_ROM | Internal | Shoulder | B14 | 900 | 8000 | 3301.15 | 87.71 | 87.72 | 0.01 | 0
2030 | PJM_E_2_PJM_ROM | PJM_E | PJM_ROM | Internal | Shoulder | B15 | 1203 | 8000 | 1744.3 | 75.87 | 75.88 | 0.01 | 0
2030 | PJM_E_2_PJM_ROM | PJM_E | PJM_ROM | Internal | Summer | B1 | 10 | 8000 | 2858.45 | 143.18 | 143.19 | 0.01 | 0
2030 | PJM_E_2_PJM_ROM | PJM_E | PJM_ROM | Internal | Summer | B2 | 25 | 8000 | 3122.46 | 140.36 | 140.37 | 0.01 | 0
2030 | PJM_E_2_PJM_ROM | PJM_E | PJM_ROM | Internal | Summer | B3 | 75 | 8000 | 5920.74 | 140.36 | 140.37 | 0.01 | 0
2030 | PJM_E_2_PJM_ROM | PJM_E | PJM_ROM | Internal | Summer | B4 | 100 | 8000 | 6701.31 | 133.19 | 133.2 | 0.01 | 0
2030 | PJM_E_2_PJM_ROM | PJM_E | PJM_ROM | Internal | Summer | B5 | 200 | 8000 | 6376.49 | 124.52 | 124.53 | 0.01 | 0
2030 | PJM_E_2_PJM_ROM | PJM_E | PJM_ROM | Internal | Summer | B6 | 300 | 8000 | 6550.79 | 102.17 | 102.18 | 0.01 | 0
2030 | PJM_E_2_PJM_ROM | PJM_E | PJM_ROM | Internal | Summer | B7 | 400 | 8000 | 7307.47 | 91.01 | 91.02 | 0.01 | 0
2030 | PJM_E_2_PJM_ROM | PJM_E | PJM_ROM | Internal | Summer | B8 | 500 | 8000 | 5254.75 | 90 | 90.01 | 0.01 | 0
2030 | PJM_E_2_PJM_ROM | PJM_E | PJM_ROM | Internal | Summer | B9 | 800 | 8000 | 5866.75 | 85.34 | 85.36 | 0.01 | 0
2030 | PJM_E_2_PJM_ROM | PJM_E | PJM_ROM | Internal | Summer | B10 | 1262 | 8000 | 3642.44 | 74.84 | 74.85 | 0.01 | 0
2030 | PJM_E_2_PJM_ROM | PJM_E | PJM_ROM | Internal | Winter | B16 | 25 | 8000 | 1015.34 | 93.58 | 93.59 | 0.01 | 0
2030 | PJM_E_2_PJM_ROM | PJM_E | PJM_ROM | Internal | Winter | B17 | 100 | 8000 | 1082.39 | 93.58 | 93.59 | 0.01 | 0
2030 | PJM_E_2_PJM_ROM | PJM_E | PJM_ROM | Internal | Winter | B18 | 400 | 8000 | 1276.46 | 91.86 | 91.87 | 0.01 | 0
2030 | PJM_E_2_PJM_ROM | PJM_E | PJM_ROM | Internal | Winter | B19 | 700 | 8000 | 2878.11 | 91.11 | 91.12 | 0.01 | 0
2030 | PJM_E_2_PJM_ROM | PJM_E | PJM_ROM | Internal | Winter | B20 | 935 | 8000 | 2967.31 | 78.92 | 78.93 | 0.01 | 0
2030 | PJM_ROR_2_MISO_IN | PJM_ROR | MISO_IN | Internal | Shoulder | B11 | 25 | 909 | 0.02 | 91.31 | 93.3 | 2 | 0
2030 | PJM_ROR_2_MISO_IN | PJM_ROR | MISO_IN | Internal | Shoulder | B12 | 200 | 909 | 0 | 89.83 | 87.83 | 2 | 0
2030 | PJM_ROR_2_MISO_IN | PJM_ROR | MISO_IN | Internal | Shoulder | B13 | 600 | 909 | 0 | 87.86 | 87.64 | 2 | 0
2030 | PJM_ROR_2_MISO_IN | PJM_ROR | MISO_IN | Internal | Shoulder | B14 | 900 | 909 | 0 | 87.73 | 85.73 | 2 | 0
2030 | PJM_ROR_2_MISO_IN | PJM_ROR | MISO_IN | Internal | Shoulder | B15 | 1203 | 909 | 0 | 75.87 | 75.95 | 2 | 0
2030 | PJM_ROR_2_MISO_IN | PJM_ROR | MISO_IN | Internal | Summer | B1 | 10 | 909 | 0.04 | 143.2 | 145.19 | 2 | 0
2030 | PJM_ROR_2_MISO_IN | PJM_ROR | MISO_IN | Internal | Summer | B2 | 25 | 909 | 0 | 140.39 | 141.53 | 2 | 0
2030 | PJM_ROR_2_MISO_IN | PJM_ROR | MISO_IN | Internal | Summer | B3 | 75 | 909 | 0 | 140.39 | 141.36 | 2 | 0
2030 | PJM_ROR_2_MISO_IN | PJM_ROR | MISO_IN | Internal | Summer | B4 | 100 | 909 | 0 | 138.85 | 139.28 | 2 | 0
2030 | PJM_ROR_2_MISO_IN | PJM_ROR | MISO_IN | Internal | Summer | B5 | 200 | 909 | 0 | 125.67 | 123.67 | 2 | 0
2030 | PJM_ROR_2_MISO_IN | PJM_ROR | MISO_IN | Internal | Summer | B6 | 300 | 909 | 0 | 102.19 | 101.85 | 2 | 0
2030 | PJM_ROR_2_MISO_IN | PJM_ROR | MISO_IN | Internal | Summer | B7 | 400 | 909 | 0 | 91.03 | 92.15 | 2 | 0
2030 | PJM_ROR_2_MISO_IN | PJM_ROR | MISO_IN | Internal | Summer | B8 | 500 | 909 | 0 | 90.02 | 88.01 | 2 | 0
2030 | PJM_ROR_2_MISO_IN | PJM_ROR | MISO_IN | Internal | Summer | B9 | 800 | 909 | 0 | 85.37 | 83.37 | 2 | 0
2030 | PJM_ROR_2_MISO_IN | PJM_ROR | MISO_IN | Internal | Summer | B10 | 1262 | 909 | 0 | 74.87 | 74.6 | 2 | 0
2030 | PJM_ROR_2_MISO_IN | PJM_ROR | MISO_IN | Internal | Winter | B16 | 25 | 909 | 0.02 | 93.6 | 95.59 | 2 | 0
2030 | PJM_ROR_2_MISO_IN | PJM_ROR | MISO_IN | Internal | Winter | B17 | 100 | 909 | 0 | 93.58 | 91.56 | 2 | 0
2030 | PJM_ROR_2_MISO_IN | PJM_ROR | MISO_IN | Internal | Winter | B18 | 400 | 909 | 0 | 91.86 | 89.86 | 2 | 0
2030 | PJM_ROR_2_MISO_IN | PJM_ROR | MISO_IN | Internal | Winter | B19 | 700 | 909 | 0 | 91.13 | 89.32 | 2 | 0
2030 | PJM_ROR_2_MISO_IN | PJM_ROR | MISO_IN | Internal | Winter | B20 | 935 | 909 | 0 | 78.94 | 78.59 | 2 | 0
2030 | PJM_ROR_2_MISO_MI | PJM_ROR | MISO_MI | Internal | Shoulder | B11 | 25 | 1305 | 599.47 | 91.31 | 93.31 | 2 | 0
2030 | PJM_ROR_2_MISO_MI | PJM_ROR | MISO_MI | Internal | Shoulder | B12 | 200 | 1305 | 0 | 89.83 | 87.84 | 2 | 0
2030 | PJM_ROR_2_MISO_MI | PJM_ROR | MISO_MI | Internal | Shoulder | B13 | 600 | 1305 | 0 | 87.86 | 87.66 | 2 | 0
2030 | PJM_ROR_2_MISO_MI | PJM_ROR | MISO_MI | Internal | Shoulder | B14 | 900 | 1305 | 0 | 87.73 | 85.74 | 2 | 0
2030 | PJM_ROR_2_MISO_MI | PJM_ROR | MISO_MI | Internal | Shoulder | B15 | 1203 | 1305 | 0 | 75.87 | 75.96 | 2 | 0
2030 | PJM_ROR_2_MISO_MI | PJM_ROR | MISO_MI | Internal | Summer | B1 | 10 | 1305 | 1064.15 | 143.2 | 145.2 | 2 | 0
2030 | PJM_ROR_2_MISO_MI | PJM_ROR | MISO_MI | Internal | Summer | B2 | 25 | 1305 | 0 | 140.39 | 141.54 | 2 | 0
2030 | PJM_ROR_2_MISO_MI | PJM_ROR | MISO_MI | Internal | Summer | B3 | 75 | 1305 | 0 | 140.39 | 141.37 | 2 | 0
2030 | PJM_ROR_2_MISO_MI | PJM_ROR | MISO_MI | Internal | Summer | B4 | 100 | 1305 | 0 | 138.85 | 139.29 | 2 | 0
2030 | PJM_ROR_2_MISO_MI | PJM_ROR | MISO_MI | Internal | Summer | B5 | 200 | 1305 | 0 | 125.67 | 123.69 | 2 | 0
2030 | PJM_ROR_2_MISO_MI | PJM_ROR | MISO_MI | Internal | Summer | B6 | 300 | 1305 | 0 | 102.19 | 101.86 | 2 | 0
2030 | PJM_ROR_2_MISO_MI | PJM_ROR | MISO_MI | Internal | Summer | B7 | 400 | 1305 | 0 | 91.03 | 92.16 | 2 | 0
2030 | PJM_ROR_2_MISO_MI | PJM_ROR | MISO_MI | Internal | Summer | B8 | 500 | 1305 | 0 | 90.02 | 88.02 | 2 | 0
2030 | PJM_ROR_2_MISO_MI | PJM_ROR | MISO_MI | Internal | Summer | B9 | 800 | 1305 | 0 | 85.37 | 83.38 | 2 | 0
2030 | PJM_ROR_2_MISO_MI | PJM_ROR | MISO_MI | Internal | Summer | B10 | 1262 | 1305 | 0 | 74.87 | 74.61 | 2 | 0
2030 | PJM_ROR_2_MISO_MI | PJM_ROR | MISO_MI | Internal | Winter | B16 | 25 | 1305 | 530.64 | 93.6 | 95.6 | 2 | 0
2030 | PJM_ROR_2_MISO_MI | PJM_ROR | MISO_MI | Internal | Winter | B17 | 100 | 1305 | 0 | 93.58 | 91.58 | 2 | 0
2030 | PJM_ROR_2_MISO_MI | PJM_ROR | MISO_MI | Internal | Winter | B18 | 400 | 1305 | 0 | 91.86 | 89.87 | 2 | 0
2030 | PJM_ROR_2_MISO_MI | PJM_ROR | MISO_MI | Internal | Winter | B19 | 700 | 1305 | 0 | 91.13 | 89.33 | 2 | 0
2030 | PJM_ROR_2_MISO_MI | PJM_ROR | MISO_MI | Internal | Winter | B20 | 935 | 1305 | 0 | 78.94 | 78.6 | 2 | 0
2030 | PJM_ROR_2_MISO_MO-IL | PJM_ROR | MISO_MO-IL | Internal | Shoulder | B11 | 25 | 1111 | 630.39 | 91.31 | 93.31 | 2 | 0
2030 | PJM_ROR_2_MISO_MO-IL | PJM_ROR | MISO_MO-IL | Internal | Shoulder | B12 | 200 | 1111 | 0 | 89.83 | 87.84 | 2 | 0
2030 | PJM_ROR_2_MISO_MO-IL | PJM_ROR | MISO_MO-IL | Internal | Shoulder | B13 | 600 | 1111 | 0 | 87.86 | 87.66 | 2 | 0
2030 | PJM_ROR_2_MISO_MO-IL | PJM_ROR | MISO_MO-IL | Internal | Shoulder | B14 | 900 | 1111 | 0 | 87.73 | 85.74 | 2 | 0
2030 | PJM_ROR_2_MISO_MO-IL | PJM_ROR | MISO_MO-IL | Internal | Shoulder | B15 | 1203 | 1111 | 0 | 75.87 | 75.96 | 2 | 0
2030 | PJM_ROR_2_MISO_MO-IL | PJM_ROR | MISO_MO-IL | Internal | Summer | B1 | 10 | 1111 | 960.71 | 143.2 | 145.2 | 2 | 0
2030 | PJM_ROR_2_MISO_MO-IL | PJM_ROR | MISO_MO-IL | Internal | Summer | B2 | 25 | 1111 | 0 | 140.39 | 141.54 | 2 | 0
2030 | PJM_ROR_2_MISO_MO-IL | PJM_ROR | MISO_MO-IL | Internal | Summer | B3 | 75 | 1111 | 0 | 140.39 | 141.52 | 2 | 0
2030 | PJM_ROR_2_MISO_MO-IL | PJM_ROR | MISO_MO-IL | Internal | Summer | B4 | 100 | 1111 | 1111 | 138.85 | 140.86 | 2 | 0.01
2030 | PJM_ROR_2_MISO_MO-IL | PJM_ROR | MISO_MO-IL | Internal | Summer | B5 | 200 | 1111 | 1111 | 125.67 | 140.67 | 2 | 13
2030 | PJM_ROR_2_MISO_MO-IL | PJM_ROR | MISO_MO-IL | Internal | Summer | B6 | 300 | 1111 | 1111 | 102.19 | 108.47 | 2 | 4.27
2030 | PJM_ROR_2_MISO_MO-IL | PJM_ROR | MISO_MO-IL | Internal | Summer | B7 | 400 | 1111 | 0 | 91.03 | 92.16 | 2 | 0
2030 | PJM_ROR_2_MISO_MO-IL | PJM_ROR | MISO_MO-IL | Internal | Summer | B8 | 500 | 1111 | 0 | 90.02 | 88.02 | 2 | 0
2030 | PJM_ROR_2_MISO_MO-IL | PJM_ROR | MISO_MO-IL | Internal | Summer | B9 | 800 | 1111 | 0 | 85.37 | 83.38 | 2 | 0
2030 | PJM_ROR_2_MISO_MO-IL | PJM_ROR | MISO_MO-IL | Internal | Summer | B10 | 1262 | 1111 | 0 | 74.87 | 74.61 | 2 | 0
2030 | PJM_ROR_2_MISO_MO-IL | PJM_ROR | MISO_MO-IL | Internal | Winter | B16 | 25 | 1111 | 396.91 | 93.6 | 95.6 | 2 | 0
2030 | PJM_ROR_2_MISO_MO-IL | PJM_ROR | MISO_MO-IL | Internal | Winter | B17 | 100 | 1111 | 0 | 93.58 | 91.58 | 2 | 0
2030 | PJM_ROR_2_MISO_MO-IL | PJM_ROR | MISO_MO-IL | Internal | Winter | B18 | 400 | 1111 | 0 | 91.86 | 89.87 | 2 | 0
2030 | PJM_ROR_2_MISO_MO-IL | PJM_ROR | MISO_MO-IL | Internal | Winter | B19 | 700 | 1111 | 0 | 91.13 | 89.33 | 2 | 0
2030 | PJM_ROR_2_MISO_MO-IL | PJM_ROR | MISO_MO-IL | Internal | Winter | B20 | 935 | 1111 | 0 | 78.94 | 78.6 | 2 | 0
2030 | PJM_ROR_2_MISO_W | PJM_ROR | MISO_W | Internal | Shoulder | B11 | 25 | 709 | 0.02 | 91.31 | 93.3 | 2 | 0
2030 | PJM_ROR_2_MISO_W | PJM_ROR | MISO_W | Internal | Shoulder | B12 | 200 | 709 | 0 | 89.83 | 87.81 | 2 | 0
2030 | PJM_ROR_2_MISO_W | PJM_ROR | MISO_W | Internal | Shoulder | B13 | 600 | 709 | 0 | 87.86 | 84.38 | 2 | 0
2030 | PJM_ROR_2_MISO_W | PJM_ROR | MISO_W | Internal | Shoulder | B14 | 900 | 709 | 0 | 87.73 | 73.74 | 2 | 0
2030 | PJM_ROR_2_MISO_W | PJM_ROR | MISO_W | Internal | Shoulder | B15 | 1203 | 709 | 0 | 75.87 | 70.39 | 2 | 0
2030 | PJM_ROR_2_MISO_W | PJM_ROR | MISO_W | Internal | Summer | B1 | 10 | 709 | 0.04 | 143.2 | 145.19 | 2 | 0
2030 | PJM_ROR_2_MISO_W | PJM_ROR | MISO_W | Internal | Summer | B2 | 25 | 709 | 0 | 140.39 | 141.53 | 2 | 0
2030 | PJM_ROR_2_MISO_W | PJM_ROR | MISO_W | Internal | Summer | B3 | 75 | 709 | 0 | 140.39 | 141.53 | 2 | 0
2030 | PJM_ROR_2_MISO_W | PJM_ROR | MISO_W | Internal | Summer | B4 | 100 | 709 | 481.9 | 138.85 | 140.85 | 2 | 0
2030 | PJM_ROR_2_MISO_W | PJM_ROR | MISO_W | Internal | Summer | B5 | 200 | 709 | 709 | 125.67 | 140.66 | 2 | 12.99
2030 | PJM_ROR_2_MISO_W | PJM_ROR | MISO_W | Internal | Summer | B6 | 300 | 709 | 709 | 102.19 | 108.45 | 2 | 4.26
2030 | PJM_ROR_2_MISO_W | PJM_ROR | MISO_W | Internal | Summer | B7 | 400 | 709 | 0 | 91.03 | 89.05 | 2 | 0
2030 | PJM_ROR_2_MISO_W | PJM_ROR | MISO_W | Internal | Summer | B8 | 500 | 709 | 0 | 90.02 | 85.74 | 2 | 0
2030 | PJM_ROR_2_MISO_W | PJM_ROR | MISO_W | Internal | Summer | B9 | 800 | 709 | 0 | 85.37 | 83.36 | 2 | 0
2030 | PJM_ROR_2_MISO_W | PJM_ROR | MISO_W | Internal | Summer | B10 | 1262 | 709 | 0 | 74.87 | 70.38 | 2 | 0
2030 | PJM_ROR_2_MISO_W | PJM_ROR | MISO_W | Internal | Winter | B16 | 25 | 709 | 0 | 93.6 | 74.06 | 2 | 0
2030 | PJM_ROR_2_MISO_W | PJM_ROR | MISO_W | Internal | Winter | B17 | 100 | 709 | 0 | 93.58 | 76.8 | 2 | 0
2030 | PJM_ROR_2_MISO_W | PJM_ROR | MISO_W | Internal | Winter | B18 | 400 | 709 | 0 | 91.86 | 81.52 | 2 | 0
2030 | PJM_ROR_2_MISO_W | PJM_ROR | MISO_W | Internal | Winter | B19 | 700 | 709 | 0 | 91.13 | 81.03 | 2 | 0
2030 | PJM_ROR_2_MISO_W | PJM_ROR | MISO_W | Internal | Winter | B20 | 935 | 709 | 0 | 78.94 | 73.94 | 2 | 0
2030 | PJM_ROR_2_MISO_WUMS | PJM_ROR | MISO_WUMS | Internal | Shoulder | B11 | 25 | 1467 | 0 | 91.31 | 93.29 | 2 | 0
2030 | PJM_ROR_2_MISO_WUMS | PJM_ROR | MISO_WUMS | Internal | Shoulder | B12 | 200 | 1467 | 0 | 89.83 | 87.83 | 2 | 0
2030 | PJM_ROR_2_MISO_WUMS | PJM_ROR | MISO_WUMS | Internal | Shoulder | B13 | 600 | 1467 | 0 | 87.86 | 87.35 | 2 | 0
2030 | PJM_ROR_2_MISO_WUMS | PJM_ROR | MISO_WUMS | Internal | Shoulder | B14 | 900 | 1467 | 0 | 87.73 | 85.73 | 2 | 0
2030 | PJM_ROR_2_MISO_WUMS | PJM_ROR | MISO_WUMS | Internal | Shoulder | B15 | 1203 | 1467 | 0 | 75.87 | 75.7 | 2 | 0
2030 | PJM_ROR_2_MISO_WUMS | PJM_ROR | MISO_WUMS | Internal | Summer | B1 | 10 | 1467 | 0.05 | 143.2 | 145.19 | 2 | 0
2030 | PJM_ROR_2_MISO_WUMS | PJM_ROR | MISO_WUMS | Internal | Summer | B2 | 25 | 1467 | 0 | 140.39 | 141.53 | 2 | 0
2030 | PJM_ROR_2_MISO_WUMS | PJM_ROR | MISO_WUMS | Internal | Summer | B3 | 75 | 1467 | 0 | 140.39 | 141.38 | 2 | 0
2030 | PJM_ROR_2_MISO_WUMS | PJM_ROR | MISO_WUMS | Internal | Summer | B4 | 100 | 1467 | 0 | 138.85 | 139.3 | 2 | 0
2030 | PJM_ROR_2_MISO_WUMS | PJM_ROR | MISO_WUMS | Internal | Summer | B5 | 200 | 1467 | 0 | 125.67 | 123.67 | 2 | 0
2030 | PJM_ROR_2_MISO_WUMS | PJM_ROR | MISO_WUMS | Internal | Summer | B6 | 300 | 1467 | 0 | 102.19 | 101.85 | 2 | 0
2030 | PJM_ROR_2_MISO_WUMS | PJM_ROR | MISO_WUMS | Internal | Summer | B7 | 400 | 1467 | 0 | 91.03 | 89.03 | 2 | 0
2030 | PJM_ROR_2_MISO_WUMS | PJM_ROR | MISO_WUMS | Internal | Summer | B8 | 500 | 1467 | 0 | 90.02 | 85.76 | 2 | 0
2030 | PJM_ROR_2_MISO_WUMS | PJM_ROR | MISO_WUMS | Internal | Summer | B9 | 800 | 1467 | 0 | 85.37 | 83.37 | 2 | 0
2030 | PJM_ROR_2_MISO_WUMS | PJM_ROR | MISO_WUMS | Internal | Summer | B10 | 1262 | 1467 | 0 | 74.87 | 74.34 | 2 | 0
2030 | PJM_ROR_2_MISO_WUMS | PJM_ROR | MISO_WUMS | Internal | Winter | B16 | 25 | 1467 | 0 | 93.6 | 91.6 | 2 | 0
2030 | PJM_ROR_2_MISO_WUMS | PJM_ROR | MISO_WUMS | Internal | Winter | B17 | 100 | 1467 | 0 | 93.58 | 91.56 | 2 | 0
2030 | PJM_ROR_2_MISO_WUMS | PJM_ROR | MISO_WUMS | Internal | Winter | B18 | 400 | 1467 | 0 | 91.86 | 89.86 | 2 | 0
2030 | PJM_ROR_2_MISO_WUMS | PJM_ROR | MISO_WUMS | Internal | Winter | B19 | 700 | 1467 | 0 | 91.13 | 89.27 | 2 | 0
2030 | PJM_ROR_2_MISO_WUMS | PJM_ROR | MISO_WUMS | Internal | Winter | B20 | 935 | 1467 | 0 | 78.94 | 78.33 | 2 | 0
2030 | PJM_ROR_2_PJM_ROM | PJM_ROR | PJM_ROM | Internal | Shoulder | B11 | 25 | 8000 | 0 | 91.31 | 91.3 | 0.01 | 0
2030 | PJM_ROR_2_PJM_ROM | PJM_ROR | PJM_ROM | Internal | Shoulder | B12 | 200 | 8000 | 0 | 89.83 | 89.81 | 0.01 | 0
2030 | PJM_ROR_2_PJM_ROM | PJM_ROR | PJM_ROM | Internal | Shoulder | B13 | 600 | 8000 | 0 | 87.86 | 87.84 | 0.01 | 0
2030 | PJM_ROR_2_PJM_ROM | PJM_ROR | PJM_ROM | Internal | Shoulder | B14 | 900 | 8000 | 0 | 87.73 | 87.72 | 0.01 | 0
2030 | PJM_ROR_2_PJM_ROM | PJM_ROR | PJM_ROM | Internal | Shoulder | B15 | 1203 | 8000 | 50.63 | 75.87 | 75.88 | 0.01 | 0
2030 | PJM_ROR_2_PJM_ROM | PJM_ROR | PJM_ROM | Internal | Summer | B1 | 10 | 8000 | 0.02 | 143.2 | 143.19 | 0.01 | 0
2030 | PJM_ROR_2_PJM_ROM | PJM_ROR | PJM_ROM | Internal | Summer | B2 | 25 | 8000 | 0 | 140.39 | 140.37 | 0.01 | 0
2030 | PJM_ROR_2_PJM_ROM | PJM_ROR | PJM_ROM | Internal | Summer | B3 | 75 | 8000 | 0 | 140.39 | 140.37 | 0.01 | 0
2030 | PJM_ROR_2_PJM_ROM | PJM_ROR | PJM_ROM | Internal | Summer | B4 | 100 | 8000 | 0 | 138.85 | 133.2 | 0.01 | 0
2030 | PJM_ROR_2_PJM_ROM | PJM_ROR | PJM_ROM | Internal | Summer | B5 | 200 | 8000 | 0 | 125.67 | 124.53 | 0.01 | 0
2030 | PJM_ROR_2_PJM_ROM | PJM_ROR | PJM_ROM | Internal | Summer | B6 | 300 | 8000 | 0 | 102.19 | 102.18 | 0.01 | 0
2030 | PJM_ROR_2_PJM_ROM | PJM_ROR | PJM_ROM | Internal | Summer | B7 | 400 | 8000 | 0 | 91.03 | 91.02 | 0.01 | 0
2030 | PJM_ROR_2_PJM_ROM | PJM_ROR | PJM_ROM | Internal | Summer | B8 | 500 | 8000 | 0 | 90.02 | 90.01 | 0.01 | 0
2030 | PJM_ROR_2_PJM_ROM | PJM_ROR | PJM_ROM | Internal | Summer | B9 | 800 | 8000 | 0 | 85.37 | 85.36 | 0.01 | 0
2030 | PJM_ROR_2_PJM_ROM | PJM_ROR | PJM_ROM | Internal | Summer | B10 | 1262 | 8000 | 0 | 74.87 | 74.85 | 0.01 | 0
2030 | PJM_ROR_2_PJM_ROM | PJM_ROR | PJM_ROM | Internal | Winter | B16 | 25 | 8000 | 0 | 93.6 | 93.59 | 0.01 | 0
2030 | PJM_ROR_2_PJM_ROM | PJM_ROR | PJM_ROM | Internal | Winter | B17 | 100 | 8000 | 256.14 | 93.58 | 93.59 | 0.01 | 0
2030 | PJM_ROR_2_PJM_ROM | PJM_ROR | PJM_ROM | Internal | Winter | B18 | 400 | 8000 | 1159.72 | 91.86 | 91.87 | 0.01 | 0
2030 | PJM_ROR_2_PJM_ROM | PJM_ROR | PJM_ROM | Internal | Winter | B19 | 700 | 8000 | 0 | 91.13 | 91.12 | 0.01 | 0
2030 | PJM_ROR_2_PJM_ROM | PJM_ROR | PJM_ROM | Internal | Winter | B20 | 935 | 8000 | 0 | 78.94 | 78.93 | 0.01 | 0
2030 | PJM_ROR_2_TVA_Transmission | PJM_ROR | TVA_Transmission | Internal | Shoulder | B11 | 25 | 2500 | 365.69 | 91.31 | 97.31 | 6 | 0
2030 | PJM_ROR_2_TVA_Transmission | PJM_ROR | TVA_Transmission | Internal | Shoulder | B12 | 200 | 2500 | 0 | 89.83 | 91.76 | 6 | 0
2030 | PJM_ROR_2_TVA_Transmission | PJM_ROR | TVA_Transmission | Internal | Shoulder | B13 | 600 | 2500 | 0 | 87.86 | 91.76 | 6 | 0
2030 | PJM_ROR_2_TVA_Transmission | PJM_ROR | TVA_Transmission | Internal | Shoulder | B14 | 900 | 2500 | 0 | 87.73 | 91.76 | 6 | 0
2030 | PJM_ROR_2_TVA_Transmission | PJM_ROR | TVA_Transmission | Internal | Shoulder | B15 | 1203 | 2500 | 1717.84 | 75.87 | 81.87 | 6 | 0
2030 | PJM_ROR_2_TVA_Transmission | PJM_ROR | TVA_Transmission | Internal | Summer | B1 | 10 | 2500 | 2500 | 143.2 | 153.2 | 6 | 4
2030 | PJM_ROR_2_TVA_Transmission | PJM_ROR | TVA_Transmission | Internal | Summer | B2 | 25 | 2500 | 2500 | 140.39 | 149.54 | 6 | 3.15
2030 | PJM_ROR_2_TVA_Transmission | PJM_ROR | TVA_Transmission | Internal | Summer | B3 | 75 | 2500 | 1832.5 | 140.39 | 146.39 | 6 | 0
2030 | PJM_ROR_2_TVA_Transmission | PJM_ROR | TVA_Transmission | Internal | Summer | B4 | 100 | 2500 | 255.37 | 138.85 | 144.85 | 6 | 0
2030 | PJM_ROR_2_TVA_Transmission | PJM_ROR | TVA_Transmission | Internal | Summer | B5 | 200 | 2500 | 967.85 | 125.67 | 131.67 | 6 | 0
2030 | PJM_ROR_2_TVA_Transmission | PJM_ROR | TVA_Transmission | Internal | Summer | B6 | 300 | 2500 | 0 | 102.19 | 100.42 | 6 | 0
2030 | PJM_ROR_2_TVA_Transmission | PJM_ROR | TVA_Transmission | Internal | Summer | B7 | 400 | 2500 | 0 | 91.03 | 91.03 | 6 | 0
2030 | PJM_ROR_2_TVA_Transmission | PJM_ROR | TVA_Transmission | Internal | Summer | B8 | 500 | 2500 | 0 | 90.02 | 90.33 | 6 | 0
2030 | PJM_ROR_2_TVA_Transmission | PJM_ROR | TVA_Transmission | Internal | Summer | B9 | 800 | 2500 | 0 | 85.37 | 90.33 | 6 | 0
2030 | PJM_ROR_2_TVA_Transmission | PJM_ROR | TVA_Transmission | Internal | Summer | B10 | 1262 | 2500 | 0 | 74.87 | 80 | 6 | 0
2030 | PJM_ROR_2_TVA_Transmission | PJM_ROR | TVA_Transmission | Internal | Winter | B16 | 25 | 2500 | 1595.89 | 93.6 | 99.6 | 6 | 0
2030 | PJM_ROR_2_TVA_Transmission | PJM_ROR | TVA_Transmission | Internal | Winter | B17 | 100 | 2500 | 0 | 93.58 | 94.8 | 6 | 0
2030 | PJM_ROR_2_TVA_Transmission | PJM_ROR | TVA_Transmission | Internal | Winter | B18 | 400 | 2500 | 0 | 91.86 | 94.28 | 6 | 0
2030 | PJM_ROR_2_TVA_Transmission | PJM_ROR | TVA_Transmission | Internal | Winter | B19 | 700 | 2500 | 0 | 91.13 | 94.28 | 6 | 0
2030 | PJM_ROR_2_TVA_Transmission | PJM_ROR | TVA_Transmission | Internal | Winter | B20 | 935 | 2500 | 923.81 | 78.94 | 84.94 | 6 | 0
2030 | PJM_ROR_2_VACAR | PJM_ROR | VACAR | Internal | Shoulder | B11 | 25 | 3000 | 559.62 | 91.31 | 97.31 | 6 | 0
2030 | PJM_ROR_2_VACAR | PJM_ROR | VACAR | Internal | Shoulder | B12 | 200 | 3000 | 0 | 89.83 | 82.83 | 6 | 0
2030 | PJM_ROR_2_VACAR | PJM_ROR | VACAR | Internal | Shoulder | B13 | 600 | 3000 | 0 | 87.86 | 82.83 | 6 | 0
2030 | PJM_ROR_2_VACAR | PJM_ROR | VACAR | Internal | Shoulder | B14 | 900 | 3000 | 0 | 87.73 | 82.83 | 6 | 0
2030 | PJM_ROR_2_VACAR | PJM_ROR | VACAR | Internal | Shoulder | B15 | 1203 | 3000 | 0 | 75.87 | 74.87 | 6 | 0
2030 | PJM_ROR_2_VACAR | PJM_ROR | VACAR | Internal | Summer | B1 | 10 | 3000 | 2797.04 | 143.2 | 149.2 | 6 | 0
2030 | PJM_ROR_2_VACAR | PJM_ROR | VACAR | Internal | Summer | B2 | 25 | 3000 | 3000 | 140.39 | 151.39 | 6 | 5
2030 | PJM_ROR_2_VACAR | PJM_ROR | VACAR | Internal | Summer | B3 | 75 | 3000 | 0 | 140.39 | 142.4 | 6 | 0
2030 | PJM_ROR_2_VACAR | PJM_ROR | VACAR | Internal | Summer | B4 | 100 | 3000 | 0 | 138.85 | 115.17 | 6 | 0
2030 | PJM_ROR_2_VACAR | PJM_ROR | VACAR | Internal | Summer | B5 | 200 | 3000 | 0 | 125.67 | 118.67 | 6 | 0
2030 | PJM_ROR_2_VACAR | PJM_ROR | VACAR | Internal | Summer | B6 | 300 | 3000 | 0 | 102.19 | 93.42 | 6 | 0
2030 | PJM_ROR_2_VACAR | PJM_ROR | VACAR | Internal | Summer | B7 | 400 | 3000 | 0 | 91.03 | 84.03 | 6 | 0
2030 | PJM_ROR_2_VACAR | PJM_ROR | VACAR | Internal | Summer | B8 | 500 | 3000 | 0 | 90.02 | 83.02 | 6 | 0
2030 | PJM_ROR_2_VACAR | PJM_ROR | VACAR | Internal | Summer | B9 | 800 | 3000 | 0 | 85.37 | 80.87 | 6 | 0
2030 | PJM_ROR_2_VACAR | PJM_ROR | VACAR | Internal | Summer | B10 | 1262 | 3000 | 1710.76 | 74.87 | 80.87 | 6 | 0
2030 | PJM_ROR_2_VACAR | PJM_ROR | VACAR | Internal | Winter | B16 | 25 | 3000 | 0 | 93.6 | 97.35 | 6 | 0
2030 | PJM_ROR_2_VACAR | PJM_ROR | VACAR | Internal | Winter | B17 | 100 | 3000 | 0 | 93.58 | 87.21 | 6 | 0
2030 | PJM_ROR_2_VACAR | PJM_ROR | VACAR | Internal | Winter | B18 | 400 | 3000 | 0 | 91.86 | 87.21 | 6 | 0
2030 | PJM_ROR_2_VACAR | PJM_ROR | VACAR | Internal | Winter | B19 | 700 | 3000 | 0 | 91.13 | 87.21 | 6 | 0
2030 | PJM_ROR_2_VACAR | PJM_ROR | VACAR | Internal | Winter | B20 | 935 | 3000 | 0 | 78.94 | 77.94 | 6 | 0
2030 | PJM_ROM_2_NYISO_A-F | PJM_ROM | NYISO_A-F | Internal | Shoulder | B11 | 25 | 2000 | 0 | 91.3 | 46.95 | 6 | 0
2030 | PJM_ROM_2_NYISO_A-F | PJM_ROM | NYISO_A-F | Internal | Shoulder | B12 | 200 | 2000 | 0 | 89.81 | 46.95 | 6 | 0
2030 | PJM_ROM_2_NYISO_A-F | PJM_ROM | NYISO_A-F | Internal | Shoulder | B13 | 600 | 2000 | 0 | 87.84 | 46.95 | 6 | 0
2030 | PJM_ROM_2_NYISO_A-F | PJM_ROM | NYISO_A-F | Internal | Shoulder | B14 | 900 | 2000 | 0 | 87.72 | 46.95 | 6 | 0
2030 | PJM_ROM_2_NYISO_A-F | PJM_ROM | NYISO_A-F | Internal | Shoulder | B15 | 1203 | 2000 | 0 | 75.88 | 46.95 | 6 | 0
2030 | PJM_ROM_2_NYISO_A-F | PJM_ROM | NYISO_A-F | Internal | Summer | B1 | 10 | 2000 | 0 | 143.19 | 78.91 | 6 | 0
2030 | PJM_ROM_2_NYISO_A-F | PJM_ROM | NYISO_A-F | Internal | Summer | B2 | 25 | 2000 | 0 | 140.37 | 92.91 | 6 | 0
2030 | PJM_ROM_2_NYISO_A-F | PJM_ROM | NYISO_A-F | Internal | Summer | B3 | 75 | 2000 | 0 | 140.37 | 92.91 | 6 | 0
2030 | PJM_ROM_2_NYISO_A-F | PJM_ROM | NYISO_A-F | Internal | Summer | B4 | 100 | 2000 | 0 | 133.2 | 86.39 | 6 | 0
2030 | PJM_ROM_2_NYISO_A-F | PJM_ROM | NYISO_A-F | Internal | Summer | B5 | 200 | 2000 | 0 | 124.53 | 83.9 | 6 | 0
2030 | PJM_ROM_2_NYISO_A-F | PJM_ROM | NYISO_A-F | Internal | Summer | B6 | 300 | 2000 | 0 | 102.18 | 83.9 | 6 | 0
2030 | PJM_ROM_2_NYISO_A-F | PJM_ROM | NYISO_A-F | Internal | Summer | B7 | 400 | 2000 | 0 | 91.02 | 74.47 | 6 | 0
2030 | PJM_ROM_2_NYISO_A-F | PJM_ROM | NYISO_A-F | Internal | Summer | B8 | 500 | 2000 | 0 | 90.01 | 74.47 | 6 | 0
2030 | PJM_ROM_2_NYISO_A-F | PJM_ROM | NYISO_A-F | Internal | Summer | B9 | 800 | 2000 | 0 | 85.36 | 73.2 | 6 | 0
2030 | PJM_ROM_2_NYISO_A-F | PJM_ROM | NYISO_A-F | Internal | Summer | B10 | 1262 | 2000 | 0 | 74.85 | 73.2 | 6 | 0
2030 | PJM_ROM_2_NYISO_A-F | PJM_ROM | NYISO_A-F | Internal | Winter | B16 | 25 | 2000 | 0 | 93.59 | 46.95 | 6 | 0
2030 | PJM_ROM_2_NYISO_A-F | PJM_ROM | NYISO_A-F | Internal | Winter | B17 | 100 | 2000 | 0 | 93.59 | 46.95 | 6 | 0
2030 | PJM_ROM_2_NYISO_A-F | PJM_ROM | NYISO_A-F | Internal | Winter | B18 | 400 | 2000 | 0 | 91.87 | 46.95 | 6 | 0
2030 | PJM_ROM_2_NYISO_A-F | PJM_ROM | NYISO_A-F | Internal | Winter | B19 | 700 | 2000 | 0 | 91.12 | 46.95 | 6 | 0
2030 | PJM_ROM_2_NYISO_A-F | PJM_ROM | NYISO_A-F | Internal | Winter | B20 | 935 | 2000 | 0 | 78.93 | 46.95 | 6 | 0
2030 | PJM_ROM_2_PJM_E | PJM_ROM | PJM_E | Internal | Shoulder | B11 | 25 | 8000 | 0 | 91.3 | 91.29 | 0.01 | 0
2030 | PJM_ROM_2_PJM_E | PJM_ROM | PJM_E | Internal | Shoulder | B12 | 200 | 8000 | 0 | 89.81 | 89.8 | 0.01 | 0
2030 | PJM_ROM_2_PJM_E | PJM_ROM | PJM_E | Internal | Shoulder | B13 | 600 | 8000 | 0 | 87.84 | 87.83 | 0.01 | 0
2030 | PJM_ROM_2_PJM_E | PJM_ROM | PJM_E | Internal | Shoulder | B14 | 900 | 8000 | 0 | 87.72 | 87.71 | 0.01 | 0
2030 | PJM_ROM_2_PJM_E | PJM_ROM | PJM_E | Internal | Shoulder | B15 | 1203 | 8000 | 0 | 75.88 | 75.87 | 0.01 | 0
2030 | PJM_ROM_2_PJM_E | PJM_ROM | PJM_E | Internal | Summer | B1 | 10 | 8000 | 0.02 | 143.19 | 143.18 | 0.01 | 0
2030 | PJM_ROM_2_PJM_E | PJM_ROM | PJM_E | Internal | Summer | B2 | 25 | 8000 | 0 | 140.37 | 140.36 | 0.01 | 0
2030 | PJM_ROM_2_PJM_E | PJM_ROM | PJM_E | Internal | Summer | B3 | 75 | 8000 | 0 | 140.37 | 140.36 | 0.01 | 0
2030 | PJM_ROM_2_PJM_E | PJM_ROM | PJM_E | Internal | Summer | B4 | 100 | 8000 | 0 | 133.2 | 133.19 | 0.01 | 0
2030 | PJM_ROM_2_PJM_E | PJM_ROM | PJM_E | Internal | Summer | B5 | 200 | 8000 | 0 | 124.53 | 124.52 | 0.01 | 0
2030 | PJM_ROM_2_PJM_E | PJM_ROM | PJM_E | Internal | Summer | B6 | 300 | 8000 | 0 | 102.18 | 102.17 | 0.01 | 0
2030 | PJM_ROM_2_PJM_E | PJM_ROM | PJM_E | Internal | Summer | B7 | 400 | 8000 | 0 | 91.02 | 91.01 | 0.01 | 0
2030 | PJM_ROM_2_PJM_E | PJM_ROM | PJM_E | Internal | Summer | B8 | 500 | 8000 | 0 | 90.01 | 90 | 0.01 | 0
2030 | PJM_ROM_2_PJM_E | PJM_ROM | PJM_E | Internal | Summer | B9 | 800 | 8000 | 0 | 85.36 | 85.34 | 0.01 | 0
2030 | PJM_ROM_2_PJM_E | PJM_ROM | PJM_E | Internal | Summer | B10 | 1262 | 8000 | 0 | 74.85 | 74.84 | 0.01 | 0
2030 | PJM_ROM_2_PJM_E | PJM_ROM | PJM_E | Internal | Winter | B16 | 25 | 8000 | 0 | 93.59 | 93.58 | 0.01 | 0
2030 | PJM_ROM_2_PJM_E | PJM_ROM | PJM_E | Internal | Winter | B17 | 100 | 8000 | 0 | 93.59 | 93.58 | 0.01 | 0
2030 | PJM_ROM_2_PJM_E | PJM_ROM | PJM_E | Internal | Winter | B18 | 400 | 8000 | 0 | 91.87 | 91.86 | 0.01 | 0
2030 | PJM_ROM_2_PJM_E | PJM_ROM | PJM_E | Internal | Winter | B19 | 700 | 8000 | 0 | 91.12 | 91.11 | 0.01 | 0
2030 | PJM_ROM_2_PJM_E | PJM_ROM | PJM_E | Internal | Winter | B20 | 935 | 8000 | 0 | 78.93 | 78.92 | 0.01 | 0
2030 | PJM_ROM_2_PJM_ROR | PJM_ROM | PJM_ROR | Internal | Shoulder | B11 | 25 | 8000 | 6164.26 | 91.3 | 91.31 | 0.01 | 0
2030 | PJM_ROM_2_PJM_ROR | PJM_ROM | PJM_ROR | Internal | Shoulder | B12 | 200 | 8000 | 1979.5 | 89.81 | 89.83 | 0.01 | 0
2030 | PJM_ROM_2_PJM_ROR | PJM_ROM | PJM_ROR | Internal | Shoulder | B13 | 600 | 8000 | 3388.01 | 87.84 | 87.86 | 0.01 | 0
2030 | PJM_ROM_2_PJM_ROR | PJM_ROM | PJM_ROR | Internal | Shoulder | B14 | 900 | 8000 | 569.72 | 87.72 | 87.73 | 0.01 | 0
2030 | PJM_ROM_2_PJM_ROR | PJM_ROM | PJM_ROR | Internal | Shoulder | B15 | 1203 | 8000 | 0 | 75.88 | 75.87 | 0.01 | 0
2030 | PJM_ROM_2_PJM_ROR | PJM_ROM | PJM_ROR | Internal | Summer | B1 | 10 | 8000 | 2112.1 | 143.19 | 143.2 | 0.01 | 0
2030 | PJM_ROM_2_PJM_ROR | PJM_ROM | PJM_ROR | Internal | Summer | B2 | 25 | 8000 | 3172.7 | 140.37 | 140.39 | 0.01 | 0
2030 | PJM_ROM_2_PJM_ROR | PJM_ROM | PJM_ROR | Internal | Summer | B3 | 75 | 8000 | 7149.07 | 140.37 | 140.39 | 0.01 | 0
2030 | PJM_ROM_2_PJM_ROR | PJM_ROM | PJM_ROR | Internal | Summer | B4 | 100 | 8000 | 8000 | 133.2 | 138.85 | 0.01 | 5.64
2030 | PJM_ROM_2_PJM_ROR | PJM_ROM | PJM_ROR | Internal | Summer | B5 | 200 | 8000 | 8000 | 124.53 | 125.67 | 0.01 | 1.13
2030 | PJM_ROM_2_PJM_ROR | PJM_ROM | PJM_ROR | Internal | Summer | B6 | 300 | 8000 | 6433.51 | 102.18 | 102.19 | 0.01 | 0
2030 | PJM_ROM_2_PJM_ROR | PJM_ROM | PJM_ROR | Internal | Summer | B7 | 400 | 8000 | 4969.73 | 91.02 | 91.03 | 0.01 | 0
2030 | PJM_ROM_2_PJM_ROR | PJM_ROM | PJM_ROR | Internal | Summer | B8 | 500 | 8000 | 2842.71 | 90.01 | 90.02 | 0.01 | 0
2030 | PJM_ROM_2_PJM_ROR | PJM_ROM | PJM_ROR | Internal | Summer | B9 | 800 | 8000 | 4353.26 | 85.36 | 85.37 | 0.01 | 0
2030 | PJM_ROM_2_PJM_ROR | PJM_ROM | PJM_ROR | Internal | Summer | B10 | 1262 | 8000 | 815.88 | 74.85 | 74.87 | 0.01 | 0
2030 | PJM_ROM_2_PJM_ROR | PJM_ROM | PJM_ROR | Internal | Winter | B16 | 25 | 8000 | 7.18 | 93.59 | 93.6 | 0.01 | 0
2030 | PJM_ROM_2_PJM_ROR | PJM_ROM | PJM_ROR | Internal | Winter | B17 | 100 | 8000 | 0 | 93.59 | 93.58 | 0.01 | 0
2030 | PJM_ROM_2_PJM_ROR | PJM_ROM | PJM_ROR | Internal | Winter | B18 | 400 | 8000 | 0 | 91.87 | 91.86 | 0.01 | 0
2030 | PJM_ROM_2_PJM_ROR | PJM_ROM | PJM_ROR | Internal | Winter | B19 | 700 | 8000 | 1501.92 | 91.12 | 91.13 | 0.01 | 0
2030 | PJM_ROM_2_PJM_ROR | PJM_ROM | PJM_ROR | Internal | Winter | B20 | 935 | 8000 | 2369.86 | 78.93 | 78.94 | 0.01 | 0
2030 | SOCO_2_ENT | SOCO | ENT | Internal | Shoulder | B11 | 25 | 2400 | 0 | 104.31 | 94.22 | 10 | 0
2030 | SOCO_2_ENT | SOCO | ENT | Internal | Shoulder | B12 | 200 | 2400 | 0 | 92.38 | 93.53 | 10 | 0
2030 | SOCO_2_ENT | SOCO | ENT | Internal | Shoulder | B13 | 600 | 2400 | 0 | 92.38 | 90.37 | 10 | 0
2030 | SOCO_2_ENT | SOCO | ENT | Internal | Shoulder | B14 | 900 | 2400 | 0 | 92.38 | 90.37 | 10 | 0
2030 | SOCO_2_ENT | SOCO | ENT | Internal | Shoulder | B15 | 1203 | 2400 | 0 | 82.36 | 83.96 | 10 | 0
2030 | SOCO_2_ENT | SOCO | ENT | Internal | Summer | B1 | 10 | 2400 | 0 | 156.2 | 148.2 | 10 | 0
2030 | SOCO_2_ENT | SOCO | ENT | Internal | Summer | B2 | 25 | 2400 | 0 | 156.93 | 148.93 | 10 | 0
2030 | SOCO_2_ENT | SOCO | ENT | Internal | Summer | B3 | 75 | 2400 | 0 | 149.4 | 141.4 | 10 | 0
2030 | SOCO_2_ENT | SOCO | ENT | Internal | Summer | B4 | 100 | 2400 | 0 | 141.58 | 137.96 | 10 | 0
2030 | SOCO_2_ENT | SOCO | ENT | Internal | Summer | B5 | 200 | 2400 | 0 | 125.67 | 132.67 | 10 | 0
2030 | SOCO_2_ENT | SOCO | ENT | Internal | Summer | B6 | 300 | 2400 | 0 | 96.65 | 100.47 | 10 | 0
2030 | SOCO_2_ENT | SOCO | ENT | Internal | Summer | B7 | 400 | 2400 | 0 | 91.03 | 92.56 | 10 | 0
2030 | SOCO_2_ENT | SOCO | ENT | Internal | Summer | B8 | 500 | 2400 | 0 | 90.88 | 91.87 | 10 | 0
2030 | SOCO_2_ENT | SOCO | ENT | Internal | Summer | B9 | 800 | 2400 | 0 | 90.88 | 91.38 | 10 | 0
2030 | SOCO_2_ENT | SOCO | ENT | Internal | Summer | B10 | 1262 | 2400 | 0 | 87.87 | 82.61 | 10 | 0
2030 | SOCO_2_ENT | SOCO | ENT | Internal | Winter | B16 | 25 | 2400 | 0 | 104.35 | 96.8 | 10 | 0
2030 | SOCO_2_ENT | SOCO | ENT | Internal | Winter | B17 | 100 | 2400 | 0 | 95.54 | 95.76 | 10 | 0
2030 | SOCO_2_ENT | SOCO | ENT | Internal | Winter | B18 | 400 | 2400 | 0 | 95.54 | 93.53 | 10 | 0
2030 | SOCO_2_ENT | SOCO | ENT | Internal | Winter | B19 | 700 | 2400 | 0 | 95.54 | 93.53 | 10 | 0
2030 | SOCO_2_ENT | SOCO | ENT | Internal | Winter | B20 | 935 | 2400 | 0 | 84.94 | 86.6 | 10 | 0
2030 | SOCO_2_FRCC | SOCO | FRCC | Internal | Shoulder | B11 | 25 | 3700 | 3590 | 104.31 | 114.31 | 10 | 0
2030 | SOCO_2_FRCC | SOCO | FRCC | Internal | Shoulder | B12 | 200 | 3700 | 0 | 92.38 | 97.62 | 10 | 0
2030 | SOCO_2_FRCC | SOCO | FRCC | Internal | Shoulder | B13 | 600 | 3700 | 0 | 92.38 | 97.62 | 10 | 0
2030 | SOCO_2_FRCC | SOCO | FRCC | Internal | Shoulder | B14 | 900 | 3700 | 0 | 92.38 | 97.62 | 10 | 0
2030 | SOCO_2_FRCC | SOCO | FRCC | Internal | Shoulder | B15 | 1203 | 3700 | 0 | 82.36 | 84.43 | 10 | 0
2030 | SOCO_2_FRCC | SOCO | FRCC | Internal | Summer | B1 | 10 | 3700 | 0 | 156.2 | 155.87 | 10 | 0
2030 | SOCO_2_FRCC | SOCO | FRCC | Internal | Summer | B2 | 25 | 3700 | 0 | 156.93 | 155.87 | 10 | 0
2030 | SOCO_2_FRCC | SOCO | FRCC | Internal | Summer | B3 | 75 | 3700 | 0 | 149.4 | 151.58 | 10 | 0
2030 | SOCO_2_FRCC | SOCO | FRCC | Internal | Summer | B4 | 100 | 3700 | 555.16 | 141.58 | 151.58 | 10 | 0
2030 | SOCO_2_FRCC | SOCO | FRCC | Internal | Summer | B5 | 200 | 3700 | 145.65 | 125.67 | 135.67 | 10 | 0
2030 | SOCO_2_FRCC | SOCO | FRCC | Internal | Summer | B6 | 300 | 3700 | 0 | 96.65 | 96.7 | 10 | 0
2030 | SOCO_2_FRCC | SOCO | FRCC | Internal | Summer | B7 | 400 | 3700 | 0 | 91.03 | 96.7 | 10 | 0
2030 | SOCO_2_FRCC | SOCO | FRCC | Internal | Summer | B8 | 500 | 3700 | 0 | 90.88 | 96.7 | 10 | 0
2030 | SOCO_2_FRCC | SOCO | FRCC | Internal | Summer | B9 | 800 | 3700 | 0 | 90.88 | 96.7 | 10 | 0
2030 | SOCO_2_FRCC | SOCO | FRCC | Internal | Summer | B10 | 1262 | 3700 | 0 | 87.87 | 83.66 | 10 | 0
2030 | SOCO_2_FRCC | SOCO | FRCC | Internal | Winter | B16 | 25 | 3700 | 0 | 104.35 | 100.28 | 10 | 0
2030 | SOCO_2_FRCC | SOCO | FRCC | Internal | Winter | B17 | 100 | 3700 | 0 | 95.54 | 100.28 | 10 | 0
2030 | SOCO_2_FRCC | SOCO | FRCC | Internal | Winter | B18 | 400 | 3700 | 0 | 95.54 | 100.28 | 10 | 0
2030 | SOCO_2_FRCC | SOCO | FRCC | Internal | Winter | B19 | 700 | 3700 | 0 | 95.54 | 93.94 | 10 | 0
2030 | SOCO_2_FRCC | SOCO | FRCC | Internal | Winter | B20 | 935 | 3700 | 0 | 84.94 | 86.69 | 10 | 0
2030 | SOCO_2_TVA_Transmission | SOCO | TVA_Transmission | Internal | Shoulder | B11 | 25 | 2600 | 0 | 104.31 | 97.31 | 10 | 0
2030 | SOCO_2_TVA_Transmission | SOCO | TVA_Transmission | Internal | Shoulder | B12 | 200 | 2600 | 0 | 92.38 | 91.76 | 10 | 0
2030 | SOCO_2_TVA_Transmission | SOCO | TVA_Transmission | Internal | Shoulder | B13 | 600 | 2600 | 0 | 92.38 | 91.76 | 10 | 0
2030 | SOCO_2_TVA_Transmission | SOCO | TVA_Transmission | Internal | Shoulder | B14 | 900 | 2600 | 0 | 92.38 | 91.76 | 10 | 0
2030 | SOCO_2_TVA_Transmission | SOCO | TVA_Transmission | Internal | Shoulder | B15 | 1203 | 2600 | 0 | 82.36 | 81.87 | 10 | 0
2030 | SOCO_2_TVA_Transmission | SOCO | TVA_Transmission | Internal | Summer | B1 | 10 | 2600 | 0 | 156.2 | 153.2 | 10 | 0
2030 | SOCO_2_TVA_Transmission | SOCO | TVA_Transmission | Internal | Summer | B2 | 25 | 2600 | 0 | 156.93 | 149.54 | 10 | 0
2030 | SOCO_2_TVA_Transmission | SOCO | TVA_Transmission | Internal | Summer | B3 | 75 | 2600 | 0 | 149.4 | 146.39 | 10 | 0
2030 | SOCO_2_TVA_Transmission | SOCO | TVA_Transmission | Internal | Summer | B4 | 100 | 2600 | 0 | 141.58 | 144.85 | 10 | 0
2030 | SOCO_2_TVA_Transmission | SOCO | TVA_Transmission | Internal | Summer | B5 | 200 | 2600 | 0 | 125.67 | 131.67 | 10 | 0
2030 | SOCO_2_TVA_Transmission | SOCO | TVA_Transmission | Internal | Summer | B6 | 300 | 2600 | 0 | 96.65 | 100.42 | 10 | 0
2030 | SOCO_2_TVA_Transmission | SOCO | TVA_Transmission | Internal | Summer | B7 | 400 | 2600 | 0 | 91.03 | 91.03 | 10 | 0
2030 | SOCO_2_TVA_Transmission | SOCO | TVA_Transmission | Internal | Summer | B8 | 500 | 2600 | 0 | 90.88 | 90.33 | 10 | 0
2030 | SOCO_2_TVA_Transmission | SOCO | TVA_Transmission | Internal | Summer | B9 | 800 | 2600 | 0 | 90.88 | 90.33 | 10 | 0
2030 | SOCO_2_TVA_Transmission | SOCO | TVA_Transmission | Internal | Summer | B10 | 1262 | 2600 | 0 | 87.87 | 80 | 10 | 0
2030 | SOCO_2_TVA_Transmission | SOCO | TVA_Transmission | Internal | Winter | B16 | 25 | 2600 | 0 | 104.35 | 99.6 | 10 | 0
2030 | SOCO_2_TVA_Transmission | SOCO | TVA_Transmission | Internal | Winter | B17 | 100 | 2600 | 0 | 95.54 | 94.8 | 10 | 0
2030 | SOCO_2_TVA_Transmission | SOCO | TVA_Transmission | Internal | Winter | B18 | 400 | 2600 | 0 | 95.54 | 94.28 | 10 | 0
2030 | SOCO_2_TVA_Transmission | SOCO | TVA_Transmission | Internal | Winter | B19 | 700 | 2600 | 0 | 95.54 | 94.28 | 10 | 0
2030 | SOCO_2_TVA_Transmission | SOCO | TVA_Transmission | Internal | Winter | B20 | 935 | 2600 | 0 | 84.94 | 84.94 | 10 | 0
2030 | SOCO_2_VACAR | SOCO | VACAR | Internal | Shoulder | B11 | 25 | 2000 | 0 | 104.31 | 97.31 | 10 | 0
2030 | SOCO_2_VACAR | SOCO | VACAR | Internal | Shoulder | B12 | 200 | 2000 | 0 | 92.38 | 82.83 | 10 | 0
2030 | SOCO_2_VACAR | SOCO | VACAR | Internal | Shoulder | B13 | 600 | 2000 | 0 | 92.38 | 82.83 | 10 | 0
2030 | SOCO_2_VACAR | SOCO | VACAR | Internal | Shoulder | B14 | 900 | 2000 | 0 | 92.38 | 82.83 | 10 | 0
2030 | SOCO_2_VACAR | SOCO | VACAR | Internal | Shoulder | B15 | 1203 | 2000 | 0 | 82.36 | 74.87 | 10 | 0
2030 | SOCO_2_VACAR | SOCO | VACAR | Internal | Summer | B1 | 10 | 2000 | 0 | 156.2 | 149.2 | 10 | 0
2030 | SOCO_2_VACAR | SOCO | VACAR | Internal | Summer | B2 | 25 | 2000 | 0 | 156.93 | 151.39 | 10 | 0
2030 | SOCO_2_VACAR | SOCO | VACAR | Internal | Summer | B3 | 75 | 2000 | 0 | 149.4 | 142.4 | 10 | 0
2030 | SOCO_2_VACAR | SOCO | VACAR | Internal | Summer | B4 | 100 | 2000 | 0 | 141.58 | 115.17 | 10 | 0
2030 | SOCO_2_VACAR | SOCO | VACAR | Internal | Summer | B5 | 200 | 2000 | 0 | 125.67 | 118.67 | 10 | 0
2030 | SOCO_2_VACAR | SOCO | VACAR | Internal | Summer | B6 | 300 | 2000 | 0 | 96.65 | 93.42 | 10 | 0
2030 | SOCO_2_VACAR | SOCO | VACAR | Internal | Summer | B7 | 400 | 2000 | 0 | 91.03 | 84.03 | 10 | 0
2030 | SOCO_2_VACAR | SOCO | VACAR | Internal | Summer | B8 | 500 | 2000 | 0 | 90.88 | 83.02 | 10 | 0
2030 | SOCO_2_VACAR | SOCO | VACAR | Internal | Summer | B9 | 800 | 2000 | 0 | 90.88 | 80.87 | 10 | 0
2030 | SOCO_2_VACAR | SOCO | VACAR | Internal | Summer | B10 | 1262 | 2000 | 0 | 87.87 | 80.87 | 10 | 0
2030 | SOCO_2_VACAR | SOCO | VACAR | Internal | Winter | B16 | 25 | 2000 | 0 | 104.35 | 97.35 | 10 | 0
2030 | SOCO_2_VACAR | SOCO | VACAR | Internal | Winter | B17 | 100 | 2000 | 0 | 95.54 | 87.21 | 10 | 0
2030 | SOCO_2_VACAR | SOCO | VACAR | Internal | Winter | B18 | 400 | 2000 | 0 | 95.54 | 87.21 | 10 | 0
2030 | SOCO_2_VACAR | SOCO | VACAR | Internal | Winter | B19 | 700 | 2000 | 0 | 95.54 | 87.21 | 10 | 0
2030 | SOCO_2_VACAR | SOCO | VACAR | Internal | Winter | B20 | 935 | 2000 | 0 | 84.94 | 77.94 | 10 | 0
2030 | SPP_N_2_ENT | SPP_N | ENT | Internal | Shoulder | B11 | 25 | 1800 | 0 | 94.6 | 94.22 | 5 | 0
2030 | SPP_N_2_ENT | SPP_N | ENT | Internal | Shoulder | B12 | 200 | 1800 | 0 | 90.16 | 93.53 | 5 | 0
2030 | SPP_N_2_ENT | SPP_N | ENT | Internal | Shoulder | B13 | 600 | 1800 | 0 | 87.94 | 90.37 | 5 | 0
2030 | SPP_N_2_ENT | SPP_N | ENT | Internal | Shoulder | B14 | 900 | 1800 | 1800 | 80.74 | 90.37 | 5 | 4.63
2030 | SPP_N_2_ENT | SPP_N | ENT | Internal | Shoulder | B15 | 1203 | 1800 | 1800 | 77.39 | 83.96 | 5 | 1.57
2030 | SPP_N_2_ENT | SPP_N | ENT | Internal | Summer | B1 | 10 | 1800 | 460.09 | 143.2 | 148.2 | 5 | 0
2030 | SPP_N_2_ENT | SPP_N | ENT | Internal | Summer | B2 | 25 | 1800 | 0 | 146.26 | 148.93 | 5 | 0
2030 | SPP_N_2_ENT | SPP_N | ENT | Internal | Summer | B3 | 75 | 1800 | 0 | 146.63 | 141.4 | 5 | 0
2030 | SPP_N_2_ENT | SPP_N | ENT | Internal | Summer | B4 | 100 | 1800 | 0 | 145.96 | 137.96 | 5 | 0
2030 | SPP_N_2_ENT | SPP_N | ENT | Internal | Summer | B5 | 200 | 1800 | 0 | 140.67 | 132.67 | 5 | 0
2030 | SPP_N_2_ENT | SPP_N | ENT | Internal | Summer | B6 | 300 | 1800 | 0 | 108.47 | 100.47 | 5 | 0
2030 | SPP_N_2_ENT | SPP_N | ENT | Internal | Summer | B7 | 400 | 1800 | 0 | 96.05 | 92.56 | 5 | 0
2030 | SPP_N_2_ENT | SPP_N | ENT | Internal | Summer | B8 | 500 | 1800 | 0 | 90.69 | 91.87 | 5 | 0
2030 | SPP_N_2_ENT | SPP_N | ENT | Internal | Summer | B9 | 800 | 1800 | 0 | 88.68 | 91.38 | 5 | 0
2030 | SPP_N_2_ENT | SPP_N | ENT | Internal | Summer | B10 | 1262 | 1800 | 1800 | 77.39 | 82.61 | 5 | 0.22
2030 | SPP_N_2_ENT | SPP_N | ENT | Internal | Winter | B16 | 25 | 1800 | 1800 | 90.6 | 96.8 | 5 | 1.2
2030 | SPP_N_2_ENT | SPP_N | ENT | Internal | Winter | B17 | 100 | 1800 | 1800 | 86.58 | 95.76 | 5 | 4.18
2030 | SPP_N_2_ENT | SPP_N | ENT | Internal | Winter | B18 | 400 | 1800 | 1800 | 88.52 | 93.53 | 5 | 0.01
2030 | SPP_N_2_ENT | SPP_N | ENT | Internal | Winter | B19 | 700 | 1800 | 1800 | 88.03 | 93.53 | 5 | 0.5
2030 | SPP_N_2_ENT | SPP_N | ENT | Internal | Winter | B20 | 935 | 1800 | 1800 | 80.94 | 86.6 | 5 | 0.66
2030 | SPP_N_2_MISO_MO-IL | SPP_N | MISO_MO-IL | Internal | Shoulder | B11 | 25 | 2000 | 0 | 94.6 | 93.31 | 5 | 0
2030 | SPP_N_2_MISO_MO-IL | SPP_N | MISO_MO-IL | Internal | Shoulder | B12 | 200 | 2000 | 0 | 90.16 | 87.84 | 5 | 0
2030 | SPP_N_2_MISO_MO-IL | SPP_N | MISO_MO-IL | Internal | Shoulder | B13 | 600 | 2000 | 0 | 87.94 | 87.66 | 5 | 0
2030 | SPP_N_2_MISO_MO-IL | SPP_N | MISO_MO-IL | Internal | Shoulder | B14 | 900 | 2000 | 1706.85 | 80.74 | 85.74 | 5 | 0
2030 | SPP_N_2_MISO_MO-IL | SPP_N | MISO_MO-IL | Internal | Shoulder | B15 | 1203 | 2000 | 0 | 77.39 | 75.96 | 5 | 0
2030 | SPP_N_2_MISO_MO-IL | SPP_N | MISO_MO-IL | Internal | Summer | B1 | 10 | 2000 | 0 | 143.2 | 145.2 | 5 | 0
2030 | SPP_N_2_MISO_MO-IL | SPP_N | MISO_MO-IL | Internal | Summer | B2 | 25 | 2000 | 0 | 146.26 | 141.54 | 5 | 0
2030 | SPP_N_2_MISO_MO-IL | SPP_N | MISO_MO-IL | Internal | Summer | B3 | 75 | 2000 | 0 | 146.63 | 141.52 | 5 | 0
2030 | SPP_N_2_MISO_MO-IL | SPP_N | MISO_MO-IL | Internal | Summer | B4 | 100 | 2000 | 0 | 145.96 | 140.86 | 5 | 0
2030 | SPP_N_2_MISO_MO-IL | SPP_N | MISO_MO-IL | Internal | Summer | B5 | 200 | 2000 | 0 | 140.67 | 140.67 | 5 | 0
2030 | SPP_N_2_MISO_MO-IL | SPP_N | MISO_MO-IL | Internal | Summer | B6 | 300 | 2000 | 0 | 108.47 | 108.47 | 5 | 0
2030 | SPP_N_2_MISO_MO-IL | SPP_N | MISO_MO-IL | Internal | Summer | B7 | 400 | 2000 | 0 | 96.05 | 92.16 | 5 | 0
2030 | SPP_N_2_MISO_MO-IL | SPP_N | MISO_MO-IL | Internal | Summer | B8 | 500 | 2000 | 0 | 90.69 | 88.02 | 5 | 0
2030 | SPP_N_2_MISO_MO-IL | SPP_N | MISO_MO-IL | Internal | Summer | B9 | 800 | 2000 | 0 | 88.68 | 83.38 | 5 | 0
2030 | SPP_N_2_MISO_MO-IL | SPP_N | MISO_MO-IL | Internal | Summer | B10 | 1262 | 2000 | 0 | 77.39 | 74.61 | 5 | 0
2030 | SPP_N_2_MISO_MO-IL | SPP_N | MISO_MO-IL | Internal | Winter | B16 | 25 | 2000 | 147.63 | 90.6 | 95.6 | 5 | 0
2030 | SPP_N_2_MISO_MO-IL | SPP_N | MISO_MO-IL | Internal | Winter | B17 | 100 | 2000 | 1206.61 | 86.58 | 91.58 | 5 | 0
2030 | SPP_N_2_MISO_MO-IL | SPP_N | MISO_MO-IL | Internal | Winter | B18 | 400 | 2000 | 0 | 88.52 | 89.87 | 5 | 0
2030 | SPP_N_2_MISO_MO-IL | SPP_N | MISO_MO-IL | Internal | Winter | B19 | 700 | 2000 | 0 | 88.03 | 89.33 | 5 | 0
2030 | SPP_N_2_MISO_MO-IL | SPP_N | MISO_MO-IL | Internal | Winter | B20 | 935 | 2000 | 0 | 80.94 | 78.6 | 5 | 0
2030 | SPP_N_2_MISO_W | SPP_N | MISO_W | Internal | Shoulder | B11 | 25 | 750 | 0 | 94.6 | 93.3 | 5 | 0
2030 | SPP_N_2_MISO_W | SPP_N | MISO_W | Internal | Shoulder | B12 | 200 | 750 | 0 | 90.16 | 87.81 | 5 | 0
2030 | SPP_N_2_MISO_W | SPP_N | MISO_W | Internal | Shoulder | B13 | 600 | 750 | 0 | 87.94 | 84.38 | 5 | 0
2030 | SPP_N_2_MISO_W | SPP_N | MISO_W | Internal | Shoulder | B14 | 900 | 750 | 0 | 80.74 | 73.74 | 5 | 0
2030 | SPP_N_2_MISO_W | SPP_N | MISO_W | Internal | Shoulder | B15 | 1203 | 750 | 0 | 77.39 | 70.39 | 5 | 0
2030 | SPP_N_2_MISO_W | SPP_N | MISO_W | Internal | Summer | B1 | 10 | 750 | 0 | 143.2 | 145.19 | 5 | 0
2030 | SPP_N_2_MISO_W | SPP_N | MISO_W | Internal | Summer | B2 | 25 | 750 | 0 | 146.26 | 141.53 | 5 | 0
2030 | SPP_N_2_MISO_W | SPP_N | MISO_W | Internal | Summer | B3 | 75 | 750 | 0 | 146.63 | 141.53 | 5 | 0
2030 | SPP_N_2_MISO_W | SPP_N | MISO_W | Internal | Summer | B4 | 100 | 750 | 0 | 145.96 | 140.85 | 5 | 0
2030 | SPP_N_2_MISO_W | SPP_N | MISO_W | Internal | Summer | B5 | 200 | 750 | 0 | 140.67 | 140.66 | 5 | 0
2030 | SPP_N_2_MISO_W | SPP_N | MISO_W | Internal | Summer | B6 | 300 | 750 | 0 | 108.47 | 108.45 | 5 | 0
2030 | SPP_N_2_MISO_W | SPP_N | MISO_W | Internal | Summer | B7 | 400 | 750 | 0 | 96.05 | 89.05 | 5 | 0
2030 | SPP_N_2_MISO_W | SPP_N | MISO_W | Internal | Summer | B8 | 500 | 750 | 0 | 90.69 | 85.74 | 5 | 0
2030 | SPP_N_2_MISO_W | SPP_N | MISO_W | Internal | Summer | B9 | 800 | 750 | 0 | 88.68 | 83.36 | 5 | 0
2030 | SPP_N_2_MISO_W | SPP_N | MISO_W | Internal | Summer | B10 | 1262 | 750 | 0 | 77.39 | 70.38 | 5 | 0
2030 | SPP_N_2_MISO_W | SPP_N | MISO_W | Internal | Winter | B16 | 25 | 750 | 0 | 90.6 | 74.06 | 5 | 0
2030 | SPP_N_2_MISO_W | SPP_N | MISO_W | Internal | Winter | B17 | 100 | 750 | 0 | 86.58 | 76.8 | 5 | 0
2030 | SPP_N_2_MISO_W | SPP_N | MISO_W | Internal | Winter | B18 | 400 | 750 | 0 | 88.52 | 81.52 | 5 | 0
2030 | SPP_N_2_MISO_W | SPP_N | MISO_W | Internal | Winter | B19 | 700 | 750 | 0 | 88.03 | 81.03 | 5 | 0
2030 | SPP_N_2_MISO_W | SPP_N | MISO_W | Internal | Winter | B20 | 935 | 750 | 0 | 80.94 | 73.94 | 5 | 0
2030 | SPP_N_2_NE | SPP_N | NE | Internal | Shoulder | B11 | 25 | 332 | 0 | 94.6 | 94.59 | 0.01 | 0
2030 | SPP_N_2_NE | SPP_N | NE | Internal | Shoulder | B12 | 200 | 332 | 0 | 90.16 | 90.15 | 0.01 | 0
2030 | SPP_N_2_NE | SPP_N | NE | Internal | Shoulder | B13 | 600 | 332 | 0 | 87.94 | 87.93 | 0.01 | 0
2030 | SPP_N_2_NE | SPP_N | NE | Internal | Shoulder | B14 | 900 | 332 | 0 | 80.74 | 80.73 | 0.01 | 0
2030 | SPP_N_2_NE | SPP_N | NE | Internal | Shoulder | B15 | 1203 | 332 | 0 | 77.39 | 77.39 | 0.01 | 0
2030 | SPP_N_2_NE | SPP_N | NE | Internal | Summer | B1 | 10 | 332 | 332 | 143.2 | 145.19 | 0.01 | 1.98
2030 | SPP_N_2_NE | SPP_N | NE | Internal | Summer | B2 | 25 | 332 | 0 | 146.26 | 146.25 | 0.01 | 0
2030 | SPP_N_2_NE | SPP_N | NE | Internal | Summer | B3 | 75 | 332 | 0 | 146.63 | 146.25 | 0.01 | 0
2030 | SPP_N_2_NE | SPP_N | NE | Internal | Summer | B4 | 100 | 332 | 0 | 145.96 | 145.95 | 0.01 | 0
2030 | SPP_N_2_NE | SPP_N | NE | Internal | Summer | B5 | 200 | 332 | 0 | 140.67 | 140.66 | 0.01 | 0
2030 | SPP_N_2_NE | SPP_N | NE | Internal | Summer | B6 | 300 | 332 | 0 | 108.47 | 108.45 | 0.01 | 0
2030 | SPP_N_2_NE | SPP_N | NE | Internal | Summer | B7 | 400 | 332 | 0 | 96.05 | 96.03 | 0.01 | 0
2030 | SPP_N_2_NE | SPP_N | NE | Internal | Summer | B8 | 500 | 332 | 0 | 90.69 | 90.67 | 0.01 | 0
2030 | SPP_N_2_NE | SPP_N | NE | Internal | Summer | B9 | 800 | 332 | 0 | 88.68 | 88.67 | 0.01 | 0
2030 | SPP_N_2_NE | SPP_N | NE | Internal | Summer | B10 | 1262 | 332 | 0 | 77.39 | 77.38 | 0.01 | 0
2030 | SPP_N_2_NE | SPP_N | NE | Internal | Winter | B16 | 25 | 332 | 0 | 90.6 | 81.06 | 0.01 | 0
2030 | SPP_N_2_NE | SPP_N | NE | Internal | Winter | B17 | 100 | 332 | 0 | 86.58 | 83.8 | 0.01 | 0
2030 | SPP_N_2_NE | SPP_N | NE | Internal | Winter | B18 | 400 | 332 | 0 | 88.52 | 88.51 | 0.01 | 0
2030 | SPP_N_2_NE | SPP_N | NE | Internal | Winter | B19 | 700 | 332 | 0 | 88.03 | 88.02 | 0.01 | 0
2030 | SPP_N_2_NE | SPP_N | NE | Internal | Winter | B20 | 935 | 332 | 0 | 80.94 | 80.94 | 0.01 | 0
2030 | SPP_N_2_SPP_S | SPP_N | SPP_S | Internal | Shoulder | B11 | 25 | 4000 | 278.58 | 94.6 | 94.61 | 0.01 | 0
2030 | SPP_N_2_SPP_S | SPP_N | SPP_S | Internal | Shoulder | B12 | 200 | 4000 | 1429.08 | 90.16 | 90.17 | 0.01 | 0
2030 | SPP_N_2_SPP_S | SPP_N | SPP_S | Internal | Shoulder | B13 | 600 | 4000 | 2046.72 | 87.94 | 87.95 | 0.01 | 0
2030 | SPP_N_2_SPP_S | SPP_N | SPP_S | Internal | Shoulder | B14 | 900 | 4000 | 339.34 | 80.74 | 80.75 | 0.01 | 0
2030 | SPP_N_2_SPP_S | SPP_N | SPP_S | Internal | Shoulder | B15 | 1203 | 4000 | 2355.12 | 77.39 | 77.4 | 0.01 | 0
2030 | SPP_N_2_SPP_S | SPP_N | SPP_S | Internal | Summer | B1 | 10 | 4000 | 0 | 143.2 | 95.98 | 0.01 | 0
2030 | SPP_N_2_SPP_S | SPP_N | SPP_S | Internal | Summer | B2 | 25 | 4000 | 0 | 146.26 | 128.95 | 0.01 | 0
2030 | SPP_N_2_SPP_S | SPP_N | SPP_S | Internal | Summer | B3 | 75 | 4000 | 0 | 146.63 | 136.4 | 0.01 | 0
2030 | SPP_N_2_SPP_S | SPP_N | SPP_S | Internal | Summer | B4 | 100 | 4000 | 0 | 145.96 | 128.95 | 0.01 | 0
2030 | SPP_N_2_SPP_S | SPP_N | SPP_S | Internal | Summer | B5 | 200 | 4000 | 0 | 140.67 | 128.95 | 0.01 | 0
2030 | SPP_N_2_SPP_S | SPP_N | SPP_S | Internal | Summer | B6 | 300 | 4000 | 0 | 108.47 | 108.45 | 0.01 | 0
2030 | SPP_N_2_SPP_S | SPP_N | SPP_S | Internal | Summer | B7 | 400 | 4000 | 0 | 96.05 | 96.03 | 0.01 | 0
2030 | SPP_N_2_SPP_S | SPP_N | SPP_S | Internal | Summer | B8 | 500 | 4000 | 644.25 | 90.69 | 90.7 | 0.01 | 0
2030 | SPP_N_2_SPP_S | SPP_N | SPP_S | Internal | Summer | B9 | 800 | 4000 | 677.08 | 88.68 | 88.69 | 0.01 | 0
2030 | SPP_N_2_SPP_S | SPP_N | SPP_S | Internal | Summer | B10 | 1262 | 4000 | 3561.98 | 77.39 | 77.4 | 0.01 | 0
2030 | SPP_N_2_SPP_S | SPP_N | SPP_S | Internal | Winter | B16 | 25 | 4000 | 3214.67 | 90.6 | 90.61 | 0.01 | 0
2030 | SPP_N_2_SPP_S | SPP_N | SPP_S | Internal | Winter | B17 | 100 | 4000 | 3020.3 | 86.58 | 86.59 | 0.01 | 0
2030 | SPP_N_2_SPP_S | SPP_N | SPP_S | Internal | Winter | B18 | 400 | 4000 | 2169.87 | 88.52 | 88.53 | 0.01 | 0
2030 | SPP_N_2_SPP_S | SPP_N | SPP_S | Internal | Winter | B19 | 700 | 4000 | 1604.66 | 88.03 | 88.04 | 0.01 | 0
2030 | SPP_N_2_SPP_S | SPP_N | SPP_S | Internal | Winter | B20 | 935 | 4000 | 1532.16 | 80.94 | 80.95 | 0.01 | 0
2030 | SPP_S_2_ENT | SPP_S | ENT | Internal | Shoulder | B11 | 25 | 850 | 0 | 94.61 | 94.22 | 5 | 0
2030 | SPP_S_2_ENT | SPP_S | ENT | Internal | Shoulder | B12 | 200 | 850 | 0 | 90.17 | 93.53 | 5 | 0
2030 | SPP_S_2_ENT | SPP_S | ENT | Internal | Shoulder | B13 | 600 | 850 | 0 | 87.95 | 90.37 | 5 | 0
2030 | SPP_S_2_ENT | SPP_S | ENT | Internal | Shoulder | B14 | 900 | 850 | 850 | 80.75 | 90.37 | 5 | 4.62
2030 | SPP_S_2_ENT | SPP_S | ENT | Internal | Shoulder | B15 | 1203 | 850 | 850 | 77.4 | 83.96 | 5 | 1.56
2030 | SPP_S_2_ENT | SPP_S | ENT | Internal | Summer | B1 | 10 | 850 | 850 | 95.98 | 148.2 | 5 | 47.22
2030 | SPP_S_2_ENT | SPP_S | ENT | Internal | Summer | B2 | 25 | 850 | 850 | 128.95 | 148.93 | 5 | 14.98
2030 | SPP_S_2_ENT | SPP_S | ENT | Internal | Summer | B3 | 75 | 850 | 714.72 | 136.4 | 141.4 | 5 | 0
2030 | SPP_S_2_ENT | SPP_S | ENT | Internal | Summer | B4 | 100 | 850 | 850 | 128.95 | 137.96 | 5 | 4.02
2030 | SPP_S_2_ENT | SPP_S | ENT | Internal | Summer | B5 | 200 | 850 | 0 | 128.95 | 132.67 | 5 | 0
2030 | SPP_S_2_ENT | SPP_S | ENT | Internal | Summer | B6 | 300 | 850 | 0 | 108.45 | 100.47 | 5 | 0
2030 | SPP_S_2_ENT | SPP_S | ENT | Internal | Summer | B7 | 400 | 850 | 0 | 96.03 | 92.56 | 5 | 0
2030 | SPP_S_2_ENT | SPP_S | ENT | Internal | Summer | B8 | 500 | 850 | 0 | 90.7 | 91.87 | 5 | 0
2030 | SPP_S_2_ENT | SPP_S | ENT | Internal | Summer | B9 | 800 | 850 | 0 | 88.69 | 91.38 | 5 | 0
2030 | SPP_S_2_ENT | SPP_S | ENT | Internal | Summer | B10 | 1262 | 850 | 850 | 77.4 | 82.61 | 5 | 0.21
2030 | SPP_S_2_ENT | SPP_S | ENT | Internal | Winter | B16 | 25 | 850 | 850 | 90.61 | 96.8 | 5 | 1.19
2030 | SPP_S_2_ENT | SPP_S | ENT | Internal | Winter | B17 | 100 | 850 | 850 | 86.59 | 95.76 | 5 | 4.17
2030 | SPP_S_2_ENT | SPP_S | ENT | Internal | Winter | B18 | 400 | 850 | 831.13 | 88.53 | 93.53 | 5 | 0
2030 | SPP_S_2_ENT | SPP_S | ENT | Internal | Winter | B19 | 700 | 850 | 850 | 88.04 | 93.53 | 5 | 0.49
2030 | SPP_S_2_ENT | SPP_S | ENT | Internal | Winter | B20 | 935 | 850 | 850 | 80.95 | 86.6 | 5 | 0.65
2030 | SPP_S_2_SPP_N | SPP_S | SPP_N | Internal | Shoulder | B11 | 25 | 640 | 0 | 94.61 | 94.6 | 0.01 | 0
2030 | SPP_S_2_SPP_N | SPP_S | SPP_N | Internal | Shoulder | B12 | 200 | 640 | 0 | 90.17 | 90.16 | 0.01 | 0
2030 | SPP_S_2_SPP_N | SPP_S | SPP_N | Internal | Shoulder | B13 | 600 | 640 | 0 | 87.95 | 87.94 | 0.01 | 0
2030 | SPP_S_2_SPP_N | SPP_S | SPP_N | Internal | Shoulder | B14 | 900 | 640 | 0 | 80.75 | 80.74 | 0.01 | 0
2030 | SPP_S_2_SPP_N | SPP_S | SPP_N | Internal | Shoulder | B15 | 1203 | 640 | 0 | 77.4 | 77.39 | 0.01 | 0
2030 | SPP_S_2_SPP_N | SPP_S | SPP_N | Internal | Summer | B1 | 10 | 640 | 640 | 95.98 | 143.2 | 0.01 | 47.21
2030 | SPP_S_2_SPP_N | SPP_S | SPP_N | Internal | Summer | B2 | 25 | 640 | 640 | 128.95 | 146.26 | 0.01 | 17.31
2030 | SPP_S_2_SPP_N | SPP_S | SPP_N | Internal | Summer | B3 | 75 | 640 | 640 | 136.4 | 146.63 | 0.01 | 10.22
2030 | SPP_S_2_SPP_N | SPP_S | SPP_N | Internal | Summer | B4 | 100 | 640 | 640 | 128.95 | 145.96 | 0.01 | 17.01
2030 | SPP_S_2_SPP_N | SPP_S | SPP_N | Internal | Summer | B5 | 200 | 640 | 640 | 128.95 | 140.67 | 0.01 | 11.72
2030 | SPP_S_2_SPP_N | SPP_S | SPP_N | Internal | Summer | B6 | 300 | 640 | 193.63 | 108.45 | 108.47 | 0.01 | 0
2030 | SPP_S_2_SPP_N | SPP_S | SPP_N | Internal | Summer | B7 | 400 | 640 | 7.66 | 96.03 | 96.05 | 0.01 | 0
2030 | SPP_S_2_SPP_N | SPP_S | SPP_N | Internal | Summer | B8 | 500 | 640 | 0 | 90.7 | 90.69 | 0.01 | 0
2030 | SPP_S_2_SPP_N | SPP_S | SPP_N | Internal | Summer | B9 | 800 | 640 | 0 | 88.69 | 88.68 | 0.01 | 0
2030 | SPP_S_2_SPP_N | SPP_S | SPP_N | Internal | Summer | B10 | 1262 | 640 | 0 | 77.4 | 77.39 | 0.01 | 0
2030 | SPP_S_2_SPP_N | SPP_S | SPP_N | Internal | Winter | B16 | 25 | 640 | 0 | 90.61 | 90.6 | 0.01 | 0
2030 | SPP_S_2_SPP_N | SPP_S | SPP_N | Internal | Winter | B17 | 100 | 640 | 0 | 86.59 | 86.58 | 0.01 | 0
2030 | SPP_S_2_SPP_N | SPP_S | SPP_N | Internal | Winter | B18 | 400 | 640 | 0 | 88.53 | 88.52 | 0.01 | 0
2030 | SPP_S_2_SPP_N | SPP_S | SPP_N | Internal | Winter | B19 | 700 | 640 | 0 | 88.04 | 88.03 | 0.01 | 0
2030 | SPP_S_2_SPP_N | SPP_S | SPP_N | Internal | Winter | B20 | 935 | 640 | 0 | 80.95 | 80.94 | 0.01 | 0
2030 | TVA_2_ENT | TVA | ENT | Internal | Shoulder | B11 | 25 | 500 | 0 | 97.33 | 94.22 | 9 | 0
2030 | TVA_2_ENT | TVA | ENT | Internal | Shoulder | B12 | 200 | 500 | 0 | 91.77 | 93.53 | 9 | 0
2030 | TVA_2_ENT | TVA | ENT | Internal | Shoulder | B13 | 600 | 500 | 0 | 91.77 | 90.37 | 9 | 0
2030 | TVA_2_ENT | TVA | ENT | Internal | Shoulder | B14 | 900 | 500 | 0 | 91.77 | 90.37 | 9 | 0
2030 | TVA_2_ENT | TVA | ENT | Internal | Shoulder | B15 | 1203 | 500 | 0 | 81.88 | 83.96 | 9 | 0
2030 | TVA_2_ENT | TVA | ENT | Internal | Summer | B1 | 10 | 500 | 0 | 153.21 | 148.2 | 9 | 0
2030 | TVA_2_ENT | TVA | ENT | Internal | Summer | B2 | 25 | 500 | 0 | 149.55 | 148.93 | 9 | 0
2030 | TVA_2_ENT | TVA | ENT | Internal | Summer | B3 | 75 | 500 | 0 | 146.4 | 141.4 | 9 | 0
2030 | TVA_2_ENT | TVA | ENT | Internal | Summer | B4 | 100 | 500 | 0 | 144.86 | 137.96 | 9 | 0
2030 | TVA_2_ENT | TVA | ENT | Internal | Summer | B5 | 200 | 500 | 343.61 | 123.67 | 132.67 | 9 | 0
2030 | TVA_2_ENT | TVA | ENT | Internal | Summer | B6 | 300 | 500 | 0 | 94.3 | 100.47 | 9 | 0
2030 | TVA_2_ENT | TVA | ENT | Internal | Summer | B7 | 400 | 500 | 0 | 90.34 | 92.56 | 9 | 0
2030 | TVA_2_ENT | TVA | ENT | Internal | Summer | B8 | 500 | 500 | 0 | 90.34 | 91.87 | 9 | 0
2030 | TVA_2_ENT | TVA | ENT | Internal | Summer | B9 | 800 | 500 | 0 | 90.34 | 91.38 | 9 | 0
2030 | TVA_2_ENT | TVA | ENT | Internal | Summer | B10 | 1262 | 500 | 0 | 78.24 | 82.61 | 9 | 0
2030 | TVA_2_ENT | TVA | ENT | Internal | Winter | B16 | 25 | 500 | 0 | 99.61 | 96.8 | 9 | 0
2030 | TVA_2_ENT | TVA | ENT | Internal | Winter | B17 | 100 | 500 | 0 | 94.81 | 95.76 | 9 | 0
2030 | TVA_2_ENT | TVA | ENT | Internal | Winter | B18 | 400 | 500 | 0 | 94.29 | 93.53 | 9 | 0
2030 | TVA_2_ENT | TVA | ENT | Internal | Winter | B19 | 700 | 500 | 0 | 94.29 | 93.53 | 9 | 0
2030 | TVA_2_ENT | TVA | ENT | Internal | Winter | B20 | 935 | 500 | 0 | 84.96 | 86.6 | 9 | 0
2030 | TVA_2_MISO_MO-IL | TVA | MISO_MO-IL | Internal | Shoulder | B11 | 25 | 50 | 0 | 97.33 | 93.31 | 9 | 0
2030 | TVA_2_MISO_MO-IL | TVA | MISO_MO-IL | Internal | Shoulder | B12 | 200 | 50 | 0 | 91.77 | 87.84 | 9 | 0
2030 | TVA_2_MISO_MO-IL | TVA | MISO_MO-IL | Internal | Shoulder | B13 | 600 | 50 | 0 | 91.77 | 87.66 | 9 | 0
2030 | TVA_2_MISO_MO-IL | TVA | MISO_MO-IL | Internal | Shoulder | B14 | 900 | 50 | 0 | 91.77 | 85.74 | 9 | 0
2030 | TVA_2_MISO_MO-IL | TVA | MISO_MO-IL | Internal | Shoulder | B15 | 1203 | 50 | 0 | 81.88 | 75.96 | 9 | 0
2030 | TVA_2_MISO_MO-IL | TVA | MISO_MO-IL | Internal | Summer | B1 | 10 | 50 | 0 | 153.21 | 145.2 | 9 | 0
2030 | TVA_2_MISO_MO-IL | TVA | MISO_MO-IL | Internal | Summer | B2 | 25 | 50 | 0 | 149.55 | 141.54 | 9 | 0
2030 | TVA_2_MISO_MO-IL | TVA | MISO_MO-IL | Internal | Summer | B3 | 75 | 50 | 0 | 146.4 | 141.52 | 9 | 0
2030 | TVA_2_MISO_MO-IL | TVA | MISO_MO-IL | Internal | Summer | B4 | 100 | 50 | 0 | 144.86 | 140.86 | 9 | 0
2030 | TVA_2_MISO_MO-IL | TVA | MISO_MO-IL | Internal | Summer | B5 | 200 | 50 | 50 | 123.67 | 140.67 | 9 | 8
2030 | TVA_2_MISO_MO-IL | TVA | MISO_MO-IL | Internal | Summer | B6 | 300 | 50 | 50 | 94.3 | 108.47 | 9 | 5.16
2030 | TVA_2_MISO_MO-IL | TVA | MISO_MO-IL | Internal | Summer | B7 | 400 | 50 | 0 | 90.34 | 92.16 | 9 | 0
2030 | TVA_2_MISO_MO-IL | TVA | MISO_MO-IL | Internal | Summer | B8 | 500 | 50 | 0 | 90.34 | 88.02 | 9 | 0
2030 | TVA_2_MISO_MO-IL | TVA | MISO_MO-IL | Internal | Summer | B9 | 800 | 50 | 0 | 90.34 | 83.38 | 9 | 0
2030 | TVA_2_MISO_MO-IL | TVA | MISO_MO-IL | Internal | Summer | B10 | 1262 | 50 | 0 | 78.24 | 74.61 | 9 | 0
2030 | TVA_2_MISO_MO-IL | TVA | MISO_MO-IL | Internal | Winter | B16 | 25 | 50 | 0 | 99.61 | 95.6 | 9 | 0
2030 | TVA_2_MISO_MO-IL | TVA | MISO_MO-IL | Internal | Winter | B17 | 100 | 50 | 0 | 94.81 | 91.58 | 9 | 0
2030 | TVA_2_MISO_MO-IL | TVA | MISO_MO-IL | Internal | Winter | B18 | 400 | 50 | 0 | 94.29 | 89.87 | 9 | 0
2030 | TVA_2_MISO_MO-IL | TVA | MISO_MO-IL | Internal | Winter | B19 | 700 | 50 | 0 | 94.29 | 89.33 | 9 | 0
2030 | TVA_2_MISO_MO-IL | TVA | MISO_MO-IL | Internal | Winter | B20 | 935 | 50 | 0 | 84.96 | 78.6 | 9 | 0
2030 | TVA_2_NonRTO_Midwest | TVA | NonRTO_Midwest | Internal | Shoulder | B11 | 25 | 100 | 0 | 97.33 | 101.3 | 9 | 0
2030 | TVA_2_NonRTO_Midwest | TVA | NonRTO_Midwest | Internal | Shoulder | B12 | 200 | 100 | 0 | 91.77 | 95.83 | 9 | 0
2030 | TVA_2_NonRTO_Midwest | TVA | NonRTO_Midwest | Internal | Shoulder | B13 | 600 | 100 | 0 | 91.77 | 95.64 | 9 | 0
2030 | TVA_2_NonRTO_Midwest | TVA | NonRTO_Midwest | Internal | Shoulder | B14 | 900 | 100 | 0 | 91.77 | 93.73 | 9 | 0
2030 | TVA_2_NonRTO_Midwest | TVA | NonRTO_Midwest | Internal | Shoulder | B15 | 1203 | 100 | 0 | 81.88 | 83.44 | 9 | 0
2030 | TVA_2_NonRTO_Midwest | TVA | NonRTO_Midwest | Internal | Summer | B1 | 10 | 100 | 0 | 153.21 | 147.28 | 9 | 0
2030 | TVA_2_NonRTO_Midwest | TVA | NonRTO_Midwest | Internal | Summer | B2 | 25 | 100 | 0 | 149.55 | 147.28 | 9 | 0
2030 | TVA_2_NonRTO_Midwest | TVA | NonRTO_Midwest | Internal | Summer | B3 | 75 | 100 | 0 | 146.4 | 147.28 | 9 | 0
2030 | TVA_2_NonRTO_Midwest | TVA | NonRTO_Midwest | Internal | Summer | B4 | 100 | 100 | 0 | 144.86 | 147.28 | 9 | 0
2030 | TVA_2_NonRTO_Midwest | TVA | NonRTO_Midwest | Internal | Summer | B5 | 200 | 100 | 0 | 123.67 | 131.67 | 9 | 0
2030 | TVA_2_NonRTO_Midwest | TVA | NonRTO_Midwest | Internal | Summer | B6 | 300 | 100 | 100 | 94.3 | 109.85 | 9 | 6.55
2030 | TVA_2_NonRTO_Midwest | TVA | NonRTO_Midwest | Internal | Summer | B7 | 400 | 100 | 100 | 90.34 | 100.03 | 9 | 0.69
2030 | TVA_2_NonRTO_Midwest | TVA | NonRTO_Midwest | Internal | Summer | B8 | 500 | 100 | 0 | 90.34 | 96.01 | 9 | 0
2030 | TVA_2_NonRTO_Midwest | TVA | NonRTO_Midwest | Internal | Summer | B9 | 800 | 100 | 0 | 90.34 | 91.37 | 9 | 0
2030 | TVA_2_NonRTO_Midwest | TVA | NonRTO_Midwest | Internal | Summer | B10 | 1262 | 100 | 0 | 78.24 | 78.03 | 9 | 0
2030 | TVA_2_NonRTO_Midwest | TVA | NonRTO_Midwest | Internal | Winter | B16 | 25 | 100 | 0 | 99.61 | 103.59 | 9 | 0
2030 | TVA_2_NonRTO_Midwest | TVA | NonRTO_Midwest | Internal | Winter | B17 | 100 | 100 | 0 | 94.81 | 99.56 | 9 | 0
2030 | TVA_2_NonRTO_Midwest | TVA | NonRTO_Midwest | Internal | Winter | B18 | 400 | 100 | 0 | 94.29 | 97.86 | 9 | 0
2030 | TVA_2_NonRTO_Midwest | TVA | NonRTO_Midwest | Internal | Winter | B19 | 700 | 100 | 0 | 94.29 | 97.32 | 9 | 0
2030 | TVA_2_NonRTO_Midwest | TVA | NonRTO_Midwest | Internal | Winter | B20 | 935 | 100 | 0 | 84.96 | 86.59 | 9 | 0
2030 | TVA_2_PJM_ROR | TVA | PJM_ROR | Internal | Shoulder | B11 | 25 | 500 | 0 | 97.33 | 91.31 | 9 | 0
2030 | TVA_2_PJM_ROR | TVA | PJM_ROR | Internal | Shoulder | B12 | 200 | 500 | 0 | 91.77 | 89.83 | 9 | 0
2030 | TVA_2_PJM_ROR | TVA | PJM_ROR | Internal | Shoulder | B13 | 600 | 500 | 0 | 91.77 | 87.86 | 9 | 0
2030 | TVA_2_PJM_ROR | TVA | PJM_ROR | Internal | Shoulder | B14 | 900 | 500 | 0 | 91.77 | 87.73 | 9 | 0
2030 | TVA_2_PJM_ROR | TVA | PJM_ROR | Internal | Shoulder | B15 | 1203 | 500 | 0 | 81.88 | 75.87 | 9 | 0
2030 | TVA_2_PJM_ROR | TVA | PJM_ROR | Internal | Summer | B1 | 10 | 500 | 0 | 153.21 | 143.2 | 9 | 0
2030 | TVA_2_PJM_ROR | TVA | PJM_ROR | Internal | Summer | B2 | 25 | 500 | 0 | 149.55 | 140.39 | 9 | 0
2030 | TVA_2_PJM_ROR | TVA | PJM_ROR | Internal | Summer | B3 | 75 | 500 | 0 | 146.4 | 140.39 | 9 | 0
2030 | TVA_2_PJM_ROR | TVA | PJM_ROR | Internal | Summer | B4 | 100 | 500 | 0 | 144.86 | 138.85 | 9 | 0
2030 | TVA_2_PJM_ROR | TVA | PJM_ROR | Internal | Summer | B5 | 200 | 500 | 0 | 123.67 | 125.67 | 9 | 0
2030 | TVA_2_PJM_ROR | TVA | PJM_ROR | Internal | Summer | B6 | 300 | 500 | 0 | 94.3 | 102.19 | 9 | 0
2030 | TVA_2_PJM_ROR | TVA | PJM_ROR | Internal | Summer | B7 | 400 | 500 | 0 | 90.34 | 91.03 | 9 | 0
2030 | TVA_2_PJM_ROR | TVA | PJM_ROR | Internal | Summer | B8 | 500 | 500 | 0 | 90.34 | 90.02 | 9 | 0
2030 | TVA_2_PJM_ROR | TVA | PJM_ROR | Internal | Summer | B9 | 800 | 500 | 0 | 90.34 | 85.37 | 9 | 0
2030 | TVA_2_PJM_ROR | TVA | PJM_ROR | Internal | Summer | B10 | 1262 | 500 | 0 | 78.24 | 74.87 | 9 | 0
2030 | TVA_2_PJM_ROR | TVA | PJM_ROR | Internal | Winter | B16 | 25 | 500 | 0 | 99.61 | 93.6 | 9 | 0
2030 | TVA_2_PJM_ROR | TVA | PJM_ROR | Internal | Winter | B17 | 100 | 500 | 0 | 94.81 | 93.58 | 9 | 0
2030 | TVA_2_PJM_ROR | TVA | PJM_ROR | Internal | Winter | B18 | 400 | 500 | 0 | 94.29 | 91.86 | 9 | 0
2030 | TVA_2_PJM_ROR | TVA | PJM_ROR | Internal | Winter | B19 | 700 | 500 | 0 | 94.29 | 91.13 | 9 | 0
2030 | TVA_2_PJM_ROR | TVA | PJM_ROR | Internal | Winter | B20 | 935 | 500 | 0 | 84.96 | 78.94 | 9 | 0
2030 | TVA_2_SOCO | TVA | SOCO | Internal | Shoulder | B11 | 25 | 500 | 0 | 97.33 | 104.31 | 9 | 0
2030 | TVA_2_SOCO | TVA | SOCO | Internal | Shoulder | B12 | 200 | 500 | 0 | 91.77 | 92.38 | 9 | 0
2030 | TVA_2_SOCO | TVA | SOCO | Internal | Shoulder | B13 | 600 | 500 | 0 | 91.77 | 92.38 | 9 | 0
2030 | TVA_2_SOCO | TVA | SOCO | Internal | Shoulder | B14 | 900 | 500 | 0 | 91.77 | 92.38 | 9 | 0
2030 | TVA_2_SOCO | TVA | SOCO | Internal | Shoulder | B15 | 1203 | 500 | 0 | 81.88 | 82.36 | 9 | 0
2030 | TVA_2_SOCO | TVA | SOCO | Internal | Summer | B1 | 10 | 500 | 0 | 153.21 | 156.2 | 9 | 0
2030 | TVA_2_SOCO | TVA | SOCO | Internal | Summer | B2 | 25 | 500 | 0 | 149.55 | 156.93 | 9 | 0
2030 | TVA_2_SOCO | TVA | SOCO | Internal | Summer | B3 | 75 | 500 | 0 | 146.4 | 149.4 | 9 | 0
2030 | TVA_2_SOCO | TVA | SOCO | Internal | Summer | B4 | 100 | 500 | 0 | 144.86 | 141.58 | 9 | 0
2030 | TVA_2_SOCO | TVA | SOCO | Internal | Summer | B5 | 200 | 500 | 0 | 123.67 | 125.67 | 9 | 0
2030 | TVA_2_SOCO | TVA | SOCO | Internal | Summer | B6 | 300 | 500 | 0 | 94.3 | 96.65 | 9 | 0
2030 | TVA_2_SOCO | TVA | SOCO | Internal | Summer | B7 | 400 | 500 | 0 | 90.34 | 91.03 | 9 | 0
2030 | TVA_2_SOCO | TVA | SOCO | Internal | Summer | B8 | 500 | 500 | 0 | 90.34 | 90.88 | 9 | 0
2030 | TVA_2_SOCO | TVA | SOCO | Internal | Summer | B9 | 800 | 500 | 0 | 90.34 | 90.88 | 9 | 0
2030 | TVA_2_SOCO | TVA | SOCO | Internal | Summer | B10 | 1262 | 500 | 500 | 78.24 | 87.87 | 9 | 0.62
2030 | TVA_2_SOCO | TVA | SOCO | Internal | Winter | B16 | 25 | 500 | 0 | 99.61 | 104.35 | 9 | 0
2030 | TVA_2_SOCO | TVA | SOCO | Internal | Winter | B17 | 100 | 500 | 0 | 94.81 | 95.54 | 9 | 0
2030 | TVA_2_SOCO | TVA | SOCO | Internal | Winter | B18 | 400 | 500 | 0 | 94.29 | 95.54 | 9 | 0
2030 | TVA_2_SOCO | TVA | SOCO | Internal | Winter | B19 | 700 | 500 | 0 | 94.29 | 95.54 | 9 | 0
2030 | TVA_2_SOCO | TVA | SOCO | Internal | Winter | B20 | 935 | 500 | 0 | 84.96 | 84.94 | 9 | 0
2030 | TVA_2_VACAR | TVA | VACAR | Internal | Shoulder | B11 | 25 | 150 | 0 | 97.33 | 97.31 | 9 | 0
2030 | TVA_2_VACAR | TVA | VACAR | Internal | Shoulder | B12 | 200 | 150 | 0 | 91.77 | 82.83 | 9 | 0
2030 | TVA_2_VACAR | TVA | VACAR | Internal | Shoulder | B13 | 600 | 150 | 0 | 91.77 | 82.83 | 9 | 0
2030 | TVA_2_VACAR | TVA | VACAR | Internal | Shoulder | B14 | 900 | 150 | 0 | 91.77 | 82.83 | 9 | 0
2030 | TVA_2_VACAR | TVA | VACAR | Internal | Shoulder | B15 | 1203 | 150 | 0 | 81.88 | 74.87 | 9 | 0
2030 | TVA_2_VACAR | TVA | VACAR | Internal | Summer | B1 | 10 | 150 | 0 | 153.21 | 149.2 | 9 | 0
2030 | TVA_2_VACAR | TVA | VACAR | Internal | Summer | B2 | 25 | 150 | 0 | 149.55 | 151.39 | 9 | 0
2030 | TVA_2_VACAR | TVA | VACAR | Internal | Summer | B3 | 75 | 150 | 0 | 146.4 | 142.4 | 9 | 0
2030 | TVA_2_VACAR | TVA | VACAR | Internal | Summer | B4 | 100 | 150 | 0 | 144.86 | 115.17 | 9 | 0
2030 | TVA_2_VACAR | TVA | VACAR | Internal | Summer | B5 | 200 | 150 | 0 | 123.67 | 118.67 | 9 | 0
2030 | TVA_2_VACAR | TVA | VACAR | Internal | Summer | B6 | 300 | 150 | 0 | 94.3 | 93.42 | 9 | 0
2030 | TVA_2_VACAR | TVA | VACAR | Internal | Summer | B7 | 400 | 150 | 0 | 90.34 | 84.03 | 9 | 0
2030 | TVA_2_VACAR | TVA | VACAR | Internal | Summer | B8 | 500 | 150 | 0 | 90.34 | 83.02 | 9 | 0
2030 | TVA_2_VACAR | TVA | VACAR | Internal | Summer | B9 | 800 | 150 | 0 | 90.34 | 80.87 | 9 | 0
2030 | TVA_2_VACAR | TVA | VACAR | Internal | Summer | B10 | 1262 | 150 | 0 | 78.24 | 80.87 | 9 | 0
2030 | TVA_2_VACAR | TVA | VACAR | Internal | Winter | B16 | 25 | 150 | 0 | 99.61 | 97.35 | 9 | 0
2030 | TVA_2_VACAR | TVA | VACAR | Internal | Winter | B17 | 100 | 150 | 0 | 94.81 | 87.21 | 9 | 0
2030 | TVA_2_VACAR | TVA | VACAR | Internal | Winter | B18 | 400 | 150 | 0 | 94.29 | 87.21 | 9 | 0
2030 | TVA_2_VACAR | TVA | VACAR | Internal | Winter | B19 | 700 | 150 | 0 | 94.29 | 87.21 | 9 | 0
2030 | TVA_2_VACAR | TVA | VACAR | Internal | Winter | B20 | 935 | 150 | 0 | 84.96 | 77.94 | 9 | 0
2030 | TVA_Transmission_2_ENT | TVA_Transmission | ENT | Internal | Shoulder | B11 | 25 | 3000 | 0 | 97.31 | 94.22 | 9 | 0
2030 | TVA_Transmission_2_ENT | TVA_Transmission | ENT | Internal | Shoulder | B12 | 200 | 3000 | 0 | 91.76 | 93.53 | 9 | 0
2030 | TVA_Transmission_2_ENT | TVA_Transmission | ENT | Internal | Shoulder | B13 | 600 | 3000 | 0 | 91.76 | 90.37 | 9 | 0
2030 | TVA_Transmission_2_ENT | TVA_Transmission | ENT | Internal | Shoulder | B14 | 900 | 3000 | 0 | 91.76 | 90.37 | 9 | 0
2030 | TVA_Transmission_2_ENT | TVA_Transmission | ENT | Internal | Shoulder | B15 | 1203 | 3000 | 0 | 81.87 | 83.96 | 9 | 0
2030 | TVA_Transmission_2_ENT | TVA_Transmission | ENT | Internal | Summer | B1 | 10 | 3000 | 0 | 153.2 | 148.2 | 9 | 0
2030 | TVA_Transmission_2_ENT | TVA_Transmission | ENT | Internal | Summer | B2 | 25 | 3000 | 0 | 149.54 | 148.93 | 9 | 0
2030 | TVA_Transmission_2_ENT | TVA_Transmission | ENT | Internal | Summer | B3 | 75 | 3000 | 0 | 146.39 | 141.4 | 9 | 0
2030 | TVA_Transmission_2_ENT | TVA_Transmission | ENT | Internal | Summer | B4 | 100 | 3000 | 0 | 144.85 | 137.96 | 9 | 0
2030 | TVA_Transmission_2_ENT | TVA_Transmission | ENT | Internal | Summer | B5 | 200 | 3000 | 0 | 131.67 | 132.67 | 9 | 0
2030 | TVA_Transmission_2_ENT | TVA_Transmission | ENT | Internal | Summer | B6 | 300 | 3000 | 0 | 100.42 | 100.47 | 9 | 0
2030 | TVA_Transmission_2_ENT | TVA_Transmission | ENT | Internal | Summer | B7 | 400 | 3000 | 0 | 91.03 | 92.56 | 9 | 0
2030 | TVA_Transmission_2_ENT | TVA_Transmission | ENT | Internal | Summer | B8 | 500 | 3000 | 0 | 90.33 | 91.87 | 9 | 0
2030 | TVA_Transmission_2_ENT | TVA_Transmission | ENT | Internal | Summer | B9 | 800 | 3000 | 0 | 90.33 | 91.38 | 9 | 0
2030 | TVA_Transmission_2_ENT | TVA_Transmission | ENT | Internal | Summer | B10 | 1262 | 3000 | 0 | 80 | 82.61 | 9 | 0
2030 | TVA_Transmission_2_ENT | TVA_Transmission | ENT | Internal | Winter | B16 | 25 | 3000 | 0 | 99.6 | 96.8 | 9 | 0
2030 | TVA_Transmission_2_ENT | TVA_Transmission | ENT | Internal | Winter | B17 | 100 | 3000 | 0 | 94.8 | 95.76 | 9 | 0
2030 | TVA_Transmission_2_ENT | TVA_Transmission | ENT | Internal | Winter | B18 | 400 | 3000 | 0 | 94.28 | 93.53 | 9 | 0
2030 | TVA_Transmission_2_ENT | TVA_Transmission | ENT | Internal | Winter | B19 | 700 | 3000 | 0 | 94.28 | 93.53 | 9 | 0
2030 | TVA_Transmission_2_ENT | TVA_Transmission | ENT | Internal | Winter | B20 | 935 | 3000 | 0 | 84.94 | 86.6 | 9 | 0
2030 | TVA_Transmission_2_MISO_MO-IL | TVA_Transmission | MISO_MO-IL | Internal | Shoulder | B11 | 25 | 4000 | 0 | 97.31 | 93.31 | 9 | 0
2030 | TVA_Transmission_2_MISO_MO-IL | TVA_Transmission | MISO_MO-IL | Internal | Shoulder | B12 | 200 | 4000 | 0 | 91.76 | 87.84 | 9 | 0
2030 | TVA_Transmission_2_MISO_MO-IL | TVA_Transmission | MISO_MO-IL | Internal | Shoulder | B13 | 600 | 4000 | 0 | 91.76 | 87.66 | 9 | 0
2030 | TVA_Transmission_2_MISO_MO-IL | TVA_Transmission | MISO_MO-IL | Internal | Shoulder | B14 | 900 | 4000 | 0 | 91.76 | 85.74 | 9 | 0
2030 | TVA_Transmission_2_MISO_MO-IL | TVA_Transmission | MISO_MO-IL | Internal | Shoulder | B15 | 1203 | 4000 | 0 | 81.87 | 75.96 | 9 | 0
2030 | TVA_Transmission_2_MISO_MO-IL | TVA_Transmission | MISO_MO-IL | Internal | Summer | B1 | 10 | 4000 | 0 | 153.2 | 145.2 | 9 | 0
2030 | TVA_Transmission_2_MISO_MO-IL | TVA_Transmission | MISO_MO-IL | Internal | Summer | B2 | 25 | 4000 | 0 | 149.54 | 141.54 | 9 | 0
2030 | TVA_Transmission_2_MISO_MO-IL | TVA_Transmission | MISO_MO-IL | Internal | Summer | B3 | 75 | 4000 | 0 | 146.39 | 141.52 | 9 | 0
2030 | TVA_Transmission_2_MISO_MO-IL | TVA_Transmission | MISO_MO-IL | Internal | Summer | B4 | 100 | 4000 | 0 | 144.85 | 140.86 | 9 | 0
2030 | TVA_Transmission_2_MISO_MO-IL | TVA_Transmission | MISO_MO-IL | Internal | Summer | B5 | 200 | 4000 | 1867.85 | 131.67 | 140.67 | 9 | 0
2030 | TVA_Transmission_2_MISO_MO-IL | TVA_Transmission | MISO_MO-IL | Internal | Summer | B6 | 300 | 4000 | 0 | 100.42 | 108.47 | 9 | 0
2030 | TVA_Transmission_2_MISO_MO-IL | TVA_Transmission | MISO_MO-IL | Internal | Summer | B7 | 400 | 4000 | 0 | 91.03 | 92.16 | 9 | 0
2030 | TVA_Transmission_2_MISO_MO-IL | TVA_Transmission | MISO_MO-IL | Internal | Summer | B8 | 500 | 4000 | 0 | 90.33 | 88.02 | 9 | 0
2030 | TVA_Transmission_2_MISO_MO-IL | TVA_Transmission | MISO_MO-IL | Internal | Summer | B9 | 800 | 4000 | 0 | 90.33 | 83.38 | 9 | 0
2030 | TVA_Transmission_2_MISO_MO-IL | TVA_Transmission | MISO_MO-IL | Internal | Summer | B10 | 1262 | 4000 | 0 | 80 | 74.61 | 9 | 0
2030 | TVA_Transmission_2_MISO_MO-IL | TVA_Transmission | MISO_MO-IL | Internal | Winter | B16 | 25 | 4000 | 0 | 99.6 | 95.6 | 9 | 0
2030 | TVA_Transmission_2_MISO_MO-IL | TVA_Transmission | MISO_MO-IL | Internal | Winter | B17 | 100 | 4000 | 0 | 94.8 | 91.58 | 9 | 0
2030 | TVA_Transmission_2_MISO_MO-IL | TVA_Transmission | MISO_MO-IL | Internal | Winter | B18 | 400 | 4000 | 0 | 94.28 | 89.87 | 9 | 0
2030 | TVA_Transmission_2_MISO_MO-IL | TVA_Transmission | MISO_MO-IL | Internal | Winter | B19 | 700 | 4000 | 0 | 94.28 | 89.33 | 9 | 0
2030 | TVA_Transmission_2_MISO_MO-IL | TVA_Transmission | MISO_MO-IL | Internal | Winter | B20 | 935 | 4000 | 0 | 84.94 | 78.6 | 9 | 0
2030 | TVA_Transmission_2_NonRTO_Midwest | TVA_Transmission | NonRTO_Midwest | Internal | Shoulder | B11 | 25 | 700 | 0 | 97.31 | 101.3 | 9 | 0
2030 | TVA_Transmission_2_NonRTO_Midwest | TVA_Transmission | NonRTO_Midwest | Internal | Shoulder | B12 | 200 | 700 | 0 | 91.76 | 95.83 | 9 | 0
2030 | TVA_Transmission_2_NonRTO_Midwest | TVA_Transmission | NonRTO_Midwest | Internal | Shoulder | B13 | 600 | 700 | 0 | 91.76 | 95.64 | 9 | 0
2030 | TVA_Transmission_2_NonRTO_Midwest | TVA_Transmission | NonRTO_Midwest | Internal | Shoulder | B14 | 900 | 700 | 0 | 91.76 | 93.73 | 9 | 0
2030 | TVA_Transmission_2_NonRTO_Midwest | TVA_Transmission | NonRTO_Midwest | Internal | Shoulder | B15 | 1203 | 700 | 0 | 81.87 | 83.44 | 9 | 0
2030 | TVA_Transmission_2_NonRTO_Midwest | TVA_Transmission | NonRTO_Midwest | Internal | Summer | B1 | 10 | 700 | 0 | 153.2 | 147.28 | 9 | 0
2030 | TVA_Transmission_2_NonRTO_Midwest | TVA_Transmission | NonRTO_Midwest | Internal | Summer | B2 | 25 | 700 | 0 | 149.54 | 147.28 | 9 | 0
2030 | TVA_Transmission_2_NonRTO_Midwest | TVA_Transmission | NonRTO_Midwest | Internal | Summer | B3 | 75 | 700 | 0 | 146.39 | 147.28 | 9 | 0
2030 | TVA_Transmission_2_NonRTO_Midwest | TVA_Transmission | NonRTO_Midwest | Internal | Summer | B4 | 100 | 700 | 0 | 144.85 | 147.28 | 9 | 0
2030 | TVA_Transmission_2_NonRTO_Midwest | TVA_Transmission | NonRTO_Midwest | Internal | Summer | B5 | 200 | 700 | 0 | 131.67 | 131.67 | 9 | 0
2030 | TVA_Transmission_2_NonRTO_Midwest | TVA_Transmission | NonRTO_Midwest | Internal | Summer | B6 | 300 | 700 | 700 | 100.42 | 109.85 | 9 | 0.42
2030 | TVA_Transmission_2_NonRTO_Midwest | TVA_Transmission | NonRTO_Midwest | Internal | Summer | B7 | 400 | 700 | 332.91 | 91.03 | 100.03 | 9 | 0
2030 | TVA_Transmission_2_NonRTO_Midwest | TVA_Transmission | NonRTO_Midwest | Internal | Summer | B8 | 500 | 700 | 0 | 90.33 | 96.01 | 9 | 0
2030 | TVA_Transmission_2_NonRTO_Midwest | TVA_Transmission | NonRTO_Midwest | Internal | Summer | B9 | 800 | 700 | 0 | 90.33 | 91.37 | 9 | 0
2030 | TVA_Transmission_2_NonRTO_Midwest | TVA_Transmission | NonRTO_Midwest | Internal | Summer | B10 | 1262 | 700 | 0 | 80 | 78.03 | 9 | 0
2030 | TVA_Transmission_2_NonRTO_Midwest | TVA_Transmission | NonRTO_Midwest | Internal | Winter | B16 | 25 | 700 | 0 | 99.6 | 103.59 | 9 | 0
2030 | TVA_Transmission_2_NonRTO_Midwest | TVA_Transmission | NonRTO_Midwest | Internal | Winter | B17 | 100 | 700 | 0 | 94.8 | 99.56 | 9 | 0
2030 | TVA_Transmission_2_NonRTO_Midwest | TVA_Transmission | NonRTO_Midwest | Internal | Winter | B18 | 400 | 700 | 0 | 94.28 | 97.86 | 9 | 0
2030 | TVA_Transmission_2_NonRTO_Midwest | TVA_Transmission | NonRTO_Midwest | Internal | Winter | B19 | 700 | 700 | 0 | 94.28 | 97.32 | 9 | 0
2030 | TVA_Transmission_2_NonRTO_Midwest | TVA_Transmission | NonRTO_Midwest | Internal | Winter | B20 | 935 | 700 | 0 | 84.94 | 86.59 | 9 | 0
2030 | TVA_Transmission_2_PJM_ROR | TVA_Transmission | PJM_ROR | Internal | Shoulder | B11 | 25 | 2000 | 0 | 97.31 | 91.31 | 9 | 0
2030 | TVA_Transmission_2_PJM_ROR | TVA_Transmission | PJM_ROR | Internal | Shoulder | B12 | 200 | 2000 | 0 | 91.76 | 89.83 | 9 | 0
2030 | TVA_Transmission_2_PJM_ROR | TVA_Transmission | PJM_ROR | Internal | Shoulder | B13 | 600 | 2000 | 0 | 91.76 | 87.86 | 9 | 0
2030 | TVA_Transmission_2_PJM_ROR | TVA_Transmission | PJM_ROR | Internal | Shoulder | B14 | 900 | 2000 | 0 | 91.76 | 87.73 | 9 | 0
2030 | TVA_Transmission_2_PJM_ROR | TVA_Transmission | PJM_ROR | Internal | Shoulder | B15 | 1203 | 2000 | 0 | 81.87 | 75.87 | 9 | 0
2030 | TVA_Transmission_2_PJM_ROR | TVA_Transmission | PJM_ROR | Internal | Summer | B1 | 10 | 2000 | 0 | 153.2 | 143.2 | 9 | 0
2030 | TVA_Transmission_2_PJM_ROR | TVA_Transmission | PJM_ROR | Internal | Summer | B2 | 25 | 2000 | 0 | 149.54 | 140.39 | 9 | 0
2030 | TVA_Transmission_2_PJM_ROR | TVA_Transmission | PJM_ROR | Internal | Summer | B3 | 75 | 2000 | 0 | 146.39 | 140.39 | 9 | 0
2030 | TVA_Transmission_2_PJM_ROR | TVA_Transmission | PJM_ROR | Internal | Summer | B4 | 100 | 2000 | 0 | 144.85 | 138.85 | 9 | 0
2030 | TVA_Transmission_2_PJM_ROR | TVA_Transmission | PJM_ROR | Internal | Summer | B5 | 200 | 2000 | 0 | 131.67 | 125.67 | 9 | 0
2030 | TVA_Transmission_2_PJM_ROR | TVA_Transmission | PJM_ROR | Internal | Summer | B6 | 300 | 2000 | 0 | 100.42 | 102.19 | 9 | 0
2030 | TVA_Transmission_2_PJM_ROR | TVA_Transmission | PJM_ROR | Internal | Summer | B7 | 400 | 2000 | 0 | 91.03 | 91.03 | 9 | 0
2030 | TVA_Transmission_2_PJM_ROR | TVA_Transmission | PJM_ROR | Internal | Summer | B8 | 500 | 2000 | 0 | 90.33 | 90.02 | 9 | 0
2030 | TVA_Transmission_2_PJM_ROR | TVA_Transmission | PJM_ROR | Internal | Summer | B9 | 800 | 2000 | 0 | 90.33 | 85.37 | 9 | 0
2030 | TVA_Transmission_2_PJM_ROR | TVA_Transmission | PJM_ROR | Internal | Summer | B10 | 1262 | 2000 | 0 | 80 | 74.87 | 9 | 0
2030 | TVA_Transmission_2_PJM_ROR | TVA_Transmission | PJM_ROR | Internal | Winter | B16 | 25 | 2000 | 0 | 99.6 | 93.6 | 9 | 0
2030 | TVA_Transmission_2_PJM_ROR | TVA_Transmission | PJM_ROR | Internal | Winter | B17 | 100 | 2000 | 0 | 94.8 | 93.58 | 9 | 0
2030 | TVA_Transmission_2_PJM_ROR | TVA_Transmission | PJM_ROR | Internal | Winter | B18 | 400 | 2000 | 0 | 94.28 | 91.86 | 9 | 0
2030 | TVA_Transmission_2_PJM_ROR | TVA_Transmission | PJM_ROR | Internal | Winter | B19 | 700 | 2000 | 0 | 94.28 | 91.13 | 9 | 0
2030 | TVA_Transmission_2_PJM_ROR | TVA_Transmission | PJM_ROR | Internal | Winter | B20 | 935 | 2000 | 0 | 84.94 | 78.94 | 9 | 0
2030 | TVA_Transmission_2_SOCO | TVA_Transmission | SOCO | Internal | Shoulder | B11 | 25 | 3200 | 0 | 97.31 | 104.31 | 9 | 0
2030 | TVA_Transmission_2_SOCO | TVA_Transmission | SOCO | Internal | Shoulder | B12 | 200 | 3200 | 0 | 91.76 | 92.38 | 9 | 0
2030 | TVA_Transmission_2_SOCO | TVA_Transmission | SOCO | Internal | Shoulder | B13 | 600 | 3200 | 0 | 91.76 | 92.38 | 9 | 0
2030 | TVA_Transmission_2_SOCO | TVA_Transmission | SOCO | Internal | Shoulder | B14 | 900 | 3200 | 0 | 91.76 | 92.38 | 9 | 0
2030 | TVA_Transmission_2_SOCO | TVA_Transmission | SOCO | Internal | Shoulder | B15 | 1203 | 3200 | 0 | 81.87 | 82.36 | 9 | 0
2030 | TVA_Transmission_2_SOCO | TVA_Transmission | SOCO | Internal | Summer | B1 | 10 | 3200 | 0 | 153.2 | 156.2 | 9 | 0
2030 | TVA_Transmission_2_SOCO | TVA_Transmission | SOCO | Internal | Summer | B2 | 25 | 3200 | 0 | 149.54 | 156.93 | 9 | 0
2030 | TVA_Transmission_2_SOCO | TVA_Transmission | SOCO | Internal | Summer | B3 | 75 | 3200 | 0 | 146.39 | 149.4 | 9 | 0
2030 | TVA_Transmission_2_SOCO | TVA_Transmission | SOCO | Internal | Summer | B4 | 100 | 3200 | 0 | 144.85 | 141.58 | 9 | 0
2030 | TVA_Transmission_2_SOCO | TVA_Transmission | SOCO | Internal | Summer | B5 | 200 | 3200 | 0 | 131.67 | 125.67 | 9 | 0
2030 | TVA_Transmission_2_SOCO | TVA_Transmission | SOCO | Internal | Summer | B6 | 300 | 3200 | 0 | 100.42 | 96.65 | 9 | 0
2030 | TVA_Transmission_2_SOCO | TVA_Transmission | SOCO | Internal | Summer | B7 | 400 | 3200 | 0 | 91.03 | 91.03 | 9 | 0
2030 | TVA_Transmission_2_SOCO | TVA_Transmission | SOCO | Internal | Summer | B8 | 500 | 3200 | 0 | 90.33 | 90.88 | 9 | 0
2030 | TVA_Transmission_2_SOCO | TVA_Transmission | SOCO | Internal | Summer | B9 | 800 | 3200 | 0 | 90.33 | 90.88 | 9 | 0
2030 | TVA_Transmission_2_SOCO | TVA_Transmission | SOCO | Internal | Summer | B10 | 1262 | 3200 | 0 | 80 | 87.87 | 9 | 0
2030 | TVA_Transmission_2_SOCO | TVA_Transmission | SOCO | Internal | Winter | B16 | 25 | 3200 | 0 | 99.6 | 104.35 | 9 | 0
2030 | TVA_Transmission_2_SOCO | TVA_Transmission | SOCO | Internal | Winter | B17 | 100 | 3200 | 0 | 94.8 | 95.54 | 9 | 0
2030 | TVA_Transmission_2_SOCO | TVA_Transmission | SOCO | Internal | Winter | B18 | 400 | 3200 | 0 | 94.28 | 95.54 | 9 | 0
2030 | TVA_Transmission_2_SOCO | TVA_Transmission | SOCO | Internal | Winter | B19 | 700 | 3200 | 0 | 94.28 | 95.54 | 9 | 0
2030 | TVA_Transmission_2_SOCO | TVA_Transmission | SOCO | Internal | Winter | B20 | 935 | 3200 | 0 | 84.94 | 84.94 | 9 | 0
2030 | TVA_Transmission_2_TVA | TVA_Transmission | TVA | Internal | Shoulder | B11 | 25 | 99999 | 365.69 | 97.31 | 97.33 | 0.01 | 0
2030 | TVA_Transmission_2_TVA | TVA_Transmission | TVA | Internal | Shoulder | B12 | 200 | 99999 | 900 | 91.76 | 91.77 | 0.01 | 0
2030 | TVA_Transmission_2_TVA | TVA_Transmission | TVA | Internal | Shoulder | B13 | 600 | 99999 | 900 | 91.76 | 91.77 | 0.01 | 0
2030 | TVA_Transmission_2_TVA | TVA_Transmission | TVA | Internal | Shoulder | B14 | 900 | 99999 | 900 | 91.76 | 91.77 | 0.01 | 0
2030 | TVA_Transmission_2_TVA | TVA_Transmission | TVA | Internal | Shoulder | B15 | 1203 | 99999 | 2301.57 | 81.87 | 81.88 | 0.01 | 0
2030 | TVA_Transmission_2_TVA | TVA_Transmission | TVA | Internal | Summer | B1 | 10 | 99999 | 4045.49 | 153.2 | 153.21 | 0.01 | 0
2030 | TVA_Transmission_2_TVA | TVA_Transmission | TVA | Internal | Summer | B2 | 25 | 99999 | 3300.79 | 149.54 | 149.55 | 0.01 | 0
2030 | TVA_Transmission_2_TVA | TVA_Transmission | TVA | Internal | Summer | B3 | 75 | 99999 | 1832.5 | 146.39 | 146.4 | 0.01 | 0
2030 | TVA_Transmission_2_TVA | TVA_Transmission | TVA | Internal | Summer | B4 | 100 | 99999 | 1155.37 | 144.85 | 144.86 | 0.01 | 0
2030 | TVA_Transmission_2_TVA | TVA_Transmission | TVA | Internal | Summer | B5 | 200 | 99999 | 0 | 131.67 | 123.67 | 0.01 | 0
2030 | TVA_Transmission_2_TVA | TVA_Transmission | TVA | Internal | Summer | B6 | 300 | 99999 | 0 | 100.42 | 94.3 | 0.01 | 0
2030 | TVA_Transmission_2_TVA | TVA_Transmission | TVA | Internal | Summer | B7 | 400 | 99999 | 0 | 91.03 | 90.34 | 0.01 | 0
2030 | TVA_Transmission_2_TVA | TVA_Transmission | TVA | Internal | Summer | B8 | 500 | 99999 | 900 | 90.33 | 90.34 | 0.01 | 0
2030 | TVA_Transmission_2_TVA | TVA_Transmission | TVA | Internal | Summer | B9 | 800 | 99999 | 900 | 90.33 | 90.34 | 0.01 | 0
2030 | TVA_Transmission_2_TVA | TVA_Transmission | TVA | Internal | Summer | B10 | 1262 | 99999 | 0 | 80 | 78.24 | 0.01 | 0
2030 | TVA_Transmission_2_TVA | TVA_Transmission | TVA | Internal | Winter | B16 | 25 | 99999 | 1595.89 | 99.6 | 99.61 | 0.01 | 0
2030 | TVA_Transmission_2_TVA | TVA_Transmission | TVA | Internal | Winter | B17 | 100 | 99999 | 900 | 94.8 | 94.81 | 0.01 | 0
2030 | TVA_Transmission_2_TVA | TVA_Transmission | TVA | Internal | Winter | B18 | 400 | 99999 | 900 | 94.28 | 94.29 | 0.01 | 0
2030 | TVA_Transmission_2_TVA | TVA_Transmission | TVA | Internal | Winter | B19 | 700 | 99999 | 900 | 94.28 | 94.29 | 0.01 | 0
2030 | TVA_Transmission_2_TVA | TVA_Transmission | TVA | Internal | Winter | B20 | 935 | 99999 | 1463.36 | 84.94 | 84.96 | 0.01 | 0
2030 | TVA_Transmission_2_VACAR | TVA_Transmission | VACAR | Internal | Shoulder | B11 | 25 | 900 | 0 | 97.31 | 97.31 | 9 | 0
2030 | TVA_Transmission_2_VACAR | TVA_Transmission | VACAR | Internal | Shoulder | B12 | 200 | 900 | 0 | 91.76 | 82.83 | 9 | 0
2030 | TVA_Transmission_2_VACAR | TVA_Transmission | VACAR | Internal | Shoulder | B13 | 600 | 900 | 0 | 91.76 | 82.83 | 9 | 0
2030 | TVA_Transmission_2_VACAR | TVA_Transmission | VACAR | Internal | Shoulder | B14 | 900 | 900 | 0 | 91.76 | 82.83 | 9 | 0
2030 | TVA_Transmission_2_VACAR | TVA_Transmission | VACAR | Internal | Shoulder | B15 | 1203 | 900 | 0 | 81.87 | 74.87 | 9 | 0
2030 | TVA_Transmission_2_VACAR | TVA_Transmission | VACAR | Internal | Summer | B1 | 10 | 900 | 0 | 153.2 | 149.2 | 9 | 0
2030 | TVA_Transmission_2_VACAR | TVA_Transmission | VACAR | Internal | Summer | B2 | 25 | 900 | 0 | 149.54 | 151.39 | 9 | 0
2030 | TVA_Transmission_2_VACAR | TVA_Transmission | VACAR | Internal | Summer | B3 | 75 | 900 | 0 | 146.39 | 142.4 | 9 | 0
2030 | TVA_Transmission_2_VACAR | TVA_Transmission | VACAR | Internal | Summer | B4 | 100 | 900 | 0 | 144.85 | 115.17 | 9 | 0
2030 | TVA_Transmission_2_VACAR | TVA_Transmission | VACAR | Internal | Summer | B5 | 200 | 900 | 0 | 131.67 | 118.67 | 9 | 0
2030 | TVA_Transmission_2_VACAR | TVA_Transmission | VACAR | Internal | Summer | B6 | 300 | 900 | 0 | 100.42 | 93.42 | 9 | 0
2030 | TVA_Transmission_2_VACAR | TVA_Transmission | VACAR | Internal | Summer | B7 | 400 | 900 | 0 | 91.03 | 84.03 | 9 | 0
2030 | TVA_Transmission_2_VACAR | TVA_Transmission | VACAR | Internal | Summer | B8 | 500 | 900 | 0 | 90.33 | 83.02 | 9 | 0
2030 | TVA_Transmission_2_VACAR | TVA_Transmission | VACAR | Internal | Summer | B9 | 800 | 900 | 0 | 90.33 | 80.87 | 9 | 0
2030 | TVA_Transmission_2_VACAR | TVA_Transmission | VACAR | Internal | Summer | B10 | 1262 | 900 | 0 | 80 | 80.87 | 9 | 0
2030 | TVA_Transmission_2_VACAR | TVA_Transmission | VACAR | Internal | Winter | B16 | 25 | 900 | 0 | 99.6 | 97.35 | 9 | 0
2030 | TVA_Transmission_2_VACAR | TVA_Transmission | VACAR | Internal | Winter | B17 | 100 | 900 | 0 | 94.8 | 87.21 | 9 | 0
2030 | TVA_Transmission_2_VACAR | TVA_Transmission | VACAR | Internal | Winter | B18 | 400 | 900 | 0 | 94.28 | 87.21 | 9 | 0
2030 | TVA_Transmission_2_VACAR | TVA_Transmission | VACAR | Internal | Winter | B19 | 700 | 900 | 0 | 94.28 | 87.21 | 9 | 0
2030 | TVA_Transmission_2_VACAR | TVA_Transmission | VACAR | Internal | Winter | B20 | 935 | 900 | 0 | 84.94 | 77.94 | 9 | 0
2030 | VACAR_2_PJM_ROR | VACAR | PJM_ROR | Internal | Shoulder | B11 | 25 | 2000 | 0 | 97.31 | 91.31 | 7 | 0
2030 | VACAR_2_PJM_ROR | VACAR | PJM_ROR | Internal | Shoulder | B12 | 200 | 2000 | 1311.25 | 82.83 | 89.83 | 7 | 0
2030 | VACAR_2_PJM_ROR | VACAR | PJM_ROR | Internal | Shoulder | B13 | 600 | 2000 | 0 | 82.83 | 87.86 | 7 | 0
2030 | VACAR_2_PJM_ROR | VACAR | PJM_ROR | Internal | Shoulder | B14 | 900 | 2000 | 0 | 82.83 | 87.73 | 7 | 0
2030 | VACAR_2_PJM_ROR | VACAR | PJM_ROR | Internal | Shoulder | B15 | 1203 | 2000 | 0 | 74.87 | 75.87 | 7 | 0
2030 | VACAR_2_PJM_ROR | VACAR | PJM_ROR | Internal | Summer | B1 | 10 | 2000 | 0 | 149.2 | 143.2 | 7 | 0
2030 | VACAR_2_PJM_ROR | VACAR | PJM_ROR | Internal | Summer | B2 | 25 | 2000 | 0 | 151.39 | 140.39 | 7 | 0
2030 | VACAR_2_PJM_ROR | VACAR | PJM_ROR | Internal | Summer | B3 | 75 | 2000 | 0 | 142.4 | 140.39 | 7 | 0
2030 | VACAR_2_PJM_ROR | VACAR | PJM_ROR | Internal | Summer | B4 | 100 | 2000 | 2000 | 115.17 | 138.85 | 7 | 16.68
2030 | VACAR_2_PJM_ROR | VACAR | PJM_ROR | Internal | Summer | B5 | 200 | 2000 | 1864.69 | 118.67 | 125.67 | 7 | 0
2030 | VACAR_2_PJM_ROR | VACAR | PJM_ROR | Internal | Summer | B6 | 300 | 2000 | 2000 | 93.42 | 102.19 | 7 | 1.77
2030 | VACAR_2_PJM_ROR | VACAR | PJM_ROR | Internal | Summer | B7 | 400 | 2000 | 1664 | 84.03 | 91.03 | 7 | 0
2030 | VACAR_2_PJM_ROR | VACAR | PJM_ROR | Internal | Summer | B8 | 500 | 2000 | 543.18 | 83.02 | 90.02 | 7 | 0
2030 | VACAR_2_PJM_ROR | VACAR | PJM_ROR | Internal | Summer | B9 | 800 | 2000 | 0 | 80.87 | 85.37 | 7 | 0
2030 | VACAR_2_PJM_ROR | VACAR | PJM_ROR | Internal | Summer | B10 | 1262 | 2000 | 0 | 80.87 | 74.87 | 7 | 0
2030 | VACAR_2_PJM_ROR | VACAR | PJM_ROR | Internal | Winter | B16 | 25 | 2000 | 0 | 97.35 | 93.6 | 7 | 0
2030 | VACAR_2_PJM_ROR | VACAR | PJM_ROR | Internal | Winter | B17 | 100 | 2000 | 0 | 87.21 | 93.58 | 7 | 0
2030 | VACAR_2_PJM_ROR | VACAR | PJM_ROR | Internal | Winter | B18 | 400 | 2000 | 0 | 87.21 | 91.86 | 7 | 0
2030 | VACAR_2_PJM_ROR | VACAR | PJM_ROR | Internal | Winter | B19 | 700 | 2000 | 0 | 87.21 | 91.13 | 7 | 0
2030 | VACAR_2_PJM_ROR | VACAR | PJM_ROR | Internal | Winter | B20 | 935 | 2000 | 0 | 77.94 | 78.94 | 7 | 0
2030 | VACAR_2_SOCO | VACAR | SOCO | Internal | Shoulder | B11 | 25 | 3000 | 1038.46 | 97.31 | 104.31 | 7 | 0
2030 | VACAR_2_SOCO | VACAR | SOCO | Internal | Shoulder | B12 | 200 | 3000 | 3000 | 82.83 | 92.38 | 7 | 2.55
2030 | VACAR_2_SOCO | VACAR | SOCO | Internal | Shoulder | B13 | 600 | 3000 | 3000 | 82.83 | 92.38 | 7 | 2.55
2030 | VACAR_2_SOCO | VACAR | SOCO | Internal | Shoulder | B14 | 900 | 3000 | 3000 | 82.83 | 92.38 | 7 | 2.55
2030 | VACAR_2_SOCO | VACAR | SOCO | Internal | Shoulder | B15 | 1203 | 3000 | 3000 | 74.87 | 82.36 | 7 | 0.5
2030 | VACAR_2_SOCO | VACAR | SOCO | Internal | Summer | B1 | 10 | 3000 | 1181.51 | 149.2 | 156.2 | 7 | 0
2030 | VACAR_2_SOCO | VACAR | SOCO | Internal | Summer | B2 | 25 | 3000 | 0 | 151.39 | 156.93 | 7 | 0
2030 | VACAR_2_SOCO | VACAR | SOCO | Internal | Summer | B3 | 75 | 3000 | 1288.97 | 142.4 | 149.4 | 7 | 0
2030 | VACAR_2_SOCO | VACAR | SOCO | Internal | Summer | B4 | 100 | 3000 | 3000 | 115.17 | 141.58 | 7 | 19.41
2030 | VACAR_2_SOCO | VACAR | SOCO | Internal | Summer | B5 | 200 | 3000 | 851.84 | 118.67 | 125.67 | 7 | 0
2030 | VACAR_2_SOCO | VACAR | SOCO | Internal | Summer | B6 | 300 | 3000 | 0 | 93.42 | 96.65 | 7 | 0
2030 | VACAR_2_SOCO | VACAR | SOCO | Internal | Summer | B7 | 400 | 3000 | 1244.87 | 84.03 | 91.03 | 7 | 0
2030 | VACAR_2_SOCO | VACAR | SOCO | Internal | Summer | B8 | 500 | 3000 | 3000 | 83.02 | 90.88 | 7 | 0.86
2030 | VACAR_2_SOCO | VACAR | SOCO | Internal | Summer | B9 | 800 | 3000 | 3000 | 80.87 | 90.88 | 7 | 3.01
2030 | VACAR_2_SOCO | VACAR | SOCO | Internal | Summer | B10 | 1262 | 3000 | 901.36 | 80.87 | 87.87 | 7 | 0
2030 | VACAR_2_SOCO | VACAR | SOCO | Internal | Winter | B16 | 25 | 3000 | 1776.56 | 97.35 | 104.35 | 7 | 0
2030 | VACAR_2_SOCO | VACAR | SOCO | Internal | Winter | B17 | 100 | 3000 | 3000 | 87.21 | 95.54 | 7 | 1.33
2030 | VACAR_2_SOCO | VACAR | SOCO | Internal | Winter | B18 | 400 | 3000 | 3000 | 87.21 | 95.54 | 7 | 1.33
2030 | VACAR_2_SOCO | VACAR | SOCO | Internal | Winter | B19 | 700 | 3000 | 3000 | 87.21 | 95.54 | 7 | 1.33
2030 | VACAR_2_SOCO | VACAR | SOCO | Internal | Winter | B20 | 935 | 3000 | 2923.3 | 77.94 | 84.94 | 7 | 0
2030 | VACAR_2_TVA_Transmission | VACAR | TVA_Transmission | Internal | Shoulder | B11 | 25 | 900 | 0 | 97.31 | 97.31 | 7 | 0
2030 | VACAR_2_TVA_Transmission | VACAR | TVA_Transmission | Internal | Shoulder | B12 | 200 | 900 | 900 | 82.83 | 91.76 | 7 | 1.93
2030 | VACAR_2_TVA_Transmission | VACAR | TVA_Transmission | Internal | Shoulder | B13 | 600 | 900 | 900 | 82.83 | 91.76 | 7 | 1.93
2030 | VACAR_2_TVA_Transmission | VACAR | TVA_Transmission | Internal | Shoulder | B14 | 900 | 900 | 900 | 82.83 | 91.76 | 7 | 1.93
2030 | VACAR_2_TVA_Transmission | VACAR | TVA_Transmission | Internal | Shoulder | B15 | 1203 | 900 | 583.72 | 74.87 | 81.87 | 7 | 0
2030 | VACAR_2_TVA_Transmission | VACAR | TVA_Transmission | Internal | Summer | B1 | 10 | 900 | 0 | 149.2 | 153.2 | 7 | 0
2030 | VACAR_2_TVA_Transmission | VACAR | TVA_Transmission | Internal | Summer | B2 | 25 | 900 | 0 | 151.39 | 149.54 | 7 | 0
2030 | VACAR_2_TVA_Transmission | VACAR | TVA_Transmission | Internal | Summer | B3 | 75 | 900 | 0 | 142.4 | 146.39 | 7 | 0
2030 | VACAR_2_TVA_Transmission | VACAR | TVA_Transmission | Internal | Summer | B4 | 100 | 900 | 900 | 115.17 | 144.85 | 7 | 22.68
2030 | VACAR_2_TVA_Transmission | VACAR | TVA_Transmission | Internal | Summer | B5 | 200 | 900 | 900 | 118.67 | 131.67 | 7 | 6
2030 | VACAR_2_TVA_Transmission | VACAR | TVA_Transmission | Internal | Summer | B6 | 300 | 900 | 700 | 93.42 | 100.42 | 7 | 0
2030 | VACAR_2_TVA_Transmission | VACAR | TVA_Transmission | Internal | Summer | B7 | 400 | 900 | 332.91 | 84.03 | 91.03 | 7 | 0
2030 | VACAR_2_TVA_Transmission | VACAR | TVA_Transmission | Internal | Summer | B8 | 500 | 900 | 900 | 83.02 | 90.33 | 7 | 0.31
2030 | VACAR_2_TVA_Transmission | VACAR | TVA_Transmission | Internal | Summer | B9 | 800 | 900 | 900 | 80.87 | 90.33 | 7 | 2.46
2030 | VACAR_2_TVA_Transmission | VACAR | TVA_Transmission | Internal | Summer | B10 | 1262 | 900 | 0 | 80.87 | 80 | 7 | 0
2030 | VACAR_2_TVA_Transmission | VACAR | TVA_Transmission | Internal | Winter | B16 | 25 | 900 | 0 | 97.35 | 99.6 | 7 | 0
2030 | VACAR_2_TVA_Transmission | VACAR | TVA_Transmission | Internal | Winter | B17 | 100 | 900 | 900 | 87.21 | 94.8 | 7 | 0.58
2030 | VACAR_2_TVA_Transmission | VACAR | TVA_Transmission | Internal | Winter | B18 | 400 | 900 | 900 | 87.21 | 94.28 | 7 | 0.07
2030 | VACAR_2_TVA_Transmission | VACAR | TVA_Transmission | Internal | Winter | B19 | 700 | 900 | 900 | 87.21 | 94.28 | 7 | 0.07
2030 | VACAR_2_TVA_Transmission | VACAR | TVA_Transmission | Internal | Winter | B20 | 935 | 900 | 539.55 | 77.94 | 84.94 | 7 | 0
2035 | ENT_2_MISO_MO-IL | ENT | MISO_MO-IL | Internal | Shoulder | B11 | 25 | 2260 | 0 | 124.91 | 116.91 | 8 | 0
2035 | ENT_2_MISO_MO-IL | ENT | MISO_MO-IL | Internal | Shoulder | B12 | 200 | 2260 | 0 | 117.39 | 114.86 | 8 | 0
2035 | ENT_2_MISO_MO-IL | ENT | MISO_MO-IL | Internal | Shoulder | B13 | 600 | 2260 | 0 | 117.39 | 114.86 | 8 | 0
2035 | ENT_2_MISO_MO-IL | ENT | MISO_MO-IL | Internal | Shoulder | B14 | 900 | 2260 | 0 | 114.64 | 114.84 | 8 | 0
2035 | ENT_2_MISO_MO-IL | ENT | MISO_MO-IL | Internal | Shoulder | B15 | 1203 | 2260 | 88.69 | 89.27 | 97.27 | 8 | 0
2035 | ENT_2_MISO_MO-IL | ENT | MISO_MO-IL | Internal | Summer | B1 | 10 | 2260 | 0 | 219.6 | 212.95 | 8 | 0
2035 | ENT_2_MISO_MO-IL | ENT | MISO_MO-IL | Internal | Summer | B2 | 25 | 2260 | 0 | 217.46 | 212.46 | 8 | 0
2035 | ENT_2_MISO_MO-IL | ENT | MISO_MO-IL | Internal | Summer | B3 | 75 | 2260 | 0 | 213.33 | 212.46 | 8 | 0
2035 | ENT_2_MISO_MO-IL | ENT | MISO_MO-IL | Internal | Summer | B4 | 100 | 2260 | 0 | 150.78 | 152.7 | 8 | 0
2035 | ENT_2_MISO_MO-IL | ENT | MISO_MO-IL | Internal | Summer | B5 | 200 | 2260 | 76.52 | 134.92 | 142.92 | 8 | 0
2035 | ENT_2_MISO_MO-IL | ENT | MISO_MO-IL | Internal | Summer | B6 | 300 | 2260 | 0 | 127.73 | 134.03 | 8 | 0
2035 | ENT_2_MISO_MO-IL | ENT | MISO_MO-IL | Internal | Summer | B7 | 400 | 2260 | 0 | 126.31 | 129.96 | 8 | 0
2035 | ENT_2_MISO_MO-IL | ENT | MISO_MO-IL | Internal | Summer | B8 | 500 | 2260 | 0 | 115.88 | 113.41 | 8 | 0
2035 | ENT_2_MISO_MO-IL | ENT | MISO_MO-IL | Internal | Summer | B9 | 800 | 2260 | 0 | 115.88 | 113.41 | 8 | 0
2035 | ENT_2_MISO_MO-IL | ENT | MISO_MO-IL | Internal | Summer | B10 | 1262 | 2260 | 730.83 | 103.51 | 111.51 | 8 | 0
2035 | ENT_2_MISO_MO-IL | ENT | MISO_MO-IL | Internal | Winter | B16 | 25 | 2260 | 0 | 122.07 | 117.88 | 8 | 0
2035 | ENT_2_MISO_MO-IL | ENT | MISO_MO-IL | Internal | Winter | B17 | 100 | 2260 | 0 | 120.46 | 117.88 | 8 | 0
2035 | ENT_2_MISO_MO-IL | ENT | MISO_MO-IL | Internal | Winter | B18 | 400 | 2260 | 0 | 120.46 | 117.88 | 8 | 0
2035 | ENT_2_MISO_MO-IL | ENT | MISO_MO-IL | Internal | Winter | B19 | 700 | 2260 | 0 | 117.89 | 117.88 | 8 | 0
2035 | ENT_2_MISO_MO-IL | ENT | MISO_MO-IL | Internal | Winter | B20 | 935 | 2260 | 0 | 86.75 | 94.23 | 8 | 0
2035 | ENT_2_SOCO | ENT | SOCO | Internal | Shoulder | B11 | 25 | 2000 | 0 | 124.91 | 129.9 | 8 | 0
2035 | ENT_2_SOCO | ENT | SOCO | Internal | Shoulder | B12 | 200 | 2000 | 0 | 117.39 | 119.26 | 8 | 0
2035 | ENT_2_SOCO | ENT | SOCO | Internal | Shoulder | B13 | 600 | 2000 | 0 | 117.39 | 119.26 | 8 | 0
2035 | ENT_2_SOCO | ENT | SOCO | Internal | Shoulder | B14 | 900 | 2000 | 0 | 114.64 | 119.26 | 8 | 0
2035 | ENT_2_SOCO | ENT | SOCO | Internal | Shoulder | B15 | 1203 | 2000 | 0 | 89.27 | 95.86 | 8 | 0
2035 | ENT_2_SOCO | ENT | SOCO | Internal | Summer | B1 | 10 | 2000 | 1032.53 | 219.6 | 227.6 | 8 | 0
2035 | ENT_2_SOCO | ENT | SOCO | Internal | Summer | B2 | 25 | 2000 | 531.85 | 217.46 | 225.46 | 8 | 0
2035 | ENT_2_SOCO | ENT | SOCO | Internal | Summer | B3 | 75 | 2000 | 281.92 | 213.33 | 221.33 | 8 | 0
2035 | ENT_2_SOCO | ENT | SOCO | Internal | Summer | B4 | 100 | 2000 | 0 | 150.78 | 148.36 | 8 | 0
2035 | ENT_2_SOCO | ENT | SOCO | Internal | Summer | B5 | 200 | 2000 | 22.06 | 134.92 | 142.92 | 8 | 0
2035 | ENT_2_SOCO | ENT | SOCO | Internal | Summer | B6 | 300 | 2000 | 0 | 127.73 | 128.03 | 8 | 0
2035 | ENT_2_SOCO | ENT | SOCO | Internal | Summer | B7 | 400 | 2000 | 0 | 126.31 | 117.93 | 8 | 0
2035 | ENT_2_SOCO | ENT | SOCO | Internal | Summer | B8 | 500 | 2000 | 0 | 115.88 | 117.93 | 8 | 0
2035 | ENT_2_SOCO | ENT | SOCO | Internal | Summer | B9 | 800 | 2000 | 0 | 115.88 | 117.93 | 8 | 0
2035 | ENT_2_SOCO | ENT | SOCO | Internal | Summer | B10 | 1262 | 2000 | 0 | 103.51 | 94.24 | 8 | 0
2035 | ENT_2_SOCO | ENT | SOCO | Internal | Winter | B16 | 25 | 2000 | 1528.51 | 122.07 | 130.07 | 8 | 0
2035 | ENT_2_SOCO | ENT | SOCO | Internal | Winter | B17 | 100 | 2000 | 0 | 120.46 | 122.22 | 8 | 0
2035 | ENT_2_SOCO | ENT | SOCO | Internal | Winter | B18 | 400 | 2000 | 0 | 120.46 | 122.22 | 8 | 0
2035 | ENT_2_SOCO | ENT | SOCO | Internal | Winter | B19 | 700 | 2000 | 0 | 117.89 | 122.22 | 8 | 0
2035 | ENT_2_SOCO | ENT | SOCO | Internal | Winter | B20 | 935 | 2000 | 0 | 86.75 | 93.17 | 8 | 0
2035 | ENT_2_SPP_N | ENT | SPP_N | Internal | Shoulder | B11 | 25 | 1300 | 0 | 124.91 | 123.9 | 8 | 0
2035 | ENT_2_SPP_N | ENT | SPP_N | Internal | Shoulder | B12 | 200 | 1300 | 0 | 117.39 | 117.19 | 8 | 0
2035 | ENT_2_SPP_N | ENT | SPP_N | Internal | Shoulder | B13 | 600 | 1300 | 0 | 117.39 | 112.8 | 8 | 0
2035 | ENT_2_SPP_N | ENT | SPP_N | Internal | Shoulder | B14 | 900 | 1300 | 0 | 114.64 | 109.63 | 8 | 0
2035 | ENT_2_SPP_N | ENT | SPP_N | Internal | Shoulder | B15 | 1203 | 1300 | 0 | 89.27 | 73.5 | 8 | 0
2035 | ENT_2_SPP_N | ENT | SPP_N | Internal | Summer | B1 | 10 | 1300 | 0 | 219.6 | 207.95 | 8 | 0
2035 | ENT_2_SPP_N | ENT | SPP_N | Internal | Summer | B2 | 25 | 1300 | 0 | 217.46 | 212.46 | 8 | 0
2035 | ENT_2_SPP_N | ENT | SPP_N | Internal | Summer | B3 | 75 | 1300 | 0 | 213.33 | 212.96 | 8 | 0
2035 | ENT_2_SPP_N | ENT | SPP_N | Internal | Summer | B4 | 100 | 1300 | 0 | 150.78 | 147.7 | 8 | 0
2035 | ENT_2_SPP_N | ENT | SPP_N | Internal | Summer | B5 | 200 | 1300 | 0 | 134.92 | 140.97 | 8 | 0
2035 | ENT_2_SPP_N | ENT | SPP_N | Internal | Summer | B6 | 300 | 1300 | 0 | 127.73 | 135.72 | 8 | 0
2035 | ENT_2_SPP_N | ENT | SPP_N | Internal | Summer | B7 | 400 | 1300 | 0 | 126.31 | 134.29 | 8 | 0
2035 | ENT_2_SPP_N | ENT | SPP_N | Internal | Summer | B8 | 500 | 1300 | 0 | 115.88 | 116.6 | 8 | 0
2035 | ENT_2_SPP_N | ENT | SPP_N | Internal | Summer | B9 | 800 | 1300 | 0 | 115.88 | 115.89 | 8 | 0
2035 | ENT_2_SPP_N | ENT | SPP_N | Internal | Summer | B10 | 1262 | 1300 | 0 | 103.51 | 98.51 | 8 | 0
2035 | ENT_2_SPP_N | ENT | SPP_N | Internal | Winter | B16 | 25 | 1300 | 0 | 122.07 | 112.88 | 8 | 0
2035 | ENT_2_SPP_N | ENT | SPP_N | Internal | Winter | B17 | 100 | 1300 | 0 | 120.46 | 112.88 | 8 | 0
2035 | ENT_2_SPP_N | ENT | SPP_N | Internal | Winter | B18 | 400 | 1300 | 0 | 120.46 | 115.46 | 8 | 0
2035 | ENT_2_SPP_N | ENT | SPP_N | Internal | Winter | B19 | 700 | 1300 | 0 | 117.89 | 112.88 | 8 | 0
2035 | ENT_2_SPP_N | ENT | SPP_N | Internal | Winter | B20 | 935 | 1300 | 0 | 86.75 | 81.48 | 8 | 0
2035 | ENT_2_SPP_S | ENT | SPP_S | Internal | Shoulder | B11 | 25 | 1300 | 0 | 124.91 | 123.91 | 8 | 0
2035 | ENT_2_SPP_S | ENT | SPP_S | Internal | Shoulder | B12 | 200 | 1300 | 0 | 117.39 | 117.21 | 8 | 0
2035 | ENT_2_SPP_S | ENT | SPP_S | Internal | Shoulder | B13 | 600 | 1300 | 0 | 117.39 | 112.81 | 8 | 0
2035 | ENT_2_SPP_S | ENT | SPP_S | Internal | Shoulder | B14 | 900 | 1300 | 0 | 114.64 | 109.64 | 8 | 0
2035 | ENT_2_SPP_S | ENT | SPP_S | Internal | Shoulder | B15 | 1203 | 1300 | 0 | 89.27 | 73.5 | 8 | 0
2035 | ENT_2_SPP_S | ENT | SPP_S | Internal | Summer | B1 | 10 | 1300 | 0 | 219.6 | 134.62 | 8 | 0
2035 | ENT_2_SPP_S | ENT | SPP_S | Internal | Summer | B2 | 25 | 1300 | 0 | 217.46 | 196.29 | 8 | 0
2035 | ENT_2_SPP_S | ENT | SPP_S | Internal | Summer | B3 | 75 | 1300 | 0 | 213.33 | 208.07 | 8 | 0
2035 | ENT_2_SPP_S | ENT | SPP_S | Internal | Summer | B4 | 100 | 1300 | 0 | 150.78 | 145.78 | 8 | 0
2035 | ENT_2_SPP_S | ENT | SPP_S | Internal | Summer | B5 | 200 | 1300 | 0 | 134.92 | 140.98 | 8 | 0
2035 | ENT_2_SPP_S | ENT | SPP_S | Internal | Summer | B6 | 300 | 1300 | 18.97 | 127.73 | 135.73 | 8 | 0
2035 | ENT_2_SPP_S | ENT | SPP_S | Internal | Summer | B7 | 400 | 1300 | 466.59 | 126.31 | 134.31 | 8 | 0
2035 | ENT_2_SPP_S | ENT | SPP_S | Internal | Summer | B8 | 500 | 1300 | 0 | 115.88 | 119.57 | 8 | 0
2035 | ENT_2_SPP_S | ENT | SPP_S | Internal | Summer | B9 | 800 | 1300 | 0 | 115.88 | 115.9 | 8 | 0
2035 | ENT_2_SPP_S | ENT | SPP_S | Internal | Summer | B10 | 1262 | 1300 | 0 | 103.51 | 98.52 | 8 | 0
2035 | ENT_2_SPP_S | ENT | SPP_S | Internal | Winter | B16 | 25 | 1300 | 0 | 122.07 | 118.28 | 8 | 0
2035 | ENT_2_SPP_S | ENT | SPP_S | Internal | Winter | B17 | 100 | 1300 | 0 | 120.46 | 112.89 | 8 | 0
2035 | ENT_2_SPP_S | ENT | SPP_S | Internal | Winter | B18 | 400 | 1300 | 0 | 120.46 | 115.48 | 8 | 0
2035 | ENT_2_SPP_S | ENT | SPP_S | Internal | Winter | B19 | 700 | 1300 | 0 | 117.89 | 112.89 | 8 | 0
2035 | ENT_2_SPP_S | ENT | SPP_S | Internal | Winter | B20 | 935 | 1300 | 0 | 86.75 | 81.5 | 8 | 0
2035 | ENT_2_TVA_Transmission | ENT | TVA_Transmission | Internal | Shoulder | B11 | 25 | 2100 | 0 | 124.91 | 120.9 | 8 | 0
2035 | ENT_2_TVA_Transmission | ENT | TVA_Transmission | Internal | Shoulder | B12 | 200 | 2100 | 0 | 117.39 | 119.78 | 8 | 0
2035 | ENT_2_TVA_Transmission | ENT | TVA_Transmission | Internal | Shoulder | B13 | 600 | 2100 | 0 | 117.39 | 119.52 | 8 | 0
2035 | ENT_2_TVA_Transmission | ENT | TVA_Transmission | Internal | Shoulder | B14 | 900 | 2100 | 0 | 114.64 | 119.27 | 8 | 0
2035 | ENT_2_TVA_Transmission | ENT | TVA_Transmission | Internal | Shoulder | B15 | 1203 | 2100 | 2100 | 89.27 | 97.31 | 8 | 0.04
2035 | ENT_2_TVA_Transmission | ENT | TVA_Transmission | Internal | Summer | B1 | 10 | 2100 | 0 | 219.6 | 218.6 | 8 | 0
2035 | ENT_2_TVA_Transmission | ENT | TVA_Transmission | Internal | Summer | B2 | 25 | 2100 | 0 | 217.46 | 216.46 | 8 | 0
2035 | ENT_2_TVA_Transmission | ENT | TVA_Transmission | Internal | Summer | B3 | 75 | 2100 | 0 | 213.33 | 212.33 | 8 | 0
2035 | ENT_2_TVA_Transmission | ENT | TVA_Transmission | Internal | Summer | B4 | 100 | 2100 | 0 | 150.78 | 143.7 | 8 | 0
2035 | ENT_2_TVA_Transmission | ENT | TVA_Transmission | Internal | Summer | B5 | 200 | 2100 | 0 | 134.92 | 133.92 | 8 | 0
2035 | ENT_2_TVA_Transmission | ENT | TVA_Transmission | Internal | Summer | B6 | 300 | 2100 | 0 | 127.73 | 125.03 | 8 | 0
2035 | ENT_2_TVA_Transmission | ENT | TVA_Transmission | Internal | Summer | B7 | 400 | 2100 | 0 | 126.31 | 123 | 8 | 0
2035 | ENT_2_TVA_Transmission | ENT | TVA_Transmission | Internal | Summer | B8 | 500 | 2100 | 0 | 115.88 | 118.6 | 8 | 0
2035 | ENT_2_TVA_Transmission | ENT | TVA_Transmission | Internal | Summer | B9 | 800 | 2100 | 0 | 115.88 | 118.18 | 8 | 0
2035 | ENT_2_TVA_Transmission | ENT | TVA_Transmission | Internal | Summer | B10 | 1262 | 2100 | 0 | 103.51 | 103.8 | 8 | 0
2035 | ENT_2_TVA_Transmission | ENT | TVA_Transmission | Internal | Winter | B16 | 25 | 2100 | 0 | 122.07 | 123.48 | 8 | 0
2035 | ENT_2_TVA_Transmission | ENT | TVA_Transmission | Internal | Winter | B17 | 100 | 2100 | 0 | 120.46 | 122.9 | 8 | 0
2035 | ENT_2_TVA_Transmission | ENT | TVA_Transmission | Internal | Winter | B18 | 400 | 2100 | 0 | 120.46 | 122.39 | 8 | 0
2035 | ENT_2_TVA_Transmission | ENT | TVA_Transmission | Internal | Winter | B19 | 700 | 2100 | 0 | 117.89 | 122.34 | 8 | 0
2035 | ENT_2_TVA_Transmission | ENT | TVA_Transmission | Internal | Winter | B20 | 935 | 2100 | 1338.2 | 86.75 | 94.75 | 8 | 0
2035 | FRCC_2_SOCO | FRCC | SOCO | Internal | Shoulder | B11 | 25 | 900 | 0 | 143.77 | 129.9 | 8 | 0
2035 | FRCC_2_SOCO | FRCC | SOCO | Internal | Shoulder | B12 | 200 | 900 | 0 | 123.68 | 119.26 | 8 | 0
2035 | FRCC_2_SOCO | FRCC | SOCO | Internal | Shoulder | B13 | 600 | 900 | 0 | 123.68 | 119.26 | 8 | 0
2035 | FRCC_2_SOCO | FRCC | SOCO | Internal | Shoulder | B14 | 900 | 900 | 0 | 123.68 | 119.26 | 8 | 0
2035 | FRCC_2_SOCO | FRCC | SOCO | Internal | Shoulder | B15 | 1203 | 900 | 0 | 95.41 | 95.86 | 8 | 0
2035 | FRCC_2_SOCO | FRCC | SOCO | Internal | Summer | B1 | 10 | 900 | 0 | 227.84 | 227.6 | 8 | 0
2035 | FRCC_2_SOCO | FRCC | SOCO | Internal | Summer | B2 | 25 | 900 | 0 | 227.84 | 225.46 | 8 | 0
2035 | FRCC_2_SOCO | FRCC | SOCO | Internal | Summer | B3 | 75 | 900 | 0 | 227.84 | 221.33 | 8 | 0
2035 | FRCC_2_SOCO | FRCC | SOCO | Internal | Summer | B4 | 100 | 900 | 0 | 142.71 | 148.36 | 8 | 0
2035 | FRCC_2_SOCO | FRCC | SOCO | Internal | Summer | B5 | 200 | 900 | 0 | 142.71 | 142.92 | 8 | 0
2035 | FRCC_2_SOCO | FRCC | SOCO | Internal | Summer | B6 | 300 | 900 | 0 | 138.03 | 128.03 | 8 | 0
2035 | FRCC_2_SOCO | FRCC | SOCO | Internal | Summer | B7 | 400 | 900 | 0 | 127.44 | 117.93 | 8 | 0
2035 | FRCC_2_SOCO | FRCC | SOCO | Internal | Summer | B8 | 500 | 900 | 0 | 122.78 | 117.93 | 8 | 0
2035 | FRCC_2_SOCO | FRCC | SOCO | Internal | Summer | B9 | 800 | 900 | 0 | 122.78 | 117.93 | 8 | 0
2035 | FRCC_2_SOCO | FRCC | SOCO | Internal | Summer | B10 | 1262 | 900 | 900 | 73.11 | 94.24 | 8 | 13.13
2035 | FRCC_2_SOCO | FRCC | SOCO | Internal | Winter | B16 | 25 | 900 | 0 | 140.07 | 130.07 | 8 | 0
2035 | FRCC_2_SOCO | FRCC | SOCO | Internal | Winter | B17 | 100 | 900 | 0 | 126.16 | 122.22 | 8 | 0
2035 | FRCC_2_SOCO | FRCC | SOCO | Internal | Winter | B18 | 400 | 900 | 0 | 126.16 | 122.22 | 8 | 0
2035 | FRCC_2_SOCO | FRCC | SOCO | Internal | Winter | B19 | 700 | 900 | 0 | 126.16 | 122.22 | 8 | 0
2035 | FRCC_2_SOCO | FRCC | SOCO | Internal | Winter | B20 | 935 | 900 | 0 | 93.63 | 93.17 | 8 | 0
2035 | HQ_NEISO_2_NEISO | HQ_NEISO | NEISO | Internal | Shoulder | B11 | 25 | 99999 | 3866.9 | 26.12 | 26.14 | 0.01 | 0
2035 | HQ_NEISO_2_NEISO | HQ_NEISO | NEISO | Internal | Shoulder | B12 | 200 | 99999 | 3857.4 | 26.12 | 26.14 | 0.01 | 0
2035 | HQ_NEISO_2_NEISO | HQ_NEISO | NEISO | Internal | Shoulder | B13 | 600 | 99999 | 3820.02 | 26.12 | 26.14 | 0.01 | 0
2035 | HQ_NEISO_2_NEISO | HQ_NEISO | NEISO | Internal | Shoulder | B14 | 900 | 99999 | 3754.63 | 26.12 | 26.14 | 0.01 | 0
2035 | HQ_NEISO_2_NEISO | HQ_NEISO | NEISO | Internal | Shoulder | B15 | 1203 | 99999 | 1797.77 | 26.12 | 26.14 | 0.01 | 0
2035 | HQ_NEISO_2_NEISO | HQ_NEISO | NEISO | Internal | Summer | B1 | 10 | 99999 | 4396.59 | 142.49 | 142.5 | 0.01 | 0
2035 | HQ_NEISO_2_NEISO | HQ_NEISO | NEISO | Internal | Summer | B2 | 25 | 99999 | 4333.83 | 181.45 | 181.46 | 0.01 | 0
2035 | HQ_NEISO_2_NEISO | HQ_NEISO | NEISO | Internal | Summer | B3 | 75 | 99999 | 4208.73 | 142.49 | 142.5 | 0.01 | 0
2035 | HQ_NEISO_2_NEISO | HQ_NEISO | NEISO | Internal | Summer | B4 | 100 | 99999 | 4101.2 | 123.42 | 123.43 | 0.01 | 0
2035 | HQ_NEISO_2_NEISO | HQ_NEISO | NEISO | Internal | Summer | B5 | 200 | 99999 | 4042.71 | 123.42 | 123.43 | 0.01 | 0
2035 | HQ_NEISO_2_NEISO | HQ_NEISO | NEISO | Internal | Summer | B6 | 300 | 99999 | 3976.74 | 120.39 | 120.41 | 0.01 | 0
2035 | HQ_NEISO_2_NEISO | HQ_NEISO | NEISO | Internal | Summer | B7 | 400 | 99999 | 3901.16 | 106.37 | 106.38 | 0.01 | 0
2035 | HQ_NEISO_2_NEISO | HQ_NEISO | NEISO | Internal | Summer | B8 | 500 | 99999 | 3841.73 | 106.37 | 106.38 | 0.01 | 0
2035 | HQ_NEISO_2_NEISO | HQ_NEISO | NEISO | Internal | Summer | B9 | 800 | 99999 | 3768.93 | 106.37 | 106.38 | 0.01 | 0
2035 | HQ_NEISO_2_NEISO | HQ_NEISO | NEISO | Internal | Summer | B10 | 1262 | 99999 | 1472.05 | 105.08 | 105.1 | 0.01 | 0
2035 | HQ_NEISO_2_NEISO | HQ_NEISO | NEISO | Internal | Winter | B16 | 25 | 99999 | 3998.52 | 26.12 | 26.14 | 0.01 | 0
2035 | HQ_NEISO_2_NEISO | HQ_NEISO | NEISO | Internal | Winter | B17 | 100 | 99999 | 3945.7 | 26.12 | 26.14 | 0.01 | 0
2035 | HQ_NEISO_2_NEISO | HQ_NEISO | NEISO | Internal | Winter | B18 | 400 | 99999 | 3905.27 | 26.12 | 26.14 | 0.01 | 0
2035 | HQ_NEISO_2_NEISO | HQ_NEISO | NEISO | Internal | Winter | B19 | 700 | 99999 | 3829.95 | 26.12 | 26.14 | 0.01 | 0
2035 | HQ_NEISO_2_NEISO | HQ_NEISO | NEISO | Internal | Winter | B20 | 935 | 99999 | 1964.44 | 26.12 | 26.14 | 0.01 | 0
2035 | HQ_NY_2_NYISO_A-F | HQ_NY | NYISO_A-F | Internal | Shoulder | B11 | 25 | 99999 | 2812.27 | 29.12 | 29.14 | 0.01 | 0
2035 | HQ_NY_2_NYISO_A-F | HQ_NY | NYISO_A-F | Internal | Shoulder | B12 | 200 | 99999 | 2847.69 | 29.12 | 29.14 | 0.01 | 0
2035 | HQ_NY_2_NYISO_A-F | HQ_NY | NYISO_A-F | Internal | Shoulder | B13 | 600 | 99999 | 2781.85 | 29.12 | 29.14 | 0.01 | 0
2035 | HQ_NY_2_NYISO_A-F | HQ_NY | NYISO_A-F | Internal | Shoulder | B14 | 900 | 99999 | 2673.14 | 29.12 | 29.14 | 0.01 | 0
2035 | HQ_NY_2_NYISO_A-F | HQ_NY | NYISO_A-F | Internal | Shoulder | B15 | 1203 | 99999 | 1582.7 | 29.12 | 29.14 | 0.01 | 0
2035 | HQ_NY_2_NYISO_A-F | HQ_NY | NYISO_A-F | Internal | Summer | B1 | 10 | 99999 | 3500.1 | 111.08 | 111.09 | 0.01 | 0
2035 | HQ_NY_2_NYISO_A-F | HQ_NY | NYISO_A-F | Internal | Summer | B2 | 25 | 99999 | 3406.71 | 133.79 | 133.8 | 0.01 | 0
2035 | HQ_NY_2_NYISO_A-F | HQ_NY | NYISO_A-F | Internal | Summer | B3 | 75 | 99999 | 3266.7 | 139.49 | 139.5 | 0.01 | 0
2035 | HQ_NY_2_NYISO_A-F | HQ_NY | NYISO_A-F | Internal | Summer | B4 | 100 | 99999 | 3116.37 | 129.69 | 129.7 | 0.01 | 0
2035 | HQ_NY_2_NYISO_A-F | HQ_NY | NYISO_A-F | Internal | Summer | B5 | 200 | 99999 | 3025.59 | 126.42 | 126.43 | 0.01 | 0
2035 | HQ_NY_2_NYISO_A-F | HQ_NY | NYISO_A-F | Internal | Summer | B6 | 300 | 99999 | 2934.96 | 123.39 | 123.41 | 0.01 | 0
2035 | HQ_NY_2_NYISO_A-F | HQ_NY | NYISO_A-F | Internal | Summer | B7 | 400 | 99999 | 2830.84 | 111.08 | 111.09 | 0.01 | 0
2035 | HQ_NY_2_NYISO_A-F | HQ_NY | NYISO_A-F | Internal | Summer | B8 | 500 | 99999 | 2760.34 | 108.06 | 108.07 | 0.01 | 0
2035 | HQ_NY_2_NYISO_A-F | HQ_NY | NYISO_A-F | Internal | Summer | B9 | 800 | 99999 | 2664.8 | 108.06 | 108.07 | 0.01 | 0
2035 | HQ_NY_2_NYISO_A-F | HQ_NY | NYISO_A-F | Internal | Summer | B10 | 1262 | 99999 | 1436.41 | 108.06 | 108.07 | 0.01 | 0
2035 | HQ_NY_2_NYISO_A-F | HQ_NY | NYISO_A-F | Internal | Winter | B16 | 25 | 99999 | 3058.87 | 29.12 | 29.14 | 0.01 | 0
2035 | HQ_NY_2_NYISO_A-F | HQ_NY | NYISO_A-F | Internal | Winter | B17 | 100 | 99999 | 3001.1 | 29.12 | 29.14 | 0.01 | 0
2035 | HQ_NY_2_NYISO_A-F | HQ_NY | NYISO_A-F | Internal | Winter | B18 | 400 | 99999 | 2934.69 | 29.12 | 29.14 | 0.01 | 0
2035 | HQ_NY_2_NYISO_A-F | HQ_NY | NYISO_A-F | Internal | Winter | B19 | 700 | 99999 | 2819.07 | 29.12 | 29.14 | 0.01 | 0
2035 | HQ_NY_2_NYISO_A-F | HQ_NY | NYISO_A-F | Internal | Winter | B20 | 935 | 99999 | 1762.97 | 29.12 | 29.14 | 0.01 | 0
2035 | HQ_IESO_2_IESO | HQ_IESO | IESO | Internal | Shoulder | B11 | 25 | 99999 | 400 | 22.12 | 22.14 | 0.01 | 0
2035 | HQ_IESO_2_IESO | HQ_IESO | IESO | Internal | Shoulder | B12 | 200 | 99999 | 400 | 22.12 | 22.14 | 0.01 | 0
2035 | HQ_IESO_2_IESO | HQ_IESO | IESO | Internal | Shoulder | B13 | 600 | 99999 | 400 | 22.12 | 22.14 | 0.01 | 0
2035 | HQ_IESO_2_IESO | HQ_IESO | IESO | Internal | Shoulder | B14 | 900 | 99999 | 400 | 22.12 | 22.14 | 0.01 | 0
2035 | HQ_IESO_2_IESO | HQ_IESO | IESO | Internal | Shoulder | B15 | 1203 | 99999 | 75.48 | 22.12 | 22.14 | 0.01 | 0
2035 | HQ_IESO_2_IESO | HQ_IESO | IESO | Internal | Summer | B1 | 10 | 99999 | 400.1 | 104.08 | 104.09 | 0.01 | 0
2035 | HQ_IESO_2_IESO | HQ_IESO | IESO | Internal | Summer | B2 | 25 | 99999 | 400.1 | 126.79 | 126.8 | 0.01 | 0
2035 | HQ_IESO_2_IESO | HQ_IESO | IESO | Internal | Summer | B3 | 75 | 99999 | 400.1 | 126.79 | 126.8 | 0.01 | 0
2035 | HQ_IESO_2_IESO | HQ_IESO | IESO | Internal | Summer | B4 | 100 | 99999 | 400 | 71.53 | 71.54 | 0.01 | 0
2035 | HQ_IESO_2_IESO | HQ_IESO | IESO | Internal | Summer | B5 | 200 | 99999 | 400 | 17.44 | 17.45 | 0.01 | 0
2035 | HQ_IESO_2_IESO | HQ_IESO | IESO | Internal | Summer | B6 | 300 | 99999 | 400 | 17.44 | 17.45 | 0.01 | 0
2035 | HQ_IESO_2_IESO | HQ_IESO | IESO | Internal | Summer | B7 | 400 | 99999 | 400 | 17.44 | 17.45 | 0.01 | 0
2035 | HQ_IESO_2_IESO | HQ_IESO | IESO | Internal | Summer | B8 | 500 | 99999 | 400 | 17.44 | 17.45 | 0.01 | 0
2035 | HQ_IESO_2_IESO | HQ_IESO | IESO | Internal | Summer | B9 | 800 | 99999 | 400 | 17.44 | 17.45 | 0.01 | 0
2035 | HQ_IESO_2_IESO | HQ_IESO | IESO | Internal | Summer | B10 | 1262 | 99999 | 12.04 | 17.44 | 17.45 | 0.01 | 0
2035 | HQ_IESO_2_IESO | HQ_IESO | IESO | Internal | Winter | B16 | 25 | 99999 | 400 | 22.12 | 22.14 | 0.01 | 0
2035 | HQ_IESO_2_IESO | HQ_IESO | IESO | Internal | Winter | B17 | 100 | 99999 | 400 | 22.12 | 22.14 | 0.01 | 0
2035 | HQ_IESO_2_IESO | HQ_IESO | IESO | Internal | Winter | B18 | 400 | 99999 | 400 | 22.12 | 22.14 | 0.01 | 0
2035 | HQ_IESO_2_IESO | HQ_IESO | IESO | Internal | Winter | B19 | 700 | 99999 | 400 | 22.12 | 22.14 | 0.01 | 0
2035 | HQ_IESO_2_IESO | HQ_IESO | IESO | Internal | Winter | B20 | 935 | 99999 | 91.98 | 22.12 | 22.14 | 0.01 | 0
2035 | IESO_2_MAPP_CA | IESO | MAPP_CA | Internal | Shoulder | B11 | 25 | 262 | 262 | 22.14 | 77.09 | 7 | 47.95
2035 | IESO_2_MAPP_CA | IESO | MAPP_CA | Internal | Shoulder | B12 | 200 | 262 | 262 | 22.14 | 77.09 | 7 | 47.95
2035 | IESO_2_MAPP_CA | IESO | MAPP_CA | Internal | Shoulder | B13 | 600 | 262 | 262 | 22.14 | 77.09 | 7 | 47.95
2035 | IESO_2_MAPP_CA | IESO | MAPP_CA | Internal | Shoulder | B14 | 900 | 262 | 262 | 22.14 | 77.09 | 7 | 47.95
2035 | IESO_2_MAPP_CA | IESO | MAPP_CA | Internal | Shoulder | B15 | 1203 | 262 | 262 | 22.14 | 77.09 | 7 | 47.95
2035 | IESO_2_MAPP_CA | IESO | MAPP_CA | Internal | Summer | B1 | 10 | 262 | 0 | 104.09 | 24.45 | 7 | 0
2035 | IESO_2_MAPP_CA | IESO | MAPP_CA | Internal | Summer | B2 | 25 | 262 | 0 | 126.8 | 24.45 | 7 | 0
2035 | IESO_2_MAPP_CA | IESO | MAPP_CA | Internal | Summer | B3 | 75 | 262 | 0 | 126.8 | 24.45 | 7 | 0
2035 | IESO_2_MAPP_CA | IESO | MAPP_CA | Internal | Summer | B4 | 100 | 262 | 0 | 71.54 | 24.45 | 7 | 0
2035 | IESO_2_MAPP_CA | IESO | MAPP_CA | Internal | Summer | B5 | 200 | 262 | 14.89 | 17.45 | 24.45 | 7 | 0
2035 | IESO_2_MAPP_CA | IESO | MAPP_CA | Internal | Summer | B6 | 300 | 262 | 214.84 | 17.45 | 24.45 | 7 | 0
2035 | IESO_2_MAPP_CA | IESO | MAPP_CA | Internal | Summer | B7 | 400 | 262 | 229.32 | 17.45 | 24.45 | 7 | 0
2035 | IESO_2_MAPP_CA | IESO | MAPP_CA | Internal | Summer | B8 | 500 | 262 | 235.55 | 17.45 | 24.45 | 7 | 0
2035 | IESO_2_MAPP_CA | IESO | MAPP_CA | Internal | Summer | B9 | 800 | 262 | 244.75 | 17.45 | 24.45 | 7 | 0
2035 | IESO_2_MAPP_CA | IESO | MAPP_CA | Internal | Summer | B10 | 1262 | 262 | 250.74 | 17.45 | 24.45 | 7 | 0
2035 | IESO_2_MAPP_CA | IESO | MAPP_CA | Internal | Winter | B16 | 25 | 262 | 262 | 22.14 | 77.09 | 7 | 47.95
2035 | IESO_2_MAPP_CA | IESO | MAPP_CA | Internal | Winter | B17 | 100 | 262 | 262 | 22.14 | 77.09 | 7 | 47.95
2035 | IESO_2_MAPP_CA | IESO | MAPP_CA | Internal | Winter | B18 | 400 | 262 | 262 | 22.14 | 77.09 | 7 | 47.95
2035 | IESO_2_MAPP_CA | IESO | MAPP_CA | Internal | Winter | B19 | 700 | 262 | 262 | 22.14 | 77.09 | 7 | 47.95
2035 | IESO_2_MAPP_CA | IESO | MAPP_CA | Internal | Winter | B20 | 935 | 262 | 262 | 22.14 | 77.09 | 7 | 47.95
2035 | IESO_2_MISO_MI | IESO | MISO_MI | Internal | Shoulder | B11 | 25 | 1840 | 1840 | 22.14 | 114.86 | 7 | 85.72
2035 | IESO_2_MISO_MI | IESO | MISO_MI | Internal | Shoulder | B12 | 200 | 1840 | 1840 | 22.14 | 114.86 | 7 | 85.72
2035 | IESO_2_MISO_MI | IESO | MISO_MI | Internal | Shoulder | B13 | 600 | 1840 | 1840 | 22.14 | 114.86 | 7 | 85.72
2035 | IESO_2_MISO_MI | IESO | MISO_MI | Internal | Shoulder | B14 | 900 | 1840 | 1840 | 22.14 | 114.86 | 7 | 85.72
2035 | IESO_2_MISO_MI | IESO | MISO_MI | Internal | Shoulder | B15 | 1203 | 1840 | 1840 | 22.14 | 103.37 | 7 | 74.23
2035 | IESO_2_MISO_MI | IESO | MISO_MI | Internal | Summer | B1 | 10 | 1840 | 1840 | 104.09 | 210.61 | 7 | 99.52
2035 | IESO_2_MISO_MI | IESO | MISO_MI | Internal | Summer | B2 | 25 | 1840 | 1840 | 126.8 | 210.61 | 7 | 76.8
2035 | IESO_2_MISO_MI | IESO | MISO_MI | Internal | Summer | B3 | 75 | 1840 | 1840 | 126.8 | 153.35 | 7 | 19.54
2035 | IESO_2_MISO_MI | IESO | MISO_MI | Internal | Summer | B4 | 100 | 1840 | 1840 | 71.54 | 139.25 | 7 | 60.71
2035 | IESO_2_MISO_MI | IESO | MISO_MI | Internal | Summer | B5 | 200 | 1840 | 1840 | 17.45 | 132.03 | 7 | 107.58
2035 | IESO_2_MISO_MI | IESO | MISO_MI | Internal | Summer | B6 | 300 | 1840 | 1840 | 17.45 | 129.39 | 7 | 104.94
2035 | IESO_2_MISO_MI | IESO | MISO_MI | Internal | Summer | B7 | 400 | 1840 | 1840 | 17.45 | 115.77 | 7 | 91.33
2035 | IESO_2_MISO_MI | IESO | MISO_MI | Internal | Summer | B8 | 500 | 1840 | 1840 | 17.45 | 113.41 | 7 | 88.96
2035 | IESO_2_MISO_MI | IESO | MISO_MI | Internal | Summer | B9 | 800 | 1840 | 1840 | 17.45 | 113.41 | 7 | 88.96
2035 | IESO_2_MISO_MI | IESO | MISO_MI | Internal | Summer | B10 | 1262 | 1840 | 1840 | 17.45 | 113.23 | 7 | 88.78
2035 | IESO_2_MISO_MI | IESO | MISO_MI | Internal | Winter | B16 | 25 | 1840 | 1840 | 22.14 | 117.88 | 7 | 88.74
2035 | IESO_2_MISO_MI | IESO | MISO_MI | Internal | Winter | B17 | 100 | 1840 | 1840 | 22.14 | 117.88 | 7 | 88.74
2035 | IESO_2_MISO_MI | IESO | MISO_MI | Internal | Winter | B18 | 400 | 1840 | 1840 | 22.14 | 117.88 | 7 | 88.74
2035 | IESO_2_MISO_MI | IESO | MISO_MI | Internal | Winter | B19 | 700 | 1840 | 1840 | 22.14 | 117.88 | 7 | 88.74
2035 | IESO_2_MISO_MI | IESO | MISO_MI | Internal | Winter | B20 | 935 | 1840 | 1840 | 22.14 | 100 | 7 | 70.86
2035 | IESO_2_MISO_W | IESO | MISO_W | Internal | Shoulder | B11 | 25 | 140 | 140 | 22.14 | 116.9 | 7 | 87.77
2035 | IESO_2_MISO_W | IESO | MISO_W | Internal | Shoulder | B12 | 200 | 140 | 140 | 22.14 | 114.77 | 7 | 85.64
2035 | IESO_2_MISO_W | IESO | MISO_W | Internal | Shoulder | B13 | 600 | 140 | 140 | 22.14 | 112.79 | 7 | 83.65
2035 | IESO_2_MISO_W | IESO | MISO_W | Internal | Shoulder | B14 | 900 | 140 | 140 | 22.14 | 102.63 | 7 | 73.49
2035 | IESO_2_MISO_W | IESO | MISO_W | Internal | Shoulder | B15 | 1203 | 140 | 140 | 22.14 | 77.1 | 7 | 47.96
2035 | IESO_2_MISO_W | IESO | MISO_W | Internal | Summer | B1 | 10 | 140 | 140 | 104.09 | 212.95 | 7 | 101.86
2035 | IESO_2_MISO_W | IESO | MISO_W | Internal | Summer | B2 | 25 | 140 | 140 | 126.8 | 212.44 | 7 | 78.64
2035 | IESO_2_MISO_W | IESO | MISO_W | Internal | Summer | B3 | 75 | 140 | 140 | 126.8 | 212.95 | 7 | 79.15
2035 | IESO_2_MISO_W | IESO | MISO_W | Internal | Summer | B4 | 100 | 140 | 140 | 71.54 | 152.7 | 7 | 74.15
2035 | IESO_2_MISO_W | IESO | MISO_W | Internal | Summer | B5 | 200 | 140 | 140 | 17.45 | 142.92 | 7 | 118.47
2035 | IESO_2_MISO_W | IESO | MISO_W | Internal | Summer | B6 | 300 | 140 | 140 | 17.45 | 134.23 | 7 | 109.78
2035 | IESO_2_MISO_W | IESO | MISO_W | Internal | Summer | B7 | 400 | 140 | 140 | 17.45 | 129.95 | 7 | 105.5
2035 | IESO_2_MISO_W | IESO | MISO_W | Internal | Summer | B8 | 500 | 140 | 140 | 17.45 | 113.4 | 7 | 88.95
2035 | IESO_2_MISO_W | IESO | MISO_W | Internal | Summer | B9 | 800 | 140 | 140 | 17.45 | 113.21 | 7 | 88.76
2035 | IESO_2_MISO_W | IESO | MISO_W | Internal | Summer | B10 | 1262 | 140 | 140 | 17.45 | 91.51 | 7 | 67.06
2035 | IESO_2_MISO_W | IESO | MISO_W | Internal | Winter | B16 | 25 | 140 | 140 | 22.14 | 104.51 | 7 | 75.37
2035 | IESO_2_MISO_W | IESO | MISO_W | Internal | Winter | B17 | 100 | 140 | 140 | 22.14 | 105.87 | 7 | 76.73
2035 | IESO_2_MISO_W | IESO | MISO_W | Internal | Winter | B18 | 400 | 140 | 140 | 22.14 | 109.35 | 7 | 80.22
2035 | IESO_2_MISO_W | IESO | MISO_W | Internal | Winter | B19 | 700 | 140 | 140 | 22.14 | 109.35 | 7 | 80.22
2035 | IESO_2_MISO_W | IESO | MISO_W | Internal | Winter | B20 | 935 | 140 | 140 | 22.14 | 77.1 | 7 | 47.96
2035 | IESO_2_NYISO_A-F | IESO | NYISO_A-F | Internal | Shoulder | B11 | 25 | 1725 | 990.54 | 22.14 | 29.14 | 7 | 0
2035 | IESO_2_NYISO_A-F | IESO | NYISO_A-F | Internal | Shoulder | B12 | 200 | 1725 | 1275 | 22.14 | 29.14 | 7 | 0
2035 | IESO_2_NYISO_A-F | IESO | NYISO_A-F | Internal | Shoulder | B13 | 600 | 1725 | 847.21 | 22.14 | 29.14 | 7 | 0
2035 | IESO_2_NYISO_A-F | IESO | NYISO_A-F | Internal | Shoulder | B14 | 900 | 1725 | 710.59 | 22.14 | 29.14 | 7 | 0
2035 | IESO_2_NYISO_A-F | IESO | NYISO_A-F | Internal | Shoulder | B15 | 1203 | 1725 | 684.73 | 22.14 | 29.14 | 7 | 0
2035 | IESO_2_NYISO_A-F | IESO | NYISO_A-F | Internal | Summer | B1 | 10 | 1725 | 17.84 | 104.09 | 111.09 | 7 | 0
2035 | IESO_2_NYISO_A-F | IESO | NYISO_A-F | Internal | Summer | B2 | 25 | 1725 | 1101.97 | 126.8 | 133.8 | 7 | 0
2035 | IESO_2_NYISO_A-F | IESO | NYISO_A-F | Internal | Summer | B3 | 75 | 1725 | 1725 | 126.8 | 139.5 | 7 | 5.7
2035 | IESO_2_NYISO_A-F | IESO | NYISO_A-F | Internal | Summer | B4 | 100 | 1725 | 1725 | 71.54 | 129.7 | 7 | 51.15
2035 | IESO_2_NYISO_A-F | IESO | NYISO_A-F | Internal | Summer | B5 | 200 | 1725 | 1725 | 17.45 | 126.43 | 7 | 101.98
2035 | IESO_2_NYISO_A-F | IESO | NYISO_A-F | Internal | Summer | B6 | 300 | 1725 | 1725 | 17.45 | 123.41 | 7 | 98.96
2035 | IESO_2_NYISO_A-F | IESO | NYISO_A-F | Internal | Summer | B7 | 400 | 1725 | 1725 | 17.45 | 111.09 | 7 | 86.64
2035 | IESO_2_NYISO_A-F | IESO | NYISO_A-F | Internal | Summer | B8 | 500 | 1725 | 1725 | 17.45 | 108.07 | 7 | 83.62
2035 | IESO_2_NYISO_A-F | IESO | NYISO_A-F | Internal | Summer | B9 | 800 | 1725 | 1725 | 17.45 | 108.07 | 7 | 83.62
2035 | IESO_2_NYISO_A-F | IESO | NYISO_A-F | Internal | Summer | B10 | 1262 | 1725 | 1725 | 17.45 | 108.07 | 7 | 83.62
2035 | IESO_2_NYISO_A-F | IESO | NYISO_A-F | Internal | Winter | B16 | 25 | 1725 | 531.06 | 22.14 | 29.14 | 7 | 0
2035 | IESO_2_NYISO_A-F | IESO | NYISO_A-F | Internal | Winter | B17 | 100 | 1725 | 564.69 | 22.14 | 29.14 | 7 | 0
2035 | IESO_2_NYISO_A-F | IESO | NYISO_A-F | Internal | Winter | B18 | 400 | 1725 | 276.01 | 22.14 | 29.14 | 7 | 0
2035 | IESO_2_NYISO_A-F | IESO | NYISO_A-F | Internal | Winter | B19 | 700 | 1725 | 158.46 | 22.14 | 29.14 | 7 | 0
2035 | IESO_2_NYISO_A-F | IESO | NYISO_A-F | Internal | Winter | B20 | 935 | 1725 | 131.77 | 22.14 | 29.14 | 7 | 0
2035 | MAPP_CA_2_IESO | MAPP_CA | IESO | Internal | Shoulder | B11 | 25 | 330 | 0 | 77.09 | 22.14 | 8 | 0
2035 | MAPP_CA_2_IESO | MAPP_CA | IESO | Internal | Shoulder | B12 | 200 | 330 | 0 | 77.09 | 22.14 | 8 | 0
2035 | MAPP_CA_2_IESO | MAPP_CA | IESO | Internal | Shoulder | B13 | 600 | 330 | 0 | 77.09 | 22.14 | 8 | 0
2035 | MAPP_CA_2_IESO | MAPP_CA | IESO | Internal | Shoulder | B14 | 900 | 330 | 0 | 77.09 | 22.14 | 8 | 0
2035 | MAPP_CA_2_IESO | MAPP_CA | IESO | Internal | Shoulder | B15 | 1203 | 330 | 0 | 77.09 | 22.14 | 8 | 0
2035 | MAPP_CA_2_IESO | MAPP_CA | IESO | Internal | Summer | B1 | 10 | 330 | 330 | 24.45 | 104.09 | 8 | 71.64
2035 | MAPP_CA_2_IESO | MAPP_CA | IESO | Internal | Summer | B2 | 25 | 330 | 330 | 24.45 | 126.8 | 8 | 94.36
2035 | MAPP_CA_2_IESO | MAPP_CA | IESO | Internal | Summer | B3 | 75 | 330 | 330 | 24.45 | 126.8 | 8 | 94.36
2035 | MAPP_CA_2_IESO | MAPP_CA | IESO | Internal | Summer | B4 | 100 | 330 | 330 | 24.45 | 71.54 | 8 | 39.09
2035 | MAPP_CA_2_IESO | MAPP_CA | IESO | Internal | Summer | B5 | 200 | 330 | 0 | 24.45 | 17.45 | 8 | 0
2035 | MAPP_CA_2_IESO | MAPP_CA | IESO | Internal | Summer | B6 | 300 | 330 | 0 | 24.45 | 17.45 | 8 | 0
2035 | MAPP_CA_2_IESO | MAPP_CA | IESO | Internal | Summer | B7 | 400 | 330 | 0 | 24.45 | 17.45 | 8 | 0
2035 | MAPP_CA_2_IESO | MAPP_CA | IESO | Internal | Summer | B8 | 500 | 330 | 0 | 24.45 | 17.45 | 8 | 0
2035 | MAPP_CA_2_IESO | MAPP_CA | IESO | Internal | Summer | B9 | 800 | 330 | 0 | 24.45 | 17.45 | 8 | 0
2035 | MAPP_CA_2_IESO | MAPP_CA | IESO | Internal | Summer | B10 | 1262 | 330 | 0 | 24.45 | 17.45 | 8 | 0
2035 | MAPP_CA_2_IESO | MAPP_CA | IESO | Internal | Winter | B16 | 25 | 330 | 0 | 77.09 | 22.14 | 8 | 0
2035 | MAPP_CA_2_IESO | MAPP_CA | IESO | Internal | Winter | B17 | 100 | 330 | 0 | 77.09 | 22.14 | 8 | 0
2035 | MAPP_CA_2_IESO | MAPP_CA | IESO | Internal | Winter | B18 | 400 | 330 | 0 | 77.09 | 22.14 | 8 | 0
2035 | MAPP_CA_2_IESO | MAPP_CA | IESO | Internal | Winter | B19 | 700 | 330 | 0 | 77.09 | 22.14 | 8 | 0
2035 | MAPP_CA_2_IESO | MAPP_CA | IESO | Internal | Winter | B20 | 935 | 330 | 0 | 77.09 | 22.14 | 8 | 0
2035 | MAPP_CA_2_MAPP_US | MAPP_CA | MAPP_US | Internal | Shoulder | B11 | 25 | 372 | 372 | 77.09 | 109.9 | 7 | 25.82
2035 | MAPP_CA_2_MAPP_US | MAPP_CA | MAPP_US | Internal | Shoulder | B12 | 200 | 372 | 372 | 77.09 | 107.77 | 7 | 23.69
2035 | MAPP_CA_2_MAPP_US | MAPP_CA | MAPP_US | Internal | Shoulder | B13 | 600 | 372 | 372 | 77.09 | 105.79 | 7 | 21.7
2035 | MAPP_CA_2_MAPP_US | MAPP_CA | MAPP_US | Internal | Shoulder | B14 | 900 | 372 | 372 | 77.09 | 95.63 | 7 | 11.55
2035 | MAPP_CA_2_MAPP_US | MAPP_CA | MAPP_US | Internal | Shoulder | B15 | 1203 | 372 | 0 | 77.09 | 77.1 | 7 | 0
2035 | MAPP_CA_2_MAPP_US | MAPP_CA | MAPP_US | Internal | Summer | B1 | 10 | 372 | 372 | 24.45 | 205.95 | 7 | 174.5
2035 | MAPP_CA_2_MAPP_US | MAPP_CA | MAPP_US | Internal | Summer | B2 | 25 | 372 | 372 | 24.45 | 205.44 | 7 | 173.99
2035 | MAPP_CA_2_MAPP_US | MAPP_CA | MAPP_US | Internal | Summer | B3 | 75 | 372 | 372 | 24.45 | 205.95 | 7 | 174.5
2035 | MAPP_CA_2_MAPP_US | MAPP_CA | MAPP_US | Internal | Summer | B4 | 100 | 372 | 372 | 24.45 | 145.7 | 7 | 114.25
2035 | MAPP_CA_2_MAPP_US | MAPP_CA | MAPP_US | Internal | Summer | B5 | 200 | 372 | 372 | 24.45 | 135.92 | 7 | 104.47
2035 | MAPP_CA_2_MAPP_US | MAPP_CA | MAPP_US | Internal | Summer | B6 | 300 | 372 | 372 | 24.45 | 128.71 | 7 | 97.26
2035 | MAPP_CA_2_MAPP_US | MAPP_CA | MAPP_US | Internal | Summer | B7 | 400 | 372 | 372 | 24.45 | 122.95 | 7 | 91.5
2035 | MAPP_CA_2_MAPP_US | MAPP_CA | MAPP_US | Internal | Summer | B8 | 500 | 372 | 372 | 24.45 | 106.4 | 7 | 74.95
2035 | MAPP_CA_2_MAPP_US | MAPP_CA | MAPP_US | Internal | Summer | B9 | 800 | 372 | 372 | 24.45 | 106.21 | 7 | 74.76
2035 | MAPP_CA_2_MAPP_US | MAPP_CA | MAPP_US | Internal | Summer | B10 | 1262 | 372 | 372 | 24.45 | 84.51 | 7 | 53.06
2035 | MAPP_CA_2_MAPP_US | MAPP_CA | MAPP_US | Internal | Winter | B16 | 25 | 372 | 372 | 77.09 | 97.51 | 7 | 13.42
2035 | MAPP_CA_2_MAPP_US | MAPP_CA | MAPP_US | Internal | Winter | B17 | 100 | 372 | 372 | 77.09 | 98.87 | 7 | 14.78
2035 | MAPP_CA_2_MAPP_US | MAPP_CA | MAPP_US | Internal | Winter | B18 | 400 | 372 | 372 | 77.09 | 102.35 | 7 | 18.27
2035 | MAPP_CA_2_MAPP_US | MAPP_CA | MAPP_US | Internal | Winter | B19 | 700 | 372 | 372 | 77.09 | 102.35 | 7 | 18.27
2035 | MAPP_CA_2_MAPP_US | MAPP_CA | MAPP_US | Internal | Winter | B20 | 935 | 372 | 0 | 77.09 | 77.1 | 7 | 0
2035 | MAPP_CA_2_MISO_W | MAPP_CA | MISO_W | Internal | Shoulder | B11 | 25 | 2196 | 2196 | 77.09 | 116.9 | 0.01 | 39.8
2035 | MAPP_CA_2_MISO_W | MAPP_CA | MISO_W | Internal | Shoulder | B12 | 200 | 2196 | 2196 | 77.09 | 114.77 | 0.01 | 37.68
2035 | MAPP_CA_2_MISO_W | MAPP_CA | MISO_W | Internal | Shoulder | B13 | 600 | 2196 | 2196 | 77.09 | 112.79 | 0.01 | 35.69
2035 | MAPP_CA_2_MISO_W | MAPP_CA | MISO_W | Internal | Shoulder | B14 | 900 | 2196 | 2196 | 77.09 | 102.63 | 0.01 | 25.53
2035 | MAPP_CA_2_MISO_W | MAPP_CA | MISO_W | Internal | Shoulder | B15 | 1203 | 2196 | 1259.08 | 77.09 | 77.1 | 0.01 | 0
2035 | MAPP_CA_2_MISO_W | MAPP_CA | MISO_W | Internal | Summer | B1 | 10 | 2196 | 2196 | 24.45 | 212.95 | 0.01 | 188.49
2035 | MAPP_CA_2_MISO_W | MAPP_CA | MISO_W | Internal | Summer | B2 | 25 | 2196 | 2196 | 24.45 | 212.44 | 0.01 | 187.98
2035 | MAPP_CA_2_MISO_W | MAPP_CA | MISO_W | Internal | Summer | B3 | 75 | 2196 | 2196 | 24.45 | 212.95 | 0.01 | 188.49
2035 | MAPP_CA_2_MISO_W | MAPP_CA | MISO_W | Internal | Summer | B4 | 100 | 2196 | 2196 | 24.45 | 152.7 | 0.01 | 128.23
2035 | MAPP_CA_2_MISO_W | MAPP_CA | MISO_W | Internal | Summer | B5 | 200 | 2196 | 2196 | 24.45 | 142.92 | 0.01 | 118.46
2035 | MAPP_CA_2_MISO_W | MAPP_CA | MISO_W | Internal | Summer | B6 | 300 | 2196 | 2196 | 24.45 | 134.23 | 0.01 | 109.77
2035 | MAPP_CA_2_MISO_W | MAPP_CA | MISO_W | Internal | Summer | B7 | 400 | 2196 | 2196 | 24.45 | 129.95 | 0.01 | 105.49
2035 | MAPP_CA_2_MISO_W | MAPP_CA | MISO_W | Internal | Summer | B8 | 500 | 2196 | 2196 | 24.45 | 113.4 | 0.01 | 88.94
2035 | MAPP_CA_2_MISO_W | MAPP_CA | MISO_W | Internal | Summer | B9 | 800 | 2196 | 2196 | 24.45 | 113.21 | 0.01 | 88.74
2035 | MAPP_CA_2_MISO_W | MAPP_CA | MISO_W | Internal | Summer | B10 | 1262 | 2196 | 2196 | 24.45 | 91.51 | 0.01 | 67.05
2035 | MAPP_CA_2_MISO_W | MAPP_CA | MISO_W | Internal | Winter | B16 | 25 | 2196 | 2196 | 77.09 | 104.51 | 0.01 | 27.41
2035 | MAPP_CA_2_MISO_W | MAPP_CA | MISO_W | Internal | Winter | B17 | 100 | 2196 | 2196 | 77.09 | 105.87 | 0.01 | 28.77
2035 | MAPP_CA_2_MISO_W | MAPP_CA | MISO_W | Internal | Winter | B18 | 400 | 2196 | 2196 | 77.09 | 109.35 | 0.01 | 32.26
2035 | MAPP_CA_2_MISO_W | MAPP_CA | MISO_W | Internal | Winter | B19 | 700 | 2196 | 2196 | 77.09 | 109.35 | 0.01 | 32.26
2035 | MAPP_CA_2_MISO_W | MAPP_CA | MISO_W | Internal | Winter | B20 | 935 | 2196 | 538.64 | 77.09 | 77.1 | 0.01 | 0
2035 | MAPP_US_2_MAPP_CA | MAPP_US | MAPP_CA | Internal | Shoulder | B11 | 25 | 165 | 0 | 109.9 | 77.09 | 7 | 0
2035 | MAPP_US_2_MAPP_CA | MAPP_US | MAPP_CA | Internal | Shoulder | B12 | 200 | 165 | 0 | 107.77 | 77.09 | 7 | 0
2035 | MAPP_US_2_MAPP_CA | MAPP_US | MAPP_CA | Internal | Shoulder | B13 | 600 | 165 | 0 | 105.79 | 77.09 | 7 | 0
2035 | MAPP_US_2_MAPP_CA | MAPP_US | MAPP_CA | Internal | Shoulder | B14 | 900 | 165 | 0 | 95.63 | 77.09 | 7 | 0
2035 | MAPP_US_2_MAPP_CA | MAPP_US | MAPP_CA | Internal | Shoulder | B15 | 1203 | 165 | 0 | 77.1 | 77.09 | 7 | 0
2035 | MAPP_US_2_MAPP_CA | MAPP_US | MAPP_CA | Internal | Summer | B1 | 10 | 165 | 0 | 205.95 | 24.45 | 7 | 0
2035 | MAPP_US_2_MAPP_CA | MAPP_US | MAPP_CA | Internal | Summer | B2 | 25 | 165 | 0 | 205.44 | 24.45 | 7 | 0
2035 | MAPP_US_2_MAPP_CA | MAPP_US | MAPP_CA | Internal | Summer | B3 | 75 | 165 | 0 | 205.95 | 24.45 | 7 | 0
2035 | MAPP_US_2_MAPP_CA | MAPP_US | MAPP_CA | Internal | Summer | B4 | 100 | 165 | 0 | 145.7 | 24.45 | 7 | 0
2035 | MAPP_US_2_MAPP_CA | MAPP_US | MAPP_CA | Internal | Summer | B5 | 200 | 165 | 0 | 135.92 | 24.45 | 7 | 0
2035 | MAPP_US_2_MAPP_CA | MAPP_US | MAPP_CA | Internal | Summer | B6 | 300 | 165 | 0 | 128.71 | 24.45 | 7 | 0
2035 | MAPP_US_2_MAPP_CA | MAPP_US | MAPP_CA | Internal | Summer | B7 | 400 | 165 | 0 | 122.95 | 24.45 | 7 | 0
2035 | MAPP_US_2_MAPP_CA | MAPP_US | MAPP_CA | Internal | Summer | B8 | 500 | 165 | 0 | 106.4 | 24.45 | 7 | 0
2035 | MAPP_US_2_MAPP_CA | MAPP_US | MAPP_CA | Internal | Summer | B9 | 800 | 165 | 0 | 106.21 | 24.45 | 7 | 0
2035 | MAPP_US_2_MAPP_CA | MAPP_US | MAPP_CA | Internal | Summer | B10 | 1262 | 165 | 0 | 84.51 | 24.45 | 7 | 0
2035 | MAPP_US_2_MAPP_CA | MAPP_US | MAPP_CA | Internal | Winter | B16 | 25 | 165 | 0 | 97.51 | 77.09 | 7 | 0
2035 | MAPP_US_2_MAPP_CA | MAPP_US | MAPP_CA | Internal | Winter | B17 | 100 | 165 | 0 | 98.87 | 77.09 | 7 | 0
2035 | MAPP_US_2_MAPP_CA | MAPP_US | MAPP_CA | Internal | Winter | B18 | 400 | 165 | 0 | 102.35 | 77.09 | 7 | 0
2035 | MAPP_US_2_MAPP_CA | MAPP_US | MAPP_CA | Internal | Winter | B19 | 700 | 165 | 0 | 102.35 | 77.09 | 7 | 0
2035 | MAPP_US_2_MAPP_CA | MAPP_US | MAPP_CA | Internal | Winter | B20 | 935 | 165 | 0 | 77.1 | 77.09 | 7 | 0
2035 | MAPP_US_2_MISO_W | MAPP_US | MISO_W | Internal | Shoulder | B11 | 25 | 2635 | 610.76 | 109.9 | 116.9 | 7 | 0
2035 | MAPP_US_2_MISO_W | MAPP_US | MISO_W | Internal | Shoulder | B12 | 200 | 2635 | 1113.04 | 107.77 | 114.77 | 7 | 0
2035 | MAPP_US_2_MISO_W | MAPP_US | MISO_W | Internal | Shoulder | B13 | 600 | 2635 | 1433.67 | 105.79 | 112.79 | 7 | 0
2035 | MAPP_US_2_MISO_W | MAPP_US | MISO_W | Internal | Shoulder | B14 | 900 | 2635 | 196.86 | 95.63 | 102.63 | 7 | 0
2035 | MAPP_US_2_MISO_W | MAPP_US | MISO_W | Internal | Shoulder | B15 | 1203 | 2635 | 0 | 77.1 | 77.1 | 7 | 0
2035 | MAPP_US_2_MISO_W | MAPP_US | MISO_W | Internal | Summer | B1 | 10 | 2635 | 522.36 | 205.95 | 212.95 | 7 | 0
2035 | MAPP_US_2_MISO_W | MAPP_US | MISO_W | Internal | Summer | B2 | 25 | 2635 | 1173.05 | 205.44 | 212.44 | 7 | 0
2035 | MAPP_US_2_MISO_W | MAPP_US | MISO_W | Internal | Summer | B3 | 75 | 2635 | 694 | 205.95 | 212.95 | 7 | 0
2035 | MAPP_US_2_MISO_W | MAPP_US | MISO_W | Internal | Summer | B4 | 100 | 2635 | 1397.88 | 145.7 | 152.7 | 7 | 0
2035 | MAPP_US_2_MISO_W | MAPP_US | MISO_W | Internal | Summer | B5 | 200 | 2635 | 955.46 | 135.92 | 142.92 | 7 | 0
2035 | MAPP_US_2_MISO_W | MAPP_US | MISO_W | Internal | Summer | B6 | 300 | 2635 | 0 | 128.71 | 134.23 | 7 | 0
2035 | MAPP_US_2_MISO_W | MAPP_US | MISO_W | Internal | Summer | B7 | 400 | 2635 | 124.22 | 122.95 | 129.95 | 7 | 0
2035 | MAPP_US_2_MISO_W | MAPP_US | MISO_W | Internal | Summer | B8 | 500 | 2635 | 748.11 | 106.4 | 113.4 | 7 | 0
2035 | MAPP_US_2_MISO_W | MAPP_US | MISO_W | Internal | Summer | B9 | 800 | 2635 | 188.38 | 106.21 | 113.21 | 7 | 0
2035 | MAPP_US_2_MISO_W | MAPP_US | MISO_W | Internal | Summer | B10 | 1262 | 2635 | 342.53 | 84.51 | 91.51 | 7 | 0
2035 | MAPP_US_2_MISO_W | MAPP_US | MISO_W | Internal | Winter | B16 | 25 | 2635 | 1328.06 | 97.51 | 104.51 | 7 | 0
2035 | MAPP_US_2_MISO_W | MAPP_US | MISO_W | Internal | Winter | B17 | 100 | 2635 | 179.07 | 98.87 | 105.87 | 7 | 0
2035 | MAPP_US_2_MISO_W | MAPP_US | MISO_W | Internal | Winter | B18 | 400 | 2635 | 689.08 | 102.35 | 109.35 | 7 | 0
2035 | MAPP_US_2_MISO_W | MAPP_US | MISO_W | Internal | Winter | B19 | 700 | 2635 | 804.43 | 102.35 | 109.35 | 7 | 0
2035 | MAPP_US_2_MISO_W | MAPP_US | MISO_W | Internal | Winter | B20 | 935 | 2635 | 0 | 77.1 | 77.1 | 7 | 0
2035 | MAPP_US_2_NE | MAPP_US | NE | Internal | Shoulder | B11 | 25 | 2000 | 2000 | 109.9 | 117.56 | 7 | 0.66
2035 | MAPP_US_2_NE | MAPP_US | NE | Internal | Shoulder | B12 | 200 | 2000 | 2000 | 107.77 | 117.18 | 7 | 2.41
2035 | MAPP_US_2_NE | MAPP_US | NE | Internal | Shoulder | B13 | 600 | 2000 | 1802.6 | 105.79 | 112.79 | 7 | 0
2035 | MAPP_US_2_NE | MAPP_US | NE | Internal | Shoulder | B14 | 900 | 2000 | 2000 | 95.63 | 109.62 | 7 | 6.99
2035 | MAPP_US_2_NE | MAPP_US | NE | Internal | Shoulder | B15 | 1203 | 2000 | 999.06 | 77.1 | 84.1 | 7 | 0
2035 | MAPP_US_2_NE | MAPP_US | NE | Internal | Summer | B1 | 10 | 2000 | 515.21 | 205.95 | 212.95 | 7 | 0
2035 | MAPP_US_2_NE | MAPP_US | NE | Internal | Summer | B2 | 25 | 2000 | 803.72 | 205.44 | 212.44 | 7 | 0
2035 | MAPP_US_2_NE | MAPP_US | NE | Internal | Summer | B3 | 75 | 2000 | 1160.09 | 205.95 | 212.95 | 7 | 0
2035 | MAPP_US_2_NE | MAPP_US | NE | Internal | Summer | B4 | 100 | 2000 | 363.63 | 145.7 | 152.7 | 7 | 0
2035 | MAPP_US_2_NE | MAPP_US | NE | Internal | Summer | B5 | 200 | 2000 | 499.03 | 135.92 | 142.92 | 7 | 0
2035 | MAPP_US_2_NE | MAPP_US | NE | Internal | Summer | B6 | 300 | 2000 | 1253.77 | 128.71 | 135.71 | 7 | 0
2035 | MAPP_US_2_NE | MAPP_US | NE | Internal | Summer | B7 | 400 | 2000 | 2000 | 122.95 | 134.28 | 7 | 4.33
2035 | MAPP_US_2_NE | MAPP_US | NE | Internal | Summer | B8 | 500 | 2000 | 2000 | 106.4 | 116.59 | 7 | 3.19
2035 | MAPP_US_2_NE | MAPP_US | NE | Internal | Summer | B9 | 800 | 2000 | 2000 | 106.21 | 115.87 | 7 | 2.67
2035 | MAPP_US_2_NE | MAPP_US | NE | Internal | Summer | B10 | 1262 | 2000 | 2000 | 84.51 | 98.49 | 7 | 6.99
2035 | MAPP_US_2_NE | MAPP_US | NE | Internal | Winter | B16 | 25 | 2000 | 2000 | 97.51 | 111.51 | 7 | 7
2035 | MAPP_US_2_NE | MAPP_US | NE | Internal | Winter | B17 | 100 | 2000 | 2000 | 98.87 | 112.87 | 7 | 7
2035 | MAPP_US_2_NE | MAPP_US | NE | Internal | Winter | B18 | 400 | 2000 | 2000 | 102.35 | 115.45 | 7 | 6.1
2035 | MAPP_US_2_NE | MAPP_US | NE | Internal | Winter | B19 | 700 | 2000 | 2000 | 102.35 | 112.87 | 7 | 3.51
2035 | MAPP_US_2_NE | MAPP_US | NE | Internal | Winter | B20 | 935 | 2000 | 827.38 | 77.1 | 84.1 | 7 | 0
2035 | MARITIMES_2_NEISO | MARITIMES | NEISO | Internal | Shoulder | B11 | 25 | 99999 | 1720.66 | 26.12 | 26.14 | 0.01 | 0
2035 | MARITIMES_2_NEISO | MARITIMES | NEISO | Internal | Shoulder | B12 | 200 | 99999 | 1717.44 | 26.12 | 26.14 | 0.01 | 0
2035 | MARITIMES_2_NEISO | MARITIMES | NEISO | Internal | Shoulder | B13 | 600 | 99999 | 1704.78 | 26.12 | 26.14 | 0.01 | 0
2035 | MARITIMES_2_NEISO | MARITIMES | NEISO | Internal | Shoulder | B14 | 900 | 99999 | 1682.64 | 26.12 | 26.14 | 0.01 | 0
2035 | MARITIMES_2_NEISO | MARITIMES | NEISO | Internal | Shoulder | B15 | 1203 | 99999 | 648.08 | 26.12 | 26.14 | 0.01 | 0
2035 | MARITIMES_2_NEISO | MARITIMES | NEISO | Internal | Summer | B1 | 10 | 99999 | 1900.1 | 142.49 | 142.5 | 0.01 | 0
2035 | MARITIMES_2_NEISO | MARITIMES | NEISO | Internal | Summer | B2 | 25 | 99999 | 1878.84 | 181.45 | 181.46 | 0.01 | 0
2035 | MARITIMES_2_NEISO | MARITIMES | NEISO | Internal | Summer | B3 | 75 | 99999 | 1836.48 | 142.49 | 142.5 | 0.01 | 0
2035 | MARITIMES_2_NEISO | MARITIMES | NEISO | Internal | Summer | B4 | 100 | 99999 | 1800.07 | 123.42 | 123.43 | 0.01 | 0
2035 | MARITIMES_2_NEISO | MARITIMES | NEISO | Internal | Summer | B5 | 200 | 99999 | 1780.26 | 123.42 | 123.43 | 0.01 | 0
2035 | MARITIMES_2_NEISO | MARITIMES | NEISO | Internal | Summer | B6 | 300 | 99999 | 1757.92 | 120.39 | 120.41 | 0.01 | 0
2035 | MARITIMES_2_NEISO | MARITIMES | NEISO | Internal | Summer | B7 | 400 | 99999 | 1732.32 | 106.37 | 106.38 | 0.01 | 0
2035 | MARITIMES_2_NEISO | MARITIMES | NEISO | Internal | Summer | B8 | 500 | 99999 | 1712.2 | 106.37 | 106.38 | 0.01 | 0
2035 | MARITIMES_2_NEISO | MARITIMES | NEISO | Internal | Summer | B9 | 800 | 99999 | 1687.55 | 106.37 | 106.38 | 0.01 | 0
2035 | MARITIMES_2_NEISO | MARITIMES | NEISO | Internal | Summer | B10 | 1262 | 99999 | 465.16 | 105.08 | 105.1 | 0.01 | 0
2035 | MARITIMES_2_NEISO | MARITIMES | NEISO | Internal | Winter | B16 | 25 | 99999 | 1765.23 | 26.12 | 26.14 | 0.01 | 0
2035 | MARITIMES_2_NEISO | MARITIMES | NEISO | Internal | Winter | B17 | 100 | 99999 | 1747.34 | 26.12 | 26.14 | 0.01 | 0
2035 | MARITIMES_2_NEISO | MARITIMES | NEISO | Internal | Winter | B18 | 400 | 99999 | 1733.65 | 26.12 | 26.14 | 0.01 | 0
2035 | MARITIMES_2_NEISO | MARITIMES | NEISO | Internal | Winter | B19 | 700 | 99999 | 1708.15 | 26.12 | 26.14 | 0.01 | 0
2035 | MARITIMES_2_NEISO | MARITIMES | NEISO | Internal | Winter | B20 | 935 | 99999 | 723.43 | 26.12 | 26.14 | 0.01 | 0
2035 | MISO_IN_2_MISO_MI | MISO_IN | MISO_MI | Internal | Shoulder | B11 | 25 | 5021 | 2206.46 | 114.85 | 114.86 | 0.01 | 0
2035 | MISO_IN_2_MISO_MI | MISO_IN | MISO_MI | Internal | Shoulder | B12 | 200 | 5021 | 2180.23 | 114.85 | 114.86 | 0.01 | 0
2035 | MISO_IN_2_MISO_MI | MISO_IN | MISO_MI | Internal | Shoulder | B13 | 600 | 5021 | 1810.83 | 114.85 | 114.86 | 0.01 | 0
2035 | MISO_IN_2_MISO_MI | MISO_IN | MISO_MI | Internal | Shoulder | B14 | 900 | 5021 | 838.31 | 114.85 | 114.86 | 0.01 | 0
2035 | MISO_IN_2_MISO_MI | MISO_IN | MISO_MI | Internal | Shoulder | B15 | 1203 | 5021 | 0 | 104.65 | 103.37 | 0.01 | 0
2035 | MISO_IN_2_MISO_MI | MISO_IN | MISO_MI | Internal | Summer | B1 | 10 | 5021 | 4218 | 210.6 | 210.61 | 0.01 | 0
2035 | MISO_IN_2_MISO_MI | MISO_IN | MISO_MI | Internal | Summer | B2 | 25 | 5021 | 3872.74 | 210.6 | 210.61 | 0.01 | 0
2035 | MISO_IN_2_MISO_MI | MISO_IN | MISO_MI | Internal | Summer | B3 | 75 | 5021 | 4704.95 | 153.33 | 153.35 | 0.01 | 0
2035 | MISO_IN_2_MISO_MI | MISO_IN | MISO_MI | Internal | Summer | B4 | 100 | 5021 | 5021 | 131.68 | 139.25 | 0.01 | 7.56
2035 | MISO_IN_2_MISO_MI | MISO_IN | MISO_MI | Internal | Summer | B5 | 200 | 5021 | 5021 | 125.03 | 132.03 | 0.01 | 6.99
2035 | MISO_IN_2_MISO_MI | MISO_IN | MISO_MI | Internal | Summer | B6 | 300 | 5021 | 5021 | 113.4 | 129.39 | 0.01 | 15.98
2035 | MISO_IN_2_MISO_MI | MISO_IN | MISO_MI | Internal | Summer | B7 | 400 | 5021 | 5021 | 113.4 | 115.77 | 0.01 | 2.36
2035 | MISO_IN_2_MISO_MI | MISO_IN | MISO_MI | Internal | Summer | B8 | 500 | 5021 | 2628.78 | 113.4 | 113.41 | 0.01 | 0
2035 | MISO_IN_2_MISO_MI | MISO_IN | MISO_MI | Internal | Summer | B9 | 800 | 5021 | 748.45 | 113.4 | 113.41 | 0.01 | 0
2035 | MISO_IN_2_MISO_MI | MISO_IN | MISO_MI | Internal | Summer | B10 | 1262 | 5021 | 0 | 113.24 | 113.23 | 0.01 | 0
2035 | MISO_IN_2_MISO_MI | MISO_IN | MISO_MI | Internal | Winter | B16 | 25 | 5021 | 3411.69 | 117.87 | 117.88 | 0.01 | 0
2035 | MISO_IN_2_MISO_MI | MISO_IN | MISO_MI | Internal | Winter | B17 | 100 | 5021 | 4055.73 | 117.87 | 117.88 | 0.01 | 0
2035 | MISO_IN_2_MISO_MI | MISO_IN | MISO_MI | Internal | Winter | B18 | 400 | 5021 | 1926.97 | 117.87 | 117.88 | 0.01 | 0
2035 | MISO_IN_2_MISO_MI | MISO_IN | MISO_MI | Internal | Winter | B19 | 700 | 5021 | 992.57 | 117.87 | 117.88 | 0.01 | 0
2035 | MISO_IN_2_MISO_MI | MISO_IN | MISO_MI | Internal | Winter | B20 | 935 | 5021 | 0 | 101.21 | 100 | 0.01 | 0
2035 | MISO_IN_2_MISO_MO-IL | MISO_IN | MISO_MO-IL | Internal | Shoulder | B11 | 25 | 5533 | 5533 | 114.85 | 116.91 | 0.01 | 2.05
2035 | MISO_IN_2_MISO_MO-IL | MISO_IN | MISO_MO-IL | Internal | Shoulder | B12 | 200 | 5533 | 1622.21 | 114.85 | 114.86 | 0.01 | 0
2035 | MISO_IN_2_MISO_MO-IL | MISO_IN | MISO_MO-IL | Internal | Shoulder | B13 | 600 | 5533 | 1176.21 | 114.85 | 114.86 | 0.01 | 0
2035 | MISO_IN_2_MISO_MO-IL | MISO_IN | MISO_MO-IL | Internal | Shoulder | B14 | 900 | 5533 | 0 | 114.85 | 114.84 | 0.01 | 0
2035 | MISO_IN_2_MISO_MO-IL | MISO_IN | MISO_MO-IL | Internal | Shoulder | B15 | 1203 | 5533 | 0 | 104.65 | 97.27 | 0.01 | 0
2035 | MISO_IN_2_MISO_MO-IL | MISO_IN | MISO_MO-IL | Internal | Summer | B1 | 10 | 5533 | 5533 | 210.6 | 212.95 | 0.01 | 2.34
2035 | MISO_IN_2_MISO_MO-IL | MISO_IN | MISO_MO-IL | Internal | Summer | B2 | 25 | 5533 | 5533 | 210.6 | 212.46 | 0.01 | 1.85
2035 | MISO_IN_2_MISO_MO-IL | MISO_IN | MISO_MO-IL | Internal | Summer | B3 | 75 | 5533 | 5533 | 153.33 | 212.46 | 0.01 | 59.11
2035 | MISO_IN_2_MISO_MO-IL | MISO_IN | MISO_MO-IL | Internal | Summer | B4 | 100 | 5533 | 5533 | 131.68 | 152.7 | 0.01 | 21.01
2035 | MISO_IN_2_MISO_MO-IL | MISO_IN | MISO_MO-IL | Internal | Summer | B5 | 200 | 5533 | 5533 | 125.03 | 142.92 | 0.01 | 17.88
2035 | MISO_IN_2_MISO_MO-IL | MISO_IN | MISO_MO-IL | Internal | Summer | B6 | 300 | 5533 | 5533 | 113.4 | 134.03 | 0.01 | 20.62
2035 | MISO_IN_2_MISO_MO-IL | MISO_IN | MISO_MO-IL | Internal | Summer | B7 | 400 | 5533 | 5533 | 113.4 | 129.96 | 0.01 | 16.55
2035 | MISO_IN_2_MISO_MO-IL | MISO_IN | MISO_MO-IL | Internal | Summer | B8 | 500 | 5533 | 4199.44 | 113.4 | 113.41 | 0.01 | 0
2035 | MISO_IN_2_MISO_MO-IL | MISO_IN | MISO_MO-IL | Internal | Summer | B9 | 800 | 5533 | 1711.93 | 113.4 | 113.41 | 0.01 | 0
2035 | MISO_IN_2_MISO_MO-IL | MISO_IN | MISO_MO-IL | Internal | Summer | B10 | 1262 | 5533 | 0 | 113.24 | 111.51 | 0.01 | 0
2035 | MISO_IN_2_MISO_MO-IL | MISO_IN | MISO_MO-IL | Internal | Winter | B16 | 25 | 5533 | 2106.94 | 117.87 | 117.88 | 0.01 | 0
2035 | MISO_IN_2_MISO_MO-IL | MISO_IN | MISO_MO-IL | Internal | Winter | B17 | 100 | 5533 | 2536.8 | 117.87 | 117.88 | 0.01 | 0
2035 | MISO_IN_2_MISO_MO-IL | MISO_IN | MISO_MO-IL | Internal | Winter | B18 | 400 | 5533 | 1682.72 | 117.87 | 117.88 | 0.01 | 0
2035 | MISO_IN_2_MISO_MO-IL | MISO_IN | MISO_MO-IL | Internal | Winter | B19 | 700 | 5533 | 851.29 | 117.87 | 117.88 | 0.01 | 0
2035 | MISO_IN_2_MISO_MO-IL | MISO_IN | MISO_MO-IL | Internal | Winter | B20 | 935 | 5533 | 0 | 101.21 | 94.23 | 0.01 | 0
2035 | MISO_IN_2_NonRTO_Midwest | MISO_IN | NonRTO_Midwest | Internal | Shoulder | B11 | 25 | 4800 | 0 | 114.85 | 118.54 | 8 | 0
2035 | MISO_IN_2_NonRTO_Midwest | MISO_IN | NonRTO_Midwest | Internal | Shoulder | B12 | 200 | 4800 | 0 | 114.85 | 118.54 | 8 | 0
2035 | MISO_IN_2_NonRTO_Midwest | MISO_IN | NonRTO_Midwest | Internal | Shoulder | B13 | 600 | 4800 | 0 | 114.85 | 118.54 | 8 | 0
2035 | MISO_IN_2_NonRTO_Midwest | MISO_IN | NonRTO_Midwest | Internal | Shoulder | B14 | 900 | 4800 | 0 | 114.85 | 118.54 | 8 | 0
2035 | MISO_IN_2_NonRTO_Midwest | MISO_IN | NonRTO_Midwest | Internal | Shoulder | B15 | 1203 | 4800 | 0 | 104.65 | 104.78 | 8 | 0
2035 | MISO_IN_2_NonRTO_Midwest | MISO_IN | NonRTO_Midwest | Internal | Summer | B1 | 10 | 4800 | 0 | 210.6 | 210.6 | 8 | 0
2035 | MISO_IN_2_NonRTO_Midwest | MISO_IN | NonRTO_Midwest | Internal | Summer | B2 | 25 | 4800 | 0 | 210.6 | 208.46 | 8 | 0
2035 | MISO_IN_2_NonRTO_Midwest | MISO_IN | NonRTO_Midwest | Internal | Summer | B3 | 75 | 4800 | 0 | 153.33 | 145.33 | 8 | 0
2035 | MISO_IN_2_NonRTO_Midwest | MISO_IN | NonRTO_Midwest | Internal | Summer | B4 | 100 | 4800 | 0 | 131.68 | 123.68 | 8 | 0
2035 | MISO_IN_2_NonRTO_Midwest | MISO_IN | NonRTO_Midwest | Internal | Summer | B5 | 200 | 4800 | 0 | 125.03 | 117.03 | 8 | 0
2035 | MISO_IN_2_NonRTO_Midwest | MISO_IN | NonRTO_Midwest | Internal | Summer | B6 | 300 | 4800 | 0 | 113.4 | 117.03 | 8 | 0
2035 | MISO_IN_2_NonRTO_Midwest | MISO_IN | NonRTO_Midwest | Internal | Summer | B7 | 400 | 4800 | 0 | 113.4 | 117.03 | 8 | 0
2035 | MISO_IN_2_NonRTO_Midwest | MISO_IN | NonRTO_Midwest | Internal | Summer | B8 | 500 | 4800 | 0 | 113.4 | 116.85 | 8 | 0
2035 | MISO_IN_2_NonRTO_Midwest | MISO_IN | NonRTO_Midwest | Internal | Summer | B9 | 800 | 4800 | 0 | 113.4 | 116.85 | 8 | 0
2035 | MISO_IN_2_NonRTO_Midwest | MISO_IN | NonRTO_Midwest | Internal | Summer | B10 | 1262 | 4800 | 0 | 113.24 | 105.24 | 8 | 0
2035 | MISO_IN_2_NonRTO_Midwest | MISO_IN | NonRTO_Midwest | Internal | Winter | B16 | 25 | 4800 | 0 | 117.87 | 121.86 | 8 | 0
2035 | MISO_IN_2_NonRTO_Midwest | MISO_IN | NonRTO_Midwest | Internal | Winter | B17 | 100 | 4800 | 0 | 117.87 | 121.86 | 8 | 0
2035 | MISO_IN_2_NonRTO_Midwest | MISO_IN | NonRTO_Midwest | Internal | Winter | B18 | 400 | 4800 | 0 | 117.87 | 121.86 | 8 | 0
2035 | MISO_IN_2_NonRTO_Midwest | MISO_IN | NonRTO_Midwest | Internal | Winter | B19 | 700 | 4800 | 0 | 117.87 | 121.86 | 8 | 0
2035 | MISO_IN_2_NonRTO_Midwest | MISO_IN | NonRTO_Midwest | Internal | Winter | B20 | 935 | 4800 | 0 | 101.21 | 101.13 | 8 | 0
2035 | MISO_IN_2_PJM_ROR | MISO_IN | PJM_ROR | Internal | Shoulder | B11 | 25 | 992 | 0 | 114.85 | 114.9 | 2 | 0
2035 | MISO_IN_2_PJM_ROR | MISO_IN | PJM_ROR | Internal | Shoulder | B12 | 200 | 992 | 0 | 114.85 | 116.11 | 2 | 0
2035 | MISO_IN_2_PJM_ROR | MISO_IN | PJM_ROR | Internal | Shoulder | B13 | 600 | 992 | 0 | 114.85 | 114.79 | 2 | 0
2035 | MISO_IN_2_PJM_ROR | MISO_IN | PJM_ROR | Internal | Shoulder | B14 | 900 | 992 | 0 | 114.85 | 114.79 | 2 | 0
2035 | MISO_IN_2_PJM_ROR | MISO_IN | PJM_ROR | Internal | Shoulder | B15 | 1203 | 992 | 0 | 104.65 | 95.86 | 2 | 0
2035 | MISO_IN_2_PJM_ROR | MISO_IN | PJM_ROR | Internal | Summer | B1 | 10 | 992 | 318.07 | 210.6 | 212.6 | 2 | 0
2035 | MISO_IN_2_PJM_ROR | MISO_IN | PJM_ROR | Internal | Summer | B2 | 25 | 992 | 919.3 | 210.6 | 212.6 | 2 | 0
2035 | MISO_IN_2_PJM_ROR | MISO_IN | PJM_ROR | Internal | Summer | B3 | 75 | 992 | 992 | 153.33 | 208.33 | 2 | 52.99
2035 | MISO_IN_2_PJM_ROR | MISO_IN | PJM_ROR | Internal | Summer | B4 | 100 | 992 | 992 | 131.68 | 150.7 | 2 | 17.02
2035 | MISO_IN_2_PJM_ROR | MISO_IN | PJM_ROR | Internal | Summer | B5 | 200 | 992 | 992 | 125.03 | 140.92 | 2 | 13.89
2035 | MISO_IN_2_PJM_ROR | MISO_IN | PJM_ROR | Internal | Summer | B6 | 300 | 992 | 992 | 113.4 | 131.39 | 2 | 15.99
2035 | MISO_IN_2_PJM_ROR | MISO_IN | PJM_ROR | Internal | Summer | B7 | 400 | 992 | 992 | 113.4 | 127.95 | 2 | 12.55
2035 | MISO_IN_2_PJM_ROR | MISO_IN | PJM_ROR | Internal | Summer | B8 | 500 | 992 | 992 | 113.4 | 115.41 | 2 | 0.01
2035 | MISO_IN_2_PJM_ROR | MISO_IN | PJM_ROR | Internal | Summer | B9 | 800 | 992 | 0 | 113.4 | 113.16 | 2 | 0
2035 | MISO_IN_2_PJM_ROR | MISO_IN | PJM_ROR | Internal | Summer | B10 | 1262 | 992 | 0 | 113.24 | 111.24 | 2 | 0
2035 | MISO_IN_2_PJM_ROR | MISO_IN | PJM_ROR | Internal | Winter | B16 | 25 | 992 | 0 | 117.87 | 119.75 | 2 | 0
2035 | MISO_IN_2_PJM_ROR | MISO_IN | PJM_ROR | Internal | Winter | B17 | 100 | 992 | 992 | 117.87 | 119.9 | 2 | 0.03
2035 | MISO_IN_2_PJM_ROR | MISO_IN | PJM_ROR | Internal | Winter | B18 | 400 | 992 | 0 | 117.87 | 118.29 | 2 | 0
2035 | MISO_IN_2_PJM_ROR | MISO_IN | PJM_ROR | Internal | Winter | B19 | 700 | 992 | 0 | 117.87 | 118.29 | 2 | 0
2035 | MISO_IN_2_PJM_ROR | MISO_IN | PJM_ROR | Internal | Winter | B20 | 935 | 992 | 0 | 101.21 | 92.23 | 2 | 0
2035 | MISO_MI_2_MISO_IN | MISO_MI | MISO_IN | Internal | Shoulder | B11 | 25 | 2066 | 0.01 | 114.86 | 114.85 | 0.01 | 0
2035 | MISO_MI_2_MISO_IN | MISO_MI | MISO_IN | Internal | Shoulder | B12 | 200 | 2066 | 0 | 114.86 | 114.85 | 0.01 | 0
2035 | MISO_MI_2_MISO_IN | MISO_MI | MISO_IN | Internal | Shoulder | B13 | 600 | 2066 | 0 | 114.86 | 114.85 | 0.01 | 0
2035 | MISO_MI_2_MISO_IN | MISO_MI | MISO_IN | Internal | Shoulder | B14 | 900 | 2066 | 0 | 114.86 | 114.85 | 0.01 | 0
2035 | MISO_MI_2_MISO_IN | MISO_MI | MISO_IN | Internal | Shoulder | B15 | 1203 | 2066 | 2066 | 103.37 | 104.65 | 0.01 | 1.27
2035 | MISO_MI_2_MISO_IN | MISO_MI | MISO_IN | Internal | Summer | B1 | 10 | 2066 | 0.03 | 210.61 | 210.6 | 0.01 | 0
2035 | MISO_MI_2_MISO_IN | MISO_MI | MISO_IN | Internal | Summer | B2 | 25 | 2066 | 0.01 | 210.61 | 210.6 | 0.01 | 0
2035 | MISO_MI_2_MISO_IN | MISO_MI | MISO_IN | Internal | Summer | B3 | 75 | 2066 | 0 | 153.35 | 153.33 | 0.01 | 0
2035 | MISO_MI_2_MISO_IN | MISO_MI | MISO_IN | Internal | Summer | B4 | 100 | 2066 | 0 | 139.25 | 131.68 | 0.01 | 0
2035 | MISO_MI_2_MISO_IN | MISO_MI | MISO_IN | Internal | Summer | B5 | 200 | 2066 | 0 | 132.03 | 125.03 | 0.01 | 0
2035 | MISO_MI_2_MISO_IN | MISO_MI | MISO_IN | Internal | Summer | B6 | 300 | 2066 | 0 | 129.39 | 113.4 | 0.01 | 0
2035 | MISO_MI_2_MISO_IN | MISO_MI | MISO_IN | Internal | Summer | B7 | 400 | 2066 | 0 | 115.77 | 113.4 | 0.01 | 0
2035 | MISO_MI_2_MISO_IN | MISO_MI | MISO_IN | Internal | Summer | B8 | 500 | 2066 | 0 | 113.41 | 113.4 | 0.01 | 0
2035 | MISO_MI_2_MISO_IN | MISO_MI | MISO_IN | Internal | Summer | B9 | 800 | 2066 | 0 | 113.41 | 113.4 | 0.01 | 0
2035 | MISO_MI_2_MISO_IN | MISO_MI | MISO_IN | Internal | Summer | B10 | 1262 | 2066 | 385.85 | 113.23 | 113.24 | 0.01 | 0
2035 | MISO_MI_2_MISO_IN | MISO_MI | MISO_IN | Internal | Winter | B16 | 25 | 2066 | 0.01 | 117.88 | 117.87 | 0.01 | 0
2035 | MISO_MI_2_MISO_IN | MISO_MI | MISO_IN | Internal | Winter | B17 | 100 | 2066 | 0 | 117.88 | 117.87 | 0.01 | 0
2035 | MISO_MI_2_MISO_IN | MISO_MI | MISO_IN | Internal | Winter | B18 | 400 | 2066 | 0 | 117.88 | 117.87 | 0.01 | 0
2035 | MISO_MI_2_MISO_IN | MISO_MI | MISO_IN | Internal | Winter | B19 | 700 | 2066 | 0 | 117.88 | 117.87 | 0.01 | 0
2035 | MISO_MI_2_MISO_IN | MISO_MI | MISO_IN | Internal | Winter | B20 | 935 | 2066 | 2066 | 100 | 101.21 | 0.01 | 1.2
2035 | MISO_MI_2_MISO_WUMS | MISO_MI | MISO_WUMS | Internal | Shoulder | B11 | 25 | 1440 | 0 | 114.86 | 114.79 | 0.01 | 0
2035 | MISO_MI_2_MISO_WUMS | MISO_MI | MISO_WUMS | Internal | Shoulder | B12 | 200 | 1440 | 0 | 114.86 | 114.79 | 0.01 | 0
2035 | MISO_MI_2_MISO_WUMS | MISO_MI | MISO_WUMS | Internal | Shoulder | B13 | 600 | 1440 | 0 | 114.86 | 114.79 | 0.01 | 0
2035 | MISO_MI_2_MISO_WUMS | MISO_MI | MISO_WUMS | Internal | Shoulder | B14 | 900 | 1440 | 0 | 114.86 | 114.79 | 0.01 | 0
2035 | MISO_MI_2_MISO_WUMS | MISO_MI | MISO_WUMS | Internal | Shoulder | B15 | 1203 | 1440 | 0 | 103.37 | 101.17 | 0.01 | 0
2035 | MISO_MI_2_MISO_WUMS | MISO_MI | MISO_WUMS | Internal | Summer | B1 | 10 | 1440 | 0.03 | 210.61 | 210.6 | 0.01 | 0
2035 | MISO_MI_2_MISO_WUMS | MISO_MI | MISO_WUMS | Internal | Summer | B2 | 25 | 1440 | 0.01 | 210.61 | 210.6 | 0.01 | 0
2035 | MISO_MI_2_MISO_WUMS | MISO_MI | MISO_WUMS | Internal | Summer | B3 | 75 | 1440 | 0 | 153.35 | 153.33 | 0.01 | 0
2035 | MISO_MI_2_MISO_WUMS | MISO_MI | MISO_WUMS | Internal | Summer | B4 | 100 | 1440 | 0 | 139.25 | 139.24 | 0.01 | 0
2035 | MISO_MI_2_MISO_WUMS | MISO_MI | MISO_WUMS | Internal | Summer | B5 | 200 | 1440 | 0 | 132.03 | 132.02 | 0.01 | 0
2035 | MISO_MI_2_MISO_WUMS | MISO_MI | MISO_WUMS | Internal | Summer | B6 | 300 | 1440 | 0 | 129.39 | 129.39 | 0.01 | 0
2035 | MISO_MI_2_MISO_WUMS | MISO_MI | MISO_WUMS | Internal | Summer | B7 | 400 | 1440 | 8.56 | 115.77 | 115.79 | 0.01 | 0
2035 | MISO_MI_2_MISO_WUMS | MISO_MI | MISO_WUMS | Internal | Summer | B8 | 500 | 1440 | 0 | 113.41 | 113.39 | 0.01 | 0
2035 | MISO_MI_2_MISO_WUMS | MISO_MI | MISO_WUMS | Internal | Summer | B9 | 800 | 1440 | 0 | 113.41 | 113.22 | 0.01 | 0
2035 | MISO_MI_2_MISO_WUMS | MISO_MI | MISO_WUMS | Internal | Summer | B10 | 1262 | 1440 | 0 | 113.23 | 113.22 | 0.01 | 0
2035 | MISO_MI_2_MISO_WUMS | MISO_MI | MISO_WUMS | Internal | Winter | B16 | 25 | 1440 | 0 | 117.88 | 117.75 | 0.01 | 0
2035 | MISO_MI_2_MISO_WUMS | MISO_MI | MISO_WUMS | Internal | Winter | B17 | 100 | 1440 | 0 | 117.88 | 117.75 | 0.01 | 0
2035 | MISO_MI_2_MISO_WUMS | MISO_MI | MISO_WUMS | Internal | Winter | B18 | 400 | 1440 | 0 | 117.88 | 117.75 | 0.01 | 0
2035 | MISO_MI_2_MISO_WUMS | MISO_MI | MISO_WUMS | Internal | Winter | B19 | 700 | 1440 | 0 | 117.88 | 117.75 | 0.01 | 0
2035 | MISO_MI_2_MISO_WUMS | MISO_MI | MISO_WUMS | Internal | Winter | B20 | 935 | 1440 | 0 | 100 | 97.99 | 0.01 | 0
2035 | MISO_MI_2_PJM_ROR | MISO_MI | PJM_ROR | Internal | Shoulder | B11 | 25 | 1424 | 0 | 114.86 | 114.9 | 2 | 0
2035 | MISO_MI_2_PJM_ROR | MISO_MI | PJM_ROR | Internal | Shoulder | B12 | 200 | 1424 | 0 | 114.86 | 116.11 | 2 | 0
2035 | MISO_MI_2_PJM_ROR | MISO_MI | PJM_ROR | Internal | Shoulder | B13 | 600 | 1424 | 0 | 114.86 | 114.79 | 2 | 0
2035 | MISO_MI_2_PJM_ROR | MISO_MI | PJM_ROR | Internal | Shoulder | B14 | 900 | 1424 | 0 | 114.86 | 114.79 | 2 | 0
2035 | MISO_MI_2_PJM_ROR | MISO_MI | PJM_ROR | Internal | Shoulder | B15 | 1203 | 1424 | 0 | 103.37 | 95.86 | 2 | 0
2035 | MISO_MI_2_PJM_ROR | MISO_MI | PJM_ROR | Internal | Summer | B1 | 10 | 1424 | 0.05 | 210.61 | 212.6 | 2 | 0
2035 | MISO_MI_2_PJM_ROR | MISO_MI | PJM_ROR | Internal | Summer | B2 | 25 | 1424 | 0.02 | 210.61 | 212.6 | 2 | 0
2035 | MISO_MI_2_PJM_ROR | MISO_MI | PJM_ROR | Internal | Summer | B3 | 75 | 1424 | 1424 | 153.35 | 208.33 | 2 | 52.98
2035 | MISO_MI_2_PJM_ROR | MISO_MI | PJM_ROR | Internal | Summer | B4 | 100 | 1424 | 1424 | 139.25 | 150.7 | 2 | 9.44
2035 | MISO_MI_2_PJM_ROR | MISO_MI | PJM_ROR | Internal | Summer | B5 | 200 | 1424 | 1424 | 132.03 | 140.92 | 2 | 6.89
2035 | MISO_MI_2_PJM_ROR | MISO_MI | PJM_ROR | Internal | Summer | B6 | 300 | 1424 | 557.25 | 129.39 | 131.39 | 2 | 0
2035 | MISO_MI_2_PJM_ROR | MISO_MI | PJM_ROR | Internal | Summer | B7 | 400 | 1424 | 1424 | 115.77 | 127.95 | 2 | 10.17
2035 | MISO_MI_2_PJM_ROR | MISO_MI | PJM_ROR | Internal | Summer | B8 | 500 | 1424 | 966.19 | 113.41 | 115.41 | 2 | 0
2035 | MISO_MI_2_PJM_ROR | MISO_MI | PJM_ROR | Internal | Summer | B9 | 800 | 1424 | 0 | 113.41 | 113.16 | 2 | 0
2035 | MISO_MI_2_PJM_ROR | MISO_MI | PJM_ROR | Internal | Summer | B10 | 1262 | 1424 | 0 | 113.23 | 111.24 | 2 | 0
2035 | MISO_MI_2_PJM_ROR | MISO_MI | PJM_ROR | Internal | Winter | B16 | 25 | 1424 | 0 | 117.88 | 119.75 | 2 | 0
2035 | MISO_MI_2_PJM_ROR | MISO_MI | PJM_ROR | Internal | Winter | B17 | 100 | 1424 | 1424 | 117.88 | 119.9 | 2 | 0.02
2035 | MISO_MI_2_PJM_ROR | MISO_MI | PJM_ROR | Internal | Winter | B18 | 400 | 1424 | 0 | 117.88 | 118.29 | 2 | 0
2035 | MISO_MI_2_PJM_ROR | MISO_MI | PJM_ROR | Internal | Winter | B19 | 700 | 1424 | 0 | 117.88 | 118.29 | 2 | 0
2035 | MISO_MI_2_PJM_ROR | MISO_MI | PJM_ROR | Internal | Winter | B20 | 935 | 1424 | 0 | 100 | 92.23 | 2 | 0
2035 | MISO_MO-IL_2_ENT | MISO_MO-IL | ENT | Internal | Shoulder | B11 | 25 | 2540 | 822.05 | 116.91 | 124.91 | 8 | 0
2035 | MISO_MO-IL_2_ENT | MISO_MO-IL | ENT | Internal | Shoulder | B12 | 200 | 2540 | 0 | 114.86 | 117.39 | 8 | 0
2035 | MISO_MO-IL_2_ENT | MISO_MO-IL | ENT | Internal | Shoulder | B13 | 600 | 2540 | 0 | 114.86 | 117.39 | 8 | 0
2035 | MISO_MO-IL_2_ENT | MISO_MO-IL | ENT | Internal | Shoulder | B14 | 900 | 2540 | 0 | 114.84 | 114.64 | 8 | 0
2035 | MISO_MO-IL_2_ENT | MISO_MO-IL | ENT | Internal | Shoulder | B15 | 1203 | 2540 | 0 | 97.27 | 89.27 | 8 | 0
2035 | MISO_MO-IL_2_ENT | MISO_MO-IL | ENT | Internal | Summer | B1 | 10 | 2540 | 0 | 212.95 | 219.6 | 8 | 0
2035 | MISO_MO-IL_2_ENT | MISO_MO-IL | ENT | Internal | Summer | B2 | 25 | 2540 | 0 | 212.46 | 217.46 | 8 | 0
2035 | MISO_MO-IL_2_ENT | MISO_MO-IL | ENT | Internal | Summer | B3 | 75 | 2540 | 0 | 212.46 | 213.33 | 8 | 0
2035 | MISO_MO-IL_2_ENT | MISO_MO-IL | ENT | Internal | Summer | B4 | 100 | 2540 | 0 | 152.7 | 150.78 | 8 | 0
2035 | MISO_MO-IL_2_ENT | MISO_MO-IL | ENT | Internal | Summer | B5 | 200 | 2540 | 0 | 142.92 | 134.92 | 8 | 0
2035 | MISO_MO-IL_2_ENT | MISO_MO-IL | ENT | Internal | Summer | B6 | 300 | 2540 | 0 | 134.03 | 127.73 | 8 | 0
2035 | MISO_MO-IL_2_ENT | MISO_MO-IL | ENT | Internal | Summer | B7 | 400 | 2540 | 0 | 129.96 | 126.31 | 8 | 0
2035 | MISO_MO-IL_2_ENT | MISO_MO-IL | ENT | Internal | Summer | B8 | 500 | 2540 | 0 | 113.41 | 115.88 | 8 | 0
2035 | MISO_MO-IL_2_ENT | MISO_MO-IL | ENT | Internal | Summer | B9 | 800 | 2540 | 0 | 113.41 | 115.88 | 8 | 0
2035 | MISO_MO-IL_2_ENT | MISO_MO-IL | ENT | Internal | Summer | B10 | 1262 | 2540 | 0 | 111.51 | 103.51 | 8 | 0
2035 | MISO_MO-IL_2_ENT | MISO_MO-IL | ENT | Internal | Winter | B16 | 25 | 2540 | 0 | 117.88 | 122.07 | 8 | 0
2035 | MISO_MO-IL_2_ENT | MISO_MO-IL | ENT | Internal | Winter | B17 | 100 | 2540 | 0 | 117.88 | 120.46 | 8 | 0
2035 | MISO_MO-IL_2_ENT | MISO_MO-IL | ENT | Internal | Winter | B18 | 400 | 2540 | 0 | 117.88 | 120.46 | 8 | 0
2035 | MISO_MO-IL_2_ENT | MISO_MO-IL | ENT | Internal | Winter | B19 | 700 | 2540 | 0 | 117.88 | 117.89 | 8 | 0
2035 | MISO_MO-IL_2_ENT | MISO_MO-IL | ENT | Internal | Winter | B20 | 935 | 2540 | 0 | 94.23 | 86.75 | 8 | 0
2035 | MISO_MO-IL_2_MISO_IN | MISO_MO-IL | MISO_IN | Internal | Shoulder | B11 | 25 | 2633 | 0 | 116.91 | 114.85 | 0.01 | 0
2035 | MISO_MO-IL_2_MISO_IN | MISO_MO-IL | MISO_IN | Internal | Shoulder | B12 | 200 | 2633 | 0 | 114.86 | 114.85 | 0.01 | 0
2035 | MISO_MO-IL_2_MISO_IN | MISO_MO-IL | MISO_IN | Internal | Shoulder | B13 | 600 | 2633 | 0 | 114.86 | 114.85 | 0.01 | 0
2035 | MISO_MO-IL_2_MISO_IN | MISO_MO-IL | MISO_IN | Internal | Shoulder | B14 | 900 | 2633 | 1064.9 | 114.84 | 114.85 | 0.01 | 0
2035 | MISO_MO-IL_2_MISO_IN | MISO_MO-IL | MISO_IN | Internal | Shoulder | B15 | 1203 | 2633 | 2633 | 97.27 | 104.65 | 0.01 | 7.37
2035 | MISO_MO-IL_2_MISO_IN | MISO_MO-IL | MISO_IN | Internal | Summer | B1 | 10 | 2633 | 0 | 212.95 | 210.6 | 0.01 | 0
2035 | MISO_MO-IL_2_MISO_IN | MISO_MO-IL | MISO_IN | Internal | Summer | B2 | 25 | 2633 | 0 | 212.46 | 210.6 | 0.01 | 0
2035 | MISO_MO-IL_2_MISO_IN | MISO_MO-IL | MISO_IN | Internal | Summer | B3 | 75 | 2633 | 0 | 212.46 | 153.33 | 0.01 | 0
2035 | MISO_MO-IL_2_MISO_IN | MISO_MO-IL | MISO_IN | Internal | Summer | B4 | 100 | 2633 | 0 | 152.7 | 131.68 | 0.01 | 0
2035 | MISO_MO-IL_2_MISO_IN | MISO_MO-IL | MISO_IN | Internal | Summer | B5 | 200 | 2633 | 0 | 142.92 | 125.03 | 0.01 | 0
2035 | MISO_MO-IL_2_MISO_IN | MISO_MO-IL | MISO_IN | Internal | Summer | B6 | 300 | 2633 | 0 | 134.03 | 113.4 | 0.01 | 0
2035 | MISO_MO-IL_2_MISO_IN | MISO_MO-IL | MISO_IN | Internal | Summer | B7 | 400 | 2633 | 0 | 129.96 | 113.4 | 0.01 | 0
2035 | MISO_MO-IL_2_MISO_IN | MISO_MO-IL | MISO_IN | Internal | Summer | B8 | 500 | 2633 | 0 | 113.41 | 113.4 | 0.01 | 0
2035 | MISO_MO-IL_2_MISO_IN | MISO_MO-IL | MISO_IN | Internal | Summer | B9 | 800 | 2633 | 0 | 113.41 | 113.4 | 0.01 | 0
2035 | MISO_MO-IL_2_MISO_IN | MISO_MO-IL | MISO_IN | Internal | Summer | B10 | 1262 | 2633 | 2633 | 111.51 | 113.24 | 0.01 | 1.72
2035 | MISO_MO-IL_2_MISO_IN | MISO_MO-IL | MISO_IN | Internal | Winter | B16 | 25 | 2633 | 0.01 | 117.88 | 117.87 | 0.01 | 0
2035 | MISO_MO-IL_2_MISO_IN | MISO_MO-IL | MISO_IN | Internal | Winter | B17 | 100 | 2633 | 0 | 117.88 | 117.87 | 0.01 | 0
2035 | MISO_MO-IL_2_MISO_IN | MISO_MO-IL | MISO_IN | Internal | Winter | B18 | 400 | 2633 | 0 | 117.88 | 117.87 | 0.01 | 0
2035 | MISO_MO-IL_2_MISO_IN | MISO_MO-IL | MISO_IN | Internal | Winter | B19 | 700 | 2633 | 0 | 117.88 | 117.87 | 0.01 | 0
2035 | MISO_MO-IL_2_MISO_IN | MISO_MO-IL | MISO_IN | Internal | Winter | B20 | 935 | 2633 | 2633 | 94.23 | 101.21 | 0.01 | 6.97
2035 | MISO_MO-IL_2_MISO_W | MISO_MO-IL | MISO_W | Internal | Shoulder | B11 | 25 | 1075 | 0.01 | 116.91 | 116.9 | 0.01 | 0
2035 | MISO_MO-IL_2_MISO_W | MISO_MO-IL | MISO_W | Internal | Shoulder | B12 | 200 | 1075 | 0 | 114.86 | 114.77 | 0.01 | 0
2035 | MISO_MO-IL_2_MISO_W | MISO_MO-IL | MISO_W | Internal | Shoulder | B13 | 600 | 1075 | 0 | 114.86 | 112.79 | 0.01 | 0
2035 | MISO_MO-IL_2_MISO_W | MISO_MO-IL | MISO_W | Internal | Shoulder | B14 | 900 | 1075 | 0 | 114.84 | 102.63 | 0.01 | 0
2035 | MISO_MO-IL_2_MISO_W | MISO_MO-IL | MISO_W | Internal | Shoulder | B15 | 1203 | 1075 | 0 | 97.27 | 77.1 | 0.01 | 0
2035 | MISO_MO-IL_2_MISO_W | MISO_MO-IL | MISO_W | Internal | Summer | B1 | 10 | 1075 | 0.06 | 212.95 | 212.95 | 0.01 | 0
2035 | MISO_MO-IL_2_MISO_W | MISO_MO-IL | MISO_W | Internal | Summer | B2 | 25 | 1075 | 0.01 | 212.46 | 212.44 | 0.01 | 0
2035 | MISO_MO-IL_2_MISO_W | MISO_MO-IL | MISO_W | Internal | Summer | B3 | 75 | 1075 | 1075 | 212.46 | 212.95 | 0.01 | 0.48
2035 | MISO_MO-IL_2_MISO_W | MISO_MO-IL | MISO_W | Internal | Summer | B4 | 100 | 1075 | 0 | 152.7 | 152.7 | 0.01 | 0
2035 | MISO_MO-IL_2_MISO_W | MISO_MO-IL | MISO_W | Internal | Summer | B5 | 200 | 1075 | 0 | 142.92 | 142.92 | 0.01 | 0
2035 | MISO_MO-IL_2_MISO_W | MISO_MO-IL | MISO_W | Internal | Summer | B6 | 300 | 1075 | 1075 | 134.03 | 134.23 | 0.01 | 0.19
2035 | MISO_MO-IL_2_MISO_W | MISO_MO-IL | MISO_W | Internal | Summer | B7 | 400 | 1075 | 0 | 129.96 | 129.95 | 0.01 | 0
2035 | MISO_MO-IL_2_MISO_W | MISO_MO-IL | MISO_W | Internal | Summer | B8 | 500 | 1075 | 0 | 113.41 | 113.4 | 0.01 | 0
2035 | MISO_MO-IL_2_MISO_W | MISO_MO-IL | MISO_W | Internal | Summer | B9 | 800 | 1075 | 0 | 113.41 | 113.21 | 0.01 | 0
2035 | MISO_MO-IL_2_MISO_W | MISO_MO-IL | MISO_W | Internal | Summer | B10 | 1262 | 1075 | 0 | 111.51 | 91.51 | 0.01 | 0
2035 | MISO_MO-IL_2_MISO_W | MISO_MO-IL | MISO_W | Internal | Winter | B16 | 25 | 1075 | 0 | 117.88 | 104.51 | 0.01 | 0
2035 | MISO_MO-IL_2_MISO_W | MISO_MO-IL | MISO_W | Internal | Winter | B17 | 100 | 1075 | 0 | 117.88 | 105.87 | 0.01 | 0
2035 | MISO_MO-IL_2_MISO_W | MISO_MO-IL | MISO_W | Internal | Winter | B18 | 400 | 1075 | 0 | 117.88 | 109.35 | 0.01 | 0
2035 | MISO_MO-IL_2_MISO_W | MISO_MO-IL | MISO_W | Internal | Winter | B19 | 700 | 1075 | 0 | 117.88 | 109.35 | 0.01 | 0
2035 | MISO_MO-IL_2_MISO_W | MISO_MO-IL | MISO_W | Internal | Winter | B20 | 935 | 1075 | 0 | 94.23 | 77.1 | 0.01 | 0
2035 | MISO_MO-IL_2_PJM_ROR | MISO_MO-IL | PJM_ROR | Internal | Shoulder | B11 | 25 | 1212 | 0 | 116.91 | 114.9 | 2 | 0
2035 | MISO_MO-IL_2_PJM_ROR | MISO_MO-IL | PJM_ROR | Internal | Shoulder | B12 | 200 | 1212 | 0 | 114.86 | 116.11 | 2 | 0
2035 | MISO_MO-IL_2_PJM_ROR | MISO_MO-IL | PJM_ROR | Internal | Shoulder | B13 | 600 | 1212 | 0 | 114.86 | 114.79 | 2 | 0
2035 | MISO_MO-IL_2_PJM_ROR | MISO_MO-IL | PJM_ROR | Internal | Shoulder | B14 | 900 | 1212 | 0 | 114.84 | 114.79 | 2 | 0
2035 | MISO_MO-IL_2_PJM_ROR | MISO_MO-IL | PJM_ROR | Internal | Shoulder | B15 | 1203 | 1212 | 0 | 97.27 | 95.86 | 2 | 0
2035 | MISO_MO-IL_2_PJM_ROR | MISO_MO-IL | PJM_ROR | Internal | Summer | B1 | 10 | 1212 | 0 | 212.95 | 212.6 | 2 | 0
2035 | MISO_MO-IL_2_PJM_ROR | MISO_MO-IL | PJM_ROR | Internal | Summer | B2 | 25 | 1212 | 0 | 212.46 | 212.6 | 2 | 0
2035 | MISO_MO-IL_2_PJM_ROR | MISO_MO-IL | PJM_ROR | Internal | Summer | B3 | 75 | 1212 | 0 | 212.46 | 208.33 | 2 | 0
2035 | MISO_MO-IL_2_PJM_ROR | MISO_MO-IL | PJM_ROR | Internal | Summer | B4 | 100 | 1212 | 0 | 152.7 | 150.7 | 2 | 0
2035 | MISO_MO-IL_2_PJM_ROR | MISO_MO-IL | PJM_ROR | Internal | Summer | B5 | 200 | 1212 | 0 | 142.92 | 140.92 | 2 | 0
2035 | MISO_MO-IL_2_PJM_ROR | MISO_MO-IL | PJM_ROR | Internal | Summer | B6 | 300 | 1212 | 0 | 134.03 | 131.39 | 2 | 0
2035 | MISO_MO-IL_2_PJM_ROR | MISO_MO-IL | PJM_ROR | Internal | Summer | B7 | 400 | 1212 | 0 | 129.96 | 127.95 | 2 | 0
2035 | MISO_MO-IL_2_PJM_ROR | MISO_MO-IL | PJM_ROR | Internal | Summer | B8 | 500 | 1212 | 780.99 | 113.41 | 115.41 | 2 | 0
2035 | MISO_MO-IL_2_PJM_ROR | MISO_MO-IL | PJM_ROR | Internal | Summer | B9 | 800 | 1212 | 0 | 113.41 | 113.16 | 2 | 0
2035 | MISO_MO-IL_2_PJM_ROR | MISO_MO-IL | PJM_ROR | Internal | Summer | B10 | 1262 | 1212 | 0 | 111.51 | 111.24 | 2 | 0
2035 | MISO_MO-IL_2_PJM_ROR | MISO_MO-IL | PJM_ROR | Internal | Winter | B16 | 25 | 1212 | 0 | 117.88 | 119.75 | 2 | 0
2035 | MISO_MO-IL_2_PJM_ROR | MISO_MO-IL | PJM_ROR | Internal | Winter | B17 | 100 | 1212 | 1212 | 117.88 | 119.9 | 2 | 0.02
2035 | MISO_MO-IL_2_PJM_ROR | MISO_MO-IL | PJM_ROR | Internal | Winter | B18 | 400 | 1212 | 0 | 117.88 | 118.29 | 2 | 0
2035 | MISO_MO-IL_2_PJM_ROR | MISO_MO-IL | PJM_ROR | Internal | Winter | B19 | 700 | 1212 | 0 | 117.88 | 118.29 | 2 | 0
2035 | MISO_MO-IL_2_PJM_ROR | MISO_MO-IL | PJM_ROR | Internal | Winter | B20 | 935 | 1212 | 0 | 94.23 | 92.23 | 2 | 0
2035 | MISO_MO-IL_2_SPP_N | MISO_MO-IL | SPP_N | Internal | Shoulder | B11 | 25 | 2000 | 0 | 116.91 | 123.9 | 8 | 0
2035 | MISO_MO-IL_2_SPP_N | MISO_MO-IL | SPP_N | Internal | Shoulder | B12 | 200 | 2000 | 0 | 114.86 | 117.19 | 8 | 0
2035 | MISO_MO-IL_2_SPP_N | MISO_MO-IL | SPP_N | Internal | Shoulder | B13 | 600 | 2000 | 0 | 114.86 | 112.8 | 8 | 0
2035 | MISO_MO-IL_2_SPP_N | MISO_MO-IL | SPP_N | Internal | Shoulder | B14 | 900 | 2000 | 0 | 114.84 | 109.63 | 8 | 0
2035 | MISO_MO-IL_2_SPP_N | MISO_MO-IL | SPP_N | Internal | Shoulder | B15 | 1203 | 2000 | 0 | 97.27 | 73.5 | 8 | 0
2035 | MISO_MO-IL_2_SPP_N | MISO_MO-IL | SPP_N | Internal | Summer | B1 | 10 | 2000 | 0 | 212.95 | 207.95 | 8 | 0
2035 | MISO_MO-IL_2_SPP_N | MISO_MO-IL | SPP_N | Internal | Summer | B2 | 25 | 2000 | 0 | 212.46 | 212.46 | 8 | 0
2035 | MISO_MO-IL_2_SPP_N | MISO_MO-IL | SPP_N | Internal | Summer | B3 | 75 | 2000 | 0 | 212.46 | 212.96 | 8 | 0
2035 | MISO_MO-IL_2_SPP_N | MISO_MO-IL | SPP_N | Internal | Summer | B4 | 100 | 2000 | 0 | 152.7 | 147.7 | 8 | 0
2035 | MISO_MO-IL_2_SPP_N | MISO_MO-IL | SPP_N | Internal | Summer | B5 | 200 | 2000 | 0 | 142.92 | 140.97 | 8 | 0
2035 | MISO_MO-IL_2_SPP_N | MISO_MO-IL | SPP_N | Internal | Summer | B6 | 300 | 2000 | 0 | 134.03 | 135.72 | 8 | 0
2035 | MISO_MO-IL_2_SPP_N | MISO_MO-IL | SPP_N | Internal | Summer | B7 | 400 | 2000 | 0 | 129.96 | 134.29 | 8 | 0
2035 | MISO_MO-IL_2_SPP_N | MISO_MO-IL | SPP_N | Internal | Summer | B8 | 500 | 2000 | 0 | 113.41 | 116.6 | 8 | 0
2035 | MISO_MO-IL_2_SPP_N | MISO_MO-IL | SPP_N | Internal | Summer | B9 | 800 | 2000 | 0 | 113.41 | 115.89 | 8 | 0
2035 | MISO_MO-IL_2_SPP_N | MISO_MO-IL | SPP_N | Internal | Summer | B10 | 1262 | 2000 | 0 | 111.51 | 98.51 | 8 | 0
2035 | MISO_MO-IL_2_SPP_N | MISO_MO-IL | SPP_N | Internal | Winter | B16 | 25 | 2000 | 0 | 117.88 | 112.88 | 8 | 0
2035 | MISO_MO-IL_2_SPP_N | MISO_MO-IL | SPP_N | Internal | Winter | B17 | 100 | 2000 | 0 | 117.88 | 112.88 | 8 | 0
2035 | MISO_MO-IL_2_SPP_N | MISO_MO-IL | SPP_N | Internal | Winter | B18 | 400 | 2000 | 0 | 117.88 | 115.46 | 8 | 0
2035 | MISO_MO-IL_2_SPP_N | MISO_MO-IL | SPP_N | Internal | Winter | B19 | 700 | 2000 | 0 | 117.88 | 112.88 | 8 | 0
2035 | MISO_MO-IL_2_SPP_N | MISO_MO-IL | SPP_N | Internal | Winter | B20 | 935 | 2000 | 0 | 94.23 | 81.48 | 8 | 0
2035 | MISO_MO-IL_2_TVA_Transmission | MISO_MO-IL | TVA_Transmission | Internal | Shoulder | B11 | 25 | 4000 | 0 | 116.91 | 120.9 | 8 | 0
2035 | MISO_MO-IL_2_TVA_Transmission | MISO_MO-IL | TVA_Transmission | Internal | Shoulder | B12 | 200 | 4000 | 0 | 114.86 | 119.78 | 8 | 0
2035 | MISO_MO-IL_2_TVA_Transmission | MISO_MO-IL | TVA_Transmission | Internal | Shoulder | B13 | 600 | 4000 | 0 | 114.86 | 119.52 | 8 | 0
2035 | MISO_MO-IL_2_TVA_Transmission | MISO_MO-IL | TVA_Transmission | Internal | Shoulder | B14 | 900 | 4000 | 0 | 114.84 | 119.27 | 8 | 0
2035 | MISO_MO-IL_2_TVA_Transmission | MISO_MO-IL | TVA_Transmission | Internal | Shoulder | B15 | 1203 | 4000 | 0 | 97.27 | 97.31 | 8 | 0
2035 | MISO_MO-IL_2_TVA_Transmission | MISO_MO-IL | TVA_Transmission | Internal | Summer | B1 | 10 | 4000 | 0 | 212.95 | 218.6 | 8 | 0
2035 | MISO_MO-IL_2_TVA_Transmission | MISO_MO-IL | TVA_Transmission | Internal | Summer | B2 | 25 | 4000 | 0 | 212.46 | 216.46 | 8 | 0
2035 | MISO_MO-IL_2_TVA_Transmission | MISO_MO-IL | TVA_Transmission | Internal | Summer | B3 | 75 | 4000 | 0 | 212.46 | 212.33 | 8 | 0
2035 | MISO_MO-IL_2_TVA_Transmission | MISO_MO-IL | TVA_Transmission | Internal | Summer | B4 | 100 | 4000 | 0 | 152.7 | 143.7 | 8 | 0
2035 | MISO_MO-IL_2_TVA_Transmission | MISO_MO-IL | TVA_Transmission | Internal | Summer | B5 | 200 | 4000 | 0 | 142.92 | 133.92 | 8 | 0
2035 | MISO_MO-IL_2_TVA_Transmission | MISO_MO-IL | TVA_Transmission | Internal | Summer | B6 | 300 | 4000 | 0 | 134.03 | 125.03 | 8 | 0
2035 | MISO_MO-IL_2_TVA_Transmission | MISO_MO-IL | TVA_Transmission | Internal | Summer | B7 | 400 | 4000 | 0 | 129.96 | 123 | 8 | 0
2035 | MISO_MO-IL_2_TVA_Transmission | MISO_MO-IL | TVA_Transmission | Internal | Summer | B8 | 500 | 4000 | 0 | 113.41 | 118.6 | 8 | 0
2035 | MISO_MO-IL_2_TVA_Transmission | MISO_MO-IL | TVA_Transmission | Internal | Summer | B9 | 800 | 4000 | 0 | 113.41 | 118.18 | 8 | 0
2035 | MISO_MO-IL_2_TVA_Transmission | MISO_MO-IL | TVA_Transmission | Internal | Summer | B10 | 1262 | 4000 | 0 | 111.51 | 103.8 | 8 | 0
2035 | MISO_MO-IL_2_TVA_Transmission | MISO_MO-IL | TVA_Transmission | Internal | Winter | B16 | 25 | 4000 | 0 | 117.88 | 123.48 | 8 | 0
2035 | MISO_MO-IL_2_TVA_Transmission | MISO_MO-IL | TVA_Transmission | Internal | Winter | B17 | 100 | 4000 | 0 | 117.88 | 122.9 | 8 | 0
2035 | MISO_MO-IL_2_TVA_Transmission | MISO_MO-IL | TVA_Transmission | Internal | Winter | B18 | 400 | 4000 | 0 | 117.88 | 122.39 | 8 | 0
2035 | MISO_MO-IL_2_TVA_Transmission | MISO_MO-IL | TVA_Transmission | Internal | Winter | B19 | 700 | 4000 | 0 | 117.88 | 122.34 | 8 | 0
2035 | MISO_MO-IL_2_TVA_Transmission | MISO_MO-IL | TVA_Transmission | Internal | Winter | B20 | 935 | 4000 | 0 | 94.23 | 94.75 | 8 | 0
2035 | MISO_W_2_IESO | MISO_W | IESO | Internal | Shoulder | B11 | 25 | 90 | 0 | 116.9 | 22.14 | 8 | 0
2035 | MISO_W_2_IESO | MISO_W | IESO | Internal | Shoulder | B12 | 200 | 90 | 0 | 114.77 | 22.14 | 8 | 0
2035 | MISO_W_2_IESO | MISO_W | IESO | Internal | Shoulder | B13 | 600 | 90 | 0 | 112.79 | 22.14 | 8 | 0
2035 | MISO_W_2_IESO | MISO_W | IESO | Internal | Shoulder | B14 | 900 | 90 | 0 | 102.63 | 22.14 | 8 | 0
2035 | MISO_W_2_IESO | MISO_W | IESO | Internal | Shoulder | B15 | 1203 | 90 | 0 | 77.1 | 22.14 | 8 | 0
2035 | MISO_W_2_IESO | MISO_W | IESO | Internal | Summer | B1 | 10 | 90 | 0 | 212.95 | 104.09 | 8 | 0
2035 | MISO_W_2_IESO | MISO_W | IESO | Internal | Summer | B2 | 25 | 90 | 0 | 212.44 | 126.8 | 8 | 0
2035 | MISO_W_2_IESO | MISO_W | IESO | Internal | Summer | B3 | 75 | 90 | 0 | 212.95 | 126.8 | 8 | 0
2035 | MISO_W_2_IESO | MISO_W | IESO | Internal | Summer | B4 | 100 | 90 | 0 | 152.7 | 71.54 | 8 | 0
2035 | MISO_W_2_IESO | MISO_W | IESO | Internal | Summer | B5 | 200 | 90 | 0 | 142.92 | 17.45 | 8 | 0
2035 | MISO_W_2_IESO | MISO_W | IESO | Internal | Summer | B6 | 300 | 90 | 0 | 134.23 | 17.45 | 8 | 0
2035 | MISO_W_2_IESO | MISO_W | IESO | Internal | Summer | B7 | 400 | 90 | 0 | 129.95 | 17.45 | 8 | 0
2035 | MISO_W_2_IESO | MISO_W | IESO | Internal | Summer | B8 | 500 | 90 | 0 | 113.4 | 17.45 | 8 | 0
2035 | MISO_W_2_IESO | MISO_W | IESO | Internal | Summer | B9 | 800 | 90 | 0 | 113.21 | 17.45 | 8 | 0
2035 | MISO_W_2_IESO | MISO_W | IESO | Internal | Summer | B10 | 1262 | 90 | 0 | 91.51 | 17.45 | 8 | 0
2035 | MISO_W_2_IESO | MISO_W | IESO | Internal | Winter | B16 | 25 | 90 | 0 | 104.51 | 22.14 | 8 | 0
2035 | MISO_W_2_IESO | MISO_W | IESO | Internal | Winter | B17 | 100 | 90 | 0 | 105.87 | 22.14 | 8 | 0
2035 | MISO_W_2_IESO | MISO_W | IESO | Internal | Winter | B18 | 400 | 90 | 0 | 109.35 | 22.14 | 8 | 0
2035 | MISO_W_2_IESO | MISO_W | IESO | Internal | Winter | B19 | 700 | 90 | 0 | 109.35 | 22.14 | 8 | 0
2035 | MISO_W_2_IESO | MISO_W | IESO | Internal | Winter | B20 | 935 | 90 | 0 | 77.1 | 22.14 | 8 | 0
2035 | MISO_W_2_MAPP_CA | MISO_W | MAPP_CA | Internal | Shoulder | B11 | 25 | 926 | 0 | 116.9 | 77.09 | 0.01 | 0
2035 | MISO_W_2_MAPP_CA | MISO_W | MAPP_CA | Internal | Shoulder | B12 | 200 | 926 | 0 | 114.77 | 77.09 | 0.01 | 0
2035 | MISO_W_2_MAPP_CA | MISO_W | MAPP_CA | Internal | Shoulder | B13 | 600 | 926 | 0 | 112.79 | 77.09 | 0.01 | 0
2035 | MISO_W_2_MAPP_CA | MISO_W | MAPP_CA | Internal | Shoulder | B14 | 900 | 926 | 0 | 102.63 | 77.09 | 0.01 | 0
2035 | MISO_W_2_MAPP_CA | MISO_W | MAPP_CA | Internal | Shoulder | B15 | 1203 | 926 | 0 | 77.1 | 77.09 | 0.01 | 0
2035 | MISO_W_2_MAPP_CA | MISO_W | MAPP_CA | Internal | Summer | B1 | 10 | 926 | 0 | 212.95 | 24.45 | 0.01 | 0
2035 | MISO_W_2_MAPP_CA | MISO_W | MAPP_CA | Internal | Summer | B2 | 25 | 926 | 0 | 212.44 | 24.45 | 0.01 | 0
2035 | MISO_W_2_MAPP_CA | MISO_W | MAPP_CA | Internal | Summer | B3 | 75 | 926 | 0 | 212.95 | 24.45 | 0.01 | 0
2035 | MISO_W_2_MAPP_CA | MISO_W | MAPP_CA | Internal | Summer | B4 | 100 | 926 | 0 | 152.7 | 24.45 | 0.01 | 0
2035 | MISO_W_2_MAPP_CA | MISO_W | MAPP_CA | Internal | Summer | B5 | 200 | 926 | 0 | 142.92 | 24.45 | 0.01 | 0
2035 | MISO_W_2_MAPP_CA | MISO_W | MAPP_CA | Internal | Summer | B6 | 300 | 926 | 0 | 134.23 | 24.45 | 0.01 | 0
2035 | MISO_W_2_MAPP_CA | MISO_W | MAPP_CA | Internal | Summer | B7 | 400 | 926 | 0 | 129.95 | 24.45 | 0.01 | 0
2035 | MISO_W_2_MAPP_CA | MISO_W | MAPP_CA | Internal | Summer | B8 | 500 | 926 | 0 | 113.4 | 24.45 | 0.01 | 0
2035 | MISO_W_2_MAPP_CA | MISO_W | MAPP_CA | Internal | Summer | B9 | 800 | 926 | 0 | 113.21 | 24.45 | 0.01 | 0
2035 | MISO_W_2_MAPP_CA | MISO_W | MAPP_CA | Internal | Summer | B10 | 1262 | 926 | 0 | 91.51 | 24.45 | 0.01 | 0
2035 | MISO_W_2_MAPP_CA | MISO_W | MAPP_CA | Internal | Winter | B16 | 25 | 926 | 0 | 104.51 | 77.09 | 0.01 | 0
2035 | MISO_W_2_MAPP_CA | MISO_W | MAPP_CA | Internal | Winter | B17 | 100 | 926 | 0 | 105.87 | 77.09 | 0.01 | 0
2035 | MISO_W_2_MAPP_CA | MISO_W | MAPP_CA | Internal | Winter | B18 | 400 | 926 | 0 | 109.35 | 77.09 | 0.01 | 0
2035 | MISO_W_2_MAPP_CA | MISO_W | MAPP_CA | Internal | Winter | B19 | 700 | 926 | 0 | 109.35 | 77.09 | 0.01 | 0
2035 | MISO_W_2_MAPP_CA | MISO_W | MAPP_CA | Internal | Winter | B20 | 935 | 926 | 0 | 77.1 | 77.09 | 0.01 | 0
2035 | MISO_W_2_MISO_MO-IL | MISO_W | MISO_MO-IL | Internal | Shoulder | B11 | 25 | 3915 | 1253.87 | 116.9 | 116.91 | 0.01 | 0
2035 | MISO_W_2_MISO_MO-IL | MISO_W | MISO_MO-IL | Internal | Shoulder | B12 | 200 | 3915 | 3915 | 114.77 | 114.86 | 0.01 | 0.07
2035 | MISO_W_2_MISO_MO-IL | MISO_W | MISO_MO-IL | Internal | Shoulder | B13 | 600 | 3915 | 3915 | 112.79 | 114.86 | 0.01 | 2.06
2035 | MISO_W_2_MISO_MO-IL | MISO_W | MISO_MO-IL | Internal | Shoulder | B14 | 900 | 3915 | 3915 | 102.63 | 114.84 | 0.01 | 12.19
2035 | MISO_W_2_MISO_MO-IL | MISO_W | MISO_MO-IL | Internal | Shoulder | B15 | 1203 | 3915 | 3915 | 77.1 | 97.27 | 0.01 | 20.16
2035 | MISO_W_2_MISO_MO-IL | MISO_W | MISO_MO-IL | Internal | Summer | B1 | 10 | 3915 | 0.05 | 212.95 | 212.95 | 0.01 | 0
2035 | MISO_W_2_MISO_MO-IL | MISO_W | MISO_MO-IL | Internal | Summer | B2 | 25 | 3915 | 1928.4 | 212.44 | 212.46 | 0.01 | 0
2035 | MISO_W_2_MISO_MO-IL | MISO_W | MISO_MO-IL | Internal | Summer | B3 | 75 | 3915 | 0 | 212.95 | 212.46 | 0.01 | 0
2035 | MISO_W_2_MISO_MO-IL | MISO_W | MISO_MO-IL | Internal | Summer | B4 | 100 | 3915 | 0 | 152.7 | 152.7 | 0.01 | 0
2035 | MISO_W_2_MISO_MO-IL | MISO_W | MISO_MO-IL | Internal | Summer | B5 | 200 | 3915 | 0 | 142.92 | 142.92 | 0.01 | 0
2035 | MISO_W_2_MISO_MO-IL | MISO_W | MISO_MO-IL | Internal | Summer | B6 | 300 | 3915 | 0 | 134.23 | 134.03 | 0.01 | 0
2035 | MISO_W_2_MISO_MO-IL | MISO_W | MISO_MO-IL | Internal | Summer | B7 | 400 | 3915 | 818.92 | 129.95 | 129.96 | 0.01 | 0
2035 | MISO_W_2_MISO_MO-IL | MISO_W | MISO_MO-IL | Internal | Summer | B8 | 500 | 3915 | 3658.16 | 113.4 | 113.41 | 0.01 | 0
2035 | MISO_W_2_MISO_MO-IL | MISO_W | MISO_MO-IL | Internal | Summer | B9 | 800 | 3915 | 3915 | 113.21 | 113.41 | 0.01 | 0.19
2035 | MISO_W_2_MISO_MO-IL | MISO_W | MISO_MO-IL | Internal | Summer | B10 | 1262 | 3915 | 3915 | 91.51 | 111.51 | 0.01 | 19.99
2035 | MISO_W_2_MISO_MO-IL | MISO_W | MISO_MO-IL | Internal | Winter | B16 | 25 | 3915 | 3915 | 104.51 | 117.88 | 0.01 | 13.36
2035 | MISO_W_2_MISO_MO-IL | MISO_W | MISO_MO-IL | Internal | Winter | B17 | 100 | 3915 | 3915 | 105.87 | 117.88 | 0.01 | 12
2035 | MISO_W_2_MISO_MO-IL | MISO_W | MISO_MO-IL | Internal | Winter | B18 | 400 | 3915 | 3915 | 109.35 | 117.88 | 0.01 | 8.51
2035 | MISO_W_2_MISO_MO-IL | MISO_W | MISO_MO-IL | Internal | Winter | B19 | 700 | 3915 | 3915 | 109.35 | 117.88 | 0.01 | 8.51
2035 | MISO_W_2_MISO_MO-IL | MISO_W | MISO_MO-IL | Internal | Winter | B20 | 935 | 3915 | 3915 | 77.1 | 94.23 | 0.01 | 17.12
2035 | MISO_W_2_MISO_WUMS | MISO_W | MISO_WUMS | Internal | Shoulder | B11 | 25 | 1732 | 0 | 116.9 | 114.79 | 0.01 | 0
2035 | MISO_W_2_MISO_WUMS | MISO_W | MISO_WUMS | Internal | Shoulder | B12 | 200 | 1732 | 1042.88 | 114.77 | 114.79 | 0.01 | 0
2035 | MISO_W_2_MISO_WUMS | MISO_W | MISO_WUMS | Internal | Shoulder | B13 | 600 | 1732 | 1732 | 112.79 | 114.79 | 0.01 | 1.99
2035 | MISO_W_2_MISO_WUMS | MISO_W | MISO_WUMS | Internal | Shoulder | B14 | 900 | 1732 | 1732 | 102.63 | 114.79 | 0.01 | 12.14
2035 | MISO_W_2_MISO_WUMS | MISO_W | MISO_WUMS | Internal | Shoulder | B15 | 1203 | 1732 | 1732 | 77.1 | 101.17 | 0.01 | 24.06
2035 | MISO_W_2_MISO_WUMS | MISO_W | MISO_WUMS | Internal | Summer | B1 | 10 | 1732 | 0 | 212.95 | 210.6 | 0.01 | 0
2035 | MISO_W_2_MISO_WUMS | MISO_W | MISO_WUMS | Internal | Summer | B2 | 25 | 1732 | 0 | 212.44 | 210.6 | 0.01 | 0
2035 | MISO_W_2_MISO_WUMS | MISO_W | MISO_WUMS | Internal | Summer | B3 | 75 | 1732 | 0 | 212.95 | 153.33 | 0.01 | 0
2035 | MISO_W_2_MISO_WUMS | MISO_W | MISO_WUMS | Internal | Summer | B4 | 100 | 1732 | 0 | 152.7 | 139.24 | 0.01 | 0
2035 | MISO_W_2_MISO_WUMS | MISO_W | MISO_WUMS | Internal | Summer | B5 | 200 | 1732 | 0 | 142.92 | 132.02 | 0.01 | 0
2035 | MISO_W_2_MISO_WUMS | MISO_W | MISO_WUMS | Internal | Summer | B6 | 300 | 1732 | 0 | 134.23 | 129.39 | 0.01 | 0
2035 | MISO_W_2_MISO_WUMS | MISO_W | MISO_WUMS | Internal | Summer | B7 | 400 | 1732 | 0 | 129.95 | 115.79 | 0.01 | 0
2035 | MISO_W_2_MISO_WUMS | MISO_W | MISO_WUMS | Internal | Summer | B8 | 500 | 1732 | 0 | 113.4 | 113.39 | 0.01 | 0
2035 | MISO_W_2_MISO_WUMS | MISO_W | MISO_WUMS | Internal | Summer | B9 | 800 | 1732 | 147.07 | 113.21 | 113.22 | 0.01 | 0
2035 | MISO_W_2_MISO_WUMS | MISO_W | MISO_WUMS | Internal | Summer | B10 | 1262 | 1732 | 1732 | 91.51 | 113.22 | 0.01 | 21.7
2035 | MISO_W_2_MISO_WUMS | MISO_W | MISO_WUMS | Internal | Winter | B16 | 25 | 1732 | 1732 | 104.51 | 117.75 | 0.01 | 13.22
2035 | MISO_W_2_MISO_WUMS | MISO_W | MISO_WUMS | Internal | Winter | B17 | 100 | 1732 | 1732 | 105.87 | 117.75 | 0.01 | 11.87
2035 | MISO_W_2_MISO_WUMS | MISO_W | MISO_WUMS | Internal | Winter | B18 | 400 | 1732 | 1732 | 109.35 | 117.75 | 0.01 | 8.38
2035 | MISO_W_2_MISO_WUMS | MISO_W | MISO_WUMS | Internal | Winter | B19 | 700 | 1732 | 1732 | 109.35 | 117.75 | 0.01 | 8.38
2035 | MISO_W_2_MISO_WUMS | MISO_W | MISO_WUMS | Internal | Winter | B20 | 935 | 1732 | 1732 | 77.1 | 97.99 | 0.01 | 20.88
2035 | MISO_W_2_NE | MISO_W | NE | Internal | Shoulder | B11 | 25 | 2800 | 0 | 116.9 | 117.56 | 7 | 0
2035 | MISO_W_2_NE | MISO_W | NE | Internal | Shoulder | B12 | 200 | 2800 | 0 | 114.77 | 117.18 | 7 | 0
2035 | MISO_W_2_NE | MISO_W | NE | Internal | Shoulder | B13 | 600 | 2800 | 0 | 112.79 | 112.79 | 7 | 0
2035 | MISO_W_2_NE | MISO_W | NE | Internal | Shoulder | B14 | 900 | 2800 | 0 | 102.63 | 109.62 | 7 | 0
2035 | MISO_W_2_NE | MISO_W | NE | Internal | Shoulder | B15 | 1203 | 2800 | 0 | 77.1 | 84.1 | 7 | 0
2035 | MISO_W_2_NE | MISO_W | NE | Internal | Summer | B1 | 10 | 2800 | 0 | 212.95 | 212.95 | 7 | 0
2035 | MISO_W_2_NE | MISO_W | NE | Internal | Summer | B2 | 25 | 2800 | 0 | 212.44 | 212.44 | 7 | 0
2035 | MISO_W_2_NE | MISO_W | NE | Internal | Summer | B3 | 75 | 2800 | 0 | 212.95 | 212.95 | 7 | 0
2035 | MISO_W_2_NE | MISO_W | NE | Internal | Summer | B4 | 100 | 2800 | 0 | 152.7 | 152.7 | 7 | 0
2035 | MISO_W_2_NE | MISO_W | NE | Internal | Summer | B5 | 200 | 2800 | 0 | 142.92 | 142.92 | 7 | 0
2035 | MISO_W_2_NE | MISO_W | NE | Internal | Summer | B6 | 300 | 2800 | 0 | 134.23 | 135.71 | 7 | 0
2035 | MISO_W_2_NE | MISO_W | NE | Internal | Summer | B7 | 400 | 2800 | 0 | 129.95 | 134.28 | 7 | 0
2035 | MISO_W_2_NE | MISO_W | NE | Internal | Summer | B8 | 500 | 2800 | 0 | 113.4 | 116.59 | 7 | 0
2035 | MISO_W_2_NE | MISO_W | NE | Internal | Summer | B9 | 800 | 2800 | 0 | 113.21 | 115.87 | 7 | 0
2035 | MISO_W_2_NE | MISO_W | NE | Internal | Summer | B10 | 1262 | 2800 | 0 | 91.51 | 98.49 | 7 | 0
2035 | MISO_W_2_NE | MISO_W | NE | Internal | Winter | B16 | 25 | 2800 | 1904.45 | 104.51 | 111.51 | 7 | 0
2035 | MISO_W_2_NE | MISO_W | NE | Internal | Winter | B17 | 100 | 2800 | 57.69 | 105.87 | 112.87 | 7 | 0
2035 | MISO_W_2_NE | MISO_W | NE | Internal | Winter | B18 | 400 | 2800 | 0 | 109.35 | 115.45 | 7 | 0
2035 | MISO_W_2_NE | MISO_W | NE | Internal | Winter | B19 | 700 | 2800 | 0 | 109.35 | 112.87 | 7 | 0
2035 | MISO_W_2_NE | MISO_W | NE | Internal | Winter | B20 | 935 | 2800 | 0 | 77.1 | 84.1 | 7 | 0
2035 | MISO_W_2_PJM_ROR | MISO_W | PJM_ROR | Internal | Shoulder | B11 | 25 | 773 | 0 | 116.9 | 114.9 | 2 | 0
2035 | MISO_W_2_PJM_ROR | MISO_W | PJM_ROR | Internal | Shoulder | B12 | 200 | 773 | 0 | 114.77 | 116.11 | 2 | 0
2035 | MISO_W_2_PJM_ROR | MISO_W | PJM_ROR | Internal | Shoulder | B13 | 600 | 773 | 614.96 | 112.79 | 114.79 | 2 | 0
2035 | MISO_W_2_PJM_ROR | MISO_W | PJM_ROR | Internal | Shoulder | B14 | 900 | 773 | 773 | 102.63 | 114.79 | 2 | 10.16
2035 | MISO_W_2_PJM_ROR | MISO_W | PJM_ROR | Internal | Shoulder | B15 | 1203 | 773 | 773 | 77.1 | 95.86 | 2 | 16.76
2035 | MISO_W_2_PJM_ROR | MISO_W | PJM_ROR | Internal | Summer | B1 | 10 | 773 | 0 | 212.95 | 212.6 | 2 | 0
2035 | MISO_W_2_PJM_ROR | MISO_W | PJM_ROR | Internal | Summer | B2 | 25 | 773 | 0 | 212.44 | 212.6 | 2 | 0
2035 | MISO_W_2_PJM_ROR | MISO_W | PJM_ROR | Internal | Summer | B3 | 75 | 773 | 0 | 212.95 | 208.33 | 2 | 0
2035 | MISO_W_2_PJM_ROR | MISO_W | PJM_ROR | Internal | Summer | B4 | 100 | 773 | 0 | 152.7 | 150.7 | 2 | 0
2035 | MISO_W_2_PJM_ROR | MISO_W | PJM_ROR | Internal | Summer | B5 | 200 | 773 | 0 | 142.92 | 140.92 | 2 | 0
2035 | MISO_W_2_PJM_ROR | MISO_W | PJM_ROR | Internal | Summer | B6 | 300 | 773 | 0 | 134.23 | 131.39 | 2 | 0
2035 | MISO_W_2_PJM_ROR | MISO_W | PJM_ROR | Internal | Summer | B7 | 400 | 773 | 0 | 129.95 | 127.95 | 2 | 0
2035 | MISO_W_2_PJM_ROR | MISO_W | PJM_ROR | Internal | Summer | B8 | 500 | 773 | 773 | 113.4 | 115.41 | 2 | 0.01
2035 | MISO_W_2_PJM_ROR | MISO_W | PJM_ROR | Internal | Summer | B9 | 800 | 773 | 0 | 113.21 | 113.16 | 2 | 0
2035 | MISO_W_2_PJM_ROR | MISO_W | PJM_ROR | Internal | Summer | B10 | 1262 | 773 | 773 | 91.51 | 111.24 | 2 | 17.73
2035 | MISO_W_2_PJM_ROR | MISO_W | PJM_ROR | Internal | Winter | B16 | 25 | 773 | 773 | 104.51 | 119.75 | 2 | 13.24
2035 | MISO_W_2_PJM_ROR | MISO_W | PJM_ROR | Internal | Winter | B17 | 100 | 773 | 773 | 105.87 | 119.9 | 2 | 12.03
2035 | MISO_W_2_PJM_ROR | MISO_W | PJM_ROR | Internal | Winter | B18 | 400 | 773 | 773 | 109.35 | 118.29 | 2 | 6.94
2035 | MISO_W_2_PJM_ROR | MISO_W | PJM_ROR | Internal | Winter | B19 | 700 | 773 | 773 | 109.35 | 118.29 | 2 | 6.94
2035 | MISO_W_2_PJM_ROR | MISO_W | PJM_ROR | Internal | Winter | B20 | 935 | 773 | 773 | 77.1 | 92.23 | 2 | 13.14
2035 | MISO_W_2_SPP_N | MISO_W | SPP_N | Internal | Shoulder | B11 | 25 | 3200 | 287.06 | 116.9 | 123.9 | 7 | 0
2035 | MISO_W_2_SPP_N | MISO_W | SPP_N | Internal | Shoulder | B12 | 200 | 3200 | 0 | 114.77 | 117.19 | 7 | 0
2035 | MISO_W_2_SPP_N | MISO_W | SPP_N | Internal | Shoulder | B13 | 600 | 3200 | 0 | 112.79 | 112.8 | 7 | 0
2035 | MISO_W_2_SPP_N | MISO_W | SPP_N | Internal | Shoulder | B14 | 900 | 3200 | 539.17 | 102.63 | 109.63 | 7 | 0
2035 | MISO_W_2_SPP_N | MISO_W | SPP_N | Internal | Shoulder | B15 | 1203 | 3200 | 0 | 77.1 | 73.5 | 7 | 0
2035 | MISO_W_2_SPP_N | MISO_W | SPP_N | Internal | Summer | B1 | 10 | 3200 | 0 | 212.95 | 207.95 | 7 | 0
2035 | MISO_W_2_SPP_N | MISO_W | SPP_N | Internal | Summer | B2 | 25 | 3200 | 0 | 212.44 | 212.46 | 7 | 0
2035 | MISO_W_2_SPP_N | MISO_W | SPP_N | Internal | Summer | B3 | 75 | 3200 | 0 | 212.95 | 212.96 | 7 | 0
2035 | MISO_W_2_SPP_N | MISO_W | SPP_N | Internal | Summer | B4 | 100 | 3200 | 0 | 152.7 | 147.7 | 7 | 0
2035 | MISO_W_2_SPP_N | MISO_W | SPP_N | Internal | Summer | B5 | 200 | 3200 | 0 | 142.92 | 140.97 | 7 | 0
2035 | MISO_W_2_SPP_N | MISO_W | SPP_N | Internal | Summer | B6 | 300 | 3200 | 0 | 134.23 | 135.72 | 7 | 0
2035 | MISO_W_2_SPP_N | MISO_W | SPP_N | Internal | Summer | B7 | 400 | 3200 | 0 | 129.95 | 134.29 | 7 | 0
2035 | MISO_W_2_SPP_N | MISO_W | SPP_N | Internal | Summer | B8 | 500 | 3200 | 0 | 113.4 | 116.6 | 7 | 0
2035 | MISO_W_2_SPP_N | MISO_W | SPP_N | Internal | Summer | B9 | 800 | 3200 | 0 | 113.21 | 115.89 | 7 | 0
2035 | MISO_W_2_SPP_N | MISO_W | SPP_N | Internal | Summer | B10 | 1262 | 3200 | 2288.38 | 91.51 | 98.51 | 7 | 0
2035 | MISO_W_2_SPP_N | MISO_W | SPP_N | Internal | Winter | B16 | 25 | 3200 | 3200 | 104.51 | 112.88 | 7 | 1.37
2035 | MISO_W_2_SPP_N | MISO_W | SPP_N | Internal | Winter | B17 | 100 | 3200 | 3199.99 | 105.87 | 112.88 | 7 | 0.01
2035 | MISO_W_2_SPP_N | MISO_W | SPP_N | Internal | Winter | B18 | 400 | 3200 | 0 | 109.35 | 115.46 | 7 | 0
2035 | MISO_W_2_SPP_N | MISO_W | SPP_N | Internal | Winter | B19 | 700 | 3200 | 0 | 109.35 | 112.88 | 7 | 0
2035 | MISO_W_2_SPP_N | MISO_W | SPP_N | Internal | Winter | B20 | 935 | 3200 | 0 | 77.1 | 81.48 | 7 | 0
2035 | MISO_WUMS_2_MISO_MI | MISO_WUMS | MISO_MI | Internal | Shoulder | B11 | 25 | 1422 | 1422 | 114.79 | 114.86 | 0.01 | 0.06
2035 | MISO_WUMS_2_MISO_MI | MISO_WUMS | MISO_MI | Internal | Shoulder | B12 | 200 | 1422 | 1422 | 114.79 | 114.86 | 0.01 | 0.06
2035 | MISO_WUMS_2_MISO_MI | MISO_WUMS | MISO_MI | Internal | Shoulder | B13 | 600 | 1422 | 1422 | 114.79 | 114.86 | 0.01 | 0.06
2035 | MISO_WUMS_2_MISO_MI | MISO_WUMS | MISO_MI | Internal | Shoulder | B14 | 900 | 1422 | 1422 | 114.79 | 114.86 | 0.01 | 0.06
2035 | MISO_WUMS_2_MISO_MI | MISO_WUMS | MISO_MI | Internal | Shoulder | B15 | 1203 | 1422 | 1422 | 101.17 | 103.37 | 0.01 | 2.19
2035 | MISO_WUMS_2_MISO_MI | MISO_WUMS | MISO_MI | Internal | Summer | B1 | 10 | 1422 | 1094.96 | 210.6 | 210.61 | 0.01 | 0
2035 | MISO_WUMS_2_MISO_MI | MISO_WUMS | MISO_MI | Internal | Summer | B2 | 25 | 1422 | 283.08 | 210.6 | 210.61 | 0.01 | 0
2035 | MISO_WUMS_2_MISO_MI | MISO_WUMS | MISO_MI | Internal | Summer | B3 | 75 | 1422 | 724.15 | 153.33 | 153.35 | 0.01 | 0
2035 | MISO_WUMS_2_MISO_MI | MISO_WUMS | MISO_MI | Internal | Summer | B4 | 100 | 1422 | 1019.5 | 139.24 | 139.25 | 0.01 | 0
2035 | MISO_WUMS_2_MISO_MI | MISO_WUMS | MISO_MI | Internal | Summer | B5 | 200 | 1422 | 1407.3 | 132.02 | 132.03 | 0.01 | 0
2035 | MISO_WUMS_2_MISO_MI | MISO_WUMS | MISO_MI | Internal | Summer | B6 | 300 | 1422 | 0 | 129.39 | 129.39 | 0.01 | 0
2035 | MISO_WUMS_2_MISO_MI | MISO_WUMS | MISO_MI | Internal | Summer | B7 | 400 | 1422 | 0 | 115.79 | 115.77 | 0.01 | 0
2035 | MISO_WUMS_2_MISO_MI | MISO_WUMS | MISO_MI | Internal | Summer | B8 | 500 | 1422 | 1422 | 113.39 | 113.41 | 0.01 | 0.01
2035 | MISO_WUMS_2_MISO_MI | MISO_WUMS | MISO_MI | Internal | Summer | B9 | 800 | 1422 | 1422 | 113.22 | 113.41 | 0.01 | 0.18
2035 | MISO_WUMS_2_MISO_MI | MISO_WUMS | MISO_MI | Internal | Summer | B10 | 1262 | 1422 | 1036.28 | 113.22 | 113.23 | 0.01 | 0
2035 | MISO_WUMS_2_MISO_MI | MISO_WUMS | MISO_MI | Internal | Winter | B16 | 25 | 1422 | 1422 | 117.75 | 117.88 | 0.01 | 0.12
2035 | MISO_WUMS_2_MISO_MI | MISO_WUMS | MISO_MI | Internal | Winter | B17 | 100 | 1422 | 1422 | 117.75 | 117.88 | 0.01 | 0.12
2035 | MISO_WUMS_2_MISO_MI | MISO_WUMS | MISO_MI | Internal | Winter | B18 | 400 | 1422 | 1422 | 117.75 | 117.88 | 0.01 | 0.12
2035 | MISO_WUMS_2_MISO_MI | MISO_WUMS | MISO_MI | Internal | Winter | B19 | 700 | 1422 | 1422 | 117.75 | 117.88 | 0.01 | 0.12
2035 | MISO_WUMS_2_MISO_MI | MISO_WUMS | MISO_MI | Internal | Winter | B20 | 935 | 1422 | 1422 | 97.99 | 100 | 0.01 | 2
2035 | MISO_WUMS_2_MISO_W | MISO_WUMS | MISO_W | Internal | Shoulder | B11 | 25 | 1240 | 1240 | 114.79 | 116.9 | 0.01 | 2.1
2035 | MISO_WUMS_2_MISO_W | MISO_WUMS | MISO_W | Internal | Shoulder | B12 | 200 | 1240 | 0 | 114.79 | 114.77 | 0.01 | 0
2035 | MISO_WUMS_2_MISO_W | MISO_WUMS | MISO_W | Internal | Shoulder | B13 | 600 | 1240 | 0 | 114.79 | 112.79 | 0.01 | 0
2035 | MISO_WUMS_2_MISO_W | MISO_WUMS | MISO_W | Internal | Shoulder | B14 | 900 | 1240 | 0 | 114.79 | 102.63 | 0.01 | 0
2035 | MISO_WUMS_2_MISO_W | MISO_WUMS | MISO_W | Internal | Shoulder | B15 | 1203 | 1240 | 0 | 101.17 | 77.1 | 0.01 | 0
2035 | MISO_WUMS_2_MISO_W | MISO_WUMS | MISO_W | Internal | Summer | B1 | 10 | 1240 | 1240 | 210.6 | 212.95 | 0.01 | 2.34
2035 | MISO_WUMS_2_MISO_W | MISO_WUMS | MISO_W | Internal | Summer | B2 | 25 | 1240 | 1240 | 210.6 | 212.44 | 0.01 | 1.84
2035 | MISO_WUMS_2_MISO_W | MISO_WUMS | MISO_W | Internal | Summer | B3 | 75 | 1240 | 1240 | 153.33 | 212.95 | 0.01 | 59.6
2035 | MISO_WUMS_2_MISO_W | MISO_WUMS | MISO_W | Internal | Summer | B4 | 100 | 1240 | 1240 | 139.24 | 152.7 | 0.01 | 13.44
2035 | MISO_WUMS_2_MISO_W | MISO_WUMS | MISO_W | Internal | Summer | B5 | 200 | 1240 | 1240 | 132.02 | 142.92 | 0.01 | 10.89
2035 | MISO_WUMS_2_MISO_W | MISO_WUMS | MISO_W | Internal | Summer | B6 | 300 | 1240 | 1240 | 129.39 | 134.23 | 0.01 | 4.83
2035 | MISO_WUMS_2_MISO_W | MISO_WUMS | MISO_W | Internal | Summer | B7 | 400 | 1240 | 1240 | 115.79 | 129.95 | 0.01 | 14.15
2035 | MISO_WUMS_2_MISO_W | MISO_WUMS | MISO_W | Internal | Summer | B8 | 500 | 1240 | 176.14 | 113.39 | 113.4 | 0.01 | 0
2035 | MISO_WUMS_2_MISO_W | MISO_WUMS | MISO_W | Internal | Summer | B9 | 800 | 1240 | 0 | 113.22 | 113.21 | 0.01 | 0
2035 | MISO_WUMS_2_MISO_W | MISO_WUMS | MISO_W | Internal | Summer | B10 | 1262 | 1240 | 0 | 113.22 | 91.51 | 0.01 | 0
2035 | MISO_WUMS_2_MISO_W | MISO_WUMS | MISO_W | Internal | Winter | B16 | 25 | 1240 | 0 | 117.75 | 104.51 | 0.01 | 0
2035 | MISO_WUMS_2_MISO_W | MISO_WUMS | MISO_W | Internal | Winter | B17 | 100 | 1240 | 0 | 117.75 | 105.87 | 0.01 | 0
2035 | MISO_WUMS_2_MISO_W | MISO_WUMS | MISO_W | Internal | Winter | B18 | 400 | 1240 | 0 | 117.75 | 109.35 | 0.01 | 0
2035 | MISO_WUMS_2_MISO_W | MISO_WUMS | MISO_W | Internal | Winter | B19 | 700 | 1240 | 0 | 117.75 | 109.35 | 0.01 | 0
2035 | MISO_WUMS_2_MISO_W | MISO_WUMS | MISO_W | Internal | Winter | B20 | 935 | 1240 | 0 | 97.99 | 77.1 | 0.01 | 0
2035 | MISO_WUMS_2_PJM_ROR | MISO_WUMS | PJM_ROR | Internal | Shoulder | B11 | 25 | 1600 | 0 | 114.79 | 114.9 | 2 | 0
2035 | MISO_WUMS_2_PJM_ROR | MISO_WUMS | PJM_ROR | Internal | Shoulder | B12 | 200 | 1600 | 0 | 114.79 | 116.11 | 2 | 0
2035 | MISO_WUMS_2_PJM_ROR | MISO_WUMS | PJM_ROR | Internal | Shoulder | B13 | 600 | 1600 | 0 | 114.79 | 114.79 | 2 | 0
2035 | MISO_WUMS_2_PJM_ROR | MISO_WUMS | PJM_ROR | Internal | Shoulder | B14 | 900 | 1600 | 0 | 114.79 | 114.79 | 2 | 0
2035 | MISO_WUMS_2_PJM_ROR | MISO_WUMS | PJM_ROR | Internal | Shoulder | B15 | 1203 | 1600 | 0 | 101.17 | 95.86 | 2 | 0
2035 | MISO_WUMS_2_PJM_ROR | MISO_WUMS | PJM_ROR | Internal | Summer | B1 | 10 | 1600 | 627 | 210.6 | 212.6 | 2 | 0
2035 | MISO_WUMS_2_PJM_ROR | MISO_WUMS | PJM_ROR | Internal | Summer | B2 | 25 | 1600 | 1487.93 | 210.6 | 212.6 | 2 | 0
2035 | MISO_WUMS_2_PJM_ROR | MISO_WUMS | PJM_ROR | Internal | Summer | B3 | 75 | 1600 | 1600 | 153.33 | 208.33 | 2 | 52.99
2035 | MISO_WUMS_2_PJM_ROR | MISO_WUMS | PJM_ROR | Internal | Summer | B4 | 100 | 1600 | 1600 | 139.24 | 150.7 | 2 | 9.45
2035 | MISO_WUMS_2_PJM_ROR | MISO_WUMS | PJM_ROR | Internal | Summer | B5 | 200 | 1600 | 1600 | 132.02 | 140.92 | 2 | 6.9
2035 | MISO_WUMS_2_PJM_ROR | MISO_WUMS | PJM_ROR | Internal | Summer | B6 | 300 | 1600 | 1109.2 | 129.39 | 131.39 | 2 | 0
2035 | MISO_WUMS_2_PJM_ROR | MISO_WUMS | PJM_ROR | Internal | Summer | B7 | 400 | 1600 | 1600 | 115.79 | 127.95 | 2 | 10.16
2035 | MISO_WUMS_2_PJM_ROR | MISO_WUMS | PJM_ROR | Internal | Summer | B8 | 500 | 1600 | 1600 | 113.39 | 115.41 | 2 | 0.02
2035 | MISO_WUMS_2_PJM_ROR | MISO_WUMS | PJM_ROR | Internal | Summer | B9 | 800 | 1600 | 0 | 113.22 | 113.16 | 2 | 0
2035 | MISO_WUMS_2_PJM_ROR | MISO_WUMS | PJM_ROR | Internal | Summer | B10 | 1262 | 1600 | 0 | 113.22 | 111.24 | 2 | 0
2035 | MISO_WUMS_2_PJM_ROR | MISO_WUMS | PJM_ROR | Internal | Winter | B16 | 25 | 1600 | 925.71 | 117.75 | 119.75 | 2 | 0
2035 | MISO_WUMS_2_PJM_ROR | MISO_WUMS | PJM_ROR | Internal | Winter | B17 | 100 | 1600 | 1600 | 117.75 | 119.9 | 2 | 0.16
2035 | MISO_WUMS_2_PJM_ROR | MISO_WUMS | PJM_ROR | Internal | Winter | B18 | 400 | 1600 | 0 | 117.75 | 118.29 | 2 | 0
2035 | MISO_WUMS_2_PJM_ROR | MISO_WUMS | PJM_ROR | Internal | Winter | B19 | 700 | 1600 | 0 | 117.75 | 118.29 | 2 | 0
2035 | MISO_WUMS_2_PJM_ROR | MISO_WUMS | PJM_ROR | Internal | Winter | B20 | 935 | 1600 | 0 | 97.99 | 92.23 | 2 | 0
2035 | NE_2_MISO_W | NE | MISO_W | Internal | Shoulder | B11 | 25 | 1600 | 0 | 117.56 | 116.9 | 5 | 0
2035 | NE_2_MISO_W | NE | MISO_W | Internal | Shoulder | B12 | 200 | 1600 | 0 | 117.18 | 114.77 | 5 | 0
2035 | NE_2_MISO_W | NE | MISO_W | Internal | Shoulder | B13 | 600 | 1600 | 0 | 112.79 | 112.79 | 5 | 0
2035 | NE_2_MISO_W | NE | MISO_W | Internal | Shoulder | B14 | 900 | 1600 | 0 | 109.62 | 102.63 | 5 | 0
2035 | NE_2_MISO_W | NE | MISO_W | Internal | Shoulder | B15 | 1203 | 1600 | 0 | 84.1 | 77.1 | 5 | 0
2035 | NE_2_MISO_W | NE | MISO_W | Internal | Summer | B1 | 10 | 1600 | 0 | 212.95 | 212.95 | 5 | 0
2035 | NE_2_MISO_W | NE | MISO_W | Internal | Summer | B2 | 25 | 1600 | 0 | 212.44 | 212.44 | 5 | 0
2035 | NE_2_MISO_W | NE | MISO_W | Internal | Summer | B3 | 75 | 1600 | 0 | 212.95 | 212.95 | 5 | 0
2035 | NE_2_MISO_W | NE | MISO_W | Internal | Summer | B4 | 100 | 1600 | 0 | 152.7 | 152.7 | 5 | 0
2035 | NE_2_MISO_W | NE | MISO_W | Internal | Summer | B5 | 200 | 1600 | 0 | 142.92 | 142.92 | 5 | 0
2035 | NE_2_MISO_W | NE | MISO_W | Internal | Summer | B6 | 300 | 1600 | 0 | 135.71 | 134.23 | 5 | 0
2035 | NE_2_MISO_W | NE | MISO_W | Internal | Summer | B7 | 400 | 1600 | 0 | 134.28 | 129.95 | 5 | 0
2035 | NE_2_MISO_W | NE | MISO_W | Internal | Summer | B8 | 500 | 1600 | 0 | 116.59 | 113.4 | 5 | 0
2035 | NE_2_MISO_W | NE | MISO_W | Internal | Summer | B9 | 800 | 1600 | 0 | 115.87 | 113.21 | 5 | 0
2035 | NE_2_MISO_W | NE | MISO_W | Internal | Summer | B10 | 1262 | 1600 | 0 | 98.49 | 91.51 | 5 | 0
2035 | NE_2_MISO_W | NE | MISO_W | Internal | Winter | B16 | 25 | 1600 | 0 | 111.51 | 104.51 | 5 | 0
2035 | NE_2_MISO_W | NE | MISO_W | Internal | Winter | B17 | 100 | 1600 | 0 | 112.87 | 105.87 | 5 | 0
2035 | NE_2_MISO_W | NE | MISO_W | Internal | Winter | B18 | 400 | 1600 | 0 | 115.45 | 109.35 | 5 | 0
2035 | NE_2_MISO_W | NE | MISO_W | Internal | Winter | B19 | 700 | 1600 | 0 | 112.87 | 109.35 | 5 | 0
2035 | NE_2_MISO_W | NE | MISO_W | Internal | Winter | B20 | 935 | 1600 | 0 | 84.1 | 77.1 | 5 | 0
2035 | NE_2_SPP_N | NE | SPP_N | Internal | Shoulder | B11 | 25 | 1802 | 1802 | 117.56 | 123.9 | 0.01 | 6.33
2035 | NE_2_SPP_N | NE | SPP_N | Internal | Shoulder | B12 | 200 | 1802 | 620.68 | 117.18 | 117.19 | 0.01 | 0
2035 | NE_2_SPP_N | NE | SPP_N | Internal | Shoulder | B13 | 600 | 1802 | 412.99 | 112.79 | 112.8 | 0.01 | 0
2035 | NE_2_SPP_N | NE | SPP_N | Internal | Shoulder | B14 | 900 | 1802 | 403.05 | 109.62 | 109.63 | 0.01 | 0
2035 | NE_2_SPP_N | NE | SPP_N | Internal | Shoulder | B15 | 1203 | 1802 | 0 | 84.1 | 73.5 | 0.01 | 0
2035 | NE_2_SPP_N | NE | SPP_N | Internal | Summer | B1 | 10 | 1802 | 0 | 212.95 | 207.95 | 0.01 | 0
2035 | NE_2_SPP_N | NE | SPP_N | Internal | Summer | B2 | 25 | 1802 | 199.36 | 212.44 | 212.46 | 0.01 | 0
2035 | NE_2_SPP_N | NE | SPP_N | Internal | Summer | B3 | 75 | 1802 | 532.29 | 212.95 | 212.96 | 0.01 | 0
2035 | NE_2_SPP_N | NE | SPP_N | Internal | Summer | B4 | 100 | 1802 | 0 | 152.7 | 147.7 | 0.01 | 0
2035 | NE_2_SPP_N | NE | SPP_N | Internal | Summer | B5 | 200 | 1802 | 0 | 142.92 | 140.97 | 0.01 | 0
2035 | NE_2_SPP_N | NE | SPP_N | Internal | Summer | B6 | 300 | 1802 | 360.45 | 135.71 | 135.72 | 0.01 | 0
2035 | NE_2_SPP_N | NE | SPP_N | Internal | Summer | B7 | 400 | 1802 | 1360.03 | 134.28 | 134.29 | 0.01 | 0
2035 | NE_2_SPP_N | NE | SPP_N | Internal | Summer | B8 | 500 | 1802 | 1780.56 | 116.59 | 116.6 | 0.01 | 0
2035 | NE_2_SPP_N | NE | SPP_N | Internal | Summer | B9 | 800 | 1802 | 229.89 | 115.87 | 115.89 | 0.01 | 0
2035 | NE_2_SPP_N | NE | SPP_N | Internal | Summer | B10 | 1262 | 1802 | 421.24 | 98.49 | 98.51 | 0.01 | 0
2035 | NE_2_SPP_N | NE | SPP_N | Internal | Winter | B16 | 25 | 1802 | 1802 | 111.51 | 112.88 | 0.01 | 1.36
2035 | NE_2_SPP_N | NE | SPP_N | Internal | Winter | B17 | 100 | 1802 | 683.2 | 112.87 | 112.88 | 0.01 | 0
2035 | NE_2_SPP_N | NE | SPP_N | Internal | Winter | B18 | 400 | 1802 | 813.88 | 115.45 | 115.46 | 0.01 | 0
2035 | NE_2_SPP_N | NE | SPP_N | Internal | Winter | B19 | 700 | 1802 | 865.31 | 112.87 | 112.88 | 0.01 | 0
2035 | NE_2_SPP_N | NE | SPP_N | Internal | Winter | B20 | 935 | 1802 | 0 | 84.1 | 81.48 | 0.01 | 0
2035 | NEISO_2_NYISO_A-F | NEISO | NYISO_A-F | Internal | Shoulder | B11 | 25 | 600 | 340.13 | 26.14 | 29.14 | 3 | 0
2035 | NEISO_2_NYISO_A-F | NEISO | NYISO_A-F | Internal | Shoulder | B12 | 200 | 600 | 421.88 | 26.14 | 29.14 | 3 | 0
2035 | NEISO_2_NYISO_A-F | NEISO | NYISO_A-F | Internal | Shoulder | B13 | 600 | 600 | 465.38 | 26.14 | 29.14 | 3 | 0
2035 | NEISO_2_NYISO_A-F | NEISO | NYISO_A-F | Internal | Shoulder | B14 | 900 | 600 | 508.25 | 26.14 | 29.14 | 3 | 0
2035 | NEISO_2_NYISO_A-F | NEISO | NYISO_A-F | Internal | Shoulder | B15 | 1203 | 600 | 524.39 | 26.14 | 29.14 | 3 | 0
2035 | NEISO_2_NYISO_A-F | NEISO | NYISO_A-F | Internal | Summer | B1 | 10 | 600 | 0 | 142.5 | 111.09 | 3 | 0
2035 | NEISO_2_NYISO_A-F | NEISO | NYISO_A-F | Internal | Summer | B2 | 25 | 600 | 0 | 181.46 | 133.8 | 3 | 0
2035 | NEISO_2_NYISO_A-F | NEISO | NYISO_A-F | Internal | Summer | B3 | 75 | 600 | 0 | 142.5 | 139.5 | 3 | 0
2035 | NEISO_2_NYISO_A-F | NEISO | NYISO_A-F | Internal | Summer | B4 | 100 | 600 | 600 | 123.43 | 129.7 | 3 | 3.27
2035 | NEISO_2_NYISO_A-F | NEISO | NYISO_A-F | Internal | Summer | B5 | 200 | 600 | 558.76 | 123.43 | 126.43 | 3 | 0
2035 | NEISO_2_NYISO_A-F | NEISO | NYISO_A-F | Internal | Summer | B6 | 300 | 600 | 129.01 | 120.41 | 123.41 | 3 | 0
2035 | NEISO_2_NYISO_A-F | NEISO | NYISO_A-F | Internal | Summer | B7 | 400 | 600 | 600 | 106.38 | 111.09 | 3 | 1.7
2035 | NEISO_2_NYISO_A-F | NEISO | NYISO_A-F | Internal | Summer | B8 | 500 | 600 | 0 | 106.38 | 108.07 | 3 | 0
2035 | NEISO_2_NYISO_A-F | NEISO | NYISO_A-F | Internal | Summer | B9 | 800 | 600 | 0 | 106.38 | 108.07 | 3 | 0
2035 | NEISO_2_NYISO_A-F | NEISO | NYISO_A-F | Internal | Summer | B10 | 1262 | 600 | 0 | 105.1 | 108.07 | 3 | 0
2035 | NEISO_2_NYISO_A-F | NEISO | NYISO_A-F | Internal | Winter | B16 | 25 | 600 | 302.98 | 26.14 | 29.14 | 3 | 0
2035 | NEISO_2_NYISO_A-F | NEISO | NYISO_A-F | Internal | Winter | B17 | 100 | 600 | 281.54 | 26.14 | 29.14 | 3 | 0
2035 | NEISO_2_NYISO_A-F | NEISO | NYISO_A-F | Internal | Winter | B18 | 400 | 600 | 345.1 | 26.14 | 29.14 | 3 | 0
2035 | NEISO_2_NYISO_A-F | NEISO | NYISO_A-F | Internal | Winter | B19 | 700 | 600 | 399.22 | 26.14 | 29.14 | 3 | 0
2035 | NEISO_2_NYISO_A-F | NEISO | NYISO_A-F | Internal | Winter | B20 | 935 | 600 | 438.87 | 26.14 | 29.14 | 3 | 0
2035 | NEISO_2_NYISO_G-I | NEISO | NYISO_G-I | Internal | Shoulder | B11 | 25 | 600 | 600 | 26.14 | 120.93 | 3 | 91.79
2035 | NEISO_2_NYISO_G-I | NEISO | NYISO_G-I | Internal | Shoulder | B12 | 200 | 600 | 600 | 26.14 | 122.14 | 3 | 93
2035 | NEISO_2_NYISO_G-I | NEISO | NYISO_G-I | Internal | Shoulder | B13 | 600 | 600 | 600 | 26.14 | 120.8 | 3 | 91.66
2035 | NEISO_2_NYISO_G-I | NEISO | NYISO_G-I | Internal | Shoulder | B14 | 900 | 600 | 600 | 26.14 | 110.11 | 3 | 80.98
2035 | NEISO_2_NYISO_G-I | NEISO | NYISO_G-I | Internal | Shoulder | B15 | 1203 | 600 | 600 | 26.14 | 87.85 | 3 | 58.71
2035 | NEISO_2_NYISO_G-I | NEISO | NYISO_G-I | Internal | Summer | B1 | 10 | 600 | 600 | 142.5 | 204.6 | 3 | 59.09
2035 | NEISO_2_NYISO_G-I | NEISO | NYISO_G-I | Internal | Summer | B2 | 25 | 600 | 600 | 181.46 | 204.58 | 3 | 20.12
2035 | NEISO_2_NYISO_G-I | NEISO | NYISO_G-I | Internal | Summer | B3 | 75 | 600 | 600 | 142.5 | 177.61 | 3 | 32.11
2035 | NEISO_2_NYISO_G-I | NEISO | NYISO_G-I | Internal | Summer | B4 | 100 | 600 | 600 | 123.43 | 156.68 | 3 | 30.26
2035 | NEISO_2_NYISO_G-I | NEISO | NYISO_G-I | Internal | Summer | B5 | 200 | 600 | 600 | 123.43 | 132.92 | 3 | 6.49
2035 | NEISO_2_NYISO_G-I | NEISO | NYISO_G-I | Internal | Summer | B6 | 300 | 600 | 600 | 120.41 | 125.83 | 3 | 2.42
2035 | NEISO_2_NYISO_G-I | NEISO | NYISO_G-I | Internal | Summer | B7 | 400 | 600 | 600 | 106.38 | 124.04 | 3 | 14.66
2035 | NEISO_2_NYISO_G-I | NEISO | NYISO_G-I | Internal | Summer | B8 | 500 | 600 | 600 | 106.38 | 124.04 | 3 | 14.66
2035 | NEISO_2_NYISO_G-I | NEISO | NYISO_G-I | Internal | Summer | B9 | 800 | 600 | 600 | 106.38 | 119.17 | 3 | 9.79
2035 | NEISO_2_NYISO_G-I | NEISO | NYISO_G-I | Internal | Summer | B10 | 1262 | 600 | 0 | 105.1 | 108.08 | 3 | 0
2035 | NEISO_2_NYISO_G-I | NEISO | NYISO_G-I | Internal | Winter | B16 | 25 | 600 | 600 | 26.14 | 125.77 | 3 | 96.63
2035 | NEISO_2_NYISO_G-I | NEISO | NYISO_G-I | Internal | Winter | B17 | 100 | 600 | 600 | 26.14 | 125.93 | 3 | 96.79
2035 | NEISO_2_NYISO_G-I | NEISO | NYISO_G-I | Internal | Winter | B18 | 400 | 600 | 600 | 26.14 | 124.31 | 3 | 95.18
2035 | NEISO_2_NYISO_G-I | NEISO | NYISO_G-I | Internal | Winter | B19 | 700 | 600 | 600 | 26.14 | 121.25 | 3 | 92.12
2035 | NEISO_2_NYISO_G-I | NEISO | NYISO_G-I | Internal | Winter | B20 | 935 | 600 | 600 | 26.14 | 84.23 | 3 | 55.1
2035 | NEISO_2_NYISO_J-K | NEISO | NYISO_J-K | Internal | Shoulder | B11 | 25 | 777 | 777 | 26.14 | 120.94 | 3 | 91.8
2035 | NEISO_2_NYISO_J-K | NEISO | NYISO_J-K | Internal | Shoulder | B12 | 200 | 777 | 777 | 26.14 | 122.15 | 3 | 93.01
2035 | NEISO_2_NYISO_J-K | NEISO | NYISO_J-K | Internal | Shoulder | B13 | 600 | 777 | 777 | 26.14 | 120.81 | 3 | 91.68
2035 | NEISO_2_NYISO_J-K | NEISO | NYISO_J-K | Internal | Shoulder | B14 | 900 | 777 | 777 | 26.14 | 110.13 | 3 | 80.99
2035 | NEISO_2_NYISO_J-K | NEISO | NYISO_J-K | Internal | Shoulder | B15 | 1203 | 777 | 777 | 26.14 | 87.86 | 3 | 58.72
2035 | NEISO_2_NYISO_J-K | NEISO | NYISO_J-K | Internal | Summer | B1 | 10 | 777 | 777 | 142.5 | 204.61 | 3 | 59.11
2035 | NEISO_2_NYISO_J-K | NEISO | NYISO_J-K | Internal | Summer | B2 | 25 | 777 | 777 | 181.46 | 204.6 | 3 | 20.13
2035 | NEISO_2_NYISO_J-K | NEISO | NYISO_J-K | Internal | Summer | B3 | 75 | 777 | 777 | 142.5 | 177.62 | 3 | 32.12
2035 | NEISO_2_NYISO_J-K | NEISO | NYISO_J-K | Internal | Summer | B4 | 100 | 777 | 777 | 123.43 | 156.7 | 3 | 30.27
2035 | NEISO_2_NYISO_J-K | NEISO | NYISO_J-K | Internal | Summer | B5 | 200 | 777 | 777 | 123.43 | 132.93 | 3 | 6.5
2035 | NEISO_2_NYISO_J-K | NEISO | NYISO_J-K | Internal | Summer | B6 | 300 | 777 | 777 | 120.41 | 125.84 | 3 | 2.44
2035 | NEISO_2_NYISO_J-K | NEISO | NYISO_J-K | Internal | Summer | B7 | 400 | 777 | 777 | 106.38 | 124.06 | 3 | 14.67
2035 | NEISO_2_NYISO_J-K | NEISO | NYISO_J-K | Internal | Summer | B8 | 500 | 777 | 777 | 106.38 | 124.06 | 3 | 14.67
2035 | NEISO_2_NYISO_J-K | NEISO | NYISO_J-K | Internal | Summer | B9 | 800 | 777 | 777 | 106.38 | 119.18 | 3 | 9.8
2035 | NEISO_2_NYISO_J-K | NEISO | NYISO_J-K | Internal | Summer | B10 | 1262 | 777 | 299.27 | 105.1 | 108.1 | 3 | 0
2035 | NEISO_2_NYISO_J-K | NEISO | NYISO_J-K | Internal | Winter | B16 | 25 | 777 | 777 | 26.14 | 125.78 | 3 | 96.64
2035 | NEISO_2_NYISO_J-K | NEISO | NYISO_J-K | Internal | Winter | B17 | 100 | 777 | 777 | 26.14 | 125.94 | 3 | 96.8
2035 | NEISO_2_NYISO_J-K | NEISO | NYISO_J-K | Internal | Winter | B18 | 400 | 777 | 777 | 26.14 | 124.33 | 3 | 95.19
2035 | NEISO_2_NYISO_J-K | NEISO | NYISO_J-K | Internal | Winter | B19 | 700 | 777 | 777 | 26.14 | 121.26 | 3 | 92.13
2035 | NEISO_2_NYISO_J-K | NEISO | NYISO_J-K | Internal | Winter | B20 | 935 | 777 | 777 | 26.14 | 84.24 | 3 | 55.11
2035 | NonRTO_Midwest_2_MISO_IN | NonRTO_Midwest | MISO_IN | Internal | Shoulder | B11 | 25 | 4450 | 0 | 118.54 | 114.85 | 8 | 0
2035 | NonRTO_Midwest_2_MISO_IN | NonRTO_Midwest | MISO_IN | Internal | Shoulder | B12 | 200 | 4450 | 0 | 118.54 | 114.85 | 8 | 0
2035 | NonRTO_Midwest_2_MISO_IN | NonRTO_Midwest | MISO_IN | Internal | Shoulder | B13 | 600 | 4450 | 0 | 118.54 | 114.85 | 8 | 0
2035 | NonRTO_Midwest_2_MISO_IN | NonRTO_Midwest | MISO_IN | Internal | Shoulder | B14 | 900 | 4450 | 0 | 118.54 | 114.85 | 8 | 0
2035 | NonRTO_Midwest_2_MISO_IN | NonRTO_Midwest | MISO_IN | Internal | Shoulder | B15 | 1203 | 4450 | 0 | 104.78 | 104.65 | 8 | 0
2035 | NonRTO_Midwest_2_MISO_IN | NonRTO_Midwest | MISO_IN | Internal | Summer | B1 | 10 | 4450 | 0 | 210.6 | 210.6 | 8 | 0
2035 | NonRTO_Midwest_2_MISO_IN | NonRTO_Midwest | MISO_IN | Internal | Summer | B2 | 25 | 4450 | 0 | 208.46 | 210.6 | 8 | 0
2035 | NonRTO_Midwest_2_MISO_IN | NonRTO_Midwest | MISO_IN | Internal | Summer | B3 | 75 | 4450 | 64.73 | 145.33 | 153.33 | 8 | 0
2035 | NonRTO_Midwest_2_MISO_IN | NonRTO_Midwest | MISO_IN | Internal | Summer | B4 | 100 | 4450 | 474.4 | 123.68 | 131.68 | 8 | 0
2035 | NonRTO_Midwest_2_MISO_IN | NonRTO_Midwest | MISO_IN | Internal | Summer | B5 | 200 | 4450 | 393.93 | 117.03 | 125.03 | 8 | 0
2035 | NonRTO_Midwest_2_MISO_IN | NonRTO_Midwest | MISO_IN | Internal | Summer | B6 | 300 | 4450 | 0 | 117.03 | 113.4 | 8 | 0
2035 | NonRTO_Midwest_2_MISO_IN | NonRTO_Midwest | MISO_IN | Internal | Summer | B7 | 400 | 4450 | 0 | 117.03 | 113.4 | 8 | 0
2035 | NonRTO_Midwest_2_MISO_IN | NonRTO_Midwest | MISO_IN | Internal | Summer | B8 | 500 | 4450 | 0 | 116.85 | 113.4 | 8 | 0
2035 | NonRTO_Midwest_2_MISO_IN | NonRTO_Midwest | MISO_IN | Internal | Summer | B9 | 800 | 4450 | 0 | 116.85 | 113.4 | 8 | 0
2035 | NonRTO_Midwest_2_MISO_IN | NonRTO_Midwest | MISO_IN | Internal | Summer | B10 | 1262 | 4450 | 958.64 | 105.24 | 113.24 | 8 | 0
2035 | NonRTO_Midwest_2_MISO_IN | NonRTO_Midwest | MISO_IN | Internal | Winter | B16 | 25 | 4450 | 0 | 121.86 | 117.87 | 8 | 0
2035 | NonRTO_Midwest_2_MISO_IN | NonRTO_Midwest | MISO_IN | Internal | Winter | B17 | 100 | 4450 | 0 | 121.86 | 117.87 | 8 | 0
2035 | NonRTO_Midwest_2_MISO_IN | NonRTO_Midwest | MISO_IN | Internal | Winter | B18 | 400 | 4450 | 0 | 121.86 | 117.87 | 8 | 0
2035 | NonRTO_Midwest_2_MISO_IN | NonRTO_Midwest | MISO_IN | Internal | Winter | B19 | 700 | 4450 | 0 | 121.86 | 117.87 | 8 | 0
2035 | NonRTO_Midwest_2_MISO_IN | NonRTO_Midwest | MISO_IN | Internal | Winter | B20 | 935 | 4450 | 0 | 101.13 | 101.21 | 8 | 0
2035 | NonRTO_Midwest_2_TVA_Transmission | NonRTO_Midwest | TVA_Transmission | Internal | Shoulder | B11 | 25 | 2400 | 0 | 118.54 | 120.9 | 8 | 0
2035 | NonRTO_Midwest_2_TVA_Transmission | NonRTO_Midwest | TVA_Transmission | Internal | Shoulder | B12 | 200 | 2400 | 0 | 118.54 | 119.78 | 8 | 0
2035 | NonRTO_Midwest_2_TVA_Transmission | NonRTO_Midwest | TVA_Transmission | Internal | Shoulder | B13 | 600 | 2400 | 0 | 118.54 | 119.52 | 8 | 0
2035 | NonRTO_Midwest_2_TVA_Transmission | NonRTO_Midwest | TVA_Transmission | Internal | Shoulder | B14 | 900 | 2400 | 0 | 118.54 | 119.27 | 8 | 0
2035 | NonRTO_Midwest_2_TVA_Transmission | NonRTO_Midwest | TVA_Transmission | Internal | Shoulder | B15 | 1203 | 2400 | 0 | 104.78 | 97.31 | 8 | 0
2035 | NonRTO_Midwest_2_TVA_Transmission | NonRTO_Midwest | TVA_Transmission | Internal | Summer | B1 | 10 | 2400 | 1778.86 | 210.6 | 218.6 | 8 | 0
2035 | NonRTO_Midwest_2_TVA_Transmission | NonRTO_Midwest | TVA_Transmission | Internal | Summer | B2 | 25 | 2400 | 1972.9 | 208.46 | 216.46 | 8 | 0
2035 | NonRTO_Midwest_2_TVA_Transmission | NonRTO_Midwest | TVA_Transmission | Internal | Summer | B3 | 75 | 2400 | 2400 | 145.33 | 212.33 | 8 | 58.99
2035 | NonRTO_Midwest_2_TVA_Transmission | NonRTO_Midwest | TVA_Transmission | Internal | Summer | B4 | 100 | 2400 | 2400 | 123.68 | 143.7 | 8 | 12.02
2035 | NonRTO_Midwest_2_TVA_Transmission | NonRTO_Midwest | TVA_Transmission | Internal | Summer | B5 | 200 | 2400 | 2400 | 117.03 | 133.92 | 8 | 8.89
2035 | NonRTO_Midwest_2_TVA_Transmission | NonRTO_Midwest | TVA_Transmission | Internal | Summer | B6 | 300 | 2400 | 2124.83 | 117.03 | 125.03 | 8 | 0
2035 | NonRTO_Midwest_2_TVA_Transmission | NonRTO_Midwest | TVA_Transmission | Internal | Summer | B7 | 400 | 2400 | 0 | 117.03 | 123 | 8 | 0
2035 | NonRTO_Midwest_2_TVA_Transmission | NonRTO_Midwest | TVA_Transmission | Internal | Summer | B8 | 500 | 2400 | 0 | 116.85 | 118.6 | 8 | 0
2035 | NonRTO_Midwest_2_TVA_Transmission | NonRTO_Midwest | TVA_Transmission | Internal | Summer | B9 | 800 | 2400 | 0 | 116.85 | 118.18 | 8 | 0
2035 | NonRTO_Midwest_2_TVA_Transmission | NonRTO_Midwest | TVA_Transmission | Internal | Summer | B10 | 1262 | 2400 | 0 | 105.24 | 103.8 | 8 | 0
2035 | NonRTO_Midwest_2_TVA_Transmission | NonRTO_Midwest | TVA_Transmission | Internal | Winter | B16 | 25 | 2400 | 0 | 121.86 | 123.48 | 8 | 0
2035 | NonRTO_Midwest_2_TVA_Transmission | NonRTO_Midwest | TVA_Transmission | Internal | Winter | B17 | 100 | 2400 | 0 | 121.86 | 122.9 | 8 | 0
2035 | NonRTO_Midwest_2_TVA_Transmission | NonRTO_Midwest | TVA_Transmission | Internal | Winter | B18 | 400 | 2400 | 0 | 121.86 | 122.39 | 8 | 0
2035 | NonRTO_Midwest_2_TVA_Transmission | NonRTO_Midwest | TVA_Transmission | Internal | Winter | B19 | 700 | 2400 | 0 | 121.86 | 122.34 | 8 | 0
2035 | NonRTO_Midwest_2_TVA_Transmission | NonRTO_Midwest | TVA_Transmission | Internal | Winter | B20 | 935 | 2400 | 0 | 101.13 | 94.75 | 8 | 0
2035 | NYISO_A-F_2_IESO | NYISO_A-F | IESO | Internal | Shoulder | B11 | 25 | 1600 | 0 | 29.14 | 22.14 | 7 | 0
2035 | NYISO_A-F_2_IESO | NYISO_A-F | IESO | Internal | Shoulder | B12 | 200 | 1600 | 0 | 29.14 | 22.14 | 7 | 0
2035 | NYISO_A-F_2_IESO | NYISO_A-F | IESO | Internal | Shoulder | B13 | 600 | 1600 | 0 | 29.14 | 22.14 | 7 | 0
2035 | NYISO_A-F_2_IESO | NYISO_A-F | IESO | Internal | Shoulder | B14 | 900 | 1600 | 0 | 29.14 | 22.14 | 7 | 0
2035 | NYISO_A-F_2_IESO | NYISO_A-F | IESO | Internal | Shoulder | B15 | 1203 | 1600 | 0 | 29.14 | 22.14 | 7 | 0
2035 | NYISO_A-F_2_IESO | NYISO_A-F | IESO | Internal | Summer | B1 | 10 | 1600 | 0 | 111.09 | 104.09 | 7 | 0
2035 | NYISO_A-F_2_IESO | NYISO_A-F | IESO | Internal | Summer | B2 | 25 | 1600 | 0 | 133.8 | 126.8 | 7 | 0
2035 | NYISO_A-F_2_IESO | NYISO_A-F | IESO | Internal | Summer | B3 | 75 | 1600 | 0 | 139.5 | 126.8 | 7 | 0
2035 | NYISO_A-F_2_IESO | NYISO_A-F | IESO | Internal | Summer | B4 | 100 | 1600 | 0 | 129.7 | 71.54 | 7 | 0
2035 | NYISO_A-F_2_IESO | NYISO_A-F | IESO | Internal | Summer | B5 | 200 | 1600 | 0 | 126.43 | 17.45 | 7 | 0
2035 | NYISO_A-F_2_IESO | NYISO_A-F | IESO | Internal | Summer | B6 | 300 | 1600 | 0 | 123.41 | 17.45 | 7 | 0
2035 | NYISO_A-F_2_IESO | NYISO_A-F | IESO | Internal | Summer | B7 | 400 | 1600 | 0 | 111.09 | 17.45 | 7 | 0
2035 | NYISO_A-F_2_IESO | NYISO_A-F | IESO | Internal | Summer | B8 | 500 | 1600 | 0 | 108.07 | 17.45 | 7 | 0
2035 | NYISO_A-F_2_IESO | NYISO_A-F | IESO | Internal | Summer | B9 | 800 | 1600 | 0 | 108.07 | 17.45 | 7 | 0
2035 | NYISO_A-F_2_IESO | NYISO_A-F | IESO | Internal | Summer | B10 | 1262 | 1600 | 0 | 108.07 | 17.45 | 7 | 0
2035 | NYISO_A-F_2_IESO | NYISO_A-F | IESO | Internal | Winter | B16 | 25 | 1600 | 0 | 29.14 | 22.14 | 7 | 0
2035 | NYISO_A-F_2_IESO | NYISO_A-F | IESO | Internal | Winter | B17 | 100 | 1600 | 0 | 29.14 | 22.14 | 7 | 0
2035 | NYISO_A-F_2_IESO | NYISO_A-F | IESO | Internal | Winter | B18 | 400 | 1600 | 0 | 29.14 | 22.14 | 7 | 0
2035 | NYISO_A-F_2_IESO | NYISO_A-F | IESO | Internal | Winter | B19 | 700 | 1600 | 0 | 29.14 | 22.14 | 7 | 0
2035 | NYISO_A-F_2_IESO | NYISO_A-F | IESO | Internal | Winter | B20 | 935 | 1600 | 0 | 29.14 | 22.14 | 7 | 0
2035 | NYISO_A-F_2_NEISO | NYISO_A-F | NEISO | Internal | Shoulder | B11 | 25 | 600 | 0 | 29.14 | 26.14 | 3 | 0
2035 | NYISO_A-F_2_NEISO | NYISO_A-F | NEISO | Internal | Shoulder | B12 | 200 | 600 | 0 | 29.14 | 26.14 | 3 | 0
2035 | NYISO_A-F_2_NEISO | NYISO_A-F | NEISO | Internal | Shoulder | B13 | 600 | 600 | 0 | 29.14 | 26.14 | 3 | 0
2035 | NYISO_A-F_2_NEISO | NYISO_A-F | NEISO | Internal | Shoulder | B14 | 900 | 600 | 0 | 29.14 | 26.14 | 3 | 0
2035 | NYISO_A-F_2_NEISO | NYISO_A-F | NEISO | Internal | Shoulder | B15 | 1203 | 600 | 0 | 29.14 | 26.14 | 3 | 0
2035 | NYISO_A-F_2_NEISO | NYISO_A-F | NEISO | Internal | Summer | B1 | 10 | 600 | 600 | 111.09 | 142.5 | 3 | 28.41
2035 | NYISO_A-F_2_NEISO | NYISO_A-F | NEISO | Internal | Summer | B2 | 25 | 600 | 600 | 133.8 | 181.46 | 3 | 44.66
2035 | NYISO_A-F_2_NEISO | NYISO_A-F | NEISO | Internal | Summer | B3 | 75 | 600 | 272.57 | 139.5 | 142.5 | 3 | 0
2035 | NYISO_A-F_2_NEISO | NYISO_A-F | NEISO | Internal | Summer | B4 | 100 | 600 | 0 | 129.7 | 123.43 | 3 | 0
2035 | NYISO_A-F_2_NEISO | NYISO_A-F | NEISO | Internal | Summer | B5 | 200 | 600 | 0 | 126.43 | 123.43 | 3 | 0
2035 | NYISO_A-F_2_NEISO | NYISO_A-F | NEISO | Internal | Summer | B6 | 300 | 600 | 0 | 123.41 | 120.41 | 3 | 0
2035 | NYISO_A-F_2_NEISO | NYISO_A-F | NEISO | Internal | Summer | B7 | 400 | 600 | 0 | 111.09 | 106.38 | 3 | 0
2035 | NYISO_A-F_2_NEISO | NYISO_A-F | NEISO | Internal | Summer | B8 | 500 | 600 | 0 | 108.07 | 106.38 | 3 | 0
2035 | NYISO_A-F_2_NEISO | NYISO_A-F | NEISO | Internal | Summer | B9 | 800 | 600 | 0 | 108.07 | 106.38 | 3 | 0
2035 | NYISO_A-F_2_NEISO | NYISO_A-F | NEISO | Internal | Summer | B10 | 1262 | 600 | 0 | 108.07 | 105.1 | 3 | 0
2035 | NYISO_A-F_2_NEISO | NYISO_A-F | NEISO | Internal | Winter | B16 | 25 | 600 | 0 | 29.14 | 26.14 | 3 | 0
2035 | NYISO_A-F_2_NEISO | NYISO_A-F | NEISO | Internal | Winter | B17 | 100 | 600 | 0 | 29.14 | 26.14 | 3 | 0
2035 | NYISO_A-F_2_NEISO | NYISO_A-F | NEISO | Internal | Winter | B18 | 400 | 600 | 0 | 29.14 | 26.14 | 3 | 0
2035 | NYISO_A-F_2_NEISO | NYISO_A-F | NEISO | Internal | Winter | B19 | 700 | 600 | 0 | 29.14 | 26.14 | 3 | 0
2035 | NYISO_A-F_2_NEISO | NYISO_A-F | NEISO | Internal | Winter | B20 | 935 | 600 | 0 | 29.14 | 26.14 | 3 | 0
2035 | NYISO_A-F_2_NYISO_G-I | NYISO_A-F | NYISO_G-I | Internal | Shoulder | B11 | 25 | 5843 | 5843 | 29.14 | 120.93 | 0.01 | 91.78
2035 | NYISO_A-F_2_NYISO_G-I | NYISO_A-F | NYISO_G-I | Internal | Shoulder | B12 | 200 | 5843 | 5843 | 29.14 | 122.14 | 0.01 | 92.99
2035 | NYISO_A-F_2_NYISO_G-I | NYISO_A-F | NYISO_G-I | Internal | Shoulder | B13 | 600 | 5843 | 5843 | 29.14 | 120.8 | 0.01 | 91.65
2035 | NYISO_A-F_2_NYISO_G-I | NYISO_A-F | NYISO_G-I | Internal | Shoulder | B14 | 900 | 5843 | 5843 | 29.14 | 110.11 | 0.01 | 80.97
2035 | NYISO_A-F_2_NYISO_G-I | NYISO_A-F | NYISO_G-I | Internal | Shoulder | B15 | 1203 | 5843 | 5843 | 29.14 | 87.85 | 0.01 | 58.7
2035 | NYISO_A-F_2_NYISO_G-I | NYISO_A-F | NYISO_G-I | Internal | Summer | B1 | 10 | 5843 | 5843 | 111.09 | 204.6 | 0.01 | 93.5
2035 | NYISO_A-F_2_NYISO_G-I | NYISO_A-F | NYISO_G-I | Internal | Summer | B2 | 25 | 5843 | 5843 | 133.8 | 204.58 | 0.01 | 70.77
2035 | NYISO_A-F_2_NYISO_G-I | NYISO_A-F | NYISO_G-I | Internal | Summer | B3 | 75 | 5843 | 5843 | 139.5 | 177.61 | 0.01 | 38.1
2035 | NYISO_A-F_2_NYISO_G-I | NYISO_A-F | NYISO_G-I | Internal | Summer | B4 | 100 | 5843 | 5843 | 129.7 | 156.68 | 0.01 | 26.97
2035 | NYISO_A-F_2_NYISO_G-I | NYISO_A-F | NYISO_G-I | Internal | Summer | B5 | 200 | 5843 | 5843 | 126.43 | 132.92 | 0.01 | 6.48
2035 | NYISO_A-F_2_NYISO_G-I | NYISO_A-F | NYISO_G-I | Internal | Summer | B6 | 300 | 5843 | 5843 | 123.41 | 125.83 | 0.01 | 2.41
2035 | NYISO_A-F_2_NYISO_G-I | NYISO_A-F | NYISO_G-I | Internal | Summer | B7 | 400 | 5843 | 5843 | 111.09 | 124.04 | 0.01 | 12.94
2035 | NYISO_A-F_2_NYISO_G-I | NYISO_A-F | NYISO_G-I | Internal | Summer | B8 | 500 | 5843 | 5843 | 108.07 | 124.04 | 0.01 | 15.96
2035 | NYISO_A-F_2_NYISO_G-I | NYISO_A-F | NYISO_G-I | Internal | Summer | B9 | 800 | 5843 | 5843 | 108.07 | 119.17 | 0.01 | 11.09
2035 | NYISO_A-F_2_NYISO_G-I | NYISO_A-F | NYISO_G-I | Internal | Summer | B10 | 1262 | 5843 | 5027.21 | 108.07 | 108.08 | 0.01 | 0
2035 | NYISO_A-F_2_NYISO_G-I | NYISO_A-F | NYISO_G-I | Internal | Winter | B16 | 25 | 5843 | 5843 | 29.14 | 125.77 | 0.01 | 96.62
2035 | NYISO_A-F_2_NYISO_G-I | NYISO_A-F | NYISO_G-I | Internal | Winter | B17 | 100 | 5843 | 5843 | 29.14 | 125.93 | 0.01 | 96.78
2035 | NYISO_A-F_2_NYISO_G-I | NYISO_A-F | NYISO_G-I | Internal | Winter | B18 | 400 | 5843 | 5843 | 29.14 | 124.31 | 0.01 | 95.17
2035 | NYISO_A-F_2_NYISO_G-I | NYISO_A-F | NYISO_G-I | Internal | Winter | B19 | 700 | 5843 | 5843 | 29.14 | 121.25 | 0.01 | 92.1
2035 | NYISO_A-F_2_NYISO_G-I | NYISO_A-F | NYISO_G-I | Internal | Winter | B20 | 935 | 5843 | 5843 | 29.14 | 84.23 | 0.01 | 55.08
2035 | NYISO_A-F_2_PJM_ROM | NYISO_A-F | PJM_ROM | Internal | Shoulder | B11 | 25 | 1000 | 1000 | 29.14 | 114.91 | 8 | 77.78
2035 | NYISO_A-F_2_PJM_ROM | NYISO_A-F | PJM_ROM | Internal | Shoulder | B12 | 200 | 1000 | 1000 | 29.14 | 116.12 | 8 | 78.99
2035 | NYISO_A-F_2_PJM_ROM | NYISO_A-F | PJM_ROM | Internal | Shoulder | B13 | 600 | 1000 | 1000 | 29.14 | 114.8 | 8 | 77.66
2035 | NYISO_A-F_2_PJM_ROM | NYISO_A-F | PJM_ROM | Internal | Shoulder | B14 | 900 | 1000 | 1000 | 29.14 | 114.8 | 8 | 77.66
2035 | NYISO_A-F_2_PJM_ROM | NYISO_A-F | PJM_ROM | Internal | Shoulder | B15 | 1203 | 1000 | 1000 | 29.14 | 95.87 | 8 | 58.73
2035 | NYISO_A-F_2_PJM_ROM | NYISO_A-F | PJM_ROM | Internal | Summer | B1 | 10 | 1000 | 1000 | 111.09 | 212.61 | 8 | 93.52
2035 | NYISO_A-F_2_PJM_ROM | NYISO_A-F | PJM_ROM | Internal | Summer | B2 | 25 | 1000 | 1000 | 133.8 | 212.61 | 8 | 70.8
2035 | NYISO_A-F_2_PJM_ROM | NYISO_A-F | PJM_ROM | Internal | Summer | B3 | 75 | 1000 | 1000 | 139.5 | 208.34 | 8 | 60.84
2035 | NYISO_A-F_2_PJM_ROM | NYISO_A-F | PJM_ROM | Internal | Summer | B4 | 100 | 1000 | 1000 | 129.7 | 150.71 | 8 | 13.01
2035 | NYISO_A-F_2_PJM_ROM | NYISO_A-F | PJM_ROM | Internal | Summer | B5 | 200 | 1000 | 1000 | 126.43 | 140.93 | 8 | 6.5
2035 | NYISO_A-F_2_PJM_ROM | NYISO_A-F | PJM_ROM | Internal | Summer | B6 | 300 | 1000 | 837.84 | 123.41 | 131.41 | 8 | 0
2035 | NYISO_A-F_2_PJM_ROM | NYISO_A-F | PJM_ROM | Internal | Summer | B7 | 400 | 1000 | 1000 | 111.09 | 127.96 | 8 | 8.87
2035 | NYISO_A-F_2_PJM_ROM | NYISO_A-F | PJM_ROM | Internal | Summer | B8 | 500 | 1000 | 205.99 | 108.07 | 116.07 | 8 | 0
2035 | NYISO_A-F_2_PJM_ROM | NYISO_A-F | PJM_ROM | Internal | Summer | B9 | 800 | 1000 | 0 | 108.07 | 113.17 | 8 | 0
2035 | NYISO_A-F_2_PJM_ROM | NYISO_A-F | PJM_ROM | Internal | Summer | B10 | 1262 | 1000 | 0 | 108.07 | 111.25 | 8 | 0
2035 | NYISO_A-F_2_PJM_ROM | NYISO_A-F | PJM_ROM | Internal | Winter | B16 | 25 | 1000 | 1000 | 29.14 | 119.76 | 8 | 82.62
2035 | NYISO_A-F_2_PJM_ROM | NYISO_A-F | PJM_ROM | Internal | Winter | B17 | 100 | 1000 | 1000 | 29.14 | 119.91 | 8 | 82.78
2035 | NYISO_A-F_2_PJM_ROM | NYISO_A-F | PJM_ROM | Internal | Winter | B18 | 400 | 1000 | 1000 | 29.14 | 118.3 | 8 | 81.17
2035 | NYISO_A-F_2_PJM_ROM | NYISO_A-F | PJM_ROM | Internal | Winter | B19 | 700 | 1000 | 1000 | 29.14 | 118.3 | 8 | 81.17
2035 | NYISO_A-F_2_PJM_ROM | NYISO_A-F | PJM_ROM | Internal | Winter | B20 | 935 | 1000 | 1000 | 29.14 | 92.24 | 8 | 55.11
2035 | NYISO_G-I_2_NEISO | NYISO_G-I | NEISO | Internal | Shoulder | B11 | 25 | 600 | 0 | 120.93 | 26.14 | 3 | 0
2035 | NYISO_G-I_2_NEISO | NYISO_G-I | NEISO | Internal | Shoulder | B12 | 200 | 600 | 0 | 122.14 | 26.14 | 3 | 0
2035 | NYISO_G-I_2_NEISO | NYISO_G-I | NEISO | Internal | Shoulder | B13 | 600 | 600 | 0 | 120.8 | 26.14 | 3 | 0
2035 | NYISO_G-I_2_NEISO | NYISO_G-I | NEISO | Internal | Shoulder | B14 | 900 | 600 | 0 | 110.11 | 26.14 | 3 | 0
2035 | NYISO_G-I_2_NEISO | NYISO_G-I | NEISO | Internal | Shoulder | B15 | 1203 | 600 | 0 | 87.85 | 26.14 | 3 | 0
2035 | NYISO_G-I_2_NEISO | NYISO_G-I | NEISO | Internal | Summer | B1 | 10 | 600 | 0 | 204.6 | 142.5 | 3 | 0
2035 | NYISO_G-I_2_NEISO | NYISO_G-I | NEISO | Internal | Summer | B2 | 25 | 600 | 0 | 204.58 | 181.46 | 3 | 0
2035 | NYISO_G-I_2_NEISO | NYISO_G-I | NEISO | Internal | Summer | B3 | 75 | 600 | 0 | 177.61 | 142.5 | 3 | 0
2035 | NYISO_G-I_2_NEISO | NYISO_G-I | NEISO | Internal | Summer | B4 | 100 | 600 | 0 | 156.68 | 123.43 | 3 | 0
2035 | NYISO_G-I_2_NEISO | NYISO_G-I | NEISO | Internal | Summer | B5 | 200 | 600 | 0 | 132.92 | 123.43 | 3 | 0
2035 | NYISO_G-I_2_NEISO | NYISO_G-I | NEISO | Internal | Summer | B6 | 300 | 600 | 0 | 125.83 | 120.41 | 3 | 0
2035 | NYISO_G-I_2_NEISO | NYISO_G-I | NEISO | Internal | Summer | B7 | 400 | 600 | 0 | 124.04 | 106.38 | 3 | 0
2035 | NYISO_G-I_2_NEISO | NYISO_G-I | NEISO | Internal | Summer | B8 | 500 | 600 | 0 | 124.04 | 106.38 | 3 | 0
2035 | NYISO_G-I_2_NEISO | NYISO_G-I | NEISO | Internal | Summer | B9 | 800 | 600 | 0 | 119.17 | 106.38 | 3 | 0
2035 | NYISO_G-I_2_NEISO | NYISO_G-I | NEISO | Internal | Summer | B10 | 1262 | 600 | 0 | 108.08 | 105.1 | 3 | 0
2035 | NYISO_G-I_2_NEISO | NYISO_G-I | NEISO | Internal | Winter | B16 | 25 | 600 | 0 | 125.77 | 26.14 | 3 | 0
2035 | NYISO_G-I_2_NEISO | NYISO_G-I | NEISO | Internal | Winter | B17 | 100 | 600 | 0 | 125.93 | 26.14 | 3 | 0
2035 | NYISO_G-I_2_NEISO | NYISO_G-I | NEISO | Internal | Winter | B18 | 400 | 600 | 0 | 124.31 | 26.14 | 3 | 0
2035 | NYISO_G-I_2_NEISO | NYISO_G-I | NEISO | Internal | Winter | B19 | 700 | 600 | 0 | 121.25 | 26.14 | 3 | 0
2035 | NYISO_G-I_2_NEISO | NYISO_G-I | NEISO | Internal | Winter | B20 | 935 | 600 | 0 | 84.23 | 26.14 | 3 | 0
2035 | NYISO_G-I_2_NYISO_A-F | NYISO_G-I | NYISO_A-F | Internal | Shoulder | B11 | 25 | 3592 | 0 | 120.93 | 29.14 | 0.01 | 0
2035 | NYISO_G-I_2_NYISO_A-F | NYISO_G-I | NYISO_A-F | Internal | Shoulder | B12 | 200 | 3592 | 0 | 122.14 | 29.14 | 0.01 | 0
2035 | NYISO_G-I_2_NYISO_A-F | NYISO_G-I | NYISO_A-F | Internal | Shoulder | B13 | 600 | 3592 | 0 | 120.8 | 29.14 | 0.01 | 0
2035 | NYISO_G-I_2_NYISO_A-F | NYISO_G-I | NYISO_A-F | Internal | Shoulder | B14 | 900 | 3592 | 0 | 110.11 | 29.14 | 0.01 | 0
2035 | NYISO_G-I_2_NYISO_A-F | NYISO_G-I | NYISO_A-F | Internal | Shoulder | B15 | 1203 | 3592 | 0 | 87.85 | 29.14 | 0.01 | 0
2035 | NYISO_G-I_2_NYISO_A-F | NYISO_G-I | NYISO_A-F | Internal | Summer | B1 | 10 | 3592 | 0 | 204.6 | 111.09 | 0.01 | 0
2035 | NYISO_G-I_2_NYISO_A-F | NYISO_G-I | NYISO_A-F | Internal | Summer | B2 | 25 | 3592 | 0 | 204.58 | 133.8 | 0.01 | 0
2035 | NYISO_G-I_2_NYISO_A-F | NYISO_G-I | NYISO_A-F | Internal | Summer | B3 | 75 | 3592 | 0 | 177.61 | 139.5 | 0.01 | 0
2035 | NYISO_G-I_2_NYISO_A-F | NYISO_G-I | NYISO_A-F | Internal | Summer | B4 | 100 | 3592 | 0 | 156.68 | 129.7 | 0.01 | 0
2035 | NYISO_G-I_2_NYISO_A-F | NYISO_G-I | NYISO_A-F | Internal | Summer | B5 | 200 | 3592 | 0 | 132.92 | 126.43 | 0.01 | 0
2035 | NYISO_G-I_2_NYISO_A-F | NYISO_G-I | NYISO_A-F | Internal | Summer | B6 | 300 | 3592 | 0 | 125.83 | 123.41 | 0.01 | 0
2035 | NYISO_G-I_2_NYISO_A-F | NYISO_G-I | NYISO_A-F | Internal | Summer | B7 | 400 | 3592 | 0 | 124.04 | 111.09 | 0.01 | 0
2035 | NYISO_G-I_2_NYISO_A-F | NYISO_G-I | NYISO_A-F | Internal | Summer | B8 | 500 | 3592 | 0 | 124.04 | 108.07 | 0.01 | 0
2035 | NYISO_G-I_2_NYISO_A-F | NYISO_G-I | NYISO_A-F | Internal | Summer | B9 | 800 | 3592 | 0 | 119.17 | 108.07 | 0.01 | 0
2035 | NYISO_G-I_2_NYISO_A-F | NYISO_G-I | NYISO_A-F | Internal | Summer | B10 | 1262 | 3592 | 0 | 108.08 | 108.07 | 0.01 | 0
2035 | NYISO_G-I_2_NYISO_A-F | NYISO_G-I | NYISO_A-F | Internal | Winter | B16 | 25 | 3592 | 0 | 125.77 | 29.14 | 0.01 | 0
2035 | NYISO_G-I_2_NYISO_A-F | NYISO_G-I | NYISO_A-F | Internal | Winter | B17 | 100 | 3592 | 0 | 125.93 | 29.14 | 0.01 | 0
2035 | NYISO_G-I_2_NYISO_A-F | NYISO_G-I | NYISO_A-F | Internal | Winter | B18 | 400 | 3592 | 0 | 124.31 | 29.14 | 0.01 | 0
2035 | NYISO_G-I_2_NYISO_A-F | NYISO_G-I | NYISO_A-F | Internal | Winter | B19 | 700 | 3592 | 0 | 121.25 | 29.14 | 0.01 | 0
2035 | NYISO_G-I_2_NYISO_A-F | NYISO_G-I | NYISO_A-F | Internal | Winter | B20 | 935 | 3592 | 0 | 84.23 | 29.14 | 0.01 | 0
2035 | NYISO_G-I_2_NYISO_J-K | NYISO_G-I | NYISO_J-K | Internal | Shoulder | B11 | 25 | 6130 | 5499.51 | 120.93 | 120.94 | 0.01 | 0
2035 | NYISO_G-I_2_NYISO_J-K | NYISO_G-I | NYISO_J-K | Internal | Shoulder | B12 | 200 | 6130 | 5460.85 | 122.14 | 122.15 | 0.01 | 0
2035 | NYISO_G-I_2_NYISO_J-K | NYISO_G-I | NYISO_J-K | Internal | Shoulder | B13 | 600 | 6130 | 5229.41 | 120.8 | 120.81 | 0.01 | 0
2035 | NYISO_G-I_2_NYISO_J-K | NYISO_G-I | NYISO_J-K | Internal | Shoulder | B14 | 900 | 6130 | 5381.31 | 110.11 | 110.13 | 0.01 | 0
2035 | NYISO_G-I_2_NYISO_J-K | NYISO_G-I | NYISO_J-K | Internal | Shoulder | B15 | 1203 | 6130 | 4298.69 | 87.85 | 87.86 | 0.01 | 0
2035 | NYISO_G-I_2_NYISO_J-K | NYISO_G-I | NYISO_J-K | Internal | Summer | B1 | 10 | 6130 | 3805.5 | 204.6 | 204.61 | 0.01 | 0
2035 | NYISO_G-I_2_NYISO_J-K | NYISO_G-I | NYISO_J-K | Internal | Summer | B2 | 25 | 6130 | 3727.14 | 204.58 | 204.6 | 0.01 | 0
2035 | NYISO_G-I_2_NYISO_J-K | NYISO_G-I | NYISO_J-K | Internal | Summer | B3 | 75 | 6130 | 4114.38 | 177.61 | 177.62 | 0.01 | 0
2035 | NYISO_G-I_2_NYISO_J-K | NYISO_G-I | NYISO_J-K | Internal | Summer | B4 | 100 | 6130 | 5855.87 | 156.68 | 156.7 | 0.01 | 0
2035 | NYISO_G-I_2_NYISO_J-K | NYISO_G-I | NYISO_J-K | Internal | Summer | B5 | 200 | 6130 | 5371.89 | 132.92 | 132.93 | 0.01 | 0
2035 | NYISO_G-I_2_NYISO_J-K | NYISO_G-I | NYISO_J-K | Internal | Summer | B6 | 300 | 6130 | 5956.12 | 125.83 | 125.84 | 0.01 | 0
2035 | NYISO_G-I_2_NYISO_J-K | NYISO_G-I | NYISO_J-K | Internal | Summer | B7 | 400 | 6130 | 5269.25 | 124.04 | 124.06 | 0.01 | 0
2035 | NYISO_G-I_2_NYISO_J-K | NYISO_G-I | NYISO_J-K | Internal | Summer | B8 | 500 | 6130 | 5919.11 | 124.04 | 124.06 | 0.01 | 0
2035 | NYISO_G-I_2_NYISO_J-K | NYISO_G-I | NYISO_J-K | Internal | Summer | B9 | 800 | 6130 | 5633.09 | 119.17 | 119.18 | 0.01 | 0
2035 | NYISO_G-I_2_NYISO_J-K | NYISO_G-I | NYISO_J-K | Internal | Summer | B10 | 1262 | 6130 | 4652.49 | 108.08 | 108.1 | 0.01 | 0
2035 | NYISO_G-I_2_NYISO_J-K | NYISO_G-I | NYISO_J-K | Internal | Winter | B16 | 25 | 6130 | 5476.56 | 125.77 | 125.78 | 0.01 | 0
2035 | NYISO_G-I_2_NYISO_J-K | NYISO_G-I | NYISO_J-K | Internal | Winter | B17 | 100 | 6130 | 5369.1 | 125.93 | 125.94 | 0.01 | 0
2035 | NYISO_G-I_2_NYISO_J-K | NYISO_G-I | NYISO_J-K | Internal | Winter | B18 | 400 | 6130 | 5433.66 | 124.31 | 124.33 | 0.01 | 0
2035 | NYISO_G-I_2_NYISO_J-K | NYISO_G-I | NYISO_J-K | Internal | Winter | B19 | 700 | 6130 | 5564.46 | 121.25 | 121.26 | 0.01 | 0
2035 | NYISO_G-I_2_NYISO_J-K | NYISO_G-I | NYISO_J-K | Internal | Winter | B20 | 935 | 6130 | 4481.33 | 84.23 | 84.24 | 0.01 | 0
2035 | NYISO_G-I_2_PJM_E | NYISO_G-I | PJM_E | Internal | Shoulder | B11 | 25 | 1500 | 0 | 120.93 | 114.93 | 8 | 0
2035 | NYISO_G-I_2_PJM_E | NYISO_G-I | PJM_E | Internal | Shoulder | B12 | 200 | 1500 | 0 | 122.14 | 116.14 | 8 | 0
2035 | NYISO_G-I_2_PJM_E | NYISO_G-I | PJM_E | Internal | Shoulder | B13 | 600 | 1500 | 0 | 120.8 | 114.81 | 8 | 0
2035 | NYISO_G-I_2_PJM_E | NYISO_G-I | PJM_E | Internal | Shoulder | B14 | 900 | 1500 | 0 | 110.11 | 114.79 | 8 | 0
2035 | NYISO_G-I_2_PJM_E | NYISO_G-I | PJM_E | Internal | Shoulder | B15 | 1203 | 1500 | 1500 | 87.85 | 95.86 | 8 | 0.01
2035 | NYISO_G-I_2_PJM_E | NYISO_G-I | PJM_E | Internal | Summer | B1 | 10 | 1500 | 1293.28 | 204.6 | 212.6 | 8 | 0
2035 | NYISO_G-I_2_PJM_E | NYISO_G-I | PJM_E | Internal | Summer | B2 | 25 | 1500 | 1499.98 | 204.58 | 212.6 | 8 | 0.01
2035 | NYISO_G-I_2_PJM_E | NYISO_G-I | PJM_E | Internal | Summer | B3 | 75 | 1500 | 1500 | 177.61 | 208.33 | 8 | 22.71
2035 | NYISO_G-I_2_PJM_E | NYISO_G-I | PJM_E | Internal | Summer | B4 | 100 | 1500 | 0 | 156.68 | 150.7 | 8 | 0
2035 | NYISO_G-I_2_PJM_E | NYISO_G-I | PJM_E | Internal | Summer | B5 | 200 | 1500 | 605.89 | 132.92 | 140.92 | 8 | 0
2035 | NYISO_G-I_2_PJM_E | NYISO_G-I | PJM_E | Internal | Summer | B6 | 300 | 1500 | 0 | 125.83 | 131.42 | 8 | 0
2035 | NYISO_G-I_2_PJM_E | NYISO_G-I | PJM_E | Internal | Summer | B7 | 400 | 1500 | 0 | 124.04 | 127.97 | 8 | 0
2035 | NYISO_G-I_2_PJM_E | NYISO_G-I | PJM_E | Internal | Summer | B8 | 500 | 1500 | 0 | 124.04 | 116.08 | 8 | 0
2035 | NYISO_G-I_2_PJM_E | NYISO_G-I | PJM_E | Internal | Summer | B9 | 800 | 1500 | 0 | 119.17 | 113.18 | 8 | 0
2035 | NYISO_G-I_2_PJM_E | NYISO_G-I | PJM_E | Internal | Summer | B10 | 1262 | 1500 | 0 | 108.08 | 111.24 | 8 | 0
2035 | NYISO_G-I_2_PJM_E | NYISO_G-I | PJM_E | Internal | Winter | B16 | 25 | 1500 | 0 | 125.77 | 119.77 | 8 | 0
2035 | NYISO_G-I_2_PJM_E | NYISO_G-I | PJM_E | Internal | Winter | B17 | 100 | 1500 | 0 | 125.93 | 119.93 | 8 | 0
2035 | NYISO_G-I_2_PJM_E | NYISO_G-I | PJM_E | Internal | Winter | B18 | 400 | 1500 | 0 | 124.31 | 118.31 | 8 | 0
2035 | NYISO_G-I_2_PJM_E | NYISO_G-I | PJM_E | Internal | Winter | B19 | 700 | 1500 | 0 | 121.25 | 118.29 | 8 | 0
2035 | NYISO_G-I_2_PJM_E | NYISO_G-I | PJM_E | Internal | Winter | B20 | 935 | 1500 | 1496 | 84.23 | 92.23 | 8 | 0
2035 | NYISO_J-K_2_NEISO | NYISO_J-K | NEISO | Internal | Shoulder | B11 | 25 | 347 | 0 | 120.94 | 26.14 | 3 | 0
2035 | NYISO_J-K_2_NEISO | NYISO_J-K | NEISO | Internal | Shoulder | B12 | 200 | 347 | 0 | 122.15 | 26.14 | 3 | 0
2035 | NYISO_J-K_2_NEISO | NYISO_J-K | NEISO | Internal | Shoulder | B13 | 600 | 347 | 0 | 120.81 | 26.14 | 3 | 0
2035 | NYISO_J-K_2_NEISO | NYISO_J-K | NEISO | Internal | Shoulder | B14 | 900 | 347 | 0 | 110.13 | 26.14 | 3 | 0
2035 | NYISO_J-K_2_NEISO | NYISO_J-K | NEISO | Internal | Shoulder | B15 | 1203 | 347 | 0 | 87.86 | 26.14 | 3 | 0
2035 | NYISO_J-K_2_NEISO | NYISO_J-K | NEISO | Internal | Summer | B1 | 10 | 347 | 0 | 204.61 | 142.5 | 3 | 0
2035 | NYISO_J-K_2_NEISO | NYISO_J-K | NEISO | Internal | Summer | B2 | 25 | 347 | 0 | 204.6 | 181.46 | 3 | 0
2035 | NYISO_J-K_2_NEISO | NYISO_J-K | NEISO | Internal | Summer | B3 | 75 | 347 | 0 | 177.62 | 142.5 | 3 | 0
2035 | NYISO_J-K_2_NEISO | NYISO_J-K | NEISO | Internal | Summer | B4 | 100 | 347 | 0 | 156.7 | 123.43 | 3 | 0
2035 | NYISO_J-K_2_NEISO | NYISO_J-K | NEISO | Internal | Summer | B5 | 200 | 347 | 0 | 132.93 | 123.43 | 3 | 0
2035 | NYISO_J-K_2_NEISO | NYISO_J-K | NEISO | Internal | Summer | B6 | 300 | 347 | 0 | 125.84 | 120.41 | 3 | 0
2035 | NYISO_J-K_2_NEISO | NYISO_J-K | NEISO | Internal | Summer | B7 | 400 | 347 | 0 | 124.06 | 106.38 | 3 | 0
2035 | NYISO_J-K_2_NEISO | NYISO_J-K | NEISO | Internal | Summer | B8 | 500 | 347 | 0 | 124.06 | 106.38 | 3 | 0
2035 | NYISO_J-K_2_NEISO | NYISO_J-K | NEISO | Internal | Summer | B9 | 800 | 347 | 0 | 119.18 | 106.38 | 3 | 0
2035 | NYISO_J-K_2_NEISO | NYISO_J-K | NEISO | Internal | Summer | B10 | 1262 | 347 | 0 | 108.1 | 105.1 | 3 | 0
2035 | NYISO_J-K_2_NEISO | NYISO_J-K | NEISO | Internal | Winter | B16 | 25 | 347 | 0 | 125.78 | 26.14 | 3 | 0
2035 | NYISO_J-K_2_NEISO | NYISO_J-K | NEISO | Internal | Winter | B17 | 100 | 347 | 0 | 125.94 | 26.14 | 3 | 0
2035 | NYISO_J-K_2_NEISO | NYISO_J-K | NEISO | Internal | Winter | B18 | 400 | 347 | 0 | 124.33 | 26.14 | 3 | 0
2035 | NYISO_J-K_2_NEISO | NYISO_J-K | NEISO | Internal | Winter | B19 | 700 | 347 | 0 | 121.26 | 26.14 | 3 | 0
2035 | NYISO_J-K_2_NEISO | NYISO_J-K | NEISO | Internal | Winter | B20 | 935 | 347 | 0 | 84.24 | 26.14 | 3 | 0
2035 | NYISO_J-K_2_NYISO_G-I | NYISO_J-K | NYISO_G-I | Internal | Shoulder | B11 | 25 | 1999 | 0.01 | 120.94 | 120.93 | 0.01 | 0
2035 | NYISO_J-K_2_NYISO_G-I | NYISO_J-K | NYISO_G-I | Internal | Shoulder | B12 | 200 | 1999 | 0 | 122.15 | 122.14 | 0.01 | 0
2035 | NYISO_J-K_2_NYISO_G-I | NYISO_J-K | NYISO_G-I | Internal | Shoulder | B13 | 600 | 1999 | 0 | 120.81 | 120.8 | 0.01 | 0
2035 | NYISO_J-K_2_NYISO_G-I | NYISO_J-K | NYISO_G-I | Internal | Shoulder | B14 | 900 | 1999 | 0 | 110.13 | 110.11 | 0.01 | 0
2035 | NYISO_J-K_2_NYISO_G-I | NYISO_J-K | NYISO_G-I | Internal | Shoulder | B15 | 1203 | 1999 | 0 | 87.86 | 87.85 | 0.01 | 0
2035 | NYISO_J-K_2_NYISO_G-I | NYISO_J-K | NYISO_G-I | Internal | Summer | B1 | 10 | 1999 | 0.03 | 204.61 | 204.6 | 0.01 | 0
2035 | NYISO_J-K_2_NYISO_G-I | NYISO_J-K | NYISO_G-I | Internal | Summer | B2 | 25 | 1999 | 0.01 | 204.6 | 204.58 | 0.01 | 0
2035 | NYISO_J-K_2_NYISO_G-I | NYISO_J-K | NYISO_G-I | Internal | Summer | B3 | 75 | 1999 | 0 | 177.62 | 177.61 | 0.01 | 0
2035 | NYISO_J-K_2_NYISO_G-I | NYISO_J-K | NYISO_G-I | Internal | Summer | B4 | 100 | 1999 | 0 | 156.7 | 156.68 | 0.01 | 0
2035 | NYISO_J-K_2_NYISO_G-I | NYISO_J-K | NYISO_G-I | Internal | Summer | B5 | 200 | 1999 | 0 | 132.93 | 132.92 | 0.01 | 0
2035 | NYISO_J-K_2_NYISO_G-I | NYISO_J-K | NYISO_G-I | Internal | Summer | B6 | 300 | 1999 | 0 | 125.84 | 125.83 | 0.01 | 0
2035 | NYISO_J-K_2_NYISO_G-I | NYISO_J-K | NYISO_G-I | Internal | Summer | B7 | 400 | 1999 | 0 | 124.06 | 124.04 | 0.01 | 0
2035 | NYISO_J-K_2_NYISO_G-I | NYISO_J-K | NYISO_G-I | Internal | Summer | B8 | 500 | 1999 | 0 | 124.06 | 124.04 | 0.01 | 0
2035 | NYISO_J-K_2_NYISO_G-I | NYISO_J-K | NYISO_G-I | Internal | Summer | B9 | 800 | 1999 | 0 | 119.18 | 119.17 | 0.01 | 0
2035 | NYISO_J-K_2_NYISO_G-I | NYISO_J-K | NYISO_G-I | Internal | Summer | B10 | 1262 | 1999 | 0 | 108.1 | 108.08 | 0.01 | 0
2035 | NYISO_J-K_2_NYISO_G-I | NYISO_J-K | NYISO_G-I | Internal | Winter | B16 | 25 | 1999 | 0.01 | 125.78 | 125.77 | 0.01 | 0
2035 | NYISO_J-K_2_NYISO_G-I | NYISO_J-K | NYISO_G-I | Internal | Winter | B17 | 100 | 1999 | 0 | 125.94 | 125.93 | 0.01 | 0
2035 | NYISO_J-K_2_NYISO_G-I | NYISO_J-K | NYISO_G-I | Internal | Winter | B18 | 400 | 1999 | 0 | 124.33 | 124.31 | 0.01 | 0
2035 | NYISO_J-K_2_NYISO_G-I | NYISO_J-K | NYISO_G-I | Internal | Winter | B19 | 700 | 1999 | 0 | 121.26 | 121.25 | 0.01 | 0
2035 | NYISO_J-K_2_NYISO_G-I | NYISO_J-K | NYISO_G-I | Internal | Winter | B20 | 935 | 1999 | 0 | 84.24 | 84.23 | 0.01 | 0
2035 | NYISO_J-K_2_PJM_E | NYISO_J-K | PJM_E | Internal | Shoulder | B11 | 25 | 330 | 0 | 120.94 | 114.93 | 8 | 0
2035 | NYISO_J-K_2_PJM_E | NYISO_J-K | PJM_E | Internal | Shoulder | B12 | 200 | 330 | 0 | 122.15 | 116.14 | 8 | 0
2035 | NYISO_J-K_2_PJM_E | NYISO_J-K | PJM_E | Internal | Shoulder | B13 | 600 | 330 | 0 | 120.81 | 114.81 | 8 | 0
2035 | NYISO_J-K_2_PJM_E | NYISO_J-K | PJM_E | Internal | Shoulder | B14 | 900 | 330 | 0 | 110.13 | 114.79 | 8 | 0
2035 | NYISO_J-K_2_PJM_E | NYISO_J-K | PJM_E | Internal | Shoulder | B15 | 1203 | 330 | 35.83 | 87.86 | 95.86 | 8 | 0
2035 | NYISO_J-K_2_PJM_E | NYISO_J-K | PJM_E | Internal | Summer | B1 | 10 | 330 | 0.06 | 204.61 | 212.6 | 8 | 0
2035 | NYISO_J-K_2_PJM_E | NYISO_J-K | PJM_E | Internal | Summer | B2 | 25 | 330 | 17.66 | 204.6 | 212.6 | 8 | 0
2035 | NYISO_J-K_2_PJM_E | NYISO_J-K | PJM_E | Internal | Summer | B3 | 75 | 330 | 330 | 177.62 | 208.33 | 8 | 22.7
2035 | NYISO_J-K_2_PJM_E | NYISO_J-K | PJM_E | Internal | Summer | B4 | 100 | 330 | 0 | 156.7 | 150.7 | 8 | 0
2035 | NYISO_J-K_2_PJM_E | NYISO_J-K | PJM_E | Internal | Summer | B5 | 200 | 330 | 0 | 132.93 | 140.92 | 8 | 0
2035 | NYISO_J-K_2_PJM_E | NYISO_J-K | PJM_E | Internal | Summer | B6 | 300 | 330 | 0 | 125.84 | 131.42 | 8 | 0
2035 | NYISO_J-K_2_PJM_E | NYISO_J-K | PJM_E | Internal | Summer | B7 | 400 | 330 | 0 | 124.06 | 127.97 | 8 | 0
2035 | NYISO_J-K_2_PJM_E | NYISO_J-K | PJM_E | Internal | Summer | B8 | 500 | 330 | 0 | 124.06 | 116.08 | 8 | 0
2035 | NYISO_J-K_2_PJM_E | NYISO_J-K | PJM_E | Internal | Summer | B9 | 800 | 330 | 0 | 119.18 | 113.18 | 8 | 0
2035 | NYISO_J-K_2_PJM_E | NYISO_J-K | PJM_E | Internal | Summer | B10 | 1262 | 330 | 0 | 108.1 | 111.24 | 8 | 0
2035 | NYISO_J-K_2_PJM_E | NYISO_J-K | PJM_E | Internal | Winter | B16 | 25 | 330 | 0 | 125.78 | 119.77 | 8 | 0
2035 | NYISO_J-K_2_PJM_E | NYISO_J-K | PJM_E | Internal | Winter | B17 | 100 | 330 | 0 | 125.94 | 119.93 | 8 | 0
2035 | NYISO_J-K_2_PJM_E | NYISO_J-K | PJM_E | Internal | Winter | B18 | 400 | 330 | 0 | 124.33 | 118.31 | 8 | 0
2035 | NYISO_J-K_2_PJM_E | NYISO_J-K | PJM_E | Internal | Winter | B19 | 700 | 330 | 0 | 121.26 | 118.29 | 8 | 0
2035 | NYISO_J-K_2_PJM_E | NYISO_J-K | PJM_E | Internal | Winter | B20 | 935 | 330 | 0 | 84.24 | 92.23 | 8 | 0
2035 | PJM_E_2_NYISO_G-I | PJM_E | NYISO_G-I | Internal | Shoulder | B11 | 25 | 500 | 420.61 | 114.93 | 120.93 | 6 | 0
2035 | PJM_E_2_NYISO_G-I | PJM_E | NYISO_G-I | Internal | Shoulder | B12 | 200 | 500 | 347.08 | 116.14 | 122.14 | 6 | 0
2035 | PJM_E_2_NYISO_G-I | PJM_E | NYISO_G-I | Internal | Shoulder | B13 | 600 | 500 | 0 | 114.81 | 120.8 | 6 | 0
2035 | PJM_E_2_NYISO_G-I | PJM_E | NYISO_G-I | Internal | Shoulder | B14 | 900 | 500 | 0 | 114.79 | 110.11 | 6 | 0
2035 | PJM_E_2_NYISO_G-I | PJM_E | NYISO_G-I | Internal | Shoulder | B15 | 1203 | 500 | 0 | 95.86 | 87.85 | 6 | 0
2035 | PJM_E_2_NYISO_G-I | PJM_E | NYISO_G-I | Internal | Summer | B1 | 10 | 500 | 0 | 212.6 | 204.6 | 6 | 0
2035 | PJM_E_2_NYISO_G-I | PJM_E | NYISO_G-I | Internal | Summer | B2 | 25 | 500 | 0 | 212.6 | 204.58 | 6 | 0
2035 | PJM_E_2_NYISO_G-I | PJM_E | NYISO_G-I | Internal | Summer | B3 | 75 | 500 | 0 | 208.33 | 177.61 | 6 | 0
2035 | PJM_E_2_NYISO_G-I | PJM_E | NYISO_G-I | Internal | Summer | B4 | 100 | 500 | 0 | 150.7 | 156.68 | 6 | 0
2035 | PJM_E_2_NYISO_G-I | PJM_E | NYISO_G-I | Internal | Summer | B5 | 200 | 500 | 0 | 140.92 | 132.92 | 6 | 0
2035 | PJM_E_2_NYISO_G-I | PJM_E | NYISO_G-I | Internal | Summer | B6 | 300 | 500 | 0 | 131.42 | 125.83 | 6 | 0
2035 | PJM_E_2_NYISO_G-I | PJM_E | NYISO_G-I | Internal | Summer | B7 | 400 | 500 | 0 | 127.97 | 124.04 | 6 | 0
2035 | PJM_E_2_NYISO_G-I | PJM_E | NYISO_G-I | Internal | Summer | B8 | 500 | 500 | 500 | 116.08 | 124.04 | 6 | 1.96
2035 | PJM_E_2_NYISO_G-I | PJM_E | NYISO_G-I | Internal | Summer | B9 | 800 | 500 | 0 | 113.18 | 119.17 | 6 | 0
2035 | PJM_E_2_NYISO_G-I | PJM_E | NYISO_G-I | Internal | Summer | B10 | 1262 | 500 | 0 | 111.24 | 108.08 | 6 | 0
2035 | PJM_E_2_NYISO_G-I | PJM_E | NYISO_G-I | Internal | Winter | B16 | 25 | 500 | 253.14 | 119.77 | 125.77 | 6 | 0
2035 | PJM_E_2_NYISO_G-I | PJM_E | NYISO_G-I | Internal | Winter | B17 | 100 | 500 | 27.42 | 119.93 | 125.93 | 6 | 0
2035 | PJM_E_2_NYISO_G-I | PJM_E | NYISO_G-I | Internal | Winter | B18 | 400 | 500 | 34.99 | 118.31 | 124.31 | 6 | 0
2035 | PJM_E_2_NYISO_G-I | PJM_E | NYISO_G-I | Internal | Winter | B19 | 700 | 500 | 0 | 118.29 | 121.25 | 6 | 0
2035 | PJM_E_2_NYISO_G-I | PJM_E | NYISO_G-I | Internal | Winter | B20 | 935 | 500 | 0 | 92.23 | 84.23 | 6 | 0
2035 | PJM_E_2_NYISO_J-K | PJM_E | NYISO_J-K | Internal | Shoulder | B11 | 25 | 330 | 329.98 | 114.93 | 120.94 | 6 | 0.01
2035 | PJM_E_2_NYISO_J-K | PJM_E | NYISO_J-K | Internal | Shoulder | B12 | 200 | 330 | 330 | 116.14 | 122.15 | 6 | 0.01
2035 | PJM_E_2_NYISO_J-K | PJM_E | NYISO_J-K | Internal | Shoulder | B13 | 600 | 330 | 186.81 | 114.81 | 120.81 | 6 | 0
2035 | PJM_E_2_NYISO_J-K | PJM_E | NYISO_J-K | Internal | Shoulder | B14 | 900 | 330 | 0 | 114.79 | 110.13 | 6 | 0
2035 | PJM_E_2_NYISO_J-K | PJM_E | NYISO_J-K | Internal | Shoulder | B15 | 1203 | 330 | 0 | 95.86 | 87.86 | 6 | 0
2035 | PJM_E_2_NYISO_J-K | PJM_E | NYISO_J-K | Internal | Summer | B1 | 10 | 330 | 0 | 212.6 | 204.61 | 6 | 0
2035 | PJM_E_2_NYISO_J-K | PJM_E | NYISO_J-K | Internal | Summer | B2 | 25 | 330 | 0 | 212.6 | 204.6 | 6 | 0
2035 | PJM_E_2_NYISO_J-K | PJM_E | NYISO_J-K | Internal | Summer | B3 | 75 | 330 | 0 | 208.33 | 177.62 | 6 | 0
2035 | PJM_E_2_NYISO_J-K | PJM_E | NYISO_J-K | Internal | Summer | B4 | 100 | 330 | 22.59 | 150.7 | 156.7 | 6 | 0
2035 | PJM_E_2_NYISO_J-K | PJM_E | NYISO_J-K | Internal | Summer | B5 | 200 | 330 | 0 | 140.92 | 132.93 | 6 | 0
2035 | PJM_E_2_NYISO_J-K | PJM_E | NYISO_J-K | Internal | Summer | B6 | 300 | 330 | 0 | 131.42 | 125.84 | 6 | 0
2035 | PJM_E_2_NYISO_J-K | PJM_E | NYISO_J-K | Internal | Summer | B7 | 400 | 330 | 0 | 127.97 | 124.06 | 6 | 0
2035 | PJM_E_2_NYISO_J-K | PJM_E | NYISO_J-K | Internal | Summer | B8 | 500 | 330 | 330 | 116.08 | 124.06 | 6 | 1.97
2035 | PJM_E_2_NYISO_J-K | PJM_E | NYISO_J-K | Internal | Summer | B9 | 800 | 330 | 129.16 | 113.18 | 119.18 | 6 | 0
2035 | PJM_E_2_NYISO_J-K | PJM_E | NYISO_J-K | Internal | Summer | B10 | 1262 | 330 | 0 | 111.24 | 108.1 | 6 | 0
2035 | PJM_E_2_NYISO_J-K | PJM_E | NYISO_J-K | Internal | Winter | B16 | 25 | 330 | 329.98 | 119.77 | 125.78 | 6 | 0.01
2035 | PJM_E_2_NYISO_J-K | PJM_E | NYISO_J-K | Internal | Winter | B17 | 100 | 330 | 329.99 | 119.93 | 125.94 | 6 | 0.01
2035 | PJM_E_2_NYISO_J-K | PJM_E | NYISO_J-K | Internal | Winter | B18 | 400 | 330 | 330 | 118.31 | 124.33 | 6 | 0.01
2035 | PJM_E_2_NYISO_J-K | PJM_E | NYISO_J-K | Internal | Winter | B19 | 700 | 330 | 0 | 118.29 | 121.26 | 6 | 0
2035 | PJM_E_2_NYISO_J-K | PJM_E | NYISO_J-K | Internal | Winter | B20 | 935 | 330 | 0 | 92.23 | 84.24 | 6 | 0
2035 | PJM_E_2_PJM_ROM | PJM_E | PJM_ROM | Internal | Shoulder | B11 | 25 | 8000 | 0.01 | 114.93 | 114.91 | 0.01 | 0
2035 | PJM_E_2_PJM_ROM | PJM_E | PJM_ROM | Internal | Shoulder | B12 | 200 | 8000 | 0 | 116.14 | 116.12 | 0.01 | 0
2035 | PJM_E_2_PJM_ROM | PJM_E | PJM_ROM | Internal | Shoulder | B13 | 600 | 8000 | 0 | 114.81 | 114.8 | 0.01 | 0
2035 | PJM_E_2_PJM_ROM | PJM_E | PJM_ROM | Internal | Shoulder | B14 | 900 | 8000 | 654.01 | 114.79 | 114.8 | 0.01 | 0
2035 | PJM_E_2_PJM_ROM | PJM_E | PJM_ROM | Internal | Shoulder | B15 | 1203 | 8000 | 520.53 | 95.86 | 95.87 | 0.01 | 0
2035 | PJM_E_2_PJM_ROM | PJM_E | PJM_ROM | Internal | Summer | B1 | 10 | 8000 | 103.97 | 212.6 | 212.61 | 0.01 | 0
2035 | PJM_E_2_PJM_ROM | PJM_E | PJM_ROM | Internal | Summer | B2 | 25 | 8000 | 407.13 | 212.6 | 212.61 | 0.01 | 0
2035 | PJM_E_2_PJM_ROM | PJM_E | PJM_ROM | Internal | Summer | B3 | 75 | 8000 | 2764.6 | 208.33 | 208.34 | 0.01 | 0
2035 | PJM_E_2_PJM_ROM | PJM_E | PJM_ROM | Internal | Summer | B4 | 100 | 8000 | 58.01 | 150.7 | 150.71 | 0.01 | 0
2035 | PJM_E_2_PJM_ROM | PJM_E | PJM_ROM | Internal | Summer | B5 | 200 | 8000 | 952.61 | 140.92 | 140.93 | 0.01 | 0
2035 | PJM_E_2_PJM_ROM | PJM_E | PJM_ROM | Internal | Summer | B6 | 300 | 8000 | 0 | 131.42 | 131.41 | 0.01 | 0
2035 | PJM_E_2_PJM_ROM | PJM_E | PJM_ROM | Internal | Summer | B7 | 400 | 8000 | 0 | 127.97 | 127.96 | 0.01 | 0
2035 | PJM_E_2_PJM_ROM | PJM_E | PJM_ROM | Internal | Summer | B8 | 500 | 8000 | 0 | 116.08 | 116.07 | 0.01 | 0
2035 | PJM_E_2_PJM_ROM | PJM_E | PJM_ROM | Internal | Summer | B9 | 800 | 8000 | 0 | 113.18 | 113.17 | 0.01 | 0
2035 | PJM_E_2_PJM_ROM | PJM_E | PJM_ROM | Internal | Summer | B10 | 1262 | 8000 | 1636.44 | 111.24 | 111.25 | 0.01 | 0
2035 | PJM_E_2_PJM_ROM | PJM_E | PJM_ROM | Internal | Winter | B16 | 25 | 8000 | 0.01 | 119.77 | 119.76 | 0.01 | 0
2035 | PJM_E_2_PJM_ROM | PJM_E | PJM_ROM | Internal | Winter | B17 | 100 | 8000 | 0 | 119.93 | 119.91 | 0.01 | 0
2035 | PJM_E_2_PJM_ROM | PJM_E | PJM_ROM | Internal | Winter | B18 | 400 | 8000 | 0 | 118.31 | 118.3 | 0.01 | 0
2035 | PJM_E_2_PJM_ROM | PJM_E | PJM_ROM | Internal | Winter | B19 | 700 | 8000 | 0 | 118.29 | 118.3 | 0.01 | 0
2035 | PJM_E_2_PJM_ROM | PJM_E | PJM_ROM | Internal | Winter | B20 | 935 | 8000 | 592.52 | 92.23 | 92.24 | 0.01 | 0
2035 | PJM_ROR_2_MISO_IN | PJM_ROR | MISO_IN | Internal | Shoulder | B11 | 25 | 909 | 0 | 114.9 | 114.85 | 2 | 0
2035 | PJM_ROR_2_MISO_IN | PJM_ROR | MISO_IN | Internal | Shoulder | B12 | 200 | 909 | 0 | 116.11 | 114.85 | 2 | 0
2035 | PJM_ROR_2_MISO_IN | PJM_ROR | MISO_IN | Internal | Shoulder | B13 | 600 | 909 | 0 | 114.79 | 114.85 | 2 | 0
2035 | PJM_ROR_2_MISO_IN | PJM_ROR | MISO_IN | Internal | Shoulder | B14 | 900 | 909 | 0 | 114.79 | 114.85 | 2 | 0
2035 | PJM_ROR_2_MISO_IN | PJM_ROR | MISO_IN | Internal | Shoulder | B15 | 1203 | 909 | 909 | 95.86 | 104.65 | 2 | 6.79
2035 | PJM_ROR_2_MISO_IN | PJM_ROR | MISO_IN | Internal | Summer | B1 | 10 | 909 | 0 | 212.6 | 210.6 | 2 | 0
2035 | PJM_ROR_2_MISO_IN | PJM_ROR | MISO_IN | Internal | Summer | B2 | 25 | 909 | 0 | 212.6 | 210.6 | 2 | 0
2035 | PJM_ROR_2_MISO_IN | PJM_ROR | MISO_IN | Internal | Summer | B3 | 75 | 909 | 0 | 208.33 | 153.33 | 2 | 0
2035 | PJM_ROR_2_MISO_IN | PJM_ROR | MISO_IN | Internal | Summer | B4 | 100 | 909 | 0 | 150.7 | 131.68 | 2 | 0
2035 | PJM_ROR_2_MISO_IN | PJM_ROR | MISO_IN | Internal | Summer | B5 | 200 | 909 | 0 | 140.92 | 125.03 | 2 | 0
2035 | PJM_ROR_2_MISO_IN | PJM_ROR | MISO_IN | Internal | Summer | B6 | 300 | 909 | 0 | 131.39 | 113.4 | 2 | 0
2035 | PJM_ROR_2_MISO_IN | PJM_ROR | MISO_IN | Internal | Summer | B7 | 400 | 909 | 0 | 127.95 | 113.4 | 2 | 0
2035 | PJM_ROR_2_MISO_IN | PJM_ROR | MISO_IN | Internal | Summer | B8 | 500 | 909 | 0 | 115.41 | 113.4 | 2 | 0
2035 | PJM_ROR_2_MISO_IN | PJM_ROR | MISO_IN | Internal | Summer | B9 | 800 | 909 | 0 | 113.16 | 113.4 | 2 | 0
2035 | PJM_ROR_2_MISO_IN | PJM_ROR | MISO_IN | Internal | Summer | B10 | 1262 | 909 | 871.04 | 111.24 | 113.24 | 2 | 0
2035 | PJM_ROR_2_MISO_IN | PJM_ROR | MISO_IN | Internal | Winter | B16 | 25 | 909 | 0 | 119.75 | 117.87 | 2 | 0
2035 | PJM_ROR_2_MISO_IN | PJM_ROR | MISO_IN | Internal | Winter | B17 | 100 | 909 | 0 | 119.9 | 117.87 | 2 | 0
2035 | PJM_ROR_2_MISO_IN | PJM_ROR | MISO_IN | Internal | Winter | B18 | 400 | 909 | 0 | 118.29 | 117.87 | 2 | 0
2035 | PJM_ROR_2_MISO_IN | PJM_ROR | MISO_IN | Internal | Winter | B19 | 700 | 909 | 0 | 118.29 | 117.87 | 2 | 0
2035 | PJM_ROR_2_MISO_IN | PJM_ROR | MISO_IN | Internal | Winter | B20 | 935 | 909 | 909 | 92.23 | 101.21 | 2 | 6.98
2035 | PJM_ROR_2_MISO_MI | PJM_ROR | MISO_MI | Internal | Shoulder | B11 | 25 | 1305 | 0 | 114.9 | 114.86 | 2 | 0
2035 | PJM_ROR_2_MISO_MI | PJM_ROR | MISO_MI | Internal | Shoulder | B12 | 200 | 1305 | 0 | 116.11 | 114.86 | 2 | 0
2035 | PJM_ROR_2_MISO_MI | PJM_ROR | MISO_MI | Internal | Shoulder | B13 | 600 | 1305 | 0 | 114.79 | 114.86 | 2 | 0
2035 | PJM_ROR_2_MISO_MI | PJM_ROR | MISO_MI | Internal | Shoulder | B14 | 900 | 1305 | 0 | 114.79 | 114.86 | 2 | 0
2035 | PJM_ROR_2_MISO_MI | PJM_ROR | MISO_MI | Internal | Shoulder | B15 | 1203 | 1305 | 1305 | 95.86 | 103.37 | 2 | 5.51
2035 | PJM_ROR_2_MISO_MI | PJM_ROR | MISO_MI | Internal | Summer | B1 | 10 | 1305 | 0 | 212.6 | 210.61 | 2 | 0
2035 | PJM_ROR_2_MISO_MI | PJM_ROR | MISO_MI | Internal | Summer | B2 | 25 | 1305 | 0 | 212.6 | 210.61 | 2 | 0
2035 | PJM_ROR_2_MISO_MI | PJM_ROR | MISO_MI | Internal | Summer | B3 | 75 | 1305 | 0 | 208.33 | 153.35 | 2 | 0
2035 | PJM_ROR_2_MISO_MI | PJM_ROR | MISO_MI | Internal | Summer | B4 | 100 | 1305 | 0 | 150.7 | 139.25 | 2 | 0
2035 | PJM_ROR_2_MISO_MI | PJM_ROR | MISO_MI | Internal | Summer | B5 | 200 | 1305 | 0 | 140.92 | 132.03 | 2 | 0
2035 | PJM_ROR_2_MISO_MI | PJM_ROR | MISO_MI | Internal | Summer | B6 | 300 | 1305 | 0 | 131.39 | 129.39 | 2 | 0
2035 | PJM_ROR_2_MISO_MI | PJM_ROR | MISO_MI | Internal | Summer | B7 | 400 | 1305 | 0 | 127.95 | 115.77 | 2 | 0
2035 | PJM_ROR_2_MISO_MI | PJM_ROR | MISO_MI | Internal | Summer | B8 | 500 | 1305 | 0 | 115.41 | 113.41 | 2 | 0
2035 | PJM_ROR_2_MISO_MI | PJM_ROR | MISO_MI | Internal | Summer | B9 | 800 | 1305 | 0 | 113.16 | 113.41 | 2 | 0
2035 | PJM_ROR_2_MISO_MI | PJM_ROR | MISO_MI | Internal | Summer | B10 | 1262 | 1305 | 0 | 111.24 | 113.23 | 2 | 0
2035 | PJM_ROR_2_MISO_MI | PJM_ROR | MISO_MI | Internal | Winter | B16 | 25 | 1305 | 0 | 119.75 | 117.88 | 2 | 0
2035 | PJM_ROR_2_MISO_MI | PJM_ROR | MISO_MI | Internal | Winter | B17 | 100 | 1305 | 0 | 119.9 | 117.88 | 2 | 0
2035 | PJM_ROR_2_MISO_MI | PJM_ROR | MISO_MI | Internal | Winter | B18 | 400 | 1305 | 0 | 118.29 | 117.88 | 2 | 0
2035 | PJM_ROR_2_MISO_MI | PJM_ROR | MISO_MI | Internal | Winter | B19 | 700 | 1305 | 0 | 118.29 | 117.88 | 2 | 0
2035 | PJM_ROR_2_MISO_MI | PJM_ROR | MISO_MI | Internal | Winter | B20 | 935 | 1305 | 1305 | 92.23 | 100 | 2 | 5.77
2035 | PJM_ROR_2_MISO_MO-IL | PJM_ROR | MISO_MO-IL | Internal | Shoulder | B11 | 25 | 1111 | 1110.98 | 114.9 | 116.91 | 2 | 0.01
2035 | PJM_ROR_2_MISO_MO-IL | PJM_ROR | MISO_MO-IL | Internal | Shoulder | B12 | 200 | 1111 | 0 | 116.11 | 114.86 | 2 | 0
2035 | PJM_ROR_2_MISO_MO-IL | PJM_ROR | MISO_MO-IL | Internal | Shoulder | B13 | 600 | 1111 | 0 | 114.79 | 114.86 | 2 | 0
2035 | PJM_ROR_2_MISO_MO-IL | PJM_ROR | MISO_MO-IL | Internal | Shoulder | B14 | 900 | 1111 | 0 | 114.79 | 114.84 | 2 | 0
2035 | PJM_ROR_2_MISO_MO-IL | PJM_ROR | MISO_MO-IL | Internal | Shoulder | B15 | 1203 | 1111 | 0 | 95.86 | 97.27 | 2 | 0
2035 | PJM_ROR_2_MISO_MO-IL | PJM_ROR | MISO_MO-IL | Internal | Summer | B1 | 10 | 1111 | 0 | 212.6 | 212.95 | 2 | 0
2035 | PJM_ROR_2_MISO_MO-IL | PJM_ROR | MISO_MO-IL | Internal | Summer | B2 | 25 | 1111 | 0 | 212.6 | 212.46 | 2 | 0
2035 | PJM_ROR_2_MISO_MO-IL | PJM_ROR | MISO_MO-IL | Internal | Summer | B3 | 75 | 1111 | 1111 | 208.33 | 212.46 | 2 | 2.13
2035 | PJM_ROR_2_MISO_MO-IL | PJM_ROR | MISO_MO-IL | Internal | Summer | B4 | 100 | 1111 | 468.41 | 150.7 | 152.7 | 2 | 0
2035 | PJM_ROR_2_MISO_MO-IL | PJM_ROR | MISO_MO-IL | Internal | Summer | B5 | 200 | 1111 | 849.74 | 140.92 | 142.92 | 2 | 0
2035 | PJM_ROR_2_MISO_MO-IL | PJM_ROR | MISO_MO-IL | Internal | Summer | B6 | 300 | 1111 | 1111 | 131.39 | 134.03 | 2 | 0.63
2035 | PJM_ROR_2_MISO_MO-IL | PJM_ROR | MISO_MO-IL | Internal | Summer | B7 | 400 | 1111 | 1111 | 127.95 | 129.96 | 2 | 0.01
2035 | PJM_ROR_2_MISO_MO-IL | PJM_ROR | MISO_MO-IL | Internal | Summer | B8 | 500 | 1111 | 0 | 115.41 | 113.41 | 2 | 0
2035 | PJM_ROR_2_MISO_MO-IL | PJM_ROR | MISO_MO-IL | Internal | Summer | B9 | 800 | 1111 | 0 | 113.16 | 113.41 | 2 | 0
2035 | PJM_ROR_2_MISO_MO-IL | PJM_ROR | MISO_MO-IL | Internal | Summer | B10 | 1262 | 1111 | 0 | 111.24 | 111.51 | 2 | 0
2035 | PJM_ROR_2_MISO_MO-IL | PJM_ROR | MISO_MO-IL | Internal | Winter | B16 | 25 | 1111 | 0 | 119.75 | 117.88 | 2 | 0
2035 | PJM_ROR_2_MISO_MO-IL | PJM_ROR | MISO_MO-IL | Internal | Winter | B17 | 100 | 1111 | 0 | 119.9 | 117.88 | 2 | 0
2035 | PJM_ROR_2_MISO_MO-IL | PJM_ROR | MISO_MO-IL | Internal | Winter | B18 | 400 | 1111 | 0 | 118.29 | 117.88 | 2 | 0
2035 | PJM_ROR_2_MISO_MO-IL | PJM_ROR | MISO_MO-IL | Internal | Winter | B19 | 700 | 1111 | 0 | 118.29 | 117.88 | 2 | 0
2035 | PJM_ROR_2_MISO_MO-IL | PJM_ROR | MISO_MO-IL | Internal | Winter | B20 | 935 | 1111 | 312.82 | 92.23 | 94.23 | 2 | 0
2035 | PJM_ROR_2_MISO_W | PJM_ROR | MISO_W | Internal | Shoulder | B11 | 25 | 709 | 542.94 | 114.9 | 116.9 | 2 | 0
2035 | PJM_ROR_2_MISO_W | PJM_ROR | MISO_W | Internal | Shoulder | B12 | 200 | 709 | 0 | 116.11 | 114.77 | 2 | 0
2035 | PJM_ROR_2_MISO_W | PJM_ROR | MISO_W | Internal | Shoulder | B13 | 600 | 709 | 0 | 114.79 | 112.79 | 2 | 0
2035 | PJM_ROR_2_MISO_W | PJM_ROR | MISO_W | Internal | Shoulder | B14 | 900 | 709 | 0 | 114.79 | 102.63 | 2 | 0
2035 | PJM_ROR_2_MISO_W | PJM_ROR | MISO_W | Internal | Shoulder | B15 | 1203 | 709 | 0 | 95.86 | 77.1 | 2 | 0
2035 | PJM_ROR_2_MISO_W | PJM_ROR | MISO_W | Internal | Summer | B1 | 10 | 709 | 0 | 212.6 | 212.95 | 2 | 0
2035 | PJM_ROR_2_MISO_W | PJM_ROR | MISO_W | Internal | Summer | B2 | 25 | 709 | 0 | 212.6 | 212.44 | 2 | 0
2035 | PJM_ROR_2_MISO_W | PJM_ROR | MISO_W | Internal | Summer | B3 | 75 | 709 | 709 | 208.33 | 212.95 | 2 | 2.62
2035 | PJM_ROR_2_MISO_W | PJM_ROR | MISO_W | Internal | Summer | B4 | 100 | 709 | 16.24 | 150.7 | 152.7 | 2 | 0
2035 | PJM_ROR_2_MISO_W | PJM_ROR | MISO_W | Internal | Summer | B5 | 200 | 709 | 536.26 | 140.92 | 142.92 | 2 | 0
2035 | PJM_ROR_2_MISO_W | PJM_ROR | MISO_W | Internal | Summer | B6 | 300 | 709 | 709 | 131.39 | 134.23 | 2 | 0.84
2035 | PJM_ROR_2_MISO_W | PJM_ROR | MISO_W | Internal | Summer | B7 | 400 | 709 | 62.47 | 127.95 | 129.95 | 2 | 0
2035 | PJM_ROR_2_MISO_W | PJM_ROR | MISO_W | Internal | Summer | B8 | 500 | 709 | 0 | 115.41 | 113.4 | 2 | 0
2035 | PJM_ROR_2_MISO_W | PJM_ROR | MISO_W | Internal | Summer | B9 | 800 | 709 | 0 | 113.16 | 113.21 | 2 | 0
2035 | PJM_ROR_2_MISO_W | PJM_ROR | MISO_W | Internal | Summer | B10 | 1262 | 709 | 0 | 111.24 | 91.51 | 2 | 0
2035 | PJM_ROR_2_MISO_W | PJM_ROR | MISO_W | Internal | Winter | B16 | 25 | 709 | 0 | 119.75 | 104.51 | 2 | 0
2035 | PJM_ROR_2_MISO_W | PJM_ROR | MISO_W | Internal | Winter | B17 | 100 | 709 | 0 | 119.9 | 105.87 | 2 | 0
2035 | PJM_ROR_2_MISO_W | PJM_ROR | MISO_W | Internal | Winter | B18 | 400 | 709 | 0 | 118.29 | 109.35 | 2 | 0
2035 | PJM_ROR_2_MISO_W | PJM_ROR | MISO_W | Internal | Winter | B19 | 700 | 709 | 0 | 118.29 | 109.35 | 2 | 0
2035 | PJM_ROR_2_MISO_W | PJM_ROR | MISO_W | Internal | Winter | B20 | 935 | 709 | 0 | 92.23 | 77.1 | 2 | 0
2035 | PJM_ROR_2_MISO_WUMS | PJM_ROR | MISO_WUMS | Internal | Shoulder | B11 | 25 | 1467 | 0 | 114.9 | 114.79 | 2 | 0
2035 | PJM_ROR_2_MISO_WUMS | PJM_ROR | MISO_WUMS | Internal | Shoulder | B12 | 200 | 1467 | 0 | 116.11 | 114.79 | 2 | 0
2035 | PJM_ROR_2_MISO_WUMS | PJM_ROR | MISO_WUMS | Internal | Shoulder | B13 | 600 | 1467 | 0 | 114.79 | 114.79 | 2 | 0
2035 | PJM_ROR_2_MISO_WUMS | PJM_ROR | MISO_WUMS | Internal | Shoulder | B14 | 900 | 1467 | 0 | 114.79 | 114.79 | 2 | 0
2035 | PJM_ROR_2_MISO_WUMS | PJM_ROR | MISO_WUMS | Internal | Shoulder | B15 | 1203 | 1467 | 1467 | 95.86 | 101.17 | 2 | 3.31
2035 | PJM_ROR_2_MISO_WUMS | PJM_ROR | MISO_WUMS | Internal | Summer | B1 | 10 | 1467 | 0 | 212.6 | 210.6 | 2 | 0
2035 | PJM_ROR_2_MISO_WUMS | PJM_ROR | MISO_WUMS | Internal | Summer | B2 | 25 | 1467 | 0 | 212.6 | 210.6 | 2 | 0
2035 | PJM_ROR_2_MISO_WUMS | PJM_ROR | MISO_WUMS | Internal | Summer | B3 | 75 | 1467 | 0 | 208.33 | 153.33 | 2 | 0
2035 | PJM_ROR_2_MISO_WUMS | PJM_ROR | MISO_WUMS | Internal | Summer | B4 | 100 | 1467 | 0 | 150.7 | 139.24 | 2 | 0
2035 | PJM_ROR_2_MISO_WUMS | PJM_ROR | MISO_WUMS | Internal | Summer | B5 | 200 | 1467 | 0 | 140.92 | 132.02 | 2 | 0
2035 | PJM_ROR_2_MISO_WUMS | PJM_ROR | MISO_WUMS | Internal | Summer | B6 | 300 | 1467 | 0 | 131.39 | 129.39 | 2 | 0
2035 | PJM_ROR_2_MISO_WUMS | PJM_ROR | MISO_WUMS | Internal | Summer | B7 | 400 | 1467 | 0 | 127.95 | 115.79 | 2 | 0
2035 | PJM_ROR_2_MISO_WUMS | PJM_ROR | MISO_WUMS | Internal | Summer | B8 | 500 | 1467 | 0 | 115.41 | 113.39 | 2 | 0
2035 | PJM_ROR_2_MISO_WUMS | PJM_ROR | MISO_WUMS | Internal | Summer | B9 | 800 | 1467 | 0 | 113.16 | 113.22 | 2 | 0
2035 | PJM_ROR_2_MISO_WUMS | PJM_ROR | MISO_WUMS | Internal | Summer | B10 | 1262 | 1467 | 0 | 111.24 | 113.22 | 2 | 0
2035 | PJM_ROR_2_MISO_WUMS | PJM_ROR | MISO_WUMS | Internal | Winter | B16 | 25 | 1467 | 0 | 119.75 | 117.75 | 2 | 0
2035 | PJM_ROR_2_MISO_WUMS | PJM_ROR | MISO_WUMS | Internal | Winter | B17 | 100 | 1467 | 0 | 119.9 | 117.75 | 2 | 0
2035 | PJM_ROR_2_MISO_WUMS | PJM_ROR | MISO_WUMS | Internal | Winter | B18 | 400 | 1467 | 0 | 118.29 | 117.75 | 2 | 0
2035 | PJM_ROR_2_MISO_WUMS | PJM_ROR | MISO_WUMS | Internal | Winter | B19 | 700 | 1467 | 0 | 118.29 | 117.75 | 2 | 0
2035 | PJM_ROR_2_MISO_WUMS | PJM_ROR | MISO_WUMS | Internal | Winter | B20 | 935 | 1467 | 1467 | 92.23 | 97.99 | 2 | 3.76
2035 | PJM_ROR_2_PJM_ROM | PJM_ROR | PJM_ROM | Internal | Shoulder | B11 | 25 | 8000 | 1652.92 | 114.9 | 114.91 | 0.01 | 0
2035 | PJM_ROR_2_PJM_ROM | PJM_ROR | PJM_ROM | Internal | Shoulder | B12 | 200 | 8000 | 5540.03 | 116.11 | 116.12 | 0.01 | 0
2035 | PJM_ROR_2_PJM_ROM | PJM_ROR | PJM_ROM | Internal | Shoulder | B13 | 600 | 8000 | 3005.43 | 114.79 | 114.8 | 0.01 | 0
2035 | PJM_ROR_2_PJM_ROM | PJM_ROR | PJM_ROM | Internal | Shoulder | B14 | 900 | 8000 | 1035.84 | 114.79 | 114.8 | 0.01 | 0
2035 | PJM_ROR_2_PJM_ROM | PJM_ROR | PJM_ROM | Internal | Shoulder | B15 | 1203 | 8000 | 472.34 | 95.86 | 95.87 | 0.01 | 0
2035 | PJM_ROR_2_PJM_ROM | PJM_ROR | PJM_ROM | Internal | Summer | B1 | 10 | 8000 | 5018.51 | 212.6 | 212.61 | 0.01 | 0
2035 | PJM_ROR_2_PJM_ROM | PJM_ROR | PJM_ROM | Internal | Summer | B2 | 25 | 8000 | 3912.16 | 212.6 | 212.61 | 0.01 | 0
2035 | PJM_ROR_2_PJM_ROM | PJM_ROR | PJM_ROM | Internal | Summer | B3 | 75 | 8000 | 615.94 | 208.33 | 208.34 | 0.01 | 0
2035 | PJM_ROR_2_PJM_ROM | PJM_ROR | PJM_ROM | Internal | Summer | B4 | 100 | 8000 | 4495.86 | 150.7 | 150.71 | 0.01 | 0
2035 | PJM_ROR_2_PJM_ROM | PJM_ROR | PJM_ROM | Internal | Summer | B5 | 200 | 8000 | 3203.72 | 140.92 | 140.93 | 0.01 | 0
2035 | PJM_ROR_2_PJM_ROM | PJM_ROR | PJM_ROM | Internal | Summer | B6 | 300 | 8000 | 3703.99 | 131.39 | 131.41 | 0.01 | 0
2035 | PJM_ROR_2_PJM_ROM | PJM_ROR | PJM_ROM | Internal | Summer | B7 | 400 | 8000 | 5249.28 | 127.95 | 127.96 | 0.01 | 0
2035 | PJM_ROR_2_PJM_ROM | PJM_ROR | PJM_ROM | Internal | Summer | B8 | 500 | 8000 | 8000 | 115.41 | 116.07 | 0.01 | 0.65
2035 | PJM_ROR_2_PJM_ROM | PJM_ROR | PJM_ROM | Internal | Summer | B9 | 800 | 8000 | 4185.22 | 113.16 | 113.17 | 0.01 | 0
2035 | PJM_ROR_2_PJM_ROM | PJM_ROR | PJM_ROM | Internal | Summer | B10 | 1262 | 8000 | 32.98 | 111.24 | 111.25 | 0.01 | 0
2035 | PJM_ROR_2_PJM_ROM | PJM_ROR | PJM_ROM | Internal | Winter | B16 | 25 | 8000 | 5201.15 | 119.75 | 119.76 | 0.01 | 0
2035 | PJM_ROR_2_PJM_ROM | PJM_ROR | PJM_ROM | Internal | Winter | B17 | 100 | 8000 | 5307.85 | 119.9 | 119.91 | 0.01 | 0
2035 | PJM_ROR_2_PJM_ROM | PJM_ROR | PJM_ROM | Internal | Winter | B18 | 400 | 8000 | 5151.97 | 118.29 | 118.3 | 0.01 | 0
2035 | PJM_ROR_2_PJM_ROM | PJM_ROR | PJM_ROM | Internal | Winter | B19 | 700 | 8000 | 1906.16 | 118.29 | 118.3 | 0.01 | 0
2035 | PJM_ROR_2_PJM_ROM | PJM_ROR | PJM_ROM | Internal | Winter | B20 | 935 | 8000 | 624.01 | 92.23 | 92.24 | 0.01 | 0
2035 | PJM_ROR_2_TVA_Transmission | PJM_ROR | TVA_Transmission | Internal | Shoulder | B11 | 25 | 2500 | 1659 | 114.9 | 120.9 | 6 | 0
2035 | PJM_ROR_2_TVA_Transmission | PJM_ROR | TVA_Transmission | Internal | Shoulder | B12 | 200 | 2500 | 0 | 116.11 | 119.78 | 6 | 0
2035 | PJM_ROR_2_TVA_Transmission | PJM_ROR | TVA_Transmission | Internal | Shoulder | B13 | 600 | 2500 | 0 | 114.79 | 119.52 | 6 | 0
2035 | PJM_ROR_2_TVA_Transmission | PJM_ROR | TVA_Transmission | Internal | Shoulder | B14 | 900 | 2500 | 0 | 114.79 | 119.27 | 6 | 0
2035 | PJM_ROR_2_TVA_Transmission | PJM_ROR | TVA_Transmission | Internal | Shoulder | B15 | 1203 | 2500 | 0 | 95.86 | 97.31 | 6 | 0
2035 | PJM_ROR_2_TVA_Transmission | PJM_ROR | TVA_Transmission | Internal | Summer | B1 | 10 | 2500 | 712.75 | 212.6 | 218.6 | 6 | 0
2035 | PJM_ROR_2_TVA_Transmission | PJM_ROR | TVA_Transmission | Internal | Summer | B2 | 25 | 2500 | 0 | 212.6 | 216.46 | 6 | 0
2035 | PJM_ROR_2_TVA_Transmission | PJM_ROR | TVA_Transmission | Internal | Summer | B3 | 75 | 2500 | 0 | 208.33 | 212.33 | 6 | 0
2035 | PJM_ROR_2_TVA_Transmission | PJM_ROR | TVA_Transmission | Internal | Summer | B4 | 100 | 2500 | 0 | 150.7 | 143.7 | 6 | 0
2035 | PJM_ROR_2_TVA_Transmission | PJM_ROR | TVA_Transmission | Internal | Summer | B5 | 200 | 2500 | 0 | 140.92 | 133.92 | 6 | 0
2035 | PJM_ROR_2_TVA_Transmission | PJM_ROR | TVA_Transmission | Internal | Summer | B6 | 300 | 2500 | 0 | 131.39 | 125.03 | 6 | 0
2035 | PJM_ROR_2_TVA_Transmission | PJM_ROR | TVA_Transmission | Internal | Summer | B7 | 400 | 2500 | 0 | 127.95 | 123 | 6 | 0
2035 | PJM_ROR_2_TVA_Transmission | PJM_ROR | TVA_Transmission | Internal | Summer | B8 | 500 | 2500 | 0 | 115.41 | 118.6 | 6 | 0
2035 | PJM_ROR_2_TVA_Transmission | PJM_ROR | TVA_Transmission | Internal | Summer | B9 | 800 | 2500 | 0 | 113.16 | 118.18 | 6 | 0
2035 | PJM_ROR_2_TVA_Transmission | PJM_ROR | TVA_Transmission | Internal | Summer | B10 | 1262 | 2500 | 0 | 111.24 | 103.8 | 6 | 0
2035 | PJM_ROR_2_TVA_Transmission | PJM_ROR | TVA_Transmission | Internal | Winter | B16 | 25 | 2500 | 0 | 119.75 | 123.48 | 6 | 0
2035 | PJM_ROR_2_TVA_Transmission | PJM_ROR | TVA_Transmission | Internal | Winter | B17 | 100 | 2500 | 0 | 119.9 | 122.9 | 6 | 0
2035 | PJM_ROR_2_TVA_Transmission | PJM_ROR | TVA_Transmission | Internal | Winter | B18 | 400 | 2500 | 0 | 118.29 | 122.39 | 6 | 0
2035 | PJM_ROR_2_TVA_Transmission | PJM_ROR | TVA_Transmission | Internal | Winter | B19 | 700 | 2500 | 0 | 118.29 | 122.34 | 6 | 0
2035 | PJM_ROR_2_TVA_Transmission | PJM_ROR | TVA_Transmission | Internal | Winter | B20 | 935 | 2500 | 0 | 92.23 | 94.75 | 6 | 0
2035 | PJM_ROR_2_VACAR | PJM_ROR | VACAR | Internal | Shoulder | B11 | 25 | 3000 | 3000 | 114.9 | 121.07 | 6 | 0.17
2035 | PJM_ROR_2_VACAR | PJM_ROR | VACAR | Internal | Shoulder | B12 | 200 | 3000 | 0 | 116.11 | 120.85 | 6 | 0
2035 | PJM_ROR_2_VACAR | PJM_ROR | VACAR | Internal | Shoulder | B13 | 600 | 3000 | 0 | 114.79 | 120.31 | 6 | 0
2035 | PJM_ROR_2_VACAR | PJM_ROR | VACAR | Internal | Shoulder | B14 | 900 | 3000 | 0 | 114.79 | 114.99 | 6 | 0
2035 | PJM_ROR_2_VACAR | PJM_ROR | VACAR | Internal | Shoulder | B15 | 1203 | 3000 | 0 | 95.86 | 88.86 | 6 | 0
2035 | PJM_ROR_2_VACAR | PJM_ROR | VACAR | Internal | Summer | B1 | 10 | 3000 | 3000 | 212.6 | 220.6 | 6 | 2
2035 | PJM_ROR_2_VACAR | PJM_ROR | VACAR | Internal | Summer | B2 | 25 | 3000 | 3000 | 212.6 | 221.76 | 6 | 3.17
2035 | PJM_ROR_2_VACAR | PJM_ROR | VACAR | Internal | Summer | B3 | 75 | 3000 | 451.15 | 208.33 | 214.33 | 6 | 0
2035 | PJM_ROR_2_VACAR | PJM_ROR | VACAR | Internal | Summer | B4 | 100 | 3000 | 0 | 150.7 | 141.36 | 6 | 0
2035 | PJM_ROR_2_VACAR | PJM_ROR | VACAR | Internal | Summer | B5 | 200 | 3000 | 0 | 140.92 | 135.92 | 6 | 0
2035 | PJM_ROR_2_VACAR | PJM_ROR | VACAR | Internal | Summer | B6 | 300 | 3000 | 0 | 131.39 | 121.03 | 6 | 0
2035 | PJM_ROR_2_VACAR | PJM_ROR | VACAR | Internal | Summer | B7 | 400 | 3000 | 0 | 127.95 | 118.95 | 6 | 0
2035 | PJM_ROR_2_VACAR | PJM_ROR | VACAR | Internal | Summer | B8 | 500 | 3000 | 0 | 115.41 | 118.95 | 6 | 0
2035 | PJM_ROR_2_VACAR | PJM_ROR | VACAR | Internal | Summer | B9 | 800 | 3000 | 0 | 113.16 | 118.95 | 6 | 0
2035 | PJM_ROR_2_VACAR | PJM_ROR | VACAR | Internal | Summer | B10 | 1262 | 3000 | 0 | 111.24 | 104.24 | 6 | 0
2035 | PJM_ROR_2_VACAR | PJM_ROR | VACAR | Internal | Winter | B16 | 25 | 3000 | 3000 | 119.75 | 125.9 | 6 | 0.16
2035 | PJM_ROR_2_VACAR | PJM_ROR | VACAR | Internal | Winter | B17 | 100 | 3000 | 1800.72 | 119.9 | 125.9 | 6 | 0
2035 | PJM_ROR_2_VACAR | PJM_ROR | VACAR | Internal | Winter | B18 | 400 | 3000 | 0 | 118.29 | 119.05 | 6 | 0
2035 | PJM_ROR_2_VACAR | PJM_ROR | VACAR | Internal | Winter | B19 | 700 | 3000 | 0 | 118.29 | 119.05 | 6 | 0
2035 | PJM_ROR_2_VACAR | PJM_ROR | VACAR | Internal | Winter | B20 | 935 | 3000 | 0 | 92.23 | 87.51 | 6 | 0
2035 | PJM_ROM_2_NYISO_A-F | PJM_ROM | NYISO_A-F | Internal | Shoulder | B11 | 25 | 2000 | 0 | 114.91 | 29.14 | 6 | 0
2035 | PJM_ROM_2_NYISO_A-F | PJM_ROM | NYISO_A-F | Internal | Shoulder | B12 | 200 | 2000 | 0 | 116.12 | 29.14 | 6 | 0
2035 | PJM_ROM_2_NYISO_A-F | PJM_ROM | NYISO_A-F | Internal | Shoulder | B13 | 600 | 2000 | 0 | 114.8 | 29.14 | 6 | 0
2035 | PJM_ROM_2_NYISO_A-F | PJM_ROM | NYISO_A-F | Internal | Shoulder | B14 | 900 | 2000 | 0 | 114.8 | 29.14 | 6 | 0
2035 | PJM_ROM_2_NYISO_A-F | PJM_ROM | NYISO_A-F | Internal | Shoulder | B15 | 1203 | 2000 | 0 | 95.87 | 29.14 | 6 | 0
2035 | PJM_ROM_2_NYISO_A-F | PJM_ROM | NYISO_A-F | Internal | Summer | B1 | 10 | 2000 | 0 | 212.61 | 111.09 | 6 | 0
2035 | PJM_ROM_2_NYISO_A-F | PJM_ROM | NYISO_A-F | Internal | Summer | B2 | 25 | 2000 | 0 | 212.61 | 133.8 | 6 | 0
2035 | PJM_ROM_2_NYISO_A-F | PJM_ROM | NYISO_A-F | Internal | Summer | B3 | 75 | 2000 | 0 | 208.34 | 139.5 | 6 | 0
2035 | PJM_ROM_2_NYISO_A-F | PJM_ROM | NYISO_A-F | Internal | Summer | B4 | 100 | 2000 | 0 | 150.71 | 129.7 | 6 | 0
2035 | PJM_ROM_2_NYISO_A-F | PJM_ROM | NYISO_A-F | Internal | Summer | B5 | 200 | 2000 | 0 | 140.93 | 126.43 | 6 | 0
2035 | PJM_ROM_2_NYISO_A-F | PJM_ROM | NYISO_A-F | Internal | Summer | B6 | 300 | 2000 | 0 | 131.41 | 123.41 | 6 | 0
2035 | PJM_ROM_2_NYISO_A-F | PJM_ROM | NYISO_A-F | Internal | Summer | B7 | 400 | 2000 | 0 | 127.96 | 111.09 | 6 | 0
2035 | PJM_ROM_2_NYISO_A-F | PJM_ROM | NYISO_A-F | Internal | Summer | B8 | 500 | 2000 | 0 | 116.07 | 108.07 | 6 | 0
2035 | PJM_ROM_2_NYISO_A-F | PJM_ROM | NYISO_A-F | Internal | Summer | B9 | 800 | 2000 | 0 | 113.17 | 108.07 | 6 | 0
2035 | PJM_ROM_2_NYISO_A-F | PJM_ROM | NYISO_A-F | Internal | Summer | B10 | 1262 | 2000 | 0 | 111.25 | 108.07 | 6 | 0
2035 | PJM_ROM_2_NYISO_A-F | PJM_ROM | NYISO_A-F | Internal | Winter | B16 | 25 | 2000 | 0 | 119.76 | 29.14 | 6 | 0
2035 | PJM_ROM_2_NYISO_A-F | PJM_ROM | NYISO_A-F | Internal | Winter | B17 | 100 | 2000 | 0 | 119.91 | 29.14 | 6 | 0
2035 | PJM_ROM_2_NYISO_A-F | PJM_ROM | NYISO_A-F | Internal | Winter | B18 | 400 | 2000 | 0 | 118.3 | 29.14 | 6 | 0
2035 | PJM_ROM_2_NYISO_A-F | PJM_ROM | NYISO_A-F | Internal | Winter | B19 | 700 | 2000 | 0 | 118.3 | 29.14 | 6 | 0
2035 | PJM_ROM_2_NYISO_A-F | PJM_ROM | NYISO_A-F | Internal | Winter | B20 | 935 | 2000 | 0 | 92.24 | 29.14 | 6 | 0
2035 | PJM_ROM_2_PJM_E | PJM_ROM | PJM_E | Internal | Shoulder | B11 | 25 | 8000 | 222.16 | 114.91 | 114.93 | 0.01 | 0
2035 | PJM_ROM_2_PJM_E | PJM_ROM | PJM_E | Internal | Shoulder | B12 | 200 | 8000 | 1733.28 | 116.12 | 116.14 | 0.01 | 0
2035 | PJM_ROM_2_PJM_E | PJM_ROM | PJM_E | Internal | Shoulder | B13 | 600 | 8000 | 428.63 | 114.8 | 114.81 | 0.01 | 0
2035 | PJM_ROM_2_PJM_E | PJM_ROM | PJM_E | Internal | Shoulder | B14 | 900 | 8000 | 0 | 114.8 | 114.79 | 0.01 | 0
2035 | PJM_ROM_2_PJM_E | PJM_ROM | PJM_E | Internal | Shoulder | B15 | 1203 | 8000 | 0 | 95.87 | 95.86 | 0.01 | 0
2035 | PJM_ROM_2_PJM_E | PJM_ROM | PJM_E | Internal | Summer | B1 | 10 | 8000 | 0.03 | 212.61 | 212.6 | 0.01 | 0
2035 | PJM_ROM_2_PJM_E | PJM_ROM | PJM_E | Internal | Summer | B2 | 25 | 8000 | 0.01 | 212.61 | 212.6 | 0.01 | 0
2035 | PJM_ROM_2_PJM_E | PJM_ROM | PJM_E | Internal | Summer | B3 | 75 | 8000 | 0 | 208.34 | 208.33 | 0.01 | 0
2035 | PJM_ROM_2_PJM_E | PJM_ROM | PJM_E | Internal | Summer | B4 | 100 | 8000 | 0 | 150.71 | 150.7 | 0.01 | 0
2035 | PJM_ROM_2_PJM_E | PJM_ROM | PJM_E | Internal | Summer | B5 | 200 | 8000 | 0 | 140.93 | 140.92 | 0.01 | 0
2035 | PJM_ROM_2_PJM_E | PJM_ROM | PJM_E | Internal | Summer | B6 | 300 | 8000 | 781.32 | 131.41 | 131.42 | 0.01 | 0
2035 | PJM_ROM_2_PJM_E | PJM_ROM | PJM_E | Internal | Summer | B7 | 400 | 8000 | 666.37 | 127.96 | 127.97 | 0.01 | 0
2035 | PJM_ROM_2_PJM_E | PJM_ROM | PJM_E | Internal | Summer | B8 | 500 | 8000 | 2546.03 | 116.07 | 116.08 | 0.01 | 0
2035 | PJM_ROM_2_PJM_E | PJM_ROM | PJM_E | Internal | Summer | B9 | 800 | 8000 | 248.98 | 113.17 | 113.18 | 0.01 | 0
2035 | PJM_ROM_2_PJM_E | PJM_ROM | PJM_E | Internal | Summer | B10 | 1262 | 8000 | 0 | 111.25 | 111.24 | 0.01 | 0
2035 | PJM_ROM_2_PJM_E | PJM_ROM | PJM_E | Internal | Winter | B16 | 25 | 8000 | 1839.14 | 119.76 | 119.77 | 0.01 | 0
2035 | PJM_ROM_2_PJM_E | PJM_ROM | PJM_E | Internal | Winter | B17 | 100 | 8000 | 1606.25 | 119.91 | 119.93 | 0.01 | 0
2035 | PJM_ROM_2_PJM_E | PJM_ROM | PJM_E | Internal | Winter | B18 | 400 | 8000 | 1902.01 | 118.3 | 118.31 | 0.01 | 0
2035 | PJM_ROM_2_PJM_E | PJM_ROM | PJM_E | Internal | Winter | B19 | 700 | 8000 | 0 | 118.3 | 118.29 | 0.01 | 0
2035 | PJM_ROM_2_PJM_E | PJM_ROM | PJM_E | Internal | Winter | B20 | 935 | 8000 | 0 | 92.24 | 92.23 | 0.01 | 0
2035 | PJM_ROM_2_PJM_ROR | PJM_ROM | PJM_ROR | Internal | Shoulder | B11 | 25 | 8000 | 0.01 | 114.91 | 114.9 | 0.01 | 0
2035 | PJM_ROM_2_PJM_ROR | PJM_ROM | PJM_ROR | Internal | Shoulder | B12 | 200 | 8000 | 0 | 116.12 | 116.11 | 0.01 | 0
2035 | PJM_ROM_2_PJM_ROR | PJM_ROM | PJM_ROR | Internal | Shoulder | B13 | 600 | 8000 | 0 | 114.8 | 114.79 | 0.01 | 0
2035 | PJM_ROM_2_PJM_ROR | PJM_ROM | PJM_ROR | Internal | Shoulder | B14 | 900 | 8000 | 0 | 114.8 | 114.79 | 0.01 | 0
2035 | PJM_ROM_2_PJM_ROR | PJM_ROM | PJM_ROR | Internal | Shoulder | B15 | 1203 | 8000 | 0 | 95.87 | 95.86 | 0.01 | 0
2035 | PJM_ROM_2_PJM_ROR | PJM_ROM | PJM_ROR | Internal | Summer | B1 | 10 | 8000 | 0.03 | 212.61 | 212.6 | 0.01 | 0
2035 | PJM_ROM_2_PJM_ROR | PJM_ROM | PJM_ROR | Internal | Summer | B2 | 25 | 8000 | 0.01 | 212.61 | 212.6 | 0.01 | 0
2035 | PJM_ROM_2_PJM_ROR | PJM_ROM | PJM_ROR | Internal | Summer | B3 | 75 | 8000 | 0 | 208.34 | 208.33 | 0.01 | 0
2035 | PJM_ROM_2_PJM_ROR | PJM_ROM | PJM_ROR | Internal | Summer | B4 | 100 | 8000 | 0 | 150.71 | 150.7 | 0.01 | 0
2035 | PJM_ROM_2_PJM_ROR | PJM_ROM | PJM_ROR | Internal | Summer | B5 | 200 | 8000 | 0 | 140.93 | 140.92 | 0.01 | 0
2035 | PJM_ROM_2_PJM_ROR | PJM_ROM | PJM_ROR | Internal | Summer | B6 | 300 | 8000 | 0 | 131.41 | 131.39 | 0.01 | 0
2035 | PJM_ROM_2_PJM_ROR | PJM_ROM | PJM_ROR | Internal | Summer | B7 | 400 | 8000 | 0 | 127.96 | 127.95 | 0.01 | 0
2035 | PJM_ROM_2_PJM_ROR | PJM_ROM | PJM_ROR | Internal | Summer | B8 | 500 | 8000 | 0 | 116.07 | 115.41 | 0.01 | 0
2035 | PJM_ROM_2_PJM_ROR | PJM_ROM | PJM_ROR | Internal | Summer | B9 | 800 | 8000 | 0 | 113.17 | 113.16 | 0.01 | 0
2035 | PJM_ROM_2_PJM_ROR | PJM_ROM | PJM_ROR | Internal | Summer | B10 | 1262 | 8000 | 0 | 111.25 | 111.24 | 0.01 | 0
2035 | PJM_ROM_2_PJM_ROR | PJM_ROM | PJM_ROR | Internal | Winter | B16 | 25 | 8000 | 0.01 | 119.76 | 119.75 | 0.01 | 0
2035 | PJM_ROM_2_PJM_ROR | PJM_ROM | PJM_ROR | Internal | Winter | B17 | 100 | 8000 | 0 | 119.91 | 119.9 | 0.01 | 0
2035 | PJM_ROM_2_PJM_ROR | PJM_ROM | PJM_ROR | Internal | Winter | B18 | 400 | 8000 | 0 | 118.3 | 118.29 | 0.01 | 0
2035 | PJM_ROM_2_PJM_ROR | PJM_ROM | PJM_ROR | Internal | Winter | B19 | 700 | 8000 | 0 | 118.3 | 118.29 | 0.01 | 0
2035 | PJM_ROM_2_PJM_ROR | PJM_ROM | PJM_ROR | Internal | Winter | B20 | 935 | 8000 | 0 | 92.24 | 92.23 | 0.01 | 0
2035 | SOCO_2_ENT | SOCO | ENT | Internal | Shoulder | B11 | 25 | 2400 | 0 | 129.9 | 124.91 | 10 | 0
2035 | SOCO_2_ENT | SOCO | ENT | Internal | Shoulder | B12 | 200 | 2400 | 0 | 119.26 | 117.39 | 10 | 0
2035 | SOCO_2_ENT | SOCO | ENT | Internal | Shoulder | B13 | 600 | 2400 | 0 | 119.26 | 117.39 | 10 | 0
2035 | SOCO_2_ENT | SOCO | ENT | Internal | Shoulder | B14 | 900 | 2400 | 0 | 119.26 | 114.64 | 10 | 0
2035 | SOCO_2_ENT | SOCO | ENT | Internal | Shoulder | B15 | 1203 | 2400 | 0 | 95.86 | 89.27 | 10 | 0
2035 | SOCO_2_ENT | SOCO | ENT | Internal | Summer | B1 | 10 | 2400 | 0 | 227.6 | 219.6 | 10 | 0
2035 | SOCO_2_ENT | SOCO | ENT | Internal | Summer | B2 | 25 | 2400 | 0 | 225.46 | 217.46 | 10 | 0
2035 | SOCO_2_ENT | SOCO | ENT | Internal | Summer | B3 | 75 | 2400 | 0 | 221.33 | 213.33 | 10 | 0
2035 | SOCO_2_ENT | SOCO | ENT | Internal | Summer | B4 | 100 | 2400 | 0 | 148.36 | 150.78 | 10 | 0
2035 | SOCO_2_ENT | SOCO | ENT | Internal | Summer | B5 | 200 | 2400 | 0 | 142.92 | 134.92 | 10 | 0
2035 | SOCO_2_ENT | SOCO | ENT | Internal | Summer | B6 | 300 | 2400 | 0 | 128.03 | 127.73 | 10 | 0
2035 | SOCO_2_ENT | SOCO | ENT | Internal | Summer | B7 | 400 | 2400 | 0 | 117.93 | 126.31 | 10 | 0
2035 | SOCO_2_ENT | SOCO | ENT | Internal | Summer | B8 | 500 | 2400 | 0 | 117.93 | 115.88 | 10 | 0
2035 | SOCO_2_ENT | SOCO | ENT | Internal | Summer | B9 | 800 | 2400 | 0 | 117.93 | 115.88 | 10 | 0
2035 | SOCO_2_ENT | SOCO | ENT | Internal | Summer | B10 | 1262 | 2400 | 0 | 94.24 | 103.51 | 10 | 0
2035 | SOCO_2_ENT | SOCO | ENT | Internal | Winter | B16 | 25 | 2400 | 0 | 130.07 | 122.07 | 10 | 0
2035 | SOCO_2_ENT | SOCO | ENT | Internal | Winter | B17 | 100 | 2400 | 0 | 122.22 | 120.46 | 10 | 0
2035 | SOCO_2_ENT | SOCO | ENT | Internal | Winter | B18 | 400 | 2400 | 0 | 122.22 | 120.46 | 10 | 0
2035 | SOCO_2_ENT | SOCO | ENT | Internal | Winter | B19 | 700 | 2400 | 0 | 122.22 | 117.89 | 10 | 0
2035 | SOCO_2_ENT | SOCO | ENT | Internal | Winter | B20 | 935 | 2400 | 0 | 93.17 | 86.75 | 10 | 0
2035 | SOCO_2_FRCC | SOCO | FRCC | Internal | Shoulder | B11 | 25 | 3700 | 3700 | 129.9 | 143.77 | 10 | 3.87
2035 | SOCO_2_FRCC | SOCO | FRCC | Internal | Shoulder | B12 | 200 | 3700 | 0 | 119.26 | 123.68 | 10 | 0
2035 | SOCO_2_FRCC | SOCO | FRCC | Internal | Shoulder | B13 | 600 | 3700 | 0 | 119.26 | 123.68 | 10 | 0
2035 | SOCO_2_FRCC | SOCO | FRCC | Internal | Shoulder | B14 | 900 | 3700 | 0 | 119.26 | 123.68 | 10 | 0
2035 | SOCO_2_FRCC | SOCO | FRCC | Internal | Shoulder | B15 | 1203 | 3700 | 0 | 95.86 | 95.41 | 10 | 0
2035 | SOCO_2_FRCC | SOCO | FRCC | Internal | Summer | B1 | 10 | 3700 | 0 | 227.6 | 227.84 | 10 | 0
2035 | SOCO_2_FRCC | SOCO | FRCC | Internal | Summer | B2 | 25 | 3700 | 0 | 225.46 | 227.84 | 10 | 0
2035 | SOCO_2_FRCC | SOCO | FRCC | Internal | Summer | B3 | 75 | 3700 | 0 | 221.33 | 227.84 | 10 | 0
2035 | SOCO_2_FRCC | SOCO | FRCC | Internal | Summer | B4 | 100 | 3700 | 0 | 148.36 | 142.71 | 10 | 0
2035 | SOCO_2_FRCC | SOCO | FRCC | Internal | Summer | B5 | 200 | 3700 | 0 | 142.92 | 142.71 | 10 | 0
2035 | SOCO_2_FRCC | SOCO | FRCC | Internal | Summer | B6 | 300 | 3700 | 1591.31 | 128.03 | 138.03 | 10 | 0
2035 | SOCO_2_FRCC | SOCO | FRCC | Internal | Summer | B7 | 400 | 3700 | 0 | 117.93 | 127.44 | 10 | 0
2035 | SOCO_2_FRCC | SOCO | FRCC | Internal | Summer | B8 | 500 | 3700 | 0 | 117.93 | 122.78 | 10 | 0
2035 | SOCO_2_FRCC | SOCO | FRCC | Internal | Summer | B9 | 800 | 3700 | 0 | 117.93 | 122.78 | 10 | 0
2035 | SOCO_2_FRCC | SOCO | FRCC | Internal | Summer | B10 | 1262 | 3700 | 0 | 94.24 | 73.11 | 10 | 0
2035 | SOCO_2_FRCC | SOCO | FRCC | Internal | Winter | B16 | 25 | 3700 | 3455.37 | 130.07 | 140.07 | 10 | 0
2035 | SOCO_2_FRCC | SOCO | FRCC | Internal | Winter | B17 | 100 | 3700 | 0 | 122.22 | 126.16 | 10 | 0
2035 | SOCO_2_FRCC | SOCO | FRCC | Internal | Winter | B18 | 400 | 3700 | 0 | 122.22 | 126.16 | 10 | 0
2035 | SOCO_2_FRCC | SOCO | FRCC | Internal | Winter | B19 | 700 | 3700 | 0 | 122.22 | 126.16 | 10 | 0
2035 | SOCO_2_FRCC | SOCO | FRCC | Internal | Winter | B20 | 935 | 3700 | 0 | 93.17 | 93.63 | 10 | 0
2035 | SOCO_2_TVA_Transmission | SOCO | TVA_Transmission | Internal | Shoulder | B11 | 25 | 2600 | 0 | 129.9 | 120.9 | 10 | 0
2035 | SOCO_2_TVA_Transmission | SOCO | TVA_Transmission | Internal | Shoulder | B12 | 200 | 2600 | 0 | 119.26 | 119.78 | 10 | 0
2035 | SOCO_2_TVA_Transmission | SOCO | TVA_Transmission | Internal | Shoulder | B13 | 600 | 2600 | 0 | 119.26 | 119.52 | 10 | 0
2035 | SOCO_2_TVA_Transmission | SOCO | TVA_Transmission | Internal | Shoulder | B14 | 900 | 2600 | 0 | 119.26 | 119.27 | 10 | 0
2035 | SOCO_2_TVA_Transmission | SOCO | TVA_Transmission | Internal | Shoulder | B15 | 1203 | 2600 | 0 | 95.86 | 97.31 | 10 | 0
2035 | SOCO_2_TVA_Transmission | SOCO | TVA_Transmission | Internal | Summer | B1 | 10 | 2600 | 0 | 227.6 | 218.6 | 10 | 0
2035 | SOCO_2_TVA_Transmission | SOCO | TVA_Transmission | Internal | Summer | B2 | 25 | 2600 | 0 | 225.46 | 216.46 | 10 | 0
2035 | SOCO_2_TVA_Transmission | SOCO | TVA_Transmission | Internal | Summer | B3 | 75 | 2600 | 0 | 221.33 | 212.33 | 10 | 0
2035 | SOCO_2_TVA_Transmission | SOCO | TVA_Transmission | Internal | Summer | B4 | 100 | 2600 | 0 | 148.36 | 143.7 | 10 | 0
2035 | SOCO_2_TVA_Transmission | SOCO | TVA_Transmission | Internal | Summer | B5 | 200 | 2600 | 0 | 142.92 | 133.92 | 10 | 0
2035 | SOCO_2_TVA_Transmission | SOCO | TVA_Transmission | Internal | Summer | B6 | 300 | 2600 | 0 | 128.03 | 125.03 | 10 | 0
2035 | SOCO_2_TVA_Transmission | SOCO | TVA_Transmission | Internal | Summer | B7 | 400 | 2600 | 0 | 117.93 | 123 | 10 | 0
2035 | SOCO_2_TVA_Transmission | SOCO | TVA_Transmission | Internal | Summer | B8 | 500 | 2600 | 0 | 117.93 | 118.6 | 10 | 0
2035 | SOCO_2_TVA_Transmission | SOCO | TVA_Transmission | Internal | Summer | B9 | 800 | 2600 | 0 | 117.93 | 118.18 | 10 | 0
2035 | SOCO_2_TVA_Transmission | SOCO | TVA_Transmission | Internal | Summer | B10 | 1262 | 2600 | 0 | 94.24 | 103.8 | 10 | 0
2035 | SOCO_2_TVA_Transmission | SOCO | TVA_Transmission | Internal | Winter | B16 | 25 | 2600 | 0 | 130.07 | 123.48 | 10 | 0
2035 | SOCO_2_TVA_Transmission | SOCO | TVA_Transmission | Internal | Winter | B17 | 100 | 2600 | 0 | 122.22 | 122.9 | 10 | 0
2035 | SOCO_2_TVA_Transmission | SOCO | TVA_Transmission | Internal | Winter | B18 | 400 | 2600 | 0 | 122.22 | 122.39 | 10 | 0
2035 | SOCO_2_TVA_Transmission | SOCO | TVA_Transmission | Internal | Winter | B19 | 700 | 2600 | 0 | 122.22 | 122.34 | 10 | 0
2035 | SOCO_2_TVA_Transmission | SOCO | TVA_Transmission | Internal | Winter | B20 | 935 | 2600 | 0 | 93.17 | 94.75 | 10 | 0
2035 | SOCO_2_VACAR | SOCO | VACAR | Internal | Shoulder | B11 | 25 | 2000 | 0 | 129.9 | 121.07 | 10 | 0
2035 | SOCO_2_VACAR | SOCO | VACAR | Internal | Shoulder | B12 | 200 | 2000 | 0 | 119.26 | 120.85 | 10 | 0
2035 | SOCO_2_VACAR | SOCO | VACAR | Internal | Shoulder | B13 | 600 | 2000 | 0 | 119.26 | 120.31 | 10 | 0
2035 | SOCO_2_VACAR | SOCO | VACAR | Internal | Shoulder | B14 | 900 | 2000 | 0 | 119.26 | 114.99 | 10 | 0
2035 | SOCO_2_VACAR | SOCO | VACAR | Internal | Shoulder | B15 | 1203 | 2000 | 0 | 95.86 | 88.86 | 10 | 0
2035 | SOCO_2_VACAR | SOCO | VACAR | Internal | Summer | B1 | 10 | 2000 | 0 | 227.6 | 220.6 | 10 | 0
2035 | SOCO_2_VACAR | SOCO | VACAR | Internal | Summer | B2 | 25 | 2000 | 0 | 225.46 | 221.76 | 10 | 0
2035 | SOCO_2_VACAR | SOCO | VACAR | Internal | Summer | B3 | 75 | 2000 | 0 | 221.33 | 214.33 | 10 | 0
2035 | SOCO_2_VACAR | SOCO | VACAR | Internal | Summer | B4 | 100 | 2000 | 0 | 148.36 | 141.36 | 10 | 0
2035 | SOCO_2_VACAR | SOCO | VACAR | Internal | Summer | B5 | 200 | 2000 | 0 | 142.92 | 135.92 | 10 | 0
2035 | SOCO_2_VACAR | SOCO | VACAR | Internal | Summer | B6 | 300 | 2000 | 0 | 128.03 | 121.03 | 10 | 0
2035 | SOCO_2_VACAR | SOCO | VACAR | Internal | Summer | B7 | 400 | 2000 | 0 | 117.93 | 118.95 | 10 | 0
2035 | SOCO_2_VACAR | SOCO | VACAR | Internal | Summer | B8 | 500 | 2000 | 0 | 117.93 | 118.95 | 10 | 0
2035 | SOCO_2_VACAR | SOCO | VACAR | Internal | Summer | B9 | 800 | 2000 | 0 | 117.93 | 118.95 | 10 | 0
2035 | SOCO_2_VACAR | SOCO | VACAR | Internal | Summer | B10 | 1262 | 2000 | 1159.17 | 94.24 | 104.24 | 10 | 0
2035 | SOCO_2_VACAR | SOCO | VACAR | Internal | Winter | B16 | 25 | 2000 | 0 | 130.07 | 125.9 | 10 | 0
2035 | SOCO_2_VACAR | SOCO | VACAR | Internal | Winter | B17 | 100 | 2000 | 0 | 122.22 | 125.9 | 10 | 0
2035 | SOCO_2_VACAR | SOCO | VACAR | Internal | Winter | B18 | 400 | 2000 | 0 | 122.22 | 119.05 | 10 | 0
2035 | SOCO_2_VACAR | SOCO | VACAR | Internal | Winter | B19 | 700 | 2000 | 0 | 122.22 | 119.05 | 10 | 0
2035 | SOCO_2_VACAR | SOCO | VACAR | Internal | Winter | B20 | 935 | 2000 | 0 | 93.17 | 87.51 | 10 | 0
2035 | SPP_N_2_ENT | SPP_N | ENT | Internal | Shoulder | B11 | 25 | 1800 | 0 | 123.9 | 124.91 | 5 | 0
2035 | SPP_N_2_ENT | SPP_N | ENT | Internal | Shoulder | B12 | 200 | 1800 | 0 | 117.19 | 117.39 | 5 | 0
2035 | SPP_N_2_ENT | SPP_N | ENT | Internal | Shoulder | B13 | 600 | 1800 | 0 | 112.8 | 117.39 | 5 | 0
2035 | SPP_N_2_ENT | SPP_N | ENT | Internal | Shoulder | B14 | 900 | 1800 | 1800 | 109.63 | 114.64 | 5 | 0.01
2035 | SPP_N_2_ENT | SPP_N | ENT | Internal | Shoulder | B15 | 1203 | 1800 | 1800 | 73.5 | 89.27 | 5 | 10.77
2035 | SPP_N_2_ENT | SPP_N | ENT | Internal | Summer | B1 | 10 | 1800 | 1800 | 207.95 | 219.6 | 5 | 6.64
2035 | SPP_N_2_ENT | SPP_N | ENT | Internal | Summer | B2 | 25 | 1800 | 880.34 | 212.46 | 217.46 | 5 | 0
2035 | SPP_N_2_ENT | SPP_N | ENT | Internal | Summer | B3 | 75 | 1800 | 0 | 212.96 | 213.33 | 5 | 0
2035 | SPP_N_2_ENT | SPP_N | ENT | Internal | Summer | B4 | 100 | 1800 | 0 | 147.7 | 150.78 | 5 | 0
2035 | SPP_N_2_ENT | SPP_N | ENT | Internal | Summer | B5 | 200 | 1800 | 0 | 140.97 | 134.92 | 5 | 0
2035 | SPP_N_2_ENT | SPP_N | ENT | Internal | Summer | B6 | 300 | 1800 | 0 | 135.72 | 127.73 | 5 | 0
2035 | SPP_N_2_ENT | SPP_N | ENT | Internal | Summer | B7 | 400 | 1800 | 0 | 134.29 | 126.31 | 5 | 0
2035 | SPP_N_2_ENT | SPP_N | ENT | Internal | Summer | B8 | 500 | 1800 | 0 | 116.6 | 115.88 | 5 | 0
2035 | SPP_N_2_ENT | SPP_N | ENT | Internal | Summer | B9 | 800 | 1800 | 0 | 115.89 | 115.88 | 5 | 0
2035 | SPP_N_2_ENT | SPP_N | ENT | Internal | Summer | B10 | 1262 | 1800 | 1144.32 | 98.51 | 103.51 | 5 | 0
2035 | SPP_N_2_ENT | SPP_N | ENT | Internal | Winter | B16 | 25 | 1800 | 1800 | 112.88 | 122.07 | 5 | 4.19
2035 | SPP_N_2_ENT | SPP_N | ENT | Internal | Winter | B17 | 100 | 1800 | 1800 | 112.88 | 120.46 | 5 | 2.58
2035 | SPP_N_2_ENT | SPP_N | ENT | Internal | Winter | B18 | 400 | 1800 | 1321.74 | 115.46 | 120.46 | 5 | 0
2035 | SPP_N_2_ENT | SPP_N | ENT | Internal | Winter | B19 | 700 | 1800 | 1800 | 112.88 | 117.89 | 5 | 0.01
2035 | SPP_N_2_ENT | SPP_N | ENT | Internal | Winter | B20 | 935 | 1800 | 1800 | 81.48 | 86.75 | 5 | 0.27
2035 | SPP_N_2_MISO_MO-IL | SPP_N | MISO_MO-IL | Internal | Shoulder | B11 | 25 | 2000 | 0 | 123.9 | 116.91 | 5 | 0
2035 | SPP_N_2_MISO_MO-IL | SPP_N | MISO_MO-IL | Internal | Shoulder | B12 | 200 | 2000 | 0 | 117.19 | 114.86 | 5 | 0
2035 | SPP_N_2_MISO_MO-IL | SPP_N | MISO_MO-IL | Internal | Shoulder | B13 | 600 | 2000 | 0 | 112.8 | 114.86 | 5 | 0
2035 | SPP_N_2_MISO_MO-IL | SPP_N | MISO_MO-IL | Internal | Shoulder | B14 | 900 | 2000 | 2000 | 109.63 | 114.84 | 5 | 0.21
2035 | SPP_N_2_MISO_MO-IL | SPP_N | MISO_MO-IL | Internal | Shoulder | B15 | 1203 | 2000 | 2000 | 73.5 | 97.27 | 5 | 18.77
2035 | SPP_N_2_MISO_MO-IL | SPP_N | MISO_MO-IL | Internal | Summer | B1 | 10 | 2000 | 598.99 | 207.95 | 212.95 | 5 | 0
2035 | SPP_N_2_MISO_MO-IL | SPP_N | MISO_MO-IL | Internal | Summer | B2 | 25 | 2000 | 0 | 212.46 | 212.46 | 5 | 0
2035 | SPP_N_2_MISO_MO-IL | SPP_N | MISO_MO-IL | Internal | Summer | B3 | 75 | 2000 | 0 | 212.96 | 212.46 | 5 | 0
2035 | SPP_N_2_MISO_MO-IL | SPP_N | MISO_MO-IL | Internal | Summer | B4 | 100 | 2000 | 131.83 | 147.7 | 152.7 | 5 | 0
2035 | SPP_N_2_MISO_MO-IL | SPP_N | MISO_MO-IL | Internal | Summer | B5 | 200 | 2000 | 0 | 140.97 | 142.92 | 5 | 0
2035 | SPP_N_2_MISO_MO-IL | SPP_N | MISO_MO-IL | Internal | Summer | B6 | 300 | 2000 | 0 | 135.72 | 134.03 | 5 | 0
2035 | SPP_N_2_MISO_MO-IL | SPP_N | MISO_MO-IL | Internal | Summer | B7 | 400 | 2000 | 0 | 134.29 | 129.96 | 5 | 0
2035 | SPP_N_2_MISO_MO-IL | SPP_N | MISO_MO-IL | Internal | Summer | B8 | 500 | 2000 | 0 | 116.6 | 113.41 | 5 | 0
2035 | SPP_N_2_MISO_MO-IL | SPP_N | MISO_MO-IL | Internal | Summer | B9 | 800 | 2000 | 0 | 115.89 | 113.41 | 5 | 0
2035 | SPP_N_2_MISO_MO-IL | SPP_N | MISO_MO-IL | Internal | Summer | B10 | 1262 | 2000 | 2000 | 98.51 | 111.51 | 5 | 8
2035 | SPP_N_2_MISO_MO-IL | SPP_N | MISO_MO-IL | Internal | Winter | B16 | 25 | 2000 | 459.87 | 112.88 | 117.88 | 5 | 0
2035 | SPP_N_2_MISO_MO-IL | SPP_N | MISO_MO-IL | Internal | Winter | B17 | 100 | 2000 | 983.75 | 112.88 | 117.88 | 5 | 0
2035 | SPP_N_2_MISO_MO-IL | SPP_N | MISO_MO-IL | Internal | Winter | B18 | 400 | 2000 | 0 | 115.46 | 117.88 | 5 | 0
2035 | SPP_N_2_MISO_MO-IL | SPP_N | MISO_MO-IL | Internal | Winter | B19 | 700 | 2000 | 42.85 | 112.88 | 117.88 | 5 | 0
2035 | SPP_N_2_MISO_MO-IL | SPP_N | MISO_MO-IL | Internal | Winter | B20 | 935 | 2000 | 2000 | 81.48 | 94.23 | 5 | 7.75
2035 | SPP_N_2_MISO_W | SPP_N | MISO_W | Internal | Shoulder | B11 | 25 | 750 | 0 | 123.9 | 116.9 | 5 | 0
2035 | SPP_N_2_MISO_W | SPP_N | MISO_W | Internal | Shoulder | B12 | 200 | 750 | 0 | 117.19 | 114.77 | 5 | 0
2035 | SPP_N_2_MISO_W | SPP_N | MISO_W | Internal | Shoulder | B13 | 600 | 750 | 0 | 112.8 | 112.79 | 5 | 0
2035 | SPP_N_2_MISO_W | SPP_N | MISO_W | Internal | Shoulder | B14 | 900 | 750 | 0 | 109.63 | 102.63 | 5 | 0
2035 | SPP_N_2_MISO_W | SPP_N | MISO_W | Internal | Shoulder | B15 | 1203 | 750 | 0 | 73.5 | 77.1 | 5 | 0
2035 | SPP_N_2_MISO_W | SPP_N | MISO_W | Internal | Summer | B1 | 10 | 750 | 549.26 | 207.95 | 212.95 | 5 | 0
2035 | SPP_N_2_MISO_W | SPP_N | MISO_W | Internal | Summer | B2 | 25 | 750 | 0 | 212.46 | 212.44 | 5 | 0
2035 | SPP_N_2_MISO_W | SPP_N | MISO_W | Internal | Summer | B3 | 75 | 750 | 0 | 212.96 | 212.95 | 5 | 0
2035 | SPP_N_2_MISO_W | SPP_N | MISO_W | Internal | Summer | B4 | 100 | 750 | 21.6 | 147.7 | 152.7 | 5 | 0
2035 | SPP_N_2_MISO_W | SPP_N | MISO_W | Internal | Summer | B5 | 200 | 750 | 0 | 140.97 | 142.92 | 5 | 0
2035 | SPP_N_2_MISO_W | SPP_N | MISO_W | Internal | Summer | B6 | 300 | 750 | 0 | 135.72 | 134.23 | 5 | 0
2035 | SPP_N_2_MISO_W | SPP_N | MISO_W | Internal | Summer | B7 | 400 | 750 | 0 | 134.29 | 129.95 | 5 | 0
2035 | SPP_N_2_MISO_W | SPP_N | MISO_W | Internal | Summer | B8 | 500 | 750 | 0 | 116.6 | 113.4 | 5 | 0
2035 | SPP_N_2_MISO_W | SPP_N | MISO_W | Internal | Summer | B9 | 800 | 750 | 0 | 115.89 | 113.21 | 5 | 0
2035 | SPP_N_2_MISO_W | SPP_N | MISO_W | Internal | Summer | B10 | 1262 | 750 | 0 | 98.51 | 91.51 | 5 | 0
2035 | SPP_N_2_MISO_W | SPP_N | MISO_W | Internal | Winter | B16 | 25 | 750 | 0 | 112.88 | 104.51 | 5 | 0
2035 | SPP_N_2_MISO_W | SPP_N | MISO_W | Internal | Winter | B17 | 100 | 750 | 0 | 112.88 | 105.87 | 5 | 0
2035 | SPP_N_2_MISO_W | SPP_N | MISO_W | Internal | Winter | B18 | 400 | 750 | 0 | 115.46 | 109.35 | 5 | 0
2035 | SPP_N_2_MISO_W | SPP_N | MISO_W | Internal | Winter | B19 | 700 | 750 | 0 | 112.88 | 109.35 | 5 | 0
2035 | SPP_N_2_MISO_W | SPP_N | MISO_W | Internal | Winter | B20 | 935 | 750 | 0 | 81.48 | 77.1 | 5 | 0
2035 | SPP_N_2_NE | SPP_N | NE | Internal | Shoulder | B11 | 25 | 332 | 0 | 123.9 | 117.56 | 0.01 | 0
2035 | SPP_N_2_NE | SPP_N | NE | Internal | Shoulder | B12 | 200 | 332 | 0 | 117.19 | 117.18 | 0.01 | 0
2035 | SPP_N_2_NE | SPP_N | NE | Internal | Shoulder | B13 | 600 | 332 | 0 | 112.8 | 112.79 | 0.01 | 0
2035 | SPP_N_2_NE | SPP_N | NE | Internal | Shoulder | B14 | 900 | 332 | 0 | 109.63 | 109.62 | 0.01 | 0
2035 | SPP_N_2_NE | SPP_N | NE | Internal | Shoulder | B15 | 1203 | 332 | 332 | 73.5 | 84.1 | 0.01 | 10.59
2035 | SPP_N_2_NE | SPP_N | NE | Internal | Summer | B1 | 10 | 332 | 332 | 207.95 | 212.95 | 0.01 | 4.99
2035 | SPP_N_2_NE | SPP_N | NE | Internal | Summer | B2 | 25 | 332 | 0.01 | 212.46 | 212.44 | 0.01 | 0
2035 | SPP_N_2_NE | SPP_N | NE | Internal | Summer | B3 | 75 | 332 | 0 | 212.96 | 212.95 | 0.01 | 0
2035 | SPP_N_2_NE | SPP_N | NE | Internal | Summer | B4 | 100 | 332 | 332 | 147.7 | 152.7 | 0.01 | 4.99
2035 | SPP_N_2_NE | SPP_N | NE | Internal | Summer | B5 | 200 | 332 | 332 | 140.97 | 142.92 | 0.01 | 1.94
2035 | SPP_N_2_NE | SPP_N | NE | Internal | Summer | B6 | 300 | 332 | 0 | 135.72 | 135.71 | 0.01 | 0
2035 | SPP_N_2_NE | SPP_N | NE | Internal | Summer | B7 | 400 | 332 | 0 | 134.29 | 134.28 | 0.01 | 0
2035 | SPP_N_2_NE | SPP_N | NE | Internal | Summer | B8 | 500 | 332 | 0 | 116.6 | 116.59 | 0.01 | 0
2035 | SPP_N_2_NE | SPP_N | NE | Internal | Summer | B9 | 800 | 332 | 0 | 115.89 | 115.87 | 0.01 | 0
2035 | SPP_N_2_NE | SPP_N | NE | Internal | Summer | B10 | 1262 | 332 | 0 | 98.51 | 98.49 | 0.01 | 0
2035 | SPP_N_2_NE | SPP_N | NE | Internal | Winter | B16 | 25 | 332 | 0 | 112.88 | 111.51 | 0.01 | 0
2035 | SPP_N_2_NE | SPP_N | NE | Internal | Winter | B17 | 100 | 332 | 0 | 112.88 | 112.87 | 0.01 | 0
2035 | SPP_N_2_NE | SPP_N | NE | Internal | Winter | B18 | 400 | 332 | 0 | 115.46 | 115.45 | 0.01 | 0
2035 | SPP_N_2_NE | SPP_N | NE | Internal | Winter | B19 | 700 | 332 | 0 | 112.88 | 112.87 | 0.01 | 0
2035 | SPP_N_2_NE | SPP_N | NE | Internal | Winter | B20 | 935 | 332 | 332 | 81.48 | 84.1 | 0.01 | 2.6
2035 | SPP_N_2_SPP_S | SPP_N | SPP_S | Internal | Shoulder | B11 | 25 | 4000 | 3962.67 | 123.9 | 123.91 | 0.01 | 0
2035 | SPP_N_2_SPP_S | SPP_N | SPP_S | Internal | Shoulder | B12 | 200 | 4000 | 1873.36 | 117.19 | 117.21 | 0.01 | 0
2035 | SPP_N_2_SPP_S | SPP_N | SPP_S | Internal | Shoulder | B13 | 600 | 4000 | 2284.81 | 112.8 | 112.81 | 0.01 | 0
2035 | SPP_N_2_SPP_S | SPP_N | SPP_S | Internal | Shoulder | B14 | 900 | 4000 | 357.01 | 109.63 | 109.64 | 0.01 | 0
2035 | SPP_N_2_SPP_S | SPP_N | SPP_S | Internal | Shoulder | B15 | 1203 | 4000 | 0 | 73.5 | 73.5 | 0.01 | 0
2035 | SPP_N_2_SPP_S | SPP_N | SPP_S | Internal | Summer | B1 | 10 | 4000 | 0 | 207.95 | 134.62 | 0.01 | 0
2035 | SPP_N_2_SPP_S | SPP_N | SPP_S | Internal | Summer | B2 | 25 | 4000 | 0 | 212.46 | 196.29 | 0.01 | 0
2035 | SPP_N_2_SPP_S | SPP_N | SPP_S | Internal | Summer | B3 | 75 | 4000 | 0 | 212.96 | 208.07 | 0.01 | 0
2035 | SPP_N_2_SPP_S | SPP_N | SPP_S | Internal | Summer | B4 | 100 | 4000 | 0 | 147.7 | 145.78 | 0.01 | 0
2035 | SPP_N_2_SPP_S | SPP_N | SPP_S | Internal | Summer | B5 | 200 | 4000 | 119.54 | 140.97 | 140.98 | 0.01 | 0
2035 | SPP_N_2_SPP_S | SPP_N | SPP_S | Internal | Summer | B6 | 300 | 4000 | 399.72 | 135.72 | 135.73 | 0.01 | 0
2035 | SPP_N_2_SPP_S | SPP_N | SPP_S | Internal | Summer | B7 | 400 | 4000 | 2961.03 | 134.29 | 134.31 | 0.01 | 0
2035 | SPP_N_2_SPP_S | SPP_N | SPP_S | Internal | Summer | B8 | 500 | 4000 | 4000 | 116.6 | 119.57 | 0.01 | 2.96
2035 | SPP_N_2_SPP_S | SPP_N | SPP_S | Internal | Summer | B9 | 800 | 4000 | 1288.17 | 115.89 | 115.9 | 0.01 | 0
2035 | SPP_N_2_SPP_S | SPP_N | SPP_S | Internal | Summer | B10 | 1262 | 4000 | 3288.35 | 98.51 | 98.52 | 0.01 | 0
2035 | SPP_N_2_SPP_S | SPP_N | SPP_S | Internal | Winter | B16 | 25 | 4000 | 4000 | 112.88 | 118.28 | 0.01 | 5.38
2035 | SPP_N_2_SPP_S | SPP_N | SPP_S | Internal | Winter | B17 | 100 | 4000 | 3915.85 | 112.88 | 112.89 | 0.01 | 0
2035 | SPP_N_2_SPP_S | SPP_N | SPP_S | Internal | Winter | B18 | 400 | 4000 | 1826.71 | 115.46 | 115.48 | 0.01 | 0
2035 | SPP_N_2_SPP_S | SPP_N | SPP_S | Internal | Winter | B19 | 700 | 4000 | 2198.4 | 112.88 | 112.89 | 0.01 | 0
2035 | SPP_N_2_SPP_S | SPP_N | SPP_S | Internal | Winter | B20 | 935 | 4000 | 1049.4 | 81.48 | 81.5 | 0.01 | 0
2035 | SPP_S_2_ENT | SPP_S | ENT | Internal | Shoulder | B11 | 25 | 850 | 0 | 123.91 | 124.91 | 5 | 0
2035 | SPP_S_2_ENT | SPP_S | ENT | Internal | Shoulder | B12 | 200 | 850 | 0 | 117.21 | 117.39 | 5 | 0
2035 | SPP_S_2_ENT | SPP_S | ENT | Internal | Shoulder | B13 | 600 | 850 | 0 | 112.81 | 117.39 | 5 | 0
2035 | SPP_S_2_ENT | SPP_S | ENT | Internal | Shoulder | B14 | 900 | 850 | 271.28 | 109.64 | 114.64 | 5 | 0
2035 | SPP_S_2_ENT | SPP_S | ENT | Internal | Shoulder | B15 | 1203 | 850 | 850 | 73.5 | 89.27 | 5 | 10.77
2035 | SPP_S_2_ENT | SPP_S | ENT | Internal | Summer | B1 | 10 | 850 | 850 | 134.62 | 219.6 | 5 | 79.98
2035 | SPP_S_2_ENT | SPP_S | ENT | Internal | Summer | B2 | 25 | 850 | 850 | 196.29 | 217.46 | 5 | 16.16
2035 | SPP_S_2_ENT | SPP_S | ENT | Internal | Summer | B3 | 75 | 850 | 850 | 208.07 | 213.33 | 5 | 0.26
2035 | SPP_S_2_ENT | SPP_S | ENT | Internal | Summer | B4 | 100 | 850 | 194.28 | 145.78 | 150.78 | 5 | 0
2035 | SPP_S_2_ENT | SPP_S | ENT | Internal | Summer | B5 | 200 | 850 | 0 | 140.98 | 134.92 | 5 | 0
2035 | SPP_S_2_ENT | SPP_S | ENT | Internal | Summer | B6 | 300 | 850 | 0 | 135.73 | 127.73 | 5 | 0
2035 | SPP_S_2_ENT | SPP_S | ENT | Internal | Summer | B7 | 400 | 850 | 0 | 134.31 | 126.31 | 5 | 0
2035 | SPP_S_2_ENT | SPP_S | ENT | Internal | Summer | B8 | 500 | 850 | 0 | 119.57 | 115.88 | 5 | 0
2035 | SPP_S_2_ENT | SPP_S | ENT | Internal | Summer | B9 | 800 | 850 | 0 | 115.9 | 115.88 | 5 | 0
2035 | SPP_S_2_ENT | SPP_S | ENT | Internal | Summer | B10 | 1262 | 850 | 0 | 98.52 | 103.51 | 5 | 0
2035 | SPP_S_2_ENT | SPP_S | ENT | Internal | Winter | B16 | 25 | 850 | 0 | 118.28 | 122.07 | 5 | 0
2035 | SPP_S_2_ENT | SPP_S | ENT | Internal | Winter | B17 | 100 | 850 | 850 | 112.89 | 120.46 | 5 | 2.57
2035 | SPP_S_2_ENT | SPP_S | ENT | Internal | Winter | B18 | 400 | 850 | 0 | 115.48 | 120.46 | 5 | 0
2035 | SPP_S_2_ENT | SPP_S | ENT | Internal | Winter | B19 | 700 | 850 | 602.17 | 112.89 | 117.89 | 5 | 0
2035 | SPP_S_2_ENT | SPP_S | ENT | Internal | Winter | B20 | 935 | 850 | 850 | 81.5 | 86.75 | 5 | 0.25
2035 | SPP_S_2_SPP_N | SPP_S | SPP_N | Internal | Shoulder | B11 | 25 | 640 | 0.01 | 123.91 | 123.9 | 0.01 | 0
2035 | SPP_S_2_SPP_N | SPP_S | SPP_N | Internal | Shoulder | B12 | 200 | 640 | 0 | 117.21 | 117.19 | 0.01 | 0
2035 | SPP_S_2_SPP_N | SPP_S | SPP_N | Internal | Shoulder | B13 | 600 | 640 | 0 | 112.81 | 112.8 | 0.01 | 0
2035 | SPP_S_2_SPP_N | SPP_S | SPP_N | Internal | Shoulder | B14 | 900 | 640 | 0 | 109.64 | 109.63 | 0.01 | 0
2035 | SPP_S_2_SPP_N | SPP_S | SPP_N | Internal | Shoulder | B15 | 1203 | 640 | 0 | 73.5 | 73.5 | 0.01 | 0
2035 | SPP_S_2_SPP_N | SPP_S | SPP_N | Internal | Summer | B1 | 10 | 640 | 640 | 134.62 | 207.95 | 0.01 | 73.32
2035 | SPP_S_2_SPP_N | SPP_S | SPP_N | Internal | Summer | B2 | 25 | 640 | 640 | 196.29 | 212.46 | 0.01 | 16.15
2035 | SPP_S_2_SPP_N | SPP_S | SPP_N | Internal | Summer | B3 | 75 | 640 | 640 | 208.07 | 212.96 | 0.01 | 4.88
2035 | SPP_S_2_SPP_N | SPP_S | SPP_N | Internal | Summer | B4 | 100 | 640 | 640 | 145.78 | 147.7 | 0.01 | 1.9
2035 | SPP_S_2_SPP_N | SPP_S | SPP_N | Internal | Summer | B5 | 200 | 640 | 0 | 140.98 | 140.97 | 0.01 | 0
2035 | SPP_S_2_SPP_N | SPP_S | SPP_N | Internal | Summer | B6 | 300 | 640 | 0 | 135.73 | 135.72 | 0.01 | 0
2035 | SPP_S_2_SPP_N | SPP_S | SPP_N | Internal | Summer | B7 | 400 | 640 | 0 | 134.31 | 134.29 | 0.01 | 0
2035 | SPP_S_2_SPP_N | SPP_S | SPP_N | Internal | Summer | B8 | 500 | 640 | 0 | 119.57 | 116.6 | 0.01 | 0
2035 | SPP_S_2_SPP_N | SPP_S | SPP_N | Internal | Summer | B9 | 800 | 640 | 0 | 115.9 | 115.89 | 0.01 | 0
2035 | SPP_S_2_SPP_N | SPP_S | SPP_N | Internal | Summer | B10 | 1262 | 640 | 0 | 98.52 | 98.51 | 0.01 | 0
2035 | SPP_S_2_SPP_N | SPP_S | SPP_N | Internal | Winter | B16 | 25 | 640 | 0 | 118.28 | 112.88 | 0.01 | 0
2035 | SPP_S_2_SPP_N | SPP_S | SPP_N | Internal | Winter | B17 | 100 | 640 | 0 | 112.89 | 112.88 | 0.01 | 0
2035 | SPP_S_2_SPP_N | SPP_S | SPP_N | Internal | Winter | B18 | 400 | 640 | 0 | 115.48 | 115.46 | 0.01 | 0
2035 | SPP_S_2_SPP_N | SPP_S | SPP_N | Internal | Winter | B19 | 700 | 640 | 0 | 112.89 | 112.88 | 0.01 | 0
2035 | SPP_S_2_SPP_N | SPP_S | SPP_N | Internal | Winter | B20 | 935 | 640 | 0 | 81.5 | 81.48 | 0.01 | 0
2035 | TVA_2_ENT | TVA | ENT | Internal | Shoulder | B11 | 25 | 500 | 0 | 118.6 | 124.91 | 9 | 0
2035 | TVA_2_ENT | TVA | ENT | Internal | Shoulder | B12 | 200 | 500 | 0 | 118.6 | 117.39 | 9 | 0
2035 | TVA_2_ENT | TVA | ENT | Internal | Shoulder | B13 | 600 | 500 | 0 | 118.6 | 117.39 | 9 | 0
2035 | TVA_2_ENT | TVA | ENT | Internal | Shoulder | B14 | 900 | 500 | 0 | 118.6 | 114.64 | 9 | 0
2035 | TVA_2_ENT | TVA | ENT | Internal | Shoulder | B15 | 1203 | 500 | 0 | 97.32 | 89.27 | 9 | 0
2035 | TVA_2_ENT | TVA | ENT | Internal | Summer | B1 | 10 | 500 | 0 | 218.61 | 219.6 | 9 | 0
2035 | TVA_2_ENT | TVA | ENT | Internal | Summer | B2 | 25 | 500 | 0 | 216.47 | 217.46 | 9 | 0
2035 | TVA_2_ENT | TVA | ENT | Internal | Summer | B3 | 75 | 500 | 0 | 212.33 | 213.33 | 9 | 0
2035 | TVA_2_ENT | TVA | ENT | Internal | Summer | B4 | 100 | 500 | 500 | 141.7 | 150.78 | 9 | 0.09
2035 | TVA_2_ENT | TVA | ENT | Internal | Summer | B5 | 200 | 500 | 0 | 131.92 | 134.92 | 9 | 0
2035 | TVA_2_ENT | TVA | ENT | Internal | Summer | B6 | 300 | 500 | 500 | 117.33 | 127.73 | 9 | 1.41
2035 | TVA_2_ENT | TVA | ENT | Internal | Summer | B7 | 400 | 500 | 0 | 117.33 | 126.31 | 9 | 0
2035 | TVA_2_ENT | TVA | ENT | Internal | Summer | B8 | 500 | 500 | 0 | 117.33 | 115.88 | 9 | 0
2035 | TVA_2_ENT | TVA | ENT | Internal | Summer | B9 | 800 | 500 | 0 | 117.33 | 115.88 | 9 | 0
2035 | TVA_2_ENT | TVA | ENT | Internal | Summer | B10 | 1262 | 500 | 0 | 102.23 | 103.51 | 9 | 0
2035 | TVA_2_ENT | TVA | ENT | Internal | Winter | B16 | 25 | 500 | 0 | 121.38 | 122.07 | 9 | 0
2035 | TVA_2_ENT | TVA | ENT | Internal | Winter | B17 | 100 | 500 | 0 | 121.38 | 120.46 | 9 | 0
2035 | TVA_2_ENT | TVA | ENT | Internal | Winter | B18 | 400 | 500 | 0 | 121.38 | 120.46 | 9 | 0
2035 | TVA_2_ENT | TVA | ENT | Internal | Winter | B19 | 700 | 500 | 0 | 121.38 | 117.89 | 9 | 0
2035 | TVA_2_ENT | TVA | ENT | Internal | Winter | B20 | 935 | 500 | 0 | 94.76 | 86.75 | 9 | 0
2035 | TVA_2_MISO_MO-IL | TVA | MISO_MO-IL | Internal | Shoulder | B11 | 25 | 50 | 0 | 118.6 | 116.91 | 9 | 0
2035 | TVA_2_MISO_MO-IL | TVA | MISO_MO-IL | Internal | Shoulder | B12 | 200 | 50 | 0 | 118.6 | 114.86 | 9 | 0
2035 | TVA_2_MISO_MO-IL | TVA | MISO_MO-IL | Internal | Shoulder | B13 | 600 | 50 | 0 | 118.6 | 114.86 | 9 | 0
2035 | TVA_2_MISO_MO-IL | TVA | MISO_MO-IL | Internal | Shoulder | B14 | 900 | 50 | 0 | 118.6 | 114.84 | 9 | 0
2035 | TVA_2_MISO_MO-IL | TVA | MISO_MO-IL | Internal | Shoulder | B15 | 1203 | 50 | 0 | 97.32 | 97.27 | 9 | 0
2035 | TVA_2_MISO_MO-IL | TVA | MISO_MO-IL | Internal | Summer | B1 | 10 | 50 | 0 | 218.61 | 212.95 | 9 | 0
2035 | TVA_2_MISO_MO-IL | TVA | MISO_MO-IL | Internal | Summer | B2 | 25 | 50 | 0 | 216.47 | 212.46 | 9 | 0
2035 | TVA_2_MISO_MO-IL | TVA | MISO_MO-IL | Internal | Summer | B3 | 75 | 50 | 0 | 212.33 | 212.46 | 9 | 0
2035 | TVA_2_MISO_MO-IL | TVA | MISO_MO-IL | Internal | Summer | B4 | 100 | 50 | 50 | 141.7 | 152.7 | 9 | 2
2035 | TVA_2_MISO_MO-IL | TVA | MISO_MO-IL | Internal | Summer | B5 | 200 | 50 | 50 | 131.92 | 142.92 | 9 | 2
2035 | TVA_2_MISO_MO-IL | TVA | MISO_MO-IL | Internal | Summer | B6 | 300 | 50 | 50 | 117.33 | 134.03 | 9 | 7.7
2035 | TVA_2_MISO_MO-IL | TVA | MISO_MO-IL | Internal | Summer | B7 | 400 | 50 | 50 | 117.33 | 129.96 | 9 | 3.63
2035 | TVA_2_MISO_MO-IL | TVA | MISO_MO-IL | Internal | Summer | B8 | 500 | 50 | 0 | 117.33 | 113.41 | 9 | 0
2035 | TVA_2_MISO_MO-IL | TVA | MISO_MO-IL | Internal | Summer | B9 | 800 | 50 | 0 | 117.33 | 113.41 | 9 | 0
2035 | TVA_2_MISO_MO-IL | TVA | MISO_MO-IL | Internal | Summer | B10 | 1262 | 50 | 50 | 102.23 | 111.51 | 9 | 0.28
2035 | TVA_2_MISO_MO-IL | TVA | MISO_MO-IL | Internal | Winter | B16 | 25 | 50 | 0 | 121.38 | 117.88 | 9 | 0
2035 | TVA_2_MISO_MO-IL | TVA | MISO_MO-IL | Internal | Winter | B17 | 100 | 50 | 0 | 121.38 | 117.88 | 9 | 0
2035 | TVA_2_MISO_MO-IL | TVA | MISO_MO-IL | Internal | Winter | B18 | 400 | 50 | 0 | 121.38 | 117.88 | 9 | 0
2035 | TVA_2_MISO_MO-IL | TVA | MISO_MO-IL | Internal | Winter | B19 | 700 | 50 | 0 | 121.38 | 117.88 | 9 | 0
2035 | TVA_2_MISO_MO-IL | TVA | MISO_MO-IL | Internal | Winter | B20 | 935 | 50 | 0 | 94.76 | 94.23 | 9 | 0
2035 | TVA_2_NonRTO_Midwest | TVA | NonRTO_Midwest | Internal | Shoulder | B11 | 25 | 100 | 0 | 118.6 | 118.54 | 9 | 0
2035 | TVA_2_NonRTO_Midwest | TVA | NonRTO_Midwest | Internal | Shoulder | B12 | 200 | 100 | 0 | 118.6 | 118.54 | 9 | 0
2035 | TVA_2_NonRTO_Midwest | TVA | NonRTO_Midwest | Internal | Shoulder | B13 | 600 | 100 | 0 | 118.6 | 118.54 | 9 | 0
2035 | TVA_2_NonRTO_Midwest | TVA | NonRTO_Midwest | Internal | Shoulder | B14 | 900 | 100 | 0 | 118.6 | 118.54 | 9 | 0
2035 | TVA_2_NonRTO_Midwest | TVA | NonRTO_Midwest | Internal | Shoulder | B15 | 1203 | 100 | 0 | 97.32 | 104.78 | 9 | 0
2035 | TVA_2_NonRTO_Midwest | TVA | NonRTO_Midwest | Internal | Summer | B1 | 10 | 100 | 0 | 218.61 | 210.6 | 9 | 0
2035 | TVA_2_NonRTO_Midwest | TVA | NonRTO_Midwest | Internal | Summer | B2 | 25 | 100 | 0 | 216.47 | 208.46 | 9 | 0
2035 | TVA_2_NonRTO_Midwest | TVA | NonRTO_Midwest | Internal | Summer | B3 | 75 | 100 | 0 | 212.33 | 145.33 | 9 | 0
2035 | TVA_2_NonRTO_Midwest | TVA | NonRTO_Midwest | Internal | Summer | B4 | 100 | 100 | 0 | 141.7 | 123.68 | 9 | 0
2035 | TVA_2_NonRTO_Midwest | TVA | NonRTO_Midwest | Internal | Summer | B5 | 200 | 100 | 0 | 131.92 | 117.03 | 9 | 0
2035 | TVA_2_NonRTO_Midwest | TVA | NonRTO_Midwest | Internal | Summer | B6 | 300 | 100 | 0 | 117.33 | 117.03 | 9 | 0
2035 | TVA_2_NonRTO_Midwest | TVA | NonRTO_Midwest | Internal | Summer | B7 | 400 | 100 | 0 | 117.33 | 117.03 | 9 | 0
2035 | TVA_2_NonRTO_Midwest | TVA | NonRTO_Midwest | Internal | Summer | B8 | 500 | 100 | 0 | 117.33 | 116.85 | 9 | 0
2035 | TVA_2_NonRTO_Midwest | TVA | NonRTO_Midwest | Internal | Summer | B9 | 800 | 100 | 0 | 117.33 | 116.85 | 9 | 0
2035 | TVA_2_NonRTO_Midwest | TVA | NonRTO_Midwest | Internal | Summer | B10 | 1262 | 100 | 0 | 102.23 | 105.24 | 9 | 0
2035 | TVA_2_NonRTO_Midwest | TVA | NonRTO_Midwest | Internal | Winter | B16 | 25 | 100 | 0 | 121.38 | 121.86 | 9 | 0
2035 | TVA_2_NonRTO_Midwest | TVA | NonRTO_Midwest | Internal | Winter | B17 | 100 | 100 | 0 | 121.38 | 121.86 | 9 | 0
2035 | TVA_2_NonRTO_Midwest | TVA | NonRTO_Midwest | Internal | Winter | B18 | 400 | 100 | 0 | 121.38 | 121.86 | 9 | 0
2035 | TVA_2_NonRTO_Midwest | TVA | NonRTO_Midwest | Internal | Winter | B19 | 700 | 100 | 0 | 121.38 | 121.86 | 9 | 0
2035 | TVA_2_NonRTO_Midwest | TVA | NonRTO_Midwest | Internal | Winter | B20 | 935 | 100 | 0 | 94.76 | 101.13 | 9 | 0
2035 | TVA_2_PJM_ROR | TVA | PJM_ROR | Internal | Shoulder | B11 | 25 | 500 | 0 | 118.6 | 114.9 | 9 | 0
2035 | TVA_2_PJM_ROR | TVA | PJM_ROR | Internal | Shoulder | B12 | 200 | 500 | 0 | 118.6 | 116.11 | 9 | 0
2035 | TVA_2_PJM_ROR | TVA | PJM_ROR | Internal | Shoulder | B13 | 600 | 500 | 0 | 118.6 | 114.79 | 9 | 0
2035 | TVA_2_PJM_ROR | TVA | PJM_ROR | Internal | Shoulder | B14 | 900 | 500 | 0 | 118.6 | 114.79 | 9 | 0
2035 | TVA_2_PJM_ROR | TVA | PJM_ROR | Internal | Shoulder | B15 | 1203 | 500 | 0 | 97.32 | 95.86 | 9 | 0
2035 | TVA_2_PJM_ROR | TVA | PJM_ROR | Internal | Summer | B1 | 10 | 500 | 0 | 218.61 | 212.6 | 9 | 0
2035 | TVA_2_PJM_ROR | TVA | PJM_ROR | Internal | Summer | B2 | 25 | 500 | 0 | 216.47 | 212.6 | 9 | 0
2035 | TVA_2_PJM_ROR | TVA | PJM_ROR | Internal | Summer | B3 | 75 | 500 | 0 | 212.33 | 208.33 | 9 | 0
2035 | TVA_2_PJM_ROR | TVA | PJM_ROR | Internal | Summer | B4 | 100 | 500 | 282.33 | 141.7 | 150.7 | 9 | 0
2035 | TVA_2_PJM_ROR | TVA | PJM_ROR | Internal | Summer | B5 | 200 | 500 | 184.26 | 131.92 | 140.92 | 9 | 0
2035 | TVA_2_PJM_ROR | TVA | PJM_ROR | Internal | Summer | B6 | 300 | 500 | 500 | 117.33 | 131.39 | 9 | 5.07
2035 | TVA_2_PJM_ROR | TVA | PJM_ROR | Internal | Summer | B7 | 400 | 500 | 500 | 117.33 | 127.95 | 9 | 1.62
2035 | TVA_2_PJM_ROR | TVA | PJM_ROR | Internal | Summer | B8 | 500 | 500 | 0 | 117.33 | 115.41 | 9 | 0
2035 | TVA_2_PJM_ROR | TVA | PJM_ROR | Internal | Summer | B9 | 800 | 500 | 0 | 117.33 | 113.16 | 9 | 0
2035 | TVA_2_PJM_ROR | TVA | PJM_ROR | Internal | Summer | B10 | 1262 | 500 | 500 | 102.23 | 111.24 | 9 | 0.01
2035 | TVA_2_PJM_ROR | TVA | PJM_ROR | Internal | Winter | B16 | 25 | 500 | 0 | 121.38 | 119.75 | 9 | 0
2035 | TVA_2_PJM_ROR | TVA | PJM_ROR | Internal | Winter | B17 | 100 | 500 | 0 | 121.38 | 119.9 | 9 | 0
2035 | TVA_2_PJM_ROR | TVA | PJM_ROR | Internal | Winter | B18 | 400 | 500 | 0 | 121.38 | 118.29 | 9 | 0
2035 | TVA_2_PJM_ROR | TVA | PJM_ROR | Internal | Winter | B19 | 700 | 500 | 0 | 121.38 | 118.29 | 9 | 0
2035 | TVA_2_PJM_ROR | TVA | PJM_ROR | Internal | Winter | B20 | 935 | 500 | 0 | 94.76 | 92.23 | 9 | 0
2035 | TVA_2_SOCO | TVA | SOCO | Internal | Shoulder | B11 | 25 | 500 | 500 | 118.6 | 129.9 | 9 | 2.3
2035 | TVA_2_SOCO | TVA | SOCO | Internal | Shoulder | B12 | 200 | 500 | 0 | 118.6 | 119.26 | 9 | 0
2035 | TVA_2_SOCO | TVA | SOCO | Internal | Shoulder | B13 | 600 | 500 | 0 | 118.6 | 119.26 | 9 | 0
2035 | TVA_2_SOCO | TVA | SOCO | Internal | Shoulder | B14 | 900 | 500 | 0 | 118.6 | 119.26 | 9 | 0
2035 | TVA_2_SOCO | TVA | SOCO | Internal | Shoulder | B15 | 1203 | 500 | 0 | 97.32 | 95.86 | 9 | 0
2035 | TVA_2_SOCO | TVA | SOCO | Internal | Summer | B1 | 10 | 500 | 0.05 | 218.61 | 227.6 | 9 | 0
2035 | TVA_2_SOCO | TVA | SOCO | Internal | Summer | B2 | 25 | 500 | 0.02 | 216.47 | 225.46 | 9 | 0
2035 | TVA_2_SOCO | TVA | SOCO | Internal | Summer | B3 | 75 | 500 | 113.41 | 212.33 | 221.33 | 9 | 0
2035 | TVA_2_SOCO | TVA | SOCO | Internal | Summer | B4 | 100 | 500 | 0 | 141.7 | 148.36 | 9 | 0
2035 | TVA_2_SOCO | TVA | SOCO | Internal | Summer | B5 | 200 | 500 | 500 | 131.92 | 142.92 | 9 | 2
2035 | TVA_2_SOCO | TVA | SOCO | Internal | Summer | B6 | 300 | 500 | 500 | 117.33 | 128.03 | 9 | 1.7
2035 | TVA_2_SOCO | TVA | SOCO | Internal | Summer | B7 | 400 | 500 | 0 | 117.33 | 117.93 | 9 | 0
2035 | TVA_2_SOCO | TVA | SOCO | Internal | Summer | B8 | 500 | 500 | 0 | 117.33 | 117.93 | 9 | 0
2035 | TVA_2_SOCO | TVA | SOCO | Internal | Summer | B9 | 800 | 500 | 0 | 117.33 | 117.93 | 9 | 0
2035 | TVA_2_SOCO | TVA | SOCO | Internal | Summer | B10 | 1262 | 500 | 0 | 102.23 | 94.24 | 9 | 0
2035 | TVA_2_SOCO | TVA | SOCO | Internal | Winter | B16 | 25 | 500 | 0 | 121.38 | 130.07 | 9 | 0
2035 | TVA_2_SOCO | TVA | SOCO | Internal | Winter | B17 | 100 | 500 | 0 | 121.38 | 122.22 | 9 | 0
2035 | TVA_2_SOCO | TVA | SOCO | Internal | Winter | B18 | 400 | 500 | 0 | 121.38 | 122.22 | 9 | 0
2035 | TVA_2_SOCO | TVA | SOCO | Internal | Winter | B19 | 700 | 500 | 0 | 121.38 | 122.22 | 9 | 0
2035 | TVA_2_SOCO | TVA | SOCO | Internal | Winter | B20 | 935 | 500 | 0 | 94.76 | 93.17 | 9 | 0
2035 | TVA_2_VACAR | TVA | VACAR | Internal | Shoulder | B11 | 25 | 150 | 0 | 118.6 | 121.07 | 9 | 0
2035 | TVA_2_VACAR | TVA | VACAR | Internal | Shoulder | B12 | 200 | 150 | 0 | 118.6 | 120.85 | 9 | 0
2035 | TVA_2_VACAR | TVA | VACAR | Internal | Shoulder | B13 | 600 | 150 | 0 | 118.6 | 120.31 | 9 | 0
2035 | TVA_2_VACAR | TVA | VACAR | Internal | Shoulder | B14 | 900 | 150 | 0 | 118.6 | 114.99 | 9 | 0
2035 | TVA_2_VACAR | TVA | VACAR | Internal | Shoulder | B15 | 1203 | 150 | 0 | 97.32 | 88.86 | 9 | 0
2035 | TVA_2_VACAR | TVA | VACAR | Internal | Summer | B1 | 10 | 150 | 0 | 218.61 | 220.6 | 9 | 0
2035 | TVA_2_VACAR | TVA | VACAR | Internal | Summer | B2 | 25 | 150 | 0 | 216.47 | 221.76 | 9 | 0
2035 | TVA_2_VACAR | TVA | VACAR | Internal | Summer | B3 | 75 | 150 | 0 | 212.33 | 214.33 | 9 | 0
2035 | TVA_2_VACAR | TVA | VACAR | Internal | Summer | B4 | 100 | 150 | 0 | 141.7 | 141.36 | 9 | 0
2035 | TVA_2_VACAR | TVA | VACAR | Internal | Summer | B5 | 200 | 150 | 0 | 131.92 | 135.92 | 9 | 0
2035 | TVA_2_VACAR | TVA | VACAR | Internal | Summer | B6 | 300 | 150 | 0 | 117.33 | 121.03 | 9 | 0
2035 | TVA_2_VACAR | TVA | VACAR | Internal | Summer | B7 | 400 | 150 | 0 | 117.33 | 118.95 | 9 | 0
2035 | TVA_2_VACAR | TVA | VACAR | Internal | Summer | B8 | 500 | 150 | 0 | 117.33 | 118.95 | 9 | 0
2035 | TVA_2_VACAR | TVA | VACAR | Internal | Summer | B9 | 800 | 150 | 0 | 117.33 | 118.95 | 9 | 0
2035 | TVA_2_VACAR | TVA | VACAR | Internal | Summer | B10 | 1262 | 150 | 0 | 102.23 | 104.24 | 9 | 0
2035 | TVA_2_VACAR | TVA | VACAR | Internal | Winter | B16 | 25 | 150 | 0 | 121.38 | 125.9 | 9 | 0
2035 | TVA_2_VACAR | TVA | VACAR | Internal | Winter | B17 | 100 | 150 | 0 | 121.38 | 125.9 | 9 | 0
2035 | TVA_2_VACAR | TVA | VACAR | Internal | Winter | B18 | 400 | 150 | 0 | 121.38 | 119.05 | 9 | 0
2035 | TVA_2_VACAR | TVA | VACAR | Internal | Winter | B19 | 700 | 150 | 0 | 121.38 | 119.05 | 9 | 0
2035 | TVA_2_VACAR | TVA | VACAR | Internal | Winter | B20 | 935 | 150 | 0 | 94.76 | 87.51 | 9 | 0
2035 | TVA_Transmission_2_ENT | TVA_Transmission | ENT | Internal | Shoulder | B11 | 25 | 3000 | 0 | 120.9 | 124.91 | 9 | 0
2035 | TVA_Transmission_2_ENT | TVA_Transmission | ENT | Internal | Shoulder | B12 | 200 | 3000 | 0 | 119.78 | 117.39 | 9 | 0
2035 | TVA_Transmission_2_ENT | TVA_Transmission | ENT | Internal | Shoulder | B13 | 600 | 3000 | 0 | 119.52 | 117.39 | 9 | 0
2035 | TVA_Transmission_2_ENT | TVA_Transmission | ENT | Internal | Shoulder | B14 | 900 | 3000 | 0 | 119.27 | 114.64 | 9 | 0
2035 | TVA_Transmission_2_ENT | TVA_Transmission | ENT | Internal | Shoulder | B15 | 1203 | 3000 | 0 | 97.31 | 89.27 | 9 | 0
2035 | TVA_Transmission_2_ENT | TVA_Transmission | ENT | Internal | Summer | B1 | 10 | 3000 | 0 | 218.6 | 219.6 | 9 | 0
2035 | TVA_Transmission_2_ENT | TVA_Transmission | ENT | Internal | Summer | B2 | 25 | 3000 | 0 | 216.46 | 217.46 | 9 | 0
2035 | TVA_Transmission_2_ENT | TVA_Transmission | ENT | Internal | Summer | B3 | 75 | 3000 | 0 | 212.33 | 213.33 | 9 | 0
2035 | TVA_Transmission_2_ENT | TVA_Transmission | ENT | Internal | Summer | B4 | 100 | 3000 | 0 | 143.7 | 150.78 | 9 | 0
2035 | TVA_Transmission_2_ENT | TVA_Transmission | ENT | Internal | Summer | B5 | 200 | 3000 | 0 | 133.92 | 134.92 | 9 | 0
2035 | TVA_Transmission_2_ENT | TVA_Transmission | ENT | Internal | Summer | B6 | 300 | 3000 | 0 | 125.03 | 127.73 | 9 | 0
2035 | TVA_Transmission_2_ENT | TVA_Transmission | ENT | Internal | Summer | B7 | 400 | 3000 | 0 | 123 | 126.31 | 9 | 0
2035 | TVA_Transmission_2_ENT | TVA_Transmission | ENT | Internal | Summer | B8 | 500 | 3000 | 0 | 118.6 | 115.88 | 9 | 0
2035 | TVA_Transmission_2_ENT | TVA_Transmission | ENT | Internal | Summer | B9 | 800 | 3000 | 0 | 118.18 | 115.88 | 9 | 0
2035 | TVA_Transmission_2_ENT | TVA_Transmission | ENT | Internal | Summer | B10 | 1262 | 3000 | 0 | 103.8 | 103.51 | 9 | 0
2035 | TVA_Transmission_2_ENT | TVA_Transmission | ENT | Internal | Winter | B16 | 25 | 3000 | 0 | 123.48 | 122.07 | 9 | 0
2035 | TVA_Transmission_2_ENT | TVA_Transmission | ENT | Internal | Winter | B17 | 100 | 3000 | 0 | 122.9 | 120.46 | 9 | 0
2035 | TVA_Transmission_2_ENT | TVA_Transmission | ENT | Internal | Winter | B18 | 400 | 3000 | 0 | 122.39 | 120.46 | 9 | 0
2035 | TVA_Transmission_2_ENT | TVA_Transmission | ENT | Internal | Winter | B19 | 700 | 3000 | 0 | 122.34 | 117.89 | 9 | 0
2035 | TVA_Transmission_2_ENT | TVA_Transmission | ENT | Internal | Winter | B20 | 935 | 3000 | 0 | 94.75 | 86.75 | 9 | 0
2035 | TVA_Transmission_2_MISO_MO-IL | TVA_Transmission | MISO_MO-IL | Internal | Shoulder | B11 | 25 | 4000 | 0 | 120.9 | 116.91 | 9 | 0
2035 | TVA_Transmission_2_MISO_MO-IL | TVA_Transmission | MISO_MO-IL | Internal | Shoulder | B12 | 200 | 4000 | 0 | 119.78 | 114.86 | 9 | 0
2035 | TVA_Transmission_2_MISO_MO-IL | TVA_Transmission | MISO_MO-IL | Internal | Shoulder | B13 | 600 | 4000 | 0 | 119.52 | 114.86 | 9 | 0
2035 | TVA_Transmission_2_MISO_MO-IL | TVA_Transmission | MISO_MO-IL | Internal | Shoulder | B14 | 900 | 4000 | 0 | 119.27 | 114.84 | 9 | 0
2035 | TVA_Transmission_2_MISO_MO-IL | TVA_Transmission | MISO_MO-IL | Internal | Shoulder | B15 | 1203 | 4000 | 0 | 97.31 | 97.27 | 9 | 0
2035 | TVA_Transmission_2_MISO_MO-IL | TVA_Transmission | MISO_MO-IL | Internal | Summer | B1 | 10 | 4000 | 0 | 218.6 | 212.95 | 9 | 0
2035 | TVA_Transmission_2_MISO_MO-IL | TVA_Transmission | MISO_MO-IL | Internal | Summer | B2 | 25 | 4000 | 0 | 216.46 | 212.46 | 9 | 0
2035 | TVA_Transmission_2_MISO_MO-IL | TVA_Transmission | MISO_MO-IL | Internal | Summer | B3 | 75 | 4000 | 0 | 212.33 | 212.46 | 9 | 0
2035 | TVA_Transmission_2_MISO_MO-IL | TVA_Transmission | MISO_MO-IL | Internal | Summer | B4 | 100 | 4000 | 2400 | 143.7 | 152.7 | 9 | 0
2035 | TVA_Transmission_2_MISO_MO-IL | TVA_Transmission | MISO_MO-IL | Internal | Summer | B5 | 200 | 4000 | 2362.79 | 133.92 | 142.92 | 9 | 0
2035 | TVA_Transmission_2_MISO_MO-IL | TVA_Transmission | MISO_MO-IL | Internal | Summer | B6 | 300 | 4000 | 2124.83 | 125.03 | 134.03 | 9 | 0
2035 | TVA_Transmission_2_MISO_MO-IL | TVA_Transmission | MISO_MO-IL | Internal | Summer | B7 | 400 | 4000 | 0 | 123 | 129.96 | 9 | 0
2035 | TVA_Transmission_2_MISO_MO-IL | TVA_Transmission | MISO_MO-IL | Internal | Summer | B8 | 500 | 4000 | 0 | 118.6 | 113.41 | 9 | 0
2035 | TVA_Transmission_2_MISO_MO-IL | TVA_Transmission | MISO_MO-IL | Internal | Summer | B9 | 800 | 4000 | 0 | 118.18 | 113.41 | 9 | 0
2035 | TVA_Transmission_2_MISO_MO-IL | TVA_Transmission | MISO_MO-IL | Internal | Summer | B10 | 1262 | 4000 | 0 | 103.8 | 111.51 | 9 | 0
2035 | TVA_Transmission_2_MISO_MO-IL | TVA_Transmission | MISO_MO-IL | Internal | Winter | B16 | 25 | 4000 | 0 | 123.48 | 117.88 | 9 | 0
2035 | TVA_Transmission_2_MISO_MO-IL | TVA_Transmission | MISO_MO-IL | Internal | Winter | B17 | 100 | 4000 | 0 | 122.9 | 117.88 | 9 | 0
2035 | TVA_Transmission_2_MISO_MO-IL | TVA_Transmission | MISO_MO-IL | Internal | Winter | B18 | 400 | 4000 | 0 | 122.39 | 117.88 | 9 | 0
2035 | TVA_Transmission_2_MISO_MO-IL | TVA_Transmission | MISO_MO-IL | Internal | Winter | B19 | 700 | 4000 | 0 | 122.34 | 117.88 | 9 | 0
2035 | TVA_Transmission_2_MISO_MO-IL | TVA_Transmission | MISO_MO-IL | Internal | Winter | B20 | 935 | 4000 | 0 | 94.75 | 94.23 | 9 | 0
2035 | TVA_Transmission_2_NonRTO_Midwest | TVA_Transmission | NonRTO_Midwest | Internal | Shoulder | B11 | 25 | 700 | 0 | 120.9 | 118.54 | 9 | 0
2035 | TVA_Transmission_2_NonRTO_Midwest | TVA_Transmission | NonRTO_Midwest | Internal | Shoulder | B12 | 200 | 700 | 0 | 119.78 | 118.54 | 9 | 0
2035 | TVA_Transmission_2_NonRTO_Midwest | TVA_Transmission | NonRTO_Midwest | Internal | Shoulder | B13 | 600 | 700 | 0 | 119.52 | 118.54 | 9 | 0
2035 | TVA_Transmission_2_NonRTO_Midwest | TVA_Transmission | NonRTO_Midwest | Internal | Shoulder | B14 | 900 | 700 | 0 | 119.27 | 118.54 | 9 | 0
2035 | TVA_Transmission_2_NonRTO_Midwest | TVA_Transmission | NonRTO_Midwest | Internal | Shoulder | B15 | 1203 | 700 | 0 | 97.31 | 104.78 | 9 | 0
2035 | TVA_Transmission_2_NonRTO_Midwest | TVA_Transmission | NonRTO_Midwest | Internal | Summer | B1 | 10 | 700 | 0 | 218.6 | 210.6 | 9 | 0
2035 | TVA_Transmission_2_NonRTO_Midwest | TVA_Transmission | NonRTO_Midwest | Internal | Summer | B2 | 25 | 700 | 0 | 216.46 | 208.46 | 9 | 0
2035 | TVA_Transmission_2_NonRTO_Midwest | TVA_Transmission | NonRTO_Midwest | Internal | Summer | B3 | 75 | 700 | 0 | 212.33 | 145.33 | 9 | 0
2035 | TVA_Transmission_2_NonRTO_Midwest | TVA_Transmission | NonRTO_Midwest | Internal | Summer | B4 | 100 | 700 | 0 | 143.7 | 123.68 | 9 | 0
2035 | TVA_Transmission_2_NonRTO_Midwest | TVA_Transmission | NonRTO_Midwest | Internal | Summer | B5 | 200 | 700 | 0 | 133.92 | 117.03 | 9 | 0
2035 | TVA_Transmission_2_NonRTO_Midwest | TVA_Transmission | NonRTO_Midwest | Internal | Summer | B6 | 300 | 700 | 0 | 125.03 | 117.03 | 9 | 0
2035 | TVA_Transmission_2_NonRTO_Midwest | TVA_Transmission | NonRTO_Midwest | Internal | Summer | B7 | 400 | 700 | 0 | 123 | 117.03 | 9 | 0
2035 | TVA_Transmission_2_NonRTO_Midwest | TVA_Transmission | NonRTO_Midwest | Internal | Summer | B8 | 500 | 700 | 0 | 118.6 | 116.85 | 9 | 0
2035 | TVA_Transmission_2_NonRTO_Midwest | TVA_Transmission | NonRTO_Midwest | Internal | Summer | B9 | 800 | 700 | 0 | 118.18 | 116.85 | 9 | 0
2035 | TVA_Transmission_2_NonRTO_Midwest | TVA_Transmission | NonRTO_Midwest | Internal | Summer | B10 | 1262 | 700 | 0 | 103.8 | 105.24 | 9 | 0
2035 | TVA_Transmission_2_NonRTO_Midwest | TVA_Transmission | NonRTO_Midwest | Internal | Winter | B16 | 25 | 700 | 0 | 123.48 | 121.86 | 9 | 0
2035 | TVA_Transmission_2_NonRTO_Midwest | TVA_Transmission | NonRTO_Midwest | Internal | Winter | B17 | 100 | 700 | 0 | 122.9 | 121.86 | 9 | 0
2035 | TVA_Transmission_2_NonRTO_Midwest | TVA_Transmission | NonRTO_Midwest | Internal | Winter | B18 | 400 | 700 | 0 | 122.39 | 121.86 | 9 | 0
2035 | TVA_Transmission_2_NonRTO_Midwest | TVA_Transmission | NonRTO_Midwest | Internal | Winter | B19 | 700 | 700 | 0 | 122.34 | 121.86 | 9 | 0
2035 | TVA_Transmission_2_NonRTO_Midwest | TVA_Transmission | NonRTO_Midwest | Internal | Winter | B20 | 935 | 700 | 0 | 94.75 | 101.13 | 9 | 0
2035 | TVA_Transmission_2_PJM_ROR | TVA_Transmission | PJM_ROR | Internal | Shoulder | B11 | 25 | 2000 | 0 | 120.9 | 114.9 | 9 | 0
2035 | TVA_Transmission_2_PJM_ROR | TVA_Transmission | PJM_ROR | Internal | Shoulder | B12 | 200 | 2000 | 0 | 119.78 | 116.11 | 9 | 0
2035 | TVA_Transmission_2_PJM_ROR | TVA_Transmission | PJM_ROR | Internal | Shoulder | B13 | 600 | 2000 | 0 | 119.52 | 114.79 | 9 | 0
2035 | TVA_Transmission_2_PJM_ROR | TVA_Transmission | PJM_ROR | Internal | Shoulder | B14 | 900 | 2000 | 0 | 119.27 | 114.79 | 9 | 0
2035 | TVA_Transmission_2_PJM_ROR | TVA_Transmission | PJM_ROR | Internal | Shoulder | B15 | 1203 | 2000 | 0 | 97.31 | 95.86 | 9 | 0
2035 | TVA_Transmission_2_PJM_ROR | TVA_Transmission | PJM_ROR | Internal | Summer | B1 | 10 | 2000 | 0 | 218.6 | 212.6 | 9 | 0
2035 | TVA_Transmission_2_PJM_ROR | TVA_Transmission | PJM_ROR | Internal | Summer | B2 | 25 | 2000 | 0 | 216.46 | 212.6 | 9 | 0
2035 | TVA_Transmission_2_PJM_ROR | TVA_Transmission | PJM_ROR | Internal | Summer | B3 | 75 | 2000 | 0 | 212.33 | 208.33 | 9 | 0
2035 | TVA_Transmission_2_PJM_ROR | TVA_Transmission | PJM_ROR | Internal | Summer | B4 | 100 | 2000 | 0 | 143.7 | 150.7 | 9 | 0
2035 | TVA_Transmission_2_PJM_ROR | TVA_Transmission | PJM_ROR | Internal | Summer | B5 | 200 | 2000 | 0 | 133.92 | 140.92 | 9 | 0
2035 | TVA_Transmission_2_PJM_ROR | TVA_Transmission | PJM_ROR | Internal | Summer | B6 | 300 | 2000 | 0 | 125.03 | 131.39 | 9 | 0
2035 | TVA_Transmission_2_PJM_ROR | TVA_Transmission | PJM_ROR | Internal | Summer | B7 | 400 | 2000 | 0 | 123 | 127.95 | 9 | 0
2035 | TVA_Transmission_2_PJM_ROR | TVA_Transmission | PJM_ROR | Internal | Summer | B8 | 500 | 2000 | 0 | 118.6 | 115.41 | 9 | 0
2035 | TVA_Transmission_2_PJM_ROR | TVA_Transmission | PJM_ROR | Internal | Summer | B9 | 800 | 2000 | 0 | 118.18 | 113.16 | 9 | 0
2035 | TVA_Transmission_2_PJM_ROR | TVA_Transmission | PJM_ROR | Internal | Summer | B10 | 1262 | 2000 | 0 | 103.8 | 111.24 | 9 | 0
2035 | TVA_Transmission_2_PJM_ROR | TVA_Transmission | PJM_ROR | Internal | Winter | B16 | 25 | 2000 | 0 | 123.48 | 119.75 | 9 | 0
2035 | TVA_Transmission_2_PJM_ROR | TVA_Transmission | PJM_ROR | Internal | Winter | B17 | 100 | 2000 | 0 | 122.9 | 119.9 | 9 | 0
2035 | TVA_Transmission_2_PJM_ROR | TVA_Transmission | PJM_ROR | Internal | Winter | B18 | 400 | 2000 | 0 | 122.39 | 118.29 | 9 | 0
2035 | TVA_Transmission_2_PJM_ROR | TVA_Transmission | PJM_ROR | Internal | Winter | B19 | 700 | 2000 | 0 | 122.34 | 118.29 | 9 | 0
2035 | TVA_Transmission_2_PJM_ROR | TVA_Transmission | PJM_ROR | Internal | Winter | B20 | 935 | 2000 | 0 | 94.75 | 92.23 | 9 | 0
2035 | TVA_Transmission_2_SOCO | TVA_Transmission | SOCO | Internal | Shoulder | B11 | 25 | 3200 | 1658.99 | 120.9 | 129.9 | 9 | 0
2035 | TVA_Transmission_2_SOCO | TVA_Transmission | SOCO | Internal | Shoulder | B12 | 200 | 3200 | 0 | 119.78 | 119.26 | 9 | 0
2035 | TVA_Transmission_2_SOCO | TVA_Transmission | SOCO | Internal | Shoulder | B13 | 600 | 3200 | 0 | 119.52 | 119.26 | 9 | 0
2035 | TVA_Transmission_2_SOCO | TVA_Transmission | SOCO | Internal | Shoulder | B14 | 900 | 3200 | 0 | 119.27 | 119.26 | 9 | 0
2035 | TVA_Transmission_2_SOCO | TVA_Transmission | SOCO | Internal | Shoulder | B15 | 1203 | 3200 | 0 | 97.31 | 95.86 | 9 | 0
2035 | TVA_Transmission_2_SOCO | TVA_Transmission | SOCO | Internal | Summer | B1 | 10 | 3200 | 255.37 | 218.6 | 227.6 | 9 | 0
2035 | TVA_Transmission_2_SOCO | TVA_Transmission | SOCO | Internal | Summer | B2 | 25 | 3200 | 527.53 | 216.46 | 225.46 | 9 | 0
2035 | TVA_Transmission_2_SOCO | TVA_Transmission | SOCO | Internal | Summer | B3 | 75 | 3200 | 2399.99 | 212.33 | 221.33 | 9 | 0
2035 | TVA_Transmission_2_SOCO | TVA_Transmission | SOCO | Internal | Summer | B4 | 100 | 3200 | 0 | 143.7 | 148.36 | 9 | 0
2035 | TVA_Transmission_2_SOCO | TVA_Transmission | SOCO | Internal | Summer | B5 | 200 | 3200 | 37.21 | 133.92 | 142.92 | 9 | 0
2035 | TVA_Transmission_2_SOCO | TVA_Transmission | SOCO | Internal | Summer | B6 | 300 | 3200 | 0 | 125.03 | 128.03 | 9 | 0
2035 | TVA_Transmission_2_SOCO | TVA_Transmission | SOCO | Internal | Summer | B7 | 400 | 3200 | 0 | 123 | 117.93 | 9 | 0
2035 | TVA_Transmission_2_SOCO | TVA_Transmission | SOCO | Internal | Summer | B8 | 500 | 3200 | 0 | 118.6 | 117.93 | 9 | 0
2035 | TVA_Transmission_2_SOCO | TVA_Transmission | SOCO | Internal | Summer | B9 | 800 | 3200 | 0 | 118.18 | 117.93 | 9 | 0
2035 | TVA_Transmission_2_SOCO | TVA_Transmission | SOCO | Internal | Summer | B10 | 1262 | 3200 | 0 | 103.8 | 94.24 | 9 | 0
2035 | TVA_Transmission_2_SOCO | TVA_Transmission | SOCO | Internal | Winter | B16 | 25 | 3200 | 0 | 123.48 | 130.07 | 9 | 0
2035 | TVA_Transmission_2_SOCO | TVA_Transmission | SOCO | Internal | Winter | B17 | 100 | 3200 | 0 | 122.9 | 122.22 | 9 | 0
2035 | TVA_Transmission_2_SOCO | TVA_Transmission | SOCO | Internal | Winter | B18 | 400 | 3200 | 0 | 122.39 | 122.22 | 9 | 0
2035 | TVA_Transmission_2_SOCO | TVA_Transmission | SOCO | Internal | Winter | B19 | 700 | 3200 | 0 | 122.34 | 122.22 | 9 | 0
2035 | TVA_Transmission_2_SOCO | TVA_Transmission | SOCO | Internal | Winter | B20 | 935 | 3200 | 0 | 94.75 | 93.17 | 9 | 0
2035 | TVA_Transmission_2_TVA | TVA_Transmission | TVA | Internal | Shoulder | B11 | 25 | 99999 | 0 | 120.9 | 118.6 | 0.01 | 0
2035 | TVA_Transmission_2_TVA | TVA_Transmission | TVA | Internal | Shoulder | B12 | 200 | 99999 | 0 | 119.78 | 118.6 | 0.01 | 0
2035 | TVA_Transmission_2_TVA | TVA_Transmission | TVA | Internal | Shoulder | B13 | 600 | 99999 | 0 | 119.52 | 118.6 | 0.01 | 0
2035 | TVA_Transmission_2_TVA | TVA_Transmission | TVA | Internal | Shoulder | B14 | 900 | 99999 | 0 | 119.27 | 118.6 | 0.01 | 0
2035 | TVA_Transmission_2_TVA | TVA_Transmission | TVA | Internal | Shoulder | B15 | 1203 | 99999 | 3000 | 97.31 | 97.32 | 0.01 | 0
2035 | TVA_Transmission_2_TVA | TVA_Transmission | TVA | Internal | Summer | B1 | 10 | 99999 | 2236.23 | 218.6 | 218.61 | 0.01 | 0
2035 | TVA_Transmission_2_TVA | TVA_Transmission | TVA | Internal | Summer | B2 | 25 | 99999 | 1445.37 | 216.46 | 216.47 | 0.01 | 0
2035 | TVA_Transmission_2_TVA | TVA_Transmission | TVA | Internal | Summer | B3 | 75 | 99999 | 0 | 212.33 | 212.33 | 0.01 | 0
2035 | TVA_Transmission_2_TVA | TVA_Transmission | TVA | Internal | Summer | B4 | 100 | 99999 | 0 | 143.7 | 141.7 | 0.01 | 0
2035 | TVA_Transmission_2_TVA | TVA_Transmission | TVA | Internal | Summer | B5 | 200 | 99999 | 0 | 133.92 | 131.92 | 0.01 | 0
2035 | TVA_Transmission_2_TVA | TVA_Transmission | TVA | Internal | Summer | B6 | 300 | 99999 | 0 | 125.03 | 117.33 | 0.01 | 0
2035 | TVA_Transmission_2_TVA | TVA_Transmission | TVA | Internal | Summer | B7 | 400 | 99999 | 0 | 123 | 117.33 | 0.01 | 0
2035 | TVA_Transmission_2_TVA | TVA_Transmission | TVA | Internal | Summer | B8 | 500 | 99999 | 0 | 118.6 | 117.33 | 0.01 | 0
2035 | TVA_Transmission_2_TVA | TVA_Transmission | TVA | Internal | Summer | B9 | 800 | 99999 | 0 | 118.18 | 117.33 | 0.01 | 0
2035 | TVA_Transmission_2_TVA | TVA_Transmission | TVA | Internal | Summer | B10 | 1262 | 99999 | 0 | 103.8 | 102.23 | 0.01 | 0
2035 | TVA_Transmission_2_TVA | TVA_Transmission | TVA | Internal | Winter | B16 | 25 | 99999 | 0 | 123.48 | 121.38 | 0.01 | 0
2035 | TVA_Transmission_2_TVA | TVA_Transmission | TVA | Internal | Winter | B17 | 100 | 99999 | 0 | 122.9 | 121.38 | 0.01 | 0
2035 | TVA_Transmission_2_TVA | TVA_Transmission | TVA | Internal | Winter | B18 | 400 | 99999 | 0 | 122.39 | 121.38 | 0.01 | 0
2035 | TVA_Transmission_2_TVA | TVA_Transmission | TVA | Internal | Winter | B19 | 700 | 99999 | 0 | 122.34 | 121.38 | 0.01 | 0
2035 | TVA_Transmission_2_TVA | TVA_Transmission | TVA | Internal | Winter | B20 | 935 | 99999 | 2238.2 | 94.75 | 94.76 | 0.01 | 0
2035 | TVA_Transmission_2_VACAR | TVA_Transmission | VACAR | Internal | Shoulder | B11 | 25 | 900 | 0 | 120.9 | 121.07 | 9 | 0
2035 | TVA_Transmission_2_VACAR | TVA_Transmission | VACAR | Internal | Shoulder | B12 | 200 | 900 | 0 | 119.78 | 120.85 | 9 | 0
2035 | TVA_Transmission_2_VACAR | TVA_Transmission | VACAR | Internal | Shoulder | B13 | 600 | 900 | 0 | 119.52 | 120.31 | 9 | 0
2035 | TVA_Transmission_2_VACAR | TVA_Transmission | VACAR | Internal | Shoulder | B14 | 900 | 900 | 0 | 119.27 | 114.99 | 9 | 0
2035 | TVA_Transmission_2_VACAR | TVA_Transmission | VACAR | Internal | Shoulder | B15 | 1203 | 900 | 0 | 97.31 | 88.86 | 9 | 0
2035 | TVA_Transmission_2_VACAR | TVA_Transmission | VACAR | Internal | Summer | B1 | 10 | 900 | 0 | 218.6 | 220.6 | 9 | 0
2035 | TVA_Transmission_2_VACAR | TVA_Transmission | VACAR | Internal | Summer | B2 | 25 | 900 | 0 | 216.46 | 221.76 | 9 | 0
2035 | TVA_Transmission_2_VACAR | TVA_Transmission | VACAR | Internal | Summer | B3 | 75 | 900 | 0 | 212.33 | 214.33 | 9 | 0
2035 | TVA_Transmission_2_VACAR | TVA_Transmission | VACAR | Internal | Summer | B4 | 100 | 900 | 0 | 143.7 | 141.36 | 9 | 0
2035 | TVA_Transmission_2_VACAR | TVA_Transmission | VACAR | Internal | Summer | B5 | 200 | 900 | 0 | 133.92 | 135.92 | 9 | 0
2035 | TVA_Transmission_2_VACAR | TVA_Transmission | VACAR | Internal | Summer | B6 | 300 | 900 | 0 | 125.03 | 121.03 | 9 | 0
2035 | TVA_Transmission_2_VACAR | TVA_Transmission | VACAR | Internal | Summer | B7 | 400 | 900 | 0 | 123 | 118.95 | 9 | 0
2035 | TVA_Transmission_2_VACAR | TVA_Transmission | VACAR | Internal | Summer | B8 | 500 | 900 | 0 | 118.6 | 118.95 | 9 | 0
2035 | TVA_Transmission_2_VACAR | TVA_Transmission | VACAR | Internal | Summer | B9 | 800 | 900 | 0 | 118.18 | 118.95 | 9 | 0
2035 | TVA_Transmission_2_VACAR | TVA_Transmission | VACAR | Internal | Summer | B10 | 1262 | 900 | 0 | 103.8 | 104.24 | 9 | 0
2035 | TVA_Transmission_2_VACAR | TVA_Transmission | VACAR | Internal | Winter | B16 | 25 | 900 | 0 | 123.48 | 125.9 | 9 | 0
2035 | TVA_Transmission_2_VACAR | TVA_Transmission | VACAR | Internal | Winter | B17 | 100 | 900 | 0 | 122.9 | 125.9 | 9 | 0
2035 | TVA_Transmission_2_VACAR | TVA_Transmission | VACAR | Internal | Winter | B18 | 400 | 900 | 0 | 122.39 | 119.05 | 9 | 0
2035 | TVA_Transmission_2_VACAR | TVA_Transmission | VACAR | Internal | Winter | B19 | 700 | 900 | 0 | 122.34 | 119.05 | 9 | 0
2035 | TVA_Transmission_2_VACAR | TVA_Transmission | VACAR | Internal | Winter | B20 | 935 | 900 | 0 | 94.75 | 87.51 | 9 | 0
2035 | VACAR_2_PJM_ROR | VACAR | PJM_ROR | Internal | Shoulder | B11 | 25 | 2000 | 0 | 121.07 | 114.9 | 7 | 0
2035 | VACAR_2_PJM_ROR | VACAR | PJM_ROR | Internal | Shoulder | B12 | 200 | 2000 | 0 | 120.85 | 116.11 | 7 | 0
2035 | VACAR_2_PJM_ROR | VACAR | PJM_ROR | Internal | Shoulder | B13 | 600 | 2000 | 0 | 120.31 | 114.79 | 7 | 0
2035 | VACAR_2_PJM_ROR | VACAR | PJM_ROR | Internal | Shoulder | B14 | 900 | 2000 | 0 | 114.99 | 114.79 | 7 | 0
2035 | VACAR_2_PJM_ROR | VACAR | PJM_ROR | Internal | Shoulder | B15 | 1203 | 2000 | 1723.31 | 88.86 | 95.86 | 7 | 0
2035 | VACAR_2_PJM_ROR | VACAR | PJM_ROR | Internal | Summer | B1 | 10 | 2000 | 0 | 220.6 | 212.6 | 7 | 0
2035 | VACAR_2_PJM_ROR | VACAR | PJM_ROR | Internal | Summer | B2 | 25 | 2000 | 0 | 221.76 | 212.6 | 7 | 0
2035 | VACAR_2_PJM_ROR | VACAR | PJM_ROR | Internal | Summer | B3 | 75 | 2000 | 0 | 214.33 | 208.33 | 7 | 0
2035 | VACAR_2_PJM_ROR | VACAR | PJM_ROR | Internal | Summer | B4 | 100 | 2000 | 2000 | 141.36 | 150.7 | 7 | 2.33
2035 | VACAR_2_PJM_ROR | VACAR | PJM_ROR | Internal | Summer | B5 | 200 | 2000 | 0 | 135.92 | 140.92 | 7 | 0
2035 | VACAR_2_PJM_ROR | VACAR | PJM_ROR | Internal | Summer | B6 | 300 | 2000 | 2000 | 121.03 | 131.39 | 7 | 3.36
2035 | VACAR_2_PJM_ROR | VACAR | PJM_ROR | Internal | Summer | B7 | 400 | 2000 | 2000 | 118.95 | 127.95 | 7 | 2
2035 | VACAR_2_PJM_ROR | VACAR | PJM_ROR | Internal | Summer | B8 | 500 | 2000 | 0 | 118.95 | 115.41 | 7 | 0
2035 | VACAR_2_PJM_ROR | VACAR | PJM_ROR | Internal | Summer | B9 | 800 | 2000 | 0 | 118.95 | 113.16 | 7 | 0
2035 | VACAR_2_PJM_ROR | VACAR | PJM_ROR | Internal | Summer | B10 | 1262 | 2000 | 1079.9 | 104.24 | 111.24 | 7 | 0
2035 | VACAR_2_PJM_ROR | VACAR | PJM_ROR | Internal | Winter | B16 | 25 | 2000 | 0 | 125.9 | 119.75 | 7 | 0
2035 | VACAR_2_PJM_ROR | VACAR | PJM_ROR | Internal | Winter | B17 | 100 | 2000 | 0 | 125.9 | 119.9 | 7 | 0
2035 | VACAR_2_PJM_ROR | VACAR | PJM_ROR | Internal | Winter | B18 | 400 | 2000 | 0 | 119.05 | 118.29 | 7 | 0
2035 | VACAR_2_PJM_ROR | VACAR | PJM_ROR | Internal | Winter | B19 | 700 | 2000 | 0 | 119.05 | 118.29 | 7 | 0
2035 | VACAR_2_PJM_ROR | VACAR | PJM_ROR | Internal | Winter | B20 | 935 | 2000 | 0 | 87.51 | 92.23 | 7 | 0
2035 | VACAR_2_SOCO | VACAR | SOCO | Internal | Shoulder | B11 | 25 | 3000 | 3000 | 121.07 | 129.9 | 7 | 1.83
2035 | VACAR_2_SOCO | VACAR | SOCO | Internal | Shoulder | B12 | 200 | 3000 | 0 | 120.85 | 119.26 | 7 | 0
2035 | VACAR_2_SOCO | VACAR | SOCO | Internal | Shoulder | B13 | 600 | 3000 | 0 | 120.31 | 119.26 | 7 | 0
2035 | VACAR_2_SOCO | VACAR | SOCO | Internal | Shoulder | B14 | 900 | 3000 | 0 | 114.99 | 119.26 | 7 | 0
2035 | VACAR_2_SOCO | VACAR | SOCO | Internal | Shoulder | B15 | 1203 | 3000 | 1763.1 | 88.86 | 95.86 | 7 | 0
2035 | VACAR_2_SOCO | VACAR | SOCO | Internal | Summer | B1 | 10 | 3000 | 941.35 | 220.6 | 227.6 | 7 | 0
2035 | VACAR_2_SOCO | VACAR | SOCO | Internal | Summer | B2 | 25 | 3000 | 0 | 221.76 | 225.46 | 7 | 0
2035 | VACAR_2_SOCO | VACAR | SOCO | Internal | Summer | B3 | 75 | 3000 | 1253.17 | 214.33 | 221.33 | 7 | 0
2035 | VACAR_2_SOCO | VACAR | SOCO | Internal | Summer | B4 | 100 | 3000 | 2678.83 | 141.36 | 148.36 | 7 | 0
2035 | VACAR_2_SOCO | VACAR | SOCO | Internal | Summer | B5 | 200 | 3000 | 401.24 | 135.92 | 142.92 | 7 | 0
2035 | VACAR_2_SOCO | VACAR | SOCO | Internal | Summer | B6 | 300 | 3000 | 1137.17 | 121.03 | 128.03 | 7 | 0
2035 | VACAR_2_SOCO | VACAR | SOCO | Internal | Summer | B7 | 400 | 3000 | 0 | 118.95 | 117.93 | 7 | 0
2035 | VACAR_2_SOCO | VACAR | SOCO | Internal | Summer | B8 | 500 | 3000 | 0 | 118.95 | 117.93 | 7 | 0
2035 | VACAR_2_SOCO | VACAR | SOCO | Internal | Summer | B9 | 800 | 3000 | 0 | 118.95 | 117.93 | 7 | 0
2035 | VACAR_2_SOCO | VACAR | SOCO | Internal | Summer | B10 | 1262 | 3000 | 0 | 104.24 | 94.24 | 7 | 0
2035 | VACAR_2_SOCO | VACAR | SOCO | Internal | Winter | B16 | 25 | 3000 | 0 | 125.9 | 130.07 | 7 | 0
2035 | VACAR_2_SOCO | VACAR | SOCO | Internal | Winter | B17 | 100 | 3000 | 0 | 125.9 | 122.22 | 7 | 0
2035 | VACAR_2_SOCO | VACAR | SOCO | Internal | Winter | B18 | 400 | 3000 | 0 | 119.05 | 122.22 | 7 | 0
2035 | VACAR_2_SOCO | VACAR | SOCO | Internal | Winter | B19 | 700 | 3000 | 0 | 119.05 | 122.22 | 7 | 0
2035 | VACAR_2_SOCO | VACAR | SOCO | Internal | Winter | B20 | 935 | 3000 | 0 | 87.51 | 93.17 | 7 | 0
2035 | VACAR_2_TVA_Transmission | VACAR | TVA_Transmission | Internal | Shoulder | B11 | 25 | 900 | 0 | 121.07 | 120.9 | 7 | 0
2035 | VACAR_2_TVA_Transmission | VACAR | TVA_Transmission | Internal | Shoulder | B12 | 200 | 900 | 0 | 120.85 | 119.78 | 7 | 0
2035 | VACAR_2_TVA_Transmission | VACAR | TVA_Transmission | Internal | Shoulder | B13 | 600 | 900 | 0 | 120.31 | 119.52 | 7 | 0
2035 | VACAR_2_TVA_Transmission | VACAR | TVA_Transmission | Internal | Shoulder | B14 | 900 | 900 | 0 | 114.99 | 119.27 | 7 | 0
2035 | VACAR_2_TVA_Transmission | VACAR | TVA_Transmission | Internal | Shoulder | B15 | 1203 | 900 | 900 | 88.86 | 97.31 | 7 | 1.45
2035 | VACAR_2_TVA_Transmission | VACAR | TVA_Transmission | Internal | Summer | B1 | 10 | 900 | 0 | 220.6 | 218.6 | 7 | 0
2035 | VACAR_2_TVA_Transmission | VACAR | TVA_Transmission | Internal | Summer | B2 | 25 | 900 | 0 | 221.76 | 216.46 | 7 | 0
2035 | VACAR_2_TVA_Transmission | VACAR | TVA_Transmission | Internal | Summer | B3 | 75 | 900 | 0 | 214.33 | 212.33 | 7 | 0
2035 | VACAR_2_TVA_Transmission | VACAR | TVA_Transmission | Internal | Summer | B4 | 100 | 900 | 0 | 141.36 | 143.7 | 7 | 0
2035 | VACAR_2_TVA_Transmission | VACAR | TVA_Transmission | Internal | Summer | B5 | 200 | 900 | 0 | 135.92 | 133.92 | 7 | 0
2035 | VACAR_2_TVA_Transmission | VACAR | TVA_Transmission | Internal | Summer | B6 | 300 | 900 | 0 | 121.03 | 125.03 | 7 | 0
2035 | VACAR_2_TVA_Transmission | VACAR | TVA_Transmission | Internal | Summer | B7 | 400 | 900 | 0 | 118.95 | 123 | 7 | 0
2035 | VACAR_2_TVA_Transmission | VACAR | TVA_Transmission | Internal | Summer | B8 | 500 | 900 | 0 | 118.95 | 118.6 | 7 | 0
2035 | VACAR_2_TVA_Transmission | VACAR | TVA_Transmission | Internal | Summer | B9 | 800 | 900 | 0 | 118.95 | 118.18 | 7 | 0
2035 | VACAR_2_TVA_Transmission | VACAR | TVA_Transmission | Internal | Summer | B10 | 1262 | 900 | 0 | 104.24 | 103.8 | 7 | 0
2035 | VACAR_2_TVA_Transmission | VACAR | TVA_Transmission | Internal | Winter | B16 | 25 | 900 | 0 | 125.9 | 123.48 | 7 | 0
2035 | VACAR_2_TVA_Transmission | VACAR | TVA_Transmission | Internal | Winter | B17 | 100 | 900 | 0 | 125.9 | 122.9 | 7 | 0
2035 | VACAR_2_TVA_Transmission | VACAR | TVA_Transmission | Internal | Winter | B18 | 400 | 900 | 0 | 119.05 | 122.39 | 7 | 0
2035 | VACAR_2_TVA_Transmission | VACAR | TVA_Transmission | Internal | Winter | B19 | 700 | 900 | 0 | 119.05 | 122.34 | 7 | 0
2035 | VACAR_2_TVA_Transmission | VACAR | TVA_Transmission | Internal | Winter | B20 | 935 | 900 | 900 | 87.51 | 94.75 | 7 | 0.24
2040 | ENT_2_MISO_MO-IL | ENT | MISO_MO-IL | Internal | Shoulder | B11 | 25 | 2260 | 0 | 161.9 | 153.9 | 8 | 0
2040 | ENT_2_MISO_MO-IL | ENT | MISO_MO-IL | Internal | Shoulder | B12 | 200 | 2260 | 0 | 156.63 | 153.87 | 8 | 0
2040 | ENT_2_MISO_MO-IL | ENT | MISO_MO-IL | Internal | Shoulder | B13 | 600 | 2260 | 0 | 121.46 | 121.46 | 8 | 0
2040 | ENT_2_MISO_MO-IL | ENT | MISO_MO-IL | Internal | Shoulder | B14 | 900 | 2260 | 290.51 | 103.46 | 111.46 | 8 | 0
2040 | ENT_2_MISO_MO-IL | ENT | MISO_MO-IL | Internal | Shoulder | B15 | 1203 | 2260 | 0 | 76.36 | 74.28 | 8 | 0
2040 | ENT_2_MISO_MO-IL | ENT | MISO_MO-IL | Internal | Summer | B1 | 10 | 2260 | 0 | 290.98 | 284.23 | 8 | 0
2040 | ENT_2_MISO_MO-IL | ENT | MISO_MO-IL | Internal | Summer | B2 | 25 | 2260 | 0 | 288.81 | 283.81 | 8 | 0
2040 | ENT_2_MISO_MO-IL | ENT | MISO_MO-IL | Internal | Summer | B3 | 75 | 2260 | 0 | 288.81 | 284.23 | 8 | 0
2040 | ENT_2_MISO_MO-IL | ENT | MISO_MO-IL | Internal | Summer | B4 | 100 | 2260 | 0 | 186.95 | 186.95 | 8 | 0
2040 | ENT_2_MISO_MO-IL | ENT | MISO_MO-IL | Internal | Summer | B5 | 200 | 2260 | 0 | 180.56 | 181.13 | 8 | 0
2040 | ENT_2_MISO_MO-IL | ENT | MISO_MO-IL | Internal | Summer | B6 | 300 | 2260 | 0 | 172.71 | 172.96 | 8 | 0
2040 | ENT_2_MISO_MO-IL | ENT | MISO_MO-IL | Internal | Summer | B7 | 400 | 2260 | 0 | 161.29 | 156.19 | 8 | 0
2040 | ENT_2_MISO_MO-IL | ENT | MISO_MO-IL | Internal | Summer | B8 | 500 | 2260 | 0 | 154.98 | 152.3 | 8 | 0
2040 | ENT_2_MISO_MO-IL | ENT | MISO_MO-IL | Internal | Summer | B9 | 800 | 2260 | 0 | 154.98 | 152.28 | 8 | 0
2040 | ENT_2_MISO_MO-IL | ENT | MISO_MO-IL | Internal | Summer | B10 | 1262 | 2260 | 0 | 73.5 | 78.5 | 8 | 0
2040 | ENT_2_MISO_MO-IL | ENT | MISO_MO-IL | Internal | Winter | B16 | 25 | 2260 | 0 | 160.17 | 157.27 | 8 | 0
2040 | ENT_2_MISO_MO-IL | ENT | MISO_MO-IL | Internal | Winter | B17 | 100 | 2260 | 0 | 160.17 | 155.78 | 8 | 0
2040 | ENT_2_MISO_MO-IL | ENT | MISO_MO-IL | Internal | Winter | B18 | 400 | 2260 | 0 | 123.57 | 123.57 | 8 | 0
2040 | ENT_2_MISO_MO-IL | ENT | MISO_MO-IL | Internal | Winter | B19 | 700 | 2260 | 190.14 | 104.96 | 112.96 | 8 | 0
2040 | ENT_2_MISO_MO-IL | ENT | MISO_MO-IL | Internal | Winter | B20 | 935 | 2260 | 0 | 78.5 | 76.17 | 8 | 0
2040 | ENT_2_SOCO | ENT | SOCO | Internal | Shoulder | B11 | 25 | 2000 | 0 | 161.9 | 166.21 | 8 | 0
2040 | ENT_2_SOCO | ENT | SOCO | Internal | Shoulder | B12 | 200 | 2000 | 0 | 156.63 | 151.88 | 8 | 0
2040 | ENT_2_SOCO | ENT | SOCO | Internal | Shoulder | B13 | 600 | 2000 | 0 | 121.46 | 111.46 | 8 | 0
2040 | ENT_2_SOCO | ENT | SOCO | Internal | Shoulder | B14 | 900 | 2000 | 299.21 | 103.46 | 111.46 | 8 | 0
2040 | ENT_2_SOCO | ENT | SOCO | Internal | Shoulder | B15 | 1203 | 2000 | 0 | 76.36 | 73.5 | 8 | 0
2040 | ENT_2_SOCO | ENT | SOCO | Internal | Summer | B1 | 10 | 2000 | 1137.06 | 290.98 | 298.98 | 8 | 0
2040 | ENT_2_SOCO | ENT | SOCO | Internal | Summer | B2 | 25 | 2000 | 1319.65 | 288.81 | 296.81 | 8 | 0
2040 | ENT_2_SOCO | ENT | SOCO | Internal | Summer | B3 | 75 | 2000 | 460.7 | 288.81 | 296.81 | 8 | 0
2040 | ENT_2_SOCO | ENT | SOCO | Internal | Summer | B4 | 100 | 2000 | 0 | 186.95 | 184.57 | 8 | 0
2040 | ENT_2_SOCO | ENT | SOCO | Internal | Summer | B5 | 200 | 2000 | 0 | 180.56 | 178.71 | 8 | 0
2040 | ENT_2_SOCO | ENT | SOCO | Internal | Summer | B6 | 300 | 2000 | 0 | 172.71 | 163.96 | 8 | 0
2040 | ENT_2_SOCO | ENT | SOCO | Internal | Summer | B7 | 400 | 2000 | 0 | 161.29 | 157.34 | 8 | 0
2040 | ENT_2_SOCO | ENT | SOCO | Internal | Summer | B8 | 500 | 2000 | 0 | 154.98 | 157.34 | 8 | 0
2040 | ENT_2_SOCO | ENT | SOCO | Internal | Summer | B9 | 800 | 2000 | 0 | 154.98 | 151.9 | 8 | 0
2040 | ENT_2_SOCO | ENT | SOCO | Internal | Summer | B10 | 1262 | 2000 | 0 | 73.5 | 72.11 | 8 | 0
2040 | ENT_2_SOCO | ENT | SOCO | Internal | Winter | B16 | 25 | 2000 | 2000 | 160.17 | 171.55 | 8 | 3.38
2040 | ENT_2_SOCO | ENT | SOCO | Internal | Winter | B17 | 100 | 2000 | 0 | 160.17 | 161.97 | 8 | 0
2040 | ENT_2_SOCO | ENT | SOCO | Internal | Winter | B18 | 400 | 2000 | 0 | 123.57 | 113.57 | 8 | 0
2040 | ENT_2_SOCO | ENT | SOCO | Internal | Winter | B19 | 700 | 2000 | 1064.21 | 104.96 | 112.96 | 8 | 0
2040 | ENT_2_SOCO | ENT | SOCO | Internal | Winter | B20 | 935 | 2000 | 0 | 78.5 | 73.85 | 8 | 0
2040 | ENT_2_SPP_N | ENT | SPP_N | Internal | Shoulder | B11 | 25 | 1300 | 0 | 161.9 | 157.43 | 8 | 0
2040 | ENT_2_SPP_N | ENT | SPP_N | Internal | Shoulder | B12 | 200 | 1300 | 0 | 156.63 | 156.44 | 8 | 0
2040 | ENT_2_SPP_N | ENT | SPP_N | Internal | Shoulder | B13 | 600 | 1300 | 0 | 121.46 | 116.46 | 8 | 0
2040 | ENT_2_SPP_N | ENT | SPP_N | Internal | Shoulder | B14 | 900 | 1300 | 0 | 103.46 | 81.66 | 8 | 0
2040 | ENT_2_SPP_N | ENT | SPP_N | Internal | Shoulder | B15 | 1203 | 1300 | 0 | 76.36 | 73.48 | 8 | 0
2040 | ENT_2_SPP_N | ENT | SPP_N | Internal | Summer | B1 | 10 | 1300 | 0 | 290.98 | 279.23 | 8 | 0
2040 | ENT_2_SPP_N | ENT | SPP_N | Internal | Summer | B2 | 25 | 1300 | 0 | 288.81 | 283.81 | 8 | 0
2040 | ENT_2_SPP_N | ENT | SPP_N | Internal | Summer | B3 | 75 | 1300 | 0 | 288.81 | 284.35 | 8 | 0
2040 | ENT_2_SPP_N | ENT | SPP_N | Internal | Summer | B4 | 100 | 1300 | 0 | 186.95 | 189.27 | 8 | 0
2040 | ENT_2_SPP_N | ENT | SPP_N | Internal | Summer | B5 | 200 | 1300 | 0 | 180.56 | 187.21 | 8 | 0
2040 | ENT_2_SPP_N | ENT | SPP_N | Internal | Summer | B6 | 300 | 1300 | 0 | 172.71 | 180.69 | 8 | 0
2040 | ENT_2_SPP_N | ENT | SPP_N | Internal | Summer | B7 | 400 | 1300 | 0 | 161.29 | 163.2 | 8 | 0
2040 | ENT_2_SPP_N | ENT | SPP_N | Internal | Summer | B8 | 500 | 1300 | 0 | 154.98 | 155.86 | 8 | 0
2040 | ENT_2_SPP_N | ENT | SPP_N | Internal | Summer | B9 | 800 | 1300 | 0 | 154.98 | 154.73 | 8 | 0
2040 | ENT_2_SPP_N | ENT | SPP_N | Internal | Summer | B10 | 1262 | 1300 | 0 | 73.5 | 73.5 | 8 | 0
2040 | ENT_2_SPP_N | ENT | SPP_N | Internal | Winter | B16 | 25 | 1300 | 0 | 160.17 | 152.27 | 8 | 0
2040 | ENT_2_SPP_N | ENT | SPP_N | Internal | Winter | B17 | 100 | 1300 | 0 | 160.17 | 95.13 | 8 | 0
2040 | ENT_2_SPP_N | ENT | SPP_N | Internal | Winter | B18 | 400 | 1300 | 0 | 123.57 | 118.57 | 8 | 0
2040 | ENT_2_SPP_N | ENT | SPP_N | Internal | Winter | B19 | 700 | 1300 | 0 | 104.96 | 99.24 | 8 | 0
2040 | ENT_2_SPP_N | ENT | SPP_N | Internal | Winter | B20 | 935 | 1300 | 0 | 78.5 | 73.5 | 8 | 0
2040 | ENT_2_SPP_S | ENT | SPP_S | Internal | Shoulder | B11 | 25 | 1300 | 0 | 161.9 | 157.44 | 8 | 0
2040 | ENT_2_SPP_S | ENT | SPP_S | Internal | Shoulder | B12 | 200 | 1300 | 0 | 156.63 | 156.45 | 8 | 0
2040 | ENT_2_SPP_S | ENT | SPP_S | Internal | Shoulder | B13 | 600 | 1300 | 0 | 121.46 | 116.47 | 8 | 0
2040 | ENT_2_SPP_S | ENT | SPP_S | Internal | Shoulder | B14 | 900 | 1300 | 0 | 103.46 | 81.67 | 8 | 0
2040 | ENT_2_SPP_S | ENT | SPP_S | Internal | Shoulder | B15 | 1203 | 1300 | 0 | 76.36 | 73.5 | 8 | 0
2040 | ENT_2_SPP_S | ENT | SPP_S | Internal | Summer | B1 | 10 | 1300 | 0 | 290.98 | 180.71 | 8 | 0
2040 | ENT_2_SPP_S | ENT | SPP_S | Internal | Summer | B2 | 25 | 1300 | 0 | 288.81 | 263.88 | 8 | 0
2040 | ENT_2_SPP_S | ENT | SPP_S | Internal | Summer | B3 | 75 | 1300 | 0 | 288.81 | 277.14 | 8 | 0
2040 | ENT_2_SPP_S | ENT | SPP_S | Internal | Summer | B4 | 100 | 1300 | 0 | 186.95 | 189.29 | 8 | 0
2040 | ENT_2_SPP_S | ENT | SPP_S | Internal | Summer | B5 | 200 | 1300 | 0 | 180.56 | 187.22 | 8 | 0
2040 | ENT_2_SPP_S | ENT | SPP_S | Internal | Summer | B6 | 300 | 1300 | 337.11 | 172.71 | 180.71 | 8 | 0
2040 | ENT_2_SPP_S | ENT | SPP_S | Internal | Summer | B7 | 400 | 1300 | 1300 | 161.29 | 180.29 | 8 | 11
2040 | ENT_2_SPP_S | ENT | SPP_S | Internal | Summer | B8 | 500 | 1300 | 0 | 154.98 | 155.87 | 8 | 0
2040 | ENT_2_SPP_S | ENT | SPP_S | Internal | Summer | B9 | 800 | 1300 | 0 | 154.98 | 154.74 | 8 | 0
2040 | ENT_2_SPP_S | ENT | SPP_S | Internal | Summer | B10 | 1262 | 1300 | 0 | 73.5 | 73.51 | 8 | 0
2040 | ENT_2_SPP_S | ENT | SPP_S | Internal | Winter | B16 | 25 | 1300 | 0 | 160.17 | 154.46 | 8 | 0
2040 | ENT_2_SPP_S | ENT | SPP_S | Internal | Winter | B17 | 100 | 1300 | 0 | 160.17 | 95.15 | 8 | 0
2040 | ENT_2_SPP_S | ENT | SPP_S | Internal | Winter | B18 | 400 | 1300 | 0 | 123.57 | 118.59 | 8 | 0
2040 | ENT_2_SPP_S | ENT | SPP_S | Internal | Winter | B19 | 700 | 1300 | 0 | 104.96 | 99.25 | 8 | 0
2040 | ENT_2_SPP_S | ENT | SPP_S | Internal | Winter | B20 | 935 | 1300 | 0 | 78.5 | 73.5 | 8 | 0
2040 | ENT_2_TVA_Transmission | ENT | TVA_Transmission | Internal | Shoulder | B11 | 25 | 2100 | 0 | 161.9 | 157.84 | 8 | 0
2040 | ENT_2_TVA_Transmission | ENT | TVA_Transmission | Internal | Shoulder | B12 | 200 | 2100 | 0 | 156.63 | 150.9 | 8 | 0
2040 | ENT_2_TVA_Transmission | ENT | TVA_Transmission | Internal | Shoulder | B13 | 600 | 2100 | 0 | 121.46 | 112.46 | 8 | 0
2040 | ENT_2_TVA_Transmission | ENT | TVA_Transmission | Internal | Shoulder | B14 | 900 | 2100 | 619.23 | 103.46 | 111.46 | 8 | 0
2040 | ENT_2_TVA_Transmission | ENT | TVA_Transmission | Internal | Shoulder | B15 | 1203 | 2100 | 0 | 76.36 | 80.5 | 8 | 0
2040 | ENT_2_TVA_Transmission | ENT | TVA_Transmission | Internal | Summer | B1 | 10 | 2100 | 0 | 290.98 | 292.23 | 8 | 0
2040 | ENT_2_TVA_Transmission | ENT | TVA_Transmission | Internal | Summer | B2 | 25 | 2100 | 0 | 288.81 | 291.01 | 8 | 0
2040 | ENT_2_TVA_Transmission | ENT | TVA_Transmission | Internal | Summer | B3 | 75 | 2100 | 0 | 288.81 | 289.81 | 8 | 0
2040 | ENT_2_TVA_Transmission | ENT | TVA_Transmission | Internal | Summer | B4 | 100 | 2100 | 0 | 186.95 | 177.95 | 8 | 0
2040 | ENT_2_TVA_Transmission | ENT | TVA_Transmission | Internal | Summer | B5 | 200 | 2100 | 0 | 180.56 | 172.13 | 8 | 0
2040 | ENT_2_TVA_Transmission | ENT | TVA_Transmission | Internal | Summer | B6 | 300 | 2100 | 0 | 172.71 | 163.96 | 8 | 0
2040 | ENT_2_TVA_Transmission | ENT | TVA_Transmission | Internal | Summer | B7 | 400 | 2100 | 0 | 161.29 | 152.29 | 8 | 0
2040 | ENT_2_TVA_Transmission | ENT | TVA_Transmission | Internal | Summer | B8 | 500 | 2100 | 0 | 154.98 | 151.48 | 8 | 0
2040 | ENT_2_TVA_Transmission | ENT | TVA_Transmission | Internal | Summer | B9 | 800 | 2100 | 0 | 154.98 | 151.26 | 8 | 0
2040 | ENT_2_TVA_Transmission | ENT | TVA_Transmission | Internal | Summer | B10 | 1262 | 2100 | 0 | 73.5 | 75.87 | 8 | 0
2040 | ENT_2_TVA_Transmission | ENT | TVA_Transmission | Internal | Winter | B16 | 25 | 2100 | 0 | 160.17 | 163.16 | 8 | 0
2040 | ENT_2_TVA_Transmission | ENT | TVA_Transmission | Internal | Winter | B17 | 100 | 2100 | 0 | 160.17 | 161.28 | 8 | 0
2040 | ENT_2_TVA_Transmission | ENT | TVA_Transmission | Internal | Winter | B18 | 400 | 2100 | 0 | 123.57 | 116.57 | 8 | 0
2040 | ENT_2_TVA_Transmission | ENT | TVA_Transmission | Internal | Winter | B19 | 700 | 2100 | 45.31 | 104.96 | 112.96 | 8 | 0
2040 | ENT_2_TVA_Transmission | ENT | TVA_Transmission | Internal | Winter | B20 | 935 | 2100 | 0 | 78.5 | 81.92 | 8 | 0
2040 | FRCC_2_SOCO | FRCC | SOCO | Internal | Shoulder | B11 | 25 | 900 | 0 | 189.95 | 166.21 | 8 | 0
2040 | FRCC_2_SOCO | FRCC | SOCO | Internal | Shoulder | B12 | 200 | 900 | 0 | 162.96 | 151.88 | 8 | 0
2040 | FRCC_2_SOCO | FRCC | SOCO | Internal | Shoulder | B13 | 600 | 900 | 0 | 162.96 | 111.46 | 8 | 0
2040 | FRCC_2_SOCO | FRCC | SOCO | Internal | Shoulder | B14 | 900 | 900 | 0 | 150.35 | 111.46 | 8 | 0
2040 | FRCC_2_SOCO | FRCC | SOCO | Internal | Shoulder | B15 | 1203 | 900 | 695.08 | 65.5 | 73.5 | 8 | 0
2040 | FRCC_2_SOCO | FRCC | SOCO | Internal | Summer | B1 | 10 | 900 | 0 | 299.8 | 298.98 | 8 | 0
2040 | FRCC_2_SOCO | FRCC | SOCO | Internal | Summer | B2 | 25 | 900 | 0 | 299.8 | 296.81 | 8 | 0
2040 | FRCC_2_SOCO | FRCC | SOCO | Internal | Summer | B3 | 75 | 900 | 0 | 299.8 | 296.81 | 8 | 0
2040 | FRCC_2_SOCO | FRCC | SOCO | Internal | Summer | B4 | 100 | 900 | 0 | 194.57 | 184.57 | 8 | 0
2040 | FRCC_2_SOCO | FRCC | SOCO | Internal | Summer | B5 | 200 | 900 | 0 | 188.71 | 178.71 | 8 | 0
2040 | FRCC_2_SOCO | FRCC | SOCO | Internal | Summer | B6 | 300 | 900 | 0 | 173.96 | 163.96 | 8 | 0
2040 | FRCC_2_SOCO | FRCC | SOCO | Internal | Summer | B7 | 400 | 900 | 0 | 161.9 | 157.34 | 8 | 0
2040 | FRCC_2_SOCO | FRCC | SOCO | Internal | Summer | B8 | 500 | 900 | 0 | 161.9 | 157.34 | 8 | 0
2040 | FRCC_2_SOCO | FRCC | SOCO | Internal | Summer | B9 | 800 | 900 | 0 | 161.9 | 151.9 | 8 | 0
2040 | FRCC_2_SOCO | FRCC | SOCO | Internal | Summer | B10 | 1262 | 900 | 900 | 16.14 | 72.11 | 8 | 47.97
2040 | FRCC_2_SOCO | FRCC | SOCO | Internal | Winter | B16 | 25 | 900 | 0 | 181.55 | 171.55 | 8 | 0
2040 | FRCC_2_SOCO | FRCC | SOCO | Internal | Winter | B17 | 100 | 900 | 0 | 165.65 | 161.97 | 8 | 0
2040 | FRCC_2_SOCO | FRCC | SOCO | Internal | Winter | B18 | 400 | 900 | 0 | 165.65 | 113.57 | 8 | 0
2040 | FRCC_2_SOCO | FRCC | SOCO | Internal | Winter | B19 | 700 | 900 | 0 | 150.2 | 112.96 | 8 | 0
2040 | FRCC_2_SOCO | FRCC | SOCO | Internal | Winter | B20 | 935 | 900 | 0 | 69.65 | 73.85 | 8 | 0
2040 | HQ_NEISO_2_NEISO | HQ_NEISO | NEISO | Internal | Shoulder | B11 | 25 | 99999 | 3866.9 | 64.95 | 64.97 | 0.01 | 0
2040 | HQ_NEISO_2_NEISO | HQ_NEISO | NEISO | Internal | Shoulder | B12 | 200 | 99999 | 3857.4 | 64.95 | 64.97 | 0.01 | 0
2040 | HQ_NEISO_2_NEISO | HQ_NEISO | NEISO | Internal | Shoulder | B13 | 600 | 99999 | 3820.02 | 64.95 | 64.97 | 0.01 | 0
2040 | HQ_NEISO_2_NEISO | HQ_NEISO | NEISO | Internal | Shoulder | B14 | 900 | 99999 | 3754.63 | 64.95 | 64.97 | 0.01 | 0
2040 | HQ_NEISO_2_NEISO | HQ_NEISO | NEISO | Internal | Shoulder | B15 | 1203 | 99999 | 1797.77 | 64.95 | 64.97 | 0.01 | 0
2040 | HQ_NEISO_2_NEISO | HQ_NEISO | NEISO | Internal | Summer | B1 | 10 | 99999 | 4396.59 | 172.66 | 172.67 | 0.01 | 0
2040 | HQ_NEISO_2_NEISO | HQ_NEISO | NEISO | Internal | Summer | B2 | 25 | 99999 | 4333.83 | 236.08 | 236.1 | 0.01 | 0
2040 | HQ_NEISO_2_NEISO | HQ_NEISO | NEISO | Internal | Summer | B3 | 75 | 99999 | 4208.73 | 172.66 | 172.67 | 0.01 | 0
2040 | HQ_NEISO_2_NEISO | HQ_NEISO | NEISO | Internal | Summer | B4 | 100 | 99999 | 4101.2 | 165.93 | 165.94 | 0.01 | 0
2040 | HQ_NEISO_2_NEISO | HQ_NEISO | NEISO | Internal | Summer | B5 | 200 | 99999 | 4042.71 | 165.93 | 165.94 | 0.01 | 0
2040 | HQ_NEISO_2_NEISO | HQ_NEISO | NEISO | Internal | Summer | B6 | 300 | 99999 | 3976.74 | 165.67 | 165.69 | 0.01 | 0
2040 | HQ_NEISO_2_NEISO | HQ_NEISO | NEISO | Internal | Summer | B7 | 400 | 99999 | 3901.16 | 147.19 | 147.2 | 0.01 | 0
2040 | HQ_NEISO_2_NEISO | HQ_NEISO | NEISO | Internal | Summer | B8 | 500 | 99999 | 3841.73 | 143.31 | 143.33 | 0.01 | 0
2040 | HQ_NEISO_2_NEISO | HQ_NEISO | NEISO | Internal | Summer | B9 | 800 | 99999 | 3768.93 | 142.53 | 142.54 | 0.01 | 0
2040 | HQ_NEISO_2_NEISO | HQ_NEISO | NEISO | Internal | Summer | B10 | 1262 | 99999 | 1472.05 | 127.71 | 127.72 | 0.01 | 0
2040 | HQ_NEISO_2_NEISO | HQ_NEISO | NEISO | Internal | Winter | B16 | 25 | 99999 | 3998.52 | 64.95 | 64.97 | 0.01 | 0
2040 | HQ_NEISO_2_NEISO | HQ_NEISO | NEISO | Internal | Winter | B17 | 100 | 99999 | 3945.7 | 64.95 | 64.97 | 0.01 | 0
2040 | HQ_NEISO_2_NEISO | HQ_NEISO | NEISO | Internal | Winter | B18 | 400 | 99999 | 3905.27 | 64.95 | 64.97 | 0.01 | 0
2040 | HQ_NEISO_2_NEISO | HQ_NEISO | NEISO | Internal | Winter | B19 | 700 | 99999 | 3829.95 | 64.95 | 64.97 | 0.01 | 0
2040 | HQ_NEISO_2_NEISO | HQ_NEISO | NEISO | Internal | Winter | B20 | 935 | 99999 | 1964.44 | 64.95 | 64.97 | 0.01 | 0
2040 | HQ_NY_2_NYISO_A-F | HQ_NY | NYISO_A-F | Internal | Shoulder | B11 | 25 | 99999 | 2812.27 | 81.22 | 81.23 | 0.01 | 0
2040 | HQ_NY_2_NYISO_A-F | HQ_NY | NYISO_A-F | Internal | Shoulder | B12 | 200 | 99999 | 2847.79 | 92.97 | 92.98 | 0.01 | 0
2040 | HQ_NY_2_NYISO_A-F | HQ_NY | NYISO_A-F | Internal | Shoulder | B13 | 600 | 99999 | 2781.85 | 81.22 | 81.23 | 0.01 | 0
2040 | HQ_NY_2_NYISO_A-F | HQ_NY | NYISO_A-F | Internal | Shoulder | B14 | 900 | 99999 | 2673.14 | 81.22 | 81.23 | 0.01 | 0
2040 | HQ_NY_2_NYISO_A-F | HQ_NY | NYISO_A-F | Internal | Shoulder | B15 | 1203 | 99999 | 1582.7 | 67.94 | 67.95 | 0.01 | 0
2040 | HQ_NY_2_NYISO_A-F | HQ_NY | NYISO_A-F | Internal | Summer | B1 | 10 | 99999 | 3500.1 | 168.66 | 168.67 | 0.01 | 0
2040 | HQ_NY_2_NYISO_A-F | HQ_NY | NYISO_A-F | Internal | Summer | B2 | 25 | 99999 | 3406.71 | 173.04 | 173.05 | 0.01 | 0
2040 | HQ_NY_2_NYISO_A-F | HQ_NY | NYISO_A-F | Internal | Summer | B3 | 75 | 99999 | 3266.7 | 173.04 | 173.05 | 0.01 | 0
2040 | HQ_NY_2_NYISO_A-F | HQ_NY | NYISO_A-F | Internal | Summer | B4 | 100 | 99999 | 3116.37 | 173.04 | 173.05 | 0.01 | 0
2040 | HQ_NY_2_NYISO_A-F | HQ_NY | NYISO_A-F | Internal | Summer | B5 | 200 | 99999 | 3025.59 | 168.93 | 168.94 | 0.01 | 0
2040 | HQ_NY_2_NYISO_A-F | HQ_NY | NYISO_A-F | Internal | Summer | B6 | 300 | 99999 | 2934.96 | 168.66 | 168.67 | 0.01 | 0
2040 | HQ_NY_2_NYISO_A-F | HQ_NY | NYISO_A-F | Internal | Summer | B7 | 400 | 99999 | 2830.84 | 150.19 | 150.2 | 0.01 | 0
2040 | HQ_NY_2_NYISO_A-F | HQ_NY | NYISO_A-F | Internal | Summer | B8 | 500 | 99999 | 2760.34 | 146.3 | 146.31 | 0.01 | 0
2040 | HQ_NY_2_NYISO_A-F | HQ_NY | NYISO_A-F | Internal | Summer | B9 | 800 | 99999 | 2664.8 | 144.06 | 144.07 | 0.01 | 0
2040 | HQ_NY_2_NYISO_A-F | HQ_NY | NYISO_A-F | Internal | Summer | B10 | 1262 | 99999 | 1436.41 | 124.71 | 124.72 | 0.01 | 0
2040 | HQ_NY_2_NYISO_A-F | HQ_NY | NYISO_A-F | Internal | Winter | B16 | 25 | 99999 | 3058.87 | 83.94 | 83.95 | 0.01 | 0
2040 | HQ_NY_2_NYISO_A-F | HQ_NY | NYISO_A-F | Internal | Winter | B17 | 100 | 99999 | 3001.1 | 67.95 | 67.97 | 0.01 | 0
2040 | HQ_NY_2_NYISO_A-F | HQ_NY | NYISO_A-F | Internal | Winter | B18 | 400 | 99999 | 2934.69 | 67.95 | 67.97 | 0.01 | 0
2040 | HQ_NY_2_NYISO_A-F | HQ_NY | NYISO_A-F | Internal | Winter | B19 | 700 | 99999 | 2819.07 | 67.95 | 67.97 | 0.01 | 0
2040 | HQ_NY_2_NYISO_A-F | HQ_NY | NYISO_A-F | Internal | Winter | B20 | 935 | 99999 | 1762.97 | 67.95 | 67.97 | 0.01 | 0
2040 | HQ_IESO_2_IESO | HQ_IESO | IESO | Internal | Shoulder | B11 | 25 | 99999 | 467.25 | 74.22 | 74.23 | 0.01 | 0
2040 | HQ_IESO_2_IESO | HQ_IESO | IESO | Internal | Shoulder | B12 | 200 | 99999 | 469.06 | 85.97 | 85.98 | 0.01 | 0
2040 | HQ_IESO_2_IESO | HQ_IESO | IESO | Internal | Shoulder | B13 | 600 | 99999 | 466.9 | 74.22 | 74.23 | 0.01 | 0
2040 | HQ_IESO_2_IESO | HQ_IESO | IESO | Internal | Shoulder | B14 | 900 | 99999 | 462.95 | 74.22 | 74.23 | 0.01 | 0
2040 | HQ_IESO_2_IESO | HQ_IESO | IESO | Internal | Shoulder | B15 | 1203 | 99999 | 128.57 | 74.22 | 74.23 | 0.01 | 0
2040 | HQ_IESO_2_IESO | HQ_IESO | IESO | Internal | Summer | B1 | 10 | 99999 | 488.01 | 165.32 | 165.33 | 0.01 | 0
2040 | HQ_IESO_2_IESO | HQ_IESO | IESO | Internal | Summer | B2 | 25 | 99999 | 484.21 | 166.04 | 166.05 | 0.01 | 0
2040 | HQ_IESO_2_IESO | HQ_IESO | IESO | Internal | Summer | B3 | 75 | 99999 | 478.77 | 165.32 | 165.33 | 0.01 | 0
2040 | HQ_IESO_2_IESO | HQ_IESO | IESO | Internal | Summer | B4 | 100 | 99999 | 475.28 | 97.47 | 97.48 | 0.01 | 0
2040 | HQ_IESO_2_IESO | HQ_IESO | IESO | Internal | Summer | B5 | 200 | 99999 | 472.55 | 74.47 | 74.48 | 0.01 | 0
2040 | HQ_IESO_2_IESO | HQ_IESO | IESO | Internal | Summer | B6 | 300 | 99999 | 470.41 | 71.32 | 71.33 | 0.01 | 0
2040 | HQ_IESO_2_IESO | HQ_IESO | IESO | Internal | Summer | B7 | 400 | 99999 | 467.7 | 71.32 | 71.33 | 0.01 | 0
2040 | HQ_IESO_2_IESO | HQ_IESO | IESO | Internal | Summer | B8 | 500 | 99999 | 464.74 | 71.32 | 71.33 | 0.01 | 0
2040 | HQ_IESO_2_IESO | HQ_IESO | IESO | Internal | Summer | B9 | 800 | 99999 | 461.51 | 71.32 | 71.33 | 0.01 | 0
2040 | HQ_IESO_2_IESO | HQ_IESO | IESO | Internal | Summer | B10 | 1262 | 99999 | 65.15 | 71.32 | 71.33 | 0.01 | 0
2040 | HQ_IESO_2_IESO | HQ_IESO | IESO | Internal | Winter | B16 | 25 | 99999 | 477.62 | 81.12 | 81.13 | 0.01 | 0
2040 | HQ_IESO_2_IESO | HQ_IESO | IESO | Internal | Winter | B17 | 100 | 99999 | 475.49 | 74.95 | 74.97 | 0.01 | 0
2040 | HQ_IESO_2_IESO | HQ_IESO | IESO | Internal | Winter | B18 | 400 | 99999 | 473.04 | 74.95 | 74.97 | 0.01 | 0
2040 | HQ_IESO_2_IESO | HQ_IESO | IESO | Internal | Winter | B19 | 700 | 99999 | 468.68 | 74.95 | 74.97 | 0.01 | 0
2040 | HQ_IESO_2_IESO | HQ_IESO | IESO | Internal | Winter | B20 | 935 | 99999 | 149.75 | 74.95 | 74.97 | 0.01 | 0
2040 | IESO_2_MAPP_CA | IESO | MAPP_CA | Internal | Shoulder | B11 | 25 | 262 | 0 | 74.23 | 66.48 | 7 | 0
2040 | IESO_2_MAPP_CA | IESO | MAPP_CA | Internal | Shoulder | B12 | 200 | 262 | 0 | 85.98 | 66.48 | 7 | 0
2040 | IESO_2_MAPP_CA | IESO | MAPP_CA | Internal | Shoulder | B13 | 600 | 262 | 0 | 74.23 | 66.48 | 7 | 0
2040 | IESO_2_MAPP_CA | IESO | MAPP_CA | Internal | Shoulder | B14 | 900 | 262 | 0 | 74.23 | 66.48 | 7 | 0
2040 | IESO_2_MAPP_CA | IESO | MAPP_CA | Internal | Shoulder | B15 | 1203 | 262 | 0 | 74.23 | 66.48 | 7 | 0
2040 | IESO_2_MAPP_CA | IESO | MAPP_CA | Internal | Summer | B1 | 10 | 262 | 0 | 165.33 | 66.48 | 7 | 0
2040 | IESO_2_MAPP_CA | IESO | MAPP_CA | Internal | Summer | B2 | 25 | 262 | 0 | 166.05 | 66.48 | 7 | 0
2040 | IESO_2_MAPP_CA | IESO | MAPP_CA | Internal | Summer | B3 | 75 | 262 | 0 | 165.33 | 66.48 | 7 | 0
2040 | IESO_2_MAPP_CA | IESO | MAPP_CA | Internal | Summer | B4 | 100 | 262 | 0 | 97.48 | 66.48 | 7 | 0
2040 | IESO_2_MAPP_CA | IESO | MAPP_CA | Internal | Summer | B5 | 200 | 262 | 0 | 74.48 | 66.48 | 7 | 0
2040 | IESO_2_MAPP_CA | IESO | MAPP_CA | Internal | Summer | B6 | 300 | 262 | 0 | 71.33 | 66.48 | 7 | 0
2040 | IESO_2_MAPP_CA | IESO | MAPP_CA | Internal | Summer | B7 | 400 | 262 | 0 | 71.33 | 66.48 | 7 | 0
2040 | IESO_2_MAPP_CA | IESO | MAPP_CA | Internal | Summer | B8 | 500 | 262 | 0 | 71.33 | 66.48 | 7 | 0
2040 | IESO_2_MAPP_CA | IESO | MAPP_CA | Internal | Summer | B9 | 800 | 262 | 0 | 71.33 | 66.48 | 7 | 0
2040 | IESO_2_MAPP_CA | IESO | MAPP_CA | Internal | Summer | B10 | 1262 | 262 | 0 | 71.33 | 66.48 | 7 | 0
2040 | IESO_2_MAPP_CA | IESO | MAPP_CA | Internal | Winter | B16 | 25 | 262 | 0 | 81.13 | 73.5 | 7 | 0
2040 | IESO_2_MAPP_CA | IESO | MAPP_CA | Internal | Winter | B17 | 100 | 262 | 0 | 74.97 | 73.5 | 7 | 0
2040 | IESO_2_MAPP_CA | IESO | MAPP_CA | Internal | Winter | B18 | 400 | 262 | 0 | 74.97 | 73.5 | 7 | 0
2040 | IESO_2_MAPP_CA | IESO | MAPP_CA | Internal | Winter | B19 | 700 | 262 | 0 | 74.97 | 73.5 | 7 | 0
2040 | IESO_2_MAPP_CA | IESO | MAPP_CA | Internal | Winter | B20 | 935 | 262 | 0 | 74.97 | 73.5 | 7 | 0
2040 | IESO_2_MISO_MI | IESO | MISO_MI | Internal | Shoulder | B11 | 25 | 1840 | 1840 | 74.23 | 153.87 | 7 | 72.64
2040 | IESO_2_MISO_MI | IESO | MISO_MI | Internal | Shoulder | B12 | 200 | 1840 | 1840 | 85.98 | 153.87 | 7 | 60.89
2040 | IESO_2_MISO_MI | IESO | MISO_MI | Internal | Shoulder | B13 | 600 | 1840 | 1840 | 74.23 | 122.47 | 7 | 41.24
2040 | IESO_2_MISO_MI | IESO | MISO_MI | Internal | Shoulder | B14 | 900 | 1840 | 1840 | 74.23 | 121.04 | 7 | 39.8
2040 | IESO_2_MISO_MI | IESO | MISO_MI | Internal | Shoulder | B15 | 1203 | 1840 | 0 | 74.23 | 79.49 | 7 | 0
2040 | IESO_2_MISO_MI | IESO | MISO_MI | Internal | Summer | B1 | 10 | 1840 | 1840 | 165.33 | 284.23 | 7 | 111.9
2040 | IESO_2_MISO_MI | IESO | MISO_MI | Internal | Summer | B2 | 25 | 1840 | 1840 | 166.05 | 283.03 | 7 | 109.97
2040 | IESO_2_MISO_MI | IESO | MISO_MI | Internal | Summer | B3 | 75 | 1840 | 1840 | 165.33 | 281.8 | 7 | 109.47
2040 | IESO_2_MISO_MI | IESO | MISO_MI | Internal | Summer | B4 | 100 | 1840 | 1840 | 97.48 | 177.97 | 7 | 73.48
2040 | IESO_2_MISO_MI | IESO | MISO_MI | Internal | Summer | B5 | 200 | 1840 | 1840 | 74.48 | 172.14 | 7 | 90.66
2040 | IESO_2_MISO_MI | IESO | MISO_MI | Internal | Summer | B6 | 300 | 1840 | 1840 | 71.33 | 152.3 | 7 | 73.97
2040 | IESO_2_MISO_MI | IESO | MISO_MI | Internal | Summer | B7 | 400 | 1840 | 1840 | 71.33 | 152.3 | 7 | 73.97
2040 | IESO_2_MISO_MI | IESO | MISO_MI | Internal | Summer | B8 | 500 | 1840 | 1840 | 71.33 | 152.3 | 7 | 73.97
2040 | IESO_2_MISO_MI | IESO | MISO_MI | Internal | Summer | B9 | 800 | 1840 | 1840 | 71.33 | 152.22 | 7 | 73.89
2040 | IESO_2_MISO_MI | IESO | MISO_MI | Internal | Summer | B10 | 1262 | 1840 | 1840 | 71.33 | 78.51 | 7 | 0.18
2040 | IESO_2_MISO_MI | IESO | MISO_MI | Internal | Winter | B16 | 25 | 1840 | 1840 | 81.13 | 157.29 | 7 | 69.16
2040 | IESO_2_MISO_MI | IESO | MISO_MI | Internal | Winter | B17 | 100 | 1840 | 1840 | 74.97 | 157.27 | 7 | 75.3
2040 | IESO_2_MISO_MI | IESO | MISO_MI | Internal | Winter | B18 | 400 | 1840 | 1840 | 74.97 | 127.57 | 7 | 45.61
2040 | IESO_2_MISO_MI | IESO | MISO_MI | Internal | Winter | B19 | 700 | 1840 | 1840 | 74.97 | 120.2 | 7 | 38.24
2040 | IESO_2_MISO_MI | IESO | MISO_MI | Internal | Winter | B20 | 935 | 1840 | 0 | 74.97 | 81.1 | 7 | 0
2040 | IESO_2_MISO_W | IESO | MISO_W | Internal | Shoulder | B11 | 25 | 140 | 140 | 74.23 | 153.88 | 7 | 72.65
2040 | IESO_2_MISO_W | IESO | MISO_W | Internal | Shoulder | B12 | 200 | 140 | 140 | 85.98 | 153.86 | 7 | 60.88
2040 | IESO_2_MISO_W | IESO | MISO_W | Internal | Shoulder | B13 | 600 | 140 | 140 | 74.23 | 116.45 | 7 | 35.22
2040 | IESO_2_MISO_W | IESO | MISO_W | Internal | Shoulder | B14 | 900 | 140 | 0 | 74.23 | 77.82 | 7 | 0
2040 | IESO_2_MISO_W | IESO | MISO_W | Internal | Shoulder | B15 | 1203 | 140 | 0 | 74.23 | 66.5 | 7 | 0
2040 | IESO_2_MISO_W | IESO | MISO_W | Internal | Summer | B1 | 10 | 140 | 140 | 165.33 | 284.25 | 7 | 111.92
2040 | IESO_2_MISO_W | IESO | MISO_W | Internal | Summer | B2 | 25 | 140 | 140 | 166.05 | 283.8 | 7 | 110.75
2040 | IESO_2_MISO_W | IESO | MISO_W | Internal | Summer | B3 | 75 | 140 | 140 | 165.33 | 284.36 | 7 | 112.02
2040 | IESO_2_MISO_W | IESO | MISO_W | Internal | Summer | B4 | 100 | 140 | 140 | 97.48 | 189.26 | 7 | 84.78
2040 | IESO_2_MISO_W | IESO | MISO_W | Internal | Summer | B5 | 200 | 140 | 140 | 74.48 | 181.19 | 7 | 99.7
2040 | IESO_2_MISO_W | IESO | MISO_W | Internal | Summer | B6 | 300 | 140 | 140 | 71.33 | 180.68 | 7 | 102.35
2040 | IESO_2_MISO_W | IESO | MISO_W | Internal | Summer | B7 | 400 | 140 | 140 | 71.33 | 156.2 | 7 | 77.87
2040 | IESO_2_MISO_W | IESO | MISO_W | Internal | Summer | B8 | 500 | 140 | 140 | 71.33 | 152.29 | 7 | 73.96
2040 | IESO_2_MISO_W | IESO | MISO_W | Internal | Summer | B9 | 800 | 140 | 140 | 71.33 | 152.22 | 7 | 73.89
2040 | IESO_2_MISO_W | IESO | MISO_W | Internal | Summer | B10 | 1262 | 140 | 0 | 71.33 | 66.5 | 7 | 0
2040 | IESO_2_MISO_W | IESO | MISO_W | Internal | Winter | B16 | 25 | 140 | 37.37 | 81.13 | 88.13 | 7 | 0
2040 | IESO_2_MISO_W | IESO | MISO_W | Internal | Winter | B17 | 100 | 140 | 140 | 74.97 | 88.13 | 7 | 6.17
2040 | IESO_2_MISO_W | IESO | MISO_W | Internal | Winter | B18 | 400 | 140 | 140 | 74.97 | 111.57 | 7 | 29.61
2040 | IESO_2_MISO_W | IESO | MISO_W | Internal | Winter | B19 | 700 | 140 | 140 | 74.97 | 99.23 | 7 | 17.27
2040 | IESO_2_MISO_W | IESO | MISO_W | Internal | Winter | B20 | 935 | 140 | 0 | 74.97 | 73.5 | 7 | 0
2040 | IESO_2_NYISO_A-F | IESO | NYISO_A-F | Internal | Shoulder | B11 | 25 | 1725 | 595.25 | 74.23 | 81.23 | 7 | 0
2040 | IESO_2_NYISO_A-F | IESO | NYISO_A-F | Internal | Shoulder | B12 | 200 | 1725 | 1255.51 | 85.98 | 92.98 | 7 | 0
2040 | IESO_2_NYISO_A-F | IESO | NYISO_A-F | Internal | Shoulder | B13 | 600 | 1725 | 649.2 | 74.23 | 81.23 | 7 | 0
2040 | IESO_2_NYISO_A-F | IESO | NYISO_A-F | Internal | Shoulder | B14 | 900 | 1725 | 314.16 | 74.23 | 81.23 | 7 | 0
2040 | IESO_2_NYISO_A-F | IESO | NYISO_A-F | Internal | Shoulder | B15 | 1203 | 1725 | 0 | 74.23 | 67.95 | 7 | 0
2040 | IESO_2_NYISO_A-F | IESO | NYISO_A-F | Internal | Summer | B1 | 10 | 1725 | 0 | 165.33 | 168.67 | 7 | 0
2040 | IESO_2_NYISO_A-F | IESO | NYISO_A-F | Internal | Summer | B2 | 25 | 1725 | 1434.97 | 166.05 | 173.05 | 7 | 0
2040 | IESO_2_NYISO_A-F | IESO | NYISO_A-F | Internal | Summer | B3 | 75 | 1725 | 1725 | 165.33 | 173.05 | 7 | 0.72
2040 | IESO_2_NYISO_A-F | IESO | NYISO_A-F | Internal | Summer | B4 | 100 | 1725 | 1725 | 97.48 | 173.05 | 7 | 68.57
2040 | IESO_2_NYISO_A-F | IESO | NYISO_A-F | Internal | Summer | B5 | 200 | 1725 | 1725 | 74.48 | 168.94 | 7 | 87.46
2040 | IESO_2_NYISO_A-F | IESO | NYISO_A-F | Internal | Summer | B6 | 300 | 1725 | 1725 | 71.33 | 168.67 | 7 | 90.34
2040 | IESO_2_NYISO_A-F | IESO | NYISO_A-F | Internal | Summer | B7 | 400 | 1725 | 1725 | 71.33 | 150.2 | 7 | 71.87
2040 | IESO_2_NYISO_A-F | IESO | NYISO_A-F | Internal | Summer | B8 | 500 | 1725 | 1725 | 71.33 | 146.31 | 7 | 67.98
2040 | IESO_2_NYISO_A-F | IESO | NYISO_A-F | Internal | Summer | B9 | 800 | 1725 | 1725 | 71.33 | 144.07 | 7 | 65.74
2040 | IESO_2_NYISO_A-F | IESO | NYISO_A-F | Internal | Summer | B10 | 1262 | 1725 | 1725 | 71.33 | 124.72 | 7 | 46.39
2040 | IESO_2_NYISO_A-F | IESO | NYISO_A-F | Internal | Winter | B16 | 25 | 1725 | 0 | 81.13 | 83.95 | 7 | 0
2040 | IESO_2_NYISO_A-F | IESO | NYISO_A-F | Internal | Winter | B17 | 100 | 1725 | 0 | 74.97 | 67.97 | 7 | 0
2040 | IESO_2_NYISO_A-F | IESO | NYISO_A-F | Internal | Winter | B18 | 400 | 1725 | 0 | 74.97 | 67.97 | 7 | 0
2040 | IESO_2_NYISO_A-F | IESO | NYISO_A-F | Internal | Winter | B19 | 700 | 1725 | 0 | 74.97 | 67.97 | 7 | 0
2040 | IESO_2_NYISO_A-F | IESO | NYISO_A-F | Internal | Winter | B20 | 935 | 1725 | 0 | 74.97 | 67.97 | 7 | 0
2040 | MAPP_CA_2_IESO | MAPP_CA | IESO | Internal | Shoulder | B11 | 25 | 330 | 0 | 66.48 | 74.23 | 8 | 0
2040 | MAPP_CA_2_IESO | MAPP_CA | IESO | Internal | Shoulder | B12 | 200 | 330 | 330 | 66.48 | 85.98 | 8 | 11.49
2040 | MAPP_CA_2_IESO | MAPP_CA | IESO | Internal | Shoulder | B13 | 600 | 330 | 0 | 66.48 | 74.23 | 8 | 0
2040 | MAPP_CA_2_IESO | MAPP_CA | IESO | Internal | Shoulder | B14 | 900 | 330 | 0 | 66.48 | 74.23 | 8 | 0
2040 | MAPP_CA_2_IESO | MAPP_CA | IESO | Internal | Shoulder | B15 | 1203 | 330 | 0 | 66.48 | 74.23 | 8 | 0
2040 | MAPP_CA_2_IESO | MAPP_CA | IESO | Internal | Summer | B1 | 10 | 330 | 330 | 66.48 | 165.33 | 8 | 90.85
2040 | MAPP_CA_2_IESO | MAPP_CA | IESO | Internal | Summer | B2 | 25 | 330 | 330 | 66.48 | 166.05 | 8 | 91.57
2040 | MAPP_CA_2_IESO | MAPP_CA | IESO | Internal | Summer | B3 | 75 | 330 | 330 | 66.48 | 165.33 | 8 | 90.85
2040 | MAPP_CA_2_IESO | MAPP_CA | IESO | Internal | Summer | B4 | 100 | 330 | 330 | 66.48 | 97.48 | 8 | 23
2040 | MAPP_CA_2_IESO | MAPP_CA | IESO | Internal | Summer | B5 | 200 | 330 | 81.6 | 66.48 | 74.48 | 8 | 0
2040 | MAPP_CA_2_IESO | MAPP_CA | IESO | Internal | Summer | B6 | 300 | 330 | 0 | 66.48 | 71.33 | 8 | 0
2040 | MAPP_CA_2_IESO | MAPP_CA | IESO | Internal | Summer | B7 | 400 | 330 | 0 | 66.48 | 71.33 | 8 | 0
2040 | MAPP_CA_2_IESO | MAPP_CA | IESO | Internal | Summer | B8 | 500 | 330 | 0 | 66.48 | 71.33 | 8 | 0
2040 | MAPP_CA_2_IESO | MAPP_CA | IESO | Internal | Summer | B9 | 800 | 330 | 0 | 66.48 | 71.33 | 8 | 0
2040 | MAPP_CA_2_IESO | MAPP_CA | IESO | Internal | Summer | B10 | 1262 | 330 | 0 | 66.48 | 71.33 | 8 | 0
2040 | MAPP_CA_2_IESO | MAPP_CA | IESO | Internal | Winter | B16 | 25 | 330 | 0 | 73.5 | 81.13 | 8 | 0
2040 | MAPP_CA_2_IESO | MAPP_CA | IESO | Internal | Winter | B17 | 100 | 330 | 0 | 73.5 | 74.97 | 8 | 0
2040 | MAPP_CA_2_IESO | MAPP_CA | IESO | Internal | Winter | B18 | 400 | 330 | 0 | 73.5 | 74.97 | 8 | 0
2040 | MAPP_CA_2_IESO | MAPP_CA | IESO | Internal | Winter | B19 | 700 | 330 | 0 | 73.5 | 74.97 | 8 | 0
2040 | MAPP_CA_2_IESO | MAPP_CA | IESO | Internal | Winter | B20 | 935 | 330 | 0 | 73.5 | 74.97 | 8 | 0
2040 | MAPP_CA_2_MAPP_US | MAPP_CA | MAPP_US | Internal | Shoulder | B11 | 25 | 372 | 372 | 66.48 | 146.88 | 7 | 73.4
2040 | MAPP_CA_2_MAPP_US | MAPP_CA | MAPP_US | Internal | Shoulder | B12 | 200 | 372 | 372 | 66.48 | 146.86 | 7 | 73.38
2040 | MAPP_CA_2_MAPP_US | MAPP_CA | MAPP_US | Internal | Shoulder | B13 | 600 | 372 | 372 | 66.48 | 109.45 | 7 | 35.97
2040 | MAPP_CA_2_MAPP_US | MAPP_CA | MAPP_US | Internal | Shoulder | B14 | 900 | 372 | 298.77 | 66.48 | 73.48 | 7 | 0
2040 | MAPP_CA_2_MAPP_US | MAPP_CA | MAPP_US | Internal | Shoulder | B15 | 1203 | 372 | 0 | 66.48 | 65.5 | 7 | 0
2040 | MAPP_CA_2_MAPP_US | MAPP_CA | MAPP_US | Internal | Summer | B1 | 10 | 372 | 372 | 66.48 | 277.25 | 7 | 203.77
2040 | MAPP_CA_2_MAPP_US | MAPP_CA | MAPP_US | Internal | Summer | B2 | 25 | 372 | 372 | 66.48 | 276.8 | 7 | 203.32
2040 | MAPP_CA_2_MAPP_US | MAPP_CA | MAPP_US | Internal | Summer | B3 | 75 | 372 | 372 | 66.48 | 277.36 | 7 | 203.87
2040 | MAPP_CA_2_MAPP_US | MAPP_CA | MAPP_US | Internal | Summer | B4 | 100 | 372 | 372 | 66.48 | 182.26 | 7 | 108.78
2040 | MAPP_CA_2_MAPP_US | MAPP_CA | MAPP_US | Internal | Summer | B5 | 200 | 372 | 372 | 66.48 | 180.2 | 7 | 106.71
2040 | MAPP_CA_2_MAPP_US | MAPP_CA | MAPP_US | Internal | Summer | B6 | 300 | 372 | 372 | 66.48 | 173.68 | 7 | 100.2
2040 | MAPP_CA_2_MAPP_US | MAPP_CA | MAPP_US | Internal | Summer | B7 | 400 | 372 | 372 | 66.48 | 149.2 | 7 | 75.71
2040 | MAPP_CA_2_MAPP_US | MAPP_CA | MAPP_US | Internal | Summer | B8 | 500 | 372 | 372 | 66.48 | 145.29 | 7 | 71.81
2040 | MAPP_CA_2_MAPP_US | MAPP_CA | MAPP_US | Internal | Summer | B9 | 800 | 372 | 372 | 66.48 | 145.22 | 7 | 71.73
2040 | MAPP_CA_2_MAPP_US | MAPP_CA | MAPP_US | Internal | Summer | B10 | 1262 | 372 | 0 | 66.48 | 66.5 | 7 | 0
2040 | MAPP_CA_2_MAPP_US | MAPP_CA | MAPP_US | Internal | Winter | B16 | 25 | 372 | 372 | 73.5 | 81.13 | 7 | 0.64
2040 | MAPP_CA_2_MAPP_US | MAPP_CA | MAPP_US | Internal | Winter | B17 | 100 | 372 | 372 | 73.5 | 81.13 | 7 | 0.64
2040 | MAPP_CA_2_MAPP_US | MAPP_CA | MAPP_US | Internal | Winter | B18 | 400 | 372 | 372 | 73.5 | 104.57 | 7 | 24.08
2040 | MAPP_CA_2_MAPP_US | MAPP_CA | MAPP_US | Internal | Winter | B19 | 700 | 372 | 372 | 73.5 | 92.23 | 7 | 11.73
2040 | MAPP_CA_2_MAPP_US | MAPP_CA | MAPP_US | Internal | Winter | B20 | 935 | 372 | 0 | 73.5 | 66.5 | 7 | 0
2040 | MAPP_CA_2_MISO_W | MAPP_CA | MISO_W | Internal | Shoulder | B11 | 25 | 2196 | 2196 | 66.48 | 153.88 | 0.01 | 87.39
2040 | MAPP_CA_2_MISO_W | MAPP_CA | MISO_W | Internal | Shoulder | B12 | 200 | 2196 | 2196 | 66.48 | 153.86 | 0.01 | 87.36
2040 | MAPP_CA_2_MISO_W | MAPP_CA | MISO_W | Internal | Shoulder | B13 | 600 | 2196 | 2196 | 66.48 | 116.45 | 0.01 | 49.95
2040 | MAPP_CA_2_MISO_W | MAPP_CA | MISO_W | Internal | Shoulder | B14 | 900 | 2196 | 2196 | 66.48 | 77.82 | 0.01 | 11.32
2040 | MAPP_CA_2_MISO_W | MAPP_CA | MISO_W | Internal | Shoulder | B15 | 1203 | 2196 | 552.81 | 66.48 | 66.5 | 0.01 | 0
2040 | MAPP_CA_2_MISO_W | MAPP_CA | MISO_W | Internal | Summer | B1 | 10 | 2196 | 2196 | 66.48 | 284.25 | 0.01 | 217.76
2040 | MAPP_CA_2_MISO_W | MAPP_CA | MISO_W | Internal | Summer | B2 | 25 | 2196 | 2196 | 66.48 | 283.8 | 0.01 | 217.3
2040 | MAPP_CA_2_MISO_W | MAPP_CA | MISO_W | Internal | Summer | B3 | 75 | 2196 | 2196 | 66.48 | 284.36 | 0.01 | 217.86
2040 | MAPP_CA_2_MISO_W | MAPP_CA | MISO_W | Internal | Summer | B4 | 100 | 2196 | 2196 | 66.48 | 189.26 | 0.01 | 122.77
2040 | MAPP_CA_2_MISO_W | MAPP_CA | MISO_W | Internal | Summer | B5 | 200 | 2196 | 2196 | 66.48 | 181.19 | 0.01 | 114.69
2040 | MAPP_CA_2_MISO_W | MAPP_CA | MISO_W | Internal | Summer | B6 | 300 | 2196 | 2196 | 66.48 | 180.68 | 0.01 | 114.19
2040 | MAPP_CA_2_MISO_W | MAPP_CA | MISO_W | Internal | Summer | B7 | 400 | 2196 | 2196 | 66.48 | 156.2 | 0.01 | 89.7
2040 | MAPP_CA_2_MISO_W | MAPP_CA | MISO_W | Internal | Summer | B8 | 500 | 2196 | 2196 | 66.48 | 152.29 | 0.01 | 85.79
2040 | MAPP_CA_2_MISO_W | MAPP_CA | MISO_W | Internal | Summer | B9 | 800 | 2196 | 2196 | 66.48 | 152.22 | 0.01 | 85.72
2040 | MAPP_CA_2_MISO_W | MAPP_CA | MISO_W | Internal | Summer | B10 | 1262 | 2196 | 1850.04 | 66.48 | 66.5 | 0.01 | 0
2040 | MAPP_CA_2_MISO_W | MAPP_CA | MISO_W | Internal | Winter | B16 | 25 | 2196 | 2196 | 73.5 | 88.13 | 0.01 | 14.63
2040 | MAPP_CA_2_MISO_W | MAPP_CA | MISO_W | Internal | Winter | B17 | 100 | 2196 | 2196 | 73.5 | 88.13 | 0.01 | 14.63
2040 | MAPP_CA_2_MISO_W | MAPP_CA | MISO_W | Internal | Winter | B18 | 400 | 2196 | 2196 | 73.5 | 111.57 | 0.01 | 38.07
2040 | MAPP_CA_2_MISO_W | MAPP_CA | MISO_W | Internal | Winter | B19 | 700 | 2196 | 2196 | 73.5 | 99.23 | 0.01 | 25.72
2040 | MAPP_CA_2_MISO_W | MAPP_CA | MISO_W | Internal | Winter | B20 | 935 | 2196 | 0 | 73.5 | 73.5 | 0.01 | 0
2040 | MAPP_US_2_MAPP_CA | MAPP_US | MAPP_CA | Internal | Shoulder | B11 | 25 | 165 | 0 | 146.88 | 66.48 | 7 | 0
2040 | MAPP_US_2_MAPP_CA | MAPP_US | MAPP_CA | Internal | Shoulder | B12 | 200 | 165 | 0 | 146.86 | 66.48 | 7 | 0
2040 | MAPP_US_2_MAPP_CA | MAPP_US | MAPP_CA | Internal | Shoulder | B13 | 600 | 165 | 0 | 109.45 | 66.48 | 7 | 0
2040 | MAPP_US_2_MAPP_CA | MAPP_US | MAPP_CA | Internal | Shoulder | B14 | 900 | 165 | 0 | 73.48 | 66.48 | 7 | 0
2040 | MAPP_US_2_MAPP_CA | MAPP_US | MAPP_CA | Internal | Shoulder | B15 | 1203 | 165 | 0 | 65.5 | 66.48 | 7 | 0
2040 | MAPP_US_2_MAPP_CA | MAPP_US | MAPP_CA | Internal | Summer | B1 | 10 | 165 | 0 | 277.25 | 66.48 | 7 | 0
2040 | MAPP_US_2_MAPP_CA | MAPP_US | MAPP_CA | Internal | Summer | B2 | 25 | 165 | 0 | 276.8 | 66.48 | 7 | 0
2040 | MAPP_US_2_MAPP_CA | MAPP_US | MAPP_CA | Internal | Summer | B3 | 75 | 165 | 0 | 277.36 | 66.48 | 7 | 0
2040 | MAPP_US_2_MAPP_CA | MAPP_US | MAPP_CA | Internal | Summer | B4 | 100 | 165 | 0 | 182.26 | 66.48 | 7 | 0
2040 | MAPP_US_2_MAPP_CA | MAPP_US | MAPP_CA | Internal | Summer | B5 | 200 | 165 | 0 | 180.2 | 66.48 | 7 | 0
2040 | MAPP_US_2_MAPP_CA | MAPP_US | MAPP_CA | Internal | Summer | B6 | 300 | 165 | 0 | 173.68 | 66.48 | 7 | 0
2040 | MAPP_US_2_MAPP_CA | MAPP_US | MAPP_CA | Internal | Summer | B7 | 400 | 165 | 0 | 149.2 | 66.48 | 7 | 0
2040 | MAPP_US_2_MAPP_CA | MAPP_US | MAPP_CA | Internal | Summer | B8 | 500 | 165 | 0 | 145.29 | 66.48 | 7 | 0
2040 | MAPP_US_2_MAPP_CA | MAPP_US | MAPP_CA | Internal | Summer | B9 | 800 | 165 | 0 | 145.22 | 66.48 | 7 | 0
2040 | MAPP_US_2_MAPP_CA | MAPP_US | MAPP_CA | Internal | Summer | B10 | 1262 | 165 | 0 | 66.5 | 66.48 | 7 | 0
2040 | MAPP_US_2_MAPP_CA | MAPP_US | MAPP_CA | Internal | Winter | B16 | 25 | 165 | 0 | 81.13 | 73.5 | 7 | 0
2040 | MAPP_US_2_MAPP_CA | MAPP_US | MAPP_CA | Internal | Winter | B17 | 100 | 165 | 0 | 81.13 | 73.5 | 7 | 0
2040 | MAPP_US_2_MAPP_CA | MAPP_US | MAPP_CA | Internal | Winter | B18 | 400 | 165 | 0 | 104.57 | 73.5 | 7 | 0
2040 | MAPP_US_2_MAPP_CA | MAPP_US | MAPP_CA | Internal | Winter | B19 | 700 | 165 | 0 | 92.23 | 73.5 | 7 | 0
2040 | MAPP_US_2_MAPP_CA | MAPP_US | MAPP_CA | Internal | Winter | B20 | 935 | 165 | 140.63 | 66.5 | 73.5 | 7 | 0
2040 | MAPP_US_2_MISO_W | MAPP_US | MISO_W | Internal | Shoulder | B11 | 25 | 2635 | 832.58 | 146.88 | 153.88 | 7 | 0
2040 | MAPP_US_2_MISO_W | MAPP_US | MISO_W | Internal | Shoulder | B12 | 200 | 2635 | 1333.21 | 146.86 | 153.86 | 7 | 0
2040 | MAPP_US_2_MISO_W | MAPP_US | MISO_W | Internal | Shoulder | B13 | 600 | 2635 | 1809.75 | 109.45 | 116.45 | 7 | 0
2040 | MAPP_US_2_MISO_W | MAPP_US | MISO_W | Internal | Shoulder | B14 | 900 | 2635 | 0 | 73.48 | 77.82 | 7 | 0
2040 | MAPP_US_2_MISO_W | MAPP_US | MISO_W | Internal | Shoulder | B15 | 1203 | 2635 | 0 | 65.5 | 66.5 | 7 | 0
2040 | MAPP_US_2_MISO_W | MAPP_US | MISO_W | Internal | Summer | B1 | 10 | 2635 | 838.59 | 277.25 | 284.25 | 7 | 0
2040 | MAPP_US_2_MISO_W | MAPP_US | MISO_W | Internal | Summer | B2 | 25 | 2635 | 1425.93 | 276.8 | 283.8 | 7 | 0
2040 | MAPP_US_2_MISO_W | MAPP_US | MISO_W | Internal | Summer | B3 | 75 | 2635 | 1839.15 | 277.36 | 284.36 | 7 | 0
2040 | MAPP_US_2_MISO_W | MAPP_US | MISO_W | Internal | Summer | B4 | 100 | 2635 | 30.37 | 182.26 | 189.26 | 7 | 0
2040 | MAPP_US_2_MISO_W | MAPP_US | MISO_W | Internal | Summer | B5 | 200 | 2635 | 0 | 180.2 | 181.19 | 7 | 0
2040 | MAPP_US_2_MISO_W | MAPP_US | MISO_W | Internal | Summer | B6 | 300 | 2635 | 77.2 | 173.68 | 180.68 | 7 | 0
2040 | MAPP_US_2_MISO_W | MAPP_US | MISO_W | Internal | Summer | B7 | 400 | 2635 | 125.99 | 149.2 | 156.2 | 7 | 0
2040 | MAPP_US_2_MISO_W | MAPP_US | MISO_W | Internal | Summer | B8 | 500 | 2635 | 752.02 | 145.29 | 152.29 | 7 | 0
2040 | MAPP_US_2_MISO_W | MAPP_US | MISO_W | Internal | Summer | B9 | 800 | 2635 | 194.24 | 145.22 | 152.22 | 7 | 0
2040 | MAPP_US_2_MISO_W | MAPP_US | MISO_W | Internal | Summer | B10 | 1262 | 2635 | 0 | 66.5 | 66.5 | 7 | 0
2040 | MAPP_US_2_MISO_W | MAPP_US | MISO_W | Internal | Winter | B16 | 25 | 2635 | 1291.57 | 81.13 | 88.13 | 7 | 0
2040 | MAPP_US_2_MISO_W | MAPP_US | MISO_W | Internal | Winter | B17 | 100 | 2635 | 342.11 | 81.13 | 88.13 | 7 | 0
2040 | MAPP_US_2_MISO_W | MAPP_US | MISO_W | Internal | Winter | B18 | 400 | 2635 | 1980.32 | 104.57 | 111.57 | 7 | 0
2040 | MAPP_US_2_MISO_W | MAPP_US | MISO_W | Internal | Winter | B19 | 700 | 2635 | 1227.38 | 92.23 | 99.23 | 7 | 0
2040 | MAPP_US_2_MISO_W | MAPP_US | MISO_W | Internal | Winter | B20 | 935 | 2635 | 126.17 | 66.5 | 73.5 | 7 | 0
2040 | MAPP_US_2_NE | MAPP_US | NE | Internal | Shoulder | B11 | 25 | 2000 | 2000 | 146.88 | 157.08 | 7 | 3.19
2040 | MAPP_US_2_NE | MAPP_US | NE | Internal | Shoulder | B12 | 200 | 2000 | 2000 | 146.86 | 156.43 | 7 | 2.57
2040 | MAPP_US_2_NE | MAPP_US | NE | Internal | Shoulder | B13 | 600 | 2000 | 1797.09 | 109.45 | 116.45 | 7 | 0
2040 | MAPP_US_2_NE | MAPP_US | NE | Internal | Shoulder | B14 | 900 | 2000 | 2000 | 73.48 | 81.65 | 7 | 1.17
2040 | MAPP_US_2_NE | MAPP_US | NE | Internal | Shoulder | B15 | 1203 | 2000 | 2000 | 65.5 | 73.5 | 7 | 1
2040 | MAPP_US_2_NE | MAPP_US | NE | Internal | Summer | B1 | 10 | 2000 | 375.91 | 277.25 | 284.25 | 7 | 0
2040 | MAPP_US_2_NE | MAPP_US | NE | Internal | Summer | B2 | 25 | 2000 | 930.95 | 276.8 | 283.8 | 7 | 0
2040 | MAPP_US_2_NE | MAPP_US | NE | Internal | Summer | B3 | 75 | 2000 | 515.85 | 277.36 | 284.36 | 7 | 0
2040 | MAPP_US_2_NE | MAPP_US | NE | Internal | Summer | B4 | 100 | 2000 | 1377.41 | 182.26 | 189.26 | 7 | 0
2040 | MAPP_US_2_NE | MAPP_US | NE | Internal | Summer | B5 | 200 | 2000 | 1008.02 | 180.2 | 187.2 | 7 | 0
2040 | MAPP_US_2_NE | MAPP_US | NE | Internal | Summer | B6 | 300 | 2000 | 1176.74 | 173.68 | 180.68 | 7 | 0
2040 | MAPP_US_2_NE | MAPP_US | NE | Internal | Summer | B7 | 400 | 2000 | 2000 | 149.2 | 163.19 | 7 | 6.99
2040 | MAPP_US_2_NE | MAPP_US | NE | Internal | Summer | B8 | 500 | 2000 | 2000 | 145.29 | 155.85 | 7 | 3.56
2040 | MAPP_US_2_NE | MAPP_US | NE | Internal | Summer | B9 | 800 | 2000 | 2000 | 145.22 | 154.72 | 7 | 2.5
2040 | MAPP_US_2_NE | MAPP_US | NE | Internal | Summer | B10 | 1262 | 2000 | 1918.52 | 66.5 | 73.5 | 7 | 0
2040 | MAPP_US_2_NE | MAPP_US | NE | Internal | Winter | B16 | 25 | 2000 | 2000 | 81.13 | 95.13 | 7 | 7
2040 | MAPP_US_2_NE | MAPP_US | NE | Internal | Winter | B17 | 100 | 2000 | 2000 | 81.13 | 95.12 | 7 | 6.99
2040 | MAPP_US_2_NE | MAPP_US | NE | Internal | Winter | B18 | 400 | 2000 | 2000 | 104.57 | 118.56 | 7 | 6.99
2040 | MAPP_US_2_NE | MAPP_US | NE | Internal | Winter | B19 | 700 | 2000 | 1335.28 | 92.23 | 99.23 | 7 | 0
2040 | MAPP_US_2_NE | MAPP_US | NE | Internal | Winter | B20 | 935 | 2000 | 1697.74 | 66.5 | 73.5 | 7 | 0
2040 | MARITIMES_2_NEISO | MARITIMES | NEISO | Internal | Shoulder | B11 | 25 | 99999 | 1720.66 | 64.95 | 64.97 | 0.01 | 0
2040 | MARITIMES_2_NEISO | MARITIMES | NEISO | Internal | Shoulder | B12 | 200 | 99999 | 1717.44 | 64.95 | 64.97 | 0.01 | 0
2040 | MARITIMES_2_NEISO | MARITIMES | NEISO | Internal | Shoulder | B13 | 600 | 99999 | 1704.78 | 64.95 | 64.97 | 0.01 | 0
2040 | MARITIMES_2_NEISO | MARITIMES | NEISO | Internal | Shoulder | B14 | 900 | 99999 | 1682.64 | 64.95 | 64.97 | 0.01 | 0
2040 | MARITIMES_2_NEISO | MARITIMES | NEISO | Internal | Shoulder | B15 | 1203 | 99999 | 648.08 | 64.95 | 64.97 | 0.01 | 0
2040 | MARITIMES_2_NEISO | MARITIMES | NEISO | Internal | Summer | B1 | 10 | 99999 | 1900.1 | 172.66 | 172.67 | 0.01 | 0
2040 | MARITIMES_2_NEISO | MARITIMES | NEISO | Internal | Summer | B2 | 25 | 99999 | 1878.84 | 236.08 | 236.1 | 0.01 | 0
2040 | MARITIMES_2_NEISO | MARITIMES | NEISO | Internal | Summer | B3 | 75 | 99999 | 1836.48 | 172.66 | 172.67 | 0.01 | 0
2040 | MARITIMES_2_NEISO | MARITIMES | NEISO | Internal | Summer | B4 | 100 | 99999 | 1800.07 | 165.93 | 165.94 | 0.01 | 0
2040 | MARITIMES_2_NEISO | MARITIMES | NEISO | Internal | Summer | B5 | 200 | 99999 | 1780.26 | 165.93 | 165.94 | 0.01 | 0
2040 | MARITIMES_2_NEISO | MARITIMES | NEISO | Internal | Summer | B6 | 300 | 99999 | 1757.92 | 165.67 | 165.69 | 0.01 | 0
2040 | MARITIMES_2_NEISO | MARITIMES | NEISO | Internal | Summer | B7 | 400 | 99999 | 1732.32 | 147.19 | 147.2 | 0.01 | 0
2040 | MARITIMES_2_NEISO | MARITIMES | NEISO | Internal | Summer | B8 | 500 | 99999 | 1712.2 | 143.31 | 143.33 | 0.01 | 0
2040 | MARITIMES_2_NEISO | MARITIMES | NEISO | Internal | Summer | B9 | 800 | 99999 | 1687.55 | 142.53 | 142.54 | 0.01 | 0
2040 | MARITIMES_2_NEISO | MARITIMES | NEISO | Internal | Summer | B10 | 1262 | 99999 | 465.16 | 127.71 | 127.72 | 0.01 | 0
2040 | MARITIMES_2_NEISO | MARITIMES | NEISO | Internal | Winter | B16 | 25 | 99999 | 1765.23 | 64.95 | 64.97 | 0.01 | 0
2040 | MARITIMES_2_NEISO | MARITIMES | NEISO | Internal | Winter | B17 | 100 | 99999 | 1747.34 | 64.95 | 64.97 | 0.01 | 0
2040 | MARITIMES_2_NEISO | MARITIMES | NEISO | Internal | Winter | B18 | 400 | 99999 | 1733.65 | 64.95 | 64.97 | 0.01 | 0
2040 | MARITIMES_2_NEISO | MARITIMES | NEISO | Internal | Winter | B19 | 700 | 99999 | 1708.15 | 64.95 | 64.97 | 0.01 | 0
2040 | MARITIMES_2_NEISO | MARITIMES | NEISO | Internal | Winter | B20 | 935 | 99999 | 723.43 | 64.95 | 64.97 | 0.01 | 0
2040 | MISO_IN_2_MISO_MI | MISO_IN | MISO_MI | Internal | Shoulder | B11 | 25 | 5021 | 0.01 | 153.88 | 153.87 | 0.01 | 0
2040 | MISO_IN_2_MISO_MI | MISO_IN | MISO_MI | Internal | Shoulder | B12 | 200 | 5021 | 0 | 153.88 | 153.87 | 0.01 | 0
2040 | MISO_IN_2_MISO_MI | MISO_IN | MISO_MI | Internal | Shoulder | B13 | 600 | 5021 | 0 | 124.08 | 122.47 | 0.01 | 0
2040 | MISO_IN_2_MISO_MI | MISO_IN | MISO_MI | Internal | Shoulder | B14 | 900 | 5021 | 0 | 121.05 | 121.04 | 0.01 | 0
2040 | MISO_IN_2_MISO_MI | MISO_IN | MISO_MI | Internal | Shoulder | B15 | 1203 | 5021 | 0 | 79.51 | 79.49 | 0.01 | 0
2040 | MISO_IN_2_MISO_MI | MISO_IN | MISO_MI | Internal | Summer | B1 | 10 | 5021 | 2605.79 | 284.22 | 284.23 | 0.01 | 0
2040 | MISO_IN_2_MISO_MI | MISO_IN | MISO_MI | Internal | Summer | B2 | 25 | 5021 | 1450.55 | 283.01 | 283.03 | 0.01 | 0
2040 | MISO_IN_2_MISO_MI | MISO_IN | MISO_MI | Internal | Summer | B3 | 75 | 5021 | 1663.92 | 281.79 | 281.8 | 0.01 | 0
2040 | MISO_IN_2_MISO_MI | MISO_IN | MISO_MI | Internal | Summer | B4 | 100 | 5021 | 2210.24 | 177.95 | 177.97 | 0.01 | 0
2040 | MISO_IN_2_MISO_MI | MISO_IN | MISO_MI | Internal | Summer | B5 | 200 | 5021 | 3140.57 | 172.13 | 172.14 | 0.01 | 0
2040 | MISO_IN_2_MISO_MI | MISO_IN | MISO_MI | Internal | Summer | B6 | 300 | 5021 | 2391.89 | 152.29 | 152.3 | 0.01 | 0
2040 | MISO_IN_2_MISO_MI | MISO_IN | MISO_MI | Internal | Summer | B7 | 400 | 5021 | 2299.69 | 152.29 | 152.3 | 0.01 | 0
2040 | MISO_IN_2_MISO_MI | MISO_IN | MISO_MI | Internal | Summer | B8 | 500 | 5021 | 105.51 | 152.29 | 152.3 | 0.01 | 0
2040 | MISO_IN_2_MISO_MI | MISO_IN | MISO_MI | Internal | Summer | B9 | 800 | 5021 | 0 | 152.29 | 152.22 | 0.01 | 0
2040 | MISO_IN_2_MISO_MI | MISO_IN | MISO_MI | Internal | Summer | B10 | 1262 | 5021 | 0 | 78.52 | 78.51 | 0.01 | 0
2040 | MISO_IN_2_MISO_MI | MISO_IN | MISO_MI | Internal | Winter | B16 | 25 | 5021 | 91.99 | 157.28 | 157.29 | 0.01 | 0
2040 | MISO_IN_2_MISO_MI | MISO_IN | MISO_MI | Internal | Winter | B17 | 100 | 5021 | 0 | 157.28 | 157.27 | 0.01 | 0
2040 | MISO_IN_2_MISO_MI | MISO_IN | MISO_MI | Internal | Winter | B18 | 400 | 5021 | 0 | 128.77 | 127.57 | 0.01 | 0
2040 | MISO_IN_2_MISO_MI | MISO_IN | MISO_MI | Internal | Winter | B19 | 700 | 5021 | 0 | 120.55 | 120.2 | 0.01 | 0
2040 | MISO_IN_2_MISO_MI | MISO_IN | MISO_MI | Internal | Winter | B20 | 935 | 5021 | 0 | 81.11 | 81.1 | 0.01 | 0
2040 | MISO_IN_2_MISO_MO-IL | MISO_IN | MISO_MO-IL | Internal | Shoulder | B11 | 25 | 5533 | 3930.5 | 153.88 | 153.9 | 0.01 | 0
2040 | MISO_IN_2_MISO_MO-IL | MISO_IN | MISO_MO-IL | Internal | Shoulder | B12 | 200 | 5533 | 0 | 153.88 | 153.87 | 0.01 | 0
2040 | MISO_IN_2_MISO_MO-IL | MISO_IN | MISO_MO-IL | Internal | Shoulder | B13 | 600 | 5533 | 0 | 124.08 | 121.46 | 0.01 | 0
2040 | MISO_IN_2_MISO_MO-IL | MISO_IN | MISO_MO-IL | Internal | Shoulder | B14 | 900 | 5533 | 0 | 121.05 | 111.46 | 0.01 | 0
2040 | MISO_IN_2_MISO_MO-IL | MISO_IN | MISO_MO-IL | Internal | Shoulder | B15 | 1203 | 5533 | 0 | 79.51 | 74.28 | 0.01 | 0
2040 | MISO_IN_2_MISO_MO-IL | MISO_IN | MISO_MO-IL | Internal | Summer | B1 | 10 | 5533 | 4473.32 | 284.22 | 284.23 | 0.01 | 0
2040 | MISO_IN_2_MISO_MO-IL | MISO_IN | MISO_MO-IL | Internal | Summer | B2 | 25 | 5533 | 5533 | 283.01 | 283.81 | 0.01 | 0.79
2040 | MISO_IN_2_MISO_MO-IL | MISO_IN | MISO_MO-IL | Internal | Summer | B3 | 75 | 5533 | 5533 | 281.79 | 284.23 | 0.01 | 2.43
2040 | MISO_IN_2_MISO_MO-IL | MISO_IN | MISO_MO-IL | Internal | Summer | B4 | 100 | 5533 | 5533 | 177.95 | 186.95 | 0.01 | 8.99
2040 | MISO_IN_2_MISO_MO-IL | MISO_IN | MISO_MO-IL | Internal | Summer | B5 | 200 | 5533 | 5533 | 172.13 | 181.13 | 0.01 | 8.99
2040 | MISO_IN_2_MISO_MO-IL | MISO_IN | MISO_MO-IL | Internal | Summer | B6 | 300 | 5533 | 5533 | 152.29 | 172.96 | 0.01 | 20.66
2040 | MISO_IN_2_MISO_MO-IL | MISO_IN | MISO_MO-IL | Internal | Summer | B7 | 400 | 5533 | 5533 | 152.29 | 156.19 | 0.01 | 3.88
2040 | MISO_IN_2_MISO_MO-IL | MISO_IN | MISO_MO-IL | Internal | Summer | B8 | 500 | 5533 | 793.65 | 152.29 | 152.3 | 0.01 | 0
2040 | MISO_IN_2_MISO_MO-IL | MISO_IN | MISO_MO-IL | Internal | Summer | B9 | 800 | 5533 | 0 | 152.29 | 152.28 | 0.01 | 0
2040 | MISO_IN_2_MISO_MO-IL | MISO_IN | MISO_MO-IL | Internal | Summer | B10 | 1262 | 5533 | 0 | 78.52 | 78.5 | 0.01 | 0
2040 | MISO_IN_2_MISO_MO-IL | MISO_IN | MISO_MO-IL | Internal | Winter | B16 | 25 | 5533 | 0.01 | 157.28 | 157.27 | 0.01 | 0
2040 | MISO_IN_2_MISO_MO-IL | MISO_IN | MISO_MO-IL | Internal | Winter | B17 | 100 | 5533 | 0 | 157.28 | 155.78 | 0.01 | 0
2040 | MISO_IN_2_MISO_MO-IL | MISO_IN | MISO_MO-IL | Internal | Winter | B18 | 400 | 5533 | 0 | 128.77 | 123.57 | 0.01 | 0
2040 | MISO_IN_2_MISO_MO-IL | MISO_IN | MISO_MO-IL | Internal | Winter | B19 | 700 | 5533 | 0 | 120.55 | 112.96 | 0.01 | 0
2040 | MISO_IN_2_MISO_MO-IL | MISO_IN | MISO_MO-IL | Internal | Winter | B20 | 935 | 5533 | 0 | 81.11 | 76.17 | 0.01 | 0
2040 | MISO_IN_2_NonRTO_Midwest | MISO_IN | NonRTO_Midwest | Internal | Shoulder | B11 | 25 | 4800 | 0 | 153.88 | 157.66 | 8 | 0
2040 | MISO_IN_2_NonRTO_Midwest | MISO_IN | NonRTO_Midwest | Internal | Shoulder | B12 | 200 | 4800 | 0 | 153.88 | 157.66 | 8 | 0
2040 | MISO_IN_2_NonRTO_Midwest | MISO_IN | NonRTO_Midwest | Internal | Shoulder | B13 | 600 | 4800 | 0 | 124.08 | 121.16 | 8 | 0
2040 | MISO_IN_2_NonRTO_Midwest | MISO_IN | NonRTO_Midwest | Internal | Shoulder | B14 | 900 | 4800 | 0 | 121.05 | 120.46 | 8 | 0
2040 | MISO_IN_2_NonRTO_Midwest | MISO_IN | NonRTO_Midwest | Internal | Shoulder | B15 | 1203 | 4800 | 0 | 79.51 | 73.5 | 8 | 0
2040 | MISO_IN_2_NonRTO_Midwest | MISO_IN | NonRTO_Midwest | Internal | Summer | B1 | 10 | 4800 | 6.46 | 284.22 | 292.22 | 8 | 0
2040 | MISO_IN_2_NonRTO_Midwest | MISO_IN | NonRTO_Midwest | Internal | Summer | B2 | 25 | 4800 | 0 | 283.01 | 283.01 | 8 | 0
2040 | MISO_IN_2_NonRTO_Midwest | MISO_IN | NonRTO_Midwest | Internal | Summer | B3 | 75 | 4800 | 0 | 281.79 | 281.81 | 8 | 0
2040 | MISO_IN_2_NonRTO_Midwest | MISO_IN | NonRTO_Midwest | Internal | Summer | B4 | 100 | 4800 | 0 | 177.95 | 169.95 | 8 | 0
2040 | MISO_IN_2_NonRTO_Midwest | MISO_IN | NonRTO_Midwest | Internal | Summer | B5 | 200 | 4800 | 0 | 172.13 | 164.13 | 8 | 0
2040 | MISO_IN_2_NonRTO_Midwest | MISO_IN | NonRTO_Midwest | Internal | Summer | B6 | 300 | 4800 | 0 | 152.29 | 156.1 | 8 | 0
2040 | MISO_IN_2_NonRTO_Midwest | MISO_IN | NonRTO_Midwest | Internal | Summer | B7 | 400 | 4800 | 0 | 152.29 | 144.29 | 8 | 0
2040 | MISO_IN_2_NonRTO_Midwest | MISO_IN | NonRTO_Midwest | Internal | Summer | B8 | 500 | 4800 | 0 | 152.29 | 144.29 | 8 | 0
2040 | MISO_IN_2_NonRTO_Midwest | MISO_IN | NonRTO_Midwest | Internal | Summer | B9 | 800 | 4800 | 0 | 152.29 | 144.29 | 8 | 0
2040 | MISO_IN_2_NonRTO_Midwest | MISO_IN | NonRTO_Midwest | Internal | Summer | B10 | 1262 | 4800 | 0 | 78.52 | 73.5 | 8 | 0
2040 | MISO_IN_2_NonRTO_Midwest | MISO_IN | NonRTO_Midwest | Internal | Winter | B16 | 25 | 4800 | 0.96 | 157.28 | 165.18 | 8 | 0
2040 | MISO_IN_2_NonRTO_Midwest | MISO_IN | NonRTO_Midwest | Internal | Winter | B17 | 100 | 4800 | 0 | 157.28 | 161.53 | 8 | 0
2040 | MISO_IN_2_NonRTO_Midwest | MISO_IN | NonRTO_Midwest | Internal | Winter | B18 | 400 | 4800 | 0 | 128.77 | 125.57 | 8 | 0
2040 | MISO_IN_2_NonRTO_Midwest | MISO_IN | NonRTO_Midwest | Internal | Winter | B19 | 700 | 4800 | 0 | 120.55 | 121.96 | 8 | 0
2040 | MISO_IN_2_NonRTO_Midwest | MISO_IN | NonRTO_Midwest | Internal | Winter | B20 | 935 | 4800 | 0 | 81.11 | 73.92 | 8 | 0
2040 | MISO_IN_2_PJM_ROR | MISO_IN | PJM_ROR | Internal | Shoulder | B11 | 25 | 992 | 0 | 153.88 | 151.88 | 2 | 0
2040 | MISO_IN_2_PJM_ROR | MISO_IN | PJM_ROR | Internal | Shoulder | B12 | 200 | 992 | 0 | 153.88 | 151.88 | 2 | 0
2040 | MISO_IN_2_PJM_ROR | MISO_IN | PJM_ROR | Internal | Shoulder | B13 | 600 | 992 | 0 | 124.08 | 120.47 | 2 | 0
2040 | MISO_IN_2_PJM_ROR | MISO_IN | PJM_ROR | Internal | Shoulder | B14 | 900 | 992 | 0 | 121.05 | 119.04 | 2 | 0
2040 | MISO_IN_2_PJM_ROR | MISO_IN | PJM_ROR | Internal | Shoulder | B15 | 1203 | 992 | 0 | 79.51 | 74.5 | 2 | 0
2040 | MISO_IN_2_PJM_ROR | MISO_IN | PJM_ROR | Internal | Summer | B1 | 10 | 992 | 0 | 284.22 | 285.01 | 2 | 0
2040 | MISO_IN_2_PJM_ROR | MISO_IN | PJM_ROR | Internal | Summer | B2 | 25 | 992 | 325.43 | 283.01 | 285.01 | 2 | 0
2040 | MISO_IN_2_PJM_ROR | MISO_IN | PJM_ROR | Internal | Summer | B3 | 75 | 992 | 992 | 281.79 | 283.81 | 2 | 0.02
2040 | MISO_IN_2_PJM_ROR | MISO_IN | PJM_ROR | Internal | Summer | B4 | 100 | 992 | 992 | 177.95 | 182.84 | 2 | 2.89
2040 | MISO_IN_2_PJM_ROR | MISO_IN | PJM_ROR | Internal | Summer | B5 | 200 | 992 | 992 | 172.13 | 178.71 | 2 | 4.58
2040 | MISO_IN_2_PJM_ROR | MISO_IN | PJM_ROR | Internal | Summer | B6 | 300 | 992 | 992 | 152.29 | 170.96 | 2 | 16.67
2040 | MISO_IN_2_PJM_ROR | MISO_IN | PJM_ROR | Internal | Summer | B7 | 400 | 992 | 992 | 152.29 | 158.19 | 2 | 3.89
2040 | MISO_IN_2_PJM_ROR | MISO_IN | PJM_ROR | Internal | Summer | B8 | 500 | 992 | 992 | 152.29 | 154.3 | 2 | 0.01
2040 | MISO_IN_2_PJM_ROR | MISO_IN | PJM_ROR | Internal | Summer | B9 | 800 | 992 | 0 | 152.29 | 152.06 | 2 | 0
2040 | MISO_IN_2_PJM_ROR | MISO_IN | PJM_ROR | Internal | Summer | B10 | 1262 | 992 | 0 | 78.52 | 80.5 | 2 | 0
2040 | MISO_IN_2_PJM_ROR | MISO_IN | PJM_ROR | Internal | Winter | B16 | 25 | 992 | 0 | 157.28 | 157.78 | 2 | 0
2040 | MISO_IN_2_PJM_ROR | MISO_IN | PJM_ROR | Internal | Winter | B17 | 100 | 992 | 0 | 157.28 | 157.78 | 2 | 0
2040 | MISO_IN_2_PJM_ROR | MISO_IN | PJM_ROR | Internal | Winter | B18 | 400 | 992 | 0 | 128.77 | 125.57 | 2 | 0
2040 | MISO_IN_2_PJM_ROR | MISO_IN | PJM_ROR | Internal | Winter | B19 | 700 | 992 | 0 | 120.55 | 118.2 | 2 | 0
2040 | MISO_IN_2_PJM_ROR | MISO_IN | PJM_ROR | Internal | Winter | B20 | 935 | 992 | 0 | 81.11 | 75.92 | 2 | 0
2040 | MISO_MI_2_MISO_IN | MISO_MI | MISO_IN | Internal | Shoulder | B11 | 25 | 2066 | 339.69 | 153.87 | 153.88 | 0.01 | 0
2040 | MISO_MI_2_MISO_IN | MISO_MI | MISO_IN | Internal | Shoulder | B12 | 200 | 2066 | 969.58 | 153.87 | 153.88 | 0.01 | 0
2040 | MISO_MI_2_MISO_IN | MISO_MI | MISO_IN | Internal | Shoulder | B13 | 600 | 2066 | 2066 | 122.47 | 124.08 | 0.01 | 1.6
2040 | MISO_MI_2_MISO_IN | MISO_MI | MISO_IN | Internal | Shoulder | B14 | 900 | 2066 | 2026.68 | 121.04 | 121.05 | 0.01 | 0
2040 | MISO_MI_2_MISO_IN | MISO_MI | MISO_IN | Internal | Shoulder | B15 | 1203 | 2066 | 1253.24 | 79.49 | 79.51 | 0.01 | 0
2040 | MISO_MI_2_MISO_IN | MISO_MI | MISO_IN | Internal | Summer | B1 | 10 | 2066 | 0.04 | 284.23 | 284.22 | 0.01 | 0
2040 | MISO_MI_2_MISO_IN | MISO_MI | MISO_IN | Internal | Summer | B2 | 25 | 2066 | 0.01 | 283.03 | 283.01 | 0.01 | 0
2040 | MISO_MI_2_MISO_IN | MISO_MI | MISO_IN | Internal | Summer | B3 | 75 | 2066 | 0 | 281.8 | 281.79 | 0.01 | 0
2040 | MISO_MI_2_MISO_IN | MISO_MI | MISO_IN | Internal | Summer | B4 | 100 | 2066 | 0 | 177.97 | 177.95 | 0.01 | 0
2040 | MISO_MI_2_MISO_IN | MISO_MI | MISO_IN | Internal | Summer | B5 | 200 | 2066 | 0 | 172.14 | 172.13 | 0.01 | 0
2040 | MISO_MI_2_MISO_IN | MISO_MI | MISO_IN | Internal | Summer | B6 | 300 | 2066 | 0 | 152.3 | 152.29 | 0.01 | 0
2040 | MISO_MI_2_MISO_IN | MISO_MI | MISO_IN | Internal | Summer | B7 | 400 | 2066 | 0 | 152.3 | 152.29 | 0.01 | 0
2040 | MISO_MI_2_MISO_IN | MISO_MI | MISO_IN | Internal | Summer | B8 | 500 | 2066 | 0 | 152.3 | 152.29 | 0.01 | 0
2040 | MISO_MI_2_MISO_IN | MISO_MI | MISO_IN | Internal | Summer | B9 | 800 | 2066 | 2066 | 152.22 | 152.29 | 0.01 | 0.06
2040 | MISO_MI_2_MISO_IN | MISO_MI | MISO_IN | Internal | Summer | B10 | 1262 | 2066 | 1412.3 | 78.51 | 78.52 | 0.01 | 0
2040 | MISO_MI_2_MISO_IN | MISO_MI | MISO_IN | Internal | Winter | B16 | 25 | 2066 | 0.01 | 157.29 | 157.28 | 0.01 | 0
2040 | MISO_MI_2_MISO_IN | MISO_MI | MISO_IN | Internal | Winter | B17 | 100 | 2066 | 970.44 | 157.27 | 157.28 | 0.01 | 0
2040 | MISO_MI_2_MISO_IN | MISO_MI | MISO_IN | Internal | Winter | B18 | 400 | 2066 | 2066 | 127.57 | 128.77 | 0.01 | 1.19
2040 | MISO_MI_2_MISO_IN | MISO_MI | MISO_IN | Internal | Winter | B19 | 700 | 2066 | 2066 | 120.2 | 120.55 | 0.01 | 0.33
2040 | MISO_MI_2_MISO_IN | MISO_MI | MISO_IN | Internal | Winter | B20 | 935 | 2066 | 1537.77 | 81.1 | 81.11 | 0.01 | 0
2040 | MISO_MI_2_MISO_WUMS | MISO_MI | MISO_WUMS | Internal | Shoulder | B11 | 25 | 1440 | 608.37 | 153.87 | 153.88 | 0.01 | 0
2040 | MISO_MI_2_MISO_WUMS | MISO_MI | MISO_WUMS | Internal | Shoulder | B12 | 200 | 1440 | 0 | 153.87 | 153.87 | 0.01 | 0
2040 | MISO_MI_2_MISO_WUMS | MISO_MI | MISO_WUMS | Internal | Shoulder | B13 | 600 | 1440 | 0 | 122.47 | 122.46 | 0.01 | 0
2040 | MISO_MI_2_MISO_WUMS | MISO_MI | MISO_WUMS | Internal | Shoulder | B14 | 900 | 1440 | 0 | 121.04 | 121.03 | 0.01 | 0
2040 | MISO_MI_2_MISO_WUMS | MISO_MI | MISO_WUMS | Internal | Shoulder | B15 | 1203 | 1440 | 0 | 79.49 | 73.97 | 0.01 | 0
2040 | MISO_MI_2_MISO_WUMS | MISO_MI | MISO_WUMS | Internal | Summer | B1 | 10 | 1440 | 305.07 | 284.23 | 284.24 | 0.01 | 0
2040 | MISO_MI_2_MISO_WUMS | MISO_MI | MISO_WUMS | Internal | Summer | B2 | 25 | 1440 | 323 | 283.03 | 283.04 | 0.01 | 0
2040 | MISO_MI_2_MISO_WUMS | MISO_MI | MISO_WUMS | Internal | Summer | B3 | 75 | 1440 | 507.58 | 281.8 | 281.81 | 0.01 | 0
2040 | MISO_MI_2_MISO_WUMS | MISO_MI | MISO_WUMS | Internal | Summer | B4 | 100 | 1440 | 606.05 | 177.97 | 177.98 | 0.01 | 0
2040 | MISO_MI_2_MISO_WUMS | MISO_MI | MISO_WUMS | Internal | Summer | B5 | 200 | 1440 | 1440 | 172.14 | 176.71 | 0.01 | 4.55
2040 | MISO_MI_2_MISO_WUMS | MISO_MI | MISO_WUMS | Internal | Summer | B6 | 300 | 1440 | 1440 | 152.3 | 168.96 | 0.01 | 16.64
2040 | MISO_MI_2_MISO_WUMS | MISO_MI | MISO_WUMS | Internal | Summer | B7 | 400 | 1440 | 1440 | 152.3 | 156.19 | 0.01 | 3.87
2040 | MISO_MI_2_MISO_WUMS | MISO_MI | MISO_WUMS | Internal | Summer | B8 | 500 | 1440 | 0 | 152.3 | 152.3 | 0.01 | 0
2040 | MISO_MI_2_MISO_WUMS | MISO_MI | MISO_WUMS | Internal | Summer | B9 | 800 | 1440 | 0 | 152.22 | 152.21 | 0.01 | 0
2040 | MISO_MI_2_MISO_WUMS | MISO_MI | MISO_WUMS | Internal | Summer | B10 | 1262 | 1440 | 0 | 78.51 | 78.5 | 0.01 | 0
2040 | MISO_MI_2_MISO_WUMS | MISO_MI | MISO_WUMS | Internal | Winter | B16 | 25 | 1440 | 70.85 | 157.29 | 157.3 | 0.01 | 0
2040 | MISO_MI_2_MISO_WUMS | MISO_MI | MISO_WUMS | Internal | Winter | B17 | 100 | 1440 | 0 | 157.27 | 157.26 | 0.01 | 0
2040 | MISO_MI_2_MISO_WUMS | MISO_MI | MISO_WUMS | Internal | Winter | B18 | 400 | 1440 | 0 | 127.57 | 127.56 | 0.01 | 0
2040 | MISO_MI_2_MISO_WUMS | MISO_MI | MISO_WUMS | Internal | Winter | B19 | 700 | 1440 | 0 | 120.2 | 120.19 | 0.01 | 0
2040 | MISO_MI_2_MISO_WUMS | MISO_MI | MISO_WUMS | Internal | Winter | B20 | 935 | 1440 | 0 | 81.1 | 75.86 | 0.01 | 0
2040 | MISO_MI_2_PJM_ROR | MISO_MI | PJM_ROR | Internal | Shoulder | B11 | 25 | 1424 | 0 | 153.87 | 151.88 | 2 | 0
2040 | MISO_MI_2_PJM_ROR | MISO_MI | PJM_ROR | Internal | Shoulder | B12 | 200 | 1424 | 0 | 153.87 | 151.88 | 2 | 0
2040 | MISO_MI_2_PJM_ROR | MISO_MI | PJM_ROR | Internal | Shoulder | B13 | 600 | 1424 | 0 | 122.47 | 120.47 | 2 | 0
2040 | MISO_MI_2_PJM_ROR | MISO_MI | PJM_ROR | Internal | Shoulder | B14 | 900 | 1424 | 0 | 121.04 | 119.04 | 2 | 0
2040 | MISO_MI_2_PJM_ROR | MISO_MI | PJM_ROR | Internal | Shoulder | B15 | 1203 | 1424 | 0 | 79.49 | 74.5 | 2 | 0
2040 | MISO_MI_2_PJM_ROR | MISO_MI | PJM_ROR | Internal | Summer | B1 | 10 | 1424 | 0 | 284.23 | 285.01 | 2 | 0
2040 | MISO_MI_2_PJM_ROR | MISO_MI | PJM_ROR | Internal | Summer | B2 | 25 | 1424 | 0.03 | 283.03 | 285.01 | 2 | 0
2040 | MISO_MI_2_PJM_ROR | MISO_MI | PJM_ROR | Internal | Summer | B3 | 75 | 1424 | 1423.99 | 281.8 | 283.81 | 2 | 0.01
2040 | MISO_MI_2_PJM_ROR | MISO_MI | PJM_ROR | Internal | Summer | B4 | 100 | 1424 | 1424 | 177.97 | 182.84 | 2 | 2.88
2040 | MISO_MI_2_PJM_ROR | MISO_MI | PJM_ROR | Internal | Summer | B5 | 200 | 1424 | 1424 | 172.14 | 178.71 | 2 | 4.56
2040 | MISO_MI_2_PJM_ROR | MISO_MI | PJM_ROR | Internal | Summer | B6 | 300 | 1424 | 1424 | 152.3 | 170.96 | 2 | 16.66
2040 | MISO_MI_2_PJM_ROR | MISO_MI | PJM_ROR | Internal | Summer | B7 | 400 | 1424 | 1424 | 152.3 | 158.19 | 2 | 3.88
2040 | MISO_MI_2_PJM_ROR | MISO_MI | PJM_ROR | Internal | Summer | B8 | 500 | 1424 | 529.45 | 152.3 | 154.3 | 2 | 0
2040 | MISO_MI_2_PJM_ROR | MISO_MI | PJM_ROR | Internal | Summer | B9 | 800 | 1424 | 0 | 152.22 | 152.06 | 2 | 0
2040 | MISO_MI_2_PJM_ROR | MISO_MI | PJM_ROR | Internal | Summer | B10 | 1262 | 1424 | 0 | 78.51 | 80.5 | 2 | 0
2040 | MISO_MI_2_PJM_ROR | MISO_MI | PJM_ROR | Internal | Winter | B16 | 25 | 1424 | 0 | 157.29 | 157.78 | 2 | 0
2040 | MISO_MI_2_PJM_ROR | MISO_MI | PJM_ROR | Internal | Winter | B17 | 100 | 1424 | 0 | 157.27 | 157.78 | 2 | 0
2040 | MISO_MI_2_PJM_ROR | MISO_MI | PJM_ROR | Internal | Winter | B18 | 400 | 1424 | 0 | 127.57 | 125.57 | 2 | 0
2040 | MISO_MI_2_PJM_ROR | MISO_MI | PJM_ROR | Internal | Winter | B19 | 700 | 1424 | 0 | 120.2 | 118.2 | 2 | 0
2040 | MISO_MI_2_PJM_ROR | MISO_MI | PJM_ROR | Internal | Winter | B20 | 935 | 1424 | 0 | 81.1 | 75.92 | 2 | 0
2040 | MISO_MO-IL_2_ENT | MISO_MO-IL | ENT | Internal | Shoulder | B11 | 25 | 2540 | 947.02 | 153.9 | 161.9 | 8 | 0
2040 | MISO_MO-IL_2_ENT | MISO_MO-IL | ENT | Internal | Shoulder | B12 | 200 | 2540 | 0 | 153.87 | 156.63 | 8 | 0
2040 | MISO_MO-IL_2_ENT | MISO_MO-IL | ENT | Internal | Shoulder | B13 | 600 | 2540 | 0 | 121.46 | 121.46 | 8 | 0
2040 | MISO_MO-IL_2_ENT | MISO_MO-IL | ENT | Internal | Shoulder | B14 | 900 | 2540 | 0 | 111.46 | 103.46 | 8 | 0
2040 | MISO_MO-IL_2_ENT | MISO_MO-IL | ENT | Internal | Shoulder | B15 | 1203 | 2540 | 0 | 74.28 | 76.36 | 8 | 0
2040 | MISO_MO-IL_2_ENT | MISO_MO-IL | ENT | Internal | Summer | B1 | 10 | 2540 | 0 | 284.23 | 290.98 | 8 | 0
2040 | MISO_MO-IL_2_ENT | MISO_MO-IL | ENT | Internal | Summer | B2 | 25 | 2540 | 0 | 283.81 | 288.81 | 8 | 0
2040 | MISO_MO-IL_2_ENT | MISO_MO-IL | ENT | Internal | Summer | B3 | 75 | 2540 | 0 | 284.23 | 288.81 | 8 | 0
2040 | MISO_MO-IL_2_ENT | MISO_MO-IL | ENT | Internal | Summer | B4 | 100 | 2540 | 0 | 186.95 | 186.95 | 8 | 0
2040 | MISO_MO-IL_2_ENT | MISO_MO-IL | ENT | Internal | Summer | B5 | 200 | 2540 | 0 | 181.13 | 180.56 | 8 | 0
2040 | MISO_MO-IL_2_ENT | MISO_MO-IL | ENT | Internal | Summer | B6 | 300 | 2540 | 0 | 172.96 | 172.71 | 8 | 0
2040 | MISO_MO-IL_2_ENT | MISO_MO-IL | ENT | Internal | Summer | B7 | 400 | 2540 | 0 | 156.19 | 161.29 | 8 | 0
2040 | MISO_MO-IL_2_ENT | MISO_MO-IL | ENT | Internal | Summer | B8 | 500 | 2540 | 0 | 152.3 | 154.98 | 8 | 0
2040 | MISO_MO-IL_2_ENT | MISO_MO-IL | ENT | Internal | Summer | B9 | 800 | 2540 | 0 | 152.28 | 154.98 | 8 | 0
2040 | MISO_MO-IL_2_ENT | MISO_MO-IL | ENT | Internal | Summer | B10 | 1262 | 2540 | 0 | 78.5 | 73.5 | 8 | 0
2040 | MISO_MO-IL_2_ENT | MISO_MO-IL | ENT | Internal | Winter | B16 | 25 | 2540 | 0 | 157.27 | 160.17 | 8 | 0
2040 | MISO_MO-IL_2_ENT | MISO_MO-IL | ENT | Internal | Winter | B17 | 100 | 2540 | 0 | 155.78 | 160.17 | 8 | 0
2040 | MISO_MO-IL_2_ENT | MISO_MO-IL | ENT | Internal | Winter | B18 | 400 | 2540 | 0 | 123.57 | 123.57 | 8 | 0
2040 | MISO_MO-IL_2_ENT | MISO_MO-IL | ENT | Internal | Winter | B19 | 700 | 2540 | 0 | 112.96 | 104.96 | 8 | 0
2040 | MISO_MO-IL_2_ENT | MISO_MO-IL | ENT | Internal | Winter | B20 | 935 | 2540 | 0 | 76.17 | 78.5 | 8 | 0
2040 | MISO_MO-IL_2_MISO_IN | MISO_MO-IL | MISO_IN | Internal | Shoulder | B11 | 25 | 2633 | 0.01 | 153.9 | 153.88 | 0.01 | 0
2040 | MISO_MO-IL_2_MISO_IN | MISO_MO-IL | MISO_IN | Internal | Shoulder | B12 | 200 | 2633 | 875.72 | 153.87 | 153.88 | 0.01 | 0
2040 | MISO_MO-IL_2_MISO_IN | MISO_MO-IL | MISO_IN | Internal | Shoulder | B13 | 600 | 2633 | 2633 | 121.46 | 124.08 | 0.01 | 2.61
2040 | MISO_MO-IL_2_MISO_IN | MISO_MO-IL | MISO_IN | Internal | Shoulder | B14 | 900 | 2633 | 2633 | 111.46 | 121.05 | 0.01 | 9.58
2040 | MISO_MO-IL_2_MISO_IN | MISO_MO-IL | MISO_IN | Internal | Shoulder | B15 | 1203 | 2633 | 2633 | 74.28 | 79.51 | 0.01 | 5.22
2040 | MISO_MO-IL_2_MISO_IN | MISO_MO-IL | MISO_IN | Internal | Summer | B1 | 10 | 2633 | 0.04 | 284.23 | 284.22 | 0.01 | 0
2040 | MISO_MO-IL_2_MISO_IN | MISO_MO-IL | MISO_IN | Internal | Summer | B2 | 25 | 2633 | 0 | 283.81 | 283.01 | 0.01 | 0
2040 | MISO_MO-IL_2_MISO_IN | MISO_MO-IL | MISO_IN | Internal | Summer | B3 | 75 | 2633 | 0 | 284.23 | 281.79 | 0.01 | 0
2040 | MISO_MO-IL_2_MISO_IN | MISO_MO-IL | MISO_IN | Internal | Summer | B4 | 100 | 2633 | 0 | 186.95 | 177.95 | 0.01 | 0
2040 | MISO_MO-IL_2_MISO_IN | MISO_MO-IL | MISO_IN | Internal | Summer | B5 | 200 | 2633 | 0 | 181.13 | 172.13 | 0.01 | 0
2040 | MISO_MO-IL_2_MISO_IN | MISO_MO-IL | MISO_IN | Internal | Summer | B6 | 300 | 2633 | 0 | 172.96 | 152.29 | 0.01 | 0
2040 | MISO_MO-IL_2_MISO_IN | MISO_MO-IL | MISO_IN | Internal | Summer | B7 | 400 | 2633 | 0 | 156.19 | 152.29 | 0.01 | 0
2040 | MISO_MO-IL_2_MISO_IN | MISO_MO-IL | MISO_IN | Internal | Summer | B8 | 500 | 2633 | 0 | 152.3 | 152.29 | 0.01 | 0
2040 | MISO_MO-IL_2_MISO_IN | MISO_MO-IL | MISO_IN | Internal | Summer | B9 | 800 | 2633 | 1096.9 | 152.28 | 152.29 | 0.01 | 0
2040 | MISO_MO-IL_2_MISO_IN | MISO_MO-IL | MISO_IN | Internal | Summer | B10 | 1262 | 2633 | 2633 | 78.5 | 78.52 | 0.01 | 0.01
2040 | MISO_MO-IL_2_MISO_IN | MISO_MO-IL | MISO_IN | Internal | Winter | B16 | 25 | 2633 | 2219.72 | 157.27 | 157.28 | 0.01 | 0
2040 | MISO_MO-IL_2_MISO_IN | MISO_MO-IL | MISO_IN | Internal | Winter | B17 | 100 | 2633 | 2633 | 155.78 | 157.28 | 0.01 | 1.49
2040 | MISO_MO-IL_2_MISO_IN | MISO_MO-IL | MISO_IN | Internal | Winter | B18 | 400 | 2633 | 2633 | 123.57 | 128.77 | 0.01 | 5.19
2040 | MISO_MO-IL_2_MISO_IN | MISO_MO-IL | MISO_IN | Internal | Winter | B19 | 700 | 2633 | 2633 | 112.96 | 120.55 | 0.01 | 7.58
2040 | MISO_MO-IL_2_MISO_IN | MISO_MO-IL | MISO_IN | Internal | Winter | B20 | 935 | 2633 | 2633 | 76.17 | 81.11 | 0.01 | 4.94
2040 | MISO_MO-IL_2_MISO_W | MISO_MO-IL | MISO_W | Internal | Shoulder | B11 | 25 | 1075 | 0.01 | 153.9 | 153.88 | 0.01 | 0
2040 | MISO_MO-IL_2_MISO_W | MISO_MO-IL | MISO_W | Internal | Shoulder | B12 | 200 | 1075 | 0 | 153.87 | 153.86 | 0.01 | 0
2040 | MISO_MO-IL_2_MISO_W | MISO_MO-IL | MISO_W | Internal | Shoulder | B13 | 600 | 1075 | 0 | 121.46 | 116.45 | 0.01 | 0
2040 | MISO_MO-IL_2_MISO_W | MISO_MO-IL | MISO_W | Internal | Shoulder | B14 | 900 | 1075 | 0 | 111.46 | 77.82 | 0.01 | 0
2040 | MISO_MO-IL_2_MISO_W | MISO_MO-IL | MISO_W | Internal | Shoulder | B15 | 1203 | 1075 | 0 | 74.28 | 66.5 | 0.01 | 0
2040 | MISO_MO-IL_2_MISO_W | MISO_MO-IL | MISO_W | Internal | Summer | B1 | 10 | 1075 | 1074.93 | 284.23 | 284.25 | 0.01 | 0.01
2040 | MISO_MO-IL_2_MISO_W | MISO_MO-IL | MISO_W | Internal | Summer | B2 | 25 | 1075 | 0.01 | 283.81 | 283.8 | 0.01 | 0
2040 | MISO_MO-IL_2_MISO_W | MISO_MO-IL | MISO_W | Internal | Summer | B3 | 75 | 1075 | 1075 | 284.23 | 284.36 | 0.01 | 0.12
2040 | MISO_MO-IL_2_MISO_W | MISO_MO-IL | MISO_W | Internal | Summer | B4 | 100 | 1075 | 1075 | 186.95 | 189.26 | 0.01 | 2.3
2040 | MISO_MO-IL_2_MISO_W | MISO_MO-IL | MISO_W | Internal | Summer | B5 | 200 | 1075 | 1074.99 | 181.13 | 181.19 | 0.01 | 0.04
2040 | MISO_MO-IL_2_MISO_W | MISO_MO-IL | MISO_W | Internal | Summer | B6 | 300 | 1075 | 1075 | 172.96 | 180.68 | 0.01 | 7.71
2040 | MISO_MO-IL_2_MISO_W | MISO_MO-IL | MISO_W | Internal | Summer | B7 | 400 | 1075 | 387.11 | 156.19 | 156.2 | 0.01 | 0
2040 | MISO_MO-IL_2_MISO_W | MISO_MO-IL | MISO_W | Internal | Summer | B8 | 500 | 1075 | 0 | 152.3 | 152.29 | 0.01 | 0
2040 | MISO_MO-IL_2_MISO_W | MISO_MO-IL | MISO_W | Internal | Summer | B9 | 800 | 1075 | 0 | 152.28 | 152.22 | 0.01 | 0
2040 | MISO_MO-IL_2_MISO_W | MISO_MO-IL | MISO_W | Internal | Summer | B10 | 1262 | 1075 | 0 | 78.5 | 66.5 | 0.01 | 0
2040 | MISO_MO-IL_2_MISO_W | MISO_MO-IL | MISO_W | Internal | Winter | B16 | 25 | 1075 | 0 | 157.27 | 88.13 | 0.01 | 0
2040 | MISO_MO-IL_2_MISO_W | MISO_MO-IL | MISO_W | Internal | Winter | B17 | 100 | 1075 | 0 | 155.78 | 88.13 | 0.01 | 0
2040 | MISO_MO-IL_2_MISO_W | MISO_MO-IL | MISO_W | Internal | Winter | B18 | 400 | 1075 | 0 | 123.57 | 111.57 | 0.01 | 0
2040 | MISO_MO-IL_2_MISO_W | MISO_MO-IL | MISO_W | Internal | Winter | B19 | 700 | 1075 | 0 | 112.96 | 99.23 | 0.01 | 0
2040 | MISO_MO-IL_2_MISO_W | MISO_MO-IL | MISO_W | Internal | Winter | B20 | 935 | 1075 | 0 | 76.17 | 73.5 | 0.01 | 0
2040 | MISO_MO-IL_2_PJM_ROR | MISO_MO-IL | PJM_ROR | Internal | Shoulder | B11 | 25 | 1212 | 0 | 153.9 | 151.88 | 2 | 0
2040 | MISO_MO-IL_2_PJM_ROR | MISO_MO-IL | PJM_ROR | Internal | Shoulder | B12 | 200 | 1212 | 0 | 153.87 | 151.88 | 2 | 0
2040 | MISO_MO-IL_2_PJM_ROR | MISO_MO-IL | PJM_ROR | Internal | Shoulder | B13 | 600 | 1212 | 0 | 121.46 | 120.47 | 2 | 0
2040 | MISO_MO-IL_2_PJM_ROR | MISO_MO-IL | PJM_ROR | Internal | Shoulder | B14 | 900 | 1212 | 1212 | 111.46 | 119.04 | 2 | 5.58
2040 | MISO_MO-IL_2_PJM_ROR | MISO_MO-IL | PJM_ROR | Internal | Shoulder | B15 | 1203 | 1212 | 0 | 74.28 | 74.5 | 2 | 0
2040 | MISO_MO-IL_2_PJM_ROR | MISO_MO-IL | PJM_ROR | Internal | Summer | B1 | 10 | 1212 | 0 | 284.23 | 285.01 | 2 | 0
2040 | MISO_MO-IL_2_PJM_ROR | MISO_MO-IL | PJM_ROR | Internal | Summer | B2 | 25 | 1212 | 0 | 283.81 | 285.01 | 2 | 0
2040 | MISO_MO-IL_2_PJM_ROR | MISO_MO-IL | PJM_ROR | Internal | Summer | B3 | 75 | 1212 | 0 | 284.23 | 283.81 | 2 | 0
2040 | MISO_MO-IL_2_PJM_ROR | MISO_MO-IL | PJM_ROR | Internal | Summer | B4 | 100 | 1212 | 0 | 186.95 | 182.84 | 2 | 0
2040 | MISO_MO-IL_2_PJM_ROR | MISO_MO-IL | PJM_ROR | Internal | Summer | B5 | 200 | 1212 | 0 | 181.13 | 178.71 | 2 | 0
2040 | MISO_MO-IL_2_PJM_ROR | MISO_MO-IL | PJM_ROR | Internal | Summer | B6 | 300 | 1212 | 0 | 172.96 | 170.96 | 2 | 0
2040 | MISO_MO-IL_2_PJM_ROR | MISO_MO-IL | PJM_ROR | Internal | Summer | B7 | 400 | 1212 | 765.71 | 156.19 | 158.19 | 2 | 0
2040 | MISO_MO-IL_2_PJM_ROR | MISO_MO-IL | PJM_ROR | Internal | Summer | B8 | 500 | 1212 | 107.14 | 152.3 | 154.3 | 2 | 0
2040 | MISO_MO-IL_2_PJM_ROR | MISO_MO-IL | PJM_ROR | Internal | Summer | B9 | 800 | 1212 | 0 | 152.28 | 152.06 | 2 | 0
2040 | MISO_MO-IL_2_PJM_ROR | MISO_MO-IL | PJM_ROR | Internal | Summer | B10 | 1262 | 1212 | 1010.1 | 78.5 | 80.5 | 2 | 0
2040 | MISO_MO-IL_2_PJM_ROR | MISO_MO-IL | PJM_ROR | Internal | Winter | B16 | 25 | 1212 | 0 | 157.27 | 157.78 | 2 | 0
2040 | MISO_MO-IL_2_PJM_ROR | MISO_MO-IL | PJM_ROR | Internal | Winter | B17 | 100 | 1212 | 270.95 | 155.78 | 157.78 | 2 | 0
2040 | MISO_MO-IL_2_PJM_ROR | MISO_MO-IL | PJM_ROR | Internal | Winter | B18 | 400 | 1212 | 721.48 | 123.57 | 125.57 | 2 | 0
2040 | MISO_MO-IL_2_PJM_ROR | MISO_MO-IL | PJM_ROR | Internal | Winter | B19 | 700 | 1212 | 1212 | 112.96 | 118.2 | 2 | 3.24
2040 | MISO_MO-IL_2_PJM_ROR | MISO_MO-IL | PJM_ROR | Internal | Winter | B20 | 935 | 1212 | 0 | 76.17 | 75.92 | 2 | 0
2040 | MISO_MO-IL_2_SPP_N | MISO_MO-IL | SPP_N | Internal | Shoulder | B11 | 25 | 2000 | 0 | 153.9 | 157.43 | 8 | 0
2040 | MISO_MO-IL_2_SPP_N | MISO_MO-IL | SPP_N | Internal | Shoulder | B12 | 200 | 2000 | 0 | 153.87 | 156.44 | 8 | 0
2040 | MISO_MO-IL_2_SPP_N | MISO_MO-IL | SPP_N | Internal | Shoulder | B13 | 600 | 2000 | 0 | 121.46 | 116.46 | 8 | 0
2040 | MISO_MO-IL_2_SPP_N | MISO_MO-IL | SPP_N | Internal | Shoulder | B14 | 900 | 2000 | 0 | 111.46 | 81.66 | 8 | 0
2040 | MISO_MO-IL_2_SPP_N | MISO_MO-IL | SPP_N | Internal | Shoulder | B15 | 1203 | 2000 | 0 | 74.28 | 73.48 | 8 | 0
2040 | MISO_MO-IL_2_SPP_N | MISO_MO-IL | SPP_N | Internal | Summer | B1 | 10 | 2000 | 0 | 284.23 | 279.23 | 8 | 0
2040 | MISO_MO-IL_2_SPP_N | MISO_MO-IL | SPP_N | Internal | Summer | B2 | 25 | 2000 | 0 | 283.81 | 283.81 | 8 | 0
2040 | MISO_MO-IL_2_SPP_N | MISO_MO-IL | SPP_N | Internal | Summer | B3 | 75 | 2000 | 0 | 284.23 | 284.35 | 8 | 0
2040 | MISO_MO-IL_2_SPP_N | MISO_MO-IL | SPP_N | Internal | Summer | B4 | 100 | 2000 | 0 | 186.95 | 189.27 | 8 | 0
2040 | MISO_MO-IL_2_SPP_N | MISO_MO-IL | SPP_N | Internal | Summer | B5 | 200 | 2000 | 0 | 181.13 | 187.21 | 8 | 0
2040 | MISO_MO-IL_2_SPP_N | MISO_MO-IL | SPP_N | Internal | Summer | B6 | 300 | 2000 | 0 | 172.96 | 180.69 | 8 | 0
2040 | MISO_MO-IL_2_SPP_N | MISO_MO-IL | SPP_N | Internal | Summer | B7 | 400 | 2000 | 0 | 156.19 | 163.2 | 8 | 0
2040 | MISO_MO-IL_2_SPP_N | MISO_MO-IL | SPP_N | Internal | Summer | B8 | 500 | 2000 | 0 | 152.3 | 155.86 | 8 | 0
2040 | MISO_MO-IL_2_SPP_N | MISO_MO-IL | SPP_N | Internal | Summer | B9 | 800 | 2000 | 0 | 152.28 | 154.73 | 8 | 0
2040 | MISO_MO-IL_2_SPP_N | MISO_MO-IL | SPP_N | Internal | Summer | B10 | 1262 | 2000 | 0 | 78.5 | 73.5 | 8 | 0
2040 | MISO_MO-IL_2_SPP_N | MISO_MO-IL | SPP_N | Internal | Winter | B16 | 25 | 2000 | 0 | 157.27 | 152.27 | 8 | 0
2040 | MISO_MO-IL_2_SPP_N | MISO_MO-IL | SPP_N | Internal | Winter | B17 | 100 | 2000 | 0 | 155.78 | 95.13 | 8 | 0
2040 | MISO_MO-IL_2_SPP_N | MISO_MO-IL | SPP_N | Internal | Winter | B18 | 400 | 2000 | 0 | 123.57 | 118.57 | 8 | 0
2040 | MISO_MO-IL_2_SPP_N | MISO_MO-IL | SPP_N | Internal | Winter | B19 | 700 | 2000 | 0 | 112.96 | 99.24 | 8 | 0
2040 | MISO_MO-IL_2_SPP_N | MISO_MO-IL | SPP_N | Internal | Winter | B20 | 935 | 2000 | 0 | 76.17 | 73.5 | 8 | 0
2040 | MISO_MO-IL_2_TVA_Transmission | MISO_MO-IL | TVA_Transmission | Internal | Shoulder | B11 | 25 | 4000 | 0 | 153.9 | 157.84 | 8 | 0
2040 | MISO_MO-IL_2_TVA_Transmission | MISO_MO-IL | TVA_Transmission | Internal | Shoulder | B12 | 200 | 4000 | 0 | 153.87 | 150.9 | 8 | 0
2040 | MISO_MO-IL_2_TVA_Transmission | MISO_MO-IL | TVA_Transmission | Internal | Shoulder | B13 | 600 | 4000 | 0 | 121.46 | 112.46 | 8 | 0
2040 | MISO_MO-IL_2_TVA_Transmission | MISO_MO-IL | TVA_Transmission | Internal | Shoulder | B14 | 900 | 4000 | 0 | 111.46 | 111.46 | 8 | 0
2040 | MISO_MO-IL_2_TVA_Transmission | MISO_MO-IL | TVA_Transmission | Internal | Shoulder | B15 | 1203 | 4000 | 0 | 74.28 | 80.5 | 8 | 0
2040 | MISO_MO-IL_2_TVA_Transmission | MISO_MO-IL | TVA_Transmission | Internal | Summer | B1 | 10 | 4000 | 795.44 | 284.23 | 292.23 | 8 | 0
2040 | MISO_MO-IL_2_TVA_Transmission | MISO_MO-IL | TVA_Transmission | Internal | Summer | B2 | 25 | 4000 | 0 | 283.81 | 291.01 | 8 | 0
2040 | MISO_MO-IL_2_TVA_Transmission | MISO_MO-IL | TVA_Transmission | Internal | Summer | B3 | 75 | 4000 | 0 | 284.23 | 289.81 | 8 | 0
2040 | MISO_MO-IL_2_TVA_Transmission | MISO_MO-IL | TVA_Transmission | Internal | Summer | B4 | 100 | 4000 | 0 | 186.95 | 177.95 | 8 | 0
2040 | MISO_MO-IL_2_TVA_Transmission | MISO_MO-IL | TVA_Transmission | Internal | Summer | B5 | 200 | 4000 | 0 | 181.13 | 172.13 | 8 | 0
2040 | MISO_MO-IL_2_TVA_Transmission | MISO_MO-IL | TVA_Transmission | Internal | Summer | B6 | 300 | 4000 | 0 | 172.96 | 163.96 | 8 | 0
2040 | MISO_MO-IL_2_TVA_Transmission | MISO_MO-IL | TVA_Transmission | Internal | Summer | B7 | 400 | 4000 | 0 | 156.19 | 152.29 | 8 | 0
2040 | MISO_MO-IL_2_TVA_Transmission | MISO_MO-IL | TVA_Transmission | Internal | Summer | B8 | 500 | 4000 | 0 | 152.3 | 151.48 | 8 | 0
2040 | MISO_MO-IL_2_TVA_Transmission | MISO_MO-IL | TVA_Transmission | Internal | Summer | B9 | 800 | 4000 | 0 | 152.28 | 151.26 | 8 | 0
2040 | MISO_MO-IL_2_TVA_Transmission | MISO_MO-IL | TVA_Transmission | Internal | Summer | B10 | 1262 | 4000 | 0 | 78.5 | 75.87 | 8 | 0
2040 | MISO_MO-IL_2_TVA_Transmission | MISO_MO-IL | TVA_Transmission | Internal | Winter | B16 | 25 | 4000 | 0 | 157.27 | 163.16 | 8 | 0
2040 | MISO_MO-IL_2_TVA_Transmission | MISO_MO-IL | TVA_Transmission | Internal | Winter | B17 | 100 | 4000 | 0 | 155.78 | 161.28 | 8 | 0
2040 | MISO_MO-IL_2_TVA_Transmission | MISO_MO-IL | TVA_Transmission | Internal | Winter | B18 | 400 | 4000 | 0 | 123.57 | 116.57 | 8 | 0
2040 | MISO_MO-IL_2_TVA_Transmission | MISO_MO-IL | TVA_Transmission | Internal | Winter | B19 | 700 | 4000 | 0 | 112.96 | 112.96 | 8 | 0
2040 | MISO_MO-IL_2_TVA_Transmission | MISO_MO-IL | TVA_Transmission | Internal | Winter | B20 | 935 | 4000 | 0 | 76.17 | 81.92 | 8 | 0
2040 | MISO_W_2_IESO | MISO_W | IESO | Internal | Shoulder | B11 | 25 | 90 | 0 | 153.88 | 74.23 | 8 | 0
2040 | MISO_W_2_IESO | MISO_W | IESO | Internal | Shoulder | B12 | 200 | 90 | 0 | 153.86 | 85.98 | 8 | 0
2040 | MISO_W_2_IESO | MISO_W | IESO | Internal | Shoulder | B13 | 600 | 90 | 0 | 116.45 | 74.23 | 8 | 0
2040 | MISO_W_2_IESO | MISO_W | IESO | Internal | Shoulder | B14 | 900 | 90 | 0 | 77.82 | 74.23 | 8 | 0
2040 | MISO_W_2_IESO | MISO_W | IESO | Internal | Shoulder | B15 | 1203 | 90 | 0 | 66.5 | 74.23 | 8 | 0
2040 | MISO_W_2_IESO | MISO_W | IESO | Internal | Summer | B1 | 10 | 90 | 0 | 284.25 | 165.33 | 8 | 0
2040 | MISO_W_2_IESO | MISO_W | IESO | Internal | Summer | B2 | 25 | 90 | 0 | 283.8 | 166.05 | 8 | 0
2040 | MISO_W_2_IESO | MISO_W | IESO | Internal | Summer | B3 | 75 | 90 | 0 | 284.36 | 165.33 | 8 | 0
2040 | MISO_W_2_IESO | MISO_W | IESO | Internal | Summer | B4 | 100 | 90 | 0 | 189.26 | 97.48 | 8 | 0
2040 | MISO_W_2_IESO | MISO_W | IESO | Internal | Summer | B5 | 200 | 90 | 0 | 181.19 | 74.48 | 8 | 0
2040 | MISO_W_2_IESO | MISO_W | IESO | Internal | Summer | B6 | 300 | 90 | 0 | 180.68 | 71.33 | 8 | 0
2040 | MISO_W_2_IESO | MISO_W | IESO | Internal | Summer | B7 | 400 | 90 | 0 | 156.2 | 71.33 | 8 | 0
2040 | MISO_W_2_IESO | MISO_W | IESO | Internal | Summer | B8 | 500 | 90 | 0 | 152.29 | 71.33 | 8 | 0
2040 | MISO_W_2_IESO | MISO_W | IESO | Internal | Summer | B9 | 800 | 90 | 0 | 152.22 | 71.33 | 8 | 0
2040 | MISO_W_2_IESO | MISO_W | IESO | Internal | Summer | B10 | 1262 | 90 | 0 | 66.5 | 71.33 | 8 | 0
2040 | MISO_W_2_IESO | MISO_W | IESO | Internal | Winter | B16 | 25 | 90 | 0 | 88.13 | 81.13 | 8 | 0
2040 | MISO_W_2_IESO | MISO_W | IESO | Internal | Winter | B17 | 100 | 90 | 0 | 88.13 | 74.97 | 8 | 0
2040 | MISO_W_2_IESO | MISO_W | IESO | Internal | Winter | B18 | 400 | 90 | 0 | 111.57 | 74.97 | 8 | 0
2040 | MISO_W_2_IESO | MISO_W | IESO | Internal | Winter | B19 | 700 | 90 | 0 | 99.23 | 74.97 | 8 | 0
2040 | MISO_W_2_IESO | MISO_W | IESO | Internal | Winter | B20 | 935 | 90 | 0 | 73.5 | 74.97 | 8 | 0
2040 | MISO_W_2_MAPP_CA | MISO_W | MAPP_CA | Internal | Shoulder | B11 | 25 | 926 | 0 | 153.88 | 66.48 | 0.01 | 0
2040 | MISO_W_2_MAPP_CA | MISO_W | MAPP_CA | Internal | Shoulder | B12 | 200 | 926 | 0 | 153.86 | 66.48 | 0.01 | 0
2040 | MISO_W_2_MAPP_CA | MISO_W | MAPP_CA | Internal | Shoulder | B13 | 600 | 926 | 0 | 116.45 | 66.48 | 0.01 | 0
2040 | MISO_W_2_MAPP_CA | MISO_W | MAPP_CA | Internal | Shoulder | B14 | 900 | 926 | 0 | 77.82 | 66.48 | 0.01 | 0
2040 | MISO_W_2_MAPP_CA | MISO_W | MAPP_CA | Internal | Shoulder | B15 | 1203 | 926 | 0 | 66.5 | 66.48 | 0.01 | 0
2040 | MISO_W_2_MAPP_CA | MISO_W | MAPP_CA | Internal | Summer | B1 | 10 | 926 | 0 | 284.25 | 66.48 | 0.01 | 0
2040 | MISO_W_2_MAPP_CA | MISO_W | MAPP_CA | Internal | Summer | B2 | 25 | 926 | 0 | 283.8 | 66.48 | 0.01 | 0
2040 | MISO_W_2_MAPP_CA | MISO_W | MAPP_CA | Internal | Summer | B3 | 75 | 926 | 0 | 284.36 | 66.48 | 0.01 | 0
2040 | MISO_W_2_MAPP_CA | MISO_W | MAPP_CA | Internal | Summer | B4 | 100 | 926 | 0 | 189.26 | 66.48 | 0.01 | 0
2040 | MISO_W_2_MAPP_CA | MISO_W | MAPP_CA | Internal | Summer | B5 | 200 | 926 | 0 | 181.19 | 66.48 | 0.01 | 0
2040 | MISO_W_2_MAPP_CA | MISO_W | MAPP_CA | Internal | Summer | B6 | 300 | 926 | 0 | 180.68 | 66.48 | 0.01 | 0
2040 | MISO_W_2_MAPP_CA | MISO_W | MAPP_CA | Internal | Summer | B7 | 400 | 926 | 0 | 156.2 | 66.48 | 0.01 | 0
2040 | MISO_W_2_MAPP_CA | MISO_W | MAPP_CA | Internal | Summer | B8 | 500 | 926 | 0 | 152.29 | 66.48 | 0.01 | 0
2040 | MISO_W_2_MAPP_CA | MISO_W | MAPP_CA | Internal | Summer | B9 | 800 | 926 | 0 | 152.22 | 66.48 | 0.01 | 0
2040 | MISO_W_2_MAPP_CA | MISO_W | MAPP_CA | Internal | Summer | B10 | 1262 | 926 | 0 | 66.5 | 66.48 | 0.01 | 0
2040 | MISO_W_2_MAPP_CA | MISO_W | MAPP_CA | Internal | Winter | B16 | 25 | 926 | 0 | 88.13 | 73.5 | 0.01 | 0
2040 | MISO_W_2_MAPP_CA | MISO_W | MAPP_CA | Internal | Winter | B17 | 100 | 926 | 0 | 88.13 | 73.5 | 0.01 | 0
2040 | MISO_W_2_MAPP_CA | MISO_W | MAPP_CA | Internal | Winter | B18 | 400 | 926 | 0 | 111.57 | 73.5 | 0.01 | 0
2040 | MISO_W_2_MAPP_CA | MISO_W | MAPP_CA | Internal | Winter | B19 | 700 | 926 | 0 | 99.23 | 73.5 | 0.01 | 0
2040 | MISO_W_2_MAPP_CA | MISO_W | MAPP_CA | Internal | Winter | B20 | 935 | 926 | 0 | 73.5 | 73.5 | 0.01 | 0
2040 | MISO_W_2_MISO_MO-IL | MISO_W | MISO_MO-IL | Internal | Shoulder | B11 | 25 | 3915 | 254.25 | 153.88 | 153.9 | 0.01 | 0
2040 | MISO_W_2_MISO_MO-IL | MISO_W | MISO_MO-IL | Internal | Shoulder | B12 | 200 | 3915 | 3459.84 | 153.86 | 153.87 | 0.01 | 0
2040 | MISO_W_2_MISO_MO-IL | MISO_W | MISO_MO-IL | Internal | Shoulder | B13 | 600 | 3915 | 3915 | 116.45 | 121.46 | 0.01 | 5
2040 | MISO_W_2_MISO_MO-IL | MISO_W | MISO_MO-IL | Internal | Shoulder | B14 | 900 | 3915 | 3915 | 77.82 | 111.46 | 0.01 | 33.63
2040 | MISO_W_2_MISO_MO-IL | MISO_W | MISO_MO-IL | Internal | Shoulder | B15 | 1203 | 3915 | 3915 | 66.5 | 74.28 | 0.01 | 7.77
2040 | MISO_W_2_MISO_MO-IL | MISO_W | MISO_MO-IL | Internal | Summer | B1 | 10 | 3915 | 0.02 | 284.25 | 284.23 | 0.01 | 0
2040 | MISO_W_2_MISO_MO-IL | MISO_W | MISO_MO-IL | Internal | Summer | B2 | 25 | 3915 | 1861.39 | 283.8 | 283.81 | 0.01 | 0
2040 | MISO_W_2_MISO_MO-IL | MISO_W | MISO_MO-IL | Internal | Summer | B3 | 75 | 3915 | 0 | 284.36 | 284.23 | 0.01 | 0
2040 | MISO_W_2_MISO_MO-IL | MISO_W | MISO_MO-IL | Internal | Summer | B4 | 100 | 3915 | 0 | 189.26 | 186.95 | 0.01 | 0
2040 | MISO_W_2_MISO_MO-IL | MISO_W | MISO_MO-IL | Internal | Summer | B5 | 200 | 3915 | 0 | 181.19 | 181.13 | 0.01 | 0
2040 | MISO_W_2_MISO_MO-IL | MISO_W | MISO_MO-IL | Internal | Summer | B6 | 300 | 3915 | 0 | 180.68 | 172.96 | 0.01 | 0
2040 | MISO_W_2_MISO_MO-IL | MISO_W | MISO_MO-IL | Internal | Summer | B7 | 400 | 3915 | 0 | 156.2 | 156.19 | 0.01 | 0
2040 | MISO_W_2_MISO_MO-IL | MISO_W | MISO_MO-IL | Internal | Summer | B8 | 500 | 3915 | 3164.16 | 152.29 | 152.3 | 0.01 | 0
2040 | MISO_W_2_MISO_MO-IL | MISO_W | MISO_MO-IL | Internal | Summer | B9 | 800 | 3915 | 3915 | 152.22 | 152.28 | 0.01 | 0.05
2040 | MISO_W_2_MISO_MO-IL | MISO_W | MISO_MO-IL | Internal | Summer | B10 | 1262 | 3915 | 3915 | 66.5 | 78.5 | 0.01 | 11.99
2040 | MISO_W_2_MISO_MO-IL | MISO_W | MISO_MO-IL | Internal | Winter | B16 | 25 | 3915 | 3915 | 88.13 | 157.27 | 0.01 | 69.12
2040 | MISO_W_2_MISO_MO-IL | MISO_W | MISO_MO-IL | Internal | Winter | B17 | 100 | 3915 | 3915 | 88.13 | 155.78 | 0.01 | 67.64
2040 | MISO_W_2_MISO_MO-IL | MISO_W | MISO_MO-IL | Internal | Winter | B18 | 400 | 3915 | 3915 | 111.57 | 123.57 | 0.01 | 11.99
2040 | MISO_W_2_MISO_MO-IL | MISO_W | MISO_MO-IL | Internal | Winter | B19 | 700 | 3915 | 3915 | 99.23 | 112.96 | 0.01 | 13.72
2040 | MISO_W_2_MISO_MO-IL | MISO_W | MISO_MO-IL | Internal | Winter | B20 | 935 | 3915 | 3915 | 73.5 | 76.17 | 0.01 | 2.66
2040 | MISO_W_2_MISO_WUMS | MISO_W | MISO_WUMS | Internal | Shoulder | B11 | 25 | 1732 | 0.03 | 153.88 | 153.88 | 0.01 | 0
2040 | MISO_W_2_MISO_WUMS | MISO_W | MISO_WUMS | Internal | Shoulder | B12 | 200 | 1732 | 1493.81 | 153.86 | 153.87 | 0.01 | 0
2040 | MISO_W_2_MISO_WUMS | MISO_W | MISO_WUMS | Internal | Shoulder | B13 | 600 | 1732 | 1732 | 116.45 | 122.46 | 0.01 | 6
2040 | MISO_W_2_MISO_WUMS | MISO_W | MISO_WUMS | Internal | Shoulder | B14 | 900 | 1732 | 1732 | 77.82 | 121.03 | 0.01 | 43.19
2040 | MISO_W_2_MISO_WUMS | MISO_W | MISO_WUMS | Internal | Shoulder | B15 | 1203 | 1732 | 1732 | 66.5 | 73.97 | 0.01 | 7.47
2040 | MISO_W_2_MISO_WUMS | MISO_W | MISO_WUMS | Internal | Summer | B1 | 10 | 1732 | 0.03 | 284.25 | 284.24 | 0.01 | 0
2040 | MISO_W_2_MISO_WUMS | MISO_W | MISO_WUMS | Internal | Summer | B2 | 25 | 1732 | 0 | 283.8 | 283.04 | 0.01 | 0
2040 | MISO_W_2_MISO_WUMS | MISO_W | MISO_WUMS | Internal | Summer | B3 | 75 | 1732 | 0 | 284.36 | 281.81 | 0.01 | 0
2040 | MISO_W_2_MISO_WUMS | MISO_W | MISO_WUMS | Internal | Summer | B4 | 100 | 1732 | 0 | 189.26 | 177.98 | 0.01 | 0
2040 | MISO_W_2_MISO_WUMS | MISO_W | MISO_WUMS | Internal | Summer | B5 | 200 | 1732 | 0 | 181.19 | 176.71 | 0.01 | 0
2040 | MISO_W_2_MISO_WUMS | MISO_W | MISO_WUMS | Internal | Summer | B6 | 300 | 1732 | 0 | 180.68 | 168.96 | 0.01 | 0
2040 | MISO_W_2_MISO_WUMS | MISO_W | MISO_WUMS | Internal | Summer | B7 | 400 | 1732 | 0 | 156.2 | 156.19 | 0.01 | 0
2040 | MISO_W_2_MISO_WUMS | MISO_W | MISO_WUMS | Internal | Summer | B8 | 500 | 1732 | 90.1 | 152.29 | 152.3 | 0.01 | 0
2040 | MISO_W_2_MISO_WUMS | MISO_W | MISO_WUMS | Internal | Summer | B9 | 800 | 1732 | 0 | 152.22 | 152.21 | 0.01 | 0
2040 | MISO_W_2_MISO_WUMS | MISO_W | MISO_WUMS | Internal | Summer | B10 | 1262 | 1732 | 1732 | 66.5 | 78.5 | 0.01 | 11.99
2040 | MISO_W_2_MISO_WUMS | MISO_W | MISO_WUMS | Internal | Winter | B16 | 25 | 1732 | 1732 | 88.13 | 157.3 | 0.01 | 69.16
2040 | MISO_W_2_MISO_WUMS | MISO_W | MISO_WUMS | Internal | Winter | B17 | 100 | 1732 | 1732 | 88.13 | 157.26 | 0.01 | 69.11
2040 | MISO_W_2_MISO_WUMS | MISO_W | MISO_WUMS | Internal | Winter | B18 | 400 | 1732 | 1732 | 111.57 | 127.56 | 0.01 | 15.98
2040 | MISO_W_2_MISO_WUMS | MISO_W | MISO_WUMS | Internal | Winter | B19 | 700 | 1732 | 1732 | 99.23 | 120.19 | 0.01 | 20.95
2040 | MISO_W_2_MISO_WUMS | MISO_W | MISO_WUMS | Internal | Winter | B20 | 935 | 1732 | 1732 | 73.5 | 75.86 | 0.01 | 2.36
2040 | MISO_W_2_NE | MISO_W | NE | Internal | Shoulder | B11 | 25 | 2800 | 0 | 153.88 | 157.08 | 7 | 0
2040 | MISO_W_2_NE | MISO_W | NE | Internal | Shoulder | B12 | 200 | 2800 | 0 | 153.86 | 156.43 | 7 | 0
2040 | MISO_W_2_NE | MISO_W | NE | Internal | Shoulder | B13 | 600 | 2800 | 0 | 116.45 | 116.45 | 7 | 0
2040 | MISO_W_2_NE | MISO_W | NE | Internal | Shoulder | B14 | 900 | 2800 | 0 | 77.82 | 81.65 | 7 | 0
2040 | MISO_W_2_NE | MISO_W | NE | Internal | Shoulder | B15 | 1203 | 2800 | 780.51 | 66.5 | 73.5 | 7 | 0
2040 | MISO_W_2_NE | MISO_W | NE | Internal | Summer | B1 | 10 | 2800 | 0 | 284.25 | 284.25 | 7 | 0
2040 | MISO_W_2_NE | MISO_W | NE | Internal | Summer | B2 | 25 | 2800 | 0 | 283.8 | 283.8 | 7 | 0
2040 | MISO_W_2_NE | MISO_W | NE | Internal | Summer | B3 | 75 | 2800 | 0 | 284.36 | 284.36 | 7 | 0
2040 | MISO_W_2_NE | MISO_W | NE | Internal | Summer | B4 | 100 | 2800 | 0 | 189.26 | 189.26 | 7 | 0
2040 | MISO_W_2_NE | MISO_W | NE | Internal | Summer | B5 | 200 | 2800 | 0 | 181.19 | 187.2 | 7 | 0
2040 | MISO_W_2_NE | MISO_W | NE | Internal | Summer | B6 | 300 | 2800 | 0 | 180.68 | 180.68 | 7 | 0
2040 | MISO_W_2_NE | MISO_W | NE | Internal | Summer | B7 | 400 | 2800 | 0 | 156.2 | 163.19 | 7 | 0
2040 | MISO_W_2_NE | MISO_W | NE | Internal | Summer | B8 | 500 | 2800 | 0 | 152.29 | 155.85 | 7 | 0
2040 | MISO_W_2_NE | MISO_W | NE | Internal | Summer | B9 | 800 | 2800 | 0 | 152.22 | 154.72 | 7 | 0
2040 | MISO_W_2_NE | MISO_W | NE | Internal | Summer | B10 | 1262 | 2800 | 457.7 | 66.5 | 73.5 | 7 | 0
2040 | MISO_W_2_NE | MISO_W | NE | Internal | Winter | B16 | 25 | 2800 | 1569.09 | 88.13 | 95.13 | 7 | 0
2040 | MISO_W_2_NE | MISO_W | NE | Internal | Winter | B17 | 100 | 2800 | 0 | 88.13 | 95.12 | 7 | 0
2040 | MISO_W_2_NE | MISO_W | NE | Internal | Winter | B18 | 400 | 2800 | 0 | 111.57 | 118.56 | 7 | 0
2040 | MISO_W_2_NE | MISO_W | NE | Internal | Winter | B19 | 700 | 2800 | 0 | 99.23 | 99.23 | 7 | 0
2040 | MISO_W_2_NE | MISO_W | NE | Internal | Winter | B20 | 935 | 2800 | 0 | 73.5 | 73.5 | 7 | 0
2040 | MISO_W_2_PJM_ROR | MISO_W | PJM_ROR | Internal | Shoulder | B11 | 25 | 773 | 0 | 153.88 | 151.88 | 2 | 0
2040 | MISO_W_2_PJM_ROR | MISO_W | PJM_ROR | Internal | Shoulder | B12 | 200 | 773 | 0 | 153.86 | 151.88 | 2 | 0
2040 | MISO_W_2_PJM_ROR | MISO_W | PJM_ROR | Internal | Shoulder | B13 | 600 | 773 | 773 | 116.45 | 120.47 | 2 | 2.02
2040 | MISO_W_2_PJM_ROR | MISO_W | PJM_ROR | Internal | Shoulder | B14 | 900 | 773 | 773 | 77.82 | 119.04 | 2 | 39.22
2040 | MISO_W_2_PJM_ROR | MISO_W | PJM_ROR | Internal | Shoulder | B15 | 1203 | 773 | 773 | 66.5 | 74.5 | 2 | 6
2040 | MISO_W_2_PJM_ROR | MISO_W | PJM_ROR | Internal | Summer | B1 | 10 | 773 | 0 | 284.25 | 285.01 | 2 | 0
2040 | MISO_W_2_PJM_ROR | MISO_W | PJM_ROR | Internal | Summer | B2 | 25 | 773 | 0 | 283.8 | 285.01 | 2 | 0
2040 | MISO_W_2_PJM_ROR | MISO_W | PJM_ROR | Internal | Summer | B3 | 75 | 773 | 0 | 284.36 | 283.81 | 2 | 0
2040 | MISO_W_2_PJM_ROR | MISO_W | PJM_ROR | Internal | Summer | B4 | 100 | 773 | 0 | 189.26 | 182.84 | 2 | 0
2040 | MISO_W_2_PJM_ROR | MISO_W | PJM_ROR | Internal | Summer | B5 | 200 | 773 | 0 | 181.19 | 178.71 | 2 | 0
2040 | MISO_W_2_PJM_ROR | MISO_W | PJM_ROR | Internal | Summer | B6 | 300 | 773 | 0 | 180.68 | 170.96 | 2 | 0
2040 | MISO_W_2_PJM_ROR | MISO_W | PJM_ROR | Internal | Summer | B7 | 400 | 773 | 0 | 156.2 | 158.19 | 2 | 0
2040 | MISO_W_2_PJM_ROR | MISO_W | PJM_ROR | Internal | Summer | B8 | 500 | 773 | 773 | 152.29 | 154.3 | 2 | 0.01
2040 | MISO_W_2_PJM_ROR | MISO_W | PJM_ROR | Internal | Summer | B9 | 800 | 773 | 0 | 152.22 | 152.06 | 2 | 0
2040 | MISO_W_2_PJM_ROR | MISO_W | PJM_ROR | Internal | Summer | B10 | 1262 | 773 | 773 | 66.5 | 80.5 | 2 | 12
2040 | MISO_W_2_PJM_ROR | MISO_W | PJM_ROR | Internal | Winter | B16 | 25 | 773 | 773 | 88.13 | 157.78 | 2 | 67.65
2040 | MISO_W_2_PJM_ROR | MISO_W | PJM_ROR | Internal | Winter | B17 | 100 | 773 | 773 | 88.13 | 157.78 | 2 | 67.65
2040 | MISO_W_2_PJM_ROR | MISO_W | PJM_ROR | Internal | Winter | B18 | 400 | 773 | 773 | 111.57 | 125.57 | 2 | 12
2040 | MISO_W_2_PJM_ROR | MISO_W | PJM_ROR | Internal | Winter | B19 | 700 | 773 | 773 | 99.23 | 118.2 | 2 | 16.97
2040 | MISO_W_2_PJM_ROR | MISO_W | PJM_ROR | Internal | Winter | B20 | 935 | 773 | 773 | 73.5 | 75.92 | 2 | 0.43
2040 | MISO_W_2_SPP_N | MISO_W | SPP_N | Internal | Shoulder | B11 | 25 | 3200 | 0 | 153.88 | 157.43 | 7 | 0
2040 | MISO_W_2_SPP_N | MISO_W | SPP_N | Internal | Shoulder | B12 | 200 | 3200 | 0 | 153.86 | 156.44 | 7 | 0
2040 | MISO_W_2_SPP_N | MISO_W | SPP_N | Internal | Shoulder | B13 | 600 | 3200 | 0 | 116.45 | 116.46 | 7 | 0
2040 | MISO_W_2_SPP_N | MISO_W | SPP_N | Internal | Shoulder | B14 | 900 | 3200 | 0 | 77.82 | 81.66 | 7 | 0
2040 | MISO_W_2_SPP_N | MISO_W | SPP_N | Internal | Shoulder | B15 | 1203 | 3200 | 0 | 66.5 | 73.48 | 7 | 0
2040 | MISO_W_2_SPP_N | MISO_W | SPP_N | Internal | Summer | B1 | 10 | 3200 | 0 | 284.25 | 279.23 | 7 | 0
2040 | MISO_W_2_SPP_N | MISO_W | SPP_N | Internal | Summer | B2 | 25 | 3200 | 0 | 283.8 | 283.81 | 7 | 0
2040 | MISO_W_2_SPP_N | MISO_W | SPP_N | Internal | Summer | B3 | 75 | 3200 | 0 | 284.36 | 284.35 | 7 | 0
2040 | MISO_W_2_SPP_N | MISO_W | SPP_N | Internal | Summer | B4 | 100 | 3200 | 0 | 189.26 | 189.27 | 7 | 0
2040 | MISO_W_2_SPP_N | MISO_W | SPP_N | Internal | Summer | B5 | 200 | 3200 | 0 | 181.19 | 187.21 | 7 | 0
2040 | MISO_W_2_SPP_N | MISO_W | SPP_N | Internal | Summer | B6 | 300 | 3200 | 0 | 180.68 | 180.69 | 7 | 0
2040 | MISO_W_2_SPP_N | MISO_W | SPP_N | Internal | Summer | B7 | 400 | 3200 | 561.79 | 156.2 | 163.2 | 7 | 0
2040 | MISO_W_2_SPP_N | MISO_W | SPP_N | Internal | Summer | B8 | 500 | 3200 | 0 | 152.29 | 155.86 | 7 | 0
2040 | MISO_W_2_SPP_N | MISO_W | SPP_N | Internal | Summer | B9 | 800 | 3200 | 0 | 152.22 | 154.73 | 7 | 0
2040 | MISO_W_2_SPP_N | MISO_W | SPP_N | Internal | Summer | B10 | 1262 | 3200 | 541.17 | 66.5 | 73.5 | 7 | 0
2040 | MISO_W_2_SPP_N | MISO_W | SPP_N | Internal | Winter | B16 | 25 | 3200 | 3200 | 88.13 | 152.27 | 7 | 57.13
2040 | MISO_W_2_SPP_N | MISO_W | SPP_N | Internal | Winter | B17 | 100 | 3200 | 3144.79 | 88.13 | 95.13 | 7 | 0
2040 | MISO_W_2_SPP_N | MISO_W | SPP_N | Internal | Winter | B18 | 400 | 3200 | 1367.69 | 111.57 | 118.57 | 7 | 0
2040 | MISO_W_2_SPP_N | MISO_W | SPP_N | Internal | Winter | B19 | 700 | 3200 | 0 | 99.23 | 99.24 | 7 | 0
2040 | MISO_W_2_SPP_N | MISO_W | SPP_N | Internal | Winter | B20 | 935 | 3200 | 0 | 73.5 | 73.5 | 7 | 0
2040 | MISO_WUMS_2_MISO_MI | MISO_WUMS | MISO_MI | Internal | Shoulder | B11 | 25 | 1422 | 0.01 | 153.88 | 153.87 | 0.01 | 0
2040 | MISO_WUMS_2_MISO_MI | MISO_WUMS | MISO_MI | Internal | Shoulder | B12 | 200 | 1422 | 0 | 153.87 | 153.87 | 0.01 | 0
2040 | MISO_WUMS_2_MISO_MI | MISO_WUMS | MISO_MI | Internal | Shoulder | B13 | 600 | 1422 | 151.64 | 122.46 | 122.47 | 0.01 | 0
2040 | MISO_WUMS_2_MISO_MI | MISO_WUMS | MISO_MI | Internal | Shoulder | B14 | 900 | 1422 | 428.57 | 121.03 | 121.04 | 0.01 | 0
2040 | MISO_WUMS_2_MISO_MI | MISO_WUMS | MISO_MI | Internal | Shoulder | B15 | 1203 | 1422 | 1422 | 73.97 | 79.49 | 0.01 | 5.51
2040 | MISO_WUMS_2_MISO_MI | MISO_WUMS | MISO_MI | Internal | Summer | B1 | 10 | 1422 | 0.04 | 284.24 | 284.23 | 0.01 | 0
2040 | MISO_WUMS_2_MISO_MI | MISO_WUMS | MISO_MI | Internal | Summer | B2 | 25 | 1422 | 0.01 | 283.04 | 283.03 | 0.01 | 0
2040 | MISO_WUMS_2_MISO_MI | MISO_WUMS | MISO_MI | Internal | Summer | B3 | 75 | 1422 | 0 | 281.81 | 281.8 | 0.01 | 0
2040 | MISO_WUMS_2_MISO_MI | MISO_WUMS | MISO_MI | Internal | Summer | B4 | 100 | 1422 | 0 | 177.98 | 177.97 | 0.01 | 0
2040 | MISO_WUMS_2_MISO_MI | MISO_WUMS | MISO_MI | Internal | Summer | B5 | 200 | 1422 | 0 | 176.71 | 172.14 | 0.01 | 0
2040 | MISO_WUMS_2_MISO_MI | MISO_WUMS | MISO_MI | Internal | Summer | B6 | 300 | 1422 | 0 | 168.96 | 152.3 | 0.01 | 0
2040 | MISO_WUMS_2_MISO_MI | MISO_WUMS | MISO_MI | Internal | Summer | B7 | 400 | 1422 | 0 | 156.19 | 152.3 | 0.01 | 0
2040 | MISO_WUMS_2_MISO_MI | MISO_WUMS | MISO_MI | Internal | Summer | B8 | 500 | 1422 | 0 | 152.3 | 152.3 | 0.01 | 0
2040 | MISO_WUMS_2_MISO_MI | MISO_WUMS | MISO_MI | Internal | Summer | B9 | 800 | 1422 | 831.53 | 152.21 | 152.22 | 0.01 | 0
2040 | MISO_WUMS_2_MISO_MI | MISO_WUMS | MISO_MI | Internal | Summer | B10 | 1262 | 1422 | 497.46 | 78.5 | 78.51 | 0.01 | 0
2040 | MISO_WUMS_2_MISO_MI | MISO_WUMS | MISO_MI | Internal | Winter | B16 | 25 | 1422 | 0.01 | 157.3 | 157.29 | 0.01 | 0
2040 | MISO_WUMS_2_MISO_MI | MISO_WUMS | MISO_MI | Internal | Winter | B17 | 100 | 1422 | 219.25 | 157.26 | 157.27 | 0.01 | 0
2040 | MISO_WUMS_2_MISO_MI | MISO_WUMS | MISO_MI | Internal | Winter | B18 | 400 | 1422 | 463.93 | 127.56 | 127.57 | 0.01 | 0
2040 | MISO_WUMS_2_MISO_MI | MISO_WUMS | MISO_MI | Internal | Winter | B19 | 700 | 1422 | 23.05 | 120.19 | 120.2 | 0.01 | 0
2040 | MISO_WUMS_2_MISO_MI | MISO_WUMS | MISO_MI | Internal | Winter | B20 | 935 | 1422 | 1422 | 75.86 | 81.1 | 0.01 | 5.23
2040 | MISO_WUMS_2_MISO_W | MISO_WUMS | MISO_W | Internal | Shoulder | B11 | 25 | 1240 | 0.03 | 153.88 | 153.88 | 0.01 | 0
2040 | MISO_WUMS_2_MISO_W | MISO_WUMS | MISO_W | Internal | Shoulder | B12 | 200 | 1240 | 0 | 153.87 | 153.86 | 0.01 | 0
2040 | MISO_WUMS_2_MISO_W | MISO_WUMS | MISO_W | Internal | Shoulder | B13 | 600 | 1240 | 0 | 122.46 | 116.45 | 0.01 | 0
2040 | MISO_WUMS_2_MISO_W | MISO_WUMS | MISO_W | Internal | Shoulder | B14 | 900 | 1240 | 0 | 121.03 | 77.82 | 0.01 | 0
2040 | MISO_WUMS_2_MISO_W | MISO_WUMS | MISO_W | Internal | Shoulder | B15 | 1203 | 1240 | 0 | 73.97 | 66.5 | 0.01 | 0
2040 | MISO_WUMS_2_MISO_W | MISO_WUMS | MISO_W | Internal | Summer | B1 | 10 | 1240 | 1163.23 | 284.24 | 284.25 | 0.01 | 0
2040 | MISO_WUMS_2_MISO_W | MISO_WUMS | MISO_W | Internal | Summer | B2 | 25 | 1240 | 1240 | 283.04 | 283.8 | 0.01 | 0.75
2040 | MISO_WUMS_2_MISO_W | MISO_WUMS | MISO_W | Internal | Summer | B3 | 75 | 1240 | 1240 | 281.81 | 284.36 | 0.01 | 2.53
2040 | MISO_WUMS_2_MISO_W | MISO_WUMS | MISO_W | Internal | Summer | B4 | 100 | 1240 | 1240 | 177.98 | 189.26 | 0.01 | 11.27
2040 | MISO_WUMS_2_MISO_W | MISO_WUMS | MISO_W | Internal | Summer | B5 | 200 | 1240 | 1240 | 176.71 | 181.19 | 0.01 | 4.47
2040 | MISO_WUMS_2_MISO_W | MISO_WUMS | MISO_W | Internal | Summer | B6 | 300 | 1240 | 1240 | 168.96 | 180.68 | 0.01 | 11.71
2040 | MISO_WUMS_2_MISO_W | MISO_WUMS | MISO_W | Internal | Summer | B7 | 400 | 1240 | 909.64 | 156.19 | 156.2 | 0.01 | 0
2040 | MISO_WUMS_2_MISO_W | MISO_WUMS | MISO_W | Internal | Summer | B8 | 500 | 1240 | 0 | 152.3 | 152.29 | 0.01 | 0
2040 | MISO_WUMS_2_MISO_W | MISO_WUMS | MISO_W | Internal | Summer | B9 | 800 | 1240 | 59.1 | 152.21 | 152.22 | 0.01 | 0
2040 | MISO_WUMS_2_MISO_W | MISO_WUMS | MISO_W | Internal | Summer | B10 | 1262 | 1240 | 0 | 78.5 | 66.5 | 0.01 | 0
2040 | MISO_WUMS_2_MISO_W | MISO_WUMS | MISO_W | Internal | Winter | B16 | 25 | 1240 | 0 | 157.3 | 88.13 | 0.01 | 0
2040 | MISO_WUMS_2_MISO_W | MISO_WUMS | MISO_W | Internal | Winter | B17 | 100 | 1240 | 0 | 157.26 | 88.13 | 0.01 | 0
2040 | MISO_WUMS_2_MISO_W | MISO_WUMS | MISO_W | Internal | Winter | B18 | 400 | 1240 | 0 | 127.56 | 111.57 | 0.01 | 0
2040 | MISO_WUMS_2_MISO_W | MISO_WUMS | MISO_W | Internal | Winter | B19 | 700 | 1240 | 0 | 120.19 | 99.23 | 0.01 | 0
2040 | MISO_WUMS_2_MISO_W | MISO_WUMS | MISO_W | Internal | Winter | B20 | 935 | 1240 | 0 | 75.86 | 73.5 | 0.01 | 0
2040 | MISO_WUMS_2_PJM_ROR | MISO_WUMS | PJM_ROR | Internal | Shoulder | B11 | 25 | 1600 | 0 | 153.88 | 151.88 | 2 | 0
2040 | MISO_WUMS_2_PJM_ROR | MISO_WUMS | PJM_ROR | Internal | Shoulder | B12 | 200 | 1600 | 0 | 153.87 | 151.88 | 2 | 0
2040 | MISO_WUMS_2_PJM_ROR | MISO_WUMS | PJM_ROR | Internal | Shoulder | B13 | 600 | 1600 | 0 | 122.46 | 120.47 | 2 | 0
2040 | MISO_WUMS_2_PJM_ROR | MISO_WUMS | PJM_ROR | Internal | Shoulder | B14 | 900 | 1600 | 0 | 121.03 | 119.04 | 2 | 0
2040 | MISO_WUMS_2_PJM_ROR | MISO_WUMS | PJM_ROR | Internal | Shoulder | B15 | 1203 | 1600 | 0 | 73.97 | 74.5 | 2 | 0
2040 | MISO_WUMS_2_PJM_ROR | MISO_WUMS | PJM_ROR | Internal | Summer | B1 | 10 | 1600 | 0 | 284.24 | 285.01 | 2 | 0
2040 | MISO_WUMS_2_PJM_ROR | MISO_WUMS | PJM_ROR | Internal | Summer | B2 | 25 | 1600 | 0.01 | 283.04 | 285.01 | 2 | 0
2040 | MISO_WUMS_2_PJM_ROR | MISO_WUMS | PJM_ROR | Internal | Summer | B3 | 75 | 1600 | 762.04 | 281.81 | 283.81 | 2 | 0
2040 | MISO_WUMS_2_PJM_ROR | MISO_WUMS | PJM_ROR | Internal | Summer | B4 | 100 | 1600 | 1600 | 177.98 | 182.84 | 2 | 2.87
2040 | MISO_WUMS_2_PJM_ROR | MISO_WUMS | PJM_ROR | Internal | Summer | B5 | 200 | 1600 | 591.48 | 176.71 | 178.71 | 2 | 0
2040 | MISO_WUMS_2_PJM_ROR | MISO_WUMS | PJM_ROR | Internal | Summer | B6 | 300 | 1600 | 1103.33 | 168.96 | 170.96 | 2 | 0
2040 | MISO_WUMS_2_PJM_ROR | MISO_WUMS | PJM_ROR | Internal | Summer | B7 | 400 | 1600 | 1385.3 | 156.19 | 158.19 | 2 | 0
2040 | MISO_WUMS_2_PJM_ROR | MISO_WUMS | PJM_ROR | Internal | Summer | B8 | 500 | 1600 | 1326.54 | 152.3 | 154.3 | 2 | 0
2040 | MISO_WUMS_2_PJM_ROR | MISO_WUMS | PJM_ROR | Internal | Summer | B9 | 800 | 1600 | 0 | 152.21 | 152.06 | 2 | 0
2040 | MISO_WUMS_2_PJM_ROR | MISO_WUMS | PJM_ROR | Internal | Summer | B10 | 1262 | 1600 | 1521.97 | 78.5 | 80.5 | 2 | 0
2040 | MISO_WUMS_2_PJM_ROR | MISO_WUMS | PJM_ROR | Internal | Winter | B16 | 25 | 1600 | 0 | 157.3 | 157.78 | 2 | 0
2040 | MISO_WUMS_2_PJM_ROR | MISO_WUMS | PJM_ROR | Internal | Winter | B17 | 100 | 1600 | 0 | 157.26 | 157.78 | 2 | 0
2040 | MISO_WUMS_2_PJM_ROR | MISO_WUMS | PJM_ROR | Internal | Winter | B18 | 400 | 1600 | 0 | 127.56 | 125.57 | 2 | 0
2040 | MISO_WUMS_2_PJM_ROR | MISO_WUMS | PJM_ROR | Internal | Winter | B19 | 700 | 1600 | 0 | 120.19 | 118.2 | 2 | 0
2040 | MISO_WUMS_2_PJM_ROR | MISO_WUMS | PJM_ROR | Internal | Winter | B20 | 935 | 1600 | 0 | 75.86 | 75.92 | 2 | 0
2040 | NE_2_MISO_W | NE | MISO_W | Internal | Shoulder | B11 | 25 | 1600 | 0 | 157.08 | 153.88 | 5 | 0
2040 | NE_2_MISO_W | NE | MISO_W | Internal | Shoulder | B12 | 200 | 1600 | 0 | 156.43 | 153.86 | 5 | 0
2040 | NE_2_MISO_W | NE | MISO_W | Internal | Shoulder | B13 | 600 | 1600 | 0 | 116.45 | 116.45 | 5 | 0
2040 | NE_2_MISO_W | NE | MISO_W | Internal | Shoulder | B14 | 900 | 1600 | 0 | 81.65 | 77.82 | 5 | 0
2040 | NE_2_MISO_W | NE | MISO_W | Internal | Shoulder | B15 | 1203 | 1600 | 0 | 73.5 | 66.5 | 5 | 0
2040 | NE_2_MISO_W | NE | MISO_W | Internal | Summer | B1 | 10 | 1600 | 0 | 284.25 | 284.25 | 5 | 0
2040 | NE_2_MISO_W | NE | MISO_W | Internal | Summer | B2 | 25 | 1600 | 0 | 283.8 | 283.8 | 5 | 0
2040 | NE_2_MISO_W | NE | MISO_W | Internal | Summer | B3 | 75 | 1600 | 0 | 284.36 | 284.36 | 5 | 0
2040 | NE_2_MISO_W | NE | MISO_W | Internal | Summer | B4 | 100 | 1600 | 0 | 189.26 | 189.26 | 5 | 0
2040 | NE_2_MISO_W | NE | MISO_W | Internal | Summer | B5 | 200 | 1600 | 0 | 187.2 | 181.19 | 5 | 0
2040 | NE_2_MISO_W | NE | MISO_W | Internal | Summer | B6 | 300 | 1600 | 0 | 180.68 | 180.68 | 5 | 0
2040 | NE_2_MISO_W | NE | MISO_W | Internal | Summer | B7 | 400 | 1600 | 0 | 163.19 | 156.2 | 5 | 0
2040 | NE_2_MISO_W | NE | MISO_W | Internal | Summer | B8 | 500 | 1600 | 0 | 155.85 | 152.29 | 5 | 0
2040 | NE_2_MISO_W | NE | MISO_W | Internal | Summer | B9 | 800 | 1600 | 0 | 154.72 | 152.22 | 5 | 0
2040 | NE_2_MISO_W | NE | MISO_W | Internal | Summer | B10 | 1262 | 1600 | 0 | 73.5 | 66.5 | 5 | 0
2040 | NE_2_MISO_W | NE | MISO_W | Internal | Winter | B16 | 25 | 1600 | 0 | 95.13 | 88.13 | 5 | 0
2040 | NE_2_MISO_W | NE | MISO_W | Internal | Winter | B17 | 100 | 1600 | 0 | 95.12 | 88.13 | 5 | 0
2040 | NE_2_MISO_W | NE | MISO_W | Internal | Winter | B18 | 400 | 1600 | 0 | 118.56 | 111.57 | 5 | 0
2040 | NE_2_MISO_W | NE | MISO_W | Internal | Winter | B19 | 700 | 1600 | 0 | 99.23 | 99.23 | 5 | 0
2040 | NE_2_MISO_W | NE | MISO_W | Internal | Winter | B20 | 935 | 1600 | 0 | 73.5 | 73.5 | 5 | 0
2040 | NE_2_SPP_N | NE | SPP_N | Internal | Shoulder | B11 | 25 | 1802 | 1802 | 157.08 | 157.43 | 0.01 | 0.34
2040 | NE_2_SPP_N | NE | SPP_N | Internal | Shoulder | B12 | 200 | 1802 | 570.87 | 156.43 | 156.44 | 0.01 | 0
2040 | NE_2_SPP_N | NE | SPP_N | Internal | Shoulder | B13 | 600 | 1802 | 522.12 | 116.45 | 116.46 | 0.01 | 0
2040 | NE_2_SPP_N | NE | SPP_N | Internal | Shoulder | B14 | 900 | 1802 | 355.76 | 81.65 | 81.66 | 0.01 | 0
2040 | NE_2_SPP_N | NE | SPP_N | Internal | Shoulder | B15 | 1203 | 1802 | 0 | 73.5 | 73.48 | 0.01 | 0
2040 | NE_2_SPP_N | NE | SPP_N | Internal | Summer | B1 | 10 | 1802 | 0 | 284.25 | 279.23 | 0.01 | 0
2040 | NE_2_SPP_N | NE | SPP_N | Internal | Summer | B2 | 25 | 1802 | 309.66 | 283.8 | 283.81 | 0.01 | 0
2040 | NE_2_SPP_N | NE | SPP_N | Internal | Summer | B3 | 75 | 1802 | 0 | 284.36 | 284.35 | 0.01 | 0
2040 | NE_2_SPP_N | NE | SPP_N | Internal | Summer | B4 | 100 | 1802 | 274.81 | 189.26 | 189.27 | 0.01 | 0
2040 | NE_2_SPP_N | NE | SPP_N | Internal | Summer | B5 | 200 | 1802 | 108.54 | 187.2 | 187.21 | 0.01 | 0
2040 | NE_2_SPP_N | NE | SPP_N | Internal | Summer | B6 | 300 | 1802 | 527.91 | 180.68 | 180.69 | 0.01 | 0
2040 | NE_2_SPP_N | NE | SPP_N | Internal | Summer | B7 | 400 | 1802 | 1292.63 | 163.19 | 163.2 | 0.01 | 0
2040 | NE_2_SPP_N | NE | SPP_N | Internal | Summer | B8 | 500 | 1802 | 1722.73 | 155.85 | 155.86 | 0.01 | 0
2040 | NE_2_SPP_N | NE | SPP_N | Internal | Summer | B9 | 800 | 1802 | 125.82 | 154.72 | 154.73 | 0.01 | 0
2040 | NE_2_SPP_N | NE | SPP_N | Internal | Summer | B10 | 1262 | 1802 | 0 | 73.5 | 73.5 | 0.01 | 0
2040 | NE_2_SPP_N | NE | SPP_N | Internal | Winter | B16 | 25 | 1802 | 1802 | 95.13 | 152.27 | 0.01 | 57.12
2040 | NE_2_SPP_N | NE | SPP_N | Internal | Winter | B17 | 100 | 1802 | 813.57 | 95.12 | 95.13 | 0.01 | 0
2040 | NE_2_SPP_N | NE | SPP_N | Internal | Winter | B18 | 400 | 1802 | 1070.55 | 118.56 | 118.57 | 0.01 | 0
2040 | NE_2_SPP_N | NE | SPP_N | Internal | Winter | B19 | 700 | 1802 | 469.1 | 99.23 | 99.24 | 0.01 | 0
2040 | NE_2_SPP_N | NE | SPP_N | Internal | Winter | B20 | 935 | 1802 | 0 | 73.5 | 73.5 | 0.01 | 0
2040 | NEISO_2_NYISO_A-F | NEISO | NYISO_A-F | Internal | Shoulder | B11 | 25 | 600 | 600 | 64.97 | 81.23 | 3 | 13.27
2040 | NEISO_2_NYISO_A-F | NEISO | NYISO_A-F | Internal | Shoulder | B12 | 200 | 600 | 600 | 64.97 | 92.98 | 3 | 25.01
2040 | NEISO_2_NYISO_A-F | NEISO | NYISO_A-F | Internal | Shoulder | B13 | 600 | 600 | 600 | 64.97 | 81.23 | 3 | 13.27
2040 | NEISO_2_NYISO_A-F | NEISO | NYISO_A-F | Internal | Shoulder | B14 | 900 | 600 | 600 | 64.97 | 81.23 | 3 | 13.27
2040 | NEISO_2_NYISO_A-F | NEISO | NYISO_A-F | Internal | Shoulder | B15 | 1203 | 600 | 0 | 64.97 | 67.95 | 3 | 0
2040 | NEISO_2_NYISO_A-F | NEISO | NYISO_A-F | Internal | Summer | B1 | 10 | 600 | 0 | 172.67 | 168.67 | 3 | 0
2040 | NEISO_2_NYISO_A-F | NEISO | NYISO_A-F | Internal | Summer | B2 | 25 | 600 | 0 | 236.1 | 173.05 | 3 | 0
2040 | NEISO_2_NYISO_A-F | NEISO | NYISO_A-F | Internal | Summer | B3 | 75 | 600 | 0 | 172.67 | 173.05 | 3 | 0
2040 | NEISO_2_NYISO_A-F | NEISO | NYISO_A-F | Internal | Summer | B4 | 100 | 600 | 600 | 165.94 | 173.05 | 3 | 4.11
2040 | NEISO_2_NYISO_A-F | NEISO | NYISO_A-F | Internal | Summer | B5 | 200 | 600 | 515.79 | 165.94 | 168.94 | 3 | 0
2040 | NEISO_2_NYISO_A-F | NEISO | NYISO_A-F | Internal | Summer | B6 | 300 | 600 | 0 | 165.69 | 168.67 | 3 | 0
2040 | NEISO_2_NYISO_A-F | NEISO | NYISO_A-F | Internal | Summer | B7 | 400 | 600 | 439.42 | 147.2 | 150.2 | 3 | 0
2040 | NEISO_2_NYISO_A-F | NEISO | NYISO_A-F | Internal | Summer | B8 | 500 | 600 | 0 | 143.33 | 146.31 | 3 | 0
2040 | NEISO_2_NYISO_A-F | NEISO | NYISO_A-F | Internal | Summer | B9 | 800 | 600 | 0 | 142.54 | 144.07 | 3 | 0
2040 | NEISO_2_NYISO_A-F | NEISO | NYISO_A-F | Internal | Summer | B10 | 1262 | 600 | 0 | 127.72 | 124.72 | 3 | 0
2040 | NEISO_2_NYISO_A-F | NEISO | NYISO_A-F | Internal | Winter | B16 | 25 | 600 | 600 | 64.97 | 83.95 | 3 | 15.98
2040 | NEISO_2_NYISO_A-F | NEISO | NYISO_A-F | Internal | Winter | B17 | 100 | 600 | 595.31 | 64.97 | 67.97 | 3 | 0
2040 | NEISO_2_NYISO_A-F | NEISO | NYISO_A-F | Internal | Winter | B18 | 400 | 600 | 525.39 | 64.97 | 67.97 | 3 | 0
2040 | NEISO_2_NYISO_A-F | NEISO | NYISO_A-F | Internal | Winter | B19 | 700 | 600 | 369.08 | 64.97 | 67.97 | 3 | 0
2040 | NEISO_2_NYISO_A-F | NEISO | NYISO_A-F | Internal | Winter | B20 | 935 | 600 | 166.12 | 64.97 | 67.97 | 3 | 0
2040 | NEISO_2_NYISO_G-I | NEISO | NYISO_G-I | Internal | Shoulder | B11 | 25 | 600 | 600 | 64.97 | 143.86 | 3 | 75.9
2040 | NEISO_2_NYISO_G-I | NEISO | NYISO_G-I | Internal | Shoulder | B12 | 200 | 600 | 600 | 64.97 | 143.91 | 3 | 75.94
2040 | NEISO_2_NYISO_G-I | NEISO | NYISO_G-I | Internal | Shoulder | B13 | 600 | 600 | 600 | 64.97 | 112.5 | 3 | 44.53
2040 | NEISO_2_NYISO_G-I | NEISO | NYISO_G-I | Internal | Shoulder | B14 | 900 | 600 | 600 | 64.97 | 111.06 | 3 | 43.1
2040 | NEISO_2_NYISO_G-I | NEISO | NYISO_G-I | Internal | Shoulder | B15 | 1203 | 600 | 378.11 | 64.97 | 67.97 | 3 | 0
2040 | NEISO_2_NYISO_G-I | NEISO | NYISO_G-I | Internal | Summer | B1 | 10 | 600 | 600 | 172.67 | 239.1 | 3 | 63.42
2040 | NEISO_2_NYISO_G-I | NEISO | NYISO_G-I | Internal | Summer | B2 | 25 | 600 | 247.53 | 236.1 | 239.1 | 3 | 0
2040 | NEISO_2_NYISO_G-I | NEISO | NYISO_G-I | Internal | Summer | B3 | 75 | 600 | 600 | 172.67 | 239.1 | 3 | 63.42
2040 | NEISO_2_NYISO_G-I | NEISO | NYISO_G-I | Internal | Summer | B4 | 100 | 600 | 600 | 165.94 | 174.87 | 3 | 5.93
2040 | NEISO_2_NYISO_G-I | NEISO | NYISO_G-I | Internal | Summer | B5 | 200 | 600 | 600 | 165.94 | 170.73 | 3 | 1.79
2040 | NEISO_2_NYISO_G-I | NEISO | NYISO_G-I | Internal | Summer | B6 | 300 | 600 | 452.46 | 165.69 | 168.69 | 3 | 0
2040 | NEISO_2_NYISO_G-I | NEISO | NYISO_G-I | Internal | Summer | B7 | 400 | 600 | 600 | 147.2 | 150.21 | 3 | 0.01
2040 | NEISO_2_NYISO_G-I | NEISO | NYISO_G-I | Internal | Summer | B8 | 500 | 600 | 454.31 | 143.33 | 146.33 | 3 | 0
2040 | NEISO_2_NYISO_G-I | NEISO | NYISO_G-I | Internal | Summer | B9 | 800 | 600 | 0 | 142.54 | 144.08 | 3 | 0
2040 | NEISO_2_NYISO_G-I | NEISO | NYISO_G-I | Internal | Summer | B10 | 1262 | 600 | 0 | 127.72 | 124.74 | 3 | 0
2040 | NEISO_2_NYISO_G-I | NEISO | NYISO_G-I | Internal | Winter | B16 | 25 | 600 | 600 | 64.97 | 158.52 | 3 | 90.55
2040 | NEISO_2_NYISO_G-I | NEISO | NYISO_G-I | Internal | Winter | B17 | 100 | 600 | 600 | 64.97 | 158.52 | 3 | 90.55
2040 | NEISO_2_NYISO_G-I | NEISO | NYISO_G-I | Internal | Winter | B18 | 400 | 600 | 600 | 64.97 | 118.01 | 3 | 50.04
2040 | NEISO_2_NYISO_G-I | NEISO | NYISO_G-I | Internal | Winter | B19 | 700 | 600 | 600 | 64.97 | 110.22 | 3 | 42.26
2040 | NEISO_2_NYISO_G-I | NEISO | NYISO_G-I | Internal | Winter | B20 | 935 | 600 | 600 | 64.97 | 67.98 | 3 | 0.01
2040 | NEISO_2_NYISO_J-K | NEISO | NYISO_J-K | Internal | Shoulder | B11 | 25 | 777 | 777 | 64.97 | 146.64 | 3 | 78.67
2040 | NEISO_2_NYISO_J-K | NEISO | NYISO_J-K | Internal | Shoulder | B12 | 200 | 777 | 777 | 64.97 | 146.64 | 3 | 78.67
2040 | NEISO_2_NYISO_J-K | NEISO | NYISO_J-K | Internal | Shoulder | B13 | 600 | 777 | 777 | 64.97 | 146.64 | 3 | 78.67
2040 | NEISO_2_NYISO_J-K | NEISO | NYISO_J-K | Internal | Shoulder | B14 | 900 | 777 | 777 | 64.97 | 111.07 | 3 | 43.11
2040 | NEISO_2_NYISO_J-K | NEISO | NYISO_J-K | Internal | Shoulder | B15 | 1203 | 777 | 777 | 64.97 | 67.98 | 3 | 0.01
2040 | NEISO_2_NYISO_J-K | NEISO | NYISO_J-K | Internal | Summer | B1 | 10 | 777 | 777 | 172.67 | 239.11 | 3 | 63.43
2040 | NEISO_2_NYISO_J-K | NEISO | NYISO_J-K | Internal | Summer | B2 | 25 | 777 | 776.97 | 236.1 | 239.11 | 3 | 0.01
2040 | NEISO_2_NYISO_J-K | NEISO | NYISO_J-K | Internal | Summer | B3 | 75 | 777 | 777 | 172.67 | 239.11 | 3 | 63.43
2040 | NEISO_2_NYISO_J-K | NEISO | NYISO_J-K | Internal | Summer | B4 | 100 | 777 | 777 | 165.94 | 177.75 | 3 | 8.81
2040 | NEISO_2_NYISO_J-K | NEISO | NYISO_J-K | Internal | Summer | B5 | 200 | 777 | 777 | 165.94 | 177.75 | 3 | 8.81
2040 | NEISO_2_NYISO_J-K | NEISO | NYISO_J-K | Internal | Summer | B6 | 300 | 777 | 777 | 165.69 | 168.7 | 3 | 0.01
2040 | NEISO_2_NYISO_J-K | NEISO | NYISO_J-K | Internal | Summer | B7 | 400 | 777 | 777 | 147.2 | 166.74 | 3 | 16.55
2040 | NEISO_2_NYISO_J-K | NEISO | NYISO_J-K | Internal | Summer | B8 | 500 | 777 | 777 | 143.33 | 166.74 | 3 | 20.42
2040 | NEISO_2_NYISO_J-K | NEISO | NYISO_J-K | Internal | Summer | B9 | 800 | 777 | 476.82 | 142.54 | 145.54 | 3 | 0
2040 | NEISO_2_NYISO_J-K | NEISO | NYISO_J-K | Internal | Summer | B10 | 1262 | 777 | 0 | 127.72 | 124.75 | 3 | 0
2040 | NEISO_2_NYISO_J-K | NEISO | NYISO_J-K | Internal | Winter | B16 | 25 | 777 | 777 | 64.97 | 158.53 | 3 | 90.57
2040 | NEISO_2_NYISO_J-K | NEISO | NYISO_J-K | Internal | Winter | B17 | 100 | 777 | 777 | 64.97 | 158.53 | 3 | 90.57
2040 | NEISO_2_NYISO_J-K | NEISO | NYISO_J-K | Internal | Winter | B18 | 400 | 777 | 777 | 64.97 | 158.53 | 3 | 90.57
2040 | NEISO_2_NYISO_J-K | NEISO | NYISO_J-K | Internal | Winter | B19 | 700 | 777 | 777 | 64.97 | 124.22 | 3 | 56.26
2040 | NEISO_2_NYISO_J-K | NEISO | NYISO_J-K | Internal | Winter | B20 | 935 | 777 | 777 | 64.97 | 67.99 | 3 | 0.02
2040 | NonRTO_Midwest_2_MISO_IN | NonRTO_Midwest | MISO_IN | Internal | Shoulder | B11 | 25 | 4450 | 0 | 157.66 | 153.88 | 8 | 0
2040 | NonRTO_Midwest_2_MISO_IN | NonRTO_Midwest | MISO_IN | Internal | Shoulder | B12 | 200 | 4450 | 0 | 157.66 | 153.88 | 8 | 0
2040 | NonRTO_Midwest_2_MISO_IN | NonRTO_Midwest | MISO_IN | Internal | Shoulder | B13 | 600 | 4450 | 0 | 121.16 | 124.08 | 8 | 0
2040 | NonRTO_Midwest_2_MISO_IN | NonRTO_Midwest | MISO_IN | Internal | Shoulder | B14 | 900 | 4450 | 0 | 120.46 | 121.05 | 8 | 0
2040 | NonRTO_Midwest_2_MISO_IN | NonRTO_Midwest | MISO_IN | Internal | Shoulder | B15 | 1203 | 4450 | 0 | 73.5 | 79.51 | 8 | 0
2040 | NonRTO_Midwest_2_MISO_IN | NonRTO_Midwest | MISO_IN | Internal | Summer | B1 | 10 | 4450 | 0 | 292.22 | 284.22 | 8 | 0
2040 | NonRTO_Midwest_2_MISO_IN | NonRTO_Midwest | MISO_IN | Internal | Summer | B2 | 25 | 4450 | 0 | 283.01 | 283.01 | 8 | 0
2040 | NonRTO_Midwest_2_MISO_IN | NonRTO_Midwest | MISO_IN | Internal | Summer | B3 | 75 | 4450 | 0 | 281.81 | 281.79 | 8 | 0
2040 | NonRTO_Midwest_2_MISO_IN | NonRTO_Midwest | MISO_IN | Internal | Summer | B4 | 100 | 4450 | 54.48 | 169.95 | 177.95 | 8 | 0
2040 | NonRTO_Midwest_2_MISO_IN | NonRTO_Midwest | MISO_IN | Internal | Summer | B5 | 200 | 4450 | 1430.73 | 164.13 | 172.13 | 8 | 0
2040 | NonRTO_Midwest_2_MISO_IN | NonRTO_Midwest | MISO_IN | Internal | Summer | B6 | 300 | 4450 | 0 | 156.1 | 152.29 | 8 | 0
2040 | NonRTO_Midwest_2_MISO_IN | NonRTO_Midwest | MISO_IN | Internal | Summer | B7 | 400 | 4450 | 39.49 | 144.29 | 152.29 | 8 | 0
2040 | NonRTO_Midwest_2_MISO_IN | NonRTO_Midwest | MISO_IN | Internal | Summer | B8 | 500 | 4450 | 212.89 | 144.29 | 152.29 | 8 | 0
2040 | NonRTO_Midwest_2_MISO_IN | NonRTO_Midwest | MISO_IN | Internal | Summer | B9 | 800 | 4450 | 597.39 | 144.29 | 152.29 | 8 | 0
2040 | NonRTO_Midwest_2_MISO_IN | NonRTO_Midwest | MISO_IN | Internal | Summer | B10 | 1262 | 4450 | 0 | 73.5 | 78.52 | 8 | 0
2040 | NonRTO_Midwest_2_MISO_IN | NonRTO_Midwest | MISO_IN | Internal | Winter | B16 | 25 | 4450 | 0 | 165.18 | 157.28 | 8 | 0
2040 | NonRTO_Midwest_2_MISO_IN | NonRTO_Midwest | MISO_IN | Internal | Winter | B17 | 100 | 4450 | 0 | 161.53 | 157.28 | 8 | 0
2040 | NonRTO_Midwest_2_MISO_IN | NonRTO_Midwest | MISO_IN | Internal | Winter | B18 | 400 | 4450 | 0 | 125.57 | 128.77 | 8 | 0
2040 | NonRTO_Midwest_2_MISO_IN | NonRTO_Midwest | MISO_IN | Internal | Winter | B19 | 700 | 4450 | 0 | 121.96 | 120.55 | 8 | 0
2040 | NonRTO_Midwest_2_MISO_IN | NonRTO_Midwest | MISO_IN | Internal | Winter | B20 | 935 | 4450 | 0 | 73.92 | 81.11 | 8 | 0
2040 | NonRTO_Midwest_2_TVA_Transmission | NonRTO_Midwest | TVA_Transmission | Internal | Shoulder | B11 | 25 | 2400 | 0 | 157.66 | 157.84 | 8 | 0
2040 | NonRTO_Midwest_2_TVA_Transmission | NonRTO_Midwest | TVA_Transmission | Internal | Shoulder | B12 | 200 | 2400 | 0 | 157.66 | 150.9 | 8 | 0
2040 | NonRTO_Midwest_2_TVA_Transmission | NonRTO_Midwest | TVA_Transmission | Internal | Shoulder | B13 | 600 | 2400 | 0 | 121.16 | 112.46 | 8 | 0
2040 | NonRTO_Midwest_2_TVA_Transmission | NonRTO_Midwest | TVA_Transmission | Internal | Shoulder | B14 | 900 | 2400 | 0 | 120.46 | 111.46 | 8 | 0
2040 | NonRTO_Midwest_2_TVA_Transmission | NonRTO_Midwest | TVA_Transmission | Internal | Shoulder | B15 | 1203 | 2400 | 0 | 73.5 | 80.5 | 8 | 0
2040 | NonRTO_Midwest_2_TVA_Transmission | NonRTO_Midwest | TVA_Transmission | Internal | Summer | B1 | 10 | 2400 | 0 | 292.22 | 292.23 | 8 | 0
2040 | NonRTO_Midwest_2_TVA_Transmission | NonRTO_Midwest | TVA_Transmission | Internal | Summer | B2 | 25 | 2400 | 196.11 | 283.01 | 291.01 | 8 | 0
2040 | NonRTO_Midwest_2_TVA_Transmission | NonRTO_Midwest | TVA_Transmission | Internal | Summer | B3 | 75 | 2400 | 711.26 | 281.81 | 289.81 | 8 | 0
2040 | NonRTO_Midwest_2_TVA_Transmission | NonRTO_Midwest | TVA_Transmission | Internal | Summer | B4 | 100 | 2400 | 1085.78 | 169.95 | 177.95 | 8 | 0
2040 | NonRTO_Midwest_2_TVA_Transmission | NonRTO_Midwest | TVA_Transmission | Internal | Summer | B5 | 200 | 2400 | 34.85 | 164.13 | 172.13 | 8 | 0
2040 | NonRTO_Midwest_2_TVA_Transmission | NonRTO_Midwest | TVA_Transmission | Internal | Summer | B6 | 300 | 2400 | 0 | 156.1 | 163.96 | 8 | 0
2040 | NonRTO_Midwest_2_TVA_Transmission | NonRTO_Midwest | TVA_Transmission | Internal | Summer | B7 | 400 | 2400 | 0.09 | 144.29 | 152.29 | 8 | 0
2040 | NonRTO_Midwest_2_TVA_Transmission | NonRTO_Midwest | TVA_Transmission | Internal | Summer | B8 | 500 | 2400 | 0 | 144.29 | 151.48 | 8 | 0
2040 | NonRTO_Midwest_2_TVA_Transmission | NonRTO_Midwest | TVA_Transmission | Internal | Summer | B9 | 800 | 2400 | 0 | 144.29 | 151.26 | 8 | 0
2040 | NonRTO_Midwest_2_TVA_Transmission | NonRTO_Midwest | TVA_Transmission | Internal | Summer | B10 | 1262 | 2400 | 0 | 73.5 | 75.87 | 8 | 0
2040 | NonRTO_Midwest_2_TVA_Transmission | NonRTO_Midwest | TVA_Transmission | Internal | Winter | B16 | 25 | 2400 | 0 | 165.18 | 163.16 | 8 | 0
2040 | NonRTO_Midwest_2_TVA_Transmission | NonRTO_Midwest | TVA_Transmission | Internal | Winter | B17 | 100 | 2400 | 0 | 161.53 | 161.28 | 8 | 0
2040 | NonRTO_Midwest_2_TVA_Transmission | NonRTO_Midwest | TVA_Transmission | Internal | Winter | B18 | 400 | 2400 | 0 | 125.57 | 116.57 | 8 | 0
2040 | NonRTO_Midwest_2_TVA_Transmission | NonRTO_Midwest | TVA_Transmission | Internal | Winter | B19 | 700 | 2400 | 0 | 121.96 | 112.96 | 8 | 0
2040 | NonRTO_Midwest_2_TVA_Transmission | NonRTO_Midwest | TVA_Transmission | Internal | Winter | B20 | 935 | 2400 | 71.18 | 73.92 | 81.92 | 8 | 0
2040 | NYISO_A-F_2_IESO | NYISO_A-F | IESO | Internal | Shoulder | B11 | 25 | 1600 | 0 | 81.23 | 74.23 | 7 | 0
2040 | NYISO_A-F_2_IESO | NYISO_A-F | IESO | Internal | Shoulder | B12 | 200 | 1600 | 0 | 92.98 | 85.98 | 7 | 0
2040 | NYISO_A-F_2_IESO | NYISO_A-F | IESO | Internal | Shoulder | B13 | 600 | 1600 | 0 | 81.23 | 74.23 | 7 | 0
2040 | NYISO_A-F_2_IESO | NYISO_A-F | IESO | Internal | Shoulder | B14 | 900 | 1600 | 0 | 81.23 | 74.23 | 7 | 0
2040 | NYISO_A-F_2_IESO | NYISO_A-F | IESO | Internal | Shoulder | B15 | 1203 | 1600 | 0 | 67.95 | 74.23 | 7 | 0
2040 | NYISO_A-F_2_IESO | NYISO_A-F | IESO | Internal | Summer | B1 | 10 | 1600 | 0 | 168.67 | 165.33 | 7 | 0
2040 | NYISO_A-F_2_IESO | NYISO_A-F | IESO | Internal | Summer | B2 | 25 | 1600 | 0 | 173.05 | 166.05 | 7 | 0
2040 | NYISO_A-F_2_IESO | NYISO_A-F | IESO | Internal | Summer | B3 | 75 | 1600 | 0 | 173.05 | 165.33 | 7 | 0
2040 | NYISO_A-F_2_IESO | NYISO_A-F | IESO | Internal | Summer | B4 | 100 | 1600 | 0 | 173.05 | 97.48 | 7 | 0
2040 | NYISO_A-F_2_IESO | NYISO_A-F | IESO | Internal | Summer | B5 | 200 | 1600 | 0 | 168.94 | 74.48 | 7 | 0
2040 | NYISO_A-F_2_IESO | NYISO_A-F | IESO | Internal | Summer | B6 | 300 | 1600 | 0 | 168.67 | 71.33 | 7 | 0
2040 | NYISO_A-F_2_IESO | NYISO_A-F | IESO | Internal | Summer | B7 | 400 | 1600 | 0 | 150.2 | 71.33 | 7 | 0
2040 | NYISO_A-F_2_IESO | NYISO_A-F | IESO | Internal | Summer | B8 | 500 | 1600 | 0 | 146.31 | 71.33 | 7 | 0
2040 | NYISO_A-F_2_IESO | NYISO_A-F | IESO | Internal | Summer | B9 | 800 | 1600 | 0 | 144.07 | 71.33 | 7 | 0
2040 | NYISO_A-F_2_IESO | NYISO_A-F | IESO | Internal | Summer | B10 | 1262 | 1600 | 0 | 124.72 | 71.33 | 7 | 0
2040 | NYISO_A-F_2_IESO | NYISO_A-F | IESO | Internal | Winter | B16 | 25 | 1600 | 0 | 83.95 | 81.13 | 7 | 0
2040 | NYISO_A-F_2_IESO | NYISO_A-F | IESO | Internal | Winter | B17 | 100 | 1600 | 4.73 | 67.97 | 74.97 | 7 | 0
2040 | NYISO_A-F_2_IESO | NYISO_A-F | IESO | Internal | Winter | B18 | 400 | 1600 | 66.4 | 67.97 | 74.97 | 7 | 0
2040 | NYISO_A-F_2_IESO | NYISO_A-F | IESO | Internal | Winter | B19 | 700 | 1600 | 172.65 | 67.97 | 74.97 | 7 | 0
2040 | NYISO_A-F_2_IESO | NYISO_A-F | IESO | Internal | Winter | B20 | 935 | 1600 | 304.88 | 67.97 | 74.97 | 7 | 0
2040 | NYISO_A-F_2_NEISO | NYISO_A-F | NEISO | Internal | Shoulder | B11 | 25 | 600 | 0 | 81.23 | 64.97 | 3 | 0
2040 | NYISO_A-F_2_NEISO | NYISO_A-F | NEISO | Internal | Shoulder | B12 | 200 | 600 | 0 | 92.98 | 64.97 | 3 | 0
2040 | NYISO_A-F_2_NEISO | NYISO_A-F | NEISO | Internal | Shoulder | B13 | 600 | 600 | 0 | 81.23 | 64.97 | 3 | 0
2040 | NYISO_A-F_2_NEISO | NYISO_A-F | NEISO | Internal | Shoulder | B14 | 900 | 600 | 0 | 81.23 | 64.97 | 3 | 0
2040 | NYISO_A-F_2_NEISO | NYISO_A-F | NEISO | Internal | Shoulder | B15 | 1203 | 600 | 0 | 67.95 | 64.97 | 3 | 0
2040 | NYISO_A-F_2_NEISO | NYISO_A-F | NEISO | Internal | Summer | B1 | 10 | 600 | 600 | 168.67 | 172.67 | 3 | 1
2040 | NYISO_A-F_2_NEISO | NYISO_A-F | NEISO | Internal | Summer | B2 | 25 | 600 | 600 | 173.05 | 236.1 | 3 | 60.04
2040 | NYISO_A-F_2_NEISO | NYISO_A-F | NEISO | Internal | Summer | B3 | 75 | 600 | 0 | 173.05 | 172.67 | 3 | 0
2040 | NYISO_A-F_2_NEISO | NYISO_A-F | NEISO | Internal | Summer | B4 | 100 | 600 | 0 | 173.05 | 165.94 | 3 | 0
2040 | NYISO_A-F_2_NEISO | NYISO_A-F | NEISO | Internal | Summer | B5 | 200 | 600 | 0 | 168.94 | 165.94 | 3 | 0
2040 | NYISO_A-F_2_NEISO | NYISO_A-F | NEISO | Internal | Summer | B6 | 300 | 600 | 0 | 168.67 | 165.69 | 3 | 0
2040 | NYISO_A-F_2_NEISO | NYISO_A-F | NEISO | Internal | Summer | B7 | 400 | 600 | 0 | 150.2 | 147.2 | 3 | 0
2040 | NYISO_A-F_2_NEISO | NYISO_A-F | NEISO | Internal | Summer | B8 | 500 | 600 | 0 | 146.31 | 143.33 | 3 | 0
2040 | NYISO_A-F_2_NEISO | NYISO_A-F | NEISO | Internal | Summer | B9 | 800 | 600 | 0 | 144.07 | 142.54 | 3 | 0
2040 | NYISO_A-F_2_NEISO | NYISO_A-F | NEISO | Internal | Summer | B10 | 1262 | 600 | 130.53 | 124.72 | 127.72 | 3 | 0
2040 | NYISO_A-F_2_NEISO | NYISO_A-F | NEISO | Internal | Winter | B16 | 25 | 600 | 0 | 83.95 | 64.97 | 3 | 0
2040 | NYISO_A-F_2_NEISO | NYISO_A-F | NEISO | Internal | Winter | B17 | 100 | 600 | 0 | 67.97 | 64.97 | 3 | 0
2040 | NYISO_A-F_2_NEISO | NYISO_A-F | NEISO | Internal | Winter | B18 | 400 | 600 | 0 | 67.97 | 64.97 | 3 | 0
2040 | NYISO_A-F_2_NEISO | NYISO_A-F | NEISO | Internal | Winter | B19 | 700 | 600 | 0 | 67.97 | 64.97 | 3 | 0
2040 | NYISO_A-F_2_NEISO | NYISO_A-F | NEISO | Internal | Winter | B20 | 935 | 600 | 0 | 67.97 | 64.97 | 3 | 0
2040 | NYISO_A-F_2_NYISO_G-I | NYISO_A-F | NYISO_G-I | Internal | Shoulder | B11 | 25 | 5843 | 5843 | 81.23 | 143.86 | 0.01 | 62.61
2040 | NYISO_A-F_2_NYISO_G-I | NYISO_A-F | NYISO_G-I | Internal | Shoulder | B12 | 200 | 5843 | 5843 | 92.98 | 143.91 | 0.01 | 50.92
2040 | NYISO_A-F_2_NYISO_G-I | NYISO_A-F | NYISO_G-I | Internal | Shoulder | B13 | 600 | 5843 | 5843 | 81.23 | 112.5 | 0.01 | 31.25
2040 | NYISO_A-F_2_NYISO_G-I | NYISO_A-F | NYISO_G-I | Internal | Shoulder | B14 | 900 | 5843 | 5843 | 81.23 | 111.06 | 0.01 | 29.82
2040 | NYISO_A-F_2_NYISO_G-I | NYISO_A-F | NYISO_G-I | Internal | Shoulder | B15 | 1203 | 5843 | 3652.23 | 67.95 | 67.97 | 0.01 | 0
2040 | NYISO_A-F_2_NYISO_G-I | NYISO_A-F | NYISO_G-I | Internal | Summer | B1 | 10 | 5843 | 5843 | 168.67 | 239.1 | 0.01 | 70.41
2040 | NYISO_A-F_2_NYISO_G-I | NYISO_A-F | NYISO_G-I | Internal | Summer | B2 | 25 | 5843 | 5843 | 173.05 | 239.1 | 0.01 | 66.03
2040 | NYISO_A-F_2_NYISO_G-I | NYISO_A-F | NYISO_G-I | Internal | Summer | B3 | 75 | 5843 | 5843 | 173.05 | 239.1 | 0.01 | 66.03
2040 | NYISO_A-F_2_NYISO_G-I | NYISO_A-F | NYISO_G-I | Internal | Summer | B4 | 100 | 5843 | 5843 | 173.05 | 174.87 | 0.01 | 1.81
2040 | NYISO_A-F_2_NYISO_G-I | NYISO_A-F | NYISO_G-I | Internal | Summer | B5 | 200 | 5843 | 5843 | 168.94 | 170.73 | 0.01 | 1.78
2040 | NYISO_A-F_2_NYISO_G-I | NYISO_A-F | NYISO_G-I | Internal | Summer | B6 | 300 | 5843 | 5431.97 | 168.67 | 168.69 | 0.01 | 0
2040 | NYISO_A-F_2_NYISO_G-I | NYISO_A-F | NYISO_G-I | Internal | Summer | B7 | 400 | 5843 | 5399.83 | 150.2 | 150.21 | 0.01 | 0
2040 | NYISO_A-F_2_NYISO_G-I | NYISO_A-F | NYISO_G-I | Internal | Summer | B8 | 500 | 5843 | 5472.14 | 146.31 | 146.33 | 0.01 | 0
2040 | NYISO_A-F_2_NYISO_G-I | NYISO_A-F | NYISO_G-I | Internal | Summer | B9 | 800 | 5843 | 5752.85 | 144.07 | 144.08 | 0.01 | 0
2040 | NYISO_A-F_2_NYISO_G-I | NYISO_A-F | NYISO_G-I | Internal | Summer | B10 | 1262 | 5843 | 4298.35 | 124.72 | 124.74 | 0.01 | 0
2040 | NYISO_A-F_2_NYISO_G-I | NYISO_A-F | NYISO_G-I | Internal | Winter | B16 | 25 | 5843 | 5843 | 83.95 | 158.52 | 0.01 | 74.56
2040 | NYISO_A-F_2_NYISO_G-I | NYISO_A-F | NYISO_G-I | Internal | Winter | B17 | 100 | 5843 | 5843 | 67.97 | 158.52 | 0.01 | 90.54
2040 | NYISO_A-F_2_NYISO_G-I | NYISO_A-F | NYISO_G-I | Internal | Winter | B18 | 400 | 5843 | 5843 | 67.97 | 118.01 | 0.01 | 50.03
2040 | NYISO_A-F_2_NYISO_G-I | NYISO_A-F | NYISO_G-I | Internal | Winter | B19 | 700 | 5843 | 5843 | 67.97 | 110.22 | 0.01 | 42.25
2040 | NYISO_A-F_2_NYISO_G-I | NYISO_A-F | NYISO_G-I | Internal | Winter | B20 | 935 | 5843 | 4401.35 | 67.97 | 67.98 | 0.01 | 0
2040 | NYISO_A-F_2_PJM_ROM | NYISO_A-F | PJM_ROM | Internal | Shoulder | B11 | 25 | 1000 | 1000 | 81.23 | 151.87 | 8 | 62.64
2040 | NYISO_A-F_2_PJM_ROM | NYISO_A-F | PJM_ROM | Internal | Shoulder | B12 | 200 | 1000 | 1000 | 92.98 | 151.9 | 8 | 50.92
2040 | NYISO_A-F_2_PJM_ROM | NYISO_A-F | PJM_ROM | Internal | Shoulder | B13 | 600 | 1000 | 1000 | 81.23 | 120.49 | 8 | 31.25
2040 | NYISO_A-F_2_PJM_ROM | NYISO_A-F | PJM_ROM | Internal | Shoulder | B14 | 900 | 1000 | 1000 | 81.23 | 119.05 | 8 | 29.82
2040 | NYISO_A-F_2_PJM_ROM | NYISO_A-F | PJM_ROM | Internal | Shoulder | B15 | 1203 | 1000 | 0 | 67.95 | 74.51 | 8 | 0
2040 | NYISO_A-F_2_PJM_ROM | NYISO_A-F | PJM_ROM | Internal | Summer | B1 | 10 | 1000 | 1000 | 168.67 | 285.03 | 8 | 108.35
2040 | NYISO_A-F_2_PJM_ROM | NYISO_A-F | PJM_ROM | Internal | Summer | B2 | 25 | 1000 | 1000 | 173.05 | 285.03 | 8 | 103.97
2040 | NYISO_A-F_2_PJM_ROM | NYISO_A-F | PJM_ROM | Internal | Summer | B3 | 75 | 1000 | 1000 | 173.05 | 283.8 | 8 | 102.75
2040 | NYISO_A-F_2_PJM_ROM | NYISO_A-F | PJM_ROM | Internal | Summer | B4 | 100 | 1000 | 1000 | 173.05 | 182.86 | 8 | 1.81
2040 | NYISO_A-F_2_PJM_ROM | NYISO_A-F | PJM_ROM | Internal | Summer | B5 | 200 | 1000 | 1000 | 168.94 | 178.72 | 8 | 1.78
2040 | NYISO_A-F_2_PJM_ROM | NYISO_A-F | PJM_ROM | Internal | Summer | B6 | 300 | 1000 | 0 | 168.67 | 170.97 | 8 | 0
2040 | NYISO_A-F_2_PJM_ROM | NYISO_A-F | PJM_ROM | Internal | Summer | B7 | 400 | 1000 | 81.8 | 150.2 | 158.2 | 8 | 0
2040 | NYISO_A-F_2_PJM_ROM | NYISO_A-F | PJM_ROM | Internal | Summer | B8 | 500 | 1000 | 220.47 | 146.31 | 154.31 | 8 | 0
2040 | NYISO_A-F_2_PJM_ROM | NYISO_A-F | PJM_ROM | Internal | Summer | B9 | 800 | 1000 | 837.3 | 144.07 | 152.07 | 8 | 0
2040 | NYISO_A-F_2_PJM_ROM | NYISO_A-F | PJM_ROM | Internal | Summer | B10 | 1262 | 1000 | 0 | 124.72 | 92.56 | 8 | 0
2040 | NYISO_A-F_2_PJM_ROM | NYISO_A-F | PJM_ROM | Internal | Winter | B16 | 25 | 1000 | 1000 | 83.95 | 157.78 | 8 | 65.83
2040 | NYISO_A-F_2_PJM_ROM | NYISO_A-F | PJM_ROM | Internal | Winter | B17 | 100 | 1000 | 1000 | 67.97 | 157.79 | 8 | 81.83
2040 | NYISO_A-F_2_PJM_ROM | NYISO_A-F | PJM_ROM | Internal | Winter | B18 | 400 | 1000 | 1000 | 67.97 | 125.59 | 8 | 49.62
2040 | NYISO_A-F_2_PJM_ROM | NYISO_A-F | PJM_ROM | Internal | Winter | B19 | 700 | 1000 | 1000 | 67.97 | 118.21 | 8 | 42.25
2040 | NYISO_A-F_2_PJM_ROM | NYISO_A-F | PJM_ROM | Internal | Winter | B20 | 935 | 1000 | 0 | 67.97 | 75.94 | 8 | 0
2040 | NYISO_G-I_2_NEISO | NYISO_G-I | NEISO | Internal | Shoulder | B11 | 25 | 600 | 0 | 143.86 | 64.97 | 3 | 0
2040 | NYISO_G-I_2_NEISO | NYISO_G-I | NEISO | Internal | Shoulder | B12 | 200 | 600 | 0 | 143.91 | 64.97 | 3 | 0
2040 | NYISO_G-I_2_NEISO | NYISO_G-I | NEISO | Internal | Shoulder | B13 | 600 | 600 | 0 | 112.5 | 64.97 | 3 | 0
2040 | NYISO_G-I_2_NEISO | NYISO_G-I | NEISO | Internal | Shoulder | B14 | 900 | 600 | 0 | 111.06 | 64.97 | 3 | 0
2040 | NYISO_G-I_2_NEISO | NYISO_G-I | NEISO | Internal | Shoulder | B15 | 1203 | 600 | 0 | 67.97 | 64.97 | 3 | 0
2040 | NYISO_G-I_2_NEISO | NYISO_G-I | NEISO | Internal | Summer | B1 | 10 | 600 | 0 | 239.1 | 172.67 | 3 | 0
2040 | NYISO_G-I_2_NEISO | NYISO_G-I | NEISO | Internal | Summer | B2 | 25 | 600 | 0 | 239.1 | 236.1 | 3 | 0
2040 | NYISO_G-I_2_NEISO | NYISO_G-I | NEISO | Internal | Summer | B3 | 75 | 600 | 0 | 239.1 | 172.67 | 3 | 0
2040 | NYISO_G-I_2_NEISO | NYISO_G-I | NEISO | Internal | Summer | B4 | 100 | 600 | 0 | 174.87 | 165.94 | 3 | 0
2040 | NYISO_G-I_2_NEISO | NYISO_G-I | NEISO | Internal | Summer | B5 | 200 | 600 | 0 | 170.73 | 165.94 | 3 | 0
2040 | NYISO_G-I_2_NEISO | NYISO_G-I | NEISO | Internal | Summer | B6 | 300 | 600 | 0 | 168.69 | 165.69 | 3 | 0
2040 | NYISO_G-I_2_NEISO | NYISO_G-I | NEISO | Internal | Summer | B7 | 400 | 600 | 0 | 150.21 | 147.2 | 3 | 0
2040 | NYISO_G-I_2_NEISO | NYISO_G-I | NEISO | Internal | Summer | B8 | 500 | 600 | 0 | 146.33 | 143.33 | 3 | 0
2040 | NYISO_G-I_2_NEISO | NYISO_G-I | NEISO | Internal | Summer | B9 | 800 | 600 | 0 | 144.08 | 142.54 | 3 | 0
2040 | NYISO_G-I_2_NEISO | NYISO_G-I | NEISO | Internal | Summer | B10 | 1262 | 600 | 0 | 124.74 | 127.72 | 3 | 0
2040 | NYISO_G-I_2_NEISO | NYISO_G-I | NEISO | Internal | Winter | B16 | 25 | 600 | 0 | 158.52 | 64.97 | 3 | 0
2040 | NYISO_G-I_2_NEISO | NYISO_G-I | NEISO | Internal | Winter | B17 | 100 | 600 | 0 | 158.52 | 64.97 | 3 | 0
2040 | NYISO_G-I_2_NEISO | NYISO_G-I | NEISO | Internal | Winter | B18 | 400 | 600 | 0 | 118.01 | 64.97 | 3 | 0
2040 | NYISO_G-I_2_NEISO | NYISO_G-I | NEISO | Internal | Winter | B19 | 700 | 600 | 0 | 110.22 | 64.97 | 3 | 0
2040 | NYISO_G-I_2_NEISO | NYISO_G-I | NEISO | Internal | Winter | B20 | 935 | 600 | 0 | 67.98 | 64.97 | 3 | 0
2040 | NYISO_G-I_2_NYISO_A-F | NYISO_G-I | NYISO_A-F | Internal | Shoulder | B11 | 25 | 3592 | 0 | 143.86 | 81.23 | 0.01 | 0
2040 | NYISO_G-I_2_NYISO_A-F | NYISO_G-I | NYISO_A-F | Internal | Shoulder | B12 | 200 | 3592 | 0 | 143.91 | 92.98 | 0.01 | 0
2040 | NYISO_G-I_2_NYISO_A-F | NYISO_G-I | NYISO_A-F | Internal | Shoulder | B13 | 600 | 3592 | 0 | 112.5 | 81.23 | 0.01 | 0
2040 | NYISO_G-I_2_NYISO_A-F | NYISO_G-I | NYISO_A-F | Internal | Shoulder | B14 | 900 | 3592 | 0 | 111.06 | 81.23 | 0.01 | 0
2040 | NYISO_G-I_2_NYISO_A-F | NYISO_G-I | NYISO_A-F | Internal | Shoulder | B15 | 1203 | 3592 | 0 | 67.97 | 67.95 | 0.01 | 0
2040 | NYISO_G-I_2_NYISO_A-F | NYISO_G-I | NYISO_A-F | Internal | Summer | B1 | 10 | 3592 | 0 | 239.1 | 168.67 | 0.01 | 0
2040 | NYISO_G-I_2_NYISO_A-F | NYISO_G-I | NYISO_A-F | Internal | Summer | B2 | 25 | 3592 | 0 | 239.1 | 173.05 | 0.01 | 0
2040 | NYISO_G-I_2_NYISO_A-F | NYISO_G-I | NYISO_A-F | Internal | Summer | B3 | 75 | 3592 | 0 | 239.1 | 173.05 | 0.01 | 0
2040 | NYISO_G-I_2_NYISO_A-F | NYISO_G-I | NYISO_A-F | Internal | Summer | B4 | 100 | 3592 | 0 | 174.87 | 173.05 | 0.01 | 0
2040 | NYISO_G-I_2_NYISO_A-F | NYISO_G-I | NYISO_A-F | Internal | Summer | B5 | 200 | 3592 | 0 | 170.73 | 168.94 | 0.01 | 0
2040 | NYISO_G-I_2_NYISO_A-F | NYISO_G-I | NYISO_A-F | Internal | Summer | B6 | 300 | 3592 | 0 | 168.69 | 168.67 | 0.01 | 0
2040 | NYISO_G-I_2_NYISO_A-F | NYISO_G-I | NYISO_A-F | Internal | Summer | B7 | 400 | 3592 | 0 | 150.21 | 150.2 | 0.01 | 0
2040 | NYISO_G-I_2_NYISO_A-F | NYISO_G-I | NYISO_A-F | Internal | Summer | B8 | 500 | 3592 | 0 | 146.33 | 146.31 | 0.01 | 0
2040 | NYISO_G-I_2_NYISO_A-F | NYISO_G-I | NYISO_A-F | Internal | Summer | B9 | 800 | 3592 | 0 | 144.08 | 144.07 | 0.01 | 0
2040 | NYISO_G-I_2_NYISO_A-F | NYISO_G-I | NYISO_A-F | Internal | Summer | B10 | 1262 | 3592 | 0 | 124.74 | 124.72 | 0.01 | 0
2040 | NYISO_G-I_2_NYISO_A-F | NYISO_G-I | NYISO_A-F | Internal | Winter | B16 | 25 | 3592 | 0 | 158.52 | 83.95 | 0.01 | 0
2040 | NYISO_G-I_2_NYISO_A-F | NYISO_G-I | NYISO_A-F | Internal | Winter | B17 | 100 | 3592 | 0 | 158.52 | 67.97 | 0.01 | 0
2040 | NYISO_G-I_2_NYISO_A-F | NYISO_G-I | NYISO_A-F | Internal | Winter | B18 | 400 | 3592 | 0 | 118.01 | 67.97 | 0.01 | 0
2040 | NYISO_G-I_2_NYISO_A-F | NYISO_G-I | NYISO_A-F | Internal | Winter | B19 | 700 | 3592 | 0 | 110.22 | 67.97 | 0.01 | 0
2040 | NYISO_G-I_2_NYISO_A-F | NYISO_G-I | NYISO_A-F | Internal | Winter | B20 | 935 | 3592 | 0 | 67.98 | 67.97 | 0.01 | 0
2040 | NYISO_G-I_2_NYISO_J-K | NYISO_G-I | NYISO_J-K | Internal | Shoulder | B11 | 25 | 6130 | 6130 | 143.86 | 146.64 | 0.01 | 2.76
2040 | NYISO_G-I_2_NYISO_J-K | NYISO_G-I | NYISO_J-K | Internal | Shoulder | B12 | 200 | 6130 | 6130 | 143.91 | 146.64 | 0.01 | 2.72
2040 | NYISO_G-I_2_NYISO_J-K | NYISO_G-I | NYISO_J-K | Internal | Shoulder | B13 | 600 | 6130 | 6130 | 112.5 | 146.64 | 0.01 | 34.13
2040 | NYISO_G-I_2_NYISO_J-K | NYISO_G-I | NYISO_J-K | Internal | Shoulder | B14 | 900 | 6130 | 5905.28 | 111.06 | 111.07 | 0.01 | 0
2040 | NYISO_G-I_2_NYISO_J-K | NYISO_G-I | NYISO_J-K | Internal | Shoulder | B15 | 1203 | 6130 | 4310.44 | 67.97 | 67.98 | 0.01 | 0
2040 | NYISO_G-I_2_NYISO_J-K | NYISO_G-I | NYISO_J-K | Internal | Summer | B1 | 10 | 6130 | 4940.36 | 239.1 | 239.11 | 0.01 | 0
2040 | NYISO_G-I_2_NYISO_J-K | NYISO_G-I | NYISO_J-K | Internal | Summer | B2 | 25 | 6130 | 4716.55 | 239.1 | 239.11 | 0.01 | 0
2040 | NYISO_G-I_2_NYISO_J-K | NYISO_G-I | NYISO_J-K | Internal | Summer | B3 | 75 | 6130 | 5459.87 | 239.1 | 239.11 | 0.01 | 0
2040 | NYISO_G-I_2_NYISO_J-K | NYISO_G-I | NYISO_J-K | Internal | Summer | B4 | 100 | 6130 | 6130 | 174.87 | 177.75 | 0.01 | 2.87
2040 | NYISO_G-I_2_NYISO_J-K | NYISO_G-I | NYISO_J-K | Internal | Summer | B5 | 200 | 6130 | 6130 | 170.73 | 177.75 | 0.01 | 7.01
2040 | NYISO_G-I_2_NYISO_J-K | NYISO_G-I | NYISO_J-K | Internal | Summer | B6 | 300 | 6130 | 6042.7 | 168.69 | 168.7 | 0.01 | 0
2040 | NYISO_G-I_2_NYISO_J-K | NYISO_G-I | NYISO_J-K | Internal | Summer | B7 | 400 | 6130 | 6130 | 150.21 | 166.74 | 0.01 | 16.52
2040 | NYISO_G-I_2_NYISO_J-K | NYISO_G-I | NYISO_J-K | Internal | Summer | B8 | 500 | 6130 | 6130 | 146.33 | 166.74 | 0.01 | 20.41
2040 | NYISO_G-I_2_NYISO_J-K | NYISO_G-I | NYISO_J-K | Internal | Summer | B9 | 800 | 6130 | 6130 | 144.08 | 145.54 | 0.01 | 1.45
2040 | NYISO_G-I_2_NYISO_J-K | NYISO_G-I | NYISO_J-K | Internal | Summer | B10 | 1262 | 6130 | 5779.32 | 124.74 | 124.75 | 0.01 | 0
2040 | NYISO_G-I_2_NYISO_J-K | NYISO_G-I | NYISO_J-K | Internal | Winter | B16 | 25 | 6130 | 5953.56 | 158.52 | 158.53 | 0.01 | 0
2040 | NYISO_G-I_2_NYISO_J-K | NYISO_G-I | NYISO_J-K | Internal | Winter | B17 | 100 | 6130 | 6072.54 | 158.52 | 158.53 | 0.01 | 0
2040 | NYISO_G-I_2_NYISO_J-K | NYISO_G-I | NYISO_J-K | Internal | Winter | B18 | 400 | 6130 | 6130 | 118.01 | 158.53 | 0.01 | 40.51
2040 | NYISO_G-I_2_NYISO_J-K | NYISO_G-I | NYISO_J-K | Internal | Winter | B19 | 700 | 6130 | 6130 | 110.22 | 124.22 | 0.01 | 13.99
2040 | NYISO_G-I_2_NYISO_J-K | NYISO_G-I | NYISO_J-K | Internal | Winter | B20 | 935 | 6130 | 4532.48 | 67.98 | 67.99 | 0.01 | 0
2040 | NYISO_G-I_2_PJM_E | NYISO_G-I | PJM_E | Internal | Shoulder | B11 | 25 | 1500 | 438.94 | 143.86 | 151.86 | 8 | 0
2040 | NYISO_G-I_2_PJM_E | NYISO_G-I | PJM_E | Internal | Shoulder | B12 | 200 | 1500 | 474.27 | 143.91 | 151.91 | 8 | 0
2040 | NYISO_G-I_2_PJM_E | NYISO_G-I | PJM_E | Internal | Shoulder | B13 | 600 | 1500 | 590.7 | 112.5 | 120.5 | 8 | 0
2040 | NYISO_G-I_2_PJM_E | NYISO_G-I | PJM_E | Internal | Shoulder | B14 | 900 | 1500 | 968.31 | 111.06 | 119.06 | 8 | 0
2040 | NYISO_G-I_2_PJM_E | NYISO_G-I | PJM_E | Internal | Shoulder | B15 | 1203 | 1500 | 0 | 67.97 | 74.52 | 8 | 0
2040 | NYISO_G-I_2_PJM_E | NYISO_G-I | PJM_E | Internal | Summer | B1 | 10 | 1500 | 1500 | 239.1 | 285.04 | 8 | 37.94
2040 | NYISO_G-I_2_PJM_E | NYISO_G-I | PJM_E | Internal | Summer | B2 | 25 | 1500 | 1500 | 239.1 | 285.04 | 8 | 37.94
2040 | NYISO_G-I_2_PJM_E | NYISO_G-I | PJM_E | Internal | Summer | B3 | 75 | 1500 | 1500 | 239.1 | 283.79 | 8 | 36.69
2040 | NYISO_G-I_2_PJM_E | NYISO_G-I | PJM_E | Internal | Summer | B4 | 100 | 1500 | 1055.21 | 174.87 | 182.87 | 8 | 0
2040 | NYISO_G-I_2_PJM_E | NYISO_G-I | PJM_E | Internal | Summer | B5 | 200 | 1500 | 1195.83 | 170.73 | 178.73 | 8 | 0
2040 | NYISO_G-I_2_PJM_E | NYISO_G-I | PJM_E | Internal | Summer | B6 | 300 | 1500 | 0 | 168.69 | 170.98 | 8 | 0
2040 | NYISO_G-I_2_PJM_E | NYISO_G-I | PJM_E | Internal | Summer | B7 | 400 | 1500 | 46.59 | 150.21 | 158.21 | 8 | 0
2040 | NYISO_G-I_2_PJM_E | NYISO_G-I | PJM_E | Internal | Summer | B8 | 500 | 1500 | 124.04 | 146.33 | 154.33 | 8 | 0
2040 | NYISO_G-I_2_PJM_E | NYISO_G-I | PJM_E | Internal | Summer | B9 | 800 | 1500 | 165.73 | 144.08 | 152.08 | 8 | 0
2040 | NYISO_G-I_2_PJM_E | NYISO_G-I | PJM_E | Internal | Summer | B10 | 1262 | 1500 | 0 | 124.74 | 92.57 | 8 | 0
2040 | NYISO_G-I_2_PJM_E | NYISO_G-I | PJM_E | Internal | Winter | B16 | 25 | 1500 | 0 | 158.52 | 157.79 | 8 | 0
2040 | NYISO_G-I_2_PJM_E | NYISO_G-I | PJM_E | Internal | Winter | B17 | 100 | 1500 | 0 | 158.52 | 157.81 | 8 | 0
2040 | NYISO_G-I_2_PJM_E | NYISO_G-I | PJM_E | Internal | Winter | B18 | 400 | 1500 | 0 | 118.01 | 125.6 | 8 | 0
2040 | NYISO_G-I_2_PJM_E | NYISO_G-I | PJM_E | Internal | Winter | B19 | 700 | 1500 | 166.85 | 110.22 | 118.22 | 8 | 0
2040 | NYISO_G-I_2_PJM_E | NYISO_G-I | PJM_E | Internal | Winter | B20 | 935 | 1500 | 0 | 67.98 | 75.95 | 8 | 0
2040 | NYISO_J-K_2_NEISO | NYISO_J-K | NEISO | Internal | Shoulder | B11 | 25 | 347 | 0 | 146.64 | 64.97 | 3 | 0
2040 | NYISO_J-K_2_NEISO | NYISO_J-K | NEISO | Internal | Shoulder | B12 | 200 | 347 | 0 | 146.64 | 64.97 | 3 | 0
2040 | NYISO_J-K_2_NEISO | NYISO_J-K | NEISO | Internal | Shoulder | B13 | 600 | 347 | 0 | 146.64 | 64.97 | 3 | 0
2040 | NYISO_J-K_2_NEISO | NYISO_J-K | NEISO | Internal | Shoulder | B14 | 900 | 347 | 0 | 111.07 | 64.97 | 3 | 0
2040 | NYISO_J-K_2_NEISO | NYISO_J-K | NEISO | Internal | Shoulder | B15 | 1203 | 347 | 0 | 67.98 | 64.97 | 3 | 0
2040 | NYISO_J-K_2_NEISO | NYISO_J-K | NEISO | Internal | Summer | B1 | 10 | 347 | 0 | 239.11 | 172.67 | 3 | 0
2040 | NYISO_J-K_2_NEISO | NYISO_J-K | NEISO | Internal | Summer | B2 | 25 | 347 | 0 | 239.11 | 236.1 | 3 | 0
2040 | NYISO_J-K_2_NEISO | NYISO_J-K | NEISO | Internal | Summer | B3 | 75 | 347 | 0 | 239.11 | 172.67 | 3 | 0
2040 | NYISO_J-K_2_NEISO | NYISO_J-K | NEISO | Internal | Summer | B4 | 100 | 347 | 0 | 177.75 | 165.94 | 3 | 0
2040 | NYISO_J-K_2_NEISO | NYISO_J-K | NEISO | Internal | Summer | B5 | 200 | 347 | 0 | 177.75 | 165.94 | 3 | 0
2040 | NYISO_J-K_2_NEISO | NYISO_J-K | NEISO | Internal | Summer | B6 | 300 | 347 | 0 | 168.7 | 165.69 | 3 | 0
2040 | NYISO_J-K_2_NEISO | NYISO_J-K | NEISO | Internal | Summer | B7 | 400 | 347 | 0 | 166.74 | 147.2 | 3 | 0
2040 | NYISO_J-K_2_NEISO | NYISO_J-K | NEISO | Internal | Summer | B8 | 500 | 347 | 0 | 166.74 | 143.33 | 3 | 0
2040 | NYISO_J-K_2_NEISO | NYISO_J-K | NEISO | Internal | Summer | B9 | 800 | 347 | 0 | 145.54 | 142.54 | 3 | 0
2040 | NYISO_J-K_2_NEISO | NYISO_J-K | NEISO | Internal | Summer | B10 | 1262 | 347 | 0 | 124.75 | 127.72 | 3 | 0
2040 | NYISO_J-K_2_NEISO | NYISO_J-K | NEISO | Internal | Winter | B16 | 25 | 347 | 0 | 158.53 | 64.97 | 3 | 0
2040 | NYISO_J-K_2_NEISO | NYISO_J-K | NEISO | Internal | Winter | B17 | 100 | 347 | 0 | 158.53 | 64.97 | 3 | 0
2040 | NYISO_J-K_2_NEISO | NYISO_J-K | NEISO | Internal | Winter | B18 | 400 | 347 | 0 | 158.53 | 64.97 | 3 | 0
2040 | NYISO_J-K_2_NEISO | NYISO_J-K | NEISO | Internal | Winter | B19 | 700 | 347 | 0 | 124.22 | 64.97 | 3 | 0
2040 | NYISO_J-K_2_NEISO | NYISO_J-K | NEISO | Internal | Winter | B20 | 935 | 347 | 0 | 67.99 | 64.97 | 3 | 0
2040 | NYISO_J-K_2_NYISO_G-I | NYISO_J-K | NYISO_G-I | Internal | Shoulder | B11 | 25 | 1999 | 0 | 146.64 | 143.86 | 0.01 | 0
2040 | NYISO_J-K_2_NYISO_G-I | NYISO_J-K | NYISO_G-I | Internal | Shoulder | B12 | 200 | 1999 | 0 | 146.64 | 143.91 | 0.01 | 0
2040 | NYISO_J-K_2_NYISO_G-I | NYISO_J-K | NYISO_G-I | Internal | Shoulder | B13 | 600 | 1999 | 0 | 146.64 | 112.5 | 0.01 | 0
2040 | NYISO_J-K_2_NYISO_G-I | NYISO_J-K | NYISO_G-I | Internal | Shoulder | B14 | 900 | 1999 | 0 | 111.07 | 111.06 | 0.01 | 0
2040 | NYISO_J-K_2_NYISO_G-I | NYISO_J-K | NYISO_G-I | Internal | Shoulder | B15 | 1203 | 1999 | 0 | 67.98 | 67.97 | 0.01 | 0
2040 | NYISO_J-K_2_NYISO_G-I | NYISO_J-K | NYISO_G-I | Internal | Summer | B1 | 10 | 1999 | 0.04 | 239.11 | 239.1 | 0.01 | 0
2040 | NYISO_J-K_2_NYISO_G-I | NYISO_J-K | NYISO_G-I | Internal | Summer | B2 | 25 | 1999 | 0.01 | 239.11 | 239.1 | 0.01 | 0
2040 | NYISO_J-K_2_NYISO_G-I | NYISO_J-K | NYISO_G-I | Internal | Summer | B3 | 75 | 1999 | 0 | 239.11 | 239.1 | 0.01 | 0
2040 | NYISO_J-K_2_NYISO_G-I | NYISO_J-K | NYISO_G-I | Internal | Summer | B4 | 100 | 1999 | 0 | 177.75 | 174.87 | 0.01 | 0
2040 | NYISO_J-K_2_NYISO_G-I | NYISO_J-K | NYISO_G-I | Internal | Summer | B5 | 200 | 1999 | 0 | 177.75 | 170.73 | 0.01 | 0
2040 | NYISO_J-K_2_NYISO_G-I | NYISO_J-K | NYISO_G-I | Internal | Summer | B6 | 300 | 1999 | 0 | 168.7 | 168.69 | 0.01 | 0
2040 | NYISO_J-K_2_NYISO_G-I | NYISO_J-K | NYISO_G-I | Internal | Summer | B7 | 400 | 1999 | 0 | 166.74 | 150.21 | 0.01 | 0
2040 | NYISO_J-K_2_NYISO_G-I | NYISO_J-K | NYISO_G-I | Internal | Summer | B8 | 500 | 1999 | 0 | 166.74 | 146.33 | 0.01 | 0
2040 | NYISO_J-K_2_NYISO_G-I | NYISO_J-K | NYISO_G-I | Internal | Summer | B9 | 800 | 1999 | 0 | 145.54 | 144.08 | 0.01 | 0
2040 | NYISO_J-K_2_NYISO_G-I | NYISO_J-K | NYISO_G-I | Internal | Summer | B10 | 1262 | 1999 | 0 | 124.75 | 124.74 | 0.01 | 0
2040 | NYISO_J-K_2_NYISO_G-I | NYISO_J-K | NYISO_G-I | Internal | Winter | B16 | 25 | 1999 | 0.01 | 158.53 | 158.52 | 0.01 | 0
2040 | NYISO_J-K_2_NYISO_G-I | NYISO_J-K | NYISO_G-I | Internal | Winter | B17 | 100 | 1999 | 0 | 158.53 | 158.52 | 0.01 | 0
2040 | NYISO_J-K_2_NYISO_G-I | NYISO_J-K | NYISO_G-I | Internal | Winter | B18 | 400 | 1999 | 0 | 158.53 | 118.01 | 0.01 | 0
2040 | NYISO_J-K_2_NYISO_G-I | NYISO_J-K | NYISO_G-I | Internal | Winter | B19 | 700 | 1999 | 0 | 124.22 | 110.22 | 0.01 | 0
2040 | NYISO_J-K_2_NYISO_G-I | NYISO_J-K | NYISO_G-I | Internal | Winter | B20 | 935 | 1999 | 0 | 67.99 | 67.98 | 0.01 | 0
2040 | NYISO_J-K_2_PJM_E | NYISO_J-K | PJM_E | Internal | Shoulder | B11 | 25 | 330 | 0 | 146.64 | 151.86 | 8 | 0
2040 | NYISO_J-K_2_PJM_E | NYISO_J-K | PJM_E | Internal | Shoulder | B12 | 200 | 330 | 0 | 146.64 | 151.91 | 8 | 0
2040 | NYISO_J-K_2_PJM_E | NYISO_J-K | PJM_E | Internal | Shoulder | B13 | 600 | 330 | 0 | 146.64 | 120.5 | 8 | 0
2040 | NYISO_J-K_2_PJM_E | NYISO_J-K | PJM_E | Internal | Shoulder | B14 | 900 | 330 | 0 | 111.07 | 119.06 | 8 | 0
2040 | NYISO_J-K_2_PJM_E | NYISO_J-K | PJM_E | Internal | Shoulder | B15 | 1203 | 330 | 0 | 67.98 | 74.52 | 8 | 0
2040 | NYISO_J-K_2_PJM_E | NYISO_J-K | PJM_E | Internal | Summer | B1 | 10 | 330 | 330 | 239.11 | 285.04 | 8 | 37.93
2040 | NYISO_J-K_2_PJM_E | NYISO_J-K | PJM_E | Internal | Summer | B2 | 25 | 330 | 330 | 239.11 | 285.04 | 8 | 37.93
2040 | NYISO_J-K_2_PJM_E | NYISO_J-K | PJM_E | Internal | Summer | B3 | 75 | 330 | 330 | 239.11 | 283.79 | 8 | 36.68
2040 | NYISO_J-K_2_PJM_E | NYISO_J-K | PJM_E | Internal | Summer | B4 | 100 | 330 | 0 | 177.75 | 182.87 | 8 | 0
2040 | NYISO_J-K_2_PJM_E | NYISO_J-K | PJM_E | Internal | Summer | B5 | 200 | 330 | 0 | 177.75 | 178.73 | 8 | 0
2040 | NYISO_J-K_2_PJM_E | NYISO_J-K | PJM_E | Internal | Summer | B6 | 300 | 330 | 0 | 168.7 | 170.98 | 8 | 0
2040 | NYISO_J-K_2_PJM_E | NYISO_J-K | PJM_E | Internal | Summer | B7 | 400 | 330 | 0 | 166.74 | 158.21 | 8 | 0
2040 | NYISO_J-K_2_PJM_E | NYISO_J-K | PJM_E | Internal | Summer | B8 | 500 | 330 | 0 | 166.74 | 154.33 | 8 | 0
2040 | NYISO_J-K_2_PJM_E | NYISO_J-K | PJM_E | Internal | Summer | B9 | 800 | 330 | 0 | 145.54 | 152.08 | 8 | 0
2040 | NYISO_J-K_2_PJM_E | NYISO_J-K | PJM_E | Internal | Summer | B10 | 1262 | 330 | 0 | 124.75 | 92.57 | 8 | 0
2040 | NYISO_J-K_2_PJM_E | NYISO_J-K | PJM_E | Internal | Winter | B16 | 25 | 330 | 0 | 158.53 | 157.79 | 8 | 0
2040 | NYISO_J-K_2_PJM_E | NYISO_J-K | PJM_E | Internal | Winter | B17 | 100 | 330 | 0 | 158.53 | 157.81 | 8 | 0
2040 | NYISO_J-K_2_PJM_E | NYISO_J-K | PJM_E | Internal | Winter | B18 | 400 | 330 | 0 | 158.53 | 125.6 | 8 | 0
2040 | NYISO_J-K_2_PJM_E | NYISO_J-K | PJM_E | Internal | Winter | B19 | 700 | 330 | 0 | 124.22 | 118.22 | 8 | 0
2040 | NYISO_J-K_2_PJM_E | NYISO_J-K | PJM_E | Internal | Winter | B20 | 935 | 330 | 0 | 67.99 | 75.95 | 8 | 0
2040 | PJM_E_2_NYISO_G-I | PJM_E | NYISO_G-I | Internal | Shoulder | B11 | 25 | 500 | 0 | 151.86 | 143.86 | 6 | 0
2040 | PJM_E_2_NYISO_G-I | PJM_E | NYISO_G-I | Internal | Shoulder | B12 | 200 | 500 | 0 | 151.91 | 143.91 | 6 | 0
2040 | PJM_E_2_NYISO_G-I | PJM_E | NYISO_G-I | Internal | Shoulder | B13 | 600 | 500 | 0 | 120.5 | 112.5 | 6 | 0
2040 | PJM_E_2_NYISO_G-I | PJM_E | NYISO_G-I | Internal | Shoulder | B14 | 900 | 500 | 0 | 119.06 | 111.06 | 6 | 0
2040 | PJM_E_2_NYISO_G-I | PJM_E | NYISO_G-I | Internal | Shoulder | B15 | 1203 | 500 | 0 | 74.52 | 67.97 | 6 | 0
2040 | PJM_E_2_NYISO_G-I | PJM_E | NYISO_G-I | Internal | Summer | B1 | 10 | 500 | 0 | 285.04 | 239.1 | 6 | 0
2040 | PJM_E_2_NYISO_G-I | PJM_E | NYISO_G-I | Internal | Summer | B2 | 25 | 500 | 0 | 285.04 | 239.1 | 6 | 0
2040 | PJM_E_2_NYISO_G-I | PJM_E | NYISO_G-I | Internal | Summer | B3 | 75 | 500 | 0 | 283.79 | 239.1 | 6 | 0
2040 | PJM_E_2_NYISO_G-I | PJM_E | NYISO_G-I | Internal | Summer | B4 | 100 | 500 | 0 | 182.87 | 174.87 | 6 | 0
2040 | PJM_E_2_NYISO_G-I | PJM_E | NYISO_G-I | Internal | Summer | B5 | 200 | 500 | 0 | 178.73 | 170.73 | 6 | 0
2040 | PJM_E_2_NYISO_G-I | PJM_E | NYISO_G-I | Internal | Summer | B6 | 300 | 500 | 0 | 170.98 | 168.69 | 6 | 0
2040 | PJM_E_2_NYISO_G-I | PJM_E | NYISO_G-I | Internal | Summer | B7 | 400 | 500 | 0 | 158.21 | 150.21 | 6 | 0
2040 | PJM_E_2_NYISO_G-I | PJM_E | NYISO_G-I | Internal | Summer | B8 | 500 | 500 | 0 | 154.33 | 146.33 | 6 | 0
2040 | PJM_E_2_NYISO_G-I | PJM_E | NYISO_G-I | Internal | Summer | B9 | 800 | 500 | 0 | 152.08 | 144.08 | 6 | 0
2040 | PJM_E_2_NYISO_G-I | PJM_E | NYISO_G-I | Internal | Summer | B10 | 1262 | 500 | 500 | 92.57 | 124.74 | 6 | 26.17
2040 | PJM_E_2_NYISO_G-I | PJM_E | NYISO_G-I | Internal | Winter | B16 | 25 | 500 | 0 | 157.79 | 158.52 | 6 | 0
2040 | PJM_E_2_NYISO_G-I | PJM_E | NYISO_G-I | Internal | Winter | B17 | 100 | 500 | 0 | 157.81 | 158.52 | 6 | 0
2040 | PJM_E_2_NYISO_G-I | PJM_E | NYISO_G-I | Internal | Winter | B18 | 400 | 500 | 0 | 125.6 | 118.01 | 6 | 0
2040 | PJM_E_2_NYISO_G-I | PJM_E | NYISO_G-I | Internal | Winter | B19 | 700 | 500 | 0 | 118.22 | 110.22 | 6 | 0
2040 | PJM_E_2_NYISO_G-I | PJM_E | NYISO_G-I | Internal | Winter | B20 | 935 | 500 | 0 | 75.95 | 67.98 | 6 | 0
2040 | PJM_E_2_NYISO_J-K | PJM_E | NYISO_J-K | Internal | Shoulder | B11 | 25 | 330 | 0 | 151.86 | 146.64 | 6 | 0
2040 | PJM_E_2_NYISO_J-K | PJM_E | NYISO_J-K | Internal | Shoulder | B12 | 200 | 330 | 0 | 151.91 | 146.64 | 6 | 0
2040 | PJM_E_2_NYISO_J-K | PJM_E | NYISO_J-K | Internal | Shoulder | B13 | 600 | 330 | 330 | 120.5 | 146.64 | 6 | 20.14
2040 | PJM_E_2_NYISO_J-K | PJM_E | NYISO_J-K | Internal | Shoulder | B14 | 900 | 330 | 0 | 119.06 | 111.07 | 6 | 0
2040 | PJM_E_2_NYISO_J-K | PJM_E | NYISO_J-K | Internal | Shoulder | B15 | 1203 | 330 | 0 | 74.52 | 67.98 | 6 | 0
2040 | PJM_E_2_NYISO_J-K | PJM_E | NYISO_J-K | Internal | Summer | B1 | 10 | 330 | 0 | 285.04 | 239.11 | 6 | 0
2040 | PJM_E_2_NYISO_J-K | PJM_E | NYISO_J-K | Internal | Summer | B2 | 25 | 330 | 0 | 285.04 | 239.11 | 6 | 0
2040 | PJM_E_2_NYISO_J-K | PJM_E | NYISO_J-K | Internal | Summer | B3 | 75 | 330 | 0 | 283.79 | 239.11 | 6 | 0
2040 | PJM_E_2_NYISO_J-K | PJM_E | NYISO_J-K | Internal | Summer | B4 | 100 | 330 | 0 | 182.87 | 177.75 | 6 | 0
2040 | PJM_E_2_NYISO_J-K | PJM_E | NYISO_J-K | Internal | Summer | B5 | 200 | 330 | 0 | 178.73 | 177.75 | 6 | 0
2040 | PJM_E_2_NYISO_J-K | PJM_E | NYISO_J-K | Internal | Summer | B6 | 300 | 330 | 0 | 170.98 | 168.7 | 6 | 0
2040 | PJM_E_2_NYISO_J-K | PJM_E | NYISO_J-K | Internal | Summer | B7 | 400 | 330 | 330 | 158.21 | 166.74 | 6 | 2.54
2040 | PJM_E_2_NYISO_J-K | PJM_E | NYISO_J-K | Internal | Summer | B8 | 500 | 330 | 330 | 154.33 | 166.74 | 6 | 6.42
2040 | PJM_E_2_NYISO_J-K | PJM_E | NYISO_J-K | Internal | Summer | B9 | 800 | 330 | 0 | 152.08 | 145.54 | 6 | 0
2040 | PJM_E_2_NYISO_J-K | PJM_E | NYISO_J-K | Internal | Summer | B10 | 1262 | 330 | 330 | 92.57 | 124.75 | 6 | 26.18
2040 | PJM_E_2_NYISO_J-K | PJM_E | NYISO_J-K | Internal | Winter | B16 | 25 | 330 | 0 | 157.79 | 158.53 | 6 | 0
2040 | PJM_E_2_NYISO_J-K | PJM_E | NYISO_J-K | Internal | Winter | B17 | 100 | 330 | 0 | 157.81 | 158.53 | 6 | 0
2040 | PJM_E_2_NYISO_J-K | PJM_E | NYISO_J-K | Internal | Winter | B18 | 400 | 330 | 330 | 125.6 | 158.53 | 6 | 26.93
2040 | PJM_E_2_NYISO_J-K | PJM_E | NYISO_J-K | Internal | Winter | B19 | 700 | 330 | 31.28 | 118.22 | 124.22 | 6 | 0
2040 | PJM_E_2_NYISO_J-K | PJM_E | NYISO_J-K | Internal | Winter | B20 | 935 | 330 | 0 | 75.95 | 67.99 | 6 | 0
2040 | PJM_E_2_PJM_ROM | PJM_E | PJM_ROM | Internal | Shoulder | B11 | 25 | 8000 | 571.92 | 151.86 | 151.87 | 0.01 | 0
2040 | PJM_E_2_PJM_ROM | PJM_E | PJM_ROM | Internal | Shoulder | B12 | 200 | 8000 | 0 | 151.91 | 151.9 | 0.01 | 0
2040 | PJM_E_2_PJM_ROM | PJM_E | PJM_ROM | Internal | Shoulder | B13 | 600 | 8000 | 0 | 120.5 | 120.49 | 0.01 | 0
2040 | PJM_E_2_PJM_ROM | PJM_E | PJM_ROM | Internal | Shoulder | B14 | 900 | 8000 | 0 | 119.06 | 119.05 | 0.01 | 0
2040 | PJM_E_2_PJM_ROM | PJM_E | PJM_ROM | Internal | Shoulder | B15 | 1203 | 8000 | 0 | 74.52 | 74.51 | 0.01 | 0
2040 | PJM_E_2_PJM_ROM | PJM_E | PJM_ROM | Internal | Summer | B1 | 10 | 8000 | 0.04 | 285.04 | 285.03 | 0.01 | 0
2040 | PJM_E_2_PJM_ROM | PJM_E | PJM_ROM | Internal | Summer | B2 | 25 | 8000 | 0.01 | 285.04 | 285.03 | 0.01 | 0
2040 | PJM_E_2_PJM_ROM | PJM_E | PJM_ROM | Internal | Summer | B3 | 75 | 8000 | 1503.09 | 283.79 | 283.8 | 0.01 | 0
2040 | PJM_E_2_PJM_ROM | PJM_E | PJM_ROM | Internal | Summer | B4 | 100 | 8000 | 0 | 182.87 | 182.86 | 0.01 | 0
2040 | PJM_E_2_PJM_ROM | PJM_E | PJM_ROM | Internal | Summer | B5 | 200 | 8000 | 0 | 178.73 | 178.72 | 0.01 | 0
2040 | PJM_E_2_PJM_ROM | PJM_E | PJM_ROM | Internal | Summer | B6 | 300 | 8000 | 0 | 170.98 | 170.97 | 0.01 | 0
2040 | PJM_E_2_PJM_ROM | PJM_E | PJM_ROM | Internal | Summer | B7 | 400 | 8000 | 0 | 158.21 | 158.2 | 0.01 | 0
2040 | PJM_E_2_PJM_ROM | PJM_E | PJM_ROM | Internal | Summer | B8 | 500 | 8000 | 0 | 154.33 | 154.31 | 0.01 | 0
2040 | PJM_E_2_PJM_ROM | PJM_E | PJM_ROM | Internal | Summer | B9 | 800 | 8000 | 0 | 152.08 | 152.07 | 0.01 | 0
2040 | PJM_E_2_PJM_ROM | PJM_E | PJM_ROM | Internal | Summer | B10 | 1262 | 8000 | 0 | 92.57 | 92.56 | 0.01 | 0
2040 | PJM_E_2_PJM_ROM | PJM_E | PJM_ROM | Internal | Winter | B16 | 25 | 8000 | 0.01 | 157.79 | 157.78 | 0.01 | 0
2040 | PJM_E_2_PJM_ROM | PJM_E | PJM_ROM | Internal | Winter | B17 | 100 | 8000 | 0 | 157.81 | 157.79 | 0.01 | 0
2040 | PJM_E_2_PJM_ROM | PJM_E | PJM_ROM | Internal | Winter | B18 | 400 | 8000 | 0 | 125.6 | 125.59 | 0.01 | 0
2040 | PJM_E_2_PJM_ROM | PJM_E | PJM_ROM | Internal | Winter | B19 | 700 | 8000 | 0 | 118.22 | 118.21 | 0.01 | 0
2040 | PJM_E_2_PJM_ROM | PJM_E | PJM_ROM | Internal | Winter | B20 | 935 | 8000 | 0 | 75.95 | 75.94 | 0.01 | 0
2040 | PJM_ROR_2_MISO_IN | PJM_ROR | MISO_IN | Internal | Shoulder | B11 | 25 | 909 | 404.42 | 151.88 | 153.88 | 2 | 0
2040 | PJM_ROR_2_MISO_IN | PJM_ROR | MISO_IN | Internal | Shoulder | B12 | 200 | 909 | 857.55 | 151.88 | 153.88 | 2 | 0
2040 | PJM_ROR_2_MISO_IN | PJM_ROR | MISO_IN | Internal | Shoulder | B13 | 600 | 909 | 909 | 120.47 | 124.08 | 2 | 1.61
2040 | PJM_ROR_2_MISO_IN | PJM_ROR | MISO_IN | Internal | Shoulder | B14 | 900 | 909 | 909 | 119.04 | 121.05 | 2 | 0.01
2040 | PJM_ROR_2_MISO_IN | PJM_ROR | MISO_IN | Internal | Shoulder | B15 | 1203 | 909 | 909 | 74.5 | 79.51 | 2 | 3.01
2040 | PJM_ROR_2_MISO_IN | PJM_ROR | MISO_IN | Internal | Summer | B1 | 10 | 909 | 0 | 285.01 | 284.22 | 2 | 0
2040 | PJM_ROR_2_MISO_IN | PJM_ROR | MISO_IN | Internal | Summer | B2 | 25 | 909 | 0 | 285.01 | 283.01 | 2 | 0
2040 | PJM_ROR_2_MISO_IN | PJM_ROR | MISO_IN | Internal | Summer | B3 | 75 | 909 | 0 | 283.81 | 281.79 | 2 | 0
2040 | PJM_ROR_2_MISO_IN | PJM_ROR | MISO_IN | Internal | Summer | B4 | 100 | 909 | 0 | 182.84 | 177.95 | 2 | 0
2040 | PJM_ROR_2_MISO_IN | PJM_ROR | MISO_IN | Internal | Summer | B5 | 200 | 909 | 0 | 178.71 | 172.13 | 2 | 0
2040 | PJM_ROR_2_MISO_IN | PJM_ROR | MISO_IN | Internal | Summer | B6 | 300 | 909 | 0 | 170.96 | 152.29 | 2 | 0
2040 | PJM_ROR_2_MISO_IN | PJM_ROR | MISO_IN | Internal | Summer | B7 | 400 | 909 | 0 | 158.19 | 152.29 | 2 | 0
2040 | PJM_ROR_2_MISO_IN | PJM_ROR | MISO_IN | Internal | Summer | B8 | 500 | 909 | 0 | 154.3 | 152.29 | 2 | 0
2040 | PJM_ROR_2_MISO_IN | PJM_ROR | MISO_IN | Internal | Summer | B9 | 800 | 909 | 0 | 152.06 | 152.29 | 2 | 0
2040 | PJM_ROR_2_MISO_IN | PJM_ROR | MISO_IN | Internal | Summer | B10 | 1262 | 909 | 0 | 80.5 | 78.52 | 2 | 0
2040 | PJM_ROR_2_MISO_IN | PJM_ROR | MISO_IN | Internal | Winter | B16 | 25 | 909 | 0 | 157.78 | 157.28 | 2 | 0
2040 | PJM_ROR_2_MISO_IN | PJM_ROR | MISO_IN | Internal | Winter | B17 | 100 | 909 | 0 | 157.78 | 157.28 | 2 | 0
2040 | PJM_ROR_2_MISO_IN | PJM_ROR | MISO_IN | Internal | Winter | B18 | 400 | 909 | 909 | 125.57 | 128.77 | 2 | 1.2
2040 | PJM_ROR_2_MISO_IN | PJM_ROR | MISO_IN | Internal | Winter | B19 | 700 | 909 | 909 | 118.2 | 120.55 | 2 | 0.35
2040 | PJM_ROR_2_MISO_IN | PJM_ROR | MISO_IN | Internal | Winter | B20 | 935 | 909 | 909 | 75.92 | 81.11 | 2 | 3.19
2040 | PJM_ROR_2_MISO_MI | PJM_ROR | MISO_MI | Internal | Shoulder | B11 | 25 | 1305 | 0.03 | 151.88 | 153.87 | 2 | 0
2040 | PJM_ROR_2_MISO_MI | PJM_ROR | MISO_MI | Internal | Shoulder | B12 | 200 | 1305 | 0 | 151.88 | 153.87 | 2 | 0
2040 | PJM_ROR_2_MISO_MI | PJM_ROR | MISO_MI | Internal | Shoulder | B13 | 600 | 1305 | 577.01 | 120.47 | 122.47 | 2 | 0
2040 | PJM_ROR_2_MISO_MI | PJM_ROR | MISO_MI | Internal | Shoulder | B14 | 900 | 1305 | 1052.99 | 119.04 | 121.04 | 2 | 0
2040 | PJM_ROR_2_MISO_MI | PJM_ROR | MISO_MI | Internal | Shoulder | B15 | 1203 | 1305 | 1305 | 74.5 | 79.49 | 2 | 3
2040 | PJM_ROR_2_MISO_MI | PJM_ROR | MISO_MI | Internal | Summer | B1 | 10 | 1305 | 0 | 285.01 | 284.23 | 2 | 0
2040 | PJM_ROR_2_MISO_MI | PJM_ROR | MISO_MI | Internal | Summer | B2 | 25 | 1305 | 0 | 285.01 | 283.03 | 2 | 0
2040 | PJM_ROR_2_MISO_MI | PJM_ROR | MISO_MI | Internal | Summer | B3 | 75 | 1305 | 0 | 283.81 | 281.8 | 2 | 0
2040 | PJM_ROR_2_MISO_MI | PJM_ROR | MISO_MI | Internal | Summer | B4 | 100 | 1305 | 0 | 182.84 | 177.97 | 2 | 0
2040 | PJM_ROR_2_MISO_MI | PJM_ROR | MISO_MI | Internal | Summer | B5 | 200 | 1305 | 0 | 178.71 | 172.14 | 2 | 0
2040 | PJM_ROR_2_MISO_MI | PJM_ROR | MISO_MI | Internal | Summer | B6 | 300 | 1305 | 0 | 170.96 | 152.3 | 2 | 0
2040 | PJM_ROR_2_MISO_MI | PJM_ROR | MISO_MI | Internal | Summer | B7 | 400 | 1305 | 0 | 158.19 | 152.3 | 2 | 0
2040 | PJM_ROR_2_MISO_MI | PJM_ROR | MISO_MI | Internal | Summer | B8 | 500 | 1305 | 0 | 154.3 | 152.3 | 2 | 0
2040 | PJM_ROR_2_MISO_MI | PJM_ROR | MISO_MI | Internal | Summer | B9 | 800 | 1305 | 0 | 152.06 | 152.22 | 2 | 0
2040 | PJM_ROR_2_MISO_MI | PJM_ROR | MISO_MI | Internal | Summer | B10 | 1262 | 1305 | 0 | 80.5 | 78.51 | 2 | 0
2040 | PJM_ROR_2_MISO_MI | PJM_ROR | MISO_MI | Internal | Winter | B16 | 25 | 1305 | 0 | 157.78 | 157.29 | 2 | 0
2040 | PJM_ROR_2_MISO_MI | PJM_ROR | MISO_MI | Internal | Winter | B17 | 100 | 1305 | 0 | 157.78 | 157.27 | 2 | 0
2040 | PJM_ROR_2_MISO_MI | PJM_ROR | MISO_MI | Internal | Winter | B18 | 400 | 1305 | 120.42 | 125.57 | 127.57 | 2 | 0
2040 | PJM_ROR_2_MISO_MI | PJM_ROR | MISO_MI | Internal | Winter | B19 | 700 | 1305 | 1100.07 | 118.2 | 120.2 | 2 | 0
2040 | PJM_ROR_2_MISO_MI | PJM_ROR | MISO_MI | Internal | Winter | B20 | 935 | 1305 | 1305 | 75.92 | 81.1 | 2 | 3.18
2040 | PJM_ROR_2_MISO_MO-IL | PJM_ROR | MISO_MO-IL | Internal | Shoulder | B11 | 25 | 1111 | 1110.97 | 151.88 | 153.9 | 2 | 0.01
2040 | PJM_ROR_2_MISO_MO-IL | PJM_ROR | MISO_MO-IL | Internal | Shoulder | B12 | 200 | 1111 | 0 | 151.88 | 153.87 | 2 | 0
2040 | PJM_ROR_2_MISO_MO-IL | PJM_ROR | MISO_MO-IL | Internal | Shoulder | B13 | 600 | 1111 | 0 | 120.47 | 121.46 | 2 | 0
2040 | PJM_ROR_2_MISO_MO-IL | PJM_ROR | MISO_MO-IL | Internal | Shoulder | B14 | 900 | 1111 | 0 | 119.04 | 111.46 | 2 | 0
2040 | PJM_ROR_2_MISO_MO-IL | PJM_ROR | MISO_MO-IL | Internal | Shoulder | B15 | 1203 | 1111 | 0 | 74.5 | 74.28 | 2 | 0
2040 | PJM_ROR_2_MISO_MO-IL | PJM_ROR | MISO_MO-IL | Internal | Summer | B1 | 10 | 1111 | 0 | 285.01 | 284.23 | 2 | 0
2040 | PJM_ROR_2_MISO_MO-IL | PJM_ROR | MISO_MO-IL | Internal | Summer | B2 | 25 | 1111 | 0 | 285.01 | 283.81 | 2 | 0
2040 | PJM_ROR_2_MISO_MO-IL | PJM_ROR | MISO_MO-IL | Internal | Summer | B3 | 75 | 1111 | 0 | 283.81 | 284.23 | 2 | 0
2040 | PJM_ROR_2_MISO_MO-IL | PJM_ROR | MISO_MO-IL | Internal | Summer | B4 | 100 | 1111 | 1111 | 182.84 | 186.95 | 2 | 2.11
2040 | PJM_ROR_2_MISO_MO-IL | PJM_ROR | MISO_MO-IL | Internal | Summer | B5 | 200 | 1111 | 1111 | 178.71 | 181.13 | 2 | 0.42
2040 | PJM_ROR_2_MISO_MO-IL | PJM_ROR | MISO_MO-IL | Internal | Summer | B6 | 300 | 1111 | 436.94 | 170.96 | 172.96 | 2 | 0
2040 | PJM_ROR_2_MISO_MO-IL | PJM_ROR | MISO_MO-IL | Internal | Summer | B7 | 400 | 1111 | 0 | 158.19 | 156.19 | 2 | 0
2040 | PJM_ROR_2_MISO_MO-IL | PJM_ROR | MISO_MO-IL | Internal | Summer | B8 | 500 | 1111 | 0 | 154.3 | 152.3 | 2 | 0
2040 | PJM_ROR_2_MISO_MO-IL | PJM_ROR | MISO_MO-IL | Internal | Summer | B9 | 800 | 1111 | 0 | 152.06 | 152.28 | 2 | 0
2040 | PJM_ROR_2_MISO_MO-IL | PJM_ROR | MISO_MO-IL | Internal | Summer | B10 | 1262 | 1111 | 0 | 80.5 | 78.5 | 2 | 0
2040 | PJM_ROR_2_MISO_MO-IL | PJM_ROR | MISO_MO-IL | Internal | Winter | B16 | 25 | 1111 | 0 | 157.78 | 157.27 | 2 | 0
2040 | PJM_ROR_2_MISO_MO-IL | PJM_ROR | MISO_MO-IL | Internal | Winter | B17 | 100 | 1111 | 0 | 157.78 | 155.78 | 2 | 0
2040 | PJM_ROR_2_MISO_MO-IL | PJM_ROR | MISO_MO-IL | Internal | Winter | B18 | 400 | 1111 | 0 | 125.57 | 123.57 | 2 | 0
2040 | PJM_ROR_2_MISO_MO-IL | PJM_ROR | MISO_MO-IL | Internal | Winter | B19 | 700 | 1111 | 0 | 118.2 | 112.96 | 2 | 0
2040 | PJM_ROR_2_MISO_MO-IL | PJM_ROR | MISO_MO-IL | Internal | Winter | B20 | 935 | 1111 | 0 | 75.92 | 76.17 | 2 | 0
2040 | PJM_ROR_2_MISO_W | PJM_ROR | MISO_W | Internal | Shoulder | B11 | 25 | 709 | 508.53 | 151.88 | 153.88 | 2 | 0
2040 | PJM_ROR_2_MISO_W | PJM_ROR | MISO_W | Internal | Shoulder | B12 | 200 | 709 | 0 | 151.88 | 153.86 | 2 | 0
2040 | PJM_ROR_2_MISO_W | PJM_ROR | MISO_W | Internal | Shoulder | B13 | 600 | 709 | 0 | 120.47 | 116.45 | 2 | 0
2040 | PJM_ROR_2_MISO_W | PJM_ROR | MISO_W | Internal | Shoulder | B14 | 900 | 709 | 0 | 119.04 | 77.82 | 2 | 0
2040 | PJM_ROR_2_MISO_W | PJM_ROR | MISO_W | Internal | Shoulder | B15 | 1203 | 709 | 0 | 74.5 | 66.5 | 2 | 0
2040 | PJM_ROR_2_MISO_W | PJM_ROR | MISO_W | Internal | Summer | B1 | 10 | 709 | 0 | 285.01 | 284.25 | 2 | 0
2040 | PJM_ROR_2_MISO_W | PJM_ROR | MISO_W | Internal | Summer | B2 | 25 | 709 | 0 | 285.01 | 283.8 | 2 | 0
2040 | PJM_ROR_2_MISO_W | PJM_ROR | MISO_W | Internal | Summer | B3 | 75 | 709 | 0 | 283.81 | 284.36 | 2 | 0
2040 | PJM_ROR_2_MISO_W | PJM_ROR | MISO_W | Internal | Summer | B4 | 100 | 709 | 709 | 182.84 | 189.26 | 2 | 4.42
2040 | PJM_ROR_2_MISO_W | PJM_ROR | MISO_W | Internal | Summer | B5 | 200 | 709 | 709 | 178.71 | 181.19 | 2 | 0.48
2040 | PJM_ROR_2_MISO_W | PJM_ROR | MISO_W | Internal | Summer | B6 | 300 | 709 | 709 | 170.96 | 180.68 | 2 | 7.73
2040 | PJM_ROR_2_MISO_W | PJM_ROR | MISO_W | Internal | Summer | B7 | 400 | 709 | 0 | 158.19 | 156.2 | 2 | 0
2040 | PJM_ROR_2_MISO_W | PJM_ROR | MISO_W | Internal | Summer | B8 | 500 | 709 | 0 | 154.3 | 152.29 | 2 | 0
2040 | PJM_ROR_2_MISO_W | PJM_ROR | MISO_W | Internal | Summer | B9 | 800 | 709 | 0 | 152.06 | 152.22 | 2 | 0
2040 | PJM_ROR_2_MISO_W | PJM_ROR | MISO_W | Internal | Summer | B10 | 1262 | 709 | 0 | 80.5 | 66.5 | 2 | 0
2040 | PJM_ROR_2_MISO_W | PJM_ROR | MISO_W | Internal | Winter | B16 | 25 | 709 | 0 | 157.78 | 88.13 | 2 | 0
2040 | PJM_ROR_2_MISO_W | PJM_ROR | MISO_W | Internal | Winter | B17 | 100 | 709 | 0 | 157.78 | 88.13 | 2 | 0
2040 | PJM_ROR_2_MISO_W | PJM_ROR | MISO_W | Internal | Winter | B18 | 400 | 709 | 0 | 125.57 | 111.57 | 2 | 0
2040 | PJM_ROR_2_MISO_W | PJM_ROR | MISO_W | Internal | Winter | B19 | 700 | 709 | 0 | 118.2 | 99.23 | 2 | 0
2040 | PJM_ROR_2_MISO_W | PJM_ROR | MISO_W | Internal | Winter | B20 | 935 | 709 | 0 | 75.92 | 73.5 | 2 | 0
2040 | PJM_ROR_2_MISO_WUMS | PJM_ROR | MISO_WUMS | Internal | Shoulder | B11 | 25 | 1467 | 1043.36 | 151.88 | 153.88 | 2 | 0
2040 | PJM_ROR_2_MISO_WUMS | PJM_ROR | MISO_WUMS | Internal | Shoulder | B12 | 200 | 1467 | 0 | 151.88 | 153.87 | 2 | 0
2040 | PJM_ROR_2_MISO_WUMS | PJM_ROR | MISO_WUMS | Internal | Shoulder | B13 | 600 | 1467 | 0 | 120.47 | 122.46 | 2 | 0
2040 | PJM_ROR_2_MISO_WUMS | PJM_ROR | MISO_WUMS | Internal | Shoulder | B14 | 900 | 1467 | 0 | 119.04 | 121.03 | 2 | 0
2040 | PJM_ROR_2_MISO_WUMS | PJM_ROR | MISO_WUMS | Internal | Shoulder | B15 | 1203 | 1467 | 0 | 74.5 | 73.97 | 2 | 0
2040 | PJM_ROR_2_MISO_WUMS | PJM_ROR | MISO_WUMS | Internal | Summer | B1 | 10 | 1467 | 0 | 285.01 | 284.24 | 2 | 0
2040 | PJM_ROR_2_MISO_WUMS | PJM_ROR | MISO_WUMS | Internal | Summer | B2 | 25 | 1467 | 0 | 285.01 | 283.04 | 2 | 0
2040 | PJM_ROR_2_MISO_WUMS | PJM_ROR | MISO_WUMS | Internal | Summer | B3 | 75 | 1467 | 0 | 283.81 | 281.81 | 2 | 0
2040 | PJM_ROR_2_MISO_WUMS | PJM_ROR | MISO_WUMS | Internal | Summer | B4 | 100 | 1467 | 0 | 182.84 | 177.98 | 2 | 0
2040 | PJM_ROR_2_MISO_WUMS | PJM_ROR | MISO_WUMS | Internal | Summer | B5 | 200 | 1467 | 0 | 178.71 | 176.71 | 2 | 0
2040 | PJM_ROR_2_MISO_WUMS | PJM_ROR | MISO_WUMS | Internal | Summer | B6 | 300 | 1467 | 0 | 170.96 | 168.96 | 2 | 0
2040 | PJM_ROR_2_MISO_WUMS | PJM_ROR | MISO_WUMS | Internal | Summer | B7 | 400 | 1467 | 0 | 158.19 | 156.19 | 2 | 0
2040 | PJM_ROR_2_MISO_WUMS | PJM_ROR | MISO_WUMS | Internal | Summer | B8 | 500 | 1467 | 0 | 154.3 | 152.3 | 2 | 0
2040 | PJM_ROR_2_MISO_WUMS | PJM_ROR | MISO_WUMS | Internal | Summer | B9 | 800 | 1467 | 0 | 152.06 | 152.21 | 2 | 0
2040 | PJM_ROR_2_MISO_WUMS | PJM_ROR | MISO_WUMS | Internal | Summer | B10 | 1262 | 1467 | 0 | 80.5 | 78.5 | 2 | 0
2040 | PJM_ROR_2_MISO_WUMS | PJM_ROR | MISO_WUMS | Internal | Winter | B16 | 25 | 1467 | 0 | 157.78 | 157.3 | 2 | 0
2040 | PJM_ROR_2_MISO_WUMS | PJM_ROR | MISO_WUMS | Internal | Winter | B17 | 100 | 1467 | 0 | 157.78 | 157.26 | 2 | 0
2040 | PJM_ROR_2_MISO_WUMS | PJM_ROR | MISO_WUMS | Internal | Winter | B18 | 400 | 1467 | 0 | 125.57 | 127.56 | 2 | 0
2040 | PJM_ROR_2_MISO_WUMS | PJM_ROR | MISO_WUMS | Internal | Winter | B19 | 700 | 1467 | 0 | 118.2 | 120.19 | 2 | 0
2040 | PJM_ROR_2_MISO_WUMS | PJM_ROR | MISO_WUMS | Internal | Winter | B20 | 935 | 1467 | 0 | 75.92 | 75.86 | 2 | 0
2040 | PJM_ROR_2_PJM_ROM | PJM_ROR | PJM_ROM | Internal | Shoulder | B11 | 25 | 8000 | 0.01 | 151.88 | 151.87 | 0.01 | 0
2040 | PJM_ROR_2_PJM_ROM | PJM_ROR | PJM_ROM | Internal | Shoulder | B12 | 200 | 8000 | 2142.56 | 151.88 | 151.9 | 0.01 | 0
2040 | PJM_ROR_2_PJM_ROM | PJM_ROR | PJM_ROM | Internal | Shoulder | B13 | 600 | 8000 | 5251.89 | 120.47 | 120.49 | 0.01 | 0
2040 | PJM_ROR_2_PJM_ROM | PJM_ROR | PJM_ROM | Internal | Shoulder | B14 | 900 | 8000 | 5085.83 | 119.04 | 119.05 | 0.01 | 0
2040 | PJM_ROR_2_PJM_ROM | PJM_ROR | PJM_ROM | Internal | Shoulder | B15 | 1203 | 8000 | 4372.41 | 74.5 | 74.51 | 0.01 | 0
2040 | PJM_ROR_2_PJM_ROM | PJM_ROR | PJM_ROM | Internal | Summer | B1 | 10 | 8000 | 3314.05 | 285.01 | 285.03 | 0.01 | 0
2040 | PJM_ROR_2_PJM_ROM | PJM_ROR | PJM_ROM | Internal | Summer | B2 | 25 | 8000 | 2381.31 | 285.01 | 285.03 | 0.01 | 0
2040 | PJM_ROR_2_PJM_ROM | PJM_ROR | PJM_ROM | Internal | Summer | B3 | 75 | 8000 | 0 | 283.81 | 283.8 | 0.01 | 0
2040 | PJM_ROR_2_PJM_ROM | PJM_ROR | PJM_ROM | Internal | Summer | B4 | 100 | 8000 | 738.91 | 182.84 | 182.86 | 0.01 | 0
2040 | PJM_ROR_2_PJM_ROM | PJM_ROR | PJM_ROM | Internal | Summer | B5 | 200 | 8000 | 1763.47 | 178.71 | 178.72 | 0.01 | 0
2040 | PJM_ROR_2_PJM_ROM | PJM_ROR | PJM_ROM | Internal | Summer | B6 | 300 | 8000 | 3123.27 | 170.96 | 170.97 | 0.01 | 0
2040 | PJM_ROR_2_PJM_ROM | PJM_ROR | PJM_ROM | Internal | Summer | B7 | 400 | 8000 | 5568.14 | 158.19 | 158.2 | 0.01 | 0
2040 | PJM_ROR_2_PJM_ROM | PJM_ROR | PJM_ROM | Internal | Summer | B8 | 500 | 8000 | 5762.5 | 154.3 | 154.31 | 0.01 | 0
2040 | PJM_ROR_2_PJM_ROM | PJM_ROR | PJM_ROM | Internal | Summer | B9 | 800 | 8000 | 1380.33 | 152.06 | 152.07 | 0.01 | 0
2040 | PJM_ROR_2_PJM_ROM | PJM_ROR | PJM_ROM | Internal | Summer | B10 | 1262 | 8000 | 8000 | 80.5 | 92.56 | 0.01 | 12.05
2040 | PJM_ROR_2_PJM_ROM | PJM_ROR | PJM_ROM | Internal | Winter | B16 | 25 | 8000 | 0.18 | 157.78 | 157.78 | 0.01 | 0
2040 | PJM_ROR_2_PJM_ROM | PJM_ROR | PJM_ROM | Internal | Winter | B17 | 100 | 8000 | 374.57 | 157.78 | 157.79 | 0.01 | 0
2040 | PJM_ROR_2_PJM_ROM | PJM_ROR | PJM_ROM | Internal | Winter | B18 | 400 | 8000 | 3613.25 | 125.57 | 125.59 | 0.01 | 0
2040 | PJM_ROR_2_PJM_ROM | PJM_ROR | PJM_ROM | Internal | Winter | B19 | 700 | 8000 | 2208.82 | 118.2 | 118.21 | 0.01 | 0
2040 | PJM_ROR_2_PJM_ROM | PJM_ROR | PJM_ROM | Internal | Winter | B20 | 935 | 8000 | 1965.07 | 75.92 | 75.94 | 0.01 | 0
2040 | PJM_ROR_2_TVA_Transmission | PJM_ROR | TVA_Transmission | Internal | Shoulder | B11 | 25 | 2500 | 0 | 151.88 | 157.84 | 6 | 0
2040 | PJM_ROR_2_TVA_Transmission | PJM_ROR | TVA_Transmission | Internal | Shoulder | B12 | 200 | 2500 | 0 | 151.88 | 150.9 | 6 | 0
2040 | PJM_ROR_2_TVA_Transmission | PJM_ROR | TVA_Transmission | Internal | Shoulder | B13 | 600 | 2500 | 0 | 120.47 | 112.46 | 6 | 0
2040 | PJM_ROR_2_TVA_Transmission | PJM_ROR | TVA_Transmission | Internal | Shoulder | B14 | 900 | 2500 | 0 | 119.04 | 111.46 | 6 | 0
2040 | PJM_ROR_2_TVA_Transmission | PJM_ROR | TVA_Transmission | Internal | Shoulder | B15 | 1203 | 2500 | 2173.62 | 74.5 | 80.5 | 6 | 0
2040 | PJM_ROR_2_TVA_Transmission | PJM_ROR | TVA_Transmission | Internal | Summer | B1 | 10 | 2500 | 2500 | 285.01 | 292.23 | 6 | 1.22
2040 | PJM_ROR_2_TVA_Transmission | PJM_ROR | TVA_Transmission | Internal | Summer | B2 | 25 | 2500 | 2324.17 | 285.01 | 291.01 | 6 | 0
2040 | PJM_ROR_2_TVA_Transmission | PJM_ROR | TVA_Transmission | Internal | Summer | B3 | 75 | 2500 | 281 | 283.81 | 289.81 | 6 | 0
2040 | PJM_ROR_2_TVA_Transmission | PJM_ROR | TVA_Transmission | Internal | Summer | B4 | 100 | 2500 | 0 | 182.84 | 177.95 | 6 | 0
2040 | PJM_ROR_2_TVA_Transmission | PJM_ROR | TVA_Transmission | Internal | Summer | B5 | 200 | 2500 | 0 | 178.71 | 172.13 | 6 | 0
2040 | PJM_ROR_2_TVA_Transmission | PJM_ROR | TVA_Transmission | Internal | Summer | B6 | 300 | 2500 | 0 | 170.96 | 163.96 | 6 | 0
2040 | PJM_ROR_2_TVA_Transmission | PJM_ROR | TVA_Transmission | Internal | Summer | B7 | 400 | 2500 | 0 | 158.19 | 152.29 | 6 | 0
2040 | PJM_ROR_2_TVA_Transmission | PJM_ROR | TVA_Transmission | Internal | Summer | B8 | 500 | 2500 | 0 | 154.3 | 151.48 | 6 | 0
2040 | PJM_ROR_2_TVA_Transmission | PJM_ROR | TVA_Transmission | Internal | Summer | B9 | 800 | 2500 | 0 | 152.06 | 151.26 | 6 | 0
2040 | PJM_ROR_2_TVA_Transmission | PJM_ROR | TVA_Transmission | Internal | Summer | B10 | 1262 | 2500 | 0 | 80.5 | 75.87 | 6 | 0
2040 | PJM_ROR_2_TVA_Transmission | PJM_ROR | TVA_Transmission | Internal | Winter | B16 | 25 | 2500 | 0 | 157.78 | 163.16 | 6 | 0
2040 | PJM_ROR_2_TVA_Transmission | PJM_ROR | TVA_Transmission | Internal | Winter | B17 | 100 | 2500 | 0 | 157.78 | 161.28 | 6 | 0
2040 | PJM_ROR_2_TVA_Transmission | PJM_ROR | TVA_Transmission | Internal | Winter | B18 | 400 | 2500 | 0 | 125.57 | 116.57 | 6 | 0
2040 | PJM_ROR_2_TVA_Transmission | PJM_ROR | TVA_Transmission | Internal | Winter | B19 | 700 | 2500 | 0 | 118.2 | 112.96 | 6 | 0
2040 | PJM_ROR_2_TVA_Transmission | PJM_ROR | TVA_Transmission | Internal | Winter | B20 | 935 | 2500 | 853.75 | 75.92 | 81.92 | 6 | 0
2040 | PJM_ROR_2_VACAR | PJM_ROR | VACAR | Internal | Shoulder | B11 | 25 | 3000 | 3000 | 151.88 | 159.21 | 6 | 1.33
2040 | PJM_ROR_2_VACAR | PJM_ROR | VACAR | Internal | Shoulder | B12 | 200 | 3000 | 0 | 151.88 | 144.88 | 6 | 0
2040 | PJM_ROR_2_VACAR | PJM_ROR | VACAR | Internal | Shoulder | B13 | 600 | 3000 | 0 | 120.47 | 104.46 | 6 | 0
2040 | PJM_ROR_2_VACAR | PJM_ROR | VACAR | Internal | Shoulder | B14 | 900 | 3000 | 0 | 119.04 | 104.46 | 6 | 0
2040 | PJM_ROR_2_VACAR | PJM_ROR | VACAR | Internal | Shoulder | B15 | 1203 | 3000 | 0 | 74.5 | 73.5 | 6 | 0
2040 | PJM_ROR_2_VACAR | PJM_ROR | VACAR | Internal | Summer | B1 | 10 | 3000 | 3000 | 285.01 | 291.98 | 6 | 0.97
2040 | PJM_ROR_2_VACAR | PJM_ROR | VACAR | Internal | Summer | B2 | 25 | 3000 | 3000 | 285.01 | 291.98 | 6 | 0.97
2040 | PJM_ROR_2_VACAR | PJM_ROR | VACAR | Internal | Summer | B3 | 75 | 3000 | 1692.56 | 283.81 | 289.81 | 6 | 0
2040 | PJM_ROR_2_VACAR | PJM_ROR | VACAR | Internal | Summer | B4 | 100 | 3000 | 0 | 182.84 | 170.95 | 6 | 0
2040 | PJM_ROR_2_VACAR | PJM_ROR | VACAR | Internal | Summer | B5 | 200 | 3000 | 0 | 178.71 | 171.71 | 6 | 0
2040 | PJM_ROR_2_VACAR | PJM_ROR | VACAR | Internal | Summer | B6 | 300 | 3000 | 0 | 170.96 | 156.96 | 6 | 0
2040 | PJM_ROR_2_VACAR | PJM_ROR | VACAR | Internal | Summer | B7 | 400 | 3000 | 0 | 158.19 | 156.96 | 6 | 0
2040 | PJM_ROR_2_VACAR | PJM_ROR | VACAR | Internal | Summer | B8 | 500 | 3000 | 0 | 154.3 | 156.96 | 6 | 0
2040 | PJM_ROR_2_VACAR | PJM_ROR | VACAR | Internal | Summer | B9 | 800 | 3000 | 0 | 152.06 | 156.96 | 6 | 0
2040 | PJM_ROR_2_VACAR | PJM_ROR | VACAR | Internal | Summer | B10 | 1262 | 3000 | 0 | 80.5 | 73.5 | 6 | 0
2040 | PJM_ROR_2_VACAR | PJM_ROR | VACAR | Internal | Winter | B16 | 25 | 3000 | 3000 | 157.78 | 164.55 | 6 | 0.77
2040 | PJM_ROR_2_VACAR | PJM_ROR | VACAR | Internal | Winter | B17 | 100 | 3000 | 0 | 157.78 | 154.97 | 6 | 0
2040 | PJM_ROR_2_VACAR | PJM_ROR | VACAR | Internal | Winter | B18 | 400 | 3000 | 0 | 125.57 | 106.57 | 6 | 0
2040 | PJM_ROR_2_VACAR | PJM_ROR | VACAR | Internal | Winter | B19 | 700 | 3000 | 0 | 118.2 | 105.96 | 6 | 0
2040 | PJM_ROR_2_VACAR | PJM_ROR | VACAR | Internal | Winter | B20 | 935 | 3000 | 0 | 75.92 | 73.5 | 6 | 0
2040 | PJM_ROM_2_NYISO_A-F | PJM_ROM | NYISO_A-F | Internal | Shoulder | B11 | 25 | 2000 | 0 | 151.87 | 81.23 | 6 | 0
2040 | PJM_ROM_2_NYISO_A-F | PJM_ROM | NYISO_A-F | Internal | Shoulder | B12 | 200 | 2000 | 0 | 151.9 | 92.98 | 6 | 0
2040 | PJM_ROM_2_NYISO_A-F | PJM_ROM | NYISO_A-F | Internal | Shoulder | B13 | 600 | 2000 | 0 | 120.49 | 81.23 | 6 | 0
2040 | PJM_ROM_2_NYISO_A-F | PJM_ROM | NYISO_A-F | Internal | Shoulder | B14 | 900 | 2000 | 0 | 119.05 | 81.23 | 6 | 0
2040 | PJM_ROM_2_NYISO_A-F | PJM_ROM | NYISO_A-F | Internal | Shoulder | B15 | 1203 | 2000 | 0 | 74.51 | 67.95 | 6 | 0
2040 | PJM_ROM_2_NYISO_A-F | PJM_ROM | NYISO_A-F | Internal | Summer | B1 | 10 | 2000 | 0 | 285.03 | 168.67 | 6 | 0
2040 | PJM_ROM_2_NYISO_A-F | PJM_ROM | NYISO_A-F | Internal | Summer | B2 | 25 | 2000 | 0 | 285.03 | 173.05 | 6 | 0
2040 | PJM_ROM_2_NYISO_A-F | PJM_ROM | NYISO_A-F | Internal | Summer | B3 | 75 | 2000 | 0 | 283.8 | 173.05 | 6 | 0
2040 | PJM_ROM_2_NYISO_A-F | PJM_ROM | NYISO_A-F | Internal | Summer | B4 | 100 | 2000 | 0 | 182.86 | 173.05 | 6 | 0
2040 | PJM_ROM_2_NYISO_A-F | PJM_ROM | NYISO_A-F | Internal | Summer | B5 | 200 | 2000 | 0 | 178.72 | 168.94 | 6 | 0
2040 | PJM_ROM_2_NYISO_A-F | PJM_ROM | NYISO_A-F | Internal | Summer | B6 | 300 | 2000 | 0 | 170.97 | 168.67 | 6 | 0
2040 | PJM_ROM_2_NYISO_A-F | PJM_ROM | NYISO_A-F | Internal | Summer | B7 | 400 | 2000 | 0 | 158.2 | 150.2 | 6 | 0
2040 | PJM_ROM_2_NYISO_A-F | PJM_ROM | NYISO_A-F | Internal | Summer | B8 | 500 | 2000 | 0 | 154.31 | 146.31 | 6 | 0
2040 | PJM_ROM_2_NYISO_A-F | PJM_ROM | NYISO_A-F | Internal | Summer | B9 | 800 | 2000 | 0 | 152.07 | 144.07 | 6 | 0
2040 | PJM_ROM_2_NYISO_A-F | PJM_ROM | NYISO_A-F | Internal | Summer | B10 | 1262 | 2000 | 2000 | 92.56 | 124.72 | 6 | 26.17
2040 | PJM_ROM_2_NYISO_A-F | PJM_ROM | NYISO_A-F | Internal | Winter | B16 | 25 | 2000 | 0 | 157.78 | 83.95 | 6 | 0
2040 | PJM_ROM_2_NYISO_A-F | PJM_ROM | NYISO_A-F | Internal | Winter | B17 | 100 | 2000 | 0 | 157.79 | 67.97 | 6 | 0
2040 | PJM_ROM_2_NYISO_A-F | PJM_ROM | NYISO_A-F | Internal | Winter | B18 | 400 | 2000 | 0 | 125.59 | 67.97 | 6 | 0
2040 | PJM_ROM_2_NYISO_A-F | PJM_ROM | NYISO_A-F | Internal | Winter | B19 | 700 | 2000 | 0 | 118.21 | 67.97 | 6 | 0
2040 | PJM_ROM_2_NYISO_A-F | PJM_ROM | NYISO_A-F | Internal | Winter | B20 | 935 | 2000 | 0 | 75.94 | 67.97 | 6 | 0
2040 | PJM_ROM_2_PJM_E | PJM_ROM | PJM_E | Internal | Shoulder | B11 | 25 | 8000 | 0.01 | 151.87 | 151.86 | 0.01 | 0
2040 | PJM_ROM_2_PJM_E | PJM_ROM | PJM_E | Internal | Shoulder | B12 | 200 | 8000 | 1217.85 | 151.9 | 151.91 | 0.01 | 0
2040 | PJM_ROM_2_PJM_E | PJM_ROM | PJM_E | Internal | Shoulder | B13 | 600 | 8000 | 4504.32 | 120.49 | 120.5 | 0.01 | 0
2040 | PJM_ROM_2_PJM_E | PJM_ROM | PJM_E | Internal | Shoulder | B14 | 900 | 8000 | 3249.82 | 119.05 | 119.06 | 0.01 | 0
2040 | PJM_ROM_2_PJM_E | PJM_ROM | PJM_E | Internal | Shoulder | B15 | 1203 | 8000 | 2512.33 | 74.51 | 74.52 | 0.01 | 0
2040 | PJM_ROM_2_PJM_E | PJM_ROM | PJM_E | Internal | Summer | B1 | 10 | 8000 | 680.08 | 285.03 | 285.04 | 0.01 | 0
2040 | PJM_ROM_2_PJM_E | PJM_ROM | PJM_E | Internal | Summer | B2 | 25 | 8000 | 586.66 | 285.03 | 285.04 | 0.01 | 0
2040 | PJM_ROM_2_PJM_E | PJM_ROM | PJM_E | Internal | Summer | B3 | 75 | 8000 | 0 | 283.8 | 283.79 | 0.01 | 0
2040 | PJM_ROM_2_PJM_E | PJM_ROM | PJM_E | Internal | Summer | B4 | 100 | 8000 | 230.35 | 182.86 | 182.87 | 0.01 | 0
2040 | PJM_ROM_2_PJM_E | PJM_ROM | PJM_E | Internal | Summer | B5 | 200 | 8000 | 1653 | 178.72 | 178.73 | 0.01 | 0
2040 | PJM_ROM_2_PJM_E | PJM_ROM | PJM_E | Internal | Summer | B6 | 300 | 8000 | 1123.4 | 170.97 | 170.98 | 0.01 | 0
2040 | PJM_ROM_2_PJM_E | PJM_ROM | PJM_E | Internal | Summer | B7 | 400 | 8000 | 3675.8 | 158.2 | 158.21 | 0.01 | 0
2040 | PJM_ROM_2_PJM_E | PJM_ROM | PJM_E | Internal | Summer | B8 | 500 | 8000 | 3035.67 | 154.31 | 154.33 | 0.01 | 0
2040 | PJM_ROM_2_PJM_E | PJM_ROM | PJM_E | Internal | Summer | B9 | 800 | 8000 | 1043.22 | 152.07 | 152.08 | 0.01 | 0
2040 | PJM_ROM_2_PJM_E | PJM_ROM | PJM_E | Internal | Summer | B10 | 1262 | 8000 | 4325.67 | 92.56 | 92.57 | 0.01 | 0
2040 | PJM_ROM_2_PJM_E | PJM_ROM | PJM_E | Internal | Winter | B16 | 25 | 8000 | 1695.87 | 157.78 | 157.79 | 0.01 | 0
2040 | PJM_ROM_2_PJM_E | PJM_ROM | PJM_E | Internal | Winter | B17 | 100 | 8000 | 1696.55 | 157.79 | 157.81 | 0.01 | 0
2040 | PJM_ROM_2_PJM_E | PJM_ROM | PJM_E | Internal | Winter | B18 | 400 | 8000 | 4523.98 | 125.59 | 125.6 | 0.01 | 0
2040 | PJM_ROM_2_PJM_E | PJM_ROM | PJM_E | Internal | Winter | B19 | 700 | 8000 | 3141.74 | 118.21 | 118.22 | 0.01 | 0
2040 | PJM_ROM_2_PJM_E | PJM_ROM | PJM_E | Internal | Winter | B20 | 935 | 8000 | 1977.01 | 75.94 | 75.95 | 0.01 | 0
2040 | PJM_ROM_2_PJM_ROR | PJM_ROM | PJM_ROR | Internal | Shoulder | B11 | 25 | 8000 | 2178.71 | 151.87 | 151.88 | 0.01 | 0
2040 | PJM_ROM_2_PJM_ROR | PJM_ROM | PJM_ROR | Internal | Shoulder | B12 | 200 | 8000 | 0 | 151.9 | 151.88 | 0.01 | 0
2040 | PJM_ROM_2_PJM_ROR | PJM_ROM | PJM_ROR | Internal | Shoulder | B13 | 600 | 8000 | 0 | 120.49 | 120.47 | 0.01 | 0
2040 | PJM_ROM_2_PJM_ROR | PJM_ROM | PJM_ROR | Internal | Shoulder | B14 | 900 | 8000 | 0 | 119.05 | 119.04 | 0.01 | 0
2040 | PJM_ROM_2_PJM_ROR | PJM_ROM | PJM_ROR | Internal | Shoulder | B15 | 1203 | 8000 | 0 | 74.51 | 74.5 | 0.01 | 0
2040 | PJM_ROM_2_PJM_ROR | PJM_ROM | PJM_ROR | Internal | Summer | B1 | 10 | 8000 | 0.04 | 285.03 | 285.01 | 0.01 | 0
2040 | PJM_ROM_2_PJM_ROR | PJM_ROM | PJM_ROR | Internal | Summer | B2 | 25 | 8000 | 0.01 | 285.03 | 285.01 | 0.01 | 0
2040 | PJM_ROM_2_PJM_ROR | PJM_ROM | PJM_ROR | Internal | Summer | B3 | 75 | 8000 | 914.49 | 283.8 | 283.81 | 0.01 | 0
2040 | PJM_ROM_2_PJM_ROR | PJM_ROM | PJM_ROR | Internal | Summer | B4 | 100 | 8000 | 0 | 182.86 | 182.84 | 0.01 | 0
2040 | PJM_ROM_2_PJM_ROR | PJM_ROM | PJM_ROR | Internal | Summer | B5 | 200 | 8000 | 0 | 178.72 | 178.71 | 0.01 | 0
2040 | PJM_ROM_2_PJM_ROR | PJM_ROM | PJM_ROR | Internal | Summer | B6 | 300 | 8000 | 0 | 170.97 | 170.96 | 0.01 | 0
2040 | PJM_ROM_2_PJM_ROR | PJM_ROM | PJM_ROR | Internal | Summer | B7 | 400 | 8000 | 0 | 158.2 | 158.19 | 0.01 | 0
2040 | PJM_ROM_2_PJM_ROR | PJM_ROM | PJM_ROR | Internal | Summer | B8 | 500 | 8000 | 0 | 154.31 | 154.3 | 0.01 | 0
2040 | PJM_ROM_2_PJM_ROR | PJM_ROM | PJM_ROR | Internal | Summer | B9 | 800 | 8000 | 0 | 152.07 | 152.06 | 0.01 | 0
2040 | PJM_ROM_2_PJM_ROR | PJM_ROM | PJM_ROR | Internal | Summer | B10 | 1262 | 8000 | 0 | 92.56 | 80.5 | 0.01 | 0
2040 | PJM_ROM_2_PJM_ROR | PJM_ROM | PJM_ROR | Internal | Winter | B16 | 25 | 8000 | 0.12 | 157.78 | 157.78 | 0.01 | 0
2040 | PJM_ROM_2_PJM_ROR | PJM_ROM | PJM_ROR | Internal | Winter | B17 | 100 | 8000 | 0 | 157.79 | 157.78 | 0.01 | 0
2040 | PJM_ROM_2_PJM_ROR | PJM_ROM | PJM_ROR | Internal | Winter | B18 | 400 | 8000 | 0 | 125.59 | 125.57 | 0.01 | 0
2040 | PJM_ROM_2_PJM_ROR | PJM_ROM | PJM_ROR | Internal | Winter | B19 | 700 | 8000 | 0 | 118.21 | 118.2 | 0.01 | 0
2040 | PJM_ROM_2_PJM_ROR | PJM_ROM | PJM_ROR | Internal | Winter | B20 | 935 | 8000 | 0 | 75.94 | 75.92 | 0.01 | 0
2040 | SOCO_2_ENT | SOCO | ENT | Internal | Shoulder | B11 | 25 | 2400 | 0 | 166.21 | 161.9 | 10 | 0
2040 | SOCO_2_ENT | SOCO | ENT | Internal | Shoulder | B12 | 200 | 2400 | 0 | 151.88 | 156.63 | 10 | 0
2040 | SOCO_2_ENT | SOCO | ENT | Internal | Shoulder | B13 | 600 | 2400 | 1634.63 | 111.46 | 121.46 | 10 | 0
2040 | SOCO_2_ENT | SOCO | ENT | Internal | Shoulder | B14 | 900 | 2400 | 0 | 111.46 | 103.46 | 10 | 0
2040 | SOCO_2_ENT | SOCO | ENT | Internal | Shoulder | B15 | 1203 | 2400 | 0 | 73.5 | 76.36 | 10 | 0
2040 | SOCO_2_ENT | SOCO | ENT | Internal | Summer | B1 | 10 | 2400 | 0 | 298.98 | 290.98 | 10 | 0
2040 | SOCO_2_ENT | SOCO | ENT | Internal | Summer | B2 | 25 | 2400 | 0 | 296.81 | 288.81 | 10 | 0
2040 | SOCO_2_ENT | SOCO | ENT | Internal | Summer | B3 | 75 | 2400 | 0 | 296.81 | 288.81 | 10 | 0
2040 | SOCO_2_ENT | SOCO | ENT | Internal | Summer | B4 | 100 | 2400 | 0 | 184.57 | 186.95 | 10 | 0
2040 | SOCO_2_ENT | SOCO | ENT | Internal | Summer | B5 | 200 | 2400 | 0 | 178.71 | 180.56 | 10 | 0
2040 | SOCO_2_ENT | SOCO | ENT | Internal | Summer | B6 | 300 | 2400 | 0 | 163.96 | 172.71 | 10 | 0
2040 | SOCO_2_ENT | SOCO | ENT | Internal | Summer | B7 | 400 | 2400 | 0 | 157.34 | 161.29 | 10 | 0
2040 | SOCO_2_ENT | SOCO | ENT | Internal | Summer | B8 | 500 | 2400 | 0 | 157.34 | 154.98 | 10 | 0
2040 | SOCO_2_ENT | SOCO | ENT | Internal | Summer | B9 | 800 | 2400 | 0 | 151.9 | 154.98 | 10 | 0
2040 | SOCO_2_ENT | SOCO | ENT | Internal | Summer | B10 | 1262 | 2400 | 0 | 72.11 | 73.5 | 10 | 0
2040 | SOCO_2_ENT | SOCO | ENT | Internal | Winter | B16 | 25 | 2400 | 0 | 171.55 | 160.17 | 10 | 0
2040 | SOCO_2_ENT | SOCO | ENT | Internal | Winter | B17 | 100 | 2400 | 0 | 161.97 | 160.17 | 10 | 0
2040 | SOCO_2_ENT | SOCO | ENT | Internal | Winter | B18 | 400 | 2400 | 354.11 | 113.57 | 123.57 | 10 | 0
2040 | SOCO_2_ENT | SOCO | ENT | Internal | Winter | B19 | 700 | 2400 | 0 | 112.96 | 104.96 | 10 | 0
2040 | SOCO_2_ENT | SOCO | ENT | Internal | Winter | B20 | 935 | 2400 | 0 | 73.85 | 78.5 | 10 | 0
2040 | SOCO_2_FRCC | SOCO | FRCC | Internal | Shoulder | B11 | 25 | 3700 | 3700 | 166.21 | 189.95 | 10 | 13.74
2040 | SOCO_2_FRCC | SOCO | FRCC | Internal | Shoulder | B12 | 200 | 3700 | 3700 | 151.88 | 162.96 | 10 | 1.08
2040 | SOCO_2_FRCC | SOCO | FRCC | Internal | Shoulder | B13 | 600 | 3700 | 3700 | 111.46 | 162.96 | 10 | 41.5
2040 | SOCO_2_FRCC | SOCO | FRCC | Internal | Shoulder | B14 | 900 | 3700 | 3700 | 111.46 | 150.35 | 10 | 28.89
2040 | SOCO_2_FRCC | SOCO | FRCC | Internal | Shoulder | B15 | 1203 | 3700 | 0 | 73.5 | 65.5 | 10 | 0
2040 | SOCO_2_FRCC | SOCO | FRCC | Internal | Summer | B1 | 10 | 3700 | 0 | 298.98 | 299.8 | 10 | 0
2040 | SOCO_2_FRCC | SOCO | FRCC | Internal | Summer | B2 | 25 | 3700 | 0 | 296.81 | 299.8 | 10 | 0
2040 | SOCO_2_FRCC | SOCO | FRCC | Internal | Summer | B3 | 75 | 3700 | 0 | 296.81 | 299.8 | 10 | 0
2040 | SOCO_2_FRCC | SOCO | FRCC | Internal | Summer | B4 | 100 | 3700 | 59.09 | 184.57 | 194.57 | 10 | 0
2040 | SOCO_2_FRCC | SOCO | FRCC | Internal | Summer | B5 | 200 | 3700 | 1147.05 | 178.71 | 188.71 | 10 | 0
2040 | SOCO_2_FRCC | SOCO | FRCC | Internal | Summer | B6 | 300 | 3700 | 1444.52 | 163.96 | 173.96 | 10 | 0
2040 | SOCO_2_FRCC | SOCO | FRCC | Internal | Summer | B7 | 400 | 3700 | 0 | 157.34 | 161.9 | 10 | 0
2040 | SOCO_2_FRCC | SOCO | FRCC | Internal | Summer | B8 | 500 | 3700 | 0 | 157.34 | 161.9 | 10 | 0
2040 | SOCO_2_FRCC | SOCO | FRCC | Internal | Summer | B9 | 800 | 3700 | 1226.01 | 151.9 | 161.9 | 10 | 0
2040 | SOCO_2_FRCC | SOCO | FRCC | Internal | Summer | B10 | 1262 | 3700 | 0 | 72.11 | 16.14 | 10 | 0
2040 | SOCO_2_FRCC | SOCO | FRCC | Internal | Winter | B16 | 25 | 3700 | 2884.56 | 171.55 | 181.55 | 10 | 0
2040 | SOCO_2_FRCC | SOCO | FRCC | Internal | Winter | B17 | 100 | 3700 | 0 | 161.97 | 165.65 | 10 | 0
2040 | SOCO_2_FRCC | SOCO | FRCC | Internal | Winter | B18 | 400 | 3700 | 3700 | 113.57 | 165.65 | 10 | 42.08
2040 | SOCO_2_FRCC | SOCO | FRCC | Internal | Winter | B19 | 700 | 3700 | 3700 | 112.96 | 150.2 | 10 | 27.24
2040 | SOCO_2_FRCC | SOCO | FRCC | Internal | Winter | B20 | 935 | 3700 | 0 | 73.85 | 69.65 | 10 | 0
2040 | SOCO_2_TVA_Transmission | SOCO | TVA_Transmission | Internal | Shoulder | B11 | 25 | 2600 | 0 | 166.21 | 157.84 | 10 | 0
2040 | SOCO_2_TVA_Transmission | SOCO | TVA_Transmission | Internal | Shoulder | B12 | 200 | 2600 | 0 | 151.88 | 150.9 | 10 | 0
2040 | SOCO_2_TVA_Transmission | SOCO | TVA_Transmission | Internal | Shoulder | B13 | 600 | 2600 | 0 | 111.46 | 112.46 | 10 | 0
2040 | SOCO_2_TVA_Transmission | SOCO | TVA_Transmission | Internal | Shoulder | B14 | 900 | 2600 | 0 | 111.46 | 111.46 | 10 | 0
2040 | SOCO_2_TVA_Transmission | SOCO | TVA_Transmission | Internal | Shoulder | B15 | 1203 | 2600 | 0 | 73.5 | 80.5 | 10 | 0
2040 | SOCO_2_TVA_Transmission | SOCO | TVA_Transmission | Internal | Summer | B1 | 10 | 2600 | 0 | 298.98 | 292.23 | 10 | 0
2040 | SOCO_2_TVA_Transmission | SOCO | TVA_Transmission | Internal | Summer | B2 | 25 | 2600 | 0 | 296.81 | 291.01 | 10 | 0
2040 | SOCO_2_TVA_Transmission | SOCO | TVA_Transmission | Internal | Summer | B3 | 75 | 2600 | 0 | 296.81 | 289.81 | 10 | 0
2040 | SOCO_2_TVA_Transmission | SOCO | TVA_Transmission | Internal | Summer | B4 | 100 | 2600 | 0 | 184.57 | 177.95 | 10 | 0
2040 | SOCO_2_TVA_Transmission | SOCO | TVA_Transmission | Internal | Summer | B5 | 200 | 2600 | 0 | 178.71 | 172.13 | 10 | 0
2040 | SOCO_2_TVA_Transmission | SOCO | TVA_Transmission | Internal | Summer | B6 | 300 | 2600 | 0 | 163.96 | 163.96 | 10 | 0
2040 | SOCO_2_TVA_Transmission | SOCO | TVA_Transmission | Internal | Summer | B7 | 400 | 2600 | 0 | 157.34 | 152.29 | 10 | 0
2040 | SOCO_2_TVA_Transmission | SOCO | TVA_Transmission | Internal | Summer | B8 | 500 | 2600 | 0 | 157.34 | 151.48 | 10 | 0
2040 | SOCO_2_TVA_Transmission | SOCO | TVA_Transmission | Internal | Summer | B9 | 800 | 2600 | 0 | 151.9 | 151.26 | 10 | 0
2040 | SOCO_2_TVA_Transmission | SOCO | TVA_Transmission | Internal | Summer | B10 | 1262 | 2600 | 0 | 72.11 | 75.87 | 10 | 0
2040 | SOCO_2_TVA_Transmission | SOCO | TVA_Transmission | Internal | Winter | B16 | 25 | 2600 | 0 | 171.55 | 163.16 | 10 | 0
2040 | SOCO_2_TVA_Transmission | SOCO | TVA_Transmission | Internal | Winter | B17 | 100 | 2600 | 0 | 161.97 | 161.28 | 10 | 0
2040 | SOCO_2_TVA_Transmission | SOCO | TVA_Transmission | Internal | Winter | B18 | 400 | 2600 | 0 | 113.57 | 116.57 | 10 | 0
2040 | SOCO_2_TVA_Transmission | SOCO | TVA_Transmission | Internal | Winter | B19 | 700 | 2600 | 0 | 112.96 | 112.96 | 10 | 0
2040 | SOCO_2_TVA_Transmission | SOCO | TVA_Transmission | Internal | Winter | B20 | 935 | 2600 | 0 | 73.85 | 81.92 | 10 | 0
2040 | SOCO_2_VACAR | SOCO | VACAR | Internal | Shoulder | B11 | 25 | 2000 | 0 | 166.21 | 159.21 | 10 | 0
2040 | SOCO_2_VACAR | SOCO | VACAR | Internal | Shoulder | B12 | 200 | 2000 | 0 | 151.88 | 144.88 | 10 | 0
2040 | SOCO_2_VACAR | SOCO | VACAR | Internal | Shoulder | B13 | 600 | 2000 | 0 | 111.46 | 104.46 | 10 | 0
2040 | SOCO_2_VACAR | SOCO | VACAR | Internal | Shoulder | B14 | 900 | 2000 | 0 | 111.46 | 104.46 | 10 | 0
2040 | SOCO_2_VACAR | SOCO | VACAR | Internal | Shoulder | B15 | 1203 | 2000 | 0 | 73.5 | 73.5 | 10 | 0
2040 | SOCO_2_VACAR | SOCO | VACAR | Internal | Summer | B1 | 10 | 2000 | 0 | 298.98 | 291.98 | 10 | 0
2040 | SOCO_2_VACAR | SOCO | VACAR | Internal | Summer | B2 | 25 | 2000 | 0 | 296.81 | 291.98 | 10 | 0
2040 | SOCO_2_VACAR | SOCO | VACAR | Internal | Summer | B3 | 75 | 2000 | 0 | 296.81 | 289.81 | 10 | 0
2040 | SOCO_2_VACAR | SOCO | VACAR | Internal | Summer | B4 | 100 | 2000 | 0 | 184.57 | 170.95 | 10 | 0
2040 | SOCO_2_VACAR | SOCO | VACAR | Internal | Summer | B5 | 200 | 2000 | 0 | 178.71 | 171.71 | 10 | 0
2040 | SOCO_2_VACAR | SOCO | VACAR | Internal | Summer | B6 | 300 | 2000 | 0 | 163.96 | 156.96 | 10 | 0
2040 | SOCO_2_VACAR | SOCO | VACAR | Internal | Summer | B7 | 400 | 2000 | 0 | 157.34 | 156.96 | 10 | 0
2040 | SOCO_2_VACAR | SOCO | VACAR | Internal | Summer | B8 | 500 | 2000 | 0 | 157.34 | 156.96 | 10 | 0
2040 | SOCO_2_VACAR | SOCO | VACAR | Internal | Summer | B9 | 800 | 2000 | 0 | 151.9 | 156.96 | 10 | 0
2040 | SOCO_2_VACAR | SOCO | VACAR | Internal | Summer | B10 | 1262 | 2000 | 0 | 72.11 | 73.5 | 10 | 0
2040 | SOCO_2_VACAR | SOCO | VACAR | Internal | Winter | B16 | 25 | 2000 | 0 | 171.55 | 164.55 | 10 | 0
2040 | SOCO_2_VACAR | SOCO | VACAR | Internal | Winter | B17 | 100 | 2000 | 0 | 161.97 | 154.97 | 10 | 0
2040 | SOCO_2_VACAR | SOCO | VACAR | Internal | Winter | B18 | 400 | 2000 | 0 | 113.57 | 106.57 | 10 | 0
2040 | SOCO_2_VACAR | SOCO | VACAR | Internal | Winter | B19 | 700 | 2000 | 0 | 112.96 | 105.96 | 10 | 0
2040 | SOCO_2_VACAR | SOCO | VACAR | Internal | Winter | B20 | 935 | 2000 | 0 | 73.85 | 73.5 | 10 | 0
2040 | SPP_N_2_ENT | SPP_N | ENT | Internal | Shoulder | B11 | 25 | 1800 | 0 | 157.43 | 161.9 | 5 | 0
2040 | SPP_N_2_ENT | SPP_N | ENT | Internal | Shoulder | B12 | 200 | 1800 | 0 | 156.44 | 156.63 | 5 | 0
2040 | SPP_N_2_ENT | SPP_N | ENT | Internal | Shoulder | B13 | 600 | 1800 | 51.29 | 116.46 | 121.46 | 5 | 0
2040 | SPP_N_2_ENT | SPP_N | ENT | Internal | Shoulder | B14 | 900 | 1800 | 1800 | 81.66 | 103.46 | 5 | 16.8
2040 | SPP_N_2_ENT | SPP_N | ENT | Internal | Shoulder | B15 | 1203 | 1800 | 0 | 73.48 | 76.36 | 5 | 0
2040 | SPP_N_2_ENT | SPP_N | ENT | Internal | Summer | B1 | 10 | 1800 | 1800 | 279.23 | 290.98 | 5 | 6.75
2040 | SPP_N_2_ENT | SPP_N | ENT | Internal | Summer | B2 | 25 | 1800 | 1581.18 | 283.81 | 288.81 | 5 | 0
2040 | SPP_N_2_ENT | SPP_N | ENT | Internal | Summer | B3 | 75 | 1800 | 0 | 284.35 | 288.81 | 5 | 0
2040 | SPP_N_2_ENT | SPP_N | ENT | Internal | Summer | B4 | 100 | 1800 | 0 | 189.27 | 186.95 | 5 | 0
2040 | SPP_N_2_ENT | SPP_N | ENT | Internal | Summer | B5 | 200 | 1800 | 0 | 187.21 | 180.56 | 5 | 0
2040 | SPP_N_2_ENT | SPP_N | ENT | Internal | Summer | B6 | 300 | 1800 | 0 | 180.69 | 172.71 | 5 | 0
2040 | SPP_N_2_ENT | SPP_N | ENT | Internal | Summer | B7 | 400 | 1800 | 0 | 163.2 | 161.29 | 5 | 0
2040 | SPP_N_2_ENT | SPP_N | ENT | Internal | Summer | B8 | 500 | 1800 | 0 | 155.86 | 154.98 | 5 | 0
2040 | SPP_N_2_ENT | SPP_N | ENT | Internal | Summer | B9 | 800 | 1800 | 0 | 154.73 | 154.98 | 5 | 0
2040 | SPP_N_2_ENT | SPP_N | ENT | Internal | Summer | B10 | 1262 | 1800 | 0 | 73.5 | 73.5 | 5 | 0
2040 | SPP_N_2_ENT | SPP_N | ENT | Internal | Winter | B16 | 25 | 1800 | 1800 | 152.27 | 160.17 | 5 | 2.91
2040 | SPP_N_2_ENT | SPP_N | ENT | Internal | Winter | B17 | 100 | 1800 | 1800 | 95.13 | 160.17 | 5 | 60.04
2040 | SPP_N_2_ENT | SPP_N | ENT | Internal | Winter | B18 | 400 | 1800 | 1373.73 | 118.57 | 123.57 | 5 | 0
2040 | SPP_N_2_ENT | SPP_N | ENT | Internal | Winter | B19 | 700 | 1800 | 1800 | 99.24 | 104.96 | 5 | 0.72
2040 | SPP_N_2_ENT | SPP_N | ENT | Internal | Winter | B20 | 935 | 1800 | 92.16 | 73.5 | 78.5 | 5 | 0
2040 | SPP_N_2_MISO_MO-IL | SPP_N | MISO_MO-IL | Internal | Shoulder | B11 | 25 | 2000 | 0 | 157.43 | 153.9 | 5 | 0
2040 | SPP_N_2_MISO_MO-IL | SPP_N | MISO_MO-IL | Internal | Shoulder | B12 | 200 | 2000 | 0 | 156.44 | 153.87 | 5 | 0
2040 | SPP_N_2_MISO_MO-IL | SPP_N | MISO_MO-IL | Internal | Shoulder | B13 | 600 | 2000 | 75.39 | 116.46 | 121.46 | 5 | 0
2040 | SPP_N_2_MISO_MO-IL | SPP_N | MISO_MO-IL | Internal | Shoulder | B14 | 900 | 2000 | 2000 | 81.66 | 111.46 | 5 | 24.8
2040 | SPP_N_2_MISO_MO-IL | SPP_N | MISO_MO-IL | Internal | Shoulder | B15 | 1203 | 2000 | 0 | 73.48 | 74.28 | 5 | 0
2040 | SPP_N_2_MISO_MO-IL | SPP_N | MISO_MO-IL | Internal | Summer | B1 | 10 | 2000 | 977.24 | 279.23 | 284.23 | 5 | 0
2040 | SPP_N_2_MISO_MO-IL | SPP_N | MISO_MO-IL | Internal | Summer | B2 | 25 | 2000 | 0 | 283.81 | 283.81 | 5 | 0
2040 | SPP_N_2_MISO_MO-IL | SPP_N | MISO_MO-IL | Internal | Summer | B3 | 75 | 2000 | 0 | 284.35 | 284.23 | 5 | 0
2040 | SPP_N_2_MISO_MO-IL | SPP_N | MISO_MO-IL | Internal | Summer | B4 | 100 | 2000 | 0 | 189.27 | 186.95 | 5 | 0
2040 | SPP_N_2_MISO_MO-IL | SPP_N | MISO_MO-IL | Internal | Summer | B5 | 200 | 2000 | 0 | 187.21 | 181.13 | 5 | 0
2040 | SPP_N_2_MISO_MO-IL | SPP_N | MISO_MO-IL | Internal | Summer | B6 | 300 | 2000 | 0 | 180.69 | 172.96 | 5 | 0
2040 | SPP_N_2_MISO_MO-IL | SPP_N | MISO_MO-IL | Internal | Summer | B7 | 400 | 2000 | 0 | 163.2 | 156.19 | 5 | 0
2040 | SPP_N_2_MISO_MO-IL | SPP_N | MISO_MO-IL | Internal | Summer | B8 | 500 | 2000 | 0 | 155.86 | 152.3 | 5 | 0
2040 | SPP_N_2_MISO_MO-IL | SPP_N | MISO_MO-IL | Internal | Summer | B9 | 800 | 2000 | 0 | 154.73 | 152.28 | 5 | 0
2040 | SPP_N_2_MISO_MO-IL | SPP_N | MISO_MO-IL | Internal | Summer | B10 | 1262 | 2000 | 1046.08 | 73.5 | 78.5 | 5 | 0
2040 | SPP_N_2_MISO_MO-IL | SPP_N | MISO_MO-IL | Internal | Winter | B16 | 25 | 2000 | 1566.29 | 152.27 | 157.27 | 5 | 0
2040 | SPP_N_2_MISO_MO-IL | SPP_N | MISO_MO-IL | Internal | Winter | B17 | 100 | 2000 | 2000 | 95.13 | 155.78 | 5 | 55.65
2040 | SPP_N_2_MISO_MO-IL | SPP_N | MISO_MO-IL | Internal | Winter | B18 | 400 | 2000 | 1790.51 | 118.57 | 123.57 | 5 | 0
2040 | SPP_N_2_MISO_MO-IL | SPP_N | MISO_MO-IL | Internal | Winter | B19 | 700 | 2000 | 2000 | 99.24 | 112.96 | 5 | 8.72
2040 | SPP_N_2_MISO_MO-IL | SPP_N | MISO_MO-IL | Internal | Winter | B20 | 935 | 2000 | 0 | 73.5 | 76.17 | 5 | 0
2040 | SPP_N_2_MISO_W | SPP_N | MISO_W | Internal | Shoulder | B11 | 25 | 750 | 0 | 157.43 | 153.88 | 5 | 0
2040 | SPP_N_2_MISO_W | SPP_N | MISO_W | Internal | Shoulder | B12 | 200 | 750 | 0 | 156.44 | 153.86 | 5 | 0
2040 | SPP_N_2_MISO_W | SPP_N | MISO_W | Internal | Shoulder | B13 | 600 | 750 | 0 | 116.46 | 116.45 | 5 | 0
2040 | SPP_N_2_MISO_W | SPP_N | MISO_W | Internal | Shoulder | B14 | 900 | 750 | 0 | 81.66 | 77.82 | 5 | 0
2040 | SPP_N_2_MISO_W | SPP_N | MISO_W | Internal | Shoulder | B15 | 1203 | 750 | 0 | 73.48 | 66.5 | 5 | 0
2040 | SPP_N_2_MISO_W | SPP_N | MISO_W | Internal | Summer | B1 | 10 | 750 | 749.97 | 279.23 | 284.25 | 5 | 0.02
2040 | SPP_N_2_MISO_W | SPP_N | MISO_W | Internal | Summer | B2 | 25 | 750 | 0 | 283.81 | 283.8 | 5 | 0
2040 | SPP_N_2_MISO_W | SPP_N | MISO_W | Internal | Summer | B3 | 75 | 750 | 0 | 284.35 | 284.36 | 5 | 0
2040 | SPP_N_2_MISO_W | SPP_N | MISO_W | Internal | Summer | B4 | 100 | 750 | 0 | 189.27 | 189.26 | 5 | 0
2040 | SPP_N_2_MISO_W | SPP_N | MISO_W | Internal | Summer | B5 | 200 | 750 | 0 | 187.21 | 181.19 | 5 | 0
2040 | SPP_N_2_MISO_W | SPP_N | MISO_W | Internal | Summer | B6 | 300 | 750 | 0 | 180.69 | 180.68 | 5 | 0
2040 | SPP_N_2_MISO_W | SPP_N | MISO_W | Internal | Summer | B7 | 400 | 750 | 0 | 163.2 | 156.2 | 5 | 0
2040 | SPP_N_2_MISO_W | SPP_N | MISO_W | Internal | Summer | B8 | 500 | 750 | 0 | 155.86 | 152.29 | 5 | 0
2040 | SPP_N_2_MISO_W | SPP_N | MISO_W | Internal | Summer | B9 | 800 | 750 | 0 | 154.73 | 152.22 | 5 | 0
2040 | SPP_N_2_MISO_W | SPP_N | MISO_W | Internal | Summer | B10 | 1262 | 750 | 0 | 73.5 | 66.5 | 5 | 0
2040 | SPP_N_2_MISO_W | SPP_N | MISO_W | Internal | Winter | B16 | 25 | 750 | 0 | 152.27 | 88.13 | 5 | 0
2040 | SPP_N_2_MISO_W | SPP_N | MISO_W | Internal | Winter | B17 | 100 | 750 | 0 | 95.13 | 88.13 | 5 | 0
2040 | SPP_N_2_MISO_W | SPP_N | MISO_W | Internal | Winter | B18 | 400 | 750 | 0 | 118.57 | 111.57 | 5 | 0
2040 | SPP_N_2_MISO_W | SPP_N | MISO_W | Internal | Winter | B19 | 700 | 750 | 0 | 99.24 | 99.23 | 5 | 0
2040 | SPP_N_2_MISO_W | SPP_N | MISO_W | Internal | Winter | B20 | 935 | 750 | 0 | 73.5 | 73.5 | 5 | 0
2040 | SPP_N_2_NE | SPP_N | NE | Internal | Shoulder | B11 | 25 | 332 | 0 | 157.43 | 157.08 | 0.01 | 0
2040 | SPP_N_2_NE | SPP_N | NE | Internal | Shoulder | B12 | 200 | 332 | 0 | 156.44 | 156.43 | 0.01 | 0
2040 | SPP_N_2_NE | SPP_N | NE | Internal | Shoulder | B13 | 600 | 332 | 0 | 116.46 | 116.45 | 0.01 | 0
2040 | SPP_N_2_NE | SPP_N | NE | Internal | Shoulder | B14 | 900 | 332 | 0 | 81.66 | 81.65 | 0.01 | 0
2040 | SPP_N_2_NE | SPP_N | NE | Internal | Shoulder | B15 | 1203 | 332 | 107.87 | 73.48 | 73.5 | 0.01 | 0
2040 | SPP_N_2_NE | SPP_N | NE | Internal | Summer | B1 | 10 | 332 | 332 | 279.23 | 284.25 | 0.01 | 5.01
2040 | SPP_N_2_NE | SPP_N | NE | Internal | Summer | B2 | 25 | 332 | 0.01 | 283.81 | 283.8 | 0.01 | 0
2040 | SPP_N_2_NE | SPP_N | NE | Internal | Summer | B3 | 75 | 332 | 73.92 | 284.35 | 284.36 | 0.01 | 0
2040 | SPP_N_2_NE | SPP_N | NE | Internal | Summer | B4 | 100 | 332 | 0 | 189.27 | 189.26 | 0.01 | 0
2040 | SPP_N_2_NE | SPP_N | NE | Internal | Summer | B5 | 200 | 332 | 0 | 187.21 | 187.2 | 0.01 | 0
2040 | SPP_N_2_NE | SPP_N | NE | Internal | Summer | B6 | 300 | 332 | 0 | 180.69 | 180.68 | 0.01 | 0
2040 | SPP_N_2_NE | SPP_N | NE | Internal | Summer | B7 | 400 | 332 | 0 | 163.2 | 163.19 | 0.01 | 0
2040 | SPP_N_2_NE | SPP_N | NE | Internal | Summer | B8 | 500 | 332 | 0 | 155.86 | 155.85 | 0.01 | 0
2040 | SPP_N_2_NE | SPP_N | NE | Internal | Summer | B9 | 800 | 332 | 0 | 154.73 | 154.72 | 0.01 | 0
2040 | SPP_N_2_NE | SPP_N | NE | Internal | Summer | B10 | 1262 | 332 | 0 | 73.5 | 73.5 | 0.01 | 0
2040 | SPP_N_2_NE | SPP_N | NE | Internal | Winter | B16 | 25 | 332 | 0 | 152.27 | 95.13 | 0.01 | 0
2040 | SPP_N_2_NE | SPP_N | NE | Internal | Winter | B17 | 100 | 332 | 0 | 95.13 | 95.12 | 0.01 | 0
2040 | SPP_N_2_NE | SPP_N | NE | Internal | Winter | B18 | 400 | 332 | 0 | 118.57 | 118.56 | 0.01 | 0
2040 | SPP_N_2_NE | SPP_N | NE | Internal | Winter | B19 | 700 | 332 | 0 | 99.24 | 99.23 | 0.01 | 0
2040 | SPP_N_2_NE | SPP_N | NE | Internal | Winter | B20 | 935 | 332 | 0 | 73.5 | 73.5 | 0.01 | 0
2040 | SPP_N_2_SPP_S | SPP_N | SPP_S | Internal | Shoulder | B11 | 25 | 4000 | 3726.85 | 157.43 | 157.44 | 0.01 | 0
2040 | SPP_N_2_SPP_S | SPP_N | SPP_S | Internal | Shoulder | B12 | 200 | 4000 | 2361.68 | 156.44 | 156.45 | 0.01 | 0
2040 | SPP_N_2_SPP_S | SPP_N | SPP_S | Internal | Shoulder | B13 | 600 | 4000 | 2816.87 | 116.46 | 116.47 | 0.01 | 0
2040 | SPP_N_2_SPP_S | SPP_N | SPP_S | Internal | Shoulder | B14 | 900 | 4000 | 146.21 | 81.66 | 81.67 | 0.01 | 0
2040 | SPP_N_2_SPP_S | SPP_N | SPP_S | Internal | Shoulder | B15 | 1203 | 4000 | 805.4 | 73.48 | 73.5 | 0.01 | 0
2040 | SPP_N_2_SPP_S | SPP_N | SPP_S | Internal | Summer | B1 | 10 | 4000 | 0 | 279.23 | 180.71 | 0.01 | 0
2040 | SPP_N_2_SPP_S | SPP_N | SPP_S | Internal | Summer | B2 | 25 | 4000 | 0 | 283.81 | 263.88 | 0.01 | 0
2040 | SPP_N_2_SPP_S | SPP_N | SPP_S | Internal | Summer | B3 | 75 | 4000 | 0 | 284.35 | 277.14 | 0.01 | 0
2040 | SPP_N_2_SPP_S | SPP_N | SPP_S | Internal | Summer | B4 | 100 | 4000 | 739.66 | 189.27 | 189.29 | 0.01 | 0
2040 | SPP_N_2_SPP_S | SPP_N | SPP_S | Internal | Summer | B5 | 200 | 4000 | 1121.28 | 187.21 | 187.22 | 0.01 | 0
2040 | SPP_N_2_SPP_S | SPP_N | SPP_S | Internal | Summer | B6 | 300 | 4000 | 1434.59 | 180.69 | 180.71 | 0.01 | 0
2040 | SPP_N_2_SPP_S | SPP_N | SPP_S | Internal | Summer | B7 | 400 | 4000 | 4000 | 163.2 | 180.29 | 0.01 | 17.08
2040 | SPP_N_2_SPP_S | SPP_N | SPP_S | Internal | Summer | B8 | 500 | 4000 | 3005.33 | 155.86 | 155.87 | 0.01 | 0
2040 | SPP_N_2_SPP_S | SPP_N | SPP_S | Internal | Summer | B9 | 800 | 4000 | 1999.68 | 154.73 | 154.74 | 0.01 | 0
2040 | SPP_N_2_SPP_S | SPP_N | SPP_S | Internal | Summer | B10 | 1262 | 4000 | 3072.58 | 73.5 | 73.51 | 0.01 | 0
2040 | SPP_N_2_SPP_S | SPP_N | SPP_S | Internal | Winter | B16 | 25 | 4000 | 4000 | 152.27 | 154.46 | 0.01 | 2.18
2040 | SPP_N_2_SPP_S | SPP_N | SPP_S | Internal | Winter | B17 | 100 | 4000 | 3612.95 | 95.13 | 95.15 | 0.01 | 0
2040 | SPP_N_2_SPP_S | SPP_N | SPP_S | Internal | Winter | B18 | 400 | 4000 | 2384.3 | 118.57 | 118.59 | 0.01 | 0
2040 | SPP_N_2_SPP_S | SPP_N | SPP_S | Internal | Winter | B19 | 700 | 4000 | 770.24 | 99.24 | 99.25 | 0.01 | 0
2040 | SPP_N_2_SPP_S | SPP_N | SPP_S | Internal | Winter | B20 | 935 | 4000 | 0 | 73.5 | 73.5 | 0.01 | 0
2040 | SPP_S_2_ENT | SPP_S | ENT | Internal | Shoulder | B11 | 25 | 850 | 0 | 157.44 | 161.9 | 5 | 0
2040 | SPP_S_2_ENT | SPP_S | ENT | Internal | Shoulder | B12 | 200 | 850 | 0 | 156.45 | 156.63 | 5 | 0
2040 | SPP_S_2_ENT | SPP_S | ENT | Internal | Shoulder | B13 | 600 | 850 | 0 | 116.47 | 121.46 | 5 | 0
2040 | SPP_S_2_ENT | SPP_S | ENT | Internal | Shoulder | B14 | 900 | 850 | 850 | 81.67 | 103.46 | 5 | 16.79
2040 | SPP_S_2_ENT | SPP_S | ENT | Internal | Shoulder | B15 | 1203 | 850 | 0 | 73.5 | 76.36 | 5 | 0
2040 | SPP_S_2_ENT | SPP_S | ENT | Internal | Summer | B1 | 10 | 850 | 850 | 180.71 | 290.98 | 5 | 105.28
2040 | SPP_S_2_ENT | SPP_S | ENT | Internal | Summer | B2 | 25 | 850 | 850 | 263.88 | 288.81 | 5 | 19.93
2040 | SPP_S_2_ENT | SPP_S | ENT | Internal | Summer | B3 | 75 | 850 | 850 | 277.14 | 288.81 | 5 | 6.67
2040 | SPP_S_2_ENT | SPP_S | ENT | Internal | Summer | B4 | 100 | 850 | 0 | 189.29 | 186.95 | 5 | 0
2040 | SPP_S_2_ENT | SPP_S | ENT | Internal | Summer | B5 | 200 | 850 | 0 | 187.22 | 180.56 | 5 | 0
2040 | SPP_S_2_ENT | SPP_S | ENT | Internal | Summer | B6 | 300 | 850 | 0 | 180.71 | 172.71 | 5 | 0
2040 | SPP_S_2_ENT | SPP_S | ENT | Internal | Summer | B7 | 400 | 850 | 0 | 180.29 | 161.29 | 5 | 0
2040 | SPP_S_2_ENT | SPP_S | ENT | Internal | Summer | B8 | 500 | 850 | 0 | 155.87 | 154.98 | 5 | 0
2040 | SPP_S_2_ENT | SPP_S | ENT | Internal | Summer | B9 | 800 | 850 | 0 | 154.74 | 154.98 | 5 | 0
2040 | SPP_S_2_ENT | SPP_S | ENT | Internal | Summer | B10 | 1262 | 850 | 0 | 73.51 | 73.5 | 5 | 0
2040 | SPP_S_2_ENT | SPP_S | ENT | Internal | Winter | B16 | 25 | 850 | 850 | 154.46 | 160.17 | 5 | 0.71
2040 | SPP_S_2_ENT | SPP_S | ENT | Internal | Winter | B17 | 100 | 850 | 850 | 95.15 | 160.17 | 5 | 60.03
2040 | SPP_S_2_ENT | SPP_S | ENT | Internal | Winter | B18 | 400 | 850 | 0 | 118.59 | 123.57 | 5 | 0
2040 | SPP_S_2_ENT | SPP_S | ENT | Internal | Winter | B19 | 700 | 850 | 850 | 99.25 | 104.96 | 5 | 0.7
2040 | SPP_S_2_ENT | SPP_S | ENT | Internal | Winter | B20 | 935 | 850 | 28.44 | 73.5 | 78.5 | 5 | 0
2040 | SPP_S_2_SPP_N | SPP_S | SPP_N | Internal | Shoulder | B11 | 25 | 640 | 0.01 | 157.44 | 157.43 | 0.01 | 0
2040 | SPP_S_2_SPP_N | SPP_S | SPP_N | Internal | Shoulder | B12 | 200 | 640 | 0 | 156.45 | 156.44 | 0.01 | 0
2040 | SPP_S_2_SPP_N | SPP_S | SPP_N | Internal | Shoulder | B13 | 600 | 640 | 0 | 116.47 | 116.46 | 0.01 | 0
2040 | SPP_S_2_SPP_N | SPP_S | SPP_N | Internal | Shoulder | B14 | 900 | 640 | 0 | 81.67 | 81.66 | 0.01 | 0
2040 | SPP_S_2_SPP_N | SPP_S | SPP_N | Internal | Shoulder | B15 | 1203 | 640 | 0 | 73.5 | 73.48 | 0.01 | 0
2040 | SPP_S_2_SPP_N | SPP_S | SPP_N | Internal | Summer | B1 | 10 | 640 | 640 | 180.71 | 279.23 | 0.01 | 98.51
2040 | SPP_S_2_SPP_N | SPP_S | SPP_N | Internal | Summer | B2 | 25 | 640 | 640 | 263.88 | 283.81 | 0.01 | 19.92
2040 | SPP_S_2_SPP_N | SPP_S | SPP_N | Internal | Summer | B3 | 75 | 640 | 640 | 277.14 | 284.35 | 0.01 | 7.19
2040 | SPP_S_2_SPP_N | SPP_S | SPP_N | Internal | Summer | B4 | 100 | 640 | 0 | 189.29 | 189.27 | 0.01 | 0
2040 | SPP_S_2_SPP_N | SPP_S | SPP_N | Internal | Summer | B5 | 200 | 640 | 0 | 187.22 | 187.21 | 0.01 | 0
2040 | SPP_S_2_SPP_N | SPP_S | SPP_N | Internal | Summer | B6 | 300 | 640 | 0 | 180.71 | 180.69 | 0.01 | 0
2040 | SPP_S_2_SPP_N | SPP_S | SPP_N | Internal | Summer | B7 | 400 | 640 | 0 | 180.29 | 163.2 | 0.01 | 0
2040 | SPP_S_2_SPP_N | SPP_S | SPP_N | Internal | Summer | B8 | 500 | 640 | 0 | 155.87 | 155.86 | 0.01 | 0
2040 | SPP_S_2_SPP_N | SPP_S | SPP_N | Internal | Summer | B9 | 800 | 640 | 0 | 154.74 | 154.73 | 0.01 | 0
2040 | SPP_S_2_SPP_N | SPP_S | SPP_N | Internal | Summer | B10 | 1262 | 640 | 0 | 73.51 | 73.5 | 0.01 | 0
2040 | SPP_S_2_SPP_N | SPP_S | SPP_N | Internal | Winter | B16 | 25 | 640 | 0 | 154.46 | 152.27 | 0.01 | 0
2040 | SPP_S_2_SPP_N | SPP_S | SPP_N | Internal | Winter | B17 | 100 | 640 | 0 | 95.15 | 95.13 | 0.01 | 0
2040 | SPP_S_2_SPP_N | SPP_S | SPP_N | Internal | Winter | B18 | 400 | 640 | 0 | 118.59 | 118.57 | 0.01 | 0
2040 | SPP_S_2_SPP_N | SPP_S | SPP_N | Internal | Winter | B19 | 700 | 640 | 0 | 99.25 | 99.24 | 0.01 | 0
2040 | SPP_S_2_SPP_N | SPP_S | SPP_N | Internal | Winter | B20 | 935 | 640 | 0 | 73.5 | 73.5 | 0.01 | 0
2040 | TVA_2_ENT | TVA | ENT | Internal | Shoulder | B11 | 25 | 500 | 0 | 157.81 | 161.9 | 9 | 0
2040 | TVA_2_ENT | TVA | ENT | Internal | Shoulder | B12 | 200 | 500 | 429.75 | 147.63 | 156.63 | 9 | 0
2040 | TVA_2_ENT | TVA | ENT | Internal | Shoulder | B13 | 600 | 500 | 500 | 111.47 | 121.46 | 9 | 0.99
2040 | TVA_2_ENT | TVA | ENT | Internal | Shoulder | B14 | 900 | 500 | 0 | 111.47 | 103.46 | 9 | 0
2040 | TVA_2_ENT | TVA | ENT | Internal | Shoulder | B15 | 1203 | 500 | 0 | 80.51 | 76.36 | 9 | 0
2040 | TVA_2_ENT | TVA | ENT | Internal | Summer | B1 | 10 | 500 | 0 | 292.24 | 290.98 | 9 | 0
2040 | TVA_2_ENT | TVA | ENT | Internal | Summer | B2 | 25 | 500 | 0 | 291.03 | 288.81 | 9 | 0
2040 | TVA_2_ENT | TVA | ENT | Internal | Summer | B3 | 75 | 500 | 0 | 289.82 | 288.81 | 9 | 0
2040 | TVA_2_ENT | TVA | ENT | Internal | Summer | B4 | 100 | 500 | 0 | 177.97 | 186.95 | 9 | 0
2040 | TVA_2_ENT | TVA | ENT | Internal | Summer | B5 | 200 | 500 | 500 | 169.71 | 180.56 | 9 | 1.86
2040 | TVA_2_ENT | TVA | ENT | Internal | Summer | B6 | 300 | 500 | 500 | 156.48 | 172.71 | 9 | 7.23
2040 | TVA_2_ENT | TVA | ENT | Internal | Summer | B7 | 400 | 500 | 500 | 149.19 | 161.29 | 9 | 3.1
2040 | TVA_2_ENT | TVA | ENT | Internal | Summer | B8 | 500 | 500 | 0 | 149.19 | 154.98 | 9 | 0
2040 | TVA_2_ENT | TVA | ENT | Internal | Summer | B9 | 800 | 500 | 0 | 149.19 | 154.98 | 9 | 0
2040 | TVA_2_ENT | TVA | ENT | Internal | Summer | B10 | 1262 | 500 | 0 | 73.5 | 73.5 | 9 | 0
2040 | TVA_2_ENT | TVA | ENT | Internal | Winter | B16 | 25 | 500 | 0 | 160.79 | 160.17 | 9 | 0
2040 | TVA_2_ENT | TVA | ENT | Internal | Winter | B17 | 100 | 500 | 0 | 160.79 | 160.17 | 9 | 0
2040 | TVA_2_ENT | TVA | ENT | Internal | Winter | B18 | 400 | 500 | 500 | 111.62 | 123.57 | 9 | 2.95
2040 | TVA_2_ENT | TVA | ENT | Internal | Winter | B19 | 700 | 500 | 0 | 111.62 | 104.96 | 9 | 0
2040 | TVA_2_ENT | TVA | ENT | Internal | Winter | B20 | 935 | 500 | 0 | 81.94 | 78.5 | 9 | 0
2040 | TVA_2_MISO_MO-IL | TVA | MISO_MO-IL | Internal | Shoulder | B11 | 25 | 50 | 0 | 157.81 | 153.9 | 9 | 0
2040 | TVA_2_MISO_MO-IL | TVA | MISO_MO-IL | Internal | Shoulder | B12 | 200 | 50 | 0 | 147.63 | 153.87 | 9 | 0
2040 | TVA_2_MISO_MO-IL | TVA | MISO_MO-IL | Internal | Shoulder | B13 | 600 | 50 | 50 | 111.47 | 121.46 | 9 | 0.99
2040 | TVA_2_MISO_MO-IL | TVA | MISO_MO-IL | Internal | Shoulder | B14 | 900 | 50 | 0 | 111.47 | 111.46 | 9 | 0
2040 | TVA_2_MISO_MO-IL | TVA | MISO_MO-IL | Internal | Shoulder | B15 | 1203 | 50 | 0 | 80.51 | 74.28 | 9 | 0
2040 | TVA_2_MISO_MO-IL | TVA | MISO_MO-IL | Internal | Summer | B1 | 10 | 50 | 0 | 292.24 | 284.23 | 9 | 0
2040 | TVA_2_MISO_MO-IL | TVA | MISO_MO-IL | Internal | Summer | B2 | 25 | 50 | 0 | 291.03 | 283.81 | 9 | 0
2040 | TVA_2_MISO_MO-IL | TVA | MISO_MO-IL | Internal | Summer | B3 | 75 | 50 | 0 | 289.82 | 284.23 | 9 | 0
2040 | TVA_2_MISO_MO-IL | TVA | MISO_MO-IL | Internal | Summer | B4 | 100 | 50 | 0 | 177.97 | 186.95 | 9 | 0
2040 | TVA_2_MISO_MO-IL | TVA | MISO_MO-IL | Internal | Summer | B5 | 200 | 50 | 50 | 169.71 | 181.13 | 9 | 2.42
2040 | TVA_2_MISO_MO-IL | TVA | MISO_MO-IL | Internal | Summer | B6 | 300 | 50 | 50 | 156.48 | 172.96 | 9 | 7.48
2040 | TVA_2_MISO_MO-IL | TVA | MISO_MO-IL | Internal | Summer | B7 | 400 | 50 | 0 | 149.19 | 156.19 | 9 | 0
2040 | TVA_2_MISO_MO-IL | TVA | MISO_MO-IL | Internal | Summer | B8 | 500 | 50 | 0 | 149.19 | 152.3 | 9 | 0
2040 | TVA_2_MISO_MO-IL | TVA | MISO_MO-IL | Internal | Summer | B9 | 800 | 50 | 0 | 149.19 | 152.28 | 9 | 0
2040 | TVA_2_MISO_MO-IL | TVA | MISO_MO-IL | Internal | Summer | B10 | 1262 | 50 | 0 | 73.5 | 78.5 | 9 | 0
2040 | TVA_2_MISO_MO-IL | TVA | MISO_MO-IL | Internal | Winter | B16 | 25 | 50 | 0 | 160.79 | 157.27 | 9 | 0
2040 | TVA_2_MISO_MO-IL | TVA | MISO_MO-IL | Internal | Winter | B17 | 100 | 50 | 0 | 160.79 | 155.78 | 9 | 0
2040 | TVA_2_MISO_MO-IL | TVA | MISO_MO-IL | Internal | Winter | B18 | 400 | 50 | 50 | 111.62 | 123.57 | 9 | 2.95
2040 | TVA_2_MISO_MO-IL | TVA | MISO_MO-IL | Internal | Winter | B19 | 700 | 50 | 0 | 111.62 | 112.96 | 9 | 0
2040 | TVA_2_MISO_MO-IL | TVA | MISO_MO-IL | Internal | Winter | B20 | 935 | 50 | 0 | 81.94 | 76.17 | 9 | 0
2040 | TVA_2_NonRTO_Midwest | TVA | NonRTO_Midwest | Internal | Shoulder | B11 | 25 | 100 | 0 | 157.81 | 157.66 | 9 | 0
2040 | TVA_2_NonRTO_Midwest | TVA | NonRTO_Midwest | Internal | Shoulder | B12 | 200 | 100 | 100 | 147.63 | 157.66 | 9 | 1.03
2040 | TVA_2_NonRTO_Midwest | TVA | NonRTO_Midwest | Internal | Shoulder | B13 | 600 | 100 | 100 | 111.47 | 121.16 | 9 | 0.69
2040 | TVA_2_NonRTO_Midwest | TVA | NonRTO_Midwest | Internal | Shoulder | B14 | 900 | 100 | 0 | 111.47 | 120.46 | 9 | 0
2040 | TVA_2_NonRTO_Midwest | TVA | NonRTO_Midwest | Internal | Shoulder | B15 | 1203 | 100 | 0 | 80.51 | 73.5 | 9 | 0
2040 | TVA_2_NonRTO_Midwest | TVA | NonRTO_Midwest | Internal | Summer | B1 | 10 | 100 | 0 | 292.24 | 292.22 | 9 | 0
2040 | TVA_2_NonRTO_Midwest | TVA | NonRTO_Midwest | Internal | Summer | B2 | 25 | 100 | 0 | 291.03 | 283.01 | 9 | 0
2040 | TVA_2_NonRTO_Midwest | TVA | NonRTO_Midwest | Internal | Summer | B3 | 75 | 100 | 0 | 289.82 | 281.81 | 9 | 0
2040 | TVA_2_NonRTO_Midwest | TVA | NonRTO_Midwest | Internal | Summer | B4 | 100 | 100 | 0 | 177.97 | 169.95 | 9 | 0
2040 | TVA_2_NonRTO_Midwest | TVA | NonRTO_Midwest | Internal | Summer | B5 | 200 | 100 | 0 | 169.71 | 164.13 | 9 | 0
2040 | TVA_2_NonRTO_Midwest | TVA | NonRTO_Midwest | Internal | Summer | B6 | 300 | 100 | 0 | 156.48 | 156.1 | 9 | 0
2040 | TVA_2_NonRTO_Midwest | TVA | NonRTO_Midwest | Internal | Summer | B7 | 400 | 100 | 0 | 149.19 | 144.29 | 9 | 0
2040 | TVA_2_NonRTO_Midwest | TVA | NonRTO_Midwest | Internal | Summer | B8 | 500 | 100 | 0 | 149.19 | 144.29 | 9 | 0
2040 | TVA_2_NonRTO_Midwest | TVA | NonRTO_Midwest | Internal | Summer | B9 | 800 | 100 | 0 | 149.19 | 144.29 | 9 | 0
2040 | TVA_2_NonRTO_Midwest | TVA | NonRTO_Midwest | Internal | Summer | B10 | 1262 | 100 | 0 | 73.5 | 73.5 | 9 | 0
2040 | TVA_2_NonRTO_Midwest | TVA | NonRTO_Midwest | Internal | Winter | B16 | 25 | 100 | 0 | 160.79 | 165.18 | 9 | 0
2040 | TVA_2_NonRTO_Midwest | TVA | NonRTO_Midwest | Internal | Winter | B17 | 100 | 100 | 0 | 160.79 | 161.53 | 9 | 0
2040 | TVA_2_NonRTO_Midwest | TVA | NonRTO_Midwest | Internal | Winter | B18 | 400 | 100 | 100 | 111.62 | 125.57 | 9 | 4.95
2040 | TVA_2_NonRTO_Midwest | TVA | NonRTO_Midwest | Internal | Winter | B19 | 700 | 100 | 100 | 111.62 | 121.96 | 9 | 1.34
2040 | TVA_2_NonRTO_Midwest | TVA | NonRTO_Midwest | Internal | Winter | B20 | 935 | 100 | 0 | 81.94 | 73.92 | 9 | 0
2040 | TVA_2_PJM_ROR | TVA | PJM_ROR | Internal | Shoulder | B11 | 25 | 500 | 0 | 157.81 | 151.88 | 9 | 0
2040 | TVA_2_PJM_ROR | TVA | PJM_ROR | Internal | Shoulder | B12 | 200 | 500 | 0 | 147.63 | 151.88 | 9 | 0
2040 | TVA_2_PJM_ROR | TVA | PJM_ROR | Internal | Shoulder | B13 | 600 | 500 | 215.7 | 111.47 | 120.47 | 9 | 0
2040 | TVA_2_PJM_ROR | TVA | PJM_ROR | Internal | Shoulder | B14 | 900 | 500 | 0 | 111.47 | 119.04 | 9 | 0
2040 | TVA_2_PJM_ROR | TVA | PJM_ROR | Internal | Shoulder | B15 | 1203 | 500 | 0 | 80.51 | 74.5 | 9 | 0
2040 | TVA_2_PJM_ROR | TVA | PJM_ROR | Internal | Summer | B1 | 10 | 500 | 0 | 292.24 | 285.01 | 9 | 0
2040 | TVA_2_PJM_ROR | TVA | PJM_ROR | Internal | Summer | B2 | 25 | 500 | 0 | 291.03 | 285.01 | 9 | 0
2040 | TVA_2_PJM_ROR | TVA | PJM_ROR | Internal | Summer | B3 | 75 | 500 | 0 | 289.82 | 283.81 | 9 | 0
2040 | TVA_2_PJM_ROR | TVA | PJM_ROR | Internal | Summer | B4 | 100 | 500 | 0 | 177.97 | 182.84 | 9 | 0
2040 | TVA_2_PJM_ROR | TVA | PJM_ROR | Internal | Summer | B5 | 200 | 500 | 390.39 | 169.71 | 178.71 | 9 | 0
2040 | TVA_2_PJM_ROR | TVA | PJM_ROR | Internal | Summer | B6 | 300 | 500 | 500 | 156.48 | 170.96 | 9 | 5.48
2040 | TVA_2_PJM_ROR | TVA | PJM_ROR | Internal | Summer | B7 | 400 | 500 | 132.12 | 149.19 | 158.19 | 9 | 0
2040 | TVA_2_PJM_ROR | TVA | PJM_ROR | Internal | Summer | B8 | 500 | 500 | 0 | 149.19 | 154.3 | 9 | 0
2040 | TVA_2_PJM_ROR | TVA | PJM_ROR | Internal | Summer | B9 | 800 | 500 | 0 | 149.19 | 152.06 | 9 | 0
2040 | TVA_2_PJM_ROR | TVA | PJM_ROR | Internal | Summer | B10 | 1262 | 500 | 0 | 73.5 | 80.5 | 9 | 0
2040 | TVA_2_PJM_ROR | TVA | PJM_ROR | Internal | Winter | B16 | 25 | 500 | 0 | 160.79 | 157.78 | 9 | 0
2040 | TVA_2_PJM_ROR | TVA | PJM_ROR | Internal | Winter | B17 | 100 | 500 | 0 | 160.79 | 157.78 | 9 | 0
2040 | TVA_2_PJM_ROR | TVA | PJM_ROR | Internal | Winter | B18 | 400 | 500 | 500 | 111.62 | 125.57 | 9 | 4.95
2040 | TVA_2_PJM_ROR | TVA | PJM_ROR | Internal | Winter | B19 | 700 | 500 | 0 | 111.62 | 118.2 | 9 | 0
2040 | TVA_2_PJM_ROR | TVA | PJM_ROR | Internal | Winter | B20 | 935 | 500 | 0 | 81.94 | 75.92 | 9 | 0
2040 | TVA_2_SOCO | TVA | SOCO | Internal | Shoulder | B11 | 25 | 500 | 0 | 157.81 | 166.21 | 9 | 0
2040 | TVA_2_SOCO | TVA | SOCO | Internal | Shoulder | B12 | 200 | 500 | 0 | 147.63 | 151.88 | 9 | 0
2040 | TVA_2_SOCO | TVA | SOCO | Internal | Shoulder | B13 | 600 | 500 | 0 | 111.47 | 111.46 | 9 | 0
2040 | TVA_2_SOCO | TVA | SOCO | Internal | Shoulder | B14 | 900 | 500 | 0 | 111.47 | 111.46 | 9 | 0
2040 | TVA_2_SOCO | TVA | SOCO | Internal | Shoulder | B15 | 1203 | 500 | 0 | 80.51 | 73.5 | 9 | 0
2040 | TVA_2_SOCO | TVA | SOCO | Internal | Summer | B1 | 10 | 500 | 0 | 292.24 | 298.98 | 9 | 0
2040 | TVA_2_SOCO | TVA | SOCO | Internal | Summer | B2 | 25 | 500 | 0 | 291.03 | 296.81 | 9 | 0
2040 | TVA_2_SOCO | TVA | SOCO | Internal | Summer | B3 | 75 | 500 | 0 | 289.82 | 296.81 | 9 | 0
2040 | TVA_2_SOCO | TVA | SOCO | Internal | Summer | B4 | 100 | 500 | 0 | 177.97 | 184.57 | 9 | 0
2040 | TVA_2_SOCO | TVA | SOCO | Internal | Summer | B5 | 200 | 500 | 384.41 | 169.71 | 178.71 | 9 | 0
2040 | TVA_2_SOCO | TVA | SOCO | Internal | Summer | B6 | 300 | 500 | 0 | 156.48 | 163.96 | 9 | 0
2040 | TVA_2_SOCO | TVA | SOCO | Internal | Summer | B7 | 400 | 500 | 0 | 149.19 | 157.34 | 9 | 0
2040 | TVA_2_SOCO | TVA | SOCO | Internal | Summer | B8 | 500 | 500 | 0 | 149.19 | 157.34 | 9 | 0
2040 | TVA_2_SOCO | TVA | SOCO | Internal | Summer | B9 | 800 | 500 | 0 | 149.19 | 151.9 | 9 | 0
2040 | TVA_2_SOCO | TVA | SOCO | Internal | Summer | B10 | 1262 | 500 | 0 | 73.5 | 72.11 | 9 | 0
2040 | TVA_2_SOCO | TVA | SOCO | Internal | Winter | B16 | 25 | 500 | 500 | 160.79 | 171.55 | 9 | 1.76
2040 | TVA_2_SOCO | TVA | SOCO | Internal | Winter | B17 | 100 | 500 | 0 | 160.79 | 161.97 | 9 | 0
2040 | TVA_2_SOCO | TVA | SOCO | Internal | Winter | B18 | 400 | 500 | 0 | 111.62 | 113.57 | 9 | 0
2040 | TVA_2_SOCO | TVA | SOCO | Internal | Winter | B19 | 700 | 500 | 0 | 111.62 | 112.96 | 9 | 0
2040 | TVA_2_SOCO | TVA | SOCO | Internal | Winter | B20 | 935 | 500 | 0 | 81.94 | 73.85 | 9 | 0
2040 | TVA_2_VACAR | TVA | VACAR | Internal | Shoulder | B11 | 25 | 150 | 0 | 157.81 | 159.21 | 9 | 0
2040 | TVA_2_VACAR | TVA | VACAR | Internal | Shoulder | B12 | 200 | 150 | 0 | 147.63 | 144.88 | 9 | 0
2040 | TVA_2_VACAR | TVA | VACAR | Internal | Shoulder | B13 | 600 | 150 | 0 | 111.47 | 104.46 | 9 | 0
2040 | TVA_2_VACAR | TVA | VACAR | Internal | Shoulder | B14 | 900 | 150 | 0 | 111.47 | 104.46 | 9 | 0
2040 | TVA_2_VACAR | TVA | VACAR | Internal | Shoulder | B15 | 1203 | 150 | 0 | 80.51 | 73.5 | 9 | 0
2040 | TVA_2_VACAR | TVA | VACAR | Internal | Summer | B1 | 10 | 150 | 0 | 292.24 | 291.98 | 9 | 0
2040 | TVA_2_VACAR | TVA | VACAR | Internal | Summer | B2 | 25 | 150 | 0 | 291.03 | 291.98 | 9 | 0
2040 | TVA_2_VACAR | TVA | VACAR | Internal | Summer | B3 | 75 | 150 | 0 | 289.82 | 289.81 | 9 | 0
2040 | TVA_2_VACAR | TVA | VACAR | Internal | Summer | B4 | 100 | 150 | 0 | 177.97 | 170.95 | 9 | 0
2040 | TVA_2_VACAR | TVA | VACAR | Internal | Summer | B5 | 200 | 150 | 0 | 169.71 | 171.71 | 9 | 0
2040 | TVA_2_VACAR | TVA | VACAR | Internal | Summer | B6 | 300 | 150 | 0 | 156.48 | 156.96 | 9 | 0
2040 | TVA_2_VACAR | TVA | VACAR | Internal | Summer | B7 | 400 | 150 | 0 | 149.19 | 156.96 | 9 | 0
2040 | TVA_2_VACAR | TVA | VACAR | Internal | Summer | B8 | 500 | 150 | 0 | 149.19 | 156.96 | 9 | 0
2040 | TVA_2_VACAR | TVA | VACAR | Internal | Summer | B9 | 800 | 150 | 0 | 149.19 | 156.96 | 9 | 0
2040 | TVA_2_VACAR | TVA | VACAR | Internal | Summer | B10 | 1262 | 150 | 0 | 73.5 | 73.5 | 9 | 0
2040 | TVA_2_VACAR | TVA | VACAR | Internal | Winter | B16 | 25 | 150 | 0 | 160.79 | 164.55 | 9 | 0
2040 | TVA_2_VACAR | TVA | VACAR | Internal | Winter | B17 | 100 | 150 | 0 | 160.79 | 154.97 | 9 | 0
2040 | TVA_2_VACAR | TVA | VACAR | Internal | Winter | B18 | 400 | 150 | 0 | 111.62 | 106.57 | 9 | 0
2040 | TVA_2_VACAR | TVA | VACAR | Internal | Winter | B19 | 700 | 150 | 0 | 111.62 | 105.96 | 9 | 0
2040 | TVA_2_VACAR | TVA | VACAR | Internal | Winter | B20 | 935 | 150 | 0 | 81.94 | 73.5 | 9 | 0
2040 | TVA_Transmission_2_ENT | TVA_Transmission | ENT | Internal | Shoulder | B11 | 25 | 3000 | 0 | 157.84 | 161.9 | 9 | 0
2040 | TVA_Transmission_2_ENT | TVA_Transmission | ENT | Internal | Shoulder | B12 | 200 | 3000 | 0 | 150.9 | 156.63 | 9 | 0
2040 | TVA_Transmission_2_ENT | TVA_Transmission | ENT | Internal | Shoulder | B13 | 600 | 3000 | 190.65 | 112.46 | 121.46 | 9 | 0
2040 | TVA_Transmission_2_ENT | TVA_Transmission | ENT | Internal | Shoulder | B14 | 900 | 3000 | 0 | 111.46 | 103.46 | 9 | 0
2040 | TVA_Transmission_2_ENT | TVA_Transmission | ENT | Internal | Shoulder | B15 | 1203 | 3000 | 0 | 80.5 | 76.36 | 9 | 0
2040 | TVA_Transmission_2_ENT | TVA_Transmission | ENT | Internal | Summer | B1 | 10 | 3000 | 0 | 292.23 | 290.98 | 9 | 0
2040 | TVA_Transmission_2_ENT | TVA_Transmission | ENT | Internal | Summer | B2 | 25 | 3000 | 0 | 291.01 | 288.81 | 9 | 0
2040 | TVA_Transmission_2_ENT | TVA_Transmission | ENT | Internal | Summer | B3 | 75 | 3000 | 0 | 289.81 | 288.81 | 9 | 0
2040 | TVA_Transmission_2_ENT | TVA_Transmission | ENT | Internal | Summer | B4 | 100 | 3000 | 524.19 | 177.95 | 186.95 | 9 | 0
2040 | TVA_Transmission_2_ENT | TVA_Transmission | ENT | Internal | Summer | B5 | 200 | 3000 | 0 | 172.13 | 180.56 | 9 | 0
2040 | TVA_Transmission_2_ENT | TVA_Transmission | ENT | Internal | Summer | B6 | 300 | 3000 | 0 | 163.96 | 172.71 | 9 | 0
2040 | TVA_Transmission_2_ENT | TVA_Transmission | ENT | Internal | Summer | B7 | 400 | 3000 | 0.09 | 152.29 | 161.29 | 9 | 0
2040 | TVA_Transmission_2_ENT | TVA_Transmission | ENT | Internal | Summer | B8 | 500 | 3000 | 0 | 151.48 | 154.98 | 9 | 0
2040 | TVA_Transmission_2_ENT | TVA_Transmission | ENT | Internal | Summer | B9 | 800 | 3000 | 0 | 151.26 | 154.98 | 9 | 0
2040 | TVA_Transmission_2_ENT | TVA_Transmission | ENT | Internal | Summer | B10 | 1262 | 3000 | 0 | 75.87 | 73.5 | 9 | 0
2040 | TVA_Transmission_2_ENT | TVA_Transmission | ENT | Internal | Winter | B16 | 25 | 3000 | 0 | 163.16 | 160.17 | 9 | 0
2040 | TVA_Transmission_2_ENT | TVA_Transmission | ENT | Internal | Winter | B17 | 100 | 3000 | 0 | 161.28 | 160.17 | 9 | 0
2040 | TVA_Transmission_2_ENT | TVA_Transmission | ENT | Internal | Winter | B18 | 400 | 3000 | 0 | 116.57 | 123.57 | 9 | 0
2040 | TVA_Transmission_2_ENT | TVA_Transmission | ENT | Internal | Winter | B19 | 700 | 3000 | 0 | 112.96 | 104.96 | 9 | 0
2040 | TVA_Transmission_2_ENT | TVA_Transmission | ENT | Internal | Winter | B20 | 935 | 3000 | 0 | 81.92 | 78.5 | 9 | 0
2040 | TVA_Transmission_2_MISO_MO-IL | TVA_Transmission | MISO_MO-IL | Internal | Shoulder | B11 | 25 | 4000 | 0 | 157.84 | 153.9 | 9 | 0
2040 | TVA_Transmission_2_MISO_MO-IL | TVA_Transmission | MISO_MO-IL | Internal | Shoulder | B12 | 200 | 4000 | 0 | 150.9 | 153.87 | 9 | 0
2040 | TVA_Transmission_2_MISO_MO-IL | TVA_Transmission | MISO_MO-IL | Internal | Shoulder | B13 | 600 | 4000 | 709.35 | 112.46 | 121.46 | 9 | 0
2040 | TVA_Transmission_2_MISO_MO-IL | TVA_Transmission | MISO_MO-IL | Internal | Shoulder | B14 | 900 | 4000 | 0 | 111.46 | 111.46 | 9 | 0
2040 | TVA_Transmission_2_MISO_MO-IL | TVA_Transmission | MISO_MO-IL | Internal | Shoulder | B15 | 1203 | 4000 | 0 | 80.5 | 74.28 | 9 | 0
2040 | TVA_Transmission_2_MISO_MO-IL | TVA_Transmission | MISO_MO-IL | Internal | Summer | B1 | 10 | 4000 | 0 | 292.23 | 284.23 | 9 | 0
2040 | TVA_Transmission_2_MISO_MO-IL | TVA_Transmission | MISO_MO-IL | Internal | Summer | B2 | 25 | 4000 | 0 | 291.01 | 283.81 | 9 | 0
2040 | TVA_Transmission_2_MISO_MO-IL | TVA_Transmission | MISO_MO-IL | Internal | Summer | B3 | 75 | 4000 | 0 | 289.81 | 284.23 | 9 | 0
2040 | TVA_Transmission_2_MISO_MO-IL | TVA_Transmission | MISO_MO-IL | Internal | Summer | B4 | 100 | 4000 | 597.19 | 177.95 | 186.95 | 9 | 0
2040 | TVA_Transmission_2_MISO_MO-IL | TVA_Transmission | MISO_MO-IL | Internal | Summer | B5 | 200 | 4000 | 34.85 | 172.13 | 181.13 | 9 | 0
2040 | TVA_Transmission_2_MISO_MO-IL | TVA_Transmission | MISO_MO-IL | Internal | Summer | B6 | 300 | 4000 | 183.17 | 163.96 | 172.96 | 9 | 0
2040 | TVA_Transmission_2_MISO_MO-IL | TVA_Transmission | MISO_MO-IL | Internal | Summer | B7 | 400 | 4000 | 0 | 152.29 | 156.19 | 9 | 0
2040 | TVA_Transmission_2_MISO_MO-IL | TVA_Transmission | MISO_MO-IL | Internal | Summer | B8 | 500 | 4000 | 0 | 151.48 | 152.3 | 9 | 0
2040 | TVA_Transmission_2_MISO_MO-IL | TVA_Transmission | MISO_MO-IL | Internal | Summer | B9 | 800 | 4000 | 0 | 151.26 | 152.28 | 9 | 0
2040 | TVA_Transmission_2_MISO_MO-IL | TVA_Transmission | MISO_MO-IL | Internal | Summer | B10 | 1262 | 4000 | 0 | 75.87 | 78.5 | 9 | 0
2040 | TVA_Transmission_2_MISO_MO-IL | TVA_Transmission | MISO_MO-IL | Internal | Winter | B16 | 25 | 4000 | 0 | 163.16 | 157.27 | 9 | 0
2040 | TVA_Transmission_2_MISO_MO-IL | TVA_Transmission | MISO_MO-IL | Internal | Winter | B17 | 100 | 4000 | 0 | 161.28 | 155.78 | 9 | 0
2040 | TVA_Transmission_2_MISO_MO-IL | TVA_Transmission | MISO_MO-IL | Internal | Winter | B18 | 400 | 4000 | 0 | 116.57 | 123.57 | 9 | 0
2040 | TVA_Transmission_2_MISO_MO-IL | TVA_Transmission | MISO_MO-IL | Internal | Winter | B19 | 700 | 4000 | 0 | 112.96 | 112.96 | 9 | 0
2040 | TVA_Transmission_2_MISO_MO-IL | TVA_Transmission | MISO_MO-IL | Internal | Winter | B20 | 935 | 4000 | 0 | 81.92 | 76.17 | 9 | 0
2040 | TVA_Transmission_2_NonRTO_Midwest | TVA_Transmission | NonRTO_Midwest | Internal | Shoulder | B11 | 25 | 700 | 0 | 157.84 | 157.66 | 9 | 0
2040 | TVA_Transmission_2_NonRTO_Midwest | TVA_Transmission | NonRTO_Midwest | Internal | Shoulder | B12 | 200 | 700 | 0 | 150.9 | 157.66 | 9 | 0
2040 | TVA_Transmission_2_NonRTO_Midwest | TVA_Transmission | NonRTO_Midwest | Internal | Shoulder | B13 | 600 | 700 | 0 | 112.46 | 121.16 | 9 | 0
2040 | TVA_Transmission_2_NonRTO_Midwest | TVA_Transmission | NonRTO_Midwest | Internal | Shoulder | B14 | 900 | 700 | 78.55 | 111.46 | 120.46 | 9 | 0
2040 | TVA_Transmission_2_NonRTO_Midwest | TVA_Transmission | NonRTO_Midwest | Internal | Shoulder | B15 | 1203 | 700 | 0 | 80.5 | 73.5 | 9 | 0
2040 | TVA_Transmission_2_NonRTO_Midwest | TVA_Transmission | NonRTO_Midwest | Internal | Summer | B1 | 10 | 700 | 0 | 292.23 | 292.22 | 9 | 0
2040 | TVA_Transmission_2_NonRTO_Midwest | TVA_Transmission | NonRTO_Midwest | Internal | Summer | B2 | 25 | 700 | 0 | 291.01 | 283.01 | 9 | 0
2040 | TVA_Transmission_2_NonRTO_Midwest | TVA_Transmission | NonRTO_Midwest | Internal | Summer | B3 | 75 | 700 | 0 | 289.81 | 281.81 | 9 | 0
2040 | TVA_Transmission_2_NonRTO_Midwest | TVA_Transmission | NonRTO_Midwest | Internal | Summer | B4 | 100 | 700 | 0 | 177.95 | 169.95 | 9 | 0
2040 | TVA_Transmission_2_NonRTO_Midwest | TVA_Transmission | NonRTO_Midwest | Internal | Summer | B5 | 200 | 700 | 0 | 172.13 | 164.13 | 9 | 0
2040 | TVA_Transmission_2_NonRTO_Midwest | TVA_Transmission | NonRTO_Midwest | Internal | Summer | B6 | 300 | 700 | 0 | 163.96 | 156.1 | 9 | 0
2040 | TVA_Transmission_2_NonRTO_Midwest | TVA_Transmission | NonRTO_Midwest | Internal | Summer | B7 | 400 | 700 | 0 | 152.29 | 144.29 | 9 | 0
2040 | TVA_Transmission_2_NonRTO_Midwest | TVA_Transmission | NonRTO_Midwest | Internal | Summer | B8 | 500 | 700 | 0 | 151.48 | 144.29 | 9 | 0
2040 | TVA_Transmission_2_NonRTO_Midwest | TVA_Transmission | NonRTO_Midwest | Internal | Summer | B9 | 800 | 700 | 0 | 151.26 | 144.29 | 9 | 0
2040 | TVA_Transmission_2_NonRTO_Midwest | TVA_Transmission | NonRTO_Midwest | Internal | Summer | B10 | 1262 | 700 | 0 | 75.87 | 73.5 | 9 | 0
2040 | TVA_Transmission_2_NonRTO_Midwest | TVA_Transmission | NonRTO_Midwest | Internal | Winter | B16 | 25 | 700 | 0 | 163.16 | 165.18 | 9 | 0
2040 | TVA_Transmission_2_NonRTO_Midwest | TVA_Transmission | NonRTO_Midwest | Internal | Winter | B17 | 100 | 700 | 0 | 161.28 | 161.53 | 9 | 0
2040 | TVA_Transmission_2_NonRTO_Midwest | TVA_Transmission | NonRTO_Midwest | Internal | Winter | B18 | 400 | 700 | 396.57 | 116.57 | 125.57 | 9 | 0
2040 | TVA_Transmission_2_NonRTO_Midwest | TVA_Transmission | NonRTO_Midwest | Internal | Winter | B19 | 700 | 700 | 104.48 | 112.96 | 121.96 | 9 | 0
2040 | TVA_Transmission_2_NonRTO_Midwest | TVA_Transmission | NonRTO_Midwest | Internal | Winter | B20 | 935 | 700 | 0 | 81.92 | 73.92 | 9 | 0
2040 | TVA_Transmission_2_PJM_ROR | TVA_Transmission | PJM_ROR | Internal | Shoulder | B11 | 25 | 2000 | 0 | 157.84 | 151.88 | 9 | 0
2040 | TVA_Transmission_2_PJM_ROR | TVA_Transmission | PJM_ROR | Internal | Shoulder | B12 | 200 | 2000 | 0 | 150.9 | 151.88 | 9 | 0
2040 | TVA_Transmission_2_PJM_ROR | TVA_Transmission | PJM_ROR | Internal | Shoulder | B13 | 600 | 2000 | 0 | 112.46 | 120.47 | 9 | 0
2040 | TVA_Transmission_2_PJM_ROR | TVA_Transmission | PJM_ROR | Internal | Shoulder | B14 | 900 | 2000 | 0 | 111.46 | 119.04 | 9 | 0
2040 | TVA_Transmission_2_PJM_ROR | TVA_Transmission | PJM_ROR | Internal | Shoulder | B15 | 1203 | 2000 | 0 | 80.5 | 74.5 | 9 | 0
2040 | TVA_Transmission_2_PJM_ROR | TVA_Transmission | PJM_ROR | Internal | Summer | B1 | 10 | 2000 | 0 | 292.23 | 285.01 | 9 | 0
2040 | TVA_Transmission_2_PJM_ROR | TVA_Transmission | PJM_ROR | Internal | Summer | B2 | 25 | 2000 | 0 | 291.01 | 285.01 | 9 | 0
2040 | TVA_Transmission_2_PJM_ROR | TVA_Transmission | PJM_ROR | Internal | Summer | B3 | 75 | 2000 | 0 | 289.81 | 283.81 | 9 | 0
2040 | TVA_Transmission_2_PJM_ROR | TVA_Transmission | PJM_ROR | Internal | Summer | B4 | 100 | 2000 | 0 | 177.95 | 182.84 | 9 | 0
2040 | TVA_Transmission_2_PJM_ROR | TVA_Transmission | PJM_ROR | Internal | Summer | B5 | 200 | 2000 | 0 | 172.13 | 178.71 | 9 | 0
2040 | TVA_Transmission_2_PJM_ROR | TVA_Transmission | PJM_ROR | Internal | Summer | B6 | 300 | 2000 | 0 | 163.96 | 170.96 | 9 | 0
2040 | TVA_Transmission_2_PJM_ROR | TVA_Transmission | PJM_ROR | Internal | Summer | B7 | 400 | 2000 | 0 | 152.29 | 158.19 | 9 | 0
2040 | TVA_Transmission_2_PJM_ROR | TVA_Transmission | PJM_ROR | Internal | Summer | B8 | 500 | 2000 | 0 | 151.48 | 154.3 | 9 | 0
2040 | TVA_Transmission_2_PJM_ROR | TVA_Transmission | PJM_ROR | Internal | Summer | B9 | 800 | 2000 | 0 | 151.26 | 152.06 | 9 | 0
2040 | TVA_Transmission_2_PJM_ROR | TVA_Transmission | PJM_ROR | Internal | Summer | B10 | 1262 | 2000 | 0 | 75.87 | 80.5 | 9 | 0
2040 | TVA_Transmission_2_PJM_ROR | TVA_Transmission | PJM_ROR | Internal | Winter | B16 | 25 | 2000 | 0 | 163.16 | 157.78 | 9 | 0
2040 | TVA_Transmission_2_PJM_ROR | TVA_Transmission | PJM_ROR | Internal | Winter | B17 | 100 | 2000 | 0 | 161.28 | 157.78 | 9 | 0
2040 | TVA_Transmission_2_PJM_ROR | TVA_Transmission | PJM_ROR | Internal | Winter | B18 | 400 | 2000 | 503.43 | 116.57 | 125.57 | 9 | 0
2040 | TVA_Transmission_2_PJM_ROR | TVA_Transmission | PJM_ROR | Internal | Winter | B19 | 700 | 2000 | 0 | 112.96 | 118.2 | 9 | 0
2040 | TVA_Transmission_2_PJM_ROR | TVA_Transmission | PJM_ROR | Internal | Winter | B20 | 935 | 2000 | 0 | 81.92 | 75.92 | 9 | 0
2040 | TVA_Transmission_2_SOCO | TVA_Transmission | SOCO | Internal | Shoulder | B11 | 25 | 3200 | 0 | 157.84 | 166.21 | 9 | 0
2040 | TVA_Transmission_2_SOCO | TVA_Transmission | SOCO | Internal | Shoulder | B12 | 200 | 3200 | 0 | 150.9 | 151.88 | 9 | 0
2040 | TVA_Transmission_2_SOCO | TVA_Transmission | SOCO | Internal | Shoulder | B13 | 600 | 3200 | 0 | 112.46 | 111.46 | 9 | 0
2040 | TVA_Transmission_2_SOCO | TVA_Transmission | SOCO | Internal | Shoulder | B14 | 900 | 3200 | 0 | 111.46 | 111.46 | 9 | 0
2040 | TVA_Transmission_2_SOCO | TVA_Transmission | SOCO | Internal | Shoulder | B15 | 1203 | 3200 | 0 | 80.5 | 73.5 | 9 | 0
2040 | TVA_Transmission_2_SOCO | TVA_Transmission | SOCO | Internal | Summer | B1 | 10 | 3200 | 0 | 292.23 | 298.98 | 9 | 0
2040 | TVA_Transmission_2_SOCO | TVA_Transmission | SOCO | Internal | Summer | B2 | 25 | 3200 | 0 | 291.01 | 296.81 | 9 | 0
2040 | TVA_Transmission_2_SOCO | TVA_Transmission | SOCO | Internal | Summer | B3 | 75 | 3200 | 0 | 289.81 | 296.81 | 9 | 0
2040 | TVA_Transmission_2_SOCO | TVA_Transmission | SOCO | Internal | Summer | B4 | 100 | 3200 | 0 | 177.95 | 184.57 | 9 | 0
2040 | TVA_Transmission_2_SOCO | TVA_Transmission | SOCO | Internal | Summer | B5 | 200 | 3200 | 0 | 172.13 | 178.71 | 9 | 0
2040 | TVA_Transmission_2_SOCO | TVA_Transmission | SOCO | Internal | Summer | B6 | 300 | 3200 | 0 | 163.96 | 163.96 | 9 | 0
2040 | TVA_Transmission_2_SOCO | TVA_Transmission | SOCO | Internal | Summer | B7 | 400 | 3200 | 0 | 152.29 | 157.34 | 9 | 0
2040 | TVA_Transmission_2_SOCO | TVA_Transmission | SOCO | Internal | Summer | B8 | 500 | 3200 | 0 | 151.48 | 157.34 | 9 | 0
2040 | TVA_Transmission_2_SOCO | TVA_Transmission | SOCO | Internal | Summer | B9 | 800 | 3200 | 0 | 151.26 | 151.9 | 9 | 0
2040 | TVA_Transmission_2_SOCO | TVA_Transmission | SOCO | Internal | Summer | B10 | 1262 | 3200 | 0 | 75.87 | 72.11 | 9 | 0
2040 | TVA_Transmission_2_SOCO | TVA_Transmission | SOCO | Internal | Winter | B16 | 25 | 3200 | 0 | 163.16 | 171.55 | 9 | 0
2040 | TVA_Transmission_2_SOCO | TVA_Transmission | SOCO | Internal | Winter | B17 | 100 | 3200 | 0 | 161.28 | 161.97 | 9 | 0
2040 | TVA_Transmission_2_SOCO | TVA_Transmission | SOCO | Internal | Winter | B18 | 400 | 3200 | 0 | 116.57 | 113.57 | 9 | 0
2040 | TVA_Transmission_2_SOCO | TVA_Transmission | SOCO | Internal | Winter | B19 | 700 | 3200 | 0 | 112.96 | 112.96 | 9 | 0
2040 | TVA_Transmission_2_SOCO | TVA_Transmission | SOCO | Internal | Winter | B20 | 935 | 3200 | 0 | 81.92 | 73.85 | 9 | 0
2040 | TVA_Transmission_2_TVA | TVA_Transmission | TVA | Internal | Shoulder | B11 | 25 | 99999 | 0 | 157.84 | 157.81 | 0.01 | 0
2040 | TVA_Transmission_2_TVA | TVA_Transmission | TVA | Internal | Shoulder | B12 | 200 | 99999 | 0 | 150.9 | 147.63 | 0.01 | 0
2040 | TVA_Transmission_2_TVA | TVA_Transmission | TVA | Internal | Shoulder | B13 | 600 | 99999 | 0 | 112.46 | 111.47 | 0.01 | 0
2040 | TVA_Transmission_2_TVA | TVA_Transmission | TVA | Internal | Shoulder | B14 | 900 | 99999 | 772.26 | 111.46 | 111.47 | 0.01 | 0
2040 | TVA_Transmission_2_TVA | TVA_Transmission | TVA | Internal | Shoulder | B15 | 1203 | 99999 | 2767.26 | 80.5 | 80.51 | 0.01 | 0
2040 | TVA_Transmission_2_TVA | TVA_Transmission | TVA | Internal | Summer | B1 | 10 | 99999 | 3295.43 | 292.23 | 292.24 | 0.01 | 0
2040 | TVA_Transmission_2_TVA | TVA_Transmission | TVA | Internal | Summer | B2 | 25 | 99999 | 2520.28 | 291.01 | 291.03 | 0.01 | 0
2040 | TVA_Transmission_2_TVA | TVA_Transmission | TVA | Internal | Summer | B3 | 75 | 99999 | 992.26 | 289.81 | 289.82 | 0.01 | 0
2040 | TVA_Transmission_2_TVA | TVA_Transmission | TVA | Internal | Summer | B4 | 100 | 99999 | 287.55 | 177.95 | 177.97 | 0.01 | 0
2040 | TVA_Transmission_2_TVA | TVA_Transmission | TVA | Internal | Summer | B5 | 200 | 99999 | 0 | 172.13 | 169.71 | 0.01 | 0
2040 | TVA_Transmission_2_TVA | TVA_Transmission | TVA | Internal | Summer | B6 | 300 | 99999 | 0 | 163.96 | 156.48 | 0.01 | 0
2040 | TVA_Transmission_2_TVA | TVA_Transmission | TVA | Internal | Summer | B7 | 400 | 99999 | 0 | 152.29 | 149.19 | 0.01 | 0
2040 | TVA_Transmission_2_TVA | TVA_Transmission | TVA | Internal | Summer | B8 | 500 | 99999 | 0 | 151.48 | 149.19 | 0.01 | 0
2040 | TVA_Transmission_2_TVA | TVA_Transmission | TVA | Internal | Summer | B9 | 800 | 99999 | 0 | 151.26 | 149.19 | 0.01 | 0
2040 | TVA_Transmission_2_TVA | TVA_Transmission | TVA | Internal | Summer | B10 | 1262 | 99999 | 0 | 75.87 | 73.5 | 0.01 | 0
2040 | TVA_Transmission_2_TVA | TVA_Transmission | TVA | Internal | Winter | B16 | 25 | 99999 | 0 | 163.16 | 160.79 | 0.01 | 0
2040 | TVA_Transmission_2_TVA | TVA_Transmission | TVA | Internal | Winter | B17 | 100 | 99999 | 0 | 161.28 | 160.79 | 0.01 | 0
2040 | TVA_Transmission_2_TVA | TVA_Transmission | TVA | Internal | Winter | B18 | 400 | 99999 | 0 | 116.57 | 111.62 | 0.01 | 0
2040 | TVA_Transmission_2_TVA | TVA_Transmission | TVA | Internal | Winter | B19 | 700 | 99999 | 0 | 112.96 | 111.62 | 0.01 | 0
2040 | TVA_Transmission_2_TVA | TVA_Transmission | TVA | Internal | Winter | B20 | 935 | 99999 | 1824.93 | 81.92 | 81.94 | 0.01 | 0
2040 | TVA_Transmission_2_VACAR | TVA_Transmission | VACAR | Internal | Shoulder | B11 | 25 | 900 | 0 | 157.84 | 159.21 | 9 | 0
2040 | TVA_Transmission_2_VACAR | TVA_Transmission | VACAR | Internal | Shoulder | B12 | 200 | 900 | 0 | 150.9 | 144.88 | 9 | 0
2040 | TVA_Transmission_2_VACAR | TVA_Transmission | VACAR | Internal | Shoulder | B13 | 600 | 900 | 0 | 112.46 | 104.46 | 9 | 0
2040 | TVA_Transmission_2_VACAR | TVA_Transmission | VACAR | Internal | Shoulder | B14 | 900 | 900 | 0 | 111.46 | 104.46 | 9 | 0
2040 | TVA_Transmission_2_VACAR | TVA_Transmission | VACAR | Internal | Shoulder | B15 | 1203 | 900 | 0 | 80.5 | 73.5 | 9 | 0
2040 | TVA_Transmission_2_VACAR | TVA_Transmission | VACAR | Internal | Summer | B1 | 10 | 900 | 0 | 292.23 | 291.98 | 9 | 0
2040 | TVA_Transmission_2_VACAR | TVA_Transmission | VACAR | Internal | Summer | B2 | 25 | 900 | 0 | 291.01 | 291.98 | 9 | 0
2040 | TVA_Transmission_2_VACAR | TVA_Transmission | VACAR | Internal | Summer | B3 | 75 | 900 | 0 | 289.81 | 289.81 | 9 | 0
2040 | TVA_Transmission_2_VACAR | TVA_Transmission | VACAR | Internal | Summer | B4 | 100 | 900 | 0 | 177.95 | 170.95 | 9 | 0
2040 | TVA_Transmission_2_VACAR | TVA_Transmission | VACAR | Internal | Summer | B5 | 200 | 900 | 0 | 172.13 | 171.71 | 9 | 0
2040 | TVA_Transmission_2_VACAR | TVA_Transmission | VACAR | Internal | Summer | B6 | 300 | 900 | 0 | 163.96 | 156.96 | 9 | 0
2040 | TVA_Transmission_2_VACAR | TVA_Transmission | VACAR | Internal | Summer | B7 | 400 | 900 | 0 | 152.29 | 156.96 | 9 | 0
2040 | TVA_Transmission_2_VACAR | TVA_Transmission | VACAR | Internal | Summer | B8 | 500 | 900 | 0 | 151.48 | 156.96 | 9 | 0
2040 | TVA_Transmission_2_VACAR | TVA_Transmission | VACAR | Internal | Summer | B9 | 800 | 900 | 0 | 151.26 | 156.96 | 9 | 0
2040 | TVA_Transmission_2_VACAR | TVA_Transmission | VACAR | Internal | Summer | B10 | 1262 | 900 | 0 | 75.87 | 73.5 | 9 | 0
2040 | TVA_Transmission_2_VACAR | TVA_Transmission | VACAR | Internal | Winter | B16 | 25 | 900 | 0 | 163.16 | 164.55 | 9 | 0
2040 | TVA_Transmission_2_VACAR | TVA_Transmission | VACAR | Internal | Winter | B17 | 100 | 900 | 0 | 161.28 | 154.97 | 9 | 0
2040 | TVA_Transmission_2_VACAR | TVA_Transmission | VACAR | Internal | Winter | B18 | 400 | 900 | 0 | 116.57 | 106.57 | 9 | 0
2040 | TVA_Transmission_2_VACAR | TVA_Transmission | VACAR | Internal | Winter | B19 | 700 | 900 | 0 | 112.96 | 105.96 | 9 | 0
2040 | TVA_Transmission_2_VACAR | TVA_Transmission | VACAR | Internal | Winter | B20 | 935 | 900 | 0 | 81.92 | 73.5 | 9 | 0
2040 | VACAR_2_PJM_ROR | VACAR | PJM_ROR | Internal | Shoulder | B11 | 25 | 2000 | 0 | 159.21 | 151.88 | 7 | 0
2040 | VACAR_2_PJM_ROR | VACAR | PJM_ROR | Internal | Shoulder | B12 | 200 | 2000 | 1564.32 | 144.88 | 151.88 | 7 | 0
2040 | VACAR_2_PJM_ROR | VACAR | PJM_ROR | Internal | Shoulder | B13 | 600 | 2000 | 2000 | 104.46 | 120.47 | 7 | 9.01
2040 | VACAR_2_PJM_ROR | VACAR | PJM_ROR | Internal | Shoulder | B14 | 900 | 2000 | 2000 | 104.46 | 119.04 | 7 | 7.58
2040 | VACAR_2_PJM_ROR | VACAR | PJM_ROR | Internal | Shoulder | B15 | 1203 | 2000 | 0 | 73.5 | 74.5 | 7 | 0
2040 | VACAR_2_PJM_ROR | VACAR | PJM_ROR | Internal | Summer | B1 | 10 | 2000 | 0 | 291.98 | 285.01 | 7 | 0
2040 | VACAR_2_PJM_ROR | VACAR | PJM_ROR | Internal | Summer | B2 | 25 | 2000 | 0 | 291.98 | 285.01 | 7 | 0
2040 | VACAR_2_PJM_ROR | VACAR | PJM_ROR | Internal | Summer | B3 | 75 | 2000 | 0 | 289.81 | 283.81 | 7 | 0
2040 | VACAR_2_PJM_ROR | VACAR | PJM_ROR | Internal | Summer | B4 | 100 | 2000 | 2000 | 170.95 | 182.84 | 7 | 4.89
2040 | VACAR_2_PJM_ROR | VACAR | PJM_ROR | Internal | Summer | B5 | 200 | 2000 | 1062.04 | 171.71 | 178.71 | 7 | 0
2040 | VACAR_2_PJM_ROR | VACAR | PJM_ROR | Internal | Summer | B6 | 300 | 2000 | 2000 | 156.96 | 170.96 | 7 | 7
2040 | VACAR_2_PJM_ROR | VACAR | PJM_ROR | Internal | Summer | B7 | 400 | 2000 | 0 | 156.96 | 158.19 | 7 | 0
2040 | VACAR_2_PJM_ROR | VACAR | PJM_ROR | Internal | Summer | B8 | 500 | 2000 | 0 | 156.96 | 154.3 | 7 | 0
2040 | VACAR_2_PJM_ROR | VACAR | PJM_ROR | Internal | Summer | B9 | 800 | 2000 | 0 | 156.96 | 152.06 | 7 | 0
2040 | VACAR_2_PJM_ROR | VACAR | PJM_ROR | Internal | Summer | B10 | 1262 | 2000 | 609.49 | 73.5 | 80.5 | 7 | 0
2040 | VACAR_2_PJM_ROR | VACAR | PJM_ROR | Internal | Winter | B16 | 25 | 2000 | 0 | 164.55 | 157.78 | 7 | 0
2040 | VACAR_2_PJM_ROR | VACAR | PJM_ROR | Internal | Winter | B17 | 100 | 2000 | 0 | 154.97 | 157.78 | 7 | 0
2040 | VACAR_2_PJM_ROR | VACAR | PJM_ROR | Internal | Winter | B18 | 400 | 2000 | 2000 | 106.57 | 125.57 | 7 | 12
2040 | VACAR_2_PJM_ROR | VACAR | PJM_ROR | Internal | Winter | B19 | 700 | 2000 | 2000 | 105.96 | 118.2 | 7 | 5.24
2040 | VACAR_2_PJM_ROR | VACAR | PJM_ROR | Internal | Winter | B20 | 935 | 2000 | 0 | 73.5 | 75.92 | 7 | 0
2040 | VACAR_2_SOCO | VACAR | SOCO | Internal | Shoulder | B11 | 25 | 3000 | 1617.89 | 159.21 | 166.21 | 7 | 0
2040 | VACAR_2_SOCO | VACAR | SOCO | Internal | Shoulder | B12 | 200 | 3000 | 22.87 | 144.88 | 151.88 | 7 | 0
2040 | VACAR_2_SOCO | VACAR | SOCO | Internal | Shoulder | B13 | 600 | 3000 | 369.38 | 104.46 | 111.46 | 7 | 0
2040 | VACAR_2_SOCO | VACAR | SOCO | Internal | Shoulder | B14 | 900 | 3000 | 228.17 | 104.46 | 111.46 | 7 | 0
2040 | VACAR_2_SOCO | VACAR | SOCO | Internal | Shoulder | B15 | 1203 | 3000 | 0 | 73.5 | 73.5 | 7 | 0
2040 | VACAR_2_SOCO | VACAR | SOCO | Internal | Summer | B1 | 10 | 3000 | 1302.06 | 291.98 | 298.98 | 7 | 0
2040 | VACAR_2_SOCO | VACAR | SOCO | Internal | Summer | B2 | 25 | 3000 | 0 | 291.98 | 296.81 | 7 | 0
2040 | VACAR_2_SOCO | VACAR | SOCO | Internal | Summer | B3 | 75 | 3000 | 2419.5 | 289.81 | 296.81 | 7 | 0
2040 | VACAR_2_SOCO | VACAR | SOCO | Internal | Summer | B4 | 100 | 3000 | 3000 | 170.95 | 184.57 | 7 | 6.62
2040 | VACAR_2_SOCO | VACAR | SOCO | Internal | Summer | B5 | 200 | 3000 | 2012.2 | 171.71 | 178.71 | 7 | 0
2040 | VACAR_2_SOCO | VACAR | SOCO | Internal | Summer | B6 | 300 | 3000 | 189.73 | 156.96 | 163.96 | 7 | 0
2040 | VACAR_2_SOCO | VACAR | SOCO | Internal | Summer | B7 | 400 | 3000 | 0 | 156.96 | 157.34 | 7 | 0
2040 | VACAR_2_SOCO | VACAR | SOCO | Internal | Summer | B8 | 500 | 3000 | 0 | 156.96 | 157.34 | 7 | 0
2040 | VACAR_2_SOCO | VACAR | SOCO | Internal | Summer | B9 | 800 | 3000 | 0 | 156.96 | 151.9 | 7 | 0
2040 | VACAR_2_SOCO | VACAR | SOCO | Internal | Summer | B10 | 1262 | 3000 | 0 | 73.5 | 72.11 | 7 | 0
2040 | VACAR_2_SOCO | VACAR | SOCO | Internal | Winter | B16 | 25 | 3000 | 1863.29 | 164.55 | 171.55 | 7 | 0
2040 | VACAR_2_SOCO | VACAR | SOCO | Internal | Winter | B17 | 100 | 3000 | 1186.86 | 154.97 | 161.97 | 7 | 0
2040 | VACAR_2_SOCO | VACAR | SOCO | Internal | Winter | B18 | 400 | 3000 | 1455.79 | 106.57 | 113.57 | 7 | 0
2040 | VACAR_2_SOCO | VACAR | SOCO | Internal | Winter | B19 | 700 | 3000 | 1915.77 | 105.96 | 112.96 | 7 | 0
2040 | VACAR_2_SOCO | VACAR | SOCO | Internal | Winter | B20 | 935 | 3000 | 0 | 73.5 | 73.85 | 7 | 0
2040 | VACAR_2_TVA_Transmission | VACAR | TVA_Transmission | Internal | Shoulder | B11 | 25 | 900 | 0 | 159.21 | 157.84 | 7 | 0
2040 | VACAR_2_TVA_Transmission | VACAR | TVA_Transmission | Internal | Shoulder | B12 | 200 | 900 | 0 | 144.88 | 150.9 | 7 | 0
2040 | VACAR_2_TVA_Transmission | VACAR | TVA_Transmission | Internal | Shoulder | B13 | 600 | 900 | 900 | 104.46 | 112.46 | 7 | 1
2040 | VACAR_2_TVA_Transmission | VACAR | TVA_Transmission | Internal | Shoulder | B14 | 900 | 900 | 231.57 | 104.46 | 111.46 | 7 | 0
2040 | VACAR_2_TVA_Transmission | VACAR | TVA_Transmission | Internal | Shoulder | B15 | 1203 | 900 | 593.64 | 73.5 | 80.5 | 7 | 0
2040 | VACAR_2_TVA_Transmission | VACAR | TVA_Transmission | Internal | Summer | B1 | 10 | 900 | 0 | 291.98 | 292.23 | 7 | 0
2040 | VACAR_2_TVA_Transmission | VACAR | TVA_Transmission | Internal | Summer | B2 | 25 | 900 | 0 | 291.98 | 291.01 | 7 | 0
2040 | VACAR_2_TVA_Transmission | VACAR | TVA_Transmission | Internal | Summer | B3 | 75 | 900 | 0 | 289.81 | 289.81 | 7 | 0
2040 | VACAR_2_TVA_Transmission | VACAR | TVA_Transmission | Internal | Summer | B4 | 100 | 900 | 323.16 | 170.95 | 177.95 | 7 | 0
2040 | VACAR_2_TVA_Transmission | VACAR | TVA_Transmission | Internal | Summer | B5 | 200 | 900 | 0 | 171.71 | 172.13 | 7 | 0
2040 | VACAR_2_TVA_Transmission | VACAR | TVA_Transmission | Internal | Summer | B6 | 300 | 900 | 183.17 | 156.96 | 163.96 | 7 | 0
2040 | VACAR_2_TVA_Transmission | VACAR | TVA_Transmission | Internal | Summer | B7 | 400 | 900 | 0 | 156.96 | 152.29 | 7 | 0
2040 | VACAR_2_TVA_Transmission | VACAR | TVA_Transmission | Internal | Summer | B8 | 500 | 900 | 0 | 156.96 | 151.48 | 7 | 0
2040 | VACAR_2_TVA_Transmission | VACAR | TVA_Transmission | Internal | Summer | B9 | 800 | 900 | 0 | 156.96 | 151.26 | 7 | 0
2040 | VACAR_2_TVA_Transmission | VACAR | TVA_Transmission | Internal | Summer | B10 | 1262 | 900 | 0 | 73.5 | 75.87 | 7 | 0
2040 | VACAR_2_TVA_Transmission | VACAR | TVA_Transmission | Internal | Winter | B16 | 25 | 900 | 0 | 164.55 | 163.16 | 7 | 0
2040 | VACAR_2_TVA_Transmission | VACAR | TVA_Transmission | Internal | Winter | B17 | 100 | 900 | 0 | 154.97 | 161.28 | 7 | 0
2040 | VACAR_2_TVA_Transmission | VACAR | TVA_Transmission | Internal | Winter | B18 | 400 | 900 | 900 | 106.57 | 116.57 | 7 | 3
2040 | VACAR_2_TVA_Transmission | VACAR | TVA_Transmission | Internal | Winter | B19 | 700 | 900 | 59.17 | 105.96 | 112.96 | 7 | 0
2040 | VACAR_2_TVA_Transmission | VACAR | TVA_Transmission | Internal | Winter | B20 | 935 | 900 | 900 | 73.5 | 81.92 | 7 | 1.43
2015 | AZ_NM_SNV_Coal_2_SPP_S | AZ_NM_SNV_Coal | SPP_S | External | Shoulder | B11 | 25 | 400 | 400 | 57.72 | 83.05 | 8.17 | 17.17
2015 | AZ_NM_SNV_Coal_2_SPP_S | AZ_NM_SNV_Coal | SPP_S | External | Shoulder | B12 | 200 | 400 | 0 | 57.72 | 60.04 | 8.17 | 0
2015 | AZ_NM_SNV_Coal_2_SPP_S | AZ_NM_SNV_Coal | SPP_S | External | Shoulder | B13 | 600 | 400 | 0 | 57.72 | 59.44 | 8.17 | 0
2015 | AZ_NM_SNV_Coal_2_SPP_S | AZ_NM_SNV_Coal | SPP_S | External | Shoulder | B14 | 900 | 400 | 0 | 57.72 | 57.39 | 8.17 | 0
2015 | AZ_NM_SNV_Coal_2_SPP_S | AZ_NM_SNV_Coal | SPP_S | External | Shoulder | B15 | 1203 | 400 | 0 | 57.72 | 57.39 | 8.17 | 0
2015 | AZ_NM_SNV_Coal_2_SPP_S | AZ_NM_SNV_Coal | SPP_S | External | Summer | B1 | 10 | 400 | 400 | 77.45 | 90.44 | 8.17 | 4.82
2015 | AZ_NM_SNV_Coal_2_SPP_S | AZ_NM_SNV_Coal | SPP_S | External | Summer | B2 | 25 | 400 | 400 | 75.62 | 90.44 | 8.17 | 6.65
2015 | AZ_NM_SNV_Coal_2_SPP_S | AZ_NM_SNV_Coal | SPP_S | External | Summer | B3 | 75 | 400 | 400 | 75.62 | 90.43 | 8.17 | 6.65
2015 | AZ_NM_SNV_Coal_2_SPP_S | AZ_NM_SNV_Coal | SPP_S | External | Summer | B4 | 100 | 400 | 235.11 | 75.62 | 83.79 | 8.17 | 0
2015 | AZ_NM_SNV_Coal_2_SPP_S | AZ_NM_SNV_Coal | SPP_S | External | Summer | B5 | 200 | 400 | 400 | 66.62 | 81.19 | 8.17 | 6.41
2015 | AZ_NM_SNV_Coal_2_SPP_S | AZ_NM_SNV_Coal | SPP_S | External | Summer | B6 | 300 | 400 | 400 | 59.95 | 75.59 | 8.17 | 7.48
2015 | AZ_NM_SNV_Coal_2_SPP_S | AZ_NM_SNV_Coal | SPP_S | External | Summer | B7 | 400 | 400 | 0 | 58.48 | 64.07 | 8.17 | 0
2015 | AZ_NM_SNV_Coal_2_SPP_S | AZ_NM_SNV_Coal | SPP_S | External | Summer | B8 | 500 | 400 | 0 | 58.48 | 58.71 | 8.17 | 0
2015 | AZ_NM_SNV_Coal_2_SPP_S | AZ_NM_SNV_Coal | SPP_S | External | Summer | B9 | 800 | 400 | 0 | 58.45 | 56.13 | 8.17 | 0
2015 | AZ_NM_SNV_Coal_2_SPP_S | AZ_NM_SNV_Coal | SPP_S | External | Summer | B10 | 1262 | 400 | 0 | 56.31 | 56 | 8.17 | 0
2015 | AZ_NM_SNV_Coal_2_SPP_S | AZ_NM_SNV_Coal | SPP_S | External | Winter | B16 | 25 | 400 | 400 | 60.36 | 72.89 | 8.17 | 4.36
2015 | AZ_NM_SNV_Coal_2_SPP_S | AZ_NM_SNV_Coal | SPP_S | External | Winter | B17 | 100 | 400 | 0 | 60.36 | 60.81 | 8.17 | 0
2015 | AZ_NM_SNV_Coal_2_SPP_S | AZ_NM_SNV_Coal | SPP_S | External | Winter | B18 | 400 | 400 | 0 | 60.36 | 59.87 | 8.17 | 0
2015 | AZ_NM_SNV_Coal_2_SPP_S | AZ_NM_SNV_Coal | SPP_S | External | Winter | B19 | 700 | 400 | 0 | 60.36 | 59.85 | 8.17 | 0
2015 | AZ_NM_SNV_Coal_2_SPP_S | AZ_NM_SNV_Coal | SPP_S | External | Winter | B20 | 935 | 400 | 0 | 60.36 | 59.74 | 8.17 | 0
2015 | ERCOT_2_SPP_S | ERCOT | SPP_S | External | Shoulder | B11 | 25 | 800 | 0 | 84 | 83.05 | 8 | 0
2015 | ERCOT_2_SPP_S | ERCOT | SPP_S | External | Shoulder | B12 | 200 | 800 | 0 | 59.64 | 60.04 | 8 | 0
2015 | ERCOT_2_SPP_S | ERCOT | SPP_S | External | Shoulder | B13 | 600 | 800 | 0 | 57.25 | 59.44 | 8 | 0
2015 | ERCOT_2_SPP_S | ERCOT | SPP_S | External | Shoulder | B14 | 900 | 800 | 0 | 57.25 | 57.39 | 8 | 0
2015 | ERCOT_2_SPP_S | ERCOT | SPP_S | External | Shoulder | B15 | 1203 | 800 | 0 | 57.25 | 57.39 | 8 | 0
2015 | ERCOT_2_SPP_S | ERCOT | SPP_S | External | Summer | B1 | 10 | 800 | 371.17 | 82.44 | 90.44 | 8 | 0
2015 | ERCOT_2_SPP_S | ERCOT | SPP_S | External | Summer | B2 | 25 | 800 | 538.79 | 82.44 | 90.44 | 8 | 0
2015 | ERCOT_2_SPP_S | ERCOT | SPP_S | External | Summer | B3 | 75 | 800 | 0 | 82.44 | 90.43 | 8 | 0
2015 | ERCOT_2_SPP_S | ERCOT | SPP_S | External | Summer | B4 | 100 | 800 | 0 | 82.44 | 83.79 | 8 | 0
2015 | ERCOT_2_SPP_S | ERCOT | SPP_S | External | Summer | B5 | 200 | 800 | 0 | 82.44 | 81.19 | 8 | 0
2015 | ERCOT_2_SPP_S | ERCOT | SPP_S | External | Summer | B6 | 300 | 800 | 0 | 80.59 | 75.59 | 8 | 0
2015 | ERCOT_2_SPP_S | ERCOT | SPP_S | External | Summer | B7 | 400 | 800 | 0 | 61.33 | 64.07 | 8 | 0
2015 | ERCOT_2_SPP_S | ERCOT | SPP_S | External | Summer | B8 | 500 | 800 | 0 | 56.2 | 58.71 | 8 | 0
2015 | ERCOT_2_SPP_S | ERCOT | SPP_S | External | Summer | B9 | 800 | 800 | 0 | 56.2 | 56.13 | 8 | 0
2015 | ERCOT_2_SPP_S | ERCOT | SPP_S | External | Summer | B10 | 1262 | 800 | 0 | 56.2 | 56 | 8 | 0
2015 | ERCOT_2_SPP_S | ERCOT | SPP_S | External | Winter | B16 | 25 | 800 | 108.34 | 64.89 | 72.89 | 8 | 0
2015 | ERCOT_2_SPP_S | ERCOT | SPP_S | External | Winter | B17 | 100 | 800 | 0 | 59.45 | 60.81 | 8 | 0
2015 | ERCOT_2_SPP_S | ERCOT | SPP_S | External | Winter | B18 | 400 | 800 | 0 | 59.45 | 59.87 | 8 | 0
2015 | ERCOT_2_SPP_S | ERCOT | SPP_S | External | Winter | B19 | 700 | 800 | 0 | 59.45 | 59.85 | 8 | 0
2015 | ERCOT_2_SPP_S | ERCOT | SPP_S | External | Winter | B20 | 935 | 800 | 0 | 59.45 | 59.74 | 8 | 0
2015 | MAPP_US_2_RMPA | MAPP_US | RMPA | External | Shoulder | B11 | 25 | 200 | 0 | 73.87 | 65.87 | 8 | 0
2015 | MAPP_US_2_RMPA | MAPP_US | RMPA | External | Shoulder | B12 | 200 | 200 | 0 | 58.02 | 60.98 | 8 | 0
2015 | MAPP_US_2_RMPA | MAPP_US | RMPA | External | Shoulder | B13 | 600 | 200 | 0 | 55.45 | 60.8 | 8 | 0
2015 | MAPP_US_2_RMPA | MAPP_US | RMPA | External | Shoulder | B14 | 900 | 200 | 0 | 55.45 | 60.8 | 8 | 0
2015 | MAPP_US_2_RMPA | MAPP_US | RMPA | External | Shoulder | B15 | 1203 | 200 | 0 | 55.45 | 60.8 | 8 | 0
2015 | MAPP_US_2_RMPA | MAPP_US | RMPA | External | Summer | B1 | 10 | 200 | 0 | 84.76 | 85.62 | 8 | 0
2015 | MAPP_US_2_RMPA | MAPP_US | RMPA | External | Summer | B2 | 25 | 200 | 0 | 84.38 | 83.38 | 8 | 0
2015 | MAPP_US_2_RMPA | MAPP_US | RMPA | External | Summer | B3 | 75 | 200 | 0 | 84.38 | 83.39 | 8 | 0
2015 | MAPP_US_2_RMPA | MAPP_US | RMPA | External | Summer | B4 | 100 | 200 | 0 | 79.73 | 78.73 | 8 | 0
2015 | MAPP_US_2_RMPA | MAPP_US | RMPA | External | Summer | B5 | 200 | 200 | 0 | 74.19 | 66.62 | 8 | 0
2015 | MAPP_US_2_RMPA | MAPP_US | RMPA | External | Summer | B6 | 300 | 200 | 0 | 61.58 | 59.27 | 8 | 0
2015 | MAPP_US_2_RMPA | MAPP_US | RMPA | External | Summer | B7 | 400 | 200 | 0 | 52.9 | 59.27 | 8 | 0
2015 | MAPP_US_2_RMPA | MAPP_US | RMPA | External | Summer | B8 | 500 | 200 | 0 | 52.68 | 59.27 | 8 | 0
2015 | MAPP_US_2_RMPA | MAPP_US | RMPA | External | Summer | B9 | 800 | 200 | 0 | 52.68 | 59.27 | 8 | 0
2015 | MAPP_US_2_RMPA | MAPP_US | RMPA | External | Summer | B10 | 1262 | 200 | 0 | 52.68 | 59.27 | 8 | 0
2015 | MAPP_US_2_RMPA | MAPP_US | RMPA | External | Winter | B16 | 25 | 200 | 0 | 69.76 | 68.52 | 8 | 0
2015 | MAPP_US_2_RMPA | MAPP_US | RMPA | External | Winter | B17 | 100 | 200 | 0 | 58.09 | 63.71 | 8 | 0
2015 | MAPP_US_2_RMPA | MAPP_US | RMPA | External | Winter | B18 | 400 | 200 | 0 | 58.09 | 63.71 | 8 | 0
2015 | MAPP_US_2_RMPA | MAPP_US | RMPA | External | Winter | B19 | 700 | 200 | 0 | 58.09 | 63.71 | 8 | 0
2015 | MAPP_US_2_RMPA | MAPP_US | RMPA | External | Winter | B20 | 935 | 200 | 0 | 58.09 | 60.54 | 8 | 0
2015 | NE_2_RMPA | NE | RMPA | External | Shoulder | B11 | 25 | 310 | 0 | 80.87 | 65.87 | 5 | 0
2015 | NE_2_RMPA | NE | RMPA | External | Shoulder | B12 | 200 | 310 | 0 | 60.02 | 60.98 | 5 | 0
2015 | NE_2_RMPA | NE | RMPA | External | Shoulder | B13 | 600 | 310 | 0 | 59.41 | 60.8 | 5 | 0
2015 | NE_2_RMPA | NE | RMPA | External | Shoulder | B14 | 900 | 310 | 0 | 57.37 | 60.8 | 5 | 0
2015 | NE_2_RMPA | NE | RMPA | External | Shoulder | B15 | 1203 | 310 | 0 | 57.37 | 60.8 | 5 | 0
2015 | NE_2_RMPA | NE | RMPA | External | Summer | B1 | 10 | 310 | 0 | 91.76 | 85.62 | 5 | 0
2015 | NE_2_RMPA | NE | RMPA | External | Summer | B2 | 25 | 310 | 0 | 91.38 | 83.38 | 5 | 0
2015 | NE_2_RMPA | NE | RMPA | External | Summer | B3 | 75 | 310 | 0 | 91.38 | 83.39 | 5 | 0
2015 | NE_2_RMPA | NE | RMPA | External | Summer | B4 | 100 | 310 | 0 | 86.73 | 78.73 | 5 | 0
2015 | NE_2_RMPA | NE | RMPA | External | Summer | B5 | 200 | 310 | 0 | 81.19 | 66.62 | 5 | 0
2015 | NE_2_RMPA | NE | RMPA | External | Summer | B6 | 300 | 310 | 0 | 68.58 | 59.27 | 5 | 0
2015 | NE_2_RMPA | NE | RMPA | External | Summer | B7 | 400 | 310 | 0 | 59.9 | 59.27 | 5 | 0
2015 | NE_2_RMPA | NE | RMPA | External | Summer | B8 | 500 | 310 | 0 | 58.69 | 59.27 | 5 | 0
2015 | NE_2_RMPA | NE | RMPA | External | Summer | B9 | 800 | 310 | 0 | 56.1 | 59.27 | 5 | 0
2015 | NE_2_RMPA | NE | RMPA | External | Summer | B10 | 1262 | 310 | 158.44 | 54.27 | 59.27 | 5 | 0
2015 | NE_2_RMPA | NE | RMPA | External | Winter | B16 | 25 | 310 | 0 | 72.86 | 68.52 | 5 | 0
2015 | NE_2_RMPA | NE | RMPA | External | Winter | B17 | 100 | 310 | 0 | 60.79 | 63.71 | 5 | 0
2015 | NE_2_RMPA | NE | RMPA | External | Winter | B18 | 400 | 310 | 0 | 59.85 | 63.71 | 5 | 0
2015 | NE_2_RMPA | NE | RMPA | External | Winter | B19 | 700 | 310 | 0 | 59.83 | 63.71 | 5 | 0
2015 | NE_2_RMPA | NE | RMPA | External | Winter | B20 | 935 | 310 | 84.49 | 55.54 | 60.54 | 5 | 0
2015 | NWPP_Coal_2_MAPP_US | NWPP_Coal | MAPP_US | External | Shoulder | B11 | 25 | 150 | 150 | 57.71 | 73.87 | 8 | 8.17
2015 | NWPP_Coal_2_MAPP_US | NWPP_Coal | MAPP_US | External | Shoulder | B12 | 200 | 150 | 0 | 57.71 | 58.02 | 8 | 0
2015 | NWPP_Coal_2_MAPP_US | NWPP_Coal | MAPP_US | External | Shoulder | B13 | 600 | 150 | 0 | 57.71 | 55.45 | 8 | 0
2015 | NWPP_Coal_2_MAPP_US | NWPP_Coal | MAPP_US | External | Shoulder | B14 | 900 | 150 | 0 | 57.71 | 55.45 | 8 | 0
2015 | NWPP_Coal_2_MAPP_US | NWPP_Coal | MAPP_US | External | Shoulder | B15 | 1203 | 150 | 0 | 57.71 | 55.45 | 8 | 0
2015 | NWPP_Coal_2_MAPP_US | NWPP_Coal | MAPP_US | External | Summer | B1 | 10 | 150 | 150 | 64.22 | 84.76 | 8 | 12.54
2015 | NWPP_Coal_2_MAPP_US | NWPP_Coal | MAPP_US | External | Summer | B2 | 25 | 150 | 150 | 58.45 | 84.38 | 8 | 17.93
2015 | NWPP_Coal_2_MAPP_US | NWPP_Coal | MAPP_US | External | Summer | B3 | 75 | 150 | 150 | 58.45 | 84.38 | 8 | 17.93
2015 | NWPP_Coal_2_MAPP_US | NWPP_Coal | MAPP_US | External | Summer | B4 | 100 | 150 | 150 | 58.45 | 79.73 | 8 | 13.28
2015 | NWPP_Coal_2_MAPP_US | NWPP_Coal | MAPP_US | External | Summer | B5 | 200 | 150 | 150 | 58.45 | 74.19 | 8 | 7.74
2015 | NWPP_Coal_2_MAPP_US | NWPP_Coal | MAPP_US | External | Summer | B6 | 300 | 150 | 0 | 58.45 | 61.58 | 8 | 0
2015 | NWPP_Coal_2_MAPP_US | NWPP_Coal | MAPP_US | External | Summer | B7 | 400 | 150 | 0 | 58.45 | 52.9 | 8 | 0
2015 | NWPP_Coal_2_MAPP_US | NWPP_Coal | MAPP_US | External | Summer | B8 | 500 | 150 | 0 | 58.45 | 52.68 | 8 | 0
2015 | NWPP_Coal_2_MAPP_US | NWPP_Coal | MAPP_US | External | Summer | B9 | 800 | 150 | 0 | 58.45 | 52.68 | 8 | 0
2015 | NWPP_Coal_2_MAPP_US | NWPP_Coal | MAPP_US | External | Summer | B10 | 1262 | 150 | 0 | 58.45 | 52.68 | 8 | 0
2015 | NWPP_Coal_2_MAPP_US | NWPP_Coal | MAPP_US | External | Winter | B16 | 25 | 150 | 150 | 60.35 | 69.76 | 8 | 1.41
2015 | NWPP_Coal_2_MAPP_US | NWPP_Coal | MAPP_US | External | Winter | B17 | 100 | 150 | 0 | 60.35 | 58.09 | 8 | 0
2015 | NWPP_Coal_2_MAPP_US | NWPP_Coal | MAPP_US | External | Winter | B18 | 400 | 150 | 0 | 60.35 | 58.09 | 8 | 0
2015 | NWPP_Coal_2_MAPP_US | NWPP_Coal | MAPP_US | External | Winter | B19 | 700 | 150 | 0 | 60.35 | 58.09 | 8 | 0
2015 | NWPP_Coal_2_MAPP_US | NWPP_Coal | MAPP_US | External | Winter | B20 | 935 | 150 | 0 | 60.35 | 58.09 | 8 | 0
2015 | RMPA_2_MAPP_US | RMPA | MAPP_US | External | Shoulder | B11 | 25 | 200 | 74.89 | 65.87 | 73.87 | 8 | 0
2015 | RMPA_2_MAPP_US | RMPA | MAPP_US | External | Shoulder | B12 | 200 | 200 | 0 | 60.98 | 58.02 | 8 | 0
2015 | RMPA_2_MAPP_US | RMPA | MAPP_US | External | Shoulder | B13 | 600 | 200 | 0 | 60.8 | 55.45 | 8 | 0
2015 | RMPA_2_MAPP_US | RMPA | MAPP_US | External | Shoulder | B14 | 900 | 200 | 0 | 60.8 | 55.45 | 8 | 0
2015 | RMPA_2_MAPP_US | RMPA | MAPP_US | External | Shoulder | B15 | 1203 | 200 | 0 | 60.8 | 55.45 | 8 | 0
2015 | RMPA_2_MAPP_US | RMPA | MAPP_US | External | Summer | B1 | 10 | 200 | 0 | 85.62 | 84.76 | 8 | 0
2015 | RMPA_2_MAPP_US | RMPA | MAPP_US | External | Summer | B2 | 25 | 200 | 0 | 83.38 | 84.38 | 8 | 0
2015 | RMPA_2_MAPP_US | RMPA | MAPP_US | External | Summer | B3 | 75 | 200 | 0 | 83.39 | 84.38 | 8 | 0
2015 | RMPA_2_MAPP_US | RMPA | MAPP_US | External | Summer | B4 | 100 | 200 | 0 | 78.73 | 79.73 | 8 | 0
2015 | RMPA_2_MAPP_US | RMPA | MAPP_US | External | Summer | B5 | 200 | 200 | 0 | 66.62 | 74.19 | 8 | 0
2015 | RMPA_2_MAPP_US | RMPA | MAPP_US | External | Summer | B6 | 300 | 200 | 0 | 59.27 | 61.58 | 8 | 0
2015 | RMPA_2_MAPP_US | RMPA | MAPP_US | External | Summer | B7 | 400 | 200 | 0 | 59.27 | 52.9 | 8 | 0
2015 | RMPA_2_MAPP_US | RMPA | MAPP_US | External | Summer | B8 | 500 | 200 | 0 | 59.27 | 52.68 | 8 | 0
2015 | RMPA_2_MAPP_US | RMPA | MAPP_US | External | Summer | B9 | 800 | 200 | 0 | 59.27 | 52.68 | 8 | 0
2015 | RMPA_2_MAPP_US | RMPA | MAPP_US | External | Summer | B10 | 1262 | 200 | 0 | 59.27 | 52.68 | 8 | 0
2015 | RMPA_2_MAPP_US | RMPA | MAPP_US | External | Winter | B16 | 25 | 200 | 0 | 68.52 | 69.76 | 8 | 0
2015 | RMPA_2_MAPP_US | RMPA | MAPP_US | External | Winter | B17 | 100 | 200 | 0 | 63.71 | 58.09 | 8 | 0
2015 | RMPA_2_MAPP_US | RMPA | MAPP_US | External | Winter | B18 | 400 | 200 | 0 | 63.71 | 58.09 | 8 | 0
2015 | RMPA_2_MAPP_US | RMPA | MAPP_US | External | Winter | B19 | 700 | 200 | 0 | 63.71 | 58.09 | 8 | 0
2015 | RMPA_2_MAPP_US | RMPA | MAPP_US | External | Winter | B20 | 935 | 200 | 0 | 60.54 | 58.09 | 8 | 0
2015 | RMPA_2_NE | RMPA | NE | External | Shoulder | B11 | 25 | 310 | 310 | 65.87 | 80.87 | 8 | 7
2015 | RMPA_2_NE | RMPA | NE | External | Shoulder | B12 | 200 | 310 | 0 | 60.98 | 60.02 | 8 | 0
2015 | RMPA_2_NE | RMPA | NE | External | Shoulder | B13 | 600 | 310 | 0 | 60.8 | 59.41 | 8 | 0
2015 | RMPA_2_NE | RMPA | NE | External | Shoulder | B14 | 900 | 310 | 0 | 60.8 | 57.37 | 8 | 0
2015 | RMPA_2_NE | RMPA | NE | External | Shoulder | B15 | 1203 | 310 | 0 | 60.8 | 57.37 | 8 | 0
2015 | RMPA_2_NE | RMPA | NE | External | Summer | B1 | 10 | 310 | 0 | 85.62 | 91.76 | 8 | 0
2015 | RMPA_2_NE | RMPA | NE | External | Summer | B2 | 25 | 310 | 9.56 | 83.38 | 91.38 | 8 | 0
2015 | RMPA_2_NE | RMPA | NE | External | Summer | B3 | 75 | 310 | 0 | 83.39 | 91.38 | 8 | 0
2015 | RMPA_2_NE | RMPA | NE | External | Summer | B4 | 100 | 310 | 3.22 | 78.73 | 86.73 | 8 | 0
2015 | RMPA_2_NE | RMPA | NE | External | Summer | B5 | 200 | 310 | 310 | 66.62 | 81.19 | 8 | 6.58
2015 | RMPA_2_NE | RMPA | NE | External | Summer | B6 | 300 | 310 | 310 | 59.27 | 68.58 | 8 | 1.32
2015 | RMPA_2_NE | RMPA | NE | External | Summer | B7 | 400 | 310 | 0 | 59.27 | 59.9 | 8 | 0
2015 | RMPA_2_NE | RMPA | NE | External | Summer | B8 | 500 | 310 | 0 | 59.27 | 58.69 | 8 | 0
2015 | RMPA_2_NE | RMPA | NE | External | Summer | B9 | 800 | 310 | 0 | 59.27 | 56.1 | 8 | 0
2015 | RMPA_2_NE | RMPA | NE | External | Summer | B10 | 1262 | 310 | 0 | 59.27 | 54.27 | 8 | 0
2015 | RMPA_2_NE | RMPA | NE | External | Winter | B16 | 25 | 310 | 0 | 68.52 | 72.86 | 8 | 0
2015 | RMPA_2_NE | RMPA | NE | External | Winter | B17 | 100 | 310 | 0 | 63.71 | 60.79 | 8 | 0
2015 | RMPA_2_NE | RMPA | NE | External | Winter | B18 | 400 | 310 | 0 | 63.71 | 59.85 | 8 | 0
2015 | RMPA_2_NE | RMPA | NE | External | Winter | B19 | 700 | 310 | 0 | 63.71 | 59.83 | 8 | 0
2015 | RMPA_2_NE | RMPA | NE | External | Winter | B20 | 935 | 310 | 0 | 60.54 | 55.54 | 8 | 0
2015 | RMPA_2_SPP_N | RMPA | SPP_N | External | Shoulder | B11 | 25 | 210 | 210 | 65.87 | 83.06 | 8 | 9.19
2015 | RMPA_2_SPP_N | RMPA | SPP_N | External | Shoulder | B12 | 200 | 210 | 0 | 60.98 | 60.03 | 8 | 0
2015 | RMPA_2_SPP_N | RMPA | SPP_N | External | Shoulder | B13 | 600 | 210 | 0 | 60.8 | 59.43 | 8 | 0
2015 | RMPA_2_SPP_N | RMPA | SPP_N | External | Shoulder | B14 | 900 | 210 | 0 | 60.8 | 57.38 | 8 | 0
2015 | RMPA_2_SPP_N | RMPA | SPP_N | External | Shoulder | B15 | 1203 | 210 | 0 | 60.8 | 57.38 | 8 | 0
2015 | RMPA_2_SPP_N | RMPA | SPP_N | External | Summer | B1 | 10 | 210 | 0 | 85.62 | 92.6 | 8 | 0
2015 | RMPA_2_SPP_N | RMPA | SPP_N | External | Summer | B2 | 25 | 210 | 210 | 83.38 | 92.1 | 8 | 0.72
2015 | RMPA_2_SPP_N | RMPA | SPP_N | External | Summer | B3 | 75 | 210 | 170.44 | 83.39 | 91.39 | 8 | 0
2015 | RMPA_2_SPP_N | RMPA | SPP_N | External | Summer | B4 | 100 | 210 | 210 | 78.73 | 86.74 | 8 | 0.01
2015 | RMPA_2_SPP_N | RMPA | SPP_N | External | Summer | B5 | 200 | 210 | 210 | 66.62 | 81.21 | 8 | 6.59
2015 | RMPA_2_SPP_N | RMPA | SPP_N | External | Summer | B6 | 300 | 210 | 210 | 59.27 | 75.58 | 8 | 8.32
2015 | RMPA_2_SPP_N | RMPA | SPP_N | External | Summer | B7 | 400 | 210 | 0 | 59.27 | 64.06 | 8 | 0
2015 | RMPA_2_SPP_N | RMPA | SPP_N | External | Summer | B8 | 500 | 210 | 0 | 59.27 | 58.7 | 8 | 0
2015 | RMPA_2_SPP_N | RMPA | SPP_N | External | Summer | B9 | 800 | 210 | 0 | 59.27 | 56.11 | 8 | 0
2015 | RMPA_2_SPP_N | RMPA | SPP_N | External | Summer | B10 | 1262 | 210 | 0 | 59.27 | 54.59 | 8 | 0
2015 | RMPA_2_SPP_N | RMPA | SPP_N | External | Winter | B16 | 25 | 210 | 0 | 68.52 | 72.88 | 8 | 0
2015 | RMPA_2_SPP_N | RMPA | SPP_N | External | Winter | B17 | 100 | 210 | 0 | 63.71 | 60.8 | 8 | 0
2015 | RMPA_2_SPP_N | RMPA | SPP_N | External | Winter | B18 | 400 | 210 | 0 | 63.71 | 59.86 | 8 | 0
2015 | RMPA_2_SPP_N | RMPA | SPP_N | External | Winter | B19 | 700 | 210 | 0 | 63.71 | 59.84 | 8 | 0
2015 | RMPA_2_SPP_N | RMPA | SPP_N | External | Winter | B20 | 935 | 210 | 0 | 60.54 | 56.38 | 8 | 0
2015 | SPP_N_2_RMPA | SPP_N | RMPA | External | Shoulder | B11 | 25 | 210 | 0 | 83.06 | 65.87 | 5 | 0
2015 | SPP_N_2_RMPA | SPP_N | RMPA | External | Shoulder | B12 | 200 | 210 | 0 | 60.03 | 60.98 | 5 | 0
2015 | SPP_N_2_RMPA | SPP_N | RMPA | External | Shoulder | B13 | 600 | 210 | 0 | 59.43 | 60.8 | 5 | 0
2015 | SPP_N_2_RMPA | SPP_N | RMPA | External | Shoulder | B14 | 900 | 210 | 0 | 57.38 | 60.8 | 5 | 0
2015 | SPP_N_2_RMPA | SPP_N | RMPA | External | Shoulder | B15 | 1203 | 210 | 0 | 57.38 | 60.8 | 5 | 0
2015 | SPP_N_2_RMPA | SPP_N | RMPA | External | Summer | B1 | 10 | 210 | 0 | 92.6 | 85.62 | 5 | 0
2015 | SPP_N_2_RMPA | SPP_N | RMPA | External | Summer | B2 | 25 | 210 | 0 | 92.1 | 83.38 | 5 | 0
2015 | SPP_N_2_RMPA | SPP_N | RMPA | External | Summer | B3 | 75 | 210 | 0 | 91.39 | 83.39 | 5 | 0
2015 | SPP_N_2_RMPA | SPP_N | RMPA | External | Summer | B4 | 100 | 210 | 0 | 86.74 | 78.73 | 5 | 0
2015 | SPP_N_2_RMPA | SPP_N | RMPA | External | Summer | B5 | 200 | 210 | 0 | 81.21 | 66.62 | 5 | 0
2015 | SPP_N_2_RMPA | SPP_N | RMPA | External | Summer | B6 | 300 | 210 | 0 | 75.58 | 59.27 | 5 | 0
2015 | SPP_N_2_RMPA | SPP_N | RMPA | External | Summer | B7 | 400 | 210 | 0 | 64.06 | 59.27 | 5 | 0
2015 | SPP_N_2_RMPA | SPP_N | RMPA | External | Summer | B8 | 500 | 210 | 0 | 58.7 | 59.27 | 5 | 0
2015 | SPP_N_2_RMPA | SPP_N | RMPA | External | Summer | B9 | 800 | 210 | 0 | 56.11 | 59.27 | 5 | 0
2015 | SPP_N_2_RMPA | SPP_N | RMPA | External | Summer | B10 | 1262 | 210 | 0 | 54.59 | 59.27 | 5 | 0
2015 | SPP_N_2_RMPA | SPP_N | RMPA | External | Winter | B16 | 25 | 210 | 0 | 72.88 | 68.52 | 5 | 0
2015 | SPP_N_2_RMPA | SPP_N | RMPA | External | Winter | B17 | 100 | 210 | 0 | 60.8 | 63.71 | 5 | 0
2015 | SPP_N_2_RMPA | SPP_N | RMPA | External | Winter | B18 | 400 | 210 | 0 | 59.86 | 63.71 | 5 | 0
2015 | SPP_N_2_RMPA | SPP_N | RMPA | External | Winter | B19 | 700 | 210 | 0 | 59.84 | 63.71 | 5 | 0
2015 | SPP_N_2_RMPA | SPP_N | RMPA | External | Winter | B20 | 935 | 210 | 0 | 56.38 | 60.54 | 5 | 0
2015 | SPP_S_2_ERCOT | SPP_S | ERCOT | External | Shoulder | B11 | 25 | 800 | 0 | 83.05 | 84 | 5 | 0
2015 | SPP_S_2_ERCOT | SPP_S | ERCOT | External | Shoulder | B12 | 200 | 800 | 0 | 60.04 | 59.64 | 5 | 0
2015 | SPP_S_2_ERCOT | SPP_S | ERCOT | External | Shoulder | B13 | 600 | 800 | 0 | 59.44 | 57.25 | 5 | 0
2015 | SPP_S_2_ERCOT | SPP_S | ERCOT | External | Shoulder | B14 | 900 | 800 | 0 | 57.39 | 57.25 | 5 | 0
2015 | SPP_S_2_ERCOT | SPP_S | ERCOT | External | Shoulder | B15 | 1203 | 800 | 0 | 57.39 | 57.25 | 5 | 0
2015 | SPP_S_2_ERCOT | SPP_S | ERCOT | External | Summer | B1 | 10 | 800 | 0 | 90.44 | 82.44 | 5 | 0
2015 | SPP_S_2_ERCOT | SPP_S | ERCOT | External | Summer | B2 | 25 | 800 | 0 | 90.44 | 82.44 | 5 | 0
2015 | SPP_S_2_ERCOT | SPP_S | ERCOT | External | Summer | B3 | 75 | 800 | 0 | 90.43 | 82.44 | 5 | 0
2015 | SPP_S_2_ERCOT | SPP_S | ERCOT | External | Summer | B4 | 100 | 800 | 0 | 83.79 | 82.44 | 5 | 0
2015 | SPP_S_2_ERCOT | SPP_S | ERCOT | External | Summer | B5 | 200 | 800 | 0 | 81.19 | 82.44 | 5 | 0
2015 | SPP_S_2_ERCOT | SPP_S | ERCOT | External | Summer | B6 | 300 | 800 | 763.69 | 75.59 | 80.59 | 5 | 0
2015 | SPP_S_2_ERCOT | SPP_S | ERCOT | External | Summer | B7 | 400 | 800 | 0 | 64.07 | 61.33 | 5 | 0
2015 | SPP_S_2_ERCOT | SPP_S | ERCOT | External | Summer | B8 | 500 | 800 | 0 | 58.71 | 56.2 | 5 | 0
2015 | SPP_S_2_ERCOT | SPP_S | ERCOT | External | Summer | B9 | 800 | 800 | 0 | 56.13 | 56.2 | 5 | 0
2015 | SPP_S_2_ERCOT | SPP_S | ERCOT | External | Summer | B10 | 1262 | 800 | 0 | 56 | 56.2 | 5 | 0
2015 | SPP_S_2_ERCOT | SPP_S | ERCOT | External | Winter | B16 | 25 | 800 | 0 | 72.89 | 64.89 | 5 | 0
2015 | SPP_S_2_ERCOT | SPP_S | ERCOT | External | Winter | B17 | 100 | 800 | 0 | 60.81 | 59.45 | 5 | 0
2015 | SPP_S_2_ERCOT | SPP_S | ERCOT | External | Winter | B18 | 400 | 800 | 0 | 59.87 | 59.45 | 5 | 0
2015 | SPP_S_2_ERCOT | SPP_S | ERCOT | External | Winter | B19 | 700 | 800 | 0 | 59.85 | 59.45 | 5 | 0
2015 | SPP_S_2_ERCOT | SPP_S | ERCOT | External | Winter | B20 | 935 | 800 | 0 | 59.74 | 59.45 | 5 | 0
2020 | AZ_NM_SNV_Coal_2_SPP_S | AZ_NM_SNV_Coal | SPP_S | External | Shoulder | B11 | 25 | 400 | 0 | 66.85 | 68.53 | 8.17 | 0
2020 | AZ_NM_SNV_Coal_2_SPP_S | AZ_NM_SNV_Coal | SPP_S | External | Shoulder | B12 | 200 | 400 | 0 | 66.85 | 63.66 | 8.17 | 0
2020 | AZ_NM_SNV_Coal_2_SPP_S | AZ_NM_SNV_Coal | SPP_S | External | Shoulder | B13 | 600 | 400 | 0 | 66.85 | 62.72 | 8.17 | 0
2020 | AZ_NM_SNV_Coal_2_SPP_S | AZ_NM_SNV_Coal | SPP_S | External | Shoulder | B14 | 900 | 400 | 0 | 66.85 | 57.01 | 8.17 | 0
2020 | AZ_NM_SNV_Coal_2_SPP_S | AZ_NM_SNV_Coal | SPP_S | External | Shoulder | B15 | 1203 | 400 | 0 | 66.85 | 56.99 | 8.17 | 0
2020 | AZ_NM_SNV_Coal_2_SPP_S | AZ_NM_SNV_Coal | SPP_S | External | Summer | B1 | 10 | 400 | 0 | 89.19 | 67.06 | 8.17 | 0
2020 | AZ_NM_SNV_Coal_2_SPP_S | AZ_NM_SNV_Coal | SPP_S | External | Summer | B2 | 25 | 400 | 0 | 89.19 | 92.88 | 8.17 | 0
2020 | AZ_NM_SNV_Coal_2_SPP_S | AZ_NM_SNV_Coal | SPP_S | External | Summer | B3 | 75 | 400 | 0 | 84.82 | 92.88 | 8.17 | 0
2020 | AZ_NM_SNV_Coal_2_SPP_S | AZ_NM_SNV_Coal | SPP_S | External | Summer | B4 | 100 | 400 | 400 | 74.5 | 92.88 | 8.17 | 10.21
2020 | AZ_NM_SNV_Coal_2_SPP_S | AZ_NM_SNV_Coal | SPP_S | External | Summer | B5 | 200 | 400 | 400 | 74.49 | 89.24 | 8.17 | 6.59
2020 | AZ_NM_SNV_Coal_2_SPP_S | AZ_NM_SNV_Coal | SPP_S | External | Summer | B6 | 300 | 400 | 0 | 69.48 | 68.95 | 8.17 | 0
2020 | AZ_NM_SNV_Coal_2_SPP_S | AZ_NM_SNV_Coal | SPP_S | External | Summer | B7 | 400 | 400 | 0 | 66.31 | 65.27 | 8.17 | 0
2020 | AZ_NM_SNV_Coal_2_SPP_S | AZ_NM_SNV_Coal | SPP_S | External | Summer | B8 | 500 | 400 | 0 | 66.31 | 64.09 | 8.17 | 0
2020 | AZ_NM_SNV_Coal_2_SPP_S | AZ_NM_SNV_Coal | SPP_S | External | Summer | B9 | 800 | 400 | 0 | 65.35 | 63.95 | 8.17 | 0
2020 | AZ_NM_SNV_Coal_2_SPP_S | AZ_NM_SNV_Coal | SPP_S | External | Summer | B10 | 1262 | 400 | 0 | 65.23 | 59.19 | 8.17 | 0
2020 | AZ_NM_SNV_Coal_2_SPP_S | AZ_NM_SNV_Coal | SPP_S | External | Winter | B16 | 25 | 400 | 0 | 69.88 | 64.4 | 8.17 | 0
2020 | AZ_NM_SNV_Coal_2_SPP_S | AZ_NM_SNV_Coal | SPP_S | External | Winter | B17 | 100 | 400 | 0 | 69.51 | 63.66 | 8.17 | 0
2020 | AZ_NM_SNV_Coal_2_SPP_S | AZ_NM_SNV_Coal | SPP_S | External | Winter | B18 | 400 | 400 | 0 | 69.51 | 63.66 | 8.17 | 0
2020 | AZ_NM_SNV_Coal_2_SPP_S | AZ_NM_SNV_Coal | SPP_S | External | Winter | B19 | 700 | 400 | 0 | 69.51 | 61.42 | 8.17 | 0
2020 | AZ_NM_SNV_Coal_2_SPP_S | AZ_NM_SNV_Coal | SPP_S | External | Winter | B20 | 935 | 400 | 0 | 69.31 | 59.33 | 8.17 | 0
2020 | ERCOT_2_SPP_S | ERCOT | SPP_S | External | Shoulder | B11 | 25 | 800 | 0 | 84.5 | 68.53 | 8 | 0
2020 | ERCOT_2_SPP_S | ERCOT | SPP_S | External | Shoulder | B12 | 200 | 800 | 0 | 65.28 | 63.66 | 8 | 0
2020 | ERCOT_2_SPP_S | ERCOT | SPP_S | External | Shoulder | B13 | 600 | 800 | 0 | 65.28 | 62.72 | 8 | 0
2020 | ERCOT_2_SPP_S | ERCOT | SPP_S | External | Shoulder | B14 | 900 | 800 | 0 | 65.28 | 57.01 | 8 | 0
2020 | ERCOT_2_SPP_S | ERCOT | SPP_S | External | Shoulder | B15 | 1203 | 800 | 0 | 60.43 | 56.99 | 8 | 0
2020 | ERCOT_2_SPP_S | ERCOT | SPP_S | External | Summer | B1 | 10 | 800 | 0 | 94.24 | 67.06 | 8 | 0
2020 | ERCOT_2_SPP_S | ERCOT | SPP_S | External | Summer | B2 | 25 | 800 | 0 | 94.24 | 92.88 | 8 | 0
2020 | ERCOT_2_SPP_S | ERCOT | SPP_S | External | Summer | B3 | 75 | 800 | 0 | 94.24 | 92.88 | 8 | 0
2020 | ERCOT_2_SPP_S | ERCOT | SPP_S | External | Summer | B4 | 100 | 800 | 0 | 94.24 | 92.88 | 8 | 0
2020 | ERCOT_2_SPP_S | ERCOT | SPP_S | External | Summer | B5 | 200 | 800 | 0 | 94.24 | 89.24 | 8 | 0
2020 | ERCOT_2_SPP_S | ERCOT | SPP_S | External | Summer | B6 | 300 | 800 | 0 | 70.02 | 68.95 | 8 | 0
2020 | ERCOT_2_SPP_S | ERCOT | SPP_S | External | Summer | B7 | 400 | 800 | 0 | 70.02 | 65.27 | 8 | 0
2020 | ERCOT_2_SPP_S | ERCOT | SPP_S | External | Summer | B8 | 500 | 800 | 0 | 64.14 | 64.09 | 8 | 0
2020 | ERCOT_2_SPP_S | ERCOT | SPP_S | External | Summer | B9 | 800 | 800 | 0 | 64.14 | 63.95 | 8 | 0
2020 | ERCOT_2_SPP_S | ERCOT | SPP_S | External | Summer | B10 | 1262 | 800 | 0 | 64.14 | 59.19 | 8 | 0
2020 | ERCOT_2_SPP_S | ERCOT | SPP_S | External | Winter | B16 | 25 | 800 | 0 | 69.4 | 64.4 | 8 | 0
2020 | ERCOT_2_SPP_S | ERCOT | SPP_S | External | Winter | B17 | 100 | 800 | 0 | 67.74 | 63.66 | 8 | 0
2020 | ERCOT_2_SPP_S | ERCOT | SPP_S | External | Winter | B18 | 400 | 800 | 0 | 67.74 | 63.66 | 8 | 0
2020 | ERCOT_2_SPP_S | ERCOT | SPP_S | External | Winter | B19 | 700 | 800 | 0 | 67.74 | 61.42 | 8 | 0
2020 | ERCOT_2_SPP_S | ERCOT | SPP_S | External | Winter | B20 | 935 | 800 | 0 | 62.63 | 59.33 | 8 | 0
2020 | MAPP_US_2_RMPA | MAPP_US | RMPA | External | Shoulder | B11 | 25 | 200 | 200 | 61.53 | 70.35 | 8 | 0.82
2020 | MAPP_US_2_RMPA | MAPP_US | RMPA | External | Shoulder | B12 | 200 | 200 | 200 | 55.18 | 70.35 | 8 | 7.17
2020 | MAPP_US_2_RMPA | MAPP_US | RMPA | External | Shoulder | B13 | 600 | 200 | 200 | 53.18 | 67.71 | 8 | 6.53
2020 | MAPP_US_2_RMPA | MAPP_US | RMPA | External | Shoulder | B14 | 900 | 200 | 200 | 49.99 | 67.71 | 8 | 9.72
2020 | MAPP_US_2_RMPA | MAPP_US | RMPA | External | Shoulder | B15 | 1203 | 200 | 200 | 48.61 | 66.39 | 8 | 9.78
2020 | MAPP_US_2_RMPA | MAPP_US | RMPA | External | Summer | B1 | 10 | 200 | 0 | 94.83 | 97.35 | 8 | 0
2020 | MAPP_US_2_RMPA | MAPP_US | RMPA | External | Summer | B2 | 25 | 200 | 0 | 89.9 | 88.9 | 8 | 0
2020 | MAPP_US_2_RMPA | MAPP_US | RMPA | External | Summer | B3 | 75 | 200 | 0 | 92.86 | 91.87 | 8 | 0
2020 | MAPP_US_2_RMPA | MAPP_US | RMPA | External | Summer | B4 | 100 | 200 | 0 | 86.25 | 82.66 | 8 | 0
2020 | MAPP_US_2_RMPA | MAPP_US | RMPA | External | Summer | B5 | 200 | 200 | 0 | 82.23 | 81.23 | 8 | 0
2020 | MAPP_US_2_RMPA | MAPP_US | RMPA | External | Summer | B6 | 300 | 200 | 0 | 63.62 | 68.58 | 8 | 0
2020 | MAPP_US_2_RMPA | MAPP_US | RMPA | External | Summer | B7 | 400 | 200 | 200 | 58.25 | 68.58 | 8 | 2.33
2020 | MAPP_US_2_RMPA | MAPP_US | RMPA | External | Summer | B8 | 500 | 200 | 200 | 53.41 | 68.58 | 8 | 7.17
2020 | MAPP_US_2_RMPA | MAPP_US | RMPA | External | Summer | B9 | 800 | 200 | 200 | 53.41 | 66.55 | 8 | 5.14
2020 | MAPP_US_2_RMPA | MAPP_US | RMPA | External | Summer | B10 | 1262 | 200 | 200 | 52.17 | 64.27 | 8 | 4.1
2020 | MAPP_US_2_RMPA | MAPP_US | RMPA | External | Winter | B16 | 25 | 200 | 200 | 50.39 | 73.69 | 8 | 15.3
2020 | MAPP_US_2_RMPA | MAPP_US | RMPA | External | Winter | B17 | 100 | 200 | 200 | 52.67 | 73.69 | 8 | 13.03
2020 | MAPP_US_2_RMPA | MAPP_US | RMPA | External | Winter | B18 | 400 | 200 | 200 | 52.67 | 69.51 | 8 | 8.85
2020 | MAPP_US_2_RMPA | MAPP_US | RMPA | External | Winter | B19 | 700 | 200 | 200 | 52.67 | 69.51 | 8 | 8.85
2020 | MAPP_US_2_RMPA | MAPP_US | RMPA | External | Winter | B20 | 935 | 200 | 200 | 52.31 | 64 | 8 | 3.69
2020 | NE_2_RMPA | NE | RMPA | External | Shoulder | B11 | 25 | 310 | 0 | 68.53 | 70.35 | 5 | 0
2020 | NE_2_RMPA | NE | RMPA | External | Shoulder | B12 | 200 | 310 | 310 | 63.64 | 70.35 | 5 | 1.71
2020 | NE_2_RMPA | NE | RMPA | External | Shoulder | B13 | 600 | 310 | 310 | 62.7 | 67.71 | 5 | 0.01
2020 | NE_2_RMPA | NE | RMPA | External | Shoulder | B14 | 900 | 310 | 310 | 56.99 | 67.71 | 5 | 5.72
2020 | NE_2_RMPA | NE | RMPA | External | Shoulder | B15 | 1203 | 310 | 310 | 56.96 | 66.39 | 5 | 4.42
2020 | NE_2_RMPA | NE | RMPA | External | Summer | B1 | 10 | 310 | 0 | 101.83 | 97.35 | 5 | 0
2020 | NE_2_RMPA | NE | RMPA | External | Summer | B2 | 25 | 310 | 0 | 96.9 | 88.9 | 5 | 0
2020 | NE_2_RMPA | NE | RMPA | External | Summer | B3 | 75 | 310 | 0 | 99.86 | 91.87 | 5 | 0
2020 | NE_2_RMPA | NE | RMPA | External | Summer | B4 | 100 | 310 | 0 | 93.25 | 82.66 | 5 | 0
2020 | NE_2_RMPA | NE | RMPA | External | Summer | B5 | 200 | 310 | 0 | 89.23 | 81.23 | 5 | 0
2020 | NE_2_RMPA | NE | RMPA | External | Summer | B6 | 300 | 310 | 0 | 70.62 | 68.58 | 5 | 0
2020 | NE_2_RMPA | NE | RMPA | External | Summer | B7 | 400 | 310 | 0 | 65.25 | 68.58 | 5 | 0
2020 | NE_2_RMPA | NE | RMPA | External | Summer | B8 | 500 | 310 | 0 | 64.07 | 68.58 | 5 | 0
2020 | NE_2_RMPA | NE | RMPA | External | Summer | B9 | 800 | 310 | 12.18 | 61.55 | 66.55 | 5 | 0
2020 | NE_2_RMPA | NE | RMPA | External | Summer | B10 | 1262 | 310 | 310 | 59.17 | 64.27 | 5 | 0.1
2020 | NE_2_RMPA | NE | RMPA | External | Winter | B16 | 25 | 310 | 310 | 64.38 | 73.69 | 5 | 4.32
2020 | NE_2_RMPA | NE | RMPA | External | Winter | B17 | 100 | 310 | 310 | 63.64 | 73.69 | 5 | 5.05
2020 | NE_2_RMPA | NE | RMPA | External | Winter | B18 | 400 | 310 | 310 | 63.64 | 69.51 | 5 | 0.87
2020 | NE_2_RMPA | NE | RMPA | External | Winter | B19 | 700 | 310 | 310 | 61.39 | 69.51 | 5 | 3.12
2020 | NE_2_RMPA | NE | RMPA | External | Winter | B20 | 935 | 310 | 0 | 59.31 | 64 | 5 | 0
2020 | NWPP_Coal_2_MAPP_US | NWPP_Coal | MAPP_US | External | Shoulder | B11 | 25 | 150 | 0 | 74.55 | 61.53 | 8 | 0
2020 | NWPP_Coal_2_MAPP_US | NWPP_Coal | MAPP_US | External | Shoulder | B12 | 200 | 150 | 0 | 74.55 | 55.18 | 8 | 0
2020 | NWPP_Coal_2_MAPP_US | NWPP_Coal | MAPP_US | External | Shoulder | B13 | 600 | 150 | 0 | 74.55 | 53.18 | 8 | 0
2020 | NWPP_Coal_2_MAPP_US | NWPP_Coal | MAPP_US | External | Shoulder | B14 | 900 | 150 | 0 | 74.55 | 49.99 | 8 | 0
2020 | NWPP_Coal_2_MAPP_US | NWPP_Coal | MAPP_US | External | Shoulder | B15 | 1203 | 150 | 0 | 74.55 | 48.61 | 8 | 0
2020 | NWPP_Coal_2_MAPP_US | NWPP_Coal | MAPP_US | External | Summer | B1 | 10 | 150 | 150 | 81.02 | 94.83 | 8 | 5.81
2020 | NWPP_Coal_2_MAPP_US | NWPP_Coal | MAPP_US | External | Summer | B2 | 25 | 150 | 150 | 76.9 | 89.9 | 8 | 5
2020 | NWPP_Coal_2_MAPP_US | NWPP_Coal | MAPP_US | External | Summer | B3 | 75 | 150 | 150 | 76.66 | 92.86 | 8 | 8.21
2020 | NWPP_Coal_2_MAPP_US | NWPP_Coal | MAPP_US | External | Summer | B4 | 100 | 150 | 150 | 74.47 | 86.25 | 8 | 3.78
2020 | NWPP_Coal_2_MAPP_US | NWPP_Coal | MAPP_US | External | Summer | B5 | 200 | 150 | 0 | 74.47 | 82.23 | 8 | 0
2020 | NWPP_Coal_2_MAPP_US | NWPP_Coal | MAPP_US | External | Summer | B6 | 300 | 150 | 0 | 74.47 | 63.62 | 8 | 0
2020 | NWPP_Coal_2_MAPP_US | NWPP_Coal | MAPP_US | External | Summer | B7 | 400 | 150 | 0 | 74.47 | 58.25 | 8 | 0
2020 | NWPP_Coal_2_MAPP_US | NWPP_Coal | MAPP_US | External | Summer | B8 | 500 | 150 | 0 | 74.47 | 53.41 | 8 | 0
2020 | NWPP_Coal_2_MAPP_US | NWPP_Coal | MAPP_US | External | Summer | B9 | 800 | 150 | 0 | 74.47 | 53.41 | 8 | 0
2020 | NWPP_Coal_2_MAPP_US | NWPP_Coal | MAPP_US | External | Summer | B10 | 1262 | 150 | 0 | 74.47 | 52.17 | 8 | 0
2020 | NWPP_Coal_2_MAPP_US | NWPP_Coal | MAPP_US | External | Winter | B16 | 25 | 150 | 0 | 77.68 | 50.39 | 8 | 0
2020 | NWPP_Coal_2_MAPP_US | NWPP_Coal | MAPP_US | External | Winter | B17 | 100 | 150 | 0 | 77.68 | 52.67 | 8 | 0
2020 | NWPP_Coal_2_MAPP_US | NWPP_Coal | MAPP_US | External | Winter | B18 | 400 | 150 | 0 | 77.68 | 52.67 | 8 | 0
2020 | NWPP_Coal_2_MAPP_US | NWPP_Coal | MAPP_US | External | Winter | B19 | 700 | 150 | 0 | 77.68 | 52.67 | 8 | 0
2020 | NWPP_Coal_2_MAPP_US | NWPP_Coal | MAPP_US | External | Winter | B20 | 935 | 150 | 0 | 77.68 | 52.31 | 8 | 0
2020 | RMPA_2_MAPP_US | RMPA | MAPP_US | External | Shoulder | B11 | 25 | 200 | 0 | 70.35 | 61.53 | 8 | 0
2020 | RMPA_2_MAPP_US | RMPA | MAPP_US | External | Shoulder | B12 | 200 | 200 | 0 | 70.35 | 55.18 | 8 | 0
2020 | RMPA_2_MAPP_US | RMPA | MAPP_US | External | Shoulder | B13 | 600 | 200 | 0 | 67.71 | 53.18 | 8 | 0
2020 | RMPA_2_MAPP_US | RMPA | MAPP_US | External | Shoulder | B14 | 900 | 200 | 0 | 67.71 | 49.99 | 8 | 0
2020 | RMPA_2_MAPP_US | RMPA | MAPP_US | External | Shoulder | B15 | 1203 | 200 | 0 | 66.39 | 48.61 | 8 | 0
2020 | RMPA_2_MAPP_US | RMPA | MAPP_US | External | Summer | B1 | 10 | 200 | 0 | 97.35 | 94.83 | 8 | 0
2020 | RMPA_2_MAPP_US | RMPA | MAPP_US | External | Summer | B2 | 25 | 200 | 0 | 88.9 | 89.9 | 8 | 0
2020 | RMPA_2_MAPP_US | RMPA | MAPP_US | External | Summer | B3 | 75 | 200 | 0 | 91.87 | 92.86 | 8 | 0
2020 | RMPA_2_MAPP_US | RMPA | MAPP_US | External | Summer | B4 | 100 | 200 | 0 | 82.66 | 86.25 | 8 | 0
2020 | RMPA_2_MAPP_US | RMPA | MAPP_US | External | Summer | B5 | 200 | 200 | 0 | 81.23 | 82.23 | 8 | 0
2020 | RMPA_2_MAPP_US | RMPA | MAPP_US | External | Summer | B6 | 300 | 200 | 0 | 68.58 | 63.62 | 8 | 0
2020 | RMPA_2_MAPP_US | RMPA | MAPP_US | External | Summer | B7 | 400 | 200 | 0 | 68.58 | 58.25 | 8 | 0
2020 | RMPA_2_MAPP_US | RMPA | MAPP_US | External | Summer | B8 | 500 | 200 | 0 | 68.58 | 53.41 | 8 | 0
2020 | RMPA_2_MAPP_US | RMPA | MAPP_US | External | Summer | B9 | 800 | 200 | 0 | 66.55 | 53.41 | 8 | 0
2020 | RMPA_2_MAPP_US | RMPA | MAPP_US | External | Summer | B10 | 1262 | 200 | 0 | 64.27 | 52.17 | 8 | 0
2020 | RMPA_2_MAPP_US | RMPA | MAPP_US | External | Winter | B16 | 25 | 200 | 0 | 73.69 | 50.39 | 8 | 0
2020 | RMPA_2_MAPP_US | RMPA | MAPP_US | External | Winter | B17 | 100 | 200 | 0 | 73.69 | 52.67 | 8 | 0
2020 | RMPA_2_MAPP_US | RMPA | MAPP_US | External | Winter | B18 | 400 | 200 | 0 | 69.51 | 52.67 | 8 | 0
2020 | RMPA_2_MAPP_US | RMPA | MAPP_US | External | Winter | B19 | 700 | 200 | 0 | 69.51 | 52.67 | 8 | 0
2020 | RMPA_2_MAPP_US | RMPA | MAPP_US | External | Winter | B20 | 935 | 200 | 0 | 64 | 52.31 | 8 | 0
2020 | RMPA_2_NE | RMPA | NE | External | Shoulder | B11 | 25 | 310 | 0 | 70.35 | 68.53 | 8 | 0
2020 | RMPA_2_NE | RMPA | NE | External | Shoulder | B12 | 200 | 310 | 0 | 70.35 | 63.64 | 8 | 0
2020 | RMPA_2_NE | RMPA | NE | External | Shoulder | B13 | 600 | 310 | 0 | 67.71 | 62.7 | 8 | 0
2020 | RMPA_2_NE | RMPA | NE | External | Shoulder | B14 | 900 | 310 | 0 | 67.71 | 56.99 | 8 | 0
2020 | RMPA_2_NE | RMPA | NE | External | Shoulder | B15 | 1203 | 310 | 0 | 66.39 | 56.96 | 8 | 0
2020 | RMPA_2_NE | RMPA | NE | External | Summer | B1 | 10 | 310 | 0 | 97.35 | 101.83 | 8 | 0
2020 | RMPA_2_NE | RMPA | NE | External | Summer | B2 | 25 | 310 | 19.3 | 88.9 | 96.9 | 8 | 0
2020 | RMPA_2_NE | RMPA | NE | External | Summer | B3 | 75 | 310 | 0 | 91.87 | 99.86 | 8 | 0
2020 | RMPA_2_NE | RMPA | NE | External | Summer | B4 | 100 | 310 | 310 | 82.66 | 93.25 | 8 | 2.59
2020 | RMPA_2_NE | RMPA | NE | External | Summer | B5 | 200 | 310 | 118.87 | 81.23 | 89.23 | 8 | 0
2020 | RMPA_2_NE | RMPA | NE | External | Summer | B6 | 300 | 310 | 0 | 68.58 | 70.62 | 8 | 0
2020 | RMPA_2_NE | RMPA | NE | External | Summer | B7 | 400 | 310 | 0 | 68.58 | 65.25 | 8 | 0
2020 | RMPA_2_NE | RMPA | NE | External | Summer | B8 | 500 | 310 | 0 | 68.58 | 64.07 | 8 | 0
2020 | RMPA_2_NE | RMPA | NE | External | Summer | B9 | 800 | 310 | 0 | 66.55 | 61.55 | 8 | 0
2020 | RMPA_2_NE | RMPA | NE | External | Summer | B10 | 1262 | 310 | 0 | 64.27 | 59.17 | 8 | 0
2020 | RMPA_2_NE | RMPA | NE | External | Winter | B16 | 25 | 310 | 0 | 73.69 | 64.38 | 8 | 0
2020 | RMPA_2_NE | RMPA | NE | External | Winter | B17 | 100 | 310 | 0 | 73.69 | 63.64 | 8 | 0
2020 | RMPA_2_NE | RMPA | NE | External | Winter | B18 | 400 | 310 | 0 | 69.51 | 63.64 | 8 | 0
2020 | RMPA_2_NE | RMPA | NE | External | Winter | B19 | 700 | 310 | 0 | 69.51 | 61.39 | 8 | 0
2020 | RMPA_2_NE | RMPA | NE | External | Winter | B20 | 935 | 310 | 0 | 64 | 59.31 | 8 | 0
2020 | RMPA_2_SPP_N | RMPA | SPP_N | External | Shoulder | B11 | 25 | 210 | 0 | 70.35 | 68.55 | 8 | 0
2020 | RMPA_2_SPP_N | RMPA | SPP_N | External | Shoulder | B12 | 200 | 210 | 0 | 70.35 | 63.65 | 8 | 0
2020 | RMPA_2_SPP_N | RMPA | SPP_N | External | Shoulder | B13 | 600 | 210 | 0 | 67.71 | 62.71 | 8 | 0
2020 | RMPA_2_SPP_N | RMPA | SPP_N | External | Shoulder | B14 | 900 | 210 | 0 | 67.71 | 57 | 8 | 0
2020 | RMPA_2_SPP_N | RMPA | SPP_N | External | Shoulder | B15 | 1203 | 210 | 0 | 66.39 | 56.98 | 8 | 0
2020 | RMPA_2_SPP_N | RMPA | SPP_N | External | Summer | B1 | 10 | 210 | 0 | 97.35 | 96.84 | 8 | 0
2020 | RMPA_2_SPP_N | RMPA | SPP_N | External | Summer | B2 | 25 | 210 | 209.99 | 88.9 | 96.92 | 8 | 0.01
2020 | RMPA_2_SPP_N | RMPA | SPP_N | External | Summer | B3 | 75 | 210 | 175.75 | 91.87 | 99.87 | 8 | 0
2020 | RMPA_2_SPP_N | RMPA | SPP_N | External | Summer | B4 | 100 | 210 | 210 | 82.66 | 93.27 | 8 | 2.6
2020 | RMPA_2_SPP_N | RMPA | SPP_N | External | Summer | B5 | 200 | 210 | 210 | 81.23 | 89.24 | 8 | 0.01
2020 | RMPA_2_SPP_N | RMPA | SPP_N | External | Summer | B6 | 300 | 210 | 0 | 68.58 | 68.95 | 8 | 0
2020 | RMPA_2_SPP_N | RMPA | SPP_N | External | Summer | B7 | 400 | 210 | 0 | 68.58 | 65.26 | 8 | 0
2020 | RMPA_2_SPP_N | RMPA | SPP_N | External | Summer | B8 | 500 | 210 | 0 | 68.58 | 64.08 | 8 | 0
2020 | RMPA_2_SPP_N | RMPA | SPP_N | External | Summer | B9 | 800 | 210 | 0 | 66.55 | 62.71 | 8 | 0
2020 | RMPA_2_SPP_N | RMPA | SPP_N | External | Summer | B10 | 1262 | 210 | 0 | 64.27 | 59.18 | 8 | 0
2020 | RMPA_2_SPP_N | RMPA | SPP_N | External | Winter | B16 | 25 | 210 | 0 | 73.69 | 64.39 | 8 | 0
2020 | RMPA_2_SPP_N | RMPA | SPP_N | External | Winter | B17 | 100 | 210 | 0 | 73.69 | 63.65 | 8 | 0
2020 | RMPA_2_SPP_N | RMPA | SPP_N | External | Winter | B18 | 400 | 210 | 0 | 69.51 | 63.65 | 8 | 0
2020 | RMPA_2_SPP_N | RMPA | SPP_N | External | Winter | B19 | 700 | 210 | 0 | 69.51 | 61.41 | 8 | 0
2020 | RMPA_2_SPP_N | RMPA | SPP_N | External | Winter | B20 | 935 | 210 | 0 | 64 | 59.32 | 8 | 0
2020 | SPP_N_2_RMPA | SPP_N | RMPA | External | Shoulder | B11 | 25 | 210 | 0 | 68.55 | 70.35 | 5 | 0
2020 | SPP_N_2_RMPA | SPP_N | RMPA | External | Shoulder | B12 | 200 | 210 | 210 | 63.65 | 70.35 | 5 | 1.7
2020 | SPP_N_2_RMPA | SPP_N | RMPA | External | Shoulder | B13 | 600 | 210 | 116.83 | 62.71 | 67.71 | 5 | 0
2020 | SPP_N_2_RMPA | SPP_N | RMPA | External | Shoulder | B14 | 900 | 210 | 210 | 57 | 67.71 | 5 | 5.71
2020 | SPP_N_2_RMPA | SPP_N | RMPA | External | Shoulder | B15 | 1203 | 210 | 210 | 56.98 | 66.39 | 5 | 4.41
2020 | SPP_N_2_RMPA | SPP_N | RMPA | External | Summer | B1 | 10 | 210 | 0 | 96.84 | 97.35 | 5 | 0
2020 | SPP_N_2_RMPA | SPP_N | RMPA | External | Summer | B2 | 25 | 210 | 0 | 96.92 | 88.9 | 5 | 0
2020 | SPP_N_2_RMPA | SPP_N | RMPA | External | Summer | B3 | 75 | 210 | 0 | 99.87 | 91.87 | 5 | 0
2020 | SPP_N_2_RMPA | SPP_N | RMPA | External | Summer | B4 | 100 | 210 | 0 | 93.27 | 82.66 | 5 | 0
2020 | SPP_N_2_RMPA | SPP_N | RMPA | External | Summer | B5 | 200 | 210 | 0 | 89.24 | 81.23 | 5 | 0
2020 | SPP_N_2_RMPA | SPP_N | RMPA | External | Summer | B6 | 300 | 210 | 0 | 68.95 | 68.58 | 5 | 0
2020 | SPP_N_2_RMPA | SPP_N | RMPA | External | Summer | B7 | 400 | 210 | 0 | 65.26 | 68.58 | 5 | 0
2020 | SPP_N_2_RMPA | SPP_N | RMPA | External | Summer | B8 | 500 | 210 | 0 | 64.08 | 68.58 | 5 | 0
2020 | SPP_N_2_RMPA | SPP_N | RMPA | External | Summer | B9 | 800 | 210 | 0 | 62.71 | 66.55 | 5 | 0
2020 | SPP_N_2_RMPA | SPP_N | RMPA | External | Summer | B10 | 1262 | 210 | 210 | 59.18 | 64.27 | 5 | 0.09
2020 | SPP_N_2_RMPA | SPP_N | RMPA | External | Winter | B16 | 25 | 210 | 210 | 64.39 | 73.69 | 5 | 4.3
2020 | SPP_N_2_RMPA | SPP_N | RMPA | External | Winter | B17 | 100 | 210 | 210 | 63.65 | 73.69 | 5 | 5.04
2020 | SPP_N_2_RMPA | SPP_N | RMPA | External | Winter | B18 | 400 | 210 | 210 | 63.65 | 69.51 | 5 | 0.86
2020 | SPP_N_2_RMPA | SPP_N | RMPA | External | Winter | B19 | 700 | 210 | 210 | 61.41 | 69.51 | 5 | 3.11
2020 | SPP_N_2_RMPA | SPP_N | RMPA | External | Winter | B20 | 935 | 210 | 0 | 59.32 | 64 | 5 | 0
2020 | SPP_S_2_ERCOT | SPP_S | ERCOT | External | Shoulder | B11 | 25 | 800 | 800 | 68.53 | 84.5 | 5 | 10.97
2020 | SPP_S_2_ERCOT | SPP_S | ERCOT | External | Shoulder | B12 | 200 | 800 | 0 | 63.66 | 65.28 | 5 | 0
2020 | SPP_S_2_ERCOT | SPP_S | ERCOT | External | Shoulder | B13 | 600 | 800 | 0 | 62.72 | 65.28 | 5 | 0
2020 | SPP_S_2_ERCOT | SPP_S | ERCOT | External | Shoulder | B14 | 900 | 800 | 800 | 57.01 | 65.28 | 5 | 3.26
2020 | SPP_S_2_ERCOT | SPP_S | ERCOT | External | Shoulder | B15 | 1203 | 800 | 0 | 56.99 | 60.43 | 5 | 0
2020 | SPP_S_2_ERCOT | SPP_S | ERCOT | External | Summer | B1 | 10 | 800 | 800 | 67.06 | 94.24 | 5 | 22.18
2020 | SPP_S_2_ERCOT | SPP_S | ERCOT | External | Summer | B2 | 25 | 800 | 0 | 92.88 | 94.24 | 5 | 0
2020 | SPP_S_2_ERCOT | SPP_S | ERCOT | External | Summer | B3 | 75 | 800 | 0 | 92.88 | 94.24 | 5 | 0
2020 | SPP_S_2_ERCOT | SPP_S | ERCOT | External | Summer | B4 | 100 | 800 | 0 | 92.88 | 94.24 | 5 | 0
2020 | SPP_S_2_ERCOT | SPP_S | ERCOT | External | Summer | B5 | 200 | 800 | 404.4 | 89.24 | 94.24 | 5 | 0
2020 | SPP_S_2_ERCOT | SPP_S | ERCOT | External | Summer | B6 | 300 | 800 | 0 | 68.95 | 70.02 | 5 | 0
2020 | SPP_S_2_ERCOT | SPP_S | ERCOT | External | Summer | B7 | 400 | 800 | 0 | 65.27 | 70.02 | 5 | 0
2020 | SPP_S_2_ERCOT | SPP_S | ERCOT | External | Summer | B8 | 500 | 800 | 0 | 64.09 | 64.14 | 5 | 0
2020 | SPP_S_2_ERCOT | SPP_S | ERCOT | External | Summer | B9 | 800 | 800 | 0 | 63.95 | 64.14 | 5 | 0
2020 | SPP_S_2_ERCOT | SPP_S | ERCOT | External | Summer | B10 | 1262 | 800 | 0 | 59.19 | 64.14 | 5 | 0
2020 | SPP_S_2_ERCOT | SPP_S | ERCOT | External | Winter | B16 | 25 | 800 | 145.81 | 64.4 | 69.4 | 5 | 0
2020 | SPP_S_2_ERCOT | SPP_S | ERCOT | External | Winter | B17 | 100 | 800 | 0 | 63.66 | 67.74 | 5 | 0
2020 | SPP_S_2_ERCOT | SPP_S | ERCOT | External | Winter | B18 | 400 | 800 | 0 | 63.66 | 67.74 | 5 | 0
2020 | SPP_S_2_ERCOT | SPP_S | ERCOT | External | Winter | B19 | 700 | 800 | 800 | 61.42 | 67.74 | 5 | 1.33
2020 | SPP_S_2_ERCOT | SPP_S | ERCOT | External | Winter | B20 | 935 | 800 | 0 | 59.33 | 62.63 | 5 | 0
2025 | AZ_NM_SNV_Coal_2_SPP_S | AZ_NM_SNV_Coal | SPP_S | External | Shoulder | B11 | 25 | 400 | 400 | 72.49 | 81.22 | 8.17 | 0.56
2025 | AZ_NM_SNV_Coal_2_SPP_S | AZ_NM_SNV_Coal | SPP_S | External | Shoulder | B12 | 200 | 400 | 0 | 72.49 | 70.65 | 8.17 | 0
2025 | AZ_NM_SNV_Coal_2_SPP_S | AZ_NM_SNV_Coal | SPP_S | External | Shoulder | B13 | 600 | 400 | 0 | 72.49 | 70.5 | 8.17 | 0
2025 | AZ_NM_SNV_Coal_2_SPP_S | AZ_NM_SNV_Coal | SPP_S | External | Shoulder | B14 | 900 | 400 | 0 | 72.49 | 63.69 | 8.17 | 0
2025 | AZ_NM_SNV_Coal_2_SPP_S | AZ_NM_SNV_Coal | SPP_S | External | Shoulder | B15 | 1203 | 400 | 0 | 72.49 | 61.37 | 8.17 | 0
2025 | AZ_NM_SNV_Coal_2_SPP_S | AZ_NM_SNV_Coal | SPP_S | External | Summer | B1 | 10 | 400 | 0 | 103.26 | 82.44 | 8.17 | 0
2025 | AZ_NM_SNV_Coal_2_SPP_S | AZ_NM_SNV_Coal | SPP_S | External | Summer | B2 | 25 | 400 | 0 | 97.41 | 100.23 | 8.17 | 0
2025 | AZ_NM_SNV_Coal_2_SPP_S | AZ_NM_SNV_Coal | SPP_S | External | Summer | B3 | 75 | 400 | 0 | 93.48 | 101.08 | 8.17 | 0
2025 | AZ_NM_SNV_Coal_2_SPP_S | AZ_NM_SNV_Coal | SPP_S | External | Summer | B4 | 100 | 400 | 400 | 89.66 | 100.23 | 8.17 | 2.41
2025 | AZ_NM_SNV_Coal_2_SPP_S | AZ_NM_SNV_Coal | SPP_S | External | Summer | B5 | 200 | 400 | 400 | 81.51 | 100.23 | 8.17 | 10.55
2025 | AZ_NM_SNV_Coal_2_SPP_S | AZ_NM_SNV_Coal | SPP_S | External | Summer | B6 | 300 | 400 | 0 | 81.5 | 88.41 | 8.17 | 0
2025 | AZ_NM_SNV_Coal_2_SPP_S | AZ_NM_SNV_Coal | SPP_S | External | Summer | B7 | 400 | 400 | 0 | 75.3 | 81.01 | 8.17 | 0
2025 | AZ_NM_SNV_Coal_2_SPP_S | AZ_NM_SNV_Coal | SPP_S | External | Summer | B8 | 500 | 400 | 0 | 73.73 | 71.42 | 8.17 | 0
2025 | AZ_NM_SNV_Coal_2_SPP_S | AZ_NM_SNV_Coal | SPP_S | External | Summer | B9 | 800 | 400 | 0 | 73.33 | 69.11 | 8.17 | 0
2025 | AZ_NM_SNV_Coal_2_SPP_S | AZ_NM_SNV_Coal | SPP_S | External | Summer | B10 | 1262 | 400 | 0 | 70.69 | 64.25 | 8.17 | 0
2025 | AZ_NM_SNV_Coal_2_SPP_S | AZ_NM_SNV_Coal | SPP_S | External | Winter | B16 | 25 | 400 | 0 | 75.85 | 73.71 | 8.17 | 0
2025 | AZ_NM_SNV_Coal_2_SPP_S | AZ_NM_SNV_Coal | SPP_S | External | Winter | B17 | 100 | 400 | 0 | 75.85 | 71.66 | 8.17 | 0
2025 | AZ_NM_SNV_Coal_2_SPP_S | AZ_NM_SNV_Coal | SPP_S | External | Winter | B18 | 400 | 400 | 0 | 75.85 | 71.65 | 8.17 | 0
2025 | AZ_NM_SNV_Coal_2_SPP_S | AZ_NM_SNV_Coal | SPP_S | External | Winter | B19 | 700 | 400 | 0 | 75.85 | 68.57 | 8.17 | 0
2025 | AZ_NM_SNV_Coal_2_SPP_S | AZ_NM_SNV_Coal | SPP_S | External | Winter | B20 | 935 | 400 | 0 | 74.74 | 64.13 | 8.17 | 0
2025 | ERCOT_2_SPP_S | ERCOT | SPP_S | External | Shoulder | B11 | 25 | 800 | 0 | 103.58 | 81.22 | 8 | 0
2025 | ERCOT_2_SPP_S | ERCOT | SPP_S | External | Shoulder | B12 | 200 | 800 | 0 | 70.42 | 70.65 | 8 | 0
2025 | ERCOT_2_SPP_S | ERCOT | SPP_S | External | Shoulder | B13 | 600 | 800 | 0 | 70.42 | 70.5 | 8 | 0
2025 | ERCOT_2_SPP_S | ERCOT | SPP_S | External | Shoulder | B14 | 900 | 800 | 0 | 70.42 | 63.69 | 8 | 0
2025 | ERCOT_2_SPP_S | ERCOT | SPP_S | External | Shoulder | B15 | 1203 | 800 | 0 | 70.42 | 61.37 | 8 | 0
2025 | ERCOT_2_SPP_S | ERCOT | SPP_S | External | Summer | B1 | 10 | 800 | 0 | 110.2 | 82.44 | 8 | 0
2025 | ERCOT_2_SPP_S | ERCOT | SPP_S | External | Summer | B2 | 25 | 800 | 0 | 101.72 | 100.23 | 8 | 0
2025 | ERCOT_2_SPP_S | ERCOT | SPP_S | External | Summer | B3 | 75 | 800 | 0 | 101.72 | 101.08 | 8 | 0
2025 | ERCOT_2_SPP_S | ERCOT | SPP_S | External | Summer | B4 | 100 | 800 | 0 | 101.72 | 100.23 | 8 | 0
2025 | ERCOT_2_SPP_S | ERCOT | SPP_S | External | Summer | B5 | 200 | 800 | 0 | 101.72 | 100.23 | 8 | 0
2025 | ERCOT_2_SPP_S | ERCOT | SPP_S | External | Summer | B6 | 300 | 800 | 0 | 89.57 | 88.41 | 8 | 0
2025 | ERCOT_2_SPP_S | ERCOT | SPP_S | External | Summer | B7 | 400 | 800 | 0 | 75.53 | 81.01 | 8 | 0
2025 | ERCOT_2_SPP_S | ERCOT | SPP_S | External | Summer | B8 | 500 | 800 | 0 | 69.16 | 71.42 | 8 | 0
2025 | ERCOT_2_SPP_S | ERCOT | SPP_S | External | Summer | B9 | 800 | 800 | 0 | 69.16 | 69.11 | 8 | 0
2025 | ERCOT_2_SPP_S | ERCOT | SPP_S | External | Summer | B10 | 1262 | 800 | 0 | 69.16 | 64.25 | 8 | 0
2025 | ERCOT_2_SPP_S | ERCOT | SPP_S | External | Winter | B16 | 25 | 800 | 0 | 79.88 | 73.71 | 8 | 0
2025 | ERCOT_2_SPP_S | ERCOT | SPP_S | External | Winter | B17 | 100 | 800 | 0 | 73.13 | 71.66 | 8 | 0
2025 | ERCOT_2_SPP_S | ERCOT | SPP_S | External | Winter | B18 | 400 | 800 | 0 | 73.13 | 71.65 | 8 | 0
2025 | ERCOT_2_SPP_S | ERCOT | SPP_S | External | Winter | B19 | 700 | 800 | 0 | 73.13 | 68.57 | 8 | 0
2025 | ERCOT_2_SPP_S | ERCOT | SPP_S | External | Winter | B20 | 935 | 800 | 0 | 73.13 | 64.13 | 8 | 0
2025 | MAPP_US_2_RMPA | MAPP_US | RMPA | External | Shoulder | B11 | 25 | 200 | 0 | 74.2 | 76.45 | 8 | 0
2025 | MAPP_US_2_RMPA | MAPP_US | RMPA | External | Shoulder | B12 | 200 | 200 | 200 | 62.94 | 76.45 | 8 | 5.51
2025 | MAPP_US_2_RMPA | MAPP_US | RMPA | External | Shoulder | B13 | 600 | 200 | 200 | 60.39 | 76.45 | 8 | 8.06
2025 | MAPP_US_2_RMPA | MAPP_US | RMPA | External | Shoulder | B14 | 900 | 200 | 200 | 56.67 | 76.45 | 8 | 11.78
2025 | MAPP_US_2_RMPA | MAPP_US | RMPA | External | Shoulder | B15 | 1203 | 200 | 200 | 49.67 | 76.45 | 8 | 18.78
2025 | MAPP_US_2_RMPA | MAPP_US | RMPA | External | Summer | B1 | 10 | 200 | 121.34 | 103.43 | 111.43 | 8 | 0
2025 | MAPP_US_2_RMPA | MAPP_US | RMPA | External | Summer | B2 | 25 | 200 | 0 | 100.26 | 105.57 | 8 | 0
2025 | MAPP_US_2_RMPA | MAPP_US | RMPA | External | Summer | B3 | 75 | 200 | 0 | 101.48 | 101.64 | 8 | 0
2025 | MAPP_US_2_RMPA | MAPP_US | RMPA | External | Summer | B4 | 100 | 200 | 0 | 100.27 | 99.43 | 8 | 0
2025 | MAPP_US_2_RMPA | MAPP_US | RMPA | External | Summer | B5 | 200 | 200 | 0 | 95.86 | 89.68 | 8 | 0
2025 | MAPP_US_2_RMPA | MAPP_US | RMPA | External | Summer | B6 | 300 | 200 | 0 | 81.39 | 84.58 | 8 | 0
2025 | MAPP_US_2_RMPA | MAPP_US | RMPA | External | Summer | B7 | 400 | 200 | 70.04 | 73.2 | 81.2 | 8 | 0
2025 | MAPP_US_2_RMPA | MAPP_US | RMPA | External | Summer | B8 | 500 | 200 | 200 | 61.17 | 74.45 | 8 | 5.28
2025 | MAPP_US_2_RMPA | MAPP_US | RMPA | External | Summer | B9 | 800 | 200 | 200 | 61.17 | 74.45 | 8 | 5.28
2025 | MAPP_US_2_RMPA | MAPP_US | RMPA | External | Summer | B10 | 1262 | 200 | 200 | 57.23 | 74.45 | 8 | 9.23
2025 | MAPP_US_2_RMPA | MAPP_US | RMPA | External | Winter | B16 | 25 | 200 | 200 | 57.12 | 80.18 | 8 | 15.06
2025 | MAPP_US_2_RMPA | MAPP_US | RMPA | External | Winter | B17 | 100 | 200 | 200 | 57.64 | 80.18 | 8 | 14.54
2025 | MAPP_US_2_RMPA | MAPP_US | RMPA | External | Winter | B18 | 400 | 200 | 200 | 57.64 | 80.18 | 8 | 14.54
2025 | MAPP_US_2_RMPA | MAPP_US | RMPA | External | Winter | B19 | 700 | 200 | 200 | 57.64 | 80.18 | 8 | 14.54
2025 | MAPP_US_2_RMPA | MAPP_US | RMPA | External | Winter | B20 | 935 | 200 | 200 | 57.11 | 77.6 | 8 | 12.49
2025 | NE_2_RMPA | NE | RMPA | External | Shoulder | B11 | 25 | 310 | 0 | 81.2 | 76.45 | 5 | 0
2025 | NE_2_RMPA | NE | RMPA | External | Shoulder | B12 | 200 | 310 | 310 | 70.62 | 76.45 | 5 | 0.83
2025 | NE_2_RMPA | NE | RMPA | External | Shoulder | B13 | 600 | 310 | 310 | 70.48 | 76.45 | 5 | 0.97
2025 | NE_2_RMPA | NE | RMPA | External | Shoulder | B14 | 900 | 310 | 310 | 63.67 | 76.45 | 5 | 7.78
2025 | NE_2_RMPA | NE | RMPA | External | Shoulder | B15 | 1203 | 310 | 310 | 61.35 | 76.45 | 5 | 10.1
2025 | NE_2_RMPA | NE | RMPA | External | Summer | B1 | 10 | 310 | 0 | 110.43 | 111.43 | 5 | 0
2025 | NE_2_RMPA | NE | RMPA | External | Summer | B2 | 25 | 310 | 0 | 108.82 | 105.57 | 5 | 0
2025 | NE_2_RMPA | NE | RMPA | External | Summer | B3 | 75 | 310 | 0 | 108.82 | 101.64 | 5 | 0
2025 | NE_2_RMPA | NE | RMPA | External | Summer | B4 | 100 | 310 | 0 | 107.43 | 99.43 | 5 | 0
2025 | NE_2_RMPA | NE | RMPA | External | Summer | B5 | 200 | 310 | 0 | 102.86 | 89.68 | 5 | 0
2025 | NE_2_RMPA | NE | RMPA | External | Summer | B6 | 300 | 310 | 0 | 88.39 | 84.58 | 5 | 0
2025 | NE_2_RMPA | NE | RMPA | External | Summer | B7 | 400 | 310 | 0 | 80.99 | 81.2 | 5 | 0
2025 | NE_2_RMPA | NE | RMPA | External | Summer | B8 | 500 | 310 | 0 | 71.39 | 74.45 | 5 | 0
2025 | NE_2_RMPA | NE | RMPA | External | Summer | B9 | 800 | 310 | 310 | 69.08 | 74.45 | 5 | 0.37
2025 | NE_2_RMPA | NE | RMPA | External | Summer | B10 | 1262 | 310 | 310 | 64.23 | 74.45 | 5 | 5.23
2025 | NE_2_RMPA | NE | RMPA | External | Winter | B16 | 25 | 310 | 310 | 71.12 | 80.18 | 5 | 4.06
2025 | NE_2_RMPA | NE | RMPA | External | Winter | B17 | 100 | 310 | 310 | 71.64 | 80.18 | 5 | 3.54
2025 | NE_2_RMPA | NE | RMPA | External | Winter | B18 | 400 | 310 | 310 | 71.63 | 80.18 | 5 | 3.56
2025 | NE_2_RMPA | NE | RMPA | External | Winter | B19 | 700 | 310 | 310 | 68.55 | 80.18 | 5 | 6.64
2025 | NE_2_RMPA | NE | RMPA | External | Winter | B20 | 935 | 310 | 310 | 64.11 | 77.6 | 5 | 8.49
2025 | NWPP_Coal_2_MAPP_US | NWPP_Coal | MAPP_US | External | Shoulder | B11 | 25 | 150 | 0 | 71.99 | 74.2 | 8 | 0
2025 | NWPP_Coal_2_MAPP_US | NWPP_Coal | MAPP_US | External | Shoulder | B12 | 200 | 150 | 0 | 71.99 | 62.94 | 8 | 0
2025 | NWPP_Coal_2_MAPP_US | NWPP_Coal | MAPP_US | External | Shoulder | B13 | 600 | 150 | 0 | 71.99 | 60.39 | 8 | 0
2025 | NWPP_Coal_2_MAPP_US | NWPP_Coal | MAPP_US | External | Shoulder | B14 | 900 | 150 | 0 | 71.99 | 56.67 | 8 | 0
2025 | NWPP_Coal_2_MAPP_US | NWPP_Coal | MAPP_US | External | Shoulder | B15 | 1203 | 150 | 0 | 71.99 | 49.67 | 8 | 0
2025 | NWPP_Coal_2_MAPP_US | NWPP_Coal | MAPP_US | External | Summer | B1 | 10 | 150 | 150 | 92.42 | 103.43 | 8 | 3.01
2025 | NWPP_Coal_2_MAPP_US | NWPP_Coal | MAPP_US | External | Summer | B2 | 25 | 150 | 150 | 89.24 | 100.26 | 8 | 3.01
2025 | NWPP_Coal_2_MAPP_US | NWPP_Coal | MAPP_US | External | Summer | B3 | 75 | 150 | 150 | 85.31 | 101.48 | 8 | 8.17
2025 | NWPP_Coal_2_MAPP_US | NWPP_Coal | MAPP_US | External | Summer | B4 | 100 | 150 | 150 | 81.49 | 100.27 | 8 | 10.77
2025 | NWPP_Coal_2_MAPP_US | NWPP_Coal | MAPP_US | External | Summer | B5 | 200 | 150 | 150 | 81.49 | 95.86 | 8 | 6.37
2025 | NWPP_Coal_2_MAPP_US | NWPP_Coal | MAPP_US | External | Summer | B6 | 300 | 150 | 0 | 81.49 | 81.39 | 8 | 0
2025 | NWPP_Coal_2_MAPP_US | NWPP_Coal | MAPP_US | External | Summer | B7 | 400 | 150 | 0 | 81.49 | 73.2 | 8 | 0
2025 | NWPP_Coal_2_MAPP_US | NWPP_Coal | MAPP_US | External | Summer | B8 | 500 | 150 | 0 | 81.49 | 61.17 | 8 | 0
2025 | NWPP_Coal_2_MAPP_US | NWPP_Coal | MAPP_US | External | Summer | B9 | 800 | 150 | 0 | 81.49 | 61.17 | 8 | 0
2025 | NWPP_Coal_2_MAPP_US | NWPP_Coal | MAPP_US | External | Summer | B10 | 1262 | 150 | 0 | 81.49 | 57.23 | 8 | 0
2025 | NWPP_Coal_2_MAPP_US | NWPP_Coal | MAPP_US | External | Winter | B16 | 25 | 150 | 0 | 76.11 | 57.12 | 8 | 0
2025 | NWPP_Coal_2_MAPP_US | NWPP_Coal | MAPP_US | External | Winter | B17 | 100 | 150 | 0 | 76.11 | 57.64 | 8 | 0
2025 | NWPP_Coal_2_MAPP_US | NWPP_Coal | MAPP_US | External | Winter | B18 | 400 | 150 | 0 | 76.11 | 57.64 | 8 | 0
2025 | NWPP_Coal_2_MAPP_US | NWPP_Coal | MAPP_US | External | Winter | B19 | 700 | 150 | 0 | 76.11 | 57.64 | 8 | 0
2025 | NWPP_Coal_2_MAPP_US | NWPP_Coal | MAPP_US | External | Winter | B20 | 935 | 150 | 0 | 76.11 | 57.11 | 8 | 0
2025 | RMPA_2_MAPP_US | RMPA | MAPP_US | External | Shoulder | B11 | 25 | 200 | 0 | 76.45 | 74.2 | 8 | 0
2025 | RMPA_2_MAPP_US | RMPA | MAPP_US | External | Shoulder | B12 | 200 | 200 | 0 | 76.45 | 62.94 | 8 | 0
2025 | RMPA_2_MAPP_US | RMPA | MAPP_US | External | Shoulder | B13 | 600 | 200 | 0 | 76.45 | 60.39 | 8 | 0
2025 | RMPA_2_MAPP_US | RMPA | MAPP_US | External | Shoulder | B14 | 900 | 200 | 0 | 76.45 | 56.67 | 8 | 0
2025 | RMPA_2_MAPP_US | RMPA | MAPP_US | External | Shoulder | B15 | 1203 | 200 | 0 | 76.45 | 49.67 | 8 | 0
2025 | RMPA_2_MAPP_US | RMPA | MAPP_US | External | Summer | B1 | 10 | 200 | 0 | 111.43 | 103.43 | 8 | 0
2025 | RMPA_2_MAPP_US | RMPA | MAPP_US | External | Summer | B2 | 25 | 200 | 0 | 105.57 | 100.26 | 8 | 0
2025 | RMPA_2_MAPP_US | RMPA | MAPP_US | External | Summer | B3 | 75 | 200 | 0 | 101.64 | 101.48 | 8 | 0
2025 | RMPA_2_MAPP_US | RMPA | MAPP_US | External | Summer | B4 | 100 | 200 | 0 | 99.43 | 100.27 | 8 | 0
2025 | RMPA_2_MAPP_US | RMPA | MAPP_US | External | Summer | B5 | 200 | 200 | 0 | 89.68 | 95.86 | 8 | 0
2025 | RMPA_2_MAPP_US | RMPA | MAPP_US | External | Summer | B6 | 300 | 200 | 0 | 84.58 | 81.39 | 8 | 0
2025 | RMPA_2_MAPP_US | RMPA | MAPP_US | External | Summer | B7 | 400 | 200 | 0 | 81.2 | 73.2 | 8 | 0
2025 | RMPA_2_MAPP_US | RMPA | MAPP_US | External | Summer | B8 | 500 | 200 | 0 | 74.45 | 61.17 | 8 | 0
2025 | RMPA_2_MAPP_US | RMPA | MAPP_US | External | Summer | B9 | 800 | 200 | 0 | 74.45 | 61.17 | 8 | 0
2025 | RMPA_2_MAPP_US | RMPA | MAPP_US | External | Summer | B10 | 1262 | 200 | 0 | 74.45 | 57.23 | 8 | 0
2025 | RMPA_2_MAPP_US | RMPA | MAPP_US | External | Winter | B16 | 25 | 200 | 0 | 80.18 | 57.12 | 8 | 0
2025 | RMPA_2_MAPP_US | RMPA | MAPP_US | External | Winter | B17 | 100 | 200 | 0 | 80.18 | 57.64 | 8 | 0
2025 | RMPA_2_MAPP_US | RMPA | MAPP_US | External | Winter | B18 | 400 | 200 | 0 | 80.18 | 57.64 | 8 | 0
2025 | RMPA_2_MAPP_US | RMPA | MAPP_US | External | Winter | B19 | 700 | 200 | 0 | 80.18 | 57.64 | 8 | 0
2025 | RMPA_2_MAPP_US | RMPA | MAPP_US | External | Winter | B20 | 935 | 200 | 0 | 77.6 | 57.11 | 8 | 0
2025 | RMPA_2_NE | RMPA | NE | External | Shoulder | B11 | 25 | 310 | 0 | 76.45 | 81.2 | 8 | 0
2025 | RMPA_2_NE | RMPA | NE | External | Shoulder | B12 | 200 | 310 | 0 | 76.45 | 70.62 | 8 | 0
2025 | RMPA_2_NE | RMPA | NE | External | Shoulder | B13 | 600 | 310 | 0 | 76.45 | 70.48 | 8 | 0
2025 | RMPA_2_NE | RMPA | NE | External | Shoulder | B14 | 900 | 310 | 0 | 76.45 | 63.67 | 8 | 0
2025 | RMPA_2_NE | RMPA | NE | External | Shoulder | B15 | 1203 | 310 | 0 | 76.45 | 61.35 | 8 | 0
2025 | RMPA_2_NE | RMPA | NE | External | Summer | B1 | 10 | 310 | 0 | 111.43 | 110.43 | 8 | 0
2025 | RMPA_2_NE | RMPA | NE | External | Summer | B2 | 25 | 310 | 0 | 105.57 | 108.82 | 8 | 0
2025 | RMPA_2_NE | RMPA | NE | External | Summer | B3 | 75 | 310 | 0 | 101.64 | 108.82 | 8 | 0
2025 | RMPA_2_NE | RMPA | NE | External | Summer | B4 | 100 | 310 | 295.76 | 99.43 | 107.43 | 8 | 0
2025 | RMPA_2_NE | RMPA | NE | External | Summer | B5 | 200 | 310 | 310 | 89.68 | 102.86 | 8 | 5.18
2025 | RMPA_2_NE | RMPA | NE | External | Summer | B6 | 300 | 310 | 0 | 84.58 | 88.39 | 8 | 0
2025 | RMPA_2_NE | RMPA | NE | External | Summer | B7 | 400 | 310 | 0 | 81.2 | 80.99 | 8 | 0
2025 | RMPA_2_NE | RMPA | NE | External | Summer | B8 | 500 | 310 | 0 | 74.45 | 71.39 | 8 | 0
2025 | RMPA_2_NE | RMPA | NE | External | Summer | B9 | 800 | 310 | 0 | 74.45 | 69.08 | 8 | 0
2025 | RMPA_2_NE | RMPA | NE | External | Summer | B10 | 1262 | 310 | 0 | 74.45 | 64.23 | 8 | 0
2025 | RMPA_2_NE | RMPA | NE | External | Winter | B16 | 25 | 310 | 0 | 80.18 | 71.12 | 8 | 0
2025 | RMPA_2_NE | RMPA | NE | External | Winter | B17 | 100 | 310 | 0 | 80.18 | 71.64 | 8 | 0
2025 | RMPA_2_NE | RMPA | NE | External | Winter | B18 | 400 | 310 | 0 | 80.18 | 71.63 | 8 | 0
2025 | RMPA_2_NE | RMPA | NE | External | Winter | B19 | 700 | 310 | 0 | 80.18 | 68.55 | 8 | 0
2025 | RMPA_2_NE | RMPA | NE | External | Winter | B20 | 935 | 310 | 0 | 77.6 | 64.11 | 8 | 0
2025 | RMPA_2_SPP_N | RMPA | SPP_N | External | Shoulder | B11 | 25 | 210 | 0 | 76.45 | 81.21 | 8 | 0
2025 | RMPA_2_SPP_N | RMPA | SPP_N | External | Shoulder | B12 | 200 | 210 | 0 | 76.45 | 70.64 | 8 | 0
2025 | RMPA_2_SPP_N | RMPA | SPP_N | External | Shoulder | B13 | 600 | 210 | 0 | 76.45 | 70.49 | 8 | 0
2025 | RMPA_2_SPP_N | RMPA | SPP_N | External | Shoulder | B14 | 900 | 210 | 0 | 76.45 | 63.68 | 8 | 0
2025 | RMPA_2_SPP_N | RMPA | SPP_N | External | Shoulder | B15 | 1203 | 210 | 0 | 76.45 | 61.36 | 8 | 0
2025 | RMPA_2_SPP_N | RMPA | SPP_N | External | Summer | B1 | 10 | 210 | 0 | 111.43 | 108.83 | 8 | 0
2025 | RMPA_2_SPP_N | RMPA | SPP_N | External | Summer | B2 | 25 | 210 | 0 | 105.57 | 108.83 | 8 | 0
2025 | RMPA_2_SPP_N | RMPA | SPP_N | External | Summer | B3 | 75 | 210 | 0 | 101.64 | 108.83 | 8 | 0
2025 | RMPA_2_SPP_N | RMPA | SPP_N | External | Summer | B4 | 100 | 210 | 210 | 99.43 | 107.44 | 8 | 0.01
2025 | RMPA_2_SPP_N | RMPA | SPP_N | External | Summer | B5 | 200 | 210 | 210 | 89.68 | 102.88 | 8 | 5.2
2025 | RMPA_2_SPP_N | RMPA | SPP_N | External | Summer | B6 | 300 | 210 | 0 | 84.58 | 88.4 | 8 | 0
2025 | RMPA_2_SPP_N | RMPA | SPP_N | External | Summer | B7 | 400 | 210 | 0 | 81.2 | 81 | 8 | 0
2025 | RMPA_2_SPP_N | RMPA | SPP_N | External | Summer | B8 | 500 | 210 | 0 | 74.45 | 71.41 | 8 | 0
2025 | RMPA_2_SPP_N | RMPA | SPP_N | External | Summer | B9 | 800 | 210 | 0 | 74.45 | 69.09 | 8 | 0
2025 | RMPA_2_SPP_N | RMPA | SPP_N | External | Summer | B10 | 1262 | 210 | 0 | 74.45 | 64.24 | 8 | 0
2025 | RMPA_2_SPP_N | RMPA | SPP_N | External | Winter | B16 | 25 | 210 | 0 | 80.18 | 73.7 | 8 | 0
2025 | RMPA_2_SPP_N | RMPA | SPP_N | External | Winter | B17 | 100 | 210 | 0 | 80.18 | 71.65 | 8 | 0
2025 | RMPA_2_SPP_N | RMPA | SPP_N | External | Winter | B18 | 400 | 210 | 0 | 80.18 | 71.64 | 8 | 0
2025 | RMPA_2_SPP_N | RMPA | SPP_N | External | Winter | B19 | 700 | 210 | 0 | 80.18 | 68.56 | 8 | 0
2025 | RMPA_2_SPP_N | RMPA | SPP_N | External | Winter | B20 | 935 | 210 | 0 | 77.6 | 64.12 | 8 | 0
2025 | SPP_N_2_RMPA | SPP_N | RMPA | External | Shoulder | B11 | 25 | 210 | 0 | 81.21 | 76.45 | 5 | 0
2025 | SPP_N_2_RMPA | SPP_N | RMPA | External | Shoulder | B12 | 200 | 210 | 210 | 70.64 | 76.45 | 5 | 0.81
2025 | SPP_N_2_RMPA | SPP_N | RMPA | External | Shoulder | B13 | 600 | 210 | 210 | 70.49 | 76.45 | 5 | 0.96
2025 | SPP_N_2_RMPA | SPP_N | RMPA | External | Shoulder | B14 | 900 | 210 | 210 | 63.68 | 76.45 | 5 | 7.77
2025 | SPP_N_2_RMPA | SPP_N | RMPA | External | Shoulder | B15 | 1203 | 210 | 210 | 61.36 | 76.45 | 5 | 10.09
2025 | SPP_N_2_RMPA | SPP_N | RMPA | External | Summer | B1 | 10 | 210 | 0 | 108.83 | 111.43 | 5 | 0
2025 | SPP_N_2_RMPA | SPP_N | RMPA | External | Summer | B2 | 25 | 210 | 0 | 108.83 | 105.57 | 5 | 0
2025 | SPP_N_2_RMPA | SPP_N | RMPA | External | Summer | B3 | 75 | 210 | 0 | 108.83 | 101.64 | 5 | 0
2025 | SPP_N_2_RMPA | SPP_N | RMPA | External | Summer | B4 | 100 | 210 | 0 | 107.44 | 99.43 | 5 | 0
2025 | SPP_N_2_RMPA | SPP_N | RMPA | External | Summer | B5 | 200 | 210 | 0 | 102.88 | 89.68 | 5 | 0
2025 | SPP_N_2_RMPA | SPP_N | RMPA | External | Summer | B6 | 300 | 210 | 0 | 88.4 | 84.58 | 5 | 0
2025 | SPP_N_2_RMPA | SPP_N | RMPA | External | Summer | B7 | 400 | 210 | 0 | 81 | 81.2 | 5 | 0
2025 | SPP_N_2_RMPA | SPP_N | RMPA | External | Summer | B8 | 500 | 210 | 0 | 71.41 | 74.45 | 5 | 0
2025 | SPP_N_2_RMPA | SPP_N | RMPA | External | Summer | B9 | 800 | 210 | 210 | 69.09 | 74.45 | 5 | 0.36
2025 | SPP_N_2_RMPA | SPP_N | RMPA | External | Summer | B10 | 1262 | 210 | 210 | 64.24 | 74.45 | 5 | 5.22
2025 | SPP_N_2_RMPA | SPP_N | RMPA | External | Winter | B16 | 25 | 210 | 210 | 73.7 | 80.18 | 5 | 1.48
2025 | SPP_N_2_RMPA | SPP_N | RMPA | External | Winter | B17 | 100 | 210 | 210 | 71.65 | 80.18 | 5 | 3.53
2025 | SPP_N_2_RMPA | SPP_N | RMPA | External | Winter | B18 | 400 | 210 | 210 | 71.64 | 80.18 | 5 | 3.54
2025 | SPP_N_2_RMPA | SPP_N | RMPA | External | Winter | B19 | 700 | 210 | 210 | 68.56 | 80.18 | 5 | 6.63
2025 | SPP_N_2_RMPA | SPP_N | RMPA | External | Winter | B20 | 935 | 210 | 210 | 64.12 | 77.6 | 5 | 8.48
2025 | SPP_S_2_ERCOT | SPP_S | ERCOT | External | Shoulder | B11 | 25 | 800 | 800 | 81.22 | 103.58 | 5 | 17.36
2025 | SPP_S_2_ERCOT | SPP_S | ERCOT | External | Shoulder | B12 | 200 | 800 | 0 | 70.65 | 70.42 | 5 | 0
2025 | SPP_S_2_ERCOT | SPP_S | ERCOT | External | Shoulder | B13 | 600 | 800 | 0 | 70.5 | 70.42 | 5 | 0
2025 | SPP_S_2_ERCOT | SPP_S | ERCOT | External | Shoulder | B14 | 900 | 800 | 800 | 63.69 | 70.42 | 5 | 1.72
2025 | SPP_S_2_ERCOT | SPP_S | ERCOT | External | Shoulder | B15 | 1203 | 800 | 800 | 61.37 | 70.42 | 5 | 4.04
2025 | SPP_S_2_ERCOT | SPP_S | ERCOT | External | Summer | B1 | 10 | 800 | 800 | 82.44 | 110.2 | 5 | 22.77
2025 | SPP_S_2_ERCOT | SPP_S | ERCOT | External | Summer | B2 | 25 | 800 | 0 | 100.23 | 101.72 | 5 | 0
2025 | SPP_S_2_ERCOT | SPP_S | ERCOT | External | Summer | B3 | 75 | 800 | 0 | 101.08 | 101.72 | 5 | 0
2025 | SPP_S_2_ERCOT | SPP_S | ERCOT | External | Summer | B4 | 100 | 800 | 0 | 100.23 | 101.72 | 5 | 0
2025 | SPP_S_2_ERCOT | SPP_S | ERCOT | External | Summer | B5 | 200 | 800 | 0 | 100.23 | 101.72 | 5 | 0
2025 | SPP_S_2_ERCOT | SPP_S | ERCOT | External | Summer | B6 | 300 | 800 | 0 | 88.41 | 89.57 | 5 | 0
2025 | SPP_S_2_ERCOT | SPP_S | ERCOT | External | Summer | B7 | 400 | 800 | 0 | 81.01 | 75.53 | 5 | 0
2025 | SPP_S_2_ERCOT | SPP_S | ERCOT | External | Summer | B8 | 500 | 800 | 0 | 71.42 | 69.16 | 5 | 0
2025 | SPP_S_2_ERCOT | SPP_S | ERCOT | External | Summer | B9 | 800 | 800 | 0 | 69.11 | 69.16 | 5 | 0
2025 | SPP_S_2_ERCOT | SPP_S | ERCOT | External | Summer | B10 | 1262 | 800 | 0 | 64.25 | 69.16 | 5 | 0
2025 | SPP_S_2_ERCOT | SPP_S | ERCOT | External | Winter | B16 | 25 | 800 | 800 | 73.71 | 79.88 | 5 | 1.16
2025 | SPP_S_2_ERCOT | SPP_S | ERCOT | External | Winter | B17 | 100 | 800 | 0 | 71.66 | 73.13 | 5 | 0
2025 | SPP_S_2_ERCOT | SPP_S | ERCOT | External | Winter | B18 | 400 | 800 | 0 | 71.65 | 73.13 | 5 | 0
2025 | SPP_S_2_ERCOT | SPP_S | ERCOT | External | Winter | B19 | 700 | 800 | 0 | 68.57 | 73.13 | 5 | 0
2025 | SPP_S_2_ERCOT | SPP_S | ERCOT | External | Winter | B20 | 935 | 800 | 800 | 64.13 | 73.13 | 5 | 4
2030 | AZ_NM_SNV_Coal_2_SPP_S | AZ_NM_SNV_Coal | SPP_S | External | Shoulder | B11 | 25 | 400 | 0 | 92.7 | 94.61 | 8.17 | 0
2030 | AZ_NM_SNV_Coal_2_SPP_S | AZ_NM_SNV_Coal | SPP_S | External | Shoulder | B12 | 200 | 400 | 0 | 92.7 | 90.17 | 8.17 | 0
2030 | AZ_NM_SNV_Coal_2_SPP_S | AZ_NM_SNV_Coal | SPP_S | External | Shoulder | B13 | 600 | 400 | 0 | 92.7 | 87.95 | 8.17 | 0
2030 | AZ_NM_SNV_Coal_2_SPP_S | AZ_NM_SNV_Coal | SPP_S | External | Shoulder | B14 | 900 | 400 | 0 | 92.7 | 80.75 | 8.17 | 0
2030 | AZ_NM_SNV_Coal_2_SPP_S | AZ_NM_SNV_Coal | SPP_S | External | Shoulder | B15 | 1203 | 400 | 0 | 87.11 | 77.4 | 8.17 | 0
2030 | AZ_NM_SNV_Coal_2_SPP_S | AZ_NM_SNV_Coal | SPP_S | External | Summer | B1 | 10 | 400 | 0 | 130.67 | 95.98 | 8.17 | 0
2030 | AZ_NM_SNV_Coal_2_SPP_S | AZ_NM_SNV_Coal | SPP_S | External | Summer | B2 | 25 | 400 | 0 | 126.72 | 128.95 | 8.17 | 0
2030 | AZ_NM_SNV_Coal_2_SPP_S | AZ_NM_SNV_Coal | SPP_S | External | Summer | B3 | 75 | 400 | 400 | 126.72 | 136.4 | 8.17 | 1.52
2030 | AZ_NM_SNV_Coal_2_SPP_S | AZ_NM_SNV_Coal | SPP_S | External | Summer | B4 | 100 | 400 | 400 | 119.05 | 128.95 | 8.17 | 1.73
2030 | AZ_NM_SNV_Coal_2_SPP_S | AZ_NM_SNV_Coal | SPP_S | External | Summer | B5 | 200 | 400 | 400 | 99.05 | 128.95 | 8.17 | 21.73
2030 | AZ_NM_SNV_Coal_2_SPP_S | AZ_NM_SNV_Coal | SPP_S | External | Summer | B6 | 300 | 400 | 400 | 98.61 | 108.45 | 8.17 | 1.68
2030 | AZ_NM_SNV_Coal_2_SPP_S | AZ_NM_SNV_Coal | SPP_S | External | Summer | B7 | 400 | 400 | 0 | 93.7 | 96.03 | 8.17 | 0
2030 | AZ_NM_SNV_Coal_2_SPP_S | AZ_NM_SNV_Coal | SPP_S | External | Summer | B8 | 500 | 400 | 0 | 93.46 | 90.7 | 8.17 | 0
2030 | AZ_NM_SNV_Coal_2_SPP_S | AZ_NM_SNV_Coal | SPP_S | External | Summer | B9 | 800 | 400 | 0 | 90.73 | 88.69 | 8.17 | 0
2030 | AZ_NM_SNV_Coal_2_SPP_S | AZ_NM_SNV_Coal | SPP_S | External | Summer | B10 | 1262 | 400 | 0 | 90.73 | 77.4 | 8.17 | 0
2030 | AZ_NM_SNV_Coal_2_SPP_S | AZ_NM_SNV_Coal | SPP_S | External | Winter | B16 | 25 | 400 | 0 | 96.45 | 90.61 | 8.17 | 0
2030 | AZ_NM_SNV_Coal_2_SPP_S | AZ_NM_SNV_Coal | SPP_S | External | Winter | B17 | 100 | 400 | 0 | 96.45 | 86.59 | 8.17 | 0
2030 | AZ_NM_SNV_Coal_2_SPP_S | AZ_NM_SNV_Coal | SPP_S | External | Winter | B18 | 400 | 400 | 0 | 90.6 | 88.53 | 8.17 | 0
2030 | AZ_NM_SNV_Coal_2_SPP_S | AZ_NM_SNV_Coal | SPP_S | External | Winter | B19 | 700 | 400 | 0 | 90.6 | 88.04 | 8.17 | 0
2030 | AZ_NM_SNV_Coal_2_SPP_S | AZ_NM_SNV_Coal | SPP_S | External | Winter | B20 | 935 | 400 | 0 | 89.36 | 80.95 | 8.17 | 0
2030 | ERCOT_2_SPP_S | ERCOT | SPP_S | External | Shoulder | B11 | 25 | 800 | 0 | 98.43 | 94.61 | 8 | 0
2030 | ERCOT_2_SPP_S | ERCOT | SPP_S | External | Shoulder | B12 | 200 | 800 | 0 | 90.07 | 90.17 | 8 | 0
2030 | ERCOT_2_SPP_S | ERCOT | SPP_S | External | Shoulder | B13 | 600 | 800 | 0 | 90.07 | 87.95 | 8 | 0
2030 | ERCOT_2_SPP_S | ERCOT | SPP_S | External | Shoulder | B14 | 900 | 800 | 0 | 90.07 | 80.75 | 8 | 0
2030 | ERCOT_2_SPP_S | ERCOT | SPP_S | External | Shoulder | B15 | 1203 | 800 | 0 | 78.02 | 77.4 | 8 | 0
2030 | ERCOT_2_SPP_S | ERCOT | SPP_S | External | Summer | B1 | 10 | 800 | 0 | 147.98 | 95.98 | 8 | 0
2030 | ERCOT_2_SPP_S | ERCOT | SPP_S | External | Summer | B2 | 25 | 800 | 0 | 147.98 | 128.95 | 8 | 0
2030 | ERCOT_2_SPP_S | ERCOT | SPP_S | External | Summer | B3 | 75 | 800 | 0 | 130.77 | 136.4 | 8 | 0
2030 | ERCOT_2_SPP_S | ERCOT | SPP_S | External | Summer | B4 | 100 | 800 | 0 | 130.77 | 128.95 | 8 | 0
2030 | ERCOT_2_SPP_S | ERCOT | SPP_S | External | Summer | B5 | 200 | 800 | 269.96 | 120.95 | 128.95 | 8 | 0
2030 | ERCOT_2_SPP_S | ERCOT | SPP_S | External | Summer | B6 | 300 | 800 | 800 | 96.92 | 108.45 | 8 | 3.53
2030 | ERCOT_2_SPP_S | ERCOT | SPP_S | External | Summer | B7 | 400 | 800 | 0 | 88.69 | 96.03 | 8 | 0
2030 | ERCOT_2_SPP_S | ERCOT | SPP_S | External | Summer | B8 | 500 | 800 | 0 | 88.69 | 90.7 | 8 | 0
2030 | ERCOT_2_SPP_S | ERCOT | SPP_S | External | Summer | B9 | 800 | 800 | 0 | 88.69 | 88.69 | 8 | 0
2030 | ERCOT_2_SPP_S | ERCOT | SPP_S | External | Summer | B10 | 1262 | 800 | 0 | 85.51 | 77.4 | 8 | 0
2030 | ERCOT_2_SPP_S | ERCOT | SPP_S | External | Winter | B16 | 25 | 800 | 0 | 95.61 | 90.61 | 8 | 0
2030 | ERCOT_2_SPP_S | ERCOT | SPP_S | External | Winter | B17 | 100 | 800 | 0 | 93.04 | 86.59 | 8 | 0
2030 | ERCOT_2_SPP_S | ERCOT | SPP_S | External | Winter | B18 | 400 | 800 | 0 | 93.04 | 88.53 | 8 | 0
2030 | ERCOT_2_SPP_S | ERCOT | SPP_S | External | Winter | B19 | 700 | 800 | 0 | 93.04 | 88.04 | 8 | 0
2030 | ERCOT_2_SPP_S | ERCOT | SPP_S | External | Winter | B20 | 935 | 800 | 0 | 80.54 | 80.95 | 8 | 0
2030 | MAPP_US_2_RMPA | MAPP_US | RMPA | External | Shoulder | B11 | 25 | 200 | 200 | 86.3 | 97.89 | 8 | 3.58
2030 | MAPP_US_2_RMPA | MAPP_US | RMPA | External | Shoulder | B12 | 200 | 200 | 200 | 80.81 | 95.15 | 8 | 6.33
2030 | MAPP_US_2_RMPA | MAPP_US | RMPA | External | Shoulder | B13 | 600 | 200 | 200 | 77.38 | 92.93 | 8 | 7.55
2030 | MAPP_US_2_RMPA | MAPP_US | RMPA | External | Shoulder | B14 | 900 | 200 | 200 | 73.73 | 85.74 | 8 | 4.01
2030 | MAPP_US_2_RMPA | MAPP_US | RMPA | External | Shoulder | B15 | 1203 | 200 | 200 | 70.15 | 84.59 | 8 | 6.44
2030 | MAPP_US_2_RMPA | MAPP_US | RMPA | External | Summer | B1 | 10 | 200 | 0 | 138.19 | 138.84 | 8 | 0
2030 | MAPP_US_2_RMPA | MAPP_US | RMPA | External | Summer | B2 | 25 | 200 | 0 | 137.29 | 138.25 | 8 | 0
2030 | MAPP_US_2_RMPA | MAPP_US | RMPA | External | Summer | B3 | 75 | 200 | 0 | 137.29 | 138.25 | 8 | 0
2030 | MAPP_US_2_RMPA | MAPP_US | RMPA | External | Summer | B4 | 100 | 200 | 0 | 133.85 | 129.94 | 8 | 0
2030 | MAPP_US_2_RMPA | MAPP_US | RMPA | External | Summer | B5 | 200 | 200 | 0 | 133.66 | 107.22 | 8 | 0
2030 | MAPP_US_2_RMPA | MAPP_US | RMPA | External | Summer | B6 | 300 | 200 | 0 | 101.45 | 100.45 | 8 | 0
2030 | MAPP_US_2_RMPA | MAPP_US | RMPA | External | Summer | B7 | 400 | 200 | 200 | 82.05 | 95.67 | 8 | 5.63
2030 | MAPP_US_2_RMPA | MAPP_US | RMPA | External | Summer | B8 | 500 | 200 | 200 | 78.74 | 95.67 | 8 | 8.93
2030 | MAPP_US_2_RMPA | MAPP_US | RMPA | External | Summer | B9 | 800 | 200 | 200 | 76.36 | 95.67 | 8 | 11.32
2030 | MAPP_US_2_RMPA | MAPP_US | RMPA | External | Summer | B10 | 1262 | 200 | 200 | 63.38 | 95.67 | 8 | 24.29
2030 | MAPP_US_2_RMPA | MAPP_US | RMPA | External | Winter | B16 | 25 | 200 | 200 | 67.06 | 102.01 | 8 | 26.95
2030 | MAPP_US_2_RMPA | MAPP_US | RMPA | External | Winter | B17 | 100 | 200 | 200 | 74.52 | 102.01 | 8 | 19.49
2030 | MAPP_US_2_RMPA | MAPP_US | RMPA | External | Winter | B18 | 400 | 200 | 200 | 74.52 | 93.02 | 8 | 10.5
2030 | MAPP_US_2_RMPA | MAPP_US | RMPA | External | Winter | B19 | 700 | 200 | 200 | 74.52 | 93.02 | 8 | 10.5
2030 | MAPP_US_2_RMPA | MAPP_US | RMPA | External | Winter | B20 | 935 | 200 | 200 | 73.94 | 83.91 | 8 | 1.96
2030 | NE_2_RMPA | NE | RMPA | External | Shoulder | B11 | 25 | 310 | 0 | 94.59 | 97.89 | 5 | 0
2030 | NE_2_RMPA | NE | RMPA | External | Shoulder | B12 | 200 | 310 | 278.18 | 90.15 | 95.15 | 5 | 0
2030 | NE_2_RMPA | NE | RMPA | External | Shoulder | B13 | 600 | 310 | 94.61 | 87.93 | 92.93 | 5 | 0
2030 | NE_2_RMPA | NE | RMPA | External | Shoulder | B14 | 900 | 310 | 310 | 80.73 | 85.74 | 5 | 0.01
2030 | NE_2_RMPA | NE | RMPA | External | Shoulder | B15 | 1203 | 310 | 310 | 77.39 | 84.59 | 5 | 2.2
2030 | NE_2_RMPA | NE | RMPA | External | Summer | B1 | 10 | 310 | 0 | 145.19 | 138.84 | 5 | 0
2030 | NE_2_RMPA | NE | RMPA | External | Summer | B2 | 25 | 310 | 0 | 146.25 | 138.25 | 5 | 0
2030 | NE_2_RMPA | NE | RMPA | External | Summer | B3 | 75 | 310 | 0 | 146.25 | 138.25 | 5 | 0
2030 | NE_2_RMPA | NE | RMPA | External | Summer | B4 | 100 | 310 | 0 | 145.95 | 129.94 | 5 | 0
2030 | NE_2_RMPA | NE | RMPA | External | Summer | B5 | 200 | 310 | 0 | 140.66 | 107.22 | 5 | 0
2030 | NE_2_RMPA | NE | RMPA | External | Summer | B6 | 300 | 310 | 0 | 108.45 | 100.45 | 5 | 0
2030 | NE_2_RMPA | NE | RMPA | External | Summer | B7 | 400 | 310 | 0 | 96.03 | 95.67 | 5 | 0
2030 | NE_2_RMPA | NE | RMPA | External | Summer | B8 | 500 | 310 | 197 | 90.67 | 95.67 | 5 | 0
2030 | NE_2_RMPA | NE | RMPA | External | Summer | B9 | 800 | 310 | 310 | 88.67 | 95.67 | 5 | 2.01
2030 | NE_2_RMPA | NE | RMPA | External | Summer | B10 | 1262 | 310 | 310 | 77.38 | 95.67 | 5 | 13.29
2030 | NE_2_RMPA | NE | RMPA | External | Winter | B16 | 25 | 310 | 310 | 81.06 | 102.01 | 5 | 15.95
2030 | NE_2_RMPA | NE | RMPA | External | Winter | B17 | 100 | 310 | 310 | 83.8 | 102.01 | 5 | 13.21
2030 | NE_2_RMPA | NE | RMPA | External | Winter | B18 | 400 | 310 | 0 | 88.51 | 93.02 | 5 | 0
2030 | NE_2_RMPA | NE | RMPA | External | Winter | B19 | 700 | 310 | 156.08 | 88.02 | 93.02 | 5 | 0
2030 | NE_2_RMPA | NE | RMPA | External | Winter | B20 | 935 | 310 | 0 | 80.94 | 83.91 | 5 | 0
2030 | NWPP_Coal_2_MAPP_US | NWPP_Coal | MAPP_US | External | Shoulder | B11 | 25 | 150 | 0 | 92.75 | 86.3 | 8 | 0
2030 | NWPP_Coal_2_MAPP_US | NWPP_Coal | MAPP_US | External | Shoulder | B12 | 200 | 150 | 0 | 92.75 | 80.81 | 8 | 0
2030 | NWPP_Coal_2_MAPP_US | NWPP_Coal | MAPP_US | External | Shoulder | B13 | 600 | 150 | 0 | 92.75 | 77.38 | 8 | 0
2030 | NWPP_Coal_2_MAPP_US | NWPP_Coal | MAPP_US | External | Shoulder | B14 | 900 | 150 | 0 | 92.75 | 73.73 | 8 | 0
2030 | NWPP_Coal_2_MAPP_US | NWPP_Coal | MAPP_US | External | Shoulder | B15 | 1203 | 150 | 0 | 92.75 | 70.15 | 8 | 0
2030 | NWPP_Coal_2_MAPP_US | NWPP_Coal | MAPP_US | External | Summer | B1 | 10 | 150 | 150 | 119.02 | 138.19 | 8 | 11.17
2030 | NWPP_Coal_2_MAPP_US | NWPP_Coal | MAPP_US | External | Summer | B2 | 25 | 150 | 150 | 103.35 | 137.29 | 8 | 25.95
2030 | NWPP_Coal_2_MAPP_US | NWPP_Coal | MAPP_US | External | Summer | B3 | 75 | 150 | 150 | 98.6 | 137.29 | 8 | 30.69
2030 | NWPP_Coal_2_MAPP_US | NWPP_Coal | MAPP_US | External | Summer | B4 | 100 | 150 | 150 | 98.6 | 133.85 | 8 | 27.25
2030 | NWPP_Coal_2_MAPP_US | NWPP_Coal | MAPP_US | External | Summer | B5 | 200 | 150 | 150 | 98.6 | 133.66 | 8 | 27.07
2030 | NWPP_Coal_2_MAPP_US | NWPP_Coal | MAPP_US | External | Summer | B6 | 300 | 150 | 0 | 98.6 | 101.45 | 8 | 0
2030 | NWPP_Coal_2_MAPP_US | NWPP_Coal | MAPP_US | External | Summer | B7 | 400 | 150 | 0 | 98.6 | 82.05 | 8 | 0
2030 | NWPP_Coal_2_MAPP_US | NWPP_Coal | MAPP_US | External | Summer | B8 | 500 | 150 | 0 | 98.6 | 78.74 | 8 | 0
2030 | NWPP_Coal_2_MAPP_US | NWPP_Coal | MAPP_US | External | Summer | B9 | 800 | 150 | 0 | 98.6 | 76.36 | 8 | 0
2030 | NWPP_Coal_2_MAPP_US | NWPP_Coal | MAPP_US | External | Summer | B10 | 1262 | 150 | 0 | 98.6 | 63.38 | 8 | 0
2030 | NWPP_Coal_2_MAPP_US | NWPP_Coal | MAPP_US | External | Winter | B16 | 25 | 150 | 0 | 97.19 | 67.06 | 8 | 0
2030 | NWPP_Coal_2_MAPP_US | NWPP_Coal | MAPP_US | External | Winter | B17 | 100 | 150 | 0 | 97.19 | 74.52 | 8 | 0
2030 | NWPP_Coal_2_MAPP_US | NWPP_Coal | MAPP_US | External | Winter | B18 | 400 | 150 | 0 | 97.19 | 74.52 | 8 | 0
2030 | NWPP_Coal_2_MAPP_US | NWPP_Coal | MAPP_US | External | Winter | B19 | 700 | 150 | 0 | 97.19 | 74.52 | 8 | 0
2030 | NWPP_Coal_2_MAPP_US | NWPP_Coal | MAPP_US | External | Winter | B20 | 935 | 150 | 0 | 97.19 | 73.94 | 8 | 0
2030 | RMPA_2_MAPP_US | RMPA | MAPP_US | External | Shoulder | B11 | 25 | 200 | 0 | 97.89 | 86.3 | 8 | 0
2030 | RMPA_2_MAPP_US | RMPA | MAPP_US | External | Shoulder | B12 | 200 | 200 | 0 | 95.15 | 80.81 | 8 | 0
2030 | RMPA_2_MAPP_US | RMPA | MAPP_US | External | Shoulder | B13 | 600 | 200 | 0 | 92.93 | 77.38 | 8 | 0
2030 | RMPA_2_MAPP_US | RMPA | MAPP_US | External | Shoulder | B14 | 900 | 200 | 0 | 85.74 | 73.73 | 8 | 0
2030 | RMPA_2_MAPP_US | RMPA | MAPP_US | External | Shoulder | B15 | 1203 | 200 | 0 | 84.59 | 70.15 | 8 | 0
2030 | RMPA_2_MAPP_US | RMPA | MAPP_US | External | Summer | B1 | 10 | 200 | 0 | 138.84 | 138.19 | 8 | 0
2030 | RMPA_2_MAPP_US | RMPA | MAPP_US | External | Summer | B2 | 25 | 200 | 0 | 138.25 | 137.29 | 8 | 0
2030 | RMPA_2_MAPP_US | RMPA | MAPP_US | External | Summer | B3 | 75 | 200 | 0 | 138.25 | 137.29 | 8 | 0
2030 | RMPA_2_MAPP_US | RMPA | MAPP_US | External | Summer | B4 | 100 | 200 | 0 | 129.94 | 133.85 | 8 | 0
2030 | RMPA_2_MAPP_US | RMPA | MAPP_US | External | Summer | B5 | 200 | 200 | 200 | 107.22 | 133.66 | 8 | 18.44
2030 | RMPA_2_MAPP_US | RMPA | MAPP_US | External | Summer | B6 | 300 | 200 | 0 | 100.45 | 101.45 | 8 | 0
2030 | RMPA_2_MAPP_US | RMPA | MAPP_US | External | Summer | B7 | 400 | 200 | 0 | 95.67 | 82.05 | 8 | 0
2030 | RMPA_2_MAPP_US | RMPA | MAPP_US | External | Summer | B8 | 500 | 200 | 0 | 95.67 | 78.74 | 8 | 0
2030 | RMPA_2_MAPP_US | RMPA | MAPP_US | External | Summer | B9 | 800 | 200 | 0 | 95.67 | 76.36 | 8 | 0
2030 | RMPA_2_MAPP_US | RMPA | MAPP_US | External | Summer | B10 | 1262 | 200 | 0 | 95.67 | 63.38 | 8 | 0
2030 | RMPA_2_MAPP_US | RMPA | MAPP_US | External | Winter | B16 | 25 | 200 | 0 | 102.01 | 67.06 | 8 | 0
2030 | RMPA_2_MAPP_US | RMPA | MAPP_US | External | Winter | B17 | 100 | 200 | 0 | 102.01 | 74.52 | 8 | 0
2030 | RMPA_2_MAPP_US | RMPA | MAPP_US | External | Winter | B18 | 400 | 200 | 0 | 93.02 | 74.52 | 8 | 0
2030 | RMPA_2_MAPP_US | RMPA | MAPP_US | External | Winter | B19 | 700 | 200 | 0 | 93.02 | 74.52 | 8 | 0
2030 | RMPA_2_MAPP_US | RMPA | MAPP_US | External | Winter | B20 | 935 | 200 | 0 | 83.91 | 73.94 | 8 | 0
2030 | RMPA_2_NE | RMPA | NE | External | Shoulder | B11 | 25 | 310 | 0 | 97.89 | 94.59 | 8 | 0
2030 | RMPA_2_NE | RMPA | NE | External | Shoulder | B12 | 200 | 310 | 0 | 95.15 | 90.15 | 8 | 0
2030 | RMPA_2_NE | RMPA | NE | External | Shoulder | B13 | 600 | 310 | 0 | 92.93 | 87.93 | 8 | 0
2030 | RMPA_2_NE | RMPA | NE | External | Shoulder | B14 | 900 | 310 | 0 | 85.74 | 80.73 | 8 | 0
2030 | RMPA_2_NE | RMPA | NE | External | Shoulder | B15 | 1203 | 310 | 0 | 84.59 | 77.39 | 8 | 0
2030 | RMPA_2_NE | RMPA | NE | External | Summer | B1 | 10 | 310 | 0 | 138.84 | 145.19 | 8 | 0
2030 | RMPA_2_NE | RMPA | NE | External | Summer | B2 | 25 | 310 | 187.21 | 138.25 | 146.25 | 8 | 0
2030 | RMPA_2_NE | RMPA | NE | External | Summer | B3 | 75 | 310 | 132.9 | 138.25 | 146.25 | 8 | 0
2030 | RMPA_2_NE | RMPA | NE | External | Summer | B4 | 100 | 310 | 310 | 129.94 | 145.95 | 8 | 8.01
2030 | RMPA_2_NE | RMPA | NE | External | Summer | B5 | 200 | 310 | 310 | 107.22 | 140.66 | 8 | 25.44
2030 | RMPA_2_NE | RMPA | NE | External | Summer | B6 | 300 | 310 | 146.54 | 100.45 | 108.45 | 8 | 0
2030 | RMPA_2_NE | RMPA | NE | External | Summer | B7 | 400 | 310 | 0 | 95.67 | 96.03 | 8 | 0
2030 | RMPA_2_NE | RMPA | NE | External | Summer | B8 | 500 | 310 | 0 | 95.67 | 90.67 | 8 | 0
2030 | RMPA_2_NE | RMPA | NE | External | Summer | B9 | 800 | 310 | 0 | 95.67 | 88.67 | 8 | 0
2030 | RMPA_2_NE | RMPA | NE | External | Summer | B10 | 1262 | 310 | 0 | 95.67 | 77.38 | 8 | 0
2030 | RMPA_2_NE | RMPA | NE | External | Winter | B16 | 25 | 310 | 0 | 102.01 | 81.06 | 8 | 0
2030 | RMPA_2_NE | RMPA | NE | External | Winter | B17 | 100 | 310 | 0 | 102.01 | 83.8 | 8 | 0
2030 | RMPA_2_NE | RMPA | NE | External | Winter | B18 | 400 | 310 | 0 | 93.02 | 88.51 | 8 | 0
2030 | RMPA_2_NE | RMPA | NE | External | Winter | B19 | 700 | 310 | 0 | 93.02 | 88.02 | 8 | 0
2030 | RMPA_2_NE | RMPA | NE | External | Winter | B20 | 935 | 310 | 0 | 83.91 | 80.94 | 8 | 0
2030 | RMPA_2_SPP_N | RMPA | SPP_N | External | Shoulder | B11 | 25 | 210 | 0 | 97.89 | 94.6 | 8 | 0
2030 | RMPA_2_SPP_N | RMPA | SPP_N | External | Shoulder | B12 | 200 | 210 | 0 | 95.15 | 90.16 | 8 | 0
2030 | RMPA_2_SPP_N | RMPA | SPP_N | External | Shoulder | B13 | 600 | 210 | 0 | 92.93 | 87.94 | 8 | 0
2030 | RMPA_2_SPP_N | RMPA | SPP_N | External | Shoulder | B14 | 900 | 210 | 0 | 85.74 | 80.74 | 8 | 0
2030 | RMPA_2_SPP_N | RMPA | SPP_N | External | Shoulder | B15 | 1203 | 210 | 0 | 84.59 | 77.39 | 8 | 0
2030 | RMPA_2_SPP_N | RMPA | SPP_N | External | Summer | B1 | 10 | 210 | 0 | 138.84 | 143.2 | 8 | 0
2030 | RMPA_2_SPP_N | RMPA | SPP_N | External | Summer | B2 | 25 | 210 | 209.98 | 138.25 | 146.26 | 8 | 0.01
2030 | RMPA_2_SPP_N | RMPA | SPP_N | External | Summer | B3 | 75 | 210 | 210 | 138.25 | 146.63 | 8 | 0.38
2030 | RMPA_2_SPP_N | RMPA | SPP_N | External | Summer | B4 | 100 | 210 | 210 | 129.94 | 145.96 | 8 | 8.02
2030 | RMPA_2_SPP_N | RMPA | SPP_N | External | Summer | B5 | 200 | 210 | 210 | 107.22 | 140.67 | 8 | 25.46
2030 | RMPA_2_SPP_N | RMPA | SPP_N | External | Summer | B6 | 300 | 210 | 210 | 100.45 | 108.47 | 8 | 0.01
2030 | RMPA_2_SPP_N | RMPA | SPP_N | External | Summer | B7 | 400 | 210 | 0 | 95.67 | 96.05 | 8 | 0
2030 | RMPA_2_SPP_N | RMPA | SPP_N | External | Summer | B8 | 500 | 210 | 0 | 95.67 | 90.69 | 8 | 0
2030 | RMPA_2_SPP_N | RMPA | SPP_N | External | Summer | B9 | 800 | 210 | 0 | 95.67 | 88.68 | 8 | 0
2030 | RMPA_2_SPP_N | RMPA | SPP_N | External | Summer | B10 | 1262 | 210 | 0 | 95.67 | 77.39 | 8 | 0
2030 | RMPA_2_SPP_N | RMPA | SPP_N | External | Winter | B16 | 25 | 210 | 0 | 102.01 | 90.6 | 8 | 0
2030 | RMPA_2_SPP_N | RMPA | SPP_N | External | Winter | B17 | 100 | 210 | 0 | 102.01 | 86.58 | 8 | 0
2030 | RMPA_2_SPP_N | RMPA | SPP_N | External | Winter | B18 | 400 | 210 | 0 | 93.02 | 88.52 | 8 | 0
2030 | RMPA_2_SPP_N | RMPA | SPP_N | External | Winter | B19 | 700 | 210 | 0 | 93.02 | 88.03 | 8 | 0
2030 | RMPA_2_SPP_N | RMPA | SPP_N | External | Winter | B20 | 935 | 210 | 0 | 83.91 | 80.94 | 8 | 0
2030 | SPP_N_2_RMPA | SPP_N | RMPA | External | Shoulder | B11 | 25 | 210 | 0 | 94.6 | 97.89 | 5 | 0
2030 | SPP_N_2_RMPA | SPP_N | RMPA | External | Shoulder | B12 | 200 | 210 | 0 | 90.16 | 95.15 | 5 | 0
2030 | SPP_N_2_RMPA | SPP_N | RMPA | External | Shoulder | B13 | 600 | 210 | 0 | 87.94 | 92.93 | 5 | 0
2030 | SPP_N_2_RMPA | SPP_N | RMPA | External | Shoulder | B14 | 900 | 210 | 38.13 | 80.74 | 85.74 | 5 | 0
2030 | SPP_N_2_RMPA | SPP_N | RMPA | External | Shoulder | B15 | 1203 | 210 | 210 | 77.39 | 84.59 | 5 | 2.2
2030 | SPP_N_2_RMPA | SPP_N | RMPA | External | Summer | B1 | 10 | 210 | 0 | 143.2 | 138.84 | 5 | 0
2030 | SPP_N_2_RMPA | SPP_N | RMPA | External | Summer | B2 | 25 | 210 | 0 | 146.26 | 138.25 | 5 | 0
2030 | SPP_N_2_RMPA | SPP_N | RMPA | External | Summer | B3 | 75 | 210 | 0 | 146.63 | 138.25 | 5 | 0
2030 | SPP_N_2_RMPA | SPP_N | RMPA | External | Summer | B4 | 100 | 210 | 0 | 145.96 | 129.94 | 5 | 0
2030 | SPP_N_2_RMPA | SPP_N | RMPA | External | Summer | B5 | 200 | 210 | 0 | 140.67 | 107.22 | 5 | 0
2030 | SPP_N_2_RMPA | SPP_N | RMPA | External | Summer | B6 | 300 | 210 | 0 | 108.47 | 100.45 | 5 | 0
2030 | SPP_N_2_RMPA | SPP_N | RMPA | External | Summer | B7 | 400 | 210 | 0 | 96.05 | 95.67 | 5 | 0
2030 | SPP_N_2_RMPA | SPP_N | RMPA | External | Summer | B8 | 500 | 210 | 0 | 90.69 | 95.67 | 5 | 0
2030 | SPP_N_2_RMPA | SPP_N | RMPA | External | Summer | B9 | 800 | 210 | 210 | 88.68 | 95.67 | 5 | 2
2030 | SPP_N_2_RMPA | SPP_N | RMPA | External | Summer | B10 | 1262 | 210 | 210 | 77.39 | 95.67 | 5 | 13.28
2030 | SPP_N_2_RMPA | SPP_N | RMPA | External | Winter | B16 | 25 | 210 | 210 | 90.6 | 102.01 | 5 | 6.41
2030 | SPP_N_2_RMPA | SPP_N | RMPA | External | Winter | B17 | 100 | 210 | 210 | 86.58 | 102.01 | 5 | 10.43
2030 | SPP_N_2_RMPA | SPP_N | RMPA | External | Winter | B18 | 400 | 210 | 0 | 88.52 | 93.02 | 5 | 0
2030 | SPP_N_2_RMPA | SPP_N | RMPA | External | Winter | B19 | 700 | 210 | 0 | 88.03 | 93.02 | 5 | 0
2030 | SPP_N_2_RMPA | SPP_N | RMPA | External | Winter | B20 | 935 | 210 | 0 | 80.94 | 83.91 | 5 | 0
2030 | SPP_S_2_ERCOT | SPP_S | ERCOT | External | Shoulder | B11 | 25 | 800 | 0 | 94.61 | 98.43 | 5 | 0
2030 | SPP_S_2_ERCOT | SPP_S | ERCOT | External | Shoulder | B12 | 200 | 800 | 0 | 90.17 | 90.07 | 5 | 0
2030 | SPP_S_2_ERCOT | SPP_S | ERCOT | External | Shoulder | B13 | 600 | 800 | 0 | 87.95 | 90.07 | 5 | 0
2030 | SPP_S_2_ERCOT | SPP_S | ERCOT | External | Shoulder | B14 | 900 | 800 | 800 | 80.75 | 90.07 | 5 | 4.32
2030 | SPP_S_2_ERCOT | SPP_S | ERCOT | External | Shoulder | B15 | 1203 | 800 | 0 | 77.4 | 78.02 | 5 | 0
2030 | SPP_S_2_ERCOT | SPP_S | ERCOT | External | Summer | B1 | 10 | 800 | 800 | 95.98 | 147.98 | 5 | 47.01
2030 | SPP_S_2_ERCOT | SPP_S | ERCOT | External | Summer | B2 | 25 | 800 | 800 | 128.95 | 147.98 | 5 | 14.04
2030 | SPP_S_2_ERCOT | SPP_S | ERCOT | External | Summer | B3 | 75 | 800 | 0 | 136.4 | 130.77 | 5 | 0
2030 | SPP_S_2_ERCOT | SPP_S | ERCOT | External | Summer | B4 | 100 | 800 | 0 | 128.95 | 130.77 | 5 | 0
2030 | SPP_S_2_ERCOT | SPP_S | ERCOT | External | Summer | B5 | 200 | 800 | 0 | 128.95 | 120.95 | 5 | 0
2030 | SPP_S_2_ERCOT | SPP_S | ERCOT | External | Summer | B6 | 300 | 800 | 0 | 108.45 | 96.92 | 5 | 0
2030 | SPP_S_2_ERCOT | SPP_S | ERCOT | External | Summer | B7 | 400 | 800 | 0 | 96.03 | 88.69 | 5 | 0
2030 | SPP_S_2_ERCOT | SPP_S | ERCOT | External | Summer | B8 | 500 | 800 | 0 | 90.7 | 88.69 | 5 | 0
2030 | SPP_S_2_ERCOT | SPP_S | ERCOT | External | Summer | B9 | 800 | 800 | 0 | 88.69 | 88.69 | 5 | 0
2030 | SPP_S_2_ERCOT | SPP_S | ERCOT | External | Summer | B10 | 1262 | 800 | 800 | 77.4 | 85.51 | 5 | 3.11
2030 | SPP_S_2_ERCOT | SPP_S | ERCOT | External | Winter | B16 | 25 | 800 | 49.31 | 90.61 | 95.61 | 5 | 0
2030 | SPP_S_2_ERCOT | SPP_S | ERCOT | External | Winter | B17 | 100 | 800 | 800 | 86.59 | 93.04 | 5 | 1.45
2030 | SPP_S_2_ERCOT | SPP_S | ERCOT | External | Winter | B18 | 400 | 800 | 0 | 88.53 | 93.04 | 5 | 0
2030 | SPP_S_2_ERCOT | SPP_S | ERCOT | External | Winter | B19 | 700 | 800 | 769.15 | 88.04 | 93.04 | 5 | 0
2030 | SPP_S_2_ERCOT | SPP_S | ERCOT | External | Winter | B20 | 935 | 800 | 0 | 80.95 | 80.54 | 5 | 0
2035 | AZ_NM_SNV_Coal_2_SPP_S | AZ_NM_SNV_Coal | SPP_S | External | Shoulder | B11 | 25 | 400 | 386.01 | 115.75 | 123.91 | 8.17 | 0
2035 | AZ_NM_SNV_Coal_2_SPP_S | AZ_NM_SNV_Coal | SPP_S | External | Shoulder | B12 | 200 | 400 | 400 | 107.46 | 117.21 | 8.17 | 1.58
2035 | AZ_NM_SNV_Coal_2_SPP_S | AZ_NM_SNV_Coal | SPP_S | External | Shoulder | B13 | 600 | 400 | 400 | 99.31 | 112.81 | 8.17 | 5.34
2035 | AZ_NM_SNV_Coal_2_SPP_S | AZ_NM_SNV_Coal | SPP_S | External | Shoulder | B14 | 900 | 400 | 400 | 99.31 | 109.64 | 8.17 | 2.17
2035 | AZ_NM_SNV_Coal_2_SPP_S | AZ_NM_SNV_Coal | SPP_S | External | Shoulder | B15 | 1203 | 400 | 0 | 82.99 | 73.5 | 8.17 | 0
2035 | AZ_NM_SNV_Coal_2_SPP_S | AZ_NM_SNV_Coal | SPP_S | External | Summer | B1 | 10 | 400 | 0 | 193.65 | 134.62 | 8.17 | 0
2035 | AZ_NM_SNV_Coal_2_SPP_S | AZ_NM_SNV_Coal | SPP_S | External | Summer | B2 | 25 | 400 | 0 | 193.65 | 196.29 | 8.17 | 0
2035 | AZ_NM_SNV_Coal_2_SPP_S | AZ_NM_SNV_Coal | SPP_S | External | Summer | B3 | 75 | 400 | 400 | 193.65 | 208.07 | 8.17 | 6.26
2035 | AZ_NM_SNV_Coal_2_SPP_S | AZ_NM_SNV_Coal | SPP_S | External | Summer | B4 | 100 | 400 | 0 | 143.93 | 145.78 | 8.17 | 0
2035 | AZ_NM_SNV_Coal_2_SPP_S | AZ_NM_SNV_Coal | SPP_S | External | Summer | B5 | 200 | 400 | 0 | 136.32 | 140.98 | 8.17 | 0
2035 | AZ_NM_SNV_Coal_2_SPP_S | AZ_NM_SNV_Coal | SPP_S | External | Summer | B6 | 300 | 400 | 0 | 136.32 | 135.73 | 8.17 | 0
2035 | AZ_NM_SNV_Coal_2_SPP_S | AZ_NM_SNV_Coal | SPP_S | External | Summer | B7 | 400 | 400 | 0 | 136.32 | 134.31 | 8.17 | 0
2035 | AZ_NM_SNV_Coal_2_SPP_S | AZ_NM_SNV_Coal | SPP_S | External | Summer | B8 | 500 | 400 | 0 | 136.32 | 119.57 | 8.17 | 0
2035 | AZ_NM_SNV_Coal_2_SPP_S | AZ_NM_SNV_Coal | SPP_S | External | Summer | B9 | 800 | 400 | 0 | 131.79 | 115.9 | 8.17 | 0
2035 | AZ_NM_SNV_Coal_2_SPP_S | AZ_NM_SNV_Coal | SPP_S | External | Summer | B10 | 1262 | 400 | 0 | 125.92 | 98.52 | 8.17 | 0
2035 | AZ_NM_SNV_Coal_2_SPP_S | AZ_NM_SNV_Coal | SPP_S | External | Winter | B16 | 25 | 400 | 0 | 116.91 | 118.28 | 8.17 | 0
2035 | AZ_NM_SNV_Coal_2_SPP_S | AZ_NM_SNV_Coal | SPP_S | External | Winter | B17 | 100 | 400 | 0 | 109.97 | 112.89 | 8.17 | 0
2035 | AZ_NM_SNV_Coal_2_SPP_S | AZ_NM_SNV_Coal | SPP_S | External | Winter | B18 | 400 | 400 | 400 | 99.31 | 115.48 | 8.17 | 8
2035 | AZ_NM_SNV_Coal_2_SPP_S | AZ_NM_SNV_Coal | SPP_S | External | Winter | B19 | 700 | 400 | 400 | 99.31 | 112.89 | 8.17 | 5.42
2035 | AZ_NM_SNV_Coal_2_SPP_S | AZ_NM_SNV_Coal | SPP_S | External | Winter | B20 | 935 | 400 | 0 | 83.82 | 81.5 | 8.17 | 0
2035 | ERCOT_2_SPP_S | ERCOT | SPP_S | External | Shoulder | B11 | 25 | 800 | 0 | 136.08 | 123.91 | 8 | 0
2035 | ERCOT_2_SPP_S | ERCOT | SPP_S | External | Shoulder | B12 | 200 | 800 | 0 | 136.08 | 117.21 | 8 | 0
2035 | ERCOT_2_SPP_S | ERCOT | SPP_S | External | Shoulder | B13 | 600 | 800 | 0 | 117.14 | 112.81 | 8 | 0
2035 | ERCOT_2_SPP_S | ERCOT | SPP_S | External | Shoulder | B14 | 900 | 800 | 0 | 117.14 | 109.64 | 8 | 0
2035 | ERCOT_2_SPP_S | ERCOT | SPP_S | External | Shoulder | B15 | 1203 | 800 | 0 | 73.5 | 73.5 | 8 | 0
2035 | ERCOT_2_SPP_S | ERCOT | SPP_S | External | Summer | B1 | 10 | 800 | 0 | 222.14 | 134.62 | 8 | 0
2035 | ERCOT_2_SPP_S | ERCOT | SPP_S | External | Summer | B2 | 25 | 800 | 0 | 222.14 | 196.29 | 8 | 0
2035 | ERCOT_2_SPP_S | ERCOT | SPP_S | External | Summer | B3 | 75 | 800 | 445.15 | 200.07 | 208.07 | 8 | 0
2035 | ERCOT_2_SPP_S | ERCOT | SPP_S | External | Summer | B4 | 100 | 800 | 800 | 134.52 | 145.78 | 8 | 3.26
2035 | ERCOT_2_SPP_S | ERCOT | SPP_S | External | Summer | B5 | 200 | 800 | 0 | 134.52 | 140.98 | 8 | 0
2035 | ERCOT_2_SPP_S | ERCOT | SPP_S | External | Summer | B6 | 300 | 800 | 0 | 134.52 | 135.73 | 8 | 0
2035 | ERCOT_2_SPP_S | ERCOT | SPP_S | External | Summer | B7 | 400 | 800 | 0 | 134.52 | 134.31 | 8 | 0
2035 | ERCOT_2_SPP_S | ERCOT | SPP_S | External | Summer | B8 | 500 | 800 | 0 | 134.52 | 119.57 | 8 | 0
2035 | ERCOT_2_SPP_S | ERCOT | SPP_S | External | Summer | B9 | 800 | 800 | 0 | 115.82 | 115.9 | 8 | 0
2035 | ERCOT_2_SPP_S | ERCOT | SPP_S | External | Summer | B10 | 1262 | 800 | 0 | 94.29 | 98.52 | 8 | 0
2035 | ERCOT_2_SPP_S | ERCOT | SPP_S | External | Winter | B16 | 25 | 800 | 0 | 139.35 | 118.28 | 8 | 0
2035 | ERCOT_2_SPP_S | ERCOT | SPP_S | External | Winter | B17 | 100 | 800 | 0 | 133.22 | 112.89 | 8 | 0
2035 | ERCOT_2_SPP_S | ERCOT | SPP_S | External | Winter | B18 | 400 | 800 | 0 | 119.92 | 115.48 | 8 | 0
2035 | ERCOT_2_SPP_S | ERCOT | SPP_S | External | Winter | B19 | 700 | 800 | 0 | 119.92 | 112.89 | 8 | 0
2035 | ERCOT_2_SPP_S | ERCOT | SPP_S | External | Winter | B20 | 935 | 800 | 3.44 | 73.5 | 81.5 | 8 | 0
2035 | MAPP_US_2_RMPA | MAPP_US | RMPA | External | Shoulder | B11 | 25 | 200 | 0 | 109.9 | 107.58 | 8 | 0
2035 | MAPP_US_2_RMPA | MAPP_US | RMPA | External | Shoulder | B12 | 200 | 200 | 0 | 107.77 | 107.46 | 8 | 0
2035 | MAPP_US_2_RMPA | MAPP_US | RMPA | External | Shoulder | B13 | 600 | 200 | 0 | 105.79 | 104.79 | 8 | 0
2035 | MAPP_US_2_RMPA | MAPP_US | RMPA | External | Shoulder | B14 | 900 | 200 | 0 | 95.63 | 101.63 | 8 | 0
2035 | MAPP_US_2_RMPA | MAPP_US | RMPA | External | Shoulder | B15 | 1203 | 200 | 150.39 | 77.1 | 85.1 | 8 | 0
2035 | MAPP_US_2_RMPA | MAPP_US | RMPA | External | Summer | B1 | 10 | 200 | 0 | 205.95 | 211.95 | 8 | 0
2035 | MAPP_US_2_RMPA | MAPP_US | RMPA | External | Summer | B2 | 25 | 200 | 0 | 205.44 | 204.44 | 8 | 0
2035 | MAPP_US_2_RMPA | MAPP_US | RMPA | External | Summer | B3 | 75 | 200 | 0 | 205.95 | 204.95 | 8 | 0
2035 | MAPP_US_2_RMPA | MAPP_US | RMPA | External | Summer | B4 | 100 | 200 | 0 | 145.7 | 152.1 | 8 | 0
2035 | MAPP_US_2_RMPA | MAPP_US | RMPA | External | Summer | B5 | 200 | 200 | 20.74 | 135.92 | 143.92 | 8 | 0
2035 | MAPP_US_2_RMPA | MAPP_US | RMPA | External | Summer | B6 | 300 | 200 | 200 | 128.71 | 143.92 | 8 | 7.21
2035 | MAPP_US_2_RMPA | MAPP_US | RMPA | External | Summer | B7 | 400 | 200 | 200 | 122.95 | 139.28 | 8 | 8.33
2035 | MAPP_US_2_RMPA | MAPP_US | RMPA | External | Summer | B8 | 500 | 200 | 200 | 106.4 | 127.6 | 8 | 13.2
2035 | MAPP_US_2_RMPA | MAPP_US | RMPA | External | Summer | B9 | 800 | 200 | 200 | 106.21 | 120.89 | 8 | 6.68
2035 | MAPP_US_2_RMPA | MAPP_US | RMPA | External | Summer | B10 | 1262 | 200 | 200 | 84.51 | 117.76 | 8 | 25.25
2035 | MAPP_US_2_RMPA | MAPP_US | RMPA | External | Winter | B16 | 25 | 200 | 200 | 97.51 | 123.49 | 8 | 17.98
2035 | MAPP_US_2_RMPA | MAPP_US | RMPA | External | Winter | B17 | 100 | 200 | 200 | 98.87 | 109.31 | 8 | 2.44
2035 | MAPP_US_2_RMPA | MAPP_US | RMPA | External | Winter | B18 | 400 | 200 | 0 | 102.35 | 107.46 | 8 | 0
2035 | MAPP_US_2_RMPA | MAPP_US | RMPA | External | Winter | B19 | 700 | 200 | 0 | 102.35 | 107.46 | 8 | 0
2035 | MAPP_US_2_RMPA | MAPP_US | RMPA | External | Winter | B20 | 935 | 200 | 0 | 77.1 | 80.2 | 8 | 0
2035 | NE_2_RMPA | NE | RMPA | External | Shoulder | B11 | 25 | 310 | 0 | 117.56 | 107.58 | 5 | 0
2035 | NE_2_RMPA | NE | RMPA | External | Shoulder | B12 | 200 | 310 | 0 | 117.18 | 107.46 | 5 | 0
2035 | NE_2_RMPA | NE | RMPA | External | Shoulder | B13 | 600 | 310 | 0 | 112.79 | 104.79 | 5 | 0
2035 | NE_2_RMPA | NE | RMPA | External | Shoulder | B14 | 900 | 310 | 0 | 109.62 | 101.63 | 5 | 0
2035 | NE_2_RMPA | NE | RMPA | External | Shoulder | B15 | 1203 | 310 | 0 | 84.1 | 85.1 | 5 | 0
2035 | NE_2_RMPA | NE | RMPA | External | Summer | B1 | 10 | 310 | 0 | 212.95 | 211.95 | 5 | 0
2035 | NE_2_RMPA | NE | RMPA | External | Summer | B2 | 25 | 310 | 0 | 212.44 | 204.44 | 5 | 0
2035 | NE_2_RMPA | NE | RMPA | External | Summer | B3 | 75 | 310 | 0 | 212.95 | 204.95 | 5 | 0
2035 | NE_2_RMPA | NE | RMPA | External | Summer | B4 | 100 | 310 | 0 | 152.7 | 152.1 | 5 | 0
2035 | NE_2_RMPA | NE | RMPA | External | Summer | B5 | 200 | 310 | 0 | 142.92 | 143.92 | 5 | 0
2035 | NE_2_RMPA | NE | RMPA | External | Summer | B6 | 300 | 310 | 310 | 135.71 | 143.92 | 5 | 3.21
2035 | NE_2_RMPA | NE | RMPA | External | Summer | B7 | 400 | 310 | 305.29 | 134.28 | 139.28 | 5 | 0
2035 | NE_2_RMPA | NE | RMPA | External | Summer | B8 | 500 | 310 | 310 | 116.59 | 127.6 | 5 | 6.02
2035 | NE_2_RMPA | NE | RMPA | External | Summer | B9 | 800 | 310 | 310 | 115.87 | 120.89 | 5 | 0.01
2035 | NE_2_RMPA | NE | RMPA | External | Summer | B10 | 1262 | 310 | 310 | 98.49 | 117.76 | 5 | 14.26
2035 | NE_2_RMPA | NE | RMPA | External | Winter | B16 | 25 | 310 | 310 | 111.51 | 123.49 | 5 | 6.98
2035 | NE_2_RMPA | NE | RMPA | External | Winter | B17 | 100 | 310 | 0 | 112.87 | 109.31 | 5 | 0
2035 | NE_2_RMPA | NE | RMPA | External | Winter | B18 | 400 | 310 | 0 | 115.45 | 107.46 | 5 | 0
2035 | NE_2_RMPA | NE | RMPA | External | Winter | B19 | 700 | 310 | 0 | 112.87 | 107.46 | 5 | 0
2035 | NE_2_RMPA | NE | RMPA | External | Winter | B20 | 935 | 310 | 0 | 84.1 | 80.2 | 5 | 0
2035 | NWPP_Coal_2_MAPP_US | NWPP_Coal | MAPP_US | External | Shoulder | B11 | 25 | 150 | 150 | 99.3 | 109.9 | 8 | 2.6
2035 | NWPP_Coal_2_MAPP_US | NWPP_Coal | MAPP_US | External | Shoulder | B12 | 200 | 150 | 150 | 99.3 | 107.77 | 8 | 0.48
2035 | NWPP_Coal_2_MAPP_US | NWPP_Coal | MAPP_US | External | Shoulder | B13 | 600 | 150 | 0 | 99.3 | 105.79 | 8 | 0
2035 | NWPP_Coal_2_MAPP_US | NWPP_Coal | MAPP_US | External | Shoulder | B14 | 900 | 150 | 0 | 99.3 | 95.63 | 8 | 0
2035 | NWPP_Coal_2_MAPP_US | NWPP_Coal | MAPP_US | External | Shoulder | B15 | 1203 | 150 | 0 | 99.3 | 77.1 | 8 | 0
2035 | NWPP_Coal_2_MAPP_US | NWPP_Coal | MAPP_US | External | Summer | B1 | 10 | 150 | 150 | 142.58 | 205.95 | 8 | 55.37
2035 | NWPP_Coal_2_MAPP_US | NWPP_Coal | MAPP_US | External | Summer | B2 | 25 | 150 | 150 | 135.77 | 205.44 | 8 | 61.68
2035 | NWPP_Coal_2_MAPP_US | NWPP_Coal | MAPP_US | External | Summer | B3 | 75 | 150 | 150 | 135.77 | 205.95 | 8 | 62.18
2035 | NWPP_Coal_2_MAPP_US | NWPP_Coal | MAPP_US | External | Summer | B4 | 100 | 150 | 150 | 135.77 | 145.7 | 8 | 1.93
2035 | NWPP_Coal_2_MAPP_US | NWPP_Coal | MAPP_US | External | Summer | B5 | 200 | 150 | 0 | 135.77 | 135.92 | 8 | 0
2035 | NWPP_Coal_2_MAPP_US | NWPP_Coal | MAPP_US | External | Summer | B6 | 300 | 150 | 0 | 135.77 | 128.71 | 8 | 0
2035 | NWPP_Coal_2_MAPP_US | NWPP_Coal | MAPP_US | External | Summer | B7 | 400 | 150 | 0 | 135.77 | 122.95 | 8 | 0
2035 | NWPP_Coal_2_MAPP_US | NWPP_Coal | MAPP_US | External | Summer | B8 | 500 | 150 | 0 | 135.77 | 106.4 | 8 | 0
2035 | NWPP_Coal_2_MAPP_US | NWPP_Coal | MAPP_US | External | Summer | B9 | 800 | 150 | 0 | 135.77 | 106.21 | 8 | 0
2035 | NWPP_Coal_2_MAPP_US | NWPP_Coal | MAPP_US | External | Summer | B10 | 1262 | 150 | 0 | 135.77 | 84.51 | 8 | 0
2035 | NWPP_Coal_2_MAPP_US | NWPP_Coal | MAPP_US | External | Winter | B16 | 25 | 150 | 0 | 99.3 | 97.51 | 8 | 0
2035 | NWPP_Coal_2_MAPP_US | NWPP_Coal | MAPP_US | External | Winter | B17 | 100 | 150 | 0 | 99.3 | 98.87 | 8 | 0
2035 | NWPP_Coal_2_MAPP_US | NWPP_Coal | MAPP_US | External | Winter | B18 | 400 | 150 | 0 | 99.3 | 102.35 | 8 | 0
2035 | NWPP_Coal_2_MAPP_US | NWPP_Coal | MAPP_US | External | Winter | B19 | 700 | 150 | 0 | 99.3 | 102.35 | 8 | 0
2035 | NWPP_Coal_2_MAPP_US | NWPP_Coal | MAPP_US | External | Winter | B20 | 935 | 150 | 0 | 99.3 | 77.1 | 8 | 0
2035 | RMPA_2_MAPP_US | RMPA | MAPP_US | External | Shoulder | B11 | 25 | 200 | 0 | 107.58 | 109.9 | 8 | 0
2035 | RMPA_2_MAPP_US | RMPA | MAPP_US | External | Shoulder | B12 | 200 | 200 | 0 | 107.46 | 107.77 | 8 | 0
2035 | RMPA_2_MAPP_US | RMPA | MAPP_US | External | Shoulder | B13 | 600 | 200 | 0 | 104.79 | 105.79 | 8 | 0
2035 | RMPA_2_MAPP_US | RMPA | MAPP_US | External | Shoulder | B14 | 900 | 200 | 0 | 101.63 | 95.63 | 8 | 0
2035 | RMPA_2_MAPP_US | RMPA | MAPP_US | External | Shoulder | B15 | 1203 | 200 | 0 | 85.1 | 77.1 | 8 | 0
2035 | RMPA_2_MAPP_US | RMPA | MAPP_US | External | Summer | B1 | 10 | 200 | 0 | 211.95 | 205.95 | 8 | 0
2035 | RMPA_2_MAPP_US | RMPA | MAPP_US | External | Summer | B2 | 25 | 200 | 0 | 204.44 | 205.44 | 8 | 0
2035 | RMPA_2_MAPP_US | RMPA | MAPP_US | External | Summer | B3 | 75 | 200 | 0 | 204.95 | 205.95 | 8 | 0
2035 | RMPA_2_MAPP_US | RMPA | MAPP_US | External | Summer | B4 | 100 | 200 | 0 | 152.1 | 145.7 | 8 | 0
2035 | RMPA_2_MAPP_US | RMPA | MAPP_US | External | Summer | B5 | 200 | 200 | 0 | 143.92 | 135.92 | 8 | 0
2035 | RMPA_2_MAPP_US | RMPA | MAPP_US | External | Summer | B6 | 300 | 200 | 0 | 143.92 | 128.71 | 8 | 0
2035 | RMPA_2_MAPP_US | RMPA | MAPP_US | External | Summer | B7 | 400 | 200 | 0 | 139.28 | 122.95 | 8 | 0
2035 | RMPA_2_MAPP_US | RMPA | MAPP_US | External | Summer | B8 | 500 | 200 | 0 | 127.6 | 106.4 | 8 | 0
2035 | RMPA_2_MAPP_US | RMPA | MAPP_US | External | Summer | B9 | 800 | 200 | 0 | 120.89 | 106.21 | 8 | 0
2035 | RMPA_2_MAPP_US | RMPA | MAPP_US | External | Summer | B10 | 1262 | 200 | 0 | 117.76 | 84.51 | 8 | 0
2035 | RMPA_2_MAPP_US | RMPA | MAPP_US | External | Winter | B16 | 25 | 200 | 0 | 123.49 | 97.51 | 8 | 0
2035 | RMPA_2_MAPP_US | RMPA | MAPP_US | External | Winter | B17 | 100 | 200 | 0 | 109.31 | 98.87 | 8 | 0
2035 | RMPA_2_MAPP_US | RMPA | MAPP_US | External | Winter | B18 | 400 | 200 | 0 | 107.46 | 102.35 | 8 | 0
2035 | RMPA_2_MAPP_US | RMPA | MAPP_US | External | Winter | B19 | 700 | 200 | 0 | 107.46 | 102.35 | 8 | 0
2035 | RMPA_2_MAPP_US | RMPA | MAPP_US | External | Winter | B20 | 935 | 200 | 0 | 80.2 | 77.1 | 8 | 0
2035 | RMPA_2_NE | RMPA | NE | External | Shoulder | B11 | 25 | 310 | 310 | 107.58 | 117.56 | 8 | 1.98
2035 | RMPA_2_NE | RMPA | NE | External | Shoulder | B12 | 200 | 310 | 310 | 107.46 | 117.18 | 8 | 1.72
2035 | RMPA_2_NE | RMPA | NE | External | Shoulder | B13 | 600 | 310 | 147.21 | 104.79 | 112.79 | 8 | 0
2035 | RMPA_2_NE | RMPA | NE | External | Shoulder | B14 | 900 | 310 | 0 | 101.63 | 109.62 | 8 | 0
2035 | RMPA_2_NE | RMPA | NE | External | Shoulder | B15 | 1203 | 310 | 0 | 85.1 | 84.1 | 8 | 0
2035 | RMPA_2_NE | RMPA | NE | External | Summer | B1 | 10 | 310 | 0 | 211.95 | 212.95 | 8 | 0
2035 | RMPA_2_NE | RMPA | NE | External | Summer | B2 | 25 | 310 | 253.67 | 204.44 | 212.44 | 8 | 0
2035 | RMPA_2_NE | RMPA | NE | External | Summer | B3 | 75 | 310 | 199.37 | 204.95 | 212.95 | 8 | 0
2035 | RMPA_2_NE | RMPA | NE | External | Summer | B4 | 100 | 310 | 0 | 152.1 | 152.7 | 8 | 0
2035 | RMPA_2_NE | RMPA | NE | External | Summer | B5 | 200 | 310 | 0 | 143.92 | 142.92 | 8 | 0
2035 | RMPA_2_NE | RMPA | NE | External | Summer | B6 | 300 | 310 | 0 | 143.92 | 135.71 | 8 | 0
2035 | RMPA_2_NE | RMPA | NE | External | Summer | B7 | 400 | 310 | 0 | 139.28 | 134.28 | 8 | 0
2035 | RMPA_2_NE | RMPA | NE | External | Summer | B8 | 500 | 310 | 0 | 127.6 | 116.59 | 8 | 0
2035 | RMPA_2_NE | RMPA | NE | External | Summer | B9 | 800 | 310 | 0 | 120.89 | 115.87 | 8 | 0
2035 | RMPA_2_NE | RMPA | NE | External | Summer | B10 | 1262 | 310 | 0 | 117.76 | 98.49 | 8 | 0
2035 | RMPA_2_NE | RMPA | NE | External | Winter | B16 | 25 | 310 | 0 | 123.49 | 111.51 | 8 | 0
2035 | RMPA_2_NE | RMPA | NE | External | Winter | B17 | 100 | 310 | 0 | 109.31 | 112.87 | 8 | 0
2035 | RMPA_2_NE | RMPA | NE | External | Winter | B18 | 400 | 310 | 0 | 107.46 | 115.45 | 8 | 0
2035 | RMPA_2_NE | RMPA | NE | External | Winter | B19 | 700 | 310 | 0 | 107.46 | 112.87 | 8 | 0
2035 | RMPA_2_NE | RMPA | NE | External | Winter | B20 | 935 | 310 | 0 | 80.2 | 84.1 | 8 | 0
2035 | RMPA_2_SPP_N | RMPA | SPP_N | External | Shoulder | B11 | 25 | 210 | 210 | 107.58 | 123.9 | 8 | 8.32
2035 | RMPA_2_SPP_N | RMPA | SPP_N | External | Shoulder | B12 | 200 | 210 | 210 | 107.46 | 117.19 | 8 | 1.73
2035 | RMPA_2_SPP_N | RMPA | SPP_N | External | Shoulder | B13 | 600 | 210 | 210 | 104.79 | 112.8 | 8 | 0.01
2035 | RMPA_2_SPP_N | RMPA | SPP_N | External | Shoulder | B14 | 900 | 210 | 103.77 | 101.63 | 109.63 | 8 | 0
2035 | RMPA_2_SPP_N | RMPA | SPP_N | External | Shoulder | B15 | 1203 | 210 | 0 | 85.1 | 73.5 | 8 | 0
2035 | RMPA_2_SPP_N | RMPA | SPP_N | External | Summer | B1 | 10 | 210 | 0 | 211.95 | 207.95 | 8 | 0
2035 | RMPA_2_SPP_N | RMPA | SPP_N | External | Summer | B2 | 25 | 210 | 209.98 | 204.44 | 212.46 | 8 | 0.01
2035 | RMPA_2_SPP_N | RMPA | SPP_N | External | Summer | B3 | 75 | 210 | 209.99 | 204.95 | 212.96 | 8 | 0.01
2035 | RMPA_2_SPP_N | RMPA | SPP_N | External | Summer | B4 | 100 | 210 | 0 | 152.1 | 147.7 | 8 | 0
2035 | RMPA_2_SPP_N | RMPA | SPP_N | External | Summer | B5 | 200 | 210 | 0 | 143.92 | 140.97 | 8 | 0
2035 | RMPA_2_SPP_N | RMPA | SPP_N | External | Summer | B6 | 300 | 210 | 0 | 143.92 | 135.72 | 8 | 0
2035 | RMPA_2_SPP_N | RMPA | SPP_N | External | Summer | B7 | 400 | 210 | 0 | 139.28 | 134.29 | 8 | 0
2035 | RMPA_2_SPP_N | RMPA | SPP_N | External | Summer | B8 | 500 | 210 | 0 | 127.6 | 116.6 | 8 | 0
2035 | RMPA_2_SPP_N | RMPA | SPP_N | External | Summer | B9 | 800 | 210 | 0 | 120.89 | 115.89 | 8 | 0
2035 | RMPA_2_SPP_N | RMPA | SPP_N | External | Summer | B10 | 1262 | 210 | 0 | 117.76 | 98.51 | 8 | 0
2035 | RMPA_2_SPP_N | RMPA | SPP_N | External | Winter | B16 | 25 | 210 | 0 | 123.49 | 112.88 | 8 | 0
2035 | RMPA_2_SPP_N | RMPA | SPP_N | External | Winter | B17 | 100 | 210 | 0 | 109.31 | 112.88 | 8 | 0
2035 | RMPA_2_SPP_N | RMPA | SPP_N | External | Winter | B18 | 400 | 210 | 135.88 | 107.46 | 115.46 | 8 | 0
2035 | RMPA_2_SPP_N | RMPA | SPP_N | External | Winter | B19 | 700 | 210 | 0 | 107.46 | 112.88 | 8 | 0
2035 | RMPA_2_SPP_N | RMPA | SPP_N | External | Winter | B20 | 935 | 210 | 0 | 80.2 | 81.48 | 8 | 0
2035 | SPP_N_2_RMPA | SPP_N | RMPA | External | Shoulder | B11 | 25 | 210 | 0 | 123.9 | 107.58 | 5 | 0
2035 | SPP_N_2_RMPA | SPP_N | RMPA | External | Shoulder | B12 | 200 | 210 | 0 | 117.19 | 107.46 | 5 | 0
2035 | SPP_N_2_RMPA | SPP_N | RMPA | External | Shoulder | B13 | 600 | 210 | 0 | 112.8 | 104.79 | 5 | 0
2035 | SPP_N_2_RMPA | SPP_N | RMPA | External | Shoulder | B14 | 900 | 210 | 0 | 109.63 | 101.63 | 5 | 0
2035 | SPP_N_2_RMPA | SPP_N | RMPA | External | Shoulder | B15 | 1203 | 210 | 210 | 73.5 | 85.1 | 5 | 6.6
2035 | SPP_N_2_RMPA | SPP_N | RMPA | External | Summer | B1 | 10 | 210 | 0 | 207.95 | 211.95 | 5 | 0
2035 | SPP_N_2_RMPA | SPP_N | RMPA | External | Summer | B2 | 25 | 210 | 0 | 212.46 | 204.44 | 5 | 0
2035 | SPP_N_2_RMPA | SPP_N | RMPA | External | Summer | B3 | 75 | 210 | 0 | 212.96 | 204.95 | 5 | 0
2035 | SPP_N_2_RMPA | SPP_N | RMPA | External | Summer | B4 | 100 | 210 | 0 | 147.7 | 152.1 | 5 | 0
2035 | SPP_N_2_RMPA | SPP_N | RMPA | External | Summer | B5 | 200 | 210 | 0 | 140.97 | 143.92 | 5 | 0
2035 | SPP_N_2_RMPA | SPP_N | RMPA | External | Summer | B6 | 300 | 210 | 210 | 135.72 | 143.92 | 5 | 3.2
2035 | SPP_N_2_RMPA | SPP_N | RMPA | External | Summer | B7 | 400 | 210 | 0 | 134.29 | 139.28 | 5 | 0
2035 | SPP_N_2_RMPA | SPP_N | RMPA | External | Summer | B8 | 500 | 210 | 210 | 116.6 | 127.6 | 5 | 6
2035 | SPP_N_2_RMPA | SPP_N | RMPA | External | Summer | B9 | 800 | 210 | 86.43 | 115.89 | 120.89 | 5 | 0
2035 | SPP_N_2_RMPA | SPP_N | RMPA | External | Summer | B10 | 1262 | 210 | 210 | 98.51 | 117.76 | 5 | 14.25
2035 | SPP_N_2_RMPA | SPP_N | RMPA | External | Winter | B16 | 25 | 210 | 210 | 112.88 | 123.49 | 5 | 5.61
2035 | SPP_N_2_RMPA | SPP_N | RMPA | External | Winter | B17 | 100 | 210 | 0 | 112.88 | 109.31 | 5 | 0
2035 | SPP_N_2_RMPA | SPP_N | RMPA | External | Winter | B18 | 400 | 210 | 0 | 115.46 | 107.46 | 5 | 0
2035 | SPP_N_2_RMPA | SPP_N | RMPA | External | Winter | B19 | 700 | 210 | 0 | 112.88 | 107.46 | 5 | 0
2035 | SPP_N_2_RMPA | SPP_N | RMPA | External | Winter | B20 | 935 | 210 | 0 | 81.48 | 80.2 | 5 | 0
2035 | SPP_S_2_ERCOT | SPP_S | ERCOT | External | Shoulder | B11 | 25 | 800 | 800 | 123.91 | 136.08 | 5 | 7.17
2035 | SPP_S_2_ERCOT | SPP_S | ERCOT | External | Shoulder | B12 | 200 | 800 | 800 | 117.21 | 136.08 | 5 | 13.88
2035 | SPP_S_2_ERCOT | SPP_S | ERCOT | External | Shoulder | B13 | 600 | 800 | 0 | 112.81 | 117.14 | 5 | 0
2035 | SPP_S_2_ERCOT | SPP_S | ERCOT | External | Shoulder | B14 | 900 | 800 | 800 | 109.64 | 117.14 | 5 | 2.5
2035 | SPP_S_2_ERCOT | SPP_S | ERCOT | External | Shoulder | B15 | 1203 | 800 | 0 | 73.5 | 73.5 | 5 | 0
2035 | SPP_S_2_ERCOT | SPP_S | ERCOT | External | Summer | B1 | 10 | 800 | 800 | 134.62 | 222.14 | 5 | 82.52
2035 | SPP_S_2_ERCOT | SPP_S | ERCOT | External | Summer | B2 | 25 | 800 | 800 | 196.29 | 222.14 | 5 | 20.84
2035 | SPP_S_2_ERCOT | SPP_S | ERCOT | External | Summer | B3 | 75 | 800 | 0 | 208.07 | 200.07 | 5 | 0
2035 | SPP_S_2_ERCOT | SPP_S | ERCOT | External | Summer | B4 | 100 | 800 | 0 | 145.78 | 134.52 | 5 | 0
2035 | SPP_S_2_ERCOT | SPP_S | ERCOT | External | Summer | B5 | 200 | 800 | 0 | 140.98 | 134.52 | 5 | 0
2035 | SPP_S_2_ERCOT | SPP_S | ERCOT | External | Summer | B6 | 300 | 800 | 0 | 135.73 | 134.52 | 5 | 0
2035 | SPP_S_2_ERCOT | SPP_S | ERCOT | External | Summer | B7 | 400 | 800 | 0 | 134.31 | 134.52 | 5 | 0
2035 | SPP_S_2_ERCOT | SPP_S | ERCOT | External | Summer | B8 | 500 | 800 | 800 | 119.57 | 134.52 | 5 | 9.95
2035 | SPP_S_2_ERCOT | SPP_S | ERCOT | External | Summer | B9 | 800 | 800 | 0 | 115.9 | 115.82 | 5 | 0
2035 | SPP_S_2_ERCOT | SPP_S | ERCOT | External | Summer | B10 | 1262 | 800 | 0 | 98.52 | 94.29 | 5 | 0
2035 | SPP_S_2_ERCOT | SPP_S | ERCOT | External | Winter | B16 | 25 | 800 | 800 | 118.28 | 139.35 | 5 | 16.07
2035 | SPP_S_2_ERCOT | SPP_S | ERCOT | External | Winter | B17 | 100 | 800 | 800 | 112.89 | 133.22 | 5 | 15.33
2035 | SPP_S_2_ERCOT | SPP_S | ERCOT | External | Winter | B18 | 400 | 800 | 0 | 115.48 | 119.92 | 5 | 0
2035 | SPP_S_2_ERCOT | SPP_S | ERCOT | External | Winter | B19 | 700 | 800 | 800 | 112.89 | 119.92 | 5 | 2.03
2035 | SPP_S_2_ERCOT | SPP_S | ERCOT | External | Winter | B20 | 935 | 800 | 0 | 81.5 | 73.5 | 5 | 0
2040 | AZ_NM_SNV_Coal_2_SPP_S | AZ_NM_SNV_Coal | SPP_S | External | Shoulder | B11 | 25 | 400 | 400 | 82.2 | 157.44 | 8.17 | 67.07
2040 | AZ_NM_SNV_Coal_2_SPP_S | AZ_NM_SNV_Coal | SPP_S | External | Shoulder | B12 | 200 | 400 | 400 | 74.05 | 156.45 | 8.17 | 74.24
2040 | AZ_NM_SNV_Coal_2_SPP_S | AZ_NM_SNV_Coal | SPP_S | External | Shoulder | B13 | 600 | 400 | 400 | 73.51 | 116.47 | 8.17 | 34.8
2040 | AZ_NM_SNV_Coal_2_SPP_S | AZ_NM_SNV_Coal | SPP_S | External | Shoulder | B14 | 900 | 400 | 156.83 | 73.51 | 81.67 | 8.17 | 0
2040 | AZ_NM_SNV_Coal_2_SPP_S | AZ_NM_SNV_Coal | SPP_S | External | Shoulder | B15 | 1203 | 400 | 400 | 63.48 | 73.5 | 8.17 | 1.85
2040 | AZ_NM_SNV_Coal_2_SPP_S | AZ_NM_SNV_Coal | SPP_S | External | Summer | B1 | 10 | 400 | 0 | 260.53 | 180.71 | 8.17 | 0
2040 | AZ_NM_SNV_Coal_2_SPP_S | AZ_NM_SNV_Coal | SPP_S | External | Summer | B2 | 25 | 400 | 0 | 260.53 | 263.88 | 8.17 | 0
2040 | AZ_NM_SNV_Coal_2_SPP_S | AZ_NM_SNV_Coal | SPP_S | External | Summer | B3 | 75 | 400 | 400 | 216.69 | 277.14 | 8.17 | 52.29
2040 | AZ_NM_SNV_Coal_2_SPP_S | AZ_NM_SNV_Coal | SPP_S | External | Summer | B4 | 100 | 400 | 0 | 183.99 | 189.29 | 8.17 | 0
2040 | AZ_NM_SNV_Coal_2_SPP_S | AZ_NM_SNV_Coal | SPP_S | External | Summer | B5 | 200 | 400 | 0 | 181.94 | 187.22 | 8.17 | 0
2040 | AZ_NM_SNV_Coal_2_SPP_S | AZ_NM_SNV_Coal | SPP_S | External | Summer | B6 | 300 | 400 | 0 | 181.94 | 180.71 | 8.17 | 0
2040 | AZ_NM_SNV_Coal_2_SPP_S | AZ_NM_SNV_Coal | SPP_S | External | Summer | B7 | 400 | 400 | 0 | 177.62 | 180.29 | 8.17 | 0
2040 | AZ_NM_SNV_Coal_2_SPP_S | AZ_NM_SNV_Coal | SPP_S | External | Summer | B8 | 500 | 400 | 0 | 177.62 | 155.87 | 8.17 | 0
2040 | AZ_NM_SNV_Coal_2_SPP_S | AZ_NM_SNV_Coal | SPP_S | External | Summer | B9 | 800 | 400 | 0 | 175.03 | 154.74 | 8.17 | 0
2040 | AZ_NM_SNV_Coal_2_SPP_S | AZ_NM_SNV_Coal | SPP_S | External | Summer | B10 | 1262 | 400 | 0 | 158.7 | 73.51 | 8.17 | 0
2040 | AZ_NM_SNV_Coal_2_SPP_S | AZ_NM_SNV_Coal | SPP_S | External | Winter | B16 | 25 | 400 | 400 | 82.2 | 154.46 | 8.17 | 64.1
2040 | AZ_NM_SNV_Coal_2_SPP_S | AZ_NM_SNV_Coal | SPP_S | External | Winter | B17 | 100 | 400 | 400 | 74.05 | 95.15 | 8.17 | 12.93
2040 | AZ_NM_SNV_Coal_2_SPP_S | AZ_NM_SNV_Coal | SPP_S | External | Winter | B18 | 400 | 400 | 400 | 73.83 | 118.59 | 8.17 | 36.6
2040 | AZ_NM_SNV_Coal_2_SPP_S | AZ_NM_SNV_Coal | SPP_S | External | Winter | B19 | 700 | 400 | 400 | 73.83 | 99.25 | 8.17 | 17.26
2040 | AZ_NM_SNV_Coal_2_SPP_S | AZ_NM_SNV_Coal | SPP_S | External | Winter | B20 | 935 | 400 | 400 | 63.58 | 73.5 | 8.17 | 1.75
2040 | ERCOT_2_SPP_S | ERCOT | SPP_S | External | Shoulder | B11 | 25 | 800 | 0 | 182.23 | 157.44 | 8 | 0
2040 | ERCOT_2_SPP_S | ERCOT | SPP_S | External | Shoulder | B12 | 200 | 800 | 0 | 156.39 | 156.45 | 8 | 0
2040 | ERCOT_2_SPP_S | ERCOT | SPP_S | External | Shoulder | B13 | 600 | 800 | 0 | 156.39 | 116.47 | 8 | 0
2040 | ERCOT_2_SPP_S | ERCOT | SPP_S | External | Shoulder | B14 | 900 | 800 | 0 | 83.2 | 81.67 | 8 | 0
2040 | ERCOT_2_SPP_S | ERCOT | SPP_S | External | Shoulder | B15 | 1203 | 800 | 0 | 69.38 | 73.5 | 8 | 0
2040 | ERCOT_2_SPP_S | ERCOT | SPP_S | External | Summer | B1 | 10 | 800 | 0 | 296.53 | 180.71 | 8 | 0
2040 | ERCOT_2_SPP_S | ERCOT | SPP_S | External | Summer | B2 | 25 | 800 | 0 | 296.53 | 263.88 | 8 | 0
2040 | ERCOT_2_SPP_S | ERCOT | SPP_S | External | Summer | B3 | 75 | 800 | 800 | 180.49 | 277.14 | 8 | 88.65
2040 | ERCOT_2_SPP_S | ERCOT | SPP_S | External | Summer | B4 | 100 | 800 | 800 | 180.49 | 189.29 | 8 | 0.79
2040 | ERCOT_2_SPP_S | ERCOT | SPP_S | External | Summer | B5 | 200 | 800 | 0 | 180.49 | 187.22 | 8 | 0
2040 | ERCOT_2_SPP_S | ERCOT | SPP_S | External | Summer | B6 | 300 | 800 | 0 | 180.49 | 180.71 | 8 | 0
2040 | ERCOT_2_SPP_S | ERCOT | SPP_S | External | Summer | B7 | 400 | 800 | 0 | 180.49 | 180.29 | 8 | 0
2040 | ERCOT_2_SPP_S | ERCOT | SPP_S | External | Summer | B8 | 500 | 800 | 0 | 154.92 | 155.87 | 8 | 0
2040 | ERCOT_2_SPP_S | ERCOT | SPP_S | External | Summer | B9 | 800 | 800 | 0 | 154.92 | 154.74 | 8 | 0
2040 | ERCOT_2_SPP_S | ERCOT | SPP_S | External | Summer | B10 | 1262 | 800 | 0 | 69.39 | 73.51 | 8 | 0
2040 | ERCOT_2_SPP_S | ERCOT | SPP_S | External | Winter | B16 | 25 | 800 | 0 | 159.46 | 154.46 | 8 | 0
2040 | ERCOT_2_SPP_S | ERCOT | SPP_S | External | Winter | B17 | 100 | 800 | 0 | 159.46 | 95.15 | 8 | 0
2040 | ERCOT_2_SPP_S | ERCOT | SPP_S | External | Winter | B18 | 400 | 800 | 0 | 159.46 | 118.59 | 8 | 0
2040 | ERCOT_2_SPP_S | ERCOT | SPP_S | External | Winter | B19 | 700 | 800 | 741.24 | 91.25 | 99.25 | 8 | 0
2040 | ERCOT_2_SPP_S | ERCOT | SPP_S | External | Winter | B20 | 935 | 800 | 0 | 69.38 | 73.5 | 8 | 0
2040 | MAPP_US_2_RMPA | MAPP_US | RMPA | External | Shoulder | B11 | 25 | 200 | 0 | 146.88 | 82.55 | 8 | 0
2040 | MAPP_US_2_RMPA | MAPP_US | RMPA | External | Shoulder | B12 | 200 | 200 | 0 | 146.86 | 82.21 | 8 | 0
2040 | MAPP_US_2_RMPA | MAPP_US | RMPA | External | Shoulder | B13 | 600 | 200 | 0 | 109.45 | 82.2 | 8 | 0
2040 | MAPP_US_2_RMPA | MAPP_US | RMPA | External | Shoulder | B14 | 900 | 200 | 84.24 | 73.48 | 81.48 | 8 | 0
2040 | MAPP_US_2_RMPA | MAPP_US | RMPA | External | Shoulder | B15 | 1203 | 200 | 164.18 | 65.5 | 73.5 | 8 | 0
2040 | MAPP_US_2_RMPA | MAPP_US | RMPA | External | Summer | B1 | 10 | 200 | 0 | 277.25 | 276.25 | 8 | 0
2040 | MAPP_US_2_RMPA | MAPP_US | RMPA | External | Summer | B2 | 25 | 200 | 0 | 276.8 | 268.69 | 8 | 0
2040 | MAPP_US_2_RMPA | MAPP_US | RMPA | External | Summer | B3 | 75 | 200 | 0 | 277.36 | 224.85 | 8 | 0
2040 | MAPP_US_2_RMPA | MAPP_US | RMPA | External | Summer | B4 | 100 | 200 | 200 | 182.26 | 192.16 | 8 | 1.89
2040 | MAPP_US_2_RMPA | MAPP_US | RMPA | External | Summer | B5 | 200 | 200 | 200 | 180.2 | 190.1 | 8 | 1.9
2040 | MAPP_US_2_RMPA | MAPP_US | RMPA | External | Summer | B6 | 300 | 200 | 200 | 173.68 | 183.18 | 8 | 1.5
2040 | MAPP_US_2_RMPA | MAPP_US | RMPA | External | Summer | B7 | 400 | 200 | 200 | 149.2 | 168.2 | 8 | 11
2040 | MAPP_US_2_RMPA | MAPP_US | RMPA | External | Summer | B8 | 500 | 200 | 200 | 145.29 | 161.36 | 8 | 8.07
2040 | MAPP_US_2_RMPA | MAPP_US | RMPA | External | Summer | B9 | 800 | 200 | 200 | 145.22 | 156.72 | 8 | 3.5
2040 | MAPP_US_2_RMPA | MAPP_US | RMPA | External | Summer | B10 | 1262 | 200 | 200 | 66.5 | 150.53 | 8 | 76.04
2040 | MAPP_US_2_RMPA | MAPP_US | RMPA | External | Winter | B16 | 25 | 200 | 200 | 81.13 | 99.62 | 8 | 10.49
2040 | MAPP_US_2_RMPA | MAPP_US | RMPA | External | Winter | B17 | 100 | 200 | 0 | 81.13 | 82.55 | 8 | 0
2040 | MAPP_US_2_RMPA | MAPP_US | RMPA | External | Winter | B18 | 400 | 200 | 0 | 104.57 | 82.2 | 8 | 0
2040 | MAPP_US_2_RMPA | MAPP_US | RMPA | External | Winter | B19 | 700 | 200 | 0 | 92.23 | 82.2 | 8 | 0
2040 | MAPP_US_2_RMPA | MAPP_US | RMPA | External | Winter | B20 | 935 | 200 | 0 | 66.5 | 72.94 | 8 | 0
2040 | NE_2_RMPA | NE | RMPA | External | Shoulder | B11 | 25 | 310 | 0 | 157.08 | 82.55 | 5 | 0
2040 | NE_2_RMPA | NE | RMPA | External | Shoulder | B12 | 200 | 310 | 0 | 156.43 | 82.21 | 5 | 0
2040 | NE_2_RMPA | NE | RMPA | External | Shoulder | B13 | 600 | 310 | 0 | 116.45 | 82.2 | 5 | 0
2040 | NE_2_RMPA | NE | RMPA | External | Shoulder | B14 | 900 | 310 | 0 | 81.65 | 81.48 | 5 | 0
2040 | NE_2_RMPA | NE | RMPA | External | Shoulder | B15 | 1203 | 310 | 0 | 73.5 | 73.5 | 5 | 0
2040 | NE_2_RMPA | NE | RMPA | External | Summer | B1 | 10 | 310 | 0 | 284.25 | 276.25 | 5 | 0
2040 | NE_2_RMPA | NE | RMPA | External | Summer | B2 | 25 | 310 | 0 | 283.8 | 268.69 | 5 | 0
2040 | NE_2_RMPA | NE | RMPA | External | Summer | B3 | 75 | 310 | 0 | 284.36 | 224.85 | 5 | 0
2040 | NE_2_RMPA | NE | RMPA | External | Summer | B4 | 100 | 310 | 0 | 189.26 | 192.16 | 5 | 0
2040 | NE_2_RMPA | NE | RMPA | External | Summer | B5 | 200 | 310 | 0 | 187.2 | 190.1 | 5 | 0
2040 | NE_2_RMPA | NE | RMPA | External | Summer | B6 | 300 | 310 | 0 | 180.68 | 183.18 | 5 | 0
2040 | NE_2_RMPA | NE | RMPA | External | Summer | B7 | 400 | 310 | 310 | 163.19 | 168.2 | 5 | 0.01
2040 | NE_2_RMPA | NE | RMPA | External | Summer | B8 | 500 | 310 | 310 | 155.85 | 161.36 | 5 | 0.51
2040 | NE_2_RMPA | NE | RMPA | External | Summer | B9 | 800 | 310 | 0 | 154.72 | 156.72 | 5 | 0
2040 | NE_2_RMPA | NE | RMPA | External | Summer | B10 | 1262 | 310 | 310 | 73.5 | 150.53 | 5 | 72.04
2040 | NE_2_RMPA | NE | RMPA | External | Winter | B16 | 25 | 310 | 0 | 95.13 | 99.62 | 5 | 0
2040 | NE_2_RMPA | NE | RMPA | External | Winter | B17 | 100 | 310 | 0 | 95.12 | 82.55 | 5 | 0
2040 | NE_2_RMPA | NE | RMPA | External | Winter | B18 | 400 | 310 | 0 | 118.56 | 82.2 | 5 | 0
2040 | NE_2_RMPA | NE | RMPA | External | Winter | B19 | 700 | 310 | 0 | 99.23 | 82.2 | 5 | 0
2040 | NE_2_RMPA | NE | RMPA | External | Winter | B20 | 935 | 310 | 0 | 73.5 | 72.94 | 5 | 0
2040 | NWPP_Coal_2_MAPP_US | NWPP_Coal | MAPP_US | External | Shoulder | B11 | 25 | 150 | 150 | 74.03 | 146.88 | 8 | 64.85
2040 | NWPP_Coal_2_MAPP_US | NWPP_Coal | MAPP_US | External | Shoulder | B12 | 200 | 150 | 150 | 74.03 | 146.86 | 8 | 64.83
2040 | NWPP_Coal_2_MAPP_US | NWPP_Coal | MAPP_US | External | Shoulder | B13 | 600 | 150 | 150 | 74.03 | 109.45 | 8 | 27.42
2040 | NWPP_Coal_2_MAPP_US | NWPP_Coal | MAPP_US | External | Shoulder | B14 | 900 | 150 | 0 | 74.03 | 73.48 | 8 | 0
2040 | NWPP_Coal_2_MAPP_US | NWPP_Coal | MAPP_US | External | Shoulder | B15 | 1203 | 150 | 0 | 74.03 | 65.5 | 8 | 0
2040 | NWPP_Coal_2_MAPP_US | NWPP_Coal | MAPP_US | External | Summer | B1 | 10 | 150 | 150 | 216.66 | 277.25 | 8 | 52.59
2040 | NWPP_Coal_2_MAPP_US | NWPP_Coal | MAPP_US | External | Summer | B2 | 25 | 150 | 150 | 192.26 | 276.8 | 8 | 76.54
2040 | NWPP_Coal_2_MAPP_US | NWPP_Coal | MAPP_US | External | Summer | B3 | 75 | 150 | 150 | 177.82 | 277.36 | 8 | 91.54
2040 | NWPP_Coal_2_MAPP_US | NWPP_Coal | MAPP_US | External | Summer | B4 | 100 | 150 | 0 | 175.02 | 182.26 | 8 | 0
2040 | NWPP_Coal_2_MAPP_US | NWPP_Coal | MAPP_US | External | Summer | B5 | 200 | 150 | 0 | 175.02 | 180.2 | 8 | 0
2040 | NWPP_Coal_2_MAPP_US | NWPP_Coal | MAPP_US | External | Summer | B6 | 300 | 150 | 0 | 175.02 | 173.68 | 8 | 0
2040 | NWPP_Coal_2_MAPP_US | NWPP_Coal | MAPP_US | External | Summer | B7 | 400 | 150 | 0 | 175.02 | 149.2 | 8 | 0
2040 | NWPP_Coal_2_MAPP_US | NWPP_Coal | MAPP_US | External | Summer | B8 | 500 | 150 | 0 | 175.02 | 145.29 | 8 | 0
2040 | NWPP_Coal_2_MAPP_US | NWPP_Coal | MAPP_US | External | Summer | B9 | 800 | 150 | 0 | 175.02 | 145.22 | 8 | 0
2040 | NWPP_Coal_2_MAPP_US | NWPP_Coal | MAPP_US | External | Summer | B10 | 1262 | 150 | 0 | 175.02 | 66.5 | 8 | 0
2040 | NWPP_Coal_2_MAPP_US | NWPP_Coal | MAPP_US | External | Winter | B16 | 25 | 150 | 0 | 74.03 | 81.13 | 8 | 0
2040 | NWPP_Coal_2_MAPP_US | NWPP_Coal | MAPP_US | External | Winter | B17 | 100 | 150 | 0 | 74.03 | 81.13 | 8 | 0
2040 | NWPP_Coal_2_MAPP_US | NWPP_Coal | MAPP_US | External | Winter | B18 | 400 | 150 | 150 | 74.03 | 104.57 | 8 | 22.54
2040 | NWPP_Coal_2_MAPP_US | NWPP_Coal | MAPP_US | External | Winter | B19 | 700 | 150 | 150 | 74.03 | 92.23 | 8 | 10.2
2040 | NWPP_Coal_2_MAPP_US | NWPP_Coal | MAPP_US | External | Winter | B20 | 935 | 150 | 0 | 74.03 | 66.5 | 8 | 0
2040 | RMPA_2_MAPP_US | RMPA | MAPP_US | External | Shoulder | B11 | 25 | 200 | 200 | 82.55 | 146.88 | 8 | 56.34
2040 | RMPA_2_MAPP_US | RMPA | MAPP_US | External | Shoulder | B12 | 200 | 200 | 200 | 82.21 | 146.86 | 8 | 56.65
2040 | RMPA_2_MAPP_US | RMPA | MAPP_US | External | Shoulder | B13 | 600 | 200 | 200 | 82.2 | 109.45 | 8 | 19.25
2040 | RMPA_2_MAPP_US | RMPA | MAPP_US | External | Shoulder | B14 | 900 | 200 | 0 | 81.48 | 73.48 | 8 | 0
2040 | RMPA_2_MAPP_US | RMPA | MAPP_US | External | Shoulder | B15 | 1203 | 200 | 0 | 73.5 | 65.5 | 8 | 0
2040 | RMPA_2_MAPP_US | RMPA | MAPP_US | External | Summer | B1 | 10 | 200 | 0 | 276.25 | 277.25 | 8 | 0
2040 | RMPA_2_MAPP_US | RMPA | MAPP_US | External | Summer | B2 | 25 | 200 | 200 | 268.69 | 276.8 | 8 | 0.11
2040 | RMPA_2_MAPP_US | RMPA | MAPP_US | External | Summer | B3 | 75 | 200 | 200 | 224.85 | 277.36 | 8 | 44.5
2040 | RMPA_2_MAPP_US | RMPA | MAPP_US | External | Summer | B4 | 100 | 200 | 0 | 192.16 | 182.26 | 8 | 0
2040 | RMPA_2_MAPP_US | RMPA | MAPP_US | External | Summer | B5 | 200 | 200 | 0 | 190.1 | 180.2 | 8 | 0
2040 | RMPA_2_MAPP_US | RMPA | MAPP_US | External | Summer | B6 | 300 | 200 | 0 | 183.18 | 173.68 | 8 | 0
2040 | RMPA_2_MAPP_US | RMPA | MAPP_US | External | Summer | B7 | 400 | 200 | 0 | 168.2 | 149.2 | 8 | 0
2040 | RMPA_2_MAPP_US | RMPA | MAPP_US | External | Summer | B8 | 500 | 200 | 0 | 161.36 | 145.29 | 8 | 0
2040 | RMPA_2_MAPP_US | RMPA | MAPP_US | External | Summer | B9 | 800 | 200 | 0 | 156.72 | 145.22 | 8 | 0
2040 | RMPA_2_MAPP_US | RMPA | MAPP_US | External | Summer | B10 | 1262 | 200 | 0 | 150.53 | 66.5 | 8 | 0
2040 | RMPA_2_MAPP_US | RMPA | MAPP_US | External | Winter | B16 | 25 | 200 | 0 | 99.62 | 81.13 | 8 | 0
2040 | RMPA_2_MAPP_US | RMPA | MAPP_US | External | Winter | B17 | 100 | 200 | 0 | 82.55 | 81.13 | 8 | 0
2040 | RMPA_2_MAPP_US | RMPA | MAPP_US | External | Winter | B18 | 400 | 200 | 200 | 82.2 | 104.57 | 8 | 14.37
2040 | RMPA_2_MAPP_US | RMPA | MAPP_US | External | Winter | B19 | 700 | 200 | 200 | 82.2 | 92.23 | 8 | 2.03
2040 | RMPA_2_MAPP_US | RMPA | MAPP_US | External | Winter | B20 | 935 | 200 | 0 | 72.94 | 66.5 | 8 | 0
2040 | RMPA_2_NE | RMPA | NE | External | Shoulder | B11 | 25 | 310 | 310 | 82.55 | 157.08 | 8 | 66.53
2040 | RMPA_2_NE | RMPA | NE | External | Shoulder | B12 | 200 | 310 | 310 | 82.21 | 156.43 | 8 | 66.22
2040 | RMPA_2_NE | RMPA | NE | External | Shoulder | B13 | 600 | 310 | 310 | 82.2 | 116.45 | 8 | 26.25
2040 | RMPA_2_NE | RMPA | NE | External | Shoulder | B14 | 900 | 310 | 0 | 81.48 | 81.65 | 8 | 0
2040 | RMPA_2_NE | RMPA | NE | External | Shoulder | B15 | 1203 | 310 | 0 | 73.5 | 73.5 | 8 | 0
2040 | RMPA_2_NE | RMPA | NE | External | Summer | B1 | 10 | 310 | 211.97 | 276.25 | 284.25 | 8 | 0
2040 | RMPA_2_NE | RMPA | NE | External | Summer | B2 | 25 | 310 | 310 | 268.69 | 283.8 | 8 | 7.11
2040 | RMPA_2_NE | RMPA | NE | External | Summer | B3 | 75 | 310 | 310 | 224.85 | 284.36 | 8 | 51.5
2040 | RMPA_2_NE | RMPA | NE | External | Summer | B4 | 100 | 310 | 0 | 192.16 | 189.26 | 8 | 0
2040 | RMPA_2_NE | RMPA | NE | External | Summer | B5 | 200 | 310 | 0 | 190.1 | 187.2 | 8 | 0
2040 | RMPA_2_NE | RMPA | NE | External | Summer | B6 | 300 | 310 | 0 | 183.18 | 180.68 | 8 | 0
2040 | RMPA_2_NE | RMPA | NE | External | Summer | B7 | 400 | 310 | 0 | 168.2 | 163.19 | 8 | 0
2040 | RMPA_2_NE | RMPA | NE | External | Summer | B8 | 500 | 310 | 0 | 161.36 | 155.85 | 8 | 0
2040 | RMPA_2_NE | RMPA | NE | External | Summer | B9 | 800 | 310 | 0 | 156.72 | 154.72 | 8 | 0
2040 | RMPA_2_NE | RMPA | NE | External | Summer | B10 | 1262 | 310 | 0 | 150.53 | 73.5 | 8 | 0
2040 | RMPA_2_NE | RMPA | NE | External | Winter | B16 | 25 | 310 | 0 | 99.62 | 95.13 | 8 | 0
2040 | RMPA_2_NE | RMPA | NE | External | Winter | B17 | 100 | 310 | 310 | 82.55 | 95.12 | 8 | 4.58
2040 | RMPA_2_NE | RMPA | NE | External | Winter | B18 | 400 | 310 | 310 | 82.2 | 118.56 | 8 | 28.36
2040 | RMPA_2_NE | RMPA | NE | External | Winter | B19 | 700 | 310 | 310 | 82.2 | 99.23 | 8 | 9.03
2040 | RMPA_2_NE | RMPA | NE | External | Winter | B20 | 935 | 310 | 0 | 72.94 | 73.5 | 8 | 0
2040 | RMPA_2_SPP_N | RMPA | SPP_N | External | Shoulder | B11 | 25 | 210 | 210 | 82.55 | 157.43 | 8 | 66.88
2040 | RMPA_2_SPP_N | RMPA | SPP_N | External | Shoulder | B12 | 200 | 210 | 210 | 82.21 | 156.44 | 8 | 66.23
2040 | RMPA_2_SPP_N | RMPA | SPP_N | External | Shoulder | B13 | 600 | 210 | 210 | 82.2 | 116.46 | 8 | 26.26
2040 | RMPA_2_SPP_N | RMPA | SPP_N | External | Shoulder | B14 | 900 | 210 | 0 | 81.48 | 81.66 | 8 | 0
2040 | RMPA_2_SPP_N | RMPA | SPP_N | External | Shoulder | B15 | 1203 | 210 | 0 | 73.5 | 73.48 | 8 | 0
2040 | RMPA_2_SPP_N | RMPA | SPP_N | External | Summer | B1 | 10 | 210 | 0 | 276.25 | 279.23 | 8 | 0
2040 | RMPA_2_SPP_N | RMPA | SPP_N | External | Summer | B2 | 25 | 210 | 210 | 268.69 | 283.81 | 8 | 7.12
2040 | RMPA_2_SPP_N | RMPA | SPP_N | External | Summer | B3 | 75 | 210 | 210 | 224.85 | 284.35 | 8 | 51.49
2040 | RMPA_2_SPP_N | RMPA | SPP_N | External | Summer | B4 | 100 | 210 | 0 | 192.16 | 189.27 | 8 | 0
2040 | RMPA_2_SPP_N | RMPA | SPP_N | External | Summer | B5 | 200 | 210 | 0 | 190.1 | 187.21 | 8 | 0
2040 | RMPA_2_SPP_N | RMPA | SPP_N | External | Summer | B6 | 300 | 210 | 0 | 183.18 | 180.69 | 8 | 0
2040 | RMPA_2_SPP_N | RMPA | SPP_N | External | Summer | B7 | 400 | 210 | 0 | 168.2 | 163.2 | 8 | 0
2040 | RMPA_2_SPP_N | RMPA | SPP_N | External | Summer | B8 | 500 | 210 | 0 | 161.36 | 155.86 | 8 | 0
2040 | RMPA_2_SPP_N | RMPA | SPP_N | External | Summer | B9 | 800 | 210 | 0 | 156.72 | 154.73 | 8 | 0
2040 | RMPA_2_SPP_N | RMPA | SPP_N | External | Summer | B10 | 1262 | 210 | 0 | 150.53 | 73.5 | 8 | 0
2040 | RMPA_2_SPP_N | RMPA | SPP_N | External | Winter | B16 | 25 | 210 | 210 | 99.62 | 152.27 | 8 | 44.64
2040 | RMPA_2_SPP_N | RMPA | SPP_N | External | Winter | B17 | 100 | 210 | 210 | 82.55 | 95.13 | 8 | 4.59
2040 | RMPA_2_SPP_N | RMPA | SPP_N | External | Winter | B18 | 400 | 210 | 210 | 82.2 | 118.57 | 8 | 28.37
2040 | RMPA_2_SPP_N | RMPA | SPP_N | External | Winter | B19 | 700 | 210 | 210 | 82.2 | 99.24 | 8 | 9.04
2040 | RMPA_2_SPP_N | RMPA | SPP_N | External | Winter | B20 | 935 | 210 | 0 | 72.94 | 73.5 | 8 | 0
2040 | SPP_N_2_RMPA | SPP_N | RMPA | External | Shoulder | B11 | 25 | 210 | 0 | 157.43 | 82.55 | 5 | 0
2040 | SPP_N_2_RMPA | SPP_N | RMPA | External | Shoulder | B12 | 200 | 210 | 0 | 156.44 | 82.21 | 5 | 0
2040 | SPP_N_2_RMPA | SPP_N | RMPA | External | Shoulder | B13 | 600 | 210 | 0 | 116.46 | 82.2 | 5 | 0
2040 | SPP_N_2_RMPA | SPP_N | RMPA | External | Shoulder | B14 | 900 | 210 | 0 | 81.66 | 81.48 | 5 | 0
2040 | SPP_N_2_RMPA | SPP_N | RMPA | External | Shoulder | B15 | 1203 | 210 | 0 | 73.48 | 73.5 | 5 | 0
2040 | SPP_N_2_RMPA | SPP_N | RMPA | External | Summer | B1 | 10 | 210 | 0 | 279.23 | 276.25 | 5 | 0
2040 | SPP_N_2_RMPA | SPP_N | RMPA | External | Summer | B2 | 25 | 210 | 0 | 283.81 | 268.69 | 5 | 0
2040 | SPP_N_2_RMPA | SPP_N | RMPA | External | Summer | B3 | 75 | 210 | 0 | 284.35 | 224.85 | 5 | 0
2040 | SPP_N_2_RMPA | SPP_N | RMPA | External | Summer | B4 | 100 | 210 | 0 | 189.27 | 192.16 | 5 | 0
2040 | SPP_N_2_RMPA | SPP_N | RMPA | External | Summer | B5 | 200 | 210 | 0 | 187.21 | 190.1 | 5 | 0
2040 | SPP_N_2_RMPA | SPP_N | RMPA | External | Summer | B6 | 300 | 210 | 0 | 180.69 | 183.18 | 5 | 0
2040 | SPP_N_2_RMPA | SPP_N | RMPA | External | Summer | B7 | 400 | 210 | 131.55 | 163.2 | 168.2 | 5 | 0
2040 | SPP_N_2_RMPA | SPP_N | RMPA | External | Summer | B8 | 500 | 210 | 210 | 155.86 | 161.36 | 5 | 0.5
2040 | SPP_N_2_RMPA | SPP_N | RMPA | External | Summer | B9 | 800 | 210 | 0 | 154.73 | 156.72 | 5 | 0
2040 | SPP_N_2_RMPA | SPP_N | RMPA | External | Summer | B10 | 1262 | 210 | 210 | 73.5 | 150.53 | 5 | 72.04
2040 | SPP_N_2_RMPA | SPP_N | RMPA | External | Winter | B16 | 25 | 210 | 0 | 152.27 | 99.62 | 5 | 0
2040 | SPP_N_2_RMPA | SPP_N | RMPA | External | Winter | B17 | 100 | 210 | 0 | 95.13 | 82.55 | 5 | 0
2040 | SPP_N_2_RMPA | SPP_N | RMPA | External | Winter | B18 | 400 | 210 | 0 | 118.57 | 82.2 | 5 | 0
2040 | SPP_N_2_RMPA | SPP_N | RMPA | External | Winter | B19 | 700 | 210 | 0 | 99.24 | 82.2 | 5 | 0
2040 | SPP_N_2_RMPA | SPP_N | RMPA | External | Winter | B20 | 935 | 210 | 0 | 73.5 | 72.94 | 5 | 0
2040 | SPP_S_2_ERCOT | SPP_S | ERCOT | External | Shoulder | B11 | 25 | 800 | 800 | 157.44 | 182.23 | 5 | 19.79
2040 | SPP_S_2_ERCOT | SPP_S | ERCOT | External | Shoulder | B12 | 200 | 800 | 0 | 156.45 | 156.39 | 5 | 0
2040 | SPP_S_2_ERCOT | SPP_S | ERCOT | External | Shoulder | B13 | 600 | 800 | 800 | 116.47 | 156.39 | 5 | 34.92
2040 | SPP_S_2_ERCOT | SPP_S | ERCOT | External | Shoulder | B14 | 900 | 800 | 0 | 81.67 | 83.2 | 5 | 0
2040 | SPP_S_2_ERCOT | SPP_S | ERCOT | External | Shoulder | B15 | 1203 | 800 | 0 | 73.5 | 69.38 | 5 | 0
2040 | SPP_S_2_ERCOT | SPP_S | ERCOT | External | Summer | B1 | 10 | 800 | 800 | 180.71 | 296.53 | 5 | 110.82
2040 | SPP_S_2_ERCOT | SPP_S | ERCOT | External | Summer | B2 | 25 | 800 | 800 | 263.88 | 296.53 | 5 | 27.65
2040 | SPP_S_2_ERCOT | SPP_S | ERCOT | External | Summer | B3 | 75 | 800 | 0 | 277.14 | 180.49 | 5 | 0
2040 | SPP_S_2_ERCOT | SPP_S | ERCOT | External | Summer | B4 | 100 | 800 | 0 | 189.29 | 180.49 | 5 | 0
2040 | SPP_S_2_ERCOT | SPP_S | ERCOT | External | Summer | B5 | 200 | 800 | 0 | 187.22 | 180.49 | 5 | 0
2040 | SPP_S_2_ERCOT | SPP_S | ERCOT | External | Summer | B6 | 300 | 800 | 0 | 180.71 | 180.49 | 5 | 0
2040 | SPP_S_2_ERCOT | SPP_S | ERCOT | External | Summer | B7 | 400 | 800 | 0 | 180.29 | 180.49 | 5 | 0
2040 | SPP_S_2_ERCOT | SPP_S | ERCOT | External | Summer | B8 | 500 | 800 | 0 | 155.87 | 154.92 | 5 | 0
2040 | SPP_S_2_ERCOT | SPP_S | ERCOT | External | Summer | B9 | 800 | 800 | 0 | 154.74 | 154.92 | 5 | 0
2040 | SPP_S_2_ERCOT | SPP_S | ERCOT | External | Summer | B10 | 1262 | 800 | 0 | 73.51 | 69.39 | 5 | 0
2040 | SPP_S_2_ERCOT | SPP_S | ERCOT | External | Winter | B16 | 25 | 800 | 627.98 | 154.46 | 159.46 | 5 | 0
2040 | SPP_S_2_ERCOT | SPP_S | ERCOT | External | Winter | B17 | 100 | 800 | 800 | 95.15 | 159.46 | 5 | 59.32
2040 | SPP_S_2_ERCOT | SPP_S | ERCOT | External | Winter | B18 | 400 | 800 | 800 | 118.59 | 159.46 | 5 | 35.88
2040 | SPP_S_2_ERCOT | SPP_S | ERCOT | External | Winter | B19 | 700 | 800 | 0 | 99.25 | 91.25 | 5 | 0
2040 | SPP_S_2_ERCOT | SPP_S | ERCOT | External | Winter | B20 | 935 | 800 | 0 | 73.5 | 69.38 | 5 | 0