## Title
Future 4 Sensitivity 1: Aggressive EE/DR/Smart Grid, Higher PHEV Levels
"The results presented herein use modeling assumptions developed by EIPC, EIPC stakeholders and CRA for purposes of EIPC capacity expansion modeling. As such, these results do not necessarily reflect the opinions or views of CRA or any individual EIPC stakeholder."

## Build Summary
EI New Build Summary
EI New Builds by Type
|  | Additions |  |  | Retirements
| 2010 | 2015 | 2020 | 2030 | 2015 | 2020 | 2030 | Total
Coal | 271.9155 | 8.4766 | 0 | 0 | 69.3495 | 36.1787 | 0.94301 | 173.9209
Nuclear | 99.849 | 2.7406 | 4.53 | 0 | 0 | 0.6145 | 1.4882 | 105.0169
CC | 132.682 | 25.5481 | 0.508 | 0 | 10.1418 | 4.3052 | 5.5592 | 138.7319
CT | 120.329 | 4.6917 | 0.3 | 0 | 8.2575 | 16.8347 | 35.5283 | 64.7002
Steam Oil/Gas | 74.547 | 0 | 0 | 0 | 58.1286 | 6.7615 | 6.718 | 2.9389
Hydro | 44.6048 | 0 | 0 | 0.504 | 0 | 0 | 0 | 45.1088
On-Shore Wind | 18.707 | 22.1949 | 9.8635 | 5.1132 | 0 | 0 | 0 | 55.8785
Off-Shore Wind | 0 | 0.469 | 0 | 1.1 | 0 | 0 | 0 | 1.569
Other Renewable | 3.613 | 2.3484 | 2.627 | 3.9345 | 0 | 0 | 0 | 12.5229
New HQ/Maritimes | 0 | 0 | 0 | 0 | 0 | 0 | 0 | 0
Other | 17.054 | 0 | 0 | 0 | 0 | 0 | 0 | 17.054
Total w/o DR | 783.3012 | 66.4693 | 17.8285 | 10.6517 | 145.8774 | 64.6946 | 50.2368 | 617.4419
DR | 33.1 | -1.3388 | 54.8044 | 66.8983 | 0 | 0 | 0 | 153.4639
Total w/DR | 816.4012 | 65.1305 | 72.6329 | 77.55 | 145.8774 | 64.6946 | 50.2368 | 770.9058
EI New Builds by Region
| EI Cumulative New Builds |  |  |  | EI Cumulative New CCs |  |  |  | EI Cumulative New On-Shore Wind |  |  |  | EI Cumulative Coal Retirements
| 2015 | 2020 | 2030 |  |  | 2015 | 2020 | 2030 |  | 2015 | 2020 | 2030 |  | 2015 | 2020 | 2030
ENT | 890.29 | 948.51 | 1083.05 |  | ENT | 0 | 0 | 0 | ENT | 0 | 0 | 0 | ENT | 892.9 | 1472.9 | 1472.9
FRCC | 4226.23 | 4427.23 | 4625.23 |  | FRCC | 1516.9 | 1717.9 | 1717.9 | FRCC | 0 | 0 | 0 | FRCC | 136 | 1005 | 1005
IESO | 5144.99 | 5144.99 | 5144.99 |  | IESO | 1263 | 1263 | 1263 | IESO | 2105.9 | 2105.9 | 2105.9 | IESO | 6416 | 6416 | 6416
MAPP_CA | 334.55 | 334.55 | 334.55 |  | MAPP_CA | 32.15 | 32.15 | 32.15 | MAPP_CA | 302.4 | 302.4 | 302.4 | MAPP_CA | 510 | 940.16 | 1745.9
MAPP_US | 729.6 | 1041.5 | 1113.17 |  | MAPP_US | 0 | 0 | 0 | MAPP_US | 421.3 | 733.2 | 733.2 | MAPP_US | 715.5 | 1162.72 | 1162.72
MISO_IN | 618 | 835.91 | 1034.31 |  | MISO_IN | 0 | 0 | 0 | MISO_IN | 0 | 0 | 0 | MISO_IN | 1616.78 | 2085.78 | 2085.78
MISO_MI | 2000 | 2000 | 2398.62 |  | MISO_MI | 0 | 0 | 0 | MISO_MI | 2000 | 2000 | 2238.37 | MISO_MI | 3840.08 | 5582 | 5582
MISO_MO-IL | 2090 | 2090 | 2313.33 |  | MISO_MO-IL | 0 | 0 | 0 | MISO_MO-IL | 300 | 300 | 300 | MISO_MO-IL | 2241.7 | 5558.7 | 5558.7
MISO_W | 2894.83 | 3810.27 | 6252.77 |  | MISO_W | 0 | 0 | 0 | MISO_W | 2800.5 | 3715.94 | 6086.77 | MISO_W | 2450.49 | 3190.66 | 3190.66
MISO_WUMS | 1818.9 | 1818.9 | 2043.23 |  | MISO_WUMS | 0 | 0 | 0 | MISO_WUMS | 968.9 | 968.9 | 968.9 | MISO_WUMS | 2975.1 | 3556.5 | 3556.5
NE | 434.1 | 434.1 | 505.77 |  | NE | 0 | 0 | 0 | NE | 202 | 202 | 202 | NE | 0 | 0 | 0
NEISO | 3384.16 | 6135.49 | 7767.3 |  | NEISO | 2049.5 | 2049.5 | 2049.5 | NEISO | 231.2 | 2713.92 | 4275.99 | NEISO | 2250.13 | 2570.13 | 2570.13
NonRTO_Midwest | 0 | 0 | 160.25 |  | NonRTO_Midwest | 0 | 0 | 0 | NonRTO_Midwest | 0 | 0 | 0 | NonRTO_Midwest | 1681.57 | 2461.3 | 2598.57
NYISO_A-F | 3289.7 | 3999.5 | 4067.43 |  | NYISO_A-F | 639 | 639 | 639 | NYISO_A-F | 2476.3 | 3186.1 | 3186.1 | NYISO_A-F | 2251.9 | 2251.9 | 2251.9
NYISO_G-I | 0 | 60 | 134.33 |  | NYISO_G-I | 0 | 0 | 0 | NYISO_G-I | 0 | 60 | 60 | NYISO_G-I | 135.7 | 368.2 | 368.2
NYISO_J-K | 1207.4 | 1207.4 | 1281.73 |  | NYISO_J-K | 1175.4 | 1175.4 | 1175.4 | NYISO_J-K | 0 | 0 | 0 | NYISO_J-K | 0 | 0 | 0
PJM_E | 5940.05 | 6065.99 | 7172.95 |  | PJM_E | 4634.3 | 4634.3 | 4634.3 | PJM_E | 1150 | 1150 | 1150 | PJM_E | 3285 | 3853 | 3853
PJM_ROM | 2243.7 | 3815.36 | 5425.12 |  | PJM_ROM | 1678.5 | 1678.5 | 1678.5 | PJM_ROM | 479.8 | 479.8 | 1230 | PJM_ROM | 8045.5 | 8045.5 | 8045.5
PJM_ROR | 14076.1 | 14196.1 | 15404.51 |  | PJM_ROR | 3077 | 3197 | 3197 | PJM_ROR | 8325.7 | 8325.7 | 8517.4 | PJM_ROR | 13039.31 | 25129.04 | 25129.04
SOCO | 5151.9 | 7538.9 | 7646.3 |  | SOCO | 5026.9 | 5213.9 | 5213.9 | SOCO | 0 | 0 | 0 | SOCO | 8692.56 | 11136 | 11136
SPP_N | 465.04 | 465.04 | 560.04 |  | SPP_N | 0 | 0 | 0 | SPP_N | 0 | 0 | 0 | SPP_N | 0 | 775.5 | 775.5
SPP_S | 1830.99 | 4015.52 | 4110.52 |  | SPP_S | 0 | 0 | 0 | SPP_S | 430 | 2314.53 | 2314.53 | SPP_S | 2 | 2631 | 2631
TVA | 3115.89 | 3115.89 | 3223.29 |  | TVA | 1418 | 1418 | 1418 | TVA | 0 | 0 | 0 | TVA | 5217.3 | 6810.96 | 6810.96
VACAR | 4582.86 | 10796.63 | 11146.65 |  | VACAR | 3037.5 | 3037.5 | 3037.5 | VACAR | 0.9 | 3500 | 3500 | VACAR | 2954 | 8525.27 | 8525.27
| 66469.28 | 84297.78 | 94949.44 |  |  | 25548.15 | 26056.15 | 26056.15 |  | 22194.9 | 32058.39 | 37171.56 |  | 69349.52 | 105528.22 | 106471.23

## Generation
#1 | Total Generation (GWh)
Total Generation by Reporting Type: Entergy
ReportingType | 2015 | 2020 | 2025 | 2030 | 2035 | 2040
BM | 0 | 0 | 0 | 0 | 0 | 0
CC | 57989.3 | 69224.3 | 55209.48 | 50555.31 | 50841.39 | 49830.3
CSP | 0 | 0 | 0 | 0 | 0 | 0
CT | 0 | 0 | 0 | 0 | 0 | 0
Coal | 60760.03 | 50351.95 | 55445.42 | 56122.12 | 56122.12 | 56122.12
Geo | 0 | 0 | 0 | 0 | 0 | 0
H | 153 | 153 | 153 | 153 | 153 | 153
LFG | 63.07 | 63.07 | 449.78 | 909.81 | 909.81 | 909.81
Nuc | 42234.08 | 42234.08 | 42234.08 | 42234.08 | 35675.42 | 27909.39
PS | 25.66 | 27.14 | 25.66 | 25.66 | 27.14 | 25.66
PV | 0.57 | 112.77 | 165.07 | 165.07 | 164.5 | 160.79
PeakG | 0 | 478.32 | 156.12 | 0 | 0 | 0
PeakO | 0 | 0.84 | 0 | 0 | 0 | 0
ST | 0 | 0 | 0 | 0 | 0 | 0
STOG | 807.68 | 0 | 0 | 0 | 0 | 0
STWD | 0 | 0 | 0 | 0 | 0 | 0
WT | 315.27 | 315.27 | 315.27 | 315.27 | 315.27 | 315.27
IGCC | 0 | 0 | 0 | 0 | 0 | 0
DemandResponse | 0 | 0 | 0.94 | 2.43 | 12.48 | 9.26
IGCC-CCS | 0 | 0 | 0 | 0 | 0 | 0
WT_off | 0 | 0 | 0 | 0 | 0 | 0
PseudoUnit | 0 | 0 | 0 | 0 | 0 | 0
FixedInterchange | 0 | 0 | 0 | 0 | 0 | 0
Total Generation by Reporting Type: FRCC
ReportingType | 2015 | 2020 | 2025 | 2030 | 2035 | 2040
BM | 0 | 0 | 0 | 0 | 0 | 0
CC | 144378.89 | 146585.9 | 144670.91 | 148721.53 | 169520.72 | 182115.02
CSP | 0 | 0 | 0 | 0 | 0 | 0
CT | 523.87 | 1270.58 | 1294.82 | 1467.89 | 0 | 0
Coal | 52999.07 | 54086.41 | 59084.71 | 60478.22 | 62076.14 | 62740.55
Geo | 0 | 0 | 0 | 0 | 0 | 0
H | 27.85 | 27.85 | 27.85 | 27.85 | 27.85 | 27.85
LFG | 3831.62 | 3831.62 | 5392.66 | 5392.66 | 5392.66 | 5392.66
Nuc | 32180.57 | 32180.57 | 32180.57 | 32180.57 | 19598.11 | 6535.31
PS | 0 | 0 | 0 | 0 | 0 | 0
PV | 134.03 | 134.03 | 134.03 | 134.03 | 134.03 | 134.03
PeakG | 550.01 | 2111.66 | 2157.96 | 1959.51 | 2545.93 | 3384.43
PeakO | 0 | 3.14 | 0 | 0 | 0 | 0
ST | 0 | 0 | 0 | 0 | 0 | 0
STOG | 636.06 | 0 | 0 | 0 | 0 | 0
STWD | 0 | 79.27 | 131.92 | 131.92 | 131.92 | 219.67
WT | 0 | 0 | 0 | 0 | 0 | 0
IGCC | 0 | 0 | 0 | 0 | 0 | 0
DemandResponse | 0 | 0 | 38.71 | 92.91 | 133.36 | 177.84
IGCC-CCS | 0 | 0 | 0 | 0 | 0 | 0
WT_off | 0 | 0 | 0 | 0 | 0 | 0
PseudoUnit | 0 | 0 | 0 | 0 | 0 | 0
FixedInterchange | 0 | 0 | 0 | 0 | 0 | 0
Total Generation by Reporting Type: MAPP_US
ReportingType | 2015 | 2020 | 2025 | 2030 | 2035 | 2040
BM | 0 | 0 | 0 | 0 | 0 | 0
CC | 0 | 0 | 0 | 0 | 0 | 0
CSP | 0 | 0 | 0 | 0 | 0 | 0
CT | 0 | 2.88 | 10.08 | 9.81 | 0 | 0
Coal | 19892.88 | 17836.73 | 17836.73 | 17836.73 | 17836.73 | 17836.73
Geo | 354.6 | 354.6 | 354.6 | 354.6 | 354.6 | 354.6
H | 10150.02 | 10150.02 | 10150.02 | 10150.02 | 10150.02 | 10150.02
LFG | 15.77 | 15.77 | 580.79 | 580.79 | 580.79 | 580.79
Nuc | 0 | 0 | 0 | 0 | 0.01 | 0.01
PS | 0 | 0 | 0 | 0 | 0 | 0
PV | 0 | 0 | 0 | 0 | 0 | 0
PeakG | 26.68 | 132.25 | 23.1 | 23.1 | 86.1 | 44.1
PeakO | 0 | 0 | 0 | 0 | 0 | 0
ST | 0 | 0 | 0 | 0 | 0 | 0
STOG | 0 | 0 | 0 | 0 | 0 | 0
STWD | 0 | 0 | 0 | 0 | 0 | 0
WT | 5908.78 | 6999.75 | 6999.75 | 6999.75 | 6999.75 | 6999.75
IGCC | 0 | 0 | 0 | 0 | 0 | 0
DemandResponse | 0 | 0 | 0 | 0 | 0 | 0
IGCC-CCS | 0 | 0 | 0 | 0 | 0 | 0
WT_off | 0 | 0 | 0 | 0 | 0 | 0
PseudoUnit | 0 | 0 | 0 | 0 | 0 | 0
FixedInterchange | 0 | 0 | 0 | 0 | 0 | 0
Total Generation by Reporting Type: MISO_IN
ReportingType | 2015 | 2020 | 2025 | 2030 | 2035 | 2040
BM | 0 | 0 | 0 | 0 | 0 | 0
CC | 3530.61 | 5835.32 | 3802.52 | 3520.6 | 5179.98 | 4921.83
CSP | 0 | 0 | 0 | 0 | 0 | 0
CT | 0 | 0 | 0 | 0 | 0 | 0
Coal | 83482.05 | 86682.47 | 89419.07 | 90873.78 | 93393.26 | 93393.26
Geo | 0 | 0 | 0 | 0 | 0 | 0
H | 417.2 | 417.2 | 417.2 | 417.2 | 417.2 | 417.2
LFG | 291.71 | 291.71 | 291.71 | 923.41 | 923.41 | 923.41
Nuc | 0 | 0 | 0 | 0 | 0.01 | 0.02
PS | 0 | 0 | 0 | 0 | 0 | 0
PV | 0 | 362.7 | 559.56 | 559.56 | 559.56 | 551.09
PeakG | 16.23 | 92.53 | 97.99 | 97.99 | 291.59 | 283.95
PeakO | 0 | 0 | 0 | 0 | 0 | 0
ST | 0 | 0 | 0 | 0 | 0 | 0
STOG | 54.68 | 110.83 | 0 | 0 | 0 | 0
STWD | 0 | 0 | 0 | 0 | 0 | 0
WT | 1553.06 | 1553.06 | 1553.06 | 1553.06 | 1553.06 | 1553.06
IGCC | 4427.31 | 4427.31 | 4427.31 | 4427.31 | 4427.31 | 4427.31
DemandResponse | 0 | 0 | 0 | 0 | 0 | 0
IGCC-CCS | 0 | 0 | 0 | 0 | 0 | 0
WT_off | 0 | 0 | 0 | 0 | 0 | 0
PseudoUnit | 0 | 0 | 0 | 0 | 0 | 0
FixedInterchange | 0 | 0 | 0 | 0 | 0 | 0
Total Generation by Reporting Type: MISO_MI
ReportingType | 2015 | 2020 | 2025 | 2030 | 2035 | 2040
BM | 0 | 0 | 0 | 0 | 0 | 0
CC | 12148.99 | 14403.17 | 7597.83 | 6586.63 | 9221.71 | 8141.48
CSP | 0 | 0 | 0 | 0 | 0 | 0
CT | 0 | 0 | 0 | 0 | 0 | 0
Coal | 44472.87 | 38389.05 | 38389.05 | 38389.05 | 38389.05 | 38389.05
Geo | 0 | 0 | 0 | 0 | 0 | 0
H | 410 | 410 | 410 | 410 | 410 | 410
LFG | 1285.09 | 1285.09 | 2548.5 | 2548.5 | 2548.5 | 2548.5
Nuc | 14714.16 | 14714.16 | 14714.16 | 14714.16 | 8654.01 | 8654.01
PS | 439.92 | 1323.96 | 969.05 | 861.12 | 1089.47 | 887.85
PV | 0 | 0 | 0 | 0 | 0 | 0
PeakG | 29.96 | 107.56 | 114.32 | 114.32 | 339.01 | 329.54
PeakO | 0 | 0 | 0 | 0 | 0 | 0
ST | 0 | 0 | 0 | 0 | 0 | 0
STOG | 394.67 | 670.47 | 0 | 0 | 0 | 0
STWD | 80.93 | 511.48 | 100.52 | 80.93 | 95.17 | 175.62
WT | 5161.16 | 5161.16 | 5727.16 | 5801.71 | 5844.88 | 5844.88
IGCC | 0 | 0 | 0 | 0 | 0 | 0
DemandResponse | 0 | 0 | 0 | 0 | 0 | 0
IGCC-CCS | 0 | 0 | 0 | 0 | 0 | 0
WT_off | 0 | 0 | 0 | 0 | 0 | 0
PseudoUnit | 0 | 0 | 0 | 0 | 0 | 0
FixedInterchange | 0 | 0 | 0 | 0 | 0 | 0
Total Generation by Reporting Type: MISO_MO-IL
ReportingType | 2015 | 2020 | 2025 | 2030 | 2035 | 2040
BM | 0 | 0 | 0 | 0 | 0 | 0
CC | 2445.36 | 3531.44 | 2445.36 | 1526.73 | 3232.7 | 1385.42
CSP | 0 | 0 | 0 | 0 | 0 | 0
CT | 0 | 0 | 0 | 0 | 0 | 0
Coal | 91479.54 | 69405.6 | 72341.26 | 72877.39 | 75111.11 | 75111.11
Geo | 0 | 0 | 0 | 0 | 0 | 0
H | 1317.1 | 1317.1 | 1317.1 | 1317.1 | 1317.1 | 1317.1
LFG | 141.91 | 141.91 | 1902.67 | 1902.67 | 1902.67 | 1902.67
Nuc | 17393.71 | 17393.71 | 17393.71 | 17393.71 | 17393.71 | 17393.71
PS | 191.4 | 334.4 | 272.1 | 192.94 | 334.4 | 334.4
PV | 0 | 0 | 0 | 0 | 0 | 0
PeakG | 140.51 | 581.73 | 850.04 | 448.57 | 858.52 | 587.28
PeakO | 0 | 0 | 0 | 0 | 0 | 0
ST | 0 | 0 | 0 | 0 | 0 | 0
STOG | 110.53 | 215.79 | 0 | 0 | 0 | 0
STWD | 0 | 0 | 0 | 0 | 0 | 0
WT | 2075.16 | 2075.16 | 2075.16 | 2075.16 | 2075.16 | 2075.16
IGCC | 0 | 0 | 0 | 0 | 0 | 0
DemandResponse | 0 | 0 | 0 | 0 | 0 | 0
IGCC-CCS | 0 | 0 | 0 | 0 | 0 | 0
WT_off | 0 | 0 | 0 | 0 | 0 | 0
PseudoUnit | 0 | 0 | 0 | 0 | 0 | 0
FixedInterchange | 0 | 0 | 0 | 0 | 0 | 0
Total Generation by Reporting Type: MISO_W
ReportingType | 2015 | 2020 | 2025 | 2030 | 2035 | 2040
BM | 0 | 0 | 0 | 0 | 0 | 0
CC | 8806.81 | 9120.95 | 5399.39 | 4085.5 | 4960.68 | 3324.61
CSP | 0 | 0 | 0 | 0 | 0 | 0
CT | 0 | 0 | 0 | 0 | 0 | 0
Coal | 84186.36 | 79175.25 | 79175.25 | 79767.94 | 81575.17 | 114995.19
Geo | 0 | 0 | 0 | 0 | 0 | 0
H | 1643.73 | 1643.73 | 1643.73 | 1643.73 | 1643.73 | 1643.73
LFG | 1616.22 | 1616.22 | 2181.24 | 2181.24 | 2181.24 | 2181.24
Nuc | 18393.35 | 18393.35 | 18393.35 | 18393.35 | 0.78 | 0.78
PS | 0 | 0 | 0 | 0 | 0 | 0
PV | 0 | 0 | 0 | 0 | 0 | 0
PeakG | 285.11 | 387.28 | 308.27 | 308.27 | 421.47 | 199.92
PeakO | 0 | 2.38 | 0 | 0 | 0 | 0
ST | 0 | 0 | 0 | 0 | 0 | 0
STOG | 0 | 0 | 0 | 0 | 0 | 0
STWD | 0 | 280.09 | 0 | 0 | 0 | 0
WT | 27590.66 | 30612.44 | 37748.48 | 38438.32 | 38438.32 | 38438.32
IGCC | 0 | 0 | 0 | 0 | 0 | 0
DemandResponse | 0 | 0 | 0 | 0 | 0 | 0
IGCC-CCS | 0 | 0 | 0 | 0 | 0 | 0
WT_off | 0 | 0 | 0 | 0 | 0 | 0
PseudoUnit | 0 | 0 | 0 | 0 | 0 | 0
FixedInterchange | 0 | 0 | 0 | 0 | 0 | 0
Total Generation by Reporting Type: MISO_WUMS
ReportingType | 2015 | 2020 | 2025 | 2030 | 2035 | 2040
BM | 0 | 0 | 0 | 0 | 0 | 0
CC | 14029 | 15382.52 | 10229.96 | 7749.6 | 13617.2 | 10882.86
CSP | 0 | 0 | 0 | 0 | 0 | 0
CT | 0 | 0 | 0 | 0 | 0 | 0
Coal | 23845.85 | 27116.28 | 29222.65 | 30117.13 | 34041.45 | 34041.45
Geo | 0 | 0 | 0 | 0 | 0 | 0
H | 1018.41 | 1018.41 | 1018.41 | 1023.31 | 1023.31 | 1023.31
LFG | 559.76 | 559.76 | 2320.52 | 2320.52 | 2320.52 | 2320.52
Nuc | 14153.33 | 14153.33 | 14153.33 | 14153.33 | 0.78 | 0.78
PS | 0 | 0 | 0 | 0 | 0 | 0
PV | 0 | 0 | 0 | 0 | 0 | 0
PeakG | 75.93 | 97.04 | 103.67 | 195.04 | 305.93 | 256.55
PeakO | 0 | 1.14 | 0 | 0 | 0 | 0
ST | 0 | 0 | 0 | 0 | 0 | 0
STOG | 0 | 0 | 0 | 0 | 0 | 0
STWD | 0 | 42.68 | 0 | 0 | 0 | 0
WT | 4109.61 | 4109.61 | 4109.61 | 4109.61 | 4109.61 | 4109.61
IGCC | 0 | 0 | 0 | 0 | 0 | 0
DemandResponse | 0 | 0 | 0 | 0 | 0 | 0
IGCC-CCS | 0 | 0 | 0 | 0 | 0 | 0
WT_off | 0 | 0 | 0 | 0 | 0 | 0
PseudoUnit | 0 | 0 | 0 | 0 | 0 | 0
FixedInterchange | 0 | 0 | 0 | 0 | 0 | 0
Total Generation by Reporting Type: Nebraska
ReportingType | 2015 | 2020 | 2025 | 2030 | 2035 | 2040
BM | 0 | 0 | 0 | 0 | 0 | 0
CC | 253.02 | 454.72 | 253.02 | 152.17 | 320.25 | 250.45
CSP | 0 | 0 | 0 | 0 | 0 | 0
CT | 0 | 0 | 0 | 0 | 0 | 0
Coal | 30719.51 | 30424.37 | 30251.23 | 30185.54 | 30424.37 | 30424.37
Geo | 0 | 0 | 0 | 0 | 0 | 0
H | 591 | 591 | 591 | 591 | 591 | 591
LFG | 47.3 | 47.3 | 47.3 | 612.32 | 612.32 | 612.32
Nuc | 9752.32 | 9752.32 | 9752.32 | 9752.32 | 1.56 | 1.56
PS | 0 | 0 | 0 | 0 | 0 | 0
PV | 0 | 0 | 0 | 0 | 0 | 0
PeakG | 65.67 | 107.54 | 61.89 | 48.04 | 175.87 | 110.4
PeakO | 0 | 0 | 0 | 0 | 0 | 0
ST | 0 | 0 | 0 | 0 | 0 | 0
STOG | 0 | 0 | 0 | 0 | 0 | 0
STWD | 0 | 0 | 0 | 0 | 0 | 0
WT | 1220.72 | 1220.72 | 1220.72 | 1220.72 | 1220.72 | 1220.72
IGCC | 0 | 0 | 0 | 0 | 0 | 0
DemandResponse | 0 | 0 | 0 | 0 | 0 | 0
IGCC-CCS | 0 | 0 | 0 | 0 | 0 | 0
WT_off | 0 | 0 | 0 | 0 | 0 | 0
PseudoUnit | 0 | 0 | 0 | 0 | 0 | 0
FixedInterchange | 0 | 0 | 0 | 0 | 0 | 0
Total Generation by Reporting Type: NEISO
ReportingType | 2015 | 2020 | 2025 | 2030 | 2035 | 2040
BM | 1882.96 | 1077.86 | 31.39 | 29.1 | 1160.48 | 545.71
CC | 35653.65 | 24099.1 | 18617.64 | 17816.58 | 31004.43 | 35551.11
CSP | 0 | 0 | 0 | 0 | 0 | 0
CT | 3.12 | 10.92 | 10.92 | 10.61 | 0 | 0
Coal | 32.27 | 0 | 0 | 0 | 0 | 0
Geo | 0 | 0 | 0 | 0 | 0 | 0
H | 12289.94 | 12289.94 | 12289.94 | 12289.94 | 12289.94 | 12289.94
LFG | 4582.65 | 4582.65 | 5132.48 | 5132.48 | 5132.48 | 5132.48
Nuc | 36181.73 | 36181.73 | 36181.73 | 36181.73 | 26141.23 | 19310.53
PS | 153.51 | 184.14 | 161.64 | 126.31 | 168.85 | 167.5
PV | 5.26 | 475.86 | 475.86 | 475.86 | 475.86 | 441.04
PeakG | 32.3 | 38.51 | 29.82 | 0 | 0 | 0
PeakO | 0 | 0 | 0 | 0 | 0 | 0
ST | 0 | 0 | 0 | 0 | 0 | 0
STOG | 0 | 0 | 0 | 0 | 0 | 0
STWD | 2832.63 | 457.41 | 0 | 0 | 0 | 0
WT | 1283.3 | 8621.07 | 11491.18 | 13237.83 | 13254.43 | 13254.43
IGCC | 0 | 0 | 0 | 0 | 0 | 0
DemandResponse | 0 | 0 | 0 | 0 | 0 | 4.32
IGCC-CCS | 0 | 0 | 0 | 0 | 0 | 0
WT_off | 1870.13 | 1870.13 | 1870.13 | 1870.13 | 0 | 0
PseudoUnit | 0 | 0 | 0 | 0 | 0 | 0
FixedInterchange | 0 | 0 | 0 | 0 | 0 | 0
Total Generation by Reporting Type: NonRTO_Midwest
ReportingType | 2015 | 2020 | 2025 | 2030 | 2035 | 2040
BM | 0 | 0 | 0 | 0 | 0 | 0
CC | 0 | 0 | 0 | 0 | 0 | 0
CSP | 0 | 0 | 0 | 0 | 0 | 0
CT | 0 | 0 | 0 | 0 | 0 | 0
Coal | 58075.71 | 57124.53 | 56803.38 | 57349.77 | 59222.72 | 59222.72
Geo | 0 | 0 | 0 | 0 | 0 | 0
H | 457.8 | 457.8 | 457.8 | 457.8 | 457.8 | 457.8
LFG | 110.38 | 110.38 | 110.38 | 1373.79 | 1373.79 | 1373.79
Nuc | 0 | 0 | 0 | 0 | 0.01 | 0.02
PS | 0 | 0 | 0 | 0 | 0 | 0
PV | 0 | 0 | 0 | 0 | 0 | 0
PeakG | 167.51 | 943 | 387.2 | 324.41 | 382.06 | 197.81
PeakO | 0 | 0.11 | 0 | 0 | 0 | 0
ST | 0 | 0 | 0 | 0 | 0 | 0
STOG | 0 | 0 | 0 | 0 | 0 | 0
STWD | 0 | 0 | 0 | 0 | 0 | 0
WT | 151.43 | 151.43 | 151.43 | 151.43 | 151.43 | 151.43
IGCC | 0 | 0 | 0 | 0 | 0 | 0
DemandResponse | 0 | 0 | 3.9 | 0 | 27.22 | 18.9
IGCC-CCS | 0 | 0 | 0 | 0 | 0 | 0
WT_off | 0 | 0 | 0 | 0 | 0 | 0
PseudoUnit | 0 | 0 | 0 | 0 | 0 | 0
FixedInterchange | 0 | 0 | 0 | 0 | 0 | 0
Total Generation by Reporting Type: NYISO_A-F
ReportingType | 2015 | 2020 | 2025 | 2030 | 2035 | 2040
BM | 0 | 0 | 0 | 0 | 0 | 0
CC | 5916.29 | 6225.19 | 5527.49 | 5541.06 | 11894.16 | 17317.75
CSP | 0 | 0 | 0 | 0 | 0 | 0
CT | 0 | 0 | 0 | 0 | 0 | 0
Coal | 0 | 0 | 0 | 0 | 0 | 0
Geo | 0 | 0 | 0 | 0 | 0 | 0
H | 27149.99 | 27149.99 | 27149.99 | 27149.99 | 27149.99 | 27149.99
LFG | 1359.2 | 1359.2 | 1359.2 | 1894.79 | 1894.79 | 1894.79
Nuc | 26211.3 | 26211.3 | 26211.3 | 21372.53 | 16850.79 | 10212.67
PS | 52.85 | 120.49 | 97.18 | 61.46 | 84.84 | 222.23
PV | 0 | 0 | 0 | 0 | 0 | 0
PeakG | 0 | 3.94 | 6.58 | 6.58 | 6.58 | 21.62
PeakO | 0 | 0 | 0 | 0 | 0 | 0
ST | 0 | 0 | 0 | 0 | 0 | 0
STOG | 0 | 0 | 0 | 0 | 0 | 0
STWD | 0 | 0 | 0 | 0 | 0 | 0
WT | 10101.82 | 11933.66 | 11933.66 | 11933.66 | 11933.66 | 11933.66
IGCC | 0 | 0 | 0 | 0 | 0 | 0
DemandResponse | 0 | 0 | 0 | 0 | 0 | 0
IGCC-CCS | 0 | 0 | 0 | 0 | 0 | 0
WT_off | 0 | 0 | 0 | 0 | 0 | 0
PseudoUnit | 0 | 0 | 0 | 0 | 0 | 0
FixedInterchange | 0 | 0 | 0 | 0 | 0 | 0
Total Generation by Reporting Type: NYISO_G-I
ReportingType | 2015 | 2020 | 2025 | 2030 | 2035 | 2040
BM | 0 | 0 | 0 | 0 | 0 | 0
CC | 5637.57 | 5992.3 | 5049.44 | 5354.73 | 12940.15 | 23460.1
CSP | 0 | 0 | 0 | 0 | 0 | 0
CT | 0 | 0 | 0 | 0 | 0 | 0
Coal | 1756.65 | 0 | 0 | 0 | 0 | 0
Geo | 0 | 0 | 0 | 0 | 0 | 0
H | 266.56 | 266.56 | 266.56 | 266.56 | 266.56 | 266.56
LFG | 504.58 | 504.58 | 504.58 | 1090.62 | 1090.62 | 1090.62
Nuc | 15929.31 | 15929.31 | 15929.31 | 15929.31 | 7987.24 | 3.12
PS | 0 | 0 | 0 | 0 | 0 | 0
PV | 0 | 0 | 0 | 0 | 0 | 0
PeakG | 0.03 | 2.27 | 2.27 | 2.27 | 2.45 | 2.35
PeakO | 0 | 0.01 | 0 | 0 | 0 | 0
ST | 0 | 0 | 0 | 0 | 0 | 0
STOG | 0 | 0 | 0 | 0 | 0 | 0
STWD | 0 | 0 | 0 | 0 | 0 | 0
WT | 0 | 178.23 | 178.23 | 178.23 | 178.23 | 178.23
IGCC | 0 | 0 | 0 | 0 | 0 | 0
DemandResponse | 0 | 0 | 0 | 0 | 0 | 0
IGCC-CCS | 0 | 0 | 0 | 0 | 0 | 0
WT_off | 0 | 0 | 0 | 0 | 0 | 0
PseudoUnit | 0 | 0 | 0 | 0 | 0 | 0
FixedInterchange | 0 | 0 | 0 | 0 | 0 | 0
Total Generation by Reporting Type: NYISO_J-K
ReportingType | 2015 | 2020 | 2025 | 2030 | 2035 | 2040
BM | 0 | 0 | 0 | 0 | 0 | 0
CC | 21382.26 | 25492.79 | 24642.25 | 23861.6 | 26464.2 | 32423.22
CSP | 0 | 0 | 0 | 0 | 0 | 0
CT | 0 | 0 | 0 | 0 | 0 | 0
Coal | 0 | 0 | 0 | 0 | 0 | 0
Geo | 0 | 0 | 0 | 0 | 0 | 0
H | 0 | 0 | 0 | 0 | 0 | 0
LFG | 977.62 | 977.62 | 977.62 | 1563.66 | 1563.66 | 1563.66
Nuc | 0 | 0 | 0 | 0 | 0.01 | 0.01
PS | 0 | 0 | 0 | 0 | 0 | 0
PV | 53.26 | 53.26 | 53.26 | 53.26 | 0 | 0
PeakG | 90.03 | 363.4 | 360.89 | 339.69 | 616.67 | 656.05
PeakO | 0 | 12.23 | 33.28 | 33.28 | 33.28 | 33.28
ST | 0 | 0 | 0 | 0 | 0 | 0
STOG | 613.77 | 883.45 | 860.8 | 612.54 | 943.69 | 973.14
STWD | 0 | 0 | 0 | 0 | 0 | 0
WT | 0 | 0 | 0 | 0 | 0 | 0
IGCC | 0 | 0 | 0 | 0 | 0 | 0
DemandResponse | 0 | 0 | 2.56 | 0 | 7.45 | 6.84
IGCC-CCS | 0 | 0 | 0 | 0 | 0 | 0
WT_off | 0 | 0 | 0 | 0 | 0 | 0
PseudoUnit | 0 | 0 | 0 | 0 | 0 | 0
FixedInterchange | 0 | 0 | 0 | 0 | 0 | 0
Total Generation by Reporting Type: PJM_E
ReportingType | 2015 | 2020 | 2025 | 2030 | 2035 | 2040
BM | 0 | 223.98 | 223.98 | 223.98 | 223.98 | 223.98
CC | 19305.52 | 36304.19 | 34322.57 | 31122.88 | 59328.87 | 76167.05
CSP | 0 | 0 | 0 | 0 | 0 | 0
CT | 0.24 | 0.86 | 0.86 | 0 | 0 | 0
Coal | 216.77 | 153.93 | 174.76 | 174.76 | 207.62 | 207.62
Geo | 0 | 0 | 0 | 0 | 0 | 0
H | 1839.27 | 1839.27 | 1839.27 | 1839.27 | 1839.27 | 1839.27
LFG | 3714.15 | 4707.06 | 4761.94 | 4761.94 | 4761.94 | 4761.94
Nuc | 66287.73 | 61501.14 | 61501.14 | 61501.14 | 44177.54 | 35032.79
PS | 164 | 184 | 184 | 164 | 184 | 264
PV | 102.4 | 102.4 | 102.4 | 102.4 | 102.4 | 102.4
PeakG | 72.09 | 80.25 | 374.65 | 440.78 | 975.47 | 1014.22
PeakO | 0 | 0 | 0 | 0 | 0 | 0
ST | 0 | 0 | 0 | 0 | 0 | 0
STOG | 0 | 0 | 0 | 0 | 0 | 0
STWD | 0 | 0 | 0 | 0 | 0 | 0
WT | 2143.36 | 2143.36 | 2143.36 | 2143.36 | 2143.36 | 2143.36
IGCC | 0 | 0 | 0 | 0 | 0 | 0
DemandResponse | 0 | 0 | 0 | 0 | 84.29 | 146.2
IGCC-CCS | 0 | 0 | 0 | 0 | 0 | 0
WT_off | 0 | 0 | 3990.52 | 3990.52 | 3990.52 | 3990.52
PseudoUnit | 0 | 0 | 0 | 0 | 0 | 0
FixedInterchange | 0 | 0 | 0 | 0 | 0 | 0
Total Generation by Reporting Type: PJM_ROM
ReportingType | 2015 | 2020 | 2025 | 2030 | 2035 | 2040
BM | 0 | 134.39 | 134.39 | 134.39 | 134.39 | 134.39
CC | 11184.06 | 19428.63 | 18432.45 | 17475.69 | 29077.3 | 38310.91
CSP | 0 | 0 | 0 | 0 | 0 | 0
CT | 0.15 | 0.52 | 1.64 | 1.64 | 0 | 0
Coal | 49868.84 | 56426.64 | 59101.68 | 62093.71 | 62700.59 | 62700.59
Geo | 0 | 0 | 0 | 0 | 0 | 0
H | 3645.46 | 3645.46 | 3645.46 | 3645.46 | 3645.46 | 3645.46
LFG | 2813.8 | 4903.85 | 4903.85 | 4903.85 | 4903.85 | 4903.85
Nuc | 39227.38 | 39227.38 | 39227.38 | 39227.38 | 25736.15 | 18733.49
PS | 620.33 | 695.98 | 695.98 | 648.69 | 695.98 | 989.02
PV | 10.51 | 2299.6 | 3580.89 | 3805.55 | 3816.66 | 3835.7
PeakG | 11.24 | 48.51 | 48.51 | 48.51 | 568.26 | 568.26
PeakO | 0 | 0 | 0 | 0 | 0 | 0
ST | 0 | 0 | 0 | 0 | 0 | 0
STOG | 0 | 0 | 0 | 0 | 0 | 0
STWD | 0 | 490.56 | 490.56 | 490.56 | 490.56 | 490.56
WT | 3032.09 | 3032.09 | 4910.74 | 4910.74 | 12237.61 | 12730.14
IGCC | 0 | 0 | 0 | 0 | 0 | 0
DemandResponse | 0 | 0 | 0 | 0 | 4.84 | 34.54
IGCC-CCS | 0 | 0 | 0 | 0 | 0 | 0
WT_off | 0 | 0 | 0 | 0 | 0 | 0
PseudoUnit | 0 | 0 | 0 | 0 | 0 | 0
FixedInterchange | 0 | 0 | 0 | 0 | 0 | 0
Total Generation by Reporting Type: PJM_ROR
ReportingType | 2015 | 2020 | 2025 | 2030 | 2035 | 2040
BM | 0 | 161.29 | 196.79 | 393.72 | 1492.58 | 985.02
CC | 59189.12 | 66151.81 | 46206.07 | 44752.38 | 59288.75 | 63150.71
CSP | 0 | 0 | 0 | 0 | 0 | 0
CT | 5.69 | 11.11 | 5.69 | 5.69 | 0 | 0
Coal | 352613.7 | 267992.36 | 268688.35 | 269527.67 | 271358.46 | 271819.38
Geo | 0 | 0 | 0 | 0 | 0 | 0
H | 4602.26 | 4602.26 | 6925.78 | 6925.78 | 6925.78 | 6925.78
LFG | 4252.63 | 4252.63 | 8302.71 | 8302.71 | 8302.71 | 8302.71
Nuc | 156083.84 | 156083.84 | 156083.84 | 149330.43 | 116030.78 | 77993.94
PS | 1340.23 | 1439.91 | 1417.26 | 1405.64 | 1696.2 | 1417.26
PV | 63.07 | 63.07 | 63.07 | 63.07 | 63.07 | 63.07
PeakG | 1482.18 | 2136.17 | 1336.49 | 849.24 | 1345.4 | 1564.91
PeakO | 0 | 0 | 0 | 0 | 0 | 0
ST | 0 | 0 | 0 | 0 | 0 | 0
STOG | 0 | 0 | 0 | 0 | 0 | 0
STWD | 0 | 608.76 | 836.28 | 1139.21 | 1359.55 | 1359.55
WT | 28147.97 | 28147.97 | 28682.04 | 28682.04 | 28682.04 | 28682.04
IGCC | 0 | 0 | 0 | 0 | 0 | 0
DemandResponse | 0 | 0 | 0 | 0 | 11.59 | 55.89
IGCC-CCS | 0 | 0 | 0 | 0 | 0 | 0
WT_off | 0 | 0 | 0 | 0 | 0 | 0
PseudoUnit | 0 | 0 | 0 | 0 | 0 | 0
FixedInterchange | 0 | 0 | 0 | 0 | 0 | 0
Total Generation by Reporting Type: SOCO
ReportingType | 2015 | 2020 | 2025 | 2030 | 2035 | 2040
BM | 0 | 5.58 | 22.06 | 22.06 | 38.26 | 38.26
CC | 100330.5 | 105489.16 | 86029.37 | 87075.4 | 87174.33 | 46295.95
CSP | 0 | 0 | 0 | 0 | 0 | 0
CT | 0 | 0 | 0 | 0 | 0 | 0
Coal | 102274.98 | 89643.13 | 106062.59 | 106062.59 | 106062.59 | 176648.31
Geo | 0 | 0 | 0 | 0 | 0 | 0
H | 10893.11 | 10893.11 | 10893.11 | 10893.11 | 10893.11 | 10893.11
LFG | 291.71 | 291.71 | 1138.45 | 1138.45 | 1138.45 | 1138.45
Nuc | 45497.84 | 62634.5 | 62634.5 | 62634.5 | 62634.5 | 42031.17
PS | 728.62 | 1273 | 770.5 | 770.5 | 1020.64 | 770.5
PV | 0 | 0 | 0 | 0 | 0 | 0
PeakG | 185.22 | 874.6 | 593.91 | 449.67 | 494.54 | 445.61
PeakO | 0 | 0 | 0 | 0 | 0 | 0
ST | 0 | 0 | 0 | 0 | 0 | 0
STOG | 0 | 0 | 0 | 0 | 0 | 0
STWD | 0 | 0 | 0 | 0 | 0 | 0
WT | 0 | 0 | 0 | 0 | 0 | 0
IGCC | 0 | 0 | 0 | 0 | 0 | 0
DemandResponse | 0 | 0 | 15.91 | 46.08 | 31.35 | 0
IGCC-CCS | 0 | 0 | 0 | 0 | 0 | 0
WT_off | 0 | 0 | 0 | 0 | 0 | 0
PseudoUnit | 0 | 0 | 0 | 0 | 0 | 0
FixedInterchange | 0 | 0 | 0 | 0 | 0 | 0
Total Generation by Reporting Type: SPP_N
ReportingType | 2015 | 2020 | 2025 | 2030 | 2035 | 2040
BM | 0 | 0 | 0 | 0 | 0 | 0
CC | 6276.27 | 3883.32 | 2359.31 | 2004.05 | 1413.57 | 1000.2
CSP | 0 | 0 | 0 | 0 | 0 | 0
CT | 0 | 0 | 0 | 0 | 0 | 0
Coal | 61836.51 | 56230.27 | 56230.27 | 56230.27 | 56230.27 | 56230.27
Geo | 0 | 0 | 0 | 0 | 0 | 0
H | 60 | 60 | 60 | 60 | 60 | 60
LFG | 55.19 | 55.19 | 804.17 | 804.17 | 804.17 | 804.17
Nuc | 9035.69 | 9035.69 | 9035.69 | 9035.69 | 9035.69 | 9035.69
PS | 0 | 0 | 0 | 0 | 0 | 0
PV | 0 | 0 | 0 | 0 | 0 | 0
PeakG | 132.48 | 737.19 | 554.42 | 595.97 | 360.48 | 369.9
PeakO | 0 | 0.12 | 0 | 0 | 0 | 0
ST | 0 | 0 | 0 | 0 | 0 | 0
STOG | 198.97 | 0 | 0 | 0 | 0 | 0
STWD | 0 | 0 | 0 | 0 | 0 | 0
WT | 4213.48 | 4213.48 | 4213.48 | 4213.48 | 19690.51 | 19690.51
IGCC | 0 | 0 | 0 | 0 | 0 | 0
DemandResponse | 0 | 0 | 0 | 0 | 0 | 0
IGCC-CCS | 0 | 0 | 0 | 0 | 0 | 0
WT_off | 0 | 0 | 0 | 0 | 0 | 0
PseudoUnit | 0 | 0 | 0 | 0 | 0 | 0
FixedInterchange | 0 | 0 | 0 | 0 | 0 | 0
Total Generation by Reporting Type: SPP_S
ReportingType | 2015 | 2020 | 2025 | 2030 | 2035 | 2040
BM | 0 | 0 | 0 | 0 | 0 | 0
CC | 24880.39 | 46697.13 | 33910.75 | 30971.86 | 13463.25 | 11331.12
CSP | 0 | 0 | 0 | 0 | 0 | 0
CT | 0 | 221.67 | 273.06 | 139.86 | 58.85 | 0
Coal | 96648.54 | 77842.4 | 83775.58 | 84285.77 | 84285.77 | 84285.77
Geo | 0 | 0 | 0 | 0 | 0 | 0
H | 10050.79 | 10050.79 | 10050.79 | 10050.79 | 10050.79 | 10050.79
LFG | 149.8 | 149.8 | 149.8 | 898.78 | 898.78 | 898.78
Nuc | 0 | 0 | 0 | 0 | 0.01 | 0.02
PS | 194.01 | 327.81 | 194.01 | 194.01 | 194.01 | 185.34
PV | 0 | 0 | 0 | 0 | 0 | 0
PeakG | 0 | 397.43 | 967.79 | 303.68 | 129.39 | 129.39
PeakO | 0 | 0.65 | 0 | 0 | 0 | 0
ST | 0 | 0 | 0 | 0 | 0 | 0
STOG | 994.12 | 1292.85 | 0 | 0 | 0 | 0
STWD | 0 | 0.76 | 0 | 0 | 0 | 0
WT | 9404.55 | 15903.68 | 15903.68 | 15903.68 | 41145.6 | 43381.68
IGCC | 0 | 0 | 0 | 0 | 0 | 0
DemandResponse | 0 | 0 | 0 | 0 | 0 | 0
IGCC-CCS | 0 | 0 | 0 | 0 | 0 | 0
WT_off | 0 | 0 | 0 | 0 | 0 | 0
PseudoUnit | 0 | 0 | 0 | 0 | 0 | 0
FixedInterchange | 0 | 0 | 0 | 0 | 0 | 0
Total Generation by Reporting Type: TVA
ReportingType | 2015 | 2020 | 2025 | 2030 | 2035 | 2040
BM | 0 | 0 | 0 | 0 | 0 | 0
CC | 20905.3 | 24894.4 | 18355.03 | 16374.11 | 28460.3 | 22296.67
CSP | 0 | 0 | 0 | 0 | 0 | 0
CT | 0 | 0 | 0 | 0 | 0 | 0
Coal | 73682.27 | 61622.66 | 61622.66 | 61622.66 | 61622.66 | 77573.46
Geo | 0 | 0 | 0 | 0 | 0 | 0
H | 17444.81 | 17444.8 | 17444.8 | 17444.8 | 17444.8 | 17444.81
LFG | 102.49 | 102.49 | 621.99 | 949.23 | 949.23 | 949.23
Nuc | 65391.09 | 65391.09 | 65391.09 | 65391.09 | 45821.54 | 35861.5
PS | 714.63 | 950.89 | 785.19 | 714.63 | 1007.91 | 767.79
PV | 0 | 0 | 0 | 0 | 0 | 0
PeakG | 0 | 41.99 | 0 | 0 | 0 | 0
PeakO | 0 | 0 | 0 | 0 | 0 | 0
ST | 0 | 0 | 0 | 0 | 0 | 0
STOG | 0 | 0 | 0 | 0 | 0 | 0
STWD | 0 | 0 | 0 | 0 | 0 | 0
WT | 73.94 | 73.94 | 73.94 | 73.94 | 73.94 | 73.94
IGCC | 0 | 0 | 0 | 0 | 0 | 0
DemandResponse | 0 | 0 | 42.77 | 34.08 | 170.4 | 114.66
IGCC-CCS | 0 | 0 | 0 | 0 | 0 | 0
WT_off | 0 | 0 | 0 | 0 | 0 | 0
PseudoUnit | 0 | 0 | 0 | 0 | 0 | 0
FixedInterchange | 0 | 0 | 0 | 0 | 0 | 0
Total Generation by Reporting Type: TVA_Transmission
ReportingType | 2015 | 2020 | 2025 | 2030 | 2035 | 2040
BM | 0 | 0 | 0 | 0 | 0 | 0
CC | 0 | 0 | 0 | 0 | 0 | 0
CSP | 0 | 0 | 0 | 0 | 0 | 0
CT | 0 | 0 | 0 | 0 | 0 | 0
Coal | 0 | 0 | 0 | 0 | 0 | 0
Geo | 0 | 0 | 0 | 0 | 0 | 0
H | 0 | 0 | 0 | 0 | 0 | 0
LFG | 0 | 0 | 0 | 0 | 0 | 0
Nuc | 0 | 0 | 0 | 0 | 0 | 0
PS | 0 | 0 | 0 | 0 | 0 | 0
PV | 0 | 0 | 0 | 0 | 0 | 0
PeakG | 0 | 0 | 0 | 0 | 0 | 0
PeakO | 0 | 0 | 0 | 0 | 0 | 0
ST | 0 | 0 | 0 | 0 | 0 | 0
STOG | 0 | 0 | 0 | 0 | 0 | 0
STWD | 0 | 0 | 0 | 0 | 0 | 0
WT | 0 | 0 | 0 | 0 | 0 | 0
IGCC | 0 | 0 | 0 | 0 | 0 | 0
DemandResponse | 0 | 0 | 0 | 0 | 0 | 0
IGCC-CCS | 0 | 0 | 0 | 0 | 0 | 0
WT_off | 0 | 0 | 0 | 0 | 0 | 0
PseudoUnit | 0 | 0 | 0 | 0 | 0 | 0
FixedInterchange | 0 | 0 | 0 | 0 | 0 | 0
Total Generation by Reporting Type: VACAR
ReportingType | 2015 | 2020 | 2025 | 2030 | 2035 | 2040
BM | 6.84 | 1173.94 | 3478.74 | 3782.78 | 3782.78 | 3947.94
CC | 33116.02 | 30759.65 | 20991.7 | 19480.64 | 31208.05 | 40133.93
CSP | 0 | 0 | 0 | 0 | 0 | 0
CT | 73.69 | 274.67 | 140.69 | 140.69 | 0 | 0
Coal | 86302.79 | 72497.71 | 81721.93 | 86357.19 | 91638.15 | 93276.52
Geo | 0 | 0 | 0 | 0 | 0 | 0
H | 4325 | 4325 | 4325 | 4325 | 4325 | 4325
LFG | 499.37 | 1343.43 | 1343.43 | 1343.43 | 1343.43 | 1343.43
Nuc | 89032.75 | 107182.03 | 107182.03 | 107182.03 | 81882.09 | 67409.4
PS | 671.16 | 1667.5 | 1493.03 | 1456.53 | 2533.13 | 2516.7
PV | 42.05 | 275.81 | 275.81 | 276.95 | 279.4 | 282.08
PeakG | 147.09 | 810.54 | 600.85 | 583.38 | 1919.17 | 2175.5
PeakO | 0 | 0 | 0 | 0 | 0 | 0
ST | 0 | 0 | 0 | 0 | 0 | 0
STOG | 0 | 0 | 0 | 0 | 0 | 0
STWD | 1969.25 | 1969.25 | 1969.25 | 1705.83 | 1969.25 | 1969.25
WT | 2.34 | 7866.99 | 7866.99 | 7866.99 | 7866.99 | 7866.99
IGCC | 0 | 0 | 0 | 0 | 0 | 0
DemandResponse | 0 | 0 | 8.88 | 32.32 | 240.3 | 274.74
IGCC-CCS | 0 | 0 | 0 | 0 | 0 | 0
WT_off | 3.46 | 3.46 | 3.46 | 3.46 | 3.46 | 3.46
PseudoUnit | 0 | 0 | 0 | 0 | 0 | 0
FixedInterchange | 0 | 0 | 0 | 0 | 0 | 0
Total Generation by Reporting Type: IESO
ReportingType | 2015 | 2020 | 2025 | 2030 | 2035 | 2040
BM | 0 | 3.01 | 9.01 | 7.26 | 10.53 | 29.48
CC | 364.16 | 273.45 | 216.8 | 199.39 | 4677.75 | 5980.35
CSP | 0 | 0 | 0 | 0 | 0 | 0
CT | 0 | 3.44 | 12.03 | 12.03 | 0 | 0
Coal | 0 | 0 | 0 | 0 | 0 | 0
Geo | 0 | 0 | 0 | 0 | 0 | 0
H | 46189.03 | 46189.03 | 46189.03 | 46189.03 | 46189.03 | 46189.03
LFG | 926.37 | 926.37 | 926.37 | 926.37 | 926.37 | 930.31
Nuc | 101402.31 | 101402.31 | 101402.31 | 101402.31 | 93379.23 | 81383.57
PS | 25.83 | 13.53 | 13.53 | 13.53 | 13.53 | 25.83
PV | 78.84 | 78.84 | 78.84 | 78.84 | 78.84 | 78.84
PeakG | 0 | 0 | 0 | 0 | 0 | 0
PeakO | 0 | 0 | 0 | 0 | 0 | 0
ST | 0 | 0 | 0 | 0 | 0 | 0
STOG | 0 | 0 | 0 | 0 | 0 | 0
STWD | 0 | 0 | 0 | 0 | 0 | 0
WT | 8479.75 | 8479.75 | 8479.75 | 8479.75 | 3205.67 | 3205.67
IGCC | 0 | 0 | 0 | 0 | 0 | 0
DemandResponse | 0 | 0 | 0 | 0 | 0 | 0
IGCC-CCS | 0 | 0 | 0 | 0 | 0 | 0
WT_off | 0 | 0 | 0 | 0 | 0 | 0
PseudoUnit | 0 | 0 | 0 | 0 | 0 | 0
FixedInterchange | 0 | 0 | 0 | 0 | 0 | 0
Total Generation by Reporting Type: MAPP_CA
ReportingType | 2015 | 2020 | 2025 | 2030 | 2035 | 2040
BM | 0 | 0 | 0 | 0 | 0 | 0
CC | 3072.01 | 3922.65 | 2358.48 | 1972.15 | 1347.58 | 0
CSP | 0 | 0 | 0 | 0 | 0 | 0
CT | 0 | 0 | 0 | 0 | 0 | 0
Coal | 229.08 | 688.05 | 21.6 | 0 | 0 | 0
Geo | 0 | 0 | 0 | 0 | 0 | 0
H | 41520.42 | 41520.42 | 41520.42 | 41520.42 | 50266.02 | 57079.62
LFG | 0 | 0 | 0 | 0 | 0 | 0
Nuc | 0 | 0 | 0 | 0 | 0.01 | 0
PS | 0 | 0 | 0 | 0 | 0 | 0
PV | 0 | 0 | 0 | 0 | 0 | 0
PeakG | 1.12 | 12.23 | 17.94 | 17.94 | 0 | 0
PeakO | 0 | 0 | 0.13 | 0 | 0 | 0
ST | 0 | 0 | 0 | 0 | 0 | 0
STOG | 3.44 | 4.12 | 4.12 | 0 | 0 | 0
STWD | 0 | 0 | 0 | 0 | 0 | 0
WT | 1446.06 | 1446.06 | 1446.06 | 1446.06 | 688.72 | 688.72
IGCC | 0 | 0 | 0 | 0 | 0 | 0
DemandResponse | 0 | 0 | 0 | 0 | 0 | 0
IGCC-CCS | 0 | 0 | 0 | 0 | 0 | 0
WT_off | 0 | 0 | 0 | 0 | 0 | 0
PseudoUnit | 0 | 0 | 0 | 0 | 0 | 0
FixedInterchange | 0 | 0 | 0 | 0 | 0 | 0
Total Generation by Reporting Type: AZ_NM_SNV_Coal
ReportingType | 2015 | 2020 | 2025 | 2030 | 2035 | 2040
BM | 0 | 0 | 0 | 0 | 0 | 0
CC | 0 | 0 | 0 | 0 | 0 | 0
CSP | 0 | 0 | 0 | 0 | 0 | 0
CT | 0 | 0 | 0 | 0 | 0 | 0
Coal | 72048.5 | 75810.74 | 75810.74 | 75810.74 | 77592.4 | 112274.4
Geo | 0 | 0 | 0 | 0 | 0 | 0
H | 0 | 0 | 0 | 0 | 0 | 0
LFG | 0 | 0 | 0 | 0 | 0 | 0
Nuc | 0 | 0 | 0 | 0 | 0 | 0
PS | 0 | 0 | 0 | 0 | 0 | 0
PV | 0 | 0 | 0 | 0 | 0 | 0
PeakG | 0 | 0 | 0 | 0 | 0 | 0
PeakO | 0 | 0 | 0 | 0 | 0 | 0
ST | 0 | 0 | 0 | 0 | 0 | 0
STOG | 0 | 0 | 0 | 0 | 0 | 0
STWD | 0 | 0 | 0 | 0 | 0 | 0
WT | 0 | 0 | 0 | 0 | 0 | 0
IGCC | 0 | 0 | 0 | 0 | 0 | 0
DemandResponse | 0 | 0 | 0 | 0 | 0 | 0
IGCC-CCS | 0 | 0 | 0 | 0 | 0 | 0
WT_off | 0 | 0 | 0 | 0 | 0 | 0
PseudoUnit | 0 | 0 | 0 | 0 | 0 | 0
FixedInterchange | 0 | 0 | 0 | 0 | 0 | 0
Total Generation by Reporting Type: AZ_NM_SNV_Gas
ReportingType | 2015 | 2020 | 2025 | 2030 | 2035 | 2040
BM | 0 | 0 | 0 | 0 | 0 | 0
CC | 99922.01 | 98521.56 | 96816.07 | 99734.46 | 99922.01 | 97520.96
CSP | 0 | 0 | 0 | 0 | 0 | 0
CT | 0 | 6.87 | 24.06 | 75.62 | 0 | 0
Coal | 0 | 0 | 0 | 0 | 0 | 0
Geo | 0 | 0 | 0 | 0 | 0 | 0
H | 0 | 0 | 0 | 0 | 0 | 0
LFG | 0 | 0 | 0 | 0 | 0 | 0
Nuc | 0 | 0 | 0 | 0 | 0 | 0
PS | 0 | 0 | 0 | 0 | 0 | 0
PV | 0 | 0 | 0 | 0 | 0 | 0
PeakG | 0 | 0 | 0 | 0 | 0 | 0
PeakO | 0 | 0 | 0 | 0 | 0 | 0
ST | 0 | 0 | 0 | 0 | 0 | 0
STOG | 0 | 0 | 0 | 0 | 0 | 0
STWD | 0 | 0 | 0 | 0 | 0 | 0
WT | 0 | 0 | 0 | 0 | 0 | 0
IGCC | 0 | 0 | 0 | 0 | 0 | 0
DemandResponse | 0 | 0 | 0 | 0 | 0 | 0
IGCC-CCS | 0 | 0 | 0 | 0 | 0 | 0
WT_off | 0 | 0 | 0 | 0 | 0 | 0
PseudoUnit | 0 | 0 | 0 | 0 | 0 | 0
FixedInterchange | 0 | 0 | 0 | 0 | 0 | 0
Total Generation by Reporting Type: AZ_NM_SNV_NucRenew
ReportingType | 2015 | 2020 | 2025 | 2030 | 2035 | 2040
BM | 0 | 0 | 0 | 0 | 0 | 0
CC | 0 | 0 | 0 | 0 | 0 | 0
CSP | 0 | 0 | 0 | 0 | 0 | 0
CT | 0 | 0 | 0 | 0 | 0 | 0
Coal | 0 | 0 | 0 | 0 | 0 | 0
Geo | 0 | 0 | 12066.9 | 12066.9 | 12066.9 | 12066.9
H | 8952 | 8952 | 8952 | 8952 | 8952 | 8952
LFG | 55.19 | 533.48 | 533.48 | 533.48 | 533.48 | 533.48
Nuc | 30183.89 | 30183.89 | 30183.89 | 30183.89 | 30183.89 | 30183.89
PS | 45.36 | 23.76 | 23.76 | 23.76 | 23.76 | 7.56
PV | 365.63 | 365.63 | 365.63 | 365.63 | 365.63 | 365.63
PeakG | 0 | 0 | 0 | 0 | 0 | 0
PeakO | 0 | 0 | 0 | 0 | 0 | 0
ST | 981.12 | 2338.51 | 3083.7 | 3187.9 | 3187.9 | 3187.9
STOG | 0 | 0 | 0 | 0 | 0 | 0
STWD | 182.21 | 182.21 | 2.57 | 182.21 | 182.21 | 182.21
WT | 1407.73 | 9124.94 | 9124.94 | 9307.14 | 9307.14 | 9307.14
IGCC | 0 | 0 | 0 | 0 | 0 | 0
DemandResponse | 0 | 0 | 0 | 0 | 0 | 0
IGCC-CCS | 0 | 0 | 0 | 0 | 0 | 0
WT_off | 0 | 0 | 0 | 0 | 0 | 0
PseudoUnit | 0 | 0 | 0 | 0 | 0 | 0
FixedInterchange | 0 | 0 | 0 | 0 | 0 | 0
Total Generation by Reporting Type: ERCOT
ReportingType | 2015 | 2020 | 2025 | 2030 | 2035 | 2040
BM | 0 | 4.68 | 58.16 | 58.16 | 58.16 | 57.05
CC | 144276.48 | 136423.11 | 117013.93 | 114655.91 | 112007.39 | 68133.51
CSP | 0 | 0 | 0 | 0 | 0 | 0
CT | 0 | 49.04 | 101.58 | 101.58 | 0 | 0
Coal | 111705.94 | 126556.17 | 141005.36 | 141005.36 | 141005.36 | 141005.36
Geo | 0 | 0 | 0 | 0 | 0 | 0
H | 607.38 | 607.38 | 607.38 | 607.38 | 607.38 | 607.38
LFG | 591.3 | 591.3 | 3382.24 | 3382.24 | 3382.24 | 3382.24
Nuc | 39655.79 | 39655.79 | 39655.79 | 39655.79 | 39655.79 | 39655.79
PS | 0 | 0 | 0 | 0 | 0 | 0
PV | 30.84 | 30.84 | 30.84 | 30.84 | 2.63 | 2.63
PeakG | 0 | 469.45 | 828.26 | 843.16 | 798.49 | 708.48
PeakO | 0 | 1.6 | 0 | 0 | 0 | 0
ST | 0 | 0 | 0 | 0 | 0 | 0
STOG | 3530.49 | 4210.7 | 2484.45 | 1653.47 | 1205.44 | 0
STWD | 0 | 0 | 0 | 0 | 0 | 0
WT | 27080.39 | 27080.39 | 27080.39 | 27080.39 | 27080.39 | 71089.97
IGCC | 0 | 0 | 0 | 0 | 0 | 0
DemandResponse | 0 | 15.83 | 99.08 | 102.83 | 107.89 | 98.43
IGCC-CCS | 0 | 0 | 0 | 0 | 0 | 0
WT_off | 0 | 0 | 0 | 0 | 0 | 0
PseudoUnit | 0 | 0 | 0 | 0 | 0 | 0
FixedInterchange | 0 | 0 | 0 | 0 | 0 | 0
Total Generation by Reporting Type: NP15
ReportingType | 2015 | 2020 | 2025 | 2030 | 2035 | 2040
BM | 0 | 0 | 0 | 0 | 0 | 0
CC | 35605.08 | 8645.1 | 5303.41 | 7304.32 | 8298.9 | 4101.6
CSP | 0 | 0 | 0 | 0 | 0 | 0
CT | 0 | 0 | 0 | 0 | 0 | 0
Coal | 213.44 | 0 | 0 | 0 | 0 | 0
Geo | 9050.48 | 13704.99 | 14043.68 | 14043.68 | 14043.68 | 14043.68
H | 24182 | 24182 | 24182 | 24182 | 24182 | 24182
LFG | 670.14 | 5124.6 | 5124.6 | 5124.6 | 5124.6 | 5124.6
Nuc | 17915.6 | 17915.6 | 17915.6 | 17915.6 | 17915.6 | 17915.6
PS | 0 | 9.87 | 30.19 | 36.99 | 40.26 | 18.42
PV | 153.52 | 153.52 | 153.52 | 153.52 | 139.28 | 139.28
PeakG | 0 | 0 | 0 | 0 | 0 | 0
PeakO | 0 | 0 | 0 | 0 | 0 | 0
ST | 99.08 | 99.08 | 99.08 | 99.08 | 99.08 | 99.08
STOG | 66.51 | 12.93 | 0 | 0 | 0 | 0
STWD | 3097.54 | 3097.54 | 13.92 | 1787.2 | 1809.76 | 1809.76
WT | 3102.31 | 3102.31 | 3102.31 | 3102.31 | 3102.31 | 3102.31
IGCC | 0 | 0 | 0 | 0 | 0 | 0
DemandResponse | 0 | 0 | 0 | 0 | 0 | 0
IGCC-CCS | 0 | 0 | 0 | 0 | 0 | 0
WT_off | 0 | 0 | 0 | 0 | 0 | 0
PseudoUnit | 0 | 0 | 0 | 0 | 0 | 0
FixedInterchange | 0 | 0 | 0 | 0 | 0 | 0
Total Generation by Reporting Type: NWPP_Coal
ReportingType | 2015 | 2020 | 2025 | 2030 | 2035 | 2040
BM | 0 | 0 | 0 | 0 | 0 | 0
CC | 0 | 0 | 0 | 0 | 0 | 0
CSP | 0 | 0 | 0 | 0 | 0 | 0
CT | 0 | 0 | 0 | 0 | 0 | 0
Coal | 92287.15 | 92169.04 | 92169.04 | 92169.04 | 92169.04 | 92169.04
Geo | 0 | 0 | 0 | 0 | 0 | 0
H | 0 | 0 | 0 | 0 | 0 | 0
LFG | 0 | 0 | 0 | 0 | 0 | 0
Nuc | 0 | 0 | 0 | 0 | 0 | 0
PS | 0 | 0 | 0 | 0 | 0 | 0
PV | 0 | 0 | 0 | 0 | 0 | 0
PeakG | 0 | 0 | 0 | 0 | 0 | 0
PeakO | 0 | 0 | 0 | 0 | 0 | 0
ST | 0 | 0 | 0 | 0 | 0 | 0
STOG | 0 | 0 | 0 | 0 | 0 | 0
STWD | 0 | 0 | 0 | 0 | 0 | 0
WT | 0 | 0 | 0 | 0 | 0 | 0
IGCC | 0 | 0 | 0 | 0 | 0 | 0
DemandResponse | 0 | 0 | 0 | 0 | 0 | 0
IGCC-CCS | 0 | 0 | 0 | 0 | 0 | 0
WT_off | 0 | 0 | 0 | 0 | 0 | 0
PseudoUnit | 0 | 0 | 0 | 0 | 0 | 0
FixedInterchange | 0 | 0 | 0 | 0 | 0 | 0
Total Generation by Reporting Type: NWPP_Gas
ReportingType | 2015 | 2020 | 2025 | 2030 | 2035 | 2040
BM | 0 | 0 | 0 | 0 | 0 | 0
CC | 37495.95 | 37495.95 | 35996.28 | 37495.95 | 37495.95 | 33536.65
CSP | 0 | 0 | 0 | 0 | 0 | 0
CT | 0 | 0 | 0 | 0 | 0 | 0
Coal | 0 | 0 | 0 | 0 | 5590.67 | 7624.8
Geo | 0 | 0 | 0 | 0 | 0 | 0
H | 0 | 0 | 0 | 0 | 0 | 0
LFG | 0 | 0 | 0 | 0 | 0 | 0
Nuc | 0 | 0 | 0 | 0 | 0 | 0
PS | 0 | 0 | 0 | 0 | 0 | 0
PV | 0 | 0 | 0 | 0 | 0 | 0
PeakG | 0 | 0 | 0 | 0 | 0 | 0
PeakO | 0 | 0 | 0 | 0 | 0 | 0
ST | 0 | 0 | 0 | 0 | 0 | 0
STOG | 0 | 0 | 0 | 0 | 0 | 0
STWD | 0 | 0 | 0 | 0 | 0 | 0
WT | 0 | 0 | 0 | 0 | 0 | 0
IGCC | 0 | 0 | 0 | 0 | 0 | 0
DemandResponse | 0 | 0 | 0 | 0 | 0 | 0
IGCC-CCS | 0 | 0 | 0 | 0 | 0 | 0
WT_off | 0 | 0 | 0 | 0 | 0 | 0
PseudoUnit | 0 | 0 | 0 | 0 | 0 | 0
FixedInterchange | 0 | 0 | 0 | 0 | 0 | 0
Total Generation by Reporting Type: NWPP_NucRenew
ReportingType | 2015 | 2020 | 2025 | 2030 | 2035 | 2040
BM | 0 | 0 | 0 | 0 | 0 | 0
CC | 0 | 0 | 0 | 0 | 0 | 0
CSP | 0 | 0 | 0 | 0 | 0 | 0
CT | 0 | 0 | 0 | 0 | 0 | 0
Coal | 0 | 0 | 0 | 0 | 0 | 0
Geo | 3280.13 | 3280.13 | 6891.88 | 6891.88 | 6891.88 | 6891.88
H | 133486 | 133486 | 133486 | 133486 | 133486 | 133486
LFG | 1013.09 | 2940.73 | 2940.73 | 2940.73 | 2940.73 | 2940.73
Nuc | 8809.8 | 8809.8 | 8809.8 | 8809.8 | 8809.8 | 8809.8
PS | 0 | 0 | 0 | 0 | 0 | 0
PV | 7.88 | 7.88 | 7.88 | 7.88 | 7.88 | 7.88
PeakG | 0 | 0 | 0 | 0 | 0 | 0
PeakO | 0 | 0 | 0 | 0 | 0 | 0
ST | 0 | 0 | 0 | 0 | 0 | 0
STOG | 0 | 0 | 0 | 0 | 0 | 0
STWD | 0 | 0 | 0 | 0 | 0 | 0
WT | 15874.4 | 15874.4 | 15874.4 | 15874.4 | 15874.4 | 15874.4
IGCC | 0 | 0 | 0 | 0 | 0 | 0
DemandResponse | 0 | 0 | 0 | 0 | 0 | 0
IGCC-CCS | 0 | 0 | 0 | 0 | 0 | 0
WT_off | 0 | 0 | 0 | 0 | 0 | 0
PseudoUnit | 0 | 0 | 0 | 0 | 0 | 0
FixedInterchange | 0 | 0 | 0 | 0 | 0 | 0
Total Generation by Reporting Type: RMPA
ReportingType | 2015 | 2020 | 2025 | 2030 | 2035 | 2040
BM | 0 | 0 | 0 | 0 | 0 | 0
CC | 5241 | 4344.03 | 0 | 0 | 0 | 0
CSP | 0 | 0 | 0 | 0 | 0 | 0
CT | 0 | 0 | 4.97 | 4.97 | 0 | 0
Coal | 53568.86 | 52211.65 | 49072.56 | 49576.78 | 51285.83 | 54823.42
Geo | 0 | 546.74 | 21081.33 | 21387.54 | 21387.54 | 21387.54
H | 4353 | 4353 | 4353 | 4353 | 4353 | 4353
LFG | 58.34 | 286.45 | 286.45 | 286.45 | 286.45 | 286.45
Nuc | 0 | 0 | 0 | 0 | 0.01 | 0.01
PS | 102.49 | 244.9 | 345.81 | 300.88 | 244.9 | 385.96
PV | 54.93 | 54.93 | 54.93 | 54.93 | 54.93 | 54.93
PeakG | 52.8 | 117.27 | 33.76 | 45.03 | 77.06 | 24.78
PeakO | 0 | 0 | 0 | 0 | 0 | 0
ST | 9.83 | 1131.63 | 1158.83 | 1192.63 | 1192.63 | 1192.63
STOG | 0 | 0 | 0 | 0 | 0 | 0
STWD | 0 | 0 | 0 | 0 | 0 | 0
WT | 6354.34 | 8507.16 | 8507.16 | 8507.16 | 8507.16 | 8507.16
IGCC | 0 | 0 | 0 | 0 | 0 | 0
DemandResponse | 0 | 0 | 0 | 0 | 0 | 0
IGCC-CCS | 0 | 0 | 0 | 0 | 0 | 0
WT_off | 0 | 0 | 0 | 0 | 0 | 0
PseudoUnit | 0 | 0 | 0 | 0 | 0 | 0
FixedInterchange | 0 | 0 | 0 | 0 | 0 | 0
Total Generation by Reporting Type: SP15
ReportingType | 2015 | 2020 | 2025 | 2030 | 2035 | 2040
BM | 44.8 | 44.8 | 2.27 | 44.8 | 44.8 | 44.8
CC | 22828.06 | 19240.74 | 8134.55 | 12689.58 | 14352.3 | 3094.62
CSP | 0 | 0 | 0 | 0 | 0 | 0
CT | 0 | 0 | 0 | 0 | 0 | 0
Coal | 761.6 | 0 | 0 | 0 | 0 | 0
Geo | 7774.15 | 19841.05 | 19841.05 | 19841.05 | 19841.05 | 19841.05
H | 5920 | 5920 | 5920 | 5920 | 5920 | 5920
LFG | 1759.71 | 6141.64 | 6141.64 | 6141.64 | 6141.64 | 6141.64
Nuc | 17526.13 | 17526.13 | 17526.13 | 17526.13 | 17526.13 | 17526.13
PS | 162.31 | 158.4 | 96.16 | 63.64 | 158.4 | 50.4
PV | 331.57 | 331.57 | 331.57 | 331.57 | 323.24 | 323.24
PeakG | 0 | 0 | 32.46 | 61.73 | 96.56 | 10.26
PeakO | 0 | 0 | 0 | 0 | 0 | 0
ST | 1569.79 | 1569.79 | 1569.79 | 1569.79 | 1569.79 | 1569.79
STOG | 176.8 | 83.17 | 0 | 0 | 0 | 0
STWD | 833.95 | 833.95 | 11.78 | 833.95 | 833.95 | 833.95
WT | 5740.26 | 5740.26 | 5740.26 | 5740.26 | 5740.26 | 5740.26
IGCC | 0 | 0 | 0 | 0 | 0 | 0
DemandResponse | 0 | 0 | 0 | 0 | 0 | 0
IGCC-CCS | 0 | 0 | 0 | 0 | 0 | 0
WT_off | 0 | 0 | 0 | 0 | 0 | 0
PseudoUnit | 0 | 0 | 0 | 0 | 0 | 0
FixedInterchange | 0 | 0 | 0 | 0 | 0 | 0
Total Generation by Reporting Type: ALB
ReportingType | 2015 | 2020 | 2025 | 2030 | 2035 | 2040
BM | 0 | 0 | 0 | 0 | 0 | 0
CC | 16252.42 | 17562.39 | 18880.2 | 20742.14 | 22554.19 | 22386.54
CSP | 0 | 0 | 0 | 0 | 0 | 0
CT | 0 | 0 | 0 | 0 | 0 | 0
Coal | 46350.59 | 46350.59 | 46350.59 | 46350.59 | 46350.59 | 46350.59
Geo | 0 | 0 | 0 | 0 | 0 | 0
H | 1979.87 | 1979.87 | 1979.87 | 1979.87 | 1979.87 | 1979.87
LFG | 78.84 | 78.84 | 78.84 | 78.84 | 78.84 | 78.84
Nuc | 0 | 0 | 0 | 0 | 0 | 0
PS | 0 | 0 | 0 | 0 | 0 | 0
PV | 0 | 0 | 0 | 0 | 0 | 0
PeakG | 0 | 0 | 0 | 0 | 0 | 0
PeakO | 0 | 0 | 0 | 0 | 0 | 0
ST | 0 | 0 | 0 | 0 | 0 | 0
STOG | 0 | 0 | 0 | 0 | 0 | 0
STWD | 0 | 0 | 0 | 0 | 0 | 0
WT | 1553.84 | 1553.84 | 1553.84 | 1553.84 | 1553.84 | 1553.84
IGCC | 0 | 0 | 0 | 0 | 0 | 0
DemandResponse | 0 | 0 | 0 | 0 | 0 | 0
IGCC-CCS | 0 | 0 | 0 | 0 | 0 | 0
WT_off | 0 | 0 | 0 | 0 | 0 | 0
PseudoUnit | 0 | 0 | 0 | 0 | 0 | 0
FixedInterchange | 0 | 0 | 0 | 0 | 0 | 0
Total Generation by Reporting Type: BC
ReportingType | 2015 | 2020 | 2025 | 2030 | 2035 | 2040
BM | 0 | 0 | 0 | 0 | 0 | 0
CC | 5835.05 | 5835.05 | 5835.05 | 5957.55 | 7638.15 | 7638.15
CSP | 0 | 0 | 0 | 0 | 0 | 0
CT | 0 | 0 | 0 | 0 | 0 | 0
Coal | 0 | 0 | 0 | 0 | 0 | 0
Geo | 0 | 0 | 0 | 0 | 0 | 0
H | 54411.22 | 54411.22 | 54411.22 | 54411.22 | 54411.22 | 54411.22
LFG | 189.22 | 189.22 | 189.22 | 189.22 | 189.22 | 189.22
Nuc | 0 | 0 | 0 | 0 | 0 | 0
PS | 0 | 0 | 0 | 0 | 0 | 0
PV | 0 | 0 | 0 | 0 | 0 | 0
PeakG | 0 | 0 | 0 | 0 | 0 | 0
PeakO | 0 | 0 | 0 | 0 | 0 | 0
ST | 0 | 0 | 0 | 0 | 0 | 0
STOG | 0 | 0 | 0 | 0 | 0 | 0
STWD | 0 | 0 | 0 | 0 | 0 | 0
WT | 568.82 | 568.82 | 568.82 | 568.82 | 568.82 | 568.82
IGCC | 0 | 0 | 0 | 0 | 0 | 0
DemandResponse | 0 | 0 | 0 | 0 | 0 | 0
IGCC-CCS | 0 | 0 | 0 | 0 | 0 | 0
WT_off | 0 | 0 | 0 | 0 | 0 | 0
PseudoUnit | 0 | 0 | 0 | 0 | 0 | 0
FixedInterchange | 0 | 0 | 0 | 0 | 0 | 0
Total Generation by Reporting Type: HQ_IESO
ReportingType | 2015 | 2020 | 2025 | 2030 | 2035 | 2040
BM | 0 | 0 | 0 | 0 | 0 | 0
CC | 0 | 0 | 0 | 0 | 0 | 0
CSP | 0 | 0 | 0 | 0 | 0 | 0
CT | 0 | 0 | 0 | 0 | 0 | 0
Coal | 0 | 0 | 0 | 0 | 0 | 0
Geo | 0 | 0 | 0 | 0 | 0 | 0
H | 0 | 0 | 0 | 0 | 0 | 0
LFG | 0 | 0 | 0 | 0 | 0 | 0
Nuc | 0 | 0 | 0 | 0 | 0 | 0
PS | 0 | 0 | 0 | 0 | 0 | 0
PV | 0 | 0 | 0 | 0 | 0 | 0
PeakG | 0 | 0 | 0 | 0 | 0 | 0
PeakO | 0 | 0 | 0 | 0 | 0 | 0
ST | 0 | 0 | 0 | 0 | 0 | 0
STOG | 0 | 0 | 0 | 0 | 0 | 0
STWD | 0 | 0 | 0 | 0 | 0 | 0
WT | 0 | 0 | 0 | 0 | 0 | 0
IGCC | 0 | 0 | 0 | 0 | 0 | 0
DemandResponse | 0 | 0 | 0 | 0 | 0 | 0
IGCC-CCS | 0 | 0 | 0 | 0 | 0 | 0
WT_off | 0 | 0 | 0 | 0 | 0 | 0
PseudoUnit | 0 | 0 | 0 | 0 | 0 | 0
FixedInterchange | 2336 | 2336 | 2336 | 2336 | 2336 | 2336
Total Generation by Reporting Type: HQ_NEISO
ReportingType | 2015 | 2020 | 2025 | 2030 | 2035 | 2040
BM | 0 | 0 | 0 | 0 | 0 | 0
CC | 0 | 0 | 0 | 0 | 0 | 0
CSP | 0 | 0 | 0 | 0 | 0 | 0
CT | 0 | 0 | 0 | 0 | 0 | 0
Coal | 0 | 0 | 0 | 0 | 0 | 0
Geo | 0 | 0 | 0 | 0 | 0 | 0
H | 0 | 0 | 0 | 0 | 0 | 0
LFG | 0 | 0 | 0 | 0 | 0 | 0
Nuc | 0 | 0 | 0 | 0 | 0 | 0
PS | 0 | 0 | 0 | 0 | 0 | 0
PV | 0 | 0 | 0 | 0 | 0 | 0
PeakG | 0 | 0 | 0 | 0 | 0 | 0
PeakO | 0 | 0 | 0 | 0 | 0 | 0
ST | 0 | 0 | 0 | 0 | 0 | 0
STOG | 0 | 0 | 0 | 0 | 0 | 0
STWD | 0 | 0 | 0 | 0 | 0 | 0
WT | 0 | 0 | 0 | 0 | 0 | 0
IGCC | 0 | 0 | 0 | 0 | 0 | 0
DemandResponse | 0 | 0 | 0 | 0 | 0 | 0
IGCC-CCS | 0 | 0 | 0 | 0 | 0 | 0
WT_off | 0 | 0 | 0 | 0 | 0 | 0
PseudoUnit | 0 | 0 | 0 | 0 | 0 | 0
FixedInterchange | 19184.4 | 19184.4 | 19184.4 | 19184.4 | 19184.4 | 19184.4
Total Generation by Reporting Type: HQ_NY
ReportingType | 2015 | 2020 | 2025 | 2030 | 2035 | 2040
BM | 0 | 0 | 0 | 0 | 0 | 0
CC | 0 | 0 | 0 | 0 | 0 | 0
CSP | 0 | 0 | 0 | 0 | 0 | 0
CT | 0 | 0 | 0 | 0 | 0 | 0
Coal | 0 | 0 | 0 | 0 | 0 | 0
Geo | 0 | 0 | 0 | 0 | 0 | 0
H | 0 | 0 | 0 | 0 | 0 | 0
LFG | 0 | 0 | 0 | 0 | 0 | 0
Nuc | 0 | 0 | 0 | 0 | 0 | 0.01
PS | 0 | 0 | 0 | 0 | 0 | 0
PV | 0 | 0 | 0 | 0 | 0 | 0
PeakG | 0 | 0 | 0 | 0 | 0 | 0
PeakO | 0 | 0 | 0 | 0 | 0 | 0
ST | 0 | 0 | 0 | 0 | 0 | 0
STOG | 0 | 0 | 0 | 0 | 0 | 0
STWD | 0 | 0 | 0 | 0 | 0 | 0
WT | 0 | 0 | 0 | 0 | 0 | 0
IGCC | 0 | 0 | 0 | 0 | 0 | 0
DemandResponse | 0 | 0 | 0 | 0 | 0 | 0
IGCC-CCS | 0 | 0 | 0 | 0 | 0 | 0
WT_off | 0 | 0 | 0 | 0 | 0 | 0
PseudoUnit | 0 | 0 | 0 | 0 | 0 | 0
FixedInterchange | 5840 | 5840 | 5840 | 5840 | 5840 | 5840
Total Generation by Reporting Type: MARITIMES
ReportingType | 2015 | 2020 | 2025 | 2030 | 2035 | 2040
BM | 0 | 0 | 0 | 0 | 0 | 0
CC | 0 | 0 | 0 | 0 | 0 | 0
CSP | 0 | 0 | 0 | 0 | 0 | 0
CT | 0 | 0 | 0 | 0 | 0 | 0
Coal | 0 | 0 | 0 | 0 | 0 | 0
Geo | 0 | 0 | 0 | 0 | 0 | 0
H | 0 | 0 | 0 | 0 | 0 | 0
LFG | 0 | 0 | 0 | 0 | 0 | 0
Nuc | 0 | 0 | 0 | 0 | 0 | 0
PS | 0 | 0 | 0 | 0 | 0 | 0
PV | 0 | 0 | 0 | 0 | 0 | 0
PeakG | 0 | 0 | 0 | 0 | 0 | 0
PeakO | 0 | 0 | 0 | 0 | 0 | 0
ST | 0 | 0 | 0 | 0 | 0 | 0
STOG | 0 | 0 | 0 | 0 | 0 | 0
STWD | 0 | 0 | 0 | 0 | 0 | 0
WT | 0 | 0 | 0 | 0 | 0 | 0
IGCC | 0 | 0 | 0 | 0 | 0 | 0
DemandResponse | 0 | 0 | 0 | 0 | 0 | 0
IGCC-CCS | 0 | 0 | 0 | 0 | 0 | 0
WT_off | 0 | 0 | 0 | 0 | 0 | 0
PseudoUnit | 0 | 0 | 0 | 0 | 0 | 0
FixedInterchange | 8760 | 8760 | 8760 | 8760 | 8760 | 8760
Total Generation by Reporting Type: All
ReportingType | 2015 | 2020 | 2025 | 2030 | 2035 | 2040
BM | 1934.6 | 2829.53 | 4156.8 | 4696.26 | 6945.96 | 6006.63
CC | 958251.14 | 992220.01 | 834607.3 | 825480.51 | 956906.21 | 910683.1
CSP | 0 | 0 | 0 | 0 | 0 | 0
CT | 606.76 | 1852.57 | 1880.41 | 1970.4 | 58.85 | 0
Coal | 1752312.37 | 1586787.98 | 1649776.47 | 1665264.83 | 1696292.12 | 1859266.08
Geo | 20459.37 | 37727.52 | 74279.44 | 74585.65 | 74585.65 | 74585.65
H | 430354.22 | 430354.22 | 432677.74 | 432682.64 | 441428.25 | 448241.84
LFG | 32608.22 | 48005.68 | 65429.32 | 71133.39 | 71133.39 | 71137.33
Nuc | 913193.71 | 943693.09 | 943693.11 | 932100.93 | 725092.48 | 571594.76
PS | 5632.32 | 8979.69 | 7575.06 | 7060.3 | 9517.43 | 9036.42
PV | 1434.35 | 4902.69 | 6433.15 | 6658.96 | 6567.91 | 6542.65
PeakG | 3564.19 | 11172.69 | 10049.16 | 8106.88 | 12797 | 13085.3
PeakO | 0 | 22.22 | 33.4 | 33.28 | 33.28 | 33.28
ST | 2659.82 | 5139 | 5911.4 | 6049.4 | 6049.4 | 6049.4
STOG | 7587.72 | 7484.31 | 3349.37 | 2266.01 | 2149.13 | 973.14
STWD | 8996.5 | 8553.95 | 3556.8 | 6351.82 | 6872.37 | 7040.57
WT | 178096.59 | 215790.98 | 228775.85 | 231469.09 | 273543.28 | 320281.47
IGCC | 4427.31 | 4427.31 | 4427.31 | 4427.31 | 4427.31 | 4427.31
DemandResponse | 0 | 15.83 | 212.75 | 310.66 | 831.16 | 941.6
IGCC-CCS | 0 | 0 | 0 | 0 | 0 | 0
WT_off | 1873.58 | 1873.58 | 5864.11 | 5864.11 | 3993.98 | 3993.98
PseudoUnit | 0 | 0 | 0 | 0 | 0 | 0
FixedInterchange | 36120.4 | 36120.4 | 36120.4 | 36120.4 | 36120.4 | 36120.4
Total Generation by Reporting Type: EI_US
ReportingType | 2015 | 2020 | 2025 | 2030 | 2035 | 2040
BM | 1889.8 | 2777.05 | 4087.36 | 4586.04 | 6832.47 | 5875.3
CC | 587358.93 | 659956 | 544052.54 | 524729.06 | 648611.99 | 668290.71
CSP | 0 | 0 | 0 | 0 | 0 | 0
CT | 606.76 | 1793.22 | 1737.76 | 1776.19 | 58.85 | 0
Coal | 1375147.21 | 1193001.74 | 1245346.57 | 1260352.3 | 1282298.23 | 1405018.46
Geo | 354.6 | 354.6 | 354.6 | 354.6 | 354.6 | 354.6
H | 108753.3 | 108753.3 | 111076.82 | 111081.72 | 111081.72 | 111081.72
LFG | 27266.03 | 31193.05 | 45825.75 | 51529.82 | 51529.82 | 51529.82
Nuc | 697700.18 | 728199.56 | 728199.57 | 716607.4 | 517621.99 | 376119.95
PS | 5296.33 | 8529.23 | 7065.6 | 6621.5 | 9036.58 | 8548.25
PV | 411.15 | 3879.49 | 5409.95 | 5635.76 | 5595.47 | 5570.21
PeakG | 3510.28 | 10573.74 | 9136.74 | 7139.02 | 11824.89 | 12341.78
PeakO | 0 | 20.62 | 33.28 | 33.28 | 33.28 | 33.28
ST | 0 | 0 | 0 | 0 | 0 | 0
STOG | 3810.48 | 3173.4 | 860.8 | 612.54 | 943.69 | 973.14
STWD | 4882.81 | 4440.26 | 3528.52 | 3548.45 | 4046.45 | 4214.65
WT | 106488.69 | 134313.06 | 147297.93 | 149808.97 | 197914.57 | 200643.18
IGCC | 4427.31 | 4427.31 | 4427.31 | 4427.31 | 4427.31 | 4427.31
DemandResponse | 0 | 0 | 113.67 | 207.83 | 723.27 | 843.17
IGCC-CCS | 0 | 0 | 0 | 0 | 0 | 0
WT_off | 1873.58 | 1873.58 | 5864.11 | 5864.11 | 3993.98 | 3993.98
PseudoUnit | 0 | 0 | 0 | 0 | 0 | 0
FixedInterchange | 33784.4 | 33784.4 | 33784.4 | 33784.4 | 33784.4 | 33784.4
Total Generation by Reporting Type: EI_Canada
ReportingType | 2015 | 2020 | 2025 | 2030 | 2035 | 2040
BM | 0 | 3.01 | 9.01 | 7.26 | 10.53 | 29.48
CC | 3436.16 | 4196.1 | 2575.28 | 2171.55 | 6025.34 | 5980.35
CSP | 0 | 0 | 0 | 0 | 0 | 0
CT | 0 | 3.44 | 12.03 | 12.03 | 0 | 0
Coal | 229.08 | 688.05 | 21.6 | 0 | 0 | 0
Geo | 0 | 0 | 0 | 0 | 0 | 0
H | 87709.45 | 87709.45 | 87709.45 | 87709.45 | 96455.05 | 103268.65
LFG | 926.37 | 926.37 | 926.37 | 926.37 | 926.37 | 930.31
Nuc | 101402.31 | 101402.31 | 101402.31 | 101402.31 | 93379.25 | 81383.57
PS | 25.83 | 13.53 | 13.53 | 13.53 | 13.53 | 25.83
PV | 78.84 | 78.84 | 78.84 | 78.84 | 78.84 | 78.84
PeakG | 1.12 | 12.23 | 17.94 | 17.94 | 0 | 0
PeakO | 0 | 0 | 0.13 | 0 | 0 | 0
ST | 0 | 0 | 0 | 0 | 0 | 0
STOG | 3.44 | 4.12 | 4.12 | 0 | 0 | 0
STWD | 0 | 0 | 0 | 0 | 0 | 0
WT | 9925.81 | 9925.81 | 9925.81 | 9925.81 | 3894.39 | 3894.39
IGCC | 0 | 0 | 0 | 0 | 0 | 0
DemandResponse | 0 | 0 | 0 | 0 | 0 | 0
IGCC-CCS | 0 | 0 | 0 | 0 | 0 | 0
WT_off | 0 | 0 | 0 | 0 | 0 | 0
PseudoUnit | 0 | 0 | 0 | 0 | 0 | 0
FixedInterchange | 2336 | 2336 | 2336 | 2336 | 2336 | 2336
Total Generation by Reporting Type: EI
ReportingType | 2015 | 2020 | 2025 | 2030 | 2035 | 2040
BM | 1889.8 | 2780.06 | 4096.37 | 4593.3 | 6843 | 5904.78
CC | 590795.1 | 664152.1 | 546627.82 | 526900.61 | 654637.33 | 674271.06
CSP | 0 | 0 | 0 | 0 | 0 | 0
CT | 606.76 | 1796.65 | 1749.79 | 1788.22 | 58.85 | 0
Coal | 1375376.3 | 1193689.78 | 1245368.18 | 1260352.3 | 1282298.23 | 1405018.46
Geo | 354.6 | 354.6 | 354.6 | 354.6 | 354.6 | 354.6
H | 196462.75 | 196462.75 | 198786.27 | 198791.17 | 207536.77 | 214350.37
LFG | 28192.4 | 32119.42 | 46752.12 | 52456.19 | 52456.19 | 52460.14
Nuc | 799102.48 | 829601.86 | 829601.88 | 818009.7 | 611001.24 | 457503.52
PS | 5322.16 | 8542.76 | 7079.13 | 6635.03 | 9050.11 | 8574.08
PV | 489.99 | 3958.33 | 5488.79 | 5714.6 | 5674.31 | 5649.05
PeakG | 3511.39 | 10585.97 | 9154.68 | 7156.96 | 11824.89 | 12341.78
PeakO | 0 | 20.62 | 33.4 | 33.28 | 33.28 | 33.28
ST | 0 | 0 | 0 | 0 | 0 | 0
STOG | 3813.92 | 3177.52 | 864.92 | 612.54 | 943.69 | 973.14
STWD | 4882.81 | 4440.26 | 3528.52 | 3548.45 | 4046.45 | 4214.65
WT | 116414.5 | 144238.87 | 157223.74 | 159734.78 | 201808.96 | 204537.57
IGCC | 4427.31 | 4427.31 | 4427.31 | 4427.31 | 4427.31 | 4427.31
DemandResponse | 0 | 0 | 113.67 | 207.83 | 723.27 | 843.17
IGCC-CCS | 0 | 0 | 0 | 0 | 0 | 0
WT_off | 1873.58 | 1873.58 | 5864.11 | 5864.11 | 3993.98 | 3993.98
PseudoUnit | 0 | 0 | 0 | 0 | 0 | 0
FixedInterchange | 36120.4 | 36120.4 | 36120.4 | 36120.4 | 36120.4 | 36120.4
Total Generation by Reporting Type: Outside_EI
ReportingType | 2015 | 2020 | 2025 | 2030 | 2035 | 2040
BM | 44.8 | 49.48 | 60.43 | 102.96 | 102.96 | 101.85
CC | 367456.04 | 328067.91 | 287979.48 | 298579.9 | 302268.88 | 236412.03
CSP | 0 | 0 | 0 | 0 | 0 | 0
CT | 0 | 55.92 | 130.62 | 182.18 | 0 | 0
Coal | 376936.08 | 393098.19 | 404408.3 | 404912.52 | 413993.9 | 454247.62
Geo | 20104.76 | 37372.91 | 73924.83 | 74231.05 | 74231.05 | 74231.05
H | 233891.47 | 233891.47 | 233891.47 | 233891.47 | 233891.47 | 233891.47
LFG | 4415.83 | 15886.26 | 18677.2 | 18677.2 | 18677.2 | 18677.2
Nuc | 114091.22 | 114091.22 | 114091.23 | 114091.23 | 114091.24 | 114091.24
PS | 310.16 | 436.94 | 495.93 | 425.27 | 467.32 | 462.34
PV | 944.36 | 944.36 | 944.36 | 944.36 | 893.6 | 893.6
PeakG | 52.8 | 586.72 | 894.48 | 949.93 | 972.11 | 743.52
PeakO | 0 | 1.6 | 0 | 0 | 0 | 0
ST | 2659.82 | 5139 | 5911.4 | 6049.4 | 6049.4 | 6049.4
STOG | 3773.8 | 4306.79 | 2484.45 | 1653.47 | 1205.44 | 0
STWD | 4113.7 | 4113.7 | 28.28 | 2803.36 | 2825.92 | 2825.92
WT | 61682.09 | 71552.11 | 71552.11 | 71734.31 | 71734.31 | 115743.9
IGCC | 0 | 0 | 0 | 0 | 0 | 0
DemandResponse | 0 | 15.83 | 99.08 | 102.83 | 107.89 | 98.43
IGCC-CCS | 0 | 0 | 0 | 0 | 0 | 0
WT_off | 0 | 0 | 0 | 0 | 0 | 0
PseudoUnit | 0 | 0 | 0 | 0 | 0 | 0
FixedInterchange | 0 | 0 | 0 | 0 | 0 | 0
#2 | Energy Demand (TWh)
Energy Demand by Pool & Region:
Pool/Region | 2015 | 2020 | 2025 | 2030 | 2035 | 2040
ENT | 161.91 | 161.97 | 157.56 | 154.9 | 152.73 | 150.78
FRCC | 238.21 | 243.99 | 249.24 | 256.04 | 263.05 | 270.42
MAPP_US | 29.33 | 29.38 | 29.09 | 28.84 | 28.6 | 28.39
MISO_IN | 96.56 | 96.91 | 95.49 | 94.43 | 93.63 | 93.01
MISO_MI | 93.62 | 92.98 | 93.03 | 93.61 | 94.18 | 94.98
MISO_MO-IL | 95.32 | 94.94 | 94.96 | 95.4 | 95.82 | 96.42
MISO_W | 136.03 | 135.17 | 134.33 | 133.97 | 133.76 | 133.79
MISO_WUMS | 65.73 | 65.92 | 63.1 | 60.26 | 59.5 | 58.84
NE | 30.61 | 31.35 | 31.06 | 30.87 | 30.73 | 30.63
NEISO | 121.94 | 116.12 | 111.33 | 108.31 | 105.44 | 103
NonRTO_Midwest | 59.75 | 61.25 | 59.9 | 58.93 | 58.02 | 57.2
NYISO_A-F | 58.16 | 58.32 | 57.41 | 57.18 | 56.97 | 56.91
NYISO_G-I | 17.78 | 18.04 | 18.1 | 18.33 | 18.56 | 18.83
NYISO_J-K | 66.92 | 68.96 | 69.42 | 70.34 | 71.25 | 72.29
PJM_E | 125.55 | 112.73 | 111.58 | 111.21 | 110.86 | 110.68
PJM_ROM | 140.31 | 141.28 | 140.77 | 141.76 | 142.83 | 144.24
PJM_ROR | 522.85 | 490.37 | 483.45 | 478.65 | 474.83 | 471.83
SOCO | 257.58 | 267.26 | 264.87 | 264.77 | 264.89 | 265.27
SPP_N | 75.1 | 77.38 | 77.37 | 77.51 | 77.65 | 77.87
SPP_S | 163.47 | 162.67 | 158.62 | 156.02 | 153.9 | 151.88
TVA | 177.65 | 172.07 | 167.98 | 164.76 | 161.67 | 158.81
TVA_Transmission | 0 | 0 | 0 | 0 | 0 | 0
VACAR | 239.28 | 246.9 | 247.31 | 249.31 | 251.51 | 253.92
IESO | 135.66 | 127.29 | 126.9 | 127.45 | 128.01 | 128.89
MAPP_CA | 51.42 | 52.51 | 52.04 | 51.64 | 51.24 | 50.87
AZ_NM_SNV_Coal | 127.7 | 133.61 | 136.95 | 141.3 | 145.57 | 150.16
AZ_NM_SNV_Gas | 0 | 0 | 0 | 0 | 0 | 0
AZ_NM_SNV_NucRenew | 0 | 0 | 0 | 0 | 0 | 0
ERCOT | 327.72 | 335.72 | 332.67 | 329.51 | 327.41 | 325.57
NP15 | 108.41 | 107.8 | 109.23 | 113.21 | 116.77 | 120.52
NWPP_Coal | 246.44 | 245.37 | 243.46 | 245.6 | 247.2 | 248.71
NWPP_Gas | 0 | 0 | 0 | 0 | 0 | 0
NWPP_NucRenew | 0 | 0 | 0 | 0 | 0 | 0
RMPA | 71.46 | 73.47 | 75.15 | 77.25 | 79.39 | 81.65
SP15 | 179.79 | 182.79 | 183.66 | 187.99 | 191.56 | 195.24
ALB | 66.23 | 67.54 | 68.87 | 70.24 | 71.63 | 73.04
BC | 64.11 | 63.95 | 63.8 | 63.64 | 63.49 | 63.34
HQ_IESO | 0 | 0 | 0 | 0 | 0 | 0
HQ_NEISO | 0 | 0 | 0 | 0 | 0 | 0
HQ_NY | 0 | 0 | 0 | 0 | 0 | 0
MARITIMES | 0 | 0 | 0 | 0 | 0 | 0
All | 4352.6 | 4335.98 | 4308.71 | 4313.22 | 4322.66 | 4337.99
EI_US | 2973.67 | 2945.95 | 2915.99 | 2905.4 | 2900.38 | 2900
EI_Canada | 187.08 | 179.79 | 178.94 | 179.08 | 179.25 | 179.76
EI | 3160.75 | 3125.74 | 3094.93 | 3084.48 | 3079.63 | 3079.76
Outside_EI | 1191.86 | 1210.24 | 1213.78 | 1228.74 | 1243.03 | 1258.23
#3 | Generation Minus Energy (TWh)
Generation Minus Energy by Pool & Region:
Pool/Region | 2015 | 2020 | 2025 | 2030 | 2035 | 2040
ENT | 0.44 | 0.99 | -3.41 | -4.41 | -8.51 | -15.35
FRCC | -2.94 | -3.68 | -4.13 | -5.46 | -3.49 | -9.69
MAPP_US | 7.02 | 6.11 | 6.87 | 7.12 | 7.41 | 7.58
MISO_IN | -2.79 | 2.87 | 5.08 | 7.94 | 13.12 | 13.46
MISO_MI | -14.49 | -16.01 | -22.46 | -24.1 | -27.59 | -29.6
MISO_MO-IL | 19.97 | 0.05 | 3.64 | 2.33 | 6.41 | 3.68
MISO_W | 6.49 | 6.07 | 10.52 | 10.85 | -4.54 | 26.99
MISO_WUMS | -7.94 | -3.44 | -1.95 | -0.6 | -4.09 | -6.2
NE | 12.03 | 11.25 | 11.12 | 11.7 | 2.62 | 2.58
NEISO | -25.13 | -26.23 | -25.04 | -21.14 | -15.81 | -16.31
NonRTO_Midwest | -0.79 | -2.46 | -1.98 | 0.73 | 3.6 | 4.22
NYISO_A-F | 12.63 | 14.69 | 14.87 | 10.78 | 12.85 | 11.84
NYISO_G-I | 6.31 | 4.84 | 3.83 | 4.49 | 3.9 | 6.17
NYISO_J-K | -43.8 | -41.18 | -42.49 | -43.87 | -41.62 | -36.63
PJM_E | -31.71 | -5.49 | -1.96 | -4.74 | 7.16 | 15.21
PJM_ROM | -29.9 | -10.94 | -5.59 | -4.37 | 1.18 | 2.84
PJM_ROR | 84.94 | 41.29 | 35.29 | 32.72 | 21.72 | -9.51
SOCO | 2.62 | 3.84 | 3.29 | 4.32 | 4.6 | 12.99
SPP_N | 6.71 | -3.17 | -4.11 | -4.57 | 9.95 | 9.33
SPP_S | -21.15 | -9.79 | -13.39 | -13.27 | -3.67 | -1.62
TVA | 0.66 | -1.55 | -3.65 | -2.15 | -6.12 | -3.72
TVA_Transmission | 0 | 0 | 0 | 0 | 0 | 0
VACAR | -23.09 | -16.75 | -15.91 | -14.77 | -22.52 | -28.4
IESO | 21.8 | 30.08 | 30.43 | 29.86 | 20.47 | 8.94
MAPP_CA | -5.15 | -4.91 | -6.67 | -6.68 | 1.07 | 6.9
AZ_NM_SNV_Coal | -55.65 | -57.8 | -61.14 | -65.49 | -67.98 | -37.89
AZ_NM_SNV_Gas | 99.92 | 98.53 | 96.84 | 99.81 | 99.92 | 97.52
AZ_NM_SNV_NucRenew | 42.17 | 51.7 | 64.34 | 64.8 | 64.8 | 64.79
ERCOT | -0.24 | -0.03 | -0.32 | -0.34 | -1.5 | -0.83
NP15 | -14.26 | -31.75 | -39.26 | -39.46 | -42.02 | -49.98
NWPP_Coal | -154.15 | -153.2 | -151.29 | -153.43 | -155.03 | -156.54
NWPP_Gas | 37.5 | 37.5 | 36 | 37.5 | 43.09 | 41.16
NWPP_NucRenew | 162.47 | 164.4 | 168.01 | 168.01 | 168.01 | 168.01
RMPA | -1.66 | -1.67 | 9.74 | 8.46 | 8 | 9.37
SP15 | -114.36 | -105.35 | -118.31 | -117.23 | -119.01 | -134.14
ALB | -0.01 | -0.01 | -0.03 | 0.47 | 0.89 | -0.69
BC | -3.1 | -2.95 | -2.79 | -2.52 | -0.68 | -0.53
HQ_IESO | 2.34 | 2.34 | 2.34 | 2.34 | 2.34 | 2.34
HQ_NEISO | 19.18 | 19.18 | 19.18 | 19.18 | 19.18 | 19.18
HQ_NY | 5.84 | 5.84 | 5.84 | 5.84 | 5.84 | 5.84
MARITIMES | 8.76 | 8.76 | 8.76 | 8.76 | 8.76 | 8.76
All | 7.51 | 11.97 | 10.1 | 9.41 | 12.69 | 12.05
EI_US | -10.1 | -14.9 | -17.78 | -16.7 | -9.66 | -6.36
EI_Canada | 18.99 | 27.51 | 26.09 | 25.52 | 23.87 | 18.17
EI | 8.89 | 12.6 | 8.31 | 8.82 | 14.21 | 11.81
Outside_EI | -1.38 | -0.63 | 1.79 | 0.59 | -1.52 | 0.24
#4 | Fuel Use (TBtu)
Total Fuel Consumption by Reporting Type: Entergy
ReportingType | 2015 | 2020 | 2025 | 2030 | 2035 | 2040
BM | 0 | 0 | 0 | 0 | 0 | 0
CC | 420.62 | 503.06 | 400.51 | 366.52 | 368.7 | 361.73
CSP | 0 | 0 | 0 | 0 | 0 | 0
CT | 0 | 0 | 0 | 0 | 0 | 0
Coal | 610.01 | 508.36 | 560.72 | 567.91 | 567.91 | 567.91
Geo | 0 | 0 | 0 | 0 | 0 | 0
H | 0 | 0 | 0 | 0 | 0 | 0
LFG | 0 | 0 | 5.28 | 11.56 | 11.56 | 11.56
Nuc | 464.87 | 464.87 | 464.87 | 464.87 | 392.68 | 307.2
PS | 0 | 0 | 0 | 0 | 0 | 0
PV | 0 | 0 | 0 | 0 | 0 | 0
PeakG | 0 | 5.64 | 1.84 | 0 | 0 | 0
PeakO | 0 | 0.01 | 0 | 0 | 0 | 0
ST | 0 | 0 | 0 | 0 | 0 | 0
STOG | 8.69 | 0 | 0 | 0 | 0 | 0
STWD | 0 | 0 | 0 | 0 | 0 | 0
WT | 0 | 0 | 0 | 0 | 0 | 0
IGCC | 0 | 0 | 0 | 0 | 0 | 0
DemandResponse | 0 | 0 | 0.09 | 0.24 | 1.25 | 0.93
IGCC-CCS | 0 | 0 | 0 | 0 | 0 | 0
WT_off | 0 | 0 | 0 | 0 | 0 | 0
PseudoUnit | 0 | 0 | 0 | 0 | 0 | 0
FixedInterchange | 0 | 0 | 0 | 0 | 0 | 0
Total Fuel Consumption by Reporting Type: FRCC
ReportingType | 2015 | 2020 | 2025 | 2030 | 2035 | 2040
BM | 0 | 0 | 0 | 0 | 0 | 0
CC | 1036.69 | 1051.45 | 1037.45 | 1066.9 | 1194.19 | 1286.53
CSP | 0 | 0 | 0 | 0 | 0 | 0
CT | 5.66 | 13.74 | 14 | 15.87 | 0 | 0
Coal | 562.77 | 577.14 | 628.97 | 644.65 | 663.13 | 670.84
Geo | 0 | 0 | 0 | 0 | 0 | 0
H | 0 | 0 | 0 | 0 | 0 | 0
LFG | 0 | 0 | 21.31 | 21.31 | 21.31 | 21.31
Nuc | 352.09 | 352.09 | 352.09 | 352.09 | 214.42 | 71.5
PS | 0 | 0 | 0 | 0 | 0 | 0
PV | 0 | 0 | 0 | 0 | 0 | 0
PeakG | 6.19 | 23.84 | 24.29 | 22.06 | 28.66 | 38.1
PeakO | 0 | 0.03 | 0 | 0 | 0 | 0
ST | 0 | 0 | 0 | 0 | 0 | 0
STOG | 6.57 | 0 | 0 | 0 | 0 | 0
STWD | 0 | 0.9 | 1.49 | 1.49 | 1.49 | 2.48
WT | 0 | 0 | 0 | 0 | 0 | 0
IGCC | 0 | 0 | 0 | 0 | 0 | 0
DemandResponse | 0 | 0 | 3.87 | 9.29 | 13.34 | 17.78
IGCC-CCS | 0 | 0 | 0 | 0 | 0 | 0
WT_off | 0 | 0 | 0 | 0 | 0 | 0
PseudoUnit | 0 | 0 | 0 | 0 | 0 | 0
FixedInterchange | 0 | 0 | 0 | 0 | 0 | 0
Total Fuel Consumption by Reporting Type: MAPP_US
ReportingType | 2015 | 2020 | 2025 | 2030 | 2035 | 2040
BM | 0 | 0 | 0 | 0 | 0 | 0
CC | 0 | 0 | 0 | 0 | 0 | 0
CSP | 0 | 0 | 0 | 0 | 0 | 0
CT | 0 | 0.03 | 0.11 | 0.11 | 0 | 0
Coal | 209.08 | 187.26 | 187.26 | 187.26 | 187.26 | 187.26
Geo | 0 | 0 | 0 | 0 | 0 | 0
H | 0 | 0 | 0 | 0 | 0 | 0
LFG | 0 | 0 | 7.71 | 7.71 | 7.71 | 7.71
Nuc | 0 | 0 | 0 | 0 | 0 | 0
PS | 0 | 0 | 0 | 0 | 0 | 0
PV | 0 | 0 | 0 | 0 | 0 | 0
PeakG | 0.26 | 1.31 | 0.23 | 0.23 | 0.85 | 0.43
PeakO | 0 | 0 | 0 | 0 | 0 | 0
ST | 0 | 0 | 0 | 0 | 0 | 0
STOG | 0 | 0 | 0 | 0 | 0 | 0
STWD | 0 | 0 | 0 | 0 | 0 | 0
WT | 0.01 | 0.01 | 0.01 | 0.01 | 0.01 | 0.01
IGCC | 0 | 0 | 0 | 0 | 0 | 0
DemandResponse | 0 | 0 | 0 | 0 | 0 | 0
IGCC-CCS | 0 | 0 | 0 | 0 | 0 | 0
WT_off | 0 | 0 | 0 | 0 | 0 | 0
PseudoUnit | 0 | 0 | 0 | 0 | 0 | 0
FixedInterchange | 0 | 0 | 0 | 0 | 0 | 0
Total Fuel Consumption by Reporting Type: MISO_IN
ReportingType | 2015 | 2020 | 2025 | 2030 | 2035 | 2040
BM | 0 | 0 | 0 | 0 | 0 | 0
CC | 25.55 | 42.44 | 27.63 | 25.48 | 37.5 | 35.65
CSP | 0 | 0 | 0 | 0 | 0 | 0
CT | 0 | 0 | 0 | 0 | 0 | 0
Coal | 843.24 | 884.28 | 913.82 | 930.45 | 960.42 | 960.42
Geo | 0 | 0 | 0 | 0 | 0 | 0
H | 0 | 0 | 0 | 0 | 0 | 0
LFG | 0 | 0 | 0 | 8.62 | 8.62 | 8.62
Nuc | 0 | 0 | 0 | 0 | 0 | 0
PS | 0 | 0 | 0 | 0 | 0 | 0
PV | 0 | 0 | 0 | 0 | 0 | 0
PeakG | 0.19 | 1.11 | 1.19 | 1.19 | 3.5 | 3.38
PeakO | 0 | 0 | 0 | 0 | 0 | 0
ST | 0 | 0 | 0 | 0 | 0 | 0
STOG | 0.65 | 1.31 | 0 | 0 | 0 | 0
STWD | 0 | 0 | 0 | 0 | 0 | 0
WT | 0 | 0 | 0 | 0 | 0 | 0
IGCC | 40.45 | 40.45 | 40.45 | 40.45 | 40.45 | 40.45
DemandResponse | 0 | 0 | 0 | 0 | 0 | 0
IGCC-CCS | 0 | 0 | 0 | 0 | 0 | 0
WT_off | 0 | 0 | 0 | 0 | 0 | 0
PseudoUnit | 0 | 0 | 0 | 0 | 0 | 0
FixedInterchange | 0 | 0 | 0 | 0 | 0 | 0
Total Fuel Consumption by Reporting Type: MISO_MI
ReportingType | 2015 | 2020 | 2025 | 2030 | 2035 | 2040
BM | 0 | 0 | 0 | 0 | 0 | 0
CC | 89.72 | 108.15 | 55.71 | 48.05 | 67.31 | 59.14
CSP | 0 | 0 | 0 | 0 | 0 | 0
CT | 0 | 0 | 0 | 0 | 0 | 0
Coal | 443.38 | 386.82 | 386.82 | 386.82 | 386.82 | 386.82
Geo | 0 | 0 | 0 | 0 | 0 | 0
H | 0 | 0 | 0 | 0 | 0 | 0
LFG | 0 | 0 | 17.24 | 17.24 | 17.24 | 17.24
Nuc | 174.19 | 174.19 | 174.19 | 174.19 | 102.45 | 102.45
PS | 0 | 0 | 0 | 0 | 0 | 0
PV | 0 | 0 | 0 | 0 | 0 | 0
PeakG | 0.35 | 1.28 | 1.38 | 1.38 | 4.03 | 3.89
PeakO | 0 | 0 | 0 | 0 | 0 | 0
ST | 0 | 0 | 0 | 0 | 0 | 0
STOG | 4.71 | 8 | 0 | 0 | 0 | 0
STWD | 0.95 | 6 | 1.18 | 0.95 | 1.12 | 2.06
WT | 0.01 | 0.01 | 0.01 | 0.01 | 0.01 | 0.01
IGCC | 0 | 0 | 0 | 0 | 0 | 0
DemandResponse | 0 | 0 | 0 | 0 | 0 | 0
IGCC-CCS | 0 | 0 | 0 | 0 | 0 | 0
WT_off | 0 | 0 | 0 | 0 | 0 | 0
PseudoUnit | 0 | 0 | 0 | 0 | 0 | 0
FixedInterchange | 0 | 0 | 0 | 0 | 0 | 0
Total Fuel Consumption by Reporting Type: MISO_MO-IL
ReportingType | 2015 | 2020 | 2025 | 2030 | 2035 | 2040
BM | 0 | 0 | 0 | 0 | 0 | 0
CC | 17.81 | 25.9 | 17.81 | 11.16 | 23.48 | 10.17
CSP | 0 | 0 | 0 | 0 | 0 | 0
CT | 0 | 0 | 0 | 0 | 0 | 0
Coal | 919.13 | 697.99 | 729.05 | 734.82 | 758.93 | 758.93
Geo | 0 | 0 | 0 | 0 | 0 | 0
H | 0 | 0 | 0 | 0 | 0 | 0
LFG | 0 | 0 | 24.03 | 24.03 | 24.03 | 24.03
Nuc | 178.81 | 178.81 | 178.81 | 178.81 | 178.81 | 178.81
PS | 0 | 0 | 0 | 0 | 0 | 0
PV | 0 | 0 | 0 | 0 | 0 | 0
PeakG | 1.58 | 6.56 | 9.61 | 5.09 | 9.7 | 6.61
PeakO | 0 | 0 | 0 | 0 | 0 | 0
ST | 0 | 0 | 0 | 0 | 0 | 0
STOG | 1.34 | 2.62 | 0 | 0 | 0 | 0
STWD | 0 | 0 | 0 | 0 | 0 | 0
WT | 0 | 0 | 0 | 0 | 0 | 0
IGCC | 0 | 0 | 0 | 0 | 0 | 0
DemandResponse | 0 | 0 | 0 | 0 | 0 | 0
IGCC-CCS | 0 | 0 | 0 | 0 | 0 | 0
WT_off | 0 | 0 | 0 | 0 | 0 | 0
PseudoUnit | 0 | 0 | 0 | 0 | 0 | 0
FixedInterchange | 0 | 0 | 0 | 0 | 0 | 0
Total Fuel Consumption by Reporting Type: MISO_W
ReportingType | 2015 | 2020 | 2025 | 2030 | 2035 | 2040
BM | 0 | 0 | 0 | 0 | 0 | 0
CC | 63.6 | 65.91 | 38.91 | 29.44 | 35.73 | 23.96
CSP | 0 | 0 | 0 | 0 | 0 | 0
CT | 0 | 0 | 0 | 0 | 0 | 0
Coal | 873.42 | 819.17 | 819.17 | 825.41 | 842.03 | 1149.5
Geo | 0 | 0 | 0 | 0 | 0 | 0
H | 0 | 0 | 0 | 0 | 0 | 0
LFG | 0 | 0 | 7.71 | 7.71 | 7.71 | 7.71
Nuc | 190.11 | 190.11 | 190.11 | 190.11 | 0.01 | 0.01
PS | 0 | 0 | 0 | 0 | 0 | 0
PV | 0 | 0 | 0 | 0 | 0 | 0
PeakG | 3.2 | 4.35 | 3.51 | 3.51 | 4.8 | 2.23
PeakO | 0 | 0.02 | 0 | 0 | 0 | 0
ST | 0 | 0 | 0 | 0 | 0 | 0
STOG | 0 | 0 | 0 | 0 | 0 | 0
STWD | 0 | 3.18 | 0 | 0 | 0 | 0
WT | 0.03 | 0.03 | 0.04 | 0.04 | 0.04 | 0.04
IGCC | 0 | 0 | 0 | 0 | 0 | 0
DemandResponse | 0 | 0 | 0 | 0 | 0 | 0
IGCC-CCS | 0 | 0 | 0 | 0 | 0 | 0
WT_off | 0 | 0 | 0 | 0 | 0 | 0
PseudoUnit | 0 | 0 | 0 | 0 | 0 | 0
FixedInterchange | 0 | 0 | 0 | 0 | 0 | 0
Total Fuel Consumption by Reporting Type: MISO_WUMS
ReportingType | 2015 | 2020 | 2025 | 2030 | 2035 | 2040
BM | 0 | 0 | 0 | 0 | 0 | 0
CC | 101.1 | 111.03 | 73.72 | 55.87 | 98.1 | 78.42
CSP | 0 | 0 | 0 | 0 | 0 | 0
CT | 0 | 0 | 0 | 0 | 0 | 0
Coal | 244.45 | 281.25 | 301.47 | 309.89 | 347.65 | 347.65
Geo | 0 | 0 | 0 | 0 | 0 | 0
H | 0 | 0 | 0 | 0 | 0 | 0
LFG | 0 | 0 | 24.03 | 24.03 | 24.03 | 24.03
Nuc | 150.68 | 150.68 | 150.68 | 150.68 | 0.01 | 0.01
PS | 0 | 0 | 0 | 0 | 0 | 0
PV | 0 | 0 | 0 | 0 | 0 | 0
PeakG | 0.9 | 1.17 | 1.27 | 2.36 | 3.68 | 3.06
PeakO | 0 | 0.01 | 0 | 0 | 0 | 0
ST | 0 | 0 | 0 | 0 | 0 | 0
STOG | 0 | 0 | 0 | 0 | 0 | 0
STWD | 0 | 0.56 | 0 | 0 | 0 | 0
WT | 0 | 0 | 0 | 0 | 0 | 0
IGCC | 0 | 0 | 0 | 0 | 0 | 0
DemandResponse | 0 | 0 | 0 | 0 | 0 | 0
IGCC-CCS | 0 | 0 | 0 | 0 | 0 | 0
WT_off | 0 | 0 | 0 | 0 | 0 | 0
PseudoUnit | 0 | 0 | 0 | 0 | 0 | 0
FixedInterchange | 0 | 0 | 0 | 0 | 0 | 0
Total Fuel Consumption by Reporting Type: Nebraska
ReportingType | 2015 | 2020 | 2025 | 2030 | 2035 | 2040
BM | 0 | 0 | 0 | 0 | 0 | 0
CC | 1.98 | 3.56 | 1.98 | 1.19 | 2.5 | 1.96
CSP | 0 | 0 | 0 | 0 | 0 | 0
CT | 0 | 0 | 0 | 0 | 0 | 0
Coal | 332.69 | 332.38 | 330.49 | 329.78 | 332.38 | 332.38
Geo | 0 | 0 | 0 | 0 | 0 | 0
H | 0 | 0 | 0 | 0 | 0 | 0
LFG | 0 | 0 | 0 | 7.71 | 7.71 | 7.71
Nuc | 104.28 | 104.28 | 104.28 | 104.28 | 0.02 | 0.02
PS | 0 | 0 | 0 | 0 | 0 | 0
PV | 0 | 0 | 0 | 0 | 0 | 0
PeakG | 0.76 | 1.24 | 0.71 | 0.55 | 2.03 | 1.27
PeakO | 0 | 0 | 0 | 0 | 0 | 0
ST | 0 | 0 | 0 | 0 | 0 | 0
STOG | 0 | 0 | 0 | 0 | 0 | 0
STWD | 0 | 0 | 0 | 0 | 0 | 0
WT | 0 | 0 | 0 | 0 | 0 | 0
IGCC | 0 | 0 | 0 | 0 | 0 | 0
DemandResponse | 0 | 0 | 0 | 0 | 0 | 0
IGCC-CCS | 0 | 0 | 0 | 0 | 0 | 0
WT_off | 0 | 0 | 0 | 0 | 0 | 0
PseudoUnit | 0 | 0 | 0 | 0 | 0 | 0
FixedInterchange | 0 | 0 | 0 | 0 | 0 | 0
Total Fuel Consumption by Reporting Type: NEISO
ReportingType | 2015 | 2020 | 2025 | 2030 | 2035 | 2040
BM | 24.48 | 14.01 | 0.41 | 0.38 | 15.09 | 7.09
CC | 244.58 | 161.44 | 121.99 | 116.42 | 211.13 | 243.84
CSP | 0 | 0 | 0 | 0 | 0 | 0
CT | 0.03 | 0.12 | 0.12 | 0.11 | 0 | 0
Coal | 0.36 | 0 | 0 | 0 | 0 | 0
Geo | 0 | 0 | 0 | 0 | 0 | 0
H | 0 | 0 | 0 | 0 | 0 | 0
LFG | 5.3 | 5.3 | 12.81 | 12.81 | 12.81 | 12.81
Nuc | 365.51 | 365.51 | 365.51 | 365.51 | 264.08 | 195.08
PS | 0 | 0 | 0 | 0 | 0 | 0
PV | 0 | 0 | 0 | 0 | 0 | 0
PeakG | 0.33 | 0.4 | 0.31 | 0 | 0 | 0
PeakO | 0 | 0 | 0 | 0 | 0 | 0
ST | 0 | 0 | 0 | 0 | 0 | 0
STOG | 0 | 0 | 0 | 0 | 0 | 0
STWD | 33.8 | 5.22 | 0 | 0 | 0 | 0
WT | 0 | 0.01 | 0.01 | 0.01 | 0.01 | 0.01
IGCC | 0 | 0 | 0 | 0 | 0 | 0
DemandResponse | 0 | 0 | 0 | 0 | 0 | 0.43
IGCC-CCS | 0 | 0 | 0 | 0 | 0 | 0
WT_off | 0 | 0 | 0 | 0 | 0 | 0
PseudoUnit | 0 | 0 | 0 | 0 | 0 | 0
FixedInterchange | 0 | 0 | 0 | 0 | 0 | 0
Total Fuel Consumption by Reporting Type: NonRTO_Midwest
ReportingType | 2015 | 2020 | 2025 | 2030 | 2035 | 2040
BM | 0 | 0 | 0 | 0 | 0 | 0
CC | 0 | 0 | 0 | 0 | 0 | 0
CSP | 0 | 0 | 0 | 0 | 0 | 0
CT | 0 | 0 | 0 | 0 | 0 | 0
Coal | 579.77 | 568.86 | 564.83 | 570.11 | 588.82 | 588.82
Geo | 0 | 0 | 0 | 0 | 0 | 0
H | 0 | 0 | 0 | 0 | 0 | 0
LFG | 0 | 0 | 0 | 17.24 | 17.24 | 17.24
Nuc | 0 | 0 | 0 | 0 | 0 | 0
PS | 0 | 0 | 0 | 0 | 0 | 0
PV | 0 | 0 | 0 | 0 | 0 | 0
PeakG | 1.91 | 10.76 | 4.41 | 3.7 | 4.36 | 2.26
PeakO | 0 | 0 | 0 | 0 | 0 | 0
ST | 0 | 0 | 0 | 0 | 0 | 0
STOG | 0 | 0 | 0 | 0 | 0 | 0
STWD | 0 | 0 | 0 | 0 | 0 | 0
WT | 0 | 0 | 0 | 0 | 0 | 0
IGCC | 0 | 0 | 0 | 0 | 0 | 0
DemandResponse | 0 | 0 | 0.39 | 0 | 2.72 | 1.89
IGCC-CCS | 0 | 0 | 0 | 0 | 0 | 0
WT_off | 0 | 0 | 0 | 0 | 0 | 0
PseudoUnit | 0 | 0 | 0 | 0 | 0 | 0
FixedInterchange | 0 | 0 | 0 | 0 | 0 | 0
Total Fuel Consumption by Reporting Type: NYISO_A-F
ReportingType | 2015 | 2020 | 2025 | 2030 | 2035 | 2040
BM | 0 | 0 | 0 | 0 | 0 | 0
CC | 39.12 | 41.23 | 36.1 | 36.19 | 82.19 | 122.05
CSP | 0 | 0 | 0 | 0 | 0 | 0
CT | 0 | 0 | 0 | 0 | 0 | 0
Coal | 0 | 0 | 0 | 0 | 0 | 0
Geo | 0 | 0 | 0 | 0 | 0 | 0
H | 0 | 0 | 0 | 0 | 0 | 0
LFG | 0.69 | 0.69 | 0.69 | 8 | 8 | 8
Nuc | 270.5 | 270.5 | 270.5 | 220.56 | 173.9 | 105.39
PS | 0 | 0 | 0 | 0 | 0 | 0
PV | 0 | 0 | 0 | 0 | 0 | 0
PeakG | 0 | 0.04 | 0.07 | 0.07 | 0.07 | 0.22
PeakO | 0 | 0 | 0 | 0 | 0 | 0
ST | 0 | 0 | 0 | 0 | 0 | 0
STOG | 0 | 0 | 0 | 0 | 0 | 0
STWD | 0 | 0 | 0 | 0 | 0 | 0
WT | 0.01 | 0.01 | 0.01 | 0.01 | 0.01 | 0.01
IGCC | 0 | 0 | 0 | 0 | 0 | 0
DemandResponse | 0 | 0 | 0 | 0 | 0 | 0
IGCC-CCS | 0 | 0 | 0 | 0 | 0 | 0
WT_off | 0 | 0 | 0 | 0 | 0 | 0
PseudoUnit | 0 | 0 | 0 | 0 | 0 | 0
FixedInterchange | 0 | 0 | 0 | 0 | 0 | 0
Total Fuel Consumption by Reporting Type: NYISO_G-I
ReportingType | 2015 | 2020 | 2025 | 2030 | 2035 | 2040
BM | 0 | 0 | 0 | 0 | 0 | 0
CC | 40.57 | 43.13 | 36.35 | 38.54 | 89.89 | 157.53
CSP | 0 | 0 | 0 | 0 | 0 | 0
CT | 0 | 0 | 0 | 0 | 0 | 0
Coal | 18.06 | 0 | 0 | 0 | 0 | 0
Geo | 0 | 0 | 0 | 0 | 0 | 0
H | 0 | 0 | 0 | 0 | 0 | 0
LFG | 0 | 0 | 0 | 8 | 8 | 8
Nuc | 162.83 | 162.83 | 162.83 | 162.83 | 81.65 | 0.03
PS | 0 | 0 | 0 | 0 | 0 | 0
PV | 0 | 0 | 0 | 0 | 0 | 0
PeakG | 0 | 0.04 | 0.04 | 0.04 | 0.04 | 0.04
PeakO | 0 | 0 | 0 | 0 | 0 | 0
ST | 0 | 0 | 0 | 0 | 0 | 0
STOG | 0 | 0 | 0 | 0 | 0 | 0
STWD | 0 | 0 | 0 | 0 | 0 | 0
WT | 0 | 0 | 0 | 0 | 0 | 0
IGCC | 0 | 0 | 0 | 0 | 0 | 0
DemandResponse | 0 | 0 | 0 | 0 | 0 | 0
IGCC-CCS | 0 | 0 | 0 | 0 | 0 | 0
WT_off | 0 | 0 | 0 | 0 | 0 | 0
PseudoUnit | 0 | 0 | 0 | 0 | 0 | 0
FixedInterchange | 0 | 0 | 0 | 0 | 0 | 0
Total Fuel Consumption by Reporting Type: NYISO_J-K
ReportingType | 2015 | 2020 | 2025 | 2030 | 2035 | 2040
BM | 0 | 0 | 0 | 0 | 0 | 0
CC | 147.75 | 177.73 | 171.41 | 165.45 | 184.54 | 229.68
CSP | 0 | 0 | 0 | 0 | 0 | 0
CT | 0 | 0 | 0 | 0 | 0 | 0
Coal | 0 | 0 | 0 | 0 | 0 | 0
Geo | 0 | 0 | 0 | 0 | 0 | 0
H | 0 | 0 | 0 | 0 | 0 | 0
LFG | 0 | 0 | 0 | 8 | 8 | 8
Nuc | 0 | 0 | 0 | 0 | 0 | 0
PS | 0 | 0 | 0 | 0 | 0 | 0
PV | 0 | 0 | 0 | 0 | 0 | 0
PeakG | 0.93 | 3.85 | 3.83 | 3.62 | 6.58 | 7.21
PeakO | 0 | 0.16 | 0.42 | 0.42 | 0.42 | 0.42
ST | 0 | 0 | 0 | 0 | 0 | 0
STOG | 6.36 | 9.16 | 8.92 | 6.35 | 9.78 | 10.09
STWD | 0 | 0 | 0 | 0 | 0 | 0
WT | 0 | 0 | 0 | 0 | 0 | 0
IGCC | 0 | 0 | 0 | 0 | 0 | 0
DemandResponse | 0 | 0 | 0.26 | 0 | 0.74 | 0.68
IGCC-CCS | 0 | 0 | 0 | 0 | 0 | 0
WT_off | 0 | 0 | 0 | 0 | 0 | 0
PseudoUnit | 0 | 0 | 0 | 0 | 0 | 0
FixedInterchange | 0 | 0 | 0 | 0 | 0 | 0
Total Fuel Consumption by Reporting Type: PJM_E
ReportingType | 2015 | 2020 | 2025 | 2030 | 2035 | 2040
BM | 0 | 2.91 | 2.91 | 2.91 | 2.91 | 2.91
CC | 129.96 | 246.48 | 231.95 | 209.39 | 406.69 | 531.85
CSP | 0 | 0 | 0 | 0 | 0 | 0
CT | 0 | 0.01 | 0.01 | 0 | 0 | 0
Coal | 2.24 | 1.42 | 1.61 | 1.61 | 1.91 | 1.91
Geo | 0 | 0 | 0 | 0 | 0 | 0
H | 0 | 0 | 0 | 0 | 0 | 0
LFG | 0.98 | 14.53 | 15.28 | 15.28 | 15.28 | 15.28
Nuc | 702.72 | 651.97 | 651.97 | 651.97 | 468.33 | 371.38
PS | 0 | 0 | 0 | 0 | 0 | 0
PV | 0 | 0 | 0 | 0 | 0 | 0
PeakG | 0.78 | 0.87 | 4.07 | 4.79 | 10.6 | 11.02
PeakO | 0 | 0 | 0 | 0 | 0 | 0
ST | 0 | 0 | 0 | 0 | 0 | 0
STOG | 0 | 0 | 0 | 0 | 0 | 0
STWD | 0 | 0 | 0 | 0 | 0 | 0
WT | 0 | 0 | 0 | 0 | 0 | 0
IGCC | 0 | 0 | 0 | 0 | 0 | 0
DemandResponse | 0 | 0 | 0 | 0 | 8.43 | 14.62
IGCC-CCS | 0 | 0 | 0 | 0 | 0 | 0
WT_off | 0 | 0 | 0 | 0 | 0 | 0
PseudoUnit | 0 | 0 | 0 | 0 | 0 | 0
FixedInterchange | 0 | 0 | 0 | 0 | 0 | 0
Total Fuel Consumption by Reporting Type: PJM_ROM
ReportingType | 2015 | 2020 | 2025 | 2030 | 2035 | 2040
BM | 0 | 1.75 | 1.75 | 1.75 | 1.75 | 1.75
CC | 74.86 | 133.31 | 126.1 | 118.71 | 201.05 | 269.97
CSP | 0 | 0 | 0 | 0 | 0 | 0
CT | 0 | 0.01 | 0.02 | 0.02 | 0 | 0
Coal | 481.84 | 547.15 | 573.21 | 602.44 | 608.33 | 608.33
Geo | 0 | 0 | 0 | 0 | 0 | 0
H | 0 | 0 | 0 | 0 | 0 | 0
LFG | 2.04 | 30.56 | 30.56 | 30.56 | 30.56 | 30.56
Nuc | 420.79 | 420.79 | 420.79 | 420.79 | 276.07 | 200.95
PS | 0 | 0 | 0 | 0 | 0 | 0
PV | 0 | 0 | 0 | 0 | 0 | 0
PeakG | 0.13 | 0.55 | 0.55 | 0.55 | 6.5 | 6.5
PeakO | 0 | 0 | 0 | 0 | 0 | 0
ST | 0 | 0 | 0 | 0 | 0 | 0
STOG | 0 | 0 | 0 | 0 | 0 | 0
STWD | 0 | 5.38 | 5.38 | 5.38 | 5.38 | 5.38
WT | 0 | 0 | 0 | 0 | 0.01 | 0.01
IGCC | 0 | 0 | 0 | 0 | 0 | 0
DemandResponse | 0 | 0 | 0 | 0 | 0.48 | 3.45
IGCC-CCS | 0 | 0 | 0 | 0 | 0 | 0
WT_off | 0 | 0 | 0 | 0 | 0 | 0
PseudoUnit | 0 | 0 | 0 | 0 | 0 | 0
FixedInterchange | 0 | 0 | 0 | 0 | 0 | 0
Total Fuel Consumption by Reporting Type: PJM_ROR
ReportingType | 2015 | 2020 | 2025 | 2030 | 2035 | 2040
BM | 0 | 2.1 | 2.56 | 5.12 | 19.4 | 12.81
CC | 416.19 | 465.81 | 321.48 | 310.64 | 413.42 | 441.58
CSP | 0 | 0 | 0 | 0 | 0 | 0
CT | 0.06 | 0.12 | 0.06 | 0.06 | 0 | 0
Coal | 3489.02 | 2622.66 | 2629.74 | 2638.12 | 2656.54 | 2661.02
Geo | 0 | 0 | 0 | 0 | 0 | 0
H | 0 | 0 | 0 | 0 | 0 | 0
LFG | 6.18 | 6.18 | 61.46 | 61.46 | 61.46 | 61.46
Nuc | 1644.81 | 1644.81 | 1644.81 | 1573.64 | 1222.73 | 821.9
PS | 0 | 0 | 0 | 0 | 0 | 0
PV | 0 | 0 | 0 | 0 | 0 | 0
PeakG | 16.89 | 24.34 | 15.23 | 9.68 | 15.33 | 17.83
PeakO | 0 | 0 | 0 | 0 | 0 | 0
ST | 0 | 0 | 0 | 0 | 0 | 0
STOG | 0 | 0 | 0 | 0 | 0 | 0
STWD | 0 | 7.12 | 9.79 | 13.33 | 15.91 | 15.91
WT | 0.03 | 0.03 | 0.03 | 0.03 | 0.03 | 0.03
IGCC | 0 | 0 | 0 | 0 | 0 | 0
DemandResponse | 0 | 0 | 0 | 0 | 1.16 | 5.59
IGCC-CCS | 0 | 0 | 0 | 0 | 0 | 0
WT_off | 0 | 0 | 0 | 0 | 0 | 0
PseudoUnit | 0 | 0 | 0 | 0 | 0 | 0
FixedInterchange | 0 | 0 | 0 | 0 | 0 | 0
Total Fuel Consumption by Reporting Type: SOCO
ReportingType | 2015 | 2020 | 2025 | 2030 | 2035 | 2040
BM | 0 | 0.07 | 0.29 | 0.29 | 0.5 | 0.5
CC | 693.51 | 729.71 | 589.32 | 596.9 | 597.55 | 328.18
CSP | 0 | 0 | 0 | 0 | 0 | 0
CT | 0 | 0 | 0 | 0 | 0 | 0
Coal | 1046.48 | 919.5 | 1086.96 | 1086.96 | 1086.96 | 1736.35
Geo | 0 | 0 | 0 | 0 | 0 | 0
H | 0 | 0 | 0 | 0 | 0 | 0
LFG | 0 | 0 | 11.56 | 11.56 | 11.56 | 11.56
Nuc | 494.38 | 673.18 | 673.18 | 673.18 | 673.18 | 449.31
PS | 0 | 0 | 0 | 0 | 0 | 0
PV | 0 | 0 | 0 | 0 | 0 | 0
PeakG | 2.12 | 10.16 | 6.91 | 5.27 | 5.8 | 5.22
PeakO | 0 | 0 | 0 | 0 | 0 | 0
ST | 0 | 0 | 0 | 0 | 0 | 0
STOG | 0 | 0 | 0 | 0 | 0 | 0
STWD | 0 | 0 | 0 | 0 | 0 | 0
WT | 0 | 0 | 0 | 0 | 0 | 0
IGCC | 0 | 0 | 0 | 0 | 0 | 0
DemandResponse | 0 | 0 | 1.59 | 4.61 | 3.14 | 0
IGCC-CCS | 0 | 0 | 0 | 0 | 0 | 0
WT_off | 0 | 0 | 0 | 0 | 0 | 0
PseudoUnit | 0 | 0 | 0 | 0 | 0 | 0
FixedInterchange | 0 | 0 | 0 | 0 | 0 | 0
Total Fuel Consumption by Reporting Type: SPP_N
ReportingType | 2015 | 2020 | 2025 | 2030 | 2035 | 2040
BM | 0 | 0 | 0 | 0 | 0 | 0
CC | 45.99 | 28.52 | 17.35 | 14.71 | 10.39 | 7.35
CSP | 0 | 0 | 0 | 0 | 0 | 0
CT | 0 | 0 | 0 | 0 | 0 | 0
Coal | 647.03 | 586.03 | 586.03 | 586.03 | 586.03 | 586.03
Geo | 0 | 0 | 0 | 0 | 0 | 0
H | 0 | 0 | 0 | 0 | 0 | 0
LFG | 0 | 0 | 10.22 | 10.22 | 10.22 | 10.22
Nuc | 93.19 | 93.19 | 93.19 | 93.19 | 93.19 | 93.19
PS | 0 | 0 | 0 | 0 | 0 | 0
PV | 0 | 0 | 0 | 0 | 0 | 0
PeakG | 1.52 | 8.47 | 6.36 | 6.83 | 4.14 | 4.24
PeakO | 0 | 0 | 0 | 0 | 0 | 0
ST | 0 | 0 | 0 | 0 | 0 | 0
STOG | 2.28 | 0 | 0 | 0 | 0 | 0
STWD | 0 | 0 | 0 | 0 | 0 | 0
WT | 0 | 0 | 0 | 0 | 0.02 | 0.02
IGCC | 0 | 0 | 0 | 0 | 0 | 0
DemandResponse | 0 | 0 | 0 | 0 | 0 | 0
IGCC-CCS | 0 | 0 | 0 | 0 | 0 | 0
WT_off | 0 | 0 | 0 | 0 | 0 | 0
PseudoUnit | 0 | 0 | 0 | 0 | 0 | 0
FixedInterchange | 0 | 0 | 0 | 0 | 0 | 0
Total Fuel Consumption by Reporting Type: SPP_S
ReportingType | 2015 | 2020 | 2025 | 2030 | 2035 | 2040
BM | 0 | 0 | 0 | 0 | 0 | 0
CC | 180.88 | 339.05 | 245.64 | 224.32 | 97.69 | 82.06
CSP | 0 | 0 | 0 | 0 | 0 | 0
CT | 0 | 2.4 | 2.95 | 1.51 | 0.64 | 0
Coal | 980.08 | 795.92 | 861.08 | 866.86 | 866.86 | 866.86
Geo | 0 | 0 | 0 | 0 | 0 | 0
H | 0 | 0 | 0 | 0 | 0 | 0
LFG | 0 | 0 | 0 | 10.22 | 10.22 | 10.22
Nuc | 0 | 0 | 0 | 0 | 0 | 0
PS | 0 | 0 | 0 | 0 | 0 | 0
PV | 0 | 0 | 0 | 0 | 0 | 0
PeakG | 0 | 4.51 | 10.94 | 3.46 | 1.47 | 1.47
PeakO | 0 | 0.01 | 0 | 0 | 0 | 0
ST | 0 | 0 | 0 | 0 | 0 | 0
STOG | 10.51 | 13.67 | 0 | 0 | 0 | 0
STWD | 0 | 0.01 | 0 | 0 | 0 | 0
WT | 0.01 | 0.02 | 0.02 | 0.02 | 0.04 | 0.04
IGCC | 0 | 0 | 0 | 0 | 0 | 0
DemandResponse | 0 | 0 | 0 | 0 | 0 | 0
IGCC-CCS | 0 | 0 | 0 | 0 | 0 | 0
WT_off | 0 | 0 | 0 | 0 | 0 | 0
PseudoUnit | 0 | 0 | 0 | 0 | 0 | 0
FixedInterchange | 0 | 0 | 0 | 0 | 0 | 0
Total Fuel Consumption by Reporting Type: TVA
ReportingType | 2015 | 2020 | 2025 | 2030 | 2035 | 2040
BM | 0 | 0 | 0 | 0 | 0 | 0
CC | 144.81 | 173.85 | 127.67 | 113.15 | 200.64 | 156.61
CSP | 0 | 0 | 0 | 0 | 0 | 0
CT | 0 | 0 | 0 | 0 | 0 | 0
Coal | 748.41 | 630.53 | 630.53 | 630.53 | 630.53 | 777.28
Geo | 0 | 0 | 0 | 0 | 0 | 0
H | 0 | 0 | 0 | 0 | 0 | 0
LFG | 0 | 0 | 7.09 | 11.56 | 11.56 | 11.56
Nuc | 676.63 | 676.63 | 676.63 | 676.63 | 474.42 | 371.5
PS | 0 | 0 | 0 | 0 | 0 | 0
PV | 0 | 0 | 0 | 0 | 0 | 0
PeakG | 0 | 0.52 | 0 | 0 | 0 | 0
PeakO | 0 | 0 | 0 | 0 | 0 | 0
ST | 0 | 0 | 0 | 0 | 0 | 0
STOG | 0 | 0 | 0 | 0 | 0 | 0
STWD | 0 | 0 | 0 | 0 | 0 | 0
WT | 0 | 0 | 0 | 0 | 0 | 0
IGCC | 0 | 0 | 0 | 0 | 0 | 0
DemandResponse | 0 | 0 | 4.28 | 3.41 | 17.04 | 11.47
IGCC-CCS | 0 | 0 | 0 | 0 | 0 | 0
WT_off | 0 | 0 | 0 | 0 | 0 | 0
PseudoUnit | 0 | 0 | 0 | 0 | 0 | 0
FixedInterchange | 0 | 0 | 0 | 0 | 0 | 0
Total Fuel Consumption by Reporting Type: TVA_Transmission
ReportingType | 2015 | 2020 | 2025 | 2030 | 2035 | 2040
BM | 0 | 0 | 0 | 0 | 0 | 0
CC | 0 | 0 | 0 | 0 | 0 | 0
CSP | 0 | 0 | 0 | 0 | 0 | 0
CT | 0 | 0 | 0 | 0 | 0 | 0
Coal | 0 | 0 | 0 | 0 | 0 | 0
Geo | 0 | 0 | 0 | 0 | 0 | 0
H | 0 | 0 | 0 | 0 | 0 | 0
LFG | 0 | 0 | 0 | 0 | 0 | 0
Nuc | 0 | 0 | 0 | 0 | 0 | 0
PS | 0 | 0 | 0 | 0 | 0 | 0
PV | 0 | 0 | 0 | 0 | 0 | 0
PeakG | 0 | 0 | 0 | 0 | 0 | 0
PeakO | 0 | 0 | 0 | 0 | 0 | 0
ST | 0 | 0 | 0 | 0 | 0 | 0
STOG | 0 | 0 | 0 | 0 | 0 | 0
STWD | 0 | 0 | 0 | 0 | 0 | 0
WT | 0 | 0 | 0 | 0 | 0 | 0
IGCC | 0 | 0 | 0 | 0 | 0 | 0
DemandResponse | 0 | 0 | 0 | 0 | 0 | 0
IGCC-CCS | 0 | 0 | 0 | 0 | 0 | 0
WT_off | 0 | 0 | 0 | 0 | 0 | 0
PseudoUnit | 0 | 0 | 0 | 0 | 0 | 0
FixedInterchange | 0 | 0 | 0 | 0 | 0 | 0
Total Fuel Consumption by Reporting Type: VACAR
ReportingType | 2015 | 2020 | 2025 | 2030 | 2035 | 2040
BM | 0.09 | 15.26 | 45.22 | 49.18 | 49.18 | 51.32
CC | 222.88 | 205.95 | 139.21 | 128.97 | 210.34 | 272.83
CSP | 0 | 0 | 0 | 0 | 0 | 0
CT | 0.8 | 2.97 | 1.52 | 1.52 | 0 | 0
Coal | 856.95 | 713.85 | 808.82 | 856.69 | 912.19 | 927.26
Geo | 0 | 0 | 0 | 0 | 0 | 0
H | 0 | 0 | 0 | 0 | 0 | 0
LFG | 0.04 | 11.56 | 11.56 | 11.56 | 11.56 | 11.56
Nuc | 910.72 | 1100.09 | 1100.09 | 1100.09 | 841.29 | 693.25
PS | 0 | 0 | 0 | 0 | 0 | 0
PV | 0 | 0 | 0 | 0 | 0 | 0
PeakG | 1.66 | 9.18 | 6.79 | 6.6 | 21.7 | 24.6
PeakO | 0 | 0 | 0 | 0 | 0 | 0
ST | 0 | 0 | 0 | 0 | 0 | 0
STOG | 0 | 0 | 0 | 0 | 0 | 0
STWD | 24.47 | 24.47 | 24.47 | 21.19 | 24.47 | 24.47
WT | 0 | 0.01 | 0.01 | 0.01 | 0.01 | 0.01
IGCC | 0 | 0 | 0 | 0 | 0 | 0
DemandResponse | 0 | 0 | 0.89 | 3.23 | 24.03 | 27.47
IGCC-CCS | 0 | 0 | 0 | 0 | 0 | 0
WT_off | 0 | 0 | 0 | 0 | 0 | 0
PseudoUnit | 0 | 0 | 0 | 0 | 0 | 0
FixedInterchange | 0 | 0 | 0 | 0 | 0 | 0
Total Fuel Consumption by Reporting Type: IESO
ReportingType | 2015 | 2020 | 2025 | 2030 | 2035 | 2040
BM | 0 | 0.04 | 0.12 | 0.09 | 0.14 | 0.38
CC | 2.34 | 1.76 | 1.39 | 1.28 | 30.08 | 38.45
CSP | 0 | 0 | 0 | 0 | 0 | 0
CT | 0 | 0.04 | 0.13 | 0.13 | 0 | 0
Coal | 0 | 0 | 0 | 0 | 0 | 0
Geo | 0 | 0 | 0 | 0 | 0 | 0
H | 0 | 0 | 0 | 0 | 0 | 0
LFG | 1.56 | 1.56 | 1.56 | 1.56 | 1.56 | 1.61
Nuc | 1064.72 | 1064.72 | 1064.72 | 1064.72 | 980.48 | 854.53
PS | 0 | 0 | 0 | 0 | 0 | 0
PV | 0 | 0 | 0 | 0 | 0 | 0
PeakG | 0 | 0 | 0 | 0 | 0 | 0
PeakO | 0 | 0 | 0 | 0 | 0 | 0
ST | 0 | 0 | 0 | 0 | 0 | 0
STOG | 0 | 0 | 0 | 0 | 0 | 0
STWD | 0 | 0 | 0 | 0 | 0 | 0
WT | 0.01 | 0.01 | 0.01 | 0.01 | 0 | 0
IGCC | 0 | 0 | 0 | 0 | 0 | 0
DemandResponse | 0 | 0 | 0 | 0 | 0 | 0
IGCC-CCS | 0 | 0 | 0 | 0 | 0 | 0
WT_off | 0 | 0 | 0 | 0 | 0 | 0
PseudoUnit | 0 | 0 | 0 | 0 | 0 | 0
FixedInterchange | 0 | 0 | 0 | 0 | 0 | 0
Total Fuel Consumption by Reporting Type: MAPP_CA
ReportingType | 2015 | 2020 | 2025 | 2030 | 2035 | 2040
BM | 0 | 0 | 0 | 0 | 0 | 0
CC | 22.29 | 28.98 | 17.16 | 14.19 | 9.51 | 0
CSP | 0 | 0 | 0 | 0 | 0 | 0
CT | 0 | 0 | 0 | 0 | 0 | 0
Coal | 2.29 | 6.88 | 0.22 | 0 | 0 | 0
Geo | 0 | 0 | 0 | 0 | 0 | 0
H | 0 | 0 | 0 | 0 | 0.01 | 0.02
LFG | 0 | 0 | 0 | 0 | 0 | 0
Nuc | 0 | 0 | 0 | 0 | 0 | 0
PS | 0 | 0 | 0 | 0 | 0 | 0
PV | 0 | 0 | 0 | 0 | 0 | 0
PeakG | 0.01 | 0.14 | 0.22 | 0.22 | 0 | 0
PeakO | 0 | 0 | 0 | 0 | 0 | 0
ST | 0 | 0 | 0 | 0 | 0 | 0
STOG | 0.04 | 0.05 | 0.05 | 0 | 0 | 0
STWD | 0 | 0 | 0 | 0 | 0 | 0
WT | 0 | 0 | 0 | 0 | 0 | 0
IGCC | 0 | 0 | 0 | 0 | 0 | 0
DemandResponse | 0 | 0 | 0 | 0 | 0 | 0
IGCC-CCS | 0 | 0 | 0 | 0 | 0 | 0
WT_off | 0 | 0 | 0 | 0 | 0 | 0
PseudoUnit | 0 | 0 | 0 | 0 | 0 | 0
FixedInterchange | 0 | 0 | 0 | 0 | 0 | 0
Total Fuel Consumption by Reporting Type: AZ_NM_SNV_Coal
ReportingType | 2015 | 2020 | 2025 | 2030 | 2035 | 2040
BM | 0 | 0 | 0 | 0 | 0 | 0
CC | 0 | 0 | 0 | 0 | 0 | 0
CSP | 0 | 0 | 0 | 0 | 0 | 0
CT | 0 | 0 | 0 | 0 | 0 | 0
Coal | 721.16 | 758.56 | 758.56 | 758.56 | 774.95 | 1094.03
Geo | 0 | 0 | 0 | 0 | 0 | 0
H | 0 | 0 | 0 | 0 | 0 | 0
LFG | 0 | 0 | 0 | 0 | 0 | 0
Nuc | 0 | 0 | 0 | 0 | 0 | 0
PS | 0 | 0 | 0 | 0 | 0 | 0
PV | 0 | 0 | 0 | 0 | 0 | 0
PeakG | 0 | 0 | 0 | 0 | 0 | 0
PeakO | 0 | 0 | 0 | 0 | 0 | 0
ST | 0 | 0 | 0 | 0 | 0 | 0
STOG | 0 | 0 | 0 | 0 | 0 | 0
STWD | 0 | 0 | 0 | 0 | 0 | 0
WT | 0 | 0 | 0 | 0 | 0 | 0
IGCC | 0 | 0 | 0 | 0 | 0 | 0
DemandResponse | 0 | 0 | 0 | 0 | 0 | 0
IGCC-CCS | 0 | 0 | 0 | 0 | 0 | 0
WT_off | 0 | 0 | 0 | 0 | 0 | 0
PseudoUnit | 0 | 0 | 0 | 0 | 0 | 0
FixedInterchange | 0 | 0 | 0 | 0 | 0 | 0
Total Fuel Consumption by Reporting Type: AZ_NM_SNV_Gas
ReportingType | 2015 | 2020 | 2025 | 2030 | 2035 | 2040
BM | 0 | 0 | 0 | 0 | 0 | 0
CC | 715.13 | 705.06 | 692.78 | 713.78 | 715.13 | 697.86
CSP | 0 | 0 | 0 | 0 | 0 | 0
CT | 0 | 0.07 | 0.26 | 0.82 | 0 | 0
Coal | 0 | 0 | 0 | 0 | 0 | 0
Geo | 0 | 0 | 0 | 0 | 0 | 0
H | 0 | 0 | 0 | 0 | 0 | 0
LFG | 0 | 0 | 0 | 0 | 0 | 0
Nuc | 0 | 0 | 0 | 0 | 0 | 0
PS | 0 | 0 | 0 | 0 | 0 | 0
PV | 0 | 0 | 0 | 0 | 0 | 0
PeakG | 0 | 0 | 0 | 0 | 0 | 0
PeakO | 0 | 0 | 0 | 0 | 0 | 0
ST | 0 | 0 | 0 | 0 | 0 | 0
STOG | 0 | 0 | 0 | 0 | 0 | 0
STWD | 0 | 0 | 0 | 0 | 0 | 0
WT | 0 | 0 | 0 | 0 | 0 | 0
IGCC | 0 | 0 | 0 | 0 | 0 | 0
DemandResponse | 0 | 0 | 0 | 0 | 0 | 0
IGCC-CCS | 0 | 0 | 0 | 0 | 0 | 0
WT_off | 0 | 0 | 0 | 0 | 0 | 0
PseudoUnit | 0 | 0 | 0 | 0 | 0 | 0
FixedInterchange | 0 | 0 | 0 | 0 | 0 | 0
Total Fuel Consumption by Reporting Type: AZ_NM_SNV_NucRenew
ReportingType | 2015 | 2020 | 2025 | 2030 | 2035 | 2040
BM | 0 | 0 | 0 | 0 | 0 | 0
CC | 0 | 0 | 0 | 0 | 0 | 0
CSP | 0 | 0 | 0 | 0 | 0 | 0
CT | 0 | 0 | 0 | 0 | 0 | 0
Coal | 0 | 0 | 0 | 0 | 0 | 0
Geo | 0 | 0 | 0.01 | 0.01 | 0.01 | 0.01
H | 0 | 0 | 0 | 0 | 0 | 0
LFG | 0 | 6.53 | 6.53 | 6.53 | 6.53 | 6.53
Nuc | 317.72 | 317.72 | 317.72 | 317.72 | 317.72 | 317.72
PS | 0 | 0 | 0 | 0 | 0 | 0
PV | 0 | 0 | 0 | 0 | 0 | 0
PeakG | 0 | 0 | 0 | 0 | 0 | 0
PeakO | 0 | 0 | 0 | 0 | 0 | 0
ST | 0 | 0 | 0 | 0 | 0 | 0
STOG | 0 | 0 | 0 | 0 | 0 | 0
STWD | 1.77 | 1.77 | 0.02 | 1.77 | 1.77 | 1.77
WT | 0 | 0.01 | 0.01 | 0.01 | 0.01 | 0.01
IGCC | 0 | 0 | 0 | 0 | 0 | 0
DemandResponse | 0 | 0 | 0 | 0 | 0 | 0
IGCC-CCS | 0 | 0 | 0 | 0 | 0 | 0
WT_off | 0 | 0 | 0 | 0 | 0 | 0
PseudoUnit | 0 | 0 | 0 | 0 | 0 | 0
FixedInterchange | 0 | 0 | 0 | 0 | 0 | 0
Total Fuel Consumption by Reporting Type: ERCOT
ReportingType | 2015 | 2020 | 2025 | 2030 | 2035 | 2040
BM | 0 | 0.06 | 0.76 | 0.76 | 0.76 | 0.74
CC | 1041.36 | 984.95 | 844.64 | 827.3 | 807.63 | 489.66
CSP | 0 | 0 | 0 | 0 | 0 | 0
CT | 0 | 0.53 | 1.1 | 1.1 | 0 | 0
Coal | 1137.34 | 1311.25 | 1481.07 | 1481.07 | 1481.07 | 1481.07
Geo | 0 | 0 | 0 | 0 | 0 | 0
H | 0 | 0 | 0 | 0 | 0 | 0
LFG | 0 | 0 | 38.09 | 38.09 | 38.09 | 38.09
Nuc | 422.69 | 422.69 | 422.69 | 422.69 | 422.69 | 422.69
PS | 0 | 0 | 0 | 0 | 0 | 0
PV | 0 | 0 | 0 | 0 | 0 | 0
PeakG | 0 | 5.49 | 9.72 | 9.89 | 9.37 | 8.25
PeakO | 0 | 0.02 | 0 | 0 | 0 | 0
ST | 0 | 0 | 0 | 0 | 0 | 0
STOG | 37.79 | 45.07 | 26.59 | 17.7 | 12.9 | 0
STWD | 0 | 0 | 0 | 0 | 0 | 0
WT | 0.03 | 0.03 | 0.03 | 0.03 | 0.03 | 0.07
IGCC | 0 | 0 | 0 | 0 | 0 | 0
DemandResponse | 0 | 1.58 | 9.91 | 10.28 | 10.79 | 9.84
IGCC-CCS | 0 | 0 | 0 | 0 | 0 | 0
WT_off | 0 | 0 | 0 | 0 | 0 | 0
PseudoUnit | 0 | 0 | 0 | 0 | 0 | 0
FixedInterchange | 0 | 0 | 0 | 0 | 0 | 0
Total Fuel Consumption by Reporting Type: NP15
ReportingType | 2015 | 2020 | 2025 | 2030 | 2035 | 2040
BM | 0 | 0 | 0 | 0 | 0 | 0
CC | 250.86 | 56.79 | 35.19 | 47.98 | 54.4 | 27.09
CSP | 0 | 0 | 0 | 0 | 0 | 0
CT | 0 | 0 | 0 | 0 | 0 | 0
Coal | 2.5 | 0 | 0 | 0 | 0 | 0
Geo | 0.01 | 0.01 | 0.01 | 0.01 | 0.01 | 0.01
H | 0 | 0 | 0 | 0 | 0 | 0
LFG | 0 | 60.8 | 60.8 | 60.8 | 60.8 | 60.8
Nuc | 187.74 | 187.74 | 187.74 | 187.74 | 187.74 | 187.74
PS | 0 | 0 | 0 | 0 | 0 | 0
PV | 0 | 0 | 0 | 0 | 0 | 0
PeakG | 0 | 0 | 0 | 0 | 0 | 0
PeakO | 0 | 0 | 0 | 0 | 0 | 0
ST | 0 | 0 | 0 | 0 | 0 | 0
STOG | 0.66 | 0.13 | 0 | 0 | 0 | 0
STWD | 37.44 | 37.44 | 0.17 | 21.6 | 21.88 | 21.88
WT | 0 | 0 | 0 | 0 | 0 | 0
IGCC | 0 | 0 | 0 | 0 | 0 | 0
DemandResponse | 0 | 0 | 0 | 0 | 0 | 0
IGCC-CCS | 0 | 0 | 0 | 0 | 0 | 0
WT_off | 0 | 0 | 0 | 0 | 0 | 0
PseudoUnit | 0 | 0 | 0 | 0 | 0 | 0
FixedInterchange | 0 | 0 | 0 | 0 | 0 | 0
Total Fuel Consumption by Reporting Type: NWPP_Coal
ReportingType | 2015 | 2020 | 2025 | 2030 | 2035 | 2040
BM | 0 | 0 | 0 | 0 | 0 | 0
CC | 0 | 0 | 0 | 0 | 0 | 0
CSP | 0 | 0 | 0 | 0 | 0 | 0
CT | 0 | 0 | 0 | 0 | 0 | 0
Coal | 981.27 | 981.16 | 981.16 | 981.16 | 981.16 | 981.16
Geo | 0 | 0 | 0 | 0 | 0 | 0
H | 0 | 0 | 0 | 0 | 0 | 0
LFG | 0 | 0 | 0 | 0 | 0 | 0
Nuc | 0 | 0 | 0 | 0 | 0 | 0
PS | 0 | 0 | 0 | 0 | 0 | 0
PV | 0 | 0 | 0 | 0 | 0 | 0
PeakG | 0 | 0 | 0 | 0 | 0 | 0
PeakO | 0 | 0 | 0 | 0 | 0 | 0
ST | 0 | 0 | 0 | 0 | 0 | 0
STOG | 0 | 0 | 0 | 0 | 0 | 0
STWD | 0 | 0 | 0 | 0 | 0 | 0
WT | 0 | 0 | 0 | 0 | 0 | 0
IGCC | 0 | 0 | 0 | 0 | 0 | 0
DemandResponse | 0 | 0 | 0 | 0 | 0 | 0
IGCC-CCS | 0 | 0 | 0 | 0 | 0 | 0
WT_off | 0 | 0 | 0 | 0 | 0 | 0
PseudoUnit | 0 | 0 | 0 | 0 | 0 | 0
FixedInterchange | 0 | 0 | 0 | 0 | 0 | 0
Total Fuel Consumption by Reporting Type: NWPP_Gas
ReportingType | 2015 | 2020 | 2025 | 2030 | 2035 | 2040
BM | 0 | 0 | 0 | 0 | 0 | 0
CC | 268.07 | 268.07 | 257.28 | 268.07 | 268.07 | 239.58
CSP | 0 | 0 | 0 | 0 | 0 | 0
CT | 0 | 0 | 0 | 0 | 0 | 0
Coal | 0 | 0 | 0 | 0 | 51.43 | 70.15
Geo | 0 | 0 | 0 | 0 | 0 | 0
H | 0 | 0 | 0 | 0 | 0 | 0
LFG | 0 | 0 | 0 | 0 | 0 | 0
Nuc | 0 | 0 | 0 | 0 | 0 | 0
PS | 0 | 0 | 0 | 0 | 0 | 0
PV | 0 | 0 | 0 | 0 | 0 | 0
PeakG | 0 | 0 | 0 | 0 | 0 | 0
PeakO | 0 | 0 | 0 | 0 | 0 | 0
ST | 0 | 0 | 0 | 0 | 0 | 0
STOG | 0 | 0 | 0 | 0 | 0 | 0
STWD | 0 | 0 | 0 | 0 | 0 | 0
WT | 0 | 0 | 0 | 0 | 0 | 0
IGCC | 0 | 0 | 0 | 0 | 0 | 0
DemandResponse | 0 | 0 | 0 | 0 | 0 | 0
IGCC-CCS | 0 | 0 | 0 | 0 | 0 | 0
WT_off | 0 | 0 | 0 | 0 | 0 | 0
PseudoUnit | 0 | 0 | 0 | 0 | 0 | 0
FixedInterchange | 0 | 0 | 0 | 0 | 0 | 0
Total Fuel Consumption by Reporting Type: NWPP_NucRenew
ReportingType | 2015 | 2020 | 2025 | 2030 | 2035 | 2040
BM | 0 | 0 | 0 | 0 | 0 | 0
CC | 0 | 0 | 0 | 0 | 0 | 0
CSP | 0 | 0 | 0 | 0 | 0 | 0
CT | 0 | 0 | 0 | 0 | 0 | 0
Coal | 0 | 0 | 0 | 0 | 0 | 0
Geo | 0 | 0 | 0.01 | 0.01 | 0.01 | 0.01
H | 0 | 0 | 0 | 0 | 0 | 0
LFG | 2.74 | 29.05 | 29.05 | 29.05 | 29.05 | 29.05
Nuc | 88.66 | 88.66 | 88.66 | 88.66 | 88.66 | 88.66
PS | 0 | 0 | 0 | 0 | 0 | 0
PV | 0 | 0 | 0 | 0 | 0 | 0
PeakG | 0 | 0 | 0 | 0 | 0 | 0
PeakO | 0 | 0 | 0 | 0 | 0 | 0
ST | 0 | 0 | 0 | 0 | 0 | 0
STOG | 0 | 0 | 0 | 0 | 0 | 0
STWD | 0 | 0 | 0 | 0 | 0 | 0
WT | 0.02 | 0.02 | 0.02 | 0.02 | 0.02 | 0.02
IGCC | 0 | 0 | 0 | 0 | 0 | 0
DemandResponse | 0 | 0 | 0 | 0 | 0 | 0
IGCC-CCS | 0 | 0 | 0 | 0 | 0 | 0
WT_off | 0 | 0 | 0 | 0 | 0 | 0
PseudoUnit | 0 | 0 | 0 | 0 | 0 | 0
FixedInterchange | 0 | 0 | 0 | 0 | 0 | 0
Total Fuel Consumption by Reporting Type: RMPA
ReportingType | 2015 | 2020 | 2025 | 2030 | 2035 | 2040
BM | 0 | 0 | 0 | 0 | 0 | 0
CC | 39.71 | 32.91 | 0 | 0 | 0 | 0
CSP | 0 | 0 | 0 | 0 | 0 | 0
CT | 0 | 0 | 0.05 | 0.05 | 0 | 0
Coal | 557.69 | 544.7 | 512.83 | 518.05 | 533.78 | 566.32
Geo | 0 | 0 | 0.02 | 0.02 | 0.02 | 0.02
H | 0 | 0 | 0 | 0 | 0 | 0
LFG | 0.15 | 3.26 | 3.26 | 3.26 | 3.26 | 3.26
Nuc | 0 | 0 | 0 | 0 | 0 | 0
PS | 0 | 0 | 0 | 0 | 0 | 0
PV | 0 | 0 | 0 | 0 | 0 | 0
PeakG | 0.58 | 1.28 | 0.37 | 0.49 | 0.84 | 0.27
PeakO | 0 | 0 | 0 | 0 | 0 | 0
ST | 0 | 0 | 0 | 0 | 0 | 0
STOG | 0 | 0 | 0 | 0 | 0 | 0
STWD | 0 | 0 | 0 | 0 | 0 | 0
WT | 0.01 | 0.01 | 0.01 | 0.01 | 0.01 | 0.01
IGCC | 0 | 0 | 0 | 0 | 0 | 0
DemandResponse | 0 | 0 | 0 | 0 | 0 | 0
IGCC-CCS | 0 | 0 | 0 | 0 | 0 | 0
WT_off | 0 | 0 | 0 | 0 | 0 | 0
PseudoUnit | 0 | 0 | 0 | 0 | 0 | 0
FixedInterchange | 0 | 0 | 0 | 0 | 0 | 0
Total Fuel Consumption by Reporting Type: SP15
ReportingType | 2015 | 2020 | 2025 | 2030 | 2035 | 2040
BM | 0.58 | 0.58 | 0.03 | 0.58 | 0.58 | 0.58
CC | 162.87 | 136.91 | 58.21 | 89.97 | 101.97 | 22.46
CSP | 0 | 0 | 0 | 0 | 0 | 0
CT | 0 | 0 | 0 | 0 | 0 | 0
Coal | 8.42 | 0 | 0 | 0 | 0 | 0
Geo | 0.01 | 0.02 | 0.02 | 0.02 | 0.02 | 0.02
H | 0 | 0 | 0 | 0 | 0 | 0
LFG | 0.99 | 60.8 | 60.8 | 60.8 | 60.8 | 60.8
Nuc | 173.28 | 173.28 | 173.28 | 173.28 | 173.28 | 173.28
PS | 0 | 0 | 0 | 0 | 0 | 0
PV | 0 | 0 | 0 | 0 | 0 | 0
PeakG | 0 | 0 | 0.38 | 0.72 | 1.15 | 0.12
PeakO | 0 | 0 | 0 | 0 | 0 | 0
ST | 0 | 0 | 0 | 0 | 0 | 0
STOG | 1.85 | 0.87 | 0 | 0 | 0 | 0
STWD | 9.59 | 9.59 | 0.14 | 9.59 | 9.59 | 9.59
WT | 0.01 | 0.01 | 0.01 | 0.01 | 0.01 | 0.01
IGCC | 0 | 0 | 0 | 0 | 0 | 0
DemandResponse | 0 | 0 | 0 | 0 | 0 | 0
IGCC-CCS | 0 | 0 | 0 | 0 | 0 | 0
WT_off | 0 | 0 | 0 | 0 | 0 | 0
PseudoUnit | 0 | 0 | 0 | 0 | 0 | 0
FixedInterchange | 0 | 0 | 0 | 0 | 0 | 0
Total Fuel Consumption by Reporting Type: ALB
ReportingType | 2015 | 2020 | 2025 | 2030 | 2035 | 2040
BM | 0 | 0 | 0 | 0 | 0 | 0
CC | 123.95 | 132.3 | 140.72 | 153.25 | 165.39 | 148.82
CSP | 0 | 0 | 0 | 0 | 0 | 0
CT | 0 | 0 | 0 | 0 | 0 | 0
Coal | 470.15 | 470.15 | 470.15 | 470.15 | 470.15 | 470.15
Geo | 0 | 0 | 0 | 0 | 0 | 0
H | 0 | 0 | 0 | 0 | 0 | 0
LFG | 0 | 0 | 0 | 0 | 0 | 0
Nuc | 0 | 0 | 0 | 0 | 0 | 0
PS | 0 | 0 | 0 | 0 | 0 | 0
PV | 0 | 0 | 0 | 0 | 0 | 0
PeakG | 0 | 0 | 0 | 0 | 0 | 0
PeakO | 0 | 0 | 0 | 0 | 0 | 0
ST | 0 | 0 | 0 | 0 | 0 | 0
STOG | 0 | 0 | 0 | 0 | 0 | 0
STWD | 0 | 0 | 0 | 0 | 0 | 0
WT | 0 | 0 | 0 | 0 | 0 | 0
IGCC | 0 | 0 | 0 | 0 | 0 | 0
DemandResponse | 0 | 0 | 0 | 0 | 0 | 0
IGCC-CCS | 0 | 0 | 0 | 0 | 0 | 0
WT_off | 0 | 0 | 0 | 0 | 0 | 0
PseudoUnit | 0 | 0 | 0 | 0 | 0 | 0
FixedInterchange | 0 | 0 | 0 | 0 | 0 | 0
Total Fuel Consumption by Reporting Type: BC
ReportingType | 2015 | 2020 | 2025 | 2030 | 2035 | 2040
BM | 0 | 0 | 0 | 0 | 0 | 0
CC | 38.72 | 38.72 | 38.72 | 39.51 | 50.31 | 50.31
CSP | 0 | 0 | 0 | 0 | 0 | 0
CT | 0 | 0 | 0 | 0 | 0 | 0
Coal | 0 | 0 | 0 | 0 | 0 | 0
Geo | 0 | 0 | 0 | 0 | 0 | 0
H | 0 | 0 | 0 | 0 | 0 | 0
LFG | 0 | 0 | 0 | 0 | 0 | 0
Nuc | 0 | 0 | 0 | 0 | 0 | 0
PS | 0 | 0 | 0 | 0 | 0 | 0
PV | 0 | 0 | 0 | 0 | 0 | 0
PeakG | 0 | 0 | 0 | 0 | 0 | 0
PeakO | 0 | 0 | 0 | 0 | 0 | 0
ST | 0 | 0 | 0 | 0 | 0 | 0
STOG | 0 | 0 | 0 | 0 | 0 | 0
STWD | 0 | 0 | 0 | 0 | 0 | 0
WT | 0 | 0 | 0 | 0 | 0 | 0
IGCC | 0 | 0 | 0 | 0 | 0 | 0
DemandResponse | 0 | 0 | 0 | 0 | 0 | 0
IGCC-CCS | 0 | 0 | 0 | 0 | 0 | 0
WT_off | 0 | 0 | 0 | 0 | 0 | 0
PseudoUnit | 0 | 0 | 0 | 0 | 0 | 0
FixedInterchange | 0 | 0 | 0 | 0 | 0 | 0
Total Fuel Consumption by Reporting Type: HQ_IESO
ReportingType | 2015 | 2020 | 2025 | 2030 | 2035 | 2040
BM | 0 | 0 | 0 | 0 | 0 | 0
CC | 0 | 0 | 0 | 0 | 0 | 0
CSP | 0 | 0 | 0 | 0 | 0 | 0
CT | 0 | 0 | 0 | 0 | 0 | 0
Coal | 0 | 0 | 0 | 0 | 0 | 0
Geo | 0 | 0 | 0 | 0 | 0 | 0
H | 0 | 0 | 0 | 0 | 0 | 0
LFG | 0 | 0 | 0 | 0 | 0 | 0
Nuc | 0 | 0 | 0 | 0 | 0 | 0
PS | 0 | 0 | 0 | 0 | 0 | 0
PV | 0 | 0 | 0 | 0 | 0 | 0
PeakG | 0 | 0 | 0 | 0 | 0 | 0
PeakO | 0 | 0 | 0 | 0 | 0 | 0
ST | 0 | 0 | 0 | 0 | 0 | 0
STOG | 0 | 0 | 0 | 0 | 0 | 0
STWD | 0 | 0 | 0 | 0 | 0 | 0
WT | 0 | 0 | 0 | 0 | 0 | 0
IGCC | 0 | 0 | 0 | 0 | 0 | 0
DemandResponse | 0 | 0 | 0 | 0 | 0 | 0
IGCC-CCS | 0 | 0 | 0 | 0 | 0 | 0
WT_off | 0 | 0 | 0 | 0 | 0 | 0
PseudoUnit | 0 | 0 | 0 | 0 | 0 | 0
FixedInterchange | 0 | 0 | 0 | 0 | 0 | 0
Total Fuel Consumption by Reporting Type: HQ_NEISO
ReportingType | 2015 | 2020 | 2025 | 2030 | 2035 | 2040
BM | 0 | 0 | 0 | 0 | 0 | 0
CC | 0 | 0 | 0 | 0 | 0 | 0
CSP | 0 | 0 | 0 | 0 | 0 | 0
CT | 0 | 0 | 0 | 0 | 0 | 0
Coal | 0 | 0 | 0 | 0 | 0 | 0
Geo | 0 | 0 | 0 | 0 | 0 | 0
H | 0 | 0 | 0 | 0 | 0 | 0
LFG | 0 | 0 | 0 | 0 | 0 | 0
Nuc | 0 | 0 | 0 | 0 | 0 | 0
PS | 0 | 0 | 0 | 0 | 0 | 0
PV | 0 | 0 | 0 | 0 | 0 | 0
PeakG | 0 | 0 | 0 | 0 | 0 | 0
PeakO | 0 | 0 | 0 | 0 | 0 | 0
ST | 0 | 0 | 0 | 0 | 0 | 0
STOG | 0 | 0 | 0 | 0 | 0 | 0
STWD | 0 | 0 | 0 | 0 | 0 | 0
WT | 0 | 0 | 0 | 0 | 0 | 0
IGCC | 0 | 0 | 0 | 0 | 0 | 0
DemandResponse | 0 | 0 | 0 | 0 | 0 | 0
IGCC-CCS | 0 | 0 | 0 | 0 | 0 | 0
WT_off | 0 | 0 | 0 | 0 | 0 | 0
PseudoUnit | 0 | 0 | 0 | 0 | 0 | 0
FixedInterchange | 0.02 | 0.02 | 0.02 | 0.02 | 0.02 | 0.02
Total Fuel Consumption by Reporting Type: HQ_NY
ReportingType | 2015 | 2020 | 2025 | 2030 | 2035 | 2040
BM | 0 | 0 | 0 | 0 | 0 | 0
CC | 0 | 0 | 0 | 0 | 0 | 0
CSP | 0 | 0 | 0 | 0 | 0 | 0
CT | 0 | 0 | 0 | 0 | 0 | 0
Coal | 0 | 0 | 0 | 0 | 0 | 0
Geo | 0 | 0 | 0 | 0 | 0 | 0
H | 0 | 0 | 0 | 0 | 0 | 0
LFG | 0 | 0 | 0 | 0 | 0 | 0
Nuc | 0 | 0 | 0 | 0 | 0 | 0
PS | 0 | 0 | 0 | 0 | 0 | 0
PV | 0 | 0 | 0 | 0 | 0 | 0
PeakG | 0 | 0 | 0 | 0 | 0 | 0
PeakO | 0 | 0 | 0 | 0 | 0 | 0
ST | 0 | 0 | 0 | 0 | 0 | 0
STOG | 0 | 0 | 0 | 0 | 0 | 0
STWD | 0 | 0 | 0 | 0 | 0 | 0
WT | 0 | 0 | 0 | 0 | 0 | 0
IGCC | 0 | 0 | 0 | 0 | 0 | 0
DemandResponse | 0 | 0 | 0 | 0 | 0 | 0
IGCC-CCS | 0 | 0 | 0 | 0 | 0 | 0
WT_off | 0 | 0 | 0 | 0 | 0 | 0
PseudoUnit | 0 | 0 | 0 | 0 | 0 | 0
FixedInterchange | 0.01 | 0.01 | 0.01 | 0.01 | 0.01 | 0.01
Total Fuel Consumption by Reporting Type: MARITIMES
ReportingType | 2015 | 2020 | 2025 | 2030 | 2035 | 2040
BM | 0 | 0 | 0 | 0 | 0 | 0
CC | 0 | 0 | 0 | 0 | 0 | 0
CSP | 0 | 0 | 0 | 0 | 0 | 0
CT | 0 | 0 | 0 | 0 | 0 | 0
Coal | 0 | 0 | 0 | 0 | 0 | 0
Geo | 0 | 0 | 0 | 0 | 0 | 0
H | 0 | 0 | 0 | 0 | 0 | 0
LFG | 0 | 0 | 0 | 0 | 0 | 0
Nuc | 0 | 0 | 0 | 0 | 0 | 0
PS | 0 | 0 | 0 | 0 | 0 | 0
PV | 0 | 0 | 0 | 0 | 0 | 0
PeakG | 0 | 0 | 0 | 0 | 0 | 0
PeakO | 0 | 0 | 0 | 0 | 0 | 0
ST | 0 | 0 | 0 | 0 | 0 | 0
STOG | 0 | 0 | 0 | 0 | 0 | 0
STWD | 0 | 0 | 0 | 0 | 0 | 0
WT | 0 | 0 | 0 | 0 | 0 | 0
IGCC | 0 | 0 | 0 | 0 | 0 | 0
DemandResponse | 0 | 0 | 0 | 0 | 0 | 0
IGCC-CCS | 0 | 0 | 0 | 0 | 0 | 0
WT_off | 0 | 0 | 0 | 0 | 0 | 0
PseudoUnit | 0 | 0 | 0 | 0 | 0 | 0
FixedInterchange | 0.01 | 0.01 | 0.01 | 0.01 | 0.01 | 0.01
Total Fuel Consumption by Reporting Type: All
ReportingType | 2015 | 2020 | 2025 | 2030 | 2035 | 2040
BM | 25.15 | 36.78 | 54.04 | 61.05 | 90.3 | 78.09
CC | 6803.49 | 7044.16 | 5904.38 | 5833.32 | 6735.5 | 6415.32
CSP | 0 | 0 | 0 | 0 | 0 | 0
CT | 6.56 | 20.03 | 20.33 | 21.3 | 0.64 | 0
Coal | 17769.24 | 16133.27 | 16804.56 | 16965.33 | 17277.24 | 18778.44
Geo | 0.02 | 0.04 | 0.07 | 0.07 | 0.07 | 0.07
H | 0 | 0 | 0 | 0 | 0.01 | 0.02
LFG | 20.69 | 230.83 | 468.63 | 546.48 | 546.48 | 546.54
Nuc | 9611.91 | 9929.34 | 9929.34 | 9808.24 | 7627.8 | 6006.6
PS | 0 | 0 | 0 | 0 | 0 | 0
PV | 0 | 0 | 0.01 | 0.01 | 0.01 | 0.01
PeakG | 40.3 | 127.09 | 114.23 | 92.29 | 145.19 | 148.21
PeakO | 0 | 0.26 | 0.42 | 0.42 | 0.42 | 0.42
ST | 0 | 0.01 | 0.01 | 0.01 | 0.01 | 0.01
STOG | 81.45 | 80.88 | 35.57 | 24.05 | 22.68 | 10.09
STWD | 108.02 | 101.64 | 42.63 | 75.31 | 81.6 | 83.53
WT | 0.18 | 0.22 | 0.23 | 0.23 | 0.27 | 0.32
IGCC | 40.45 | 40.45 | 40.45 | 40.45 | 40.45 | 40.45
DemandResponse | 0 | 1.58 | 21.27 | 31.07 | 83.12 | 94.16
IGCC-CCS | 0 | 0 | 0 | 0 | 0 | 0
WT_off | 0 | 0 | 0.01 | 0.01 | 0 | 0
PseudoUnit | 0 | 0 | 0 | 0 | 0 | 0
FixedInterchange | 0.04 | 0.04 | 0.04 | 0.04 | 0.04 | 0.04
Total Fuel Consumption by Reporting Type: EI_US
ReportingType | 2015 | 2020 | 2025 | 2030 | 2035 | 2040
BM | 24.57 | 36.1 | 53.14 | 59.62 | 88.82 | 76.38
CC | 4138.18 | 4657.71 | 3818.29 | 3678 | 4533.03 | 4701.1
CSP | 0 | 0 | 0 | 0 | 0 | 0
CT | 6.56 | 19.38 | 18.79 | 19.2 | 0.64 | 0
Coal | 13888.42 | 12060.56 | 12600.58 | 12756.34 | 12984.69 | 14115.56
Geo | 0 | 0 | 0 | 0 | 0 | 0
H | 0 | 0 | 0 | 0 | 0 | 0
LFG | 15.24 | 68.84 | 268.54 | 346.39 | 346.39 | 346.39
Nuc | 7357.09 | 7674.53 | 7674.53 | 7553.43 | 5457.23 | 3961.99
PS | 0 | 0 | 0 | 0 | 0 | 0
PV | 0 | 0 | 0.01 | 0.01 | 0.01 | 0.01
PeakG | 39.71 | 120.18 | 103.55 | 80.97 | 133.83 | 139.58
PeakO | 0 | 0.24 | 0.42 | 0.42 | 0.42 | 0.42
ST | 0 | 0 | 0 | 0 | 0 | 0
STOG | 41.11 | 34.76 | 8.92 | 6.35 | 9.78 | 10.09
STWD | 59.22 | 52.83 | 42.3 | 42.34 | 48.36 | 50.29
WT | 0.11 | 0.13 | 0.15 | 0.15 | 0.2 | 0.2
IGCC | 40.45 | 40.45 | 40.45 | 40.45 | 40.45 | 40.45
DemandResponse | 0 | 0 | 11.37 | 20.78 | 72.33 | 84.32
IGCC-CCS | 0 | 0 | 0 | 0 | 0 | 0
WT_off | 0 | 0 | 0.01 | 0.01 | 0 | 0
PseudoUnit | 0 | 0 | 0 | 0 | 0 | 0
FixedInterchange | 0.03 | 0.03 | 0.03 | 0.03 | 0.03 | 0.03
Total Fuel Consumption by Reporting Type: EI_Canada
ReportingType | 2015 | 2020 | 2025 | 2030 | 2035 | 2040
BM | 0 | 0.04 | 0.12 | 0.09 | 0.14 | 0.38
CC | 24.63 | 30.74 | 18.55 | 15.48 | 39.59 | 38.45
CSP | 0 | 0 | 0 | 0 | 0 | 0
CT | 0 | 0.04 | 0.13 | 0.13 | 0 | 0
Coal | 2.29 | 6.88 | 0.22 | 0 | 0 | 0
Geo | 0 | 0 | 0 | 0 | 0 | 0
H | 0 | 0 | 0 | 0 | 0.01 | 0.02
LFG | 1.56 | 1.56 | 1.56 | 1.56 | 1.56 | 1.61
Nuc | 1064.72 | 1064.72 | 1064.72 | 1064.72 | 980.48 | 854.53
PS | 0 | 0 | 0 | 0 | 0 | 0
PV | 0 | 0 | 0 | 0 | 0 | 0
PeakG | 0.01 | 0.14 | 0.22 | 0.22 | 0 | 0
PeakO | 0 | 0 | 0 | 0 | 0 | 0
ST | 0 | 0 | 0 | 0 | 0 | 0
STOG | 0.04 | 0.05 | 0.05 | 0 | 0 | 0
STWD | 0 | 0 | 0 | 0 | 0 | 0
WT | 0.01 | 0.01 | 0.01 | 0.01 | 0 | 0
IGCC | 0 | 0 | 0 | 0 | 0 | 0
DemandResponse | 0 | 0 | 0 | 0 | 0 | 0
IGCC-CCS | 0 | 0 | 0 | 0 | 0 | 0
WT_off | 0 | 0 | 0 | 0 | 0 | 0
PseudoUnit | 0 | 0 | 0 | 0 | 0 | 0
FixedInterchange | 0 | 0 | 0 | 0 | 0 | 0
Total Fuel Consumption by Reporting Type: EI
ReportingType | 2015 | 2020 | 2025 | 2030 | 2035 | 2040
BM | 24.57 | 36.14 | 53.25 | 59.71 | 88.96 | 76.76
CC | 4162.81 | 4688.45 | 3836.84 | 3693.47 | 4572.61 | 4739.55
CSP | 0 | 0 | 0 | 0 | 0 | 0
CT | 6.56 | 19.42 | 18.92 | 19.33 | 0.64 | 0
Coal | 13890.71 | 12067.44 | 12600.8 | 12756.34 | 12984.69 | 14115.56
Geo | 0 | 0 | 0 | 0 | 0 | 0
H | 0 | 0 | 0 | 0 | 0.01 | 0.02
LFG | 16.8 | 70.4 | 270.11 | 347.95 | 347.95 | 348.01
Nuc | 8421.82 | 8739.25 | 8739.25 | 8618.15 | 6437.72 | 4816.51
PS | 0 | 0 | 0 | 0 | 0 | 0
PV | 0 | 0 | 0.01 | 0.01 | 0.01 | 0.01
PeakG | 39.73 | 120.32 | 103.76 | 81.19 | 133.83 | 139.58
PeakO | 0 | 0.24 | 0.42 | 0.42 | 0.42 | 0.42
ST | 0 | 0 | 0 | 0 | 0 | 0
STOG | 41.15 | 34.81 | 8.97 | 6.35 | 9.78 | 10.09
STWD | 59.22 | 52.83 | 42.3 | 42.34 | 48.36 | 50.29
WT | 0.12 | 0.14 | 0.16 | 0.16 | 0.2 | 0.2
IGCC | 40.45 | 40.45 | 40.45 | 40.45 | 40.45 | 40.45
DemandResponse | 0 | 0 | 11.37 | 20.78 | 72.33 | 84.32
IGCC-CCS | 0 | 0 | 0 | 0 | 0 | 0
WT_off | 0 | 0 | 0.01 | 0.01 | 0 | 0
PseudoUnit | 0 | 0 | 0 | 0 | 0 | 0
FixedInterchange | 0.04 | 0.04 | 0.04 | 0.04 | 0.04 | 0.04
Total Fuel Consumption by Reporting Type: Outside_EI
ReportingType | 2015 | 2020 | 2025 | 2030 | 2035 | 2040
BM | 0.58 | 0.64 | 0.79 | 1.34 | 1.34 | 1.32
CC | 2640.68 | 2355.71 | 2067.54 | 2139.85 | 2162.89 | 1675.76
CSP | 0 | 0 | 0 | 0 | 0 | 0
CT | 0 | 0.6 | 1.41 | 1.97 | 0 | 0
Coal | 3878.53 | 4065.83 | 4203.77 | 4209 | 4292.55 | 4662.88
Geo | 0.02 | 0.04 | 0.07 | 0.07 | 0.07 | 0.07
H | 0 | 0 | 0 | 0 | 0 | 0
LFG | 3.89 | 160.44 | 198.53 | 198.53 | 198.53 | 198.53
Nuc | 1190.09 | 1190.09 | 1190.09 | 1190.09 | 1190.09 | 1190.09
PS | 0 | 0 | 0 | 0 | 0 | 0
PV | 0 | 0 | 0 | 0 | 0 | 0
PeakG | 0.58 | 6.77 | 10.46 | 11.1 | 11.36 | 8.64
PeakO | 0 | 0.02 | 0 | 0 | 0 | 0
ST | 0 | 0.01 | 0.01 | 0.01 | 0.01 | 0.01
STOG | 40.29 | 46.07 | 26.59 | 17.7 | 12.9 | 0
STWD | 48.8 | 48.8 | 0.33 | 32.97 | 33.24 | 33.24
WT | 0.06 | 0.07 | 0.07 | 0.07 | 0.07 | 0.12
IGCC | 0 | 0 | 0 | 0 | 0 | 0
DemandResponse | 0 | 1.58 | 9.91 | 10.28 | 10.79 | 9.84
IGCC-CCS | 0 | 0 | 0 | 0 | 0 | 0
WT_off | 0 | 0 | 0 | 0 | 0 | 0
PseudoUnit | 0 | 0 | 0 | 0 | 0 | 0
FixedInterchange | 0 | 0 | 0 | 0 | 0 | 0
#5 | Annual Emmission Levels
SO2 Emissions (MMshortTons): Entergy
ReportingType | 2015 | 2020 | 2025 | 2030 | 2035 | 2040
BM | 0 | 0 | 0 | 0 | 0 | 0
CC | 0 | 0 | 0 | 0 | 0 | 0
CSP | 0 | 0 | 0 | 0 | 0 | 0
CT | 0 | 0 | 0 | 0 | 0 | 0
Coal | 0.26 | 0.07 | 0.12 | 0.12 | 0.13 | 0.13
Geo | 0 | 0 | 0 | 0 | 0 | 0
H | 0 | 0 | 0 | 0 | 0 | 0
LFG | 0 | 0 | 0 | 0 | 0 | 0
Nuc | 0 | 0 | 0 | 0 | 0 | 0
PS | 0 | 0 | 0 | 0 | 0 | 0
PV | 0 | 0 | 0 | 0 | 0 | 0
PeakG | 0 | 0 | 0 | 0 | 0 | 0
PeakO | 0 | 0 | 0 | 0 | 0 | 0
ST | 0 | 0 | 0 | 0 | 0 | 0
STOG | 0 | 0 | 0 | 0 | 0 | 0
STWD | 0 | 0 | 0 | 0 | 0 | 0
WT | 0 | 0 | 0 | 0 | 0 | 0
IGCC | 0 | 0 | 0 | 0 | 0 | 0
DemandResponse | 0 | 0 | 0 | 0 | 0 | 0
IGCC-CCS | 0 | 0 | 0 | 0 | 0 | 0
WT_off | 0 | 0 | 0 | 0 | 0 | 0
PseudoUnit | 0 | 0 | 0 | 0 | 0 | 0
FixedInterchange | 0 | 0 | 0 | 0 | 0 | 0
SO2 Emissions (MMshortTons): FRCC
ReportingType | 2015 | 2020 | 2025 | 2030 | 2035 | 2040
BM | 0 | 0 | 0 | 0 | 0 | 0
CC | 0 | 0 | 0 | 0 | 0 | 0
CSP | 0 | 0 | 0 | 0 | 0 | 0
CT | 0 | 0 | 0 | 0 | 0 | 0
Coal | 0.07 | 0.03 | 0.03 | 0.03 | 0.04 | 0.04
Geo | 0 | 0 | 0 | 0 | 0 | 0
H | 0 | 0 | 0 | 0 | 0 | 0
LFG | 0 | 0 | 0 | 0 | 0 | 0
Nuc | 0 | 0 | 0 | 0 | 0 | 0
PS | 0 | 0 | 0 | 0 | 0 | 0
PV | 0 | 0 | 0 | 0 | 0 | 0
PeakG | 0 | 0 | 0 | 0 | 0 | 0
PeakO | 0 | 0 | 0 | 0 | 0 | 0
ST | 0 | 0 | 0 | 0 | 0 | 0
STOG | 0 | 0 | 0 | 0 | 0 | 0
STWD | 0 | 0 | 0 | 0 | 0 | 0
WT | 0 | 0 | 0 | 0 | 0 | 0
IGCC | 0 | 0 | 0 | 0 | 0 | 0
DemandResponse | 0 | 0 | 0 | 0 | 0 | 0
IGCC-CCS | 0 | 0 | 0 | 0 | 0 | 0
WT_off | 0 | 0 | 0 | 0 | 0 | 0
PseudoUnit | 0 | 0 | 0 | 0 | 0 | 0
FixedInterchange | 0 | 0 | 0 | 0 | 0 | 0
SO2 Emissions (MMshortTons): MAPP_US
ReportingType | 2015 | 2020 | 2025 | 2030 | 2035 | 2040
BM | 0 | 0 | 0 | 0 | 0 | 0
CC | 0 | 0 | 0 | 0 | 0 | 0
CSP | 0 | 0 | 0 | 0 | 0 | 0
CT | 0 | 0 | 0 | 0 | 0 | 0
Coal | 0.03 | 0.01 | 0.01 | 0.01 | 0.01 | 0.01
Geo | 0 | 0 | 0 | 0 | 0 | 0
H | 0 | 0 | 0 | 0 | 0 | 0
LFG | 0 | 0 | 0 | 0 | 0 | 0
Nuc | 0 | 0 | 0 | 0 | 0 | 0
PS | 0 | 0 | 0 | 0 | 0 | 0
PV | 0 | 0 | 0 | 0 | 0 | 0
PeakG | 0 | 0 | 0 | 0 | 0 | 0
PeakO | 0 | 0 | 0 | 0 | 0 | 0
ST | 0 | 0 | 0 | 0 | 0 | 0
STOG | 0 | 0 | 0 | 0 | 0 | 0
STWD | 0 | 0 | 0 | 0 | 0 | 0
WT | 0 | 0 | 0 | 0 | 0 | 0
IGCC | 0 | 0 | 0 | 0 | 0 | 0
DemandResponse | 0 | 0 | 0 | 0 | 0 | 0
IGCC-CCS | 0 | 0 | 0 | 0 | 0 | 0
WT_off | 0 | 0 | 0 | 0 | 0 | 0
PseudoUnit | 0 | 0 | 0 | 0 | 0 | 0
FixedInterchange | 0 | 0 | 0 | 0 | 0 | 0
SO2 Emissions (MMshortTons): MISO_IN
ReportingType | 2015 | 2020 | 2025 | 2030 | 2035 | 2040
BM | 0 | 0 | 0 | 0 | 0 | 0
CC | 0 | 0 | 0 | 0 | 0 | 0
CSP | 0 | 0 | 0 | 0 | 0 | 0
CT | 0 | 0 | 0 | 0 | 0 | 0
Coal | 0.25 | 0.13 | 0.15 | 0.15 | 0.16 | 0.16
Geo | 0 | 0 | 0 | 0 | 0 | 0
H | 0 | 0 | 0 | 0 | 0 | 0
LFG | 0 | 0 | 0 | 0 | 0 | 0
Nuc | 0 | 0 | 0 | 0 | 0 | 0
PS | 0 | 0 | 0 | 0 | 0 | 0
PV | 0 | 0 | 0 | 0 | 0 | 0
PeakG | 0 | 0 | 0 | 0 | 0 | 0
PeakO | 0 | 0 | 0 | 0 | 0 | 0
ST | 0 | 0 | 0 | 0 | 0 | 0
STOG | 0 | 0 | 0 | 0 | 0 | 0
STWD | 0 | 0 | 0 | 0 | 0 | 0
WT | 0 | 0 | 0 | 0 | 0 | 0
IGCC | 0 | 0 | 0 | 0 | 0 | 0
DemandResponse | 0 | 0 | 0 | 0 | 0 | 0
IGCC-CCS | 0 | 0 | 0 | 0 | 0 | 0
WT_off | 0 | 0 | 0 | 0 | 0 | 0
PseudoUnit | 0 | 0 | 0 | 0 | 0 | 0
FixedInterchange | 0 | 0 | 0 | 0 | 0 | 0
SO2 Emissions (MMshortTons): MISO_MI
ReportingType | 2015 | 2020 | 2025 | 2030 | 2035 | 2040
BM | 0 | 0 | 0 | 0 | 0 | 0
CC | 0 | 0 | 0 | 0 | 0 | 0
CSP | 0 | 0 | 0 | 0 | 0 | 0
CT | 0 | 0 | 0 | 0 | 0 | 0
Coal | 0.18 | 0.01 | 0.01 | 0.01 | 0.01 | 0.01
Geo | 0 | 0 | 0 | 0 | 0 | 0
H | 0 | 0 | 0 | 0 | 0 | 0
LFG | 0 | 0 | 0 | 0 | 0 | 0
Nuc | 0 | 0 | 0 | 0 | 0 | 0
PS | 0 | 0 | 0 | 0 | 0 | 0
PV | 0 | 0 | 0 | 0 | 0 | 0
PeakG | 0 | 0 | 0 | 0 | 0 | 0
PeakO | 0 | 0 | 0 | 0 | 0 | 0
ST | 0 | 0 | 0 | 0 | 0 | 0
STOG | 0 | 0 | 0 | 0 | 0 | 0
STWD | 0 | 0 | 0 | 0 | 0 | 0
WT | 0 | 0 | 0 | 0 | 0 | 0
IGCC | 0 | 0 | 0 | 0 | 0 | 0
DemandResponse | 0 | 0 | 0 | 0 | 0 | 0
IGCC-CCS | 0 | 0 | 0 | 0 | 0 | 0
WT_off | 0 | 0 | 0 | 0 | 0 | 0
PseudoUnit | 0 | 0 | 0 | 0 | 0 | 0
FixedInterchange | 0 | 0 | 0 | 0 | 0 | 0
SO2 Emissions (MMshortTons): MISO_MO-IL
ReportingType | 2015 | 2020 | 2025 | 2030 | 2035 | 2040
BM | 0 | 0 | 0 | 0 | 0 | 0
CC | 0 | 0 | 0 | 0 | 0 | 0
CSP | 0 | 0 | 0 | 0 | 0 | 0
CT | 0 | 0 | 0 | 0 | 0 | 0
Coal | 0.43 | 0.07 | 0.1 | 0.11 | 0.13 | 0.13
Geo | 0 | 0 | 0 | 0 | 0 | 0
H | 0 | 0 | 0 | 0 | 0 | 0
LFG | 0 | 0 | 0 | 0 | 0 | 0
Nuc | 0 | 0 | 0 | 0 | 0 | 0
PS | 0 | 0 | 0 | 0 | 0 | 0
PV | 0 | 0 | 0 | 0 | 0 | 0
PeakG | 0 | 0 | 0 | 0 | 0 | 0
PeakO | 0 | 0 | 0 | 0 | 0 | 0
ST | 0 | 0 | 0 | 0 | 0 | 0
STOG | 0 | 0 | 0 | 0 | 0 | 0
STWD | 0 | 0 | 0 | 0 | 0 | 0
WT | 0 | 0 | 0 | 0 | 0 | 0
IGCC | 0 | 0 | 0 | 0 | 0 | 0
DemandResponse | 0 | 0 | 0 | 0 | 0 | 0
IGCC-CCS | 0 | 0 | 0 | 0 | 0 | 0
WT_off | 0 | 0 | 0 | 0 | 0 | 0
PseudoUnit | 0 | 0 | 0 | 0 | 0 | 0
FixedInterchange | 0 | 0 | 0 | 0 | 0 | 0
SO2 Emissions (MMshortTons): MISO_W
ReportingType | 2015 | 2020 | 2025 | 2030 | 2035 | 2040
BM | 0 | 0 | 0 | 0 | 0 | 0
CC | 0 | 0 | 0 | 0 | 0 | 0
CSP | 0 | 0 | 0 | 0 | 0 | 0
CT | 0 | 0 | 0 | 0 | 0 | 0
Coal | 0.22 | 0.05 | 0.05 | 0.05 | 0.06 | 0.06
Geo | 0 | 0 | 0 | 0 | 0 | 0
H | 0 | 0 | 0 | 0 | 0 | 0
LFG | 0 | 0 | 0 | 0 | 0 | 0
Nuc | 0 | 0 | 0 | 0 | 0 | 0
PS | 0 | 0 | 0 | 0 | 0 | 0
PV | 0 | 0 | 0 | 0 | 0 | 0
PeakG | 0 | 0 | 0 | 0 | 0 | 0
PeakO | 0 | 0 | 0 | 0 | 0 | 0
ST | 0 | 0 | 0 | 0 | 0 | 0
STOG | 0 | 0 | 0 | 0 | 0 | 0
STWD | 0 | 0 | 0 | 0 | 0 | 0
WT | 0 | 0 | 0 | 0 | 0 | 0
IGCC | 0 | 0 | 0 | 0 | 0 | 0
DemandResponse | 0 | 0 | 0 | 0 | 0 | 0
IGCC-CCS | 0 | 0 | 0 | 0 | 0 | 0
WT_off | 0 | 0 | 0 | 0 | 0 | 0
PseudoUnit | 0 | 0 | 0 | 0 | 0 | 0
FixedInterchange | 0 | 0 | 0 | 0 | 0 | 0
SO2 Emissions (MMshortTons): MISO_WUMS
ReportingType | 2015 | 2020 | 2025 | 2030 | 2035 | 2040
BM | 0 | 0 | 0 | 0 | 0 | 0
CC | 0 | 0 | 0 | 0 | 0 | 0
CSP | 0 | 0 | 0 | 0 | 0 | 0
CT | 0 | 0 | 0 | 0 | 0 | 0
Coal | 0.03 | 0.01 | 0.01 | 0.01 | 0.01 | 0.01
Geo | 0 | 0 | 0 | 0 | 0 | 0
H | 0 | 0 | 0 | 0 | 0 | 0
LFG | 0 | 0 | 0 | 0 | 0 | 0
Nuc | 0 | 0 | 0 | 0 | 0 | 0
PS | 0 | 0 | 0 | 0 | 0 | 0
PV | 0 | 0 | 0 | 0 | 0 | 0
PeakG | 0 | 0 | 0 | 0 | 0 | 0
PeakO | 0 | 0 | 0 | 0 | 0 | 0
ST | 0 | 0 | 0 | 0 | 0 | 0
STOG | 0 | 0 | 0 | 0 | 0 | 0
STWD | 0 | 0 | 0 | 0 | 0 | 0
WT | 0 | 0 | 0 | 0 | 0 | 0
IGCC | 0 | 0 | 0 | 0 | 0 | 0
DemandResponse | 0 | 0 | 0 | 0 | 0 | 0
IGCC-CCS | 0 | 0 | 0 | 0 | 0 | 0
WT_off | 0 | 0 | 0 | 0 | 0 | 0
PseudoUnit | 0 | 0 | 0 | 0 | 0 | 0
FixedInterchange | 0 | 0 | 0 | 0 | 0 | 0
SO2 Emissions (MMshortTons): Nebraska
ReportingType | 2015 | 2020 | 2025 | 2030 | 2035 | 2040
BM | 0 | 0 | 0 | 0 | 0 | 0
CC | 0 | 0 | 0 | 0 | 0 | 0
CSP | 0 | 0 | 0 | 0 | 0 | 0
CT | 0 | 0 | 0 | 0 | 0 | 0
Coal | 0.1 | 0.02 | 0.02 | 0.02 | 0.02 | 0.02
Geo | 0 | 0 | 0 | 0 | 0 | 0
H | 0 | 0 | 0 | 0 | 0 | 0
LFG | 0 | 0 | 0 | 0 | 0 | 0
Nuc | 0 | 0 | 0 | 0 | 0 | 0
PS | 0 | 0 | 0 | 0 | 0 | 0
PV | 0 | 0 | 0 | 0 | 0 | 0
PeakG | 0 | 0 | 0 | 0 | 0 | 0
PeakO | 0 | 0 | 0 | 0 | 0 | 0
ST | 0 | 0 | 0 | 0 | 0 | 0
STOG | 0 | 0 | 0 | 0 | 0 | 0
STWD | 0 | 0 | 0 | 0 | 0 | 0
WT | 0 | 0 | 0 | 0 | 0 | 0
IGCC | 0 | 0 | 0 | 0 | 0 | 0
DemandResponse | 0 | 0 | 0 | 0 | 0 | 0
IGCC-CCS | 0 | 0 | 0 | 0 | 0 | 0
WT_off | 0 | 0 | 0 | 0 | 0 | 0
PseudoUnit | 0 | 0 | 0 | 0 | 0 | 0
FixedInterchange | 0 | 0 | 0 | 0 | 0 | 0
SO2 Emissions (MMshortTons): NEISO
ReportingType | 2015 | 2020 | 2025 | 2030 | 2035 | 2040
BM | 0 | 0 | 0 | 0 | 0 | 0
CC | 0 | 0 | 0 | 0 | 0 | 0
CSP | 0 | 0 | 0 | 0 | 0 | 0
CT | 0 | 0 | 0 | 0 | 0 | 0
Coal | 0 | 0 | 0 | 0 | 0 | 0
Geo | 0 | 0 | 0 | 0 | 0 | 0
H | 0 | 0 | 0 | 0 | 0 | 0
LFG | 0 | 0 | 0 | 0 | 0 | 0
Nuc | 0 | 0 | 0 | 0 | 0 | 0
PS | 0 | 0 | 0 | 0 | 0 | 0
PV | 0 | 0 | 0 | 0 | 0 | 0
PeakG | 0 | 0 | 0 | 0 | 0 | 0
PeakO | 0 | 0 | 0 | 0 | 0 | 0
ST | 0 | 0 | 0 | 0 | 0 | 0
STOG | 0 | 0 | 0 | 0 | 0 | 0
STWD | 0 | 0 | 0 | 0 | 0 | 0
WT | 0 | 0 | 0 | 0 | 0 | 0
IGCC | 0 | 0 | 0 | 0 | 0 | 0
DemandResponse | 0 | 0 | 0 | 0 | 0 | 0
IGCC-CCS | 0 | 0 | 0 | 0 | 0 | 0
WT_off | 0 | 0 | 0 | 0 | 0 | 0
PseudoUnit | 0 | 0 | 0 | 0 | 0 | 0
FixedInterchange | 0 | 0 | 0 | 0 | 0 | 0
SO2 Emissions (MMshortTons): NonRTO_Midwest
ReportingType | 2015 | 2020 | 2025 | 2030 | 2035 | 2040
BM | 0 | 0 | 0 | 0 | 0 | 0
CC | 0 | 0 | 0 | 0 | 0 | 0
CSP | 0 | 0 | 0 | 0 | 0 | 0
CT | 0 | 0 | 0 | 0 | 0 | 0
Coal | 0.16 | 0.07 | 0.07 | 0.07 | 0.08 | 0.08
Geo | 0 | 0 | 0 | 0 | 0 | 0
H | 0 | 0 | 0 | 0 | 0 | 0
LFG | 0 | 0 | 0 | 0 | 0 | 0
Nuc | 0 | 0 | 0 | 0 | 0 | 0
PS | 0 | 0 | 0 | 0 | 0 | 0
PV | 0 | 0 | 0 | 0 | 0 | 0
PeakG | 0 | 0 | 0 | 0 | 0 | 0
PeakO | 0 | 0 | 0 | 0 | 0 | 0
ST | 0 | 0 | 0 | 0 | 0 | 0
STOG | 0 | 0 | 0 | 0 | 0 | 0
STWD | 0 | 0 | 0 | 0 | 0 | 0
WT | 0 | 0 | 0 | 0 | 0 | 0
IGCC | 0 | 0 | 0 | 0 | 0 | 0
DemandResponse | 0 | 0 | 0 | 0 | 0 | 0
IGCC-CCS | 0 | 0 | 0 | 0 | 0 | 0
WT_off | 0 | 0 | 0 | 0 | 0 | 0
PseudoUnit | 0 | 0 | 0 | 0 | 0 | 0
FixedInterchange | 0 | 0 | 0 | 0 | 0 | 0
SO2 Emissions (MMshortTons): NYISO_A-F
ReportingType | 2015 | 2020 | 2025 | 2030 | 2035 | 2040
BM | 0 | 0 | 0 | 0 | 0 | 0
CC | 0 | 0 | 0 | 0 | 0 | 0
CSP | 0 | 0 | 0 | 0 | 0 | 0
CT | 0 | 0 | 0 | 0 | 0 | 0
Coal | 0 | 0 | 0 | 0 | 0 | 0
Geo | 0 | 0 | 0 | 0 | 0 | 0
H | 0 | 0 | 0 | 0 | 0 | 0
LFG | 0 | 0 | 0 | 0 | 0 | 0
Nuc | 0 | 0 | 0 | 0 | 0 | 0
PS | 0 | 0 | 0 | 0 | 0 | 0
PV | 0 | 0 | 0 | 0 | 0 | 0
PeakG | 0 | 0 | 0 | 0 | 0 | 0
PeakO | 0 | 0 | 0 | 0 | 0 | 0
ST | 0 | 0 | 0 | 0 | 0 | 0
STOG | 0 | 0 | 0 | 0 | 0 | 0
STWD | 0 | 0 | 0 | 0 | 0 | 0
WT | 0 | 0 | 0 | 0 | 0 | 0
IGCC | 0 | 0 | 0 | 0 | 0 | 0
DemandResponse | 0 | 0 | 0 | 0 | 0 | 0
IGCC-CCS | 0 | 0 | 0 | 0 | 0 | 0
WT_off | 0 | 0 | 0 | 0 | 0 | 0
PseudoUnit | 0 | 0 | 0 | 0 | 0 | 0
FixedInterchange | 0 | 0 | 0 | 0 | 0 | 0
SO2 Emissions (MMshortTons): NYISO_G-I
ReportingType | 2015 | 2020 | 2025 | 2030 | 2035 | 2040
BM | 0 | 0 | 0 | 0 | 0 | 0
CC | 0 | 0 | 0 | 0 | 0 | 0
CSP | 0 | 0 | 0 | 0 | 0 | 0
CT | 0 | 0 | 0 | 0 | 0 | 0
Coal | 0.01 | 0 | 0 | 0 | 0 | 0
Geo | 0 | 0 | 0 | 0 | 0 | 0
H | 0 | 0 | 0 | 0 | 0 | 0
LFG | 0 | 0 | 0 | 0 | 0 | 0
Nuc | 0 | 0 | 0 | 0 | 0 | 0
PS | 0 | 0 | 0 | 0 | 0 | 0
PV | 0 | 0 | 0 | 0 | 0 | 0
PeakG | 0 | 0 | 0 | 0 | 0 | 0
PeakO | 0 | 0 | 0 | 0 | 0 | 0
ST | 0 | 0 | 0 | 0 | 0 | 0
STOG | 0 | 0 | 0 | 0 | 0 | 0
STWD | 0 | 0 | 0 | 0 | 0 | 0
WT | 0 | 0 | 0 | 0 | 0 | 0
IGCC | 0 | 0 | 0 | 0 | 0 | 0
DemandResponse | 0 | 0 | 0 | 0 | 0 | 0
IGCC-CCS | 0 | 0 | 0 | 0 | 0 | 0
WT_off | 0 | 0 | 0 | 0 | 0 | 0
PseudoUnit | 0 | 0 | 0 | 0 | 0 | 0
FixedInterchange | 0 | 0 | 0 | 0 | 0 | 0
SO2 Emissions (MMshortTons): NYISO_J-K
ReportingType | 2015 | 2020 | 2025 | 2030 | 2035 | 2040
BM | 0 | 0 | 0 | 0 | 0 | 0
CC | 0 | 0 | 0 | 0 | 0 | 0
CSP | 0 | 0 | 0 | 0 | 0 | 0
CT | 0 | 0 | 0 | 0 | 0 | 0
Coal | 0 | 0 | 0 | 0 | 0 | 0
Geo | 0 | 0 | 0 | 0 | 0 | 0
H | 0 | 0 | 0 | 0 | 0 | 0
LFG | 0 | 0 | 0 | 0 | 0 | 0
Nuc | 0 | 0 | 0 | 0 | 0 | 0
PS | 0 | 0 | 0 | 0 | 0 | 0
PV | 0 | 0 | 0 | 0 | 0 | 0
PeakG | 0 | 0 | 0 | 0 | 0 | 0
PeakO | 0 | 0 | 0 | 0 | 0 | 0
ST | 0 | 0 | 0 | 0 | 0 | 0
STOG | 0 | 0 | 0 | 0 | 0 | 0
STWD | 0 | 0 | 0 | 0 | 0 | 0
WT | 0 | 0 | 0 | 0 | 0 | 0
IGCC | 0 | 0 | 0 | 0 | 0 | 0
DemandResponse | 0 | 0 | 0 | 0 | 0 | 0
IGCC-CCS | 0 | 0 | 0 | 0 | 0 | 0
WT_off | 0 | 0 | 0 | 0 | 0 | 0
PseudoUnit | 0 | 0 | 0 | 0 | 0 | 0
FixedInterchange | 0 | 0 | 0 | 0 | 0 | 0
SO2 Emissions (MMshortTons): PJM_E
ReportingType | 2015 | 2020 | 2025 | 2030 | 2035 | 2040
BM | 0 | 0 | 0 | 0 | 0 | 0
CC | 0 | 0 | 0 | 0 | 0 | 0
CSP | 0 | 0 | 0 | 0 | 0 | 0
CT | 0 | 0 | 0 | 0 | 0 | 0
Coal | 0 | 0 | 0 | 0 | 0 | 0
Geo | 0 | 0 | 0 | 0 | 0 | 0
H | 0 | 0 | 0 | 0 | 0 | 0
LFG | 0 | 0 | 0 | 0 | 0 | 0
Nuc | 0 | 0 | 0 | 0 | 0 | 0
PS | 0 | 0 | 0 | 0 | 0 | 0
PV | 0 | 0 | 0 | 0 | 0 | 0
PeakG | 0 | 0 | 0 | 0 | 0 | 0
PeakO | 0 | 0 | 0 | 0 | 0 | 0
ST | 0 | 0 | 0 | 0 | 0 | 0
STOG | 0 | 0 | 0 | 0 | 0 | 0
STWD | 0 | 0 | 0 | 0 | 0 | 0
WT | 0 | 0 | 0 | 0 | 0 | 0
IGCC | 0 | 0 | 0 | 0 | 0 | 0
DemandResponse | 0 | 0 | 0 | 0 | 0 | 0
IGCC-CCS | 0 | 0 | 0 | 0 | 0 | 0
WT_off | 0 | 0 | 0 | 0 | 0 | 0
PseudoUnit | 0 | 0 | 0 | 0 | 0 | 0
FixedInterchange | 0 | 0 | 0 | 0 | 0 | 0
SO2 Emissions (MMshortTons): PJM_ROM
ReportingType | 2015 | 2020 | 2025 | 2030 | 2035 | 2040
BM | 0 | 0 | 0 | 0 | 0 | 0
CC | 0 | 0 | 0 | 0 | 0 | 0
CSP | 0 | 0 | 0 | 0 | 0 | 0
CT | 0 | 0 | 0 | 0 | 0 | 0
Coal | 0.14 | 0.05 | 0.06 | 0.06 | 0.07 | 0.06
Geo | 0 | 0 | 0 | 0 | 0 | 0
H | 0 | 0 | 0 | 0 | 0 | 0
LFG | 0 | 0 | 0 | 0 | 0 | 0
Nuc | 0 | 0 | 0 | 0 | 0 | 0
PS | 0 | 0 | 0 | 0 | 0 | 0
PV | 0 | 0 | 0 | 0 | 0 | 0
PeakG | 0 | 0 | 0 | 0 | 0 | 0
PeakO | 0 | 0 | 0 | 0 | 0 | 0
ST | 0 | 0 | 0 | 0 | 0 | 0
STOG | 0 | 0 | 0 | 0 | 0 | 0
STWD | 0 | 0 | 0 | 0 | 0 | 0
WT | 0 | 0 | 0 | 0 | 0 | 0
IGCC | 0 | 0 | 0 | 0 | 0 | 0
DemandResponse | 0 | 0 | 0 | 0 | 0 | 0
IGCC-CCS | 0 | 0 | 0 | 0 | 0 | 0
WT_off | 0 | 0 | 0 | 0 | 0 | 0
PseudoUnit | 0 | 0 | 0 | 0 | 0 | 0
FixedInterchange | 0 | 0 | 0 | 0 | 0 | 0
SO2 Emissions (MMshortTons): PJM_ROR
ReportingType | 2015 | 2020 | 2025 | 2030 | 2035 | 2040
BM | 0 | 0 | 0 | 0 | 0 | 0
CC | 0 | 0 | 0 | 0 | 0 | 0
CSP | 0 | 0 | 0 | 0 | 0 | 0
CT | 0 | 0 | 0 | 0 | 0 | 0
Coal | 1.37 | 0.23 | 0.25 | 0.25 | 0.25 | 0.25
Geo | 0 | 0 | 0 | 0 | 0 | 0
H | 0 | 0 | 0 | 0 | 0 | 0
LFG | 0 | 0 | 0 | 0 | 0 | 0
Nuc | 0 | 0 | 0 | 0 | 0 | 0
PS | 0 | 0 | 0 | 0 | 0 | 0
PV | 0 | 0 | 0 | 0 | 0 | 0
PeakG | 0 | 0 | 0 | 0 | 0 | 0
PeakO | 0 | 0 | 0 | 0 | 0 | 0
ST | 0 | 0 | 0 | 0 | 0 | 0
STOG | 0 | 0 | 0 | 0 | 0 | 0
STWD | 0 | 0 | 0 | 0 | 0 | 0
WT | 0 | 0 | 0 | 0 | 0 | 0
IGCC | 0 | 0 | 0 | 0 | 0 | 0
DemandResponse | 0 | 0 | 0 | 0 | 0 | 0
IGCC-CCS | 0 | 0 | 0 | 0 | 0 | 0
WT_off | 0 | 0 | 0 | 0 | 0 | 0
PseudoUnit | 0 | 0 | 0 | 0 | 0 | 0
FixedInterchange | 0 | 0 | 0 | 0 | 0 | 0
SO2 Emissions (MMshortTons): SOCO
ReportingType | 2015 | 2020 | 2025 | 2030 | 2035 | 2040
BM | 0 | 0 | 0 | 0 | 0 | 0
CC | 0 | 0 | 0 | 0 | 0 | 0
CSP | 0 | 0 | 0 | 0 | 0 | 0
CT | 0 | 0 | 0 | 0 | 0 | 0
Coal | 0.44 | 0.14 | 0.17 | 0.16 | 0.17 | 0.15
Geo | 0 | 0 | 0 | 0 | 0 | 0
H | 0 | 0 | 0 | 0 | 0 | 0
LFG | 0 | 0 | 0 | 0 | 0 | 0
Nuc | 0 | 0 | 0 | 0 | 0 | 0
PS | 0 | 0 | 0 | 0 | 0 | 0
PV | 0 | 0 | 0 | 0 | 0 | 0
PeakG | 0 | 0 | 0 | 0 | 0 | 0
PeakO | 0 | 0 | 0 | 0 | 0 | 0
ST | 0 | 0 | 0 | 0 | 0 | 0
STOG | 0 | 0 | 0 | 0 | 0 | 0
STWD | 0 | 0 | 0 | 0 | 0 | 0
WT | 0 | 0 | 0 | 0 | 0 | 0
IGCC | 0 | 0 | 0 | 0 | 0 | 0
DemandResponse | 0 | 0 | 0 | 0 | 0 | 0
IGCC-CCS | 0 | 0 | 0 | 0 | 0 | 0
WT_off | 0 | 0 | 0 | 0 | 0 | 0
PseudoUnit | 0 | 0 | 0 | 0 | 0 | 0
FixedInterchange | 0 | 0 | 0 | 0 | 0 | 0
SO2 Emissions (MMshortTons): SPP_N
ReportingType | 2015 | 2020 | 2025 | 2030 | 2035 | 2040
BM | 0 | 0 | 0 | 0 | 0 | 0
CC | 0 | 0 | 0 | 0 | 0 | 0
CSP | 0 | 0 | 0 | 0 | 0 | 0
CT | 0 | 0 | 0 | 0 | 0 | 0
Coal | 0.08 | 0.03 | 0.03 | 0.03 | 0.03 | 0.03
Geo | 0 | 0 | 0 | 0 | 0 | 0
H | 0 | 0 | 0 | 0 | 0 | 0
LFG | 0 | 0 | 0 | 0 | 0 | 0
Nuc | 0 | 0 | 0 | 0 | 0 | 0
PS | 0 | 0 | 0 | 0 | 0 | 0
PV | 0 | 0 | 0 | 0 | 0 | 0
PeakG | 0 | 0 | 0 | 0 | 0 | 0
PeakO | 0 | 0 | 0 | 0 | 0 | 0
ST | 0 | 0 | 0 | 0 | 0 | 0
STOG | 0 | 0 | 0 | 0 | 0 | 0
STWD | 0 | 0 | 0 | 0 | 0 | 0
WT | 0 | 0 | 0 | 0 | 0 | 0
IGCC | 0 | 0 | 0 | 0 | 0 | 0
DemandResponse | 0 | 0 | 0 | 0 | 0 | 0
IGCC-CCS | 0 | 0 | 0 | 0 | 0 | 0
WT_off | 0 | 0 | 0 | 0 | 0 | 0
PseudoUnit | 0 | 0 | 0 | 0 | 0 | 0
FixedInterchange | 0 | 0 | 0 | 0 | 0 | 0
SO2 Emissions (MMshortTons): SPP_S
ReportingType | 2015 | 2020 | 2025 | 2030 | 2035 | 2040
BM | 0 | 0 | 0 | 0 | 0 | 0
CC | 0 | 0 | 0 | 0 | 0 | 0
CSP | 0 | 0 | 0 | 0 | 0 | 0
CT | 0 | 0 | 0 | 0 | 0 | 0
Coal | 0.34 | 0.09 | 0.1 | 0.1 | 0.11 | 0.11
Geo | 0 | 0 | 0 | 0 | 0 | 0
H | 0 | 0 | 0 | 0 | 0 | 0
LFG | 0 | 0 | 0 | 0 | 0 | 0
Nuc | 0 | 0 | 0 | 0 | 0 | 0
PS | 0 | 0 | 0 | 0 | 0 | 0
PV | 0 | 0 | 0 | 0 | 0 | 0
PeakG | 0 | 0 | 0 | 0 | 0 | 0
PeakO | 0 | 0 | 0 | 0 | 0 | 0
ST | 0 | 0 | 0 | 0 | 0 | 0
STOG | 0 | 0 | 0 | 0 | 0 | 0
STWD | 0 | 0 | 0 | 0 | 0 | 0
WT | 0 | 0 | 0 | 0 | 0 | 0
IGCC | 0 | 0 | 0 | 0 | 0 | 0
DemandResponse | 0 | 0 | 0 | 0 | 0 | 0
IGCC-CCS | 0 | 0 | 0 | 0 | 0 | 0
WT_off | 0 | 0 | 0 | 0 | 0 | 0
PseudoUnit | 0 | 0 | 0 | 0 | 0 | 0
FixedInterchange | 0 | 0 | 0 | 0 | 0 | 0
SO2 Emissions (MMshortTons): TVA
ReportingType | 2015 | 2020 | 2025 | 2030 | 2035 | 2040
BM | 0 | 0 | 0 | 0 | 0 | 0
CC | 0 | 0 | 0 | 0 | 0 | 0
CSP | 0 | 0 | 0 | 0 | 0 | 0
CT | 0 | 0 | 0 | 0 | 0 | 0
Coal | 0.25 | 0.19 | 0.2 | 0.19 | 0.19 | 0.21
Geo | 0 | 0 | 0 | 0 | 0 | 0
H | 0 | 0 | 0 | 0 | 0 | 0
LFG | 0 | 0 | 0 | 0 | 0 | 0
Nuc | 0 | 0 | 0 | 0 | 0 | 0
PS | 0 | 0 | 0 | 0 | 0 | 0
PV | 0 | 0 | 0 | 0 | 0 | 0
PeakG | 0 | 0 | 0 | 0 | 0 | 0
PeakO | 0 | 0 | 0 | 0 | 0 | 0
ST | 0 | 0 | 0 | 0 | 0 | 0
STOG | 0 | 0 | 0 | 0 | 0 | 0
STWD | 0 | 0 | 0 | 0 | 0 | 0
WT | 0 | 0 | 0 | 0 | 0 | 0
IGCC | 0 | 0 | 0 | 0 | 0 | 0
DemandResponse | 0 | 0 | 0 | 0 | 0 | 0
IGCC-CCS | 0 | 0 | 0 | 0 | 0 | 0
WT_off | 0 | 0 | 0 | 0 | 0 | 0
PseudoUnit | 0 | 0 | 0 | 0 | 0 | 0
FixedInterchange | 0 | 0 | 0 | 0 | 0 | 0
SO2 Emissions (MMshortTons): TVA_Transmission
ReportingType | 2015 | 2020 | 2025 | 2030 | 2035 | 2040
BM | 0 | 0 | 0 | 0 | 0 | 0
CC | 0 | 0 | 0 | 0 | 0 | 0
CSP | 0 | 0 | 0 | 0 | 0 | 0
CT | 0 | 0 | 0 | 0 | 0 | 0
Coal | 0 | 0 | 0 | 0 | 0 | 0
Geo | 0 | 0 | 0 | 0 | 0 | 0
H | 0 | 0 | 0 | 0 | 0 | 0
LFG | 0 | 0 | 0 | 0 | 0 | 0
Nuc | 0 | 0 | 0 | 0 | 0 | 0
PS | 0 | 0 | 0 | 0 | 0 | 0
PV | 0 | 0 | 0 | 0 | 0 | 0
PeakG | 0 | 0 | 0 | 0 | 0 | 0
PeakO | 0 | 0 | 0 | 0 | 0 | 0
ST | 0 | 0 | 0 | 0 | 0 | 0
STOG | 0 | 0 | 0 | 0 | 0 | 0
STWD | 0 | 0 | 0 | 0 | 0 | 0
WT | 0 | 0 | 0 | 0 | 0 | 0
IGCC | 0 | 0 | 0 | 0 | 0 | 0
DemandResponse | 0 | 0 | 0 | 0 | 0 | 0
IGCC-CCS | 0 | 0 | 0 | 0 | 0 | 0
WT_off | 0 | 0 | 0 | 0 | 0 | 0
PseudoUnit | 0 | 0 | 0 | 0 | 0 | 0
FixedInterchange | 0 | 0 | 0 | 0 | 0 | 0
SO2 Emissions (MMshortTons): VACAR
ReportingType | 2015 | 2020 | 2025 | 2030 | 2035 | 2040
BM | 0 | 0 | 0 | 0 | 0 | 0
CC | 0 | 0 | 0 | 0 | 0 | 0
CSP | 0 | 0 | 0 | 0 | 0 | 0
CT | 0 | 0 | 0 | 0 | 0 | 0
Coal | 0.15 | 0.04 | 0.05 | 0.06 | 0.06 | 0.07
Geo | 0 | 0 | 0 | 0 | 0 | 0
H | 0 | 0 | 0 | 0 | 0 | 0
LFG | 0 | 0 | 0 | 0 | 0 | 0
Nuc | 0 | 0 | 0 | 0 | 0 | 0
PS | 0 | 0 | 0 | 0 | 0 | 0
PV | 0 | 0 | 0 | 0 | 0 | 0
PeakG | 0 | 0 | 0 | 0 | 0 | 0
PeakO | 0 | 0 | 0 | 0 | 0 | 0
ST | 0 | 0 | 0 | 0 | 0 | 0
STOG | 0 | 0 | 0 | 0 | 0 | 0
STWD | 0 | 0 | 0 | 0 | 0 | 0
WT | 0 | 0 | 0 | 0 | 0 | 0
IGCC | 0 | 0 | 0 | 0 | 0 | 0
DemandResponse | 0 | 0 | 0 | 0 | 0 | 0
IGCC-CCS | 0 | 0 | 0 | 0 | 0 | 0
WT_off | 0 | 0 | 0 | 0 | 0 | 0
PseudoUnit | 0 | 0 | 0 | 0 | 0 | 0
FixedInterchange | 0 | 0 | 0 | 0 | 0 | 0
SO2 Emissions (MMshortTons): IESO
ReportingType | 2015 | 2020 | 2025 | 2030 | 2035 | 2040
BM | 0 | 0 | 0 | 0 | 0 | 0
CC | 0 | 0 | 0 | 0 | 0 | 0
CSP | 0 | 0 | 0 | 0 | 0 | 0
CT | 0 | 0 | 0 | 0 | 0 | 0
Coal | 0 | 0 | 0 | 0 | 0 | 0
Geo | 0 | 0 | 0 | 0 | 0 | 0
H | 0 | 0 | 0 | 0 | 0 | 0
LFG | 0 | 0 | 0 | 0 | 0 | 0
Nuc | 0 | 0 | 0 | 0 | 0 | 0
PS | 0 | 0 | 0 | 0 | 0 | 0
PV | 0 | 0 | 0 | 0 | 0 | 0
PeakG | 0 | 0 | 0 | 0 | 0 | 0
PeakO | 0 | 0 | 0 | 0 | 0 | 0
ST | 0 | 0 | 0 | 0 | 0 | 0
STOG | 0 | 0 | 0 | 0 | 0 | 0
STWD | 0 | 0 | 0 | 0 | 0 | 0
WT | 0 | 0 | 0 | 0 | 0 | 0
IGCC | 0 | 0 | 0 | 0 | 0 | 0
DemandResponse | 0 | 0 | 0 | 0 | 0 | 0
IGCC-CCS | 0 | 0 | 0 | 0 | 0 | 0
WT_off | 0 | 0 | 0 | 0 | 0 | 0
PseudoUnit | 0 | 0 | 0 | 0 | 0 | 0
FixedInterchange | 0 | 0 | 0 | 0 | 0 | 0
SO2 Emissions (MMshortTons): MAPP_CA
ReportingType | 2015 | 2020 | 2025 | 2030 | 2035 | 2040
BM | 0 | 0 | 0 | 0 | 0 | 0
CC | 0 | 0 | 0 | 0 | 0 | 0
CSP | 0 | 0 | 0 | 0 | 0 | 0
CT | 0 | 0 | 0 | 0 | 0 | 0
Coal | 0 | 0.01 | 0 | 0 | 0 | 0
Geo | 0 | 0 | 0 | 0 | 0 | 0
H | 0 | 0 | 0 | 0 | 0 | 0
LFG | 0 | 0 | 0 | 0 | 0 | 0
Nuc | 0 | 0 | 0 | 0 | 0 | 0
PS | 0 | 0 | 0 | 0 | 0 | 0
PV | 0 | 0 | 0 | 0 | 0 | 0
PeakG | 0 | 0 | 0 | 0 | 0 | 0
PeakO | 0 | 0 | 0 | 0 | 0 | 0
ST | 0 | 0 | 0 | 0 | 0 | 0
STOG | 0 | 0 | 0 | 0 | 0 | 0
STWD | 0 | 0 | 0 | 0 | 0 | 0
WT | 0 | 0 | 0 | 0 | 0 | 0
IGCC | 0 | 0 | 0 | 0 | 0 | 0
DemandResponse | 0 | 0 | 0 | 0 | 0 | 0
IGCC-CCS | 0 | 0 | 0 | 0 | 0 | 0
WT_off | 0 | 0 | 0 | 0 | 0 | 0
PseudoUnit | 0 | 0 | 0 | 0 | 0 | 0
FixedInterchange | 0 | 0 | 0 | 0 | 0 | 0
SO2 Emissions (MMshortTons): AZ_NM_SNV_Coal
ReportingType | 2015 | 2020 | 2025 | 2030 | 2035 | 2040
BM | 0 | 0 | 0 | 0 | 0 | 0
CC | 0 | 0 | 0 | 0 | 0 | 0
CSP | 0 | 0 | 0 | 0 | 0 | 0
CT | 0 | 0 | 0 | 0 | 0 | 0
Coal | 0.03 | 0.02 | 0.02 | 0.02 | 0.02 | 0.03
Geo | 0 | 0 | 0 | 0 | 0 | 0
H | 0 | 0 | 0 | 0 | 0 | 0
LFG | 0 | 0 | 0 | 0 | 0 | 0
Nuc | 0 | 0 | 0 | 0 | 0 | 0
PS | 0 | 0 | 0 | 0 | 0 | 0
PV | 0 | 0 | 0 | 0 | 0 | 0
PeakG | 0 | 0 | 0 | 0 | 0 | 0
PeakO | 0 | 0 | 0 | 0 | 0 | 0
ST | 0 | 0 | 0 | 0 | 0 | 0
STOG | 0 | 0 | 0 | 0 | 0 | 0
STWD | 0 | 0 | 0 | 0 | 0 | 0
WT | 0 | 0 | 0 | 0 | 0 | 0
IGCC | 0 | 0 | 0 | 0 | 0 | 0
DemandResponse | 0 | 0 | 0 | 0 | 0 | 0
IGCC-CCS | 0 | 0 | 0 | 0 | 0 | 0
WT_off | 0 | 0 | 0 | 0 | 0 | 0
PseudoUnit | 0 | 0 | 0 | 0 | 0 | 0
FixedInterchange | 0 | 0 | 0 | 0 | 0 | 0
SO2 Emissions (MMshortTons): AZ_NM_SNV_Gas
ReportingType | 2015 | 2020 | 2025 | 2030 | 2035 | 2040
BM | 0 | 0 | 0 | 0 | 0 | 0
CC | 0 | 0 | 0 | 0 | 0 | 0
CSP | 0 | 0 | 0 | 0 | 0 | 0
CT | 0 | 0 | 0 | 0 | 0 | 0
Coal | 0 | 0 | 0 | 0 | 0 | 0
Geo | 0 | 0 | 0 | 0 | 0 | 0
H | 0 | 0 | 0 | 0 | 0 | 0
LFG | 0 | 0 | 0 | 0 | 0 | 0
Nuc | 0 | 0 | 0 | 0 | 0 | 0
PS | 0 | 0 | 0 | 0 | 0 | 0
PV | 0 | 0 | 0 | 0 | 0 | 0
PeakG | 0 | 0 | 0 | 0 | 0 | 0
PeakO | 0 | 0 | 0 | 0 | 0 | 0
ST | 0 | 0 | 0 | 0 | 0 | 0
STOG | 0 | 0 | 0 | 0 | 0 | 0
STWD | 0 | 0 | 0 | 0 | 0 | 0
WT | 0 | 0 | 0 | 0 | 0 | 0
IGCC | 0 | 0 | 0 | 0 | 0 | 0
DemandResponse | 0 | 0 | 0 | 0 | 0 | 0
IGCC-CCS | 0 | 0 | 0 | 0 | 0 | 0
WT_off | 0 | 0 | 0 | 0 | 0 | 0
PseudoUnit | 0 | 0 | 0 | 0 | 0 | 0
FixedInterchange | 0 | 0 | 0 | 0 | 0 | 0
SO2 Emissions (MMshortTons): AZ_NM_SNV_NucRenew
ReportingType | 2015 | 2020 | 2025 | 2030 | 2035 | 2040
BM | 0 | 0 | 0 | 0 | 0 | 0
CC | 0 | 0 | 0 | 0 | 0 | 0
CSP | 0 | 0 | 0 | 0 | 0 | 0
CT | 0 | 0 | 0 | 0 | 0 | 0
Coal | 0 | 0 | 0 | 0 | 0 | 0
Geo | 0 | 0 | 0 | 0 | 0 | 0
H | 0 | 0 | 0 | 0 | 0 | 0
LFG | 0 | 0 | 0 | 0 | 0 | 0
Nuc | 0 | 0 | 0 | 0 | 0 | 0
PS | 0 | 0 | 0 | 0 | 0 | 0
PV | 0 | 0 | 0 | 0 | 0 | 0
PeakG | 0 | 0 | 0 | 0 | 0 | 0
PeakO | 0 | 0 | 0 | 0 | 0 | 0
ST | 0 | 0 | 0 | 0 | 0 | 0
STOG | 0 | 0 | 0 | 0 | 0 | 0
STWD | 0 | 0 | 0 | 0 | 0 | 0
WT | 0 | 0 | 0 | 0 | 0 | 0
IGCC | 0 | 0 | 0 | 0 | 0 | 0
DemandResponse | 0 | 0 | 0 | 0 | 0 | 0
IGCC-CCS | 0 | 0 | 0 | 0 | 0 | 0
WT_off | 0 | 0 | 0 | 0 | 0 | 0
PseudoUnit | 0 | 0 | 0 | 0 | 0 | 0
FixedInterchange | 0 | 0 | 0 | 0 | 0 | 0
SO2 Emissions (MMshortTons): ERCOT
ReportingType | 2015 | 2020 | 2025 | 2030 | 2035 | 2040
BM | 0 | 0 | 0 | 0 | 0 | 0
CC | 0 | 0 | 0 | 0 | 0 | 0
CSP | 0 | 0 | 0 | 0 | 0 | 0
CT | 0 | 0 | 0 | 0 | 0 | 0
Coal | 0.2 | 0.07 | 0.09 | 0.09 | 0.09 | 0.09
Geo | 0 | 0 | 0 | 0 | 0 | 0
H | 0 | 0 | 0 | 0 | 0 | 0
LFG | 0 | 0 | 0 | 0 | 0 | 0
Nuc | 0 | 0 | 0 | 0 | 0 | 0
PS | 0 | 0 | 0 | 0 | 0 | 0
PV | 0 | 0 | 0 | 0 | 0 | 0
PeakG | 0 | 0 | 0 | 0 | 0 | 0
PeakO | 0 | 0 | 0 | 0 | 0 | 0
ST | 0 | 0 | 0 | 0 | 0 | 0
STOG | 0 | 0 | 0 | 0 | 0 | 0
STWD | 0 | 0 | 0 | 0 | 0 | 0
WT | 0 | 0 | 0 | 0 | 0 | 0
IGCC | 0 | 0 | 0 | 0 | 0 | 0
DemandResponse | 0 | 0 | 0 | 0 | 0 | 0
IGCC-CCS | 0 | 0 | 0 | 0 | 0 | 0
WT_off | 0 | 0 | 0 | 0 | 0 | 0
PseudoUnit | 0 | 0 | 0 | 0 | 0 | 0
FixedInterchange | 0 | 0 | 0 | 0 | 0 | 0
SO2 Emissions (MMshortTons): NP15
ReportingType | 2015 | 2020 | 2025 | 2030 | 2035 | 2040
BM | 0 | 0 | 0 | 0 | 0 | 0
CC | 0 | 0 | 0 | 0 | 0 | 0
CSP | 0 | 0 | 0 | 0 | 0 | 0
CT | 0 | 0 | 0 | 0 | 0 | 0
Coal | 0 | 0 | 0 | 0 | 0 | 0
Geo | 0 | 0 | 0 | 0 | 0 | 0
H | 0 | 0 | 0 | 0 | 0 | 0
LFG | 0 | 0 | 0 | 0 | 0 | 0
Nuc | 0 | 0 | 0 | 0 | 0 | 0
PS | 0 | 0 | 0 | 0 | 0 | 0
PV | 0 | 0 | 0 | 0 | 0 | 0
PeakG | 0 | 0 | 0 | 0 | 0 | 0
PeakO | 0 | 0 | 0 | 0 | 0 | 0
ST | 0 | 0 | 0 | 0 | 0 | 0
STOG | 0 | 0 | 0 | 0 | 0 | 0
STWD | 0 | 0 | 0 | 0 | 0 | 0
WT | 0 | 0 | 0 | 0 | 0 | 0
IGCC | 0 | 0 | 0 | 0 | 0 | 0
DemandResponse | 0 | 0 | 0 | 0 | 0 | 0
IGCC-CCS | 0 | 0 | 0 | 0 | 0 | 0
WT_off | 0 | 0 | 0 | 0 | 0 | 0
PseudoUnit | 0 | 0 | 0 | 0 | 0 | 0
FixedInterchange | 0 | 0 | 0 | 0 | 0 | 0
SO2 Emissions (MMshortTons): NWPP_Coal
ReportingType | 2015 | 2020 | 2025 | 2030 | 2035 | 2040
BM | 0 | 0 | 0 | 0 | 0 | 0
CC | 0 | 0 | 0 | 0 | 0 | 0
CSP | 0 | 0 | 0 | 0 | 0 | 0
CT | 0 | 0 | 0 | 0 | 0 | 0
Coal | 0.09 | 0.05 | 0.05 | 0.05 | 0.05 | 0.05
Geo | 0 | 0 | 0 | 0 | 0 | 0
H | 0 | 0 | 0 | 0 | 0 | 0
LFG | 0 | 0 | 0 | 0 | 0 | 0
Nuc | 0 | 0 | 0 | 0 | 0 | 0
PS | 0 | 0 | 0 | 0 | 0 | 0
PV | 0 | 0 | 0 | 0 | 0 | 0
PeakG | 0 | 0 | 0 | 0 | 0 | 0
PeakO | 0 | 0 | 0 | 0 | 0 | 0
ST | 0 | 0 | 0 | 0 | 0 | 0
STOG | 0 | 0 | 0 | 0 | 0 | 0
STWD | 0 | 0 | 0 | 0 | 0 | 0
WT | 0 | 0 | 0 | 0 | 0 | 0
IGCC | 0 | 0 | 0 | 0 | 0 | 0
DemandResponse | 0 | 0 | 0 | 0 | 0 | 0
IGCC-CCS | 0 | 0 | 0 | 0 | 0 | 0
WT_off | 0 | 0 | 0 | 0 | 0 | 0
PseudoUnit | 0 | 0 | 0 | 0 | 0 | 0
FixedInterchange | 0 | 0 | 0 | 0 | 0 | 0
SO2 Emissions (MMshortTons): NWPP_Gas
ReportingType | 2015 | 2020 | 2025 | 2030 | 2035 | 2040
BM | 0 | 0 | 0 | 0 | 0 | 0
CC | 0 | 0 | 0 | 0 | 0 | 0
CSP | 0 | 0 | 0 | 0 | 0 | 0
CT | 0 | 0 | 0 | 0 | 0 | 0
Coal | 0 | 0 | 0 | 0 | 0 | 0
Geo | 0 | 0 | 0 | 0 | 0 | 0
H | 0 | 0 | 0 | 0 | 0 | 0
LFG | 0 | 0 | 0 | 0 | 0 | 0
Nuc | 0 | 0 | 0 | 0 | 0 | 0
PS | 0 | 0 | 0 | 0 | 0 | 0
PV | 0 | 0 | 0 | 0 | 0 | 0
PeakG | 0 | 0 | 0 | 0 | 0 | 0
PeakO | 0 | 0 | 0 | 0 | 0 | 0
ST | 0 | 0 | 0 | 0 | 0 | 0
STOG | 0 | 0 | 0 | 0 | 0 | 0
STWD | 0 | 0 | 0 | 0 | 0 | 0
WT | 0 | 0 | 0 | 0 | 0 | 0
IGCC | 0 | 0 | 0 | 0 | 0 | 0
DemandResponse | 0 | 0 | 0 | 0 | 0 | 0
IGCC-CCS | 0 | 0 | 0 | 0 | 0 | 0
WT_off | 0 | 0 | 0 | 0 | 0 | 0
PseudoUnit | 0 | 0 | 0 | 0 | 0 | 0
FixedInterchange | 0 | 0 | 0 | 0 | 0 | 0
SO2 Emissions (MMshortTons): NWPP_NucRenew
ReportingType | 2015 | 2020 | 2025 | 2030 | 2035 | 2040
BM | 0 | 0 | 0 | 0 | 0 | 0
CC | 0 | 0 | 0 | 0 | 0 | 0
CSP | 0 | 0 | 0 | 0 | 0 | 0
CT | 0 | 0 | 0 | 0 | 0 | 0
Coal | 0 | 0 | 0 | 0 | 0 | 0
Geo | 0 | 0 | 0 | 0 | 0 | 0
H | 0 | 0 | 0 | 0 | 0 | 0
LFG | 0 | 0 | 0 | 0 | 0 | 0
Nuc | 0 | 0 | 0 | 0 | 0 | 0
PS | 0 | 0 | 0 | 0 | 0 | 0
PV | 0 | 0 | 0 | 0 | 0 | 0
PeakG | 0 | 0 | 0 | 0 | 0 | 0
PeakO | 0 | 0 | 0 | 0 | 0 | 0
ST | 0 | 0 | 0 | 0 | 0 | 0
STOG | 0 | 0 | 0 | 0 | 0 | 0
STWD | 0 | 0 | 0 | 0 | 0 | 0
WT | 0 | 0 | 0 | 0 | 0 | 0
IGCC | 0 | 0 | 0 | 0 | 0 | 0
DemandResponse | 0 | 0 | 0 | 0 | 0 | 0
IGCC-CCS | 0 | 0 | 0 | 0 | 0 | 0
WT_off | 0 | 0 | 0 | 0 | 0 | 0
PseudoUnit | 0 | 0 | 0 | 0 | 0 | 0
FixedInterchange | 0 | 0 | 0 | 0 | 0 | 0
SO2 Emissions (MMshortTons): RMPA
ReportingType | 2015 | 2020 | 2025 | 2030 | 2035 | 2040
BM | 0 | 0 | 0 | 0 | 0 | 0
CC | 0 | 0 | 0 | 0 | 0 | 0
CSP | 0 | 0 | 0 | 0 | 0 | 0
CT | 0 | 0 | 0 | 0 | 0 | 0
Coal | 0.06 | 0.03 | 0.02 | 0.02 | 0.03 | 0.03
Geo | 0 | 0 | 0 | 0 | 0 | 0
H | 0 | 0 | 0 | 0 | 0 | 0
LFG | 0 | 0 | 0 | 0 | 0 | 0
Nuc | 0 | 0 | 0 | 0 | 0 | 0
PS | 0 | 0 | 0 | 0 | 0 | 0
PV | 0 | 0 | 0 | 0 | 0 | 0
PeakG | 0 | 0 | 0 | 0 | 0 | 0
PeakO | 0 | 0 | 0 | 0 | 0 | 0
ST | 0 | 0 | 0 | 0 | 0 | 0
STOG | 0 | 0 | 0 | 0 | 0 | 0
STWD | 0 | 0 | 0 | 0 | 0 | 0
WT | 0 | 0 | 0 | 0 | 0 | 0
IGCC | 0 | 0 | 0 | 0 | 0 | 0
DemandResponse | 0 | 0 | 0 | 0 | 0 | 0
IGCC-CCS | 0 | 0 | 0 | 0 | 0 | 0
WT_off | 0 | 0 | 0 | 0 | 0 | 0
PseudoUnit | 0 | 0 | 0 | 0 | 0 | 0
FixedInterchange | 0 | 0 | 0 | 0 | 0 | 0
SO2 Emissions (MMshortTons): SP15
ReportingType | 2015 | 2020 | 2025 | 2030 | 2035 | 2040
BM | 0 | 0 | 0 | 0 | 0 | 0
CC | 0 | 0 | 0 | 0 | 0 | 0
CSP | 0 | 0 | 0 | 0 | 0 | 0
CT | 0 | 0 | 0 | 0 | 0 | 0
Coal | 0 | 0 | 0 | 0 | 0 | 0
Geo | 0 | 0 | 0 | 0 | 0 | 0
H | 0 | 0 | 0 | 0 | 0 | 0
LFG | 0 | 0 | 0 | 0 | 0 | 0
Nuc | 0 | 0 | 0 | 0 | 0 | 0
PS | 0 | 0 | 0 | 0 | 0 | 0
PV | 0 | 0 | 0 | 0 | 0 | 0
PeakG | 0 | 0 | 0 | 0 | 0 | 0
PeakO | 0 | 0 | 0 | 0 | 0 | 0
ST | 0 | 0 | 0 | 0 | 0 | 0
STOG | 0 | 0 | 0 | 0 | 0 | 0
STWD | 0 | 0 | 0 | 0 | 0 | 0
WT | 0 | 0 | 0 | 0 | 0 | 0
IGCC | 0 | 0 | 0 | 0 | 0 | 0
DemandResponse | 0 | 0 | 0 | 0 | 0 | 0
IGCC-CCS | 0 | 0 | 0 | 0 | 0 | 0
WT_off | 0 | 0 | 0 | 0 | 0 | 0
PseudoUnit | 0 | 0 | 0 | 0 | 0 | 0
FixedInterchange | 0 | 0 | 0 | 0 | 0 | 0
SO2 Emissions (MMshortTons): ALB
ReportingType | 2015 | 2020 | 2025 | 2030 | 2035 | 2040
BM | 0 | 0 | 0 | 0 | 0 | 0
CC | 0 | 0 | 0 | 0 | 0 | 0
CSP | 0 | 0 | 0 | 0 | 0 | 0
CT | 0 | 0 | 0 | 0 | 0 | 0
Coal | 0.16 | 0.14 | 0.14 | 0.14 | 0.14 | 0.14
Geo | 0 | 0 | 0 | 0 | 0 | 0
H | 0 | 0 | 0 | 0 | 0 | 0
LFG | 0 | 0 | 0 | 0 | 0 | 0
Nuc | 0 | 0 | 0 | 0 | 0 | 0
PS | 0 | 0 | 0 | 0 | 0 | 0
PV | 0 | 0 | 0 | 0 | 0 | 0
PeakG | 0 | 0 | 0 | 0 | 0 | 0
PeakO | 0 | 0 | 0 | 0 | 0 | 0
ST | 0 | 0 | 0 | 0 | 0 | 0
STOG | 0 | 0 | 0 | 0 | 0 | 0
STWD | 0 | 0 | 0 | 0 | 0 | 0
WT | 0 | 0 | 0 | 0 | 0 | 0
IGCC | 0 | 0 | 0 | 0 | 0 | 0
DemandResponse | 0 | 0 | 0 | 0 | 0 | 0
IGCC-CCS | 0 | 0 | 0 | 0 | 0 | 0
WT_off | 0 | 0 | 0 | 0 | 0 | 0
PseudoUnit | 0 | 0 | 0 | 0 | 0 | 0
FixedInterchange | 0 | 0 | 0 | 0 | 0 | 0
SO2 Emissions (MMshortTons): BC
ReportingType | 2015 | 2020 | 2025 | 2030 | 2035 | 2040
BM | 0 | 0 | 0 | 0 | 0 | 0
CC | 0 | 0 | 0 | 0 | 0 | 0
CSP | 0 | 0 | 0 | 0 | 0 | 0
CT | 0 | 0 | 0 | 0 | 0 | 0
Coal | 0 | 0 | 0 | 0 | 0 | 0
Geo | 0 | 0 | 0 | 0 | 0 | 0
H | 0 | 0 | 0 | 0 | 0 | 0
LFG | 0 | 0 | 0 | 0 | 0 | 0
Nuc | 0 | 0 | 0 | 0 | 0 | 0
PS | 0 | 0 | 0 | 0 | 0 | 0
PV | 0 | 0 | 0 | 0 | 0 | 0
PeakG | 0 | 0 | 0 | 0 | 0 | 0
PeakO | 0 | 0 | 0 | 0 | 0 | 0
ST | 0 | 0 | 0 | 0 | 0 | 0
STOG | 0 | 0 | 0 | 0 | 0 | 0
STWD | 0 | 0 | 0 | 0 | 0 | 0
WT | 0 | 0 | 0 | 0 | 0 | 0
IGCC | 0 | 0 | 0 | 0 | 0 | 0
DemandResponse | 0 | 0 | 0 | 0 | 0 | 0
IGCC-CCS | 0 | 0 | 0 | 0 | 0 | 0
WT_off | 0 | 0 | 0 | 0 | 0 | 0
PseudoUnit | 0 | 0 | 0 | 0 | 0 | 0
FixedInterchange | 0 | 0 | 0 | 0 | 0 | 0
SO2 Emissions (MMshortTons): HQ_IESO
ReportingType | 2015 | 2020 | 2025 | 2030 | 2035 | 2040
BM | 0 | 0 | 0 | 0 | 0 | 0
CC | 0 | 0 | 0 | 0 | 0 | 0
CSP | 0 | 0 | 0 | 0 | 0 | 0
CT | 0 | 0 | 0 | 0 | 0 | 0
Coal | 0 | 0 | 0 | 0 | 0 | 0
Geo | 0 | 0 | 0 | 0 | 0 | 0
H | 0 | 0 | 0 | 0 | 0 | 0
LFG | 0 | 0 | 0 | 0 | 0 | 0
Nuc | 0 | 0 | 0 | 0 | 0 | 0
PS | 0 | 0 | 0 | 0 | 0 | 0
PV | 0 | 0 | 0 | 0 | 0 | 0
PeakG | 0 | 0 | 0 | 0 | 0 | 0
PeakO | 0 | 0 | 0 | 0 | 0 | 0
ST | 0 | 0 | 0 | 0 | 0 | 0
STOG | 0 | 0 | 0 | 0 | 0 | 0
STWD | 0 | 0 | 0 | 0 | 0 | 0
WT | 0 | 0 | 0 | 0 | 0 | 0
IGCC | 0 | 0 | 0 | 0 | 0 | 0
DemandResponse | 0 | 0 | 0 | 0 | 0 | 0
IGCC-CCS | 0 | 0 | 0 | 0 | 0 | 0
WT_off | 0 | 0 | 0 | 0 | 0 | 0
PseudoUnit | 0 | 0 | 0 | 0 | 0 | 0
FixedInterchange | 0 | 0 | 0 | 0 | 0 | 0
SO2 Emissions (MMshortTons): HQ_NEISO
ReportingType | 2015 | 2020 | 2025 | 2030 | 2035 | 2040
BM | 0 | 0 | 0 | 0 | 0 | 0
CC | 0 | 0 | 0 | 0 | 0 | 0
CSP | 0 | 0 | 0 | 0 | 0 | 0
CT | 0 | 0 | 0 | 0 | 0 | 0
Coal | 0 | 0 | 0 | 0 | 0 | 0
Geo | 0 | 0 | 0 | 0 | 0 | 0
H | 0 | 0 | 0 | 0 | 0 | 0
LFG | 0 | 0 | 0 | 0 | 0 | 0
Nuc | 0 | 0 | 0 | 0 | 0 | 0
PS | 0 | 0 | 0 | 0 | 0 | 0
PV | 0 | 0 | 0 | 0 | 0 | 0
PeakG | 0 | 0 | 0 | 0 | 0 | 0
PeakO | 0 | 0 | 0 | 0 | 0 | 0
ST | 0 | 0 | 0 | 0 | 0 | 0
STOG | 0 | 0 | 0 | 0 | 0 | 0
STWD | 0 | 0 | 0 | 0 | 0 | 0
WT | 0 | 0 | 0 | 0 | 0 | 0
IGCC | 0 | 0 | 0 | 0 | 0 | 0
DemandResponse | 0 | 0 | 0 | 0 | 0 | 0
IGCC-CCS | 0 | 0 | 0 | 0 | 0 | 0
WT_off | 0 | 0 | 0 | 0 | 0 | 0
PseudoUnit | 0 | 0 | 0 | 0 | 0 | 0
FixedInterchange | 0 | 0 | 0 | 0 | 0 | 0
SO2 Emissions (MMshortTons): HQ_NY
ReportingType | 2015 | 2020 | 2025 | 2030 | 2035 | 2040
BM | 0 | 0 | 0 | 0 | 0 | 0
CC | 0 | 0 | 0 | 0 | 0 | 0
CSP | 0 | 0 | 0 | 0 | 0 | 0
CT | 0 | 0 | 0 | 0 | 0 | 0
Coal | 0 | 0 | 0 | 0 | 0 | 0
Geo | 0 | 0 | 0 | 0 | 0 | 0
H | 0 | 0 | 0 | 0 | 0 | 0
LFG | 0 | 0 | 0 | 0 | 0 | 0
Nuc | 0 | 0 | 0 | 0 | 0 | 0
PS | 0 | 0 | 0 | 0 | 0 | 0
PV | 0 | 0 | 0 | 0 | 0 | 0
PeakG | 0 | 0 | 0 | 0 | 0 | 0
PeakO | 0 | 0 | 0 | 0 | 0 | 0
ST | 0 | 0 | 0 | 0 | 0 | 0
STOG | 0 | 0 | 0 | 0 | 0 | 0
STWD | 0 | 0 | 0 | 0 | 0 | 0
WT | 0 | 0 | 0 | 0 | 0 | 0
IGCC | 0 | 0 | 0 | 0 | 0 | 0
DemandResponse | 0 | 0 | 0 | 0 | 0 | 0
IGCC-CCS | 0 | 0 | 0 | 0 | 0 | 0
WT_off | 0 | 0 | 0 | 0 | 0 | 0
PseudoUnit | 0 | 0 | 0 | 0 | 0 | 0
FixedInterchange | 0 | 0 | 0 | 0 | 0 | 0
SO2 Emissions (MMshortTons): MARITIMES
ReportingType | 2015 | 2020 | 2025 | 2030 | 2035 | 2040
BM | 0 | 0 | 0 | 0 | 0 | 0
CC | 0 | 0 | 0 | 0 | 0 | 0
CSP | 0 | 0 | 0 | 0 | 0 | 0
CT | 0 | 0 | 0 | 0 | 0 | 0
Coal | 0 | 0 | 0 | 0 | 0 | 0
Geo | 0 | 0 | 0 | 0 | 0 | 0
H | 0 | 0 | 0 | 0 | 0 | 0
LFG | 0 | 0 | 0 | 0 | 0 | 0
Nuc | 0 | 0 | 0 | 0 | 0 | 0
PS | 0 | 0 | 0 | 0 | 0 | 0
PV | 0 | 0 | 0 | 0 | 0 | 0
PeakG | 0 | 0 | 0 | 0 | 0 | 0
PeakO | 0 | 0 | 0 | 0 | 0 | 0
ST | 0 | 0 | 0 | 0 | 0 | 0
STOG | 0 | 0 | 0 | 0 | 0 | 0
STWD | 0 | 0 | 0 | 0 | 0 | 0
WT | 0 | 0 | 0 | 0 | 0 | 0
IGCC | 0 | 0 | 0 | 0 | 0 | 0
DemandResponse | 0 | 0 | 0 | 0 | 0 | 0
IGCC-CCS | 0 | 0 | 0 | 0 | 0 | 0
WT_off | 0 | 0 | 0 | 0 | 0 | 0
PseudoUnit | 0 | 0 | 0 | 0 | 0 | 0
FixedInterchange | 0 | 0 | 0 | 0 | 0 | 0
SO2 Emissions (MMshortTons): All
ReportingType | 2015 | 2020 | 2025 | 2030 | 2035 | 2040
BM | 0 | 0 | 0 | 0 | 0 | 0
CC | 0 | 0 | 0 | 0 | 0 | 0
CSP | 0 | 0 | 0 | 0 | 0 | 0
CT | 0 | 0 | 0 | 0 | 0 | 0
Coal | 5.06 | 1.57 | 1.76 | 1.77 | 1.86 | 1.87
Geo | 0 | 0 | 0 | 0 | 0 | 0
H | 0 | 0 | 0 | 0 | 0 | 0
LFG | 0 | 0 | 0 | 0 | 0 | 0
Nuc | 0 | 0 | 0 | 0 | 0 | 0
PS | 0 | 0 | 0 | 0 | 0 | 0
PV | 0 | 0 | 0 | 0 | 0 | 0
PeakG | 0 | 0 | 0 | 0 | 0 | 0
PeakO | 0 | 0 | 0 | 0 | 0 | 0
ST | 0 | 0 | 0 | 0 | 0 | 0
STOG | 0 | 0 | 0 | 0 | 0 | 0
STWD | 0 | 0 | 0 | 0 | 0 | 0
WT | 0 | 0 | 0 | 0 | 0 | 0
IGCC | 0 | 0 | 0 | 0 | 0 | 0
DemandResponse | 0 | 0 | 0 | 0 | 0 | 0
IGCC-CCS | 0 | 0 | 0 | 0 | 0 | 0
WT_off | 0 | 0 | 0 | 0 | 0 | 0
PseudoUnit | 0 | 0 | 0 | 0 | 0 | 0
FixedInterchange | 0 | 0 | 0 | 0 | 0 | 0
SO2 Emissions (MMshortTons): EI_US
ReportingType | 2015 | 2020 | 2025 | 2030 | 2035 | 2040
BM | 0 | 0 | 0 | 0 | 0 | 0
CC | 0 | 0 | 0 | 0 | 0 | 0
CSP | 0 | 0 | 0 | 0 | 0 | 0
CT | 0 | 0 | 0 | 0 | 0 | 0
Coal | 4.51 | 1.24 | 1.43 | 1.44 | 1.53 | 1.53
Geo | 0 | 0 | 0 | 0 | 0 | 0
H | 0 | 0 | 0 | 0 | 0 | 0
LFG | 0 | 0 | 0 | 0 | 0 | 0
Nuc | 0 | 0 | 0 | 0 | 0 | 0
PS | 0 | 0 | 0 | 0 | 0 | 0
PV | 0 | 0 | 0 | 0 | 0 | 0
PeakG | 0 | 0 | 0 | 0 | 0 | 0
PeakO | 0 | 0 | 0 | 0 | 0 | 0
ST | 0 | 0 | 0 | 0 | 0 | 0
STOG | 0 | 0 | 0 | 0 | 0 | 0
STWD | 0 | 0 | 0 | 0 | 0 | 0
WT | 0 | 0 | 0 | 0 | 0 | 0
IGCC | 0 | 0 | 0 | 0 | 0 | 0
DemandResponse | 0 | 0 | 0 | 0 | 0 | 0
IGCC-CCS | 0 | 0 | 0 | 0 | 0 | 0
WT_off | 0 | 0 | 0 | 0 | 0 | 0
PseudoUnit | 0 | 0 | 0 | 0 | 0 | 0
FixedInterchange | 0 | 0 | 0 | 0 | 0 | 0
SO2 Emissions (MMshortTons): EI_Canada
ReportingType | 2015 | 2020 | 2025 | 2030 | 2035 | 2040
BM | 0 | 0 | 0 | 0 | 0 | 0
CC | 0 | 0 | 0 | 0 | 0 | 0
CSP | 0 | 0 | 0 | 0 | 0 | 0
CT | 0 | 0 | 0 | 0 | 0 | 0
Coal | 0 | 0.01 | 0 | 0 | 0 | 0
Geo | 0 | 0 | 0 | 0 | 0 | 0
H | 0 | 0 | 0 | 0 | 0 | 0
LFG | 0 | 0 | 0 | 0 | 0 | 0
Nuc | 0 | 0 | 0 | 0 | 0 | 0
PS | 0 | 0 | 0 | 0 | 0 | 0
PV | 0 | 0 | 0 | 0 | 0 | 0
PeakG | 0 | 0 | 0 | 0 | 0 | 0
PeakO | 0 | 0 | 0 | 0 | 0 | 0
ST | 0 | 0 | 0 | 0 | 0 | 0
STOG | 0 | 0 | 0 | 0 | 0 | 0
STWD | 0 | 0 | 0 | 0 | 0 | 0
WT | 0 | 0 | 0 | 0 | 0 | 0
IGCC | 0 | 0 | 0 | 0 | 0 | 0
DemandResponse | 0 | 0 | 0 | 0 | 0 | 0
IGCC-CCS | 0 | 0 | 0 | 0 | 0 | 0
WT_off | 0 | 0 | 0 | 0 | 0 | 0
PseudoUnit | 0 | 0 | 0 | 0 | 0 | 0
FixedInterchange | 0 | 0 | 0 | 0 | 0 | 0
SO2 Emissions (MMshortTons): EI
ReportingType | 2015 | 2020 | 2025 | 2030 | 2035 | 2040
BM | 0 | 0 | 0 | 0 | 0 | 0
CC | 0 | 0 | 0 | 0 | 0 | 0
CSP | 0 | 0 | 0 | 0 | 0 | 0
CT | 0 | 0 | 0 | 0 | 0 | 0
Coal | 4.52 | 1.26 | 1.43 | 1.44 | 1.53 | 1.53
Geo | 0 | 0 | 0 | 0 | 0 | 0
H | 0 | 0 | 0 | 0 | 0 | 0
LFG | 0 | 0 | 0 | 0 | 0 | 0
Nuc | 0 | 0 | 0 | 0 | 0 | 0
PS | 0 | 0 | 0 | 0 | 0 | 0
PV | 0 | 0 | 0 | 0 | 0 | 0
PeakG | 0 | 0 | 0 | 0 | 0 | 0
PeakO | 0 | 0 | 0 | 0 | 0 | 0
ST | 0 | 0 | 0 | 0 | 0 | 0
STOG | 0 | 0 | 0 | 0 | 0 | 0
STWD | 0 | 0 | 0 | 0 | 0 | 0
WT | 0 | 0 | 0 | 0 | 0 | 0
IGCC | 0 | 0 | 0 | 0 | 0 | 0
DemandResponse | 0 | 0 | 0 | 0 | 0 | 0
IGCC-CCS | 0 | 0 | 0 | 0 | 0 | 0
WT_off | 0 | 0 | 0 | 0 | 0 | 0
PseudoUnit | 0 | 0 | 0 | 0 | 0 | 0
FixedInterchange | 0 | 0 | 0 | 0 | 0 | 0
SO2 Emissions (MMshortTons): Outside_EI
ReportingType | 2015 | 2020 | 2025 | 2030 | 2035 | 2040
BM | 0 | 0 | 0 | 0 | 0 | 0
CC | 0 | 0 | 0 | 0 | 0 | 0
CSP | 0 | 0 | 0 | 0 | 0 | 0
CT | 0 | 0 | 0 | 0 | 0 | 0
Coal | 0.54 | 0.31 | 0.33 | 0.33 | 0.33 | 0.33
Geo | 0 | 0 | 0 | 0 | 0 | 0
H | 0 | 0 | 0 | 0 | 0 | 0
LFG | 0 | 0 | 0 | 0 | 0 | 0
Nuc | 0 | 0 | 0 | 0 | 0 | 0
PS | 0 | 0 | 0 | 0 | 0 | 0
PV | 0 | 0 | 0 | 0 | 0 | 0
PeakG | 0 | 0 | 0 | 0 | 0 | 0
PeakO | 0 | 0 | 0 | 0 | 0 | 0
ST | 0 | 0 | 0 | 0 | 0 | 0
STOG | 0 | 0 | 0 | 0 | 0 | 0
STWD | 0 | 0 | 0 | 0 | 0 | 0
WT | 0 | 0 | 0 | 0 | 0 | 0
IGCC | 0 | 0 | 0 | 0 | 0 | 0
DemandResponse | 0 | 0 | 0 | 0 | 0 | 0
IGCC-CCS | 0 | 0 | 0 | 0 | 0 | 0
WT_off | 0 | 0 | 0 | 0 | 0 | 0
PseudoUnit | 0 | 0 | 0 | 0 | 0 | 0
FixedInterchange | 0 | 0 | 0 | 0 | 0 | 0
NOx Emissions (MMshortTons): Entergy
ReportingType | 2015 | 2020 | 2025 | 2030 | 2035 | 2040
BM | 0 | 0 | 0 | 0 | 0 | 0
CC | 0 | 0.01 | 0 | 0 | 0 | 0
CSP | 0 | 0 | 0 | 0 | 0 | 0
CT | 0 | 0 | 0 | 0 | 0 | 0
Coal | 0.05 | 0.04 | 0.05 | 0.05 | 0.05 | 0.05
Geo | 0 | 0 | 0 | 0 | 0 | 0
H | 0 | 0 | 0 | 0 | 0 | 0
LFG | 0 | 0 | 0 | 0 | 0 | 0
Nuc | 0 | 0 | 0 | 0 | 0 | 0
PS | 0 | 0 | 0 | 0 | 0 | 0
PV | 0 | 0 | 0 | 0 | 0 | 0
PeakG | 0 | 0 | 0 | 0 | 0 | 0
PeakO | 0 | 0 | 0 | 0 | 0 | 0
ST | 0 | 0 | 0 | 0 | 0 | 0
STOG | 0 | 0 | 0 | 0 | 0 | 0
STWD | 0 | 0 | 0 | 0 | 0 | 0
WT | 0 | 0 | 0 | 0 | 0 | 0
IGCC | 0 | 0 | 0 | 0 | 0 | 0
DemandResponse | 0 | 0 | 0 | 0 | 0 | 0
IGCC-CCS | 0 | 0 | 0 | 0 | 0 | 0
WT_off | 0 | 0 | 0 | 0 | 0 | 0
PseudoUnit | 0 | 0 | 0 | 0 | 0 | 0
FixedInterchange | 0 | 0 | 0 | 0 | 0 | 0
NOx Emissions (MMshortTons): FRCC
ReportingType | 2015 | 2020 | 2025 | 2030 | 2035 | 2040
BM | 0 | 0 | 0 | 0 | 0 | 0
CC | 0.01 | 0.01 | 0.01 | 0.01 | 0.01 | 0.01
CSP | 0 | 0 | 0 | 0 | 0 | 0
CT | 0 | 0 | 0 | 0 | 0 | 0
Coal | 0.04 | 0.03 | 0.04 | 0.04 | 0.04 | 0.04
Geo | 0 | 0 | 0 | 0 | 0 | 0
H | 0 | 0 | 0 | 0 | 0 | 0
LFG | 0 | 0 | 0 | 0 | 0 | 0
Nuc | 0 | 0 | 0 | 0 | 0 | 0
PS | 0 | 0 | 0 | 0 | 0 | 0
PV | 0 | 0 | 0 | 0 | 0 | 0
PeakG | 0 | 0 | 0 | 0 | 0 | 0
PeakO | 0 | 0 | 0 | 0 | 0 | 0
ST | 0 | 0 | 0 | 0 | 0 | 0
STOG | 0 | 0 | 0 | 0 | 0 | 0
STWD | 0 | 0 | 0 | 0 | 0 | 0
WT | 0 | 0 | 0 | 0 | 0 | 0
IGCC | 0 | 0 | 0 | 0 | 0 | 0
DemandResponse | 0 | 0 | 0 | 0 | 0 | 0
IGCC-CCS | 0 | 0 | 0 | 0 | 0 | 0
WT_off | 0 | 0 | 0 | 0 | 0 | 0
PseudoUnit | 0 | 0 | 0 | 0 | 0 | 0
FixedInterchange | 0 | 0 | 0 | 0 | 0 | 0
NOx Emissions (MMshortTons): MAPP_US
ReportingType | 2015 | 2020 | 2025 | 2030 | 2035 | 2040
BM | 0 | 0 | 0 | 0 | 0 | 0
CC | 0 | 0 | 0 | 0 | 0 | 0
CSP | 0 | 0 | 0 | 0 | 0 | 0
CT | 0 | 0 | 0 | 0 | 0 | 0
Coal | 0.04 | 0.03 | 0.03 | 0.03 | 0.03 | 0.03
Geo | 0 | 0 | 0 | 0 | 0 | 0
H | 0 | 0 | 0 | 0 | 0 | 0
LFG | 0 | 0 | 0 | 0 | 0 | 0
Nuc | 0 | 0 | 0 | 0 | 0 | 0
PS | 0 | 0 | 0 | 0 | 0 | 0
PV | 0 | 0 | 0 | 0 | 0 | 0
PeakG | 0 | 0 | 0 | 0 | 0 | 0
PeakO | 0 | 0 | 0 | 0 | 0 | 0
ST | 0 | 0 | 0 | 0 | 0 | 0
STOG | 0 | 0 | 0 | 0 | 0 | 0
STWD | 0 | 0 | 0 | 0 | 0 | 0
WT | 0 | 0 | 0 | 0 | 0 | 0
IGCC | 0 | 0 | 0 | 0 | 0 | 0
DemandResponse | 0 | 0 | 0 | 0 | 0 | 0
IGCC-CCS | 0 | 0 | 0 | 0 | 0 | 0
WT_off | 0 | 0 | 0 | 0 | 0 | 0
PseudoUnit | 0 | 0 | 0 | 0 | 0 | 0
FixedInterchange | 0 | 0 | 0 | 0 | 0 | 0
NOx Emissions (MMshortTons): MISO_IN
ReportingType | 2015 | 2020 | 2025 | 2030 | 2035 | 2040
BM | 0 | 0 | 0 | 0 | 0 | 0
CC | 0 | 0 | 0 | 0 | 0 | 0
CSP | 0 | 0 | 0 | 0 | 0 | 0
CT | 0 | 0 | 0 | 0 | 0 | 0
Coal | 0.07 | 0.07 | 0.07 | 0.07 | 0.07 | 0.07
Geo | 0 | 0 | 0 | 0 | 0 | 0
H | 0 | 0 | 0 | 0 | 0 | 0
LFG | 0 | 0 | 0 | 0 | 0 | 0
Nuc | 0 | 0 | 0 | 0 | 0 | 0
PS | 0 | 0 | 0 | 0 | 0 | 0
PV | 0 | 0 | 0 | 0 | 0 | 0
PeakG | 0 | 0 | 0 | 0 | 0 | 0
PeakO | 0 | 0 | 0 | 0 | 0 | 0
ST | 0 | 0 | 0 | 0 | 0 | 0
STOG | 0 | 0 | 0 | 0 | 0 | 0
STWD | 0 | 0 | 0 | 0 | 0 | 0
WT | 0 | 0 | 0 | 0 | 0 | 0
IGCC | 0 | 0 | 0 | 0 | 0 | 0
DemandResponse | 0 | 0 | 0 | 0 | 0 | 0
IGCC-CCS | 0 | 0 | 0 | 0 | 0 | 0
WT_off | 0 | 0 | 0 | 0 | 0 | 0
PseudoUnit | 0 | 0 | 0 | 0 | 0 | 0
FixedInterchange | 0 | 0 | 0 | 0 | 0 | 0
NOx Emissions (MMshortTons): MISO_MI
ReportingType | 2015 | 2020 | 2025 | 2030 | 2035 | 2040
BM | 0 | 0 | 0 | 0 | 0 | 0
CC | 0 | 0 | 0 | 0 | 0 | 0
CSP | 0 | 0 | 0 | 0 | 0 | 0
CT | 0 | 0 | 0 | 0 | 0 | 0
Coal | 0.04 | 0.03 | 0.03 | 0.03 | 0.03 | 0.03
Geo | 0 | 0 | 0 | 0 | 0 | 0
H | 0 | 0 | 0 | 0 | 0 | 0
LFG | 0 | 0 | 0 | 0 | 0 | 0
Nuc | 0 | 0 | 0 | 0 | 0 | 0
PS | 0 | 0 | 0 | 0 | 0 | 0
PV | 0 | 0 | 0 | 0 | 0 | 0
PeakG | 0 | 0 | 0 | 0 | 0 | 0
PeakO | 0 | 0 | 0 | 0 | 0 | 0
ST | 0 | 0 | 0 | 0 | 0 | 0
STOG | 0 | 0 | 0 | 0 | 0 | 0
STWD | 0 | 0 | 0 | 0 | 0 | 0
WT | 0 | 0 | 0 | 0 | 0 | 0
IGCC | 0 | 0 | 0 | 0 | 0 | 0
DemandResponse | 0 | 0 | 0 | 0 | 0 | 0
IGCC-CCS | 0 | 0 | 0 | 0 | 0 | 0
WT_off | 0 | 0 | 0 | 0 | 0 | 0
PseudoUnit | 0 | 0 | 0 | 0 | 0 | 0
FixedInterchange | 0 | 0 | 0 | 0 | 0 | 0
NOx Emissions (MMshortTons): MISO_MO-IL
ReportingType | 2015 | 2020 | 2025 | 2030 | 2035 | 2040
BM | 0 | 0 | 0 | 0 | 0 | 0
CC | 0 | 0 | 0 | 0 | 0 | 0
CSP | 0 | 0 | 0 | 0 | 0 | 0
CT | 0 | 0 | 0 | 0 | 0 | 0
Coal | 0.05 | 0.03 | 0.03 | 0.04 | 0.04 | 0.04
Geo | 0 | 0 | 0 | 0 | 0 | 0
H | 0 | 0 | 0 | 0 | 0 | 0
LFG | 0 | 0 | 0 | 0 | 0 | 0
Nuc | 0 | 0 | 0 | 0 | 0 | 0
PS | 0 | 0 | 0 | 0 | 0 | 0
PV | 0 | 0 | 0 | 0 | 0 | 0
PeakG | 0 | 0 | 0 | 0 | 0 | 0
PeakO | 0 | 0 | 0 | 0 | 0 | 0
ST | 0 | 0 | 0 | 0 | 0 | 0
STOG | 0 | 0 | 0 | 0 | 0 | 0
STWD | 0 | 0 | 0 | 0 | 0 | 0
WT | 0 | 0 | 0 | 0 | 0 | 0
IGCC | 0 | 0 | 0 | 0 | 0 | 0
DemandResponse | 0 | 0 | 0 | 0 | 0 | 0
IGCC-CCS | 0 | 0 | 0 | 0 | 0 | 0
WT_off | 0 | 0 | 0 | 0 | 0 | 0
PseudoUnit | 0 | 0 | 0 | 0 | 0 | 0
FixedInterchange | 0 | 0 | 0 | 0 | 0 | 0
NOx Emissions (MMshortTons): MISO_W
ReportingType | 2015 | 2020 | 2025 | 2030 | 2035 | 2040
BM | 0 | 0 | 0 | 0 | 0 | 0
CC | 0 | 0 | 0 | 0 | 0 | 0
CSP | 0 | 0 | 0 | 0 | 0 | 0
CT | 0 | 0 | 0 | 0 | 0 | 0
Coal | 0.09 | 0.09 | 0.09 | 0.09 | 0.09 | 0.1
Geo | 0 | 0 | 0 | 0 | 0 | 0
H | 0 | 0 | 0 | 0 | 0 | 0
LFG | 0 | 0 | 0 | 0 | 0 | 0
Nuc | 0 | 0 | 0 | 0 | 0 | 0
PS | 0 | 0 | 0 | 0 | 0 | 0
PV | 0 | 0 | 0 | 0 | 0 | 0
PeakG | 0 | 0 | 0 | 0 | 0 | 0
PeakO | 0 | 0 | 0 | 0 | 0 | 0
ST | 0 | 0 | 0 | 0 | 0 | 0
STOG | 0 | 0 | 0 | 0 | 0 | 0
STWD | 0 | 0 | 0 | 0 | 0 | 0
WT | 0 | 0 | 0 | 0 | 0 | 0
IGCC | 0 | 0 | 0 | 0 | 0 | 0
DemandResponse | 0 | 0 | 0 | 0 | 0 | 0
IGCC-CCS | 0 | 0 | 0 | 0 | 0 | 0
WT_off | 0 | 0 | 0 | 0 | 0 | 0
PseudoUnit | 0 | 0 | 0 | 0 | 0 | 0
FixedInterchange | 0 | 0 | 0 | 0 | 0 | 0
NOx Emissions (MMshortTons): MISO_WUMS
ReportingType | 2015 | 2020 | 2025 | 2030 | 2035 | 2040
BM | 0 | 0 | 0 | 0 | 0 | 0
CC | 0 | 0 | 0 | 0 | 0 | 0
CSP | 0 | 0 | 0 | 0 | 0 | 0
CT | 0 | 0 | 0 | 0 | 0 | 0
Coal | 0.01 | 0.01 | 0.01 | 0.01 | 0.01 | 0.01
Geo | 0 | 0 | 0 | 0 | 0 | 0
H | 0 | 0 | 0 | 0 | 0 | 0
LFG | 0 | 0 | 0 | 0 | 0 | 0
Nuc | 0 | 0 | 0 | 0 | 0 | 0
PS | 0 | 0 | 0 | 0 | 0 | 0
PV | 0 | 0 | 0 | 0 | 0 | 0
PeakG | 0 | 0 | 0 | 0 | 0 | 0
PeakO | 0 | 0 | 0 | 0 | 0 | 0
ST | 0 | 0 | 0 | 0 | 0 | 0
STOG | 0 | 0 | 0 | 0 | 0 | 0
STWD | 0 | 0 | 0 | 0 | 0 | 0
WT | 0 | 0 | 0 | 0 | 0 | 0
IGCC | 0 | 0 | 0 | 0 | 0 | 0
DemandResponse | 0 | 0 | 0 | 0 | 0 | 0
IGCC-CCS | 0 | 0 | 0 | 0 | 0 | 0
WT_off | 0 | 0 | 0 | 0 | 0 | 0
PseudoUnit | 0 | 0 | 0 | 0 | 0 | 0
FixedInterchange | 0 | 0 | 0 | 0 | 0 | 0
NOx Emissions (MMshortTons): Nebraska
ReportingType | 2015 | 2020 | 2025 | 2030 | 2035 | 2040
BM | 0 | 0 | 0 | 0 | 0 | 0
CC | 0 | 0 | 0 | 0 | 0 | 0
CSP | 0 | 0 | 0 | 0 | 0 | 0
CT | 0 | 0 | 0 | 0 | 0 | 0
Coal | 0.04 | 0.04 | 0.04 | 0.04 | 0.04 | 0.04
Geo | 0 | 0 | 0 | 0 | 0 | 0
H | 0 | 0 | 0 | 0 | 0 | 0
LFG | 0 | 0 | 0 | 0 | 0 | 0
Nuc | 0 | 0 | 0 | 0 | 0 | 0
PS | 0 | 0 | 0 | 0 | 0 | 0
PV | 0 | 0 | 0 | 0 | 0 | 0
PeakG | 0 | 0 | 0 | 0 | 0 | 0
PeakO | 0 | 0 | 0 | 0 | 0 | 0
ST | 0 | 0 | 0 | 0 | 0 | 0
STOG | 0 | 0 | 0 | 0 | 0 | 0
STWD | 0 | 0 | 0 | 0 | 0 | 0
WT | 0 | 0 | 0 | 0 | 0 | 0
IGCC | 0 | 0 | 0 | 0 | 0 | 0
DemandResponse | 0 | 0 | 0 | 0 | 0 | 0
IGCC-CCS | 0 | 0 | 0 | 0 | 0 | 0
WT_off | 0 | 0 | 0 | 0 | 0 | 0
PseudoUnit | 0 | 0 | 0 | 0 | 0 | 0
FixedInterchange | 0 | 0 | 0 | 0 | 0 | 0
NOx Emissions (MMshortTons): NEISO
ReportingType | 2015 | 2020 | 2025 | 2030 | 2035 | 2040
BM | 0 | 0 | 0 | 0 | 0 | 0
CC | 0 | 0 | 0 | 0 | 0 | 0
CSP | 0 | 0 | 0 | 0 | 0 | 0
CT | 0 | 0 | 0 | 0 | 0 | 0
Coal | 0 | 0 | 0 | 0 | 0 | 0
Geo | 0 | 0 | 0 | 0 | 0 | 0
H | 0 | 0 | 0 | 0 | 0 | 0
LFG | 0 | 0 | 0 | 0 | 0 | 0
Nuc | 0 | 0 | 0 | 0 | 0 | 0
PS | 0 | 0 | 0 | 0 | 0 | 0
PV | 0 | 0 | 0 | 0 | 0 | 0
PeakG | 0 | 0 | 0 | 0 | 0 | 0
PeakO | 0 | 0 | 0 | 0 | 0 | 0
ST | 0 | 0 | 0 | 0 | 0 | 0
STOG | 0 | 0 | 0 | 0 | 0 | 0
STWD | 0 | 0 | 0 | 0 | 0 | 0
WT | 0 | 0 | 0 | 0 | 0 | 0
IGCC | 0 | 0 | 0 | 0 | 0 | 0
DemandResponse | 0 | 0 | 0 | 0 | 0 | 0
IGCC-CCS | 0 | 0 | 0 | 0 | 0 | 0
WT_off | 0 | 0 | 0 | 0 | 0 | 0
PseudoUnit | 0 | 0 | 0 | 0 | 0 | 0
FixedInterchange | 0 | 0 | 0 | 0 | 0 | 0
NOx Emissions (MMshortTons): NonRTO_Midwest
ReportingType | 2015 | 2020 | 2025 | 2030 | 2035 | 2040
BM | 0 | 0 | 0 | 0 | 0 | 0
CC | 0 | 0 | 0 | 0 | 0 | 0
CSP | 0 | 0 | 0 | 0 | 0 | 0
CT | 0 | 0 | 0 | 0 | 0 | 0
Coal | 0.05 | 0.04 | 0.04 | 0.04 | 0.04 | 0.04
Geo | 0 | 0 | 0 | 0 | 0 | 0
H | 0 | 0 | 0 | 0 | 0 | 0
LFG | 0 | 0 | 0 | 0 | 0 | 0
Nuc | 0 | 0 | 0 | 0 | 0 | 0
PS | 0 | 0 | 0 | 0 | 0 | 0
PV | 0 | 0 | 0 | 0 | 0 | 0
PeakG | 0 | 0 | 0 | 0 | 0 | 0
PeakO | 0 | 0 | 0 | 0 | 0 | 0
ST | 0 | 0 | 0 | 0 | 0 | 0
STOG | 0 | 0 | 0 | 0 | 0 | 0
STWD | 0 | 0 | 0 | 0 | 0 | 0
WT | 0 | 0 | 0 | 0 | 0 | 0
IGCC | 0 | 0 | 0 | 0 | 0 | 0
DemandResponse | 0 | 0 | 0 | 0 | 0 | 0
IGCC-CCS | 0 | 0 | 0 | 0 | 0 | 0
WT_off | 0 | 0 | 0 | 0 | 0 | 0
PseudoUnit | 0 | 0 | 0 | 0 | 0 | 0
FixedInterchange | 0 | 0 | 0 | 0 | 0 | 0
NOx Emissions (MMshortTons): NYISO_A-F
ReportingType | 2015 | 2020 | 2025 | 2030 | 2035 | 2040
BM | 0 | 0 | 0 | 0 | 0 | 0
CC | 0 | 0 | 0 | 0 | 0 | 0
CSP | 0 | 0 | 0 | 0 | 0 | 0
CT | 0 | 0 | 0 | 0 | 0 | 0
Coal | 0 | 0 | 0 | 0 | 0 | 0
Geo | 0 | 0 | 0 | 0 | 0 | 0
H | 0 | 0 | 0 | 0 | 0 | 0
LFG | 0 | 0 | 0 | 0 | 0 | 0
Nuc | 0 | 0 | 0 | 0 | 0 | 0
PS | 0 | 0 | 0 | 0 | 0 | 0
PV | 0 | 0 | 0 | 0 | 0 | 0
PeakG | 0 | 0 | 0 | 0 | 0 | 0
PeakO | 0 | 0 | 0 | 0 | 0 | 0
ST | 0 | 0 | 0 | 0 | 0 | 0
STOG | 0 | 0 | 0 | 0 | 0 | 0
STWD | 0 | 0 | 0 | 0 | 0 | 0
WT | 0 | 0 | 0 | 0 | 0 | 0
IGCC | 0 | 0 | 0 | 0 | 0 | 0
DemandResponse | 0 | 0 | 0 | 0 | 0 | 0
IGCC-CCS | 0 | 0 | 0 | 0 | 0 | 0
WT_off | 0 | 0 | 0 | 0 | 0 | 0
PseudoUnit | 0 | 0 | 0 | 0 | 0 | 0
FixedInterchange | 0 | 0 | 0 | 0 | 0 | 0
NOx Emissions (MMshortTons): NYISO_G-I
ReportingType | 2015 | 2020 | 2025 | 2030 | 2035 | 2040
BM | 0 | 0 | 0 | 0 | 0 | 0
CC | 0 | 0 | 0 | 0 | 0 | 0
CSP | 0 | 0 | 0 | 0 | 0 | 0
CT | 0 | 0 | 0 | 0 | 0 | 0
Coal | 0 | 0 | 0 | 0 | 0 | 0
Geo | 0 | 0 | 0 | 0 | 0 | 0
H | 0 | 0 | 0 | 0 | 0 | 0
LFG | 0 | 0 | 0 | 0 | 0 | 0
Nuc | 0 | 0 | 0 | 0 | 0 | 0
PS | 0 | 0 | 0 | 0 | 0 | 0
PV | 0 | 0 | 0 | 0 | 0 | 0
PeakG | 0 | 0 | 0 | 0 | 0 | 0
PeakO | 0 | 0 | 0 | 0 | 0 | 0
ST | 0 | 0 | 0 | 0 | 0 | 0
STOG | 0 | 0 | 0 | 0 | 0 | 0
STWD | 0 | 0 | 0 | 0 | 0 | 0
WT | 0 | 0 | 0 | 0 | 0 | 0
IGCC | 0 | 0 | 0 | 0 | 0 | 0
DemandResponse | 0 | 0 | 0 | 0 | 0 | 0
IGCC-CCS | 0 | 0 | 0 | 0 | 0 | 0
WT_off | 0 | 0 | 0 | 0 | 0 | 0
PseudoUnit | 0 | 0 | 0 | 0 | 0 | 0
FixedInterchange | 0 | 0 | 0 | 0 | 0 | 0
NOx Emissions (MMshortTons): NYISO_J-K
ReportingType | 2015 | 2020 | 2025 | 2030 | 2035 | 2040
BM | 0 | 0 | 0 | 0 | 0 | 0
CC | 0 | 0 | 0 | 0 | 0 | 0
CSP | 0 | 0 | 0 | 0 | 0 | 0
CT | 0 | 0 | 0 | 0 | 0 | 0
Coal | 0 | 0 | 0 | 0 | 0 | 0
Geo | 0 | 0 | 0 | 0 | 0 | 0
H | 0 | 0 | 0 | 0 | 0 | 0
LFG | 0 | 0 | 0 | 0 | 0 | 0
Nuc | 0 | 0 | 0 | 0 | 0 | 0
PS | 0 | 0 | 0 | 0 | 0 | 0
PV | 0 | 0 | 0 | 0 | 0 | 0
PeakG | 0 | 0 | 0 | 0 | 0 | 0
PeakO | 0 | 0 | 0 | 0 | 0 | 0
ST | 0 | 0 | 0 | 0 | 0 | 0
STOG | 0 | 0 | 0 | 0 | 0 | 0
STWD | 0 | 0 | 0 | 0 | 0 | 0
WT | 0 | 0 | 0 | 0 | 0 | 0
IGCC | 0 | 0 | 0 | 0 | 0 | 0
DemandResponse | 0 | 0 | 0 | 0 | 0 | 0
IGCC-CCS | 0 | 0 | 0 | 0 | 0 | 0
WT_off | 0 | 0 | 0 | 0 | 0 | 0
PseudoUnit | 0 | 0 | 0 | 0 | 0 | 0
FixedInterchange | 0 | 0 | 0 | 0 | 0 | 0
NOx Emissions (MMshortTons): PJM_E
ReportingType | 2015 | 2020 | 2025 | 2030 | 2035 | 2040
BM | 0 | 0 | 0 | 0 | 0 | 0
CC | 0 | 0 | 0 | 0 | 0 | 0.01
CSP | 0 | 0 | 0 | 0 | 0 | 0
CT | 0 | 0 | 0 | 0 | 0 | 0
Coal | 0 | 0 | 0 | 0 | 0 | 0
Geo | 0 | 0 | 0 | 0 | 0 | 0
H | 0 | 0 | 0 | 0 | 0 | 0
LFG | 0 | 0 | 0 | 0 | 0 | 0
Nuc | 0 | 0 | 0 | 0 | 0 | 0
PS | 0 | 0 | 0 | 0 | 0 | 0
PV | 0 | 0 | 0 | 0 | 0 | 0
PeakG | 0 | 0 | 0 | 0 | 0 | 0
PeakO | 0 | 0 | 0 | 0 | 0 | 0
ST | 0 | 0 | 0 | 0 | 0 | 0
STOG | 0 | 0 | 0 | 0 | 0 | 0
STWD | 0 | 0 | 0 | 0 | 0 | 0
WT | 0 | 0 | 0 | 0 | 0 | 0
IGCC | 0 | 0 | 0 | 0 | 0 | 0
DemandResponse | 0 | 0 | 0 | 0 | 0 | 0
IGCC-CCS | 0 | 0 | 0 | 0 | 0 | 0
WT_off | 0 | 0 | 0 | 0 | 0 | 0
PseudoUnit | 0 | 0 | 0 | 0 | 0 | 0
FixedInterchange | 0 | 0 | 0 | 0 | 0 | 0
NOx Emissions (MMshortTons): PJM_ROM
ReportingType | 2015 | 2020 | 2025 | 2030 | 2035 | 2040
BM | 0 | 0 | 0 | 0 | 0 | 0
CC | 0 | 0 | 0 | 0 | 0 | 0
CSP | 0 | 0 | 0 | 0 | 0 | 0
CT | 0 | 0 | 0 | 0 | 0 | 0
Coal | 0.04 | 0.04 | 0.04 | 0.04 | 0.04 | 0.04
Geo | 0 | 0 | 0 | 0 | 0 | 0
H | 0 | 0 | 0 | 0 | 0 | 0
LFG | 0 | 0 | 0 | 0 | 0 | 0
Nuc | 0 | 0 | 0 | 0 | 0 | 0
PS | 0 | 0 | 0 | 0 | 0 | 0
PV | 0 | 0 | 0 | 0 | 0 | 0
PeakG | 0 | 0 | 0 | 0 | 0 | 0
PeakO | 0 | 0 | 0 | 0 | 0 | 0
ST | 0 | 0 | 0 | 0 | 0 | 0
STOG | 0 | 0 | 0 | 0 | 0 | 0
STWD | 0 | 0 | 0 | 0 | 0 | 0
WT | 0 | 0 | 0 | 0 | 0 | 0
IGCC | 0 | 0 | 0 | 0 | 0 | 0
DemandResponse | 0 | 0 | 0 | 0 | 0 | 0
IGCC-CCS | 0 | 0 | 0 | 0 | 0 | 0
WT_off | 0 | 0 | 0 | 0 | 0 | 0
PseudoUnit | 0 | 0 | 0 | 0 | 0 | 0
FixedInterchange | 0 | 0 | 0 | 0 | 0 | 0
NOx Emissions (MMshortTons): PJM_ROR
ReportingType | 2015 | 2020 | 2025 | 2030 | 2035 | 2040
BM | 0 | 0 | 0 | 0 | 0 | 0
CC | 0 | 0 | 0 | 0 | 0 | 0
CSP | 0 | 0 | 0 | 0 | 0 | 0
CT | 0 | 0 | 0 | 0 | 0 | 0
Coal | 0.27 | 0.16 | 0.17 | 0.17 | 0.17 | 0.17
Geo | 0 | 0 | 0 | 0 | 0 | 0
H | 0 | 0 | 0 | 0 | 0 | 0
LFG | 0 | 0 | 0 | 0 | 0 | 0
Nuc | 0 | 0 | 0 | 0 | 0 | 0
PS | 0 | 0 | 0 | 0 | 0 | 0
PV | 0 | 0 | 0 | 0 | 0 | 0
PeakG | 0 | 0 | 0 | 0 | 0 | 0
PeakO | 0 | 0 | 0 | 0 | 0 | 0
ST | 0 | 0 | 0 | 0 | 0 | 0
STOG | 0 | 0 | 0 | 0 | 0 | 0
STWD | 0 | 0 | 0 | 0 | 0 | 0
WT | 0 | 0 | 0 | 0 | 0 | 0
IGCC | 0 | 0 | 0 | 0 | 0 | 0
DemandResponse | 0 | 0 | 0 | 0 | 0 | 0
IGCC-CCS | 0 | 0 | 0 | 0 | 0 | 0
WT_off | 0 | 0 | 0 | 0 | 0 | 0
PseudoUnit | 0 | 0 | 0 | 0 | 0 | 0
FixedInterchange | 0 | 0 | 0 | 0 | 0 | 0
NOx Emissions (MMshortTons): SOCO
ReportingType | 2015 | 2020 | 2025 | 2030 | 2035 | 2040
BM | 0 | 0 | 0 | 0 | 0 | 0
CC | 0.01 | 0.01 | 0.01 | 0.01 | 0.01 | 0
CSP | 0 | 0 | 0 | 0 | 0 | 0
CT | 0 | 0 | 0 | 0 | 0 | 0
Coal | 0.08 | 0.05 | 0.06 | 0.06 | 0.06 | 0.07
Geo | 0 | 0 | 0 | 0 | 0 | 0
H | 0 | 0 | 0 | 0 | 0 | 0
LFG | 0 | 0 | 0 | 0 | 0 | 0
Nuc | 0 | 0 | 0 | 0 | 0 | 0
PS | 0 | 0 | 0 | 0 | 0 | 0
PV | 0 | 0 | 0 | 0 | 0 | 0
PeakG | 0 | 0 | 0 | 0 | 0 | 0
PeakO | 0 | 0 | 0 | 0 | 0 | 0
ST | 0 | 0 | 0 | 0 | 0 | 0
STOG | 0 | 0 | 0 | 0 | 0 | 0
STWD | 0 | 0 | 0 | 0 | 0 | 0
WT | 0 | 0 | 0 | 0 | 0 | 0
IGCC | 0 | 0 | 0 | 0 | 0 | 0
DemandResponse | 0 | 0 | 0 | 0 | 0 | 0
IGCC-CCS | 0 | 0 | 0 | 0 | 0 | 0
WT_off | 0 | 0 | 0 | 0 | 0 | 0
PseudoUnit | 0 | 0 | 0 | 0 | 0 | 0
FixedInterchange | 0 | 0 | 0 | 0 | 0 | 0
NOx Emissions (MMshortTons): SPP_N
ReportingType | 2015 | 2020 | 2025 | 2030 | 2035 | 2040
BM | 0 | 0 | 0 | 0 | 0 | 0
CC | 0 | 0 | 0 | 0 | 0 | 0
CSP | 0 | 0 | 0 | 0 | 0 | 0
CT | 0 | 0 | 0 | 0 | 0 | 0
Coal | 0.07 | 0.06 | 0.06 | 0.06 | 0.06 | 0.06
Geo | 0 | 0 | 0 | 0 | 0 | 0
H | 0 | 0 | 0 | 0 | 0 | 0
LFG | 0 | 0 | 0 | 0 | 0 | 0
Nuc | 0 | 0 | 0 | 0 | 0 | 0
PS | 0 | 0 | 0 | 0 | 0 | 0
PV | 0 | 0 | 0 | 0 | 0 | 0
PeakG | 0 | 0 | 0 | 0 | 0 | 0
PeakO | 0 | 0 | 0 | 0 | 0 | 0
ST | 0 | 0 | 0 | 0 | 0 | 0
STOG | 0 | 0 | 0 | 0 | 0 | 0
STWD | 0 | 0 | 0 | 0 | 0 | 0
WT | 0 | 0 | 0 | 0 | 0 | 0
IGCC | 0 | 0 | 0 | 0 | 0 | 0
DemandResponse | 0 | 0 | 0 | 0 | 0 | 0
IGCC-CCS | 0 | 0 | 0 | 0 | 0 | 0
WT_off | 0 | 0 | 0 | 0 | 0 | 0
PseudoUnit | 0 | 0 | 0 | 0 | 0 | 0
FixedInterchange | 0 | 0 | 0 | 0 | 0 | 0
NOx Emissions (MMshortTons): SPP_S
ReportingType | 2015 | 2020 | 2025 | 2030 | 2035 | 2040
BM | 0 | 0 | 0 | 0 | 0 | 0
CC | 0 | 0 | 0 | 0 | 0 | 0
CSP | 0 | 0 | 0 | 0 | 0 | 0
CT | 0 | 0 | 0 | 0 | 0 | 0
Coal | 0.11 | 0.09 | 0.1 | 0.1 | 0.1 | 0.1
Geo | 0 | 0 | 0 | 0 | 0 | 0
H | 0 | 0 | 0 | 0 | 0 | 0
LFG | 0 | 0 | 0 | 0 | 0 | 0
Nuc | 0 | 0 | 0 | 0 | 0 | 0
PS | 0 | 0 | 0 | 0 | 0 | 0
PV | 0 | 0 | 0 | 0 | 0 | 0
PeakG | 0 | 0 | 0 | 0 | 0 | 0
PeakO | 0 | 0 | 0 | 0 | 0 | 0
ST | 0 | 0 | 0 | 0 | 0 | 0
STOG | 0 | 0 | 0 | 0 | 0 | 0
STWD | 0 | 0 | 0 | 0 | 0 | 0
WT | 0 | 0 | 0 | 0 | 0 | 0
IGCC | 0 | 0 | 0 | 0 | 0 | 0
DemandResponse | 0 | 0 | 0 | 0 | 0 | 0
IGCC-CCS | 0 | 0 | 0 | 0 | 0 | 0
WT_off | 0 | 0 | 0 | 0 | 0 | 0
PseudoUnit | 0 | 0 | 0 | 0 | 0 | 0
FixedInterchange | 0 | 0 | 0 | 0 | 0 | 0
NOx Emissions (MMshortTons): TVA
ReportingType | 2015 | 2020 | 2025 | 2030 | 2035 | 2040
BM | 0 | 0 | 0 | 0 | 0 | 0
CC | 0 | 0 | 0 | 0 | 0 | 0
CSP | 0 | 0 | 0 | 0 | 0 | 0
CT | 0 | 0 | 0 | 0 | 0 | 0
Coal | 0.05 | 0.05 | 0.05 | 0.05 | 0.05 | 0.05
Geo | 0 | 0 | 0 | 0 | 0 | 0
H | 0 | 0 | 0 | 0 | 0 | 0
LFG | 0 | 0 | 0 | 0 | 0 | 0
Nuc | 0 | 0 | 0 | 0 | 0 | 0
PS | 0 | 0 | 0 | 0 | 0 | 0
PV | 0 | 0 | 0 | 0 | 0 | 0
PeakG | 0 | 0 | 0 | 0 | 0 | 0
PeakO | 0 | 0 | 0 | 0 | 0 | 0
ST | 0 | 0 | 0 | 0 | 0 | 0
STOG | 0 | 0 | 0 | 0 | 0 | 0
STWD | 0 | 0 | 0 | 0 | 0 | 0
WT | 0 | 0 | 0 | 0 | 0 | 0
IGCC | 0 | 0 | 0 | 0 | 0 | 0
DemandResponse | 0 | 0 | 0 | 0 | 0 | 0
IGCC-CCS | 0 | 0 | 0 | 0 | 0 | 0
WT_off | 0 | 0 | 0 | 0 | 0 | 0
PseudoUnit | 0 | 0 | 0 | 0 | 0 | 0
FixedInterchange | 0 | 0 | 0 | 0 | 0 | 0
NOx Emissions (MMshortTons): TVA_Transmission
ReportingType | 2015 | 2020 | 2025 | 2030 | 2035 | 2040
BM | 0 | 0 | 0 | 0 | 0 | 0
CC | 0 | 0 | 0 | 0 | 0 | 0
CSP | 0 | 0 | 0 | 0 | 0 | 0
CT | 0 | 0 | 0 | 0 | 0 | 0
Coal | 0 | 0 | 0 | 0 | 0 | 0
Geo | 0 | 0 | 0 | 0 | 0 | 0
H | 0 | 0 | 0 | 0 | 0 | 0
LFG | 0 | 0 | 0 | 0 | 0 | 0
Nuc | 0 | 0 | 0 | 0 | 0 | 0
PS | 0 | 0 | 0 | 0 | 0 | 0
PV | 0 | 0 | 0 | 0 | 0 | 0
PeakG | 0 | 0 | 0 | 0 | 0 | 0
PeakO | 0 | 0 | 0 | 0 | 0 | 0
ST | 0 | 0 | 0 | 0 | 0 | 0
STOG | 0 | 0 | 0 | 0 | 0 | 0
STWD | 0 | 0 | 0 | 0 | 0 | 0
WT | 0 | 0 | 0 | 0 | 0 | 0
IGCC | 0 | 0 | 0 | 0 | 0 | 0
DemandResponse | 0 | 0 | 0 | 0 | 0 | 0
IGCC-CCS | 0 | 0 | 0 | 0 | 0 | 0
WT_off | 0 | 0 | 0 | 0 | 0 | 0
PseudoUnit | 0 | 0 | 0 | 0 | 0 | 0
FixedInterchange | 0 | 0 | 0 | 0 | 0 | 0
NOx Emissions (MMshortTons): VACAR
ReportingType | 2015 | 2020 | 2025 | 2030 | 2035 | 2040
BM | 0 | 0 | 0 | 0 | 0 | 0
CC | 0 | 0 | 0 | 0 | 0 | 0
CSP | 0 | 0 | 0 | 0 | 0 | 0
CT | 0 | 0 | 0 | 0 | 0 | 0
Coal | 0.04 | 0.03 | 0.03 | 0.03 | 0.04 | 0.04
Geo | 0 | 0 | 0 | 0 | 0 | 0
H | 0 | 0 | 0 | 0 | 0 | 0
LFG | 0 | 0 | 0 | 0 | 0 | 0
Nuc | 0 | 0 | 0 | 0 | 0 | 0
PS | 0 | 0 | 0 | 0 | 0 | 0
PV | 0 | 0 | 0 | 0 | 0 | 0
PeakG | 0 | 0 | 0 | 0 | 0 | 0
PeakO | 0 | 0 | 0 | 0 | 0 | 0
ST | 0 | 0 | 0 | 0 | 0 | 0
STOG | 0 | 0 | 0 | 0 | 0 | 0
STWD | 0 | 0 | 0 | 0 | 0 | 0
WT | 0 | 0 | 0 | 0 | 0 | 0
IGCC | 0 | 0 | 0 | 0 | 0 | 0
DemandResponse | 0 | 0 | 0 | 0 | 0 | 0
IGCC-CCS | 0 | 0 | 0 | 0 | 0 | 0
WT_off | 0 | 0 | 0 | 0 | 0 | 0
PseudoUnit | 0 | 0 | 0 | 0 | 0 | 0
FixedInterchange | 0 | 0 | 0 | 0 | 0 | 0
NOx Emissions (MMshortTons): IESO
ReportingType | 2015 | 2020 | 2025 | 2030 | 2035 | 2040
BM | 0 | 0 | 0 | 0 | 0 | 0
CC | 0 | 0 | 0 | 0 | 0 | 0
CSP | 0 | 0 | 0 | 0 | 0 | 0
CT | 0 | 0 | 0 | 0 | 0 | 0
Coal | 0 | 0 | 0 | 0 | 0 | 0
Geo | 0 | 0 | 0 | 0 | 0 | 0
H | 0 | 0 | 0 | 0 | 0 | 0
LFG | 0 | 0 | 0 | 0 | 0 | 0
Nuc | 0 | 0 | 0 | 0 | 0 | 0
PS | 0 | 0 | 0 | 0 | 0 | 0
PV | 0 | 0 | 0 | 0 | 0 | 0
PeakG | 0 | 0 | 0 | 0 | 0 | 0
PeakO | 0 | 0 | 0 | 0 | 0 | 0
ST | 0 | 0 | 0 | 0 | 0 | 0
STOG | 0 | 0 | 0 | 0 | 0 | 0
STWD | 0 | 0 | 0 | 0 | 0 | 0
WT | 0 | 0 | 0 | 0 | 0 | 0
IGCC | 0 | 0 | 0 | 0 | 0 | 0
DemandResponse | 0 | 0 | 0 | 0 | 0 | 0
IGCC-CCS | 0 | 0 | 0 | 0 | 0 | 0
WT_off | 0 | 0 | 0 | 0 | 0 | 0
PseudoUnit | 0 | 0 | 0 | 0 | 0 | 0
FixedInterchange | 0 | 0 | 0 | 0 | 0 | 0
NOx Emissions (MMshortTons): MAPP_CA
ReportingType | 2015 | 2020 | 2025 | 2030 | 2035 | 2040
BM | 0 | 0 | 0 | 0 | 0 | 0
CC | 0 | 0 | 0 | 0 | 0 | 0
CSP | 0 | 0 | 0 | 0 | 0 | 0
CT | 0 | 0 | 0 | 0 | 0 | 0
Coal | 0 | 0 | 0 | 0 | 0 | 0
Geo | 0 | 0 | 0 | 0 | 0 | 0
H | 0 | 0 | 0 | 0 | 0 | 0
LFG | 0 | 0 | 0 | 0 | 0 | 0
Nuc | 0 | 0 | 0 | 0 | 0 | 0
PS | 0 | 0 | 0 | 0 | 0 | 0
PV | 0 | 0 | 0 | 0 | 0 | 0
PeakG | 0 | 0 | 0 | 0 | 0 | 0
PeakO | 0 | 0 | 0 | 0 | 0 | 0
ST | 0 | 0 | 0 | 0 | 0 | 0
STOG | 0 | 0 | 0 | 0 | 0 | 0
STWD | 0 | 0 | 0 | 0 | 0 | 0
WT | 0 | 0 | 0 | 0 | 0 | 0
IGCC | 0 | 0 | 0 | 0 | 0 | 0
DemandResponse | 0 | 0 | 0 | 0 | 0 | 0
IGCC-CCS | 0 | 0 | 0 | 0 | 0 | 0
WT_off | 0 | 0 | 0 | 0 | 0 | 0
PseudoUnit | 0 | 0 | 0 | 0 | 0 | 0
FixedInterchange | 0 | 0 | 0 | 0 | 0 | 0
NOx Emissions (MMshortTons): AZ_NM_SNV_Coal
ReportingType | 2015 | 2020 | 2025 | 2030 | 2035 | 2040
BM | 0 | 0 | 0 | 0 | 0 | 0
CC | 0 | 0 | 0 | 0 | 0 | 0
CSP | 0 | 0 | 0 | 0 | 0 | 0
CT | 0 | 0 | 0 | 0 | 0 | 0
Coal | 0.12 | 0.12 | 0.12 | 0.12 | 0.12 | 0.13
Geo | 0 | 0 | 0 | 0 | 0 | 0
H | 0 | 0 | 0 | 0 | 0 | 0
LFG | 0 | 0 | 0 | 0 | 0 | 0
Nuc | 0 | 0 | 0 | 0 | 0 | 0
PS | 0 | 0 | 0 | 0 | 0 | 0
PV | 0 | 0 | 0 | 0 | 0 | 0
PeakG | 0 | 0 | 0 | 0 | 0 | 0
PeakO | 0 | 0 | 0 | 0 | 0 | 0
ST | 0 | 0 | 0 | 0 | 0 | 0
STOG | 0 | 0 | 0 | 0 | 0 | 0
STWD | 0 | 0 | 0 | 0 | 0 | 0
WT | 0 | 0 | 0 | 0 | 0 | 0
IGCC | 0 | 0 | 0 | 0 | 0 | 0
DemandResponse | 0 | 0 | 0 | 0 | 0 | 0
IGCC-CCS | 0 | 0 | 0 | 0 | 0 | 0
WT_off | 0 | 0 | 0 | 0 | 0 | 0
PseudoUnit | 0 | 0 | 0 | 0 | 0 | 0
FixedInterchange | 0 | 0 | 0 | 0 | 0 | 0
NOx Emissions (MMshortTons): AZ_NM_SNV_Gas
ReportingType | 2015 | 2020 | 2025 | 2030 | 2035 | 2040
BM | 0 | 0 | 0 | 0 | 0 | 0
CC | 0.01 | 0.01 | 0.01 | 0.01 | 0.01 | 0.01
CSP | 0 | 0 | 0 | 0 | 0 | 0
CT | 0 | 0 | 0 | 0 | 0 | 0
Coal | 0 | 0 | 0 | 0 | 0 | 0
Geo | 0 | 0 | 0 | 0 | 0 | 0
H | 0 | 0 | 0 | 0 | 0 | 0
LFG | 0 | 0 | 0 | 0 | 0 | 0
Nuc | 0 | 0 | 0 | 0 | 0 | 0
PS | 0 | 0 | 0 | 0 | 0 | 0
PV | 0 | 0 | 0 | 0 | 0 | 0
PeakG | 0 | 0 | 0 | 0 | 0 | 0
PeakO | 0 | 0 | 0 | 0 | 0 | 0
ST | 0 | 0 | 0 | 0 | 0 | 0
STOG | 0 | 0 | 0 | 0 | 0 | 0
STWD | 0 | 0 | 0 | 0 | 0 | 0
WT | 0 | 0 | 0 | 0 | 0 | 0
IGCC | 0 | 0 | 0 | 0 | 0 | 0
DemandResponse | 0 | 0 | 0 | 0 | 0 | 0
IGCC-CCS | 0 | 0 | 0 | 0 | 0 | 0
WT_off | 0 | 0 | 0 | 0 | 0 | 0
PseudoUnit | 0 | 0 | 0 | 0 | 0 | 0
FixedInterchange | 0 | 0 | 0 | 0 | 0 | 0
NOx Emissions (MMshortTons): AZ_NM_SNV_NucRenew
ReportingType | 2015 | 2020 | 2025 | 2030 | 2035 | 2040
BM | 0 | 0 | 0 | 0 | 0 | 0
CC | 0 | 0 | 0 | 0 | 0 | 0
CSP | 0 | 0 | 0 | 0 | 0 | 0
CT | 0 | 0 | 0 | 0 | 0 | 0
Coal | 0 | 0 | 0 | 0 | 0 | 0
Geo | 0 | 0 | 0 | 0 | 0 | 0
H | 0 | 0 | 0 | 0 | 0 | 0
LFG | 0 | 0 | 0 | 0 | 0 | 0
Nuc | 0 | 0 | 0 | 0 | 0 | 0
PS | 0 | 0 | 0 | 0 | 0 | 0
PV | 0 | 0 | 0 | 0 | 0 | 0
PeakG | 0 | 0 | 0 | 0 | 0 | 0
PeakO | 0 | 0 | 0 | 0 | 0 | 0
ST | 0 | 0 | 0 | 0 | 0 | 0
STOG | 0 | 0 | 0 | 0 | 0 | 0
STWD | 0 | 0 | 0 | 0 | 0 | 0
WT | 0 | 0 | 0 | 0 | 0 | 0
IGCC | 0 | 0 | 0 | 0 | 0 | 0
DemandResponse | 0 | 0 | 0 | 0 | 0 | 0
IGCC-CCS | 0 | 0 | 0 | 0 | 0 | 0
WT_off | 0 | 0 | 0 | 0 | 0 | 0
PseudoUnit | 0 | 0 | 0 | 0 | 0 | 0
FixedInterchange | 0 | 0 | 0 | 0 | 0 | 0
NOx Emissions (MMshortTons): ERCOT
ReportingType | 2015 | 2020 | 2025 | 2030 | 2035 | 2040
BM | 0 | 0 | 0 | 0 | 0 | 0
CC | 0.01 | 0.01 | 0.01 | 0.01 | 0.01 | 0
CSP | 0 | 0 | 0 | 0 | 0 | 0
CT | 0 | 0 | 0 | 0 | 0 | 0
Coal | 0.07 | 0.08 | 0.09 | 0.09 | 0.09 | 0.09
Geo | 0 | 0 | 0 | 0 | 0 | 0
H | 0 | 0 | 0 | 0 | 0 | 0
LFG | 0 | 0 | 0 | 0 | 0 | 0
Nuc | 0 | 0 | 0 | 0 | 0 | 0
PS | 0 | 0 | 0 | 0 | 0 | 0
PV | 0 | 0 | 0 | 0 | 0 | 0
PeakG | 0 | 0 | 0 | 0 | 0 | 0
PeakO | 0 | 0 | 0 | 0 | 0 | 0
ST | 0 | 0 | 0 | 0 | 0 | 0
STOG | 0 | 0 | 0 | 0 | 0 | 0
STWD | 0 | 0 | 0 | 0 | 0 | 0
WT | 0 | 0 | 0 | 0 | 0 | 0
IGCC | 0 | 0 | 0 | 0 | 0 | 0
DemandResponse | 0 | 0 | 0 | 0 | 0 | 0
IGCC-CCS | 0 | 0 | 0 | 0 | 0 | 0
WT_off | 0 | 0 | 0 | 0 | 0 | 0
PseudoUnit | 0 | 0 | 0 | 0 | 0 | 0
FixedInterchange | 0 | 0 | 0 | 0 | 0 | 0
NOx Emissions (MMshortTons): NP15
ReportingType | 2015 | 2020 | 2025 | 2030 | 2035 | 2040
BM | 0 | 0 | 0 | 0 | 0 | 0
CC | 0 | 0 | 0 | 0 | 0 | 0
CSP | 0 | 0 | 0 | 0 | 0 | 0
CT | 0 | 0 | 0 | 0 | 0 | 0
Coal | 0 | 0 | 0 | 0 | 0 | 0
Geo | 0 | 0 | 0 | 0 | 0 | 0
H | 0 | 0 | 0 | 0 | 0 | 0
LFG | 0 | 0 | 0 | 0 | 0 | 0
Nuc | 0 | 0 | 0 | 0 | 0 | 0
PS | 0 | 0 | 0 | 0 | 0 | 0
PV | 0 | 0 | 0 | 0 | 0 | 0
PeakG | 0 | 0 | 0 | 0 | 0 | 0
PeakO | 0 | 0 | 0 | 0 | 0 | 0
ST | 0 | 0 | 0 | 0 | 0 | 0
STOG | 0 | 0 | 0 | 0 | 0 | 0
STWD | 0 | 0 | 0 | 0 | 0 | 0
WT | 0 | 0 | 0 | 0 | 0 | 0
IGCC | 0 | 0 | 0 | 0 | 0 | 0
DemandResponse | 0 | 0 | 0 | 0 | 0 | 0
IGCC-CCS | 0 | 0 | 0 | 0 | 0 | 0
WT_off | 0 | 0 | 0 | 0 | 0 | 0
PseudoUnit | 0 | 0 | 0 | 0 | 0 | 0
FixedInterchange | 0 | 0 | 0 | 0 | 0 | 0
NOx Emissions (MMshortTons): NWPP_Coal
ReportingType | 2015 | 2020 | 2025 | 2030 | 2035 | 2040
BM | 0 | 0 | 0 | 0 | 0 | 0
CC | 0 | 0 | 0 | 0 | 0 | 0
CSP | 0 | 0 | 0 | 0 | 0 | 0
CT | 0 | 0 | 0 | 0 | 0 | 0
Coal | 0.14 | 0.14 | 0.14 | 0.14 | 0.14 | 0.14
Geo | 0 | 0 | 0 | 0 | 0 | 0
H | 0 | 0 | 0 | 0 | 0 | 0
LFG | 0 | 0 | 0 | 0 | 0 | 0
Nuc | 0 | 0 | 0 | 0 | 0 | 0
PS | 0 | 0 | 0 | 0 | 0 | 0
PV | 0 | 0 | 0 | 0 | 0 | 0
PeakG | 0 | 0 | 0 | 0 | 0 | 0
PeakO | 0 | 0 | 0 | 0 | 0 | 0
ST | 0 | 0 | 0 | 0 | 0 | 0
STOG | 0 | 0 | 0 | 0 | 0 | 0
STWD | 0 | 0 | 0 | 0 | 0 | 0
WT | 0 | 0 | 0 | 0 | 0 | 0
IGCC | 0 | 0 | 0 | 0 | 0 | 0
DemandResponse | 0 | 0 | 0 | 0 | 0 | 0
IGCC-CCS | 0 | 0 | 0 | 0 | 0 | 0
WT_off | 0 | 0 | 0 | 0 | 0 | 0
PseudoUnit | 0 | 0 | 0 | 0 | 0 | 0
FixedInterchange | 0 | 0 | 0 | 0 | 0 | 0
NOx Emissions (MMshortTons): NWPP_Gas
ReportingType | 2015 | 2020 | 2025 | 2030 | 2035 | 2040
BM | 0 | 0 | 0 | 0 | 0 | 0
CC | 0 | 0 | 0 | 0 | 0 | 0
CSP | 0 | 0 | 0 | 0 | 0 | 0
CT | 0 | 0 | 0 | 0 | 0 | 0
Coal | 0 | 0 | 0 | 0 | 0 | 0
Geo | 0 | 0 | 0 | 0 | 0 | 0
H | 0 | 0 | 0 | 0 | 0 | 0
LFG | 0 | 0 | 0 | 0 | 0 | 0
Nuc | 0 | 0 | 0 | 0 | 0 | 0
PS | 0 | 0 | 0 | 0 | 0 | 0
PV | 0 | 0 | 0 | 0 | 0 | 0
PeakG | 0 | 0 | 0 | 0 | 0 | 0
PeakO | 0 | 0 | 0 | 0 | 0 | 0
ST | 0 | 0 | 0 | 0 | 0 | 0
STOG | 0 | 0 | 0 | 0 | 0 | 0
STWD | 0 | 0 | 0 | 0 | 0 | 0
WT | 0 | 0 | 0 | 0 | 0 | 0
IGCC | 0 | 0 | 0 | 0 | 0 | 0
DemandResponse | 0 | 0 | 0 | 0 | 0 | 0
IGCC-CCS | 0 | 0 | 0 | 0 | 0 | 0
WT_off | 0 | 0 | 0 | 0 | 0 | 0
PseudoUnit | 0 | 0 | 0 | 0 | 0 | 0
FixedInterchange | 0 | 0 | 0 | 0 | 0 | 0
NOx Emissions (MMshortTons): NWPP_NucRenew
ReportingType | 2015 | 2020 | 2025 | 2030 | 2035 | 2040
BM | 0 | 0 | 0 | 0 | 0 | 0
CC | 0 | 0 | 0 | 0 | 0 | 0
CSP | 0 | 0 | 0 | 0 | 0 | 0
CT | 0 | 0 | 0 | 0 | 0 | 0
Coal | 0 | 0 | 0 | 0 | 0 | 0
Geo | 0 | 0 | 0 | 0 | 0 | 0
H | 0 | 0 | 0 | 0 | 0 | 0
LFG | 0 | 0 | 0 | 0 | 0 | 0
Nuc | 0 | 0 | 0 | 0 | 0 | 0
PS | 0 | 0 | 0 | 0 | 0 | 0
PV | 0 | 0 | 0 | 0 | 0 | 0
PeakG | 0 | 0 | 0 | 0 | 0 | 0
PeakO | 0 | 0 | 0 | 0 | 0 | 0
ST | 0 | 0 | 0 | 0 | 0 | 0
STOG | 0 | 0 | 0 | 0 | 0 | 0
STWD | 0 | 0 | 0 | 0 | 0 | 0
WT | 0 | 0 | 0 | 0 | 0 | 0
IGCC | 0 | 0 | 0 | 0 | 0 | 0
DemandResponse | 0 | 0 | 0 | 0 | 0 | 0
IGCC-CCS | 0 | 0 | 0 | 0 | 0 | 0
WT_off | 0 | 0 | 0 | 0 | 0 | 0
PseudoUnit | 0 | 0 | 0 | 0 | 0 | 0
FixedInterchange | 0 | 0 | 0 | 0 | 0 | 0
NOx Emissions (MMshortTons): RMPA
ReportingType | 2015 | 2020 | 2025 | 2030 | 2035 | 2040
BM | 0 | 0 | 0 | 0 | 0 | 0
CC | 0 | 0 | 0 | 0 | 0 | 0
CSP | 0 | 0 | 0 | 0 | 0 | 0
CT | 0 | 0 | 0 | 0 | 0 | 0
Coal | 0.06 | 0.06 | 0.05 | 0.05 | 0.05 | 0.05
Geo | 0 | 0 | 0 | 0 | 0 | 0
H | 0 | 0 | 0 | 0 | 0 | 0
LFG | 0 | 0 | 0 | 0 | 0 | 0
Nuc | 0 | 0 | 0 | 0 | 0 | 0
PS | 0 | 0 | 0 | 0 | 0 | 0
PV | 0 | 0 | 0 | 0 | 0 | 0
PeakG | 0 | 0 | 0 | 0 | 0 | 0
PeakO | 0 | 0 | 0 | 0 | 0 | 0
ST | 0 | 0 | 0 | 0 | 0 | 0
STOG | 0 | 0 | 0 | 0 | 0 | 0
STWD | 0 | 0 | 0 | 0 | 0 | 0
WT | 0 | 0 | 0 | 0 | 0 | 0
IGCC | 0 | 0 | 0 | 0 | 0 | 0
DemandResponse | 0 | 0 | 0 | 0 | 0 | 0
IGCC-CCS | 0 | 0 | 0 | 0 | 0 | 0
WT_off | 0 | 0 | 0 | 0 | 0 | 0
PseudoUnit | 0 | 0 | 0 | 0 | 0 | 0
FixedInterchange | 0 | 0 | 0 | 0 | 0 | 0
NOx Emissions (MMshortTons): SP15
ReportingType | 2015 | 2020 | 2025 | 2030 | 2035 | 2040
BM | 0 | 0 | 0 | 0 | 0 | 0
CC | 0 | 0 | 0 | 0 | 0 | 0
CSP | 0 | 0 | 0 | 0 | 0 | 0
CT | 0 | 0 | 0 | 0 | 0 | 0
Coal | 0 | 0 | 0 | 0 | 0 | 0
Geo | 0 | 0 | 0 | 0 | 0 | 0
H | 0 | 0 | 0 | 0 | 0 | 0
LFG | 0 | 0 | 0 | 0 | 0 | 0
Nuc | 0 | 0 | 0 | 0 | 0 | 0
PS | 0 | 0 | 0 | 0 | 0 | 0
PV | 0 | 0 | 0 | 0 | 0 | 0
PeakG | 0 | 0 | 0 | 0 | 0 | 0
PeakO | 0 | 0 | 0 | 0 | 0 | 0
ST | 0 | 0 | 0 | 0 | 0 | 0
STOG | 0 | 0 | 0 | 0 | 0 | 0
STWD | 0 | 0 | 0 | 0 | 0 | 0
WT | 0 | 0 | 0 | 0 | 0 | 0
IGCC | 0 | 0 | 0 | 0 | 0 | 0
DemandResponse | 0 | 0 | 0 | 0 | 0 | 0
IGCC-CCS | 0 | 0 | 0 | 0 | 0 | 0
WT_off | 0 | 0 | 0 | 0 | 0 | 0
PseudoUnit | 0 | 0 | 0 | 0 | 0 | 0
FixedInterchange | 0 | 0 | 0 | 0 | 0 | 0
NOx Emissions (MMshortTons): ALB
ReportingType | 2015 | 2020 | 2025 | 2030 | 2035 | 2040
BM | 0 | 0 | 0 | 0 | 0 | 0
CC | 0 | 0 | 0 | 0 | 0 | 0
CSP | 0 | 0 | 0 | 0 | 0 | 0
CT | 0 | 0 | 0 | 0 | 0 | 0
Coal | 0.01 | 0.01 | 0.01 | 0.01 | 0.01 | 0.01
Geo | 0 | 0 | 0 | 0 | 0 | 0
H | 0 | 0 | 0 | 0 | 0 | 0
LFG | 0 | 0 | 0 | 0 | 0 | 0
Nuc | 0 | 0 | 0 | 0 | 0 | 0
PS | 0 | 0 | 0 | 0 | 0 | 0
PV | 0 | 0 | 0 | 0 | 0 | 0
PeakG | 0 | 0 | 0 | 0 | 0 | 0
PeakO | 0 | 0 | 0 | 0 | 0 | 0
ST | 0 | 0 | 0 | 0 | 0 | 0
STOG | 0 | 0 | 0 | 0 | 0 | 0
STWD | 0 | 0 | 0 | 0 | 0 | 0
WT | 0 | 0 | 0 | 0 | 0 | 0
IGCC | 0 | 0 | 0 | 0 | 0 | 0
DemandResponse | 0 | 0 | 0 | 0 | 0 | 0
IGCC-CCS | 0 | 0 | 0 | 0 | 0 | 0
WT_off | 0 | 0 | 0 | 0 | 0 | 0
PseudoUnit | 0 | 0 | 0 | 0 | 0 | 0
FixedInterchange | 0 | 0 | 0 | 0 | 0 | 0
NOx Emissions (MMshortTons): BC
ReportingType | 2015 | 2020 | 2025 | 2030 | 2035 | 2040
BM | 0 | 0 | 0 | 0 | 0 | 0
CC | 0 | 0 | 0 | 0 | 0 | 0
CSP | 0 | 0 | 0 | 0 | 0 | 0
CT | 0 | 0 | 0 | 0 | 0 | 0
Coal | 0 | 0 | 0 | 0 | 0 | 0
Geo | 0 | 0 | 0 | 0 | 0 | 0
H | 0 | 0 | 0 | 0 | 0 | 0
LFG | 0 | 0 | 0 | 0 | 0 | 0
Nuc | 0 | 0 | 0 | 0 | 0 | 0
PS | 0 | 0 | 0 | 0 | 0 | 0
PV | 0 | 0 | 0 | 0 | 0 | 0
PeakG | 0 | 0 | 0 | 0 | 0 | 0
PeakO | 0 | 0 | 0 | 0 | 0 | 0
ST | 0 | 0 | 0 | 0 | 0 | 0
STOG | 0 | 0 | 0 | 0 | 0 | 0
STWD | 0 | 0 | 0 | 0 | 0 | 0
WT | 0 | 0 | 0 | 0 | 0 | 0
IGCC | 0 | 0 | 0 | 0 | 0 | 0
DemandResponse | 0 | 0 | 0 | 0 | 0 | 0
IGCC-CCS | 0 | 0 | 0 | 0 | 0 | 0
WT_off | 0 | 0 | 0 | 0 | 0 | 0
PseudoUnit | 0 | 0 | 0 | 0 | 0 | 0
FixedInterchange | 0 | 0 | 0 | 0 | 0 | 0
NOx Emissions (MMshortTons): HQ_IESO
ReportingType | 2015 | 2020 | 2025 | 2030 | 2035 | 2040
BM | 0 | 0 | 0 | 0 | 0 | 0
CC | 0 | 0 | 0 | 0 | 0 | 0
CSP | 0 | 0 | 0 | 0 | 0 | 0
CT | 0 | 0 | 0 | 0 | 0 | 0
Coal | 0 | 0 | 0 | 0 | 0 | 0
Geo | 0 | 0 | 0 | 0 | 0 | 0
H | 0 | 0 | 0 | 0 | 0 | 0
LFG | 0 | 0 | 0 | 0 | 0 | 0
Nuc | 0 | 0 | 0 | 0 | 0 | 0
PS | 0 | 0 | 0 | 0 | 0 | 0
PV | 0 | 0 | 0 | 0 | 0 | 0
PeakG | 0 | 0 | 0 | 0 | 0 | 0
PeakO | 0 | 0 | 0 | 0 | 0 | 0
ST | 0 | 0 | 0 | 0 | 0 | 0
STOG | 0 | 0 | 0 | 0 | 0 | 0
STWD | 0 | 0 | 0 | 0 | 0 | 0
WT | 0 | 0 | 0 | 0 | 0 | 0
IGCC | 0 | 0 | 0 | 0 | 0 | 0
DemandResponse | 0 | 0 | 0 | 0 | 0 | 0
IGCC-CCS | 0 | 0 | 0 | 0 | 0 | 0
WT_off | 0 | 0 | 0 | 0 | 0 | 0
PseudoUnit | 0 | 0 | 0 | 0 | 0 | 0
FixedInterchange | 0 | 0 | 0 | 0 | 0 | 0
NOx Emissions (MMshortTons): HQ_NEISO
ReportingType | 2015 | 2020 | 2025 | 2030 | 2035 | 2040
BM | 0 | 0 | 0 | 0 | 0 | 0
CC | 0 | 0 | 0 | 0 | 0 | 0
CSP | 0 | 0 | 0 | 0 | 0 | 0
CT | 0 | 0 | 0 | 0 | 0 | 0
Coal | 0 | 0 | 0 | 0 | 0 | 0
Geo | 0 | 0 | 0 | 0 | 0 | 0
H | 0 | 0 | 0 | 0 | 0 | 0
LFG | 0 | 0 | 0 | 0 | 0 | 0
Nuc | 0 | 0 | 0 | 0 | 0 | 0
PS | 0 | 0 | 0 | 0 | 0 | 0
PV | 0 | 0 | 0 | 0 | 0 | 0
PeakG | 0 | 0 | 0 | 0 | 0 | 0
PeakO | 0 | 0 | 0 | 0 | 0 | 0
ST | 0 | 0 | 0 | 0 | 0 | 0
STOG | 0 | 0 | 0 | 0 | 0 | 0
STWD | 0 | 0 | 0 | 0 | 0 | 0
WT | 0 | 0 | 0 | 0 | 0 | 0
IGCC | 0 | 0 | 0 | 0 | 0 | 0
DemandResponse | 0 | 0 | 0 | 0 | 0 | 0
IGCC-CCS | 0 | 0 | 0 | 0 | 0 | 0
WT_off | 0 | 0 | 0 | 0 | 0 | 0
PseudoUnit | 0 | 0 | 0 | 0 | 0 | 0
FixedInterchange | 0 | 0 | 0 | 0 | 0 | 0
NOx Emissions (MMshortTons): HQ_NY
ReportingType | 2015 | 2020 | 2025 | 2030 | 2035 | 2040
BM | 0 | 0 | 0 | 0 | 0 | 0
CC | 0 | 0 | 0 | 0 | 0 | 0
CSP | 0 | 0 | 0 | 0 | 0 | 0
CT | 0 | 0 | 0 | 0 | 0 | 0
Coal | 0 | 0 | 0 | 0 | 0 | 0
Geo | 0 | 0 | 0 | 0 | 0 | 0
H | 0 | 0 | 0 | 0 | 0 | 0
LFG | 0 | 0 | 0 | 0 | 0 | 0
Nuc | 0 | 0 | 0 | 0 | 0 | 0
PS | 0 | 0 | 0 | 0 | 0 | 0
PV | 0 | 0 | 0 | 0 | 0 | 0
PeakG | 0 | 0 | 0 | 0 | 0 | 0
PeakO | 0 | 0 | 0 | 0 | 0 | 0
ST | 0 | 0 | 0 | 0 | 0 | 0
STOG | 0 | 0 | 0 | 0 | 0 | 0
STWD | 0 | 0 | 0 | 0 | 0 | 0
WT | 0 | 0 | 0 | 0 | 0 | 0
IGCC | 0 | 0 | 0 | 0 | 0 | 0
DemandResponse | 0 | 0 | 0 | 0 | 0 | 0
IGCC-CCS | 0 | 0 | 0 | 0 | 0 | 0
WT_off | 0 | 0 | 0 | 0 | 0 | 0
PseudoUnit | 0 | 0 | 0 | 0 | 0 | 0
FixedInterchange | 0 | 0 | 0 | 0 | 0 | 0
NOx Emissions (MMshortTons): MARITIMES
ReportingType | 2015 | 2020 | 2025 | 2030 | 2035 | 2040
BM | 0 | 0 | 0 | 0 | 0 | 0
CC | 0 | 0 | 0 | 0 | 0 | 0
CSP | 0 | 0 | 0 | 0 | 0 | 0
CT | 0 | 0 | 0 | 0 | 0 | 0
Coal | 0 | 0 | 0 | 0 | 0 | 0
Geo | 0 | 0 | 0 | 0 | 0 | 0
H | 0 | 0 | 0 | 0 | 0 | 0
LFG | 0 | 0 | 0 | 0 | 0 | 0
Nuc | 0 | 0 | 0 | 0 | 0 | 0
PS | 0 | 0 | 0 | 0 | 0 | 0
PV | 0 | 0 | 0 | 0 | 0 | 0
PeakG | 0 | 0 | 0 | 0 | 0 | 0
PeakO | 0 | 0 | 0 | 0 | 0 | 0
ST | 0 | 0 | 0 | 0 | 0 | 0
STOG | 0 | 0 | 0 | 0 | 0 | 0
STWD | 0 | 0 | 0 | 0 | 0 | 0
WT | 0 | 0 | 0 | 0 | 0 | 0
IGCC | 0 | 0 | 0 | 0 | 0 | 0
DemandResponse | 0 | 0 | 0 | 0 | 0 | 0
IGCC-CCS | 0 | 0 | 0 | 0 | 0 | 0
WT_off | 0 | 0 | 0 | 0 | 0 | 0
PseudoUnit | 0 | 0 | 0 | 0 | 0 | 0
FixedInterchange | 0 | 0 | 0 | 0 | 0 | 0
NOx Emissions (MMshortTons): All
ReportingType | 2015 | 2020 | 2025 | 2030 | 2035 | 2040
BM | 0 | 0 | 0 | 0 | 0 | 0
CC | 0.07 | 0.07 | 0.06 | 0.06 | 0.07 | 0.06
CSP | 0 | 0 | 0 | 0 | 0 | 0
CT | 0 | 0 | 0 | 0 | 0 | 0
Coal | 1.53 | 1.32 | 1.36 | 1.37 | 1.38 | 1.43
Geo | 0 | 0 | 0 | 0 | 0 | 0
H | 0 | 0 | 0 | 0 | 0 | 0
LFG | 0 | 0 | 0 | 0 | 0 | 0
Nuc | 0 | 0 | 0 | 0 | 0 | 0
PS | 0 | 0 | 0 | 0 | 0 | 0
PV | 0 | 0 | 0 | 0 | 0 | 0
PeakG | 0 | 0.01 | 0.01 | 0 | 0.01 | 0.01
PeakO | 0 | 0 | 0 | 0 | 0 | 0
ST | 0 | 0 | 0 | 0 | 0 | 0
STOG | 0.01 | 0.01 | 0 | 0 | 0 | 0
STWD | 0 | 0 | 0 | 0 | 0 | 0
WT | 0 | 0 | 0 | 0 | 0 | 0
IGCC | 0 | 0 | 0 | 0 | 0 | 0
DemandResponse | 0 | 0 | 0 | 0 | 0 | 0
IGCC-CCS | 0 | 0 | 0 | 0 | 0 | 0
WT_off | 0 | 0 | 0 | 0 | 0 | 0
PseudoUnit | 0 | 0 | 0 | 0 | 0 | 0
FixedInterchange | 0 | 0 | 0 | 0 | 0 | 0
NOx Emissions (MMshortTons): EI_US
ReportingType | 2015 | 2020 | 2025 | 2030 | 2035 | 2040
BM | 0 | 0 | 0 | 0 | 0 | 0
CC | 0.04 | 0.05 | 0.04 | 0.04 | 0.05 | 0.05
CSP | 0 | 0 | 0 | 0 | 0 | 0
CT | 0 | 0 | 0 | 0 | 0 | 0
Coal | 1.14 | 0.92 | 0.95 | 0.96 | 0.97 | 1.01
Geo | 0 | 0 | 0 | 0 | 0 | 0
H | 0 | 0 | 0 | 0 | 0 | 0
LFG | 0 | 0 | 0 | 0 | 0 | 0
Nuc | 0 | 0 | 0 | 0 | 0 | 0
PS | 0 | 0 | 0 | 0 | 0 | 0
PV | 0 | 0 | 0 | 0 | 0 | 0
PeakG | 0 | 0.01 | 0.01 | 0 | 0.01 | 0.01
PeakO | 0 | 0 | 0 | 0 | 0 | 0
ST | 0 | 0 | 0 | 0 | 0 | 0
STOG | 0 | 0 | 0 | 0 | 0 | 0
STWD | 0 | 0 | 0 | 0 | 0 | 0
WT | 0 | 0 | 0 | 0 | 0 | 0
IGCC | 0 | 0 | 0 | 0 | 0 | 0
DemandResponse | 0 | 0 | 0 | 0 | 0 | 0
IGCC-CCS | 0 | 0 | 0 | 0 | 0 | 0
WT_off | 0 | 0 | 0 | 0 | 0 | 0
PseudoUnit | 0 | 0 | 0 | 0 | 0 | 0
FixedInterchange | 0 | 0 | 0 | 0 | 0 | 0
NOx Emissions (MMshortTons): EI_Canada
ReportingType | 2015 | 2020 | 2025 | 2030 | 2035 | 2040
BM | 0 | 0 | 0 | 0 | 0 | 0
CC | 0 | 0 | 0 | 0 | 0 | 0
CSP | 0 | 0 | 0 | 0 | 0 | 0
CT | 0 | 0 | 0 | 0 | 0 | 0
Coal | 0 | 0 | 0 | 0 | 0 | 0
Geo | 0 | 0 | 0 | 0 | 0 | 0
H | 0 | 0 | 0 | 0 | 0 | 0
LFG | 0 | 0 | 0 | 0 | 0 | 0
Nuc | 0 | 0 | 0 | 0 | 0 | 0
PS | 0 | 0 | 0 | 0 | 0 | 0
PV | 0 | 0 | 0 | 0 | 0 | 0
PeakG | 0 | 0 | 0 | 0 | 0 | 0
PeakO | 0 | 0 | 0 | 0 | 0 | 0
ST | 0 | 0 | 0 | 0 | 0 | 0
STOG | 0 | 0 | 0 | 0 | 0 | 0
STWD | 0 | 0 | 0 | 0 | 0 | 0
WT | 0 | 0 | 0 | 0 | 0 | 0
IGCC | 0 | 0 | 0 | 0 | 0 | 0
DemandResponse | 0 | 0 | 0 | 0 | 0 | 0
IGCC-CCS | 0 | 0 | 0 | 0 | 0 | 0
WT_off | 0 | 0 | 0 | 0 | 0 | 0
PseudoUnit | 0 | 0 | 0 | 0 | 0 | 0
FixedInterchange | 0 | 0 | 0 | 0 | 0 | 0
NOx Emissions (MMshortTons): EI
ReportingType | 2015 | 2020 | 2025 | 2030 | 2035 | 2040
BM | 0 | 0 | 0 | 0 | 0 | 0
CC | 0.04 | 0.05 | 0.04 | 0.04 | 0.05 | 0.05
CSP | 0 | 0 | 0 | 0 | 0 | 0
CT | 0 | 0 | 0 | 0 | 0 | 0
Coal | 1.14 | 0.92 | 0.95 | 0.96 | 0.97 | 1.01
Geo | 0 | 0 | 0 | 0 | 0 | 0
H | 0 | 0 | 0 | 0 | 0 | 0
LFG | 0 | 0 | 0 | 0 | 0 | 0
Nuc | 0 | 0 | 0 | 0 | 0 | 0
PS | 0 | 0 | 0 | 0 | 0 | 0
PV | 0 | 0 | 0 | 0 | 0 | 0
PeakG | 0 | 0.01 | 0.01 | 0 | 0.01 | 0.01
PeakO | 0 | 0 | 0 | 0 | 0 | 0
ST | 0 | 0 | 0 | 0 | 0 | 0
STOG | 0 | 0 | 0 | 0 | 0 | 0
STWD | 0 | 0 | 0 | 0 | 0 | 0
WT | 0 | 0 | 0 | 0 | 0 | 0
IGCC | 0 | 0 | 0 | 0 | 0 | 0
DemandResponse | 0 | 0 | 0 | 0 | 0 | 0
IGCC-CCS | 0 | 0 | 0 | 0 | 0 | 0
WT_off | 0 | 0 | 0 | 0 | 0 | 0
PseudoUnit | 0 | 0 | 0 | 0 | 0 | 0
FixedInterchange | 0 | 0 | 0 | 0 | 0 | 0
NOx Emissions (MMshortTons): Outside_EI
ReportingType | 2015 | 2020 | 2025 | 2030 | 2035 | 2040
BM | 0 | 0 | 0 | 0 | 0 | 0
CC | 0.03 | 0.02 | 0.02 | 0.02 | 0.02 | 0.02
CSP | 0 | 0 | 0 | 0 | 0 | 0
CT | 0 | 0 | 0 | 0 | 0 | 0
Coal | 0.39 | 0.4 | 0.4 | 0.41 | 0.41 | 0.42
Geo | 0 | 0 | 0 | 0 | 0 | 0
H | 0 | 0 | 0 | 0 | 0 | 0
LFG | 0 | 0 | 0 | 0 | 0 | 0
Nuc | 0 | 0 | 0 | 0 | 0 | 0
PS | 0 | 0 | 0 | 0 | 0 | 0
PV | 0 | 0 | 0 | 0 | 0 | 0
PeakG | 0 | 0 | 0 | 0 | 0 | 0
PeakO | 0 | 0 | 0 | 0 | 0 | 0
ST | 0 | 0 | 0 | 0 | 0 | 0
STOG | 0 | 0 | 0 | 0 | 0 | 0
STWD | 0 | 0 | 0 | 0 | 0 | 0
WT | 0 | 0 | 0 | 0 | 0 | 0
IGCC | 0 | 0 | 0 | 0 | 0 | 0
DemandResponse | 0 | 0 | 0 | 0 | 0 | 0
IGCC-CCS | 0 | 0 | 0 | 0 | 0 | 0
WT_off | 0 | 0 | 0 | 0 | 0 | 0
PseudoUnit | 0 | 0 | 0 | 0 | 0 | 0
FixedInterchange | 0 | 0 | 0 | 0 | 0 | 0
CO2 Emissions (MMshortTons): Entergy
ReportingType | 2015 | 2020 | 2025 | 2030 | 2035 | 2040
BM | 0 | 0 | 0 | 0 | 0 | 0
CC | 24.54 | 29.35 | 23.37 | 21.39 | 21.51 | 21.11
CSP | 0 | 0 | 0 | 0 | 0 | 0
CT | 0 | 0 | 0 | 0 | 0 | 0
Coal | 64.7 | 53.87 | 59.27 | 60.01 | 60.01 | 60.01
Geo | 0 | 0 | 0 | 0 | 0 | 0
H | 0 | 0 | 0 | 0 | 0 | 0
LFG | 0 | 0 | 0 | 0 | 0 | 0
Nuc | 0 | 0 | 0 | 0 | 0 | 0
PS | 0 | 0 | 0 | 0 | 0 | 0
PV | 0 | 0 | 0 | 0 | 0 | 0
PeakG | 0 | 0.33 | 0.11 | 0 | 0 | 0
PeakO | 0 | 0 | 0 | 0 | 0 | 0
ST | 0 | 0 | 0 | 0 | 0 | 0
STOG | 0.51 | 0 | 0 | 0 | 0 | 0
STWD | 0 | 0 | 0 | 0 | 0 | 0
WT | 0 | 0 | 0 | 0 | 0 | 0
IGCC | 0 | 0 | 0 | 0 | 0 | 0
DemandResponse | 0 | 0 | 0 | 0 | 0 | 0
IGCC-CCS | 0 | 0 | 0 | 0 | 0 | 0
WT_off | 0 | 0 | 0 | 0 | 0 | 0
PseudoUnit | 0 | 0 | 0 | 0 | 0 | 0
FixedInterchange | 0 | 0 | 0 | 0 | 0 | 0
CO2 Emissions (MMshortTons): FRCC
ReportingType | 2015 | 2020 | 2025 | 2030 | 2035 | 2040
BM | 0 | 0 | 0 | 0 | 0 | 0
CC | 60.49 | 61.35 | 60.53 | 62.25 | 69.68 | 75.07
CSP | 0 | 0 | 0 | 0 | 0 | 0
CT | 0.33 | 0.8 | 0.82 | 0.93 | 0 | 0
Coal | 57.77 | 59.24 | 64.56 | 66.17 | 68.07 | 68.86
Geo | 0 | 0 | 0 | 0 | 0 | 0
H | 0 | 0 | 0 | 0 | 0 | 0
LFG | 0 | 0 | 0 | 0 | 0 | 0
Nuc | 0 | 0 | 0 | 0 | 0 | 0
PS | 0 | 0 | 0 | 0 | 0 | 0
PV | 0 | 0 | 0 | 0 | 0 | 0
PeakG | 0.36 | 1.39 | 1.42 | 1.29 | 1.67 | 2.22
PeakO | 0 | 0 | 0 | 0 | 0 | 0
ST | 0 | 0 | 0 | 0 | 0 | 0
STOG | 0.38 | 0 | 0 | 0 | 0 | 0
STWD | 0 | 0 | 0 | 0 | 0 | 0
WT | 0 | 0 | 0 | 0 | 0 | 0
IGCC | 0 | 0 | 0 | 0 | 0 | 0
DemandResponse | 0 | 0 | 0 | 0 | 0 | 0
IGCC-CCS | 0 | 0 | 0 | 0 | 0 | 0
WT_off | 0 | 0 | 0 | 0 | 0 | 0
PseudoUnit | 0 | 0 | 0 | 0 | 0 | 0
FixedInterchange | 0 | 0 | 0 | 0 | 0 | 0
CO2 Emissions (MMshortTons): MAPP_US
ReportingType | 2015 | 2020 | 2025 | 2030 | 2035 | 2040
BM | 0 | 0 | 0 | 0 | 0 | 0
CC | 0 | 0 | 0 | 0 | 0 | 0
CSP | 0 | 0 | 0 | 0 | 0 | 0
CT | 0 | 0 | 0.01 | 0.01 | 0 | 0
Coal | 22.4 | 20.06 | 20.06 | 20.06 | 20.06 | 20.06
Geo | 0 | 0 | 0 | 0 | 0 | 0
H | 0 | 0 | 0 | 0 | 0 | 0
LFG | 0 | 0 | 0 | 0 | 0 | 0
Nuc | 0 | 0 | 0 | 0 | 0 | 0
PS | 0 | 0 | 0 | 0 | 0 | 0
PV | 0 | 0 | 0 | 0 | 0 | 0
PeakG | 0.02 | 0.08 | 0.01 | 0.01 | 0.05 | 0.03
PeakO | 0 | 0 | 0 | 0 | 0 | 0
ST | 0 | 0 | 0 | 0 | 0 | 0
STOG | 0 | 0 | 0 | 0 | 0 | 0
STWD | 0 | 0 | 0 | 0 | 0 | 0
WT | 0 | 0 | 0 | 0 | 0 | 0
IGCC | 0 | 0 | 0 | 0 | 0 | 0
DemandResponse | 0 | 0 | 0 | 0 | 0 | 0
IGCC-CCS | 0 | 0 | 0 | 0 | 0 | 0
WT_off | 0 | 0 | 0 | 0 | 0 | 0
PseudoUnit | 0 | 0 | 0 | 0 | 0 | 0
FixedInterchange | 0 | 0 | 0 | 0 | 0 | 0
CO2 Emissions (MMshortTons): MISO_IN
ReportingType | 2015 | 2020 | 2025 | 2030 | 2035 | 2040
BM | 0 | 0 | 0 | 0 | 0 | 0
CC | 1.49 | 2.48 | 1.61 | 1.49 | 2.19 | 2.08
CSP | 0 | 0 | 0 | 0 | 0 | 0
CT | 0 | 0 | 0 | 0 | 0 | 0
Coal | 87.01 | 91.3 | 94.35 | 96.07 | 99.18 | 99.18
Geo | 0 | 0 | 0 | 0 | 0 | 0
H | 0 | 0 | 0 | 0 | 0 | 0
LFG | 0 | 0 | 0 | 0 | 0 | 0
Nuc | 0 | 0 | 0 | 0 | 0 | 0
PS | 0 | 0 | 0 | 0 | 0 | 0
PV | 0 | 0 | 0 | 0 | 0 | 0
PeakG | 0.01 | 0.06 | 0.07 | 0.07 | 0.2 | 0.2
PeakO | 0 | 0 | 0 | 0 | 0 | 0
ST | 0 | 0 | 0 | 0 | 0 | 0
STOG | 0.04 | 0.08 | 0 | 0 | 0 | 0
STWD | 0 | 0 | 0 | 0 | 0 | 0
WT | 0 | 0 | 0 | 0 | 0 | 0
IGCC | 4.15 | 4.15 | 4.15 | 4.15 | 4.15 | 4.15
DemandResponse | 0 | 0 | 0 | 0 | 0 | 0
IGCC-CCS | 0 | 0 | 0 | 0 | 0 | 0
WT_off | 0 | 0 | 0 | 0 | 0 | 0
PseudoUnit | 0 | 0 | 0 | 0 | 0 | 0
FixedInterchange | 0 | 0 | 0 | 0 | 0 | 0
CO2 Emissions (MMshortTons): MISO_MI
ReportingType | 2015 | 2020 | 2025 | 2030 | 2035 | 2040
BM | 0 | 0 | 0 | 0 | 0 | 0
CC | 5.24 | 6.31 | 3.25 | 2.8 | 3.93 | 3.45
CSP | 0 | 0 | 0 | 0 | 0 | 0
CT | 0 | 0 | 0 | 0 | 0 | 0
Coal | 47.15 | 41.14 | 41.14 | 41.14 | 41.14 | 41.14
Geo | 0 | 0 | 0 | 0 | 0 | 0
H | 0 | 0 | 0 | 0 | 0 | 0
LFG | 0 | 0 | 0 | 0 | 0 | 0
Nuc | 0 | 0 | 0 | 0 | 0 | 0
PS | 0 | 0 | 0 | 0 | 0 | 0
PV | 0 | 0 | 0 | 0 | 0 | 0
PeakG | 0.02 | 0.07 | 0.08 | 0.08 | 0.24 | 0.23
PeakO | 0 | 0 | 0 | 0 | 0 | 0
ST | 0 | 0 | 0 | 0 | 0 | 0
STOG | 0.27 | 0.47 | 0 | 0 | 0 | 0
STWD | 0 | 0 | 0 | 0 | 0 | 0
WT | 0 | 0 | 0 | 0 | 0 | 0
IGCC | 0 | 0 | 0 | 0 | 0 | 0
DemandResponse | 0 | 0 | 0 | 0 | 0 | 0
IGCC-CCS | 0 | 0 | 0 | 0 | 0 | 0
WT_off | 0 | 0 | 0 | 0 | 0 | 0
PseudoUnit | 0 | 0 | 0 | 0 | 0 | 0
FixedInterchange | 0 | 0 | 0 | 0 | 0 | 0
CO2 Emissions (MMshortTons): MISO_MO-IL
ReportingType | 2015 | 2020 | 2025 | 2030 | 2035 | 2040
BM | 0 | 0 | 0 | 0 | 0 | 0
CC | 1.04 | 1.51 | 1.04 | 0.65 | 1.37 | 0.59
CSP | 0 | 0 | 0 | 0 | 0 | 0
CT | 0 | 0 | 0 | 0 | 0 | 0
Coal | 96.91 | 73.59 | 76.61 | 77.21 | 79.68 | 79.68
Geo | 0 | 0 | 0 | 0 | 0 | 0
H | 0 | 0 | 0 | 0 | 0 | 0
LFG | 0 | 0 | 0 | 0 | 0 | 0
Nuc | 0 | 0 | 0 | 0 | 0 | 0
PS | 0 | 0 | 0 | 0 | 0 | 0
PV | 0 | 0 | 0 | 0 | 0 | 0
PeakG | 0.09 | 0.38 | 0.56 | 0.3 | 0.57 | 0.39
PeakO | 0 | 0 | 0 | 0 | 0 | 0
ST | 0 | 0 | 0 | 0 | 0 | 0
STOG | 0.08 | 0.15 | 0 | 0 | 0 | 0
STWD | 0 | 0 | 0 | 0 | 0 | 0
WT | 0 | 0 | 0 | 0 | 0 | 0
IGCC | 0 | 0 | 0 | 0 | 0 | 0
DemandResponse | 0 | 0 | 0 | 0 | 0 | 0
IGCC-CCS | 0 | 0 | 0 | 0 | 0 | 0
WT_off | 0 | 0 | 0 | 0 | 0 | 0
PseudoUnit | 0 | 0 | 0 | 0 | 0 | 0
FixedInterchange | 0 | 0 | 0 | 0 | 0 | 0
CO2 Emissions (MMshortTons): MISO_W
ReportingType | 2015 | 2020 | 2025 | 2030 | 2035 | 2040
BM | 0 | 0 | 0 | 0 | 0 | 0
CC | 3.71 | 3.85 | 2.27 | 1.72 | 2.09 | 1.4
CSP | 0 | 0 | 0 | 0 | 0 | 0
CT | 0 | 0 | 0 | 0 | 0 | 0
Coal | 93.01 | 87.24 | 87.24 | 87.91 | 89.67 | 122.34
Geo | 0 | 0 | 0 | 0 | 0 | 0
H | 0 | 0 | 0 | 0 | 0 | 0
LFG | 0 | 0 | 0 | 0 | 0 | 0
Nuc | 0 | 0 | 0 | 0 | 0 | 0
PS | 0 | 0 | 0 | 0 | 0 | 0
PV | 0 | 0 | 0 | 0 | 0 | 0
PeakG | 0.19 | 0.25 | 0.21 | 0.21 | 0.28 | 0.13
PeakO | 0 | 0 | 0 | 0 | 0 | 0
ST | 0 | 0 | 0 | 0 | 0 | 0
STOG | 0 | 0 | 0 | 0 | 0 | 0
STWD | 0 | 0 | 0 | 0 | 0 | 0
WT | 0 | 0 | 0 | 0 | 0 | 0
IGCC | 0 | 0 | 0 | 0 | 0 | 0
DemandResponse | 0 | 0 | 0 | 0 | 0 | 0
IGCC-CCS | 0 | 0 | 0 | 0 | 0 | 0
WT_off | 0 | 0 | 0 | 0 | 0 | 0
PseudoUnit | 0 | 0 | 0 | 0 | 0 | 0
FixedInterchange | 0 | 0 | 0 | 0 | 0 | 0
CO2 Emissions (MMshortTons): MISO_WUMS
ReportingType | 2015 | 2020 | 2025 | 2030 | 2035 | 2040
BM | 0 | 0 | 0 | 0 | 0 | 0
CC | 5.9 | 6.48 | 4.3 | 3.26 | 5.72 | 4.58
CSP | 0 | 0 | 0 | 0 | 0 | 0
CT | 0 | 0 | 0 | 0 | 0 | 0
Coal | 25.99 | 29.86 | 31.98 | 32.85 | 36.81 | 36.81
Geo | 0 | 0 | 0 | 0 | 0 | 0
H | 0 | 0 | 0 | 0 | 0 | 0
LFG | 0 | 0 | 0 | 0 | 0 | 0
Nuc | 0 | 0 | 0 | 0 | 0 | 0
PS | 0 | 0 | 0 | 0 | 0 | 0
PV | 0 | 0 | 0 | 0 | 0 | 0
PeakG | 0.05 | 0.07 | 0.07 | 0.14 | 0.21 | 0.18
PeakO | 0 | 0 | 0 | 0 | 0 | 0
ST | 0 | 0 | 0 | 0 | 0 | 0
STOG | 0 | 0 | 0 | 0 | 0 | 0
STWD | 0 | 0 | 0 | 0 | 0 | 0
WT | 0 | 0 | 0 | 0 | 0 | 0
IGCC | 0 | 0 | 0 | 0 | 0 | 0
DemandResponse | 0 | 0 | 0 | 0 | 0 | 0
IGCC-CCS | 0 | 0 | 0 | 0 | 0 | 0
WT_off | 0 | 0 | 0 | 0 | 0 | 0
PseudoUnit | 0 | 0 | 0 | 0 | 0 | 0
FixedInterchange | 0 | 0 | 0 | 0 | 0 | 0
CO2 Emissions (MMshortTons): Nebraska
ReportingType | 2015 | 2020 | 2025 | 2030 | 2035 | 2040
BM | 0 | 0 | 0 | 0 | 0 | 0
CC | 0.12 | 0.21 | 0.12 | 0.07 | 0.15 | 0.11
CSP | 0 | 0 | 0 | 0 | 0 | 0
CT | 0 | 0 | 0 | 0 | 0 | 0
Coal | 35.38 | 35.35 | 35.15 | 35.07 | 35.35 | 35.35
Geo | 0 | 0 | 0 | 0 | 0 | 0
H | 0 | 0 | 0 | 0 | 0 | 0
LFG | 0 | 0 | 0 | 0 | 0 | 0
Nuc | 0 | 0 | 0 | 0 | 0 | 0
PS | 0 | 0 | 0 | 0 | 0 | 0
PV | 0 | 0 | 0 | 0 | 0 | 0
PeakG | 0.04 | 0.07 | 0.04 | 0.03 | 0.12 | 0.07
PeakO | 0 | 0 | 0 | 0 | 0 | 0
ST | 0 | 0 | 0 | 0 | 0 | 0
STOG | 0 | 0 | 0 | 0 | 0 | 0
STWD | 0 | 0 | 0 | 0 | 0 | 0
WT | 0 | 0 | 0 | 0 | 0 | 0
IGCC | 0 | 0 | 0 | 0 | 0 | 0
DemandResponse | 0 | 0 | 0 | 0 | 0 | 0
IGCC-CCS | 0 | 0 | 0 | 0 | 0 | 0
WT_off | 0 | 0 | 0 | 0 | 0 | 0
PseudoUnit | 0 | 0 | 0 | 0 | 0 | 0
FixedInterchange | 0 | 0 | 0 | 0 | 0 | 0
CO2 Emissions (MMshortTons): NEISO
ReportingType | 2015 | 2020 | 2025 | 2030 | 2035 | 2040
BM | 0 | 0 | 0 | 0 | 0 | 0
CC | 14.27 | 9.42 | 7.12 | 6.79 | 12.32 | 14.23
CSP | 0 | 0 | 0 | 0 | 0 | 0
CT | 0 | 0.01 | 0.01 | 0.01 | 0 | 0
Coal | 0.04 | 0 | 0 | 0 | 0 | 0
Geo | 0 | 0 | 0 | 0 | 0 | 0
H | 0 | 0 | 0 | 0 | 0 | 0
LFG | 0 | 0 | 0 | 0 | 0 | 0
Nuc | 0 | 0 | 0 | 0 | 0 | 0
PS | 0 | 0 | 0 | 0 | 0 | 0
PV | 0 | 0 | 0 | 0 | 0 | 0
PeakG | 0.02 | 0.02 | 0.02 | 0 | 0 | 0
PeakO | 0 | 0 | 0 | 0 | 0 | 0
ST | 0 | 0 | 0 | 0 | 0 | 0
STOG | 0 | 0 | 0 | 0 | 0 | 0
STWD | 0 | 0 | 0 | 0 | 0 | 0
WT | 0 | 0 | 0 | 0 | 0 | 0
IGCC | 0 | 0 | 0 | 0 | 0 | 0
DemandResponse | 0 | 0 | 0 | 0 | 0 | 0
IGCC-CCS | 0 | 0 | 0 | 0 | 0 | 0
WT_off | 0 | 0 | 0 | 0 | 0 | 0
PseudoUnit | 0 | 0 | 0 | 0 | 0 | 0
FixedInterchange | 0 | 0 | 0 | 0 | 0 | 0
CO2 Emissions (MMshortTons): NonRTO_Midwest
ReportingType | 2015 | 2020 | 2025 | 2030 | 2035 | 2040
BM | 0 | 0 | 0 | 0 | 0 | 0
CC | 0 | 0 | 0 | 0 | 0 | 0
CSP | 0 | 0 | 0 | 0 | 0 | 0
CT | 0 | 0 | 0 | 0 | 0 | 0
Coal | 59.51 | 58.39 | 58.05 | 58.52 | 60.44 | 60.44
Geo | 0 | 0 | 0 | 0 | 0 | 0
H | 0 | 0 | 0 | 0 | 0 | 0
LFG | 0 | 0 | 0 | 0 | 0 | 0
Nuc | 0 | 0 | 0 | 0 | 0 | 0
PS | 0 | 0 | 0 | 0 | 0 | 0
PV | 0 | 0 | 0 | 0 | 0 | 0
PeakG | 0.11 | 0.63 | 0.26 | 0.22 | 0.25 | 0.13
PeakO | 0 | 0 | 0 | 0 | 0 | 0
ST | 0 | 0 | 0 | 0 | 0 | 0
STOG | 0 | 0 | 0 | 0 | 0 | 0
STWD | 0 | 0 | 0 | 0 | 0 | 0
WT | 0 | 0 | 0 | 0 | 0 | 0
IGCC | 0 | 0 | 0 | 0 | 0 | 0
DemandResponse | 0 | 0 | 0 | 0 | 0 | 0
IGCC-CCS | 0 | 0 | 0 | 0 | 0 | 0
WT_off | 0 | 0 | 0 | 0 | 0 | 0
PseudoUnit | 0 | 0 | 0 | 0 | 0 | 0
FixedInterchange | 0 | 0 | 0 | 0 | 0 | 0
CO2 Emissions (MMshortTons): NYISO_A-F
ReportingType | 2015 | 2020 | 2025 | 2030 | 2035 | 2040
BM | 0 | 0 | 0 | 0 | 0 | 0
CC | 2.28 | 2.41 | 2.11 | 2.11 | 4.8 | 7.12
CSP | 0 | 0 | 0 | 0 | 0 | 0
CT | 0 | 0 | 0 | 0 | 0 | 0
Coal | 0 | 0 | 0 | 0 | 0 | 0
Geo | 0 | 0 | 0 | 0 | 0 | 0
H | 0 | 0 | 0 | 0 | 0 | 0
LFG | 0 | 0 | 0 | 0 | 0 | 0
Nuc | 0 | 0 | 0 | 0 | 0 | 0
PS | 0 | 0 | 0 | 0 | 0 | 0
PV | 0 | 0 | 0 | 0 | 0 | 0
PeakG | 0 | 0 | 0 | 0 | 0 | 0.01
PeakO | 0 | 0 | 0 | 0 | 0 | 0
ST | 0 | 0 | 0 | 0 | 0 | 0
STOG | 0 | 0 | 0 | 0 | 0 | 0
STWD | 0 | 0 | 0 | 0 | 0 | 0
WT | 0 | 0 | 0 | 0 | 0 | 0
IGCC | 0 | 0 | 0 | 0 | 0 | 0
DemandResponse | 0 | 0 | 0 | 0 | 0 | 0
IGCC-CCS | 0 | 0 | 0 | 0 | 0 | 0
WT_off | 0 | 0 | 0 | 0 | 0 | 0
PseudoUnit | 0 | 0 | 0 | 0 | 0 | 0
FixedInterchange | 0 | 0 | 0 | 0 | 0 | 0
CO2 Emissions (MMshortTons): NYISO_G-I
ReportingType | 2015 | 2020 | 2025 | 2030 | 2035 | 2040
BM | 0 | 0 | 0 | 0 | 0 | 0
CC | 2.37 | 2.52 | 2.12 | 2.25 | 5.25 | 9.19
CSP | 0 | 0 | 0 | 0 | 0 | 0
CT | 0 | 0 | 0 | 0 | 0 | 0
Coal | 1.85 | 0 | 0 | 0 | 0 | 0
Geo | 0 | 0 | 0 | 0 | 0 | 0
H | 0 | 0 | 0 | 0 | 0 | 0
LFG | 0 | 0 | 0 | 0 | 0 | 0
Nuc | 0 | 0 | 0 | 0 | 0 | 0
PS | 0 | 0 | 0 | 0 | 0 | 0
PV | 0 | 0 | 0 | 0 | 0 | 0
PeakG | 0 | 0 | 0 | 0 | 0 | 0
PeakO | 0 | 0 | 0 | 0 | 0 | 0
ST | 0 | 0 | 0 | 0 | 0 | 0
STOG | 0 | 0 | 0 | 0 | 0 | 0
STWD | 0 | 0 | 0 | 0 | 0 | 0
WT | 0 | 0 | 0 | 0 | 0 | 0
IGCC | 0 | 0 | 0 | 0 | 0 | 0
DemandResponse | 0 | 0 | 0 | 0 | 0 | 0
IGCC-CCS | 0 | 0 | 0 | 0 | 0 | 0
WT_off | 0 | 0 | 0 | 0 | 0 | 0
PseudoUnit | 0 | 0 | 0 | 0 | 0 | 0
FixedInterchange | 0 | 0 | 0 | 0 | 0 | 0
CO2 Emissions (MMshortTons): NYISO_J-K
ReportingType | 2015 | 2020 | 2025 | 2030 | 2035 | 2040
BM | 0 | 0 | 0 | 0 | 0 | 0
CC | 8.62 | 10.37 | 10 | 9.65 | 10.77 | 13.4
CSP | 0 | 0 | 0 | 0 | 0 | 0
CT | 0 | 0 | 0 | 0 | 0 | 0
Coal | 0 | 0 | 0 | 0 | 0 | 0
Geo | 0 | 0 | 0 | 0 | 0 | 0
H | 0 | 0 | 0 | 0 | 0 | 0
LFG | 0 | 0 | 0 | 0 | 0 | 0
Nuc | 0 | 0 | 0 | 0 | 0 | 0
PS | 0 | 0 | 0 | 0 | 0 | 0
PV | 0 | 0 | 0 | 0 | 0 | 0
PeakG | 0.05 | 0.22 | 0.22 | 0.21 | 0.38 | 0.42
PeakO | 0 | 0.01 | 0.04 | 0.04 | 0.04 | 0.04
ST | 0 | 0 | 0 | 0 | 0 | 0
STOG | 0.37 | 0.53 | 0.52 | 0.37 | 0.57 | 0.59
STWD | 0 | 0 | 0 | 0 | 0 | 0
WT | 0 | 0 | 0 | 0 | 0 | 0
IGCC | 0 | 0 | 0 | 0 | 0 | 0
DemandResponse | 0 | 0 | 0 | 0 | 0 | 0
IGCC-CCS | 0 | 0 | 0 | 0 | 0 | 0
WT_off | 0 | 0 | 0 | 0 | 0 | 0
PseudoUnit | 0 | 0 | 0 | 0 | 0 | 0
FixedInterchange | 0 | 0 | 0 | 0 | 0 | 0
CO2 Emissions (MMshortTons): PJM_E
ReportingType | 2015 | 2020 | 2025 | 2030 | 2035 | 2040
BM | 0 | 0 | 0 | 0 | 0 | 0
CC | 7.58 | 14.38 | 13.53 | 12.22 | 23.73 | 31.03
CSP | 0 | 0 | 0 | 0 | 0 | 0
CT | 0 | 0 | 0 | 0 | 0 | 0
Coal | 0.23 | 0.15 | 0.16 | 0.16 | 0.2 | 0.2
Geo | 0 | 0 | 0 | 0 | 0 | 0
H | 0 | 0 | 0 | 0 | 0 | 0
LFG | 0 | 0 | 0 | 0 | 0 | 0
Nuc | 0 | 0 | 0 | 0 | 0 | 0
PS | 0 | 0 | 0 | 0 | 0 | 0
PV | 0 | 0 | 0 | 0 | 0 | 0
PeakG | 0.05 | 0.05 | 0.24 | 0.28 | 0.62 | 0.64
PeakO | 0 | 0 | 0 | 0 | 0 | 0
ST | 0 | 0 | 0 | 0 | 0 | 0
STOG | 0 | 0 | 0 | 0 | 0 | 0
STWD | 0 | 0 | 0 | 0 | 0 | 0
WT | 0 | 0 | 0 | 0 | 0 | 0
IGCC | 0 | 0 | 0 | 0 | 0 | 0
DemandResponse | 0 | 0 | 0 | 0 | 0 | 0
IGCC-CCS | 0 | 0 | 0 | 0 | 0 | 0
WT_off | 0 | 0 | 0 | 0 | 0 | 0
PseudoUnit | 0 | 0 | 0 | 0 | 0 | 0
FixedInterchange | 0 | 0 | 0 | 0 | 0 | 0
CO2 Emissions (MMshortTons): PJM_ROM
ReportingType | 2015 | 2020 | 2025 | 2030 | 2035 | 2040
BM | 0 | 0 | 0 | 0 | 0 | 0
CC | 4.37 | 7.78 | 7.36 | 6.93 | 11.73 | 15.75
CSP | 0 | 0 | 0 | 0 | 0 | 0
CT | 0 | 0 | 0 | 0 | 0 | 0
Coal | 49.46 | 56.16 | 58.84 | 61.84 | 62.44 | 62.44
Geo | 0 | 0 | 0 | 0 | 0 | 0
H | 0 | 0 | 0 | 0 | 0 | 0
LFG | 0 | 0 | 0 | 0 | 0 | 0
Nuc | 0 | 0 | 0 | 0 | 0 | 0
PS | 0 | 0 | 0 | 0 | 0 | 0
PV | 0 | 0 | 0 | 0 | 0 | 0
PeakG | 0.01 | 0.03 | 0.03 | 0.03 | 0.38 | 0.38
PeakO | 0 | 0 | 0 | 0 | 0 | 0
ST | 0 | 0 | 0 | 0 | 0 | 0
STOG | 0 | 0 | 0 | 0 | 0 | 0
STWD | 0 | 0 | 0 | 0 | 0 | 0
WT | 0 | 0 | 0 | 0 | 0 | 0
IGCC | 0 | 0 | 0 | 0 | 0 | 0
DemandResponse | 0 | 0 | 0 | 0 | 0 | 0
IGCC-CCS | 0 | 0 | 0 | 0 | 0 | 0
WT_off | 0 | 0 | 0 | 0 | 0 | 0
PseudoUnit | 0 | 0 | 0 | 0 | 0 | 0
FixedInterchange | 0 | 0 | 0 | 0 | 0 | 0
CO2 Emissions (MMshortTons): PJM_ROR
ReportingType | 2015 | 2020 | 2025 | 2030 | 2035 | 2040
BM | 0 | 0 | 0 | 0 | 0 | 0
CC | 24.28 | 27.18 | 18.76 | 18.13 | 24.12 | 25.77
CSP | 0 | 0 | 0 | 0 | 0 | 0
CT | 0 | 0.01 | 0 | 0 | 0 | 0
Coal | 360.02 | 269.66 | 270.38 | 271.24 | 273.13 | 273.59
Geo | 0 | 0 | 0 | 0 | 0 | 0
H | 0 | 0 | 0 | 0 | 0 | 0
LFG | 0 | 0 | 0 | 0 | 0 | 0
Nuc | 0 | 0 | 0 | 0 | 0 | 0
PS | 0 | 0 | 0 | 0 | 0 | 0
PV | 0 | 0 | 0 | 0 | 0 | 0
PeakG | 0.99 | 1.42 | 0.89 | 0.56 | 0.89 | 1.04
PeakO | 0 | 0 | 0 | 0 | 0 | 0
ST | 0 | 0 | 0 | 0 | 0 | 0
STOG | 0 | 0 | 0 | 0 | 0 | 0
STWD | 0 | 0 | 0 | 0 | 0 | 0
WT | 0 | 0 | 0 | 0 | 0 | 0
IGCC | 0 | 0 | 0 | 0 | 0 | 0
DemandResponse | 0 | 0 | 0 | 0 | 0 | 0
IGCC-CCS | 0 | 0 | 0 | 0 | 0 | 0
WT_off | 0 | 0 | 0 | 0 | 0 | 0
PseudoUnit | 0 | 0 | 0 | 0 | 0 | 0
FixedInterchange | 0 | 0 | 0 | 0 | 0 | 0
CO2 Emissions (MMshortTons): SOCO
ReportingType | 2015 | 2020 | 2025 | 2030 | 2035 | 2040
BM | 0 | 0 | 0 | 0 | 0 | 0
CC | 40.47 | 42.58 | 34.39 | 34.83 | 34.87 | 19.15
CSP | 0 | 0 | 0 | 0 | 0 | 0
CT | 0 | 0 | 0 | 0 | 0 | 0
Coal | 107.7 | 94.39 | 111.58 | 111.58 | 111.58 | 180.57
Geo | 0 | 0 | 0 | 0 | 0 | 0
H | 0 | 0 | 0 | 0 | 0 | 0
LFG | 0 | 0 | 0 | 0 | 0 | 0
Nuc | 0 | 0 | 0 | 0 | 0 | 0
PS | 0 | 0 | 0 | 0 | 0 | 0
PV | 0 | 0 | 0 | 0 | 0 | 0
PeakG | 0.12 | 0.59 | 0.4 | 0.31 | 0.34 | 0.3
PeakO | 0 | 0 | 0 | 0 | 0 | 0
ST | 0 | 0 | 0 | 0 | 0 | 0
STOG | 0 | 0 | 0 | 0 | 0 | 0
STWD | 0 | 0 | 0 | 0 | 0 | 0
WT | 0 | 0 | 0 | 0 | 0 | 0
IGCC | 0 | 0 | 0 | 0 | 0 | 0
DemandResponse | 0 | 0 | 0 | 0 | 0 | 0
IGCC-CCS | 0 | 0 | 0 | 0 | 0 | 0
WT_off | 0 | 0 | 0 | 0 | 0 | 0
PseudoUnit | 0 | 0 | 0 | 0 | 0 | 0
FixedInterchange | 0 | 0 | 0 | 0 | 0 | 0
CO2 Emissions (MMshortTons): SPP_N
ReportingType | 2015 | 2020 | 2025 | 2030 | 2035 | 2040
BM | 0 | 0 | 0 | 0 | 0 | 0
CC | 2.68 | 1.66 | 1.01 | 0.86 | 0.61 | 0.43
CSP | 0 | 0 | 0 | 0 | 0 | 0
CT | 0 | 0 | 0 | 0 | 0 | 0
Coal | 68.81 | 62.32 | 62.32 | 62.32 | 62.32 | 62.32
Geo | 0 | 0 | 0 | 0 | 0 | 0
H | 0 | 0 | 0 | 0 | 0 | 0
LFG | 0 | 0 | 0 | 0 | 0 | 0
Nuc | 0 | 0 | 0 | 0 | 0 | 0
PS | 0 | 0 | 0 | 0 | 0 | 0
PV | 0 | 0 | 0 | 0 | 0 | 0
PeakG | 0.09 | 0.49 | 0.37 | 0.4 | 0.24 | 0.25
PeakO | 0 | 0 | 0 | 0 | 0 | 0
ST | 0 | 0 | 0 | 0 | 0 | 0
STOG | 0.13 | 0 | 0 | 0 | 0 | 0
STWD | 0 | 0 | 0 | 0 | 0 | 0
WT | 0 | 0 | 0 | 0 | 0 | 0
IGCC | 0 | 0 | 0 | 0 | 0 | 0
DemandResponse | 0 | 0 | 0 | 0 | 0 | 0
IGCC-CCS | 0 | 0 | 0 | 0 | 0 | 0
WT_off | 0 | 0 | 0 | 0 | 0 | 0
PseudoUnit | 0 | 0 | 0 | 0 | 0 | 0
FixedInterchange | 0 | 0 | 0 | 0 | 0 | 0
CO2 Emissions (MMshortTons): SPP_S
ReportingType | 2015 | 2020 | 2025 | 2030 | 2035 | 2040
BM | 0 | 0 | 0 | 0 | 0 | 0
CC | 10.55 | 19.78 | 14.33 | 13.09 | 5.7 | 4.79
CSP | 0 | 0 | 0 | 0 | 0 | 0
CT | 0 | 0.14 | 0.17 | 0.09 | 0.04 | 0
Coal | 104.22 | 84.76 | 91.55 | 92.15 | 92.15 | 92.15
Geo | 0 | 0 | 0 | 0 | 0 | 0
H | 0 | 0 | 0 | 0 | 0 | 0
LFG | 0 | 0 | 0 | 0 | 0 | 0
Nuc | 0 | 0 | 0 | 0 | 0 | 0
PS | 0 | 0 | 0 | 0 | 0 | 0
PV | 0 | 0 | 0 | 0 | 0 | 0
PeakG | 0 | 0.26 | 0.64 | 0.2 | 0.09 | 0.09
PeakO | 0 | 0 | 0 | 0 | 0 | 0
ST | 0 | 0 | 0 | 0 | 0 | 0
STOG | 0.61 | 0.8 | 0 | 0 | 0 | 0
STWD | 0 | 0 | 0 | 0 | 0 | 0
WT | 0 | 0 | 0 | 0 | 0 | 0
IGCC | 0 | 0 | 0 | 0 | 0 | 0
DemandResponse | 0 | 0 | 0 | 0 | 0 | 0
IGCC-CCS | 0 | 0 | 0 | 0 | 0 | 0
WT_off | 0 | 0 | 0 | 0 | 0 | 0
PseudoUnit | 0 | 0 | 0 | 0 | 0 | 0
FixedInterchange | 0 | 0 | 0 | 0 | 0 | 0
CO2 Emissions (MMshortTons): TVA
ReportingType | 2015 | 2020 | 2025 | 2030 | 2035 | 2040
BM | 0 | 0 | 0 | 0 | 0 | 0
CC | 8.45 | 10.14 | 7.45 | 6.6 | 11.71 | 9.14
CSP | 0 | 0 | 0 | 0 | 0 | 0
CT | 0 | 0 | 0 | 0 | 0 | 0
Coal | 78.03 | 64.92 | 64.92 | 64.92 | 64.92 | 79.97
Geo | 0 | 0 | 0 | 0 | 0 | 0
H | 0 | 0 | 0 | 0 | 0 | 0
LFG | 0 | 0 | 0 | 0 | 0 | 0
Nuc | 0 | 0 | 0 | 0 | 0 | 0
PS | 0 | 0 | 0 | 0 | 0 | 0
PV | 0 | 0 | 0 | 0 | 0 | 0
PeakG | 0 | 0.03 | 0 | 0 | 0 | 0
PeakO | 0 | 0 | 0 | 0 | 0 | 0
ST | 0 | 0 | 0 | 0 | 0 | 0
STOG | 0 | 0 | 0 | 0 | 0 | 0
STWD | 0 | 0 | 0 | 0 | 0 | 0
WT | 0 | 0 | 0 | 0 | 0 | 0
IGCC | 0 | 0 | 0 | 0 | 0 | 0
DemandResponse | 0 | 0 | 0 | 0 | 0 | 0
IGCC-CCS | 0 | 0 | 0 | 0 | 0 | 0
WT_off | 0 | 0 | 0 | 0 | 0 | 0
PseudoUnit | 0 | 0 | 0 | 0 | 0 | 0
FixedInterchange | 0 | 0 | 0 | 0 | 0 | 0
CO2 Emissions (MMshortTons): TVA_Transmission
ReportingType | 2015 | 2020 | 2025 | 2030 | 2035 | 2040
BM | 0 | 0 | 0 | 0 | 0 | 0
CC | 0 | 0 | 0 | 0 | 0 | 0
CSP | 0 | 0 | 0 | 0 | 0 | 0
CT | 0 | 0 | 0 | 0 | 0 | 0
Coal | 0 | 0 | 0 | 0 | 0 | 0
Geo | 0 | 0 | 0 | 0 | 0 | 0
H | 0 | 0 | 0 | 0 | 0 | 0
LFG | 0 | 0 | 0 | 0 | 0 | 0
Nuc | 0 | 0 | 0 | 0 | 0 | 0
PS | 0 | 0 | 0 | 0 | 0 | 0
PV | 0 | 0 | 0 | 0 | 0 | 0
PeakG | 0 | 0 | 0 | 0 | 0 | 0
PeakO | 0 | 0 | 0 | 0 | 0 | 0
ST | 0 | 0 | 0 | 0 | 0 | 0
STOG | 0 | 0 | 0 | 0 | 0 | 0
STWD | 0 | 0 | 0 | 0 | 0 | 0
WT | 0 | 0 | 0 | 0 | 0 | 0
IGCC | 0 | 0 | 0 | 0 | 0 | 0
DemandResponse | 0 | 0 | 0 | 0 | 0 | 0
IGCC-CCS | 0 | 0 | 0 | 0 | 0 | 0
WT_off | 0 | 0 | 0 | 0 | 0 | 0
PseudoUnit | 0 | 0 | 0 | 0 | 0 | 0
FixedInterchange | 0 | 0 | 0 | 0 | 0 | 0
CO2 Emissions (MMshortTons): VACAR
ReportingType | 2015 | 2020 | 2025 | 2030 | 2035 | 2040
BM | 0 | 0 | 0 | 0 | 0 | 0
CC | 13 | 12.02 | 8.12 | 7.53 | 12.27 | 15.92
CSP | 0 | 0 | 0 | 0 | 0 | 0
CT | 0.05 | 0.17 | 0.09 | 0.09 | 0 | 0
Coal | 87.96 | 73.27 | 83.02 | 87.93 | 93.63 | 95.18
Geo | 0 | 0 | 0 | 0 | 0 | 0
H | 0 | 0 | 0 | 0 | 0 | 0
LFG | 0 | 0 | 0 | 0 | 0 | 0
Nuc | 0 | 0 | 0 | 0 | 0 | 0
PS | 0 | 0 | 0 | 0 | 0 | 0
PV | 0 | 0 | 0 | 0 | 0 | 0
PeakG | 0.1 | 0.54 | 0.4 | 0.38 | 1.27 | 1.44
PeakO | 0 | 0 | 0 | 0 | 0 | 0
ST | 0 | 0 | 0 | 0 | 0 | 0
STOG | 0 | 0 | 0 | 0 | 0 | 0
STWD | 0 | 0 | 0 | 0 | 0 | 0
WT | 0 | 0 | 0 | 0 | 0 | 0
IGCC | 0 | 0 | 0 | 0 | 0 | 0
DemandResponse | 0 | 0 | 0 | 0 | 0 | 0
IGCC-CCS | 0 | 0 | 0 | 0 | 0 | 0
WT_off | 0 | 0 | 0 | 0 | 0 | 0
PseudoUnit | 0 | 0 | 0 | 0 | 0 | 0
FixedInterchange | 0 | 0 | 0 | 0 | 0 | 0
CO2 Emissions (MMshortTons): IESO
ReportingType | 2015 | 2020 | 2025 | 2030 | 2035 | 2040
BM | 0 | 0 | 0 | 0 | 0 | 0
CC | 0.14 | 0.1 | 0.08 | 0.07 | 1.76 | 2.24
CSP | 0 | 0 | 0 | 0 | 0 | 0
CT | 0 | 0 | 0.01 | 0.01 | 0 | 0
Coal | 0 | 0 | 0 | 0 | 0 | 0
Geo | 0 | 0 | 0 | 0 | 0 | 0
H | 0 | 0 | 0 | 0 | 0 | 0
LFG | 0 | 0 | 0 | 0 | 0 | 0
Nuc | 0 | 0 | 0 | 0 | 0 | 0
PS | 0 | 0 | 0 | 0 | 0 | 0
PV | 0 | 0 | 0 | 0 | 0 | 0
PeakG | 0 | 0 | 0 | 0 | 0 | 0
PeakO | 0 | 0 | 0 | 0 | 0 | 0
ST | 0 | 0 | 0 | 0 | 0 | 0
STOG | 0 | 0 | 0 | 0 | 0 | 0
STWD | 0 | 0 | 0 | 0 | 0 | 0
WT | 0 | 0 | 0 | 0 | 0 | 0
IGCC | 0 | 0 | 0 | 0 | 0 | 0
DemandResponse | 0 | 0 | 0 | 0 | 0 | 0
IGCC-CCS | 0 | 0 | 0 | 0 | 0 | 0
WT_off | 0 | 0 | 0 | 0 | 0 | 0
PseudoUnit | 0 | 0 | 0 | 0 | 0 | 0
FixedInterchange | 0 | 0 | 0 | 0 | 0 | 0
CO2 Emissions (MMshortTons): MAPP_CA
ReportingType | 2015 | 2020 | 2025 | 2030 | 2035 | 2040
BM | 0 | 0 | 0 | 0 | 0 | 0
CC | 1.3 | 1.69 | 1 | 0.83 | 0.55 | 0
CSP | 0 | 0 | 0 | 0 | 0 | 0
CT | 0 | 0 | 0 | 0 | 0 | 0
Coal | 0.24 | 0.71 | 0.02 | 0 | 0 | 0
Geo | 0 | 0 | 0 | 0 | 0 | 0
H | 0 | 0 | 0 | 0 | 0 | 0
LFG | 0 | 0 | 0 | 0 | 0 | 0
Nuc | 0 | 0 | 0 | 0 | 0 | 0
PS | 0 | 0 | 0 | 0 | 0 | 0
PV | 0 | 0 | 0 | 0 | 0 | 0
PeakG | 0 | 0.01 | 0.01 | 0.01 | 0 | 0
PeakO | 0 | 0 | 0 | 0 | 0 | 0
ST | 0 | 0 | 0 | 0 | 0 | 0
STOG | 0 | 0 | 0 | 0 | 0 | 0
STWD | 0 | 0 | 0 | 0 | 0 | 0
WT | 0 | 0 | 0 | 0 | 0 | 0
IGCC | 0 | 0 | 0 | 0 | 0 | 0
DemandResponse | 0 | 0 | 0 | 0 | 0 | 0
IGCC-CCS | 0 | 0 | 0 | 0 | 0 | 0
WT_off | 0 | 0 | 0 | 0 | 0 | 0
PseudoUnit | 0 | 0 | 0 | 0 | 0 | 0
FixedInterchange | 0 | 0 | 0 | 0 | 0 | 0
CO2 Emissions (MMshortTons): AZ_NM_SNV_Coal
ReportingType | 2015 | 2020 | 2025 | 2030 | 2035 | 2040
BM | 0 | 0 | 0 | 0 | 0 | 0
CC | 0 | 0 | 0 | 0 | 0 | 0
CSP | 0 | 0 | 0 | 0 | 0 | 0
CT | 0 | 0 | 0 | 0 | 0 | 0
Coal | 74.48 | 78.78 | 78.78 | 78.78 | 80.52 | 114.42
Geo | 0 | 0 | 0 | 0 | 0 | 0
H | 0 | 0 | 0 | 0 | 0 | 0
LFG | 0 | 0 | 0 | 0 | 0 | 0
Nuc | 0 | 0 | 0 | 0 | 0 | 0
PS | 0 | 0 | 0 | 0 | 0 | 0
PV | 0 | 0 | 0 | 0 | 0 | 0
PeakG | 0 | 0 | 0 | 0 | 0 | 0
PeakO | 0 | 0 | 0 | 0 | 0 | 0
ST | 0 | 0 | 0 | 0 | 0 | 0
STOG | 0 | 0 | 0 | 0 | 0 | 0
STWD | 0 | 0 | 0 | 0 | 0 | 0
WT | 0 | 0 | 0 | 0 | 0 | 0
IGCC | 0 | 0 | 0 | 0 | 0 | 0
DemandResponse | 0 | 0 | 0 | 0 | 0 | 0
IGCC-CCS | 0 | 0 | 0 | 0 | 0 | 0
WT_off | 0 | 0 | 0 | 0 | 0 | 0
PseudoUnit | 0 | 0 | 0 | 0 | 0 | 0
FixedInterchange | 0 | 0 | 0 | 0 | 0 | 0
CO2 Emissions (MMshortTons): AZ_NM_SNV_Gas
ReportingType | 2015 | 2020 | 2025 | 2030 | 2035 | 2040
BM | 0 | 0 | 0 | 0 | 0 | 0
CC | 41.73 | 41.14 | 40.42 | 41.65 | 41.73 | 40.72
CSP | 0 | 0 | 0 | 0 | 0 | 0
CT | 0 | 0 | 0.02 | 0.05 | 0 | 0
Coal | 0 | 0 | 0 | 0 | 0 | 0
Geo | 0 | 0 | 0 | 0 | 0 | 0
H | 0 | 0 | 0 | 0 | 0 | 0
LFG | 0 | 0 | 0 | 0 | 0 | 0
Nuc | 0 | 0 | 0 | 0 | 0 | 0
PS | 0 | 0 | 0 | 0 | 0 | 0
PV | 0 | 0 | 0 | 0 | 0 | 0
PeakG | 0 | 0 | 0 | 0 | 0 | 0
PeakO | 0 | 0 | 0 | 0 | 0 | 0
ST | 0 | 0 | 0 | 0 | 0 | 0
STOG | 0 | 0 | 0 | 0 | 0 | 0
STWD | 0 | 0 | 0 | 0 | 0 | 0
WT | 0 | 0 | 0 | 0 | 0 | 0
IGCC | 0 | 0 | 0 | 0 | 0 | 0
DemandResponse | 0 | 0 | 0 | 0 | 0 | 0
IGCC-CCS | 0 | 0 | 0 | 0 | 0 | 0
WT_off | 0 | 0 | 0 | 0 | 0 | 0
PseudoUnit | 0 | 0 | 0 | 0 | 0 | 0
FixedInterchange | 0 | 0 | 0 | 0 | 0 | 0
CO2 Emissions (MMshortTons): AZ_NM_SNV_NucRenew
ReportingType | 2015 | 2020 | 2025 | 2030 | 2035 | 2040
BM | 0 | 0 | 0 | 0 | 0 | 0
CC | 0 | 0 | 0 | 0 | 0 | 0
CSP | 0 | 0 | 0 | 0 | 0 | 0
CT | 0 | 0 | 0 | 0 | 0 | 0
Coal | 0 | 0 | 0 | 0 | 0 | 0
Geo | 0 | 0 | 0 | 0 | 0 | 0
H | 0 | 0 | 0 | 0 | 0 | 0
LFG | 0 | 0 | 0 | 0 | 0 | 0
Nuc | 0 | 0 | 0 | 0 | 0 | 0
PS | 0 | 0 | 0 | 0 | 0 | 0
PV | 0 | 0 | 0 | 0 | 0 | 0
PeakG | 0 | 0 | 0 | 0 | 0 | 0
PeakO | 0 | 0 | 0 | 0 | 0 | 0
ST | 0 | 0 | 0 | 0 | 0 | 0
STOG | 0 | 0 | 0 | 0 | 0 | 0
STWD | 0 | 0 | 0 | 0 | 0 | 0
WT | 0 | 0 | 0 | 0 | 0 | 0
IGCC | 0 | 0 | 0 | 0 | 0 | 0
DemandResponse | 0 | 0 | 0 | 0 | 0 | 0
IGCC-CCS | 0 | 0 | 0 | 0 | 0 | 0
WT_off | 0 | 0 | 0 | 0 | 0 | 0
PseudoUnit | 0 | 0 | 0 | 0 | 0 | 0
FixedInterchange | 0 | 0 | 0 | 0 | 0 | 0
CO2 Emissions (MMshortTons): ERCOT
ReportingType | 2015 | 2020 | 2025 | 2030 | 2035 | 2040
BM | 0 | 0 | 0 | 0 | 0 | 0
CC | 60.76 | 57.47 | 49.28 | 48.27 | 47.12 | 28.57
CSP | 0 | 0 | 0 | 0 | 0 | 0
CT | 0 | 0.03 | 0.06 | 0.06 | 0 | 0
Coal | 121.23 | 139.76 | 157.9 | 157.9 | 157.9 | 157.9
Geo | 0 | 0 | 0 | 0 | 0 | 0
H | 0 | 0 | 0 | 0 | 0 | 0
LFG | 0 | 0 | 0 | 0 | 0 | 0
Nuc | 0 | 0 | 0 | 0 | 0 | 0
PS | 0 | 0 | 0 | 0 | 0 | 0
PV | 0 | 0 | 0 | 0 | 0 | 0
PeakG | 0 | 0.32 | 0.57 | 0.58 | 0.55 | 0.48
PeakO | 0 | 0 | 0 | 0 | 0 | 0
ST | 0 | 0 | 0 | 0 | 0 | 0
STOG | 2.21 | 2.63 | 1.55 | 1.03 | 0.75 | 0
STWD | 0 | 0 | 0 | 0 | 0 | 0
WT | 0 | 0 | 0 | 0 | 0 | 0
IGCC | 0 | 0 | 0 | 0 | 0 | 0
DemandResponse | 0 | 0 | 0 | 0 | 0 | 0
IGCC-CCS | 0 | 0 | 0 | 0 | 0 | 0
WT_off | 0 | 0 | 0 | 0 | 0 | 0
PseudoUnit | 0 | 0 | 0 | 0 | 0 | 0
FixedInterchange | 0 | 0 | 0 | 0 | 0 | 0
CO2 Emissions (MMshortTons): NP15
ReportingType | 2015 | 2020 | 2025 | 2030 | 2035 | 2040
BM | 0 | 0 | 0 | 0 | 0 | 0
CC | 14.64 | 3.31 | 2.05 | 2.8 | 3.17 | 1.58
CSP | 0 | 0 | 0 | 0 | 0 | 0
CT | 0 | 0 | 0 | 0 | 0 | 0
Coal | 0.27 | 0 | 0 | 0 | 0 | 0
Geo | 0 | 0 | 0 | 0 | 0 | 0
H | 0 | 0 | 0 | 0 | 0 | 0
LFG | 0 | 0 | 0 | 0 | 0 | 0
Nuc | 0 | 0 | 0 | 0 | 0 | 0
PS | 0 | 0 | 0 | 0 | 0 | 0
PV | 0 | 0 | 0 | 0 | 0 | 0
PeakG | 0 | 0 | 0 | 0 | 0 | 0
PeakO | 0 | 0 | 0 | 0 | 0 | 0
ST | 0 | 0 | 0 | 0 | 0 | 0
STOG | 0.04 | 0.01 | 0 | 0 | 0 | 0
STWD | 0 | 0 | 0 | 0 | 0 | 0
WT | 0 | 0 | 0 | 0 | 0 | 0
IGCC | 0 | 0 | 0 | 0 | 0 | 0
DemandResponse | 0 | 0 | 0 | 0 | 0 | 0
IGCC-CCS | 0 | 0 | 0 | 0 | 0 | 0
WT_off | 0 | 0 | 0 | 0 | 0 | 0
PseudoUnit | 0 | 0 | 0 | 0 | 0 | 0
FixedInterchange | 0 | 0 | 0 | 0 | 0 | 0
CO2 Emissions (MMshortTons): NWPP_Coal
ReportingType | 2015 | 2020 | 2025 | 2030 | 2035 | 2040
BM | 0 | 0 | 0 | 0 | 0 | 0
CC | 0 | 0 | 0 | 0 | 0 | 0
CSP | 0 | 0 | 0 | 0 | 0 | 0
CT | 0 | 0 | 0 | 0 | 0 | 0
Coal | 103.62 | 103.61 | 103.61 | 103.61 | 103.1 | 102.96
Geo | 0 | 0 | 0 | 0 | 0 | 0
H | 0 | 0 | 0 | 0 | 0 | 0
LFG | 0 | 0 | 0 | 0 | 0 | 0
Nuc | 0 | 0 | 0 | 0 | 0 | 0
PS | 0 | 0 | 0 | 0 | 0 | 0
PV | 0 | 0 | 0 | 0 | 0 | 0
PeakG | 0 | 0 | 0 | 0 | 0 | 0
PeakO | 0 | 0 | 0 | 0 | 0 | 0
ST | 0 | 0 | 0 | 0 | 0 | 0
STOG | 0 | 0 | 0 | 0 | 0 | 0
STWD | 0 | 0 | 0 | 0 | 0 | 0
WT | 0 | 0 | 0 | 0 | 0 | 0
IGCC | 0 | 0 | 0 | 0 | 0 | 0
DemandResponse | 0 | 0 | 0 | 0 | 0 | 0
IGCC-CCS | 0 | 0 | 0 | 0 | 0 | 0
WT_off | 0 | 0 | 0 | 0 | 0 | 0
PseudoUnit | 0 | 0 | 0 | 0 | 0 | 0
FixedInterchange | 0 | 0 | 0 | 0 | 0 | 0
CO2 Emissions (MMshortTons): NWPP_Gas
ReportingType | 2015 | 2020 | 2025 | 2030 | 2035 | 2040
BM | 0 | 0 | 0 | 0 | 0 | 0
CC | 15.64 | 15.64 | 15.01 | 15.64 | 15.64 | 13.98
CSP | 0 | 0 | 0 | 0 | 0 | 0
CT | 0 | 0 | 0 | 0 | 0 | 0
Coal | 0 | 0 | 0 | 0 | 5.46 | 7.45
Geo | 0 | 0 | 0 | 0 | 0 | 0
H | 0 | 0 | 0 | 0 | 0 | 0
LFG | 0 | 0 | 0 | 0 | 0 | 0
Nuc | 0 | 0 | 0 | 0 | 0 | 0
PS | 0 | 0 | 0 | 0 | 0 | 0
PV | 0 | 0 | 0 | 0 | 0 | 0
PeakG | 0 | 0 | 0 | 0 | 0 | 0
PeakO | 0 | 0 | 0 | 0 | 0 | 0
ST | 0 | 0 | 0 | 0 | 0 | 0
STOG | 0 | 0 | 0 | 0 | 0 | 0
STWD | 0 | 0 | 0 | 0 | 0 | 0
WT | 0 | 0 | 0 | 0 | 0 | 0
IGCC | 0 | 0 | 0 | 0 | 0 | 0
DemandResponse | 0 | 0 | 0 | 0 | 0 | 0
IGCC-CCS | 0 | 0 | 0 | 0 | 0 | 0
WT_off | 0 | 0 | 0 | 0 | 0 | 0
PseudoUnit | 0 | 0 | 0 | 0 | 0 | 0
FixedInterchange | 0 | 0 | 0 | 0 | 0 | 0
CO2 Emissions (MMshortTons): NWPP_NucRenew
ReportingType | 2015 | 2020 | 2025 | 2030 | 2035 | 2040
BM | 0 | 0 | 0 | 0 | 0 | 0
CC | 0 | 0 | 0 | 0 | 0 | 0
CSP | 0 | 0 | 0 | 0 | 0 | 0
CT | 0 | 0 | 0 | 0 | 0 | 0
Coal | 0 | 0 | 0 | 0 | 0 | 0
Geo | 0 | 0 | 0 | 0 | 0 | 0
H | 0 | 0 | 0 | 0 | 0 | 0
LFG | 0 | 0 | 0 | 0 | 0 | 0
Nuc | 0 | 0 | 0 | 0 | 0 | 0
PS | 0 | 0 | 0 | 0 | 0 | 0
PV | 0 | 0 | 0 | 0 | 0 | 0
PeakG | 0 | 0 | 0 | 0 | 0 | 0
PeakO | 0 | 0 | 0 | 0 | 0 | 0
ST | 0 | 0 | 0 | 0 | 0 | 0
STOG | 0 | 0 | 0 | 0 | 0 | 0
STWD | 0 | 0 | 0 | 0 | 0 | 0
WT | 0 | 0 | 0 | 0 | 0 | 0
IGCC | 0 | 0 | 0 | 0 | 0 | 0
DemandResponse | 0 | 0 | 0 | 0 | 0 | 0
IGCC-CCS | 0 | 0 | 0 | 0 | 0 | 0
WT_off | 0 | 0 | 0 | 0 | 0 | 0
PseudoUnit | 0 | 0 | 0 | 0 | 0 | 0
FixedInterchange | 0 | 0 | 0 | 0 | 0 | 0
CO2 Emissions (MMshortTons): RMPA
ReportingType | 2015 | 2020 | 2025 | 2030 | 2035 | 2040
BM | 0 | 0 | 0 | 0 | 0 | 0
CC | 2.32 | 1.92 | 0 | 0 | 0 | 0
CSP | 0 | 0 | 0 | 0 | 0 | 0
CT | 0 | 0 | 0 | 0 | 0 | 0
Coal | 59.23 | 57.85 | 54.48 | 55.02 | 56.69 | 60.15
Geo | 0 | 0 | 0 | 0 | 0 | 0
H | 0 | 0 | 0 | 0 | 0 | 0
LFG | 0 | 0 | 0 | 0 | 0 | 0
Nuc | 0 | 0 | 0 | 0 | 0 | 0
PS | 0 | 0 | 0 | 0 | 0 | 0
PV | 0 | 0 | 0 | 0 | 0 | 0
PeakG | 0.03 | 0.07 | 0.02 | 0.03 | 0.05 | 0.02
PeakO | 0 | 0 | 0 | 0 | 0 | 0
ST | 0 | 0 | 0 | 0 | 0 | 0
STOG | 0 | 0 | 0 | 0 | 0 | 0
STWD | 0 | 0 | 0 | 0 | 0 | 0
WT | 0 | 0 | 0 | 0 | 0 | 0
IGCC | 0 | 0 | 0 | 0 | 0 | 0
DemandResponse | 0 | 0 | 0 | 0 | 0 | 0
IGCC-CCS | 0 | 0 | 0 | 0 | 0 | 0
WT_off | 0 | 0 | 0 | 0 | 0 | 0
PseudoUnit | 0 | 0 | 0 | 0 | 0 | 0
FixedInterchange | 0 | 0 | 0 | 0 | 0 | 0
CO2 Emissions (MMshortTons): SP15
ReportingType | 2015 | 2020 | 2025 | 2030 | 2035 | 2040
BM | 0 | 0 | 0 | 0 | 0 | 0
CC | 9.5 | 7.99 | 3.4 | 5.25 | 5.95 | 1.31
CSP | 0 | 0 | 0 | 0 | 0 | 0
CT | 0 | 0 | 0 | 0 | 0 | 0
Coal | 0.9 | 0 | 0 | 0 | 0 | 0
Geo | 0 | 0 | 0 | 0 | 0 | 0
H | 0 | 0 | 0 | 0 | 0 | 0
LFG | 0 | 0 | 0 | 0 | 0 | 0
Nuc | 0 | 0 | 0 | 0 | 0 | 0
PS | 0 | 0 | 0 | 0 | 0 | 0
PV | 0 | 0 | 0 | 0 | 0 | 0
PeakG | 0 | 0 | 0.02 | 0.04 | 0.07 | 0.01
PeakO | 0 | 0 | 0 | 0 | 0 | 0
ST | 0 | 0 | 0 | 0 | 0 | 0
STOG | 0.11 | 0.05 | 0 | 0 | 0 | 0
STWD | 0 | 0 | 0 | 0 | 0 | 0
WT | 0 | 0 | 0 | 0 | 0 | 0
IGCC | 0 | 0 | 0 | 0 | 0 | 0
DemandResponse | 0 | 0 | 0 | 0 | 0 | 0
IGCC-CCS | 0 | 0 | 0 | 0 | 0 | 0
WT_off | 0 | 0 | 0 | 0 | 0 | 0
PseudoUnit | 0 | 0 | 0 | 0 | 0 | 0
FixedInterchange | 0 | 0 | 0 | 0 | 0 | 0
CO2 Emissions (MMshortTons): ALB
ReportingType | 2015 | 2020 | 2025 | 2030 | 2035 | 2040
BM | 0 | 0 | 0 | 0 | 0 | 0
CC | 7.23 | 7.72 | 8.21 | 8.94 | 9.65 | 8.68
CSP | 0 | 0 | 0 | 0 | 0 | 0
CT | 0 | 0 | 0 | 0 | 0 | 0
Coal | 50 | 50 | 50 | 50 | 50 | 50
Geo | 0 | 0 | 0 | 0 | 0 | 0
H | 0 | 0 | 0 | 0 | 0 | 0
LFG | 0 | 0 | 0 | 0 | 0 | 0
Nuc | 0 | 0 | 0 | 0 | 0 | 0
PS | 0 | 0 | 0 | 0 | 0 | 0
PV | 0 | 0 | 0 | 0 | 0 | 0
PeakG | 0 | 0 | 0 | 0 | 0 | 0
PeakO | 0 | 0 | 0 | 0 | 0 | 0
ST | 0 | 0 | 0 | 0 | 0 | 0
STOG | 0 | 0 | 0 | 0 | 0 | 0
STWD | 0 | 0 | 0 | 0 | 0 | 0
WT | 0 | 0 | 0 | 0 | 0 | 0
IGCC | 0 | 0 | 0 | 0 | 0 | 0
DemandResponse | 0 | 0 | 0 | 0 | 0 | 0
IGCC-CCS | 0 | 0 | 0 | 0 | 0 | 0
WT_off | 0 | 0 | 0 | 0 | 0 | 0
PseudoUnit | 0 | 0 | 0 | 0 | 0 | 0
FixedInterchange | 0 | 0 | 0 | 0 | 0 | 0
CO2 Emissions (MMshortTons): BC
ReportingType | 2015 | 2020 | 2025 | 2030 | 2035 | 2040
BM | 0 | 0 | 0 | 0 | 0 | 0
CC | 2.26 | 2.26 | 2.26 | 2.31 | 2.94 | 2.94
CSP | 0 | 0 | 0 | 0 | 0 | 0
CT | 0 | 0 | 0 | 0 | 0 | 0
Coal | 0 | 0 | 0 | 0 | 0 | 0
Geo | 0 | 0 | 0 | 0 | 0 | 0
H | 0 | 0 | 0 | 0 | 0 | 0
LFG | 0 | 0 | 0 | 0 | 0 | 0
Nuc | 0 | 0 | 0 | 0 | 0 | 0
PS | 0 | 0 | 0 | 0 | 0 | 0
PV | 0 | 0 | 0 | 0 | 0 | 0
PeakG | 0 | 0 | 0 | 0 | 0 | 0
PeakO | 0 | 0 | 0 | 0 | 0 | 0
ST | 0 | 0 | 0 | 0 | 0 | 0
STOG | 0 | 0 | 0 | 0 | 0 | 0
STWD | 0 | 0 | 0 | 0 | 0 | 0
WT | 0 | 0 | 0 | 0 | 0 | 0
IGCC | 0 | 0 | 0 | 0 | 0 | 0
DemandResponse | 0 | 0 | 0 | 0 | 0 | 0
IGCC-CCS | 0 | 0 | 0 | 0 | 0 | 0
WT_off | 0 | 0 | 0 | 0 | 0 | 0
PseudoUnit | 0 | 0 | 0 | 0 | 0 | 0
FixedInterchange | 0 | 0 | 0 | 0 | 0 | 0
CO2 Emissions (MMshortTons): HQ_IESO
ReportingType | 2015 | 2020 | 2025 | 2030 | 2035 | 2040
BM | 0 | 0 | 0 | 0 | 0 | 0
CC | 0 | 0 | 0 | 0 | 0 | 0
CSP | 0 | 0 | 0 | 0 | 0 | 0
CT | 0 | 0 | 0 | 0 | 0 | 0
Coal | 0 | 0 | 0 | 0 | 0 | 0
Geo | 0 | 0 | 0 | 0 | 0 | 0
H | 0 | 0 | 0 | 0 | 0 | 0
LFG | 0 | 0 | 0 | 0 | 0 | 0
Nuc | 0 | 0 | 0 | 0 | 0 | 0
PS | 0 | 0 | 0 | 0 | 0 | 0
PV | 0 | 0 | 0 | 0 | 0 | 0
PeakG | 0 | 0 | 0 | 0 | 0 | 0
PeakO | 0 | 0 | 0 | 0 | 0 | 0
ST | 0 | 0 | 0 | 0 | 0 | 0
STOG | 0 | 0 | 0 | 0 | 0 | 0
STWD | 0 | 0 | 0 | 0 | 0 | 0
WT | 0 | 0 | 0 | 0 | 0 | 0
IGCC | 0 | 0 | 0 | 0 | 0 | 0
DemandResponse | 0 | 0 | 0 | 0 | 0 | 0
IGCC-CCS | 0 | 0 | 0 | 0 | 0 | 0
WT_off | 0 | 0 | 0 | 0 | 0 | 0
PseudoUnit | 0 | 0 | 0 | 0 | 0 | 0
FixedInterchange | 0 | 0 | 0 | 0 | 0 | 0
CO2 Emissions (MMshortTons): HQ_NEISO
ReportingType | 2015 | 2020 | 2025 | 2030 | 2035 | 2040
BM | 0 | 0 | 0 | 0 | 0 | 0
CC | 0 | 0 | 0 | 0 | 0 | 0
CSP | 0 | 0 | 0 | 0 | 0 | 0
CT | 0 | 0 | 0 | 0 | 0 | 0
Coal | 0 | 0 | 0 | 0 | 0 | 0
Geo | 0 | 0 | 0 | 0 | 0 | 0
H | 0 | 0 | 0 | 0 | 0 | 0
LFG | 0 | 0 | 0 | 0 | 0 | 0
Nuc | 0 | 0 | 0 | 0 | 0 | 0
PS | 0 | 0 | 0 | 0 | 0 | 0
PV | 0 | 0 | 0 | 0 | 0 | 0
PeakG | 0 | 0 | 0 | 0 | 0 | 0
PeakO | 0 | 0 | 0 | 0 | 0 | 0
ST | 0 | 0 | 0 | 0 | 0 | 0
STOG | 0 | 0 | 0 | 0 | 0 | 0
STWD | 0 | 0 | 0 | 0 | 0 | 0
WT | 0 | 0 | 0 | 0 | 0 | 0
IGCC | 0 | 0 | 0 | 0 | 0 | 0
DemandResponse | 0 | 0 | 0 | 0 | 0 | 0
IGCC-CCS | 0 | 0 | 0 | 0 | 0 | 0
WT_off | 0 | 0 | 0 | 0 | 0 | 0
PseudoUnit | 0 | 0 | 0 | 0 | 0 | 0
FixedInterchange | 0 | 0 | 0 | 0 | 0 | 0
CO2 Emissions (MMshortTons): HQ_NY
ReportingType | 2015 | 2020 | 2025 | 2030 | 2035 | 2040
BM | 0 | 0 | 0 | 0 | 0 | 0
CC | 0 | 0 | 0 | 0 | 0 | 0
CSP | 0 | 0 | 0 | 0 | 0 | 0
CT | 0 | 0 | 0 | 0 | 0 | 0
Coal | 0 | 0 | 0 | 0 | 0 | 0
Geo | 0 | 0 | 0 | 0 | 0 | 0
H | 0 | 0 | 0 | 0 | 0 | 0
LFG | 0 | 0 | 0 | 0 | 0 | 0
Nuc | 0 | 0 | 0 | 0 | 0 | 0
PS | 0 | 0 | 0 | 0 | 0 | 0
PV | 0 | 0 | 0 | 0 | 0 | 0
PeakG | 0 | 0 | 0 | 0 | 0 | 0
PeakO | 0 | 0 | 0 | 0 | 0 | 0
ST | 0 | 0 | 0 | 0 | 0 | 0
STOG | 0 | 0 | 0 | 0 | 0 | 0
STWD | 0 | 0 | 0 | 0 | 0 | 0
WT | 0 | 0 | 0 | 0 | 0 | 0
IGCC | 0 | 0 | 0 | 0 | 0 | 0
DemandResponse | 0 | 0 | 0 | 0 | 0 | 0
IGCC-CCS | 0 | 0 | 0 | 0 | 0 | 0
WT_off | 0 | 0 | 0 | 0 | 0 | 0
PseudoUnit | 0 | 0 | 0 | 0 | 0 | 0
FixedInterchange | 0 | 0 | 0 | 0 | 0 | 0
CO2 Emissions (MMshortTons): MARITIMES
ReportingType | 2015 | 2020 | 2025 | 2030 | 2035 | 2040
BM | 0 | 0 | 0 | 0 | 0 | 0
CC | 0 | 0 | 0 | 0 | 0 | 0
CSP | 0 | 0 | 0 | 0 | 0 | 0
CT | 0 | 0 | 0 | 0 | 0 | 0
Coal | 0 | 0 | 0 | 0 | 0 | 0
Geo | 0 | 0 | 0 | 0 | 0 | 0
H | 0 | 0 | 0 | 0 | 0 | 0
LFG | 0 | 0 | 0 | 0 | 0 | 0
Nuc | 0 | 0 | 0 | 0 | 0 | 0
PS | 0 | 0 | 0 | 0 | 0 | 0
PV | 0 | 0 | 0 | 0 | 0 | 0
PeakG | 0 | 0 | 0 | 0 | 0 | 0
PeakO | 0 | 0 | 0 | 0 | 0 | 0
ST | 0 | 0 | 0 | 0 | 0 | 0
STOG | 0 | 0 | 0 | 0 | 0 | 0
STWD | 0 | 0 | 0 | 0 | 0 | 0
WT | 0 | 0 | 0 | 0 | 0 | 0
IGCC | 0 | 0 | 0 | 0 | 0 | 0
DemandResponse | 0 | 0 | 0 | 0 | 0 | 0
IGCC-CCS | 0 | 0 | 0 | 0 | 0 | 0
WT_off | 0 | 0 | 0 | 0 | 0 | 0
PseudoUnit | 0 | 0 | 0 | 0 | 0 | 0
FixedInterchange | 0 | 0 | 0 | 0 | 0 | 0
CO2 Emissions (MMshortTons): All
ReportingType | 2015 | 2020 | 2025 | 2030 | 2035 | 2040
BM | 0 | 0 | 0 | 0 | 0 | 0
CC | 396.98 | 411.02 | 344.52 | 340.37 | 393.01 | 374.33
CSP | 0 | 0 | 0 | 0 | 0 | 0
CT | 0.38 | 1.17 | 1.19 | 1.24 | 0.04 | 0
Coal | 1858.11 | 1686.36 | 1755.98 | 1772.46 | 1804.45 | 1963.16
Geo | 0 | 0 | 0 | 0 | 0 | 0
H | 0 | 0 | 0 | 0 | 0 | 0
LFG | 0 | 0 | 0 | 0 | 0 | 0
Nuc | 0 | 0 | 0 | 0 | 0 | 0
PS | 0 | 0 | 0 | 0 | 0 | 0
PV | 0 | 0 | 0 | 0 | 0 | 0
PeakG | 2.35 | 7.42 | 6.66 | 5.39 | 8.47 | 8.65
PeakO | 0 | 0.02 | 0.04 | 0.04 | 0.04 | 0.04
ST | 0 | 0 | 0 | 0 | 0 | 0
STOG | 4.75 | 4.72 | 2.08 | 1.4 | 1.32 | 0.59
STWD | 0 | 0 | 0 | 0 | 0 | 0
WT | 0 | 0 | 0 | 0 | 0 | 0
IGCC | 4.15 | 4.15 | 4.15 | 4.15 | 4.15 | 4.15
DemandResponse | 0 | 0 | 0 | 0 | 0 | 0
IGCC-CCS | 0 | 0 | 0 | 0 | 0 | 0
WT_off | 0 | 0 | 0 | 0 | 0 | 0
PseudoUnit | 0 | 0 | 0 | 0 | 0 | 0
FixedInterchange | 0 | 0 | 0 | 0 | 0 | 0
CO2 Emissions (MMshortTons): EI_US
ReportingType | 2015 | 2020 | 2025 | 2030 | 2035 | 2040
BM | 0 | 0 | 0 | 0 | 0 | 0
CC | 241.46 | 271.77 | 222.79 | 214.61 | 264.5 | 274.31
CSP | 0 | 0 | 0 | 0 | 0 | 0
CT | 0.38 | 1.13 | 1.1 | 1.12 | 0.04 | 0
Coal | 1448.16 | 1255.65 | 1311.19 | 1327.15 | 1350.77 | 1470.28
Geo | 0 | 0 | 0 | 0 | 0 | 0
H | 0 | 0 | 0 | 0 | 0 | 0
LFG | 0 | 0 | 0 | 0 | 0 | 0
Nuc | 0 | 0 | 0 | 0 | 0 | 0
PS | 0 | 0 | 0 | 0 | 0 | 0
PV | 0 | 0 | 0 | 0 | 0 | 0
PeakG | 2.32 | 7.01 | 6.04 | 4.72 | 7.81 | 8.14
PeakO | 0 | 0.02 | 0.04 | 0.04 | 0.04 | 0.04
ST | 0 | 0 | 0 | 0 | 0 | 0
STOG | 2.4 | 2.03 | 0.52 | 0.37 | 0.57 | 0.59
STWD | 0 | 0 | 0 | 0 | 0 | 0
WT | 0 | 0 | 0 | 0 | 0 | 0
IGCC | 4.15 | 4.15 | 4.15 | 4.15 | 4.15 | 4.15
DemandResponse | 0 | 0 | 0 | 0 | 0 | 0
IGCC-CCS | 0 | 0 | 0 | 0 | 0 | 0
WT_off | 0 | 0 | 0 | 0 | 0 | 0
PseudoUnit | 0 | 0 | 0 | 0 | 0 | 0
FixedInterchange | 0 | 0 | 0 | 0 | 0 | 0
CO2 Emissions (MMshortTons): EI_Canada
ReportingType | 2015 | 2020 | 2025 | 2030 | 2035 | 2040
BM | 0 | 0 | 0 | 0 | 0 | 0
CC | 1.44 | 1.79 | 1.08 | 0.9 | 2.31 | 2.24
CSP | 0 | 0 | 0 | 0 | 0 | 0
CT | 0 | 0 | 0.01 | 0.01 | 0 | 0
Coal | 0.24 | 0.71 | 0.02 | 0 | 0 | 0
Geo | 0 | 0 | 0 | 0 | 0 | 0
H | 0 | 0 | 0 | 0 | 0 | 0
LFG | 0 | 0 | 0 | 0 | 0 | 0
Nuc | 0 | 0 | 0 | 0 | 0 | 0
PS | 0 | 0 | 0 | 0 | 0 | 0
PV | 0 | 0 | 0 | 0 | 0 | 0
PeakG | 0 | 0.01 | 0.01 | 0.01 | 0 | 0
PeakO | 0 | 0 | 0 | 0 | 0 | 0
ST | 0 | 0 | 0 | 0 | 0 | 0
STOG | 0 | 0 | 0 | 0 | 0 | 0
STWD | 0 | 0 | 0 | 0 | 0 | 0
WT | 0 | 0 | 0 | 0 | 0 | 0
IGCC | 0 | 0 | 0 | 0 | 0 | 0
DemandResponse | 0 | 0 | 0 | 0 | 0 | 0
IGCC-CCS | 0 | 0 | 0 | 0 | 0 | 0
WT_off | 0 | 0 | 0 | 0 | 0 | 0
PseudoUnit | 0 | 0 | 0 | 0 | 0 | 0
FixedInterchange | 0 | 0 | 0 | 0 | 0 | 0
CO2 Emissions (MMshortTons): EI
ReportingType | 2015 | 2020 | 2025 | 2030 | 2035 | 2040
BM | 0 | 0 | 0 | 0 | 0 | 0
CC | 242.9 | 273.57 | 223.88 | 215.51 | 266.81 | 276.55
CSP | 0 | 0 | 0 | 0 | 0 | 0
CT | 0.38 | 1.13 | 1.1 | 1.13 | 0.04 | 0
Coal | 1448.39 | 1256.36 | 1311.21 | 1327.15 | 1350.77 | 1470.28
Geo | 0 | 0 | 0 | 0 | 0 | 0
H | 0 | 0 | 0 | 0 | 0 | 0
LFG | 0 | 0 | 0 | 0 | 0 | 0
Nuc | 0 | 0 | 0 | 0 | 0 | 0
PS | 0 | 0 | 0 | 0 | 0 | 0
PV | 0 | 0 | 0 | 0 | 0 | 0
PeakG | 2.32 | 7.02 | 6.05 | 4.74 | 7.81 | 8.14
PeakO | 0 | 0.02 | 0.04 | 0.04 | 0.04 | 0.04
ST | 0 | 0 | 0 | 0 | 0 | 0
STOG | 2.4 | 2.03 | 0.52 | 0.37 | 0.57 | 0.59
STWD | 0 | 0 | 0 | 0 | 0 | 0
WT | 0 | 0 | 0 | 0 | 0 | 0
IGCC | 4.15 | 4.15 | 4.15 | 4.15 | 4.15 | 4.15
DemandResponse | 0 | 0 | 0 | 0 | 0 | 0
IGCC-CCS | 0 | 0 | 0 | 0 | 0 | 0
WT_off | 0 | 0 | 0 | 0 | 0 | 0
PseudoUnit | 0 | 0 | 0 | 0 | 0 | 0
FixedInterchange | 0 | 0 | 0 | 0 | 0 | 0
CO2 Emissions (MMshortTons): Outside_EI
ReportingType | 2015 | 2020 | 2025 | 2030 | 2035 | 2040
BM | 0 | 0 | 0 | 0 | 0 | 0
CC | 154.08 | 137.45 | 120.64 | 124.86 | 126.2 | 97.78
CSP | 0 | 0 | 0 | 0 | 0 | 0
CT | 0 | 0.04 | 0.08 | 0.11 | 0 | 0
Coal | 409.72 | 430 | 444.77 | 445.31 | 453.68 | 492.88
Geo | 0 | 0 | 0 | 0 | 0 | 0
H | 0 | 0 | 0 | 0 | 0 | 0
LFG | 0 | 0 | 0 | 0 | 0 | 0
Nuc | 0 | 0 | 0 | 0 | 0 | 0
PS | 0 | 0 | 0 | 0 | 0 | 0
PV | 0 | 0 | 0 | 0 | 0 | 0
PeakG | 0.03 | 0.39 | 0.61 | 0.65 | 0.66 | 0.5
PeakO | 0 | 0 | 0 | 0 | 0 | 0
ST | 0 | 0 | 0 | 0 | 0 | 0
STOG | 2.35 | 2.69 | 1.55 | 1.03 | 0.75 | 0
STWD | 0 | 0 | 0 | 0 | 0 | 0
WT | 0 | 0 | 0 | 0 | 0 | 0
IGCC | 0 | 0 | 0 | 0 | 0 | 0
DemandResponse | 0 | 0 | 0 | 0 | 0 | 0
IGCC-CCS | 0 | 0 | 0 | 0 | 0 | 0
WT_off | 0 | 0 | 0 | 0 | 0 | 0
PseudoUnit | 0 | 0 | 0 | 0 | 0 | 0
FixedInterchange | 0 | 0 | 0 | 0 | 0 | 0
CO2 Emissions (MMmetricTons): Entergy
ReportingType | 2015 | 2020 | 2025 | 2030 | 2035 | 2040
BM | 0 | 0 | 0 | 0 | 0 | 0
CC | 22.26 | 26.63 | 21.2 | 19.4 | 19.52 | 19.15
CSP | 0 | 0 | 0 | 0 | 0 | 0
CT | 0 | 0 | 0 | 0 | 0 | 0
Coal | 58.7 | 48.87 | 53.77 | 54.44 | 54.44 | 54.44
Geo | 0 | 0 | 0 | 0 | 0 | 0
H | 0 | 0 | 0 | 0 | 0 | 0
LFG | 0 | 0 | 0 | 0 | 0 | 0
Nuc | 0 | 0 | 0 | 0 | 0 | 0
PS | 0 | 0 | 0 | 0 | 0 | 0
PV | 0 | 0 | 0 | 0 | 0 | 0
PeakG | 0 | 0.3 | 0.1 | 0 | 0 | 0
PeakO | 0 | 0 | 0 | 0 | 0 | 0
ST | 0 | 0 | 0 | 0 | 0 | 0
STOG | 0.46 | 0 | 0 | 0 | 0 | 0
STWD | 0 | 0 | 0 | 0 | 0 | 0
WT | 0 | 0 | 0 | 0 | 0 | 0
IGCC | 0 | 0 | 0 | 0 | 0 | 0
DemandResponse | 0 | 0 | 0 | 0 | 0 | 0
IGCC-CCS | 0 | 0 | 0 | 0 | 0 | 0
WT_off | 0 | 0 | 0 | 0 | 0 | 0
PseudoUnit | 0 | 0 | 0 | 0 | 0 | 0
FixedInterchange | 0 | 0 | 0 | 0 | 0 | 0
CO2 Emissions (MMmetricTons): FRCC
ReportingType | 2015 | 2020 | 2025 | 2030 | 2035 | 2040
BM | 0 | 0 | 0 | 0 | 0 | 0
CC | 54.88 | 55.66 | 54.92 | 56.47 | 63.21 | 68.1
CSP | 0 | 0 | 0 | 0 | 0 | 0
CT | 0.3 | 0.73 | 0.74 | 0.84 | 0 | 0
Coal | 52.41 | 53.74 | 58.57 | 60.03 | 61.75 | 62.47
Geo | 0 | 0 | 0 | 0 | 0 | 0
H | 0 | 0 | 0 | 0 | 0 | 0
LFG | 0 | 0 | 0 | 0 | 0 | 0
Nuc | 0 | 0 | 0 | 0 | 0 | 0
PS | 0 | 0 | 0 | 0 | 0 | 0
PV | 0 | 0 | 0 | 0 | 0 | 0
PeakG | 0.33 | 1.26 | 1.29 | 1.17 | 1.52 | 2.02
PeakO | 0 | 0 | 0 | 0 | 0 | 0
ST | 0 | 0 | 0 | 0 | 0 | 0
STOG | 0.35 | 0 | 0 | 0 | 0 | 0
STWD | 0 | 0 | 0 | 0 | 0 | 0
WT | 0 | 0 | 0 | 0 | 0 | 0
IGCC | 0 | 0 | 0 | 0 | 0 | 0
DemandResponse | 0 | 0 | 0 | 0 | 0 | 0
IGCC-CCS | 0 | 0 | 0 | 0 | 0 | 0
WT_off | 0 | 0 | 0 | 0 | 0 | 0
PseudoUnit | 0 | 0 | 0 | 0 | 0 | 0
FixedInterchange | 0 | 0 | 0 | 0 | 0 | 0
CO2 Emissions (MMmetricTons): MAPP_US
ReportingType | 2015 | 2020 | 2025 | 2030 | 2035 | 2040
BM | 0 | 0 | 0 | 0 | 0 | 0
CC | 0 | 0 | 0 | 0 | 0 | 0
CSP | 0 | 0 | 0 | 0 | 0 | 0
CT | 0 | 0 | 0.01 | 0.01 | 0 | 0
Coal | 20.32 | 18.2 | 18.2 | 18.2 | 18.2 | 18.2
Geo | 0 | 0 | 0 | 0 | 0 | 0
H | 0 | 0 | 0 | 0 | 0 | 0
LFG | 0 | 0 | 0 | 0 | 0 | 0
Nuc | 0 | 0 | 0 | 0 | 0 | 0
PS | 0 | 0 | 0 | 0 | 0 | 0
PV | 0 | 0 | 0 | 0 | 0 | 0
PeakG | 0.01 | 0.07 | 0.01 | 0.01 | 0.04 | 0.02
PeakO | 0 | 0 | 0 | 0 | 0 | 0
ST | 0 | 0 | 0 | 0 | 0 | 0
STOG | 0 | 0 | 0 | 0 | 0 | 0
STWD | 0 | 0 | 0 | 0 | 0 | 0
WT | 0 | 0 | 0 | 0 | 0 | 0
IGCC | 0 | 0 | 0 | 0 | 0 | 0
DemandResponse | 0 | 0 | 0 | 0 | 0 | 0
IGCC-CCS | 0 | 0 | 0 | 0 | 0 | 0
WT_off | 0 | 0 | 0 | 0 | 0 | 0
PseudoUnit | 0 | 0 | 0 | 0 | 0 | 0
FixedInterchange | 0 | 0 | 0 | 0 | 0 | 0
CO2 Emissions (MMmetricTons): MISO_IN
ReportingType | 2015 | 2020 | 2025 | 2030 | 2035 | 2040
BM | 0 | 0 | 0 | 0 | 0 | 0
CC | 1.35 | 2.25 | 1.46 | 1.35 | 1.99 | 1.89
CSP | 0 | 0 | 0 | 0 | 0 | 0
CT | 0 | 0 | 0 | 0 | 0 | 0
Coal | 78.94 | 82.82 | 85.59 | 87.15 | 89.98 | 89.98
Geo | 0 | 0 | 0 | 0 | 0 | 0
H | 0 | 0 | 0 | 0 | 0 | 0
LFG | 0 | 0 | 0 | 0 | 0 | 0
Nuc | 0 | 0 | 0 | 0 | 0 | 0
PS | 0 | 0 | 0 | 0 | 0 | 0
PV | 0 | 0 | 0 | 0 | 0 | 0
PeakG | 0.01 | 0.06 | 0.06 | 0.06 | 0.19 | 0.18
PeakO | 0 | 0 | 0 | 0 | 0 | 0
ST | 0 | 0 | 0 | 0 | 0 | 0
STOG | 0.03 | 0.07 | 0 | 0 | 0 | 0
STWD | 0 | 0 | 0 | 0 | 0 | 0
WT | 0 | 0 | 0 | 0 | 0 | 0
IGCC | 3.76 | 3.76 | 3.76 | 3.76 | 3.76 | 3.76
DemandResponse | 0 | 0 | 0 | 0 | 0 | 0
IGCC-CCS | 0 | 0 | 0 | 0 | 0 | 0
WT_off | 0 | 0 | 0 | 0 | 0 | 0
PseudoUnit | 0 | 0 | 0 | 0 | 0 | 0
FixedInterchange | 0 | 0 | 0 | 0 | 0 | 0
CO2 Emissions (MMmetricTons): MISO_MI
ReportingType | 2015 | 2020 | 2025 | 2030 | 2035 | 2040
BM | 0 | 0 | 0 | 0 | 0 | 0
CC | 4.75 | 5.72 | 2.95 | 2.54 | 3.56 | 3.13
CSP | 0 | 0 | 0 | 0 | 0 | 0
CT | 0 | 0 | 0 | 0 | 0 | 0
Coal | 42.78 | 37.32 | 37.32 | 37.32 | 37.32 | 37.32
Geo | 0 | 0 | 0 | 0 | 0 | 0
H | 0 | 0 | 0 | 0 | 0 | 0
LFG | 0 | 0 | 0 | 0 | 0 | 0
Nuc | 0 | 0 | 0 | 0 | 0 | 0
PS | 0 | 0 | 0 | 0 | 0 | 0
PV | 0 | 0 | 0 | 0 | 0 | 0
PeakG | 0.02 | 0.07 | 0.07 | 0.07 | 0.21 | 0.21
PeakO | 0 | 0 | 0 | 0 | 0 | 0
ST | 0 | 0 | 0 | 0 | 0 | 0
STOG | 0.25 | 0.42 | 0 | 0 | 0 | 0
STWD | 0 | 0 | 0 | 0 | 0 | 0
WT | 0 | 0 | 0 | 0 | 0 | 0
IGCC | 0 | 0 | 0 | 0 | 0 | 0
DemandResponse | 0 | 0 | 0 | 0 | 0 | 0
IGCC-CCS | 0 | 0 | 0 | 0 | 0 | 0
WT_off | 0 | 0 | 0 | 0 | 0 | 0
PseudoUnit | 0 | 0 | 0 | 0 | 0 | 0
FixedInterchange | 0 | 0 | 0 | 0 | 0 | 0
CO2 Emissions (MMmetricTons): MISO_MO-IL
ReportingType | 2015 | 2020 | 2025 | 2030 | 2035 | 2040
BM | 0 | 0 | 0 | 0 | 0 | 0
CC | 0.94 | 1.37 | 0.94 | 0.59 | 1.24 | 0.54
CSP | 0 | 0 | 0 | 0 | 0 | 0
CT | 0 | 0 | 0 | 0 | 0 | 0
Coal | 87.92 | 66.76 | 69.5 | 70.04 | 72.28 | 72.28
Geo | 0 | 0 | 0 | 0 | 0 | 0
H | 0 | 0 | 0 | 0 | 0 | 0
LFG | 0 | 0 | 0 | 0 | 0 | 0
Nuc | 0 | 0 | 0 | 0 | 0 | 0
PS | 0 | 0 | 0 | 0 | 0 | 0
PV | 0 | 0 | 0 | 0 | 0 | 0
PeakG | 0.08 | 0.35 | 0.51 | 0.27 | 0.51 | 0.35
PeakO | 0 | 0 | 0 | 0 | 0 | 0
ST | 0 | 0 | 0 | 0 | 0 | 0
STOG | 0.07 | 0.14 | 0 | 0 | 0 | 0
STWD | 0 | 0 | 0 | 0 | 0 | 0
WT | 0 | 0 | 0 | 0 | 0 | 0
IGCC | 0 | 0 | 0 | 0 | 0 | 0
DemandResponse | 0 | 0 | 0 | 0 | 0 | 0
IGCC-CCS | 0 | 0 | 0 | 0 | 0 | 0
WT_off | 0 | 0 | 0 | 0 | 0 | 0
PseudoUnit | 0 | 0 | 0 | 0 | 0 | 0
FixedInterchange | 0 | 0 | 0 | 0 | 0 | 0
CO2 Emissions (MMmetricTons): MISO_W
ReportingType | 2015 | 2020 | 2025 | 2030 | 2035 | 2040
BM | 0 | 0 | 0 | 0 | 0 | 0
CC | 3.37 | 3.49 | 2.06 | 1.56 | 1.89 | 1.27
CSP | 0 | 0 | 0 | 0 | 0 | 0
CT | 0 | 0 | 0 | 0 | 0 | 0
Coal | 84.38 | 79.15 | 79.15 | 79.75 | 81.35 | 110.98
Geo | 0 | 0 | 0 | 0 | 0 | 0
H | 0 | 0 | 0 | 0 | 0 | 0
LFG | 0 | 0 | 0 | 0 | 0 | 0
Nuc | 0 | 0 | 0 | 0 | 0 | 0
PS | 0 | 0 | 0 | 0 | 0 | 0
PV | 0 | 0 | 0 | 0 | 0 | 0
PeakG | 0.17 | 0.23 | 0.19 | 0.19 | 0.25 | 0.12
PeakO | 0 | 0 | 0 | 0 | 0 | 0
ST | 0 | 0 | 0 | 0 | 0 | 0
STOG | 0 | 0 | 0 | 0 | 0 | 0
STWD | 0 | 0 | 0 | 0 | 0 | 0
WT | 0 | 0 | 0 | 0 | 0 | 0
IGCC | 0 | 0 | 0 | 0 | 0 | 0
DemandResponse | 0 | 0 | 0 | 0 | 0 | 0
IGCC-CCS | 0 | 0 | 0 | 0 | 0 | 0
WT_off | 0 | 0 | 0 | 0 | 0 | 0
PseudoUnit | 0 | 0 | 0 | 0 | 0 | 0
FixedInterchange | 0 | 0 | 0 | 0 | 0 | 0
CO2 Emissions (MMmetricTons): MISO_WUMS
ReportingType | 2015 | 2020 | 2025 | 2030 | 2035 | 2040
BM | 0 | 0 | 0 | 0 | 0 | 0
CC | 5.35 | 5.88 | 3.9 | 2.96 | 5.19 | 4.15
CSP | 0 | 0 | 0 | 0 | 0 | 0
CT | 0 | 0 | 0 | 0 | 0 | 0
Coal | 23.58 | 27.09 | 29.01 | 29.8 | 33.39 | 33.39
Geo | 0 | 0 | 0 | 0 | 0 | 0
H | 0 | 0 | 0 | 0 | 0 | 0
LFG | 0 | 0 | 0 | 0 | 0 | 0
Nuc | 0 | 0 | 0 | 0 | 0 | 0
PS | 0 | 0 | 0 | 0 | 0 | 0
PV | 0 | 0 | 0 | 0 | 0 | 0
PeakG | 0.05 | 0.06 | 0.07 | 0.12 | 0.19 | 0.16
PeakO | 0 | 0 | 0 | 0 | 0 | 0
ST | 0 | 0 | 0 | 0 | 0 | 0
STOG | 0 | 0 | 0 | 0 | 0 | 0
STWD | 0 | 0 | 0 | 0 | 0 | 0
WT | 0 | 0 | 0 | 0 | 0 | 0
IGCC | 0 | 0 | 0 | 0 | 0 | 0
DemandResponse | 0 | 0 | 0 | 0 | 0 | 0
IGCC-CCS | 0 | 0 | 0 | 0 | 0 | 0
WT_off | 0 | 0 | 0 | 0 | 0 | 0
PseudoUnit | 0 | 0 | 0 | 0 | 0 | 0
FixedInterchange | 0 | 0 | 0 | 0 | 0 | 0
CO2 Emissions (MMmetricTons): Nebraska
ReportingType | 2015 | 2020 | 2025 | 2030 | 2035 | 2040
BM | 0 | 0 | 0 | 0 | 0 | 0
CC | 0.1 | 0.19 | 0.1 | 0.06 | 0.13 | 0.1
CSP | 0 | 0 | 0 | 0 | 0 | 0
CT | 0 | 0 | 0 | 0 | 0 | 0
Coal | 32.1 | 32.07 | 31.88 | 31.82 | 32.07 | 32.07
Geo | 0 | 0 | 0 | 0 | 0 | 0
H | 0 | 0 | 0 | 0 | 0 | 0
LFG | 0 | 0 | 0 | 0 | 0 | 0
Nuc | 0 | 0 | 0 | 0 | 0 | 0
PS | 0 | 0 | 0 | 0 | 0 | 0
PV | 0 | 0 | 0 | 0 | 0 | 0
PeakG | 0.04 | 0.07 | 0.04 | 0.03 | 0.11 | 0.07
PeakO | 0 | 0 | 0 | 0 | 0 | 0
ST | 0 | 0 | 0 | 0 | 0 | 0
STOG | 0 | 0 | 0 | 0 | 0 | 0
STWD | 0 | 0 | 0 | 0 | 0 | 0
WT | 0 | 0 | 0 | 0 | 0 | 0
IGCC | 0 | 0 | 0 | 0 | 0 | 0
DemandResponse | 0 | 0 | 0 | 0 | 0 | 0
IGCC-CCS | 0 | 0 | 0 | 0 | 0 | 0
WT_off | 0 | 0 | 0 | 0 | 0 | 0
PseudoUnit | 0 | 0 | 0 | 0 | 0 | 0
FixedInterchange | 0 | 0 | 0 | 0 | 0 | 0
CO2 Emissions (MMmetricTons): NEISO
ReportingType | 2015 | 2020 | 2025 | 2030 | 2035 | 2040
BM | 0 | 0 | 0 | 0 | 0 | 0
CC | 12.95 | 8.55 | 6.46 | 6.16 | 11.18 | 12.91
CSP | 0 | 0 | 0 | 0 | 0 | 0
CT | 0 | 0.01 | 0.01 | 0.01 | 0 | 0
Coal | 0.03 | 0 | 0 | 0 | 0 | 0
Geo | 0 | 0 | 0 | 0 | 0 | 0
H | 0 | 0 | 0 | 0 | 0 | 0
LFG | 0 | 0 | 0 | 0 | 0 | 0
Nuc | 0 | 0 | 0 | 0 | 0 | 0
PS | 0 | 0 | 0 | 0 | 0 | 0
PV | 0 | 0 | 0 | 0 | 0 | 0
PeakG | 0.02 | 0.02 | 0.02 | 0 | 0 | 0
PeakO | 0 | 0 | 0 | 0 | 0 | 0
ST | 0 | 0 | 0 | 0 | 0 | 0
STOG | 0 | 0 | 0 | 0 | 0 | 0
STWD | 0 | 0 | 0 | 0 | 0 | 0
WT | 0 | 0 | 0 | 0 | 0 | 0
IGCC | 0 | 0 | 0 | 0 | 0 | 0
DemandResponse | 0 | 0 | 0 | 0 | 0 | 0
IGCC-CCS | 0 | 0 | 0 | 0 | 0 | 0
WT_off | 0 | 0 | 0 | 0 | 0 | 0
PseudoUnit | 0 | 0 | 0 | 0 | 0 | 0
FixedInterchange | 0 | 0 | 0 | 0 | 0 | 0
CO2 Emissions (MMmetricTons): NonRTO_Midwest
ReportingType | 2015 | 2020 | 2025 | 2030 | 2035 | 2040
BM | 0 | 0 | 0 | 0 | 0 | 0
CC | 0 | 0 | 0 | 0 | 0 | 0
CSP | 0 | 0 | 0 | 0 | 0 | 0
CT | 0 | 0 | 0 | 0 | 0 | 0
Coal | 53.99 | 52.97 | 52.66 | 53.09 | 54.83 | 54.83
Geo | 0 | 0 | 0 | 0 | 0 | 0
H | 0 | 0 | 0 | 0 | 0 | 0
LFG | 0 | 0 | 0 | 0 | 0 | 0
Nuc | 0 | 0 | 0 | 0 | 0 | 0
PS | 0 | 0 | 0 | 0 | 0 | 0
PV | 0 | 0 | 0 | 0 | 0 | 0
PeakG | 0.1 | 0.57 | 0.23 | 0.2 | 0.23 | 0.12
PeakO | 0 | 0 | 0 | 0 | 0 | 0
ST | 0 | 0 | 0 | 0 | 0 | 0
STOG | 0 | 0 | 0 | 0 | 0 | 0
STWD | 0 | 0 | 0 | 0 | 0 | 0
WT | 0 | 0 | 0 | 0 | 0 | 0
IGCC | 0 | 0 | 0 | 0 | 0 | 0
DemandResponse | 0 | 0 | 0 | 0 | 0 | 0
IGCC-CCS | 0 | 0 | 0 | 0 | 0 | 0
WT_off | 0 | 0 | 0 | 0 | 0 | 0
PseudoUnit | 0 | 0 | 0 | 0 | 0 | 0
FixedInterchange | 0 | 0 | 0 | 0 | 0 | 0
CO2 Emissions (MMmetricTons): NYISO_A-F
ReportingType | 2015 | 2020 | 2025 | 2030 | 2035 | 2040
BM | 0 | 0 | 0 | 0 | 0 | 0
CC | 2.07 | 2.18 | 1.91 | 1.92 | 4.35 | 6.46
CSP | 0 | 0 | 0 | 0 | 0 | 0
CT | 0 | 0 | 0 | 0 | 0 | 0
Coal | 0 | 0 | 0 | 0 | 0 | 0
Geo | 0 | 0 | 0 | 0 | 0 | 0
H | 0 | 0 | 0 | 0 | 0 | 0
LFG | 0 | 0 | 0 | 0 | 0 | 0
Nuc | 0 | 0 | 0 | 0 | 0 | 0
PS | 0 | 0 | 0 | 0 | 0 | 0
PV | 0 | 0 | 0 | 0 | 0 | 0
PeakG | 0 | 0 | 0 | 0 | 0 | 0.01
PeakO | 0 | 0 | 0 | 0 | 0 | 0
ST | 0 | 0 | 0 | 0 | 0 | 0
STOG | 0 | 0 | 0 | 0 | 0 | 0
STWD | 0 | 0 | 0 | 0 | 0 | 0
WT | 0 | 0 | 0 | 0 | 0 | 0
IGCC | 0 | 0 | 0 | 0 | 0 | 0
DemandResponse | 0 | 0 | 0 | 0 | 0 | 0
IGCC-CCS | 0 | 0 | 0 | 0 | 0 | 0
WT_off | 0 | 0 | 0 | 0 | 0 | 0
PseudoUnit | 0 | 0 | 0 | 0 | 0 | 0
FixedInterchange | 0 | 0 | 0 | 0 | 0 | 0
CO2 Emissions (MMmetricTons): NYISO_G-I
ReportingType | 2015 | 2020 | 2025 | 2030 | 2035 | 2040
BM | 0 | 0 | 0 | 0 | 0 | 0
CC | 2.15 | 2.28 | 1.92 | 2.04 | 4.76 | 8.34
CSP | 0 | 0 | 0 | 0 | 0 | 0
CT | 0 | 0 | 0 | 0 | 0 | 0
Coal | 1.68 | 0 | 0 | 0 | 0 | 0
Geo | 0 | 0 | 0 | 0 | 0 | 0
H | 0 | 0 | 0 | 0 | 0 | 0
LFG | 0 | 0 | 0 | 0 | 0 | 0
Nuc | 0 | 0 | 0 | 0 | 0 | 0
PS | 0 | 0 | 0 | 0 | 0 | 0
PV | 0 | 0 | 0 | 0 | 0 | 0
PeakG | 0 | 0 | 0 | 0 | 0 | 0
PeakO | 0 | 0 | 0 | 0 | 0 | 0
ST | 0 | 0 | 0 | 0 | 0 | 0
STOG | 0 | 0 | 0 | 0 | 0 | 0
STWD | 0 | 0 | 0 | 0 | 0 | 0
WT | 0 | 0 | 0 | 0 | 0 | 0
IGCC | 0 | 0 | 0 | 0 | 0 | 0
DemandResponse | 0 | 0 | 0 | 0 | 0 | 0
IGCC-CCS | 0 | 0 | 0 | 0 | 0 | 0
WT_off | 0 | 0 | 0 | 0 | 0 | 0
PseudoUnit | 0 | 0 | 0 | 0 | 0 | 0
FixedInterchange | 0 | 0 | 0 | 0 | 0 | 0
CO2 Emissions (MMmetricTons): NYISO_J-K
ReportingType | 2015 | 2020 | 2025 | 2030 | 2035 | 2040
BM | 0 | 0 | 0 | 0 | 0 | 0
CC | 7.82 | 9.41 | 9.07 | 8.76 | 9.77 | 12.16
CSP | 0 | 0 | 0 | 0 | 0 | 0
CT | 0 | 0 | 0 | 0 | 0 | 0
Coal | 0 | 0 | 0 | 0 | 0 | 0
Geo | 0 | 0 | 0 | 0 | 0 | 0
H | 0 | 0 | 0 | 0 | 0 | 0
LFG | 0 | 0 | 0 | 0 | 0 | 0
Nuc | 0 | 0 | 0 | 0 | 0 | 0
PS | 0 | 0 | 0 | 0 | 0 | 0
PV | 0 | 0 | 0 | 0 | 0 | 0
PeakG | 0.05 | 0.2 | 0.2 | 0.19 | 0.35 | 0.38
PeakO | 0 | 0.01 | 0.03 | 0.03 | 0.03 | 0.03
ST | 0 | 0 | 0 | 0 | 0 | 0
STOG | 0.34 | 0.48 | 0.47 | 0.34 | 0.52 | 0.53
STWD | 0 | 0 | 0 | 0 | 0 | 0
WT | 0 | 0 | 0 | 0 | 0 | 0
IGCC | 0 | 0 | 0 | 0 | 0 | 0
DemandResponse | 0 | 0 | 0 | 0 | 0 | 0
IGCC-CCS | 0 | 0 | 0 | 0 | 0 | 0
WT_off | 0 | 0 | 0 | 0 | 0 | 0
PseudoUnit | 0 | 0 | 0 | 0 | 0 | 0
FixedInterchange | 0 | 0 | 0 | 0 | 0 | 0
CO2 Emissions (MMmetricTons): PJM_E
ReportingType | 2015 | 2020 | 2025 | 2030 | 2035 | 2040
BM | 0 | 0 | 0 | 0 | 0 | 0
CC | 6.88 | 13.05 | 12.28 | 11.08 | 21.53 | 28.15
CSP | 0 | 0 | 0 | 0 | 0 | 0
CT | 0 | 0 | 0 | 0 | 0 | 0
Coal | 0.21 | 0.13 | 0.15 | 0.15 | 0.18 | 0.18
Geo | 0 | 0 | 0 | 0 | 0 | 0
H | 0 | 0 | 0 | 0 | 0 | 0
LFG | 0 | 0 | 0 | 0 | 0 | 0
Nuc | 0 | 0 | 0 | 0 | 0 | 0
PS | 0 | 0 | 0 | 0 | 0 | 0
PV | 0 | 0 | 0 | 0 | 0 | 0
PeakG | 0.04 | 0.05 | 0.22 | 0.25 | 0.56 | 0.58
PeakO | 0 | 0 | 0 | 0 | 0 | 0
ST | 0 | 0 | 0 | 0 | 0 | 0
STOG | 0 | 0 | 0 | 0 | 0 | 0
STWD | 0 | 0 | 0 | 0 | 0 | 0
WT | 0 | 0 | 0 | 0 | 0 | 0
IGCC | 0 | 0 | 0 | 0 | 0 | 0
DemandResponse | 0 | 0 | 0 | 0 | 0 | 0
IGCC-CCS | 0 | 0 | 0 | 0 | 0 | 0
WT_off | 0 | 0 | 0 | 0 | 0 | 0
PseudoUnit | 0 | 0 | 0 | 0 | 0 | 0
FixedInterchange | 0 | 0 | 0 | 0 | 0 | 0
CO2 Emissions (MMmetricTons): PJM_ROM
ReportingType | 2015 | 2020 | 2025 | 2030 | 2035 | 2040
BM | 0 | 0 | 0 | 0 | 0 | 0
CC | 3.96 | 7.06 | 6.67 | 6.28 | 10.64 | 14.29
CSP | 0 | 0 | 0 | 0 | 0 | 0
CT | 0 | 0 | 0 | 0 | 0 | 0
Coal | 44.87 | 50.95 | 53.38 | 56.1 | 56.65 | 56.65
Geo | 0 | 0 | 0 | 0 | 0 | 0
H | 0 | 0 | 0 | 0 | 0 | 0
LFG | 0 | 0 | 0 | 0 | 0 | 0
Nuc | 0 | 0 | 0 | 0 | 0 | 0
PS | 0 | 0 | 0 | 0 | 0 | 0
PV | 0 | 0 | 0 | 0 | 0 | 0
PeakG | 0.01 | 0.03 | 0.03 | 0.03 | 0.34 | 0.34
PeakO | 0 | 0 | 0 | 0 | 0 | 0
ST | 0 | 0 | 0 | 0 | 0 | 0
STOG | 0 | 0 | 0 | 0 | 0 | 0
STWD | 0 | 0 | 0 | 0 | 0 | 0
WT | 0 | 0 | 0 | 0 | 0 | 0
IGCC | 0 | 0 | 0 | 0 | 0 | 0
DemandResponse | 0 | 0 | 0 | 0 | 0 | 0
IGCC-CCS | 0 | 0 | 0 | 0 | 0 | 0
WT_off | 0 | 0 | 0 | 0 | 0 | 0
PseudoUnit | 0 | 0 | 0 | 0 | 0 | 0
FixedInterchange | 0 | 0 | 0 | 0 | 0 | 0
CO2 Emissions (MMmetricTons): PJM_ROR
ReportingType | 2015 | 2020 | 2025 | 2030 | 2035 | 2040
BM | 0 | 0 | 0 | 0 | 0 | 0
CC | 22.03 | 24.66 | 17.02 | 16.44 | 21.88 | 23.37
CSP | 0 | 0 | 0 | 0 | 0 | 0
CT | 0 | 0.01 | 0 | 0 | 0 | 0
Coal | 326.61 | 244.63 | 245.29 | 246.07 | 247.78 | 248.2
Geo | 0 | 0 | 0 | 0 | 0 | 0
H | 0 | 0 | 0 | 0 | 0 | 0
LFG | 0 | 0 | 0 | 0 | 0 | 0
Nuc | 0 | 0 | 0 | 0 | 0 | 0
PS | 0 | 0 | 0 | 0 | 0 | 0
PV | 0 | 0 | 0 | 0 | 0 | 0
PeakG | 0.89 | 1.29 | 0.81 | 0.51 | 0.81 | 0.94
PeakO | 0 | 0 | 0 | 0 | 0 | 0
ST | 0 | 0 | 0 | 0 | 0 | 0
STOG | 0 | 0 | 0 | 0 | 0 | 0
STWD | 0 | 0 | 0 | 0 | 0 | 0
WT | 0 | 0 | 0 | 0 | 0 | 0
IGCC | 0 | 0 | 0 | 0 | 0 | 0
DemandResponse | 0 | 0 | 0 | 0 | 0 | 0
IGCC-CCS | 0 | 0 | 0 | 0 | 0 | 0
WT_off | 0 | 0 | 0 | 0 | 0 | 0
PseudoUnit | 0 | 0 | 0 | 0 | 0 | 0
FixedInterchange | 0 | 0 | 0 | 0 | 0 | 0
CO2 Emissions (MMmetricTons): SOCO
ReportingType | 2015 | 2020 | 2025 | 2030 | 2035 | 2040
BM | 0 | 0 | 0 | 0 | 0 | 0
CC | 36.71 | 38.63 | 31.2 | 31.6 | 31.63 | 17.37
CSP | 0 | 0 | 0 | 0 | 0 | 0
CT | 0 | 0 | 0 | 0 | 0 | 0
Coal | 97.7 | 85.63 | 101.22 | 101.22 | 101.22 | 163.81
Geo | 0 | 0 | 0 | 0 | 0 | 0
H | 0 | 0 | 0 | 0 | 0 | 0
LFG | 0 | 0 | 0 | 0 | 0 | 0
Nuc | 0 | 0 | 0 | 0 | 0 | 0
PS | 0 | 0 | 0 | 0 | 0 | 0
PV | 0 | 0 | 0 | 0 | 0 | 0
PeakG | 0.11 | 0.54 | 0.37 | 0.28 | 0.31 | 0.28
PeakO | 0 | 0 | 0 | 0 | 0 | 0
ST | 0 | 0 | 0 | 0 | 0 | 0
STOG | 0 | 0 | 0 | 0 | 0 | 0
STWD | 0 | 0 | 0 | 0 | 0 | 0
WT | 0 | 0 | 0 | 0 | 0 | 0
IGCC | 0 | 0 | 0 | 0 | 0 | 0
DemandResponse | 0 | 0 | 0 | 0 | 0 | 0
IGCC-CCS | 0 | 0 | 0 | 0 | 0 | 0
WT_off | 0 | 0 | 0 | 0 | 0 | 0
PseudoUnit | 0 | 0 | 0 | 0 | 0 | 0
FixedInterchange | 0 | 0 | 0 | 0 | 0 | 0
CO2 Emissions (MMmetricTons): SPP_N
ReportingType | 2015 | 2020 | 2025 | 2030 | 2035 | 2040
BM | 0 | 0 | 0 | 0 | 0 | 0
CC | 2.43 | 1.51 | 0.92 | 0.78 | 0.55 | 0.39
CSP | 0 | 0 | 0 | 0 | 0 | 0
CT | 0 | 0 | 0 | 0 | 0 | 0
Coal | 62.42 | 56.54 | 56.54 | 56.54 | 56.54 | 56.54
Geo | 0 | 0 | 0 | 0 | 0 | 0
H | 0 | 0 | 0 | 0 | 0 | 0
LFG | 0 | 0 | 0 | 0 | 0 | 0
Nuc | 0 | 0 | 0 | 0 | 0 | 0
PS | 0 | 0 | 0 | 0 | 0 | 0
PV | 0 | 0 | 0 | 0 | 0 | 0
PeakG | 0.08 | 0.45 | 0.34 | 0.36 | 0.22 | 0.22
PeakO | 0 | 0 | 0 | 0 | 0 | 0
ST | 0 | 0 | 0 | 0 | 0 | 0
STOG | 0.12 | 0 | 0 | 0 | 0 | 0
STWD | 0 | 0 | 0 | 0 | 0 | 0
WT | 0 | 0 | 0 | 0 | 0 | 0
IGCC | 0 | 0 | 0 | 0 | 0 | 0
DemandResponse | 0 | 0 | 0 | 0 | 0 | 0
IGCC-CCS | 0 | 0 | 0 | 0 | 0 | 0
WT_off | 0 | 0 | 0 | 0 | 0 | 0
PseudoUnit | 0 | 0 | 0 | 0 | 0 | 0
FixedInterchange | 0 | 0 | 0 | 0 | 0 | 0
CO2 Emissions (MMmetricTons): SPP_S
ReportingType | 2015 | 2020 | 2025 | 2030 | 2035 | 2040
BM | 0 | 0 | 0 | 0 | 0 | 0
CC | 9.57 | 17.95 | 13 | 11.87 | 5.17 | 4.34
CSP | 0 | 0 | 0 | 0 | 0 | 0
CT | 0 | 0.13 | 0.16 | 0.08 | 0.03 | 0
Coal | 94.55 | 76.89 | 83.06 | 83.6 | 83.6 | 83.6
Geo | 0 | 0 | 0 | 0 | 0 | 0
H | 0 | 0 | 0 | 0 | 0 | 0
LFG | 0 | 0 | 0 | 0 | 0 | 0
Nuc | 0 | 0 | 0 | 0 | 0 | 0
PS | 0 | 0 | 0 | 0 | 0 | 0
PV | 0 | 0 | 0 | 0 | 0 | 0
PeakG | 0 | 0.24 | 0.58 | 0.18 | 0.08 | 0.08
PeakO | 0 | 0 | 0 | 0 | 0 | 0
ST | 0 | 0 | 0 | 0 | 0 | 0
STOG | 0.56 | 0.72 | 0 | 0 | 0 | 0
STWD | 0 | 0 | 0 | 0 | 0 | 0
WT | 0 | 0 | 0 | 0 | 0 | 0
IGCC | 0 | 0 | 0 | 0 | 0 | 0
DemandResponse | 0 | 0 | 0 | 0 | 0 | 0
IGCC-CCS | 0 | 0 | 0 | 0 | 0 | 0
WT_off | 0 | 0 | 0 | 0 | 0 | 0
PseudoUnit | 0 | 0 | 0 | 0 | 0 | 0
FixedInterchange | 0 | 0 | 0 | 0 | 0 | 0
CO2 Emissions (MMmetricTons): TVA
ReportingType | 2015 | 2020 | 2025 | 2030 | 2035 | 2040
BM | 0 | 0 | 0 | 0 | 0 | 0
CC | 7.67 | 9.2 | 6.76 | 5.99 | 10.62 | 8.29
CSP | 0 | 0 | 0 | 0 | 0 | 0
CT | 0 | 0 | 0 | 0 | 0 | 0
Coal | 70.79 | 58.89 | 58.89 | 58.89 | 58.89 | 72.55
Geo | 0 | 0 | 0 | 0 | 0 | 0
H | 0 | 0 | 0 | 0 | 0 | 0
LFG | 0 | 0 | 0 | 0 | 0 | 0
Nuc | 0 | 0 | 0 | 0 | 0 | 0
PS | 0 | 0 | 0 | 0 | 0 | 0
PV | 0 | 0 | 0 | 0 | 0 | 0
PeakG | 0 | 0.03 | 0 | 0 | 0 | 0
PeakO | 0 | 0 | 0 | 0 | 0 | 0
ST | 0 | 0 | 0 | 0 | 0 | 0
STOG | 0 | 0 | 0 | 0 | 0 | 0
STWD | 0 | 0 | 0 | 0 | 0 | 0
WT | 0 | 0 | 0 | 0 | 0 | 0
IGCC | 0 | 0 | 0 | 0 | 0 | 0
DemandResponse | 0 | 0 | 0 | 0 | 0 | 0
IGCC-CCS | 0 | 0 | 0 | 0 | 0 | 0
WT_off | 0 | 0 | 0 | 0 | 0 | 0
PseudoUnit | 0 | 0 | 0 | 0 | 0 | 0
FixedInterchange | 0 | 0 | 0 | 0 | 0 | 0
CO2 Emissions (MMmetricTons): TVA_Transmission
ReportingType | 2015 | 2020 | 2025 | 2030 | 2035 | 2040
BM | 0 | 0 | 0 | 0 | 0 | 0
CC | 0 | 0 | 0 | 0 | 0 | 0
CSP | 0 | 0 | 0 | 0 | 0 | 0
CT | 0 | 0 | 0 | 0 | 0 | 0
Coal | 0 | 0 | 0 | 0 | 0 | 0
Geo | 0 | 0 | 0 | 0 | 0 | 0
H | 0 | 0 | 0 | 0 | 0 | 0
LFG | 0 | 0 | 0 | 0 | 0 | 0
Nuc | 0 | 0 | 0 | 0 | 0 | 0
PS | 0 | 0 | 0 | 0 | 0 | 0
PV | 0 | 0 | 0 | 0 | 0 | 0
PeakG | 0 | 0 | 0 | 0 | 0 | 0
PeakO | 0 | 0 | 0 | 0 | 0 | 0
ST | 0 | 0 | 0 | 0 | 0 | 0
STOG | 0 | 0 | 0 | 0 | 0 | 0
STWD | 0 | 0 | 0 | 0 | 0 | 0
WT | 0 | 0 | 0 | 0 | 0 | 0
IGCC | 0 | 0 | 0 | 0 | 0 | 0
DemandResponse | 0 | 0 | 0 | 0 | 0 | 0
IGCC-CCS | 0 | 0 | 0 | 0 | 0 | 0
WT_off | 0 | 0 | 0 | 0 | 0 | 0
PseudoUnit | 0 | 0 | 0 | 0 | 0 | 0
FixedInterchange | 0 | 0 | 0 | 0 | 0 | 0
CO2 Emissions (MMmetricTons): VACAR
ReportingType | 2015 | 2020 | 2025 | 2030 | 2035 | 2040
BM | 0 | 0 | 0 | 0 | 0 | 0
CC | 11.8 | 10.9 | 7.37 | 6.83 | 11.13 | 14.44
CSP | 0 | 0 | 0 | 0 | 0 | 0
CT | 0.04 | 0.16 | 0.08 | 0.08 | 0 | 0
Coal | 79.8 | 66.47 | 75.31 | 79.77 | 84.94 | 86.34
Geo | 0 | 0 | 0 | 0 | 0 | 0
H | 0 | 0 | 0 | 0 | 0 | 0
LFG | 0 | 0 | 0 | 0 | 0 | 0
Nuc | 0 | 0 | 0 | 0 | 0 | 0
PS | 0 | 0 | 0 | 0 | 0 | 0
PV | 0 | 0 | 0 | 0 | 0 | 0
PeakG | 0.09 | 0.49 | 0.36 | 0.35 | 1.15 | 1.3
PeakO | 0 | 0 | 0 | 0 | 0 | 0
ST | 0 | 0 | 0 | 0 | 0 | 0
STOG | 0 | 0 | 0 | 0 | 0 | 0
STWD | 0 | 0 | 0 | 0 | 0 | 0
WT | 0 | 0 | 0 | 0 | 0 | 0
IGCC | 0 | 0 | 0 | 0 | 0 | 0
DemandResponse | 0 | 0 | 0 | 0 | 0 | 0
IGCC-CCS | 0 | 0 | 0 | 0 | 0 | 0
WT_off | 0 | 0 | 0 | 0 | 0 | 0
PseudoUnit | 0 | 0 | 0 | 0 | 0 | 0
FixedInterchange | 0 | 0 | 0 | 0 | 0 | 0
CO2 Emissions (MMmetricTons): IESO
ReportingType | 2015 | 2020 | 2025 | 2030 | 2035 | 2040
BM | 0 | 0 | 0 | 0 | 0 | 0
CC | 0.12 | 0.09 | 0.07 | 0.07 | 1.59 | 2.04
CSP | 0 | 0 | 0 | 0 | 0 | 0
CT | 0 | 0 | 0.01 | 0.01 | 0 | 0
Coal | 0 | 0 | 0 | 0 | 0 | 0
Geo | 0 | 0 | 0 | 0 | 0 | 0
H | 0 | 0 | 0 | 0 | 0 | 0
LFG | 0 | 0 | 0 | 0 | 0 | 0
Nuc | 0 | 0 | 0 | 0 | 0 | 0
PS | 0 | 0 | 0 | 0 | 0 | 0
PV | 0 | 0 | 0 | 0 | 0 | 0
PeakG | 0 | 0 | 0 | 0 | 0 | 0
PeakO | 0 | 0 | 0 | 0 | 0 | 0
ST | 0 | 0 | 0 | 0 | 0 | 0
STOG | 0 | 0 | 0 | 0 | 0 | 0
STWD | 0 | 0 | 0 | 0 | 0 | 0
WT | 0 | 0 | 0 | 0 | 0 | 0
IGCC | 0 | 0 | 0 | 0 | 0 | 0
DemandResponse | 0 | 0 | 0 | 0 | 0 | 0
IGCC-CCS | 0 | 0 | 0 | 0 | 0 | 0
WT_off | 0 | 0 | 0 | 0 | 0 | 0
PseudoUnit | 0 | 0 | 0 | 0 | 0 | 0
FixedInterchange | 0 | 0 | 0 | 0 | 0 | 0
CO2 Emissions (MMmetricTons): MAPP_CA
ReportingType | 2015 | 2020 | 2025 | 2030 | 2035 | 2040
BM | 0 | 0 | 0 | 0 | 0 | 0
CC | 1.18 | 1.53 | 0.91 | 0.75 | 0.5 | 0
CSP | 0 | 0 | 0 | 0 | 0 | 0
CT | 0 | 0 | 0 | 0 | 0 | 0
Coal | 0.21 | 0.64 | 0.02 | 0 | 0 | 0
Geo | 0 | 0 | 0 | 0 | 0 | 0
H | 0 | 0 | 0 | 0 | 0 | 0
LFG | 0 | 0 | 0 | 0 | 0 | 0
Nuc | 0 | 0 | 0 | 0 | 0 | 0
PS | 0 | 0 | 0 | 0 | 0 | 0
PV | 0 | 0 | 0 | 0 | 0 | 0
PeakG | 0 | 0.01 | 0.01 | 0.01 | 0 | 0
PeakO | 0 | 0 | 0 | 0 | 0 | 0
ST | 0 | 0 | 0 | 0 | 0 | 0
STOG | 0 | 0 | 0 | 0 | 0 | 0
STWD | 0 | 0 | 0 | 0 | 0 | 0
WT | 0 | 0 | 0 | 0 | 0 | 0
IGCC | 0 | 0 | 0 | 0 | 0 | 0
DemandResponse | 0 | 0 | 0 | 0 | 0 | 0
IGCC-CCS | 0 | 0 | 0 | 0 | 0 | 0
WT_off | 0 | 0 | 0 | 0 | 0 | 0
PseudoUnit | 0 | 0 | 0 | 0 | 0 | 0
FixedInterchange | 0 | 0 | 0 | 0 | 0 | 0
CO2 Emissions (MMmetricTons): AZ_NM_SNV_Coal
ReportingType | 2015 | 2020 | 2025 | 2030 | 2035 | 2040
BM | 0 | 0 | 0 | 0 | 0 | 0
CC | 0 | 0 | 0 | 0 | 0 | 0
CSP | 0 | 0 | 0 | 0 | 0 | 0
CT | 0 | 0 | 0 | 0 | 0 | 0
Coal | 67.57 | 71.47 | 71.47 | 71.47 | 73.05 | 103.8
Geo | 0 | 0 | 0 | 0 | 0 | 0
H | 0 | 0 | 0 | 0 | 0 | 0
LFG | 0 | 0 | 0 | 0 | 0 | 0
Nuc | 0 | 0 | 0 | 0 | 0 | 0
PS | 0 | 0 | 0 | 0 | 0 | 0
PV | 0 | 0 | 0 | 0 | 0 | 0
PeakG | 0 | 0 | 0 | 0 | 0 | 0
PeakO | 0 | 0 | 0 | 0 | 0 | 0
ST | 0 | 0 | 0 | 0 | 0 | 0
STOG | 0 | 0 | 0 | 0 | 0 | 0
STWD | 0 | 0 | 0 | 0 | 0 | 0
WT | 0 | 0 | 0 | 0 | 0 | 0
IGCC | 0 | 0 | 0 | 0 | 0 | 0
DemandResponse | 0 | 0 | 0 | 0 | 0 | 0
IGCC-CCS | 0 | 0 | 0 | 0 | 0 | 0
WT_off | 0 | 0 | 0 | 0 | 0 | 0
PseudoUnit | 0 | 0 | 0 | 0 | 0 | 0
FixedInterchange | 0 | 0 | 0 | 0 | 0 | 0
CO2 Emissions (MMmetricTons): AZ_NM_SNV_Gas
ReportingType | 2015 | 2020 | 2025 | 2030 | 2035 | 2040
BM | 0 | 0 | 0 | 0 | 0 | 0
CC | 37.85 | 37.32 | 36.67 | 37.78 | 37.85 | 36.94
CSP | 0 | 0 | 0 | 0 | 0 | 0
CT | 0 | 0 | 0.01 | 0.04 | 0 | 0
Coal | 0 | 0 | 0 | 0 | 0 | 0
Geo | 0 | 0 | 0 | 0 | 0 | 0
H | 0 | 0 | 0 | 0 | 0 | 0
LFG | 0 | 0 | 0 | 0 | 0 | 0
Nuc | 0 | 0 | 0 | 0 | 0 | 0
PS | 0 | 0 | 0 | 0 | 0 | 0
PV | 0 | 0 | 0 | 0 | 0 | 0
PeakG | 0 | 0 | 0 | 0 | 0 | 0
PeakO | 0 | 0 | 0 | 0 | 0 | 0
ST | 0 | 0 | 0 | 0 | 0 | 0
STOG | 0 | 0 | 0 | 0 | 0 | 0
STWD | 0 | 0 | 0 | 0 | 0 | 0
WT | 0 | 0 | 0 | 0 | 0 | 0
IGCC | 0 | 0 | 0 | 0 | 0 | 0
DemandResponse | 0 | 0 | 0 | 0 | 0 | 0
IGCC-CCS | 0 | 0 | 0 | 0 | 0 | 0
WT_off | 0 | 0 | 0 | 0 | 0 | 0
PseudoUnit | 0 | 0 | 0 | 0 | 0 | 0
FixedInterchange | 0 | 0 | 0 | 0 | 0 | 0
CO2 Emissions (MMmetricTons): AZ_NM_SNV_NucRenew
ReportingType | 2015 | 2020 | 2025 | 2030 | 2035 | 2040
BM | 0 | 0 | 0 | 0 | 0 | 0
CC | 0 | 0 | 0 | 0 | 0 | 0
CSP | 0 | 0 | 0 | 0 | 0 | 0
CT | 0 | 0 | 0 | 0 | 0 | 0
Coal | 0 | 0 | 0 | 0 | 0 | 0
Geo | 0 | 0 | 0 | 0 | 0 | 0
H | 0 | 0 | 0 | 0 | 0 | 0
LFG | 0 | 0 | 0 | 0 | 0 | 0
Nuc | 0 | 0 | 0 | 0 | 0 | 0
PS | 0 | 0 | 0 | 0 | 0 | 0
PV | 0 | 0 | 0 | 0 | 0 | 0
PeakG | 0 | 0 | 0 | 0 | 0 | 0
PeakO | 0 | 0 | 0 | 0 | 0 | 0
ST | 0 | 0 | 0 | 0 | 0 | 0
STOG | 0 | 0 | 0 | 0 | 0 | 0
STWD | 0 | 0 | 0 | 0 | 0 | 0
WT | 0 | 0 | 0 | 0 | 0 | 0
IGCC | 0 | 0 | 0 | 0 | 0 | 0
DemandResponse | 0 | 0 | 0 | 0 | 0 | 0
IGCC-CCS | 0 | 0 | 0 | 0 | 0 | 0
WT_off | 0 | 0 | 0 | 0 | 0 | 0
PseudoUnit | 0 | 0 | 0 | 0 | 0 | 0
FixedInterchange | 0 | 0 | 0 | 0 | 0 | 0
CO2 Emissions (MMmetricTons): ERCOT
ReportingType | 2015 | 2020 | 2025 | 2030 | 2035 | 2040
BM | 0 | 0 | 0 | 0 | 0 | 0
CC | 55.12 | 52.14 | 44.71 | 43.79 | 42.75 | 25.92
CSP | 0 | 0 | 0 | 0 | 0 | 0
CT | 0 | 0.03 | 0.06 | 0.06 | 0 | 0
Coal | 109.98 | 126.79 | 143.25 | 143.25 | 143.25 | 143.25
Geo | 0 | 0 | 0 | 0 | 0 | 0
H | 0 | 0 | 0 | 0 | 0 | 0
LFG | 0 | 0 | 0 | 0 | 0 | 0
Nuc | 0 | 0 | 0 | 0 | 0 | 0
PS | 0 | 0 | 0 | 0 | 0 | 0
PV | 0 | 0 | 0 | 0 | 0 | 0
PeakG | 0 | 0.29 | 0.51 | 0.52 | 0.5 | 0.44
PeakO | 0 | 0 | 0 | 0 | 0 | 0
ST | 0 | 0 | 0 | 0 | 0 | 0
STOG | 2 | 2.39 | 1.41 | 0.94 | 0.68 | 0
STWD | 0 | 0 | 0 | 0 | 0 | 0
WT | 0 | 0 | 0 | 0 | 0 | 0
IGCC | 0 | 0 | 0 | 0 | 0 | 0
DemandResponse | 0 | 0 | 0 | 0 | 0 | 0
IGCC-CCS | 0 | 0 | 0 | 0 | 0 | 0
WT_off | 0 | 0 | 0 | 0 | 0 | 0
PseudoUnit | 0 | 0 | 0 | 0 | 0 | 0
FixedInterchange | 0 | 0 | 0 | 0 | 0 | 0
CO2 Emissions (MMmetricTons): NP15
ReportingType | 2015 | 2020 | 2025 | 2030 | 2035 | 2040
BM | 0 | 0 | 0 | 0 | 0 | 0
CC | 13.28 | 3.01 | 1.86 | 2.54 | 2.88 | 1.43
CSP | 0 | 0 | 0 | 0 | 0 | 0
CT | 0 | 0 | 0 | 0 | 0 | 0
Coal | 0.24 | 0 | 0 | 0 | 0 | 0
Geo | 0 | 0 | 0 | 0 | 0 | 0
H | 0 | 0 | 0 | 0 | 0 | 0
LFG | 0 | 0 | 0 | 0 | 0 | 0
Nuc | 0 | 0 | 0 | 0 | 0 | 0
PS | 0 | 0 | 0 | 0 | 0 | 0
PV | 0 | 0 | 0 | 0 | 0 | 0
PeakG | 0 | 0 | 0 | 0 | 0 | 0
PeakO | 0 | 0 | 0 | 0 | 0 | 0
ST | 0 | 0 | 0 | 0 | 0 | 0
STOG | 0.03 | 0.01 | 0 | 0 | 0 | 0
STWD | 0 | 0 | 0 | 0 | 0 | 0
WT | 0 | 0 | 0 | 0 | 0 | 0
IGCC | 0 | 0 | 0 | 0 | 0 | 0
DemandResponse | 0 | 0 | 0 | 0 | 0 | 0
IGCC-CCS | 0 | 0 | 0 | 0 | 0 | 0
WT_off | 0 | 0 | 0 | 0 | 0 | 0
PseudoUnit | 0 | 0 | 0 | 0 | 0 | 0
FixedInterchange | 0 | 0 | 0 | 0 | 0 | 0
CO2 Emissions (MMmetricTons): NWPP_Coal
ReportingType | 2015 | 2020 | 2025 | 2030 | 2035 | 2040
BM | 0 | 0 | 0 | 0 | 0 | 0
CC | 0 | 0 | 0 | 0 | 0 | 0
CSP | 0 | 0 | 0 | 0 | 0 | 0
CT | 0 | 0 | 0 | 0 | 0 | 0
Coal | 94 | 93.99 | 93.99 | 93.99 | 93.53 | 93.41
Geo | 0 | 0 | 0 | 0 | 0 | 0
H | 0 | 0 | 0 | 0 | 0 | 0
LFG | 0 | 0 | 0 | 0 | 0 | 0
Nuc | 0 | 0 | 0 | 0 | 0 | 0
PS | 0 | 0 | 0 | 0 | 0 | 0
PV | 0 | 0 | 0 | 0 | 0 | 0
PeakG | 0 | 0 | 0 | 0 | 0 | 0
PeakO | 0 | 0 | 0 | 0 | 0 | 0
ST | 0 | 0 | 0 | 0 | 0 | 0
STOG | 0 | 0 | 0 | 0 | 0 | 0
STWD | 0 | 0 | 0 | 0 | 0 | 0
WT | 0 | 0 | 0 | 0 | 0 | 0
IGCC | 0 | 0 | 0 | 0 | 0 | 0
DemandResponse | 0 | 0 | 0 | 0 | 0 | 0
IGCC-CCS | 0 | 0 | 0 | 0 | 0 | 0
WT_off | 0 | 0 | 0 | 0 | 0 | 0
PseudoUnit | 0 | 0 | 0 | 0 | 0 | 0
FixedInterchange | 0 | 0 | 0 | 0 | 0 | 0
CO2 Emissions (MMmetricTons): NWPP_Gas
ReportingType | 2015 | 2020 | 2025 | 2030 | 2035 | 2040
BM | 0 | 0 | 0 | 0 | 0 | 0
CC | 14.19 | 14.19 | 13.62 | 14.19 | 14.19 | 12.68
CSP | 0 | 0 | 0 | 0 | 0 | 0
CT | 0 | 0 | 0 | 0 | 0 | 0
Coal | 0 | 0 | 0 | 0 | 4.96 | 6.76
Geo | 0 | 0 | 0 | 0 | 0 | 0
H | 0 | 0 | 0 | 0 | 0 | 0
LFG | 0 | 0 | 0 | 0 | 0 | 0
Nuc | 0 | 0 | 0 | 0 | 0 | 0
PS | 0 | 0 | 0 | 0 | 0 | 0
PV | 0 | 0 | 0 | 0 | 0 | 0
PeakG | 0 | 0 | 0 | 0 | 0 | 0
PeakO | 0 | 0 | 0 | 0 | 0 | 0
ST | 0 | 0 | 0 | 0 | 0 | 0
STOG | 0 | 0 | 0 | 0 | 0 | 0
STWD | 0 | 0 | 0 | 0 | 0 | 0
WT | 0 | 0 | 0 | 0 | 0 | 0
IGCC | 0 | 0 | 0 | 0 | 0 | 0
DemandResponse | 0 | 0 | 0 | 0 | 0 | 0
IGCC-CCS | 0 | 0 | 0 | 0 | 0 | 0
WT_off | 0 | 0 | 0 | 0 | 0 | 0
PseudoUnit | 0 | 0 | 0 | 0 | 0 | 0
FixedInterchange | 0 | 0 | 0 | 0 | 0 | 0
CO2 Emissions (MMmetricTons): NWPP_NucRenew
ReportingType | 2015 | 2020 | 2025 | 2030 | 2035 | 2040
BM | 0 | 0 | 0 | 0 | 0 | 0
CC | 0 | 0 | 0 | 0 | 0 | 0
CSP | 0 | 0 | 0 | 0 | 0 | 0
CT | 0 | 0 | 0 | 0 | 0 | 0
Coal | 0 | 0 | 0 | 0 | 0 | 0
Geo | 0 | 0 | 0 | 0 | 0 | 0
H | 0 | 0 | 0 | 0 | 0 | 0
LFG | 0 | 0 | 0 | 0 | 0 | 0
Nuc | 0 | 0 | 0 | 0 | 0 | 0
PS | 0 | 0 | 0 | 0 | 0 | 0
PV | 0 | 0 | 0 | 0 | 0 | 0
PeakG | 0 | 0 | 0 | 0 | 0 | 0
PeakO | 0 | 0 | 0 | 0 | 0 | 0
ST | 0 | 0 | 0 | 0 | 0 | 0
STOG | 0 | 0 | 0 | 0 | 0 | 0
STWD | 0 | 0 | 0 | 0 | 0 | 0
WT | 0 | 0 | 0 | 0 | 0 | 0
IGCC | 0 | 0 | 0 | 0 | 0 | 0
DemandResponse | 0 | 0 | 0 | 0 | 0 | 0
IGCC-CCS | 0 | 0 | 0 | 0 | 0 | 0
WT_off | 0 | 0 | 0 | 0 | 0 | 0
PseudoUnit | 0 | 0 | 0 | 0 | 0 | 0
FixedInterchange | 0 | 0 | 0 | 0 | 0 | 0
CO2 Emissions (MMmetricTons): RMPA
ReportingType | 2015 | 2020 | 2025 | 2030 | 2035 | 2040
BM | 0 | 0 | 0 | 0 | 0 | 0
CC | 2.1 | 1.74 | 0 | 0 | 0 | 0
CSP | 0 | 0 | 0 | 0 | 0 | 0
CT | 0 | 0 | 0 | 0 | 0 | 0
Coal | 53.74 | 52.48 | 49.42 | 49.91 | 51.43 | 54.56
Geo | 0 | 0 | 0 | 0 | 0 | 0
H | 0 | 0 | 0 | 0 | 0 | 0
LFG | 0 | 0 | 0 | 0 | 0 | 0
Nuc | 0 | 0 | 0 | 0 | 0 | 0
PS | 0 | 0 | 0 | 0 | 0 | 0
PV | 0 | 0 | 0 | 0 | 0 | 0
PeakG | 0.03 | 0.07 | 0.02 | 0.03 | 0.04 | 0.01
PeakO | 0 | 0 | 0 | 0 | 0 | 0
ST | 0 | 0 | 0 | 0 | 0 | 0
STOG | 0 | 0 | 0 | 0 | 0 | 0
STWD | 0 | 0 | 0 | 0 | 0 | 0
WT | 0 | 0 | 0 | 0 | 0 | 0
IGCC | 0 | 0 | 0 | 0 | 0 | 0
DemandResponse | 0 | 0 | 0 | 0 | 0 | 0
IGCC-CCS | 0 | 0 | 0 | 0 | 0 | 0
WT_off | 0 | 0 | 0 | 0 | 0 | 0
PseudoUnit | 0 | 0 | 0 | 0 | 0 | 0
FixedInterchange | 0 | 0 | 0 | 0 | 0 | 0
CO2 Emissions (MMmetricTons): SP15
ReportingType | 2015 | 2020 | 2025 | 2030 | 2035 | 2040
BM | 0 | 0 | 0 | 0 | 0 | 0
CC | 8.62 | 7.25 | 3.08 | 4.76 | 5.4 | 1.19
CSP | 0 | 0 | 0 | 0 | 0 | 0
CT | 0 | 0 | 0 | 0 | 0 | 0
Coal | 0.81 | 0 | 0 | 0 | 0 | 0
Geo | 0 | 0 | 0 | 0 | 0 | 0
H | 0 | 0 | 0 | 0 | 0 | 0
LFG | 0 | 0 | 0 | 0 | 0 | 0
Nuc | 0 | 0 | 0 | 0 | 0 | 0
PS | 0 | 0 | 0 | 0 | 0 | 0
PV | 0 | 0 | 0 | 0 | 0 | 0
PeakG | 0 | 0 | 0.02 | 0.04 | 0.06 | 0.01
PeakO | 0 | 0 | 0 | 0 | 0 | 0
ST | 0 | 0 | 0 | 0 | 0 | 0
STOG | 0.1 | 0.05 | 0 | 0 | 0 | 0
STWD | 0 | 0 | 0 | 0 | 0 | 0
WT | 0 | 0 | 0 | 0 | 0 | 0
IGCC | 0 | 0 | 0 | 0 | 0 | 0
DemandResponse | 0 | 0 | 0 | 0 | 0 | 0
IGCC-CCS | 0 | 0 | 0 | 0 | 0 | 0
WT_off | 0 | 0 | 0 | 0 | 0 | 0
PseudoUnit | 0 | 0 | 0 | 0 | 0 | 0
FixedInterchange | 0 | 0 | 0 | 0 | 0 | 0
CO2 Emissions (MMmetricTons): ALB
ReportingType | 2015 | 2020 | 2025 | 2030 | 2035 | 2040
BM | 0 | 0 | 0 | 0 | 0 | 0
CC | 6.56 | 7 | 7.45 | 8.11 | 8.75 | 7.88
CSP | 0 | 0 | 0 | 0 | 0 | 0
CT | 0 | 0 | 0 | 0 | 0 | 0
Coal | 45.36 | 45.36 | 45.36 | 45.36 | 45.36 | 45.36
Geo | 0 | 0 | 0 | 0 | 0 | 0
H | 0 | 0 | 0 | 0 | 0 | 0
LFG | 0 | 0 | 0 | 0 | 0 | 0
Nuc | 0 | 0 | 0 | 0 | 0 | 0
PS | 0 | 0 | 0 | 0 | 0 | 0
PV | 0 | 0 | 0 | 0 | 0 | 0
PeakG | 0 | 0 | 0 | 0 | 0 | 0
PeakO | 0 | 0 | 0 | 0 | 0 | 0
ST | 0 | 0 | 0 | 0 | 0 | 0
STOG | 0 | 0 | 0 | 0 | 0 | 0
STWD | 0 | 0 | 0 | 0 | 0 | 0
WT | 0 | 0 | 0 | 0 | 0 | 0
IGCC | 0 | 0 | 0 | 0 | 0 | 0
DemandResponse | 0 | 0 | 0 | 0 | 0 | 0
IGCC-CCS | 0 | 0 | 0 | 0 | 0 | 0
WT_off | 0 | 0 | 0 | 0 | 0 | 0
PseudoUnit | 0 | 0 | 0 | 0 | 0 | 0
FixedInterchange | 0 | 0 | 0 | 0 | 0 | 0
CO2 Emissions (MMmetricTons): BC
ReportingType | 2015 | 2020 | 2025 | 2030 | 2035 | 2040
BM | 0 | 0 | 0 | 0 | 0 | 0
CC | 2.05 | 2.05 | 2.05 | 2.09 | 2.66 | 2.66
CSP | 0 | 0 | 0 | 0 | 0 | 0
CT | 0 | 0 | 0 | 0 | 0 | 0
Coal | 0 | 0 | 0 | 0 | 0 | 0
Geo | 0 | 0 | 0 | 0 | 0 | 0
H | 0 | 0 | 0 | 0 | 0 | 0
LFG | 0 | 0 | 0 | 0 | 0 | 0
Nuc | 0 | 0 | 0 | 0 | 0 | 0
PS | 0 | 0 | 0 | 0 | 0 | 0
PV | 0 | 0 | 0 | 0 | 0 | 0
PeakG | 0 | 0 | 0 | 0 | 0 | 0
PeakO | 0 | 0 | 0 | 0 | 0 | 0
ST | 0 | 0 | 0 | 0 | 0 | 0
STOG | 0 | 0 | 0 | 0 | 0 | 0
STWD | 0 | 0 | 0 | 0 | 0 | 0
WT | 0 | 0 | 0 | 0 | 0 | 0
IGCC | 0 | 0 | 0 | 0 | 0 | 0
DemandResponse | 0 | 0 | 0 | 0 | 0 | 0
IGCC-CCS | 0 | 0 | 0 | 0 | 0 | 0
WT_off | 0 | 0 | 0 | 0 | 0 | 0
PseudoUnit | 0 | 0 | 0 | 0 | 0 | 0
FixedInterchange | 0 | 0 | 0 | 0 | 0 | 0
CO2 Emissions (MMmetricTons): HQ_IESO
ReportingType | 2015 | 2020 | 2025 | 2030 | 2035 | 2040
BM | 0 | 0 | 0 | 0 | 0 | 0
CC | 0 | 0 | 0 | 0 | 0 | 0
CSP | 0 | 0 | 0 | 0 | 0 | 0
CT | 0 | 0 | 0 | 0 | 0 | 0
Coal | 0 | 0 | 0 | 0 | 0 | 0
Geo | 0 | 0 | 0 | 0 | 0 | 0
H | 0 | 0 | 0 | 0 | 0 | 0
LFG | 0 | 0 | 0 | 0 | 0 | 0
Nuc | 0 | 0 | 0 | 0 | 0 | 0
PS | 0 | 0 | 0 | 0 | 0 | 0
PV | 0 | 0 | 0 | 0 | 0 | 0
PeakG | 0 | 0 | 0 | 0 | 0 | 0
PeakO | 0 | 0 | 0 | 0 | 0 | 0
ST | 0 | 0 | 0 | 0 | 0 | 0
STOG | 0 | 0 | 0 | 0 | 0 | 0
STWD | 0 | 0 | 0 | 0 | 0 | 0
WT | 0 | 0 | 0 | 0 | 0 | 0
IGCC | 0 | 0 | 0 | 0 | 0 | 0
DemandResponse | 0 | 0 | 0 | 0 | 0 | 0
IGCC-CCS | 0 | 0 | 0 | 0 | 0 | 0
WT_off | 0 | 0 | 0 | 0 | 0 | 0
PseudoUnit | 0 | 0 | 0 | 0 | 0 | 0
FixedInterchange | 0 | 0 | 0 | 0 | 0 | 0
CO2 Emissions (MMmetricTons): HQ_NEISO
ReportingType | 2015 | 2020 | 2025 | 2030 | 2035 | 2040
BM | 0 | 0 | 0 | 0 | 0 | 0
CC | 0 | 0 | 0 | 0 | 0 | 0
CSP | 0 | 0 | 0 | 0 | 0 | 0
CT | 0 | 0 | 0 | 0 | 0 | 0
Coal | 0 | 0 | 0 | 0 | 0 | 0
Geo | 0 | 0 | 0 | 0 | 0 | 0
H | 0 | 0 | 0 | 0 | 0 | 0
LFG | 0 | 0 | 0 | 0 | 0 | 0
Nuc | 0 | 0 | 0 | 0 | 0 | 0
PS | 0 | 0 | 0 | 0 | 0 | 0
PV | 0 | 0 | 0 | 0 | 0 | 0
PeakG | 0 | 0 | 0 | 0 | 0 | 0
PeakO | 0 | 0 | 0 | 0 | 0 | 0
ST | 0 | 0 | 0 | 0 | 0 | 0
STOG | 0 | 0 | 0 | 0 | 0 | 0
STWD | 0 | 0 | 0 | 0 | 0 | 0
WT | 0 | 0 | 0 | 0 | 0 | 0
IGCC | 0 | 0 | 0 | 0 | 0 | 0
DemandResponse | 0 | 0 | 0 | 0 | 0 | 0
IGCC-CCS | 0 | 0 | 0 | 0 | 0 | 0
WT_off | 0 | 0 | 0 | 0 | 0 | 0
PseudoUnit | 0 | 0 | 0 | 0 | 0 | 0
FixedInterchange | 0 | 0 | 0 | 0 | 0 | 0
CO2 Emissions (MMmetricTons): HQ_NY
ReportingType | 2015 | 2020 | 2025 | 2030 | 2035 | 2040
BM | 0 | 0 | 0 | 0 | 0 | 0
CC | 0 | 0 | 0 | 0 | 0 | 0
CSP | 0 | 0 | 0 | 0 | 0 | 0
CT | 0 | 0 | 0 | 0 | 0 | 0
Coal | 0 | 0 | 0 | 0 | 0 | 0
Geo | 0 | 0 | 0 | 0 | 0 | 0
H | 0 | 0 | 0 | 0 | 0 | 0
LFG | 0 | 0 | 0 | 0 | 0 | 0
Nuc | 0 | 0 | 0 | 0 | 0 | 0
PS | 0 | 0 | 0 | 0 | 0 | 0
PV | 0 | 0 | 0 | 0 | 0 | 0
PeakG | 0 | 0 | 0 | 0 | 0 | 0
PeakO | 0 | 0 | 0 | 0 | 0 | 0
ST | 0 | 0 | 0 | 0 | 0 | 0
STOG | 0 | 0 | 0 | 0 | 0 | 0
STWD | 0 | 0 | 0 | 0 | 0 | 0
WT | 0 | 0 | 0 | 0 | 0 | 0
IGCC | 0 | 0 | 0 | 0 | 0 | 0
DemandResponse | 0 | 0 | 0 | 0 | 0 | 0
IGCC-CCS | 0 | 0 | 0 | 0 | 0 | 0
WT_off | 0 | 0 | 0 | 0 | 0 | 0
PseudoUnit | 0 | 0 | 0 | 0 | 0 | 0
FixedInterchange | 0 | 0 | 0 | 0 | 0 | 0
CO2 Emissions (MMmetricTons): MARITIMES
ReportingType | 2015 | 2020 | 2025 | 2030 | 2035 | 2040
BM | 0 | 0 | 0 | 0 | 0 | 0
CC | 0 | 0 | 0 | 0 | 0 | 0
CSP | 0 | 0 | 0 | 0 | 0 | 0
CT | 0 | 0 | 0 | 0 | 0 | 0
Coal | 0 | 0 | 0 | 0 | 0 | 0
Geo | 0 | 0 | 0 | 0 | 0 | 0
H | 0 | 0 | 0 | 0 | 0 | 0
LFG | 0 | 0 | 0 | 0 | 0 | 0
Nuc | 0 | 0 | 0 | 0 | 0 | 0
PS | 0 | 0 | 0 | 0 | 0 | 0
PV | 0 | 0 | 0 | 0 | 0 | 0
PeakG | 0 | 0 | 0 | 0 | 0 | 0
PeakO | 0 | 0 | 0 | 0 | 0 | 0
ST | 0 | 0 | 0 | 0 | 0 | 0
STOG | 0 | 0 | 0 | 0 | 0 | 0
STWD | 0 | 0 | 0 | 0 | 0 | 0
WT | 0 | 0 | 0 | 0 | 0 | 0
IGCC | 0 | 0 | 0 | 0 | 0 | 0
DemandResponse | 0 | 0 | 0 | 0 | 0 | 0
IGCC-CCS | 0 | 0 | 0 | 0 | 0 | 0
WT_off | 0 | 0 | 0 | 0 | 0 | 0
PseudoUnit | 0 | 0 | 0 | 0 | 0 | 0
FixedInterchange | 0 | 0 | 0 | 0 | 0 | 0
CO2 Emissions (MMmetricTons): All
ReportingType | 2015 | 2020 | 2025 | 2030 | 2035 | 2040
BM | 0 | 0 | 0 | 0 | 0 | 0
CC | 360.13 | 372.87 | 312.54 | 308.78 | 356.54 | 339.59
CSP | 0 | 0 | 0 | 0 | 0 | 0
CT | 0.35 | 1.06 | 1.08 | 1.13 | 0.03 | 0
Coal | 1685.66 | 1529.85 | 1593.01 | 1607.96 | 1636.98 | 1780.96
Geo | 0 | 0 | 0 | 0 | 0 | 0
H | 0 | 0 | 0 | 0 | 0 | 0
LFG | 0 | 0 | 0 | 0 | 0 | 0
Nuc | 0 | 0 | 0 | 0 | 0 | 0
PS | 0 | 0 | 0 | 0 | 0 | 0
PV | 0 | 0 | 0 | 0 | 0 | 0
PeakG | 2.13 | 6.73 | 6.05 | 4.89 | 7.69 | 7.85
PeakO | 0 | 0.02 | 0.03 | 0.03 | 0.03 | 0.03
ST | 0 | 0 | 0 | 0 | 0 | 0
STOG | 4.31 | 4.28 | 1.88 | 1.27 | 1.2 | 0.53
STWD | 0 | 0 | 0 | 0 | 0 | 0
WT | 0 | 0 | 0 | 0 | 0 | 0
IGCC | 3.76 | 3.76 | 3.76 | 3.76 | 3.76 | 3.76
DemandResponse | 0 | 0 | 0 | 0 | 0 | 0
IGCC-CCS | 0 | 0 | 0 | 0 | 0 | 0
WT_off | 0 | 0 | 0 | 0 | 0 | 0
PseudoUnit | 0 | 0 | 0 | 0 | 0 | 0
FixedInterchange | 0 | 0 | 0 | 0 | 0 | 0
CO2 Emissions (MMmetricTons): EI_US
ReportingType | 2015 | 2020 | 2025 | 2030 | 2035 | 2040
BM | 0 | 0 | 0 | 0 | 0 | 0
CC | 219.05 | 246.55 | 202.12 | 194.69 | 239.95 | 248.85
CSP | 0 | 0 | 0 | 0 | 0 | 0
CT | 0.35 | 1.03 | 0.99 | 1.02 | 0.03 | 0
Coal | 1313.75 | 1139.12 | 1189.5 | 1203.98 | 1225.41 | 1333.82
Geo | 0 | 0 | 0 | 0 | 0 | 0
H | 0 | 0 | 0 | 0 | 0 | 0
LFG | 0 | 0 | 0 | 0 | 0 | 0
Nuc | 0 | 0 | 0 | 0 | 0 | 0
PS | 0 | 0 | 0 | 0 | 0 | 0
PV | 0 | 0 | 0 | 0 | 0 | 0
PeakG | 2.1 | 6.36 | 5.48 | 4.29 | 7.08 | 7.39
PeakO | 0 | 0.02 | 0.03 | 0.03 | 0.03 | 0.03
ST | 0 | 0 | 0 | 0 | 0 | 0
STOG | 2.18 | 1.84 | 0.47 | 0.34 | 0.52 | 0.53
STWD | 0 | 0 | 0 | 0 | 0 | 0
WT | 0 | 0 | 0 | 0 | 0 | 0
IGCC | 3.76 | 3.76 | 3.76 | 3.76 | 3.76 | 3.76
DemandResponse | 0 | 0 | 0 | 0 | 0 | 0
IGCC-CCS | 0 | 0 | 0 | 0 | 0 | 0
WT_off | 0 | 0 | 0 | 0 | 0 | 0
PseudoUnit | 0 | 0 | 0 | 0 | 0 | 0
FixedInterchange | 0 | 0 | 0 | 0 | 0 | 0
CO2 Emissions (MMmetricTons): EI_Canada
ReportingType | 2015 | 2020 | 2025 | 2030 | 2035 | 2040
BM | 0 | 0 | 0 | 0 | 0 | 0
CC | 1.3 | 1.63 | 0.98 | 0.82 | 2.1 | 2.04
CSP | 0 | 0 | 0 | 0 | 0 | 0
CT | 0 | 0 | 0.01 | 0.01 | 0 | 0
Coal | 0.21 | 0.64 | 0.02 | 0 | 0 | 0
Geo | 0 | 0 | 0 | 0 | 0 | 0
H | 0 | 0 | 0 | 0 | 0 | 0
LFG | 0 | 0 | 0 | 0 | 0 | 0
Nuc | 0 | 0 | 0 | 0 | 0 | 0
PS | 0 | 0 | 0 | 0 | 0 | 0
PV | 0 | 0 | 0 | 0 | 0 | 0
PeakG | 0 | 0.01 | 0.01 | 0.01 | 0 | 0
PeakO | 0 | 0 | 0 | 0 | 0 | 0
ST | 0 | 0 | 0 | 0 | 0 | 0
STOG | 0 | 0 | 0 | 0 | 0 | 0
STWD | 0 | 0 | 0 | 0 | 0 | 0
WT | 0 | 0 | 0 | 0 | 0 | 0
IGCC | 0 | 0 | 0 | 0 | 0 | 0
DemandResponse | 0 | 0 | 0 | 0 | 0 | 0
IGCC-CCS | 0 | 0 | 0 | 0 | 0 | 0
WT_off | 0 | 0 | 0 | 0 | 0 | 0
PseudoUnit | 0 | 0 | 0 | 0 | 0 | 0
FixedInterchange | 0 | 0 | 0 | 0 | 0 | 0
CO2 Emissions (MMmetricTons): EI
ReportingType | 2015 | 2020 | 2025 | 2030 | 2035 | 2040
BM | 0 | 0 | 0 | 0 | 0 | 0
CC | 220.35 | 248.18 | 203.1 | 195.51 | 242.05 | 250.88
CSP | 0 | 0 | 0 | 0 | 0 | 0
CT | 0.35 | 1.03 | 1 | 1.02 | 0.03 | 0
Coal | 1313.97 | 1139.76 | 1189.52 | 1203.98 | 1225.41 | 1333.82
Geo | 0 | 0 | 0 | 0 | 0 | 0
H | 0 | 0 | 0 | 0 | 0 | 0
LFG | 0 | 0 | 0 | 0 | 0 | 0
Nuc | 0 | 0 | 0 | 0 | 0 | 0
PS | 0 | 0 | 0 | 0 | 0 | 0
PV | 0 | 0 | 0 | 0 | 0 | 0
PeakG | 2.1 | 6.37 | 5.49 | 4.3 | 7.08 | 7.39
PeakO | 0 | 0.02 | 0.03 | 0.03 | 0.03 | 0.03
ST | 0 | 0 | 0 | 0 | 0 | 0
STOG | 2.18 | 1.84 | 0.47 | 0.34 | 0.52 | 0.53
STWD | 0 | 0 | 0 | 0 | 0 | 0
WT | 0 | 0 | 0 | 0 | 0 | 0
IGCC | 3.76 | 3.76 | 3.76 | 3.76 | 3.76 | 3.76
DemandResponse | 0 | 0 | 0 | 0 | 0 | 0
IGCC-CCS | 0 | 0 | 0 | 0 | 0 | 0
WT_off | 0 | 0 | 0 | 0 | 0 | 0
PseudoUnit | 0 | 0 | 0 | 0 | 0 | 0
FixedInterchange | 0 | 0 | 0 | 0 | 0 | 0
CO2 Emissions (MMmetricTons): Outside_EI
ReportingType | 2015 | 2020 | 2025 | 2030 | 2035 | 2040
BM | 0 | 0 | 0 | 0 | 0 | 0
CC | 139.78 | 124.7 | 109.44 | 113.27 | 114.49 | 88.7
CSP | 0 | 0 | 0 | 0 | 0 | 0
CT | 0 | 0.03 | 0.07 | 0.1 | 0 | 0
Coal | 371.69 | 390.09 | 403.49 | 403.98 | 411.57 | 447.14
Geo | 0 | 0 | 0 | 0 | 0 | 0
H | 0 | 0 | 0 | 0 | 0 | 0
LFG | 0 | 0 | 0 | 0 | 0 | 0
Nuc | 0 | 0 | 0 | 0 | 0 | 0
PS | 0 | 0 | 0 | 0 | 0 | 0
PV | 0 | 0 | 0 | 0 | 0 | 0
PeakG | 0.03 | 0.36 | 0.55 | 0.59 | 0.6 | 0.46
PeakO | 0 | 0 | 0 | 0 | 0 | 0
ST | 0 | 0 | 0 | 0 | 0 | 0
STOG | 2.13 | 2.44 | 1.41 | 0.94 | 0.68 | 0
STWD | 0 | 0 | 0 | 0 | 0 | 0
WT | 0 | 0 | 0 | 0 | 0 | 0
IGCC | 0 | 0 | 0 | 0 | 0 | 0
DemandResponse | 0 | 0 | 0 | 0 | 0 | 0
IGCC-CCS | 0 | 0 | 0 | 0 | 0 | 0
WT_off | 0 | 0 | 0 | 0 | 0 | 0
PseudoUnit | 0 | 0 | 0 | 0 | 0 | 0
FixedInterchange | 0 | 0 | 0 | 0 | 0 | 0
#6 | Fuel Cost [includes coal shadow price] ($million)
Fuel Cost by Reporting Type: Entergy
ReportingType | 2015 | 2020 | 2025 | 2030 | 2035 | 2040
BM | 0 | 0 | 0 | 0 | 0 | 0
CC | 1983.73 | 2630.4 | 2353.42 | 2309.89 | 2598.19 | 2849.68
CSP | 0 | 0 | 0 | 0 | 0 | 0
CT | 0 | 0 | 0 | 0 | 0 | 0
Coal | 1428.75 | 1091.19 | 1211.29 | 1231.64 | 1326.55 | 1413.28
Geo | 0 | 0 | 0 | 0 | 0 | 0
H | 0 | 0 | 0 | 0 | 0 | 0
LFG | 0 | 0 | 0.06 | 0.14 | 0.14 | 0.14
Nuc | 372.97 | 380.57 | 404.36 | 412.26 | 348.24 | 272.43
PS | 0 | 0 | 0 | 0 | 0 | 0
PV | 0 | 0 | 0 | 0 | 0 | 0
PeakG | 0 | 28.68 | 10.52 | 0 | 0 | 0
PeakO | 0 | 0.2 | 0 | 0 | 0 | 0
ST | 0 | 0 | 0 | 0 | 0 | 0
STOG | 39.95 | 0 | 0 | 0 | 0 | 0
STWD | 0 | 0 | 0 | 0 | 0 | 0
WT | 0 | 0 | 0 | 0 | 0 | 0
IGCC | 0 | 0 | 0 | 0 | 0 | 0
DemandResponse | 0 | 0 | 0 | 0 | 0.01 | 0.01
IGCC-CCS | 0 | 0 | 0 | 0 | 0 | 0
WT_off | 0 | 0 | 0 | 0 | 0 | 0
PseudoUnit | 0 | 0 | 0 | 0 | 0 | 0
FixedInterchange | 0 | 0 | 0 | 0 | 0 | 0
Fuel Cost by Reporting Type: FRCC
ReportingType | 2015 | 2020 | 2025 | 2030 | 2035 | 2040
BM | 0 | 0 | 0 | 0 | 0 | 0
CC | 5892.21 | 6504.77 | 7183.29 | 7863.92 | 9739.03 | 11549.13
CSP | 0 | 0 | 0 | 0 | 0 | 0
CT | 31.64 | 83.68 | 95.38 | 115.09 | 0 | 0
Coal | 1632.87 | 1691.66 | 1898.86 | 1959.25 | 2074.75 | 2123.89
Geo | 0 | 0 | 0 | 0 | 0 | 0
H | 0 | 0 | 0 | 0 | 0 | 0
LFG | 0 | 0 | 0.25 | 0.25 | 0.25 | 0.25
Nuc | 282.48 | 288.24 | 306.26 | 312.24 | 190.15 | 63.41
PS | 0 | 0 | 0 | 0 | 0 | 0
PV | 0 | 0 | 0 | 0 | 0 | 0
PeakG | 34.59 | 145.04 | 165.34 | 159.76 | 229.81 | 336.05
PeakO | 0 | 0.78 | 0 | 0 | 0 | 0
ST | 0 | 0 | 0 | 0 | 0 | 0
STOG | 36.8 | 0 | 0 | 0 | 0 | 0
STWD | 0 | 5.85 | 9.73 | 9.73 | 9.73 | 16.21
WT | 0 | 0 | 0 | 0 | 0 | 0
IGCC | 0 | 0 | 0 | 0 | 0 | 0
DemandResponse | 0 | 0 | 0.05 | 0.11 | 0.16 | 0.21
IGCC-CCS | 0 | 0 | 0 | 0 | 0 | 0
WT_off | 0 | 0 | 0 | 0 | 0 | 0
PseudoUnit | 0 | 0 | 0 | 0 | 0 | 0
FixedInterchange | 0 | 0 | 0 | 0 | 0 | 0
Fuel Cost by Reporting Type: MAPP_US
ReportingType | 2015 | 2020 | 2025 | 2030 | 2035 | 2040
BM | 0 | 0 | 0 | 0 | 0 | 0
CC | 0 | 0 | 0 | 0 | 0 | 0
CSP | 0 | 0 | 0 | 0 | 0 | 0
CT | 0 | 0.15 | 0.6 | 0.64 | 0 | 0
Coal | 263.8 | 228.26 | 228.26 | 228.26 | 228.26 | 268.16
Geo | 0 | 0 | 0 | 0 | 0 | 0
H | 0 | 0 | 0 | 0 | 0 | 0
LFG | 0 | 0 | 0.09 | 0.09 | 0.09 | 0.09
Nuc | 0 | 0 | 0 | 0 | 0 | 0
PS | 0 | 0 | 0 | 0 | 0 | 0
PV | 0 | 0 | 0 | 0 | 0 | 0
PeakG | 1.11 | 6.36 | 1.25 | 1.37 | 5.77 | 3.31
PeakO | 0 | 0 | 0 | 0 | 0 | 0
ST | 0 | 0 | 0 | 0 | 0 | 0
STOG | 0 | 0 | 0 | 0 | 0 | 0
STWD | 0 | 0 | 0 | 0 | 0 | 0
WT | 0 | 0 | 0 | 0 | 0 | 0
IGCC | 0 | 0 | 0 | 0 | 0 | 0
DemandResponse | 0 | 0 | 0 | 0 | 0 | 0
IGCC-CCS | 0 | 0 | 0 | 0 | 0 | 0
WT_off | 0 | 0 | 0 | 0 | 0 | 0
PseudoUnit | 0 | 0 | 0 | 0 | 0 | 0
FixedInterchange | 0 | 0 | 0 | 0 | 0 | 0
Fuel Cost by Reporting Type: MISO_IN
ReportingType | 2015 | 2020 | 2025 | 2030 | 2035 | 2040
BM | 0 | 0 | 0 | 0 | 0 | 0
CC | 113.13 | 204.97 | 151.55 | 151.94 | 251.98 | 266.38
CSP | 0 | 0 | 0 | 0 | 0 | 0
CT | 0 | 0 | 0 | 0 | 0 | 0
Coal | 1704.13 | 1785.82 | 1847.06 | 1901.43 | 2108.25 | 2171.05
Geo | 0 | 0 | 0 | 0 | 0 | 0
H | 0 | 0 | 0 | 0 | 0 | 0
LFG | 0 | 0 | 0 | 0.1 | 0.1 | 0.1
Nuc | 0 | 0 | 0 | 0 | 0 | 0
PS | 0 | 0 | 0 | 0 | 0 | 0
PV | 0 | 0 | 0 | 0 | 0 | 0
PeakG | 0.83 | 5.19 | 6.34 | 6.91 | 22.69 | 24.46
PeakO | 0 | 0 | 0 | 0 | 0 | 0
ST | 0 | 0 | 0 | 0 | 0 | 0
STOG | 2.78 | 6.14 | 0 | 0 | 0 | 0
STWD | 0 | 0 | 0 | 0 | 0 | 0
WT | 0 | 0 | 0 | 0 | 0 | 0
IGCC | 89.88 | 91.06 | 90.99 | 92.46 | 97.69 | 100.48
DemandResponse | 0 | 0 | 0 | 0 | 0 | 0
IGCC-CCS | 0 | 0 | 0 | 0 | 0 | 0
WT_off | 0 | 0 | 0 | 0 | 0 | 0
PseudoUnit | 0 | 0 | 0 | 0 | 0 | 0
FixedInterchange | 0 | 0 | 0 | 0 | 0 | 0
Fuel Cost by Reporting Type: MISO_MI
ReportingType | 2015 | 2020 | 2025 | 2030 | 2035 | 2040
BM | 0 | 0 | 0 | 0 | 0 | 0
CC | 380.58 | 517.47 | 304.15 | 286.81 | 451.58 | 443.47
CSP | 0 | 0 | 0 | 0 | 0 | 0
CT | 0 | 0 | 0 | 0 | 0 | 0
Coal | 1083.33 | 911.82 | 918.25 | 924.69 | 996.75 | 1021.9
Geo | 0 | 0 | 0 | 0 | 0 | 0
H | 0 | 0 | 0 | 0 | 0 | 0
LFG | 0 | 0 | 0.2 | 0.2 | 0.2 | 0.2
Nuc | 139.75 | 142.6 | 151.51 | 154.47 | 90.85 | 90.85
PS | 0 | 0 | 0 | 0 | 0 | 0
PV | 0 | 0 | 0 | 0 | 0 | 0
PeakG | 1.47 | 5.98 | 7.32 | 8.01 | 26.33 | 28.45
PeakO | 0 | 0 | 0 | 0 | 0 | 0
ST | 0 | 0 | 0 | 0 | 0 | 0
STOG | 19.58 | 37.4 | 0 | 0 | 0 | 0
STWD | 6.19 | 39.15 | 7.69 | 6.19 | 7.28 | 13.44
WT | 0 | 0 | 0 | 0 | 0 | 0
IGCC | 0 | 0 | 0 | 0 | 0 | 0
DemandResponse | 0 | 0 | 0 | 0 | 0 | 0
IGCC-CCS | 0 | 0 | 0 | 0 | 0 | 0
WT_off | 0 | 0 | 0 | 0 | 0 | 0
PseudoUnit | 0 | 0 | 0 | 0 | 0 | 0
FixedInterchange | 0 | 0 | 0 | 0 | 0 | 0
Fuel Cost by Reporting Type: MISO_MO-IL
ReportingType | 2015 | 2020 | 2025 | 2030 | 2035 | 2040
BM | 0 | 0 | 0 | 0 | 0 | 0
CC | 78.49 | 126.2 | 98.94 | 68.39 | 161.81 | 77.52
CSP | 0 | 0 | 0 | 0 | 0 | 0
CT | 0 | 0 | 0 | 0 | 0 | 0
Coal | 1893.32 | 1338.7 | 1405.17 | 1425.86 | 1628.1 | 1668.31
Geo | 0 | 0 | 0 | 0 | 0 | 0
H | 0 | 0 | 0 | 0 | 0 | 0
LFG | 0 | 0 | 0.29 | 0.29 | 0.29 | 0.29
Nuc | 143.46 | 146.38 | 155.53 | 158.57 | 158.57 | 158.57
PS | 0 | 0 | 0 | 0 | 0 | 0
PV | 0 | 0 | 0 | 0 | 0 | 0
PeakG | 6.76 | 30.79 | 51.74 | 30.17 | 64.59 | 49.15
PeakO | 0 | 0 | 0 | 0 | 0 | 0
ST | 0 | 0 | 0 | 0 | 0 | 0
STOG | 5.74 | 12.31 | 0 | 0 | 0 | 0
STWD | 0 | 0 | 0 | 0 | 0 | 0
WT | 0 | 0 | 0 | 0 | 0 | 0
IGCC | 0 | 0 | 0 | 0 | 0 | 0
DemandResponse | 0 | 0 | 0 | 0 | 0 | 0
IGCC-CCS | 0 | 0 | 0 | 0 | 0 | 0
WT_off | 0 | 0 | 0 | 0 | 0 | 0
PseudoUnit | 0 | 0 | 0 | 0 | 0 | 0
FixedInterchange | 0 | 0 | 0 | 0 | 0 | 0
Fuel Cost by Reporting Type: MISO_W
ReportingType | 2015 | 2020 | 2025 | 2030 | 2035 | 2040
BM | 0 | 0 | 0 | 0 | 0 | 0
CC | 279.48 | 331.43 | 224.06 | 183.35 | 250.38 | 187
CSP | 0 | 0 | 0 | 0 | 0 | 0
CT | 0 | 0 | 0 | 0 | 0 | 0
Coal | 1494.72 | 1334.08 | 1350.1 | 1375.49 | 1426.18 | 2126.22
Geo | 0 | 0 | 0 | 0 | 0 | 0
H | 0 | 0 | 0 | 0 | 0 | 0
LFG | 0 | 0 | 0.09 | 0.09 | 0.09 | 0.09
Nuc | 152.53 | 155.64 | 165.37 | 168.6 | 0.01 | 0.01
PS | 0 | 0 | 0 | 0 | 0 | 0
PV | 0 | 0 | 0 | 0 | 0 | 0
PeakG | 13.56 | 21.16 | 19.48 | 21.3 | 32.79 | 17.04
PeakO | 0 | 0.61 | 0 | 0 | 0 | 0
ST | 0 | 0 | 0 | 0 | 0 | 0
STOG | 0 | 0 | 0 | 0 | 0 | 0
STWD | 0 | 20.79 | 0 | 0 | 0 | 0
WT | 0 | 0 | 0 | 0 | 0 | 0
IGCC | 0 | 0 | 0 | 0 | 0 | 0
DemandResponse | 0 | 0 | 0 | 0 | 0 | 0
IGCC-CCS | 0 | 0 | 0 | 0 | 0 | 0
WT_off | 0 | 0 | 0 | 0 | 0 | 0
PseudoUnit | 0 | 0 | 0 | 0 | 0 | 0
FixedInterchange | 0 | 0 | 0 | 0 | 0 | 0
Fuel Cost by Reporting Type: MISO_WUMS
ReportingType | 2015 | 2020 | 2025 | 2030 | 2035 | 2040
BM | 0 | 0 | 0 | 0 | 0 | 0
CC | 428.38 | 530.41 | 400.88 | 330.9 | 656.08 | 586.05
CSP | 0 | 0 | 0 | 0 | 0 | 0
CT | 0 | 0 | 0 | 0 | 0 | 0
Coal | 565.32 | 614.99 | 672.78 | 702.92 | 894.57 | 911.01
Geo | 0 | 0 | 0 | 0 | 0 | 0
H | 0 | 0 | 0 | 0 | 0 | 0
LFG | 0 | 0 | 0.29 | 0.29 | 0.29 | 0.29
Nuc | 120.89 | 123.35 | 131.06 | 133.62 | 0.01 | 0.01
PS | 0 | 0 | 0 | 0 | 0 | 0
PV | 0 | 0 | 0 | 0 | 0 | 0
PeakG | 3.72 | 5.39 | 6.67 | 13.54 | 23.76 | 22.08
PeakO | 0 | 0.29 | 0 | 0 | 0 | 0
ST | 0 | 0 | 0 | 0 | 0 | 0
STOG | 0 | 0 | 0 | 0 | 0 | 0
STWD | 0 | 3.67 | 0 | 0 | 0 | 0
WT | 0 | 0 | 0 | 0 | 0 | 0
IGCC | 0 | 0 | 0 | 0 | 0 | 0
DemandResponse | 0 | 0 | 0 | 0 | 0 | 0
IGCC-CCS | 0 | 0 | 0 | 0 | 0 | 0
WT_off | 0 | 0 | 0 | 0 | 0 | 0
PseudoUnit | 0 | 0 | 0 | 0 | 0 | 0
FixedInterchange | 0 | 0 | 0 | 0 | 0 | 0
Fuel Cost by Reporting Type: Nebraska
ReportingType | 2015 | 2020 | 2025 | 2030 | 2035 | 2040
BM | 0 | 0 | 0 | 0 | 0 | 0
CC | 8.44 | 17.45 | 11.04 | 7.28 | 17.39 | 15.13
CSP | 0 | 0 | 0 | 0 | 0 | 0
CT | 0 | 0 | 0 | 0 | 0 | 0
Coal | 451.13 | 414.52 | 412 | 411.04 | 441.39 | 559.38
Geo | 0 | 0 | 0 | 0 | 0 | 0
H | 0 | 0 | 0 | 0 | 0 | 0
LFG | 0 | 0 | 0 | 0.09 | 0.09 | 0.09
Nuc | 83.67 | 85.37 | 90.71 | 92.48 | 0.01 | 0.01
PS | 0 | 0 | 0 | 0 | 0 | 0
PV | 0 | 0 | 0 | 0 | 0 | 0
PeakG | 3.22 | 6.04 | 3.97 | 3.37 | 13.93 | 9.81
PeakO | 0 | 0 | 0 | 0 | 0 | 0
ST | 0 | 0 | 0 | 0 | 0 | 0
STOG | 0 | 0 | 0 | 0 | 0 | 0
STWD | 0 | 0 | 0 | 0 | 0 | 0
WT | 0 | 0 | 0 | 0 | 0 | 0
IGCC | 0 | 0 | 0 | 0 | 0 | 0
DemandResponse | 0 | 0 | 0 | 0 | 0 | 0
IGCC-CCS | 0 | 0 | 0 | 0 | 0 | 0
WT_off | 0 | 0 | 0 | 0 | 0 | 0
PseudoUnit | 0 | 0 | 0 | 0 | 0 | 0
FixedInterchange | 0 | 0 | 0 | 0 | 0 | 0
Fuel Cost by Reporting Type: NEISO
ReportingType | 2015 | 2020 | 2025 | 2030 | 2035 | 2040
BM | 128.98 | 73.83 | 2.15 | 1.99 | 79.49 | 37.38
CC | 1143.3 | 764.73 | 633.83 | 658.9 | 1248.77 | 1534.03
CSP | 0 | 0 | 0 | 0 | 0 | 0
CT | 0.14 | 0.52 | 0.57 | 0.6 | 0 | 0
Coal | 1.14 | 0 | 0 | 0 | 0 | 0
Geo | 0 | 0 | 0 | 0 | 0 | 0
H | 0 | 0 | 0 | 0 | 0 | 0
LFG | 0.06 | 0.06 | 0.15 | 0.15 | 0.15 | 0.15
Nuc | 293.25 | 299.23 | 317.93 | 324.14 | 234.19 | 173
PS | 0 | 0 | 0 | 0 | 0 | 0
PV | 0 | 0 | 0 | 0 | 0 | 0
PeakG | 1.44 | 1.78 | 1.47 | 0 | 0 | 0
PeakO | 0 | 0 | 0 | 0 | 0 | 0
ST | 0 | 0 | 0 | 0 | 0 | 0
STOG | 0 | 0 | 0 | 0 | 0 | 0
STWD | 220.68 | 34.05 | 0 | 0 | 0 | 0
WT | 0 | 0 | 0 | 0 | 0 | 0
IGCC | 0 | 0 | 0 | 0 | 0 | 0
DemandResponse | 0 | 0 | 0 | 0 | 0 | 0.01
IGCC-CCS | 0 | 0 | 0 | 0 | 0 | 0
WT_off | 0 | 0 | 0 | 0 | 0 | 0
PseudoUnit | 0 | 0 | 0 | 0 | 0 | 0
FixedInterchange | 0 | 0 | 0 | 0 | 0 | 0
Fuel Cost by Reporting Type: NonRTO_Midwest
ReportingType | 2015 | 2020 | 2025 | 2030 | 2035 | 2040
BM | 0 | 0 | 0 | 0 | 0 | 0
CC | 0 | 0 | 0 | 0 | 0 | 0
CSP | 0 | 0 | 0 | 0 | 0 | 0
CT | 0 | 0 | 0 | 0 | 0 | 0
Coal | 1301.57 | 1280.78 | 1272.24 | 1321.22 | 1438.85 | 1489.69
Geo | 0 | 0 | 0 | 0 | 0 | 0
H | 0 | 0 | 0 | 0 | 0 | 0
LFG | 0 | 0 | 0 | 0.2 | 0.2 | 0.2
Nuc | 0 | 0 | 0 | 0 | 0 | 0
PS | 0 | 0 | 0 | 0 | 0 | 0
PV | 0 | 0 | 0 | 0 | 0 | 0
PeakG | 9.22 | 56.8 | 26.14 | 23.41 | 30.85 | 17.72
PeakO | 0 | 0.03 | 0 | 0 | 0 | 0
ST | 0 | 0 | 0 | 0 | 0 | 0
STOG | 0 | 0 | 0 | 0 | 0 | 0
STWD | 0 | 0 | 0 | 0 | 0 | 0
WT | 0 | 0 | 0 | 0 | 0 | 0
IGCC | 0 | 0 | 0 | 0 | 0 | 0
DemandResponse | 0 | 0 | 0 | 0 | 0.03 | 0.02
IGCC-CCS | 0 | 0 | 0 | 0 | 0 | 0
WT_off | 0 | 0 | 0 | 0 | 0 | 0
PseudoUnit | 0 | 0 | 0 | 0 | 0 | 0
FixedInterchange | 0 | 0 | 0 | 0 | 0 | 0
Fuel Cost by Reporting Type: NYISO_A-F
ReportingType | 2015 | 2020 | 2025 | 2030 | 2035 | 2040
BM | 0 | 0 | 0 | 0 | 0 | 0
CC | 201.09 | 207.91 | 200.28 | 219.88 | 536.23 | 840.24
CSP | 0 | 0 | 0 | 0 | 0 | 0
CT | 0 | 0 | 0 | 0 | 0 | 0
Coal | 0 | 0 | 0 | 0 | 0 | 0
Geo | 0 | 0 | 0 | 0 | 0 | 0
H | 0 | 0 | 0 | 0 | 0 | 0
LFG | 0.01 | 0.01 | 0.01 | 0.09 | 0.09 | 0.09
Nuc | 217.02 | 221.45 | 235.29 | 195.6 | 154.22 | 93.47
PS | 0 | 0 | 0 | 0 | 0 | 0
PV | 0 | 0 | 0 | 0 | 0 | 0
PeakG | 0 | 0.2 | 0.36 | 0.39 | 0.41 | 1.45
PeakO | 0 | 0 | 0 | 0 | 0 | 0
ST | 0 | 0 | 0 | 0 | 0 | 0
STOG | 0 | 0 | 0 | 0 | 0 | 0
STWD | 0 | 0 | 0 | 0 | 0 | 0
WT | 0 | 0 | 0 | 0 | 0 | 0
IGCC | 0 | 0 | 0 | 0 | 0 | 0
DemandResponse | 0 | 0 | 0 | 0 | 0 | 0
IGCC-CCS | 0 | 0 | 0 | 0 | 0 | 0
WT_off | 0 | 0 | 0 | 0 | 0 | 0
PseudoUnit | 0 | 0 | 0 | 0 | 0 | 0
FixedInterchange | 0 | 0 | 0 | 0 | 0 | 0
Fuel Cost by Reporting Type: NYISO_G-I
ReportingType | 2015 | 2020 | 2025 | 2030 | 2035 | 2040
BM | 0 | 0 | 0 | 0 | 0 | 0
CC | 203.85 | 213.49 | 197.38 | 227.39 | 573.01 | 1068.81
CSP | 0 | 0 | 0 | 0 | 0 | 0
CT | 0 | 0 | 0 | 0 | 0 | 0
Coal | 51.26 | 0 | 0 | 0 | 0 | 0
Geo | 0 | 0 | 0 | 0 | 0 | 0
H | 0 | 0 | 0 | 0 | 0 | 0
LFG | 0 | 0 | 0 | 0.09 | 0.09 | 0.09
Nuc | 130.64 | 133.3 | 141.63 | 144.4 | 72.41 | 0.03
PS | 0 | 0 | 0 | 0 | 0 | 0
PV | 0 | 0 | 0 | 0 | 0 | 0
PeakG | 0 | 0.16 | 0.18 | 0.19 | 0.22 | 0.22
PeakO | 0 | 0 | 0 | 0 | 0 | 0
ST | 0 | 0 | 0 | 0 | 0 | 0
STOG | 0 | 0 | 0 | 0 | 0 | 0
STWD | 0 | 0 | 0 | 0 | 0 | 0
WT | 0 | 0 | 0 | 0 | 0 | 0
IGCC | 0 | 0 | 0 | 0 | 0 | 0
DemandResponse | 0 | 0 | 0 | 0 | 0 | 0
IGCC-CCS | 0 | 0 | 0 | 0 | 0 | 0
WT_off | 0 | 0 | 0 | 0 | 0 | 0
PseudoUnit | 0 | 0 | 0 | 0 | 0 | 0
FixedInterchange | 0 | 0 | 0 | 0 | 0 | 0
Fuel Cost by Reporting Type: NYISO_J-K
ReportingType | 2015 | 2020 | 2025 | 2030 | 2035 | 2040
BM | 0 | 0 | 0 | 0 | 0 | 0
CC | 704.04 | 844.58 | 888.7 | 937.73 | 1119.15 | 1488.49
CSP | 0 | 0 | 0 | 0 | 0 | 0
CT | 0 | 0 | 0 | 0 | 0 | 0
Coal | 0 | 0 | 0 | 0 | 0 | 0
Geo | 0 | 0 | 0 | 0 | 0 | 0
H | 0 | 0 | 0 | 0 | 0 | 0
LFG | 0 | 0 | 0 | 0.09 | 0.09 | 0.09
Nuc | 0 | 0 | 0 | 0 | 0 | 0
PS | 0 | 0 | 0 | 0 | 0 | 0
PV | 0 | 0 | 0 | 0 | 0 | 0
PeakG | 4.16 | 16.98 | 18.54 | 19.14 | 36.72 | 42.84
PeakO | 0 | 3.96 | 11.37 | 11.78 | 11.98 | 12.21
ST | 0 | 0 | 0 | 0 | 0 | 0
STOG | 28.62 | 40.34 | 43.2 | 33.58 | 54.7 | 60.82
STWD | 0 | 0 | 0 | 0 | 0 | 0
WT | 0 | 0 | 0 | 0 | 0 | 0
IGCC | 0 | 0 | 0 | 0 | 0 | 0
DemandResponse | 0 | 0 | 0 | 0 | 0.01 | 0.01
IGCC-CCS | 0 | 0 | 0 | 0 | 0 | 0
WT_off | 0 | 0 | 0 | 0 | 0 | 0
PseudoUnit | 0 | 0 | 0 | 0 | 0 | 0
FixedInterchange | 0 | 0 | 0 | 0 | 0 | 0
Fuel Cost by Reporting Type: PJM_E
ReportingType | 2015 | 2020 | 2025 | 2030 | 2035 | 2040
BM | 0 | 15.34 | 15.34 | 15.34 | 15.34 | 15.34
CC | 646.29 | 1242.89 | 1287.95 | 1267.69 | 2615.96 | 3658.44
CSP | 0 | 0 | 0 | 0 | 0 | 0
CT | 0.01 | 0.04 | 0.05 | 0 | 0 | 0
Coal | 6.92 | 4.45 | 5.02 | 5.34 | 6.49 | 6.78
Geo | 0 | 0 | 0 | 0 | 0 | 0
H | 0 | 0 | 0 | 0 | 0 | 0
LFG | 0.01 | 0.17 | 0.18 | 0.18 | 0.18 | 0.18
Nuc | 563.79 | 533.75 | 567.11 | 578.18 | 415.32 | 329.35
PS | 0 | 0 | 0 | 0 | 0 | 0
PV | 0 | 0 | 0 | 0 | 0 | 0
PeakG | 3.79 | 4.2 | 21.65 | 27.74 | 64.96 | 72.2
PeakO | 0 | 0 | 0 | 0 | 0 | 0
ST | 0 | 0 | 0 | 0 | 0 | 0
STOG | 0 | 0 | 0 | 0 | 0 | 0
STWD | 0 | 0 | 0 | 0 | 0 | 0
WT | 0 | 0 | 0 | 0 | 0 | 0
IGCC | 0 | 0 | 0 | 0 | 0 | 0
DemandResponse | 0 | 0 | 0 | 0 | 0.1 | 0.17
IGCC-CCS | 0 | 0 | 0 | 0 | 0 | 0
WT_off | 0 | 0 | 0 | 0 | 0 | 0
PseudoUnit | 0 | 0 | 0 | 0 | 0 | 0
FixedInterchange | 0 | 0 | 0 | 0 | 0 | 0
Fuel Cost by Reporting Type: PJM_ROM
ReportingType | 2015 | 2020 | 2025 | 2030 | 2035 | 2040
BM | 0 | 9.21 | 9.21 | 9.21 | 9.21 | 9.21
CC | 381.27 | 675.5 | 706.45 | 724.54 | 1296.39 | 1861.48
CSP | 0 | 0 | 0 | 0 | 0 | 0
CT | 0.01 | 0.03 | 0.1 | 0.1 | 0 | 0
Coal | 1193.18 | 1350.27 | 1414.59 | 1528 | 1575.07 | 1662.38
Geo | 0 | 0 | 0 | 0 | 0 | 0
H | 0 | 0 | 0 | 0 | 0 | 0
LFG | 0.02 | 0.36 | 0.36 | 0.36 | 0.36 | 0.36
Nuc | 337.6 | 344.49 | 366.02 | 373.17 | 244.83 | 178.21
PS | 0 | 0 | 0 | 0 | 0 | 0
PV | 0 | 0 | 0 | 0 | 0 | 0
PeakG | 0.63 | 2.7 | 2.97 | 3.24 | 39.98 | 42.45
PeakO | 0 | 0 | 0 | 0 | 0 | 0
ST | 0 | 0 | 0 | 0 | 0 | 0
STOG | 0 | 0 | 0 | 0 | 0 | 0
STWD | 0 | 35.1 | 35.1 | 35.1 | 35.1 | 35.1
WT | 0 | 0 | 0 | 0 | 0 | 0
IGCC | 0 | 0 | 0 | 0 | 0 | 0
DemandResponse | 0 | 0 | 0 | 0 | 0.01 | 0.04
IGCC-CCS | 0 | 0 | 0 | 0 | 0 | 0
WT_off | 0 | 0 | 0 | 0 | 0 | 0
PseudoUnit | 0 | 0 | 0 | 0 | 0 | 0
FixedInterchange | 0 | 0 | 0 | 0 | 0 | 0
Fuel Cost by Reporting Type: PJM_ROR
ReportingType | 2015 | 2020 | 2025 | 2030 | 2035 | 2040
BM | 0 | 11.05 | 13.48 | 26.97 | 102.24 | 67.47
CC | 1833.99 | 2239.65 | 1761.38 | 1852.64 | 2774.72 | 3306.41
CSP | 0 | 0 | 0 | 0 | 0 | 0
CT | 0.26 | 0.56 | 0.32 | 0.35 | 0 | 0
Coal | 7606.87 | 5621.06 | 5688.87 | 5990.34 | 6406.29 | 6726.79
Geo | 0 | 0 | 0 | 0 | 0 | 0
H | 0 | 0 | 0 | 0 | 0 | 0
LFG | 0.07 | 0.07 | 0.73 | 0.73 | 0.73 | 0.73
Nuc | 1319.64 | 1346.55 | 1430.71 | 1395.54 | 1084.35 | 728.88
PS | 0 | 0 | 0 | 0 | 0 | 0
PV | 0 | 0 | 0 | 0 | 0 | 0
PeakG | 72.08 | 113.15 | 80.35 | 55.62 | 98.88 | 128.53
PeakO | 0 | 0 | 0 | 0 | 0 | 0
ST | 0 | 0 | 0 | 0 | 0 | 0
STOG | 0 | 0 | 0 | 0 | 0 | 0
STWD | 0 | 46.51 | 63.89 | 87.03 | 103.87 | 103.87
WT | 0 | 0 | 0 | 0 | 0 | 0
IGCC | 0 | 0 | 0 | 0 | 0 | 0
DemandResponse | 0 | 0 | 0 | 0 | 0.01 | 0.07
IGCC-CCS | 0 | 0 | 0 | 0 | 0 | 0
WT_off | 0 | 0 | 0 | 0 | 0 | 0
PseudoUnit | 0 | 0 | 0 | 0 | 0 | 0
FixedInterchange | 0 | 0 | 0 | 0 | 0 | 0
Fuel Cost by Reporting Type: SOCO
ReportingType | 2015 | 2020 | 2025 | 2030 | 2035 | 2040
BM | 0 | 0.38 | 1.51 | 1.51 | 2.62 | 2.62
CC | 3514.33 | 3995.22 | 3618.59 | 3930.45 | 4400.78 | 2676.72
CSP | 0 | 0 | 0 | 0 | 0 | 0
CT | 0 | 0 | 0 | 0 | 0 | 0
Coal | 2675.07 | 2417.33 | 2957.94 | 3007.52 | 3137.2 | 4948.13
Geo | 0 | 0 | 0 | 0 | 0 | 0
H | 0 | 0 | 0 | 0 | 0 | 0
LFG | 0 | 0 | 0.14 | 0.14 | 0.14 | 0.14
Nuc | 396.64 | 551.11 | 585.56 | 596.99 | 596.99 | 398.46
PS | 0 | 0 | 0 | 0 | 0 | 0
PV | 0 | 0 | 0 | 0 | 0 | 0
PeakG | 10.49 | 54.33 | 41.42 | 33.89 | 41.73 | 41.98
PeakO | 0 | 0 | 0 | 0 | 0 | 0
ST | 0 | 0 | 0 | 0 | 0 | 0
STOG | 0 | 0 | 0 | 0 | 0 | 0
STWD | 0 | 0 | 0 | 0 | 0 | 0
WT | 0 | 0 | 0 | 0 | 0 | 0
IGCC | 0 | 0 | 0 | 0 | 0 | 0
DemandResponse | 0 | 0 | 0.02 | 0.05 | 0.04 | 0
IGCC-CCS | 0 | 0 | 0 | 0 | 0 | 0
WT_off | 0 | 0 | 0 | 0 | 0 | 0
PseudoUnit | 0 | 0 | 0 | 0 | 0 | 0
FixedInterchange | 0 | 0 | 0 | 0 | 0 | 0
Fuel Cost by Reporting Type: SPP_N
ReportingType | 2015 | 2020 | 2025 | 2030 | 2035 | 2040
BM | 0 | 0 | 0 | 0 | 0 | 0
CC | 208.2 | 145.76 | 99.5 | 91.88 | 73.25 | 57.65
CSP | 0 | 0 | 0 | 0 | 0 | 0
CT | 0 | 0 | 0 | 0 | 0 | 0
Coal | 1105.32 | 915.68 | 915.68 | 915.68 | 979.32 | 1156.12
Geo | 0 | 0 | 0 | 0 | 0 | 0
H | 0 | 0 | 0 | 0 | 0 | 0
LFG | 0 | 0 | 0.12 | 0.12 | 0.12 | 0.12
Nuc | 74.76 | 76.29 | 81.06 | 82.64 | 82.64 | 82.64
PS | 0 | 0 | 0 | 0 | 0 | 0
PV | 0 | 0 | 0 | 0 | 0 | 0
PeakG | 6.68 | 42.71 | 36.26 | 42.44 | 28.92 | 33.11
PeakO | 0 | 0.03 | 0 | 0 | 0 | 0
ST | 0 | 0 | 0 | 0 | 0 | 0
STOG | 10.04 | 0 | 0 | 0 | 0 | 0
STWD | 0 | 0 | 0 | 0 | 0 | 0
WT | 0 | 0 | 0 | 0 | 0 | 0
IGCC | 0 | 0 | 0 | 0 | 0 | 0
DemandResponse | 0 | 0 | 0 | 0 | 0 | 0
IGCC-CCS | 0 | 0 | 0 | 0 | 0 | 0
WT_off | 0 | 0 | 0 | 0 | 0 | 0
PseudoUnit | 0 | 0 | 0 | 0 | 0 | 0
FixedInterchange | 0 | 0 | 0 | 0 | 0 | 0
Fuel Cost by Reporting Type: SPP_S
ReportingType | 2015 | 2020 | 2025 | 2030 | 2035 | 2040
BM | 0 | 0 | 0 | 0 | 0 | 0
CC | 834.97 | 1755.44 | 1427.47 | 1399.51 | 673.73 | 630.1
CSP | 0 | 0 | 0 | 0 | 0 | 0
CT | 0 | 12.12 | 16.78 | 9.24 | 4.35 | 0
Coal | 2091.5 | 1548.21 | 1724.48 | 1741.01 | 1866.5 | 2003.5
Geo | 0 | 0 | 0 | 0 | 0 | 0
H | 0 | 0 | 0 | 0 | 0 | 0
LFG | 0 | 0 | 0 | 0.12 | 0.12 | 0.12
Nuc | 0 | 0 | 0 | 0 | 0 | 0
PS | 0 | 0 | 0 | 0 | 0 | 0
PV | 0 | 0 | 0 | 0 | 0 | 0
PeakG | 0 | 22.79 | 62.19 | 21.12 | 10.07 | 11.23
PeakO | 0 | 0.16 | 0 | 0 | 0 | 0
ST | 0 | 0 | 0 | 0 | 0 | 0
STOG | 47.75 | 69.29 | 0 | 0 | 0 | 0
STWD | 0 | 0.06 | 0 | 0 | 0 | 0
WT | 0 | 0 | 0 | 0 | 0 | 0
IGCC | 0 | 0 | 0 | 0 | 0 | 0
DemandResponse | 0 | 0 | 0 | 0 | 0 | 0
IGCC-CCS | 0 | 0 | 0 | 0 | 0 | 0
WT_off | 0 | 0 | 0 | 0 | 0 | 0
PseudoUnit | 0 | 0 | 0 | 0 | 0 | 0
FixedInterchange | 0 | 0 | 0 | 0 | 0 | 0
Fuel Cost by Reporting Type: TVA
ReportingType | 2015 | 2020 | 2025 | 2030 | 2035 | 2040
BM | 0 | 0 | 0 | 0 | 0 | 0
CC | 717.15 | 944.2 | 778.4 | 737.62 | 1470.14 | 1272.9
CSP | 0 | 0 | 0 | 0 | 0 | 0
CT | 0 | 0 | 0 | 0 | 0 | 0
Coal | 1691.64 | 1390.26 | 1401.92 | 1424.18 | 1502.65 | 1933.23
Geo | 0 | 0 | 0 | 0 | 0 | 0
H | 0 | 0 | 0 | 0 | 0 | 0
LFG | 0 | 0 | 0.08 | 0.14 | 0.14 | 0.14
Nuc | 542.87 | 553.94 | 588.56 | 600.05 | 420.73 | 329.46
PS | 0 | 0 | 0 | 0 | 0 | 0
PV | 0 | 0 | 0 | 0 | 0 | 0
PeakG | 0 | 2.73 | 0 | 0 | 0 | 0
PeakO | 0 | 0 | 0 | 0 | 0 | 0
ST | 0 | 0 | 0 | 0 | 0 | 0
STOG | 0 | 0 | 0 | 0 | 0 | 0
STWD | 0 | 0 | 0 | 0 | 0 | 0
WT | 0 | 0 | 0 | 0 | 0 | 0
IGCC | 0 | 0 | 0 | 0 | 0 | 0
DemandResponse | 0 | 0 | 0.05 | 0.04 | 0.2 | 0.14
IGCC-CCS | 0 | 0 | 0 | 0 | 0 | 0
WT_off | 0 | 0 | 0 | 0 | 0 | 0
PseudoUnit | 0 | 0 | 0 | 0 | 0 | 0
FixedInterchange | 0 | 0 | 0 | 0 | 0 | 0
Fuel Cost by Reporting Type: TVA_Transmission
ReportingType | 2015 | 2020 | 2025 | 2030 | 2035 | 2040
BM | 0 | 0 | 0 | 0 | 0 | 0
CC | 0 | 0 | 0 | 0 | 0 | 0
CSP | 0 | 0 | 0 | 0 | 0 | 0
CT | 0 | 0 | 0 | 0 | 0 | 0
Coal | 0 | 0 | 0 | 0 | 0 | 0
Geo | 0 | 0 | 0 | 0 | 0 | 0
H | 0 | 0 | 0 | 0 | 0 | 0
LFG | 0 | 0 | 0 | 0 | 0 | 0
Nuc | 0 | 0 | 0 | 0 | 0 | 0
PS | 0 | 0 | 0 | 0 | 0 | 0
PV | 0 | 0 | 0 | 0 | 0 | 0
PeakG | 0 | 0 | 0 | 0 | 0 | 0
PeakO | 0 | 0 | 0 | 0 | 0 | 0
ST | 0 | 0 | 0 | 0 | 0 | 0
STOG | 0 | 0 | 0 | 0 | 0 | 0
STWD | 0 | 0 | 0 | 0 | 0 | 0
WT | 0 | 0 | 0 | 0 | 0 | 0
IGCC | 0 | 0 | 0 | 0 | 0 | 0
DemandResponse | 0 | 0 | 0 | 0 | 0 | 0
IGCC-CCS | 0 | 0 | 0 | 0 | 0 | 0
WT_off | 0 | 0 | 0 | 0 | 0 | 0
PseudoUnit | 0 | 0 | 0 | 0 | 0 | 0
FixedInterchange | 0 | 0 | 0 | 0 | 0 | 0
Fuel Cost by Reporting Type: VACAR
ReportingType | 2015 | 2020 | 2025 | 2030 | 2035 | 2040
BM | 0.47 | 80.41 | 238.29 | 259.12 | 259.12 | 270.43
CC | 1213.06 | 1217.31 | 922.64 | 918.1 | 1626.66 | 2292.42
CSP | 0 | 0 | 0 | 0 | 0 | 0
CT | 4.22 | 17 | 9.72 | 10.41 | 0 | 0
Coal | 2608.9 | 2145.51 | 2608.12 | 2781.67 | 3151.11 | 3266.22
Geo | 0 | 0 | 0 | 0 | 0 | 0
H | 0 | 0 | 0 | 0 | 0 | 0
LFG | 0 | 0.14 | 0.14 | 0.14 | 0.14 | 0.14
Nuc | 730.67 | 900.6 | 956.89 | 975.58 | 746.08 | 614.79
PS | 0 | 0 | 0 | 0 | 0 | 0
PV | 0 | 0 | 0 | 0 | 0 | 0
PeakG | 8.8 | 52.57 | 43.44 | 45.18 | 162.09 | 199.59
PeakO | 0 | 0 | 0 | 0 | 0 | 0
ST | 0 | 0 | 0 | 0 | 0 | 0
STOG | 0 | 0 | 0 | 0 | 0 | 0
STWD | 159.73 | 159.73 | 159.73 | 138.36 | 159.73 | 159.73
WT | 0 | 0 | 0 | 0 | 0 | 0
IGCC | 0 | 0 | 0 | 0 | 0 | 0
DemandResponse | 0 | 0 | 0.01 | 0.04 | 0.29 | 0.33
IGCC-CCS | 0 | 0 | 0 | 0 | 0 | 0
WT_off | 0 | 0 | 0 | 0 | 0 | 0
PseudoUnit | 0 | 0 | 0 | 0 | 0 | 0
FixedInterchange | 0 | 0 | 0 | 0 | 0 | 0
Fuel Cost by Reporting Type: IESO
ReportingType | 2015 | 2020 | 2025 | 2030 | 2035 | 2040
BM | 0 | 0.26 | 0.76 | 0.62 | 0.89 | 2.5
CC | 11.68 | 8.64 | 7.56 | 7.62 | 194.75 | 267.44
CSP | 0 | 0 | 0 | 0 | 0 | 0
CT | 0 | 0.18 | 0.71 | 0.77 | 0 | 0
Coal | 0 | 0 | 0 | 0 | 0 | 0
Geo | 0 | 0 | 0 | 0 | 0 | 0
H | 0 | 0 | 0 | 0 | 0 | 0
LFG | 0.02 | 0.02 | 0.02 | 0.02 | 0.02 | 0.02
Nuc | 854.23 | 871.65 | 926.13 | 944.22 | 869.51 | 757.81
PS | 0 | 0 | 0 | 0 | 0 | 0
PV | 0 | 0 | 0 | 0 | 0 | 0
PeakG | 0 | 0 | 0 | 0 | 0 | 0
PeakO | 0 | 0 | 0 | 0 | 0 | 0
ST | 0 | 0 | 0 | 0 | 0 | 0
STOG | 0 | 0 | 0 | 0 | 0 | 0
STWD | 0 | 0 | 0 | 0 | 0 | 0
WT | 0 | 0 | 0 | 0 | 0 | 0
IGCC | 0 | 0 | 0 | 0 | 0 | 0
DemandResponse | 0 | 0 | 0 | 0 | 0 | 0
IGCC-CCS | 0 | 0 | 0 | 0 | 0 | 0
WT_off | 0 | 0 | 0 | 0 | 0 | 0
PseudoUnit | 0 | 0 | 0 | 0 | 0 | 0
FixedInterchange | 0 | 0 | 0 | 0 | 0 | 0
Fuel Cost by Reporting Type: MAPP_CA
ReportingType | 2015 | 2020 | 2025 | 2030 | 2035 | 2040
BM | 0 | 0 | 0 | 0 | 0 | 0
CC | 98.7 | 147.79 | 100.77 | 91.63 | 67.2 | 0
CSP | 0 | 0 | 0 | 0 | 0 | 0
CT | 0 | 0 | 0 | 0 | 0 | 0
Coal | 9.95 | 29.89 | 0.94 | 0 | 0 | 0
Geo | 0 | 0 | 0 | 0 | 0 | 0
H | 0 | 0 | 0 | 0 | 0 | 0
LFG | 0 | 0 | 0 | 0 | 0 | 0
Nuc | 0 | 0 | 0 | 0 | 0 | 0
PS | 0 | 0 | 0 | 0 | 0 | 0
PV | 0 | 0 | 0 | 0 | 0 | 0
PeakG | 0.05 | 0.7 | 1.2 | 1.32 | 0 | 0
PeakO | 0 | 0 | 0.04 | 0 | 0 | 0
ST | 0 | 0 | 0 | 0 | 0 | 0
STOG | 0.18 | 0.25 | 0.29 | 0 | 0 | 0
STWD | 0 | 0 | 0 | 0 | 0 | 0
WT | 0 | 0 | 0 | 0 | 0 | 0
IGCC | 0 | 0 | 0 | 0 | 0 | 0
DemandResponse | 0 | 0 | 0 | 0 | 0 | 0
IGCC-CCS | 0 | 0 | 0 | 0 | 0 | 0
WT_off | 0 | 0 | 0 | 0 | 0 | 0
PseudoUnit | 0 | 0 | 0 | 0 | 0 | 0
FixedInterchange | 0 | 0 | 0 | 0 | 0 | 0
Fuel Cost by Reporting Type: AZ_NM_SNV_Coal
ReportingType | 2015 | 2020 | 2025 | 2030 | 2035 | 2040
BM | 0 | 0 | 0 | 0 | 0 | 0
CC | 0 | 0 | 0 | 0 | 0 | 0
CSP | 0 | 0 | 0 | 0 | 0 | 0
CT | 0 | 0 | 0 | 0 | 0 | 0
Coal | 1213.44 | 1294.74 | 1294.74 | 1294.74 | 1466.82 | 2348.43
Geo | 0 | 0 | 0 | 0 | 0 | 0
H | 0 | 0 | 0 | 0 | 0 | 0
LFG | 0 | 0 | 0 | 0 | 0 | 0
Nuc | 0 | 0 | 0 | 0 | 0 | 0
PS | 0 | 0 | 0 | 0 | 0 | 0
PV | 0 | 0 | 0 | 0 | 0 | 0
PeakG | 0 | 0 | 0 | 0 | 0 | 0
PeakO | 0 | 0 | 0 | 0 | 0 | 0
ST | 0 | 0 | 0 | 0 | 0 | 0
STOG | 0 | 0 | 0 | 0 | 0 | 0
STWD | 0 | 0 | 0 | 0 | 0 | 0
WT | 0 | 0 | 0 | 0 | 0 | 0
IGCC | 0 | 0 | 0 | 0 | 0 | 0
DemandResponse | 0 | 0 | 0 | 0 | 0 | 0
IGCC-CCS | 0 | 0 | 0 | 0 | 0 | 0
WT_off | 0 | 0 | 0 | 0 | 0 | 0
PseudoUnit | 0 | 0 | 0 | 0 | 0 | 0
FixedInterchange | 0 | 0 | 0 | 0 | 0 | 0
Fuel Cost by Reporting Type: AZ_NM_SNV_Gas
ReportingType | 2015 | 2020 | 2025 | 2030 | 2035 | 2040
BM | 0 | 0 | 0 | 0 | 0 | 0
CC | 3340.62 | 3818.77 | 4215.14 | 4759.77 | 5293.8 | 5694.16
CSP | 0 | 0 | 0 | 0 | 0 | 0
CT | 0 | 0.39 | 1.53 | 5.26 | 0 | 0
Coal | 0 | 0 | 0 | 0 | 0 | 0
Geo | 0 | 0 | 0 | 0 | 0 | 0
H | 0 | 0 | 0 | 0 | 0 | 0
LFG | 0 | 0 | 0 | 0 | 0 | 0
Nuc | 0 | 0 | 0 | 0 | 0 | 0
PS | 0 | 0 | 0 | 0 | 0 | 0
PV | 0 | 0 | 0 | 0 | 0 | 0
PeakG | 0 | 0 | 0 | 0 | 0 | 0
PeakO | 0 | 0 | 0 | 0 | 0 | 0
ST | 0 | 0 | 0 | 0 | 0 | 0
STOG | 0 | 0 | 0 | 0 | 0 | 0
STWD | 0 | 0 | 0 | 0 | 0 | 0
WT | 0 | 0 | 0 | 0 | 0 | 0
IGCC | 0 | 0 | 0 | 0 | 0 | 0
DemandResponse | 0 | 0 | 0 | 0 | 0 | 0
IGCC-CCS | 0 | 0 | 0 | 0 | 0 | 0
WT_off | 0 | 0 | 0 | 0 | 0 | 0
PseudoUnit | 0 | 0 | 0 | 0 | 0 | 0
FixedInterchange | 0 | 0 | 0 | 0 | 0 | 0
Fuel Cost by Reporting Type: AZ_NM_SNV_NucRenew
ReportingType | 2015 | 2020 | 2025 | 2030 | 2035 | 2040
BM | 0 | 0 | 0 | 0 | 0 | 0
CC | 0 | 0 | 0 | 0 | 0 | 0
CSP | 0 | 0 | 0 | 0 | 0 | 0
CT | 0 | 0 | 0 | 0 | 0 | 0
Coal | 0 | 0 | 0 | 0 | 0 | 0
Geo | 0 | 0 | 0 | 0 | 0 | 0
H | 0 | 0 | 0 | 0 | 0 | 0
LFG | 0 | 0.08 | 0.08 | 0.08 | 0.08 | 0.08
Nuc | 254.91 | 260.1 | 276.36 | 281.76 | 281.76 | 281.76
PS | 0 | 0 | 0 | 0 | 0 | 0
PV | 0 | 0 | 0 | 0 | 0 | 0
PeakG | 0 | 0 | 0 | 0 | 0 | 0
PeakO | 0 | 0 | 0 | 0 | 0 | 0
ST | 0 | 0 | 0 | 0 | 0 | 0
STOG | 0 | 0 | 0 | 0 | 0 | 0
STWD | 11.54 | 11.54 | 0.16 | 11.54 | 11.54 | 11.54
WT | 0 | 0 | 0 | 0 | 0 | 0
IGCC | 0 | 0 | 0 | 0 | 0 | 0
DemandResponse | 0 | 0 | 0 | 0 | 0 | 0
IGCC-CCS | 0 | 0 | 0 | 0 | 0 | 0
WT_off | 0 | 0 | 0 | 0 | 0 | 0
PseudoUnit | 0 | 0 | 0 | 0 | 0 | 0
FixedInterchange | 0 | 0 | 0 | 0 | 0 | 0
Fuel Cost by Reporting Type: ERCOT
ReportingType | 2015 | 2020 | 2025 | 2030 | 2035 | 2040
BM | 0 | 0.32 | 3.98 | 3.98 | 3.98 | 3.91
CC | 4868.76 | 5115.36 | 4930.98 | 5189.47 | 5668.07 | 3813.76
CSP | 0 | 0 | 0 | 0 | 0 | 0
CT | 0 | 2.69 | 6.28 | 6.75 | 0 | 0
Coal | 2739.92 | 3146.27 | 3623.37 | 3623.37 | 3635.08 | 4214.85
Geo | 0 | 0 | 0 | 0 | 0 | 0
H | 0 | 0 | 0 | 0 | 0 | 0
LFG | 0 | 0 | 0.45 | 0.45 | 0.45 | 0.45
Nuc | 339.13 | 346.04 | 367.67 | 374.85 | 374.85 | 374.85
PS | 0 | 0 | 0 | 0 | 0 | 0
PV | 0 | 0 | 0 | 0 | 0 | 0
PeakG | 0 | 27.9 | 55.57 | 60.76 | 64.44 | 63.21
PeakO | 0 | 0.44 | 0 | 0 | 0 | 0
ST | 0 | 0 | 0 | 0 | 0 | 0
STOG | 172.96 | 229.36 | 152.16 | 108.85 | 88.83 | 0
STWD | 0 | 0 | 0 | 0 | 0 | 0
WT | 0 | 0 | 0 | 0 | 0 | 0
IGCC | 0 | 0 | 0 | 0 | 0 | 0
DemandResponse | 0 | 0.02 | 0.12 | 0.12 | 0.13 | 0.12
IGCC-CCS | 0 | 0 | 0 | 0 | 0 | 0
WT_off | 0 | 0 | 0 | 0 | 0 | 0
PseudoUnit | 0 | 0 | 0 | 0 | 0 | 0
FixedInterchange | 0 | 0 | 0 | 0 | 0 | 0
Fuel Cost by Reporting Type: NP15
ReportingType | 2015 | 2020 | 2025 | 2030 | 2035 | 2040
BM | 0 | 0 | 0 | 0 | 0 | 0
CC | 1239.64 | 323.88 | 222.26 | 332.04 | 423.23 | 228.15
CSP | 0 | 0 | 0 | 0 | 0 | 0
CT | 0 | 0 | 0 | 0 | 0 | 0
Coal | 1.66 | 0 | 0 | 0 | 0 | 0
Geo | 0 | 0 | 0 | 0 | 0 | 0
H | 0 | 0 | 0 | 0 | 0 | 0
LFG | 0 | 0.72 | 0.72 | 0.72 | 0.72 | 0.72
Nuc | 150.62 | 153.69 | 163.3 | 166.49 | 166.49 | 166.49
PS | 0 | 0 | 0 | 0 | 0 | 0
PV | 0 | 0 | 0 | 0 | 0 | 0
PeakG | 0 | 0 | 0 | 0 | 0 | 0
PeakO | 0 | 0 | 0 | 0 | 0 | 0
ST | 0 | 0 | 0 | 0 | 0 | 0
STOG | 3.15 | 0.71 | 0 | 0 | 0 | 0
STWD | 244.45 | 244.45 | 1.1 | 141.04 | 142.82 | 142.82
WT | 0 | 0 | 0 | 0 | 0 | 0
IGCC | 0 | 0 | 0 | 0 | 0 | 0
DemandResponse | 0 | 0 | 0 | 0 | 0 | 0
IGCC-CCS | 0 | 0 | 0 | 0 | 0 | 0
WT_off | 0 | 0 | 0 | 0 | 0 | 0
PseudoUnit | 0 | 0 | 0 | 0 | 0 | 0
FixedInterchange | 0 | 0 | 0 | 0 | 0 | 0
Fuel Cost by Reporting Type: NWPP_Coal
ReportingType | 2015 | 2020 | 2025 | 2030 | 2035 | 2040
BM | 0 | 0 | 0 | 0 | 0 | 0
CC | 0 | 0 | 0 | 0 | 0 | 0
CSP | 0 | 0 | 0 | 0 | 0 | 0
CT | 0 | 0 | 0 | 0 | 0 | 0
Coal | 1339.79 | 1289.61 | 1301.76 | 1311 | 1433.71 | 1723.68
Geo | 0 | 0 | 0 | 0 | 0 | 0
H | 0 | 0 | 0 | 0 | 0 | 0
LFG | 0 | 0 | 0 | 0 | 0 | 0
Nuc | 0 | 0 | 0 | 0 | 0 | 0
PS | 0 | 0 | 0 | 0 | 0 | 0
PV | 0 | 0 | 0 | 0 | 0 | 0
PeakG | 0 | 0 | 0 | 0 | 0 | 0
PeakO | 0 | 0 | 0 | 0 | 0 | 0
ST | 0 | 0 | 0 | 0 | 0 | 0
STOG | 0 | 0 | 0 | 0 | 0 | 0
STWD | 0 | 0 | 0 | 0 | 0 | 0
WT | 0 | 0 | 0 | 0 | 0 | 0
IGCC | 0 | 0 | 0 | 0 | 0 | 0
DemandResponse | 0 | 0 | 0 | 0 | 0 | 0
IGCC-CCS | 0 | 0 | 0 | 0 | 0 | 0
WT_off | 0 | 0 | 0 | 0 | 0 | 0
PseudoUnit | 0 | 0 | 0 | 0 | 0 | 0
FixedInterchange | 0 | 0 | 0 | 0 | 0 | 0
Fuel Cost by Reporting Type: NWPP_Gas
ReportingType | 2015 | 2020 | 2025 | 2030 | 2035 | 2040
BM | 0 | 0 | 0 | 0 | 0 | 0
CC | 1207.63 | 1418.77 | 1533.71 | 1765.22 | 2002.97 | 1990.7
CSP | 0 | 0 | 0 | 0 | 0 | 0
CT | 0 | 0 | 0 | 0 | 0 | 0
Coal | 0 | 0 | 0 | 0 | 62.71 | 175.87
Geo | 0 | 0 | 0 | 0 | 0 | 0
H | 0 | 0 | 0 | 0 | 0 | 0
LFG | 0 | 0 | 0 | 0 | 0 | 0
Nuc | 0 | 0 | 0 | 0 | 0 | 0
PS | 0 | 0 | 0 | 0 | 0 | 0
PV | 0 | 0 | 0 | 0 | 0 | 0
PeakG | 0 | 0 | 0 | 0 | 0 | 0
PeakO | 0 | 0 | 0 | 0 | 0 | 0
ST | 0 | 0 | 0 | 0 | 0 | 0
STOG | 0 | 0 | 0 | 0 | 0 | 0
STWD | 0 | 0 | 0 | 0 | 0 | 0
WT | 0 | 0 | 0 | 0 | 0 | 0
IGCC | 0 | 0 | 0 | 0 | 0 | 0
DemandResponse | 0 | 0 | 0 | 0 | 0 | 0
IGCC-CCS | 0 | 0 | 0 | 0 | 0 | 0
WT_off | 0 | 0 | 0 | 0 | 0 | 0
PseudoUnit | 0 | 0 | 0 | 0 | 0 | 0
FixedInterchange | 0 | 0 | 0 | 0 | 0 | 0
Fuel Cost by Reporting Type: NWPP_NucRenew
ReportingType | 2015 | 2020 | 2025 | 2030 | 2035 | 2040
BM | 0 | 0 | 0 | 0 | 0 | 0
CC | 0 | 0 | 0 | 0 | 0 | 0
CSP | 0 | 0 | 0 | 0 | 0 | 0
CT | 0 | 0 | 0 | 0 | 0 | 0
Coal | 0 | 0 | 0 | 0 | 0 | 0
Geo | 0 | 0 | 0 | 0 | 0 | 0
H | 0 | 0 | 0 | 0 | 0 | 0
LFG | 0.03 | 0.34 | 0.34 | 0.34 | 0.34 | 0.34
Nuc | 71.13 | 72.58 | 77.12 | 78.63 | 78.63 | 78.63
PS | 0 | 0 | 0 | 0 | 0 | 0
PV | 0 | 0 | 0 | 0 | 0 | 0
PeakG | 0 | 0 | 0 | 0 | 0 | 0
PeakO | 0 | 0 | 0 | 0 | 0 | 0
ST | 0 | 0 | 0 | 0 | 0 | 0
STOG | 0 | 0 | 0 | 0 | 0 | 0
STWD | 0 | 0 | 0 | 0 | 0 | 0
WT | 0 | 0 | 0 | 0 | 0 | 0
IGCC | 0 | 0 | 0 | 0 | 0 | 0
DemandResponse | 0 | 0 | 0 | 0 | 0 | 0
IGCC-CCS | 0 | 0 | 0 | 0 | 0 | 0
WT_off | 0 | 0 | 0 | 0 | 0 | 0
PseudoUnit | 0 | 0 | 0 | 0 | 0 | 0
FixedInterchange | 0 | 0 | 0 | 0 | 0 | 0
Fuel Cost by Reporting Type: RMPA
ReportingType | 2015 | 2020 | 2025 | 2030 | 2035 | 2040
BM | 0 | 0 | 0 | 0 | 0 | 0
CC | 188.1 | 179.78 | 0 | 0 | 0 | 0
CSP | 0 | 0 | 0 | 0 | 0 | 0
CT | 0 | 0 | 0.32 | 0.35 | 0 | 0
Coal | 679.06 | 593.25 | 558.27 | 567.7 | 646.49 | 839.32
Geo | 0 | 0 | 0 | 0 | 0 | 0
H | 0 | 0 | 0 | 0 | 0 | 0
LFG | 0 | 0.04 | 0.04 | 0.04 | 0.04 | 0.04
Nuc | 0 | 0 | 0 | 0 | 0 | 0
PS | 0 | 0 | 0 | 0 | 0 | 0
PV | 0 | 0 | 0 | 0 | 0 | 0
PeakG | 2.61 | 6.67 | 2.17 | 3.17 | 6.04 | 2.15
PeakO | 0 | 0 | 0 | 0 | 0 | 0
ST | 0 | 0 | 0 | 0 | 0 | 0
STOG | 0 | 0 | 0 | 0 | 0 | 0
STWD | 0 | 0 | 0 | 0 | 0 | 0
WT | 0 | 0 | 0 | 0 | 0 | 0
IGCC | 0 | 0 | 0 | 0 | 0 | 0
DemandResponse | 0 | 0 | 0 | 0 | 0 | 0
IGCC-CCS | 0 | 0 | 0 | 0 | 0 | 0
WT_off | 0 | 0 | 0 | 0 | 0 | 0
PseudoUnit | 0 | 0 | 0 | 0 | 0 | 0
FixedInterchange | 0 | 0 | 0 | 0 | 0 | 0
Fuel Cost by Reporting Type: SP15
ReportingType | 2015 | 2020 | 2025 | 2030 | 2035 | 2040
BM | 3.07 | 3.07 | 0.16 | 3.07 | 3.07 | 3.07
CC | 781.83 | 764.63 | 364.65 | 613.93 | 775.49 | 188.48
CSP | 0 | 0 | 0 | 0 | 0 | 0
CT | 0 | 0 | 0 | 0 | 0 | 0
Coal | 5.6 | 0 | 0 | 0 | 0 | 0
Geo | 0 | 0 | 0 | 0 | 0 | 0
H | 0 | 0 | 0 | 0 | 0 | 0
LFG | 0.01 | 0.72 | 0.72 | 0.72 | 0.72 | 0.72
Nuc | 139.02 | 141.86 | 150.73 | 153.67 | 153.67 | 153.67
PS | 0 | 0 | 0 | 0 | 0 | 0
PV | 0 | 0 | 0 | 0 | 0 | 0
PeakG | 0 | 0 | 2.37 | 4.91 | 8.75 | 1
PeakO | 0 | 0 | 0 | 0 | 0 | 0
ST | 0 | 0 | 0 | 0 | 0 | 0
STOG | 8.83 | 4.83 | 0 | 0 | 0 | 0
STWD | 62.63 | 62.63 | 0.88 | 62.63 | 62.63 | 62.63
WT | 0 | 0 | 0 | 0 | 0 | 0
IGCC | 0 | 0 | 0 | 0 | 0 | 0
DemandResponse | 0 | 0 | 0 | 0 | 0 | 0
IGCC-CCS | 0 | 0 | 0 | 0 | 0 | 0
WT_off | 0 | 0 | 0 | 0 | 0 | 0
PseudoUnit | 0 | 0 | 0 | 0 | 0 | 0
FixedInterchange | 0 | 0 | 0 | 0 | 0 | 0
Fuel Cost by Reporting Type: ALB
ReportingType | 2015 | 2020 | 2025 | 2030 | 2035 | 2040
BM | 0 | 0 | 0 | 0 | 0 | 0
CC | 560.93 | 704 | 846.78 | 1014.71 | 1244.81 | 1260.24
CSP | 0 | 0 | 0 | 0 | 0 | 0
CT | 0 | 0 | 0 | 0 | 0 | 0
Coal | 270.54 | 217.7 | 217.7 | 217.7 | 331.83 | 352.59
Geo | 0 | 0 | 0 | 0 | 0 | 0
H | 0 | 0 | 0 | 0 | 0 | 0
LFG | 0 | 0 | 0 | 0 | 0 | 0
Nuc | 0 | 0 | 0 | 0 | 0 | 0
PS | 0 | 0 | 0 | 0 | 0 | 0
PV | 0 | 0 | 0 | 0 | 0 | 0
PeakG | 0 | 0 | 0 | 0 | 0 | 0
PeakO | 0 | 0 | 0 | 0 | 0 | 0
ST | 0 | 0 | 0 | 0 | 0 | 0
STOG | 0 | 0 | 0 | 0 | 0 | 0
STWD | 0 | 0 | 0 | 0 | 0 | 0
WT | 0 | 0 | 0 | 0 | 0 | 0
IGCC | 0 | 0 | 0 | 0 | 0 | 0
DemandResponse | 0 | 0 | 0 | 0 | 0 | 0
IGCC-CCS | 0 | 0 | 0 | 0 | 0 | 0
WT_off | 0 | 0 | 0 | 0 | 0 | 0
PseudoUnit | 0 | 0 | 0 | 0 | 0 | 0
FixedInterchange | 0 | 0 | 0 | 0 | 0 | 0
Fuel Cost by Reporting Type: BC
ReportingType | 2015 | 2020 | 2025 | 2030 | 2035 | 2040
BM | 0 | 0 | 0 | 0 | 0 | 0
CC | 175.26 | 206.33 | 233.55 | 263.14 | 380.27 | 428.06
CSP | 0 | 0 | 0 | 0 | 0 | 0
CT | 0 | 0 | 0 | 0 | 0 | 0
Coal | 0 | 0 | 0 | 0 | 0 | 0
Geo | 0 | 0 | 0 | 0 | 0 | 0
H | 0 | 0 | 0 | 0 | 0 | 0
LFG | 0 | 0 | 0 | 0 | 0 | 0
Nuc | 0 | 0 | 0 | 0 | 0 | 0
PS | 0 | 0 | 0 | 0 | 0 | 0
PV | 0 | 0 | 0 | 0 | 0 | 0
PeakG | 0 | 0 | 0 | 0 | 0 | 0
PeakO | 0 | 0 | 0 | 0 | 0 | 0
ST | 0 | 0 | 0 | 0 | 0 | 0
STOG | 0 | 0 | 0 | 0 | 0 | 0
STWD | 0 | 0 | 0 | 0 | 0 | 0
WT | 0 | 0 | 0 | 0 | 0 | 0
IGCC | 0 | 0 | 0 | 0 | 0 | 0
DemandResponse | 0 | 0 | 0 | 0 | 0 | 0
IGCC-CCS | 0 | 0 | 0 | 0 | 0 | 0
WT_off | 0 | 0 | 0 | 0 | 0 | 0
PseudoUnit | 0 | 0 | 0 | 0 | 0 | 0
FixedInterchange | 0 | 0 | 0 | 0 | 0 | 0
Fuel Cost by Reporting Type: HQ_IESO
ReportingType | 2015 | 2020 | 2025 | 2030 | 2035 | 2040
BM | 0 | 0 | 0 | 0 | 0 | 0
CC | 0 | 0 | 0 | 0 | 0 | 0
CSP | 0 | 0 | 0 | 0 | 0 | 0
CT | 0 | 0 | 0 | 0 | 0 | 0
Coal | 0 | 0 | 0 | 0 | 0 | 0
Geo | 0 | 0 | 0 | 0 | 0 | 0
H | 0 | 0 | 0 | 0 | 0 | 0
LFG | 0 | 0 | 0 | 0 | 0 | 0
Nuc | 0 | 0 | 0 | 0 | 0 | 0
PS | 0 | 0 | 0 | 0 | 0 | 0
PV | 0 | 0 | 0 | 0 | 0 | 0
PeakG | 0 | 0 | 0 | 0 | 0 | 0
PeakO | 0 | 0 | 0 | 0 | 0 | 0
ST | 0 | 0 | 0 | 0 | 0 | 0
STOG | 0 | 0 | 0 | 0 | 0 | 0
STWD | 0 | 0 | 0 | 0 | 0 | 0
WT | 0 | 0 | 0 | 0 | 0 | 0
IGCC | 0 | 0 | 0 | 0 | 0 | 0
DemandResponse | 0 | 0 | 0 | 0 | 0 | 0
IGCC-CCS | 0 | 0 | 0 | 0 | 0 | 0
WT_off | 0 | 0 | 0 | 0 | 0 | 0
PseudoUnit | 0 | 0 | 0 | 0 | 0 | 0
FixedInterchange | 0 | 0 | 0 | 0 | 0 | 0
Fuel Cost by Reporting Type: HQ_NEISO
ReportingType | 2015 | 2020 | 2025 | 2030 | 2035 | 2040
BM | 0 | 0 | 0 | 0 | 0 | 0
CC | 0 | 0 | 0 | 0 | 0 | 0
CSP | 0 | 0 | 0 | 0 | 0 | 0
CT | 0 | 0 | 0 | 0 | 0 | 0
Coal | 0 | 0 | 0 | 0 | 0 | 0
Geo | 0 | 0 | 0 | 0 | 0 | 0
H | 0 | 0 | 0 | 0 | 0 | 0
LFG | 0 | 0 | 0 | 0 | 0 | 0
Nuc | 0 | 0 | 0 | 0 | 0 | 0
PS | 0 | 0 | 0 | 0 | 0 | 0
PV | 0 | 0 | 0 | 0 | 0 | 0
PeakG | 0 | 0 | 0 | 0 | 0 | 0
PeakO | 0 | 0 | 0 | 0 | 0 | 0
ST | 0 | 0 | 0 | 0 | 0 | 0
STOG | 0 | 0 | 0 | 0 | 0 | 0
STWD | 0 | 0 | 0 | 0 | 0 | 0
WT | 0 | 0 | 0 | 0 | 0 | 0
IGCC | 0 | 0 | 0 | 0 | 0 | 0
DemandResponse | 0 | 0 | 0 | 0 | 0 | 0
IGCC-CCS | 0 | 0 | 0 | 0 | 0 | 0
WT_off | 0 | 0 | 0 | 0 | 0 | 0
PseudoUnit | 0 | 0 | 0 | 0 | 0 | 0
FixedInterchange | 0 | 0 | 0 | 0 | 0 | 0
Fuel Cost by Reporting Type: HQ_NY
ReportingType | 2015 | 2020 | 2025 | 2030 | 2035 | 2040
BM | 0 | 0 | 0 | 0 | 0 | 0
CC | 0 | 0 | 0 | 0 | 0 | 0
CSP | 0 | 0 | 0 | 0 | 0 | 0
CT | 0 | 0 | 0 | 0 | 0 | 0
Coal | 0 | 0 | 0 | 0 | 0 | 0
Geo | 0 | 0 | 0 | 0 | 0 | 0
H | 0 | 0 | 0 | 0 | 0 | 0
LFG | 0 | 0 | 0 | 0 | 0 | 0
Nuc | 0 | 0 | 0 | 0 | 0 | 0
PS | 0 | 0 | 0 | 0 | 0 | 0
PV | 0 | 0 | 0 | 0 | 0 | 0
PeakG | 0 | 0 | 0 | 0 | 0 | 0
PeakO | 0 | 0 | 0 | 0 | 0 | 0
ST | 0 | 0 | 0 | 0 | 0 | 0
STOG | 0 | 0 | 0 | 0 | 0 | 0
STWD | 0 | 0 | 0 | 0 | 0 | 0
WT | 0 | 0 | 0 | 0 | 0 | 0
IGCC | 0 | 0 | 0 | 0 | 0 | 0
DemandResponse | 0 | 0 | 0 | 0 | 0 | 0
IGCC-CCS | 0 | 0 | 0 | 0 | 0 | 0
WT_off | 0 | 0 | 0 | 0 | 0 | 0
PseudoUnit | 0 | 0 | 0 | 0 | 0 | 0
FixedInterchange | 0 | 0 | 0 | 0 | 0 | 0
Fuel Cost by Reporting Type: MARITIMES
ReportingType | 2015 | 2020 | 2025 | 2030 | 2035 | 2040
BM | 0 | 0 | 0 | 0 | 0 | 0
CC | 0 | 0 | 0 | 0 | 0 | 0
CSP | 0 | 0 | 0 | 0 | 0 | 0
CT | 0 | 0 | 0 | 0 | 0 | 0
Coal | 0 | 0 | 0 | 0 | 0 | 0
Geo | 0 | 0 | 0 | 0 | 0 | 0
H | 0 | 0 | 0 | 0 | 0 | 0
LFG | 0 | 0 | 0 | 0 | 0 | 0
Nuc | 0 | 0 | 0 | 0 | 0 | 0
PS | 0 | 0 | 0 | 0 | 0 | 0
PV | 0 | 0 | 0 | 0 | 0 | 0
PeakG | 0 | 0 | 0 | 0 | 0 | 0
PeakO | 0 | 0 | 0 | 0 | 0 | 0
ST | 0 | 0 | 0 | 0 | 0 | 0
STOG | 0 | 0 | 0 | 0 | 0 | 0
STWD | 0 | 0 | 0 | 0 | 0 | 0
WT | 0 | 0 | 0 | 0 | 0 | 0
IGCC | 0 | 0 | 0 | 0 | 0 | 0
DemandResponse | 0 | 0 | 0 | 0 | 0 | 0
IGCC-CCS | 0 | 0 | 0 | 0 | 0 | 0
WT_off | 0 | 0 | 0 | 0 | 0 | 0
PseudoUnit | 0 | 0 | 0 | 0 | 0 | 0
FixedInterchange | 0 | 0 | 0 | 0 | 0 | 0
Fuel Cost by Reporting Type: All
ReportingType | 2015 | 2020 | 2025 | 2030 | 2035 | 2040
BM | 132.52 | 193.87 | 284.89 | 321.81 | 475.97 | 411.93
CC | 33239.12 | 37797.73 | 35705.28 | 38206.33 | 48585.84 | 50533.03
CSP | 0 | 0 | 0 | 0 | 0 | 0
CT | 36.28 | 117.36 | 132.35 | 149.58 | 4.35 | 0
Coal | 37110.66 | 32656.05 | 34929.42 | 35890.07 | 38764.91 | 45110.79
Geo | 0 | 0 | 0 | 0 | 0 | 0
H | 0 | 0 | 0 | 0 | 0 | 0
LFG | 0.25 | 2.74 | 5.56 | 6.49 | 6.49 | 6.49
Nuc | 7711.69 | 8128.82 | 8636.85 | 8698.16 | 6764.5 | 5326.78
PS | 0 | 0 | 0 | 0 | 0 | 0
PV | 0 | 0 | 0 | 0 | 0 | 0
PeakG | 185.21 | 661.02 | 668.92 | 586.95 | 1013.74 | 1148.04
PeakO | 0 | 6.51 | 11.4 | 11.78 | 11.98 | 12.21
ST | 0 | 0 | 0 | 0 | 0 | 0
STOG | 376.38 | 400.64 | 195.64 | 142.43 | 143.53 | 60.82
STWD | 705.22 | 663.53 | 278.29 | 491.64 | 532.71 | 545.34
WT | 0 | 0 | 0 | 0 | 0 | 0
IGCC | 89.88 | 91.06 | 90.99 | 92.46 | 97.69 | 100.48
DemandResponse | 0 | 0.02 | 0.25 | 0.37 | 0.99 | 1.12
IGCC-CCS | 0 | 0 | 0 | 0 | 0 | 0
WT_off | 0 | 0 | 0 | 0 | 0 | 0
PseudoUnit | 0 | 0 | 0 | 0 | 0 | 0
FixedInterchange | 0 | 0 | 0 | 0 | 0 | 0
Fuel Cost by Reporting Type: EI_US
ReportingType | 2015 | 2020 | 2025 | 2030 | 2035 | 2040
BM | 129.45 | 190.23 | 279.98 | 314.14 | 468.02 | 402.46
CC | 20766 | 25109.78 | 23249.88 | 24168.79 | 32535.25 | 36662.04
CSP | 0 | 0 | 0 | 0 | 0 | 0
CT | 36.28 | 114.1 | 123.51 | 136.45 | 4.35 | 0
Coal | 30850.71 | 26084.59 | 27932.64 | 28875.56 | 31188.28 | 35456.04
Geo | 0 | 0 | 0 | 0 | 0 | 0
H | 0 | 0 | 0 | 0 | 0 | 0
LFG | 0.18 | 0.82 | 3.19 | 4.11 | 4.11 | 4.11
Nuc | 5902.64 | 6282.88 | 6675.55 | 6698.54 | 4839.59 | 3513.57
PS | 0 | 0 | 0 | 0 | 0 | 0
PV | 0 | 0 | 0 | 0 | 0 | 0
PeakG | 182.55 | 625.76 | 607.6 | 516.79 | 934.5 | 1081.67
PeakO | 0 | 6.08 | 11.37 | 11.78 | 11.98 | 12.21
ST | 0 | 0 | 0 | 0 | 0 | 0
STOG | 191.25 | 165.49 | 43.2 | 33.58 | 54.7 | 60.82
STWD | 386.6 | 344.91 | 276.14 | 276.42 | 315.71 | 328.34
WT | 0 | 0 | 0 | 0 | 0 | 0
IGCC | 89.88 | 91.06 | 90.99 | 92.46 | 97.69 | 100.48
DemandResponse | 0 | 0 | 0.13 | 0.25 | 0.86 | 1
IGCC-CCS | 0 | 0 | 0 | 0 | 0 | 0
WT_off | 0 | 0 | 0 | 0 | 0 | 0
PseudoUnit | 0 | 0 | 0 | 0 | 0 | 0
FixedInterchange | 0 | 0 | 0 | 0 | 0 | 0
Fuel Cost by Reporting Type: EI_Canada
ReportingType | 2015 | 2020 | 2025 | 2030 | 2035 | 2040
BM | 0 | 0.26 | 0.76 | 0.62 | 0.89 | 2.5
CC | 110.39 | 156.43 | 108.33 | 99.25 | 261.95 | 267.44
CSP | 0 | 0 | 0 | 0 | 0 | 0
CT | 0 | 0.18 | 0.71 | 0.77 | 0 | 0
Coal | 9.95 | 29.89 | 0.94 | 0 | 0 | 0
Geo | 0 | 0 | 0 | 0 | 0 | 0
H | 0 | 0 | 0 | 0 | 0 | 0
LFG | 0.02 | 0.02 | 0.02 | 0.02 | 0.02 | 0.02
Nuc | 854.23 | 871.65 | 926.13 | 944.22 | 869.51 | 757.81
PS | 0 | 0 | 0 | 0 | 0 | 0
PV | 0 | 0 | 0 | 0 | 0 | 0
PeakG | 0.05 | 0.7 | 1.2 | 1.32 | 0 | 0
PeakO | 0 | 0 | 0.04 | 0 | 0 | 0
ST | 0 | 0 | 0 | 0 | 0 | 0
STOG | 0.18 | 0.25 | 0.29 | 0 | 0 | 0
STWD | 0 | 0 | 0 | 0 | 0 | 0
WT | 0 | 0 | 0 | 0 | 0 | 0
IGCC | 0 | 0 | 0 | 0 | 0 | 0
DemandResponse | 0 | 0 | 0 | 0 | 0 | 0
IGCC-CCS | 0 | 0 | 0 | 0 | 0 | 0
WT_off | 0 | 0 | 0 | 0 | 0 | 0
PseudoUnit | 0 | 0 | 0 | 0 | 0 | 0
FixedInterchange | 0 | 0 | 0 | 0 | 0 | 0
Fuel Cost by Reporting Type: EI
ReportingType | 2015 | 2020 | 2025 | 2030 | 2035 | 2040
BM | 129.45 | 190.48 | 280.75 | 314.76 | 468.92 | 404.96
CC | 20876.38 | 25266.21 | 23358.21 | 24268.04 | 32797.2 | 36929.48
CSP | 0 | 0 | 0 | 0 | 0 | 0
CT | 36.28 | 114.28 | 124.22 | 137.22 | 4.35 | 0
Coal | 30860.66 | 26114.48 | 27933.58 | 28875.56 | 31188.28 | 35456.04
Geo | 0 | 0 | 0 | 0 | 0 | 0
H | 0 | 0 | 0 | 0 | 0 | 0
LFG | 0.2 | 0.84 | 3.21 | 4.13 | 4.13 | 4.13
Nuc | 6756.88 | 7154.54 | 7601.68 | 7642.76 | 5709.11 | 4271.39
PS | 0 | 0 | 0 | 0 | 0 | 0
PV | 0 | 0 | 0 | 0 | 0 | 0
PeakG | 182.6 | 626.45 | 608.81 | 518.11 | 934.5 | 1081.67
PeakO | 0 | 6.08 | 11.4 | 11.78 | 11.98 | 12.21
ST | 0 | 0 | 0 | 0 | 0 | 0
STOG | 191.44 | 165.74 | 43.49 | 33.58 | 54.7 | 60.82
STWD | 386.6 | 344.91 | 276.14 | 276.42 | 315.71 | 328.34
WT | 0 | 0 | 0 | 0 | 0 | 0
IGCC | 89.88 | 91.06 | 90.99 | 92.46 | 97.69 | 100.48
DemandResponse | 0 | 0 | 0.13 | 0.25 | 0.86 | 1
IGCC-CCS | 0 | 0 | 0 | 0 | 0 | 0
WT_off | 0 | 0 | 0 | 0 | 0 | 0
PseudoUnit | 0 | 0 | 0 | 0 | 0 | 0
FixedInterchange | 0 | 0 | 0 | 0 | 0 | 0
Fuel Cost by Reporting Type: Outside_EI
ReportingType | 2015 | 2020 | 2025 | 2030 | 2035 | 2040
BM | 3.07 | 3.39 | 4.14 | 7.05 | 7.05 | 6.98
CC | 12362.74 | 12531.52 | 12347.07 | 13938.29 | 15788.63 | 13603.55
CSP | 0 | 0 | 0 | 0 | 0 | 0
CT | 0 | 3.08 | 8.13 | 12.36 | 0 | 0
Coal | 6250 | 6541.57 | 6995.83 | 7014.52 | 7576.63 | 9654.75
Geo | 0 | 0 | 0 | 0 | 0 | 0
H | 0 | 0 | 0 | 0 | 0 | 0
LFG | 0.05 | 1.9 | 2.36 | 2.36 | 2.36 | 2.36
Nuc | 954.81 | 974.28 | 1035.18 | 1055.4 | 1055.4 | 1055.4
PS | 0 | 0 | 0 | 0 | 0 | 0
PV | 0 | 0 | 0 | 0 | 0 | 0
PeakG | 2.61 | 34.57 | 60.11 | 68.84 | 79.24 | 66.37
PeakO | 0 | 0.44 | 0 | 0 | 0 | 0
ST | 0 | 0 | 0 | 0 | 0 | 0
STOG | 184.94 | 234.91 | 152.16 | 108.85 | 88.83 | 0
STWD | 318.62 | 318.62 | 2.15 | 215.22 | 217 | 217
WT | 0 | 0 | 0 | 0 | 0 | 0
IGCC | 0 | 0 | 0 | 0 | 0 | 0
DemandResponse | 0 | 0.02 | 0.12 | 0.12 | 0.13 | 0.12
IGCC-CCS | 0 | 0 | 0 | 0 | 0 | 0
WT_off | 0 | 0 | 0 | 0 | 0 | 0
PseudoUnit | 0 | 0 | 0 | 0 | 0 | 0
FixedInterchange | 0 | 0 | 0 | 0 | 0 | 0
#7 | Emission Cost ($million)
==== Emission Program: TitleIV_CAIRSO2 : (SO2) ====
Emission Cost by Reporting Type: Entergy
ReportingType | 2015 | 2020 | 2025 | 2030 | 2035 | 2040
BM | 0 | 0 | 0 | 0 | 0 | 0
CC | 0 | 0 | 0 | 0 | 0 | 0
CSP | 0 | 0 | 0 | 0 | 0 | 0
CT | 0 | 0 | 0 | 0 | 0 | 0
Coal | 27.77 | 0 | 0 | 0 | 0 | 0
Geo | 0 | 0 | 0 | 0 | 0 | 0
H | 0 | 0 | 0 | 0 | 0 | 0
LFG | 0 | 0 | 0 | 0 | 0 | 0
Nuc | 0 | 0 | 0 | 0 | 0 | 0
PS | 0 | 0 | 0 | 0 | 0 | 0
PV | 0 | 0 | 0 | 0 | 0 | 0
PeakG | 0 | 0 | 0 | 0 | 0 | 0
PeakO | 0 | 0 | 0 | 0 | 0 | 0
ST | 0 | 0 | 0 | 0 | 0 | 0
STOG | 0 | 0 | 0 | 0 | 0 | 0
STWD | 0 | 0 | 0 | 0 | 0 | 0
WT | 0 | 0 | 0 | 0 | 0 | 0
IGCC | 0 | 0 | 0 | 0 | 0 | 0
DemandResponse | 0 | 0 | 0 | 0 | 0 | 0
IGCC-CCS | 0 | 0 | 0 | 0 | 0 | 0
WT_off | 0 | 0 | 0 | 0 | 0 | 0
PseudoUnit | 0 | 0 | 0 | 0 | 0 | 0
FixedInterchange | 0 | 0 | 0 | 0 | 0 | 0
Emission Cost by Reporting Type: FRCC
ReportingType | 2015 | 2020 | 2025 | 2030 | 2035 | 2040
BM | 0 | 0 | 0 | 0 | 0 | 0
CC | 0 | 0 | 0 | 0 | 0 | 0
CSP | 0 | 0 | 0 | 0 | 0 | 0
CT | 0 | 0 | 0 | 0 | 0 | 0
Coal | 9.75 | 0 | 0 | 0 | 0 | 0
Geo | 0 | 0 | 0 | 0 | 0 | 0
H | 0 | 0 | 0 | 0 | 0 | 0
LFG | 0 | 0 | 0 | 0 | 0 | 0
Nuc | 0 | 0 | 0 | 0 | 0 | 0
PS | 0 | 0 | 0 | 0 | 0 | 0
PV | 0 | 0 | 0 | 0 | 0 | 0
PeakG | 0 | 0 | 0 | 0 | 0 | 0
PeakO | 0 | 0 | 0 | 0 | 0 | 0
ST | 0 | 0 | 0 | 0 | 0 | 0
STOG | 0 | 0 | 0 | 0 | 0 | 0
STWD | 0 | 0 | 0 | 0 | 0 | 0
WT | 0 | 0 | 0 | 0 | 0 | 0
IGCC | 0 | 0 | 0 | 0 | 0 | 0
DemandResponse | 0 | 0 | 0 | 0 | 0 | 0
IGCC-CCS | 0 | 0 | 0 | 0 | 0 | 0
WT_off | 0 | 0 | 0 | 0 | 0 | 0
PseudoUnit | 0 | 0 | 0 | 0 | 0 | 0
FixedInterchange | 0 | 0 | 0 | 0 | 0 | 0
Emission Cost by Reporting Type: MAPP_US
ReportingType | 2015 | 2020 | 2025 | 2030 | 2035 | 2040
BM | 0 | 0 | 0 | 0 | 0 | 0
CC | 0 | 0 | 0 | 0 | 0 | 0
CSP | 0 | 0 | 0 | 0 | 0 | 0
CT | 0 | 0 | 0 | 0 | 0 | 0
Coal | 1.75 | 0 | 0 | 0 | 0 | 0
Geo | 0 | 0 | 0 | 0 | 0 | 0
H | 0 | 0 | 0 | 0 | 0 | 0
LFG | 0 | 0 | 0 | 0 | 0 | 0
Nuc | 0 | 0 | 0 | 0 | 0 | 0
PS | 0 | 0 | 0 | 0 | 0 | 0
PV | 0 | 0 | 0 | 0 | 0 | 0
PeakG | 0 | 0 | 0 | 0 | 0 | 0
PeakO | 0 | 0 | 0 | 0 | 0 | 0
ST | 0 | 0 | 0 | 0 | 0 | 0
STOG | 0 | 0 | 0 | 0 | 0 | 0
STWD | 0 | 0 | 0 | 0 | 0 | 0
WT | 0 | 0 | 0 | 0 | 0 | 0
IGCC | 0 | 0 | 0 | 0 | 0 | 0
DemandResponse | 0 | 0 | 0 | 0 | 0 | 0
IGCC-CCS | 0 | 0 | 0 | 0 | 0 | 0
WT_off | 0 | 0 | 0 | 0 | 0 | 0
PseudoUnit | 0 | 0 | 0 | 0 | 0 | 0
FixedInterchange | 0 | 0 | 0 | 0 | 0 | 0
Emission Cost by Reporting Type: MISO_IN
ReportingType | 2015 | 2020 | 2025 | 2030 | 2035 | 2040
BM | 0 | 0 | 0 | 0 | 0 | 0
CC | 0 | 0 | 0 | 0 | 0 | 0
CSP | 0 | 0 | 0 | 0 | 0 | 0
CT | 0 | 0 | 0 | 0 | 0 | 0
Coal | 36.56 | 0 | 0 | 0 | 0 | 0
Geo | 0 | 0 | 0 | 0 | 0 | 0
H | 0 | 0 | 0 | 0 | 0 | 0
LFG | 0 | 0 | 0 | 0 | 0 | 0
Nuc | 0 | 0 | 0 | 0 | 0 | 0
PS | 0 | 0 | 0 | 0 | 0 | 0
PV | 0 | 0 | 0 | 0 | 0 | 0
PeakG | 0 | 0 | 0 | 0 | 0 | 0
PeakO | 0 | 0 | 0 | 0 | 0 | 0
ST | 0 | 0 | 0 | 0 | 0 | 0
STOG | 0 | 0 | 0 | 0 | 0 | 0
STWD | 0 | 0 | 0 | 0 | 0 | 0
WT | 0 | 0 | 0 | 0 | 0 | 0
IGCC | 0.29 | 0 | 0 | 0 | 0 | 0
DemandResponse | 0 | 0 | 0 | 0 | 0 | 0
IGCC-CCS | 0 | 0 | 0 | 0 | 0 | 0
WT_off | 0 | 0 | 0 | 0 | 0 | 0
PseudoUnit | 0 | 0 | 0 | 0 | 0 | 0
FixedInterchange | 0 | 0 | 0 | 0 | 0 | 0
Emission Cost by Reporting Type: MISO_MI
ReportingType | 2015 | 2020 | 2025 | 2030 | 2035 | 2040
BM | 0 | 0 | 0 | 0 | 0 | 0
CC | 0 | 0 | 0 | 0 | 0 | 0
CSP | 0 | 0 | 0 | 0 | 0 | 0
CT | 0 | 0 | 0 | 0 | 0 | 0
Coal | 26.52 | 0 | 0 | 0 | 0 | 0
Geo | 0 | 0 | 0 | 0 | 0 | 0
H | 0 | 0 | 0 | 0 | 0 | 0
LFG | 0 | 0 | 0 | 0 | 0 | 0
Nuc | 0 | 0 | 0 | 0 | 0 | 0
PS | 0 | 0 | 0 | 0 | 0 | 0
PV | 0 | 0 | 0 | 0 | 0 | 0
PeakG | 0 | 0 | 0 | 0 | 0 | 0
PeakO | 0 | 0 | 0 | 0 | 0 | 0
ST | 0 | 0 | 0 | 0 | 0 | 0
STOG | 0 | 0 | 0 | 0 | 0 | 0
STWD | 0 | 0 | 0 | 0 | 0 | 0
WT | 0 | 0 | 0 | 0 | 0 | 0
IGCC | 0 | 0 | 0 | 0 | 0 | 0
DemandResponse | 0 | 0 | 0 | 0 | 0 | 0
IGCC-CCS | 0 | 0 | 0 | 0 | 0 | 0
WT_off | 0 | 0 | 0 | 0 | 0 | 0
PseudoUnit | 0 | 0 | 0 | 0 | 0 | 0
FixedInterchange | 0 | 0 | 0 | 0 | 0 | 0
Emission Cost by Reporting Type: MISO_MO-IL
ReportingType | 2015 | 2020 | 2025 | 2030 | 2035 | 2040
BM | 0 | 0 | 0 | 0 | 0 | 0
CC | 0 | 0 | 0 | 0 | 0 | 0
CSP | 0 | 0 | 0 | 0 | 0 | 0
CT | 0 | 0 | 0 | 0 | 0 | 0
Coal | 62.47 | 0 | 0 | 0 | 0 | 0
Geo | 0 | 0 | 0 | 0 | 0 | 0
H | 0 | 0 | 0 | 0 | 0 | 0
LFG | 0 | 0 | 0 | 0 | 0 | 0
Nuc | 0 | 0 | 0 | 0 | 0 | 0
PS | 0 | 0 | 0 | 0 | 0 | 0
PV | 0 | 0 | 0 | 0 | 0 | 0
PeakG | 0 | 0 | 0 | 0 | 0 | 0
PeakO | 0 | 0 | 0 | 0 | 0 | 0
ST | 0 | 0 | 0 | 0 | 0 | 0
STOG | 0 | 0 | 0 | 0 | 0 | 0
STWD | 0 | 0 | 0 | 0 | 0 | 0
WT | 0 | 0 | 0 | 0 | 0 | 0
IGCC | 0 | 0 | 0 | 0 | 0 | 0
DemandResponse | 0 | 0 | 0 | 0 | 0 | 0
IGCC-CCS | 0 | 0 | 0 | 0 | 0 | 0
WT_off | 0 | 0 | 0 | 0 | 0 | 0
PseudoUnit | 0 | 0 | 0 | 0 | 0 | 0
FixedInterchange | 0 | 0 | 0 | 0 | 0 | 0
Emission Cost by Reporting Type: MISO_W
ReportingType | 2015 | 2020 | 2025 | 2030 | 2035 | 2040
BM | 0 | 0 | 0 | 0 | 0 | 0
CC | 0 | 0 | 0 | 0 | 0 | 0
CSP | 0 | 0 | 0 | 0 | 0 | 0
CT | 0 | 0 | 0 | 0 | 0 | 0
Coal | 32.27 | 0 | 0 | 0 | 0 | 0
Geo | 0 | 0 | 0 | 0 | 0 | 0
H | 0 | 0 | 0 | 0 | 0 | 0
LFG | 0 | 0 | 0 | 0 | 0 | 0
Nuc | 0 | 0 | 0 | 0 | 0 | 0
PS | 0 | 0 | 0 | 0 | 0 | 0
PV | 0 | 0 | 0 | 0 | 0 | 0
PeakG | 0 | 0 | 0 | 0 | 0 | 0
PeakO | 0 | 0 | 0 | 0 | 0 | 0
ST | 0 | 0 | 0 | 0 | 0 | 0
STOG | 0 | 0 | 0 | 0 | 0 | 0
STWD | 0 | 0 | 0 | 0 | 0 | 0
WT | 0 | 0 | 0 | 0 | 0 | 0
IGCC | 0 | 0 | 0 | 0 | 0 | 0
DemandResponse | 0 | 0 | 0 | 0 | 0 | 0
IGCC-CCS | 0 | 0 | 0 | 0 | 0 | 0
WT_off | 0 | 0 | 0 | 0 | 0 | 0
PseudoUnit | 0 | 0 | 0 | 0 | 0 | 0
FixedInterchange | 0 | 0 | 0 | 0 | 0 | 0
Emission Cost by Reporting Type: MISO_WUMS
ReportingType | 2015 | 2020 | 2025 | 2030 | 2035 | 2040
BM | 0 | 0 | 0 | 0 | 0 | 0
CC | 0 | 0 | 0 | 0 | 0 | 0
CSP | 0 | 0 | 0 | 0 | 0 | 0
CT | 0 | 0 | 0 | 0 | 0 | 0
Coal | 4.38 | 0 | 0 | 0 | 0 | 0
Geo | 0 | 0 | 0 | 0 | 0 | 0
H | 0 | 0 | 0 | 0 | 0 | 0
LFG | 0 | 0 | 0 | 0 | 0 | 0
Nuc | 0 | 0 | 0 | 0 | 0 | 0
PS | 0 | 0 | 0 | 0 | 0 | 0
PV | 0 | 0 | 0 | 0 | 0 | 0
PeakG | 0 | 0 | 0 | 0 | 0 | 0
PeakO | 0 | 0 | 0 | 0 | 0 | 0
ST | 0 | 0 | 0 | 0 | 0 | 0
STOG | 0 | 0 | 0 | 0 | 0 | 0
STWD | 0 | 0 | 0 | 0 | 0 | 0
WT | 0 | 0 | 0 | 0 | 0 | 0
IGCC | 0 | 0 | 0 | 0 | 0 | 0
DemandResponse | 0 | 0 | 0 | 0 | 0 | 0
IGCC-CCS | 0 | 0 | 0 | 0 | 0 | 0
WT_off | 0 | 0 | 0 | 0 | 0 | 0
PseudoUnit | 0 | 0 | 0 | 0 | 0 | 0
FixedInterchange | 0 | 0 | 0 | 0 | 0 | 0
Emission Cost by Reporting Type: Nebraska
ReportingType | 2015 | 2020 | 2025 | 2030 | 2035 | 2040
BM | 0 | 0 | 0 | 0 | 0 | 0
CC | 0 | 0 | 0 | 0 | 0 | 0
CSP | 0 | 0 | 0 | 0 | 0 | 0
CT | 0 | 0 | 0 | 0 | 0 | 0
Coal | 5.3 | 0 | 0 | 0 | 0 | 0
Geo | 0 | 0 | 0 | 0 | 0 | 0
H | 0 | 0 | 0 | 0 | 0 | 0
LFG | 0 | 0 | 0 | 0 | 0 | 0
Nuc | 0 | 0 | 0 | 0 | 0 | 0
PS | 0 | 0 | 0 | 0 | 0 | 0
PV | 0 | 0 | 0 | 0 | 0 | 0
PeakG | 0 | 0 | 0 | 0 | 0 | 0
PeakO | 0 | 0 | 0 | 0 | 0 | 0
ST | 0 | 0 | 0 | 0 | 0 | 0
STOG | 0 | 0 | 0 | 0 | 0 | 0
STWD | 0 | 0 | 0 | 0 | 0 | 0
WT | 0 | 0 | 0 | 0 | 0 | 0
IGCC | 0 | 0 | 0 | 0 | 0 | 0
DemandResponse | 0 | 0 | 0 | 0 | 0 | 0
IGCC-CCS | 0 | 0 | 0 | 0 | 0 | 0
WT_off | 0 | 0 | 0 | 0 | 0 | 0
PseudoUnit | 0 | 0 | 0 | 0 | 0 | 0
FixedInterchange | 0 | 0 | 0 | 0 | 0 | 0
Emission Cost by Reporting Type: NEISO
ReportingType | 2015 | 2020 | 2025 | 2030 | 2035 | 2040
BM | 0 | 0 | 0 | 0 | 0 | 0
CC | 0 | 0 | 0 | 0 | 0 | 0
CSP | 0 | 0 | 0 | 0 | 0 | 0
CT | 0 | 0 | 0 | 0 | 0 | 0
Coal | 0 | 0 | 0 | 0 | 0 | 0
Geo | 0 | 0 | 0 | 0 | 0 | 0
H | 0 | 0 | 0 | 0 | 0 | 0
LFG | 0 | 0 | 0 | 0 | 0 | 0
Nuc | 0 | 0 | 0 | 0 | 0 | 0
PS | 0 | 0 | 0 | 0 | 0 | 0
PV | 0 | 0 | 0 | 0 | 0 | 0
PeakG | 0 | 0 | 0 | 0 | 0 | 0
PeakO | 0 | 0 | 0 | 0 | 0 | 0
ST | 0 | 0 | 0 | 0 | 0 | 0
STOG | 0 | 0 | 0 | 0 | 0 | 0
STWD | 0 | 0 | 0 | 0 | 0 | 0
WT | 0 | 0 | 0 | 0 | 0 | 0
IGCC | 0 | 0 | 0 | 0 | 0 | 0
DemandResponse | 0 | 0 | 0 | 0 | 0 | 0
IGCC-CCS | 0 | 0 | 0 | 0 | 0 | 0
WT_off | 0 | 0 | 0 | 0 | 0 | 0
PseudoUnit | 0 | 0 | 0 | 0 | 0 | 0
FixedInterchange | 0 | 0 | 0 | 0 | 0 | 0
Emission Cost by Reporting Type: NonRTO_Midwest
ReportingType | 2015 | 2020 | 2025 | 2030 | 2035 | 2040
BM | 0 | 0 | 0 | 0 | 0 | 0
CC | 0 | 0 | 0 | 0 | 0 | 0
CSP | 0 | 0 | 0 | 0 | 0 | 0
CT | 0 | 0 | 0 | 0 | 0 | 0
Coal | 22.79 | 0 | 0 | 0 | 0 | 0
Geo | 0 | 0 | 0 | 0 | 0 | 0
H | 0 | 0 | 0 | 0 | 0 | 0
LFG | 0 | 0 | 0 | 0 | 0 | 0
Nuc | 0 | 0 | 0 | 0 | 0 | 0
PS | 0 | 0 | 0 | 0 | 0 | 0
PV | 0 | 0 | 0 | 0 | 0 | 0
PeakG | 0 | 0 | 0 | 0 | 0 | 0
PeakO | 0 | 0 | 0 | 0 | 0 | 0
ST | 0 | 0 | 0 | 0 | 0 | 0
STOG | 0 | 0 | 0 | 0 | 0 | 0
STWD | 0 | 0 | 0 | 0 | 0 | 0
WT | 0 | 0 | 0 | 0 | 0 | 0
IGCC | 0 | 0 | 0 | 0 | 0 | 0
DemandResponse | 0 | 0 | 0 | 0 | 0 | 0
IGCC-CCS | 0 | 0 | 0 | 0 | 0 | 0
WT_off | 0 | 0 | 0 | 0 | 0 | 0
PseudoUnit | 0 | 0 | 0 | 0 | 0 | 0
FixedInterchange | 0 | 0 | 0 | 0 | 0 | 0
Emission Cost by Reporting Type: NYISO_A-F
ReportingType | 2015 | 2020 | 2025 | 2030 | 2035 | 2040
BM | 0 | 0 | 0 | 0 | 0 | 0
CC | 0 | 0 | 0 | 0 | 0 | 0
CSP | 0 | 0 | 0 | 0 | 0 | 0
CT | 0 | 0 | 0 | 0 | 0 | 0
Coal | 0 | 0 | 0 | 0 | 0 | 0
Geo | 0 | 0 | 0 | 0 | 0 | 0
H | 0 | 0 | 0 | 0 | 0 | 0
LFG | 0 | 0 | 0 | 0 | 0 | 0
Nuc | 0 | 0 | 0 | 0 | 0 | 0
PS | 0 | 0 | 0 | 0 | 0 | 0
PV | 0 | 0 | 0 | 0 | 0 | 0
PeakG | 0 | 0 | 0 | 0 | 0 | 0
PeakO | 0 | 0 | 0 | 0 | 0 | 0
ST | 0 | 0 | 0 | 0 | 0 | 0
STOG | 0 | 0 | 0 | 0 | 0 | 0
STWD | 0 | 0 | 0 | 0 | 0 | 0
WT | 0 | 0 | 0 | 0 | 0 | 0
IGCC | 0 | 0 | 0 | 0 | 0 | 0
DemandResponse | 0 | 0 | 0 | 0 | 0 | 0
IGCC-CCS | 0 | 0 | 0 | 0 | 0 | 0
WT_off | 0 | 0 | 0 | 0 | 0 | 0
PseudoUnit | 0 | 0 | 0 | 0 | 0 | 0
FixedInterchange | 0 | 0 | 0 | 0 | 0 | 0
Emission Cost by Reporting Type: NYISO_G-I
ReportingType | 2015 | 2020 | 2025 | 2030 | 2035 | 2040
BM | 0 | 0 | 0 | 0 | 0 | 0
CC | 0 | 0 | 0 | 0 | 0 | 0
CSP | 0 | 0 | 0 | 0 | 0 | 0
CT | 0 | 0 | 0 | 0 | 0 | 0
Coal | 1.31 | 0 | 0 | 0 | 0 | 0
Geo | 0 | 0 | 0 | 0 | 0 | 0
H | 0 | 0 | 0 | 0 | 0 | 0
LFG | 0 | 0 | 0 | 0 | 0 | 0
Nuc | 0 | 0 | 0 | 0 | 0 | 0
PS | 0 | 0 | 0 | 0 | 0 | 0
PV | 0 | 0 | 0 | 0 | 0 | 0
PeakG | 0 | 0 | 0 | 0 | 0 | 0
PeakO | 0 | 0 | 0 | 0 | 0 | 0
ST | 0 | 0 | 0 | 0 | 0 | 0
STOG | 0 | 0 | 0 | 0 | 0 | 0
STWD | 0 | 0 | 0 | 0 | 0 | 0
WT | 0 | 0 | 0 | 0 | 0 | 0
IGCC | 0 | 0 | 0 | 0 | 0 | 0
DemandResponse | 0 | 0 | 0 | 0 | 0 | 0
IGCC-CCS | 0 | 0 | 0 | 0 | 0 | 0
WT_off | 0 | 0 | 0 | 0 | 0 | 0
PseudoUnit | 0 | 0 | 0 | 0 | 0 | 0
FixedInterchange | 0 | 0 | 0 | 0 | 0 | 0
Emission Cost by Reporting Type: NYISO_J-K
ReportingType | 2015 | 2020 | 2025 | 2030 | 2035 | 2040
BM | 0 | 0 | 0 | 0 | 0 | 0
CC | 0 | 0 | 0 | 0 | 0 | 0
CSP | 0 | 0 | 0 | 0 | 0 | 0
CT | 0 | 0 | 0 | 0 | 0 | 0
Coal | 0 | 0 | 0 | 0 | 0 | 0
Geo | 0 | 0 | 0 | 0 | 0 | 0
H | 0 | 0 | 0 | 0 | 0 | 0
LFG | 0 | 0 | 0 | 0 | 0 | 0
Nuc | 0 | 0 | 0 | 0 | 0 | 0
PS | 0 | 0 | 0 | 0 | 0 | 0
PV | 0 | 0 | 0 | 0 | 0 | 0
PeakG | 0 | 0 | 0 | 0 | 0 | 0
PeakO | 0 | 0 | 0 | 0 | 0 | 0
ST | 0 | 0 | 0 | 0 | 0 | 0
STOG | 0 | 0 | 0 | 0 | 0 | 0
STWD | 0 | 0 | 0 | 0 | 0 | 0
WT | 0 | 0 | 0 | 0 | 0 | 0
IGCC | 0 | 0 | 0 | 0 | 0 | 0
DemandResponse | 0 | 0 | 0 | 0 | 0 | 0
IGCC-CCS | 0 | 0 | 0 | 0 | 0 | 0
WT_off | 0 | 0 | 0 | 0 | 0 | 0
PseudoUnit | 0 | 0 | 0 | 0 | 0 | 0
FixedInterchange | 0 | 0 | 0 | 0 | 0 | 0
Emission Cost by Reporting Type: PJM_E
ReportingType | 2015 | 2020 | 2025 | 2030 | 2035 | 2040
BM | 0 | 0 | 0 | 0 | 0 | 0
CC | 0 | 0 | 0 | 0 | 0 | 0
CSP | 0 | 0 | 0 | 0 | 0 | 0
CT | 0 | 0 | 0 | 0 | 0 | 0
Coal | 0.01 | 0 | 0 | 0 | 0 | 0
Geo | 0 | 0 | 0 | 0 | 0 | 0
H | 0 | 0 | 0 | 0 | 0 | 0
LFG | 0 | 0 | 0 | 0 | 0 | 0
Nuc | 0 | 0 | 0 | 0 | 0 | 0
PS | 0 | 0 | 0 | 0 | 0 | 0
PV | 0 | 0 | 0 | 0 | 0 | 0
PeakG | 0 | 0 | 0 | 0 | 0 | 0
PeakO | 0 | 0 | 0 | 0 | 0 | 0
ST | 0 | 0 | 0 | 0 | 0 | 0
STOG | 0 | 0 | 0 | 0 | 0 | 0
STWD | 0 | 0 | 0 | 0 | 0 | 0
WT | 0 | 0 | 0 | 0 | 0 | 0
IGCC | 0 | 0 | 0 | 0 | 0 | 0
DemandResponse | 0 | 0 | 0 | 0 | 0 | 0
IGCC-CCS | 0 | 0 | 0 | 0 | 0 | 0
WT_off | 0 | 0 | 0 | 0 | 0 | 0
PseudoUnit | 0 | 0 | 0 | 0 | 0 | 0
FixedInterchange | 0 | 0 | 0 | 0 | 0 | 0
Emission Cost by Reporting Type: PJM_ROM
ReportingType | 2015 | 2020 | 2025 | 2030 | 2035 | 2040
BM | 0 | 0 | 0 | 0 | 0 | 0
CC | 0 | 0 | 0 | 0 | 0 | 0
CSP | 0 | 0 | 0 | 0 | 0 | 0
CT | 0 | 0 | 0 | 0 | 0 | 0
Coal | 19.73 | 0 | 0 | 0 | 0 | 0
Geo | 0 | 0 | 0 | 0 | 0 | 0
H | 0 | 0 | 0 | 0 | 0 | 0
LFG | 0 | 0 | 0 | 0 | 0 | 0
Nuc | 0 | 0 | 0 | 0 | 0 | 0
PS | 0 | 0 | 0 | 0 | 0 | 0
PV | 0 | 0 | 0 | 0 | 0 | 0
PeakG | 0 | 0 | 0 | 0 | 0 | 0
PeakO | 0 | 0 | 0 | 0 | 0 | 0
ST | 0 | 0 | 0 | 0 | 0 | 0
STOG | 0 | 0 | 0 | 0 | 0 | 0
STWD | 0 | 0 | 0 | 0 | 0 | 0
WT | 0 | 0 | 0 | 0 | 0 | 0
IGCC | 0 | 0 | 0 | 0 | 0 | 0
DemandResponse | 0 | 0 | 0 | 0 | 0 | 0
IGCC-CCS | 0 | 0 | 0 | 0 | 0 | 0
WT_off | 0 | 0 | 0 | 0 | 0 | 0
PseudoUnit | 0 | 0 | 0 | 0 | 0 | 0
FixedInterchange | 0 | 0 | 0 | 0 | 0 | 0
Emission Cost by Reporting Type: PJM_ROR
ReportingType | 2015 | 2020 | 2025 | 2030 | 2035 | 2040
BM | 0 | 0 | 0 | 0 | 0 | 0
CC | 0 | 0 | 0 | 0 | 0 | 0
CSP | 0 | 0 | 0 | 0 | 0 | 0
CT | 0 | 0 | 0 | 0 | 0 | 0
Coal | 198.71 | 0 | 0 | 0 | 0 | 0
Geo | 0 | 0 | 0 | 0 | 0 | 0
H | 0 | 0 | 0 | 0 | 0 | 0
LFG | 0 | 0 | 0 | 0 | 0 | 0
Nuc | 0 | 0 | 0 | 0 | 0 | 0
PS | 0 | 0 | 0 | 0 | 0 | 0
PV | 0 | 0 | 0 | 0 | 0 | 0
PeakG | 0 | 0 | 0 | 0 | 0 | 0
PeakO | 0 | 0 | 0 | 0 | 0 | 0
ST | 0 | 0 | 0 | 0 | 0 | 0
STOG | 0 | 0 | 0 | 0 | 0 | 0
STWD | 0 | 0 | 0 | 0 | 0 | 0
WT | 0 | 0 | 0 | 0 | 0 | 0
IGCC | 0 | 0 | 0 | 0 | 0 | 0
DemandResponse | 0 | 0 | 0 | 0 | 0 | 0
IGCC-CCS | 0 | 0 | 0 | 0 | 0 | 0
WT_off | 0 | 0 | 0 | 0 | 0 | 0
PseudoUnit | 0 | 0 | 0 | 0 | 0 | 0
FixedInterchange | 0 | 0 | 0 | 0 | 0 | 0
Emission Cost by Reporting Type: SOCO
ReportingType | 2015 | 2020 | 2025 | 2030 | 2035 | 2040
BM | 0 | 0 | 0 | 0 | 0 | 0
CC | 0 | 0 | 0 | 0 | 0 | 0
CSP | 0 | 0 | 0 | 0 | 0 | 0
CT | 0 | 0 | 0 | 0 | 0 | 0
Coal | 63.48 | 0 | 0 | 0 | 0 | 0
Geo | 0 | 0 | 0 | 0 | 0 | 0
H | 0 | 0 | 0 | 0 | 0 | 0
LFG | 0 | 0 | 0 | 0 | 0 | 0
Nuc | 0 | 0 | 0 | 0 | 0 | 0
PS | 0 | 0 | 0 | 0 | 0 | 0
PV | 0 | 0 | 0 | 0 | 0 | 0
PeakG | 0 | 0 | 0 | 0 | 0 | 0
PeakO | 0 | 0 | 0 | 0 | 0 | 0
ST | 0 | 0 | 0 | 0 | 0 | 0
STOG | 0 | 0 | 0 | 0 | 0 | 0
STWD | 0 | 0 | 0 | 0 | 0 | 0
WT | 0 | 0 | 0 | 0 | 0 | 0
IGCC | 0 | 0 | 0 | 0 | 0 | 0
DemandResponse | 0 | 0 | 0 | 0 | 0 | 0
IGCC-CCS | 0 | 0 | 0 | 0 | 0 | 0
WT_off | 0 | 0 | 0 | 0 | 0 | 0
PseudoUnit | 0 | 0 | 0 | 0 | 0 | 0
FixedInterchange | 0 | 0 | 0 | 0 | 0 | 0
Emission Cost by Reporting Type: SPP_N
ReportingType | 2015 | 2020 | 2025 | 2030 | 2035 | 2040
BM | 0 | 0 | 0 | 0 | 0 | 0
CC | 0 | 0 | 0 | 0 | 0 | 0
CSP | 0 | 0 | 0 | 0 | 0 | 0
CT | 0 | 0 | 0 | 0 | 0 | 0
Coal | 7.58 | 0 | 0 | 0 | 0 | 0
Geo | 0 | 0 | 0 | 0 | 0 | 0
H | 0 | 0 | 0 | 0 | 0 | 0
LFG | 0 | 0 | 0 | 0 | 0 | 0
Nuc | 0 | 0 | 0 | 0 | 0 | 0
PS | 0 | 0 | 0 | 0 | 0 | 0
PV | 0 | 0 | 0 | 0 | 0 | 0
PeakG | 0 | 0 | 0 | 0 | 0 | 0
PeakO | 0 | 0 | 0 | 0 | 0 | 0
ST | 0 | 0 | 0 | 0 | 0 | 0
STOG | 0 | 0 | 0 | 0 | 0 | 0
STWD | 0 | 0 | 0 | 0 | 0 | 0
WT | 0 | 0 | 0 | 0 | 0 | 0
IGCC | 0 | 0 | 0 | 0 | 0 | 0
DemandResponse | 0 | 0 | 0 | 0 | 0 | 0
IGCC-CCS | 0 | 0 | 0 | 0 | 0 | 0
WT_off | 0 | 0 | 0 | 0 | 0 | 0
PseudoUnit | 0 | 0 | 0 | 0 | 0 | 0
FixedInterchange | 0 | 0 | 0 | 0 | 0 | 0
Emission Cost by Reporting Type: SPP_S
ReportingType | 2015 | 2020 | 2025 | 2030 | 2035 | 2040
BM | 0 | 0 | 0 | 0 | 0 | 0
CC | 0 | 0 | 0 | 0 | 0 | 0
CSP | 0 | 0 | 0 | 0 | 0 | 0
CT | 0 | 0 | 0 | 0 | 0 | 0
Coal | 27.36 | 0 | 0 | 0 | 0 | 0
Geo | 0 | 0 | 0 | 0 | 0 | 0
H | 0 | 0 | 0 | 0 | 0 | 0
LFG | 0 | 0 | 0 | 0 | 0 | 0
Nuc | 0 | 0 | 0 | 0 | 0 | 0
PS | 0 | 0 | 0 | 0 | 0 | 0
PV | 0 | 0 | 0 | 0 | 0 | 0
PeakG | 0 | 0 | 0 | 0 | 0 | 0
PeakO | 0 | 0 | 0 | 0 | 0 | 0
ST | 0 | 0 | 0 | 0 | 0 | 0
STOG | 0 | 0 | 0 | 0 | 0 | 0
STWD | 0 | 0 | 0 | 0 | 0 | 0
WT | 0 | 0 | 0 | 0 | 0 | 0
IGCC | 0 | 0 | 0 | 0 | 0 | 0
DemandResponse | 0 | 0 | 0 | 0 | 0 | 0
IGCC-CCS | 0 | 0 | 0 | 0 | 0 | 0
WT_off | 0 | 0 | 0 | 0 | 0 | 0
PseudoUnit | 0 | 0 | 0 | 0 | 0 | 0
FixedInterchange | 0 | 0 | 0 | 0 | 0 | 0
Emission Cost by Reporting Type: TVA
ReportingType | 2015 | 2020 | 2025 | 2030 | 2035 | 2040
BM | 0 | 0 | 0 | 0 | 0 | 0
CC | 0 | 0 | 0 | 0 | 0 | 0
CSP | 0 | 0 | 0 | 0 | 0 | 0
CT | 0 | 0 | 0 | 0 | 0 | 0
Coal | 36.18 | 0 | 0 | 0 | 0 | 0
Geo | 0 | 0 | 0 | 0 | 0 | 0
H | 0 | 0 | 0 | 0 | 0 | 0
LFG | 0 | 0 | 0 | 0 | 0 | 0
Nuc | 0 | 0 | 0 | 0 | 0 | 0
PS | 0 | 0 | 0 | 0 | 0 | 0
PV | 0 | 0 | 0 | 0 | 0 | 0
PeakG | 0 | 0 | 0 | 0 | 0 | 0
PeakO | 0 | 0 | 0 | 0 | 0 | 0
ST | 0 | 0 | 0 | 0 | 0 | 0
STOG | 0 | 0 | 0 | 0 | 0 | 0
STWD | 0 | 0 | 0 | 0 | 0 | 0
WT | 0 | 0 | 0 | 0 | 0 | 0
IGCC | 0 | 0 | 0 | 0 | 0 | 0
DemandResponse | 0 | 0 | 0 | 0 | 0 | 0
IGCC-CCS | 0 | 0 | 0 | 0 | 0 | 0
WT_off | 0 | 0 | 0 | 0 | 0 | 0
PseudoUnit | 0 | 0 | 0 | 0 | 0 | 0
FixedInterchange | 0 | 0 | 0 | 0 | 0 | 0
Emission Cost by Reporting Type: TVA_Transmission
ReportingType | 2015 | 2020 | 2025 | 2030 | 2035 | 2040
BM | 0 | 0 | 0 | 0 | 0 | 0
CC | 0 | 0 | 0 | 0 | 0 | 0
CSP | 0 | 0 | 0 | 0 | 0 | 0
CT | 0 | 0 | 0 | 0 | 0 | 0
Coal | 0 | 0 | 0 | 0 | 0 | 0
Geo | 0 | 0 | 0 | 0 | 0 | 0
H | 0 | 0 | 0 | 0 | 0 | 0
LFG | 0 | 0 | 0 | 0 | 0 | 0
Nuc | 0 | 0 | 0 | 0 | 0 | 0
PS | 0 | 0 | 0 | 0 | 0 | 0
PV | 0 | 0 | 0 | 0 | 0 | 0
PeakG | 0 | 0 | 0 | 0 | 0 | 0
PeakO | 0 | 0 | 0 | 0 | 0 | 0
ST | 0 | 0 | 0 | 0 | 0 | 0
STOG | 0 | 0 | 0 | 0 | 0 | 0
STWD | 0 | 0 | 0 | 0 | 0 | 0
WT | 0 | 0 | 0 | 0 | 0 | 0
IGCC | 0 | 0 | 0 | 0 | 0 | 0
DemandResponse | 0 | 0 | 0 | 0 | 0 | 0
IGCC-CCS | 0 | 0 | 0 | 0 | 0 | 0
WT_off | 0 | 0 | 0 | 0 | 0 | 0
PseudoUnit | 0 | 0 | 0 | 0 | 0 | 0
FixedInterchange | 0 | 0 | 0 | 0 | 0 | 0
Emission Cost by Reporting Type: VACAR
ReportingType | 2015 | 2020 | 2025 | 2030 | 2035 | 2040
BM | 0 | 0 | 0 | 0 | 0 | 0
CC | 0 | 0 | 0 | 0 | 0 | 0
CSP | 0 | 0 | 0 | 0 | 0 | 0
CT | 0 | 0 | 0 | 0 | 0 | 0
Coal | 22.3 | 0 | 0 | 0 | 0 | 0
Geo | 0 | 0 | 0 | 0 | 0 | 0
H | 0 | 0 | 0 | 0 | 0 | 0
LFG | 0 | 0 | 0 | 0 | 0 | 0
Nuc | 0 | 0 | 0 | 0 | 0 | 0
PS | 0 | 0 | 0 | 0 | 0 | 0
PV | 0 | 0 | 0 | 0 | 0 | 0
PeakG | 0 | 0 | 0 | 0 | 0 | 0
PeakO | 0 | 0 | 0 | 0 | 0 | 0
ST | 0 | 0 | 0 | 0 | 0 | 0
STOG | 0 | 0 | 0 | 0 | 0 | 0
STWD | 0 | 0 | 0 | 0 | 0 | 0
WT | 0 | 0 | 0 | 0 | 0 | 0
IGCC | 0 | 0 | 0 | 0 | 0 | 0
DemandResponse | 0 | 0 | 0 | 0 | 0 | 0
IGCC-CCS | 0 | 0 | 0 | 0 | 0 | 0
WT_off | 0 | 0 | 0 | 0 | 0 | 0
PseudoUnit | 0 | 0 | 0 | 0 | 0 | 0
FixedInterchange | 0 | 0 | 0 | 0 | 0 | 0
Emission Cost by Reporting Type: IESO
ReportingType | 2015 | 2020 | 2025 | 2030 | 2035 | 2040
BM | 0 | 0 | 0 | 0 | 0 | 0
CC | 0 | 0 | 0 | 0 | 0 | 0
CSP | 0 | 0 | 0 | 0 | 0 | 0
CT | 0 | 0 | 0 | 0 | 0 | 0
Coal | 0 | 0 | 0 | 0 | 0 | 0
Geo | 0 | 0 | 0 | 0 | 0 | 0
H | 0 | 0 | 0 | 0 | 0 | 0
LFG | 0 | 0 | 0 | 0 | 0 | 0
Nuc | 0 | 0 | 0 | 0 | 0 | 0
PS | 0 | 0 | 0 | 0 | 0 | 0
PV | 0 | 0 | 0 | 0 | 0 | 0
PeakG | 0 | 0 | 0 | 0 | 0 | 0
PeakO | 0 | 0 | 0 | 0 | 0 | 0
ST | 0 | 0 | 0 | 0 | 0 | 0
STOG | 0 | 0 | 0 | 0 | 0 | 0
STWD | 0 | 0 | 0 | 0 | 0 | 0
WT | 0 | 0 | 0 | 0 | 0 | 0
IGCC | 0 | 0 | 0 | 0 | 0 | 0
DemandResponse | 0 | 0 | 0 | 0 | 0 | 0
IGCC-CCS | 0 | 0 | 0 | 0 | 0 | 0
WT_off | 0 | 0 | 0 | 0 | 0 | 0
PseudoUnit | 0 | 0 | 0 | 0 | 0 | 0
FixedInterchange | 0 | 0 | 0 | 0 | 0 | 0
Emission Cost by Reporting Type: MAPP_CA
ReportingType | 2015 | 2020 | 2025 | 2030 | 2035 | 2040
BM | 0 | 0 | 0 | 0 | 0 | 0
CC | 0 | 0 | 0 | 0 | 0 | 0
CSP | 0 | 0 | 0 | 0 | 0 | 0
CT | 0 | 0 | 0 | 0 | 0 | 0
Coal | 0 | 0 | 0 | 0 | 0 | 0
Geo | 0 | 0 | 0 | 0 | 0 | 0
H | 0 | 0 | 0 | 0 | 0 | 0
LFG | 0 | 0 | 0 | 0 | 0 | 0
Nuc | 0 | 0 | 0 | 0 | 0 | 0
PS | 0 | 0 | 0 | 0 | 0 | 0
PV | 0 | 0 | 0 | 0 | 0 | 0
PeakG | 0 | 0 | 0 | 0 | 0 | 0
PeakO | 0 | 0 | 0 | 0 | 0 | 0
ST | 0 | 0 | 0 | 0 | 0 | 0
STOG | 0 | 0 | 0 | 0 | 0 | 0
STWD | 0 | 0 | 0 | 0 | 0 | 0
WT | 0 | 0 | 0 | 0 | 0 | 0
IGCC | 0 | 0 | 0 | 0 | 0 | 0
DemandResponse | 0 | 0 | 0 | 0 | 0 | 0
IGCC-CCS | 0 | 0 | 0 | 0 | 0 | 0
WT_off | 0 | 0 | 0 | 0 | 0 | 0
PseudoUnit | 0 | 0 | 0 | 0 | 0 | 0
FixedInterchange | 0 | 0 | 0 | 0 | 0 | 0
Emission Cost by Reporting Type: AZ_NM_SNV_Coal
ReportingType | 2015 | 2020 | 2025 | 2030 | 2035 | 2040
BM | 0 | 0 | 0 | 0 | 0 | 0
CC | 0 | 0 | 0 | 0 | 0 | 0
CSP | 0 | 0 | 0 | 0 | 0 | 0
CT | 0 | 0 | 0 | 0 | 0 | 0
Coal | 1.4 | 0 | 0 | 0 | 0 | 0
Geo | 0 | 0 | 0 | 0 | 0 | 0
H | 0 | 0 | 0 | 0 | 0 | 0
LFG | 0 | 0 | 0 | 0 | 0 | 0
Nuc | 0 | 0 | 0 | 0 | 0 | 0
PS | 0 | 0 | 0 | 0 | 0 | 0
PV | 0 | 0 | 0 | 0 | 0 | 0
PeakG | 0 | 0 | 0 | 0 | 0 | 0
PeakO | 0 | 0 | 0 | 0 | 0 | 0
ST | 0 | 0 | 0 | 0 | 0 | 0
STOG | 0 | 0 | 0 | 0 | 0 | 0
STWD | 0 | 0 | 0 | 0 | 0 | 0
WT | 0 | 0 | 0 | 0 | 0 | 0
IGCC | 0 | 0 | 0 | 0 | 0 | 0
DemandResponse | 0 | 0 | 0 | 0 | 0 | 0
IGCC-CCS | 0 | 0 | 0 | 0 | 0 | 0
WT_off | 0 | 0 | 0 | 0 | 0 | 0
PseudoUnit | 0 | 0 | 0 | 0 | 0 | 0
FixedInterchange | 0 | 0 | 0 | 0 | 0 | 0
Emission Cost by Reporting Type: AZ_NM_SNV_Gas
ReportingType | 2015 | 2020 | 2025 | 2030 | 2035 | 2040
BM | 0 | 0 | 0 | 0 | 0 | 0
CC | 0 | 0 | 0 | 0 | 0 | 0
CSP | 0 | 0 | 0 | 0 | 0 | 0
CT | 0 | 0 | 0 | 0 | 0 | 0
Coal | 0 | 0 | 0 | 0 | 0 | 0
Geo | 0 | 0 | 0 | 0 | 0 | 0
H | 0 | 0 | 0 | 0 | 0 | 0
LFG | 0 | 0 | 0 | 0 | 0 | 0
Nuc | 0 | 0 | 0 | 0 | 0 | 0
PS | 0 | 0 | 0 | 0 | 0 | 0
PV | 0 | 0 | 0 | 0 | 0 | 0
PeakG | 0 | 0 | 0 | 0 | 0 | 0
PeakO | 0 | 0 | 0 | 0 | 0 | 0
ST | 0 | 0 | 0 | 0 | 0 | 0
STOG | 0 | 0 | 0 | 0 | 0 | 0
STWD | 0 | 0 | 0 | 0 | 0 | 0
WT | 0 | 0 | 0 | 0 | 0 | 0
IGCC | 0 | 0 | 0 | 0 | 0 | 0
DemandResponse | 0 | 0 | 0 | 0 | 0 | 0
IGCC-CCS | 0 | 0 | 0 | 0 | 0 | 0
WT_off | 0 | 0 | 0 | 0 | 0 | 0
PseudoUnit | 0 | 0 | 0 | 0 | 0 | 0
FixedInterchange | 0 | 0 | 0 | 0 | 0 | 0
Emission Cost by Reporting Type: AZ_NM_SNV_NucRenew
ReportingType | 2015 | 2020 | 2025 | 2030 | 2035 | 2040
BM | 0 | 0 | 0 | 0 | 0 | 0
CC | 0 | 0 | 0 | 0 | 0 | 0
CSP | 0 | 0 | 0 | 0 | 0 | 0
CT | 0 | 0 | 0 | 0 | 0 | 0
Coal | 0 | 0 | 0 | 0 | 0 | 0
Geo | 0 | 0 | 0 | 0 | 0 | 0
H | 0 | 0 | 0 | 0 | 0 | 0
LFG | 0 | 0 | 0 | 0 | 0 | 0
Nuc | 0 | 0 | 0 | 0 | 0 | 0
PS | 0 | 0 | 0 | 0 | 0 | 0
PV | 0 | 0 | 0 | 0 | 0 | 0
PeakG | 0 | 0 | 0 | 0 | 0 | 0
PeakO | 0 | 0 | 0 | 0 | 0 | 0
ST | 0 | 0 | 0 | 0 | 0 | 0
STOG | 0 | 0 | 0 | 0 | 0 | 0
STWD | 0 | 0 | 0 | 0 | 0 | 0
WT | 0 | 0 | 0 | 0 | 0 | 0
IGCC | 0 | 0 | 0 | 0 | 0 | 0
DemandResponse | 0 | 0 | 0 | 0 | 0 | 0
IGCC-CCS | 0 | 0 | 0 | 0 | 0 | 0
WT_off | 0 | 0 | 0 | 0 | 0 | 0
PseudoUnit | 0 | 0 | 0 | 0 | 0 | 0
FixedInterchange | 0 | 0 | 0 | 0 | 0 | 0
Emission Cost by Reporting Type: ERCOT
ReportingType | 2015 | 2020 | 2025 | 2030 | 2035 | 2040
BM | 0 | 0 | 0 | 0 | 0 | 0
CC | 0 | 0 | 0 | 0 | 0 | 0
CSP | 0 | 0 | 0 | 0 | 0 | 0
CT | 0 | 0 | 0 | 0 | 0 | 0
Coal | 29.23 | 0 | 0 | 0 | 0 | 0
Geo | 0 | 0 | 0 | 0 | 0 | 0
H | 0 | 0 | 0 | 0 | 0 | 0
LFG | 0 | 0 | 0 | 0 | 0 | 0
Nuc | 0 | 0 | 0 | 0 | 0 | 0
PS | 0 | 0 | 0 | 0 | 0 | 0
PV | 0 | 0 | 0 | 0 | 0 | 0
PeakG | 0 | 0 | 0 | 0 | 0 | 0
PeakO | 0 | 0 | 0 | 0 | 0 | 0
ST | 0 | 0 | 0 | 0 | 0 | 0
STOG | 0 | 0 | 0 | 0 | 0 | 0
STWD | 0 | 0 | 0 | 0 | 0 | 0
WT | 0 | 0 | 0 | 0 | 0 | 0
IGCC | 0 | 0 | 0 | 0 | 0 | 0
DemandResponse | 0 | 0 | 0 | 0 | 0 | 0
IGCC-CCS | 0 | 0 | 0 | 0 | 0 | 0
WT_off | 0 | 0 | 0 | 0 | 0 | 0
PseudoUnit | 0 | 0 | 0 | 0 | 0 | 0
FixedInterchange | 0 | 0 | 0 | 0 | 0 | 0
Emission Cost by Reporting Type: NP15
ReportingType | 2015 | 2020 | 2025 | 2030 | 2035 | 2040
BM | 0 | 0 | 0 | 0 | 0 | 0
CC | 0 | 0 | 0 | 0 | 0 | 0
CSP | 0 | 0 | 0 | 0 | 0 | 0
CT | 0 | 0 | 0 | 0 | 0 | 0
Coal | 0 | 0 | 0 | 0 | 0 | 0
Geo | 0 | 0 | 0 | 0 | 0 | 0
H | 0 | 0 | 0 | 0 | 0 | 0
LFG | 0 | 0 | 0 | 0 | 0 | 0
Nuc | 0 | 0 | 0 | 0 | 0 | 0
PS | 0 | 0 | 0 | 0 | 0 | 0
PV | 0 | 0 | 0 | 0 | 0 | 0
PeakG | 0 | 0 | 0 | 0 | 0 | 0
PeakO | 0 | 0 | 0 | 0 | 0 | 0
ST | 0 | 0 | 0 | 0 | 0 | 0
STOG | 0 | 0 | 0 | 0 | 0 | 0
STWD | 0 | 0 | 0 | 0 | 0 | 0
WT | 0 | 0 | 0 | 0 | 0 | 0
IGCC | 0 | 0 | 0 | 0 | 0 | 0
DemandResponse | 0 | 0 | 0 | 0 | 0 | 0
IGCC-CCS | 0 | 0 | 0 | 0 | 0 | 0
WT_off | 0 | 0 | 0 | 0 | 0 | 0
PseudoUnit | 0 | 0 | 0 | 0 | 0 | 0
FixedInterchange | 0 | 0 | 0 | 0 | 0 | 0
Emission Cost by Reporting Type: NWPP_Coal
ReportingType | 2015 | 2020 | 2025 | 2030 | 2035 | 2040
BM | 0 | 0 | 0 | 0 | 0 | 0
CC | 0 | 0 | 0 | 0 | 0 | 0
CSP | 0 | 0 | 0 | 0 | 0 | 0
CT | 0 | 0 | 0 | 0 | 0 | 0
Coal | 4.65 | 0 | 0 | 0 | 0 | 0
Geo | 0 | 0 | 0 | 0 | 0 | 0
H | 0 | 0 | 0 | 0 | 0 | 0
LFG | 0 | 0 | 0 | 0 | 0 | 0
Nuc | 0 | 0 | 0 | 0 | 0 | 0
PS | 0 | 0 | 0 | 0 | 0 | 0
PV | 0 | 0 | 0 | 0 | 0 | 0
PeakG | 0 | 0 | 0 | 0 | 0 | 0
PeakO | 0 | 0 | 0 | 0 | 0 | 0
ST | 0 | 0 | 0 | 0 | 0 | 0
STOG | 0 | 0 | 0 | 0 | 0 | 0
STWD | 0 | 0 | 0 | 0 | 0 | 0
WT | 0 | 0 | 0 | 0 | 0 | 0
IGCC | 0 | 0 | 0 | 0 | 0 | 0
DemandResponse | 0 | 0 | 0 | 0 | 0 | 0
IGCC-CCS | 0 | 0 | 0 | 0 | 0 | 0
WT_off | 0 | 0 | 0 | 0 | 0 | 0
PseudoUnit | 0 | 0 | 0 | 0 | 0 | 0
FixedInterchange | 0 | 0 | 0 | 0 | 0 | 0
Emission Cost by Reporting Type: NWPP_Gas
ReportingType | 2015 | 2020 | 2025 | 2030 | 2035 | 2040
BM | 0 | 0 | 0 | 0 | 0 | 0
CC | 0 | 0 | 0 | 0 | 0 | 0
CSP | 0 | 0 | 0 | 0 | 0 | 0
CT | 0 | 0 | 0 | 0 | 0 | 0
Coal | 0 | 0 | 0 | 0 | 0 | 0
Geo | 0 | 0 | 0 | 0 | 0 | 0
H | 0 | 0 | 0 | 0 | 0 | 0
LFG | 0 | 0 | 0 | 0 | 0 | 0
Nuc | 0 | 0 | 0 | 0 | 0 | 0
PS | 0 | 0 | 0 | 0 | 0 | 0
PV | 0 | 0 | 0 | 0 | 0 | 0
PeakG | 0 | 0 | 0 | 0 | 0 | 0
PeakO | 0 | 0 | 0 | 0 | 0 | 0
ST | 0 | 0 | 0 | 0 | 0 | 0
STOG | 0 | 0 | 0 | 0 | 0 | 0
STWD | 0 | 0 | 0 | 0 | 0 | 0
WT | 0 | 0 | 0 | 0 | 0 | 0
IGCC | 0 | 0 | 0 | 0 | 0 | 0
DemandResponse | 0 | 0 | 0 | 0 | 0 | 0
IGCC-CCS | 0 | 0 | 0 | 0 | 0 | 0
WT_off | 0 | 0 | 0 | 0 | 0 | 0
PseudoUnit | 0 | 0 | 0 | 0 | 0 | 0
FixedInterchange | 0 | 0 | 0 | 0 | 0 | 0
Emission Cost by Reporting Type: NWPP_NucRenew
ReportingType | 2015 | 2020 | 2025 | 2030 | 2035 | 2040
BM | 0 | 0 | 0 | 0 | 0 | 0
CC | 0 | 0 | 0 | 0 | 0 | 0
CSP | 0 | 0 | 0 | 0 | 0 | 0
CT | 0 | 0 | 0 | 0 | 0 | 0
Coal | 0 | 0 | 0 | 0 | 0 | 0
Geo | 0 | 0 | 0 | 0 | 0 | 0
H | 0 | 0 | 0 | 0 | 0 | 0
LFG | 0 | 0 | 0 | 0 | 0 | 0
Nuc | 0 | 0 | 0 | 0 | 0 | 0
PS | 0 | 0 | 0 | 0 | 0 | 0
PV | 0 | 0 | 0 | 0 | 0 | 0
PeakG | 0 | 0 | 0 | 0 | 0 | 0
PeakO | 0 | 0 | 0 | 0 | 0 | 0
ST | 0 | 0 | 0 | 0 | 0 | 0
STOG | 0 | 0 | 0 | 0 | 0 | 0
STWD | 0 | 0 | 0 | 0 | 0 | 0
WT | 0 | 0 | 0 | 0 | 0 | 0
IGCC | 0 | 0 | 0 | 0 | 0 | 0
DemandResponse | 0 | 0 | 0 | 0 | 0 | 0
IGCC-CCS | 0 | 0 | 0 | 0 | 0 | 0
WT_off | 0 | 0 | 0 | 0 | 0 | 0
PseudoUnit | 0 | 0 | 0 | 0 | 0 | 0
FixedInterchange | 0 | 0 | 0 | 0 | 0 | 0
Emission Cost by Reporting Type: RMPA
ReportingType | 2015 | 2020 | 2025 | 2030 | 2035 | 2040
BM | 0 | 0 | 0 | 0 | 0 | 0
CC | 0 | 0 | 0 | 0 | 0 | 0
CSP | 0 | 0 | 0 | 0 | 0 | 0
CT | 0 | 0 | 0 | 0 | 0 | 0
Coal | 2.88 | 0 | 0 | 0 | 0 | 0
Geo | 0 | 0 | 0 | 0 | 0 | 0
H | 0 | 0 | 0 | 0 | 0 | 0
LFG | 0 | 0 | 0 | 0 | 0 | 0
Nuc | 0 | 0 | 0 | 0 | 0 | 0
PS | 0 | 0 | 0 | 0 | 0 | 0
PV | 0 | 0 | 0 | 0 | 0 | 0
PeakG | 0 | 0 | 0 | 0 | 0 | 0
PeakO | 0 | 0 | 0 | 0 | 0 | 0
ST | 0 | 0 | 0 | 0 | 0 | 0
STOG | 0 | 0 | 0 | 0 | 0 | 0
STWD | 0 | 0 | 0 | 0 | 0 | 0
WT | 0 | 0 | 0 | 0 | 0 | 0
IGCC | 0 | 0 | 0 | 0 | 0 | 0
DemandResponse | 0 | 0 | 0 | 0 | 0 | 0
IGCC-CCS | 0 | 0 | 0 | 0 | 0 | 0
WT_off | 0 | 0 | 0 | 0 | 0 | 0
PseudoUnit | 0 | 0 | 0 | 0 | 0 | 0
FixedInterchange | 0 | 0 | 0 | 0 | 0 | 0
Emission Cost by Reporting Type: SP15
ReportingType | 2015 | 2020 | 2025 | 2030 | 2035 | 2040
BM | 0 | 0 | 0 | 0 | 0 | 0
CC | 0 | 0 | 0 | 0 | 0 | 0
CSP | 0 | 0 | 0 | 0 | 0 | 0
CT | 0 | 0 | 0 | 0 | 0 | 0
Coal | 0.01 | 0 | 0 | 0 | 0 | 0
Geo | 0 | 0 | 0 | 0 | 0 | 0
H | 0 | 0 | 0 | 0 | 0 | 0
LFG | 0 | 0 | 0 | 0 | 0 | 0
Nuc | 0 | 0 | 0 | 0 | 0 | 0
PS | 0 | 0 | 0 | 0 | 0 | 0
PV | 0 | 0 | 0 | 0 | 0 | 0
PeakG | 0 | 0 | 0 | 0 | 0 | 0
PeakO | 0 | 0 | 0 | 0 | 0 | 0
ST | 0 | 0 | 0 | 0 | 0 | 0
STOG | 0 | 0 | 0 | 0 | 0 | 0
STWD | 0 | 0 | 0 | 0 | 0 | 0
WT | 0 | 0 | 0 | 0 | 0 | 0
IGCC | 0 | 0 | 0 | 0 | 0 | 0
DemandResponse | 0 | 0 | 0 | 0 | 0 | 0
IGCC-CCS | 0 | 0 | 0 | 0 | 0 | 0
WT_off | 0 | 0 | 0 | 0 | 0 | 0
PseudoUnit | 0 | 0 | 0 | 0 | 0 | 0
FixedInterchange | 0 | 0 | 0 | 0 | 0 | 0
Emission Cost by Reporting Type: ALB
ReportingType | 2015 | 2020 | 2025 | 2030 | 2035 | 2040
BM | 0 | 0 | 0 | 0 | 0 | 0
CC | 0 | 0 | 0 | 0 | 0 | 0
CSP | 0 | 0 | 0 | 0 | 0 | 0
CT | 0 | 0 | 0 | 0 | 0 | 0
Coal | 0 | 0 | 0 | 0 | 0 | 0
Geo | 0 | 0 | 0 | 0 | 0 | 0
H | 0 | 0 | 0 | 0 | 0 | 0
LFG | 0 | 0 | 0 | 0 | 0 | 0
Nuc | 0 | 0 | 0 | 0 | 0 | 0
PS | 0 | 0 | 0 | 0 | 0 | 0
PV | 0 | 0 | 0 | 0 | 0 | 0
PeakG | 0 | 0 | 0 | 0 | 0 | 0
PeakO | 0 | 0 | 0 | 0 | 0 | 0
ST | 0 | 0 | 0 | 0 | 0 | 0
STOG | 0 | 0 | 0 | 0 | 0 | 0
STWD | 0 | 0 | 0 | 0 | 0 | 0
WT | 0 | 0 | 0 | 0 | 0 | 0
IGCC | 0 | 0 | 0 | 0 | 0 | 0
DemandResponse | 0 | 0 | 0 | 0 | 0 | 0
IGCC-CCS | 0 | 0 | 0 | 0 | 0 | 0
WT_off | 0 | 0 | 0 | 0 | 0 | 0
PseudoUnit | 0 | 0 | 0 | 0 | 0 | 0
FixedInterchange | 0 | 0 | 0 | 0 | 0 | 0
Emission Cost by Reporting Type: BC
ReportingType | 2015 | 2020 | 2025 | 2030 | 2035 | 2040
BM | 0 | 0 | 0 | 0 | 0 | 0
CC | 0 | 0 | 0 | 0 | 0 | 0
CSP | 0 | 0 | 0 | 0 | 0 | 0
CT | 0 | 0 | 0 | 0 | 0 | 0
Coal | 0 | 0 | 0 | 0 | 0 | 0
Geo | 0 | 0 | 0 | 0 | 0 | 0
H | 0 | 0 | 0 | 0 | 0 | 0
LFG | 0 | 0 | 0 | 0 | 0 | 0
Nuc | 0 | 0 | 0 | 0 | 0 | 0
PS | 0 | 0 | 0 | 0 | 0 | 0
PV | 0 | 0 | 0 | 0 | 0 | 0
PeakG | 0 | 0 | 0 | 0 | 0 | 0
PeakO | 0 | 0 | 0 | 0 | 0 | 0
ST | 0 | 0 | 0 | 0 | 0 | 0
STOG | 0 | 0 | 0 | 0 | 0 | 0
STWD | 0 | 0 | 0 | 0 | 0 | 0
WT | 0 | 0 | 0 | 0 | 0 | 0
IGCC | 0 | 0 | 0 | 0 | 0 | 0
DemandResponse | 0 | 0 | 0 | 0 | 0 | 0
IGCC-CCS | 0 | 0 | 0 | 0 | 0 | 0
WT_off | 0 | 0 | 0 | 0 | 0 | 0
PseudoUnit | 0 | 0 | 0 | 0 | 0 | 0
FixedInterchange | 0 | 0 | 0 | 0 | 0 | 0
Emission Cost by Reporting Type: HQ_IESO
ReportingType | 2015 | 2020 | 2025 | 2030 | 2035 | 2040
BM | 0 | 0 | 0 | 0 | 0 | 0
CC | 0 | 0 | 0 | 0 | 0 | 0
CSP | 0 | 0 | 0 | 0 | 0 | 0
CT | 0 | 0 | 0 | 0 | 0 | 0
Coal | 0 | 0 | 0 | 0 | 0 | 0
Geo | 0 | 0 | 0 | 0 | 0 | 0
H | 0 | 0 | 0 | 0 | 0 | 0
LFG | 0 | 0 | 0 | 0 | 0 | 0
Nuc | 0 | 0 | 0 | 0 | 0 | 0
PS | 0 | 0 | 0 | 0 | 0 | 0
PV | 0 | 0 | 0 | 0 | 0 | 0
PeakG | 0 | 0 | 0 | 0 | 0 | 0
PeakO | 0 | 0 | 0 | 0 | 0 | 0
ST | 0 | 0 | 0 | 0 | 0 | 0
STOG | 0 | 0 | 0 | 0 | 0 | 0
STWD | 0 | 0 | 0 | 0 | 0 | 0
WT | 0 | 0 | 0 | 0 | 0 | 0
IGCC | 0 | 0 | 0 | 0 | 0 | 0
DemandResponse | 0 | 0 | 0 | 0 | 0 | 0
IGCC-CCS | 0 | 0 | 0 | 0 | 0 | 0
WT_off | 0 | 0 | 0 | 0 | 0 | 0
PseudoUnit | 0 | 0 | 0 | 0 | 0 | 0
FixedInterchange | 0 | 0 | 0 | 0 | 0 | 0
Emission Cost by Reporting Type: HQ_NEISO
ReportingType | 2015 | 2020 | 2025 | 2030 | 2035 | 2040
BM | 0 | 0 | 0 | 0 | 0 | 0
CC | 0 | 0 | 0 | 0 | 0 | 0
CSP | 0 | 0 | 0 | 0 | 0 | 0
CT | 0 | 0 | 0 | 0 | 0 | 0
Coal | 0 | 0 | 0 | 0 | 0 | 0
Geo | 0 | 0 | 0 | 0 | 0 | 0
H | 0 | 0 | 0 | 0 | 0 | 0
LFG | 0 | 0 | 0 | 0 | 0 | 0
Nuc | 0 | 0 | 0 | 0 | 0 | 0
PS | 0 | 0 | 0 | 0 | 0 | 0
PV | 0 | 0 | 0 | 0 | 0 | 0
PeakG | 0 | 0 | 0 | 0 | 0 | 0
PeakO | 0 | 0 | 0 | 0 | 0 | 0
ST | 0 | 0 | 0 | 0 | 0 | 0
STOG | 0 | 0 | 0 | 0 | 0 | 0
STWD | 0 | 0 | 0 | 0 | 0 | 0
WT | 0 | 0 | 0 | 0 | 0 | 0
IGCC | 0 | 0 | 0 | 0 | 0 | 0
DemandResponse | 0 | 0 | 0 | 0 | 0 | 0
IGCC-CCS | 0 | 0 | 0 | 0 | 0 | 0
WT_off | 0 | 0 | 0 | 0 | 0 | 0
PseudoUnit | 0 | 0 | 0 | 0 | 0 | 0
FixedInterchange | 0 | 0 | 0 | 0 | 0 | 0
Emission Cost by Reporting Type: HQ_NY
ReportingType | 2015 | 2020 | 2025 | 2030 | 2035 | 2040
BM | 0 | 0 | 0 | 0 | 0 | 0
CC | 0 | 0 | 0 | 0 | 0 | 0
CSP | 0 | 0 | 0 | 0 | 0 | 0
CT | 0 | 0 | 0 | 0 | 0 | 0
Coal | 0 | 0 | 0 | 0 | 0 | 0
Geo | 0 | 0 | 0 | 0 | 0 | 0
H | 0 | 0 | 0 | 0 | 0 | 0
LFG | 0 | 0 | 0 | 0 | 0 | 0
Nuc | 0 | 0 | 0 | 0 | 0 | 0
PS | 0 | 0 | 0 | 0 | 0 | 0
PV | 0 | 0 | 0 | 0 | 0 | 0
PeakG | 0 | 0 | 0 | 0 | 0 | 0
PeakO | 0 | 0 | 0 | 0 | 0 | 0
ST | 0 | 0 | 0 | 0 | 0 | 0
STOG | 0 | 0 | 0 | 0 | 0 | 0
STWD | 0 | 0 | 0 | 0 | 0 | 0
WT | 0 | 0 | 0 | 0 | 0 | 0
IGCC | 0 | 0 | 0 | 0 | 0 | 0
DemandResponse | 0 | 0 | 0 | 0 | 0 | 0
IGCC-CCS | 0 | 0 | 0 | 0 | 0 | 0
WT_off | 0 | 0 | 0 | 0 | 0 | 0
PseudoUnit | 0 | 0 | 0 | 0 | 0 | 0
FixedInterchange | 0 | 0 | 0 | 0 | 0 | 0
Emission Cost by Reporting Type: MARITIMES
ReportingType | 2015 | 2020 | 2025 | 2030 | 2035 | 2040
BM | 0 | 0 | 0 | 0 | 0 | 0
CC | 0 | 0 | 0 | 0 | 0 | 0
CSP | 0 | 0 | 0 | 0 | 0 | 0
CT | 0 | 0 | 0 | 0 | 0 | 0
Coal | 0 | 0 | 0 | 0 | 0 | 0
Geo | 0 | 0 | 0 | 0 | 0 | 0
H | 0 | 0 | 0 | 0 | 0 | 0
LFG | 0 | 0 | 0 | 0 | 0 | 0
Nuc | 0 | 0 | 0 | 0 | 0 | 0
PS | 0 | 0 | 0 | 0 | 0 | 0
PV | 0 | 0 | 0 | 0 | 0 | 0
PeakG | 0 | 0 | 0 | 0 | 0 | 0
PeakO | 0 | 0 | 0 | 0 | 0 | 0
ST | 0 | 0 | 0 | 0 | 0 | 0
STOG | 0 | 0 | 0 | 0 | 0 | 0
STWD | 0 | 0 | 0 | 0 | 0 | 0
WT | 0 | 0 | 0 | 0 | 0 | 0
IGCC | 0 | 0 | 0 | 0 | 0 | 0
DemandResponse | 0 | 0 | 0 | 0 | 0 | 0
IGCC-CCS | 0 | 0 | 0 | 0 | 0 | 0
WT_off | 0 | 0 | 0 | 0 | 0 | 0
PseudoUnit | 0 | 0 | 0 | 0 | 0 | 0
FixedInterchange | 0 | 0 | 0 | 0 | 0 | 0
Emission Cost by Reporting Type: All
ReportingType | 2015 | 2020 | 2025 | 2030 | 2035 | 2040
BM | 0 | 0 | 0 | 0 | 0 | 0
CC | 0 | 0 | 0 | 0 | 0 | 0
CSP | 0 | 0 | 0 | 0 | 0 | 0
CT | 0 | 0 | 0 | 0 | 0 | 0
Coal | 644.39 | 0 | 0 | 0 | 0 | 0
Geo | 0 | 0 | 0 | 0 | 0 | 0
H | 0 | 0 | 0 | 0 | 0 | 0
LFG | 0 | 0 | 0 | 0 | 0 | 0
Nuc | 0 | 0 | 0 | 0 | 0 | 0
PS | 0 | 0 | 0 | 0 | 0 | 0
PV | 0 | 0 | 0 | 0 | 0 | 0
PeakG | 0 | 0 | 0 | 0 | 0 | 0
PeakO | 0 | 0 | 0 | 0 | 0 | 0
ST | 0 | 0 | 0 | 0 | 0 | 0
STOG | 0 | 0 | 0 | 0 | 0 | 0
STWD | 0 | 0 | 0 | 0 | 0 | 0
WT | 0 | 0 | 0 | 0 | 0 | 0
IGCC | 0.29 | 0 | 0 | 0 | 0 | 0
DemandResponse | 0 | 0 | 0 | 0 | 0 | 0
IGCC-CCS | 0 | 0 | 0 | 0 | 0 | 0
WT_off | 0 | 0 | 0 | 0 | 0 | 0
PseudoUnit | 0 | 0 | 0 | 0 | 0 | 0
FixedInterchange | 0 | 0 | 0 | 0 | 0 | 0
Emission Cost by Reporting Type: EI_US
ReportingType | 2015 | 2020 | 2025 | 2030 | 2035 | 2040
BM | 0 | 0 | 0 | 0 | 0 | 0
CC | 0 | 0 | 0 | 0 | 0 | 0
CSP | 0 | 0 | 0 | 0 | 0 | 0
CT | 0 | 0 | 0 | 0 | 0 | 0
Coal | 606.22 | 0 | 0 | 0 | 0 | 0
Geo | 0 | 0 | 0 | 0 | 0 | 0
H | 0 | 0 | 0 | 0 | 0 | 0
LFG | 0 | 0 | 0 | 0 | 0 | 0
Nuc | 0 | 0 | 0 | 0 | 0 | 0
PS | 0 | 0 | 0 | 0 | 0 | 0
PV | 0 | 0 | 0 | 0 | 0 | 0
PeakG | 0 | 0 | 0 | 0 | 0 | 0
PeakO | 0 | 0 | 0 | 0 | 0 | 0
ST | 0 | 0 | 0 | 0 | 0 | 0
STOG | 0 | 0 | 0 | 0 | 0 | 0
STWD | 0 | 0 | 0 | 0 | 0 | 0
WT | 0 | 0 | 0 | 0 | 0 | 0
IGCC | 0.29 | 0 | 0 | 0 | 0 | 0
DemandResponse | 0 | 0 | 0 | 0 | 0 | 0
IGCC-CCS | 0 | 0 | 0 | 0 | 0 | 0
WT_off | 0 | 0 | 0 | 0 | 0 | 0
PseudoUnit | 0 | 0 | 0 | 0 | 0 | 0
FixedInterchange | 0 | 0 | 0 | 0 | 0 | 0
Emission Cost by Reporting Type: EI_Canada
ReportingType | 2015 | 2020 | 2025 | 2030 | 2035 | 2040
BM | 0 | 0 | 0 | 0 | 0 | 0
CC | 0 | 0 | 0 | 0 | 0 | 0
CSP | 0 | 0 | 0 | 0 | 0 | 0
CT | 0 | 0 | 0 | 0 | 0 | 0
Coal | 0 | 0 | 0 | 0 | 0 | 0
Geo | 0 | 0 | 0 | 0 | 0 | 0
H | 0 | 0 | 0 | 0 | 0 | 0
LFG | 0 | 0 | 0 | 0 | 0 | 0
Nuc | 0 | 0 | 0 | 0 | 0 | 0
PS | 0 | 0 | 0 | 0 | 0 | 0
PV | 0 | 0 | 0 | 0 | 0 | 0
PeakG | 0 | 0 | 0 | 0 | 0 | 0
PeakO | 0 | 0 | 0 | 0 | 0 | 0
ST | 0 | 0 | 0 | 0 | 0 | 0
STOG | 0 | 0 | 0 | 0 | 0 | 0
STWD | 0 | 0 | 0 | 0 | 0 | 0
WT | 0 | 0 | 0 | 0 | 0 | 0
IGCC | 0 | 0 | 0 | 0 | 0 | 0
DemandResponse | 0 | 0 | 0 | 0 | 0 | 0
IGCC-CCS | 0 | 0 | 0 | 0 | 0 | 0
WT_off | 0 | 0 | 0 | 0 | 0 | 0
PseudoUnit | 0 | 0 | 0 | 0 | 0 | 0
FixedInterchange | 0 | 0 | 0 | 0 | 0 | 0
Emission Cost by Reporting Type: EI
ReportingType | 2015 | 2020 | 2025 | 2030 | 2035 | 2040
BM | 0 | 0 | 0 | 0 | 0 | 0
CC | 0 | 0 | 0 | 0 | 0 | 0
CSP | 0 | 0 | 0 | 0 | 0 | 0
CT | 0 | 0 | 0 | 0 | 0 | 0
Coal | 606.22 | 0 | 0 | 0 | 0 | 0
Geo | 0 | 0 | 0 | 0 | 0 | 0
H | 0 | 0 | 0 | 0 | 0 | 0
LFG | 0 | 0 | 0 | 0 | 0 | 0
Nuc | 0 | 0 | 0 | 0 | 0 | 0
PS | 0 | 0 | 0 | 0 | 0 | 0
PV | 0 | 0 | 0 | 0 | 0 | 0
PeakG | 0 | 0 | 0 | 0 | 0 | 0
PeakO | 0 | 0 | 0 | 0 | 0 | 0
ST | 0 | 0 | 0 | 0 | 0 | 0
STOG | 0 | 0 | 0 | 0 | 0 | 0
STWD | 0 | 0 | 0 | 0 | 0 | 0
WT | 0 | 0 | 0 | 0 | 0 | 0
IGCC | 0.29 | 0 | 0 | 0 | 0 | 0
DemandResponse | 0 | 0 | 0 | 0 | 0 | 0
IGCC-CCS | 0 | 0 | 0 | 0 | 0 | 0
WT_off | 0 | 0 | 0 | 0 | 0 | 0
PseudoUnit | 0 | 0 | 0 | 0 | 0 | 0
FixedInterchange | 0 | 0 | 0 | 0 | 0 | 0
Emission Cost by Reporting Type: Outside_EI
ReportingType | 2015 | 2020 | 2025 | 2030 | 2035 | 2040
BM | 0 | 0 | 0 | 0 | 0 | 0
CC | 0 | 0 | 0 | 0 | 0 | 0
CSP | 0 | 0 | 0 | 0 | 0 | 0
CT | 0 | 0 | 0 | 0 | 0 | 0
Coal | 38.17 | 0 | 0 | 0 | 0 | 0
Geo | 0 | 0 | 0 | 0 | 0 | 0
H | 0 | 0 | 0 | 0 | 0 | 0
LFG | 0 | 0 | 0 | 0 | 0 | 0
Nuc | 0 | 0 | 0 | 0 | 0 | 0
PS | 0 | 0 | 0 | 0 | 0 | 0
PV | 0 | 0 | 0 | 0 | 0 | 0
PeakG | 0 | 0 | 0 | 0 | 0 | 0
PeakO | 0 | 0 | 0 | 0 | 0 | 0
ST | 0 | 0 | 0 | 0 | 0 | 0
STOG | 0 | 0 | 0 | 0 | 0 | 0
STWD | 0 | 0 | 0 | 0 | 0 | 0
WT | 0 | 0 | 0 | 0 | 0 | 0
IGCC | 0 | 0 | 0 | 0 | 0 | 0
DemandResponse | 0 | 0 | 0 | 0 | 0 | 0
IGCC-CCS | 0 | 0 | 0 | 0 | 0 | 0
WT_off | 0 | 0 | 0 | 0 | 0 | 0
PseudoUnit | 0 | 0 | 0 | 0 | 0 | 0
FixedInterchange | 0 | 0 | 0 | 0 | 0 | 0
==== Emission Program: CAIRNoxSeasonal : (NOx) ====
Emission Cost by Reporting Type: Entergy
ReportingType | 2015 | 2020 | 2025 | 2030 | 2035 | 2040
BM | 0 | 0 | 0 | 0 | 0 | 0
CC | 0 | 0 | 0 | 0 | 0 | 0
CSP | 0 | 0 | 0 | 0 | 0 | 0
CT | 0 | 0 | 0 | 0 | 0 | 0
Coal | 0 | 0 | 0 | 0 | 0 | 0
Geo | 0 | 0 | 0 | 0 | 0 | 0
H | 0 | 0 | 0 | 0 | 0 | 0
LFG | 0 | 0 | 0 | 0 | 0 | 0
Nuc | 0 | 0 | 0 | 0 | 0 | 0
PS | 0 | 0 | 0 | 0 | 0 | 0
PV | 0 | 0 | 0 | 0 | 0 | 0
PeakG | 0 | 0 | 0 | 0 | 0 | 0
PeakO | 0 | 0 | 0 | 0 | 0 | 0
ST | 0 | 0 | 0 | 0 | 0 | 0
STOG | 0 | 0 | 0 | 0 | 0 | 0
STWD | 0 | 0 | 0 | 0 | 0 | 0
WT | 0 | 0 | 0 | 0 | 0 | 0
IGCC | 0 | 0 | 0 | 0 | 0 | 0
DemandResponse | 0 | 0 | 0 | 0 | 0 | 0
IGCC-CCS | 0 | 0 | 0 | 0 | 0 | 0
WT_off | 0 | 0 | 0 | 0 | 0 | 0
PseudoUnit | 0 | 0 | 0 | 0 | 0 | 0
FixedInterchange | 0 | 0 | 0 | 0 | 0 | 0
Emission Cost by Reporting Type: FRCC
ReportingType | 2015 | 2020 | 2025 | 2030 | 2035 | 2040
BM | 0 | 0 | 0 | 0 | 0 | 0
CC | 0 | 0 | 0 | 0 | 0 | 0
CSP | 0 | 0 | 0 | 0 | 0 | 0
CT | 0 | 0 | 0 | 0 | 0 | 0
Coal | 0 | 0 | 0 | 0 | 0 | 0
Geo | 0 | 0 | 0 | 0 | 0 | 0
H | 0 | 0 | 0 | 0 | 0 | 0
LFG | 0 | 0 | 0 | 0 | 0 | 0
Nuc | 0 | 0 | 0 | 0 | 0 | 0
PS | 0 | 0 | 0 | 0 | 0 | 0
PV | 0 | 0 | 0 | 0 | 0 | 0
PeakG | 0 | 0 | 0 | 0 | 0 | 0
PeakO | 0 | 0 | 0 | 0 | 0 | 0
ST | 0 | 0 | 0 | 0 | 0 | 0
STOG | 0 | 0 | 0 | 0 | 0 | 0
STWD | 0 | 0 | 0 | 0 | 0 | 0
WT | 0 | 0 | 0 | 0 | 0 | 0
IGCC | 0 | 0 | 0 | 0 | 0 | 0
DemandResponse | 0 | 0 | 0 | 0 | 0 | 0
IGCC-CCS | 0 | 0 | 0 | 0 | 0 | 0
WT_off | 0 | 0 | 0 | 0 | 0 | 0
PseudoUnit | 0 | 0 | 0 | 0 | 0 | 0
FixedInterchange | 0 | 0 | 0 | 0 | 0 | 0
Emission Cost by Reporting Type: MAPP_US
ReportingType | 2015 | 2020 | 2025 | 2030 | 2035 | 2040
BM | 0 | 0 | 0 | 0 | 0 | 0
CC | 0 | 0 | 0 | 0 | 0 | 0
CSP | 0 | 0 | 0 | 0 | 0 | 0
CT | 0 | 0 | 0 | 0 | 0 | 0
Coal | 0 | 0 | 0 | 0 | 0 | 0
Geo | 0 | 0 | 0 | 0 | 0 | 0
H | 0 | 0 | 0 | 0 | 0 | 0
LFG | 0 | 0 | 0 | 0 | 0 | 0
Nuc | 0 | 0 | 0 | 0 | 0 | 0
PS | 0 | 0 | 0 | 0 | 0 | 0
PV | 0 | 0 | 0 | 0 | 0 | 0
PeakG | 0 | 0 | 0 | 0 | 0 | 0
PeakO | 0 | 0 | 0 | 0 | 0 | 0
ST | 0 | 0 | 0 | 0 | 0 | 0
STOG | 0 | 0 | 0 | 0 | 0 | 0
STWD | 0 | 0 | 0 | 0 | 0 | 0
WT | 0 | 0 | 0 | 0 | 0 | 0
IGCC | 0 | 0 | 0 | 0 | 0 | 0
DemandResponse | 0 | 0 | 0 | 0 | 0 | 0
IGCC-CCS | 0 | 0 | 0 | 0 | 0 | 0
WT_off | 0 | 0 | 0 | 0 | 0 | 0
PseudoUnit | 0 | 0 | 0 | 0 | 0 | 0
FixedInterchange | 0 | 0 | 0 | 0 | 0 | 0
Emission Cost by Reporting Type: MISO_IN
ReportingType | 2015 | 2020 | 2025 | 2030 | 2035 | 2040
BM | 0 | 0 | 0 | 0 | 0 | 0
CC | 0 | 0 | 0 | 0 | 0 | 0
CSP | 0 | 0 | 0 | 0 | 0 | 0
CT | 0 | 0 | 0 | 0 | 0 | 0
Coal | 0 | 0 | 0 | 0 | 0 | 0
Geo | 0 | 0 | 0 | 0 | 0 | 0
H | 0 | 0 | 0 | 0 | 0 | 0
LFG | 0 | 0 | 0 | 0 | 0 | 0
Nuc | 0 | 0 | 0 | 0 | 0 | 0
PS | 0 | 0 | 0 | 0 | 0 | 0
PV | 0 | 0 | 0 | 0 | 0 | 0
PeakG | 0 | 0 | 0 | 0 | 0 | 0
PeakO | 0 | 0 | 0 | 0 | 0 | 0
ST | 0 | 0 | 0 | 0 | 0 | 0
STOG | 0 | 0 | 0 | 0 | 0 | 0
STWD | 0 | 0 | 0 | 0 | 0 | 0
WT | 0 | 0 | 0 | 0 | 0 | 0
IGCC | 0 | 0 | 0 | 0 | 0 | 0
DemandResponse | 0 | 0 | 0 | 0 | 0 | 0
IGCC-CCS | 0 | 0 | 0 | 0 | 0 | 0
WT_off | 0 | 0 | 0 | 0 | 0 | 0
PseudoUnit | 0 | 0 | 0 | 0 | 0 | 0
FixedInterchange | 0 | 0 | 0 | 0 | 0 | 0
Emission Cost by Reporting Type: MISO_MI
ReportingType | 2015 | 2020 | 2025 | 2030 | 2035 | 2040
BM | 0 | 0 | 0 | 0 | 0 | 0
CC | 0 | 0 | 0 | 0 | 0 | 0
CSP | 0 | 0 | 0 | 0 | 0 | 0
CT | 0 | 0 | 0 | 0 | 0 | 0
Coal | 0 | 0 | 0 | 0 | 0 | 0
Geo | 0 | 0 | 0 | 0 | 0 | 0
H | 0 | 0 | 0 | 0 | 0 | 0
LFG | 0 | 0 | 0 | 0 | 0 | 0
Nuc | 0 | 0 | 0 | 0 | 0 | 0
PS | 0 | 0 | 0 | 0 | 0 | 0
PV | 0 | 0 | 0 | 0 | 0 | 0
PeakG | 0 | 0 | 0 | 0 | 0 | 0
PeakO | 0 | 0 | 0 | 0 | 0 | 0
ST | 0 | 0 | 0 | 0 | 0 | 0
STOG | 0 | 0 | 0 | 0 | 0 | 0
STWD | 0 | 0 | 0 | 0 | 0 | 0
WT | 0 | 0 | 0 | 0 | 0 | 0
IGCC | 0 | 0 | 0 | 0 | 0 | 0
DemandResponse | 0 | 0 | 0 | 0 | 0 | 0
IGCC-CCS | 0 | 0 | 0 | 0 | 0 | 0
WT_off | 0 | 0 | 0 | 0 | 0 | 0
PseudoUnit | 0 | 0 | 0 | 0 | 0 | 0
FixedInterchange | 0 | 0 | 0 | 0 | 0 | 0
Emission Cost by Reporting Type: MISO_MO-IL
ReportingType | 2015 | 2020 | 2025 | 2030 | 2035 | 2040
BM | 0 | 0 | 0 | 0 | 0 | 0
CC | 0 | 0 | 0 | 0 | 0 | 0
CSP | 0 | 0 | 0 | 0 | 0 | 0
CT | 0 | 0 | 0 | 0 | 0 | 0
Coal | 0 | 0 | 0 | 0 | 0 | 0
Geo | 0 | 0 | 0 | 0 | 0 | 0
H | 0 | 0 | 0 | 0 | 0 | 0
LFG | 0 | 0 | 0 | 0 | 0 | 0
Nuc | 0 | 0 | 0 | 0 | 0 | 0
PS | 0 | 0 | 0 | 0 | 0 | 0
PV | 0 | 0 | 0 | 0 | 0 | 0
PeakG | 0 | 0 | 0 | 0 | 0 | 0
PeakO | 0 | 0 | 0 | 0 | 0 | 0
ST | 0 | 0 | 0 | 0 | 0 | 0
STOG | 0 | 0 | 0 | 0 | 0 | 0
STWD | 0 | 0 | 0 | 0 | 0 | 0
WT | 0 | 0 | 0 | 0 | 0 | 0
IGCC | 0 | 0 | 0 | 0 | 0 | 0
DemandResponse | 0 | 0 | 0 | 0 | 0 | 0
IGCC-CCS | 0 | 0 | 0 | 0 | 0 | 0
WT_off | 0 | 0 | 0 | 0 | 0 | 0
PseudoUnit | 0 | 0 | 0 | 0 | 0 | 0
FixedInterchange | 0 | 0 | 0 | 0 | 0 | 0
Emission Cost by Reporting Type: MISO_W
ReportingType | 2015 | 2020 | 2025 | 2030 | 2035 | 2040
BM | 0 | 0 | 0 | 0 | 0 | 0
CC | 0 | 0 | 0 | 0 | 0 | 0
CSP | 0 | 0 | 0 | 0 | 0 | 0
CT | 0 | 0 | 0 | 0 | 0 | 0
Coal | 0 | 0 | 0 | 0 | 0 | 0
Geo | 0 | 0 | 0 | 0 | 0 | 0
H | 0 | 0 | 0 | 0 | 0 | 0
LFG | 0 | 0 | 0 | 0 | 0 | 0
Nuc | 0 | 0 | 0 | 0 | 0 | 0
PS | 0 | 0 | 0 | 0 | 0 | 0
PV | 0 | 0 | 0 | 0 | 0 | 0
PeakG | 0 | 0 | 0 | 0 | 0 | 0
PeakO | 0 | 0 | 0 | 0 | 0 | 0
ST | 0 | 0 | 0 | 0 | 0 | 0
STOG | 0 | 0 | 0 | 0 | 0 | 0
STWD | 0 | 0 | 0 | 0 | 0 | 0
WT | 0 | 0 | 0 | 0 | 0 | 0
IGCC | 0 | 0 | 0 | 0 | 0 | 0
DemandResponse | 0 | 0 | 0 | 0 | 0 | 0
IGCC-CCS | 0 | 0 | 0 | 0 | 0 | 0
WT_off | 0 | 0 | 0 | 0 | 0 | 0
PseudoUnit | 0 | 0 | 0 | 0 | 0 | 0
FixedInterchange | 0 | 0 | 0 | 0 | 0 | 0
Emission Cost by Reporting Type: MISO_WUMS
ReportingType | 2015 | 2020 | 2025 | 2030 | 2035 | 2040
BM | 0 | 0 | 0 | 0 | 0 | 0
CC | 0 | 0 | 0 | 0 | 0 | 0
CSP | 0 | 0 | 0 | 0 | 0 | 0
CT | 0 | 0 | 0 | 0 | 0 | 0
Coal | 0 | 0 | 0 | 0 | 0 | 0
Geo | 0 | 0 | 0 | 0 | 0 | 0
H | 0 | 0 | 0 | 0 | 0 | 0
LFG | 0 | 0 | 0 | 0 | 0 | 0
Nuc | 0 | 0 | 0 | 0 | 0 | 0
PS | 0 | 0 | 0 | 0 | 0 | 0
PV | 0 | 0 | 0 | 0 | 0 | 0
PeakG | 0 | 0 | 0 | 0 | 0 | 0
PeakO | 0 | 0 | 0 | 0 | 0 | 0
ST | 0 | 0 | 0 | 0 | 0 | 0
STOG | 0 | 0 | 0 | 0 | 0 | 0
STWD | 0 | 0 | 0 | 0 | 0 | 0
WT | 0 | 0 | 0 | 0 | 0 | 0
IGCC | 0 | 0 | 0 | 0 | 0 | 0
DemandResponse | 0 | 0 | 0 | 0 | 0 | 0
IGCC-CCS | 0 | 0 | 0 | 0 | 0 | 0
WT_off | 0 | 0 | 0 | 0 | 0 | 0
PseudoUnit | 0 | 0 | 0 | 0 | 0 | 0
FixedInterchange | 0 | 0 | 0 | 0 | 0 | 0
Emission Cost by Reporting Type: Nebraska
ReportingType | 2015 | 2020 | 2025 | 2030 | 2035 | 2040
BM | 0 | 0 | 0 | 0 | 0 | 0
CC | 0 | 0 | 0 | 0 | 0 | 0
CSP | 0 | 0 | 0 | 0 | 0 | 0
CT | 0 | 0 | 0 | 0 | 0 | 0
Coal | 0 | 0 | 0 | 0 | 0 | 0
Geo | 0 | 0 | 0 | 0 | 0 | 0
H | 0 | 0 | 0 | 0 | 0 | 0
LFG | 0 | 0 | 0 | 0 | 0 | 0
Nuc | 0 | 0 | 0 | 0 | 0 | 0
PS | 0 | 0 | 0 | 0 | 0 | 0
PV | 0 | 0 | 0 | 0 | 0 | 0
PeakG | 0 | 0 | 0 | 0 | 0 | 0
PeakO | 0 | 0 | 0 | 0 | 0 | 0
ST | 0 | 0 | 0 | 0 | 0 | 0
STOG | 0 | 0 | 0 | 0 | 0 | 0
STWD | 0 | 0 | 0 | 0 | 0 | 0
WT | 0 | 0 | 0 | 0 | 0 | 0
IGCC | 0 | 0 | 0 | 0 | 0 | 0
DemandResponse | 0 | 0 | 0 | 0 | 0 | 0
IGCC-CCS | 0 | 0 | 0 | 0 | 0 | 0
WT_off | 0 | 0 | 0 | 0 | 0 | 0
PseudoUnit | 0 | 0 | 0 | 0 | 0 | 0
FixedInterchange | 0 | 0 | 0 | 0 | 0 | 0
Emission Cost by Reporting Type: NEISO
ReportingType | 2015 | 2020 | 2025 | 2030 | 2035 | 2040
BM | 0 | 0 | 0 | 0 | 0 | 0
CC | 0 | 0 | 0 | 0 | 0 | 0
CSP | 0 | 0 | 0 | 0 | 0 | 0
CT | 0 | 0 | 0 | 0 | 0 | 0
Coal | 0 | 0 | 0 | 0 | 0 | 0
Geo | 0 | 0 | 0 | 0 | 0 | 0
H | 0 | 0 | 0 | 0 | 0 | 0
LFG | 0 | 0 | 0 | 0 | 0 | 0
Nuc | 0 | 0 | 0 | 0 | 0 | 0
PS | 0 | 0 | 0 | 0 | 0 | 0
PV | 0 | 0 | 0 | 0 | 0 | 0
PeakG | 0 | 0 | 0 | 0 | 0 | 0
PeakO | 0 | 0 | 0 | 0 | 0 | 0
ST | 0 | 0 | 0 | 0 | 0 | 0
STOG | 0 | 0 | 0 | 0 | 0 | 0
STWD | 0 | 0 | 0 | 0 | 0 | 0
WT | 0 | 0 | 0 | 0 | 0 | 0
IGCC | 0 | 0 | 0 | 0 | 0 | 0
DemandResponse | 0 | 0 | 0 | 0 | 0 | 0
IGCC-CCS | 0 | 0 | 0 | 0 | 0 | 0
WT_off | 0 | 0 | 0 | 0 | 0 | 0
PseudoUnit | 0 | 0 | 0 | 0 | 0 | 0
FixedInterchange | 0 | 0 | 0 | 0 | 0 | 0
Emission Cost by Reporting Type: NonRTO_Midwest
ReportingType | 2015 | 2020 | 2025 | 2030 | 2035 | 2040
BM | 0 | 0 | 0 | 0 | 0 | 0
CC | 0 | 0 | 0 | 0 | 0 | 0
CSP | 0 | 0 | 0 | 0 | 0 | 0
CT | 0 | 0 | 0 | 0 | 0 | 0
Coal | 0 | 0 | 0 | 0 | 0 | 0
Geo | 0 | 0 | 0 | 0 | 0 | 0
H | 0 | 0 | 0 | 0 | 0 | 0
LFG | 0 | 0 | 0 | 0 | 0 | 0
Nuc | 0 | 0 | 0 | 0 | 0 | 0
PS | 0 | 0 | 0 | 0 | 0 | 0
PV | 0 | 0 | 0 | 0 | 0 | 0
PeakG | 0 | 0 | 0 | 0 | 0 | 0
PeakO | 0 | 0 | 0 | 0 | 0 | 0
ST | 0 | 0 | 0 | 0 | 0 | 0
STOG | 0 | 0 | 0 | 0 | 0 | 0
STWD | 0 | 0 | 0 | 0 | 0 | 0
WT | 0 | 0 | 0 | 0 | 0 | 0
IGCC | 0 | 0 | 0 | 0 | 0 | 0
DemandResponse | 0 | 0 | 0 | 0 | 0 | 0
IGCC-CCS | 0 | 0 | 0 | 0 | 0 | 0
WT_off | 0 | 0 | 0 | 0 | 0 | 0
PseudoUnit | 0 | 0 | 0 | 0 | 0 | 0
FixedInterchange | 0 | 0 | 0 | 0 | 0 | 0
Emission Cost by Reporting Type: NYISO_A-F
ReportingType | 2015 | 2020 | 2025 | 2030 | 2035 | 2040
BM | 0 | 0 | 0 | 0 | 0 | 0
CC | 0 | 0 | 0 | 0 | 0 | 0
CSP | 0 | 0 | 0 | 0 | 0 | 0
CT | 0 | 0 | 0 | 0 | 0 | 0
Coal | 0 | 0 | 0 | 0 | 0 | 0
Geo | 0 | 0 | 0 | 0 | 0 | 0
H | 0 | 0 | 0 | 0 | 0 | 0
LFG | 0 | 0 | 0 | 0 | 0 | 0
Nuc | 0 | 0 | 0 | 0 | 0 | 0
PS | 0 | 0 | 0 | 0 | 0 | 0
PV | 0 | 0 | 0 | 0 | 0 | 0
PeakG | 0 | 0 | 0 | 0 | 0 | 0
PeakO | 0 | 0 | 0 | 0 | 0 | 0
ST | 0 | 0 | 0 | 0 | 0 | 0
STOG | 0 | 0 | 0 | 0 | 0 | 0
STWD | 0 | 0 | 0 | 0 | 0 | 0
WT | 0 | 0 | 0 | 0 | 0 | 0
IGCC | 0 | 0 | 0 | 0 | 0 | 0
DemandResponse | 0 | 0 | 0 | 0 | 0 | 0
IGCC-CCS | 0 | 0 | 0 | 0 | 0 | 0
WT_off | 0 | 0 | 0 | 0 | 0 | 0
PseudoUnit | 0 | 0 | 0 | 0 | 0 | 0
FixedInterchange | 0 | 0 | 0 | 0 | 0 | 0
Emission Cost by Reporting Type: NYISO_G-I
ReportingType | 2015 | 2020 | 2025 | 2030 | 2035 | 2040
BM | 0 | 0 | 0 | 0 | 0 | 0
CC | 0 | 0 | 0 | 0 | 0 | 0
CSP | 0 | 0 | 0 | 0 | 0 | 0
CT | 0 | 0 | 0 | 0 | 0 | 0
Coal | 0 | 0 | 0 | 0 | 0 | 0
Geo | 0 | 0 | 0 | 0 | 0 | 0
H | 0 | 0 | 0 | 0 | 0 | 0
LFG | 0 | 0 | 0 | 0 | 0 | 0
Nuc | 0 | 0 | 0 | 0 | 0 | 0
PS | 0 | 0 | 0 | 0 | 0 | 0
PV | 0 | 0 | 0 | 0 | 0 | 0
PeakG | 0 | 0 | 0 | 0 | 0 | 0
PeakO | 0 | 0 | 0 | 0 | 0 | 0
ST | 0 | 0 | 0 | 0 | 0 | 0
STOG | 0 | 0 | 0 | 0 | 0 | 0
STWD | 0 | 0 | 0 | 0 | 0 | 0
WT | 0 | 0 | 0 | 0 | 0 | 0
IGCC | 0 | 0 | 0 | 0 | 0 | 0
DemandResponse | 0 | 0 | 0 | 0 | 0 | 0
IGCC-CCS | 0 | 0 | 0 | 0 | 0 | 0
WT_off | 0 | 0 | 0 | 0 | 0 | 0
PseudoUnit | 0 | 0 | 0 | 0 | 0 | 0
FixedInterchange | 0 | 0 | 0 | 0 | 0 | 0
Emission Cost by Reporting Type: NYISO_J-K
ReportingType | 2015 | 2020 | 2025 | 2030 | 2035 | 2040
BM | 0 | 0 | 0 | 0 | 0 | 0
CC | 0 | 0 | 0 | 0 | 0 | 0
CSP | 0 | 0 | 0 | 0 | 0 | 0
CT | 0 | 0 | 0 | 0 | 0 | 0
Coal | 0 | 0 | 0 | 0 | 0 | 0
Geo | 0 | 0 | 0 | 0 | 0 | 0
H | 0 | 0 | 0 | 0 | 0 | 0
LFG | 0 | 0 | 0 | 0 | 0 | 0
Nuc | 0 | 0 | 0 | 0 | 0 | 0
PS | 0 | 0 | 0 | 0 | 0 | 0
PV | 0 | 0 | 0 | 0 | 0 | 0
PeakG | 0 | 0 | 0 | 0 | 0 | 0
PeakO | 0 | 0 | 0 | 0 | 0 | 0
ST | 0 | 0 | 0 | 0 | 0 | 0
STOG | 0 | 0 | 0 | 0 | 0 | 0
STWD | 0 | 0 | 0 | 0 | 0 | 0
WT | 0 | 0 | 0 | 0 | 0 | 0
IGCC | 0 | 0 | 0 | 0 | 0 | 0
DemandResponse | 0 | 0 | 0 | 0 | 0 | 0
IGCC-CCS | 0 | 0 | 0 | 0 | 0 | 0
WT_off | 0 | 0 | 0 | 0 | 0 | 0
PseudoUnit | 0 | 0 | 0 | 0 | 0 | 0
FixedInterchange | 0 | 0 | 0 | 0 | 0 | 0
Emission Cost by Reporting Type: PJM_E
ReportingType | 2015 | 2020 | 2025 | 2030 | 2035 | 2040
BM | 0 | 0 | 0 | 0 | 0 | 0
CC | 0 | 0 | 0 | 0 | 0 | 0
CSP | 0 | 0 | 0 | 0 | 0 | 0
CT | 0 | 0 | 0 | 0 | 0 | 0
Coal | 0 | 0 | 0 | 0 | 0 | 0
Geo | 0 | 0 | 0 | 0 | 0 | 0
H | 0 | 0 | 0 | 0 | 0 | 0
LFG | 0 | 0 | 0 | 0 | 0 | 0
Nuc | 0 | 0 | 0 | 0 | 0 | 0
PS | 0 | 0 | 0 | 0 | 0 | 0
PV | 0 | 0 | 0 | 0 | 0 | 0
PeakG | 0 | 0 | 0 | 0 | 0 | 0
PeakO | 0 | 0 | 0 | 0 | 0 | 0
ST | 0 | 0 | 0 | 0 | 0 | 0
STOG | 0 | 0 | 0 | 0 | 0 | 0
STWD | 0 | 0 | 0 | 0 | 0 | 0
WT | 0 | 0 | 0 | 0 | 0 | 0
IGCC | 0 | 0 | 0 | 0 | 0 | 0
DemandResponse | 0 | 0 | 0 | 0 | 0 | 0
IGCC-CCS | 0 | 0 | 0 | 0 | 0 | 0
WT_off | 0 | 0 | 0 | 0 | 0 | 0
PseudoUnit | 0 | 0 | 0 | 0 | 0 | 0
FixedInterchange | 0 | 0 | 0 | 0 | 0 | 0
Emission Cost by Reporting Type: PJM_ROM
ReportingType | 2015 | 2020 | 2025 | 2030 | 2035 | 2040
BM | 0 | 0 | 0 | 0 | 0 | 0
CC | 0 | 0 | 0 | 0 | 0 | 0
CSP | 0 | 0 | 0 | 0 | 0 | 0
CT | 0 | 0 | 0 | 0 | 0 | 0
Coal | 0 | 0 | 0 | 0 | 0 | 0
Geo | 0 | 0 | 0 | 0 | 0 | 0
H | 0 | 0 | 0 | 0 | 0 | 0
LFG | 0 | 0 | 0 | 0 | 0 | 0
Nuc | 0 | 0 | 0 | 0 | 0 | 0
PS | 0 | 0 | 0 | 0 | 0 | 0
PV | 0 | 0 | 0 | 0 | 0 | 0
PeakG | 0 | 0 | 0 | 0 | 0 | 0
PeakO | 0 | 0 | 0 | 0 | 0 | 0
ST | 0 | 0 | 0 | 0 | 0 | 0
STOG | 0 | 0 | 0 | 0 | 0 | 0
STWD | 0 | 0 | 0 | 0 | 0 | 0
WT | 0 | 0 | 0 | 0 | 0 | 0
IGCC | 0 | 0 | 0 | 0 | 0 | 0
DemandResponse | 0 | 0 | 0 | 0 | 0 | 0
IGCC-CCS | 0 | 0 | 0 | 0 | 0 | 0
WT_off | 0 | 0 | 0 | 0 | 0 | 0
PseudoUnit | 0 | 0 | 0 | 0 | 0 | 0
FixedInterchange | 0 | 0 | 0 | 0 | 0 | 0
Emission Cost by Reporting Type: PJM_ROR
ReportingType | 2015 | 2020 | 2025 | 2030 | 2035 | 2040
BM | 0 | 0 | 0 | 0 | 0 | 0
CC | 0 | 0 | 0 | 0 | 0 | 0
CSP | 0 | 0 | 0 | 0 | 0 | 0
CT | 0 | 0 | 0 | 0 | 0 | 0
Coal | 0 | 0 | 0 | 0 | 0 | 0
Geo | 0 | 0 | 0 | 0 | 0 | 0
H | 0 | 0 | 0 | 0 | 0 | 0
LFG | 0 | 0 | 0 | 0 | 0 | 0
Nuc | 0 | 0 | 0 | 0 | 0 | 0
PS | 0 | 0 | 0 | 0 | 0 | 0
PV | 0 | 0 | 0 | 0 | 0 | 0
PeakG | 0 | 0 | 0 | 0 | 0 | 0
PeakO | 0 | 0 | 0 | 0 | 0 | 0
ST | 0 | 0 | 0 | 0 | 0 | 0
STOG | 0 | 0 | 0 | 0 | 0 | 0
STWD | 0 | 0 | 0 | 0 | 0 | 0
WT | 0 | 0 | 0 | 0 | 0 | 0
IGCC | 0 | 0 | 0 | 0 | 0 | 0
DemandResponse | 0 | 0 | 0 | 0 | 0 | 0
IGCC-CCS | 0 | 0 | 0 | 0 | 0 | 0
WT_off | 0 | 0 | 0 | 0 | 0 | 0
PseudoUnit | 0 | 0 | 0 | 0 | 0 | 0
FixedInterchange | 0 | 0 | 0 | 0 | 0 | 0
Emission Cost by Reporting Type: SOCO
ReportingType | 2015 | 2020 | 2025 | 2030 | 2035 | 2040
BM | 0 | 0 | 0 | 0 | 0 | 0
CC | 0 | 0 | 0 | 0 | 0 | 0
CSP | 0 | 0 | 0 | 0 | 0 | 0
CT | 0 | 0 | 0 | 0 | 0 | 0
Coal | 0 | 0 | 0 | 0 | 0 | 0
Geo | 0 | 0 | 0 | 0 | 0 | 0
H | 0 | 0 | 0 | 0 | 0 | 0
LFG | 0 | 0 | 0 | 0 | 0 | 0
Nuc | 0 | 0 | 0 | 0 | 0 | 0
PS | 0 | 0 | 0 | 0 | 0 | 0
PV | 0 | 0 | 0 | 0 | 0 | 0
PeakG | 0 | 0 | 0 | 0 | 0 | 0
PeakO | 0 | 0 | 0 | 0 | 0 | 0
ST | 0 | 0 | 0 | 0 | 0 | 0
STOG | 0 | 0 | 0 | 0 | 0 | 0
STWD | 0 | 0 | 0 | 0 | 0 | 0
WT | 0 | 0 | 0 | 0 | 0 | 0
IGCC | 0 | 0 | 0 | 0 | 0 | 0
DemandResponse | 0 | 0 | 0 | 0 | 0 | 0
IGCC-CCS | 0 | 0 | 0 | 0 | 0 | 0
WT_off | 0 | 0 | 0 | 0 | 0 | 0
PseudoUnit | 0 | 0 | 0 | 0 | 0 | 0
FixedInterchange | 0 | 0 | 0 | 0 | 0 | 0
Emission Cost by Reporting Type: SPP_N
ReportingType | 2015 | 2020 | 2025 | 2030 | 2035 | 2040
BM | 0 | 0 | 0 | 0 | 0 | 0
CC | 0 | 0 | 0 | 0 | 0 | 0
CSP | 0 | 0 | 0 | 0 | 0 | 0
CT | 0 | 0 | 0 | 0 | 0 | 0
Coal | 0 | 0 | 0 | 0 | 0 | 0
Geo | 0 | 0 | 0 | 0 | 0 | 0
H | 0 | 0 | 0 | 0 | 0 | 0
LFG | 0 | 0 | 0 | 0 | 0 | 0
Nuc | 0 | 0 | 0 | 0 | 0 | 0
PS | 0 | 0 | 0 | 0 | 0 | 0
PV | 0 | 0 | 0 | 0 | 0 | 0
PeakG | 0 | 0 | 0 | 0 | 0 | 0
PeakO | 0 | 0 | 0 | 0 | 0 | 0
ST | 0 | 0 | 0 | 0 | 0 | 0
STOG | 0 | 0 | 0 | 0 | 0 | 0
STWD | 0 | 0 | 0 | 0 | 0 | 0
WT | 0 | 0 | 0 | 0 | 0 | 0
IGCC | 0 | 0 | 0 | 0 | 0 | 0
DemandResponse | 0 | 0 | 0 | 0 | 0 | 0
IGCC-CCS | 0 | 0 | 0 | 0 | 0 | 0
WT_off | 0 | 0 | 0 | 0 | 0 | 0
PseudoUnit | 0 | 0 | 0 | 0 | 0 | 0
FixedInterchange | 0 | 0 | 0 | 0 | 0 | 0
Emission Cost by Reporting Type: SPP_S
ReportingType | 2015 | 2020 | 2025 | 2030 | 2035 | 2040
BM | 0 | 0 | 0 | 0 | 0 | 0
CC | 0 | 0 | 0 | 0 | 0 | 0
CSP | 0 | 0 | 0 | 0 | 0 | 0
CT | 0 | 0 | 0 | 0 | 0 | 0
Coal | 0 | 0 | 0 | 0 | 0 | 0
Geo | 0 | 0 | 0 | 0 | 0 | 0
H | 0 | 0 | 0 | 0 | 0 | 0
LFG | 0 | 0 | 0 | 0 | 0 | 0
Nuc | 0 | 0 | 0 | 0 | 0 | 0
PS | 0 | 0 | 0 | 0 | 0 | 0
PV | 0 | 0 | 0 | 0 | 0 | 0
PeakG | 0 | 0 | 0 | 0 | 0 | 0
PeakO | 0 | 0 | 0 | 0 | 0 | 0
ST | 0 | 0 | 0 | 0 | 0 | 0
STOG | 0 | 0 | 0 | 0 | 0 | 0
STWD | 0 | 0 | 0 | 0 | 0 | 0
WT | 0 | 0 | 0 | 0 | 0 | 0
IGCC | 0 | 0 | 0 | 0 | 0 | 0
DemandResponse | 0 | 0 | 0 | 0 | 0 | 0
IGCC-CCS | 0 | 0 | 0 | 0 | 0 | 0
WT_off | 0 | 0 | 0 | 0 | 0 | 0
PseudoUnit | 0 | 0 | 0 | 0 | 0 | 0
FixedInterchange | 0 | 0 | 0 | 0 | 0 | 0
Emission Cost by Reporting Type: TVA
ReportingType | 2015 | 2020 | 2025 | 2030 | 2035 | 2040
BM | 0 | 0 | 0 | 0 | 0 | 0
CC | 0 | 0 | 0 | 0 | 0 | 0
CSP | 0 | 0 | 0 | 0 | 0 | 0
CT | 0 | 0 | 0 | 0 | 0 | 0
Coal | 0 | 0 | 0 | 0 | 0 | 0
Geo | 0 | 0 | 0 | 0 | 0 | 0
H | 0 | 0 | 0 | 0 | 0 | 0
LFG | 0 | 0 | 0 | 0 | 0 | 0
Nuc | 0 | 0 | 0 | 0 | 0 | 0
PS | 0 | 0 | 0 | 0 | 0 | 0
PV | 0 | 0 | 0 | 0 | 0 | 0
PeakG | 0 | 0 | 0 | 0 | 0 | 0
PeakO | 0 | 0 | 0 | 0 | 0 | 0
ST | 0 | 0 | 0 | 0 | 0 | 0
STOG | 0 | 0 | 0 | 0 | 0 | 0
STWD | 0 | 0 | 0 | 0 | 0 | 0
WT | 0 | 0 | 0 | 0 | 0 | 0
IGCC | 0 | 0 | 0 | 0 | 0 | 0
DemandResponse | 0 | 0 | 0 | 0 | 0 | 0
IGCC-CCS | 0 | 0 | 0 | 0 | 0 | 0
WT_off | 0 | 0 | 0 | 0 | 0 | 0
PseudoUnit | 0 | 0 | 0 | 0 | 0 | 0
FixedInterchange | 0 | 0 | 0 | 0 | 0 | 0
Emission Cost by Reporting Type: TVA_Transmission
ReportingType | 2015 | 2020 | 2025 | 2030 | 2035 | 2040
BM | 0 | 0 | 0 | 0 | 0 | 0
CC | 0 | 0 | 0 | 0 | 0 | 0
CSP | 0 | 0 | 0 | 0 | 0 | 0
CT | 0 | 0 | 0 | 0 | 0 | 0
Coal | 0 | 0 | 0 | 0 | 0 | 0
Geo | 0 | 0 | 0 | 0 | 0 | 0
H | 0 | 0 | 0 | 0 | 0 | 0
LFG | 0 | 0 | 0 | 0 | 0 | 0
Nuc | 0 | 0 | 0 | 0 | 0 | 0
PS | 0 | 0 | 0 | 0 | 0 | 0
PV | 0 | 0 | 0 | 0 | 0 | 0
PeakG | 0 | 0 | 0 | 0 | 0 | 0
PeakO | 0 | 0 | 0 | 0 | 0 | 0
ST | 0 | 0 | 0 | 0 | 0 | 0
STOG | 0 | 0 | 0 | 0 | 0 | 0
STWD | 0 | 0 | 0 | 0 | 0 | 0
WT | 0 | 0 | 0 | 0 | 0 | 0
IGCC | 0 | 0 | 0 | 0 | 0 | 0
DemandResponse | 0 | 0 | 0 | 0 | 0 | 0
IGCC-CCS | 0 | 0 | 0 | 0 | 0 | 0
WT_off | 0 | 0 | 0 | 0 | 0 | 0
PseudoUnit | 0 | 0 | 0 | 0 | 0 | 0
FixedInterchange | 0 | 0 | 0 | 0 | 0 | 0
Emission Cost by Reporting Type: VACAR
ReportingType | 2015 | 2020 | 2025 | 2030 | 2035 | 2040
BM | 0 | 0 | 0 | 0 | 0 | 0
CC | 0 | 0 | 0 | 0 | 0 | 0
CSP | 0 | 0 | 0 | 0 | 0 | 0
CT | 0 | 0 | 0 | 0 | 0 | 0
Coal | 0 | 0 | 0 | 0 | 0 | 0
Geo | 0 | 0 | 0 | 0 | 0 | 0
H | 0 | 0 | 0 | 0 | 0 | 0
LFG | 0 | 0 | 0 | 0 | 0 | 0
Nuc | 0 | 0 | 0 | 0 | 0 | 0
PS | 0 | 0 | 0 | 0 | 0 | 0
PV | 0 | 0 | 0 | 0 | 0 | 0
PeakG | 0 | 0 | 0 | 0 | 0 | 0
PeakO | 0 | 0 | 0 | 0 | 0 | 0
ST | 0 | 0 | 0 | 0 | 0 | 0
STOG | 0 | 0 | 0 | 0 | 0 | 0
STWD | 0 | 0 | 0 | 0 | 0 | 0
WT | 0 | 0 | 0 | 0 | 0 | 0
IGCC | 0 | 0 | 0 | 0 | 0 | 0
DemandResponse | 0 | 0 | 0 | 0 | 0 | 0
IGCC-CCS | 0 | 0 | 0 | 0 | 0 | 0
WT_off | 0 | 0 | 0 | 0 | 0 | 0
PseudoUnit | 0 | 0 | 0 | 0 | 0 | 0
FixedInterchange | 0 | 0 | 0 | 0 | 0 | 0
Emission Cost by Reporting Type: IESO
ReportingType | 2015 | 2020 | 2025 | 2030 | 2035 | 2040
BM | 0 | 0 | 0 | 0 | 0 | 0
CC | 0 | 0 | 0 | 0 | 0 | 0
CSP | 0 | 0 | 0 | 0 | 0 | 0
CT | 0 | 0 | 0 | 0 | 0 | 0
Coal | 0 | 0 | 0 | 0 | 0 | 0
Geo | 0 | 0 | 0 | 0 | 0 | 0
H | 0 | 0 | 0 | 0 | 0 | 0
LFG | 0 | 0 | 0 | 0 | 0 | 0
Nuc | 0 | 0 | 0 | 0 | 0 | 0
PS | 0 | 0 | 0 | 0 | 0 | 0
PV | 0 | 0 | 0 | 0 | 0 | 0
PeakG | 0 | 0 | 0 | 0 | 0 | 0
PeakO | 0 | 0 | 0 | 0 | 0 | 0
ST | 0 | 0 | 0 | 0 | 0 | 0
STOG | 0 | 0 | 0 | 0 | 0 | 0
STWD | 0 | 0 | 0 | 0 | 0 | 0
WT | 0 | 0 | 0 | 0 | 0 | 0
IGCC | 0 | 0 | 0 | 0 | 0 | 0
DemandResponse | 0 | 0 | 0 | 0 | 0 | 0
IGCC-CCS | 0 | 0 | 0 | 0 | 0 | 0
WT_off | 0 | 0 | 0 | 0 | 0 | 0
PseudoUnit | 0 | 0 | 0 | 0 | 0 | 0
FixedInterchange | 0 | 0 | 0 | 0 | 0 | 0
Emission Cost by Reporting Type: MAPP_CA
ReportingType | 2015 | 2020 | 2025 | 2030 | 2035 | 2040
BM | 0 | 0 | 0 | 0 | 0 | 0
CC | 0 | 0 | 0 | 0 | 0 | 0
CSP | 0 | 0 | 0 | 0 | 0 | 0
CT | 0 | 0 | 0 | 0 | 0 | 0
Coal | 0 | 0 | 0 | 0 | 0 | 0
Geo | 0 | 0 | 0 | 0 | 0 | 0
H | 0 | 0 | 0 | 0 | 0 | 0
LFG | 0 | 0 | 0 | 0 | 0 | 0
Nuc | 0 | 0 | 0 | 0 | 0 | 0
PS | 0 | 0 | 0 | 0 | 0 | 0
PV | 0 | 0 | 0 | 0 | 0 | 0
PeakG | 0 | 0 | 0 | 0 | 0 | 0
PeakO | 0 | 0 | 0 | 0 | 0 | 0
ST | 0 | 0 | 0 | 0 | 0 | 0
STOG | 0 | 0 | 0 | 0 | 0 | 0
STWD | 0 | 0 | 0 | 0 | 0 | 0
WT | 0 | 0 | 0 | 0 | 0 | 0
IGCC | 0 | 0 | 0 | 0 | 0 | 0
DemandResponse | 0 | 0 | 0 | 0 | 0 | 0
IGCC-CCS | 0 | 0 | 0 | 0 | 0 | 0
WT_off | 0 | 0 | 0 | 0 | 0 | 0
PseudoUnit | 0 | 0 | 0 | 0 | 0 | 0
FixedInterchange | 0 | 0 | 0 | 0 | 0 | 0
Emission Cost by Reporting Type: AZ_NM_SNV_Coal
ReportingType | 2015 | 2020 | 2025 | 2030 | 2035 | 2040
BM | 0 | 0 | 0 | 0 | 0 | 0
CC | 0 | 0 | 0 | 0 | 0 | 0
CSP | 0 | 0 | 0 | 0 | 0 | 0
CT | 0 | 0 | 0 | 0 | 0 | 0
Coal | 0 | 0 | 0 | 0 | 0 | 0
Geo | 0 | 0 | 0 | 0 | 0 | 0
H | 0 | 0 | 0 | 0 | 0 | 0
LFG | 0 | 0 | 0 | 0 | 0 | 0
Nuc | 0 | 0 | 0 | 0 | 0 | 0
PS | 0 | 0 | 0 | 0 | 0 | 0
PV | 0 | 0 | 0 | 0 | 0 | 0
PeakG | 0 | 0 | 0 | 0 | 0 | 0
PeakO | 0 | 0 | 0 | 0 | 0 | 0
ST | 0 | 0 | 0 | 0 | 0 | 0
STOG | 0 | 0 | 0 | 0 | 0 | 0
STWD | 0 | 0 | 0 | 0 | 0 | 0
WT | 0 | 0 | 0 | 0 | 0 | 0
IGCC | 0 | 0 | 0 | 0 | 0 | 0
DemandResponse | 0 | 0 | 0 | 0 | 0 | 0
IGCC-CCS | 0 | 0 | 0 | 0 | 0 | 0
WT_off | 0 | 0 | 0 | 0 | 0 | 0
PseudoUnit | 0 | 0 | 0 | 0 | 0 | 0
FixedInterchange | 0 | 0 | 0 | 0 | 0 | 0
Emission Cost by Reporting Type: AZ_NM_SNV_Gas
ReportingType | 2015 | 2020 | 2025 | 2030 | 2035 | 2040
BM | 0 | 0 | 0 | 0 | 0 | 0
CC | 0 | 0 | 0 | 0 | 0 | 0
CSP | 0 | 0 | 0 | 0 | 0 | 0
CT | 0 | 0 | 0 | 0 | 0 | 0
Coal | 0 | 0 | 0 | 0 | 0 | 0
Geo | 0 | 0 | 0 | 0 | 0 | 0
H | 0 | 0 | 0 | 0 | 0 | 0
LFG | 0 | 0 | 0 | 0 | 0 | 0
Nuc | 0 | 0 | 0 | 0 | 0 | 0
PS | 0 | 0 | 0 | 0 | 0 | 0
PV | 0 | 0 | 0 | 0 | 0 | 0
PeakG | 0 | 0 | 0 | 0 | 0 | 0
PeakO | 0 | 0 | 0 | 0 | 0 | 0
ST | 0 | 0 | 0 | 0 | 0 | 0
STOG | 0 | 0 | 0 | 0 | 0 | 0
STWD | 0 | 0 | 0 | 0 | 0 | 0
WT | 0 | 0 | 0 | 0 | 0 | 0
IGCC | 0 | 0 | 0 | 0 | 0 | 0
DemandResponse | 0 | 0 | 0 | 0 | 0 | 0
IGCC-CCS | 0 | 0 | 0 | 0 | 0 | 0
WT_off | 0 | 0 | 0 | 0 | 0 | 0
PseudoUnit | 0 | 0 | 0 | 0 | 0 | 0
FixedInterchange | 0 | 0 | 0 | 0 | 0 | 0
Emission Cost by Reporting Type: AZ_NM_SNV_NucRenew
ReportingType | 2015 | 2020 | 2025 | 2030 | 2035 | 2040
BM | 0 | 0 | 0 | 0 | 0 | 0
CC | 0 | 0 | 0 | 0 | 0 | 0
CSP | 0 | 0 | 0 | 0 | 0 | 0
CT | 0 | 0 | 0 | 0 | 0 | 0
Coal | 0 | 0 | 0 | 0 | 0 | 0
Geo | 0 | 0 | 0 | 0 | 0 | 0
H | 0 | 0 | 0 | 0 | 0 | 0
LFG | 0 | 0 | 0 | 0 | 0 | 0
Nuc | 0 | 0 | 0 | 0 | 0 | 0
PS | 0 | 0 | 0 | 0 | 0 | 0
PV | 0 | 0 | 0 | 0 | 0 | 0
PeakG | 0 | 0 | 0 | 0 | 0 | 0
PeakO | 0 | 0 | 0 | 0 | 0 | 0
ST | 0 | 0 | 0 | 0 | 0 | 0
STOG | 0 | 0 | 0 | 0 | 0 | 0
STWD | 0 | 0 | 0 | 0 | 0 | 0
WT | 0 | 0 | 0 | 0 | 0 | 0
IGCC | 0 | 0 | 0 | 0 | 0 | 0
DemandResponse | 0 | 0 | 0 | 0 | 0 | 0
IGCC-CCS | 0 | 0 | 0 | 0 | 0 | 0
WT_off | 0 | 0 | 0 | 0 | 0 | 0
PseudoUnit | 0 | 0 | 0 | 0 | 0 | 0
FixedInterchange | 0 | 0 | 0 | 0 | 0 | 0
Emission Cost by Reporting Type: ERCOT
ReportingType | 2015 | 2020 | 2025 | 2030 | 2035 | 2040
BM | 0 | 0 | 0 | 0 | 0 | 0
CC | 0 | 0 | 0 | 0 | 0 | 0
CSP | 0 | 0 | 0 | 0 | 0 | 0
CT | 0 | 0 | 0 | 0 | 0 | 0
Coal | 0 | 0 | 0 | 0 | 0 | 0
Geo | 0 | 0 | 0 | 0 | 0 | 0
H | 0 | 0 | 0 | 0 | 0 | 0
LFG | 0 | 0 | 0 | 0 | 0 | 0
Nuc | 0 | 0 | 0 | 0 | 0 | 0
PS | 0 | 0 | 0 | 0 | 0 | 0
PV | 0 | 0 | 0 | 0 | 0 | 0
PeakG | 0 | 0 | 0 | 0 | 0 | 0
PeakO | 0 | 0 | 0 | 0 | 0 | 0
ST | 0 | 0 | 0 | 0 | 0 | 0
STOG | 0 | 0 | 0 | 0 | 0 | 0
STWD | 0 | 0 | 0 | 0 | 0 | 0
WT | 0 | 0 | 0 | 0 | 0 | 0
IGCC | 0 | 0 | 0 | 0 | 0 | 0
DemandResponse | 0 | 0 | 0 | 0 | 0 | 0
IGCC-CCS | 0 | 0 | 0 | 0 | 0 | 0
WT_off | 0 | 0 | 0 | 0 | 0 | 0
PseudoUnit | 0 | 0 | 0 | 0 | 0 | 0
FixedInterchange | 0 | 0 | 0 | 0 | 0 | 0
Emission Cost by Reporting Type: NP15
ReportingType | 2015 | 2020 | 2025 | 2030 | 2035 | 2040
BM | 0 | 0 | 0 | 0 | 0 | 0
CC | 0 | 0 | 0 | 0 | 0 | 0
CSP | 0 | 0 | 0 | 0 | 0 | 0
CT | 0 | 0 | 0 | 0 | 0 | 0
Coal | 0 | 0 | 0 | 0 | 0 | 0
Geo | 0 | 0 | 0 | 0 | 0 | 0
H | 0 | 0 | 0 | 0 | 0 | 0
LFG | 0 | 0 | 0 | 0 | 0 | 0
Nuc | 0 | 0 | 0 | 0 | 0 | 0
PS | 0 | 0 | 0 | 0 | 0 | 0
PV | 0 | 0 | 0 | 0 | 0 | 0
PeakG | 0 | 0 | 0 | 0 | 0 | 0
PeakO | 0 | 0 | 0 | 0 | 0 | 0
ST | 0 | 0 | 0 | 0 | 0 | 0
STOG | 0 | 0 | 0 | 0 | 0 | 0
STWD | 0 | 0 | 0 | 0 | 0 | 0
WT | 0 | 0 | 0 | 0 | 0 | 0
IGCC | 0 | 0 | 0 | 0 | 0 | 0
DemandResponse | 0 | 0 | 0 | 0 | 0 | 0
IGCC-CCS | 0 | 0 | 0 | 0 | 0 | 0
WT_off | 0 | 0 | 0 | 0 | 0 | 0
PseudoUnit | 0 | 0 | 0 | 0 | 0 | 0
FixedInterchange | 0 | 0 | 0 | 0 | 0 | 0
Emission Cost by Reporting Type: NWPP_Coal
ReportingType | 2015 | 2020 | 2025 | 2030 | 2035 | 2040
BM | 0 | 0 | 0 | 0 | 0 | 0
CC | 0 | 0 | 0 | 0 | 0 | 0
CSP | 0 | 0 | 0 | 0 | 0 | 0
CT | 0 | 0 | 0 | 0 | 0 | 0
Coal | 0 | 0 | 0 | 0 | 0 | 0
Geo | 0 | 0 | 0 | 0 | 0 | 0
H | 0 | 0 | 0 | 0 | 0 | 0
LFG | 0 | 0 | 0 | 0 | 0 | 0
Nuc | 0 | 0 | 0 | 0 | 0 | 0
PS | 0 | 0 | 0 | 0 | 0 | 0
PV | 0 | 0 | 0 | 0 | 0 | 0
PeakG | 0 | 0 | 0 | 0 | 0 | 0
PeakO | 0 | 0 | 0 | 0 | 0 | 0
ST | 0 | 0 | 0 | 0 | 0 | 0
STOG | 0 | 0 | 0 | 0 | 0 | 0
STWD | 0 | 0 | 0 | 0 | 0 | 0
WT | 0 | 0 | 0 | 0 | 0 | 0
IGCC | 0 | 0 | 0 | 0 | 0 | 0
DemandResponse | 0 | 0 | 0 | 0 | 0 | 0
IGCC-CCS | 0 | 0 | 0 | 0 | 0 | 0
WT_off | 0 | 0 | 0 | 0 | 0 | 0
PseudoUnit | 0 | 0 | 0 | 0 | 0 | 0
FixedInterchange | 0 | 0 | 0 | 0 | 0 | 0
Emission Cost by Reporting Type: NWPP_Gas
ReportingType | 2015 | 2020 | 2025 | 2030 | 2035 | 2040
BM | 0 | 0 | 0 | 0 | 0 | 0
CC | 0 | 0 | 0 | 0 | 0 | 0
CSP | 0 | 0 | 0 | 0 | 0 | 0
CT | 0 | 0 | 0 | 0 | 0 | 0
Coal | 0 | 0 | 0 | 0 | 0 | 0
Geo | 0 | 0 | 0 | 0 | 0 | 0
H | 0 | 0 | 0 | 0 | 0 | 0
LFG | 0 | 0 | 0 | 0 | 0 | 0
Nuc | 0 | 0 | 0 | 0 | 0 | 0
PS | 0 | 0 | 0 | 0 | 0 | 0
PV | 0 | 0 | 0 | 0 | 0 | 0
PeakG | 0 | 0 | 0 | 0 | 0 | 0
PeakO | 0 | 0 | 0 | 0 | 0 | 0
ST | 0 | 0 | 0 | 0 | 0 | 0
STOG | 0 | 0 | 0 | 0 | 0 | 0
STWD | 0 | 0 | 0 | 0 | 0 | 0
WT | 0 | 0 | 0 | 0 | 0 | 0
IGCC | 0 | 0 | 0 | 0 | 0 | 0
DemandResponse | 0 | 0 | 0 | 0 | 0 | 0
IGCC-CCS | 0 | 0 | 0 | 0 | 0 | 0
WT_off | 0 | 0 | 0 | 0 | 0 | 0
PseudoUnit | 0 | 0 | 0 | 0 | 0 | 0
FixedInterchange | 0 | 0 | 0 | 0 | 0 | 0
Emission Cost by Reporting Type: NWPP_NucRenew
ReportingType | 2015 | 2020 | 2025 | 2030 | 2035 | 2040
BM | 0 | 0 | 0 | 0 | 0 | 0
CC | 0 | 0 | 0 | 0 | 0 | 0
CSP | 0 | 0 | 0 | 0 | 0 | 0
CT | 0 | 0 | 0 | 0 | 0 | 0
Coal | 0 | 0 | 0 | 0 | 0 | 0
Geo | 0 | 0 | 0 | 0 | 0 | 0
H | 0 | 0 | 0 | 0 | 0 | 0
LFG | 0 | 0 | 0 | 0 | 0 | 0
Nuc | 0 | 0 | 0 | 0 | 0 | 0
PS | 0 | 0 | 0 | 0 | 0 | 0
PV | 0 | 0 | 0 | 0 | 0 | 0
PeakG | 0 | 0 | 0 | 0 | 0 | 0
PeakO | 0 | 0 | 0 | 0 | 0 | 0
ST | 0 | 0 | 0 | 0 | 0 | 0
STOG | 0 | 0 | 0 | 0 | 0 | 0
STWD | 0 | 0 | 0 | 0 | 0 | 0
WT | 0 | 0 | 0 | 0 | 0 | 0
IGCC | 0 | 0 | 0 | 0 | 0 | 0
DemandResponse | 0 | 0 | 0 | 0 | 0 | 0
IGCC-CCS | 0 | 0 | 0 | 0 | 0 | 0
WT_off | 0 | 0 | 0 | 0 | 0 | 0
PseudoUnit | 0 | 0 | 0 | 0 | 0 | 0
FixedInterchange | 0 | 0 | 0 | 0 | 0 | 0
Emission Cost by Reporting Type: RMPA
ReportingType | 2015 | 2020 | 2025 | 2030 | 2035 | 2040
BM | 0 | 0 | 0 | 0 | 0 | 0
CC | 0 | 0 | 0 | 0 | 0 | 0
CSP | 0 | 0 | 0 | 0 | 0 | 0
CT | 0 | 0 | 0 | 0 | 0 | 0
Coal | 0 | 0 | 0 | 0 | 0 | 0
Geo | 0 | 0 | 0 | 0 | 0 | 0
H | 0 | 0 | 0 | 0 | 0 | 0
LFG | 0 | 0 | 0 | 0 | 0 | 0
Nuc | 0 | 0 | 0 | 0 | 0 | 0
PS | 0 | 0 | 0 | 0 | 0 | 0
PV | 0 | 0 | 0 | 0 | 0 | 0
PeakG | 0 | 0 | 0 | 0 | 0 | 0
PeakO | 0 | 0 | 0 | 0 | 0 | 0
ST | 0 | 0 | 0 | 0 | 0 | 0
STOG | 0 | 0 | 0 | 0 | 0 | 0
STWD | 0 | 0 | 0 | 0 | 0 | 0
WT | 0 | 0 | 0 | 0 | 0 | 0
IGCC | 0 | 0 | 0 | 0 | 0 | 0
DemandResponse | 0 | 0 | 0 | 0 | 0 | 0
IGCC-CCS | 0 | 0 | 0 | 0 | 0 | 0
WT_off | 0 | 0 | 0 | 0 | 0 | 0
PseudoUnit | 0 | 0 | 0 | 0 | 0 | 0
FixedInterchange | 0 | 0 | 0 | 0 | 0 | 0
Emission Cost by Reporting Type: SP15
ReportingType | 2015 | 2020 | 2025 | 2030 | 2035 | 2040
BM | 0 | 0 | 0 | 0 | 0 | 0
CC | 0 | 0 | 0 | 0 | 0 | 0
CSP | 0 | 0 | 0 | 0 | 0 | 0
CT | 0 | 0 | 0 | 0 | 0 | 0
Coal | 0 | 0 | 0 | 0 | 0 | 0
Geo | 0 | 0 | 0 | 0 | 0 | 0
H | 0 | 0 | 0 | 0 | 0 | 0
LFG | 0 | 0 | 0 | 0 | 0 | 0
Nuc | 0 | 0 | 0 | 0 | 0 | 0
PS | 0 | 0 | 0 | 0 | 0 | 0
PV | 0 | 0 | 0 | 0 | 0 | 0
PeakG | 0 | 0 | 0 | 0 | 0 | 0
PeakO | 0 | 0 | 0 | 0 | 0 | 0
ST | 0 | 0 | 0 | 0 | 0 | 0
STOG | 0 | 0 | 0 | 0 | 0 | 0
STWD | 0 | 0 | 0 | 0 | 0 | 0
WT | 0 | 0 | 0 | 0 | 0 | 0
IGCC | 0 | 0 | 0 | 0 | 0 | 0
DemandResponse | 0 | 0 | 0 | 0 | 0 | 0
IGCC-CCS | 0 | 0 | 0 | 0 | 0 | 0
WT_off | 0 | 0 | 0 | 0 | 0 | 0
PseudoUnit | 0 | 0 | 0 | 0 | 0 | 0
FixedInterchange | 0 | 0 | 0 | 0 | 0 | 0
Emission Cost by Reporting Type: ALB
ReportingType | 2015 | 2020 | 2025 | 2030 | 2035 | 2040
BM | 0 | 0 | 0 | 0 | 0 | 0
CC | 0 | 0 | 0 | 0 | 0 | 0
CSP | 0 | 0 | 0 | 0 | 0 | 0
CT | 0 | 0 | 0 | 0 | 0 | 0
Coal | 0 | 0 | 0 | 0 | 0 | 0
Geo | 0 | 0 | 0 | 0 | 0 | 0
H | 0 | 0 | 0 | 0 | 0 | 0
LFG | 0 | 0 | 0 | 0 | 0 | 0
Nuc | 0 | 0 | 0 | 0 | 0 | 0
PS | 0 | 0 | 0 | 0 | 0 | 0
PV | 0 | 0 | 0 | 0 | 0 | 0
PeakG | 0 | 0 | 0 | 0 | 0 | 0
PeakO | 0 | 0 | 0 | 0 | 0 | 0
ST | 0 | 0 | 0 | 0 | 0 | 0
STOG | 0 | 0 | 0 | 0 | 0 | 0
STWD | 0 | 0 | 0 | 0 | 0 | 0
WT | 0 | 0 | 0 | 0 | 0 | 0
IGCC | 0 | 0 | 0 | 0 | 0 | 0
DemandResponse | 0 | 0 | 0 | 0 | 0 | 0
IGCC-CCS | 0 | 0 | 0 | 0 | 0 | 0
WT_off | 0 | 0 | 0 | 0 | 0 | 0
PseudoUnit | 0 | 0 | 0 | 0 | 0 | 0
FixedInterchange | 0 | 0 | 0 | 0 | 0 | 0
Emission Cost by Reporting Type: BC
ReportingType | 2015 | 2020 | 2025 | 2030 | 2035 | 2040
BM | 0 | 0 | 0 | 0 | 0 | 0
CC | 0 | 0 | 0 | 0 | 0 | 0
CSP | 0 | 0 | 0 | 0 | 0 | 0
CT | 0 | 0 | 0 | 0 | 0 | 0
Coal | 0 | 0 | 0 | 0 | 0 | 0
Geo | 0 | 0 | 0 | 0 | 0 | 0
H | 0 | 0 | 0 | 0 | 0 | 0
LFG | 0 | 0 | 0 | 0 | 0 | 0
Nuc | 0 | 0 | 0 | 0 | 0 | 0
PS | 0 | 0 | 0 | 0 | 0 | 0
PV | 0 | 0 | 0 | 0 | 0 | 0
PeakG | 0 | 0 | 0 | 0 | 0 | 0
PeakO | 0 | 0 | 0 | 0 | 0 | 0
ST | 0 | 0 | 0 | 0 | 0 | 0
STOG | 0 | 0 | 0 | 0 | 0 | 0
STWD | 0 | 0 | 0 | 0 | 0 | 0
WT | 0 | 0 | 0 | 0 | 0 | 0
IGCC | 0 | 0 | 0 | 0 | 0 | 0
DemandResponse | 0 | 0 | 0 | 0 | 0 | 0
IGCC-CCS | 0 | 0 | 0 | 0 | 0 | 0
WT_off | 0 | 0 | 0 | 0 | 0 | 0
PseudoUnit | 0 | 0 | 0 | 0 | 0 | 0
FixedInterchange | 0 | 0 | 0 | 0 | 0 | 0
Emission Cost by Reporting Type: HQ_IESO
ReportingType | 2015 | 2020 | 2025 | 2030 | 2035 | 2040
BM | 0 | 0 | 0 | 0 | 0 | 0
CC | 0 | 0 | 0 | 0 | 0 | 0
CSP | 0 | 0 | 0 | 0 | 0 | 0
CT | 0 | 0 | 0 | 0 | 0 | 0
Coal | 0 | 0 | 0 | 0 | 0 | 0
Geo | 0 | 0 | 0 | 0 | 0 | 0
H | 0 | 0 | 0 | 0 | 0 | 0
LFG | 0 | 0 | 0 | 0 | 0 | 0
Nuc | 0 | 0 | 0 | 0 | 0 | 0
PS | 0 | 0 | 0 | 0 | 0 | 0
PV | 0 | 0 | 0 | 0 | 0 | 0
PeakG | 0 | 0 | 0 | 0 | 0 | 0
PeakO | 0 | 0 | 0 | 0 | 0 | 0
ST | 0 | 0 | 0 | 0 | 0 | 0
STOG | 0 | 0 | 0 | 0 | 0 | 0
STWD | 0 | 0 | 0 | 0 | 0 | 0
WT | 0 | 0 | 0 | 0 | 0 | 0
IGCC | 0 | 0 | 0 | 0 | 0 | 0
DemandResponse | 0 | 0 | 0 | 0 | 0 | 0
IGCC-CCS | 0 | 0 | 0 | 0 | 0 | 0
WT_off | 0 | 0 | 0 | 0 | 0 | 0
PseudoUnit | 0 | 0 | 0 | 0 | 0 | 0
FixedInterchange | 0 | 0 | 0 | 0 | 0 | 0
Emission Cost by Reporting Type: HQ_NEISO
ReportingType | 2015 | 2020 | 2025 | 2030 | 2035 | 2040
BM | 0 | 0 | 0 | 0 | 0 | 0
CC | 0 | 0 | 0 | 0 | 0 | 0
CSP | 0 | 0 | 0 | 0 | 0 | 0
CT | 0 | 0 | 0 | 0 | 0 | 0
Coal | 0 | 0 | 0 | 0 | 0 | 0
Geo | 0 | 0 | 0 | 0 | 0 | 0
H | 0 | 0 | 0 | 0 | 0 | 0
LFG | 0 | 0 | 0 | 0 | 0 | 0
Nuc | 0 | 0 | 0 | 0 | 0 | 0
PS | 0 | 0 | 0 | 0 | 0 | 0
PV | 0 | 0 | 0 | 0 | 0 | 0
PeakG | 0 | 0 | 0 | 0 | 0 | 0
PeakO | 0 | 0 | 0 | 0 | 0 | 0
ST | 0 | 0 | 0 | 0 | 0 | 0
STOG | 0 | 0 | 0 | 0 | 0 | 0
STWD | 0 | 0 | 0 | 0 | 0 | 0
WT | 0 | 0 | 0 | 0 | 0 | 0
IGCC | 0 | 0 | 0 | 0 | 0 | 0
DemandResponse | 0 | 0 | 0 | 0 | 0 | 0
IGCC-CCS | 0 | 0 | 0 | 0 | 0 | 0
WT_off | 0 | 0 | 0 | 0 | 0 | 0
PseudoUnit | 0 | 0 | 0 | 0 | 0 | 0
FixedInterchange | 0 | 0 | 0 | 0 | 0 | 0
Emission Cost by Reporting Type: HQ_NY
ReportingType | 2015 | 2020 | 2025 | 2030 | 2035 | 2040
BM | 0 | 0 | 0 | 0 | 0 | 0
CC | 0 | 0 | 0 | 0 | 0 | 0
CSP | 0 | 0 | 0 | 0 | 0 | 0
CT | 0 | 0 | 0 | 0 | 0 | 0
Coal | 0 | 0 | 0 | 0 | 0 | 0
Geo | 0 | 0 | 0 | 0 | 0 | 0
H | 0 | 0 | 0 | 0 | 0 | 0
LFG | 0 | 0 | 0 | 0 | 0 | 0
Nuc | 0 | 0 | 0 | 0 | 0 | 0
PS | 0 | 0 | 0 | 0 | 0 | 0
PV | 0 | 0 | 0 | 0 | 0 | 0
PeakG | 0 | 0 | 0 | 0 | 0 | 0
PeakO | 0 | 0 | 0 | 0 | 0 | 0
ST | 0 | 0 | 0 | 0 | 0 | 0
STOG | 0 | 0 | 0 | 0 | 0 | 0
STWD | 0 | 0 | 0 | 0 | 0 | 0
WT | 0 | 0 | 0 | 0 | 0 | 0
IGCC | 0 | 0 | 0 | 0 | 0 | 0
DemandResponse | 0 | 0 | 0 | 0 | 0 | 0
IGCC-CCS | 0 | 0 | 0 | 0 | 0 | 0
WT_off | 0 | 0 | 0 | 0 | 0 | 0
PseudoUnit | 0 | 0 | 0 | 0 | 0 | 0
FixedInterchange | 0 | 0 | 0 | 0 | 0 | 0
Emission Cost by Reporting Type: MARITIMES
ReportingType | 2015 | 2020 | 2025 | 2030 | 2035 | 2040
BM | 0 | 0 | 0 | 0 | 0 | 0
CC | 0 | 0 | 0 | 0 | 0 | 0
CSP | 0 | 0 | 0 | 0 | 0 | 0
CT | 0 | 0 | 0 | 0 | 0 | 0
Coal | 0 | 0 | 0 | 0 | 0 | 0
Geo | 0 | 0 | 0 | 0 | 0 | 0
H | 0 | 0 | 0 | 0 | 0 | 0
LFG | 0 | 0 | 0 | 0 | 0 | 0
Nuc | 0 | 0 | 0 | 0 | 0 | 0
PS | 0 | 0 | 0 | 0 | 0 | 0
PV | 0 | 0 | 0 | 0 | 0 | 0
PeakG | 0 | 0 | 0 | 0 | 0 | 0
PeakO | 0 | 0 | 0 | 0 | 0 | 0
ST | 0 | 0 | 0 | 0 | 0 | 0
STOG | 0 | 0 | 0 | 0 | 0 | 0
STWD | 0 | 0 | 0 | 0 | 0 | 0
WT | 0 | 0 | 0 | 0 | 0 | 0
IGCC | 0 | 0 | 0 | 0 | 0 | 0
DemandResponse | 0 | 0 | 0 | 0 | 0 | 0
IGCC-CCS | 0 | 0 | 0 | 0 | 0 | 0
WT_off | 0 | 0 | 0 | 0 | 0 | 0
PseudoUnit | 0 | 0 | 0 | 0 | 0 | 0
FixedInterchange | 0 | 0 | 0 | 0 | 0 | 0
Emission Cost by Reporting Type: All
ReportingType | 2015 | 2020 | 2025 | 2030 | 2035 | 2040
BM | 0 | 0 | 0 | 0 | 0 | 0
CC | 0 | 0 | 0 | 0 | 0 | 0
CSP | 0 | 0 | 0 | 0 | 0 | 0
CT | 0 | 0 | 0 | 0 | 0 | 0
Coal | 0 | 0 | 0 | 0 | 0 | 0
Geo | 0 | 0 | 0 | 0 | 0 | 0
H | 0 | 0 | 0 | 0 | 0 | 0
LFG | 0 | 0 | 0 | 0 | 0 | 0
Nuc | 0 | 0 | 0 | 0 | 0 | 0
PS | 0 | 0 | 0 | 0 | 0 | 0
PV | 0 | 0 | 0 | 0 | 0 | 0
PeakG | 0 | 0 | 0 | 0 | 0 | 0
PeakO | 0 | 0 | 0 | 0 | 0 | 0
ST | 0 | 0 | 0 | 0 | 0 | 0
STOG | 0 | 0 | 0 | 0 | 0 | 0
STWD | 0 | 0 | 0 | 0 | 0 | 0
WT | 0 | 0 | 0 | 0 | 0 | 0
IGCC | 0 | 0 | 0 | 0 | 0 | 0
DemandResponse | 0 | 0 | 0 | 0 | 0 | 0
IGCC-CCS | 0 | 0 | 0 | 0 | 0 | 0
WT_off | 0 | 0 | 0 | 0 | 0 | 0
PseudoUnit | 0 | 0 | 0 | 0 | 0 | 0
FixedInterchange | 0 | 0 | 0 | 0 | 0 | 0
Emission Cost by Reporting Type: EI_US
ReportingType | 2015 | 2020 | 2025 | 2030 | 2035 | 2040
BM | 0 | 0 | 0 | 0 | 0 | 0
CC | 0 | 0 | 0 | 0 | 0 | 0
CSP | 0 | 0 | 0 | 0 | 0 | 0
CT | 0 | 0 | 0 | 0 | 0 | 0
Coal | 0 | 0 | 0 | 0 | 0 | 0
Geo | 0 | 0 | 0 | 0 | 0 | 0
H | 0 | 0 | 0 | 0 | 0 | 0
LFG | 0 | 0 | 0 | 0 | 0 | 0
Nuc | 0 | 0 | 0 | 0 | 0 | 0
PS | 0 | 0 | 0 | 0 | 0 | 0
PV | 0 | 0 | 0 | 0 | 0 | 0
PeakG | 0 | 0 | 0 | 0 | 0 | 0
PeakO | 0 | 0 | 0 | 0 | 0 | 0
ST | 0 | 0 | 0 | 0 | 0 | 0
STOG | 0 | 0 | 0 | 0 | 0 | 0
STWD | 0 | 0 | 0 | 0 | 0 | 0
WT | 0 | 0 | 0 | 0 | 0 | 0
IGCC | 0 | 0 | 0 | 0 | 0 | 0
DemandResponse | 0 | 0 | 0 | 0 | 0 | 0
IGCC-CCS | 0 | 0 | 0 | 0 | 0 | 0
WT_off | 0 | 0 | 0 | 0 | 0 | 0
PseudoUnit | 0 | 0 | 0 | 0 | 0 | 0
FixedInterchange | 0 | 0 | 0 | 0 | 0 | 0
Emission Cost by Reporting Type: EI_Canada
ReportingType | 2015 | 2020 | 2025 | 2030 | 2035 | 2040
BM | 0 | 0 | 0 | 0 | 0 | 0
CC | 0 | 0 | 0 | 0 | 0 | 0
CSP | 0 | 0 | 0 | 0 | 0 | 0
CT | 0 | 0 | 0 | 0 | 0 | 0
Coal | 0 | 0 | 0 | 0 | 0 | 0
Geo | 0 | 0 | 0 | 0 | 0 | 0
H | 0 | 0 | 0 | 0 | 0 | 0
LFG | 0 | 0 | 0 | 0 | 0 | 0
Nuc | 0 | 0 | 0 | 0 | 0 | 0
PS | 0 | 0 | 0 | 0 | 0 | 0
PV | 0 | 0 | 0 | 0 | 0 | 0
PeakG | 0 | 0 | 0 | 0 | 0 | 0
PeakO | 0 | 0 | 0 | 0 | 0 | 0
ST | 0 | 0 | 0 | 0 | 0 | 0
STOG | 0 | 0 | 0 | 0 | 0 | 0
STWD | 0 | 0 | 0 | 0 | 0 | 0
WT | 0 | 0 | 0 | 0 | 0 | 0
IGCC | 0 | 0 | 0 | 0 | 0 | 0
DemandResponse | 0 | 0 | 0 | 0 | 0 | 0
IGCC-CCS | 0 | 0 | 0 | 0 | 0 | 0
WT_off | 0 | 0 | 0 | 0 | 0 | 0
PseudoUnit | 0 | 0 | 0 | 0 | 0 | 0
FixedInterchange | 0 | 0 | 0 | 0 | 0 | 0
Emission Cost by Reporting Type: EI
ReportingType | 2015 | 2020 | 2025 | 2030 | 2035 | 2040
BM | 0 | 0 | 0 | 0 | 0 | 0
CC | 0 | 0 | 0 | 0 | 0 | 0
CSP | 0 | 0 | 0 | 0 | 0 | 0
CT | 0 | 0 | 0 | 0 | 0 | 0
Coal | 0 | 0 | 0 | 0 | 0 | 0
Geo | 0 | 0 | 0 | 0 | 0 | 0
H | 0 | 0 | 0 | 0 | 0 | 0
LFG | 0 | 0 | 0 | 0 | 0 | 0
Nuc | 0 | 0 | 0 | 0 | 0 | 0
PS | 0 | 0 | 0 | 0 | 0 | 0
PV | 0 | 0 | 0 | 0 | 0 | 0
PeakG | 0 | 0 | 0 | 0 | 0 | 0
PeakO | 0 | 0 | 0 | 0 | 0 | 0
ST | 0 | 0 | 0 | 0 | 0 | 0
STOG | 0 | 0 | 0 | 0 | 0 | 0
STWD | 0 | 0 | 0 | 0 | 0 | 0
WT | 0 | 0 | 0 | 0 | 0 | 0
IGCC | 0 | 0 | 0 | 0 | 0 | 0
DemandResponse | 0 | 0 | 0 | 0 | 0 | 0
IGCC-CCS | 0 | 0 | 0 | 0 | 0 | 0
WT_off | 0 | 0 | 0 | 0 | 0 | 0
PseudoUnit | 0 | 0 | 0 | 0 | 0 | 0
FixedInterchange | 0 | 0 | 0 | 0 | 0 | 0
Emission Cost by Reporting Type: Outside_EI
ReportingType | 2015 | 2020 | 2025 | 2030 | 2035 | 2040
BM | 0 | 0 | 0 | 0 | 0 | 0
CC | 0 | 0 | 0 | 0 | 0 | 0
CSP | 0 | 0 | 0 | 0 | 0 | 0
CT | 0 | 0 | 0 | 0 | 0 | 0
Coal | 0 | 0 | 0 | 0 | 0 | 0
Geo | 0 | 0 | 0 | 0 | 0 | 0
H | 0 | 0 | 0 | 0 | 0 | 0
LFG | 0 | 0 | 0 | 0 | 0 | 0
Nuc | 0 | 0 | 0 | 0 | 0 | 0
PS | 0 | 0 | 0 | 0 | 0 | 0
PV | 0 | 0 | 0 | 0 | 0 | 0
PeakG | 0 | 0 | 0 | 0 | 0 | 0
PeakO | 0 | 0 | 0 | 0 | 0 | 0
ST | 0 | 0 | 0 | 0 | 0 | 0
STOG | 0 | 0 | 0 | 0 | 0 | 0
STWD | 0 | 0 | 0 | 0 | 0 | 0
WT | 0 | 0 | 0 | 0 | 0 | 0
IGCC | 0 | 0 | 0 | 0 | 0 | 0
DemandResponse | 0 | 0 | 0 | 0 | 0 | 0
IGCC-CCS | 0 | 0 | 0 | 0 | 0 | 0
WT_off | 0 | 0 | 0 | 0 | 0 | 0
PseudoUnit | 0 | 0 | 0 | 0 | 0 | 0
FixedInterchange | 0 | 0 | 0 | 0 | 0 | 0
==== Emission Program: CAMR : (Hg) ====
Emission Cost by Reporting Type: Entergy
ReportingType | 2015 | 2020 | 2025 | 2030 | 2035 | 2040
BM | 0 | 0 | 0 | 0 | 0 | 0
CC | 0 | 0 | 0 | 0 | 0 | 0
CSP | 0 | 0 | 0 | 0 | 0 | 0
CT | 0 | 0 | 0 | 0 | 0 | 0
Coal | 0 | 0 | 0 | 0 | 0 | 0
Geo | 0 | 0 | 0 | 0 | 0 | 0
H | 0 | 0 | 0 | 0 | 0 | 0
LFG | 0 | 0 | 0 | 0 | 0 | 0
Nuc | 0 | 0 | 0 | 0 | 0 | 0
PS | 0 | 0 | 0 | 0 | 0 | 0
PV | 0 | 0 | 0 | 0 | 0 | 0
PeakG | 0 | 0 | 0 | 0 | 0 | 0
PeakO | 0 | 0 | 0 | 0 | 0 | 0
ST | 0 | 0 | 0 | 0 | 0 | 0
STOG | 0 | 0 | 0 | 0 | 0 | 0
STWD | 0 | 0 | 0 | 0 | 0 | 0
WT | 0 | 0 | 0 | 0 | 0 | 0
IGCC | 0 | 0 | 0 | 0 | 0 | 0
DemandResponse | 0 | 0 | 0 | 0 | 0 | 0
IGCC-CCS | 0 | 0 | 0 | 0 | 0 | 0
WT_off | 0 | 0 | 0 | 0 | 0 | 0
PseudoUnit | 0 | 0 | 0 | 0 | 0 | 0
FixedInterchange | 0 | 0 | 0 | 0 | 0 | 0
Emission Cost by Reporting Type: FRCC
ReportingType | 2015 | 2020 | 2025 | 2030 | 2035 | 2040
BM | 0 | 0 | 0 | 0 | 0 | 0
CC | 0 | 0 | 0 | 0 | 0 | 0
CSP | 0 | 0 | 0 | 0 | 0 | 0
CT | 0 | 0 | 0 | 0 | 0 | 0
Coal | 0 | 0 | 0 | 0 | 0 | 0
Geo | 0 | 0 | 0 | 0 | 0 | 0
H | 0 | 0 | 0 | 0 | 0 | 0
LFG | 0 | 0 | 0 | 0 | 0 | 0
Nuc | 0 | 0 | 0 | 0 | 0 | 0
PS | 0 | 0 | 0 | 0 | 0 | 0
PV | 0 | 0 | 0 | 0 | 0 | 0
PeakG | 0 | 0 | 0 | 0 | 0 | 0
PeakO | 0 | 0 | 0 | 0 | 0 | 0
ST | 0 | 0 | 0 | 0 | 0 | 0
STOG | 0 | 0 | 0 | 0 | 0 | 0
STWD | 0 | 0 | 0 | 0 | 0 | 0
WT | 0 | 0 | 0 | 0 | 0 | 0
IGCC | 0 | 0 | 0 | 0 | 0 | 0
DemandResponse | 0 | 0 | 0 | 0 | 0 | 0
IGCC-CCS | 0 | 0 | 0 | 0 | 0 | 0
WT_off | 0 | 0 | 0 | 0 | 0 | 0
PseudoUnit | 0 | 0 | 0 | 0 | 0 | 0
FixedInterchange | 0 | 0 | 0 | 0 | 0 | 0
Emission Cost by Reporting Type: MAPP_US
ReportingType | 2015 | 2020 | 2025 | 2030 | 2035 | 2040
BM | 0 | 0 | 0 | 0 | 0 | 0
CC | 0 | 0 | 0 | 0 | 0 | 0
CSP | 0 | 0 | 0 | 0 | 0 | 0
CT | 0 | 0 | 0 | 0 | 0 | 0
Coal | 0 | 0 | 0 | 0 | 0 | 0
Geo | 0 | 0 | 0 | 0 | 0 | 0
H | 0 | 0 | 0 | 0 | 0 | 0
LFG | 0 | 0 | 0 | 0 | 0 | 0
Nuc | 0 | 0 | 0 | 0 | 0 | 0
PS | 0 | 0 | 0 | 0 | 0 | 0
PV | 0 | 0 | 0 | 0 | 0 | 0
PeakG | 0 | 0 | 0 | 0 | 0 | 0
PeakO | 0 | 0 | 0 | 0 | 0 | 0
ST | 0 | 0 | 0 | 0 | 0 | 0
STOG | 0 | 0 | 0 | 0 | 0 | 0
STWD | 0 | 0 | 0 | 0 | 0 | 0
WT | 0 | 0 | 0 | 0 | 0 | 0
IGCC | 0 | 0 | 0 | 0 | 0 | 0
DemandResponse | 0 | 0 | 0 | 0 | 0 | 0
IGCC-CCS | 0 | 0 | 0 | 0 | 0 | 0
WT_off | 0 | 0 | 0 | 0 | 0 | 0
PseudoUnit | 0 | 0 | 0 | 0 | 0 | 0
FixedInterchange | 0 | 0 | 0 | 0 | 0 | 0
Emission Cost by Reporting Type: MISO_IN
ReportingType | 2015 | 2020 | 2025 | 2030 | 2035 | 2040
BM | 0 | 0 | 0 | 0 | 0 | 0
CC | 0 | 0 | 0 | 0 | 0 | 0
CSP | 0 | 0 | 0 | 0 | 0 | 0
CT | 0 | 0 | 0 | 0 | 0 | 0
Coal | 0 | 0 | 0 | 0 | 0 | 0
Geo | 0 | 0 | 0 | 0 | 0 | 0
H | 0 | 0 | 0 | 0 | 0 | 0
LFG | 0 | 0 | 0 | 0 | 0 | 0
Nuc | 0 | 0 | 0 | 0 | 0 | 0
PS | 0 | 0 | 0 | 0 | 0 | 0
PV | 0 | 0 | 0 | 0 | 0 | 0
PeakG | 0 | 0 | 0 | 0 | 0 | 0
PeakO | 0 | 0 | 0 | 0 | 0 | 0
ST | 0 | 0 | 0 | 0 | 0 | 0
STOG | 0 | 0 | 0 | 0 | 0 | 0
STWD | 0 | 0 | 0 | 0 | 0 | 0
WT | 0 | 0 | 0 | 0 | 0 | 0
IGCC | 0 | 0 | 0 | 0 | 0 | 0
DemandResponse | 0 | 0 | 0 | 0 | 0 | 0
IGCC-CCS | 0 | 0 | 0 | 0 | 0 | 0
WT_off | 0 | 0 | 0 | 0 | 0 | 0
PseudoUnit | 0 | 0 | 0 | 0 | 0 | 0
FixedInterchange | 0 | 0 | 0 | 0 | 0 | 0
Emission Cost by Reporting Type: MISO_MI
ReportingType | 2015 | 2020 | 2025 | 2030 | 2035 | 2040
BM | 0 | 0 | 0 | 0 | 0 | 0
CC | 0 | 0 | 0 | 0 | 0 | 0
CSP | 0 | 0 | 0 | 0 | 0 | 0
CT | 0 | 0 | 0 | 0 | 0 | 0
Coal | 0 | 0 | 0 | 0 | 0 | 0
Geo | 0 | 0 | 0 | 0 | 0 | 0
H | 0 | 0 | 0 | 0 | 0 | 0
LFG | 0 | 0 | 0 | 0 | 0 | 0
Nuc | 0 | 0 | 0 | 0 | 0 | 0
PS | 0 | 0 | 0 | 0 | 0 | 0
PV | 0 | 0 | 0 | 0 | 0 | 0
PeakG | 0 | 0 | 0 | 0 | 0 | 0
PeakO | 0 | 0 | 0 | 0 | 0 | 0
ST | 0 | 0 | 0 | 0 | 0 | 0
STOG | 0 | 0 | 0 | 0 | 0 | 0
STWD | 0 | 0 | 0 | 0 | 0 | 0
WT | 0 | 0 | 0 | 0 | 0 | 0
IGCC | 0 | 0 | 0 | 0 | 0 | 0
DemandResponse | 0 | 0 | 0 | 0 | 0 | 0
IGCC-CCS | 0 | 0 | 0 | 0 | 0 | 0
WT_off | 0 | 0 | 0 | 0 | 0 | 0
PseudoUnit | 0 | 0 | 0 | 0 | 0 | 0
FixedInterchange | 0 | 0 | 0 | 0 | 0 | 0
Emission Cost by Reporting Type: MISO_MO-IL
ReportingType | 2015 | 2020 | 2025 | 2030 | 2035 | 2040
BM | 0 | 0 | 0 | 0 | 0 | 0
CC | 0 | 0 | 0 | 0 | 0 | 0
CSP | 0 | 0 | 0 | 0 | 0 | 0
CT | 0 | 0 | 0 | 0 | 0 | 0
Coal | 0 | 0 | 0 | 0 | 0 | 0
Geo | 0 | 0 | 0 | 0 | 0 | 0
H | 0 | 0 | 0 | 0 | 0 | 0
LFG | 0 | 0 | 0 | 0 | 0 | 0
Nuc | 0 | 0 | 0 | 0 | 0 | 0
PS | 0 | 0 | 0 | 0 | 0 | 0
PV | 0 | 0 | 0 | 0 | 0 | 0
PeakG | 0 | 0 | 0 | 0 | 0 | 0
PeakO | 0 | 0 | 0 | 0 | 0 | 0
ST | 0 | 0 | 0 | 0 | 0 | 0
STOG | 0 | 0 | 0 | 0 | 0 | 0
STWD | 0 | 0 | 0 | 0 | 0 | 0
WT | 0 | 0 | 0 | 0 | 0 | 0
IGCC | 0 | 0 | 0 | 0 | 0 | 0
DemandResponse | 0 | 0 | 0 | 0 | 0 | 0
IGCC-CCS | 0 | 0 | 0 | 0 | 0 | 0
WT_off | 0 | 0 | 0 | 0 | 0 | 0
PseudoUnit | 0 | 0 | 0 | 0 | 0 | 0
FixedInterchange | 0 | 0 | 0 | 0 | 0 | 0
Emission Cost by Reporting Type: MISO_W
ReportingType | 2015 | 2020 | 2025 | 2030 | 2035 | 2040
BM | 0 | 0 | 0 | 0 | 0 | 0
CC | 0 | 0 | 0 | 0 | 0 | 0
CSP | 0 | 0 | 0 | 0 | 0 | 0
CT | 0 | 0 | 0 | 0 | 0 | 0
Coal | 0 | 0 | 0 | 0 | 0 | 0
Geo | 0 | 0 | 0 | 0 | 0 | 0
H | 0 | 0 | 0 | 0 | 0 | 0
LFG | 0 | 0 | 0 | 0 | 0 | 0
Nuc | 0 | 0 | 0 | 0 | 0 | 0
PS | 0 | 0 | 0 | 0 | 0 | 0
PV | 0 | 0 | 0 | 0 | 0 | 0
PeakG | 0 | 0 | 0 | 0 | 0 | 0
PeakO | 0 | 0 | 0 | 0 | 0 | 0
ST | 0 | 0 | 0 | 0 | 0 | 0
STOG | 0 | 0 | 0 | 0 | 0 | 0
STWD | 0 | 0 | 0 | 0 | 0 | 0
WT | 0 | 0 | 0 | 0 | 0 | 0
IGCC | 0 | 0 | 0 | 0 | 0 | 0
DemandResponse | 0 | 0 | 0 | 0 | 0 | 0
IGCC-CCS | 0 | 0 | 0 | 0 | 0 | 0
WT_off | 0 | 0 | 0 | 0 | 0 | 0
PseudoUnit | 0 | 0 | 0 | 0 | 0 | 0
FixedInterchange | 0 | 0 | 0 | 0 | 0 | 0
Emission Cost by Reporting Type: MISO_WUMS
ReportingType | 2015 | 2020 | 2025 | 2030 | 2035 | 2040
BM | 0 | 0 | 0 | 0 | 0 | 0
CC | 0 | 0 | 0 | 0 | 0 | 0
CSP | 0 | 0 | 0 | 0 | 0 | 0
CT | 0 | 0 | 0 | 0 | 0 | 0
Coal | 0 | 0 | 0 | 0 | 0 | 0
Geo | 0 | 0 | 0 | 0 | 0 | 0
H | 0 | 0 | 0 | 0 | 0 | 0
LFG | 0 | 0 | 0 | 0 | 0 | 0
Nuc | 0 | 0 | 0 | 0 | 0 | 0
PS | 0 | 0 | 0 | 0 | 0 | 0
PV | 0 | 0 | 0 | 0 | 0 | 0
PeakG | 0 | 0 | 0 | 0 | 0 | 0
PeakO | 0 | 0 | 0 | 0 | 0 | 0
ST | 0 | 0 | 0 | 0 | 0 | 0
STOG | 0 | 0 | 0 | 0 | 0 | 0
STWD | 0 | 0 | 0 | 0 | 0 | 0
WT | 0 | 0 | 0 | 0 | 0 | 0
IGCC | 0 | 0 | 0 | 0 | 0 | 0
DemandResponse | 0 | 0 | 0 | 0 | 0 | 0
IGCC-CCS | 0 | 0 | 0 | 0 | 0 | 0
WT_off | 0 | 0 | 0 | 0 | 0 | 0
PseudoUnit | 0 | 0 | 0 | 0 | 0 | 0
FixedInterchange | 0 | 0 | 0 | 0 | 0 | 0
Emission Cost by Reporting Type: Nebraska
ReportingType | 2015 | 2020 | 2025 | 2030 | 2035 | 2040
BM | 0 | 0 | 0 | 0 | 0 | 0
CC | 0 | 0 | 0 | 0 | 0 | 0
CSP | 0 | 0 | 0 | 0 | 0 | 0
CT | 0 | 0 | 0 | 0 | 0 | 0
Coal | 0 | 0 | 0 | 0 | 0 | 0
Geo | 0 | 0 | 0 | 0 | 0 | 0
H | 0 | 0 | 0 | 0 | 0 | 0
LFG | 0 | 0 | 0 | 0 | 0 | 0
Nuc | 0 | 0 | 0 | 0 | 0 | 0
PS | 0 | 0 | 0 | 0 | 0 | 0
PV | 0 | 0 | 0 | 0 | 0 | 0
PeakG | 0 | 0 | 0 | 0 | 0 | 0
PeakO | 0 | 0 | 0 | 0 | 0 | 0
ST | 0 | 0 | 0 | 0 | 0 | 0
STOG | 0 | 0 | 0 | 0 | 0 | 0
STWD | 0 | 0 | 0 | 0 | 0 | 0
WT | 0 | 0 | 0 | 0 | 0 | 0
IGCC | 0 | 0 | 0 | 0 | 0 | 0
DemandResponse | 0 | 0 | 0 | 0 | 0 | 0
IGCC-CCS | 0 | 0 | 0 | 0 | 0 | 0
WT_off | 0 | 0 | 0 | 0 | 0 | 0
PseudoUnit | 0 | 0 | 0 | 0 | 0 | 0
FixedInterchange | 0 | 0 | 0 | 0 | 0 | 0
Emission Cost by Reporting Type: NEISO
ReportingType | 2015 | 2020 | 2025 | 2030 | 2035 | 2040
BM | 0 | 0 | 0 | 0 | 0 | 0
CC | 0 | 0 | 0 | 0 | 0 | 0
CSP | 0 | 0 | 0 | 0 | 0 | 0
CT | 0 | 0 | 0 | 0 | 0 | 0
Coal | 0 | 0 | 0 | 0 | 0 | 0
Geo | 0 | 0 | 0 | 0 | 0 | 0
H | 0 | 0 | 0 | 0 | 0 | 0
LFG | 0 | 0 | 0 | 0 | 0 | 0
Nuc | 0 | 0 | 0 | 0 | 0 | 0
PS | 0 | 0 | 0 | 0 | 0 | 0
PV | 0 | 0 | 0 | 0 | 0 | 0
PeakG | 0 | 0 | 0 | 0 | 0 | 0
PeakO | 0 | 0 | 0 | 0 | 0 | 0
ST | 0 | 0 | 0 | 0 | 0 | 0
STOG | 0 | 0 | 0 | 0 | 0 | 0
STWD | 0 | 0 | 0 | 0 | 0 | 0
WT | 0 | 0 | 0 | 0 | 0 | 0
IGCC | 0 | 0 | 0 | 0 | 0 | 0
DemandResponse | 0 | 0 | 0 | 0 | 0 | 0
IGCC-CCS | 0 | 0 | 0 | 0 | 0 | 0
WT_off | 0 | 0 | 0 | 0 | 0 | 0
PseudoUnit | 0 | 0 | 0 | 0 | 0 | 0
FixedInterchange | 0 | 0 | 0 | 0 | 0 | 0
Emission Cost by Reporting Type: NonRTO_Midwest
ReportingType | 2015 | 2020 | 2025 | 2030 | 2035 | 2040
BM | 0 | 0 | 0 | 0 | 0 | 0
CC | 0 | 0 | 0 | 0 | 0 | 0
CSP | 0 | 0 | 0 | 0 | 0 | 0
CT | 0 | 0 | 0 | 0 | 0 | 0
Coal | 0 | 0 | 0 | 0 | 0 | 0
Geo | 0 | 0 | 0 | 0 | 0 | 0
H | 0 | 0 | 0 | 0 | 0 | 0
LFG | 0 | 0 | 0 | 0 | 0 | 0
Nuc | 0 | 0 | 0 | 0 | 0 | 0
PS | 0 | 0 | 0 | 0 | 0 | 0
PV | 0 | 0 | 0 | 0 | 0 | 0
PeakG | 0 | 0 | 0 | 0 | 0 | 0
PeakO | 0 | 0 | 0 | 0 | 0 | 0
ST | 0 | 0 | 0 | 0 | 0 | 0
STOG | 0 | 0 | 0 | 0 | 0 | 0
STWD | 0 | 0 | 0 | 0 | 0 | 0
WT | 0 | 0 | 0 | 0 | 0 | 0
IGCC | 0 | 0 | 0 | 0 | 0 | 0
DemandResponse | 0 | 0 | 0 | 0 | 0 | 0
IGCC-CCS | 0 | 0 | 0 | 0 | 0 | 0
WT_off | 0 | 0 | 0 | 0 | 0 | 0
PseudoUnit | 0 | 0 | 0 | 0 | 0 | 0
FixedInterchange | 0 | 0 | 0 | 0 | 0 | 0
Emission Cost by Reporting Type: NYISO_A-F
ReportingType | 2015 | 2020 | 2025 | 2030 | 2035 | 2040
BM | 0 | 0 | 0 | 0 | 0 | 0
CC | 0 | 0 | 0 | 0 | 0 | 0
CSP | 0 | 0 | 0 | 0 | 0 | 0
CT | 0 | 0 | 0 | 0 | 0 | 0
Coal | 0 | 0 | 0 | 0 | 0 | 0
Geo | 0 | 0 | 0 | 0 | 0 | 0
H | 0 | 0 | 0 | 0 | 0 | 0
LFG | 0 | 0 | 0 | 0 | 0 | 0
Nuc | 0 | 0 | 0 | 0 | 0 | 0
PS | 0 | 0 | 0 | 0 | 0 | 0
PV | 0 | 0 | 0 | 0 | 0 | 0
PeakG | 0 | 0 | 0 | 0 | 0 | 0
PeakO | 0 | 0 | 0 | 0 | 0 | 0
ST | 0 | 0 | 0 | 0 | 0 | 0
STOG | 0 | 0 | 0 | 0 | 0 | 0
STWD | 0 | 0 | 0 | 0 | 0 | 0
WT | 0 | 0 | 0 | 0 | 0 | 0
IGCC | 0 | 0 | 0 | 0 | 0 | 0
DemandResponse | 0 | 0 | 0 | 0 | 0 | 0
IGCC-CCS | 0 | 0 | 0 | 0 | 0 | 0
WT_off | 0 | 0 | 0 | 0 | 0 | 0
PseudoUnit | 0 | 0 | 0 | 0 | 0 | 0
FixedInterchange | 0 | 0 | 0 | 0 | 0 | 0
Emission Cost by Reporting Type: NYISO_G-I
ReportingType | 2015 | 2020 | 2025 | 2030 | 2035 | 2040
BM | 0 | 0 | 0 | 0 | 0 | 0
CC | 0 | 0 | 0 | 0 | 0 | 0
CSP | 0 | 0 | 0 | 0 | 0 | 0
CT | 0 | 0 | 0 | 0 | 0 | 0
Coal | 0 | 0 | 0 | 0 | 0 | 0
Geo | 0 | 0 | 0 | 0 | 0 | 0
H | 0 | 0 | 0 | 0 | 0 | 0
LFG | 0 | 0 | 0 | 0 | 0 | 0
Nuc | 0 | 0 | 0 | 0 | 0 | 0
PS | 0 | 0 | 0 | 0 | 0 | 0
PV | 0 | 0 | 0 | 0 | 0 | 0
PeakG | 0 | 0 | 0 | 0 | 0 | 0
PeakO | 0 | 0 | 0 | 0 | 0 | 0
ST | 0 | 0 | 0 | 0 | 0 | 0
STOG | 0 | 0 | 0 | 0 | 0 | 0
STWD | 0 | 0 | 0 | 0 | 0 | 0
WT | 0 | 0 | 0 | 0 | 0 | 0
IGCC | 0 | 0 | 0 | 0 | 0 | 0
DemandResponse | 0 | 0 | 0 | 0 | 0 | 0
IGCC-CCS | 0 | 0 | 0 | 0 | 0 | 0
WT_off | 0 | 0 | 0 | 0 | 0 | 0
PseudoUnit | 0 | 0 | 0 | 0 | 0 | 0
FixedInterchange | 0 | 0 | 0 | 0 | 0 | 0
Emission Cost by Reporting Type: NYISO_J-K
ReportingType | 2015 | 2020 | 2025 | 2030 | 2035 | 2040
BM | 0 | 0 | 0 | 0 | 0 | 0
CC | 0 | 0 | 0 | 0 | 0 | 0
CSP | 0 | 0 | 0 | 0 | 0 | 0
CT | 0 | 0 | 0 | 0 | 0 | 0
Coal | 0 | 0 | 0 | 0 | 0 | 0
Geo | 0 | 0 | 0 | 0 | 0 | 0
H | 0 | 0 | 0 | 0 | 0 | 0
LFG | 0 | 0 | 0 | 0 | 0 | 0
Nuc | 0 | 0 | 0 | 0 | 0 | 0
PS | 0 | 0 | 0 | 0 | 0 | 0
PV | 0 | 0 | 0 | 0 | 0 | 0
PeakG | 0 | 0 | 0 | 0 | 0 | 0
PeakO | 0 | 0 | 0 | 0 | 0 | 0
ST | 0 | 0 | 0 | 0 | 0 | 0
STOG | 0 | 0 | 0 | 0 | 0 | 0
STWD | 0 | 0 | 0 | 0 | 0 | 0
WT | 0 | 0 | 0 | 0 | 0 | 0
IGCC | 0 | 0 | 0 | 0 | 0 | 0
DemandResponse | 0 | 0 | 0 | 0 | 0 | 0
IGCC-CCS | 0 | 0 | 0 | 0 | 0 | 0
WT_off | 0 | 0 | 0 | 0 | 0 | 0
PseudoUnit | 0 | 0 | 0 | 0 | 0 | 0
FixedInterchange | 0 | 0 | 0 | 0 | 0 | 0
Emission Cost by Reporting Type: PJM_E
ReportingType | 2015 | 2020 | 2025 | 2030 | 2035 | 2040
BM | 0 | 0 | 0 | 0 | 0 | 0
CC | 0 | 0 | 0 | 0 | 0 | 0
CSP | 0 | 0 | 0 | 0 | 0 | 0
CT | 0 | 0 | 0 | 0 | 0 | 0
Coal | 0 | 0 | 0 | 0 | 0 | 0
Geo | 0 | 0 | 0 | 0 | 0 | 0
H | 0 | 0 | 0 | 0 | 0 | 0
LFG | 0 | 0 | 0 | 0 | 0 | 0
Nuc | 0 | 0 | 0 | 0 | 0 | 0
PS | 0 | 0 | 0 | 0 | 0 | 0
PV | 0 | 0 | 0 | 0 | 0 | 0
PeakG | 0 | 0 | 0 | 0 | 0 | 0
PeakO | 0 | 0 | 0 | 0 | 0 | 0
ST | 0 | 0 | 0 | 0 | 0 | 0
STOG | 0 | 0 | 0 | 0 | 0 | 0
STWD | 0 | 0 | 0 | 0 | 0 | 0
WT | 0 | 0 | 0 | 0 | 0 | 0
IGCC | 0 | 0 | 0 | 0 | 0 | 0
DemandResponse | 0 | 0 | 0 | 0 | 0 | 0
IGCC-CCS | 0 | 0 | 0 | 0 | 0 | 0
WT_off | 0 | 0 | 0 | 0 | 0 | 0
PseudoUnit | 0 | 0 | 0 | 0 | 0 | 0
FixedInterchange | 0 | 0 | 0 | 0 | 0 | 0
Emission Cost by Reporting Type: PJM_ROM
ReportingType | 2015 | 2020 | 2025 | 2030 | 2035 | 2040
BM | 0 | 0 | 0 | 0 | 0 | 0
CC | 0 | 0 | 0 | 0 | 0 | 0
CSP | 0 | 0 | 0 | 0 | 0 | 0
CT | 0 | 0 | 0 | 0 | 0 | 0
Coal | 0 | 0 | 0 | 0 | 0 | 0
Geo | 0 | 0 | 0 | 0 | 0 | 0
H | 0 | 0 | 0 | 0 | 0 | 0
LFG | 0 | 0 | 0 | 0 | 0 | 0
Nuc | 0 | 0 | 0 | 0 | 0 | 0
PS | 0 | 0 | 0 | 0 | 0 | 0
PV | 0 | 0 | 0 | 0 | 0 | 0
PeakG | 0 | 0 | 0 | 0 | 0 | 0
PeakO | 0 | 0 | 0 | 0 | 0 | 0
ST | 0 | 0 | 0 | 0 | 0 | 0
STOG | 0 | 0 | 0 | 0 | 0 | 0
STWD | 0 | 0 | 0 | 0 | 0 | 0
WT | 0 | 0 | 0 | 0 | 0 | 0
IGCC | 0 | 0 | 0 | 0 | 0 | 0
DemandResponse | 0 | 0 | 0 | 0 | 0 | 0
IGCC-CCS | 0 | 0 | 0 | 0 | 0 | 0
WT_off | 0 | 0 | 0 | 0 | 0 | 0
PseudoUnit | 0 | 0 | 0 | 0 | 0 | 0
FixedInterchange | 0 | 0 | 0 | 0 | 0 | 0
Emission Cost by Reporting Type: PJM_ROR
ReportingType | 2015 | 2020 | 2025 | 2030 | 2035 | 2040
BM | 0 | 0 | 0 | 0 | 0 | 0
CC | 0 | 0 | 0 | 0 | 0 | 0
CSP | 0 | 0 | 0 | 0 | 0 | 0
CT | 0 | 0 | 0 | 0 | 0 | 0
Coal | 0 | 0 | 0 | 0 | 0 | 0
Geo | 0 | 0 | 0 | 0 | 0 | 0
H | 0 | 0 | 0 | 0 | 0 | 0
LFG | 0 | 0 | 0 | 0 | 0 | 0
Nuc | 0 | 0 | 0 | 0 | 0 | 0
PS | 0 | 0 | 0 | 0 | 0 | 0
PV | 0 | 0 | 0 | 0 | 0 | 0
PeakG | 0 | 0 | 0 | 0 | 0 | 0
PeakO | 0 | 0 | 0 | 0 | 0 | 0
ST | 0 | 0 | 0 | 0 | 0 | 0
STOG | 0 | 0 | 0 | 0 | 0 | 0
STWD | 0 | 0 | 0 | 0 | 0 | 0
WT | 0 | 0 | 0 | 0 | 0 | 0
IGCC | 0 | 0 | 0 | 0 | 0 | 0
DemandResponse | 0 | 0 | 0 | 0 | 0 | 0
IGCC-CCS | 0 | 0 | 0 | 0 | 0 | 0
WT_off | 0 | 0 | 0 | 0 | 0 | 0
PseudoUnit | 0 | 0 | 0 | 0 | 0 | 0
FixedInterchange | 0 | 0 | 0 | 0 | 0 | 0
Emission Cost by Reporting Type: SOCO
ReportingType | 2015 | 2020 | 2025 | 2030 | 2035 | 2040
BM | 0 | 0 | 0 | 0 | 0 | 0
CC | 0 | 0 | 0 | 0 | 0 | 0
CSP | 0 | 0 | 0 | 0 | 0 | 0
CT | 0 | 0 | 0 | 0 | 0 | 0
Coal | 0 | 0 | 0 | 0 | 0 | 0
Geo | 0 | 0 | 0 | 0 | 0 | 0
H | 0 | 0 | 0 | 0 | 0 | 0
LFG | 0 | 0 | 0 | 0 | 0 | 0
Nuc | 0 | 0 | 0 | 0 | 0 | 0
PS | 0 | 0 | 0 | 0 | 0 | 0
PV | 0 | 0 | 0 | 0 | 0 | 0
PeakG | 0 | 0 | 0 | 0 | 0 | 0
PeakO | 0 | 0 | 0 | 0 | 0 | 0
ST | 0 | 0 | 0 | 0 | 0 | 0
STOG | 0 | 0 | 0 | 0 | 0 | 0
STWD | 0 | 0 | 0 | 0 | 0 | 0
WT | 0 | 0 | 0 | 0 | 0 | 0
IGCC | 0 | 0 | 0 | 0 | 0 | 0
DemandResponse | 0 | 0 | 0 | 0 | 0 | 0
IGCC-CCS | 0 | 0 | 0 | 0 | 0 | 0
WT_off | 0 | 0 | 0 | 0 | 0 | 0
PseudoUnit | 0 | 0 | 0 | 0 | 0 | 0
FixedInterchange | 0 | 0 | 0 | 0 | 0 | 0
Emission Cost by Reporting Type: SPP_N
ReportingType | 2015 | 2020 | 2025 | 2030 | 2035 | 2040
BM | 0 | 0 | 0 | 0 | 0 | 0
CC | 0 | 0 | 0 | 0 | 0 | 0
CSP | 0 | 0 | 0 | 0 | 0 | 0
CT | 0 | 0 | 0 | 0 | 0 | 0
Coal | 0 | 0 | 0 | 0 | 0 | 0
Geo | 0 | 0 | 0 | 0 | 0 | 0
H | 0 | 0 | 0 | 0 | 0 | 0
LFG | 0 | 0 | 0 | 0 | 0 | 0
Nuc | 0 | 0 | 0 | 0 | 0 | 0
PS | 0 | 0 | 0 | 0 | 0 | 0
PV | 0 | 0 | 0 | 0 | 0 | 0
PeakG | 0 | 0 | 0 | 0 | 0 | 0
PeakO | 0 | 0 | 0 | 0 | 0 | 0
ST | 0 | 0 | 0 | 0 | 0 | 0
STOG | 0 | 0 | 0 | 0 | 0 | 0
STWD | 0 | 0 | 0 | 0 | 0 | 0
WT | 0 | 0 | 0 | 0 | 0 | 0
IGCC | 0 | 0 | 0 | 0 | 0 | 0
DemandResponse | 0 | 0 | 0 | 0 | 0 | 0
IGCC-CCS | 0 | 0 | 0 | 0 | 0 | 0
WT_off | 0 | 0 | 0 | 0 | 0 | 0
PseudoUnit | 0 | 0 | 0 | 0 | 0 | 0
FixedInterchange | 0 | 0 | 0 | 0 | 0 | 0
Emission Cost by Reporting Type: SPP_S
ReportingType | 2015 | 2020 | 2025 | 2030 | 2035 | 2040
BM | 0 | 0 | 0 | 0 | 0 | 0
CC | 0 | 0 | 0 | 0 | 0 | 0
CSP | 0 | 0 | 0 | 0 | 0 | 0
CT | 0 | 0 | 0 | 0 | 0 | 0
Coal | 0 | 0 | 0 | 0 | 0 | 0
Geo | 0 | 0 | 0 | 0 | 0 | 0
H | 0 | 0 | 0 | 0 | 0 | 0
LFG | 0 | 0 | 0 | 0 | 0 | 0
Nuc | 0 | 0 | 0 | 0 | 0 | 0
PS | 0 | 0 | 0 | 0 | 0 | 0
PV | 0 | 0 | 0 | 0 | 0 | 0
PeakG | 0 | 0 | 0 | 0 | 0 | 0
PeakO | 0 | 0 | 0 | 0 | 0 | 0
ST | 0 | 0 | 0 | 0 | 0 | 0
STOG | 0 | 0 | 0 | 0 | 0 | 0
STWD | 0 | 0 | 0 | 0 | 0 | 0
WT | 0 | 0 | 0 | 0 | 0 | 0
IGCC | 0 | 0 | 0 | 0 | 0 | 0
DemandResponse | 0 | 0 | 0 | 0 | 0 | 0
IGCC-CCS | 0 | 0 | 0 | 0 | 0 | 0
WT_off | 0 | 0 | 0 | 0 | 0 | 0
PseudoUnit | 0 | 0 | 0 | 0 | 0 | 0
FixedInterchange | 0 | 0 | 0 | 0 | 0 | 0
Emission Cost by Reporting Type: TVA
ReportingType | 2015 | 2020 | 2025 | 2030 | 2035 | 2040
BM | 0 | 0 | 0 | 0 | 0 | 0
CC | 0 | 0 | 0 | 0 | 0 | 0
CSP | 0 | 0 | 0 | 0 | 0 | 0
CT | 0 | 0 | 0 | 0 | 0 | 0
Coal | 0 | 0 | 0 | 0 | 0 | 0
Geo | 0 | 0 | 0 | 0 | 0 | 0
H | 0 | 0 | 0 | 0 | 0 | 0
LFG | 0 | 0 | 0 | 0 | 0 | 0
Nuc | 0 | 0 | 0 | 0 | 0 | 0
PS | 0 | 0 | 0 | 0 | 0 | 0
PV | 0 | 0 | 0 | 0 | 0 | 0
PeakG | 0 | 0 | 0 | 0 | 0 | 0
PeakO | 0 | 0 | 0 | 0 | 0 | 0
ST | 0 | 0 | 0 | 0 | 0 | 0
STOG | 0 | 0 | 0 | 0 | 0 | 0
STWD | 0 | 0 | 0 | 0 | 0 | 0
WT | 0 | 0 | 0 | 0 | 0 | 0
IGCC | 0 | 0 | 0 | 0 | 0 | 0
DemandResponse | 0 | 0 | 0 | 0 | 0 | 0
IGCC-CCS | 0 | 0 | 0 | 0 | 0 | 0
WT_off | 0 | 0 | 0 | 0 | 0 | 0
PseudoUnit | 0 | 0 | 0 | 0 | 0 | 0
FixedInterchange | 0 | 0 | 0 | 0 | 0 | 0
Emission Cost by Reporting Type: TVA_Transmission
ReportingType | 2015 | 2020 | 2025 | 2030 | 2035 | 2040
BM | 0 | 0 | 0 | 0 | 0 | 0
CC | 0 | 0 | 0 | 0 | 0 | 0
CSP | 0 | 0 | 0 | 0 | 0 | 0
CT | 0 | 0 | 0 | 0 | 0 | 0
Coal | 0 | 0 | 0 | 0 | 0 | 0
Geo | 0 | 0 | 0 | 0 | 0 | 0
H | 0 | 0 | 0 | 0 | 0 | 0
LFG | 0 | 0 | 0 | 0 | 0 | 0
Nuc | 0 | 0 | 0 | 0 | 0 | 0
PS | 0 | 0 | 0 | 0 | 0 | 0
PV | 0 | 0 | 0 | 0 | 0 | 0
PeakG | 0 | 0 | 0 | 0 | 0 | 0
PeakO | 0 | 0 | 0 | 0 | 0 | 0
ST | 0 | 0 | 0 | 0 | 0 | 0
STOG | 0 | 0 | 0 | 0 | 0 | 0
STWD | 0 | 0 | 0 | 0 | 0 | 0
WT | 0 | 0 | 0 | 0 | 0 | 0
IGCC | 0 | 0 | 0 | 0 | 0 | 0
DemandResponse | 0 | 0 | 0 | 0 | 0 | 0
IGCC-CCS | 0 | 0 | 0 | 0 | 0 | 0
WT_off | 0 | 0 | 0 | 0 | 0 | 0
PseudoUnit | 0 | 0 | 0 | 0 | 0 | 0
FixedInterchange | 0 | 0 | 0 | 0 | 0 | 0
Emission Cost by Reporting Type: VACAR
ReportingType | 2015 | 2020 | 2025 | 2030 | 2035 | 2040
BM | 0 | 0 | 0 | 0 | 0 | 0
CC | 0 | 0 | 0 | 0 | 0 | 0
CSP | 0 | 0 | 0 | 0 | 0 | 0
CT | 0 | 0 | 0 | 0 | 0 | 0
Coal | 0 | 0 | 0 | 0 | 0 | 0
Geo | 0 | 0 | 0 | 0 | 0 | 0
H | 0 | 0 | 0 | 0 | 0 | 0
LFG | 0 | 0 | 0 | 0 | 0 | 0
Nuc | 0 | 0 | 0 | 0 | 0 | 0
PS | 0 | 0 | 0 | 0 | 0 | 0
PV | 0 | 0 | 0 | 0 | 0 | 0
PeakG | 0 | 0 | 0 | 0 | 0 | 0
PeakO | 0 | 0 | 0 | 0 | 0 | 0
ST | 0 | 0 | 0 | 0 | 0 | 0
STOG | 0 | 0 | 0 | 0 | 0 | 0
STWD | 0 | 0 | 0 | 0 | 0 | 0
WT | 0 | 0 | 0 | 0 | 0 | 0
IGCC | 0 | 0 | 0 | 0 | 0 | 0
DemandResponse | 0 | 0 | 0 | 0 | 0 | 0
IGCC-CCS | 0 | 0 | 0 | 0 | 0 | 0
WT_off | 0 | 0 | 0 | 0 | 0 | 0
PseudoUnit | 0 | 0 | 0 | 0 | 0 | 0
FixedInterchange | 0 | 0 | 0 | 0 | 0 | 0
Emission Cost by Reporting Type: IESO
ReportingType | 2015 | 2020 | 2025 | 2030 | 2035 | 2040
BM | 0 | 0 | 0 | 0 | 0 | 0
CC | 0 | 0 | 0 | 0 | 0 | 0
CSP | 0 | 0 | 0 | 0 | 0 | 0
CT | 0 | 0 | 0 | 0 | 0 | 0
Coal | 0 | 0 | 0 | 0 | 0 | 0
Geo | 0 | 0 | 0 | 0 | 0 | 0
H | 0 | 0 | 0 | 0 | 0 | 0
LFG | 0 | 0 | 0 | 0 | 0 | 0
Nuc | 0 | 0 | 0 | 0 | 0 | 0
PS | 0 | 0 | 0 | 0 | 0 | 0
PV | 0 | 0 | 0 | 0 | 0 | 0
PeakG | 0 | 0 | 0 | 0 | 0 | 0
PeakO | 0 | 0 | 0 | 0 | 0 | 0
ST | 0 | 0 | 0 | 0 | 0 | 0
STOG | 0 | 0 | 0 | 0 | 0 | 0
STWD | 0 | 0 | 0 | 0 | 0 | 0
WT | 0 | 0 | 0 | 0 | 0 | 0
IGCC | 0 | 0 | 0 | 0 | 0 | 0
DemandResponse | 0 | 0 | 0 | 0 | 0 | 0
IGCC-CCS | 0 | 0 | 0 | 0 | 0 | 0
WT_off | 0 | 0 | 0 | 0 | 0 | 0
PseudoUnit | 0 | 0 | 0 | 0 | 0 | 0
FixedInterchange | 0 | 0 | 0 | 0 | 0 | 0
Emission Cost by Reporting Type: MAPP_CA
ReportingType | 2015 | 2020 | 2025 | 2030 | 2035 | 2040
BM | 0 | 0 | 0 | 0 | 0 | 0
CC | 0 | 0 | 0 | 0 | 0 | 0
CSP | 0 | 0 | 0 | 0 | 0 | 0
CT | 0 | 0 | 0 | 0 | 0 | 0
Coal | 0 | 0 | 0 | 0 | 0 | 0
Geo | 0 | 0 | 0 | 0 | 0 | 0
H | 0 | 0 | 0 | 0 | 0 | 0
LFG | 0 | 0 | 0 | 0 | 0 | 0
Nuc | 0 | 0 | 0 | 0 | 0 | 0
PS | 0 | 0 | 0 | 0 | 0 | 0
PV | 0 | 0 | 0 | 0 | 0 | 0
PeakG | 0 | 0 | 0 | 0 | 0 | 0
PeakO | 0 | 0 | 0 | 0 | 0 | 0
ST | 0 | 0 | 0 | 0 | 0 | 0
STOG | 0 | 0 | 0 | 0 | 0 | 0
STWD | 0 | 0 | 0 | 0 | 0 | 0
WT | 0 | 0 | 0 | 0 | 0 | 0
IGCC | 0 | 0 | 0 | 0 | 0 | 0
DemandResponse | 0 | 0 | 0 | 0 | 0 | 0
IGCC-CCS | 0 | 0 | 0 | 0 | 0 | 0
WT_off | 0 | 0 | 0 | 0 | 0 | 0
PseudoUnit | 0 | 0 | 0 | 0 | 0 | 0
FixedInterchange | 0 | 0 | 0 | 0 | 0 | 0
Emission Cost by Reporting Type: AZ_NM_SNV_Coal
ReportingType | 2015 | 2020 | 2025 | 2030 | 2035 | 2040
BM | 0 | 0 | 0 | 0 | 0 | 0
CC | 0 | 0 | 0 | 0 | 0 | 0
CSP | 0 | 0 | 0 | 0 | 0 | 0
CT | 0 | 0 | 0 | 0 | 0 | 0
Coal | 0 | 0 | 0 | 0 | 0 | 0
Geo | 0 | 0 | 0 | 0 | 0 | 0
H | 0 | 0 | 0 | 0 | 0 | 0
LFG | 0 | 0 | 0 | 0 | 0 | 0
Nuc | 0 | 0 | 0 | 0 | 0 | 0
PS | 0 | 0 | 0 | 0 | 0 | 0
PV | 0 | 0 | 0 | 0 | 0 | 0
PeakG | 0 | 0 | 0 | 0 | 0 | 0
PeakO | 0 | 0 | 0 | 0 | 0 | 0
ST | 0 | 0 | 0 | 0 | 0 | 0
STOG | 0 | 0 | 0 | 0 | 0 | 0
STWD | 0 | 0 | 0 | 0 | 0 | 0
WT | 0 | 0 | 0 | 0 | 0 | 0
IGCC | 0 | 0 | 0 | 0 | 0 | 0
DemandResponse | 0 | 0 | 0 | 0 | 0 | 0
IGCC-CCS | 0 | 0 | 0 | 0 | 0 | 0
WT_off | 0 | 0 | 0 | 0 | 0 | 0
PseudoUnit | 0 | 0 | 0 | 0 | 0 | 0
FixedInterchange | 0 | 0 | 0 | 0 | 0 | 0
Emission Cost by Reporting Type: AZ_NM_SNV_Gas
ReportingType | 2015 | 2020 | 2025 | 2030 | 2035 | 2040
BM | 0 | 0 | 0 | 0 | 0 | 0
CC | 0 | 0 | 0 | 0 | 0 | 0
CSP | 0 | 0 | 0 | 0 | 0 | 0
CT | 0 | 0 | 0 | 0 | 0 | 0
Coal | 0 | 0 | 0 | 0 | 0 | 0
Geo | 0 | 0 | 0 | 0 | 0 | 0
H | 0 | 0 | 0 | 0 | 0 | 0
LFG | 0 | 0 | 0 | 0 | 0 | 0
Nuc | 0 | 0 | 0 | 0 | 0 | 0
PS | 0 | 0 | 0 | 0 | 0 | 0
PV | 0 | 0 | 0 | 0 | 0 | 0
PeakG | 0 | 0 | 0 | 0 | 0 | 0
PeakO | 0 | 0 | 0 | 0 | 0 | 0
ST | 0 | 0 | 0 | 0 | 0 | 0
STOG | 0 | 0 | 0 | 0 | 0 | 0
STWD | 0 | 0 | 0 | 0 | 0 | 0
WT | 0 | 0 | 0 | 0 | 0 | 0
IGCC | 0 | 0 | 0 | 0 | 0 | 0
DemandResponse | 0 | 0 | 0 | 0 | 0 | 0
IGCC-CCS | 0 | 0 | 0 | 0 | 0 | 0
WT_off | 0 | 0 | 0 | 0 | 0 | 0
PseudoUnit | 0 | 0 | 0 | 0 | 0 | 0
FixedInterchange | 0 | 0 | 0 | 0 | 0 | 0
Emission Cost by Reporting Type: AZ_NM_SNV_NucRenew
ReportingType | 2015 | 2020 | 2025 | 2030 | 2035 | 2040
BM | 0 | 0 | 0 | 0 | 0 | 0
CC | 0 | 0 | 0 | 0 | 0 | 0
CSP | 0 | 0 | 0 | 0 | 0 | 0
CT | 0 | 0 | 0 | 0 | 0 | 0
Coal | 0 | 0 | 0 | 0 | 0 | 0
Geo | 0 | 0 | 0 | 0 | 0 | 0
H | 0 | 0 | 0 | 0 | 0 | 0
LFG | 0 | 0 | 0 | 0 | 0 | 0
Nuc | 0 | 0 | 0 | 0 | 0 | 0
PS | 0 | 0 | 0 | 0 | 0 | 0
PV | 0 | 0 | 0 | 0 | 0 | 0
PeakG | 0 | 0 | 0 | 0 | 0 | 0
PeakO | 0 | 0 | 0 | 0 | 0 | 0
ST | 0 | 0 | 0 | 0 | 0 | 0
STOG | 0 | 0 | 0 | 0 | 0 | 0
STWD | 0 | 0 | 0 | 0 | 0 | 0
WT | 0 | 0 | 0 | 0 | 0 | 0
IGCC | 0 | 0 | 0 | 0 | 0 | 0
DemandResponse | 0 | 0 | 0 | 0 | 0 | 0
IGCC-CCS | 0 | 0 | 0 | 0 | 0 | 0
WT_off | 0 | 0 | 0 | 0 | 0 | 0
PseudoUnit | 0 | 0 | 0 | 0 | 0 | 0
FixedInterchange | 0 | 0 | 0 | 0 | 0 | 0
Emission Cost by Reporting Type: ERCOT
ReportingType | 2015 | 2020 | 2025 | 2030 | 2035 | 2040
BM | 0 | 0 | 0 | 0 | 0 | 0
CC | 0 | 0 | 0 | 0 | 0 | 0
CSP | 0 | 0 | 0 | 0 | 0 | 0
CT | 0 | 0 | 0 | 0 | 0 | 0
Coal | 0 | 0 | 0 | 0 | 0 | 0
Geo | 0 | 0 | 0 | 0 | 0 | 0
H | 0 | 0 | 0 | 0 | 0 | 0
LFG | 0 | 0 | 0 | 0 | 0 | 0
Nuc | 0 | 0 | 0 | 0 | 0 | 0
PS | 0 | 0 | 0 | 0 | 0 | 0
PV | 0 | 0 | 0 | 0 | 0 | 0
PeakG | 0 | 0 | 0 | 0 | 0 | 0
PeakO | 0 | 0 | 0 | 0 | 0 | 0
ST | 0 | 0 | 0 | 0 | 0 | 0
STOG | 0 | 0 | 0 | 0 | 0 | 0
STWD | 0 | 0 | 0 | 0 | 0 | 0
WT | 0 | 0 | 0 | 0 | 0 | 0
IGCC | 0 | 0 | 0 | 0 | 0 | 0
DemandResponse | 0 | 0 | 0 | 0 | 0 | 0
IGCC-CCS | 0 | 0 | 0 | 0 | 0 | 0
WT_off | 0 | 0 | 0 | 0 | 0 | 0
PseudoUnit | 0 | 0 | 0 | 0 | 0 | 0
FixedInterchange | 0 | 0 | 0 | 0 | 0 | 0
Emission Cost by Reporting Type: NP15
ReportingType | 2015 | 2020 | 2025 | 2030 | 2035 | 2040
BM | 0 | 0 | 0 | 0 | 0 | 0
CC | 0 | 0 | 0 | 0 | 0 | 0
CSP | 0 | 0 | 0 | 0 | 0 | 0
CT | 0 | 0 | 0 | 0 | 0 | 0
Coal | 0 | 0 | 0 | 0 | 0 | 0
Geo | 0 | 0 | 0 | 0 | 0 | 0
H | 0 | 0 | 0 | 0 | 0 | 0
LFG | 0 | 0 | 0 | 0 | 0 | 0
Nuc | 0 | 0 | 0 | 0 | 0 | 0
PS | 0 | 0 | 0 | 0 | 0 | 0
PV | 0 | 0 | 0 | 0 | 0 | 0
PeakG | 0 | 0 | 0 | 0 | 0 | 0
PeakO | 0 | 0 | 0 | 0 | 0 | 0
ST | 0 | 0 | 0 | 0 | 0 | 0
STOG | 0 | 0 | 0 | 0 | 0 | 0
STWD | 0 | 0 | 0 | 0 | 0 | 0
WT | 0 | 0 | 0 | 0 | 0 | 0
IGCC | 0 | 0 | 0 | 0 | 0 | 0
DemandResponse | 0 | 0 | 0 | 0 | 0 | 0
IGCC-CCS | 0 | 0 | 0 | 0 | 0 | 0
WT_off | 0 | 0 | 0 | 0 | 0 | 0
PseudoUnit | 0 | 0 | 0 | 0 | 0 | 0
FixedInterchange | 0 | 0 | 0 | 0 | 0 | 0
Emission Cost by Reporting Type: NWPP_Coal
ReportingType | 2015 | 2020 | 2025 | 2030 | 2035 | 2040
BM | 0 | 0 | 0 | 0 | 0 | 0
CC | 0 | 0 | 0 | 0 | 0 | 0
CSP | 0 | 0 | 0 | 0 | 0 | 0
CT | 0 | 0 | 0 | 0 | 0 | 0
Coal | 0 | 0 | 0 | 0 | 0 | 0
Geo | 0 | 0 | 0 | 0 | 0 | 0
H | 0 | 0 | 0 | 0 | 0 | 0
LFG | 0 | 0 | 0 | 0 | 0 | 0
Nuc | 0 | 0 | 0 | 0 | 0 | 0
PS | 0 | 0 | 0 | 0 | 0 | 0
PV | 0 | 0 | 0 | 0 | 0 | 0
PeakG | 0 | 0 | 0 | 0 | 0 | 0
PeakO | 0 | 0 | 0 | 0 | 0 | 0
ST | 0 | 0 | 0 | 0 | 0 | 0
STOG | 0 | 0 | 0 | 0 | 0 | 0
STWD | 0 | 0 | 0 | 0 | 0 | 0
WT | 0 | 0 | 0 | 0 | 0 | 0
IGCC | 0 | 0 | 0 | 0 | 0 | 0
DemandResponse | 0 | 0 | 0 | 0 | 0 | 0
IGCC-CCS | 0 | 0 | 0 | 0 | 0 | 0
WT_off | 0 | 0 | 0 | 0 | 0 | 0
PseudoUnit | 0 | 0 | 0 | 0 | 0 | 0
FixedInterchange | 0 | 0 | 0 | 0 | 0 | 0
Emission Cost by Reporting Type: NWPP_Gas
ReportingType | 2015 | 2020 | 2025 | 2030 | 2035 | 2040
BM | 0 | 0 | 0 | 0 | 0 | 0
CC | 0 | 0 | 0 | 0 | 0 | 0
CSP | 0 | 0 | 0 | 0 | 0 | 0
CT | 0 | 0 | 0 | 0 | 0 | 0
Coal | 0 | 0 | 0 | 0 | 0 | 0
Geo | 0 | 0 | 0 | 0 | 0 | 0
H | 0 | 0 | 0 | 0 | 0 | 0
LFG | 0 | 0 | 0 | 0 | 0 | 0
Nuc | 0 | 0 | 0 | 0 | 0 | 0
PS | 0 | 0 | 0 | 0 | 0 | 0
PV | 0 | 0 | 0 | 0 | 0 | 0
PeakG | 0 | 0 | 0 | 0 | 0 | 0
PeakO | 0 | 0 | 0 | 0 | 0 | 0
ST | 0 | 0 | 0 | 0 | 0 | 0
STOG | 0 | 0 | 0 | 0 | 0 | 0
STWD | 0 | 0 | 0 | 0 | 0 | 0
WT | 0 | 0 | 0 | 0 | 0 | 0
IGCC | 0 | 0 | 0 | 0 | 0 | 0
DemandResponse | 0 | 0 | 0 | 0 | 0 | 0
IGCC-CCS | 0 | 0 | 0 | 0 | 0 | 0
WT_off | 0 | 0 | 0 | 0 | 0 | 0
PseudoUnit | 0 | 0 | 0 | 0 | 0 | 0
FixedInterchange | 0 | 0 | 0 | 0 | 0 | 0
Emission Cost by Reporting Type: NWPP_NucRenew
ReportingType | 2015 | 2020 | 2025 | 2030 | 2035 | 2040
BM | 0 | 0 | 0 | 0 | 0 | 0
CC | 0 | 0 | 0 | 0 | 0 | 0
CSP | 0 | 0 | 0 | 0 | 0 | 0
CT | 0 | 0 | 0 | 0 | 0 | 0
Coal | 0 | 0 | 0 | 0 | 0 | 0
Geo | 0 | 0 | 0 | 0 | 0 | 0
H | 0 | 0 | 0 | 0 | 0 | 0
LFG | 0 | 0 | 0 | 0 | 0 | 0
Nuc | 0 | 0 | 0 | 0 | 0 | 0
PS | 0 | 0 | 0 | 0 | 0 | 0
PV | 0 | 0 | 0 | 0 | 0 | 0
PeakG | 0 | 0 | 0 | 0 | 0 | 0
PeakO | 0 | 0 | 0 | 0 | 0 | 0
ST | 0 | 0 | 0 | 0 | 0 | 0
STOG | 0 | 0 | 0 | 0 | 0 | 0
STWD | 0 | 0 | 0 | 0 | 0 | 0
WT | 0 | 0 | 0 | 0 | 0 | 0
IGCC | 0 | 0 | 0 | 0 | 0 | 0
DemandResponse | 0 | 0 | 0 | 0 | 0 | 0
IGCC-CCS | 0 | 0 | 0 | 0 | 0 | 0
WT_off | 0 | 0 | 0 | 0 | 0 | 0
PseudoUnit | 0 | 0 | 0 | 0 | 0 | 0
FixedInterchange | 0 | 0 | 0 | 0 | 0 | 0
Emission Cost by Reporting Type: RMPA
ReportingType | 2015 | 2020 | 2025 | 2030 | 2035 | 2040
BM | 0 | 0 | 0 | 0 | 0 | 0
CC | 0 | 0 | 0 | 0 | 0 | 0
CSP | 0 | 0 | 0 | 0 | 0 | 0
CT | 0 | 0 | 0 | 0 | 0 | 0
Coal | 0 | 0 | 0 | 0 | 0 | 0
Geo | 0 | 0 | 0 | 0 | 0 | 0
H | 0 | 0 | 0 | 0 | 0 | 0
LFG | 0 | 0 | 0 | 0 | 0 | 0
Nuc | 0 | 0 | 0 | 0 | 0 | 0
PS | 0 | 0 | 0 | 0 | 0 | 0
PV | 0 | 0 | 0 | 0 | 0 | 0
PeakG | 0 | 0 | 0 | 0 | 0 | 0
PeakO | 0 | 0 | 0 | 0 | 0 | 0
ST | 0 | 0 | 0 | 0 | 0 | 0
STOG | 0 | 0 | 0 | 0 | 0 | 0
STWD | 0 | 0 | 0 | 0 | 0 | 0
WT | 0 | 0 | 0 | 0 | 0 | 0
IGCC | 0 | 0 | 0 | 0 | 0 | 0
DemandResponse | 0 | 0 | 0 | 0 | 0 | 0
IGCC-CCS | 0 | 0 | 0 | 0 | 0 | 0
WT_off | 0 | 0 | 0 | 0 | 0 | 0
PseudoUnit | 0 | 0 | 0 | 0 | 0 | 0
FixedInterchange | 0 | 0 | 0 | 0 | 0 | 0
Emission Cost by Reporting Type: SP15
ReportingType | 2015 | 2020 | 2025 | 2030 | 2035 | 2040
BM | 0 | 0 | 0 | 0 | 0 | 0
CC | 0 | 0 | 0 | 0 | 0 | 0
CSP | 0 | 0 | 0 | 0 | 0 | 0
CT | 0 | 0 | 0 | 0 | 0 | 0
Coal | 0 | 0 | 0 | 0 | 0 | 0
Geo | 0 | 0 | 0 | 0 | 0 | 0
H | 0 | 0 | 0 | 0 | 0 | 0
LFG | 0 | 0 | 0 | 0 | 0 | 0
Nuc | 0 | 0 | 0 | 0 | 0 | 0
PS | 0 | 0 | 0 | 0 | 0 | 0
PV | 0 | 0 | 0 | 0 | 0 | 0
PeakG | 0 | 0 | 0 | 0 | 0 | 0
PeakO | 0 | 0 | 0 | 0 | 0 | 0
ST | 0 | 0 | 0 | 0 | 0 | 0
STOG | 0 | 0 | 0 | 0 | 0 | 0
STWD | 0 | 0 | 0 | 0 | 0 | 0
WT | 0 | 0 | 0 | 0 | 0 | 0
IGCC | 0 | 0 | 0 | 0 | 0 | 0
DemandResponse | 0 | 0 | 0 | 0 | 0 | 0
IGCC-CCS | 0 | 0 | 0 | 0 | 0 | 0
WT_off | 0 | 0 | 0 | 0 | 0 | 0
PseudoUnit | 0 | 0 | 0 | 0 | 0 | 0
FixedInterchange | 0 | 0 | 0 | 0 | 0 | 0
Emission Cost by Reporting Type: ALB
ReportingType | 2015 | 2020 | 2025 | 2030 | 2035 | 2040
BM | 0 | 0 | 0 | 0 | 0 | 0
CC | 0 | 0 | 0 | 0 | 0 | 0
CSP | 0 | 0 | 0 | 0 | 0 | 0
CT | 0 | 0 | 0 | 0 | 0 | 0
Coal | 0 | 0 | 0 | 0 | 0 | 0
Geo | 0 | 0 | 0 | 0 | 0 | 0
H | 0 | 0 | 0 | 0 | 0 | 0
LFG | 0 | 0 | 0 | 0 | 0 | 0
Nuc | 0 | 0 | 0 | 0 | 0 | 0
PS | 0 | 0 | 0 | 0 | 0 | 0
PV | 0 | 0 | 0 | 0 | 0 | 0
PeakG | 0 | 0 | 0 | 0 | 0 | 0
PeakO | 0 | 0 | 0 | 0 | 0 | 0
ST | 0 | 0 | 0 | 0 | 0 | 0
STOG | 0 | 0 | 0 | 0 | 0 | 0
STWD | 0 | 0 | 0 | 0 | 0 | 0
WT | 0 | 0 | 0 | 0 | 0 | 0
IGCC | 0 | 0 | 0 | 0 | 0 | 0
DemandResponse | 0 | 0 | 0 | 0 | 0 | 0
IGCC-CCS | 0 | 0 | 0 | 0 | 0 | 0
WT_off | 0 | 0 | 0 | 0 | 0 | 0
PseudoUnit | 0 | 0 | 0 | 0 | 0 | 0
FixedInterchange | 0 | 0 | 0 | 0 | 0 | 0
Emission Cost by Reporting Type: BC
ReportingType | 2015 | 2020 | 2025 | 2030 | 2035 | 2040
BM | 0 | 0 | 0 | 0 | 0 | 0
CC | 0 | 0 | 0 | 0 | 0 | 0
CSP | 0 | 0 | 0 | 0 | 0 | 0
CT | 0 | 0 | 0 | 0 | 0 | 0
Coal | 0 | 0 | 0 | 0 | 0 | 0
Geo | 0 | 0 | 0 | 0 | 0 | 0
H | 0 | 0 | 0 | 0 | 0 | 0
LFG | 0 | 0 | 0 | 0 | 0 | 0
Nuc | 0 | 0 | 0 | 0 | 0 | 0
PS | 0 | 0 | 0 | 0 | 0 | 0
PV | 0 | 0 | 0 | 0 | 0 | 0
PeakG | 0 | 0 | 0 | 0 | 0 | 0
PeakO | 0 | 0 | 0 | 0 | 0 | 0
ST | 0 | 0 | 0 | 0 | 0 | 0
STOG | 0 | 0 | 0 | 0 | 0 | 0
STWD | 0 | 0 | 0 | 0 | 0 | 0
WT | 0 | 0 | 0 | 0 | 0 | 0
IGCC | 0 | 0 | 0 | 0 | 0 | 0
DemandResponse | 0 | 0 | 0 | 0 | 0 | 0
IGCC-CCS | 0 | 0 | 0 | 0 | 0 | 0
WT_off | 0 | 0 | 0 | 0 | 0 | 0
PseudoUnit | 0 | 0 | 0 | 0 | 0 | 0
FixedInterchange | 0 | 0 | 0 | 0 | 0 | 0
Emission Cost by Reporting Type: HQ_IESO
ReportingType | 2015 | 2020 | 2025 | 2030 | 2035 | 2040
BM | 0 | 0 | 0 | 0 | 0 | 0
CC | 0 | 0 | 0 | 0 | 0 | 0
CSP | 0 | 0 | 0 | 0 | 0 | 0
CT | 0 | 0 | 0 | 0 | 0 | 0
Coal | 0 | 0 | 0 | 0 | 0 | 0
Geo | 0 | 0 | 0 | 0 | 0 | 0
H | 0 | 0 | 0 | 0 | 0 | 0
LFG | 0 | 0 | 0 | 0 | 0 | 0
Nuc | 0 | 0 | 0 | 0 | 0 | 0
PS | 0 | 0 | 0 | 0 | 0 | 0
PV | 0 | 0 | 0 | 0 | 0 | 0
PeakG | 0 | 0 | 0 | 0 | 0 | 0
PeakO | 0 | 0 | 0 | 0 | 0 | 0
ST | 0 | 0 | 0 | 0 | 0 | 0
STOG | 0 | 0 | 0 | 0 | 0 | 0
STWD | 0 | 0 | 0 | 0 | 0 | 0
WT | 0 | 0 | 0 | 0 | 0 | 0
IGCC | 0 | 0 | 0 | 0 | 0 | 0
DemandResponse | 0 | 0 | 0 | 0 | 0 | 0
IGCC-CCS | 0 | 0 | 0 | 0 | 0 | 0
WT_off | 0 | 0 | 0 | 0 | 0 | 0
PseudoUnit | 0 | 0 | 0 | 0 | 0 | 0
FixedInterchange | 0 | 0 | 0 | 0 | 0 | 0
Emission Cost by Reporting Type: HQ_NEISO
ReportingType | 2015 | 2020 | 2025 | 2030 | 2035 | 2040
BM | 0 | 0 | 0 | 0 | 0 | 0
CC | 0 | 0 | 0 | 0 | 0 | 0
CSP | 0 | 0 | 0 | 0 | 0 | 0
CT | 0 | 0 | 0 | 0 | 0 | 0
Coal | 0 | 0 | 0 | 0 | 0 | 0
Geo | 0 | 0 | 0 | 0 | 0 | 0
H | 0 | 0 | 0 | 0 | 0 | 0
LFG | 0 | 0 | 0 | 0 | 0 | 0
Nuc | 0 | 0 | 0 | 0 | 0 | 0
PS | 0 | 0 | 0 | 0 | 0 | 0
PV | 0 | 0 | 0 | 0 | 0 | 0
PeakG | 0 | 0 | 0 | 0 | 0 | 0
PeakO | 0 | 0 | 0 | 0 | 0 | 0
ST | 0 | 0 | 0 | 0 | 0 | 0
STOG | 0 | 0 | 0 | 0 | 0 | 0
STWD | 0 | 0 | 0 | 0 | 0 | 0
WT | 0 | 0 | 0 | 0 | 0 | 0
IGCC | 0 | 0 | 0 | 0 | 0 | 0
DemandResponse | 0 | 0 | 0 | 0 | 0 | 0
IGCC-CCS | 0 | 0 | 0 | 0 | 0 | 0
WT_off | 0 | 0 | 0 | 0 | 0 | 0
PseudoUnit | 0 | 0 | 0 | 0 | 0 | 0
FixedInterchange | 0 | 0 | 0 | 0 | 0 | 0
Emission Cost by Reporting Type: HQ_NY
ReportingType | 2015 | 2020 | 2025 | 2030 | 2035 | 2040
BM | 0 | 0 | 0 | 0 | 0 | 0
CC | 0 | 0 | 0 | 0 | 0 | 0
CSP | 0 | 0 | 0 | 0 | 0 | 0
CT | 0 | 0 | 0 | 0 | 0 | 0
Coal | 0 | 0 | 0 | 0 | 0 | 0
Geo | 0 | 0 | 0 | 0 | 0 | 0
H | 0 | 0 | 0 | 0 | 0 | 0
LFG | 0 | 0 | 0 | 0 | 0 | 0
Nuc | 0 | 0 | 0 | 0 | 0 | 0
PS | 0 | 0 | 0 | 0 | 0 | 0
PV | 0 | 0 | 0 | 0 | 0 | 0
PeakG | 0 | 0 | 0 | 0 | 0 | 0
PeakO | 0 | 0 | 0 | 0 | 0 | 0
ST | 0 | 0 | 0 | 0 | 0 | 0
STOG | 0 | 0 | 0 | 0 | 0 | 0
STWD | 0 | 0 | 0 | 0 | 0 | 0
WT | 0 | 0 | 0 | 0 | 0 | 0
IGCC | 0 | 0 | 0 | 0 | 0 | 0
DemandResponse | 0 | 0 | 0 | 0 | 0 | 0
IGCC-CCS | 0 | 0 | 0 | 0 | 0 | 0
WT_off | 0 | 0 | 0 | 0 | 0 | 0
PseudoUnit | 0 | 0 | 0 | 0 | 0 | 0
FixedInterchange | 0 | 0 | 0 | 0 | 0 | 0
Emission Cost by Reporting Type: MARITIMES
ReportingType | 2015 | 2020 | 2025 | 2030 | 2035 | 2040
BM | 0 | 0 | 0 | 0 | 0 | 0
CC | 0 | 0 | 0 | 0 | 0 | 0
CSP | 0 | 0 | 0 | 0 | 0 | 0
CT | 0 | 0 | 0 | 0 | 0 | 0
Coal | 0 | 0 | 0 | 0 | 0 | 0
Geo | 0 | 0 | 0 | 0 | 0 | 0
H | 0 | 0 | 0 | 0 | 0 | 0
LFG | 0 | 0 | 0 | 0 | 0 | 0
Nuc | 0 | 0 | 0 | 0 | 0 | 0
PS | 0 | 0 | 0 | 0 | 0 | 0
PV | 0 | 0 | 0 | 0 | 0 | 0
PeakG | 0 | 0 | 0 | 0 | 0 | 0
PeakO | 0 | 0 | 0 | 0 | 0 | 0
ST | 0 | 0 | 0 | 0 | 0 | 0
STOG | 0 | 0 | 0 | 0 | 0 | 0
STWD | 0 | 0 | 0 | 0 | 0 | 0
WT | 0 | 0 | 0 | 0 | 0 | 0
IGCC | 0 | 0 | 0 | 0 | 0 | 0
DemandResponse | 0 | 0 | 0 | 0 | 0 | 0
IGCC-CCS | 0 | 0 | 0 | 0 | 0 | 0
WT_off | 0 | 0 | 0 | 0 | 0 | 0
PseudoUnit | 0 | 0 | 0 | 0 | 0 | 0
FixedInterchange | 0 | 0 | 0 | 0 | 0 | 0
Emission Cost by Reporting Type: All
ReportingType | 2015 | 2020 | 2025 | 2030 | 2035 | 2040
BM | 0 | 0 | 0 | 0 | 0 | 0
CC | 0 | 0 | 0 | 0 | 0 | 0
CSP | 0 | 0 | 0 | 0 | 0 | 0
CT | 0 | 0 | 0 | 0 | 0 | 0
Coal | 0 | 0 | 0 | 0 | 0 | 0
Geo | 0 | 0 | 0 | 0 | 0 | 0
H | 0 | 0 | 0 | 0 | 0 | 0
LFG | 0 | 0 | 0 | 0 | 0 | 0
Nuc | 0 | 0 | 0 | 0 | 0 | 0
PS | 0 | 0 | 0 | 0 | 0 | 0
PV | 0 | 0 | 0 | 0 | 0 | 0
PeakG | 0 | 0 | 0 | 0 | 0 | 0
PeakO | 0 | 0 | 0 | 0 | 0 | 0
ST | 0 | 0 | 0 | 0 | 0 | 0
STOG | 0 | 0 | 0 | 0 | 0 | 0
STWD | 0 | 0 | 0 | 0 | 0 | 0
WT | 0 | 0 | 0 | 0 | 0 | 0
IGCC | 0 | 0 | 0 | 0 | 0 | 0
DemandResponse | 0 | 0 | 0 | 0 | 0 | 0
IGCC-CCS | 0 | 0 | 0 | 0 | 0 | 0
WT_off | 0 | 0 | 0 | 0 | 0 | 0
PseudoUnit | 0 | 0 | 0 | 0 | 0 | 0
FixedInterchange | 0 | 0 | 0 | 0 | 0 | 0
Emission Cost by Reporting Type: EI_US
ReportingType | 2015 | 2020 | 2025 | 2030 | 2035 | 2040
BM | 0 | 0 | 0 | 0 | 0 | 0
CC | 0 | 0 | 0 | 0 | 0 | 0
CSP | 0 | 0 | 0 | 0 | 0 | 0
CT | 0 | 0 | 0 | 0 | 0 | 0
Coal | 0 | 0 | 0 | 0 | 0 | 0
Geo | 0 | 0 | 0 | 0 | 0 | 0
H | 0 | 0 | 0 | 0 | 0 | 0
LFG | 0 | 0 | 0 | 0 | 0 | 0
Nuc | 0 | 0 | 0 | 0 | 0 | 0
PS | 0 | 0 | 0 | 0 | 0 | 0
PV | 0 | 0 | 0 | 0 | 0 | 0
PeakG | 0 | 0 | 0 | 0 | 0 | 0
PeakO | 0 | 0 | 0 | 0 | 0 | 0
ST | 0 | 0 | 0 | 0 | 0 | 0
STOG | 0 | 0 | 0 | 0 | 0 | 0
STWD | 0 | 0 | 0 | 0 | 0 | 0
WT | 0 | 0 | 0 | 0 | 0 | 0
IGCC | 0 | 0 | 0 | 0 | 0 | 0
DemandResponse | 0 | 0 | 0 | 0 | 0 | 0
IGCC-CCS | 0 | 0 | 0 | 0 | 0 | 0
WT_off | 0 | 0 | 0 | 0 | 0 | 0
PseudoUnit | 0 | 0 | 0 | 0 | 0 | 0
FixedInterchange | 0 | 0 | 0 | 0 | 0 | 0
Emission Cost by Reporting Type: EI_Canada
ReportingType | 2015 | 2020 | 2025 | 2030 | 2035 | 2040
BM | 0 | 0 | 0 | 0 | 0 | 0
CC | 0 | 0 | 0 | 0 | 0 | 0
CSP | 0 | 0 | 0 | 0 | 0 | 0
CT | 0 | 0 | 0 | 0 | 0 | 0
Coal | 0 | 0 | 0 | 0 | 0 | 0
Geo | 0 | 0 | 0 | 0 | 0 | 0
H | 0 | 0 | 0 | 0 | 0 | 0
LFG | 0 | 0 | 0 | 0 | 0 | 0
Nuc | 0 | 0 | 0 | 0 | 0 | 0
PS | 0 | 0 | 0 | 0 | 0 | 0
PV | 0 | 0 | 0 | 0 | 0 | 0
PeakG | 0 | 0 | 0 | 0 | 0 | 0
PeakO | 0 | 0 | 0 | 0 | 0 | 0
ST | 0 | 0 | 0 | 0 | 0 | 0
STOG | 0 | 0 | 0 | 0 | 0 | 0
STWD | 0 | 0 | 0 | 0 | 0 | 0
WT | 0 | 0 | 0 | 0 | 0 | 0
IGCC | 0 | 0 | 0 | 0 | 0 | 0
DemandResponse | 0 | 0 | 0 | 0 | 0 | 0
IGCC-CCS | 0 | 0 | 0 | 0 | 0 | 0
WT_off | 0 | 0 | 0 | 0 | 0 | 0
PseudoUnit | 0 | 0 | 0 | 0 | 0 | 0
FixedInterchange | 0 | 0 | 0 | 0 | 0 | 0
Emission Cost by Reporting Type: EI
ReportingType | 2015 | 2020 | 2025 | 2030 | 2035 | 2040
BM | 0 | 0 | 0 | 0 | 0 | 0
CC | 0 | 0 | 0 | 0 | 0 | 0
CSP | 0 | 0 | 0 | 0 | 0 | 0
CT | 0 | 0 | 0 | 0 | 0 | 0
Coal | 0 | 0 | 0 | 0 | 0 | 0
Geo | 0 | 0 | 0 | 0 | 0 | 0
H | 0 | 0 | 0 | 0 | 0 | 0
LFG | 0 | 0 | 0 | 0 | 0 | 0
Nuc | 0 | 0 | 0 | 0 | 0 | 0
PS | 0 | 0 | 0 | 0 | 0 | 0
PV | 0 | 0 | 0 | 0 | 0 | 0
PeakG | 0 | 0 | 0 | 0 | 0 | 0
PeakO | 0 | 0 | 0 | 0 | 0 | 0
ST | 0 | 0 | 0 | 0 | 0 | 0
STOG | 0 | 0 | 0 | 0 | 0 | 0
STWD | 0 | 0 | 0 | 0 | 0 | 0
WT | 0 | 0 | 0 | 0 | 0 | 0
IGCC | 0 | 0 | 0 | 0 | 0 | 0
DemandResponse | 0 | 0 | 0 | 0 | 0 | 0
IGCC-CCS | 0 | 0 | 0 | 0 | 0 | 0
WT_off | 0 | 0 | 0 | 0 | 0 | 0
PseudoUnit | 0 | 0 | 0 | 0 | 0 | 0
FixedInterchange | 0 | 0 | 0 | 0 | 0 | 0
Emission Cost by Reporting Type: Outside_EI
ReportingType | 2015 | 2020 | 2025 | 2030 | 2035 | 2040
BM | 0 | 0 | 0 | 0 | 0 | 0
CC | 0 | 0 | 0 | 0 | 0 | 0
CSP | 0 | 0 | 0 | 0 | 0 | 0
CT | 0 | 0 | 0 | 0 | 0 | 0
Coal | 0 | 0 | 0 | 0 | 0 | 0
Geo | 0 | 0 | 0 | 0 | 0 | 0
H | 0 | 0 | 0 | 0 | 0 | 0
LFG | 0 | 0 | 0 | 0 | 0 | 0
Nuc | 0 | 0 | 0 | 0 | 0 | 0
PS | 0 | 0 | 0 | 0 | 0 | 0
PV | 0 | 0 | 0 | 0 | 0 | 0
PeakG | 0 | 0 | 0 | 0 | 0 | 0
PeakO | 0 | 0 | 0 | 0 | 0 | 0
ST | 0 | 0 | 0 | 0 | 0 | 0
STOG | 0 | 0 | 0 | 0 | 0 | 0
STWD | 0 | 0 | 0 | 0 | 0 | 0
WT | 0 | 0 | 0 | 0 | 0 | 0
IGCC | 0 | 0 | 0 | 0 | 0 | 0
DemandResponse | 0 | 0 | 0 | 0 | 0 | 0
IGCC-CCS | 0 | 0 | 0 | 0 | 0 | 0
WT_off | 0 | 0 | 0 | 0 | 0 | 0
PseudoUnit | 0 | 0 | 0 | 0 | 0 | 0
FixedInterchange | 0 | 0 | 0 | 0 | 0 | 0
==== Emission Program: CAIRNOxAnnual : (NOx) ====
Emission Cost by Reporting Type: Entergy
ReportingType | 2015 | 2020 | 2025 | 2030 | 2035 | 2040
BM | 0 | 0 | 0 | 0 | 0 | 0
CC | 0 | 0 | 0 | 0 | 0 | 0
CSP | 0 | 0 | 0 | 0 | 0 | 0
CT | 0 | 0 | 0 | 0 | 0 | 0
Coal | 0 | 0 | 0 | 0 | 0 | 0
Geo | 0 | 0 | 0 | 0 | 0 | 0
H | 0 | 0 | 0 | 0 | 0 | 0
LFG | 0 | 0 | 0 | 0 | 0 | 0
Nuc | 0 | 0 | 0 | 0 | 0 | 0
PS | 0 | 0 | 0 | 0 | 0 | 0
PV | 0 | 0 | 0 | 0 | 0 | 0
PeakG | 0 | 0 | 0 | 0 | 0 | 0
PeakO | 0 | 0 | 0 | 0 | 0 | 0
ST | 0 | 0 | 0 | 0 | 0 | 0
STOG | 0 | 0 | 0 | 0 | 0 | 0
STWD | 0 | 0 | 0 | 0 | 0 | 0
WT | 0 | 0 | 0 | 0 | 0 | 0
IGCC | 0 | 0 | 0 | 0 | 0 | 0
DemandResponse | 0 | 0 | 0 | 0 | 0 | 0
IGCC-CCS | 0 | 0 | 0 | 0 | 0 | 0
WT_off | 0 | 0 | 0 | 0 | 0 | 0
PseudoUnit | 0 | 0 | 0 | 0 | 0 | 0
FixedInterchange | 0 | 0 | 0 | 0 | 0 | 0
Emission Cost by Reporting Type: FRCC
ReportingType | 2015 | 2020 | 2025 | 2030 | 2035 | 2040
BM | 0 | 0 | 0 | 0 | 0 | 0
CC | 0 | 0 | 0 | 0 | 0 | 0
CSP | 0 | 0 | 0 | 0 | 0 | 0
CT | 0 | 0 | 0 | 0 | 0 | 0
Coal | 0 | 0 | 0 | 0 | 0 | 0
Geo | 0 | 0 | 0 | 0 | 0 | 0
H | 0 | 0 | 0 | 0 | 0 | 0
LFG | 0 | 0 | 0 | 0 | 0 | 0
Nuc | 0 | 0 | 0 | 0 | 0 | 0
PS | 0 | 0 | 0 | 0 | 0 | 0
PV | 0 | 0 | 0 | 0 | 0 | 0
PeakG | 0 | 0 | 0 | 0 | 0 | 0
PeakO | 0 | 0 | 0 | 0 | 0 | 0
ST | 0 | 0 | 0 | 0 | 0 | 0
STOG | 0 | 0 | 0 | 0 | 0 | 0
STWD | 0 | 0 | 0 | 0 | 0 | 0
WT | 0 | 0 | 0 | 0 | 0 | 0
IGCC | 0 | 0 | 0 | 0 | 0 | 0
DemandResponse | 0 | 0 | 0 | 0 | 0 | 0
IGCC-CCS | 0 | 0 | 0 | 0 | 0 | 0
WT_off | 0 | 0 | 0 | 0 | 0 | 0
PseudoUnit | 0 | 0 | 0 | 0 | 0 | 0
FixedInterchange | 0 | 0 | 0 | 0 | 0 | 0
Emission Cost by Reporting Type: MAPP_US
ReportingType | 2015 | 2020 | 2025 | 2030 | 2035 | 2040
BM | 0 | 0 | 0 | 0 | 0 | 0
CC | 0 | 0 | 0 | 0 | 0 | 0
CSP | 0 | 0 | 0 | 0 | 0 | 0
CT | 0 | 0 | 0 | 0 | 0 | 0
Coal | 0 | 0 | 0 | 0 | 0 | 0
Geo | 0 | 0 | 0 | 0 | 0 | 0
H | 0 | 0 | 0 | 0 | 0 | 0
LFG | 0 | 0 | 0 | 0 | 0 | 0
Nuc | 0 | 0 | 0 | 0 | 0 | 0
PS | 0 | 0 | 0 | 0 | 0 | 0
PV | 0 | 0 | 0 | 0 | 0 | 0
PeakG | 0 | 0 | 0 | 0 | 0 | 0
PeakO | 0 | 0 | 0 | 0 | 0 | 0
ST | 0 | 0 | 0 | 0 | 0 | 0
STOG | 0 | 0 | 0 | 0 | 0 | 0
STWD | 0 | 0 | 0 | 0 | 0 | 0
WT | 0 | 0 | 0 | 0 | 0 | 0
IGCC | 0 | 0 | 0 | 0 | 0 | 0
DemandResponse | 0 | 0 | 0 | 0 | 0 | 0
IGCC-CCS | 0 | 0 | 0 | 0 | 0 | 0
WT_off | 0 | 0 | 0 | 0 | 0 | 0
PseudoUnit | 0 | 0 | 0 | 0 | 0 | 0
FixedInterchange | 0 | 0 | 0 | 0 | 0 | 0
Emission Cost by Reporting Type: MISO_IN
ReportingType | 2015 | 2020 | 2025 | 2030 | 2035 | 2040
BM | 0 | 0 | 0 | 0 | 0 | 0
CC | 0 | 0 | 0 | 0 | 0 | 0
CSP | 0 | 0 | 0 | 0 | 0 | 0
CT | 0 | 0 | 0 | 0 | 0 | 0
Coal | 0 | 0 | 0 | 0 | 0 | 0
Geo | 0 | 0 | 0 | 0 | 0 | 0
H | 0 | 0 | 0 | 0 | 0 | 0
LFG | 0 | 0 | 0 | 0 | 0 | 0
Nuc | 0 | 0 | 0 | 0 | 0 | 0
PS | 0 | 0 | 0 | 0 | 0 | 0
PV | 0 | 0 | 0 | 0 | 0 | 0
PeakG | 0 | 0 | 0 | 0 | 0 | 0
PeakO | 0 | 0 | 0 | 0 | 0 | 0
ST | 0 | 0 | 0 | 0 | 0 | 0
STOG | 0 | 0 | 0 | 0 | 0 | 0
STWD | 0 | 0 | 0 | 0 | 0 | 0
WT | 0 | 0 | 0 | 0 | 0 | 0
IGCC | 0 | 0 | 0 | 0 | 0 | 0
DemandResponse | 0 | 0 | 0 | 0 | 0 | 0
IGCC-CCS | 0 | 0 | 0 | 0 | 0 | 0
WT_off | 0 | 0 | 0 | 0 | 0 | 0
PseudoUnit | 0 | 0 | 0 | 0 | 0 | 0
FixedInterchange | 0 | 0 | 0 | 0 | 0 | 0
Emission Cost by Reporting Type: MISO_MI
ReportingType | 2015 | 2020 | 2025 | 2030 | 2035 | 2040
BM | 0 | 0 | 0 | 0 | 0 | 0
CC | 0 | 0 | 0 | 0 | 0 | 0
CSP | 0 | 0 | 0 | 0 | 0 | 0
CT | 0 | 0 | 0 | 0 | 0 | 0
Coal | 0 | 0 | 0 | 0 | 0 | 0
Geo | 0 | 0 | 0 | 0 | 0 | 0
H | 0 | 0 | 0 | 0 | 0 | 0
LFG | 0 | 0 | 0 | 0 | 0 | 0
Nuc | 0 | 0 | 0 | 0 | 0 | 0
PS | 0 | 0 | 0 | 0 | 0 | 0
PV | 0 | 0 | 0 | 0 | 0 | 0
PeakG | 0 | 0 | 0 | 0 | 0 | 0
PeakO | 0 | 0 | 0 | 0 | 0 | 0
ST | 0 | 0 | 0 | 0 | 0 | 0
STOG | 0 | 0 | 0 | 0 | 0 | 0
STWD | 0 | 0 | 0 | 0 | 0 | 0
WT | 0 | 0 | 0 | 0 | 0 | 0
IGCC | 0 | 0 | 0 | 0 | 0 | 0
DemandResponse | 0 | 0 | 0 | 0 | 0 | 0
IGCC-CCS | 0 | 0 | 0 | 0 | 0 | 0
WT_off | 0 | 0 | 0 | 0 | 0 | 0
PseudoUnit | 0 | 0 | 0 | 0 | 0 | 0
FixedInterchange | 0 | 0 | 0 | 0 | 0 | 0
Emission Cost by Reporting Type: MISO_MO-IL
ReportingType | 2015 | 2020 | 2025 | 2030 | 2035 | 2040
BM | 0 | 0 | 0 | 0 | 0 | 0
CC | 0 | 0 | 0 | 0 | 0 | 0
CSP | 0 | 0 | 0 | 0 | 0 | 0
CT | 0 | 0 | 0 | 0 | 0 | 0
Coal | 0 | 0 | 0 | 0 | 0 | 0
Geo | 0 | 0 | 0 | 0 | 0 | 0
H | 0 | 0 | 0 | 0 | 0 | 0
LFG | 0 | 0 | 0 | 0 | 0 | 0
Nuc | 0 | 0 | 0 | 0 | 0 | 0
PS | 0 | 0 | 0 | 0 | 0 | 0
PV | 0 | 0 | 0 | 0 | 0 | 0
PeakG | 0 | 0 | 0 | 0 | 0 | 0
PeakO | 0 | 0 | 0 | 0 | 0 | 0
ST | 0 | 0 | 0 | 0 | 0 | 0
STOG | 0 | 0 | 0 | 0 | 0 | 0
STWD | 0 | 0 | 0 | 0 | 0 | 0
WT | 0 | 0 | 0 | 0 | 0 | 0
IGCC | 0 | 0 | 0 | 0 | 0 | 0
DemandResponse | 0 | 0 | 0 | 0 | 0 | 0
IGCC-CCS | 0 | 0 | 0 | 0 | 0 | 0
WT_off | 0 | 0 | 0 | 0 | 0 | 0
PseudoUnit | 0 | 0 | 0 | 0 | 0 | 0
FixedInterchange | 0 | 0 | 0 | 0 | 0 | 0
Emission Cost by Reporting Type: MISO_W
ReportingType | 2015 | 2020 | 2025 | 2030 | 2035 | 2040
BM | 0 | 0 | 0 | 0 | 0 | 0
CC | 0 | 0 | 0 | 0 | 0 | 0
CSP | 0 | 0 | 0 | 0 | 0 | 0
CT | 0 | 0 | 0 | 0 | 0 | 0
Coal | 0 | 0 | 0 | 0 | 0 | 0
Geo | 0 | 0 | 0 | 0 | 0 | 0
H | 0 | 0 | 0 | 0 | 0 | 0
LFG | 0 | 0 | 0 | 0 | 0 | 0
Nuc | 0 | 0 | 0 | 0 | 0 | 0
PS | 0 | 0 | 0 | 0 | 0 | 0
PV | 0 | 0 | 0 | 0 | 0 | 0
PeakG | 0 | 0 | 0 | 0 | 0 | 0
PeakO | 0 | 0 | 0 | 0 | 0 | 0
ST | 0 | 0 | 0 | 0 | 0 | 0
STOG | 0 | 0 | 0 | 0 | 0 | 0
STWD | 0 | 0 | 0 | 0 | 0 | 0
WT | 0 | 0 | 0 | 0 | 0 | 0
IGCC | 0 | 0 | 0 | 0 | 0 | 0
DemandResponse | 0 | 0 | 0 | 0 | 0 | 0
IGCC-CCS | 0 | 0 | 0 | 0 | 0 | 0
WT_off | 0 | 0 | 0 | 0 | 0 | 0
PseudoUnit | 0 | 0 | 0 | 0 | 0 | 0
FixedInterchange | 0 | 0 | 0 | 0 | 0 | 0
Emission Cost by Reporting Type: MISO_WUMS
ReportingType | 2015 | 2020 | 2025 | 2030 | 2035 | 2040
BM | 0 | 0 | 0 | 0 | 0 | 0
CC | 0 | 0 | 0 | 0 | 0 | 0
CSP | 0 | 0 | 0 | 0 | 0 | 0
CT | 0 | 0 | 0 | 0 | 0 | 0
Coal | 0 | 0 | 0 | 0 | 0 | 0
Geo | 0 | 0 | 0 | 0 | 0 | 0
H | 0 | 0 | 0 | 0 | 0 | 0
LFG | 0 | 0 | 0 | 0 | 0 | 0
Nuc | 0 | 0 | 0 | 0 | 0 | 0
PS | 0 | 0 | 0 | 0 | 0 | 0
PV | 0 | 0 | 0 | 0 | 0 | 0
PeakG | 0 | 0 | 0 | 0 | 0 | 0
PeakO | 0 | 0 | 0 | 0 | 0 | 0
ST | 0 | 0 | 0 | 0 | 0 | 0
STOG | 0 | 0 | 0 | 0 | 0 | 0
STWD | 0 | 0 | 0 | 0 | 0 | 0
WT | 0 | 0 | 0 | 0 | 0 | 0
IGCC | 0 | 0 | 0 | 0 | 0 | 0
DemandResponse | 0 | 0 | 0 | 0 | 0 | 0
IGCC-CCS | 0 | 0 | 0 | 0 | 0 | 0
WT_off | 0 | 0 | 0 | 0 | 0 | 0
PseudoUnit | 0 | 0 | 0 | 0 | 0 | 0
FixedInterchange | 0 | 0 | 0 | 0 | 0 | 0
Emission Cost by Reporting Type: Nebraska
ReportingType | 2015 | 2020 | 2025 | 2030 | 2035 | 2040
BM | 0 | 0 | 0 | 0 | 0 | 0
CC | 0 | 0 | 0 | 0 | 0 | 0
CSP | 0 | 0 | 0 | 0 | 0 | 0
CT | 0 | 0 | 0 | 0 | 0 | 0
Coal | 0 | 0 | 0 | 0 | 0 | 0
Geo | 0 | 0 | 0 | 0 | 0 | 0
H | 0 | 0 | 0 | 0 | 0 | 0
LFG | 0 | 0 | 0 | 0 | 0 | 0
Nuc | 0 | 0 | 0 | 0 | 0 | 0
PS | 0 | 0 | 0 | 0 | 0 | 0
PV | 0 | 0 | 0 | 0 | 0 | 0
PeakG | 0 | 0 | 0 | 0 | 0 | 0
PeakO | 0 | 0 | 0 | 0 | 0 | 0
ST | 0 | 0 | 0 | 0 | 0 | 0
STOG | 0 | 0 | 0 | 0 | 0 | 0
STWD | 0 | 0 | 0 | 0 | 0 | 0
WT | 0 | 0 | 0 | 0 | 0 | 0
IGCC | 0 | 0 | 0 | 0 | 0 | 0
DemandResponse | 0 | 0 | 0 | 0 | 0 | 0
IGCC-CCS | 0 | 0 | 0 | 0 | 0 | 0
WT_off | 0 | 0 | 0 | 0 | 0 | 0
PseudoUnit | 0 | 0 | 0 | 0 | 0 | 0
FixedInterchange | 0 | 0 | 0 | 0 | 0 | 0
Emission Cost by Reporting Type: NEISO
ReportingType | 2015 | 2020 | 2025 | 2030 | 2035 | 2040
BM | 0 | 0 | 0 | 0 | 0 | 0
CC | 0 | 0 | 0 | 0 | 0 | 0
CSP | 0 | 0 | 0 | 0 | 0 | 0
CT | 0 | 0 | 0 | 0 | 0 | 0
Coal | 0 | 0 | 0 | 0 | 0 | 0
Geo | 0 | 0 | 0 | 0 | 0 | 0
H | 0 | 0 | 0 | 0 | 0 | 0
LFG | 0 | 0 | 0 | 0 | 0 | 0
Nuc | 0 | 0 | 0 | 0 | 0 | 0
PS | 0 | 0 | 0 | 0 | 0 | 0
PV | 0 | 0 | 0 | 0 | 0 | 0
PeakG | 0 | 0 | 0 | 0 | 0 | 0
PeakO | 0 | 0 | 0 | 0 | 0 | 0
ST | 0 | 0 | 0 | 0 | 0 | 0
STOG | 0 | 0 | 0 | 0 | 0 | 0
STWD | 0 | 0 | 0 | 0 | 0 | 0
WT | 0 | 0 | 0 | 0 | 0 | 0
IGCC | 0 | 0 | 0 | 0 | 0 | 0
DemandResponse | 0 | 0 | 0 | 0 | 0 | 0
IGCC-CCS | 0 | 0 | 0 | 0 | 0 | 0
WT_off | 0 | 0 | 0 | 0 | 0 | 0
PseudoUnit | 0 | 0 | 0 | 0 | 0 | 0
FixedInterchange | 0 | 0 | 0 | 0 | 0 | 0
Emission Cost by Reporting Type: NonRTO_Midwest
ReportingType | 2015 | 2020 | 2025 | 2030 | 2035 | 2040
BM | 0 | 0 | 0 | 0 | 0 | 0
CC | 0 | 0 | 0 | 0 | 0 | 0
CSP | 0 | 0 | 0 | 0 | 0 | 0
CT | 0 | 0 | 0 | 0 | 0 | 0
Coal | 0 | 0 | 0 | 0 | 0 | 0
Geo | 0 | 0 | 0 | 0 | 0 | 0
H | 0 | 0 | 0 | 0 | 0 | 0
LFG | 0 | 0 | 0 | 0 | 0 | 0
Nuc | 0 | 0 | 0 | 0 | 0 | 0
PS | 0 | 0 | 0 | 0 | 0 | 0
PV | 0 | 0 | 0 | 0 | 0 | 0
PeakG | 0 | 0 | 0 | 0 | 0 | 0
PeakO | 0 | 0 | 0 | 0 | 0 | 0
ST | 0 | 0 | 0 | 0 | 0 | 0
STOG | 0 | 0 | 0 | 0 | 0 | 0
STWD | 0 | 0 | 0 | 0 | 0 | 0
WT | 0 | 0 | 0 | 0 | 0 | 0
IGCC | 0 | 0 | 0 | 0 | 0 | 0
DemandResponse | 0 | 0 | 0 | 0 | 0 | 0
IGCC-CCS | 0 | 0 | 0 | 0 | 0 | 0
WT_off | 0 | 0 | 0 | 0 | 0 | 0
PseudoUnit | 0 | 0 | 0 | 0 | 0 | 0
FixedInterchange | 0 | 0 | 0 | 0 | 0 | 0
Emission Cost by Reporting Type: NYISO_A-F
ReportingType | 2015 | 2020 | 2025 | 2030 | 2035 | 2040
BM | 0 | 0 | 0 | 0 | 0 | 0
CC | 0 | 0 | 0 | 0 | 0 | 0
CSP | 0 | 0 | 0 | 0 | 0 | 0
CT | 0 | 0 | 0 | 0 | 0 | 0
Coal | 0 | 0 | 0 | 0 | 0 | 0
Geo | 0 | 0 | 0 | 0 | 0 | 0
H | 0 | 0 | 0 | 0 | 0 | 0
LFG | 0 | 0 | 0 | 0 | 0 | 0
Nuc | 0 | 0 | 0 | 0 | 0 | 0
PS | 0 | 0 | 0 | 0 | 0 | 0
PV | 0 | 0 | 0 | 0 | 0 | 0
PeakG | 0 | 0 | 0 | 0 | 0 | 0
PeakO | 0 | 0 | 0 | 0 | 0 | 0
ST | 0 | 0 | 0 | 0 | 0 | 0
STOG | 0 | 0 | 0 | 0 | 0 | 0
STWD | 0 | 0 | 0 | 0 | 0 | 0
WT | 0 | 0 | 0 | 0 | 0 | 0
IGCC | 0 | 0 | 0 | 0 | 0 | 0
DemandResponse | 0 | 0 | 0 | 0 | 0 | 0
IGCC-CCS | 0 | 0 | 0 | 0 | 0 | 0
WT_off | 0 | 0 | 0 | 0 | 0 | 0
PseudoUnit | 0 | 0 | 0 | 0 | 0 | 0
FixedInterchange | 0 | 0 | 0 | 0 | 0 | 0
Emission Cost by Reporting Type: NYISO_G-I
ReportingType | 2015 | 2020 | 2025 | 2030 | 2035 | 2040
BM | 0 | 0 | 0 | 0 | 0 | 0
CC | 0 | 0 | 0 | 0 | 0 | 0
CSP | 0 | 0 | 0 | 0 | 0 | 0
CT | 0 | 0 | 0 | 0 | 0 | 0
Coal | 0 | 0 | 0 | 0 | 0 | 0
Geo | 0 | 0 | 0 | 0 | 0 | 0
H | 0 | 0 | 0 | 0 | 0 | 0
LFG | 0 | 0 | 0 | 0 | 0 | 0
Nuc | 0 | 0 | 0 | 0 | 0 | 0
PS | 0 | 0 | 0 | 0 | 0 | 0
PV | 0 | 0 | 0 | 0 | 0 | 0
PeakG | 0 | 0 | 0 | 0 | 0 | 0
PeakO | 0 | 0 | 0 | 0 | 0 | 0
ST | 0 | 0 | 0 | 0 | 0 | 0
STOG | 0 | 0 | 0 | 0 | 0 | 0
STWD | 0 | 0 | 0 | 0 | 0 | 0
WT | 0 | 0 | 0 | 0 | 0 | 0
IGCC | 0 | 0 | 0 | 0 | 0 | 0
DemandResponse | 0 | 0 | 0 | 0 | 0 | 0
IGCC-CCS | 0 | 0 | 0 | 0 | 0 | 0
WT_off | 0 | 0 | 0 | 0 | 0 | 0
PseudoUnit | 0 | 0 | 0 | 0 | 0 | 0
FixedInterchange | 0 | 0 | 0 | 0 | 0 | 0
Emission Cost by Reporting Type: NYISO_J-K
ReportingType | 2015 | 2020 | 2025 | 2030 | 2035 | 2040
BM | 0 | 0 | 0 | 0 | 0 | 0
CC | 0 | 0 | 0 | 0 | 0 | 0
CSP | 0 | 0 | 0 | 0 | 0 | 0
CT | 0 | 0 | 0 | 0 | 0 | 0
Coal | 0 | 0 | 0 | 0 | 0 | 0
Geo | 0 | 0 | 0 | 0 | 0 | 0
H | 0 | 0 | 0 | 0 | 0 | 0
LFG | 0 | 0 | 0 | 0 | 0 | 0
Nuc | 0 | 0 | 0 | 0 | 0 | 0
PS | 0 | 0 | 0 | 0 | 0 | 0
PV | 0 | 0 | 0 | 0 | 0 | 0
PeakG | 0 | 0 | 0 | 0 | 0 | 0
PeakO | 0 | 0 | 0 | 0 | 0 | 0
ST | 0 | 0 | 0 | 0 | 0 | 0
STOG | 0 | 0 | 0 | 0 | 0 | 0
STWD | 0 | 0 | 0 | 0 | 0 | 0
WT | 0 | 0 | 0 | 0 | 0 | 0
IGCC | 0 | 0 | 0 | 0 | 0 | 0
DemandResponse | 0 | 0 | 0 | 0 | 0 | 0
IGCC-CCS | 0 | 0 | 0 | 0 | 0 | 0
WT_off | 0 | 0 | 0 | 0 | 0 | 0
PseudoUnit | 0 | 0 | 0 | 0 | 0 | 0
FixedInterchange | 0 | 0 | 0 | 0 | 0 | 0
Emission Cost by Reporting Type: PJM_E
ReportingType | 2015 | 2020 | 2025 | 2030 | 2035 | 2040
BM | 0 | 0 | 0 | 0 | 0 | 0
CC | 0 | 0 | 0 | 0 | 0 | 0
CSP | 0 | 0 | 0 | 0 | 0 | 0
CT | 0 | 0 | 0 | 0 | 0 | 0
Coal | 0 | 0 | 0 | 0 | 0 | 0
Geo | 0 | 0 | 0 | 0 | 0 | 0
H | 0 | 0 | 0 | 0 | 0 | 0
LFG | 0 | 0 | 0 | 0 | 0 | 0
Nuc | 0 | 0 | 0 | 0 | 0 | 0
PS | 0 | 0 | 0 | 0 | 0 | 0
PV | 0 | 0 | 0 | 0 | 0 | 0
PeakG | 0 | 0 | 0 | 0 | 0 | 0
PeakO | 0 | 0 | 0 | 0 | 0 | 0
ST | 0 | 0 | 0 | 0 | 0 | 0
STOG | 0 | 0 | 0 | 0 | 0 | 0
STWD | 0 | 0 | 0 | 0 | 0 | 0
WT | 0 | 0 | 0 | 0 | 0 | 0
IGCC | 0 | 0 | 0 | 0 | 0 | 0
DemandResponse | 0 | 0 | 0 | 0 | 0 | 0
IGCC-CCS | 0 | 0 | 0 | 0 | 0 | 0
WT_off | 0 | 0 | 0 | 0 | 0 | 0
PseudoUnit | 0 | 0 | 0 | 0 | 0 | 0
FixedInterchange | 0 | 0 | 0 | 0 | 0 | 0
Emission Cost by Reporting Type: PJM_ROM
ReportingType | 2015 | 2020 | 2025 | 2030 | 2035 | 2040
BM | 0 | 0 | 0 | 0 | 0 | 0
CC | 0 | 0 | 0 | 0 | 0 | 0
CSP | 0 | 0 | 0 | 0 | 0 | 0
CT | 0 | 0 | 0 | 0 | 0 | 0
Coal | 0 | 0 | 0 | 0 | 0 | 0
Geo | 0 | 0 | 0 | 0 | 0 | 0
H | 0 | 0 | 0 | 0 | 0 | 0
LFG | 0 | 0 | 0 | 0 | 0 | 0
Nuc | 0 | 0 | 0 | 0 | 0 | 0
PS | 0 | 0 | 0 | 0 | 0 | 0
PV | 0 | 0 | 0 | 0 | 0 | 0
PeakG | 0 | 0 | 0 | 0 | 0 | 0
PeakO | 0 | 0 | 0 | 0 | 0 | 0
ST | 0 | 0 | 0 | 0 | 0 | 0
STOG | 0 | 0 | 0 | 0 | 0 | 0
STWD | 0 | 0 | 0 | 0 | 0 | 0
WT | 0 | 0 | 0 | 0 | 0 | 0
IGCC | 0 | 0 | 0 | 0 | 0 | 0
DemandResponse | 0 | 0 | 0 | 0 | 0 | 0
IGCC-CCS | 0 | 0 | 0 | 0 | 0 | 0
WT_off | 0 | 0 | 0 | 0 | 0 | 0
PseudoUnit | 0 | 0 | 0 | 0 | 0 | 0
FixedInterchange | 0 | 0 | 0 | 0 | 0 | 0
Emission Cost by Reporting Type: PJM_ROR
ReportingType | 2015 | 2020 | 2025 | 2030 | 2035 | 2040
BM | 0 | 0 | 0 | 0 | 0 | 0
CC | 0 | 0 | 0 | 0 | 0 | 0
CSP | 0 | 0 | 0 | 0 | 0 | 0
CT | 0 | 0 | 0 | 0 | 0 | 0
Coal | 0 | 0 | 0 | 0 | 0 | 0
Geo | 0 | 0 | 0 | 0 | 0 | 0
H | 0 | 0 | 0 | 0 | 0 | 0
LFG | 0 | 0 | 0 | 0 | 0 | 0
Nuc | 0 | 0 | 0 | 0 | 0 | 0
PS | 0 | 0 | 0 | 0 | 0 | 0
PV | 0 | 0 | 0 | 0 | 0 | 0
PeakG | 0 | 0 | 0 | 0 | 0 | 0
PeakO | 0 | 0 | 0 | 0 | 0 | 0
ST | 0 | 0 | 0 | 0 | 0 | 0
STOG | 0 | 0 | 0 | 0 | 0 | 0
STWD | 0 | 0 | 0 | 0 | 0 | 0
WT | 0 | 0 | 0 | 0 | 0 | 0
IGCC | 0 | 0 | 0 | 0 | 0 | 0
DemandResponse | 0 | 0 | 0 | 0 | 0 | 0
IGCC-CCS | 0 | 0 | 0 | 0 | 0 | 0
WT_off | 0 | 0 | 0 | 0 | 0 | 0
PseudoUnit | 0 | 0 | 0 | 0 | 0 | 0
FixedInterchange | 0 | 0 | 0 | 0 | 0 | 0
Emission Cost by Reporting Type: SOCO
ReportingType | 2015 | 2020 | 2025 | 2030 | 2035 | 2040
BM | 0 | 0 | 0 | 0 | 0 | 0
CC | 0 | 0 | 0 | 0 | 0 | 0
CSP | 0 | 0 | 0 | 0 | 0 | 0
CT | 0 | 0 | 0 | 0 | 0 | 0
Coal | 0 | 0 | 0 | 0 | 0 | 0
Geo | 0 | 0 | 0 | 0 | 0 | 0
H | 0 | 0 | 0 | 0 | 0 | 0
LFG | 0 | 0 | 0 | 0 | 0 | 0
Nuc | 0 | 0 | 0 | 0 | 0 | 0
PS | 0 | 0 | 0 | 0 | 0 | 0
PV | 0 | 0 | 0 | 0 | 0 | 0
PeakG | 0 | 0 | 0 | 0 | 0 | 0
PeakO | 0 | 0 | 0 | 0 | 0 | 0
ST | 0 | 0 | 0 | 0 | 0 | 0
STOG | 0 | 0 | 0 | 0 | 0 | 0
STWD | 0 | 0 | 0 | 0 | 0 | 0
WT | 0 | 0 | 0 | 0 | 0 | 0
IGCC | 0 | 0 | 0 | 0 | 0 | 0
DemandResponse | 0 | 0 | 0 | 0 | 0 | 0
IGCC-CCS | 0 | 0 | 0 | 0 | 0 | 0
WT_off | 0 | 0 | 0 | 0 | 0 | 0
PseudoUnit | 0 | 0 | 0 | 0 | 0 | 0
FixedInterchange | 0 | 0 | 0 | 0 | 0 | 0
Emission Cost by Reporting Type: SPP_N
ReportingType | 2015 | 2020 | 2025 | 2030 | 2035 | 2040
BM | 0 | 0 | 0 | 0 | 0 | 0
CC | 0 | 0 | 0 | 0 | 0 | 0
CSP | 0 | 0 | 0 | 0 | 0 | 0
CT | 0 | 0 | 0 | 0 | 0 | 0
Coal | 0 | 0 | 0 | 0 | 0 | 0
Geo | 0 | 0 | 0 | 0 | 0 | 0
H | 0 | 0 | 0 | 0 | 0 | 0
LFG | 0 | 0 | 0 | 0 | 0 | 0
Nuc | 0 | 0 | 0 | 0 | 0 | 0
PS | 0 | 0 | 0 | 0 | 0 | 0
PV | 0 | 0 | 0 | 0 | 0 | 0
PeakG | 0 | 0 | 0 | 0 | 0 | 0
PeakO | 0 | 0 | 0 | 0 | 0 | 0
ST | 0 | 0 | 0 | 0 | 0 | 0
STOG | 0 | 0 | 0 | 0 | 0 | 0
STWD | 0 | 0 | 0 | 0 | 0 | 0
WT | 0 | 0 | 0 | 0 | 0 | 0
IGCC | 0 | 0 | 0 | 0 | 0 | 0
DemandResponse | 0 | 0 | 0 | 0 | 0 | 0
IGCC-CCS | 0 | 0 | 0 | 0 | 0 | 0
WT_off | 0 | 0 | 0 | 0 | 0 | 0
PseudoUnit | 0 | 0 | 0 | 0 | 0 | 0
FixedInterchange | 0 | 0 | 0 | 0 | 0 | 0
Emission Cost by Reporting Type: SPP_S
ReportingType | 2015 | 2020 | 2025 | 2030 | 2035 | 2040
BM | 0 | 0 | 0 | 0 | 0 | 0
CC | 0 | 0 | 0 | 0 | 0 | 0
CSP | 0 | 0 | 0 | 0 | 0 | 0
CT | 0 | 0 | 0 | 0 | 0 | 0
Coal | 0 | 0 | 0 | 0 | 0 | 0
Geo | 0 | 0 | 0 | 0 | 0 | 0
H | 0 | 0 | 0 | 0 | 0 | 0
LFG | 0 | 0 | 0 | 0 | 0 | 0
Nuc | 0 | 0 | 0 | 0 | 0 | 0
PS | 0 | 0 | 0 | 0 | 0 | 0
PV | 0 | 0 | 0 | 0 | 0 | 0
PeakG | 0 | 0 | 0 | 0 | 0 | 0
PeakO | 0 | 0 | 0 | 0 | 0 | 0
ST | 0 | 0 | 0 | 0 | 0 | 0
STOG | 0 | 0 | 0 | 0 | 0 | 0
STWD | 0 | 0 | 0 | 0 | 0 | 0
WT | 0 | 0 | 0 | 0 | 0 | 0
IGCC | 0 | 0 | 0 | 0 | 0 | 0
DemandResponse | 0 | 0 | 0 | 0 | 0 | 0
IGCC-CCS | 0 | 0 | 0 | 0 | 0 | 0
WT_off | 0 | 0 | 0 | 0 | 0 | 0
PseudoUnit | 0 | 0 | 0 | 0 | 0 | 0
FixedInterchange | 0 | 0 | 0 | 0 | 0 | 0
Emission Cost by Reporting Type: TVA
ReportingType | 2015 | 2020 | 2025 | 2030 | 2035 | 2040
BM | 0 | 0 | 0 | 0 | 0 | 0
CC | 0 | 0 | 0 | 0 | 0 | 0
CSP | 0 | 0 | 0 | 0 | 0 | 0
CT | 0 | 0 | 0 | 0 | 0 | 0
Coal | 0 | 0 | 0 | 0 | 0 | 0
Geo | 0 | 0 | 0 | 0 | 0 | 0
H | 0 | 0 | 0 | 0 | 0 | 0
LFG | 0 | 0 | 0 | 0 | 0 | 0
Nuc | 0 | 0 | 0 | 0 | 0 | 0
PS | 0 | 0 | 0 | 0 | 0 | 0
PV | 0 | 0 | 0 | 0 | 0 | 0
PeakG | 0 | 0 | 0 | 0 | 0 | 0
PeakO | 0 | 0 | 0 | 0 | 0 | 0
ST | 0 | 0 | 0 | 0 | 0 | 0
STOG | 0 | 0 | 0 | 0 | 0 | 0
STWD | 0 | 0 | 0 | 0 | 0 | 0
WT | 0 | 0 | 0 | 0 | 0 | 0
IGCC | 0 | 0 | 0 | 0 | 0 | 0
DemandResponse | 0 | 0 | 0 | 0 | 0 | 0
IGCC-CCS | 0 | 0 | 0 | 0 | 0 | 0
WT_off | 0 | 0 | 0 | 0 | 0 | 0
PseudoUnit | 0 | 0 | 0 | 0 | 0 | 0
FixedInterchange | 0 | 0 | 0 | 0 | 0 | 0
Emission Cost by Reporting Type: TVA_Transmission
ReportingType | 2015 | 2020 | 2025 | 2030 | 2035 | 2040
BM | 0 | 0 | 0 | 0 | 0 | 0
CC | 0 | 0 | 0 | 0 | 0 | 0
CSP | 0 | 0 | 0 | 0 | 0 | 0
CT | 0 | 0 | 0 | 0 | 0 | 0
Coal | 0 | 0 | 0 | 0 | 0 | 0
Geo | 0 | 0 | 0 | 0 | 0 | 0
H | 0 | 0 | 0 | 0 | 0 | 0
LFG | 0 | 0 | 0 | 0 | 0 | 0
Nuc | 0 | 0 | 0 | 0 | 0 | 0
PS | 0 | 0 | 0 | 0 | 0 | 0
PV | 0 | 0 | 0 | 0 | 0 | 0
PeakG | 0 | 0 | 0 | 0 | 0 | 0
PeakO | 0 | 0 | 0 | 0 | 0 | 0
ST | 0 | 0 | 0 | 0 | 0 | 0
STOG | 0 | 0 | 0 | 0 | 0 | 0
STWD | 0 | 0 | 0 | 0 | 0 | 0
WT | 0 | 0 | 0 | 0 | 0 | 0
IGCC | 0 | 0 | 0 | 0 | 0 | 0
DemandResponse | 0 | 0 | 0 | 0 | 0 | 0
IGCC-CCS | 0 | 0 | 0 | 0 | 0 | 0
WT_off | 0 | 0 | 0 | 0 | 0 | 0
PseudoUnit | 0 | 0 | 0 | 0 | 0 | 0
FixedInterchange | 0 | 0 | 0 | 0 | 0 | 0
Emission Cost by Reporting Type: VACAR
ReportingType | 2015 | 2020 | 2025 | 2030 | 2035 | 2040
BM | 0 | 0 | 0 | 0 | 0 | 0
CC | 0 | 0 | 0 | 0 | 0 | 0
CSP | 0 | 0 | 0 | 0 | 0 | 0
CT | 0 | 0 | 0 | 0 | 0 | 0
Coal | 0 | 0 | 0 | 0 | 0 | 0
Geo | 0 | 0 | 0 | 0 | 0 | 0
H | 0 | 0 | 0 | 0 | 0 | 0
LFG | 0 | 0 | 0 | 0 | 0 | 0
Nuc | 0 | 0 | 0 | 0 | 0 | 0
PS | 0 | 0 | 0 | 0 | 0 | 0
PV | 0 | 0 | 0 | 0 | 0 | 0
PeakG | 0 | 0 | 0 | 0 | 0 | 0
PeakO | 0 | 0 | 0 | 0 | 0 | 0
ST | 0 | 0 | 0 | 0 | 0 | 0
STOG | 0 | 0 | 0 | 0 | 0 | 0
STWD | 0 | 0 | 0 | 0 | 0 | 0
WT | 0 | 0 | 0 | 0 | 0 | 0
IGCC | 0 | 0 | 0 | 0 | 0 | 0
DemandResponse | 0 | 0 | 0 | 0 | 0 | 0
IGCC-CCS | 0 | 0 | 0 | 0 | 0 | 0
WT_off | 0 | 0 | 0 | 0 | 0 | 0
PseudoUnit | 0 | 0 | 0 | 0 | 0 | 0
FixedInterchange | 0 | 0 | 0 | 0 | 0 | 0
Emission Cost by Reporting Type: IESO
ReportingType | 2015 | 2020 | 2025 | 2030 | 2035 | 2040
BM | 0 | 0 | 0 | 0 | 0 | 0
CC | 0 | 0 | 0 | 0 | 0 | 0
CSP | 0 | 0 | 0 | 0 | 0 | 0
CT | 0 | 0 | 0 | 0 | 0 | 0
Coal | 0 | 0 | 0 | 0 | 0 | 0
Geo | 0 | 0 | 0 | 0 | 0 | 0
H | 0 | 0 | 0 | 0 | 0 | 0
LFG | 0 | 0 | 0 | 0 | 0 | 0
Nuc | 0 | 0 | 0 | 0 | 0 | 0
PS | 0 | 0 | 0 | 0 | 0 | 0
PV | 0 | 0 | 0 | 0 | 0 | 0
PeakG | 0 | 0 | 0 | 0 | 0 | 0
PeakO | 0 | 0 | 0 | 0 | 0 | 0
ST | 0 | 0 | 0 | 0 | 0 | 0
STOG | 0 | 0 | 0 | 0 | 0 | 0
STWD | 0 | 0 | 0 | 0 | 0 | 0
WT | 0 | 0 | 0 | 0 | 0 | 0
IGCC | 0 | 0 | 0 | 0 | 0 | 0
DemandResponse | 0 | 0 | 0 | 0 | 0 | 0
IGCC-CCS | 0 | 0 | 0 | 0 | 0 | 0
WT_off | 0 | 0 | 0 | 0 | 0 | 0
PseudoUnit | 0 | 0 | 0 | 0 | 0 | 0
FixedInterchange | 0 | 0 | 0 | 0 | 0 | 0
Emission Cost by Reporting Type: MAPP_CA
ReportingType | 2015 | 2020 | 2025 | 2030 | 2035 | 2040
BM | 0 | 0 | 0 | 0 | 0 | 0
CC | 0 | 0 | 0 | 0 | 0 | 0
CSP | 0 | 0 | 0 | 0 | 0 | 0
CT | 0 | 0 | 0 | 0 | 0 | 0
Coal | 0 | 0 | 0 | 0 | 0 | 0
Geo | 0 | 0 | 0 | 0 | 0 | 0
H | 0 | 0 | 0 | 0 | 0 | 0
LFG | 0 | 0 | 0 | 0 | 0 | 0
Nuc | 0 | 0 | 0 | 0 | 0 | 0
PS | 0 | 0 | 0 | 0 | 0 | 0
PV | 0 | 0 | 0 | 0 | 0 | 0
PeakG | 0 | 0 | 0 | 0 | 0 | 0
PeakO | 0 | 0 | 0 | 0 | 0 | 0
ST | 0 | 0 | 0 | 0 | 0 | 0
STOG | 0 | 0 | 0 | 0 | 0 | 0
STWD | 0 | 0 | 0 | 0 | 0 | 0
WT | 0 | 0 | 0 | 0 | 0 | 0
IGCC | 0 | 0 | 0 | 0 | 0 | 0
DemandResponse | 0 | 0 | 0 | 0 | 0 | 0
IGCC-CCS | 0 | 0 | 0 | 0 | 0 | 0
WT_off | 0 | 0 | 0 | 0 | 0 | 0
PseudoUnit | 0 | 0 | 0 | 0 | 0 | 0
FixedInterchange | 0 | 0 | 0 | 0 | 0 | 0
Emission Cost by Reporting Type: AZ_NM_SNV_Coal
ReportingType | 2015 | 2020 | 2025 | 2030 | 2035 | 2040
BM | 0 | 0 | 0 | 0 | 0 | 0
CC | 0 | 0 | 0 | 0 | 0 | 0
CSP | 0 | 0 | 0 | 0 | 0 | 0
CT | 0 | 0 | 0 | 0 | 0 | 0
Coal | 0 | 0 | 0 | 0 | 0 | 0
Geo | 0 | 0 | 0 | 0 | 0 | 0
H | 0 | 0 | 0 | 0 | 0 | 0
LFG | 0 | 0 | 0 | 0 | 0 | 0
Nuc | 0 | 0 | 0 | 0 | 0 | 0
PS | 0 | 0 | 0 | 0 | 0 | 0
PV | 0 | 0 | 0 | 0 | 0 | 0
PeakG | 0 | 0 | 0 | 0 | 0 | 0
PeakO | 0 | 0 | 0 | 0 | 0 | 0
ST | 0 | 0 | 0 | 0 | 0 | 0
STOG | 0 | 0 | 0 | 0 | 0 | 0
STWD | 0 | 0 | 0 | 0 | 0 | 0
WT | 0 | 0 | 0 | 0 | 0 | 0
IGCC | 0 | 0 | 0 | 0 | 0 | 0
DemandResponse | 0 | 0 | 0 | 0 | 0 | 0
IGCC-CCS | 0 | 0 | 0 | 0 | 0 | 0
WT_off | 0 | 0 | 0 | 0 | 0 | 0
PseudoUnit | 0 | 0 | 0 | 0 | 0 | 0
FixedInterchange | 0 | 0 | 0 | 0 | 0 | 0
Emission Cost by Reporting Type: AZ_NM_SNV_Gas
ReportingType | 2015 | 2020 | 2025 | 2030 | 2035 | 2040
BM | 0 | 0 | 0 | 0 | 0 | 0
CC | 0 | 0 | 0 | 0 | 0 | 0
CSP | 0 | 0 | 0 | 0 | 0 | 0
CT | 0 | 0 | 0 | 0 | 0 | 0
Coal | 0 | 0 | 0 | 0 | 0 | 0
Geo | 0 | 0 | 0 | 0 | 0 | 0
H | 0 | 0 | 0 | 0 | 0 | 0
LFG | 0 | 0 | 0 | 0 | 0 | 0
Nuc | 0 | 0 | 0 | 0 | 0 | 0
PS | 0 | 0 | 0 | 0 | 0 | 0
PV | 0 | 0 | 0 | 0 | 0 | 0
PeakG | 0 | 0 | 0 | 0 | 0 | 0
PeakO | 0 | 0 | 0 | 0 | 0 | 0
ST | 0 | 0 | 0 | 0 | 0 | 0
STOG | 0 | 0 | 0 | 0 | 0 | 0
STWD | 0 | 0 | 0 | 0 | 0 | 0
WT | 0 | 0 | 0 | 0 | 0 | 0
IGCC | 0 | 0 | 0 | 0 | 0 | 0
DemandResponse | 0 | 0 | 0 | 0 | 0 | 0
IGCC-CCS | 0 | 0 | 0 | 0 | 0 | 0
WT_off | 0 | 0 | 0 | 0 | 0 | 0
PseudoUnit | 0 | 0 | 0 | 0 | 0 | 0
FixedInterchange | 0 | 0 | 0 | 0 | 0 | 0
Emission Cost by Reporting Type: AZ_NM_SNV_NucRenew
ReportingType | 2015 | 2020 | 2025 | 2030 | 2035 | 2040
BM | 0 | 0 | 0 | 0 | 0 | 0
CC | 0 | 0 | 0 | 0 | 0 | 0
CSP | 0 | 0 | 0 | 0 | 0 | 0
CT | 0 | 0 | 0 | 0 | 0 | 0
Coal | 0 | 0 | 0 | 0 | 0 | 0
Geo | 0 | 0 | 0 | 0 | 0 | 0
H | 0 | 0 | 0 | 0 | 0 | 0
LFG | 0 | 0 | 0 | 0 | 0 | 0
Nuc | 0 | 0 | 0 | 0 | 0 | 0
PS | 0 | 0 | 0 | 0 | 0 | 0
PV | 0 | 0 | 0 | 0 | 0 | 0
PeakG | 0 | 0 | 0 | 0 | 0 | 0
PeakO | 0 | 0 | 0 | 0 | 0 | 0
ST | 0 | 0 | 0 | 0 | 0 | 0
STOG | 0 | 0 | 0 | 0 | 0 | 0
STWD | 0 | 0 | 0 | 0 | 0 | 0
WT | 0 | 0 | 0 | 0 | 0 | 0
IGCC | 0 | 0 | 0 | 0 | 0 | 0
DemandResponse | 0 | 0 | 0 | 0 | 0 | 0
IGCC-CCS | 0 | 0 | 0 | 0 | 0 | 0
WT_off | 0 | 0 | 0 | 0 | 0 | 0
PseudoUnit | 0 | 0 | 0 | 0 | 0 | 0
FixedInterchange | 0 | 0 | 0 | 0 | 0 | 0
Emission Cost by Reporting Type: ERCOT
ReportingType | 2015 | 2020 | 2025 | 2030 | 2035 | 2040
BM | 0 | 0 | 0 | 0 | 0 | 0
CC | 0 | 0 | 0 | 0 | 0 | 0
CSP | 0 | 0 | 0 | 0 | 0 | 0
CT | 0 | 0 | 0 | 0 | 0 | 0
Coal | 0 | 0 | 0 | 0 | 0 | 0
Geo | 0 | 0 | 0 | 0 | 0 | 0
H | 0 | 0 | 0 | 0 | 0 | 0
LFG | 0 | 0 | 0 | 0 | 0 | 0
Nuc | 0 | 0 | 0 | 0 | 0 | 0
PS | 0 | 0 | 0 | 0 | 0 | 0
PV | 0 | 0 | 0 | 0 | 0 | 0
PeakG | 0 | 0 | 0 | 0 | 0 | 0
PeakO | 0 | 0 | 0 | 0 | 0 | 0
ST | 0 | 0 | 0 | 0 | 0 | 0
STOG | 0 | 0 | 0 | 0 | 0 | 0
STWD | 0 | 0 | 0 | 0 | 0 | 0
WT | 0 | 0 | 0 | 0 | 0 | 0
IGCC | 0 | 0 | 0 | 0 | 0 | 0
DemandResponse | 0 | 0 | 0 | 0 | 0 | 0
IGCC-CCS | 0 | 0 | 0 | 0 | 0 | 0
WT_off | 0 | 0 | 0 | 0 | 0 | 0
PseudoUnit | 0 | 0 | 0 | 0 | 0 | 0
FixedInterchange | 0 | 0 | 0 | 0 | 0 | 0
Emission Cost by Reporting Type: NP15
ReportingType | 2015 | 2020 | 2025 | 2030 | 2035 | 2040
BM | 0 | 0 | 0 | 0 | 0 | 0
CC | 0 | 0 | 0 | 0 | 0 | 0
CSP | 0 | 0 | 0 | 0 | 0 | 0
CT | 0 | 0 | 0 | 0 | 0 | 0
Coal | 0 | 0 | 0 | 0 | 0 | 0
Geo | 0 | 0 | 0 | 0 | 0 | 0
H | 0 | 0 | 0 | 0 | 0 | 0
LFG | 0 | 0 | 0 | 0 | 0 | 0
Nuc | 0 | 0 | 0 | 0 | 0 | 0
PS | 0 | 0 | 0 | 0 | 0 | 0
PV | 0 | 0 | 0 | 0 | 0 | 0
PeakG | 0 | 0 | 0 | 0 | 0 | 0
PeakO | 0 | 0 | 0 | 0 | 0 | 0
ST | 0 | 0 | 0 | 0 | 0 | 0
STOG | 0 | 0 | 0 | 0 | 0 | 0
STWD | 0 | 0 | 0 | 0 | 0 | 0
WT | 0 | 0 | 0 | 0 | 0 | 0
IGCC | 0 | 0 | 0 | 0 | 0 | 0
DemandResponse | 0 | 0 | 0 | 0 | 0 | 0
IGCC-CCS | 0 | 0 | 0 | 0 | 0 | 0
WT_off | 0 | 0 | 0 | 0 | 0 | 0
PseudoUnit | 0 | 0 | 0 | 0 | 0 | 0
FixedInterchange | 0 | 0 | 0 | 0 | 0 | 0
Emission Cost by Reporting Type: NWPP_Coal
ReportingType | 2015 | 2020 | 2025 | 2030 | 2035 | 2040
BM | 0 | 0 | 0 | 0 | 0 | 0
CC | 0 | 0 | 0 | 0 | 0 | 0
CSP | 0 | 0 | 0 | 0 | 0 | 0
CT | 0 | 0 | 0 | 0 | 0 | 0
Coal | 0 | 0 | 0 | 0 | 0 | 0
Geo | 0 | 0 | 0 | 0 | 0 | 0
H | 0 | 0 | 0 | 0 | 0 | 0
LFG | 0 | 0 | 0 | 0 | 0 | 0
Nuc | 0 | 0 | 0 | 0 | 0 | 0
PS | 0 | 0 | 0 | 0 | 0 | 0
PV | 0 | 0 | 0 | 0 | 0 | 0
PeakG | 0 | 0 | 0 | 0 | 0 | 0
PeakO | 0 | 0 | 0 | 0 | 0 | 0
ST | 0 | 0 | 0 | 0 | 0 | 0
STOG | 0 | 0 | 0 | 0 | 0 | 0
STWD | 0 | 0 | 0 | 0 | 0 | 0
WT | 0 | 0 | 0 | 0 | 0 | 0
IGCC | 0 | 0 | 0 | 0 | 0 | 0
DemandResponse | 0 | 0 | 0 | 0 | 0 | 0
IGCC-CCS | 0 | 0 | 0 | 0 | 0 | 0
WT_off | 0 | 0 | 0 | 0 | 0 | 0
PseudoUnit | 0 | 0 | 0 | 0 | 0 | 0
FixedInterchange | 0 | 0 | 0 | 0 | 0 | 0
Emission Cost by Reporting Type: NWPP_Gas
ReportingType | 2015 | 2020 | 2025 | 2030 | 2035 | 2040
BM | 0 | 0 | 0 | 0 | 0 | 0
CC | 0 | 0 | 0 | 0 | 0 | 0
CSP | 0 | 0 | 0 | 0 | 0 | 0
CT | 0 | 0 | 0 | 0 | 0 | 0
Coal | 0 | 0 | 0 | 0 | 0 | 0
Geo | 0 | 0 | 0 | 0 | 0 | 0
H | 0 | 0 | 0 | 0 | 0 | 0
LFG | 0 | 0 | 0 | 0 | 0 | 0
Nuc | 0 | 0 | 0 | 0 | 0 | 0
PS | 0 | 0 | 0 | 0 | 0 | 0
PV | 0 | 0 | 0 | 0 | 0 | 0
PeakG | 0 | 0 | 0 | 0 | 0 | 0
PeakO | 0 | 0 | 0 | 0 | 0 | 0
ST | 0 | 0 | 0 | 0 | 0 | 0
STOG | 0 | 0 | 0 | 0 | 0 | 0
STWD | 0 | 0 | 0 | 0 | 0 | 0
WT | 0 | 0 | 0 | 0 | 0 | 0
IGCC | 0 | 0 | 0 | 0 | 0 | 0
DemandResponse | 0 | 0 | 0 | 0 | 0 | 0
IGCC-CCS | 0 | 0 | 0 | 0 | 0 | 0
WT_off | 0 | 0 | 0 | 0 | 0 | 0
PseudoUnit | 0 | 0 | 0 | 0 | 0 | 0
FixedInterchange | 0 | 0 | 0 | 0 | 0 | 0
Emission Cost by Reporting Type: NWPP_NucRenew
ReportingType | 2015 | 2020 | 2025 | 2030 | 2035 | 2040
BM | 0 | 0 | 0 | 0 | 0 | 0
CC | 0 | 0 | 0 | 0 | 0 | 0
CSP | 0 | 0 | 0 | 0 | 0 | 0
CT | 0 | 0 | 0 | 0 | 0 | 0
Coal | 0 | 0 | 0 | 0 | 0 | 0
Geo | 0 | 0 | 0 | 0 | 0 | 0
H | 0 | 0 | 0 | 0 | 0 | 0
LFG | 0 | 0 | 0 | 0 | 0 | 0
Nuc | 0 | 0 | 0 | 0 | 0 | 0
PS | 0 | 0 | 0 | 0 | 0 | 0
PV | 0 | 0 | 0 | 0 | 0 | 0
PeakG | 0 | 0 | 0 | 0 | 0 | 0
PeakO | 0 | 0 | 0 | 0 | 0 | 0
ST | 0 | 0 | 0 | 0 | 0 | 0
STOG | 0 | 0 | 0 | 0 | 0 | 0
STWD | 0 | 0 | 0 | 0 | 0 | 0
WT | 0 | 0 | 0 | 0 | 0 | 0
IGCC | 0 | 0 | 0 | 0 | 0 | 0
DemandResponse | 0 | 0 | 0 | 0 | 0 | 0
IGCC-CCS | 0 | 0 | 0 | 0 | 0 | 0
WT_off | 0 | 0 | 0 | 0 | 0 | 0
PseudoUnit | 0 | 0 | 0 | 0 | 0 | 0
FixedInterchange | 0 | 0 | 0 | 0 | 0 | 0
Emission Cost by Reporting Type: RMPA
ReportingType | 2015 | 2020 | 2025 | 2030 | 2035 | 2040
BM | 0 | 0 | 0 | 0 | 0 | 0
CC | 0 | 0 | 0 | 0 | 0 | 0
CSP | 0 | 0 | 0 | 0 | 0 | 0
CT | 0 | 0 | 0 | 0 | 0 | 0
Coal | 0 | 0 | 0 | 0 | 0 | 0
Geo | 0 | 0 | 0 | 0 | 0 | 0
H | 0 | 0 | 0 | 0 | 0 | 0
LFG | 0 | 0 | 0 | 0 | 0 | 0
Nuc | 0 | 0 | 0 | 0 | 0 | 0
PS | 0 | 0 | 0 | 0 | 0 | 0
PV | 0 | 0 | 0 | 0 | 0 | 0
PeakG | 0 | 0 | 0 | 0 | 0 | 0
PeakO | 0 | 0 | 0 | 0 | 0 | 0
ST | 0 | 0 | 0 | 0 | 0 | 0
STOG | 0 | 0 | 0 | 0 | 0 | 0
STWD | 0 | 0 | 0 | 0 | 0 | 0
WT | 0 | 0 | 0 | 0 | 0 | 0
IGCC | 0 | 0 | 0 | 0 | 0 | 0
DemandResponse | 0 | 0 | 0 | 0 | 0 | 0
IGCC-CCS | 0 | 0 | 0 | 0 | 0 | 0
WT_off | 0 | 0 | 0 | 0 | 0 | 0
PseudoUnit | 0 | 0 | 0 | 0 | 0 | 0
FixedInterchange | 0 | 0 | 0 | 0 | 0 | 0
Emission Cost by Reporting Type: SP15
ReportingType | 2015 | 2020 | 2025 | 2030 | 2035 | 2040
BM | 0 | 0 | 0 | 0 | 0 | 0
CC | 0 | 0 | 0 | 0 | 0 | 0
CSP | 0 | 0 | 0 | 0 | 0 | 0
CT | 0 | 0 | 0 | 0 | 0 | 0
Coal | 0 | 0 | 0 | 0 | 0 | 0
Geo | 0 | 0 | 0 | 0 | 0 | 0
H | 0 | 0 | 0 | 0 | 0 | 0
LFG | 0 | 0 | 0 | 0 | 0 | 0
Nuc | 0 | 0 | 0 | 0 | 0 | 0
PS | 0 | 0 | 0 | 0 | 0 | 0
PV | 0 | 0 | 0 | 0 | 0 | 0
PeakG | 0 | 0 | 0 | 0 | 0 | 0
PeakO | 0 | 0 | 0 | 0 | 0 | 0
ST | 0 | 0 | 0 | 0 | 0 | 0
STOG | 0 | 0 | 0 | 0 | 0 | 0
STWD | 0 | 0 | 0 | 0 | 0 | 0
WT | 0 | 0 | 0 | 0 | 0 | 0
IGCC | 0 | 0 | 0 | 0 | 0 | 0
DemandResponse | 0 | 0 | 0 | 0 | 0 | 0
IGCC-CCS | 0 | 0 | 0 | 0 | 0 | 0
WT_off | 0 | 0 | 0 | 0 | 0 | 0
PseudoUnit | 0 | 0 | 0 | 0 | 0 | 0
FixedInterchange | 0 | 0 | 0 | 0 | 0 | 0
Emission Cost by Reporting Type: ALB
ReportingType | 2015 | 2020 | 2025 | 2030 | 2035 | 2040
BM | 0 | 0 | 0 | 0 | 0 | 0
CC | 0 | 0 | 0 | 0 | 0 | 0
CSP | 0 | 0 | 0 | 0 | 0 | 0
CT | 0 | 0 | 0 | 0 | 0 | 0
Coal | 0 | 0 | 0 | 0 | 0 | 0
Geo | 0 | 0 | 0 | 0 | 0 | 0
H | 0 | 0 | 0 | 0 | 0 | 0
LFG | 0 | 0 | 0 | 0 | 0 | 0
Nuc | 0 | 0 | 0 | 0 | 0 | 0
PS | 0 | 0 | 0 | 0 | 0 | 0
PV | 0 | 0 | 0 | 0 | 0 | 0
PeakG | 0 | 0 | 0 | 0 | 0 | 0
PeakO | 0 | 0 | 0 | 0 | 0 | 0
ST | 0 | 0 | 0 | 0 | 0 | 0
STOG | 0 | 0 | 0 | 0 | 0 | 0
STWD | 0 | 0 | 0 | 0 | 0 | 0
WT | 0 | 0 | 0 | 0 | 0 | 0
IGCC | 0 | 0 | 0 | 0 | 0 | 0
DemandResponse | 0 | 0 | 0 | 0 | 0 | 0
IGCC-CCS | 0 | 0 | 0 | 0 | 0 | 0
WT_off | 0 | 0 | 0 | 0 | 0 | 0
PseudoUnit | 0 | 0 | 0 | 0 | 0 | 0
FixedInterchange | 0 | 0 | 0 | 0 | 0 | 0
Emission Cost by Reporting Type: BC
ReportingType | 2015 | 2020 | 2025 | 2030 | 2035 | 2040
BM | 0 | 0 | 0 | 0 | 0 | 0
CC | 0 | 0 | 0 | 0 | 0 | 0
CSP | 0 | 0 | 0 | 0 | 0 | 0
CT | 0 | 0 | 0 | 0 | 0 | 0
Coal | 0 | 0 | 0 | 0 | 0 | 0
Geo | 0 | 0 | 0 | 0 | 0 | 0
H | 0 | 0 | 0 | 0 | 0 | 0
LFG | 0 | 0 | 0 | 0 | 0 | 0
Nuc | 0 | 0 | 0 | 0 | 0 | 0
PS | 0 | 0 | 0 | 0 | 0 | 0
PV | 0 | 0 | 0 | 0 | 0 | 0
PeakG | 0 | 0 | 0 | 0 | 0 | 0
PeakO | 0 | 0 | 0 | 0 | 0 | 0
ST | 0 | 0 | 0 | 0 | 0 | 0
STOG | 0 | 0 | 0 | 0 | 0 | 0
STWD | 0 | 0 | 0 | 0 | 0 | 0
WT | 0 | 0 | 0 | 0 | 0 | 0
IGCC | 0 | 0 | 0 | 0 | 0 | 0
DemandResponse | 0 | 0 | 0 | 0 | 0 | 0
IGCC-CCS | 0 | 0 | 0 | 0 | 0 | 0
WT_off | 0 | 0 | 0 | 0 | 0 | 0
PseudoUnit | 0 | 0 | 0 | 0 | 0 | 0
FixedInterchange | 0 | 0 | 0 | 0 | 0 | 0
Emission Cost by Reporting Type: HQ_IESO
ReportingType | 2015 | 2020 | 2025 | 2030 | 2035 | 2040
BM | 0 | 0 | 0 | 0 | 0 | 0
CC | 0 | 0 | 0 | 0 | 0 | 0
CSP | 0 | 0 | 0 | 0 | 0 | 0
CT | 0 | 0 | 0 | 0 | 0 | 0
Coal | 0 | 0 | 0 | 0 | 0 | 0
Geo | 0 | 0 | 0 | 0 | 0 | 0
H | 0 | 0 | 0 | 0 | 0 | 0
LFG | 0 | 0 | 0 | 0 | 0 | 0
Nuc | 0 | 0 | 0 | 0 | 0 | 0
PS | 0 | 0 | 0 | 0 | 0 | 0
PV | 0 | 0 | 0 | 0 | 0 | 0
PeakG | 0 | 0 | 0 | 0 | 0 | 0
PeakO | 0 | 0 | 0 | 0 | 0 | 0
ST | 0 | 0 | 0 | 0 | 0 | 0
STOG | 0 | 0 | 0 | 0 | 0 | 0
STWD | 0 | 0 | 0 | 0 | 0 | 0
WT | 0 | 0 | 0 | 0 | 0 | 0
IGCC | 0 | 0 | 0 | 0 | 0 | 0
DemandResponse | 0 | 0 | 0 | 0 | 0 | 0
IGCC-CCS | 0 | 0 | 0 | 0 | 0 | 0
WT_off | 0 | 0 | 0 | 0 | 0 | 0
PseudoUnit | 0 | 0 | 0 | 0 | 0 | 0
FixedInterchange | 0 | 0 | 0 | 0 | 0 | 0
Emission Cost by Reporting Type: HQ_NEISO
ReportingType | 2015 | 2020 | 2025 | 2030 | 2035 | 2040
BM | 0 | 0 | 0 | 0 | 0 | 0
CC | 0 | 0 | 0 | 0 | 0 | 0
CSP | 0 | 0 | 0 | 0 | 0 | 0
CT | 0 | 0 | 0 | 0 | 0 | 0
Coal | 0 | 0 | 0 | 0 | 0 | 0
Geo | 0 | 0 | 0 | 0 | 0 | 0
H | 0 | 0 | 0 | 0 | 0 | 0
LFG | 0 | 0 | 0 | 0 | 0 | 0
Nuc | 0 | 0 | 0 | 0 | 0 | 0
PS | 0 | 0 | 0 | 0 | 0 | 0
PV | 0 | 0 | 0 | 0 | 0 | 0
PeakG | 0 | 0 | 0 | 0 | 0 | 0
PeakO | 0 | 0 | 0 | 0 | 0 | 0
ST | 0 | 0 | 0 | 0 | 0 | 0
STOG | 0 | 0 | 0 | 0 | 0 | 0
STWD | 0 | 0 | 0 | 0 | 0 | 0
WT | 0 | 0 | 0 | 0 | 0 | 0
IGCC | 0 | 0 | 0 | 0 | 0 | 0
DemandResponse | 0 | 0 | 0 | 0 | 0 | 0
IGCC-CCS | 0 | 0 | 0 | 0 | 0 | 0
WT_off | 0 | 0 | 0 | 0 | 0 | 0
PseudoUnit | 0 | 0 | 0 | 0 | 0 | 0
FixedInterchange | 0 | 0 | 0 | 0 | 0 | 0
Emission Cost by Reporting Type: HQ_NY
ReportingType | 2015 | 2020 | 2025 | 2030 | 2035 | 2040
BM | 0 | 0 | 0 | 0 | 0 | 0
CC | 0 | 0 | 0 | 0 | 0 | 0
CSP | 0 | 0 | 0 | 0 | 0 | 0
CT | 0 | 0 | 0 | 0 | 0 | 0
Coal | 0 | 0 | 0 | 0 | 0 | 0
Geo | 0 | 0 | 0 | 0 | 0 | 0
H | 0 | 0 | 0 | 0 | 0 | 0
LFG | 0 | 0 | 0 | 0 | 0 | 0
Nuc | 0 | 0 | 0 | 0 | 0 | 0
PS | 0 | 0 | 0 | 0 | 0 | 0
PV | 0 | 0 | 0 | 0 | 0 | 0
PeakG | 0 | 0 | 0 | 0 | 0 | 0
PeakO | 0 | 0 | 0 | 0 | 0 | 0
ST | 0 | 0 | 0 | 0 | 0 | 0
STOG | 0 | 0 | 0 | 0 | 0 | 0
STWD | 0 | 0 | 0 | 0 | 0 | 0
WT | 0 | 0 | 0 | 0 | 0 | 0
IGCC | 0 | 0 | 0 | 0 | 0 | 0
DemandResponse | 0 | 0 | 0 | 0 | 0 | 0
IGCC-CCS | 0 | 0 | 0 | 0 | 0 | 0
WT_off | 0 | 0 | 0 | 0 | 0 | 0
PseudoUnit | 0 | 0 | 0 | 0 | 0 | 0
FixedInterchange | 0 | 0 | 0 | 0 | 0 | 0
Emission Cost by Reporting Type: MARITIMES
ReportingType | 2015 | 2020 | 2025 | 2030 | 2035 | 2040
BM | 0 | 0 | 0 | 0 | 0 | 0
CC | 0 | 0 | 0 | 0 | 0 | 0
CSP | 0 | 0 | 0 | 0 | 0 | 0
CT | 0 | 0 | 0 | 0 | 0 | 0
Coal | 0 | 0 | 0 | 0 | 0 | 0
Geo | 0 | 0 | 0 | 0 | 0 | 0
H | 0 | 0 | 0 | 0 | 0 | 0
LFG | 0 | 0 | 0 | 0 | 0 | 0
Nuc | 0 | 0 | 0 | 0 | 0 | 0
PS | 0 | 0 | 0 | 0 | 0 | 0
PV | 0 | 0 | 0 | 0 | 0 | 0
PeakG | 0 | 0 | 0 | 0 | 0 | 0
PeakO | 0 | 0 | 0 | 0 | 0 | 0
ST | 0 | 0 | 0 | 0 | 0 | 0
STOG | 0 | 0 | 0 | 0 | 0 | 0
STWD | 0 | 0 | 0 | 0 | 0 | 0
WT | 0 | 0 | 0 | 0 | 0 | 0
IGCC | 0 | 0 | 0 | 0 | 0 | 0
DemandResponse | 0 | 0 | 0 | 0 | 0 | 0
IGCC-CCS | 0 | 0 | 0 | 0 | 0 | 0
WT_off | 0 | 0 | 0 | 0 | 0 | 0
PseudoUnit | 0 | 0 | 0 | 0 | 0 | 0
FixedInterchange | 0 | 0 | 0 | 0 | 0 | 0
Emission Cost by Reporting Type: All
ReportingType | 2015 | 2020 | 2025 | 2030 | 2035 | 2040
BM | 0 | 0 | 0 | 0 | 0 | 0
CC | 0 | 0 | 0 | 0 | 0 | 0
CSP | 0 | 0 | 0 | 0 | 0 | 0
CT | 0 | 0 | 0 | 0 | 0 | 0
Coal | 0 | 0 | 0 | 0 | 0 | 0
Geo | 0 | 0 | 0 | 0 | 0 | 0
H | 0 | 0 | 0 | 0 | 0 | 0
LFG | 0 | 0 | 0 | 0 | 0 | 0
Nuc | 0 | 0 | 0 | 0 | 0 | 0
PS | 0 | 0 | 0 | 0 | 0 | 0
PV | 0 | 0 | 0 | 0 | 0 | 0
PeakG | 0 | 0 | 0 | 0 | 0 | 0
PeakO | 0 | 0 | 0 | 0 | 0 | 0
ST | 0 | 0 | 0 | 0 | 0 | 0
STOG | 0 | 0 | 0 | 0 | 0 | 0
STWD | 0 | 0 | 0 | 0 | 0 | 0
WT | 0 | 0 | 0 | 0 | 0 | 0
IGCC | 0 | 0 | 0 | 0 | 0 | 0
DemandResponse | 0 | 0 | 0 | 0 | 0 | 0
IGCC-CCS | 0 | 0 | 0 | 0 | 0 | 0
WT_off | 0 | 0 | 0 | 0 | 0 | 0
PseudoUnit | 0 | 0 | 0 | 0 | 0 | 0
FixedInterchange | 0 | 0 | 0 | 0 | 0 | 0
Emission Cost by Reporting Type: EI_US
ReportingType | 2015 | 2020 | 2025 | 2030 | 2035 | 2040
BM | 0 | 0 | 0 | 0 | 0 | 0
CC | 0 | 0 | 0 | 0 | 0 | 0
CSP | 0 | 0 | 0 | 0 | 0 | 0
CT | 0 | 0 | 0 | 0 | 0 | 0
Coal | 0 | 0 | 0 | 0 | 0 | 0
Geo | 0 | 0 | 0 | 0 | 0 | 0
H | 0 | 0 | 0 | 0 | 0 | 0
LFG | 0 | 0 | 0 | 0 | 0 | 0
Nuc | 0 | 0 | 0 | 0 | 0 | 0
PS | 0 | 0 | 0 | 0 | 0 | 0
PV | 0 | 0 | 0 | 0 | 0 | 0
PeakG | 0 | 0 | 0 | 0 | 0 | 0
PeakO | 0 | 0 | 0 | 0 | 0 | 0
ST | 0 | 0 | 0 | 0 | 0 | 0
STOG | 0 | 0 | 0 | 0 | 0 | 0
STWD | 0 | 0 | 0 | 0 | 0 | 0
WT | 0 | 0 | 0 | 0 | 0 | 0
IGCC | 0 | 0 | 0 | 0 | 0 | 0
DemandResponse | 0 | 0 | 0 | 0 | 0 | 0
IGCC-CCS | 0 | 0 | 0 | 0 | 0 | 0
WT_off | 0 | 0 | 0 | 0 | 0 | 0
PseudoUnit | 0 | 0 | 0 | 0 | 0 | 0
FixedInterchange | 0 | 0 | 0 | 0 | 0 | 0
Emission Cost by Reporting Type: EI_Canada
ReportingType | 2015 | 2020 | 2025 | 2030 | 2035 | 2040
BM | 0 | 0 | 0 | 0 | 0 | 0
CC | 0 | 0 | 0 | 0 | 0 | 0
CSP | 0 | 0 | 0 | 0 | 0 | 0
CT | 0 | 0 | 0 | 0 | 0 | 0
Coal | 0 | 0 | 0 | 0 | 0 | 0
Geo | 0 | 0 | 0 | 0 | 0 | 0
H | 0 | 0 | 0 | 0 | 0 | 0
LFG | 0 | 0 | 0 | 0 | 0 | 0
Nuc | 0 | 0 | 0 | 0 | 0 | 0
PS | 0 | 0 | 0 | 0 | 0 | 0
PV | 0 | 0 | 0 | 0 | 0 | 0
PeakG | 0 | 0 | 0 | 0 | 0 | 0
PeakO | 0 | 0 | 0 | 0 | 0 | 0
ST | 0 | 0 | 0 | 0 | 0 | 0
STOG | 0 | 0 | 0 | 0 | 0 | 0
STWD | 0 | 0 | 0 | 0 | 0 | 0
WT | 0 | 0 | 0 | 0 | 0 | 0
IGCC | 0 | 0 | 0 | 0 | 0 | 0
DemandResponse | 0 | 0 | 0 | 0 | 0 | 0
IGCC-CCS | 0 | 0 | 0 | 0 | 0 | 0
WT_off | 0 | 0 | 0 | 0 | 0 | 0
PseudoUnit | 0 | 0 | 0 | 0 | 0 | 0
FixedInterchange | 0 | 0 | 0 | 0 | 0 | 0
Emission Cost by Reporting Type: EI
ReportingType | 2015 | 2020 | 2025 | 2030 | 2035 | 2040
BM | 0 | 0 | 0 | 0 | 0 | 0
CC | 0 | 0 | 0 | 0 | 0 | 0
CSP | 0 | 0 | 0 | 0 | 0 | 0
CT | 0 | 0 | 0 | 0 | 0 | 0
Coal | 0 | 0 | 0 | 0 | 0 | 0
Geo | 0 | 0 | 0 | 0 | 0 | 0
H | 0 | 0 | 0 | 0 | 0 | 0
LFG | 0 | 0 | 0 | 0 | 0 | 0
Nuc | 0 | 0 | 0 | 0 | 0 | 0
PS | 0 | 0 | 0 | 0 | 0 | 0
PV | 0 | 0 | 0 | 0 | 0 | 0
PeakG | 0 | 0 | 0 | 0 | 0 | 0
PeakO | 0 | 0 | 0 | 0 | 0 | 0
ST | 0 | 0 | 0 | 0 | 0 | 0
STOG | 0 | 0 | 0 | 0 | 0 | 0
STWD | 0 | 0 | 0 | 0 | 0 | 0
WT | 0 | 0 | 0 | 0 | 0 | 0
IGCC | 0 | 0 | 0 | 0 | 0 | 0
DemandResponse | 0 | 0 | 0 | 0 | 0 | 0
IGCC-CCS | 0 | 0 | 0 | 0 | 0 | 0
WT_off | 0 | 0 | 0 | 0 | 0 | 0
PseudoUnit | 0 | 0 | 0 | 0 | 0 | 0
FixedInterchange | 0 | 0 | 0 | 0 | 0 | 0
Emission Cost by Reporting Type: Outside_EI
ReportingType | 2015 | 2020 | 2025 | 2030 | 2035 | 2040
BM | 0 | 0 | 0 | 0 | 0 | 0
CC | 0 | 0 | 0 | 0 | 0 | 0
CSP | 0 | 0 | 0 | 0 | 0 | 0
CT | 0 | 0 | 0 | 0 | 0 | 0
Coal | 0 | 0 | 0 | 0 | 0 | 0
Geo | 0 | 0 | 0 | 0 | 0 | 0
H | 0 | 0 | 0 | 0 | 0 | 0
LFG | 0 | 0 | 0 | 0 | 0 | 0
Nuc | 0 | 0 | 0 | 0 | 0 | 0
PS | 0 | 0 | 0 | 0 | 0 | 0
PV | 0 | 0 | 0 | 0 | 0 | 0
PeakG | 0 | 0 | 0 | 0 | 0 | 0
PeakO | 0 | 0 | 0 | 0 | 0 | 0
ST | 0 | 0 | 0 | 0 | 0 | 0
STOG | 0 | 0 | 0 | 0 | 0 | 0
STWD | 0 | 0 | 0 | 0 | 0 | 0
WT | 0 | 0 | 0 | 0 | 0 | 0
IGCC | 0 | 0 | 0 | 0 | 0 | 0
DemandResponse | 0 | 0 | 0 | 0 | 0 | 0
IGCC-CCS | 0 | 0 | 0 | 0 | 0 | 0
WT_off | 0 | 0 | 0 | 0 | 0 | 0
PseudoUnit | 0 | 0 | 0 | 0 | 0 | 0
FixedInterchange | 0 | 0 | 0 | 0 | 0 | 0
==== Emission Program: Carbon_CA : (CO2) ====
Emission Cost by Reporting Type: Entergy
ReportingType | 2015 | 2020 | 2025 | 2030 | 2035 | 2040
BM | 0 | 0 | 0 | 0 | 0 | 0
CC | 0 | 0 | 0 | 0 | 0 | 0
CSP | 0 | 0 | 0 | 0 | 0 | 0
CT | 0 | 0 | 0 | 0 | 0 | 0
Coal | 0 | 0 | 0 | 0 | 0 | 0
Geo | 0 | 0 | 0 | 0 | 0 | 0
H | 0 | 0 | 0 | 0 | 0 | 0
LFG | 0 | 0 | 0 | 0 | 0 | 0
Nuc | 0 | 0 | 0 | 0 | 0 | 0
PS | 0 | 0 | 0 | 0 | 0 | 0
PV | 0 | 0 | 0 | 0 | 0 | 0
PeakG | 0 | 0 | 0 | 0 | 0 | 0
PeakO | 0 | 0 | 0 | 0 | 0 | 0
ST | 0 | 0 | 0 | 0 | 0 | 0
STOG | 0 | 0 | 0 | 0 | 0 | 0
STWD | 0 | 0 | 0 | 0 | 0 | 0
WT | 0 | 0 | 0 | 0 | 0 | 0
IGCC | 0 | 0 | 0 | 0 | 0 | 0
DemandResponse | 0 | 0 | 0 | 0 | 0 | 0
IGCC-CCS | 0 | 0 | 0 | 0 | 0 | 0
WT_off | 0 | 0 | 0 | 0 | 0 | 0
PseudoUnit | 0 | 0 | 0 | 0 | 0 | 0
FixedInterchange | 0 | 0 | 0 | 0 | 0 | 0
Emission Cost by Reporting Type: FRCC
ReportingType | 2015 | 2020 | 2025 | 2030 | 2035 | 2040
BM | 0 | 0 | 0 | 0 | 0 | 0
CC | 0 | 0 | 0 | 0 | 0 | 0
CSP | 0 | 0 | 0 | 0 | 0 | 0
CT | 0 | 0 | 0 | 0 | 0 | 0
Coal | 0 | 0 | 0 | 0 | 0 | 0
Geo | 0 | 0 | 0 | 0 | 0 | 0
H | 0 | 0 | 0 | 0 | 0 | 0
LFG | 0 | 0 | 0 | 0 | 0 | 0
Nuc | 0 | 0 | 0 | 0 | 0 | 0
PS | 0 | 0 | 0 | 0 | 0 | 0
PV | 0 | 0 | 0 | 0 | 0 | 0
PeakG | 0 | 0 | 0 | 0 | 0 | 0
PeakO | 0 | 0 | 0 | 0 | 0 | 0
ST | 0 | 0 | 0 | 0 | 0 | 0
STOG | 0 | 0 | 0 | 0 | 0 | 0
STWD | 0 | 0 | 0 | 0 | 0 | 0
WT | 0 | 0 | 0 | 0 | 0 | 0
IGCC | 0 | 0 | 0 | 0 | 0 | 0
DemandResponse | 0 | 0 | 0 | 0 | 0 | 0
IGCC-CCS | 0 | 0 | 0 | 0 | 0 | 0
WT_off | 0 | 0 | 0 | 0 | 0 | 0
PseudoUnit | 0 | 0 | 0 | 0 | 0 | 0
FixedInterchange | 0 | 0 | 0 | 0 | 0 | 0
Emission Cost by Reporting Type: MAPP_US
ReportingType | 2015 | 2020 | 2025 | 2030 | 2035 | 2040
BM | 0 | 0 | 0 | 0 | 0 | 0
CC | 0 | 0 | 0 | 0 | 0 | 0
CSP | 0 | 0 | 0 | 0 | 0 | 0
CT | 0 | 0 | 0 | 0 | 0 | 0
Coal | 0 | 0 | 0 | 0 | 0 | 0
Geo | 0 | 0 | 0 | 0 | 0 | 0
H | 0 | 0 | 0 | 0 | 0 | 0
LFG | 0 | 0 | 0 | 0 | 0 | 0
Nuc | 0 | 0 | 0 | 0 | 0 | 0
PS | 0 | 0 | 0 | 0 | 0 | 0
PV | 0 | 0 | 0 | 0 | 0 | 0
PeakG | 0 | 0 | 0 | 0 | 0 | 0
PeakO | 0 | 0 | 0 | 0 | 0 | 0
ST | 0 | 0 | 0 | 0 | 0 | 0
STOG | 0 | 0 | 0 | 0 | 0 | 0
STWD | 0 | 0 | 0 | 0 | 0 | 0
WT | 0 | 0 | 0 | 0 | 0 | 0
IGCC | 0 | 0 | 0 | 0 | 0 | 0
DemandResponse | 0 | 0 | 0 | 0 | 0 | 0
IGCC-CCS | 0 | 0 | 0 | 0 | 0 | 0
WT_off | 0 | 0 | 0 | 0 | 0 | 0
PseudoUnit | 0 | 0 | 0 | 0 | 0 | 0
FixedInterchange | 0 | 0 | 0 | 0 | 0 | 0
Emission Cost by Reporting Type: MISO_IN
ReportingType | 2015 | 2020 | 2025 | 2030 | 2035 | 2040
BM | 0 | 0 | 0 | 0 | 0 | 0
CC | 0 | 0 | 0 | 0 | 0 | 0
CSP | 0 | 0 | 0 | 0 | 0 | 0
CT | 0 | 0 | 0 | 0 | 0 | 0
Coal | 0 | 0 | 0 | 0 | 0 | 0
Geo | 0 | 0 | 0 | 0 | 0 | 0
H | 0 | 0 | 0 | 0 | 0 | 0
LFG | 0 | 0 | 0 | 0 | 0 | 0
Nuc | 0 | 0 | 0 | 0 | 0 | 0
PS | 0 | 0 | 0 | 0 | 0 | 0
PV | 0 | 0 | 0 | 0 | 0 | 0
PeakG | 0 | 0 | 0 | 0 | 0 | 0
PeakO | 0 | 0 | 0 | 0 | 0 | 0
ST | 0 | 0 | 0 | 0 | 0 | 0
STOG | 0 | 0 | 0 | 0 | 0 | 0
STWD | 0 | 0 | 0 | 0 | 0 | 0
WT | 0 | 0 | 0 | 0 | 0 | 0
IGCC | 0 | 0 | 0 | 0 | 0 | 0
DemandResponse | 0 | 0 | 0 | 0 | 0 | 0
IGCC-CCS | 0 | 0 | 0 | 0 | 0 | 0
WT_off | 0 | 0 | 0 | 0 | 0 | 0
PseudoUnit | 0 | 0 | 0 | 0 | 0 | 0
FixedInterchange | 0 | 0 | 0 | 0 | 0 | 0
Emission Cost by Reporting Type: MISO_MI
ReportingType | 2015 | 2020 | 2025 | 2030 | 2035 | 2040
BM | 0 | 0 | 0 | 0 | 0 | 0
CC | 0 | 0 | 0 | 0 | 0 | 0
CSP | 0 | 0 | 0 | 0 | 0 | 0
CT | 0 | 0 | 0 | 0 | 0 | 0
Coal | 0 | 0 | 0 | 0 | 0 | 0
Geo | 0 | 0 | 0 | 0 | 0 | 0
H | 0 | 0 | 0 | 0 | 0 | 0
LFG | 0 | 0 | 0 | 0 | 0 | 0
Nuc | 0 | 0 | 0 | 0 | 0 | 0
PS | 0 | 0 | 0 | 0 | 0 | 0
PV | 0 | 0 | 0 | 0 | 0 | 0
PeakG | 0 | 0 | 0 | 0 | 0 | 0
PeakO | 0 | 0 | 0 | 0 | 0 | 0
ST | 0 | 0 | 0 | 0 | 0 | 0
STOG | 0 | 0 | 0 | 0 | 0 | 0
STWD | 0 | 0 | 0 | 0 | 0 | 0
WT | 0 | 0 | 0 | 0 | 0 | 0
IGCC | 0 | 0 | 0 | 0 | 0 | 0
DemandResponse | 0 | 0 | 0 | 0 | 0 | 0
IGCC-CCS | 0 | 0 | 0 | 0 | 0 | 0
WT_off | 0 | 0 | 0 | 0 | 0 | 0
PseudoUnit | 0 | 0 | 0 | 0 | 0 | 0
FixedInterchange | 0 | 0 | 0 | 0 | 0 | 0
Emission Cost by Reporting Type: MISO_MO-IL
ReportingType | 2015 | 2020 | 2025 | 2030 | 2035 | 2040
BM | 0 | 0 | 0 | 0 | 0 | 0
CC | 0 | 0 | 0 | 0 | 0 | 0
CSP | 0 | 0 | 0 | 0 | 0 | 0
CT | 0 | 0 | 0 | 0 | 0 | 0
Coal | 0 | 0 | 0 | 0 | 0 | 0
Geo | 0 | 0 | 0 | 0 | 0 | 0
H | 0 | 0 | 0 | 0 | 0 | 0
LFG | 0 | 0 | 0 | 0 | 0 | 0
Nuc | 0 | 0 | 0 | 0 | 0 | 0
PS | 0 | 0 | 0 | 0 | 0 | 0
PV | 0 | 0 | 0 | 0 | 0 | 0
PeakG | 0 | 0 | 0 | 0 | 0 | 0
PeakO | 0 | 0 | 0 | 0 | 0 | 0
ST | 0 | 0 | 0 | 0 | 0 | 0
STOG | 0 | 0 | 0 | 0 | 0 | 0
STWD | 0 | 0 | 0 | 0 | 0 | 0
WT | 0 | 0 | 0 | 0 | 0 | 0
IGCC | 0 | 0 | 0 | 0 | 0 | 0
DemandResponse | 0 | 0 | 0 | 0 | 0 | 0
IGCC-CCS | 0 | 0 | 0 | 0 | 0 | 0
WT_off | 0 | 0 | 0 | 0 | 0 | 0
PseudoUnit | 0 | 0 | 0 | 0 | 0 | 0
FixedInterchange | 0 | 0 | 0 | 0 | 0 | 0
Emission Cost by Reporting Type: MISO_W
ReportingType | 2015 | 2020 | 2025 | 2030 | 2035 | 2040
BM | 0 | 0 | 0 | 0 | 0 | 0
CC | 0 | 0 | 0 | 0 | 0 | 0
CSP | 0 | 0 | 0 | 0 | 0 | 0
CT | 0 | 0 | 0 | 0 | 0 | 0
Coal | 0 | 0 | 0 | 0 | 0 | 0
Geo | 0 | 0 | 0 | 0 | 0 | 0
H | 0 | 0 | 0 | 0 | 0 | 0
LFG | 0 | 0 | 0 | 0 | 0 | 0
Nuc | 0 | 0 | 0 | 0 | 0 | 0
PS | 0 | 0 | 0 | 0 | 0 | 0
PV | 0 | 0 | 0 | 0 | 0 | 0
PeakG | 0 | 0 | 0 | 0 | 0 | 0
PeakO | 0 | 0 | 0 | 0 | 0 | 0
ST | 0 | 0 | 0 | 0 | 0 | 0
STOG | 0 | 0 | 0 | 0 | 0 | 0
STWD | 0 | 0 | 0 | 0 | 0 | 0
WT | 0 | 0 | 0 | 0 | 0 | 0
IGCC | 0 | 0 | 0 | 0 | 0 | 0
DemandResponse | 0 | 0 | 0 | 0 | 0 | 0
IGCC-CCS | 0 | 0 | 0 | 0 | 0 | 0
WT_off | 0 | 0 | 0 | 0 | 0 | 0
PseudoUnit | 0 | 0 | 0 | 0 | 0 | 0
FixedInterchange | 0 | 0 | 0 | 0 | 0 | 0
Emission Cost by Reporting Type: MISO_WUMS
ReportingType | 2015 | 2020 | 2025 | 2030 | 2035 | 2040
BM | 0 | 0 | 0 | 0 | 0 | 0
CC | 0 | 0 | 0 | 0 | 0 | 0
CSP | 0 | 0 | 0 | 0 | 0 | 0
CT | 0 | 0 | 0 | 0 | 0 | 0
Coal | 0 | 0 | 0 | 0 | 0 | 0
Geo | 0 | 0 | 0 | 0 | 0 | 0
H | 0 | 0 | 0 | 0 | 0 | 0
LFG | 0 | 0 | 0 | 0 | 0 | 0
Nuc | 0 | 0 | 0 | 0 | 0 | 0
PS | 0 | 0 | 0 | 0 | 0 | 0
PV | 0 | 0 | 0 | 0 | 0 | 0
PeakG | 0 | 0 | 0 | 0 | 0 | 0
PeakO | 0 | 0 | 0 | 0 | 0 | 0
ST | 0 | 0 | 0 | 0 | 0 | 0
STOG | 0 | 0 | 0 | 0 | 0 | 0
STWD | 0 | 0 | 0 | 0 | 0 | 0
WT | 0 | 0 | 0 | 0 | 0 | 0
IGCC | 0 | 0 | 0 | 0 | 0 | 0
DemandResponse | 0 | 0 | 0 | 0 | 0 | 0
IGCC-CCS | 0 | 0 | 0 | 0 | 0 | 0
WT_off | 0 | 0 | 0 | 0 | 0 | 0
PseudoUnit | 0 | 0 | 0 | 0 | 0 | 0
FixedInterchange | 0 | 0 | 0 | 0 | 0 | 0
Emission Cost by Reporting Type: Nebraska
ReportingType | 2015 | 2020 | 2025 | 2030 | 2035 | 2040
BM | 0 | 0 | 0 | 0 | 0 | 0
CC | 0 | 0 | 0 | 0 | 0 | 0
CSP | 0 | 0 | 0 | 0 | 0 | 0
CT | 0 | 0 | 0 | 0 | 0 | 0
Coal | 0 | 0 | 0 | 0 | 0 | 0
Geo | 0 | 0 | 0 | 0 | 0 | 0
H | 0 | 0 | 0 | 0 | 0 | 0
LFG | 0 | 0 | 0 | 0 | 0 | 0
Nuc | 0 | 0 | 0 | 0 | 0 | 0
PS | 0 | 0 | 0 | 0 | 0 | 0
PV | 0 | 0 | 0 | 0 | 0 | 0
PeakG | 0 | 0 | 0 | 0 | 0 | 0
PeakO | 0 | 0 | 0 | 0 | 0 | 0
ST | 0 | 0 | 0 | 0 | 0 | 0
STOG | 0 | 0 | 0 | 0 | 0 | 0
STWD | 0 | 0 | 0 | 0 | 0 | 0
WT | 0 | 0 | 0 | 0 | 0 | 0
IGCC | 0 | 0 | 0 | 0 | 0 | 0
DemandResponse | 0 | 0 | 0 | 0 | 0 | 0
IGCC-CCS | 0 | 0 | 0 | 0 | 0 | 0
WT_off | 0 | 0 | 0 | 0 | 0 | 0
PseudoUnit | 0 | 0 | 0 | 0 | 0 | 0
FixedInterchange | 0 | 0 | 0 | 0 | 0 | 0
Emission Cost by Reporting Type: NEISO
ReportingType | 2015 | 2020 | 2025 | 2030 | 2035 | 2040
BM | 0 | 0 | 0 | 0 | 0 | 0
CC | 0 | 0 | 0 | 0 | 0 | 0
CSP | 0 | 0 | 0 | 0 | 0 | 0
CT | 0 | 0 | 0 | 0 | 0 | 0
Coal | 0 | 0 | 0 | 0 | 0 | 0
Geo | 0 | 0 | 0 | 0 | 0 | 0
H | 0 | 0 | 0 | 0 | 0 | 0
LFG | 0 | 0 | 0 | 0 | 0 | 0
Nuc | 0 | 0 | 0 | 0 | 0 | 0
PS | 0 | 0 | 0 | 0 | 0 | 0
PV | 0 | 0 | 0 | 0 | 0 | 0
PeakG | 0 | 0 | 0 | 0 | 0 | 0
PeakO | 0 | 0 | 0 | 0 | 0 | 0
ST | 0 | 0 | 0 | 0 | 0 | 0
STOG | 0 | 0 | 0 | 0 | 0 | 0
STWD | 0 | 0 | 0 | 0 | 0 | 0
WT | 0 | 0 | 0 | 0 | 0 | 0
IGCC | 0 | 0 | 0 | 0 | 0 | 0
DemandResponse | 0 | 0 | 0 | 0 | 0 | 0
IGCC-CCS | 0 | 0 | 0 | 0 | 0 | 0
WT_off | 0 | 0 | 0 | 0 | 0 | 0
PseudoUnit | 0 | 0 | 0 | 0 | 0 | 0
FixedInterchange | 0 | 0 | 0 | 0 | 0 | 0
Emission Cost by Reporting Type: NonRTO_Midwest
ReportingType | 2015 | 2020 | 2025 | 2030 | 2035 | 2040
BM | 0 | 0 | 0 | 0 | 0 | 0
CC | 0 | 0 | 0 | 0 | 0 | 0
CSP | 0 | 0 | 0 | 0 | 0 | 0
CT | 0 | 0 | 0 | 0 | 0 | 0
Coal | 0 | 0 | 0 | 0 | 0 | 0
Geo | 0 | 0 | 0 | 0 | 0 | 0
H | 0 | 0 | 0 | 0 | 0 | 0
LFG | 0 | 0 | 0 | 0 | 0 | 0
Nuc | 0 | 0 | 0 | 0 | 0 | 0
PS | 0 | 0 | 0 | 0 | 0 | 0
PV | 0 | 0 | 0 | 0 | 0 | 0
PeakG | 0 | 0 | 0 | 0 | 0 | 0
PeakO | 0 | 0 | 0 | 0 | 0 | 0
ST | 0 | 0 | 0 | 0 | 0 | 0
STOG | 0 | 0 | 0 | 0 | 0 | 0
STWD | 0 | 0 | 0 | 0 | 0 | 0
WT | 0 | 0 | 0 | 0 | 0 | 0
IGCC | 0 | 0 | 0 | 0 | 0 | 0
DemandResponse | 0 | 0 | 0 | 0 | 0 | 0
IGCC-CCS | 0 | 0 | 0 | 0 | 0 | 0
WT_off | 0 | 0 | 0 | 0 | 0 | 0
PseudoUnit | 0 | 0 | 0 | 0 | 0 | 0
FixedInterchange | 0 | 0 | 0 | 0 | 0 | 0
Emission Cost by Reporting Type: NYISO_A-F
ReportingType | 2015 | 2020 | 2025 | 2030 | 2035 | 2040
BM | 0 | 0 | 0 | 0 | 0 | 0
CC | 0 | 0 | 0 | 0 | 0 | 0
CSP | 0 | 0 | 0 | 0 | 0 | 0
CT | 0 | 0 | 0 | 0 | 0 | 0
Coal | 0 | 0 | 0 | 0 | 0 | 0
Geo | 0 | 0 | 0 | 0 | 0 | 0
H | 0 | 0 | 0 | 0 | 0 | 0
LFG | 0 | 0 | 0 | 0 | 0 | 0
Nuc | 0 | 0 | 0 | 0 | 0 | 0
PS | 0 | 0 | 0 | 0 | 0 | 0
PV | 0 | 0 | 0 | 0 | 0 | 0
PeakG | 0 | 0 | 0 | 0 | 0 | 0
PeakO | 0 | 0 | 0 | 0 | 0 | 0
ST | 0 | 0 | 0 | 0 | 0 | 0
STOG | 0 | 0 | 0 | 0 | 0 | 0
STWD | 0 | 0 | 0 | 0 | 0 | 0
WT | 0 | 0 | 0 | 0 | 0 | 0
IGCC | 0 | 0 | 0 | 0 | 0 | 0
DemandResponse | 0 | 0 | 0 | 0 | 0 | 0
IGCC-CCS | 0 | 0 | 0 | 0 | 0 | 0
WT_off | 0 | 0 | 0 | 0 | 0 | 0
PseudoUnit | 0 | 0 | 0 | 0 | 0 | 0
FixedInterchange | 0 | 0 | 0 | 0 | 0 | 0
Emission Cost by Reporting Type: NYISO_G-I
ReportingType | 2015 | 2020 | 2025 | 2030 | 2035 | 2040
BM | 0 | 0 | 0 | 0 | 0 | 0
CC | 0 | 0 | 0 | 0 | 0 | 0
CSP | 0 | 0 | 0 | 0 | 0 | 0
CT | 0 | 0 | 0 | 0 | 0 | 0
Coal | 0 | 0 | 0 | 0 | 0 | 0
Geo | 0 | 0 | 0 | 0 | 0 | 0
H | 0 | 0 | 0 | 0 | 0 | 0
LFG | 0 | 0 | 0 | 0 | 0 | 0
Nuc | 0 | 0 | 0 | 0 | 0 | 0
PS | 0 | 0 | 0 | 0 | 0 | 0
PV | 0 | 0 | 0 | 0 | 0 | 0
PeakG | 0 | 0 | 0 | 0 | 0 | 0
PeakO | 0 | 0 | 0 | 0 | 0 | 0
ST | 0 | 0 | 0 | 0 | 0 | 0
STOG | 0 | 0 | 0 | 0 | 0 | 0
STWD | 0 | 0 | 0 | 0 | 0 | 0
WT | 0 | 0 | 0 | 0 | 0 | 0
IGCC | 0 | 0 | 0 | 0 | 0 | 0
DemandResponse | 0 | 0 | 0 | 0 | 0 | 0
IGCC-CCS | 0 | 0 | 0 | 0 | 0 | 0
WT_off | 0 | 0 | 0 | 0 | 0 | 0
PseudoUnit | 0 | 0 | 0 | 0 | 0 | 0
FixedInterchange | 0 | 0 | 0 | 0 | 0 | 0
Emission Cost by Reporting Type: NYISO_J-K
ReportingType | 2015 | 2020 | 2025 | 2030 | 2035 | 2040
BM | 0 | 0 | 0 | 0 | 0 | 0
CC | 0 | 0 | 0 | 0 | 0 | 0
CSP | 0 | 0 | 0 | 0 | 0 | 0
CT | 0 | 0 | 0 | 0 | 0 | 0
Coal | 0 | 0 | 0 | 0 | 0 | 0
Geo | 0 | 0 | 0 | 0 | 0 | 0
H | 0 | 0 | 0 | 0 | 0 | 0
LFG | 0 | 0 | 0 | 0 | 0 | 0
Nuc | 0 | 0 | 0 | 0 | 0 | 0
PS | 0 | 0 | 0 | 0 | 0 | 0
PV | 0 | 0 | 0 | 0 | 0 | 0
PeakG | 0 | 0 | 0 | 0 | 0 | 0
PeakO | 0 | 0 | 0 | 0 | 0 | 0
ST | 0 | 0 | 0 | 0 | 0 | 0
STOG | 0 | 0 | 0 | 0 | 0 | 0
STWD | 0 | 0 | 0 | 0 | 0 | 0
WT | 0 | 0 | 0 | 0 | 0 | 0
IGCC | 0 | 0 | 0 | 0 | 0 | 0
DemandResponse | 0 | 0 | 0 | 0 | 0 | 0
IGCC-CCS | 0 | 0 | 0 | 0 | 0 | 0
WT_off | 0 | 0 | 0 | 0 | 0 | 0
PseudoUnit | 0 | 0 | 0 | 0 | 0 | 0
FixedInterchange | 0 | 0 | 0 | 0 | 0 | 0
Emission Cost by Reporting Type: PJM_E
ReportingType | 2015 | 2020 | 2025 | 2030 | 2035 | 2040
BM | 0 | 0 | 0 | 0 | 0 | 0
CC | 0 | 0 | 0 | 0 | 0 | 0
CSP | 0 | 0 | 0 | 0 | 0 | 0
CT | 0 | 0 | 0 | 0 | 0 | 0
Coal | 0 | 0 | 0 | 0 | 0 | 0
Geo | 0 | 0 | 0 | 0 | 0 | 0
H | 0 | 0 | 0 | 0 | 0 | 0
LFG | 0 | 0 | 0 | 0 | 0 | 0
Nuc | 0 | 0 | 0 | 0 | 0 | 0
PS | 0 | 0 | 0 | 0 | 0 | 0
PV | 0 | 0 | 0 | 0 | 0 | 0
PeakG | 0 | 0 | 0 | 0 | 0 | 0
PeakO | 0 | 0 | 0 | 0 | 0 | 0
ST | 0 | 0 | 0 | 0 | 0 | 0
STOG | 0 | 0 | 0 | 0 | 0 | 0
STWD | 0 | 0 | 0 | 0 | 0 | 0
WT | 0 | 0 | 0 | 0 | 0 | 0
IGCC | 0 | 0 | 0 | 0 | 0 | 0
DemandResponse | 0 | 0 | 0 | 0 | 0 | 0
IGCC-CCS | 0 | 0 | 0 | 0 | 0 | 0
WT_off | 0 | 0 | 0 | 0 | 0 | 0
PseudoUnit | 0 | 0 | 0 | 0 | 0 | 0
FixedInterchange | 0 | 0 | 0 | 0 | 0 | 0
Emission Cost by Reporting Type: PJM_ROM
ReportingType | 2015 | 2020 | 2025 | 2030 | 2035 | 2040
BM | 0 | 0 | 0 | 0 | 0 | 0
CC | 0 | 0 | 0 | 0 | 0 | 0
CSP | 0 | 0 | 0 | 0 | 0 | 0
CT | 0 | 0 | 0 | 0 | 0 | 0
Coal | 0 | 0 | 0 | 0 | 0 | 0
Geo | 0 | 0 | 0 | 0 | 0 | 0
H | 0 | 0 | 0 | 0 | 0 | 0
LFG | 0 | 0 | 0 | 0 | 0 | 0
Nuc | 0 | 0 | 0 | 0 | 0 | 0
PS | 0 | 0 | 0 | 0 | 0 | 0
PV | 0 | 0 | 0 | 0 | 0 | 0
PeakG | 0 | 0 | 0 | 0 | 0 | 0
PeakO | 0 | 0 | 0 | 0 | 0 | 0
ST | 0 | 0 | 0 | 0 | 0 | 0
STOG | 0 | 0 | 0 | 0 | 0 | 0
STWD | 0 | 0 | 0 | 0 | 0 | 0
WT | 0 | 0 | 0 | 0 | 0 | 0
IGCC | 0 | 0 | 0 | 0 | 0 | 0
DemandResponse | 0 | 0 | 0 | 0 | 0 | 0
IGCC-CCS | 0 | 0 | 0 | 0 | 0 | 0
WT_off | 0 | 0 | 0 | 0 | 0 | 0
PseudoUnit | 0 | 0 | 0 | 0 | 0 | 0
FixedInterchange | 0 | 0 | 0 | 0 | 0 | 0
Emission Cost by Reporting Type: PJM_ROR
ReportingType | 2015 | 2020 | 2025 | 2030 | 2035 | 2040
BM | 0 | 0 | 0 | 0 | 0 | 0
CC | 0 | 0 | 0 | 0 | 0 | 0
CSP | 0 | 0 | 0 | 0 | 0 | 0
CT | 0 | 0 | 0 | 0 | 0 | 0
Coal | 0 | 0 | 0 | 0 | 0 | 0
Geo | 0 | 0 | 0 | 0 | 0 | 0
H | 0 | 0 | 0 | 0 | 0 | 0
LFG | 0 | 0 | 0 | 0 | 0 | 0
Nuc | 0 | 0 | 0 | 0 | 0 | 0
PS | 0 | 0 | 0 | 0 | 0 | 0
PV | 0 | 0 | 0 | 0 | 0 | 0
PeakG | 0 | 0 | 0 | 0 | 0 | 0
PeakO | 0 | 0 | 0 | 0 | 0 | 0
ST | 0 | 0 | 0 | 0 | 0 | 0
STOG | 0 | 0 | 0 | 0 | 0 | 0
STWD | 0 | 0 | 0 | 0 | 0 | 0
WT | 0 | 0 | 0 | 0 | 0 | 0
IGCC | 0 | 0 | 0 | 0 | 0 | 0
DemandResponse | 0 | 0 | 0 | 0 | 0 | 0
IGCC-CCS | 0 | 0 | 0 | 0 | 0 | 0
WT_off | 0 | 0 | 0 | 0 | 0 | 0
PseudoUnit | 0 | 0 | 0 | 0 | 0 | 0
FixedInterchange | 0 | 0 | 0 | 0 | 0 | 0
Emission Cost by Reporting Type: SOCO
ReportingType | 2015 | 2020 | 2025 | 2030 | 2035 | 2040
BM | 0 | 0 | 0 | 0 | 0 | 0
CC | 0 | 0 | 0 | 0 | 0 | 0
CSP | 0 | 0 | 0 | 0 | 0 | 0
CT | 0 | 0 | 0 | 0 | 0 | 0
Coal | 0 | 0 | 0 | 0 | 0 | 0
Geo | 0 | 0 | 0 | 0 | 0 | 0
H | 0 | 0 | 0 | 0 | 0 | 0
LFG | 0 | 0 | 0 | 0 | 0 | 0
Nuc | 0 | 0 | 0 | 0 | 0 | 0
PS | 0 | 0 | 0 | 0 | 0 | 0
PV | 0 | 0 | 0 | 0 | 0 | 0
PeakG | 0 | 0 | 0 | 0 | 0 | 0
PeakO | 0 | 0 | 0 | 0 | 0 | 0
ST | 0 | 0 | 0 | 0 | 0 | 0
STOG | 0 | 0 | 0 | 0 | 0 | 0
STWD | 0 | 0 | 0 | 0 | 0 | 0
WT | 0 | 0 | 0 | 0 | 0 | 0
IGCC | 0 | 0 | 0 | 0 | 0 | 0
DemandResponse | 0 | 0 | 0 | 0 | 0 | 0
IGCC-CCS | 0 | 0 | 0 | 0 | 0 | 0
WT_off | 0 | 0 | 0 | 0 | 0 | 0
PseudoUnit | 0 | 0 | 0 | 0 | 0 | 0
FixedInterchange | 0 | 0 | 0 | 0 | 0 | 0
Emission Cost by Reporting Type: SPP_N
ReportingType | 2015 | 2020 | 2025 | 2030 | 2035 | 2040
BM | 0 | 0 | 0 | 0 | 0 | 0
CC | 0 | 0 | 0 | 0 | 0 | 0
CSP | 0 | 0 | 0 | 0 | 0 | 0
CT | 0 | 0 | 0 | 0 | 0 | 0
Coal | 0 | 0 | 0 | 0 | 0 | 0
Geo | 0 | 0 | 0 | 0 | 0 | 0
H | 0 | 0 | 0 | 0 | 0 | 0
LFG | 0 | 0 | 0 | 0 | 0 | 0
Nuc | 0 | 0 | 0 | 0 | 0 | 0
PS | 0 | 0 | 0 | 0 | 0 | 0
PV | 0 | 0 | 0 | 0 | 0 | 0
PeakG | 0 | 0 | 0 | 0 | 0 | 0
PeakO | 0 | 0 | 0 | 0 | 0 | 0
ST | 0 | 0 | 0 | 0 | 0 | 0
STOG | 0 | 0 | 0 | 0 | 0 | 0
STWD | 0 | 0 | 0 | 0 | 0 | 0
WT | 0 | 0 | 0 | 0 | 0 | 0
IGCC | 0 | 0 | 0 | 0 | 0 | 0
DemandResponse | 0 | 0 | 0 | 0 | 0 | 0
IGCC-CCS | 0 | 0 | 0 | 0 | 0 | 0
WT_off | 0 | 0 | 0 | 0 | 0 | 0
PseudoUnit | 0 | 0 | 0 | 0 | 0 | 0
FixedInterchange | 0 | 0 | 0 | 0 | 0 | 0
Emission Cost by Reporting Type: SPP_S
ReportingType | 2015 | 2020 | 2025 | 2030 | 2035 | 2040
BM | 0 | 0 | 0 | 0 | 0 | 0
CC | 0 | 0 | 0 | 0 | 0 | 0
CSP | 0 | 0 | 0 | 0 | 0 | 0
CT | 0 | 0 | 0 | 0 | 0 | 0
Coal | 0 | 0 | 0 | 0 | 0 | 0
Geo | 0 | 0 | 0 | 0 | 0 | 0
H | 0 | 0 | 0 | 0 | 0 | 0
LFG | 0 | 0 | 0 | 0 | 0 | 0
Nuc | 0 | 0 | 0 | 0 | 0 | 0
PS | 0 | 0 | 0 | 0 | 0 | 0
PV | 0 | 0 | 0 | 0 | 0 | 0
PeakG | 0 | 0 | 0 | 0 | 0 | 0
PeakO | 0 | 0 | 0 | 0 | 0 | 0
ST | 0 | 0 | 0 | 0 | 0 | 0
STOG | 0 | 0 | 0 | 0 | 0 | 0
STWD | 0 | 0 | 0 | 0 | 0 | 0
WT | 0 | 0 | 0 | 0 | 0 | 0
IGCC | 0 | 0 | 0 | 0 | 0 | 0
DemandResponse | 0 | 0 | 0 | 0 | 0 | 0
IGCC-CCS | 0 | 0 | 0 | 0 | 0 | 0
WT_off | 0 | 0 | 0 | 0 | 0 | 0
PseudoUnit | 0 | 0 | 0 | 0 | 0 | 0
FixedInterchange | 0 | 0 | 0 | 0 | 0 | 0
Emission Cost by Reporting Type: TVA
ReportingType | 2015 | 2020 | 2025 | 2030 | 2035 | 2040
BM | 0 | 0 | 0 | 0 | 0 | 0
CC | 0 | 0 | 0 | 0 | 0 | 0
CSP | 0 | 0 | 0 | 0 | 0 | 0
CT | 0 | 0 | 0 | 0 | 0 | 0
Coal | 0 | 0 | 0 | 0 | 0 | 0
Geo | 0 | 0 | 0 | 0 | 0 | 0
H | 0 | 0 | 0 | 0 | 0 | 0
LFG | 0 | 0 | 0 | 0 | 0 | 0
Nuc | 0 | 0 | 0 | 0 | 0 | 0
PS | 0 | 0 | 0 | 0 | 0 | 0
PV | 0 | 0 | 0 | 0 | 0 | 0
PeakG | 0 | 0 | 0 | 0 | 0 | 0
PeakO | 0 | 0 | 0 | 0 | 0 | 0
ST | 0 | 0 | 0 | 0 | 0 | 0
STOG | 0 | 0 | 0 | 0 | 0 | 0
STWD | 0 | 0 | 0 | 0 | 0 | 0
WT | 0 | 0 | 0 | 0 | 0 | 0
IGCC | 0 | 0 | 0 | 0 | 0 | 0
DemandResponse | 0 | 0 | 0 | 0 | 0 | 0
IGCC-CCS | 0 | 0 | 0 | 0 | 0 | 0
WT_off | 0 | 0 | 0 | 0 | 0 | 0
PseudoUnit | 0 | 0 | 0 | 0 | 0 | 0
FixedInterchange | 0 | 0 | 0 | 0 | 0 | 0
Emission Cost by Reporting Type: TVA_Transmission
ReportingType | 2015 | 2020 | 2025 | 2030 | 2035 | 2040
BM | 0 | 0 | 0 | 0 | 0 | 0
CC | 0 | 0 | 0 | 0 | 0 | 0
CSP | 0 | 0 | 0 | 0 | 0 | 0
CT | 0 | 0 | 0 | 0 | 0 | 0
Coal | 0 | 0 | 0 | 0 | 0 | 0
Geo | 0 | 0 | 0 | 0 | 0 | 0
H | 0 | 0 | 0 | 0 | 0 | 0
LFG | 0 | 0 | 0 | 0 | 0 | 0
Nuc | 0 | 0 | 0 | 0 | 0 | 0
PS | 0 | 0 | 0 | 0 | 0 | 0
PV | 0 | 0 | 0 | 0 | 0 | 0
PeakG | 0 | 0 | 0 | 0 | 0 | 0
PeakO | 0 | 0 | 0 | 0 | 0 | 0
ST | 0 | 0 | 0 | 0 | 0 | 0
STOG | 0 | 0 | 0 | 0 | 0 | 0
STWD | 0 | 0 | 0 | 0 | 0 | 0
WT | 0 | 0 | 0 | 0 | 0 | 0
IGCC | 0 | 0 | 0 | 0 | 0 | 0
DemandResponse | 0 | 0 | 0 | 0 | 0 | 0
IGCC-CCS | 0 | 0 | 0 | 0 | 0 | 0
WT_off | 0 | 0 | 0 | 0 | 0 | 0
PseudoUnit | 0 | 0 | 0 | 0 | 0 | 0
FixedInterchange | 0 | 0 | 0 | 0 | 0 | 0
Emission Cost by Reporting Type: VACAR
ReportingType | 2015 | 2020 | 2025 | 2030 | 2035 | 2040
BM | 0 | 0 | 0 | 0 | 0 | 0
CC | 0 | 0 | 0 | 0 | 0 | 0
CSP | 0 | 0 | 0 | 0 | 0 | 0
CT | 0 | 0 | 0 | 0 | 0 | 0
Coal | 0 | 0 | 0 | 0 | 0 | 0
Geo | 0 | 0 | 0 | 0 | 0 | 0
H | 0 | 0 | 0 | 0 | 0 | 0
LFG | 0 | 0 | 0 | 0 | 0 | 0
Nuc | 0 | 0 | 0 | 0 | 0 | 0
PS | 0 | 0 | 0 | 0 | 0 | 0
PV | 0 | 0 | 0 | 0 | 0 | 0
PeakG | 0 | 0 | 0 | 0 | 0 | 0
PeakO | 0 | 0 | 0 | 0 | 0 | 0
ST | 0 | 0 | 0 | 0 | 0 | 0
STOG | 0 | 0 | 0 | 0 | 0 | 0
STWD | 0 | 0 | 0 | 0 | 0 | 0
WT | 0 | 0 | 0 | 0 | 0 | 0
IGCC | 0 | 0 | 0 | 0 | 0 | 0
DemandResponse | 0 | 0 | 0 | 0 | 0 | 0
IGCC-CCS | 0 | 0 | 0 | 0 | 0 | 0
WT_off | 0 | 0 | 0 | 0 | 0 | 0
PseudoUnit | 0 | 0 | 0 | 0 | 0 | 0
FixedInterchange | 0 | 0 | 0 | 0 | 0 | 0
Emission Cost by Reporting Type: IESO
ReportingType | 2015 | 2020 | 2025 | 2030 | 2035 | 2040
BM | 0 | 0 | 0 | 0 | 0 | 0
CC | 0 | 0 | 0 | 0 | 0 | 0
CSP | 0 | 0 | 0 | 0 | 0 | 0
CT | 0 | 0 | 0 | 0 | 0 | 0
Coal | 0 | 0 | 0 | 0 | 0 | 0
Geo | 0 | 0 | 0 | 0 | 0 | 0
H | 0 | 0 | 0 | 0 | 0 | 0
LFG | 0 | 0 | 0 | 0 | 0 | 0
Nuc | 0 | 0 | 0 | 0 | 0 | 0
PS | 0 | 0 | 0 | 0 | 0 | 0
PV | 0 | 0 | 0 | 0 | 0 | 0
PeakG | 0 | 0 | 0 | 0 | 0 | 0
PeakO | 0 | 0 | 0 | 0 | 0 | 0
ST | 0 | 0 | 0 | 0 | 0 | 0
STOG | 0 | 0 | 0 | 0 | 0 | 0
STWD | 0 | 0 | 0 | 0 | 0 | 0
WT | 0 | 0 | 0 | 0 | 0 | 0
IGCC | 0 | 0 | 0 | 0 | 0 | 0
DemandResponse | 0 | 0 | 0 | 0 | 0 | 0
IGCC-CCS | 0 | 0 | 0 | 0 | 0 | 0
WT_off | 0 | 0 | 0 | 0 | 0 | 0
PseudoUnit | 0 | 0 | 0 | 0 | 0 | 0
FixedInterchange | 0 | 0 | 0 | 0 | 0 | 0
Emission Cost by Reporting Type: MAPP_CA
ReportingType | 2015 | 2020 | 2025 | 2030 | 2035 | 2040
BM | 0 | 0 | 0 | 0 | 0 | 0
CC | 0 | 0 | 0 | 0 | 0 | 0
CSP | 0 | 0 | 0 | 0 | 0 | 0
CT | 0 | 0 | 0 | 0 | 0 | 0
Coal | 0 | 0 | 0 | 0 | 0 | 0
Geo | 0 | 0 | 0 | 0 | 0 | 0
H | 0 | 0 | 0 | 0 | 0 | 0
LFG | 0 | 0 | 0 | 0 | 0 | 0
Nuc | 0 | 0 | 0 | 0 | 0 | 0
PS | 0 | 0 | 0 | 0 | 0 | 0
PV | 0 | 0 | 0 | 0 | 0 | 0
PeakG | 0 | 0 | 0 | 0 | 0 | 0
PeakO | 0 | 0 | 0 | 0 | 0 | 0
ST | 0 | 0 | 0 | 0 | 0 | 0
STOG | 0 | 0 | 0 | 0 | 0 | 0
STWD | 0 | 0 | 0 | 0 | 0 | 0
WT | 0 | 0 | 0 | 0 | 0 | 0
IGCC | 0 | 0 | 0 | 0 | 0 | 0
DemandResponse | 0 | 0 | 0 | 0 | 0 | 0
IGCC-CCS | 0 | 0 | 0 | 0 | 0 | 0
WT_off | 0 | 0 | 0 | 0 | 0 | 0
PseudoUnit | 0 | 0 | 0 | 0 | 0 | 0
FixedInterchange | 0 | 0 | 0 | 0 | 0 | 0
Emission Cost by Reporting Type: AZ_NM_SNV_Coal
ReportingType | 2015 | 2020 | 2025 | 2030 | 2035 | 2040
BM | 0 | 0 | 0 | 0 | 0 | 0
CC | 0 | 0 | 0 | 0 | 0 | 0
CSP | 0 | 0 | 0 | 0 | 0 | 0
CT | 0 | 0 | 0 | 0 | 0 | 0
Coal | 0 | 0 | 0 | 0 | 0 | 0
Geo | 0 | 0 | 0 | 0 | 0 | 0
H | 0 | 0 | 0 | 0 | 0 | 0
LFG | 0 | 0 | 0 | 0 | 0 | 0
Nuc | 0 | 0 | 0 | 0 | 0 | 0
PS | 0 | 0 | 0 | 0 | 0 | 0
PV | 0 | 0 | 0 | 0 | 0 | 0
PeakG | 0 | 0 | 0 | 0 | 0 | 0
PeakO | 0 | 0 | 0 | 0 | 0 | 0
ST | 0 | 0 | 0 | 0 | 0 | 0
STOG | 0 | 0 | 0 | 0 | 0 | 0
STWD | 0 | 0 | 0 | 0 | 0 | 0
WT | 0 | 0 | 0 | 0 | 0 | 0
IGCC | 0 | 0 | 0 | 0 | 0 | 0
DemandResponse | 0 | 0 | 0 | 0 | 0 | 0
IGCC-CCS | 0 | 0 | 0 | 0 | 0 | 0
WT_off | 0 | 0 | 0 | 0 | 0 | 0
PseudoUnit | 0 | 0 | 0 | 0 | 0 | 0
FixedInterchange | 0 | 0 | 0 | 0 | 0 | 0
Emission Cost by Reporting Type: AZ_NM_SNV_Gas
ReportingType | 2015 | 2020 | 2025 | 2030 | 2035 | 2040
BM | 0 | 0 | 0 | 0 | 0 | 0
CC | 0 | 0 | 0 | 0 | 0 | 0
CSP | 0 | 0 | 0 | 0 | 0 | 0
CT | 0 | 0 | 0 | 0 | 0 | 0
Coal | 0 | 0 | 0 | 0 | 0 | 0
Geo | 0 | 0 | 0 | 0 | 0 | 0
H | 0 | 0 | 0 | 0 | 0 | 0
LFG | 0 | 0 | 0 | 0 | 0 | 0
Nuc | 0 | 0 | 0 | 0 | 0 | 0
PS | 0 | 0 | 0 | 0 | 0 | 0
PV | 0 | 0 | 0 | 0 | 0 | 0
PeakG | 0 | 0 | 0 | 0 | 0 | 0
PeakO | 0 | 0 | 0 | 0 | 0 | 0
ST | 0 | 0 | 0 | 0 | 0 | 0
STOG | 0 | 0 | 0 | 0 | 0 | 0
STWD | 0 | 0 | 0 | 0 | 0 | 0
WT | 0 | 0 | 0 | 0 | 0 | 0
IGCC | 0 | 0 | 0 | 0 | 0 | 0
DemandResponse | 0 | 0 | 0 | 0 | 0 | 0
IGCC-CCS | 0 | 0 | 0 | 0 | 0 | 0
WT_off | 0 | 0 | 0 | 0 | 0 | 0
PseudoUnit | 0 | 0 | 0 | 0 | 0 | 0
FixedInterchange | 0 | 0 | 0 | 0 | 0 | 0
Emission Cost by Reporting Type: AZ_NM_SNV_NucRenew
ReportingType | 2015 | 2020 | 2025 | 2030 | 2035 | 2040
BM | 0 | 0 | 0 | 0 | 0 | 0
CC | 0 | 0 | 0 | 0 | 0 | 0
CSP | 0 | 0 | 0 | 0 | 0 | 0
CT | 0 | 0 | 0 | 0 | 0 | 0
Coal | 0 | 0 | 0 | 0 | 0 | 0
Geo | 0 | 0 | 0 | 0 | 0 | 0
H | 0 | 0 | 0 | 0 | 0 | 0
LFG | 0 | 0 | 0 | 0 | 0 | 0
Nuc | 0 | 0 | 0 | 0 | 0 | 0
PS | 0 | 0 | 0 | 0 | 0 | 0
PV | 0 | 0 | 0 | 0 | 0 | 0
PeakG | 0 | 0 | 0 | 0 | 0 | 0
PeakO | 0 | 0 | 0 | 0 | 0 | 0
ST | 0 | 0 | 0 | 0 | 0 | 0
STOG | 0 | 0 | 0 | 0 | 0 | 0
STWD | 0 | 0 | 0 | 0 | 0 | 0
WT | 0 | 0 | 0 | 0 | 0 | 0
IGCC | 0 | 0 | 0 | 0 | 0 | 0
DemandResponse | 0 | 0 | 0 | 0 | 0 | 0
IGCC-CCS | 0 | 0 | 0 | 0 | 0 | 0
WT_off | 0 | 0 | 0 | 0 | 0 | 0
PseudoUnit | 0 | 0 | 0 | 0 | 0 | 0
FixedInterchange | 0 | 0 | 0 | 0 | 0 | 0
Emission Cost by Reporting Type: ERCOT
ReportingType | 2015 | 2020 | 2025 | 2030 | 2035 | 2040
BM | 0 | 0 | 0 | 0 | 0 | 0
CC | 0 | 0 | 0 | 0 | 0 | 0
CSP | 0 | 0 | 0 | 0 | 0 | 0
CT | 0 | 0 | 0 | 0 | 0 | 0
Coal | 0 | 0 | 0 | 0 | 0 | 0
Geo | 0 | 0 | 0 | 0 | 0 | 0
H | 0 | 0 | 0 | 0 | 0 | 0
LFG | 0 | 0 | 0 | 0 | 0 | 0
Nuc | 0 | 0 | 0 | 0 | 0 | 0
PS | 0 | 0 | 0 | 0 | 0 | 0
PV | 0 | 0 | 0 | 0 | 0 | 0
PeakG | 0 | 0 | 0 | 0 | 0 | 0
PeakO | 0 | 0 | 0 | 0 | 0 | 0
ST | 0 | 0 | 0 | 0 | 0 | 0
STOG | 0 | 0 | 0 | 0 | 0 | 0
STWD | 0 | 0 | 0 | 0 | 0 | 0
WT | 0 | 0 | 0 | 0 | 0 | 0
IGCC | 0 | 0 | 0 | 0 | 0 | 0
DemandResponse | 0 | 0 | 0 | 0 | 0 | 0
IGCC-CCS | 0 | 0 | 0 | 0 | 0 | 0
WT_off | 0 | 0 | 0 | 0 | 0 | 0
PseudoUnit | 0 | 0 | 0 | 0 | 0 | 0
FixedInterchange | 0 | 0 | 0 | 0 | 0 | 0
Emission Cost by Reporting Type: NP15
ReportingType | 2015 | 2020 | 2025 | 2030 | 2035 | 2040
BM | 0 | 0 | 0 | 0 | 0 | 0
CC | 253.61 | 73.27 | 57.94 | 100.83 | 145.91 | 92.73
CSP | 0 | 0 | 0 | 0 | 0 | 0
CT | 0 | 0 | 0 | 0 | 0 | 0
Coal | 4.6 | 0 | 0 | 0 | 0 | 0
Geo | 0 | 0 | 0 | 0 | 0 | 0
H | 0 | 0 | 0 | 0 | 0 | 0
LFG | 0 | 0 | 0 | 0 | 0 | 0
Nuc | 0 | 0 | 0 | 0 | 0 | 0
PS | 0 | 0 | 0 | 0 | 0 | 0
PV | 0 | 0 | 0 | 0 | 0 | 0
PeakG | 0 | 0 | 0 | 0 | 0 | 0
PeakO | 0 | 0 | 0 | 0 | 0 | 0
ST | 0 | 0 | 0 | 0 | 0 | 0
STOG | 0.66 | 0.16 | 0 | 0 | 0 | 0
STWD | 0 | 0 | 0 | 0 | 0 | 0
WT | 0 | 0 | 0 | 0 | 0 | 0
IGCC | 0 | 0 | 0 | 0 | 0 | 0
DemandResponse | 0 | 0 | 0 | 0 | 0 | 0
IGCC-CCS | 0 | 0 | 0 | 0 | 0 | 0
WT_off | 0 | 0 | 0 | 0 | 0 | 0
PseudoUnit | 0 | 0 | 0 | 0 | 0 | 0
FixedInterchange | 0 | 0 | 0 | 0 | 0 | 0
Emission Cost by Reporting Type: NWPP_Coal
ReportingType | 2015 | 2020 | 2025 | 2030 | 2035 | 2040
BM | 0 | 0 | 0 | 0 | 0 | 0
CC | 0 | 0 | 0 | 0 | 0 | 0
CSP | 0 | 0 | 0 | 0 | 0 | 0
CT | 0 | 0 | 0 | 0 | 0 | 0
Coal | 0 | 0 | 0 | 0 | 0 | 0
Geo | 0 | 0 | 0 | 0 | 0 | 0
H | 0 | 0 | 0 | 0 | 0 | 0
LFG | 0 | 0 | 0 | 0 | 0 | 0
Nuc | 0 | 0 | 0 | 0 | 0 | 0
PS | 0 | 0 | 0 | 0 | 0 | 0
PV | 0 | 0 | 0 | 0 | 0 | 0
PeakG | 0 | 0 | 0 | 0 | 0 | 0
PeakO | 0 | 0 | 0 | 0 | 0 | 0
ST | 0 | 0 | 0 | 0 | 0 | 0
STOG | 0 | 0 | 0 | 0 | 0 | 0
STWD | 0 | 0 | 0 | 0 | 0 | 0
WT | 0 | 0 | 0 | 0 | 0 | 0
IGCC | 0 | 0 | 0 | 0 | 0 | 0
DemandResponse | 0 | 0 | 0 | 0 | 0 | 0
IGCC-CCS | 0 | 0 | 0 | 0 | 0 | 0
WT_off | 0 | 0 | 0 | 0 | 0 | 0
PseudoUnit | 0 | 0 | 0 | 0 | 0 | 0
FixedInterchange | 0 | 0 | 0 | 0 | 0 | 0
Emission Cost by Reporting Type: NWPP_Gas
ReportingType | 2015 | 2020 | 2025 | 2030 | 2035 | 2040
BM | 0 | 0 | 0 | 0 | 0 | 0
CC | 0 | 0 | 0 | 0 | 0 | 0
CSP | 0 | 0 | 0 | 0 | 0 | 0
CT | 0 | 0 | 0 | 0 | 0 | 0
Coal | 0 | 0 | 0 | 0 | 0 | 0
Geo | 0 | 0 | 0 | 0 | 0 | 0
H | 0 | 0 | 0 | 0 | 0 | 0
LFG | 0 | 0 | 0 | 0 | 0 | 0
Nuc | 0 | 0 | 0 | 0 | 0 | 0
PS | 0 | 0 | 0 | 0 | 0 | 0
PV | 0 | 0 | 0 | 0 | 0 | 0
PeakG | 0 | 0 | 0 | 0 | 0 | 0
PeakO | 0 | 0 | 0 | 0 | 0 | 0
ST | 0 | 0 | 0 | 0 | 0 | 0
STOG | 0 | 0 | 0 | 0 | 0 | 0
STWD | 0 | 0 | 0 | 0 | 0 | 0
WT | 0 | 0 | 0 | 0 | 0 | 0
IGCC | 0 | 0 | 0 | 0 | 0 | 0
DemandResponse | 0 | 0 | 0 | 0 | 0 | 0
IGCC-CCS | 0 | 0 | 0 | 0 | 0 | 0
WT_off | 0 | 0 | 0 | 0 | 0 | 0
PseudoUnit | 0 | 0 | 0 | 0 | 0 | 0
FixedInterchange | 0 | 0 | 0 | 0 | 0 | 0
Emission Cost by Reporting Type: NWPP_NucRenew
ReportingType | 2015 | 2020 | 2025 | 2030 | 2035 | 2040
BM | 0 | 0 | 0 | 0 | 0 | 0
CC | 0 | 0 | 0 | 0 | 0 | 0
CSP | 0 | 0 | 0 | 0 | 0 | 0
CT | 0 | 0 | 0 | 0 | 0 | 0
Coal | 0 | 0 | 0 | 0 | 0 | 0
Geo | 0 | 0 | 0 | 0 | 0 | 0
H | 0 | 0 | 0 | 0 | 0 | 0
LFG | 0 | 0 | 0 | 0 | 0 | 0
Nuc | 0 | 0 | 0 | 0 | 0 | 0
PS | 0 | 0 | 0 | 0 | 0 | 0
PV | 0 | 0 | 0 | 0 | 0 | 0
PeakG | 0 | 0 | 0 | 0 | 0 | 0
PeakO | 0 | 0 | 0 | 0 | 0 | 0
ST | 0 | 0 | 0 | 0 | 0 | 0
STOG | 0 | 0 | 0 | 0 | 0 | 0
STWD | 0 | 0 | 0 | 0 | 0 | 0
WT | 0 | 0 | 0 | 0 | 0 | 0
IGCC | 0 | 0 | 0 | 0 | 0 | 0
DemandResponse | 0 | 0 | 0 | 0 | 0 | 0
IGCC-CCS | 0 | 0 | 0 | 0 | 0 | 0
WT_off | 0 | 0 | 0 | 0 | 0 | 0
PseudoUnit | 0 | 0 | 0 | 0 | 0 | 0
FixedInterchange | 0 | 0 | 0 | 0 | 0 | 0
Emission Cost by Reporting Type: RMPA
ReportingType | 2015 | 2020 | 2025 | 2030 | 2035 | 2040
BM | 0 | 0 | 0 | 0 | 0 | 0
CC | 0 | 0 | 0 | 0 | 0 | 0
CSP | 0 | 0 | 0 | 0 | 0 | 0
CT | 0 | 0 | 0 | 0 | 0 | 0
Coal | 0 | 0 | 0 | 0 | 0 | 0
Geo | 0 | 0 | 0 | 0 | 0 | 0
H | 0 | 0 | 0 | 0 | 0 | 0
LFG | 0 | 0 | 0 | 0 | 0 | 0
Nuc | 0 | 0 | 0 | 0 | 0 | 0
PS | 0 | 0 | 0 | 0 | 0 | 0
PV | 0 | 0 | 0 | 0 | 0 | 0
PeakG | 0 | 0 | 0 | 0 | 0 | 0
PeakO | 0 | 0 | 0 | 0 | 0 | 0
ST | 0 | 0 | 0 | 0 | 0 | 0
STOG | 0 | 0 | 0 | 0 | 0 | 0
STWD | 0 | 0 | 0 | 0 | 0 | 0
WT | 0 | 0 | 0 | 0 | 0 | 0
IGCC | 0 | 0 | 0 | 0 | 0 | 0
DemandResponse | 0 | 0 | 0 | 0 | 0 | 0
IGCC-CCS | 0 | 0 | 0 | 0 | 0 | 0
WT_off | 0 | 0 | 0 | 0 | 0 | 0
PseudoUnit | 0 | 0 | 0 | 0 | 0 | 0
FixedInterchange | 0 | 0 | 0 | 0 | 0 | 0
Emission Cost by Reporting Type: SP15
ReportingType | 2015 | 2020 | 2025 | 2030 | 2035 | 2040
BM | 0 | 0 | 0 | 0 | 0 | 0
CC | 164.65 | 176.64 | 95.86 | 189.08 | 273.5 | 76.88
CSP | 0 | 0 | 0 | 0 | 0 | 0
CT | 0 | 0 | 0 | 0 | 0 | 0
Coal | 15.51 | 0 | 0 | 0 | 0 | 0
Geo | 0 | 0 | 0 | 0 | 0 | 0
H | 0 | 0 | 0 | 0 | 0 | 0
LFG | 0 | 0 | 0 | 0 | 0 | 0
Nuc | 0 | 0 | 0 | 0 | 0 | 0
PS | 0 | 0 | 0 | 0 | 0 | 0
PV | 0 | 0 | 0 | 0 | 0 | 0
PeakG | 0 | 0 | 0.62 | 1.52 | 3.09 | 0.41
PeakO | 0 | 0 | 0 | 0 | 0 | 0
ST | 0 | 0 | 0 | 0 | 0 | 0
STOG | 1.87 | 1.12 | 0 | 0 | 0 | 0
STWD | 0 | 0 | 0 | 0 | 0 | 0
WT | 0 | 0 | 0 | 0 | 0 | 0
IGCC | 0 | 0 | 0 | 0 | 0 | 0
DemandResponse | 0 | 0 | 0 | 0 | 0 | 0
IGCC-CCS | 0 | 0 | 0 | 0 | 0 | 0
WT_off | 0 | 0 | 0 | 0 | 0 | 0
PseudoUnit | 0 | 0 | 0 | 0 | 0 | 0
FixedInterchange | 0 | 0 | 0 | 0 | 0 | 0
Emission Cost by Reporting Type: ALB
ReportingType | 2015 | 2020 | 2025 | 2030 | 2035 | 2040
BM | 0 | 0 | 0 | 0 | 0 | 0
CC | 0 | 0 | 0 | 0 | 0 | 0
CSP | 0 | 0 | 0 | 0 | 0 | 0
CT | 0 | 0 | 0 | 0 | 0 | 0
Coal | 0 | 0 | 0 | 0 | 0 | 0
Geo | 0 | 0 | 0 | 0 | 0 | 0
H | 0 | 0 | 0 | 0 | 0 | 0
LFG | 0 | 0 | 0 | 0 | 0 | 0
Nuc | 0 | 0 | 0 | 0 | 0 | 0
PS | 0 | 0 | 0 | 0 | 0 | 0
PV | 0 | 0 | 0 | 0 | 0 | 0
PeakG | 0 | 0 | 0 | 0 | 0 | 0
PeakO | 0 | 0 | 0 | 0 | 0 | 0
ST | 0 | 0 | 0 | 0 | 0 | 0
STOG | 0 | 0 | 0 | 0 | 0 | 0
STWD | 0 | 0 | 0 | 0 | 0 | 0
WT | 0 | 0 | 0 | 0 | 0 | 0
IGCC | 0 | 0 | 0 | 0 | 0 | 0
DemandResponse | 0 | 0 | 0 | 0 | 0 | 0
IGCC-CCS | 0 | 0 | 0 | 0 | 0 | 0
WT_off | 0 | 0 | 0 | 0 | 0 | 0
PseudoUnit | 0 | 0 | 0 | 0 | 0 | 0
FixedInterchange | 0 | 0 | 0 | 0 | 0 | 0
Emission Cost by Reporting Type: BC
ReportingType | 2015 | 2020 | 2025 | 2030 | 2035 | 2040
BM | 0 | 0 | 0 | 0 | 0 | 0
CC | 0 | 0 | 0 | 0 | 0 | 0
CSP | 0 | 0 | 0 | 0 | 0 | 0
CT | 0 | 0 | 0 | 0 | 0 | 0
Coal | 0 | 0 | 0 | 0 | 0 | 0
Geo | 0 | 0 | 0 | 0 | 0 | 0
H | 0 | 0 | 0 | 0 | 0 | 0
LFG | 0 | 0 | 0 | 0 | 0 | 0
Nuc | 0 | 0 | 0 | 0 | 0 | 0
PS | 0 | 0 | 0 | 0 | 0 | 0
PV | 0 | 0 | 0 | 0 | 0 | 0
PeakG | 0 | 0 | 0 | 0 | 0 | 0
PeakO | 0 | 0 | 0 | 0 | 0 | 0
ST | 0 | 0 | 0 | 0 | 0 | 0
STOG | 0 | 0 | 0 | 0 | 0 | 0
STWD | 0 | 0 | 0 | 0 | 0 | 0
WT | 0 | 0 | 0 | 0 | 0 | 0
IGCC | 0 | 0 | 0 | 0 | 0 | 0
DemandResponse | 0 | 0 | 0 | 0 | 0 | 0
IGCC-CCS | 0 | 0 | 0 | 0 | 0 | 0
WT_off | 0 | 0 | 0 | 0 | 0 | 0
PseudoUnit | 0 | 0 | 0 | 0 | 0 | 0
FixedInterchange | 0 | 0 | 0 | 0 | 0 | 0
Emission Cost by Reporting Type: HQ_IESO
ReportingType | 2015 | 2020 | 2025 | 2030 | 2035 | 2040
BM | 0 | 0 | 0 | 0 | 0 | 0
CC | 0 | 0 | 0 | 0 | 0 | 0
CSP | 0 | 0 | 0 | 0 | 0 | 0
CT | 0 | 0 | 0 | 0 | 0 | 0
Coal | 0 | 0 | 0 | 0 | 0 | 0
Geo | 0 | 0 | 0 | 0 | 0 | 0
H | 0 | 0 | 0 | 0 | 0 | 0
LFG | 0 | 0 | 0 | 0 | 0 | 0
Nuc | 0 | 0 | 0 | 0 | 0 | 0
PS | 0 | 0 | 0 | 0 | 0 | 0
PV | 0 | 0 | 0 | 0 | 0 | 0
PeakG | 0 | 0 | 0 | 0 | 0 | 0
PeakO | 0 | 0 | 0 | 0 | 0 | 0
ST | 0 | 0 | 0 | 0 | 0 | 0
STOG | 0 | 0 | 0 | 0 | 0 | 0
STWD | 0 | 0 | 0 | 0 | 0 | 0
WT | 0 | 0 | 0 | 0 | 0 | 0
IGCC | 0 | 0 | 0 | 0 | 0 | 0
DemandResponse | 0 | 0 | 0 | 0 | 0 | 0
IGCC-CCS | 0 | 0 | 0 | 0 | 0 | 0
WT_off | 0 | 0 | 0 | 0 | 0 | 0
PseudoUnit | 0 | 0 | 0 | 0 | 0 | 0
FixedInterchange | 0 | 0 | 0 | 0 | 0 | 0
Emission Cost by Reporting Type: HQ_NEISO
ReportingType | 2015 | 2020 | 2025 | 2030 | 2035 | 2040
BM | 0 | 0 | 0 | 0 | 0 | 0
CC | 0 | 0 | 0 | 0 | 0 | 0
CSP | 0 | 0 | 0 | 0 | 0 | 0
CT | 0 | 0 | 0 | 0 | 0 | 0
Coal | 0 | 0 | 0 | 0 | 0 | 0
Geo | 0 | 0 | 0 | 0 | 0 | 0
H | 0 | 0 | 0 | 0 | 0 | 0
LFG | 0 | 0 | 0 | 0 | 0 | 0
Nuc | 0 | 0 | 0 | 0 | 0 | 0
PS | 0 | 0 | 0 | 0 | 0 | 0
PV | 0 | 0 | 0 | 0 | 0 | 0
PeakG | 0 | 0 | 0 | 0 | 0 | 0
PeakO | 0 | 0 | 0 | 0 | 0 | 0
ST | 0 | 0 | 0 | 0 | 0 | 0
STOG | 0 | 0 | 0 | 0 | 0 | 0
STWD | 0 | 0 | 0 | 0 | 0 | 0
WT | 0 | 0 | 0 | 0 | 0 | 0
IGCC | 0 | 0 | 0 | 0 | 0 | 0
DemandResponse | 0 | 0 | 0 | 0 | 0 | 0
IGCC-CCS | 0 | 0 | 0 | 0 | 0 | 0
WT_off | 0 | 0 | 0 | 0 | 0 | 0
PseudoUnit | 0 | 0 | 0 | 0 | 0 | 0
FixedInterchange | 0 | 0 | 0 | 0 | 0 | 0
Emission Cost by Reporting Type: HQ_NY
ReportingType | 2015 | 2020 | 2025 | 2030 | 2035 | 2040
BM | 0 | 0 | 0 | 0 | 0 | 0
CC | 0 | 0 | 0 | 0 | 0 | 0
CSP | 0 | 0 | 0 | 0 | 0 | 0
CT | 0 | 0 | 0 | 0 | 0 | 0
Coal | 0 | 0 | 0 | 0 | 0 | 0
Geo | 0 | 0 | 0 | 0 | 0 | 0
H | 0 | 0 | 0 | 0 | 0 | 0
LFG | 0 | 0 | 0 | 0 | 0 | 0
Nuc | 0 | 0 | 0 | 0 | 0 | 0
PS | 0 | 0 | 0 | 0 | 0 | 0
PV | 0 | 0 | 0 | 0 | 0 | 0
PeakG | 0 | 0 | 0 | 0 | 0 | 0
PeakO | 0 | 0 | 0 | 0 | 0 | 0
ST | 0 | 0 | 0 | 0 | 0 | 0
STOG | 0 | 0 | 0 | 0 | 0 | 0
STWD | 0 | 0 | 0 | 0 | 0 | 0
WT | 0 | 0 | 0 | 0 | 0 | 0
IGCC | 0 | 0 | 0 | 0 | 0 | 0
DemandResponse | 0 | 0 | 0 | 0 | 0 | 0
IGCC-CCS | 0 | 0 | 0 | 0 | 0 | 0
WT_off | 0 | 0 | 0 | 0 | 0 | 0
PseudoUnit | 0 | 0 | 0 | 0 | 0 | 0
FixedInterchange | 0 | 0 | 0 | 0 | 0 | 0
Emission Cost by Reporting Type: MARITIMES
ReportingType | 2015 | 2020 | 2025 | 2030 | 2035 | 2040
BM | 0 | 0 | 0 | 0 | 0 | 0
CC | 0 | 0 | 0 | 0 | 0 | 0
CSP | 0 | 0 | 0 | 0 | 0 | 0
CT | 0 | 0 | 0 | 0 | 0 | 0
Coal | 0 | 0 | 0 | 0 | 0 | 0
Geo | 0 | 0 | 0 | 0 | 0 | 0
H | 0 | 0 | 0 | 0 | 0 | 0
LFG | 0 | 0 | 0 | 0 | 0 | 0
Nuc | 0 | 0 | 0 | 0 | 0 | 0
PS | 0 | 0 | 0 | 0 | 0 | 0
PV | 0 | 0 | 0 | 0 | 0 | 0
PeakG | 0 | 0 | 0 | 0 | 0 | 0
PeakO | 0 | 0 | 0 | 0 | 0 | 0
ST | 0 | 0 | 0 | 0 | 0 | 0
STOG | 0 | 0 | 0 | 0 | 0 | 0
STWD | 0 | 0 | 0 | 0 | 0 | 0
WT | 0 | 0 | 0 | 0 | 0 | 0
IGCC | 0 | 0 | 0 | 0 | 0 | 0
DemandResponse | 0 | 0 | 0 | 0 | 0 | 0
IGCC-CCS | 0 | 0 | 0 | 0 | 0 | 0
WT_off | 0 | 0 | 0 | 0 | 0 | 0
PseudoUnit | 0 | 0 | 0 | 0 | 0 | 0
FixedInterchange | 0 | 0 | 0 | 0 | 0 | 0
Emission Cost by Reporting Type: All
ReportingType | 2015 | 2020 | 2025 | 2030 | 2035 | 2040
BM | 0 | 0 | 0 | 0 | 0 | 0
CC | 418.26 | 249.91 | 153.8 | 289.91 | 419.41 | 169.61
CSP | 0 | 0 | 0 | 0 | 0 | 0
CT | 0 | 0 | 0 | 0 | 0 | 0
Coal | 20.1 | 0 | 0 | 0 | 0 | 0
Geo | 0 | 0 | 0 | 0 | 0 | 0
H | 0 | 0 | 0 | 0 | 0 | 0
LFG | 0 | 0 | 0 | 0 | 0 | 0
Nuc | 0 | 0 | 0 | 0 | 0 | 0
PS | 0 | 0 | 0 | 0 | 0 | 0
PV | 0 | 0 | 0 | 0 | 0 | 0
PeakG | 0 | 0 | 0.62 | 1.52 | 3.09 | 0.41
PeakO | 0 | 0 | 0 | 0 | 0 | 0
ST | 0 | 0 | 0 | 0 | 0 | 0
STOG | 2.53 | 1.29 | 0 | 0 | 0 | 0
STWD | 0 | 0 | 0 | 0 | 0 | 0
WT | 0 | 0 | 0 | 0 | 0 | 0
IGCC | 0 | 0 | 0 | 0 | 0 | 0
DemandResponse | 0 | 0 | 0 | 0 | 0 | 0
IGCC-CCS | 0 | 0 | 0 | 0 | 0 | 0
WT_off | 0 | 0 | 0 | 0 | 0 | 0
PseudoUnit | 0 | 0 | 0 | 0 | 0 | 0
FixedInterchange | 0 | 0 | 0 | 0 | 0 | 0
Emission Cost by Reporting Type: EI_US
ReportingType | 2015 | 2020 | 2025 | 2030 | 2035 | 2040
BM | 0 | 0 | 0 | 0 | 0 | 0
CC | 0 | 0 | 0 | 0 | 0 | 0
CSP | 0 | 0 | 0 | 0 | 0 | 0
CT | 0 | 0 | 0 | 0 | 0 | 0
Coal | 0 | 0 | 0 | 0 | 0 | 0
Geo | 0 | 0 | 0 | 0 | 0 | 0
H | 0 | 0 | 0 | 0 | 0 | 0
LFG | 0 | 0 | 0 | 0 | 0 | 0
Nuc | 0 | 0 | 0 | 0 | 0 | 0
PS | 0 | 0 | 0 | 0 | 0 | 0
PV | 0 | 0 | 0 | 0 | 0 | 0
PeakG | 0 | 0 | 0 | 0 | 0 | 0
PeakO | 0 | 0 | 0 | 0 | 0 | 0
ST | 0 | 0 | 0 | 0 | 0 | 0
STOG | 0 | 0 | 0 | 0 | 0 | 0
STWD | 0 | 0 | 0 | 0 | 0 | 0
WT | 0 | 0 | 0 | 0 | 0 | 0
IGCC | 0 | 0 | 0 | 0 | 0 | 0
DemandResponse | 0 | 0 | 0 | 0 | 0 | 0
IGCC-CCS | 0 | 0 | 0 | 0 | 0 | 0
WT_off | 0 | 0 | 0 | 0 | 0 | 0
PseudoUnit | 0 | 0 | 0 | 0 | 0 | 0
FixedInterchange | 0 | 0 | 0 | 0 | 0 | 0
Emission Cost by Reporting Type: EI_Canada
ReportingType | 2015 | 2020 | 2025 | 2030 | 2035 | 2040
BM | 0 | 0 | 0 | 0 | 0 | 0
CC | 0 | 0 | 0 | 0 | 0 | 0
CSP | 0 | 0 | 0 | 0 | 0 | 0
CT | 0 | 0 | 0 | 0 | 0 | 0
Coal | 0 | 0 | 0 | 0 | 0 | 0
Geo | 0 | 0 | 0 | 0 | 0 | 0
H | 0 | 0 | 0 | 0 | 0 | 0
LFG | 0 | 0 | 0 | 0 | 0 | 0
Nuc | 0 | 0 | 0 | 0 | 0 | 0
PS | 0 | 0 | 0 | 0 | 0 | 0
PV | 0 | 0 | 0 | 0 | 0 | 0
PeakG | 0 | 0 | 0 | 0 | 0 | 0
PeakO | 0 | 0 | 0 | 0 | 0 | 0
ST | 0 | 0 | 0 | 0 | 0 | 0
STOG | 0 | 0 | 0 | 0 | 0 | 0
STWD | 0 | 0 | 0 | 0 | 0 | 0
WT | 0 | 0 | 0 | 0 | 0 | 0
IGCC | 0 | 0 | 0 | 0 | 0 | 0
DemandResponse | 0 | 0 | 0 | 0 | 0 | 0
IGCC-CCS | 0 | 0 | 0 | 0 | 0 | 0
WT_off | 0 | 0 | 0 | 0 | 0 | 0
PseudoUnit | 0 | 0 | 0 | 0 | 0 | 0
FixedInterchange | 0 | 0 | 0 | 0 | 0 | 0
Emission Cost by Reporting Type: EI
ReportingType | 2015 | 2020 | 2025 | 2030 | 2035 | 2040
BM | 0 | 0 | 0 | 0 | 0 | 0
CC | 0 | 0 | 0 | 0 | 0 | 0
CSP | 0 | 0 | 0 | 0 | 0 | 0
CT | 0 | 0 | 0 | 0 | 0 | 0
Coal | 0 | 0 | 0 | 0 | 0 | 0
Geo | 0 | 0 | 0 | 0 | 0 | 0
H | 0 | 0 | 0 | 0 | 0 | 0
LFG | 0 | 0 | 0 | 0 | 0 | 0
Nuc | 0 | 0 | 0 | 0 | 0 | 0
PS | 0 | 0 | 0 | 0 | 0 | 0
PV | 0 | 0 | 0 | 0 | 0 | 0
PeakG | 0 | 0 | 0 | 0 | 0 | 0
PeakO | 0 | 0 | 0 | 0 | 0 | 0
ST | 0 | 0 | 0 | 0 | 0 | 0
STOG | 0 | 0 | 0 | 0 | 0 | 0
STWD | 0 | 0 | 0 | 0 | 0 | 0
WT | 0 | 0 | 0 | 0 | 0 | 0
IGCC | 0 | 0 | 0 | 0 | 0 | 0
DemandResponse | 0 | 0 | 0 | 0 | 0 | 0
IGCC-CCS | 0 | 0 | 0 | 0 | 0 | 0
WT_off | 0 | 0 | 0 | 0 | 0 | 0
PseudoUnit | 0 | 0 | 0 | 0 | 0 | 0
FixedInterchange | 0 | 0 | 0 | 0 | 0 | 0
Emission Cost by Reporting Type: Outside_EI
ReportingType | 2015 | 2020 | 2025 | 2030 | 2035 | 2040
BM | 0 | 0 | 0 | 0 | 0 | 0
CC | 418.26 | 249.91 | 153.8 | 289.91 | 419.41 | 169.61
CSP | 0 | 0 | 0 | 0 | 0 | 0
CT | 0 | 0 | 0 | 0 | 0 | 0
Coal | 20.1 | 0 | 0 | 0 | 0 | 0
Geo | 0 | 0 | 0 | 0 | 0 | 0
H | 0 | 0 | 0 | 0 | 0 | 0
LFG | 0 | 0 | 0 | 0 | 0 | 0
Nuc | 0 | 0 | 0 | 0 | 0 | 0
PS | 0 | 0 | 0 | 0 | 0 | 0
PV | 0 | 0 | 0 | 0 | 0 | 0
PeakG | 0 | 0 | 0.62 | 1.52 | 3.09 | 0.41
PeakO | 0 | 0 | 0 | 0 | 0 | 0
ST | 0 | 0 | 0 | 0 | 0 | 0
STOG | 2.53 | 1.29 | 0 | 0 | 0 | 0
STWD | 0 | 0 | 0 | 0 | 0 | 0
WT | 0 | 0 | 0 | 0 | 0 | 0
IGCC | 0 | 0 | 0 | 0 | 0 | 0
DemandResponse | 0 | 0 | 0 | 0 | 0 | 0
IGCC-CCS | 0 | 0 | 0 | 0 | 0 | 0
WT_off | 0 | 0 | 0 | 0 | 0 | 0
PseudoUnit | 0 | 0 | 0 | 0 | 0 | 0
FixedInterchange | 0 | 0 | 0 | 0 | 0 | 0
==== Emission Program: RGGI : (CO2) ====
Emission Cost by Reporting Type: Entergy
ReportingType | 2015 | 2020 | 2025 | 2030 | 2035 | 2040
BM | 0 | 0 | 0 | 0 | 0 | 0
CC | 0 | 0 | 0 | 0 | 0 | 0
CSP | 0 | 0 | 0 | 0 | 0 | 0
CT | 0 | 0 | 0 | 0 | 0 | 0
Coal | 0 | 0 | 0 | 0 | 0 | 0
Geo | 0 | 0 | 0 | 0 | 0 | 0
H | 0 | 0 | 0 | 0 | 0 | 0
LFG | 0 | 0 | 0 | 0 | 0 | 0
Nuc | 0 | 0 | 0 | 0 | 0 | 0
PS | 0 | 0 | 0 | 0 | 0 | 0
PV | 0 | 0 | 0 | 0 | 0 | 0
PeakG | 0 | 0 | 0 | 0 | 0 | 0
PeakO | 0 | 0 | 0 | 0 | 0 | 0
ST | 0 | 0 | 0 | 0 | 0 | 0
STOG | 0 | 0 | 0 | 0 | 0 | 0
STWD | 0 | 0 | 0 | 0 | 0 | 0
WT | 0 | 0 | 0 | 0 | 0 | 0
IGCC | 0 | 0 | 0 | 0 | 0 | 0
DemandResponse | 0 | 0 | 0 | 0 | 0 | 0
IGCC-CCS | 0 | 0 | 0 | 0 | 0 | 0
WT_off | 0 | 0 | 0 | 0 | 0 | 0
PseudoUnit | 0 | 0 | 0 | 0 | 0 | 0
FixedInterchange | 0 | 0 | 0 | 0 | 0 | 0
Emission Cost by Reporting Type: FRCC
ReportingType | 2015 | 2020 | 2025 | 2030 | 2035 | 2040
BM | 0 | 0 | 0 | 0 | 0 | 0
CC | 0 | 0 | 0 | 0 | 0 | 0
CSP | 0 | 0 | 0 | 0 | 0 | 0
CT | 0 | 0 | 0 | 0 | 0 | 0
Coal | 0 | 0 | 0 | 0 | 0 | 0
Geo | 0 | 0 | 0 | 0 | 0 | 0
H | 0 | 0 | 0 | 0 | 0 | 0
LFG | 0 | 0 | 0 | 0 | 0 | 0
Nuc | 0 | 0 | 0 | 0 | 0 | 0
PS | 0 | 0 | 0 | 0 | 0 | 0
PV | 0 | 0 | 0 | 0 | 0 | 0
PeakG | 0 | 0 | 0 | 0 | 0 | 0
PeakO | 0 | 0 | 0 | 0 | 0 | 0
ST | 0 | 0 | 0 | 0 | 0 | 0
STOG | 0 | 0 | 0 | 0 | 0 | 0
STWD | 0 | 0 | 0 | 0 | 0 | 0
WT | 0 | 0 | 0 | 0 | 0 | 0
IGCC | 0 | 0 | 0 | 0 | 0 | 0
DemandResponse | 0 | 0 | 0 | 0 | 0 | 0
IGCC-CCS | 0 | 0 | 0 | 0 | 0 | 0
WT_off | 0 | 0 | 0 | 0 | 0 | 0
PseudoUnit | 0 | 0 | 0 | 0 | 0 | 0
FixedInterchange | 0 | 0 | 0 | 0 | 0 | 0
Emission Cost by Reporting Type: MAPP_US
ReportingType | 2015 | 2020 | 2025 | 2030 | 2035 | 2040
BM | 0 | 0 | 0 | 0 | 0 | 0
CC | 0 | 0 | 0 | 0 | 0 | 0
CSP | 0 | 0 | 0 | 0 | 0 | 0
CT | 0 | 0 | 0 | 0 | 0 | 0
Coal | 0 | 0 | 0 | 0 | 0 | 0
Geo | 0 | 0 | 0 | 0 | 0 | 0
H | 0 | 0 | 0 | 0 | 0 | 0
LFG | 0 | 0 | 0 | 0 | 0 | 0
Nuc | 0 | 0 | 0 | 0 | 0 | 0
PS | 0 | 0 | 0 | 0 | 0 | 0
PV | 0 | 0 | 0 | 0 | 0 | 0
PeakG | 0 | 0 | 0 | 0 | 0 | 0
PeakO | 0 | 0 | 0 | 0 | 0 | 0
ST | 0 | 0 | 0 | 0 | 0 | 0
STOG | 0 | 0 | 0 | 0 | 0 | 0
STWD | 0 | 0 | 0 | 0 | 0 | 0
WT | 0 | 0 | 0 | 0 | 0 | 0
IGCC | 0 | 0 | 0 | 0 | 0 | 0
DemandResponse | 0 | 0 | 0 | 0 | 0 | 0
IGCC-CCS | 0 | 0 | 0 | 0 | 0 | 0
WT_off | 0 | 0 | 0 | 0 | 0 | 0
PseudoUnit | 0 | 0 | 0 | 0 | 0 | 0
FixedInterchange | 0 | 0 | 0 | 0 | 0 | 0
Emission Cost by Reporting Type: MISO_IN
ReportingType | 2015 | 2020 | 2025 | 2030 | 2035 | 2040
BM | 0 | 0 | 0 | 0 | 0 | 0
CC | 0 | 0 | 0 | 0 | 0 | 0
CSP | 0 | 0 | 0 | 0 | 0 | 0
CT | 0 | 0 | 0 | 0 | 0 | 0
Coal | 0 | 0 | 0 | 0 | 0 | 0
Geo | 0 | 0 | 0 | 0 | 0 | 0
H | 0 | 0 | 0 | 0 | 0 | 0
LFG | 0 | 0 | 0 | 0 | 0 | 0
Nuc | 0 | 0 | 0 | 0 | 0 | 0
PS | 0 | 0 | 0 | 0 | 0 | 0
PV | 0 | 0 | 0 | 0 | 0 | 0
PeakG | 0 | 0 | 0 | 0 | 0 | 0
PeakO | 0 | 0 | 0 | 0 | 0 | 0
ST | 0 | 0 | 0 | 0 | 0 | 0
STOG | 0 | 0 | 0 | 0 | 0 | 0
STWD | 0 | 0 | 0 | 0 | 0 | 0
WT | 0 | 0 | 0 | 0 | 0 | 0
IGCC | 0 | 0 | 0 | 0 | 0 | 0
DemandResponse | 0 | 0 | 0 | 0 | 0 | 0
IGCC-CCS | 0 | 0 | 0 | 0 | 0 | 0
WT_off | 0 | 0 | 0 | 0 | 0 | 0
PseudoUnit | 0 | 0 | 0 | 0 | 0 | 0
FixedInterchange | 0 | 0 | 0 | 0 | 0 | 0
Emission Cost by Reporting Type: MISO_MI
ReportingType | 2015 | 2020 | 2025 | 2030 | 2035 | 2040
BM | 0 | 0 | 0 | 0 | 0 | 0
CC | 0 | 0 | 0 | 0 | 0 | 0
CSP | 0 | 0 | 0 | 0 | 0 | 0
CT | 0 | 0 | 0 | 0 | 0 | 0
Coal | 0 | 0 | 0 | 0 | 0 | 0
Geo | 0 | 0 | 0 | 0 | 0 | 0
H | 0 | 0 | 0 | 0 | 0 | 0
LFG | 0 | 0 | 0 | 0 | 0 | 0
Nuc | 0 | 0 | 0 | 0 | 0 | 0
PS | 0 | 0 | 0 | 0 | 0 | 0
PV | 0 | 0 | 0 | 0 | 0 | 0
PeakG | 0 | 0 | 0 | 0 | 0 | 0
PeakO | 0 | 0 | 0 | 0 | 0 | 0
ST | 0 | 0 | 0 | 0 | 0 | 0
STOG | 0 | 0 | 0 | 0 | 0 | 0
STWD | 0 | 0 | 0 | 0 | 0 | 0
WT | 0 | 0 | 0 | 0 | 0 | 0
IGCC | 0 | 0 | 0 | 0 | 0 | 0
DemandResponse | 0 | 0 | 0 | 0 | 0 | 0
IGCC-CCS | 0 | 0 | 0 | 0 | 0 | 0
WT_off | 0 | 0 | 0 | 0 | 0 | 0
PseudoUnit | 0 | 0 | 0 | 0 | 0 | 0
FixedInterchange | 0 | 0 | 0 | 0 | 0 | 0
Emission Cost by Reporting Type: MISO_MO-IL
ReportingType | 2015 | 2020 | 2025 | 2030 | 2035 | 2040
BM | 0 | 0 | 0 | 0 | 0 | 0
CC | 0 | 0 | 0 | 0 | 0 | 0
CSP | 0 | 0 | 0 | 0 | 0 | 0
CT | 0 | 0 | 0 | 0 | 0 | 0
Coal | 0 | 0 | 0 | 0 | 0 | 0
Geo | 0 | 0 | 0 | 0 | 0 | 0
H | 0 | 0 | 0 | 0 | 0 | 0
LFG | 0 | 0 | 0 | 0 | 0 | 0
Nuc | 0 | 0 | 0 | 0 | 0 | 0
PS | 0 | 0 | 0 | 0 | 0 | 0
PV | 0 | 0 | 0 | 0 | 0 | 0
PeakG | 0 | 0 | 0 | 0 | 0 | 0
PeakO | 0 | 0 | 0 | 0 | 0 | 0
ST | 0 | 0 | 0 | 0 | 0 | 0
STOG | 0 | 0 | 0 | 0 | 0 | 0
STWD | 0 | 0 | 0 | 0 | 0 | 0
WT | 0 | 0 | 0 | 0 | 0 | 0
IGCC | 0 | 0 | 0 | 0 | 0 | 0
DemandResponse | 0 | 0 | 0 | 0 | 0 | 0
IGCC-CCS | 0 | 0 | 0 | 0 | 0 | 0
WT_off | 0 | 0 | 0 | 0 | 0 | 0
PseudoUnit | 0 | 0 | 0 | 0 | 0 | 0
FixedInterchange | 0 | 0 | 0 | 0 | 0 | 0
Emission Cost by Reporting Type: MISO_W
ReportingType | 2015 | 2020 | 2025 | 2030 | 2035 | 2040
BM | 0 | 0 | 0 | 0 | 0 | 0
CC | 0 | 0 | 0 | 0 | 0 | 0
CSP | 0 | 0 | 0 | 0 | 0 | 0
CT | 0 | 0 | 0 | 0 | 0 | 0
Coal | 0 | 0 | 0 | 0 | 0 | 0
Geo | 0 | 0 | 0 | 0 | 0 | 0
H | 0 | 0 | 0 | 0 | 0 | 0
LFG | 0 | 0 | 0 | 0 | 0 | 0
Nuc | 0 | 0 | 0 | 0 | 0 | 0
PS | 0 | 0 | 0 | 0 | 0 | 0
PV | 0 | 0 | 0 | 0 | 0 | 0
PeakG | 0 | 0 | 0 | 0 | 0 | 0
PeakO | 0 | 0 | 0 | 0 | 0 | 0
ST | 0 | 0 | 0 | 0 | 0 | 0
STOG | 0 | 0 | 0 | 0 | 0 | 0
STWD | 0 | 0 | 0 | 0 | 0 | 0
WT | 0 | 0 | 0 | 0 | 0 | 0
IGCC | 0 | 0 | 0 | 0 | 0 | 0
DemandResponse | 0 | 0 | 0 | 0 | 0 | 0
IGCC-CCS | 0 | 0 | 0 | 0 | 0 | 0
WT_off | 0 | 0 | 0 | 0 | 0 | 0
PseudoUnit | 0 | 0 | 0 | 0 | 0 | 0
FixedInterchange | 0 | 0 | 0 | 0 | 0 | 0
Emission Cost by Reporting Type: MISO_WUMS
ReportingType | 2015 | 2020 | 2025 | 2030 | 2035 | 2040
BM | 0 | 0 | 0 | 0 | 0 | 0
CC | 0 | 0 | 0 | 0 | 0 | 0
CSP | 0 | 0 | 0 | 0 | 0 | 0
CT | 0 | 0 | 0 | 0 | 0 | 0
Coal | 0 | 0 | 0 | 0 | 0 | 0
Geo | 0 | 0 | 0 | 0 | 0 | 0
H | 0 | 0 | 0 | 0 | 0 | 0
LFG | 0 | 0 | 0 | 0 | 0 | 0
Nuc | 0 | 0 | 0 | 0 | 0 | 0
PS | 0 | 0 | 0 | 0 | 0 | 0
PV | 0 | 0 | 0 | 0 | 0 | 0
PeakG | 0 | 0 | 0 | 0 | 0 | 0
PeakO | 0 | 0 | 0 | 0 | 0 | 0
ST | 0 | 0 | 0 | 0 | 0 | 0
STOG | 0 | 0 | 0 | 0 | 0 | 0
STWD | 0 | 0 | 0 | 0 | 0 | 0
WT | 0 | 0 | 0 | 0 | 0 | 0
IGCC | 0 | 0 | 0 | 0 | 0 | 0
DemandResponse | 0 | 0 | 0 | 0 | 0 | 0
IGCC-CCS | 0 | 0 | 0 | 0 | 0 | 0
WT_off | 0 | 0 | 0 | 0 | 0 | 0
PseudoUnit | 0 | 0 | 0 | 0 | 0 | 0
FixedInterchange | 0 | 0 | 0 | 0 | 0 | 0
Emission Cost by Reporting Type: Nebraska
ReportingType | 2015 | 2020 | 2025 | 2030 | 2035 | 2040
BM | 0 | 0 | 0 | 0 | 0 | 0
CC | 0 | 0 | 0 | 0 | 0 | 0
CSP | 0 | 0 | 0 | 0 | 0 | 0
CT | 0 | 0 | 0 | 0 | 0 | 0
Coal | 0 | 0 | 0 | 0 | 0 | 0
Geo | 0 | 0 | 0 | 0 | 0 | 0
H | 0 | 0 | 0 | 0 | 0 | 0
LFG | 0 | 0 | 0 | 0 | 0 | 0
Nuc | 0 | 0 | 0 | 0 | 0 | 0
PS | 0 | 0 | 0 | 0 | 0 | 0
PV | 0 | 0 | 0 | 0 | 0 | 0
PeakG | 0 | 0 | 0 | 0 | 0 | 0
PeakO | 0 | 0 | 0 | 0 | 0 | 0
ST | 0 | 0 | 0 | 0 | 0 | 0
STOG | 0 | 0 | 0 | 0 | 0 | 0
STWD | 0 | 0 | 0 | 0 | 0 | 0
WT | 0 | 0 | 0 | 0 | 0 | 0
IGCC | 0 | 0 | 0 | 0 | 0 | 0
DemandResponse | 0 | 0 | 0 | 0 | 0 | 0
IGCC-CCS | 0 | 0 | 0 | 0 | 0 | 0
WT_off | 0 | 0 | 0 | 0 | 0 | 0
PseudoUnit | 0 | 0 | 0 | 0 | 0 | 0
FixedInterchange | 0 | 0 | 0 | 0 | 0 | 0
Emission Cost by Reporting Type: NEISO
ReportingType | 2015 | 2020 | 2025 | 2030 | 2035 | 2040
BM | 0 | 0 | 0 | 0 | 0 | 0
CC | 26.97 | 17.8 | 13.45 | 12.84 | 23.28 | 26.89
CSP | 0 | 0 | 0 | 0 | 0 | 0
CT | 0 | 0.01 | 0.01 | 0.01 | 0 | 0
Coal | 0.07 | 0 | 0 | 0 | 0 | 0
Geo | 0 | 0 | 0 | 0 | 0 | 0
H | 0 | 0 | 0 | 0 | 0 | 0
LFG | 0 | 0 | 0 | 0 | 0 | 0
Nuc | 0 | 0 | 0 | 0 | 0 | 0
PS | 0 | 0 | 0 | 0 | 0 | 0
PV | 0 | 0 | 0 | 0 | 0 | 0
PeakG | 0.04 | 0.04 | 0.03 | 0 | 0 | 0
PeakO | 0 | 0 | 0 | 0 | 0 | 0
ST | 0 | 0 | 0 | 0 | 0 | 0
STOG | 0 | 0 | 0 | 0 | 0 | 0
STWD | 0 | 0 | 0 | 0 | 0 | 0
WT | 0 | 0 | 0 | 0 | 0 | 0
IGCC | 0 | 0 | 0 | 0 | 0 | 0
DemandResponse | 0 | 0 | 0 | 0 | 0 | 0
IGCC-CCS | 0 | 0 | 0 | 0 | 0 | 0
WT_off | 0 | 0 | 0 | 0 | 0 | 0
PseudoUnit | 0 | 0 | 0 | 0 | 0 | 0
FixedInterchange | 0 | 0 | 0 | 0 | 0 | 0
Emission Cost by Reporting Type: NonRTO_Midwest
ReportingType | 2015 | 2020 | 2025 | 2030 | 2035 | 2040
BM | 0 | 0 | 0 | 0 | 0 | 0
CC | 0 | 0 | 0 | 0 | 0 | 0
CSP | 0 | 0 | 0 | 0 | 0 | 0
CT | 0 | 0 | 0 | 0 | 0 | 0
Coal | 0 | 0 | 0 | 0 | 0 | 0
Geo | 0 | 0 | 0 | 0 | 0 | 0
H | 0 | 0 | 0 | 0 | 0 | 0
LFG | 0 | 0 | 0 | 0 | 0 | 0
Nuc | 0 | 0 | 0 | 0 | 0 | 0
PS | 0 | 0 | 0 | 0 | 0 | 0
PV | 0 | 0 | 0 | 0 | 0 | 0
PeakG | 0 | 0 | 0 | 0 | 0 | 0
PeakO | 0 | 0 | 0 | 0 | 0 | 0
ST | 0 | 0 | 0 | 0 | 0 | 0
STOG | 0 | 0 | 0 | 0 | 0 | 0
STWD | 0 | 0 | 0 | 0 | 0 | 0
WT | 0 | 0 | 0 | 0 | 0 | 0
IGCC | 0 | 0 | 0 | 0 | 0 | 0
DemandResponse | 0 | 0 | 0 | 0 | 0 | 0
IGCC-CCS | 0 | 0 | 0 | 0 | 0 | 0
WT_off | 0 | 0 | 0 | 0 | 0 | 0
PseudoUnit | 0 | 0 | 0 | 0 | 0 | 0
FixedInterchange | 0 | 0 | 0 | 0 | 0 | 0
Emission Cost by Reporting Type: NYISO_A-F
ReportingType | 2015 | 2020 | 2025 | 2030 | 2035 | 2040
BM | 0 | 0 | 0 | 0 | 0 | 0
CC | 4.31 | 4.55 | 3.98 | 3.99 | 9.06 | 13.46
CSP | 0 | 0 | 0 | 0 | 0 | 0
CT | 0 | 0 | 0 | 0 | 0 | 0
Coal | 0 | 0 | 0 | 0 | 0 | 0
Geo | 0 | 0 | 0 | 0 | 0 | 0
H | 0 | 0 | 0 | 0 | 0 | 0
LFG | 0 | 0 | 0 | 0 | 0 | 0
Nuc | 0 | 0 | 0 | 0 | 0 | 0
PS | 0 | 0 | 0 | 0 | 0 | 0
PV | 0 | 0 | 0 | 0 | 0 | 0
PeakG | 0 | 0 | 0.01 | 0.01 | 0.01 | 0.02
PeakO | 0 | 0 | 0 | 0 | 0 | 0
ST | 0 | 0 | 0 | 0 | 0 | 0
STOG | 0 | 0 | 0 | 0 | 0 | 0
STWD | 0 | 0 | 0 | 0 | 0 | 0
WT | 0 | 0 | 0 | 0 | 0 | 0
IGCC | 0 | 0 | 0 | 0 | 0 | 0
DemandResponse | 0 | 0 | 0 | 0 | 0 | 0
IGCC-CCS | 0 | 0 | 0 | 0 | 0 | 0
WT_off | 0 | 0 | 0 | 0 | 0 | 0
PseudoUnit | 0 | 0 | 0 | 0 | 0 | 0
FixedInterchange | 0 | 0 | 0 | 0 | 0 | 0
Emission Cost by Reporting Type: NYISO_G-I
ReportingType | 2015 | 2020 | 2025 | 2030 | 2035 | 2040
BM | 0 | 0 | 0 | 0 | 0 | 0
CC | 4.47 | 4.76 | 4.01 | 4.25 | 9.91 | 17.37
CSP | 0 | 0 | 0 | 0 | 0 | 0
CT | 0 | 0 | 0 | 0 | 0 | 0
Coal | 3.5 | 0 | 0 | 0 | 0 | 0
Geo | 0 | 0 | 0 | 0 | 0 | 0
H | 0 | 0 | 0 | 0 | 0 | 0
LFG | 0 | 0 | 0 | 0 | 0 | 0
Nuc | 0 | 0 | 0 | 0 | 0 | 0
PS | 0 | 0 | 0 | 0 | 0 | 0
PV | 0 | 0 | 0 | 0 | 0 | 0
PeakG | 0 | 0 | 0 | 0 | 0 | 0
PeakO | 0 | 0 | 0 | 0 | 0 | 0
ST | 0 | 0 | 0 | 0 | 0 | 0
STOG | 0 | 0 | 0 | 0 | 0 | 0
STWD | 0 | 0 | 0 | 0 | 0 | 0
WT | 0 | 0 | 0 | 0 | 0 | 0
IGCC | 0 | 0 | 0 | 0 | 0 | 0
DemandResponse | 0 | 0 | 0 | 0 | 0 | 0
IGCC-CCS | 0 | 0 | 0 | 0 | 0 | 0
WT_off | 0 | 0 | 0 | 0 | 0 | 0
PseudoUnit | 0 | 0 | 0 | 0 | 0 | 0
FixedInterchange | 0 | 0 | 0 | 0 | 0 | 0
Emission Cost by Reporting Type: NYISO_J-K
ReportingType | 2015 | 2020 | 2025 | 2030 | 2035 | 2040
BM | 0 | 0 | 0 | 0 | 0 | 0
CC | 16.29 | 19.6 | 18.9 | 18.25 | 20.35 | 25.33
CSP | 0 | 0 | 0 | 0 | 0 | 0
CT | 0 | 0 | 0 | 0 | 0 | 0
Coal | 0 | 0 | 0 | 0 | 0 | 0
Geo | 0 | 0 | 0 | 0 | 0 | 0
H | 0 | 0 | 0 | 0 | 0 | 0
LFG | 0 | 0 | 0 | 0 | 0 | 0
Nuc | 0 | 0 | 0 | 0 | 0 | 0
PS | 0 | 0 | 0 | 0 | 0 | 0
PV | 0 | 0 | 0 | 0 | 0 | 0
PeakG | 0.1 | 0.42 | 0.42 | 0.4 | 0.73 | 0.8
PeakO | 0 | 0.03 | 0.07 | 0.07 | 0.07 | 0.07
ST | 0 | 0 | 0 | 0 | 0 | 0
STOG | 0.7 | 1.01 | 0.98 | 0.7 | 1.08 | 1.11
STWD | 0 | 0 | 0 | 0 | 0 | 0
WT | 0 | 0 | 0 | 0 | 0 | 0
IGCC | 0 | 0 | 0 | 0 | 0 | 0
DemandResponse | 0 | 0 | 0 | 0 | 0 | 0
IGCC-CCS | 0 | 0 | 0 | 0 | 0 | 0
WT_off | 0 | 0 | 0 | 0 | 0 | 0
PseudoUnit | 0 | 0 | 0 | 0 | 0 | 0
FixedInterchange | 0 | 0 | 0 | 0 | 0 | 0
Emission Cost by Reporting Type: PJM_E
ReportingType | 2015 | 2020 | 2025 | 2030 | 2035 | 2040
BM | 0 | 0 | 0 | 0 | 0 | 0
CC | 14.33 | 27.18 | 25.58 | 23.09 | 44.85 | 58.65
CSP | 0 | 0 | 0 | 0 | 0 | 0
CT | 0 | 0 | 0 | 0 | 0 | 0
Coal | 0.43 | 0.27 | 0.31 | 0.31 | 0.37 | 0.37
Geo | 0 | 0 | 0 | 0 | 0 | 0
H | 0 | 0 | 0 | 0 | 0 | 0
LFG | 0 | 0 | 0 | 0 | 0 | 0
Nuc | 0 | 0 | 0 | 0 | 0 | 0
PS | 0 | 0 | 0 | 0 | 0 | 0
PV | 0 | 0 | 0 | 0 | 0 | 0
PeakG | 0.09 | 0.1 | 0.45 | 0.53 | 1.17 | 1.22
PeakO | 0 | 0 | 0 | 0 | 0 | 0
ST | 0 | 0 | 0 | 0 | 0 | 0
STOG | 0 | 0 | 0 | 0 | 0 | 0
STWD | 0 | 0 | 0 | 0 | 0 | 0
WT | 0 | 0 | 0 | 0 | 0 | 0
IGCC | 0 | 0 | 0 | 0 | 0 | 0
DemandResponse | 0 | 0 | 0 | 0 | 0 | 0
IGCC-CCS | 0 | 0 | 0 | 0 | 0 | 0
WT_off | 0 | 0 | 0 | 0 | 0 | 0
PseudoUnit | 0 | 0 | 0 | 0 | 0 | 0
FixedInterchange | 0 | 0 | 0 | 0 | 0 | 0
Emission Cost by Reporting Type: PJM_ROM
ReportingType | 2015 | 2020 | 2025 | 2030 | 2035 | 2040
BM | 0 | 0 | 0 | 0 | 0 | 0
CC | 0.08 | 0.18 | 0.15 | 0.08 | 0.2 | 0.31
CSP | 0 | 0 | 0 | 0 | 0 | 0
CT | 0 | 0 | 0 | 0 | 0 | 0
Coal | 15.63 | 27.15 | 29.81 | 35.48 | 35.48 | 35.48
Geo | 0 | 0 | 0 | 0 | 0 | 0
H | 0 | 0 | 0 | 0 | 0 | 0
LFG | 0 | 0 | 0 | 0 | 0 | 0
Nuc | 0 | 0 | 0 | 0 | 0 | 0
PS | 0 | 0 | 0 | 0 | 0 | 0
PV | 0 | 0 | 0 | 0 | 0 | 0
PeakG | 0.01 | 0.06 | 0.06 | 0.06 | 0.72 | 0.72
PeakO | 0 | 0 | 0 | 0 | 0 | 0
ST | 0 | 0 | 0 | 0 | 0 | 0
STOG | 0 | 0 | 0 | 0 | 0 | 0
STWD | 0 | 0 | 0 | 0 | 0 | 0
WT | 0 | 0 | 0 | 0 | 0 | 0
IGCC | 0 | 0 | 0 | 0 | 0 | 0
DemandResponse | 0 | 0 | 0 | 0 | 0 | 0
IGCC-CCS | 0 | 0 | 0 | 0 | 0 | 0
WT_off | 0 | 0 | 0 | 0 | 0 | 0
PseudoUnit | 0 | 0 | 0 | 0 | 0 | 0
FixedInterchange | 0 | 0 | 0 | 0 | 0 | 0
Emission Cost by Reporting Type: PJM_ROR
ReportingType | 2015 | 2020 | 2025 | 2030 | 2035 | 2040
BM | 0 | 0 | 0 | 0 | 0 | 0
CC | 0 | 0 | 0 | 0 | 0 | 0
CSP | 0 | 0 | 0 | 0 | 0 | 0
CT | 0 | 0 | 0 | 0 | 0 | 0
Coal | 0 | 0 | 0 | 0 | 0 | 0
Geo | 0 | 0 | 0 | 0 | 0 | 0
H | 0 | 0 | 0 | 0 | 0 | 0
LFG | 0 | 0 | 0 | 0 | 0 | 0
Nuc | 0 | 0 | 0 | 0 | 0 | 0
PS | 0 | 0 | 0 | 0 | 0 | 0
PV | 0 | 0 | 0 | 0 | 0 | 0
PeakG | 0 | 0 | 0 | 0 | 0 | 0
PeakO | 0 | 0 | 0 | 0 | 0 | 0
ST | 0 | 0 | 0 | 0 | 0 | 0
STOG | 0 | 0 | 0 | 0 | 0 | 0
STWD | 0 | 0 | 0 | 0 | 0 | 0
WT | 0 | 0 | 0 | 0 | 0 | 0
IGCC | 0 | 0 | 0 | 0 | 0 | 0
DemandResponse | 0 | 0 | 0 | 0 | 0 | 0
IGCC-CCS | 0 | 0 | 0 | 0 | 0 | 0
WT_off | 0 | 0 | 0 | 0 | 0 | 0
PseudoUnit | 0 | 0 | 0 | 0 | 0 | 0
FixedInterchange | 0 | 0 | 0 | 0 | 0 | 0
Emission Cost by Reporting Type: SOCO
ReportingType | 2015 | 2020 | 2025 | 2030 | 2035 | 2040
BM | 0 | 0 | 0 | 0 | 0 | 0
CC | 0 | 0 | 0 | 0 | 0 | 0
CSP | 0 | 0 | 0 | 0 | 0 | 0
CT | 0 | 0 | 0 | 0 | 0 | 0
Coal | 0 | 0 | 0 | 0 | 0 | 0
Geo | 0 | 0 | 0 | 0 | 0 | 0
H | 0 | 0 | 0 | 0 | 0 | 0
LFG | 0 | 0 | 0 | 0 | 0 | 0
Nuc | 0 | 0 | 0 | 0 | 0 | 0
PS | 0 | 0 | 0 | 0 | 0 | 0
PV | 0 | 0 | 0 | 0 | 0 | 0
PeakG | 0 | 0 | 0 | 0 | 0 | 0
PeakO | 0 | 0 | 0 | 0 | 0 | 0
ST | 0 | 0 | 0 | 0 | 0 | 0
STOG | 0 | 0 | 0 | 0 | 0 | 0
STWD | 0 | 0 | 0 | 0 | 0 | 0
WT | 0 | 0 | 0 | 0 | 0 | 0
IGCC | 0 | 0 | 0 | 0 | 0 | 0
DemandResponse | 0 | 0 | 0 | 0 | 0 | 0
IGCC-CCS | 0 | 0 | 0 | 0 | 0 | 0
WT_off | 0 | 0 | 0 | 0 | 0 | 0
PseudoUnit | 0 | 0 | 0 | 0 | 0 | 0
FixedInterchange | 0 | 0 | 0 | 0 | 0 | 0
Emission Cost by Reporting Type: SPP_N
ReportingType | 2015 | 2020 | 2025 | 2030 | 2035 | 2040
BM | 0 | 0 | 0 | 0 | 0 | 0
CC | 0 | 0 | 0 | 0 | 0 | 0
CSP | 0 | 0 | 0 | 0 | 0 | 0
CT | 0 | 0 | 0 | 0 | 0 | 0
Coal | 0 | 0 | 0 | 0 | 0 | 0
Geo | 0 | 0 | 0 | 0 | 0 | 0
H | 0 | 0 | 0 | 0 | 0 | 0
LFG | 0 | 0 | 0 | 0 | 0 | 0
Nuc | 0 | 0 | 0 | 0 | 0 | 0
PS | 0 | 0 | 0 | 0 | 0 | 0
PV | 0 | 0 | 0 | 0 | 0 | 0
PeakG | 0 | 0 | 0 | 0 | 0 | 0
PeakO | 0 | 0 | 0 | 0 | 0 | 0
ST | 0 | 0 | 0 | 0 | 0 | 0
STOG | 0 | 0 | 0 | 0 | 0 | 0
STWD | 0 | 0 | 0 | 0 | 0 | 0
WT | 0 | 0 | 0 | 0 | 0 | 0
IGCC | 0 | 0 | 0 | 0 | 0 | 0
DemandResponse | 0 | 0 | 0 | 0 | 0 | 0
IGCC-CCS | 0 | 0 | 0 | 0 | 0 | 0
WT_off | 0 | 0 | 0 | 0 | 0 | 0
PseudoUnit | 0 | 0 | 0 | 0 | 0 | 0
FixedInterchange | 0 | 0 | 0 | 0 | 0 | 0
Emission Cost by Reporting Type: SPP_S
ReportingType | 2015 | 2020 | 2025 | 2030 | 2035 | 2040
BM | 0 | 0 | 0 | 0 | 0 | 0
CC | 0 | 0 | 0 | 0 | 0 | 0
CSP | 0 | 0 | 0 | 0 | 0 | 0
CT | 0 | 0 | 0 | 0 | 0 | 0
Coal | 0 | 0 | 0 | 0 | 0 | 0
Geo | 0 | 0 | 0 | 0 | 0 | 0
H | 0 | 0 | 0 | 0 | 0 | 0
LFG | 0 | 0 | 0 | 0 | 0 | 0
Nuc | 0 | 0 | 0 | 0 | 0 | 0
PS | 0 | 0 | 0 | 0 | 0 | 0
PV | 0 | 0 | 0 | 0 | 0 | 0
PeakG | 0 | 0 | 0 | 0 | 0 | 0
PeakO | 0 | 0 | 0 | 0 | 0 | 0
ST | 0 | 0 | 0 | 0 | 0 | 0
STOG | 0 | 0 | 0 | 0 | 0 | 0
STWD | 0 | 0 | 0 | 0 | 0 | 0
WT | 0 | 0 | 0 | 0 | 0 | 0
IGCC | 0 | 0 | 0 | 0 | 0 | 0
DemandResponse | 0 | 0 | 0 | 0 | 0 | 0
IGCC-CCS | 0 | 0 | 0 | 0 | 0 | 0
WT_off | 0 | 0 | 0 | 0 | 0 | 0
PseudoUnit | 0 | 0 | 0 | 0 | 0 | 0
FixedInterchange | 0 | 0 | 0 | 0 | 0 | 0
Emission Cost by Reporting Type: TVA
ReportingType | 2015 | 2020 | 2025 | 2030 | 2035 | 2040
BM | 0 | 0 | 0 | 0 | 0 | 0
CC | 0 | 0 | 0 | 0 | 0 | 0
CSP | 0 | 0 | 0 | 0 | 0 | 0
CT | 0 | 0 | 0 | 0 | 0 | 0
Coal | 0 | 0 | 0 | 0 | 0 | 0
Geo | 0 | 0 | 0 | 0 | 0 | 0
H | 0 | 0 | 0 | 0 | 0 | 0
LFG | 0 | 0 | 0 | 0 | 0 | 0
Nuc | 0 | 0 | 0 | 0 | 0 | 0
PS | 0 | 0 | 0 | 0 | 0 | 0
PV | 0 | 0 | 0 | 0 | 0 | 0
PeakG | 0 | 0 | 0 | 0 | 0 | 0
PeakO | 0 | 0 | 0 | 0 | 0 | 0
ST | 0 | 0 | 0 | 0 | 0 | 0
STOG | 0 | 0 | 0 | 0 | 0 | 0
STWD | 0 | 0 | 0 | 0 | 0 | 0
WT | 0 | 0 | 0 | 0 | 0 | 0
IGCC | 0 | 0 | 0 | 0 | 0 | 0
DemandResponse | 0 | 0 | 0 | 0 | 0 | 0
IGCC-CCS | 0 | 0 | 0 | 0 | 0 | 0
WT_off | 0 | 0 | 0 | 0 | 0 | 0
PseudoUnit | 0 | 0 | 0 | 0 | 0 | 0
FixedInterchange | 0 | 0 | 0 | 0 | 0 | 0
Emission Cost by Reporting Type: TVA_Transmission
ReportingType | 2015 | 2020 | 2025 | 2030 | 2035 | 2040
BM | 0 | 0 | 0 | 0 | 0 | 0
CC | 0 | 0 | 0 | 0 | 0 | 0
CSP | 0 | 0 | 0 | 0 | 0 | 0
CT | 0 | 0 | 0 | 0 | 0 | 0
Coal | 0 | 0 | 0 | 0 | 0 | 0
Geo | 0 | 0 | 0 | 0 | 0 | 0
H | 0 | 0 | 0 | 0 | 0 | 0
LFG | 0 | 0 | 0 | 0 | 0 | 0
Nuc | 0 | 0 | 0 | 0 | 0 | 0
PS | 0 | 0 | 0 | 0 | 0 | 0
PV | 0 | 0 | 0 | 0 | 0 | 0
PeakG | 0 | 0 | 0 | 0 | 0 | 0
PeakO | 0 | 0 | 0 | 0 | 0 | 0
ST | 0 | 0 | 0 | 0 | 0 | 0
STOG | 0 | 0 | 0 | 0 | 0 | 0
STWD | 0 | 0 | 0 | 0 | 0 | 0
WT | 0 | 0 | 0 | 0 | 0 | 0
IGCC | 0 | 0 | 0 | 0 | 0 | 0
DemandResponse | 0 | 0 | 0 | 0 | 0 | 0
IGCC-CCS | 0 | 0 | 0 | 0 | 0 | 0
WT_off | 0 | 0 | 0 | 0 | 0 | 0
PseudoUnit | 0 | 0 | 0 | 0 | 0 | 0
FixedInterchange | 0 | 0 | 0 | 0 | 0 | 0
Emission Cost by Reporting Type: VACAR
ReportingType | 2015 | 2020 | 2025 | 2030 | 2035 | 2040
BM | 0 | 0 | 0 | 0 | 0 | 0
CC | 0 | 0 | 0 | 0 | 0 | 0
CSP | 0 | 0 | 0 | 0 | 0 | 0
CT | 0 | 0 | 0 | 0 | 0 | 0
Coal | 0 | 0 | 0 | 0 | 0 | 0
Geo | 0 | 0 | 0 | 0 | 0 | 0
H | 0 | 0 | 0 | 0 | 0 | 0
LFG | 0 | 0 | 0 | 0 | 0 | 0
Nuc | 0 | 0 | 0 | 0 | 0 | 0
PS | 0 | 0 | 0 | 0 | 0 | 0
PV | 0 | 0 | 0 | 0 | 0 | 0
PeakG | 0 | 0 | 0 | 0 | 0 | 0
PeakO | 0 | 0 | 0 | 0 | 0 | 0
ST | 0 | 0 | 0 | 0 | 0 | 0
STOG | 0 | 0 | 0 | 0 | 0 | 0
STWD | 0 | 0 | 0 | 0 | 0 | 0
WT | 0 | 0 | 0 | 0 | 0 | 0
IGCC | 0 | 0 | 0 | 0 | 0 | 0
DemandResponse | 0 | 0 | 0 | 0 | 0 | 0
IGCC-CCS | 0 | 0 | 0 | 0 | 0 | 0
WT_off | 0 | 0 | 0 | 0 | 0 | 0
PseudoUnit | 0 | 0 | 0 | 0 | 0 | 0
FixedInterchange | 0 | 0 | 0 | 0 | 0 | 0
Emission Cost by Reporting Type: IESO
ReportingType | 2015 | 2020 | 2025 | 2030 | 2035 | 2040
BM | 0 | 0 | 0 | 0 | 0 | 0
CC | 0 | 0 | 0 | 0 | 0 | 0
CSP | 0 | 0 | 0 | 0 | 0 | 0
CT | 0 | 0 | 0 | 0 | 0 | 0
Coal | 0 | 0 | 0 | 0 | 0 | 0
Geo | 0 | 0 | 0 | 0 | 0 | 0
H | 0 | 0 | 0 | 0 | 0 | 0
LFG | 0 | 0 | 0 | 0 | 0 | 0
Nuc | 0 | 0 | 0 | 0 | 0 | 0
PS | 0 | 0 | 0 | 0 | 0 | 0
PV | 0 | 0 | 0 | 0 | 0 | 0
PeakG | 0 | 0 | 0 | 0 | 0 | 0
PeakO | 0 | 0 | 0 | 0 | 0 | 0
ST | 0 | 0 | 0 | 0 | 0 | 0
STOG | 0 | 0 | 0 | 0 | 0 | 0
STWD | 0 | 0 | 0 | 0 | 0 | 0
WT | 0 | 0 | 0 | 0 | 0 | 0
IGCC | 0 | 0 | 0 | 0 | 0 | 0
DemandResponse | 0 | 0 | 0 | 0 | 0 | 0
IGCC-CCS | 0 | 0 | 0 | 0 | 0 | 0
WT_off | 0 | 0 | 0 | 0 | 0 | 0
PseudoUnit | 0 | 0 | 0 | 0 | 0 | 0
FixedInterchange | 0 | 0 | 0 | 0 | 0 | 0
Emission Cost by Reporting Type: MAPP_CA
ReportingType | 2015 | 2020 | 2025 | 2030 | 2035 | 2040
BM | 0 | 0 | 0 | 0 | 0 | 0
CC | 0 | 0 | 0 | 0 | 0 | 0
CSP | 0 | 0 | 0 | 0 | 0 | 0
CT | 0 | 0 | 0 | 0 | 0 | 0
Coal | 0 | 0 | 0 | 0 | 0 | 0
Geo | 0 | 0 | 0 | 0 | 0 | 0
H | 0 | 0 | 0 | 0 | 0 | 0
LFG | 0 | 0 | 0 | 0 | 0 | 0
Nuc | 0 | 0 | 0 | 0 | 0 | 0
PS | 0 | 0 | 0 | 0 | 0 | 0
PV | 0 | 0 | 0 | 0 | 0 | 0
PeakG | 0 | 0 | 0 | 0 | 0 | 0
PeakO | 0 | 0 | 0 | 0 | 0 | 0
ST | 0 | 0 | 0 | 0 | 0 | 0
STOG | 0 | 0 | 0 | 0 | 0 | 0
STWD | 0 | 0 | 0 | 0 | 0 | 0
WT | 0 | 0 | 0 | 0 | 0 | 0
IGCC | 0 | 0 | 0 | 0 | 0 | 0
DemandResponse | 0 | 0 | 0 | 0 | 0 | 0
IGCC-CCS | 0 | 0 | 0 | 0 | 0 | 0
WT_off | 0 | 0 | 0 | 0 | 0 | 0
PseudoUnit | 0 | 0 | 0 | 0 | 0 | 0
FixedInterchange | 0 | 0 | 0 | 0 | 0 | 0
Emission Cost by Reporting Type: AZ_NM_SNV_Coal
ReportingType | 2015 | 2020 | 2025 | 2030 | 2035 | 2040
BM | 0 | 0 | 0 | 0 | 0 | 0
CC | 0 | 0 | 0 | 0 | 0 | 0
CSP | 0 | 0 | 0 | 0 | 0 | 0
CT | 0 | 0 | 0 | 0 | 0 | 0
Coal | 0 | 0 | 0 | 0 | 0 | 0
Geo | 0 | 0 | 0 | 0 | 0 | 0
H | 0 | 0 | 0 | 0 | 0 | 0
LFG | 0 | 0 | 0 | 0 | 0 | 0
Nuc | 0 | 0 | 0 | 0 | 0 | 0
PS | 0 | 0 | 0 | 0 | 0 | 0
PV | 0 | 0 | 0 | 0 | 0 | 0
PeakG | 0 | 0 | 0 | 0 | 0 | 0
PeakO | 0 | 0 | 0 | 0 | 0 | 0
ST | 0 | 0 | 0 | 0 | 0 | 0
STOG | 0 | 0 | 0 | 0 | 0 | 0
STWD | 0 | 0 | 0 | 0 | 0 | 0
WT | 0 | 0 | 0 | 0 | 0 | 0
IGCC | 0 | 0 | 0 | 0 | 0 | 0
DemandResponse | 0 | 0 | 0 | 0 | 0 | 0
IGCC-CCS | 0 | 0 | 0 | 0 | 0 | 0
WT_off | 0 | 0 | 0 | 0 | 0 | 0
PseudoUnit | 0 | 0 | 0 | 0 | 0 | 0
FixedInterchange | 0 | 0 | 0 | 0 | 0 | 0
Emission Cost by Reporting Type: AZ_NM_SNV_Gas
ReportingType | 2015 | 2020 | 2025 | 2030 | 2035 | 2040
BM | 0 | 0 | 0 | 0 | 0 | 0
CC | 0 | 0 | 0 | 0 | 0 | 0
CSP | 0 | 0 | 0 | 0 | 0 | 0
CT | 0 | 0 | 0 | 0 | 0 | 0
Coal | 0 | 0 | 0 | 0 | 0 | 0
Geo | 0 | 0 | 0 | 0 | 0 | 0
H | 0 | 0 | 0 | 0 | 0 | 0
LFG | 0 | 0 | 0 | 0 | 0 | 0
Nuc | 0 | 0 | 0 | 0 | 0 | 0
PS | 0 | 0 | 0 | 0 | 0 | 0
PV | 0 | 0 | 0 | 0 | 0 | 0
PeakG | 0 | 0 | 0 | 0 | 0 | 0
PeakO | 0 | 0 | 0 | 0 | 0 | 0
ST | 0 | 0 | 0 | 0 | 0 | 0
STOG | 0 | 0 | 0 | 0 | 0 | 0
STWD | 0 | 0 | 0 | 0 | 0 | 0
WT | 0 | 0 | 0 | 0 | 0 | 0
IGCC | 0 | 0 | 0 | 0 | 0 | 0
DemandResponse | 0 | 0 | 0 | 0 | 0 | 0
IGCC-CCS | 0 | 0 | 0 | 0 | 0 | 0
WT_off | 0 | 0 | 0 | 0 | 0 | 0
PseudoUnit | 0 | 0 | 0 | 0 | 0 | 0
FixedInterchange | 0 | 0 | 0 | 0 | 0 | 0
Emission Cost by Reporting Type: AZ_NM_SNV_NucRenew
ReportingType | 2015 | 2020 | 2025 | 2030 | 2035 | 2040
BM | 0 | 0 | 0 | 0 | 0 | 0
CC | 0 | 0 | 0 | 0 | 0 | 0
CSP | 0 | 0 | 0 | 0 | 0 | 0
CT | 0 | 0 | 0 | 0 | 0 | 0
Coal | 0 | 0 | 0 | 0 | 0 | 0
Geo | 0 | 0 | 0 | 0 | 0 | 0
H | 0 | 0 | 0 | 0 | 0 | 0
LFG | 0 | 0 | 0 | 0 | 0 | 0
Nuc | 0 | 0 | 0 | 0 | 0 | 0
PS | 0 | 0 | 0 | 0 | 0 | 0
PV | 0 | 0 | 0 | 0 | 0 | 0
PeakG | 0 | 0 | 0 | 0 | 0 | 0
PeakO | 0 | 0 | 0 | 0 | 0 | 0
ST | 0 | 0 | 0 | 0 | 0 | 0
STOG | 0 | 0 | 0 | 0 | 0 | 0
STWD | 0 | 0 | 0 | 0 | 0 | 0
WT | 0 | 0 | 0 | 0 | 0 | 0
IGCC | 0 | 0 | 0 | 0 | 0 | 0
DemandResponse | 0 | 0 | 0 | 0 | 0 | 0
IGCC-CCS | 0 | 0 | 0 | 0 | 0 | 0
WT_off | 0 | 0 | 0 | 0 | 0 | 0
PseudoUnit | 0 | 0 | 0 | 0 | 0 | 0
FixedInterchange | 0 | 0 | 0 | 0 | 0 | 0
Emission Cost by Reporting Type: ERCOT
ReportingType | 2015 | 2020 | 2025 | 2030 | 2035 | 2040
BM | 0 | 0 | 0 | 0 | 0 | 0
CC | 0 | 0 | 0 | 0 | 0 | 0
CSP | 0 | 0 | 0 | 0 | 0 | 0
CT | 0 | 0 | 0 | 0 | 0 | 0
Coal | 0 | 0 | 0 | 0 | 0 | 0
Geo | 0 | 0 | 0 | 0 | 0 | 0
H | 0 | 0 | 0 | 0 | 0 | 0
LFG | 0 | 0 | 0 | 0 | 0 | 0
Nuc | 0 | 0 | 0 | 0 | 0 | 0
PS | 0 | 0 | 0 | 0 | 0 | 0
PV | 0 | 0 | 0 | 0 | 0 | 0
PeakG | 0 | 0 | 0 | 0 | 0 | 0
PeakO | 0 | 0 | 0 | 0 | 0 | 0
ST | 0 | 0 | 0 | 0 | 0 | 0
STOG | 0 | 0 | 0 | 0 | 0 | 0
STWD | 0 | 0 | 0 | 0 | 0 | 0
WT | 0 | 0 | 0 | 0 | 0 | 0
IGCC | 0 | 0 | 0 | 0 | 0 | 0
DemandResponse | 0 | 0 | 0 | 0 | 0 | 0
IGCC-CCS | 0 | 0 | 0 | 0 | 0 | 0
WT_off | 0 | 0 | 0 | 0 | 0 | 0
PseudoUnit | 0 | 0 | 0 | 0 | 0 | 0
FixedInterchange | 0 | 0 | 0 | 0 | 0 | 0
Emission Cost by Reporting Type: NP15
ReportingType | 2015 | 2020 | 2025 | 2030 | 2035 | 2040
BM | 0 | 0 | 0 | 0 | 0 | 0
CC | 0 | 0 | 0 | 0 | 0 | 0
CSP | 0 | 0 | 0 | 0 | 0 | 0
CT | 0 | 0 | 0 | 0 | 0 | 0
Coal | 0 | 0 | 0 | 0 | 0 | 0
Geo | 0 | 0 | 0 | 0 | 0 | 0
H | 0 | 0 | 0 | 0 | 0 | 0
LFG | 0 | 0 | 0 | 0 | 0 | 0
Nuc | 0 | 0 | 0 | 0 | 0 | 0
PS | 0 | 0 | 0 | 0 | 0 | 0
PV | 0 | 0 | 0 | 0 | 0 | 0
PeakG | 0 | 0 | 0 | 0 | 0 | 0
PeakO | 0 | 0 | 0 | 0 | 0 | 0
ST | 0 | 0 | 0 | 0 | 0 | 0
STOG | 0 | 0 | 0 | 0 | 0 | 0
STWD | 0 | 0 | 0 | 0 | 0 | 0
WT | 0 | 0 | 0 | 0 | 0 | 0
IGCC | 0 | 0 | 0 | 0 | 0 | 0
DemandResponse | 0 | 0 | 0 | 0 | 0 | 0
IGCC-CCS | 0 | 0 | 0 | 0 | 0 | 0
WT_off | 0 | 0 | 0 | 0 | 0 | 0
PseudoUnit | 0 | 0 | 0 | 0 | 0 | 0
FixedInterchange | 0 | 0 | 0 | 0 | 0 | 0
Emission Cost by Reporting Type: NWPP_Coal
ReportingType | 2015 | 2020 | 2025 | 2030 | 2035 | 2040
BM | 0 | 0 | 0 | 0 | 0 | 0
CC | 0 | 0 | 0 | 0 | 0 | 0
CSP | 0 | 0 | 0 | 0 | 0 | 0
CT | 0 | 0 | 0 | 0 | 0 | 0
Coal | 0 | 0 | 0 | 0 | 0 | 0
Geo | 0 | 0 | 0 | 0 | 0 | 0
H | 0 | 0 | 0 | 0 | 0 | 0
LFG | 0 | 0 | 0 | 0 | 0 | 0
Nuc | 0 | 0 | 0 | 0 | 0 | 0
PS | 0 | 0 | 0 | 0 | 0 | 0
PV | 0 | 0 | 0 | 0 | 0 | 0
PeakG | 0 | 0 | 0 | 0 | 0 | 0
PeakO | 0 | 0 | 0 | 0 | 0 | 0
ST | 0 | 0 | 0 | 0 | 0 | 0
STOG | 0 | 0 | 0 | 0 | 0 | 0
STWD | 0 | 0 | 0 | 0 | 0 | 0
WT | 0 | 0 | 0 | 0 | 0 | 0
IGCC | 0 | 0 | 0 | 0 | 0 | 0
DemandResponse | 0 | 0 | 0 | 0 | 0 | 0
IGCC-CCS | 0 | 0 | 0 | 0 | 0 | 0
WT_off | 0 | 0 | 0 | 0 | 0 | 0
PseudoUnit | 0 | 0 | 0 | 0 | 0 | 0
FixedInterchange | 0 | 0 | 0 | 0 | 0 | 0
Emission Cost by Reporting Type: NWPP_Gas
ReportingType | 2015 | 2020 | 2025 | 2030 | 2035 | 2040
BM | 0 | 0 | 0 | 0 | 0 | 0
CC | 0 | 0 | 0 | 0 | 0 | 0
CSP | 0 | 0 | 0 | 0 | 0 | 0
CT | 0 | 0 | 0 | 0 | 0 | 0
Coal | 0 | 0 | 0 | 0 | 0 | 0
Geo | 0 | 0 | 0 | 0 | 0 | 0
H | 0 | 0 | 0 | 0 | 0 | 0
LFG | 0 | 0 | 0 | 0 | 0 | 0
Nuc | 0 | 0 | 0 | 0 | 0 | 0
PS | 0 | 0 | 0 | 0 | 0 | 0
PV | 0 | 0 | 0 | 0 | 0 | 0
PeakG | 0 | 0 | 0 | 0 | 0 | 0
PeakO | 0 | 0 | 0 | 0 | 0 | 0
ST | 0 | 0 | 0 | 0 | 0 | 0
STOG | 0 | 0 | 0 | 0 | 0 | 0
STWD | 0 | 0 | 0 | 0 | 0 | 0
WT | 0 | 0 | 0 | 0 | 0 | 0
IGCC | 0 | 0 | 0 | 0 | 0 | 0
DemandResponse | 0 | 0 | 0 | 0 | 0 | 0
IGCC-CCS | 0 | 0 | 0 | 0 | 0 | 0
WT_off | 0 | 0 | 0 | 0 | 0 | 0
PseudoUnit | 0 | 0 | 0 | 0 | 0 | 0
FixedInterchange | 0 | 0 | 0 | 0 | 0 | 0
Emission Cost by Reporting Type: NWPP_NucRenew
ReportingType | 2015 | 2020 | 2025 | 2030 | 2035 | 2040
BM | 0 | 0 | 0 | 0 | 0 | 0
CC | 0 | 0 | 0 | 0 | 0 | 0
CSP | 0 | 0 | 0 | 0 | 0 | 0
CT | 0 | 0 | 0 | 0 | 0 | 0
Coal | 0 | 0 | 0 | 0 | 0 | 0
Geo | 0 | 0 | 0 | 0 | 0 | 0
H | 0 | 0 | 0 | 0 | 0 | 0
LFG | 0 | 0 | 0 | 0 | 0 | 0
Nuc | 0 | 0 | 0 | 0 | 0 | 0
PS | 0 | 0 | 0 | 0 | 0 | 0
PV | 0 | 0 | 0 | 0 | 0 | 0
PeakG | 0 | 0 | 0 | 0 | 0 | 0
PeakO | 0 | 0 | 0 | 0 | 0 | 0
ST | 0 | 0 | 0 | 0 | 0 | 0
STOG | 0 | 0 | 0 | 0 | 0 | 0
STWD | 0 | 0 | 0 | 0 | 0 | 0
WT | 0 | 0 | 0 | 0 | 0 | 0
IGCC | 0 | 0 | 0 | 0 | 0 | 0
DemandResponse | 0 | 0 | 0 | 0 | 0 | 0
IGCC-CCS | 0 | 0 | 0 | 0 | 0 | 0
WT_off | 0 | 0 | 0 | 0 | 0 | 0
PseudoUnit | 0 | 0 | 0 | 0 | 0 | 0
FixedInterchange | 0 | 0 | 0 | 0 | 0 | 0
Emission Cost by Reporting Type: RMPA
ReportingType | 2015 | 2020 | 2025 | 2030 | 2035 | 2040
BM | 0 | 0 | 0 | 0 | 0 | 0
CC | 0 | 0 | 0 | 0 | 0 | 0
CSP | 0 | 0 | 0 | 0 | 0 | 0
CT | 0 | 0 | 0 | 0 | 0 | 0
Coal | 0 | 0 | 0 | 0 | 0 | 0
Geo | 0 | 0 | 0 | 0 | 0 | 0
H | 0 | 0 | 0 | 0 | 0 | 0
LFG | 0 | 0 | 0 | 0 | 0 | 0
Nuc | 0 | 0 | 0 | 0 | 0 | 0
PS | 0 | 0 | 0 | 0 | 0 | 0
PV | 0 | 0 | 0 | 0 | 0 | 0
PeakG | 0 | 0 | 0 | 0 | 0 | 0
PeakO | 0 | 0 | 0 | 0 | 0 | 0
ST | 0 | 0 | 0 | 0 | 0 | 0
STOG | 0 | 0 | 0 | 0 | 0 | 0
STWD | 0 | 0 | 0 | 0 | 0 | 0
WT | 0 | 0 | 0 | 0 | 0 | 0
IGCC | 0 | 0 | 0 | 0 | 0 | 0
DemandResponse | 0 | 0 | 0 | 0 | 0 | 0
IGCC-CCS | 0 | 0 | 0 | 0 | 0 | 0
WT_off | 0 | 0 | 0 | 0 | 0 | 0
PseudoUnit | 0 | 0 | 0 | 0 | 0 | 0
FixedInterchange | 0 | 0 | 0 | 0 | 0 | 0
Emission Cost by Reporting Type: SP15
ReportingType | 2015 | 2020 | 2025 | 2030 | 2035 | 2040
BM | 0 | 0 | 0 | 0 | 0 | 0
CC | 0 | 0 | 0 | 0 | 0 | 0
CSP | 0 | 0 | 0 | 0 | 0 | 0
CT | 0 | 0 | 0 | 0 | 0 | 0
Coal | 0 | 0 | 0 | 0 | 0 | 0
Geo | 0 | 0 | 0 | 0 | 0 | 0
H | 0 | 0 | 0 | 0 | 0 | 0
LFG | 0 | 0 | 0 | 0 | 0 | 0
Nuc | 0 | 0 | 0 | 0 | 0 | 0
PS | 0 | 0 | 0 | 0 | 0 | 0
PV | 0 | 0 | 0 | 0 | 0 | 0
PeakG | 0 | 0 | 0 | 0 | 0 | 0
PeakO | 0 | 0 | 0 | 0 | 0 | 0
ST | 0 | 0 | 0 | 0 | 0 | 0
STOG | 0 | 0 | 0 | 0 | 0 | 0
STWD | 0 | 0 | 0 | 0 | 0 | 0
WT | 0 | 0 | 0 | 0 | 0 | 0
IGCC | 0 | 0 | 0 | 0 | 0 | 0
DemandResponse | 0 | 0 | 0 | 0 | 0 | 0
IGCC-CCS | 0 | 0 | 0 | 0 | 0 | 0
WT_off | 0 | 0 | 0 | 0 | 0 | 0
PseudoUnit | 0 | 0 | 0 | 0 | 0 | 0
FixedInterchange | 0 | 0 | 0 | 0 | 0 | 0
Emission Cost by Reporting Type: ALB
ReportingType | 2015 | 2020 | 2025 | 2030 | 2035 | 2040
BM | 0 | 0 | 0 | 0 | 0 | 0
CC | 0 | 0 | 0 | 0 | 0 | 0
CSP | 0 | 0 | 0 | 0 | 0 | 0
CT | 0 | 0 | 0 | 0 | 0 | 0
Coal | 0 | 0 | 0 | 0 | 0 | 0
Geo | 0 | 0 | 0 | 0 | 0 | 0
H | 0 | 0 | 0 | 0 | 0 | 0
LFG | 0 | 0 | 0 | 0 | 0 | 0
Nuc | 0 | 0 | 0 | 0 | 0 | 0
PS | 0 | 0 | 0 | 0 | 0 | 0
PV | 0 | 0 | 0 | 0 | 0 | 0
PeakG | 0 | 0 | 0 | 0 | 0 | 0
PeakO | 0 | 0 | 0 | 0 | 0 | 0
ST | 0 | 0 | 0 | 0 | 0 | 0
STOG | 0 | 0 | 0 | 0 | 0 | 0
STWD | 0 | 0 | 0 | 0 | 0 | 0
WT | 0 | 0 | 0 | 0 | 0 | 0
IGCC | 0 | 0 | 0 | 0 | 0 | 0
DemandResponse | 0 | 0 | 0 | 0 | 0 | 0
IGCC-CCS | 0 | 0 | 0 | 0 | 0 | 0
WT_off | 0 | 0 | 0 | 0 | 0 | 0
PseudoUnit | 0 | 0 | 0 | 0 | 0 | 0
FixedInterchange | 0 | 0 | 0 | 0 | 0 | 0
Emission Cost by Reporting Type: BC
ReportingType | 2015 | 2020 | 2025 | 2030 | 2035 | 2040
BM | 0 | 0 | 0 | 0 | 0 | 0
CC | 0 | 0 | 0 | 0 | 0 | 0
CSP | 0 | 0 | 0 | 0 | 0 | 0
CT | 0 | 0 | 0 | 0 | 0 | 0
Coal | 0 | 0 | 0 | 0 | 0 | 0
Geo | 0 | 0 | 0 | 0 | 0 | 0
H | 0 | 0 | 0 | 0 | 0 | 0
LFG | 0 | 0 | 0 | 0 | 0 | 0
Nuc | 0 | 0 | 0 | 0 | 0 | 0
PS | 0 | 0 | 0 | 0 | 0 | 0
PV | 0 | 0 | 0 | 0 | 0 | 0
PeakG | 0 | 0 | 0 | 0 | 0 | 0
PeakO | 0 | 0 | 0 | 0 | 0 | 0
ST | 0 | 0 | 0 | 0 | 0 | 0
STOG | 0 | 0 | 0 | 0 | 0 | 0
STWD | 0 | 0 | 0 | 0 | 0 | 0
WT | 0 | 0 | 0 | 0 | 0 | 0
IGCC | 0 | 0 | 0 | 0 | 0 | 0
DemandResponse | 0 | 0 | 0 | 0 | 0 | 0
IGCC-CCS | 0 | 0 | 0 | 0 | 0 | 0
WT_off | 0 | 0 | 0 | 0 | 0 | 0
PseudoUnit | 0 | 0 | 0 | 0 | 0 | 0
FixedInterchange | 0 | 0 | 0 | 0 | 0 | 0
Emission Cost by Reporting Type: HQ_IESO
ReportingType | 2015 | 2020 | 2025 | 2030 | 2035 | 2040
BM | 0 | 0 | 0 | 0 | 0 | 0
CC | 0 | 0 | 0 | 0 | 0 | 0
CSP | 0 | 0 | 0 | 0 | 0 | 0
CT | 0 | 0 | 0 | 0 | 0 | 0
Coal | 0 | 0 | 0 | 0 | 0 | 0
Geo | 0 | 0 | 0 | 0 | 0 | 0
H | 0 | 0 | 0 | 0 | 0 | 0
LFG | 0 | 0 | 0 | 0 | 0 | 0
Nuc | 0 | 0 | 0 | 0 | 0 | 0
PS | 0 | 0 | 0 | 0 | 0 | 0
PV | 0 | 0 | 0 | 0 | 0 | 0
PeakG | 0 | 0 | 0 | 0 | 0 | 0
PeakO | 0 | 0 | 0 | 0 | 0 | 0
ST | 0 | 0 | 0 | 0 | 0 | 0
STOG | 0 | 0 | 0 | 0 | 0 | 0
STWD | 0 | 0 | 0 | 0 | 0 | 0
WT | 0 | 0 | 0 | 0 | 0 | 0
IGCC | 0 | 0 | 0 | 0 | 0 | 0
DemandResponse | 0 | 0 | 0 | 0 | 0 | 0
IGCC-CCS | 0 | 0 | 0 | 0 | 0 | 0
WT_off | 0 | 0 | 0 | 0 | 0 | 0
PseudoUnit | 0 | 0 | 0 | 0 | 0 | 0
FixedInterchange | 0 | 0 | 0 | 0 | 0 | 0
Emission Cost by Reporting Type: HQ_NEISO
ReportingType | 2015 | 2020 | 2025 | 2030 | 2035 | 2040
BM | 0 | 0 | 0 | 0 | 0 | 0
CC | 0 | 0 | 0 | 0 | 0 | 0
CSP | 0 | 0 | 0 | 0 | 0 | 0
CT | 0 | 0 | 0 | 0 | 0 | 0
Coal | 0 | 0 | 0 | 0 | 0 | 0
Geo | 0 | 0 | 0 | 0 | 0 | 0
H | 0 | 0 | 0 | 0 | 0 | 0
LFG | 0 | 0 | 0 | 0 | 0 | 0
Nuc | 0 | 0 | 0 | 0 | 0 | 0
PS | 0 | 0 | 0 | 0 | 0 | 0
PV | 0 | 0 | 0 | 0 | 0 | 0
PeakG | 0 | 0 | 0 | 0 | 0 | 0
PeakO | 0 | 0 | 0 | 0 | 0 | 0
ST | 0 | 0 | 0 | 0 | 0 | 0
STOG | 0 | 0 | 0 | 0 | 0 | 0
STWD | 0 | 0 | 0 | 0 | 0 | 0
WT | 0 | 0 | 0 | 0 | 0 | 0
IGCC | 0 | 0 | 0 | 0 | 0 | 0
DemandResponse | 0 | 0 | 0 | 0 | 0 | 0
IGCC-CCS | 0 | 0 | 0 | 0 | 0 | 0
WT_off | 0 | 0 | 0 | 0 | 0 | 0
PseudoUnit | 0 | 0 | 0 | 0 | 0 | 0
FixedInterchange | 0 | 0 | 0 | 0 | 0 | 0
Emission Cost by Reporting Type: HQ_NY
ReportingType | 2015 | 2020 | 2025 | 2030 | 2035 | 2040
BM | 0 | 0 | 0 | 0 | 0 | 0
CC | 0 | 0 | 0 | 0 | 0 | 0
CSP | 0 | 0 | 0 | 0 | 0 | 0
CT | 0 | 0 | 0 | 0 | 0 | 0
Coal | 0 | 0 | 0 | 0 | 0 | 0
Geo | 0 | 0 | 0 | 0 | 0 | 0
H | 0 | 0 | 0 | 0 | 0 | 0
LFG | 0 | 0 | 0 | 0 | 0 | 0
Nuc | 0 | 0 | 0 | 0 | 0 | 0
PS | 0 | 0 | 0 | 0 | 0 | 0
PV | 0 | 0 | 0 | 0 | 0 | 0
PeakG | 0 | 0 | 0 | 0 | 0 | 0
PeakO | 0 | 0 | 0 | 0 | 0 | 0
ST | 0 | 0 | 0 | 0 | 0 | 0
STOG | 0 | 0 | 0 | 0 | 0 | 0
STWD | 0 | 0 | 0 | 0 | 0 | 0
WT | 0 | 0 | 0 | 0 | 0 | 0
IGCC | 0 | 0 | 0 | 0 | 0 | 0
DemandResponse | 0 | 0 | 0 | 0 | 0 | 0
IGCC-CCS | 0 | 0 | 0 | 0 | 0 | 0
WT_off | 0 | 0 | 0 | 0 | 0 | 0
PseudoUnit | 0 | 0 | 0 | 0 | 0 | 0
FixedInterchange | 0 | 0 | 0 | 0 | 0 | 0
Emission Cost by Reporting Type: MARITIMES
ReportingType | 2015 | 2020 | 2025 | 2030 | 2035 | 2040
BM | 0 | 0 | 0 | 0 | 0 | 0
CC | 0 | 0 | 0 | 0 | 0 | 0
CSP | 0 | 0 | 0 | 0 | 0 | 0
CT | 0 | 0 | 0 | 0 | 0 | 0
Coal | 0 | 0 | 0 | 0 | 0 | 0
Geo | 0 | 0 | 0 | 0 | 0 | 0
H | 0 | 0 | 0 | 0 | 0 | 0
LFG | 0 | 0 | 0 | 0 | 0 | 0
Nuc | 0 | 0 | 0 | 0 | 0 | 0
PS | 0 | 0 | 0 | 0 | 0 | 0
PV | 0 | 0 | 0 | 0 | 0 | 0
PeakG | 0 | 0 | 0 | 0 | 0 | 0
PeakO | 0 | 0 | 0 | 0 | 0 | 0
ST | 0 | 0 | 0 | 0 | 0 | 0
STOG | 0 | 0 | 0 | 0 | 0 | 0
STWD | 0 | 0 | 0 | 0 | 0 | 0
WT | 0 | 0 | 0 | 0 | 0 | 0
IGCC | 0 | 0 | 0 | 0 | 0 | 0
DemandResponse | 0 | 0 | 0 | 0 | 0 | 0
IGCC-CCS | 0 | 0 | 0 | 0 | 0 | 0
WT_off | 0 | 0 | 0 | 0 | 0 | 0
PseudoUnit | 0 | 0 | 0 | 0 | 0 | 0
FixedInterchange | 0 | 0 | 0 | 0 | 0 | 0
Emission Cost by Reporting Type: All
ReportingType | 2015 | 2020 | 2025 | 2030 | 2035 | 2040
BM | 0 | 0 | 0 | 0 | 0 | 0
CC | 66.46 | 74.07 | 66.07 | 62.5 | 107.65 | 142.01
CSP | 0 | 0 | 0 | 0 | 0 | 0
CT | 0 | 0.01 | 0.01 | 0.01 | 0 | 0
Coal | 19.64 | 27.43 | 30.12 | 35.79 | 35.85 | 35.85
Geo | 0 | 0 | 0 | 0 | 0 | 0
H | 0 | 0 | 0 | 0 | 0 | 0
LFG | 0 | 0 | 0 | 0 | 0 | 0
Nuc | 0 | 0 | 0 | 0 | 0 | 0
PS | 0 | 0 | 0 | 0 | 0 | 0
PV | 0 | 0 | 0 | 0 | 0 | 0
PeakG | 0.24 | 0.64 | 0.98 | 1 | 2.62 | 2.76
PeakO | 0 | 0.03 | 0.07 | 0.07 | 0.07 | 0.07
ST | 0 | 0 | 0 | 0 | 0 | 0
STOG | 0.7 | 1.01 | 0.98 | 0.7 | 1.08 | 1.11
STWD | 0 | 0 | 0 | 0 | 0 | 0
WT | 0 | 0 | 0 | 0 | 0 | 0
IGCC | 0 | 0 | 0 | 0 | 0 | 0
DemandResponse | 0 | 0 | 0 | 0 | 0 | 0
IGCC-CCS | 0 | 0 | 0 | 0 | 0 | 0
WT_off | 0 | 0 | 0 | 0 | 0 | 0
PseudoUnit | 0 | 0 | 0 | 0 | 0 | 0
FixedInterchange | 0 | 0 | 0 | 0 | 0 | 0
Emission Cost by Reporting Type: EI_US
ReportingType | 2015 | 2020 | 2025 | 2030 | 2035 | 2040
BM | 0 | 0 | 0 | 0 | 0 | 0
CC | 66.46 | 74.07 | 66.07 | 62.5 | 107.65 | 142.01
CSP | 0 | 0 | 0 | 0 | 0 | 0
CT | 0 | 0.01 | 0.01 | 0.01 | 0 | 0
Coal | 19.64 | 27.43 | 30.12 | 35.79 | 35.85 | 35.85
Geo | 0 | 0 | 0 | 0 | 0 | 0
H | 0 | 0 | 0 | 0 | 0 | 0
LFG | 0 | 0 | 0 | 0 | 0 | 0
Nuc | 0 | 0 | 0 | 0 | 0 | 0
PS | 0 | 0 | 0 | 0 | 0 | 0
PV | 0 | 0 | 0 | 0 | 0 | 0
PeakG | 0.24 | 0.64 | 0.98 | 1 | 2.62 | 2.76
PeakO | 0 | 0.03 | 0.07 | 0.07 | 0.07 | 0.07
ST | 0 | 0 | 0 | 0 | 0 | 0
STOG | 0.7 | 1.01 | 0.98 | 0.7 | 1.08 | 1.11
STWD | 0 | 0 | 0 | 0 | 0 | 0
WT | 0 | 0 | 0 | 0 | 0 | 0
IGCC | 0 | 0 | 0 | 0 | 0 | 0
DemandResponse | 0 | 0 | 0 | 0 | 0 | 0
IGCC-CCS | 0 | 0 | 0 | 0 | 0 | 0
WT_off | 0 | 0 | 0 | 0 | 0 | 0
PseudoUnit | 0 | 0 | 0 | 0 | 0 | 0
FixedInterchange | 0 | 0 | 0 | 0 | 0 | 0
Emission Cost by Reporting Type: EI_Canada
ReportingType | 2015 | 2020 | 2025 | 2030 | 2035 | 2040
BM | 0 | 0 | 0 | 0 | 0 | 0
CC | 0 | 0 | 0 | 0 | 0 | 0
CSP | 0 | 0 | 0 | 0 | 0 | 0
CT | 0 | 0 | 0 | 0 | 0 | 0
Coal | 0 | 0 | 0 | 0 | 0 | 0
Geo | 0 | 0 | 0 | 0 | 0 | 0
H | 0 | 0 | 0 | 0 | 0 | 0
LFG | 0 | 0 | 0 | 0 | 0 | 0
Nuc | 0 | 0 | 0 | 0 | 0 | 0
PS | 0 | 0 | 0 | 0 | 0 | 0
PV | 0 | 0 | 0 | 0 | 0 | 0
PeakG | 0 | 0 | 0 | 0 | 0 | 0
PeakO | 0 | 0 | 0 | 0 | 0 | 0
ST | 0 | 0 | 0 | 0 | 0 | 0
STOG | 0 | 0 | 0 | 0 | 0 | 0
STWD | 0 | 0 | 0 | 0 | 0 | 0
WT | 0 | 0 | 0 | 0 | 0 | 0
IGCC | 0 | 0 | 0 | 0 | 0 | 0
DemandResponse | 0 | 0 | 0 | 0 | 0 | 0
IGCC-CCS | 0 | 0 | 0 | 0 | 0 | 0
WT_off | 0 | 0 | 0 | 0 | 0 | 0
PseudoUnit | 0 | 0 | 0 | 0 | 0 | 0
FixedInterchange | 0 | 0 | 0 | 0 | 0 | 0
Emission Cost by Reporting Type: EI
ReportingType | 2015 | 2020 | 2025 | 2030 | 2035 | 2040
BM | 0 | 0 | 0 | 0 | 0 | 0
CC | 66.46 | 74.07 | 66.07 | 62.5 | 107.65 | 142.01
CSP | 0 | 0 | 0 | 0 | 0 | 0
CT | 0 | 0.01 | 0.01 | 0.01 | 0 | 0
Coal | 19.64 | 27.43 | 30.12 | 35.79 | 35.85 | 35.85
Geo | 0 | 0 | 0 | 0 | 0 | 0
H | 0 | 0 | 0 | 0 | 0 | 0
LFG | 0 | 0 | 0 | 0 | 0 | 0
Nuc | 0 | 0 | 0 | 0 | 0 | 0
PS | 0 | 0 | 0 | 0 | 0 | 0
PV | 0 | 0 | 0 | 0 | 0 | 0
PeakG | 0.24 | 0.64 | 0.98 | 1 | 2.62 | 2.76
PeakO | 0 | 0.03 | 0.07 | 0.07 | 0.07 | 0.07
ST | 0 | 0 | 0 | 0 | 0 | 0
STOG | 0.7 | 1.01 | 0.98 | 0.7 | 1.08 | 1.11
STWD | 0 | 0 | 0 | 0 | 0 | 0
WT | 0 | 0 | 0 | 0 | 0 | 0
IGCC | 0 | 0 | 0 | 0 | 0 | 0
DemandResponse | 0 | 0 | 0 | 0 | 0 | 0
IGCC-CCS | 0 | 0 | 0 | 0 | 0 | 0
WT_off | 0 | 0 | 0 | 0 | 0 | 0
PseudoUnit | 0 | 0 | 0 | 0 | 0 | 0
FixedInterchange | 0 | 0 | 0 | 0 | 0 | 0
Emission Cost by Reporting Type: Outside_EI
ReportingType | 2015 | 2020 | 2025 | 2030 | 2035 | 2040
BM | 0 | 0 | 0 | 0 | 0 | 0
CC | 0 | 0 | 0 | 0 | 0 | 0
CSP | 0 | 0 | 0 | 0 | 0 | 0
CT | 0 | 0 | 0 | 0 | 0 | 0
Coal | 0 | 0 | 0 | 0 | 0 | 0
Geo | 0 | 0 | 0 | 0 | 0 | 0
H | 0 | 0 | 0 | 0 | 0 | 0
LFG | 0 | 0 | 0 | 0 | 0 | 0
Nuc | 0 | 0 | 0 | 0 | 0 | 0
PS | 0 | 0 | 0 | 0 | 0 | 0
PV | 0 | 0 | 0 | 0 | 0 | 0
PeakG | 0 | 0 | 0 | 0 | 0 | 0
PeakO | 0 | 0 | 0 | 0 | 0 | 0
ST | 0 | 0 | 0 | 0 | 0 | 0
STOG | 0 | 0 | 0 | 0 | 0 | 0
STWD | 0 | 0 | 0 | 0 | 0 | 0
WT | 0 | 0 | 0 | 0 | 0 | 0
IGCC | 0 | 0 | 0 | 0 | 0 | 0
DemandResponse | 0 | 0 | 0 | 0 | 0 | 0
IGCC-CCS | 0 | 0 | 0 | 0 | 0 | 0
WT_off | 0 | 0 | 0 | 0 | 0 | 0
PseudoUnit | 0 | 0 | 0 | 0 | 0 | 0
FixedInterchange | 0 | 0 | 0 | 0 | 0 | 0
#8 | Base VOM Costs ($million)
Base VOM Costs by Reporting Type: Entergy
ReportingType | 2015 | 2020 | 2025 | 2030 | 2035 | 2040
BM | 0 | 0 | 0 | 0 | 0 | 0
CC | 137.67 | 164.34 | 131.07 | 120.02 | 120.7 | 118.3
CSP | 0 | 0 | 0 | 0 | 0 | 0
CT | 0 | 0 | 0 | 0 | 0 | 0
Coal | 233.08 | 211.35 | 232.69 | 235.53 | 235.53 | 235.53
Geo | 0 | 0 | 0 | 0 | 0 | 0
H | 0 | 0 | 0 | 0 | 0 | 0
LFG | 0 | 0 | 0 | 0.01 | 0.01 | 0.01
Nuc | 100.26 | 100.26 | 100.26 | 100.26 | 84.69 | 66.26
PS | 0 | 0 | 0 | 0 | 0 | 0
PV | 0 | 0 | 0 | 0 | 0 | 0
PeakG | 0 | 3.97 | 1.3 | 0 | 0 | 0
PeakO | 0 | 0.01 | 0 | 0 | 0 | 0
ST | 0 | 0 | 0 | 0 | 0 | 0
STOG | 1.92 | 0 | 0 | 0 | 0 | 0
STWD | 0 | 0 | 0 | 0 | 0 | 0
WT | 0 | 0 | 0 | 0 | 0 | 0
IGCC | 0 | 0 | 0 | 0 | 0 | 0
DemandResponse | 0 | 0 | 0.7 | 1.82 | 9.36 | 6.94
IGCC-CCS | 0 | 0 | 0 | 0 | 0 | 0
WT_off | 0 | 0 | 0 | 0 | 0 | 0
PseudoUnit | 0 | 0 | 0 | 0 | 0 | 0
FixedInterchange | 0 | 0 | 0 | 0 | 0 | 0
Base VOM Costs by Reporting Type: FRCC
ReportingType | 2015 | 2020 | 2025 | 2030 | 2035 | 2040
BM | 0 | 0 | 0 | 0 | 0 | 0
CC | 354.99 | 361.85 | 357.3 | 366.92 | 445.17 | 475.07
CSP | 0 | 0 | 0 | 0 | 0 | 0
CT | 5.17 | 12.55 | 12.79 | 14.5 | 0 | 0
Coal | 201.12 | 226.67 | 247.62 | 253.46 | 260.16 | 262.94
Geo | 0 | 0 | 0 | 0 | 0 | 0
H | 0 | 0 | 0 | 0 | 0 | 0
LFG | 0.04 | 0.04 | 0.06 | 0.06 | 0.06 | 0.06
Nuc | 76.4 | 76.4 | 76.4 | 76.4 | 46.53 | 15.51
PS | 0 | 0 | 0 | 0 | 0 | 0
PV | 0 | 0 | 0 | 0 | 0 | 0
PeakG | 4.57 | 17.55 | 17.93 | 16.28 | 21.15 | 28.12
PeakO | 0 | 0.03 | 0 | 0 | 0 | 0
ST | 0 | 0 | 0 | 0 | 0 | 0
STOG | 1.51 | 0 | 0 | 0 | 0 | 0
STWD | 0 | 0.19 | 0.31 | 0.31 | 0.31 | 0.52
WT | 0 | 0 | 0 | 0 | 0 | 0
IGCC | 0 | 0 | 0 | 0 | 0 | 0
DemandResponse | 0 | 0 | 29.03 | 69.69 | 100.02 | 133.38
IGCC-CCS | 0 | 0 | 0 | 0 | 0 | 0
WT_off | 0 | 0 | 0 | 0 | 0 | 0
PseudoUnit | 0 | 0 | 0 | 0 | 0 | 0
FixedInterchange | 0 | 0 | 0 | 0 | 0 | 0
Base VOM Costs by Reporting Type: MAPP_US
ReportingType | 2015 | 2020 | 2025 | 2030 | 2035 | 2040
BM | 0 | 0 | 0 | 0 | 0 | 0
CC | 0 | 0 | 0 | 0 | 0 | 0
CSP | 0 | 0 | 0 | 0 | 0 | 0
CT | 0 | 0.03 | 0.1 | 0.1 | 0 | 0
Coal | 75.49 | 74.75 | 74.75 | 74.75 | 74.75 | 74.75
Geo | 0 | 0 | 0 | 0 | 0 | 0
H | 0 | 0 | 0 | 0 | 0 | 0
LFG | 0 | 0 | 0.01 | 0.01 | 0.01 | 0.01
Nuc | 0 | 0 | 0 | 0 | 0 | 0
PS | 0 | 0 | 0 | 0 | 0 | 0
PV | 0 | 0 | 0 | 0 | 0 | 0
PeakG | 0.22 | 1.1 | 0.19 | 0.19 | 0.72 | 0.37
PeakO | 0 | 0 | 0 | 0 | 0 | 0
ST | 0 | 0 | 0 | 0 | 0 | 0
STOG | 0 | 0 | 0 | 0 | 0 | 0
STWD | 0 | 0 | 0 | 0 | 0 | 0
WT | 0.07 | 0.08 | 0.08 | 0.08 | 0.08 | 0.08
IGCC | 0 | 0 | 0 | 0 | 0 | 0
DemandResponse | 0 | 0 | 0 | 0 | 0 | 0
IGCC-CCS | 0 | 0 | 0 | 0 | 0 | 0
WT_off | 0 | 0 | 0 | 0 | 0 | 0
PseudoUnit | 0 | 0 | 0 | 0 | 0 | 0
FixedInterchange | 0 | 0 | 0 | 0 | 0 | 0
Base VOM Costs by Reporting Type: MISO_IN
ReportingType | 2015 | 2020 | 2025 | 2030 | 2035 | 2040
BM | 0 | 0 | 0 | 0 | 0 | 0
CC | 8.38 | 13.85 | 9.03 | 8.36 | 12.3 | 11.68
CSP | 0 | 0 | 0 | 0 | 0 | 0
CT | 0 | 0 | 0 | 0 | 0 | 0
Coal | 316.79 | 363.28 | 374.75 | 380.85 | 391.41 | 391.41
Geo | 0 | 0 | 0 | 0 | 0 | 0
H | 0 | 0 | 0 | 0 | 0 | 0
LFG | 0 | 0 | 0 | 0.01 | 0.01 | 0.01
Nuc | 0 | 0 | 0 | 0 | 0 | 0
PS | 0 | 0 | 0 | 0 | 0 | 0
PV | 0 | 0 | 0.01 | 0.01 | 0.01 | 0.01
PeakG | 0.13 | 0.77 | 0.81 | 0.81 | 2.42 | 2.36
PeakO | 0 | 0 | 0 | 0 | 0 | 0
ST | 0 | 0 | 0 | 0 | 0 | 0
STOG | 0.13 | 0.26 | 0 | 0 | 0 | 0
STWD | 0 | 0 | 0 | 0 | 0 | 0
WT | 0.02 | 0.02 | 0.02 | 0.02 | 0.02 | 0.02
IGCC | 30.43 | 30.43 | 30.43 | 30.43 | 30.43 | 30.43
DemandResponse | 0 | 0 | 0 | 0 | 0 | 0
IGCC-CCS | 0 | 0 | 0 | 0 | 0 | 0
WT_off | 0 | 0 | 0 | 0 | 0 | 0
PseudoUnit | 0 | 0 | 0 | 0 | 0 | 0
FixedInterchange | 0 | 0 | 0 | 0 | 0 | 0
Base VOM Costs by Reporting Type: MISO_MI
ReportingType | 2015 | 2020 | 2025 | 2030 | 2035 | 2040
BM | 0 | 0 | 0 | 0 | 0 | 0
CC | 28.84 | 34.19 | 18.04 | 15.64 | 21.89 | 19.33
CSP | 0 | 0 | 0 | 0 | 0 | 0
CT | 0 | 0 | 0 | 0 | 0 | 0
Coal | 168.76 | 160.89 | 160.89 | 160.89 | 160.89 | 160.89
Geo | 0 | 0 | 0 | 0 | 0 | 0
H | 0 | 0 | 0 | 0 | 0 | 0
LFG | 0.01 | 0.01 | 0.03 | 0.03 | 0.03 | 0.03
Nuc | 34.93 | 34.93 | 34.93 | 34.93 | 20.54 | 20.54
PS | 0 | 0 | 0 | 0 | 0 | 0
PV | 0 | 0 | 0 | 0 | 0 | 0
PeakG | 0.25 | 0.89 | 0.95 | 0.95 | 2.82 | 2.74
PeakO | 0 | 0 | 0 | 0 | 0 | 0
ST | 0 | 0 | 0 | 0 | 0 | 0
STOG | 0.94 | 1.59 | 0 | 0 | 0 | 0
STWD | 0.19 | 1.21 | 0.24 | 0.19 | 0.23 | 0.42
WT | 0.06 | 0.06 | 0.06 | 0.06 | 0.06 | 0.06
IGCC | 0 | 0 | 0 | 0 | 0 | 0
DemandResponse | 0 | 0 | 0 | 0 | 0 | 0
IGCC-CCS | 0 | 0 | 0 | 0 | 0 | 0
WT_off | 0 | 0 | 0 | 0 | 0 | 0
PseudoUnit | 0 | 0 | 0 | 0 | 0 | 0
FixedInterchange | 0 | 0 | 0 | 0 | 0 | 0
Base VOM Costs by Reporting Type: MISO_MO-IL
ReportingType | 2015 | 2020 | 2025 | 2030 | 2035 | 2040
BM | 0 | 0 | 0 | 0 | 0 | 0
CC | 5.81 | 8.38 | 5.81 | 3.62 | 7.67 | 3.29
CSP | 0 | 0 | 0 | 0 | 0 | 0
CT | 0 | 0 | 0 | 0 | 0 | 0
Coal | 353.4 | 291.68 | 303.99 | 306.23 | 315.59 | 315.59
Geo | 0 | 0 | 0 | 0 | 0 | 0
H | 0 | 0 | 0 | 0 | 0 | 0
LFG | 0 | 0 | 0.02 | 0.02 | 0.02 | 0.02
Nuc | 41.29 | 41.29 | 41.29 | 41.29 | 41.29 | 41.29
PS | 0 | 0 | 0 | 0 | 0 | 0
PV | 0 | 0 | 0 | 0 | 0 | 0
PeakG | 1.17 | 4.83 | 7.06 | 3.73 | 7.13 | 4.88
PeakO | 0 | 0 | 0 | 0 | 0 | 0
ST | 0 | 0 | 0 | 0 | 0 | 0
STOG | 0.26 | 0.51 | 0 | 0 | 0 | 0
STWD | 0 | 0 | 0 | 0 | 0 | 0
WT | 0.02 | 0.02 | 0.02 | 0.02 | 0.02 | 0.02
IGCC | 0 | 0 | 0 | 0 | 0 | 0
DemandResponse | 0 | 0 | 0 | 0 | 0 | 0
IGCC-CCS | 0 | 0 | 0 | 0 | 0 | 0
WT_off | 0 | 0 | 0 | 0 | 0 | 0
PseudoUnit | 0 | 0 | 0 | 0 | 0 | 0
FixedInterchange | 0 | 0 | 0 | 0 | 0 | 0
Base VOM Costs by Reporting Type: MISO_W
ReportingType | 2015 | 2020 | 2025 | 2030 | 2035 | 2040
BM | 0 | 0 | 0 | 0 | 0 | 0
CC | 20.91 | 21.65 | 12.82 | 9.7 | 11.78 | 7.89
CSP | 0 | 0 | 0 | 0 | 0 | 0
CT | 0 | 0 | 0 | 0 | 0 | 0
Coal | 319.46 | 331.82 | 331.82 | 334.31 | 341.99 | 484
Geo | 0 | 0 | 0 | 0 | 0 | 0
H | 0 | 0 | 0 | 0 | 0 | 0
LFG | 0.02 | 0.02 | 0.02 | 0.02 | 0.02 | 0.02
Nuc | 43.67 | 43.67 | 43.67 | 43.67 | 0 | 0
PS | 0 | 0 | 0 | 0 | 0 | 0
PV | 0 | 0 | 0 | 0 | 0 | 0
PeakG | 2.37 | 3.22 | 2.56 | 2.56 | 3.5 | 1.66
PeakO | 0 | 0.02 | 0 | 0 | 0 | 0
ST | 0 | 0 | 0 | 0 | 0 | 0
STOG | 0 | 0 | 0 | 0 | 0 | 0
STWD | 0 | 0.66 | 0 | 0 | 0 | 0
WT | 0.32 | 0.35 | 0.42 | 0.43 | 0.43 | 0.43
IGCC | 0 | 0 | 0 | 0 | 0 | 0
DemandResponse | 0 | 0 | 0 | 0 | 0 | 0
IGCC-CCS | 0 | 0 | 0 | 0 | 0 | 0
WT_off | 0 | 0 | 0 | 0 | 0 | 0
PseudoUnit | 0 | 0 | 0 | 0 | 0 | 0
FixedInterchange | 0 | 0 | 0 | 0 | 0 | 0
Base VOM Costs by Reporting Type: MISO_WUMS
ReportingType | 2015 | 2020 | 2025 | 2030 | 2035 | 2040
BM | 0 | 0 | 0 | 0 | 0 | 0
CC | 33.3 | 36.52 | 24.29 | 18.4 | 32.33 | 25.84
CSP | 0 | 0 | 0 | 0 | 0 | 0
CT | 0 | 0 | 0 | 0 | 0 | 0
Coal | 90.63 | 113.73 | 122.6 | 126.39 | 142.94 | 142.94
Geo | 0 | 0 | 0 | 0 | 0 | 0
H | 0 | 0 | 0 | 0 | 0 | 0
LFG | 0.01 | 0.01 | 0.03 | 0.03 | 0.03 | 0.03
Nuc | 33.6 | 33.6 | 33.6 | 33.6 | 0 | 0
PS | 0 | 0 | 0 | 0 | 0 | 0
PV | 0 | 0 | 0 | 0 | 0 | 0
PeakG | 0.63 | 0.81 | 0.86 | 1.62 | 2.54 | 2.13
PeakO | 0 | 0.01 | 0 | 0 | 0 | 0
ST | 0 | 0 | 0 | 0 | 0 | 0
STOG | 0 | 0 | 0 | 0 | 0 | 0
STWD | 0 | 0.1 | 0 | 0 | 0 | 0
WT | 0.05 | 0.05 | 0.05 | 0.05 | 0.05 | 0.05
IGCC | 0 | 0 | 0 | 0 | 0 | 0
DemandResponse | 0 | 0 | 0 | 0 | 0 | 0
IGCC-CCS | 0 | 0 | 0 | 0 | 0 | 0
WT_off | 0 | 0 | 0 | 0 | 0 | 0
PseudoUnit | 0 | 0 | 0 | 0 | 0 | 0
FixedInterchange | 0 | 0 | 0 | 0 | 0 | 0
Base VOM Costs by Reporting Type: Nebraska
ReportingType | 2015 | 2020 | 2025 | 2030 | 2035 | 2040
BM | 0 | 0 | 0 | 0 | 0 | 0
CC | 0.6 | 1.08 | 0.6 | 0.36 | 0.76 | 0.59
CSP | 0 | 0 | 0 | 0 | 0 | 0
CT | 0 | 0 | 0 | 0 | 0 | 0
Coal | 117.38 | 127.61 | 126.89 | 126.61 | 127.61 | 127.61
Geo | 0 | 0 | 0 | 0 | 0 | 0
H | 0 | 0 | 0 | 0 | 0 | 0
LFG | 0 | 0 | 0 | 0.01 | 0.01 | 0.01
Nuc | 23.15 | 23.15 | 23.15 | 23.15 | 0 | 0
PS | 0 | 0 | 0 | 0 | 0 | 0
PV | 0 | 0 | 0 | 0 | 0 | 0
PeakG | 0.55 | 0.89 | 0.51 | 0.4 | 1.46 | 0.92
PeakO | 0 | 0 | 0 | 0 | 0 | 0
ST | 0 | 0 | 0 | 0 | 0 | 0
STOG | 0 | 0 | 0 | 0 | 0 | 0
STWD | 0 | 0 | 0 | 0 | 0 | 0
WT | 0.01 | 0.01 | 0.01 | 0.01 | 0.01 | 0.01
IGCC | 0 | 0 | 0 | 0 | 0 | 0
DemandResponse | 0 | 0 | 0 | 0 | 0 | 0
IGCC-CCS | 0 | 0 | 0 | 0 | 0 | 0
WT_off | 0 | 0 | 0 | 0 | 0 | 0
PseudoUnit | 0 | 0 | 0 | 0 | 0 | 0
FixedInterchange | 0 | 0 | 0 | 0 | 0 | 0
Base VOM Costs by Reporting Type: NEISO
ReportingType | 2015 | 2020 | 2025 | 2030 | 2035 | 2040
BM | 9.41 | 5.39 | 0.16 | 0.15 | 5.8 | 2.73
CC | 101.17 | 73.74 | 60.72 | 58.56 | 90.13 | 100.92
CSP | 0 | 0 | 0 | 0 | 0 | 0
CT | 0.03 | 0.11 | 0.11 | 0.1 | 0 | 0
Coal | 0.12 | 0 | 0 | 0 | 0 | 0
Geo | 0 | 0 | 0 | 0 | 0 | 0
H | 0 | 0 | 0 | 0 | 0 | 0
LFG | 0.05 | 0.05 | 0.06 | 0.06 | 0.06 | 0.06
Nuc | 85.9 | 85.9 | 85.9 | 85.9 | 62.06 | 45.84
PS | 0 | 0 | 0 | 0 | 0 | 0
PV | 0 | 0.01 | 0.01 | 0.01 | 0.01 | 0
PeakG | 0.27 | 0.32 | 0.25 | 0 | 0 | 0
PeakO | 0 | 0 | 0 | 0 | 0 | 0
ST | 0 | 0 | 0 | 0 | 0 | 0
STOG | 0 | 0 | 0 | 0 | 0 | 0
STWD | 6.72 | 1.09 | 0 | 0 | 0 | 0
WT | 0.01 | 0.09 | 0.12 | 0.14 | 0.14 | 0.14
IGCC | 0 | 0 | 0 | 0 | 0 | 0
DemandResponse | 0 | 0 | 0 | 0 | 0 | 3.24
IGCC-CCS | 0 | 0 | 0 | 0 | 0 | 0
WT_off | 0.02 | 0.02 | 0.02 | 0.02 | 0 | 0
PseudoUnit | 0 | 0 | 0 | 0 | 0 | 0
FixedInterchange | 0 | 0 | 0 | 0 | 0 | 0
Base VOM Costs by Reporting Type: NonRTO_Midwest
ReportingType | 2015 | 2020 | 2025 | 2030 | 2035 | 2040
BM | 0 | 0 | 0 | 0 | 0 | 0
CC | 0 | 0 | 0 | 0 | 0 | 0
CSP | 0 | 0 | 0 | 0 | 0 | 0
CT | 0 | 0 | 0 | 0 | 0 | 0
Coal | 220.38 | 239.41 | 238.06 | 240.35 | 248.2 | 248.2
Geo | 0 | 0 | 0 | 0 | 0 | 0
H | 0 | 0 | 0 | 0 | 0 | 0
LFG | 0 | 0 | 0 | 0.01 | 0.01 | 0.01
Nuc | 0 | 0 | 0 | 0 | 0 | 0
PS | 0 | 0 | 0 | 0 | 0 | 0
PV | 0 | 0 | 0 | 0 | 0 | 0
PeakG | 1.39 | 7.84 | 3.22 | 2.7 | 3.17 | 1.64
PeakO | 0 | 0 | 0 | 0 | 0 | 0
ST | 0 | 0 | 0 | 0 | 0 | 0
STOG | 0 | 0 | 0 | 0 | 0 | 0
STWD | 0 | 0 | 0 | 0 | 0 | 0
WT | 0 | 0 | 0 | 0 | 0 | 0
IGCC | 0 | 0 | 0 | 0 | 0 | 0
DemandResponse | 0 | 0 | 2.93 | 0 | 20.42 | 14.17
IGCC-CCS | 0 | 0 | 0 | 0 | 0 | 0
WT_off | 0 | 0 | 0 | 0 | 0 | 0
PseudoUnit | 0 | 0 | 0 | 0 | 0 | 0
FixedInterchange | 0 | 0 | 0 | 0 | 0 | 0
Base VOM Costs by Reporting Type: NYISO_A-F
ReportingType | 2015 | 2020 | 2025 | 2030 | 2035 | 2040
BM | 0 | 0 | 0 | 0 | 0 | 0
CC | 19.2 | 19.93 | 18.27 | 18.31 | 33.39 | 46.26
CSP | 0 | 0 | 0 | 0 | 0 | 0
CT | 0 | 0 | 0 | 0 | 0 | 0
Coal | 0 | 0 | 0 | 0 | 0 | 0
Geo | 0 | 0 | 0 | 0 | 0 | 0
H | 0 | 0 | 0 | 0 | 0 | 0
LFG | 0.02 | 0.02 | 0.02 | 0.02 | 0.02 | 0.02
Nuc | 62.23 | 62.23 | 62.23 | 50.74 | 40 | 24.24
PS | 0 | 0 | 0 | 0 | 0 | 0
PV | 0 | 0 | 0 | 0 | 0 | 0
PeakG | 0 | 0.03 | 0.05 | 0.05 | 0.05 | 0.18
PeakO | 0 | 0 | 0 | 0 | 0 | 0
ST | 0 | 0 | 0 | 0 | 0 | 0
STOG | 0 | 0 | 0 | 0 | 0 | 0
STWD | 0 | 0 | 0 | 0 | 0 | 0
WT | 0.11 | 0.13 | 0.13 | 0.13 | 0.13 | 0.13
IGCC | 0 | 0 | 0 | 0 | 0 | 0
DemandResponse | 0 | 0 | 0 | 0 | 0 | 0
IGCC-CCS | 0 | 0 | 0 | 0 | 0 | 0
WT_off | 0 | 0 | 0 | 0 | 0 | 0
PseudoUnit | 0 | 0 | 0 | 0 | 0 | 0
FixedInterchange | 0 | 0 | 0 | 0 | 0 | 0
Base VOM Costs by Reporting Type: NYISO_G-I
ReportingType | 2015 | 2020 | 2025 | 2030 | 2035 | 2040
BM | 0 | 0 | 0 | 0 | 0 | 0
CC | 13.38 | 14.23 | 11.99 | 12.71 | 35.19 | 71.28
CSP | 0 | 0 | 0 | 0 | 0 | 0
CT | 0 | 0 | 0 | 0 | 0 | 0
Coal | 6.67 | 0 | 0 | 0 | 0 | 0
Geo | 0 | 0 | 0 | 0 | 0 | 0
H | 0 | 0 | 0 | 0 | 0 | 0
LFG | 0.01 | 0.01 | 0.01 | 0.01 | 0.01 | 0.01
Nuc | 37.82 | 37.82 | 37.82 | 37.82 | 18.96 | 0.01
PS | 0 | 0 | 0 | 0 | 0 | 0
PV | 0 | 0 | 0 | 0 | 0 | 0
PeakG | 0 | 0.02 | 0.02 | 0.02 | 0.02 | 0.02
PeakO | 0 | 0 | 0 | 0 | 0 | 0
ST | 0 | 0 | 0 | 0 | 0 | 0
STOG | 0 | 0 | 0 | 0 | 0 | 0
STWD | 0 | 0 | 0 | 0 | 0 | 0
WT | 0 | 0 | 0 | 0 | 0 | 0
IGCC | 0 | 0 | 0 | 0 | 0 | 0
DemandResponse | 0 | 0 | 0 | 0 | 0 | 0
IGCC-CCS | 0 | 0 | 0 | 0 | 0 | 0
WT_off | 0 | 0 | 0 | 0 | 0 | 0
PseudoUnit | 0 | 0 | 0 | 0 | 0 | 0
FixedInterchange | 0 | 0 | 0 | 0 | 0 | 0
Base VOM Costs by Reporting Type: NYISO_J-K
ReportingType | 2015 | 2020 | 2025 | 2030 | 2035 | 2040
BM | 0 | 0 | 0 | 0 | 0 | 0
CC | 59.91 | 70 | 67.98 | 66.12 | 72.3 | 86.45
CSP | 0 | 0 | 0 | 0 | 0 | 0
CT | 0 | 0 | 0 | 0 | 0 | 0
Coal | 0 | 0 | 0 | 0 | 0 | 0
Geo | 0 | 0 | 0 | 0 | 0 | 0
H | 0 | 0 | 0 | 0 | 0 | 0
LFG | 0.01 | 0.01 | 0.01 | 0.02 | 0.02 | 0.02
Nuc | 0 | 0 | 0 | 0 | 0 | 0
PS | 0 | 0 | 0 | 0 | 0 | 0
PV | 0 | 0 | 0 | 0 | 0 | 0
PeakG | 0.75 | 3.02 | 3 | 2.82 | 5.12 | 5.45
PeakO | 0 | 0.1 | 0.28 | 0.28 | 0.28 | 0.28
ST | 0 | 0 | 0 | 0 | 0 | 0
STOG | 1.46 | 2.1 | 2.04 | 1.45 | 2.24 | 2.31
STWD | 0 | 0 | 0 | 0 | 0 | 0
WT | 0 | 0 | 0 | 0 | 0 | 0
IGCC | 0 | 0 | 0 | 0 | 0 | 0
DemandResponse | 0 | 0 | 1.92 | 0 | 5.58 | 5.13
IGCC-CCS | 0 | 0 | 0 | 0 | 0 | 0
WT_off | 0 | 0 | 0 | 0 | 0 | 0
PseudoUnit | 0 | 0 | 0 | 0 | 0 | 0
FixedInterchange | 0 | 0 | 0 | 0 | 0 | 0
Base VOM Costs by Reporting Type: PJM_E
ReportingType | 2015 | 2020 | 2025 | 2030 | 2035 | 2040
BM | 0 | 1.12 | 1.12 | 1.12 | 1.12 | 1.12
CC | 60.82 | 110.18 | 104.82 | 96.16 | 176.24 | 217.01
CSP | 0 | 0 | 0 | 0 | 0 | 0
CT | 0 | 0.01 | 0.01 | 0 | 0 | 0
Coal | 0.87 | 0.65 | 0.74 | 0.74 | 0.88 | 0.88
Geo | 0 | 0 | 0 | 0 | 0 | 0
H | 0 | 0 | 0 | 0 | 0 | 0
LFG | 0.04 | 0.05 | 0.05 | 0.05 | 0.05 | 0.05
Nuc | 157.37 | 146 | 146 | 146 | 104.88 | 83.17
PS | 0 | 0 | 0 | 0 | 0 | 0
PV | 0 | 0 | 0 | 0 | 0 | 0
PeakG | 0.6 | 0.67 | 3.11 | 3.66 | 8.11 | 8.43
PeakO | 0 | 0 | 0 | 0 | 0 | 0
ST | 0 | 0 | 0 | 0 | 0 | 0
STOG | 0 | 0 | 0 | 0 | 0 | 0
STWD | 0 | 0 | 0 | 0 | 0 | 0
WT | 0.02 | 0.02 | 0.02 | 0.02 | 0.02 | 0.02
IGCC | 0 | 0 | 0 | 0 | 0 | 0
DemandResponse | 0 | 0 | 0 | 0 | 63.22 | 109.65
IGCC-CCS | 0 | 0 | 0 | 0 | 0 | 0
WT_off | 0 | 0 | 0.04 | 0.04 | 0.04 | 0.04
PseudoUnit | 0 | 0 | 0 | 0 | 0 | 0
FixedInterchange | 0 | 0 | 0 | 0 | 0 | 0
Base VOM Costs by Reporting Type: PJM_ROM
ReportingType | 2015 | 2020 | 2025 | 2030 | 2035 | 2040
BM | 0 | 0.67 | 0.67 | 0.67 | 0.67 | 0.67
CC | 34.86 | 56.45 | 54.09 | 51.82 | 82.56 | 104.48
CSP | 0 | 0 | 0 | 0 | 0 | 0
CT | 0 | 0.01 | 0.02 | 0.02 | 0 | 0
Coal | 189.33 | 236.49 | 247.71 | 260.25 | 262.79 | 262.79
Geo | 0 | 0 | 0 | 0 | 0 | 0
H | 0 | 0 | 0 | 0 | 0 | 0
LFG | 0.03 | 0.05 | 0.05 | 0.05 | 0.05 | 0.05
Nuc | 93.13 | 93.13 | 93.13 | 93.13 | 61.1 | 44.47
PS | 0 | 0 | 0 | 0 | 0 | 0
PV | 0 | 0.02 | 0.04 | 0.04 | 0.04 | 0.04
PeakG | 0.09 | 0.4 | 0.4 | 0.4 | 4.72 | 4.72
PeakO | 0 | 0 | 0 | 0 | 0 | 0
ST | 0 | 0 | 0 | 0 | 0 | 0
STOG | 0 | 0 | 0 | 0 | 0 | 0
STWD | 0 | 1.16 | 1.16 | 1.16 | 1.16 | 1.16
WT | 0.03 | 0.03 | 0.05 | 0.05 | 0.13 | 0.14
IGCC | 0 | 0 | 0 | 0 | 0 | 0
DemandResponse | 0 | 0 | 0 | 0 | 3.63 | 25.9
IGCC-CCS | 0 | 0 | 0 | 0 | 0 | 0
WT_off | 0 | 0 | 0 | 0 | 0 | 0
PseudoUnit | 0 | 0 | 0 | 0 | 0 | 0
FixedInterchange | 0 | 0 | 0 | 0 | 0 | 0
Base VOM Costs by Reporting Type: PJM_ROR
ReportingType | 2015 | 2020 | 2025 | 2030 | 2035 | 2040
BM | 0 | 0.81 | 0.98 | 1.97 | 7.46 | 4.92
CC | 162.66 | 180.61 | 128.85 | 125.4 | 163.88 | 174.29
CSP | 0 | 0 | 0 | 0 | 0 | 0
CT | 0.06 | 0.11 | 0.06 | 0.06 | 0 | 0
Coal | 1345.64 | 1124.12 | 1127.04 | 1130.56 | 1138.23 | 1140.16
Geo | 0 | 0 | 0 | 0 | 0 | 0
H | 0 | 0 | 0.03 | 0.03 | 0.03 | 0.03
LFG | 0.05 | 0.05 | 0.09 | 0.09 | 0.09 | 0.09
Nuc | 370.54 | 370.54 | 370.54 | 354.51 | 275.46 | 185.16
PS | 0 | 0 | 0 | 0 | 0 | 0
PV | 0 | 0 | 0 | 0 | 0 | 0
PeakG | 12.32 | 17.75 | 11.1 | 7.06 | 11.18 | 13
PeakO | 0 | 0 | 0 | 0 | 0 | 0
ST | 0 | 0 | 0 | 0 | 0 | 0
STOG | 0 | 0 | 0 | 0 | 0 | 0
STWD | 0 | 1.45 | 1.99 | 2.7 | 3.23 | 3.23
WT | 0.31 | 0.31 | 0.31 | 0.31 | 0.31 | 0.31
IGCC | 0 | 0 | 0 | 0 | 0 | 0
DemandResponse | 0 | 0 | 0 | 0 | 8.69 | 41.91
IGCC-CCS | 0 | 0 | 0 | 0 | 0 | 0
WT_off | 0 | 0 | 0 | 0 | 0 | 0
PseudoUnit | 0 | 0 | 0 | 0 | 0 | 0
FixedInterchange | 0 | 0 | 0 | 0 | 0 | 0
Base VOM Costs by Reporting Type: SOCO
ReportingType | 2015 | 2020 | 2025 | 2030 | 2035 | 2040
BM | 0 | 0.03 | 0.11 | 0.11 | 0.19 | 0.19
CC | 278.71 | 292.47 | 246.27 | 248.75 | 248.99 | 117.73
CSP | 0 | 0 | 0 | 0 | 0 | 0
CT | 0 | 0 | 0 | 0 | 0 | 0
Coal | 388.1 | 375.69 | 444.51 | 444.51 | 444.51 | 744.46
Geo | 0 | 0 | 0 | 0 | 0 | 0
H | 0 | 0 | 0 | 0 | 0 | 0
LFG | 0 | 0 | 0.01 | 0.01 | 0.01 | 0.01
Nuc | 108.01 | 143 | 143 | 143 | 143 | 94.09
PS | 0 | 0 | 0 | 0 | 0 | 0
PV | 0 | 0 | 0 | 0 | 0 | 0
PeakG | 1.54 | 7.27 | 4.93 | 3.74 | 4.11 | 3.7
PeakO | 0 | 0 | 0 | 0 | 0 | 0
ST | 0 | 0 | 0 | 0 | 0 | 0
STOG | 0 | 0 | 0 | 0 | 0 | 0
STWD | 0 | 0 | 0 | 0 | 0 | 0
WT | 0 | 0 | 0 | 0 | 0 | 0
IGCC | 0 | 0 | 0 | 0 | 0 | 0
DemandResponse | 0 | 0 | 11.93 | 34.56 | 23.51 | 0
IGCC-CCS | 0 | 0 | 0 | 0 | 0 | 0
WT_off | 0 | 0 | 0 | 0 | 0 | 0
PseudoUnit | 0 | 0 | 0 | 0 | 0 | 0
FixedInterchange | 0 | 0 | 0 | 0 | 0 | 0
Base VOM Costs by Reporting Type: SPP_N
ReportingType | 2015 | 2020 | 2025 | 2030 | 2035 | 2040
BM | 0 | 0 | 0 | 0 | 0 | 0
CC | 14.9 | 9.22 | 5.6 | 4.76 | 3.36 | 2.37
CSP | 0 | 0 | 0 | 0 | 0 | 0
CT | 0 | 0 | 0 | 0 | 0 | 0
Coal | 236.28 | 235.87 | 235.87 | 235.87 | 235.87 | 235.87
Geo | 0 | 0 | 0 | 0 | 0 | 0
H | 0 | 0 | 0 | 0 | 0 | 0
LFG | 0 | 0 | 0.01 | 0.01 | 0.01 | 0.01
Nuc | 21.45 | 21.45 | 21.45 | 21.45 | 21.45 | 21.45
PS | 0 | 0 | 0 | 0 | 0 | 0
PV | 0 | 0 | 0 | 0 | 0 | 0
PeakG | 1.1 | 6.13 | 4.61 | 4.95 | 3 | 3.07
PeakO | 0 | 0 | 0 | 0 | 0 | 0
ST | 0 | 0 | 0 | 0 | 0 | 0
STOG | 0.47 | 0 | 0 | 0 | 0 | 0
STWD | 0 | 0 | 0 | 0 | 0 | 0
WT | 0.05 | 0.05 | 0.05 | 0.05 | 0.21 | 0.21
IGCC | 0 | 0 | 0 | 0 | 0 | 0
DemandResponse | 0 | 0 | 0 | 0 | 0 | 0
IGCC-CCS | 0 | 0 | 0 | 0 | 0 | 0
WT_off | 0 | 0 | 0 | 0 | 0 | 0
PseudoUnit | 0 | 0 | 0 | 0 | 0 | 0
FixedInterchange | 0 | 0 | 0 | 0 | 0 | 0
Base VOM Costs by Reporting Type: SPP_S
ReportingType | 2015 | 2020 | 2025 | 2030 | 2035 | 2040
BM | 0 | 0 | 0 | 0 | 0 | 0
CC | 59.07 | 110.86 | 80.5 | 73.53 | 31.96 | 26.9
CSP | 0 | 0 | 0 | 0 | 0 | 0
CT | 0 | 2.19 | 2.7 | 1.38 | 0.58 | 0
Coal | 370.21 | 326.68 | 351.55 | 353.68 | 353.68 | 353.68
Geo | 0 | 0 | 0 | 0 | 0 | 0
H | 0 | 0 | 0 | 0 | 0 | 0
LFG | 0 | 0 | 0 | 0.01 | 0.01 | 0.01
Nuc | 0 | 0 | 0 | 0 | 0 | 0
PS | 0 | 0 | 0 | 0 | 0 | 0
PV | 0 | 0 | 0 | 0 | 0 | 0
PeakG | 0 | 3.3 | 8.04 | 2.52 | 1.08 | 1.08
PeakO | 0 | 0.01 | 0 | 0 | 0 | 0
ST | 0 | 0 | 0 | 0 | 0 | 0
STOG | 2.36 | 3.07 | 0 | 0 | 0 | 0
STWD | 0 | 0 | 0 | 0 | 0 | 0
WT | 0.11 | 0.18 | 0.18 | 0.18 | 0.45 | 0.47
IGCC | 0 | 0 | 0 | 0 | 0 | 0
DemandResponse | 0 | 0 | 0 | 0 | 0 | 0
IGCC-CCS | 0 | 0 | 0 | 0 | 0 | 0
WT_off | 0 | 0 | 0 | 0 | 0 | 0
PseudoUnit | 0 | 0 | 0 | 0 | 0 | 0
FixedInterchange | 0 | 0 | 0 | 0 | 0 | 0
Base VOM Costs by Reporting Type: TVA
ReportingType | 2015 | 2020 | 2025 | 2030 | 2035 | 2040
BM | 0 | 0 | 0 | 0 | 0 | 0
CC | 58.45 | 69.36 | 51.24 | 46.23 | 76.42 | 60.41
CSP | 0 | 0 | 0 | 0 | 0 | 0
CT | 0 | 0 | 0 | 0 | 0 | 0
Coal | 279.6 | 258.26 | 258.26 | 258.26 | 258.26 | 326.04
Geo | 0 | 0 | 0 | 0 | 0 | 0
H | 0 | 0 | 0 | 0 | 0 | 0
LFG | 0 | 0 | 0.01 | 0.01 | 0.01 | 0.01
Nuc | 152.12 | 152.12 | 152.12 | 152.12 | 105.66 | 82.02
PS | 0 | 0 | 0 | 0 | 0 | 0
PV | 0 | 0 | 0 | 0 | 0 | 0
PeakG | 0 | 0.35 | 0 | 0 | 0 | 0
PeakO | 0 | 0 | 0 | 0 | 0 | 0
ST | 0 | 0 | 0 | 0 | 0 | 0
STOG | 0 | 0 | 0 | 0 | 0 | 0
STWD | 0 | 0 | 0 | 0 | 0 | 0
WT | 0 | 0 | 0 | 0 | 0 | 0
IGCC | 0 | 0 | 0 | 0 | 0 | 0
DemandResponse | 0 | 0 | 32.08 | 25.56 | 127.8 | 85.99
IGCC-CCS | 0 | 0 | 0 | 0 | 0 | 0
WT_off | 0 | 0 | 0 | 0 | 0 | 0
PseudoUnit | 0 | 0 | 0 | 0 | 0 | 0
FixedInterchange | 0 | 0 | 0 | 0 | 0 | 0
Base VOM Costs by Reporting Type: TVA_Transmission
ReportingType | 2015 | 2020 | 2025 | 2030 | 2035 | 2040
BM | 0 | 0 | 0 | 0 | 0 | 0
CC | 0 | 0 | 0 | 0 | 0 | 0
CSP | 0 | 0 | 0 | 0 | 0 | 0
CT | 0 | 0 | 0 | 0 | 0 | 0
Coal | 0 | 0 | 0 | 0 | 0 | 0
Geo | 0 | 0 | 0 | 0 | 0 | 0
H | 0 | 0 | 0 | 0 | 0 | 0
LFG | 0 | 0 | 0 | 0 | 0 | 0
Nuc | 0 | 0 | 0 | 0 | 0 | 0
PS | 0 | 0 | 0 | 0 | 0 | 0
PV | 0 | 0 | 0 | 0 | 0 | 0
PeakG | 0 | 0 | 0 | 0 | 0 | 0
PeakO | 0 | 0 | 0 | 0 | 0 | 0
ST | 0 | 0 | 0 | 0 | 0 | 0
STOG | 0 | 0 | 0 | 0 | 0 | 0
STWD | 0 | 0 | 0 | 0 | 0 | 0
WT | 0 | 0 | 0 | 0 | 0 | 0
IGCC | 0 | 0 | 0 | 0 | 0 | 0
DemandResponse | 0 | 0 | 0 | 0 | 0 | 0
IGCC-CCS | 0 | 0 | 0 | 0 | 0 | 0
WT_off | 0 | 0 | 0 | 0 | 0 | 0
PseudoUnit | 0 | 0 | 0 | 0 | 0 | 0
FixedInterchange | 0 | 0 | 0 | 0 | 0 | 0
Base VOM Costs by Reporting Type: VACAR
ReportingType | 2015 | 2020 | 2025 | 2030 | 2035 | 2040
BM | 0.03 | 5.87 | 17.38 | 18.9 | 18.9 | 19.73
CC | 101.11 | 95.52 | 66.91 | 62.36 | 95.5 | 119.77
CSP | 0 | 0 | 0 | 0 | 0 | 0
CT | 0.73 | 2.71 | 1.39 | 1.39 | 0 | 0
Coal | 330.38 | 304.21 | 342.87 | 362.29 | 384.42 | 391.39
Geo | 0 | 0 | 0 | 0 | 0 | 0
H | 0 | 0 | 0 | 0 | 0 | 0
LFG | 0.01 | 0.01 | 0.01 | 0.01 | 0.01 | 0.01
Nuc | 211.36 | 248.42 | 248.42 | 248.42 | 188.36 | 154
PS | 0 | 0 | 0 | 0 | 0 | 0
PV | 0 | 0 | 0 | 0 | 0 | 0
PeakG | 1.22 | 6.73 | 4.99 | 4.85 | 15.95 | 18.08
PeakO | 0 | 0 | 0 | 0 | 0 | 0
ST | 0 | 0 | 0 | 0 | 0 | 0
STOG | 0 | 0 | 0 | 0 | 0 | 0
STWD | 4.67 | 4.67 | 4.67 | 4.05 | 4.67 | 4.67
WT | 0 | 0.08 | 0.08 | 0.08 | 0.08 | 0.08
IGCC | 0 | 0 | 0 | 0 | 0 | 0
DemandResponse | 0 | 0 | 6.66 | 24.24 | 180.23 | 206.06
IGCC-CCS | 0 | 0 | 0 | 0 | 0 | 0
WT_off | 0 | 0 | 0 | 0 | 0 | 0
PseudoUnit | 0 | 0 | 0 | 0 | 0 | 0
FixedInterchange | 0 | 0 | 0 | 0 | 0 | 0
Base VOM Costs by Reporting Type: IESO
ReportingType | 2015 | 2020 | 2025 | 2030 | 2035 | 2040
BM | 0 | 0.02 | 0.05 | 0.04 | 0.05 | 0.15
CC | 1.25 | 0.94 | 0.74 | 0.68 | 16.05 | 20.52
CSP | 0 | 0 | 0 | 0 | 0 | 0
CT | 0 | 0.03 | 0.12 | 0.12 | 0 | 0
Coal | 0 | 0 | 0 | 0 | 0 | 0
Geo | 0 | 0 | 0 | 0 | 0 | 0
H | 0 | 0 | 0 | 0 | 0 | 0
LFG | 0.01 | 0.01 | 0.01 | 0.01 | 0.01 | 0.01
Nuc | 240.73 | 240.73 | 240.73 | 240.73 | 221.68 | 193.2
PS | 0 | 0 | 0 | 0 | 0 | 0
PV | 0 | 0 | 0 | 0 | 0 | 0
PeakG | 0 | 0 | 0 | 0 | 0 | 0
PeakO | 0 | 0 | 0 | 0 | 0 | 0
ST | 0 | 0 | 0 | 0 | 0 | 0
STOG | 0 | 0 | 0 | 0 | 0 | 0
STWD | 0 | 0 | 0 | 0 | 0 | 0
WT | 0.09 | 0.09 | 0.09 | 0.09 | 0.04 | 0.04
IGCC | 0 | 0 | 0 | 0 | 0 | 0
DemandResponse | 0 | 0 | 0 | 0 | 0 | 0
IGCC-CCS | 0 | 0 | 0 | 0 | 0 | 0
WT_off | 0 | 0 | 0 | 0 | 0 | 0
PseudoUnit | 0 | 0 | 0 | 0 | 0 | 0
FixedInterchange | 0 | 0 | 0 | 0 | 0 | 0
Base VOM Costs by Reporting Type: MAPP_CA
ReportingType | 2015 | 2020 | 2025 | 2030 | 2035 | 2040
BM | 0 | 0 | 0 | 0 | 0 | 0
CC | 7.55 | 9.57 | 5.86 | 4.94 | 3.46 | 0
CSP | 0 | 0 | 0 | 0 | 0 | 0
CT | 0 | 0 | 0 | 0 | 0 | 0
Coal | 0.82 | 2.45 | 0.08 | 0 | 0 | 0
Geo | 0 | 0 | 0 | 0 | 0 | 0
H | 0 | 0 | 0 | 0 | 0.1 | 0.18
LFG | 0 | 0 | 0 | 0 | 0 | 0
Nuc | 0 | 0 | 0 | 0 | 0 | 0
PS | 0 | 0 | 0 | 0 | 0 | 0
PV | 0 | 0 | 0 | 0 | 0 | 0
PeakG | 0.01 | 0.1 | 0.15 | 0.15 | 0 | 0
PeakO | 0 | 0 | 0 | 0 | 0 | 0
ST | 0 | 0 | 0 | 0 | 0 | 0
STOG | 0.01 | 0.01 | 0.01 | 0 | 0 | 0
STWD | 0 | 0 | 0 | 0 | 0 | 0
WT | 0.02 | 0.02 | 0.02 | 0.02 | 0.01 | 0.01
IGCC | 0 | 0 | 0 | 0 | 0 | 0
DemandResponse | 0 | 0 | 0 | 0 | 0 | 0
IGCC-CCS | 0 | 0 | 0 | 0 | 0 | 0
WT_off | 0 | 0 | 0 | 0 | 0 | 0
PseudoUnit | 0 | 0 | 0 | 0 | 0 | 0
FixedInterchange | 0 | 0 | 0 | 0 | 0 | 0
Base VOM Costs by Reporting Type: AZ_NM_SNV_Coal
ReportingType | 2015 | 2020 | 2025 | 2030 | 2035 | 2040
BM | 0 | 0 | 0 | 0 | 0 | 0
CC | 0 | 0 | 0 | 0 | 0 | 0
CSP | 0 | 0 | 0 | 0 | 0 | 0
CT | 0 | 0 | 0 | 0 | 0 | 0
Coal | 273.4 | 317.72 | 317.72 | 317.72 | 325.29 | 472.67
Geo | 0 | 0 | 0 | 0 | 0 | 0
H | 0 | 0 | 0 | 0 | 0 | 0
LFG | 0 | 0 | 0 | 0 | 0 | 0
Nuc | 0 | 0 | 0 | 0 | 0 | 0
PS | 0 | 0 | 0 | 0 | 0 | 0
PV | 0 | 0 | 0 | 0 | 0 | 0
PeakG | 0 | 0 | 0 | 0 | 0 | 0
PeakO | 0 | 0 | 0 | 0 | 0 | 0
ST | 0 | 0 | 0 | 0 | 0 | 0
STOG | 0 | 0 | 0 | 0 | 0 | 0
STWD | 0 | 0 | 0 | 0 | 0 | 0
WT | 0 | 0 | 0 | 0 | 0 | 0
IGCC | 0 | 0 | 0 | 0 | 0 | 0
DemandResponse | 0 | 0 | 0 | 0 | 0 | 0
IGCC-CCS | 0 | 0 | 0 | 0 | 0 | 0
WT_off | 0 | 0 | 0 | 0 | 0 | 0
PseudoUnit | 0 | 0 | 0 | 0 | 0 | 0
FixedInterchange | 0 | 0 | 0 | 0 | 0 | 0
Base VOM Costs by Reporting Type: AZ_NM_SNV_Gas
ReportingType | 2015 | 2020 | 2025 | 2030 | 2035 | 2040
BM | 0 | 0 | 0 | 0 | 0 | 0
CC | 242.6 | 239.28 | 235.23 | 242.16 | 242.6 | 236.9
CSP | 0 | 0 | 0 | 0 | 0 | 0
CT | 0 | 0.07 | 0.24 | 0.75 | 0 | 0
Coal | 0 | 0 | 0 | 0 | 0 | 0
Geo | 0 | 0 | 0 | 0 | 0 | 0
H | 0 | 0 | 0 | 0 | 0 | 0
LFG | 0 | 0 | 0 | 0 | 0 | 0
Nuc | 0 | 0 | 0 | 0 | 0 | 0
PS | 0 | 0 | 0 | 0 | 0 | 0
PV | 0 | 0 | 0 | 0 | 0 | 0
PeakG | 0 | 0 | 0 | 0 | 0 | 0
PeakO | 0 | 0 | 0 | 0 | 0 | 0
ST | 0 | 0 | 0 | 0 | 0 | 0
STOG | 0 | 0 | 0 | 0 | 0 | 0
STWD | 0 | 0 | 0 | 0 | 0 | 0
WT | 0 | 0 | 0 | 0 | 0 | 0
IGCC | 0 | 0 | 0 | 0 | 0 | 0
DemandResponse | 0 | 0 | 0 | 0 | 0 | 0
IGCC-CCS | 0 | 0 | 0 | 0 | 0 | 0
WT_off | 0 | 0 | 0 | 0 | 0 | 0
PseudoUnit | 0 | 0 | 0 | 0 | 0 | 0
FixedInterchange | 0 | 0 | 0 | 0 | 0 | 0
Base VOM Costs by Reporting Type: AZ_NM_SNV_NucRenew
ReportingType | 2015 | 2020 | 2025 | 2030 | 2035 | 2040
BM | 0 | 0 | 0 | 0 | 0 | 0
CC | 0 | 0 | 0 | 0 | 0 | 0
CSP | 0 | 0 | 0 | 0 | 0 | 0
CT | 0 | 0 | 0 | 0 | 0 | 0
Coal | 0 | 0 | 0 | 0 | 0 | 0
Geo | 0 | 0 | 116.31 | 116.31 | 116.31 | 116.31
H | 0 | 0 | 0 | 0 | 0 | 0
LFG | 0 | 0.01 | 0.01 | 0.01 | 0.01 | 0.01
Nuc | 71.66 | 71.66 | 71.66 | 71.66 | 71.66 | 71.66
PS | 0 | 0 | 0 | 0 | 0 | 0
PV | 0 | 0 | 0 | 0 | 0 | 0
PeakG | 0 | 0 | 0 | 0 | 0 | 0
PeakO | 0 | 0 | 0 | 0 | 0 | 0
ST | 0.01 | 0.02 | 0.03 | 0.03 | 0.03 | 0.03
STOG | 0 | 0 | 0 | 0 | 0 | 0
STWD | 0.43 | 0.43 | 0.01 | 0.43 | 0.43 | 0.43
WT | 0.02 | 0.1 | 0.1 | 0.1 | 0.1 | 0.1
IGCC | 0 | 0 | 0 | 0 | 0 | 0
DemandResponse | 0 | 0 | 0 | 0 | 0 | 0
IGCC-CCS | 0 | 0 | 0 | 0 | 0 | 0
WT_off | 0 | 0 | 0 | 0 | 0 | 0
PseudoUnit | 0 | 0 | 0 | 0 | 0 | 0
FixedInterchange | 0 | 0 | 0 | 0 | 0 | 0
Base VOM Costs by Reporting Type: ERCOT
ReportingType | 2015 | 2020 | 2025 | 2030 | 2035 | 2040
BM | 0 | 0.02 | 0.29 | 0.29 | 0.29 | 0.29
CC | 344.73 | 326.09 | 280.01 | 274.41 | 268.12 | 163.79
CSP | 0 | 0 | 0 | 0 | 0 | 0
CT | 0 | 0.48 | 1 | 1 | 0 | 0
Coal | 430.96 | 531.3 | 591.86 | 591.86 | 591.86 | 591.86
Geo | 0 | 0 | 0 | 0 | 0 | 0
H | 0 | 0 | 0 | 0 | 0 | 0
LFG | 0.01 | 0.01 | 0.04 | 0.04 | 0.04 | 0.04
Nuc | 94.14 | 94.14 | 94.14 | 94.14 | 94.14 | 94.14
PS | 0 | 0 | 0 | 0 | 0 | 0
PV | 0 | 0 | 0 | 0 | 0 | 0
PeakG | 0 | 3.9 | 6.88 | 7.01 | 6.63 | 5.89
PeakO | 0 | 0.01 | 0 | 0 | 0 | 0
ST | 0 | 0 | 0 | 0 | 0 | 0
STOG | 8.38 | 10 | 5.9 | 3.93 | 2.86 | 0
STWD | 0 | 0 | 0 | 0 | 0 | 0
WT | 0.32 | 0.32 | 0.32 | 0.32 | 0.32 | 0.79
IGCC | 0 | 0 | 0 | 0 | 0 | 0
DemandResponse | 0 | 11.87 | 74.31 | 77.12 | 80.92 | 73.82
IGCC-CCS | 0 | 0 | 0 | 0 | 0 | 0
WT_off | 0 | 0 | 0 | 0 | 0 | 0
PseudoUnit | 0 | 0 | 0 | 0 | 0 | 0
FixedInterchange | 0 | 0 | 0 | 0 | 0 | 0
Base VOM Costs by Reporting Type: NP15
ReportingType | 2015 | 2020 | 2025 | 2030 | 2035 | 2040
BM | 0 | 0 | 0 | 0 | 0 | 0
CC | 92.11 | 28.1 | 16.78 | 23.74 | 27.12 | 13.16
CSP | 0 | 0 | 0 | 0 | 0 | 0
CT | 0 | 0 | 0 | 0 | 0 | 0
Coal | 0.81 | 0 | 0 | 0 | 0 | 0
Geo | 0.11 | 44.97 | 48.23 | 48.23 | 48.23 | 48.23
H | 0 | 0 | 0 | 0 | 0 | 0
LFG | 0.01 | 0.06 | 0.06 | 0.06 | 0.06 | 0.06
Nuc | 42.53 | 42.53 | 42.53 | 42.53 | 42.53 | 42.53
PS | 0 | 0 | 0 | 0 | 0 | 0
PV | 0 | 0 | 0 | 0 | 0 | 0
PeakG | 0 | 0 | 0 | 0 | 0 | 0
PeakO | 0 | 0 | 0 | 0 | 0 | 0
ST | 0 | 0 | 0 | 0 | 0 | 0
STOG | 0.16 | 0.03 | 0 | 0 | 0 | 0
STWD | 7.35 | 7.35 | 0.03 | 4.24 | 4.3 | 4.3
WT | 0.04 | 0.04 | 0.04 | 0.04 | 0.04 | 0.04
IGCC | 0 | 0 | 0 | 0 | 0 | 0
DemandResponse | 0 | 0 | 0 | 0 | 0 | 0
IGCC-CCS | 0 | 0 | 0 | 0 | 0 | 0
WT_off | 0 | 0 | 0 | 0 | 0 | 0
PseudoUnit | 0 | 0 | 0 | 0 | 0 | 0
FixedInterchange | 0 | 0 | 0 | 0 | 0 | 0
Base VOM Costs by Reporting Type: NWPP_Coal
ReportingType | 2015 | 2020 | 2025 | 2030 | 2035 | 2040
BM | 0 | 0 | 0 | 0 | 0 | 0
CC | 0 | 0 | 0 | 0 | 0 | 0
CSP | 0 | 0 | 0 | 0 | 0 | 0
CT | 0 | 0 | 0 | 0 | 0 | 0
Coal | 350.2 | 386.28 | 386.28 | 386.28 | 386.28 | 386.28
Geo | 0 | 0 | 0 | 0 | 0 | 0
H | 0 | 0 | 0 | 0 | 0 | 0
LFG | 0 | 0 | 0 | 0 | 0 | 0
Nuc | 0 | 0 | 0 | 0 | 0 | 0
PS | 0 | 0 | 0 | 0 | 0 | 0
PV | 0 | 0 | 0 | 0 | 0 | 0
PeakG | 0 | 0 | 0 | 0 | 0 | 0
PeakO | 0 | 0 | 0 | 0 | 0 | 0
ST | 0 | 0 | 0 | 0 | 0 | 0
STOG | 0 | 0 | 0 | 0 | 0 | 0
STWD | 0 | 0 | 0 | 0 | 0 | 0
WT | 0 | 0 | 0 | 0 | 0 | 0
IGCC | 0 | 0 | 0 | 0 | 0 | 0
DemandResponse | 0 | 0 | 0 | 0 | 0 | 0
IGCC-CCS | 0 | 0 | 0 | 0 | 0 | 0
WT_off | 0 | 0 | 0 | 0 | 0 | 0
PseudoUnit | 0 | 0 | 0 | 0 | 0 | 0
FixedInterchange | 0 | 0 | 0 | 0 | 0 | 0
Base VOM Costs by Reporting Type: NWPP_Gas
ReportingType | 2015 | 2020 | 2025 | 2030 | 2035 | 2040
BM | 0 | 0 | 0 | 0 | 0 | 0
CC | 91.43 | 91.43 | 87.87 | 91.43 | 91.43 | 82.03
CSP | 0 | 0 | 0 | 0 | 0 | 0
CT | 0 | 0 | 0 | 0 | 0 | 0
Coal | 0 | 0 | 0 | 0 | 23.76 | 32.4
Geo | 0 | 0 | 0 | 0 | 0 | 0
H | 0 | 0 | 0 | 0 | 0 | 0
LFG | 0 | 0 | 0 | 0 | 0 | 0
Nuc | 0 | 0 | 0 | 0 | 0 | 0
PS | 0 | 0 | 0 | 0 | 0 | 0
PV | 0 | 0 | 0 | 0 | 0 | 0
PeakG | 0 | 0 | 0 | 0 | 0 | 0
PeakO | 0 | 0 | 0 | 0 | 0 | 0
ST | 0 | 0 | 0 | 0 | 0 | 0
STOG | 0 | 0 | 0 | 0 | 0 | 0
STWD | 0 | 0 | 0 | 0 | 0 | 0
WT | 0 | 0 | 0 | 0 | 0 | 0
IGCC | 0 | 0 | 0 | 0 | 0 | 0
DemandResponse | 0 | 0 | 0 | 0 | 0 | 0
IGCC-CCS | 0 | 0 | 0 | 0 | 0 | 0
WT_off | 0 | 0 | 0 | 0 | 0 | 0
PseudoUnit | 0 | 0 | 0 | 0 | 0 | 0
FixedInterchange | 0 | 0 | 0 | 0 | 0 | 0
Base VOM Costs by Reporting Type: NWPP_NucRenew
ReportingType | 2015 | 2020 | 2025 | 2030 | 2035 | 2040
BM | 0 | 0 | 0 | 0 | 0 | 0
CC | 0 | 0 | 0 | 0 | 0 | 0
CSP | 0 | 0 | 0 | 0 | 0 | 0
CT | 0 | 0 | 0 | 0 | 0 | 0
Coal | 0 | 0 | 0 | 0 | 0 | 0
Geo | 6.93 | 6.93 | 41.74 | 41.74 | 41.74 | 41.74
H | 0 | 0 | 0 | 0 | 0 | 0
LFG | 0.01 | 0.03 | 0.03 | 0.03 | 0.03 | 0.03
Nuc | 20.91 | 20.91 | 20.91 | 20.91 | 20.91 | 20.91
PS | 0 | 0 | 0 | 0 | 0 | 0
PV | 0 | 0 | 0 | 0 | 0 | 0
PeakG | 0 | 0 | 0 | 0 | 0 | 0
PeakO | 0 | 0 | 0 | 0 | 0 | 0
ST | 0 | 0 | 0 | 0 | 0 | 0
STOG | 0 | 0 | 0 | 0 | 0 | 0
STWD | 0 | 0 | 0 | 0 | 0 | 0
WT | 0.19 | 0.19 | 0.19 | 0.19 | 0.19 | 0.19
IGCC | 0 | 0 | 0 | 0 | 0 | 0
DemandResponse | 0 | 0 | 0 | 0 | 0 | 0
IGCC-CCS | 0 | 0 | 0 | 0 | 0 | 0
WT_off | 0 | 0 | 0 | 0 | 0 | 0
PseudoUnit | 0 | 0 | 0 | 0 | 0 | 0
FixedInterchange | 0 | 0 | 0 | 0 | 0 | 0
Base VOM Costs by Reporting Type: RMPA
ReportingType | 2015 | 2020 | 2025 | 2030 | 2035 | 2040
BM | 0 | 0 | 0 | 0 | 0 | 0
CC | 12.44 | 10.31 | 0 | 0 | 0 | 0
CSP | 0 | 0 | 0 | 0 | 0 | 0
CT | 0 | 0 | 0.05 | 0.05 | 0 | 0
Coal | 204.64 | 218.99 | 205.84 | 207.95 | 215.21 | 230.25
Geo | 0 | 5.27 | 203.19 | 206.14 | 206.14 | 206.14
H | 0 | 0 | 0 | 0 | 0 | 0
LFG | 0 | 0 | 0 | 0 | 0 | 0
Nuc | 0 | 0 | 0 | 0 | 0 | 0
PS | 0 | 0 | 0 | 0 | 0 | 0
PV | 0 | 0 | 0 | 0 | 0 | 0
PeakG | 0.44 | 0.97 | 0.28 | 0.37 | 0.64 | 0.21
PeakO | 0 | 0 | 0 | 0 | 0 | 0
ST | 0 | 0.01 | 0.01 | 0.01 | 0.01 | 0.01
STOG | 0 | 0 | 0 | 0 | 0 | 0
STWD | 0 | 0 | 0 | 0 | 0 | 0
WT | 0.07 | 0.1 | 0.1 | 0.1 | 0.1 | 0.1
IGCC | 0 | 0 | 0 | 0 | 0 | 0
DemandResponse | 0 | 0 | 0 | 0 | 0 | 0
IGCC-CCS | 0 | 0 | 0 | 0 | 0 | 0
WT_off | 0 | 0 | 0 | 0 | 0 | 0
PseudoUnit | 0 | 0 | 0 | 0 | 0 | 0
FixedInterchange | 0 | 0 | 0 | 0 | 0 | 0
Base VOM Costs by Reporting Type: SP15
ReportingType | 2015 | 2020 | 2025 | 2030 | 2035 | 2040
BM | 0.22 | 0.22 | 0.01 | 0.22 | 0.22 | 0.22
CC | 57.5 | 48.98 | 20.32 | 32.81 | 36.75 | 7.35
CSP | 0 | 0 | 0 | 0 | 0 | 0
CT | 0 | 0 | 0 | 0 | 0 | 0
Coal | 2.89 | 0 | 0 | 0 | 0 | 0
Geo | 4.1 | 120.4 | 120.4 | 120.4 | 120.4 | 120.4
H | 0 | 0 | 0 | 0 | 0 | 0
LFG | 0.02 | 0.07 | 0.07 | 0.07 | 0.07 | 0.07
Nuc | 41.61 | 41.61 | 41.61 | 41.61 | 41.61 | 41.61
PS | 0 | 0 | 0 | 0 | 0 | 0
PV | 0 | 0 | 0 | 0 | 0 | 0
PeakG | 0 | 0 | 0.27 | 0.51 | 0.8 | 0.09
PeakO | 0 | 0 | 0 | 0 | 0 | 0
ST | 0.02 | 0.02 | 0.02 | 0.02 | 0.02 | 0.02
STOG | 0.42 | 0.2 | 0 | 0 | 0 | 0
STWD | 1.98 | 1.98 | 0.03 | 1.98 | 1.98 | 1.98
WT | 0.07 | 0.07 | 0.07 | 0.07 | 0.07 | 0.07
IGCC | 0 | 0 | 0 | 0 | 0 | 0
DemandResponse | 0 | 0 | 0 | 0 | 0 | 0
IGCC-CCS | 0 | 0 | 0 | 0 | 0 | 0
WT_off | 0 | 0 | 0 | 0 | 0 | 0
PseudoUnit | 0 | 0 | 0 | 0 | 0 | 0
FixedInterchange | 0 | 0 | 0 | 0 | 0 | 0
Base VOM Costs by Reporting Type: ALB
ReportingType | 2015 | 2020 | 2025 | 2030 | 2035 | 2040
BM | 0 | 0 | 0 | 0 | 0 | 0
CC | 39.48 | 44.03 | 48.6 | 54.55 | 60.37 | 72.07
CSP | 0 | 0 | 0 | 0 | 0 | 0
CT | 0 | 0 | 0 | 0 | 0 | 0
Coal | 167.67 | 167.67 | 167.67 | 167.67 | 167.67 | 167.67
Geo | 0 | 0 | 0 | 0 | 0 | 0
H | 0 | 0 | 0 | 0 | 0 | 0
LFG | 0 | 0 | 0 | 0 | 0 | 0
Nuc | 0 | 0 | 0 | 0 | 0 | 0
PS | 0 | 0 | 0 | 0 | 0 | 0
PV | 0 | 0 | 0 | 0 | 0 | 0
PeakG | 0 | 0 | 0 | 0 | 0 | 0
PeakO | 0 | 0 | 0 | 0 | 0 | 0
ST | 0 | 0 | 0 | 0 | 0 | 0
STOG | 0 | 0 | 0 | 0 | 0 | 0
STWD | 0 | 0 | 0 | 0 | 0 | 0
WT | 0.02 | 0.02 | 0.02 | 0.02 | 0.02 | 0.02
IGCC | 0 | 0 | 0 | 0 | 0 | 0
DemandResponse | 0 | 0 | 0 | 0 | 0 | 0
IGCC-CCS | 0 | 0 | 0 | 0 | 0 | 0
WT_off | 0 | 0 | 0 | 0 | 0 | 0
PseudoUnit | 0 | 0 | 0 | 0 | 0 | 0
FixedInterchange | 0 | 0 | 0 | 0 | 0 | 0
Base VOM Costs by Reporting Type: BC
ReportingType | 2015 | 2020 | 2025 | 2030 | 2035 | 2040
BM | 0 | 0 | 0 | 0 | 0 | 0
CC | 18.36 | 18.36 | 18.36 | 18.78 | 24.55 | 24.55
CSP | 0 | 0 | 0 | 0 | 0 | 0
CT | 0 | 0 | 0 | 0 | 0 | 0
Coal | 0 | 0 | 0 | 0 | 0 | 0
Geo | 0 | 0 | 0 | 0 | 0 | 0
H | 0 | 0 | 0 | 0 | 0 | 0
LFG | 0 | 0 | 0 | 0 | 0 | 0
Nuc | 0 | 0 | 0 | 0 | 0 | 0
PS | 0 | 0 | 0 | 0 | 0 | 0
PV | 0 | 0 | 0 | 0 | 0 | 0
PeakG | 0 | 0 | 0 | 0 | 0 | 0
PeakO | 0 | 0 | 0 | 0 | 0 | 0
ST | 0 | 0 | 0 | 0 | 0 | 0
STOG | 0 | 0 | 0 | 0 | 0 | 0
STWD | 0 | 0 | 0 | 0 | 0 | 0
WT | 0.01 | 0.01 | 0.01 | 0.01 | 0.01 | 0.01
IGCC | 0 | 0 | 0 | 0 | 0 | 0
DemandResponse | 0 | 0 | 0 | 0 | 0 | 0
IGCC-CCS | 0 | 0 | 0 | 0 | 0 | 0
WT_off | 0 | 0 | 0 | 0 | 0 | 0
PseudoUnit | 0 | 0 | 0 | 0 | 0 | 0
FixedInterchange | 0 | 0 | 0 | 0 | 0 | 0
Base VOM Costs by Reporting Type: HQ_IESO
ReportingType | 2015 | 2020 | 2025 | 2030 | 2035 | 2040
BM | 0 | 0 | 0 | 0 | 0 | 0
CC | 0 | 0 | 0 | 0 | 0 | 0
CSP | 0 | 0 | 0 | 0 | 0 | 0
CT | 0 | 0 | 0 | 0 | 0 | 0
Coal | 0 | 0 | 0 | 0 | 0 | 0
Geo | 0 | 0 | 0 | 0 | 0 | 0
H | 0 | 0 | 0 | 0 | 0 | 0
LFG | 0 | 0 | 0 | 0 | 0 | 0
Nuc | 0 | 0 | 0 | 0 | 0 | 0
PS | 0 | 0 | 0 | 0 | 0 | 0
PV | 0 | 0 | 0 | 0 | 0 | 0
PeakG | 0 | 0 | 0 | 0 | 0 | 0
PeakO | 0 | 0 | 0 | 0 | 0 | 0
ST | 0 | 0 | 0 | 0 | 0 | 0
STOG | 0 | 0 | 0 | 0 | 0 | 0
STWD | 0 | 0 | 0 | 0 | 0 | 0
WT | 0 | 0 | 0 | 0 | 0 | 0
IGCC | 0 | 0 | 0 | 0 | 0 | 0
DemandResponse | 0 | 0 | 0 | 0 | 0 | 0
IGCC-CCS | 0 | 0 | 0 | 0 | 0 | 0
WT_off | 0 | 0 | 0 | 0 | 0 | 0
PseudoUnit | 0 | 0 | 0 | 0 | 0 | 0
FixedInterchange | 0 | 0 | 0 | 0 | 0 | 0
Base VOM Costs by Reporting Type: HQ_NEISO
ReportingType | 2015 | 2020 | 2025 | 2030 | 2035 | 2040
BM | 0 | 0 | 0 | 0 | 0 | 0
CC | 0 | 0 | 0 | 0 | 0 | 0
CSP | 0 | 0 | 0 | 0 | 0 | 0
CT | 0 | 0 | 0 | 0 | 0 | 0
Coal | 0 | 0 | 0 | 0 | 0 | 0
Geo | 0 | 0 | 0 | 0 | 0 | 0
H | 0 | 0 | 0 | 0 | 0 | 0
LFG | 0 | 0 | 0 | 0 | 0 | 0
Nuc | 0 | 0 | 0 | 0 | 0 | 0
PS | 0 | 0 | 0 | 0 | 0 | 0
PV | 0 | 0 | 0 | 0 | 0 | 0
PeakG | 0 | 0 | 0 | 0 | 0 | 0
PeakO | 0 | 0 | 0 | 0 | 0 | 0
ST | 0 | 0 | 0 | 0 | 0 | 0
STOG | 0 | 0 | 0 | 0 | 0 | 0
STWD | 0 | 0 | 0 | 0 | 0 | 0
WT | 0 | 0 | 0 | 0 | 0 | 0
IGCC | 0 | 0 | 0 | 0 | 0 | 0
DemandResponse | 0 | 0 | 0 | 0 | 0 | 0
IGCC-CCS | 0 | 0 | 0 | 0 | 0 | 0
WT_off | 0 | 0 | 0 | 0 | 0 | 0
PseudoUnit | 0 | 0 | 0 | 0 | 0 | 0
FixedInterchange | 0 | 0 | 0 | 0 | 0 | 0
Base VOM Costs by Reporting Type: HQ_NY
ReportingType | 2015 | 2020 | 2025 | 2030 | 2035 | 2040
BM | 0 | 0 | 0 | 0 | 0 | 0
CC | 0 | 0 | 0 | 0 | 0 | 0
CSP | 0 | 0 | 0 | 0 | 0 | 0
CT | 0 | 0 | 0 | 0 | 0 | 0
Coal | 0 | 0 | 0 | 0 | 0 | 0
Geo | 0 | 0 | 0 | 0 | 0 | 0
H | 0 | 0 | 0 | 0 | 0 | 0
LFG | 0 | 0 | 0 | 0 | 0 | 0
Nuc | 0 | 0 | 0 | 0 | 0 | 0
PS | 0 | 0 | 0 | 0 | 0 | 0
PV | 0 | 0 | 0 | 0 | 0 | 0
PeakG | 0 | 0 | 0 | 0 | 0 | 0
PeakO | 0 | 0 | 0 | 0 | 0 | 0
ST | 0 | 0 | 0 | 0 | 0 | 0
STOG | 0 | 0 | 0 | 0 | 0 | 0
STWD | 0 | 0 | 0 | 0 | 0 | 0
WT | 0 | 0 | 0 | 0 | 0 | 0
IGCC | 0 | 0 | 0 | 0 | 0 | 0
DemandResponse | 0 | 0 | 0 | 0 | 0 | 0
IGCC-CCS | 0 | 0 | 0 | 0 | 0 | 0
WT_off | 0 | 0 | 0 | 0 | 0 | 0
PseudoUnit | 0 | 0 | 0 | 0 | 0 | 0
FixedInterchange | 0 | 0 | 0 | 0 | 0 | 0
Base VOM Costs by Reporting Type: MARITIMES
ReportingType | 2015 | 2020 | 2025 | 2030 | 2035 | 2040
BM | 0 | 0 | 0 | 0 | 0 | 0
CC | 0 | 0 | 0 | 0 | 0 | 0
CSP | 0 | 0 | 0 | 0 | 0 | 0
CT | 0 | 0 | 0 | 0 | 0 | 0
Coal | 0 | 0 | 0 | 0 | 0 | 0
Geo | 0 | 0 | 0 | 0 | 0 | 0
H | 0 | 0 | 0 | 0 | 0 | 0
LFG | 0 | 0 | 0 | 0 | 0 | 0
Nuc | 0 | 0 | 0 | 0 | 0 | 0
PS | 0 | 0 | 0 | 0 | 0 | 0
PV | 0 | 0 | 0 | 0 | 0 | 0
PeakG | 0 | 0 | 0 | 0 | 0 | 0
PeakO | 0 | 0 | 0 | 0 | 0 | 0
ST | 0 | 0 | 0 | 0 | 0 | 0
STOG | 0 | 0 | 0 | 0 | 0 | 0
STWD | 0 | 0 | 0 | 0 | 0 | 0
WT | 0 | 0 | 0 | 0 | 0 | 0
IGCC | 0 | 0 | 0 | 0 | 0 | 0
DemandResponse | 0 | 0 | 0 | 0 | 0 | 0
IGCC-CCS | 0 | 0 | 0 | 0 | 0 | 0
WT_off | 0 | 0 | 0 | 0 | 0 | 0
PseudoUnit | 0 | 0 | 0 | 0 | 0 | 0
FixedInterchange | 0 | 0 | 0 | 0 | 0 | 0
Base VOM Costs by Reporting Type: All
ReportingType | 2015 | 2020 | 2025 | 2030 | 2035 | 2040
BM | 9.67 | 14.14 | 20.77 | 23.47 | 34.71 | 30.02
CC | 2462.19 | 2561.52 | 2169.96 | 2151.21 | 2532.97 | 2410.25
CSP | 0 | 0 | 0 | 0 | 0 | 0
CT | 5.99 | 18.3 | 18.57 | 19.46 | 0.58 | 0
Coal | 6675.1 | 6627.6 | 6892.05 | 6957.02 | 7087.79 | 7780.28
Geo | 11.14 | 177.58 | 529.88 | 532.83 | 532.83 | 532.83
H | 0 | 0 | 0.03 | 0.03 | 0.13 | 0.21
LFG | 0.38 | 0.54 | 0.73 | 0.79 | 0.79 | 0.79
Nuc | 2164.81 | 2225.48 | 2225.48 | 2197.96 | 1706.53 | 1342.12
PS | 0 | 0 | 0 | 0 | 0 | 0
PV | 0.02 | 0.05 | 0.07 | 0.07 | 0.07 | 0.07
PeakG | 29.61 | 92.83 | 83.5 | 67.36 | 106.33 | 108.73
PeakO | 0 | 0.18 | 0.28 | 0.28 | 0.28 | 0.28
ST | 0.03 | 0.05 | 0.06 | 0.06 | 0.06 | 0.06
STOG | 18.01 | 17.77 | 7.95 | 5.38 | 5.1 | 2.31
STWD | 21.36 | 20.31 | 8.44 | 15.08 | 16.32 | 16.71
WT | 2.03 | 2.43 | 2.57 | 2.6 | 3.04 | 3.54
IGCC | 30.43 | 30.43 | 30.43 | 30.43 | 30.43 | 30.43
DemandResponse | 0 | 11.87 | 159.56 | 232.99 | 623.37 | 706.2
IGCC-CCS | 0 | 0 | 0 | 0 | 0 | 0
WT_off | 0.02 | 0.02 | 0.06 | 0.06 | 0.04 | 0.04
PseudoUnit | 0 | 0 | 0 | 0 | 0 | 0
FixedInterchange | 0 | 0 | 0 | 0 | 0 | 0
Base VOM Costs by Reporting Type: EI_US
ReportingType | 2015 | 2020 | 2025 | 2030 | 2035 | 2040
BM | 9.44 | 13.88 | 20.43 | 22.92 | 34.14 | 29.36
CC | 1554.73 | 1744.42 | 1456.18 | 1407.71 | 1762.51 | 1789.88
CSP | 0 | 0 | 0 | 0 | 0 | 0
CT | 5.99 | 17.71 | 17.16 | 17.54 | 0.58 | 0
Coal | 5243.7 | 5003.18 | 5222.6 | 5285.53 | 5377.72 | 5899.15
Geo | 0 | 0 | 0 | 0 | 0 | 0
H | 0 | 0 | 0.03 | 0.03 | 0.03 | 0.03
LFG | 0.32 | 0.36 | 0.51 | 0.57 | 0.57 | 0.57
Nuc | 1653.22 | 1713.9 | 1713.9 | 1686.38 | 1213.99 | 878.06
PS | 0 | 0 | 0 | 0 | 0 | 0
PV | 0 | 0.04 | 0.06 | 0.06 | 0.06 | 0.06
PeakG | 29.17 | 87.86 | 75.92 | 59.32 | 98.25 | 102.55
PeakO | 0 | 0.17 | 0.28 | 0.28 | 0.28 | 0.28
ST | 0 | 0 | 0 | 0 | 0 | 0
STOG | 9.05 | 7.53 | 2.04 | 1.45 | 2.24 | 2.31
STWD | 11.59 | 10.54 | 8.38 | 8.42 | 9.61 | 10.01
WT | 1.2 | 1.49 | 1.63 | 1.66 | 2.17 | 2.2
IGCC | 30.43 | 30.43 | 30.43 | 30.43 | 30.43 | 30.43
DemandResponse | 0 | 0 | 85.25 | 155.87 | 542.45 | 632.38
IGCC-CCS | 0 | 0 | 0 | 0 | 0 | 0
WT_off | 0.02 | 0.02 | 0.06 | 0.06 | 0.04 | 0.04
PseudoUnit | 0 | 0 | 0 | 0 | 0 | 0
FixedInterchange | 0 | 0 | 0 | 0 | 0 | 0
Base VOM Costs by Reporting Type: EI_Canada
ReportingType | 2015 | 2020 | 2025 | 2030 | 2035 | 2040
BM | 0 | 0.02 | 0.05 | 0.04 | 0.05 | 0.15
CC | 8.8 | 10.51 | 6.6 | 5.63 | 19.51 | 20.52
CSP | 0 | 0 | 0 | 0 | 0 | 0
CT | 0 | 0.03 | 0.12 | 0.12 | 0 | 0
Coal | 0.82 | 2.45 | 0.08 | 0 | 0 | 0
Geo | 0 | 0 | 0 | 0 | 0 | 0
H | 0 | 0 | 0 | 0 | 0.1 | 0.18
LFG | 0.01 | 0.01 | 0.01 | 0.01 | 0.01 | 0.01
Nuc | 240.73 | 240.73 | 240.73 | 240.73 | 221.68 | 193.2
PS | 0 | 0 | 0 | 0 | 0 | 0
PV | 0 | 0 | 0 | 0 | 0 | 0
PeakG | 0.01 | 0.1 | 0.15 | 0.15 | 0 | 0
PeakO | 0 | 0 | 0 | 0 | 0 | 0
ST | 0 | 0 | 0 | 0 | 0 | 0
STOG | 0.01 | 0.01 | 0.01 | 0 | 0 | 0
STWD | 0 | 0 | 0 | 0 | 0 | 0
WT | 0.11 | 0.11 | 0.11 | 0.11 | 0.05 | 0.05
IGCC | 0 | 0 | 0 | 0 | 0 | 0
DemandResponse | 0 | 0 | 0 | 0 | 0 | 0
IGCC-CCS | 0 | 0 | 0 | 0 | 0 | 0
WT_off | 0 | 0 | 0 | 0 | 0 | 0
PseudoUnit | 0 | 0 | 0 | 0 | 0 | 0
FixedInterchange | 0 | 0 | 0 | 0 | 0 | 0
Base VOM Costs by Reporting Type: EI
ReportingType | 2015 | 2020 | 2025 | 2030 | 2035 | 2040
BM | 9.44 | 13.89 | 20.47 | 22.95 | 34.2 | 29.51
CC | 1563.53 | 1754.93 | 1462.78 | 1413.33 | 1782.02 | 1810.4
CSP | 0 | 0 | 0 | 0 | 0 | 0
CT | 5.99 | 17.74 | 17.28 | 17.66 | 0.58 | 0
Coal | 5244.52 | 5005.63 | 5222.68 | 5285.53 | 5377.72 | 5899.15
Geo | 0 | 0 | 0 | 0 | 0 | 0
H | 0 | 0 | 0.03 | 0.03 | 0.13 | 0.21
LFG | 0.33 | 0.37 | 0.52 | 0.58 | 0.58 | 0.58
Nuc | 1893.95 | 1954.63 | 1954.63 | 1927.11 | 1435.67 | 1071.27
PS | 0 | 0 | 0 | 0 | 0 | 0
PV | 0.01 | 0.04 | 0.06 | 0.06 | 0.06 | 0.06
PeakG | 29.18 | 87.96 | 76.07 | 59.47 | 98.25 | 102.55
PeakO | 0 | 0.17 | 0.28 | 0.28 | 0.28 | 0.28
ST | 0 | 0 | 0 | 0 | 0 | 0
STOG | 9.05 | 7.54 | 2.05 | 1.45 | 2.24 | 2.31
STWD | 11.59 | 10.54 | 8.38 | 8.42 | 9.61 | 10.01
WT | 1.31 | 1.6 | 1.74 | 1.77 | 2.22 | 2.25
IGCC | 30.43 | 30.43 | 30.43 | 30.43 | 30.43 | 30.43
DemandResponse | 0 | 0 | 85.25 | 155.87 | 542.45 | 632.38
IGCC-CCS | 0 | 0 | 0 | 0 | 0 | 0
WT_off | 0.02 | 0.02 | 0.06 | 0.06 | 0.04 | 0.04
PseudoUnit | 0 | 0 | 0 | 0 | 0 | 0
FixedInterchange | 0 | 0 | 0 | 0 | 0 | 0
Base VOM Costs by Reporting Type: Outside_EI
ReportingType | 2015 | 2020 | 2025 | 2030 | 2035 | 2040
BM | 0.22 | 0.25 | 0.3 | 0.51 | 0.51 | 0.51
CC | 898.66 | 806.59 | 707.18 | 737.87 | 750.95 | 599.85
CSP | 0 | 0 | 0 | 0 | 0 | 0
CT | 0 | 0.55 | 1.29 | 1.8 | 0 | 0
Coal | 1430.58 | 1621.97 | 1669.37 | 1671.48 | 1710.07 | 1881.13
Geo | 11.13 | 177.57 | 529.88 | 532.83 | 532.83 | 532.83
H | 0 | 0 | 0 | 0 | 0 | 0
LFG | 0.05 | 0.17 | 0.2 | 0.2 | 0.2 | 0.2
Nuc | 270.85 | 270.85 | 270.85 | 270.85 | 270.85 | 270.85
PS | 0 | 0 | 0 | 0 | 0 | 0
PV | 0.01 | 0.01 | 0.01 | 0.01 | 0.01 | 0.01
PeakG | 0.44 | 4.88 | 7.43 | 7.89 | 8.08 | 6.18
PeakO | 0 | 0.01 | 0 | 0 | 0 | 0
ST | 0.03 | 0.05 | 0.06 | 0.06 | 0.06 | 0.06
STOG | 8.96 | 10.22 | 5.9 | 3.93 | 2.86 | 0
STWD | 9.77 | 9.77 | 0.07 | 6.66 | 6.71 | 6.71
WT | 0.72 | 0.83 | 0.83 | 0.83 | 0.83 | 1.3
IGCC | 0 | 0 | 0 | 0 | 0 | 0
DemandResponse | 0 | 11.87 | 74.31 | 77.12 | 80.92 | 73.82
IGCC-CCS | 0 | 0 | 0 | 0 | 0 | 0
WT_off | 0 | 0 | 0 | 0 | 0 | 0
PseudoUnit | 0 | 0 | 0 | 0 | 0 | 0
FixedInterchange | 0 | 0 | 0 | 0 | 0 | 0
#9 | Retrofit VOM Costs ($million)
Retrofit VOM Costs by Reporting Type: Entergy
ReportingType | 2015 | 2020 | 2025 | 2030 | 2035 | 2040
BM | 0 | 0 | 0 | 0 | 0 | 0
CC | 0 | 0 | 0 | 0 | 0 | 0
CSP | 0 | 0 | 0 | 0 | 0 | 0
CT | 0 | 0 | 0 | 0 | 0 | 0
Coal | 14.23 | 287.73 | 355.88 | 364.86 | 364.86 | 364.86
Geo | 0 | 0 | 0 | 0 | 0 | 0
H | 0 | 0 | 0 | 0 | 0 | 0
LFG | 0 | 0 | 0 | 0 | 0 | 0
Nuc | 0 | 0 | 0 | 0 | 0 | 0
PS | 0 | 0 | 0 | 0 | 0 | 0
PV | 0 | 0 | 0 | 0 | 0 | 0
PeakG | 0 | 0 | 0 | 0 | 0 | 0
PeakO | 0 | 0 | 0 | 0 | 0 | 0
ST | 0 | 0 | 0 | 0 | 0 | 0
STOG | 0 | 0 | 0 | 0 | 0 | 0
STWD | 0 | 0 | 0 | 0 | 0 | 0
WT | 0 | 0 | 0 | 0 | 0 | 0
IGCC | 0 | 0 | 0 | 0 | 0 | 0
DemandResponse | 0 | 0 | 0 | 0 | 0 | 0
IGCC-CCS | 0 | 0 | 0 | 0 | 0 | 0
WT_off | 0 | 0 | 0 | 0 | 0 | 0
PseudoUnit | 0 | 0 | 0 | 0 | 0 | 0
FixedInterchange | 0 | 0 | 0 | 0 | 0 | 0
Retrofit VOM Costs by Reporting Type: FRCC
ReportingType | 2015 | 2020 | 2025 | 2030 | 2035 | 2040
BM | 0 | 0 | 0 | 0 | 0 | 0
CC | 0 | 0 | 0 | 0 | 0 | 0
CSP | 0 | 0 | 0 | 0 | 0 | 0
CT | 0 | 0 | 0 | 0 | 0 | 0
Coal | 213.43 | 272.88 | 299.17 | 310.53 | 322.96 | 328.01
Geo | 0 | 0 | 0 | 0 | 0 | 0
H | 0 | 0 | 0 | 0 | 0 | 0
LFG | 0 | 0 | 0 | 0 | 0 | 0
Nuc | 0 | 0 | 0 | 0 | 0 | 0
PS | 0 | 0 | 0 | 0 | 0 | 0
PV | 0 | 0 | 0 | 0 | 0 | 0
PeakG | 0 | 0 | 0 | 0 | 0 | 0
PeakO | 0 | 0 | 0 | 0 | 0 | 0
ST | 0 | 0 | 0 | 0 | 0 | 0
STOG | 0 | 0 | 0 | 0 | 0 | 0
STWD | 0 | 0 | 0 | 0 | 0 | 0
WT | 0 | 0 | 0 | 0 | 0 | 0
IGCC | 0 | 0 | 0 | 0 | 0 | 0
DemandResponse | 0 | 0 | 0 | 0 | 0 | 0
IGCC-CCS | 0 | 0 | 0 | 0 | 0 | 0
WT_off | 0 | 0 | 0 | 0 | 0 | 0
PseudoUnit | 0 | 0 | 0 | 0 | 0 | 0
FixedInterchange | 0 | 0 | 0 | 0 | 0 | 0
Retrofit VOM Costs by Reporting Type: MAPP_US
ReportingType | 2015 | 2020 | 2025 | 2030 | 2035 | 2040
BM | 0 | 0 | 0 | 0 | 0 | 0
CC | 0 | 0 | 0 | 0 | 0 | 0
CSP | 0 | 0 | 0 | 0 | 0 | 0
CT | 0 | 0 | 0 | 0 | 0 | 0
Coal | 87.31 | 99.48 | 99.48 | 99.48 | 99.48 | 99.48
Geo | 0 | 0 | 0 | 0 | 0 | 0
H | 0 | 0 | 0 | 0 | 0 | 0
LFG | 0 | 0 | 0 | 0 | 0 | 0
Nuc | 0 | 0 | 0 | 0 | 0 | 0
PS | 0 | 0 | 0 | 0 | 0 | 0
PV | 0 | 0 | 0 | 0 | 0 | 0
PeakG | 0 | 0 | 0 | 0 | 0 | 0
PeakO | 0 | 0 | 0 | 0 | 0 | 0
ST | 0 | 0 | 0 | 0 | 0 | 0
STOG | 0 | 0 | 0 | 0 | 0 | 0
STWD | 0 | 0 | 0 | 0 | 0 | 0
WT | 0 | 0 | 0 | 0 | 0 | 0
IGCC | 0 | 0 | 0 | 0 | 0 | 0
DemandResponse | 0 | 0 | 0 | 0 | 0 | 0
IGCC-CCS | 0 | 0 | 0 | 0 | 0 | 0
WT_off | 0 | 0 | 0 | 0 | 0 | 0
PseudoUnit | 0 | 0 | 0 | 0 | 0 | 0
FixedInterchange | 0 | 0 | 0 | 0 | 0 | 0
Retrofit VOM Costs by Reporting Type: MISO_IN
ReportingType | 2015 | 2020 | 2025 | 2030 | 2035 | 2040
BM | 0 | 0 | 0 | 0 | 0 | 0
CC | 0 | 0 | 0 | 0 | 0 | 0
CSP | 0 | 0 | 0 | 0 | 0 | 0
CT | 0 | 0 | 0 | 0 | 0 | 0
Coal | 299.18 | 461.21 | 487.72 | 503.02 | 531.74 | 531.74
Geo | 0 | 0 | 0 | 0 | 0 | 0
H | 0 | 0 | 0 | 0 | 0 | 0
LFG | 0 | 0 | 0 | 0 | 0 | 0
Nuc | 0 | 0 | 0 | 0 | 0 | 0
PS | 0 | 0 | 0 | 0 | 0 | 0
PV | 0 | 0 | 0 | 0 | 0 | 0
PeakG | 0 | 0 | 0 | 0 | 0 | 0
PeakO | 0 | 0 | 0 | 0 | 0 | 0
ST | 0 | 0 | 0 | 0 | 0 | 0
STOG | 0 | 0 | 0 | 0 | 0 | 0
STWD | 0 | 0 | 0 | 0 | 0 | 0
WT | 0 | 0 | 0 | 0 | 0 | 0
IGCC | 0 | 0 | 0 | 0 | 0 | 0
DemandResponse | 0 | 0 | 0 | 0 | 0 | 0
IGCC-CCS | 0 | 0 | 0 | 0 | 0 | 0
WT_off | 0 | 0 | 0 | 0 | 0 | 0
PseudoUnit | 0 | 0 | 0 | 0 | 0 | 0
FixedInterchange | 0 | 0 | 0 | 0 | 0 | 0
Retrofit VOM Costs by Reporting Type: MISO_MI
ReportingType | 2015 | 2020 | 2025 | 2030 | 2035 | 2040
BM | 0 | 0 | 0 | 0 | 0 | 0
CC | 0 | 0 | 0 | 0 | 0 | 0
CSP | 0 | 0 | 0 | 0 | 0 | 0
CT | 0 | 0 | 0 | 0 | 0 | 0
Coal | 35.65 | 140.68 | 140.68 | 140.68 | 140.68 | 140.68
Geo | 0 | 0 | 0 | 0 | 0 | 0
H | 0 | 0 | 0 | 0 | 0 | 0
LFG | 0 | 0 | 0 | 0 | 0 | 0
Nuc | 0 | 0 | 0 | 0 | 0 | 0
PS | 0 | 0 | 0 | 0 | 0 | 0
PV | 0 | 0 | 0 | 0 | 0 | 0
PeakG | 0 | 0 | 0 | 0 | 0 | 0
PeakO | 0 | 0 | 0 | 0 | 0 | 0
ST | 0 | 0 | 0 | 0 | 0 | 0
STOG | 0 | 0 | 0 | 0 | 0 | 0
STWD | 0 | 0 | 0 | 0 | 0 | 0
WT | 0 | 0 | 0 | 0 | 0 | 0
IGCC | 0 | 0 | 0 | 0 | 0 | 0
DemandResponse | 0 | 0 | 0 | 0 | 0 | 0
IGCC-CCS | 0 | 0 | 0 | 0 | 0 | 0
WT_off | 0 | 0 | 0 | 0 | 0 | 0
PseudoUnit | 0 | 0 | 0 | 0 | 0 | 0
FixedInterchange | 0 | 0 | 0 | 0 | 0 | 0
Retrofit VOM Costs by Reporting Type: MISO_MO-IL
ReportingType | 2015 | 2020 | 2025 | 2030 | 2035 | 2040
BM | 0 | 0 | 0 | 0 | 0 | 0
CC | 0 | 0 | 0 | 0 | 0 | 0
CSP | 0 | 0 | 0 | 0 | 0 | 0
CT | 0 | 0 | 0 | 0 | 0 | 0
Coal | 106.57 | 279.18 | 314.56 | 321.36 | 347.96 | 347.96
Geo | 0 | 0 | 0 | 0 | 0 | 0
H | 0 | 0 | 0 | 0 | 0 | 0
LFG | 0 | 0 | 0 | 0 | 0 | 0
Nuc | 0 | 0 | 0 | 0 | 0 | 0
PS | 0 | 0 | 0 | 0 | 0 | 0
PV | 0 | 0 | 0 | 0 | 0 | 0
PeakG | 0 | 0 | 0 | 0 | 0 | 0
PeakO | 0 | 0 | 0 | 0 | 0 | 0
ST | 0 | 0 | 0 | 0 | 0 | 0
STOG | 0 | 0 | 0 | 0 | 0 | 0
STWD | 0 | 0 | 0 | 0 | 0 | 0
WT | 0 | 0 | 0 | 0 | 0 | 0
IGCC | 0 | 0 | 0 | 0 | 0 | 0
DemandResponse | 0 | 0 | 0 | 0 | 0 | 0
IGCC-CCS | 0 | 0 | 0 | 0 | 0 | 0
WT_off | 0 | 0 | 0 | 0 | 0 | 0
PseudoUnit | 0 | 0 | 0 | 0 | 0 | 0
FixedInterchange | 0 | 0 | 0 | 0 | 0 | 0
Retrofit VOM Costs by Reporting Type: MISO_W
ReportingType | 2015 | 2020 | 2025 | 2030 | 2035 | 2040
BM | 0 | 0 | 0 | 0 | 0 | 0
CC | 0 | 0 | 0 | 0 | 0 | 0
CSP | 0 | 0 | 0 | 0 | 0 | 0
CT | 0 | 0 | 0 | 0 | 0 | 0
Coal | 140.85 | 390.26 | 390.26 | 398.13 | 398.13 | 398.13
Geo | 0 | 0 | 0 | 0 | 0 | 0
H | 0 | 0 | 0 | 0 | 0 | 0
LFG | 0 | 0 | 0 | 0 | 0 | 0
Nuc | 0 | 0 | 0 | 0 | 0 | 0
PS | 0 | 0 | 0 | 0 | 0 | 0
PV | 0 | 0 | 0 | 0 | 0 | 0
PeakG | 0 | 0 | 0 | 0 | 0 | 0
PeakO | 0 | 0 | 0 | 0 | 0 | 0
ST | 0 | 0 | 0 | 0 | 0 | 0
STOG | 0 | 0 | 0 | 0 | 0 | 0
STWD | 0 | 0 | 0 | 0 | 0 | 0
WT | 0 | 0 | 0 | 0 | 0 | 0
IGCC | 0 | 0 | 0 | 0 | 0 | 0
DemandResponse | 0 | 0 | 0 | 0 | 0 | 0
IGCC-CCS | 0 | 0 | 0 | 0 | 0 | 0
WT_off | 0 | 0 | 0 | 0 | 0 | 0
PseudoUnit | 0 | 0 | 0 | 0 | 0 | 0
FixedInterchange | 0 | 0 | 0 | 0 | 0 | 0
Retrofit VOM Costs by Reporting Type: MISO_WUMS
ReportingType | 2015 | 2020 | 2025 | 2030 | 2035 | 2040
BM | 0 | 0 | 0 | 0 | 0 | 0
CC | 0 | 0 | 0 | 0 | 0 | 0
CSP | 0 | 0 | 0 | 0 | 0 | 0
CT | 0 | 0 | 0 | 0 | 0 | 0
Coal | 79.65 | 143.08 | 155.42 | 157.95 | 180.55 | 180.55
Geo | 0 | 0 | 0 | 0 | 0 | 0
H | 0 | 0 | 0 | 0 | 0 | 0
LFG | 0 | 0 | 0 | 0 | 0 | 0
Nuc | 0 | 0 | 0 | 0 | 0 | 0
PS | 0 | 0 | 0 | 0 | 0 | 0
PV | 0 | 0 | 0 | 0 | 0 | 0
PeakG | 0 | 0 | 0 | 0 | 0 | 0
PeakO | 0 | 0 | 0 | 0 | 0 | 0
ST | 0 | 0 | 0 | 0 | 0 | 0
STOG | 0 | 0 | 0 | 0 | 0 | 0
STWD | 0 | 0 | 0 | 0 | 0 | 0
WT | 0 | 0 | 0 | 0 | 0 | 0
IGCC | 0 | 0 | 0 | 0 | 0 | 0
DemandResponse | 0 | 0 | 0 | 0 | 0 | 0
IGCC-CCS | 0 | 0 | 0 | 0 | 0 | 0
WT_off | 0 | 0 | 0 | 0 | 0 | 0
PseudoUnit | 0 | 0 | 0 | 0 | 0 | 0
FixedInterchange | 0 | 0 | 0 | 0 | 0 | 0
Retrofit VOM Costs by Reporting Type: Nebraska
ReportingType | 2015 | 2020 | 2025 | 2030 | 2035 | 2040
BM | 0 | 0 | 0 | 0 | 0 | 0
CC | 0 | 0 | 0 | 0 | 0 | 0
CSP | 0 | 0 | 0 | 0 | 0 | 0
CT | 0 | 0 | 0 | 0 | 0 | 0
Coal | 16.57 | 135.66 | 133.36 | 132.49 | 135.66 | 135.66
Geo | 0 | 0 | 0 | 0 | 0 | 0
H | 0 | 0 | 0 | 0 | 0 | 0
LFG | 0 | 0 | 0 | 0 | 0 | 0
Nuc | 0 | 0 | 0 | 0 | 0 | 0
PS | 0 | 0 | 0 | 0 | 0 | 0
PV | 0 | 0 | 0 | 0 | 0 | 0
PeakG | 0 | 0 | 0 | 0 | 0 | 0
PeakO | 0 | 0 | 0 | 0 | 0 | 0
ST | 0 | 0 | 0 | 0 | 0 | 0
STOG | 0 | 0 | 0 | 0 | 0 | 0
STWD | 0 | 0 | 0 | 0 | 0 | 0
WT | 0 | 0 | 0 | 0 | 0 | 0
IGCC | 0 | 0 | 0 | 0 | 0 | 0
DemandResponse | 0 | 0 | 0 | 0 | 0 | 0
IGCC-CCS | 0 | 0 | 0 | 0 | 0 | 0
WT_off | 0 | 0 | 0 | 0 | 0 | 0
PseudoUnit | 0 | 0 | 0 | 0 | 0 | 0
FixedInterchange | 0 | 0 | 0 | 0 | 0 | 0
Retrofit VOM Costs by Reporting Type: NEISO
ReportingType | 2015 | 2020 | 2025 | 2030 | 2035 | 2040
BM | 0 | 0 | 0 | 0 | 0 | 0
CC | 0 | 0 | 0 | 0 | 0 | 0
CSP | 0 | 0 | 0 | 0 | 0 | 0
CT | 0 | 0 | 0 | 0 | 0 | 0
Coal | 0.16 | 0 | 0 | 0 | 0 | 0
Geo | 0 | 0 | 0 | 0 | 0 | 0
H | 0 | 0 | 0 | 0 | 0 | 0
LFG | 0 | 0 | 0 | 0 | 0 | 0
Nuc | 0 | 0 | 0 | 0 | 0 | 0
PS | 0 | 0 | 0 | 0 | 0 | 0
PV | 0 | 0 | 0 | 0 | 0 | 0
PeakG | 0 | 0 | 0 | 0 | 0 | 0
PeakO | 0 | 0 | 0 | 0 | 0 | 0
ST | 0 | 0 | 0 | 0 | 0 | 0
STOG | 0 | 0 | 0 | 0 | 0 | 0
STWD | 0 | 0 | 0 | 0 | 0 | 0
WT | 0 | 0 | 0 | 0 | 0 | 0
IGCC | 0 | 0 | 0 | 0 | 0 | 0
DemandResponse | 0 | 0 | 0 | 0 | 0 | 0
IGCC-CCS | 0 | 0 | 0 | 0 | 0 | 0
WT_off | 0 | 0 | 0 | 0 | 0 | 0
PseudoUnit | 0 | 0 | 0 | 0 | 0 | 0
FixedInterchange | 0 | 0 | 0 | 0 | 0 | 0
Retrofit VOM Costs by Reporting Type: NonRTO_Midwest
ReportingType | 2015 | 2020 | 2025 | 2030 | 2035 | 2040
BM | 0 | 0 | 0 | 0 | 0 | 0
CC | 0 | 0 | 0 | 0 | 0 | 0
CSP | 0 | 0 | 0 | 0 | 0 | 0
CT | 0 | 0 | 0 | 0 | 0 | 0
Coal | 225.68 | 276.93 | 272.63 | 274.9 | 287.03 | 287.03
Geo | 0 | 0 | 0 | 0 | 0 | 0
H | 0 | 0 | 0 | 0 | 0 | 0
LFG | 0 | 0 | 0 | 0 | 0 | 0
Nuc | 0 | 0 | 0 | 0 | 0 | 0
PS | 0 | 0 | 0 | 0 | 0 | 0
PV | 0 | 0 | 0 | 0 | 0 | 0
PeakG | 0 | 0 | 0 | 0 | 0 | 0
PeakO | 0 | 0 | 0 | 0 | 0 | 0
ST | 0 | 0 | 0 | 0 | 0 | 0
STOG | 0 | 0 | 0 | 0 | 0 | 0
STWD | 0 | 0 | 0 | 0 | 0 | 0
WT | 0 | 0 | 0 | 0 | 0 | 0
IGCC | 0 | 0 | 0 | 0 | 0 | 0
DemandResponse | 0 | 0 | 0 | 0 | 0 | 0
IGCC-CCS | 0 | 0 | 0 | 0 | 0 | 0
WT_off | 0 | 0 | 0 | 0 | 0 | 0
PseudoUnit | 0 | 0 | 0 | 0 | 0 | 0
FixedInterchange | 0 | 0 | 0 | 0 | 0 | 0
Retrofit VOM Costs by Reporting Type: NYISO_A-F
ReportingType | 2015 | 2020 | 2025 | 2030 | 2035 | 2040
BM | 0 | 0 | 0 | 0 | 0 | 0
CC | 0 | 0 | 0 | 0 | 0 | 0
CSP | 0 | 0 | 0 | 0 | 0 | 0
CT | 0 | 0 | 0 | 0 | 0 | 0
Coal | 0 | 0 | 0 | 0 | 0 | 0
Geo | 0 | 0 | 0 | 0 | 0 | 0
H | 0 | 0 | 0 | 0 | 0 | 0
LFG | 0 | 0 | 0 | 0 | 0 | 0
Nuc | 0 | 0 | 0 | 0 | 0 | 0
PS | 0 | 0 | 0 | 0 | 0 | 0
PV | 0 | 0 | 0 | 0 | 0 | 0
PeakG | 0 | 0 | 0 | 0 | 0 | 0
PeakO | 0 | 0 | 0 | 0 | 0 | 0
ST | 0 | 0 | 0 | 0 | 0 | 0
STOG | 0 | 0 | 0 | 0 | 0 | 0
STWD | 0 | 0 | 0 | 0 | 0 | 0
WT | 0 | 0 | 0 | 0 | 0 | 0
IGCC | 0 | 0 | 0 | 0 | 0 | 0
DemandResponse | 0 | 0 | 0 | 0 | 0 | 0
IGCC-CCS | 0 | 0 | 0 | 0 | 0 | 0
WT_off | 0 | 0 | 0 | 0 | 0 | 0
PseudoUnit | 0 | 0 | 0 | 0 | 0 | 0
FixedInterchange | 0 | 0 | 0 | 0 | 0 | 0
Retrofit VOM Costs by Reporting Type: NYISO_G-I
ReportingType | 2015 | 2020 | 2025 | 2030 | 2035 | 2040
BM | 0 | 0 | 0 | 0 | 0 | 0
CC | 0 | 0 | 0 | 0 | 0 | 0
CSP | 0 | 0 | 0 | 0 | 0 | 0
CT | 0 | 0 | 0 | 0 | 0 | 0
Coal | 0 | 0 | 0 | 0 | 0 | 0
Geo | 0 | 0 | 0 | 0 | 0 | 0
H | 0 | 0 | 0 | 0 | 0 | 0
LFG | 0 | 0 | 0 | 0 | 0 | 0
Nuc | 0 | 0 | 0 | 0 | 0 | 0
PS | 0 | 0 | 0 | 0 | 0 | 0
PV | 0 | 0 | 0 | 0 | 0 | 0
PeakG | 0 | 0 | 0 | 0 | 0 | 0
PeakO | 0 | 0 | 0 | 0 | 0 | 0
ST | 0 | 0 | 0 | 0 | 0 | 0
STOG | 0 | 0 | 0 | 0 | 0 | 0
STWD | 0 | 0 | 0 | 0 | 0 | 0
WT | 0 | 0 | 0 | 0 | 0 | 0
IGCC | 0 | 0 | 0 | 0 | 0 | 0
DemandResponse | 0 | 0 | 0 | 0 | 0 | 0
IGCC-CCS | 0 | 0 | 0 | 0 | 0 | 0
WT_off | 0 | 0 | 0 | 0 | 0 | 0
PseudoUnit | 0 | 0 | 0 | 0 | 0 | 0
FixedInterchange | 0 | 0 | 0 | 0 | 0 | 0
Retrofit VOM Costs by Reporting Type: NYISO_J-K
ReportingType | 2015 | 2020 | 2025 | 2030 | 2035 | 2040
BM | 0 | 0 | 0 | 0 | 0 | 0
CC | 0 | 0 | 0 | 0 | 0 | 0
CSP | 0 | 0 | 0 | 0 | 0 | 0
CT | 0 | 0 | 0 | 0 | 0 | 0
Coal | 0 | 0 | 0 | 0 | 0 | 0
Geo | 0 | 0 | 0 | 0 | 0 | 0
H | 0 | 0 | 0 | 0 | 0 | 0
LFG | 0 | 0 | 0 | 0 | 0 | 0
Nuc | 0 | 0 | 0 | 0 | 0 | 0
PS | 0 | 0 | 0 | 0 | 0 | 0
PV | 0 | 0 | 0 | 0 | 0 | 0
PeakG | 0 | 0 | 0 | 0 | 0 | 0
PeakO | 0 | 0 | 0 | 0 | 0 | 0
ST | 0 | 0 | 0 | 0 | 0 | 0
STOG | 0 | 0 | 0 | 0 | 0 | 0
STWD | 0 | 0 | 0 | 0 | 0 | 0
WT | 0 | 0 | 0 | 0 | 0 | 0
IGCC | 0 | 0 | 0 | 0 | 0 | 0
DemandResponse | 0 | 0 | 0 | 0 | 0 | 0
IGCC-CCS | 0 | 0 | 0 | 0 | 0 | 0
WT_off | 0 | 0 | 0 | 0 | 0 | 0
PseudoUnit | 0 | 0 | 0 | 0 | 0 | 0
FixedInterchange | 0 | 0 | 0 | 0 | 0 | 0
Retrofit VOM Costs by Reporting Type: PJM_E
ReportingType | 2015 | 2020 | 2025 | 2030 | 2035 | 2040
BM | 0 | 0 | 0 | 0 | 0 | 0
CC | 0 | 0 | 0 | 0 | 0 | 0
CSP | 0 | 0 | 0 | 0 | 0 | 0
CT | 0 | 0 | 0 | 0 | 0 | 0
Coal | 0.84 | 0 | 0 | 0 | 0 | 0
Geo | 0 | 0 | 0 | 0 | 0 | 0
H | 0 | 0 | 0 | 0 | 0 | 0
LFG | 0 | 0 | 0 | 0 | 0 | 0
Nuc | 0 | 0 | 0 | 0 | 0 | 0
PS | 0 | 0 | 0 | 0 | 0 | 0
PV | 0 | 0 | 0 | 0 | 0 | 0
PeakG | 0 | 0 | 0 | 0 | 0 | 0
PeakO | 0 | 0 | 0 | 0 | 0 | 0
ST | 0 | 0 | 0 | 0 | 0 | 0
STOG | 0 | 0 | 0 | 0 | 0 | 0
STWD | 0 | 0 | 0 | 0 | 0 | 0
WT | 0 | 0 | 0 | 0 | 0 | 0
IGCC | 0 | 0 | 0 | 0 | 0 | 0
DemandResponse | 0 | 0 | 0 | 0 | 0 | 0
IGCC-CCS | 0 | 0 | 0 | 0 | 0 | 0
WT_off | 0 | 0 | 0 | 0 | 0 | 0
PseudoUnit | 0 | 0 | 0 | 0 | 0 | 0
FixedInterchange | 0 | 0 | 0 | 0 | 0 | 0
Retrofit VOM Costs by Reporting Type: PJM_ROM
ReportingType | 2015 | 2020 | 2025 | 2030 | 2035 | 2040
BM | 0 | 0 | 0 | 0 | 0 | 0
CC | 0 | 0 | 0 | 0 | 0 | 0
CSP | 0 | 0 | 0 | 0 | 0 | 0
CT | 0 | 0 | 0 | 0 | 0 | 0
Coal | 181.58 | 247.56 | 264.38 | 277.63 | 282.84 | 282.84
Geo | 0 | 0 | 0 | 0 | 0 | 0
H | 0 | 0 | 0 | 0 | 0 | 0
LFG | 0 | 0 | 0 | 0 | 0 | 0
Nuc | 0 | 0 | 0 | 0 | 0 | 0
PS | 0 | 0 | 0 | 0 | 0 | 0
PV | 0 | 0 | 0 | 0 | 0 | 0
PeakG | 0 | 0 | 0 | 0 | 0 | 0
PeakO | 0 | 0 | 0 | 0 | 0 | 0
ST | 0 | 0 | 0 | 0 | 0 | 0
STOG | 0 | 0 | 0 | 0 | 0 | 0
STWD | 0 | 0 | 0 | 0 | 0 | 0
WT | 0 | 0 | 0 | 0 | 0 | 0
IGCC | 0 | 0 | 0 | 0 | 0 | 0
DemandResponse | 0 | 0 | 0 | 0 | 0 | 0
IGCC-CCS | 0 | 0 | 0 | 0 | 0 | 0
WT_off | 0 | 0 | 0 | 0 | 0 | 0
PseudoUnit | 0 | 0 | 0 | 0 | 0 | 0
FixedInterchange | 0 | 0 | 0 | 0 | 0 | 0
Retrofit VOM Costs by Reporting Type: PJM_ROR
ReportingType | 2015 | 2020 | 2025 | 2030 | 2035 | 2040
BM | 0 | 0 | 0 | 0 | 0 | 0
CC | 0 | 0 | 0 | 0 | 0 | 0
CSP | 0 | 0 | 0 | 0 | 0 | 0
CT | 0 | 0 | 0 | 0 | 0 | 0
Coal | 924.89 | 1059.36 | 1063.43 | 1068.94 | 1080.4 | 1083.9
Geo | 0 | 0 | 0 | 0 | 0 | 0
H | 0 | 0 | 0 | 0 | 0 | 0
LFG | 0 | 0 | 0 | 0 | 0 | 0
Nuc | 0 | 0 | 0 | 0 | 0 | 0
PS | 0 | 0 | 0 | 0 | 0 | 0
PV | 0 | 0 | 0 | 0 | 0 | 0
PeakG | 0 | 0 | 0 | 0 | 0 | 0
PeakO | 0 | 0 | 0 | 0 | 0 | 0
ST | 0 | 0 | 0 | 0 | 0 | 0
STOG | 0 | 0 | 0 | 0 | 0 | 0
STWD | 0 | 0 | 0 | 0 | 0 | 0
WT | 0 | 0 | 0 | 0 | 0 | 0
IGCC | 0 | 0 | 0 | 0 | 0 | 0
DemandResponse | 0 | 0 | 0 | 0 | 0 | 0
IGCC-CCS | 0 | 0 | 0 | 0 | 0 | 0
WT_off | 0 | 0 | 0 | 0 | 0 | 0
PseudoUnit | 0 | 0 | 0 | 0 | 0 | 0
FixedInterchange | 0 | 0 | 0 | 0 | 0 | 0
Retrofit VOM Costs by Reporting Type: SOCO
ReportingType | 2015 | 2020 | 2025 | 2030 | 2035 | 2040
BM | 0 | 0 | 0 | 0 | 0 | 0
CC | 0 | 0 | 0 | 0 | 0 | 0
CSP | 0 | 0 | 0 | 0 | 0 | 0
CT | 0 | 0 | 0 | 0 | 0 | 0
Coal | 338.98 | 453.25 | 542.41 | 542.41 | 542.41 | 542.41
Geo | 0 | 0 | 0 | 0 | 0 | 0
H | 0 | 0 | 0 | 0 | 0 | 0
LFG | 0 | 0 | 0 | 0 | 0 | 0
Nuc | 0 | 0 | 0 | 0 | 0 | 0
PS | 0 | 0 | 0 | 0 | 0 | 0
PV | 0 | 0 | 0 | 0 | 0 | 0
PeakG | 0 | 0 | 0 | 0 | 0 | 0
PeakO | 0 | 0 | 0 | 0 | 0 | 0
ST | 0 | 0 | 0 | 0 | 0 | 0
STOG | 0 | 0 | 0 | 0 | 0 | 0
STWD | 0 | 0 | 0 | 0 | 0 | 0
WT | 0 | 0 | 0 | 0 | 0 | 0
IGCC | 0 | 0 | 0 | 0 | 0 | 0
DemandResponse | 0 | 0 | 0 | 0 | 0 | 0
IGCC-CCS | 0 | 0 | 0 | 0 | 0 | 0
WT_off | 0 | 0 | 0 | 0 | 0 | 0
PseudoUnit | 0 | 0 | 0 | 0 | 0 | 0
FixedInterchange | 0 | 0 | 0 | 0 | 0 | 0
Retrofit VOM Costs by Reporting Type: SPP_N
ReportingType | 2015 | 2020 | 2025 | 2030 | 2035 | 2040
BM | 0 | 0 | 0 | 0 | 0 | 0
CC | 0 | 0 | 0 | 0 | 0 | 0
CSP | 0 | 0 | 0 | 0 | 0 | 0
CT | 0 | 0 | 0 | 0 | 0 | 0
Coal | 190.31 | 303.58 | 303.58 | 303.58 | 303.58 | 303.58
Geo | 0 | 0 | 0 | 0 | 0 | 0
H | 0 | 0 | 0 | 0 | 0 | 0
LFG | 0 | 0 | 0 | 0 | 0 | 0
Nuc | 0 | 0 | 0 | 0 | 0 | 0
PS | 0 | 0 | 0 | 0 | 0 | 0
PV | 0 | 0 | 0 | 0 | 0 | 0
PeakG | 0 | 0 | 0 | 0 | 0 | 0
PeakO | 0 | 0 | 0 | 0 | 0 | 0
ST | 0 | 0 | 0 | 0 | 0 | 0
STOG | 0 | 0 | 0 | 0 | 0 | 0
STWD | 0 | 0 | 0 | 0 | 0 | 0
WT | 0 | 0 | 0 | 0 | 0 | 0
IGCC | 0 | 0 | 0 | 0 | 0 | 0
DemandResponse | 0 | 0 | 0 | 0 | 0 | 0
IGCC-CCS | 0 | 0 | 0 | 0 | 0 | 0
WT_off | 0 | 0 | 0 | 0 | 0 | 0
PseudoUnit | 0 | 0 | 0 | 0 | 0 | 0
FixedInterchange | 0 | 0 | 0 | 0 | 0 | 0
Retrofit VOM Costs by Reporting Type: SPP_S
ReportingType | 2015 | 2020 | 2025 | 2030 | 2035 | 2040
BM | 0 | 0 | 0 | 0 | 0 | 0
CC | 0 | 0 | 0 | 0 | 0 | 0
CSP | 0 | 0 | 0 | 0 | 0 | 0
CT | 0 | 0 | 0 | 0 | 0 | 0
Coal | 79.83 | 664.32 | 728.43 | 732.81 | 732.81 | 732.81
Geo | 0 | 0 | 0 | 0 | 0 | 0
H | 0 | 0 | 0 | 0 | 0 | 0
LFG | 0 | 0 | 0 | 0 | 0 | 0
Nuc | 0 | 0 | 0 | 0 | 0 | 0
PS | 0 | 0 | 0 | 0 | 0 | 0
PV | 0 | 0 | 0 | 0 | 0 | 0
PeakG | 0 | 0 | 0 | 0 | 0 | 0
PeakO | 0 | 0 | 0 | 0 | 0 | 0
ST | 0 | 0 | 0 | 0 | 0 | 0
STOG | 0 | 0 | 0 | 0 | 0 | 0
STWD | 0 | 0 | 0 | 0 | 0 | 0
WT | 0 | 0 | 0 | 0 | 0 | 0
IGCC | 0 | 0 | 0 | 0 | 0 | 0
DemandResponse | 0 | 0 | 0 | 0 | 0 | 0
IGCC-CCS | 0 | 0 | 0 | 0 | 0 | 0
WT_off | 0 | 0 | 0 | 0 | 0 | 0
PseudoUnit | 0 | 0 | 0 | 0 | 0 | 0
FixedInterchange | 0 | 0 | 0 | 0 | 0 | 0
Retrofit VOM Costs by Reporting Type: TVA
ReportingType | 2015 | 2020 | 2025 | 2030 | 2035 | 2040
BM | 0 | 0 | 0 | 0 | 0 | 0
CC | 0 | 0 | 0 | 0 | 0 | 0
CSP | 0 | 0 | 0 | 0 | 0 | 0
CT | 0 | 0 | 0 | 0 | 0 | 0
Coal | 199.31 | 345.79 | 345.79 | 345.79 | 345.79 | 345.79
Geo | 0 | 0 | 0 | 0 | 0 | 0
H | 0 | 0 | 0 | 0 | 0 | 0
LFG | 0 | 0 | 0 | 0 | 0 | 0
Nuc | 0 | 0 | 0 | 0 | 0 | 0
PS | 0 | 0 | 0 | 0 | 0 | 0
PV | 0 | 0 | 0 | 0 | 0 | 0
PeakG | 0 | 0 | 0 | 0 | 0 | 0
PeakO | 0 | 0 | 0 | 0 | 0 | 0
ST | 0 | 0 | 0 | 0 | 0 | 0
STOG | 0 | 0 | 0 | 0 | 0 | 0
STWD | 0 | 0 | 0 | 0 | 0 | 0
WT | 0 | 0 | 0 | 0 | 0 | 0
IGCC | 0 | 0 | 0 | 0 | 0 | 0
DemandResponse | 0 | 0 | 0 | 0 | 0 | 0
IGCC-CCS | 0 | 0 | 0 | 0 | 0 | 0
WT_off | 0 | 0 | 0 | 0 | 0 | 0
PseudoUnit | 0 | 0 | 0 | 0 | 0 | 0
FixedInterchange | 0 | 0 | 0 | 0 | 0 | 0
Retrofit VOM Costs by Reporting Type: TVA_Transmission
ReportingType | 2015 | 2020 | 2025 | 2030 | 2035 | 2040
BM | 0 | 0 | 0 | 0 | 0 | 0
CC | 0 | 0 | 0 | 0 | 0 | 0
CSP | 0 | 0 | 0 | 0 | 0 | 0
CT | 0 | 0 | 0 | 0 | 0 | 0
Coal | 0 | 0 | 0 | 0 | 0 | 0
Geo | 0 | 0 | 0 | 0 | 0 | 0
H | 0 | 0 | 0 | 0 | 0 | 0
LFG | 0 | 0 | 0 | 0 | 0 | 0
Nuc | 0 | 0 | 0 | 0 | 0 | 0
PS | 0 | 0 | 0 | 0 | 0 | 0
PV | 0 | 0 | 0 | 0 | 0 | 0
PeakG | 0 | 0 | 0 | 0 | 0 | 0
PeakO | 0 | 0 | 0 | 0 | 0 | 0
ST | 0 | 0 | 0 | 0 | 0 | 0
STOG | 0 | 0 | 0 | 0 | 0 | 0
STWD | 0 | 0 | 0 | 0 | 0 | 0
WT | 0 | 0 | 0 | 0 | 0 | 0
IGCC | 0 | 0 | 0 | 0 | 0 | 0
DemandResponse | 0 | 0 | 0 | 0 | 0 | 0
IGCC-CCS | 0 | 0 | 0 | 0 | 0 | 0
WT_off | 0 | 0 | 0 | 0 | 0 | 0
PseudoUnit | 0 | 0 | 0 | 0 | 0 | 0
FixedInterchange | 0 | 0 | 0 | 0 | 0 | 0
Retrofit VOM Costs by Reporting Type: VACAR
ReportingType | 2015 | 2020 | 2025 | 2030 | 2035 | 2040
BM | 0 | 0 | 0 | 0 | 0 | 0
CC | 0 | 0 | 0 | 0 | 0 | 0
CSP | 0 | 0 | 0 | 0 | 0 | 0
CT | 0 | 0 | 0 | 0 | 0 | 0
Coal | 311.64 | 306.75 | 351.49 | 375.16 | 401.85 | 401.85
Geo | 0 | 0 | 0 | 0 | 0 | 0
H | 0 | 0 | 0 | 0 | 0 | 0
LFG | 0 | 0 | 0 | 0 | 0 | 0
Nuc | 0 | 0 | 0 | 0 | 0 | 0
PS | 0 | 0 | 0 | 0 | 0 | 0
PV | 0 | 0 | 0 | 0 | 0 | 0
PeakG | 0 | 0 | 0 | 0 | 0 | 0
PeakO | 0 | 0 | 0 | 0 | 0 | 0
ST | 0 | 0 | 0 | 0 | 0 | 0
STOG | 0 | 0 | 0 | 0 | 0 | 0
STWD | 0 | 0 | 0 | 0 | 0 | 0
WT | 0 | 0 | 0 | 0 | 0 | 0
IGCC | 0 | 0 | 0 | 0 | 0 | 0
DemandResponse | 0 | 0 | 0 | 0 | 0 | 0
IGCC-CCS | 0 | 0 | 0 | 0 | 0 | 0
WT_off | 0 | 0 | 0 | 0 | 0 | 0
PseudoUnit | 0 | 0 | 0 | 0 | 0 | 0
FixedInterchange | 0 | 0 | 0 | 0 | 0 | 0
Retrofit VOM Costs by Reporting Type: IESO
ReportingType | 2015 | 2020 | 2025 | 2030 | 2035 | 2040
BM | 0 | 0 | 0 | 0 | 0 | 0
CC | 0 | 0 | 0 | 0 | 0 | 0
CSP | 0 | 0 | 0 | 0 | 0 | 0
CT | 0 | 0 | 0 | 0 | 0 | 0
Coal | 0 | 0 | 0 | 0 | 0 | 0
Geo | 0 | 0 | 0 | 0 | 0 | 0
H | 0 | 0 | 0 | 0 | 0 | 0
LFG | 0 | 0 | 0 | 0 | 0 | 0
Nuc | 0 | 0 | 0 | 0 | 0 | 0
PS | 0 | 0 | 0 | 0 | 0 | 0
PV | 0 | 0 | 0 | 0 | 0 | 0
PeakG | 0 | 0 | 0 | 0 | 0 | 0
PeakO | 0 | 0 | 0 | 0 | 0 | 0
ST | 0 | 0 | 0 | 0 | 0 | 0
STOG | 0 | 0 | 0 | 0 | 0 | 0
STWD | 0 | 0 | 0 | 0 | 0 | 0
WT | 0 | 0 | 0 | 0 | 0 | 0
IGCC | 0 | 0 | 0 | 0 | 0 | 0
DemandResponse | 0 | 0 | 0 | 0 | 0 | 0
IGCC-CCS | 0 | 0 | 0 | 0 | 0 | 0
WT_off | 0 | 0 | 0 | 0 | 0 | 0
PseudoUnit | 0 | 0 | 0 | 0 | 0 | 0
FixedInterchange | 0 | 0 | 0 | 0 | 0 | 0
Retrofit VOM Costs by Reporting Type: MAPP_CA
ReportingType | 2015 | 2020 | 2025 | 2030 | 2035 | 2040
BM | 0 | 0 | 0 | 0 | 0 | 0
CC | 0 | 0 | 0 | 0 | 0 | 0
CSP | 0 | 0 | 0 | 0 | 0 | 0
CT | 0 | 0 | 0 | 0 | 0 | 0
Coal | 0 | 0 | 0 | 0 | 0 | 0
Geo | 0 | 0 | 0 | 0 | 0 | 0
H | 0 | 0 | 0 | 0 | 0 | 0
LFG | 0 | 0 | 0 | 0 | 0 | 0
Nuc | 0 | 0 | 0 | 0 | 0 | 0
PS | 0 | 0 | 0 | 0 | 0 | 0
PV | 0 | 0 | 0 | 0 | 0 | 0
PeakG | 0 | 0 | 0 | 0 | 0 | 0
PeakO | 0 | 0 | 0 | 0 | 0 | 0
ST | 0 | 0 | 0 | 0 | 0 | 0
STOG | 0 | 0 | 0 | 0 | 0 | 0
STWD | 0 | 0 | 0 | 0 | 0 | 0
WT | 0 | 0 | 0 | 0 | 0 | 0
IGCC | 0 | 0 | 0 | 0 | 0 | 0
DemandResponse | 0 | 0 | 0 | 0 | 0 | 0
IGCC-CCS | 0 | 0 | 0 | 0 | 0 | 0
WT_off | 0 | 0 | 0 | 0 | 0 | 0
PseudoUnit | 0 | 0 | 0 | 0 | 0 | 0
FixedInterchange | 0 | 0 | 0 | 0 | 0 | 0
Retrofit VOM Costs by Reporting Type: AZ_NM_SNV_Coal
ReportingType | 2015 | 2020 | 2025 | 2030 | 2035 | 2040
BM | 0 | 0 | 0 | 0 | 0 | 0
CC | 0 | 0 | 0 | 0 | 0 | 0
CSP | 0 | 0 | 0 | 0 | 0 | 0
CT | 0 | 0 | 0 | 0 | 0 | 0
Coal | 323.11 | 397.4 | 397.4 | 397.4 | 397.4 | 397.4
Geo | 0 | 0 | 0 | 0 | 0 | 0
H | 0 | 0 | 0 | 0 | 0 | 0
LFG | 0 | 0 | 0 | 0 | 0 | 0
Nuc | 0 | 0 | 0 | 0 | 0 | 0
PS | 0 | 0 | 0 | 0 | 0 | 0
PV | 0 | 0 | 0 | 0 | 0 | 0
PeakG | 0 | 0 | 0 | 0 | 0 | 0
PeakO | 0 | 0 | 0 | 0 | 0 | 0
ST | 0 | 0 | 0 | 0 | 0 | 0
STOG | 0 | 0 | 0 | 0 | 0 | 0
STWD | 0 | 0 | 0 | 0 | 0 | 0
WT | 0 | 0 | 0 | 0 | 0 | 0
IGCC | 0 | 0 | 0 | 0 | 0 | 0
DemandResponse | 0 | 0 | 0 | 0 | 0 | 0
IGCC-CCS | 0 | 0 | 0 | 0 | 0 | 0
WT_off | 0 | 0 | 0 | 0 | 0 | 0
PseudoUnit | 0 | 0 | 0 | 0 | 0 | 0
FixedInterchange | 0 | 0 | 0 | 0 | 0 | 0
Retrofit VOM Costs by Reporting Type: AZ_NM_SNV_Gas
ReportingType | 2015 | 2020 | 2025 | 2030 | 2035 | 2040
BM | 0 | 0 | 0 | 0 | 0 | 0
CC | 0 | 0 | 0 | 0 | 0 | 0
CSP | 0 | 0 | 0 | 0 | 0 | 0
CT | 0 | 0 | 0 | 0 | 0 | 0
Coal | 0 | 0 | 0 | 0 | 0 | 0
Geo | 0 | 0 | 0 | 0 | 0 | 0
H | 0 | 0 | 0 | 0 | 0 | 0
LFG | 0 | 0 | 0 | 0 | 0 | 0
Nuc | 0 | 0 | 0 | 0 | 0 | 0
PS | 0 | 0 | 0 | 0 | 0 | 0
PV | 0 | 0 | 0 | 0 | 0 | 0
PeakG | 0 | 0 | 0 | 0 | 0 | 0
PeakO | 0 | 0 | 0 | 0 | 0 | 0
ST | 0 | 0 | 0 | 0 | 0 | 0
STOG | 0 | 0 | 0 | 0 | 0 | 0
STWD | 0 | 0 | 0 | 0 | 0 | 0
WT | 0 | 0 | 0 | 0 | 0 | 0
IGCC | 0 | 0 | 0 | 0 | 0 | 0
DemandResponse | 0 | 0 | 0 | 0 | 0 | 0
IGCC-CCS | 0 | 0 | 0 | 0 | 0 | 0
WT_off | 0 | 0 | 0 | 0 | 0 | 0
PseudoUnit | 0 | 0 | 0 | 0 | 0 | 0
FixedInterchange | 0 | 0 | 0 | 0 | 0 | 0
Retrofit VOM Costs by Reporting Type: AZ_NM_SNV_NucRenew
ReportingType | 2015 | 2020 | 2025 | 2030 | 2035 | 2040
BM | 0 | 0 | 0 | 0 | 0 | 0
CC | 0 | 0 | 0 | 0 | 0 | 0
CSP | 0 | 0 | 0 | 0 | 0 | 0
CT | 0 | 0 | 0 | 0 | 0 | 0
Coal | 0 | 0 | 0 | 0 | 0 | 0
Geo | 0 | 0 | 0 | 0 | 0 | 0
H | 0 | 0 | 0 | 0 | 0 | 0
LFG | 0 | 0 | 0 | 0 | 0 | 0
Nuc | 0 | 0 | 0 | 0 | 0 | 0
PS | 0 | 0 | 0 | 0 | 0 | 0
PV | 0 | 0 | 0 | 0 | 0 | 0
PeakG | 0 | 0 | 0 | 0 | 0 | 0
PeakO | 0 | 0 | 0 | 0 | 0 | 0
ST | 0 | 0 | 0 | 0 | 0 | 0
STOG | 0 | 0 | 0 | 0 | 0 | 0
STWD | 0 | 0 | 0 | 0 | 0 | 0
WT | 0 | 0 | 0 | 0 | 0 | 0
IGCC | 0 | 0 | 0 | 0 | 0 | 0
DemandResponse | 0 | 0 | 0 | 0 | 0 | 0
IGCC-CCS | 0 | 0 | 0 | 0 | 0 | 0
WT_off | 0 | 0 | 0 | 0 | 0 | 0
PseudoUnit | 0 | 0 | 0 | 0 | 0 | 0
FixedInterchange | 0 | 0 | 0 | 0 | 0 | 0
Retrofit VOM Costs by Reporting Type: ERCOT
ReportingType | 2015 | 2020 | 2025 | 2030 | 2035 | 2040
BM | 0 | 0 | 0 | 0 | 0 | 0
CC | 0 | 0 | 0 | 0 | 0 | 0
CSP | 0 | 0 | 0 | 0 | 0 | 0
CT | 0 | 0 | 0 | 0 | 0 | 0
Coal | 293.25 | 537.91 | 639.14 | 639.14 | 639.14 | 639.14
Geo | 0 | 0 | 0 | 0 | 0 | 0
H | 0 | 0 | 0 | 0 | 0 | 0
LFG | 0 | 0 | 0 | 0 | 0 | 0
Nuc | 0 | 0 | 0 | 0 | 0 | 0
PS | 0 | 0 | 0 | 0 | 0 | 0
PV | 0 | 0 | 0 | 0 | 0 | 0
PeakG | 0 | 0 | 0 | 0 | 0 | 0
PeakO | 0 | 0 | 0 | 0 | 0 | 0
ST | 0 | 0 | 0 | 0 | 0 | 0
STOG | 0 | 0 | 0 | 0 | 0 | 0
STWD | 0 | 0 | 0 | 0 | 0 | 0
WT | 0 | 0 | 0 | 0 | 0 | 0
IGCC | 0 | 0 | 0 | 0 | 0 | 0
DemandResponse | 0 | 0 | 0 | 0 | 0 | 0
IGCC-CCS | 0 | 0 | 0 | 0 | 0 | 0
WT_off | 0 | 0 | 0 | 0 | 0 | 0
PseudoUnit | 0 | 0 | 0 | 0 | 0 | 0
FixedInterchange | 0 | 0 | 0 | 0 | 0 | 0
Retrofit VOM Costs by Reporting Type: NP15
ReportingType | 2015 | 2020 | 2025 | 2030 | 2035 | 2040
BM | 0 | 0 | 0 | 0 | 0 | 0
CC | 0 | 0 | 0 | 0 | 0 | 0
CSP | 0 | 0 | 0 | 0 | 0 | 0
CT | 0 | 0 | 0 | 0 | 0 | 0
Coal | 1.46 | 0 | 0 | 0 | 0 | 0
Geo | 0 | 0 | 0 | 0 | 0 | 0
H | 0 | 0 | 0 | 0 | 0 | 0
LFG | 0 | 0 | 0 | 0 | 0 | 0
Nuc | 0 | 0 | 0 | 0 | 0 | 0
PS | 0 | 0 | 0 | 0 | 0 | 0
PV | 0 | 0 | 0 | 0 | 0 | 0
PeakG | 0 | 0 | 0 | 0 | 0 | 0
PeakO | 0 | 0 | 0 | 0 | 0 | 0
ST | 0 | 0 | 0 | 0 | 0 | 0
STOG | 0 | 0 | 0 | 0 | 0 | 0
STWD | 0 | 0 | 0 | 0 | 0 | 0
WT | 0 | 0 | 0 | 0 | 0 | 0
IGCC | 0 | 0 | 0 | 0 | 0 | 0
DemandResponse | 0 | 0 | 0 | 0 | 0 | 0
IGCC-CCS | 0 | 0 | 0 | 0 | 0 | 0
WT_off | 0 | 0 | 0 | 0 | 0 | 0
PseudoUnit | 0 | 0 | 0 | 0 | 0 | 0
FixedInterchange | 0 | 0 | 0 | 0 | 0 | 0
Retrofit VOM Costs by Reporting Type: NWPP_Coal
ReportingType | 2015 | 2020 | 2025 | 2030 | 2035 | 2040
BM | 0 | 0 | 0 | 0 | 0 | 0
CC | 0 | 0 | 0 | 0 | 0 | 0
CSP | 0 | 0 | 0 | 0 | 0 | 0
CT | 0 | 0 | 0 | 0 | 0 | 0
Coal | 474.65 | 628.58 | 628.58 | 628.58 | 628.58 | 628.58
Geo | 0 | 0 | 0 | 0 | 0 | 0
H | 0 | 0 | 0 | 0 | 0 | 0
LFG | 0 | 0 | 0 | 0 | 0 | 0
Nuc | 0 | 0 | 0 | 0 | 0 | 0
PS | 0 | 0 | 0 | 0 | 0 | 0
PV | 0 | 0 | 0 | 0 | 0 | 0
PeakG | 0 | 0 | 0 | 0 | 0 | 0
PeakO | 0 | 0 | 0 | 0 | 0 | 0
ST | 0 | 0 | 0 | 0 | 0 | 0
STOG | 0 | 0 | 0 | 0 | 0 | 0
STWD | 0 | 0 | 0 | 0 | 0 | 0
WT | 0 | 0 | 0 | 0 | 0 | 0
IGCC | 0 | 0 | 0 | 0 | 0 | 0
DemandResponse | 0 | 0 | 0 | 0 | 0 | 0
IGCC-CCS | 0 | 0 | 0 | 0 | 0 | 0
WT_off | 0 | 0 | 0 | 0 | 0 | 0
PseudoUnit | 0 | 0 | 0 | 0 | 0 | 0
FixedInterchange | 0 | 0 | 0 | 0 | 0 | 0
Retrofit VOM Costs by Reporting Type: NWPP_Gas
ReportingType | 2015 | 2020 | 2025 | 2030 | 2035 | 2040
BM | 0 | 0 | 0 | 0 | 0 | 0
CC | 0 | 0 | 0 | 0 | 0 | 0
CSP | 0 | 0 | 0 | 0 | 0 | 0
CT | 0 | 0 | 0 | 0 | 0 | 0
Coal | 0 | 0 | 0 | 0 | 0 | 0
Geo | 0 | 0 | 0 | 0 | 0 | 0
H | 0 | 0 | 0 | 0 | 0 | 0
LFG | 0 | 0 | 0 | 0 | 0 | 0
Nuc | 0 | 0 | 0 | 0 | 0 | 0
PS | 0 | 0 | 0 | 0 | 0 | 0
PV | 0 | 0 | 0 | 0 | 0 | 0
PeakG | 0 | 0 | 0 | 0 | 0 | 0
PeakO | 0 | 0 | 0 | 0 | 0 | 0
ST | 0 | 0 | 0 | 0 | 0 | 0
STOG | 0 | 0 | 0 | 0 | 0 | 0
STWD | 0 | 0 | 0 | 0 | 0 | 0
WT | 0 | 0 | 0 | 0 | 0 | 0
IGCC | 0 | 0 | 0 | 0 | 0 | 0
DemandResponse | 0 | 0 | 0 | 0 | 0 | 0
IGCC-CCS | 0 | 0 | 0 | 0 | 0 | 0
WT_off | 0 | 0 | 0 | 0 | 0 | 0
PseudoUnit | 0 | 0 | 0 | 0 | 0 | 0
FixedInterchange | 0 | 0 | 0 | 0 | 0 | 0
Retrofit VOM Costs by Reporting Type: NWPP_NucRenew
ReportingType | 2015 | 2020 | 2025 | 2030 | 2035 | 2040
BM | 0 | 0 | 0 | 0 | 0 | 0
CC | 0 | 0 | 0 | 0 | 0 | 0
CSP | 0 | 0 | 0 | 0 | 0 | 0
CT | 0 | 0 | 0 | 0 | 0 | 0
Coal | 0 | 0 | 0 | 0 | 0 | 0
Geo | 0 | 0 | 0 | 0 | 0 | 0
H | 0 | 0 | 0 | 0 | 0 | 0
LFG | 0 | 0 | 0 | 0 | 0 | 0
Nuc | 0 | 0 | 0 | 0 | 0 | 0
PS | 0 | 0 | 0 | 0 | 0 | 0
PV | 0 | 0 | 0 | 0 | 0 | 0
PeakG | 0 | 0 | 0 | 0 | 0 | 0
PeakO | 0 | 0 | 0 | 0 | 0 | 0
ST | 0 | 0 | 0 | 0 | 0 | 0
STOG | 0 | 0 | 0 | 0 | 0 | 0
STWD | 0 | 0 | 0 | 0 | 0 | 0
WT | 0 | 0 | 0 | 0 | 0 | 0
IGCC | 0 | 0 | 0 | 0 | 0 | 0
DemandResponse | 0 | 0 | 0 | 0 | 0 | 0
IGCC-CCS | 0 | 0 | 0 | 0 | 0 | 0
WT_off | 0 | 0 | 0 | 0 | 0 | 0
PseudoUnit | 0 | 0 | 0 | 0 | 0 | 0
FixedInterchange | 0 | 0 | 0 | 0 | 0 | 0
Retrofit VOM Costs by Reporting Type: RMPA
ReportingType | 2015 | 2020 | 2025 | 2030 | 2035 | 2040
BM | 0 | 0 | 0 | 0 | 0 | 0
CC | 0 | 0 | 0 | 0 | 0 | 0
CSP | 0 | 0 | 0 | 0 | 0 | 0
CT | 0 | 0 | 0 | 0 | 0 | 0
Coal | 251.95 | 331.4 | 308.05 | 311.8 | 311.8 | 311.8
Geo | 0 | 0 | 0 | 0 | 0 | 0
H | 0 | 0 | 0 | 0 | 0 | 0
LFG | 0 | 0 | 0 | 0 | 0 | 0
Nuc | 0 | 0 | 0 | 0 | 0 | 0
PS | 0 | 0 | 0 | 0 | 0 | 0
PV | 0 | 0 | 0 | 0 | 0 | 0
PeakG | 0 | 0 | 0 | 0 | 0 | 0
PeakO | 0 | 0 | 0 | 0 | 0 | 0
ST | 0 | 0 | 0 | 0 | 0 | 0
STOG | 0 | 0 | 0 | 0 | 0 | 0
STWD | 0 | 0 | 0 | 0 | 0 | 0
WT | 0 | 0 | 0 | 0 | 0 | 0
IGCC | 0 | 0 | 0 | 0 | 0 | 0
DemandResponse | 0 | 0 | 0 | 0 | 0 | 0
IGCC-CCS | 0 | 0 | 0 | 0 | 0 | 0
WT_off | 0 | 0 | 0 | 0 | 0 | 0
PseudoUnit | 0 | 0 | 0 | 0 | 0 | 0
FixedInterchange | 0 | 0 | 0 | 0 | 0 | 0
Retrofit VOM Costs by Reporting Type: SP15
ReportingType | 2015 | 2020 | 2025 | 2030 | 2035 | 2040
BM | 0 | 0 | 0 | 0 | 0 | 0
CC | 0 | 0 | 0 | 0 | 0 | 0
CSP | 0 | 0 | 0 | 0 | 0 | 0
CT | 0 | 0 | 0 | 0 | 0 | 0
Coal | 5.19 | 0 | 0 | 0 | 0 | 0
Geo | 0 | 0 | 0 | 0 | 0 | 0
H | 0 | 0 | 0 | 0 | 0 | 0
LFG | 0 | 0 | 0 | 0 | 0 | 0
Nuc | 0 | 0 | 0 | 0 | 0 | 0
PS | 0 | 0 | 0 | 0 | 0 | 0
PV | 0 | 0 | 0 | 0 | 0 | 0
PeakG | 0 | 0 | 0 | 0 | 0 | 0
PeakO | 0 | 0 | 0 | 0 | 0 | 0
ST | 0 | 0 | 0 | 0 | 0 | 0
STOG | 0 | 0 | 0 | 0 | 0 | 0
STWD | 0 | 0 | 0 | 0 | 0 | 0
WT | 0 | 0 | 0 | 0 | 0 | 0
IGCC | 0 | 0 | 0 | 0 | 0 | 0
DemandResponse | 0 | 0 | 0 | 0 | 0 | 0
IGCC-CCS | 0 | 0 | 0 | 0 | 0 | 0
WT_off | 0 | 0 | 0 | 0 | 0 | 0
PseudoUnit | 0 | 0 | 0 | 0 | 0 | 0
FixedInterchange | 0 | 0 | 0 | 0 | 0 | 0
Retrofit VOM Costs by Reporting Type: ALB
ReportingType | 2015 | 2020 | 2025 | 2030 | 2035 | 2040
BM | 0 | 0 | 0 | 0 | 0 | 0
CC | 0 | 0 | 0 | 0 | 0 | 0
CSP | 0 | 0 | 0 | 0 | 0 | 0
CT | 0 | 0 | 0 | 0 | 0 | 0
Coal | 21.2 | 21.2 | 21.2 | 21.2 | 21.2 | 21.2
Geo | 0 | 0 | 0 | 0 | 0 | 0
H | 0 | 0 | 0 | 0 | 0 | 0
LFG | 0 | 0 | 0 | 0 | 0 | 0
Nuc | 0 | 0 | 0 | 0 | 0 | 0
PS | 0 | 0 | 0 | 0 | 0 | 0
PV | 0 | 0 | 0 | 0 | 0 | 0
PeakG | 0 | 0 | 0 | 0 | 0 | 0
PeakO | 0 | 0 | 0 | 0 | 0 | 0
ST | 0 | 0 | 0 | 0 | 0 | 0
STOG | 0 | 0 | 0 | 0 | 0 | 0
STWD | 0 | 0 | 0 | 0 | 0 | 0
WT | 0 | 0 | 0 | 0 | 0 | 0
IGCC | 0 | 0 | 0 | 0 | 0 | 0
DemandResponse | 0 | 0 | 0 | 0 | 0 | 0
IGCC-CCS | 0 | 0 | 0 | 0 | 0 | 0
WT_off | 0 | 0 | 0 | 0 | 0 | 0
PseudoUnit | 0 | 0 | 0 | 0 | 0 | 0
FixedInterchange | 0 | 0 | 0 | 0 | 0 | 0
Retrofit VOM Costs by Reporting Type: BC
ReportingType | 2015 | 2020 | 2025 | 2030 | 2035 | 2040
BM | 0 | 0 | 0 | 0 | 0 | 0
CC | 0 | 0 | 0 | 0 | 0 | 0
CSP | 0 | 0 | 0 | 0 | 0 | 0
CT | 0 | 0 | 0 | 0 | 0 | 0
Coal | 0 | 0 | 0 | 0 | 0 | 0
Geo | 0 | 0 | 0 | 0 | 0 | 0
H | 0 | 0 | 0 | 0 | 0 | 0
LFG | 0 | 0 | 0 | 0 | 0 | 0
Nuc | 0 | 0 | 0 | 0 | 0 | 0
PS | 0 | 0 | 0 | 0 | 0 | 0
PV | 0 | 0 | 0 | 0 | 0 | 0
PeakG | 0 | 0 | 0 | 0 | 0 | 0
PeakO | 0 | 0 | 0 | 0 | 0 | 0
ST | 0 | 0 | 0 | 0 | 0 | 0
STOG | 0 | 0 | 0 | 0 | 0 | 0
STWD | 0 | 0 | 0 | 0 | 0 | 0
WT | 0 | 0 | 0 | 0 | 0 | 0
IGCC | 0 | 0 | 0 | 0 | 0 | 0
DemandResponse | 0 | 0 | 0 | 0 | 0 | 0
IGCC-CCS | 0 | 0 | 0 | 0 | 0 | 0
WT_off | 0 | 0 | 0 | 0 | 0 | 0
PseudoUnit | 0 | 0 | 0 | 0 | 0 | 0
FixedInterchange | 0 | 0 | 0 | 0 | 0 | 0
Retrofit VOM Costs by Reporting Type: HQ_IESO
ReportingType | 2015 | 2020 | 2025 | 2030 | 2035 | 2040
BM | 0 | 0 | 0 | 0 | 0 | 0
CC | 0 | 0 | 0 | 0 | 0 | 0
CSP | 0 | 0 | 0 | 0 | 0 | 0
CT | 0 | 0 | 0 | 0 | 0 | 0
Coal | 0 | 0 | 0 | 0 | 0 | 0
Geo | 0 | 0 | 0 | 0 | 0 | 0
H | 0 | 0 | 0 | 0 | 0 | 0
LFG | 0 | 0 | 0 | 0 | 0 | 0
Nuc | 0 | 0 | 0 | 0 | 0 | 0
PS | 0 | 0 | 0 | 0 | 0 | 0
PV | 0 | 0 | 0 | 0 | 0 | 0
PeakG | 0 | 0 | 0 | 0 | 0 | 0
PeakO | 0 | 0 | 0 | 0 | 0 | 0
ST | 0 | 0 | 0 | 0 | 0 | 0
STOG | 0 | 0 | 0 | 0 | 0 | 0
STWD | 0 | 0 | 0 | 0 | 0 | 0
WT | 0 | 0 | 0 | 0 | 0 | 0
IGCC | 0 | 0 | 0 | 0 | 0 | 0
DemandResponse | 0 | 0 | 0 | 0 | 0 | 0
IGCC-CCS | 0 | 0 | 0 | 0 | 0 | 0
WT_off | 0 | 0 | 0 | 0 | 0 | 0
PseudoUnit | 0 | 0 | 0 | 0 | 0 | 0
FixedInterchange | 0 | 0 | 0 | 0 | 0 | 0
Retrofit VOM Costs by Reporting Type: HQ_NEISO
ReportingType | 2015 | 2020 | 2025 | 2030 | 2035 | 2040
BM | 0 | 0 | 0 | 0 | 0 | 0
CC | 0 | 0 | 0 | 0 | 0 | 0
CSP | 0 | 0 | 0 | 0 | 0 | 0
CT | 0 | 0 | 0 | 0 | 0 | 0
Coal | 0 | 0 | 0 | 0 | 0 | 0
Geo | 0 | 0 | 0 | 0 | 0 | 0
H | 0 | 0 | 0 | 0 | 0 | 0
LFG | 0 | 0 | 0 | 0 | 0 | 0
Nuc | 0 | 0 | 0 | 0 | 0 | 0
PS | 0 | 0 | 0 | 0 | 0 | 0
PV | 0 | 0 | 0 | 0 | 0 | 0
PeakG | 0 | 0 | 0 | 0 | 0 | 0
PeakO | 0 | 0 | 0 | 0 | 0 | 0
ST | 0 | 0 | 0 | 0 | 0 | 0
STOG | 0 | 0 | 0 | 0 | 0 | 0
STWD | 0 | 0 | 0 | 0 | 0 | 0
WT | 0 | 0 | 0 | 0 | 0 | 0
IGCC | 0 | 0 | 0 | 0 | 0 | 0
DemandResponse | 0 | 0 | 0 | 0 | 0 | 0
IGCC-CCS | 0 | 0 | 0 | 0 | 0 | 0
WT_off | 0 | 0 | 0 | 0 | 0 | 0
PseudoUnit | 0 | 0 | 0 | 0 | 0 | 0
FixedInterchange | 0 | 0 | 0 | 0 | 0 | 0
Retrofit VOM Costs by Reporting Type: HQ_NY
ReportingType | 2015 | 2020 | 2025 | 2030 | 2035 | 2040
BM | 0 | 0 | 0 | 0 | 0 | 0
CC | 0 | 0 | 0 | 0 | 0 | 0
CSP | 0 | 0 | 0 | 0 | 0 | 0
CT | 0 | 0 | 0 | 0 | 0 | 0
Coal | 0 | 0 | 0 | 0 | 0 | 0
Geo | 0 | 0 | 0 | 0 | 0 | 0
H | 0 | 0 | 0 | 0 | 0 | 0
LFG | 0 | 0 | 0 | 0 | 0 | 0
Nuc | 0 | 0 | 0 | 0 | 0 | 0
PS | 0 | 0 | 0 | 0 | 0 | 0
PV | 0 | 0 | 0 | 0 | 0 | 0
PeakG | 0 | 0 | 0 | 0 | 0 | 0
PeakO | 0 | 0 | 0 | 0 | 0 | 0
ST | 0 | 0 | 0 | 0 | 0 | 0
STOG | 0 | 0 | 0 | 0 | 0 | 0
STWD | 0 | 0 | 0 | 0 | 0 | 0
WT | 0 | 0 | 0 | 0 | 0 | 0
IGCC | 0 | 0 | 0 | 0 | 0 | 0
DemandResponse | 0 | 0 | 0 | 0 | 0 | 0
IGCC-CCS | 0 | 0 | 0 | 0 | 0 | 0
WT_off | 0 | 0 | 0 | 0 | 0 | 0
PseudoUnit | 0 | 0 | 0 | 0 | 0 | 0
FixedInterchange | 0 | 0 | 0 | 0 | 0 | 0
Retrofit VOM Costs by Reporting Type: MARITIMES
ReportingType | 2015 | 2020 | 2025 | 2030 | 2035 | 2040
BM | 0 | 0 | 0 | 0 | 0 | 0
CC | 0 | 0 | 0 | 0 | 0 | 0
CSP | 0 | 0 | 0 | 0 | 0 | 0
CT | 0 | 0 | 0 | 0 | 0 | 0
Coal | 0 | 0 | 0 | 0 | 0 | 0
Geo | 0 | 0 | 0 | 0 | 0 | 0
H | 0 | 0 | 0 | 0 | 0 | 0
LFG | 0 | 0 | 0 | 0 | 0 | 0
Nuc | 0 | 0 | 0 | 0 | 0 | 0
PS | 0 | 0 | 0 | 0 | 0 | 0
PV | 0 | 0 | 0 | 0 | 0 | 0
PeakG | 0 | 0 | 0 | 0 | 0 | 0
PeakO | 0 | 0 | 0 | 0 | 0 | 0
ST | 0 | 0 | 0 | 0 | 0 | 0
STOG | 0 | 0 | 0 | 0 | 0 | 0
STWD | 0 | 0 | 0 | 0 | 0 | 0
WT | 0 | 0 | 0 | 0 | 0 | 0
IGCC | 0 | 0 | 0 | 0 | 0 | 0
DemandResponse | 0 | 0 | 0 | 0 | 0 | 0
IGCC-CCS | 0 | 0 | 0 | 0 | 0 | 0
WT_off | 0 | 0 | 0 | 0 | 0 | 0
PseudoUnit | 0 | 0 | 0 | 0 | 0 | 0
FixedInterchange | 0 | 0 | 0 | 0 | 0 | 0
retrofit VOM Costs by Reporting Type: All
ReportingType | 2015 | 2020 | 2025 | 2030 | 2035 | 2040
BM | 0 | 0 | 0 | 0 | 0 | 0
CC | 0 | 0 | 0 | 0 | 0 | 0
CSP | 0 | 0 | 0 | 0 | 0 | 0
CT | 0 | 0 | 0 | 0 | 0 | 0
Coal | 4817.46 | 7784.17 | 8243.03 | 8347.84 | 8496.85 | 8505.4
Geo | 0 | 0 | 0 | 0 | 0 | 0
H | 0 | 0 | 0 | 0 | 0 | 0
LFG | 0 | 0 | 0 | 0 | 0 | 0
Nuc | 0 | 0 | 0 | 0 | 0 | 0
PS | 0 | 0 | 0 | 0 | 0 | 0
PV | 0 | 0 | 0 | 0 | 0 | 0
PeakG | 0 | 0 | 0 | 0 | 0 | 0
PeakO | 0 | 0 | 0 | 0 | 0 | 0
ST | 0 | 0 | 0 | 0 | 0 | 0
STOG | 0 | 0 | 0 | 0 | 0 | 0
STWD | 0 | 0 | 0 | 0 | 0 | 0
WT | 0 | 0 | 0 | 0 | 0 | 0
IGCC | 0 | 0 | 0 | 0 | 0 | 0
DemandResponse | 0 | 0 | 0 | 0 | 0 | 0
IGCC-CCS | 0 | 0 | 0 | 0 | 0 | 0
WT_off | 0 | 0 | 0 | 0 | 0 | 0
PseudoUnit | 0 | 0 | 0 | 0 | 0 | 0
FixedInterchange | 0 | 0 | 0 | 0 | 0 | 0
retrofit VOM Costs by Reporting Type: EI_US
ReportingType | 2015 | 2020 | 2025 | 2030 | 2035 | 2040
BM | 0 | 0 | 0 | 0 | 0 | 0
CC | 0 | 0 | 0 | 0 | 0 | 0
CSP | 0 | 0 | 0 | 0 | 0 | 0
CT | 0 | 0 | 0 | 0 | 0 | 0
Coal | 3446.64 | 5867.69 | 6248.66 | 6349.72 | 6498.73 | 6507.28
Geo | 0 | 0 | 0 | 0 | 0 | 0
H | 0 | 0 | 0 | 0 | 0 | 0
LFG | 0 | 0 | 0 | 0 | 0 | 0
Nuc | 0 | 0 | 0 | 0 | 0 | 0
PS | 0 | 0 | 0 | 0 | 0 | 0
PV | 0 | 0 | 0 | 0 | 0 | 0
PeakG | 0 | 0 | 0 | 0 | 0 | 0
PeakO | 0 | 0 | 0 | 0 | 0 | 0
ST | 0 | 0 | 0 | 0 | 0 | 0
STOG | 0 | 0 | 0 | 0 | 0 | 0
STWD | 0 | 0 | 0 | 0 | 0 | 0
WT | 0 | 0 | 0 | 0 | 0 | 0
IGCC | 0 | 0 | 0 | 0 | 0 | 0
DemandResponse | 0 | 0 | 0 | 0 | 0 | 0
IGCC-CCS | 0 | 0 | 0 | 0 | 0 | 0
WT_off | 0 | 0 | 0 | 0 | 0 | 0
PseudoUnit | 0 | 0 | 0 | 0 | 0 | 0
FixedInterchange | 0 | 0 | 0 | 0 | 0 | 0
retrofit VOM Costs by Reporting Type: EI_Canada
ReportingType | 2015 | 2020 | 2025 | 2030 | 2035 | 2040
BM | 0 | 0 | 0 | 0 | 0 | 0
CC | 0 | 0 | 0 | 0 | 0 | 0
CSP | 0 | 0 | 0 | 0 | 0 | 0
CT | 0 | 0 | 0 | 0 | 0 | 0
Coal | 0 | 0 | 0 | 0 | 0 | 0
Geo | 0 | 0 | 0 | 0 | 0 | 0
H | 0 | 0 | 0 | 0 | 0 | 0
LFG | 0 | 0 | 0 | 0 | 0 | 0
Nuc | 0 | 0 | 0 | 0 | 0 | 0
PS | 0 | 0 | 0 | 0 | 0 | 0
PV | 0 | 0 | 0 | 0 | 0 | 0
PeakG | 0 | 0 | 0 | 0 | 0 | 0
PeakO | 0 | 0 | 0 | 0 | 0 | 0
ST | 0 | 0 | 0 | 0 | 0 | 0
STOG | 0 | 0 | 0 | 0 | 0 | 0
STWD | 0 | 0 | 0 | 0 | 0 | 0
WT | 0 | 0 | 0 | 0 | 0 | 0
IGCC | 0 | 0 | 0 | 0 | 0 | 0
DemandResponse | 0 | 0 | 0 | 0 | 0 | 0
IGCC-CCS | 0 | 0 | 0 | 0 | 0 | 0
WT_off | 0 | 0 | 0 | 0 | 0 | 0
PseudoUnit | 0 | 0 | 0 | 0 | 0 | 0
FixedInterchange | 0 | 0 | 0 | 0 | 0 | 0
retrofit VOM Costs by Reporting Type: EI
ReportingType | 2015 | 2020 | 2025 | 2030 | 2035 | 2040
BM | 0 | 0 | 0 | 0 | 0 | 0
CC | 0 | 0 | 0 | 0 | 0 | 0
CSP | 0 | 0 | 0 | 0 | 0 | 0
CT | 0 | 0 | 0 | 0 | 0 | 0
Coal | 3446.64 | 5867.69 | 6248.66 | 6349.72 | 6498.73 | 6507.28
Geo | 0 | 0 | 0 | 0 | 0 | 0
H | 0 | 0 | 0 | 0 | 0 | 0
LFG | 0 | 0 | 0 | 0 | 0 | 0
Nuc | 0 | 0 | 0 | 0 | 0 | 0
PS | 0 | 0 | 0 | 0 | 0 | 0
PV | 0 | 0 | 0 | 0 | 0 | 0
PeakG | 0 | 0 | 0 | 0 | 0 | 0
PeakO | 0 | 0 | 0 | 0 | 0 | 0
ST | 0 | 0 | 0 | 0 | 0 | 0
STOG | 0 | 0 | 0 | 0 | 0 | 0
STWD | 0 | 0 | 0 | 0 | 0 | 0
WT | 0 | 0 | 0 | 0 | 0 | 0
IGCC | 0 | 0 | 0 | 0 | 0 | 0
DemandResponse | 0 | 0 | 0 | 0 | 0 | 0
IGCC-CCS | 0 | 0 | 0 | 0 | 0 | 0
WT_off | 0 | 0 | 0 | 0 | 0 | 0
PseudoUnit | 0 | 0 | 0 | 0 | 0 | 0
FixedInterchange | 0 | 0 | 0 | 0 | 0 | 0
retrofit VOM Costs by Reporting Type: Outside_EI
ReportingType | 2015 | 2020 | 2025 | 2030 | 2035 | 2040
BM | 0 | 0 | 0 | 0 | 0 | 0
CC | 0 | 0 | 0 | 0 | 0 | 0
CSP | 0 | 0 | 0 | 0 | 0 | 0
CT | 0 | 0 | 0 | 0 | 0 | 0
Coal | 1370.81 | 1916.48 | 1994.37 | 1998.12 | 1998.12 | 1998.12
Geo | 0 | 0 | 0 | 0 | 0 | 0
H | 0 | 0 | 0 | 0 | 0 | 0
LFG | 0 | 0 | 0 | 0 | 0 | 0
Nuc | 0 | 0 | 0 | 0 | 0 | 0
PS | 0 | 0 | 0 | 0 | 0 | 0
PV | 0 | 0 | 0 | 0 | 0 | 0
PeakG | 0 | 0 | 0 | 0 | 0 | 0
PeakO | 0 | 0 | 0 | 0 | 0 | 0
ST | 0 | 0 | 0 | 0 | 0 | 0
STOG | 0 | 0 | 0 | 0 | 0 | 0
STWD | 0 | 0 | 0 | 0 | 0 | 0
WT | 0 | 0 | 0 | 0 | 0 | 0
IGCC | 0 | 0 | 0 | 0 | 0 | 0
DemandResponse | 0 | 0 | 0 | 0 | 0 | 0
IGCC-CCS | 0 | 0 | 0 | 0 | 0 | 0
WT_off | 0 | 0 | 0 | 0 | 0 | 0
PseudoUnit | 0 | 0 | 0 | 0 | 0 | 0
FixedInterchange | 0 | 0 | 0 | 0 | 0 | 0
#10 | Base FOM Costs ($million)
Base FOM Costs by Reporting Type: Entergy
ReportingType | 2015 | 2020 | 2025 | 2030 | 2035 | 2040
BM | 0 | 0 | 0 | 0 | 0 | 0
CC | 413.46 | 523.23 | 414.45 | 442.46 | 507.34 | 507.34
CSP | 0 | 0 | 0 | 0 | 0 | 0
CT | 0 | 0 | 0 | 0 | 0 | 0
Coal | 517.35 | 516.91 | 521 | 547.68 | 573.88 | 713.45
Geo | 0 | 0 | 0 | 0 | 0 | 0
H | 10.6 | 10.6 | 10.6 | 10.6 | 10.6 | 10.6
LFG | 0.97 | 0.97 | 6.87 | 13.89 | 13.89 | 13.89
Nuc | 789.41 | 804.93 | 789.41 | 789.41 | 666.82 | 1125.48
PS | 1.4 | 1.4 | 1.4 | 1.4 | 1.4 | 1.4
PV | 0 | 0.98 | 1.43 | 1.43 | 1.43 | 1.39
PeakG | 47.54 | 69.98 | 13.98 | 0 | 0 | 0
PeakO | 4.42 | 2.88 | 0 | 0 | 0 | 0
ST | 0 | 0 | 0 | 0 | 0 | 0
STOG | 97.04 | 0 | 0 | 0 | 0 | 0
STWD | 6.6 | 0 | 0 | 0 | 0 | 0
WT | 3.66 | 3.66 | 3.66 | 3.66 | 3.66 | 3.66
IGCC | 0 | 0 | 0 | 0 | 0 | 0
DemandResponse | 0 | 0 | 0 | 0 | 0 | 0
IGCC-CCS | 0 | 0 | 0 | 0 | 0 | 0
WT_off | 0 | 0 | 0 | 0 | 0 | 0
PseudoUnit | 0 | 0 | 0 | 0 | 0 | 0
FixedInterchange | 0 | 0 | 0 | 0 | 0 | 0
Base FOM Costs by Reporting Type: FRCC
ReportingType | 2015 | 2020 | 2025 | 2030 | 2035 | 2040
BM | 0 | 0 | 0 | 0 | 0 | 0
CC | 674.93 | 853.27 | 691.55 | 719.27 | 859.39 | 884.37
CSP | 0 | 0 | 0 | 0 | 0 | 0
CT | 16.6 | 16.6 | 16.6 | 16.6 | 0 | 0
Coal | 599.03 | 576.82 | 600.44 | 646.41 | 680.62 | 733.65
Geo | 0 | 0 | 0 | 0 | 0 | 0
H | 0.78 | 0.78 | 0.78 | 0.78 | 0.78 | 0.78
LFG | 58.63 | 58.63 | 82.46 | 82.46 | 82.46 | 82.46
Nuc | 601.49 | 635.55 | 601.49 | 601.49 | 946.02 | 369.98
PS | 0 | 0 | 0 | 0 | 0 | 0
PV | 0.75 | 0.75 | 0.75 | 0.75 | 0.75 | 0.75
PeakG | 149.81 | 217.71 | 120.77 | 168.33 | 168.33 | 168.33
PeakO | 64.61 | 14.58 | 0 | 0 | 0 | 0
ST | 0 | 0 | 0 | 0 | 0 | 0
STOG | 66.5 | 0 | 0 | 0 | 0 | 0
STWD | 6.25 | 7.82 | 6.37 | 6.37 | 6.37 | 6.37
WT | 0 | 0 | 0 | 0 | 0 | 0
IGCC | 0 | 0 | 0 | 0 | 0 | 0
DemandResponse | 0 | 0 | 0 | 0 | 0 | 0
IGCC-CCS | 0 | 0 | 0 | 0 | 0 | 0
WT_off | 0 | 0 | 0 | 0 | 0 | 0
PseudoUnit | 0 | 0 | 0 | 0 | 0 | 0
FixedInterchange | 0 | 0 | 0 | 0 | 0 | 0
Base FOM Costs by Reporting Type: MAPP_US
ReportingType | 2015 | 2020 | 2025 | 2030 | 2035 | 2040
BM | 0 | 0 | 0 | 0 | 0 | 0
CC | 0 | 0 | 0 | 0 | 0 | 0
CSP | 0 | 0 | 0 | 0 | 0 | 0
CT | 2.06 | 2.06 | 2.06 | 2.01 | 0 | 0
Coal | 193.31 | 174.96 | 174.69 | 176.09 | 207.54 | 239.48
Geo | 3.95 | 3.95 | 3.95 | 3.95 | 3.95 | 3.95
H | 31.14 | 31.14 | 31.14 | 31.14 | 31.14 | 31.14
LFG | 0.24 | 0.24 | 8.86 | 8.86 | 8.86 | 8.86
Nuc | 0.01 | 0.01 | 0.01 | 0.01 | 0.01 | 0.01
PS | 0 | 0 | 0 | 0 | 0 | 0
PV | 0 | 0 | 0 | 0 | 0 | 0
PeakG | 8.02 | 11.97 | 3.95 | 4.53 | 5.51 | 5.51
PeakO | 0 | 0 | 0 | 0 | 0 | 0
ST | 0 | 0 | 0 | 0 | 0 | 0
STOG | 0 | 0 | 0 | 0 | 0 | 0
STWD | 0 | 0 | 0 | 0 | 0 | 0
WT | 55.22 | 63.98 | 63.98 | 63.98 | 63.98 | 63.98
IGCC | 0 | 0 | 0 | 0 | 0 | 0
DemandResponse | 0 | 0 | 0 | 0 | 0 | 0
IGCC-CCS | 0 | 0 | 0 | 0 | 0 | 0
WT_off | 0 | 0 | 0 | 0 | 0 | 0
PseudoUnit | 0 | 0 | 0 | 0 | 0 | 0
FixedInterchange | 0 | 0 | 0 | 0 | 0 | 0
Base FOM Costs by Reporting Type: MISO_IN
ReportingType | 2015 | 2020 | 2025 | 2030 | 2035 | 2040
BM | 0 | 0 | 0 | 0 | 0 | 0
CC | 41.43 | 52.67 | 42.31 | 45.82 | 51.79 | 51.79
CSP | 0 | 0 | 0 | 0 | 0 | 0
CT | 0 | 0 | 0 | 0 | 0 | 0
Coal | 912.19 | 996.8 | 987.14 | 1105.34 | 1226.48 | 1371.73
Geo | 0 | 0 | 0 | 0 | 0 | 0
H | 1.07 | 1.07 | 1.07 | 1.07 | 1.07 | 1.07
LFG | 4.46 | 4.46 | 4.46 | 14.11 | 14.11 | 14.11
Nuc | 0.01 | 0.01 | 0.01 | 0.01 | 0.01 | 0.01
PS | 0 | 0 | 0 | 0 | 0 | 0
PV | 0 | 3.64 | 5.61 | 5.61 | 5.61 | 5.53
PeakG | 52.35 | 76.94 | 54.27 | 73.39 | 73.39 | 67.67
PeakO | 10.59 | 13.5 | 0 | 0 | 0 | 0
ST | 0 | 0 | 0 | 0 | 0 | 0
STOG | 12.26 | 14.51 | 0 | 0 | 0 | 0
STWD | 0 | 0 | 0 | 0 | 0 | 0
WT | 18.31 | 18.31 | 18.31 | 18.31 | 18.31 | 18.31
IGCC | 30.22 | 30.22 | 30.22 | 30.22 | 30.22 | 30.22
DemandResponse | 0 | 0 | 0 | 0 | 0 | 0
IGCC-CCS | 0 | 0 | 0 | 0 | 0 | 0
WT_off | 0 | 0 | 0 | 0 | 0 | 0
PseudoUnit | 0 | 0 | 0 | 0 | 0 | 0
FixedInterchange | 0 | 0 | 0 | 0 | 0 | 0
Base FOM Costs by Reporting Type: MISO_MI
ReportingType | 2015 | 2020 | 2025 | 2030 | 2035 | 2040
BM | 0 | 0 | 0 | 0 | 0 | 0
CC | 128.88 | 172.17 | 83.01 | 89.4 | 101.61 | 101.61
CSP | 0 | 0 | 0 | 0 | 0 | 0
CT | 0 | 0 | 0 | 0 | 0 | 0
Coal | 491.45 | 423 | 378.59 | 438.63 | 518.77 | 560.82
Geo | 0 | 0 | 0 | 0 | 0 | 0
H | 2.01 | 2.01 | 2.01 | 2.01 | 2.01 | 2.01
LFG | 19.67 | 19.67 | 38.95 | 38.95 | 38.95 | 38.95
Nuc | 275.03 | 275.03 | 275.03 | 275.03 | 161.75 | 417.74
PS | 44.44 | 44.44 | 44.44 | 44.44 | 44.44 | 44.44
PV | 0 | 0 | 0 | 0 | 0 | 0
PeakG | 61.2 | 89.88 | 71.67 | 85.63 | 85.63 | 78.54
PeakO | 15.67 | 19.97 | 0 | 0 | 0 | 0
ST | 0 | 0 | 0 | 0 | 0 | 0
STOG | 103.32 | 122.26 | 0 | 0 | 0 | 0
STWD | 5.22 | 6.54 | 5.33 | 5.33 | 5.33 | 5.33
WT | 61.65 | 61.65 | 67.57 | 68.35 | 68.8 | 68.8
IGCC | 0 | 0 | 0 | 0 | 0 | 0
DemandResponse | 0 | 0 | 0 | 0 | 0 | 0
IGCC-CCS | 0 | 0 | 0 | 0 | 0 | 0
WT_off | 0 | 0 | 0 | 0 | 0 | 0
PseudoUnit | 0 | 0 | 0 | 0 | 0 | 0
FixedInterchange | 0 | 0 | 0 | 0 | 0 | 0
Base FOM Costs by Reporting Type: MISO_MO-IL
ReportingType | 2015 | 2020 | 2025 | 2030 | 2035 | 2040
BM | 0 | 0 | 0 | 0 | 0 | 0
CC | 31.4 | 39.92 | 32.06 | 35.22 | 39.25 | 39.25
CSP | 0 | 0 | 0 | 0 | 0 | 0
CT | 0 | 0 | 0 | 0 | 0 | 0
Coal | 897.81 | 754.04 | 713.47 | 830.4 | 958.43 | 1019.69
Geo | 0 | 0 | 0 | 0 | 0 | 0
H | 5.01 | 5.01 | 5.01 | 5.01 | 5.01 | 5.01
LFG | 2.17 | 2.17 | 29.04 | 29.04 | 29.04 | 29.04
Nuc | 308.98 | 325.11 | 325.11 | 325.11 | 325.11 | 325.11
PS | 10.45 | 10.45 | 10.45 | 10.45 | 10.45 | 10.45
PV | 0 | 0 | 0 | 0 | 0 | 0
PeakG | 77.83 | 114.84 | 80.73 | 103.92 | 110.46 | 105.25
PeakO | 21.48 | 28.65 | 0 | 0 | 0 | 0
ST | 0 | 0 | 0 | 0 | 0 | 0
STOG | 24.79 | 29.33 | 0 | 0 | 0 | 0
STWD | 0 | 0 | 0 | 0 | 0 | 0
WT | 21.36 | 21.36 | 21.36 | 21.36 | 21.36 | 21.36
IGCC | 0 | 0 | 0 | 0 | 0 | 0
DemandResponse | 0 | 0 | 0 | 0 | 0 | 0
IGCC-CCS | 0 | 0 | 0 | 0 | 0 | 0
WT_off | 0 | 0 | 0 | 0 | 0 | 0
PseudoUnit | 0 | 0 | 0 | 0 | 0 | 0
FixedInterchange | 0 | 0 | 0 | 0 | 0 | 0
Base FOM Costs by Reporting Type: MISO_W
ReportingType | 2015 | 2020 | 2025 | 2030 | 2035 | 2040
BM | 0 | 0 | 0 | 0 | 0 | 0
CC | 90.43 | 114.8 | 87.16 | 87.16 | 103.96 | 106.69
CSP | 0 | 0 | 0 | 0 | 0 | 0
CT | 0 | 0 | 0 | 0 | 0 | 0
Coal | 754.18 | 782.94 | 787.46 | 818 | 954.23 | 1272.72
Geo | 0 | 0 | 0 | 0 | 0 | 0
H | 7.08 | 7.08 | 7.08 | 7.08 | 7.08 | 7.08
LFG | 24.73 | 24.73 | 33.36 | 33.36 | 33.36 | 33.36
Nuc | 343.79 | 343.79 | 343.79 | 602.57 | 0.04 | 0.04
PS | 0 | 0 | 0 | 0 | 0 | 0
PV | 0 | 0 | 0 | 0 | 0 | 0
PeakG | 87.12 | 123.54 | 89.97 | 105.17 | 108.71 | 47.65
PeakO | 56.38 | 79.08 | 0 | 0 | 0 | 0
ST | 0 | 0 | 0 | 0 | 0 | 0
STOG | 0 | 0 | 0 | 0 | 0 | 0
STWD | 10.03 | 12.55 | 0 | 0 | 0 | 0
WT | 268.82 | 294.52 | 355.21 | 361.07 | 361.07 | 361.07
IGCC | 0 | 0 | 0 | 0 | 0 | 0
DemandResponse | 0 | 0 | 0 | 0 | 0 | 0
IGCC-CCS | 0 | 0 | 0 | 0 | 0 | 0
WT_off | 0 | 0 | 0 | 0 | 0 | 0
PseudoUnit | 0 | 0 | 0 | 0 | 0 | 0
FixedInterchange | 0 | 0 | 0 | 0 | 0 | 0
Base FOM Costs by Reporting Type: MISO_WUMS
ReportingType | 2015 | 2020 | 2025 | 2030 | 2035 | 2040
BM | 0 | 0 | 0 | 0 | 0 | 0
CC | 80.83 | 102.77 | 82.55 | 82.55 | 97.24 | 101.05
CSP | 0 | 0 | 0 | 0 | 0 | 0
CT | 0 | 0 | 0 | 0 | 0 | 0
Coal | 316.36 | 305.29 | 319.41 | 328.69 | 330.08 | 379.18
Geo | 0 | 0 | 0 | 0 | 0 | 0
H | 4.79 | 4.79 | 4.79 | 4.8 | 4.8 | 4.8
LFG | 8.57 | 8.57 | 35.44 | 35.44 | 35.44 | 35.44
Nuc | 264.54 | 287.77 | 264.54 | 570.75 | 0.04 | 0.04
PS | 0 | 0 | 0 | 0 | 0 | 0
PV | 0 | 0 | 0 | 0 | 0 | 0
PeakG | 55.64 | 81.65 | 65.08 | 77.65 | 77.65 | 61.14
PeakO | 13.52 | 17.78 | 0 | 0 | 0 | 0
ST | 0 | 0 | 0 | 0 | 0 | 0
STOG | 0 | 0 | 0 | 0 | 0 | 0
STWD | 3.37 | 4.21 | 0 | 0 | 0 | 0
WT | 46.36 | 46.36 | 46.36 | 46.36 | 46.36 | 46.36
IGCC | 0 | 0 | 0 | 0 | 0 | 0
DemandResponse | 0 | 0 | 0 | 0 | 0 | 0
IGCC-CCS | 0 | 0 | 0 | 0 | 0 | 0
WT_off | 0 | 0 | 0 | 0 | 0 | 0
PseudoUnit | 0 | 0 | 0 | 0 | 0 | 0
FixedInterchange | 0 | 0 | 0 | 0 | 0 | 0
Base FOM Costs by Reporting Type: Nebraska
ReportingType | 2015 | 2020 | 2025 | 2030 | 2035 | 2040
BM | 0 | 0 | 0 | 0 | 0 | 0
CC | 10.62 | 13.51 | 10.85 | 10.85 | 12.75 | 13.15
CSP | 0 | 0 | 0 | 0 | 0 | 0
CT | 0 | 0 | 0 | 0 | 0 | 0
Coal | 257.61 | 296.53 | 307.03 | 324.87 | 335.48 | 409.14
Geo | 0 | 0 | 0 | 0 | 0 | 0
H | 2.38 | 2.38 | 2.38 | 2.38 | 2.38 | 2.38
LFG | 0.72 | 0.72 | 0.72 | 9.35 | 9.35 | 9.35
Nuc | 182.28 | 198.29 | 182.28 | 249.21 | 0.09 | 0.09
PS | 0 | 0 | 0 | 0 | 0 | 0
PV | 0 | 0 | 0 | 0 | 0 | 0
PeakG | 21.82 | 37.31 | 24.4 | 24.4 | 24.4 | 24.4
PeakO | 9.57 | 12.19 | 0 | 0 | 0 | 0
ST | 0 | 0 | 0 | 0 | 0 | 0
STOG | 0 | 0 | 0 | 0 | 0 | 0
STWD | 0 | 0 | 0 | 0 | 0 | 0
WT | 10.53 | 10.53 | 10.53 | 10.53 | 10.53 | 10.53
IGCC | 0 | 0 | 0 | 0 | 0 | 0
DemandResponse | 0 | 0 | 0 | 0 | 0 | 0
IGCC-CCS | 0 | 0 | 0 | 0 | 0 | 0
WT_off | 0 | 0 | 0 | 0 | 0 | 0
PseudoUnit | 0 | 0 | 0 | 0 | 0 | 0
FixedInterchange | 0 | 0 | 0 | 0 | 0 | 0
Base FOM Costs by Reporting Type: NEISO
ReportingType | 2015 | 2020 | 2025 | 2030 | 2035 | 2040
BM | 25.35 | 25.35 | 25.35 | 25.35 | 25.35 | 25.35
CC | 272.3 | 246.42 | 167.64 | 179.13 | 198.61 | 198.61
CSP | 0 | 0 | 0 | 0 | 0 | 0
CT | 2.24 | 2.24 | 2.24 | 2.17 | 0 | 0
Coal | 22.84 | 0 | 0 | 0 | 0 | 0
Geo | 0 | 0 | 0 | 0 | 0 | 0
H | 46.4 | 46.4 | 46.4 | 46.4 | 46.4 | 46.4
LFG | 70.11 | 70.11 | 78.5 | 78.5 | 78.5 | 78.5
Nuc | 676.28 | 735.67 | 676.28 | 676.28 | 488.61 | 932.14
PS | 39.74 | 39.74 | 39.74 | 39.74 | 39.74 | 39.74
PV | 0.03 | 4.52 | 4.52 | 4.52 | 4.52 | 4.18
PeakG | 19.94 | 29.61 | 16.02 | 0 | 0 | 0
PeakO | 0 | 0 | 0 | 0 | 0 | 0
ST | 0 | 0 | 0 | 0 | 0 | 0
STOG | 0 | 0 | 0 | 0 | 0 | 0
STWD | 19.55 | 7.74 | 0 | 0 | 0 | 0
WT | 13.44 | 83.13 | 110.39 | 126.98 | 127.14 | 127.14
IGCC | 0 | 0 | 0 | 0 | 0 | 0
DemandResponse | 0 | 0 | 0 | 0 | 0 | 0
IGCC-CCS | 0 | 0 | 0 | 0 | 0 | 0
WT_off | 24.96 | 24.96 | 24.96 | 24.96 | 0 | 0
PseudoUnit | 0 | 0 | 0 | 0 | 0 | 0
FixedInterchange | 0 | 0 | 0 | 0 | 0 | 0
Base FOM Costs by Reporting Type: NonRTO_Midwest
ReportingType | 2015 | 2020 | 2025 | 2030 | 2035 | 2040
BM | 0 | 0 | 0 | 0 | 0 | 0
CC | 0 | 0 | 0 | 0 | 0 | 0
CSP | 0 | 0 | 0 | 0 | 0 | 0
CT | 0 | 0 | 0 | 0 | 0 | 0
Coal | 659.44 | 638.87 | 629.29 | 669.39 | 730.5 | 818
Geo | 0 | 0 | 0 | 0 | 0 | 0
H | 2.04 | 2.04 | 2.04 | 2.04 | 2.04 | 2.04
LFG | 1.69 | 1.69 | 1.69 | 20.97 | 20.97 | 20.97
Nuc | 0.01 | 0.01 | 0.01 | 0.01 | 0.01 | 0.01
PS | 0 | 0 | 0 | 0 | 0 | 0
PV | 0 | 0 | 0 | 0 | 0 | 0
PeakG | 56.39 | 83.4 | 42.22 | 51.71 | 28.55 | 28.55
PeakO | 0.35 | 0.45 | 0 | 0 | 0 | 0
ST | 0 | 0 | 0 | 0 | 0 | 0
STOG | 0 | 0 | 0 | 0 | 0 | 0
STWD | 0 | 0 | 0 | 0 | 0 | 0
WT | 2.26 | 2.26 | 2.26 | 2.26 | 2.26 | 2.26
IGCC | 0 | 0 | 0 | 0 | 0 | 0
DemandResponse | 0 | 0 | 0 | 0 | 0 | 0
IGCC-CCS | 0 | 0 | 0 | 0 | 0 | 0
WT_off | 0 | 0 | 0 | 0 | 0 | 0
PseudoUnit | 0 | 0 | 0 | 0 | 0 | 0
FixedInterchange | 0 | 0 | 0 | 0 | 0 | 0
Base FOM Costs by Reporting Type: NYISO_A-F
ReportingType | 2015 | 2020 | 2025 | 2030 | 2035 | 2040
BM | 0 | 0 | 0 | 0 | 0 | 0
CC | 102.8 | 105.72 | 71.44 | 82.85 | 82.85 | 82.85
CSP | 0 | 0 | 0 | 0 | 0 | 0
CT | 0 | 0 | 0 | 0 | 0 | 0
Coal | 0 | 0 | 0 | 0 | 0 | 0
Geo | 0 | 0 | 0 | 0 | 0 | 0
H | 62.6 | 62.6 | 62.6 | 62.6 | 62.6 | 62.6
LFG | 20.8 | 20.8 | 20.8 | 28.97 | 28.97 | 28.97
Nuc | 489.92 | 509.2 | 489.92 | 399.48 | 552.03 | 578.17
PS | 33.52 | 33.52 | 33.52 | 33.52 | 33.52 | 33.52
PV | 0 | 0 | 0 | 0 | 0 | 0
PeakG | 3.78 | 5.56 | 4.93 | 4.93 | 4.93 | 4.93
PeakO | 0 | 0 | 0 | 0 | 0 | 0
ST | 0 | 0 | 0 | 0 | 0 | 0
STOG | 0 | 0 | 0 | 0 | 0 | 0
STWD | 0 | 0 | 0 | 0 | 0 | 0
WT | 113.42 | 133.35 | 133.35 | 133.35 | 133.35 | 133.35
IGCC | 0 | 0 | 0 | 0 | 0 | 0
DemandResponse | 0 | 0 | 0 | 0 | 0 | 0
IGCC-CCS | 0 | 0 | 0 | 0 | 0 | 0
WT_off | 0 | 0 | 0 | 0 | 0 | 0
PseudoUnit | 0 | 0 | 0 | 0 | 0 | 0
FixedInterchange | 0 | 0 | 0 | 0 | 0 | 0
Base FOM Costs by Reporting Type: NYISO_G-I
ReportingType | 2015 | 2020 | 2025 | 2030 | 2035 | 2040
BM | 0 | 0 | 0 | 0 | 0 | 0
CC | 34.33 | 43.65 | 35.09 | 35.19 | 50.9 | 70.74
CSP | 0 | 0 | 0 | 0 | 0 | 0
CT | 0 | 0 | 0 | 0 | 0 | 0
Coal | 16.77 | 0 | 0 | 0 | 0 | 0
Geo | 0 | 0 | 0 | 0 | 0 | 0
H | 0.46 | 0.46 | 0.46 | 0.46 | 0.46 | 0.46
LFG | 7.72 | 7.72 | 7.72 | 16.67 | 16.67 | 16.67
Nuc | 297.74 | 323.88 | 297.74 | 297.74 | 452.18 | 0.18
PS | 0 | 0 | 0 | 0 | 0 | 0
PV | 0 | 0 | 0 | 0 | 0 | 0
PeakG | 1.51 | 2.04 | 1.56 | 1.56 | 1.56 | 1.56
PeakO | 2.55 | 3.25 | 0 | 0 | 0 | 0
ST | 0 | 0 | 0 | 0 | 0 | 0
STOG | 0 | 0 | 0 | 0 | 0 | 0
STWD | 0 | 0 | 0 | 0 | 0 | 0
WT | 0 | 1.68 | 1.68 | 1.68 | 1.68 | 1.68
IGCC | 0 | 0 | 0 | 0 | 0 | 0
DemandResponse | 0 | 0 | 0 | 0 | 0 | 0
IGCC-CCS | 0 | 0 | 0 | 0 | 0 | 0
WT_off | 0 | 0 | 0 | 0 | 0 | 0
PseudoUnit | 0 | 0 | 0 | 0 | 0 | 0
FixedInterchange | 0 | 0 | 0 | 0 | 0 | 0
Base FOM Costs by Reporting Type: NYISO_J-K
ReportingType | 2015 | 2020 | 2025 | 2030 | 2035 | 2040
BM | 0 | 0 | 0 | 0 | 0 | 0
CC | 125.46 | 154.92 | 127.77 | 138.94 | 152.61 | 152.61
CSP | 0 | 0 | 0 | 0 | 0 | 0
CT | 0 | 0 | 0 | 0 | 0 | 0
Coal | 0 | 0 | 0 | 0 | 0 | 0
Geo | 0 | 0 | 0 | 0 | 0 | 0
H | 0 | 0 | 0 | 0 | 0 | 0
LFG | 14.96 | 14.96 | 14.96 | 23.9 | 23.9 | 23.9
Nuc | 0.01 | 0.01 | 0.01 | 0.01 | 0.01 | 0.01
PS | 0 | 0 | 0 | 0 | 0 | 0
PV | 0.53 | 0.53 | 0.53 | 0.53 | 0 | 0
PeakG | 54.7 | 77.08 | 56.45 | 62.35 | 66.78 | 66.78
PeakO | 61.69 | 79.16 | 30.59 | 31.83 | 31.83 | 31.83
ST | 0 | 0 | 0 | 0 | 0 | 0
STOG | 117.22 | 105.87 | 90.75 | 90.75 | 90.75 | 90.75
STWD | 0 | 0 | 0 | 0 | 0 | 0
WT | 0 | 0 | 0 | 0 | 0 | 0
IGCC | 0 | 0 | 0 | 0 | 0 | 0
DemandResponse | 0 | 0 | 0 | 0 | 0 | 0
IGCC-CCS | 0 | 0 | 0 | 0 | 0 | 0
WT_off | 0 | 0 | 0 | 0 | 0 | 0
PseudoUnit | 0 | 0 | 0 | 0 | 0 | 0
FixedInterchange | 0 | 0 | 0 | 0 | 0 | 0
Base FOM Costs by Reporting Type: PJM_E
ReportingType | 2015 | 2020 | 2025 | 2030 | 2035 | 2040
BM | 3.02 | 3.02 | 3.02 | 3.02 | 3.02 | 3.02
CC | 297.21 | 317.42 | 275.66 | 292.99 | 313.22 | 313.22
CSP | 0 | 0 | 0 | 0 | 0 | 0
CT | 0.18 | 0.18 | 0.18 | 0 | 0 | 0
Coal | 41.72 | 0.8 | 0.8 | 0.8 | 0.8 | 0.8
Geo | 0 | 0 | 0 | 0 | 0 | 0
H | 3.85 | 3.85 | 3.85 | 3.85 | 3.85 | 3.85
LFG | 56.83 | 71.99 | 72.83 | 72.83 | 72.83 | 72.83
Nuc | 1239 | 1184.31 | 1149.53 | 1149.53 | 825.73 | 1983.3
PS | 9.5 | 9.5 | 9.5 | 9.5 | 9.5 | 9.5
PV | 0.75 | 0.75 | 0.75 | 0.75 | 0.75 | 0.75
PeakG | 75.2 | 56.57 | 39.55 | 51.7 | 55.12 | 55.12
PeakO | 75.92 | 0 | 0 | 0 | 0 | 0
ST | 0 | 0 | 0 | 0 | 0 | 0
STOG | 0 | 0 | 0 | 0 | 0 | 0
STWD | 0 | 0 | 0 | 0 | 0 | 0
WT | 32.63 | 32.63 | 32.63 | 32.63 | 32.63 | 32.63
IGCC | 0 | 0 | 0 | 0 | 0 | 0
DemandResponse | 0 | 0 | 0 | 0 | 0 | 0
IGCC-CCS | 0 | 0 | 0 | 0 | 0 | 0
WT_off | 0 | 0 | 58.67 | 58.67 | 58.67 | 58.67
PseudoUnit | 0 | 0 | 0 | 0 | 0 | 0
FixedInterchange | 0 | 0 | 0 | 0 | 0 | 0
Base FOM Costs by Reporting Type: PJM_ROM
ReportingType | 2015 | 2020 | 2025 | 2030 | 2035 | 2040
BM | 1.81 | 1.81 | 1.81 | 1.81 | 1.81 | 1.81
CC | 142.43 | 174.53 | 145.82 | 151.1 | 172.02 | 172.02
CSP | 0 | 0 | 0 | 0 | 0 | 0
CT | 0.11 | 0.11 | 0.11 | 0.11 | 0 | 0
Coal | 592.25 | 612.74 | 652.83 | 866.09 | 896.42 | 914.11
Geo | 0 | 0 | 0 | 0 | 0 | 0
H | 19.83 | 19.83 | 19.83 | 19.83 | 19.83 | 19.83
LFG | 43.05 | 74.95 | 74.95 | 74.95 | 74.95 | 74.95
Nuc | 733.21 | 756.8 | 733.21 | 733.21 | 657.66 | 1060.55
PS | 35.92 | 35.92 | 35.92 | 35.92 | 35.92 | 35.92
PV | 0.06 | 21.88 | 34.09 | 36.24 | 36.34 | 36.52
PeakG | 30.83 | 34.2 | 33.32 | 33.32 | 33.32 | 33.32
PeakO | 45.95 | 0 | 0 | 0 | 0 | 0
ST | 0 | 0 | 0 | 0 | 0 | 0
STOG | 0 | 0 | 0 | 0 | 0 | 0
STWD | 2.24 | 2.81 | 2.29 | 2.29 | 2.29 | 2.29
WT | 38.48 | 38.48 | 59.54 | 59.54 | 156.58 | 163.1
IGCC | 0 | 0 | 0 | 0 | 0 | 0
DemandResponse | 0 | 0 | 0 | 0 | 0 | 0
IGCC-CCS | 0 | 0 | 0 | 0 | 0 | 0
WT_off | 0 | 0 | 0 | 0 | 0 | 0
PseudoUnit | 0 | 0 | 0 | 0 | 0 | 0
FixedInterchange | 0 | 0 | 0 | 0 | 0 | 0
Base FOM Costs by Reporting Type: PJM_ROR
ReportingType | 2015 | 2020 | 2025 | 2030 | 2035 | 2040
BM | 38.69 | 38.69 | 38.69 | 38.69 | 38.69 | 19.4
CC | 357.07 | 446.38 | 326.01 | 352.18 | 386.27 | 386.27
CSP | 0 | 0 | 0 | 0 | 0 | 0
CT | 0.19 | 0.19 | 0.19 | 0.19 | 0 | 0
Coal | 3489.83 | 2658.38 | 2751.11 | 3260.86 | 3740.75 | 3988.04
Geo | 0 | 0 | 0 | 0 | 0 | 0
H | 26.17 | 26.17 | 33.33 | 33.33 | 33.33 | 33.33
LFG | 65.06 | 65.06 | 126.87 | 126.87 | 126.87 | 126.87
Nuc | 2917.4 | 3014.07 | 2917.4 | 2791.17 | 2168.76 | 4415.45
PS | 73.14 | 73.14 | 73.14 | 73.14 | 73.14 | 73.14
PV | 0.35 | 0.35 | 0.35 | 0.35 | 0.35 | 0.35
PeakG | 325.76 | 458.82 | 259.14 | 189.82 | 202.4 | 202.4
PeakO | 48.69 | 0 | 0 | 0 | 0 | 0
ST | 0 | 0 | 0 | 0 | 0 | 0
STOG | 0 | 0 | 0 | 0 | 0 | 0
STWD | 6.22 | 7.78 | 6.34 | 6.34 | 6.34 | 6.34
WT | 322.6 | 322.6 | 327.98 | 327.98 | 327.98 | 327.98
IGCC | 0 | 0 | 0 | 0 | 0 | 0
DemandResponse | 0 | 0 | 0 | 0 | 0 | 0
IGCC-CCS | 0 | 0 | 0 | 0 | 0 | 0
WT_off | 0 | 0 | 0 | 0 | 0 | 0
PseudoUnit | 0 | 0 | 0 | 0 | 0 | 0
FixedInterchange | 0 | 0 | 0 | 0 | 0 | 0
Base FOM Costs by Reporting Type: SOCO
ReportingType | 2015 | 2020 | 2025 | 2030 | 2035 | 2040
BM | 5.53 | 5.53 | 5.53 | 5.53 | 5.53 | 5.53
CC | 506.35 | 626.83 | 518.25 | 538.67 | 617.59 | 556.54
CSP | 0 | 0 | 0 | 0 | 0 | 0
CT | 0 | 0 | 0 | 0 | 0 | 0
Coal | 1164.33 | 1046.39 | 1060.23 | 1203.41 | 1397.82 | 1734.78
Geo | 0 | 0 | 0 | 0 | 0 | 0
H | 59.74 | 59.74 | 59.74 | 59.74 | 59.74 | 59.74
LFG | 4.46 | 4.46 | 17.39 | 17.39 | 17.39 | 17.39
Nuc | 850.41 | 1045.67 | 1045.67 | 1045.67 | 1045.67 | 1199.16
PS | 39.76 | 39.76 | 39.76 | 39.76 | 39.76 | 39.76
PV | 0 | 0 | 0 | 0 | 0 | 0
PeakG | 120.72 | 91.73 | 64.13 | 60.76 | 64.79 | 64.79
PeakO | 0 | 0 | 0 | 0 | 0 | 0
ST | 0 | 0 | 0 | 0 | 0 | 0
STOG | 0 | 0 | 0 | 0 | 0 | 0
STWD | 0 | 0 | 0 | 0 | 0 | 0
WT | 0 | 0 | 0 | 0 | 0 | 0
IGCC | 0 | 0 | 0 | 0 | 0 | 0
DemandResponse | 0 | 0 | 0 | 0 | 0 | 0
IGCC-CCS | 0 | 0 | 0 | 0 | 0 | 0
WT_off | 0 | 0 | 0 | 0 | 0 | 0
PseudoUnit | 0 | 0 | 0 | 0 | 0 | 0
FixedInterchange | 0 | 0 | 0 | 0 | 0 | 0
Base FOM Costs by Reporting Type: SPP_N
ReportingType | 2015 | 2020 | 2025 | 2030 | 2035 | 2040
BM | 0 | 0 | 0 | 0 | 0 | 0
CC | 41.13 | 52.29 | 42 | 46.53 | 51.42 | 51.42
CSP | 0 | 0 | 0 | 0 | 0 | 0
CT | 0 | 0 | 0 | 0 | 0 | 0
Coal | 578.25 | 591.77 | 593.5 | 646.45 | 700.18 | 821.27
Geo | 0 | 0 | 0 | 0 | 0 | 0
H | 0.3 | 0.3 | 0.3 | 0.3 | 0.3 | 0.3
LFG | 0.84 | 0.84 | 12.28 | 12.28 | 12.28 | 12.28
Nuc | 160.51 | 168.89 | 168.89 | 168.89 | 168.89 | 168.89
PS | 0 | 0 | 0 | 0 | 0 | 0
PV | 0 | 0 | 0 | 0 | 0 | 0
PeakG | 74.97 | 117.69 | 71.35 | 70.82 | 70.82 | 69.34
PeakO | 34.89 | 44.84 | 0 | 0 | 0 | 0
ST | 0 | 0 | 0 | 0 | 0 | 0
STOG | 44.62 | 0 | 0 | 0 | 0 | 0
STWD | 0 | 0 | 0 | 0 | 0 | 0
WT | 41.99 | 41.99 | 41.99 | 41.99 | 168.51 | 168.51
IGCC | 0 | 0 | 0 | 0 | 0 | 0
DemandResponse | 0 | 0 | 0 | 0 | 0 | 0
IGCC-CCS | 0 | 0 | 0 | 0 | 0 | 0
WT_off | 0 | 0 | 0 | 0 | 0 | 0
PseudoUnit | 0 | 0 | 0 | 0 | 0 | 0
FixedInterchange | 0 | 0 | 0 | 0 | 0 | 0
Base FOM Costs by Reporting Type: SPP_S
ReportingType | 2015 | 2020 | 2025 | 2030 | 2035 | 2040
BM | 0 | 0 | 0 | 0 | 0 | 0
CC | 327.42 | 415.34 | 317.88 | 346.41 | 366.07 | 333.89
CSP | 0 | 0 | 0 | 0 | 0 | 0
CT | 2.76 | 4.77 | 4.77 | 4.77 | 2.01 | 0
Coal | 889.04 | 783.54 | 785.43 | 793.38 | 847.72 | 1042.04
Geo | 0 | 0 | 0 | 0 | 0 | 0
H | 30.03 | 30.03 | 30.03 | 30.03 | 30.03 | 30.03
LFG | 2.29 | 2.29 | 2.29 | 13.72 | 13.72 | 13.72
Nuc | 0.01 | 0.01 | 0.01 | 0.01 | 0.01 | 0.01
PS | 10.59 | 10.59 | 10.59 | 10.59 | 10.59 | 10.59
PV | 0 | 0 | 0 | 0 | 0 | 0
PeakG | 60.2 | 87.93 | 51.8 | 31.92 | 16.15 | 16.15
PeakO | 3.36 | 4.54 | 0 | 0 | 0 | 0
ST | 0 | 0 | 0 | 0 | 0 | 0
STOG | 148.59 | 140.55 | 0 | 0 | 0 | 0
STWD | 2.69 | 3.37 | 0 | 0 | 0 | 0
WT | 90.68 | 143.58 | 143.58 | 143.58 | 349.05 | 367.25
IGCC | 0 | 0 | 0 | 0 | 0 | 0
DemandResponse | 0 | 0 | 0 | 0 | 0 | 0
IGCC-CCS | 0 | 0 | 0 | 0 | 0 | 0
WT_off | 0 | 0 | 0 | 0 | 0 | 0
PseudoUnit | 0 | 0 | 0 | 0 | 0 | 0
FixedInterchange | 0 | 0 | 0 | 0 | 0 | 0
Base FOM Costs by Reporting Type: TVA
ReportingType | 2015 | 2020 | 2025 | 2030 | 2035 | 2040
BM | 0 | 0 | 0 | 0 | 0 | 0
CC | 152.72 | 188.64 | 152.42 | 158.01 | 177.41 | 177.41
CSP | 0 | 0 | 0 | 0 | 0 | 0
CT | 0 | 0 | 0 | 0 | 0 | 0
Coal | 857.62 | 799.97 | 813.27 | 899.71 | 972.61 | 1035.15
Geo | 0 | 0 | 0 | 0 | 0 | 0
H | 72.8 | 72.8 | 72.8 | 72.8 | 72.8 | 72.8
LFG | 1.57 | 1.57 | 9.5 | 14.49 | 14.49 | 14.49
Nuc | 1153.81 | 1199.07 | 1153.81 | 1153.81 | 788.03 | 1385.25
PS | 41.38 | 41.38 | 41.38 | 41.38 | 41.38 | 41.38
PV | 0 | 0 | 0 | 0 | 0 | 0
PeakG | 93.11 | 118.61 | 0 | 0 | 0 | 0
PeakO | 0 | 0 | 0 | 0 | 0 | 0
ST | 0 | 0 | 0 | 0 | 0 | 0
STOG | 0 | 0 | 0 | 0 | 0 | 0
STWD | 0 | 0 | 0 | 0 | 0 | 0
WT | 0.99 | 0.99 | 0.99 | 0.99 | 0.99 | 0.99
IGCC | 0 | 0 | 0 | 0 | 0 | 0
DemandResponse | 0 | 0 | 0 | 0 | 0 | 0
IGCC-CCS | 0 | 0 | 0 | 0 | 0 | 0
WT_off | 0 | 0 | 0 | 0 | 0 | 0
PseudoUnit | 0 | 0 | 0 | 0 | 0 | 0
FixedInterchange | 0 | 0 | 0 | 0 | 0 | 0
Base FOM Costs by Reporting Type: TVA_Transmission
ReportingType | 2015 | 2020 | 2025 | 2030 | 2035 | 2040
BM | 0 | 0 | 0 | 0 | 0 | 0
CC | 0 | 0 | 0 | 0 | 0 | 0
CSP | 0 | 0 | 0 | 0 | 0 | 0
CT | 0 | 0 | 0 | 0 | 0 | 0
Coal | 0 | 0 | 0 | 0 | 0 | 0
Geo | 0 | 0 | 0 | 0 | 0 | 0
H | 0 | 0 | 0 | 0 | 0 | 0
LFG | 0 | 0 | 0 | 0 | 0 | 0
Nuc | 0 | 0 | 0 | 0 | 0 | 0
PS | 0 | 0 | 0 | 0 | 0 | 0
PV | 0 | 0 | 0 | 0 | 0 | 0
PeakG | 0 | 0 | 0 | 0 | 0 | 0
PeakO | 0 | 0 | 0 | 0 | 0 | 0
ST | 0 | 0 | 0 | 0 | 0 | 0
STOG | 0 | 0 | 0 | 0 | 0 | 0
STWD | 0 | 0 | 0 | 0 | 0 | 0
WT | 0 | 0 | 0 | 0 | 0 | 0
IGCC | 0 | 0 | 0 | 0 | 0 | 0
DemandResponse | 0 | 0 | 0 | 0 | 0 | 0
IGCC-CCS | 0 | 0 | 0 | 0 | 0 | 0
WT_off | 0 | 0 | 0 | 0 | 0 | 0
PseudoUnit | 0 | 0 | 0 | 0 | 0 | 0
FixedInterchange | 0 | 0 | 0 | 0 | 0 | 0
Base FOM Costs by Reporting Type: VACAR
ReportingType | 2015 | 2020 | 2025 | 2030 | 2035 | 2040
BM | 0.09 | 15.8 | 46.83 | 50.92 | 50.92 | 53.14
CC | 148.53 | 169.71 | 144.92 | 153.57 | 167.6 | 167.6
CSP | 0 | 0 | 0 | 0 | 0 | 0
CT | 4.8 | 4.8 | 4.8 | 4.8 | 0 | 0
Coal | 1258.66 | 878.15 | 891.01 | 1048.46 | 1199.96 | 1265.75
Geo | 0 | 0 | 0 | 0 | 0 | 0
H | 30.23 | 30.23 | 30.23 | 30.23 | 30.23 | 30.23
LFG | 7.64 | 20.52 | 20.52 | 20.52 | 20.52 | 20.52
Nuc | 1664.13 | 1955.26 | 1870.92 | 1870.92 | 1398.04 | 2995.54
PS | 62.1 | 62.1 | 62.1 | 62.1 | 62.1 | 62.1
PV | 0.23 | 2.26 | 2.26 | 2.27 | 2.29 | 2.31
PeakG | 142.93 | 197.66 | 105.41 | 137.79 | 146.92 | 146.92
PeakO | 36.13 | 0 | 0 | 0 | 0 | 0
ST | 0 | 0 | 0 | 0 | 0 | 0
STOG | 4.04 | 0 | 0 | 0 | 0 | 0
STWD | 9.01 | 11.27 | 9.18 | 9.18 | 9.18 | 9.18
WT | 0.03 | 98.25 | 98.25 | 98.25 | 98.25 | 98.25
IGCC | 0 | 0 | 0 | 0 | 0 | 0
DemandResponse | 0 | 0 | 0 | 0 | 0 | 0
IGCC-CCS | 0 | 0 | 0 | 0 | 0 | 0
WT_off | 0.05 | 0.05 | 0.05 | 0.05 | 0.05 | 0.05
PseudoUnit | 0 | 0 | 0 | 0 | 0 | 0
FixedInterchange | 0 | 0 | 0 | 0 | 0 | 0
Base FOM Costs by Reporting Type: IESO
ReportingType | 2015 | 2020 | 2025 | 2030 | 2035 | 2040
BM | 32.8 | 32.8 | 32.8 | 32.8 | 32.8 | 32.8
CC | 18.17 | 18.17 | 18.17 | 18.17 | 18.17 | 18.17
CSP | 0 | 0 | 0 | 0 | 0 | 0
CT | 2.46 | 2.46 | 2.46 | 2.46 | 0 | 0
Coal | 0 | 0 | 0 | 0 | 0 | 0
Geo | 0 | 0 | 0 | 0 | 0 | 0
H | 123.83 | 123.83 | 123.83 | 123.83 | 123.83 | 123.83
LFG | 14.17 | 14.17 | 14.17 | 14.17 | 14.17 | 14.23
Nuc | 1895.33 | 1895.33 | 1895.33 | 1895.33 | 1745.37 | 2079.68
PS | 2.92 | 2.92 | 2.92 | 2.92 | 2.92 | 2.92
PV | 18.26 | 18.26 | 18.26 | 18.26 | 0.44 | 0.44
PeakG | 0 | 0 | 0 | 0 | 0 | 0
PeakO | 0 | 0 | 0 | 0 | 0 | 0
ST | 0 | 0 | 0 | 0 | 0 | 0
STOG | 0 | 0 | 0 | 0 | 0 | 0
STWD | 0 | 0 | 0 | 0 | 0 | 0
WT | 102.92 | 102.92 | 102.92 | 102.92 | 43.8 | 43.8
IGCC | 0 | 0 | 0 | 0 | 0 | 0
DemandResponse | 0 | 0 | 0 | 0 | 0 | 0
IGCC-CCS | 0 | 0 | 0 | 0 | 0 | 0
WT_off | 0 | 0 | 0 | 0 | 0 | 0
PseudoUnit | 0 | 0 | 0 | 0 | 0 | 0
FixedInterchange | 0 | 0 | 0 | 0 | 0 | 0
Base FOM Costs by Reporting Type: MAPP_CA
ReportingType | 2015 | 2020 | 2025 | 2030 | 2035 | 2040
BM | 0 | 0 | 0 | 0 | 0 | 0
CC | 22.15 | 22.15 | 22.15 | 24.11 | 11.26 | 0
CSP | 0 | 0 | 0 | 0 | 0 | 0
CT | 0 | 0 | 0 | 0 | 0 | 0
Coal | 82.49 | 54.17 | 0.58 | 0 | 0 | 0
Geo | 0 | 0 | 0 | 0 | 0 | 0
H | 92.24 | 92.24 | 92.24 | 92.24 | 113.47 | 130.01
LFG | 0 | 0 | 0 | 0 | 0 | 0
Nuc | 0.01 | 0.01 | 0.01 | 0.01 | 0.01 | 0.01
PS | 0 | 0 | 0 | 0 | 0 | 0
PV | 0 | 0 | 0 | 0 | 0 | 0
PeakG | 9.88 | 9.88 | 9.88 | 9.88 | 0 | 0
PeakO | 0.09 | 0.09 | 0.09 | 0 | 0 | 0
ST | 0 | 0 | 0 | 0 | 0 | 0
STOG | 5.54 | 5.54 | 5.54 | 0 | 0 | 0
STWD | 0 | 0 | 0 | 0 | 0 | 0
WT | 17.9 | 17.9 | 17.9 | 17.9 | 9.41 | 9.41
IGCC | 0 | 0 | 0 | 0 | 0 | 0
DemandResponse | 0 | 0 | 0 | 0 | 0 | 0
IGCC-CCS | 0 | 0 | 0 | 0 | 0 | 0
WT_off | 0 | 0 | 0 | 0 | 0 | 0
PseudoUnit | 0 | 0 | 0 | 0 | 0 | 0
FixedInterchange | 0 | 0 | 0 | 0 | 0 | 0
Base FOM Costs by Reporting Type: AZ_NM_SNV_Coal
ReportingType | 2015 | 2020 | 2025 | 2030 | 2035 | 2040
BM | 0 | 0 | 0 | 0 | 0 | 0
CC | 0 | 0 | 0 | 0 | 0 | 0
CSP | 0 | 0 | 0 | 0 | 0 | 0
CT | 0 | 0 | 0 | 0 | 0 | 0
Coal | 716.59 | 762.9 | 764.22 | 879.7 | 1015.47 | 1266.12
Geo | 0 | 0 | 0 | 0 | 0 | 0
H | 0 | 0 | 0 | 0 | 0 | 0
LFG | 0 | 0 | 0 | 0 | 0 | 0
Nuc | 0 | 0 | 0 | 0 | 0 | 0
PS | 0 | 0 | 0 | 0 | 0 | 0
PV | 0 | 0 | 0 | 0 | 0 | 0
PeakG | 0 | 0 | 0 | 0 | 0 | 0
PeakO | 0 | 0 | 0 | 0 | 0 | 0
ST | 0 | 0 | 0 | 0 | 0 | 0
STOG | 0 | 0 | 0 | 0 | 0 | 0
STWD | 0 | 0 | 0 | 0 | 0 | 0
WT | 0 | 0 | 0 | 0 | 0 | 0
IGCC | 0 | 0 | 0 | 0 | 0 | 0
DemandResponse | 0 | 0 | 0 | 0 | 0 | 0
IGCC-CCS | 0 | 0 | 0 | 0 | 0 | 0
WT_off | 0 | 0 | 0 | 0 | 0 | 0
PseudoUnit | 0 | 0 | 0 | 0 | 0 | 0
FixedInterchange | 0 | 0 | 0 | 0 | 0 | 0
Base FOM Costs by Reporting Type: AZ_NM_SNV_Gas
ReportingType | 2015 | 2020 | 2025 | 2030 | 2035 | 2040
BM | 0 | 0 | 0 | 0 | 0 | 0
CC | 378.32 | 478.39 | 386.15 | 401.42 | 470.54 | 470.54
CSP | 0 | 0 | 0 | 0 | 0 | 0
CT | 4.93 | 4.93 | 4.93 | 4.93 | 0 | 0
Coal | 0 | 0 | 0 | 0 | 0 | 0
Geo | 0 | 0 | 0 | 0 | 0 | 0
H | 0 | 0 | 0 | 0 | 0 | 0
LFG | 0 | 0 | 0 | 0 | 0 | 0
Nuc | 0 | 0 | 0 | 0 | 0 | 0
PS | 0 | 0 | 0 | 0 | 0 | 0
PV | 0 | 0 | 0 | 0 | 0 | 0
PeakG | 48.48 | 0 | 0 | 0 | 0 | 0
PeakO | 0 | 0 | 0 | 0 | 0 | 0
ST | 0 | 0 | 0 | 0 | 0 | 0
STOG | 0 | 0 | 0 | 0 | 0 | 0
STWD | 0 | 0 | 0 | 0 | 0 | 0
WT | 0 | 0 | 0 | 0 | 0 | 0
IGCC | 0 | 0 | 0 | 0 | 0 | 0
DemandResponse | 0 | 0 | 0 | 0 | 0 | 0
IGCC-CCS | 0 | 0 | 0 | 0 | 0 | 0
WT_off | 0 | 0 | 0 | 0 | 0 | 0
PseudoUnit | 0 | 0 | 0 | 0 | 0 | 0
FixedInterchange | 0 | 0 | 0 | 0 | 0 | 0
Base FOM Costs by Reporting Type: AZ_NM_SNV_NucRenew
ReportingType | 2015 | 2020 | 2025 | 2030 | 2035 | 2040
BM | 0 | 0 | 0 | 0 | 0 | 0
CC | 0 | 0 | 0 | 0 | 0 | 0
CSP | 0 | 0 | 0 | 0 | 0 | 0
CT | 0 | 0 | 0 | 0 | 0 | 0
Coal | 0 | 0 | 0 | 0 | 0 | 0
Geo | 0 | 0 | 122.18 | 122.18 | 122.18 | 122.18
H | 44.6 | 44.6 | 44.6 | 44.6 | 44.6 | 44.6
LFG | 0.84 | 8.14 | 8.14 | 8.14 | 8.14 | 8.14
Nuc | 484.16 | 564.17 | 564.17 | 564.17 | 564.17 | 564.17
PS | 5.13 | 5.13 | 5.13 | 5.13 | 5.13 | 5.13
PV | 2.38 | 2.38 | 2.38 | 2.38 | 2.38 | 2.38
PeakG | 0 | 0 | 0 | 0 | 0 | 0
PeakO | 0 | 0 | 0 | 0 | 0 | 0
ST | 17.92 | 42.71 | 56.33 | 58.23 | 58.23 | 58.23
STOG | 0 | 0 | 0 | 0 | 0 | 0
STWD | 0.83 | 1.04 | 0.85 | 0.85 | 0.85 | 0.85
WT | 17.57 | 98.38 | 98.38 | 100.29 | 100.29 | 100.29
IGCC | 0 | 0 | 0 | 0 | 0 | 0
DemandResponse | 0 | 0 | 0 | 0 | 0 | 0
IGCC-CCS | 0 | 0 | 0 | 0 | 0 | 0
WT_off | 0 | 0 | 0 | 0 | 0 | 0
PseudoUnit | 0 | 0 | 0 | 0 | 0 | 0
FixedInterchange | 0 | 0 | 0 | 0 | 0 | 0
Base FOM Costs by Reporting Type: ERCOT
ReportingType | 2015 | 2020 | 2025 | 2030 | 2035 | 2040
BM | 14.57 | 14.57 | 14.57 | 14.57 | 14.57 | 14.57
CC | 862.73 | 1102.12 | 912.43 | 942.02 | 1075.13 | 1003.54
CSP | 0 | 0 | 0 | 0 | 0 | 0
CT | 1.67 | 1.67 | 1.67 | 1.67 | 0 | 0
Coal | 1175.78 | 1362.67 | 1256.35 | 1310.78 | 1466.71 | 1773.28
Geo | 0 | 0 | 0 | 0 | 0 | 0
H | 8.05 | 8.05 | 8.05 | 8.05 | 8.05 | 8.05
LFG | 9.05 | 9.05 | 51.64 | 51.64 | 51.64 | 51.64
Nuc | 574.09 | 734.71 | 741.22 | 741.22 | 741.22 | 741.22
PS | 0 | 0 | 0 | 0 | 0 | 0
PV | 0.25 | 0.25 | 0.25 | 0.25 | 0.01 | 0.01
PeakG | 80.63 | 119.03 | 114.62 | 114.62 | 114.62 | 109.69
PeakO | 1.29 | 1.86 | 0 | 0 | 0 | 0
ST | 0 | 0 | 0 | 0 | 0 | 0
STOG | 671.43 | 456.62 | 227.26 | 169.99 | 132.37 | 0
STWD | 0 | 0 | 0 | 0 | 0 | 0
WT | 315.42 | 315.42 | 315.42 | 315.42 | 315.42 | 738.8
IGCC | 0 | 0 | 0 | 0 | 0 | 0
DemandResponse | 0 | 0 | 0 | 0 | 0 | 0
IGCC-CCS | 0 | 0 | 0 | 0 | 0 | 0
WT_off | 0 | 0 | 0 | 0 | 0 | 0
PseudoUnit | 0 | 0 | 0 | 0 | 0 | 0
FixedInterchange | 0 | 0 | 0 | 0 | 0 | 0
Base FOM Costs by Reporting Type: NP15
ReportingType | 2015 | 2020 | 2025 | 2030 | 2035 | 2040
BM | 0 | 0 | 0 | 0 | 0 | 0
CC | 205.4 | 258.04 | 197.98 | 212.59 | 239.05 | 239.05
CSP | 0 | 0 | 0 | 0 | 0 | 0
CT | 1.42 | 1.42 | 1.42 | 1.42 | 0 | 0
Coal | 1.65 | 0 | 0 | 0 | 0 | 0
Geo | 100.8 | 147.93 | 151.36 | 151.36 | 151.36 | 151.36
H | 125.7 | 125.7 | 125.7 | 125.7 | 125.7 | 125.7
LFG | 10.26 | 78.24 | 78.24 | 78.24 | 78.24 | 78.24
Nuc | 302.44 | 364.27 | 334.86 | 334.86 | 334.86 | 334.86
PS | 53.58 | 53.58 | 53.58 | 53.58 | 53.58 | 53.58
PV | 0.89 | 0.89 | 0.89 | 0.89 | 0.78 | 0.78
PeakG | 56.04 | 82.34 | 58.1 | 74.01 | 78.49 | 78.49
PeakO | 10.26 | 13.08 | 10.48 | 10.49 | 10.49 | 10.49
ST | 1.86 | 1.86 | 1.86 | 1.86 | 1.86 | 1.86
STOG | 140.99 | 26.83 | 0 | 0 | 0 | 0
STWD | 14.17 | 17.73 | 14.44 | 14.44 | 14.44 | 14.44
WT | 40.21 | 40.21 | 40.21 | 40.21 | 40.21 | 40.21
IGCC | 0 | 0 | 0 | 0 | 0 | 0
DemandResponse | 0 | 0 | 0 | 0 | 0 | 0
IGCC-CCS | 0 | 0 | 0 | 0 | 0 | 0
WT_off | 0 | 0 | 0 | 0 | 0 | 0
PseudoUnit | 0 | 0 | 0 | 0 | 0 | 0
FixedInterchange | 0 | 0 | 0 | 0 | 0 | 0
Base FOM Costs by Reporting Type: NWPP_Coal
ReportingType | 2015 | 2020 | 2025 | 2030 | 2035 | 2040
BM | 0 | 0 | 0 | 0 | 0 | 0
CC | 0 | 0 | 0 | 0 | 0 | 0
CSP | 0 | 0 | 0 | 0 | 0 | 0
CT | 0 | 0 | 0 | 0 | 0 | 0
Coal | 852.82 | 906.36 | 945.06 | 1013.5 | 1160.44 | 1260.11
Geo | 0 | 0 | 0 | 0 | 0 | 0
H | 0 | 0 | 0 | 0 | 0 | 0
LFG | 0 | 0 | 0 | 0 | 0 | 0
Nuc | 0 | 0 | 0 | 0 | 0 | 0
PS | 0 | 0 | 0 | 0 | 0 | 0
PV | 0 | 0 | 0 | 0 | 0 | 0
PeakG | 0 | 0 | 0 | 0 | 0 | 0
PeakO | 0 | 0 | 0 | 0 | 0 | 0
ST | 0 | 0 | 0 | 0 | 0 | 0
STOG | 0 | 0 | 0 | 0 | 0 | 0
STWD | 0 | 0 | 0 | 0 | 0 | 0
WT | 0 | 0 | 0 | 0 | 0 | 0
IGCC | 0 | 0 | 0 | 0 | 0 | 0
DemandResponse | 0 | 0 | 0 | 0 | 0 | 0
IGCC-CCS | 0 | 0 | 0 | 0 | 0 | 0
WT_off | 0 | 0 | 0 | 0 | 0 | 0
PseudoUnit | 0 | 0 | 0 | 0 | 0 | 0
FixedInterchange | 0 | 0 | 0 | 0 | 0 | 0
Base FOM Costs by Reporting Type: NWPP_Gas
ReportingType | 2015 | 2020 | 2025 | 2030 | 2035 | 2040
BM | 0 | 0 | 0 | 0 | 0 | 0
CC | 141.21 | 178.37 | 144.12 | 144.12 | 175.45 | 175.45
CSP | 0 | 0 | 0 | 0 | 0 | 0
CT | 1 | 1 | 1 | 1 | 0 | 0
Coal | 0 | 0 | 0 | 0 | 21.58 | 29.43
Geo | 0 | 0 | 0 | 0 | 0 | 0
H | 0 | 0 | 0 | 0 | 0 | 0
LFG | 0 | 0 | 0 | 0 | 0 | 0
Nuc | 0 | 0 | 0 | 0 | 0 | 0
PS | 0 | 0 | 0 | 0 | 0 | 0
PV | 0 | 0 | 0 | 0 | 0 | 0
PeakG | 0 | 0 | 0 | 0 | 0 | 0
PeakO | 0 | 0 | 0 | 0 | 0 | 0
ST | 0 | 0 | 0 | 0 | 0 | 0
STOG | 0 | 0 | 0 | 0 | 0 | 0
STWD | 0 | 0 | 0 | 0 | 0 | 0
WT | 0 | 0 | 0 | 0 | 0 | 0
IGCC | 0 | 0 | 0 | 0 | 0 | 0
DemandResponse | 0 | 0 | 0 | 0 | 0 | 0
IGCC-CCS | 0 | 0 | 0 | 0 | 0 | 0
WT_off | 0 | 0 | 0 | 0 | 0 | 0
PseudoUnit | 0 | 0 | 0 | 0 | 0 | 0
FixedInterchange | 0 | 0 | 0 | 0 | 0 | 0
Base FOM Costs by Reporting Type: NWPP_NucRenew
ReportingType | 2015 | 2020 | 2025 | 2030 | 2035 | 2040
BM | 3.27 | 3.27 | 3.27 | 3.27 | 3.27 | 3.27
CC | 0 | 0 | 0 | 0 | 0 | 0
CSP | 0 | 0 | 0 | 0 | 0 | 0
CT | 0 | 0 | 0 | 0 | 0 | 0
Coal | 0 | 0 | 0 | 0 | 0 | 0
Geo | 35.81 | 35.81 | 72.38 | 72.38 | 72.38 | 72.38
H | 480.54 | 480.54 | 480.54 | 480.54 | 480.54 | 480.54
LFG | 15.5 | 44.91 | 44.91 | 44.91 | 44.91 | 44.91
Nuc | 164.67 | 164.67 | 164.67 | 164.67 | 164.67 | 225.13
PS | 6.12 | 6.12 | 6.12 | 6.12 | 6.12 | 6.12
PV | 0.04 | 0.04 | 0.04 | 0.04 | 0.04 | 0.04
PeakG | 0 | 0 | 0 | 0 | 0 | 0
PeakO | 0 | 0 | 0 | 0 | 0 | 0
ST | 0 | 0 | 0 | 0 | 0 | 0
STOG | 0 | 0 | 0 | 0 | 0 | 0
STWD | 0 | 0 | 0 | 0 | 0 | 0
WT | 228.93 | 228.93 | 228.93 | 228.93 | 228.93 | 228.93
IGCC | 0 | 0 | 0 | 0 | 0 | 0
DemandResponse | 0 | 0 | 0 | 0 | 0 | 0
IGCC-CCS | 0 | 0 | 0 | 0 | 0 | 0
WT_off | 0 | 0 | 0 | 0 | 0 | 0
PseudoUnit | 0 | 0 | 0 | 0 | 0 | 0
FixedInterchange | 0 | 0 | 0 | 0 | 0 | 0
Base FOM Costs by Reporting Type: RMPA
ReportingType | 2015 | 2020 | 2025 | 2030 | 2035 | 2040
BM | 0 | 0 | 0 | 0 | 0 | 0
CC | 50.67 | 45.13 | 0 | 0 | 0 | 0
CSP | 0 | 0 | 0 | 0 | 0 | 0
CT | 1.02 | 1.02 | 1.02 | 1.02 | 0 | 0
Coal | 467.11 | 484.87 | 488.49 | 496.31 | 542.19 | 667.82
Geo | 0 | 5.54 | 213.46 | 216.56 | 216.56 | 216.56
H | 13.99 | 13.99 | 13.99 | 13.99 | 13.99 | 13.99
LFG | 0.89 | 4.37 | 4.37 | 4.37 | 4.37 | 4.37
Nuc | 0.01 | 0.01 | 0.01 | 0.01 | 0.01 | 0.01
PS | 13.37 | 13.37 | 13.37 | 13.37 | 13.37 | 13.37
PV | 0.31 | 0.31 | 0.31 | 0.31 | 0.31 | 0.31
PeakG | 48.22 | 63.4 | 12.08 | 14.8 | 16.84 | 7.37
PeakO | 0 | 0 | 0 | 0 | 0 | 0
ST | 0.19 | 22.11 | 22.64 | 23.3 | 23.3 | 23.3
STOG | 0 | 0 | 0 | 0 | 0 | 0
STWD | 0 | 0 | 0 | 0 | 0 | 0
WT | 67.62 | 87.72 | 87.72 | 87.72 | 87.72 | 87.72
IGCC | 0 | 0 | 0 | 0 | 0 | 0
DemandResponse | 0 | 0 | 0 | 0 | 0 | 0
IGCC-CCS | 0 | 0 | 0 | 0 | 0 | 0
WT_off | 0 | 0 | 0 | 0 | 0 | 0
PseudoUnit | 0 | 0 | 0 | 0 | 0 | 0
FixedInterchange | 0 | 0 | 0 | 0 | 0 | 0
Base FOM Costs by Reporting Type: SP15
ReportingType | 2015 | 2020 | 2025 | 2030 | 2035 | 2040
BM | 0.6 | 0.6 | 0.6 | 0.6 | 0.6 | 0.6
CC | 299.75 | 377.64 | 311.5 | 321.09 | 355.07 | 358.77
CSP | 0 | 0 | 0 | 0 | 0 | 0
CT | 0 | 0 | 0 | 0 | 0 | 0
Coal | 6.4 | 0 | 0 | 0 | 0 | 0
Geo | 86.16 | 208.35 | 208.35 | 208.35 | 208.35 | 208.35
H | 16.57 | 16.57 | 16.57 | 16.57 | 16.57 | 16.57
LFG | 26.93 | 93.8 | 93.8 | 93.8 | 93.8 | 93.8
Nuc | 327.58 | 356.35 | 327.58 | 327.58 | 327.58 | 447.86
PS | 34.19 | 34.19 | 34.19 | 34.19 | 34.19 | 34.19
PV | 1.87 | 1.87 | 1.87 | 1.87 | 1.8 | 1.8
PeakG | 76.73 | 111.44 | 93.22 | 103.59 | 103.59 | 103.59
PeakO | 1.47 | 1.91 | 1.53 | 1.53 | 1.53 | 1.53
ST | 28.67 | 28.67 | 28.67 | 28.67 | 28.67 | 28.67
STOG | 328.05 | 206.6 | 0 | 0 | 0 | 0
STWD | 3.81 | 4.77 | 3.89 | 3.89 | 3.89 | 3.89
WT | 71.03 | 71.03 | 71.03 | 71.03 | 71.03 | 71.03
IGCC | 0 | 0 | 0 | 0 | 0 | 0
DemandResponse | 0 | 0 | 0 | 0 | 0 | 0
IGCC-CCS | 0 | 0 | 0 | 0 | 0 | 0
WT_off | 0 | 0 | 0 | 0 | 0 | 0
PseudoUnit | 0 | 0 | 0 | 0 | 0 | 0
FixedInterchange | 0 | 0 | 0 | 0 | 0 | 0
Base FOM Costs by Reporting Type: ALB
ReportingType | 2015 | 2020 | 2025 | 2030 | 2035 | 2040
BM | 0 | 0 | 0 | 0 | 0 | 0
CC | 66.95 | 69.52 | 74.49 | 88.38 | 92.49 | 60.98
CSP | 0 | 0 | 0 | 0 | 0 | 0
CT | 1.35 | 1.35 | 1.35 | 1.35 | 0 | 0
Coal | 380.9 | 399.22 | 412.86 | 439.17 | 499.16 | 562.47
Geo | 0 | 0 | 0 | 0 | 0 | 0
H | 12.99 | 12.99 | 12.99 | 12.99 | 12.99 | 12.99
LFG | 1.21 | 1.21 | 1.21 | 1.21 | 1.21 | 1.21
Nuc | 0.01 | 0.01 | 0.01 | 0.01 | 0.01 | 0.01
PS | 0 | 0 | 0 | 0 | 0 | 0
PV | 0 | 0 | 0 | 0 | 0 | 0
PeakG | 21.56 | 9.75 | 0 | 0 | 0 | 0
PeakO | 0 | 0 | 0 | 0 | 0 | 0
ST | 0 | 0 | 0 | 0 | 0 | 0
STOG | 0 | 0 | 0 | 0 | 0 | 0
STWD | 0 | 0 | 0 | 0 | 0 | 0
WT | 22.94 | 22.94 | 22.94 | 22.94 | 22.94 | 22.94
IGCC | 0 | 0 | 0 | 0 | 0 | 0
DemandResponse | 0 | 0 | 0 | 0 | 0 | 0
IGCC-CCS | 0 | 0 | 0 | 0 | 0 | 0
WT_off | 0 | 0 | 0 | 0 | 0 | 0
PseudoUnit | 0 | 0 | 0 | 0 | 0 | 0
FixedInterchange | 0 | 0 | 0 | 0 | 0 | 0
Base FOM Costs by Reporting Type: BC
ReportingType | 2015 | 2020 | 2025 | 2030 | 2035 | 2040
BM | 0 | 0 | 0 | 0 | 0 | 0
CC | 14.13 | 14.13 | 14.13 | 14.88 | 18.93 | 18.93
CSP | 0 | 0 | 0 | 0 | 0 | 0
CT | 0 | 0 | 0 | 0 | 0 | 0
Coal | 0 | 0 | 0 | 0 | 0 | 0
Geo | 0 | 0 | 0 | 0 | 0 | 0
H | 173.22 | 173.22 | 173.22 | 173.22 | 173.22 | 173.22
LFG | 2.9 | 2.9 | 2.9 | 2.9 | 2.9 | 2.9
Nuc | 0.01 | 0.01 | 0.01 | 0.01 | 0.01 | 0.01
PS | 0 | 0 | 0 | 0 | 0 | 0
PV | 0 | 0 | 0 | 0 | 0 | 0
PeakG | 2.66 | 0 | 0 | 0 | 0 | 0
PeakO | 1.16 | 0 | 0 | 0 | 0 | 0
ST | 0 | 0 | 0 | 0 | 0 | 0
STOG | 0.8 | 0 | 0 | 0 | 0 | 0
STWD | 16.34 | 0 | 0 | 0 | 0 | 0
WT | 7.53 | 7.53 | 7.53 | 7.53 | 7.53 | 7.53
IGCC | 0 | 0 | 0 | 0 | 0 | 0
DemandResponse | 0 | 0 | 0 | 0 | 0 | 0
IGCC-CCS | 0 | 0 | 0 | 0 | 0 | 0
WT_off | 0 | 0 | 0 | 0 | 0 | 0
PseudoUnit | 0 | 0 | 0 | 0 | 0 | 0
FixedInterchange | 0 | 0 | 0 | 0 | 0 | 0
Base FOM Costs by Reporting Type: HQ_IESO
ReportingType | 2015 | 2020 | 2025 | 2030 | 2035 | 2040
BM | 0 | 0 | 0 | 0 | 0 | 0
CC | 0 | 0 | 0 | 0 | 0 | 0
CSP | 0 | 0 | 0 | 0 | 0 | 0
CT | 0 | 0 | 0 | 0 | 0 | 0
Coal | 0 | 0 | 0 | 0 | 0 | 0
Geo | 0 | 0 | 0 | 0 | 0 | 0
H | 0 | 0 | 0 | 0 | 0 | 0
LFG | 0 | 0 | 0 | 0 | 0 | 0
Nuc | 0.01 | 0.01 | 0.01 | 0.01 | 0.01 | 0.01
PS | 0 | 0 | 0 | 0 | 0 | 0
PV | 0 | 0 | 0 | 0 | 0 | 0
PeakG | 0 | 0 | 0 | 0 | 0 | 0
PeakO | 0 | 0 | 0 | 0 | 0 | 0
ST | 0 | 0 | 0 | 0 | 0 | 0
STOG | 0 | 0 | 0 | 0 | 0 | 0
STWD | 0 | 0 | 0 | 0 | 0 | 0
WT | 0 | 0 | 0 | 0 | 0 | 0
IGCC | 0 | 0 | 0 | 0 | 0 | 0
DemandResponse | 0 | 0 | 0 | 0 | 0 | 0
IGCC-CCS | 0 | 0 | 0 | 0 | 0 | 0
WT_off | 0 | 0 | 0 | 0 | 0 | 0
PseudoUnit | 0 | 0 | 0 | 0 | 0 | 0
FixedInterchange | 0 | 0 | 0 | 0 | 0 | 0
Base FOM Costs by Reporting Type: HQ_NEISO
ReportingType | 2015 | 2020 | 2025 | 2030 | 2035 | 2040
BM | 0 | 0 | 0 | 0 | 0 | 0
CC | 0 | 0 | 0 | 0 | 0 | 0
CSP | 0 | 0 | 0 | 0 | 0 | 0
CT | 0 | 0 | 0 | 0 | 0 | 0
Coal | 0 | 0 | 0 | 0 | 0 | 0
Geo | 0 | 0 | 0 | 0 | 0 | 0
H | 0 | 0 | 0 | 0 | 0 | 0
LFG | 0 | 0 | 0 | 0 | 0 | 0
Nuc | 0.01 | 0.01 | 0.01 | 0.01 | 0.01 | 0.01
PS | 0 | 0 | 0 | 0 | 0 | 0
PV | 0 | 0 | 0 | 0 | 0 | 0
PeakG | 0 | 0 | 0 | 0 | 0 | 0
PeakO | 0 | 0 | 0 | 0 | 0 | 0
ST | 0 | 0 | 0 | 0 | 0 | 0
STOG | 0 | 0 | 0 | 0 | 0 | 0
STWD | 0 | 0 | 0 | 0 | 0 | 0
WT | 0 | 0 | 0 | 0 | 0 | 0
IGCC | 0 | 0 | 0 | 0 | 0 | 0
DemandResponse | 0 | 0 | 0 | 0 | 0 | 0
IGCC-CCS | 0 | 0 | 0 | 0 | 0 | 0
WT_off | 0 | 0 | 0 | 0 | 0 | 0
PseudoUnit | 0 | 0 | 0 | 0 | 0 | 0
FixedInterchange | 0 | 0 | 0 | 0 | 0 | 0
Base FOM Costs by Reporting Type: HQ_NY
ReportingType | 2015 | 2020 | 2025 | 2030 | 2035 | 2040
BM | 0 | 0 | 0 | 0 | 0 | 0
CC | 0 | 0 | 0 | 0 | 0 | 0
CSP | 0 | 0 | 0 | 0 | 0 | 0
CT | 0 | 0 | 0 | 0 | 0 | 0
Coal | 0 | 0 | 0 | 0 | 0 | 0
Geo | 0 | 0 | 0 | 0 | 0 | 0
H | 0 | 0 | 0 | 0 | 0 | 0
LFG | 0 | 0 | 0 | 0 | 0 | 0
Nuc | 0.01 | 0.01 | 0.01 | 0.01 | 0.01 | 0.01
PS | 0 | 0 | 0 | 0 | 0 | 0
PV | 0 | 0 | 0 | 0 | 0 | 0
PeakG | 0 | 0 | 0 | 0 | 0 | 0
PeakO | 0 | 0 | 0 | 0 | 0 | 0
ST | 0 | 0 | 0 | 0 | 0 | 0
STOG | 0 | 0 | 0 | 0 | 0 | 0
STWD | 0 | 0 | 0 | 0 | 0 | 0
WT | 0 | 0 | 0 | 0 | 0 | 0
IGCC | 0 | 0 | 0 | 0 | 0 | 0
DemandResponse | 0 | 0 | 0 | 0 | 0 | 0
IGCC-CCS | 0 | 0 | 0 | 0 | 0 | 0
WT_off | 0 | 0 | 0 | 0 | 0 | 0
PseudoUnit | 0 | 0 | 0 | 0 | 0 | 0
FixedInterchange | 0 | 0 | 0 | 0 | 0 | 0
Base FOM Costs by Reporting Type: MARITIMES
ReportingType | 2015 | 2020 | 2025 | 2030 | 2035 | 2040
BM | 0 | 0 | 0 | 0 | 0 | 0
CC | 0 | 0 | 0 | 0 | 0 | 0
CSP | 0 | 0 | 0 | 0 | 0 | 0
CT | 0 | 0 | 0 | 0 | 0 | 0
Coal | 0 | 0 | 0 | 0 | 0 | 0
Geo | 0 | 0 | 0 | 0 | 0 | 0
H | 0 | 0 | 0 | 0 | 0 | 0
LFG | 0 | 0 | 0 | 0 | 0 | 0
Nuc | 0.01 | 0.01 | 0.01 | 0.01 | 0.01 | 0.01
PS | 0 | 0 | 0 | 0 | 0 | 0
PV | 0 | 0 | 0 | 0 | 0 | 0
PeakG | 0 | 0 | 0 | 0 | 0 | 0
PeakO | 0 | 0 | 0 | 0 | 0 | 0
ST | 0 | 0 | 0 | 0 | 0 | 0
STOG | 0 | 0 | 0 | 0 | 0 | 0
STWD | 0 | 0 | 0 | 0 | 0 | 0
WT | 0 | 0 | 0 | 0 | 0 | 0
IGCC | 0 | 0 | 0 | 0 | 0 | 0
DemandResponse | 0 | 0 | 0 | 0 | 0 | 0
IGCC-CCS | 0 | 0 | 0 | 0 | 0 | 0
WT_off | 0 | 0 | 0 | 0 | 0 | 0
PseudoUnit | 0 | 0 | 0 | 0 | 0 | 0
FixedInterchange | 0 | 0 | 0 | 0 | 0 | 0
Base FOM Costs by Reporting Type: All
ReportingType | 2015 | 2020 | 2025 | 2030 | 2035 | 2040
BM | 125.73 | 141.44 | 172.47 | 176.56 | 176.56 | 159.48
CC | 6039.24 | 7377.87 | 5849.95 | 6155.08 | 6965.98 | 6813.83
CSP | 0 | 0 | 0 | 0 | 0 | 0
CT | 42.8 | 44.81 | 44.81 | 44.52 | 2.01 | 0
Coal | 18193.78 | 16808.1 | 16834.25 | 18744.09 | 20977.82 | 23879.06
Geo | 226.72 | 401.57 | 771.68 | 774.79 | 774.79 | 774.79
H | 1511 | 1511 | 1518.16 | 1518.18 | 1539.41 | 1555.95
LFG | 498.94 | 733.94 | 999.86 | 1086.91 | 1086.91 | 1086.97
Nuc | 16696.36 | 17842.96 | 17313.01 | 17728.25 | 14523.5 | 21350.19
PS | 517.25 | 517.25 | 517.25 | 517.25 | 517.25 | 517.25
PV | 26.7 | 59.65 | 74.29 | 76.44 | 57.8 | 57.55
PeakG | 1965.58 | 2580.57 | 1558.62 | 1656.59 | 1658.97 | 1547.5
PeakO | 520.04 | 337.8 | 42.7 | 43.85 | 43.85 | 43.85
ST | 48.64 | 95.35 | 109.49 | 112.06 | 112.06 | 112.06
STOG | 1765.18 | 1108.09 | 323.54 | 260.74 | 223.12 | 90.75
STWD | 106.34 | 87.62 | 48.69 | 48.69 | 48.69 | 48.69
WT | 2034.5 | 2412.31 | 2532.61 | 2557.75 | 2919.78 | 3367.89
IGCC | 30.22 | 30.22 | 30.22 | 30.22 | 30.22 | 30.22
DemandResponse | 0 | 0 | 0 | 0 | 0 | 0
IGCC-CCS | 0 | 0 | 0 | 0 | 0 | 0
WT_off | 25.01 | 25.01 | 83.68 | 83.68 | 58.72 | 58.72
PseudoUnit | 0 | 0 | 0 | 0 | 0 | 0
FixedInterchange | 0 | 0 | 0 | 0 | 0 | 0
Base FOM Costs by Reporting Type: EI_US
ReportingType | 2015 | 2020 | 2025 | 2030 | 2035 | 2040
BM | 74.48 | 90.2 | 121.22 | 125.31 | 125.31 | 108.24
CC | 3979.74 | 4814.21 | 3768.83 | 3988.3 | 4509.88 | 4468.41
CSP | 0 | 0 | 0 | 0 | 0 | 0
CT | 28.95 | 30.95 | 30.95 | 30.66 | 2.01 | 0
Coal | 14510.04 | 12837.91 | 12966.71 | 14604.65 | 16272.29 | 18319.82
Geo | 3.95 | 3.95 | 3.95 | 3.95 | 3.95 | 3.95
H | 419.29 | 419.29 | 426.45 | 426.46 | 426.46 | 426.46
LFG | 417.2 | 477.14 | 700.46 | 787.52 | 787.52 | 787.52
Nuc | 12948.03 | 13763.39 | 13285.11 | 13700.35 | 10645.57 | 16957.2
PS | 401.94 | 401.94 | 401.94 | 401.94 | 401.94 | 401.94
PV | 2.71 | 35.65 | 50.3 | 52.45 | 52.04 | 51.79
PeakG | 1621.38 | 2184.73 | 1270.72 | 1339.69 | 1345.43 | 1248.35
PeakO | 505.76 | 320.86 | 30.59 | 31.83 | 31.83 | 31.83
ST | 0 | 0 | 0 | 0 | 0 | 0
STOG | 618.37 | 412.51 | 90.75 | 90.75 | 90.75 | 90.75
STWD | 71.18 | 64.08 | 29.51 | 29.51 | 29.51 | 29.51
WT | 1142.42 | 1419.32 | 1539.62 | 1562.86 | 1992.49 | 2017.22
IGCC | 30.22 | 30.22 | 30.22 | 30.22 | 30.22 | 30.22
DemandResponse | 0 | 0 | 0 | 0 | 0 | 0
IGCC-CCS | 0 | 0 | 0 | 0 | 0 | 0
WT_off | 25.01 | 25.01 | 83.68 | 83.68 | 58.72 | 58.72
PseudoUnit | 0 | 0 | 0 | 0 | 0 | 0
FixedInterchange | 0 | 0 | 0 | 0 | 0 | 0
Base FOM Costs by Reporting Type: EI_Canada
ReportingType | 2015 | 2020 | 2025 | 2030 | 2035 | 2040
BM | 32.8 | 32.8 | 32.8 | 32.8 | 32.8 | 32.8
CC | 40.32 | 40.32 | 40.32 | 42.28 | 29.43 | 18.17
CSP | 0 | 0 | 0 | 0 | 0 | 0
CT | 2.46 | 2.46 | 2.46 | 2.46 | 0 | 0
Coal | 82.49 | 54.17 | 0.58 | 0 | 0 | 0
Geo | 0 | 0 | 0 | 0 | 0 | 0
H | 216.06 | 216.06 | 216.06 | 216.06 | 237.29 | 253.84
LFG | 14.17 | 14.17 | 14.17 | 14.17 | 14.17 | 14.23
Nuc | 1895.36 | 1895.36 | 1895.36 | 1895.36 | 1745.4 | 2079.7
PS | 2.92 | 2.92 | 2.92 | 2.92 | 2.92 | 2.92
PV | 18.26 | 18.26 | 18.26 | 18.26 | 0.44 | 0.44
PeakG | 9.88 | 9.88 | 9.88 | 9.88 | 0 | 0
PeakO | 0.09 | 0.09 | 0.09 | 0 | 0 | 0
ST | 0 | 0 | 0 | 0 | 0 | 0
STOG | 5.54 | 5.54 | 5.54 | 0 | 0 | 0
STWD | 0 | 0 | 0 | 0 | 0 | 0
WT | 120.82 | 120.82 | 120.82 | 120.82 | 53.21 | 53.21
IGCC | 0 | 0 | 0 | 0 | 0 | 0
DemandResponse | 0 | 0 | 0 | 0 | 0 | 0
IGCC-CCS | 0 | 0 | 0 | 0 | 0 | 0
WT_off | 0 | 0 | 0 | 0 | 0 | 0
PseudoUnit | 0 | 0 | 0 | 0 | 0 | 0
FixedInterchange | 0 | 0 | 0 | 0 | 0 | 0
Base FOM Costs by Reporting Type: EI
ReportingType | 2015 | 2020 | 2025 | 2030 | 2035 | 2040
BM | 107.28 | 122.99 | 154.02 | 158.11 | 158.11 | 141.04
CC | 4020.07 | 4854.53 | 3809.15 | 4030.58 | 4539.32 | 4486.58
CSP | 0 | 0 | 0 | 0 | 0 | 0
CT | 31.41 | 33.42 | 33.42 | 33.12 | 2.01 | 0
Coal | 14592.53 | 12892.07 | 12967.28 | 14604.65 | 16272.29 | 18319.82
Geo | 3.95 | 3.95 | 3.95 | 3.95 | 3.95 | 3.95
H | 635.35 | 635.35 | 642.51 | 642.53 | 663.76 | 680.3
LFG | 431.38 | 491.31 | 714.64 | 801.69 | 801.69 | 801.75
Nuc | 14843.39 | 15658.74 | 15180.47 | 15595.71 | 12390.96 | 19036.91
PS | 404.86 | 404.86 | 404.86 | 404.86 | 404.86 | 404.86
PV | 20.97 | 53.92 | 68.56 | 70.71 | 52.47 | 52.23
PeakG | 1631.26 | 2194.62 | 1280.6 | 1349.57 | 1345.43 | 1248.35
PeakO | 505.85 | 320.95 | 30.68 | 31.83 | 31.83 | 31.83
ST | 0 | 0 | 0 | 0 | 0 | 0
STOG | 623.91 | 418.04 | 96.29 | 90.75 | 90.75 | 90.75
STWD | 71.18 | 64.08 | 29.51 | 29.51 | 29.51 | 29.51
WT | 1263.24 | 1540.14 | 1660.44 | 1683.68 | 2045.71 | 2070.43
IGCC | 30.22 | 30.22 | 30.22 | 30.22 | 30.22 | 30.22
DemandResponse | 0 | 0 | 0 | 0 | 0 | 0
IGCC-CCS | 0 | 0 | 0 | 0 | 0 | 0
WT_off | 25.01 | 25.01 | 83.68 | 83.68 | 58.72 | 58.72
PseudoUnit | 0 | 0 | 0 | 0 | 0 | 0
FixedInterchange | 0 | 0 | 0 | 0 | 0 | 0
Base FOM Costs by Reporting Type: Outside_EI
ReportingType | 2015 | 2020 | 2025 | 2030 | 2035 | 2040
BM | 18.45 | 18.45 | 18.45 | 18.45 | 18.45 | 18.45
CC | 2019.18 | 2523.34 | 2040.8 | 2124.5 | 2426.67 | 2327.25
CSP | 0 | 0 | 0 | 0 | 0 | 0
CT | 11.39 | 11.39 | 11.39 | 11.39 | 0 | 0
Coal | 3601.25 | 3916.03 | 3866.97 | 4139.45 | 4705.54 | 5559.23
Geo | 222.78 | 397.63 | 767.74 | 770.84 | 770.84 | 770.84
H | 875.65 | 875.65 | 875.65 | 875.65 | 875.65 | 875.65
LFG | 67.56 | 242.63 | 285.22 | 285.22 | 285.22 | 285.22
Nuc | 1852.97 | 2184.21 | 2132.54 | 2132.54 | 2132.54 | 2313.28
PS | 112.39 | 112.39 | 112.39 | 112.39 | 112.39 | 112.39
PV | 5.73 | 5.73 | 5.73 | 5.73 | 5.32 | 5.32
PeakG | 334.32 | 385.96 | 278.03 | 307.01 | 313.54 | 299.15
PeakO | 14.18 | 16.85 | 12.01 | 12.02 | 12.02 | 12.02
ST | 48.64 | 95.35 | 109.49 | 112.06 | 112.06 | 112.06
STOG | 1141.27 | 690.05 | 227.26 | 169.99 | 132.37 | 0
STWD | 35.16 | 23.54 | 19.18 | 19.18 | 19.18 | 19.18
WT | 771.26 | 872.17 | 872.17 | 874.08 | 874.08 | 1297.45
IGCC | 0 | 0 | 0 | 0 | 0 | 0
DemandResponse | 0 | 0 | 0 | 0 | 0 | 0
IGCC-CCS | 0 | 0 | 0 | 0 | 0 | 0
WT_off | 0 | 0 | 0 | 0 | 0 | 0
PseudoUnit | 0 | 0 | 0 | 0 | 0 | 0
FixedInterchange | 0 | 0 | 0 | 0 | 0 | 0
#11 | Retrofit FOM Costs ($million)
Retrofit FOM Costs by Reporting Type: Entergy
ReportingType | 2015 | 2020 | 2025 | 2030 | 2035 | 2040
BM | 0 | 0 | 0 | 0 | 0 | 0
CC | 0 | 0 | 0 | 0 | 0 | 0
CSP | 0 | 0 | 0 | 0 | 0 | 0
CT | 0 | 0 | 0 | 0 | 0 | 0
Coal | 3.38 | 30.64 | 30.64 | 30.64 | 30.64 | 30.64
Geo | 0 | 0 | 0 | 0 | 0 | 0
H | 0 | 0 | 0 | 0 | 0 | 0
LFG | 0 | 0 | 0 | 0 | 0 | 0
Nuc | 0 | 0 | 0 | 0 | 0 | 0
PS | 0 | 0 | 0 | 0 | 0 | 0
PV | 0 | 0 | 0 | 0 | 0 | 0
PeakG | 0 | 0 | 0 | 0 | 0 | 0
PeakO | 0 | 0 | 0 | 0 | 0 | 0
ST | 0 | 0 | 0 | 0 | 0 | 0
STOG | 0 | 0 | 0 | 0 | 0 | 0
STWD | 0 | 0 | 0 | 0 | 0 | 0
WT | 0 | 0 | 0 | 0 | 0 | 0
IGCC | 0 | 0 | 0 | 0 | 0 | 0
DemandResponse | 0 | 0 | 0 | 0 | 0 | 0
IGCC-CCS | 0 | 0 | 0 | 0 | 0 | 0
WT_off | 0 | 0 | 0 | 0 | 0 | 0
PseudoUnit | 0 | 0 | 0 | 0 | 0 | 0
FixedInterchange | 0 | 0 | 0 | 0 | 0 | 0
Retrofit FOM Costs by Reporting Type: FRCC
ReportingType | 2015 | 2020 | 2025 | 2030 | 2035 | 2040
BM | 0 | 0 | 0 | 0 | 0 | 0
CC | 0 | 0 | 0 | 0 | 0 | 0
CSP | 0 | 0 | 0 | 0 | 0 | 0
CT | 0 | 0 | 0 | 0 | 0 | 0
Coal | 68.12 | 71.17 | 71.17 | 71.17 | 71.17 | 71.17
Geo | 0 | 0 | 0 | 0 | 0 | 0
H | 0 | 0 | 0 | 0 | 0 | 0
LFG | 0 | 0 | 0 | 0 | 0 | 0
Nuc | 0 | 0 | 0 | 0 | 0 | 0
PS | 0 | 0 | 0 | 0 | 0 | 0
PV | 0 | 0 | 0 | 0 | 0 | 0
PeakG | 0 | 0 | 0 | 0 | 0 | 0
PeakO | 0 | 0 | 0 | 0 | 0 | 0
ST | 0 | 0 | 0 | 0 | 0 | 0
STOG | 0 | 0 | 0 | 0 | 0 | 0
STWD | 0 | 0 | 0 | 0 | 0 | 0
WT | 0 | 0 | 0 | 0 | 0 | 0
IGCC | 0 | 0 | 0 | 0 | 0 | 0
DemandResponse | 0 | 0 | 0 | 0 | 0 | 0
IGCC-CCS | 0 | 0 | 0 | 0 | 0 | 0
WT_off | 0 | 0 | 0 | 0 | 0 | 0
PseudoUnit | 0 | 0 | 0 | 0 | 0 | 0
FixedInterchange | 0 | 0 | 0 | 0 | 0 | 0
Retrofit FOM Costs by Reporting Type: MAPP_US
ReportingType | 2015 | 2020 | 2025 | 2030 | 2035 | 2040
BM | 0 | 0 | 0 | 0 | 0 | 0
CC | 0 | 0 | 0 | 0 | 0 | 0
CSP | 0 | 0 | 0 | 0 | 0 | 0
CT | 0 | 0 | 0 | 0 | 0 | 0
Coal | 16.92 | 15.22 | 15.22 | 15.22 | 15.22 | 15.22
Geo | 0 | 0 | 0 | 0 | 0 | 0
H | 0 | 0 | 0 | 0 | 0 | 0
LFG | 0 | 0 | 0 | 0 | 0 | 0
Nuc | 0 | 0 | 0 | 0 | 0 | 0
PS | 0 | 0 | 0 | 0 | 0 | 0
PV | 0 | 0 | 0 | 0 | 0 | 0
PeakG | 0 | 0 | 0 | 0 | 0 | 0
PeakO | 0 | 0 | 0 | 0 | 0 | 0
ST | 0 | 0 | 0 | 0 | 0 | 0
STOG | 0 | 0 | 0 | 0 | 0 | 0
STWD | 0 | 0 | 0 | 0 | 0 | 0
WT | 0 | 0 | 0 | 0 | 0 | 0
IGCC | 0 | 0 | 0 | 0 | 0 | 0
DemandResponse | 0 | 0 | 0 | 0 | 0 | 0
IGCC-CCS | 0 | 0 | 0 | 0 | 0 | 0
WT_off | 0 | 0 | 0 | 0 | 0 | 0
PseudoUnit | 0 | 0 | 0 | 0 | 0 | 0
FixedInterchange | 0 | 0 | 0 | 0 | 0 | 0
Retrofit FOM Costs by Reporting Type: MISO_IN
ReportingType | 2015 | 2020 | 2025 | 2030 | 2035 | 2040
BM | 0 | 0 | 0 | 0 | 0 | 0
CC | 0 | 0 | 0 | 0 | 0 | 0
CSP | 0 | 0 | 0 | 0 | 0 | 0
CT | 0 | 0 | 0 | 0 | 0 | 0
Coal | 99.81 | 108.48 | 108.48 | 108.48 | 108.48 | 108.48
Geo | 0 | 0 | 0 | 0 | 0 | 0
H | 0 | 0 | 0 | 0 | 0 | 0
LFG | 0 | 0 | 0 | 0 | 0 | 0
Nuc | 0 | 0 | 0 | 0 | 0 | 0
PS | 0 | 0 | 0 | 0 | 0 | 0
PV | 0 | 0 | 0 | 0 | 0 | 0
PeakG | 0 | 0 | 0 | 0 | 0 | 0
PeakO | 0 | 0 | 0 | 0 | 0 | 0
ST | 0 | 0 | 0 | 0 | 0 | 0
STOG | 0 | 0 | 0 | 0 | 0 | 0
STWD | 0 | 0 | 0 | 0 | 0 | 0
WT | 0 | 0 | 0 | 0 | 0 | 0
IGCC | 0 | 0 | 0 | 0 | 0 | 0
DemandResponse | 0 | 0 | 0 | 0 | 0 | 0
IGCC-CCS | 0 | 0 | 0 | 0 | 0 | 0
WT_off | 0 | 0 | 0 | 0 | 0 | 0
PseudoUnit | 0 | 0 | 0 | 0 | 0 | 0
FixedInterchange | 0 | 0 | 0 | 0 | 0 | 0
Retrofit FOM Costs by Reporting Type: MISO_MI
ReportingType | 2015 | 2020 | 2025 | 2030 | 2035 | 2040
BM | 0 | 0 | 0 | 0 | 0 | 0
CC | 0 | 0 | 0 | 0 | 0 | 0
CSP | 0 | 0 | 0 | 0 | 0 | 0
CT | 0 | 0 | 0 | 0 | 0 | 0
Coal | 16.62 | 38.02 | 38.02 | 38.02 | 38.02 | 38.02
Geo | 0 | 0 | 0 | 0 | 0 | 0
H | 0 | 0 | 0 | 0 | 0 | 0
LFG | 0 | 0 | 0 | 0 | 0 | 0
Nuc | 0 | 0 | 0 | 0 | 0 | 0
PS | 0 | 0 | 0 | 0 | 0 | 0
PV | 0 | 0 | 0 | 0 | 0 | 0
PeakG | 0 | 0 | 0 | 0 | 0 | 0
PeakO | 0 | 0 | 0 | 0 | 0 | 0
ST | 0 | 0 | 0 | 0 | 0 | 0
STOG | 0 | 0 | 0 | 0 | 0 | 0
STWD | 0 | 0 | 0 | 0 | 0 | 0
WT | 0 | 0 | 0 | 0 | 0 | 0
IGCC | 0 | 0 | 0 | 0 | 0 | 0
DemandResponse | 0 | 0 | 0 | 0 | 0 | 0
IGCC-CCS | 0 | 0 | 0 | 0 | 0 | 0
WT_off | 0 | 0 | 0 | 0 | 0 | 0
PseudoUnit | 0 | 0 | 0 | 0 | 0 | 0
FixedInterchange | 0 | 0 | 0 | 0 | 0 | 0
Retrofit FOM Costs by Reporting Type: MISO_MO-IL
ReportingType | 2015 | 2020 | 2025 | 2030 | 2035 | 2040
BM | 0 | 0 | 0 | 0 | 0 | 0
CC | 0 | 0 | 0 | 0 | 0 | 0
CSP | 0 | 0 | 0 | 0 | 0 | 0
CT | 0 | 0 | 0 | 0 | 0 | 0
Coal | 30.23 | 51.9 | 51.9 | 51.9 | 51.9 | 51.9
Geo | 0 | 0 | 0 | 0 | 0 | 0
H | 0 | 0 | 0 | 0 | 0 | 0
LFG | 0 | 0 | 0 | 0 | 0 | 0
Nuc | 0 | 0 | 0 | 0 | 0 | 0
PS | 0 | 0 | 0 | 0 | 0 | 0
PV | 0 | 0 | 0 | 0 | 0 | 0
PeakG | 0 | 0 | 0 | 0 | 0 | 0
PeakO | 0 | 0 | 0 | 0 | 0 | 0
ST | 0 | 0 | 0 | 0 | 0 | 0
STOG | 0 | 0 | 0 | 0 | 0 | 0
STWD | 0 | 0 | 0 | 0 | 0 | 0
WT | 0 | 0 | 0 | 0 | 0 | 0
IGCC | 0 | 0 | 0 | 0 | 0 | 0
DemandResponse | 0 | 0 | 0 | 0 | 0 | 0
IGCC-CCS | 0 | 0 | 0 | 0 | 0 | 0
WT_off | 0 | 0 | 0 | 0 | 0 | 0
PseudoUnit | 0 | 0 | 0 | 0 | 0 | 0
FixedInterchange | 0 | 0 | 0 | 0 | 0 | 0
Retrofit FOM Costs by Reporting Type: MISO_W
ReportingType | 2015 | 2020 | 2025 | 2030 | 2035 | 2040
BM | 0 | 0 | 0 | 0 | 0 | 0
CC | 0 | 0 | 0 | 0 | 0 | 0
CSP | 0 | 0 | 0 | 0 | 0 | 0
CT | 0 | 0 | 0 | 0 | 0 | 0
Coal | 37.95 | 61.12 | 61.12 | 61.12 | 61.12 | 61.12
Geo | 0 | 0 | 0 | 0 | 0 | 0
H | 0 | 0 | 0 | 0 | 0 | 0
LFG | 0 | 0 | 0 | 0 | 0 | 0
Nuc | 0 | 0 | 0 | 0 | 0 | 0
PS | 0 | 0 | 0 | 0 | 0 | 0
PV | 0 | 0 | 0 | 0 | 0 | 0
PeakG | 0 | 0 | 0 | 0 | 0 | 0
PeakO | 0 | 0 | 0 | 0 | 0 | 0
ST | 0 | 0 | 0 | 0 | 0 | 0
STOG | 0 | 0 | 0 | 0 | 0 | 0
STWD | 0 | 0 | 0 | 0 | 0 | 0
WT | 0 | 0 | 0 | 0 | 0 | 0
IGCC | 0 | 0 | 0 | 0 | 0 | 0
DemandResponse | 0 | 0 | 0 | 0 | 0 | 0
IGCC-CCS | 0 | 0 | 0 | 0 | 0 | 0
WT_off | 0 | 0 | 0 | 0 | 0 | 0
PseudoUnit | 0 | 0 | 0 | 0 | 0 | 0
FixedInterchange | 0 | 0 | 0 | 0 | 0 | 0
Retrofit FOM Costs by Reporting Type: MISO_WUMS
ReportingType | 2015 | 2020 | 2025 | 2030 | 2035 | 2040
BM | 0 | 0 | 0 | 0 | 0 | 0
CC | 0 | 0 | 0 | 0 | 0 | 0
CSP | 0 | 0 | 0 | 0 | 0 | 0
CT | 0 | 0 | 0 | 0 | 0 | 0
Coal | 35.36 | 32.76 | 32.76 | 32.76 | 32.76 | 32.76
Geo | 0 | 0 | 0 | 0 | 0 | 0
H | 0 | 0 | 0 | 0 | 0 | 0
LFG | 0 | 0 | 0 | 0 | 0 | 0
Nuc | 0 | 0 | 0 | 0 | 0 | 0
PS | 0 | 0 | 0 | 0 | 0 | 0
PV | 0 | 0 | 0 | 0 | 0 | 0
PeakG | 0 | 0 | 0 | 0 | 0 | 0
PeakO | 0 | 0 | 0 | 0 | 0 | 0
ST | 0 | 0 | 0 | 0 | 0 | 0
STOG | 0 | 0 | 0 | 0 | 0 | 0
STWD | 0 | 0 | 0 | 0 | 0 | 0
WT | 0 | 0 | 0 | 0 | 0 | 0
IGCC | 0 | 0 | 0 | 0 | 0 | 0
DemandResponse | 0 | 0 | 0 | 0 | 0 | 0
IGCC-CCS | 0 | 0 | 0 | 0 | 0 | 0
WT_off | 0 | 0 | 0 | 0 | 0 | 0
PseudoUnit | 0 | 0 | 0 | 0 | 0 | 0
FixedInterchange | 0 | 0 | 0 | 0 | 0 | 0
Retrofit FOM Costs by Reporting Type: Nebraska
ReportingType | 2015 | 2020 | 2025 | 2030 | 2035 | 2040
BM | 0 | 0 | 0 | 0 | 0 | 0
CC | 0 | 0 | 0 | 0 | 0 | 0
CSP | 0 | 0 | 0 | 0 | 0 | 0
CT | 0 | 0 | 0 | 0 | 0 | 0
Coal | 4.88 | 22.22 | 22.22 | 22.22 | 22.22 | 22.22
Geo | 0 | 0 | 0 | 0 | 0 | 0
H | 0 | 0 | 0 | 0 | 0 | 0
LFG | 0 | 0 | 0 | 0 | 0 | 0
Nuc | 0 | 0 | 0 | 0 | 0 | 0
PS | 0 | 0 | 0 | 0 | 0 | 0
PV | 0 | 0 | 0 | 0 | 0 | 0
PeakG | 0 | 0 | 0 | 0 | 0 | 0
PeakO | 0 | 0 | 0 | 0 | 0 | 0
ST | 0 | 0 | 0 | 0 | 0 | 0
STOG | 0 | 0 | 0 | 0 | 0 | 0
STWD | 0 | 0 | 0 | 0 | 0 | 0
WT | 0 | 0 | 0 | 0 | 0 | 0
IGCC | 0 | 0 | 0 | 0 | 0 | 0
DemandResponse | 0 | 0 | 0 | 0 | 0 | 0
IGCC-CCS | 0 | 0 | 0 | 0 | 0 | 0
WT_off | 0 | 0 | 0 | 0 | 0 | 0
PseudoUnit | 0 | 0 | 0 | 0 | 0 | 0
FixedInterchange | 0 | 0 | 0 | 0 | 0 | 0
Retrofit FOM Costs by Reporting Type: NEISO
ReportingType | 2015 | 2020 | 2025 | 2030 | 2035 | 2040
BM | 0 | 0 | 0 | 0 | 0 | 0
CC | 0 | 0 | 0 | 0 | 0 | 0
CSP | 0 | 0 | 0 | 0 | 0 | 0
CT | 0 | 0 | 0 | 0 | 0 | 0
Coal | 4.08 | 0 | 0 | 0 | 0 | 0
Geo | 0 | 0 | 0 | 0 | 0 | 0
H | 0 | 0 | 0 | 0 | 0 | 0
LFG | 0 | 0 | 0 | 0 | 0 | 0
Nuc | 0 | 0 | 0 | 0 | 0 | 0
PS | 0 | 0 | 0 | 0 | 0 | 0
PV | 0 | 0 | 0 | 0 | 0 | 0
PeakG | 0 | 0 | 0 | 0 | 0 | 0
PeakO | 0 | 0 | 0 | 0 | 0 | 0
ST | 0 | 0 | 0 | 0 | 0 | 0
STOG | 0 | 0 | 0 | 0 | 0 | 0
STWD | 0 | 0 | 0 | 0 | 0 | 0
WT | 0 | 0 | 0 | 0 | 0 | 0
IGCC | 0 | 0 | 0 | 0 | 0 | 0
DemandResponse | 0 | 0 | 0 | 0 | 0 | 0
IGCC-CCS | 0 | 0 | 0 | 0 | 0 | 0
WT_off | 0 | 0 | 0 | 0 | 0 | 0
PseudoUnit | 0 | 0 | 0 | 0 | 0 | 0
FixedInterchange | 0 | 0 | 0 | 0 | 0 | 0
Retrofit FOM Costs by Reporting Type: NonRTO_Midwest
ReportingType | 2015 | 2020 | 2025 | 2030 | 2035 | 2040
BM | 0 | 0 | 0 | 0 | 0 | 0
CC | 0 | 0 | 0 | 0 | 0 | 0
CSP | 0 | 0 | 0 | 0 | 0 | 0
CT | 0 | 0 | 0 | 0 | 0 | 0
Coal | 86.18 | 89.44 | 89.07 | 89.07 | 89.07 | 89.07
Geo | 0 | 0 | 0 | 0 | 0 | 0
H | 0 | 0 | 0 | 0 | 0 | 0
LFG | 0 | 0 | 0 | 0 | 0 | 0
Nuc | 0 | 0 | 0 | 0 | 0 | 0
PS | 0 | 0 | 0 | 0 | 0 | 0
PV | 0 | 0 | 0 | 0 | 0 | 0
PeakG | 0 | 0 | 0 | 0 | 0 | 0
PeakO | 0 | 0 | 0 | 0 | 0 | 0
ST | 0 | 0 | 0 | 0 | 0 | 0
STOG | 0 | 0 | 0 | 0 | 0 | 0
STWD | 0 | 0 | 0 | 0 | 0 | 0
WT | 0 | 0 | 0 | 0 | 0 | 0
IGCC | 0 | 0 | 0 | 0 | 0 | 0
DemandResponse | 0 | 0 | 0 | 0 | 0 | 0
IGCC-CCS | 0 | 0 | 0 | 0 | 0 | 0
WT_off | 0 | 0 | 0 | 0 | 0 | 0
PseudoUnit | 0 | 0 | 0 | 0 | 0 | 0
FixedInterchange | 0 | 0 | 0 | 0 | 0 | 0
Retrofit FOM Costs by Reporting Type: NYISO_A-F
ReportingType | 2015 | 2020 | 2025 | 2030 | 2035 | 2040
BM | 0 | 0 | 0 | 0 | 0 | 0
CC | 0 | 0 | 0 | 0 | 0 | 0
CSP | 0 | 0 | 0 | 0 | 0 | 0
CT | 0 | 0 | 0 | 0 | 0 | 0
Coal | 0 | 0 | 0 | 0 | 0 | 0
Geo | 0 | 0 | 0 | 0 | 0 | 0
H | 0 | 0 | 0 | 0 | 0 | 0
LFG | 0 | 0 | 0 | 0 | 0 | 0
Nuc | 0 | 0 | 0 | 0 | 0 | 0
PS | 0 | 0 | 0 | 0 | 0 | 0
PV | 0 | 0 | 0 | 0 | 0 | 0
PeakG | 0 | 0 | 0 | 0 | 0 | 0
PeakO | 0 | 0 | 0 | 0 | 0 | 0
ST | 0 | 0 | 0 | 0 | 0 | 0
STOG | 0 | 0 | 0 | 0 | 0 | 0
STWD | 0 | 0 | 0 | 0 | 0 | 0
WT | 0 | 0 | 0 | 0 | 0 | 0
IGCC | 0 | 0 | 0 | 0 | 0 | 0
DemandResponse | 0 | 0 | 0 | 0 | 0 | 0
IGCC-CCS | 0 | 0 | 0 | 0 | 0 | 0
WT_off | 0 | 0 | 0 | 0 | 0 | 0
PseudoUnit | 0 | 0 | 0 | 0 | 0 | 0
FixedInterchange | 0 | 0 | 0 | 0 | 0 | 0
Retrofit FOM Costs by Reporting Type: NYISO_G-I
ReportingType | 2015 | 2020 | 2025 | 2030 | 2035 | 2040
BM | 0 | 0 | 0 | 0 | 0 | 0
CC | 0 | 0 | 0 | 0 | 0 | 0
CSP | 0 | 0 | 0 | 0 | 0 | 0
CT | 0 | 0 | 0 | 0 | 0 | 0
Coal | 0 | 0 | 0 | 0 | 0 | 0
Geo | 0 | 0 | 0 | 0 | 0 | 0
H | 0 | 0 | 0 | 0 | 0 | 0
LFG | 0 | 0 | 0 | 0 | 0 | 0
Nuc | 0 | 0 | 0 | 0 | 0 | 0
PS | 0 | 0 | 0 | 0 | 0 | 0
PV | 0 | 0 | 0 | 0 | 0 | 0
PeakG | 0 | 0 | 0 | 0 | 0 | 0
PeakO | 0 | 0 | 0 | 0 | 0 | 0
ST | 0 | 0 | 0 | 0 | 0 | 0
STOG | 0 | 0 | 0 | 0 | 0 | 0
STWD | 0 | 0 | 0 | 0 | 0 | 0
WT | 0 | 0 | 0 | 0 | 0 | 0
IGCC | 0 | 0 | 0 | 0 | 0 | 0
DemandResponse | 0 | 0 | 0 | 0 | 0 | 0
IGCC-CCS | 0 | 0 | 0 | 0 | 0 | 0
WT_off | 0 | 0 | 0 | 0 | 0 | 0
PseudoUnit | 0 | 0 | 0 | 0 | 0 | 0
FixedInterchange | 0 | 0 | 0 | 0 | 0 | 0
Retrofit FOM Costs by Reporting Type: NYISO_J-K
ReportingType | 2015 | 2020 | 2025 | 2030 | 2035 | 2040
BM | 0 | 0 | 0 | 0 | 0 | 0
CC | 0 | 0 | 0 | 0 | 0 | 0
CSP | 0 | 0 | 0 | 0 | 0 | 0
CT | 0 | 0 | 0 | 0 | 0 | 0
Coal | 0 | 0 | 0 | 0 | 0 | 0
Geo | 0 | 0 | 0 | 0 | 0 | 0
H | 0 | 0 | 0 | 0 | 0 | 0
LFG | 0 | 0 | 0 | 0 | 0 | 0
Nuc | 0 | 0 | 0 | 0 | 0 | 0
PS | 0 | 0 | 0 | 0 | 0 | 0
PV | 0 | 0 | 0 | 0 | 0 | 0
PeakG | 0 | 0 | 0 | 0 | 0 | 0
PeakO | 0 | 0 | 0 | 0 | 0 | 0
ST | 0 | 0 | 0 | 0 | 0 | 0
STOG | 0 | 0 | 0 | 0 | 0 | 0
STWD | 0 | 0 | 0 | 0 | 0 | 0
WT | 0 | 0 | 0 | 0 | 0 | 0
IGCC | 0 | 0 | 0 | 0 | 0 | 0
DemandResponse | 0 | 0 | 0 | 0 | 0 | 0
IGCC-CCS | 0 | 0 | 0 | 0 | 0 | 0
WT_off | 0 | 0 | 0 | 0 | 0 | 0
PseudoUnit | 0 | 0 | 0 | 0 | 0 | 0
FixedInterchange | 0 | 0 | 0 | 0 | 0 | 0
Retrofit FOM Costs by Reporting Type: PJM_E
ReportingType | 2015 | 2020 | 2025 | 2030 | 2035 | 2040
BM | 0 | 0 | 0 | 0 | 0 | 0
CC | 0 | 0 | 0 | 0 | 0 | 0
CSP | 0 | 0 | 0 | 0 | 0 | 0
CT | 0 | 0 | 0 | 0 | 0 | 0
Coal | 1.07 | 0 | 0 | 0 | 0 | 0
Geo | 0 | 0 | 0 | 0 | 0 | 0
H | 0 | 0 | 0 | 0 | 0 | 0
LFG | 0 | 0 | 0 | 0 | 0 | 0
Nuc | 0 | 0 | 0 | 0 | 0 | 0
PS | 0 | 0 | 0 | 0 | 0 | 0
PV | 0 | 0 | 0 | 0 | 0 | 0
PeakG | 0 | 0 | 0 | 0 | 0 | 0
PeakO | 0 | 0 | 0 | 0 | 0 | 0
ST | 0 | 0 | 0 | 0 | 0 | 0
STOG | 0 | 0 | 0 | 0 | 0 | 0
STWD | 0 | 0 | 0 | 0 | 0 | 0
WT | 0 | 0 | 0 | 0 | 0 | 0
IGCC | 0 | 0 | 0 | 0 | 0 | 0
DemandResponse | 0 | 0 | 0 | 0 | 0 | 0
IGCC-CCS | 0 | 0 | 0 | 0 | 0 | 0
WT_off | 0 | 0 | 0 | 0 | 0 | 0
PseudoUnit | 0 | 0 | 0 | 0 | 0 | 0
FixedInterchange | 0 | 0 | 0 | 0 | 0 | 0
Retrofit FOM Costs by Reporting Type: PJM_ROM
ReportingType | 2015 | 2020 | 2025 | 2030 | 2035 | 2040
BM | 0 | 0 | 0 | 0 | 0 | 0
CC | 0 | 0 | 0 | 0 | 0 | 0
CSP | 0 | 0 | 0 | 0 | 0 | 0
CT | 0 | 0 | 0 | 0 | 0 | 0
Coal | 58.52 | 68.08 | 68.08 | 68.08 | 68.08 | 68.08
Geo | 0 | 0 | 0 | 0 | 0 | 0
H | 0 | 0 | 0 | 0 | 0 | 0
LFG | 0 | 0 | 0 | 0 | 0 | 0
Nuc | 0 | 0 | 0 | 0 | 0 | 0
PS | 0 | 0 | 0 | 0 | 0 | 0
PV | 0 | 0 | 0 | 0 | 0 | 0
PeakG | 0 | 0 | 0 | 0 | 0 | 0
PeakO | 0 | 0 | 0 | 0 | 0 | 0
ST | 0 | 0 | 0 | 0 | 0 | 0
STOG | 0 | 0 | 0 | 0 | 0 | 0
STWD | 0 | 0 | 0 | 0 | 0 | 0
WT | 0 | 0 | 0 | 0 | 0 | 0
IGCC | 0 | 0 | 0 | 0 | 0 | 0
DemandResponse | 0 | 0 | 0 | 0 | 0 | 0
IGCC-CCS | 0 | 0 | 0 | 0 | 0 | 0
WT_off | 0 | 0 | 0 | 0 | 0 | 0
PseudoUnit | 0 | 0 | 0 | 0 | 0 | 0
FixedInterchange | 0 | 0 | 0 | 0 | 0 | 0
Retrofit FOM Costs by Reporting Type: PJM_ROR
ReportingType | 2015 | 2020 | 2025 | 2030 | 2035 | 2040
BM | 0 | 0 | 0 | 0 | 0 | 0
CC | 0 | 0 | 0 | 0 | 0 | 0
CSP | 0 | 0 | 0 | 0 | 0 | 0
CT | 0 | 0 | 0 | 0 | 0 | 0
Coal | 261.3 | 295.58 | 295.58 | 295.58 | 295.58 | 295.58
Geo | 0 | 0 | 0 | 0 | 0 | 0
H | 0 | 0 | 0 | 0 | 0 | 0
LFG | 0 | 0 | 0 | 0 | 0 | 0
Nuc | 0 | 0 | 0 | 0 | 0 | 0
PS | 0 | 0 | 0 | 0 | 0 | 0
PV | 0 | 0 | 0 | 0 | 0 | 0
PeakG | 0 | 0 | 0 | 0 | 0 | 0
PeakO | 0 | 0 | 0 | 0 | 0 | 0
ST | 0 | 0 | 0 | 0 | 0 | 0
STOG | 0 | 0 | 0 | 0 | 0 | 0
STWD | 0 | 0 | 0 | 0 | 0 | 0
WT | 0 | 0 | 0 | 0 | 0 | 0
IGCC | 0 | 0 | 0 | 0 | 0 | 0
DemandResponse | 0 | 0 | 0 | 0 | 0 | 0
IGCC-CCS | 0 | 0 | 0 | 0 | 0 | 0
WT_off | 0 | 0 | 0 | 0 | 0 | 0
PseudoUnit | 0 | 0 | 0 | 0 | 0 | 0
FixedInterchange | 0 | 0 | 0 | 0 | 0 | 0
Retrofit FOM Costs by Reporting Type: SOCO
ReportingType | 2015 | 2020 | 2025 | 2030 | 2035 | 2040
BM | 0 | 0 | 0 | 0 | 0 | 0
CC | 0 | 0 | 0 | 0 | 0 | 0
CSP | 0 | 0 | 0 | 0 | 0 | 0
CT | 0 | 0 | 0 | 0 | 0 | 0
Coal | 114.6 | 120.32 | 120.32 | 120.32 | 120.32 | 120.32
Geo | 0 | 0 | 0 | 0 | 0 | 0
H | 0 | 0 | 0 | 0 | 0 | 0
LFG | 0 | 0 | 0 | 0 | 0 | 0
Nuc | 0 | 0 | 0 | 0 | 0 | 0
PS | 0 | 0 | 0 | 0 | 0 | 0
PV | 0 | 0 | 0 | 0 | 0 | 0
PeakG | 0 | 0 | 0 | 0 | 0 | 0
PeakO | 0 | 0 | 0 | 0 | 0 | 0
ST | 0 | 0 | 0 | 0 | 0 | 0
STOG | 0 | 0 | 0 | 0 | 0 | 0
STWD | 0 | 0 | 0 | 0 | 0 | 0
WT | 0 | 0 | 0 | 0 | 0 | 0
IGCC | 0 | 0 | 0 | 0 | 0 | 0
DemandResponse | 0 | 0 | 0 | 0 | 0 | 0
IGCC-CCS | 0 | 0 | 0 | 0 | 0 | 0
WT_off | 0 | 0 | 0 | 0 | 0 | 0
PseudoUnit | 0 | 0 | 0 | 0 | 0 | 0
FixedInterchange | 0 | 0 | 0 | 0 | 0 | 0
Retrofit FOM Costs by Reporting Type: SPP_N
ReportingType | 2015 | 2020 | 2025 | 2030 | 2035 | 2040
BM | 0 | 0 | 0 | 0 | 0 | 0
CC | 0 | 0 | 0 | 0 | 0 | 0
CSP | 0 | 0 | 0 | 0 | 0 | 0
CT | 0 | 0 | 0 | 0 | 0 | 0
Coal | 36.22 | 42.9 | 42.9 | 42.9 | 42.9 | 42.9
Geo | 0 | 0 | 0 | 0 | 0 | 0
H | 0 | 0 | 0 | 0 | 0 | 0
LFG | 0 | 0 | 0 | 0 | 0 | 0
Nuc | 0 | 0 | 0 | 0 | 0 | 0
PS | 0 | 0 | 0 | 0 | 0 | 0
PV | 0 | 0 | 0 | 0 | 0 | 0
PeakG | 0 | 0 | 0 | 0 | 0 | 0
PeakO | 0 | 0 | 0 | 0 | 0 | 0
ST | 0 | 0 | 0 | 0 | 0 | 0
STOG | 0 | 0 | 0 | 0 | 0 | 0
STWD | 0 | 0 | 0 | 0 | 0 | 0
WT | 0 | 0 | 0 | 0 | 0 | 0
IGCC | 0 | 0 | 0 | 0 | 0 | 0
DemandResponse | 0 | 0 | 0 | 0 | 0 | 0
IGCC-CCS | 0 | 0 | 0 | 0 | 0 | 0
WT_off | 0 | 0 | 0 | 0 | 0 | 0
PseudoUnit | 0 | 0 | 0 | 0 | 0 | 0
FixedInterchange | 0 | 0 | 0 | 0 | 0 | 0
Retrofit FOM Costs by Reporting Type: SPP_S
ReportingType | 2015 | 2020 | 2025 | 2030 | 2035 | 2040
BM | 0 | 0 | 0 | 0 | 0 | 0
CC | 0 | 0 | 0 | 0 | 0 | 0
CSP | 0 | 0 | 0 | 0 | 0 | 0
CT | 0 | 0 | 0 | 0 | 0 | 0
Coal | 20.12 | 32.45 | 32.45 | 32.45 | 32.45 | 32.45
Geo | 0 | 0 | 0 | 0 | 0 | 0
H | 0 | 0 | 0 | 0 | 0 | 0
LFG | 0 | 0 | 0 | 0 | 0 | 0
Nuc | 0 | 0 | 0 | 0 | 0 | 0
PS | 0 | 0 | 0 | 0 | 0 | 0
PV | 0 | 0 | 0 | 0 | 0 | 0
PeakG | 0 | 0 | 0 | 0 | 0 | 0
PeakO | 0 | 0 | 0 | 0 | 0 | 0
ST | 0 | 0 | 0 | 0 | 0 | 0
STOG | 0 | 0 | 0 | 0 | 0 | 0
STWD | 0 | 0 | 0 | 0 | 0 | 0
WT | 0 | 0 | 0 | 0 | 0 | 0
IGCC | 0 | 0 | 0 | 0 | 0 | 0
DemandResponse | 0 | 0 | 0 | 0 | 0 | 0
IGCC-CCS | 0 | 0 | 0 | 0 | 0 | 0
WT_off | 0 | 0 | 0 | 0 | 0 | 0
PseudoUnit | 0 | 0 | 0 | 0 | 0 | 0
FixedInterchange | 0 | 0 | 0 | 0 | 0 | 0
Retrofit FOM Costs by Reporting Type: TVA
ReportingType | 2015 | 2020 | 2025 | 2030 | 2035 | 2040
BM | 0 | 0 | 0 | 0 | 0 | 0
CC | 0 | 0 | 0 | 0 | 0 | 0
CSP | 0 | 0 | 0 | 0 | 0 | 0
CT | 0 | 0 | 0 | 0 | 0 | 0
Coal | 43.86 | 52.89 | 52.89 | 52.89 | 52.89 | 52.89
Geo | 0 | 0 | 0 | 0 | 0 | 0
H | 0 | 0 | 0 | 0 | 0 | 0
LFG | 0 | 0 | 0 | 0 | 0 | 0
Nuc | 0 | 0 | 0 | 0 | 0 | 0
PS | 0 | 0 | 0 | 0 | 0 | 0
PV | 0 | 0 | 0 | 0 | 0 | 0
PeakG | 0 | 0 | 0 | 0 | 0 | 0
PeakO | 0 | 0 | 0 | 0 | 0 | 0
ST | 0 | 0 | 0 | 0 | 0 | 0
STOG | 0 | 0 | 0 | 0 | 0 | 0
STWD | 0 | 0 | 0 | 0 | 0 | 0
WT | 0 | 0 | 0 | 0 | 0 | 0
IGCC | 0 | 0 | 0 | 0 | 0 | 0
DemandResponse | 0 | 0 | 0 | 0 | 0 | 0
IGCC-CCS | 0 | 0 | 0 | 0 | 0 | 0
WT_off | 0 | 0 | 0 | 0 | 0 | 0
PseudoUnit | 0 | 0 | 0 | 0 | 0 | 0
FixedInterchange | 0 | 0 | 0 | 0 | 0 | 0
Retrofit FOM Costs by Reporting Type: TVA_Transmission
ReportingType | 2015 | 2020 | 2025 | 2030 | 2035 | 2040
BM | 0 | 0 | 0 | 0 | 0 | 0
CC | 0 | 0 | 0 | 0 | 0 | 0
CSP | 0 | 0 | 0 | 0 | 0 | 0
CT | 0 | 0 | 0 | 0 | 0 | 0
Coal | 0 | 0 | 0 | 0 | 0 | 0
Geo | 0 | 0 | 0 | 0 | 0 | 0
H | 0 | 0 | 0 | 0 | 0 | 0
LFG | 0 | 0 | 0 | 0 | 0 | 0
Nuc | 0 | 0 | 0 | 0 | 0 | 0
PS | 0 | 0 | 0 | 0 | 0 | 0
PV | 0 | 0 | 0 | 0 | 0 | 0
PeakG | 0 | 0 | 0 | 0 | 0 | 0
PeakO | 0 | 0 | 0 | 0 | 0 | 0
ST | 0 | 0 | 0 | 0 | 0 | 0
STOG | 0 | 0 | 0 | 0 | 0 | 0
STWD | 0 | 0 | 0 | 0 | 0 | 0
WT | 0 | 0 | 0 | 0 | 0 | 0
IGCC | 0 | 0 | 0 | 0 | 0 | 0
DemandResponse | 0 | 0 | 0 | 0 | 0 | 0
IGCC-CCS | 0 | 0 | 0 | 0 | 0 | 0
WT_off | 0 | 0 | 0 | 0 | 0 | 0
PseudoUnit | 0 | 0 | 0 | 0 | 0 | 0
FixedInterchange | 0 | 0 | 0 | 0 | 0 | 0
Retrofit FOM Costs by Reporting Type: VACAR
ReportingType | 2015 | 2020 | 2025 | 2030 | 2035 | 2040
BM | 0 | 0 | 0 | 0 | 0 | 0
CC | 0 | 0 | 0 | 0 | 0 | 0
CSP | 0 | 0 | 0 | 0 | 0 | 0
CT | 0 | 0 | 0 | 0 | 0 | 0
Coal | 139.43 | 107.37 | 107.37 | 107.37 | 107.37 | 107.37
Geo | 0 | 0 | 0 | 0 | 0 | 0
H | 0 | 0 | 0 | 0 | 0 | 0
LFG | 0 | 0 | 0 | 0 | 0 | 0
Nuc | 0 | 0 | 0 | 0 | 0 | 0
PS | 0 | 0 | 0 | 0 | 0 | 0
PV | 0 | 0 | 0 | 0 | 0 | 0
PeakG | 0 | 0 | 0 | 0 | 0 | 0
PeakO | 0 | 0 | 0 | 0 | 0 | 0
ST | 0 | 0 | 0 | 0 | 0 | 0
STOG | 0 | 0 | 0 | 0 | 0 | 0
STWD | 0 | 0 | 0 | 0 | 0 | 0
WT | 0 | 0 | 0 | 0 | 0 | 0
IGCC | 0 | 0 | 0 | 0 | 0 | 0
DemandResponse | 0 | 0 | 0 | 0 | 0 | 0
IGCC-CCS | 0 | 0 | 0 | 0 | 0 | 0
WT_off | 0 | 0 | 0 | 0 | 0 | 0
PseudoUnit | 0 | 0 | 0 | 0 | 0 | 0
FixedInterchange | 0 | 0 | 0 | 0 | 0 | 0
Retrofit FOM Costs by Reporting Type: IESO
ReportingType | 2015 | 2020 | 2025 | 2030 | 2035 | 2040
BM | 0 | 0 | 0 | 0 | 0 | 0
CC | 0 | 0 | 0 | 0 | 0 | 0
CSP | 0 | 0 | 0 | 0 | 0 | 0
CT | 0 | 0 | 0 | 0 | 0 | 0
Coal | 0 | 0 | 0 | 0 | 0 | 0
Geo | 0 | 0 | 0 | 0 | 0 | 0
H | 0 | 0 | 0 | 0 | 0 | 0
LFG | 0 | 0 | 0 | 0 | 0 | 0
Nuc | 0 | 0 | 0 | 0 | 0 | 0
PS | 0 | 0 | 0 | 0 | 0 | 0
PV | 0 | 0 | 0 | 0 | 0 | 0
PeakG | 0 | 0 | 0 | 0 | 0 | 0
PeakO | 0 | 0 | 0 | 0 | 0 | 0
ST | 0 | 0 | 0 | 0 | 0 | 0
STOG | 0 | 0 | 0 | 0 | 0 | 0
STWD | 0 | 0 | 0 | 0 | 0 | 0
WT | 0 | 0 | 0 | 0 | 0 | 0
IGCC | 0 | 0 | 0 | 0 | 0 | 0
DemandResponse | 0 | 0 | 0 | 0 | 0 | 0
IGCC-CCS | 0 | 0 | 0 | 0 | 0 | 0
WT_off | 0 | 0 | 0 | 0 | 0 | 0
PseudoUnit | 0 | 0 | 0 | 0 | 0 | 0
FixedInterchange | 0 | 0 | 0 | 0 | 0 | 0
Retrofit FOM Costs by Reporting Type: MAPP_CA
ReportingType | 2015 | 2020 | 2025 | 2030 | 2035 | 2040
BM | 0 | 0 | 0 | 0 | 0 | 0
CC | 0 | 0 | 0 | 0 | 0 | 0
CSP | 0 | 0 | 0 | 0 | 0 | 0
CT | 0 | 0 | 0 | 0 | 0 | 0
Coal | 0 | 0 | 0 | 0 | 0 | 0
Geo | 0 | 0 | 0 | 0 | 0 | 0
H | 0 | 0 | 0 | 0 | 0 | 0
LFG | 0 | 0 | 0 | 0 | 0 | 0
Nuc | 0 | 0 | 0 | 0 | 0 | 0
PS | 0 | 0 | 0 | 0 | 0 | 0
PV | 0 | 0 | 0 | 0 | 0 | 0
PeakG | 0 | 0 | 0 | 0 | 0 | 0
PeakO | 0 | 0 | 0 | 0 | 0 | 0
ST | 0 | 0 | 0 | 0 | 0 | 0
STOG | 0 | 0 | 0 | 0 | 0 | 0
STWD | 0 | 0 | 0 | 0 | 0 | 0
WT | 0 | 0 | 0 | 0 | 0 | 0
IGCC | 0 | 0 | 0 | 0 | 0 | 0
DemandResponse | 0 | 0 | 0 | 0 | 0 | 0
IGCC-CCS | 0 | 0 | 0 | 0 | 0 | 0
WT_off | 0 | 0 | 0 | 0 | 0 | 0
PseudoUnit | 0 | 0 | 0 | 0 | 0 | 0
FixedInterchange | 0 | 0 | 0 | 0 | 0 | 0
Retrofit FOM Costs by Reporting Type: AZ_NM_SNV_Coal
ReportingType | 2015 | 2020 | 2025 | 2030 | 2035 | 2040
BM | 0 | 0 | 0 | 0 | 0 | 0
CC | 0 | 0 | 0 | 0 | 0 | 0
CSP | 0 | 0 | 0 | 0 | 0 | 0
CT | 0 | 0 | 0 | 0 | 0 | 0
Coal | 67 | 71.99 | 71.99 | 71.99 | 71.99 | 71.99
Geo | 0 | 0 | 0 | 0 | 0 | 0
H | 0 | 0 | 0 | 0 | 0 | 0
LFG | 0 | 0 | 0 | 0 | 0 | 0
Nuc | 0 | 0 | 0 | 0 | 0 | 0
PS | 0 | 0 | 0 | 0 | 0 | 0
PV | 0 | 0 | 0 | 0 | 0 | 0
PeakG | 0 | 0 | 0 | 0 | 0 | 0
PeakO | 0 | 0 | 0 | 0 | 0 | 0
ST | 0 | 0 | 0 | 0 | 0 | 0
STOG | 0 | 0 | 0 | 0 | 0 | 0
STWD | 0 | 0 | 0 | 0 | 0 | 0
WT | 0 | 0 | 0 | 0 | 0 | 0
IGCC | 0 | 0 | 0 | 0 | 0 | 0
DemandResponse | 0 | 0 | 0 | 0 | 0 | 0
IGCC-CCS | 0 | 0 | 0 | 0 | 0 | 0
WT_off | 0 | 0 | 0 | 0 | 0 | 0
PseudoUnit | 0 | 0 | 0 | 0 | 0 | 0
FixedInterchange | 0 | 0 | 0 | 0 | 0 | 0
Retrofit FOM Costs by Reporting Type: AZ_NM_SNV_Gas
ReportingType | 2015 | 2020 | 2025 | 2030 | 2035 | 2040
BM | 0 | 0 | 0 | 0 | 0 | 0
CC | 0 | 0 | 0 | 0 | 0 | 0
CSP | 0 | 0 | 0 | 0 | 0 | 0
CT | 0 | 0 | 0 | 0 | 0 | 0
Coal | 0 | 0 | 0 | 0 | 0 | 0
Geo | 0 | 0 | 0 | 0 | 0 | 0
H | 0 | 0 | 0 | 0 | 0 | 0
LFG | 0 | 0 | 0 | 0 | 0 | 0
Nuc | 0 | 0 | 0 | 0 | 0 | 0
PS | 0 | 0 | 0 | 0 | 0 | 0
PV | 0 | 0 | 0 | 0 | 0 | 0
PeakG | 0 | 0 | 0 | 0 | 0 | 0
PeakO | 0 | 0 | 0 | 0 | 0 | 0
ST | 0 | 0 | 0 | 0 | 0 | 0
STOG | 0 | 0 | 0 | 0 | 0 | 0
STWD | 0 | 0 | 0 | 0 | 0 | 0
WT | 0 | 0 | 0 | 0 | 0 | 0
IGCC | 0 | 0 | 0 | 0 | 0 | 0
DemandResponse | 0 | 0 | 0 | 0 | 0 | 0
IGCC-CCS | 0 | 0 | 0 | 0 | 0 | 0
WT_off | 0 | 0 | 0 | 0 | 0 | 0
PseudoUnit | 0 | 0 | 0 | 0 | 0 | 0
FixedInterchange | 0 | 0 | 0 | 0 | 0 | 0
Retrofit FOM Costs by Reporting Type: AZ_NM_SNV_NucRenew
ReportingType | 2015 | 2020 | 2025 | 2030 | 2035 | 2040
BM | 0 | 0 | 0 | 0 | 0 | 0
CC | 0 | 0 | 0 | 0 | 0 | 0
CSP | 0 | 0 | 0 | 0 | 0 | 0
CT | 0 | 0 | 0 | 0 | 0 | 0
Coal | 0 | 0 | 0 | 0 | 0 | 0
Geo | 0 | 0 | 0 | 0 | 0 | 0
H | 0 | 0 | 0 | 0 | 0 | 0
LFG | 0 | 0 | 0 | 0 | 0 | 0
Nuc | 0 | 0 | 0 | 0 | 0 | 0
PS | 0 | 0 | 0 | 0 | 0 | 0
PV | 0 | 0 | 0 | 0 | 0 | 0
PeakG | 0 | 0 | 0 | 0 | 0 | 0
PeakO | 0 | 0 | 0 | 0 | 0 | 0
ST | 0 | 0 | 0 | 0 | 0 | 0
STOG | 0 | 0 | 0 | 0 | 0 | 0
STWD | 0 | 0 | 0 | 0 | 0 | 0
WT | 0 | 0 | 0 | 0 | 0 | 0
IGCC | 0 | 0 | 0 | 0 | 0 | 0
DemandResponse | 0 | 0 | 0 | 0 | 0 | 0
IGCC-CCS | 0 | 0 | 0 | 0 | 0 | 0
WT_off | 0 | 0 | 0 | 0 | 0 | 0
PseudoUnit | 0 | 0 | 0 | 0 | 0 | 0
FixedInterchange | 0 | 0 | 0 | 0 | 0 | 0
Retrofit FOM Costs by Reporting Type: ERCOT
ReportingType | 2015 | 2020 | 2025 | 2030 | 2035 | 2040
BM | 0 | 0 | 0 | 0 | 0 | 0
CC | 0 | 0 | 0 | 0 | 0 | 0
CSP | 0 | 0 | 0 | 0 | 0 | 0
CT | 0 | 0 | 0 | 0 | 0 | 0
Coal | 95.78 | 116.56 | 116.56 | 116.56 | 116.56 | 116.56
Geo | 0 | 0 | 0 | 0 | 0 | 0
H | 0 | 0 | 0 | 0 | 0 | 0
LFG | 0 | 0 | 0 | 0 | 0 | 0
Nuc | 0 | 0 | 0 | 0 | 0 | 0
PS | 0 | 0 | 0 | 0 | 0 | 0
PV | 0 | 0 | 0 | 0 | 0 | 0
PeakG | 0 | 0 | 0 | 0 | 0 | 0
PeakO | 0 | 0 | 0 | 0 | 0 | 0
ST | 0 | 0 | 0 | 0 | 0 | 0
STOG | 0 | 0 | 0 | 0 | 0 | 0
STWD | 0 | 0 | 0 | 0 | 0 | 0
WT | 0 | 0 | 0 | 0 | 0 | 0
IGCC | 0 | 0 | 0 | 0 | 0 | 0
DemandResponse | 0 | 0 | 0 | 0 | 0 | 0
IGCC-CCS | 0 | 0 | 0 | 0 | 0 | 0
WT_off | 0 | 0 | 0 | 0 | 0 | 0
PseudoUnit | 0 | 0 | 0 | 0 | 0 | 0
FixedInterchange | 0 | 0 | 0 | 0 | 0 | 0
Retrofit FOM Costs by Reporting Type: NP15
ReportingType | 2015 | 2020 | 2025 | 2030 | 2035 | 2040
BM | 0 | 0 | 0 | 0 | 0 | 0
CC | 0 | 0 | 0 | 0 | 0 | 0
CSP | 0 | 0 | 0 | 0 | 0 | 0
CT | 0 | 0 | 0 | 0 | 0 | 0
Coal | 0.19 | 0 | 0 | 0 | 0 | 0
Geo | 0 | 0 | 0 | 0 | 0 | 0
H | 0 | 0 | 0 | 0 | 0 | 0
LFG | 0 | 0 | 0 | 0 | 0 | 0
Nuc | 0 | 0 | 0 | 0 | 0 | 0
PS | 0 | 0 | 0 | 0 | 0 | 0
PV | 0 | 0 | 0 | 0 | 0 | 0
PeakG | 0 | 0 | 0 | 0 | 0 | 0
PeakO | 0 | 0 | 0 | 0 | 0 | 0
ST | 0 | 0 | 0 | 0 | 0 | 0
STOG | 0 | 0 | 0 | 0 | 0 | 0
STWD | 0 | 0 | 0 | 0 | 0 | 0
WT | 0 | 0 | 0 | 0 | 0 | 0
IGCC | 0 | 0 | 0 | 0 | 0 | 0
DemandResponse | 0 | 0 | 0 | 0 | 0 | 0
IGCC-CCS | 0 | 0 | 0 | 0 | 0 | 0
WT_off | 0 | 0 | 0 | 0 | 0 | 0
PseudoUnit | 0 | 0 | 0 | 0 | 0 | 0
FixedInterchange | 0 | 0 | 0 | 0 | 0 | 0
Retrofit FOM Costs by Reporting Type: NWPP_Coal
ReportingType | 2015 | 2020 | 2025 | 2030 | 2035 | 2040
BM | 0 | 0 | 0 | 0 | 0 | 0
CC | 0 | 0 | 0 | 0 | 0 | 0
CSP | 0 | 0 | 0 | 0 | 0 | 0
CT | 0 | 0 | 0 | 0 | 0 | 0
Coal | 66.62 | 76.08 | 76.08 | 76.08 | 76.08 | 76.08
Geo | 0 | 0 | 0 | 0 | 0 | 0
H | 0 | 0 | 0 | 0 | 0 | 0
LFG | 0 | 0 | 0 | 0 | 0 | 0
Nuc | 0 | 0 | 0 | 0 | 0 | 0
PS | 0 | 0 | 0 | 0 | 0 | 0
PV | 0 | 0 | 0 | 0 | 0 | 0
PeakG | 0 | 0 | 0 | 0 | 0 | 0
PeakO | 0 | 0 | 0 | 0 | 0 | 0
ST | 0 | 0 | 0 | 0 | 0 | 0
STOG | 0 | 0 | 0 | 0 | 0 | 0
STWD | 0 | 0 | 0 | 0 | 0 | 0
WT | 0 | 0 | 0 | 0 | 0 | 0
IGCC | 0 | 0 | 0 | 0 | 0 | 0
DemandResponse | 0 | 0 | 0 | 0 | 0 | 0
IGCC-CCS | 0 | 0 | 0 | 0 | 0 | 0
WT_off | 0 | 0 | 0 | 0 | 0 | 0
PseudoUnit | 0 | 0 | 0 | 0 | 0 | 0
FixedInterchange | 0 | 0 | 0 | 0 | 0 | 0
Retrofit FOM Costs by Reporting Type: NWPP_Gas
ReportingType | 2015 | 2020 | 2025 | 2030 | 2035 | 2040
BM | 0 | 0 | 0 | 0 | 0 | 0
CC | 0 | 0 | 0 | 0 | 0 | 0
CSP | 0 | 0 | 0 | 0 | 0 | 0
CT | 0 | 0 | 0 | 0 | 0 | 0
Coal | 0 | 0 | 0 | 0 | 0 | 0
Geo | 0 | 0 | 0 | 0 | 0 | 0
H | 0 | 0 | 0 | 0 | 0 | 0
LFG | 0 | 0 | 0 | 0 | 0 | 0
Nuc | 0 | 0 | 0 | 0 | 0 | 0
PS | 0 | 0 | 0 | 0 | 0 | 0
PV | 0 | 0 | 0 | 0 | 0 | 0
PeakG | 0 | 0 | 0 | 0 | 0 | 0
PeakO | 0 | 0 | 0 | 0 | 0 | 0
ST | 0 | 0 | 0 | 0 | 0 | 0
STOG | 0 | 0 | 0 | 0 | 0 | 0
STWD | 0 | 0 | 0 | 0 | 0 | 0
WT | 0 | 0 | 0 | 0 | 0 | 0
IGCC | 0 | 0 | 0 | 0 | 0 | 0
DemandResponse | 0 | 0 | 0 | 0 | 0 | 0
IGCC-CCS | 0 | 0 | 0 | 0 | 0 | 0
WT_off | 0 | 0 | 0 | 0 | 0 | 0
PseudoUnit | 0 | 0 | 0 | 0 | 0 | 0
FixedInterchange | 0 | 0 | 0 | 0 | 0 | 0
Retrofit FOM Costs by Reporting Type: NWPP_NucRenew
ReportingType | 2015 | 2020 | 2025 | 2030 | 2035 | 2040
BM | 0 | 0 | 0 | 0 | 0 | 0
CC | 0 | 0 | 0 | 0 | 0 | 0
CSP | 0 | 0 | 0 | 0 | 0 | 0
CT | 0 | 0 | 0 | 0 | 0 | 0
Coal | 0 | 0 | 0 | 0 | 0 | 0
Geo | 0 | 0 | 0 | 0 | 0 | 0
H | 0 | 0 | 0 | 0 | 0 | 0
LFG | 0 | 0 | 0 | 0 | 0 | 0
Nuc | 0 | 0 | 0 | 0 | 0 | 0
PS | 0 | 0 | 0 | 0 | 0 | 0
PV | 0 | 0 | 0 | 0 | 0 | 0
PeakG | 0 | 0 | 0 | 0 | 0 | 0
PeakO | 0 | 0 | 0 | 0 | 0 | 0
ST | 0 | 0 | 0 | 0 | 0 | 0
STOG | 0 | 0 | 0 | 0 | 0 | 0
STWD | 0 | 0 | 0 | 0 | 0 | 0
WT | 0 | 0 | 0 | 0 | 0 | 0
IGCC | 0 | 0 | 0 | 0 | 0 | 0
DemandResponse | 0 | 0 | 0 | 0 | 0 | 0
IGCC-CCS | 0 | 0 | 0 | 0 | 0 | 0
WT_off | 0 | 0 | 0 | 0 | 0 | 0
PseudoUnit | 0 | 0 | 0 | 0 | 0 | 0
FixedInterchange | 0 | 0 | 0 | 0 | 0 | 0
Retrofit FOM Costs by Reporting Type: RMPA
ReportingType | 2015 | 2020 | 2025 | 2030 | 2035 | 2040
BM | 0 | 0 | 0 | 0 | 0 | 0
CC | 0 | 0 | 0 | 0 | 0 | 0
CSP | 0 | 0 | 0 | 0 | 0 | 0
CT | 0 | 0 | 0 | 0 | 0 | 0
Coal | 22.96 | 31.63 | 31.21 | 31.21 | 31.21 | 31.21
Geo | 0 | 0 | 0 | 0 | 0 | 0
H | 0 | 0 | 0 | 0 | 0 | 0
LFG | 0 | 0 | 0 | 0 | 0 | 0
Nuc | 0 | 0 | 0 | 0 | 0 | 0
PS | 0 | 0 | 0 | 0 | 0 | 0
PV | 0 | 0 | 0 | 0 | 0 | 0
PeakG | 0 | 0 | 0 | 0 | 0 | 0
PeakO | 0 | 0 | 0 | 0 | 0 | 0
ST | 0 | 0 | 0 | 0 | 0 | 0
STOG | 0 | 0 | 0 | 0 | 0 | 0
STWD | 0 | 0 | 0 | 0 | 0 | 0
WT | 0 | 0 | 0 | 0 | 0 | 0
IGCC | 0 | 0 | 0 | 0 | 0 | 0
DemandResponse | 0 | 0 | 0 | 0 | 0 | 0
IGCC-CCS | 0 | 0 | 0 | 0 | 0 | 0
WT_off | 0 | 0 | 0 | 0 | 0 | 0
PseudoUnit | 0 | 0 | 0 | 0 | 0 | 0
FixedInterchange | 0 | 0 | 0 | 0 | 0 | 0
Retrofit FOM Costs by Reporting Type: SP15
ReportingType | 2015 | 2020 | 2025 | 2030 | 2035 | 2040
BM | 0 | 0 | 0 | 0 | 0 | 0
CC | 0 | 0 | 0 | 0 | 0 | 0
CSP | 0 | 0 | 0 | 0 | 0 | 0
CT | 0 | 0 | 0 | 0 | 0 | 0
Coal | 0.23 | 0 | 0 | 0 | 0 | 0
Geo | 0 | 0 | 0 | 0 | 0 | 0
H | 0 | 0 | 0 | 0 | 0 | 0
LFG | 0 | 0 | 0 | 0 | 0 | 0
Nuc | 0 | 0 | 0 | 0 | 0 | 0
PS | 0 | 0 | 0 | 0 | 0 | 0
PV | 0 | 0 | 0 | 0 | 0 | 0
PeakG | 0 | 0 | 0 | 0 | 0 | 0
PeakO | 0 | 0 | 0 | 0 | 0 | 0
ST | 0 | 0 | 0 | 0 | 0 | 0
STOG | 0 | 0 | 0 | 0 | 0 | 0
STWD | 0 | 0 | 0 | 0 | 0 | 0
WT | 0 | 0 | 0 | 0 | 0 | 0
IGCC | 0 | 0 | 0 | 0 | 0 | 0
DemandResponse | 0 | 0 | 0 | 0 | 0 | 0
IGCC-CCS | 0 | 0 | 0 | 0 | 0 | 0
WT_off | 0 | 0 | 0 | 0 | 0 | 0
PseudoUnit | 0 | 0 | 0 | 0 | 0 | 0
FixedInterchange | 0 | 0 | 0 | 0 | 0 | 0
Retrofit FOM Costs by Reporting Type: ALB
ReportingType | 2015 | 2020 | 2025 | 2030 | 2035 | 2040
BM | 0 | 0 | 0 | 0 | 0 | 0
CC | 0 | 0 | 0 | 0 | 0 | 0
CSP | 0 | 0 | 0 | 0 | 0 | 0
CT | 0 | 0 | 0 | 0 | 0 | 0
Coal | 0.29 | 0.29 | 0.29 | 0.29 | 0.29 | 0.29
Geo | 0 | 0 | 0 | 0 | 0 | 0
H | 0 | 0 | 0 | 0 | 0 | 0
LFG | 0 | 0 | 0 | 0 | 0 | 0
Nuc | 0 | 0 | 0 | 0 | 0 | 0
PS | 0 | 0 | 0 | 0 | 0 | 0
PV | 0 | 0 | 0 | 0 | 0 | 0
PeakG | 0 | 0 | 0 | 0 | 0 | 0
PeakO | 0 | 0 | 0 | 0 | 0 | 0
ST | 0 | 0 | 0 | 0 | 0 | 0
STOG | 0 | 0 | 0 | 0 | 0 | 0
STWD | 0 | 0 | 0 | 0 | 0 | 0
WT | 0 | 0 | 0 | 0 | 0 | 0
IGCC | 0 | 0 | 0 | 0 | 0 | 0
DemandResponse | 0 | 0 | 0 | 0 | 0 | 0
IGCC-CCS | 0 | 0 | 0 | 0 | 0 | 0
WT_off | 0 | 0 | 0 | 0 | 0 | 0
PseudoUnit | 0 | 0 | 0 | 0 | 0 | 0
FixedInterchange | 0 | 0 | 0 | 0 | 0 | 0
Retrofit FOM Costs by Reporting Type: BC
ReportingType | 2015 | 2020 | 2025 | 2030 | 2035 | 2040
BM | 0 | 0 | 0 | 0 | 0 | 0
CC | 0 | 0 | 0 | 0 | 0 | 0
CSP | 0 | 0 | 0 | 0 | 0 | 0
CT | 0 | 0 | 0 | 0 | 0 | 0
Coal | 0 | 0 | 0 | 0 | 0 | 0
Geo | 0 | 0 | 0 | 0 | 0 | 0
H | 0 | 0 | 0 | 0 | 0 | 0
LFG | 0 | 0 | 0 | 0 | 0 | 0
Nuc | 0 | 0 | 0 | 0 | 0 | 0
PS | 0 | 0 | 0 | 0 | 0 | 0
PV | 0 | 0 | 0 | 0 | 0 | 0
PeakG | 0 | 0 | 0 | 0 | 0 | 0
PeakO | 0 | 0 | 0 | 0 | 0 | 0
ST | 0 | 0 | 0 | 0 | 0 | 0
STOG | 0 | 0 | 0 | 0 | 0 | 0
STWD | 0 | 0 | 0 | 0 | 0 | 0
WT | 0 | 0 | 0 | 0 | 0 | 0
IGCC | 0 | 0 | 0 | 0 | 0 | 0
DemandResponse | 0 | 0 | 0 | 0 | 0 | 0
IGCC-CCS | 0 | 0 | 0 | 0 | 0 | 0
WT_off | 0 | 0 | 0 | 0 | 0 | 0
PseudoUnit | 0 | 0 | 0 | 0 | 0 | 0
FixedInterchange | 0 | 0 | 0 | 0 | 0 | 0
Retrofit FOM Costs by Reporting Type: HQ_IESO
ReportingType | 2015 | 2020 | 2025 | 2030 | 2035 | 2040
BM | 0 | 0 | 0 | 0 | 0 | 0
CC | 0 | 0 | 0 | 0 | 0 | 0
CSP | 0 | 0 | 0 | 0 | 0 | 0
CT | 0 | 0 | 0 | 0 | 0 | 0
Coal | 0 | 0 | 0 | 0 | 0 | 0
Geo | 0 | 0 | 0 | 0 | 0 | 0
H | 0 | 0 | 0 | 0 | 0 | 0
LFG | 0 | 0 | 0 | 0 | 0 | 0
Nuc | 0 | 0 | 0 | 0 | 0 | 0
PS | 0 | 0 | 0 | 0 | 0 | 0
PV | 0 | 0 | 0 | 0 | 0 | 0
PeakG | 0 | 0 | 0 | 0 | 0 | 0
PeakO | 0 | 0 | 0 | 0 | 0 | 0
ST | 0 | 0 | 0 | 0 | 0 | 0
STOG | 0 | 0 | 0 | 0 | 0 | 0
STWD | 0 | 0 | 0 | 0 | 0 | 0
WT | 0 | 0 | 0 | 0 | 0 | 0
IGCC | 0 | 0 | 0 | 0 | 0 | 0
DemandResponse | 0 | 0 | 0 | 0 | 0 | 0
IGCC-CCS | 0 | 0 | 0 | 0 | 0 | 0
WT_off | 0 | 0 | 0 | 0 | 0 | 0
PseudoUnit | 0 | 0 | 0 | 0 | 0 | 0
FixedInterchange | 0 | 0 | 0 | 0 | 0 | 0
Retrofit FOM Costs by Reporting Type: HQ_NEISO
ReportingType | 2015 | 2020 | 2025 | 2030 | 2035 | 2040
BM | 0 | 0 | 0 | 0 | 0 | 0
CC | 0 | 0 | 0 | 0 | 0 | 0
CSP | 0 | 0 | 0 | 0 | 0 | 0
CT | 0 | 0 | 0 | 0 | 0 | 0
Coal | 0 | 0 | 0 | 0 | 0 | 0
Geo | 0 | 0 | 0 | 0 | 0 | 0
H | 0 | 0 | 0 | 0 | 0 | 0
LFG | 0 | 0 | 0 | 0 | 0 | 0
Nuc | 0 | 0 | 0 | 0 | 0 | 0
PS | 0 | 0 | 0 | 0 | 0 | 0
PV | 0 | 0 | 0 | 0 | 0 | 0
PeakG | 0 | 0 | 0 | 0 | 0 | 0
PeakO | 0 | 0 | 0 | 0 | 0 | 0
ST | 0 | 0 | 0 | 0 | 0 | 0
STOG | 0 | 0 | 0 | 0 | 0 | 0
STWD | 0 | 0 | 0 | 0 | 0 | 0
WT | 0 | 0 | 0 | 0 | 0 | 0
IGCC | 0 | 0 | 0 | 0 | 0 | 0
DemandResponse | 0 | 0 | 0 | 0 | 0 | 0
IGCC-CCS | 0 | 0 | 0 | 0 | 0 | 0
WT_off | 0 | 0 | 0 | 0 | 0 | 0
PseudoUnit | 0 | 0 | 0 | 0 | 0 | 0
FixedInterchange | 0 | 0 | 0 | 0 | 0 | 0
Retrofit FOM Costs by Reporting Type: HQ_NY
ReportingType | 2015 | 2020 | 2025 | 2030 | 2035 | 2040
BM | 0 | 0 | 0 | 0 | 0 | 0
CC | 0 | 0 | 0 | 0 | 0 | 0
CSP | 0 | 0 | 0 | 0 | 0 | 0
CT | 0 | 0 | 0 | 0 | 0 | 0
Coal | 0 | 0 | 0 | 0 | 0 | 0
Geo | 0 | 0 | 0 | 0 | 0 | 0
H | 0 | 0 | 0 | 0 | 0 | 0
LFG | 0 | 0 | 0 | 0 | 0 | 0
Nuc | 0 | 0 | 0 | 0 | 0 | 0
PS | 0 | 0 | 0 | 0 | 0 | 0
PV | 0 | 0 | 0 | 0 | 0 | 0
PeakG | 0 | 0 | 0 | 0 | 0 | 0
PeakO | 0 | 0 | 0 | 0 | 0 | 0
ST | 0 | 0 | 0 | 0 | 0 | 0
STOG | 0 | 0 | 0 | 0 | 0 | 0
STWD | 0 | 0 | 0 | 0 | 0 | 0
WT | 0 | 0 | 0 | 0 | 0 | 0
IGCC | 0 | 0 | 0 | 0 | 0 | 0
DemandResponse | 0 | 0 | 0 | 0 | 0 | 0
IGCC-CCS | 0 | 0 | 0 | 0 | 0 | 0
WT_off | 0 | 0 | 0 | 0 | 0 | 0
PseudoUnit | 0 | 0 | 0 | 0 | 0 | 0
FixedInterchange | 0 | 0 | 0 | 0 | 0 | 0
Retrofit FOM Costs by Reporting Type: MARITIMES
ReportingType | 2015 | 2020 | 2025 | 2030 | 2035 | 2040
BM | 0 | 0 | 0 | 0 | 0 | 0
CC | 0 | 0 | 0 | 0 | 0 | 0
CSP | 0 | 0 | 0 | 0 | 0 | 0
CT | 0 | 0 | 0 | 0 | 0 | 0
Coal | 0 | 0 | 0 | 0 | 0 | 0
Geo | 0 | 0 | 0 | 0 | 0 | 0
H | 0 | 0 | 0 | 0 | 0 | 0
LFG | 0 | 0 | 0 | 0 | 0 | 0
Nuc | 0 | 0 | 0 | 0 | 0 | 0
PS | 0 | 0 | 0 | 0 | 0 | 0
PV | 0 | 0 | 0 | 0 | 0 | 0
PeakG | 0 | 0 | 0 | 0 | 0 | 0
PeakO | 0 | 0 | 0 | 0 | 0 | 0
ST | 0 | 0 | 0 | 0 | 0 | 0
STOG | 0 | 0 | 0 | 0 | 0 | 0
STWD | 0 | 0 | 0 | 0 | 0 | 0
WT | 0 | 0 | 0 | 0 | 0 | 0
IGCC | 0 | 0 | 0 | 0 | 0 | 0
DemandResponse | 0 | 0 | 0 | 0 | 0 | 0
IGCC-CCS | 0 | 0 | 0 | 0 | 0 | 0
WT_off | 0 | 0 | 0 | 0 | 0 | 0
PseudoUnit | 0 | 0 | 0 | 0 | 0 | 0
FixedInterchange | 0 | 0 | 0 | 0 | 0 | 0
Retrofit FOM Costs by Reporting Type: All
ReportingType | 2015 | 2020 | 2025 | 2030 | 2035 | 2040
BM | 0 | 0 | 0 | 0 | 0 | 0
CC | 0 | 0 | 0 | 0 | 0 | 0
CSP | 0 | 0 | 0 | 0 | 0 | 0
CT | 0 | 0 | 0 | 0 | 0 | 0
Coal | 1331.71 | 1537.1 | 1536.31 | 1536.31 | 1536.31 | 1536.31
Geo | 0 | 0 | 0 | 0 | 0 | 0
H | 0 | 0 | 0 | 0 | 0 | 0
LFG | 0 | 0 | 0 | 0 | 0 | 0
Nuc | 0 | 0 | 0 | 0 | 0 | 0
PS | 0 | 0 | 0 | 0 | 0 | 0
PV | 0 | 0 | 0 | 0 | 0 | 0
PeakG | 0 | 0 | 0 | 0 | 0 | 0
PeakO | 0 | 0 | 0 | 0 | 0 | 0
ST | 0 | 0 | 0 | 0 | 0 | 0
STOG | 0 | 0 | 0 | 0 | 0 | 0
STWD | 0 | 0 | 0 | 0 | 0 | 0
WT | 0 | 0 | 0 | 0 | 0 | 0
IGCC | 0 | 0 | 0 | 0 | 0 | 0
DemandResponse | 0 | 0 | 0 | 0 | 0 | 0
IGCC-CCS | 0 | 0 | 0 | 0 | 0 | 0
WT_off | 0 | 0 | 0 | 0 | 0 | 0
PseudoUnit | 0 | 0 | 0 | 0 | 0 | 0
FixedInterchange | 0 | 0 | 0 | 0 | 0 | 0
Retrofit FOM Costs by Reporting Type: EI_US
ReportingType | 2015 | 2020 | 2025 | 2030 | 2035 | 2040
BM | 0 | 0 | 0 | 0 | 0 | 0
CC | 0 | 0 | 0 | 0 | 0 | 0
CSP | 0 | 0 | 0 | 0 | 0 | 0
CT | 0 | 0 | 0 | 0 | 0 | 0
Coal | 1078.64 | 1240.56 | 1240.19 | 1240.19 | 1240.19 | 1240.19
Geo | 0 | 0 | 0 | 0 | 0 | 0
H | 0 | 0 | 0 | 0 | 0 | 0
LFG | 0 | 0 | 0 | 0 | 0 | 0
Nuc | 0 | 0 | 0 | 0 | 0 | 0
PS | 0 | 0 | 0 | 0 | 0 | 0
PV | 0 | 0 | 0 | 0 | 0 | 0
PeakG | 0 | 0 | 0 | 0 | 0 | 0
PeakO | 0 | 0 | 0 | 0 | 0 | 0
ST | 0 | 0 | 0 | 0 | 0 | 0
STOG | 0 | 0 | 0 | 0 | 0 | 0
STWD | 0 | 0 | 0 | 0 | 0 | 0
WT | 0 | 0 | 0 | 0 | 0 | 0
IGCC | 0 | 0 | 0 | 0 | 0 | 0
DemandResponse | 0 | 0 | 0 | 0 | 0 | 0
IGCC-CCS | 0 | 0 | 0 | 0 | 0 | 0
WT_off | 0 | 0 | 0 | 0 | 0 | 0
PseudoUnit | 0 | 0 | 0 | 0 | 0 | 0
FixedInterchange | 0 | 0 | 0 | 0 | 0 | 0
Retrofit FOM Costs by Reporting Type: EI_Canada
ReportingType | 2015 | 2020 | 2025 | 2030 | 2035 | 2040
BM | 0 | 0 | 0 | 0 | 0 | 0
CC | 0 | 0 | 0 | 0 | 0 | 0
CSP | 0 | 0 | 0 | 0 | 0 | 0
CT | 0 | 0 | 0 | 0 | 0 | 0
Coal | 0 | 0 | 0 | 0 | 0 | 0
Geo | 0 | 0 | 0 | 0 | 0 | 0
H | 0 | 0 | 0 | 0 | 0 | 0
LFG | 0 | 0 | 0 | 0 | 0 | 0
Nuc | 0 | 0 | 0 | 0 | 0 | 0
PS | 0 | 0 | 0 | 0 | 0 | 0
PV | 0 | 0 | 0 | 0 | 0 | 0
PeakG | 0 | 0 | 0 | 0 | 0 | 0
PeakO | 0 | 0 | 0 | 0 | 0 | 0
ST | 0 | 0 | 0 | 0 | 0 | 0
STOG | 0 | 0 | 0 | 0 | 0 | 0
STWD | 0 | 0 | 0 | 0 | 0 | 0
WT | 0 | 0 | 0 | 0 | 0 | 0
IGCC | 0 | 0 | 0 | 0 | 0 | 0
DemandResponse | 0 | 0 | 0 | 0 | 0 | 0
IGCC-CCS | 0 | 0 | 0 | 0 | 0 | 0
WT_off | 0 | 0 | 0 | 0 | 0 | 0
PseudoUnit | 0 | 0 | 0 | 0 | 0 | 0
FixedInterchange | 0 | 0 | 0 | 0 | 0 | 0
Retrofit FOM Costs by Reporting Type: EI
ReportingType | 2015 | 2020 | 2025 | 2030 | 2035 | 2040
BM | 0 | 0 | 0 | 0 | 0 | 0
CC | 0 | 0 | 0 | 0 | 0 | 0
CSP | 0 | 0 | 0 | 0 | 0 | 0
CT | 0 | 0 | 0 | 0 | 0 | 0
Coal | 1078.64 | 1240.56 | 1240.19 | 1240.19 | 1240.19 | 1240.19
Geo | 0 | 0 | 0 | 0 | 0 | 0
H | 0 | 0 | 0 | 0 | 0 | 0
LFG | 0 | 0 | 0 | 0 | 0 | 0
Nuc | 0 | 0 | 0 | 0 | 0 | 0
PS | 0 | 0 | 0 | 0 | 0 | 0
PV | 0 | 0 | 0 | 0 | 0 | 0
PeakG | 0 | 0 | 0 | 0 | 0 | 0
PeakO | 0 | 0 | 0 | 0 | 0 | 0
ST | 0 | 0 | 0 | 0 | 0 | 0
STOG | 0 | 0 | 0 | 0 | 0 | 0
STWD | 0 | 0 | 0 | 0 | 0 | 0
WT | 0 | 0 | 0 | 0 | 0 | 0
IGCC | 0 | 0 | 0 | 0 | 0 | 0
DemandResponse | 0 | 0 | 0 | 0 | 0 | 0
IGCC-CCS | 0 | 0 | 0 | 0 | 0 | 0
WT_off | 0 | 0 | 0 | 0 | 0 | 0
PseudoUnit | 0 | 0 | 0 | 0 | 0 | 0
FixedInterchange | 0 | 0 | 0 | 0 | 0 | 0
Retrofit FOM Costs by Reporting Type: Outside_EI
ReportingType | 2015 | 2020 | 2025 | 2030 | 2035 | 2040
BM | 0 | 0 | 0 | 0 | 0 | 0
CC | 0 | 0 | 0 | 0 | 0 | 0
CSP | 0 | 0 | 0 | 0 | 0 | 0
CT | 0 | 0 | 0 | 0 | 0 | 0
Coal | 253.08 | 296.54 | 296.12 | 296.12 | 296.12 | 296.12
Geo | 0 | 0 | 0 | 0 | 0 | 0
H | 0 | 0 | 0 | 0 | 0 | 0
LFG | 0 | 0 | 0 | 0 | 0 | 0
Nuc | 0 | 0 | 0 | 0 | 0 | 0
PS | 0 | 0 | 0 | 0 | 0 | 0
PV | 0 | 0 | 0 | 0 | 0 | 0
PeakG | 0 | 0 | 0 | 0 | 0 | 0
PeakO | 0 | 0 | 0 | 0 | 0 | 0
ST | 0 | 0 | 0 | 0 | 0 | 0
STOG | 0 | 0 | 0 | 0 | 0 | 0
STWD | 0 | 0 | 0 | 0 | 0 | 0
WT | 0 | 0 | 0 | 0 | 0 | 0
IGCC | 0 | 0 | 0 | 0 | 0 | 0
DemandResponse | 0 | 0 | 0 | 0 | 0 | 0
IGCC-CCS | 0 | 0 | 0 | 0 | 0 | 0
WT_off | 0 | 0 | 0 | 0 | 0 | 0
PseudoUnit | 0 | 0 | 0 | 0 | 0 | 0
FixedInterchange | 0 | 0 | 0 | 0 | 0 | 0
#12 | Levelized Capital Costs ($million)
Levelized Capital Costs by Reporting Type: Entergy
ReportingType | 2015 | 2020 | 2025 | 2030 | 2035 | 2040
BM | 0 | 0 | 0 | 0 | 0 | 0
CC | 0 | 0 | 0 | 0 | 0 | 0
CSP | 0 | 0 | 0 | 0 | 0 | 0
CT | 0 | 0 | 0 | 0 | 0 | 0
Coal | 202.06 | 202.06 | 202.06 | 202.06 | 202.06 | 202.06
Geo | 0 | 0 | 0 | 0 | 0 | 0
H | 0 | 0 | 0 | 0 | 0 | 0
LFG | 0 | 0 | 9.2 | 20.14 | 20.14 | 20.14
Nuc | 0 | 0 | 0 | 0 | 0 | 0
PS | 0 | 0 | 0 | 0 | 0 | 0
PV | 0.11 | 19.67 | 28.04 | 28.04 | 27.93 | 8.37
PeakG | 0 | 0 | 0 | 0 | 0 | 0
PeakO | 0 | 0 | 0 | 0 | 0 | 0
ST | 0 | 0 | 0 | 0 | 0 | 0
STOG | 0 | 0 | 0 | 0 | 0 | 0
STWD | 0 | 0 | 0 | 0 | 0 | 0
WT | 0 | 0 | 0 | 0 | 0 | 0
IGCC | 0 | 0 | 0 | 0 | 0 | 0
DemandResponse | 0 | 0 | 0 | 0 | 0 | 0
IGCC-CCS | 0 | 0 | 0 | 0 | 0 | 0
WT_off | 0 | 0 | 0 | 0 | 0 | 0
PseudoUnit | 0 | 0 | 0 | 0 | 0 | 0
FixedInterchange | 0 | 0 | 0 | 0 | 0 | 0
Levelized Capital Costs by Reporting Type: FRCC
ReportingType | 2015 | 2020 | 2025 | 2030 | 2035 | 2040
BM | 0 | 0 | 0 | 0 | 0 | 0
CC | 165.38 | 186.91 | 186.91 | 186.91 | 563.67 | 398.29
CSP | 0 | 0 | 0 | 0 | 0 | 0
CT | 196.14 | 196.14 | 196.14 | 196.14 | 0 | 0
Coal | 0 | 0 | 0 | 0 | 0 | 0
Geo | 0 | 0 | 0 | 0 | 0 | 0
H | 0 | 0 | 0 | 0 | 0 | 0
LFG | 0 | 0 | 37.91 | 37.91 | 37.91 | 37.91
Nuc | 0 | 0 | 0 | 0 | 0 | 0
PS | 0 | 0 | 0 | 0 | 0 | 0
PV | 0 | 0 | 0 | 0 | 0 | 0
PeakG | 0 | 0 | 0 | 0 | 0 | 0
PeakO | 0 | 0 | 0 | 0 | 0 | 0
ST | 0 | 0 | 0 | 0 | 0 | 0
STOG | 0 | 0 | 0 | 0 | 0 | 0
STWD | 0 | 0 | 0 | 0 | 0 | 0
WT | 0 | 0 | 0 | 0 | 0 | 0
IGCC | 0 | 0 | 0 | 0 | 0 | 0
DemandResponse | 0 | 0 | 0 | 0 | 0 | 0
IGCC-CCS | 0 | 0 | 0 | 0 | 0 | 0
WT_off | 0 | 0 | 0 | 0 | 0 | 0
PseudoUnit | 0 | 0 | 0 | 0 | 0 | 0
FixedInterchange | 0 | 0 | 0 | 0 | 0 | 0
Levelized Capital Costs by Reporting Type: MAPP_US
ReportingType | 2015 | 2020 | 2025 | 2030 | 2035 | 2040
BM | 0 | 0 | 0 | 0 | 0 | 0
CC | 0 | 0 | 0 | 0 | 0 | 0
CSP | 0 | 0 | 0 | 0 | 0 | 0
CT | 25.9 | 25.9 | 25.9 | 25.19 | 0 | 0
Coal | 0 | 0 | 0 | 0 | 0 | 0
Geo | 0 | 0 | 0 | 0 | 0 | 0
H | 0 | 0 | 0 | 0 | 0 | 0
LFG | 0 | 0 | 13.26 | 13.26 | 13.26 | 13.26
Nuc | 0 | 0 | 0 | 0 | 0 | 0
PS | 0 | 0 | 0 | 0 | 0 | 0
PV | 0 | 0 | 0 | 0 | 0 | 0
PeakG | 0 | 0 | 0 | 0 | 0 | 0
PeakO | 0 | 0 | 0 | 0 | 0 | 0
ST | 0 | 0 | 0 | 0 | 0 | 0
STOG | 0 | 0 | 0 | 0 | 0 | 0
STWD | 0 | 0 | 0 | 0 | 0 | 0
WT | 91.97 | 155.72 | 155.72 | 118.34 | 63.75 | 0
IGCC | 0 | 0 | 0 | 0 | 0 | 0
DemandResponse | 0 | 0 | 0 | 0 | 0 | 0
IGCC-CCS | 0 | 0 | 0 | 0 | 0 | 0
WT_off | 0 | 0 | 0 | 0 | 0 | 0
PseudoUnit | 0 | 0 | 0 | 0 | 0 | 0
FixedInterchange | 0 | 0 | 0 | 0 | 0 | 0
Levelized Capital Costs by Reporting Type: MISO_IN
ReportingType | 2015 | 2020 | 2025 | 2030 | 2035 | 2040
BM | 0 | 0 | 0 | 0 | 0 | 0
CC | 0 | 0 | 0 | 0 | 0 | 0
CSP | 0 | 0 | 0 | 0 | 0 | 0
CT | 0 | 0 | 0 | 0 | 0 | 0
Coal | 0 | 0 | 0 | 0 | 0 | 0
Geo | 0 | 0 | 0 | 0 | 0 | 0
H | 0 | 0 | 0 | 0 | 0 | 0
LFG | 0 | 0 | 0 | 15.89 | 15.89 | 15.89
Nuc | 0 | 0 | 0 | 0 | 0 | 0
PS | 0 | 0 | 0 | 0 | 0 | 0
PV | 0 | 77.36 | 115.93 | 115.93 | 115.93 | 38.57
PeakG | 0 | 0 | 0 | 0 | 0 | 0
PeakO | 0 | 0 | 0 | 0 | 0 | 0
ST | 0 | 0 | 0 | 0 | 0 | 0
STOG | 0 | 0 | 0 | 0 | 0 | 0
STWD | 0 | 0 | 0 | 0 | 0 | 0
WT | 0 | 0 | 0 | 0 | 0 | 0
IGCC | 215.26 | 215.26 | 215.26 | 215.26 | 215.26 | 215.26
DemandResponse | 0 | 0 | 0 | 0 | 0 | 0
IGCC-CCS | 0 | 0 | 0 | 0 | 0 | 0
WT_off | 0 | 0 | 0 | 0 | 0 | 0
PseudoUnit | 0 | 0 | 0 | 0 | 0 | 0
FixedInterchange | 0 | 0 | 0 | 0 | 0 | 0
Levelized Capital Costs by Reporting Type: MISO_MI
ReportingType | 2015 | 2020 | 2025 | 2030 | 2035 | 2040
BM | 0 | 0 | 0 | 0 | 0 | 0
CC | 0 | 0 | 0 | 0 | 0 | 0
CSP | 0 | 0 | 0 | 0 | 0 | 0
CT | 0 | 0 | 0 | 0 | 0 | 0
Coal | 0 | 0 | 0 | 0 | 0 | 0
Geo | 0 | 0 | 0 | 0 | 0 | 0
H | 0 | 0 | 0 | 0 | 0 | 0
LFG | 0 | 0 | 33.41 | 33.41 | 33.41 | 33.41
Nuc | 0 | 0 | 0 | 0 | 0 | 0
PS | 0 | 0 | 0 | 0 | 0 | 0
PV | 0 | 0 | 0 | 0 | 0 | 0
PeakG | 0 | 0 | 0 | 0 | 0 | 0
PeakO | 0 | 0 | 0 | 0 | 0 | 0
ST | 0 | 0 | 0 | 0 | 0 | 0
STOG | 0 | 0 | 0 | 0 | 0 | 0
STWD | 0 | 0 | 0 | 0 | 0 | 0
WT | 480.98 | 480.98 | 525.74 | 531.64 | 54.08 | 54.08
IGCC | 0 | 0 | 0 | 0 | 0 | 0
DemandResponse | 0 | 0 | 0 | 0 | 0 | 0
IGCC-CCS | 0 | 0 | 0 | 0 | 0 | 0
WT_off | 0 | 0 | 0 | 0 | 0 | 0
PseudoUnit | 0 | 0 | 0 | 0 | 0 | 0
FixedInterchange | 0 | 0 | 0 | 0 | 0 | 0
Levelized Capital Costs by Reporting Type: MISO_MO-IL
ReportingType | 2015 | 2020 | 2025 | 2030 | 2035 | 2040
BM | 0 | 0 | 0 | 0 | 0 | 0
CC | 0 | 0 | 0 | 0 | 0 | 0
CSP | 0 | 0 | 0 | 0 | 0 | 0
CT | 0 | 0 | 0 | 0 | 0 | 0
Coal | 574.94 | 574.94 | 574.94 | 574.94 | 574.94 | 574.94
Geo | 0 | 0 | 0 | 0 | 0 | 0
H | 0 | 0 | 0 | 0 | 0 | 0
LFG | 0 | 0 | 46.76 | 46.76 | 46.76 | 46.76
Nuc | 0 | 0 | 0 | 0 | 0 | 0
PS | 0 | 0 | 0 | 0 | 0 | 0
PV | 0 | 0 | 0 | 0 | 0 | 0
PeakG | 0 | 0 | 0 | 0 | 0 | 0
PeakO | 0 | 0 | 0 | 0 | 0 | 0
ST | 0 | 0 | 0 | 0 | 0 | 0
STOG | 0 | 0 | 0 | 0 | 0 | 0
STWD | 0 | 0 | 0 | 0 | 0 | 0
WT | 68.52 | 68.52 | 68.52 | 68.52 | 0 | 0
IGCC | 0 | 0 | 0 | 0 | 0 | 0
DemandResponse | 0 | 0 | 0 | 0 | 0 | 0
IGCC-CCS | 0 | 0 | 0 | 0 | 0 | 0
WT_off | 0 | 0 | 0 | 0 | 0 | 0
PseudoUnit | 0 | 0 | 0 | 0 | 0 | 0
FixedInterchange | 0 | 0 | 0 | 0 | 0 | 0
Levelized Capital Costs by Reporting Type: MISO_W
ReportingType | 2015 | 2020 | 2025 | 2030 | 2035 | 2040
BM | 0 | 0 | 0 | 0 | 0 | 0
CC | 0 | 0 | 0 | 0 | 0 | 0
CSP | 0 | 0 | 0 | 0 | 0 | 0
CT | 0 | 0 | 0 | 0 | 0 | 0
Coal | 0 | 0 | 0 | 0 | 70.37 | 1371.59
Geo | 0 | 0 | 0 | 0 | 0 | 0
H | 0 | 0 | 0 | 0 | 0 | 0
LFG | 0 | 0 | 14.86 | 14.86 | 14.86 | 14.86
Nuc | 0 | 0 | 0 | 0 | 0 | 0
PS | 0 | 0 | 0 | 0 | 0 | 0
PV | 0 | 0 | 0 | 0 | 0 | 0
PeakG | 0 | 0 | 0 | 0 | 0 | 0
PeakO | 0 | 0 | 0 | 0 | 0 | 0
ST | 0 | 0 | 0 | 0 | 0 | 0
STOG | 0 | 0 | 0 | 0 | 0 | 0
STWD | 0 | 0 | 0 | 0 | 0 | 0
WT | 658.73 | 863.07 | 1321.84 | 1300.86 | 707.46 | 503.12
IGCC | 0 | 0 | 0 | 0 | 0 | 0
DemandResponse | 0 | 0 | 0 | 0 | 0 | 0
IGCC-CCS | 0 | 0 | 0 | 0 | 0 | 0
WT_off | 0 | 0 | 0 | 0 | 0 | 0
PseudoUnit | 0 | 0 | 0 | 0 | 0 | 0
FixedInterchange | 0 | 0 | 0 | 0 | 0 | 0
Levelized Capital Costs by Reporting Type: MISO_WUMS
ReportingType | 2015 | 2020 | 2025 | 2030 | 2035 | 2040
BM | 0 | 0 | 0 | 0 | 0 | 0
CC | 0 | 0 | 0 | 0 | 0 | 0
CSP | 0 | 0 | 0 | 0 | 0 | 0
CT | 0 | 0 | 0 | 0 | 0 | 0
Coal | 184.51 | 184.51 | 184.51 | 184.51 | 184.51 | 184.51
Geo | 0 | 0 | 0 | 0 | 0 | 0
H | 0 | 0 | 0 | 0.33 | 0.33 | 0.33
LFG | 0 | 0 | 43.4 | 43.4 | 43.4 | 43.4
Nuc | 0 | 0 | 0 | 0 | 0 | 0
PS | 0 | 0 | 0 | 0 | 0 | 0
PV | 0 | 0 | 0 | 0 | 0 | 0
PeakG | 0 | 0 | 0 | 0 | 0 | 0
PeakO | 0 | 0 | 0 | 0 | 0 | 0
ST | 0 | 0 | 0 | 0 | 0 | 0
STOG | 0 | 0 | 0 | 0 | 0 | 0
STWD | 0 | 0 | 0 | 0 | 0 | 0
WT | 218.37 | 218.37 | 218.37 | 218.37 | 0 | 0
IGCC | 0 | 0 | 0 | 0 | 0 | 0
DemandResponse | 0 | 0 | 0 | 0 | 0 | 0
IGCC-CCS | 0 | 0 | 0 | 0 | 0 | 0
WT_off | 0 | 0 | 0 | 0 | 0 | 0
PseudoUnit | 0 | 0 | 0 | 0 | 0 | 0
FixedInterchange | 0 | 0 | 0 | 0 | 0 | 0
Levelized Capital Costs by Reporting Type: Nebraska
ReportingType | 2015 | 2020 | 2025 | 2030 | 2035 | 2040
BM | 0 | 0 | 0 | 0 | 0 | 0
CC | 0 | 0 | 0 | 0 | 0 | 0
CSP | 0 | 0 | 0 | 0 | 0 | 0
CT | 0 | 0 | 0 | 0 | 0 | 0
Coal | 66.52 | 66.52 | 66.52 | 66.52 | 66.52 | 66.52
Geo | 0 | 0 | 0 | 0 | 0 | 0
H | 0 | 0 | 0 | 0 | 0 | 0
LFG | 0 | 0 | 0 | 13.78 | 13.78 | 13.78
Nuc | 0 | 0 | 0 | 0 | 0 | 0
PS | 0 | 0 | 0 | 0 | 0 | 0
PV | 0 | 0 | 0 | 0 | 0 | 0
PeakG | 0 | 0 | 0 | 0 | 0 | 0
PeakO | 0 | 0 | 0 | 0 | 0 | 0
ST | 0 | 0 | 0 | 0 | 0 | 0
STOG | 0 | 0 | 0 | 0 | 0 | 0
STWD | 0 | 0 | 0 | 0 | 0 | 0
WT | 44.36 | 44.36 | 44.36 | 34.86 | 0 | 0
IGCC | 0 | 0 | 0 | 0 | 0 | 0
DemandResponse | 0 | 0 | 0 | 0 | 0 | 0
IGCC-CCS | 0 | 0 | 0 | 0 | 0 | 0
WT_off | 0 | 0 | 0 | 0 | 0 | 0
PseudoUnit | 0 | 0 | 0 | 0 | 0 | 0
FixedInterchange | 0 | 0 | 0 | 0 | 0 | 0
Levelized Capital Costs by Reporting Type: NEISO
ReportingType | 2015 | 2020 | 2025 | 2030 | 2035 | 2040
BM | 115.57 | 115.57 | 115.57 | 115.57 | 115.57 | 115.57
CC | 273.49 | 273.49 | 273.49 | 273.49 | 273.49 | 0
CSP | 0 | 0 | 0 | 0 | 0 | 0
CT | 30 | 30 | 30 | 29.13 | 0 | 0
Coal | 0 | 0 | 0 | 0 | 0 | 0
Geo | 0 | 0 | 0 | 0 | 0 | 0
H | 0 | 0 | 0 | 0 | 0 | 0
LFG | 10.64 | 10.64 | 24.97 | 24.97 | 14.32 | 14.32
Nuc | 0 | 0 | 0 | 0 | 0 | 0
PS | 0 | 0 | 0 | 0 | 0 | 0
PV | 0 | 99.61 | 99.61 | 99.61 | 99.61 | 0
PeakG | 0 | 0 | 0 | 0 | 0 | 0
PeakO | 0 | 0 | 0 | 0 | 0 | 0
ST | 0 | 0 | 0 | 0 | 0 | 0
STOG | 0 | 0 | 0 | 0 | 0 | 0
STWD | 0 | 0 | 0 | 0 | 0 | 0
WT | 54.49 | 609.8 | 816.56 | 935.1 | 889.1 | 333.79
IGCC | 0 | 0 | 0 | 0 | 0 | 0
DemandResponse | 0 | 0 | 0 | 0 | 0 | 0
IGCC-CCS | 0 | 0 | 0 | 0 | 0 | 0
WT_off | 283.24 | 283.24 | 283.24 | 283.24 | 0 | 0
PseudoUnit | 0 | 0 | 0 | 0 | 0 | 0
FixedInterchange | 0 | 0 | 0 | 0 | 0 | 0
Levelized Capital Costs by Reporting Type: NonRTO_Midwest
ReportingType | 2015 | 2020 | 2025 | 2030 | 2035 | 2040
BM | 0 | 0 | 0 | 0 | 0 | 0
CC | 0 | 0 | 0 | 0 | 0 | 0
CSP | 0 | 0 | 0 | 0 | 0 | 0
CT | 0 | 0 | 0 | 0 | 0 | 0
Coal | 0 | 0 | 0 | 0 | 0 | 0
Geo | 0 | 0 | 0 | 0 | 0 | 0
H | 0 | 0 | 0 | 0 | 0 | 0
LFG | 0 | 0 | 0 | 30 | 30 | 30
Nuc | 0 | 0 | 0 | 0 | 0 | 0
PS | 0 | 0 | 0 | 0 | 0 | 0
PV | 0 | 0 | 0 | 0 | 0 | 0
PeakG | 0 | 0 | 0 | 0 | 0 | 0
PeakO | 0 | 0 | 0 | 0 | 0 | 0
ST | 0 | 0 | 0 | 0 | 0 | 0
STOG | 0 | 0 | 0 | 0 | 0 | 0
STWD | 0 | 0 | 0 | 0 | 0 | 0
WT | 0 | 0 | 0 | 0 | 0 | 0
IGCC | 0 | 0 | 0 | 0 | 0 | 0
DemandResponse | 0 | 0 | 0 | 0 | 0 | 0
IGCC-CCS | 0 | 0 | 0 | 0 | 0 | 0
WT_off | 0 | 0 | 0 | 0 | 0 | 0
PseudoUnit | 0 | 0 | 0 | 0 | 0 | 0
FixedInterchange | 0 | 0 | 0 | 0 | 0 | 0
Levelized Capital Costs by Reporting Type: NYISO_A-F
ReportingType | 2015 | 2020 | 2025 | 2030 | 2035 | 2040
BM | 0 | 0 | 0 | 0 | 0 | 0
CC | 85.71 | 85.71 | 85.71 | 85.71 | 85.71 | 0
CSP | 0 | 0 | 0 | 0 | 0 | 0
CT | 0 | 0 | 0 | 0 | 0 | 0
Coal | 0 | 0 | 0 | 0 | 0 | 0
Geo | 0 | 0 | 0 | 0 | 0 | 0
H | 0 | 0 | 0 | 0 | 0 | 0
LFG | 1.35 | 1.35 | 1.35 | 14.91 | 13.57 | 13.57
Nuc | 0 | 0 | 0 | 0 | 0 | 0
PS | 0 | 0 | 0 | 0 | 0 | 0
PV | 0 | 0 | 0 | 0 | 0 | 0
PeakG | 0 | 0 | 0 | 0 | 0 | 0
PeakO | 0 | 0 | 0 | 0 | 0 | 0
ST | 0 | 0 | 0 | 0 | 0 | 0
STOG | 0 | 0 | 0 | 0 | 0 | 0
STWD | 0 | 0 | 0 | 0 | 0 | 0
WT | 571.17 | 727.41 | 727.41 | 727.41 | 156.23 | 0
IGCC | 0 | 0 | 0 | 0 | 0 | 0
DemandResponse | 0 | 0 | 0 | 0 | 0 | 0
IGCC-CCS | 0 | 0 | 0 | 0 | 0 | 0
WT_off | 0 | 0 | 0 | 0 | 0 | 0
PseudoUnit | 0 | 0 | 0 | 0 | 0 | 0
FixedInterchange | 0 | 0 | 0 | 0 | 0 | 0
Levelized Capital Costs by Reporting Type: NYISO_G-I
ReportingType | 2015 | 2020 | 2025 | 2030 | 2035 | 2040
BM | 0 | 0 | 0 | 0 | 0 | 0
CC | 0 | 0 | 0 | 0 | 71.75 | 250.21
CSP | 0 | 0 | 0 | 0 | 0 | 0
CT | 0 | 0 | 0 | 0 | 0 | 0
Coal | 0 | 0 | 0 | 0 | 0 | 0
Geo | 0 | 0 | 0 | 0 | 0 | 0
H | 0 | 0 | 0 | 0 | 0 | 0
LFG | 0 | 0 | 0 | 14.85 | 14.85 | 14.85
Nuc | 0 | 0 | 0 | 0 | 0 | 0
PS | 0 | 0 | 0 | 0 | 0 | 0
PV | 0 | 0 | 0 | 0 | 0 | 0
PeakG | 0 | 0 | 0 | 0 | 0 | 0
PeakO | 0 | 0 | 0 | 0 | 0 | 0
ST | 0 | 0 | 0 | 0 | 0 | 0
STOG | 0 | 0 | 0 | 0 | 0 | 0
STWD | 0 | 0 | 0 | 0 | 0 | 0
WT | 0 | 12.72 | 12.72 | 12.72 | 12.72 | 0
IGCC | 0 | 0 | 0 | 0 | 0 | 0
DemandResponse | 0 | 0 | 0 | 0 | 0 | 0
IGCC-CCS | 0 | 0 | 0 | 0 | 0 | 0
WT_off | 0 | 0 | 0 | 0 | 0 | 0
PseudoUnit | 0 | 0 | 0 | 0 | 0 | 0
FixedInterchange | 0 | 0 | 0 | 0 | 0 | 0
Levelized Capital Costs by Reporting Type: NYISO_J-K
ReportingType | 2015 | 2020 | 2025 | 2030 | 2035 | 2040
BM | 0 | 0 | 0 | 0 | 0 | 0
CC | 226.37 | 226.37 | 226.37 | 226.37 | 226.37 | 0
CSP | 0 | 0 | 0 | 0 | 0 | 0
CT | 0 | 0 | 0 | 0 | 0 | 0
Coal | 0 | 0 | 0 | 0 | 0 | 0
Geo | 0 | 0 | 0 | 0 | 0 | 0
H | 0 | 0 | 0 | 0 | 0 | 0
LFG | 0 | 0 | 0 | 20.47 | 20.47 | 20.47
Nuc | 0 | 0 | 0 | 0 | 0 | 0
PS | 0 | 0 | 0 | 0 | 0 | 0
PV | 16.99 | 16.99 | 16.99 | 16.99 | 0 | 0
PeakG | 0 | 0 | 0 | 0 | 0 | 0
PeakO | 0 | 0 | 0 | 0 | 0 | 0
ST | 0 | 0 | 0 | 0 | 0 | 0
STOG | 0 | 0 | 0 | 0 | 0 | 0
STWD | 0 | 0 | 0 | 0 | 0 | 0
WT | 0 | 0 | 0 | 0 | 0 | 0
IGCC | 0 | 0 | 0 | 0 | 0 | 0
DemandResponse | 0 | 0 | 0 | 0 | 0 | 0
IGCC-CCS | 0 | 0 | 0 | 0 | 0 | 0
WT_off | 0 | 0 | 0 | 0 | 0 | 0
PseudoUnit | 0 | 0 | 0 | 0 | 0 | 0
FixedInterchange | 0 | 0 | 0 | 0 | 0 | 0
Levelized Capital Costs by Reporting Type: PJM_E
ReportingType | 2015 | 2020 | 2025 | 2030 | 2035 | 2040
BM | 14.48 | 14.48 | 14.48 | 14.48 | 14.48 | 14.48
CC | 673.31 | 673.31 | 673.31 | 673.31 | 582.39 | 0
CSP | 0 | 0 | 0 | 0 | 0 | 0
CT | 2.28 | 2.28 | 2.28 | 0 | 0 | 0
Coal | 9.09 | 9.09 | 9.09 | 9.09 | 9.09 | 9.09
Geo | 0 | 0 | 0 | 0 | 0 | 0
H | 0 | 0 | 0 | 0 | 0 | 0
LFG | 2.19 | 31.25 | 32.82 | 30.63 | 30.63 | 1.57
Nuc | 0 | 0 | 0 | 0 | 0 | 0
PS | 0 | 0 | 0 | 0 | 0 | 0
PV | 11.04 | 11.04 | 11.04 | 11.04 | 0 | 0
PeakG | 0 | 0 | 0 | 0 | 0 | 0
PeakO | 0 | 0 | 0 | 0 | 0 | 0
ST | 0 | 0 | 0 | 0 | 0 | 0
STOG | 0 | 0 | 0 | 0 | 0 | 0
STWD | 0 | 0 | 0 | 0 | 0 | 0
WT | 300.12 | 300.12 | 300.12 | 300.12 | 0 | 0
IGCC | 0 | 0 | 0 | 0 | 0 | 0
DemandResponse | 0 | 0 | 0 | 0 | 0 | 0
IGCC-CCS | 0 | 0 | 0 | 0 | 0 | 0
WT_off | 0 | 0 | 540.35 | 540.35 | 540.35 | 540.35
PseudoUnit | 0 | 0 | 0 | 0 | 0 | 0
FixedInterchange | 0 | 0 | 0 | 0 | 0 | 0
Levelized Capital Costs by Reporting Type: PJM_ROM
ReportingType | 2015 | 2020 | 2025 | 2030 | 2035 | 2040
BM | 7.8 | 7.8 | 7.8 | 7.8 | 7.8 | 7.8
CC | 232.92 | 232.92 | 232.92 | 232.92 | 232.92 | 0
CSP | 0 | 0 | 0 | 0 | 0 | 0
CT | 1.4 | 1.4 | 1.4 | 1.4 | 0 | 0
Coal | 10.21 | 10.21 | 10.21 | 10.21 | 10.21 | 10.21
Geo | 0 | 0 | 0 | 0 | 0 | 0
H | 0 | 0 | 0 | 0 | 0 | 0
LFG | 3.93 | 57.29 | 57.29 | 55.71 | 53.36 | 0
Nuc | 0 | 0 | 0 | 0 | 0 | 0
PS | 0 | 0 | 0 | 0 | 0 | 0
PV | 0 | 457.27 | 692.37 | 733.59 | 735.63 | 281.85
PeakG | 0 | 0 | 0 | 0 | 0 | 0
PeakO | 0 | 0 | 0 | 0 | 0 | 0
ST | 0 | 0 | 0 | 0 | 0 | 0
STOG | 0 | 0 | 0 | 0 | 0 | 0
STWD | 0 | 0 | 0 | 0 | 0 | 0
WT | 113.55 | 113.55 | 273.91 | 246.5 | 927.13 | 978.67
IGCC | 0 | 0 | 0 | 0 | 0 | 0
DemandResponse | 0 | 0 | 0 | 0 | 0 | 0
IGCC-CCS | 0 | 0 | 0 | 0 | 0 | 0
WT_off | 0 | 0 | 0 | 0 | 0 | 0
PseudoUnit | 0 | 0 | 0 | 0 | 0 | 0
FixedInterchange | 0 | 0 | 0 | 0 | 0 | 0
Levelized Capital Costs by Reporting Type: PJM_ROR
ReportingType | 2015 | 2020 | 2025 | 2030 | 2035 | 2040
BM | 165.77 | 165.77 | 165.77 | 165.77 | 165.77 | 80.7
CC | 350.7 | 364.13 | 364.13 | 364.13 | 344.04 | 13.43
CSP | 0 | 0 | 0 | 0 | 0 | 0
CT | 2.4 | 2.4 | 2.4 | 2.4 | 0 | 0
Coal | 648.6 | 648.6 | 648.6 | 648.6 | 648.6 | 648.6
Geo | 0 | 0 | 0 | 0 | 0 | 0
H | 0 | 0 | 165.8 | 165.8 | 165.8 | 165.8
LFG | 11.72 | 11.72 | 110.38 | 104.73 | 98.66 | 98.66
Nuc | 0 | 0 | 0 | 0 | 0 | 0
PS | 0 | 0 | 0 | 0 | 0 | 0
PV | 0 | 0 | 0 | 0 | 0 | 0
PeakG | 0 | 0 | 0 | 0 | 0 | 0
PeakO | 0 | 0 | 0 | 0 | 0 | 0
ST | 0 | 0 | 0 | 0 | 0 | 0
STOG | 0 | 0 | 0 | 0 | 0 | 0
STWD | 0 | 0 | 0 | 0 | 0 | 0
WT | 1894.89 | 1894.89 | 1932.93 | 1146.08 | 38.03 | 38.03
IGCC | 0 | 0 | 0 | 0 | 0 | 0
DemandResponse | 0 | 0 | 0 | 0 | 0 | 0
IGCC-CCS | 0 | 0 | 0 | 0 | 0 | 0
WT_off | 0 | 0 | 0 | 0 | 0 | 0
PseudoUnit | 0 | 0 | 0 | 0 | 0 | 0
FixedInterchange | 0 | 0 | 0 | 0 | 0 | 0
Levelized Capital Costs by Reporting Type: SOCO
ReportingType | 2015 | 2020 | 2025 | 2030 | 2035 | 2040
BM | 21 | 21 | 21 | 21 | 21 | 21
CC | 545.14 | 565.07 | 565.07 | 565.07 | 565.07 | 19.93
CSP | 0 | 0 | 0 | 0 | 0 | 0
CT | 0 | 0 | 0 | 0 | 0 | 0
Coal | 0 | 0 | 0 | 0 | 0 | 2405.08
Geo | 0 | 0 | 0 | 0 | 0 | 0
H | 0 | 0 | 0 | 0 | 0 | 0
LFG | 0 | 0 | 19.65 | 19.65 | 19.65 | 19.65
Nuc | 0 | 1254.21 | 1254.21 | 1254.21 | 1254.21 | 1254.21
PS | 0 | 0 | 0 | 0 | 0 | 0
PV | 0 | 0 | 0 | 0 | 0 | 0
PeakG | 0 | 0 | 0 | 0 | 0 | 0
PeakO | 0 | 0 | 0 | 0 | 0 | 0
ST | 0 | 0 | 0 | 0 | 0 | 0
STOG | 0 | 0 | 0 | 0 | 0 | 0
STWD | 0 | 0 | 0 | 0 | 0 | 0
WT | 0 | 0 | 0 | 0 | 0 | 0
IGCC | 0 | 0 | 0 | 0 | 0 | 0
DemandResponse | 0 | 0 | 0 | 0 | 0 | 0
IGCC-CCS | 0 | 0 | 0 | 0 | 0 | 0
WT_off | 0 | 0 | 0 | 0 | 0 | 0
PseudoUnit | 0 | 0 | 0 | 0 | 0 | 0
FixedInterchange | 0 | 0 | 0 | 0 | 0 | 0
Levelized Capital Costs by Reporting Type: SPP_N
ReportingType | 2015 | 2020 | 2025 | 2030 | 2035 | 2040
BM | 0 | 0 | 0 | 0 | 0 | 0
CC | 0 | 0 | 0 | 0 | 0 | 0
CSP | 0 | 0 | 0 | 0 | 0 | 0
CT | 0 | 0 | 0 | 0 | 0 | 0
Coal | 128.56 | 128.56 | 128.56 | 128.56 | 128.56 | 128.56
Geo | 0 | 0 | 0 | 0 | 0 | 0
H | 0 | 0 | 0 | 0 | 0 | 0
LFG | 0 | 0 | 17.63 | 17.63 | 17.63 | 17.63
Nuc | 0 | 0 | 0 | 0 | 0 | 0
PS | 0 | 0 | 0 | 0 | 0 | 0
PV | 0 | 0 | 0 | 0 | 0 | 0
PeakG | 0 | 0 | 0 | 0 | 0 | 0
PeakO | 0 | 0 | 0 | 0 | 0 | 0
ST | 0 | 0 | 0 | 0 | 0 | 0
STOG | 0 | 0 | 0 | 0 | 0 | 0
STWD | 0 | 0 | 0 | 0 | 0 | 0
WT | 0 | 0 | 0 | 0 | 877.75 | 877.75
IGCC | 0 | 0 | 0 | 0 | 0 | 0
DemandResponse | 0 | 0 | 0 | 0 | 0 | 0
IGCC-CCS | 0 | 0 | 0 | 0 | 0 | 0
WT_off | 0 | 0 | 0 | 0 | 0 | 0
PseudoUnit | 0 | 0 | 0 | 0 | 0 | 0
FixedInterchange | 0 | 0 | 0 | 0 | 0 | 0
Levelized Capital Costs by Reporting Type: SPP_S
ReportingType | 2015 | 2020 | 2025 | 2030 | 2035 | 2040
BM | 0 | 0 | 0 | 0 | 0 | 0
CC | 0 | 0 | 0 | 0 | 0 | 0
CSP | 0 | 0 | 0 | 0 | 0 | 0
CT | 33.21 | 56.93 | 56.93 | 56.93 | 23.72 | 0
Coal | 273.14 | 273.14 | 273.14 | 273.14 | 273.14 | 273.14
Geo | 0 | 0 | 0 | 0 | 0 | 0
H | 0 | 0 | 0 | 0 | 0 | 0
LFG | 0 | 0 | 0 | 17.63 | 17.63 | 17.63
Nuc | 0 | 0 | 0 | 0 | 0 | 0
PS | 0 | 0 | 0 | 0 | 0 | 0
PV | 0 | 0 | 0 | 0 | 0 | 0
PeakG | 0 | 0 | 0 | 0 | 0 | 0
PeakO | 0 | 0 | 0 | 0 | 0 | 0
ST | 0 | 0 | 0 | 0 | 0 | 0
STOG | 0 | 0 | 0 | 0 | 0 | 0
STWD | 0 | 0 | 0 | 0 | 0 | 0
WT | 92.65 | 478.74 | 478.74 | 478.74 | 1809.27 | 1549.25
IGCC | 0 | 0 | 0 | 0 | 0 | 0
DemandResponse | 0 | 0 | 0 | 0 | 0 | 0
IGCC-CCS | 0 | 0 | 0 | 0 | 0 | 0
WT_off | 0 | 0 | 0 | 0 | 0 | 0
PseudoUnit | 0 | 0 | 0 | 0 | 0 | 0
FixedInterchange | 0 | 0 | 0 | 0 | 0 | 0
Levelized Capital Costs by Reporting Type: TVA
ReportingType | 2015 | 2020 | 2025 | 2030 | 2035 | 2040
BM | 0 | 0 | 0 | 0 | 0 | 0
CC | 151.13 | 151.13 | 151.13 | 151.13 | 116.66 | 0
CSP | 0 | 0 | 0 | 0 | 0 | 0
CT | 0 | 0 | 0 | 0 | 0 | 0
Coal | 0 | 0 | 0 | 0 | 0 | 538.72
Geo | 0 | 0 | 0 | 0 | 0 | 0
H | 0 | 0 | 0 | 0 | 0 | 0
LFG | 0 | 0 | 11.87 | 19.35 | 19.35 | 19.35
Nuc | 684.91 | 684.91 | 684.91 | 684.91 | 684.91 | 684.91
PS | 0 | 0 | 0 | 0 | 0 | 0
PV | 0 | 0 | 0 | 0 | 0 | 0
PeakG | 0 | 0 | 0 | 0 | 0 | 0
PeakO | 0 | 0 | 0 | 0 | 0 | 0
ST | 0 | 0 | 0 | 0 | 0 | 0
STOG | 0 | 0 | 0 | 0 | 0 | 0
STWD | 0 | 0 | 0 | 0 | 0 | 0
WT | 0 | 0 | 0 | 0 | 0 | 0
IGCC | 0 | 0 | 0 | 0 | 0 | 0
DemandResponse | 0 | 0 | 0 | 0 | 0 | 0
IGCC-CCS | 0 | 0 | 0 | 0 | 0 | 0
WT_off | 0 | 0 | 0 | 0 | 0 | 0
PseudoUnit | 0 | 0 | 0 | 0 | 0 | 0
FixedInterchange | 0 | 0 | 0 | 0 | 0 | 0
Levelized Capital Costs by Reporting Type: TVA_Transmission
ReportingType | 2015 | 2020 | 2025 | 2030 | 2035 | 2040
BM | 0 | 0 | 0 | 0 | 0 | 0
CC | 0 | 0 | 0 | 0 | 0 | 0
CSP | 0 | 0 | 0 | 0 | 0 | 0
CT | 0 | 0 | 0 | 0 | 0 | 0
Coal | 0 | 0 | 0 | 0 | 0 | 0
Geo | 0 | 0 | 0 | 0 | 0 | 0
H | 0 | 0 | 0 | 0 | 0 | 0
LFG | 0 | 0 | 0 | 0 | 0 | 0
Nuc | 0 | 0 | 0 | 0 | 0 | 0
PS | 0 | 0 | 0 | 0 | 0 | 0
PV | 0 | 0 | 0 | 0 | 0 | 0
PeakG | 0 | 0 | 0 | 0 | 0 | 0
PeakO | 0 | 0 | 0 | 0 | 0 | 0
ST | 0 | 0 | 0 | 0 | 0 | 0
STOG | 0 | 0 | 0 | 0 | 0 | 0
STWD | 0 | 0 | 0 | 0 | 0 | 0
WT | 0 | 0 | 0 | 0 | 0 | 0
IGCC | 0 | 0 | 0 | 0 | 0 | 0
DemandResponse | 0 | 0 | 0 | 0 | 0 | 0
IGCC-CCS | 0 | 0 | 0 | 0 | 0 | 0
WT_off | 0 | 0 | 0 | 0 | 0 | 0
PseudoUnit | 0 | 0 | 0 | 0 | 0 | 0
FixedInterchange | 0 | 0 | 0 | 0 | 0 | 0
Levelized Capital Costs by Reporting Type: VACAR
ReportingType | 2015 | 2020 | 2025 | 2030 | 2035 | 2040
BM | 0.34 | 53.76 | 150.71 | 163.51 | 163.51 | 170.45
CC | 319.56 | 319.56 | 319.56 | 319.56 | 319.56 | 0
CSP | 0 | 0 | 0 | 0 | 0 | 0
CT | 60.17 | 60.17 | 60.17 | 60.17 | 0 | 0
Coal | 220.45 | 220.45 | 220.45 | 220.45 | 220.45 | 275.36
Geo | 0 | 0 | 0 | 0 | 0 | 0
H | 0 | 0 | 0 | 0 | 0 | 0
LFG | 0.06 | 19.57 | 19.57 | 19.57 | 19.51 | 0
Nuc | 0 | 1320.06 | 1320.06 | 1320.06 | 1320.06 | 1320.06
PS | 0 | 0 | 0 | 0 | 0 | 0
PV | 0 | 38.53 | 38.53 | 38.7 | 39.07 | 0.95
PeakG | 0 | 0 | 0 | 0 | 0 | 0
PeakO | 0 | 0 | 0 | 0 | 0 | 0
ST | 0 | 0 | 0 | 0 | 0 | 0
STOG | 0 | 0 | 0 | 0 | 0 | 0
STWD | 0 | 0 | 0 | 0 | 0 | 0
WT | 0.19 | 740.59 | 740.59 | 740.59 | 740.4 | 0
IGCC | 0 | 0 | 0 | 0 | 0 | 0
DemandResponse | 0 | 0 | 0 | 0 | 0 | 0
IGCC-CCS | 0 | 0 | 0 | 0 | 0 | 0
WT_off | 0.53 | 0.53 | 0.53 | 0.53 | 0 | 0
PseudoUnit | 0 | 0 | 0 | 0 | 0 | 0
FixedInterchange | 0 | 0 | 0 | 0 | 0 | 0
Levelized Capital Costs by Reporting Type: IESO
ReportingType | 2015 | 2020 | 2025 | 2030 | 2035 | 2040
BM | 144.8 | 144.8 | 144.8 | 144.8 | 144.8 | 144.8
CC | 175.41 | 175.41 | 175.41 | 175.41 | 175.41 | 0
CSP | 0 | 0 | 0 | 0 | 0 | 0
CT | 41.8 | 41.8 | 41.8 | 41.8 | 0 | 0
Coal | 0 | 0 | 0 | 0 | 0 | 0
Geo | 0 | 0 | 0 | 0 | 0 | 0
H | 0 | 0 | 0 | 0 | 0 | 0
LFG | 5.12 | 5.12 | 5.12 | 5.12 | 0 | 0.17
Nuc | 0 | 0 | 0 | 0 | 0 | 0
PS | 0 | 0 | 0 | 0 | 0 | 0
PV | 539.74 | 539.74 | 539.74 | 539.74 | 0 | 0
PeakG | 0 | 0 | 0 | 0 | 0 | 0
PeakO | 0 | 0 | 0 | 0 | 0 | 0
ST | 0 | 0 | 0 | 0 | 0 | 0
STOG | 0 | 0 | 0 | 0 | 0 | 0
STWD | 0 | 0 | 0 | 0 | 0 | 0
WT | 660.4 | 660.4 | 660.4 | 660.4 | 0 | 0
IGCC | 0 | 0 | 0 | 0 | 0 | 0
DemandResponse | 0 | 0 | 0 | 0 | 0 | 0
IGCC-CCS | 0 | 0 | 0 | 0 | 0 | 0
WT_off | 0 | 0 | 0 | 0 | 0 | 0
PseudoUnit | 0 | 0 | 0 | 0 | 0 | 0
FixedInterchange | 0 | 0 | 0 | 0 | 0 | 0
Levelized Capital Costs by Reporting Type: MAPP_CA
ReportingType | 2015 | 2020 | 2025 | 2030 | 2035 | 2040
BM | 0 | 0 | 0 | 0 | 0 | 0
CC | 3.53 | 3.53 | 3.53 | 3.53 | 3.53 | 0
CSP | 0 | 0 | 0 | 0 | 0 | 0
CT | 0 | 0 | 0 | 0 | 0 | 0
Coal | 0 | 0 | 0 | 0 | 0 | 0
Geo | 0 | 0 | 0 | 0 | 0 | 0
H | 0 | 0 | 0 | 0 | 491.46 | 874.35
LFG | 0 | 0 | 0 | 0 | 0 | 0
Nuc | 0 | 0 | 0 | 0 | 0 | 0
PS | 0 | 0 | 0 | 0 | 0 | 0
PV | 0 | 0 | 0 | 0 | 0 | 0
PeakG | 0 | 0 | 0 | 0 | 0 | 0
PeakO | 0 | 0 | 0 | 0 | 0 | 0
ST | 0 | 0 | 0 | 0 | 0 | 0
STOG | 0 | 0 | 0 | 0 | 0 | 0
STWD | 0 | 0 | 0 | 0 | 0 | 0
WT | 87.23 | 87.23 | 87.23 | 87.23 | 0 | 0
IGCC | 0 | 0 | 0 | 0 | 0 | 0
DemandResponse | 0 | 0 | 0 | 0 | 0 | 0
IGCC-CCS | 0 | 0 | 0 | 0 | 0 | 0
WT_off | 0 | 0 | 0 | 0 | 0 | 0
PseudoUnit | 0 | 0 | 0 | 0 | 0 | 0
FixedInterchange | 0 | 0 | 0 | 0 | 0 | 0
Levelized Capital Costs by Reporting Type: AZ_NM_SNV_Coal
ReportingType | 2015 | 2020 | 2025 | 2030 | 2035 | 2040
BM | 0 | 0 | 0 | 0 | 0 | 0
CC | 0 | 0 | 0 | 0 | 0 | 0
CSP | 0 | 0 | 0 | 0 | 0 | 0
CT | 0 | 0 | 0 | 0 | 0 | 0
Coal | 0 | 0 | 0 | 0 | 62.84 | 1286.07
Geo | 0 | 0 | 0 | 0 | 0 | 0
H | 0 | 0 | 0 | 0 | 0 | 0
LFG | 0 | 0 | 0 | 0 | 0 | 0
Nuc | 0 | 0 | 0 | 0 | 0 | 0
PS | 0 | 0 | 0 | 0 | 0 | 0
PV | 0 | 0 | 0 | 0 | 0 | 0
PeakG | 0 | 0 | 0 | 0 | 0 | 0
PeakO | 0 | 0 | 0 | 0 | 0 | 0
ST | 0 | 0 | 0 | 0 | 0 | 0
STOG | 0 | 0 | 0 | 0 | 0 | 0
STWD | 0 | 0 | 0 | 0 | 0 | 0
WT | 0 | 0 | 0 | 0 | 0 | 0
IGCC | 0 | 0 | 0 | 0 | 0 | 0
DemandResponse | 0 | 0 | 0 | 0 | 0 | 0
IGCC-CCS | 0 | 0 | 0 | 0 | 0 | 0
WT_off | 0 | 0 | 0 | 0 | 0 | 0
PseudoUnit | 0 | 0 | 0 | 0 | 0 | 0
FixedInterchange | 0 | 0 | 0 | 0 | 0 | 0
Levelized Capital Costs by Reporting Type: AZ_NM_SNV_Gas
ReportingType | 2015 | 2020 | 2025 | 2030 | 2035 | 2040
BM | 0 | 0 | 0 | 0 | 0 | 0
CC | 79.32 | 79.32 | 79.32 | 79.32 | 79.32 | 0
CSP | 0 | 0 | 0 | 0 | 0 | 0
CT | 63.7 | 63.7 | 63.7 | 63.7 | 0 | 0
Coal | 0 | 0 | 0 | 0 | 0 | 0
Geo | 0 | 0 | 0 | 0 | 0 | 0
H | 0 | 0 | 0 | 0 | 0 | 0
LFG | 0 | 0 | 0 | 0 | 0 | 0
Nuc | 0 | 0 | 0 | 0 | 0 | 0
PS | 0 | 0 | 0 | 0 | 0 | 0
PV | 0 | 0 | 0 | 0 | 0 | 0
PeakG | 0 | 0 | 0 | 0 | 0 | 0
PeakO | 0 | 0 | 0 | 0 | 0 | 0
ST | 0 | 0 | 0 | 0 | 0 | 0
STOG | 0 | 0 | 0 | 0 | 0 | 0
STWD | 0 | 0 | 0 | 0 | 0 | 0
WT | 0 | 0 | 0 | 0 | 0 | 0
IGCC | 0 | 0 | 0 | 0 | 0 | 0
DemandResponse | 0 | 0 | 0 | 0 | 0 | 0
IGCC-CCS | 0 | 0 | 0 | 0 | 0 | 0
WT_off | 0 | 0 | 0 | 0 | 0 | 0
PseudoUnit | 0 | 0 | 0 | 0 | 0 | 0
FixedInterchange | 0 | 0 | 0 | 0 | 0 | 0
Levelized Capital Costs by Reporting Type: AZ_NM_SNV_NucRenew
ReportingType | 2015 | 2020 | 2025 | 2030 | 2035 | 2040
BM | 0 | 0 | 0 | 0 | 0 | 0
CC | 0 | 0 | 0 | 0 | 0 | 0
CSP | 0 | 0 | 0 | 0 | 0 | 0
CT | 0 | 0 | 0 | 0 | 0 | 0
Coal | 0 | 0 | 0 | 0 | 0 | 0
Geo | 0 | 0 | 369.64 | 369.64 | 369.64 | 369.64
H | 0 | 0 | 0 | 0 | 0 | 0
LFG | 0 | 11.72 | 11.72 | 11.72 | 11.72 | 0
Nuc | 0 | 0 | 0 | 0 | 0 | 0
PS | 0 | 0 | 0 | 0 | 0 | 0
PV | 34.88 | 34.88 | 34.88 | 34.88 | 0 | 0
PeakG | 0 | 0 | 0 | 0 | 0 | 0
PeakO | 0 | 0 | 0 | 0 | 0 | 0
ST | 101.53 | 226.67 | 289.78 | 233.47 | 197.08 | 71.93
STOG | 0 | 0 | 0 | 0 | 0 | 0
STWD | 0 | 0 | 0 | 0 | 0 | 0
WT | 14.28 | 616.78 | 616.78 | 630.32 | 616.04 | 13.55
IGCC | 0 | 0 | 0 | 0 | 0 | 0
DemandResponse | 0 | 0 | 0 | 0 | 0 | 0
IGCC-CCS | 0 | 0 | 0 | 0 | 0 | 0
WT_off | 0 | 0 | 0 | 0 | 0 | 0
PseudoUnit | 0 | 0 | 0 | 0 | 0 | 0
FixedInterchange | 0 | 0 | 0 | 0 | 0 | 0
Levelized Capital Costs by Reporting Type: ERCOT
ReportingType | 2015 | 2020 | 2025 | 2030 | 2035 | 2040
BM | 54.69 | 54.69 | 54.69 | 54.69 | 54.69 | 54.69
CC | 29.12 | 29.12 | 29.12 | 29.12 | 29.12 | 0
CSP | 0 | 0 | 0 | 0 | 0 | 0
CT | 20.97 | 20.97 | 20.97 | 20.97 | 0 | 0
Coal | 540.38 | 540.38 | 540.38 | 540.38 | 540.38 | 540.38
Geo | 0 | 0 | 0 | 0 | 0 | 0
H | 0 | 0 | 0 | 0 | 0 | 0
LFG | 0 | 0 | 63.77 | 63.77 | 63.77 | 63.77
Nuc | 0 | 0 | 0 | 0 | 0 | 0
PS | 0 | 0 | 0 | 0 | 0 | 0
PV | 4.89 | 4.89 | 4.89 | 4.89 | 0 | 0
PeakG | 0 | 0 | 0 | 0 | 0 | 0
PeakO | 0 | 0 | 0 | 0 | 0 | 0
ST | 0 | 0 | 0 | 0 | 0 | 0
STOG | 0 | 0 | 0 | 0 | 0 | 0
STWD | 0 | 0 | 0 | 0 | 0 | 0
WT | 72.7 | 72.7 | 72.7 | 72.7 | 0 | 2835.9
IGCC | 0 | 0 | 0 | 0 | 0 | 0
DemandResponse | 0 | 0 | 0 | 0 | 0 | 0
IGCC-CCS | 0 | 0 | 0 | 0 | 0 | 0
WT_off | 0 | 0 | 0 | 0 | 0 | 0
PseudoUnit | 0 | 0 | 0 | 0 | 0 | 0
FixedInterchange | 0 | 0 | 0 | 0 | 0 | 0
Levelized Capital Costs by Reporting Type: NP15
ReportingType | 2015 | 2020 | 2025 | 2030 | 2035 | 2040
BM | 0 | 0 | 0 | 0 | 0 | 0
CC | 130.44 | 130.44 | 130.44 | 130.44 | 130.44 | 0
CSP | 0 | 0 | 0 | 0 | 0 | 0
CT | 17.85 | 17.85 | 17.85 | 17.85 | 0 | 0
Coal | 0 | 0 | 0 | 0 | 0 | 0
Geo | 0 | 173.73 | 185.62 | 185.62 | 185.62 | 11.89
H | 0 | 0 | 0 | 0 | 0 | 0
LFG | 0 | 125.8 | 125.8 | 125.8 | 125.8 | 0
Nuc | 0 | 0 | 0 | 0 | 0 | 0
PS | 0 | 0 | 0 | 0 | 0 | 0
PV | 2.79 | 2.79 | 2.79 | 2.79 | 0 | 0
PeakG | 0 | 0 | 0 | 0 | 0 | 0
PeakO | 0 | 0 | 0 | 0 | 0 | 0
ST | 12.6 | 12.6 | 12.6 | 12.6 | 0 | 0
STOG | 0 | 0 | 0 | 0 | 0 | 0
STWD | 0 | 0 | 0 | 0 | 0 | 0
WT | 26.07 | 26.07 | 26.07 | 26.07 | 0 | 0
IGCC | 0 | 0 | 0 | 0 | 0 | 0
DemandResponse | 0 | 0 | 0 | 0 | 0 | 0
IGCC-CCS | 0 | 0 | 0 | 0 | 0 | 0
WT_off | 0 | 0 | 0 | 0 | 0 | 0
PseudoUnit | 0 | 0 | 0 | 0 | 0 | 0
FixedInterchange | 0 | 0 | 0 | 0 | 0 | 0
Levelized Capital Costs by Reporting Type: NWPP_Coal
ReportingType | 2015 | 2020 | 2025 | 2030 | 2035 | 2040
BM | 0 | 0 | 0 | 0 | 0 | 0
CC | 0 | 0 | 0 | 0 | 0 | 0
CSP | 0 | 0 | 0 | 0 | 0 | 0
CT | 0 | 0 | 0 | 0 | 0 | 0
Coal | 0 | 0 | 0 | 0 | 0 | 0
Geo | 0 | 0 | 0 | 0 | 0 | 0
H | 0 | 0 | 0 | 0 | 0 | 0
LFG | 0 | 0 | 0 | 0 | 0 | 0
Nuc | 0 | 0 | 0 | 0 | 0 | 0
PS | 0 | 0 | 0 | 0 | 0 | 0
PV | 0 | 0 | 0 | 0 | 0 | 0
PeakG | 0 | 0 | 0 | 0 | 0 | 0
PeakO | 0 | 0 | 0 | 0 | 0 | 0
ST | 0 | 0 | 0 | 0 | 0 | 0
STOG | 0 | 0 | 0 | 0 | 0 | 0
STWD | 0 | 0 | 0 | 0 | 0 | 0
WT | 0 | 0 | 0 | 0 | 0 | 0
IGCC | 0 | 0 | 0 | 0 | 0 | 0
DemandResponse | 0 | 0 | 0 | 0 | 0 | 0
IGCC-CCS | 0 | 0 | 0 | 0 | 0 | 0
WT_off | 0 | 0 | 0 | 0 | 0 | 0
PseudoUnit | 0 | 0 | 0 | 0 | 0 | 0
FixedInterchange | 0 | 0 | 0 | 0 | 0 | 0
Levelized Capital Costs by Reporting Type: NWPP_Gas
ReportingType | 2015 | 2020 | 2025 | 2030 | 2035 | 2040
BM | 0 | 0 | 0 | 0 | 0 | 0
CC | 33.4 | 33.4 | 33.4 | 33.4 | 33.4 | 0
CSP | 0 | 0 | 0 | 0 | 0 | 0
CT | 13.02 | 13.02 | 13.02 | 13.02 | 0 | 0
Coal | 0 | 0 | 0 | 0 | 202.2 | 275.77
Geo | 0 | 0 | 0 | 0 | 0 | 0
H | 0 | 0 | 0 | 0 | 0 | 0
LFG | 0 | 0 | 0 | 0 | 0 | 0
Nuc | 0 | 0 | 0 | 0 | 0 | 0
PS | 0 | 0 | 0 | 0 | 0 | 0
PV | 0 | 0 | 0 | 0 | 0 | 0
PeakG | 0 | 0 | 0 | 0 | 0 | 0
PeakO | 0 | 0 | 0 | 0 | 0 | 0
ST | 0 | 0 | 0 | 0 | 0 | 0
STOG | 0 | 0 | 0 | 0 | 0 | 0
STWD | 0 | 0 | 0 | 0 | 0 | 0
WT | 0 | 0 | 0 | 0 | 0 | 0
IGCC | 0 | 0 | 0 | 0 | 0 | 0
DemandResponse | 0 | 0 | 0 | 0 | 0 | 0
IGCC-CCS | 0 | 0 | 0 | 0 | 0 | 0
WT_off | 0 | 0 | 0 | 0 | 0 | 0
PseudoUnit | 0 | 0 | 0 | 0 | 0 | 0
FixedInterchange | 0 | 0 | 0 | 0 | 0 | 0
Levelized Capital Costs by Reporting Type: NWPP_NucRenew
ReportingType | 2015 | 2020 | 2025 | 2030 | 2035 | 2040
BM | 13.89 | 13.89 | 13.89 | 13.89 | 13.89 | 13.89
CC | 0 | 0 | 0 | 0 | 0 | 0
CSP | 0 | 0 | 0 | 0 | 0 | 0
CT | 0 | 0 | 0 | 0 | 0 | 0
Coal | 0 | 0 | 0 | 0 | 0 | 0
Geo | 24.88 | 24.88 | 135.71 | 135.71 | 110.83 | 110.83
H | 0 | 0 | 0 | 0 | 0 | 0
LFG | 5.02 | 51.97 | 51.97 | 51.97 | 46.95 | 0
Nuc | 0 | 0 | 0 | 0 | 0 | 0
PS | 0 | 0 | 0 | 0 | 0 | 0
PV | 0 | 0 | 0 | 0 | 0 | 0
PeakG | 0 | 0 | 0 | 0 | 0 | 0
PeakO | 0 | 0 | 0 | 0 | 0 | 0
ST | 0 | 0 | 0 | 0 | 0 | 0
STOG | 0 | 0 | 0 | 0 | 0 | 0
STWD | 0 | 0 | 0 | 0 | 0 | 0
WT | 238.86 | 238.86 | 238.86 | 238.86 | 0 | 0
IGCC | 0 | 0 | 0 | 0 | 0 | 0
DemandResponse | 0 | 0 | 0 | 0 | 0 | 0
IGCC-CCS | 0 | 0 | 0 | 0 | 0 | 0
WT_off | 0 | 0 | 0 | 0 | 0 | 0
PseudoUnit | 0 | 0 | 0 | 0 | 0 | 0
FixedInterchange | 0 | 0 | 0 | 0 | 0 | 0
Levelized Capital Costs by Reporting Type: RMPA
ReportingType | 2015 | 2020 | 2025 | 2030 | 2035 | 2040
BM | 0 | 0 | 0 | 0 | 0 | 0
CC | 0 | 0 | 0 | 0 | 0 | 0
CSP | 0 | 0 | 0 | 0 | 0 | 0
CT | 15.2 | 15.2 | 15.2 | 15.2 | 0 | 0
Coal | 108.63 | 108.63 | 108.63 | 108.63 | 168.34 | 291.92
Geo | 0 | 17.96 | 650.26 | 659.69 | 659.69 | 641.73
H | 0 | 0 | 0 | 0 | 0 | 0
LFG | 0.28 | 5.85 | 5.85 | 5.85 | 5.57 | 0
Nuc | 0 | 0 | 0 | 0 | 0 | 0
PS | 0 | 0 | 0 | 0 | 0 | 0
PV | 0.37 | 0.37 | 0.37 | 0.37 | 0 | 0
PeakG | 0 | 0 | 0 | 0 | 0 | 0
PeakO | 0 | 0 | 0 | 0 | 0 | 0
ST | 1.07 | 113.62 | 116.13 | 119.25 | 118.18 | 5.62
STOG | 0 | 0 | 0 | 0 | 0 | 0
STWD | 0 | 0 | 0 | 0 | 0 | 0
WT | 172.66 | 326.59 | 326.59 | 326.59 | 153.92 | 0
IGCC | 0 | 0 | 0 | 0 | 0 | 0
DemandResponse | 0 | 0 | 0 | 0 | 0 | 0
IGCC-CCS | 0 | 0 | 0 | 0 | 0 | 0
WT_off | 0 | 0 | 0 | 0 | 0 | 0
PseudoUnit | 0 | 0 | 0 | 0 | 0 | 0
FixedInterchange | 0 | 0 | 0 | 0 | 0 | 0
Levelized Capital Costs by Reporting Type: SP15
ReportingType | 2015 | 2020 | 2025 | 2030 | 2035 | 2040
BM | 2.9 | 2.9 | 2.9 | 2.9 | 2.9 | 2.9
CC | 60.76 | 60.76 | 60.76 | 60.76 | 60.76 | 0
CSP | 0 | 0 | 0 | 0 | 0 | 0
CT | 0 | 0 | 0 | 0 | 0 | 0
Coal | 0 | 0 | 0 | 0 | 0 | 0
Geo | 14.26 | 385.19 | 385.19 | 370.93 | 370.93 | 0
H | 0 | 0 | 0 | 0 | 0 | 0
LFG | 2.09 | 125.04 | 125.04 | 124.8 | 122.95 | 0
Nuc | 0 | 0 | 0 | 0 | 0 | 0
PS | 0 | 0 | 0 | 0 | 0 | 0
PV | 1.62 | 1.62 | 1.62 | 1.62 | 0 | 0
PeakG | 0 | 0 | 0 | 0 | 0 | 0
PeakO | 0 | 0 | 0 | 0 | 0 | 0
ST | 191.39 | 191.39 | 191.39 | 191.39 | 0 | 0
STOG | 0 | 0 | 0 | 0 | 0 | 0
STWD | 0 | 0 | 0 | 0 | 0 | 0
WT | 193.26 | 193.26 | 193.26 | 193.26 | 0 | 0
IGCC | 0 | 0 | 0 | 0 | 0 | 0
DemandResponse | 0 | 0 | 0 | 0 | 0 | 0
IGCC-CCS | 0 | 0 | 0 | 0 | 0 | 0
WT_off | 0 | 0 | 0 | 0 | 0 | 0
PseudoUnit | 0 | 0 | 0 | 0 | 0 | 0
FixedInterchange | 0 | 0 | 0 | 0 | 0 | 0
Levelized Capital Costs by Reporting Type: ALB
ReportingType | 2015 | 2020 | 2025 | 2030 | 2035 | 2040
BM | 0 | 0 | 0 | 0 | 0 | 0
CC | 12.94 | 33.24 | 53.16 | 74.28 | 95.42 | 250.02
CSP | 0 | 0 | 0 | 0 | 0 | 0
CT | 16.7 | 16.7 | 16.7 | 16.7 | 0 | 0
Coal | 147.62 | 147.62 | 147.62 | 147.62 | 147.62 | 147.62
Geo | 0 | 0 | 0 | 0 | 0 | 0
H | 0 | 0 | 0 | 0 | 0 | 0
LFG | 0 | 0 | 0 | 0 | 0 | 0
Nuc | 0 | 0 | 0 | 0 | 0 | 0
PS | 0 | 0 | 0 | 0 | 0 | 0
PV | 0 | 0 | 0 | 0 | 0 | 0
PeakG | 0 | 0 | 0 | 0 | 0 | 0
PeakO | 0 | 0 | 0 | 0 | 0 | 0
ST | 0 | 0 | 0 | 0 | 0 | 0
STOG | 0 | 0 | 0 | 0 | 0 | 0
STWD | 0 | 0 | 0 | 0 | 0 | 0
WT | 2.54 | 2.54 | 2.54 | 2.54 | 0 | 0
IGCC | 0 | 0 | 0 | 0 | 0 | 0
DemandResponse | 0 | 0 | 0 | 0 | 0 | 0
IGCC-CCS | 0 | 0 | 0 | 0 | 0 | 0
WT_off | 0 | 0 | 0 | 0 | 0 | 0
PseudoUnit | 0 | 0 | 0 | 0 | 0 | 0
FixedInterchange | 0 | 0 | 0 | 0 | 0 | 0
Levelized Capital Costs by Reporting Type: BC
ReportingType | 2015 | 2020 | 2025 | 2030 | 2035 | 2040
BM | 0 | 0 | 0 | 0 | 0 | 0
CC | 64.76 | 64.76 | 64.76 | 66.56 | 91.14 | 26.38
CSP | 0 | 0 | 0 | 0 | 0 | 0
CT | 0 | 0 | 0 | 0 | 0 | 0
Coal | 0 | 0 | 0 | 0 | 0 | 0
Geo | 0 | 0 | 0 | 0 | 0 | 0
H | 0 | 0 | 0 | 0 | 0 | 0
LFG | 0 | 0 | 0 | 0 | 0 | 0
Nuc | 0 | 0 | 0 | 0 | 0 | 0
PS | 0 | 0 | 0 | 0 | 0 | 0
PV | 0 | 0 | 0 | 0 | 0 | 0
PeakG | 0 | 0 | 0 | 0 | 0 | 0
PeakO | 0 | 0 | 0 | 0 | 0 | 0
ST | 0 | 0 | 0 | 0 | 0 | 0
STOG | 0 | 0 | 0 | 0 | 0 | 0
STWD | 0 | 0 | 0 | 0 | 0 | 0
WT | 40.68 | 40.68 | 40.68 | 40.68 | 0 | 0
IGCC | 0 | 0 | 0 | 0 | 0 | 0
DemandResponse | 0 | 0 | 0 | 0 | 0 | 0
IGCC-CCS | 0 | 0 | 0 | 0 | 0 | 0
WT_off | 0 | 0 | 0 | 0 | 0 | 0
PseudoUnit | 0 | 0 | 0 | 0 | 0 | 0
FixedInterchange | 0 | 0 | 0 | 0 | 0 | 0
Levelized Capital Costs by Reporting Type: HQ_IESO
ReportingType | 2015 | 2020 | 2025 | 2030 | 2035 | 2040
BM | 0 | 0 | 0 | 0 | 0 | 0
CC | 0 | 0 | 0 | 0 | 0 | 0
CSP | 0 | 0 | 0 | 0 | 0 | 0
CT | 0 | 0 | 0 | 0 | 0 | 0
Coal | 0 | 0 | 0 | 0 | 0 | 0
Geo | 0 | 0 | 0 | 0 | 0 | 0
H | 0 | 0 | 0 | 0 | 0 | 0
LFG | 0 | 0 | 0 | 0 | 0 | 0
Nuc | 0 | 0 | 0 | 0 | 0 | 0
PS | 0 | 0 | 0 | 0 | 0 | 0
PV | 0 | 0 | 0 | 0 | 0 | 0
PeakG | 0 | 0 | 0 | 0 | 0 | 0
PeakO | 0 | 0 | 0 | 0 | 0 | 0
ST | 0 | 0 | 0 | 0 | 0 | 0
STOG | 0 | 0 | 0 | 0 | 0 | 0
STWD | 0 | 0 | 0 | 0 | 0 | 0
WT | 0 | 0 | 0 | 0 | 0 | 0
IGCC | 0 | 0 | 0 | 0 | 0 | 0
DemandResponse | 0 | 0 | 0 | 0 | 0 | 0
IGCC-CCS | 0 | 0 | 0 | 0 | 0 | 0
WT_off | 0 | 0 | 0 | 0 | 0 | 0
PseudoUnit | 0 | 0 | 0 | 0 | 0 | 0
FixedInterchange | 0 | 0 | 0 | 0 | 0 | 0
Levelized Capital Costs by Reporting Type: HQ_NEISO
ReportingType | 2015 | 2020 | 2025 | 2030 | 2035 | 2040
BM | 0 | 0 | 0 | 0 | 0 | 0
CC | 0 | 0 | 0 | 0 | 0 | 0
CSP | 0 | 0 | 0 | 0 | 0 | 0
CT | 0 | 0 | 0 | 0 | 0 | 0
Coal | 0 | 0 | 0 | 0 | 0 | 0
Geo | 0 | 0 | 0 | 0 | 0 | 0
H | 0 | 0 | 0 | 0 | 0 | 0
LFG | 0 | 0 | 0 | 0 | 0 | 0
Nuc | 0 | 0 | 0 | 0 | 0 | 0
PS | 0 | 0 | 0 | 0 | 0 | 0
PV | 0 | 0 | 0 | 0 | 0 | 0
PeakG | 0 | 0 | 0 | 0 | 0 | 0
PeakO | 0 | 0 | 0 | 0 | 0 | 0
ST | 0 | 0 | 0 | 0 | 0 | 0
STOG | 0 | 0 | 0 | 0 | 0 | 0
STWD | 0 | 0 | 0 | 0 | 0 | 0
WT | 0 | 0 | 0 | 0 | 0 | 0
IGCC | 0 | 0 | 0 | 0 | 0 | 0
DemandResponse | 0 | 0 | 0 | 0 | 0 | 0
IGCC-CCS | 0 | 0 | 0 | 0 | 0 | 0
WT_off | 0 | 0 | 0 | 0 | 0 | 0
PseudoUnit | 0 | 0 | 0 | 0 | 0 | 0
FixedInterchange | 0 | 0 | 0 | 0 | 0 | 0
Levelized Capital Costs by Reporting Type: HQ_NY
ReportingType | 2015 | 2020 | 2025 | 2030 | 2035 | 2040
BM | 0 | 0 | 0 | 0 | 0 | 0
CC | 0 | 0 | 0 | 0 | 0 | 0
CSP | 0 | 0 | 0 | 0 | 0 | 0
CT | 0 | 0 | 0 | 0 | 0 | 0
Coal | 0 | 0 | 0 | 0 | 0 | 0
Geo | 0 | 0 | 0 | 0 | 0 | 0
H | 0 | 0 | 0 | 0 | 0 | 0
LFG | 0 | 0 | 0 | 0 | 0 | 0
Nuc | 0 | 0 | 0 | 0 | 0 | 0
PS | 0 | 0 | 0 | 0 | 0 | 0
PV | 0 | 0 | 0 | 0 | 0 | 0
PeakG | 0 | 0 | 0 | 0 | 0 | 0
PeakO | 0 | 0 | 0 | 0 | 0 | 0
ST | 0 | 0 | 0 | 0 | 0 | 0
STOG | 0 | 0 | 0 | 0 | 0 | 0
STWD | 0 | 0 | 0 | 0 | 0 | 0
WT | 0 | 0 | 0 | 0 | 0 | 0
IGCC | 0 | 0 | 0 | 0 | 0 | 0
DemandResponse | 0 | 0 | 0 | 0 | 0 | 0
IGCC-CCS | 0 | 0 | 0 | 0 | 0 | 0
WT_off | 0 | 0 | 0 | 0 | 0 | 0
PseudoUnit | 0 | 0 | 0 | 0 | 0 | 0
FixedInterchange | 0 | 0 | 0 | 0 | 0 | 0
Levelized Capital Costs by Reporting Type: MARITIMES
ReportingType | 2015 | 2020 | 2025 | 2030 | 2035 | 2040
BM | 0 | 0 | 0 | 0 | 0 | 0
CC | 0 | 0 | 0 | 0 | 0 | 0
CSP | 0 | 0 | 0 | 0 | 0 | 0
CT | 0 | 0 | 0 | 0 | 0 | 0
Coal | 0 | 0 | 0 | 0 | 0 | 0
Geo | 0 | 0 | 0 | 0 | 0 | 0
H | 0 | 0 | 0 | 0 | 0 | 0
LFG | 0 | 0 | 0 | 0 | 0 | 0
Nuc | 0 | 0 | 0 | 0 | 0 | 0
PS | 0 | 0 | 0 | 0 | 0 | 0
PV | 0 | 0 | 0 | 0 | 0 | 0
PeakG | 0 | 0 | 0 | 0 | 0 | 0
PeakO | 0 | 0 | 0 | 0 | 0 | 0
ST | 0 | 0 | 0 | 0 | 0 | 0
STOG | 0 | 0 | 0 | 0 | 0 | 0
STWD | 0 | 0 | 0 | 0 | 0 | 0
WT | 0 | 0 | 0 | 0 | 0 | 0
IGCC | 0 | 0 | 0 | 0 | 0 | 0
DemandResponse | 0 | 0 | 0 | 0 | 0 | 0
IGCC-CCS | 0 | 0 | 0 | 0 | 0 | 0
WT_off | 0 | 0 | 0 | 0 | 0 | 0
PseudoUnit | 0 | 0 | 0 | 0 | 0 | 0
FixedInterchange | 0 | 0 | 0 | 0 | 0 | 0
Levelized Capital Costs by Reporting Type: All
ReportingType | 2015 | 2020 | 2025 | 2030 | 2035 | 2040
BM | 541.24 | 594.66 | 691.62 | 704.41 | 704.41 | 626.29
CC | 3613.4 | 3688.59 | 3708.51 | 3731.43 | 4080.18 | 958.25
CSP | 0 | 0 | 0 | 0 | 0 | 0
CT | 540.76 | 564.47 | 564.47 | 560.62 | 23.72 | 0
Coal | 3114.71 | 3114.71 | 3114.71 | 3114.71 | 3509.82 | 9230.13
Geo | 39.14 | 601.75 | 1726.41 | 1721.58 | 1696.7 | 1134.09
H | 0 | 0 | 165.8 | 166.13 | 657.59 | 1040.48
LFG | 42.41 | 457.31 | 883.58 | 1018.53 | 985.78 | 571.04
Nuc | 684.91 | 3259.17 | 3259.17 | 3259.17 | 3259.17 | 3259.17
PS | 0 | 0 | 0 | 0 | 0 | 0
PV | 612.43 | 1304.76 | 1586.8 | 1628.2 | 1018.17 | 329.74
PeakG | 0 | 0 | 0 | 0 | 0 | 0
PeakO | 0 | 0 | 0 | 0 | 0 | 0
ST | 306.59 | 544.29 | 609.91 | 556.71 | 315.26 | 77.56
STOG | 0 | 0 | 0 | 0 | 0 | 0
STWD | 0 | 0 | 0 | 0 | 0 | 0
WT | 6098.68 | 8973.94 | 9882.63 | 9138.49 | 7045.88 | 7184.14
IGCC | 215.26 | 215.26 | 215.26 | 215.26 | 215.26 | 215.26
DemandResponse | 0 | 0 | 0 | 0 | 0 | 0
IGCC-CCS | 0 | 0 | 0 | 0 | 0 | 0
WT_off | 283.77 | 283.77 | 824.12 | 824.12 | 540.35 | 540.35
PseudoUnit | 0 | 0 | 0 | 0 | 0 | 0
FixedInterchange | 0 | 0 | 0 | 0 | 0 | 0
Levelized Capital Costs by Reporting Type: EI_US
ReportingType | 2015 | 2020 | 2025 | 2030 | 2035 | 2040
BM | 324.96 | 378.38 | 475.33 | 488.12 | 488.12 | 410
CC | 3023.72 | 3078.6 | 3078.6 | 3078.6 | 3381.63 | 681.85
CSP | 0 | 0 | 0 | 0 | 0 | 0
CT | 351.51 | 375.23 | 375.23 | 371.37 | 23.72 | 0
Coal | 2318.08 | 2318.08 | 2318.08 | 2318.08 | 2388.44 | 6688.37
Geo | 0 | 0 | 0 | 0 | 0 | 0
H | 0 | 0 | 165.8 | 166.13 | 166.13 | 166.13
LFG | 29.9 | 131.82 | 494.32 | 629.5 | 609.02 | 507.1
Nuc | 684.91 | 3259.17 | 3259.17 | 3259.17 | 3259.17 | 3259.17
PS | 0 | 0 | 0 | 0 | 0 | 0
PV | 28.13 | 720.46 | 1002.5 | 1043.9 | 1018.17 | 329.74
PeakG | 0 | 0 | 0 | 0 | 0 | 0
PeakO | 0 | 0 | 0 | 0 | 0 | 0
ST | 0 | 0 | 0 | 0 | 0 | 0
STOG | 0 | 0 | 0 | 0 | 0 | 0
STWD | 0 | 0 | 0 | 0 | 0 | 0
WT | 4589.99 | 6708.84 | 7617.53 | 6859.84 | 6275.92 | 4334.69
IGCC | 215.26 | 215.26 | 215.26 | 215.26 | 215.26 | 215.26
DemandResponse | 0 | 0 | 0 | 0 | 0 | 0
IGCC-CCS | 0 | 0 | 0 | 0 | 0 | 0
WT_off | 283.77 | 283.77 | 824.12 | 824.12 | 540.35 | 540.35
PseudoUnit | 0 | 0 | 0 | 0 | 0 | 0
FixedInterchange | 0 | 0 | 0 | 0 | 0 | 0
Levelized Capital Costs by Reporting Type: EI_Canada
ReportingType | 2015 | 2020 | 2025 | 2030 | 2035 | 2040
BM | 144.8 | 144.8 | 144.8 | 144.8 | 144.8 | 144.8
CC | 178.94 | 178.94 | 178.94 | 178.94 | 178.94 | 0
CSP | 0 | 0 | 0 | 0 | 0 | 0
CT | 41.8 | 41.8 | 41.8 | 41.8 | 0 | 0
Coal | 0 | 0 | 0 | 0 | 0 | 0
Geo | 0 | 0 | 0 | 0 | 0 | 0
H | 0 | 0 | 0 | 0 | 491.46 | 874.35
LFG | 5.12 | 5.12 | 5.12 | 5.12 | 0 | 0.17
Nuc | 0 | 0 | 0 | 0 | 0 | 0
PS | 0 | 0 | 0 | 0 | 0 | 0
PV | 539.74 | 539.74 | 539.74 | 539.74 | 0 | 0
PeakG | 0 | 0 | 0 | 0 | 0 | 0
PeakO | 0 | 0 | 0 | 0 | 0 | 0
ST | 0 | 0 | 0 | 0 | 0 | 0
STOG | 0 | 0 | 0 | 0 | 0 | 0
STWD | 0 | 0 | 0 | 0 | 0 | 0
WT | 747.62 | 747.62 | 747.62 | 747.62 | 0 | 0
IGCC | 0 | 0 | 0 | 0 | 0 | 0
DemandResponse | 0 | 0 | 0 | 0 | 0 | 0
IGCC-CCS | 0 | 0 | 0 | 0 | 0 | 0
WT_off | 0 | 0 | 0 | 0 | 0 | 0
PseudoUnit | 0 | 0 | 0 | 0 | 0 | 0
FixedInterchange | 0 | 0 | 0 | 0 | 0 | 0
Levelized Capital Costs by Reporting Type: EI
ReportingType | 2015 | 2020 | 2025 | 2030 | 2035 | 2040
BM | 469.76 | 523.18 | 620.14 | 632.93 | 632.93 | 554.8
CC | 3202.66 | 3257.54 | 3257.54 | 3257.54 | 3560.57 | 681.85
CSP | 0 | 0 | 0 | 0 | 0 | 0
CT | 393.3 | 417.02 | 417.02 | 413.17 | 23.72 | 0
Coal | 2318.08 | 2318.08 | 2318.08 | 2318.08 | 2388.44 | 6688.37
Geo | 0 | 0 | 0 | 0 | 0 | 0
H | 0 | 0 | 165.8 | 166.13 | 657.59 | 1040.48
LFG | 35.02 | 136.94 | 499.43 | 634.62 | 609.02 | 507.27
Nuc | 684.91 | 3259.17 | 3259.17 | 3259.17 | 3259.17 | 3259.17
PS | 0 | 0 | 0 | 0 | 0 | 0
PV | 567.88 | 1260.21 | 1542.24 | 1583.64 | 1018.17 | 329.74
PeakG | 0 | 0 | 0 | 0 | 0 | 0
PeakO | 0 | 0 | 0 | 0 | 0 | 0
ST | 0 | 0 | 0 | 0 | 0 | 0
STOG | 0 | 0 | 0 | 0 | 0 | 0
STWD | 0 | 0 | 0 | 0 | 0 | 0
WT | 5337.61 | 7456.46 | 8365.15 | 7607.46 | 6275.92 | 4334.69
IGCC | 215.26 | 215.26 | 215.26 | 215.26 | 215.26 | 215.26
DemandResponse | 0 | 0 | 0 | 0 | 0 | 0
IGCC-CCS | 0 | 0 | 0 | 0 | 0 | 0
WT_off | 283.77 | 283.77 | 824.12 | 824.12 | 540.35 | 540.35
PseudoUnit | 0 | 0 | 0 | 0 | 0 | 0
FixedInterchange | 0 | 0 | 0 | 0 | 0 | 0
Levelized Capital Costs by Reporting Type: Outside_EI
ReportingType | 2015 | 2020 | 2025 | 2030 | 2035 | 2040
BM | 71.48 | 71.48 | 71.48 | 71.48 | 71.48 | 71.48
CC | 410.75 | 431.05 | 450.97 | 473.89 | 519.61 | 276.4
CSP | 0 | 0 | 0 | 0 | 0 | 0
CT | 147.45 | 147.45 | 147.45 | 147.45 | 0 | 0
Coal | 796.63 | 796.63 | 796.63 | 796.63 | 1121.38 | 2541.76
Geo | 39.14 | 601.75 | 1726.41 | 1721.58 | 1696.7 | 1134.09
H | 0 | 0 | 0 | 0 | 0 | 0
LFG | 7.39 | 320.37 | 384.14 | 383.91 | 376.75 | 63.77
Nuc | 0 | 0 | 0 | 0 | 0 | 0
PS | 0 | 0 | 0 | 0 | 0 | 0
PV | 44.56 | 44.56 | 44.56 | 44.56 | 0 | 0
PeakG | 0 | 0 | 0 | 0 | 0 | 0
PeakO | 0 | 0 | 0 | 0 | 0 | 0
ST | 306.59 | 544.29 | 609.91 | 556.71 | 315.26 | 77.56
STOG | 0 | 0 | 0 | 0 | 0 | 0
STWD | 0 | 0 | 0 | 0 | 0 | 0
WT | 761.07 | 1517.48 | 1517.48 | 1531.03 | 769.96 | 2849.44
IGCC | 0 | 0 | 0 | 0 | 0 | 0
DemandResponse | 0 | 0 | 0 | 0 | 0 | 0
IGCC-CCS | 0 | 0 | 0 | 0 | 0 | 0
WT_off | 0 | 0 | 0 | 0 | 0 | 0
PseudoUnit | 0 | 0 | 0 | 0 | 0 | 0
FixedInterchange | 0 | 0 | 0 | 0 | 0 | 0
#13 | Levelized Retrofit Capital Costs ($million)
Levelized Retrofit Capital Costs by Reporting Type: Entergy
ReportingType | 2015 | 2020 | 2025 | 2030 | 2035 | 2040
BM | 0 | 0 | 0 | 0 | 0 | 0
CC | 0 | 0 | 0 | 0 | 0 | 0
CSP | 0 | 0 | 0 | 0 | 0 | 0
CT | 0 | 0 | 0 | 0 | 0 | 0
Coal | 0 | 342.34 | 342.34 | 0 | 0 | 0
Geo | 0 | 0 | 0 | 0 | 0 | 0
H | 0 | 0 | 0 | 0 | 0 | 0
LFG | 0 | 0 | 0 | 0 | 0 | 0
Nuc | 0 | 0 | 0 | 0 | 0 | 0
PS | 0 | 0 | 0 | 0 | 0 | 0
PV | 0 | 0 | 0 | 0 | 0 | 0
PeakG | 0 | 0 | 0 | 0 | 0 | 0
PeakO | 0 | 0 | 0 | 0 | 0 | 0
ST | 0 | 0 | 0 | 0 | 0 | 0
STOG | 0 | 0 | 0 | 0 | 0 | 0
STWD | 0 | 0 | 0 | 0 | 0 | 0
WT | 0 | 0 | 0 | 0 | 0 | 0
IGCC | 0 | 0 | 0 | 0 | 0 | 0
DemandResponse | 0 | 0 | 0 | 0 | 0 | 0
IGCC-CCS | 0 | 0 | 0 | 0 | 0 | 0
WT_off | 0 | 0 | 0 | 0 | 0 | 0
PseudoUnit | 0 | 0 | 0 | 0 | 0 | 0
FixedInterchange | 0 | 0 | 0 | 0 | 0 | 0
Levelized Retrofit Capital Costs by Reporting Type: FRCC
ReportingType | 2015 | 2020 | 2025 | 2030 | 2035 | 2040
BM | 0 | 0 | 0 | 0 | 0 | 0
CC | 0 | 0 | 0 | 0 | 0 | 0
CSP | 0 | 0 | 0 | 0 | 0 | 0
CT | 0 | 0 | 0 | 0 | 0 | 0
Coal | 73.1 | 90.37 | 90.37 | 0 | 0 | 0
Geo | 0 | 0 | 0 | 0 | 0 | 0
H | 0 | 0 | 0 | 0 | 0 | 0
LFG | 0 | 0 | 0 | 0 | 0 | 0
Nuc | 0 | 0 | 0 | 0 | 0 | 0
PS | 0 | 0 | 0 | 0 | 0 | 0
PV | 0 | 0 | 0 | 0 | 0 | 0
PeakG | 0 | 0 | 0 | 0 | 0 | 0
PeakO | 0 | 0 | 0 | 0 | 0 | 0
ST | 0 | 0 | 0 | 0 | 0 | 0
STOG | 0 | 0 | 0 | 0 | 0 | 0
STWD | 0 | 0 | 0 | 0 | 0 | 0
WT | 0 | 0 | 0 | 0 | 0 | 0
IGCC | 0 | 0 | 0 | 0 | 0 | 0
DemandResponse | 0 | 0 | 0 | 0 | 0 | 0
IGCC-CCS | 0 | 0 | 0 | 0 | 0 | 0
WT_off | 0 | 0 | 0 | 0 | 0 | 0
PseudoUnit | 0 | 0 | 0 | 0 | 0 | 0
FixedInterchange | 0 | 0 | 0 | 0 | 0 | 0
Levelized Retrofit Capital Costs by Reporting Type: MAPP_US
ReportingType | 2015 | 2020 | 2025 | 2030 | 2035 | 2040
BM | 0 | 0 | 0 | 0 | 0 | 0
CC | 0 | 0 | 0 | 0 | 0 | 0
CSP | 0 | 0 | 0 | 0 | 0 | 0
CT | 0 | 0 | 0 | 0 | 0 | 0
Coal | 22.36 | 41.88 | 19.52 | 0 | 0 | 0
Geo | 0 | 0 | 0 | 0 | 0 | 0
H | 0 | 0 | 0 | 0 | 0 | 0
LFG | 0 | 0 | 0 | 0 | 0 | 0
Nuc | 0 | 0 | 0 | 0 | 0 | 0
PS | 0 | 0 | 0 | 0 | 0 | 0
PV | 0 | 0 | 0 | 0 | 0 | 0
PeakG | 0 | 0 | 0 | 0 | 0 | 0
PeakO | 0 | 0 | 0 | 0 | 0 | 0
ST | 0 | 0 | 0 | 0 | 0 | 0
STOG | 0 | 0 | 0 | 0 | 0 | 0
STWD | 0 | 0 | 0 | 0 | 0 | 0
WT | 0 | 0 | 0 | 0 | 0 | 0
IGCC | 0 | 0 | 0 | 0 | 0 | 0
DemandResponse | 0 | 0 | 0 | 0 | 0 | 0
IGCC-CCS | 0 | 0 | 0 | 0 | 0 | 0
WT_off | 0 | 0 | 0 | 0 | 0 | 0
PseudoUnit | 0 | 0 | 0 | 0 | 0 | 0
FixedInterchange | 0 | 0 | 0 | 0 | 0 | 0
Levelized Retrofit Capital Costs by Reporting Type: MISO_IN
ReportingType | 2015 | 2020 | 2025 | 2030 | 2035 | 2040
BM | 0 | 0 | 0 | 0 | 0 | 0
CC | 0 | 0 | 0 | 0 | 0 | 0
CSP | 0 | 0 | 0 | 0 | 0 | 0
CT | 0 | 0 | 0 | 0 | 0 | 0
Coal | 0 | 210.32 | 210.32 | 0 | 0 | 0
Geo | 0 | 0 | 0 | 0 | 0 | 0
H | 0 | 0 | 0 | 0 | 0 | 0
LFG | 0 | 0 | 0 | 0 | 0 | 0
Nuc | 0 | 0 | 0 | 0 | 0 | 0
PS | 0 | 0 | 0 | 0 | 0 | 0
PV | 0 | 0 | 0 | 0 | 0 | 0
PeakG | 0 | 0 | 0 | 0 | 0 | 0
PeakO | 0 | 0 | 0 | 0 | 0 | 0
ST | 0 | 0 | 0 | 0 | 0 | 0
STOG | 0 | 0 | 0 | 0 | 0 | 0
STWD | 0 | 0 | 0 | 0 | 0 | 0
WT | 0 | 0 | 0 | 0 | 0 | 0
IGCC | 0 | 0 | 0 | 0 | 0 | 0
DemandResponse | 0 | 0 | 0 | 0 | 0 | 0
IGCC-CCS | 0 | 0 | 0 | 0 | 0 | 0
WT_off | 0 | 0 | 0 | 0 | 0 | 0
PseudoUnit | 0 | 0 | 0 | 0 | 0 | 0
FixedInterchange | 0 | 0 | 0 | 0 | 0 | 0
Levelized Retrofit Capital Costs by Reporting Type: MISO_MI
ReportingType | 2015 | 2020 | 2025 | 2030 | 2035 | 2040
BM | 0 | 0 | 0 | 0 | 0 | 0
CC | 0 | 0 | 0 | 0 | 0 | 0
CSP | 0 | 0 | 0 | 0 | 0 | 0
CT | 0 | 0 | 0 | 0 | 0 | 0
Coal | 15.14 | 292.14 | 277 | 0 | 0 | 0
Geo | 0 | 0 | 0 | 0 | 0 | 0
H | 0 | 0 | 0 | 0 | 0 | 0
LFG | 0 | 0 | 0 | 0 | 0 | 0
Nuc | 0 | 0 | 0 | 0 | 0 | 0
PS | 0 | 0 | 0 | 0 | 0 | 0
PV | 0 | 0 | 0 | 0 | 0 | 0
PeakG | 0 | 0 | 0 | 0 | 0 | 0
PeakO | 0 | 0 | 0 | 0 | 0 | 0
ST | 0 | 0 | 0 | 0 | 0 | 0
STOG | 0 | 0 | 0 | 0 | 0 | 0
STWD | 0 | 0 | 0 | 0 | 0 | 0
WT | 0 | 0 | 0 | 0 | 0 | 0
IGCC | 0 | 0 | 0 | 0 | 0 | 0
DemandResponse | 0 | 0 | 0 | 0 | 0 | 0
IGCC-CCS | 0 | 0 | 0 | 0 | 0 | 0
WT_off | 0 | 0 | 0 | 0 | 0 | 0
PseudoUnit | 0 | 0 | 0 | 0 | 0 | 0
FixedInterchange | 0 | 0 | 0 | 0 | 0 | 0
Levelized Retrofit Capital Costs by Reporting Type: MISO_MO-IL
ReportingType | 2015 | 2020 | 2025 | 2030 | 2035 | 2040
BM | 0 | 0 | 0 | 0 | 0 | 0
CC | 0 | 0 | 0 | 0 | 0 | 0
CSP | 0 | 0 | 0 | 0 | 0 | 0
CT | 0 | 0 | 0 | 0 | 0 | 0
Coal | 9.29 | 291.61 | 291.61 | 0 | 0 | 0
Geo | 0 | 0 | 0 | 0 | 0 | 0
H | 0 | 0 | 0 | 0 | 0 | 0
LFG | 0 | 0 | 0 | 0 | 0 | 0
Nuc | 0 | 0 | 0 | 0 | 0 | 0
PS | 0 | 0 | 0 | 0 | 0 | 0
PV | 0 | 0 | 0 | 0 | 0 | 0
PeakG | 0 | 0 | 0 | 0 | 0 | 0
PeakO | 0 | 0 | 0 | 0 | 0 | 0
ST | 0 | 0 | 0 | 0 | 0 | 0
STOG | 0 | 0 | 0 | 0 | 0 | 0
STWD | 0 | 0 | 0 | 0 | 0 | 0
WT | 0 | 0 | 0 | 0 | 0 | 0
IGCC | 0 | 0 | 0 | 0 | 0 | 0
DemandResponse | 0 | 0 | 0 | 0 | 0 | 0
IGCC-CCS | 0 | 0 | 0 | 0 | 0 | 0
WT_off | 0 | 0 | 0 | 0 | 0 | 0
PseudoUnit | 0 | 0 | 0 | 0 | 0 | 0
FixedInterchange | 0 | 0 | 0 | 0 | 0 | 0
Levelized Retrofit Capital Costs by Reporting Type: MISO_W
ReportingType | 2015 | 2020 | 2025 | 2030 | 2035 | 2040
BM | 0 | 0 | 0 | 0 | 0 | 0
CC | 0 | 0 | 0 | 0 | 0 | 0
CSP | 0 | 0 | 0 | 0 | 0 | 0
CT | 0 | 0 | 0 | 0 | 0 | 0
Coal | 26.68 | 276.64 | 276.64 | 0 | 0 | 0
Geo | 0 | 0 | 0 | 0 | 0 | 0
H | 0 | 0 | 0 | 0 | 0 | 0
LFG | 0 | 0 | 0 | 0 | 0 | 0
Nuc | 0 | 0 | 0 | 0 | 0 | 0
PS | 0 | 0 | 0 | 0 | 0 | 0
PV | 0 | 0 | 0 | 0 | 0 | 0
PeakG | 0 | 0 | 0 | 0 | 0 | 0
PeakO | 0 | 0 | 0 | 0 | 0 | 0
ST | 0 | 0 | 0 | 0 | 0 | 0
STOG | 0 | 0 | 0 | 0 | 0 | 0
STWD | 0 | 0 | 0 | 0 | 0 | 0
WT | 0 | 0 | 0 | 0 | 0 | 0
IGCC | 0 | 0 | 0 | 0 | 0 | 0
DemandResponse | 0 | 0 | 0 | 0 | 0 | 0
IGCC-CCS | 0 | 0 | 0 | 0 | 0 | 0
WT_off | 0 | 0 | 0 | 0 | 0 | 0
PseudoUnit | 0 | 0 | 0 | 0 | 0 | 0
FixedInterchange | 0 | 0 | 0 | 0 | 0 | 0
Levelized Retrofit Capital Costs by Reporting Type: MISO_WUMS
ReportingType | 2015 | 2020 | 2025 | 2030 | 2035 | 2040
BM | 0 | 0 | 0 | 0 | 0 | 0
CC | 0 | 0 | 0 | 0 | 0 | 0
CSP | 0 | 0 | 0 | 0 | 0 | 0
CT | 0 | 0 | 0 | 0 | 0 | 0
Coal | 197.26 | 209.85 | 36.58 | 0 | 0 | 0
Geo | 0 | 0 | 0 | 0 | 0 | 0
H | 0 | 0 | 0 | 0 | 0 | 0
LFG | 0 | 0 | 0 | 0 | 0 | 0
Nuc | 0 | 0 | 0 | 0 | 0 | 0
PS | 0 | 0 | 0 | 0 | 0 | 0
PV | 0 | 0 | 0 | 0 | 0 | 0
PeakG | 0 | 0 | 0 | 0 | 0 | 0
PeakO | 0 | 0 | 0 | 0 | 0 | 0
ST | 0 | 0 | 0 | 0 | 0 | 0
STOG | 0 | 0 | 0 | 0 | 0 | 0
STWD | 0 | 0 | 0 | 0 | 0 | 0
WT | 0 | 0 | 0 | 0 | 0 | 0
IGCC | 0 | 0 | 0 | 0 | 0 | 0
DemandResponse | 0 | 0 | 0 | 0 | 0 | 0
IGCC-CCS | 0 | 0 | 0 | 0 | 0 | 0
WT_off | 0 | 0 | 0 | 0 | 0 | 0
PseudoUnit | 0 | 0 | 0 | 0 | 0 | 0
FixedInterchange | 0 | 0 | 0 | 0 | 0 | 0
Levelized Retrofit Capital Costs by Reporting Type: Nebraska
ReportingType | 2015 | 2020 | 2025 | 2030 | 2035 | 2040
BM | 0 | 0 | 0 | 0 | 0 | 0
CC | 0 | 0 | 0 | 0 | 0 | 0
CSP | 0 | 0 | 0 | 0 | 0 | 0
CT | 0 | 0 | 0 | 0 | 0 | 0
Coal | 0 | 187.72 | 187.72 | 0 | 0 | 0
Geo | 0 | 0 | 0 | 0 | 0 | 0
H | 0 | 0 | 0 | 0 | 0 | 0
LFG | 0 | 0 | 0 | 0 | 0 | 0
Nuc | 0 | 0 | 0 | 0 | 0 | 0
PS | 0 | 0 | 0 | 0 | 0 | 0
PV | 0 | 0 | 0 | 0 | 0 | 0
PeakG | 0 | 0 | 0 | 0 | 0 | 0
PeakO | 0 | 0 | 0 | 0 | 0 | 0
ST | 0 | 0 | 0 | 0 | 0 | 0
STOG | 0 | 0 | 0 | 0 | 0 | 0
STWD | 0 | 0 | 0 | 0 | 0 | 0
WT | 0 | 0 | 0 | 0 | 0 | 0
IGCC | 0 | 0 | 0 | 0 | 0 | 0
DemandResponse | 0 | 0 | 0 | 0 | 0 | 0
IGCC-CCS | 0 | 0 | 0 | 0 | 0 | 0
WT_off | 0 | 0 | 0 | 0 | 0 | 0
PseudoUnit | 0 | 0 | 0 | 0 | 0 | 0
FixedInterchange | 0 | 0 | 0 | 0 | 0 | 0
Levelized Retrofit Capital Costs by Reporting Type: NEISO
ReportingType | 2015 | 2020 | 2025 | 2030 | 2035 | 2040
BM | 0 | 0 | 0 | 0 | 0 | 0
CC | 0 | 0 | 0 | 0 | 0 | 0
CSP | 0 | 0 | 0 | 0 | 0 | 0
CT | 0 | 0 | 0 | 0 | 0 | 0
Coal | 29.15 | 29.15 | 0 | 0 | 0 | 0
Geo | 0 | 0 | 0 | 0 | 0 | 0
H | 0 | 0 | 0 | 0 | 0 | 0
LFG | 0 | 0 | 0 | 0 | 0 | 0
Nuc | 0 | 0 | 0 | 0 | 0 | 0
PS | 0 | 0 | 0 | 0 | 0 | 0
PV | 0 | 0 | 0 | 0 | 0 | 0
PeakG | 0 | 0 | 0 | 0 | 0 | 0
PeakO | 0 | 0 | 0 | 0 | 0 | 0
ST | 0 | 0 | 0 | 0 | 0 | 0
STOG | 0 | 0 | 0 | 0 | 0 | 0
STWD | 0 | 0 | 0 | 0 | 0 | 0
WT | 0 | 0 | 0 | 0 | 0 | 0
IGCC | 0 | 0 | 0 | 0 | 0 | 0
DemandResponse | 0 | 0 | 0 | 0 | 0 | 0
IGCC-CCS | 0 | 0 | 0 | 0 | 0 | 0
WT_off | 0 | 0 | 0 | 0 | 0 | 0
PseudoUnit | 0 | 0 | 0 | 0 | 0 | 0
FixedInterchange | 0 | 0 | 0 | 0 | 0 | 0
Levelized Retrofit Capital Costs by Reporting Type: NonRTO_Midwest
ReportingType | 2015 | 2020 | 2025 | 2030 | 2035 | 2040
BM | 0 | 0 | 0 | 0 | 0 | 0
CC | 0 | 0 | 0 | 0 | 0 | 0
CSP | 0 | 0 | 0 | 0 | 0 | 0
CT | 0 | 0 | 0 | 0 | 0 | 0
Coal | 165.72 | 239.94 | 101.92 | 0 | 0 | 0
Geo | 0 | 0 | 0 | 0 | 0 | 0
H | 0 | 0 | 0 | 0 | 0 | 0
LFG | 0 | 0 | 0 | 0 | 0 | 0
Nuc | 0 | 0 | 0 | 0 | 0 | 0
PS | 0 | 0 | 0 | 0 | 0 | 0
PV | 0 | 0 | 0 | 0 | 0 | 0
PeakG | 0 | 0 | 0 | 0 | 0 | 0
PeakO | 0 | 0 | 0 | 0 | 0 | 0
ST | 0 | 0 | 0 | 0 | 0 | 0
STOG | 0 | 0 | 0 | 0 | 0 | 0
STWD | 0 | 0 | 0 | 0 | 0 | 0
WT | 0 | 0 | 0 | 0 | 0 | 0
IGCC | 0 | 0 | 0 | 0 | 0 | 0
DemandResponse | 0 | 0 | 0 | 0 | 0 | 0
IGCC-CCS | 0 | 0 | 0 | 0 | 0 | 0
WT_off | 0 | 0 | 0 | 0 | 0 | 0
PseudoUnit | 0 | 0 | 0 | 0 | 0 | 0
FixedInterchange | 0 | 0 | 0 | 0 | 0 | 0
Levelized Retrofit Capital Costs by Reporting Type: NYISO_A-F
ReportingType | 2015 | 2020 | 2025 | 2030 | 2035 | 2040
BM | 0 | 0 | 0 | 0 | 0 | 0
CC | 0 | 0 | 0 | 0 | 0 | 0
CSP | 0 | 0 | 0 | 0 | 0 | 0
CT | 0 | 0 | 0 | 0 | 0 | 0
Coal | 0 | 0 | 0 | 0 | 0 | 0
Geo | 0 | 0 | 0 | 0 | 0 | 0
H | 0 | 0 | 0 | 0 | 0 | 0
LFG | 0 | 0 | 0 | 0 | 0 | 0
Nuc | 0 | 0 | 0 | 0 | 0 | 0
PS | 0 | 0 | 0 | 0 | 0 | 0
PV | 0 | 0 | 0 | 0 | 0 | 0
PeakG | 0 | 0 | 0 | 0 | 0 | 0
PeakO | 0 | 0 | 0 | 0 | 0 | 0
ST | 0 | 0 | 0 | 0 | 0 | 0
STOG | 0 | 0 | 0 | 0 | 0 | 0
STWD | 0 | 0 | 0 | 0 | 0 | 0
WT | 0 | 0 | 0 | 0 | 0 | 0
IGCC | 0 | 0 | 0 | 0 | 0 | 0
DemandResponse | 0 | 0 | 0 | 0 | 0 | 0
IGCC-CCS | 0 | 0 | 0 | 0 | 0 | 0
WT_off | 0 | 0 | 0 | 0 | 0 | 0
PseudoUnit | 0 | 0 | 0 | 0 | 0 | 0
FixedInterchange | 0 | 0 | 0 | 0 | 0 | 0
Levelized Retrofit Capital Costs by Reporting Type: NYISO_G-I
ReportingType | 2015 | 2020 | 2025 | 2030 | 2035 | 2040
BM | 0 | 0 | 0 | 0 | 0 | 0
CC | 0 | 0 | 0 | 0 | 0 | 0
CSP | 0 | 0 | 0 | 0 | 0 | 0
CT | 0 | 0 | 0 | 0 | 0 | 0
Coal | 0 | 0 | 0 | 0 | 0 | 0
Geo | 0 | 0 | 0 | 0 | 0 | 0
H | 0 | 0 | 0 | 0 | 0 | 0
LFG | 0 | 0 | 0 | 0 | 0 | 0
Nuc | 0 | 0 | 0 | 0 | 0 | 0
PS | 0 | 0 | 0 | 0 | 0 | 0
PV | 0 | 0 | 0 | 0 | 0 | 0
PeakG | 0 | 0 | 0 | 0 | 0 | 0
PeakO | 0 | 0 | 0 | 0 | 0 | 0
ST | 0 | 0 | 0 | 0 | 0 | 0
STOG | 0 | 0 | 0 | 0 | 0 | 0
STWD | 0 | 0 | 0 | 0 | 0 | 0
WT | 0 | 0 | 0 | 0 | 0 | 0
IGCC | 0 | 0 | 0 | 0 | 0 | 0
DemandResponse | 0 | 0 | 0 | 0 | 0 | 0
IGCC-CCS | 0 | 0 | 0 | 0 | 0 | 0
WT_off | 0 | 0 | 0 | 0 | 0 | 0
PseudoUnit | 0 | 0 | 0 | 0 | 0 | 0
FixedInterchange | 0 | 0 | 0 | 0 | 0 | 0
Levelized Retrofit Capital Costs by Reporting Type: NYISO_J-K
ReportingType | 2015 | 2020 | 2025 | 2030 | 2035 | 2040
BM | 0 | 0 | 0 | 0 | 0 | 0
CC | 0 | 0 | 0 | 0 | 0 | 0
CSP | 0 | 0 | 0 | 0 | 0 | 0
CT | 0 | 0 | 0 | 0 | 0 | 0
Coal | 0 | 0 | 0 | 0 | 0 | 0
Geo | 0 | 0 | 0 | 0 | 0 | 0
H | 0 | 0 | 0 | 0 | 0 | 0
LFG | 0 | 0 | 0 | 0 | 0 | 0
Nuc | 0 | 0 | 0 | 0 | 0 | 0
PS | 0 | 0 | 0 | 0 | 0 | 0
PV | 0 | 0 | 0 | 0 | 0 | 0
PeakG | 0 | 0 | 0 | 0 | 0 | 0
PeakO | 0 | 0 | 0 | 0 | 0 | 0
ST | 0 | 0 | 0 | 0 | 0 | 0
STOG | 0 | 0 | 0 | 0 | 0 | 0
STWD | 0 | 0 | 0 | 0 | 0 | 0
WT | 0 | 0 | 0 | 0 | 0 | 0
IGCC | 0 | 0 | 0 | 0 | 0 | 0
DemandResponse | 0 | 0 | 0 | 0 | 0 | 0
IGCC-CCS | 0 | 0 | 0 | 0 | 0 | 0
WT_off | 0 | 0 | 0 | 0 | 0 | 0
PseudoUnit | 0 | 0 | 0 | 0 | 0 | 0
FixedInterchange | 0 | 0 | 0 | 0 | 0 | 0
Levelized Retrofit Capital Costs by Reporting Type: PJM_E
ReportingType | 2015 | 2020 | 2025 | 2030 | 2035 | 2040
BM | 0 | 0 | 0 | 0 | 0 | 0
CC | 0 | 0 | 0 | 0 | 0 | 0
CSP | 0 | 0 | 0 | 0 | 0 | 0
CT | 0 | 0 | 0 | 0 | 0 | 0
Coal | 22.45 | 22.45 | 0 | 0 | 0 | 0
Geo | 0 | 0 | 0 | 0 | 0 | 0
H | 0 | 0 | 0 | 0 | 0 | 0
LFG | 0 | 0 | 0 | 0 | 0 | 0
Nuc | 0 | 0 | 0 | 0 | 0 | 0
PS | 0 | 0 | 0 | 0 | 0 | 0
PV | 0 | 0 | 0 | 0 | 0 | 0
PeakG | 0 | 0 | 0 | 0 | 0 | 0
PeakO | 0 | 0 | 0 | 0 | 0 | 0
ST | 0 | 0 | 0 | 0 | 0 | 0
STOG | 0 | 0 | 0 | 0 | 0 | 0
STWD | 0 | 0 | 0 | 0 | 0 | 0
WT | 0 | 0 | 0 | 0 | 0 | 0
IGCC | 0 | 0 | 0 | 0 | 0 | 0
DemandResponse | 0 | 0 | 0 | 0 | 0 | 0
IGCC-CCS | 0 | 0 | 0 | 0 | 0 | 0
WT_off | 0 | 0 | 0 | 0 | 0 | 0
PseudoUnit | 0 | 0 | 0 | 0 | 0 | 0
FixedInterchange | 0 | 0 | 0 | 0 | 0 | 0
Levelized Retrofit Capital Costs by Reporting Type: PJM_ROM
ReportingType | 2015 | 2020 | 2025 | 2030 | 2035 | 2040
BM | 0 | 0 | 0 | 0 | 0 | 0
CC | 0 | 0 | 0 | 0 | 0 | 0
CSP | 0 | 0 | 0 | 0 | 0 | 0
CT | 0 | 0 | 0 | 0 | 0 | 0
Coal | 14.63 | 146.45 | 146.45 | 0 | 0 | 0
Geo | 0 | 0 | 0 | 0 | 0 | 0
H | 0 | 0 | 0 | 0 | 0 | 0
LFG | 0 | 0 | 0 | 0 | 0 | 0
Nuc | 0 | 0 | 0 | 0 | 0 | 0
PS | 0 | 0 | 0 | 0 | 0 | 0
PV | 0 | 0 | 0 | 0 | 0 | 0
PeakG | 0 | 0 | 0 | 0 | 0 | 0
PeakO | 0 | 0 | 0 | 0 | 0 | 0
ST | 0 | 0 | 0 | 0 | 0 | 0
STOG | 0 | 0 | 0 | 0 | 0 | 0
STWD | 0 | 0 | 0 | 0 | 0 | 0
WT | 0 | 0 | 0 | 0 | 0 | 0
IGCC | 0 | 0 | 0 | 0 | 0 | 0
DemandResponse | 0 | 0 | 0 | 0 | 0 | 0
IGCC-CCS | 0 | 0 | 0 | 0 | 0 | 0
WT_off | 0 | 0 | 0 | 0 | 0 | 0
PseudoUnit | 0 | 0 | 0 | 0 | 0 | 0
FixedInterchange | 0 | 0 | 0 | 0 | 0 | 0
Levelized Retrofit Capital Costs by Reporting Type: PJM_ROR
ReportingType | 2015 | 2020 | 2025 | 2030 | 2035 | 2040
BM | 0 | 0 | 0 | 0 | 0 | 0
CC | 0 | 0 | 0 | 0 | 0 | 0
CSP | 0 | 0 | 0 | 0 | 0 | 0
CT | 0 | 0 | 0 | 0 | 0 | 0
Coal | 46.99 | 706.94 | 706.94 | 0 | 0 | 0
Geo | 0 | 0 | 0 | 0 | 0 | 0
H | 0 | 0 | 0 | 0 | 0 | 0
LFG | 0 | 0 | 0 | 0 | 0 | 0
Nuc | 0 | 0 | 0 | 0 | 0 | 0
PS | 0 | 0 | 0 | 0 | 0 | 0
PV | 0 | 0 | 0 | 0 | 0 | 0
PeakG | 0 | 0 | 0 | 0 | 0 | 0
PeakO | 0 | 0 | 0 | 0 | 0 | 0
ST | 0 | 0 | 0 | 0 | 0 | 0
STOG | 0 | 0 | 0 | 0 | 0 | 0
STWD | 0 | 0 | 0 | 0 | 0 | 0
WT | 0 | 0 | 0 | 0 | 0 | 0
IGCC | 0 | 0 | 0 | 0 | 0 | 0
DemandResponse | 0 | 0 | 0 | 0 | 0 | 0
IGCC-CCS | 0 | 0 | 0 | 0 | 0 | 0
WT_off | 0 | 0 | 0 | 0 | 0 | 0
PseudoUnit | 0 | 0 | 0 | 0 | 0 | 0
FixedInterchange | 0 | 0 | 0 | 0 | 0 | 0
Levelized Retrofit Capital Costs by Reporting Type: SOCO
ReportingType | 2015 | 2020 | 2025 | 2030 | 2035 | 2040
BM | 0 | 0 | 0 | 0 | 0 | 0
CC | 0 | 0 | 0 | 0 | 0 | 0
CSP | 0 | 0 | 0 | 0 | 0 | 0
CT | 0 | 0 | 0 | 0 | 0 | 0
Coal | 400.34 | 550.7 | 150.36 | 0 | 0 | 0
Geo | 0 | 0 | 0 | 0 | 0 | 0
H | 0 | 0 | 0 | 0 | 0 | 0
LFG | 0 | 0 | 0 | 0 | 0 | 0
Nuc | 0 | 0 | 0 | 0 | 0 | 0
PS | 0 | 0 | 0 | 0 | 0 | 0
PV | 0 | 0 | 0 | 0 | 0 | 0
PeakG | 0 | 0 | 0 | 0 | 0 | 0
PeakO | 0 | 0 | 0 | 0 | 0 | 0
ST | 0 | 0 | 0 | 0 | 0 | 0
STOG | 0 | 0 | 0 | 0 | 0 | 0
STWD | 0 | 0 | 0 | 0 | 0 | 0
WT | 0 | 0 | 0 | 0 | 0 | 0
IGCC | 0 | 0 | 0 | 0 | 0 | 0
DemandResponse | 0 | 0 | 0 | 0 | 0 | 0
IGCC-CCS | 0 | 0 | 0 | 0 | 0 | 0
WT_off | 0 | 0 | 0 | 0 | 0 | 0
PseudoUnit | 0 | 0 | 0 | 0 | 0 | 0
FixedInterchange | 0 | 0 | 0 | 0 | 0 | 0
Levelized Retrofit Capital Costs by Reporting Type: SPP_N
ReportingType | 2015 | 2020 | 2025 | 2030 | 2035 | 2040
BM | 0 | 0 | 0 | 0 | 0 | 0
CC | 0 | 0 | 0 | 0 | 0 | 0
CSP | 0 | 0 | 0 | 0 | 0 | 0
CT | 0 | 0 | 0 | 0 | 0 | 0
Coal | 0 | 120.71 | 120.71 | 0 | 0 | 0
Geo | 0 | 0 | 0 | 0 | 0 | 0
H | 0 | 0 | 0 | 0 | 0 | 0
LFG | 0 | 0 | 0 | 0 | 0 | 0
Nuc | 0 | 0 | 0 | 0 | 0 | 0
PS | 0 | 0 | 0 | 0 | 0 | 0
PV | 0 | 0 | 0 | 0 | 0 | 0
PeakG | 0 | 0 | 0 | 0 | 0 | 0
PeakO | 0 | 0 | 0 | 0 | 0 | 0
ST | 0 | 0 | 0 | 0 | 0 | 0
STOG | 0 | 0 | 0 | 0 | 0 | 0
STWD | 0 | 0 | 0 | 0 | 0 | 0
WT | 0 | 0 | 0 | 0 | 0 | 0
IGCC | 0 | 0 | 0 | 0 | 0 | 0
DemandResponse | 0 | 0 | 0 | 0 | 0 | 0
IGCC-CCS | 0 | 0 | 0 | 0 | 0 | 0
WT_off | 0 | 0 | 0 | 0 | 0 | 0
PseudoUnit | 0 | 0 | 0 | 0 | 0 | 0
FixedInterchange | 0 | 0 | 0 | 0 | 0 | 0
Levelized Retrofit Capital Costs by Reporting Type: SPP_S
ReportingType | 2015 | 2020 | 2025 | 2030 | 2035 | 2040
BM | 0 | 0 | 0 | 0 | 0 | 0
CC | 0 | 0 | 0 | 0 | 0 | 0
CSP | 0 | 0 | 0 | 0 | 0 | 0
CT | 0 | 0 | 0 | 0 | 0 | 0
Coal | 0 | 182.27 | 182.27 | 0 | 0 | 0
Geo | 0 | 0 | 0 | 0 | 0 | 0
H | 0 | 0 | 0 | 0 | 0 | 0
LFG | 0 | 0 | 0 | 0 | 0 | 0
Nuc | 0 | 0 | 0 | 0 | 0 | 0
PS | 0 | 0 | 0 | 0 | 0 | 0
PV | 0 | 0 | 0 | 0 | 0 | 0
PeakG | 0 | 0 | 0 | 0 | 0 | 0
PeakO | 0 | 0 | 0 | 0 | 0 | 0
ST | 0 | 0 | 0 | 0 | 0 | 0
STOG | 0 | 0 | 0 | 0 | 0 | 0
STWD | 0 | 0 | 0 | 0 | 0 | 0
WT | 0 | 0 | 0 | 0 | 0 | 0
IGCC | 0 | 0 | 0 | 0 | 0 | 0
DemandResponse | 0 | 0 | 0 | 0 | 0 | 0
IGCC-CCS | 0 | 0 | 0 | 0 | 0 | 0
WT_off | 0 | 0 | 0 | 0 | 0 | 0
PseudoUnit | 0 | 0 | 0 | 0 | 0 | 0
FixedInterchange | 0 | 0 | 0 | 0 | 0 | 0
Levelized Retrofit Capital Costs by Reporting Type: TVA
ReportingType | 2015 | 2020 | 2025 | 2030 | 2035 | 2040
BM | 0 | 0 | 0 | 0 | 0 | 0
CC | 0 | 0 | 0 | 0 | 0 | 0
CSP | 0 | 0 | 0 | 0 | 0 | 0
CT | 0 | 0 | 0 | 0 | 0 | 0
Coal | 0 | 185.94 | 185.94 | 0 | 0 | 0
Geo | 0 | 0 | 0 | 0 | 0 | 0
H | 0 | 0 | 0 | 0 | 0 | 0
LFG | 0 | 0 | 0 | 0 | 0 | 0
Nuc | 0 | 0 | 0 | 0 | 0 | 0
PS | 0 | 0 | 0 | 0 | 0 | 0
PV | 0 | 0 | 0 | 0 | 0 | 0
PeakG | 0 | 0 | 0 | 0 | 0 | 0
PeakO | 0 | 0 | 0 | 0 | 0 | 0
ST | 0 | 0 | 0 | 0 | 0 | 0
STOG | 0 | 0 | 0 | 0 | 0 | 0
STWD | 0 | 0 | 0 | 0 | 0 | 0
WT | 0 | 0 | 0 | 0 | 0 | 0
IGCC | 0 | 0 | 0 | 0 | 0 | 0
DemandResponse | 0 | 0 | 0 | 0 | 0 | 0
IGCC-CCS | 0 | 0 | 0 | 0 | 0 | 0
WT_off | 0 | 0 | 0 | 0 | 0 | 0
PseudoUnit | 0 | 0 | 0 | 0 | 0 | 0
FixedInterchange | 0 | 0 | 0 | 0 | 0 | 0
Levelized Retrofit Capital Costs by Reporting Type: TVA_Transmission
ReportingType | 2015 | 2020 | 2025 | 2030 | 2035 | 2040
BM | 0 | 0 | 0 | 0 | 0 | 0
CC | 0 | 0 | 0 | 0 | 0 | 0
CSP | 0 | 0 | 0 | 0 | 0 | 0
CT | 0 | 0 | 0 | 0 | 0 | 0
Coal | 0 | 0 | 0 | 0 | 0 | 0
Geo | 0 | 0 | 0 | 0 | 0 | 0
H | 0 | 0 | 0 | 0 | 0 | 0
LFG | 0 | 0 | 0 | 0 | 0 | 0
Nuc | 0 | 0 | 0 | 0 | 0 | 0
PS | 0 | 0 | 0 | 0 | 0 | 0
PV | 0 | 0 | 0 | 0 | 0 | 0
PeakG | 0 | 0 | 0 | 0 | 0 | 0
PeakO | 0 | 0 | 0 | 0 | 0 | 0
ST | 0 | 0 | 0 | 0 | 0 | 0
STOG | 0 | 0 | 0 | 0 | 0 | 0
STWD | 0 | 0 | 0 | 0 | 0 | 0
WT | 0 | 0 | 0 | 0 | 0 | 0
IGCC | 0 | 0 | 0 | 0 | 0 | 0
DemandResponse | 0 | 0 | 0 | 0 | 0 | 0
IGCC-CCS | 0 | 0 | 0 | 0 | 0 | 0
WT_off | 0 | 0 | 0 | 0 | 0 | 0
PseudoUnit | 0 | 0 | 0 | 0 | 0 | 0
FixedInterchange | 0 | 0 | 0 | 0 | 0 | 0
Levelized Retrofit Capital Costs by Reporting Type: VACAR
ReportingType | 2015 | 2020 | 2025 | 2030 | 2035 | 2040
BM | 0 | 0 | 0 | 0 | 0 | 0
CC | 0 | 0 | 0 | 0 | 0 | 0
CSP | 0 | 0 | 0 | 0 | 0 | 0
CT | 0 | 0 | 0 | 0 | 0 | 0
Coal | 0 | 109.98 | 109.98 | 0 | 0 | 0
Geo | 0 | 0 | 0 | 0 | 0 | 0
H | 0 | 0 | 0 | 0 | 0 | 0
LFG | 0 | 0 | 0 | 0 | 0 | 0
Nuc | 0 | 0 | 0 | 0 | 0 | 0
PS | 0 | 0 | 0 | 0 | 0 | 0
PV | 0 | 0 | 0 | 0 | 0 | 0
PeakG | 0 | 0 | 0 | 0 | 0 | 0
PeakO | 0 | 0 | 0 | 0 | 0 | 0
ST | 0 | 0 | 0 | 0 | 0 | 0
STOG | 0 | 0 | 0 | 0 | 0 | 0
STWD | 0 | 0 | 0 | 0 | 0 | 0
WT | 0 | 0 | 0 | 0 | 0 | 0
IGCC | 0 | 0 | 0 | 0 | 0 | 0
DemandResponse | 0 | 0 | 0 | 0 | 0 | 0
IGCC-CCS | 0 | 0 | 0 | 0 | 0 | 0
WT_off | 0 | 0 | 0 | 0 | 0 | 0
PseudoUnit | 0 | 0 | 0 | 0 | 0 | 0
FixedInterchange | 0 | 0 | 0 | 0 | 0 | 0
Levelized Retrofit Capital Costs by Reporting Type: IESO
ReportingType | 2015 | 2020 | 2025 | 2030 | 2035 | 2040
BM | 0 | 0 | 0 | 0 | 0 | 0
CC | 0 | 0 | 0 | 0 | 0 | 0
CSP | 0 | 0 | 0 | 0 | 0 | 0
CT | 0 | 0 | 0 | 0 | 0 | 0
Coal | 0 | 0 | 0 | 0 | 0 | 0
Geo | 0 | 0 | 0 | 0 | 0 | 0
H | 0 | 0 | 0 | 0 | 0 | 0
LFG | 0 | 0 | 0 | 0 | 0 | 0
Nuc | 0 | 0 | 0 | 0 | 0 | 0
PS | 0 | 0 | 0 | 0 | 0 | 0
PV | 0 | 0 | 0 | 0 | 0 | 0
PeakG | 0 | 0 | 0 | 0 | 0 | 0
PeakO | 0 | 0 | 0 | 0 | 0 | 0
ST | 0 | 0 | 0 | 0 | 0 | 0
STOG | 0 | 0 | 0 | 0 | 0 | 0
STWD | 0 | 0 | 0 | 0 | 0 | 0
WT | 0 | 0 | 0 | 0 | 0 | 0
IGCC | 0 | 0 | 0 | 0 | 0 | 0
DemandResponse | 0 | 0 | 0 | 0 | 0 | 0
IGCC-CCS | 0 | 0 | 0 | 0 | 0 | 0
WT_off | 0 | 0 | 0 | 0 | 0 | 0
PseudoUnit | 0 | 0 | 0 | 0 | 0 | 0
FixedInterchange | 0 | 0 | 0 | 0 | 0 | 0
Levelized Retrofit Capital Costs by Reporting Type: MAPP_CA
ReportingType | 2015 | 2020 | 2025 | 2030 | 2035 | 2040
BM | 0 | 0 | 0 | 0 | 0 | 0
CC | 0 | 0 | 0 | 0 | 0 | 0
CSP | 0 | 0 | 0 | 0 | 0 | 0
CT | 0 | 0 | 0 | 0 | 0 | 0
Coal | 0 | 0 | 0 | 0 | 0 | 0
Geo | 0 | 0 | 0 | 0 | 0 | 0
H | 0 | 0 | 0 | 0 | 0 | 0
LFG | 0 | 0 | 0 | 0 | 0 | 0
Nuc | 0 | 0 | 0 | 0 | 0 | 0
PS | 0 | 0 | 0 | 0 | 0 | 0
PV | 0 | 0 | 0 | 0 | 0 | 0
PeakG | 0 | 0 | 0 | 0 | 0 | 0
PeakO | 0 | 0 | 0 | 0 | 0 | 0
ST | 0 | 0 | 0 | 0 | 0 | 0
STOG | 0 | 0 | 0 | 0 | 0 | 0
STWD | 0 | 0 | 0 | 0 | 0 | 0
WT | 0 | 0 | 0 | 0 | 0 | 0
IGCC | 0 | 0 | 0 | 0 | 0 | 0
DemandResponse | 0 | 0 | 0 | 0 | 0 | 0
IGCC-CCS | 0 | 0 | 0 | 0 | 0 | 0
WT_off | 0 | 0 | 0 | 0 | 0 | 0
PseudoUnit | 0 | 0 | 0 | 0 | 0 | 0
FixedInterchange | 0 | 0 | 0 | 0 | 0 | 0
Levelized Retrofit Capital Costs by Reporting Type: AZ_NM_SNV_Coal
ReportingType | 2015 | 2020 | 2025 | 2030 | 2035 | 2040
BM | 0 | 0 | 0 | 0 | 0 | 0
CC | 0 | 0 | 0 | 0 | 0 | 0
CSP | 0 | 0 | 0 | 0 | 0 | 0
CT | 0 | 0 | 0 | 0 | 0 | 0
Coal | 49.67 | 114.14 | 81.21 | 0 | 0 | 0
Geo | 0 | 0 | 0 | 0 | 0 | 0
H | 0 | 0 | 0 | 0 | 0 | 0
LFG | 0 | 0 | 0 | 0 | 0 | 0
Nuc | 0 | 0 | 0 | 0 | 0 | 0
PS | 0 | 0 | 0 | 0 | 0 | 0
PV | 0 | 0 | 0 | 0 | 0 | 0
PeakG | 0 | 0 | 0 | 0 | 0 | 0
PeakO | 0 | 0 | 0 | 0 | 0 | 0
ST | 0 | 0 | 0 | 0 | 0 | 0
STOG | 0 | 0 | 0 | 0 | 0 | 0
STWD | 0 | 0 | 0 | 0 | 0 | 0
WT | 0 | 0 | 0 | 0 | 0 | 0
IGCC | 0 | 0 | 0 | 0 | 0 | 0
DemandResponse | 0 | 0 | 0 | 0 | 0 | 0
IGCC-CCS | 0 | 0 | 0 | 0 | 0 | 0
WT_off | 0 | 0 | 0 | 0 | 0 | 0
PseudoUnit | 0 | 0 | 0 | 0 | 0 | 0
FixedInterchange | 0 | 0 | 0 | 0 | 0 | 0
Levelized Retrofit Capital Costs by Reporting Type: AZ_NM_SNV_Gas
ReportingType | 2015 | 2020 | 2025 | 2030 | 2035 | 2040
BM | 0 | 0 | 0 | 0 | 0 | 0
CC | 0 | 0 | 0 | 0 | 0 | 0
CSP | 0 | 0 | 0 | 0 | 0 | 0
CT | 0 | 0 | 0 | 0 | 0 | 0
Coal | 0 | 0 | 0 | 0 | 0 | 0
Geo | 0 | 0 | 0 | 0 | 0 | 0
H | 0 | 0 | 0 | 0 | 0 | 0
LFG | 0 | 0 | 0 | 0 | 0 | 0
Nuc | 0 | 0 | 0 | 0 | 0 | 0
PS | 0 | 0 | 0 | 0 | 0 | 0
PV | 0 | 0 | 0 | 0 | 0 | 0
PeakG | 0 | 0 | 0 | 0 | 0 | 0
PeakO | 0 | 0 | 0 | 0 | 0 | 0
ST | 0 | 0 | 0 | 0 | 0 | 0
STOG | 0 | 0 | 0 | 0 | 0 | 0
STWD | 0 | 0 | 0 | 0 | 0 | 0
WT | 0 | 0 | 0 | 0 | 0 | 0
IGCC | 0 | 0 | 0 | 0 | 0 | 0
DemandResponse | 0 | 0 | 0 | 0 | 0 | 0
IGCC-CCS | 0 | 0 | 0 | 0 | 0 | 0
WT_off | 0 | 0 | 0 | 0 | 0 | 0
PseudoUnit | 0 | 0 | 0 | 0 | 0 | 0
FixedInterchange | 0 | 0 | 0 | 0 | 0 | 0
Levelized Retrofit Capital Costs by Reporting Type: AZ_NM_SNV_NucRenew
ReportingType | 2015 | 2020 | 2025 | 2030 | 2035 | 2040
BM | 0 | 0 | 0 | 0 | 0 | 0
CC | 0 | 0 | 0 | 0 | 0 | 0
CSP | 0 | 0 | 0 | 0 | 0 | 0
CT | 0 | 0 | 0 | 0 | 0 | 0
Coal | 0 | 0 | 0 | 0 | 0 | 0
Geo | 0 | 0 | 0 | 0 | 0 | 0
H | 0 | 0 | 0 | 0 | 0 | 0
LFG | 0 | 0 | 0 | 0 | 0 | 0
Nuc | 0 | 0 | 0 | 0 | 0 | 0
PS | 0 | 0 | 0 | 0 | 0 | 0
PV | 0 | 0 | 0 | 0 | 0 | 0
PeakG | 0 | 0 | 0 | 0 | 0 | 0
PeakO | 0 | 0 | 0 | 0 | 0 | 0
ST | 0 | 0 | 0 | 0 | 0 | 0
STOG | 0 | 0 | 0 | 0 | 0 | 0
STWD | 0 | 0 | 0 | 0 | 0 | 0
WT | 0 | 0 | 0 | 0 | 0 | 0
IGCC | 0 | 0 | 0 | 0 | 0 | 0
DemandResponse | 0 | 0 | 0 | 0 | 0 | 0
IGCC-CCS | 0 | 0 | 0 | 0 | 0 | 0
WT_off | 0 | 0 | 0 | 0 | 0 | 0
PseudoUnit | 0 | 0 | 0 | 0 | 0 | 0
FixedInterchange | 0 | 0 | 0 | 0 | 0 | 0
Levelized Retrofit Capital Costs by Reporting Type: ERCOT
ReportingType | 2015 | 2020 | 2025 | 2030 | 2035 | 2040
BM | 0 | 0 | 0 | 0 | 0 | 0
CC | 0 | 0 | 0 | 0 | 0 | 0
CSP | 0 | 0 | 0 | 0 | 0 | 0
CT | 0 | 0 | 0 | 0 | 0 | 0
Coal | 82.51 | 271.76 | 271.76 | 0 | 0 | 0
Geo | 0 | 0 | 0 | 0 | 0 | 0
H | 0 | 0 | 0 | 0 | 0 | 0
LFG | 0 | 0 | 0 | 0 | 0 | 0
Nuc | 0 | 0 | 0 | 0 | 0 | 0
PS | 0 | 0 | 0 | 0 | 0 | 0
PV | 0 | 0 | 0 | 0 | 0 | 0
PeakG | 0 | 0 | 0 | 0 | 0 | 0
PeakO | 0 | 0 | 0 | 0 | 0 | 0
ST | 0 | 0 | 0 | 0 | 0 | 0
STOG | 0 | 0 | 0 | 0 | 0 | 0
STWD | 0 | 0 | 0 | 0 | 0 | 0
WT | 0 | 0 | 0 | 0 | 0 | 0
IGCC | 0 | 0 | 0 | 0 | 0 | 0
DemandResponse | 0 | 0 | 0 | 0 | 0 | 0
IGCC-CCS | 0 | 0 | 0 | 0 | 0 | 0
WT_off | 0 | 0 | 0 | 0 | 0 | 0
PseudoUnit | 0 | 0 | 0 | 0 | 0 | 0
FixedInterchange | 0 | 0 | 0 | 0 | 0 | 0
Levelized Retrofit Capital Costs by Reporting Type: NP15
ReportingType | 2015 | 2020 | 2025 | 2030 | 2035 | 2040
BM | 0 | 0 | 0 | 0 | 0 | 0
CC | 0 | 0 | 0 | 0 | 0 | 0
CSP | 0 | 0 | 0 | 0 | 0 | 0
CT | 0 | 0 | 0 | 0 | 0 | 0
Coal | 0 | 0 | 0 | 0 | 0 | 0
Geo | 0 | 0 | 0 | 0 | 0 | 0
H | 0 | 0 | 0 | 0 | 0 | 0
LFG | 0 | 0 | 0 | 0 | 0 | 0
Nuc | 0 | 0 | 0 | 0 | 0 | 0
PS | 0 | 0 | 0 | 0 | 0 | 0
PV | 0 | 0 | 0 | 0 | 0 | 0
PeakG | 0 | 0 | 0 | 0 | 0 | 0
PeakO | 0 | 0 | 0 | 0 | 0 | 0
ST | 0 | 0 | 0 | 0 | 0 | 0
STOG | 0 | 0 | 0 | 0 | 0 | 0
STWD | 0 | 0 | 0 | 0 | 0 | 0
WT | 0 | 0 | 0 | 0 | 0 | 0
IGCC | 0 | 0 | 0 | 0 | 0 | 0
DemandResponse | 0 | 0 | 0 | 0 | 0 | 0
IGCC-CCS | 0 | 0 | 0 | 0 | 0 | 0
WT_off | 0 | 0 | 0 | 0 | 0 | 0
PseudoUnit | 0 | 0 | 0 | 0 | 0 | 0
FixedInterchange | 0 | 0 | 0 | 0 | 0 | 0
Levelized Retrofit Capital Costs by Reporting Type: NWPP_Coal
ReportingType | 2015 | 2020 | 2025 | 2030 | 2035 | 2040
BM | 0 | 0 | 0 | 0 | 0 | 0
CC | 0 | 0 | 0 | 0 | 0 | 0
CSP | 0 | 0 | 0 | 0 | 0 | 0
CT | 0 | 0 | 0 | 0 | 0 | 0
Coal | 0 | 165.88 | 165.88 | 0 | 0 | 0
Geo | 0 | 0 | 0 | 0 | 0 | 0
H | 0 | 0 | 0 | 0 | 0 | 0
LFG | 0 | 0 | 0 | 0 | 0 | 0
Nuc | 0 | 0 | 0 | 0 | 0 | 0
PS | 0 | 0 | 0 | 0 | 0 | 0
PV | 0 | 0 | 0 | 0 | 0 | 0
PeakG | 0 | 0 | 0 | 0 | 0 | 0
PeakO | 0 | 0 | 0 | 0 | 0 | 0
ST | 0 | 0 | 0 | 0 | 0 | 0
STOG | 0 | 0 | 0 | 0 | 0 | 0
STWD | 0 | 0 | 0 | 0 | 0 | 0
WT | 0 | 0 | 0 | 0 | 0 | 0
IGCC | 0 | 0 | 0 | 0 | 0 | 0
DemandResponse | 0 | 0 | 0 | 0 | 0 | 0
IGCC-CCS | 0 | 0 | 0 | 0 | 0 | 0
WT_off | 0 | 0 | 0 | 0 | 0 | 0
PseudoUnit | 0 | 0 | 0 | 0 | 0 | 0
FixedInterchange | 0 | 0 | 0 | 0 | 0 | 0
Levelized Retrofit Capital Costs by Reporting Type: NWPP_Gas
ReportingType | 2015 | 2020 | 2025 | 2030 | 2035 | 2040
BM | 0 | 0 | 0 | 0 | 0 | 0
CC | 0 | 0 | 0 | 0 | 0 | 0
CSP | 0 | 0 | 0 | 0 | 0 | 0
CT | 0 | 0 | 0 | 0 | 0 | 0
Coal | 0 | 0 | 0 | 0 | 0 | 0
Geo | 0 | 0 | 0 | 0 | 0 | 0
H | 0 | 0 | 0 | 0 | 0 | 0
LFG | 0 | 0 | 0 | 0 | 0 | 0
Nuc | 0 | 0 | 0 | 0 | 0 | 0
PS | 0 | 0 | 0 | 0 | 0 | 0
PV | 0 | 0 | 0 | 0 | 0 | 0
PeakG | 0 | 0 | 0 | 0 | 0 | 0
PeakO | 0 | 0 | 0 | 0 | 0 | 0
ST | 0 | 0 | 0 | 0 | 0 | 0
STOG | 0 | 0 | 0 | 0 | 0 | 0
STWD | 0 | 0 | 0 | 0 | 0 | 0
WT | 0 | 0 | 0 | 0 | 0 | 0
IGCC | 0 | 0 | 0 | 0 | 0 | 0
DemandResponse | 0 | 0 | 0 | 0 | 0 | 0
IGCC-CCS | 0 | 0 | 0 | 0 | 0 | 0
WT_off | 0 | 0 | 0 | 0 | 0 | 0
PseudoUnit | 0 | 0 | 0 | 0 | 0 | 0
FixedInterchange | 0 | 0 | 0 | 0 | 0 | 0
Levelized Retrofit Capital Costs by Reporting Type: NWPP_NucRenew
ReportingType | 2015 | 2020 | 2025 | 2030 | 2035 | 2040
BM | 0 | 0 | 0 | 0 | 0 | 0
CC | 0 | 0 | 0 | 0 | 0 | 0
CSP | 0 | 0 | 0 | 0 | 0 | 0
CT | 0 | 0 | 0 | 0 | 0 | 0
Coal | 0 | 0 | 0 | 0 | 0 | 0
Geo | 0 | 0 | 0 | 0 | 0 | 0
H | 0 | 0 | 0 | 0 | 0 | 0
LFG | 0 | 0 | 0 | 0 | 0 | 0
Nuc | 0 | 0 | 0 | 0 | 0 | 0
PS | 0 | 0 | 0 | 0 | 0 | 0
PV | 0 | 0 | 0 | 0 | 0 | 0
PeakG | 0 | 0 | 0 | 0 | 0 | 0
PeakO | 0 | 0 | 0 | 0 | 0 | 0
ST | 0 | 0 | 0 | 0 | 0 | 0
STOG | 0 | 0 | 0 | 0 | 0 | 0
STWD | 0 | 0 | 0 | 0 | 0 | 0
WT | 0 | 0 | 0 | 0 | 0 | 0
IGCC | 0 | 0 | 0 | 0 | 0 | 0
DemandResponse | 0 | 0 | 0 | 0 | 0 | 0
IGCC-CCS | 0 | 0 | 0 | 0 | 0 | 0
WT_off | 0 | 0 | 0 | 0 | 0 | 0
PseudoUnit | 0 | 0 | 0 | 0 | 0 | 0
FixedInterchange | 0 | 0 | 0 | 0 | 0 | 0
Levelized Retrofit Capital Costs by Reporting Type: RMPA
ReportingType | 2015 | 2020 | 2025 | 2030 | 2035 | 2040
BM | 0 | 0 | 0 | 0 | 0 | 0
CC | 0 | 0 | 0 | 0 | 0 | 0
CSP | 0 | 0 | 0 | 0 | 0 | 0
CT | 0 | 0 | 0 | 0 | 0 | 0
Coal | 29.1 | 91.07 | 91.07 | 0 | 0 | 0
Geo | 0 | 0 | 0 | 0 | 0 | 0
H | 0 | 0 | 0 | 0 | 0 | 0
LFG | 0 | 0 | 0 | 0 | 0 | 0
Nuc | 0 | 0 | 0 | 0 | 0 | 0
PS | 0 | 0 | 0 | 0 | 0 | 0
PV | 0 | 0 | 0 | 0 | 0 | 0
PeakG | 0 | 0 | 0 | 0 | 0 | 0
PeakO | 0 | 0 | 0 | 0 | 0 | 0
ST | 0 | 0 | 0 | 0 | 0 | 0
STOG | 0 | 0 | 0 | 0 | 0 | 0
STWD | 0 | 0 | 0 | 0 | 0 | 0
WT | 0 | 0 | 0 | 0 | 0 | 0
IGCC | 0 | 0 | 0 | 0 | 0 | 0
DemandResponse | 0 | 0 | 0 | 0 | 0 | 0
IGCC-CCS | 0 | 0 | 0 | 0 | 0 | 0
WT_off | 0 | 0 | 0 | 0 | 0 | 0
PseudoUnit | 0 | 0 | 0 | 0 | 0 | 0
FixedInterchange | 0 | 0 | 0 | 0 | 0 | 0
Levelized Retrofit Capital Costs by Reporting Type: SP15
ReportingType | 2015 | 2020 | 2025 | 2030 | 2035 | 2040
BM | 0 | 0 | 0 | 0 | 0 | 0
CC | 0 | 0 | 0 | 0 | 0 | 0
CSP | 0 | 0 | 0 | 0 | 0 | 0
CT | 0 | 0 | 0 | 0 | 0 | 0
Coal | 0 | 0 | 0 | 0 | 0 | 0
Geo | 0 | 0 | 0 | 0 | 0 | 0
H | 0 | 0 | 0 | 0 | 0 | 0
LFG | 0 | 0 | 0 | 0 | 0 | 0
Nuc | 0 | 0 | 0 | 0 | 0 | 0
PS | 0 | 0 | 0 | 0 | 0 | 0
PV | 0 | 0 | 0 | 0 | 0 | 0
PeakG | 0 | 0 | 0 | 0 | 0 | 0
PeakO | 0 | 0 | 0 | 0 | 0 | 0
ST | 0 | 0 | 0 | 0 | 0 | 0
STOG | 0 | 0 | 0 | 0 | 0 | 0
STWD | 0 | 0 | 0 | 0 | 0 | 0
WT | 0 | 0 | 0 | 0 | 0 | 0
IGCC | 0 | 0 | 0 | 0 | 0 | 0
DemandResponse | 0 | 0 | 0 | 0 | 0 | 0
IGCC-CCS | 0 | 0 | 0 | 0 | 0 | 0
WT_off | 0 | 0 | 0 | 0 | 0 | 0
PseudoUnit | 0 | 0 | 0 | 0 | 0 | 0
FixedInterchange | 0 | 0 | 0 | 0 | 0 | 0
Levelized Retrofit Capital Costs by Reporting Type: ALB
ReportingType | 2015 | 2020 | 2025 | 2030 | 2035 | 2040
BM | 0 | 0 | 0 | 0 | 0 | 0
CC | 0 | 0 | 0 | 0 | 0 | 0
CSP | 0 | 0 | 0 | 0 | 0 | 0
CT | 0 | 0 | 0 | 0 | 0 | 0
Coal | 0 | 0 | 0 | 0 | 0 | 0
Geo | 0 | 0 | 0 | 0 | 0 | 0
H | 0 | 0 | 0 | 0 | 0 | 0
LFG | 0 | 0 | 0 | 0 | 0 | 0
Nuc | 0 | 0 | 0 | 0 | 0 | 0
PS | 0 | 0 | 0 | 0 | 0 | 0
PV | 0 | 0 | 0 | 0 | 0 | 0
PeakG | 0 | 0 | 0 | 0 | 0 | 0
PeakO | 0 | 0 | 0 | 0 | 0 | 0
ST | 0 | 0 | 0 | 0 | 0 | 0
STOG | 0 | 0 | 0 | 0 | 0 | 0
STWD | 0 | 0 | 0 | 0 | 0 | 0
WT | 0 | 0 | 0 | 0 | 0 | 0
IGCC | 0 | 0 | 0 | 0 | 0 | 0
DemandResponse | 0 | 0 | 0 | 0 | 0 | 0
IGCC-CCS | 0 | 0 | 0 | 0 | 0 | 0
WT_off | 0 | 0 | 0 | 0 | 0 | 0
PseudoUnit | 0 | 0 | 0 | 0 | 0 | 0
FixedInterchange | 0 | 0 | 0 | 0 | 0 | 0
Levelized Retrofit Capital Costs by Reporting Type: BC
ReportingType | 2015 | 2020 | 2025 | 2030 | 2035 | 2040
BM | 0 | 0 | 0 | 0 | 0 | 0
CC | 0 | 0 | 0 | 0 | 0 | 0
CSP | 0 | 0 | 0 | 0 | 0 | 0
CT | 0 | 0 | 0 | 0 | 0 | 0
Coal | 0 | 0 | 0 | 0 | 0 | 0
Geo | 0 | 0 | 0 | 0 | 0 | 0
H | 0 | 0 | 0 | 0 | 0 | 0
LFG | 0 | 0 | 0 | 0 | 0 | 0
Nuc | 0 | 0 | 0 | 0 | 0 | 0
PS | 0 | 0 | 0 | 0 | 0 | 0
PV | 0 | 0 | 0 | 0 | 0 | 0
PeakG | 0 | 0 | 0 | 0 | 0 | 0
PeakO | 0 | 0 | 0 | 0 | 0 | 0
ST | 0 | 0 | 0 | 0 | 0 | 0
STOG | 0 | 0 | 0 | 0 | 0 | 0
STWD | 0 | 0 | 0 | 0 | 0 | 0
WT | 0 | 0 | 0 | 0 | 0 | 0
IGCC | 0 | 0 | 0 | 0 | 0 | 0
DemandResponse | 0 | 0 | 0 | 0 | 0 | 0
IGCC-CCS | 0 | 0 | 0 | 0 | 0 | 0
WT_off | 0 | 0 | 0 | 0 | 0 | 0
PseudoUnit | 0 | 0 | 0 | 0 | 0 | 0
FixedInterchange | 0 | 0 | 0 | 0 | 0 | 0
Levelized Retrofit Capital Costs by Reporting Type: HQ_IESO
ReportingType | 2015 | 2020 | 2025 | 2030 | 2035 | 2040
BM | 0 | 0 | 0 | 0 | 0 | 0
CC | 0 | 0 | 0 | 0 | 0 | 0
CSP | 0 | 0 | 0 | 0 | 0 | 0
CT | 0 | 0 | 0 | 0 | 0 | 0
Coal | 0 | 0 | 0 | 0 | 0 | 0
Geo | 0 | 0 | 0 | 0 | 0 | 0
H | 0 | 0 | 0 | 0 | 0 | 0
LFG | 0 | 0 | 0 | 0 | 0 | 0
Nuc | 0 | 0 | 0 | 0 | 0 | 0
PS | 0 | 0 | 0 | 0 | 0 | 0
PV | 0 | 0 | 0 | 0 | 0 | 0
PeakG | 0 | 0 | 0 | 0 | 0 | 0
PeakO | 0 | 0 | 0 | 0 | 0 | 0
ST | 0 | 0 | 0 | 0 | 0 | 0
STOG | 0 | 0 | 0 | 0 | 0 | 0
STWD | 0 | 0 | 0 | 0 | 0 | 0
WT | 0 | 0 | 0 | 0 | 0 | 0
IGCC | 0 | 0 | 0 | 0 | 0 | 0
DemandResponse | 0 | 0 | 0 | 0 | 0 | 0
IGCC-CCS | 0 | 0 | 0 | 0 | 0 | 0
WT_off | 0 | 0 | 0 | 0 | 0 | 0
PseudoUnit | 0 | 0 | 0 | 0 | 0 | 0
FixedInterchange | 0 | 0 | 0 | 0 | 0 | 0
Levelized Retrofit Capital Costs by Reporting Type: HQ_NEISO
ReportingType | 2015 | 2020 | 2025 | 2030 | 2035 | 2040
BM | 0 | 0 | 0 | 0 | 0 | 0
CC | 0 | 0 | 0 | 0 | 0 | 0
CSP | 0 | 0 | 0 | 0 | 0 | 0
CT | 0 | 0 | 0 | 0 | 0 | 0
Coal | 0 | 0 | 0 | 0 | 0 | 0
Geo | 0 | 0 | 0 | 0 | 0 | 0
H | 0 | 0 | 0 | 0 | 0 | 0
LFG | 0 | 0 | 0 | 0 | 0 | 0
Nuc | 0 | 0 | 0 | 0 | 0 | 0
PS | 0 | 0 | 0 | 0 | 0 | 0
PV | 0 | 0 | 0 | 0 | 0 | 0
PeakG | 0 | 0 | 0 | 0 | 0 | 0
PeakO | 0 | 0 | 0 | 0 | 0 | 0
ST | 0 | 0 | 0 | 0 | 0 | 0
STOG | 0 | 0 | 0 | 0 | 0 | 0
STWD | 0 | 0 | 0 | 0 | 0 | 0
WT | 0 | 0 | 0 | 0 | 0 | 0
IGCC | 0 | 0 | 0 | 0 | 0 | 0
DemandResponse | 0 | 0 | 0 | 0 | 0 | 0
IGCC-CCS | 0 | 0 | 0 | 0 | 0 | 0
WT_off | 0 | 0 | 0 | 0 | 0 | 0
PseudoUnit | 0 | 0 | 0 | 0 | 0 | 0
FixedInterchange | 0 | 0 | 0 | 0 | 0 | 0
Levelized Retrofit Capital Costs by Reporting Type: HQ_NY
ReportingType | 2015 | 2020 | 2025 | 2030 | 2035 | 2040
BM | 0 | 0 | 0 | 0 | 0 | 0
CC | 0 | 0 | 0 | 0 | 0 | 0
CSP | 0 | 0 | 0 | 0 | 0 | 0
CT | 0 | 0 | 0 | 0 | 0 | 0
Coal | 0 | 0 | 0 | 0 | 0 | 0
Geo | 0 | 0 | 0 | 0 | 0 | 0
H | 0 | 0 | 0 | 0 | 0 | 0
LFG | 0 | 0 | 0 | 0 | 0 | 0
Nuc | 0 | 0 | 0 | 0 | 0 | 0
PS | 0 | 0 | 0 | 0 | 0 | 0
PV | 0 | 0 | 0 | 0 | 0 | 0
PeakG | 0 | 0 | 0 | 0 | 0 | 0
PeakO | 0 | 0 | 0 | 0 | 0 | 0
ST | 0 | 0 | 0 | 0 | 0 | 0
STOG | 0 | 0 | 0 | 0 | 0 | 0
STWD | 0 | 0 | 0 | 0 | 0 | 0
WT | 0 | 0 | 0 | 0 | 0 | 0
IGCC | 0 | 0 | 0 | 0 | 0 | 0
DemandResponse | 0 | 0 | 0 | 0 | 0 | 0
IGCC-CCS | 0 | 0 | 0 | 0 | 0 | 0
WT_off | 0 | 0 | 0 | 0 | 0 | 0
PseudoUnit | 0 | 0 | 0 | 0 | 0 | 0
FixedInterchange | 0 | 0 | 0 | 0 | 0 | 0
Levelized Retrofit Capital Costs by Reporting Type: MARITIMES
ReportingType | 2015 | 2020 | 2025 | 2030 | 2035 | 2040
BM | 0 | 0 | 0 | 0 | 0 | 0
CC | 0 | 0 | 0 | 0 | 0 | 0
CSP | 0 | 0 | 0 | 0 | 0 | 0
CT | 0 | 0 | 0 | 0 | 0 | 0
Coal | 0 | 0 | 0 | 0 | 0 | 0
Geo | 0 | 0 | 0 | 0 | 0 | 0
H | 0 | 0 | 0 | 0 | 0 | 0
LFG | 0 | 0 | 0 | 0 | 0 | 0
Nuc | 0 | 0 | 0 | 0 | 0 | 0
PS | 0 | 0 | 0 | 0 | 0 | 0
PV | 0 | 0 | 0 | 0 | 0 | 0
PeakG | 0 | 0 | 0 | 0 | 0 | 0
PeakO | 0 | 0 | 0 | 0 | 0 | 0
ST | 0 | 0 | 0 | 0 | 0 | 0
STOG | 0 | 0 | 0 | 0 | 0 | 0
STWD | 0 | 0 | 0 | 0 | 0 | 0
WT | 0 | 0 | 0 | 0 | 0 | 0
IGCC | 0 | 0 | 0 | 0 | 0 | 0
DemandResponse | 0 | 0 | 0 | 0 | 0 | 0
IGCC-CCS | 0 | 0 | 0 | 0 | 0 | 0
WT_off | 0 | 0 | 0 | 0 | 0 | 0
PseudoUnit | 0 | 0 | 0 | 0 | 0 | 0
FixedInterchange | 0 | 0 | 0 | 0 | 0 | 0
Levelized Retrofit Capital Costs by Reporting Type: All
ReportingType | 2015 | 2020 | 2025 | 2030 | 2035 | 2040
BM | 0 | 0 | 0 | 0 | 0 | 0
CC | 0 | 0 | 0 | 0 | 0 | 0
CSP | 0 | 0 | 0 | 0 | 0 | 0
CT | 0 | 0 | 0 | 0 | 0 | 0
Coal | 1184.41 | 4880.26 | 4046.59 | 0 | 0 | 0
Geo | 0 | 0 | 0 | 0 | 0 | 0
H | 0 | 0 | 0 | 0 | 0 | 0
LFG | 0 | 0 | 0 | 0 | 0 | 0
Nuc | 0 | 0 | 0 | 0 | 0 | 0
PS | 0 | 0 | 0 | 0 | 0 | 0
PV | 0 | 0 | 0 | 0 | 0 | 0
PeakG | 0 | 0 | 0 | 0 | 0 | 0
PeakO | 0 | 0 | 0 | 0 | 0 | 0
ST | 0 | 0 | 0 | 0 | 0 | 0
STOG | 0 | 0 | 0 | 0 | 0 | 0
STWD | 0 | 0 | 0 | 0 | 0 | 0
WT | 0 | 0 | 0 | 0 | 0 | 0
IGCC | 0 | 0 | 0 | 0 | 0 | 0
DemandResponse | 0 | 0 | 0 | 0 | 0 | 0
IGCC-CCS | 0 | 0 | 0 | 0 | 0 | 0
WT_off | 0 | 0 | 0 | 0 | 0 | 0
PseudoUnit | 0 | 0 | 0 | 0 | 0 | 0
FixedInterchange | 0 | 0 | 0 | 0 | 0 | 0
Levelized Retrofit Capital Costs by Reporting Type: EI_US
ReportingType | 2015 | 2020 | 2025 | 2030 | 2035 | 2040
BM | 0 | 0 | 0 | 0 | 0 | 0
CC | 0 | 0 | 0 | 0 | 0 | 0
CSP | 0 | 0 | 0 | 0 | 0 | 0
CT | 0 | 0 | 0 | 0 | 0 | 0
Coal | 1023.13 | 4237.41 | 3436.67 | 0 | 0 | 0
Geo | 0 | 0 | 0 | 0 | 0 | 0
H | 0 | 0 | 0 | 0 | 0 | 0
LFG | 0 | 0 | 0 | 0 | 0 | 0
Nuc | 0 | 0 | 0 | 0 | 0 | 0
PS | 0 | 0 | 0 | 0 | 0 | 0
PV | 0 | 0 | 0 | 0 | 0 | 0
PeakG | 0 | 0 | 0 | 0 | 0 | 0
PeakO | 0 | 0 | 0 | 0 | 0 | 0
ST | 0 | 0 | 0 | 0 | 0 | 0
STOG | 0 | 0 | 0 | 0 | 0 | 0
STWD | 0 | 0 | 0 | 0 | 0 | 0
WT | 0 | 0 | 0 | 0 | 0 | 0
IGCC | 0 | 0 | 0 | 0 | 0 | 0
DemandResponse | 0 | 0 | 0 | 0 | 0 | 0
IGCC-CCS | 0 | 0 | 0 | 0 | 0 | 0
WT_off | 0 | 0 | 0 | 0 | 0 | 0
PseudoUnit | 0 | 0 | 0 | 0 | 0 | 0
FixedInterchange | 0 | 0 | 0 | 0 | 0 | 0
Levelized Retrofit Capital Costs by Reporting Type: EI_Canada
ReportingType | 2015 | 2020 | 2025 | 2030 | 2035 | 2040
BM | 0 | 0 | 0 | 0 | 0 | 0
CC | 0 | 0 | 0 | 0 | 0 | 0
CSP | 0 | 0 | 0 | 0 | 0 | 0
CT | 0 | 0 | 0 | 0 | 0 | 0
Coal | 0 | 0 | 0 | 0 | 0 | 0
Geo | 0 | 0 | 0 | 0 | 0 | 0
H | 0 | 0 | 0 | 0 | 0 | 0
LFG | 0 | 0 | 0 | 0 | 0 | 0
Nuc | 0 | 0 | 0 | 0 | 0 | 0
PS | 0 | 0 | 0 | 0 | 0 | 0
PV | 0 | 0 | 0 | 0 | 0 | 0
PeakG | 0 | 0 | 0 | 0 | 0 | 0
PeakO | 0 | 0 | 0 | 0 | 0 | 0
ST | 0 | 0 | 0 | 0 | 0 | 0
STOG | 0 | 0 | 0 | 0 | 0 | 0
STWD | 0 | 0 | 0 | 0 | 0 | 0
WT | 0 | 0 | 0 | 0 | 0 | 0
IGCC | 0 | 0 | 0 | 0 | 0 | 0
DemandResponse | 0 | 0 | 0 | 0 | 0 | 0
IGCC-CCS | 0 | 0 | 0 | 0 | 0 | 0
WT_off | 0 | 0 | 0 | 0 | 0 | 0
PseudoUnit | 0 | 0 | 0 | 0 | 0 | 0
FixedInterchange | 0 | 0 | 0 | 0 | 0 | 0
Levelized Retrofit Capital Costs by Reporting Type: EI
ReportingType | 2015 | 2020 | 2025 | 2030 | 2035 | 2040
BM | 0 | 0 | 0 | 0 | 0 | 0
CC | 0 | 0 | 0 | 0 | 0 | 0
CSP | 0 | 0 | 0 | 0 | 0 | 0
CT | 0 | 0 | 0 | 0 | 0 | 0
Coal | 1023.13 | 4237.41 | 3436.67 | 0 | 0 | 0
Geo | 0 | 0 | 0 | 0 | 0 | 0
H | 0 | 0 | 0 | 0 | 0 | 0
LFG | 0 | 0 | 0 | 0 | 0 | 0
Nuc | 0 | 0 | 0 | 0 | 0 | 0
PS | 0 | 0 | 0 | 0 | 0 | 0
PV | 0 | 0 | 0 | 0 | 0 | 0
PeakG | 0 | 0 | 0 | 0 | 0 | 0
PeakO | 0 | 0 | 0 | 0 | 0 | 0
ST | 0 | 0 | 0 | 0 | 0 | 0
STOG | 0 | 0 | 0 | 0 | 0 | 0
STWD | 0 | 0 | 0 | 0 | 0 | 0
WT | 0 | 0 | 0 | 0 | 0 | 0
IGCC | 0 | 0 | 0 | 0 | 0 | 0
DemandResponse | 0 | 0 | 0 | 0 | 0 | 0
IGCC-CCS | 0 | 0 | 0 | 0 | 0 | 0
WT_off | 0 | 0 | 0 | 0 | 0 | 0
PseudoUnit | 0 | 0 | 0 | 0 | 0 | 0
FixedInterchange | 0 | 0 | 0 | 0 | 0 | 0
Levelized Retrofit Capital Costs by Reporting Type: Outside_EI
ReportingType | 2015 | 2020 | 2025 | 2030 | 2035 | 2040
BM | 0 | 0 | 0 | 0 | 0 | 0
CC | 0 | 0 | 0 | 0 | 0 | 0
CSP | 0 | 0 | 0 | 0 | 0 | 0
CT | 0 | 0 | 0 | 0 | 0 | 0
Coal | 161.28 | 642.85 | 609.92 | 0 | 0 | 0
Geo | 0 | 0 | 0 | 0 | 0 | 0
H | 0 | 0 | 0 | 0 | 0 | 0
LFG | 0 | 0 | 0 | 0 | 0 | 0
Nuc | 0 | 0 | 0 | 0 | 0 | 0
PS | 0 | 0 | 0 | 0 | 0 | 0
PV | 0 | 0 | 0 | 0 | 0 | 0
PeakG | 0 | 0 | 0 | 0 | 0 | 0
PeakO | 0 | 0 | 0 | 0 | 0 | 0
ST | 0 | 0 | 0 | 0 | 0 | 0
STOG | 0 | 0 | 0 | 0 | 0 | 0
STWD | 0 | 0 | 0 | 0 | 0 | 0
WT | 0 | 0 | 0 | 0 | 0 | 0
IGCC | 0 | 0 | 0 | 0 | 0 | 0
DemandResponse | 0 | 0 | 0 | 0 | 0 | 0
IGCC-CCS | 0 | 0 | 0 | 0 | 0 | 0
WT_off | 0 | 0 | 0 | 0 | 0 | 0
PseudoUnit | 0 | 0 | 0 | 0 | 0 | 0
FixedInterchange | 0 | 0 | 0 | 0 | 0 | 0
#14 | Total Costs ($million)
Total Costs by Reporting Type: Entergy
ReportingType | 2015 | 2020 | 2025 | 2030 | 2035 | 2040
BM | 0 | 0 | 0 | 0 | 0 | 0
CC | 2534.86 | 3317.97 | 2898.94 | 2872.36 | 3226.23 | 3475.31
CSP | 0 | 0 | 0 | 0 | 0 | 0
CT | 0 | 0 | 0 | 0 | 0 | 0
Coal | 2426.62 | 2682.21 | 2895.91 | 2612.41 | 2733.52 | 2959.82
Geo | 0 | 0 | 0 | 0 | 0 | 0
H | 10.6 | 10.6 | 10.6 | 10.6 | 10.6 | 10.6
LFG | 0.97 | 0.97 | 16.13 | 34.17 | 34.17 | 34.17
Nuc | 1262.64 | 1285.77 | 1294.03 | 1301.93 | 1099.75 | 1464.17
PS | 1.4 | 1.4 | 1.4 | 1.4 | 1.4 | 1.4
PV | 0.11 | 20.64 | 29.47 | 29.47 | 29.36 | 9.77
PeakG | 47.54 | 102.64 | 25.8 | 0 | 0 | 0
PeakO | 4.42 | 3.09 | 0 | 0 | 0 | 0
ST | 0 | 0 | 0 | 0 | 0 | 0
STOG | 138.91 | 0 | 0 | 0 | 0 | 0
STWD | 6.6 | 0 | 0 | 0 | 0 | 0
WT | 3.67 | 3.67 | 3.67 | 3.67 | 3.67 | 3.67
IGCC | 0 | 0 | 0 | 0 | 0 | 0
DemandResponse | 0 | 0 | 0.7 | 1.82 | 9.37 | 6.95
IGCC-CCS | 0 | 0 | 0 | 0 | 0 | 0
WT_off | 0 | 0 | 0 | 0 | 0 | 0
PseudoUnit | 0 | 0 | 0 | 0 | 0 | 0
FixedInterchange | 0 | 0 | 0 | 0 | 0 | 0
Total Costs by Reporting Type: FRCC
ReportingType | 2015 | 2020 | 2025 | 2030 | 2035 | 2040
BM | 0 | 0 | 0 | 0 | 0 | 0
CC | 7087.51 | 7906.79 | 8419.05 | 9137.02 | 11607.26 | 13306.86
CSP | 0 | 0 | 0 | 0 | 0 | 0
CT | 249.56 | 308.97 | 320.91 | 342.33 | 0 | 0
Coal | 2797.4 | 2929.58 | 3207.65 | 3240.83 | 3409.67 | 3519.67
Geo | 0 | 0 | 0 | 0 | 0 | 0
H | 0.78 | 0.78 | 0.78 | 0.78 | 0.78 | 0.78
LFG | 58.68 | 58.68 | 120.69 | 120.69 | 120.69 | 120.69
Nuc | 960.37 | 1000.19 | 984.15 | 990.13 | 1182.7 | 448.91
PS | 0 | 0 | 0 | 0 | 0 | 0
PV | 0.75 | 0.75 | 0.75 | 0.75 | 0.75 | 0.75
PeakG | 188.97 | 380.3 | 304.04 | 344.37 | 419.29 | 532.5
PeakO | 64.61 | 15.39 | 0 | 0 | 0 | 0
ST | 0 | 0 | 0 | 0 | 0 | 0
STOG | 104.81 | 0 | 0 | 0 | 0 | 0
STWD | 6.25 | 13.86 | 16.42 | 16.42 | 16.42 | 23.1
WT | 0 | 0 | 0 | 0 | 0 | 0
IGCC | 0 | 0 | 0 | 0 | 0 | 0
DemandResponse | 0 | 0 | 29.08 | 69.8 | 100.17 | 133.59
IGCC-CCS | 0 | 0 | 0 | 0 | 0 | 0
WT_off | 0 | 0 | 0 | 0 | 0 | 0
PseudoUnit | 0 | 0 | 0 | 0 | 0 | 0
FixedInterchange | 0 | 0 | 0 | 0 | 0 | 0
Total Costs by Reporting Type: MAPP_US
ReportingType | 2015 | 2020 | 2025 | 2030 | 2035 | 2040
BM | 0 | 0 | 0 | 0 | 0 | 0
CC | 0 | 0 | 0 | 0 | 0 | 0
CSP | 0 | 0 | 0 | 0 | 0 | 0
CT | 27.96 | 28.14 | 28.67 | 27.94 | 0 | 0
Coal | 660.95 | 634.55 | 611.92 | 593.8 | 625.25 | 697.1
Geo | 3.95 | 3.95 | 3.95 | 3.95 | 3.95 | 3.95
H | 31.14 | 31.14 | 31.14 | 31.14 | 31.14 | 31.14
LFG | 0.24 | 0.24 | 22.22 | 22.22 | 22.22 | 22.22
Nuc | 0.01 | 0.01 | 0.01 | 0.01 | 0.01 | 0.01
PS | 0 | 0 | 0 | 0 | 0 | 0
PV | 0 | 0 | 0 | 0 | 0 | 0
PeakG | 9.35 | 19.43 | 5.4 | 6.09 | 11.99 | 9.18
PeakO | 0 | 0 | 0 | 0 | 0 | 0
ST | 0 | 0 | 0 | 0 | 0 | 0
STOG | 0 | 0 | 0 | 0 | 0 | 0
STWD | 0 | 0 | 0 | 0 | 0 | 0
WT | 147.25 | 219.77 | 219.77 | 182.39 | 127.81 | 64.06
IGCC | 0 | 0 | 0 | 0 | 0 | 0
DemandResponse | 0 | 0 | 0 | 0 | 0 | 0
IGCC-CCS | 0 | 0 | 0 | 0 | 0 | 0
WT_off | 0 | 0 | 0 | 0 | 0 | 0
PseudoUnit | 0 | 0 | 0 | 0 | 0 | 0
FixedInterchange | 0 | 0 | 0 | 0 | 0 | 0
Total Costs by Reporting Type: MISO_IN
ReportingType | 2015 | 2020 | 2025 | 2030 | 2035 | 2040
BM | 0 | 0 | 0 | 0 | 0 | 0
CC | 162.93 | 271.49 | 202.88 | 206.13 | 316.06 | 329.85
CSP | 0 | 0 | 0 | 0 | 0 | 0
CT | 0 | 0 | 0 | 0 | 0 | 0
Coal | 3368.66 | 3925.92 | 4015.48 | 3999.11 | 4366.36 | 4574.42
Geo | 0 | 0 | 0 | 0 | 0 | 0
H | 1.07 | 1.07 | 1.07 | 1.07 | 1.07 | 1.07
LFG | 4.47 | 4.47 | 4.47 | 30.11 | 30.11 | 30.11
Nuc | 0.01 | 0.01 | 0.01 | 0.01 | 0.01 | 0.01
PS | 0 | 0 | 0 | 0 | 0 | 0
PV | 0 | 81.01 | 121.55 | 121.55 | 121.55 | 44.1
PeakG | 53.31 | 82.9 | 61.43 | 81.12 | 98.51 | 94.5
PeakO | 10.59 | 13.5 | 0 | 0 | 0 | 0
ST | 0 | 0 | 0 | 0 | 0 | 0
STOG | 15.17 | 20.91 | 0 | 0 | 0 | 0
STWD | 0 | 0 | 0 | 0 | 0 | 0
WT | 18.33 | 18.33 | 18.33 | 18.33 | 18.33 | 18.33
IGCC | 366.08 | 366.97 | 366.9 | 368.37 | 373.61 | 376.39
DemandResponse | 0 | 0 | 0 | 0 | 0 | 0
IGCC-CCS | 0 | 0 | 0 | 0 | 0 | 0
WT_off | 0 | 0 | 0 | 0 | 0 | 0
PseudoUnit | 0 | 0 | 0 | 0 | 0 | 0
FixedInterchange | 0 | 0 | 0 | 0 | 0 | 0
Total Costs by Reporting Type: MISO_MI
ReportingType | 2015 | 2020 | 2025 | 2030 | 2035 | 2040
BM | 0 | 0 | 0 | 0 | 0 | 0
CC | 538.31 | 723.84 | 405.19 | 391.84 | 575.09 | 564.4
CSP | 0 | 0 | 0 | 0 | 0 | 0
CT | 0 | 0 | 0 | 0 | 0 | 0
Coal | 1837.46 | 1966.54 | 1913.42 | 1702.9 | 1855.11 | 1922.3
Geo | 0 | 0 | 0 | 0 | 0 | 0
H | 2.01 | 2.01 | 2.01 | 2.01 | 2.01 | 2.01
LFG | 19.68 | 19.68 | 72.59 | 72.59 | 72.59 | 72.59
Nuc | 449.71 | 452.56 | 461.47 | 464.43 | 273.15 | 529.13
PS | 44.44 | 44.44 | 44.44 | 44.44 | 44.44 | 44.44
PV | 0 | 0 | 0 | 0 | 0 | 0
PeakG | 62.92 | 96.76 | 79.95 | 94.59 | 114.78 | 109.73
PeakO | 15.67 | 19.97 | 0 | 0 | 0 | 0
ST | 0 | 0 | 0 | 0 | 0 | 0
STOG | 123.83 | 161.25 | 0 | 0 | 0 | 0
STWD | 11.61 | 46.9 | 13.26 | 11.71 | 12.84 | 19.18
WT | 542.69 | 542.69 | 593.37 | 600.05 | 122.94 | 122.94
IGCC | 0 | 0 | 0 | 0 | 0 | 0
DemandResponse | 0 | 0 | 0 | 0 | 0 | 0
IGCC-CCS | 0 | 0 | 0 | 0 | 0 | 0
WT_off | 0 | 0 | 0 | 0 | 0 | 0
PseudoUnit | 0 | 0 | 0 | 0 | 0 | 0
FixedInterchange | 0 | 0 | 0 | 0 | 0 | 0
Total Costs by Reporting Type: MISO_MO-IL
ReportingType | 2015 | 2020 | 2025 | 2030 | 2035 | 2040
BM | 0 | 0 | 0 | 0 | 0 | 0
CC | 115.69 | 174.5 | 136.8 | 107.23 | 208.73 | 120.06
CSP | 0 | 0 | 0 | 0 | 0 | 0
CT | 0 | 0 | 0 | 0 | 0 | 0
Coal | 3928.03 | 3582.04 | 3655.63 | 3510.69 | 3876.91 | 3978.38
Geo | 0 | 0 | 0 | 0 | 0 | 0
H | 5.01 | 5.01 | 5.01 | 5.01 | 5.01 | 5.01
LFG | 2.17 | 2.17 | 76.11 | 76.11 | 76.11 | 76.11
Nuc | 493.74 | 512.79 | 521.93 | 524.97 | 524.97 | 524.97
PS | 10.45 | 10.45 | 10.45 | 10.45 | 10.45 | 10.45
PV | 0 | 0 | 0 | 0 | 0 | 0
PeakG | 85.76 | 150.47 | 139.53 | 137.82 | 182.19 | 159.28
PeakO | 21.48 | 28.65 | 0 | 0 | 0 | 0
ST | 0 | 0 | 0 | 0 | 0 | 0
STOG | 30.79 | 42.15 | 0 | 0 | 0 | 0
STWD | 0 | 0 | 0 | 0 | 0 | 0
WT | 89.9 | 89.9 | 89.9 | 89.9 | 21.38 | 21.38
IGCC | 0 | 0 | 0 | 0 | 0 | 0
DemandResponse | 0 | 0 | 0 | 0 | 0 | 0
IGCC-CCS | 0 | 0 | 0 | 0 | 0 | 0
WT_off | 0 | 0 | 0 | 0 | 0 | 0
PseudoUnit | 0 | 0 | 0 | 0 | 0 | 0
FixedInterchange | 0 | 0 | 0 | 0 | 0 | 0
Total Costs by Reporting Type: MISO_W
ReportingType | 2015 | 2020 | 2025 | 2030 | 2035 | 2040
BM | 0 | 0 | 0 | 0 | 0 | 0
CC | 390.82 | 467.88 | 324.03 | 280.21 | 366.12 | 301.58
CSP | 0 | 0 | 0 | 0 | 0 | 0
CT | 0 | 0 | 0 | 0 | 0 | 0
Coal | 2806.11 | 3176.86 | 3197.4 | 2987.05 | 3252 | 5713.78
Geo | 0 | 0 | 0 | 0 | 0 | 0
H | 7.08 | 7.08 | 7.08 | 7.08 | 7.08 | 7.08
LFG | 24.75 | 24.75 | 48.33 | 48.33 | 48.33 | 48.33
Nuc | 539.99 | 543.1 | 552.83 | 814.83 | 0.05 | 0.05
PS | 0 | 0 | 0 | 0 | 0 | 0
PV | 0 | 0 | 0 | 0 | 0 | 0
PeakG | 103.05 | 147.92 | 112.01 | 129.02 | 145 | 66.35
PeakO | 56.38 | 79.71 | 0 | 0 | 0 | 0
ST | 0 | 0 | 0 | 0 | 0 | 0
STOG | 0 | 0 | 0 | 0 | 0 | 0
STWD | 10.03 | 34.01 | 0 | 0 | 0 | 0
WT | 927.86 | 1157.94 | 1677.47 | 1662.37 | 1068.97 | 864.62
IGCC | 0 | 0 | 0 | 0 | 0 | 0
DemandResponse | 0 | 0 | 0 | 0 | 0 | 0
IGCC-CCS | 0 | 0 | 0 | 0 | 0 | 0
WT_off | 0 | 0 | 0 | 0 | 0 | 0
PseudoUnit | 0 | 0 | 0 | 0 | 0 | 0
FixedInterchange | 0 | 0 | 0 | 0 | 0 | 0
Total Costs by Reporting Type: MISO_WUMS
ReportingType | 2015 | 2020 | 2025 | 2030 | 2035 | 2040
BM | 0 | 0 | 0 | 0 | 0 | 0
CC | 542.52 | 669.7 | 507.72 | 431.85 | 785.65 | 712.94
CSP | 0 | 0 | 0 | 0 | 0 | 0
CT | 0 | 0 | 0 | 0 | 0 | 0
Coal | 1473.46 | 1604.21 | 1524.05 | 1533.22 | 1765.42 | 1830.96
Geo | 0 | 0 | 0 | 0 | 0 | 0
H | 4.79 | 4.79 | 4.79 | 5.13 | 5.13 | 5.13
LFG | 8.57 | 8.57 | 79.15 | 79.15 | 79.15 | 79.15
Nuc | 419.03 | 444.73 | 429.21 | 737.97 | 0.05 | 0.05
PS | 0 | 0 | 0 | 0 | 0 | 0
PV | 0 | 0 | 0 | 0 | 0 | 0
PeakG | 59.99 | 87.85 | 72.62 | 92.81 | 103.95 | 85.35
PeakO | 13.52 | 18.08 | 0 | 0 | 0 | 0
ST | 0 | 0 | 0 | 0 | 0 | 0
STOG | 0 | 0 | 0 | 0 | 0 | 0
STWD | 3.37 | 7.99 | 0 | 0 | 0 | 0
WT | 264.78 | 264.78 | 264.78 | 264.78 | 46.41 | 46.41
IGCC | 0 | 0 | 0 | 0 | 0 | 0
DemandResponse | 0 | 0 | 0 | 0 | 0 | 0
IGCC-CCS | 0 | 0 | 0 | 0 | 0 | 0
WT_off | 0 | 0 | 0 | 0 | 0 | 0
PseudoUnit | 0 | 0 | 0 | 0 | 0 | 0
FixedInterchange | 0 | 0 | 0 | 0 | 0 | 0
Total Costs by Reporting Type: Nebraska
ReportingType | 2015 | 2020 | 2025 | 2030 | 2035 | 2040
BM | 0 | 0 | 0 | 0 | 0 | 0
CC | 19.67 | 32.03 | 22.49 | 18.49 | 30.89 | 28.87
CSP | 0 | 0 | 0 | 0 | 0 | 0
CT | 0 | 0 | 0 | 0 | 0 | 0
Coal | 919.39 | 1250.79 | 1255.74 | 1083.75 | 1128.89 | 1320.53
Geo | 0 | 0 | 0 | 0 | 0 | 0
H | 2.38 | 2.38 | 2.38 | 2.38 | 2.38 | 2.38
LFG | 0.72 | 0.72 | 0.72 | 23.23 | 23.23 | 23.23
Nuc | 289.1 | 306.81 | 296.14 | 364.84 | 0.11 | 0.11
PS | 0 | 0 | 0 | 0 | 0 | 0
PV | 0 | 0 | 0 | 0 | 0 | 0
PeakG | 25.58 | 44.25 | 28.88 | 28.17 | 39.79 | 35.12
PeakO | 9.57 | 12.19 | 0 | 0 | 0 | 0
ST | 0 | 0 | 0 | 0 | 0 | 0
STOG | 0 | 0 | 0 | 0 | 0 | 0
STWD | 0 | 0 | 0 | 0 | 0 | 0
WT | 54.91 | 54.91 | 54.91 | 45.4 | 10.54 | 10.54
IGCC | 0 | 0 | 0 | 0 | 0 | 0
DemandResponse | 0 | 0 | 0 | 0 | 0 | 0
IGCC-CCS | 0 | 0 | 0 | 0 | 0 | 0
WT_off | 0 | 0 | 0 | 0 | 0 | 0
PseudoUnit | 0 | 0 | 0 | 0 | 0 | 0
FixedInterchange | 0 | 0 | 0 | 0 | 0 | 0
Total Costs by Reporting Type: NEISO
ReportingType | 2015 | 2020 | 2025 | 2030 | 2035 | 2040
BM | 279.31 | 220.13 | 143.22 | 143.05 | 226.21 | 181.02
CC | 1817.24 | 1376.19 | 1149.14 | 1182.92 | 1834.29 | 1860.45
CSP | 0 | 0 | 0 | 0 | 0 | 0
CT | 32.41 | 32.88 | 32.92 | 32.02 | 0 | 0
Coal | 57.55 | 29.15 | 0 | 0 | 0 | 0
Geo | 0 | 0 | 0 | 0 | 0 | 0
H | 46.4 | 46.4 | 46.4 | 46.4 | 46.4 | 46.4
LFG | 80.87 | 80.87 | 103.68 | 103.68 | 93.04 | 93.04
Nuc | 1055.43 | 1120.79 | 1080.11 | 1086.32 | 784.86 | 1150.98
PS | 39.74 | 39.74 | 39.74 | 39.74 | 39.74 | 39.74
PV | 0.03 | 104.13 | 104.13 | 104.13 | 104.13 | 4.19
PeakG | 21.68 | 31.75 | 17.78 | 0 | 0 | 0
PeakO | 0 | 0 | 0 | 0 | 0 | 0
ST | 0 | 0 | 0 | 0 | 0 | 0
STOG | 0 | 0 | 0 | 0 | 0 | 0
STWD | 246.95 | 42.87 | 0 | 0 | 0 | 0
WT | 67.94 | 693.02 | 927.08 | 1062.22 | 1016.38 | 461.07
IGCC | 0 | 0 | 0 | 0 | 0 | 0
DemandResponse | 0 | 0 | 0 | 0 | 0 | 3.24
IGCC-CCS | 0 | 0 | 0 | 0 | 0 | 0
WT_off | 308.22 | 308.22 | 308.22 | 308.22 | 0 | 0
PseudoUnit | 0 | 0 | 0 | 0 | 0 | 0
FixedInterchange | 0 | 0 | 0 | 0 | 0 | 0
Total Costs by Reporting Type: NonRTO_Midwest
ReportingType | 2015 | 2020 | 2025 | 2030 | 2035 | 2040
BM | 0 | 0 | 0 | 0 | 0 | 0
CC | 0 | 0 | 0 | 0 | 0 | 0
CSP | 0 | 0 | 0 | 0 | 0 | 0
CT | 0 | 0 | 0 | 0 | 0 | 0
Coal | 2681.75 | 2765.38 | 2603.21 | 2594.94 | 2793.65 | 2932
Geo | 0 | 0 | 0 | 0 | 0 | 0
H | 2.04 | 2.04 | 2.04 | 2.04 | 2.04 | 2.04
LFG | 1.69 | 1.69 | 1.69 | 51.19 | 51.19 | 51.19
Nuc | 0.01 | 0.01 | 0.01 | 0.01 | 0.01 | 0.01
PS | 0 | 0 | 0 | 0 | 0 | 0
PV | 0 | 0 | 0 | 0 | 0 | 0
PeakG | 67.01 | 148.03 | 71.58 | 77.82 | 62.57 | 47.91
PeakO | 0.35 | 0.48 | 0 | 0 | 0 | 0
ST | 0 | 0 | 0 | 0 | 0 | 0
STOG | 0 | 0 | 0 | 0 | 0 | 0
STWD | 0 | 0 | 0 | 0 | 0 | 0
WT | 2.26 | 2.26 | 2.26 | 2.26 | 2.26 | 2.26
IGCC | 0 | 0 | 0 | 0 | 0 | 0
DemandResponse | 0 | 0 | 2.93 | 0 | 20.45 | 14.2
IGCC-CCS | 0 | 0 | 0 | 0 | 0 | 0
WT_off | 0 | 0 | 0 | 0 | 0 | 0
PseudoUnit | 0 | 0 | 0 | 0 | 0 | 0
FixedInterchange | 0 | 0 | 0 | 0 | 0 | 0
Total Costs by Reporting Type: NYISO_A-F
ReportingType | 2015 | 2020 | 2025 | 2030 | 2035 | 2040
BM | 0 | 0 | 0 | 0 | 0 | 0
CC | 413.11 | 423.83 | 379.69 | 410.74 | 747.25 | 982.81
CSP | 0 | 0 | 0 | 0 | 0 | 0
CT | 0 | 0 | 0 | 0 | 0 | 0
Coal | 0 | 0 | 0 | 0 | 0 | 0
Geo | 0 | 0 | 0 | 0 | 0 | 0
H | 62.6 | 62.6 | 62.6 | 62.6 | 62.6 | 62.6
LFG | 22.17 | 22.17 | 22.17 | 44 | 42.66 | 42.66
Nuc | 769.17 | 792.88 | 787.44 | 645.82 | 746.25 | 695.88
PS | 33.52 | 33.52 | 33.52 | 33.52 | 33.52 | 33.52
PV | 0 | 0 | 0 | 0 | 0 | 0
PeakG | 3.78 | 5.8 | 5.35 | 5.38 | 5.4 | 6.59
PeakO | 0 | 0 | 0 | 0 | 0 | 0
ST | 0 | 0 | 0 | 0 | 0 | 0
STOG | 0 | 0 | 0 | 0 | 0 | 0
STWD | 0 | 0 | 0 | 0 | 0 | 0
WT | 684.71 | 860.89 | 860.89 | 860.89 | 289.71 | 133.48
IGCC | 0 | 0 | 0 | 0 | 0 | 0
DemandResponse | 0 | 0 | 0 | 0 | 0 | 0
IGCC-CCS | 0 | 0 | 0 | 0 | 0 | 0
WT_off | 0 | 0 | 0 | 0 | 0 | 0
PseudoUnit | 0 | 0 | 0 | 0 | 0 | 0
FixedInterchange | 0 | 0 | 0 | 0 | 0 | 0
Total Costs by Reporting Type: NYISO_G-I
ReportingType | 2015 | 2020 | 2025 | 2030 | 2035 | 2040
BM | 0 | 0 | 0 | 0 | 0 | 0
CC | 256.05 | 276.12 | 248.46 | 279.54 | 740.77 | 1478.42
CSP | 0 | 0 | 0 | 0 | 0 | 0
CT | 0 | 0 | 0 | 0 | 0 | 0
Coal | 79.52 | 0 | 0 | 0 | 0 | 0
Geo | 0 | 0 | 0 | 0 | 0 | 0
H | 0.46 | 0.46 | 0.46 | 0.46 | 0.46 | 0.46
LFG | 7.73 | 7.73 | 7.73 | 31.62 | 31.62 | 31.62
Nuc | 466.19 | 495 | 477.19 | 479.96 | 543.55 | 0.21
PS | 0 | 0 | 0 | 0 | 0 | 0
PV | 0 | 0 | 0 | 0 | 0 | 0
PeakG | 1.52 | 2.22 | 1.76 | 1.78 | 1.8 | 1.81
PeakO | 2.55 | 3.25 | 0 | 0 | 0 | 0
ST | 0 | 0 | 0 | 0 | 0 | 0
STOG | 0 | 0 | 0 | 0 | 0 | 0
STWD | 0 | 0 | 0 | 0 | 0 | 0
WT | 0 | 14.4 | 14.4 | 14.4 | 14.4 | 1.69
IGCC | 0 | 0 | 0 | 0 | 0 | 0
DemandResponse | 0 | 0 | 0 | 0 | 0 | 0
IGCC-CCS | 0 | 0 | 0 | 0 | 0 | 0
WT_off | 0 | 0 | 0 | 0 | 0 | 0
PseudoUnit | 0 | 0 | 0 | 0 | 0 | 0
FixedInterchange | 0 | 0 | 0 | 0 | 0 | 0
Total Costs by Reporting Type: NYISO_J-K
ReportingType | 2015 | 2020 | 2025 | 2030 | 2035 | 2040
BM | 0 | 0 | 0 | 0 | 0 | 0
CC | 1132.07 | 1315.46 | 1329.71 | 1387.4 | 1590.78 | 1752.88
CSP | 0 | 0 | 0 | 0 | 0 | 0
CT | 0 | 0 | 0 | 0 | 0 | 0
Coal | 0 | 0 | 0 | 0 | 0 | 0
Geo | 0 | 0 | 0 | 0 | 0 | 0
H | 0 | 0 | 0 | 0 | 0 | 0
LFG | 14.97 | 14.97 | 14.97 | 44.49 | 44.49 | 44.49
Nuc | 0.01 | 0.01 | 0.01 | 0.01 | 0.01 | 0.01
PS | 0 | 0 | 0 | 0 | 0 | 0
PV | 17.52 | 17.52 | 17.52 | 17.52 | 0 | 0
PeakG | 59.72 | 97.5 | 78.41 | 84.71 | 109.35 | 115.87
PeakO | 61.69 | 83.25 | 42.31 | 43.95 | 44.15 | 44.38
ST | 0 | 0 | 0 | 0 | 0 | 0
STOG | 147.99 | 149.32 | 136.98 | 126.49 | 148.77 | 155
STWD | 0 | 0 | 0 | 0 | 0 | 0
WT | 0 | 0 | 0 | 0 | 0 | 0
IGCC | 0 | 0 | 0 | 0 | 0 | 0
DemandResponse | 0 | 0 | 1.92 | 0 | 5.59 | 5.14
IGCC-CCS | 0 | 0 | 0 | 0 | 0 | 0
WT_off | 0 | 0 | 0 | 0 | 0 | 0
PseudoUnit | 0 | 0 | 0 | 0 | 0 | 0
FixedInterchange | 0 | 0 | 0 | 0 | 0 | 0
Total Costs by Reporting Type: PJM_E
ReportingType | 2015 | 2020 | 2025 | 2030 | 2035 | 2040
BM | 17.49 | 33.95 | 33.95 | 33.95 | 33.95 | 33.95
CC | 1691.96 | 2370.97 | 2367.31 | 2353.23 | 3732.66 | 4247.33
CSP | 0 | 0 | 0 | 0 | 0 | 0
CT | 2.47 | 2.51 | 2.52 | 0 | 0 | 0
Coal | 83.41 | 37.72 | 15.97 | 16.29 | 17.63 | 17.93
Geo | 0 | 0 | 0 | 0 | 0 | 0
H | 3.85 | 3.85 | 3.85 | 3.85 | 3.85 | 3.85
LFG | 59.08 | 103.47 | 105.88 | 103.69 | 103.69 | 74.63
Nuc | 1960.16 | 1864.06 | 1862.64 | 1873.72 | 1345.93 | 2395.82
PS | 9.5 | 9.5 | 9.5 | 9.5 | 9.5 | 9.5
PV | 11.79 | 11.79 | 11.79 | 11.79 | 0.75 | 0.75
PeakG | 79.67 | 61.54 | 64.76 | 83.63 | 129.36 | 136.96
PeakO | 75.92 | 0 | 0 | 0 | 0 | 0
ST | 0 | 0 | 0 | 0 | 0 | 0
STOG | 0 | 0 | 0 | 0 | 0 | 0
STWD | 0 | 0 | 0 | 0 | 0 | 0
WT | 332.76 | 332.76 | 332.76 | 332.76 | 32.65 | 32.65
IGCC | 0 | 0 | 0 | 0 | 0 | 0
DemandResponse | 0 | 0 | 0 | 0 | 63.32 | 109.82
IGCC-CCS | 0 | 0 | 0 | 0 | 0 | 0
WT_off | 0 | 0 | 599.06 | 599.06 | 599.06 | 599.06
PseudoUnit | 0 | 0 | 0 | 0 | 0 | 0
FixedInterchange | 0 | 0 | 0 | 0 | 0 | 0
Total Costs by Reporting Type: PJM_ROM
ReportingType | 2015 | 2020 | 2025 | 2030 | 2035 | 2040
BM | 9.61 | 19.49 | 19.49 | 19.49 | 19.49 | 19.49
CC | 791.56 | 1139.6 | 1139.43 | 1160.47 | 1784.09 | 2138.3
CSP | 0 | 0 | 0 | 0 | 0 | 0
CT | 1.52 | 1.54 | 1.62 | 1.63 | 0 | 0
Coal | 2275.05 | 2698.95 | 2834.06 | 3045.74 | 3130.89 | 3235.9
Geo | 0 | 0 | 0 | 0 | 0 | 0
H | 19.83 | 19.83 | 19.83 | 19.83 | 19.83 | 19.83
LFG | 47.04 | 132.66 | 132.66 | 131.08 | 128.72 | 75.37
Nuc | 1163.94 | 1194.41 | 1192.35 | 1199.5 | 963.59 | 1283.24
PS | 35.92 | 35.92 | 35.92 | 35.92 | 35.92 | 35.92
PV | 0.06 | 479.18 | 726.5 | 769.86 | 772.01 | 318.41
PeakG | 31.56 | 37.35 | 36.76 | 37.02 | 78.74 | 81.21
PeakO | 45.95 | 0 | 0 | 0 | 0 | 0
ST | 0 | 0 | 0 | 0 | 0 | 0
STOG | 0 | 0 | 0 | 0 | 0 | 0
STWD | 2.24 | 39.07 | 38.55 | 38.55 | 38.55 | 38.55
WT | 152.07 | 152.07 | 333.51 | 306.1 | 1083.84 | 1141.91
IGCC | 0 | 0 | 0 | 0 | 0 | 0
DemandResponse | 0 | 0 | 0 | 0 | 3.63 | 25.95
IGCC-CCS | 0 | 0 | 0 | 0 | 0 | 0
WT_off | 0 | 0 | 0 | 0 | 0 | 0
PseudoUnit | 0 | 0 | 0 | 0 | 0 | 0
FixedInterchange | 0 | 0 | 0 | 0 | 0 | 0
Total Costs by Reporting Type: PJM_ROR
ReportingType | 2015 | 2020 | 2025 | 2030 | 2035 | 2040
BM | 204.46 | 216.32 | 218.93 | 233.4 | 314.16 | 172.49
CC | 2704.42 | 3230.77 | 2580.37 | 2694.34 | 3668.9 | 3880.39
CSP | 0 | 0 | 0 | 0 | 0 | 0
CT | 2.91 | 3.26 | 2.97 | 3 | 0 | 0
Coal | 14522.83 | 12114.04 | 12281.57 | 12394.87 | 13309.85 | 13883.06
Geo | 0 | 0 | 0 | 0 | 0 | 0
H | 26.17 | 26.17 | 199.16 | 199.16 | 199.16 | 199.16
LFG | 76.9 | 76.9 | 238.08 | 232.42 | 226.35 | 226.35
Nuc | 4607.58 | 4731.16 | 4718.65 | 4541.22 | 3528.56 | 5329.49
PS | 73.14 | 73.14 | 73.14 | 73.14 | 73.14 | 73.14
PV | 0.35 | 0.35 | 0.35 | 0.35 | 0.35 | 0.35
PeakG | 410.15 | 589.73 | 350.6 | 252.49 | 312.45 | 343.93
PeakO | 48.69 | 0 | 0 | 0 | 0 | 0
ST | 0 | 0 | 0 | 0 | 0 | 0
STOG | 0 | 0 | 0 | 0 | 0 | 0
STWD | 6.22 | 55.73 | 72.21 | 96.08 | 113.43 | 113.43
WT | 2217.8 | 2217.8 | 2261.22 | 1474.37 | 366.33 | 366.33
IGCC | 0 | 0 | 0 | 0 | 0 | 0
DemandResponse | 0 | 0 | 0 | 0 | 8.7 | 41.98
IGCC-CCS | 0 | 0 | 0 | 0 | 0 | 0
WT_off | 0 | 0 | 0 | 0 | 0 | 0
PseudoUnit | 0 | 0 | 0 | 0 | 0 | 0
FixedInterchange | 0 | 0 | 0 | 0 | 0 | 0
Total Costs by Reporting Type: SOCO
ReportingType | 2015 | 2020 | 2025 | 2030 | 2035 | 2040
BM | 26.53 | 26.94 | 28.15 | 28.15 | 29.34 | 29.34
CC | 4844.53 | 5479.59 | 4948.18 | 5282.95 | 5832.43 | 3370.91
CSP | 0 | 0 | 0 | 0 | 0 | 0
CT | 0 | 0 | 0 | 0 | 0 | 0
Coal | 5144.9 | 4963.69 | 5275.77 | 5318.16 | 5642.26 | 10495.17
Geo | 0 | 0 | 0 | 0 | 0 | 0
H | 59.74 | 59.74 | 59.74 | 59.74 | 59.74 | 59.74
LFG | 4.47 | 4.47 | 37.19 | 37.19 | 37.19 | 37.19
Nuc | 1355.07 | 2993.98 | 3028.43 | 3039.86 | 3039.86 | 2945.91
PS | 39.76 | 39.76 | 39.76 | 39.76 | 39.76 | 39.76
PV | 0 | 0 | 0 | 0 | 0 | 0
PeakG | 132.74 | 153.33 | 110.49 | 98.38 | 110.63 | 110.47
PeakO | 0 | 0 | 0 | 0 | 0 | 0
ST | 0 | 0 | 0 | 0 | 0 | 0
STOG | 0 | 0 | 0 | 0 | 0 | 0
STWD | 0 | 0 | 0 | 0 | 0 | 0
WT | 0 | 0 | 0 | 0 | 0 | 0
IGCC | 0 | 0 | 0 | 0 | 0 | 0
DemandResponse | 0 | 0 | 11.95 | 34.62 | 23.55 | 0
IGCC-CCS | 0 | 0 | 0 | 0 | 0 | 0
WT_off | 0 | 0 | 0 | 0 | 0 | 0
PseudoUnit | 0 | 0 | 0 | 0 | 0 | 0
FixedInterchange | 0 | 0 | 0 | 0 | 0 | 0
Total Costs by Reporting Type: SPP_N
ReportingType | 2015 | 2020 | 2025 | 2030 | 2035 | 2040
BM | 0 | 0 | 0 | 0 | 0 | 0
CC | 264.23 | 207.27 | 147.11 | 143.17 | 128.03 | 111.44
CSP | 0 | 0 | 0 | 0 | 0 | 0
CT | 0 | 0 | 0 | 0 | 0 | 0
Coal | 2282.52 | 2339.07 | 2340.8 | 2273.04 | 2390.42 | 2688.31
Geo | 0 | 0 | 0 | 0 | 0 | 0
H | 0.3 | 0.3 | 0.3 | 0.3 | 0.3 | 0.3
LFG | 0.85 | 0.85 | 30.03 | 30.03 | 30.03 | 30.03
Nuc | 256.73 | 266.63 | 271.39 | 272.98 | 272.98 | 272.98
PS | 0 | 0 | 0 | 0 | 0 | 0
PV | 0 | 0 | 0 | 0 | 0 | 0
PeakG | 82.76 | 166.53 | 112.22 | 118.22 | 102.74 | 105.53
PeakO | 34.89 | 44.87 | 0 | 0 | 0 | 0
ST | 0 | 0 | 0 | 0 | 0 | 0
STOG | 55.13 | 0 | 0 | 0 | 0 | 0
STWD | 0 | 0 | 0 | 0 | 0 | 0
WT | 42.04 | 42.04 | 42.04 | 42.04 | 1046.48 | 1046.48
IGCC | 0 | 0 | 0 | 0 | 0 | 0
DemandResponse | 0 | 0 | 0 | 0 | 0 | 0
IGCC-CCS | 0 | 0 | 0 | 0 | 0 | 0
WT_off | 0 | 0 | 0 | 0 | 0 | 0
PseudoUnit | 0 | 0 | 0 | 0 | 0 | 0
FixedInterchange | 0 | 0 | 0 | 0 | 0 | 0
Total Costs by Reporting Type: SPP_S
ReportingType | 2015 | 2020 | 2025 | 2030 | 2035 | 2040
BM | 0 | 0 | 0 | 0 | 0 | 0
CC | 1221.45 | 2281.65 | 1825.85 | 1819.44 | 1071.77 | 990.88
CSP | 0 | 0 | 0 | 0 | 0 | 0
CT | 35.98 | 76.01 | 81.17 | 72.32 | 30.66 | 0
Coal | 3751.2 | 3810.61 | 4077.75 | 3926.47 | 4106.3 | 4437.62
Geo | 0 | 0 | 0 | 0 | 0 | 0
H | 30.03 | 30.03 | 30.03 | 30.03 | 30.03 | 30.03
LFG | 2.29 | 2.29 | 2.29 | 31.48 | 31.48 | 31.48
Nuc | 0.01 | 0.01 | 0.01 | 0.01 | 0.01 | 0.01
PS | 10.59 | 10.59 | 10.59 | 10.59 | 10.59 | 10.59
PV | 0 | 0 | 0 | 0 | 0 | 0
PeakG | 60.2 | 114.03 | 122.03 | 55.56 | 27.29 | 28.46
PeakO | 3.36 | 4.7 | 0 | 0 | 0 | 0
ST | 0 | 0 | 0 | 0 | 0 | 0
STOG | 198.7 | 212.91 | 0 | 0 | 0 | 0
STWD | 2.69 | 3.43 | 0 | 0 | 0 | 0
WT | 183.43 | 622.5 | 622.5 | 622.5 | 2158.77 | 1916.98
IGCC | 0 | 0 | 0 | 0 | 0 | 0
DemandResponse | 0 | 0 | 0 | 0 | 0 | 0
IGCC-CCS | 0 | 0 | 0 | 0 | 0 | 0
WT_off | 0 | 0 | 0 | 0 | 0 | 0
PseudoUnit | 0 | 0 | 0 | 0 | 0 | 0
FixedInterchange | 0 | 0 | 0 | 0 | 0 | 0
Total Costs by Reporting Type: TVA
ReportingType | 2015 | 2020 | 2025 | 2030 | 2035 | 2040
BM | 0 | 0 | 0 | 0 | 0 | 0
CC | 1079.46 | 1353.33 | 1133.19 | 1093 | 1840.63 | 1510.72
CSP | 0 | 0 | 0 | 0 | 0 | 0
CT | 0 | 0 | 0 | 0 | 0 | 0
Coal | 3108.21 | 3033.11 | 3058.07 | 2980.83 | 3132.2 | 4231.82
Geo | 0 | 0 | 0 | 0 | 0 | 0
H | 72.8 | 72.8 | 72.8 | 72.8 | 72.8 | 72.8
LFG | 1.57 | 1.57 | 21.46 | 33.99 | 33.99 | 33.99
Nuc | 2533.71 | 2590.04 | 2579.4 | 2590.89 | 1999.33 | 2481.64
PS | 41.38 | 41.38 | 41.38 | 41.38 | 41.38 | 41.38
PV | 0 | 0 | 0 | 0 | 0 | 0
PeakG | 93.11 | 121.7 | 0 | 0 | 0 | 0
PeakO | 0 | 0 | 0 | 0 | 0 | 0
ST | 0 | 0 | 0 | 0 | 0 | 0
STOG | 0 | 0 | 0 | 0 | 0 | 0
STWD | 0 | 0 | 0 | 0 | 0 | 0
WT | 0.99 | 0.99 | 0.99 | 0.99 | 0.99 | 0.99
IGCC | 0 | 0 | 0 | 0 | 0 | 0
DemandResponse | 0 | 0 | 32.13 | 25.6 | 128 | 86.13
IGCC-CCS | 0 | 0 | 0 | 0 | 0 | 0
WT_off | 0 | 0 | 0 | 0 | 0 | 0
PseudoUnit | 0 | 0 | 0 | 0 | 0 | 0
FixedInterchange | 0 | 0 | 0 | 0 | 0 | 0
Total Costs by Reporting Type: TVA_Transmission
ReportingType | 2015 | 2020 | 2025 | 2030 | 2035 | 2040
BM | 0 | 0 | 0 | 0 | 0 | 0
CC | 0 | 0 | 0 | 0 | 0 | 0
CSP | 0 | 0 | 0 | 0 | 0 | 0
CT | 0 | 0 | 0 | 0 | 0 | 0
Coal | 0 | 0 | 0 | 0 | 0 | 0
Geo | 0 | 0 | 0 | 0 | 0 | 0
H | 0 | 0 | 0 | 0 | 0 | 0
LFG | 0 | 0 | 0 | 0 | 0 | 0
Nuc | 0 | 0 | 0 | 0 | 0 | 0
PS | 0 | 0 | 0 | 0 | 0 | 0
PV | 0 | 0 | 0 | 0 | 0 | 0
PeakG | 0 | 0 | 0 | 0 | 0 | 0
PeakO | 0 | 0 | 0 | 0 | 0 | 0
ST | 0 | 0 | 0 | 0 | 0 | 0
STOG | 0 | 0 | 0 | 0 | 0 | 0
STWD | 0 | 0 | 0 | 0 | 0 | 0
WT | 0 | 0 | 0 | 0 | 0 | 0
IGCC | 0 | 0 | 0 | 0 | 0 | 0
DemandResponse | 0 | 0 | 0 | 0 | 0 | 0
IGCC-CCS | 0 | 0 | 0 | 0 | 0 | 0
WT_off | 0 | 0 | 0 | 0 | 0 | 0
PseudoUnit | 0 | 0 | 0 | 0 | 0 | 0
FixedInterchange | 0 | 0 | 0 | 0 | 0 | 0
Total Costs by Reporting Type: VACAR
ReportingType | 2015 | 2020 | 2025 | 2030 | 2035 | 2040
BM | 0.93 | 155.84 | 453.22 | 492.45 | 492.45 | 513.76
CC | 1782.27 | 1802.1 | 1454.02 | 1453.59 | 2209.32 | 2579.79
CSP | 0 | 0 | 0 | 0 | 0 | 0
CT | 69.92 | 84.69 | 76.08 | 76.78 | 0 | 0
Coal | 4891.75 | 4072.43 | 4631.29 | 4895.41 | 5465.17 | 5707.94
Geo | 0 | 0 | 0 | 0 | 0 | 0
H | 30.23 | 30.23 | 30.23 | 30.23 | 30.23 | 30.23
LFG | 7.71 | 40.25 | 40.25 | 40.25 | 40.18 | 20.68
Nuc | 2606.17 | 4424.34 | 4396.29 | 4414.98 | 3652.53 | 5084.39
PS | 62.1 | 62.1 | 62.1 | 62.1 | 62.1 | 62.1
PV | 0.24 | 40.79 | 40.79 | 40.98 | 41.37 | 3.27
PeakG | 152.96 | 256.97 | 153.84 | 187.82 | 324.96 | 364.59
PeakO | 36.13 | 0 | 0 | 0 | 0 | 0
ST | 0 | 0 | 0 | 0 | 0 | 0
STOG | 4.04 | 0 | 0 | 0 | 0 | 0
STWD | 173.41 | 175.67 | 173.58 | 151.59 | 173.58 | 173.58
WT | 0.22 | 838.93 | 838.93 | 838.93 | 838.73 | 98.34
IGCC | 0 | 0 | 0 | 0 | 0 | 0
DemandResponse | 0 | 0 | 6.67 | 24.28 | 180.51 | 206.38
IGCC-CCS | 0 | 0 | 0 | 0 | 0 | 0
WT_off | 0.59 | 0.59 | 0.59 | 0.59 | 0.05 | 0.05
PseudoUnit | 0 | 0 | 0 | 0 | 0 | 0
FixedInterchange | 0 | 0 | 0 | 0 | 0 | 0
Total Costs by Reporting Type: IESO
ReportingType | 2015 | 2020 | 2025 | 2030 | 2035 | 2040
BM | 177.6 | 177.87 | 178.41 | 178.25 | 178.55 | 180.25
CC | 206.51 | 203.16 | 201.89 | 201.89 | 404.38 | 306.12
CSP | 0 | 0 | 0 | 0 | 0 | 0
CT | 44.26 | 44.48 | 45.08 | 45.15 | 0 | 0
Coal | 0 | 0 | 0 | 0 | 0 | 0
Geo | 0 | 0 | 0 | 0 | 0 | 0
H | 123.83 | 123.83 | 123.83 | 123.83 | 123.83 | 123.83
LFG | 19.32 | 19.32 | 19.32 | 19.32 | 14.2 | 14.43
Nuc | 2990.3 | 3007.72 | 3062.19 | 3080.28 | 2836.57 | 3030.7
PS | 2.92 | 2.92 | 2.92 | 2.92 | 2.92 | 2.92
PV | 558.01 | 558.01 | 558.01 | 558.01 | 0.44 | 0.44
PeakG | 0 | 0 | 0 | 0 | 0 | 0
PeakO | 0 | 0 | 0 | 0 | 0 | 0
ST | 0 | 0 | 0 | 0 | 0 | 0
STOG | 0 | 0 | 0 | 0 | 0 | 0
STWD | 0 | 0 | 0 | 0 | 0 | 0
WT | 763.41 | 763.41 | 763.41 | 763.41 | 43.84 | 43.84
IGCC | 0 | 0 | 0 | 0 | 0 | 0
DemandResponse | 0 | 0 | 0 | 0 | 0 | 0
IGCC-CCS | 0 | 0 | 0 | 0 | 0 | 0
WT_off | 0 | 0 | 0 | 0 | 0 | 0
PseudoUnit | 0 | 0 | 0 | 0 | 0 | 0
FixedInterchange | 0 | 0 | 0 | 0 | 0 | 0
Total Costs by Reporting Type: MAPP_CA
ReportingType | 2015 | 2020 | 2025 | 2030 | 2035 | 2040
BM | 0 | 0 | 0 | 0 | 0 | 0
CC | 131.94 | 183.04 | 132.31 | 124.2 | 85.45 | 0
CSP | 0 | 0 | 0 | 0 | 0 | 0
CT | 0 | 0 | 0 | 0 | 0 | 0
Coal | 93.25 | 86.5 | 1.59 | 0 | 0 | 0
Geo | 0 | 0 | 0 | 0 | 0 | 0
H | 92.24 | 92.24 | 92.24 | 92.24 | 605.03 | 1004.54
LFG | 0 | 0 | 0 | 0 | 0 | 0
Nuc | 0.01 | 0.01 | 0.01 | 0.01 | 0.01 | 0.01
PS | 0 | 0 | 0 | 0 | 0 | 0
PV | 0 | 0 | 0 | 0 | 0 | 0
PeakG | 9.94 | 10.68 | 11.23 | 11.34 | 0 | 0
PeakO | 0.09 | 0.09 | 0.13 | 0 | 0 | 0
ST | 0 | 0 | 0 | 0 | 0 | 0
STOG | 5.73 | 5.8 | 5.83 | 0 | 0 | 0
STWD | 0 | 0 | 0 | 0 | 0 | 0
WT | 105.14 | 105.14 | 105.14 | 105.14 | 9.42 | 9.42
IGCC | 0 | 0 | 0 | 0 | 0 | 0
DemandResponse | 0 | 0 | 0 | 0 | 0 | 0
IGCC-CCS | 0 | 0 | 0 | 0 | 0 | 0
WT_off | 0 | 0 | 0 | 0 | 0 | 0
PseudoUnit | 0 | 0 | 0 | 0 | 0 | 0
FixedInterchange | 0 | 0 | 0 | 0 | 0 | 0
Total Costs by Reporting Type: AZ_NM_SNV_Coal
ReportingType | 2015 | 2020 | 2025 | 2030 | 2035 | 2040
BM | 0 | 0 | 0 | 0 | 0 | 0
CC | 0 | 0 | 0 | 0 | 0 | 0
CSP | 0 | 0 | 0 | 0 | 0 | 0
CT | 0 | 0 | 0 | 0 | 0 | 0
Coal | 2644.61 | 2958.89 | 2927.27 | 2961.55 | 3339.8 | 5842.69
Geo | 0 | 0 | 0 | 0 | 0 | 0
H | 0 | 0 | 0 | 0 | 0 | 0
LFG | 0 | 0 | 0 | 0 | 0 | 0
Nuc | 0 | 0 | 0 | 0 | 0 | 0
PS | 0 | 0 | 0 | 0 | 0 | 0
PV | 0 | 0 | 0 | 0 | 0 | 0
PeakG | 0 | 0 | 0 | 0 | 0 | 0
PeakO | 0 | 0 | 0 | 0 | 0 | 0
ST | 0 | 0 | 0 | 0 | 0 | 0
STOG | 0 | 0 | 0 | 0 | 0 | 0
STWD | 0 | 0 | 0 | 0 | 0 | 0
WT | 0 | 0 | 0 | 0 | 0 | 0
IGCC | 0 | 0 | 0 | 0 | 0 | 0
DemandResponse | 0 | 0 | 0 | 0 | 0 | 0
IGCC-CCS | 0 | 0 | 0 | 0 | 0 | 0
WT_off | 0 | 0 | 0 | 0 | 0 | 0
PseudoUnit | 0 | 0 | 0 | 0 | 0 | 0
FixedInterchange | 0 | 0 | 0 | 0 | 0 | 0
Total Costs by Reporting Type: AZ_NM_SNV_Gas
ReportingType | 2015 | 2020 | 2025 | 2030 | 2035 | 2040
BM | 0 | 0 | 0 | 0 | 0 | 0
CC | 4040.86 | 4615.76 | 4915.84 | 5482.67 | 6086.26 | 6401.61
CSP | 0 | 0 | 0 | 0 | 0 | 0
CT | 68.63 | 69.09 | 70.39 | 74.63 | 0 | 0
Coal | 0 | 0 | 0 | 0 | 0 | 0
Geo | 0 | 0 | 0 | 0 | 0 | 0
H | 0 | 0 | 0 | 0 | 0 | 0
LFG | 0 | 0 | 0 | 0 | 0 | 0
Nuc | 0 | 0 | 0 | 0 | 0 | 0
PS | 0 | 0 | 0 | 0 | 0 | 0
PV | 0 | 0 | 0 | 0 | 0 | 0
PeakG | 48.48 | 0 | 0 | 0 | 0 | 0
PeakO | 0 | 0 | 0 | 0 | 0 | 0
ST | 0 | 0 | 0 | 0 | 0 | 0
STOG | 0 | 0 | 0 | 0 | 0 | 0
STWD | 0 | 0 | 0 | 0 | 0 | 0
WT | 0 | 0 | 0 | 0 | 0 | 0
IGCC | 0 | 0 | 0 | 0 | 0 | 0
DemandResponse | 0 | 0 | 0 | 0 | 0 | 0
IGCC-CCS | 0 | 0 | 0 | 0 | 0 | 0
WT_off | 0 | 0 | 0 | 0 | 0 | 0
PseudoUnit | 0 | 0 | 0 | 0 | 0 | 0
FixedInterchange | 0 | 0 | 0 | 0 | 0 | 0
Total Costs by Reporting Type: AZ_NM_SNV_NucRenew
ReportingType | 2015 | 2020 | 2025 | 2030 | 2035 | 2040
BM | 0 | 0 | 0 | 0 | 0 | 0
CC | 0 | 0 | 0 | 0 | 0 | 0
CSP | 0 | 0 | 0 | 0 | 0 | 0
CT | 0 | 0 | 0 | 0 | 0 | 0
Coal | 0 | 0 | 0 | 0 | 0 | 0
Geo | 0 | 0 | 608.13 | 608.13 | 608.13 | 608.13
H | 44.6 | 44.6 | 44.6 | 44.6 | 44.6 | 44.6
LFG | 0.85 | 19.95 | 19.95 | 19.95 | 19.95 | 8.23
Nuc | 810.72 | 895.93 | 912.19 | 917.59 | 917.59 | 917.59
PS | 5.13 | 5.13 | 5.13 | 5.13 | 5.13 | 5.13
PV | 37.26 | 37.26 | 37.26 | 37.26 | 2.38 | 2.38
PeakG | 0 | 0 | 0 | 0 | 0 | 0
PeakO | 0 | 0 | 0 | 0 | 0 | 0
ST | 119.46 | 269.41 | 346.14 | 291.74 | 255.34 | 130.2
STOG | 0 | 0 | 0 | 0 | 0 | 0
STWD | 12.81 | 13.02 | 1.02 | 12.82 | 12.82 | 12.82
WT | 31.87 | 715.25 | 715.25 | 730.71 | 716.42 | 113.93
IGCC | 0 | 0 | 0 | 0 | 0 | 0
DemandResponse | 0 | 0 | 0 | 0 | 0 | 0
IGCC-CCS | 0 | 0 | 0 | 0 | 0 | 0
WT_off | 0 | 0 | 0 | 0 | 0 | 0
PseudoUnit | 0 | 0 | 0 | 0 | 0 | 0
FixedInterchange | 0 | 0 | 0 | 0 | 0 | 0
Total Costs by Reporting Type: ERCOT
ReportingType | 2015 | 2020 | 2025 | 2030 | 2035 | 2040
BM | 69.26 | 69.61 | 73.54 | 73.54 | 73.54 | 73.46
CC | 6105.34 | 6572.69 | 6152.53 | 6435.03 | 7040.45 | 4981.09
CSP | 0 | 0 | 0 | 0 | 0 | 0
CT | 22.65 | 25.83 | 29.94 | 30.41 | 0 | 0
Coal | 5387.79 | 6506.85 | 7039.42 | 6822.08 | 6989.72 | 7876.07
Geo | 0 | 0 | 0 | 0 | 0 | 0
H | 8.05 | 8.05 | 8.05 | 8.05 | 8.05 | 8.05
LFG | 9.06 | 9.06 | 115.9 | 115.9 | 115.9 | 115.9
Nuc | 1007.36 | 1174.9 | 1203.03 | 1210.21 | 1210.21 | 1210.21
PS | 0 | 0 | 0 | 0 | 0 | 0
PV | 5.14 | 5.14 | 5.14 | 5.14 | 0.01 | 0.01
PeakG | 80.63 | 150.82 | 177.08 | 182.39 | 185.7 | 178.8
PeakO | 1.29 | 2.31 | 0 | 0 | 0 | 0
ST | 0 | 0 | 0 | 0 | 0 | 0
STOG | 852.78 | 695.98 | 385.31 | 282.76 | 224.05 | 0
STWD | 0 | 0 | 0 | 0 | 0 | 0
WT | 388.45 | 388.45 | 388.45 | 388.45 | 315.74 | 3575.49
IGCC | 0 | 0 | 0 | 0 | 0 | 0
DemandResponse | 0 | 11.89 | 74.43 | 77.25 | 81.05 | 73.94
IGCC-CCS | 0 | 0 | 0 | 0 | 0 | 0
WT_off | 0 | 0 | 0 | 0 | 0 | 0
PseudoUnit | 0 | 0 | 0 | 0 | 0 | 0
FixedInterchange | 0 | 0 | 0 | 0 | 0 | 0
Total Costs by Reporting Type: NP15
ReportingType | 2015 | 2020 | 2025 | 2030 | 2035 | 2040
BM | 0 | 0 | 0 | 0 | 0 | 0
CC | 1921.19 | 813.73 | 625.41 | 799.64 | 965.75 | 573.09
CSP | 0 | 0 | 0 | 0 | 0 | 0
CT | 19.28 | 19.28 | 19.28 | 19.28 | 0 | 0
Coal | 10.37 | 0 | 0 | 0 | 0 | 0
Geo | 100.91 | 366.63 | 385.21 | 385.21 | 385.21 | 211.48
H | 125.7 | 125.7 | 125.7 | 125.7 | 125.7 | 125.7
LFG | 10.26 | 204.81 | 204.81 | 204.81 | 204.81 | 79.02
Nuc | 495.59 | 560.5 | 540.7 | 543.89 | 543.89 | 543.89
PS | 53.58 | 53.58 | 53.58 | 53.58 | 53.58 | 53.58
PV | 3.68 | 3.68 | 3.68 | 3.68 | 0.78 | 0.78
PeakG | 56.04 | 82.34 | 58.1 | 74.01 | 78.49 | 78.49
PeakO | 10.26 | 13.08 | 10.48 | 10.49 | 10.49 | 10.49
ST | 14.46 | 14.46 | 14.46 | 14.46 | 1.86 | 1.86
STOG | 144.96 | 27.74 | 0 | 0 | 0 | 0
STWD | 265.97 | 269.53 | 15.58 | 159.73 | 161.56 | 161.56
WT | 66.31 | 66.31 | 66.31 | 66.31 | 40.25 | 40.25
IGCC | 0 | 0 | 0 | 0 | 0 | 0
DemandResponse | 0 | 0 | 0 | 0 | 0 | 0
IGCC-CCS | 0 | 0 | 0 | 0 | 0 | 0
WT_off | 0 | 0 | 0 | 0 | 0 | 0
PseudoUnit | 0 | 0 | 0 | 0 | 0 | 0
FixedInterchange | 0 | 0 | 0 | 0 | 0 | 0
Total Costs by Reporting Type: NWPP_Coal
ReportingType | 2015 | 2020 | 2025 | 2030 | 2035 | 2040
BM | 0 | 0 | 0 | 0 | 0 | 0
CC | 0 | 0 | 0 | 0 | 0 | 0
CSP | 0 | 0 | 0 | 0 | 0 | 0
CT | 0 | 0 | 0 | 0 | 0 | 0
Coal | 3088.74 | 3452.78 | 3503.63 | 3415.43 | 3685.09 | 4074.72
Geo | 0 | 0 | 0 | 0 | 0 | 0
H | 0 | 0 | 0 | 0 | 0 | 0
LFG | 0 | 0 | 0 | 0 | 0 | 0
Nuc | 0 | 0 | 0 | 0 | 0 | 0
PS | 0 | 0 | 0 | 0 | 0 | 0
PV | 0 | 0 | 0 | 0 | 0 | 0
PeakG | 0 | 0 | 0 | 0 | 0 | 0
PeakO | 0 | 0 | 0 | 0 | 0 | 0
ST | 0 | 0 | 0 | 0 | 0 | 0
STOG | 0 | 0 | 0 | 0 | 0 | 0
STWD | 0 | 0 | 0 | 0 | 0 | 0
WT | 0 | 0 | 0 | 0 | 0 | 0
IGCC | 0 | 0 | 0 | 0 | 0 | 0
DemandResponse | 0 | 0 | 0 | 0 | 0 | 0
IGCC-CCS | 0 | 0 | 0 | 0 | 0 | 0
WT_off | 0 | 0 | 0 | 0 | 0 | 0
PseudoUnit | 0 | 0 | 0 | 0 | 0 | 0
FixedInterchange | 0 | 0 | 0 | 0 | 0 | 0
Total Costs by Reporting Type: NWPP_Gas
ReportingType | 2015 | 2020 | 2025 | 2030 | 2035 | 2040
BM | 0 | 0 | 0 | 0 | 0 | 0
CC | 1473.67 | 1721.97 | 1799.11 | 2034.17 | 2303.25 | 2248.18
CSP | 0 | 0 | 0 | 0 | 0 | 0
CT | 14.02 | 14.02 | 14.02 | 14.02 | 0 | 0
Coal | 0 | 0 | 0 | 0 | 310.25 | 513.47
Geo | 0 | 0 | 0 | 0 | 0 | 0
H | 0 | 0 | 0 | 0 | 0 | 0
LFG | 0 | 0 | 0 | 0 | 0 | 0
Nuc | 0 | 0 | 0 | 0 | 0 | 0
PS | 0 | 0 | 0 | 0 | 0 | 0
PV | 0 | 0 | 0 | 0 | 0 | 0
PeakG | 0 | 0 | 0 | 0 | 0 | 0
PeakO | 0 | 0 | 0 | 0 | 0 | 0
ST | 0 | 0 | 0 | 0 | 0 | 0
STOG | 0 | 0 | 0 | 0 | 0 | 0
STWD | 0 | 0 | 0 | 0 | 0 | 0
WT | 0 | 0 | 0 | 0 | 0 | 0
IGCC | 0 | 0 | 0 | 0 | 0 | 0
DemandResponse | 0 | 0 | 0 | 0 | 0 | 0
IGCC-CCS | 0 | 0 | 0 | 0 | 0 | 0
WT_off | 0 | 0 | 0 | 0 | 0 | 0
PseudoUnit | 0 | 0 | 0 | 0 | 0 | 0
FixedInterchange | 0 | 0 | 0 | 0 | 0 | 0
Total Costs by Reporting Type: NWPP_NucRenew
ReportingType | 2015 | 2020 | 2025 | 2030 | 2035 | 2040
BM | 17.16 | 17.16 | 17.16 | 17.16 | 17.16 | 17.16
CC | 0 | 0 | 0 | 0 | 0 | 0
CSP | 0 | 0 | 0 | 0 | 0 | 0
CT | 0 | 0 | 0 | 0 | 0 | 0
Coal | 0 | 0 | 0 | 0 | 0 | 0
Geo | 67.62 | 67.62 | 249.83 | 249.83 | 224.95 | 224.95
H | 480.54 | 480.54 | 480.54 | 480.54 | 480.54 | 480.54
LFG | 20.56 | 97.26 | 97.26 | 97.26 | 92.24 | 45.29
Nuc | 256.71 | 258.17 | 262.7 | 264.21 | 264.21 | 324.67
PS | 6.12 | 6.12 | 6.12 | 6.12 | 6.12 | 6.12
PV | 0.04 | 0.04 | 0.04 | 0.04 | 0.04 | 0.04
PeakG | 0 | 0 | 0 | 0 | 0 | 0
PeakO | 0 | 0 | 0 | 0 | 0 | 0
ST | 0 | 0 | 0 | 0 | 0 | 0
STOG | 0 | 0 | 0 | 0 | 0 | 0
STWD | 0 | 0 | 0 | 0 | 0 | 0
WT | 467.97 | 467.97 | 467.97 | 467.97 | 229.12 | 229.12
IGCC | 0 | 0 | 0 | 0 | 0 | 0
DemandResponse | 0 | 0 | 0 | 0 | 0 | 0
IGCC-CCS | 0 | 0 | 0 | 0 | 0 | 0
WT_off | 0 | 0 | 0 | 0 | 0 | 0
PseudoUnit | 0 | 0 | 0 | 0 | 0 | 0
FixedInterchange | 0 | 0 | 0 | 0 | 0 | 0
Total Costs by Reporting Type: RMPA
ReportingType | 2015 | 2020 | 2025 | 2030 | 2035 | 2040
BM | 0 | 0 | 0 | 0 | 0 | 0
CC | 251.21 | 235.22 | 0 | 0 | 0 | 0
CSP | 0 | 0 | 0 | 0 | 0 | 0
CT | 16.21 | 16.21 | 16.58 | 16.61 | 0 | 0
Coal | 1766.34 | 1859.84 | 1791.55 | 1723.6 | 1915.23 | 2372.31
Geo | 0 | 28.76 | 1066.91 | 1082.39 | 1082.39 | 1064.44
H | 13.99 | 13.99 | 13.99 | 13.99 | 13.99 | 13.99
LFG | 1.17 | 10.26 | 10.26 | 10.26 | 9.99 | 4.42
Nuc | 0.01 | 0.01 | 0.01 | 0.01 | 0.01 | 0.01
PS | 13.37 | 13.37 | 13.37 | 13.37 | 13.37 | 13.37
PV | 0.68 | 0.68 | 0.68 | 0.68 | 0.31 | 0.31
PeakG | 51.27 | 71.05 | 14.53 | 18.34 | 23.53 | 9.73
PeakO | 0 | 0 | 0 | 0 | 0 | 0
ST | 1.26 | 135.74 | 138.78 | 142.56 | 141.49 | 28.93
STOG | 0 | 0 | 0 | 0 | 0 | 0
STWD | 0 | 0 | 0 | 0 | 0 | 0
WT | 240.35 | 414.4 | 414.4 | 414.4 | 241.74 | 87.81
IGCC | 0 | 0 | 0 | 0 | 0 | 0
DemandResponse | 0 | 0 | 0 | 0 | 0 | 0
IGCC-CCS | 0 | 0 | 0 | 0 | 0 | 0
WT_off | 0 | 0 | 0 | 0 | 0 | 0
PseudoUnit | 0 | 0 | 0 | 0 | 0 | 0
FixedInterchange | 0 | 0 | 0 | 0 | 0 | 0
Total Costs by Reporting Type: SP15
ReportingType | 2015 | 2020 | 2025 | 2030 | 2035 | 2040
BM | 6.8 | 6.8 | 3.67 | 6.8 | 6.8 | 6.8
CC | 1364.49 | 1428.66 | 853.09 | 1217.67 | 1501.58 | 631.47
CSP | 0 | 0 | 0 | 0 | 0 | 0
CT | 0 | 0 | 0 | 0 | 0 | 0
Coal | 35.83 | 0 | 0 | 0 | 0 | 0
Geo | 104.52 | 713.94 | 713.94 | 699.68 | 699.68 | 328.75
H | 16.57 | 16.57 | 16.57 | 16.57 | 16.57 | 16.57
LFG | 29.05 | 219.63 | 219.63 | 219.4 | 217.54 | 94.59
Nuc | 508.22 | 539.82 | 519.92 | 522.86 | 522.86 | 643.14
PS | 34.19 | 34.19 | 34.19 | 34.19 | 34.19 | 34.19
PV | 3.49 | 3.49 | 3.49 | 3.49 | 1.81 | 1.81
PeakG | 76.73 | 111.44 | 96.48 | 110.53 | 116.24 | 105.09
PeakO | 1.47 | 1.91 | 1.53 | 1.53 | 1.53 | 1.53
ST | 220.08 | 220.08 | 220.08 | 220.08 | 28.69 | 28.69
STOG | 339.16 | 212.75 | 0 | 0 | 0 | 0
STWD | 68.43 | 69.39 | 4.8 | 68.5 | 68.5 | 68.5
WT | 264.36 | 264.36 | 264.36 | 264.36 | 71.1 | 71.1
IGCC | 0 | 0 | 0 | 0 | 0 | 0
DemandResponse | 0 | 0 | 0 | 0 | 0 | 0
IGCC-CCS | 0 | 0 | 0 | 0 | 0 | 0
WT_off | 0 | 0 | 0 | 0 | 0 | 0
PseudoUnit | 0 | 0 | 0 | 0 | 0 | 0
FixedInterchange | 0 | 0 | 0 | 0 | 0 | 0
Total Costs by Reporting Type: ALB
ReportingType | 2015 | 2020 | 2025 | 2030 | 2035 | 2040
BM | 0 | 0 | 0 | 0 | 0 | 0
CC | 680.3 | 850.79 | 1023.03 | 1231.91 | 1493.09 | 1643.31
CSP | 0 | 0 | 0 | 0 | 0 | 0
CT | 18.05 | 18.05 | 18.05 | 18.05 | 0 | 0
Coal | 988.23 | 953.71 | 967.34 | 993.65 | 1167.77 | 1251.85
Geo | 0 | 0 | 0 | 0 | 0 | 0
H | 12.99 | 12.99 | 12.99 | 12.99 | 12.99 | 12.99
LFG | 1.21 | 1.21 | 1.21 | 1.21 | 1.21 | 1.21
Nuc | 0.01 | 0.01 | 0.01 | 0.01 | 0.01 | 0.01
PS | 0 | 0 | 0 | 0 | 0 | 0
PV | 0 | 0 | 0 | 0 | 0 | 0
PeakG | 21.56 | 9.75 | 0 | 0 | 0 | 0
PeakO | 0 | 0 | 0 | 0 | 0 | 0
ST | 0 | 0 | 0 | 0 | 0 | 0
STOG | 0 | 0 | 0 | 0 | 0 | 0
STWD | 0 | 0 | 0 | 0 | 0 | 0
WT | 25.5 | 25.5 | 25.5 | 25.5 | 22.96 | 22.96
IGCC | 0 | 0 | 0 | 0 | 0 | 0
DemandResponse | 0 | 0 | 0 | 0 | 0 | 0
IGCC-CCS | 0 | 0 | 0 | 0 | 0 | 0
WT_off | 0 | 0 | 0 | 0 | 0 | 0
PseudoUnit | 0 | 0 | 0 | 0 | 0 | 0
FixedInterchange | 0 | 0 | 0 | 0 | 0 | 0
Total Costs by Reporting Type: BC
ReportingType | 2015 | 2020 | 2025 | 2030 | 2035 | 2040
BM | 0 | 0 | 0 | 0 | 0 | 0
CC | 272.52 | 303.59 | 330.81 | 363.36 | 514.89 | 497.91
CSP | 0 | 0 | 0 | 0 | 0 | 0
CT | 0 | 0 | 0 | 0 | 0 | 0
Coal | 0 | 0 | 0 | 0 | 0 | 0
Geo | 0 | 0 | 0 | 0 | 0 | 0
H | 173.22 | 173.22 | 173.22 | 173.22 | 173.22 | 173.22
LFG | 2.9 | 2.9 | 2.9 | 2.9 | 2.9 | 2.9
Nuc | 0.01 | 0.01 | 0.01 | 0.01 | 0.01 | 0.01
PS | 0 | 0 | 0 | 0 | 0 | 0
PV | 0 | 0 | 0 | 0 | 0 | 0
PeakG | 2.66 | 0 | 0 | 0 | 0 | 0
PeakO | 1.16 | 0 | 0 | 0 | 0 | 0
ST | 0 | 0 | 0 | 0 | 0 | 0
STOG | 0.8 | 0 | 0 | 0 | 0 | 0
STWD | 16.34 | 0 | 0 | 0 | 0 | 0
WT | 48.22 | 48.22 | 48.22 | 48.22 | 7.54 | 7.54
IGCC | 0 | 0 | 0 | 0 | 0 | 0
DemandResponse | 0 | 0 | 0 | 0 | 0 | 0
IGCC-CCS | 0 | 0 | 0 | 0 | 0 | 0
WT_off | 0 | 0 | 0 | 0 | 0 | 0
PseudoUnit | 0 | 0 | 0 | 0 | 0 | 0
FixedInterchange | 0 | 0 | 0 | 0 | 0 | 0
Total Costs by Reporting Type: HQ_IESO
ReportingType | 2015 | 2020 | 2025 | 2030 | 2035 | 2040
BM | 0 | 0 | 0 | 0 | 0 | 0
CC | 0 | 0 | 0 | 0 | 0 | 0
CSP | 0 | 0 | 0 | 0 | 0 | 0
CT | 0 | 0 | 0 | 0 | 0 | 0
Coal | 0 | 0 | 0 | 0 | 0 | 0
Geo | 0 | 0 | 0 | 0 | 0 | 0
H | 0 | 0 | 0 | 0 | 0 | 0
LFG | 0 | 0 | 0 | 0 | 0 | 0
Nuc | 0.01 | 0.01 | 0.01 | 0.01 | 0.01 | 0.01
PS | 0 | 0 | 0 | 0 | 0 | 0
PV | 0 | 0 | 0 | 0 | 0 | 0
PeakG | 0 | 0 | 0 | 0 | 0 | 0
PeakO | 0 | 0 | 0 | 0 | 0 | 0
ST | 0 | 0 | 0 | 0 | 0 | 0
STOG | 0 | 0 | 0 | 0 | 0 | 0
STWD | 0 | 0 | 0 | 0 | 0 | 0
WT | 0 | 0 | 0 | 0 | 0 | 0
IGCC | 0 | 0 | 0 | 0 | 0 | 0
DemandResponse | 0 | 0 | 0 | 0 | 0 | 0
IGCC-CCS | 0 | 0 | 0 | 0 | 0 | 0
WT_off | 0 | 0 | 0 | 0 | 0 | 0
PseudoUnit | 0 | 0 | 0 | 0 | 0 | 0
FixedInterchange | 0 | 0 | 0 | 0 | 0 | 0
Total Costs by Reporting Type: HQ_NEISO
ReportingType | 2015 | 2020 | 2025 | 2030 | 2035 | 2040
BM | 0 | 0 | 0 | 0 | 0 | 0
CC | 0 | 0 | 0 | 0 | 0 | 0
CSP | 0 | 0 | 0 | 0 | 0 | 0
CT | 0 | 0 | 0 | 0 | 0 | 0
Coal | 0 | 0 | 0 | 0 | 0 | 0
Geo | 0 | 0 | 0 | 0 | 0 | 0
H | 0 | 0 | 0 | 0 | 0 | 0
LFG | 0 | 0 | 0 | 0 | 0 | 0
Nuc | 0.01 | 0.01 | 0.01 | 0.01 | 0.01 | 0.01
PS | 0 | 0 | 0 | 0 | 0 | 0
PV | 0 | 0 | 0 | 0 | 0 | 0
PeakG | 0 | 0 | 0 | 0 | 0 | 0
PeakO | 0 | 0 | 0 | 0 | 0 | 0
ST | 0 | 0 | 0 | 0 | 0 | 0
STOG | 0 | 0 | 0 | 0 | 0 | 0
STWD | 0 | 0 | 0 | 0 | 0 | 0
WT | 0 | 0 | 0 | 0 | 0 | 0
IGCC | 0 | 0 | 0 | 0 | 0 | 0
DemandResponse | 0 | 0 | 0 | 0 | 0 | 0
IGCC-CCS | 0 | 0 | 0 | 0 | 0 | 0
WT_off | 0 | 0 | 0 | 0 | 0 | 0
PseudoUnit | 0 | 0 | 0 | 0 | 0 | 0
FixedInterchange | 0 | 0 | 0 | 0 | 0 | 0
Total Costs by Reporting Type: HQ_NY
ReportingType | 2015 | 2020 | 2025 | 2030 | 2035 | 2040
BM | 0 | 0 | 0 | 0 | 0 | 0
CC | 0 | 0 | 0 | 0 | 0 | 0
CSP | 0 | 0 | 0 | 0 | 0 | 0
CT | 0 | 0 | 0 | 0 | 0 | 0
Coal | 0 | 0 | 0 | 0 | 0 | 0
Geo | 0 | 0 | 0 | 0 | 0 | 0
H | 0 | 0 | 0 | 0 | 0 | 0
LFG | 0 | 0 | 0 | 0 | 0 | 0
Nuc | 0.01 | 0.01 | 0.01 | 0.01 | 0.01 | 0.01
PS | 0 | 0 | 0 | 0 | 0 | 0
PV | 0 | 0 | 0 | 0 | 0 | 0
PeakG | 0 | 0 | 0 | 0 | 0 | 0
PeakO | 0 | 0 | 0 | 0 | 0 | 0
ST | 0 | 0 | 0 | 0 | 0 | 0
STOG | 0 | 0 | 0 | 0 | 0 | 0
STWD | 0 | 0 | 0 | 0 | 0 | 0
WT | 0 | 0 | 0 | 0 | 0 | 0
IGCC | 0 | 0 | 0 | 0 | 0 | 0
DemandResponse | 0 | 0 | 0 | 0 | 0 | 0
IGCC-CCS | 0 | 0 | 0 | 0 | 0 | 0
WT_off | 0 | 0 | 0 | 0 | 0 | 0
PseudoUnit | 0 | 0 | 0 | 0 | 0 | 0
FixedInterchange | 0 | 0 | 0 | 0 | 0 | 0
Total Costs by Reporting Type: MARITIMES
ReportingType | 2015 | 2020 | 2025 | 2030 | 2035 | 2040
BM | 0 | 0 | 0 | 0 | 0 | 0
CC | 0 | 0 | 0 | 0 | 0 | 0
CSP | 0 | 0 | 0 | 0 | 0 | 0
CT | 0 | 0 | 0 | 0 | 0 | 0
Coal | 0 | 0 | 0 | 0 | 0 | 0
Geo | 0 | 0 | 0 | 0 | 0 | 0
H | 0 | 0 | 0 | 0 | 0 | 0
LFG | 0 | 0 | 0 | 0 | 0 | 0
Nuc | 0.01 | 0.01 | 0.01 | 0.01 | 0.01 | 0.01
PS | 0 | 0 | 0 | 0 | 0 | 0
PV | 0 | 0 | 0 | 0 | 0 | 0
PeakG | 0 | 0 | 0 | 0 | 0 | 0
PeakO | 0 | 0 | 0 | 0 | 0 | 0
ST | 0 | 0 | 0 | 0 | 0 | 0
STOG | 0 | 0 | 0 | 0 | 0 | 0
STWD | 0 | 0 | 0 | 0 | 0 | 0
WT | 0 | 0 | 0 | 0 | 0 | 0
IGCC | 0 | 0 | 0 | 0 | 0 | 0
DemandResponse | 0 | 0 | 0 | 0 | 0 | 0
IGCC-CCS | 0 | 0 | 0 | 0 | 0 | 0
WT_off | 0 | 0 | 0 | 0 | 0 | 0
PseudoUnit | 0 | 0 | 0 | 0 | 0 | 0
FixedInterchange | 0 | 0 | 0 | 0 | 0 | 0
Total Costs by Reporting Type: All
ReportingType | 2015 | 2020 | 2025 | 2030 | 2035 | 2040
BM | 809.16 | 944.11 | 1169.74 | 1226.25 | 1391.64 | 1227.72
CC | 45838.68 | 51749.69 | 47653.57 | 50596.45 | 62692.03 | 61026.98
CSP | 0 | 0 | 0 | 0 | 0 | 0
CT | 625.84 | 744.96 | 760.22 | 774.19 | 30.66 | 0
Coal | 73111.97 | 73435.42 | 75626.48 | 74625.84 | 80409.36 | 96077.82
Geo | 277 | 1180.9 | 3027.97 | 3029.19 | 3004.32 | 2441.7
H | 1511 | 1511 | 1683.99 | 1684.33 | 2197.13 | 2596.64
LFG | 541.97 | 1194.53 | 1889.72 | 2112.71 | 2079.96 | 1665.29
Nuc | 27257.76 | 31456.44 | 31434.52 | 31883.54 | 26253.7 | 31278.27
PS | 517.25 | 517.25 | 517.25 | 517.25 | 517.25 | 517.25
PV | 639.15 | 1364.47 | 1661.16 | 1704.71 | 1076.04 | 387.37
PeakG | 2180.65 | 3335.07 | 2312.64 | 2313.41 | 2784.76 | 2807.43
PeakO | 520.04 | 344.52 | 54.45 | 55.97 | 56.17 | 56.4
ST | 355.26 | 639.7 | 719.46 | 668.83 | 427.38 | 189.68
STOG | 2162.81 | 1528.8 | 528.12 | 409.25 | 372.83 | 155
STWD | 832.92 | 771.46 | 335.43 | 555.41 | 597.71 | 610.74
WT | 8135.21 | 11388.68 | 12417.81 | 11698.84 | 9968.72 | 10555.57
IGCC | 366.08 | 366.97 | 366.9 | 368.37 | 373.61 | 376.39
DemandResponse | 0 | 11.89 | 159.82 | 233.36 | 624.36 | 707.32
IGCC-CCS | 0 | 0 | 0 | 0 | 0 | 0
WT_off | 308.81 | 308.81 | 907.86 | 907.86 | 599.11 | 599.11
PseudoUnit | 0 | 0 | 0 | 0 | 0 | 0
FixedInterchange | 0 | 0 | 0 | 0 | 0 | 0
Total Costs by Reporting Type: EI_US
ReportingType | 2015 | 2020 | 2025 | 2030 | 2035 | 2040
BM | 538.34 | 672.67 | 896.96 | 950.5 | 1115.6 | 950.06
CC | 29390.65 | 34821.08 | 31619.56 | 32705.9 | 42296.93 | 43744.2
CSP | 0 | 0 | 0 | 0 | 0 | 0
CT | 422.73 | 538 | 546.87 | 556.03 | 30.66 | 0
Coal | 59096.8 | 57616.85 | 59395.68 | 58709.52 | 63001.5 | 74146.71
Geo | 3.95 | 3.95 | 3.95 | 3.95 | 3.95 | 3.95
H | 419.29 | 419.29 | 592.28 | 592.62 | 592.62 | 592.62
LFG | 447.6 | 610.13 | 1198.48 | 1421.7 | 1401.23 | 1299.31
Nuc | 21188.8 | 25019.34 | 24933.74 | 25344.45 | 19958.32 | 24608.02
PS | 401.94 | 401.94 | 401.94 | 401.94 | 401.94 | 401.94
PV | 30.85 | 756.16 | 1052.85 | 1096.4 | 1070.27 | 381.59
PeakG | 1833.33 | 2898.98 | 1955.21 | 1916.8 | 2380.8 | 2435.32
PeakO | 505.76 | 327.13 | 42.31 | 43.95 | 44.15 | 44.38
ST | 0 | 0 | 0 | 0 | 0 | 0
STOG | 819.37 | 586.54 | 136.98 | 126.49 | 148.77 | 155
STWD | 469.37 | 419.53 | 314.03 | 314.35 | 354.83 | 367.86
WT | 5733.61 | 8129.65 | 9158.78 | 8424.35 | 8270.59 | 6354.11
IGCC | 366.08 | 366.97 | 366.9 | 368.37 | 373.61 | 376.39
DemandResponse | 0 | 0 | 85.39 | 156.12 | 543.31 | 633.38
IGCC-CCS | 0 | 0 | 0 | 0 | 0 | 0
WT_off | 308.81 | 308.81 | 907.86 | 907.86 | 599.11 | 599.11
PseudoUnit | 0 | 0 | 0 | 0 | 0 | 0
FixedInterchange | 0 | 0 | 0 | 0 | 0 | 0
Total Costs by Reporting Type: EI_Canada
ReportingType | 2015 | 2020 | 2025 | 2030 | 2035 | 2040
BM | 177.6 | 177.87 | 178.41 | 178.25 | 178.55 | 180.25
CC | 338.45 | 386.2 | 334.19 | 326.09 | 489.83 | 306.12
CSP | 0 | 0 | 0 | 0 | 0 | 0
CT | 44.26 | 44.48 | 45.08 | 45.15 | 0 | 0
Coal | 93.25 | 86.5 | 1.59 | 0 | 0 | 0
Geo | 0 | 0 | 0 | 0 | 0 | 0
H | 216.06 | 216.06 | 216.06 | 216.06 | 728.86 | 1128.37
LFG | 19.32 | 19.32 | 19.32 | 19.32 | 14.2 | 14.43
Nuc | 2990.32 | 3007.74 | 3062.22 | 3080.31 | 2836.59 | 3030.72
PS | 2.92 | 2.92 | 2.92 | 2.92 | 2.92 | 2.92
PV | 558.01 | 558.01 | 558.01 | 558.01 | 0.44 | 0.44
PeakG | 9.94 | 10.68 | 11.23 | 11.34 | 0 | 0
PeakO | 0.09 | 0.09 | 0.13 | 0 | 0 | 0
ST | 0 | 0 | 0 | 0 | 0 | 0
STOG | 5.73 | 5.8 | 5.83 | 0 | 0 | 0
STWD | 0 | 0 | 0 | 0 | 0 | 0
WT | 868.55 | 868.55 | 868.55 | 868.55 | 53.26 | 53.26
IGCC | 0 | 0 | 0 | 0 | 0 | 0
DemandResponse | 0 | 0 | 0 | 0 | 0 | 0
IGCC-CCS | 0 | 0 | 0 | 0 | 0 | 0
WT_off | 0 | 0 | 0 | 0 | 0 | 0
PseudoUnit | 0 | 0 | 0 | 0 | 0 | 0
FixedInterchange | 0 | 0 | 0 | 0 | 0 | 0
Total Costs by Reporting Type: EI
ReportingType | 2015 | 2020 | 2025 | 2030 | 2035 | 2040
BM | 715.94 | 850.55 | 1075.37 | 1128.75 | 1294.15 | 1130.31
CC | 29729.11 | 35207.28 | 31953.76 | 33031.99 | 42786.76 | 44050.32
CSP | 0 | 0 | 0 | 0 | 0 | 0
CT | 466.99 | 582.48 | 591.95 | 601.18 | 30.66 | 0
Coal | 59190.05 | 57703.35 | 59397.27 | 58709.52 | 63001.5 | 74146.71
Geo | 3.95 | 3.95 | 3.95 | 3.95 | 3.95 | 3.95
H | 635.35 | 635.35 | 808.34 | 808.68 | 1321.48 | 1720.99
LFG | 466.92 | 629.45 | 1217.8 | 1441.02 | 1415.43 | 1313.74
Nuc | 24179.13 | 28027.08 | 27995.95 | 28424.76 | 22794.91 | 27638.74
PS | 404.86 | 404.86 | 404.86 | 404.86 | 404.86 | 404.86
PV | 588.85 | 1314.17 | 1610.86 | 1654.41 | 1070.71 | 382.03
PeakG | 1843.27 | 2909.66 | 1966.45 | 1928.15 | 2380.8 | 2435.32
PeakO | 505.85 | 327.22 | 42.43 | 43.95 | 44.15 | 44.38
ST | 0 | 0 | 0 | 0 | 0 | 0
STOG | 825.1 | 592.33 | 142.81 | 126.49 | 148.77 | 155
STWD | 469.37 | 419.53 | 314.03 | 314.35 | 354.83 | 367.86
WT | 6602.17 | 8998.2 | 10027.33 | 9292.91 | 8323.85 | 6407.37
IGCC | 366.08 | 366.97 | 366.9 | 368.37 | 373.61 | 376.39
DemandResponse | 0 | 0 | 85.39 | 156.12 | 543.31 | 633.38
IGCC-CCS | 0 | 0 | 0 | 0 | 0 | 0
WT_off | 308.81 | 308.81 | 907.86 | 907.86 | 599.11 | 599.11
PseudoUnit | 0 | 0 | 0 | 0 | 0 | 0
FixedInterchange | 0 | 0 | 0 | 0 | 0 | 0
Total Costs by Reporting Type: Outside_EI
ReportingType | 2015 | 2020 | 2025 | 2030 | 2035 | 2040
BM | 93.22 | 93.56 | 94.37 | 97.5 | 97.5 | 97.41
CC | 16109.58 | 16542.41 | 15699.82 | 17564.46 | 19905.27 | 16976.66
CSP | 0 | 0 | 0 | 0 | 0 | 0
CT | 158.85 | 162.48 | 168.27 | 173.01 | 0 | 0
Coal | 13921.92 | 15732.07 | 16229.21 | 15916.32 | 17407.86 | 21931.11
Geo | 273.05 | 1176.95 | 3024.02 | 3025.24 | 3000.36 | 2437.75
H | 875.65 | 875.65 | 875.65 | 875.65 | 875.65 | 875.65
LFG | 75.05 | 565.08 | 671.92 | 671.69 | 664.53 | 351.55
Nuc | 3078.63 | 3429.35 | 3438.57 | 3458.79 | 3458.79 | 3639.53
PS | 112.39 | 112.39 | 112.39 | 112.39 | 112.39 | 112.39
PV | 50.3 | 50.3 | 50.3 | 50.3 | 5.33 | 5.33
PeakG | 337.37 | 425.4 | 346.19 | 385.26 | 403.95 | 372.11
PeakO | 14.18 | 17.3 | 12.01 | 12.02 | 12.02 | 12.02
ST | 355.26 | 639.7 | 719.46 | 668.83 | 427.38 | 189.68
STOG | 1337.7 | 936.46 | 385.31 | 282.76 | 224.05 | 0
STWD | 363.55 | 351.93 | 21.4 | 241.05 | 242.89 | 242.89
WT | 1533.05 | 2390.48 | 2390.48 | 2405.93 | 1644.87 | 4148.19
IGCC | 0 | 0 | 0 | 0 | 0 | 0
DemandResponse | 0 | 11.89 | 74.43 | 77.25 | 81.05 | 73.94
IGCC-CCS | 0 | 0 | 0 | 0 | 0 | 0
WT_off | 0 | 0 | 0 | 0 | 0 | 0
PseudoUnit | 0 | 0 | 0 | 0 | 0 | 0
FixedInterchange | 0 | 0 | 0 | 0 | 0 | 0
#15 A | RPS Generation Compliance Payments ($)
RPS Program | 2015 | 2020 | 2025 | 2030 | 2035 | 2040
NEISO | 0 | 0 | 0 | 0 | 0 | 0
CA | 1501.32 | 781.25 | 0 | 0 | 0 | 0
NWPP | 0 | 0 | 0 | 0 | 0 | 0
PJM | 0 | 413.9 | 332.39 | 317.18 | 0 | 0
US | 0 | 0 | 0 | 0 | 0 | 0
PJM_Solar | 357.42 | 0 | 0 | 0 | 0 | 0
MA_Solar | 148.57 | 6.43 | 0 | 0 | 0 | 0
NH_Solar | 10.01 | 0.41 | 0 | 0 | 0 | 0
MRETS_Solar | 0 | 0 | 0 | 0 | 0 | 0
AZNMSNV | 208.38 | 331.38 | 0 | 0 | 0 | 0
AZNMSNV_Solar | 48.3 | 0 | 0 | 0 | 0 | 0
MRETS | 0 | 0 | 0 | 0 | 0 | 0
MI | 64.86 | 47.44 | 0 | 0 | 0 | 0
Ohio | 0 | 0 | 0 | 0 | 0 | 0
Ohio_Solar | 54.63 | 0 | 2 | 0 | 0 | 0
MOKSOKNE | 126.13 | 0 | 0 | 0 | 0 | 0
MO_Solar | 28.07 | 0 | 0 | 0 | 0 | 0
NC | 703.95 | 0 | 0 | 0 | 0 | 0
NC_Solar | 24.38 | 0 | 0 | 0 | 0 | 0
CO | 18.88 | 0 | 0 | 0 | 0 | 0
CO_Solar | 182.54 | 0 | 0 | 0 | 0 | 0
NY | 2.39 | 0 | 0 | 0 | 0 | 0
TX | 0 | 0 | 0 | 0 | 0 | 0
#15 B | RPS Capacity Compliance Payments ($)
RPS Program | 2015 | 2020 | 2025 | 2030 | 2035 | 2040
NEISO | 0 | 0 | 0 | 0 | 0 | 0
CA | 0 | 0 | 0 | 0 | 0 | 0
NWPP | 0 | 0 | 0 | 0 | 0 | 0
PJM | 0 | 0 | 0 | 0 | 0 | 0
US | 0 | 0 | 0 | 0 | 0 | 0
PJM_Solar | 0 | 0 | 0 | 0 | 0 | 0
MA_Solar | 0 | 0 | 0 | 0 | 0 | 0
NH_Solar | 0 | 0 | 0 | 0 | 0 | 0
MRETS_Solar | 0 | 0 | 0 | 0 | 0 | 0
AZNMSNV | 0 | 0 | 0 | 0 | 0 | 0
AZNMSNV_Solar | 0 | 0 | 0 | 0 | 0 | 0
MRETS | 0 | 0 | 0 | 0 | 0 | 0
MI | 0 | 0 | 0 | 0 | 0 | 0
Ohio | 0 | 0 | 0 | 0 | 0 | 0
Ohio_Solar | 0 | 0 | 0 | 0 | 0 | 0
MOKSOKNE | 0 | 0 | 0 | 0 | 0 | 0
MO_Solar | 0 | 0 | 0 | 0 | 0 | 0
NC | 0 | 0 | 0 | 0 | 0 | 0
NC_Solar | 0 | 0 | 0 | 0 | 0 | 0
CO | 0 | 0 | 0 | 0 | 0 | 0
CO_Solar | 0 | 0 | 0 | 0 | 0 | 0
NY | 0 | 0 | 0 | 0 | 0 | 0
TX | 0 | 0 | 0 | 0 | 0 | 0
#16a | Transmission Costs ($million) [excludes shadow cost]
Transmission Costs: Entergy
Cost | 2015 | 2020 | 2025 | 2030 | 2035 | 2040
a. Wheel Share | 2.27 | 1.64 | 13.73 | 17.14 | 13.15 | 26.05
b. Friction Share | 3.67 | 2.66 | 10.3 | 13.45 | 19.41 | 30.54
Transmission Costs: FRCC
Cost | 2015 | 2020 | 2025 | 2030 | 2035 | 2040
a. Wheel Share | 7.36 | 9.2 | 10.32 | 13.64 | 8.73 | 24.22
b. Friction Share | 7.36 | 9.2 | 10.32 | 13.64 | 8.73 | 24.22
Transmission Costs: MAPP_US
Cost | 2015 | 2020 | 2025 | 2030 | 2035 | 2040
a. Wheel Share | 14.94 | 13.17 | 14.01 | 14.49 | 15.24 | 16.55
b. Friction Share | 10.66 | 9.46 | 10.61 | 10.85 | 11.43 | 12.47
Transmission Costs: MISO_IN
Cost | 2015 | 2020 | 2025 | 2030 | 2035 | 2040
a. Wheel Share | 1.97 | 6.08 | 7.41 | 4.29 | 2.41 | 1.41
b. Friction Share | 1.97 | 3.8 | 5.05 | 3.05 | 1.66 | 3.85
Transmission Costs: MISO_MI
Cost | 2015 | 2020 | 2025 | 2030 | 2035 | 2040
a. Wheel Share | 6.95 | 14.27 | 14.52 | 13.91 | 11.45 | 6.34
b. Friction Share | 18.32 | 35.89 | 36.99 | 35.44 | 28.88 | 17.36
Transmission Costs: MISO_MO-IL
Cost | 2015 | 2020 | 2025 | 2030 | 2035 | 2040
a. Wheel Share | 0.28 | 0.31 | 11.86 | 14.22 | 2.24 | 13.74
b. Friction Share | 3.12 | 0.29 | 7.6 | 9.14 | 2.94 | 14.89
Transmission Costs: MISO_W
Cost | 2015 | 2020 | 2025 | 2030 | 2035 | 2040
a. Wheel Share | 3.1 | 5.79 | 11.27 | 13.75 | 6.22 | 6.44
b. Friction Share | 4.17 | 6.11 | 10.66 | 12.43 | 7.13 | 11.44
Transmission Costs: MISO_WUMS
Cost | 2015 | 2020 | 2025 | 2030 | 2035 | 2040
a. Wheel Share | 0 | 0 | 0 | 0 | 0 | 0
b. Friction Share | 0.39 | 0.15 | 0.37 | 0.37 | 0.59 | 3.05
Transmission Costs: Nebraska
Cost | 2015 | 2020 | 2025 | 2030 | 2035 | 2040
a. Wheel Share | 6.83 | 3.72 | 7.13 | 6.52 | 9.9 | 9.42
b. Friction Share | 5.22 | 3.07 | 5.98 | 5.19 | 8.75 | 7.47
Transmission Costs: NEISO
Cost | 2015 | 2020 | 2025 | 2030 | 2035 | 2040
a. Wheel Share | 0 | 0 | 0 | 0 | 0 | 0
b. Friction Share | 5.43 | 5.12 | 7.04 | 10.17 | 18.1 | 17.29
Transmission Costs: NonRTO_Midwest
Cost | 2015 | 2020 | 2025 | 2030 | 2035 | 2040
a. Wheel Share | 1.97 | 6.14 | 8.99 | 8.05 | 9.56 | 9.6
b. Friction Share | 1.18 | 3.72 | 7.05 | 8.82 | 13.29 | 14.25
Transmission Costs: NYISO_A-F
Cost | 2015 | 2020 | 2025 | 2030 | 2035 | 2040
a. Wheel Share | 15.22 | 17.24 | 16.22 | 16.63 | 10.79 | 8.67
b. Friction Share | 39.02 | 40.73 | 40.18 | 39.66 | 28.27 | 20.12
Transmission Costs: NYISO_G-I
Cost | 2015 | 2020 | 2025 | 2030 | 2035 | 2040
a. Wheel Share | 1.54 | 1.44 | 1.81 | 1.65 | 2.71 | 3.31
b. Friction Share | 3.65 | 3.21 | 4.29 | 6.28 | 8.9 | 8.62
Transmission Costs: NYISO_J-K
Cost | 2015 | 2020 | 2025 | 2030 | 2035 | 2040
a. Wheel Share | 1.02 | 0.48 | 0.81 | 1.47 | 0.56 | 0
b. Friction Share | 3.23 | 2.23 | 3.85 | 6.54 | 6.18 | 5.03
Transmission Costs: PJM_E
Cost | 2015 | 2020 | 2025 | 2030 | 2035 | 2040
a. Wheel Share | 2.57 | 1.92 | 2.62 | 3.12 | 3.26 | 3.31
b. Friction Share | 2.77 | 1.74 | 2.39 | 2.98 | 2.57 | 2.09
Transmission Costs: PJM_ROM
Cost | 2015 | 2020 | 2025 | 2030 | 2035 | 2040
a. Wheel Share | 0.54 | 2.33 | 1.21 | 1.58 | 2.57 | 4.06
b. Friction Share | 1.02 | 1.66 | 0.96 | 1.31 | 1.79 | 2.67
Transmission Costs: PJM_ROR
Cost | 2015 | 2020 | 2025 | 2030 | 2035 | 2040
a. Wheel Share | 36.57 | 33.36 | 33.25 | 26.81 | 41.44 | 40.47
b. Friction Share | 42.72 | 33.95 | 35.75 | 29.19 | 43.41 | 59.22
Transmission Costs: SOCO
Cost | 2015 | 2020 | 2025 | 2030 | 2035 | 2040
a. Wheel Share | 9.42 | 12.42 | 13.39 | 17.11 | 12.41 | 35.55
b. Friction Share | 10.59 | 13.81 | 15 | 19.03 | 13.49 | 36.85
Transmission Costs: SPP_N
Cost | 2015 | 2020 | 2025 | 2030 | 2035 | 2040
a. Wheel Share | 1 | 0.86 | 5.86 | 8.27 | 8.56 | 10.58
b. Friction Share | 1.47 | 0.89 | 5.68 | 7.38 | 12.98 | 16.03
Transmission Costs: SPP_S
Cost | 2015 | 2020 | 2025 | 2030 | 2035 | 2040
a. Wheel Share | 0.26 | 0.46 | 0.59 | 0.59 | 4.29 | 4.85
b. Friction Share | 0.53 | 0.83 | 1.02 | 1.01 | 6.52 | 7.36
Transmission Costs: TVA
Cost | 2015 | 2020 | 2025 | 2030 | 2035 | 2040
a. Wheel Share | 0.48 | 0.83 | 0.56 | 0.79 | 0.35 | 1.23
b. Friction Share | 0.6 | 1.05 | 0.73 | 1.01 | 0.48 | 1.57
Transmission Costs: TVA_Transmission
Cost | 2015 | 2020 | 2025 | 2030 | 2035 | 2040
a. Wheel Share | 0.94 | 6.02 | 9.26 | 6.44 | 14.55 | 16.3
b. Friction Share | 0.88 | 6.1 | 10.53 | 9.07 | 19.71 | 21.88
Transmission Costs: VACAR
Cost | 2015 | 2020 | 2025 | 2030 | 2035 | 2040
a. Wheel Share | 36.01 | 28.73 | 27.02 | 25.21 | 40.13 | 52.25
b. Friction Share | 36.04 | 28.8 | 27.17 | 25.33 | 40.59 | 53.21
Transmission Costs: IESO
Cost | 2015 | 2020 | 2025 | 2030 | 2035 | 2040
a. Wheel Share | 24.11 | 32.4 | 32.75 | 32.18 | 22.79 | 11.42
b. Friction Share | 60.28 | 81.02 | 81.88 | 80.47 | 56.98 | 28.32
Transmission Costs: MAPP_CA
Cost | 2015 | 2020 | 2025 | 2030 | 2035 | 2040
a. Wheel Share | 3.84 | 4.35 | 3.96 | 4.13 | 3.5 | 1.41
b. Friction Share | 6.57 | 7.32 | 7.02 | 7.15 | 6.69 | 1.15
Transmission Costs: AZ_NM_SNV_Coal
Cost | 2015 | 2020 | 2025 | 2030 | 2035 | 2040
a. Wheel Share | 20.49 | 20.99 | 27.56 | 27.12 | 27.52 | 27.03
b. Friction Share | 34.56 | 35.4 | 46.35 | 45.64 | 46.32 | 45.32
Transmission Costs: AZ_NM_SNV_Gas
Cost | 2015 | 2020 | 2025 | 2030 | 2035 | 2040
a. Wheel Share | 74.35 | 75.36 | 79.75 | 79.74 | 77.58 | 103.39
b. Friction Share | 124.22 | 125.89 | 133.19 | 133.19 | 129.59 | 172.5
Transmission Costs: AZ_NM_SNV_NucRenew
Cost | 2015 | 2020 | 2025 | 2030 | 2035 | 2040
a. Wheel Share | 38.47 | 46.16 | 60.47 | 58.71 | 57.63 | 73.73
b. Friction Share | 64.21 | 77.07 | 100.92 | 98.01 | 96.2 | 122.99
Transmission Costs: ERCOT
Cost | 2015 | 2020 | 2025 | 2030 | 2035 | 2040
a. Wheel Share | 0.24 | 0.03 | 0.32 | 0.34 | 1.5 | 0.83
b. Friction Share | 0.36 | 0.04 | 0.48 | 0.5 | 2.25 | 1.25
Transmission Costs: NP15
Cost | 2015 | 2020 | 2025 | 2030 | 2035 | 2040
a. Wheel Share | 19.69 | 34.98 | 46.16 | 49.22 | 58.49 | 52.07
b. Friction Share | 32.89 | 58.38 | 77.02 | 82.1 | 97.53 | 86.91
Transmission Costs: NWPP_Coal
Cost | 2015 | 2020 | 2025 | 2030 | 2035 | 2040
a. Wheel Share | 70.14 | 74.55 | 92.64 | 91.42 | 100.84 | 94.27
b. Friction Share | 118.08 | 125.45 | 155.61 | 153.59 | 169.33 | 158.35
Transmission Costs: NWPP_Gas
Cost | 2015 | 2020 | 2025 | 2030 | 2035 | 2040
a. Wheel Share | 0 | 0 | 0 | 0 | 0 | 0
b. Friction Share | 0.22 | 0.22 | 0.21 | 0.22 | 0.26 | 0.24
Transmission Costs: NWPP_NucRenew
Cost | 2015 | 2020 | 2025 | 2030 | 2035 | 2040
a. Wheel Share | 0 | 0 | 0 | 0 | 0 | 0
b. Friction Share | 0.96 | 0.98 | 1 | 1 | 1 | 1
Transmission Costs: RMPA
Cost | 2015 | 2020 | 2025 | 2030 | 2035 | 2040
a. Wheel Share | 4.3 | 4.53 | 14.59 | 13.97 | 16.12 | 14.62
b. Friction Share | 2.94 | 3.84 | 24.31 | 22.7 | 25.93 | 24.08
Transmission Costs: SP15
Cost | 2015 | 2020 | 2025 | 2030 | 2035 | 2040
a. Wheel Share | 177.56 | 175.26 | 195.33 | 190.87 | 188.45 | 229.95
b. Friction Share | 296 | 292.2 | 325.63 | 318.18 | 314.14 | 383.39
Transmission Costs: ALB
Cost | 2015 | 2020 | 2025 | 2030 | 2035 | 2040
a. Wheel Share | 0.01 | 0.02 | 0.04 | 0.76 | 1.4 | 1.26
b. Friction Share | 0.02 | 0.03 | 0.07 | 1.26 | 2.34 | 2.1
Transmission Costs: BC
Cost | 2015 | 2020 | 2025 | 2030 | 2035 | 2040
a. Wheel Share | 4.78 | 4.55 | 4.37 | 3.89 | 3.19 | 3.13
b. Friction Share | 7.97 | 7.58 | 7.28 | 6.48 | 5.31 | 5.22
Transmission Costs: HQ_IESO
Cost | 2015 | 2020 | 2025 | 2030 | 2035 | 2040
a. Wheel Share | 0 | 0 | 0 | 0 | 0 | 0
b. Friction Share | 0.01 | 0.01 | 0.01 | 0.01 | 0.01 | 0.01
Transmission Costs: HQ_NEISO
Cost | 2015 | 2020 | 2025 | 2030 | 2035 | 2040
a. Wheel Share | 0 | 0 | 0 | 0 | 0 | 0
b. Friction Share | 0.11 | 0.11 | 0.11 | 0.11 | 0.11 | 0.11
Transmission Costs: HQ_NY
Cost | 2015 | 2020 | 2025 | 2030 | 2035 | 2040
a. Wheel Share | 0 | 0 | 0 | 0 | 0 | 0
b. Friction Share | 0.03 | 0.03 | 0.03 | 0.03 | 0.03 | 0.03
Transmission Costs: MARITIMES
Cost | 2015 | 2020 | 2025 | 2030 | 2035 | 2040
a. Wheel Share | 0 | 0 | 0 | 0 | 0 | 0
b. Friction Share | 0.05 | 0.05 | 0.05 | 0.05 | 0.05 | 0.05
Transmission Costs: All
Cost | 2015 | 2020 | 2025 | 2030 | 2035 | 2040
a. Wheel Share | 589.22 | 639.58 | 769.77 | 768.01 | 779.53 | 907.46
b. Friction Share | 953.52 | 1030.11 | 1220.73 | 1222.06 | 1259.87 | 1424.51
Transmission Costs: EI_US
Cost | 2015 | 2020 | 2025 | 2030 | 2035 | 2040
a. Wheel Share | 151.26 | 166.4 | 211.83 | 215.67 | 220.52 | 294.35
b. Friction Share | 204.22 | 214.68 | 259.73 | 271.56 | 306 | 391.68
Transmission Costs: EI_Canada
Cost | 2015 | 2020 | 2025 | 2030 | 2035 | 2040
a. Wheel Share | 27.94 | 36.75 | 36.7 | 36.31 | 26.29 | 12.83
b. Friction Share | 66.86 | 88.35 | 88.91 | 87.63 | 63.69 | 29.48
Transmission Costs: EI
Cost | 2015 | 2020 | 2025 | 2030 | 2035 | 2040
a. Wheel Share | 179.2 | 203.15 | 248.53 | 251.99 | 246.81 | 307.18
b. Friction Share | 271.08 | 303.03 | 348.64 | 359.19 | 369.69 | 421.17
Transmission Costs: Outside_EI
Cost | 2015 | 2020 | 2025 | 2030 | 2035 | 2040
a. Wheel Share | 410.02 | 436.42 | 521.24 | 516.03 | 532.72 | 600.28
b. Friction Share | 682.44 | 727.08 | 872.09 | 862.88 | 890.18 | 1003.35

## Capacity
#1 | New Build Capacity (MW)
New Build Capacity by Reporting Type: Entergy
ReportingType | 2015 | 2020 | 2025 | 2030 | 2035 | 2040
BM | 0 | 0 | 0 | 0 | 0 | 0
CC | 0 | 0 | 0 | 0 | 0 | 0
CSP | 0 | 0 | 0 | 0 | 0 | 0
CT | 0 | 0 | 0 | 0 | 0 | 0
Coal | 720 | 0 | 0 | 0 | 0 | 0
Geo | 0 | 0 | 0 | 0 | 0 | 0
H | 0 | 0 | 0 | 0 | 0 | 0
LFG | 0 | 0 | 49.05 | 58.35 | 0 | 0
Nuc | 170 | 0 | 0 | 0 | 0 | 0
PS | 0 | 0 | 0 | 0 | 0 | 0
PV | 0.29 | 58.22 | 27.14 | 0 | 0 | 0
PeakG | 0 | 0 | 0 | 0 | 0 | 0
PeakO | 0 | 0 | 0 | 0 | 0 | 0
ST | 0 | 0 | 0 | 0 | 0 | 0
STOG | 0 | 0 | 0 | 0 | 0 | 0
STWD | 0 | 0 | 0 | 0 | 0 | 0
WT | 0 | 0 | 0 | 0 | 0 | 0
IGCC | 0 | 0 | 0 | 0 | 0 | 0
DemandResponse | 0 | 0 | 0 | 0 | 0 | 0
IGCC-CCS | 0 | 0 | 0 | 0 | 0 | 0
WT_off | 0 | 0 | 0 | 0 | 0 | 0
PseudoUnit | 0 | 0 | 0 | 0 | 0 | 0
FixedInterchange | 0 | 0 | 0 | 0 | 0 | 0
New Build Capacity by Reporting Type: FRCC
ReportingType | 2015 | 2020 | 2025 | 2030 | 2035 | 2040
BM | 0 | 0 | 0 | 0 | 0 | 0
CC | 1516.9 | 201 | 0 | 0 | 3582.29 | 0
CSP | 0 | 0 | 0 | 0 | 0 | 0
CT | 2480 | 0 | 0 | 0 | 0 | 0
Coal | 0 | 0 | 0 | 0 | 0 | 0
Geo | 0 | 0 | 0 | 0 | 0 | 0
H | 0 | 0 | 0 | 0 | 0 | 0
LFG | 0 | 0 | 198 | 0 | 0 | 0
Nuc | 229.33 | 0 | 0 | 0 | 0 | 0
PS | 0 | 0 | 0 | 0 | 0 | 0
PV | 0 | 0 | 0 | 0 | 0 | 0
PeakG | 0 | 0 | 0 | 0 | 0 | 0
PeakO | 0 | 0 | 0 | 0 | 0 | 0
ST | 0 | 0 | 0 | 0 | 0 | 0
STOG | 0 | 0 | 0 | 0 | 0 | 0
STWD | 0 | 0 | 0 | 0 | 0 | 0
WT | 0 | 0 | 0 | 0 | 0 | 0
IGCC | 0 | 0 | 0 | 0 | 0 | 0
DemandResponse | 0 | 0 | 0 | 0 | 0 | 0
IGCC-CCS | 0 | 0 | 0 | 0 | 0 | 0
WT_off | 0 | 0 | 0 | 0 | 0 | 0
PseudoUnit | 0 | 0 | 0 | 0 | 0 | 0
FixedInterchange | 0 | 0 | 0 | 0 | 0 | 0
New Build Capacity by Reporting Type: MAPP_US
ReportingType | 2015 | 2020 | 2025 | 2030 | 2035 | 2040
BM | 0 | 0 | 0 | 0 | 0 | 0
CC | 0 | 0 | 0 | 0 | 0 | 0
CSP | 0 | 0 | 0 | 0 | 0 | 0
CT | 308.3 | 0 | 0 | 0 | 0 | 0
Coal | 0 | 0 | 0 | 0 | 0 | 0
Geo | 0 | 0 | 0 | 0 | 0 | 0
H | 0 | 0 | 0 | 0 | 0 | 0
LFG | 0 | 0 | 71.67 | 0 | 0 | 0
Nuc | 0 | 0 | 0 | 0 | 0 | 0
PS | 0 | 0 | 0 | 0 | 0 | 0
PV | 0 | 0 | 0 | 0 | 0 | 0
PeakG | 0 | 0 | 0 | 0 | 0 | 0
PeakO | 0 | 0 | 0 | 0 | 0 | 0
ST | 0 | 0 | 0 | 0 | 0 | 0
STOG | 0 | 0 | 0 | 0 | 0 | 0
STWD | 0 | 0 | 0 | 0 | 0 | 0
WT | 421.3 | 311.9 | 0 | 0 | 0 | 0
IGCC | 0 | 0 | 0 | 0 | 0 | 0
DemandResponse | 0 | 0 | 0 | 0 | 0 | 0
IGCC-CCS | 0 | 0 | 0 | 0 | 0 | 0
WT_off | 0 | 0 | 0 | 0 | 0 | 0
PseudoUnit | 0 | 0 | 0 | 0 | 0 | 0
FixedInterchange | 0 | 0 | 0 | 0 | 0 | 0
New Build Capacity by Reporting Type: MISO_IN
ReportingType | 2015 | 2020 | 2025 | 2030 | 2035 | 2040
BM | 0 | 0 | 0 | 0 | 0 | 0
CC | 0 | 0 | 0 | 0 | 0 | 0
CSP | 0 | 0 | 0 | 0 | 0 | 0
CT | 0 | 0 | 0 | 0 | 0 | 0
Coal | 0 | 0 | 0 | 0 | 0 | 0
Geo | 0 | 0 | 0 | 0 | 0 | 0
H | 0 | 0 | 0 | 0 | 0 | 0
LFG | 0 | 0 | 0 | 80.12 | 0 | 0
Nuc | 0 | 0 | 0 | 0 | 0 | 0
PS | 0 | 0 | 0 | 0 | 0 | 0
PV | 0 | 217.91 | 118.28 | 0 | 0 | 0
PeakG | 0 | 0 | 0 | 0 | 0 | 0
PeakO | 0 | 0 | 0 | 0 | 0 | 0
ST | 0 | 0 | 0 | 0 | 0 | 0
STOG | 0 | 0 | 0 | 0 | 0 | 0
STWD | 0 | 0 | 0 | 0 | 0 | 0
WT | 0 | 0 | 0 | 0 | 0 | 0
IGCC | 618 | 0 | 0 | 0 | 0 | 0
DemandResponse | 0 | 0 | 0 | 0 | 0 | 0
IGCC-CCS | 0 | 0 | 0 | 0 | 0 | 0
WT_off | 0 | 0 | 0 | 0 | 0 | 0
PseudoUnit | 0 | 0 | 0 | 0 | 0 | 0
FixedInterchange | 0 | 0 | 0 | 0 | 0 | 0
New Build Capacity by Reporting Type: MISO_MI
ReportingType | 2015 | 2020 | 2025 | 2030 | 2035 | 2040
BM | 0 | 0 | 0 | 0 | 0 | 0
CC | 0 | 0 | 0 | 0 | 0 | 0
CSP | 0 | 0 | 0 | 0 | 0 | 0
CT | 0 | 0 | 0 | 0 | 0 | 0
Coal | 0 | 0 | 0 | 0 | 0 | 0
Geo | 0 | 0 | 0 | 0 | 0 | 0
H | 0 | 0 | 0 | 0 | 0 | 0
LFG | 0 | 0 | 160.25 | 0 | 0 | 0
Nuc | 0 | 0 | 0 | 0 | 0 | 0
PS | 0 | 0 | 0 | 0 | 0 | 0
PV | 0 | 0 | 0 | 0 | 0 | 0
PeakG | 0 | 0 | 0 | 0 | 0 | 0
PeakO | 0 | 0 | 0 | 0 | 0 | 0
ST | 0 | 0 | 0 | 0 | 0 | 0
STOG | 0 | 0 | 0 | 0 | 0 | 0
STWD | 0 | 0 | 0 | 0 | 0 | 0
WT | 2000 | 0 | 210.63 | 27.74 | 16.07 | 0
IGCC | 0 | 0 | 0 | 0 | 0 | 0
DemandResponse | 0 | 0 | 0 | 0 | 0 | 0
IGCC-CCS | 0 | 0 | 0 | 0 | 0 | 0
WT_off | 0 | 0 | 0 | 0 | 0 | 0
PseudoUnit | 0 | 0 | 0 | 0 | 0 | 0
FixedInterchange | 0 | 0 | 0 | 0 | 0 | 0
New Build Capacity by Reporting Type: MISO_MO-IL
ReportingType | 2015 | 2020 | 2025 | 2030 | 2035 | 2040
BM | 0 | 0 | 0 | 0 | 0 | 0
CC | 0 | 0 | 0 | 0 | 0 | 0
CSP | 0 | 0 | 0 | 0 | 0 | 0
CT | 0 | 0 | 0 | 0 | 0 | 0
Coal | 1790 | 0 | 0 | 0 | 0 | 0
Geo | 0 | 0 | 0 | 0 | 0 | 0
H | 0 | 0 | 0 | 0 | 0 | 0
LFG | 0 | 0 | 223.33 | 0 | 0 | 0
Nuc | 0 | 0 | 0 | 0 | 0 | 0
PS | 0 | 0 | 0 | 0 | 0 | 0
PV | 0 | 0 | 0 | 0 | 0 | 0
PeakG | 0 | 0 | 0 | 0 | 0 | 0
PeakO | 0 | 0 | 0 | 0 | 0 | 0
ST | 0 | 0 | 0 | 0 | 0 | 0
STOG | 0 | 0 | 0 | 0 | 0 | 0
STWD | 0 | 0 | 0 | 0 | 0 | 0
WT | 300 | 0 | 0 | 0 | 0 | 0
IGCC | 0 | 0 | 0 | 0 | 0 | 0
DemandResponse | 0 | 0 | 0 | 0 | 0 | 0
IGCC-CCS | 0 | 0 | 0 | 0 | 0 | 0
WT_off | 0 | 0 | 0 | 0 | 0 | 0
PseudoUnit | 0 | 0 | 0 | 0 | 0 | 0
FixedInterchange | 0 | 0 | 0 | 0 | 0 | 0
New Build Capacity by Reporting Type: MISO_W
ReportingType | 2015 | 2020 | 2025 | 2030 | 2035 | 2040
BM | 0 | 0 | 0 | 0 | 0 | 0
CC | 0 | 0 | 0 | 0 | 0 | 0
CSP | 0 | 0 | 0 | 0 | 0 | 0
CT | 0 | 0 | 0 | 0 | 0 | 0
Coal | 0 | 0 | 0 | 0 | 235.02 | 4346.17
Geo | 0 | 0 | 0 | 0 | 0 | 0
H | 0 | 0 | 0 | 0 | 0 | 0
LFG | 0 | 0 | 71.67 | 0 | 0 | 0
Nuc | 94.33 | 0 | 0 | 0 | 0 | 0
PS | 0 | 0 | 0 | 0 | 0 | 0
PV | 0 | 0 | 0 | 0 | 0 | 0
PeakG | 0 | 0 | 0 | 0 | 0 | 0
PeakO | 0 | 0 | 0 | 0 | 0 | 0
ST | 0 | 0 | 0 | 0 | 0 | 0
STOG | 0 | 0 | 0 | 0 | 0 | 0
STWD | 0 | 0 | 0 | 0 | 0 | 0
WT | 2800.5 | 915.44 | 2161.84 | 208.99 | 0 | 0
IGCC | 0 | 0 | 0 | 0 | 0 | 0
DemandResponse | 0 | 0 | 0 | 0 | 0 | 0
IGCC-CCS | 0 | 0 | 0 | 0 | 0 | 0
WT_off | 0 | 0 | 0 | 0 | 0 | 0
PseudoUnit | 0 | 0 | 0 | 0 | 0 | 0
FixedInterchange | 0 | 0 | 0 | 0 | 0 | 0
New Build Capacity by Reporting Type: MISO_WUMS
ReportingType | 2015 | 2020 | 2025 | 2030 | 2035 | 2040
BM | 0 | 0 | 0 | 0 | 0 | 0
CC | 0 | 0 | 0 | 0 | 0 | 0
CSP | 0 | 0 | 0 | 0 | 0 | 0
CT | 0 | 0 | 0 | 0 | 0 | 0
Coal | 615 | 0 | 0 | 0 | 0 | 0
Geo | 0 | 0 | 0 | 0 | 0 | 0
H | 0 | 0 | 0 | 1 | 0 | 0
LFG | 0 | 0 | 223.33 | 0 | 0 | 0
Nuc | 235 | 0 | 0 | 0 | 0 | 0
PS | 0 | 0 | 0 | 0 | 0 | 0
PV | 0 | 0 | 0 | 0 | 0 | 0
PeakG | 0 | 0 | 0 | 0 | 0 | 0
PeakO | 0 | 0 | 0 | 0 | 0 | 0
ST | 0 | 0 | 0 | 0 | 0 | 0
STOG | 0 | 0 | 0 | 0 | 0 | 0
STWD | 0 | 0 | 0 | 0 | 0 | 0
WT | 968.9 | 0 | 0 | 0 | 0 | 0
IGCC | 0 | 0 | 0 | 0 | 0 | 0
DemandResponse | 0 | 0 | 0 | 0 | 0 | 0
IGCC-CCS | 0 | 0 | 0 | 0 | 0 | 0
WT_off | 0 | 0 | 0 | 0 | 0 | 0
PseudoUnit | 0 | 0 | 0 | 0 | 0 | 0
FixedInterchange | 0 | 0 | 0 | 0 | 0 | 0
New Build Capacity by Reporting Type: Nebraska
ReportingType | 2015 | 2020 | 2025 | 2030 | 2035 | 2040
BM | 0 | 0 | 0 | 0 | 0 | 0
CC | 0 | 0 | 0 | 0 | 0 | 0
CSP | 0 | 0 | 0 | 0 | 0 | 0
CT | 0 | 0 | 0 | 0 | 0 | 0
Coal | 232.1 | 0 | 0 | 0 | 0 | 0
Geo | 0 | 0 | 0 | 0 | 0 | 0
H | 0 | 0 | 0 | 0 | 0 | 0
LFG | 0 | 0 | 0 | 71.67 | 0 | 0
Nuc | 0 | 0 | 0 | 0 | 0 | 0
PS | 0 | 0 | 0 | 0 | 0 | 0
PV | 0 | 0 | 0 | 0 | 0 | 0
PeakG | 0 | 0 | 0 | 0 | 0 | 0
PeakO | 0 | 0 | 0 | 0 | 0 | 0
ST | 0 | 0 | 0 | 0 | 0 | 0
STOG | 0 | 0 | 0 | 0 | 0 | 0
STWD | 0 | 0 | 0 | 0 | 0 | 0
WT | 202 | 0 | 0 | 0 | 0 | 0
IGCC | 0 | 0 | 0 | 0 | 0 | 0
DemandResponse | 0 | 0 | 0 | 0 | 0 | 0
IGCC-CCS | 0 | 0 | 0 | 0 | 0 | 0
WT_off | 0 | 0 | 0 | 0 | 0 | 0
PseudoUnit | 0 | 0 | 0 | 0 | 0 | 0
FixedInterchange | 0 | 0 | 0 | 0 | 0 | 0
New Build Capacity by Reporting Type: NEISO
ReportingType | 2015 | 2020 | 2025 | 2030 | 2035 | 2040
BM | 252.2 | 0 | 0 | 0 | 0 | 0
CC | 2049.5 | 0 | 0 | 0 | 0 | 0
CSP | 0 | 0 | 0 | 0 | 0 | 0
CT | 334 | 0 | 0 | 0 | 0 | 0
Coal | 0 | 0 | 0 | 0 | 0 | 0
Geo | 0 | 0 | 0 | 0 | 0 | 0
H | 0 | 0 | 0 | 0 | 0 | 0
LFG | 49.26 | 0 | 69.74 | 0 | 0 | 0
Nuc | 0 | 0 | 0 | 0 | 0 | 0
PS | 0 | 0 | 0 | 0 | 0 | 0
PV | 0 | 268.61 | 0 | 0 | 0 | 0
PeakG | 0 | 0 | 0 | 0 | 0 | 0
PeakO | 0 | 0 | 0 | 0 | 0 | 0
ST | 0 | 0 | 0 | 0 | 0 | 0
STOG | 0 | 0 | 0 | 0 | 0 | 0
STWD | 0 | 0 | 0 | 0 | 0 | 0
WT | 231.2 | 2482.72 | 971.1 | 590.97 | 5.62 | 0
IGCC | 0 | 0 | 0 | 0 | 0 | 0
DemandResponse | 0 | 0 | 0 | 0 | 0 | 0
IGCC-CCS | 0 | 0 | 0 | 0 | 0 | 0
WT_off | 468 | 0 | 0 | 0 | 0 | 0
PseudoUnit | 0 | 0 | 0 | 0 | 0 | 0
FixedInterchange | 0 | 0 | 0 | 0 | 0 | 0
New Build Capacity by Reporting Type: NonRTO_Midwest
ReportingType | 2015 | 2020 | 2025 | 2030 | 2035 | 2040
BM | 0 | 0 | 0 | 0 | 0 | 0
CC | 0 | 0 | 0 | 0 | 0 | 0
CSP | 0 | 0 | 0 | 0 | 0 | 0
CT | 0 | 0 | 0 | 0 | 0 | 0
Coal | 0 | 0 | 0 | 0 | 0 | 0
Geo | 0 | 0 | 0 | 0 | 0 | 0
H | 0 | 0 | 0 | 0 | 0 | 0
LFG | 0 | 0 | 0 | 160.25 | 0 | 0
Nuc | 0 | 0 | 0 | 0 | 0 | 0
PS | 0 | 0 | 0 | 0 | 0 | 0
PV | 0 | 0 | 0 | 0 | 0 | 0
PeakG | 0 | 0 | 0 | 0 | 0 | 0
PeakO | 0 | 0 | 0 | 0 | 0 | 0
ST | 0 | 0 | 0 | 0 | 0 | 0
STOG | 0 | 0 | 0 | 0 | 0 | 0
STWD | 0 | 0 | 0 | 0 | 0 | 0
WT | 0 | 0 | 0 | 0 | 0 | 0
IGCC | 0 | 0 | 0 | 0 | 0 | 0
DemandResponse | 0 | 0 | 0 | 0 | 0 | 0
IGCC-CCS | 0 | 0 | 0 | 0 | 0 | 0
WT_off | 0 | 0 | 0 | 0 | 0 | 0
PseudoUnit | 0 | 0 | 0 | 0 | 0 | 0
FixedInterchange | 0 | 0 | 0 | 0 | 0 | 0
New Build Capacity by Reporting Type: NYISO_A-F
ReportingType | 2015 | 2020 | 2025 | 2030 | 2035 | 2040
BM | 0 | 0 | 0 | 0 | 0 | 0
CC | 639 | 0 | 0 | 0 | 0 | 0
CSP | 0 | 0 | 0 | 0 | 0 | 0
CT | 0 | 0 | 0 | 0 | 0 | 0
Coal | 0 | 0 | 0 | 0 | 0 | 0
Geo | 0 | 0 | 0 | 0 | 0 | 0
H | 0 | 0 | 0 | 0 | 0 | 0
LFG | 6.4 | 0 | 0 | 67.93 | 0 | 0
Nuc | 168 | 0 | 0 | 0 | 0 | 0
PS | 0 | 0 | 0 | 0 | 0 | 0
PV | 0 | 0 | 0 | 0 | 0 | 0
PeakG | 0 | 0 | 0 | 0 | 0 | 0
PeakO | 0 | 0 | 0 | 0 | 0 | 0
ST | 0 | 0 | 0 | 0 | 0 | 0
STOG | 0 | 0 | 0 | 0 | 0 | 0
STWD | 0 | 0 | 0 | 0 | 0 | 0
WT | 2476.3 | 709.8 | 0 | 0 | 0 | 0
IGCC | 0 | 0 | 0 | 0 | 0 | 0
DemandResponse | 0 | 0 | 0 | 0 | 0 | 0
IGCC-CCS | 0 | 0 | 0 | 0 | 0 | 0
WT_off | 0 | 0 | 0 | 0 | 0 | 0
PseudoUnit | 0 | 0 | 0 | 0 | 0 | 0
FixedInterchange | 0 | 0 | 0 | 0 | 0 | 0
New Build Capacity by Reporting Type: NYISO_G-I
ReportingType | 2015 | 2020 | 2025 | 2030 | 2035 | 2040
BM | 0 | 0 | 0 | 0 | 0 | 0
CC | 0 | 0 | 0 | 0 | 554.52 | 1379.11
CSP | 0 | 0 | 0 | 0 | 0 | 0
CT | 0 | 0 | 0 | 0 | 0 | 0
Coal | 0 | 0 | 0 | 0 | 0 | 0
Geo | 0 | 0 | 0 | 0 | 0 | 0
H | 0 | 0 | 0 | 0 | 0 | 0
LFG | 0 | 0 | 0 | 74.33 | 0 | 0
Nuc | 0 | 0 | 0 | 0 | 0 | 0
PS | 0 | 0 | 0 | 0 | 0 | 0
PV | 0 | 0 | 0 | 0 | 0 | 0
PeakG | 0 | 0 | 0 | 0 | 0 | 0
PeakO | 0 | 0 | 0 | 0 | 0 | 0
ST | 0 | 0 | 0 | 0 | 0 | 0
STOG | 0 | 0 | 0 | 0 | 0 | 0
STWD | 0 | 0 | 0 | 0 | 0 | 0
WT | 0 | 60 | 0 | 0 | 0 | 0
IGCC | 0 | 0 | 0 | 0 | 0 | 0
DemandResponse | 0 | 0 | 0 | 0 | 0 | 0
IGCC-CCS | 0 | 0 | 0 | 0 | 0 | 0
WT_off | 0 | 0 | 0 | 0 | 0 | 0
PseudoUnit | 0 | 0 | 0 | 0 | 0 | 0
FixedInterchange | 0 | 0 | 0 | 0 | 0 | 0
New Build Capacity by Reporting Type: NYISO_J-K
ReportingType | 2015 | 2020 | 2025 | 2030 | 2035 | 2040
BM | 0 | 0 | 0 | 0 | 0 | 0
CC | 1175.4 | 0 | 0 | 0 | 0 | 0
CSP | 0 | 0 | 0 | 0 | 0 | 0
CT | 0 | 0 | 0 | 0 | 0 | 0
Coal | 0 | 0 | 0 | 0 | 0 | 0
Geo | 0 | 0 | 0 | 0 | 0 | 0
H | 0 | 0 | 0 | 0 | 0 | 0
LFG | 0 | 0 | 0 | 74.33 | 0 | 0
Nuc | 0 | 0 | 0 | 0 | 0 | 0
PS | 0 | 0 | 0 | 0 | 0 | 0
PV | 32 | 0 | 0 | 0 | 0 | 0
PeakG | 0 | 0 | 0 | 0 | 0 | 0
PeakO | 0 | 0 | 0 | 0 | 0 | 0
ST | 0 | 0 | 0 | 0 | 0 | 0
STOG | 0 | 0 | 0 | 0 | 0 | 0
STWD | 0 | 0 | 0 | 0 | 0 | 0
WT | 0 | 0 | 0 | 0 | 0 | 0
IGCC | 0 | 0 | 0 | 0 | 0 | 0
DemandResponse | 0 | 0 | 0 | 0 | 0 | 0
IGCC-CCS | 0 | 0 | 0 | 0 | 0 | 0
WT_off | 0 | 0 | 0 | 0 | 0 | 0
PseudoUnit | 0 | 0 | 0 | 0 | 0 | 0
FixedInterchange | 0 | 0 | 0 | 0 | 0 | 0
New Build Capacity by Reporting Type: PJM_E
ReportingType | 2015 | 2020 | 2025 | 2030 | 2035 | 2040
BM | 30 | 0 | 0 | 0 | 0 | 0
CC | 4634.3 | 0 | 0 | 0 | 0 | 0
CSP | 0 | 0 | 0 | 0 | 0 | 0
CT | 26.2 | 0 | 0 | 0 | 0 | 0
Coal | 27 | 0 | 0 | 0 | 0 | 0
Geo | 0 | 0 | 0 | 0 | 0 | 0
H | 0 | 0 | 0 | 0 | 0 | 0
LFG | 9.1 | 125.94 | 6.96 | 0 | 0 | 0
Nuc | 38 | 0 | 0 | 0 | 0 | 0
PS | 0 | 0 | 0 | 0 | 0 | 0
PV | 25.45 | 0 | 0 | 0 | 0 | 0
PeakG | 0 | 0 | 0 | 0 | 0 | 0
PeakO | 0 | 0 | 0 | 0 | 0 | 0
ST | 0 | 0 | 0 | 0 | 0 | 0
STOG | 0 | 0 | 0 | 0 | 0 | 0
STWD | 0 | 0 | 0 | 0 | 0 | 0
WT | 1150 | 0 | 0 | 0 | 0 | 0
IGCC | 0 | 0 | 0 | 0 | 0 | 0
DemandResponse | 0 | 0 | 0 | 0 | 0 | 0
IGCC-CCS | 0 | 0 | 0 | 0 | 0 | 0
WT_off | 0 | 0 | 1100 | 0 | 0 | 0
PseudoUnit | 0 | 0 | 0 | 0 | 0 | 0
FixedInterchange | 0 | 0 | 0 | 0 | 0 | 0
New Build Capacity by Reporting Type: PJM_ROM
ReportingType | 2015 | 2020 | 2025 | 2030 | 2035 | 2040
BM | 18 | 0 | 0 | 0 | 0 | 0
CC | 1678.5 | 0 | 0 | 0 | 0 | 0
CSP | 0 | 0 | 0 | 0 | 0 | 0
CT | 16 | 0 | 0 | 0 | 0 | 0
Coal | 32.5 | 0 | 0 | 0 | 0 | 0
Geo | 0 | 0 | 0 | 0 | 0 | 0
H | 0 | 0 | 0 | 0 | 0 | 0
LFG | 18.9 | 265.1 | 0 | 0 | 0 | 0
Nuc | 0 | 0 | 0 | 0 | 0 | 0
PS | 0 | 0 | 0 | 0 | 0 | 0
PV | 0 | 1306.56 | 731.33 | 128.23 | 6.34 | 10.87
PeakG | 0 | 0 | 0 | 0 | 0 | 0
PeakO | 0 | 0 | 0 | 0 | 0 | 0
ST | 0 | 0 | 0 | 0 | 0 | 0
STOG | 0 | 0 | 0 | 0 | 0 | 0
STWD | 0 | 0 | 0 | 0 | 0 | 0
WT | 479.8 | 0 | 750.2 | 0 | 3456.58 | 232.36
IGCC | 0 | 0 | 0 | 0 | 0 | 0
DemandResponse | 0 | 0 | 0 | 0 | 0 | 0
IGCC-CCS | 0 | 0 | 0 | 0 | 0 | 0
WT_off | 0 | 0 | 0 | 0 | 0 | 0
PseudoUnit | 0 | 0 | 0 | 0 | 0 | 0
FixedInterchange | 0 | 0 | 0 | 0 | 0 | 0
New Build Capacity by Reporting Type: PJM_ROR
ReportingType | 2015 | 2020 | 2025 | 2030 | 2035 | 2040
BM | 385 | 0 | 0 | 0 | 0 | 0
CC | 3077 | 120 | 0 | 0 | 0 | 0
CSP | 0 | 0 | 0 | 0 | 0 | 0
CT | 29 | 0 | 0 | 0 | 0 | 0
Coal | 2164 | 0 | 0 | 0 | 0 | 0
Geo | 0 | 0 | 0 | 0 | 0 | 0
H | 0 | 0 | 503 | 0 | 0 | 0
LFG | 57.4 | 0 | 513.71 | 0 | 0 | 0
Nuc | 38 | 0 | 0 | 0 | 0 | 0
PS | 0 | 0 | 0 | 0 | 0 | 0
PV | 0 | 0 | 0 | 0 | 0 | 0
PeakG | 0 | 0 | 0 | 0 | 0 | 0
PeakO | 0 | 0 | 0 | 0 | 0 | 0
ST | 0 | 0 | 0 | 0 | 0 | 0
STOG | 0 | 0 | 0 | 0 | 0 | 0
STWD | 0 | 0 | 0 | 0 | 0 | 0
WT | 8325.7 | 0 | 191.7 | 0 | 0 | 0
IGCC | 0 | 0 | 0 | 0 | 0 | 0
DemandResponse | 0 | 0 | 0 | 0 | 0 | 0
IGCC-CCS | 0 | 0 | 0 | 0 | 0 | 0
WT_off | 0 | 0 | 0 | 0 | 0 | 0
PseudoUnit | 0 | 0 | 0 | 0 | 0 | 0
FixedInterchange | 0 | 0 | 0 | 0 | 0 | 0
New Build Capacity by Reporting Type: SOCO
ReportingType | 2015 | 2020 | 2025 | 2030 | 2035 | 2040
BM | 55 | 0 | 0 | 0 | 0 | 0
CC | 5026.9 | 187 | 0 | 0 | 0 | 0
CSP | 0 | 0 | 0 | 0 | 0 | 0
CT | 0 | 0 | 0 | 0 | 0 | 0
Coal | 0 | 0 | 0 | 0 | 0 | 9179.46
Geo | 0 | 0 | 0 | 0 | 0 | 0
H | 0 | 0 | 0 | 0 | 0 | 0
LFG | 0 | 0 | 107.4 | 0 | 0 | 0
Nuc | 70 | 2200 | 0 | 0 | 0 | 0
PS | 0 | 0 | 0 | 0 | 0 | 0
PV | 0 | 0 | 0 | 0 | 0 | 0
PeakG | 0 | 0 | 0 | 0 | 0 | 0
PeakO | 0 | 0 | 0 | 0 | 0 | 0
ST | 0 | 0 | 0 | 0 | 0 | 0
STOG | 0 | 0 | 0 | 0 | 0 | 0
STWD | 0 | 0 | 0 | 0 | 0 | 0
WT | 0 | 0 | 0 | 0 | 0 | 0
IGCC | 0 | 0 | 0 | 0 | 0 | 0
DemandResponse | 0 | 0 | 0 | 0 | 0 | 0
IGCC-CCS | 0 | 0 | 0 | 0 | 0 | 0
WT_off | 0 | 0 | 0 | 0 | 0 | 0
PseudoUnit | 0 | 0 | 0 | 0 | 0 | 0
FixedInterchange | 0 | 0 | 0 | 0 | 0 | 0
New Build Capacity by Reporting Type: SPP_N
ReportingType | 2015 | 2020 | 2025 | 2030 | 2035 | 2040
BM | 0 | 0 | 0 | 0 | 0 | 0
CC | 0 | 0 | 0 | 0 | 0 | 0
CSP | 0 | 0 | 0 | 0 | 0 | 0
CT | 0 | 0 | 0 | 0 | 0 | 0
Coal | 465.04 | 0 | 0 | 0 | 0 | 0
Geo | 0 | 0 | 0 | 0 | 0 | 0
H | 0 | 0 | 0 | 0 | 0 | 0
LFG | 0 | 0 | 95 | 0 | 0 | 0
Nuc | 0 | 0 | 0 | 0 | 0 | 0
PS | 0 | 0 | 0 | 0 | 0 | 0
PV | 0 | 0 | 0 | 0 | 0 | 0
PeakG | 0 | 0 | 0 | 0 | 0 | 0
PeakO | 0 | 0 | 0 | 0 | 0 | 0
ST | 0 | 0 | 0 | 0 | 0 | 0
STOG | 0 | 0 | 0 | 0 | 0 | 0
STWD | 0 | 0 | 0 | 0 | 0 | 0
WT | 0 | 0 | 0 | 0 | 4507.04 | 0
IGCC | 0 | 0 | 0 | 0 | 0 | 0
DemandResponse | 0 | 0 | 0 | 0 | 0 | 0
IGCC-CCS | 0 | 0 | 0 | 0 | 0 | 0
WT_off | 0 | 0 | 0 | 0 | 0 | 0
PseudoUnit | 0 | 0 | 0 | 0 | 0 | 0
FixedInterchange | 0 | 0 | 0 | 0 | 0 | 0
New Build Capacity by Reporting Type: SPP_S
ReportingType | 2015 | 2020 | 2025 | 2030 | 2035 | 2040
BM | 0 | 0 | 0 | 0 | 0 | 0
CC | 0 | 0 | 0 | 0 | 0 | 0
CSP | 0 | 0 | 0 | 0 | 0 | 0
CT | 412.99 | 300 | 0 | 0 | 0 | 0
Coal | 988 | 0 | 0 | 0 | 0 | 0
Geo | 0 | 0 | 0 | 0 | 0 | 0
H | 0 | 0 | 0 | 0 | 0 | 0
LFG | 0 | 0 | 0 | 95 | 0 | 0
Nuc | 0 | 0 | 0 | 0 | 0 | 0
PS | 0 | 0 | 0 | 0 | 0 | 0
PV | 0 | 0 | 0 | 0 | 0 | 0
PeakG | 0 | 0 | 0 | 0 | 0 | 0
PeakO | 0 | 0 | 0 | 0 | 0 | 0
ST | 0 | 0 | 0 | 0 | 0 | 0
STOG | 0 | 0 | 0 | 0 | 0 | 0
STWD | 0 | 0 | 0 | 0 | 0 | 0
WT | 430 | 1884.53 | 0 | 0 | 7319.3 | 648.39
IGCC | 0 | 0 | 0 | 0 | 0 | 0
DemandResponse | 0 | 0 | 0 | 0 | 0 | 0
IGCC-CCS | 0 | 0 | 0 | 0 | 0 | 0
WT_off | 0 | 0 | 0 | 0 | 0 | 0
PseudoUnit | 0 | 0 | 0 | 0 | 0 | 0
FixedInterchange | 0 | 0 | 0 | 0 | 0 | 0
New Build Capacity by Reporting Type: TVA
ReportingType | 2015 | 2020 | 2025 | 2030 | 2035 | 2040
BM | 0 | 0 | 0 | 0 | 0 | 0
CC | 1418 | 0 | 0 | 0 | 0 | 0
CSP | 0 | 0 | 0 | 0 | 0 | 0
CT | 0 | 0 | 0 | 0 | 0 | 0
Coal | 0 | 0 | 0 | 0 | 0 | 2074.35
Geo | 0 | 0 | 0 | 0 | 0 | 0
H | 0 | 0 | 0 | 0 | 0 | 0
LFG | 0 | 0 | 65.89 | 41.51 | 0 | 0
Nuc | 1697.89 | 0 | 0 | 0 | 0 | 0
PS | 0 | 0 | 0 | 0 | 0 | 0
PV | 0 | 0 | 0 | 0 | 0 | 0
PeakG | 0 | 0 | 0 | 0 | 0 | 0
PeakO | 0 | 0 | 0 | 0 | 0 | 0
ST | 0 | 0 | 0 | 0 | 0 | 0
STOG | 0 | 0 | 0 | 0 | 0 | 0
STWD | 0 | 0 | 0 | 0 | 0 | 0
WT | 0 | 0 | 0 | 0 | 0 | 0
IGCC | 0 | 0 | 0 | 0 | 0 | 0
DemandResponse | 0 | 0 | 0 | 0 | 0 | 0
IGCC-CCS | 0 | 0 | 0 | 0 | 0 | 0
WT_off | 0 | 0 | 0 | 0 | 0 | 0
PseudoUnit | 0 | 0 | 0 | 0 | 0 | 0
FixedInterchange | 0 | 0 | 0 | 0 | 0 | 0
New Build Capacity by Reporting Type: TVA_Transmission
ReportingType | 2015 | 2020 | 2025 | 2030 | 2035 | 2040
BM | 0 | 0 | 0 | 0 | 0 | 0
CC | 0 | 0 | 0 | 0 | 0 | 0
CSP | 0 | 0 | 0 | 0 | 0 | 0
CT | 0 | 0 | 0 | 0 | 0 | 0
Coal | 0 | 0 | 0 | 0 | 0 | 0
Geo | 0 | 0 | 0 | 0 | 0 | 0
H | 0 | 0 | 0 | 0 | 0 | 0
LFG | 0 | 0 | 0 | 0 | 0 | 0
Nuc | 0 | 0 | 0 | 0 | 0 | 0
PS | 0 | 0 | 0 | 0 | 0 | 0
PV | 0 | 0 | 0 | 0 | 0 | 0
PeakG | 0 | 0 | 0 | 0 | 0 | 0
PeakO | 0 | 0 | 0 | 0 | 0 | 0
ST | 0 | 0 | 0 | 0 | 0 | 0
STOG | 0 | 0 | 0 | 0 | 0 | 0
STWD | 0 | 0 | 0 | 0 | 0 | 0
WT | 0 | 0 | 0 | 0 | 0 | 0
IGCC | 0 | 0 | 0 | 0 | 0 | 0
DemandResponse | 0 | 0 | 0 | 0 | 0 | 0
IGCC-CCS | 0 | 0 | 0 | 0 | 0 | 0
WT_off | 0 | 0 | 0 | 0 | 0 | 0
PseudoUnit | 0 | 0 | 0 | 0 | 0 | 0
FixedInterchange | 0 | 0 | 0 | 0 | 0 | 0
New Build Capacity by Reporting Type: VACAR
ReportingType | 2015 | 2020 | 2025 | 2030 | 2035 | 2040
BM | 0.92 | 156.32 | 308.7 | 40.72 | 0 | 22.12
CC | 3037.5 | 0 | 0 | 0 | 0 | 0
CSP | 0 | 0 | 0 | 0 | 0 | 0
CT | 717.2 | 0 | 0 | 0 | 0 | 0
Coal | 825 | 0 | 0 | 0 | 0 | 213.06
Geo | 0 | 0 | 0 | 0 | 0 | 0
H | 0 | 0 | 0 | 0 | 0 | 0
LFG | 0.34 | 107.06 | 0 | 0 | 0 | 0
Nuc | 0 | 2330 | 0 | 0 | 0 | 0
PS | 0 | 0 | 0 | 0 | 0 | 0
PV | 0 | 121.3 | 0 | 0.59 | 1.27 | 1.39
PeakG | 0 | 0 | 0 | 0 | 0 | 0
PeakO | 0 | 0 | 0 | 0 | 0 | 0
ST | 0 | 0 | 0 | 0 | 0 | 0
STOG | 0 | 0 | 0 | 0 | 0 | 0
STWD | 0 | 0 | 0 | 0 | 0 | 0
WT | 0.9 | 3499.1 | 0 | 0 | 0 | 0
IGCC | 0 | 0 | 0 | 0 | 0 | 0
DemandResponse | 0 | 0 | 0 | 0 | 0 | 0
IGCC-CCS | 0 | 0 | 0 | 0 | 0 | 0
WT_off | 1 | 0 | 0 | 0 | 0 | 0
PseudoUnit | 0 | 0 | 0 | 0 | 0 | 0
FixedInterchange | 0 | 0 | 0 | 0 | 0 | 0
New Build Capacity by Reporting Type: IESO
ReportingType | 2015 | 2020 | 2025 | 2030 | 2035 | 2040
BM | 326.33 | 0 | 0 | 0 | 0 | 0
CC | 1263 | 0 | 0 | 0 | 0 | 0
CSP | 0 | 0 | 0 | 0 | 0 | 0
CT | 368 | 0 | 0 | 0 | 0 | 0
Coal | 0 | 0 | 0 | 0 | 0 | 0
Geo | 0 | 0 | 0 | 0 | 0 | 0
H | 0 | 0 | 0 | 0 | 0 | 0
LFG | 14.5 | 0 | 0 | 0 | 0 | 0.5
Nuc | 0 | 0 | 0 | 0 | 0 | 0
PS | 0 | 0 | 0 | 0 | 0 | 0
PV | 1067.26 | 0 | 0 | 0 | 0 | 0
PeakG | 0 | 0 | 0 | 0 | 0 | 0
PeakO | 0 | 0 | 0 | 0 | 0 | 0
ST | 0 | 0 | 0 | 0 | 0 | 0
STOG | 0 | 0 | 0 | 0 | 0 | 0
STWD | 0 | 0 | 0 | 0 | 0 | 0
WT | 2105.9 | 0 | 0 | 0 | 0 | 0
IGCC | 0 | 0 | 0 | 0 | 0 | 0
DemandResponse | 0 | 0 | 0 | 0 | 0 | 0
IGCC-CCS | 0 | 0 | 0 | 0 | 0 | 0
WT_off | 0 | 0 | 0 | 0 | 0 | 0
PseudoUnit | 0 | 0 | 0 | 0 | 0 | 0
FixedInterchange | 0 | 0 | 0 | 0 | 0 | 0
New Build Capacity by Reporting Type: MAPP_CA
ReportingType | 2015 | 2020 | 2025 | 2030 | 2035 | 2040
BM | 0 | 0 | 0 | 0 | 0 | 0
CC | 32.15 | 0 | 0 | 0 | 0 | 0
CSP | 0 | 0 | 0 | 0 | 0 | 0
CT | 0 | 0 | 0 | 0 | 0 | 0
Coal | 0 | 0 | 0 | 0 | 0 | 0
Geo | 0 | 0 | 0 | 0 | 0 | 0
H | 0 | 0 | 0 | 0 | 1491 | 1161.62
LFG | 0 | 0 | 0 | 0 | 0 | 0
Nuc | 0 | 0 | 0 | 0 | 0 | 0
PS | 0 | 0 | 0 | 0 | 0 | 0
PV | 0 | 0 | 0 | 0 | 0 | 0
PeakG | 0 | 0 | 0 | 0 | 0 | 0
PeakO | 0 | 0 | 0 | 0 | 0 | 0
ST | 0 | 0 | 0 | 0 | 0 | 0
STOG | 0 | 0 | 0 | 0 | 0 | 0
STWD | 0 | 0 | 0 | 0 | 0 | 0
WT | 302.4 | 0 | 0 | 0 | 0 | 0
IGCC | 0 | 0 | 0 | 0 | 0 | 0
DemandResponse | 0 | 0 | 0 | 0 | 0 | 0
IGCC-CCS | 0 | 0 | 0 | 0 | 0 | 0
WT_off | 0 | 0 | 0 | 0 | 0 | 0
PseudoUnit | 0 | 0 | 0 | 0 | 0 | 0
FixedInterchange | 0 | 0 | 0 | 0 | 0 | 0
New Build Capacity by Reporting Type: AZ_NM_SNV_Coal
ReportingType | 2015 | 2020 | 2025 | 2030 | 2035 | 2040
BM | 0 | 0 | 0 | 0 | 0 | 0
CC | 0 | 0 | 0 | 0 | 0 | 0
CSP | 0 | 0 | 0 | 0 | 0 | 0
CT | 0 | 0 | 0 | 0 | 0 | 0
Coal | 0 | 0 | 0 | 0 | 231.7 | 4510.29
Geo | 0 | 0 | 0 | 0 | 0 | 0
H | 0 | 0 | 0 | 0 | 0 | 0
LFG | 0 | 0 | 0 | 0 | 0 | 0
Nuc | 0 | 0 | 0 | 0 | 0 | 0
PS | 0 | 0 | 0 | 0 | 0 | 0
PV | 0 | 0 | 0 | 0 | 0 | 0
PeakG | 0 | 0 | 0 | 0 | 0 | 0
PeakO | 0 | 0 | 0 | 0 | 0 | 0
ST | 0 | 0 | 0 | 0 | 0 | 0
STOG | 0 | 0 | 0 | 0 | 0 | 0
STWD | 0 | 0 | 0 | 0 | 0 | 0
WT | 0 | 0 | 0 | 0 | 0 | 0
IGCC | 0 | 0 | 0 | 0 | 0 | 0
DemandResponse | 0 | 0 | 0 | 0 | 0 | 0
IGCC-CCS | 0 | 0 | 0 | 0 | 0 | 0
WT_off | 0 | 0 | 0 | 0 | 0 | 0
PseudoUnit | 0 | 0 | 0 | 0 | 0 | 0
FixedInterchange | 0 | 0 | 0 | 0 | 0 | 0
New Build Capacity by Reporting Type: AZ_NM_SNV_Gas
ReportingType | 2015 | 2020 | 2025 | 2030 | 2035 | 2040
BM | 0 | 0 | 0 | 0 | 0 | 0
CC | 668 | 0 | 0 | 0 | 0 | 0
CSP | 0 | 0 | 0 | 0 | 0 | 0
CT | 736 | 0 | 0 | 0 | 0 | 0
Coal | 0 | 0 | 0 | 0 | 0 | 0
Geo | 0 | 0 | 0 | 0 | 0 | 0
H | 0 | 0 | 0 | 0 | 0 | 0
LFG | 0 | 0 | 0 | 0 | 0 | 0
Nuc | 0 | 0 | 0 | 0 | 0 | 0
PS | 0 | 0 | 0 | 0 | 0 | 0
PV | 0 | 0 | 0 | 0 | 0 | 0
PeakG | 0 | 0 | 0 | 0 | 0 | 0
PeakO | 0 | 0 | 0 | 0 | 0 | 0
ST | 0 | 0 | 0 | 0 | 0 | 0
STOG | 0 | 0 | 0 | 0 | 0 | 0
STWD | 0 | 0 | 0 | 0 | 0 | 0
WT | 0 | 0 | 0 | 0 | 0 | 0
IGCC | 0 | 0 | 0 | 0 | 0 | 0
DemandResponse | 0 | 0 | 0 | 0 | 0 | 0
IGCC-CCS | 0 | 0 | 0 | 0 | 0 | 0
WT_off | 0 | 0 | 0 | 0 | 0 | 0
PseudoUnit | 0 | 0 | 0 | 0 | 0 | 0
FixedInterchange | 0 | 0 | 0 | 0 | 0 | 0
New Build Capacity by Reporting Type: AZ_NM_SNV_NucRenew
ReportingType | 2015 | 2020 | 2025 | 2030 | 2035 | 2040
BM | 0 | 0 | 0 | 0 | 0 | 0
CC | 0 | 0 | 0 | 0 | 0 | 0
CSP | 0 | 0 | 0 | 0 | 0 | 0
CT | 0 | 0 | 0 | 0 | 0 | 0
Coal | 0 | 0 | 0 | 0 | 0 | 0
Geo | 0 | 0 | 1450 | 0 | 0 | 0
H | 0 | 0 | 0 | 0 | 0 | 0
LFG | 0 | 60.67 | 0 | 0 | 0 | 0
Nuc | 0 | 0 | 0 | 0 | 0 | 0
PS | 0 | 0 | 0 | 0 | 0 | 0
PV | 95.7 | 0 | 0 | 0 | 0 | 0
PeakG | 0 | 0 | 0 | 0 | 0 | 0
PeakO | 0 | 0 | 0 | 0 | 0 | 0
ST | 280 | 387.38 | 212.67 | 29.74 | 0 | 0
STOG | 0 | 0 | 0 | 0 | 0 | 0
STWD | 0 | 0 | 0 | 0 | 0 | 0
WT | 65.1 | 2878.6 | 0 | 67.96 | 0 | 0
IGCC | 0 | 0 | 0 | 0 | 0 | 0
DemandResponse | 0 | 0 | 0 | 0 | 0 | 0
IGCC-CCS | 0 | 0 | 0 | 0 | 0 | 0
WT_off | 0 | 0 | 0 | 0 | 0 | 0
PseudoUnit | 0 | 0 | 0 | 0 | 0 | 0
FixedInterchange | 0 | 0 | 0 | 0 | 0 | 0
New Build Capacity by Reporting Type: ERCOT
ReportingType | 2015 | 2020 | 2025 | 2030 | 2035 | 2040
BM | 145 | 0 | 0 | 0 | 0 | 0
CC | 275 | 0 | 0 | 0 | 0 | 0
CSP | 0 | 0 | 0 | 0 | 0 | 0
CT | 250 | 0 | 0 | 0 | 0 | 0
Coal | 2020 | 0 | 0 | 0 | 0 | 0
Geo | 0 | 0 | 0 | 0 | 0 | 0
H | 0 | 0 | 0 | 0 | 0 | 0
LFG | 0 | 0 | 354 | 0 | 0 | 0
Nuc | 0 | 0 | 0 | 0 | 0 | 0
PS | 0 | 0 | 0 | 0 | 0 | 0
PV | 14 | 0 | 0 | 0 | 0 | 0
PeakG | 0 | 0 | 0 | 0 | 0 | 0
PeakO | 0 | 0 | 0 | 0 | 0 | 0
ST | 0 | 0 | 0 | 0 | 0 | 0
STOG | 0 | 0 | 0 | 0 | 0 | 0
STWD | 0 | 0 | 0 | 0 | 0 | 0
WT | 350.1 | 0 | 0 | 0 | 0 | 15081.52
IGCC | 0 | 0 | 0 | 0 | 0 | 0
DemandResponse | 0 | 0 | 0 | 0 | 0 | 0
IGCC-CCS | 0 | 0 | 0 | 0 | 0 | 0
WT_off | 0 | 0 | 0 | 0 | 0 | 0
PseudoUnit | 0 | 0 | 0 | 0 | 0 | 0
FixedInterchange | 0 | 0 | 0 | 0 | 0 | 0
New Build Capacity by Reporting Type: NP15
ReportingType | 2015 | 2020 | 2025 | 2030 | 2035 | 2040
BM | 0 | 0 | 0 | 0 | 0 | 0
CC | 940 | 0 | 0 | 0 | 0 | 0
CSP | 0 | 0 | 0 | 0 | 0 | 0
CT | 212.6 | 0 | 0 | 0 | 0 | 0
Coal | 0 | 0 | 0 | 0 | 0 | 0
Geo | 0 | 559.3 | 40.7 | 0 | 0 | 0
H | 0 | 0 | 0 | 0 | 0 | 0
LFG | 0 | 565 | 0 | 0 | 0 | 0
Nuc | 0 | 0 | 0 | 0 | 0 | 0
PS | 0 | 0 | 0 | 0 | 0 | 0
PV | 6.5 | 0 | 0 | 0 | 0 | 0
PeakG | 0 | 0 | 0 | 0 | 0 | 0
PeakO | 0 | 0 | 0 | 0 | 0 | 0
ST | 29 | 0 | 0 | 0 | 0 | 0
STOG | 0 | 0 | 0 | 0 | 0 | 0
STWD | 0 | 0 | 0 | 0 | 0 | 0
WT | 101.2 | 0 | 0 | 0 | 0 | 0
IGCC | 0 | 0 | 0 | 0 | 0 | 0
DemandResponse | 0 | 0 | 0 | 0 | 0 | 0
IGCC-CCS | 0 | 0 | 0 | 0 | 0 | 0
WT_off | 0 | 0 | 0 | 0 | 0 | 0
PseudoUnit | 0 | 0 | 0 | 0 | 0 | 0
FixedInterchange | 0 | 0 | 0 | 0 | 0 | 0
New Build Capacity by Reporting Type: NWPP_Coal
ReportingType | 2015 | 2020 | 2025 | 2030 | 2035 | 2040
BM | 0 | 0 | 0 | 0 | 0 | 0
CC | 0 | 0 | 0 | 0 | 0 | 0
CSP | 0 | 0 | 0 | 0 | 0 | 0
CT | 0 | 0 | 0 | 0 | 0 | 0
Coal | 0 | 0 | 0 | 0 | 0 | 0
Geo | 0 | 0 | 0 | 0 | 0 | 0
H | 0 | 0 | 0 | 0 | 0 | 0
LFG | 0 | 0 | 0 | 0 | 0 | 0
Nuc | 0 | 0 | 0 | 0 | 0 | 0
PS | 0 | 0 | 0 | 0 | 0 | 0
PV | 0 | 0 | 0 | 0 | 0 | 0
PeakG | 0 | 0 | 0 | 0 | 0 | 0
PeakO | 0 | 0 | 0 | 0 | 0 | 0
ST | 0 | 0 | 0 | 0 | 0 | 0
STOG | 0 | 0 | 0 | 0 | 0 | 0
STWD | 0 | 0 | 0 | 0 | 0 | 0
WT | 0 | 0 | 0 | 0 | 0 | 0
IGCC | 0 | 0 | 0 | 0 | 0 | 0
DemandResponse | 0 | 0 | 0 | 0 | 0 | 0
IGCC-CCS | 0 | 0 | 0 | 0 | 0 | 0
WT_off | 0 | 0 | 0 | 0 | 0 | 0
PseudoUnit | 0 | 0 | 0 | 0 | 0 | 0
FixedInterchange | 0 | 0 | 0 | 0 | 0 | 0
New Build Capacity by Reporting Type: NWPP_Gas
ReportingType | 2015 | 2020 | 2025 | 2030 | 2035 | 2040
BM | 0 | 0 | 0 | 0 | 0 | 0
CC | 300 | 0 | 0 | 0 | 0 | 0
CSP | 0 | 0 | 0 | 0 | 0 | 0
CT | 150 | 0 | 0 | 0 | 0 | 0
Coal | 0 | 0 | 0 | 0 | 727.05 | 264.53
Geo | 0 | 0 | 0 | 0 | 0 | 0
H | 0 | 0 | 0 | 0 | 0 | 0
LFG | 0 | 0 | 0 | 0 | 0 | 0
Nuc | 0 | 0 | 0 | 0 | 0 | 0
PS | 0 | 0 | 0 | 0 | 0 | 0
PV | 0 | 0 | 0 | 0 | 0 | 0
PeakG | 0 | 0 | 0 | 0 | 0 | 0
PeakO | 0 | 0 | 0 | 0 | 0 | 0
ST | 0 | 0 | 0 | 0 | 0 | 0
STOG | 0 | 0 | 0 | 0 | 0 | 0
STWD | 0 | 0 | 0 | 0 | 0 | 0
WT | 0 | 0 | 0 | 0 | 0 | 0
IGCC | 0 | 0 | 0 | 0 | 0 | 0
DemandResponse | 0 | 0 | 0 | 0 | 0 | 0
IGCC-CCS | 0 | 0 | 0 | 0 | 0 | 0
WT_off | 0 | 0 | 0 | 0 | 0 | 0
PseudoUnit | 0 | 0 | 0 | 0 | 0 | 0
FixedInterchange | 0 | 0 | 0 | 0 | 0 | 0
New Build Capacity by Reporting Type: NWPP_NucRenew
ReportingType | 2015 | 2020 | 2025 | 2030 | 2035 | 2040
BM | 32.55 | 0 | 0 | 0 | 0 | 0
CC | 0 | 0 | 0 | 0 | 0 | 0
CSP | 0 | 0 | 0 | 0 | 0 | 0
CT | 0 | 0 | 0 | 0 | 0 | 0
Coal | 0 | 0 | 0 | 0 | 0 | 0
Geo | 86 | 0 | 434 | 0 | 0 | 0
H | 0 | 0 | 0 | 0 | 0 | 0
LFG | 25.5 | 244.5 | 0 | 0 | 0 | 0
Nuc | 0 | 0 | 0 | 0 | 0 | 0
PS | 0 | 0 | 0 | 0 | 0 | 0
PV | 0 | 0 | 0 | 0 | 0 | 0
PeakG | 0 | 0 | 0 | 0 | 0 | 0
PeakO | 0 | 0 | 0 | 0 | 0 | 0
ST | 0 | 0 | 0 | 0 | 0 | 0
STOG | 0 | 0 | 0 | 0 | 0 | 0
STWD | 0 | 0 | 0 | 0 | 0 | 0
WT | 977.3 | 0 | 0 | 0 | 0 | 0
IGCC | 0 | 0 | 0 | 0 | 0 | 0
DemandResponse | 0 | 0 | 0 | 0 | 0 | 0
IGCC-CCS | 0 | 0 | 0 | 0 | 0 | 0
WT_off | 0 | 0 | 0 | 0 | 0 | 0
PseudoUnit | 0 | 0 | 0 | 0 | 0 | 0
FixedInterchange | 0 | 0 | 0 | 0 | 0 | 0
New Build Capacity by Reporting Type: RMPA
ReportingType | 2015 | 2020 | 2025 | 2030 | 2035 | 2040
BM | 0 | 0 | 0 | 0 | 0 | 0
CC | 0 | 0 | 0 | 0 | 0 | 0
CSP | 0 | 0 | 0 | 0 | 0 | 0
CT | 152 | 0 | 0 | 0 | 0 | 0
Coal | 390 | 0 | 0 | 0 | 222.26 | 460.05
Geo | 0 | 65.7 | 2467.51 | 36.8 | 0 | 0
H | 0 | 0 | 0 | 0 | 0 | 0
LFG | 1.4 | 28.93 | 0 | 0 | 0 | 0
Nuc | 0 | 0 | 0 | 0 | 0 | 0
PS | 0 | 0 | 0 | 0 | 0 | 0
PV | 1 | 0 | 0 | 0 | 0 | 0
PeakG | 0 | 0 | 0 | 0 | 0 | 0
PeakO | 0 | 0 | 0 | 0 | 0 | 0
ST | 3 | 342.4 | 8.3 | 10.32 | 0 | 0
STOG | 0 | 0 | 0 | 0 | 0 | 0
STWD | 0 | 0 | 0 | 0 | 0 | 0
WT | 765.4 | 716.01 | 0 | 0 | 0 | 0
IGCC | 0 | 0 | 0 | 0 | 0 | 0
DemandResponse | 0 | 0 | 0 | 0 | 0 | 0
IGCC-CCS | 0 | 0 | 0 | 0 | 0 | 0
WT_off | 0 | 0 | 0 | 0 | 0 | 0
PseudoUnit | 0 | 0 | 0 | 0 | 0 | 0
FixedInterchange | 0 | 0 | 0 | 0 | 0 | 0
New Build Capacity by Reporting Type: SP15
ReportingType | 2015 | 2020 | 2025 | 2030 | 2035 | 2040
BM | 6 | 0 | 0 | 0 | 0 | 0
CC | 409.5 | 0 | 0 | 0 | 0 | 0
CSP | 0 | 0 | 0 | 0 | 0 | 0
CT | 0 | 0 | 0 | 0 | 0 | 0
Coal | 0 | 0 | 0 | 0 | 0 | 0
Geo | 50 | 1450 | 0 | 0 | 0 | 0
H | 0 | 0 | 0 | 0 | 0 | 0
LFG | 9.2 | 555.8 | 0 | 0 | 0 | 0
Nuc | 0 | 0 | 0 | 0 | 0 | 0
PS | 0 | 0 | 0 | 0 | 0 | 0
PV | 3.8 | 0 | 0 | 0 | 0 | 0
PeakG | 0 | 0 | 0 | 0 | 0 | 0
PeakO | 0 | 0 | 0 | 0 | 0 | 0
ST | 448 | 0 | 0 | 0 | 0 | 0
STOG | 0 | 0 | 0 | 0 | 0 | 0
STWD | 0 | 0 | 0 | 0 | 0 | 0
WT | 735 | 0 | 0 | 0 | 0 | 0
IGCC | 0 | 0 | 0 | 0 | 0 | 0
DemandResponse | 0 | 0 | 0 | 0 | 0 | 0
IGCC-CCS | 0 | 0 | 0 | 0 | 0 | 0
WT_off | 0 | 0 | 0 | 0 | 0 | 0
PseudoUnit | 0 | 0 | 0 | 0 | 0 | 0
FixedInterchange | 0 | 0 | 0 | 0 | 0 | 0
New Build Capacity by Reporting Type: ALB
ReportingType | 2015 | 2020 | 2025 | 2030 | 2035 | 2040
BM | 0 | 0 | 0 | 0 | 0 | 0
CC | 111.78 | 178.51 | 178.44 | 189.22 | 189.3 | 1500.6
CSP | 0 | 0 | 0 | 0 | 0 | 0
CT | 201.5 | 0 | 0 | 0 | 0 | 0
Coal | 495 | 0 | 0 | 0 | 0 | 0
Geo | 0 | 0 | 0 | 0 | 0 | 0
H | 0 | 0 | 0 | 0 | 0 | 0
LFG | 0 | 0 | 0 | 0 | 0 | 0
Nuc | 0 | 0 | 0 | 0 | 0 | 0
PS | 0 | 0 | 0 | 0 | 0 | 0
PV | 0 | 0 | 0 | 0 | 0 | 0
PeakG | 0 | 0 | 0 | 0 | 0 | 0
PeakO | 0 | 0 | 0 | 0 | 0 | 0
ST | 0 | 0 | 0 | 0 | 0 | 0
STOG | 0 | 0 | 0 | 0 | 0 | 0
STWD | 0 | 0 | 0 | 0 | 0 | 0
WT | 9 | 0 | 0 | 0 | 0 | 0
IGCC | 0 | 0 | 0 | 0 | 0 | 0
DemandResponse | 0 | 0 | 0 | 0 | 0 | 0
IGCC-CCS | 0 | 0 | 0 | 0 | 0 | 0
WT_off | 0 | 0 | 0 | 0 | 0 | 0
PseudoUnit | 0 | 0 | 0 | 0 | 0 | 0
FixedInterchange | 0 | 0 | 0 | 0 | 0 | 0
New Build Capacity by Reporting Type: BC
ReportingType | 2015 | 2020 | 2025 | 2030 | 2035 | 2040
BM | 0 | 0 | 0 | 0 | 0 | 0
CC | 559.58 | 0 | 0 | 16.05 | 220.21 | 0
CSP | 0 | 0 | 0 | 0 | 0 | 0
CT | 0 | 0 | 0 | 0 | 0 | 0
Coal | 0 | 0 | 0 | 0 | 0 | 0
Geo | 0 | 0 | 0 | 0 | 0 | 0
H | 0 | 0 | 0 | 0 | 0 | 0
LFG | 0 | 0 | 0 | 0 | 0 | 0
Nuc | 0 | 0 | 0 | 0 | 0 | 0
PS | 0 | 0 | 0 | 0 | 0 | 0
PV | 0 | 0 | 0 | 0 | 0 | 0
PeakG | 0 | 0 | 0 | 0 | 0 | 0
PeakO | 0 | 0 | 0 | 0 | 0 | 0
ST | 0 | 0 | 0 | 0 | 0 | 0
STOG | 0 | 0 | 0 | 0 | 0 | 0
STWD | 0 | 0 | 0 | 0 | 0 | 0
WT | 144 | 0 | 0 | 0 | 0 | 0
IGCC | 0 | 0 | 0 | 0 | 0 | 0
DemandResponse | 0 | 0 | 0 | 0 | 0 | 0
IGCC-CCS | 0 | 0 | 0 | 0 | 0 | 0
WT_off | 0 | 0 | 0 | 0 | 0 | 0
PseudoUnit | 0 | 0 | 0 | 0 | 0 | 0
FixedInterchange | 0 | 0 | 0 | 0 | 0 | 0
New Build Capacity by Reporting Type: HQ_IESO
ReportingType | 2015 | 2020 | 2025 | 2030 | 2035 | 2040
BM | 0 | 0 | 0 | 0 | 0 | 0
CC | 0 | 0 | 0 | 0 | 0 | 0
CSP | 0 | 0 | 0 | 0 | 0 | 0
CT | 0 | 0 | 0 | 0 | 0 | 0
Coal | 0 | 0 | 0 | 0 | 0 | 0
Geo | 0 | 0 | 0 | 0 | 0 | 0
H | 0 | 0 | 0 | 0 | 0 | 0
LFG | 0 | 0 | 0 | 0 | 0 | 0
Nuc | 0 | 0 | 0 | 0 | 0 | 0
PS | 0 | 0 | 0 | 0 | 0 | 0
PV | 0 | 0 | 0 | 0 | 0 | 0
PeakG | 0 | 0 | 0 | 0 | 0 | 0
PeakO | 0 | 0 | 0 | 0 | 0 | 0
ST | 0 | 0 | 0 | 0 | 0 | 0
STOG | 0 | 0 | 0 | 0 | 0 | 0
STWD | 0 | 0 | 0 | 0 | 0 | 0
WT | 0 | 0 | 0 | 0 | 0 | 0
IGCC | 0 | 0 | 0 | 0 | 0 | 0
DemandResponse | 0 | 0 | 0 | 0 | 0 | 0
IGCC-CCS | 0 | 0 | 0 | 0 | 0 | 0
WT_off | 0 | 0 | 0 | 0 | 0 | 0
PseudoUnit | 0 | 0 | 0 | 0 | 0 | 0
FixedInterchange | 0 | 0 | 0 | 0 | 0 | 0
New Build Capacity by Reporting Type: HQ_NEISO
ReportingType | 2015 | 2020 | 2025 | 2030 | 2035 | 2040
BM | 0 | 0 | 0 | 0 | 0 | 0
CC | 0 | 0 | 0 | 0 | 0 | 0
CSP | 0 | 0 | 0 | 0 | 0 | 0
CT | 0 | 0 | 0 | 0 | 0 | 0
Coal | 0 | 0 | 0 | 0 | 0 | 0
Geo | 0 | 0 | 0 | 0 | 0 | 0
H | 0 | 0 | 0 | 0 | 0 | 0
LFG | 0 | 0 | 0 | 0 | 0 | 0
Nuc | 0 | 0 | 0 | 0 | 0 | 0
PS | 0 | 0 | 0 | 0 | 0 | 0
PV | 0 | 0 | 0 | 0 | 0 | 0
PeakG | 0 | 0 | 0 | 0 | 0 | 0
PeakO | 0 | 0 | 0 | 0 | 0 | 0
ST | 0 | 0 | 0 | 0 | 0 | 0
STOG | 0 | 0 | 0 | 0 | 0 | 0
STWD | 0 | 0 | 0 | 0 | 0 | 0
WT | 0 | 0 | 0 | 0 | 0 | 0
IGCC | 0 | 0 | 0 | 0 | 0 | 0
DemandResponse | 0 | 0 | 0 | 0 | 0 | 0
IGCC-CCS | 0 | 0 | 0 | 0 | 0 | 0
WT_off | 0 | 0 | 0 | 0 | 0 | 0
PseudoUnit | 0 | 0 | 0 | 0 | 0 | 0
FixedInterchange | 0 | 0 | 0 | 0 | 0 | 0
New Build Capacity by Reporting Type: HQ_NY
ReportingType | 2015 | 2020 | 2025 | 2030 | 2035 | 2040
BM | 0 | 0 | 0 | 0 | 0 | 0
CC | 0 | 0 | 0 | 0 | 0 | 0
CSP | 0 | 0 | 0 | 0 | 0 | 0
CT | 0 | 0 | 0 | 0 | 0 | 0
Coal | 0 | 0 | 0 | 0 | 0 | 0
Geo | 0 | 0 | 0 | 0 | 0 | 0
H | 0 | 0 | 0 | 0 | 0 | 0
LFG | 0 | 0 | 0 | 0 | 0 | 0
Nuc | 0 | 0 | 0 | 0 | 0 | 0
PS | 0 | 0 | 0 | 0 | 0 | 0
PV | 0 | 0 | 0 | 0 | 0 | 0
PeakG | 0 | 0 | 0 | 0 | 0 | 0
PeakO | 0 | 0 | 0 | 0 | 0 | 0
ST | 0 | 0 | 0 | 0 | 0 | 0
STOG | 0 | 0 | 0 | 0 | 0 | 0
STWD | 0 | 0 | 0 | 0 | 0 | 0
WT | 0 | 0 | 0 | 0 | 0 | 0
IGCC | 0 | 0 | 0 | 0 | 0 | 0
DemandResponse | 0 | 0 | 0 | 0 | 0 | 0
IGCC-CCS | 0 | 0 | 0 | 0 | 0 | 0
WT_off | 0 | 0 | 0 | 0 | 0 | 0
PseudoUnit | 0 | 0 | 0 | 0 | 0 | 0
FixedInterchange | 0 | 0 | 0 | 0 | 0 | 0
New Build Capacity by Reporting Type: MARITIMES
ReportingType | 2015 | 2020 | 2025 | 2030 | 2035 | 2040
BM | 0 | 0 | 0 | 0 | 0 | 0
CC | 0 | 0 | 0 | 0 | 0 | 0
CSP | 0 | 0 | 0 | 0 | 0 | 0
CT | 0 | 0 | 0 | 0 | 0 | 0
Coal | 0 | 0 | 0 | 0 | 0 | 0
Geo | 0 | 0 | 0 | 0 | 0 | 0
H | 0 | 0 | 0 | 0 | 0 | 0
LFG | 0 | 0 | 0 | 0 | 0 | 0
Nuc | 0 | 0 | 0 | 0 | 0 | 0
PS | 0 | 0 | 0 | 0 | 0 | 0
PV | 0 | 0 | 0 | 0 | 0 | 0
PeakG | 0 | 0 | 0 | 0 | 0 | 0
PeakO | 0 | 0 | 0 | 0 | 0 | 0
ST | 0 | 0 | 0 | 0 | 0 | 0
STOG | 0 | 0 | 0 | 0 | 0 | 0
STWD | 0 | 0 | 0 | 0 | 0 | 0
WT | 0 | 0 | 0 | 0 | 0 | 0
IGCC | 0 | 0 | 0 | 0 | 0 | 0
DemandResponse | 0 | 0 | 0 | 0 | 0 | 0
IGCC-CCS | 0 | 0 | 0 | 0 | 0 | 0
WT_off | 0 | 0 | 0 | 0 | 0 | 0
PseudoUnit | 0 | 0 | 0 | 0 | 0 | 0
FixedInterchange | 0 | 0 | 0 | 0 | 0 | 0
New Build Capacity by Reporting Type: All
ReportingType | 2015 | 2020 | 2025 | 2030 | 2035 | 2040
BM | 1251 | 156.32 | 308.7 | 40.72 | 0 | 22.12
CC | 28812 | 686.51 | 178.44 | 205.27 | 4546.33 | 2879.71
CSP | 0 | 0 | 0 | 0 | 0 | 0
CT | 6393.79 | 300 | 0 | 0 | 0 | 0
Coal | 10763.64 | 0 | 0 | 0 | 1416.03 | 21047.93
Geo | 136 | 2075 | 4392.2 | 36.8 | 0 | 0
H | 0 | 0 | 503 | 1 | 1491 | 1161.62
LFG | 192 | 1953 | 2210 | 723.5 | 0 | 0.5
Nuc | 2740.56 | 4530 | 0 | 0 | 0 | 0
PS | 0 | 0 | 0 | 0 | 0 | 0
PV | 1246 | 1972.59 | 876.75 | 128.83 | 7.6 | 12.27
PeakG | 0 | 0 | 0 | 0 | 0 | 0
PeakO | 0 | 0 | 0 | 0 | 0 | 0
ST | 760 | 729.79 | 220.97 | 40.05 | 0 | 0
STOG | 0 | 0 | 0 | 0 | 0 | 0
STWD | 0 | 0 | 0 | 0 | 0 | 0
WT | 25342 | 13458.1 | 4285.46 | 895.67 | 15304.6 | 15962.26
IGCC | 618 | 0 | 0 | 0 | 0 | 0
DemandResponse | 0 | 0 | 0 | 0 | 0 | 0
IGCC-CCS | 0 | 0 | 0 | 0 | 0 | 0
WT_off | 469 | 0 | 1100 | 0 | 0 | 0
PseudoUnit | 0 | 0 | 0 | 0 | 0 | 0
FixedInterchange | 0 | 0 | 0 | 0 | 0 | 0
New Build Capacity by Reporting Type: EI_US
ReportingType | 2015 | 2020 | 2025 | 2030 | 2035 | 2040
BM | 741.12 | 156.32 | 308.7 | 40.72 | 0 | 22.12
CC | 24253 | 508 | 0 | 0 | 4136.81 | 1379.11
CSP | 0 | 0 | 0 | 0 | 0 | 0
CT | 4323.69 | 300 | 0 | 0 | 0 | 0
Coal | 7858.64 | 0 | 0 | 0 | 235.02 | 15813.05
Geo | 0 | 0 | 0 | 0 | 0 | 0
H | 0 | 0 | 503 | 1 | 0 | 0
LFG | 141.4 | 498.1 | 1856 | 723.5 | 0 | 0
Nuc | 2740.56 | 4530 | 0 | 0 | 0 | 0
PS | 0 | 0 | 0 | 0 | 0 | 0
PV | 57.74 | 1972.59 | 876.75 | 128.83 | 7.6 | 12.27
PeakG | 0 | 0 | 0 | 0 | 0 | 0
PeakO | 0 | 0 | 0 | 0 | 0 | 0
ST | 0 | 0 | 0 | 0 | 0 | 0
STOG | 0 | 0 | 0 | 0 | 0 | 0
STWD | 0 | 0 | 0 | 0 | 0 | 0
WT | 19786.6 | 9863.49 | 4285.46 | 827.7 | 15304.6 | 880.74
IGCC | 618 | 0 | 0 | 0 | 0 | 0
DemandResponse | 0 | 0 | 0 | 0 | 0 | 0
IGCC-CCS | 0 | 0 | 0 | 0 | 0 | 0
WT_off | 469 | 0 | 1100 | 0 | 0 | 0
PseudoUnit | 0 | 0 | 0 | 0 | 0 | 0
FixedInterchange | 0 | 0 | 0 | 0 | 0 | 0
New Build Capacity by Reporting Type: EI_Canada
ReportingType | 2015 | 2020 | 2025 | 2030 | 2035 | 2040
BM | 326.33 | 0 | 0 | 0 | 0 | 0
CC | 1295.15 | 0 | 0 | 0 | 0 | 0
CSP | 0 | 0 | 0 | 0 | 0 | 0
CT | 368 | 0 | 0 | 0 | 0 | 0
Coal | 0 | 0 | 0 | 0 | 0 | 0
Geo | 0 | 0 | 0 | 0 | 0 | 0
H | 0 | 0 | 0 | 0 | 1491 | 1161.62
LFG | 14.5 | 0 | 0 | 0 | 0 | 0.5
Nuc | 0 | 0 | 0 | 0 | 0 | 0
PS | 0 | 0 | 0 | 0 | 0 | 0
PV | 1067.26 | 0 | 0 | 0 | 0 | 0
PeakG | 0 | 0 | 0 | 0 | 0 | 0
PeakO | 0 | 0 | 0 | 0 | 0 | 0
ST | 0 | 0 | 0 | 0 | 0 | 0
STOG | 0 | 0 | 0 | 0 | 0 | 0
STWD | 0 | 0 | 0 | 0 | 0 | 0
WT | 2408.3 | 0 | 0 | 0 | 0 | 0
IGCC | 0 | 0 | 0 | 0 | 0 | 0
DemandResponse | 0 | 0 | 0 | 0 | 0 | 0
IGCC-CCS | 0 | 0 | 0 | 0 | 0 | 0
WT_off | 0 | 0 | 0 | 0 | 0 | 0
PseudoUnit | 0 | 0 | 0 | 0 | 0 | 0
FixedInterchange | 0 | 0 | 0 | 0 | 0 | 0
New Build Capacity by Reporting Type: EI
ReportingType | 2015 | 2020 | 2025 | 2030 | 2035 | 2040
BM | 1067.45 | 156.32 | 308.7 | 40.72 | 0 | 22.12
CC | 25548.14 | 508 | 0 | 0 | 4136.81 | 1379.11
CSP | 0 | 0 | 0 | 0 | 0 | 0
CT | 4691.69 | 300 | 0 | 0 | 0 | 0
Coal | 7858.64 | 0 | 0 | 0 | 235.02 | 15813.05
Geo | 0 | 0 | 0 | 0 | 0 | 0
H | 0 | 0 | 503 | 1 | 1491 | 1161.62
LFG | 155.9 | 498.1 | 1856 | 723.5 | 0 | 0.5
Nuc | 2740.56 | 4530 | 0 | 0 | 0 | 0
PS | 0 | 0 | 0 | 0 | 0 | 0
PV | 1125 | 1972.59 | 876.75 | 128.83 | 7.6 | 12.27
PeakG | 0 | 0 | 0 | 0 | 0 | 0
PeakO | 0 | 0 | 0 | 0 | 0 | 0
ST | 0 | 0 | 0 | 0 | 0 | 0
STOG | 0 | 0 | 0 | 0 | 0 | 0
STWD | 0 | 0 | 0 | 0 | 0 | 0
WT | 22194.9 | 9863.49 | 4285.46 | 827.7 | 15304.6 | 880.74
IGCC | 618 | 0 | 0 | 0 | 0 | 0
DemandResponse | 0 | 0 | 0 | 0 | 0 | 0
IGCC-CCS | 0 | 0 | 0 | 0 | 0 | 0
WT_off | 469 | 0 | 1100 | 0 | 0 | 0
PseudoUnit | 0 | 0 | 0 | 0 | 0 | 0
FixedInterchange | 0 | 0 | 0 | 0 | 0 | 0
New Build Capacity by Reporting Type: Outside_EI
ReportingType | 2015 | 2020 | 2025 | 2030 | 2035 | 2040
BM | 183.55 | 0 | 0 | 0 | 0 | 0
CC | 3263.86 | 178.51 | 178.44 | 205.27 | 409.52 | 1500.6
CSP | 0 | 0 | 0 | 0 | 0 | 0
CT | 1702.1 | 0 | 0 | 0 | 0 | 0
Coal | 2905 | 0 | 0 | 0 | 1181.01 | 5234.88
Geo | 136 | 2075 | 4392.2 | 36.8 | 0 | 0
H | 0 | 0 | 0 | 0 | 0 | 0
LFG | 36.1 | 1454.9 | 354 | 0 | 0 | 0
Nuc | 0 | 0 | 0 | 0 | 0 | 0
PS | 0 | 0 | 0 | 0 | 0 | 0
PV | 121 | 0 | 0 | 0 | 0 | 0
PeakG | 0 | 0 | 0 | 0 | 0 | 0
PeakO | 0 | 0 | 0 | 0 | 0 | 0
ST | 760 | 729.79 | 220.97 | 40.05 | 0 | 0
STOG | 0 | 0 | 0 | 0 | 0 | 0
STWD | 0 | 0 | 0 | 0 | 0 | 0
WT | 3147.1 | 3594.61 | 0 | 67.96 | 0 | 15081.52
IGCC | 0 | 0 | 0 | 0 | 0 | 0
DemandResponse | 0 | 0 | 0 | 0 | 0 | 0
IGCC-CCS | 0 | 0 | 0 | 0 | 0 | 0
WT_off | 0 | 0 | 0 | 0 | 0 | 0
PseudoUnit | 0 | 0 | 0 | 0 | 0 | 0
FixedInterchange | 0 | 0 | 0 | 0 | 0 | 0
#2 | Cumulative New Build Capacity (MW)
Cumulative New Build Capacity by Reporting Type: Entergy
ReportingType | 2015 | 2020 | 2025 | 2030 | 2035 | 2040
BM | 0 | 0 | 0 | 0 | 0 | 0
CC | 0 | 0 | 0 | 0 | 0 | 0
CSP | 0 | 0 | 0 | 0 | 0 | 0
CT | 0 | 0 | 0 | 0 | 0 | 0
Coal | 720 | 720 | 720 | 720 | 720 | 720
Geo | 0 | 0 | 0 | 0 | 0 | 0
H | 0 | 0 | 0 | 0 | 0 | 0
LFG | 0 | 0 | 49.05 | 107.4 | 107.4 | 107.4
Nuc | 170 | 170 | 170 | 170 | 170 | 170
PS | 0 | 0 | 0 | 0 | 0 | 0
PV | 0.29 | 58.51 | 85.65 | 85.65 | 85.65 | 85.65
PeakG | 0 | 0 | 0 | 0 | 0 | 0
PeakO | 0 | 0 | 0 | 0 | 0 | 0
ST | 0 | 0 | 0 | 0 | 0 | 0
STOG | 0 | 0 | 0 | 0 | 0 | 0
STWD | 0 | 0 | 0 | 0 | 0 | 0
WT | 0 | 0 | 0 | 0 | 0 | 0
IGCC | 0 | 0 | 0 | 0 | 0 | 0
DemandResponse | 0 | 0 | 0 | 0 | 0 | 0
IGCC-CCS | 0 | 0 | 0 | 0 | 0 | 0
WT_off | 0 | 0 | 0 | 0 | 0 | 0
PseudoUnit | 0 | 0 | 0 | 0 | 0 | 0
FixedInterchange | 0 | 0 | 0 | 0 | 0 | 0
Cumulative New Build Capacity by Reporting Type: FRCC
ReportingType | 2015 | 2020 | 2025 | 2030 | 2035 | 2040
BM | 0 | 0 | 0 | 0 | 0 | 0
CC | 1516.9 | 1717.9 | 1717.9 | 1717.9 | 5300.19 | 5300.19
CSP | 0 | 0 | 0 | 0 | 0 | 0
CT | 2480 | 2480 | 2480 | 2480 | 2480 | 2480
Coal | 0 | 0 | 0 | 0 | 0 | 0
Geo | 0 | 0 | 0 | 0 | 0 | 0
H | 0 | 0 | 0 | 0 | 0 | 0
LFG | 0 | 0 | 198 | 198 | 198 | 198
Nuc | 229.33 | 229.33 | 229.33 | 229.33 | 229.33 | 229.33
PS | 0 | 0 | 0 | 0 | 0 | 0
PV | 0 | 0 | 0 | 0 | 0 | 0
PeakG | 0 | 0 | 0 | 0 | 0 | 0
PeakO | 0 | 0 | 0 | 0 | 0 | 0
ST | 0 | 0 | 0 | 0 | 0 | 0
STOG | 0 | 0 | 0 | 0 | 0 | 0
STWD | 0 | 0 | 0 | 0 | 0 | 0
WT | 0 | 0 | 0 | 0 | 0 | 0
IGCC | 0 | 0 | 0 | 0 | 0 | 0
DemandResponse | 0 | 0 | 0 | 0 | 0 | 0
IGCC-CCS | 0 | 0 | 0 | 0 | 0 | 0
WT_off | 0 | 0 | 0 | 0 | 0 | 0
PseudoUnit | 0 | 0 | 0 | 0 | 0 | 0
FixedInterchange | 0 | 0 | 0 | 0 | 0 | 0
Cumulative New Build Capacity by Reporting Type: MAPP_US
ReportingType | 2015 | 2020 | 2025 | 2030 | 2035 | 2040
BM | 0 | 0 | 0 | 0 | 0 | 0
CC | 0 | 0 | 0 | 0 | 0 | 0
CSP | 0 | 0 | 0 | 0 | 0 | 0
CT | 308.3 | 308.3 | 308.3 | 308.3 | 308.3 | 308.3
Coal | 0 | 0 | 0 | 0 | 0 | 0
Geo | 0 | 0 | 0 | 0 | 0 | 0
H | 0 | 0 | 0 | 0 | 0 | 0
LFG | 0 | 0 | 71.67 | 71.67 | 71.67 | 71.67
Nuc | 0 | 0 | 0 | 0 | 0 | 0
PS | 0 | 0 | 0 | 0 | 0 | 0
PV | 0 | 0 | 0 | 0 | 0 | 0
PeakG | 0 | 0 | 0 | 0 | 0 | 0
PeakO | 0 | 0 | 0 | 0 | 0 | 0
ST | 0 | 0 | 0 | 0 | 0 | 0
STOG | 0 | 0 | 0 | 0 | 0 | 0
STWD | 0 | 0 | 0 | 0 | 0 | 0
WT | 421.3 | 733.2 | 733.2 | 733.2 | 733.2 | 733.2
IGCC | 0 | 0 | 0 | 0 | 0 | 0
DemandResponse | 0 | 0 | 0 | 0 | 0 | 0
IGCC-CCS | 0 | 0 | 0 | 0 | 0 | 0
WT_off | 0 | 0 | 0 | 0 | 0 | 0
PseudoUnit | 0 | 0 | 0 | 0 | 0 | 0
FixedInterchange | 0 | 0 | 0 | 0 | 0 | 0
Cumulative New Build Capacity by Reporting Type: MISO_IN
ReportingType | 2015 | 2020 | 2025 | 2030 | 2035 | 2040
BM | 0 | 0 | 0 | 0 | 0 | 0
CC | 0 | 0 | 0 | 0 | 0 | 0
CSP | 0 | 0 | 0 | 0 | 0 | 0
CT | 0 | 0 | 0 | 0 | 0 | 0
Coal | 0 | 0 | 0 | 0 | 0 | 0
Geo | 0 | 0 | 0 | 0 | 0 | 0
H | 0 | 0 | 0 | 0 | 0 | 0
LFG | 0 | 0 | 0 | 80.12 | 80.12 | 80.12
Nuc | 0 | 0 | 0 | 0 | 0 | 0
PS | 0 | 0 | 0 | 0 | 0 | 0
PV | 0 | 217.91 | 336.19 | 336.19 | 336.19 | 336.19
PeakG | 0 | 0 | 0 | 0 | 0 | 0
PeakO | 0 | 0 | 0 | 0 | 0 | 0
ST | 0 | 0 | 0 | 0 | 0 | 0
STOG | 0 | 0 | 0 | 0 | 0 | 0
STWD | 0 | 0 | 0 | 0 | 0 | 0
WT | 0 | 0 | 0 | 0 | 0 | 0
IGCC | 618 | 618 | 618 | 618 | 618 | 618
DemandResponse | 0 | 0 | 0 | 0 | 0 | 0
IGCC-CCS | 0 | 0 | 0 | 0 | 0 | 0
WT_off | 0 | 0 | 0 | 0 | 0 | 0
PseudoUnit | 0 | 0 | 0 | 0 | 0 | 0
FixedInterchange | 0 | 0 | 0 | 0 | 0 | 0
Cumulative New Build Capacity by Reporting Type: MISO_MI
ReportingType | 2015 | 2020 | 2025 | 2030 | 2035 | 2040
BM | 0 | 0 | 0 | 0 | 0 | 0
CC | 0 | 0 | 0 | 0 | 0 | 0
CSP | 0 | 0 | 0 | 0 | 0 | 0
CT | 0 | 0 | 0 | 0 | 0 | 0
Coal | 0 | 0 | 0 | 0 | 0 | 0
Geo | 0 | 0 | 0 | 0 | 0 | 0
H | 0 | 0 | 0 | 0 | 0 | 0
LFG | 0 | 0 | 160.25 | 160.25 | 160.25 | 160.25
Nuc | 0 | 0 | 0 | 0 | 0 | 0
PS | 0 | 0 | 0 | 0 | 0 | 0
PV | 0 | 0 | 0 | 0 | 0 | 0
PeakG | 0 | 0 | 0 | 0 | 0 | 0
PeakO | 0 | 0 | 0 | 0 | 0 | 0
ST | 0 | 0 | 0 | 0 | 0 | 0
STOG | 0 | 0 | 0 | 0 | 0 | 0
STWD | 0 | 0 | 0 | 0 | 0 | 0
WT | 2000 | 2000 | 2210.63 | 2238.37 | 2254.44 | 2254.44
IGCC | 0 | 0 | 0 | 0 | 0 | 0
DemandResponse | 0 | 0 | 0 | 0 | 0 | 0
IGCC-CCS | 0 | 0 | 0 | 0 | 0 | 0
WT_off | 0 | 0 | 0 | 0 | 0 | 0
PseudoUnit | 0 | 0 | 0 | 0 | 0 | 0
FixedInterchange | 0 | 0 | 0 | 0 | 0 | 0
Cumulative New Build Capacity by Reporting Type: MISO_MO-IL
ReportingType | 2015 | 2020 | 2025 | 2030 | 2035 | 2040
BM | 0 | 0 | 0 | 0 | 0 | 0
CC | 0 | 0 | 0 | 0 | 0 | 0
CSP | 0 | 0 | 0 | 0 | 0 | 0
CT | 0 | 0 | 0 | 0 | 0 | 0
Coal | 1790 | 1790 | 1790 | 1790 | 1790 | 1790
Geo | 0 | 0 | 0 | 0 | 0 | 0
H | 0 | 0 | 0 | 0 | 0 | 0
LFG | 0 | 0 | 223.33 | 223.33 | 223.33 | 223.33
Nuc | 0 | 0 | 0 | 0 | 0 | 0
PS | 0 | 0 | 0 | 0 | 0 | 0
PV | 0 | 0 | 0 | 0 | 0 | 0
PeakG | 0 | 0 | 0 | 0 | 0 | 0
PeakO | 0 | 0 | 0 | 0 | 0 | 0
ST | 0 | 0 | 0 | 0 | 0 | 0
STOG | 0 | 0 | 0 | 0 | 0 | 0
STWD | 0 | 0 | 0 | 0 | 0 | 0
WT | 300 | 300 | 300 | 300 | 300 | 300
IGCC | 0 | 0 | 0 | 0 | 0 | 0
DemandResponse | 0 | 0 | 0 | 0 | 0 | 0
IGCC-CCS | 0 | 0 | 0 | 0 | 0 | 0
WT_off | 0 | 0 | 0 | 0 | 0 | 0
PseudoUnit | 0 | 0 | 0 | 0 | 0 | 0
FixedInterchange | 0 | 0 | 0 | 0 | 0 | 0
Cumulative New Build Capacity by Reporting Type: MISO_W
ReportingType | 2015 | 2020 | 2025 | 2030 | 2035 | 2040
BM | 0 | 0 | 0 | 0 | 0 | 0
CC | 0 | 0 | 0 | 0 | 0 | 0
CSP | 0 | 0 | 0 | 0 | 0 | 0
CT | 0 | 0 | 0 | 0 | 0 | 0
Coal | 0 | 0 | 0 | 0 | 235.02 | 4581.2
Geo | 0 | 0 | 0 | 0 | 0 | 0
H | 0 | 0 | 0 | 0 | 0 | 0
LFG | 0 | 0 | 71.67 | 71.67 | 71.67 | 71.67
Nuc | 94.33 | 94.33 | 94.33 | 94.33 | 94.33 | 94.33
PS | 0 | 0 | 0 | 0 | 0 | 0
PV | 0 | 0 | 0 | 0 | 0 | 0
PeakG | 0 | 0 | 0 | 0 | 0 | 0
PeakO | 0 | 0 | 0 | 0 | 0 | 0
ST | 0 | 0 | 0 | 0 | 0 | 0
STOG | 0 | 0 | 0 | 0 | 0 | 0
STWD | 0 | 0 | 0 | 0 | 0 | 0
WT | 2800.5 | 3715.94 | 5877.78 | 6086.77 | 6086.77 | 6086.77
IGCC | 0 | 0 | 0 | 0 | 0 | 0
DemandResponse | 0 | 0 | 0 | 0 | 0 | 0
IGCC-CCS | 0 | 0 | 0 | 0 | 0 | 0
WT_off | 0 | 0 | 0 | 0 | 0 | 0
PseudoUnit | 0 | 0 | 0 | 0 | 0 | 0
FixedInterchange | 0 | 0 | 0 | 0 | 0 | 0
Cumulative New Build Capacity by Reporting Type: MISO_WUMS
ReportingType | 2015 | 2020 | 2025 | 2030 | 2035 | 2040
BM | 0 | 0 | 0 | 0 | 0 | 0
CC | 0 | 0 | 0 | 0 | 0 | 0
CSP | 0 | 0 | 0 | 0 | 0 | 0
CT | 0 | 0 | 0 | 0 | 0 | 0
Coal | 615 | 615 | 615 | 615 | 615 | 615
Geo | 0 | 0 | 0 | 0 | 0 | 0
H | 0 | 0 | 0 | 1 | 1 | 1
LFG | 0 | 0 | 223.33 | 223.33 | 223.33 | 223.33
Nuc | 235 | 235 | 235 | 235 | 235 | 235
PS | 0 | 0 | 0 | 0 | 0 | 0
PV | 0 | 0 | 0 | 0 | 0 | 0
PeakG | 0 | 0 | 0 | 0 | 0 | 0
PeakO | 0 | 0 | 0 | 0 | 0 | 0
ST | 0 | 0 | 0 | 0 | 0 | 0
STOG | 0 | 0 | 0 | 0 | 0 | 0
STWD | 0 | 0 | 0 | 0 | 0 | 0
WT | 968.9 | 968.9 | 968.9 | 968.9 | 968.9 | 968.9
IGCC | 0 | 0 | 0 | 0 | 0 | 0
DemandResponse | 0 | 0 | 0 | 0 | 0 | 0
IGCC-CCS | 0 | 0 | 0 | 0 | 0 | 0
WT_off | 0 | 0 | 0 | 0 | 0 | 0
PseudoUnit | 0 | 0 | 0 | 0 | 0 | 0
FixedInterchange | 0 | 0 | 0 | 0 | 0 | 0
Cumulative New Build Capacity by Reporting Type: Nebraska
ReportingType | 2015 | 2020 | 2025 | 2030 | 2035 | 2040
BM | 0 | 0 | 0 | 0 | 0 | 0
CC | 0 | 0 | 0 | 0 | 0 | 0
CSP | 0 | 0 | 0 | 0 | 0 | 0
CT | 0 | 0 | 0 | 0 | 0 | 0
Coal | 232.1 | 232.1 | 232.1 | 232.1 | 232.1 | 232.1
Geo | 0 | 0 | 0 | 0 | 0 | 0
H | 0 | 0 | 0 | 0 | 0 | 0
LFG | 0 | 0 | 0 | 71.67 | 71.67 | 71.67
Nuc | 0 | 0 | 0 | 0 | 0 | 0
PS | 0 | 0 | 0 | 0 | 0 | 0
PV | 0 | 0 | 0 | 0 | 0 | 0
PeakG | 0 | 0 | 0 | 0 | 0 | 0
PeakO | 0 | 0 | 0 | 0 | 0 | 0
ST | 0 | 0 | 0 | 0 | 0 | 0
STOG | 0 | 0 | 0 | 0 | 0 | 0
STWD | 0 | 0 | 0 | 0 | 0 | 0
WT | 202 | 202 | 202 | 202 | 202 | 202
IGCC | 0 | 0 | 0 | 0 | 0 | 0
DemandResponse | 0 | 0 | 0 | 0 | 0 | 0
IGCC-CCS | 0 | 0 | 0 | 0 | 0 | 0
WT_off | 0 | 0 | 0 | 0 | 0 | 0
PseudoUnit | 0 | 0 | 0 | 0 | 0 | 0
FixedInterchange | 0 | 0 | 0 | 0 | 0 | 0
Cumulative New Build Capacity by Reporting Type: NEISO
ReportingType | 2015 | 2020 | 2025 | 2030 | 2035 | 2040
BM | 252.2 | 252.2 | 252.2 | 252.2 | 252.2 | 252.2
CC | 2049.5 | 2049.5 | 2049.5 | 2049.5 | 2049.5 | 2049.5
CSP | 0 | 0 | 0 | 0 | 0 | 0
CT | 334 | 334 | 334 | 334 | 334 | 334
Coal | 0 | 0 | 0 | 0 | 0 | 0
Geo | 0 | 0 | 0 | 0 | 0 | 0
H | 0 | 0 | 0 | 0 | 0 | 0
LFG | 49.26 | 49.26 | 119 | 119 | 119 | 119
Nuc | 0 | 0 | 0 | 0 | 0 | 0
PS | 0 | 0 | 0 | 0 | 0 | 0
PV | 0 | 268.61 | 268.61 | 268.61 | 268.61 | 268.61
PeakG | 0 | 0 | 0 | 0 | 0 | 0
PeakO | 0 | 0 | 0 | 0 | 0 | 0
ST | 0 | 0 | 0 | 0 | 0 | 0
STOG | 0 | 0 | 0 | 0 | 0 | 0
STWD | 0 | 0 | 0 | 0 | 0 | 0
WT | 231.2 | 2713.92 | 3685.01 | 4275.99 | 4281.6 | 4281.6
IGCC | 0 | 0 | 0 | 0 | 0 | 0
DemandResponse | 0 | 0 | 0 | 0 | 0 | 0
IGCC-CCS | 0 | 0 | 0 | 0 | 0 | 0
WT_off | 468 | 468 | 468 | 468 | 468 | 468
PseudoUnit | 0 | 0 | 0 | 0 | 0 | 0
FixedInterchange | 0 | 0 | 0 | 0 | 0 | 0
Cumulative New Build Capacity by Reporting Type: NonRTO_Midwest
ReportingType | 2015 | 2020 | 2025 | 2030 | 2035 | 2040
BM | 0 | 0 | 0 | 0 | 0 | 0
CC | 0 | 0 | 0 | 0 | 0 | 0
CSP | 0 | 0 | 0 | 0 | 0 | 0
CT | 0 | 0 | 0 | 0 | 0 | 0
Coal | 0 | 0 | 0 | 0 | 0 | 0
Geo | 0 | 0 | 0 | 0 | 0 | 0
H | 0 | 0 | 0 | 0 | 0 | 0
LFG | 0 | 0 | 0 | 160.25 | 160.25 | 160.25
Nuc | 0 | 0 | 0 | 0 | 0 | 0
PS | 0 | 0 | 0 | 0 | 0 | 0
PV | 0 | 0 | 0 | 0 | 0 | 0
PeakG | 0 | 0 | 0 | 0 | 0 | 0
PeakO | 0 | 0 | 0 | 0 | 0 | 0
ST | 0 | 0 | 0 | 0 | 0 | 0
STOG | 0 | 0 | 0 | 0 | 0 | 0
STWD | 0 | 0 | 0 | 0 | 0 | 0
WT | 0 | 0 | 0 | 0 | 0 | 0
IGCC | 0 | 0 | 0 | 0 | 0 | 0
DemandResponse | 0 | 0 | 0 | 0 | 0 | 0
IGCC-CCS | 0 | 0 | 0 | 0 | 0 | 0
WT_off | 0 | 0 | 0 | 0 | 0 | 0
PseudoUnit | 0 | 0 | 0 | 0 | 0 | 0
FixedInterchange | 0 | 0 | 0 | 0 | 0 | 0
Cumulative New Build Capacity by Reporting Type: NYISO_A-F
ReportingType | 2015 | 2020 | 2025 | 2030 | 2035 | 2040
BM | 0 | 0 | 0 | 0 | 0 | 0
CC | 639 | 639 | 639 | 639 | 639 | 639
CSP | 0 | 0 | 0 | 0 | 0 | 0
CT | 0 | 0 | 0 | 0 | 0 | 0
Coal | 0 | 0 | 0 | 0 | 0 | 0
Geo | 0 | 0 | 0 | 0 | 0 | 0
H | 0 | 0 | 0 | 0 | 0 | 0
LFG | 6.4 | 6.4 | 6.4 | 74.33 | 74.33 | 74.33
Nuc | 168 | 168 | 168 | 168 | 168 | 168
PS | 0 | 0 | 0 | 0 | 0 | 0
PV | 0 | 0 | 0 | 0 | 0 | 0
PeakG | 0 | 0 | 0 | 0 | 0 | 0
PeakO | 0 | 0 | 0 | 0 | 0 | 0
ST | 0 | 0 | 0 | 0 | 0 | 0
STOG | 0 | 0 | 0 | 0 | 0 | 0
STWD | 0 | 0 | 0 | 0 | 0 | 0
WT | 2476.3 | 3186.1 | 3186.1 | 3186.1 | 3186.1 | 3186.1
IGCC | 0 | 0 | 0 | 0 | 0 | 0
DemandResponse | 0 | 0 | 0 | 0 | 0 | 0
IGCC-CCS | 0 | 0 | 0 | 0 | 0 | 0
WT_off | 0 | 0 | 0 | 0 | 0 | 0
PseudoUnit | 0 | 0 | 0 | 0 | 0 | 0
FixedInterchange | 0 | 0 | 0 | 0 | 0 | 0
Cumulative New Build Capacity by Reporting Type: NYISO_G-I
ReportingType | 2015 | 2020 | 2025 | 2030 | 2035 | 2040
BM | 0 | 0 | 0 | 0 | 0 | 0
CC | 0 | 0 | 0 | 0 | 554.52 | 1933.64
CSP | 0 | 0 | 0 | 0 | 0 | 0
CT | 0 | 0 | 0 | 0 | 0 | 0
Coal | 0 | 0 | 0 | 0 | 0 | 0
Geo | 0 | 0 | 0 | 0 | 0 | 0
H | 0 | 0 | 0 | 0 | 0 | 0
LFG | 0 | 0 | 0 | 74.33 | 74.33 | 74.33
Nuc | 0 | 0 | 0 | 0 | 0 | 0
PS | 0 | 0 | 0 | 0 | 0 | 0
PV | 0 | 0 | 0 | 0 | 0 | 0
PeakG | 0 | 0 | 0 | 0 | 0 | 0
PeakO | 0 | 0 | 0 | 0 | 0 | 0
ST | 0 | 0 | 0 | 0 | 0 | 0
STOG | 0 | 0 | 0 | 0 | 0 | 0
STWD | 0 | 0 | 0 | 0 | 0 | 0
WT | 0 | 60 | 60 | 60 | 60 | 60
IGCC | 0 | 0 | 0 | 0 | 0 | 0
DemandResponse | 0 | 0 | 0 | 0 | 0 | 0
IGCC-CCS | 0 | 0 | 0 | 0 | 0 | 0
WT_off | 0 | 0 | 0 | 0 | 0 | 0
PseudoUnit | 0 | 0 | 0 | 0 | 0 | 0
FixedInterchange | 0 | 0 | 0 | 0 | 0 | 0
Cumulative New Build Capacity by Reporting Type: NYISO_J-K
ReportingType | 2015 | 2020 | 2025 | 2030 | 2035 | 2040
BM | 0 | 0 | 0 | 0 | 0 | 0
CC | 1175.4 | 1175.4 | 1175.4 | 1175.4 | 1175.4 | 1175.4
CSP | 0 | 0 | 0 | 0 | 0 | 0
CT | 0 | 0 | 0 | 0 | 0 | 0
Coal | 0 | 0 | 0 | 0 | 0 | 0
Geo | 0 | 0 | 0 | 0 | 0 | 0
H | 0 | 0 | 0 | 0 | 0 | 0
LFG | 0 | 0 | 0 | 74.33 | 74.33 | 74.33
Nuc | 0 | 0 | 0 | 0 | 0 | 0
PS | 0 | 0 | 0 | 0 | 0 | 0
PV | 32 | 32 | 32 | 32 | 32 | 32
PeakG | 0 | 0 | 0 | 0 | 0 | 0
PeakO | 0 | 0 | 0 | 0 | 0 | 0
ST | 0 | 0 | 0 | 0 | 0 | 0
STOG | 0 | 0 | 0 | 0 | 0 | 0
STWD | 0 | 0 | 0 | 0 | 0 | 0
WT | 0 | 0 | 0 | 0 | 0 | 0
IGCC | 0 | 0 | 0 | 0 | 0 | 0
DemandResponse | 0 | 0 | 0 | 0 | 0 | 0
IGCC-CCS | 0 | 0 | 0 | 0 | 0 | 0
WT_off | 0 | 0 | 0 | 0 | 0 | 0
PseudoUnit | 0 | 0 | 0 | 0 | 0 | 0
FixedInterchange | 0 | 0 | 0 | 0 | 0 | 0
Cumulative New Build Capacity by Reporting Type: PJM_E
ReportingType | 2015 | 2020 | 2025 | 2030 | 2035 | 2040
BM | 30 | 30 | 30 | 30 | 30 | 30
CC | 4634.3 | 4634.3 | 4634.3 | 4634.3 | 4634.3 | 4634.3
CSP | 0 | 0 | 0 | 0 | 0 | 0
CT | 26.2 | 26.2 | 26.2 | 26.2 | 26.2 | 26.2
Coal | 27 | 27 | 27 | 27 | 27 | 27
Geo | 0 | 0 | 0 | 0 | 0 | 0
H | 0 | 0 | 0 | 0 | 0 | 0
LFG | 9.1 | 135.04 | 142 | 142 | 142 | 142
Nuc | 38 | 38 | 38 | 38 | 38 | 38
PS | 0 | 0 | 0 | 0 | 0 | 0
PV | 25.45 | 25.45 | 25.45 | 25.45 | 25.45 | 25.45
PeakG | 0 | 0 | 0 | 0 | 0 | 0
PeakO | 0 | 0 | 0 | 0 | 0 | 0
ST | 0 | 0 | 0 | 0 | 0 | 0
STOG | 0 | 0 | 0 | 0 | 0 | 0
STWD | 0 | 0 | 0 | 0 | 0 | 0
WT | 1150 | 1150 | 1150 | 1150 | 1150 | 1150
IGCC | 0 | 0 | 0 | 0 | 0 | 0
DemandResponse | 0 | 0 | 0 | 0 | 0 | 0
IGCC-CCS | 0 | 0 | 0 | 0 | 0 | 0
WT_off | 0 | 0 | 1100 | 1100 | 1100 | 1100
PseudoUnit | 0 | 0 | 0 | 0 | 0 | 0
FixedInterchange | 0 | 0 | 0 | 0 | 0 | 0
Cumulative New Build Capacity by Reporting Type: PJM_ROM
ReportingType | 2015 | 2020 | 2025 | 2030 | 2035 | 2040
BM | 18 | 18 | 18 | 18 | 18 | 18
CC | 1678.5 | 1678.5 | 1678.5 | 1678.5 | 1678.5 | 1678.5
CSP | 0 | 0 | 0 | 0 | 0 | 0
CT | 16 | 16 | 16 | 16 | 16 | 16
Coal | 32.5 | 32.5 | 32.5 | 32.5 | 32.5 | 32.5
Geo | 0 | 0 | 0 | 0 | 0 | 0
H | 0 | 0 | 0 | 0 | 0 | 0
LFG | 18.9 | 284 | 284 | 284 | 284 | 284
Nuc | 0 | 0 | 0 | 0 | 0 | 0
PS | 0 | 0 | 0 | 0 | 0 | 0
PV | 0 | 1306.56 | 2037.89 | 2166.12 | 2172.46 | 2183.33
PeakG | 0 | 0 | 0 | 0 | 0 | 0
PeakO | 0 | 0 | 0 | 0 | 0 | 0
ST | 0 | 0 | 0 | 0 | 0 | 0
STOG | 0 | 0 | 0 | 0 | 0 | 0
STWD | 0 | 0 | 0 | 0 | 0 | 0
WT | 479.8 | 479.8 | 1230 | 1230 | 4686.58 | 4918.94
IGCC | 0 | 0 | 0 | 0 | 0 | 0
DemandResponse | 0 | 0 | 0 | 0 | 0 | 0
IGCC-CCS | 0 | 0 | 0 | 0 | 0 | 0
WT_off | 0 | 0 | 0 | 0 | 0 | 0
PseudoUnit | 0 | 0 | 0 | 0 | 0 | 0
FixedInterchange | 0 | 0 | 0 | 0 | 0 | 0
Cumulative New Build Capacity by Reporting Type: PJM_ROR
ReportingType | 2015 | 2020 | 2025 | 2030 | 2035 | 2040
BM | 385 | 385 | 385 | 385 | 385 | 385
CC | 3077 | 3197 | 3197 | 3197 | 3197 | 3197
CSP | 0 | 0 | 0 | 0 | 0 | 0
CT | 29 | 29 | 29 | 29 | 29 | 29
Coal | 2164 | 2164 | 2164 | 2164 | 2164 | 2164
Geo | 0 | 0 | 0 | 0 | 0 | 0
H | 0 | 0 | 503 | 503 | 503 | 503
LFG | 57.4 | 57.4 | 571.11 | 571.11 | 571.11 | 571.11
Nuc | 38 | 38 | 38 | 38 | 38 | 38
PS | 0 | 0 | 0 | 0 | 0 | 0
PV | 0 | 0 | 0 | 0 | 0 | 0
PeakG | 0 | 0 | 0 | 0 | 0 | 0
PeakO | 0 | 0 | 0 | 0 | 0 | 0
ST | 0 | 0 | 0 | 0 | 0 | 0
STOG | 0 | 0 | 0 | 0 | 0 | 0
STWD | 0 | 0 | 0 | 0 | 0 | 0
WT | 8325.7 | 8325.7 | 8517.4 | 8517.4 | 8517.4 | 8517.4
IGCC | 0 | 0 | 0 | 0 | 0 | 0
DemandResponse | 0 | 0 | 0 | 0 | 0 | 0
IGCC-CCS | 0 | 0 | 0 | 0 | 0 | 0
WT_off | 0 | 0 | 0 | 0 | 0 | 0
PseudoUnit | 0 | 0 | 0 | 0 | 0 | 0
FixedInterchange | 0 | 0 | 0 | 0 | 0 | 0
Cumulative New Build Capacity by Reporting Type: SOCO
ReportingType | 2015 | 2020 | 2025 | 2030 | 2035 | 2040
BM | 55 | 55 | 55 | 55 | 55 | 55
CC | 5026.9 | 5213.9 | 5213.9 | 5213.9 | 5213.9 | 5213.9
CSP | 0 | 0 | 0 | 0 | 0 | 0
CT | 0 | 0 | 0 | 0 | 0 | 0
Coal | 0 | 0 | 0 | 0 | 0 | 9179.46
Geo | 0 | 0 | 0 | 0 | 0 | 0
H | 0 | 0 | 0 | 0 | 0 | 0
LFG | 0 | 0 | 107.4 | 107.4 | 107.4 | 107.4
Nuc | 70 | 2270 | 2270 | 2270 | 2270 | 2270
PS | 0 | 0 | 0 | 0 | 0 | 0
PV | 0 | 0 | 0 | 0 | 0 | 0
PeakG | 0 | 0 | 0 | 0 | 0 | 0
PeakO | 0 | 0 | 0 | 0 | 0 | 0
ST | 0 | 0 | 0 | 0 | 0 | 0
STOG | 0 | 0 | 0 | 0 | 0 | 0
STWD | 0 | 0 | 0 | 0 | 0 | 0
WT | 0 | 0 | 0 | 0 | 0 | 0
IGCC | 0 | 0 | 0 | 0 | 0 | 0
DemandResponse | 0 | 0 | 0 | 0 | 0 | 0
IGCC-CCS | 0 | 0 | 0 | 0 | 0 | 0
WT_off | 0 | 0 | 0 | 0 | 0 | 0
PseudoUnit | 0 | 0 | 0 | 0 | 0 | 0
FixedInterchange | 0 | 0 | 0 | 0 | 0 | 0
Cumulative New Build Capacity by Reporting Type: SPP_N
ReportingType | 2015 | 2020 | 2025 | 2030 | 2035 | 2040
BM | 0 | 0 | 0 | 0 | 0 | 0
CC | 0 | 0 | 0 | 0 | 0 | 0
CSP | 0 | 0 | 0 | 0 | 0 | 0
CT | 0 | 0 | 0 | 0 | 0 | 0
Coal | 465.04 | 465.04 | 465.04 | 465.04 | 465.04 | 465.04
Geo | 0 | 0 | 0 | 0 | 0 | 0
H | 0 | 0 | 0 | 0 | 0 | 0
LFG | 0 | 0 | 95 | 95 | 95 | 95
Nuc | 0 | 0 | 0 | 0 | 0 | 0
PS | 0 | 0 | 0 | 0 | 0 | 0
PV | 0 | 0 | 0 | 0 | 0 | 0
PeakG | 0 | 0 | 0 | 0 | 0 | 0
PeakO | 0 | 0 | 0 | 0 | 0 | 0
ST | 0 | 0 | 0 | 0 | 0 | 0
STOG | 0 | 0 | 0 | 0 | 0 | 0
STWD | 0 | 0 | 0 | 0 | 0 | 0
WT | 0 | 0 | 0 | 0 | 4507.04 | 4507.04
IGCC | 0 | 0 | 0 | 0 | 0 | 0
DemandResponse | 0 | 0 | 0 | 0 | 0 | 0
IGCC-CCS | 0 | 0 | 0 | 0 | 0 | 0
WT_off | 0 | 0 | 0 | 0 | 0 | 0
PseudoUnit | 0 | 0 | 0 | 0 | 0 | 0
FixedInterchange | 0 | 0 | 0 | 0 | 0 | 0
Cumulative New Build Capacity by Reporting Type: SPP_S
ReportingType | 2015 | 2020 | 2025 | 2030 | 2035 | 2040
BM | 0 | 0 | 0 | 0 | 0 | 0
CC | 0 | 0 | 0 | 0 | 0 | 0
CSP | 0 | 0 | 0 | 0 | 0 | 0
CT | 412.99 | 712.99 | 712.99 | 712.99 | 712.99 | 712.99
Coal | 988 | 988 | 988 | 988 | 988 | 988
Geo | 0 | 0 | 0 | 0 | 0 | 0
H | 0 | 0 | 0 | 0 | 0 | 0
LFG | 0 | 0 | 0 | 95 | 95 | 95
Nuc | 0 | 0 | 0 | 0 | 0 | 0
PS | 0 | 0 | 0 | 0 | 0 | 0
PV | 0 | 0 | 0 | 0 | 0 | 0
PeakG | 0 | 0 | 0 | 0 | 0 | 0
PeakO | 0 | 0 | 0 | 0 | 0 | 0
ST | 0 | 0 | 0 | 0 | 0 | 0
STOG | 0 | 0 | 0 | 0 | 0 | 0
STWD | 0 | 0 | 0 | 0 | 0 | 0
WT | 430 | 2314.53 | 2314.53 | 2314.53 | 9633.83 | 10282.21
IGCC | 0 | 0 | 0 | 0 | 0 | 0
DemandResponse | 0 | 0 | 0 | 0 | 0 | 0
IGCC-CCS | 0 | 0 | 0 | 0 | 0 | 0
WT_off | 0 | 0 | 0 | 0 | 0 | 0
PseudoUnit | 0 | 0 | 0 | 0 | 0 | 0
FixedInterchange | 0 | 0 | 0 | 0 | 0 | 0
Cumulative New Build Capacity by Reporting Type: TVA
ReportingType | 2015 | 2020 | 2025 | 2030 | 2035 | 2040
BM | 0 | 0 | 0 | 0 | 0 | 0
CC | 1418 | 1418 | 1418 | 1418 | 1418 | 1418
CSP | 0 | 0 | 0 | 0 | 0 | 0
CT | 0 | 0 | 0 | 0 | 0 | 0
Coal | 0 | 0 | 0 | 0 | 0 | 2074.35
Geo | 0 | 0 | 0 | 0 | 0 | 0
H | 0 | 0 | 0 | 0 | 0 | 0
LFG | 0 | 0 | 65.89 | 107.4 | 107.4 | 107.4
Nuc | 1697.89 | 1697.89 | 1697.89 | 1697.89 | 1697.89 | 1697.89
PS | 0 | 0 | 0 | 0 | 0 | 0
PV | 0 | 0 | 0 | 0 | 0 | 0
PeakG | 0 | 0 | 0 | 0 | 0 | 0
PeakO | 0 | 0 | 0 | 0 | 0 | 0
ST | 0 | 0 | 0 | 0 | 0 | 0
STOG | 0 | 0 | 0 | 0 | 0 | 0
STWD | 0 | 0 | 0 | 0 | 0 | 0
WT | 0 | 0 | 0 | 0 | 0 | 0
IGCC | 0 | 0 | 0 | 0 | 0 | 0
DemandResponse | 0 | 0 | 0 | 0 | 0 | 0
IGCC-CCS | 0 | 0 | 0 | 0 | 0 | 0
WT_off | 0 | 0 | 0 | 0 | 0 | 0
PseudoUnit | 0 | 0 | 0 | 0 | 0 | 0
FixedInterchange | 0 | 0 | 0 | 0 | 0 | 0
Cumulative New Build Capacity by Reporting Type: TVA_Transmission
ReportingType | 2015 | 2020 | 2025 | 2030 | 2035 | 2040
BM | 0 | 0 | 0 | 0 | 0 | 0
CC | 0 | 0 | 0 | 0 | 0 | 0
CSP | 0 | 0 | 0 | 0 | 0 | 0
CT | 0 | 0 | 0 | 0 | 0 | 0
Coal | 0 | 0 | 0 | 0 | 0 | 0
Geo | 0 | 0 | 0 | 0 | 0 | 0
H | 0 | 0 | 0 | 0 | 0 | 0
LFG | 0 | 0 | 0 | 0 | 0 | 0
Nuc | 0 | 0 | 0 | 0 | 0 | 0
PS | 0 | 0 | 0 | 0 | 0 | 0
PV | 0 | 0 | 0 | 0 | 0 | 0
PeakG | 0 | 0 | 0 | 0 | 0 | 0
PeakO | 0 | 0 | 0 | 0 | 0 | 0
ST | 0 | 0 | 0 | 0 | 0 | 0
STOG | 0 | 0 | 0 | 0 | 0 | 0
STWD | 0 | 0 | 0 | 0 | 0 | 0
WT | 0 | 0 | 0 | 0 | 0 | 0
IGCC | 0 | 0 | 0 | 0 | 0 | 0
DemandResponse | 0 | 0 | 0 | 0 | 0 | 0
IGCC-CCS | 0 | 0 | 0 | 0 | 0 | 0
WT_off | 0 | 0 | 0 | 0 | 0 | 0
PseudoUnit | 0 | 0 | 0 | 0 | 0 | 0
FixedInterchange | 0 | 0 | 0 | 0 | 0 | 0
Cumulative New Build Capacity by Reporting Type: VACAR
ReportingType | 2015 | 2020 | 2025 | 2030 | 2035 | 2040
BM | 0.92 | 157.23 | 465.93 | 506.66 | 506.66 | 528.78
CC | 3037.5 | 3037.5 | 3037.5 | 3037.5 | 3037.5 | 3037.5
CSP | 0 | 0 | 0 | 0 | 0 | 0
CT | 717.2 | 717.2 | 717.2 | 717.2 | 717.2 | 717.2
Coal | 825 | 825 | 825 | 825 | 825 | 1038.06
Geo | 0 | 0 | 0 | 0 | 0 | 0
H | 0 | 0 | 0 | 0 | 0 | 0
LFG | 0.34 | 107.4 | 107.4 | 107.4 | 107.4 | 107.4
Nuc | 0 | 2330 | 2330 | 2330 | 2330 | 2330
PS | 0 | 0 | 0 | 0 | 0 | 0
PV | 0 | 121.3 | 121.3 | 121.89 | 123.16 | 124.55
PeakG | 0 | 0 | 0 | 0 | 0 | 0
PeakO | 0 | 0 | 0 | 0 | 0 | 0
ST | 0 | 0 | 0 | 0 | 0 | 0
STOG | 0 | 0 | 0 | 0 | 0 | 0
STWD | 0 | 0 | 0 | 0 | 0 | 0
WT | 0.9 | 3500 | 3500 | 3500 | 3500 | 3500
IGCC | 0 | 0 | 0 | 0 | 0 | 0
DemandResponse | 0 | 0 | 0 | 0 | 0 | 0
IGCC-CCS | 0 | 0 | 0 | 0 | 0 | 0
WT_off | 1 | 1 | 1 | 1 | 1 | 1
PseudoUnit | 0 | 0 | 0 | 0 | 0 | 0
FixedInterchange | 0 | 0 | 0 | 0 | 0 | 0
Cumulative New Build Capacity by Reporting Type: IESO
ReportingType | 2015 | 2020 | 2025 | 2030 | 2035 | 2040
BM | 326.33 | 326.33 | 326.33 | 326.33 | 326.33 | 326.33
CC | 1263 | 1263 | 1263 | 1263 | 1263 | 1263
CSP | 0 | 0 | 0 | 0 | 0 | 0
CT | 368 | 368 | 368 | 368 | 368 | 368
Coal | 0 | 0 | 0 | 0 | 0 | 0
Geo | 0 | 0 | 0 | 0 | 0 | 0
H | 0 | 0 | 0 | 0 | 0 | 0
LFG | 14.5 | 14.5 | 14.5 | 14.5 | 14.5 | 15
Nuc | 0 | 0 | 0 | 0 | 0 | 0
PS | 0 | 0 | 0 | 0 | 0 | 0
PV | 1067.26 | 1067.26 | 1067.26 | 1067.26 | 1067.26 | 1067.26
PeakG | 0 | 0 | 0 | 0 | 0 | 0
PeakO | 0 | 0 | 0 | 0 | 0 | 0
ST | 0 | 0 | 0 | 0 | 0 | 0
STOG | 0 | 0 | 0 | 0 | 0 | 0
STWD | 0 | 0 | 0 | 0 | 0 | 0
WT | 2105.9 | 2105.9 | 2105.9 | 2105.9 | 2105.9 | 2105.9
IGCC | 0 | 0 | 0 | 0 | 0 | 0
DemandResponse | 0 | 0 | 0 | 0 | 0 | 0
IGCC-CCS | 0 | 0 | 0 | 0 | 0 | 0
WT_off | 0 | 0 | 0 | 0 | 0 | 0
PseudoUnit | 0 | 0 | 0 | 0 | 0 | 0
FixedInterchange | 0 | 0 | 0 | 0 | 0 | 0
Cumulative New Build Capacity by Reporting Type: MAPP_CA
ReportingType | 2015 | 2020 | 2025 | 2030 | 2035 | 2040
BM | 0 | 0 | 0 | 0 | 0 | 0
CC | 32.15 | 32.15 | 32.15 | 32.15 | 32.15 | 32.15
CSP | 0 | 0 | 0 | 0 | 0 | 0
CT | 0 | 0 | 0 | 0 | 0 | 0
Coal | 0 | 0 | 0 | 0 | 0 | 0
Geo | 0 | 0 | 0 | 0 | 0 | 0
H | 0 | 0 | 0 | 0 | 1491 | 2652.61
LFG | 0 | 0 | 0 | 0 | 0 | 0
Nuc | 0 | 0 | 0 | 0 | 0 | 0
PS | 0 | 0 | 0 | 0 | 0 | 0
PV | 0 | 0 | 0 | 0 | 0 | 0
PeakG | 0 | 0 | 0 | 0 | 0 | 0
PeakO | 0 | 0 | 0 | 0 | 0 | 0
ST | 0 | 0 | 0 | 0 | 0 | 0
STOG | 0 | 0 | 0 | 0 | 0 | 0
STWD | 0 | 0 | 0 | 0 | 0 | 0
WT | 302.4 | 302.4 | 302.4 | 302.4 | 302.4 | 302.4
IGCC | 0 | 0 | 0 | 0 | 0 | 0
DemandResponse | 0 | 0 | 0 | 0 | 0 | 0
IGCC-CCS | 0 | 0 | 0 | 0 | 0 | 0
WT_off | 0 | 0 | 0 | 0 | 0 | 0
PseudoUnit | 0 | 0 | 0 | 0 | 0 | 0
FixedInterchange | 0 | 0 | 0 | 0 | 0 | 0
Cumulative New Build Capacity by Reporting Type: AZ_NM_SNV_Coal
ReportingType | 2015 | 2020 | 2025 | 2030 | 2035 | 2040
BM | 0 | 0 | 0 | 0 | 0 | 0
CC | 0 | 0 | 0 | 0 | 0 | 0
CSP | 0 | 0 | 0 | 0 | 0 | 0
CT | 0 | 0 | 0 | 0 | 0 | 0
Coal | 0 | 0 | 0 | 0 | 231.7 | 4741.99
Geo | 0 | 0 | 0 | 0 | 0 | 0
H | 0 | 0 | 0 | 0 | 0 | 0
LFG | 0 | 0 | 0 | 0 | 0 | 0
Nuc | 0 | 0 | 0 | 0 | 0 | 0
PS | 0 | 0 | 0 | 0 | 0 | 0
PV | 0 | 0 | 0 | 0 | 0 | 0
PeakG | 0 | 0 | 0 | 0 | 0 | 0
PeakO | 0 | 0 | 0 | 0 | 0 | 0
ST | 0 | 0 | 0 | 0 | 0 | 0
STOG | 0 | 0 | 0 | 0 | 0 | 0
STWD | 0 | 0 | 0 | 0 | 0 | 0
WT | 0 | 0 | 0 | 0 | 0 | 0
IGCC | 0 | 0 | 0 | 0 | 0 | 0
DemandResponse | 0 | 0 | 0 | 0 | 0 | 0
IGCC-CCS | 0 | 0 | 0 | 0 | 0 | 0
WT_off | 0 | 0 | 0 | 0 | 0 | 0
PseudoUnit | 0 | 0 | 0 | 0 | 0 | 0
FixedInterchange | 0 | 0 | 0 | 0 | 0 | 0
Cumulative New Build Capacity by Reporting Type: AZ_NM_SNV_Gas
ReportingType | 2015 | 2020 | 2025 | 2030 | 2035 | 2040
BM | 0 | 0 | 0 | 0 | 0 | 0
CC | 668 | 668 | 668 | 668 | 668 | 668
CSP | 0 | 0 | 0 | 0 | 0 | 0
CT | 736 | 736 | 736 | 736 | 736 | 736
Coal | 0 | 0 | 0 | 0 | 0 | 0
Geo | 0 | 0 | 0 | 0 | 0 | 0
H | 0 | 0 | 0 | 0 | 0 | 0
LFG | 0 | 0 | 0 | 0 | 0 | 0
Nuc | 0 | 0 | 0 | 0 | 0 | 0
PS | 0 | 0 | 0 | 0 | 0 | 0
PV | 0 | 0 | 0 | 0 | 0 | 0
PeakG | 0 | 0 | 0 | 0 | 0 | 0
PeakO | 0 | 0 | 0 | 0 | 0 | 0
ST | 0 | 0 | 0 | 0 | 0 | 0
STOG | 0 | 0 | 0 | 0 | 0 | 0
STWD | 0 | 0 | 0 | 0 | 0 | 0
WT | 0 | 0 | 0 | 0 | 0 | 0
IGCC | 0 | 0 | 0 | 0 | 0 | 0
DemandResponse | 0 | 0 | 0 | 0 | 0 | 0
IGCC-CCS | 0 | 0 | 0 | 0 | 0 | 0
WT_off | 0 | 0 | 0 | 0 | 0 | 0
PseudoUnit | 0 | 0 | 0 | 0 | 0 | 0
FixedInterchange | 0 | 0 | 0 | 0 | 0 | 0
Cumulative New Build Capacity by Reporting Type: AZ_NM_SNV_NucRenew
ReportingType | 2015 | 2020 | 2025 | 2030 | 2035 | 2040
BM | 0 | 0 | 0 | 0 | 0 | 0
CC | 0 | 0 | 0 | 0 | 0 | 0
CSP | 0 | 0 | 0 | 0 | 0 | 0
CT | 0 | 0 | 0 | 0 | 0 | 0
Coal | 0 | 0 | 0 | 0 | 0 | 0
Geo | 0 | 0 | 1450 | 1450 | 1450 | 1450
H | 0 | 0 | 0 | 0 | 0 | 0
LFG | 0 | 60.67 | 60.67 | 60.67 | 60.67 | 60.67
Nuc | 0 | 0 | 0 | 0 | 0 | 0
PS | 0 | 0 | 0 | 0 | 0 | 0
PV | 95.7 | 95.7 | 95.7 | 95.7 | 95.7 | 95.7
PeakG | 0 | 0 | 0 | 0 | 0 | 0
PeakO | 0 | 0 | 0 | 0 | 0 | 0
ST | 280 | 667.38 | 880.05 | 909.79 | 909.79 | 909.79
STOG | 0 | 0 | 0 | 0 | 0 | 0
STWD | 0 | 0 | 0 | 0 | 0 | 0
WT | 65.1 | 2943.7 | 2943.7 | 3011.66 | 3011.66 | 3011.66
IGCC | 0 | 0 | 0 | 0 | 0 | 0
DemandResponse | 0 | 0 | 0 | 0 | 0 | 0
IGCC-CCS | 0 | 0 | 0 | 0 | 0 | 0
WT_off | 0 | 0 | 0 | 0 | 0 | 0
PseudoUnit | 0 | 0 | 0 | 0 | 0 | 0
FixedInterchange | 0 | 0 | 0 | 0 | 0 | 0
Cumulative New Build Capacity by Reporting Type: ERCOT
ReportingType | 2015 | 2020 | 2025 | 2030 | 2035 | 2040
BM | 145 | 145 | 145 | 145 | 145 | 145
CC | 275 | 275 | 275 | 275 | 275 | 275
CSP | 0 | 0 | 0 | 0 | 0 | 0
CT | 250 | 250 | 250 | 250 | 250 | 250
Coal | 2020 | 2020 | 2020 | 2020 | 2020 | 2020
Geo | 0 | 0 | 0 | 0 | 0 | 0
H | 0 | 0 | 0 | 0 | 0 | 0
LFG | 0 | 0 | 354 | 354 | 354 | 354
Nuc | 0 | 0 | 0 | 0 | 0 | 0
PS | 0 | 0 | 0 | 0 | 0 | 0
PV | 14 | 14 | 14 | 14 | 14 | 14
PeakG | 0 | 0 | 0 | 0 | 0 | 0
PeakO | 0 | 0 | 0 | 0 | 0 | 0
ST | 0 | 0 | 0 | 0 | 0 | 0
STOG | 0 | 0 | 0 | 0 | 0 | 0
STWD | 0 | 0 | 0 | 0 | 0 | 0
WT | 350.1 | 350.1 | 350.1 | 350.1 | 350.1 | 15431.62
IGCC | 0 | 0 | 0 | 0 | 0 | 0
DemandResponse | 0 | 0 | 0 | 0 | 0 | 0
IGCC-CCS | 0 | 0 | 0 | 0 | 0 | 0
WT_off | 0 | 0 | 0 | 0 | 0 | 0
PseudoUnit | 0 | 0 | 0 | 0 | 0 | 0
FixedInterchange | 0 | 0 | 0 | 0 | 0 | 0
Cumulative New Build Capacity by Reporting Type: NP15
ReportingType | 2015 | 2020 | 2025 | 2030 | 2035 | 2040
BM | 0 | 0 | 0 | 0 | 0 | 0
CC | 940 | 940 | 940 | 940 | 940 | 940
CSP | 0 | 0 | 0 | 0 | 0 | 0
CT | 212.6 | 212.6 | 212.6 | 212.6 | 212.6 | 212.6
Coal | 0 | 0 | 0 | 0 | 0 | 0
Geo | 0 | 559.3 | 600 | 600 | 600 | 600
H | 0 | 0 | 0 | 0 | 0 | 0
LFG | 0 | 565 | 565 | 565 | 565 | 565
Nuc | 0 | 0 | 0 | 0 | 0 | 0
PS | 0 | 0 | 0 | 0 | 0 | 0
PV | 6.5 | 6.5 | 6.5 | 6.5 | 6.5 | 6.5
PeakG | 0 | 0 | 0 | 0 | 0 | 0
PeakO | 0 | 0 | 0 | 0 | 0 | 0
ST | 29 | 29 | 29 | 29 | 29 | 29
STOG | 0 | 0 | 0 | 0 | 0 | 0
STWD | 0 | 0 | 0 | 0 | 0 | 0
WT | 101.2 | 101.2 | 101.2 | 101.2 | 101.2 | 101.2
IGCC | 0 | 0 | 0 | 0 | 0 | 0
DemandResponse | 0 | 0 | 0 | 0 | 0 | 0
IGCC-CCS | 0 | 0 | 0 | 0 | 0 | 0
WT_off | 0 | 0 | 0 | 0 | 0 | 0
PseudoUnit | 0 | 0 | 0 | 0 | 0 | 0
FixedInterchange | 0 | 0 | 0 | 0 | 0 | 0
Cumulative New Build Capacity by Reporting Type: NWPP_Coal
ReportingType | 2015 | 2020 | 2025 | 2030 | 2035 | 2040
BM | 0 | 0 | 0 | 0 | 0 | 0
CC | 0 | 0 | 0 | 0 | 0 | 0
CSP | 0 | 0 | 0 | 0 | 0 | 0
CT | 0 | 0 | 0 | 0 | 0 | 0
Coal | 0 | 0 | 0 | 0 | 0 | 0
Geo | 0 | 0 | 0 | 0 | 0 | 0
H | 0 | 0 | 0 | 0 | 0 | 0
LFG | 0 | 0 | 0 | 0 | 0 | 0
Nuc | 0 | 0 | 0 | 0 | 0 | 0
PS | 0 | 0 | 0 | 0 | 0 | 0
PV | 0 | 0 | 0 | 0 | 0 | 0
PeakG | 0 | 0 | 0 | 0 | 0 | 0
PeakO | 0 | 0 | 0 | 0 | 0 | 0
ST | 0 | 0 | 0 | 0 | 0 | 0
STOG | 0 | 0 | 0 | 0 | 0 | 0
STWD | 0 | 0 | 0 | 0 | 0 | 0
WT | 0 | 0 | 0 | 0 | 0 | 0
IGCC | 0 | 0 | 0 | 0 | 0 | 0
DemandResponse | 0 | 0 | 0 | 0 | 0 | 0
IGCC-CCS | 0 | 0 | 0 | 0 | 0 | 0
WT_off | 0 | 0 | 0 | 0 | 0 | 0
PseudoUnit | 0 | 0 | 0 | 0 | 0 | 0
FixedInterchange | 0 | 0 | 0 | 0 | 0 | 0
Cumulative New Build Capacity by Reporting Type: NWPP_Gas
ReportingType | 2015 | 2020 | 2025 | 2030 | 2035 | 2040
BM | 0 | 0 | 0 | 0 | 0 | 0
CC | 300 | 300 | 300 | 300 | 300 | 300
CSP | 0 | 0 | 0 | 0 | 0 | 0
CT | 150 | 150 | 150 | 150 | 150 | 150
Coal | 0 | 0 | 0 | 0 | 727.05 | 991.58
Geo | 0 | 0 | 0 | 0 | 0 | 0
H | 0 | 0 | 0 | 0 | 0 | 0
LFG | 0 | 0 | 0 | 0 | 0 | 0
Nuc | 0 | 0 | 0 | 0 | 0 | 0
PS | 0 | 0 | 0 | 0 | 0 | 0
PV | 0 | 0 | 0 | 0 | 0 | 0
PeakG | 0 | 0 | 0 | 0 | 0 | 0
PeakO | 0 | 0 | 0 | 0 | 0 | 0
ST | 0 | 0 | 0 | 0 | 0 | 0
STOG | 0 | 0 | 0 | 0 | 0 | 0
STWD | 0 | 0 | 0 | 0 | 0 | 0
WT | 0 | 0 | 0 | 0 | 0 | 0
IGCC | 0 | 0 | 0 | 0 | 0 | 0
DemandResponse | 0 | 0 | 0 | 0 | 0 | 0
IGCC-CCS | 0 | 0 | 0 | 0 | 0 | 0
WT_off | 0 | 0 | 0 | 0 | 0 | 0
PseudoUnit | 0 | 0 | 0 | 0 | 0 | 0
FixedInterchange | 0 | 0 | 0 | 0 | 0 | 0
Cumulative New Build Capacity by Reporting Type: NWPP_NucRenew
ReportingType | 2015 | 2020 | 2025 | 2030 | 2035 | 2040
BM | 32.55 | 32.55 | 32.55 | 32.55 | 32.55 | 32.55
CC | 0 | 0 | 0 | 0 | 0 | 0
CSP | 0 | 0 | 0 | 0 | 0 | 0
CT | 0 | 0 | 0 | 0 | 0 | 0
Coal | 0 | 0 | 0 | 0 | 0 | 0
Geo | 86 | 86 | 520 | 520 | 520 | 520
H | 0 | 0 | 0 | 0 | 0 | 0
LFG | 25.5 | 270 | 270 | 270 | 270 | 270
Nuc | 0 | 0 | 0 | 0 | 0 | 0
PS | 0 | 0 | 0 | 0 | 0 | 0
PV | 0 | 0 | 0 | 0 | 0 | 0
PeakG | 0 | 0 | 0 | 0 | 0 | 0
PeakO | 0 | 0 | 0 | 0 | 0 | 0
ST | 0 | 0 | 0 | 0 | 0 | 0
STOG | 0 | 0 | 0 | 0 | 0 | 0
STWD | 0 | 0 | 0 | 0 | 0 | 0
WT | 977.3 | 977.3 | 977.3 | 977.3 | 977.3 | 977.3
IGCC | 0 | 0 | 0 | 0 | 0 | 0
DemandResponse | 0 | 0 | 0 | 0 | 0 | 0
IGCC-CCS | 0 | 0 | 0 | 0 | 0 | 0
WT_off | 0 | 0 | 0 | 0 | 0 | 0
PseudoUnit | 0 | 0 | 0 | 0 | 0 | 0
FixedInterchange | 0 | 0 | 0 | 0 | 0 | 0
Cumulative New Build Capacity by Reporting Type: RMPA
ReportingType | 2015 | 2020 | 2025 | 2030 | 2035 | 2040
BM | 0 | 0 | 0 | 0 | 0 | 0
CC | 0 | 0 | 0 | 0 | 0 | 0
CSP | 0 | 0 | 0 | 0 | 0 | 0
CT | 152 | 152 | 152 | 152 | 152 | 152
Coal | 390 | 390 | 390 | 390 | 612.26 | 1072.31
Geo | 0 | 65.7 | 2533.2 | 2570 | 2570 | 2570
H | 0 | 0 | 0 | 0 | 0 | 0
LFG | 1.4 | 30.33 | 30.33 | 30.33 | 30.33 | 30.33
Nuc | 0 | 0 | 0 | 0 | 0 | 0
PS | 0 | 0 | 0 | 0 | 0 | 0
PV | 1 | 1 | 1 | 1 | 1 | 1
PeakG | 0 | 0 | 0 | 0 | 0 | 0
PeakO | 0 | 0 | 0 | 0 | 0 | 0
ST | 3 | 345.4 | 353.71 | 364.02 | 364.02 | 364.02
STOG | 0 | 0 | 0 | 0 | 0 | 0
STWD | 0 | 0 | 0 | 0 | 0 | 0
WT | 765.4 | 1481.41 | 1481.41 | 1481.41 | 1481.41 | 1481.41
IGCC | 0 | 0 | 0 | 0 | 0 | 0
DemandResponse | 0 | 0 | 0 | 0 | 0 | 0
IGCC-CCS | 0 | 0 | 0 | 0 | 0 | 0
WT_off | 0 | 0 | 0 | 0 | 0 | 0
PseudoUnit | 0 | 0 | 0 | 0 | 0 | 0
FixedInterchange | 0 | 0 | 0 | 0 | 0 | 0
Cumulative New Build Capacity by Reporting Type: SP15
ReportingType | 2015 | 2020 | 2025 | 2030 | 2035 | 2040
BM | 6 | 6 | 6 | 6 | 6 | 6
CC | 409.5 | 409.5 | 409.5 | 409.5 | 409.5 | 409.5
CSP | 0 | 0 | 0 | 0 | 0 | 0
CT | 0 | 0 | 0 | 0 | 0 | 0
Coal | 0 | 0 | 0 | 0 | 0 | 0
Geo | 50 | 1500 | 1500 | 1500 | 1500 | 1500
H | 0 | 0 | 0 | 0 | 0 | 0
LFG | 9.2 | 565 | 565 | 565 | 565 | 565
Nuc | 0 | 0 | 0 | 0 | 0 | 0
PS | 0 | 0 | 0 | 0 | 0 | 0
PV | 3.8 | 3.8 | 3.8 | 3.8 | 3.8 | 3.8
PeakG | 0 | 0 | 0 | 0 | 0 | 0
PeakO | 0 | 0 | 0 | 0 | 0 | 0
ST | 448 | 448 | 448 | 448 | 448 | 448
STOG | 0 | 0 | 0 | 0 | 0 | 0
STWD | 0 | 0 | 0 | 0 | 0 | 0
WT | 735 | 735 | 735 | 735 | 735 | 735
IGCC | 0 | 0 | 0 | 0 | 0 | 0
DemandResponse | 0 | 0 | 0 | 0 | 0 | 0
IGCC-CCS | 0 | 0 | 0 | 0 | 0 | 0
WT_off | 0 | 0 | 0 | 0 | 0 | 0
PseudoUnit | 0 | 0 | 0 | 0 | 0 | 0
FixedInterchange | 0 | 0 | 0 | 0 | 0 | 0
Cumulative New Build Capacity by Reporting Type: ALB
ReportingType | 2015 | 2020 | 2025 | 2030 | 2035 | 2040
BM | 0 | 0 | 0 | 0 | 0 | 0
CC | 111.78 | 290.29 | 468.73 | 657.95 | 847.25 | 2347.85
CSP | 0 | 0 | 0 | 0 | 0 | 0
CT | 201.5 | 201.5 | 201.5 | 201.5 | 201.5 | 201.5
Coal | 495 | 495 | 495 | 495 | 495 | 495
Geo | 0 | 0 | 0 | 0 | 0 | 0
H | 0 | 0 | 0 | 0 | 0 | 0
LFG | 0 | 0 | 0 | 0 | 0 | 0
Nuc | 0 | 0 | 0 | 0 | 0 | 0
PS | 0 | 0 | 0 | 0 | 0 | 0
PV | 0 | 0 | 0 | 0 | 0 | 0
PeakG | 0 | 0 | 0 | 0 | 0 | 0
PeakO | 0 | 0 | 0 | 0 | 0 | 0
ST | 0 | 0 | 0 | 0 | 0 | 0
STOG | 0 | 0 | 0 | 0 | 0 | 0
STWD | 0 | 0 | 0 | 0 | 0 | 0
WT | 9 | 9 | 9 | 9 | 9 | 9
IGCC | 0 | 0 | 0 | 0 | 0 | 0
DemandResponse | 0 | 0 | 0 | 0 | 0 | 0
IGCC-CCS | 0 | 0 | 0 | 0 | 0 | 0
WT_off | 0 | 0 | 0 | 0 | 0 | 0
PseudoUnit | 0 | 0 | 0 | 0 | 0 | 0
FixedInterchange | 0 | 0 | 0 | 0 | 0 | 0
Cumulative New Build Capacity by Reporting Type: BC
ReportingType | 2015 | 2020 | 2025 | 2030 | 2035 | 2040
BM | 0 | 0 | 0 | 0 | 0 | 0
CC | 559.58 | 559.58 | 559.58 | 575.63 | 795.84 | 795.84
CSP | 0 | 0 | 0 | 0 | 0 | 0
CT | 0 | 0 | 0 | 0 | 0 | 0
Coal | 0 | 0 | 0 | 0 | 0 | 0
Geo | 0 | 0 | 0 | 0 | 0 | 0
H | 0 | 0 | 0 | 0 | 0 | 0
LFG | 0 | 0 | 0 | 0 | 0 | 0
Nuc | 0 | 0 | 0 | 0 | 0 | 0
PS | 0 | 0 | 0 | 0 | 0 | 0
PV | 0 | 0 | 0 | 0 | 0 | 0
PeakG | 0 | 0 | 0 | 0 | 0 | 0
PeakO | 0 | 0 | 0 | 0 | 0 | 0
ST | 0 | 0 | 0 | 0 | 0 | 0
STOG | 0 | 0 | 0 | 0 | 0 | 0
STWD | 0 | 0 | 0 | 0 | 0 | 0
WT | 144 | 144 | 144 | 144 | 144 | 144
IGCC | 0 | 0 | 0 | 0 | 0 | 0
DemandResponse | 0 | 0 | 0 | 0 | 0 | 0
IGCC-CCS | 0 | 0 | 0 | 0 | 0 | 0
WT_off | 0 | 0 | 0 | 0 | 0 | 0
PseudoUnit | 0 | 0 | 0 | 0 | 0 | 0
FixedInterchange | 0 | 0 | 0 | 0 | 0 | 0
Cumulative New Build Capacity by Reporting Type: HQ_IESO
ReportingType | 2015 | 2020 | 2025 | 2030 | 2035 | 2040
BM | 0 | 0 | 0 | 0 | 0 | 0
CC | 0 | 0 | 0 | 0 | 0 | 0
CSP | 0 | 0 | 0 | 0 | 0 | 0
CT | 0 | 0 | 0 | 0 | 0 | 0
Coal | 0 | 0 | 0 | 0 | 0 | 0
Geo | 0 | 0 | 0 | 0 | 0 | 0
H | 0 | 0 | 0 | 0 | 0 | 0
LFG | 0 | 0 | 0 | 0 | 0 | 0
Nuc | 0 | 0 | 0 | 0 | 0 | 0
PS | 0 | 0 | 0 | 0 | 0 | 0
PV | 0 | 0 | 0 | 0 | 0 | 0
PeakG | 0 | 0 | 0 | 0 | 0 | 0
PeakO | 0 | 0 | 0 | 0 | 0 | 0
ST | 0 | 0 | 0 | 0 | 0 | 0
STOG | 0 | 0 | 0 | 0 | 0 | 0
STWD | 0 | 0 | 0 | 0 | 0 | 0
WT | 0 | 0 | 0 | 0 | 0 | 0
IGCC | 0 | 0 | 0 | 0 | 0 | 0
DemandResponse | 0 | 0 | 0 | 0 | 0 | 0
IGCC-CCS | 0 | 0 | 0 | 0 | 0 | 0
WT_off | 0 | 0 | 0 | 0 | 0 | 0
PseudoUnit | 0 | 0 | 0 | 0 | 0 | 0
FixedInterchange | 0 | 0 | 0 | 0 | 0 | 0
Cumulative New Build Capacity by Reporting Type: HQ_NEISO
ReportingType | 2015 | 2020 | 2025 | 2030 | 2035 | 2040
BM | 0 | 0 | 0 | 0 | 0 | 0
CC | 0 | 0 | 0 | 0 | 0 | 0
CSP | 0 | 0 | 0 | 0 | 0 | 0
CT | 0 | 0 | 0 | 0 | 0 | 0
Coal | 0 | 0 | 0 | 0 | 0 | 0
Geo | 0 | 0 | 0 | 0 | 0 | 0
H | 0 | 0 | 0 | 0 | 0 | 0
LFG | 0 | 0 | 0 | 0 | 0 | 0
Nuc | 0 | 0 | 0 | 0 | 0 | 0
PS | 0 | 0 | 0 | 0 | 0 | 0
PV | 0 | 0 | 0 | 0 | 0 | 0
PeakG | 0 | 0 | 0 | 0 | 0 | 0
PeakO | 0 | 0 | 0 | 0 | 0 | 0
ST | 0 | 0 | 0 | 0 | 0 | 0
STOG | 0 | 0 | 0 | 0 | 0 | 0
STWD | 0 | 0 | 0 | 0 | 0 | 0
WT | 0 | 0 | 0 | 0 | 0 | 0
IGCC | 0 | 0 | 0 | 0 | 0 | 0
DemandResponse | 0 | 0 | 0 | 0 | 0 | 0
IGCC-CCS | 0 | 0 | 0 | 0 | 0 | 0
WT_off | 0 | 0 | 0 | 0 | 0 | 0
PseudoUnit | 0 | 0 | 0 | 0 | 0 | 0
FixedInterchange | 0 | 0 | 0 | 0 | 0 | 0
Cumulative New Build Capacity by Reporting Type: HQ_NY
ReportingType | 2015 | 2020 | 2025 | 2030 | 2035 | 2040
BM | 0 | 0 | 0 | 0 | 0 | 0
CC | 0 | 0 | 0 | 0 | 0 | 0
CSP | 0 | 0 | 0 | 0 | 0 | 0
CT | 0 | 0 | 0 | 0 | 0 | 0
Coal | 0 | 0 | 0 | 0 | 0 | 0
Geo | 0 | 0 | 0 | 0 | 0 | 0
H | 0 | 0 | 0 | 0 | 0 | 0
LFG | 0 | 0 | 0 | 0 | 0 | 0
Nuc | 0 | 0 | 0 | 0 | 0 | 0
PS | 0 | 0 | 0 | 0 | 0 | 0
PV | 0 | 0 | 0 | 0 | 0 | 0
PeakG | 0 | 0 | 0 | 0 | 0 | 0
PeakO | 0 | 0 | 0 | 0 | 0 | 0
ST | 0 | 0 | 0 | 0 | 0 | 0
STOG | 0 | 0 | 0 | 0 | 0 | 0
STWD | 0 | 0 | 0 | 0 | 0 | 0
WT | 0 | 0 | 0 | 0 | 0 | 0
IGCC | 0 | 0 | 0 | 0 | 0 | 0
DemandResponse | 0 | 0 | 0 | 0 | 0 | 0
IGCC-CCS | 0 | 0 | 0 | 0 | 0 | 0
WT_off | 0 | 0 | 0 | 0 | 0 | 0
PseudoUnit | 0 | 0 | 0 | 0 | 0 | 0
FixedInterchange | 0 | 0 | 0 | 0 | 0 | 0
Cumulative New Build Capacity by Reporting Type: MARITIMES
ReportingType | 2015 | 2020 | 2025 | 2030 | 2035 | 2040
BM | 0 | 0 | 0 | 0 | 0 | 0
CC | 0 | 0 | 0 | 0 | 0 | 0
CSP | 0 | 0 | 0 | 0 | 0 | 0
CT | 0 | 0 | 0 | 0 | 0 | 0
Coal | 0 | 0 | 0 | 0 | 0 | 0
Geo | 0 | 0 | 0 | 0 | 0 | 0
H | 0 | 0 | 0 | 0 | 0 | 0
LFG | 0 | 0 | 0 | 0 | 0 | 0
Nuc | 0 | 0 | 0 | 0 | 0 | 0
PS | 0 | 0 | 0 | 0 | 0 | 0
PV | 0 | 0 | 0 | 0 | 0 | 0
PeakG | 0 | 0 | 0 | 0 | 0 | 0
PeakO | 0 | 0 | 0 | 0 | 0 | 0
ST | 0 | 0 | 0 | 0 | 0 | 0
STOG | 0 | 0 | 0 | 0 | 0 | 0
STWD | 0 | 0 | 0 | 0 | 0 | 0
WT | 0 | 0 | 0 | 0 | 0 | 0
IGCC | 0 | 0 | 0 | 0 | 0 | 0
DemandResponse | 0 | 0 | 0 | 0 | 0 | 0
IGCC-CCS | 0 | 0 | 0 | 0 | 0 | 0
WT_off | 0 | 0 | 0 | 0 | 0 | 0
PseudoUnit | 0 | 0 | 0 | 0 | 0 | 0
FixedInterchange | 0 | 0 | 0 | 0 | 0 | 0
Cumulative New Build Capacity by Reporting Type: All
ReportingType | 2015 | 2020 | 2025 | 2030 | 2035 | 2040
BM | 1251 | 1407.32 | 1716.02 | 1756.74 | 1756.74 | 1778.86
CC | 28812 | 29498.51 | 29676.95 | 29882.22 | 34428.55 | 37308.26
CSP | 0 | 0 | 0 | 0 | 0 | 0
CT | 6393.79 | 6693.79 | 6693.79 | 6693.79 | 6693.79 | 6693.79
Coal | 10763.64 | 10763.64 | 10763.64 | 10763.64 | 12179.67 | 33227.59
Geo | 136 | 2211 | 6603.2 | 6640 | 6640 | 6640
H | 0 | 0 | 503 | 504 | 1995 | 3156.61
LFG | 192 | 2145 | 4355 | 5078.5 | 5078.5 | 5079
Nuc | 2740.56 | 7270.56 | 7270.56 | 7270.56 | 7270.56 | 7270.56
PS | 0 | 0 | 0 | 0 | 0 | 0
PV | 1246 | 3218.59 | 4095.34 | 4224.17 | 4231.77 | 4244.04
PeakG | 0 | 0 | 0 | 0 | 0 | 0
PeakO | 0 | 0 | 0 | 0 | 0 | 0
ST | 760 | 1489.79 | 1710.76 | 1750.81 | 1750.81 | 1750.81
STOG | 0 | 0 | 0 | 0 | 0 | 0
STWD | 0 | 0 | 0 | 0 | 0 | 0
WT | 25342 | 38800.1 | 43085.56 | 43981.23 | 59285.83 | 75248.09
IGCC | 618 | 618 | 618 | 618 | 618 | 618
DemandResponse | 0 | 0 | 0 | 0 | 0 | 0
IGCC-CCS | 0 | 0 | 0 | 0 | 0 | 0
WT_off | 469 | 469 | 1569 | 1569 | 1569 | 1569
PseudoUnit | 0 | 0 | 0 | 0 | 0 | 0
FixedInterchange | 0 | 0 | 0 | 0 | 0 | 0
Cumulative New Build Capacity by Reporting Type: EI_US
ReportingType | 2015 | 2020 | 2025 | 2030 | 2035 | 2040
BM | 741.12 | 897.43 | 1206.13 | 1246.86 | 1246.86 | 1268.98
CC | 24253 | 24761 | 24761 | 24761 | 28897.81 | 30276.92
CSP | 0 | 0 | 0 | 0 | 0 | 0
CT | 4323.69 | 4623.69 | 4623.69 | 4623.69 | 4623.69 | 4623.69
Coal | 7858.64 | 7858.64 | 7858.64 | 7858.64 | 8093.66 | 23906.71
Geo | 0 | 0 | 0 | 0 | 0 | 0
H | 0 | 0 | 503 | 504 | 504 | 504
LFG | 141.4 | 639.5 | 2495.5 | 3219 | 3219 | 3219
Nuc | 2740.56 | 7270.56 | 7270.56 | 7270.56 | 7270.56 | 7270.56
PS | 0 | 0 | 0 | 0 | 0 | 0
PV | 57.74 | 2030.34 | 2907.09 | 3035.91 | 3043.52 | 3055.78
PeakG | 0 | 0 | 0 | 0 | 0 | 0
PeakO | 0 | 0 | 0 | 0 | 0 | 0
ST | 0 | 0 | 0 | 0 | 0 | 0
STOG | 0 | 0 | 0 | 0 | 0 | 0
STWD | 0 | 0 | 0 | 0 | 0 | 0
WT | 19786.6 | 29650.09 | 33935.55 | 34763.25 | 50067.85 | 50948.6
IGCC | 618 | 618 | 618 | 618 | 618 | 618
DemandResponse | 0 | 0 | 0 | 0 | 0 | 0
IGCC-CCS | 0 | 0 | 0 | 0 | 0 | 0
WT_off | 469 | 469 | 1569 | 1569 | 1569 | 1569
PseudoUnit | 0 | 0 | 0 | 0 | 0 | 0
FixedInterchange | 0 | 0 | 0 | 0 | 0 | 0
Cumulative New Build Capacity by Reporting Type: EI_Canada
ReportingType | 2015 | 2020 | 2025 | 2030 | 2035 | 2040
BM | 326.33 | 326.33 | 326.33 | 326.33 | 326.33 | 326.33
CC | 1295.15 | 1295.15 | 1295.15 | 1295.15 | 1295.15 | 1295.15
CSP | 0 | 0 | 0 | 0 | 0 | 0
CT | 368 | 368 | 368 | 368 | 368 | 368
Coal | 0 | 0 | 0 | 0 | 0 | 0
Geo | 0 | 0 | 0 | 0 | 0 | 0
H | 0 | 0 | 0 | 0 | 1491 | 2652.61
LFG | 14.5 | 14.5 | 14.5 | 14.5 | 14.5 | 15
Nuc | 0 | 0 | 0 | 0 | 0 | 0
PS | 0 | 0 | 0 | 0 | 0 | 0
PV | 1067.26 | 1067.26 | 1067.26 | 1067.26 | 1067.26 | 1067.26
PeakG | 0 | 0 | 0 | 0 | 0 | 0
PeakO | 0 | 0 | 0 | 0 | 0 | 0
ST | 0 | 0 | 0 | 0 | 0 | 0
STOG | 0 | 0 | 0 | 0 | 0 | 0
STWD | 0 | 0 | 0 | 0 | 0 | 0
WT | 2408.3 | 2408.3 | 2408.3 | 2408.3 | 2408.3 | 2408.3
IGCC | 0 | 0 | 0 | 0 | 0 | 0
DemandResponse | 0 | 0 | 0 | 0 | 0 | 0
IGCC-CCS | 0 | 0 | 0 | 0 | 0 | 0
WT_off | 0 | 0 | 0 | 0 | 0 | 0
PseudoUnit | 0 | 0 | 0 | 0 | 0 | 0
FixedInterchange | 0 | 0 | 0 | 0 | 0 | 0
Cumulative New Build Capacity by Reporting Type: EI
ReportingType | 2015 | 2020 | 2025 | 2030 | 2035 | 2040
BM | 1067.45 | 1223.77 | 1532.47 | 1573.19 | 1573.19 | 1595.31
CC | 25548.14 | 26056.14 | 26056.14 | 26056.14 | 30192.96 | 31572.07
CSP | 0 | 0 | 0 | 0 | 0 | 0
CT | 4691.69 | 4991.69 | 4991.69 | 4991.69 | 4991.69 | 4991.69
Coal | 7858.64 | 7858.64 | 7858.64 | 7858.64 | 8093.66 | 23906.71
Geo | 0 | 0 | 0 | 0 | 0 | 0
H | 0 | 0 | 503 | 504 | 1995 | 3156.61
LFG | 155.9 | 654 | 2510 | 3233.5 | 3233.5 | 3234
Nuc | 2740.56 | 7270.56 | 7270.56 | 7270.56 | 7270.56 | 7270.56
PS | 0 | 0 | 0 | 0 | 0 | 0
PV | 1125 | 3097.59 | 3974.34 | 4103.17 | 4110.77 | 4123.04
PeakG | 0 | 0 | 0 | 0 | 0 | 0
PeakO | 0 | 0 | 0 | 0 | 0 | 0
ST | 0 | 0 | 0 | 0 | 0 | 0
STOG | 0 | 0 | 0 | 0 | 0 | 0
STWD | 0 | 0 | 0 | 0 | 0 | 0
WT | 22194.9 | 32058.39 | 36343.85 | 37171.55 | 52476.15 | 53356.9
IGCC | 618 | 618 | 618 | 618 | 618 | 618
DemandResponse | 0 | 0 | 0 | 0 | 0 | 0
IGCC-CCS | 0 | 0 | 0 | 0 | 0 | 0
WT_off | 469 | 469 | 1569 | 1569 | 1569 | 1569
PseudoUnit | 0 | 0 | 0 | 0 | 0 | 0
FixedInterchange | 0 | 0 | 0 | 0 | 0 | 0
Cumulative New Build Capacity by Reporting Type: Outside_EI
ReportingType | 2015 | 2020 | 2025 | 2030 | 2035 | 2040
BM | 183.55 | 183.55 | 183.55 | 183.55 | 183.55 | 183.55
CC | 3263.86 | 3442.37 | 3620.81 | 3826.08 | 4235.6 | 5736.19
CSP | 0 | 0 | 0 | 0 | 0 | 0
CT | 1702.1 | 1702.1 | 1702.1 | 1702.1 | 1702.1 | 1702.1
Coal | 2905 | 2905 | 2905 | 2905 | 4086.01 | 9320.88
Geo | 136 | 2211 | 6603.2 | 6640 | 6640 | 6640
H | 0 | 0 | 0 | 0 | 0 | 0
LFG | 36.1 | 1491 | 1845 | 1845 | 1845 | 1845
Nuc | 0 | 0 | 0 | 0 | 0 | 0
PS | 0 | 0 | 0 | 0 | 0 | 0
PV | 121 | 121 | 121 | 121 | 121 | 121
PeakG | 0 | 0 | 0 | 0 | 0 | 0
PeakO | 0 | 0 | 0 | 0 | 0 | 0
ST | 760 | 1489.79 | 1710.76 | 1750.81 | 1750.81 | 1750.81
STOG | 0 | 0 | 0 | 0 | 0 | 0
STWD | 0 | 0 | 0 | 0 | 0 | 0
WT | 3147.1 | 6741.71 | 6741.71 | 6809.67 | 6809.67 | 21891.19
IGCC | 0 | 0 | 0 | 0 | 0 | 0
DemandResponse | 0 | 0 | 0 | 0 | 0 | 0
IGCC-CCS | 0 | 0 | 0 | 0 | 0 | 0
WT_off | 0 | 0 | 0 | 0 | 0 | 0
PseudoUnit | 0 | 0 | 0 | 0 | 0 | 0
FixedInterchange | 0 | 0 | 0 | 0 | 0 | 0
#3 | Retirements of Capacity (MW)
Retirements of Capacity by Reporting Type: Entergy
ReportingType | 2015 | 2020 | 2025 | 2030 | 2035 | 2040
BM | 0 | 0 | 0 | 0 | 0 | 0
CC | 0 | 46.22 | 162.78 | 0 | 0 | 0
CSP | 0 | 0 | 0 | 0 | 0 | 0
CT | 0 | 0 | 0 | 0 | 0 | 0
Coal | 892.9 | 580 | 0 | 0 | 0 | 0
Geo | 0 | 0 | 0 | 0 | 0 | 0
H | 0 | 0 | 0 | 0 | 0 | 0
LFG | 0 | 0 | 0 | 0 | 0 | 0
Nuc | 0 | 0 | 0 | 0 | 842 | 997
PS | 0 | 0 | 0 | 0 | 0 | 0
PV | 0 | 0 | 0 | 0 | 0.29 | 1.93
PeakG | 0 | 0 | 1976.27 | 810.73 | 0 | 0
PeakO | 0 | 80 | 94 | 0 | 0 | 0
ST | 0 | 0 | 0 | 0 | 0 | 0
STOG | 12656.79 | 2208.21 | 0 | 0 | 0 | 0
STWD | 0 | 206 | 0 | 0 | 0 | 0
WT | 0 | 0 | 0 | 0 | 0 | 0
IGCC | 0 | 0 | 0 | 0 | 0 | 0
DemandResponse | 0 | 0 | 0 | 0 | 0 | 0
IGCC-CCS | 0 | 0 | 0 | 0 | 0 | 0
WT_off | 0 | 0 | 0 | 0 | 0 | 0
PseudoUnit | 0 | 0 | 0 | 0 | 0 | 0
FixedInterchange | 0 | 0 | 0 | 0 | 0 | 0
Retirements of Capacity by Reporting Type: FRCC
ReportingType | 2015 | 2020 | 2025 | 2030 | 2035 | 2040
BM | 0 | 0 | 0 | 0 | 0 | 0
CC | 0 | 0 | 0 | 0 | 0 | 0
CSP | 0 | 0 | 0 | 0 | 0 | 0
CT | 0 | 0 | 0 | 0 | 2480 | 0
Coal | 136 | 869 | 0 | 0 | 0 | 0
Geo | 0 | 0 | 0 | 0 | 0 | 0
H | 0 | 0 | 0 | 0 | 0 | 0
LFG | 0 | 0 | 0 | 0 | 0 | 0
Nuc | 0 | 0 | 0 | 0 | 1615.33 | 1677
PS | 0 | 0 | 0 | 0 | 0 | 0
PV | 0 | 0 | 0 | 0 | 0 | 0
PeakG | 0 | 0 | 1429 | 0 | 0 | 0
PeakO | 0 | 1840.99 | 442.01 | 0 | 0 | 0
ST | 0 | 0 | 0 | 0 | 0 | 0
STOG | 8319.83 | 1513.17 | 0 | 0 | 0 | 0
STWD | 0 | 0 | 0 | 0 | 0 | 0
WT | 0 | 0 | 0 | 0 | 0 | 0
IGCC | 0 | 0 | 0 | 0 | 0 | 0
DemandResponse | 0 | 0 | 0 | 0 | 0 | 0
IGCC-CCS | 0 | 0 | 0 | 0 | 0 | 0
WT_off | 0 | 0 | 0 | 0 | 0 | 0
PseudoUnit | 0 | 0 | 0 | 0 | 0 | 0
FixedInterchange | 0 | 0 | 0 | 0 | 0 | 0
Retirements of Capacity by Reporting Type: MAPP_US
ReportingType | 2015 | 2020 | 2025 | 2030 | 2035 | 2040
BM | 0 | 0 | 0 | 0 | 0 | 0
CC | 289 | 0 | 0 | 0 | 0 | 0
CSP | 0 | 0 | 0 | 0 | 0 | 0
CT | 0 | 0 | 0 | 8.3 | 300 | 0
Coal | 715.5 | 447.22 | 0 | 0 | 0 | 0
Geo | 0 | 0 | 0 | 0 | 0 | 0
H | 0 | 0 | 0 | 0 | 0 | 0
LFG | 0 | 0 | 0 | 0 | 0 | 0
Nuc | 0 | 0 | 0 | 0 | 0 | 0
PS | 0 | 0 | 0 | 0 | 0 | 0
PV | 0 | 0 | 0 | 0 | 0 | 0
PeakG | 227.5 | 0 | 252.5 | 0 | 0 | 0
PeakO | 346 | 0 | 0 | 0 | 0 | 0
ST | 0 | 0 | 0 | 0 | 0 | 0
STOG | 36 | 0 | 0 | 0 | 0 | 0
STWD | 0 | 0 | 0 | 0 | 0 | 0
WT | 0 | 0 | 0 | 0 | 0 | 0
IGCC | 0 | 0 | 0 | 0 | 0 | 0
DemandResponse | 0 | 0 | 0 | 0 | 0 | 0
IGCC-CCS | 0 | 0 | 0 | 0 | 0 | 0
WT_off | 0 | 0 | 0 | 0 | 0 | 0
PseudoUnit | 0 | 0 | 0 | 0 | 0 | 0
FixedInterchange | 0 | 0 | 0 | 0 | 0 | 0
Retirements of Capacity by Reporting Type: MISO_IN
ReportingType | 2015 | 2020 | 2025 | 2030 | 2035 | 2040
BM | 0 | 0 | 0 | 0 | 0 | 0
CC | 0 | 0 | 0 | 0 | 0 | 0
CSP | 0 | 0 | 0 | 0 | 0 | 0
CT | 0 | 0 | 0 | 0 | 0 | 0
Coal | 1616.78 | 469 | 0 | 0 | 0 | 0
Geo | 0 | 0 | 0 | 0 | 0 | 0
H | 0 | 0 | 0 | 0 | 0 | 0
LFG | 0 | 0 | 0 | 0 | 0 | 0
Nuc | 0 | 0 | 0 | 0 | 0 | 0
PS | 0 | 0 | 0 | 0 | 0 | 0
PV | 0 | 0 | 0 | 0 | 0 | 5.09
PeakG | 0 | 0 | 0 | 0 | 0 | 238
PeakO | 0 | 0 | 361 | 0 | 0 | 0
ST | 0 | 0 | 0 | 0 | 0 | 0
STOG | 0 | 0 | 279 | 0 | 0 | 0
STWD | 0 | 0 | 0 | 0 | 0 | 0
WT | 0 | 0 | 0 | 0 | 0 | 0
IGCC | 0 | 0 | 0 | 0 | 0 | 0
DemandResponse | 0 | 0 | 0 | 0 | 0 | 0
IGCC-CCS | 0 | 0 | 0 | 0 | 0 | 0
WT_off | 0 | 0 | 0 | 0 | 0 | 0
PseudoUnit | 0 | 0 | 0 | 0 | 0 | 0
FixedInterchange | 0 | 0 | 0 | 0 | 0 | 0
Retirements of Capacity by Reporting Type: MISO_MI
ReportingType | 2015 | 2020 | 2025 | 2030 | 2035 | 2040
BM | 0 | 0 | 0 | 0 | 0 | 0
CC | 0 | 0 | 1599 | 0 | 0 | 0
CSP | 0 | 0 | 0 | 0 | 0 | 0
CT | 0 | 0 | 0 | 0 | 0 | 0
Coal | 3840.08 | 1741.92 | 0 | 0 | 0 | 0
Geo | 0 | 0 | 0 | 0 | 0 | 0
H | 0 | 0 | 0 | 0 | 0 | 0
LFG | 0 | 0 | 0 | 0 | 0 | 0
Nuc | 0 | 0 | 0 | 0 | 778 | 0
PS | 0 | 0 | 0 | 0 | 0 | 0
PV | 0 | 0 | 0 | 0 | 0 | 0
PeakG | 0 | 0 | 0 | 0 | 0 | 295
PeakO | 0 | 0 | 534 | 0 | 0 | 0
ST | 0 | 0 | 0 | 0 | 0 | 0
STOG | 500.85 | 0 | 2351.15 | 0 | 0 | 0
STWD | 0 | 0 | 0 | 0 | 0 | 0
WT | 0 | 0 | 0 | 0 | 0 | 0
IGCC | 0 | 0 | 0 | 0 | 0 | 0
DemandResponse | 0 | 0 | 0 | 0 | 0 | 0
IGCC-CCS | 0 | 0 | 0 | 0 | 0 | 0
WT_off | 0 | 0 | 0 | 0 | 0 | 0
PseudoUnit | 0 | 0 | 0 | 0 | 0 | 0
FixedInterchange | 0 | 0 | 0 | 0 | 0 | 0
Retirements of Capacity by Reporting Type: MISO_MO-IL
ReportingType | 2015 | 2020 | 2025 | 2030 | 2035 | 2040
BM | 0 | 0 | 0 | 0 | 0 | 0
CC | 0 | 0 | 0 | 0 | 0 | 0
CSP | 0 | 0 | 0 | 0 | 0 | 0
CT | 0 | 0 | 0 | 0 | 0 | 0
Coal | 2241.7 | 3317 | 0 | 0 | 0 | 0
Geo | 0 | 0 | 0 | 0 | 0 | 0
H | 0 | 0 | 0 | 0 | 0 | 0
LFG | 0 | 0 | 0 | 0 | 0 | 0
Nuc | 0 | 0 | 0 | 0 | 0 | 0
PS | 0 | 0 | 0 | 0 | 0 | 0
PV | 0 | 0 | 0 | 0 | 0 | 0
PeakG | 0 | 0 | 0 | 0 | 0 | 217
PeakO | 0 | 0 | 766 | 0 | 0 | 0
ST | 0 | 0 | 0 | 0 | 0 | 0
STOG | 28 | 0 | 564 | 0 | 0 | 0
STWD | 0 | 0 | 0 | 0 | 0 | 0
WT | 0 | 0 | 0 | 0 | 0 | 0
IGCC | 0 | 0 | 0 | 0 | 0 | 0
DemandResponse | 0 | 0 | 0 | 0 | 0 | 0
IGCC-CCS | 0 | 0 | 0 | 0 | 0 | 0
WT_off | 0 | 0 | 0 | 0 | 0 | 0
PseudoUnit | 0 | 0 | 0 | 0 | 0 | 0
FixedInterchange | 0 | 0 | 0 | 0 | 0 | 0
Retirements of Capacity by Reporting Type: MISO_W
ReportingType | 2015 | 2020 | 2025 | 2030 | 2035 | 2040
BM | 0 | 0 | 0 | 0 | 0 | 0
CC | 0 | 0 | 149 | 0 | 0 | 0
CSP | 0 | 0 | 0 | 0 | 0 | 0
CT | 0 | 0 | 0 | 0 | 0 | 0
Coal | 2450.49 | 740.17 | 0 | 0 | 0 | 0
Geo | 0 | 0 | 0 | 0 | 0 | 0
H | 0 | 0 | 0 | 0 | 0 | 0
LFG | 0 | 0 | 0 | 0 | 0 | 0
Nuc | 0 | 0 | 0 | 0 | 2361.23 | 0
PS | 0 | 0 | 0 | 0 | 0 | 0
PV | 0 | 0 | 0 | 0 | 0 | 0
PeakG | 0 | 0 | 0 | 0 | 0 | 2540.04
PeakO | 0 | 0 | 2154 | 0 | 0 | 0
ST | 0 | 0 | 0 | 0 | 0 | 0
STOG | 172 | 0 | 0 | 0 | 0 | 0
STWD | 0 | 0 | 313 | 0 | 0 | 0
WT | 0 | 0 | 0 | 0 | 0 | 0
IGCC | 0 | 0 | 0 | 0 | 0 | 0
DemandResponse | 0 | 0 | 0 | 0 | 0 | 0
IGCC-CCS | 0 | 0 | 0 | 0 | 0 | 0
WT_off | 0 | 0 | 0 | 0 | 0 | 0
PseudoUnit | 0 | 0 | 0 | 0 | 0 | 0
FixedInterchange | 0 | 0 | 0 | 0 | 0 | 0
Retirements of Capacity by Reporting Type: MISO_WUMS
ReportingType | 2015 | 2020 | 2025 | 2030 | 2035 | 2040
BM | 0 | 0 | 0 | 0 | 0 | 0
CC | 0 | 0 | 0 | 0 | 0 | 0
CSP | 0 | 0 | 0 | 0 | 0 | 0
CT | 0 | 0 | 0 | 0 | 0 | 0
Coal | 2975.1 | 581.4 | 0 | 0 | 0 | 0
Geo | 0 | 0 | 0 | 0 | 0 | 0
H | 0 | 0 | 0 | 0 | 0 | 0
LFG | 0 | 0 | 0 | 0 | 0 | 0
Nuc | 0 | 0 | 0 | 0 | 1816.9 | 0
PS | 0 | 0 | 0 | 0 | 0 | 0
PV | 0 | 0 | 0 | 0 | 0 | 0
PeakG | 0 | 0 | 0 | 0 | 0 | 686.59
PeakO | 0 | 0 | 490 | 0 | 0 | 0
ST | 0 | 0 | 0 | 0 | 0 | 0
STOG | 360 | 0 | 0 | 0 | 0 | 0
STWD | 0 | 0 | 105 | 0 | 0 | 0
WT | 0 | 0 | 0 | 0 | 0 | 0
IGCC | 0 | 0 | 0 | 0 | 0 | 0
DemandResponse | 0 | 0 | 0 | 0 | 0 | 0
IGCC-CCS | 0 | 0 | 0 | 0 | 0 | 0
WT_off | 0 | 0 | 0 | 0 | 0 | 0
PseudoUnit | 0 | 0 | 0 | 0 | 0 | 0
FixedInterchange | 0 | 0 | 0 | 0 | 0 | 0
Retirements of Capacity by Reporting Type: Nebraska
ReportingType | 2015 | 2020 | 2025 | 2030 | 2035 | 2040
BM | 0 | 0 | 0 | 0 | 0 | 0
CC | 0 | 0 | 0 | 0 | 0 | 3.64
CSP | 0 | 0 | 0 | 0 | 0 | 0
CT | 0 | 0 | 0 | 0 | 0 | 0
Coal | 0 | 0 | 0 | 0 | 0 | 0
Geo | 0 | 0 | 0 | 0 | 0 | 0
H | 0 | 0 | 0 | 0 | 0 | 0
LFG | 0 | 0 | 0 | 0 | 0 | 0
Nuc | 0 | 0 | 0 | 0 | 1251.8 | 0
PS | 0 | 0 | 0 | 0 | 0 | 0
PV | 0 | 0 | 0 | 0 | 0 | 0
PeakG | 0 | 0 | 290.04 | 0 | 0 | 0
PeakO | 0 | 0 | 326 | 0 | 0 | 0
ST | 0 | 0 | 0 | 0 | 0 | 0
STOG | 270 | 0 | 0 | 0 | 0 | 0
STWD | 0 | 0 | 0 | 0 | 0 | 0
WT | 0 | 0 | 0 | 0 | 0 | 0
IGCC | 0 | 0 | 0 | 0 | 0 | 0
DemandResponse | 0 | 0 | 0 | 0 | 0 | 0
IGCC-CCS | 0 | 0 | 0 | 0 | 0 | 0
WT_off | 0 | 0 | 0 | 0 | 0 | 0
PseudoUnit | 0 | 0 | 0 | 0 | 0 | 0
FixedInterchange | 0 | 0 | 0 | 0 | 0 | 0
Retirements of Capacity by Reporting Type: NEISO
ReportingType | 2015 | 2020 | 2025 | 2030 | 2035 | 2040
BM | 0 | 0 | 0 | 0 | 0 | 0
CC | 3280.42 | 2432.66 | 1190.97 | 0 | 0 | 0
CSP | 0 | 0 | 0 | 0 | 0 | 0
CT | 0 | 0 | 0 | 9.5 | 324.5 | 0
Coal | 2250.13 | 320 | 0 | 0 | 0 | 0
Geo | 0 | 0 | 0 | 0 | 0 | 0
H | 0 | 0 | 0 | 0 | 0 | 0
LFG | 0 | 0 | 0 | 0 | 0 | 0
Nuc | 0 | 0 | 0 | 0 | 1289 | 876.92
PS | 0 | 0 | 0 | 0 | 0 | 0
PV | 0 | 0 | 0 | 0 | 0 | 19.87
PeakG | 0 | 0 | 271 | 929 | 0 | 0
PeakO | 1183 | 0 | 0 | 0 | 0 | 0
ST | 0 | 0 | 0 | 0 | 0 | 0
STOG | 6237 | 0 | 0 | 0 | 0 | 0
STWD | 0 | 417 | 193 | 0 | 0 | 0
WT | 0 | 0 | 0 | 0 | 0 | 0
IGCC | 0 | 0 | 0 | 0 | 0 | 0
DemandResponse | 0 | 0 | 0 | 0 | 0 | 0
IGCC-CCS | 0 | 0 | 0 | 0 | 0 | 0
WT_off | 0 | 0 | 0 | 0 | 468 | 0
PseudoUnit | 0 | 0 | 0 | 0 | 0 | 0
FixedInterchange | 0 | 0 | 0 | 0 | 0 | 0
Retirements of Capacity by Reporting Type: NonRTO_Midwest
ReportingType | 2015 | 2020 | 2025 | 2030 | 2035 | 2040
BM | 0 | 0 | 0 | 0 | 0 | 0
CC | 0 | 0 | 0 | 0 | 0 | 0
CSP | 0 | 0 | 0 | 0 | 0 | 0
CT | 0 | 0 | 0 | 0 | 0 | 0
Coal | 1681.57 | 779.73 | 137.27 | 0 | 0 | 0
Geo | 0 | 0 | 0 | 0 | 0 | 0
H | 0 | 0 | 0 | 0 | 0 | 0
LFG | 0 | 0 | 0 | 0 | 0 | 0
Nuc | 0 | 0 | 0 | 0 | 0 | 0
PS | 0 | 0 | 0 | 0 | 0 | 0
PV | 0 | 0 | 0 | 0 | 0 | 0
PeakG | 0 | 0 | 905.13 | 0 | 1260.43 | 0
PeakO | 0 | 0 | 12 | 0 | 0 | 0
ST | 0 | 0 | 0 | 0 | 0 | 0
STOG | 0 | 0 | 0 | 0 | 0 | 0
STWD | 0 | 0 | 0 | 0 | 0 | 0
WT | 0 | 0 | 0 | 0 | 0 | 0
IGCC | 0 | 0 | 0 | 0 | 0 | 0
DemandResponse | 0 | 0 | 0 | 0 | 0 | 0
IGCC-CCS | 0 | 0 | 0 | 0 | 0 | 0
WT_off | 0 | 0 | 0 | 0 | 0 | 0
PseudoUnit | 0 | 0 | 0 | 0 | 0 | 0
FixedInterchange | 0 | 0 | 0 | 0 | 0 | 0
Retirements of Capacity by Reporting Type: NYISO_A-F
ReportingType | 2015 | 2020 | 2025 | 2030 | 2035 | 2040
BM | 0 | 0 | 0 | 0 | 0 | 0
CC | 439.49 | 623.74 | 545.24 | 0 | 0 | 0
CSP | 0 | 0 | 0 | 0 | 0 | 0
CT | 0 | 0 | 0 | 0 | 0 | 0
Coal | 2251.9 | 0 | 0 | 0 | 0 | 0
Geo | 0 | 0 | 0 | 0 | 0 | 0
H | 0 | 0 | 0 | 0 | 0 | 0
LFG | 0 | 0 | 0 | 0 | 0 | 0
Nuc | 0 | 0 | 0 | 621.2 | 580.5 | 852.2
PS | 0 | 0 | 0 | 0 | 0 | 0
PV | 0 | 0 | 0 | 0 | 0 | 0
PeakG | 0 | 0 | 16 | 0 | 0 | 0
PeakO | 39 | 0 | 0 | 0 | 0 | 0
ST | 0 | 0 | 0 | 0 | 0 | 0
STOG | 1701 | 0 | 0 | 0 | 0 | 0
STWD | 86 | 0 | 0 | 0 | 0 | 0
WT | 0 | 0 | 0 | 0 | 0 | 0
IGCC | 0 | 0 | 0 | 0 | 0 | 0
DemandResponse | 0 | 0 | 0 | 0 | 0 | 0
IGCC-CCS | 0 | 0 | 0 | 0 | 0 | 0
WT_off | 0 | 0 | 0 | 0 | 0 | 0
PseudoUnit | 0 | 0 | 0 | 0 | 0 | 0
FixedInterchange | 0 | 0 | 0 | 0 | 0 | 0
Retirements of Capacity by Reporting Type: NYISO_G-I
ReportingType | 2015 | 2020 | 2025 | 2030 | 2035 | 2040
BM | 0 | 0 | 0 | 0 | 0 | 0
CC | 0 | 0 | 0 | 0 | 0 | 0
CSP | 0 | 0 | 0 | 0 | 0 | 0
CT | 0 | 0 | 0 | 0 | 0 | 0
Coal | 135.7 | 232.5 | 0 | 0 | 0 | 0
Geo | 0 | 0 | 0 | 0 | 0 | 0
H | 0 | 0 | 0 | 0 | 0 | 0
LFG | 0 | 0 | 0 | 0 | 0 | 0
Nuc | 0 | 0 | 0 | 0 | 1019.6 | 1025
PS | 0 | 0 | 0 | 0 | 0 | 0
PV | 0 | 0 | 0 | 0 | 0 | 0
PeakG | 0 | 0 | 0 | 0 | 0 | 0
PeakO | 0 | 0 | 87 | 0 | 0 | 0
ST | 0 | 0 | 0 | 0 | 0 | 0
STOG | 2431 | 0 | 0 | 0 | 0 | 0
STWD | 0 | 0 | 0 | 0 | 0 | 0
WT | 0 | 0 | 0 | 0 | 0 | 0
IGCC | 0 | 0 | 0 | 0 | 0 | 0
DemandResponse | 0 | 0 | 0 | 0 | 0 | 0
IGCC-CCS | 0 | 0 | 0 | 0 | 0 | 0
WT_off | 0 | 0 | 0 | 0 | 0 | 0
PseudoUnit | 0 | 0 | 0 | 0 | 0 | 0
FixedInterchange | 0 | 0 | 0 | 0 | 0 | 0
Retirements of Capacity by Reporting Type: NYISO_J-K
ReportingType | 2015 | 2020 | 2025 | 2030 | 2035 | 2040
BM | 0 | 0 | 0 | 0 | 0 | 0
CC | 0 | 0 | 0 | 0 | 0 | 0
CSP | 0 | 0 | 0 | 0 | 0 | 0
CT | 0 | 0 | 0 | 0 | 0 | 0
Coal | 0 | 0 | 0 | 0 | 0 | 0
Geo | 0 | 0 | 0 | 0 | 0 | 0
H | 0 | 0 | 0 | 0 | 0 | 0
LFG | 0 | 0 | 0 | 0 | 0 | 0
Nuc | 0 | 0 | 0 | 0 | 0 | 0
PS | 0 | 0 | 0 | 0 | 0 | 0
PV | 0 | 0 | 0 | 0 | 32 | 0
PeakG | 0 | 0 | 0 | 0 | 0 | 0
PeakO | 0 | 0 | 1107.17 | 0 | 0 | 0
ST | 0 | 0 | 0 | 0 | 0 | 0
STOG | 4131.68 | 631.41 | 0 | 0 | 0 | 0
STWD | 0 | 0 | 0 | 0 | 0 | 0
WT | 0 | 0 | 0 | 0 | 0 | 0
IGCC | 0 | 0 | 0 | 0 | 0 | 0
DemandResponse | 0 | 0 | 0 | 0 | 0 | 0
IGCC-CCS | 0 | 0 | 0 | 0 | 0 | 0
WT_off | 0 | 0 | 0 | 0 | 0 | 0
PseudoUnit | 0 | 0 | 0 | 0 | 0 | 0
FixedInterchange | 0 | 0 | 0 | 0 | 0 | 0
Retirements of Capacity by Reporting Type: PJM_E
ReportingType | 2015 | 2020 | 2025 | 2030 | 2035 | 2040
BM | 0 | 0 | 0 | 0 | 0 | 0
CC | 0 | 1003 | 0 | 0 | 0 | 0
CSP | 0 | 0 | 0 | 0 | 0 | 0
CT | 0 | 0 | 0 | 26.2 | 0 | 0
Coal | 3285 | 568 | 0 | 0 | 0 | 0
Geo | 0 | 0 | 0 | 0 | 0 | 0
H | 0 | 0 | 0 | 0 | 0 | 0
LFG | 0 | 0 | 0 | 0 | 0 | 0
Nuc | 0 | 614.5 | 0 | 0 | 2224 | 1174
PS | 0 | 0 | 0 | 0 | 0 | 0
PV | 0 | 0 | 0 | 0 | 0 | 0
PeakG | 268.5 | 1584.5 | 0 | 0 | 0 | 0
PeakO | 2.7 | 2749.3 | 0 | 0 | 0 | 0
ST | 0 | 0 | 0 | 0 | 0 | 0
STOG | 3252 | 0 | 0 | 0 | 0 | 0
STWD | 0 | 0 | 0 | 0 | 0 | 0
WT | 0 | 0 | 0 | 0 | 0 | 0
IGCC | 0 | 0 | 0 | 0 | 0 | 0
DemandResponse | 0 | 0 | 0 | 0 | 0 | 0
IGCC-CCS | 0 | 0 | 0 | 0 | 0 | 0
WT_off | 0 | 0 | 0 | 0 | 0 | 0
PseudoUnit | 0 | 0 | 0 | 0 | 0 | 0
FixedInterchange | 0 | 0 | 0 | 0 | 0 | 0
Retirements of Capacity by Reporting Type: PJM_ROM
ReportingType | 2015 | 2020 | 2025 | 2030 | 2035 | 2040
BM | 0 | 0 | 0 | 0 | 0 | 0
CC | 0 | 0 | 0 | 0 | 0 | 0
CSP | 0 | 0 | 0 | 0 | 0 | 0
CT | 0 | 0 | 0 | 0 | 16 | 0
Coal | 8045.5 | 0 | 0 | 0 | 0 | 0
Geo | 0 | 0 | 0 | 0 | 0 | 0
H | 0 | 0 | 0 | 0 | 0 | 0
LFG | 0 | 0 | 0 | 0 | 0 | 0
Nuc | 0 | 0 | 0 | 0 | 1732 | 899
PS | 0 | 0 | 0 | 0 | 0 | 0
PV | 0 | 0 | 0 | 0 | 0 | 0
PeakG | 0 | 333 | 0 | 0 | 0 | 0
PeakO | 270 | 1566 | 0 | 0 | 0 | 0
ST | 0 | 0 | 0 | 0 | 0 | 0
STOG | 4109 | 0 | 0 | 0 | 0 | 0
STWD | 0 | 0 | 0 | 0 | 0 | 0
WT | 0 | 0 | 0 | 0 | 0 | 0
IGCC | 0 | 0 | 0 | 0 | 0 | 0
DemandResponse | 0 | 0 | 0 | 0 | 0 | 0
IGCC-CCS | 0 | 0 | 0 | 0 | 0 | 0
WT_off | 0 | 0 | 0 | 0 | 0 | 0
PseudoUnit | 0 | 0 | 0 | 0 | 0 | 0
FixedInterchange | 0 | 0 | 0 | 0 | 0 | 0
Retirements of Capacity by Reporting Type: PJM_ROR
ReportingType | 2015 | 2020 | 2025 | 2030 | 2035 | 2040
BM | 0 | 0 | 0 | 0 | 0 | 192
CC | 0 | 14.59 | 1286.41 | 0 | 174 | 0
CSP | 0 | 0 | 0 | 0 | 0 | 0
CT | 0 | 0 | 0 | 0 | 29 | 0
Coal | 13039.31 | 12089.73 | 0 | 0 | 0 | 0
Geo | 0 | 0 | 0 | 0 | 0 | 0
H | 0 | 0 | 0 | 0 | 0 | 0
LFG | 0 | 0 | 0 | 0 | 0 | 0
Nuc | 0 | 0 | 0 | 867 | 4275 | 4883.16
PS | 0 | 0 | 0 | 0 | 0 | 0
PV | 0 | 0 | 0 | 0 | 0 | 0
PeakG | 0 | 714 | 3572.42 | 6605.45 | 0 | 0
PeakO | 19 | 1742 | 0 | 0 | 0 | 0
ST | 0 | 0 | 0 | 0 | 0 | 0
STOG | 2122 | 0 | 0 | 0 | 0 | 0
STWD | 0 | 0 | 0 | 0 | 0 | 0
WT | 0 | 0 | 0 | 0 | 0 | 0
IGCC | 0 | 0 | 0 | 0 | 0 | 0
DemandResponse | 0 | 0 | 0 | 0 | 0 | 0
IGCC-CCS | 0 | 0 | 0 | 0 | 0 | 0
WT_off | 0 | 0 | 0 | 0 | 0 | 0
PseudoUnit | 0 | 0 | 0 | 0 | 0 | 0
FixedInterchange | 0 | 0 | 0 | 0 | 0 | 0
Retirements of Capacity by Reporting Type: SOCO
ReportingType | 2015 | 2020 | 2025 | 2030 | 2035 | 2040
BM | 0 | 0 | 0 | 0 | 0 | 0
CC | 186 | 0 | 0 | 0 | 0 | 4243.93
CSP | 0 | 0 | 0 | 0 | 0 | 0
CT | 0 | 0 | 0 | 0 | 0 | 0
Coal | 8692.56 | 2443.44 | 0 | 0 | 0 | 0
Geo | 0 | 0 | 0 | 0 | 0 | 0
H | 0 | 0 | 0 | 0 | 0 | 0
LFG | 0 | 0 | 0 | 0 | 0 | 0
Nuc | 0 | 0 | 0 | 0 | 0 | 2645.05
PS | 0 | 0 | 0 | 0 | 0 | 0
PV | 0 | 0 | 0 | 0 | 0 | 0
PeakG | 3658.8 | 3546.16 | 0 | 1023.04 | 0 | 0
PeakO | 1139 | 0 | 0 | 0 | 0 | 0
ST | 0 | 0 | 0 | 0 | 0 | 0
STOG | 854 | 0 | 0 | 0 | 0 | 0
STWD | 668 | 0 | 0 | 0 | 0 | 0
WT | 0 | 0 | 0 | 0 | 0 | 0
IGCC | 0 | 0 | 0 | 0 | 0 | 0
DemandResponse | 0 | 0 | 0 | 0 | 0 | 0
IGCC-CCS | 0 | 0 | 0 | 0 | 0 | 0
WT_off | 0 | 0 | 0 | 0 | 0 | 0
PseudoUnit | 0 | 0 | 0 | 0 | 0 | 0
FixedInterchange | 0 | 0 | 0 | 0 | 0 | 0
Retirements of Capacity by Reporting Type: SPP_N
ReportingType | 2015 | 2020 | 2025 | 2030 | 2035 | 2040
BM | 0 | 0 | 0 | 0 | 0 | 0
CC | 0 | 0 | 0 | 0 | 0 | 0
CSP | 0 | 0 | 0 | 0 | 0 | 0
CT | 0 | 0 | 0 | 0 | 0 | 0
Coal | 0 | 775.5 | 0 | 0 | 0 | 0
Geo | 0 | 0 | 0 | 0 | 0 | 0
H | 0 | 0 | 0 | 0 | 0 | 0
LFG | 0 | 0 | 0 | 0 | 0 | 0
Nuc | 0 | 0 | 0 | 0 | 0 | 0
PS | 0 | 0 | 0 | 0 | 0 | 0
PV | 0 | 0 | 0 | 0 | 0 | 0
PeakG | 0 | 0 | 1429.03 | 21.9 | 0 | 61.57
PeakO | 0 | 0 | 1199 | 0 | 0 | 0
ST | 0 | 0 | 0 | 0 | 0 | 0
STOG | 733.68 | 1015.32 | 0 | 0 | 0 | 0
STWD | 0 | 0 | 0 | 0 | 0 | 0
WT | 0 | 0 | 0 | 0 | 0 | 0
IGCC | 0 | 0 | 0 | 0 | 0 | 0
DemandResponse | 0 | 0 | 0 | 0 | 0 | 0
IGCC-CCS | 0 | 0 | 0 | 0 | 0 | 0
WT_off | 0 | 0 | 0 | 0 | 0 | 0
PseudoUnit | 0 | 0 | 0 | 0 | 0 | 0
FixedInterchange | 0 | 0 | 0 | 0 | 0 | 0
Retirements of Capacity by Reporting Type: SPP_S
ReportingType | 2015 | 2020 | 2025 | 2030 | 2035 | 2040
BM | 0 | 0 | 0 | 0 | 0 | 0
CC | 0 | 0 | 509 | 0 | 441.94 | 965.69
CSP | 0 | 0 | 0 | 0 | 0 | 0
CT | 0 | 0 | 0 | 0 | 412.99 | 300
Coal | 2 | 2629 | 0 | 0 | 0 | 0
Geo | 0 | 0 | 0 | 0 | 0 | 0
H | 0 | 0 | 0 | 0 | 0 | 0
LFG | 0 | 0 | 0 | 0 | 0 | 0
Nuc | 0 | 0 | 0 | 0 | 0 | 0
PS | 0 | 0 | 0 | 0 | 0 | 0
PV | 0 | 0 | 0 | 0 | 0 | 0
PeakG | 0 | 0 | 440 | 1426 | 905.09 | 0
PeakO | 0 | 0 | 122 | 0 | 0 | 0
ST | 0 | 0 | 0 | 0 | 0 | 0
STOG | 7189.74 | 678.38 | 2702.88 | 0 | 0 | 0
STWD | 0 | 0 | 84 | 0 | 0 | 0
WT | 0 | 0 | 0 | 0 | 0 | 0
IGCC | 0 | 0 | 0 | 0 | 0 | 0
DemandResponse | 0 | 0 | 0 | 0 | 0 | 0
IGCC-CCS | 0 | 0 | 0 | 0 | 0 | 0
WT_off | 0 | 0 | 0 | 0 | 0 | 0
PseudoUnit | 0 | 0 | 0 | 0 | 0 | 0
FixedInterchange | 0 | 0 | 0 | 0 | 0 | 0
Retirements of Capacity by Reporting Type: TVA
ReportingType | 2015 | 2020 | 2025 | 2030 | 2035 | 2040
BM | 0 | 0 | 0 | 0 | 0 | 0
CC | 3.91 | 0 | 102.61 | 0 | 320 | 0
CSP | 0 | 0 | 0 | 0 | 0 | 0
CT | 0 | 0 | 0 | 0 | 0 | 0
Coal | 5217.3 | 1593.65 | 0 | 0 | 0 | 0
Geo | 0 | 0 | 0 | 0 | 0 | 0
H | 0 | 0 | 0 | 0 | 0 | 0
LFG | 0 | 0 | 0 | 0 | 0 | 0
Nuc | 0 | 0 | 0 | 0 | 2512.33 | 1278.67
PS | 0 | 0 | 0 | 0 | 0 | 0
PV | 0 | 0 | 0 | 0 | 0 | 0
PeakG | 262 | 1023.51 | 4579.49 | 0 | 0 | 0
PeakO | 83 | 0 | 0 | 0 | 0 | 0
ST | 0 | 0 | 0 | 0 | 0 | 0
STOG | 0 | 0 | 0 | 0 | 0 | 0
STWD | 5 | 0 | 0 | 0 | 0 | 0
WT | 0 | 0 | 0 | 0 | 0 | 0
IGCC | 0 | 0 | 0 | 0 | 0 | 0
DemandResponse | 0 | 0 | 0 | 0 | 0 | 0
IGCC-CCS | 0 | 0 | 0 | 0 | 0 | 0
WT_off | 0 | 0 | 0 | 0 | 0 | 0
PseudoUnit | 0 | 0 | 0 | 0 | 0 | 0
FixedInterchange | 0 | 0 | 0 | 0 | 0 | 0
Retirements of Capacity by Reporting Type: TVA_Transmission
ReportingType | 2015 | 2020 | 2025 | 2030 | 2035 | 2040
BM | 0 | 0 | 0 | 0 | 0 | 0
CC | 0 | 0 | 0 | 0 | 0 | 0
CSP | 0 | 0 | 0 | 0 | 0 | 0
CT | 0 | 0 | 0 | 0 | 0 | 0
Coal | 0 | 0 | 0 | 0 | 0 | 0
Geo | 0 | 0 | 0 | 0 | 0 | 0
H | 0 | 0 | 0 | 0 | 0 | 0
LFG | 0 | 0 | 0 | 0 | 0 | 0
Nuc | 0 | 0 | 0 | 0 | 0 | 0
PS | 0 | 0 | 0 | 0 | 0 | 0
PV | 0 | 0 | 0 | 0 | 0 | 0
PeakG | 0 | 0 | 0 | 0 | 0 | 0
PeakO | 0 | 0 | 0 | 0 | 0 | 0
ST | 0 | 0 | 0 | 0 | 0 | 0
STOG | 0 | 0 | 0 | 0 | 0 | 0
STWD | 0 | 0 | 0 | 0 | 0 | 0
WT | 0 | 0 | 0 | 0 | 0 | 0
IGCC | 0 | 0 | 0 | 0 | 0 | 0
DemandResponse | 0 | 0 | 0 | 0 | 0 | 0
IGCC-CCS | 0 | 0 | 0 | 0 | 0 | 0
WT_off | 0 | 0 | 0 | 0 | 0 | 0
PseudoUnit | 0 | 0 | 0 | 0 | 0 | 0
FixedInterchange | 0 | 0 | 0 | 0 | 0 | 0
Retirements of Capacity by Reporting Type: VACAR
ReportingType | 2015 | 2020 | 2025 | 2030 | 2035 | 2040
BM | 0 | 0 | 0 | 0 | 0 | 0
CC | 0 | 185 | 0 | 0 | 0 | 0
CSP | 0 | 0 | 0 | 0 | 0 | 0
CT | 0 | 0 | 0 | 0 | 717.2 | 0
Coal | 2954 | 5571.27 | 0 | 0 | 0 | 0
Geo | 0 | 0 | 0 | 0 | 0 | 0
H | 0 | 0 | 0 | 0 | 0 | 0
LFG | 0 | 0 | 0 | 0 | 0 | 0
Nuc | 0 | 0 | 0 | 0 | 3248 | 1858
PS | 0 | 0 | 0 | 0 | 0 | 0
PV | 0 | 0 | 0 | 0 | 0 | 0
PeakG | 0 | 387.27 | 1809.09 | 0 | 0 | 0
PeakO | 0 | 1268 | 0 | 0 | 0 | 0
ST | 0 | 0 | 0 | 0 | 0 | 0
STOG | 0 | 92 | 0 | 0 | 0 | 0
STWD | 0 | 0 | 0 | 0 | 0 | 0
WT | 0 | 0 | 0 | 0 | 0 | 0
IGCC | 0 | 0 | 0 | 0 | 0 | 0
DemandResponse | 0 | 0 | 0 | 0 | 0 | 0
IGCC-CCS | 0 | 0 | 0 | 0 | 0 | 0
WT_off | 0 | 0 | 0 | 0 | 0 | 0
PseudoUnit | 0 | 0 | 0 | 0 | 0 | 0
FixedInterchange | 0 | 0 | 0 | 0 | 0 | 0
Retirements of Capacity by Reporting Type: IESO
ReportingType | 2015 | 2020 | 2025 | 2030 | 2035 | 2040
BM | 0 | 0 | 0 | 0 | 0 | 0
CC | 5943 | 0 | 0 | 0 | 0 | 0
CSP | 0 | 0 | 0 | 0 | 0 | 0
CT | 0 | 0 | 0 | 0 | 368 | 0
Coal | 6416 | 0 | 0 | 0 | 0 | 0
Geo | 0 | 0 | 0 | 0 | 0 | 0
H | 0 | 0 | 0 | 0 | 0 | 0
LFG | 0 | 0 | 0 | 0 | 0 | 0
Nuc | 0 | 0 | 0 | 0 | 1030 | 1540
PS | 0 | 0 | 0 | 0 | 0 | 0
PV | 0 | 0 | 0 | 0 | 1067.26 | 0
PeakG | 584 | 0 | 0 | 0 | 0 | 0
PeakO | 175 | 0 | 0 | 0 | 0 | 0
ST | 0 | 0 | 0 | 0 | 0 | 0
STOG | 2126 | 0 | 0 | 0 | 0 | 0
STWD | 139 | 0 | 0 | 0 | 0 | 0
WT | 0 | 0 | 0 | 0 | 2105.9 | 0
IGCC | 0 | 0 | 0 | 0 | 0 | 0
DemandResponse | 0 | 0 | 0 | 0 | 0 | 0
IGCC-CCS | 0 | 0 | 0 | 0 | 0 | 0
WT_off | 0 | 0 | 0 | 0 | 0 | 0
PseudoUnit | 0 | 0 | 0 | 0 | 0 | 0
FixedInterchange | 0 | 0 | 0 | 0 | 0 | 0
Retirements of Capacity by Reporting Type: MAPP_CA
ReportingType | 2015 | 2020 | 2025 | 2030 | 2035 | 2040
BM | 0 | 0 | 0 | 0 | 0 | 0
CC | 0 | 0 | 0 | 14.24 | 420.56 | 328.35
CSP | 0 | 0 | 0 | 0 | 0 | 0
CT | 0 | 0 | 0 | 0 | 0 | 0
Coal | 510 | 430.16 | 797.73 | 8.01 | 0 | 0
Geo | 0 | 0 | 0 | 0 | 0 | 0
H | 0 | 0 | 0 | 0 | 0 | 0
LFG | 0 | 0 | 0 | 0 | 0 | 0
Nuc | 0 | 0 | 0 | 0 | 0 | 0
PS | 0 | 0 | 0 | 0 | 0 | 0
PV | 0 | 0 | 0 | 0 | 0 | 0
PeakG | 0 | 0 | 0 | 0 | 559 | 0
PeakO | 0 | 0 | 0 | 4 | 0 | 0
ST | 0 | 0 | 0 | 0 | 0 | 0
STOG | 0 | 0 | 0 | 126 | 0 | 0
STWD | 0 | 0 | 0 | 0 | 0 | 0
WT | 0 | 0 | 0 | 0 | 302.4 | 0
IGCC | 0 | 0 | 0 | 0 | 0 | 0
DemandResponse | 0 | 0 | 0 | 0 | 0 | 0
IGCC-CCS | 0 | 0 | 0 | 0 | 0 | 0
WT_off | 0 | 0 | 0 | 0 | 0 | 0
PseudoUnit | 0 | 0 | 0 | 0 | 0 | 0
FixedInterchange | 0 | 0 | 0 | 0 | 0 | 0
Retirements of Capacity by Reporting Type: AZ_NM_SNV_Coal
ReportingType | 2015 | 2020 | 2025 | 2030 | 2035 | 2040
BM | 0 | 0 | 0 | 0 | 0 | 0
CC | 0 | 0 | 0 | 0 | 0 | 0
CSP | 0 | 0 | 0 | 0 | 0 | 0
CT | 0 | 0 | 0 | 0 | 0 | 0
Coal | 220 | 0 | 0 | 0 | 0 | 0
Geo | 0 | 0 | 0 | 0 | 0 | 0
H | 0 | 0 | 0 | 0 | 0 | 0
LFG | 0 | 0 | 0 | 0 | 0 | 0
Nuc | 0 | 0 | 0 | 0 | 0 | 0
PS | 0 | 0 | 0 | 0 | 0 | 0
PV | 0 | 0 | 0 | 0 | 0 | 0
PeakG | 0 | 0 | 0 | 0 | 0 | 0
PeakO | 200 | 0 | 0 | 0 | 0 | 0
ST | 0 | 0 | 0 | 0 | 0 | 0
STOG | 0 | 0 | 0 | 0 | 0 | 0
STWD | 0 | 0 | 0 | 0 | 0 | 0
WT | 0 | 0 | 0 | 0 | 0 | 0
IGCC | 0 | 0 | 0 | 0 | 0 | 0
DemandResponse | 0 | 0 | 0 | 0 | 0 | 0
IGCC-CCS | 0 | 0 | 0 | 0 | 0 | 0
WT_off | 0 | 0 | 0 | 0 | 0 | 0
PseudoUnit | 0 | 0 | 0 | 0 | 0 | 0
FixedInterchange | 0 | 0 | 0 | 0 | 0 | 0
Retirements of Capacity by Reporting Type: AZ_NM_SNV_Gas
ReportingType | 2015 | 2020 | 2025 | 2030 | 2035 | 2040
BM | 0 | 0 | 0 | 0 | 0 | 0
CC | 3247 | 0 | 0 | 0 | 0 | 0
CSP | 0 | 0 | 0 | 0 | 0 | 0
CT | 0 | 0 | 0 | 0 | 736 | 0
Coal | 0 | 0 | 0 | 0 | 0 | 0
Geo | 0 | 0 | 0 | 0 | 0 | 0
H | 0 | 0 | 0 | 0 | 0 | 0
LFG | 0 | 0 | 0 | 0 | 0 | 0
Nuc | 0 | 0 | 0 | 0 | 0 | 0
PS | 0 | 0 | 0 | 0 | 0 | 0
PV | 0 | 0 | 0 | 0 | 0 | 0
PeakG | 742.77 | 2917.23 | 0 | 0 | 0 | 0
PeakO | 0 | 0 | 0 | 0 | 0 | 0
ST | 0 | 0 | 0 | 0 | 0 | 0
STOG | 2064 | 0 | 0 | 0 | 0 | 0
STWD | 0 | 0 | 0 | 0 | 0 | 0
WT | 0 | 0 | 0 | 0 | 0 | 0
IGCC | 0 | 0 | 0 | 0 | 0 | 0
DemandResponse | 0 | 0 | 0 | 0 | 0 | 0
IGCC-CCS | 0 | 0 | 0 | 0 | 0 | 0
WT_off | 0 | 0 | 0 | 0 | 0 | 0
PseudoUnit | 0 | 0 | 0 | 0 | 0 | 0
FixedInterchange | 0 | 0 | 0 | 0 | 0 | 0
Retirements of Capacity by Reporting Type: AZ_NM_SNV_NucRenew
ReportingType | 2015 | 2020 | 2025 | 2030 | 2035 | 2040
BM | 0 | 0 | 0 | 0 | 0 | 0
CC | 0 | 0 | 0 | 0 | 0 | 0
CSP | 65 | 0 | 0 | 0 | 0 | 0
CT | 0 | 0 | 0 | 0 | 0 | 0
Coal | 0 | 0 | 0 | 0 | 0 | 0
Geo | 0 | 0 | 0 | 0 | 0 | 0
H | 0 | 0 | 0 | 0 | 0 | 0
LFG | 0 | 0 | 0 | 0 | 0 | 0
Nuc | 0 | 0 | 0 | 0 | 0 | 0
PS | 0 | 0 | 0 | 0 | 0 | 0
PV | 0 | 0 | 0 | 0 | 0 | 0
PeakG | 0 | 0 | 0 | 0 | 0 | 0
PeakO | 0 | 0 | 0 | 0 | 0 | 0
ST | 0 | 0 | 0 | 0 | 0 | 0
STOG | 0 | 0 | 0 | 0 | 0 | 0
STWD | 0 | 0 | 0 | 0 | 0 | 0
WT | 0 | 0 | 0 | 0 | 0 | 0
IGCC | 0 | 0 | 0 | 0 | 0 | 0
DemandResponse | 0 | 0 | 0 | 0 | 0 | 0
IGCC-CCS | 0 | 0 | 0 | 0 | 0 | 0
WT_off | 0 | 0 | 0 | 0 | 0 | 0
PseudoUnit | 0 | 0 | 0 | 0 | 0 | 0
FixedInterchange | 0 | 0 | 0 | 0 | 0 | 0
Retirements of Capacity by Reporting Type: ERCOT
ReportingType | 2015 | 2020 | 2025 | 2030 | 2035 | 2040
BM | 0 | 0 | 0 | 0 | 0 | 0
CC | 0 | 0 | 0 | 0 | 0 | 1929.88
CSP | 0 | 0 | 0 | 0 | 0 | 0
CT | 0 | 0 | 0 | 0 | 250 | 0
Coal | 1144 | 0 | 0 | 0 | 0 | 0
Geo | 0 | 0 | 0 | 0 | 0 | 0
H | 0 | 0 | 0 | 0 | 0 | 0
LFG | 0 | 0 | 0 | 0 | 0 | 0
Nuc | 0 | 0 | 0 | 0 | 0 | 0
PS | 0 | 0 | 0 | 0 | 0 | 0
PV | 0 | 0 | 0 | 0 | 14 | 0
PeakG | 0 | 0 | 0 | 0 | 0 | 205
PeakO | 0 | 0 | 51 | 0 | 0 | 0
ST | 0 | 0 | 0 | 0 | 0 | 0
STOG | 3654.1 | 6497.5 | 3683.14 | 1284.7 | 844.07 | 2969.49
STWD | 0 | 0 | 0 | 0 | 0 | 0
WT | 0 | 0 | 0 | 0 | 0 | 0
IGCC | 0 | 0 | 0 | 0 | 0 | 0
DemandResponse | 0 | 0 | 0 | 0 | 0 | 0
IGCC-CCS | 0 | 0 | 0 | 0 | 0 | 0
WT_off | 0 | 0 | 0 | 0 | 0 | 0
PseudoUnit | 0 | 0 | 0 | 0 | 0 | 0
FixedInterchange | 0 | 0 | 0 | 0 | 0 | 0
Retirements of Capacity by Reporting Type: NP15
ReportingType | 2015 | 2020 | 2025 | 2030 | 2035 | 2040
BM | 0 | 0 | 0 | 0 | 0 | 0
CC | 0 | 0 | 384.58 | 0 | 0 | 0
CSP | 0 | 0 | 0 | 0 | 0 | 0
CT | 0 | 0 | 0 | 0 | 212.6 | 0
Coal | 163.7 | 28.2 | 0 | 0 | 0 | 0
Geo | 0 | 0 | 0 | 0 | 0 | 0
H | 0 | 0 | 0 | 0 | 0 | 0
LFG | 0 | 0 | 0 | 0 | 0 | 0
Nuc | 0 | 0 | 0 | 0 | 0 | 0
PS | 0 | 0 | 0 | 0 | 0 | 0
PV | 0 | 0 | 0 | 0 | 6.5 | 0
PeakG | 0 | 0 | 0 | 0 | 0 | 0
PeakO | 156 | 0 | 0 | 0 | 0 | 0
ST | 0 | 0 | 0 | 0 | 0 | 0
STOG | 1650.76 | 2692.31 | 515.92 | 0 | 0 | 0
STWD | 0 | 0 | 0 | 0 | 0 | 0
WT | 0 | 0 | 0 | 0 | 0 | 0
IGCC | 0 | 0 | 0 | 0 | 0 | 0
DemandResponse | 0 | 0 | 0 | 0 | 0 | 0
IGCC-CCS | 0 | 0 | 0 | 0 | 0 | 0
WT_off | 0 | 0 | 0 | 0 | 0 | 0
PseudoUnit | 0 | 0 | 0 | 0 | 0 | 0
FixedInterchange | 0 | 0 | 0 | 0 | 0 | 0
Retirements of Capacity by Reporting Type: NWPP_Coal
ReportingType | 2015 | 2020 | 2025 | 2030 | 2035 | 2040
BM | 0 | 0 | 0 | 0 | 0 | 0
CC | 0 | 0 | 0 | 0 | 0 | 0
CSP | 0 | 0 | 0 | 0 | 0 | 0
CT | 0 | 0 | 0 | 0 | 0 | 0
Coal | 1361.41 | 0 | 0 | 0 | 0 | 0
Geo | 0 | 0 | 0 | 0 | 0 | 0
H | 0 | 0 | 0 | 0 | 0 | 0
LFG | 0 | 0 | 0 | 0 | 0 | 0
Nuc | 0 | 0 | 0 | 0 | 0 | 0
PS | 0 | 0 | 0 | 0 | 0 | 0
PV | 0 | 0 | 0 | 0 | 0 | 0
PeakG | 0 | 0 | 0 | 0 | 0 | 0
PeakO | 183 | 0 | 0 | 0 | 0 | 0
ST | 0 | 0 | 0 | 0 | 0 | 0
STOG | 0 | 0 | 0 | 0 | 0 | 0
STWD | 0 | 0 | 0 | 0 | 0 | 0
WT | 0 | 0 | 0 | 0 | 0 | 0
IGCC | 0 | 0 | 0 | 0 | 0 | 0
DemandResponse | 0 | 0 | 0 | 0 | 0 | 0
IGCC-CCS | 0 | 0 | 0 | 0 | 0 | 0
WT_off | 0 | 0 | 0 | 0 | 0 | 0
PseudoUnit | 0 | 0 | 0 | 0 | 0 | 0
FixedInterchange | 0 | 0 | 0 | 0 | 0 | 0
Retirements of Capacity by Reporting Type: NWPP_Gas
ReportingType | 2015 | 2020 | 2025 | 2030 | 2035 | 2040
BM | 0 | 0 | 0 | 0 | 0 | 0
CC | 3391.82 | 0 | 0 | 0 | 0 | 0
CSP | 0 | 0 | 0 | 0 | 0 | 0
CT | 0 | 0 | 0 | 0 | 150 | 0
Coal | 0 | 0 | 0 | 0 | 0 | 0
Geo | 0 | 0 | 0 | 0 | 0 | 0
H | 0 | 0 | 0 | 0 | 0 | 0
LFG | 0 | 0 | 0 | 0 | 0 | 0
Nuc | 0 | 0 | 0 | 0 | 0 | 0
PS | 0 | 0 | 0 | 0 | 0 | 0
PV | 0 | 0 | 0 | 0 | 0 | 0
PeakG | 2623 | 0 | 0 | 0 | 0 | 0
PeakO | 0 | 0 | 0 | 0 | 0 | 0
ST | 0 | 0 | 0 | 0 | 0 | 0
STOG | 786 | 0 | 0 | 0 | 0 | 0
STWD | 0 | 0 | 0 | 0 | 0 | 0
WT | 0 | 0 | 0 | 0 | 0 | 0
IGCC | 0 | 0 | 0 | 0 | 0 | 0
DemandResponse | 0 | 0 | 0 | 0 | 0 | 0
IGCC-CCS | 0 | 0 | 0 | 0 | 0 | 0
WT_off | 0 | 0 | 0 | 0 | 0 | 0
PseudoUnit | 0 | 0 | 0 | 0 | 0 | 0
FixedInterchange | 0 | 0 | 0 | 0 | 0 | 0
Retirements of Capacity by Reporting Type: NWPP_NucRenew
ReportingType | 2015 | 2020 | 2025 | 2030 | 2035 | 2040
BM | 0 | 0 | 0 | 0 | 0 | 0
CC | 0 | 0 | 0 | 0 | 0 | 0
CSP | 0 | 0 | 0 | 0 | 0 | 0
CT | 0 | 0 | 0 | 0 | 0 | 0
Coal | 0 | 0 | 0 | 0 | 0 | 0
Geo | 4.8 | 0 | 0 | 0 | 0 | 0
H | 0 | 0 | 0 | 0 | 0 | 0
LFG | 0 | 0 | 0 | 0 | 0 | 0
Nuc | 0 | 0 | 0 | 0 | 0 | 0
PS | 0 | 0 | 0 | 0 | 0 | 0
PV | 0 | 0 | 0 | 0 | 0 | 0
PeakG | 0 | 0 | 0 | 0 | 0 | 0
PeakO | 0 | 0 | 0 | 0 | 0 | 0
ST | 0 | 0 | 0 | 0 | 0 | 0
STOG | 0 | 0 | 0 | 0 | 0 | 0
STWD | 561 | 0 | 0 | 0 | 0 | 0
WT | 0 | 0 | 0 | 0 | 0 | 0
IGCC | 0 | 0 | 0 | 0 | 0 | 0
DemandResponse | 0 | 0 | 0 | 0 | 0 | 0
IGCC-CCS | 0 | 0 | 0 | 0 | 0 | 0
WT_off | 0 | 0 | 0 | 0 | 0 | 0
PseudoUnit | 0 | 0 | 0 | 0 | 0 | 0
FixedInterchange | 0 | 0 | 0 | 0 | 0 | 0
Retirements of Capacity by Reporting Type: RMPA
ReportingType | 2015 | 2020 | 2025 | 2030 | 2035 | 2040
BM | 0 | 0 | 0 | 0 | 0 | 0
CC | 978.38 | 511.44 | 1196.18 | 0 | 0 | 0
CSP | 1 | 0 | 0 | 0 | 0 | 0
CT | 0 | 0 | 0 | 0 | 152 | 0
Coal | 727 | 170.5 | 352 | 0 | 0 | 0
Geo | 0 | 0 | 0 | 0 | 0 | 0
H | 0 | 0 | 0 | 0 | 0 | 0
LFG | 0 | 0 | 0 | 0 | 0 | 0
Nuc | 0 | 0 | 0 | 0 | 0 | 0
PS | 0 | 0 | 0 | 0 | 0 | 0
PV | 0 | 0 | 0 | 0 | 0 | 0
PeakG | 27.61 | 306.69 | 1869.18 | 0 | 0 | 393.77
PeakO | 187 | 0 | 0 | 0 | 0 | 0
ST | 0 | 0 | 0 | 0 | 0 | 0
STOG | 217 | 0 | 0 | 0 | 0 | 0
STWD | 0 | 0 | 0 | 0 | 0 | 0
WT | 0 | 0 | 0 | 0 | 0 | 0
IGCC | 0 | 0 | 0 | 0 | 0 | 0
DemandResponse | 0 | 0 | 0 | 0 | 0 | 0
IGCC-CCS | 0 | 0 | 0 | 0 | 0 | 0
WT_off | 0 | 0 | 0 | 0 | 0 | 0
PseudoUnit | 0 | 0 | 0 | 0 | 0 | 0
FixedInterchange | 0 | 0 | 0 | 0 | 0 | 0
Retirements of Capacity by Reporting Type: SP15
ReportingType | 2015 | 2020 | 2025 | 2030 | 2035 | 2040
BM | 0 | 0 | 0 | 0 | 0 | 0
CC | 0 | 0 | 0 | 0 | 0 | 409.5
CSP | 409 | 0 | 0 | 0 | 0 | 0
CT | 0 | 0 | 0 | 0 | 0 | 0
Coal | 141.5 | 101.2 | 0 | 0 | 0 | 0
Geo | 0 | 0 | 0 | 0 | 0 | 0
H | 0 | 0 | 0 | 0 | 0 | 0
LFG | 0 | 0 | 0 | 0 | 0 | 0
Nuc | 0 | 0 | 0 | 0 | 0 | 0
PS | 0 | 0 | 0 | 0 | 0 | 0
PV | 0 | 0 | 0 | 0 | 3.8 | 0
PeakG | 44 | 0 | 0 | 0 | 0 | 0
PeakO | 15 | 0 | 0 | 0 | 0 | 0
ST | 0 | 0 | 0 | 0 | 0 | 0
STOG | 3735.09 | 3491.81 | 3973.1 | 0 | 0 | 0
STWD | 0 | 0 | 0 | 0 | 0 | 0
WT | 126.2 | 0 | 0 | 0 | 0 | 0
IGCC | 0 | 0 | 0 | 0 | 0 | 0
DemandResponse | 0 | 0 | 0 | 0 | 0 | 0
IGCC-CCS | 0 | 0 | 0 | 0 | 0 | 0
WT_off | 0 | 0 | 0 | 0 | 0 | 0
PseudoUnit | 0 | 0 | 0 | 0 | 0 | 0
FixedInterchange | 0 | 0 | 0 | 0 | 0 | 0
Retirements of Capacity by Reporting Type: ALB
ReportingType | 2015 | 2020 | 2025 | 2030 | 2035 | 2040
BM | 0 | 0 | 0 | 0 | 0 | 0
CC | 0 | 0 | 0 | 0 | 0 | 1456.08
CSP | 0 | 0 | 0 | 0 | 0 | 0
CT | 0 | 0 | 0 | 0 | 201.5 | 0
Coal | 0 | 0 | 0 | 0 | 0 | 0
Geo | 0 | 0 | 0 | 0 | 0 | 0
H | 0 | 0 | 0 | 0 | 0 | 0
LFG | 0 | 0 | 0 | 0 | 0 | 0
Nuc | 0 | 0 | 0 | 0 | 0 | 0
PS | 0 | 0 | 0 | 0 | 0 | 0
PV | 0 | 0 | 0 | 0 | 0 | 0
PeakG | 1070.59 | 710.59 | 586.83 | 0 | 0 | 0
PeakO | 6 | 0 | 0 | 0 | 0 | 0
ST | 0 | 0 | 0 | 0 | 0 | 0
STOG | 186 | 0 | 0 | 0 | 0 | 0
STWD | 174 | 0 | 0 | 0 | 0 | 0
WT | 0 | 0 | 0 | 0 | 0 | 0
IGCC | 0 | 0 | 0 | 0 | 0 | 0
DemandResponse | 0 | 0 | 0 | 0 | 0 | 0
IGCC-CCS | 0 | 0 | 0 | 0 | 0 | 0
WT_off | 0 | 0 | 0 | 0 | 0 | 0
PseudoUnit | 0 | 0 | 0 | 0 | 0 | 0
FixedInterchange | 0 | 0 | 0 | 0 | 0 | 0
Retirements of Capacity by Reporting Type: BC
ReportingType | 2015 | 2020 | 2025 | 2030 | 2035 | 2040
BM | 0 | 0 | 0 | 0 | 0 | 0
CC | 0 | 0 | 0 | 0 | 0 | 0
CSP | 0 | 0 | 0 | 0 | 0 | 0
CT | 0 | 0 | 0 | 0 | 0 | 0
Coal | 0 | 0 | 0 | 0 | 0 | 0
Geo | 0 | 0 | 0 | 0 | 0 | 0
H | 0 | 0 | 0 | 0 | 0 | 0
LFG | 0 | 0 | 0 | 0 | 0 | 0
Nuc | 0 | 0 | 0 | 0 | 0 | 0
PS | 0 | 0 | 0 | 0 | 0 | 0
PV | 0 | 0 | 0 | 0 | 0 | 0
PeakG | 0 | 141 | 0 | 0 | 0 | 0
PeakO | 0 | 44 | 0 | 0 | 0 | 0
ST | 0 | 0 | 0 | 0 | 0 | 0
STOG | 919.71 | 18.29 | 0 | 0 | 0 | 0
STWD | 0 | 510 | 0 | 0 | 0 | 0
WT | 0 | 0 | 0 | 0 | 0 | 0
IGCC | 0 | 0 | 0 | 0 | 0 | 0
DemandResponse | 0 | 0 | 0 | 0 | 0 | 0
IGCC-CCS | 0 | 0 | 0 | 0 | 0 | 0
WT_off | 0 | 0 | 0 | 0 | 0 | 0
PseudoUnit | 0 | 0 | 0 | 0 | 0 | 0
FixedInterchange | 0 | 0 | 0 | 0 | 0 | 0
Retirements of Capacity by Reporting Type: HQ_IESO
ReportingType | 2015 | 2020 | 2025 | 2030 | 2035 | 2040
BM | 0 | 0 | 0 | 0 | 0 | 0
CC | 0 | 0 | 0 | 0 | 0 | 0
CSP | 0 | 0 | 0 | 0 | 0 | 0
CT | 0 | 0 | 0 | 0 | 0 | 0
Coal | 0 | 0 | 0 | 0 | 0 | 0
Geo | 0 | 0 | 0 | 0 | 0 | 0
H | 0 | 0 | 0 | 0 | 0 | 0
LFG | 0 | 0 | 0 | 0 | 0 | 0
Nuc | 0 | 0 | 0 | 0 | 0 | 0
PS | 0 | 0 | 0 | 0 | 0 | 0
PV | 0 | 0 | 0 | 0 | 0 | 0
PeakG | 0 | 0 | 0 | 0 | 0 | 0
PeakO | 0 | 0 | 0 | 0 | 0 | 0
ST | 0 | 0 | 0 | 0 | 0 | 0
STOG | 0 | 0 | 0 | 0 | 0 | 0
STWD | 0 | 0 | 0 | 0 | 0 | 0
WT | 0 | 0 | 0 | 0 | 0 | 0
IGCC | 0 | 0 | 0 | 0 | 0 | 0
DemandResponse | 0 | 0 | 0 | 0 | 0 | 0
IGCC-CCS | 0 | 0 | 0 | 0 | 0 | 0
WT_off | 0 | 0 | 0 | 0 | 0 | 0
PseudoUnit | 0 | 0 | 0 | 0 | 0 | 0
FixedInterchange | 0 | 0 | 0 | 0 | 0 | 0
Retirements of Capacity by Reporting Type: HQ_NEISO
ReportingType | 2015 | 2020 | 2025 | 2030 | 2035 | 2040
BM | 0 | 0 | 0 | 0 | 0 | 0
CC | 0 | 0 | 0 | 0 | 0 | 0
CSP | 0 | 0 | 0 | 0 | 0 | 0
CT | 0 | 0 | 0 | 0 | 0 | 0
Coal | 0 | 0 | 0 | 0 | 0 | 0
Geo | 0 | 0 | 0 | 0 | 0 | 0
H | 0 | 0 | 0 | 0 | 0 | 0
LFG | 0 | 0 | 0 | 0 | 0 | 0
Nuc | 0 | 0 | 0 | 0 | 0 | 0
PS | 0 | 0 | 0 | 0 | 0 | 0
PV | 0 | 0 | 0 | 0 | 0 | 0
PeakG | 0 | 0 | 0 | 0 | 0 | 0
PeakO | 0 | 0 | 0 | 0 | 0 | 0
ST | 0 | 0 | 0 | 0 | 0 | 0
STOG | 0 | 0 | 0 | 0 | 0 | 0
STWD | 0 | 0 | 0 | 0 | 0 | 0
WT | 0 | 0 | 0 | 0 | 0 | 0
IGCC | 0 | 0 | 0 | 0 | 0 | 0
DemandResponse | 0 | 0 | 0 | 0 | 0 | 0
IGCC-CCS | 0 | 0 | 0 | 0 | 0 | 0
WT_off | 0 | 0 | 0 | 0 | 0 | 0
PseudoUnit | 0 | 0 | 0 | 0 | 0 | 0
FixedInterchange | 0 | 0 | 0 | 0 | 0 | 0
Retirements of Capacity by Reporting Type: HQ_NY
ReportingType | 2015 | 2020 | 2025 | 2030 | 2035 | 2040
BM | 0 | 0 | 0 | 0 | 0 | 0
CC | 0 | 0 | 0 | 0 | 0 | 0
CSP | 0 | 0 | 0 | 0 | 0 | 0
CT | 0 | 0 | 0 | 0 | 0 | 0
Coal | 0 | 0 | 0 | 0 | 0 | 0
Geo | 0 | 0 | 0 | 0 | 0 | 0
H | 0 | 0 | 0 | 0 | 0 | 0
LFG | 0 | 0 | 0 | 0 | 0 | 0
Nuc | 0 | 0 | 0 | 0 | 0 | 0
PS | 0 | 0 | 0 | 0 | 0 | 0
PV | 0 | 0 | 0 | 0 | 0 | 0
PeakG | 0 | 0 | 0 | 0 | 0 | 0
PeakO | 0 | 0 | 0 | 0 | 0 | 0
ST | 0 | 0 | 0 | 0 | 0 | 0
STOG | 0 | 0 | 0 | 0 | 0 | 0
STWD | 0 | 0 | 0 | 0 | 0 | 0
WT | 0 | 0 | 0 | 0 | 0 | 0
IGCC | 0 | 0 | 0 | 0 | 0 | 0
DemandResponse | 0 | 0 | 0 | 0 | 0 | 0
IGCC-CCS | 0 | 0 | 0 | 0 | 0 | 0
WT_off | 0 | 0 | 0 | 0 | 0 | 0
PseudoUnit | 0 | 0 | 0 | 0 | 0 | 0
FixedInterchange | 0 | 0 | 0 | 0 | 0 | 0
Retirements of Capacity by Reporting Type: MARITIMES
ReportingType | 2015 | 2020 | 2025 | 2030 | 2035 | 2040
BM | 0 | 0 | 0 | 0 | 0 | 0
CC | 0 | 0 | 0 | 0 | 0 | 0
CSP | 0 | 0 | 0 | 0 | 0 | 0
CT | 0 | 0 | 0 | 0 | 0 | 0
Coal | 0 | 0 | 0 | 0 | 0 | 0
Geo | 0 | 0 | 0 | 0 | 0 | 0
H | 0 | 0 | 0 | 0 | 0 | 0
LFG | 0 | 0 | 0 | 0 | 0 | 0
Nuc | 0 | 0 | 0 | 0 | 0 | 0
PS | 0 | 0 | 0 | 0 | 0 | 0
PV | 0 | 0 | 0 | 0 | 0 | 0
PeakG | 0 | 0 | 0 | 0 | 0 | 0
PeakO | 0 | 0 | 0 | 0 | 0 | 0
ST | 0 | 0 | 0 | 0 | 0 | 0
STOG | 0 | 0 | 0 | 0 | 0 | 0
STWD | 0 | 0 | 0 | 0 | 0 | 0
WT | 0 | 0 | 0 | 0 | 0 | 0
IGCC | 0 | 0 | 0 | 0 | 0 | 0
DemandResponse | 0 | 0 | 0 | 0 | 0 | 0
IGCC-CCS | 0 | 0 | 0 | 0 | 0 | 0
WT_off | 0 | 0 | 0 | 0 | 0 | 0
PseudoUnit | 0 | 0 | 0 | 0 | 0 | 0
FixedInterchange | 0 | 0 | 0 | 0 | 0 | 0
Retirements of Capacity by Reporting Type: All
ReportingType | 2015 | 2020 | 2025 | 2030 | 2035 | 2040
BM | 0 | 0 | 0 | 0 | 0 | 192
CC | 17759.02 | 4816.65 | 7125.77 | 14.24 | 1356.49 | 9337.07
CSP | 475 | 0 | 0 | 0 | 0 | 0
CT | 0 | 0 | 0 | 44 | 6349.79 | 300
Coal | 73107.13 | 36478.59 | 1287 | 8.01 | 0 | 0
Geo | 4.8 | 0 | 0 | 0 | 0 | 0
H | 0 | 0 | 0 | 0 | 0 | 0
LFG | 0 | 0 | 0 | 0 | 0 | 0
Nuc | 0 | 614.5 | 0 | 1488.2 | 26575.7 | 19706
PS | 0 | 0 | 0 | 0 | 0 | 0
PV | 0 | 0 | 0 | 0 | 1123.85 | 26.89
PeakG | 9508.77 | 11663.93 | 19425.97 | 10816.12 | 2724.52 | 4636.98
PeakO | 4003.7 | 9290.29 | 7745.18 | 4 | 0 | 0
ST | 0 | 0 | 0 | 0 | 0 | 0
STOG | 70443.23 | 18838.41 | 14069.19 | 1410.7 | 844.07 | 2969.49
STWD | 1633 | 1133 | 695 | 0 | 0 | 0
WT | 126.2 | 0 | 0 | 0 | 2408.3 | 0
IGCC | 0 | 0 | 0 | 0 | 0 | 0
DemandResponse | 0 | 0 | 0 | 0 | 0 | 0
IGCC-CCS | 0 | 0 | 0 | 0 | 0 | 0
WT_off | 0 | 0 | 0 | 0 | 468 | 0
PseudoUnit | 0 | 0 | 0 | 0 | 0 | 0
FixedInterchange | 0 | 0 | 0 | 0 | 0 | 0
Retirements of Capacity by Reporting Type: EI_US
ReportingType | 2015 | 2020 | 2025 | 2030 | 2035 | 2040
BM | 0 | 0 | 0 | 0 | 0 | 192
CC | 4198.82 | 4305.21 | 5545.01 | 0 | 935.94 | 5213.26
CSP | 0 | 0 | 0 | 0 | 0 | 0
CT | 0 | 0 | 0 | 44 | 4279.69 | 300
Coal | 62423.52 | 35748.53 | 137.27 | 0 | 0 | 0
Geo | 0 | 0 | 0 | 0 | 0 | 0
H | 0 | 0 | 0 | 0 | 0 | 0
LFG | 0 | 0 | 0 | 0 | 0 | 0
Nuc | 0 | 614.5 | 0 | 1488.2 | 25545.7 | 18166
PS | 0 | 0 | 0 | 0 | 0 | 0
PV | 0 | 0 | 0 | 0 | 32.29 | 26.89
PeakG | 4416.8 | 7588.43 | 16969.97 | 10816.12 | 2165.52 | 4038.21
PeakO | 3081.7 | 9246.29 | 7694.18 | 0 | 0 | 0
ST | 0 | 0 | 0 | 0 | 0 | 0
STOG | 55104.57 | 6138.49 | 5897.03 | 0 | 0 | 0
STWD | 759 | 623 | 695 | 0 | 0 | 0
WT | 0 | 0 | 0 | 0 | 0 | 0
IGCC | 0 | 0 | 0 | 0 | 0 | 0
DemandResponse | 0 | 0 | 0 | 0 | 0 | 0
IGCC-CCS | 0 | 0 | 0 | 0 | 0 | 0
WT_off | 0 | 0 | 0 | 0 | 468 | 0
PseudoUnit | 0 | 0 | 0 | 0 | 0 | 0
FixedInterchange | 0 | 0 | 0 | 0 | 0 | 0
Retirements of Capacity by Reporting Type: EI_Canada
ReportingType | 2015 | 2020 | 2025 | 2030 | 2035 | 2040
BM | 0 | 0 | 0 | 0 | 0 | 0
CC | 5943 | 0 | 0 | 14.24 | 420.56 | 328.35
CSP | 0 | 0 | 0 | 0 | 0 | 0
CT | 0 | 0 | 0 | 0 | 368 | 0
Coal | 6926 | 430.16 | 797.73 | 8.01 | 0 | 0
Geo | 0 | 0 | 0 | 0 | 0 | 0
H | 0 | 0 | 0 | 0 | 0 | 0
LFG | 0 | 0 | 0 | 0 | 0 | 0
Nuc | 0 | 0 | 0 | 0 | 1030 | 1540
PS | 0 | 0 | 0 | 0 | 0 | 0
PV | 0 | 0 | 0 | 0 | 1067.26 | 0
PeakG | 584 | 0 | 0 | 0 | 559 | 0
PeakO | 175 | 0 | 0 | 4 | 0 | 0
ST | 0 | 0 | 0 | 0 | 0 | 0
STOG | 2126 | 0 | 0 | 126 | 0 | 0
STWD | 139 | 0 | 0 | 0 | 0 | 0
WT | 0 | 0 | 0 | 0 | 2408.3 | 0
IGCC | 0 | 0 | 0 | 0 | 0 | 0
DemandResponse | 0 | 0 | 0 | 0 | 0 | 0
IGCC-CCS | 0 | 0 | 0 | 0 | 0 | 0
WT_off | 0 | 0 | 0 | 0 | 0 | 0
PseudoUnit | 0 | 0 | 0 | 0 | 0 | 0
FixedInterchange | 0 | 0 | 0 | 0 | 0 | 0
Retirements of Capacity by Reporting Type: EI
ReportingType | 2015 | 2020 | 2025 | 2030 | 2035 | 2040
BM | 0 | 0 | 0 | 0 | 0 | 192
CC | 10141.82 | 4305.21 | 5545.01 | 14.24 | 1356.49 | 5541.61
CSP | 0 | 0 | 0 | 0 | 0 | 0
CT | 0 | 0 | 0 | 44 | 4647.69 | 300
Coal | 69349.52 | 36178.69 | 935 | 8.01 | 0 | 0
Geo | 0 | 0 | 0 | 0 | 0 | 0
H | 0 | 0 | 0 | 0 | 0 | 0
LFG | 0 | 0 | 0 | 0 | 0 | 0
Nuc | 0 | 614.5 | 0 | 1488.2 | 26575.7 | 19706
PS | 0 | 0 | 0 | 0 | 0 | 0
PV | 0 | 0 | 0 | 0 | 1099.55 | 26.89
PeakG | 5000.8 | 7588.43 | 16969.97 | 10816.12 | 2724.52 | 4038.21
PeakO | 3256.7 | 9246.29 | 7694.18 | 4 | 0 | 0
ST | 0 | 0 | 0 | 0 | 0 | 0
STOG | 57230.57 | 6138.49 | 5897.03 | 126 | 0 | 0
STWD | 898 | 623 | 695 | 0 | 0 | 0
WT | 0 | 0 | 0 | 0 | 2408.3 | 0
IGCC | 0 | 0 | 0 | 0 | 0 | 0
DemandResponse | 0 | 0 | 0 | 0 | 0 | 0
IGCC-CCS | 0 | 0 | 0 | 0 | 0 | 0
WT_off | 0 | 0 | 0 | 0 | 468 | 0
PseudoUnit | 0 | 0 | 0 | 0 | 0 | 0
FixedInterchange | 0 | 0 | 0 | 0 | 0 | 0
Retirements of Capacity by Reporting Type: Outside_EI
ReportingType | 2015 | 2020 | 2025 | 2030 | 2035 | 2040
BM | 0 | 0 | 0 | 0 | 0 | 0
CC | 7617.2 | 511.44 | 1580.77 | 0 | 0 | 3795.46
CSP | 475 | 0 | 0 | 0 | 0 | 0
CT | 0 | 0 | 0 | 0 | 1702.1 | 0
Coal | 3757.61 | 299.9 | 352 | 0 | 0 | 0
Geo | 4.8 | 0 | 0 | 0 | 0 | 0
H | 0 | 0 | 0 | 0 | 0 | 0
LFG | 0 | 0 | 0 | 0 | 0 | 0
Nuc | 0 | 0 | 0 | 0 | 0 | 0
PS | 0 | 0 | 0 | 0 | 0 | 0
PV | 0 | 0 | 0 | 0 | 24.3 | 0
PeakG | 4507.97 | 4075.5 | 2456.01 | 0 | 0 | 598.77
PeakO | 747 | 44 | 51 | 0 | 0 | 0
ST | 0 | 0 | 0 | 0 | 0 | 0
STOG | 13212.66 | 12699.92 | 8172.16 | 1284.7 | 844.07 | 2969.49
STWD | 735 | 510 | 0 | 0 | 0 | 0
WT | 126.2 | 0 | 0 | 0 | 0 | 0
IGCC | 0 | 0 | 0 | 0 | 0 | 0
DemandResponse | 0 | 0 | 0 | 0 | 0 | 0
IGCC-CCS | 0 | 0 | 0 | 0 | 0 | 0
WT_off | 0 | 0 | 0 | 0 | 0 | 0
PseudoUnit | 0 | 0 | 0 | 0 | 0 | 0
FixedInterchange | 0 | 0 | 0 | 0 | 0 | 0
#4 | Cumulative Retirements of Capacity (MW)
Cumulative Retirements of Capacity by Reporting Type: Entergy
ReportingType | 2015 | 2020 | 2025 | 2030 | 2035 | 2040
BM | 0 | 0 | 0 | 0 | 0 | 0
CC | 0 | 46.22 | 209 | 209 | 209 | 209
CSP | 0 | 0 | 0 | 0 | 0 | 0
CT | 0 | 0 | 0 | 0 | 0 | 0
Coal | 892.9 | 1472.9 | 1472.9 | 1472.9 | 1472.9 | 1472.9
Geo | 0 | 0 | 0 | 0 | 0 | 0
H | 0 | 0 | 0 | 0 | 0 | 0
LFG | 0 | 0 | 0 | 0 | 0 | 0
Nuc | 0 | 0 | 0 | 0 | 842 | 1839
PS | 0 | 0 | 0 | 0 | 0 | 0
PV | 0 | 0 | 0 | 0 | 0.29 | 2.22
PeakG | 0 | 0 | 1976.27 | 2787 | 2787 | 2787
PeakO | 0 | 80 | 174 | 174 | 174 | 174
ST | 0 | 0 | 0 | 0 | 0 | 0
STOG | 12656.79 | 14865 | 14865 | 14865 | 14865 | 14865
STWD | 0 | 206 | 206 | 206 | 206 | 206
WT | 0 | 0 | 0 | 0 | 0 | 0
IGCC | 0 | 0 | 0 | 0 | 0 | 0
DemandResponse | 0 | 0 | 0 | 0 | 0 | 0
IGCC-CCS | 0 | 0 | 0 | 0 | 0 | 0
WT_off | 0 | 0 | 0 | 0 | 0 | 0
PseudoUnit | 0 | 0 | 0 | 0 | 0 | 0
FixedInterchange | 0 | 0 | 0 | 0 | 0 | 0
Cumulative Retirements of Capacity by Reporting Type: FRCC
ReportingType | 2015 | 2020 | 2025 | 2030 | 2035 | 2040
BM | 0 | 0 | 0 | 0 | 0 | 0
CC | 0 | 0 | 0 | 0 | 0 | 0
CSP | 0 | 0 | 0 | 0 | 0 | 0
CT | 0 | 0 | 0 | 0 | 2480 | 2480
Coal | 136 | 1005 | 1005 | 1005 | 1005 | 1005
Geo | 0 | 0 | 0 | 0 | 0 | 0
H | 0 | 0 | 0 | 0 | 0 | 0
LFG | 0 | 0 | 0 | 0 | 0 | 0
Nuc | 0 | 0 | 0 | 0 | 1615.33 | 3292.33
PS | 0 | 0 | 0 | 0 | 0 | 0
PV | 0 | 0 | 0 | 0 | 0 | 0
PeakG | 0 | 0 | 1429 | 1429 | 1429 | 1429
PeakO | 0 | 1840.99 | 2283 | 2283 | 2283 | 2283
ST | 0 | 0 | 0 | 0 | 0 | 0
STOG | 8319.83 | 9833 | 9833 | 9833 | 9833 | 9833
STWD | 0 | 0 | 0 | 0 | 0 | 0
WT | 0 | 0 | 0 | 0 | 0 | 0
IGCC | 0 | 0 | 0 | 0 | 0 | 0
DemandResponse | 0 | 0 | 0 | 0 | 0 | 0
IGCC-CCS | 0 | 0 | 0 | 0 | 0 | 0
WT_off | 0 | 0 | 0 | 0 | 0 | 0
PseudoUnit | 0 | 0 | 0 | 0 | 0 | 0
FixedInterchange | 0 | 0 | 0 | 0 | 0 | 0
Cumulative Retirements of Capacity by Reporting Type: MAPP_US
ReportingType | 2015 | 2020 | 2025 | 2030 | 2035 | 2040
BM | 0 | 0 | 0 | 0 | 0 | 0
CC | 289 | 289 | 289 | 289 | 289 | 289
CSP | 0 | 0 | 0 | 0 | 0 | 0
CT | 0 | 0 | 0 | 8.3 | 308.3 | 308.3
Coal | 715.5 | 1162.72 | 1162.72 | 1162.72 | 1162.72 | 1162.72
Geo | 0 | 0 | 0 | 0 | 0 | 0
H | 0 | 0 | 0 | 0 | 0 | 0
LFG | 0 | 0 | 0 | 0 | 0 | 0
Nuc | 0 | 0 | 0 | 0 | 0 | 0
PS | 0 | 0 | 0 | 0 | 0 | 0
PV | 0 | 0 | 0 | 0 | 0 | 0
PeakG | 227.5 | 227.5 | 480 | 480 | 480 | 480
PeakO | 346 | 346 | 346 | 346 | 346 | 346
ST | 0 | 0 | 0 | 0 | 0 | 0
STOG | 36 | 36 | 36 | 36 | 36 | 36
STWD | 0 | 0 | 0 | 0 | 0 | 0
WT | 0 | 0 | 0 | 0 | 0 | 0
IGCC | 0 | 0 | 0 | 0 | 0 | 0
DemandResponse | 0 | 0 | 0 | 0 | 0 | 0
IGCC-CCS | 0 | 0 | 0 | 0 | 0 | 0
WT_off | 0 | 0 | 0 | 0 | 0 | 0
PseudoUnit | 0 | 0 | 0 | 0 | 0 | 0
FixedInterchange | 0 | 0 | 0 | 0 | 0 | 0
Cumulative Retirements of Capacity by Reporting Type: MISO_IN
ReportingType | 2015 | 2020 | 2025 | 2030 | 2035 | 2040
BM | 0 | 0 | 0 | 0 | 0 | 0
CC | 0 | 0 | 0 | 0 | 0 | 0
CSP | 0 | 0 | 0 | 0 | 0 | 0
CT | 0 | 0 | 0 | 0 | 0 | 0
Coal | 1616.78 | 2085.78 | 2085.78 | 2085.78 | 2085.78 | 2085.78
Geo | 0 | 0 | 0 | 0 | 0 | 0
H | 0 | 0 | 0 | 0 | 0 | 0
LFG | 0 | 0 | 0 | 0 | 0 | 0
Nuc | 0 | 0 | 0 | 0 | 0 | 0
PS | 0 | 0 | 0 | 0 | 0 | 0
PV | 0 | 0 | 0 | 0 | 0 | 5.09
PeakG | 0 | 0 | 0 | 0 | 0 | 238
PeakO | 0 | 0 | 361 | 361 | 361 | 361
ST | 0 | 0 | 0 | 0 | 0 | 0
STOG | 0 | 0 | 279 | 279 | 279 | 279
STWD | 0 | 0 | 0 | 0 | 0 | 0
WT | 0 | 0 | 0 | 0 | 0 | 0
IGCC | 0 | 0 | 0 | 0 | 0 | 0
DemandResponse | 0 | 0 | 0 | 0 | 0 | 0
IGCC-CCS | 0 | 0 | 0 | 0 | 0 | 0
WT_off | 0 | 0 | 0 | 0 | 0 | 0
PseudoUnit | 0 | 0 | 0 | 0 | 0 | 0
FixedInterchange | 0 | 0 | 0 | 0 | 0 | 0
Cumulative Retirements of Capacity by Reporting Type: MISO_MI
ReportingType | 2015 | 2020 | 2025 | 2030 | 2035 | 2040
BM | 0 | 0 | 0 | 0 | 0 | 0
CC | 0 | 0 | 1599 | 1599 | 1599 | 1599
CSP | 0 | 0 | 0 | 0 | 0 | 0
CT | 0 | 0 | 0 | 0 | 0 | 0
Coal | 3840.08 | 5582 | 5582 | 5582 | 5582 | 5582
Geo | 0 | 0 | 0 | 0 | 0 | 0
H | 0 | 0 | 0 | 0 | 0 | 0
LFG | 0 | 0 | 0 | 0 | 0 | 0
Nuc | 0 | 0 | 0 | 0 | 778 | 778
PS | 0 | 0 | 0 | 0 | 0 | 0
PV | 0 | 0 | 0 | 0 | 0 | 0
PeakG | 0 | 0 | 0 | 0 | 0 | 295
PeakO | 0 | 0 | 534 | 534 | 534 | 534
ST | 0 | 0 | 0 | 0 | 0 | 0
STOG | 500.85 | 500.85 | 2852 | 2852 | 2852 | 2852
STWD | 0 | 0 | 0 | 0 | 0 | 0
WT | 0 | 0 | 0 | 0 | 0 | 0
IGCC | 0 | 0 | 0 | 0 | 0 | 0
DemandResponse | 0 | 0 | 0 | 0 | 0 | 0
IGCC-CCS | 0 | 0 | 0 | 0 | 0 | 0
WT_off | 0 | 0 | 0 | 0 | 0 | 0
PseudoUnit | 0 | 0 | 0 | 0 | 0 | 0
FixedInterchange | 0 | 0 | 0 | 0 | 0 | 0
Cumulative Retirements of Capacity by Reporting Type: MISO_MO-IL
ReportingType | 2015 | 2020 | 2025 | 2030 | 2035 | 2040
BM | 0 | 0 | 0 | 0 | 0 | 0
CC | 0 | 0 | 0 | 0 | 0 | 0
CSP | 0 | 0 | 0 | 0 | 0 | 0
CT | 0 | 0 | 0 | 0 | 0 | 0
Coal | 2241.7 | 5558.7 | 5558.7 | 5558.7 | 5558.7 | 5558.7
Geo | 0 | 0 | 0 | 0 | 0 | 0
H | 0 | 0 | 0 | 0 | 0 | 0
LFG | 0 | 0 | 0 | 0 | 0 | 0
Nuc | 0 | 0 | 0 | 0 | 0 | 0
PS | 0 | 0 | 0 | 0 | 0 | 0
PV | 0 | 0 | 0 | 0 | 0 | 0
PeakG | 0 | 0 | 0 | 0 | 0 | 217
PeakO | 0 | 0 | 766 | 766 | 766 | 766
ST | 0 | 0 | 0 | 0 | 0 | 0
STOG | 28 | 28 | 592 | 592 | 592 | 592
STWD | 0 | 0 | 0 | 0 | 0 | 0
WT | 0 | 0 | 0 | 0 | 0 | 0
IGCC | 0 | 0 | 0 | 0 | 0 | 0
DemandResponse | 0 | 0 | 0 | 0 | 0 | 0
IGCC-CCS | 0 | 0 | 0 | 0 | 0 | 0
WT_off | 0 | 0 | 0 | 0 | 0 | 0
PseudoUnit | 0 | 0 | 0 | 0 | 0 | 0
FixedInterchange | 0 | 0 | 0 | 0 | 0 | 0
Cumulative Retirements of Capacity by Reporting Type: MISO_W
ReportingType | 2015 | 2020 | 2025 | 2030 | 2035 | 2040
BM | 0 | 0 | 0 | 0 | 0 | 0
CC | 0 | 0 | 149 | 149 | 149 | 149
CSP | 0 | 0 | 0 | 0 | 0 | 0
CT | 0 | 0 | 0 | 0 | 0 | 0
Coal | 2450.49 | 3190.66 | 3190.66 | 3190.66 | 3190.66 | 3190.66
Geo | 0 | 0 | 0 | 0 | 0 | 0
H | 0 | 0 | 0 | 0 | 0 | 0
LFG | 0 | 0 | 0 | 0 | 0 | 0
Nuc | 0 | 0 | 0 | 0 | 2361.23 | 2361.23
PS | 0 | 0 | 0 | 0 | 0 | 0
PV | 0 | 0 | 0 | 0 | 0 | 0
PeakG | 0 | 0 | 0 | 0 | 0 | 2540.04
PeakO | 0 | 0 | 2154 | 2154 | 2154 | 2154
ST | 0 | 0 | 0 | 0 | 0 | 0
STOG | 172 | 172 | 172 | 172 | 172 | 172
STWD | 0 | 0 | 313 | 313 | 313 | 313
WT | 0 | 0 | 0 | 0 | 0 | 0
IGCC | 0 | 0 | 0 | 0 | 0 | 0
DemandResponse | 0 | 0 | 0 | 0 | 0 | 0
IGCC-CCS | 0 | 0 | 0 | 0 | 0 | 0
WT_off | 0 | 0 | 0 | 0 | 0 | 0
PseudoUnit | 0 | 0 | 0 | 0 | 0 | 0
FixedInterchange | 0 | 0 | 0 | 0 | 0 | 0
Cumulative Retirements of Capacity by Reporting Type: MISO_WUMS
ReportingType | 2015 | 2020 | 2025 | 2030 | 2035 | 2040
BM | 0 | 0 | 0 | 0 | 0 | 0
CC | 0 | 0 | 0 | 0 | 0 | 0
CSP | 0 | 0 | 0 | 0 | 0 | 0
CT | 0 | 0 | 0 | 0 | 0 | 0
Coal | 2975.1 | 3556.5 | 3556.5 | 3556.5 | 3556.5 | 3556.5
Geo | 0 | 0 | 0 | 0 | 0 | 0
H | 0 | 0 | 0 | 0 | 0 | 0
LFG | 0 | 0 | 0 | 0 | 0 | 0
Nuc | 0 | 0 | 0 | 0 | 1816.9 | 1816.9
PS | 0 | 0 | 0 | 0 | 0 | 0
PV | 0 | 0 | 0 | 0 | 0 | 0
PeakG | 0 | 0 | 0 | 0 | 0 | 686.59
PeakO | 0 | 0 | 490 | 490 | 490 | 490
ST | 0 | 0 | 0 | 0 | 0 | 0
STOG | 360 | 360 | 360 | 360 | 360 | 360
STWD | 0 | 0 | 105 | 105 | 105 | 105
WT | 0 | 0 | 0 | 0 | 0 | 0
IGCC | 0 | 0 | 0 | 0 | 0 | 0
DemandResponse | 0 | 0 | 0 | 0 | 0 | 0
IGCC-CCS | 0 | 0 | 0 | 0 | 0 | 0
WT_off | 0 | 0 | 0 | 0 | 0 | 0
PseudoUnit | 0 | 0 | 0 | 0 | 0 | 0
FixedInterchange | 0 | 0 | 0 | 0 | 0 | 0
Cumulative Retirements of Capacity by Reporting Type: Nebraska
ReportingType | 2015 | 2020 | 2025 | 2030 | 2035 | 2040
BM | 0 | 0 | 0 | 0 | 0 | 0
CC | 0 | 0 | 0 | 0 | 0 | 3.64
CSP | 0 | 0 | 0 | 0 | 0 | 0
CT | 0 | 0 | 0 | 0 | 0 | 0
Coal | 0 | 0 | 0 | 0 | 0 | 0
Geo | 0 | 0 | 0 | 0 | 0 | 0
H | 0 | 0 | 0 | 0 | 0 | 0
LFG | 0 | 0 | 0 | 0 | 0 | 0
Nuc | 0 | 0 | 0 | 0 | 1251.8 | 1251.8
PS | 0 | 0 | 0 | 0 | 0 | 0
PV | 0 | 0 | 0 | 0 | 0 | 0
PeakG | 0 | 0 | 290.04 | 290.04 | 290.04 | 290.04
PeakO | 0 | 0 | 326 | 326 | 326 | 326
ST | 0 | 0 | 0 | 0 | 0 | 0
STOG | 270 | 270 | 270 | 270 | 270 | 270
STWD | 0 | 0 | 0 | 0 | 0 | 0
WT | 0 | 0 | 0 | 0 | 0 | 0
IGCC | 0 | 0 | 0 | 0 | 0 | 0
DemandResponse | 0 | 0 | 0 | 0 | 0 | 0
IGCC-CCS | 0 | 0 | 0 | 0 | 0 | 0
WT_off | 0 | 0 | 0 | 0 | 0 | 0
PseudoUnit | 0 | 0 | 0 | 0 | 0 | 0
FixedInterchange | 0 | 0 | 0 | 0 | 0 | 0
Cumulative Retirements of Capacity by Reporting Type: NEISO
ReportingType | 2015 | 2020 | 2025 | 2030 | 2035 | 2040
BM | 0 | 0 | 0 | 0 | 0 | 0
CC | 3280.42 | 5713.08 | 6904.05 | 6904.05 | 6904.05 | 6904.05
CSP | 0 | 0 | 0 | 0 | 0 | 0
CT | 0 | 0 | 0 | 9.5 | 334 | 334
Coal | 2250.13 | 2570.13 | 2570.13 | 2570.13 | 2570.13 | 2570.13
Geo | 0 | 0 | 0 | 0 | 0 | 0
H | 0 | 0 | 0 | 0 | 0 | 0
LFG | 0 | 0 | 0 | 0 | 0 | 0
Nuc | 0 | 0 | 0 | 0 | 1289 | 2165.92
PS | 0 | 0 | 0 | 0 | 0 | 0
PV | 0 | 0 | 0 | 0 | 0 | 19.87
PeakG | 0 | 0 | 271 | 1200 | 1200 | 1200
PeakO | 1183 | 1183 | 1183 | 1183 | 1183 | 1183
ST | 0 | 0 | 0 | 0 | 0 | 0
STOG | 6237 | 6237 | 6237 | 6237 | 6237 | 6237
STWD | 0 | 417 | 610 | 610 | 610 | 610
WT | 0 | 0 | 0 | 0 | 0 | 0
IGCC | 0 | 0 | 0 | 0 | 0 | 0
DemandResponse | 0 | 0 | 0 | 0 | 0 | 0
IGCC-CCS | 0 | 0 | 0 | 0 | 0 | 0
WT_off | 0 | 0 | 0 | 0 | 468 | 468
PseudoUnit | 0 | 0 | 0 | 0 | 0 | 0
FixedInterchange | 0 | 0 | 0 | 0 | 0 | 0
Cumulative Retirements of Capacity by Reporting Type: NonRTO_Midwest
ReportingType | 2015 | 2020 | 2025 | 2030 | 2035 | 2040
BM | 0 | 0 | 0 | 0 | 0 | 0
CC | 0 | 0 | 0 | 0 | 0 | 0
CSP | 0 | 0 | 0 | 0 | 0 | 0
CT | 0 | 0 | 0 | 0 | 0 | 0
Coal | 1681.57 | 2461.3 | 2598.57 | 2598.57 | 2598.57 | 2598.57
Geo | 0 | 0 | 0 | 0 | 0 | 0
H | 0 | 0 | 0 | 0 | 0 | 0
LFG | 0 | 0 | 0 | 0 | 0 | 0
Nuc | 0 | 0 | 0 | 0 | 0 | 0
PS | 0 | 0 | 0 | 0 | 0 | 0
PV | 0 | 0 | 0 | 0 | 0 | 0
PeakG | 0 | 0 | 905.13 | 905.13 | 2165.56 | 2165.56
PeakO | 0 | 0 | 12 | 12 | 12 | 12
ST | 0 | 0 | 0 | 0 | 0 | 0
STOG | 0 | 0 | 0 | 0 | 0 | 0
STWD | 0 | 0 | 0 | 0 | 0 | 0
WT | 0 | 0 | 0 | 0 | 0 | 0
IGCC | 0 | 0 | 0 | 0 | 0 | 0
DemandResponse | 0 | 0 | 0 | 0 | 0 | 0
IGCC-CCS | 0 | 0 | 0 | 0 | 0 | 0
WT_off | 0 | 0 | 0 | 0 | 0 | 0
PseudoUnit | 0 | 0 | 0 | 0 | 0 | 0
FixedInterchange | 0 | 0 | 0 | 0 | 0 | 0
Cumulative Retirements of Capacity by Reporting Type: NYISO_A-F
ReportingType | 2015 | 2020 | 2025 | 2030 | 2035 | 2040
BM | 0 | 0 | 0 | 0 | 0 | 0
CC | 439.49 | 1063.23 | 1608.47 | 1608.47 | 1608.47 | 1608.47
CSP | 0 | 0 | 0 | 0 | 0 | 0
CT | 0 | 0 | 0 | 0 | 0 | 0
Coal | 2251.9 | 2251.9 | 2251.9 | 2251.9 | 2251.9 | 2251.9
Geo | 0 | 0 | 0 | 0 | 0 | 0
H | 0 | 0 | 0 | 0 | 0 | 0
LFG | 0 | 0 | 0 | 0 | 0 | 0
Nuc | 0 | 0 | 0 | 621.2 | 1201.7 | 2053.9
PS | 0 | 0 | 0 | 0 | 0 | 0
PV | 0 | 0 | 0 | 0 | 0 | 0
PeakG | 0 | 0 | 16 | 16 | 16 | 16
PeakO | 39 | 39 | 39 | 39 | 39 | 39
ST | 0 | 0 | 0 | 0 | 0 | 0
STOG | 1701 | 1701 | 1701 | 1701 | 1701 | 1701
STWD | 86 | 86 | 86 | 86 | 86 | 86
WT | 0 | 0 | 0 | 0 | 0 | 0
IGCC | 0 | 0 | 0 | 0 | 0 | 0
DemandResponse | 0 | 0 | 0 | 0 | 0 | 0
IGCC-CCS | 0 | 0 | 0 | 0 | 0 | 0
WT_off | 0 | 0 | 0 | 0 | 0 | 0
PseudoUnit | 0 | 0 | 0 | 0 | 0 | 0
FixedInterchange | 0 | 0 | 0 | 0 | 0 | 0
Cumulative Retirements of Capacity by Reporting Type: NYISO_G-I
ReportingType | 2015 | 2020 | 2025 | 2030 | 2035 | 2040
BM | 0 | 0 | 0 | 0 | 0 | 0
CC | 0 | 0 | 0 | 0 | 0 | 0
CSP | 0 | 0 | 0 | 0 | 0 | 0
CT | 0 | 0 | 0 | 0 | 0 | 0
Coal | 135.7 | 368.2 | 368.2 | 368.2 | 368.2 | 368.2
Geo | 0 | 0 | 0 | 0 | 0 | 0
H | 0 | 0 | 0 | 0 | 0 | 0
LFG | 0 | 0 | 0 | 0 | 0 | 0
Nuc | 0 | 0 | 0 | 0 | 1019.6 | 2044.6
PS | 0 | 0 | 0 | 0 | 0 | 0
PV | 0 | 0 | 0 | 0 | 0 | 0
PeakG | 0 | 0 | 0 | 0 | 0 | 0
PeakO | 0 | 0 | 87 | 87 | 87 | 87
ST | 0 | 0 | 0 | 0 | 0 | 0
STOG | 2431 | 2431 | 2431 | 2431 | 2431 | 2431
STWD | 0 | 0 | 0 | 0 | 0 | 0
WT | 0 | 0 | 0 | 0 | 0 | 0
IGCC | 0 | 0 | 0 | 0 | 0 | 0
DemandResponse | 0 | 0 | 0 | 0 | 0 | 0
IGCC-CCS | 0 | 0 | 0 | 0 | 0 | 0
WT_off | 0 | 0 | 0 | 0 | 0 | 0
PseudoUnit | 0 | 0 | 0 | 0 | 0 | 0
FixedInterchange | 0 | 0 | 0 | 0 | 0 | 0
Cumulative Retirements of Capacity by Reporting Type: NYISO_J-K
ReportingType | 2015 | 2020 | 2025 | 2030 | 2035 | 2040
BM | 0 | 0 | 0 | 0 | 0 | 0
CC | 0 | 0 | 0 | 0 | 0 | 0
CSP | 0 | 0 | 0 | 0 | 0 | 0
CT | 0 | 0 | 0 | 0 | 0 | 0
Coal | 0 | 0 | 0 | 0 | 0 | 0
Geo | 0 | 0 | 0 | 0 | 0 | 0
H | 0 | 0 | 0 | 0 | 0 | 0
LFG | 0 | 0 | 0 | 0 | 0 | 0
Nuc | 0 | 0 | 0 | 0 | 0 | 0
PS | 0 | 0 | 0 | 0 | 0 | 0
PV | 0 | 0 | 0 | 0 | 32 | 32
PeakG | 0 | 0 | 0 | 0 | 0 | 0
PeakO | 0 | 0 | 1107.17 | 1107.17 | 1107.17 | 1107.17
ST | 0 | 0 | 0 | 0 | 0 | 0
STOG | 4131.68 | 4763.09 | 4763.09 | 4763.09 | 4763.09 | 4763.09
STWD | 0 | 0 | 0 | 0 | 0 | 0
WT | 0 | 0 | 0 | 0 | 0 | 0
IGCC | 0 | 0 | 0 | 0 | 0 | 0
DemandResponse | 0 | 0 | 0 | 0 | 0 | 0
IGCC-CCS | 0 | 0 | 0 | 0 | 0 | 0
WT_off | 0 | 0 | 0 | 0 | 0 | 0
PseudoUnit | 0 | 0 | 0 | 0 | 0 | 0
FixedInterchange | 0 | 0 | 0 | 0 | 0 | 0
Cumulative Retirements of Capacity by Reporting Type: PJM_E
ReportingType | 2015 | 2020 | 2025 | 2030 | 2035 | 2040
BM | 0 | 0 | 0 | 0 | 0 | 0
CC | 0 | 1003 | 1003 | 1003 | 1003 | 1003
CSP | 0 | 0 | 0 | 0 | 0 | 0
CT | 0 | 0 | 0 | 26.2 | 26.2 | 26.2
Coal | 3285 | 3853 | 3853 | 3853 | 3853 | 3853
Geo | 0 | 0 | 0 | 0 | 0 | 0
H | 0 | 0 | 0 | 0 | 0 | 0
LFG | 0 | 0 | 0 | 0 | 0 | 0
Nuc | 0 | 614.5 | 614.5 | 614.5 | 2838.5 | 4012.5
PS | 0 | 0 | 0 | 0 | 0 | 0
PV | 0 | 0 | 0 | 0 | 0 | 0
PeakG | 268.5 | 1853 | 1853 | 1853 | 1853 | 1853
PeakO | 2.7 | 2752 | 2752 | 2752 | 2752 | 2752
ST | 0 | 0 | 0 | 0 | 0 | 0
STOG | 3252 | 3252 | 3252 | 3252 | 3252 | 3252
STWD | 0 | 0 | 0 | 0 | 0 | 0
WT | 0 | 0 | 0 | 0 | 0 | 0
IGCC | 0 | 0 | 0 | 0 | 0 | 0
DemandResponse | 0 | 0 | 0 | 0 | 0 | 0
IGCC-CCS | 0 | 0 | 0 | 0 | 0 | 0
WT_off | 0 | 0 | 0 | 0 | 0 | 0
PseudoUnit | 0 | 0 | 0 | 0 | 0 | 0
FixedInterchange | 0 | 0 | 0 | 0 | 0 | 0
Cumulative Retirements of Capacity by Reporting Type: PJM_ROM
ReportingType | 2015 | 2020 | 2025 | 2030 | 2035 | 2040
BM | 0 | 0 | 0 | 0 | 0 | 0
CC | 0 | 0 | 0 | 0 | 0 | 0
CSP | 0 | 0 | 0 | 0 | 0 | 0
CT | 0 | 0 | 0 | 0 | 16 | 16
Coal | 8045.5 | 8045.5 | 8045.5 | 8045.5 | 8045.5 | 8045.5
Geo | 0 | 0 | 0 | 0 | 0 | 0
H | 0 | 0 | 0 | 0 | 0 | 0
LFG | 0 | 0 | 0 | 0 | 0 | 0
Nuc | 0 | 0 | 0 | 0 | 1732 | 2631
PS | 0 | 0 | 0 | 0 | 0 | 0
PV | 0 | 0 | 0 | 0 | 0 | 0
PeakG | 0 | 333 | 333 | 333 | 333 | 333
PeakO | 270 | 1836 | 1836 | 1836 | 1836 | 1836
ST | 0 | 0 | 0 | 0 | 0 | 0
STOG | 4109 | 4109 | 4109 | 4109 | 4109 | 4109
STWD | 0 | 0 | 0 | 0 | 0 | 0
WT | 0 | 0 | 0 | 0 | 0 | 0
IGCC | 0 | 0 | 0 | 0 | 0 | 0
DemandResponse | 0 | 0 | 0 | 0 | 0 | 0
IGCC-CCS | 0 | 0 | 0 | 0 | 0 | 0
WT_off | 0 | 0 | 0 | 0 | 0 | 0
PseudoUnit | 0 | 0 | 0 | 0 | 0 | 0
FixedInterchange | 0 | 0 | 0 | 0 | 0 | 0
Cumulative Retirements of Capacity by Reporting Type: PJM_ROR
ReportingType | 2015 | 2020 | 2025 | 2030 | 2035 | 2040
BM | 0 | 0 | 0 | 0 | 0 | 192
CC | 0 | 14.59 | 1301 | 1301 | 1475 | 1475
CSP | 0 | 0 | 0 | 0 | 0 | 0
CT | 0 | 0 | 0 | 0 | 29 | 29
Coal | 13039.31 | 25129.04 | 25129.04 | 25129.04 | 25129.04 | 25129.04
Geo | 0 | 0 | 0 | 0 | 0 | 0
H | 0 | 0 | 0 | 0 | 0 | 0
LFG | 0 | 0 | 0 | 0 | 0 | 0
Nuc | 0 | 0 | 0 | 867 | 5142 | 10025.16
PS | 0 | 0 | 0 | 0 | 0 | 0
PV | 0 | 0 | 0 | 0 | 0 | 0
PeakG | 0 | 714 | 4286.42 | 10891.87 | 10891.87 | 10891.87
PeakO | 19 | 1761 | 1761 | 1761 | 1761 | 1761
ST | 0 | 0 | 0 | 0 | 0 | 0
STOG | 2122 | 2122 | 2122 | 2122 | 2122 | 2122
STWD | 0 | 0 | 0 | 0 | 0 | 0
WT | 0 | 0 | 0 | 0 | 0 | 0
IGCC | 0 | 0 | 0 | 0 | 0 | 0
DemandResponse | 0 | 0 | 0 | 0 | 0 | 0
IGCC-CCS | 0 | 0 | 0 | 0 | 0 | 0
WT_off | 0 | 0 | 0 | 0 | 0 | 0
PseudoUnit | 0 | 0 | 0 | 0 | 0 | 0
FixedInterchange | 0 | 0 | 0 | 0 | 0 | 0
Cumulative Retirements of Capacity by Reporting Type: SOCO
ReportingType | 2015 | 2020 | 2025 | 2030 | 2035 | 2040
BM | 0 | 0 | 0 | 0 | 0 | 0
CC | 186 | 186 | 186 | 186 | 186 | 4429.93
CSP | 0 | 0 | 0 | 0 | 0 | 0
CT | 0 | 0 | 0 | 0 | 0 | 0
Coal | 8692.56 | 11136 | 11136 | 11136 | 11136 | 11136
Geo | 0 | 0 | 0 | 0 | 0 | 0
H | 0 | 0 | 0 | 0 | 0 | 0
LFG | 0 | 0 | 0 | 0 | 0 | 0
Nuc | 0 | 0 | 0 | 0 | 0 | 2645.05
PS | 0 | 0 | 0 | 0 | 0 | 0
PV | 0 | 0 | 0 | 0 | 0 | 0
PeakG | 3658.8 | 7204.96 | 7204.96 | 8228 | 8228 | 8228
PeakO | 1139 | 1139 | 1139 | 1139 | 1139 | 1139
ST | 0 | 0 | 0 | 0 | 0 | 0
STOG | 854 | 854 | 854 | 854 | 854 | 854
STWD | 668 | 668 | 668 | 668 | 668 | 668
WT | 0 | 0 | 0 | 0 | 0 | 0
IGCC | 0 | 0 | 0 | 0 | 0 | 0
DemandResponse | 0 | 0 | 0 | 0 | 0 | 0
IGCC-CCS | 0 | 0 | 0 | 0 | 0 | 0
WT_off | 0 | 0 | 0 | 0 | 0 | 0
PseudoUnit | 0 | 0 | 0 | 0 | 0 | 0
FixedInterchange | 0 | 0 | 0 | 0 | 0 | 0
Cumulative Retirements of Capacity by Reporting Type: SPP_N
ReportingType | 2015 | 2020 | 2025 | 2030 | 2035 | 2040
BM | 0 | 0 | 0 | 0 | 0 | 0
CC | 0 | 0 | 0 | 0 | 0 | 0
CSP | 0 | 0 | 0 | 0 | 0 | 0
CT | 0 | 0 | 0 | 0 | 0 | 0
Coal | 0 | 775.5 | 775.5 | 775.5 | 775.5 | 775.5
Geo | 0 | 0 | 0 | 0 | 0 | 0
H | 0 | 0 | 0 | 0 | 0 | 0
LFG | 0 | 0 | 0 | 0 | 0 | 0
Nuc | 0 | 0 | 0 | 0 | 0 | 0
PS | 0 | 0 | 0 | 0 | 0 | 0
PV | 0 | 0 | 0 | 0 | 0 | 0
PeakG | 0 | 0 | 1429.03 | 1450.92 | 1450.92 | 1512.49
PeakO | 0 | 0 | 1199 | 1199 | 1199 | 1199
ST | 0 | 0 | 0 | 0 | 0 | 0
STOG | 733.68 | 1749 | 1749 | 1749 | 1749 | 1749
STWD | 0 | 0 | 0 | 0 | 0 | 0
WT | 0 | 0 | 0 | 0 | 0 | 0
IGCC | 0 | 0 | 0 | 0 | 0 | 0
DemandResponse | 0 | 0 | 0 | 0 | 0 | 0
IGCC-CCS | 0 | 0 | 0 | 0 | 0 | 0
WT_off | 0 | 0 | 0 | 0 | 0 | 0
PseudoUnit | 0 | 0 | 0 | 0 | 0 | 0
FixedInterchange | 0 | 0 | 0 | 0 | 0 | 0
Cumulative Retirements of Capacity by Reporting Type: SPP_S
ReportingType | 2015 | 2020 | 2025 | 2030 | 2035 | 2040
BM | 0 | 0 | 0 | 0 | 0 | 0
CC | 0 | 0 | 509 | 509 | 950.94 | 1916.63
CSP | 0 | 0 | 0 | 0 | 0 | 0
CT | 0 | 0 | 0 | 0 | 412.99 | 712.99
Coal | 2 | 2631 | 2631 | 2631 | 2631 | 2631
Geo | 0 | 0 | 0 | 0 | 0 | 0
H | 0 | 0 | 0 | 0 | 0 | 0
LFG | 0 | 0 | 0 | 0 | 0 | 0
Nuc | 0 | 0 | 0 | 0 | 0 | 0
PS | 0 | 0 | 0 | 0 | 0 | 0
PV | 0 | 0 | 0 | 0 | 0 | 0
PeakG | 0 | 0 | 440 | 1866 | 2771.09 | 2771.09
PeakO | 0 | 0 | 122 | 122 | 122 | 122
ST | 0 | 0 | 0 | 0 | 0 | 0
STOG | 7189.74 | 7868.12 | 10571 | 10571 | 10571 | 10571
STWD | 0 | 0 | 84 | 84 | 84 | 84
WT | 0 | 0 | 0 | 0 | 0 | 0
IGCC | 0 | 0 | 0 | 0 | 0 | 0
DemandResponse | 0 | 0 | 0 | 0 | 0 | 0
IGCC-CCS | 0 | 0 | 0 | 0 | 0 | 0
WT_off | 0 | 0 | 0 | 0 | 0 | 0
PseudoUnit | 0 | 0 | 0 | 0 | 0 | 0
FixedInterchange | 0 | 0 | 0 | 0 | 0 | 0
Cumulative Retirements of Capacity by Reporting Type: TVA
ReportingType | 2015 | 2020 | 2025 | 2030 | 2035 | 2040
BM | 0 | 0 | 0 | 0 | 0 | 0
CC | 3.91 | 3.91 | 106.52 | 106.52 | 426.52 | 426.52
CSP | 0 | 0 | 0 | 0 | 0 | 0
CT | 0 | 0 | 0 | 0 | 0 | 0
Coal | 5217.3 | 6810.96 | 6810.96 | 6810.96 | 6810.96 | 6810.96
Geo | 0 | 0 | 0 | 0 | 0 | 0
H | 0 | 0 | 0 | 0 | 0 | 0
LFG | 0 | 0 | 0 | 0 | 0 | 0
Nuc | 0 | 0 | 0 | 0 | 2512.33 | 3791
PS | 0 | 0 | 0 | 0 | 0 | 0
PV | 0 | 0 | 0 | 0 | 0 | 0
PeakG | 262 | 1285.51 | 5865 | 5865 | 5865 | 5865
PeakO | 83 | 83 | 83 | 83 | 83 | 83
ST | 0 | 0 | 0 | 0 | 0 | 0
STOG | 0 | 0 | 0 | 0 | 0 | 0
STWD | 5 | 5 | 5 | 5 | 5 | 5
WT | 0 | 0 | 0 | 0 | 0 | 0
IGCC | 0 | 0 | 0 | 0 | 0 | 0
DemandResponse | 0 | 0 | 0 | 0 | 0 | 0
IGCC-CCS | 0 | 0 | 0 | 0 | 0 | 0
WT_off | 0 | 0 | 0 | 0 | 0 | 0
PseudoUnit | 0 | 0 | 0 | 0 | 0 | 0
FixedInterchange | 0 | 0 | 0 | 0 | 0 | 0
Cumulative Retirements of Capacity by Reporting Type: TVA_Transmission
ReportingType | 2015 | 2020 | 2025 | 2030 | 2035 | 2040
BM | 0 | 0 | 0 | 0 | 0 | 0
CC | 0 | 0 | 0 | 0 | 0 | 0
CSP | 0 | 0 | 0 | 0 | 0 | 0
CT | 0 | 0 | 0 | 0 | 0 | 0
Coal | 0 | 0 | 0 | 0 | 0 | 0
Geo | 0 | 0 | 0 | 0 | 0 | 0
H | 0 | 0 | 0 | 0 | 0 | 0
LFG | 0 | 0 | 0 | 0 | 0 | 0
Nuc | 0 | 0 | 0 | 0 | 0 | 0
PS | 0 | 0 | 0 | 0 | 0 | 0
PV | 0 | 0 | 0 | 0 | 0 | 0
PeakG | 0 | 0 | 0 | 0 | 0 | 0
PeakO | 0 | 0 | 0 | 0 | 0 | 0
ST | 0 | 0 | 0 | 0 | 0 | 0
STOG | 0 | 0 | 0 | 0 | 0 | 0
STWD | 0 | 0 | 0 | 0 | 0 | 0
WT | 0 | 0 | 0 | 0 | 0 | 0
IGCC | 0 | 0 | 0 | 0 | 0 | 0
DemandResponse | 0 | 0 | 0 | 0 | 0 | 0
IGCC-CCS | 0 | 0 | 0 | 0 | 0 | 0
WT_off | 0 | 0 | 0 | 0 | 0 | 0
PseudoUnit | 0 | 0 | 0 | 0 | 0 | 0
FixedInterchange | 0 | 0 | 0 | 0 | 0 | 0
Cumulative Retirements of Capacity by Reporting Type: VACAR
ReportingType | 2015 | 2020 | 2025 | 2030 | 2035 | 2040
BM | 0 | 0 | 0 | 0 | 0 | 0
CC | 0 | 185 | 185 | 185 | 185 | 185
CSP | 0 | 0 | 0 | 0 | 0 | 0
CT | 0 | 0 | 0 | 0 | 717.2 | 717.2
Coal | 2954 | 8525.27 | 8525.27 | 8525.27 | 8525.27 | 8525.27
Geo | 0 | 0 | 0 | 0 | 0 | 0
H | 0 | 0 | 0 | 0 | 0 | 0
LFG | 0 | 0 | 0 | 0 | 0 | 0
Nuc | 0 | 0 | 0 | 0 | 3248 | 5106
PS | 0 | 0 | 0 | 0 | 0 | 0
PV | 0 | 0 | 0 | 0 | 0 | 0
PeakG | 0 | 387.27 | 2196.36 | 2196.36 | 2196.36 | 2196.36
PeakO | 0 | 1268 | 1268 | 1268 | 1268 | 1268
ST | 0 | 0 | 0 | 0 | 0 | 0
STOG | 0 | 92 | 92 | 92 | 92 | 92
STWD | 0 | 0 | 0 | 0 | 0 | 0
WT | 0 | 0 | 0 | 0 | 0 | 0
IGCC | 0 | 0 | 0 | 0 | 0 | 0
DemandResponse | 0 | 0 | 0 | 0 | 0 | 0
IGCC-CCS | 0 | 0 | 0 | 0 | 0 | 0
WT_off | 0 | 0 | 0 | 0 | 0 | 0
PseudoUnit | 0 | 0 | 0 | 0 | 0 | 0
FixedInterchange | 0 | 0 | 0 | 0 | 0 | 0
Cumulative Retirements of Capacity by Reporting Type: IESO
ReportingType | 2015 | 2020 | 2025 | 2030 | 2035 | 2040
BM | 0 | 0 | 0 | 0 | 0 | 0
CC | 5943 | 5943 | 5943 | 5943 | 5943 | 5943
CSP | 0 | 0 | 0 | 0 | 0 | 0
CT | 0 | 0 | 0 | 0 | 368 | 368
Coal | 6416 | 6416 | 6416 | 6416 | 6416 | 6416
Geo | 0 | 0 | 0 | 0 | 0 | 0
H | 0 | 0 | 0 | 0 | 0 | 0
LFG | 0 | 0 | 0 | 0 | 0 | 0
Nuc | 0 | 0 | 0 | 0 | 1030 | 2570
PS | 0 | 0 | 0 | 0 | 0 | 0
PV | 0 | 0 | 0 | 0 | 1067.26 | 1067.26
PeakG | 584 | 584 | 584 | 584 | 584 | 584
PeakO | 175 | 175 | 175 | 175 | 175 | 175
ST | 0 | 0 | 0 | 0 | 0 | 0
STOG | 2126 | 2126 | 2126 | 2126 | 2126 | 2126
STWD | 139 | 139 | 139 | 139 | 139 | 139
WT | 0 | 0 | 0 | 0 | 2105.9 | 2105.9
IGCC | 0 | 0 | 0 | 0 | 0 | 0
DemandResponse | 0 | 0 | 0 | 0 | 0 | 0
IGCC-CCS | 0 | 0 | 0 | 0 | 0 | 0
WT_off | 0 | 0 | 0 | 0 | 0 | 0
PseudoUnit | 0 | 0 | 0 | 0 | 0 | 0
FixedInterchange | 0 | 0 | 0 | 0 | 0 | 0
Cumulative Retirements of Capacity by Reporting Type: MAPP_CA
ReportingType | 2015 | 2020 | 2025 | 2030 | 2035 | 2040
BM | 0 | 0 | 0 | 0 | 0 | 0
CC | 0 | 0 | 0 | 14.24 | 434.8 | 763.15
CSP | 0 | 0 | 0 | 0 | 0 | 0
CT | 0 | 0 | 0 | 0 | 0 | 0
Coal | 510 | 940.16 | 1737.89 | 1745.9 | 1745.9 | 1745.9
Geo | 0 | 0 | 0 | 0 | 0 | 0
H | 0 | 0 | 0 | 0 | 0 | 0
LFG | 0 | 0 | 0 | 0 | 0 | 0
Nuc | 0 | 0 | 0 | 0 | 0 | 0
PS | 0 | 0 | 0 | 0 | 0 | 0
PV | 0 | 0 | 0 | 0 | 0 | 0
PeakG | 0 | 0 | 0 | 0 | 559 | 559
PeakO | 0 | 0 | 0 | 4 | 4 | 4
ST | 0 | 0 | 0 | 0 | 0 | 0
STOG | 0 | 0 | 0 | 126 | 126 | 126
STWD | 0 | 0 | 0 | 0 | 0 | 0
WT | 0 | 0 | 0 | 0 | 302.4 | 302.4
IGCC | 0 | 0 | 0 | 0 | 0 | 0
DemandResponse | 0 | 0 | 0 | 0 | 0 | 0
IGCC-CCS | 0 | 0 | 0 | 0 | 0 | 0
WT_off | 0 | 0 | 0 | 0 | 0 | 0
PseudoUnit | 0 | 0 | 0 | 0 | 0 | 0
FixedInterchange | 0 | 0 | 0 | 0 | 0 | 0
Cumulative Retirements of Capacity by Reporting Type: AZ_NM_SNV_Coal
ReportingType | 2015 | 2020 | 2025 | 2030 | 2035 | 2040
BM | 0 | 0 | 0 | 0 | 0 | 0
CC | 0 | 0 | 0 | 0 | 0 | 0
CSP | 0 | 0 | 0 | 0 | 0 | 0
CT | 0 | 0 | 0 | 0 | 0 | 0
Coal | 220 | 220 | 220 | 220 | 220 | 220
Geo | 0 | 0 | 0 | 0 | 0 | 0
H | 0 | 0 | 0 | 0 | 0 | 0
LFG | 0 | 0 | 0 | 0 | 0 | 0
Nuc | 0 | 0 | 0 | 0 | 0 | 0
PS | 0 | 0 | 0 | 0 | 0 | 0
PV | 0 | 0 | 0 | 0 | 0 | 0
PeakG | 0 | 0 | 0 | 0 | 0 | 0
PeakO | 200 | 200 | 200 | 200 | 200 | 200
ST | 0 | 0 | 0 | 0 | 0 | 0
STOG | 0 | 0 | 0 | 0 | 0 | 0
STWD | 0 | 0 | 0 | 0 | 0 | 0
WT | 0 | 0 | 0 | 0 | 0 | 0
IGCC | 0 | 0 | 0 | 0 | 0 | 0
DemandResponse | 0 | 0 | 0 | 0 | 0 | 0
IGCC-CCS | 0 | 0 | 0 | 0 | 0 | 0
WT_off | 0 | 0 | 0 | 0 | 0 | 0
PseudoUnit | 0 | 0 | 0 | 0 | 0 | 0
FixedInterchange | 0 | 0 | 0 | 0 | 0 | 0
Cumulative Retirements of Capacity by Reporting Type: AZ_NM_SNV_Gas
ReportingType | 2015 | 2020 | 2025 | 2030 | 2035 | 2040
BM | 0 | 0 | 0 | 0 | 0 | 0
CC | 3247 | 3247 | 3247 | 3247 | 3247 | 3247
CSP | 0 | 0 | 0 | 0 | 0 | 0
CT | 0 | 0 | 0 | 0 | 736 | 736
Coal | 0 | 0 | 0 | 0 | 0 | 0
Geo | 0 | 0 | 0 | 0 | 0 | 0
H | 0 | 0 | 0 | 0 | 0 | 0
LFG | 0 | 0 | 0 | 0 | 0 | 0
Nuc | 0 | 0 | 0 | 0 | 0 | 0
PS | 0 | 0 | 0 | 0 | 0 | 0
PV | 0 | 0 | 0 | 0 | 0 | 0
PeakG | 742.77 | 3660 | 3660 | 3660 | 3660 | 3660
PeakO | 0 | 0 | 0 | 0 | 0 | 0
ST | 0 | 0 | 0 | 0 | 0 | 0
STOG | 2064 | 2064 | 2064 | 2064 | 2064 | 2064
STWD | 0 | 0 | 0 | 0 | 0 | 0
WT | 0 | 0 | 0 | 0 | 0 | 0
IGCC | 0 | 0 | 0 | 0 | 0 | 0
DemandResponse | 0 | 0 | 0 | 0 | 0 | 0
IGCC-CCS | 0 | 0 | 0 | 0 | 0 | 0
WT_off | 0 | 0 | 0 | 0 | 0 | 0
PseudoUnit | 0 | 0 | 0 | 0 | 0 | 0
FixedInterchange | 0 | 0 | 0 | 0 | 0 | 0
Cumulative Retirements of Capacity by Reporting Type: AZ_NM_SNV_NucRenew
ReportingType | 2015 | 2020 | 2025 | 2030 | 2035 | 2040
BM | 0 | 0 | 0 | 0 | 0 | 0
CC | 0 | 0 | 0 | 0 | 0 | 0
CSP | 65 | 65 | 65 | 65 | 65 | 65
CT | 0 | 0 | 0 | 0 | 0 | 0
Coal | 0 | 0 | 0 | 0 | 0 | 0
Geo | 0 | 0 | 0 | 0 | 0 | 0
H | 0 | 0 | 0 | 0 | 0 | 0
LFG | 0 | 0 | 0 | 0 | 0 | 0
Nuc | 0 | 0 | 0 | 0 | 0 | 0
PS | 0 | 0 | 0 | 0 | 0 | 0
PV | 0 | 0 | 0 | 0 | 0 | 0
PeakG | 0 | 0 | 0 | 0 | 0 | 0
PeakO | 0 | 0 | 0 | 0 | 0 | 0
ST | 0 | 0 | 0 | 0 | 0 | 0
STOG | 0 | 0 | 0 | 0 | 0 | 0
STWD | 0 | 0 | 0 | 0 | 0 | 0
WT | 0 | 0 | 0 | 0 | 0 | 0
IGCC | 0 | 0 | 0 | 0 | 0 | 0
DemandResponse | 0 | 0 | 0 | 0 | 0 | 0
IGCC-CCS | 0 | 0 | 0 | 0 | 0 | 0
WT_off | 0 | 0 | 0 | 0 | 0 | 0
PseudoUnit | 0 | 0 | 0 | 0 | 0 | 0
FixedInterchange | 0 | 0 | 0 | 0 | 0 | 0
Cumulative Retirements of Capacity by Reporting Type: ERCOT
ReportingType | 2015 | 2020 | 2025 | 2030 | 2035 | 2040
BM | 0 | 0 | 0 | 0 | 0 | 0
CC | 0 | 0 | 0 | 0 | 0 | 1929.88
CSP | 0 | 0 | 0 | 0 | 0 | 0
CT | 0 | 0 | 0 | 0 | 250 | 250
Coal | 1144 | 1144 | 1144 | 1144 | 1144 | 1144
Geo | 0 | 0 | 0 | 0 | 0 | 0
H | 0 | 0 | 0 | 0 | 0 | 0
LFG | 0 | 0 | 0 | 0 | 0 | 0
Nuc | 0 | 0 | 0 | 0 | 0 | 0
PS | 0 | 0 | 0 | 0 | 0 | 0
PV | 0 | 0 | 0 | 0 | 14 | 14
PeakG | 0 | 0 | 0 | 0 | 0 | 205
PeakO | 0 | 0 | 51 | 51 | 51 | 51
ST | 0 | 0 | 0 | 0 | 0 | 0
STOG | 3654.1 | 10151.61 | 13834.74 | 15119.44 | 15963.51 | 18933
STWD | 0 | 0 | 0 | 0 | 0 | 0
WT | 0 | 0 | 0 | 0 | 0 | 0
IGCC | 0 | 0 | 0 | 0 | 0 | 0
DemandResponse | 0 | 0 | 0 | 0 | 0 | 0
IGCC-CCS | 0 | 0 | 0 | 0 | 0 | 0
WT_off | 0 | 0 | 0 | 0 | 0 | 0
PseudoUnit | 0 | 0 | 0 | 0 | 0 | 0
FixedInterchange | 0 | 0 | 0 | 0 | 0 | 0
Cumulative Retirements of Capacity by Reporting Type: NP15
ReportingType | 2015 | 2020 | 2025 | 2030 | 2035 | 2040
BM | 0 | 0 | 0 | 0 | 0 | 0
CC | 0 | 0 | 384.58 | 384.58 | 384.58 | 384.58
CSP | 0 | 0 | 0 | 0 | 0 | 0
CT | 0 | 0 | 0 | 0 | 212.6 | 212.6
Coal | 163.7 | 191.9 | 191.9 | 191.9 | 191.9 | 191.9
Geo | 0 | 0 | 0 | 0 | 0 | 0
H | 0 | 0 | 0 | 0 | 0 | 0
LFG | 0 | 0 | 0 | 0 | 0 | 0
Nuc | 0 | 0 | 0 | 0 | 0 | 0
PS | 0 | 0 | 0 | 0 | 0 | 0
PV | 0 | 0 | 0 | 0 | 6.5 | 6.5
PeakG | 0 | 0 | 0 | 0 | 0 | 0
PeakO | 156 | 156 | 156 | 156 | 156 | 156
ST | 0 | 0 | 0 | 0 | 0 | 0
STOG | 1650.76 | 4343.08 | 4859 | 4859 | 4859 | 4859
STWD | 0 | 0 | 0 | 0 | 0 | 0
WT | 0 | 0 | 0 | 0 | 0 | 0
IGCC | 0 | 0 | 0 | 0 | 0 | 0
DemandResponse | 0 | 0 | 0 | 0 | 0 | 0
IGCC-CCS | 0 | 0 | 0 | 0 | 0 | 0
WT_off | 0 | 0 | 0 | 0 | 0 | 0
PseudoUnit | 0 | 0 | 0 | 0 | 0 | 0
FixedInterchange | 0 | 0 | 0 | 0 | 0 | 0
Cumulative Retirements of Capacity by Reporting Type: NWPP_Coal
ReportingType | 2015 | 2020 | 2025 | 2030 | 2035 | 2040
BM | 0 | 0 | 0 | 0 | 0 | 0
CC | 0 | 0 | 0 | 0 | 0 | 0
CSP | 0 | 0 | 0 | 0 | 0 | 0
CT | 0 | 0 | 0 | 0 | 0 | 0
Coal | 1361.41 | 1361.41 | 1361.41 | 1361.41 | 1361.41 | 1361.41
Geo | 0 | 0 | 0 | 0 | 0 | 0
H | 0 | 0 | 0 | 0 | 0 | 0
LFG | 0 | 0 | 0 | 0 | 0 | 0
Nuc | 0 | 0 | 0 | 0 | 0 | 0
PS | 0 | 0 | 0 | 0 | 0 | 0
PV | 0 | 0 | 0 | 0 | 0 | 0
PeakG | 0 | 0 | 0 | 0 | 0 | 0
PeakO | 183 | 183 | 183 | 183 | 183 | 183
ST | 0 | 0 | 0 | 0 | 0 | 0
STOG | 0 | 0 | 0 | 0 | 0 | 0
STWD | 0 | 0 | 0 | 0 | 0 | 0
WT | 0 | 0 | 0 | 0 | 0 | 0
IGCC | 0 | 0 | 0 | 0 | 0 | 0
DemandResponse | 0 | 0 | 0 | 0 | 0 | 0
IGCC-CCS | 0 | 0 | 0 | 0 | 0 | 0
WT_off | 0 | 0 | 0 | 0 | 0 | 0
PseudoUnit | 0 | 0 | 0 | 0 | 0 | 0
FixedInterchange | 0 | 0 | 0 | 0 | 0 | 0
Cumulative Retirements of Capacity by Reporting Type: NWPP_Gas
ReportingType | 2015 | 2020 | 2025 | 2030 | 2035 | 2040
BM | 0 | 0 | 0 | 0 | 0 | 0
CC | 3391.82 | 3391.82 | 3391.82 | 3391.82 | 3391.82 | 3391.82
CSP | 0 | 0 | 0 | 0 | 0 | 0
CT | 0 | 0 | 0 | 0 | 150 | 150
Coal | 0 | 0 | 0 | 0 | 0 | 0
Geo | 0 | 0 | 0 | 0 | 0 | 0
H | 0 | 0 | 0 | 0 | 0 | 0
LFG | 0 | 0 | 0 | 0 | 0 | 0
Nuc | 0 | 0 | 0 | 0 | 0 | 0
PS | 0 | 0 | 0 | 0 | 0 | 0
PV | 0 | 0 | 0 | 0 | 0 | 0
PeakG | 2623 | 2623 | 2623 | 2623 | 2623 | 2623
PeakO | 0 | 0 | 0 | 0 | 0 | 0
ST | 0 | 0 | 0 | 0 | 0 | 0
STOG | 786 | 786 | 786 | 786 | 786 | 786
STWD | 0 | 0 | 0 | 0 | 0 | 0
WT | 0 | 0 | 0 | 0 | 0 | 0
IGCC | 0 | 0 | 0 | 0 | 0 | 0
DemandResponse | 0 | 0 | 0 | 0 | 0 | 0
IGCC-CCS | 0 | 0 | 0 | 0 | 0 | 0
WT_off | 0 | 0 | 0 | 0 | 0 | 0
PseudoUnit | 0 | 0 | 0 | 0 | 0 | 0
FixedInterchange | 0 | 0 | 0 | 0 | 0 | 0
Cumulative Retirements of Capacity by Reporting Type: NWPP_NucRenew
ReportingType | 2015 | 2020 | 2025 | 2030 | 2035 | 2040
BM | 0 | 0 | 0 | 0 | 0 | 0
CC | 0 | 0 | 0 | 0 | 0 | 0
CSP | 0 | 0 | 0 | 0 | 0 | 0
CT | 0 | 0 | 0 | 0 | 0 | 0
Coal | 0 | 0 | 0 | 0 | 0 | 0
Geo | 4.8 | 4.8 | 4.8 | 4.8 | 4.8 | 4.8
H | 0 | 0 | 0 | 0 | 0 | 0
LFG | 0 | 0 | 0 | 0 | 0 | 0
Nuc | 0 | 0 | 0 | 0 | 0 | 0
PS | 0 | 0 | 0 | 0 | 0 | 0
PV | 0 | 0 | 0 | 0 | 0 | 0
PeakG | 0 | 0 | 0 | 0 | 0 | 0
PeakO | 0 | 0 | 0 | 0 | 0 | 0
ST | 0 | 0 | 0 | 0 | 0 | 0
STOG | 0 | 0 | 0 | 0 | 0 | 0
STWD | 561 | 561 | 561 | 561 | 561 | 561
WT | 0 | 0 | 0 | 0 | 0 | 0
IGCC | 0 | 0 | 0 | 0 | 0 | 0
DemandResponse | 0 | 0 | 0 | 0 | 0 | 0
IGCC-CCS | 0 | 0 | 0 | 0 | 0 | 0
WT_off | 0 | 0 | 0 | 0 | 0 | 0
PseudoUnit | 0 | 0 | 0 | 0 | 0 | 0
FixedInterchange | 0 | 0 | 0 | 0 | 0 | 0
Cumulative Retirements of Capacity by Reporting Type: RMPA
ReportingType | 2015 | 2020 | 2025 | 2030 | 2035 | 2040
BM | 0 | 0 | 0 | 0 | 0 | 0
CC | 978.38 | 1489.82 | 2686 | 2686 | 2686 | 2686
CSP | 1 | 1 | 1 | 1 | 1 | 1
CT | 0 | 0 | 0 | 0 | 152 | 152
Coal | 727 | 897.5 | 1249.5 | 1249.5 | 1249.5 | 1249.5
Geo | 0 | 0 | 0 | 0 | 0 | 0
H | 0 | 0 | 0 | 0 | 0 | 0
LFG | 0 | 0 | 0 | 0 | 0 | 0
Nuc | 0 | 0 | 0 | 0 | 0 | 0
PS | 0 | 0 | 0 | 0 | 0 | 0
PV | 0 | 0 | 0 | 0 | 0 | 0
PeakG | 27.61 | 334.3 | 2203.48 | 2203.48 | 2203.48 | 2597.25
PeakO | 187 | 187 | 187 | 187 | 187 | 187
ST | 0 | 0 | 0 | 0 | 0 | 0
STOG | 217 | 217 | 217 | 217 | 217 | 217
STWD | 0 | 0 | 0 | 0 | 0 | 0
WT | 0 | 0 | 0 | 0 | 0 | 0
IGCC | 0 | 0 | 0 | 0 | 0 | 0
DemandResponse | 0 | 0 | 0 | 0 | 0 | 0
IGCC-CCS | 0 | 0 | 0 | 0 | 0 | 0
WT_off | 0 | 0 | 0 | 0 | 0 | 0
PseudoUnit | 0 | 0 | 0 | 0 | 0 | 0
FixedInterchange | 0 | 0 | 0 | 0 | 0 | 0
Cumulative Retirements of Capacity by Reporting Type: SP15
ReportingType | 2015 | 2020 | 2025 | 2030 | 2035 | 2040
BM | 0 | 0 | 0 | 0 | 0 | 0
CC | 0 | 0 | 0 | 0 | 0 | 409.5
CSP | 409 | 409 | 409 | 409 | 409 | 409
CT | 0 | 0 | 0 | 0 | 0 | 0
Coal | 141.5 | 242.7 | 242.7 | 242.7 | 242.7 | 242.7
Geo | 0 | 0 | 0 | 0 | 0 | 0
H | 0 | 0 | 0 | 0 | 0 | 0
LFG | 0 | 0 | 0 | 0 | 0 | 0
Nuc | 0 | 0 | 0 | 0 | 0 | 0
PS | 0 | 0 | 0 | 0 | 0 | 0
PV | 0 | 0 | 0 | 0 | 3.8 | 3.8
PeakG | 44 | 44 | 44 | 44 | 44 | 44
PeakO | 15 | 15 | 15 | 15 | 15 | 15
ST | 0 | 0 | 0 | 0 | 0 | 0
STOG | 3735.09 | 7226.9 | 11200 | 11200 | 11200 | 11200
STWD | 0 | 0 | 0 | 0 | 0 | 0
WT | 126.2 | 126.2 | 126.2 | 126.2 | 126.2 | 126.2
IGCC | 0 | 0 | 0 | 0 | 0 | 0
DemandResponse | 0 | 0 | 0 | 0 | 0 | 0
IGCC-CCS | 0 | 0 | 0 | 0 | 0 | 0
WT_off | 0 | 0 | 0 | 0 | 0 | 0
PseudoUnit | 0 | 0 | 0 | 0 | 0 | 0
FixedInterchange | 0 | 0 | 0 | 0 | 0 | 0
Cumulative Retirements of Capacity by Reporting Type: ALB
ReportingType | 2015 | 2020 | 2025 | 2030 | 2035 | 2040
BM | 0 | 0 | 0 | 0 | 0 | 0
CC | 0 | 0 | 0 | 0 | 0 | 1456.08
CSP | 0 | 0 | 0 | 0 | 0 | 0
CT | 0 | 0 | 0 | 0 | 201.5 | 201.5
Coal | 0 | 0 | 0 | 0 | 0 | 0
Geo | 0 | 0 | 0 | 0 | 0 | 0
H | 0 | 0 | 0 | 0 | 0 | 0
LFG | 0 | 0 | 0 | 0 | 0 | 0
Nuc | 0 | 0 | 0 | 0 | 0 | 0
PS | 0 | 0 | 0 | 0 | 0 | 0
PV | 0 | 0 | 0 | 0 | 0 | 0
PeakG | 1070.59 | 1781.17 | 2368 | 2368 | 2368 | 2368
PeakO | 6 | 6 | 6 | 6 | 6 | 6
ST | 0 | 0 | 0 | 0 | 0 | 0
STOG | 186 | 186 | 186 | 186 | 186 | 186
STWD | 174 | 174 | 174 | 174 | 174 | 174
WT | 0 | 0 | 0 | 0 | 0 | 0
IGCC | 0 | 0 | 0 | 0 | 0 | 0
DemandResponse | 0 | 0 | 0 | 0 | 0 | 0
IGCC-CCS | 0 | 0 | 0 | 0 | 0 | 0
WT_off | 0 | 0 | 0 | 0 | 0 | 0
PseudoUnit | 0 | 0 | 0 | 0 | 0 | 0
FixedInterchange | 0 | 0 | 0 | 0 | 0 | 0
Cumulative Retirements of Capacity by Reporting Type: BC
ReportingType | 2015 | 2020 | 2025 | 2030 | 2035 | 2040
BM | 0 | 0 | 0 | 0 | 0 | 0
CC | 0 | 0 | 0 | 0 | 0 | 0
CSP | 0 | 0 | 0 | 0 | 0 | 0
CT | 0 | 0 | 0 | 0 | 0 | 0
Coal | 0 | 0 | 0 | 0 | 0 | 0
Geo | 0 | 0 | 0 | 0 | 0 | 0
H | 0 | 0 | 0 | 0 | 0 | 0
LFG | 0 | 0 | 0 | 0 | 0 | 0
Nuc | 0 | 0 | 0 | 0 | 0 | 0
PS | 0 | 0 | 0 | 0 | 0 | 0
PV | 0 | 0 | 0 | 0 | 0 | 0
PeakG | 0 | 141 | 141 | 141 | 141 | 141
PeakO | 0 | 44 | 44 | 44 | 44 | 44
ST | 0 | 0 | 0 | 0 | 0 | 0
STOG | 919.71 | 938 | 938 | 938 | 938 | 938
STWD | 0 | 510 | 510 | 510 | 510 | 510
WT | 0 | 0 | 0 | 0 | 0 | 0
IGCC | 0 | 0 | 0 | 0 | 0 | 0
DemandResponse | 0 | 0 | 0 | 0 | 0 | 0
IGCC-CCS | 0 | 0 | 0 | 0 | 0 | 0
WT_off | 0 | 0 | 0 | 0 | 0 | 0
PseudoUnit | 0 | 0 | 0 | 0 | 0 | 0
FixedInterchange | 0 | 0 | 0 | 0 | 0 | 0
Cumulative Retirements of Capacity by Reporting Type: HQ_IESO
ReportingType | 2015 | 2020 | 2025 | 2030 | 2035 | 2040
BM | 0 | 0 | 0 | 0 | 0 | 0
CC | 0 | 0 | 0 | 0 | 0 | 0
CSP | 0 | 0 | 0 | 0 | 0 | 0
CT | 0 | 0 | 0 | 0 | 0 | 0
Coal | 0 | 0 | 0 | 0 | 0 | 0
Geo | 0 | 0 | 0 | 0 | 0 | 0
H | 0 | 0 | 0 | 0 | 0 | 0
LFG | 0 | 0 | 0 | 0 | 0 | 0
Nuc | 0 | 0 | 0 | 0 | 0 | 0
PS | 0 | 0 | 0 | 0 | 0 | 0
PV | 0 | 0 | 0 | 0 | 0 | 0
PeakG | 0 | 0 | 0 | 0 | 0 | 0
PeakO | 0 | 0 | 0 | 0 | 0 | 0
ST | 0 | 0 | 0 | 0 | 0 | 0
STOG | 0 | 0 | 0 | 0 | 0 | 0
STWD | 0 | 0 | 0 | 0 | 0 | 0
WT | 0 | 0 | 0 | 0 | 0 | 0
IGCC | 0 | 0 | 0 | 0 | 0 | 0
DemandResponse | 0 | 0 | 0 | 0 | 0 | 0
IGCC-CCS | 0 | 0 | 0 | 0 | 0 | 0
WT_off | 0 | 0 | 0 | 0 | 0 | 0
PseudoUnit | 0 | 0 | 0 | 0 | 0 | 0
FixedInterchange | 0 | 0 | 0 | 0 | 0 | 0
Cumulative Retirements of Capacity by Reporting Type: HQ_NEISO
ReportingType | 2015 | 2020 | 2025 | 2030 | 2035 | 2040
BM | 0 | 0 | 0 | 0 | 0 | 0
CC | 0 | 0 | 0 | 0 | 0 | 0
CSP | 0 | 0 | 0 | 0 | 0 | 0
CT | 0 | 0 | 0 | 0 | 0 | 0
Coal | 0 | 0 | 0 | 0 | 0 | 0
Geo | 0 | 0 | 0 | 0 | 0 | 0
H | 0 | 0 | 0 | 0 | 0 | 0
LFG | 0 | 0 | 0 | 0 | 0 | 0
Nuc | 0 | 0 | 0 | 0 | 0 | 0
PS | 0 | 0 | 0 | 0 | 0 | 0
PV | 0 | 0 | 0 | 0 | 0 | 0
PeakG | 0 | 0 | 0 | 0 | 0 | 0
PeakO | 0 | 0 | 0 | 0 | 0 | 0
ST | 0 | 0 | 0 | 0 | 0 | 0
STOG | 0 | 0 | 0 | 0 | 0 | 0
STWD | 0 | 0 | 0 | 0 | 0 | 0
WT | 0 | 0 | 0 | 0 | 0 | 0
IGCC | 0 | 0 | 0 | 0 | 0 | 0
DemandResponse | 0 | 0 | 0 | 0 | 0 | 0
IGCC-CCS | 0 | 0 | 0 | 0 | 0 | 0
WT_off | 0 | 0 | 0 | 0 | 0 | 0
PseudoUnit | 0 | 0 | 0 | 0 | 0 | 0
FixedInterchange | 0 | 0 | 0 | 0 | 0 | 0
Cumulative Retirements of Capacity by Reporting Type: HQ_NY
ReportingType | 2015 | 2020 | 2025 | 2030 | 2035 | 2040
BM | 0 | 0 | 0 | 0 | 0 | 0
CC | 0 | 0 | 0 | 0 | 0 | 0
CSP | 0 | 0 | 0 | 0 | 0 | 0
CT | 0 | 0 | 0 | 0 | 0 | 0
Coal | 0 | 0 | 0 | 0 | 0 | 0
Geo | 0 | 0 | 0 | 0 | 0 | 0
H | 0 | 0 | 0 | 0 | 0 | 0
LFG | 0 | 0 | 0 | 0 | 0 | 0
Nuc | 0 | 0 | 0 | 0 | 0 | 0
PS | 0 | 0 | 0 | 0 | 0 | 0
PV | 0 | 0 | 0 | 0 | 0 | 0
PeakG | 0 | 0 | 0 | 0 | 0 | 0
PeakO | 0 | 0 | 0 | 0 | 0 | 0
ST | 0 | 0 | 0 | 0 | 0 | 0
STOG | 0 | 0 | 0 | 0 | 0 | 0
STWD | 0 | 0 | 0 | 0 | 0 | 0
WT | 0 | 0 | 0 | 0 | 0 | 0
IGCC | 0 | 0 | 0 | 0 | 0 | 0
DemandResponse | 0 | 0 | 0 | 0 | 0 | 0
IGCC-CCS | 0 | 0 | 0 | 0 | 0 | 0
WT_off | 0 | 0 | 0 | 0 | 0 | 0
PseudoUnit | 0 | 0 | 0 | 0 | 0 | 0
FixedInterchange | 0 | 0 | 0 | 0 | 0 | 0
Cumulative Retirements of Capacity by Reporting Type: MARITIMES
ReportingType | 2015 | 2020 | 2025 | 2030 | 2035 | 2040
BM | 0 | 0 | 0 | 0 | 0 | 0
CC | 0 | 0 | 0 | 0 | 0 | 0
CSP | 0 | 0 | 0 | 0 | 0 | 0
CT | 0 | 0 | 0 | 0 | 0 | 0
Coal | 0 | 0 | 0 | 0 | 0 | 0
Geo | 0 | 0 | 0 | 0 | 0 | 0
H | 0 | 0 | 0 | 0 | 0 | 0
LFG | 0 | 0 | 0 | 0 | 0 | 0
Nuc | 0 | 0 | 0 | 0 | 0 | 0
PS | 0 | 0 | 0 | 0 | 0 | 0
PV | 0 | 0 | 0 | 0 | 0 | 0
PeakG | 0 | 0 | 0 | 0 | 0 | 0
PeakO | 0 | 0 | 0 | 0 | 0 | 0
ST | 0 | 0 | 0 | 0 | 0 | 0
STOG | 0 | 0 | 0 | 0 | 0 | 0
STWD | 0 | 0 | 0 | 0 | 0 | 0
WT | 0 | 0 | 0 | 0 | 0 | 0
IGCC | 0 | 0 | 0 | 0 | 0 | 0
DemandResponse | 0 | 0 | 0 | 0 | 0 | 0
IGCC-CCS | 0 | 0 | 0 | 0 | 0 | 0
WT_off | 0 | 0 | 0 | 0 | 0 | 0
PseudoUnit | 0 | 0 | 0 | 0 | 0 | 0
FixedInterchange | 0 | 0 | 0 | 0 | 0 | 0
Cumulative Retirements of Capacity by Reporting Type: All
ReportingType | 2015 | 2020 | 2025 | 2030 | 2035 | 2040
BM | 0 | 0 | 0 | 0 | 0 | 192
CC | 17759.02 | 22575.67 | 29701.44 | 29715.69 | 31072.18 | 40409.25
CSP | 475 | 475 | 475 | 475 | 475 | 475
CT | 0 | 0 | 0 | 44 | 6393.79 | 6693.79
Coal | 73107.13 | 109585.72 | 110872.72 | 110880.73 | 110880.73 | 110880.73
Geo | 4.8 | 4.8 | 4.8 | 4.8 | 4.8 | 4.8
H | 0 | 0 | 0 | 0 | 0 | 0
LFG | 0 | 0 | 0 | 0 | 0 | 0
Nuc | 0 | 614.5 | 614.5 | 2102.7 | 28678.4 | 48384.39
PS | 0 | 0 | 0 | 0 | 0 | 0
PV | 0 | 0 | 0 | 0 | 1123.85 | 1150.74
PeakG | 9508.77 | 21172.7 | 40598.68 | 51414.8 | 54139.32 | 58776.3
PeakO | 4003.7 | 13293.99 | 21039.17 | 21043.17 | 21043.17 | 21043.17
ST | 0 | 0 | 0 | 0 | 0 | 0
STOG | 70443.23 | 89281.63 | 103350.83 | 104761.52 | 105605.59 | 108575.09
STWD | 1633 | 2766 | 3461 | 3461 | 3461 | 3461
WT | 126.2 | 126.2 | 126.2 | 126.2 | 2534.5 | 2534.5
IGCC | 0 | 0 | 0 | 0 | 0 | 0
DemandResponse | 0 | 0 | 0 | 0 | 0 | 0
IGCC-CCS | 0 | 0 | 0 | 0 | 0 | 0
WT_off | 0 | 0 | 0 | 0 | 468 | 468
PseudoUnit | 0 | 0 | 0 | 0 | 0 | 0
FixedInterchange | 0 | 0 | 0 | 0 | 0 | 0
Cumulative Retirements of Capacity by Reporting Type: EI_US
ReportingType | 2015 | 2020 | 2025 | 2030 | 2035 | 2040
BM | 0 | 0 | 0 | 0 | 0 | 192
CC | 4198.82 | 8504.03 | 14049.04 | 14049.04 | 14984.97 | 20198.24
CSP | 0 | 0 | 0 | 0 | 0 | 0
CT | 0 | 0 | 0 | 44 | 4323.69 | 4623.69
Coal | 62423.52 | 98172.05 | 98309.32 | 98309.32 | 98309.32 | 98309.32
Geo | 0 | 0 | 0 | 0 | 0 | 0
H | 0 | 0 | 0 | 0 | 0 | 0
LFG | 0 | 0 | 0 | 0 | 0 | 0
Nuc | 0 | 614.5 | 614.5 | 2102.7 | 27648.4 | 45814.39
PS | 0 | 0 | 0 | 0 | 0 | 0
PV | 0 | 0 | 0 | 0 | 32.29 | 59.18
PeakG | 4416.8 | 12005.23 | 28975.2 | 39791.32 | 41956.84 | 45995.05
PeakO | 3081.7 | 12327.99 | 20022.17 | 20022.17 | 20022.17 | 20022.17
ST | 0 | 0 | 0 | 0 | 0 | 0
STOG | 55104.57 | 61243.05 | 67140.09 | 67140.09 | 67140.09 | 67140.09
STWD | 759 | 1382 | 2077 | 2077 | 2077 | 2077
WT | 0 | 0 | 0 | 0 | 0 | 0
IGCC | 0 | 0 | 0 | 0 | 0 | 0
DemandResponse | 0 | 0 | 0 | 0 | 0 | 0
IGCC-CCS | 0 | 0 | 0 | 0 | 0 | 0
WT_off | 0 | 0 | 0 | 0 | 468 | 468
PseudoUnit | 0 | 0 | 0 | 0 | 0 | 0
FixedInterchange | 0 | 0 | 0 | 0 | 0 | 0
Cumulative Retirements of Capacity by Reporting Type: EI_Canada
ReportingType | 2015 | 2020 | 2025 | 2030 | 2035 | 2040
BM | 0 | 0 | 0 | 0 | 0 | 0
CC | 5943 | 5943 | 5943 | 5957.24 | 6377.8 | 6706.15
CSP | 0 | 0 | 0 | 0 | 0 | 0
CT | 0 | 0 | 0 | 0 | 368 | 368
Coal | 6926 | 7356.16 | 8153.89 | 8161.9 | 8161.9 | 8161.9
Geo | 0 | 0 | 0 | 0 | 0 | 0
H | 0 | 0 | 0 | 0 | 0 | 0
LFG | 0 | 0 | 0 | 0 | 0 | 0
Nuc | 0 | 0 | 0 | 0 | 1030 | 2570
PS | 0 | 0 | 0 | 0 | 0 | 0
PV | 0 | 0 | 0 | 0 | 1067.26 | 1067.26
PeakG | 584 | 584 | 584 | 584 | 1143 | 1143
PeakO | 175 | 175 | 175 | 179 | 179 | 179
ST | 0 | 0 | 0 | 0 | 0 | 0
STOG | 2126 | 2126 | 2126 | 2252 | 2252 | 2252
STWD | 139 | 139 | 139 | 139 | 139 | 139
WT | 0 | 0 | 0 | 0 | 2408.3 | 2408.3
IGCC | 0 | 0 | 0 | 0 | 0 | 0
DemandResponse | 0 | 0 | 0 | 0 | 0 | 0
IGCC-CCS | 0 | 0 | 0 | 0 | 0 | 0
WT_off | 0 | 0 | 0 | 0 | 0 | 0
PseudoUnit | 0 | 0 | 0 | 0 | 0 | 0
FixedInterchange | 0 | 0 | 0 | 0 | 0 | 0
Cumulative Retirements of Capacity by Reporting Type: EI
ReportingType | 2015 | 2020 | 2025 | 2030 | 2035 | 2040
BM | 0 | 0 | 0 | 0 | 0 | 192
CC | 10141.82 | 14447.03 | 19992.04 | 20006.28 | 21362.77 | 26904.38
CSP | 0 | 0 | 0 | 0 | 0 | 0
CT | 0 | 0 | 0 | 44 | 4691.69 | 4991.69
Coal | 69349.52 | 105528.21 | 106463.21 | 106471.22 | 106471.22 | 106471.22
Geo | 0 | 0 | 0 | 0 | 0 | 0
H | 0 | 0 | 0 | 0 | 0 | 0
LFG | 0 | 0 | 0 | 0 | 0 | 0
Nuc | 0 | 614.5 | 614.5 | 2102.7 | 28678.4 | 48384.39
PS | 0 | 0 | 0 | 0 | 0 | 0
PV | 0 | 0 | 0 | 0 | 1099.55 | 1126.44
PeakG | 5000.8 | 12589.23 | 29559.2 | 40375.32 | 43099.84 | 47138.05
PeakO | 3256.7 | 12502.99 | 20197.17 | 20201.17 | 20201.17 | 20201.17
ST | 0 | 0 | 0 | 0 | 0 | 0
STOG | 57230.57 | 63369.05 | 69266.09 | 69392.09 | 69392.09 | 69392.09
STWD | 898 | 1521 | 2216 | 2216 | 2216 | 2216
WT | 0 | 0 | 0 | 0 | 2408.3 | 2408.3
IGCC | 0 | 0 | 0 | 0 | 0 | 0
DemandResponse | 0 | 0 | 0 | 0 | 0 | 0
IGCC-CCS | 0 | 0 | 0 | 0 | 0 | 0
WT_off | 0 | 0 | 0 | 0 | 468 | 468
PseudoUnit | 0 | 0 | 0 | 0 | 0 | 0
FixedInterchange | 0 | 0 | 0 | 0 | 0 | 0
Cumulative Retirements of Capacity by Reporting Type: Outside_EI
ReportingType | 2015 | 2020 | 2025 | 2030 | 2035 | 2040
BM | 0 | 0 | 0 | 0 | 0 | 0
CC | 7617.2 | 8128.64 | 9709.41 | 9709.41 | 9709.41 | 13504.87
CSP | 475 | 475 | 475 | 475 | 475 | 475
CT | 0 | 0 | 0 | 0 | 1702.1 | 1702.1
Coal | 3757.61 | 4057.51 | 4409.51 | 4409.51 | 4409.51 | 4409.51
Geo | 4.8 | 4.8 | 4.8 | 4.8 | 4.8 | 4.8
H | 0 | 0 | 0 | 0 | 0 | 0
LFG | 0 | 0 | 0 | 0 | 0 | 0
Nuc | 0 | 0 | 0 | 0 | 0 | 0
PS | 0 | 0 | 0 | 0 | 0 | 0
PV | 0 | 0 | 0 | 0 | 24.3 | 24.3
PeakG | 4507.97 | 8583.48 | 11039.48 | 11039.48 | 11039.48 | 11638.25
PeakO | 747 | 791 | 842 | 842 | 842 | 842
ST | 0 | 0 | 0 | 0 | 0 | 0
STOG | 13212.66 | 25912.58 | 34084.74 | 35369.44 | 36213.51 | 39183
STWD | 735 | 1245 | 1245 | 1245 | 1245 | 1245
WT | 126.2 | 126.2 | 126.2 | 126.2 | 126.2 | 126.2
IGCC | 0 | 0 | 0 | 0 | 0 | 0
DemandResponse | 0 | 0 | 0 | 0 | 0 | 0
IGCC-CCS | 0 | 0 | 0 | 0 | 0 | 0
WT_off | 0 | 0 | 0 | 0 | 0 | 0
PseudoUnit | 0 | 0 | 0 | 0 | 0 | 0
FixedInterchange | 0 | 0 | 0 | 0 | 0 | 0
#5 | Total Installed ACTIVE Capacity (MW)
Total Installed Capacity by Reporting Type: Entergy
ReportingType | 2015 | 2020 | 2025 | 2030 | 2035 | 2040
BM | 0 | 0 | 0 | 0 | 0 | 0
CC | 13885 | 13838.78 | 13676 | 13676 | 13676 | 13676
CSP | 0 | 0 | 0 | 0 | 0 | 0
CT | 0 | 0 | 0 | 0 | 0 | 0
Coal | 8136 | 7556 | 7556 | 7556 | 7556 | 7556
Geo | 0 | 0 | 0 | 0 | 0 | 0
H | 744 | 744 | 744 | 744 | 744 | 744
LFG | 8 | 8 | 57.05 | 115.4 | 115.4 | 115.4
Nuc | 5422 | 5422 | 5422 | 5422 | 4580 | 3583
PS | 59 | 59 | 59 | 59 | 59 | 59
PV | 0.29 | 58.51 | 85.65 | 85.65 | 85.36 | 83.43
PeakG | 2787 | 2787 | 810.73 | 0 | 0 | 0
PeakO | 174 | 94 | 0 | 0 | 0 | 0
ST | 0 | 0 | 0 | 0 | 0 | 0
STOG | 2208.21 | 0 | 0 | 0 | 0 | 0
STWD | 206 | 0 | 0 | 0 | 0 | 0
WT | 107 | 107 | 107 | 107 | 107 | 107
IGCC | 0 | 0 | 0 | 0 | 0 | 0
DemandResponse | 301.59 | 3516.48 | 6927.9 | 7132.79 | 7343.41 | 7560.76
IGCC-CCS | 0 | 0 | 0 | 0 | 0 | 0
WT_off | 0 | 0 | 0 | 0 | 0 | 0
PseudoUnit | 0 | 0 | 0 | 0 | 0 | 0
FixedInterchange | 0 | 0 | 0 | 0 | 0 | 0
Total Installed Capacity by Reporting Type: FRCC
ReportingType | 2015 | 2020 | 2025 | 2030 | 2035 | 2040
BM | 0 | 0 | 0 | 0 | 0 | 0
CC | 23300.9 | 23501.9 | 23501.9 | 23501.9 | 27084.19 | 27084.19
CSP | 0 | 0 | 0 | 0 | 0 | 0
CT | 2480 | 2480 | 2480 | 2480 | 0 | 0
Coal | 9327.4 | 8458.4 | 8458.4 | 8458.4 | 8458.4 | 8458.4
Geo | 0 | 0 | 0 | 0 | 0 | 0
H | 55 | 55 | 55 | 55 | 55 | 55
LFG | 486 | 486 | 684 | 684 | 684 | 684
Nuc | 4131.33 | 4131.33 | 4131.33 | 4131.33 | 2516 | 839
PS | 0 | 0 | 0 | 0 | 0 | 0
PV | 51 | 51 | 51 | 51 | 51 | 51
PeakG | 8431 | 8431 | 7002 | 7002 | 7002 | 7002
PeakO | 2283 | 442.01 | 0 | 0 | 0 | 0
ST | 0 | 0 | 0 | 0 | 0 | 0
STOG | 1513.17 | 0 | 0 | 0 | 0 | 0
STWD | 195 | 195 | 195 | 195 | 195 | 195
WT | 0 | 0 | 0 | 0 | 0 | 0
IGCC | 0 | 0 | 0 | 0 | 0 | 0
DemandResponse | 2734.95 | 8764.03 | 15780.7 | 16848.19 | 17982.01 | 19188.84
IGCC-CCS | 0 | 0 | 0 | 0 | 0 | 0
WT_off | 0 | 0 | 0 | 0 | 0 | 0
PseudoUnit | 0 | 0 | 0 | 0 | 0 | 0
FixedInterchange | 0 | 0 | 0 | 0 | 0 | 0
Total Installed Capacity by Reporting Type: MAPP_US
ReportingType | 2015 | 2020 | 2025 | 2030 | 2035 | 2040
BM | 0 | 0 | 0 | 0 | 0 | 0
CC | 0 | 0 | 0 | 0 | 0 | 0
CSP | 0 | 0 | 0 | 0 | 0 | 0
CT | 308.3 | 308.3 | 308.3 | 300 | 0 | 0
Coal | 2831 | 2383.79 | 2383.79 | 2383.79 | 2383.79 | 2383.79
Geo | 44 | 44 | 44 | 44 | 44 | 44
H | 2186 | 2186 | 2186 | 2186 | 2186 | 2186
LFG | 2 | 2 | 73.67 | 73.67 | 73.67 | 73.67
Nuc | 0.1 | 0.1 | 0.1 | 0.1 | 0.1 | 0.1
PS | 0 | 0 | 0 | 0 | 0 | 0
PV | 0 | 0 | 0 | 0 | 0 | 0
PeakG | 481.5 | 481.5 | 229 | 229 | 229 | 229
PeakO | 0 | 0 | 0 | 0 | 0 | 0
ST | 0 | 0 | 0 | 0 | 0 | 0
STOG | 0 | 0 | 0 | 0 | 0 | 0
STWD | 0 | 0 | 0 | 0 | 0 | 0
WT | 1689.3 | 2001.2 | 2001.2 | 2001.2 | 2001.2 | 2001.2
IGCC | 0 | 0 | 0 | 0 | 0 | 0
DemandResponse | 59 | 474.64 | 926.74 | 964.38 | 1003.44 | 1044.18
IGCC-CCS | 0 | 0 | 0 | 0 | 0 | 0
WT_off | 0 | 0 | 0 | 0 | 0 | 0
PseudoUnit | 0 | 0 | 0 | 0 | 0 | 0
FixedInterchange | 0 | 0 | 0 | 0 | 0 | 0
Total Installed Capacity by Reporting Type: MISO_IN
ReportingType | 2015 | 2020 | 2025 | 2030 | 2035 | 2040
BM | 0 | 0 | 0 | 0 | 0 | 0
CC | 1396 | 1396 | 1396 | 1396 | 1396 | 1396
CSP | 0 | 0 | 0 | 0 | 0 | 0
CT | 0 | 0 | 0 | 0 | 0 | 0
Coal | 13129.92 | 12660.92 | 12660.92 | 12660.92 | 12660.92 | 12660.92
Geo | 0 | 0 | 0 | 0 | 0 | 0
H | 75 | 75 | 75 | 75 | 75 | 75
LFG | 37 | 37 | 37 | 117.13 | 117.13 | 117.13
Nuc | 0.1 | 0.1 | 0.1 | 0.1 | 0.1 | 0.1
PS | 0 | 0 | 0 | 0 | 0 | 0
PV | 0 | 217.91 | 336.19 | 336.19 | 336.19 | 331.1
PeakG | 3053 | 3053 | 3053 | 3053 | 3053 | 2815
PeakO | 361 | 361 | 0 | 0 | 0 | 0
ST | 0 | 0 | 0 | 0 | 0 | 0
STOG | 279 | 279 | 0 | 0 | 0 | 0
STWD | 0 | 0 | 0 | 0 | 0 | 0
WT | 535 | 535 | 535 | 535 | 535 | 535
IGCC | 618 | 618 | 618 | 618 | 618 | 618
DemandResponse | 1068.72 | 2493.8 | 4040.22 | 4178.87 | 4320.96 | 4468.95
IGCC-CCS | 0 | 0 | 0 | 0 | 0 | 0
WT_off | 0 | 0 | 0 | 0 | 0 | 0
PseudoUnit | 0 | 0 | 0 | 0 | 0 | 0
FixedInterchange | 0 | 0 | 0 | 0 | 0 | 0
Total Installed Capacity by Reporting Type: MISO_MI
ReportingType | 2015 | 2020 | 2025 | 2030 | 2035 | 2040
BM | 0 | 0 | 0 | 0 | 0 | 0
CC | 4338 | 4338 | 2739 | 2739 | 2739 | 2739
CSP | 0 | 0 | 0 | 0 | 0 | 0
CT | 0 | 0 | 0 | 0 | 0 | 0
Coal | 6951.92 | 5210 | 5210 | 5210 | 5210 | 5210
Geo | 0 | 0 | 0 | 0 | 0 | 0
H | 141 | 141 | 141 | 141 | 141 | 141
LFG | 163 | 163 | 323.25 | 323.25 | 323.25 | 323.25
Nuc | 1889 | 1889 | 1889 | 1889 | 1111 | 1111
PS | 1872 | 1872 | 1872 | 1872 | 1872 | 1872
PV | 0 | 0 | 0 | 0 | 0 | 0
PeakG | 3562 | 3562 | 3562 | 3562 | 3562 | 3267
PeakO | 534 | 534 | 0 | 0 | 0 | 0
ST | 0 | 0 | 0 | 0 | 0 | 0
STOG | 2351.15 | 2351.15 | 0 | 0 | 0 | 0
STWD | 163 | 163 | 163 | 163 | 163 | 163
WT | 2161 | 2161 | 2371.63 | 2399.37 | 2415.44 | 2415.44
IGCC | 0 | 0 | 0 | 0 | 0 | 0
DemandResponse | 1839.24 | 2777.71 | 3896.63 | 4069.91 | 4248.95 | 4436.88
IGCC-CCS | 0 | 0 | 0 | 0 | 0 | 0
WT_off | 0 | 0 | 0 | 0 | 0 | 0
PseudoUnit | 0 | 0 | 0 | 0 | 0 | 0
FixedInterchange | 0 | 0 | 0 | 0 | 0 | 0
Total Installed Capacity by Reporting Type: MISO_MO-IL
ReportingType | 2015 | 2020 | 2025 | 2030 | 2035 | 2040
BM | 0 | 0 | 0 | 0 | 0 | 0
CC | 1058 | 1058 | 1058 | 1058 | 1058 | 1058
CSP | 0 | 0 | 0 | 0 | 0 | 0
CT | 0 | 0 | 0 | 0 | 0 | 0
Coal | 13512 | 10195 | 10195 | 10195 | 10195 | 10195
Geo | 0 | 0 | 0 | 0 | 0 | 0
H | 352 | 352 | 352 | 352 | 352 | 352
LFG | 18 | 18 | 241.33 | 241.33 | 241.33 | 241.33
Nuc | 2233 | 2233 | 2233 | 2233 | 2233 | 2233
PS | 440 | 440 | 440 | 440 | 440 | 440
PV | 0 | 0 | 0 | 0 | 0 | 0
PeakG | 4595 | 4595 | 4595 | 4595 | 4595 | 4378
PeakO | 766 | 766 | 0 | 0 | 0 | 0
ST | 0 | 0 | 0 | 0 | 0 | 0
STOG | 564 | 564 | 0 | 0 | 0 | 0
STWD | 0 | 0 | 0 | 0 | 0 | 0
WT | 678 | 678 | 678 | 678 | 678 | 678
IGCC | 0 | 0 | 0 | 0 | 0 | 0
DemandResponse | 301.19 | 2267.89 | 4429.15 | 4630.3 | 4838.64 | 5057.4
IGCC-CCS | 0 | 0 | 0 | 0 | 0 | 0
WT_off | 0 | 0 | 0 | 0 | 0 | 0
PseudoUnit | 0 | 0 | 0 | 0 | 0 | 0
FixedInterchange | 0 | 0 | 0 | 0 | 0 | 0
Total Installed Capacity by Reporting Type: MISO_W
ReportingType | 2015 | 2020 | 2025 | 2030 | 2035 | 2040
BM | 0 | 0 | 0 | 0 | 0 | 0
CC | 3025 | 3025 | 2876 | 2876 | 2876 | 2876
CSP | 0 | 0 | 0 | 0 | 0 | 0
CT | 0 | 0 | 0 | 0 | 0 | 0
Coal | 11484.1 | 10743.93 | 10743.93 | 10743.93 | 10978.95 | 15325.13
Geo | 0 | 0 | 0 | 0 | 0 | 0
H | 497 | 497 | 497 | 497 | 497 | 497
LFG | 205 | 205 | 276.67 | 276.67 | 276.67 | 276.67
Nuc | 2361.33 | 2361.33 | 2361.33 | 2361.33 | 0.1 | 0.1
PS | 0 | 0 | 0 | 0 | 0 | 0
PV | 0 | 0 | 0 | 0 | 0 | 0
PeakG | 4522 | 4522 | 4522 | 4522 | 4522 | 1981.96
PeakO | 2154 | 2154 | 0 | 0 | 0 | 0
ST | 0 | 0 | 0 | 0 | 0 | 0
STOG | 0 | 0 | 0 | 0 | 0 | 0
STWD | 313 | 313 | 0 | 0 | 0 | 0
WT | 8358.5 | 9273.94 | 11435.78 | 11644.77 | 11644.77 | 11644.77
IGCC | 0 | 0 | 0 | 0 | 0 | 0
DemandResponse | 2623.29 | 4075.06 | 5800.49 | 6046.86 | 6301.88 | 6569.14
IGCC-CCS | 0 | 0 | 0 | 0 | 0 | 0
WT_off | 0 | 0 | 0 | 0 | 0 | 0
PseudoUnit | 0 | 0 | 0 | 0 | 0 | 0
FixedInterchange | 0 | 0 | 0 | 0 | 0 | 0
Total Installed Capacity by Reporting Type: MISO_WUMS
ReportingType | 2015 | 2020 | 2025 | 2030 | 2035 | 2040
BM | 0 | 0 | 0 | 0 | 0 | 0
CC | 2724 | 2724 | 2724 | 2724 | 2724 | 2724
CSP | 0 | 0 | 0 | 0 | 0 | 0
CT | 0 | 0 | 0 | 0 | 0 | 0
Coal | 5185.1 | 4603.7 | 4603.7 | 4603.7 | 4603.7 | 4603.7
Geo | 0 | 0 | 0 | 0 | 0 | 0
H | 336 | 336 | 336 | 337 | 337 | 337
LFG | 71 | 71 | 294.33 | 294.33 | 294.33 | 294.33
Nuc | 1817 | 1817 | 1817 | 1817 | 0.1 | 0.1
PS | 0 | 0 | 0 | 0 | 0 | 0
PV | 0 | 0 | 0 | 0 | 0 | 0
PeakG | 3230 | 3230 | 3230 | 3230 | 3230 | 2543.41
PeakO | 490 | 490 | 0 | 0 | 0 | 0
ST | 0 | 0 | 0 | 0 | 0 | 0
STOG | 0 | 0 | 0 | 0 | 0 | 0
STWD | 105 | 105 | 0 | 0 | 0 | 0
WT | 1528.9 | 1528.9 | 1528.9 | 1528.9 | 1528.9 | 1528.9
IGCC | 0 | 0 | 0 | 0 | 0 | 0
DemandResponse | 193.37 | 940.85 | 1750.51 | 1816.12 | 1883.47 | 1953.83
IGCC-CCS | 0 | 0 | 0 | 0 | 0 | 0
WT_off | 0 | 0 | 0 | 0 | 0 | 0
PseudoUnit | 0 | 0 | 0 | 0 | 0 | 0
FixedInterchange | 0 | 0 | 0 | 0 | 0 | 0
Total Installed Capacity by Reporting Type: Nebraska
ReportingType | 2015 | 2020 | 2025 | 2030 | 2035 | 2040
BM | 0 | 0 | 0 | 0 | 0 | 0
CC | 358 | 358 | 358 | 358 | 358 | 354.36
CSP | 0 | 0 | 0 | 0 | 0 | 0
CT | 0 | 0 | 0 | 0 | 0 | 0
Coal | 4110.1 | 4110.1 | 4110.1 | 4110.1 | 4110.1 | 4110.1
Geo | 0 | 0 | 0 | 0 | 0 | 0
H | 167 | 167 | 167 | 167 | 167 | 167
LFG | 6 | 6 | 6 | 77.67 | 77.67 | 77.67
Nuc | 1252 | 1252 | 1252 | 1252 | 0.2 | 0.2
PS | 0 | 0 | 0 | 0 | 0 | 0
PV | 0 | 0 | 0 | 0 | 0 | 0
PeakG | 1305 | 1305 | 1014.96 | 1014.96 | 1014.96 | 1014.96
PeakO | 326 | 326 | 0 | 0 | 0 | 0
ST | 0 | 0 | 0 | 0 | 0 | 0
STOG | 0 | 0 | 0 | 0 | 0 | 0
STWD | 0 | 0 | 0 | 0 | 0 | 0
WT | 344 | 344 | 344 | 344 | 344 | 344
IGCC | 0 | 0 | 0 | 0 | 0 | 0
DemandResponse | 624.5 | 1126.7 | 1691.08 | 1761.78 | 1835.04 | 1911.68
IGCC-CCS | 0 | 0 | 0 | 0 | 0 | 0
WT_off | 0 | 0 | 0 | 0 | 0 | 0
PseudoUnit | 0 | 0 | 0 | 0 | 0 | 0
FixedInterchange | 0 | 0 | 0 | 0 | 0 | 0
Total Installed Capacity by Reporting Type: NEISO
ReportingType | 2015 | 2020 | 2025 | 2030 | 2035 | 2040
BM | 252.2 | 252.2 | 252.2 | 252.2 | 252.2 | 252.2
CC | 10232.08 | 7799.42 | 6608.45 | 6608.45 | 6608.45 | 6608.45
CSP | 0 | 0 | 0 | 0 | 0 | 0
CT | 334 | 334 | 334 | 324.5 | 0 | 0
Coal | 320 | 0 | 0 | 0 | 0 | 0
Geo | 0 | 0 | 0 | 0 | 0 | 0
H | 3257.7 | 3257.7 | 3257.7 | 3257.7 | 3257.7 | 3257.7
LFG | 581.26 | 581.26 | 651 | 651 | 651 | 651
Nuc | 4645 | 4645 | 4645 | 4645 | 3356 | 2479.08
PS | 1674 | 1674 | 1674 | 1674 | 1674 | 1674
PV | 2 | 270.61 | 270.61 | 270.61 | 270.61 | 250.74
PeakG | 1200 | 1200 | 929 | 0 | 0 | 0
PeakO | 0 | 0 | 0 | 0 | 0 | 0
ST | 0 | 0 | 0 | 0 | 0 | 0
STOG | 0 | 0 | 0 | 0 | 0 | 0
STWD | 610 | 193 | 0 | 0 | 0 | 0
WT | 434.2 | 2916.92 | 3888.01 | 4478.99 | 4484.6 | 4484.6
IGCC | 0 | 0 | 0 | 0 | 0 | 0
DemandResponse | 3092.87 | 4634.74 | 6272.84 | 6346.42 | 6416.68 | 6489.49
IGCC-CCS | 0 | 0 | 0 | 0 | 0 | 0
WT_off | 468 | 468 | 468 | 468 | 0 | 0
PseudoUnit | 0 | 0 | 0 | 0 | 0 | 0
FixedInterchange | 0 | 0 | 0 | 0 | 0 | 0
Total Installed Capacity by Reporting Type: NonRTO_Midwest
ReportingType | 2015 | 2020 | 2025 | 2030 | 2035 | 2040
BM | 0 | 0 | 0 | 0 | 0 | 0
CC | 0 | 0 | 0 | 0 | 0 | 0
CSP | 0 | 0 | 0 | 0 | 0 | 0
CT | 0 | 0 | 0 | 0 | 0 | 0
Coal | 8948.63 | 8168.9 | 8031.63 | 8031.63 | 8031.63 | 8031.63
Geo | 0 | 0 | 0 | 0 | 0 | 0
H | 143 | 143 | 143 | 143 | 143 | 143
LFG | 14 | 14 | 14 | 174.25 | 174.25 | 174.25
Nuc | 0.1 | 0.1 | 0.1 | 0.1 | 0.1 | 0.1
PS | 0 | 0 | 0 | 0 | 0 | 0
PV | 0 | 0 | 0 | 0 | 0 | 0
PeakG | 3353 | 3353 | 2447.87 | 2447.87 | 1187.44 | 1187.44
PeakO | 12 | 12 | 0 | 0 | 0 | 0
ST | 0 | 0 | 0 | 0 | 0 | 0
STOG | 0 | 0 | 0 | 0 | 0 | 0
STWD | 0 | 0 | 0 | 0 | 0 | 0
WT | 66 | 66 | 66 | 66 | 66 | 66
IGCC | 0 | 0 | 0 | 0 | 0 | 0
DemandResponse | 194.01 | 1269.92 | 2405.64 | 2471.73 | 2539.36 | 2609.18
IGCC-CCS | 0 | 0 | 0 | 0 | 0 | 0
WT_off | 0 | 0 | 0 | 0 | 0 | 0
PseudoUnit | 0 | 0 | 0 | 0 | 0 | 0
FixedInterchange | 0 | 0 | 0 | 0 | 0 | 0
Total Installed Capacity by Reporting Type: NYISO_A-F
ReportingType | 2015 | 2020 | 2025 | 2030 | 2035 | 2040
BM | 0 | 0 | 0 | 0 | 0 | 0
CC | 3793.51 | 3169.77 | 2624.53 | 2624.53 | 2624.53 | 2624.53
CSP | 0 | 0 | 0 | 0 | 0 | 0
CT | 0 | 0 | 0 | 0 | 0 | 0
Coal | 0 | 0 | 0 | 0 | 0 | 0
Geo | 0 | 0 | 0 | 0 | 0 | 0
H | 4395 | 4395 | 4395 | 4395 | 4395 | 4395
LFG | 172.4 | 172.4 | 172.4 | 240.33 | 240.33 | 240.33
Nuc | 3365 | 3365 | 3365 | 2743.8 | 2163.3 | 1311.1
PS | 1412 | 1412 | 1412 | 1412 | 1412 | 1412
PV | 0 | 0 | 0 | 0 | 0 | 0
PeakG | 221 | 221 | 205 | 205 | 205 | 205
PeakO | 0 | 0 | 0 | 0 | 0 | 0
ST | 0 | 0 | 0 | 0 | 0 | 0
STOG | 0 | 0 | 0 | 0 | 0 | 0
STWD | 0 | 0 | 0 | 0 | 0 | 0
WT | 3759.3 | 4469.1 | 4469.1 | 4469.1 | 4469.1 | 4469.1
IGCC | 0 | 0 | 0 | 0 | 0 | 0
DemandResponse | 907.42 | 1479.2 | 2096.59 | 2164.11 | 2233.02 | 2304.7
IGCC-CCS | 0 | 0 | 0 | 0 | 0 | 0
WT_off | 0 | 0 | 0 | 0 | 0 | 0
PseudoUnit | 0 | 0 | 0 | 0 | 0 | 0
FixedInterchange | 0 | 0 | 0 | 0 | 0 | 0
Total Installed Capacity by Reporting Type: NYISO_G-I
ReportingType | 2015 | 2020 | 2025 | 2030 | 2035 | 2040
BM | 0 | 0 | 0 | 0 | 0 | 0
CC | 1157 | 1157 | 1157 | 1157 | 1711.52 | 3090.64
CSP | 0 | 0 | 0 | 0 | 0 | 0
CT | 0 | 0 | 0 | 0 | 0 | 0
Coal | 232.5 | 0 | 0 | 0 | 0 | 0
Geo | 0 | 0 | 0 | 0 | 0 | 0
H | 32 | 32 | 32 | 32 | 32 | 32
LFG | 64 | 64 | 64 | 138.33 | 138.33 | 138.33
Nuc | 2045 | 2045 | 2045 | 2045 | 1025.4 | 0.4
PS | 0 | 0 | 0 | 0 | 0 | 0
PV | 0 | 0 | 0 | 0 | 0 | 0
PeakG | 65 | 65 | 65 | 65 | 65 | 65
PeakO | 87 | 87 | 0 | 0 | 0 | 0
ST | 0 | 0 | 0 | 0 | 0 | 0
STOG | 0 | 0 | 0 | 0 | 0 | 0
STWD | 0 | 0 | 0 | 0 | 0 | 0
WT | 0 | 60 | 60 | 60 | 60 | 60
IGCC | 0 | 0 | 0 | 0 | 0 | 0
DemandResponse | 339.63 | 552.39 | 795.62 | 834.11 | 874.09 | 916.03
IGCC-CCS | 0 | 0 | 0 | 0 | 0 | 0
WT_off | 0 | 0 | 0 | 0 | 0 | 0
PseudoUnit | 0 | 0 | 0 | 0 | 0 | 0
FixedInterchange | 0 | 0 | 0 | 0 | 0 | 0
Total Installed Capacity by Reporting Type: NYISO_J-K
ReportingType | 2015 | 2020 | 2025 | 2030 | 2035 | 2040
BM | 0 | 0 | 0 | 0 | 0 | 0
CC | 4833.4 | 4833.4 | 4833.4 | 4833.4 | 4833.4 | 4833.4
CSP | 0 | 0 | 0 | 0 | 0 | 0
CT | 0 | 0 | 0 | 0 | 0 | 0
Coal | 0 | 0 | 0 | 0 | 0 | 0
Geo | 0 | 0 | 0 | 0 | 0 | 0
H | 0 | 0 | 0 | 0 | 0 | 0
LFG | 124 | 124 | 124 | 198.33 | 198.33 | 198.33
Nuc | 0.1 | 0.1 | 0.1 | 0.1 | 0.1 | 0.1
PS | 0 | 0 | 0 | 0 | 0 | 0
PV | 32 | 32 | 32 | 32 | 0 | 0
PeakG | 2778 | 2778 | 2778 | 2778 | 2778 | 2778
PeakO | 2169 | 2169 | 1061.83 | 1061.83 | 1061.83 | 1061.83
ST | 0 | 0 | 0 | 0 | 0 | 0
STOG | 2667.32 | 2035.91 | 2035.91 | 2035.91 | 2035.91 | 2035.91
STWD | 0 | 0 | 0 | 0 | 0 | 0
WT | 0 | 0 | 0 | 0 | 0 | 0
IGCC | 0 | 0 | 0 | 0 | 0 | 0
DemandResponse | 1319.33 | 2182.35 | 3147.4 | 3303.72 | 3466.35 | 3637.09
IGCC-CCS | 0 | 0 | 0 | 0 | 0 | 0
WT_off | 0 | 0 | 0 | 0 | 0 | 0
PseudoUnit | 0 | 0 | 0 | 0 | 0 | 0
FixedInterchange | 0 | 0 | 0 | 0 | 0 | 0
Total Installed Capacity by Reporting Type: PJM_E
ReportingType | 2015 | 2020 | 2025 | 2030 | 2035 | 2040
BM | 30 | 30 | 30 | 30 | 30 | 30
CC | 12283.3 | 11280.3 | 11280.3 | 11280.3 | 11280.3 | 11280.3
CSP | 0 | 0 | 0 | 0 | 0 | 0
CT | 26.2 | 26.2 | 26.2 | 0 | 0 | 0
Coal | 595 | 27 | 27 | 27 | 27 | 27
Geo | 0 | 0 | 0 | 0 | 0 | 0
H | 269.99 | 269.99 | 269.99 | 269.99 | 269.99 | 269.99
LFG | 471.1 | 597.04 | 604 | 604 | 604 | 604
Nuc | 8510 | 7895.5 | 7895.5 | 7895.5 | 5671.5 | 4497.5
PS | 400 | 400 | 400 | 400 | 400 | 400
PV | 47.45 | 47.45 | 47.45 | 47.45 | 47.45 | 47.45
PeakG | 3877.5 | 2293 | 2293 | 2293 | 2293 | 2293
PeakO | 2749.3 | 0 | 0 | 0 | 0 | 0
ST | 0 | 0 | 0 | 0 | 0 | 0
STOG | 0 | 0 | 0 | 0 | 0 | 0
STWD | 0 | 0 | 0 | 0 | 0 | 0
WT | 1160 | 1160 | 1160 | 1160 | 1160 | 1160
IGCC | 0 | 0 | 0 | 0 | 0 | 0
DemandResponse | 1256.87 | 3303.41 | 5678.06 | 5889.21 | 6107.02 | 6333.36
IGCC-CCS | 0 | 0 | 0 | 0 | 0 | 0
WT_off | 0 | 0 | 1100 | 1100 | 1100 | 1100
PseudoUnit | 0 | 0 | 0 | 0 | 0 | 0
FixedInterchange | 0 | 0 | 0 | 0 | 0 | 0
Total Installed Capacity by Reporting Type: PJM_ROM
ReportingType | 2015 | 2020 | 2025 | 2030 | 2035 | 2040
BM | 18 | 18 | 18 | 18 | 18 | 18
CC | 5664.5 | 5664.5 | 5664.5 | 5664.5 | 5664.5 | 5664.5
CSP | 0 | 0 | 0 | 0 | 0 | 0
CT | 16 | 16 | 16 | 16 | 0 | 0
Coal | 8367.5 | 8367.5 | 8367.5 | 8367.5 | 8367.5 | 8367.5
Geo | 0 | 0 | 0 | 0 | 0 | 0
H | 1392 | 1392 | 1392 | 1392 | 1392 | 1392
LFG | 356.9 | 622 | 622 | 622 | 622 | 622
Nuc | 5036 | 5036 | 5036 | 5036 | 3304 | 2405
PS | 1513 | 1513 | 1513 | 1513 | 1513 | 1513
PV | 4 | 1310.56 | 2041.89 | 2170.12 | 2176.46 | 2187.33
PeakG | 1719 | 1386 | 1386 | 1386 | 1386 | 1386
PeakO | 1566 | 0 | 0 | 0 | 0 | 0
ST | 0 | 0 | 0 | 0 | 0 | 0
STOG | 0 | 0 | 0 | 0 | 0 | 0
STWD | 70 | 70 | 70 | 70 | 70 | 70
WT | 1210.8 | 1210.8 | 1961 | 1961 | 5417.58 | 5649.94
IGCC | 0 | 0 | 0 | 0 | 0 | 0
DemandResponse | 2307.98 | 4590.73 | 7132.67 | 7427.11 | 7730.6 | 8047.42
IGCC-CCS | 0 | 0 | 0 | 0 | 0 | 0
WT_off | 0 | 0 | 0 | 0 | 0 | 0
PseudoUnit | 0 | 0 | 0 | 0 | 0 | 0
FixedInterchange | 0 | 0 | 0 | 0 | 0 | 0
Total Installed Capacity by Reporting Type: PJM_ROR
ReportingType | 2015 | 2020 | 2025 | 2030 | 2035 | 2040
BM | 385 | 385 | 385 | 385 | 385 | 193
CC | 13618 | 13723.41 | 12437 | 12437 | 12263 | 12263
CSP | 0 | 0 | 0 | 0 | 0 | 0
CT | 29 | 29 | 29 | 29 | 0 | 0
Coal | 48992.89 | 36903.16 | 36903.16 | 36903.16 | 36903.16 | 36903.16
Geo | 0 | 0 | 0 | 0 | 0 | 0
H | 1837.4 | 1837.4 | 2340.4 | 2340.4 | 2340.4 | 2340.4
LFG | 539.4 | 539.4 | 1053.11 | 1053.11 | 1053.11 | 1053.11
Nuc | 20038 | 20038 | 20038 | 19171 | 14896 | 10012.84
PS | 3081 | 3081 | 3081 | 3081 | 3081 | 3081
PV | 24 | 24 | 24 | 24 | 24 | 24
PeakG | 19311 | 18597 | 15024.58 | 8419.13 | 8419.13 | 8419.13
PeakO | 1742 | 0 | 0 | 0 | 0 | 0
ST | 0 | 0 | 0 | 0 | 0 | 0
STOG | 0 | 0 | 0 | 0 | 0 | 0
STWD | 194 | 194 | 194 | 194 | 194 | 194
WT | 10922.7 | 10922.7 | 11114.4 | 11114.4 | 11114.4 | 11114.4
IGCC | 0 | 0 | 0 | 0 | 0 | 0
DemandResponse | 3325.11 | 10293.58 | 18075.03 | 18694.75 | 19331.64 | 19993.42
IGCC-CCS | 0 | 0 | 0 | 0 | 0 | 0
WT_off | 0 | 0 | 0 | 0 | 0 | 0
PseudoUnit | 0 | 0 | 0 | 0 | 0 | 0
FixedInterchange | 0 | 0 | 0 | 0 | 0 | 0
Total Installed Capacity by Reporting Type: SOCO
ReportingType | 2015 | 2020 | 2025 | 2030 | 2035 | 2040
BM | 55 | 55 | 55 | 55 | 55 | 55
CC | 19652.9 | 19839.9 | 19839.9 | 19839.9 | 19839.9 | 15595.97
CSP | 0 | 0 | 0 | 0 | 0 | 0
CT | 0 | 0 | 0 | 0 | 0 | 0
Coal | 16642.44 | 14199 | 14199 | 14199 | 14199 | 23378.46
Geo | 0 | 0 | 0 | 0 | 0 | 0
H | 4194 | 4194 | 4194 | 4194 | 4194 | 4194
LFG | 37 | 37 | 144.4 | 144.4 | 144.4 | 144.4
Nuc | 5841 | 8041 | 8041 | 8041 | 8041 | 5395.95
PS | 1675 | 1675 | 1675 | 1675 | 1675 | 1675
PV | 0 | 0 | 0 | 0 | 0 | 0
PeakG | 7264.2 | 3718.04 | 3718.04 | 2695 | 2695 | 2695
PeakO | 0 | 0 | 0 | 0 | 0 | 0
ST | 0 | 0 | 0 | 0 | 0 | 0
STOG | 0 | 0 | 0 | 0 | 0 | 0
STWD | 0 | 0 | 0 | 0 | 0 | 0
WT | 0 | 0 | 0 | 0 | 0 | 0
IGCC | 0 | 0 | 0 | 0 | 0 | 0
DemandResponse | 2570.79 | 8509.57 | 15018.89 | 15676.78 | 16361.47 | 17076.1
IGCC-CCS | 0 | 0 | 0 | 0 | 0 | 0
WT_off | 0 | 0 | 0 | 0 | 0 | 0
PseudoUnit | 0 | 0 | 0 | 0 | 0 | 0
FixedInterchange | 0 | 0 | 0 | 0 | 0 | 0
Total Installed Capacity by Reporting Type: SPP_N
ReportingType | 2015 | 2020 | 2025 | 2030 | 2035 | 2040
BM | 0 | 0 | 0 | 0 | 0 | 0
CC | 1386 | 1386 | 1386 | 1386 | 1386 | 1386
CSP | 0 | 0 | 0 | 0 | 0 | 0
CT | 0 | 0 | 0 | 0 | 0 | 0
Coal | 8347.54 | 7572.03 | 7572.04 | 7572.04 | 7572.04 | 7572.04
Geo | 0 | 0 | 0 | 0 | 0 | 0
H | 21 | 21 | 21 | 21 | 21 | 21
LFG | 7 | 7 | 102 | 102 | 102 | 102
Nuc | 1160 | 1160 | 1160 | 1160 | 1160 | 1160
PS | 0 | 0 | 0 | 0 | 0 | 0
PV | 0 | 0 | 0 | 0 | 0 | 0
PeakG | 4397 | 4397 | 2967.97 | 2946.08 | 2946.08 | 2884.51
PeakO | 1199 | 1199 | 0 | 0 | 0 | 0
ST | 0 | 0 | 0 | 0 | 0 | 0
STOG | 1015.32 | 0 | 0 | 0 | 0 | 0
STWD | 0 | 0 | 0 | 0 | 0 | 0
WT | 1227 | 1227 | 1227 | 1227 | 5734.04 | 5734.04
IGCC | 0 | 0 | 0 | 0 | 0 | 0
DemandResponse | 446.73 | 1975.46 | 3644.21 | 3818.91 | 4001.28 | 4192.81
IGCC-CCS | 0 | 0 | 0 | 0 | 0 | 0
WT_off | 0 | 0 | 0 | 0 | 0 | 0
PseudoUnit | 0 | 0 | 0 | 0 | 0 | 0
FixedInterchange | 0 | 0 | 0 | 0 | 0 | 0
Total Installed Capacity by Reporting Type: SPP_S
ReportingType | 2015 | 2020 | 2025 | 2030 | 2035 | 2040
BM | 0 | 0 | 0 | 0 | 0 | 0
CC | 10917 | 10917 | 10408 | 10408 | 9966.06 | 9000.37
CSP | 0 | 0 | 0 | 0 | 0 | 0
CT | 412.99 | 712.99 | 712.99 | 712.99 | 300 | 0
Coal | 14125.93 | 11496.93 | 11496.93 | 11496.93 | 11496.93 | 11496.93
Geo | 0 | 0 | 0 | 0 | 0 | 0
H | 2108 | 2108 | 2108 | 2108 | 2108 | 2108
LFG | 19 | 19 | 19 | 114 | 114 | 114
Nuc | 0.1 | 0.1 | 0.1 | 0.1 | 0.1 | 0.1
PS | 446 | 446 | 446 | 446 | 446 | 446
PV | 0 | 0 | 0 | 0 | 0 | 0
PeakG | 3443 | 3443 | 3003 | 1577 | 671.91 | 671.91
PeakO | 122 | 122 | 0 | 0 | 0 | 0
ST | 0 | 0 | 0 | 0 | 0 | 0
STOG | 3381.26 | 2702.88 | 0 | 0 | 0 | 0
STWD | 84 | 84 | 0 | 0 | 0 | 0
WT | 2727 | 4611.53 | 4611.53 | 4611.53 | 11930.83 | 12579.21
IGCC | 0 | 0 | 0 | 0 | 0 | 0
DemandResponse | 61.11 | 3635.53 | 7451.43 | 7703.38 | 7963.74 | 8232.85
IGCC-CCS | 0 | 0 | 0 | 0 | 0 | 0
WT_off | 0 | 0 | 0 | 0 | 0 | 0
PseudoUnit | 0 | 0 | 0 | 0 | 0 | 0
FixedInterchange | 0 | 0 | 0 | 0 | 0 | 0
Total Installed Capacity by Reporting Type: TVA
ReportingType | 2015 | 2020 | 2025 | 2030 | 2035 | 2040
BM | 0 | 0 | 0 | 0 | 0 | 0
CC | 5877.09 | 5877.09 | 5774.48 | 5774.48 | 5454.48 | 5454.48
CSP | 0 | 0 | 0 | 0 | 0 | 0
CT | 0 | 0 | 0 | 0 | 0 | 0
Coal | 9941.7 | 8348.04 | 8348.04 | 8348.04 | 8348.04 | 10422.39
Geo | 0 | 0 | 0 | 0 | 0 | 0
H | 5111 | 5111 | 5111 | 5111 | 5111 | 5111
LFG | 13 | 13 | 78.89 | 120.4 | 120.4 | 120.4
Nuc | 8394.89 | 8394.89 | 8394.89 | 8394.89 | 5882.56 | 4603.89
PS | 1743 | 1743 | 1743 | 1743 | 1743 | 1743
PV | 0 | 0 | 0 | 0 | 0 | 0
PeakG | 5603 | 4579.49 | 0 | 0 | 0 | 0
PeakO | 0 | 0 | 0 | 0 | 0 | 0
ST | 0 | 0 | 0 | 0 | 0 | 0
STOG | 0 | 0 | 0 | 0 | 0 | 0
STWD | 0 | 0 | 0 | 0 | 0 | 0
WT | 29 | 29 | 29 | 29 | 29 | 29
IGCC | 0 | 0 | 0 | 0 | 0 | 0
DemandResponse | 1805.15 | 5913.53 | 10250.09 | 10521.2 | 10798.75 | 11084.57
IGCC-CCS | 0 | 0 | 0 | 0 | 0 | 0
WT_off | 0 | 0 | 0 | 0 | 0 | 0
PseudoUnit | 0 | 0 | 0 | 0 | 0 | 0
FixedInterchange | 0 | 0 | 0 | 0 | 0 | 0
Total Installed Capacity by Reporting Type: TVA_Transmission
ReportingType | 2015 | 2020 | 2025 | 2030 | 2035 | 2040
BM | 0 | 0 | 0 | 0 | 0 | 0
CC | 0 | 0 | 0 | 0 | 0 | 0
CSP | 0 | 0 | 0 | 0 | 0 | 0
CT | 0 | 0 | 0 | 0 | 0 | 0
Coal | 0 | 0 | 0 | 0 | 0 | 0
Geo | 0 | 0 | 0 | 0 | 0 | 0
H | 0 | 0 | 0 | 0 | 0 | 0
LFG | 0 | 0 | 0 | 0 | 0 | 0
Nuc | 0 | 0 | 0 | 0 | 0 | 0
PS | 0 | 0 | 0 | 0 | 0 | 0
PV | 0 | 0 | 0 | 0 | 0 | 0
PeakG | 0 | 0 | 0 | 0 | 0 | 0
PeakO | 0 | 0 | 0 | 0 | 0 | 0
ST | 0 | 0 | 0 | 0 | 0 | 0
STOG | 0 | 0 | 0 | 0 | 0 | 0
STWD | 0 | 0 | 0 | 0 | 0 | 0
WT | 0 | 0 | 0 | 0 | 0 | 0
IGCC | 0 | 0 | 0 | 0 | 0 | 0
DemandResponse | 0 | 0 | 0 | 0 | 0 | 0
IGCC-CCS | 0 | 0 | 0 | 0 | 0 | 0
WT_off | 0 | 0 | 0 | 0 | 0 | 0
PseudoUnit | 0 | 0 | 0 | 0 | 0 | 0
FixedInterchange | 0 | 0 | 0 | 0 | 0 | 0
Total Installed Capacity by Reporting Type: VACAR
ReportingType | 2015 | 2020 | 2025 | 2030 | 2035 | 2040
BM | 0.92 | 157.23 | 465.93 | 506.66 | 506.66 | 528.78
CC | 6562.5 | 6377.5 | 6377.5 | 6377.5 | 6377.5 | 6377.5
CSP | 0 | 0 | 0 | 0 | 0 | 0
CT | 717.2 | 717.2 | 717.2 | 717.2 | 0 | 0
Coal | 18007 | 12435.73 | 12435.73 | 12435.73 | 12435.73 | 12648.79
Geo | 0 | 0 | 0 | 0 | 0 | 0
H | 2122 | 2122 | 2122 | 2122 | 2122 | 2122
LFG | 63.34 | 170.4 | 170.4 | 170.4 | 170.4 | 170.4
Nuc | 11430 | 13760 | 13760 | 13760 | 10512 | 8654
PS | 2616 | 2616 | 2616 | 2616 | 2616 | 2616
PV | 16 | 137.3 | 137.3 | 137.89 | 139.16 | 140.55
PeakG | 8308 | 7920.73 | 6111.64 | 6111.64 | 6111.64 | 6111.64
PeakO | 1268 | 0 | 0 | 0 | 0 | 0
ST | 0 | 0 | 0 | 0 | 0 | 0
STOG | 92 | 0 | 0 | 0 | 0 | 0
STWD | 281 | 281 | 281 | 281 | 281 | 281
WT | 0.9 | 3500 | 3500 | 3500 | 3500 | 3500
IGCC | 0 | 0 | 0 | 0 | 0 | 0
DemandResponse | 2339.57 | 8051.54 | 14453.8 | 15202.92 | 15988.36 | 16813.52
IGCC-CCS | 0 | 0 | 0 | 0 | 0 | 0
WT_off | 1 | 1 | 1 | 1 | 1 | 1
PseudoUnit | 0 | 0 | 0 | 0 | 0 | 0
FixedInterchange | 0 | 0 | 0 | 0 | 0 | 0
Total Installed Capacity by Reporting Type: IESO
ReportingType | 2015 | 2020 | 2025 | 2030 | 2035 | 2040
BM | 326.33 | 326.33 | 326.33 | 326.33 | 326.33 | 326.33
CC | 1263 | 1263 | 1263 | 1263 | 1263 | 1263
CSP | 0 | 0 | 0 | 0 | 0 | 0
CT | 368 | 368 | 368 | 368 | 0 | 0
Coal | 0 | 0 | 0 | 0 | 0 | 0
Geo | 0 | 0 | 0 | 0 | 0 | 0
H | 8693.3 | 8693.3 | 8693.3 | 8693.3 | 8693.3 | 8693.3
LFG | 117.5 | 117.5 | 117.5 | 117.5 | 117.5 | 118
Nuc | 13018 | 13018 | 13018 | 13018 | 11988 | 10448
PS | 123 | 123 | 123 | 123 | 123 | 123
PV | 1097.26 | 1097.26 | 1097.26 | 1097.26 | 30 | 30
PeakG | 0 | 0 | 0 | 0 | 0 | 0
PeakO | 0 | 0 | 0 | 0 | 0 | 0
ST | 0 | 0 | 0 | 0 | 0 | 0
STOG | 0 | 0 | 0 | 0 | 0 | 0
STWD | 0 | 0 | 0 | 0 | 0 | 0
WT | 3385.9 | 3385.9 | 3385.9 | 3385.9 | 1280 | 1280
IGCC | 0 | 0 | 0 | 0 | 0 | 0
DemandResponse | 1959.31 | 3003.02 | 4293.25 | 4469.67 | 4651 | 4840.6
IGCC-CCS | 0 | 0 | 0 | 0 | 0 | 0
WT_off | 0 | 0 | 0 | 0 | 0 | 0
PseudoUnit | 0 | 0 | 0 | 0 | 0 | 0
FixedInterchange | 0 | 0 | 0 | 0 | 0 | 0
Total Installed Capacity by Reporting Type: MAPP_CA
ReportingType | 2015 | 2020 | 2025 | 2030 | 2035 | 2040
BM | 0 | 0 | 0 | 0 | 0 | 0
CC | 763.15 | 763.15 | 763.15 | 748.9 | 328.35 | 0
CSP | 0 | 0 | 0 | 0 | 0 | 0
CT | 0 | 0 | 0 | 0 | 0 | 0
Coal | 1235.9 | 805.74 | 8.01 | 0 | 0 | 0
Geo | 0 | 0 | 0 | 0 | 0 | 0
H | 6475.4 | 6475.4 | 6475.4 | 6475.4 | 7966.4 | 9128.01
LFG | 0 | 0 | 0 | 0 | 0 | 0
Nuc | 0.1 | 0.1 | 0.1 | 0.1 | 0.1 | 0.1
PS | 0 | 0 | 0 | 0 | 0 | 0
PV | 0 | 0 | 0 | 0 | 0 | 0
PeakG | 559 | 559 | 559 | 559 | 0 | 0
PeakO | 4 | 4 | 4 | 0 | 0 | 0
ST | 0 | 0 | 0 | 0 | 0 | 0
STOG | 126 | 126 | 126 | 0 | 0 | 0
STWD | 0 | 0 | 0 | 0 | 0 | 0
WT | 577.4 | 577.4 | 577.4 | 577.4 | 275 | 275
IGCC | 0 | 0 | 0 | 0 | 0 | 0
DemandResponse | 89.5 | 733.52 | 1432.33 | 1490.7 | 1551.28 | 1614.46
IGCC-CCS | 0 | 0 | 0 | 0 | 0 | 0
WT_off | 0 | 0 | 0 | 0 | 0 | 0
PseudoUnit | 0 | 0 | 0 | 0 | 0 | 0
FixedInterchange | 0 | 0 | 0 | 0 | 0 | 0
Total Installed Capacity by Reporting Type: AZ_NM_SNV_Coal
ReportingType | 2015 | 2020 | 2025 | 2030 | 2035 | 2040
BM | 0 | 0 | 0 | 0 | 0 | 0
CC | 0 | 0 | 0 | 0 | 0 | 0
CSP | 0 | 0 | 0 | 0 | 0 | 0
CT | 0 | 0 | 0 | 0 | 0 | 0
Coal | 10246 | 10246 | 10246 | 10246 | 10477.7 | 14987.99
Geo | 0 | 0 | 0 | 0 | 0 | 0
H | 0 | 0 | 0 | 0 | 0 | 0
LFG | 0 | 0 | 0 | 0 | 0 | 0
Nuc | 0 | 0 | 0 | 0 | 0 | 0
PS | 0 | 0 | 0 | 0 | 0 | 0
PV | 0 | 0 | 0 | 0 | 0 | 0
PeakG | 0 | 0 | 0 | 0 | 0 | 0
PeakO | 0 | 0 | 0 | 0 | 0 | 0
ST | 0 | 0 | 0 | 0 | 0 | 0
STOG | 0 | 0 | 0 | 0 | 0 | 0
STWD | 0 | 0 | 0 | 0 | 0 | 0
WT | 0 | 0 | 0 | 0 | 0 | 0
IGCC | 0 | 0 | 0 | 0 | 0 | 0
DemandResponse | 0 | 0 | 0 | 0 | 0 | 0
IGCC-CCS | 0 | 0 | 0 | 0 | 0 | 0
WT_off | 0 | 0 | 0 | 0 | 0 | 0
PseudoUnit | 0 | 0 | 0 | 0 | 0 | 0
FixedInterchange | 0 | 0 | 0 | 0 | 0 | 0
Total Installed Capacity by Reporting Type: AZ_NM_SNV_Gas
ReportingType | 2015 | 2020 | 2025 | 2030 | 2035 | 2040
BM | 0 | 0 | 0 | 0 | 0 | 0
CC | 13093 | 13093 | 13093 | 13093 | 13093 | 13093
CSP | 0 | 0 | 0 | 0 | 0 | 0
CT | 736 | 736 | 736 | 736 | 0 | 0
Coal | 0 | 0 | 0 | 0 | 0 | 0
Geo | 0 | 0 | 0 | 0 | 0 | 0
H | 0 | 0 | 0 | 0 | 0 | 0
LFG | 0 | 0 | 0 | 0 | 0 | 0
Nuc | 0 | 0 | 0 | 0 | 0 | 0
PS | 0 | 0 | 0 | 0 | 0 | 0
PV | 0 | 0 | 0 | 0 | 0 | 0
PeakG | 2917.23 | 0 | 0 | 0 | 0 | 0
PeakO | 0 | 0 | 0 | 0 | 0 | 0
ST | 0 | 0 | 0 | 0 | 0 | 0
STOG | 0 | 0 | 0 | 0 | 0 | 0
STWD | 0 | 0 | 0 | 0 | 0 | 0
WT | 0 | 0 | 0 | 0 | 0 | 0
IGCC | 0 | 0 | 0 | 0 | 0 | 0
DemandResponse | 334.63 | 4984.92 | 10295.7 | 11036.86 | 11808.75 | 12642.25
IGCC-CCS | 0 | 0 | 0 | 0 | 0 | 0
WT_off | 0 | 0 | 0 | 0 | 0 | 0
PseudoUnit | 0 | 0 | 0 | 0 | 0 | 0
FixedInterchange | 0 | 0 | 0 | 0 | 0 | 0
Total Installed Capacity by Reporting Type: AZ_NM_SNV_NucRenew
ReportingType | 2015 | 2020 | 2025 | 2030 | 2035 | 2040
BM | 0 | 0 | 0 | 0 | 0 | 0
CC | 0 | 0 | 0 | 0 | 0 | 0
CSP | 0 | 0 | 0 | 0 | 0 | 0
CT | 0 | 0 | 0 | 0 | 0 | 0
Coal | 0 | 0 | 0 | 0 | 0 | 0
Geo | 0 | 0 | 1450 | 1450 | 1450 | 1450
H | 3131 | 3131 | 3131 | 3131 | 3131 | 3131
LFG | 7 | 67.67 | 67.67 | 67.67 | 67.67 | 67.67
Nuc | 3875 | 3875 | 3875 | 3875 | 3875 | 3875
PS | 216 | 216 | 216 | 216 | 216 | 216
PV | 148.7 | 148.7 | 148.7 | 148.7 | 148.7 | 148.7
PeakG | 0 | 0 | 0 | 0 | 0 | 0
PeakO | 0 | 0 | 0 | 0 | 0 | 0
ST | 280 | 667.38 | 880.05 | 909.79 | 909.79 | 909.79
STOG | 0 | 0 | 0 | 0 | 0 | 0
STWD | 26 | 26 | 26 | 26 | 26 | 26
WT | 525.1 | 3403.7 | 3403.7 | 3471.66 | 3471.66 | 3471.66
IGCC | 0 | 0 | 0 | 0 | 0 | 0
DemandResponse | 0 | 0 | 0 | 0 | 0 | 0
IGCC-CCS | 0 | 0 | 0 | 0 | 0 | 0
WT_off | 0 | 0 | 0 | 0 | 0 | 0
PseudoUnit | 0 | 0 | 0 | 0 | 0 | 0
FixedInterchange | 0 | 0 | 0 | 0 | 0 | 0
Total Installed Capacity by Reporting Type: ERCOT
ReportingType | 2015 | 2020 | 2025 | 2030 | 2035 | 2040
BM | 145 | 145 | 145 | 145 | 145 | 145
CC | 29150 | 29150 | 29150 | 29150 | 29150 | 27220.12
CSP | 0 | 0 | 0 | 0 | 0 | 0
CT | 250 | 250 | 250 | 250 | 0 | 0
Coal | 18867.87 | 18867.87 | 18867.87 | 18867.87 | 18867.87 | 18867.87
Geo | 0 | 0 | 0 | 0 | 0 | 0
H | 565 | 565 | 565 | 565 | 565 | 565
LFG | 75 | 75 | 429 | 429 | 429 | 429
Nuc | 5091 | 5091 | 5091 | 5091 | 5091 | 5091
PS | 0 | 0 | 0 | 0 | 0 | 0
PV | 15 | 15 | 15 | 15 | 1 | 1
PeakG | 4768 | 4768 | 4768 | 4768 | 4768 | 4563
PeakO | 51 | 51 | 0 | 0 | 0 | 0
ST | 0 | 0 | 0 | 0 | 0 | 0
STOG | 15278.9 | 8781.39 | 5098.26 | 3813.56 | 2969.49 | 0
STWD | 0 | 0 | 0 | 0 | 0 | 0
WT | 9280.1 | 9280.1 | 9280.1 | 9280.1 | 9280.1 | 24361.62
IGCC | 0 | 0 | 0 | 0 | 0 | 0
DemandResponse | 740.9 | 9030.58 | 17956.05 | 18554.15 | 19217.38 | 19900.56
IGCC-CCS | 0 | 0 | 0 | 0 | 0 | 0
WT_off | 0 | 0 | 0 | 0 | 0 | 0
PseudoUnit | 0 | 0 | 0 | 0 | 0 | 0
FixedInterchange | 0 | 0 | 0 | 0 | 0 | 0
Total Installed Capacity by Reporting Type: NP15
ReportingType | 2015 | 2020 | 2025 | 2030 | 2035 | 2040
BM | 0 | 0 | 0 | 0 | 0 | 0
CC | 7404 | 7404 | 7019.42 | 7019.42 | 7019.42 | 7019.42
CSP | 0 | 0 | 0 | 0 | 0 | 0
CT | 212.6 | 212.6 | 212.6 | 212.6 | 0 | 0
Coal | 28.2 | 0 | 0 | 0 | 0 | 0
Geo | 1123 | 1682.3 | 1723 | 1723 | 1723 | 1723
H | 8825 | 8825 | 8825 | 8825 | 8825 | 8825
LFG | 85 | 650 | 650 | 650 | 650 | 650
Nuc | 2300 | 2300 | 2300 | 2300 | 2300 | 2300
PS | 2257 | 2257 | 2257 | 2257 | 2257 | 2257
PV | 59.5 | 59.5 | 59.5 | 59.5 | 53 | 53
PeakG | 3265 | 3265 | 3265 | 3265 | 3265 | 3265
PeakO | 350 | 350 | 350 | 350 | 350 | 350
ST | 29 | 29 | 29 | 29 | 29 | 29
STOG | 3208.24 | 515.92 | 0 | 0 | 0 | 0
STWD | 442 | 442 | 442 | 442 | 442 | 442
WT | 1193.2 | 1193.2 | 1193.2 | 1193.2 | 1193.2 | 1193.2
IGCC | 0 | 0 | 0 | 0 | 0 | 0
DemandResponse | 1828.59 | 3447.95 | 5341.64 | 5685.28 | 6019.88 | 6367.18
IGCC-CCS | 0 | 0 | 0 | 0 | 0 | 0
WT_off | 0 | 0 | 0 | 0 | 0 | 0
PseudoUnit | 0 | 0 | 0 | 0 | 0 | 0
FixedInterchange | 0 | 0 | 0 | 0 | 0 | 0
Total Installed Capacity by Reporting Type: NWPP_Coal
ReportingType | 2015 | 2020 | 2025 | 2030 | 2035 | 2040
BM | 0 | 0 | 0 | 0 | 0 | 0
CC | 0 | 0 | 0 | 0 | 0 | 0
CSP | 0 | 0 | 0 | 0 | 0 | 0
CT | 0 | 0 | 0 | 0 | 0 | 0
Coal | 12422.09 | 12422.09 | 12422.09 | 12422.09 | 12422.09 | 12422.09
Geo | 0 | 0 | 0 | 0 | 0 | 0
H | 0 | 0 | 0 | 0 | 0 | 0
LFG | 0 | 0 | 0 | 0 | 0 | 0
Nuc | 0 | 0 | 0 | 0 | 0 | 0
PS | 0 | 0 | 0 | 0 | 0 | 0
PV | 0 | 0 | 0 | 0 | 0 | 0
PeakG | 0 | 0 | 0 | 0 | 0 | 0
PeakO | 0 | 0 | 0 | 0 | 0 | 0
ST | 0 | 0 | 0 | 0 | 0 | 0
STOG | 0 | 0 | 0 | 0 | 0 | 0
STWD | 0 | 0 | 0 | 0 | 0 | 0
WT | 0 | 0 | 0 | 0 | 0 | 0
IGCC | 0 | 0 | 0 | 0 | 0 | 0
DemandResponse | 0 | 0 | 0 | 0 | 0 | 0
IGCC-CCS | 0 | 0 | 0 | 0 | 0 | 0
WT_off | 0 | 0 | 0 | 0 | 0 | 0
PseudoUnit | 0 | 0 | 0 | 0 | 0 | 0
FixedInterchange | 0 | 0 | 0 | 0 | 0 | 0
Total Installed Capacity by Reporting Type: NWPP_Gas
ReportingType | 2015 | 2020 | 2025 | 2030 | 2035 | 2040
BM | 0 | 0 | 0 | 0 | 0 | 0
CC | 4913.18 | 4913.18 | 4913.18 | 4913.18 | 4913.18 | 4913.18
CSP | 0 | 0 | 0 | 0 | 0 | 0
CT | 150 | 150 | 150 | 150 | 0 | 0
Coal | 0 | 0 | 0 | 0 | 727.05 | 991.58
Geo | 0 | 0 | 0 | 0 | 0 | 0
H | 0 | 0 | 0 | 0 | 0 | 0
LFG | 0 | 0 | 0 | 0 | 0 | 0
Nuc | 0 | 0 | 0 | 0 | 0 | 0
PS | 0 | 0 | 0 | 0 | 0 | 0
PV | 0 | 0 | 0 | 0 | 0 | 0
PeakG | 0 | 0 | 0 | 0 | 0 | 0
PeakO | 0 | 0 | 0 | 0 | 0 | 0
ST | 0 | 0 | 0 | 0 | 0 | 0
STOG | 0 | 0 | 0 | 0 | 0 | 0
STWD | 0 | 0 | 0 | 0 | 0 | 0
WT | 0 | 0 | 0 | 0 | 0 | 0
IGCC | 0 | 0 | 0 | 0 | 0 | 0
DemandResponse | 0.01 | 3082.02 | 6442.79 | 6794.44 | 7147.7 | 7510.4
IGCC-CCS | 0 | 0 | 0 | 0 | 0 | 0
WT_off | 0 | 0 | 0 | 0 | 0 | 0
PseudoUnit | 0 | 0 | 0 | 0 | 0 | 0
FixedInterchange | 0 | 0 | 0 | 0 | 0 | 0
Total Installed Capacity by Reporting Type: NWPP_NucRenew
ReportingType | 2015 | 2020 | 2025 | 2030 | 2035 | 2040
BM | 32.55 | 32.55 | 32.55 | 32.55 | 32.55 | 32.55
CC | 0 | 0 | 0 | 0 | 0 | 0
CSP | 0 | 0 | 0 | 0 | 0 | 0
CT | 0 | 0 | 0 | 0 | 0 | 0
Coal | 0 | 0 | 0 | 0 | 0 | 0
Geo | 404.2 | 404.2 | 838.2 | 838.2 | 838.2 | 838.2
H | 33736 | 33736 | 33736 | 33736 | 33736 | 33736
LFG | 128.5 | 373 | 373 | 373 | 373 | 373
Nuc | 1131 | 1131 | 1131 | 1131 | 1131 | 1131
PS | 258 | 258 | 258 | 258 | 258 | 258
PV | 3 | 3 | 3 | 3 | 3 | 3
PeakG | 0 | 0 | 0 | 0 | 0 | 0
PeakO | 0 | 0 | 0 | 0 | 0 | 0
ST | 0 | 0 | 0 | 0 | 0 | 0
STOG | 0 | 0 | 0 | 0 | 0 | 0
STWD | 0 | 0 | 0 | 0 | 0 | 0
WT | 6865.3 | 6865.3 | 6865.3 | 6865.3 | 6865.3 | 6865.3
IGCC | 0 | 0 | 0 | 0 | 0 | 0
DemandResponse | 0 | 0 | 0 | 0 | 0 | 0
IGCC-CCS | 0 | 0 | 0 | 0 | 0 | 0
WT_off | 0 | 0 | 0 | 0 | 0 | 0
PseudoUnit | 0 | 0 | 0 | 0 | 0 | 0
FixedInterchange | 0 | 0 | 0 | 0 | 0 | 0
Total Installed Capacity by Reporting Type: RMPA
ReportingType | 2015 | 2020 | 2025 | 2030 | 2035 | 2040
BM | 0 | 0 | 0 | 0 | 0 | 0
CC | 1707.62 | 1196.18 | 0 | 0 | 0 | 0
CSP | 0 | 0 | 0 | 0 | 0 | 0
CT | 152 | 152 | 152 | 152 | 0 | 0
Coal | 7228.3 | 7057.8 | 6705.8 | 6705.8 | 6928.06 | 7388.11
Geo | 0 | 65.7 | 2533.2 | 2570 | 2570 | 2570
H | 982 | 982 | 982 | 982 | 982 | 982
LFG | 7.4 | 36.33 | 36.33 | 36.33 | 36.33 | 36.33
Nuc | 0.1 | 0.1 | 0.1 | 0.1 | 0.1 | 0.1
PS | 563 | 563 | 563 | 563 | 563 | 563
PV | 21 | 21 | 21 | 21 | 21 | 21
PeakG | 2876.39 | 2569.7 | 700.52 | 700.52 | 700.52 | 306.75
PeakO | 0 | 0 | 0 | 0 | 0 | 0
ST | 3 | 345.4 | 353.71 | 364.02 | 364.02 | 364.02
STOG | 0 | 0 | 0 | 0 | 0 | 0
STWD | 0 | 0 | 0 | 0 | 0 | 0
WT | 2113.4 | 2829.41 | 2829.41 | 2829.41 | 2829.41 | 2829.41
IGCC | 0 | 0 | 0 | 0 | 0 | 0
DemandResponse | 486.16 | 1540.52 | 2766.62 | 2958.99 | 3163.28 | 3381.17
IGCC-CCS | 0 | 0 | 0 | 0 | 0 | 0
WT_off | 0 | 0 | 0 | 0 | 0 | 0
PseudoUnit | 0 | 0 | 0 | 0 | 0 | 0
FixedInterchange | 0 | 0 | 0 | 0 | 0 | 0
Total Installed Capacity by Reporting Type: SP15
ReportingType | 2015 | 2020 | 2025 | 2030 | 2035 | 2040
BM | 6 | 6 | 6 | 6 | 6 | 6
CC | 10080.5 | 10080.5 | 10080.5 | 10080.5 | 10080.5 | 9671
CSP | 0 | 0 | 0 | 0 | 0 | 0
CT | 0 | 0 | 0 | 0 | 0 | 0
Coal | 101.2 | 0 | 0 | 0 | 0 | 0
Geo | 963 | 2413 | 2413 | 2413 | 2413 | 2413
H | 1163 | 1163 | 1163 | 1163 | 1163 | 1163
LFG | 223.2 | 779 | 779 | 779 | 779 | 779
Nuc | 2250 | 2250 | 2250 | 2250 | 2250 | 2250
PS | 1440 | 1440 | 1440 | 1440 | 1440 | 1440
PV | 126.8 | 126.8 | 126.8 | 126.8 | 123 | 123
PeakG | 4309 | 4309 | 4309 | 4309 | 4309 | 4309
PeakO | 51 | 51 | 51 | 51 | 51 | 51
ST | 448 | 448 | 448 | 448 | 448 | 448
STOG | 7464.91 | 3973.1 | 0 | 0 | 0 | 0
STWD | 119 | 119 | 119 | 119 | 119 | 119
WT | 2207.8 | 2207.8 | 2207.8 | 2207.8 | 2207.8 | 2207.8
IGCC | 0 | 0 | 0 | 0 | 0 | 0
DemandResponse | 2613.68 | 5013.15 | 7754.2 | 8235.16 | 8702.35 | 9186.47
IGCC-CCS | 0 | 0 | 0 | 0 | 0 | 0
WT_off | 0 | 0 | 0 | 0 | 0 | 0
PseudoUnit | 0 | 0 | 0 | 0 | 0 | 0
FixedInterchange | 0 | 0 | 0 | 0 | 0 | 0
Total Installed Capacity by Reporting Type: ALB
ReportingType | 2015 | 2020 | 2025 | 2030 | 2035 | 2040
BM | 0 | 0 | 0 | 0 | 0 | 0
CC | 2313.78 | 2492.29 | 2670.73 | 2859.95 | 3049.25 | 3093.77
CSP | 0 | 0 | 0 | 0 | 0 | 0
CT | 201.5 | 201.5 | 201.5 | 201.5 | 0 | 0
Coal | 6240.83 | 6240.83 | 6240.83 | 6240.83 | 6240.83 | 6240.83
Geo | 0 | 0 | 0 | 0 | 0 | 0
H | 912 | 912 | 912 | 912 | 912 | 912
LFG | 10 | 10 | 10 | 10 | 10 | 10
Nuc | 0.1 | 0.1 | 0.1 | 0.1 | 0.1 | 0.1
PS | 0 | 0 | 0 | 0 | 0 | 0
PV | 0 | 0 | 0 | 0 | 0 | 0
PeakG | 1297.41 | 586.83 | 0 | 0 | 0 | 0
PeakO | 0 | 0 | 0 | 0 | 0 | 0
ST | 0 | 0 | 0 | 0 | 0 | 0
STOG | 0 | 0 | 0 | 0 | 0 | 0
STWD | 0 | 0 | 0 | 0 | 0 | 0
WT | 672 | 672 | 672 | 672 | 672 | 672
IGCC | 0 | 0 | 0 | 0 | 0 | 0
DemandResponse | 105.16 | 859.19 | 1729.13 | 1854.22 | 1988.37 | 2132.22
IGCC-CCS | 0 | 0 | 0 | 0 | 0 | 0
WT_off | 0 | 0 | 0 | 0 | 0 | 0
PseudoUnit | 0 | 0 | 0 | 0 | 0 | 0
FixedInterchange | 0 | 0 | 0 | 0 | 0 | 0
Total Installed Capacity by Reporting Type: BC
ReportingType | 2015 | 2020 | 2025 | 2030 | 2035 | 2040
BM | 0 | 0 | 0 | 0 | 0 | 0
CC | 764.58 | 764.58 | 764.58 | 780.63 | 1000.84 | 1000.84
CSP | 0 | 0 | 0 | 0 | 0 | 0
CT | 0 | 0 | 0 | 0 | 0 | 0
Coal | 0 | 0 | 0 | 0 | 0 | 0
Geo | 0 | 0 | 0 | 0 | 0 | 0
H | 12161 | 12161 | 12161 | 12161 | 12161 | 12161
LFG | 24 | 24 | 24 | 24 | 24 | 24
Nuc | 0.1 | 0.1 | 0.1 | 0.1 | 0.1 | 0.1
PS | 0 | 0 | 0 | 0 | 0 | 0
PV | 0 | 0 | 0 | 0 | 0 | 0
PeakG | 141 | 0 | 0 | 0 | 0 | 0
PeakO | 44 | 0 | 0 | 0 | 0 | 0
ST | 0 | 0 | 0 | 0 | 0 | 0
STOG | 18.29 | 0 | 0 | 0 | 0 | 0
STWD | 510 | 0 | 0 | 0 | 0 | 0
WT | 246 | 246 | 246 | 246 | 246 | 246
IGCC | 0 | 0 | 0 | 0 | 0 | 0
DemandResponse | 0.01 | 854.9 | 1793.56 | 1881.42 | 1973.6 | 2070.28
IGCC-CCS | 0 | 0 | 0 | 0 | 0 | 0
WT_off | 0 | 0 | 0 | 0 | 0 | 0
PseudoUnit | 0 | 0 | 0 | 0 | 0 | 0
FixedInterchange | 0 | 0 | 0 | 0 | 0 | 0
Total Installed Capacity by Reporting Type: HQ_IESO
ReportingType | 2015 | 2020 | 2025 | 2030 | 2035 | 2040
BM | 0 | 0 | 0 | 0 | 0 | 0
CC | 0 | 0 | 0 | 0 | 0 | 0
CSP | 0 | 0 | 0 | 0 | 0 | 0
CT | 0 | 0 | 0 | 0 | 0 | 0
Coal | 0 | 0 | 0 | 0 | 0 | 0
Geo | 0 | 0 | 0 | 0 | 0 | 0
H | 0 | 0 | 0 | 0 | 0 | 0
LFG | 0 | 0 | 0 | 0 | 0 | 0
Nuc | 0.1 | 0.1 | 0.1 | 0.1 | 0.1 | 0.1
PS | 0 | 0 | 0 | 0 | 0 | 0
PV | 0 | 0 | 0 | 0 | 0 | 0
PeakG | 0 | 0 | 0 | 0 | 0 | 0
PeakO | 0 | 0 | 0 | 0 | 0 | 0
ST | 0 | 0 | 0 | 0 | 0 | 0
STOG | 0 | 0 | 0 | 0 | 0 | 0
STWD | 0 | 0 | 0 | 0 | 0 | 0
WT | 0 | 0 | 0 | 0 | 0 | 0
IGCC | 0 | 0 | 0 | 0 | 0 | 0
DemandResponse | 0 | 0 | 0 | 0 | 0 | 0
IGCC-CCS | 0 | 0 | 0 | 0 | 0 | 0
WT_off | 0 | 0 | 0 | 0 | 0 | 0
PseudoUnit | 0 | 0 | 0 | 0 | 0 | 0
FixedInterchange | 3000 | 3000 | 3000 | 3000 | 3000 | 3000
Total Installed Capacity by Reporting Type: HQ_NEISO
ReportingType | 2015 | 2020 | 2025 | 2030 | 2035 | 2040
BM | 0 | 0 | 0 | 0 | 0 | 0
CC | 0 | 0 | 0 | 0 | 0 | 0
CSP | 0 | 0 | 0 | 0 | 0 | 0
CT | 0 | 0 | 0 | 0 | 0 | 0
Coal | 0 | 0 | 0 | 0 | 0 | 0
Geo | 0 | 0 | 0 | 0 | 0 | 0
H | 0 | 0 | 0 | 0 | 0 | 0
LFG | 0 | 0 | 0 | 0 | 0 | 0
Nuc | 0.1 | 0.1 | 0.1 | 0.1 | 0.1 | 0.1
PS | 0 | 0 | 0 | 0 | 0 | 0
PV | 0 | 0 | 0 | 0 | 0 | 0
PeakG | 0 | 0 | 0 | 0 | 0 | 0
PeakO | 0 | 0 | 0 | 0 | 0 | 0
ST | 0 | 0 | 0 | 0 | 0 | 0
STOG | 0 | 0 | 0 | 0 | 0 | 0
STWD | 0 | 0 | 0 | 0 | 0 | 0
WT | 0 | 0 | 0 | 0 | 0 | 0
IGCC | 0 | 0 | 0 | 0 | 0 | 0
DemandResponse | 0 | 0 | 0 | 0 | 0 | 0
IGCC-CCS | 0 | 0 | 0 | 0 | 0 | 0
WT_off | 0 | 0 | 0 | 0 | 0 | 0
PseudoUnit | 0 | 0 | 0 | 0 | 0 | 0
FixedInterchange | 2920 | 2920 | 2920 | 2920 | 2920 | 2920
Total Installed Capacity by Reporting Type: HQ_NY
ReportingType | 2015 | 2020 | 2025 | 2030 | 2035 | 2040
BM | 0 | 0 | 0 | 0 | 0 | 0
CC | 0 | 0 | 0 | 0 | 0 | 0
CSP | 0 | 0 | 0 | 0 | 0 | 0
CT | 0 | 0 | 0 | 0 | 0 | 0
Coal | 0 | 0 | 0 | 0 | 0 | 0
Geo | 0 | 0 | 0 | 0 | 0 | 0
H | 0 | 0 | 0 | 0 | 0 | 0
LFG | 0 | 0 | 0 | 0 | 0 | 0
Nuc | 0.1 | 0.1 | 0.1 | 0.1 | 0.1 | 0.1
PS | 0 | 0 | 0 | 0 | 0 | 0
PV | 0 | 0 | 0 | 0 | 0 | 0
PeakG | 0 | 0 | 0 | 0 | 0 | 0
PeakO | 0 | 0 | 0 | 0 | 0 | 0
ST | 0 | 0 | 0 | 0 | 0 | 0
STOG | 0 | 0 | 0 | 0 | 0 | 0
STWD | 0 | 0 | 0 | 0 | 0 | 0
WT | 0 | 0 | 0 | 0 | 0 | 0
IGCC | 0 | 0 | 0 | 0 | 0 | 0
DemandResponse | 0 | 0 | 0 | 0 | 0 | 0
IGCC-CCS | 0 | 0 | 0 | 0 | 0 | 0
WT_off | 0 | 0 | 0 | 0 | 0 | 0
PseudoUnit | 0 | 0 | 0 | 0 | 0 | 0
FixedInterchange | 1500 | 1500 | 1500 | 1500 | 1500 | 1500
Total Installed Capacity by Reporting Type: MARITIMES
ReportingType | 2015 | 2020 | 2025 | 2030 | 2035 | 2040
BM | 0 | 0 | 0 | 0 | 0 | 0
CC | 0 | 0 | 0 | 0 | 0 | 0
CSP | 0 | 0 | 0 | 0 | 0 | 0
CT | 0 | 0 | 0 | 0 | 0 | 0
Coal | 0 | 0 | 0 | 0 | 0 | 0
Geo | 0 | 0 | 0 | 0 | 0 | 0
H | 0 | 0 | 0 | 0 | 0 | 0
LFG | 0 | 0 | 0 | 0 | 0 | 0
Nuc | 0.1 | 0.1 | 0.1 | 0.1 | 0.1 | 0.1
PS | 0 | 0 | 0 | 0 | 0 | 0
PV | 0 | 0 | 0 | 0 | 0 | 0
PeakG | 0 | 0 | 0 | 0 | 0 | 0
PeakO | 0 | 0 | 0 | 0 | 0 | 0
ST | 0 | 0 | 0 | 0 | 0 | 0
STOG | 0 | 0 | 0 | 0 | 0 | 0
STWD | 0 | 0 | 0 | 0 | 0 | 0
WT | 0 | 0 | 0 | 0 | 0 | 0
IGCC | 0 | 0 | 0 | 0 | 0 | 0
DemandResponse | 0 | 0 | 0 | 0 | 0 | 0
IGCC-CCS | 0 | 0 | 0 | 0 | 0 | 0
WT_off | 0 | 0 | 0 | 0 | 0 | 0
PseudoUnit | 0 | 0 | 0 | 0 | 0 | 0
FixedInterchange | 1400 | 1400 | 1400 | 1400 | 1400 | 1400
Total Installed Capacity by Reporting Type: All
ReportingType | 2015 | 2020 | 2025 | 2030 | 2035 | 2040
BM | 1251 | 1407.32 | 1716.02 | 1756.74 | 1756.74 | 1586.86
CC | 217514.98 | 213384.84 | 206437.51 | 206628.54 | 209818.37 | 203361.01
CSP | 0 | 0 | 0 | 0 | 0 | 0
CT | 6393.79 | 6693.79 | 6693.79 | 6649.79 | 300 | 0
Coal | 265559.06 | 229080.47 | 227793.47 | 227785.46 | 229201.49 | 250249.42
Geo | 2534.2 | 4609.2 | 9001.4 | 9038.2 | 9038.2 | 9038.2
H | 106079.79 | 106079.79 | 106582.79 | 106583.79 | 108074.79 | 109236.41
LFG | 4136 | 6089 | 8299 | 9022.5 | 9022.5 | 9023
Nuc | 117236.86 | 121152.36 | 121152.36 | 119664.16 | 93088.46 | 73382.46
PS | 21788 | 21788 | 21788 | 21788 | 21788 | 21788
PV | 1648 | 3620.59 | 4497.34 | 4626.17 | 3509.92 | 3495.3
PeakG | 113639.23 | 101975.3 | 82549.32 | 71733.2 | 69008.68 | 64371.7
PeakO | 18502.3 | 9212.01 | 1466.83 | 1462.83 | 1462.83 | 1462.83
ST | 760 | 1489.79 | 1710.76 | 1750.81 | 1750.81 | 1750.81
STOG | 40167.77 | 21329.37 | 7260.17 | 5849.48 | 5005.41 | 2035.91
STWD | 3318 | 2185 | 1490 | 1490 | 1490 | 1490
WT | 64004.8 | 77462.9 | 81748.36 | 82644.03 | 95540.33 | 111502.59
IGCC | 618 | 618 | 618 | 618 | 618 | 618
DemandResponse | 37870.36 | 115378.86 | 201470.93 | 210464.46 | 219793.72 | 229567.77
IGCC-CCS | 0 | 0 | 0 | 0 | 0 | 0
WT_off | 469 | 469 | 1569 | 1569 | 1101 | 1101
PseudoUnit | 0 | 0 | 0 | 0 | 0 | 0
FixedInterchange | 8820 | 8820 | 8820 | 8820 | 8820 | 8820
Total Installed Capacity by Reporting Type: EI_US
ReportingType | 2015 | 2020 | 2025 | 2030 | 2035 | 2040
BM | 741.12 | 897.43 | 1206.13 | 1246.86 | 1246.86 | 1076.98
CC | 146062.18 | 142264.97 | 136719.96 | 136719.96 | 139920.84 | 136086.69
CSP | 0 | 0 | 0 | 0 | 0 | 0
CT | 4323.69 | 4623.69 | 4623.69 | 4579.69 | 300 | 0
Coal | 209188.67 | 173440.14 | 173302.87 | 173302.87 | 173537.9 | 189350.95
Geo | 44 | 44 | 44 | 44 | 44 | 44
H | 29436.09 | 29436.09 | 29939.09 | 29940.09 | 29940.09 | 29940.09
LFG | 3458.4 | 3956.5 | 5812.5 | 6536 | 6536 | 6536
Nuc | 89571.36 | 93486.86 | 93486.86 | 91998.66 | 66452.96 | 48286.96
PS | 16931 | 16931 | 16931 | 16931 | 16931 | 16931
PV | 176.74 | 2149.34 | 3026.09 | 3154.91 | 3130.22 | 3115.6
PeakG | 93506.2 | 85917.77 | 68947.8 | 58131.68 | 55966.16 | 51927.95
PeakO | 18002.3 | 8756.01 | 1061.83 | 1061.83 | 1061.83 | 1061.83
ST | 0 | 0 | 0 | 0 | 0 | 0
STOG | 14071.43 | 7932.95 | 2035.91 | 2035.91 | 2035.91 | 2035.91
STWD | 2221 | 1598 | 903 | 903 | 903 | 903
WT | 36938.6 | 46802.09 | 51087.55 | 51915.25 | 67219.85 | 68100.6
IGCC | 618 | 618 | 618 | 618 | 618 | 618
DemandResponse | 29712.41 | 82829.09 | 141665.68 | 147503.56 | 153570.15 | 159922.17
IGCC-CCS | 0 | 0 | 0 | 0 | 0 | 0
WT_off | 469 | 469 | 1569 | 1569 | 1101 | 1101
PseudoUnit | 0 | 0 | 0 | 0 | 0 | 0
FixedInterchange | 5820 | 5820 | 5820 | 5820 | 5820 | 5820
Total Installed Capacity by Reporting Type: EI_Canada
ReportingType | 2015 | 2020 | 2025 | 2030 | 2035 | 2040
BM | 326.33 | 326.33 | 326.33 | 326.33 | 326.33 | 326.33
CC | 2026.15 | 2026.15 | 2026.15 | 2011.9 | 1591.35 | 1263
CSP | 0 | 0 | 0 | 0 | 0 | 0
CT | 368 | 368 | 368 | 368 | 0 | 0
Coal | 1235.9 | 805.74 | 8.01 | 0 | 0 | 0
Geo | 0 | 0 | 0 | 0 | 0 | 0
H | 15168.7 | 15168.7 | 15168.7 | 15168.7 | 16659.7 | 17821.31
LFG | 117.5 | 117.5 | 117.5 | 117.5 | 117.5 | 118
Nuc | 13018.2 | 13018.2 | 13018.2 | 13018.2 | 11988.2 | 10448.2
PS | 123 | 123 | 123 | 123 | 123 | 123
PV | 1097.26 | 1097.26 | 1097.26 | 1097.26 | 30 | 30
PeakG | 559 | 559 | 559 | 559 | 0 | 0
PeakO | 4 | 4 | 4 | 0 | 0 | 0
ST | 0 | 0 | 0 | 0 | 0 | 0
STOG | 126 | 126 | 126 | 0 | 0 | 0
STWD | 0 | 0 | 0 | 0 | 0 | 0
WT | 3963.3 | 3963.3 | 3963.3 | 3963.3 | 1555 | 1555
IGCC | 0 | 0 | 0 | 0 | 0 | 0
DemandResponse | 2048.81 | 3736.54 | 5725.58 | 5960.37 | 6202.28 | 6455.07
IGCC-CCS | 0 | 0 | 0 | 0 | 0 | 0
WT_off | 0 | 0 | 0 | 0 | 0 | 0
PseudoUnit | 0 | 0 | 0 | 0 | 0 | 0
FixedInterchange | 3000 | 3000 | 3000 | 3000 | 3000 | 3000
Total Installed Capacity by Reporting Type: EI
ReportingType | 2015 | 2020 | 2025 | 2030 | 2035 | 2040
BM | 1067.45 | 1223.77 | 1532.47 | 1573.19 | 1573.19 | 1403.31
CC | 148088.32 | 144291.12 | 138746.11 | 138731.86 | 141512.18 | 137349.69
CSP | 0 | 0 | 0 | 0 | 0 | 0
CT | 4691.69 | 4991.69 | 4991.69 | 4947.69 | 300 | 0
Coal | 210424.57 | 174245.88 | 173310.88 | 173302.87 | 173537.9 | 189350.95
Geo | 44 | 44 | 44 | 44 | 44 | 44
H | 44604.79 | 44604.79 | 45107.79 | 45108.79 | 46599.79 | 47761.41
LFG | 3575.9 | 4074 | 5930 | 6653.5 | 6653.5 | 6654
Nuc | 102589.56 | 106505.06 | 106505.06 | 105016.86 | 78441.16 | 58735.16
PS | 17054 | 17054 | 17054 | 17054 | 17054 | 17054
PV | 1274 | 3246.59 | 4123.34 | 4252.17 | 3160.22 | 3145.6
PeakG | 94065.2 | 86476.77 | 69506.8 | 58690.68 | 55966.16 | 51927.95
PeakO | 18006.3 | 8760.01 | 1065.83 | 1061.83 | 1061.83 | 1061.83
ST | 0 | 0 | 0 | 0 | 0 | 0
STOG | 14197.43 | 8058.95 | 2161.91 | 2035.91 | 2035.91 | 2035.91
STWD | 2221 | 1598 | 903 | 903 | 903 | 903
WT | 40901.9 | 50765.39 | 55050.85 | 55878.55 | 68774.85 | 69655.6
IGCC | 618 | 618 | 618 | 618 | 618 | 618
DemandResponse | 31761.22 | 86565.63 | 147391.26 | 153463.93 | 159772.43 | 166377.24
IGCC-CCS | 0 | 0 | 0 | 0 | 0 | 0
WT_off | 469 | 469 | 1569 | 1569 | 1101 | 1101
PseudoUnit | 0 | 0 | 0 | 0 | 0 | 0
FixedInterchange | 8820 | 8820 | 8820 | 8820 | 8820 | 8820
Total Installed Capacity by Reporting Type: Outside_EI
ReportingType | 2015 | 2020 | 2025 | 2030 | 2035 | 2040
BM | 183.55 | 183.55 | 183.55 | 183.55 | 183.55 | 183.55
CC | 69426.66 | 69093.73 | 67691.4 | 67896.67 | 68306.19 | 66011.32
CSP | 0 | 0 | 0 | 0 | 0 | 0
CT | 1702.1 | 1702.1 | 1702.1 | 1702.1 | 0 | 0
Coal | 55134.49 | 54834.59 | 54482.59 | 54482.59 | 55663.59 | 60898.47
Geo | 2490.2 | 4565.2 | 8957.4 | 8994.2 | 8994.2 | 8994.2
H | 61475 | 61475 | 61475 | 61475 | 61475 | 61475
LFG | 560.1 | 2015 | 2369 | 2369 | 2369 | 2369
Nuc | 14647.3 | 14647.3 | 14647.3 | 14647.3 | 14647.3 | 14647.3
PS | 4734 | 4734 | 4734 | 4734 | 4734 | 4734
PV | 374 | 374 | 374 | 374 | 349.7 | 349.7
PeakG | 19574.03 | 15498.52 | 13042.52 | 13042.52 | 13042.52 | 12443.75
PeakO | 496 | 452 | 401 | 401 | 401 | 401
ST | 760 | 1489.79 | 1710.76 | 1750.81 | 1750.81 | 1750.81
STOG | 25970.34 | 13270.42 | 5098.26 | 3813.56 | 2969.49 | 0
STWD | 1097 | 587 | 587 | 587 | 587 | 587
WT | 23102.9 | 26697.51 | 26697.51 | 26765.47 | 26765.47 | 41846.99
IGCC | 0 | 0 | 0 | 0 | 0 | 0
DemandResponse | 6109.14 | 28813.23 | 54079.67 | 57000.53 | 60021.3 | 63190.53
IGCC-CCS | 0 | 0 | 0 | 0 | 0 | 0
WT_off | 0 | 0 | 0 | 0 | 0 | 0
PseudoUnit | 0 | 0 | 0 | 0 | 0 | 0
FixedInterchange | 0 | 0 | 0 | 0 | 0 | 0
#6 | Retrofit Capacity (MW)
Retrofit Capacity by Reporting Type: Entergy
ReportingType | 2015 | 2020 | 2025 | 2030 | 2035 | 2040
FGD | 0 | 6776 | 6776 | 6776 | 6776 | 6776
SNCR | 0 | 0 | 0 | 0 | 0 | 0
SCR | 0 | 0 | 0 | 0 | 0 | 0
ACI90 | 0 | 0 | 0 | 0 | 0 | 0
RPJ90 | 0 | 6836 | 6836 | 6836 | 6836 | 6836
PCSEQ | 0 | 0 | 0 | 0 | 0 | 0
Retrofit Capacity by Reporting Type: FRCC
ReportingType | 2015 | 2020 | 2025 | 2030 | 2035 | 2040
FGD | 0 | 235 | 235 | 235 | 235 | 235
SNCR | 0 | 0 | 0 | 0 | 0 | 0
SCR | 3796 | 1898 | 1898 | 1898 | 1898 | 1898
ACI90 | 0 | 0 | 0 | 0 | 0 | 0
RPJ90 | 0 | 7900 | 7900 | 7900 | 7900 | 7900
PCSEQ | 0 | 0 | 0 | 0 | 0 | 0
Retrofit Capacity by Reporting Type: MAPP_US
ReportingType | 2015 | 2020 | 2025 | 2030 | 2035 | 2040
FGD | 221 | 23.78 | 23.78 | 23.78 | 23.78 | 23.78
SNCR | 0 | 0 | 0 | 0 | 0 | 0
SCR | 0 | 0 | 0 | 0 | 0 | 0
ACI90 | 0 | 0 | 0 | 0 | 0 | 0
RPJ90 | 0 | 2383.79 | 2383.79 | 2383.79 | 2383.79 | 2383.79
PCSEQ | 0 | 0 | 0 | 0 | 0 | 0
Retrofit Capacity by Reporting Type: MISO_IN
ReportingType | 2015 | 2020 | 2025 | 2030 | 2035 | 2040
FGD | 0 | 1807 | 1807 | 1807 | 1807 | 1807
SNCR | 0 | 0 | 0 | 0 | 0 | 0
SCR | 0 | 0 | 0 | 0 | 0 | 0
ACI90 | 0 | 0 | 0 | 0 | 0 | 0
RPJ90 | 0 | 12390.92 | 12390.92 | 12390.92 | 12390.92 | 12390.92
PCSEQ | 0 | 0 | 0 | 0 | 0 | 0
Retrofit Capacity by Reporting Type: MISO_MI
ReportingType | 2015 | 2020 | 2025 | 2030 | 2035 | 2040
FGD | 0 | 3650 | 3650 | 3650 | 3650 | 3650
SNCR | 0 | 0 | 0 | 0 | 0 | 0
SCR | 355 | 0 | 0 | 0 | 0 | 0
ACI90 | 0 | 0 | 0 | 0 | 0 | 0
RPJ90 | 0 | 5210 | 5210 | 5210 | 5210 | 5210
PCSEQ | 0 | 0 | 0 | 0 | 0 | 0
Retrofit Capacity by Reporting Type: MISO_MO-IL
ReportingType | 2015 | 2020 | 2025 | 2030 | 2035 | 2040
FGD | 0 | 4555 | 4555 | 4555 | 4555 | 4555
SNCR | 0 | 0 | 0 | 0 | 0 | 0
SCR | 400 | 200 | 200 | 200 | 200 | 200
ACI90 | 0 | 0 | 0 | 0 | 0 | 0
RPJ90 | 2275 | 8205 | 8205 | 8205 | 8205 | 8205
PCSEQ | 0 | 0 | 0 | 0 | 0 | 0
Retrofit Capacity by Reporting Type: MISO_W
ReportingType | 2015 | 2020 | 2025 | 2030 | 2035 | 2040
FGD | 0 | 5293.4 | 5293.4 | 5293.4 | 5293.4 | 5293.4
SNCR | 0 | 0 | 0 | 0 | 0 | 0
SCR | 963.16 | 350.53 | 350.53 | 350.53 | 350.53 | 350.53
ACI90 | 0 | 0 | 0 | 0 | 0 | 0
RPJ90 | 2652.36 | 10743.93 | 10743.93 | 10743.93 | 10743.93 | 10743.93
PCSEQ | 0 | 0 | 0 | 0 | 0 | 0
Retrofit Capacity by Reporting Type: MISO_WUMS
ReportingType | 2015 | 2020 | 2025 | 2030 | 2035 | 2040
FGD | 1135 | 1620.7 | 1620.7 | 1620.7 | 1620.7 | 1620.7
SNCR | 0 | 0 | 0 | 0 | 0 | 0
SCR | 2778.6 | 1902.6 | 1902.6 | 1902.6 | 1902.6 | 1902.6
ACI90 | 0 | 0 | 0 | 0 | 0 | 0
RPJ90 | 1740.2 | 3373.7 | 3373.7 | 3373.7 | 3373.7 | 3373.7
PCSEQ | 0 | 0 | 0 | 0 | 0 | 0
Retrofit Capacity by Reporting Type: Nebraska
ReportingType | 2015 | 2020 | 2025 | 2030 | 2035 | 2040
FGD | 0 | 3195.8 | 3195.8 | 3195.8 | 3195.8 | 3195.8
SNCR | 0 | 0 | 0 | 0 | 0 | 0
SCR | 0 | 0 | 0 | 0 | 0 | 0
ACI90 | 0 | 0 | 0 | 0 | 0 | 0
RPJ90 | 1364.4 | 3878 | 3878 | 3878 | 3878 | 3878
PCSEQ | 0 | 0 | 0 | 0 | 0 | 0
Retrofit Capacity by Reporting Type: NEISO
ReportingType | 2015 | 2020 | 2025 | 2030 | 2035 | 2040
FGD | 320 | 0 | 0 | 0 | 0 | 0
SNCR | 0 | 0 | 0 | 0 | 0 | 0
SCR | 0 | 0 | 0 | 0 | 0 | 0
ACI90 | 0 | 0 | 0 | 0 | 0 | 0
RPJ90 | 870.93 | 0 | 0 | 0 | 0 | 0
PCSEQ | 0 | 0 | 0 | 0 | 0 | 0
Retrofit Capacity by Reporting Type: NonRTO_Midwest
ReportingType | 2015 | 2020 | 2025 | 2030 | 2035 | 2040
FGD | 1403 | 1707.27 | 1570 | 1570 | 1570 | 1570
SNCR | 0 | 0 | 0 | 0 | 0 | 0
SCR | 1463.8 | 731.9 | 731.9 | 731.9 | 731.9 | 731.9
ACI90 | 0 | 0 | 0 | 0 | 0 | 0
RPJ90 | 0 | 7437 | 7299.73 | 7299.73 | 7299.73 | 7299.73
PCSEQ | 0 | 0 | 0 | 0 | 0 | 0
Retrofit Capacity by Reporting Type: NYISO_A-F
ReportingType | 2015 | 2020 | 2025 | 2030 | 2035 | 2040
FGD | 0 | 0 | 0 | 0 | 0 | 0
SNCR | 0 | 0 | 0 | 0 | 0 | 0
SCR | 0 | 0 | 0 | 0 | 0 | 0
ACI90 | 0 | 0 | 0 | 0 | 0 | 0
RPJ90 | 486.3 | 0 | 0 | 0 | 0 | 0
PCSEQ | 0 | 0 | 0 | 0 | 0 | 0
Retrofit Capacity by Reporting Type: NYISO_G-I
ReportingType | 2015 | 2020 | 2025 | 2030 | 2035 | 2040
FGD | 0 | 0 | 0 | 0 | 0 | 0
SNCR | 0 | 0 | 0 | 0 | 0 | 0
SCR | 0 | 0 | 0 | 0 | 0 | 0
ACI90 | 0 | 0 | 0 | 0 | 0 | 0
RPJ90 | 0 | 0 | 0 | 0 | 0 | 0
PCSEQ | 0 | 0 | 0 | 0 | 0 | 0
Retrofit Capacity by Reporting Type: NYISO_J-K
ReportingType | 2015 | 2020 | 2025 | 2030 | 2035 | 2040
FGD | 0 | 0 | 0 | 0 | 0 | 0
SNCR | 0 | 0 | 0 | 0 | 0 | 0
SCR | 0 | 0 | 0 | 0 | 0 | 0
ACI90 | 0 | 0 | 0 | 0 | 0 | 0
RPJ90 | 0 | 0 | 0 | 0 | 0 | 0
PCSEQ | 0 | 0 | 0 | 0 | 0 | 0
Retrofit Capacity by Reporting Type: PJM_E
ReportingType | 2015 | 2020 | 2025 | 2030 | 2035 | 2040
FGD | 0 | 0 | 0 | 0 | 0 | 0
SNCR | 0 | 0 | 0 | 0 | 0 | 0
SCR | 568 | 0 | 0 | 0 | 0 | 0
ACI90 | 0 | 0 | 0 | 0 | 0 | 0
RPJ90 | 1784 | 0 | 0 | 0 | 0 | 0
PCSEQ | 0 | 0 | 0 | 0 | 0 | 0
Retrofit Capacity by Reporting Type: PJM_ROM
ReportingType | 2015 | 2020 | 2025 | 2030 | 2035 | 2040
FGD | 0 | 1234 | 1234 | 1234 | 1234 | 1234
SNCR | 0 | 0 | 0 | 0 | 0 | 0
SCR | 341 | 0 | 0 | 0 | 0 | 0
ACI90 | 0 | 0 | 0 | 0 | 0 | 0
RPJ90 | 2572 | 8335 | 8335 | 8335 | 8335 | 8335
PCSEQ | 0 | 0 | 0 | 0 | 0 | 0
Retrofit Capacity by Reporting Type: PJM_ROR
ReportingType | 2015 | 2020 | 2025 | 2030 | 2035 | 2040
FGD | 0 | 5738 | 5738 | 5738 | 5738 | 5738
SNCR | 0 | 0 | 0 | 0 | 0 | 0
SCR | 2400 | 1200 | 1200 | 1200 | 1200 | 1200
ACI90 | 0 | 0 | 0 | 0 | 0 | 0
RPJ90 | 0 | 34501.36 | 34501.36 | 34501.36 | 34501.36 | 34501.36
PCSEQ | 0 | 0 | 0 | 0 | 0 | 0
Retrofit Capacity by Reporting Type: SOCO
ReportingType | 2015 | 2020 | 2025 | 2030 | 2035 | 2040
FGD | 4088.7 | 5715.2 | 5715.2 | 5715.2 | 5715.2 | 5715.2
SNCR | 0 | 0 | 0 | 0 | 0 | 0
SCR | 3404.7 | 3404.7 | 3404.7 | 3404.7 | 3404.7 | 3404.7
ACI90 | 0 | 0 | 0 | 0 | 0 | 0
RPJ90 | 6809.4 | 14199 | 14199 | 14199 | 14199 | 14199
PCSEQ | 0 | 0 | 0 | 0 | 0 | 0
Retrofit Capacity by Reporting Type: SPP_N
ReportingType | 2015 | 2020 | 2025 | 2030 | 2035 | 2040
FGD | 0 | 1609 | 1609 | 1609 | 1609 | 1609
SNCR | 0 | 0 | 0 | 0 | 0 | 0
SCR | 0 | 0 | 0 | 0 | 0 | 0
ACI90 | 0 | 0 | 0 | 0 | 0 | 0
RPJ90 | 1302 | 6544 | 6544 | 6544 | 6544 | 6544
PCSEQ | 0 | 0 | 0 | 0 | 0 | 0
Retrofit Capacity by Reporting Type: SPP_S
ReportingType | 2015 | 2020 | 2025 | 2030 | 2035 | 2040
FGD | 0 | 7102.8 | 7102.8 | 7102.8 | 7102.8 | 7102.8
SNCR | 0 | 0 | 0 | 0 | 0 | 0
SCR | 0 | 0 | 0 | 0 | 0 | 0
ACI90 | 0 | 0 | 0 | 0 | 0 | 0
RPJ90 | 0 | 10508.93 | 10508.93 | 10508.93 | 10508.93 | 10508.93
PCSEQ | 0 | 0 | 0 | 0 | 0 | 0
Retrofit Capacity by Reporting Type: TVA
ReportingType | 2015 | 2020 | 2025 | 2030 | 2035 | 2040
FGD | 0 | 2764.04 | 2764.04 | 2764.04 | 2764.04 | 2764.04
SNCR | 0 | 0 | 0 | 0 | 0 | 0
SCR | 0 | 0 | 0 | 0 | 0 | 0
ACI90 | 0 | 0 | 0 | 0 | 0 | 0
RPJ90 | 0 | 8348.04 | 8348.04 | 8348.04 | 8348.04 | 8348.04
PCSEQ | 0 | 0 | 0 | 0 | 0 | 0
Retrofit Capacity by Reporting Type: TVA_Transmission
ReportingType | 2015 | 2020 | 2025 | 2030 | 2035 | 2040
FGD | 0 | 0 | 0 | 0 | 0 | 0
SNCR | 0 | 0 | 0 | 0 | 0 | 0
SCR | 0 | 0 | 0 | 0 | 0 | 0
ACI90 | 0 | 0 | 0 | 0 | 0 | 0
RPJ90 | 0 | 0 | 0 | 0 | 0 | 0
PCSEQ | 0 | 0 | 0 | 0 | 0 | 0
Retrofit Capacity by Reporting Type: VACAR
ReportingType | 2015 | 2020 | 2025 | 2030 | 2035 | 2040
FGD | 0 | 0 | 0 | 0 | 0 | 0
SNCR | 0 | 0 | 0 | 0 | 0 | 0
SCR | 0 | 0 | 0 | 0 | 0 | 0
ACI90 | 0 | 0 | 0 | 0 | 0 | 0
RPJ90 | 0 | 10490.73 | 10490.73 | 10490.73 | 10490.73 | 10490.73
PCSEQ | 0 | 0 | 0 | 0 | 0 | 0
Retrofit Capacity by Reporting Type: IESO
ReportingType | 2015 | 2020 | 2025 | 2030 | 2035 | 2040
FGD | 0 | 0 | 0 | 0 | 0 | 0
SNCR | 0 | 0 | 0 | 0 | 0 | 0
SCR | 0 | 0 | 0 | 0 | 0 | 0
ACI90 | 0 | 0 | 0 | 0 | 0 | 0
RPJ90 | 0 | 0 | 0 | 0 | 0 | 0
PCSEQ | 0 | 0 | 0 | 0 | 0 | 0
Retrofit Capacity by Reporting Type: MAPP_CA
ReportingType | 2015 | 2020 | 2025 | 2030 | 2035 | 2040
FGD | 0 | 0 | 0 | 0 | 0 | 0
SNCR | 0 | 0 | 0 | 0 | 0 | 0
SCR | 0 | 0 | 0 | 0 | 0 | 0
ACI90 | 0 | 0 | 0 | 0 | 0 | 0
RPJ90 | 0 | 0 | 0 | 0 | 0 | 0
PCSEQ | 0 | 0 | 0 | 0 | 0 | 0
Retrofit Capacity by Reporting Type: AZ_NM_SNV_Coal
ReportingType | 2015 | 2020 | 2025 | 2030 | 2035 | 2040
FGD | 384 | 540 | 540 | 540 | 540 | 540
SNCR | 0 | 0 | 0 | 0 | 0 | 0
SCR | 800 | 400 | 400 | 400 | 400 | 400
ACI90 | 0 | 0 | 0 | 0 | 0 | 0
RPJ90 | 3286 | 9846 | 9846 | 9846 | 9846 | 9846
PCSEQ | 0 | 0 | 0 | 0 | 0 | 0
Retrofit Capacity by Reporting Type: AZ_NM_SNV_Gas
ReportingType | 2015 | 2020 | 2025 | 2030 | 2035 | 2040
FGD | 0 | 0 | 0 | 0 | 0 | 0
SNCR | 0 | 0 | 0 | 0 | 0 | 0
SCR | 0 | 0 | 0 | 0 | 0 | 0
ACI90 | 0 | 0 | 0 | 0 | 0 | 0
RPJ90 | 0 | 0 | 0 | 0 | 0 | 0
PCSEQ | 0 | 0 | 0 | 0 | 0 | 0
Retrofit Capacity by Reporting Type: AZ_NM_SNV_NucRenew
ReportingType | 2015 | 2020 | 2025 | 2030 | 2035 | 2040
FGD | 0 | 0 | 0 | 0 | 0 | 0
SNCR | 0 | 0 | 0 | 0 | 0 | 0
SCR | 0 | 0 | 0 | 0 | 0 | 0
ACI90 | 0 | 0 | 0 | 0 | 0 | 0
RPJ90 | 0 | 0 | 0 | 0 | 0 | 0
PCSEQ | 0 | 0 | 0 | 0 | 0 | 0
Retrofit Capacity by Reporting Type: ERCOT
ReportingType | 2015 | 2020 | 2025 | 2030 | 2035 | 2040
FGD | 0 | 5125 | 5125 | 5125 | 5125 | 5125
SNCR | 0 | 0 | 0 | 0 | 0 | 0
SCR | 4370 | 2185 | 2185 | 2185 | 2185 | 2185
ACI90 | 0 | 0 | 0 | 0 | 0 | 0
RPJ90 | 9196 | 16247.87 | 16247.87 | 16247.87 | 16247.87 | 16247.87
PCSEQ | 0 | 0 | 0 | 0 | 0 | 0
Retrofit Capacity by Reporting Type: NP15
ReportingType | 2015 | 2020 | 2025 | 2030 | 2035 | 2040
FGD | 0 | 0 | 0 | 0 | 0 | 0
SNCR | 0 | 0 | 0 | 0 | 0 | 0
SCR | 0 | 0 | 0 | 0 | 0 | 0
ACI90 | 0 | 0 | 0 | 0 | 0 | 0
RPJ90 | 0 | 0 | 0 | 0 | 0 | 0
PCSEQ | 0 | 0 | 0 | 0 | 0 | 0
Retrofit Capacity by Reporting Type: NWPP_Coal
ReportingType | 2015 | 2020 | 2025 | 2030 | 2035 | 2040
FGD | 0 | 1601.2 | 1601.2 | 1601.2 | 1601.2 | 1601.2
SNCR | 0 | 0 | 0 | 0 | 0 | 0
SCR | 0 | 0 | 0 | 0 | 0 | 0
ACI90 | 0 | 0 | 0 | 0 | 0 | 0
RPJ90 | 453.6 | 12422.09 | 12422.09 | 12422.09 | 12422.09 | 12422.09
PCSEQ | 0 | 0 | 0 | 0 | 0 | 0
Retrofit Capacity by Reporting Type: NWPP_Gas
ReportingType | 2015 | 2020 | 2025 | 2030 | 2035 | 2040
FGD | 0 | 0 | 0 | 0 | 0 | 0
SNCR | 0 | 0 | 0 | 0 | 0 | 0
SCR | 0 | 0 | 0 | 0 | 0 | 0
ACI90 | 0 | 0 | 0 | 0 | 0 | 0
RPJ90 | 0 | 0 | 0 | 0 | 0 | 0
PCSEQ | 0 | 0 | 0 | 0 | 0 | 0
Retrofit Capacity by Reporting Type: NWPP_NucRenew
ReportingType | 2015 | 2020 | 2025 | 2030 | 2035 | 2040
FGD | 0 | 0 | 0 | 0 | 0 | 0
SNCR | 0 | 0 | 0 | 0 | 0 | 0
SCR | 0 | 0 | 0 | 0 | 0 | 0
ACI90 | 0 | 0 | 0 | 0 | 0 | 0
RPJ90 | 0 | 0 | 0 | 0 | 0 | 0
PCSEQ | 0 | 0 | 0 | 0 | 0 | 0
Retrofit Capacity by Reporting Type: RMPA
ReportingType | 2015 | 2020 | 2025 | 2030 | 2035 | 2040
FGD | 0 | 1282 | 1282 | 1282 | 1282 | 1282
SNCR | 0 | 0 | 0 | 0 | 0 | 0
SCR | 1554.6 | 777.3 | 777.3 | 777.3 | 777.3 | 777.3
ACI90 | 0 | 0 | 0 | 0 | 0 | 0
RPJ90 | 2874.6 | 6667.8 | 6315.8 | 6315.8 | 6315.8 | 6315.8
PCSEQ | 0 | 0 | 0 | 0 | 0 | 0
Retrofit Capacity by Reporting Type: SP15
ReportingType | 2015 | 2020 | 2025 | 2030 | 2035 | 2040
FGD | 0 | 0 | 0 | 0 | 0 | 0
SNCR | 0 | 0 | 0 | 0 | 0 | 0
SCR | 0 | 0 | 0 | 0 | 0 | 0
ACI90 | 0 | 0 | 0 | 0 | 0 | 0
RPJ90 | 0 | 0 | 0 | 0 | 0 | 0
PCSEQ | 0 | 0 | 0 | 0 | 0 | 0
Retrofit Capacity by Reporting Type: ALB
ReportingType | 2015 | 2020 | 2025 | 2030 | 2035 | 2040
FGD | 0 | 0 | 0 | 0 | 0 | 0
SNCR | 0 | 0 | 0 | 0 | 0 | 0
SCR | 0 | 0 | 0 | 0 | 0 | 0
ACI90 | 0 | 0 | 0 | 0 | 0 | 0
RPJ90 | 0 | 0 | 0 | 0 | 0 | 0
PCSEQ | 0 | 0 | 0 | 0 | 0 | 0
Retrofit Capacity by Reporting Type: BC
ReportingType | 2015 | 2020 | 2025 | 2030 | 2035 | 2040
FGD | 0 | 0 | 0 | 0 | 0 | 0
SNCR | 0 | 0 | 0 | 0 | 0 | 0
SCR | 0 | 0 | 0 | 0 | 0 | 0
ACI90 | 0 | 0 | 0 | 0 | 0 | 0
RPJ90 | 0 | 0 | 0 | 0 | 0 | 0
PCSEQ | 0 | 0 | 0 | 0 | 0 | 0
Retrofit Capacity by Reporting Type: HQ_IESO
ReportingType | 2015 | 2020 | 2025 | 2030 | 2035 | 2040
FGD | 0 | 0 | 0 | 0 | 0 | 0
SNCR | 0 | 0 | 0 | 0 | 0 | 0
SCR | 0 | 0 | 0 | 0 | 0 | 0
ACI90 | 0 | 0 | 0 | 0 | 0 | 0
RPJ90 | 0 | 0 | 0 | 0 | 0 | 0
PCSEQ | 0 | 0 | 0 | 0 | 0 | 0
Retrofit Capacity by Reporting Type: HQ_NEISO
ReportingType | 2015 | 2020 | 2025 | 2030 | 2035 | 2040
FGD | 0 | 0 | 0 | 0 | 0 | 0
SNCR | 0 | 0 | 0 | 0 | 0 | 0
SCR | 0 | 0 | 0 | 0 | 0 | 0
ACI90 | 0 | 0 | 0 | 0 | 0 | 0
RPJ90 | 0 | 0 | 0 | 0 | 0 | 0
PCSEQ | 0 | 0 | 0 | 0 | 0 | 0
Retrofit Capacity by Reporting Type: HQ_NY
ReportingType | 2015 | 2020 | 2025 | 2030 | 2035 | 2040
FGD | 0 | 0 | 0 | 0 | 0 | 0
SNCR | 0 | 0 | 0 | 0 | 0 | 0
SCR | 0 | 0 | 0 | 0 | 0 | 0
ACI90 | 0 | 0 | 0 | 0 | 0 | 0
RPJ90 | 0 | 0 | 0 | 0 | 0 | 0
PCSEQ | 0 | 0 | 0 | 0 | 0 | 0
Retrofit Capacity by Reporting Type: MARITIMES
ReportingType | 2015 | 2020 | 2025 | 2030 | 2035 | 2040
FGD | 0 | 0 | 0 | 0 | 0 | 0
SNCR | 0 | 0 | 0 | 0 | 0 | 0
SCR | 0 | 0 | 0 | 0 | 0 | 0
ACI90 | 0 | 0 | 0 | 0 | 0 | 0
RPJ90 | 0 | 0 | 0 | 0 | 0 | 0
PCSEQ | 0 | 0 | 0 | 0 | 0 | 0
Retrofit Capacity by Reporting Type: All
ReportingType | 2015 | 2020 | 2025 | 2030 | 2035 | 2040
FGD | 7551.7 | 61575.2 | 61437.93 | 61437.93 | 61437.93 | 61437.93
SNCR | 0 | 0 | 0 | 0 | 0 | 0
SCR | 23194.86 | 13050.03 | 13050.03 | 13050.03 | 13050.03 | 13050.03
ACI90 | 0 | 0 | 0 | 0 | 0 | 0
RPJ90 | 37666.78 | 206469.16 | 205979.89 | 205979.89 | 205979.89 | 205979.89
PCSEQ | 0 | 0 | 0 | 0 | 0 | 0
Retrofit Capacity by Reporting Type: EI_US
ReportingType | 2015 | 2020 | 2025 | 2030 | 2035 | 2040
FGD | 7167.7 | 53027 | 52889.73 | 52889.73 | 52889.73 | 52889.73
SNCR | 0 | 0 | 0 | 0 | 0 | 0
SCR | 16470.26 | 9687.73 | 9687.73 | 9687.73 | 9687.73 | 9687.73
ACI90 | 0 | 0 | 0 | 0 | 0 | 0
RPJ90 | 21856.59 | 161285.4 | 161148.14 | 161148.14 | 161148.14 | 161148.14
PCSEQ | 0 | 0 | 0 | 0 | 0 | 0
Retrofit Capacity by Reporting Type: EI_Canada
ReportingType | 2015 | 2020 | 2025 | 2030 | 2035 | 2040
FGD | 0 | 0 | 0 | 0 | 0 | 0
SNCR | 0 | 0 | 0 | 0 | 0 | 0
SCR | 0 | 0 | 0 | 0 | 0 | 0
ACI90 | 0 | 0 | 0 | 0 | 0 | 0
RPJ90 | 0 | 0 | 0 | 0 | 0 | 0
PCSEQ | 0 | 0 | 0 | 0 | 0 | 0
Retrofit Capacity by Reporting Type: EI
ReportingType | 2015 | 2020 | 2025 | 2030 | 2035 | 2040
FGD | 7167.7 | 53027 | 52889.73 | 52889.73 | 52889.73 | 52889.73
SNCR | 0 | 0 | 0 | 0 | 0 | 0
SCR | 16470.26 | 9687.73 | 9687.73 | 9687.73 | 9687.73 | 9687.73
ACI90 | 0 | 0 | 0 | 0 | 0 | 0
RPJ90 | 21856.59 | 161285.4 | 161148.14 | 161148.14 | 161148.14 | 161148.14
PCSEQ | 0 | 0 | 0 | 0 | 0 | 0
Retrofit Capacity by Reporting Type: Outside_EI
ReportingType | 2015 | 2020 | 2025 | 2030 | 2035 | 2040
FGD | 384 | 8548.2 | 8548.2 | 8548.2 | 8548.2 | 8548.2
SNCR | 0 | 0 | 0 | 0 | 0 | 0
SCR | 6724.6 | 3362.3 | 3362.3 | 3362.3 | 3362.3 | 3362.3
ACI90 | 0 | 0 | 0 | 0 | 0 | 0
RPJ90 | 15810.2 | 45183.76 | 44831.76 | 44831.76 | 44831.76 | 44831.76
PCSEQ | 0 | 0 | 0 | 0 | 0 | 0
#7 | Reserve Margin (MW)
Reserve Margin Data: ALB
| 2015 | 2020 | 2025 | 2030 | 2035 | 2040
a. Peak Demand | 9504.39 | 9692.49 | 9884.31 | 10079.93 | 10279.42 | 10482.86
b. Peak Demand + Reserve Margin | 11215.18 | 11437.14 | 11663.49 | 11894.32 | 12129.72 | 12369.77
c. DR MW | 105.16 | 859.19 | 1729.13 | 1854.22 | 1988.37 | 2132.22
d. Capacity Credit | 11215.18 | 11437.14 | 11898.68 | 12213 | 12334.95 | 12523.32
Reserve Margin Data: BC
| 2015 | 2020 | 2025 | 2030 | 2035 | 2040
a. Peak Demand | 11620.49 | 11592.37 | 11564.31 | 11536.32 | 11508.4 | 11480.55
b. Peak Demand + Reserve Margin | 13712.18 | 13678.99 | 13645.88 | 13612.86 | 13579.91 | 13547.05
c. DR MW | 0.01 | 854.9 | 1793.56 | 1881.42 | 1973.6 | 2070.28
d. Capacity Credit | 13712.18 | 13853.77 | 14792.43 | 14896.35 | 15208.74 | 15305.43
Reserve Margin Data: ENT
| 2015 | 2020 | 2025 | 2030 | 2035 | 2040
a. Peak Demand | 29778.02 | 29801.41 | 28876.45 | 28197.5 | 27600.92 | 27028.14
b. Peak Demand + Reserve Margin | 33946.94 | 33973.6 | 32919.16 | 32145.15 | 31465.05 | 30812.08
c. DR MW | 301.59 | 3516.48 | 6927.9 | 7132.79 | 7343.41 | 7560.76
d. Capacity Credit | 33946.94 | 33973.6 | 35209.17 | 34661.68 | 34030.21 | 33249.98
Reserve Margin Data: ERCOT
| 2015 | 2020 | 2025 | 2030 | 2035 | 2040
a. Peak Demand | 67397.67 | 68944.74 | 68000.46 | 66861.57 | 65914.25 | 64989.51
b. Peak Demand + Reserve Margin | 75822.38 | 77562.83 | 76500.52 | 75219.26 | 74153.53 | 73113.2
c. DR MW | 740.9 | 9030.58 | 17956.05 | 18554.15 | 19217.38 | 19900.56
d. Capacity Credit | 75822.38 | 77562.83 | 83108.16 | 82421.57 | 81986.53 | 78922.67
Reserve Margin Data: FRCC
| 2015 | 2020 | 2025 | 2030 | 2035 | 2040
a. Peak Demand | 47373.32 | 49101.99 | 49795.41 | 50608.53 | 51440.97 | 52299.96
b. Peak Demand + Reserve Margin | 54953.05 | 56958.31 | 57762.68 | 58705.89 | 59671.53 | 60667.95
c. DR MW | 2734.95 | 8764.03 | 15780.7 | 16848.19 | 17982.01 | 19188.84
d. Capacity Credit | 54953.05 | 56958.31 | 62301.97 | 63369.46 | 63990.23 | 63520.06
Reserve Margin Data: IESO
| 2015 | 2020 | 2025 | 2030 | 2035 | 2040
a. Peak Demand | 22362.11 | 21072.83 | 20839.42 | 20667.38 | 20499.99 | 20354.79
b. Peak Demand + Reserve Margin | 26163.67 | 24655.21 | 24382.12 | 24180.84 | 23984.98 | 23815.11
c. DR MW | 1959.31 | 3003.02 | 4293.25 | 4469.67 | 4651 | 4840.6
d. Capacity Credit | 26570.17 | 27613.88 | 28904.11 | 29080.53 | 27312.04 | 25962.14
Reserve Margin Data: MAPP_CA
| 2015 | 2020 | 2025 | 2030 | 2035 | 2040
a. Peak Demand | 8318.36 | 8509.3 | 8420.98 | 8337.16 | 8254.14 | 8174.06
b. Peak Demand + Reserve Margin | 9316.57 | 9530.42 | 9431.5 | 9337.62 | 9244.64 | 9154.95
c. DR MW | 89.5 | 733.52 | 1432.33 | 1490.7 | 1551.28 | 1614.46
d. Capacity Credit | 9316.57 | 9530.42 | 9431.5 | 9337.62 | 9876.37 | 10772.83
Reserve Margin Data: MAPP_US
| 2015 | 2020 | 2025 | 2030 | 2035 | 2040
a. Peak Demand | 5404.09 | 5421.07 | 5355.08 | 5293.02 | 5236.61 | 5181.84
b. Peak Demand + Reserve Margin | 6160.66 | 6180.02 | 6104.79 | 6034.04 | 5969.74 | 5907.3
c. DR MW | 59 | 474.64 | 926.74 | 964.38 | 1003.44 | 1044.18
d. Capacity Credit | 6160.66 | 6180.02 | 6451.27 | 6480.61 | 6219.68 | 6260.41
Reserve Margin Data: NEISO
| 2015 | 2020 | 2025 | 2030 | 2035 | 2040
a. Peak Demand | 26481.65 | 25474.69 | 24355.92 | 23439.02 | 22547.09 | 21710.38
b. Peak Demand + Reserve Margin | 30718.71 | 29550.64 | 28252.86 | 27189.27 | 26154.62 | 25184.04
c. DR MW | 3092.87 | 4634.74 | 6272.84 | 6346.42 | 6416.68 | 6489.49
d. Capacity Credit | 30718.71 | 29550.64 | 29749.17 | 28972.9 | 27290.11 | 26480.03
Reserve Margin Data: NonRTO_Midwest
| 2015 | 2020 | 2025 | 2030 | 2035 | 2040
a. Peak Demand | 11092.26 | 11349.58 | 11063.26 | 10814.7 | 10574.59 | 10345.19
b. Peak Demand + Reserve Margin | 12645.18 | 12938.52 | 12612.11 | 12328.76 | 12055.03 | 11793.51
c. DR MW | 194.01 | 1269.92 | 2405.64 | 2471.73 | 2539.36 | 2609.18
d. Capacity Credit | 12645.18 | 12938.52 | 13021.5 | 13247.84 | 12055.03 | 12124.85
Reserve Margin Data: NYISO_J-K
| 2015 | 2020 | 2025 | 2030 | 2035 | 2040
a. Peak Demand | 15013.28 | 15252.07 | 15206.79 | 15188.67 | 15169.07 | 15157.49
b. Peak Demand + Reserve Margin | 13812.22 | 14031.91 | 13990.25 | 13973.57 | 13955.55 | 13944.89
c. DR MW | 1319.33 | 2182.35 | 3147.4 | 3303.72 | 3466.35 | 3637.09
d. Capacity Credit | 13900.75 | 14132.36 | 13990.25 | 14220.9 | 14373.92 | 14544.66
Reserve Margin Data: PJM_E
| 2015 | 2020 | 2025 | 2030 | 2035 | 2040
a. Peak Demand | 29207.66 | 26038.04 | 25616.92 | 25268.92 | 24926.15 | 24598.47
b. Peak Demand + Reserve Margin | 28565.09 | 25465.2 | 25053.35 | 24713.01 | 24377.77 | 24057.31
c. DR MW | 1256.87 | 3303.41 | 5678.06 | 5889.21 | 6107.02 | 6333.36
d. Capacity Credit | 30634.29 | 26287.48 | 28999.09 | 29184.04 | 27177.84 | 26230.19
Reserve Margin Data: RMPA
| 2015 | 2020 | 2025 | 2030 | 2035 | 2040
a. Peak Demand | 12567.7 | 12884.71 | 13095.18 | 13332.95 | 13573.78 | 13823.05
b. Peak Demand + Reserve Margin | 14327.18 | 14688.56 | 14928.5 | 15199.56 | 15474.11 | 15758.28
c. DR MW | 486.16 | 1540.52 | 2766.62 | 2958.99 | 3163.28 | 3381.17
d. Capacity Credit | 14327.18 | 14688.56 | 14967.3 | 15199.56 | 15474.11 | 15758.28
Reserve Margin Data: SOCO
| 2015 | 2020 | 2025 | 2030 | 2035 | 2040
a. Peak Demand | 50742.51 | 52779.62 | 52141.82 | 51766.07 | 51417.66 | 51088.58
b. Peak Demand + Reserve Margin | 57846.47 | 60168.77 | 59441.67 | 59013.32 | 58616.14 | 58240.98
c. DR MW | 2570.79 | 8509.57 | 15018.89 | 15676.78 | 16361.47 | 17076.1
d. Capacity Credit | 57846.47 | 60168.77 | 66785.49 | 66420.33 | 67105.02 | 70110.13
Reserve Margin Data: TVA
| 2015 | 2020 | 2025 | 2030 | 2035 | 2040
a. Peak Demand | 33471.57 | 34751.21 | 33848.23 | 33045.92 | 32269 | 31520.64
b. Peak Demand + Reserve Margin | 38492.3 | 39963.89 | 38925.47 | 38002.81 | 37109.34 | 36248.73
c. DR MW | 1805.15 | 5913.53 | 10250.09 | 10521.2 | 10798.75 | 11084.57
d. Capacity Credit | 38492.3 | 39963.89 | 39684.25 | 39996.87 | 37442.09 | 38523.59
Reserve Margin Data: VACAR
| 2015 | 2020 | 2025 | 2030 | 2035 | 2040
a. Peak Demand | 47204.17 | 48399.85 | 48299.24 | 48335.76 | 48389.22 | 48456.59
b. Peak Demand + Reserve Margin | 53812.76 | 55175.83 | 55061.13 | 55102.76 | 55163.72 | 55240.52
c. DR MW | 2339.57 | 8051.54 | 14453.8 | 15202.92 | 15988.36 | 16813.52
d. Capacity Credit | 53812.76 | 55175.83 | 60077.69 | 60867.71 | 57688.33 | 56891.09
Reserve Margin Data: AZ_NM_SNV
| 2015 | 2020 | 2025 | 2030 | 2035 | 2040
a. Peak Demand | 26225.93 | 27497.3 | 27910.5 | 28376.82 | 28801.34 | 29256.4
b. Peak Demand + Reserve Margin | 30343.4 | 31814.38 | 32292.44 | 32831.98 | 33323.15 | 33849.65
c. DR MW | 334.63 | 4984.92 | 10295.7 | 11036.86 | 11808.75 | 12642.25
d. Capacity Credit | 30343.4 | 32725.24 | 39549.81 | 40310.09 | 40577.67 | 45921.47
Reserve Margin Data: CA
| 2015 | 2020 | 2025 | 2030 | 2035 | 2040
a. Peak Demand | 59519.78 | 60200.65 | 60024.18 | 60737.89 | 61178.33 | 61594.9
b. Peak Demand + Reserve Margin | 69400.07 | 70193.96 | 69988.19 | 70820.38 | 71333.93 | 71819.65
c. DR MW | 4442.26 | 8461.1 | 13095.84 | 13920.43 | 14722.23 | 15553.65
d. Capacity Credit | 69400.07 | 70193.96 | 69995.78 | 70820.38 | 71406.49 | 71828.41
Reserve Margin Data: MISO
| 2015 | 2020 | 2025 | 2030 | 2035 | 2040
a. Peak Demand | 94516.89 | 94263.71 | 92905.64 | 91645.66 | 90721.37 | 89863.68
b. Peak Demand + Reserve Margin | 110962.82 | 110665.6 | 109071.22 | 107592 | 106506.89 | 105499.96
c. DR MW | 6025.81 | 12555.31 | 19916.99 | 20742.06 | 21593.89 | 22486.19
d. Capacity Credit | 110962.82 | 110665.6 | 109432.06 | 110373.76 | 106506.89 | 107767.2
Reserve Margin Data: NWPP
| 2015 | 2020 | 2025 | 2030 | 2035 | 2040
a. Peak Demand | 38323.73 | 37880.85 | 37474.93 | 37556.16 | 37545.16 | 37498.47
b. Peak Demand + Reserve Margin | 45222 | 44699.4 | 44220.42 | 44316.27 | 44303.29 | 44248.19
c. DR MW | 0.01 | 3082.02 | 6442.79 | 6794.44 | 7147.7 | 7510.4
d. Capacity Credit | 52406.28 | 55718.6 | 59513.36 | 59865.02 | 60795.32 | 61422.56
Reserve Margin Data: NYISO
| 2015 | 2020 | 2025 | 2030 | 2035 | 2040
a. Peak Demand | 29144.39 | 29380.76 | 29061.96 | 28852.67 | 28646.29 | 28462.82
b. Peak Demand + Reserve Margin | 33953.21 | 34228.58 | 33857.19 | 33613.37 | 33372.92 | 33159.19
c. DR MW | 2566.38 | 4213.93 | 6039.61 | 6301.94 | 6573.46 | 6857.81
d. Capacity Credit | 33953.21 | 34228.58 | 34298.85 | 34156.58 | 33372.92 | 33159.19
Reserve Margin Data: NYISO_G-I_J-K
| 2015 | 2020 | 2025 | 2030 | 2035 | 2040
a. Peak Demand | 18866.19 | 19098.68 | 19025.28 | 18997.34 | 18967.7 | 18948.36
b. Peak Demand + Reserve Margin | 17922.88 | 18143.75 | 18074.02 | 18047.47 | 18019.31 | 18000.94
c. DR MW | 1658.96 | 2734.73 | 3943.02 | 4137.84 | 4340.44 | 4553.11
d. Capacity Credit | 17922.88 | 18143.75 | 18157.87 | 18501.35 | 18229.27 | 18796.06
Reserve Margin Data: PJM
| 2015 | 2020 | 2025 | 2030 | 2035 | 2040
a. Peak Demand | 150338.01 | 140910.54 | 138474.43 | 136384.14 | 134449.63 | 132627.42
b. Peak Demand + Reserve Margin | 173339.73 | 162469.85 | 159661.02 | 157250.91 | 155020.43 | 152919.41
c. DR MW | 6889.95 | 18187.72 | 30885.76 | 32011.08 | 33169.26 | 34374.21
d. Capacity Credit | 173339.73 | 162469.85 | 172004.58 | 165669.72 | 158829.15 | 152919.41
Reserve Margin Data: SPP
| 2015 | 2020 | 2025 | 2030 | 2035 | 2040
a. Peak Demand | 54483.52 | 55337 | 54493.78 | 53803.75 | 53168.28 | 52555.28
b. Peak Demand + Reserve Margin | 61893.27 | 62862.83 | 61904.93 | 61121.06 | 60399.17 | 59702.8
c. DR MW | 1132.34 | 6737.68 | 12786.73 | 13284.08 | 13800.06 | 14337.34
d. Capacity Credit | 61893.27 | 62862.83 | 61904.93 | 61121.06 | 60399.17 | 59702.8

## Transmission
$/MW
[8 empty] | Transfer |  | $/MWh | $/MWh | Wheel+ | $/MWh
Year | Line | From | To | EI Internal/External | Season | Block | Duration | Limit | MW flow | From price | To price | Friction | Shadow Price
2015 | ENT_2_MISO_MO-IL | ENT | MISO_MO-IL | Internal | Shoulder | B11 | 25 | 2260 | 0 | 52.92 | 44.92 | 8 | 0
2015 | ENT_2_MISO_MO-IL | ENT | MISO_MO-IL | Internal | Shoulder | B12 | 200 | 2260 | 0 | 38.05 | 38.2 | 8 | 0
2015 | ENT_2_MISO_MO-IL | ENT | MISO_MO-IL | Internal | Shoulder | B13 | 600 | 2260 | 0 | 37.78 | 35.52 | 8 | 0
2015 | ENT_2_MISO_MO-IL | ENT | MISO_MO-IL | Internal | Shoulder | B14 | 900 | 2260 | 0 | 37.78 | 34.32 | 8 | 0
2015 | ENT_2_MISO_MO-IL | ENT | MISO_MO-IL | Internal | Shoulder | B15 | 1203 | 2260 | 0 | 36.55 | 33 | 8 | 0
2015 | ENT_2_MISO_MO-IL | ENT | MISO_MO-IL | Internal | Summer | B1 | 10 | 2260 | 0 | 59.38 | 59.38 | 8 | 0
2015 | ENT_2_MISO_MO-IL | ENT | MISO_MO-IL | Internal | Summer | B2 | 25 | 2260 | 0 | 57.29 | 57.29 | 8 | 0
2015 | ENT_2_MISO_MO-IL | ENT | MISO_MO-IL | Internal | Summer | B3 | 75 | 2260 | 0 | 56.92 | 55.68 | 8 | 0
2015 | ENT_2_MISO_MO-IL | ENT | MISO_MO-IL | Internal | Summer | B4 | 100 | 2260 | 0 | 54.94 | 54.94 | 8 | 0
2015 | ENT_2_MISO_MO-IL | ENT | MISO_MO-IL | Internal | Summer | B5 | 200 | 2260 | 0 | 51.84 | 44.72 | 8 | 0
2015 | ENT_2_MISO_MO-IL | ENT | MISO_MO-IL | Internal | Summer | B6 | 300 | 2260 | 0 | 41.96 | 38.45 | 8 | 0
2015 | ENT_2_MISO_MO-IL | ENT | MISO_MO-IL | Internal | Summer | B7 | 400 | 2260 | 0 | 36.89 | 35.04 | 8 | 0
2015 | ENT_2_MISO_MO-IL | ENT | MISO_MO-IL | Internal | Summer | B8 | 500 | 2260 | 0 | 36.89 | 32.9 | 8 | 0
2015 | ENT_2_MISO_MO-IL | ENT | MISO_MO-IL | Internal | Summer | B9 | 800 | 2260 | 0 | 36.63 | 32.7 | 8 | 0
2015 | ENT_2_MISO_MO-IL | ENT | MISO_MO-IL | Internal | Summer | B10 | 1262 | 2260 | 0 | 35.44 | 29.67 | 8 | 0
2015 | ENT_2_MISO_MO-IL | ENT | MISO_MO-IL | Internal | Winter | B16 | 25 | 2260 | 0 | 46.09 | 45.45 | 8 | 0
2015 | ENT_2_MISO_MO-IL | ENT | MISO_MO-IL | Internal | Winter | B17 | 100 | 2260 | 0 | 40.1 | 40.62 | 8 | 0
2015 | ENT_2_MISO_MO-IL | ENT | MISO_MO-IL | Internal | Winter | B18 | 400 | 2260 | 0 | 40.1 | 36.74 | 8 | 0
2015 | ENT_2_MISO_MO-IL | ENT | MISO_MO-IL | Internal | Winter | B19 | 700 | 2260 | 0 | 38.79 | 35.23 | 8 | 0
2015 | ENT_2_MISO_MO-IL | ENT | MISO_MO-IL | Internal | Winter | B20 | 935 | 2260 | 0 | 38.79 | 31.77 | 8 | 0
2015 | ENT_2_SOCO | ENT | SOCO | Internal | Shoulder | B11 | 25 | 2000 | 0 | 52.92 | 57.92 | 8 | 0
2015 | ENT_2_SOCO | ENT | SOCO | Internal | Shoulder | B12 | 200 | 2000 | 0 | 38.05 | 40.05 | 8 | 0
2015 | ENT_2_SOCO | ENT | SOCO | Internal | Shoulder | B13 | 600 | 2000 | 0 | 37.78 | 39.02 | 8 | 0
2015 | ENT_2_SOCO | ENT | SOCO | Internal | Shoulder | B14 | 900 | 2000 | 0 | 37.78 | 39.02 | 8 | 0
2015 | ENT_2_SOCO | ENT | SOCO | Internal | Shoulder | B15 | 1203 | 2000 | 0 | 36.55 | 39.02 | 8 | 0
2015 | ENT_2_SOCO | ENT | SOCO | Internal | Summer | B1 | 10 | 2000 | 0 | 59.38 | 64.92 | 8 | 0
2015 | ENT_2_SOCO | ENT | SOCO | Internal | Summer | B2 | 25 | 2000 | 0 | 57.29 | 64.92 | 8 | 0
2015 | ENT_2_SOCO | ENT | SOCO | Internal | Summer | B3 | 75 | 2000 | 1366.2 | 56.92 | 64.92 | 8 | 0
2015 | ENT_2_SOCO | ENT | SOCO | Internal | Summer | B4 | 100 | 2000 | 979.99 | 54.94 | 62.94 | 8 | 0
2015 | ENT_2_SOCO | ENT | SOCO | Internal | Summer | B5 | 200 | 2000 | 2000 | 51.84 | 60.27 | 8 | 0.43
2015 | ENT_2_SOCO | ENT | SOCO | Internal | Summer | B6 | 300 | 2000 | 1258.83 | 41.96 | 49.96 | 8 | 0
2015 | ENT_2_SOCO | ENT | SOCO | Internal | Summer | B7 | 400 | 2000 | 0 | 36.89 | 43.51 | 8 | 0
2015 | ENT_2_SOCO | ENT | SOCO | Internal | Summer | B8 | 500 | 2000 | 0 | 36.89 | 39.22 | 8 | 0
2015 | ENT_2_SOCO | ENT | SOCO | Internal | Summer | B9 | 800 | 2000 | 0 | 36.63 | 37.88 | 8 | 0
2015 | ENT_2_SOCO | ENT | SOCO | Internal | Summer | B10 | 1262 | 2000 | 0 | 35.44 | 37.88 | 8 | 0
2015 | ENT_2_SOCO | ENT | SOCO | Internal | Winter | B16 | 25 | 2000 | 1871.18 | 46.09 | 54.09 | 8 | 0
2015 | ENT_2_SOCO | ENT | SOCO | Internal | Winter | B17 | 100 | 2000 | 0 | 40.1 | 42.8 | 8 | 0
2015 | ENT_2_SOCO | ENT | SOCO | Internal | Winter | B18 | 400 | 2000 | 0 | 40.1 | 41.34 | 8 | 0
2015 | ENT_2_SOCO | ENT | SOCO | Internal | Winter | B19 | 700 | 2000 | 0 | 38.79 | 41.34 | 8 | 0
2015 | ENT_2_SOCO | ENT | SOCO | Internal | Winter | B20 | 935 | 2000 | 0 | 38.79 | 41.34 | 8 | 0
2015 | ENT_2_SPP_S | ENT | SPP_S | Internal | Shoulder | B11 | 25 | 1300 | 0 | 52.92 | 51.91 | 8 | 0
2015 | ENT_2_SPP_S | ENT | SPP_S | Internal | Shoulder | B12 | 200 | 1300 | 0 | 38.05 | 36.35 | 8 | 0
2015 | ENT_2_SPP_S | ENT | SPP_S | Internal | Shoulder | B13 | 600 | 1300 | 0 | 37.78 | 36.35 | 8 | 0
2015 | ENT_2_SPP_S | ENT | SPP_S | Internal | Shoulder | B14 | 900 | 1300 | 0 | 37.78 | 36.27 | 8 | 0
2015 | ENT_2_SPP_S | ENT | SPP_S | Internal | Shoulder | B15 | 1203 | 1300 | 0 | 36.55 | 36.27 | 8 | 0
2015 | ENT_2_SPP_S | ENT | SPP_S | Internal | Summer | B1 | 10 | 1300 | 0 | 59.38 | 58.78 | 8 | 0
2015 | ENT_2_SPP_S | ENT | SPP_S | Internal | Summer | B2 | 25 | 1300 | 0 | 57.29 | 58.78 | 8 | 0
2015 | ENT_2_SPP_S | ENT | SPP_S | Internal | Summer | B3 | 75 | 1300 | 0 | 56.92 | 58.75 | 8 | 0
2015 | ENT_2_SPP_S | ENT | SPP_S | Internal | Summer | B4 | 100 | 1300 | 0 | 54.94 | 51.89 | 8 | 0
2015 | ENT_2_SPP_S | ENT | SPP_S | Internal | Summer | B5 | 200 | 1300 | 0 | 51.84 | 50.41 | 8 | 0
2015 | ENT_2_SPP_S | ENT | SPP_S | Internal | Summer | B6 | 300 | 1300 | 0 | 41.96 | 45.48 | 8 | 0
2015 | ENT_2_SPP_S | ENT | SPP_S | Internal | Summer | B7 | 400 | 1300 | 0 | 36.89 | 36.71 | 8 | 0
2015 | ENT_2_SPP_S | ENT | SPP_S | Internal | Summer | B8 | 500 | 1300 | 0 | 36.89 | 35.13 | 8 | 0
2015 | ENT_2_SPP_S | ENT | SPP_S | Internal | Summer | B9 | 800 | 1300 | 0 | 36.63 | 35.05 | 8 | 0
2015 | ENT_2_SPP_S | ENT | SPP_S | Internal | Summer | B10 | 1262 | 1300 | 0 | 35.44 | 35.05 | 8 | 0
2015 | ENT_2_SPP_S | ENT | SPP_S | Internal | Winter | B16 | 25 | 1300 | 0 | 46.09 | 41.09 | 8 | 0
2015 | ENT_2_SPP_S | ENT | SPP_S | Internal | Winter | B17 | 100 | 1300 | 0 | 40.1 | 38.73 | 8 | 0
2015 | ENT_2_SPP_S | ENT | SPP_S | Internal | Winter | B18 | 400 | 1300 | 0 | 40.1 | 38.64 | 8 | 0
2015 | ENT_2_SPP_S | ENT | SPP_S | Internal | Winter | B19 | 700 | 1300 | 0 | 38.79 | 38.18 | 8 | 0
2015 | ENT_2_SPP_S | ENT | SPP_S | Internal | Winter | B20 | 935 | 1300 | 0 | 38.79 | 33.8 | 8 | 0
2015 | ENT_2_TVA_Transmission | ENT | TVA_Transmission | Internal | Shoulder | B11 | 25 | 2100 | 0 | 52.92 | 48.92 | 8 | 0
2015 | ENT_2_TVA_Transmission | ENT | TVA_Transmission | Internal | Shoulder | B12 | 200 | 2100 | 0 | 38.05 | 42.44 | 8 | 0
2015 | ENT_2_TVA_Transmission | ENT | TVA_Transmission | Internal | Shoulder | B13 | 600 | 2100 | 0 | 37.78 | 40.78 | 8 | 0
2015 | ENT_2_TVA_Transmission | ENT | TVA_Transmission | Internal | Shoulder | B14 | 900 | 2100 | 0 | 37.78 | 39.91 | 8 | 0
2015 | ENT_2_TVA_Transmission | ENT | TVA_Transmission | Internal | Shoulder | B15 | 1203 | 2100 | 0 | 36.55 | 39.26 | 8 | 0
2015 | ENT_2_TVA_Transmission | ENT | TVA_Transmission | Internal | Summer | B1 | 10 | 2100 | 230.38 | 59.38 | 67.38 | 8 | 0
2015 | ENT_2_TVA_Transmission | ENT | TVA_Transmission | Internal | Summer | B2 | 25 | 2100 | 633.34 | 57.29 | 65.29 | 8 | 0
2015 | ENT_2_TVA_Transmission | ENT | TVA_Transmission | Internal | Summer | B3 | 75 | 2100 | 0 | 56.92 | 62.94 | 8 | 0
2015 | ENT_2_TVA_Transmission | ENT | TVA_Transmission | Internal | Summer | B4 | 100 | 2100 | 257.14 | 54.94 | 62.94 | 8 | 0
2015 | ENT_2_TVA_Transmission | ENT | TVA_Transmission | Internal | Summer | B5 | 200 | 2100 | 0 | 51.84 | 51.96 | 8 | 0
2015 | ENT_2_TVA_Transmission | ENT | TVA_Transmission | Internal | Summer | B6 | 300 | 2100 | 0 | 41.96 | 43.88 | 8 | 0
2015 | ENT_2_TVA_Transmission | ENT | TVA_Transmission | Internal | Summer | B7 | 400 | 2100 | 0 | 36.89 | 39.87 | 8 | 0
2015 | ENT_2_TVA_Transmission | ENT | TVA_Transmission | Internal | Summer | B8 | 500 | 2100 | 0 | 36.89 | 38.83 | 8 | 0
2015 | ENT_2_TVA_Transmission | ENT | TVA_Transmission | Internal | Summer | B9 | 800 | 2100 | 0 | 36.63 | 38.33 | 8 | 0
2015 | ENT_2_TVA_Transmission | ENT | TVA_Transmission | Internal | Summer | B10 | 1262 | 2100 | 0 | 35.44 | 35.72 | 8 | 0
2015 | ENT_2_TVA_Transmission | ENT | TVA_Transmission | Internal | Winter | B16 | 25 | 2100 | 0 | 46.09 | 53.45 | 8 | 0
2015 | ENT_2_TVA_Transmission | ENT | TVA_Transmission | Internal | Winter | B17 | 100 | 2100 | 0 | 40.1 | 44.86 | 8 | 0
2015 | ENT_2_TVA_Transmission | ENT | TVA_Transmission | Internal | Winter | B18 | 400 | 2100 | 0 | 40.1 | 41.58 | 8 | 0
2015 | ENT_2_TVA_Transmission | ENT | TVA_Transmission | Internal | Winter | B19 | 700 | 2100 | 0 | 38.79 | 40.35 | 8 | 0
2015 | ENT_2_TVA_Transmission | ENT | TVA_Transmission | Internal | Winter | B20 | 935 | 2100 | 0 | 38.79 | 38.89 | 8 | 0
2015 | HQ_NEISO_2_NEISO | HQ_NEISO | NEISO | Internal | Shoulder | B11 | 25 | 99999 | 2920 | 36.72 | 36.73 | 0.01 | 0
2015 | HQ_NEISO_2_NEISO | HQ_NEISO | NEISO | Internal | Shoulder | B12 | 200 | 99999 | 2920 | 36.72 | 36.73 | 0.01 | 0
2015 | HQ_NEISO_2_NEISO | HQ_NEISO | NEISO | Internal | Shoulder | B13 | 600 | 99999 | 2920 | 36.72 | 36.73 | 0.01 | 0
2015 | HQ_NEISO_2_NEISO | HQ_NEISO | NEISO | Internal | Shoulder | B14 | 900 | 99999 | 2920 | 36.72 | 36.73 | 0.01 | 0
2015 | HQ_NEISO_2_NEISO | HQ_NEISO | NEISO | Internal | Shoulder | B15 | 1203 | 99999 | 1143.24 | 36.72 | 36.73 | 0.01 | 0
2015 | HQ_NEISO_2_NEISO | HQ_NEISO | NEISO | Internal | Summer | B1 | 10 | 99999 | 2920 | 76.82 | 76.83 | 0.01 | 0
2015 | HQ_NEISO_2_NEISO | HQ_NEISO | NEISO | Internal | Summer | B2 | 25 | 99999 | 2920 | 57.02 | 57.03 | 0.01 | 0
2015 | HQ_NEISO_2_NEISO | HQ_NEISO | NEISO | Internal | Summer | B3 | 75 | 99999 | 2920 | 47.8 | 47.82 | 0.01 | 0
2015 | HQ_NEISO_2_NEISO | HQ_NEISO | NEISO | Internal | Summer | B4 | 100 | 99999 | 2920 | 36.23 | 36.24 | 0.01 | 0
2015 | HQ_NEISO_2_NEISO | HQ_NEISO | NEISO | Internal | Summer | B5 | 200 | 99999 | 2920 | 34.07 | 34.08 | 0.01 | 0
2015 | HQ_NEISO_2_NEISO | HQ_NEISO | NEISO | Internal | Summer | B6 | 300 | 99999 | 2920 | 34.07 | 34.08 | 0.01 | 0
2015 | HQ_NEISO_2_NEISO | HQ_NEISO | NEISO | Internal | Summer | B7 | 400 | 99999 | 2920 | 34.07 | 34.08 | 0.01 | 0
2015 | HQ_NEISO_2_NEISO | HQ_NEISO | NEISO | Internal | Summer | B8 | 500 | 99999 | 2920 | 34.07 | 34.08 | 0.01 | 0
2015 | HQ_NEISO_2_NEISO | HQ_NEISO | NEISO | Internal | Summer | B9 | 800 | 99999 | 2920 | 34.07 | 34.08 | 0.01 | 0
2015 | HQ_NEISO_2_NEISO | HQ_NEISO | NEISO | Internal | Summer | B10 | 1262 | 99999 | 795.94 | 34.07 | 34.08 | 0.01 | 0
2015 | HQ_NEISO_2_NEISO | HQ_NEISO | NEISO | Internal | Winter | B16 | 25 | 99999 | 2920 | 44.98 | 44.99 | 0.01 | 0
2015 | HQ_NEISO_2_NEISO | HQ_NEISO | NEISO | Internal | Winter | B17 | 100 | 99999 | 2920 | 44.98 | 44.99 | 0.01 | 0
2015 | HQ_NEISO_2_NEISO | HQ_NEISO | NEISO | Internal | Winter | B18 | 400 | 99999 | 2920 | 44.98 | 44.99 | 0.01 | 0
2015 | HQ_NEISO_2_NEISO | HQ_NEISO | NEISO | Internal | Winter | B19 | 700 | 99999 | 2920 | 44.98 | 44.99 | 0.01 | 0
2015 | HQ_NEISO_2_NEISO | HQ_NEISO | NEISO | Internal | Winter | B20 | 935 | 99999 | 1233.58 | 44.98 | 44.99 | 0.01 | 0
2015 | HQ_NY_2_NYISO_A-F | HQ_NY | NYISO_A-F | Internal | Shoulder | B11 | 25 | 99999 | 1000 | 38.14 | 38.16 | 0.01 | 0
2015 | HQ_NY_2_NYISO_A-F | HQ_NY | NYISO_A-F | Internal | Shoulder | B12 | 200 | 99999 | 1000 | 38.14 | 38.16 | 0.01 | 0
2015 | HQ_NY_2_NYISO_A-F | HQ_NY | NYISO_A-F | Internal | Shoulder | B13 | 600 | 99999 | 1000 | 38.14 | 38.16 | 0.01 | 0
2015 | HQ_NY_2_NYISO_A-F | HQ_NY | NYISO_A-F | Internal | Shoulder | B14 | 900 | 99999 | 1000 | 38.14 | 38.16 | 0.01 | 0
2015 | HQ_NY_2_NYISO_A-F | HQ_NY | NYISO_A-F | Internal | Shoulder | B15 | 1203 | 99999 | 188.69 | 38.14 | 38.16 | 0.01 | 0
2015 | HQ_NY_2_NYISO_A-F | HQ_NY | NYISO_A-F | Internal | Summer | B1 | 10 | 99999 | 1000 | 57.29 | 57.3 | 0.01 | 0
2015 | HQ_NY_2_NYISO_A-F | HQ_NY | NYISO_A-F | Internal | Summer | B2 | 25 | 99999 | 1000 | 54.02 | 54.03 | 0.01 | 0
2015 | HQ_NY_2_NYISO_A-F | HQ_NY | NYISO_A-F | Internal | Summer | B3 | 75 | 99999 | 1000 | 51.36 | 51.37 | 0.01 | 0
2015 | HQ_NY_2_NYISO_A-F | HQ_NY | NYISO_A-F | Internal | Summer | B4 | 100 | 99999 | 1000 | 46.55 | 46.57 | 0.01 | 0
2015 | HQ_NY_2_NYISO_A-F | HQ_NY | NYISO_A-F | Internal | Summer | B5 | 200 | 99999 | 1000 | 42.5 | 42.51 | 0.01 | 0
2015 | HQ_NY_2_NYISO_A-F | HQ_NY | NYISO_A-F | Internal | Summer | B6 | 300 | 99999 | 1000 | 39.22 | 39.23 | 0.01 | 0
2015 | HQ_NY_2_NYISO_A-F | HQ_NY | NYISO_A-F | Internal | Summer | B7 | 400 | 99999 | 1000 | 37.73 | 37.74 | 0.01 | 0
2015 | HQ_NY_2_NYISO_A-F | HQ_NY | NYISO_A-F | Internal | Summer | B8 | 500 | 99999 | 1000 | 37.06 | 37.07 | 0.01 | 0
2015 | HQ_NY_2_NYISO_A-F | HQ_NY | NYISO_A-F | Internal | Summer | B9 | 800 | 99999 | 1000 | 36.73 | 36.75 | 0.01 | 0
2015 | HQ_NY_2_NYISO_A-F | HQ_NY | NYISO_A-F | Internal | Summer | B10 | 1262 | 99999 | 30.11 | 36.73 | 36.75 | 0.01 | 0
2015 | HQ_NY_2_NYISO_A-F | HQ_NY | NYISO_A-F | Internal | Winter | B16 | 25 | 99999 | 1000 | 43.07 | 43.08 | 0.01 | 0
2015 | HQ_NY_2_NYISO_A-F | HQ_NY | NYISO_A-F | Internal | Winter | B17 | 100 | 99999 | 1000 | 41.98 | 41.99 | 0.01 | 0
2015 | HQ_NY_2_NYISO_A-F | HQ_NY | NYISO_A-F | Internal | Winter | B18 | 400 | 99999 | 1000 | 41.98 | 41.99 | 0.01 | 0
2015 | HQ_NY_2_NYISO_A-F | HQ_NY | NYISO_A-F | Internal | Winter | B19 | 700 | 99999 | 1000 | 41.98 | 41.99 | 0.01 | 0
2015 | HQ_NY_2_NYISO_A-F | HQ_NY | NYISO_A-F | Internal | Winter | B20 | 935 | 99999 | 229.95 | 41.98 | 41.99 | 0.01 | 0
2015 | HQ_IESO_2_IESO | HQ_IESO | IESO | Internal | Shoulder | B11 | 25 | 99999 | 400 | 27.96 | 27.98 | 0.01 | 0
2015 | HQ_IESO_2_IESO | HQ_IESO | IESO | Internal | Shoulder | B12 | 200 | 99999 | 400 | 27.96 | 27.98 | 0.01 | 0
2015 | HQ_IESO_2_IESO | HQ_IESO | IESO | Internal | Shoulder | B13 | 600 | 99999 | 400 | 27.96 | 27.98 | 0.01 | 0
2015 | HQ_IESO_2_IESO | HQ_IESO | IESO | Internal | Shoulder | B14 | 900 | 99999 | 400 | 27.96 | 27.98 | 0.01 | 0
2015 | HQ_IESO_2_IESO | HQ_IESO | IESO | Internal | Shoulder | B15 | 1203 | 99999 | 75.48 | 27.96 | 27.98 | 0.01 | 0
2015 | HQ_IESO_2_IESO | HQ_IESO | IESO | Internal | Summer | B1 | 10 | 99999 | 400 | 52.35 | 52.37 | 0.01 | 0
2015 | HQ_IESO_2_IESO | HQ_IESO | IESO | Internal | Summer | B2 | 25 | 99999 | 400 | 50.28 | 50.29 | 0.01 | 0
2015 | HQ_IESO_2_IESO | HQ_IESO | IESO | Internal | Summer | B3 | 75 | 99999 | 400 | 44.36 | 44.37 | 0.01 | 0
2015 | HQ_IESO_2_IESO | HQ_IESO | IESO | Internal | Summer | B4 | 100 | 99999 | 400 | 39.55 | 39.57 | 0.01 | 0
2015 | HQ_IESO_2_IESO | HQ_IESO | IESO | Internal | Summer | B5 | 200 | 99999 | 400 | 35.5 | 35.51 | 0.01 | 0
2015 | HQ_IESO_2_IESO | HQ_IESO | IESO | Internal | Summer | B6 | 300 | 99999 | 400 | 31.46 | 31.48 | 0.01 | 0
2015 | HQ_IESO_2_IESO | HQ_IESO | IESO | Internal | Summer | B7 | 400 | 99999 | 400 | 28.02 | 28.03 | 0.01 | 0
2015 | HQ_IESO_2_IESO | HQ_IESO | IESO | Internal | Summer | B8 | 500 | 99999 | 400 | 25.71 | 25.72 | 0.01 | 0
2015 | HQ_IESO_2_IESO | HQ_IESO | IESO | Internal | Summer | B9 | 800 | 99999 | 400 | 25.71 | 25.72 | 0.01 | 0
2015 | HQ_IESO_2_IESO | HQ_IESO | IESO | Internal | Summer | B10 | 1262 | 99999 | 12.04 | 25.71 | 25.72 | 0.01 | 0
2015 | HQ_IESO_2_IESO | HQ_IESO | IESO | Internal | Winter | B16 | 25 | 99999 | 400 | 36.07 | 36.08 | 0.01 | 0
2015 | HQ_IESO_2_IESO | HQ_IESO | IESO | Internal | Winter | B17 | 100 | 99999 | 400 | 33.62 | 33.63 | 0.01 | 0
2015 | HQ_IESO_2_IESO | HQ_IESO | IESO | Internal | Winter | B18 | 400 | 99999 | 400 | 29.74 | 29.75 | 0.01 | 0
2015 | HQ_IESO_2_IESO | HQ_IESO | IESO | Internal | Winter | B19 | 700 | 99999 | 400 | 29.74 | 29.75 | 0.01 | 0
2015 | HQ_IESO_2_IESO | HQ_IESO | IESO | Internal | Winter | B20 | 935 | 99999 | 91.98 | 29.74 | 29.75 | 0.01 | 0
2015 | IESO_2_MAPP_CA | IESO | MAPP_CA | Internal | Shoulder | B11 | 25 | 262 | 262 | 27.98 | 44.9 | 7 | 9.93
2015 | IESO_2_MAPP_CA | IESO | MAPP_CA | Internal | Shoulder | B12 | 200 | 262 | 262 | 27.98 | 38.18 | 7 | 3.2
2015 | IESO_2_MAPP_CA | IESO | MAPP_CA | Internal | Shoulder | B13 | 600 | 262 | 262 | 27.98 | 35.52 | 7 | 0.55
2015 | IESO_2_MAPP_CA | IESO | MAPP_CA | Internal | Shoulder | B14 | 900 | 262 | 262 | 27.98 | 35.52 | 7 | 0.55
2015 | IESO_2_MAPP_CA | IESO | MAPP_CA | Internal | Shoulder | B15 | 1203 | 262 | 262 | 27.98 | 35.52 | 7 | 0.55
2015 | IESO_2_MAPP_CA | IESO | MAPP_CA | Internal | Summer | B1 | 10 | 262 | 0 | 52.37 | 55.73 | 7 | 0
2015 | IESO_2_MAPP_CA | IESO | MAPP_CA | Internal | Summer | B2 | 25 | 262 | 0 | 50.29 | 56.8 | 7 | 0
2015 | IESO_2_MAPP_CA | IESO | MAPP_CA | Internal | Summer | B3 | 75 | 262 | 222.36 | 44.37 | 51.37 | 7 | 0
2015 | IESO_2_MAPP_CA | IESO | MAPP_CA | Internal | Summer | B4 | 100 | 262 | 262 | 39.57 | 48.09 | 7 | 1.53
2015 | IESO_2_MAPP_CA | IESO | MAPP_CA | Internal | Summer | B5 | 200 | 262 | 262 | 35.51 | 44.74 | 7 | 2.22
2015 | IESO_2_MAPP_CA | IESO | MAPP_CA | Internal | Summer | B6 | 300 | 262 | 0 | 31.48 | 38.45 | 7 | 0
2015 | IESO_2_MAPP_CA | IESO | MAPP_CA | Internal | Summer | B7 | 400 | 262 | 34.06 | 28.03 | 35.03 | 7 | 0
2015 | IESO_2_MAPP_CA | IESO | MAPP_CA | Internal | Summer | B8 | 500 | 262 | 262 | 25.72 | 32.89 | 7 | 0.17
2015 | IESO_2_MAPP_CA | IESO | MAPP_CA | Internal | Summer | B9 | 800 | 262 | 262 | 25.72 | 32.89 | 7 | 0.17
2015 | IESO_2_MAPP_CA | IESO | MAPP_CA | Internal | Summer | B10 | 1262 | 262 | 262 | 25.72 | 32.89 | 7 | 0.17
2015 | IESO_2_MAPP_CA | IESO | MAPP_CA | Internal | Winter | B16 | 25 | 262 | 262 | 36.08 | 45.43 | 7 | 2.34
2015 | IESO_2_MAPP_CA | IESO | MAPP_CA | Internal | Winter | B17 | 100 | 262 | 0 | 33.63 | 40.6 | 7 | 0
2015 | IESO_2_MAPP_CA | IESO | MAPP_CA | Internal | Winter | B18 | 400 | 262 | 262 | 29.75 | 39.83 | 7 | 3.07
2015 | IESO_2_MAPP_CA | IESO | MAPP_CA | Internal | Winter | B19 | 700 | 262 | 262 | 29.75 | 39.83 | 7 | 3.07
2015 | IESO_2_MAPP_CA | IESO | MAPP_CA | Internal | Winter | B20 | 935 | 262 | 262 | 29.75 | 39.83 | 7 | 3.07
2015 | IESO_2_MISO_MI | IESO | MISO_MI | Internal | Shoulder | B11 | 25 | 1840 | 1840 | 27.98 | 44.9 | 7 | 9.93
2015 | IESO_2_MISO_MI | IESO | MISO_MI | Internal | Shoulder | B12 | 200 | 1840 | 1840 | 27.98 | 38.23 | 7 | 3.25
2015 | IESO_2_MISO_MI | IESO | MISO_MI | Internal | Shoulder | B13 | 600 | 1840 | 1840 | 27.98 | 35.54 | 7 | 0.56
2015 | IESO_2_MISO_MI | IESO | MISO_MI | Internal | Shoulder | B14 | 900 | 1840 | 559.85 | 27.98 | 34.98 | 7 | 0
2015 | IESO_2_MISO_MI | IESO | MISO_MI | Internal | Shoulder | B15 | 1203 | 1840 | 0 | 27.98 | 33.02 | 7 | 0
2015 | IESO_2_MISO_MI | IESO | MISO_MI | Internal | Summer | B1 | 10 | 1840 | 947.4 | 52.37 | 59.37 | 7 | 0
2015 | IESO_2_MISO_MI | IESO | MISO_MI | Internal | Summer | B2 | 25 | 1840 | 1474.6 | 50.29 | 57.29 | 7 | 0
2015 | IESO_2_MISO_MI | IESO | MISO_MI | Internal | Summer | B3 | 75 | 1840 | 1840 | 44.37 | 54.94 | 7 | 3.57
2015 | IESO_2_MISO_MI | IESO | MISO_MI | Internal | Summer | B4 | 100 | 1840 | 1840 | 39.57 | 51.97 | 7 | 5.41
2015 | IESO_2_MISO_MI | IESO | MISO_MI | Internal | Summer | B5 | 200 | 1840 | 1840 | 35.51 | 44.72 | 7 | 2.21
2015 | IESO_2_MISO_MI | IESO | MISO_MI | Internal | Summer | B6 | 300 | 1840 | 1329.74 | 31.48 | 38.48 | 7 | 0
2015 | IESO_2_MISO_MI | IESO | MISO_MI | Internal | Summer | B7 | 400 | 1840 | 1840 | 28.03 | 35.05 | 7 | 0.02
2015 | IESO_2_MISO_MI | IESO | MISO_MI | Internal | Summer | B8 | 500 | 1840 | 1840 | 25.72 | 32.93 | 7 | 0.2
2015 | IESO_2_MISO_MI | IESO | MISO_MI | Internal | Summer | B9 | 800 | 1840 | 1464.59 | 25.72 | 32.72 | 7 | 0
2015 | IESO_2_MISO_MI | IESO | MISO_MI | Internal | Summer | B10 | 1262 | 1840 | 0 | 25.72 | 32.22 | 7 | 0
2015 | IESO_2_MISO_MI | IESO | MISO_MI | Internal | Winter | B16 | 25 | 1840 | 1840 | 36.08 | 45.45 | 7 | 2.37
2015 | IESO_2_MISO_MI | IESO | MISO_MI | Internal | Winter | B17 | 100 | 1840 | 1826.39 | 33.63 | 40.63 | 7 | 0
2015 | IESO_2_MISO_MI | IESO | MISO_MI | Internal | Winter | B18 | 400 | 1840 | 1840 | 29.75 | 36.76 | 7 | 0
2015 | IESO_2_MISO_MI | IESO | MISO_MI | Internal | Winter | B19 | 700 | 1840 | 0 | 29.75 | 35.26 | 7 | 0
2015 | IESO_2_MISO_MI | IESO | MISO_MI | Internal | Winter | B20 | 935 | 1840 | 0 | 29.75 | 32.24 | 7 | 0
2015 | IESO_2_MISO_W | IESO | MISO_W | Internal | Shoulder | B11 | 25 | 140 | 140 | 27.98 | 44.92 | 7 | 9.94
2015 | IESO_2_MISO_W | IESO | MISO_W | Internal | Shoulder | B12 | 200 | 140 | 140 | 27.98 | 38.19 | 7 | 3.22
2015 | IESO_2_MISO_W | IESO | MISO_W | Internal | Shoulder | B13 | 600 | 140 | 140 | 27.98 | 35.54 | 7 | 0.56
2015 | IESO_2_MISO_W | IESO | MISO_W | Internal | Shoulder | B14 | 900 | 140 | 0 | 27.98 | 34.34 | 7 | 0
2015 | IESO_2_MISO_W | IESO | MISO_W | Internal | Shoulder | B15 | 1203 | 140 | 0 | 27.98 | 33.07 | 7 | 0
2015 | IESO_2_MISO_W | IESO | MISO_W | Internal | Summer | B1 | 10 | 140 | 45.27 | 52.37 | 59.37 | 7 | 0
2015 | IESO_2_MISO_W | IESO | MISO_W | Internal | Summer | B2 | 25 | 140 | 0 | 50.29 | 57.28 | 7 | 0
2015 | IESO_2_MISO_W | IESO | MISO_W | Internal | Summer | B3 | 75 | 140 | 140 | 44.37 | 55.69 | 7 | 4.32
2015 | IESO_2_MISO_W | IESO | MISO_W | Internal | Summer | B4 | 100 | 140 | 140 | 39.57 | 55.69 | 7 | 9.12
2015 | IESO_2_MISO_W | IESO | MISO_W | Internal | Summer | B5 | 200 | 140 | 140 | 35.51 | 44.75 | 7 | 2.23
2015 | IESO_2_MISO_W | IESO | MISO_W | Internal | Summer | B6 | 300 | 140 | 0 | 31.48 | 38.46 | 7 | 0
2015 | IESO_2_MISO_W | IESO | MISO_W | Internal | Summer | B7 | 400 | 140 | 140 | 28.03 | 35.04 | 7 | 0.01
2015 | IESO_2_MISO_W | IESO | MISO_W | Internal | Summer | B8 | 500 | 140 | 140 | 25.72 | 32.9 | 7 | 0.18
2015 | IESO_2_MISO_W | IESO | MISO_W | Internal | Summer | B9 | 800 | 140 | 45.23 | 25.72 | 32.72 | 7 | 0
2015 | IESO_2_MISO_W | IESO | MISO_W | Internal | Summer | B10 | 1262 | 140 | 0 | 25.72 | 29.68 | 7 | 0
2015 | IESO_2_MISO_W | IESO | MISO_W | Internal | Winter | B16 | 25 | 140 | 140 | 36.08 | 45.44 | 7 | 2.36
2015 | IESO_2_MISO_W | IESO | MISO_W | Internal | Winter | B17 | 100 | 140 | 0 | 33.63 | 40.6 | 7 | 0
2015 | IESO_2_MISO_W | IESO | MISO_W | Internal | Winter | B18 | 400 | 140 | 136.63 | 29.75 | 36.75 | 7 | 0
2015 | IESO_2_MISO_W | IESO | MISO_W | Internal | Winter | B19 | 700 | 140 | 0 | 29.75 | 35.34 | 7 | 0
2015 | IESO_2_MISO_W | IESO | MISO_W | Internal | Winter | B20 | 935 | 140 | 0 | 29.75 | 31.76 | 7 | 0
2015 | IESO_2_NYISO_A-F | IESO | NYISO_A-F | Internal | Shoulder | B11 | 25 | 1725 | 1725 | 27.98 | 38.16 | 7 | 3.18
2015 | IESO_2_NYISO_A-F | IESO | NYISO_A-F | Internal | Shoulder | B12 | 200 | 1725 | 1725 | 27.98 | 38.16 | 7 | 3.18
2015 | IESO_2_NYISO_A-F | IESO | NYISO_A-F | Internal | Shoulder | B13 | 600 | 1725 | 1725 | 27.98 | 38.16 | 7 | 3.18
2015 | IESO_2_NYISO_A-F | IESO | NYISO_A-F | Internal | Shoulder | B14 | 900 | 1725 | 1725 | 27.98 | 38.16 | 7 | 3.18
2015 | IESO_2_NYISO_A-F | IESO | NYISO_A-F | Internal | Shoulder | B15 | 1203 | 1725 | 1725 | 27.98 | 38.16 | 7 | 3.18
2015 | IESO_2_NYISO_A-F | IESO | NYISO_A-F | Internal | Summer | B1 | 10 | 1725 | 0 | 52.37 | 57.3 | 7 | 0
2015 | IESO_2_NYISO_A-F | IESO | NYISO_A-F | Internal | Summer | B2 | 25 | 1725 | 0 | 50.29 | 54.03 | 7 | 0
2015 | IESO_2_NYISO_A-F | IESO | NYISO_A-F | Internal | Summer | B3 | 75 | 1725 | 228.71 | 44.37 | 51.37 | 7 | 0
2015 | IESO_2_NYISO_A-F | IESO | NYISO_A-F | Internal | Summer | B4 | 100 | 1725 | 1003.18 | 39.57 | 46.57 | 7 | 0
2015 | IESO_2_NYISO_A-F | IESO | NYISO_A-F | Internal | Summer | B5 | 200 | 1725 | 905.34 | 35.51 | 42.51 | 7 | 0
2015 | IESO_2_NYISO_A-F | IESO | NYISO_A-F | Internal | Summer | B6 | 300 | 1725 | 1725 | 31.48 | 39.23 | 7 | 0.76
2015 | IESO_2_NYISO_A-F | IESO | NYISO_A-F | Internal | Summer | B7 | 400 | 1725 | 1725 | 28.03 | 37.74 | 7 | 2.72
2015 | IESO_2_NYISO_A-F | IESO | NYISO_A-F | Internal | Summer | B8 | 500 | 1725 | 1725 | 25.72 | 37.07 | 7 | 4.35
2015 | IESO_2_NYISO_A-F | IESO | NYISO_A-F | Internal | Summer | B9 | 800 | 1725 | 1725 | 25.72 | 36.75 | 7 | 4.02
2015 | IESO_2_NYISO_A-F | IESO | NYISO_A-F | Internal | Summer | B10 | 1262 | 1725 | 1725 | 25.72 | 36.75 | 7 | 4.02
2015 | IESO_2_NYISO_A-F | IESO | NYISO_A-F | Internal | Winter | B16 | 25 | 1725 | 868.07 | 36.08 | 43.08 | 7 | 0
2015 | IESO_2_NYISO_A-F | IESO | NYISO_A-F | Internal | Winter | B17 | 100 | 1725 | 1725 | 33.63 | 41.99 | 7 | 1.37
2015 | IESO_2_NYISO_A-F | IESO | NYISO_A-F | Internal | Winter | B18 | 400 | 1725 | 1725 | 29.75 | 41.99 | 7 | 5.24
2015 | IESO_2_NYISO_A-F | IESO | NYISO_A-F | Internal | Winter | B19 | 700 | 1725 | 1725 | 29.75 | 41.99 | 7 | 5.24
2015 | IESO_2_NYISO_A-F | IESO | NYISO_A-F | Internal | Winter | B20 | 935 | 1725 | 1725 | 29.75 | 41.99 | 7 | 5.24
2015 | MAPP_CA_2_IESO | MAPP_CA | IESO | Internal | Shoulder | B11 | 25 | 330 | 0 | 44.9 | 27.98 | 8 | 0
2015 | MAPP_CA_2_IESO | MAPP_CA | IESO | Internal | Shoulder | B12 | 200 | 330 | 0 | 38.18 | 27.98 | 8 | 0
2015 | MAPP_CA_2_IESO | MAPP_CA | IESO | Internal | Shoulder | B13 | 600 | 330 | 0 | 35.52 | 27.98 | 8 | 0
2015 | MAPP_CA_2_IESO | MAPP_CA | IESO | Internal | Shoulder | B14 | 900 | 330 | 0 | 35.52 | 27.98 | 8 | 0
2015 | MAPP_CA_2_IESO | MAPP_CA | IESO | Internal | Shoulder | B15 | 1203 | 330 | 0 | 35.52 | 27.98 | 8 | 0
2015 | MAPP_CA_2_IESO | MAPP_CA | IESO | Internal | Summer | B1 | 10 | 330 | 0 | 55.73 | 52.37 | 8 | 0
2015 | MAPP_CA_2_IESO | MAPP_CA | IESO | Internal | Summer | B2 | 25 | 330 | 0 | 56.8 | 50.29 | 8 | 0
2015 | MAPP_CA_2_IESO | MAPP_CA | IESO | Internal | Summer | B3 | 75 | 330 | 0 | 51.37 | 44.37 | 8 | 0
2015 | MAPP_CA_2_IESO | MAPP_CA | IESO | Internal | Summer | B4 | 100 | 330 | 0 | 48.09 | 39.57 | 8 | 0
2015 | MAPP_CA_2_IESO | MAPP_CA | IESO | Internal | Summer | B5 | 200 | 330 | 0 | 44.74 | 35.51 | 8 | 0
2015 | MAPP_CA_2_IESO | MAPP_CA | IESO | Internal | Summer | B6 | 300 | 330 | 0 | 38.45 | 31.48 | 8 | 0
2015 | MAPP_CA_2_IESO | MAPP_CA | IESO | Internal | Summer | B7 | 400 | 330 | 0 | 35.03 | 28.03 | 8 | 0
2015 | MAPP_CA_2_IESO | MAPP_CA | IESO | Internal | Summer | B8 | 500 | 330 | 0 | 32.89 | 25.72 | 8 | 0
2015 | MAPP_CA_2_IESO | MAPP_CA | IESO | Internal | Summer | B9 | 800 | 330 | 0 | 32.89 | 25.72 | 8 | 0
2015 | MAPP_CA_2_IESO | MAPP_CA | IESO | Internal | Summer | B10 | 1262 | 330 | 0 | 32.89 | 25.72 | 8 | 0
2015 | MAPP_CA_2_IESO | MAPP_CA | IESO | Internal | Winter | B16 | 25 | 330 | 0 | 45.43 | 36.08 | 8 | 0
2015 | MAPP_CA_2_IESO | MAPP_CA | IESO | Internal | Winter | B17 | 100 | 330 | 0 | 40.6 | 33.63 | 8 | 0
2015 | MAPP_CA_2_IESO | MAPP_CA | IESO | Internal | Winter | B18 | 400 | 330 | 0 | 39.83 | 29.75 | 8 | 0
2015 | MAPP_CA_2_IESO | MAPP_CA | IESO | Internal | Winter | B19 | 700 | 330 | 0 | 39.83 | 29.75 | 8 | 0
2015 | MAPP_CA_2_IESO | MAPP_CA | IESO | Internal | Winter | B20 | 935 | 330 | 0 | 39.83 | 29.75 | 8 | 0
2015 | MAPP_CA_2_MAPP_US | MAPP_CA | MAPP_US | Internal | Shoulder | B11 | 25 | 372 | 0 | 44.9 | 37.92 | 7 | 0
2015 | MAPP_CA_2_MAPP_US | MAPP_CA | MAPP_US | Internal | Shoulder | B12 | 200 | 372 | 0 | 38.18 | 31.19 | 7 | 0
2015 | MAPP_CA_2_MAPP_US | MAPP_CA | MAPP_US | Internal | Shoulder | B13 | 600 | 372 | 0 | 35.52 | 28.54 | 7 | 0
2015 | MAPP_CA_2_MAPP_US | MAPP_CA | MAPP_US | Internal | Shoulder | B14 | 900 | 372 | 0 | 35.52 | 28.54 | 7 | 0
2015 | MAPP_CA_2_MAPP_US | MAPP_CA | MAPP_US | Internal | Shoulder | B15 | 1203 | 372 | 0 | 35.52 | 28.16 | 7 | 0
2015 | MAPP_CA_2_MAPP_US | MAPP_CA | MAPP_US | Internal | Summer | B1 | 10 | 372 | 0 | 55.73 | 52.37 | 7 | 0
2015 | MAPP_CA_2_MAPP_US | MAPP_CA | MAPP_US | Internal | Summer | B2 | 25 | 372 | 0 | 56.8 | 50.36 | 7 | 0
2015 | MAPP_CA_2_MAPP_US | MAPP_CA | MAPP_US | Internal | Summer | B3 | 75 | 372 | 0 | 51.37 | 50.36 | 7 | 0
2015 | MAPP_CA_2_MAPP_US | MAPP_CA | MAPP_US | Internal | Summer | B4 | 100 | 372 | 0 | 48.09 | 49.95 | 7 | 0
2015 | MAPP_CA_2_MAPP_US | MAPP_CA | MAPP_US | Internal | Summer | B5 | 200 | 372 | 0 | 44.74 | 44.74 | 7 | 0
2015 | MAPP_CA_2_MAPP_US | MAPP_CA | MAPP_US | Internal | Summer | B6 | 300 | 372 | 0 | 38.45 | 31.46 | 7 | 0
2015 | MAPP_CA_2_MAPP_US | MAPP_CA | MAPP_US | Internal | Summer | B7 | 400 | 372 | 0 | 35.03 | 28.04 | 7 | 0
2015 | MAPP_CA_2_MAPP_US | MAPP_CA | MAPP_US | Internal | Summer | B8 | 500 | 372 | 0 | 32.89 | 25.9 | 7 | 0
2015 | MAPP_CA_2_MAPP_US | MAPP_CA | MAPP_US | Internal | Summer | B9 | 800 | 372 | 0 | 32.89 | 25.72 | 7 | 0
2015 | MAPP_CA_2_MAPP_US | MAPP_CA | MAPP_US | Internal | Summer | B10 | 1262 | 372 | 0 | 32.89 | 24.96 | 7 | 0
2015 | MAPP_CA_2_MAPP_US | MAPP_CA | MAPP_US | Internal | Winter | B16 | 25 | 372 | 0 | 45.43 | 38.44 | 7 | 0
2015 | MAPP_CA_2_MAPP_US | MAPP_CA | MAPP_US | Internal | Winter | B17 | 100 | 372 | 0 | 40.6 | 33.6 | 7 | 0
2015 | MAPP_CA_2_MAPP_US | MAPP_CA | MAPP_US | Internal | Winter | B18 | 400 | 372 | 0 | 39.83 | 31.15 | 7 | 0
2015 | MAPP_CA_2_MAPP_US | MAPP_CA | MAPP_US | Internal | Winter | B19 | 700 | 372 | 0 | 39.83 | 31.15 | 7 | 0
2015 | MAPP_CA_2_MAPP_US | MAPP_CA | MAPP_US | Internal | Winter | B20 | 935 | 372 | 0 | 39.83 | 25.08 | 7 | 0
2015 | MAPP_CA_2_MISO_W | MAPP_CA | MISO_W | Internal | Shoulder | B11 | 25 | 1970 | 1424.45 | 44.9 | 44.92 | 0.01 | 0
2015 | MAPP_CA_2_MISO_W | MAPP_CA | MISO_W | Internal | Shoulder | B12 | 200 | 1970 | 1043.91 | 38.18 | 38.19 | 0.01 | 0
2015 | MAPP_CA_2_MISO_W | MAPP_CA | MISO_W | Internal | Shoulder | B13 | 600 | 1970 | 414.36 | 35.52 | 35.54 | 0.01 | 0
2015 | MAPP_CA_2_MISO_W | MAPP_CA | MISO_W | Internal | Shoulder | B14 | 900 | 1970 | 0 | 35.52 | 34.34 | 0.01 | 0
2015 | MAPP_CA_2_MISO_W | MAPP_CA | MISO_W | Internal | Shoulder | B15 | 1203 | 1970 | 0 | 35.52 | 33.07 | 0.01 | 0
2015 | MAPP_CA_2_MISO_W | MAPP_CA | MISO_W | Internal | Summer | B1 | 10 | 1970 | 1970 | 55.73 | 59.37 | 0.01 | 3.62
2015 | MAPP_CA_2_MISO_W | MAPP_CA | MISO_W | Internal | Summer | B2 | 25 | 1970 | 1970 | 56.8 | 57.28 | 0.01 | 0.47
2015 | MAPP_CA_2_MISO_W | MAPP_CA | MISO_W | Internal | Summer | B3 | 75 | 1970 | 1970 | 51.37 | 55.69 | 0.01 | 4.31
2015 | MAPP_CA_2_MISO_W | MAPP_CA | MISO_W | Internal | Summer | B4 | 100 | 1970 | 1970 | 48.09 | 55.69 | 0.01 | 7.58
2015 | MAPP_CA_2_MISO_W | MAPP_CA | MISO_W | Internal | Summer | B5 | 200 | 1970 | 1018.73 | 44.74 | 44.75 | 0.01 | 0
2015 | MAPP_CA_2_MISO_W | MAPP_CA | MISO_W | Internal | Summer | B6 | 300 | 1970 | 875.06 | 38.45 | 38.46 | 0.01 | 0
2015 | MAPP_CA_2_MISO_W | MAPP_CA | MISO_W | Internal | Summer | B7 | 400 | 1970 | 629.84 | 35.03 | 35.04 | 0.01 | 0
2015 | MAPP_CA_2_MISO_W | MAPP_CA | MISO_W | Internal | Summer | B8 | 500 | 1970 | 1039.17 | 32.89 | 32.9 | 0.01 | 0
2015 | MAPP_CA_2_MISO_W | MAPP_CA | MISO_W | Internal | Summer | B9 | 800 | 1970 | 0 | 32.89 | 32.72 | 0.01 | 0
2015 | MAPP_CA_2_MISO_W | MAPP_CA | MISO_W | Internal | Summer | B10 | 1262 | 1970 | 0 | 32.89 | 29.68 | 0.01 | 0
2015 | MAPP_CA_2_MISO_W | MAPP_CA | MISO_W | Internal | Winter | B16 | 25 | 1970 | 368.58 | 45.43 | 45.44 | 0.01 | 0
2015 | MAPP_CA_2_MISO_W | MAPP_CA | MISO_W | Internal | Winter | B17 | 100 | 1970 | 0 | 40.6 | 40.6 | 0.01 | 0
2015 | MAPP_CA_2_MISO_W | MAPP_CA | MISO_W | Internal | Winter | B18 | 400 | 1970 | 0 | 39.83 | 36.75 | 0.01 | 0
2015 | MAPP_CA_2_MISO_W | MAPP_CA | MISO_W | Internal | Winter | B19 | 700 | 1970 | 0 | 39.83 | 35.34 | 0.01 | 0
2015 | MAPP_CA_2_MISO_W | MAPP_CA | MISO_W | Internal | Winter | B20 | 935 | 1970 | 0 | 39.83 | 31.76 | 0.01 | 0
2015 | MAPP_US_2_MAPP_CA | MAPP_US | MAPP_CA | Internal | Shoulder | B11 | 25 | 165 | 0 | 37.92 | 44.9 | 7 | 0
2015 | MAPP_US_2_MAPP_CA | MAPP_US | MAPP_CA | Internal | Shoulder | B12 | 200 | 165 | 0 | 31.19 | 38.18 | 7 | 0
2015 | MAPP_US_2_MAPP_CA | MAPP_US | MAPP_CA | Internal | Shoulder | B13 | 600 | 165 | 0 | 28.54 | 35.52 | 7 | 0
2015 | MAPP_US_2_MAPP_CA | MAPP_US | MAPP_CA | Internal | Shoulder | B14 | 900 | 165 | 0 | 28.54 | 35.52 | 7 | 0
2015 | MAPP_US_2_MAPP_CA | MAPP_US | MAPP_CA | Internal | Shoulder | B15 | 1203 | 165 | 165 | 28.16 | 35.52 | 7 | 0.36
2015 | MAPP_US_2_MAPP_CA | MAPP_US | MAPP_CA | Internal | Summer | B1 | 10 | 165 | 0 | 52.37 | 55.73 | 7 | 0
2015 | MAPP_US_2_MAPP_CA | MAPP_US | MAPP_CA | Internal | Summer | B2 | 25 | 165 | 0 | 50.36 | 56.8 | 7 | 0
2015 | MAPP_US_2_MAPP_CA | MAPP_US | MAPP_CA | Internal | Summer | B3 | 75 | 165 | 0 | 50.36 | 51.37 | 7 | 0
2015 | MAPP_US_2_MAPP_CA | MAPP_US | MAPP_CA | Internal | Summer | B4 | 100 | 165 | 0 | 49.95 | 48.09 | 7 | 0
2015 | MAPP_US_2_MAPP_CA | MAPP_US | MAPP_CA | Internal | Summer | B5 | 200 | 165 | 0 | 44.74 | 44.74 | 7 | 0
2015 | MAPP_US_2_MAPP_CA | MAPP_US | MAPP_CA | Internal | Summer | B6 | 300 | 165 | 0 | 31.46 | 38.45 | 7 | 0
2015 | MAPP_US_2_MAPP_CA | MAPP_US | MAPP_CA | Internal | Summer | B7 | 400 | 165 | 0 | 28.04 | 35.03 | 7 | 0
2015 | MAPP_US_2_MAPP_CA | MAPP_US | MAPP_CA | Internal | Summer | B8 | 500 | 165 | 0 | 25.9 | 32.89 | 7 | 0
2015 | MAPP_US_2_MAPP_CA | MAPP_US | MAPP_CA | Internal | Summer | B9 | 800 | 165 | 165 | 25.72 | 32.89 | 7 | 0.17
2015 | MAPP_US_2_MAPP_CA | MAPP_US | MAPP_CA | Internal | Summer | B10 | 1262 | 165 | 165 | 24.96 | 32.89 | 7 | 0.94
2015 | MAPP_US_2_MAPP_CA | MAPP_US | MAPP_CA | Internal | Winter | B16 | 25 | 165 | 0 | 38.44 | 45.43 | 7 | 0
2015 | MAPP_US_2_MAPP_CA | MAPP_US | MAPP_CA | Internal | Winter | B17 | 100 | 165 | 3.46 | 33.6 | 40.6 | 7 | 0
2015 | MAPP_US_2_MAPP_CA | MAPP_US | MAPP_CA | Internal | Winter | B18 | 400 | 165 | 165 | 31.15 | 39.83 | 7 | 1.67
2015 | MAPP_US_2_MAPP_CA | MAPP_US | MAPP_CA | Internal | Winter | B19 | 700 | 165 | 165 | 31.15 | 39.83 | 7 | 1.67
2015 | MAPP_US_2_MAPP_CA | MAPP_US | MAPP_CA | Internal | Winter | B20 | 935 | 165 | 165 | 25.08 | 39.83 | 7 | 7.75
2015 | MAPP_US_2_MISO_W | MAPP_US | MISO_W | Internal | Shoulder | B11 | 25 | 2635 | 698.39 | 37.92 | 44.92 | 7 | 0
2015 | MAPP_US_2_MISO_W | MAPP_US | MISO_W | Internal | Shoulder | B12 | 200 | 2635 | 1408.26 | 31.19 | 38.19 | 7 | 0
2015 | MAPP_US_2_MISO_W | MAPP_US | MISO_W | Internal | Shoulder | B13 | 600 | 2635 | 359.48 | 28.54 | 35.54 | 7 | 0
2015 | MAPP_US_2_MISO_W | MAPP_US | MISO_W | Internal | Shoulder | B14 | 900 | 2635 | 0 | 28.54 | 34.34 | 7 | 0
2015 | MAPP_US_2_MISO_W | MAPP_US | MISO_W | Internal | Shoulder | B15 | 1203 | 2635 | 0 | 28.16 | 33.07 | 7 | 0
2015 | MAPP_US_2_MISO_W | MAPP_US | MISO_W | Internal | Summer | B1 | 10 | 2635 | 1225.47 | 52.37 | 59.37 | 7 | 0
2015 | MAPP_US_2_MISO_W | MAPP_US | MISO_W | Internal | Summer | B2 | 25 | 2635 | 0 | 50.36 | 57.28 | 7 | 0
2015 | MAPP_US_2_MISO_W | MAPP_US | MISO_W | Internal | Summer | B3 | 75 | 2635 | 0 | 50.36 | 55.69 | 7 | 0
2015 | MAPP_US_2_MISO_W | MAPP_US | MISO_W | Internal | Summer | B4 | 100 | 2635 | 0 | 49.95 | 55.69 | 7 | 0
2015 | MAPP_US_2_MISO_W | MAPP_US | MISO_W | Internal | Summer | B5 | 200 | 2635 | 0 | 44.74 | 44.75 | 7 | 0
2015 | MAPP_US_2_MISO_W | MAPP_US | MISO_W | Internal | Summer | B6 | 300 | 2635 | 159.59 | 31.46 | 38.46 | 7 | 0
2015 | MAPP_US_2_MISO_W | MAPP_US | MISO_W | Internal | Summer | B7 | 400 | 2635 | 205.99 | 28.04 | 35.04 | 7 | 0
2015 | MAPP_US_2_MISO_W | MAPP_US | MISO_W | Internal | Summer | B8 | 500 | 2635 | 710.8 | 25.9 | 32.9 | 7 | 0
2015 | MAPP_US_2_MISO_W | MAPP_US | MISO_W | Internal | Summer | B9 | 800 | 2635 | 22.42 | 25.72 | 32.72 | 7 | 0
2015 | MAPP_US_2_MISO_W | MAPP_US | MISO_W | Internal | Summer | B10 | 1262 | 2635 | 0 | 24.96 | 29.68 | 7 | 0
2015 | MAPP_US_2_MISO_W | MAPP_US | MISO_W | Internal | Winter | B16 | 25 | 2635 | 1481.21 | 38.44 | 45.44 | 7 | 0
2015 | MAPP_US_2_MISO_W | MAPP_US | MISO_W | Internal | Winter | B17 | 100 | 2635 | 1244.49 | 33.6 | 40.6 | 7 | 0
2015 | MAPP_US_2_MISO_W | MAPP_US | MISO_W | Internal | Winter | B18 | 400 | 2635 | 0 | 31.15 | 36.75 | 7 | 0
2015 | MAPP_US_2_MISO_W | MAPP_US | MISO_W | Internal | Winter | B19 | 700 | 2635 | 0 | 31.15 | 35.34 | 7 | 0
2015 | MAPP_US_2_MISO_W | MAPP_US | MISO_W | Internal | Winter | B20 | 935 | 2635 | 0 | 25.08 | 31.76 | 7 | 0
2015 | MAPP_US_2_NE | MAPP_US | NE | Internal | Shoulder | B11 | 25 | 2000 | 835.83 | 37.92 | 44.92 | 7 | 0
2015 | MAPP_US_2_NE | MAPP_US | NE | Internal | Shoulder | B12 | 200 | 2000 | 0 | 31.19 | 36.33 | 7 | 0
2015 | MAPP_US_2_NE | MAPP_US | NE | Internal | Shoulder | B13 | 600 | 2000 | 672.54 | 28.54 | 35.54 | 7 | 0
2015 | MAPP_US_2_NE | MAPP_US | NE | Internal | Shoulder | B14 | 900 | 2000 | 428.04 | 28.54 | 35.54 | 7 | 0
2015 | MAPP_US_2_NE | MAPP_US | NE | Internal | Shoulder | B15 | 1203 | 2000 | 79.31 | 28.16 | 35.16 | 7 | 0
2015 | MAPP_US_2_NE | MAPP_US | NE | Internal | Summer | B1 | 10 | 2000 | 0 | 52.37 | 58.75 | 7 | 0
2015 | MAPP_US_2_NE | MAPP_US | NE | Internal | Summer | B2 | 25 | 2000 | 1037.69 | 50.36 | 57.36 | 7 | 0
2015 | MAPP_US_2_NE | MAPP_US | NE | Internal | Summer | B3 | 75 | 2000 | 1006.78 | 50.36 | 57.36 | 7 | 0
2015 | MAPP_US_2_NE | MAPP_US | NE | Internal | Summer | B4 | 100 | 2000 | 1054.06 | 49.95 | 56.95 | 7 | 0
2015 | MAPP_US_2_NE | MAPP_US | NE | Internal | Summer | B5 | 200 | 2000 | 1020.98 | 44.74 | 51.74 | 7 | 0
2015 | MAPP_US_2_NE | MAPP_US | NE | Internal | Summer | B6 | 300 | 2000 | 1045.18 | 31.46 | 38.46 | 7 | 0
2015 | MAPP_US_2_NE | MAPP_US | NE | Internal | Summer | B7 | 400 | 2000 | 1164.19 | 28.04 | 35.04 | 7 | 0
2015 | MAPP_US_2_NE | MAPP_US | NE | Internal | Summer | B8 | 500 | 2000 | 794.41 | 25.9 | 32.9 | 7 | 0
2015 | MAPP_US_2_NE | MAPP_US | NE | Internal | Summer | B9 | 800 | 2000 | 564.62 | 25.72 | 32.72 | 7 | 0
2015 | MAPP_US_2_NE | MAPP_US | NE | Internal | Summer | B10 | 1262 | 2000 | 0 | 24.96 | 31.59 | 7 | 0
2015 | MAPP_US_2_NE | MAPP_US | NE | Internal | Winter | B16 | 25 | 2000 | 0 | 38.44 | 41.07 | 7 | 0
2015 | MAPP_US_2_NE | MAPP_US | NE | Internal | Winter | B17 | 100 | 2000 | 0 | 33.6 | 38.71 | 7 | 0
2015 | MAPP_US_2_NE | MAPP_US | NE | Internal | Winter | B18 | 400 | 2000 | 544.01 | 31.15 | 38.15 | 7 | 0
2015 | MAPP_US_2_NE | MAPP_US | NE | Internal | Winter | B19 | 700 | 2000 | 349.59 | 31.15 | 38.15 | 7 | 0
2015 | MAPP_US_2_NE | MAPP_US | NE | Internal | Winter | B20 | 935 | 2000 | 0 | 25.08 | 31.93 | 7 | 0
2015 | MARITIMES_2_NEISO | MARITIMES | NEISO | Internal | Shoulder | B11 | 25 | 99999 | 1400 | 36.72 | 36.73 | 0.01 | 0
2015 | MARITIMES_2_NEISO | MARITIMES | NEISO | Internal | Shoulder | B12 | 200 | 99999 | 1400 | 36.72 | 36.73 | 0.01 | 0
2015 | MARITIMES_2_NEISO | MARITIMES | NEISO | Internal | Shoulder | B13 | 600 | 99999 | 1400 | 36.72 | 36.73 | 0.01 | 0
2015 | MARITIMES_2_NEISO | MARITIMES | NEISO | Internal | Shoulder | B14 | 900 | 99999 | 1400 | 36.72 | 36.73 | 0.01 | 0
2015 | MARITIMES_2_NEISO | MARITIMES | NEISO | Internal | Shoulder | B15 | 1203 | 99999 | 426.43 | 36.72 | 36.73 | 0.01 | 0
2015 | MARITIMES_2_NEISO | MARITIMES | NEISO | Internal | Summer | B1 | 10 | 99999 | 1400 | 76.82 | 76.83 | 0.01 | 0
2015 | MARITIMES_2_NEISO | MARITIMES | NEISO | Internal | Summer | B2 | 25 | 99999 | 1400 | 57.02 | 57.03 | 0.01 | 0
2015 | MARITIMES_2_NEISO | MARITIMES | NEISO | Internal | Summer | B3 | 75 | 99999 | 1400 | 47.8 | 47.82 | 0.01 | 0
2015 | MARITIMES_2_NEISO | MARITIMES | NEISO | Internal | Summer | B4 | 100 | 99999 | 1400 | 36.23 | 36.24 | 0.01 | 0
2015 | MARITIMES_2_NEISO | MARITIMES | NEISO | Internal | Summer | B5 | 200 | 99999 | 1400 | 34.07 | 34.08 | 0.01 | 0
2015 | MARITIMES_2_NEISO | MARITIMES | NEISO | Internal | Summer | B6 | 300 | 99999 | 1400 | 34.07 | 34.08 | 0.01 | 0
2015 | MARITIMES_2_NEISO | MARITIMES | NEISO | Internal | Summer | B7 | 400 | 99999 | 1400 | 34.07 | 34.08 | 0.01 | 0
2015 | MARITIMES_2_NEISO | MARITIMES | NEISO | Internal | Summer | B8 | 500 | 99999 | 1400 | 34.07 | 34.08 | 0.01 | 0
2015 | MARITIMES_2_NEISO | MARITIMES | NEISO | Internal | Summer | B9 | 800 | 99999 | 1400 | 34.07 | 34.08 | 0.01 | 0
2015 | MARITIMES_2_NEISO | MARITIMES | NEISO | Internal | Summer | B10 | 1262 | 99999 | 236.13 | 34.07 | 34.08 | 0.01 | 0
2015 | MARITIMES_2_NEISO | MARITIMES | NEISO | Internal | Winter | B16 | 25 | 99999 | 1400 | 44.98 | 44.99 | 0.01 | 0
2015 | MARITIMES_2_NEISO | MARITIMES | NEISO | Internal | Winter | B17 | 100 | 99999 | 1400 | 44.98 | 44.99 | 0.01 | 0
2015 | MARITIMES_2_NEISO | MARITIMES | NEISO | Internal | Winter | B18 | 400 | 99999 | 1400 | 44.98 | 44.99 | 0.01 | 0
2015 | MARITIMES_2_NEISO | MARITIMES | NEISO | Internal | Winter | B19 | 700 | 99999 | 1400 | 44.98 | 44.99 | 0.01 | 0
2015 | MARITIMES_2_NEISO | MARITIMES | NEISO | Internal | Winter | B20 | 935 | 99999 | 475.94 | 44.98 | 44.99 | 0.01 | 0
2015 | MISO_IN_2_MISO_MI | MISO_IN | MISO_MI | Internal | Shoulder | B11 | 25 | 5000 | 0 | 44.92 | 44.9 | 0.01 | 0
2015 | MISO_IN_2_MISO_MI | MISO_IN | MISO_MI | Internal | Shoulder | B12 | 200 | 5000 | 223.46 | 38.22 | 38.23 | 0.01 | 0
2015 | MISO_IN_2_MISO_MI | MISO_IN | MISO_MI | Internal | Shoulder | B13 | 600 | 5000 | 0 | 35.54 | 35.54 | 0.01 | 0
2015 | MISO_IN_2_MISO_MI | MISO_IN | MISO_MI | Internal | Shoulder | B14 | 900 | 5000 | 1406.34 | 34.96 | 34.98 | 0.01 | 0
2015 | MISO_IN_2_MISO_MI | MISO_IN | MISO_MI | Internal | Shoulder | B15 | 1203 | 5000 | 1531.62 | 33.01 | 33.02 | 0.01 | 0
2015 | MISO_IN_2_MISO_MI | MISO_IN | MISO_MI | Internal | Summer | B1 | 10 | 5000 | 0 | 59.38 | 59.37 | 0.01 | 0
2015 | MISO_IN_2_MISO_MI | MISO_IN | MISO_MI | Internal | Summer | B2 | 25 | 5000 | 0 | 57.3 | 57.29 | 0.01 | 0
2015 | MISO_IN_2_MISO_MI | MISO_IN | MISO_MI | Internal | Summer | B3 | 75 | 5000 | 0 | 55.67 | 54.94 | 0.01 | 0
2015 | MISO_IN_2_MISO_MI | MISO_IN | MISO_MI | Internal | Summer | B4 | 100 | 5000 | 0 | 54.94 | 51.97 | 0.01 | 0
2015 | MISO_IN_2_MISO_MI | MISO_IN | MISO_MI | Internal | Summer | B5 | 200 | 5000 | 0 | 44.74 | 44.72 | 0.01 | 0
2015 | MISO_IN_2_MISO_MI | MISO_IN | MISO_MI | Internal | Summer | B6 | 300 | 5000 | 337.17 | 38.46 | 38.48 | 0.01 | 0
2015 | MISO_IN_2_MISO_MI | MISO_IN | MISO_MI | Internal | Summer | B7 | 400 | 5000 | 0 | 35.05 | 35.05 | 0.01 | 0
2015 | MISO_IN_2_MISO_MI | MISO_IN | MISO_MI | Internal | Summer | B8 | 500 | 5000 | 885.05 | 32.92 | 32.93 | 0.01 | 0
2015 | MISO_IN_2_MISO_MI | MISO_IN | MISO_MI | Internal | Summer | B9 | 800 | 5000 | 506.44 | 32.71 | 32.72 | 0.01 | 0
2015 | MISO_IN_2_MISO_MI | MISO_IN | MISO_MI | Internal | Summer | B10 | 1262 | 5000 | 2951.6 | 32.21 | 32.22 | 0.01 | 0
2015 | MISO_IN_2_MISO_MI | MISO_IN | MISO_MI | Internal | Winter | B16 | 25 | 5000 | 0 | 45.46 | 45.45 | 0.01 | 0
2015 | MISO_IN_2_MISO_MI | MISO_IN | MISO_MI | Internal | Winter | B17 | 100 | 5000 | 0 | 40.63 | 40.63 | 0.01 | 0
2015 | MISO_IN_2_MISO_MI | MISO_IN | MISO_MI | Internal | Winter | B18 | 400 | 5000 | 0 | 36.75 | 36.76 | 0.01 | 0
2015 | MISO_IN_2_MISO_MI | MISO_IN | MISO_MI | Internal | Winter | B19 | 700 | 5000 | 778.02 | 35.24 | 35.26 | 0.01 | 0
2015 | MISO_IN_2_MISO_MI | MISO_IN | MISO_MI | Internal | Winter | B20 | 935 | 5000 | 1493.51 | 32.23 | 32.24 | 0.01 | 0
2015 | MISO_IN_2_MISO_MO-IL | MISO_IN | MISO_MO-IL | Internal | Shoulder | B11 | 25 | 5000 | 0 | 44.92 | 44.92 | 0.01 | 0
2015 | MISO_IN_2_MISO_MO-IL | MISO_IN | MISO_MO-IL | Internal | Shoulder | B12 | 200 | 5000 | 0 | 38.22 | 38.2 | 0.01 | 0
2015 | MISO_IN_2_MISO_MO-IL | MISO_IN | MISO_MO-IL | Internal | Shoulder | B13 | 600 | 5000 | 0 | 35.54 | 35.52 | 0.01 | 0
2015 | MISO_IN_2_MISO_MO-IL | MISO_IN | MISO_MO-IL | Internal | Shoulder | B14 | 900 | 5000 | 0 | 34.96 | 34.32 | 0.01 | 0
2015 | MISO_IN_2_MISO_MO-IL | MISO_IN | MISO_MO-IL | Internal | Shoulder | B15 | 1203 | 5000 | 0 | 33.01 | 33 | 0.01 | 0
2015 | MISO_IN_2_MISO_MO-IL | MISO_IN | MISO_MO-IL | Internal | Summer | B1 | 10 | 5000 | 0 | 59.38 | 59.38 | 0.01 | 0
2015 | MISO_IN_2_MISO_MO-IL | MISO_IN | MISO_MO-IL | Internal | Summer | B2 | 25 | 5000 | 0 | 57.3 | 57.29 | 0.01 | 0
2015 | MISO_IN_2_MISO_MO-IL | MISO_IN | MISO_MO-IL | Internal | Summer | B3 | 75 | 5000 | 539.33 | 55.67 | 55.68 | 0.01 | 0
2015 | MISO_IN_2_MISO_MO-IL | MISO_IN | MISO_MO-IL | Internal | Summer | B4 | 100 | 5000 | 0 | 54.94 | 54.94 | 0.01 | 0
2015 | MISO_IN_2_MISO_MO-IL | MISO_IN | MISO_MO-IL | Internal | Summer | B5 | 200 | 5000 | 0 | 44.74 | 44.72 | 0.01 | 0
2015 | MISO_IN_2_MISO_MO-IL | MISO_IN | MISO_MO-IL | Internal | Summer | B6 | 300 | 5000 | 0 | 38.46 | 38.45 | 0.01 | 0
2015 | MISO_IN_2_MISO_MO-IL | MISO_IN | MISO_MO-IL | Internal | Summer | B7 | 400 | 5000 | 0 | 35.05 | 35.04 | 0.01 | 0
2015 | MISO_IN_2_MISO_MO-IL | MISO_IN | MISO_MO-IL | Internal | Summer | B8 | 500 | 5000 | 0 | 32.92 | 32.9 | 0.01 | 0
2015 | MISO_IN_2_MISO_MO-IL | MISO_IN | MISO_MO-IL | Internal | Summer | B9 | 800 | 5000 | 0 | 32.71 | 32.7 | 0.01 | 0
2015 | MISO_IN_2_MISO_MO-IL | MISO_IN | MISO_MO-IL | Internal | Summer | B10 | 1262 | 5000 | 0 | 32.21 | 29.67 | 0.01 | 0
2015 | MISO_IN_2_MISO_MO-IL | MISO_IN | MISO_MO-IL | Internal | Winter | B16 | 25 | 5000 | 0 | 45.46 | 45.45 | 0.01 | 0
2015 | MISO_IN_2_MISO_MO-IL | MISO_IN | MISO_MO-IL | Internal | Winter | B17 | 100 | 5000 | 0 | 40.63 | 40.62 | 0.01 | 0
2015 | MISO_IN_2_MISO_MO-IL | MISO_IN | MISO_MO-IL | Internal | Winter | B18 | 400 | 5000 | 0 | 36.75 | 36.74 | 0.01 | 0
2015 | MISO_IN_2_MISO_MO-IL | MISO_IN | MISO_MO-IL | Internal | Winter | B19 | 700 | 5000 | 0 | 35.24 | 35.23 | 0.01 | 0
2015 | MISO_IN_2_MISO_MO-IL | MISO_IN | MISO_MO-IL | Internal | Winter | B20 | 935 | 5000 | 0 | 32.23 | 31.77 | 0.01 | 0
2015 | MISO_IN_2_NonRTO_Midwest | MISO_IN | NonRTO_Midwest | Internal | Shoulder | B11 | 25 | 4800 | 1050.99 | 44.92 | 52.92 | 8 | 0
2015 | MISO_IN_2_NonRTO_Midwest | MISO_IN | NonRTO_Midwest | Internal | Shoulder | B12 | 200 | 4800 | 641.59 | 38.22 | 46.22 | 8 | 0
2015 | MISO_IN_2_NonRTO_Midwest | MISO_IN | NonRTO_Midwest | Internal | Shoulder | B13 | 600 | 4800 | 110.36 | 35.54 | 43.54 | 8 | 0
2015 | MISO_IN_2_NonRTO_Midwest | MISO_IN | NonRTO_Midwest | Internal | Shoulder | B14 | 900 | 4800 | 0 | 34.96 | 35.75 | 8 | 0
2015 | MISO_IN_2_NonRTO_Midwest | MISO_IN | NonRTO_Midwest | Internal | Shoulder | B15 | 1203 | 4800 | 0 | 33.01 | 32.77 | 8 | 0
2015 | MISO_IN_2_NonRTO_Midwest | MISO_IN | NonRTO_Midwest | Internal | Summer | B1 | 10 | 4800 | 0 | 59.38 | 63.36 | 8 | 0
2015 | MISO_IN_2_NonRTO_Midwest | MISO_IN | NonRTO_Midwest | Internal | Summer | B2 | 25 | 4800 | 0 | 57.3 | 63.36 | 8 | 0
2015 | MISO_IN_2_NonRTO_Midwest | MISO_IN | NonRTO_Midwest | Internal | Summer | B3 | 75 | 4800 | 0 | 55.67 | 63.36 | 8 | 0
2015 | MISO_IN_2_NonRTO_Midwest | MISO_IN | NonRTO_Midwest | Internal | Summer | B4 | 100 | 4800 | 950.78 | 54.94 | 62.94 | 8 | 0
2015 | MISO_IN_2_NonRTO_Midwest | MISO_IN | NonRTO_Midwest | Internal | Summer | B5 | 200 | 4800 | 647.59 | 44.74 | 52.74 | 8 | 0
2015 | MISO_IN_2_NonRTO_Midwest | MISO_IN | NonRTO_Midwest | Internal | Summer | B6 | 300 | 4800 | 177.92 | 38.46 | 46.46 | 8 | 0
2015 | MISO_IN_2_NonRTO_Midwest | MISO_IN | NonRTO_Midwest | Internal | Summer | B7 | 400 | 4800 | 0 | 35.05 | 35.6 | 8 | 0
2015 | MISO_IN_2_NonRTO_Midwest | MISO_IN | NonRTO_Midwest | Internal | Summer | B8 | 500 | 4800 | 0 | 32.92 | 34.62 | 8 | 0
2015 | MISO_IN_2_NonRTO_Midwest | MISO_IN | NonRTO_Midwest | Internal | Summer | B9 | 800 | 4800 | 0 | 32.71 | 32.77 | 8 | 0
2015 | MISO_IN_2_NonRTO_Midwest | MISO_IN | NonRTO_Midwest | Internal | Summer | B10 | 1262 | 4800 | 0 | 32.21 | 31.92 | 8 | 0
2015 | MISO_IN_2_NonRTO_Midwest | MISO_IN | NonRTO_Midwest | Internal | Winter | B16 | 25 | 4800 | 2110.93 | 45.46 | 53.46 | 8 | 0
2015 | MISO_IN_2_NonRTO_Midwest | MISO_IN | NonRTO_Midwest | Internal | Winter | B17 | 100 | 4800 | 1135.39 | 40.63 | 48.63 | 8 | 0
2015 | MISO_IN_2_NonRTO_Midwest | MISO_IN | NonRTO_Midwest | Internal | Winter | B18 | 400 | 4800 | 308.76 | 36.75 | 44.75 | 8 | 0
2015 | MISO_IN_2_NonRTO_Midwest | MISO_IN | NonRTO_Midwest | Internal | Winter | B19 | 700 | 4800 | 0 | 35.24 | 35.91 | 8 | 0
2015 | MISO_IN_2_NonRTO_Midwest | MISO_IN | NonRTO_Midwest | Internal | Winter | B20 | 935 | 4800 | 0 | 32.23 | 32.78 | 8 | 0
2015 | MISO_IN_2_PJM_ROR | MISO_IN | PJM_ROR | Internal | Shoulder | B11 | 25 | 992 | 0 | 44.92 | 42.92 | 2 | 0
2015 | MISO_IN_2_PJM_ROR | MISO_IN | PJM_ROR | Internal | Shoulder | B12 | 200 | 992 | 0 | 38.22 | 40.2 | 2 | 0
2015 | MISO_IN_2_PJM_ROR | MISO_IN | PJM_ROR | Internal | Shoulder | B13 | 600 | 992 | 56.29 | 35.54 | 37.54 | 2 | 0
2015 | MISO_IN_2_PJM_ROR | MISO_IN | PJM_ROR | Internal | Shoulder | B14 | 900 | 992 | 0 | 34.96 | 36.06 | 2 | 0
2015 | MISO_IN_2_PJM_ROR | MISO_IN | PJM_ROR | Internal | Shoulder | B15 | 1203 | 992 | 0 | 33.01 | 34.35 | 2 | 0
2015 | MISO_IN_2_PJM_ROR | MISO_IN | PJM_ROR | Internal | Summer | B1 | 10 | 992 | 346.01 | 59.38 | 61.38 | 2 | 0
2015 | MISO_IN_2_PJM_ROR | MISO_IN | PJM_ROR | Internal | Summer | B2 | 25 | 992 | 0 | 57.3 | 59.29 | 2 | 0
2015 | MISO_IN_2_PJM_ROR | MISO_IN | PJM_ROR | Internal | Summer | B3 | 75 | 992 | 0 | 55.67 | 56.94 | 2 | 0
2015 | MISO_IN_2_PJM_ROR | MISO_IN | PJM_ROR | Internal | Summer | B4 | 100 | 992 | 360.61 | 54.94 | 56.94 | 2 | 0
2015 | MISO_IN_2_PJM_ROR | MISO_IN | PJM_ROR | Internal | Summer | B5 | 200 | 992 | 0 | 44.74 | 46.48 | 2 | 0
2015 | MISO_IN_2_PJM_ROR | MISO_IN | PJM_ROR | Internal | Summer | B6 | 300 | 992 | 0 | 38.46 | 40.45 | 2 | 0
2015 | MISO_IN_2_PJM_ROR | MISO_IN | PJM_ROR | Internal | Summer | B7 | 400 | 992 | 268.4 | 35.05 | 37.05 | 2 | 0
2015 | MISO_IN_2_PJM_ROR | MISO_IN | PJM_ROR | Internal | Summer | B8 | 500 | 992 | 0 | 32.92 | 34.9 | 2 | 0
2015 | MISO_IN_2_PJM_ROR | MISO_IN | PJM_ROR | Internal | Summer | B9 | 800 | 992 | 0 | 32.71 | 33.09 | 2 | 0
2015 | MISO_IN_2_PJM_ROR | MISO_IN | PJM_ROR | Internal | Summer | B10 | 1262 | 992 | 0 | 32.21 | 31.67 | 2 | 0
2015 | MISO_IN_2_PJM_ROR | MISO_IN | PJM_ROR | Internal | Winter | B16 | 25 | 992 | 0 | 45.46 | 47.45 | 2 | 0
2015 | MISO_IN_2_PJM_ROR | MISO_IN | PJM_ROR | Internal | Winter | B17 | 100 | 992 | 448.54 | 40.63 | 42.63 | 2 | 0
2015 | MISO_IN_2_PJM_ROR | MISO_IN | PJM_ROR | Internal | Winter | B18 | 400 | 992 | 992 | 36.75 | 38.76 | 2 | 0
2015 | MISO_IN_2_PJM_ROR | MISO_IN | PJM_ROR | Internal | Winter | B19 | 700 | 992 | 0 | 35.24 | 37.23 | 2 | 0
2015 | MISO_IN_2_PJM_ROR | MISO_IN | PJM_ROR | Internal | Winter | B20 | 935 | 992 | 0 | 32.23 | 32.89 | 2 | 0
2015 | MISO_MI_2_MISO_IN | MISO_MI | MISO_IN | Internal | Shoulder | B11 | 25 | 2045 | 1226.71 | 44.9 | 44.92 | 0.01 | 0
2015 | MISO_MI_2_MISO_IN | MISO_MI | MISO_IN | Internal | Shoulder | B12 | 200 | 2045 | 0 | 38.23 | 38.22 | 0.01 | 0
2015 | MISO_MI_2_MISO_IN | MISO_MI | MISO_IN | Internal | Shoulder | B13 | 600 | 2045 | 0 | 35.54 | 35.54 | 0.01 | 0
2015 | MISO_MI_2_MISO_IN | MISO_MI | MISO_IN | Internal | Shoulder | B14 | 900 | 2045 | 0 | 34.98 | 34.96 | 0.01 | 0
2015 | MISO_MI_2_MISO_IN | MISO_MI | MISO_IN | Internal | Shoulder | B15 | 1203 | 2045 | 0 | 33.02 | 33.01 | 0.01 | 0
2015 | MISO_MI_2_MISO_IN | MISO_MI | MISO_IN | Internal | Summer | B1 | 10 | 2045 | 1314.69 | 59.37 | 59.38 | 0.01 | 0
2015 | MISO_MI_2_MISO_IN | MISO_MI | MISO_IN | Internal | Summer | B2 | 25 | 2045 | 878.32 | 57.29 | 57.3 | 0.01 | 0
2015 | MISO_MI_2_MISO_IN | MISO_MI | MISO_IN | Internal | Summer | B3 | 75 | 2045 | 2045 | 54.94 | 55.67 | 0.01 | 0.72
2015 | MISO_MI_2_MISO_IN | MISO_MI | MISO_IN | Internal | Summer | B4 | 100 | 2045 | 2045 | 51.97 | 54.94 | 0.01 | 2.95
2015 | MISO_MI_2_MISO_IN | MISO_MI | MISO_IN | Internal | Summer | B5 | 200 | 2045 | 927.81 | 44.72 | 44.74 | 0.01 | 0
2015 | MISO_MI_2_MISO_IN | MISO_MI | MISO_IN | Internal | Summer | B6 | 300 | 2045 | 0 | 38.48 | 38.46 | 0.01 | 0
2015 | MISO_MI_2_MISO_IN | MISO_MI | MISO_IN | Internal | Summer | B7 | 400 | 2045 | 0 | 35.05 | 35.05 | 0.01 | 0
2015 | MISO_MI_2_MISO_IN | MISO_MI | MISO_IN | Internal | Summer | B8 | 500 | 2045 | 0 | 32.93 | 32.92 | 0.01 | 0
2015 | MISO_MI_2_MISO_IN | MISO_MI | MISO_IN | Internal | Summer | B9 | 800 | 2045 | 0 | 32.72 | 32.71 | 0.01 | 0
2015 | MISO_MI_2_MISO_IN | MISO_MI | MISO_IN | Internal | Summer | B10 | 1262 | 2045 | 0 | 32.22 | 32.21 | 0.01 | 0
2015 | MISO_MI_2_MISO_IN | MISO_MI | MISO_IN | Internal | Winter | B16 | 25 | 2045 | 1598.53 | 45.45 | 45.46 | 0.01 | 0
2015 | MISO_MI_2_MISO_IN | MISO_MI | MISO_IN | Internal | Winter | B17 | 100 | 2045 | 0 | 40.63 | 40.63 | 0.01 | 0
2015 | MISO_MI_2_MISO_IN | MISO_MI | MISO_IN | Internal | Winter | B18 | 400 | 2045 | 0 | 36.76 | 36.75 | 0.01 | 0
2015 | MISO_MI_2_MISO_IN | MISO_MI | MISO_IN | Internal | Winter | B19 | 700 | 2045 | 0 | 35.26 | 35.24 | 0.01 | 0
2015 | MISO_MI_2_MISO_IN | MISO_MI | MISO_IN | Internal | Winter | B20 | 935 | 2045 | 0 | 32.24 | 32.23 | 0.01 | 0
2015 | MISO_MI_2_MISO_WUMS | MISO_MI | MISO_WUMS | Internal | Shoulder | B11 | 25 | 117 | 28.84 | 44.9 | 44.92 | 0.01 | 0
2015 | MISO_MI_2_MISO_WUMS | MISO_MI | MISO_WUMS | Internal | Shoulder | B12 | 200 | 117 | 0 | 38.23 | 38.2 | 0.01 | 0
2015 | MISO_MI_2_MISO_WUMS | MISO_MI | MISO_WUMS | Internal | Shoulder | B13 | 600 | 117 | 10.48 | 35.54 | 35.55 | 0.01 | 0
2015 | MISO_MI_2_MISO_WUMS | MISO_MI | MISO_WUMS | Internal | Shoulder | B14 | 900 | 117 | 0 | 34.98 | 34.35 | 0.01 | 0
2015 | MISO_MI_2_MISO_WUMS | MISO_MI | MISO_WUMS | Internal | Shoulder | B15 | 1203 | 117 | 117 | 33.02 | 33.08 | 0.01 | 0.04
2015 | MISO_MI_2_MISO_WUMS | MISO_MI | MISO_WUMS | Internal | Summer | B1 | 10 | 117 | 38.48 | 59.37 | 59.38 | 0.01 | 0
2015 | MISO_MI_2_MISO_WUMS | MISO_MI | MISO_WUMS | Internal | Summer | B2 | 25 | 117 | 0 | 57.29 | 57.29 | 0.01 | 0
2015 | MISO_MI_2_MISO_WUMS | MISO_MI | MISO_WUMS | Internal | Summer | B3 | 75 | 117 | 117 | 54.94 | 55.7 | 0.01 | 0.75
2015 | MISO_MI_2_MISO_WUMS | MISO_MI | MISO_WUMS | Internal | Summer | B4 | 100 | 117 | 117 | 51.97 | 55.7 | 0.01 | 3.72
2015 | MISO_MI_2_MISO_WUMS | MISO_MI | MISO_WUMS | Internal | Summer | B5 | 200 | 117 | 71.7 | 44.72 | 44.74 | 0.01 | 0
2015 | MISO_MI_2_MISO_WUMS | MISO_MI | MISO_WUMS | Internal | Summer | B6 | 300 | 117 | 0 | 38.48 | 38.46 | 0.01 | 0
2015 | MISO_MI_2_MISO_WUMS | MISO_MI | MISO_WUMS | Internal | Summer | B7 | 400 | 117 | 0 | 35.05 | 35.05 | 0.01 | 0
2015 | MISO_MI_2_MISO_WUMS | MISO_MI | MISO_WUMS | Internal | Summer | B8 | 500 | 117 | 0 | 32.93 | 32.92 | 0.01 | 0
2015 | MISO_MI_2_MISO_WUMS | MISO_MI | MISO_WUMS | Internal | Summer | B9 | 800 | 117 | 38.64 | 32.72 | 32.74 | 0.01 | 0
2015 | MISO_MI_2_MISO_WUMS | MISO_MI | MISO_WUMS | Internal | Summer | B10 | 1262 | 117 | 0 | 32.22 | 31.97 | 0.01 | 0
2015 | MISO_MI_2_MISO_WUMS | MISO_MI | MISO_WUMS | Internal | Winter | B16 | 25 | 117 | 0 | 45.45 | 45.45 | 0.01 | 0
2015 | MISO_MI_2_MISO_WUMS | MISO_MI | MISO_WUMS | Internal | Winter | B17 | 100 | 117 | 0 | 40.63 | 40.62 | 0.01 | 0
2015 | MISO_MI_2_MISO_WUMS | MISO_MI | MISO_WUMS | Internal | Winter | B18 | 400 | 117 | 0 | 36.76 | 36.77 | 0.01 | 0
2015 | MISO_MI_2_MISO_WUMS | MISO_MI | MISO_WUMS | Internal | Winter | B19 | 700 | 117 | 117 | 35.26 | 35.35 | 0.01 | 0.09
2015 | MISO_MI_2_MISO_WUMS | MISO_MI | MISO_WUMS | Internal | Winter | B20 | 935 | 117 | 117 | 32.24 | 33.06 | 0.01 | 0.81
2015 | MISO_MI_2_PJM_ROR | MISO_MI | PJM_ROR | Internal | Shoulder | B11 | 25 | 1424 | 0 | 44.9 | 42.92 | 2 | 0
2015 | MISO_MI_2_PJM_ROR | MISO_MI | PJM_ROR | Internal | Shoulder | B12 | 200 | 1424 | 0 | 38.23 | 40.2 | 2 | 0
2015 | MISO_MI_2_PJM_ROR | MISO_MI | PJM_ROR | Internal | Shoulder | B13 | 600 | 1424 | 8.35 | 35.54 | 37.54 | 2 | 0
2015 | MISO_MI_2_PJM_ROR | MISO_MI | PJM_ROR | Internal | Shoulder | B14 | 900 | 1424 | 0 | 34.98 | 36.06 | 2 | 0
2015 | MISO_MI_2_PJM_ROR | MISO_MI | PJM_ROR | Internal | Shoulder | B15 | 1203 | 1424 | 0 | 33.02 | 34.35 | 2 | 0
2015 | MISO_MI_2_PJM_ROR | MISO_MI | PJM_ROR | Internal | Summer | B1 | 10 | 1424 | 1424 | 59.37 | 61.38 | 2 | 0.01
2015 | MISO_MI_2_PJM_ROR | MISO_MI | PJM_ROR | Internal | Summer | B2 | 25 | 1424 | 574.02 | 57.29 | 59.29 | 2 | 0
2015 | MISO_MI_2_PJM_ROR | MISO_MI | PJM_ROR | Internal | Summer | B3 | 75 | 1424 | 1027.1 | 54.94 | 56.94 | 2 | 0
2015 | MISO_MI_2_PJM_ROR | MISO_MI | PJM_ROR | Internal | Summer | B4 | 100 | 1424 | 1424 | 51.97 | 56.94 | 2 | 2.96
2015 | MISO_MI_2_PJM_ROR | MISO_MI | PJM_ROR | Internal | Summer | B5 | 200 | 1424 | 0 | 44.72 | 46.48 | 2 | 0
2015 | MISO_MI_2_PJM_ROR | MISO_MI | PJM_ROR | Internal | Summer | B6 | 300 | 1424 | 0 | 38.48 | 40.45 | 2 | 0
2015 | MISO_MI_2_PJM_ROR | MISO_MI | PJM_ROR | Internal | Summer | B7 | 400 | 1424 | 937.86 | 35.05 | 37.05 | 2 | 0
2015 | MISO_MI_2_PJM_ROR | MISO_MI | PJM_ROR | Internal | Summer | B8 | 500 | 1424 | 0 | 32.93 | 34.9 | 2 | 0
2015 | MISO_MI_2_PJM_ROR | MISO_MI | PJM_ROR | Internal | Summer | B9 | 800 | 1424 | 0 | 32.72 | 33.09 | 2 | 0
2015 | MISO_MI_2_PJM_ROR | MISO_MI | PJM_ROR | Internal | Summer | B10 | 1262 | 1424 | 0 | 32.22 | 31.67 | 2 | 0
2015 | MISO_MI_2_PJM_ROR | MISO_MI | PJM_ROR | Internal | Winter | B16 | 25 | 1424 | 1154.27 | 45.45 | 47.45 | 2 | 0
2015 | MISO_MI_2_PJM_ROR | MISO_MI | PJM_ROR | Internal | Winter | B17 | 100 | 1424 | 671.09 | 40.63 | 42.63 | 2 | 0
2015 | MISO_MI_2_PJM_ROR | MISO_MI | PJM_ROR | Internal | Winter | B18 | 400 | 1424 | 380.41 | 36.76 | 38.76 | 2 | 0
2015 | MISO_MI_2_PJM_ROR | MISO_MI | PJM_ROR | Internal | Winter | B19 | 700 | 1424 | 0 | 35.26 | 37.23 | 2 | 0
2015 | MISO_MI_2_PJM_ROR | MISO_MI | PJM_ROR | Internal | Winter | B20 | 935 | 1424 | 0 | 32.24 | 32.89 | 2 | 0
2015 | MISO_MO-IL_2_ENT | MISO_MO-IL | ENT | Internal | Shoulder | B11 | 25 | 2540 | 136.55 | 44.92 | 52.92 | 8 | 0
2015 | MISO_MO-IL_2_ENT | MISO_MO-IL | ENT | Internal | Shoulder | B12 | 200 | 2540 | 0 | 38.2 | 38.05 | 8 | 0
2015 | MISO_MO-IL_2_ENT | MISO_MO-IL | ENT | Internal | Shoulder | B13 | 600 | 2540 | 0 | 35.52 | 37.78 | 8 | 0
2015 | MISO_MO-IL_2_ENT | MISO_MO-IL | ENT | Internal | Shoulder | B14 | 900 | 2540 | 0 | 34.32 | 37.78 | 8 | 0
2015 | MISO_MO-IL_2_ENT | MISO_MO-IL | ENT | Internal | Shoulder | B15 | 1203 | 2540 | 0 | 33 | 36.55 | 8 | 0
2015 | MISO_MO-IL_2_ENT | MISO_MO-IL | ENT | Internal | Summer | B1 | 10 | 2540 | 0 | 59.38 | 59.38 | 8 | 0
2015 | MISO_MO-IL_2_ENT | MISO_MO-IL | ENT | Internal | Summer | B2 | 25 | 2540 | 0 | 57.29 | 57.29 | 8 | 0
2015 | MISO_MO-IL_2_ENT | MISO_MO-IL | ENT | Internal | Summer | B3 | 75 | 2540 | 0 | 55.68 | 56.92 | 8 | 0
2015 | MISO_MO-IL_2_ENT | MISO_MO-IL | ENT | Internal | Summer | B4 | 100 | 2540 | 0 | 54.94 | 54.94 | 8 | 0
2015 | MISO_MO-IL_2_ENT | MISO_MO-IL | ENT | Internal | Summer | B5 | 200 | 2540 | 0 | 44.72 | 51.84 | 8 | 0
2015 | MISO_MO-IL_2_ENT | MISO_MO-IL | ENT | Internal | Summer | B6 | 300 | 2540 | 0 | 38.45 | 41.96 | 8 | 0
2015 | MISO_MO-IL_2_ENT | MISO_MO-IL | ENT | Internal | Summer | B7 | 400 | 2540 | 0 | 35.04 | 36.89 | 8 | 0
2015 | MISO_MO-IL_2_ENT | MISO_MO-IL | ENT | Internal | Summer | B8 | 500 | 2540 | 0 | 32.9 | 36.89 | 8 | 0
2015 | MISO_MO-IL_2_ENT | MISO_MO-IL | ENT | Internal | Summer | B9 | 800 | 2540 | 0 | 32.7 | 36.63 | 8 | 0
2015 | MISO_MO-IL_2_ENT | MISO_MO-IL | ENT | Internal | Summer | B10 | 1262 | 2540 | 0 | 29.67 | 35.44 | 8 | 0
2015 | MISO_MO-IL_2_ENT | MISO_MO-IL | ENT | Internal | Winter | B16 | 25 | 2540 | 0 | 45.45 | 46.09 | 8 | 0
2015 | MISO_MO-IL_2_ENT | MISO_MO-IL | ENT | Internal | Winter | B17 | 100 | 2540 | 0 | 40.62 | 40.1 | 8 | 0
2015 | MISO_MO-IL_2_ENT | MISO_MO-IL | ENT | Internal | Winter | B18 | 400 | 2540 | 0 | 36.74 | 40.1 | 8 | 0
2015 | MISO_MO-IL_2_ENT | MISO_MO-IL | ENT | Internal | Winter | B19 | 700 | 2540 | 0 | 35.23 | 38.79 | 8 | 0
2015 | MISO_MO-IL_2_ENT | MISO_MO-IL | ENT | Internal | Winter | B20 | 935 | 2540 | 0 | 31.77 | 38.79 | 8 | 0
2015 | MISO_MO-IL_2_MISO_IN | MISO_MO-IL | MISO_IN | Internal | Shoulder | B11 | 25 | 2100 | 0 | 44.92 | 44.92 | 0.01 | 0
2015 | MISO_MO-IL_2_MISO_IN | MISO_MO-IL | MISO_IN | Internal | Shoulder | B12 | 200 | 2100 | 1610.36 | 38.2 | 38.22 | 0.01 | 0
2015 | MISO_MO-IL_2_MISO_IN | MISO_MO-IL | MISO_IN | Internal | Shoulder | B13 | 600 | 2100 | 784.72 | 35.52 | 35.54 | 0.01 | 0
2015 | MISO_MO-IL_2_MISO_IN | MISO_MO-IL | MISO_IN | Internal | Shoulder | B14 | 900 | 2100 | 2100 | 34.32 | 34.96 | 0.01 | 0.63
2015 | MISO_MO-IL_2_MISO_IN | MISO_MO-IL | MISO_IN | Internal | Shoulder | B15 | 1203 | 2100 | 2055.1 | 33 | 33.01 | 0.01 | 0
2015 | MISO_MO-IL_2_MISO_IN | MISO_MO-IL | MISO_IN | Internal | Summer | B1 | 10 | 2100 | 0 | 59.38 | 59.38 | 0.01 | 0
2015 | MISO_MO-IL_2_MISO_IN | MISO_MO-IL | MISO_IN | Internal | Summer | B2 | 25 | 2100 | 1459.81 | 57.29 | 57.3 | 0.01 | 0
2015 | MISO_MO-IL_2_MISO_IN | MISO_MO-IL | MISO_IN | Internal | Summer | B3 | 75 | 2100 | 0 | 55.68 | 55.67 | 0.01 | 0
2015 | MISO_MO-IL_2_MISO_IN | MISO_MO-IL | MISO_IN | Internal | Summer | B4 | 100 | 2100 | 0 | 54.94 | 54.94 | 0.01 | 0
2015 | MISO_MO-IL_2_MISO_IN | MISO_MO-IL | MISO_IN | Internal | Summer | B5 | 200 | 2100 | 199.58 | 44.72 | 44.74 | 0.01 | 0
2015 | MISO_MO-IL_2_MISO_IN | MISO_MO-IL | MISO_IN | Internal | Summer | B6 | 300 | 2100 | 596.48 | 38.45 | 38.46 | 0.01 | 0
2015 | MISO_MO-IL_2_MISO_IN | MISO_MO-IL | MISO_IN | Internal | Summer | B7 | 400 | 2100 | 606.68 | 35.04 | 35.05 | 0.01 | 0
2015 | MISO_MO-IL_2_MISO_IN | MISO_MO-IL | MISO_IN | Internal | Summer | B8 | 500 | 2100 | 1330.49 | 32.9 | 32.92 | 0.01 | 0
2015 | MISO_MO-IL_2_MISO_IN | MISO_MO-IL | MISO_IN | Internal | Summer | B9 | 800 | 2100 | 992.44 | 32.7 | 32.71 | 0.01 | 0
2015 | MISO_MO-IL_2_MISO_IN | MISO_MO-IL | MISO_IN | Internal | Summer | B10 | 1262 | 2100 | 2100 | 29.67 | 32.21 | 0.01 | 2.53
2015 | MISO_MO-IL_2_MISO_IN | MISO_MO-IL | MISO_IN | Internal | Winter | B16 | 25 | 2100 | 1208.13 | 45.45 | 45.46 | 0.01 | 0
2015 | MISO_MO-IL_2_MISO_IN | MISO_MO-IL | MISO_IN | Internal | Winter | B17 | 100 | 2100 | 2001.58 | 40.62 | 40.63 | 0.01 | 0
2015 | MISO_MO-IL_2_MISO_IN | MISO_MO-IL | MISO_IN | Internal | Winter | B18 | 400 | 2100 | 1190.88 | 36.74 | 36.75 | 0.01 | 0
2015 | MISO_MO-IL_2_MISO_IN | MISO_MO-IL | MISO_IN | Internal | Winter | B19 | 700 | 2100 | 1295.68 | 35.23 | 35.24 | 0.01 | 0
2015 | MISO_MO-IL_2_MISO_IN | MISO_MO-IL | MISO_IN | Internal | Winter | B20 | 935 | 2100 | 2100 | 31.77 | 32.23 | 0.01 | 0.45
2015 | MISO_MO-IL_2_MISO_W | MISO_MO-IL | MISO_W | Internal | Shoulder | B11 | 25 | 960 | 0 | 44.92 | 44.92 | 0.01 | 0
2015 | MISO_MO-IL_2_MISO_W | MISO_MO-IL | MISO_W | Internal | Shoulder | B12 | 200 | 960 | 0 | 38.2 | 38.19 | 0.01 | 0
2015 | MISO_MO-IL_2_MISO_W | MISO_MO-IL | MISO_W | Internal | Shoulder | B13 | 600 | 960 | 124.26 | 35.52 | 35.54 | 0.01 | 0
2015 | MISO_MO-IL_2_MISO_W | MISO_MO-IL | MISO_W | Internal | Shoulder | B14 | 900 | 960 | 588.91 | 34.32 | 34.34 | 0.01 | 0
2015 | MISO_MO-IL_2_MISO_W | MISO_MO-IL | MISO_W | Internal | Shoulder | B15 | 1203 | 960 | 960 | 33 | 33.07 | 0.01 | 0.05
2015 | MISO_MO-IL_2_MISO_W | MISO_MO-IL | MISO_W | Internal | Summer | B1 | 10 | 960 | 0 | 59.38 | 59.37 | 0.01 | 0
2015 | MISO_MO-IL_2_MISO_W | MISO_MO-IL | MISO_W | Internal | Summer | B2 | 25 | 960 | 0 | 57.29 | 57.28 | 0.01 | 0
2015 | MISO_MO-IL_2_MISO_W | MISO_MO-IL | MISO_W | Internal | Summer | B3 | 75 | 960 | 887.97 | 55.68 | 55.69 | 0.01 | 0
2015 | MISO_MO-IL_2_MISO_W | MISO_MO-IL | MISO_W | Internal | Summer | B4 | 100 | 960 | 960 | 54.94 | 55.69 | 0.01 | 0.74
2015 | MISO_MO-IL_2_MISO_W | MISO_MO-IL | MISO_W | Internal | Summer | B5 | 200 | 960 | 960 | 44.72 | 44.75 | 0.01 | 0.01
2015 | MISO_MO-IL_2_MISO_W | MISO_MO-IL | MISO_W | Internal | Summer | B6 | 300 | 960 | 284.83 | 38.45 | 38.46 | 0.01 | 0
2015 | MISO_MO-IL_2_MISO_W | MISO_MO-IL | MISO_W | Internal | Summer | B7 | 400 | 960 | 0 | 35.04 | 35.04 | 0.01 | 0
2015 | MISO_MO-IL_2_MISO_W | MISO_MO-IL | MISO_W | Internal | Summer | B8 | 500 | 960 | 0 | 32.9 | 32.9 | 0.01 | 0
2015 | MISO_MO-IL_2_MISO_W | MISO_MO-IL | MISO_W | Internal | Summer | B9 | 800 | 960 | 960 | 32.7 | 32.72 | 0.01 | 0.01
2015 | MISO_MO-IL_2_MISO_W | MISO_MO-IL | MISO_W | Internal | Summer | B10 | 1262 | 960 | 5.51 | 29.67 | 29.68 | 0.01 | 0
2015 | MISO_MO-IL_2_MISO_W | MISO_MO-IL | MISO_W | Internal | Winter | B16 | 25 | 960 | 0 | 45.45 | 45.44 | 0.01 | 0
2015 | MISO_MO-IL_2_MISO_W | MISO_MO-IL | MISO_W | Internal | Winter | B17 | 100 | 960 | 0 | 40.62 | 40.6 | 0.01 | 0
2015 | MISO_MO-IL_2_MISO_W | MISO_MO-IL | MISO_W | Internal | Winter | B18 | 400 | 960 | 297.29 | 36.74 | 36.75 | 0.01 | 0
2015 | MISO_MO-IL_2_MISO_W | MISO_MO-IL | MISO_W | Internal | Winter | B19 | 700 | 960 | 960 | 35.23 | 35.34 | 0.01 | 0.1
2015 | MISO_MO-IL_2_MISO_W | MISO_MO-IL | MISO_W | Internal | Winter | B20 | 935 | 960 | 0 | 31.77 | 31.76 | 0.01 | 0
2015 | MISO_MO-IL_2_PJM_ROR | MISO_MO-IL | PJM_ROR | Internal | Shoulder | B11 | 25 | 1212 | 0 | 44.92 | 42.92 | 2 | 0
2015 | MISO_MO-IL_2_PJM_ROR | MISO_MO-IL | PJM_ROR | Internal | Shoulder | B12 | 200 | 1212 | 756.56 | 38.2 | 40.2 | 2 | 0
2015 | MISO_MO-IL_2_PJM_ROR | MISO_MO-IL | PJM_ROR | Internal | Shoulder | B13 | 600 | 1212 | 1212 | 35.52 | 37.54 | 2 | 0.01
2015 | MISO_MO-IL_2_PJM_ROR | MISO_MO-IL | PJM_ROR | Internal | Shoulder | B14 | 900 | 1212 | 0 | 34.32 | 36.06 | 2 | 0
2015 | MISO_MO-IL_2_PJM_ROR | MISO_MO-IL | PJM_ROR | Internal | Shoulder | B15 | 1203 | 1212 | 0 | 33 | 34.35 | 2 | 0
2015 | MISO_MO-IL_2_PJM_ROR | MISO_MO-IL | PJM_ROR | Internal | Summer | B1 | 10 | 1212 | 1131.45 | 59.38 | 61.38 | 2 | 0
2015 | MISO_MO-IL_2_PJM_ROR | MISO_MO-IL | PJM_ROR | Internal | Summer | B2 | 25 | 1212 | 731.38 | 57.29 | 59.29 | 2 | 0
2015 | MISO_MO-IL_2_PJM_ROR | MISO_MO-IL | PJM_ROR | Internal | Summer | B3 | 75 | 1212 | 0 | 55.68 | 56.94 | 2 | 0
2015 | MISO_MO-IL_2_PJM_ROR | MISO_MO-IL | PJM_ROR | Internal | Summer | B4 | 100 | 1212 | 163.19 | 54.94 | 56.94 | 2 | 0
2015 | MISO_MO-IL_2_PJM_ROR | MISO_MO-IL | PJM_ROR | Internal | Summer | B5 | 200 | 1212 | 0 | 44.72 | 46.48 | 2 | 0
2015 | MISO_MO-IL_2_PJM_ROR | MISO_MO-IL | PJM_ROR | Internal | Summer | B6 | 300 | 1212 | 823.22 | 38.45 | 40.45 | 2 | 0
2015 | MISO_MO-IL_2_PJM_ROR | MISO_MO-IL | PJM_ROR | Internal | Summer | B7 | 400 | 1212 | 1212 | 35.04 | 37.05 | 2 | 0.01
2015 | MISO_MO-IL_2_PJM_ROR | MISO_MO-IL | PJM_ROR | Internal | Summer | B8 | 500 | 1212 | 96.03 | 32.9 | 34.9 | 2 | 0
2015 | MISO_MO-IL_2_PJM_ROR | MISO_MO-IL | PJM_ROR | Internal | Summer | B9 | 800 | 1212 | 0 | 32.7 | 33.09 | 2 | 0
2015 | MISO_MO-IL_2_PJM_ROR | MISO_MO-IL | PJM_ROR | Internal | Summer | B10 | 1262 | 1212 | 236.89 | 29.67 | 31.67 | 2 | 0
2015 | MISO_MO-IL_2_PJM_ROR | MISO_MO-IL | PJM_ROR | Internal | Winter | B16 | 25 | 1212 | 824.75 | 45.45 | 47.45 | 2 | 0
2015 | MISO_MO-IL_2_PJM_ROR | MISO_MO-IL | PJM_ROR | Internal | Winter | B17 | 100 | 1212 | 1212 | 40.62 | 42.63 | 2 | 0.01
2015 | MISO_MO-IL_2_PJM_ROR | MISO_MO-IL | PJM_ROR | Internal | Winter | B18 | 400 | 1212 | 1212 | 36.74 | 38.76 | 2 | 0.01
2015 | MISO_MO-IL_2_PJM_ROR | MISO_MO-IL | PJM_ROR | Internal | Winter | B19 | 700 | 1212 | 297.59 | 35.23 | 37.23 | 2 | 0
2015 | MISO_MO-IL_2_PJM_ROR | MISO_MO-IL | PJM_ROR | Internal | Winter | B20 | 935 | 1212 | 0 | 31.77 | 32.89 | 2 | 0
2015 | MISO_MO-IL_2_SPP_N | MISO_MO-IL | SPP_N | Internal | Shoulder | B11 | 25 | 2000 | 0 | 44.92 | 51.92 | 8 | 0
2015 | MISO_MO-IL_2_SPP_N | MISO_MO-IL | SPP_N | Internal | Shoulder | B12 | 200 | 2000 | 0 | 38.2 | 36.34 | 8 | 0
2015 | MISO_MO-IL_2_SPP_N | MISO_MO-IL | SPP_N | Internal | Shoulder | B13 | 600 | 2000 | 0 | 35.52 | 36.34 | 8 | 0
2015 | MISO_MO-IL_2_SPP_N | MISO_MO-IL | SPP_N | Internal | Shoulder | B14 | 900 | 2000 | 0 | 34.32 | 36.26 | 8 | 0
2015 | MISO_MO-IL_2_SPP_N | MISO_MO-IL | SPP_N | Internal | Shoulder | B15 | 1203 | 2000 | 0 | 33 | 36.26 | 8 | 0
2015 | MISO_MO-IL_2_SPP_N | MISO_MO-IL | SPP_N | Internal | Summer | B1 | 10 | 2000 | 0 | 59.38 | 58.76 | 8 | 0
2015 | MISO_MO-IL_2_SPP_N | MISO_MO-IL | SPP_N | Internal | Summer | B2 | 25 | 2000 | 0 | 57.29 | 58.76 | 8 | 0
2015 | MISO_MO-IL_2_SPP_N | MISO_MO-IL | SPP_N | Internal | Summer | B3 | 75 | 2000 | 0 | 55.68 | 58.76 | 8 | 0
2015 | MISO_MO-IL_2_SPP_N | MISO_MO-IL | SPP_N | Internal | Summer | B4 | 100 | 2000 | 0 | 54.94 | 56.96 | 8 | 0
2015 | MISO_MO-IL_2_SPP_N | MISO_MO-IL | SPP_N | Internal | Summer | B5 | 200 | 2000 | 0 | 44.72 | 51.75 | 8 | 0
2015 | MISO_MO-IL_2_SPP_N | MISO_MO-IL | SPP_N | Internal | Summer | B6 | 300 | 2000 | 0 | 38.45 | 45.46 | 8 | 0
2015 | MISO_MO-IL_2_SPP_N | MISO_MO-IL | SPP_N | Internal | Summer | B7 | 400 | 2000 | 0 | 35.04 | 36.69 | 8 | 0
2015 | MISO_MO-IL_2_SPP_N | MISO_MO-IL | SPP_N | Internal | Summer | B8 | 500 | 2000 | 0 | 32.9 | 35.12 | 8 | 0
2015 | MISO_MO-IL_2_SPP_N | MISO_MO-IL | SPP_N | Internal | Summer | B9 | 800 | 2000 | 0 | 32.7 | 35.04 | 8 | 0
2015 | MISO_MO-IL_2_SPP_N | MISO_MO-IL | SPP_N | Internal | Summer | B10 | 1262 | 2000 | 0 | 29.67 | 34.55 | 8 | 0
2015 | MISO_MO-IL_2_SPP_N | MISO_MO-IL | SPP_N | Internal | Winter | B16 | 25 | 2000 | 0 | 45.45 | 41.09 | 8 | 0
2015 | MISO_MO-IL_2_SPP_N | MISO_MO-IL | SPP_N | Internal | Winter | B17 | 100 | 2000 | 0 | 40.62 | 38.72 | 8 | 0
2015 | MISO_MO-IL_2_SPP_N | MISO_MO-IL | SPP_N | Internal | Winter | B18 | 400 | 2000 | 0 | 36.74 | 38.63 | 8 | 0
2015 | MISO_MO-IL_2_SPP_N | MISO_MO-IL | SPP_N | Internal | Winter | B19 | 700 | 2000 | 0 | 35.23 | 38.16 | 8 | 0
2015 | MISO_MO-IL_2_SPP_N | MISO_MO-IL | SPP_N | Internal | Winter | B20 | 935 | 2000 | 0 | 31.77 | 33.79 | 8 | 0
2015 | MISO_MO-IL_2_TVA_Transmission | MISO_MO-IL | TVA_Transmission | Internal | Shoulder | B11 | 25 | 4000 | 0 | 44.92 | 48.92 | 8 | 0
2015 | MISO_MO-IL_2_TVA_Transmission | MISO_MO-IL | TVA_Transmission | Internal | Shoulder | B12 | 200 | 4000 | 0 | 38.2 | 42.44 | 8 | 0
2015 | MISO_MO-IL_2_TVA_Transmission | MISO_MO-IL | TVA_Transmission | Internal | Shoulder | B13 | 600 | 4000 | 0 | 35.52 | 40.78 | 8 | 0
2015 | MISO_MO-IL_2_TVA_Transmission | MISO_MO-IL | TVA_Transmission | Internal | Shoulder | B14 | 900 | 4000 | 0 | 34.32 | 39.91 | 8 | 0
2015 | MISO_MO-IL_2_TVA_Transmission | MISO_MO-IL | TVA_Transmission | Internal | Shoulder | B15 | 1203 | 4000 | 0 | 33 | 39.26 | 8 | 0
2015 | MISO_MO-IL_2_TVA_Transmission | MISO_MO-IL | TVA_Transmission | Internal | Summer | B1 | 10 | 4000 | 3068.78 | 59.38 | 67.38 | 8 | 0
2015 | MISO_MO-IL_2_TVA_Transmission | MISO_MO-IL | TVA_Transmission | Internal | Summer | B2 | 25 | 4000 | 1462.85 | 57.29 | 65.29 | 8 | 0
2015 | MISO_MO-IL_2_TVA_Transmission | MISO_MO-IL | TVA_Transmission | Internal | Summer | B3 | 75 | 4000 | 0 | 55.68 | 62.94 | 8 | 0
2015 | MISO_MO-IL_2_TVA_Transmission | MISO_MO-IL | TVA_Transmission | Internal | Summer | B4 | 100 | 4000 | 142.04 | 54.94 | 62.94 | 8 | 0
2015 | MISO_MO-IL_2_TVA_Transmission | MISO_MO-IL | TVA_Transmission | Internal | Summer | B5 | 200 | 4000 | 0 | 44.72 | 51.96 | 8 | 0
2015 | MISO_MO-IL_2_TVA_Transmission | MISO_MO-IL | TVA_Transmission | Internal | Summer | B6 | 300 | 4000 | 0 | 38.45 | 43.88 | 8 | 0
2015 | MISO_MO-IL_2_TVA_Transmission | MISO_MO-IL | TVA_Transmission | Internal | Summer | B7 | 400 | 4000 | 0 | 35.04 | 39.87 | 8 | 0
2015 | MISO_MO-IL_2_TVA_Transmission | MISO_MO-IL | TVA_Transmission | Internal | Summer | B8 | 500 | 4000 | 0 | 32.9 | 38.83 | 8 | 0
2015 | MISO_MO-IL_2_TVA_Transmission | MISO_MO-IL | TVA_Transmission | Internal | Summer | B9 | 800 | 4000 | 0 | 32.7 | 38.33 | 8 | 0
2015 | MISO_MO-IL_2_TVA_Transmission | MISO_MO-IL | TVA_Transmission | Internal | Summer | B10 | 1262 | 4000 | 0 | 29.67 | 35.72 | 8 | 0
2015 | MISO_MO-IL_2_TVA_Transmission | MISO_MO-IL | TVA_Transmission | Internal | Winter | B16 | 25 | 4000 | 1121.72 | 45.45 | 53.45 | 8 | 0
2015 | MISO_MO-IL_2_TVA_Transmission | MISO_MO-IL | TVA_Transmission | Internal | Winter | B17 | 100 | 4000 | 0 | 40.62 | 44.86 | 8 | 0
2015 | MISO_MO-IL_2_TVA_Transmission | MISO_MO-IL | TVA_Transmission | Internal | Winter | B18 | 400 | 4000 | 0 | 36.74 | 41.58 | 8 | 0
2015 | MISO_MO-IL_2_TVA_Transmission | MISO_MO-IL | TVA_Transmission | Internal | Winter | B19 | 700 | 4000 | 0 | 35.23 | 40.35 | 8 | 0
2015 | MISO_MO-IL_2_TVA_Transmission | MISO_MO-IL | TVA_Transmission | Internal | Winter | B20 | 935 | 4000 | 0 | 31.77 | 38.89 | 8 | 0
2015 | MISO_W_2_MAPP_CA | MISO_W | MAPP_CA | Internal | Shoulder | B11 | 25 | 700 | 0 | 44.92 | 44.9 | 0.01 | 0
2015 | MISO_W_2_MAPP_CA | MISO_W | MAPP_CA | Internal | Shoulder | B12 | 200 | 700 | 0 | 38.19 | 38.18 | 0.01 | 0
2015 | MISO_W_2_MAPP_CA | MISO_W | MAPP_CA | Internal | Shoulder | B13 | 600 | 700 | 0 | 35.54 | 35.52 | 0.01 | 0
2015 | MISO_W_2_MAPP_CA | MISO_W | MAPP_CA | Internal | Shoulder | B14 | 900 | 700 | 700 | 34.34 | 35.52 | 0.01 | 1.18
2015 | MISO_W_2_MAPP_CA | MISO_W | MAPP_CA | Internal | Shoulder | B15 | 1203 | 700 | 700 | 33.07 | 35.52 | 0.01 | 2.45
2015 | MISO_W_2_MAPP_CA | MISO_W | MAPP_CA | Internal | Summer | B1 | 10 | 700 | 0 | 59.37 | 55.73 | 0.01 | 0
2015 | MISO_W_2_MAPP_CA | MISO_W | MAPP_CA | Internal | Summer | B2 | 25 | 700 | 0 | 57.28 | 56.8 | 0.01 | 0
2015 | MISO_W_2_MAPP_CA | MISO_W | MAPP_CA | Internal | Summer | B3 | 75 | 700 | 0 | 55.69 | 51.37 | 0.01 | 0
2015 | MISO_W_2_MAPP_CA | MISO_W | MAPP_CA | Internal | Summer | B4 | 100 | 700 | 0 | 55.69 | 48.09 | 0.01 | 0
2015 | MISO_W_2_MAPP_CA | MISO_W | MAPP_CA | Internal | Summer | B5 | 200 | 700 | 0 | 44.75 | 44.74 | 0.01 | 0
2015 | MISO_W_2_MAPP_CA | MISO_W | MAPP_CA | Internal | Summer | B6 | 300 | 700 | 0 | 38.46 | 38.45 | 0.01 | 0
2015 | MISO_W_2_MAPP_CA | MISO_W | MAPP_CA | Internal | Summer | B7 | 400 | 700 | 0 | 35.04 | 35.03 | 0.01 | 0
2015 | MISO_W_2_MAPP_CA | MISO_W | MAPP_CA | Internal | Summer | B8 | 500 | 700 | 0 | 32.9 | 32.89 | 0.01 | 0
2015 | MISO_W_2_MAPP_CA | MISO_W | MAPP_CA | Internal | Summer | B9 | 800 | 700 | 700 | 32.72 | 32.89 | 0.01 | 0.16
2015 | MISO_W_2_MAPP_CA | MISO_W | MAPP_CA | Internal | Summer | B10 | 1262 | 700 | 700 | 29.68 | 32.89 | 0.01 | 3.2
2015 | MISO_W_2_MAPP_CA | MISO_W | MAPP_CA | Internal | Winter | B16 | 25 | 700 | 0 | 45.44 | 45.43 | 0.01 | 0
2015 | MISO_W_2_MAPP_CA | MISO_W | MAPP_CA | Internal | Winter | B17 | 100 | 700 | 0 | 40.6 | 40.6 | 0.01 | 0
2015 | MISO_W_2_MAPP_CA | MISO_W | MAPP_CA | Internal | Winter | B18 | 400 | 700 | 700 | 36.75 | 39.83 | 0.01 | 3.06
2015 | MISO_W_2_MAPP_CA | MISO_W | MAPP_CA | Internal | Winter | B19 | 700 | 700 | 700 | 35.34 | 39.83 | 0.01 | 4.47
2015 | MISO_W_2_MAPP_CA | MISO_W | MAPP_CA | Internal | Winter | B20 | 935 | 700 | 700 | 31.76 | 39.83 | 0.01 | 8.05
2015 | MISO_W_2_MISO_MO-IL | MISO_W | MISO_MO-IL | Internal | Shoulder | B11 | 25 | 3800 | 0 | 44.92 | 44.92 | 0.01 | 0
2015 | MISO_W_2_MISO_MO-IL | MISO_W | MISO_MO-IL | Internal | Shoulder | B12 | 200 | 3800 | 285.18 | 38.19 | 38.2 | 0.01 | 0
2015 | MISO_W_2_MISO_MO-IL | MISO_W | MISO_MO-IL | Internal | Shoulder | B13 | 600 | 3800 | 0 | 35.54 | 35.52 | 0.01 | 0
2015 | MISO_W_2_MISO_MO-IL | MISO_W | MISO_MO-IL | Internal | Shoulder | B14 | 900 | 3800 | 0 | 34.34 | 34.32 | 0.01 | 0
2015 | MISO_W_2_MISO_MO-IL | MISO_W | MISO_MO-IL | Internal | Shoulder | B15 | 1203 | 3800 | 0 | 33.07 | 33 | 0.01 | 0
2015 | MISO_W_2_MISO_MO-IL | MISO_W | MISO_MO-IL | Internal | Summer | B1 | 10 | 3800 | 1595.06 | 59.37 | 59.38 | 0.01 | 0
2015 | MISO_W_2_MISO_MO-IL | MISO_W | MISO_MO-IL | Internal | Summer | B2 | 25 | 3800 | 477.37 | 57.28 | 57.29 | 0.01 | 0
2015 | MISO_W_2_MISO_MO-IL | MISO_W | MISO_MO-IL | Internal | Summer | B3 | 75 | 3800 | 0 | 55.69 | 55.68 | 0.01 | 0
2015 | MISO_W_2_MISO_MO-IL | MISO_W | MISO_MO-IL | Internal | Summer | B4 | 100 | 3800 | 0 | 55.69 | 54.94 | 0.01 | 0
2015 | MISO_W_2_MISO_MO-IL | MISO_W | MISO_MO-IL | Internal | Summer | B5 | 200 | 3800 | 0 | 44.75 | 44.72 | 0.01 | 0
2015 | MISO_W_2_MISO_MO-IL | MISO_W | MISO_MO-IL | Internal | Summer | B6 | 300 | 3800 | 0 | 38.46 | 38.45 | 0.01 | 0
2015 | MISO_W_2_MISO_MO-IL | MISO_W | MISO_MO-IL | Internal | Summer | B7 | 400 | 3800 | 0 | 35.04 | 35.04 | 0.01 | 0
2015 | MISO_W_2_MISO_MO-IL | MISO_W | MISO_MO-IL | Internal | Summer | B8 | 500 | 3800 | 0 | 32.9 | 32.9 | 0.01 | 0
2015 | MISO_W_2_MISO_MO-IL | MISO_W | MISO_MO-IL | Internal | Summer | B9 | 800 | 3800 | 0 | 32.72 | 32.7 | 0.01 | 0
2015 | MISO_W_2_MISO_MO-IL | MISO_W | MISO_MO-IL | Internal | Summer | B10 | 1262 | 3800 | 0 | 29.68 | 29.67 | 0.01 | 0
2015 | MISO_W_2_MISO_MO-IL | MISO_W | MISO_MO-IL | Internal | Winter | B16 | 25 | 3800 | 1422.71 | 45.44 | 45.45 | 0.01 | 0
2015 | MISO_W_2_MISO_MO-IL | MISO_W | MISO_MO-IL | Internal | Winter | B17 | 100 | 3800 | 942.4 | 40.6 | 40.62 | 0.01 | 0
2015 | MISO_W_2_MISO_MO-IL | MISO_W | MISO_MO-IL | Internal | Winter | B18 | 400 | 3800 | 0 | 36.75 | 36.74 | 0.01 | 0
2015 | MISO_W_2_MISO_MO-IL | MISO_W | MISO_MO-IL | Internal | Winter | B19 | 700 | 3800 | 0 | 35.34 | 35.23 | 0.01 | 0
2015 | MISO_W_2_MISO_MO-IL | MISO_W | MISO_MO-IL | Internal | Winter | B20 | 935 | 3800 | 79.84 | 31.76 | 31.77 | 0.01 | 0
2015 | MISO_W_2_MISO_WUMS | MISO_W | MISO_WUMS | Internal | Shoulder | B11 | 25 | 1629 | 0 | 44.92 | 44.92 | 0.01 | 0
2015 | MISO_W_2_MISO_WUMS | MISO_W | MISO_WUMS | Internal | Shoulder | B12 | 200 | 1629 | 952.11 | 38.19 | 38.2 | 0.01 | 0
2015 | MISO_W_2_MISO_WUMS | MISO_W | MISO_WUMS | Internal | Shoulder | B13 | 600 | 1629 | 843.29 | 35.54 | 35.55 | 0.01 | 0
2015 | MISO_W_2_MISO_WUMS | MISO_W | MISO_WUMS | Internal | Shoulder | B14 | 900 | 1629 | 867.14 | 34.34 | 34.35 | 0.01 | 0
2015 | MISO_W_2_MISO_WUMS | MISO_W | MISO_WUMS | Internal | Shoulder | B15 | 1203 | 1629 | 753.95 | 33.07 | 33.08 | 0.01 | 0
2015 | MISO_W_2_MISO_WUMS | MISO_W | MISO_WUMS | Internal | Summer | B1 | 10 | 1629 | 483.06 | 59.37 | 59.38 | 0.01 | 0
2015 | MISO_W_2_MISO_WUMS | MISO_W | MISO_WUMS | Internal | Summer | B2 | 25 | 1629 | 509.36 | 57.28 | 57.29 | 0.01 | 0
2015 | MISO_W_2_MISO_WUMS | MISO_W | MISO_WUMS | Internal | Summer | B3 | 75 | 1629 | 965.69 | 55.69 | 55.7 | 0.01 | 0
2015 | MISO_W_2_MISO_WUMS | MISO_W | MISO_WUMS | Internal | Summer | B4 | 100 | 1629 | 251.47 | 55.69 | 55.7 | 0.01 | 0
2015 | MISO_W_2_MISO_WUMS | MISO_W | MISO_WUMS | Internal | Summer | B5 | 200 | 1629 | 0 | 44.75 | 44.74 | 0.01 | 0
2015 | MISO_W_2_MISO_WUMS | MISO_W | MISO_WUMS | Internal | Summer | B6 | 300 | 1629 | 0 | 38.46 | 38.46 | 0.01 | 0
2015 | MISO_W_2_MISO_WUMS | MISO_W | MISO_WUMS | Internal | Summer | B7 | 400 | 1629 | 583.43 | 35.04 | 35.05 | 0.01 | 0
2015 | MISO_W_2_MISO_WUMS | MISO_W | MISO_WUMS | Internal | Summer | B8 | 500 | 1629 | 1455.3 | 32.9 | 32.92 | 0.01 | 0
2015 | MISO_W_2_MISO_WUMS | MISO_W | MISO_WUMS | Internal | Summer | B9 | 800 | 1629 | 942.73 | 32.72 | 32.74 | 0.01 | 0
2015 | MISO_W_2_MISO_WUMS | MISO_W | MISO_WUMS | Internal | Summer | B10 | 1262 | 1629 | 1629 | 29.68 | 31.97 | 0.01 | 2.28
2015 | MISO_W_2_MISO_WUMS | MISO_W | MISO_WUMS | Internal | Winter | B16 | 25 | 1629 | 768.3 | 45.44 | 45.45 | 0.01 | 0
2015 | MISO_W_2_MISO_WUMS | MISO_W | MISO_WUMS | Internal | Winter | B17 | 100 | 1629 | 1256.63 | 40.6 | 40.62 | 0.01 | 0
2015 | MISO_W_2_MISO_WUMS | MISO_W | MISO_WUMS | Internal | Winter | B18 | 400 | 1629 | 332.92 | 36.75 | 36.77 | 0.01 | 0
2015 | MISO_W_2_MISO_WUMS | MISO_W | MISO_WUMS | Internal | Winter | B19 | 700 | 1629 | 169.31 | 35.34 | 35.35 | 0.01 | 0
2015 | MISO_W_2_MISO_WUMS | MISO_W | MISO_WUMS | Internal | Winter | B20 | 935 | 1629 | 1629 | 31.76 | 33.06 | 0.01 | 1.29
2015 | MISO_W_2_PJM_ROR | MISO_W | PJM_ROR | Internal | Shoulder | B11 | 25 | 773 | 0 | 44.92 | 42.92 | 2 | 0
2015 | MISO_W_2_PJM_ROR | MISO_W | PJM_ROR | Internal | Shoulder | B12 | 200 | 773 | 773 | 38.19 | 40.2 | 2 | 0.01
2015 | MISO_W_2_PJM_ROR | MISO_W | PJM_ROR | Internal | Shoulder | B13 | 600 | 773 | 83.38 | 35.54 | 37.54 | 2 | 0
2015 | MISO_W_2_PJM_ROR | MISO_W | PJM_ROR | Internal | Shoulder | B14 | 900 | 773 | 0 | 34.34 | 36.06 | 2 | 0
2015 | MISO_W_2_PJM_ROR | MISO_W | PJM_ROR | Internal | Shoulder | B15 | 1203 | 773 | 0 | 33.07 | 34.35 | 2 | 0
2015 | MISO_W_2_PJM_ROR | MISO_W | PJM_ROR | Internal | Summer | B1 | 10 | 773 | 773 | 59.37 | 61.38 | 2 | 0.01
2015 | MISO_W_2_PJM_ROR | MISO_W | PJM_ROR | Internal | Summer | B2 | 25 | 773 | 773 | 57.28 | 59.29 | 2 | 0.01
2015 | MISO_W_2_PJM_ROR | MISO_W | PJM_ROR | Internal | Summer | B3 | 75 | 773 | 0 | 55.69 | 56.94 | 2 | 0
2015 | MISO_W_2_PJM_ROR | MISO_W | PJM_ROR | Internal | Summer | B4 | 100 | 773 | 0 | 55.69 | 56.94 | 2 | 0
2015 | MISO_W_2_PJM_ROR | MISO_W | PJM_ROR | Internal | Summer | B5 | 200 | 773 | 0 | 44.75 | 46.48 | 2 | 0
2015 | MISO_W_2_PJM_ROR | MISO_W | PJM_ROR | Internal | Summer | B6 | 300 | 773 | 0 | 38.46 | 40.45 | 2 | 0
2015 | MISO_W_2_PJM_ROR | MISO_W | PJM_ROR | Internal | Summer | B7 | 400 | 773 | 773 | 35.04 | 37.05 | 2 | 0.01
2015 | MISO_W_2_PJM_ROR | MISO_W | PJM_ROR | Internal | Summer | B8 | 500 | 773 | 218.75 | 32.9 | 34.9 | 2 | 0
2015 | MISO_W_2_PJM_ROR | MISO_W | PJM_ROR | Internal | Summer | B9 | 800 | 773 | 0 | 32.72 | 33.09 | 2 | 0
2015 | MISO_W_2_PJM_ROR | MISO_W | PJM_ROR | Internal | Summer | B10 | 1262 | 773 | 0 | 29.68 | 31.67 | 2 | 0
2015 | MISO_W_2_PJM_ROR | MISO_W | PJM_ROR | Internal | Winter | B16 | 25 | 773 | 773 | 45.44 | 47.45 | 2 | 0.01
2015 | MISO_W_2_PJM_ROR | MISO_W | PJM_ROR | Internal | Winter | B17 | 100 | 773 | 773 | 40.6 | 42.63 | 2 | 0.02
2015 | MISO_W_2_PJM_ROR | MISO_W | PJM_ROR | Internal | Winter | B18 | 400 | 773 | 773 | 36.75 | 38.76 | 2 | 0
2015 | MISO_W_2_PJM_ROR | MISO_W | PJM_ROR | Internal | Winter | B19 | 700 | 773 | 0 | 35.34 | 37.23 | 2 | 0
2015 | MISO_W_2_PJM_ROR | MISO_W | PJM_ROR | Internal | Winter | B20 | 935 | 773 | 0 | 31.76 | 32.89 | 2 | 0
2015 | MISO_W_2_SPP_N | MISO_W | SPP_N | Internal | Shoulder | B11 | 25 | 3200 | 378.76 | 44.92 | 51.92 | 7 | 0
2015 | MISO_W_2_SPP_N | MISO_W | SPP_N | Internal | Shoulder | B12 | 200 | 3200 | 0 | 38.19 | 36.34 | 7 | 0
2015 | MISO_W_2_SPP_N | MISO_W | SPP_N | Internal | Shoulder | B13 | 600 | 3200 | 0 | 35.54 | 36.34 | 7 | 0
2015 | MISO_W_2_SPP_N | MISO_W | SPP_N | Internal | Shoulder | B14 | 900 | 3200 | 0 | 34.34 | 36.26 | 7 | 0
2015 | MISO_W_2_SPP_N | MISO_W | SPP_N | Internal | Shoulder | B15 | 1203 | 3200 | 0 | 33.07 | 36.26 | 7 | 0
2015 | MISO_W_2_SPP_N | MISO_W | SPP_N | Internal | Summer | B1 | 10 | 3200 | 0 | 59.37 | 58.76 | 7 | 0
2015 | MISO_W_2_SPP_N | MISO_W | SPP_N | Internal | Summer | B2 | 25 | 3200 | 0 | 57.28 | 58.76 | 7 | 0
2015 | MISO_W_2_SPP_N | MISO_W | SPP_N | Internal | Summer | B3 | 75 | 3200 | 0 | 55.69 | 58.76 | 7 | 0
2015 | MISO_W_2_SPP_N | MISO_W | SPP_N | Internal | Summer | B4 | 100 | 3200 | 0 | 55.69 | 56.96 | 7 | 0
2015 | MISO_W_2_SPP_N | MISO_W | SPP_N | Internal | Summer | B5 | 200 | 3200 | 232.07 | 44.75 | 51.75 | 7 | 0
2015 | MISO_W_2_SPP_N | MISO_W | SPP_N | Internal | Summer | B6 | 300 | 3200 | 356.68 | 38.46 | 45.46 | 7 | 0
2015 | MISO_W_2_SPP_N | MISO_W | SPP_N | Internal | Summer | B7 | 400 | 3200 | 0 | 35.04 | 36.69 | 7 | 0
2015 | MISO_W_2_SPP_N | MISO_W | SPP_N | Internal | Summer | B8 | 500 | 3200 | 0 | 32.9 | 35.12 | 7 | 0
2015 | MISO_W_2_SPP_N | MISO_W | SPP_N | Internal | Summer | B9 | 800 | 3200 | 0 | 32.72 | 35.04 | 7 | 0
2015 | MISO_W_2_SPP_N | MISO_W | SPP_N | Internal | Summer | B10 | 1262 | 3200 | 0 | 29.68 | 34.55 | 7 | 0
2015 | MISO_W_2_SPP_N | MISO_W | SPP_N | Internal | Winter | B16 | 25 | 3200 | 0 | 45.44 | 41.09 | 7 | 0
2015 | MISO_W_2_SPP_N | MISO_W | SPP_N | Internal | Winter | B17 | 100 | 3200 | 0 | 40.6 | 38.72 | 7 | 0
2015 | MISO_W_2_SPP_N | MISO_W | SPP_N | Internal | Winter | B18 | 400 | 3200 | 0 | 36.75 | 38.63 | 7 | 0
2015 | MISO_W_2_SPP_N | MISO_W | SPP_N | Internal | Winter | B19 | 700 | 3200 | 0 | 35.34 | 38.16 | 7 | 0
2015 | MISO_W_2_SPP_N | MISO_W | SPP_N | Internal | Winter | B20 | 935 | 3200 | 0 | 31.76 | 33.79 | 7 | 0
2015 | MISO_WUMS_2_MISO_MI | MISO_WUMS | MISO_MI | Internal | Shoulder | B11 | 25 | 99 | 0 | 44.92 | 44.9 | 0.01 | 0
2015 | MISO_WUMS_2_MISO_MI | MISO_WUMS | MISO_MI | Internal | Shoulder | B12 | 200 | 99 | 99 | 38.2 | 38.23 | 0.01 | 0.01
2015 | MISO_WUMS_2_MISO_MI | MISO_WUMS | MISO_MI | Internal | Shoulder | B13 | 600 | 99 | 0 | 35.55 | 35.54 | 0.01 | 0
2015 | MISO_WUMS_2_MISO_MI | MISO_WUMS | MISO_MI | Internal | Shoulder | B14 | 900 | 99 | 99 | 34.35 | 34.98 | 0.01 | 0.62
2015 | MISO_WUMS_2_MISO_MI | MISO_WUMS | MISO_MI | Internal | Shoulder | B15 | 1203 | 99 | 0 | 33.08 | 33.02 | 0.01 | 0
2015 | MISO_WUMS_2_MISO_MI | MISO_WUMS | MISO_MI | Internal | Summer | B1 | 10 | 99 | 0 | 59.38 | 59.37 | 0.01 | 0
2015 | MISO_WUMS_2_MISO_MI | MISO_WUMS | MISO_MI | Internal | Summer | B2 | 25 | 99 | 0 | 57.29 | 57.29 | 0.01 | 0
2015 | MISO_WUMS_2_MISO_MI | MISO_WUMS | MISO_MI | Internal | Summer | B3 | 75 | 99 | 0 | 55.7 | 54.94 | 0.01 | 0
2015 | MISO_WUMS_2_MISO_MI | MISO_WUMS | MISO_MI | Internal | Summer | B4 | 100 | 99 | 0 | 55.7 | 51.97 | 0.01 | 0
2015 | MISO_WUMS_2_MISO_MI | MISO_WUMS | MISO_MI | Internal | Summer | B5 | 200 | 99 | 0 | 44.74 | 44.72 | 0.01 | 0
2015 | MISO_WUMS_2_MISO_MI | MISO_WUMS | MISO_MI | Internal | Summer | B6 | 300 | 99 | 67.64 | 38.46 | 38.48 | 0.01 | 0
2015 | MISO_WUMS_2_MISO_MI | MISO_WUMS | MISO_MI | Internal | Summer | B7 | 400 | 99 | 0 | 35.05 | 35.05 | 0.01 | 0
2015 | MISO_WUMS_2_MISO_MI | MISO_WUMS | MISO_MI | Internal | Summer | B8 | 500 | 99 | 54.33 | 32.92 | 32.93 | 0.01 | 0
2015 | MISO_WUMS_2_MISO_MI | MISO_WUMS | MISO_MI | Internal | Summer | B9 | 800 | 99 | 0 | 32.74 | 32.72 | 0.01 | 0
2015 | MISO_WUMS_2_MISO_MI | MISO_WUMS | MISO_MI | Internal | Summer | B10 | 1262 | 99 | 99 | 31.97 | 32.22 | 0.01 | 0.24
2015 | MISO_WUMS_2_MISO_MI | MISO_WUMS | MISO_MI | Internal | Winter | B16 | 25 | 99 | 0 | 45.45 | 45.45 | 0.01 | 0
2015 | MISO_WUMS_2_MISO_MI | MISO_WUMS | MISO_MI | Internal | Winter | B17 | 100 | 99 | 58.49 | 40.62 | 40.63 | 0.01 | 0
2015 | MISO_WUMS_2_MISO_MI | MISO_WUMS | MISO_MI | Internal | Winter | B18 | 400 | 99 | 0 | 36.77 | 36.76 | 0.01 | 0
2015 | MISO_WUMS_2_MISO_MI | MISO_WUMS | MISO_MI | Internal | Winter | B19 | 700 | 99 | 0 | 35.35 | 35.26 | 0.01 | 0
2015 | MISO_WUMS_2_MISO_MI | MISO_WUMS | MISO_MI | Internal | Winter | B20 | 935 | 99 | 0 | 33.06 | 32.24 | 0.01 | 0
2015 | MISO_WUMS_2_MISO_W | MISO_WUMS | MISO_W | Internal | Shoulder | B11 | 25 | 1137 | 0 | 44.92 | 44.92 | 0.01 | 0
2015 | MISO_WUMS_2_MISO_W | MISO_WUMS | MISO_W | Internal | Shoulder | B12 | 200 | 1137 | 0 | 38.2 | 38.19 | 0.01 | 0
2015 | MISO_WUMS_2_MISO_W | MISO_WUMS | MISO_W | Internal | Shoulder | B13 | 600 | 1137 | 0 | 35.55 | 35.54 | 0.01 | 0
2015 | MISO_WUMS_2_MISO_W | MISO_WUMS | MISO_W | Internal | Shoulder | B14 | 900 | 1137 | 0 | 34.35 | 34.34 | 0.01 | 0
2015 | MISO_WUMS_2_MISO_W | MISO_WUMS | MISO_W | Internal | Shoulder | B15 | 1203 | 1137 | 0 | 33.08 | 33.07 | 0.01 | 0
2015 | MISO_WUMS_2_MISO_W | MISO_WUMS | MISO_W | Internal | Summer | B1 | 10 | 1137 | 0 | 59.38 | 59.37 | 0.01 | 0
2015 | MISO_WUMS_2_MISO_W | MISO_WUMS | MISO_W | Internal | Summer | B2 | 25 | 1137 | 0 | 57.29 | 57.28 | 0.01 | 0
2015 | MISO_WUMS_2_MISO_W | MISO_WUMS | MISO_W | Internal | Summer | B3 | 75 | 1137 | 0 | 55.7 | 55.69 | 0.01 | 0
2015 | MISO_WUMS_2_MISO_W | MISO_WUMS | MISO_W | Internal | Summer | B4 | 100 | 1137 | 0 | 55.7 | 55.69 | 0.01 | 0
2015 | MISO_WUMS_2_MISO_W | MISO_WUMS | MISO_W | Internal | Summer | B5 | 200 | 1137 | 237.53 | 44.74 | 44.75 | 0.01 | 0
2015 | MISO_WUMS_2_MISO_W | MISO_WUMS | MISO_W | Internal | Summer | B6 | 300 | 1137 | 0 | 38.46 | 38.46 | 0.01 | 0
2015 | MISO_WUMS_2_MISO_W | MISO_WUMS | MISO_W | Internal | Summer | B7 | 400 | 1137 | 0 | 35.05 | 35.04 | 0.01 | 0
2015 | MISO_WUMS_2_MISO_W | MISO_WUMS | MISO_W | Internal | Summer | B8 | 500 | 1137 | 0 | 32.92 | 32.9 | 0.01 | 0
2015 | MISO_WUMS_2_MISO_W | MISO_WUMS | MISO_W | Internal | Summer | B9 | 800 | 1137 | 0 | 32.74 | 32.72 | 0.01 | 0
2015 | MISO_WUMS_2_MISO_W | MISO_WUMS | MISO_W | Internal | Summer | B10 | 1262 | 1137 | 0 | 31.97 | 29.68 | 0.01 | 0
2015 | MISO_WUMS_2_MISO_W | MISO_WUMS | MISO_W | Internal | Winter | B16 | 25 | 1137 | 0 | 45.45 | 45.44 | 0.01 | 0
2015 | MISO_WUMS_2_MISO_W | MISO_WUMS | MISO_W | Internal | Winter | B17 | 100 | 1137 | 0 | 40.62 | 40.6 | 0.01 | 0
2015 | MISO_WUMS_2_MISO_W | MISO_WUMS | MISO_W | Internal | Winter | B18 | 400 | 1137 | 0 | 36.77 | 36.75 | 0.01 | 0
2015 | MISO_WUMS_2_MISO_W | MISO_WUMS | MISO_W | Internal | Winter | B19 | 700 | 1137 | 0 | 35.35 | 35.34 | 0.01 | 0
2015 | MISO_WUMS_2_MISO_W | MISO_WUMS | MISO_W | Internal | Winter | B20 | 935 | 1137 | 0 | 33.06 | 31.76 | 0.01 | 0
2015 | MISO_WUMS_2_PJM_ROR | MISO_WUMS | PJM_ROR | Internal | Shoulder | B11 | 25 | 1600 | 0 | 44.92 | 42.92 | 2 | 0
2015 | MISO_WUMS_2_PJM_ROR | MISO_WUMS | PJM_ROR | Internal | Shoulder | B12 | 200 | 1600 | 288.04 | 38.2 | 40.2 | 2 | 0
2015 | MISO_WUMS_2_PJM_ROR | MISO_WUMS | PJM_ROR | Internal | Shoulder | B13 | 600 | 1600 | 0 | 35.55 | 37.54 | 2 | 0
2015 | MISO_WUMS_2_PJM_ROR | MISO_WUMS | PJM_ROR | Internal | Shoulder | B14 | 900 | 1600 | 0 | 34.35 | 36.06 | 2 | 0
2015 | MISO_WUMS_2_PJM_ROR | MISO_WUMS | PJM_ROR | Internal | Shoulder | B15 | 1203 | 1600 | 0 | 33.08 | 34.35 | 2 | 0
2015 | MISO_WUMS_2_PJM_ROR | MISO_WUMS | PJM_ROR | Internal | Summer | B1 | 10 | 1600 | 1527.63 | 59.38 | 61.38 | 2 | 0
2015 | MISO_WUMS_2_PJM_ROR | MISO_WUMS | PJM_ROR | Internal | Summer | B2 | 25 | 1600 | 829.7 | 57.29 | 59.29 | 2 | 0
2015 | MISO_WUMS_2_PJM_ROR | MISO_WUMS | PJM_ROR | Internal | Summer | B3 | 75 | 1600 | 0 | 55.7 | 56.94 | 2 | 0
2015 | MISO_WUMS_2_PJM_ROR | MISO_WUMS | PJM_ROR | Internal | Summer | B4 | 100 | 1600 | 0 | 55.7 | 56.94 | 2 | 0
2015 | MISO_WUMS_2_PJM_ROR | MISO_WUMS | PJM_ROR | Internal | Summer | B5 | 200 | 1600 | 0 | 44.74 | 46.48 | 2 | 0
2015 | MISO_WUMS_2_PJM_ROR | MISO_WUMS | PJM_ROR | Internal | Summer | B6 | 300 | 1600 | 0 | 38.46 | 40.45 | 2 | 0
2015 | MISO_WUMS_2_PJM_ROR | MISO_WUMS | PJM_ROR | Internal | Summer | B7 | 400 | 1600 | 121.18 | 35.05 | 37.05 | 2 | 0
2015 | MISO_WUMS_2_PJM_ROR | MISO_WUMS | PJM_ROR | Internal | Summer | B8 | 500 | 1600 | 0 | 32.92 | 34.9 | 2 | 0
2015 | MISO_WUMS_2_PJM_ROR | MISO_WUMS | PJM_ROR | Internal | Summer | B9 | 800 | 1600 | 0 | 32.74 | 33.09 | 2 | 0
2015 | MISO_WUMS_2_PJM_ROR | MISO_WUMS | PJM_ROR | Internal | Summer | B10 | 1262 | 1600 | 0 | 31.97 | 31.67 | 2 | 0
2015 | MISO_WUMS_2_PJM_ROR | MISO_WUMS | PJM_ROR | Internal | Winter | B16 | 25 | 1600 | 1126.08 | 45.45 | 47.45 | 2 | 0
2015 | MISO_WUMS_2_PJM_ROR | MISO_WUMS | PJM_ROR | Internal | Winter | B17 | 100 | 1600 | 1600 | 40.62 | 42.63 | 2 | 0.01
2015 | MISO_WUMS_2_PJM_ROR | MISO_WUMS | PJM_ROR | Internal | Winter | B18 | 400 | 1600 | 0 | 36.77 | 38.76 | 2 | 0
2015 | MISO_WUMS_2_PJM_ROR | MISO_WUMS | PJM_ROR | Internal | Winter | B19 | 700 | 1600 | 0 | 35.35 | 37.23 | 2 | 0
2015 | MISO_WUMS_2_PJM_ROR | MISO_WUMS | PJM_ROR | Internal | Winter | B20 | 935 | 1600 | 0 | 33.06 | 32.89 | 2 | 0
2015 | NE_2_MISO_W | NE | MISO_W | Internal | Shoulder | B11 | 25 | 1600 | 0 | 44.92 | 44.92 | 5 | 0
2015 | NE_2_MISO_W | NE | MISO_W | Internal | Shoulder | B12 | 200 | 1600 | 0 | 36.33 | 38.19 | 5 | 0
2015 | NE_2_MISO_W | NE | MISO_W | Internal | Shoulder | B13 | 600 | 1600 | 0 | 35.54 | 35.54 | 5 | 0
2015 | NE_2_MISO_W | NE | MISO_W | Internal | Shoulder | B14 | 900 | 1600 | 0 | 35.54 | 34.34 | 5 | 0
2015 | NE_2_MISO_W | NE | MISO_W | Internal | Shoulder | B15 | 1203 | 1600 | 0 | 35.16 | 33.07 | 5 | 0
2015 | NE_2_MISO_W | NE | MISO_W | Internal | Summer | B1 | 10 | 1600 | 0 | 58.75 | 59.37 | 5 | 0
2015 | NE_2_MISO_W | NE | MISO_W | Internal | Summer | B2 | 25 | 1600 | 0 | 57.36 | 57.28 | 5 | 0
2015 | NE_2_MISO_W | NE | MISO_W | Internal | Summer | B3 | 75 | 1600 | 0 | 57.36 | 55.69 | 5 | 0
2015 | NE_2_MISO_W | NE | MISO_W | Internal | Summer | B4 | 100 | 1600 | 0 | 56.95 | 55.69 | 5 | 0
2015 | NE_2_MISO_W | NE | MISO_W | Internal | Summer | B5 | 200 | 1600 | 0 | 51.74 | 44.75 | 5 | 0
2015 | NE_2_MISO_W | NE | MISO_W | Internal | Summer | B6 | 300 | 1600 | 0 | 38.46 | 38.46 | 5 | 0
2015 | NE_2_MISO_W | NE | MISO_W | Internal | Summer | B7 | 400 | 1600 | 0 | 35.04 | 35.04 | 5 | 0
2015 | NE_2_MISO_W | NE | MISO_W | Internal | Summer | B8 | 500 | 1600 | 0 | 32.9 | 32.9 | 5 | 0
2015 | NE_2_MISO_W | NE | MISO_W | Internal | Summer | B9 | 800 | 1600 | 0 | 32.72 | 32.72 | 5 | 0
2015 | NE_2_MISO_W | NE | MISO_W | Internal | Summer | B10 | 1262 | 1600 | 0 | 31.59 | 29.68 | 5 | 0
2015 | NE_2_MISO_W | NE | MISO_W | Internal | Winter | B16 | 25 | 1600 | 0 | 41.07 | 45.44 | 5 | 0
2015 | NE_2_MISO_W | NE | MISO_W | Internal | Winter | B17 | 100 | 1600 | 0 | 38.71 | 40.6 | 5 | 0
2015 | NE_2_MISO_W | NE | MISO_W | Internal | Winter | B18 | 400 | 1600 | 0 | 38.15 | 36.75 | 5 | 0
2015 | NE_2_MISO_W | NE | MISO_W | Internal | Winter | B19 | 700 | 1600 | 0 | 38.15 | 35.34 | 5 | 0
2015 | NE_2_MISO_W | NE | MISO_W | Internal | Winter | B20 | 935 | 1600 | 0 | 31.93 | 31.76 | 5 | 0
2015 | NE_2_SPP_N | NE | SPP_N | Internal | Shoulder | B11 | 25 | 1800 | 1800 | 44.92 | 51.92 | 0.01 | 6.99
2015 | NE_2_SPP_N | NE | SPP_N | Internal | Shoulder | B12 | 200 | 1800 | 1020.34 | 36.33 | 36.34 | 0.01 | 0
2015 | NE_2_SPP_N | NE | SPP_N | Internal | Shoulder | B13 | 600 | 1800 | 1800 | 35.54 | 36.34 | 0.01 | 0.79
2015 | NE_2_SPP_N | NE | SPP_N | Internal | Shoulder | B14 | 900 | 1800 | 1800 | 35.54 | 36.26 | 0.01 | 0.71
2015 | NE_2_SPP_N | NE | SPP_N | Internal | Shoulder | B15 | 1203 | 1800 | 1800 | 35.16 | 36.26 | 0.01 | 1.09
2015 | NE_2_SPP_N | NE | SPP_N | Internal | Summer | B1 | 10 | 1800 | 1412.47 | 58.75 | 58.76 | 0.01 | 0
2015 | NE_2_SPP_N | NE | SPP_N | Internal | Summer | B2 | 25 | 1800 | 1800 | 57.36 | 58.76 | 0.01 | 1.4
2015 | NE_2_SPP_N | NE | SPP_N | Internal | Summer | B3 | 75 | 1800 | 1800 | 57.36 | 58.76 | 0.01 | 1.4
2015 | NE_2_SPP_N | NE | SPP_N | Internal | Summer | B4 | 100 | 1800 | 1418.57 | 56.95 | 56.96 | 0.01 | 0
2015 | NE_2_SPP_N | NE | SPP_N | Internal | Summer | B5 | 200 | 1800 | 1560.07 | 51.74 | 51.75 | 0.01 | 0
2015 | NE_2_SPP_N | NE | SPP_N | Internal | Summer | B6 | 300 | 1800 | 1800 | 38.46 | 45.46 | 0.01 | 6.99
2015 | NE_2_SPP_N | NE | SPP_N | Internal | Summer | B7 | 400 | 1800 | 1800 | 35.04 | 36.69 | 0.01 | 1.64
2015 | NE_2_SPP_N | NE | SPP_N | Internal | Summer | B8 | 500 | 1800 | 1800 | 32.9 | 35.12 | 0.01 | 2.2
2015 | NE_2_SPP_N | NE | SPP_N | Internal | Summer | B9 | 800 | 1800 | 1800 | 32.72 | 35.04 | 0.01 | 2.3
2015 | NE_2_SPP_N | NE | SPP_N | Internal | Summer | B10 | 1262 | 1800 | 1800 | 31.59 | 34.55 | 0.01 | 2.95
2015 | NE_2_SPP_N | NE | SPP_N | Internal | Winter | B16 | 25 | 1800 | 960.56 | 41.07 | 41.09 | 0.01 | 0
2015 | NE_2_SPP_N | NE | SPP_N | Internal | Winter | B17 | 100 | 1800 | 1209.33 | 38.71 | 38.72 | 0.01 | 0
2015 | NE_2_SPP_N | NE | SPP_N | Internal | Winter | B18 | 400 | 1800 | 1800 | 38.15 | 38.63 | 0.01 | 0.47
2015 | NE_2_SPP_N | NE | SPP_N | Internal | Winter | B19 | 700 | 1800 | 1778.98 | 38.15 | 38.16 | 0.01 | 0
2015 | NE_2_SPP_N | NE | SPP_N | Internal | Winter | B20 | 935 | 1800 | 1800 | 31.93 | 33.79 | 0.01 | 1.85
2015 | NEISO_2_NYISO_A-F | NEISO | NYISO_A-F | Internal | Shoulder | B11 | 25 | 600 | 0 | 36.73 | 38.16 | 3 | 0
2015 | NEISO_2_NYISO_A-F | NEISO | NYISO_A-F | Internal | Shoulder | B12 | 200 | 600 | 0 | 36.73 | 38.16 | 3 | 0
2015 | NEISO_2_NYISO_A-F | NEISO | NYISO_A-F | Internal | Shoulder | B13 | 600 | 600 | 0 | 36.73 | 38.16 | 3 | 0
2015 | NEISO_2_NYISO_A-F | NEISO | NYISO_A-F | Internal | Shoulder | B14 | 900 | 600 | 0 | 36.73 | 38.16 | 3 | 0
2015 | NEISO_2_NYISO_A-F | NEISO | NYISO_A-F | Internal | Shoulder | B15 | 1203 | 600 | 0 | 36.73 | 38.16 | 3 | 0
2015 | NEISO_2_NYISO_A-F | NEISO | NYISO_A-F | Internal | Summer | B1 | 10 | 600 | 0 | 76.83 | 57.3 | 3 | 0
2015 | NEISO_2_NYISO_A-F | NEISO | NYISO_A-F | Internal | Summer | B2 | 25 | 600 | 0 | 57.03 | 54.03 | 3 | 0
2015 | NEISO_2_NYISO_A-F | NEISO | NYISO_A-F | Internal | Summer | B3 | 75 | 600 | 600 | 47.82 | 51.37 | 3 | 0.55
2015 | NEISO_2_NYISO_A-F | NEISO | NYISO_A-F | Internal | Summer | B4 | 100 | 600 | 600 | 36.24 | 46.57 | 3 | 7.33
2015 | NEISO_2_NYISO_A-F | NEISO | NYISO_A-F | Internal | Summer | B5 | 200 | 600 | 600 | 34.08 | 42.51 | 3 | 5.43
2015 | NEISO_2_NYISO_A-F | NEISO | NYISO_A-F | Internal | Summer | B6 | 300 | 600 | 600 | 34.08 | 39.23 | 3 | 2.15
2015 | NEISO_2_NYISO_A-F | NEISO | NYISO_A-F | Internal | Summer | B7 | 400 | 600 | 600 | 34.08 | 37.74 | 3 | 0.66
2015 | NEISO_2_NYISO_A-F | NEISO | NYISO_A-F | Internal | Summer | B8 | 500 | 600 | 0 | 34.08 | 37.07 | 3 | 0
2015 | NEISO_2_NYISO_A-F | NEISO | NYISO_A-F | Internal | Summer | B9 | 800 | 600 | 0 | 34.08 | 36.75 | 3 | 0
2015 | NEISO_2_NYISO_A-F | NEISO | NYISO_A-F | Internal | Summer | B10 | 1262 | 600 | 0 | 34.08 | 36.75 | 3 | 0
2015 | NEISO_2_NYISO_A-F | NEISO | NYISO_A-F | Internal | Winter | B16 | 25 | 600 | 0 | 44.99 | 43.08 | 3 | 0
2015 | NEISO_2_NYISO_A-F | NEISO | NYISO_A-F | Internal | Winter | B17 | 100 | 600 | 0 | 44.99 | 41.99 | 3 | 0
2015 | NEISO_2_NYISO_A-F | NEISO | NYISO_A-F | Internal | Winter | B18 | 400 | 600 | 0 | 44.99 | 41.99 | 3 | 0
2015 | NEISO_2_NYISO_A-F | NEISO | NYISO_A-F | Internal | Winter | B19 | 700 | 600 | 0 | 44.99 | 41.99 | 3 | 0
2015 | NEISO_2_NYISO_A-F | NEISO | NYISO_A-F | Internal | Winter | B20 | 935 | 600 | 0 | 44.99 | 41.99 | 3 | 0
2015 | NEISO_2_NYISO_G-I | NEISO | NYISO_G-I | Internal | Shoulder | B11 | 25 | 600 | 600 | 36.73 | 40.85 | 3 | 1.12
2015 | NEISO_2_NYISO_G-I | NEISO | NYISO_G-I | Internal | Shoulder | B12 | 200 | 600 | 0 | 36.73 | 39.72 | 3 | 0
2015 | NEISO_2_NYISO_G-I | NEISO | NYISO_G-I | Internal | Shoulder | B13 | 600 | 600 | 0 | 36.73 | 39.38 | 3 | 0
2015 | NEISO_2_NYISO_G-I | NEISO | NYISO_G-I | Internal | Shoulder | B14 | 900 | 600 | 0 | 36.73 | 38.94 | 3 | 0
2015 | NEISO_2_NYISO_G-I | NEISO | NYISO_G-I | Internal | Shoulder | B15 | 1203 | 600 | 0 | 36.73 | 38.43 | 3 | 0
2015 | NEISO_2_NYISO_G-I | NEISO | NYISO_G-I | Internal | Summer | B1 | 10 | 600 | 407.52 | 76.83 | 79.83 | 3 | 0
2015 | NEISO_2_NYISO_G-I | NEISO | NYISO_G-I | Internal | Summer | B2 | 25 | 600 | 600 | 57.03 | 68.04 | 3 | 8.01
2015 | NEISO_2_NYISO_G-I | NEISO | NYISO_G-I | Internal | Summer | B3 | 75 | 600 | 600 | 47.82 | 54.06 | 3 | 3.25
2015 | NEISO_2_NYISO_G-I | NEISO | NYISO_G-I | Internal | Summer | B4 | 100 | 600 | 600 | 36.24 | 50.14 | 3 | 10.9
2015 | NEISO_2_NYISO_G-I | NEISO | NYISO_G-I | Internal | Summer | B5 | 200 | 600 | 600 | 34.08 | 50.14 | 3 | 13.05
2015 | NEISO_2_NYISO_G-I | NEISO | NYISO_G-I | Internal | Summer | B6 | 300 | 600 | 600 | 34.08 | 39.25 | 3 | 2.16
2015 | NEISO_2_NYISO_G-I | NEISO | NYISO_G-I | Internal | Summer | B7 | 400 | 600 | 600 | 34.08 | 37.75 | 3 | 0.67
2015 | NEISO_2_NYISO_G-I | NEISO | NYISO_G-I | Internal | Summer | B8 | 500 | 600 | 274.14 | 34.08 | 37.08 | 3 | 0
2015 | NEISO_2_NYISO_G-I | NEISO | NYISO_G-I | Internal | Summer | B9 | 800 | 600 | 0 | 34.08 | 36.76 | 3 | 0
2015 | NEISO_2_NYISO_G-I | NEISO | NYISO_G-I | Internal | Summer | B10 | 1262 | 600 | 0 | 34.08 | 36.76 | 3 | 0
2015 | NEISO_2_NYISO_G-I | NEISO | NYISO_G-I | Internal | Winter | B16 | 25 | 600 | 600 | 44.99 | 51.77 | 3 | 3.78
2015 | NEISO_2_NYISO_G-I | NEISO | NYISO_G-I | Internal | Winter | B17 | 100 | 600 | 600 | 44.99 | 48.67 | 3 | 0.68
2015 | NEISO_2_NYISO_G-I | NEISO | NYISO_G-I | Internal | Winter | B18 | 400 | 600 | 329.72 | 44.99 | 47.99 | 3 | 0
2015 | NEISO_2_NYISO_G-I | NEISO | NYISO_G-I | Internal | Winter | B19 | 700 | 600 | 122.84 | 44.99 | 47.99 | 3 | 0
2015 | NEISO_2_NYISO_G-I | NEISO | NYISO_G-I | Internal | Winter | B20 | 935 | 600 | 0 | 44.99 | 44.8 | 3 | 0
2015 | NEISO_2_NYISO_J-K | NEISO | NYISO_J-K | Internal | Shoulder | B11 | 25 | 430 | 430 | 36.73 | 40.86 | 3 | 1.13
2015 | NEISO_2_NYISO_J-K | NEISO | NYISO_J-K | Internal | Shoulder | B12 | 200 | 430 | 373.26 | 36.73 | 39.73 | 3 | 0
2015 | NEISO_2_NYISO_J-K | NEISO | NYISO_J-K | Internal | Shoulder | B13 | 600 | 430 | 0 | 36.73 | 39.39 | 3 | 0
2015 | NEISO_2_NYISO_J-K | NEISO | NYISO_J-K | Internal | Shoulder | B14 | 900 | 430 | 0 | 36.73 | 38.95 | 3 | 0
2015 | NEISO_2_NYISO_J-K | NEISO | NYISO_J-K | Internal | Shoulder | B15 | 1203 | 430 | 0 | 36.73 | 38.44 | 3 | 0
2015 | NEISO_2_NYISO_J-K | NEISO | NYISO_J-K | Internal | Summer | B1 | 10 | 430 | 430 | 76.83 | 79.85 | 3 | 0.01
2015 | NEISO_2_NYISO_J-K | NEISO | NYISO_J-K | Internal | Summer | B2 | 25 | 430 | 430 | 57.03 | 68.05 | 3 | 8.02
2015 | NEISO_2_NYISO_J-K | NEISO | NYISO_J-K | Internal | Summer | B3 | 75 | 430 | 430 | 47.82 | 54.07 | 3 | 3.26
2015 | NEISO_2_NYISO_J-K | NEISO | NYISO_J-K | Internal | Summer | B4 | 100 | 430 | 430 | 36.24 | 50.15 | 3 | 10.91
2015 | NEISO_2_NYISO_J-K | NEISO | NYISO_J-K | Internal | Summer | B5 | 200 | 430 | 430 | 34.08 | 50.15 | 3 | 13.07
2015 | NEISO_2_NYISO_J-K | NEISO | NYISO_J-K | Internal | Summer | B6 | 300 | 430 | 430 | 34.08 | 39.26 | 3 | 2.18
2015 | NEISO_2_NYISO_J-K | NEISO | NYISO_J-K | Internal | Summer | B7 | 400 | 430 | 430 | 34.08 | 37.77 | 3 | 0.69
2015 | NEISO_2_NYISO_J-K | NEISO | NYISO_J-K | Internal | Summer | B8 | 500 | 430 | 430 | 34.08 | 37.09 | 3 | 0.01
2015 | NEISO_2_NYISO_J-K | NEISO | NYISO_J-K | Internal | Summer | B9 | 800 | 430 | 0 | 34.08 | 36.77 | 3 | 0
2015 | NEISO_2_NYISO_J-K | NEISO | NYISO_J-K | Internal | Summer | B10 | 1262 | 430 | 0 | 34.08 | 36.77 | 3 | 0
2015 | NEISO_2_NYISO_J-K | NEISO | NYISO_J-K | Internal | Winter | B16 | 25 | 430 | 430 | 44.99 | 51.78 | 3 | 3.79
2015 | NEISO_2_NYISO_J-K | NEISO | NYISO_J-K | Internal | Winter | B17 | 100 | 430 | 430 | 44.99 | 48.68 | 3 | 0.69
2015 | NEISO_2_NYISO_J-K | NEISO | NYISO_J-K | Internal | Winter | B18 | 400 | 430 | 430 | 44.99 | 48.68 | 3 | 0.69
2015 | NEISO_2_NYISO_J-K | NEISO | NYISO_J-K | Internal | Winter | B19 | 700 | 430 | 430 | 44.99 | 48 | 3 | 0.01
2015 | NEISO_2_NYISO_J-K | NEISO | NYISO_J-K | Internal | Winter | B20 | 935 | 430 | 0 | 44.99 | 44.81 | 3 | 0
2015 | NonRTO_Midwest_2_TVA_Transmission | NonRTO_Midwest | TVA_Transmission | Internal | Shoulder | B11 | 25 | 2400 | 0 | 52.92 | 48.92 | 8 | 0
2015 | NonRTO_Midwest_2_TVA_Transmission | NonRTO_Midwest | TVA_Transmission | Internal | Shoulder | B12 | 200 | 2400 | 0 | 46.22 | 42.44 | 8 | 0
2015 | NonRTO_Midwest_2_TVA_Transmission | NonRTO_Midwest | TVA_Transmission | Internal | Shoulder | B13 | 600 | 2400 | 0 | 43.54 | 40.78 | 8 | 0
2015 | NonRTO_Midwest_2_TVA_Transmission | NonRTO_Midwest | TVA_Transmission | Internal | Shoulder | B14 | 900 | 2400 | 0 | 35.75 | 39.91 | 8 | 0
2015 | NonRTO_Midwest_2_TVA_Transmission | NonRTO_Midwest | TVA_Transmission | Internal | Shoulder | B15 | 1203 | 2400 | 0 | 32.77 | 39.26 | 8 | 0
2015 | NonRTO_Midwest_2_TVA_Transmission | NonRTO_Midwest | TVA_Transmission | Internal | Summer | B1 | 10 | 2400 | 0 | 63.36 | 67.38 | 8 | 0
2015 | NonRTO_Midwest_2_TVA_Transmission | NonRTO_Midwest | TVA_Transmission | Internal | Summer | B2 | 25 | 2400 | 0 | 63.36 | 65.29 | 8 | 0
2015 | NonRTO_Midwest_2_TVA_Transmission | NonRTO_Midwest | TVA_Transmission | Internal | Summer | B3 | 75 | 2400 | 0 | 63.36 | 62.94 | 8 | 0
2015 | NonRTO_Midwest_2_TVA_Transmission | NonRTO_Midwest | TVA_Transmission | Internal | Summer | B4 | 100 | 2400 | 0 | 62.94 | 62.94 | 8 | 0
2015 | NonRTO_Midwest_2_TVA_Transmission | NonRTO_Midwest | TVA_Transmission | Internal | Summer | B5 | 200 | 2400 | 0 | 52.74 | 51.96 | 8 | 0
2015 | NonRTO_Midwest_2_TVA_Transmission | NonRTO_Midwest | TVA_Transmission | Internal | Summer | B6 | 300 | 2400 | 0 | 46.46 | 43.88 | 8 | 0
2015 | NonRTO_Midwest_2_TVA_Transmission | NonRTO_Midwest | TVA_Transmission | Internal | Summer | B7 | 400 | 2400 | 0 | 35.6 | 39.87 | 8 | 0
2015 | NonRTO_Midwest_2_TVA_Transmission | NonRTO_Midwest | TVA_Transmission | Internal | Summer | B8 | 500 | 2400 | 0 | 34.62 | 38.83 | 8 | 0
2015 | NonRTO_Midwest_2_TVA_Transmission | NonRTO_Midwest | TVA_Transmission | Internal | Summer | B9 | 800 | 2400 | 0 | 32.77 | 38.33 | 8 | 0
2015 | NonRTO_Midwest_2_TVA_Transmission | NonRTO_Midwest | TVA_Transmission | Internal | Summer | B10 | 1262 | 2400 | 0 | 31.92 | 35.72 | 8 | 0
2015 | NonRTO_Midwest_2_TVA_Transmission | NonRTO_Midwest | TVA_Transmission | Internal | Winter | B16 | 25 | 2400 | 0 | 53.46 | 53.45 | 8 | 0
2015 | NonRTO_Midwest_2_TVA_Transmission | NonRTO_Midwest | TVA_Transmission | Internal | Winter | B17 | 100 | 2400 | 0 | 48.63 | 44.86 | 8 | 0
2015 | NonRTO_Midwest_2_TVA_Transmission | NonRTO_Midwest | TVA_Transmission | Internal | Winter | B18 | 400 | 2400 | 0 | 44.75 | 41.58 | 8 | 0
2015 | NonRTO_Midwest_2_TVA_Transmission | NonRTO_Midwest | TVA_Transmission | Internal | Winter | B19 | 700 | 2400 | 0 | 35.91 | 40.35 | 8 | 0
2015 | NonRTO_Midwest_2_TVA_Transmission | NonRTO_Midwest | TVA_Transmission | Internal | Winter | B20 | 935 | 2400 | 0 | 32.78 | 38.89 | 8 | 0
2015 | NYISO_A-F_2_NEISO | NYISO_A-F | NEISO | Internal | Shoulder | B11 | 25 | 600 | 0 | 38.16 | 36.73 | 3 | 0
2015 | NYISO_A-F_2_NEISO | NYISO_A-F | NEISO | Internal | Shoulder | B12 | 200 | 600 | 0 | 38.16 | 36.73 | 3 | 0
2015 | NYISO_A-F_2_NEISO | NYISO_A-F | NEISO | Internal | Shoulder | B13 | 600 | 600 | 0 | 38.16 | 36.73 | 3 | 0
2015 | NYISO_A-F_2_NEISO | NYISO_A-F | NEISO | Internal | Shoulder | B14 | 900 | 600 | 0 | 38.16 | 36.73 | 3 | 0
2015 | NYISO_A-F_2_NEISO | NYISO_A-F | NEISO | Internal | Shoulder | B15 | 1203 | 600 | 0 | 38.16 | 36.73 | 3 | 0
2015 | NYISO_A-F_2_NEISO | NYISO_A-F | NEISO | Internal | Summer | B1 | 10 | 600 | 600 | 57.3 | 76.83 | 3 | 16.53
2015 | NYISO_A-F_2_NEISO | NYISO_A-F | NEISO | Internal | Summer | B2 | 25 | 600 | 353.16 | 54.03 | 57.03 | 3 | 0
2015 | NYISO_A-F_2_NEISO | NYISO_A-F | NEISO | Internal | Summer | B3 | 75 | 600 | 0 | 51.37 | 47.82 | 3 | 0
2015 | NYISO_A-F_2_NEISO | NYISO_A-F | NEISO | Internal | Summer | B4 | 100 | 600 | 0 | 46.57 | 36.24 | 3 | 0
2015 | NYISO_A-F_2_NEISO | NYISO_A-F | NEISO | Internal | Summer | B5 | 200 | 600 | 0 | 42.51 | 34.08 | 3 | 0
2015 | NYISO_A-F_2_NEISO | NYISO_A-F | NEISO | Internal | Summer | B6 | 300 | 600 | 0 | 39.23 | 34.08 | 3 | 0
2015 | NYISO_A-F_2_NEISO | NYISO_A-F | NEISO | Internal | Summer | B7 | 400 | 600 | 0 | 37.74 | 34.08 | 3 | 0
2015 | NYISO_A-F_2_NEISO | NYISO_A-F | NEISO | Internal | Summer | B8 | 500 | 600 | 0 | 37.07 | 34.08 | 3 | 0
2015 | NYISO_A-F_2_NEISO | NYISO_A-F | NEISO | Internal | Summer | B9 | 800 | 600 | 0 | 36.75 | 34.08 | 3 | 0
2015 | NYISO_A-F_2_NEISO | NYISO_A-F | NEISO | Internal | Summer | B10 | 1262 | 600 | 0 | 36.75 | 34.08 | 3 | 0
2015 | NYISO_A-F_2_NEISO | NYISO_A-F | NEISO | Internal | Winter | B16 | 25 | 600 | 0 | 43.08 | 44.99 | 3 | 0
2015 | NYISO_A-F_2_NEISO | NYISO_A-F | NEISO | Internal | Winter | B17 | 100 | 600 | 138.85 | 41.99 | 44.99 | 3 | 0
2015 | NYISO_A-F_2_NEISO | NYISO_A-F | NEISO | Internal | Winter | B18 | 400 | 600 | 192.63 | 41.99 | 44.99 | 3 | 0
2015 | NYISO_A-F_2_NEISO | NYISO_A-F | NEISO | Internal | Winter | B19 | 700 | 600 | 220 | 41.99 | 44.99 | 3 | 0
2015 | NYISO_A-F_2_NEISO | NYISO_A-F | NEISO | Internal | Winter | B20 | 935 | 600 | 207.17 | 41.99 | 44.99 | 3 | 0
2015 | NYISO_A-F_2_NYISO_G-I | NYISO_A-F | NYISO_G-I | Internal | Shoulder | B11 | 25 | 4250 | 4250 | 38.16 | 40.85 | 0.01 | 2.68
2015 | NYISO_A-F_2_NYISO_G-I | NYISO_A-F | NYISO_G-I | Internal | Shoulder | B12 | 200 | 4250 | 4250 | 38.16 | 39.72 | 0.01 | 1.55
2015 | NYISO_A-F_2_NYISO_G-I | NYISO_A-F | NYISO_G-I | Internal | Shoulder | B13 | 600 | 4250 | 4250 | 38.16 | 39.38 | 0.01 | 1.21
2015 | NYISO_A-F_2_NYISO_G-I | NYISO_A-F | NYISO_G-I | Internal | Shoulder | B14 | 900 | 4250 | 4250 | 38.16 | 38.94 | 0.01 | 0.77
2015 | NYISO_A-F_2_NYISO_G-I | NYISO_A-F | NYISO_G-I | Internal | Shoulder | B15 | 1203 | 4250 | 4250 | 38.16 | 38.43 | 0.01 | 0.26
2015 | NYISO_A-F_2_NYISO_G-I | NYISO_A-F | NYISO_G-I | Internal | Summer | B1 | 10 | 4250 | 4250 | 57.3 | 79.83 | 0.01 | 22.52
2015 | NYISO_A-F_2_NYISO_G-I | NYISO_A-F | NYISO_G-I | Internal | Summer | B2 | 25 | 4250 | 4250 | 54.03 | 68.04 | 0.01 | 14
2015 | NYISO_A-F_2_NYISO_G-I | NYISO_A-F | NYISO_G-I | Internal | Summer | B3 | 75 | 4250 | 4250 | 51.37 | 54.06 | 0.01 | 2.68
2015 | NYISO_A-F_2_NYISO_G-I | NYISO_A-F | NYISO_G-I | Internal | Summer | B4 | 100 | 4250 | 4250 | 46.57 | 50.14 | 0.01 | 3.56
2015 | NYISO_A-F_2_NYISO_G-I | NYISO_A-F | NYISO_G-I | Internal | Summer | B5 | 200 | 4250 | 4250 | 42.51 | 50.14 | 0.01 | 7.61
2015 | NYISO_A-F_2_NYISO_G-I | NYISO_A-F | NYISO_G-I | Internal | Summer | B6 | 300 | 4250 | 4174.46 | 39.23 | 39.25 | 0.01 | 0
2015 | NYISO_A-F_2_NYISO_G-I | NYISO_A-F | NYISO_G-I | Internal | Summer | B7 | 400 | 4250 | 4151.9 | 37.74 | 37.75 | 0.01 | 0
2015 | NYISO_A-F_2_NYISO_G-I | NYISO_A-F | NYISO_G-I | Internal | Summer | B8 | 500 | 4250 | 3943.75 | 37.07 | 37.08 | 0.01 | 0
2015 | NYISO_A-F_2_NYISO_G-I | NYISO_A-F | NYISO_G-I | Internal | Summer | B9 | 800 | 4250 | 3745.52 | 36.75 | 36.76 | 0.01 | 0
2015 | NYISO_A-F_2_NYISO_G-I | NYISO_A-F | NYISO_G-I | Internal | Summer | B10 | 1262 | 4250 | 1676.42 | 36.75 | 36.76 | 0.01 | 0
2015 | NYISO_A-F_2_NYISO_G-I | NYISO_A-F | NYISO_G-I | Internal | Winter | B16 | 25 | 4250 | 4250 | 43.08 | 51.77 | 0.01 | 8.68
2015 | NYISO_A-F_2_NYISO_G-I | NYISO_A-F | NYISO_G-I | Internal | Winter | B17 | 100 | 4250 | 4250 | 41.99 | 48.67 | 0.01 | 6.67
2015 | NYISO_A-F_2_NYISO_G-I | NYISO_A-F | NYISO_G-I | Internal | Winter | B18 | 400 | 4250 | 4250 | 41.99 | 47.99 | 0.01 | 5.99
2015 | NYISO_A-F_2_NYISO_G-I | NYISO_A-F | NYISO_G-I | Internal | Winter | B19 | 700 | 4250 | 4250 | 41.99 | 47.99 | 0.01 | 5.99
2015 | NYISO_A-F_2_NYISO_G-I | NYISO_A-F | NYISO_G-I | Internal | Winter | B20 | 935 | 4250 | 4250 | 41.99 | 44.8 | 0.01 | 2.79
2015 | NYISO_A-F_2_PJM_ROM | NYISO_A-F | PJM_ROM | Internal | Shoulder | B11 | 25 | 1000 | 0 | 38.16 | 42.93 | 8 | 0
2015 | NYISO_A-F_2_PJM_ROM | NYISO_A-F | PJM_ROM | Internal | Shoulder | B12 | 200 | 1000 | 0 | 38.16 | 40.22 | 8 | 0
2015 | NYISO_A-F_2_PJM_ROM | NYISO_A-F | PJM_ROM | Internal | Shoulder | B13 | 600 | 1000 | 0 | 38.16 | 37.55 | 8 | 0
2015 | NYISO_A-F_2_PJM_ROM | NYISO_A-F | PJM_ROM | Internal | Shoulder | B14 | 900 | 1000 | 0 | 38.16 | 37.24 | 8 | 0
2015 | NYISO_A-F_2_PJM_ROM | NYISO_A-F | PJM_ROM | Internal | Shoulder | B15 | 1203 | 1000 | 0 | 38.16 | 36.13 | 8 | 0
2015 | NYISO_A-F_2_PJM_ROM | NYISO_A-F | PJM_ROM | Internal | Summer | B1 | 10 | 1000 | 118.3 | 57.3 | 65.3 | 8 | 0
2015 | NYISO_A-F_2_PJM_ROM | NYISO_A-F | PJM_ROM | Internal | Summer | B2 | 25 | 1000 | 1.85 | 54.03 | 62.03 | 8 | 0
2015 | NYISO_A-F_2_PJM_ROM | NYISO_A-F | PJM_ROM | Internal | Summer | B3 | 75 | 1000 | 0 | 51.37 | 56.95 | 8 | 0
2015 | NYISO_A-F_2_PJM_ROM | NYISO_A-F | PJM_ROM | Internal | Summer | B4 | 100 | 1000 | 1000 | 46.57 | 56.95 | 8 | 2.38
2015 | NYISO_A-F_2_PJM_ROM | NYISO_A-F | PJM_ROM | Internal | Summer | B5 | 200 | 1000 | 0 | 42.51 | 46.49 | 8 | 0
2015 | NYISO_A-F_2_PJM_ROM | NYISO_A-F | PJM_ROM | Internal | Summer | B6 | 300 | 1000 | 0 | 39.23 | 40.46 | 8 | 0
2015 | NYISO_A-F_2_PJM_ROM | NYISO_A-F | PJM_ROM | Internal | Summer | B7 | 400 | 1000 | 0 | 37.74 | 37.43 | 8 | 0
2015 | NYISO_A-F_2_PJM_ROM | NYISO_A-F | PJM_ROM | Internal | Summer | B8 | 500 | 1000 | 0 | 37.07 | 36.66 | 8 | 0
2015 | NYISO_A-F_2_PJM_ROM | NYISO_A-F | PJM_ROM | Internal | Summer | B9 | 800 | 1000 | 0 | 36.75 | 35.21 | 8 | 0
2015 | NYISO_A-F_2_PJM_ROM | NYISO_A-F | PJM_ROM | Internal | Summer | B10 | 1262 | 1000 | 0 | 36.75 | 32.61 | 8 | 0
2015 | NYISO_A-F_2_PJM_ROM | NYISO_A-F | PJM_ROM | Internal | Winter | B16 | 25 | 1000 | 0 | 43.08 | 47.46 | 8 | 0
2015 | NYISO_A-F_2_PJM_ROM | NYISO_A-F | PJM_ROM | Internal | Winter | B17 | 100 | 1000 | 0 | 41.99 | 44.29 | 8 | 0
2015 | NYISO_A-F_2_PJM_ROM | NYISO_A-F | PJM_ROM | Internal | Winter | B18 | 400 | 1000 | 0 | 41.99 | 41.95 | 8 | 0
2015 | NYISO_A-F_2_PJM_ROM | NYISO_A-F | PJM_ROM | Internal | Winter | B19 | 700 | 1000 | 0 | 41.99 | 41.59 | 8 | 0
2015 | NYISO_A-F_2_PJM_ROM | NYISO_A-F | PJM_ROM | Internal | Winter | B20 | 935 | 1000 | 0 | 41.99 | 35.99 | 8 | 0
2015 | NYISO_G-I_2_NEISO | NYISO_G-I | NEISO | Internal | Shoulder | B11 | 25 | 600 | 0 | 40.85 | 36.73 | 3 | 0
2015 | NYISO_G-I_2_NEISO | NYISO_G-I | NEISO | Internal | Shoulder | B12 | 200 | 600 | 0 | 39.72 | 36.73 | 3 | 0
2015 | NYISO_G-I_2_NEISO | NYISO_G-I | NEISO | Internal | Shoulder | B13 | 600 | 600 | 0 | 39.38 | 36.73 | 3 | 0
2015 | NYISO_G-I_2_NEISO | NYISO_G-I | NEISO | Internal | Shoulder | B14 | 900 | 600 | 0 | 38.94 | 36.73 | 3 | 0
2015 | NYISO_G-I_2_NEISO | NYISO_G-I | NEISO | Internal | Shoulder | B15 | 1203 | 600 | 0 | 38.43 | 36.73 | 3 | 0
2015 | NYISO_G-I_2_NEISO | NYISO_G-I | NEISO | Internal | Summer | B1 | 10 | 600 | 0 | 79.83 | 76.83 | 3 | 0
2015 | NYISO_G-I_2_NEISO | NYISO_G-I | NEISO | Internal | Summer | B2 | 25 | 600 | 0 | 68.04 | 57.03 | 3 | 0
2015 | NYISO_G-I_2_NEISO | NYISO_G-I | NEISO | Internal | Summer | B3 | 75 | 600 | 0 | 54.06 | 47.82 | 3 | 0
2015 | NYISO_G-I_2_NEISO | NYISO_G-I | NEISO | Internal | Summer | B4 | 100 | 600 | 0 | 50.14 | 36.24 | 3 | 0
2015 | NYISO_G-I_2_NEISO | NYISO_G-I | NEISO | Internal | Summer | B5 | 200 | 600 | 0 | 50.14 | 34.08 | 3 | 0
2015 | NYISO_G-I_2_NEISO | NYISO_G-I | NEISO | Internal | Summer | B6 | 300 | 600 | 0 | 39.25 | 34.08 | 3 | 0
2015 | NYISO_G-I_2_NEISO | NYISO_G-I | NEISO | Internal | Summer | B7 | 400 | 600 | 0 | 37.75 | 34.08 | 3 | 0
2015 | NYISO_G-I_2_NEISO | NYISO_G-I | NEISO | Internal | Summer | B8 | 500 | 600 | 0 | 37.08 | 34.08 | 3 | 0
2015 | NYISO_G-I_2_NEISO | NYISO_G-I | NEISO | Internal | Summer | B9 | 800 | 600 | 0 | 36.76 | 34.08 | 3 | 0
2015 | NYISO_G-I_2_NEISO | NYISO_G-I | NEISO | Internal | Summer | B10 | 1262 | 600 | 0 | 36.76 | 34.08 | 3 | 0
2015 | NYISO_G-I_2_NEISO | NYISO_G-I | NEISO | Internal | Winter | B16 | 25 | 600 | 0 | 51.77 | 44.99 | 3 | 0
2015 | NYISO_G-I_2_NEISO | NYISO_G-I | NEISO | Internal | Winter | B17 | 100 | 600 | 0 | 48.67 | 44.99 | 3 | 0
2015 | NYISO_G-I_2_NEISO | NYISO_G-I | NEISO | Internal | Winter | B18 | 400 | 600 | 0 | 47.99 | 44.99 | 3 | 0
2015 | NYISO_G-I_2_NEISO | NYISO_G-I | NEISO | Internal | Winter | B19 | 700 | 600 | 0 | 47.99 | 44.99 | 3 | 0
2015 | NYISO_G-I_2_NEISO | NYISO_G-I | NEISO | Internal | Winter | B20 | 935 | 600 | 0 | 44.8 | 44.99 | 3 | 0
2015 | NYISO_G-I_2_NYISO_J-K | NYISO_G-I | NYISO_J-K | Internal | Shoulder | B11 | 25 | 6130 | 5142.99 | 40.85 | 40.86 | 0.01 | 0
2015 | NYISO_G-I_2_NYISO_J-K | NYISO_G-I | NYISO_J-K | Internal | Shoulder | B12 | 200 | 6130 | 4609.19 | 39.72 | 39.73 | 0.01 | 0
2015 | NYISO_G-I_2_NYISO_J-K | NYISO_G-I | NYISO_J-K | Internal | Shoulder | B13 | 600 | 6130 | 4715.83 | 39.38 | 39.39 | 0.01 | 0
2015 | NYISO_G-I_2_NYISO_J-K | NYISO_G-I | NYISO_J-K | Internal | Shoulder | B14 | 900 | 6130 | 4034.98 | 38.94 | 38.95 | 0.01 | 0
2015 | NYISO_G-I_2_NYISO_J-K | NYISO_G-I | NYISO_J-K | Internal | Shoulder | B15 | 1203 | 6130 | 4438.81 | 38.43 | 38.44 | 0.01 | 0
2015 | NYISO_G-I_2_NYISO_J-K | NYISO_G-I | NYISO_J-K | Internal | Summer | B1 | 10 | 6130 | 4748.18 | 79.83 | 79.85 | 0.01 | 0
2015 | NYISO_G-I_2_NYISO_J-K | NYISO_G-I | NYISO_J-K | Internal | Summer | B2 | 25 | 6130 | 4871.5 | 68.04 | 68.05 | 0.01 | 0
2015 | NYISO_G-I_2_NYISO_J-K | NYISO_G-I | NYISO_J-K | Internal | Summer | B3 | 75 | 6130 | 4989.07 | 54.06 | 54.07 | 0.01 | 0
2015 | NYISO_G-I_2_NYISO_J-K | NYISO_G-I | NYISO_J-K | Internal | Summer | B4 | 100 | 6130 | 5248.83 | 50.14 | 50.15 | 0.01 | 0
2015 | NYISO_G-I_2_NYISO_J-K | NYISO_G-I | NYISO_J-K | Internal | Summer | B5 | 200 | 6130 | 5379.87 | 50.14 | 50.15 | 0.01 | 0
2015 | NYISO_G-I_2_NYISO_J-K | NYISO_G-I | NYISO_J-K | Internal | Summer | B6 | 300 | 6130 | 5474.87 | 39.25 | 39.26 | 0.01 | 0
2015 | NYISO_G-I_2_NYISO_J-K | NYISO_G-I | NYISO_J-K | Internal | Summer | B7 | 400 | 6130 | 5640.72 | 37.75 | 37.77 | 0.01 | 0
2015 | NYISO_G-I_2_NYISO_J-K | NYISO_G-I | NYISO_J-K | Internal | Summer | B8 | 500 | 6130 | 5256.33 | 37.08 | 37.09 | 0.01 | 0
2015 | NYISO_G-I_2_NYISO_J-K | NYISO_G-I | NYISO_J-K | Internal | Summer | B9 | 800 | 6130 | 4859.01 | 36.76 | 36.77 | 0.01 | 0
2015 | NYISO_G-I_2_NYISO_J-K | NYISO_G-I | NYISO_J-K | Internal | Summer | B10 | 1262 | 6130 | 3187.97 | 36.76 | 36.77 | 0.01 | 0
2015 | NYISO_G-I_2_NYISO_J-K | NYISO_G-I | NYISO_J-K | Internal | Winter | B16 | 25 | 6130 | 5719.64 | 51.77 | 51.78 | 0.01 | 0
2015 | NYISO_G-I_2_NYISO_J-K | NYISO_G-I | NYISO_J-K | Internal | Winter | B17 | 100 | 6130 | 5829.73 | 48.67 | 48.68 | 0.01 | 0
2015 | NYISO_G-I_2_NYISO_J-K | NYISO_G-I | NYISO_J-K | Internal | Winter | B18 | 400 | 6130 | 6130 | 47.99 | 48.68 | 0.01 | 0.68
2015 | NYISO_G-I_2_NYISO_J-K | NYISO_G-I | NYISO_J-K | Internal | Winter | B19 | 700 | 6130 | 6090.42 | 47.99 | 48 | 0.01 | 0
2015 | NYISO_G-I_2_NYISO_J-K | NYISO_G-I | NYISO_J-K | Internal | Winter | B20 | 935 | 6130 | 5284.95 | 44.8 | 44.81 | 0.01 | 0
2015 | NYISO_G-I_2_PJM_E | NYISO_G-I | PJM_E | Internal | Shoulder | B11 | 25 | 1500 | 0 | 40.85 | 42.92 | 8 | 0
2015 | NYISO_G-I_2_PJM_E | NYISO_G-I | PJM_E | Internal | Shoulder | B12 | 200 | 1500 | 0 | 39.72 | 40.23 | 8 | 0
2015 | NYISO_G-I_2_PJM_E | NYISO_G-I | PJM_E | Internal | Shoulder | B13 | 600 | 1500 | 0 | 39.38 | 37.56 | 8 | 0
2015 | NYISO_G-I_2_PJM_E | NYISO_G-I | PJM_E | Internal | Shoulder | B14 | 900 | 1500 | 0 | 38.94 | 37.25 | 8 | 0
2015 | NYISO_G-I_2_PJM_E | NYISO_G-I | PJM_E | Internal | Shoulder | B15 | 1203 | 1500 | 0 | 38.43 | 36.14 | 8 | 0
2015 | NYISO_G-I_2_PJM_E | NYISO_G-I | PJM_E | Internal | Summer | B1 | 10 | 1500 | 0 | 79.83 | 65.31 | 8 | 0
2015 | NYISO_G-I_2_PJM_E | NYISO_G-I | PJM_E | Internal | Summer | B2 | 25 | 1500 | 0 | 68.04 | 62.04 | 8 | 0
2015 | NYISO_G-I_2_PJM_E | NYISO_G-I | PJM_E | Internal | Summer | B3 | 75 | 1500 | 0 | 54.06 | 56.96 | 8 | 0
2015 | NYISO_G-I_2_PJM_E | NYISO_G-I | PJM_E | Internal | Summer | B4 | 100 | 1500 | 0 | 50.14 | 56.96 | 8 | 0
2015 | NYISO_G-I_2_PJM_E | NYISO_G-I | PJM_E | Internal | Summer | B5 | 200 | 1500 | 0 | 50.14 | 46.5 | 8 | 0
2015 | NYISO_G-I_2_PJM_E | NYISO_G-I | PJM_E | Internal | Summer | B6 | 300 | 1500 | 0 | 39.25 | 40.48 | 8 | 0
2015 | NYISO_G-I_2_PJM_E | NYISO_G-I | PJM_E | Internal | Summer | B7 | 400 | 1500 | 0 | 37.75 | 37.44 | 8 | 0
2015 | NYISO_G-I_2_PJM_E | NYISO_G-I | PJM_E | Internal | Summer | B8 | 500 | 1500 | 0 | 37.08 | 36.67 | 8 | 0
2015 | NYISO_G-I_2_PJM_E | NYISO_G-I | PJM_E | Internal | Summer | B9 | 800 | 1500 | 0 | 36.76 | 35.22 | 8 | 0
2015 | NYISO_G-I_2_PJM_E | NYISO_G-I | PJM_E | Internal | Summer | B10 | 1262 | 1500 | 0 | 36.76 | 32.62 | 8 | 0
2015 | NYISO_G-I_2_PJM_E | NYISO_G-I | PJM_E | Internal | Winter | B16 | 25 | 1500 | 0 | 51.77 | 47.47 | 8 | 0
2015 | NYISO_G-I_2_PJM_E | NYISO_G-I | PJM_E | Internal | Winter | B17 | 100 | 1500 | 0 | 48.67 | 44.3 | 8 | 0
2015 | NYISO_G-I_2_PJM_E | NYISO_G-I | PJM_E | Internal | Winter | B18 | 400 | 1500 | 0 | 47.99 | 41.96 | 8 | 0
2015 | NYISO_G-I_2_PJM_E | NYISO_G-I | PJM_E | Internal | Winter | B19 | 700 | 1500 | 0 | 47.99 | 41.6 | 8 | 0
2015 | NYISO_G-I_2_PJM_E | NYISO_G-I | PJM_E | Internal | Winter | B20 | 935 | 1500 | 0 | 44.8 | 36 | 8 | 0
2015 | NYISO_J-K_2_PJM_E | NYISO_J-K | PJM_E | Internal | Shoulder | B11 | 25 | 0.01 | 0 | 40.86 | 42.92 | 8 | 0
2015 | NYISO_J-K_2_PJM_E | NYISO_J-K | PJM_E | Internal | Shoulder | B12 | 200 | 0.01 | 0 | 39.73 | 40.23 | 8 | 0
2015 | NYISO_J-K_2_PJM_E | NYISO_J-K | PJM_E | Internal | Shoulder | B13 | 600 | 0.01 | 0 | 39.39 | 37.56 | 8 | 0
2015 | NYISO_J-K_2_PJM_E | NYISO_J-K | PJM_E | Internal | Shoulder | B14 | 900 | 0.01 | 0 | 38.95 | 37.25 | 8 | 0
2015 | NYISO_J-K_2_PJM_E | NYISO_J-K | PJM_E | Internal | Shoulder | B15 | 1203 | 0.01 | 0 | 38.44 | 36.14 | 8 | 0
2015 | NYISO_J-K_2_PJM_E | NYISO_J-K | PJM_E | Internal | Summer | B1 | 10 | 0.01 | 0 | 79.85 | 65.31 | 8 | 0
2015 | NYISO_J-K_2_PJM_E | NYISO_J-K | PJM_E | Internal | Summer | B2 | 25 | 0.01 | 0 | 68.05 | 62.04 | 8 | 0
2015 | NYISO_J-K_2_PJM_E | NYISO_J-K | PJM_E | Internal | Summer | B3 | 75 | 0.01 | 0 | 54.07 | 56.96 | 8 | 0
2015 | NYISO_J-K_2_PJM_E | NYISO_J-K | PJM_E | Internal | Summer | B4 | 100 | 0.01 | 0 | 50.15 | 56.96 | 8 | 0
2015 | NYISO_J-K_2_PJM_E | NYISO_J-K | PJM_E | Internal | Summer | B5 | 200 | 0.01 | 0 | 50.15 | 46.5 | 8 | 0
2015 | NYISO_J-K_2_PJM_E | NYISO_J-K | PJM_E | Internal | Summer | B6 | 300 | 0.01 | 0 | 39.26 | 40.48 | 8 | 0
2015 | NYISO_J-K_2_PJM_E | NYISO_J-K | PJM_E | Internal | Summer | B7 | 400 | 0.01 | 0 | 37.77 | 37.44 | 8 | 0
2015 | NYISO_J-K_2_PJM_E | NYISO_J-K | PJM_E | Internal | Summer | B8 | 500 | 0.01 | 0 | 37.09 | 36.67 | 8 | 0
2015 | NYISO_J-K_2_PJM_E | NYISO_J-K | PJM_E | Internal | Summer | B9 | 800 | 0.01 | 0 | 36.77 | 35.22 | 8 | 0
2015 | NYISO_J-K_2_PJM_E | NYISO_J-K | PJM_E | Internal | Summer | B10 | 1262 | 0.01 | 0 | 36.77 | 32.62 | 8 | 0
2015 | NYISO_J-K_2_PJM_E | NYISO_J-K | PJM_E | Internal | Winter | B16 | 25 | 0.01 | 0 | 51.78 | 47.47 | 8 | 0
2015 | NYISO_J-K_2_PJM_E | NYISO_J-K | PJM_E | Internal | Winter | B17 | 100 | 0.01 | 0 | 48.68 | 44.3 | 8 | 0
2015 | NYISO_J-K_2_PJM_E | NYISO_J-K | PJM_E | Internal | Winter | B18 | 400 | 0.01 | 0 | 48.68 | 41.96 | 8 | 0
2015 | NYISO_J-K_2_PJM_E | NYISO_J-K | PJM_E | Internal | Winter | B19 | 700 | 0.01 | 0 | 48 | 41.6 | 8 | 0
2015 | NYISO_J-K_2_PJM_E | NYISO_J-K | PJM_E | Internal | Winter | B20 | 935 | 0.01 | 0 | 44.81 | 36 | 8 | 0
2015 | PJM_E_2_NYISO_G-I | PJM_E | NYISO_G-I | Internal | Shoulder | B11 | 25 | 500 | 0 | 42.92 | 40.85 | 6 | 0
2015 | PJM_E_2_NYISO_G-I | PJM_E | NYISO_G-I | Internal | Shoulder | B12 | 200 | 500 | 0 | 40.23 | 39.72 | 6 | 0
2015 | PJM_E_2_NYISO_G-I | PJM_E | NYISO_G-I | Internal | Shoulder | B13 | 600 | 500 | 0 | 37.56 | 39.38 | 6 | 0
2015 | PJM_E_2_NYISO_G-I | PJM_E | NYISO_G-I | Internal | Shoulder | B14 | 900 | 500 | 0 | 37.25 | 38.94 | 6 | 0
2015 | PJM_E_2_NYISO_G-I | PJM_E | NYISO_G-I | Internal | Shoulder | B15 | 1203 | 500 | 0 | 36.14 | 38.43 | 6 | 0
2015 | PJM_E_2_NYISO_G-I | PJM_E | NYISO_G-I | Internal | Summer | B1 | 10 | 500 | 500 | 65.31 | 79.83 | 6 | 8.52
2015 | PJM_E_2_NYISO_G-I | PJM_E | NYISO_G-I | Internal | Summer | B2 | 25 | 500 | 272.09 | 62.04 | 68.04 | 6 | 0
2015 | PJM_E_2_NYISO_G-I | PJM_E | NYISO_G-I | Internal | Summer | B3 | 75 | 500 | 0 | 56.96 | 54.06 | 6 | 0
2015 | PJM_E_2_NYISO_G-I | PJM_E | NYISO_G-I | Internal | Summer | B4 | 100 | 500 | 0 | 56.96 | 50.14 | 6 | 0
2015 | PJM_E_2_NYISO_G-I | PJM_E | NYISO_G-I | Internal | Summer | B5 | 200 | 500 | 0 | 46.5 | 50.14 | 6 | 0
2015 | PJM_E_2_NYISO_G-I | PJM_E | NYISO_G-I | Internal | Summer | B6 | 300 | 500 | 0 | 40.48 | 39.25 | 6 | 0
2015 | PJM_E_2_NYISO_G-I | PJM_E | NYISO_G-I | Internal | Summer | B7 | 400 | 500 | 0 | 37.44 | 37.75 | 6 | 0
2015 | PJM_E_2_NYISO_G-I | PJM_E | NYISO_G-I | Internal | Summer | B8 | 500 | 500 | 0 | 36.67 | 37.08 | 6 | 0
2015 | PJM_E_2_NYISO_G-I | PJM_E | NYISO_G-I | Internal | Summer | B9 | 800 | 500 | 0 | 35.22 | 36.76 | 6 | 0
2015 | PJM_E_2_NYISO_G-I | PJM_E | NYISO_G-I | Internal | Summer | B10 | 1262 | 500 | 0 | 32.62 | 36.76 | 6 | 0
2015 | PJM_E_2_NYISO_G-I | PJM_E | NYISO_G-I | Internal | Winter | B16 | 25 | 500 | 0 | 47.47 | 51.77 | 6 | 0
2015 | PJM_E_2_NYISO_G-I | PJM_E | NYISO_G-I | Internal | Winter | B17 | 100 | 500 | 0 | 44.3 | 48.67 | 6 | 0
2015 | PJM_E_2_NYISO_G-I | PJM_E | NYISO_G-I | Internal | Winter | B18 | 400 | 500 | 500 | 41.96 | 47.99 | 6 | 0.04
2015 | PJM_E_2_NYISO_G-I | PJM_E | NYISO_G-I | Internal | Winter | B19 | 700 | 500 | 500 | 41.6 | 47.99 | 6 | 0.4
2015 | PJM_E_2_NYISO_G-I | PJM_E | NYISO_G-I | Internal | Winter | B20 | 935 | 500 | 500 | 36 | 44.8 | 6 | 2.79
2015 | PJM_E_2_NYISO_J-K | PJM_E | NYISO_J-K | Internal | Shoulder | B11 | 25 | 330 | 0 | 42.92 | 40.86 | 6 | 0
2015 | PJM_E_2_NYISO_J-K | PJM_E | NYISO_J-K | Internal | Shoulder | B12 | 200 | 330 | 0 | 40.23 | 39.73 | 6 | 0
2015 | PJM_E_2_NYISO_J-K | PJM_E | NYISO_J-K | Internal | Shoulder | B13 | 600 | 330 | 0 | 37.56 | 39.39 | 6 | 0
2015 | PJM_E_2_NYISO_J-K | PJM_E | NYISO_J-K | Internal | Shoulder | B14 | 900 | 330 | 0 | 37.25 | 38.95 | 6 | 0
2015 | PJM_E_2_NYISO_J-K | PJM_E | NYISO_J-K | Internal | Shoulder | B15 | 1203 | 330 | 0 | 36.14 | 38.44 | 6 | 0
2015 | PJM_E_2_NYISO_J-K | PJM_E | NYISO_J-K | Internal | Summer | B1 | 10 | 330 | 330 | 65.31 | 79.85 | 6 | 8.53
2015 | PJM_E_2_NYISO_J-K | PJM_E | NYISO_J-K | Internal | Summer | B2 | 25 | 330 | 330 | 62.04 | 68.05 | 6 | 0.01
2015 | PJM_E_2_NYISO_J-K | PJM_E | NYISO_J-K | Internal | Summer | B3 | 75 | 330 | 0 | 56.96 | 54.07 | 6 | 0
2015 | PJM_E_2_NYISO_J-K | PJM_E | NYISO_J-K | Internal | Summer | B4 | 100 | 330 | 0 | 56.96 | 50.15 | 6 | 0
2015 | PJM_E_2_NYISO_J-K | PJM_E | NYISO_J-K | Internal | Summer | B5 | 200 | 330 | 0 | 46.5 | 50.15 | 6 | 0
2015 | PJM_E_2_NYISO_J-K | PJM_E | NYISO_J-K | Internal | Summer | B6 | 300 | 330 | 0 | 40.48 | 39.26 | 6 | 0
2015 | PJM_E_2_NYISO_J-K | PJM_E | NYISO_J-K | Internal | Summer | B7 | 400 | 330 | 0 | 37.44 | 37.77 | 6 | 0
2015 | PJM_E_2_NYISO_J-K | PJM_E | NYISO_J-K | Internal | Summer | B8 | 500 | 330 | 0 | 36.67 | 37.09 | 6 | 0
2015 | PJM_E_2_NYISO_J-K | PJM_E | NYISO_J-K | Internal | Summer | B9 | 800 | 330 | 0 | 35.22 | 36.77 | 6 | 0
2015 | PJM_E_2_NYISO_J-K | PJM_E | NYISO_J-K | Internal | Summer | B10 | 1262 | 330 | 0 | 32.62 | 36.77 | 6 | 0
2015 | PJM_E_2_NYISO_J-K | PJM_E | NYISO_J-K | Internal | Winter | B16 | 25 | 330 | 0 | 47.47 | 51.78 | 6 | 0
2015 | PJM_E_2_NYISO_J-K | PJM_E | NYISO_J-K | Internal | Winter | B17 | 100 | 330 | 0 | 44.3 | 48.68 | 6 | 0
2015 | PJM_E_2_NYISO_J-K | PJM_E | NYISO_J-K | Internal | Winter | B18 | 400 | 330 | 330 | 41.96 | 48.68 | 6 | 0.73
2015 | PJM_E_2_NYISO_J-K | PJM_E | NYISO_J-K | Internal | Winter | B19 | 700 | 330 | 330 | 41.6 | 48 | 6 | 0.41
2015 | PJM_E_2_NYISO_J-K | PJM_E | NYISO_J-K | Internal | Winter | B20 | 935 | 330 | 330 | 36 | 44.81 | 6 | 2.81
2015 | PJM_E_2_PJM_ROM | PJM_E | PJM_ROM | Internal | Shoulder | B11 | 25 | 8000 | 1258.01 | 42.92 | 42.93 | 0.01 | 0
2015 | PJM_E_2_PJM_ROM | PJM_E | PJM_ROM | Internal | Shoulder | B12 | 200 | 8000 | 0 | 40.23 | 40.22 | 0.01 | 0
2015 | PJM_E_2_PJM_ROM | PJM_E | PJM_ROM | Internal | Shoulder | B13 | 600 | 8000 | 0 | 37.56 | 37.55 | 0.01 | 0
2015 | PJM_E_2_PJM_ROM | PJM_E | PJM_ROM | Internal | Shoulder | B14 | 900 | 8000 | 0 | 37.25 | 37.24 | 0.01 | 0
2015 | PJM_E_2_PJM_ROM | PJM_E | PJM_ROM | Internal | Shoulder | B15 | 1203 | 8000 | 0 | 36.14 | 36.13 | 0.01 | 0
2015 | PJM_E_2_PJM_ROM | PJM_E | PJM_ROM | Internal | Summer | B1 | 10 | 8000 | 0 | 65.31 | 65.3 | 0.01 | 0
2015 | PJM_E_2_PJM_ROM | PJM_E | PJM_ROM | Internal | Summer | B2 | 25 | 8000 | 0 | 62.04 | 62.03 | 0.01 | 0
2015 | PJM_E_2_PJM_ROM | PJM_E | PJM_ROM | Internal | Summer | B3 | 75 | 8000 | 0 | 56.96 | 56.95 | 0.01 | 0
2015 | PJM_E_2_PJM_ROM | PJM_E | PJM_ROM | Internal | Summer | B4 | 100 | 8000 | 0 | 56.96 | 56.95 | 0.01 | 0
2015 | PJM_E_2_PJM_ROM | PJM_E | PJM_ROM | Internal | Summer | B5 | 200 | 8000 | 0 | 46.5 | 46.49 | 0.01 | 0
2015 | PJM_E_2_PJM_ROM | PJM_E | PJM_ROM | Internal | Summer | B6 | 300 | 8000 | 0 | 40.48 | 40.46 | 0.01 | 0
2015 | PJM_E_2_PJM_ROM | PJM_E | PJM_ROM | Internal | Summer | B7 | 400 | 8000 | 0 | 37.44 | 37.43 | 0.01 | 0
2015 | PJM_E_2_PJM_ROM | PJM_E | PJM_ROM | Internal | Summer | B8 | 500 | 8000 | 0 | 36.67 | 36.66 | 0.01 | 0
2015 | PJM_E_2_PJM_ROM | PJM_E | PJM_ROM | Internal | Summer | B9 | 800 | 8000 | 0 | 35.22 | 35.21 | 0.01 | 0
2015 | PJM_E_2_PJM_ROM | PJM_E | PJM_ROM | Internal | Summer | B10 | 1262 | 8000 | 0 | 32.62 | 32.61 | 0.01 | 0
2015 | PJM_E_2_PJM_ROM | PJM_E | PJM_ROM | Internal | Winter | B16 | 25 | 8000 | 0 | 47.47 | 47.46 | 0.01 | 0
2015 | PJM_E_2_PJM_ROM | PJM_E | PJM_ROM | Internal | Winter | B17 | 100 | 8000 | 0 | 44.3 | 44.29 | 0.01 | 0
2015 | PJM_E_2_PJM_ROM | PJM_E | PJM_ROM | Internal | Winter | B18 | 400 | 8000 | 0 | 41.96 | 41.95 | 0.01 | 0
2015 | PJM_E_2_PJM_ROM | PJM_E | PJM_ROM | Internal | Winter | B19 | 700 | 8000 | 0 | 41.6 | 41.59 | 0.01 | 0
2015 | PJM_E_2_PJM_ROM | PJM_E | PJM_ROM | Internal | Winter | B20 | 935 | 8000 | 0 | 36 | 35.99 | 0.01 | 0
2015 | PJM_ROR_2_MISO_IN | PJM_ROR | MISO_IN | Internal | Shoulder | B11 | 25 | 909 | 860.47 | 42.92 | 44.92 | 2 | 0
2015 | PJM_ROR_2_MISO_IN | PJM_ROR | MISO_IN | Internal | Shoulder | B12 | 200 | 909 | 0 | 40.2 | 38.22 | 2 | 0
2015 | PJM_ROR_2_MISO_IN | PJM_ROR | MISO_IN | Internal | Shoulder | B13 | 600 | 909 | 0 | 37.54 | 35.54 | 2 | 0
2015 | PJM_ROR_2_MISO_IN | PJM_ROR | MISO_IN | Internal | Shoulder | B14 | 900 | 909 | 0 | 36.06 | 34.96 | 2 | 0
2015 | PJM_ROR_2_MISO_IN | PJM_ROR | MISO_IN | Internal | Shoulder | B15 | 1203 | 909 | 0 | 34.35 | 33.01 | 2 | 0
2015 | PJM_ROR_2_MISO_IN | PJM_ROR | MISO_IN | Internal | Summer | B1 | 10 | 909 | 0 | 61.38 | 59.38 | 2 | 0
2015 | PJM_ROR_2_MISO_IN | PJM_ROR | MISO_IN | Internal | Summer | B2 | 25 | 909 | 0 | 59.29 | 57.3 | 2 | 0
2015 | PJM_ROR_2_MISO_IN | PJM_ROR | MISO_IN | Internal | Summer | B3 | 75 | 909 | 0 | 56.94 | 55.67 | 2 | 0
2015 | PJM_ROR_2_MISO_IN | PJM_ROR | MISO_IN | Internal | Summer | B4 | 100 | 909 | 0 | 56.94 | 54.94 | 2 | 0
2015 | PJM_ROR_2_MISO_IN | PJM_ROR | MISO_IN | Internal | Summer | B5 | 200 | 909 | 0 | 46.48 | 44.74 | 2 | 0
2015 | PJM_ROR_2_MISO_IN | PJM_ROR | MISO_IN | Internal | Summer | B6 | 300 | 909 | 0 | 40.45 | 38.46 | 2 | 0
2015 | PJM_ROR_2_MISO_IN | PJM_ROR | MISO_IN | Internal | Summer | B7 | 400 | 909 | 0 | 37.05 | 35.05 | 2 | 0
2015 | PJM_ROR_2_MISO_IN | PJM_ROR | MISO_IN | Internal | Summer | B8 | 500 | 909 | 0 | 34.9 | 32.92 | 2 | 0
2015 | PJM_ROR_2_MISO_IN | PJM_ROR | MISO_IN | Internal | Summer | B9 | 800 | 909 | 0 | 33.09 | 32.71 | 2 | 0
2015 | PJM_ROR_2_MISO_IN | PJM_ROR | MISO_IN | Internal | Summer | B10 | 1262 | 909 | 0 | 31.67 | 32.21 | 2 | 0
2015 | PJM_ROR_2_MISO_IN | PJM_ROR | MISO_IN | Internal | Winter | B16 | 25 | 909 | 0 | 47.45 | 45.46 | 2 | 0
2015 | PJM_ROR_2_MISO_IN | PJM_ROR | MISO_IN | Internal | Winter | B17 | 100 | 909 | 0 | 42.63 | 40.63 | 2 | 0
2015 | PJM_ROR_2_MISO_IN | PJM_ROR | MISO_IN | Internal | Winter | B18 | 400 | 909 | 0 | 38.76 | 36.75 | 2 | 0
2015 | PJM_ROR_2_MISO_IN | PJM_ROR | MISO_IN | Internal | Winter | B19 | 700 | 909 | 0 | 37.23 | 35.24 | 2 | 0
2015 | PJM_ROR_2_MISO_IN | PJM_ROR | MISO_IN | Internal | Winter | B20 | 935 | 909 | 0 | 32.89 | 32.23 | 2 | 0
2015 | PJM_ROR_2_MISO_MI | PJM_ROR | MISO_MI | Internal | Shoulder | B11 | 25 | 1305 | 0 | 42.92 | 44.9 | 2 | 0
2015 | PJM_ROR_2_MISO_MI | PJM_ROR | MISO_MI | Internal | Shoulder | B12 | 200 | 1305 | 0 | 40.2 | 38.23 | 2 | 0
2015 | PJM_ROR_2_MISO_MI | PJM_ROR | MISO_MI | Internal | Shoulder | B13 | 600 | 1305 | 0 | 37.54 | 35.54 | 2 | 0
2015 | PJM_ROR_2_MISO_MI | PJM_ROR | MISO_MI | Internal | Shoulder | B14 | 900 | 1305 | 0 | 36.06 | 34.98 | 2 | 0
2015 | PJM_ROR_2_MISO_MI | PJM_ROR | MISO_MI | Internal | Shoulder | B15 | 1203 | 1305 | 0 | 34.35 | 33.02 | 2 | 0
2015 | PJM_ROR_2_MISO_MI | PJM_ROR | MISO_MI | Internal | Summer | B1 | 10 | 1305 | 0 | 61.38 | 59.37 | 2 | 0
2015 | PJM_ROR_2_MISO_MI | PJM_ROR | MISO_MI | Internal | Summer | B2 | 25 | 1305 | 0 | 59.29 | 57.29 | 2 | 0
2015 | PJM_ROR_2_MISO_MI | PJM_ROR | MISO_MI | Internal | Summer | B3 | 75 | 1305 | 0 | 56.94 | 54.94 | 2 | 0
2015 | PJM_ROR_2_MISO_MI | PJM_ROR | MISO_MI | Internal | Summer | B4 | 100 | 1305 | 0 | 56.94 | 51.97 | 2 | 0
2015 | PJM_ROR_2_MISO_MI | PJM_ROR | MISO_MI | Internal | Summer | B5 | 200 | 1305 | 0 | 46.48 | 44.72 | 2 | 0
2015 | PJM_ROR_2_MISO_MI | PJM_ROR | MISO_MI | Internal | Summer | B6 | 300 | 1305 | 0 | 40.45 | 38.48 | 2 | 0
2015 | PJM_ROR_2_MISO_MI | PJM_ROR | MISO_MI | Internal | Summer | B7 | 400 | 1305 | 0 | 37.05 | 35.05 | 2 | 0
2015 | PJM_ROR_2_MISO_MI | PJM_ROR | MISO_MI | Internal | Summer | B8 | 500 | 1305 | 0 | 34.9 | 32.93 | 2 | 0
2015 | PJM_ROR_2_MISO_MI | PJM_ROR | MISO_MI | Internal | Summer | B9 | 800 | 1305 | 0 | 33.09 | 32.72 | 2 | 0
2015 | PJM_ROR_2_MISO_MI | PJM_ROR | MISO_MI | Internal | Summer | B10 | 1262 | 1305 | 0 | 31.67 | 32.22 | 2 | 0
2015 | PJM_ROR_2_MISO_MI | PJM_ROR | MISO_MI | Internal | Winter | B16 | 25 | 1305 | 0 | 47.45 | 45.45 | 2 | 0
2015 | PJM_ROR_2_MISO_MI | PJM_ROR | MISO_MI | Internal | Winter | B17 | 100 | 1305 | 0 | 42.63 | 40.63 | 2 | 0
2015 | PJM_ROR_2_MISO_MI | PJM_ROR | MISO_MI | Internal | Winter | B18 | 400 | 1305 | 0 | 38.76 | 36.76 | 2 | 0
2015 | PJM_ROR_2_MISO_MI | PJM_ROR | MISO_MI | Internal | Winter | B19 | 700 | 1305 | 0 | 37.23 | 35.26 | 2 | 0
2015 | PJM_ROR_2_MISO_MI | PJM_ROR | MISO_MI | Internal | Winter | B20 | 935 | 1305 | 0 | 32.89 | 32.24 | 2 | 0
2015 | PJM_ROR_2_MISO_MO-IL | PJM_ROR | MISO_MO-IL | Internal | Shoulder | B11 | 25 | 1111 | 342.03 | 42.92 | 44.92 | 2 | 0
2015 | PJM_ROR_2_MISO_MO-IL | PJM_ROR | MISO_MO-IL | Internal | Shoulder | B12 | 200 | 1111 | 0 | 40.2 | 38.2 | 2 | 0
2015 | PJM_ROR_2_MISO_MO-IL | PJM_ROR | MISO_MO-IL | Internal | Shoulder | B13 | 600 | 1111 | 0 | 37.54 | 35.52 | 2 | 0
2015 | PJM_ROR_2_MISO_MO-IL | PJM_ROR | MISO_MO-IL | Internal | Shoulder | B14 | 900 | 1111 | 0 | 36.06 | 34.32 | 2 | 0
2015 | PJM_ROR_2_MISO_MO-IL | PJM_ROR | MISO_MO-IL | Internal | Shoulder | B15 | 1203 | 1111 | 0 | 34.35 | 33 | 2 | 0
2015 | PJM_ROR_2_MISO_MO-IL | PJM_ROR | MISO_MO-IL | Internal | Summer | B1 | 10 | 1111 | 0 | 61.38 | 59.38 | 2 | 0
2015 | PJM_ROR_2_MISO_MO-IL | PJM_ROR | MISO_MO-IL | Internal | Summer | B2 | 25 | 1111 | 0 | 59.29 | 57.29 | 2 | 0
2015 | PJM_ROR_2_MISO_MO-IL | PJM_ROR | MISO_MO-IL | Internal | Summer | B3 | 75 | 1111 | 0 | 56.94 | 55.68 | 2 | 0
2015 | PJM_ROR_2_MISO_MO-IL | PJM_ROR | MISO_MO-IL | Internal | Summer | B4 | 100 | 1111 | 0 | 56.94 | 54.94 | 2 | 0
2015 | PJM_ROR_2_MISO_MO-IL | PJM_ROR | MISO_MO-IL | Internal | Summer | B5 | 200 | 1111 | 0 | 46.48 | 44.72 | 2 | 0
2015 | PJM_ROR_2_MISO_MO-IL | PJM_ROR | MISO_MO-IL | Internal | Summer | B6 | 300 | 1111 | 0 | 40.45 | 38.45 | 2 | 0
2015 | PJM_ROR_2_MISO_MO-IL | PJM_ROR | MISO_MO-IL | Internal | Summer | B7 | 400 | 1111 | 0 | 37.05 | 35.04 | 2 | 0
2015 | PJM_ROR_2_MISO_MO-IL | PJM_ROR | MISO_MO-IL | Internal | Summer | B8 | 500 | 1111 | 0 | 34.9 | 32.9 | 2 | 0
2015 | PJM_ROR_2_MISO_MO-IL | PJM_ROR | MISO_MO-IL | Internal | Summer | B9 | 800 | 1111 | 0 | 33.09 | 32.7 | 2 | 0
2015 | PJM_ROR_2_MISO_MO-IL | PJM_ROR | MISO_MO-IL | Internal | Summer | B10 | 1262 | 1111 | 0 | 31.67 | 29.67 | 2 | 0
2015 | PJM_ROR_2_MISO_MO-IL | PJM_ROR | MISO_MO-IL | Internal | Winter | B16 | 25 | 1111 | 0 | 47.45 | 45.45 | 2 | 0
2015 | PJM_ROR_2_MISO_MO-IL | PJM_ROR | MISO_MO-IL | Internal | Winter | B17 | 100 | 1111 | 0 | 42.63 | 40.62 | 2 | 0
2015 | PJM_ROR_2_MISO_MO-IL | PJM_ROR | MISO_MO-IL | Internal | Winter | B18 | 400 | 1111 | 0 | 38.76 | 36.74 | 2 | 0
2015 | PJM_ROR_2_MISO_MO-IL | PJM_ROR | MISO_MO-IL | Internal | Winter | B19 | 700 | 1111 | 0 | 37.23 | 35.23 | 2 | 0
2015 | PJM_ROR_2_MISO_MO-IL | PJM_ROR | MISO_MO-IL | Internal | Winter | B20 | 935 | 1111 | 0 | 32.89 | 31.77 | 2 | 0
2015 | PJM_ROR_2_MISO_W | PJM_ROR | MISO_W | Internal | Shoulder | B11 | 25 | 709 | 27.46 | 42.92 | 44.92 | 2 | 0
2015 | PJM_ROR_2_MISO_W | PJM_ROR | MISO_W | Internal | Shoulder | B12 | 200 | 709 | 0 | 40.2 | 38.19 | 2 | 0
2015 | PJM_ROR_2_MISO_W | PJM_ROR | MISO_W | Internal | Shoulder | B13 | 600 | 709 | 0 | 37.54 | 35.54 | 2 | 0
2015 | PJM_ROR_2_MISO_W | PJM_ROR | MISO_W | Internal | Shoulder | B14 | 900 | 709 | 0 | 36.06 | 34.34 | 2 | 0
2015 | PJM_ROR_2_MISO_W | PJM_ROR | MISO_W | Internal | Shoulder | B15 | 1203 | 709 | 0 | 34.35 | 33.07 | 2 | 0
2015 | PJM_ROR_2_MISO_W | PJM_ROR | MISO_W | Internal | Summer | B1 | 10 | 709 | 0 | 61.38 | 59.37 | 2 | 0
2015 | PJM_ROR_2_MISO_W | PJM_ROR | MISO_W | Internal | Summer | B2 | 25 | 709 | 0 | 59.29 | 57.28 | 2 | 0
2015 | PJM_ROR_2_MISO_W | PJM_ROR | MISO_W | Internal | Summer | B3 | 75 | 709 | 0 | 56.94 | 55.69 | 2 | 0
2015 | PJM_ROR_2_MISO_W | PJM_ROR | MISO_W | Internal | Summer | B4 | 100 | 709 | 0 | 56.94 | 55.69 | 2 | 0
2015 | PJM_ROR_2_MISO_W | PJM_ROR | MISO_W | Internal | Summer | B5 | 200 | 709 | 0 | 46.48 | 44.75 | 2 | 0
2015 | PJM_ROR_2_MISO_W | PJM_ROR | MISO_W | Internal | Summer | B6 | 300 | 709 | 0 | 40.45 | 38.46 | 2 | 0
2015 | PJM_ROR_2_MISO_W | PJM_ROR | MISO_W | Internal | Summer | B7 | 400 | 709 | 0 | 37.05 | 35.04 | 2 | 0
2015 | PJM_ROR_2_MISO_W | PJM_ROR | MISO_W | Internal | Summer | B8 | 500 | 709 | 0 | 34.9 | 32.9 | 2 | 0
2015 | PJM_ROR_2_MISO_W | PJM_ROR | MISO_W | Internal | Summer | B9 | 800 | 709 | 0 | 33.09 | 32.72 | 2 | 0
2015 | PJM_ROR_2_MISO_W | PJM_ROR | MISO_W | Internal | Summer | B10 | 1262 | 709 | 0 | 31.67 | 29.68 | 2 | 0
2015 | PJM_ROR_2_MISO_W | PJM_ROR | MISO_W | Internal | Winter | B16 | 25 | 709 | 0 | 47.45 | 45.44 | 2 | 0
2015 | PJM_ROR_2_MISO_W | PJM_ROR | MISO_W | Internal | Winter | B17 | 100 | 709 | 0 | 42.63 | 40.6 | 2 | 0
2015 | PJM_ROR_2_MISO_W | PJM_ROR | MISO_W | Internal | Winter | B18 | 400 | 709 | 0 | 38.76 | 36.75 | 2 | 0
2015 | PJM_ROR_2_MISO_W | PJM_ROR | MISO_W | Internal | Winter | B19 | 700 | 709 | 0 | 37.23 | 35.34 | 2 | 0
2015 | PJM_ROR_2_MISO_W | PJM_ROR | MISO_W | Internal | Winter | B20 | 935 | 709 | 0 | 32.89 | 31.76 | 2 | 0
2015 | PJM_ROR_2_MISO_WUMS | PJM_ROR | MISO_WUMS | Internal | Shoulder | B11 | 25 | 1467 | 254.83 | 42.92 | 44.92 | 2 | 0
2015 | PJM_ROR_2_MISO_WUMS | PJM_ROR | MISO_WUMS | Internal | Shoulder | B12 | 200 | 1467 | 0 | 40.2 | 38.2 | 2 | 0
2015 | PJM_ROR_2_MISO_WUMS | PJM_ROR | MISO_WUMS | Internal | Shoulder | B13 | 600 | 1467 | 0 | 37.54 | 35.55 | 2 | 0
2015 | PJM_ROR_2_MISO_WUMS | PJM_ROR | MISO_WUMS | Internal | Shoulder | B14 | 900 | 1467 | 0 | 36.06 | 34.35 | 2 | 0
2015 | PJM_ROR_2_MISO_WUMS | PJM_ROR | MISO_WUMS | Internal | Shoulder | B15 | 1203 | 1467 | 0 | 34.35 | 33.08 | 2 | 0
2015 | PJM_ROR_2_MISO_WUMS | PJM_ROR | MISO_WUMS | Internal | Summer | B1 | 10 | 1467 | 0 | 61.38 | 59.38 | 2 | 0
2015 | PJM_ROR_2_MISO_WUMS | PJM_ROR | MISO_WUMS | Internal | Summer | B2 | 25 | 1467 | 0 | 59.29 | 57.29 | 2 | 0
2015 | PJM_ROR_2_MISO_WUMS | PJM_ROR | MISO_WUMS | Internal | Summer | B3 | 75 | 1467 | 0 | 56.94 | 55.7 | 2 | 0
2015 | PJM_ROR_2_MISO_WUMS | PJM_ROR | MISO_WUMS | Internal | Summer | B4 | 100 | 1467 | 0 | 56.94 | 55.7 | 2 | 0
2015 | PJM_ROR_2_MISO_WUMS | PJM_ROR | MISO_WUMS | Internal | Summer | B5 | 200 | 1467 | 0 | 46.48 | 44.74 | 2 | 0
2015 | PJM_ROR_2_MISO_WUMS | PJM_ROR | MISO_WUMS | Internal | Summer | B6 | 300 | 1467 | 0 | 40.45 | 38.46 | 2 | 0
2015 | PJM_ROR_2_MISO_WUMS | PJM_ROR | MISO_WUMS | Internal | Summer | B7 | 400 | 1467 | 0 | 37.05 | 35.05 | 2 | 0
2015 | PJM_ROR_2_MISO_WUMS | PJM_ROR | MISO_WUMS | Internal | Summer | B8 | 500 | 1467 | 0 | 34.9 | 32.92 | 2 | 0
2015 | PJM_ROR_2_MISO_WUMS | PJM_ROR | MISO_WUMS | Internal | Summer | B9 | 800 | 1467 | 0 | 33.09 | 32.74 | 2 | 0
2015 | PJM_ROR_2_MISO_WUMS | PJM_ROR | MISO_WUMS | Internal | Summer | B10 | 1262 | 1467 | 0 | 31.67 | 31.97 | 2 | 0
2015 | PJM_ROR_2_MISO_WUMS | PJM_ROR | MISO_WUMS | Internal | Winter | B16 | 25 | 1467 | 0 | 47.45 | 45.45 | 2 | 0
2015 | PJM_ROR_2_MISO_WUMS | PJM_ROR | MISO_WUMS | Internal | Winter | B17 | 100 | 1467 | 0 | 42.63 | 40.62 | 2 | 0
2015 | PJM_ROR_2_MISO_WUMS | PJM_ROR | MISO_WUMS | Internal | Winter | B18 | 400 | 1467 | 0 | 38.76 | 36.77 | 2 | 0
2015 | PJM_ROR_2_MISO_WUMS | PJM_ROR | MISO_WUMS | Internal | Winter | B19 | 700 | 1467 | 0 | 37.23 | 35.35 | 2 | 0
2015 | PJM_ROR_2_MISO_WUMS | PJM_ROR | MISO_WUMS | Internal | Winter | B20 | 935 | 1467 | 0 | 32.89 | 33.06 | 2 | 0
2015 | PJM_ROR_2_PJM_ROM | PJM_ROR | PJM_ROM | Internal | Shoulder | B11 | 25 | 8000 | 627.81 | 42.92 | 42.93 | 0.01 | 0
2015 | PJM_ROR_2_PJM_ROM | PJM_ROR | PJM_ROM | Internal | Shoulder | B12 | 200 | 8000 | 4526.1 | 40.2 | 40.22 | 0.01 | 0
2015 | PJM_ROR_2_PJM_ROM | PJM_ROR | PJM_ROM | Internal | Shoulder | B13 | 600 | 8000 | 6805.85 | 37.54 | 37.55 | 0.01 | 0
2015 | PJM_ROR_2_PJM_ROM | PJM_ROR | PJM_ROM | Internal | Shoulder | B14 | 900 | 8000 | 8000 | 36.06 | 37.24 | 0.01 | 1.17
2015 | PJM_ROR_2_PJM_ROM | PJM_ROR | PJM_ROM | Internal | Shoulder | B15 | 1203 | 8000 | 8000 | 34.35 | 36.13 | 0.01 | 1.77
2015 | PJM_ROR_2_PJM_ROM | PJM_ROR | PJM_ROM | Internal | Summer | B1 | 10 | 8000 | 8000 | 61.38 | 65.3 | 0.01 | 3.91
2015 | PJM_ROR_2_PJM_ROM | PJM_ROR | PJM_ROM | Internal | Summer | B2 | 25 | 8000 | 8000 | 59.29 | 62.03 | 0.01 | 2.72
2015 | PJM_ROR_2_PJM_ROM | PJM_ROR | PJM_ROM | Internal | Summer | B3 | 75 | 8000 | 4947.95 | 56.94 | 56.95 | 0.01 | 0
2015 | PJM_ROR_2_PJM_ROM | PJM_ROR | PJM_ROM | Internal | Summer | B4 | 100 | 8000 | 861.78 | 56.94 | 56.95 | 0.01 | 0
2015 | PJM_ROR_2_PJM_ROM | PJM_ROR | PJM_ROM | Internal | Summer | B5 | 200 | 8000 | 1228.84 | 46.48 | 46.49 | 0.01 | 0
2015 | PJM_ROR_2_PJM_ROM | PJM_ROR | PJM_ROM | Internal | Summer | B6 | 300 | 8000 | 2416.46 | 40.45 | 40.46 | 0.01 | 0
2015 | PJM_ROR_2_PJM_ROM | PJM_ROR | PJM_ROM | Internal | Summer | B7 | 400 | 8000 | 8000 | 37.05 | 37.43 | 0.01 | 0.37
2015 | PJM_ROR_2_PJM_ROM | PJM_ROR | PJM_ROM | Internal | Summer | B8 | 500 | 8000 | 8000 | 34.9 | 36.66 | 0.01 | 1.74
2015 | PJM_ROR_2_PJM_ROM | PJM_ROR | PJM_ROM | Internal | Summer | B9 | 800 | 8000 | 8000 | 33.09 | 35.21 | 0.01 | 2.11
2015 | PJM_ROR_2_PJM_ROM | PJM_ROR | PJM_ROM | Internal | Summer | B10 | 1262 | 8000 | 8000 | 31.67 | 32.61 | 0.01 | 0.93
2015 | PJM_ROR_2_PJM_ROM | PJM_ROR | PJM_ROM | Internal | Winter | B16 | 25 | 8000 | 5535.81 | 47.45 | 47.46 | 0.01 | 0
2015 | PJM_ROR_2_PJM_ROM | PJM_ROR | PJM_ROM | Internal | Winter | B17 | 100 | 8000 | 8000 | 42.63 | 44.29 | 0.01 | 1.65
2015 | PJM_ROR_2_PJM_ROM | PJM_ROR | PJM_ROM | Internal | Winter | B18 | 400 | 8000 | 8000 | 38.76 | 41.95 | 0.01 | 3.18
2015 | PJM_ROR_2_PJM_ROM | PJM_ROR | PJM_ROM | Internal | Winter | B19 | 700 | 8000 | 8000 | 37.23 | 41.59 | 0.01 | 4.34
2015 | PJM_ROR_2_PJM_ROM | PJM_ROR | PJM_ROM | Internal | Winter | B20 | 935 | 8000 | 8000 | 32.89 | 35.99 | 0.01 | 3.09
2015 | PJM_ROR_2_TVA_Transmission | PJM_ROR | TVA_Transmission | Internal | Shoulder | B11 | 25 | 2500 | 898.22 | 42.92 | 48.92 | 6 | 0
2015 | PJM_ROR_2_TVA_Transmission | PJM_ROR | TVA_Transmission | Internal | Shoulder | B12 | 200 | 2500 | 0 | 40.2 | 42.44 | 6 | 0
2015 | PJM_ROR_2_TVA_Transmission | PJM_ROR | TVA_Transmission | Internal | Shoulder | B13 | 600 | 2500 | 0 | 37.54 | 40.78 | 6 | 0
2015 | PJM_ROR_2_TVA_Transmission | PJM_ROR | TVA_Transmission | Internal | Shoulder | B14 | 900 | 2500 | 0 | 36.06 | 39.91 | 6 | 0
2015 | PJM_ROR_2_TVA_Transmission | PJM_ROR | TVA_Transmission | Internal | Shoulder | B15 | 1203 | 2500 | 0 | 34.35 | 39.26 | 6 | 0
2015 | PJM_ROR_2_TVA_Transmission | PJM_ROR | TVA_Transmission | Internal | Summer | B1 | 10 | 2500 | 101.01 | 61.38 | 67.38 | 6 | 0
2015 | PJM_ROR_2_TVA_Transmission | PJM_ROR | TVA_Transmission | Internal | Summer | B2 | 25 | 2500 | 638.89 | 59.29 | 65.29 | 6 | 0
2015 | PJM_ROR_2_TVA_Transmission | PJM_ROR | TVA_Transmission | Internal | Summer | B3 | 75 | 2500 | 1464.54 | 56.94 | 62.94 | 6 | 0
2015 | PJM_ROR_2_TVA_Transmission | PJM_ROR | TVA_Transmission | Internal | Summer | B4 | 100 | 2500 | 489.76 | 56.94 | 62.94 | 6 | 0
2015 | PJM_ROR_2_TVA_Transmission | PJM_ROR | TVA_Transmission | Internal | Summer | B5 | 200 | 2500 | 0 | 46.48 | 51.96 | 6 | 0
2015 | PJM_ROR_2_TVA_Transmission | PJM_ROR | TVA_Transmission | Internal | Summer | B6 | 300 | 2500 | 0 | 40.45 | 43.88 | 6 | 0
2015 | PJM_ROR_2_TVA_Transmission | PJM_ROR | TVA_Transmission | Internal | Summer | B7 | 400 | 2500 | 0 | 37.05 | 39.87 | 6 | 0
2015 | PJM_ROR_2_TVA_Transmission | PJM_ROR | TVA_Transmission | Internal | Summer | B8 | 500 | 2500 | 0 | 34.9 | 38.83 | 6 | 0
2015 | PJM_ROR_2_TVA_Transmission | PJM_ROR | TVA_Transmission | Internal | Summer | B9 | 800 | 2500 | 0 | 33.09 | 38.33 | 6 | 0
2015 | PJM_ROR_2_TVA_Transmission | PJM_ROR | TVA_Transmission | Internal | Summer | B10 | 1262 | 2500 | 0 | 31.67 | 35.72 | 6 | 0
2015 | PJM_ROR_2_TVA_Transmission | PJM_ROR | TVA_Transmission | Internal | Winter | B16 | 25 | 2500 | 413.28 | 47.45 | 53.45 | 6 | 0
2015 | PJM_ROR_2_TVA_Transmission | PJM_ROR | TVA_Transmission | Internal | Winter | B17 | 100 | 2500 | 0 | 42.63 | 44.86 | 6 | 0
2015 | PJM_ROR_2_TVA_Transmission | PJM_ROR | TVA_Transmission | Internal | Winter | B18 | 400 | 2500 | 0 | 38.76 | 41.58 | 6 | 0
2015 | PJM_ROR_2_TVA_Transmission | PJM_ROR | TVA_Transmission | Internal | Winter | B19 | 700 | 2500 | 0 | 37.23 | 40.35 | 6 | 0
2015 | PJM_ROR_2_TVA_Transmission | PJM_ROR | TVA_Transmission | Internal | Winter | B20 | 935 | 2500 | 189.49 | 32.89 | 38.89 | 6 | 0
2015 | PJM_ROR_2_VACAR | PJM_ROR | VACAR | Internal | Shoulder | B11 | 25 | 3000 | 3000 | 42.92 | 50.92 | 6 | 2
2015 | PJM_ROR_2_VACAR | PJM_ROR | VACAR | Internal | Shoulder | B12 | 200 | 3000 | 2839.34 | 40.2 | 46.2 | 6 | 0
2015 | PJM_ROR_2_VACAR | PJM_ROR | VACAR | Internal | Shoulder | B13 | 600 | 3000 | 3000 | 37.54 | 44.54 | 6 | 1
2015 | PJM_ROR_2_VACAR | PJM_ROR | VACAR | Internal | Shoulder | B14 | 900 | 3000 | 3000 | 36.06 | 42.62 | 6 | 0.56
2015 | PJM_ROR_2_VACAR | PJM_ROR | VACAR | Internal | Shoulder | B15 | 1203 | 3000 | 3000 | 34.35 | 42.14 | 6 | 1.79
2015 | PJM_ROR_2_VACAR | PJM_ROR | VACAR | Internal | Summer | B1 | 10 | 3000 | 3000 | 61.38 | 68.16 | 6 | 0.78
2015 | PJM_ROR_2_VACAR | PJM_ROR | VACAR | Internal | Summer | B2 | 25 | 3000 | 3000 | 59.29 | 68.16 | 6 | 2.87
2015 | PJM_ROR_2_VACAR | PJM_ROR | VACAR | Internal | Summer | B3 | 75 | 3000 | 3000 | 56.94 | 68.16 | 6 | 5.22
2015 | PJM_ROR_2_VACAR | PJM_ROR | VACAR | Internal | Summer | B4 | 100 | 3000 | 2441.65 | 56.94 | 62.94 | 6 | 0
2015 | PJM_ROR_2_VACAR | PJM_ROR | VACAR | Internal | Summer | B5 | 200 | 3000 | 3000 | 46.48 | 56.32 | 6 | 3.84
2015 | PJM_ROR_2_VACAR | PJM_ROR | VACAR | Internal | Summer | B6 | 300 | 3000 | 3000 | 40.45 | 46.84 | 6 | 0.39
2015 | PJM_ROR_2_VACAR | PJM_ROR | VACAR | Internal | Summer | B7 | 400 | 3000 | 3000 | 37.05 | 45.78 | 6 | 2.73
2015 | PJM_ROR_2_VACAR | PJM_ROR | VACAR | Internal | Summer | B8 | 500 | 3000 | 3000 | 34.9 | 42.62 | 6 | 1.71
2015 | PJM_ROR_2_VACAR | PJM_ROR | VACAR | Internal | Summer | B9 | 800 | 3000 | 3000 | 33.09 | 41.69 | 6 | 2.6
2015 | PJM_ROR_2_VACAR | PJM_ROR | VACAR | Internal | Summer | B10 | 1262 | 3000 | 3000 | 31.67 | 40.46 | 6 | 2.79
2015 | PJM_ROR_2_VACAR | PJM_ROR | VACAR | Internal | Winter | B16 | 25 | 3000 | 3000 | 47.45 | 58.59 | 6 | 5.14
2015 | PJM_ROR_2_VACAR | PJM_ROR | VACAR | Internal | Winter | B17 | 100 | 3000 | 124.32 | 42.63 | 48.63 | 6 | 0
2015 | PJM_ROR_2_VACAR | PJM_ROR | VACAR | Internal | Winter | B18 | 400 | 3000 | 1804.8 | 38.76 | 44.76 | 6 | 0
2015 | PJM_ROR_2_VACAR | PJM_ROR | VACAR | Internal | Winter | B19 | 700 | 3000 | 958.65 | 37.23 | 43.23 | 6 | 0
2015 | PJM_ROR_2_VACAR | PJM_ROR | VACAR | Internal | Winter | B20 | 935 | 3000 | 3000 | 32.89 | 42.16 | 6 | 3.27
2015 | PJM_ROM_2_NYISO_A-F | PJM_ROM | NYISO_A-F | Internal | Shoulder | B11 | 25 | 2000 | 0 | 42.93 | 38.16 | 6 | 0
2015 | PJM_ROM_2_NYISO_A-F | PJM_ROM | NYISO_A-F | Internal | Shoulder | B12 | 200 | 2000 | 0 | 40.22 | 38.16 | 6 | 0
2015 | PJM_ROM_2_NYISO_A-F | PJM_ROM | NYISO_A-F | Internal | Shoulder | B13 | 600 | 2000 | 0 | 37.55 | 38.16 | 6 | 0
2015 | PJM_ROM_2_NYISO_A-F | PJM_ROM | NYISO_A-F | Internal | Shoulder | B14 | 900 | 2000 | 0 | 37.24 | 38.16 | 6 | 0
2015 | PJM_ROM_2_NYISO_A-F | PJM_ROM | NYISO_A-F | Internal | Shoulder | B15 | 1203 | 2000 | 0 | 36.13 | 38.16 | 6 | 0
2015 | PJM_ROM_2_NYISO_A-F | PJM_ROM | NYISO_A-F | Internal | Summer | B1 | 10 | 2000 | 0 | 65.3 | 57.3 | 6 | 0
2015 | PJM_ROM_2_NYISO_A-F | PJM_ROM | NYISO_A-F | Internal | Summer | B2 | 25 | 2000 | 0 | 62.03 | 54.03 | 6 | 0
2015 | PJM_ROM_2_NYISO_A-F | PJM_ROM | NYISO_A-F | Internal | Summer | B3 | 75 | 2000 | 0 | 56.95 | 51.37 | 6 | 0
2015 | PJM_ROM_2_NYISO_A-F | PJM_ROM | NYISO_A-F | Internal | Summer | B4 | 100 | 2000 | 0 | 56.95 | 46.57 | 6 | 0
2015 | PJM_ROM_2_NYISO_A-F | PJM_ROM | NYISO_A-F | Internal | Summer | B5 | 200 | 2000 | 0 | 46.49 | 42.51 | 6 | 0
2015 | PJM_ROM_2_NYISO_A-F | PJM_ROM | NYISO_A-F | Internal | Summer | B6 | 300 | 2000 | 0 | 40.46 | 39.23 | 6 | 0
2015 | PJM_ROM_2_NYISO_A-F | PJM_ROM | NYISO_A-F | Internal | Summer | B7 | 400 | 2000 | 0 | 37.43 | 37.74 | 6 | 0
2015 | PJM_ROM_2_NYISO_A-F | PJM_ROM | NYISO_A-F | Internal | Summer | B8 | 500 | 2000 | 0 | 36.66 | 37.07 | 6 | 0
2015 | PJM_ROM_2_NYISO_A-F | PJM_ROM | NYISO_A-F | Internal | Summer | B9 | 800 | 2000 | 0 | 35.21 | 36.75 | 6 | 0
2015 | PJM_ROM_2_NYISO_A-F | PJM_ROM | NYISO_A-F | Internal | Summer | B10 | 1262 | 2000 | 0 | 32.61 | 36.75 | 6 | 0
2015 | PJM_ROM_2_NYISO_A-F | PJM_ROM | NYISO_A-F | Internal | Winter | B16 | 25 | 2000 | 0 | 47.46 | 43.08 | 6 | 0
2015 | PJM_ROM_2_NYISO_A-F | PJM_ROM | NYISO_A-F | Internal | Winter | B17 | 100 | 2000 | 0 | 44.29 | 41.99 | 6 | 0
2015 | PJM_ROM_2_NYISO_A-F | PJM_ROM | NYISO_A-F | Internal | Winter | B18 | 400 | 2000 | 0 | 41.95 | 41.99 | 6 | 0
2015 | PJM_ROM_2_NYISO_A-F | PJM_ROM | NYISO_A-F | Internal | Winter | B19 | 700 | 2000 | 0 | 41.59 | 41.99 | 6 | 0
2015 | PJM_ROM_2_NYISO_A-F | PJM_ROM | NYISO_A-F | Internal | Winter | B20 | 935 | 2000 | 205.25 | 35.99 | 41.99 | 6 | 0
2015 | PJM_ROM_2_PJM_E | PJM_ROM | PJM_E | Internal | Shoulder | B11 | 25 | 8000 | 0 | 42.93 | 42.92 | 0.01 | 0
2015 | PJM_ROM_2_PJM_E | PJM_ROM | PJM_E | Internal | Shoulder | B12 | 200 | 8000 | 2901.51 | 40.22 | 40.23 | 0.01 | 0
2015 | PJM_ROM_2_PJM_E | PJM_ROM | PJM_E | Internal | Shoulder | B13 | 600 | 8000 | 3604.01 | 37.55 | 37.56 | 0.01 | 0
2015 | PJM_ROM_2_PJM_E | PJM_ROM | PJM_E | Internal | Shoulder | B14 | 900 | 8000 | 4536.09 | 37.24 | 37.25 | 0.01 | 0
2015 | PJM_ROM_2_PJM_E | PJM_ROM | PJM_E | Internal | Shoulder | B15 | 1203 | 8000 | 3893.61 | 36.13 | 36.14 | 0.01 | 0
2015 | PJM_ROM_2_PJM_E | PJM_ROM | PJM_E | Internal | Summer | B1 | 10 | 8000 | 5338.37 | 65.3 | 65.31 | 0.01 | 0
2015 | PJM_ROM_2_PJM_E | PJM_ROM | PJM_E | Internal | Summer | B2 | 25 | 8000 | 4564.66 | 62.03 | 62.04 | 0.01 | 0
2015 | PJM_ROM_2_PJM_E | PJM_ROM | PJM_E | Internal | Summer | B3 | 75 | 8000 | 3042.5 | 56.95 | 56.96 | 0.01 | 0
2015 | PJM_ROM_2_PJM_E | PJM_ROM | PJM_E | Internal | Summer | B4 | 100 | 8000 | 1097.98 | 56.95 | 56.96 | 0.01 | 0
2015 | PJM_ROM_2_PJM_E | PJM_ROM | PJM_E | Internal | Summer | B5 | 200 | 8000 | 1079.55 | 46.49 | 46.5 | 0.01 | 0
2015 | PJM_ROM_2_PJM_E | PJM_ROM | PJM_E | Internal | Summer | B6 | 300 | 8000 | 463.68 | 40.46 | 40.48 | 0.01 | 0
2015 | PJM_ROM_2_PJM_E | PJM_ROM | PJM_E | Internal | Summer | B7 | 400 | 8000 | 4942.39 | 37.43 | 37.44 | 0.01 | 0
2015 | PJM_ROM_2_PJM_E | PJM_ROM | PJM_E | Internal | Summer | B8 | 500 | 8000 | 3410.12 | 36.66 | 36.67 | 0.01 | 0
2015 | PJM_ROM_2_PJM_E | PJM_ROM | PJM_E | Internal | Summer | B9 | 800 | 8000 | 3280.57 | 35.21 | 35.22 | 0.01 | 0
2015 | PJM_ROM_2_PJM_E | PJM_ROM | PJM_E | Internal | Summer | B10 | 1262 | 8000 | 3297.2 | 32.61 | 32.62 | 0.01 | 0
2015 | PJM_ROM_2_PJM_E | PJM_ROM | PJM_E | Internal | Winter | B16 | 25 | 8000 | 2859.8 | 47.46 | 47.47 | 0.01 | 0
2015 | PJM_ROM_2_PJM_E | PJM_ROM | PJM_E | Internal | Winter | B17 | 100 | 8000 | 4745.58 | 44.29 | 44.3 | 0.01 | 0
2015 | PJM_ROM_2_PJM_E | PJM_ROM | PJM_E | Internal | Winter | B18 | 400 | 8000 | 5731.8 | 41.95 | 41.96 | 0.01 | 0
2015 | PJM_ROM_2_PJM_E | PJM_ROM | PJM_E | Internal | Winter | B19 | 700 | 8000 | 6238.88 | 41.59 | 41.6 | 0.01 | 0
2015 | PJM_ROM_2_PJM_E | PJM_ROM | PJM_E | Internal | Winter | B20 | 935 | 8000 | 3877.6 | 35.99 | 36 | 0.01 | 0
2015 | PJM_ROM_2_PJM_ROR | PJM_ROM | PJM_ROR | Internal | Shoulder | B11 | 25 | 8000 | 0 | 42.93 | 42.92 | 0.01 | 0
2015 | PJM_ROM_2_PJM_ROR | PJM_ROM | PJM_ROR | Internal | Shoulder | B12 | 200 | 8000 | 0 | 40.22 | 40.2 | 0.01 | 0
2015 | PJM_ROM_2_PJM_ROR | PJM_ROM | PJM_ROR | Internal | Shoulder | B13 | 600 | 8000 | 0 | 37.55 | 37.54 | 0.01 | 0
2015 | PJM_ROM_2_PJM_ROR | PJM_ROM | PJM_ROR | Internal | Shoulder | B14 | 900 | 8000 | 0 | 37.24 | 36.06 | 0.01 | 0
2015 | PJM_ROM_2_PJM_ROR | PJM_ROM | PJM_ROR | Internal | Shoulder | B15 | 1203 | 8000 | 0 | 36.13 | 34.35 | 0.01 | 0
2015 | PJM_ROM_2_PJM_ROR | PJM_ROM | PJM_ROR | Internal | Summer | B1 | 10 | 8000 | 0 | 65.3 | 61.38 | 0.01 | 0
2015 | PJM_ROM_2_PJM_ROR | PJM_ROM | PJM_ROR | Internal | Summer | B2 | 25 | 8000 | 0 | 62.03 | 59.29 | 0.01 | 0
2015 | PJM_ROM_2_PJM_ROR | PJM_ROM | PJM_ROR | Internal | Summer | B3 | 75 | 8000 | 0 | 56.95 | 56.94 | 0.01 | 0
2015 | PJM_ROM_2_PJM_ROR | PJM_ROM | PJM_ROR | Internal | Summer | B4 | 100 | 8000 | 0 | 56.95 | 56.94 | 0.01 | 0
2015 | PJM_ROM_2_PJM_ROR | PJM_ROM | PJM_ROR | Internal | Summer | B5 | 200 | 8000 | 0 | 46.49 | 46.48 | 0.01 | 0
2015 | PJM_ROM_2_PJM_ROR | PJM_ROM | PJM_ROR | Internal | Summer | B6 | 300 | 8000 | 0 | 40.46 | 40.45 | 0.01 | 0
2015 | PJM_ROM_2_PJM_ROR | PJM_ROM | PJM_ROR | Internal | Summer | B7 | 400 | 8000 | 0 | 37.43 | 37.05 | 0.01 | 0
2015 | PJM_ROM_2_PJM_ROR | PJM_ROM | PJM_ROR | Internal | Summer | B8 | 500 | 8000 | 0 | 36.66 | 34.9 | 0.01 | 0
2015 | PJM_ROM_2_PJM_ROR | PJM_ROM | PJM_ROR | Internal | Summer | B9 | 800 | 8000 | 0 | 35.21 | 33.09 | 0.01 | 0
2015 | PJM_ROM_2_PJM_ROR | PJM_ROM | PJM_ROR | Internal | Summer | B10 | 1262 | 8000 | 0 | 32.61 | 31.67 | 0.01 | 0
2015 | PJM_ROM_2_PJM_ROR | PJM_ROM | PJM_ROR | Internal | Winter | B16 | 25 | 8000 | 0 | 47.46 | 47.45 | 0.01 | 0
2015 | PJM_ROM_2_PJM_ROR | PJM_ROM | PJM_ROR | Internal | Winter | B17 | 100 | 8000 | 0 | 44.29 | 42.63 | 0.01 | 0
2015 | PJM_ROM_2_PJM_ROR | PJM_ROM | PJM_ROR | Internal | Winter | B18 | 400 | 8000 | 0 | 41.95 | 38.76 | 0.01 | 0
2015 | PJM_ROM_2_PJM_ROR | PJM_ROM | PJM_ROR | Internal | Winter | B19 | 700 | 8000 | 0 | 41.59 | 37.23 | 0.01 | 0
2015 | PJM_ROM_2_PJM_ROR | PJM_ROM | PJM_ROR | Internal | Winter | B20 | 935 | 8000 | 0 | 35.99 | 32.89 | 0.01 | 0
2015 | SOCO_2_ENT | SOCO | ENT | Internal | Shoulder | B11 | 25 | 2400 | 0 | 57.92 | 52.92 | 10 | 0
2015 | SOCO_2_ENT | SOCO | ENT | Internal | Shoulder | B12 | 200 | 2400 | 0 | 40.05 | 38.05 | 10 | 0
2015 | SOCO_2_ENT | SOCO | ENT | Internal | Shoulder | B13 | 600 | 2400 | 0 | 39.02 | 37.78 | 10 | 0
2015 | SOCO_2_ENT | SOCO | ENT | Internal | Shoulder | B14 | 900 | 2400 | 0 | 39.02 | 37.78 | 10 | 0
2015 | SOCO_2_ENT | SOCO | ENT | Internal | Shoulder | B15 | 1203 | 2400 | 0 | 39.02 | 36.55 | 10 | 0
2015 | SOCO_2_ENT | SOCO | ENT | Internal | Summer | B1 | 10 | 2400 | 0 | 64.92 | 59.38 | 10 | 0
2015 | SOCO_2_ENT | SOCO | ENT | Internal | Summer | B2 | 25 | 2400 | 0 | 64.92 | 57.29 | 10 | 0
2015 | SOCO_2_ENT | SOCO | ENT | Internal | Summer | B3 | 75 | 2400 | 0 | 64.92 | 56.92 | 10 | 0
2015 | SOCO_2_ENT | SOCO | ENT | Internal | Summer | B4 | 100 | 2400 | 0 | 62.94 | 54.94 | 10 | 0
2015 | SOCO_2_ENT | SOCO | ENT | Internal | Summer | B5 | 200 | 2400 | 0 | 60.27 | 51.84 | 10 | 0
2015 | SOCO_2_ENT | SOCO | ENT | Internal | Summer | B6 | 300 | 2400 | 0 | 49.96 | 41.96 | 10 | 0
2015 | SOCO_2_ENT | SOCO | ENT | Internal | Summer | B7 | 400 | 2400 | 0 | 43.51 | 36.89 | 10 | 0
2015 | SOCO_2_ENT | SOCO | ENT | Internal | Summer | B8 | 500 | 2400 | 0 | 39.22 | 36.89 | 10 | 0
2015 | SOCO_2_ENT | SOCO | ENT | Internal | Summer | B9 | 800 | 2400 | 0 | 37.88 | 36.63 | 10 | 0
2015 | SOCO_2_ENT | SOCO | ENT | Internal | Summer | B10 | 1262 | 2400 | 0 | 37.88 | 35.44 | 10 | 0
2015 | SOCO_2_ENT | SOCO | ENT | Internal | Winter | B16 | 25 | 2400 | 0 | 54.09 | 46.09 | 10 | 0
2015 | SOCO_2_ENT | SOCO | ENT | Internal | Winter | B17 | 100 | 2400 | 0 | 42.8 | 40.1 | 10 | 0
2015 | SOCO_2_ENT | SOCO | ENT | Internal | Winter | B18 | 400 | 2400 | 0 | 41.34 | 40.1 | 10 | 0
2015 | SOCO_2_ENT | SOCO | ENT | Internal | Winter | B19 | 700 | 2400 | 0 | 41.34 | 38.79 | 10 | 0
2015 | SOCO_2_ENT | SOCO | ENT | Internal | Winter | B20 | 935 | 2400 | 0 | 41.34 | 38.79 | 10 | 0
2015 | SOCO_2_FRCC | SOCO | FRCC | Internal | Shoulder | B11 | 25 | 3700 | 3513.39 | 57.92 | 67.92 | 10 | 0
2015 | SOCO_2_FRCC | SOCO | FRCC | Internal | Shoulder | B12 | 200 | 3700 | 1048.67 | 40.05 | 50.05 | 10 | 0
2015 | SOCO_2_FRCC | SOCO | FRCC | Internal | Shoulder | B13 | 600 | 3700 | 0 | 39.02 | 45.88 | 10 | 0
2015 | SOCO_2_FRCC | SOCO | FRCC | Internal | Shoulder | B14 | 900 | 3700 | 0 | 39.02 | 45.06 | 10 | 0
2015 | SOCO_2_FRCC | SOCO | FRCC | Internal | Shoulder | B15 | 1203 | 3700 | 0 | 39.02 | 43.22 | 10 | 0
2015 | SOCO_2_FRCC | SOCO | FRCC | Internal | Summer | B1 | 10 | 3700 | 0 | 64.92 | 71.2 | 10 | 0
2015 | SOCO_2_FRCC | SOCO | FRCC | Internal | Summer | B2 | 25 | 3700 | 0 | 64.92 | 71.2 | 10 | 0
2015 | SOCO_2_FRCC | SOCO | FRCC | Internal | Summer | B3 | 75 | 3700 | 0 | 64.92 | 71.2 | 10 | 0
2015 | SOCO_2_FRCC | SOCO | FRCC | Internal | Summer | B4 | 100 | 3700 | 0 | 62.94 | 71.2 | 10 | 0
2015 | SOCO_2_FRCC | SOCO | FRCC | Internal | Summer | B5 | 200 | 3700 | 3102.89 | 60.27 | 70.27 | 10 | 0
2015 | SOCO_2_FRCC | SOCO | FRCC | Internal | Summer | B6 | 300 | 3700 | 3147.8 | 49.96 | 59.96 | 10 | 0
2015 | SOCO_2_FRCC | SOCO | FRCC | Internal | Summer | B7 | 400 | 3700 | 1436.15 | 43.51 | 53.51 | 10 | 0
2015 | SOCO_2_FRCC | SOCO | FRCC | Internal | Summer | B8 | 500 | 3700 | 651.56 | 39.22 | 49.22 | 10 | 0
2015 | SOCO_2_FRCC | SOCO | FRCC | Internal | Summer | B9 | 800 | 3700 | 0 | 37.88 | 44.39 | 10 | 0
2015 | SOCO_2_FRCC | SOCO | FRCC | Internal | Summer | B10 | 1262 | 3700 | 0 | 37.88 | 42.58 | 10 | 0
2015 | SOCO_2_FRCC | SOCO | FRCC | Internal | Winter | B16 | 25 | 3700 | 2421.25 | 54.09 | 64.09 | 10 | 0
2015 | SOCO_2_FRCC | SOCO | FRCC | Internal | Winter | B17 | 100 | 3700 | 1212.38 | 42.8 | 52.8 | 10 | 0
2015 | SOCO_2_FRCC | SOCO | FRCC | Internal | Winter | B18 | 400 | 3700 | 0 | 41.34 | 47.11 | 10 | 0
2015 | SOCO_2_FRCC | SOCO | FRCC | Internal | Winter | B19 | 700 | 3700 | 0 | 41.34 | 47.11 | 10 | 0
2015 | SOCO_2_FRCC | SOCO | FRCC | Internal | Winter | B20 | 935 | 3700 | 0 | 41.34 | 45.18 | 10 | 0
2015 | SOCO_2_VACAR | SOCO | VACAR | Internal | Shoulder | B11 | 25 | 2000 | 0 | 57.92 | 50.92 | 10 | 0
2015 | SOCO_2_VACAR | SOCO | VACAR | Internal | Shoulder | B12 | 200 | 2000 | 0 | 40.05 | 46.2 | 10 | 0
2015 | SOCO_2_VACAR | SOCO | VACAR | Internal | Shoulder | B13 | 600 | 2000 | 0 | 39.02 | 44.54 | 10 | 0
2015 | SOCO_2_VACAR | SOCO | VACAR | Internal | Shoulder | B14 | 900 | 2000 | 0 | 39.02 | 42.62 | 10 | 0
2015 | SOCO_2_VACAR | SOCO | VACAR | Internal | Shoulder | B15 | 1203 | 2000 | 0 | 39.02 | 42.14 | 10 | 0
2015 | SOCO_2_VACAR | SOCO | VACAR | Internal | Summer | B1 | 10 | 2000 | 0 | 64.92 | 68.16 | 10 | 0
2015 | SOCO_2_VACAR | SOCO | VACAR | Internal | Summer | B2 | 25 | 2000 | 0 | 64.92 | 68.16 | 10 | 0
2015 | SOCO_2_VACAR | SOCO | VACAR | Internal | Summer | B3 | 75 | 2000 | 0 | 64.92 | 68.16 | 10 | 0
2015 | SOCO_2_VACAR | SOCO | VACAR | Internal | Summer | B4 | 100 | 2000 | 0 | 62.94 | 62.94 | 10 | 0
2015 | SOCO_2_VACAR | SOCO | VACAR | Internal | Summer | B5 | 200 | 2000 | 0 | 60.27 | 56.32 | 10 | 0
2015 | SOCO_2_VACAR | SOCO | VACAR | Internal | Summer | B6 | 300 | 2000 | 0 | 49.96 | 46.84 | 10 | 0
2015 | SOCO_2_VACAR | SOCO | VACAR | Internal | Summer | B7 | 400 | 2000 | 0 | 43.51 | 45.78 | 10 | 0
2015 | SOCO_2_VACAR | SOCO | VACAR | Internal | Summer | B8 | 500 | 2000 | 0 | 39.22 | 42.62 | 10 | 0
2015 | SOCO_2_VACAR | SOCO | VACAR | Internal | Summer | B9 | 800 | 2000 | 0 | 37.88 | 41.69 | 10 | 0
2015 | SOCO_2_VACAR | SOCO | VACAR | Internal | Summer | B10 | 1262 | 2000 | 0 | 37.88 | 40.46 | 10 | 0
2015 | SOCO_2_VACAR | SOCO | VACAR | Internal | Winter | B16 | 25 | 2000 | 0 | 54.09 | 58.59 | 10 | 0
2015 | SOCO_2_VACAR | SOCO | VACAR | Internal | Winter | B17 | 100 | 2000 | 0 | 42.8 | 48.63 | 10 | 0
2015 | SOCO_2_VACAR | SOCO | VACAR | Internal | Winter | B18 | 400 | 2000 | 0 | 41.34 | 44.76 | 10 | 0
2015 | SOCO_2_VACAR | SOCO | VACAR | Internal | Winter | B19 | 700 | 2000 | 0 | 41.34 | 43.23 | 10 | 0
2015 | SOCO_2_VACAR | SOCO | VACAR | Internal | Winter | B20 | 935 | 2000 | 0 | 41.34 | 42.16 | 10 | 0
2015 | SPP_N_2_ENT | SPP_N | ENT | Internal | Shoulder | B11 | 25 | 1800 | 0 | 51.92 | 52.92 | 5 | 0
2015 | SPP_N_2_ENT | SPP_N | ENT | Internal | Shoulder | B12 | 200 | 1800 | 0 | 36.34 | 38.05 | 5 | 0
2015 | SPP_N_2_ENT | SPP_N | ENT | Internal | Shoulder | B13 | 600 | 1800 | 0 | 36.34 | 37.78 | 5 | 0
2015 | SPP_N_2_ENT | SPP_N | ENT | Internal | Shoulder | B14 | 900 | 1800 | 0 | 36.26 | 37.78 | 5 | 0
2015 | SPP_N_2_ENT | SPP_N | ENT | Internal | Shoulder | B15 | 1203 | 1800 | 0 | 36.26 | 36.55 | 5 | 0
2015 | SPP_N_2_ENT | SPP_N | ENT | Internal | Summer | B1 | 10 | 1800 | 0 | 58.76 | 59.38 | 5 | 0
2015 | SPP_N_2_ENT | SPP_N | ENT | Internal | Summer | B2 | 25 | 1800 | 0 | 58.76 | 57.29 | 5 | 0
2015 | SPP_N_2_ENT | SPP_N | ENT | Internal | Summer | B3 | 75 | 1800 | 0 | 58.76 | 56.92 | 5 | 0
2015 | SPP_N_2_ENT | SPP_N | ENT | Internal | Summer | B4 | 100 | 1800 | 0 | 56.96 | 54.94 | 5 | 0
2015 | SPP_N_2_ENT | SPP_N | ENT | Internal | Summer | B5 | 200 | 1800 | 0 | 51.75 | 51.84 | 5 | 0
2015 | SPP_N_2_ENT | SPP_N | ENT | Internal | Summer | B6 | 300 | 1800 | 0 | 45.46 | 41.96 | 5 | 0
2015 | SPP_N_2_ENT | SPP_N | ENT | Internal | Summer | B7 | 400 | 1800 | 0 | 36.69 | 36.89 | 5 | 0
2015 | SPP_N_2_ENT | SPP_N | ENT | Internal | Summer | B8 | 500 | 1800 | 0 | 35.12 | 36.89 | 5 | 0
2015 | SPP_N_2_ENT | SPP_N | ENT | Internal | Summer | B9 | 800 | 1800 | 0 | 35.04 | 36.63 | 5 | 0
2015 | SPP_N_2_ENT | SPP_N | ENT | Internal | Summer | B10 | 1262 | 1800 | 0 | 34.55 | 35.44 | 5 | 0
2015 | SPP_N_2_ENT | SPP_N | ENT | Internal | Winter | B16 | 25 | 1800 | 53.98 | 41.09 | 46.09 | 5 | 0
2015 | SPP_N_2_ENT | SPP_N | ENT | Internal | Winter | B17 | 100 | 1800 | 0 | 38.72 | 40.1 | 5 | 0
2015 | SPP_N_2_ENT | SPP_N | ENT | Internal | Winter | B18 | 400 | 1800 | 0 | 38.63 | 40.1 | 5 | 0
2015 | SPP_N_2_ENT | SPP_N | ENT | Internal | Winter | B19 | 700 | 1800 | 0 | 38.16 | 38.79 | 5 | 0
2015 | SPP_N_2_ENT | SPP_N | ENT | Internal | Winter | B20 | 935 | 1800 | 701.26 | 33.79 | 38.79 | 5 | 0
2015 | SPP_N_2_MISO_MO-IL | SPP_N | MISO_MO-IL | Internal | Shoulder | B11 | 25 | 2000 | 0 | 51.92 | 44.92 | 5 | 0
2015 | SPP_N_2_MISO_MO-IL | SPP_N | MISO_MO-IL | Internal | Shoulder | B12 | 200 | 2000 | 0 | 36.34 | 38.2 | 5 | 0
2015 | SPP_N_2_MISO_MO-IL | SPP_N | MISO_MO-IL | Internal | Shoulder | B13 | 600 | 2000 | 0 | 36.34 | 35.52 | 5 | 0
2015 | SPP_N_2_MISO_MO-IL | SPP_N | MISO_MO-IL | Internal | Shoulder | B14 | 900 | 2000 | 0 | 36.26 | 34.32 | 5 | 0
2015 | SPP_N_2_MISO_MO-IL | SPP_N | MISO_MO-IL | Internal | Shoulder | B15 | 1203 | 2000 | 0 | 36.26 | 33 | 5 | 0
2015 | SPP_N_2_MISO_MO-IL | SPP_N | MISO_MO-IL | Internal | Summer | B1 | 10 | 2000 | 0 | 58.76 | 59.38 | 5 | 0
2015 | SPP_N_2_MISO_MO-IL | SPP_N | MISO_MO-IL | Internal | Summer | B2 | 25 | 2000 | 0 | 58.76 | 57.29 | 5 | 0
2015 | SPP_N_2_MISO_MO-IL | SPP_N | MISO_MO-IL | Internal | Summer | B3 | 75 | 2000 | 0 | 58.76 | 55.68 | 5 | 0
2015 | SPP_N_2_MISO_MO-IL | SPP_N | MISO_MO-IL | Internal | Summer | B4 | 100 | 2000 | 0 | 56.96 | 54.94 | 5 | 0
2015 | SPP_N_2_MISO_MO-IL | SPP_N | MISO_MO-IL | Internal | Summer | B5 | 200 | 2000 | 0 | 51.75 | 44.72 | 5 | 0
2015 | SPP_N_2_MISO_MO-IL | SPP_N | MISO_MO-IL | Internal | Summer | B6 | 300 | 2000 | 0 | 45.46 | 38.45 | 5 | 0
2015 | SPP_N_2_MISO_MO-IL | SPP_N | MISO_MO-IL | Internal | Summer | B7 | 400 | 2000 | 0 | 36.69 | 35.04 | 5 | 0
2015 | SPP_N_2_MISO_MO-IL | SPP_N | MISO_MO-IL | Internal | Summer | B8 | 500 | 2000 | 0 | 35.12 | 32.9 | 5 | 0
2015 | SPP_N_2_MISO_MO-IL | SPP_N | MISO_MO-IL | Internal | Summer | B9 | 800 | 2000 | 0 | 35.04 | 32.7 | 5 | 0
2015 | SPP_N_2_MISO_MO-IL | SPP_N | MISO_MO-IL | Internal | Summer | B10 | 1262 | 2000 | 0 | 34.55 | 29.67 | 5 | 0
2015 | SPP_N_2_MISO_MO-IL | SPP_N | MISO_MO-IL | Internal | Winter | B16 | 25 | 2000 | 0 | 41.09 | 45.45 | 5 | 0
2015 | SPP_N_2_MISO_MO-IL | SPP_N | MISO_MO-IL | Internal | Winter | B17 | 100 | 2000 | 0 | 38.72 | 40.62 | 5 | 0
2015 | SPP_N_2_MISO_MO-IL | SPP_N | MISO_MO-IL | Internal | Winter | B18 | 400 | 2000 | 0 | 38.63 | 36.74 | 5 | 0
2015 | SPP_N_2_MISO_MO-IL | SPP_N | MISO_MO-IL | Internal | Winter | B19 | 700 | 2000 | 0 | 38.16 | 35.23 | 5 | 0
2015 | SPP_N_2_MISO_MO-IL | SPP_N | MISO_MO-IL | Internal | Winter | B20 | 935 | 2000 | 0 | 33.79 | 31.77 | 5 | 0
2015 | SPP_N_2_NE | SPP_N | NE | Internal | Shoulder | B11 | 25 | 330 | 0 | 51.92 | 44.92 | 0.01 | 0
2015 | SPP_N_2_NE | SPP_N | NE | Internal | Shoulder | B12 | 200 | 330 | 0 | 36.34 | 36.33 | 0.01 | 0
2015 | SPP_N_2_NE | SPP_N | NE | Internal | Shoulder | B13 | 600 | 330 | 0 | 36.34 | 35.54 | 0.01 | 0
2015 | SPP_N_2_NE | SPP_N | NE | Internal | Shoulder | B14 | 900 | 330 | 0 | 36.26 | 35.54 | 0.01 | 0
2015 | SPP_N_2_NE | SPP_N | NE | Internal | Shoulder | B15 | 1203 | 330 | 0 | 36.26 | 35.16 | 0.01 | 0
2015 | SPP_N_2_NE | SPP_N | NE | Internal | Summer | B1 | 10 | 330 | 0 | 58.76 | 58.75 | 0.01 | 0
2015 | SPP_N_2_NE | SPP_N | NE | Internal | Summer | B2 | 25 | 330 | 0 | 58.76 | 57.36 | 0.01 | 0
2015 | SPP_N_2_NE | SPP_N | NE | Internal | Summer | B3 | 75 | 330 | 0 | 58.76 | 57.36 | 0.01 | 0
2015 | SPP_N_2_NE | SPP_N | NE | Internal | Summer | B4 | 100 | 330 | 0 | 56.96 | 56.95 | 0.01 | 0
2015 | SPP_N_2_NE | SPP_N | NE | Internal | Summer | B5 | 200 | 330 | 0 | 51.75 | 51.74 | 0.01 | 0
2015 | SPP_N_2_NE | SPP_N | NE | Internal | Summer | B6 | 300 | 330 | 0 | 45.46 | 38.46 | 0.01 | 0
2015 | SPP_N_2_NE | SPP_N | NE | Internal | Summer | B7 | 400 | 330 | 0 | 36.69 | 35.04 | 0.01 | 0
2015 | SPP_N_2_NE | SPP_N | NE | Internal | Summer | B8 | 500 | 330 | 0 | 35.12 | 32.9 | 0.01 | 0
2015 | SPP_N_2_NE | SPP_N | NE | Internal | Summer | B9 | 800 | 330 | 0 | 35.04 | 32.72 | 0.01 | 0
2015 | SPP_N_2_NE | SPP_N | NE | Internal | Summer | B10 | 1262 | 330 | 0 | 34.55 | 31.59 | 0.01 | 0
2015 | SPP_N_2_NE | SPP_N | NE | Internal | Winter | B16 | 25 | 330 | 0 | 41.09 | 41.07 | 0.01 | 0
2015 | SPP_N_2_NE | SPP_N | NE | Internal | Winter | B17 | 100 | 330 | 0 | 38.72 | 38.71 | 0.01 | 0
2015 | SPP_N_2_NE | SPP_N | NE | Internal | Winter | B18 | 400 | 330 | 0 | 38.63 | 38.15 | 0.01 | 0
2015 | SPP_N_2_NE | SPP_N | NE | Internal | Winter | B19 | 700 | 330 | 0 | 38.16 | 38.15 | 0.01 | 0
2015 | SPP_N_2_NE | SPP_N | NE | Internal | Winter | B20 | 935 | 330 | 0 | 33.79 | 31.93 | 0.01 | 0
2015 | SPP_N_2_SPP_S | SPP_N | SPP_S | Internal | Shoulder | B11 | 25 | 4000 | 0 | 51.92 | 51.91 | 0.01 | 0
2015 | SPP_N_2_SPP_S | SPP_N | SPP_S | Internal | Shoulder | B12 | 200 | 4000 | 833.36 | 36.34 | 36.35 | 0.01 | 0
2015 | SPP_N_2_SPP_S | SPP_N | SPP_S | Internal | Shoulder | B13 | 600 | 4000 | 2130.99 | 36.34 | 36.35 | 0.01 | 0
2015 | SPP_N_2_SPP_S | SPP_N | SPP_S | Internal | Shoulder | B14 | 900 | 4000 | 2157.71 | 36.26 | 36.27 | 0.01 | 0
2015 | SPP_N_2_SPP_S | SPP_N | SPP_S | Internal | Shoulder | B15 | 1203 | 4000 | 3452.92 | 36.26 | 36.27 | 0.01 | 0
2015 | SPP_N_2_SPP_S | SPP_N | SPP_S | Internal | Summer | B1 | 10 | 4000 | 448.76 | 58.76 | 58.78 | 0.01 | 0
2015 | SPP_N_2_SPP_S | SPP_N | SPP_S | Internal | Summer | B2 | 25 | 4000 | 614.99 | 58.76 | 58.78 | 0.01 | 0
2015 | SPP_N_2_SPP_S | SPP_N | SPP_S | Internal | Summer | B3 | 75 | 4000 | 0 | 58.76 | 58.75 | 0.01 | 0
2015 | SPP_N_2_SPP_S | SPP_N | SPP_S | Internal | Summer | B4 | 100 | 4000 | 0 | 56.96 | 51.89 | 0.01 | 0
2015 | SPP_N_2_SPP_S | SPP_N | SPP_S | Internal | Summer | B5 | 200 | 4000 | 0 | 51.75 | 50.41 | 0.01 | 0
2015 | SPP_N_2_SPP_S | SPP_N | SPP_S | Internal | Summer | B6 | 300 | 4000 | 676.2 | 45.46 | 45.48 | 0.01 | 0
2015 | SPP_N_2_SPP_S | SPP_N | SPP_S | Internal | Summer | B7 | 400 | 4000 | 1106.41 | 36.69 | 36.71 | 0.01 | 0
2015 | SPP_N_2_SPP_S | SPP_N | SPP_S | Internal | Summer | B8 | 500 | 4000 | 2143.94 | 35.12 | 35.13 | 0.01 | 0
2015 | SPP_N_2_SPP_S | SPP_N | SPP_S | Internal | Summer | B9 | 800 | 4000 | 2789.15 | 35.04 | 35.05 | 0.01 | 0
2015 | SPP_N_2_SPP_S | SPP_N | SPP_S | Internal | Summer | B10 | 1262 | 4000 | 4000 | 34.55 | 35.05 | 0.01 | 0.49
2015 | SPP_N_2_SPP_S | SPP_N | SPP_S | Internal | Winter | B16 | 25 | 4000 | 0 | 41.09 | 41.09 | 0.01 | 0
2015 | SPP_N_2_SPP_S | SPP_N | SPP_S | Internal | Winter | B17 | 100 | 4000 | 1602.97 | 38.72 | 38.73 | 0.01 | 0
2015 | SPP_N_2_SPP_S | SPP_N | SPP_S | Internal | Winter | B18 | 400 | 4000 | 2102.34 | 38.63 | 38.64 | 0.01 | 0
2015 | SPP_N_2_SPP_S | SPP_N | SPP_S | Internal | Winter | B19 | 700 | 4000 | 2597.28 | 38.16 | 38.18 | 0.01 | 0
2015 | SPP_N_2_SPP_S | SPP_N | SPP_S | Internal | Winter | B20 | 935 | 4000 | 2632.96 | 33.79 | 33.8 | 0.01 | 0
2015 | SPP_S_2_ENT | SPP_S | ENT | Internal | Shoulder | B11 | 25 | 850 | 0 | 51.91 | 52.92 | 5 | 0
2015 | SPP_S_2_ENT | SPP_S | ENT | Internal | Shoulder | B12 | 200 | 850 | 0 | 36.35 | 38.05 | 5 | 0
2015 | SPP_S_2_ENT | SPP_S | ENT | Internal | Shoulder | B13 | 600 | 850 | 0 | 36.35 | 37.78 | 5 | 0
2015 | SPP_S_2_ENT | SPP_S | ENT | Internal | Shoulder | B14 | 900 | 850 | 0 | 36.27 | 37.78 | 5 | 0
2015 | SPP_S_2_ENT | SPP_S | ENT | Internal | Shoulder | B15 | 1203 | 850 | 0 | 36.27 | 36.55 | 5 | 0
2015 | SPP_S_2_ENT | SPP_S | ENT | Internal | Summer | B1 | 10 | 850 | 0 | 58.78 | 59.38 | 5 | 0
2015 | SPP_S_2_ENT | SPP_S | ENT | Internal | Summer | B2 | 25 | 850 | 0 | 58.78 | 57.29 | 5 | 0
2015 | SPP_S_2_ENT | SPP_S | ENT | Internal | Summer | B3 | 75 | 850 | 0 | 58.75 | 56.92 | 5 | 0
2015 | SPP_S_2_ENT | SPP_S | ENT | Internal | Summer | B4 | 100 | 850 | 0 | 51.89 | 54.94 | 5 | 0
2015 | SPP_S_2_ENT | SPP_S | ENT | Internal | Summer | B5 | 200 | 850 | 0 | 50.41 | 51.84 | 5 | 0
2015 | SPP_S_2_ENT | SPP_S | ENT | Internal | Summer | B6 | 300 | 850 | 0 | 45.48 | 41.96 | 5 | 0
2015 | SPP_S_2_ENT | SPP_S | ENT | Internal | Summer | B7 | 400 | 850 | 0 | 36.71 | 36.89 | 5 | 0
2015 | SPP_S_2_ENT | SPP_S | ENT | Internal | Summer | B8 | 500 | 850 | 0 | 35.13 | 36.89 | 5 | 0
2015 | SPP_S_2_ENT | SPP_S | ENT | Internal | Summer | B9 | 800 | 850 | 0 | 35.05 | 36.63 | 5 | 0
2015 | SPP_S_2_ENT | SPP_S | ENT | Internal | Summer | B10 | 1262 | 850 | 0 | 35.05 | 35.44 | 5 | 0
2015 | SPP_S_2_ENT | SPP_S | ENT | Internal | Winter | B16 | 25 | 850 | 232.53 | 41.09 | 46.09 | 5 | 0
2015 | SPP_S_2_ENT | SPP_S | ENT | Internal | Winter | B17 | 100 | 850 | 0 | 38.73 | 40.1 | 5 | 0
2015 | SPP_S_2_ENT | SPP_S | ENT | Internal | Winter | B18 | 400 | 850 | 0 | 38.64 | 40.1 | 5 | 0
2015 | SPP_S_2_ENT | SPP_S | ENT | Internal | Winter | B19 | 700 | 850 | 0 | 38.18 | 38.79 | 5 | 0
2015 | SPP_S_2_ENT | SPP_S | ENT | Internal | Winter | B20 | 935 | 850 | 0 | 33.8 | 38.79 | 5 | 0
2015 | SPP_S_2_SPP_N | SPP_S | SPP_N | Internal | Shoulder | B11 | 25 | 640 | 0 | 51.91 | 51.92 | 0.01 | 0
2015 | SPP_S_2_SPP_N | SPP_S | SPP_N | Internal | Shoulder | B12 | 200 | 640 | 0 | 36.35 | 36.34 | 0.01 | 0
2015 | SPP_S_2_SPP_N | SPP_S | SPP_N | Internal | Shoulder | B13 | 600 | 640 | 0 | 36.35 | 36.34 | 0.01 | 0
2015 | SPP_S_2_SPP_N | SPP_S | SPP_N | Internal | Shoulder | B14 | 900 | 640 | 0 | 36.27 | 36.26 | 0.01 | 0
2015 | SPP_S_2_SPP_N | SPP_S | SPP_N | Internal | Shoulder | B15 | 1203 | 640 | 0 | 36.27 | 36.26 | 0.01 | 0
2015 | SPP_S_2_SPP_N | SPP_S | SPP_N | Internal | Summer | B1 | 10 | 640 | 0 | 58.78 | 58.76 | 0.01 | 0
2015 | SPP_S_2_SPP_N | SPP_S | SPP_N | Internal | Summer | B2 | 25 | 640 | 0 | 58.78 | 58.76 | 0.01 | 0
2015 | SPP_S_2_SPP_N | SPP_S | SPP_N | Internal | Summer | B3 | 75 | 640 | 30.54 | 58.75 | 58.76 | 0.01 | 0
2015 | SPP_S_2_SPP_N | SPP_S | SPP_N | Internal | Summer | B4 | 100 | 640 | 640 | 51.89 | 56.96 | 0.01 | 5.05
2015 | SPP_S_2_SPP_N | SPP_S | SPP_N | Internal | Summer | B5 | 200 | 640 | 640 | 50.41 | 51.75 | 0.01 | 1.33
2015 | SPP_S_2_SPP_N | SPP_S | SPP_N | Internal | Summer | B6 | 300 | 640 | 0 | 45.48 | 45.46 | 0.01 | 0
2015 | SPP_S_2_SPP_N | SPP_S | SPP_N | Internal | Summer | B7 | 400 | 640 | 0 | 36.71 | 36.69 | 0.01 | 0
2015 | SPP_S_2_SPP_N | SPP_S | SPP_N | Internal | Summer | B8 | 500 | 640 | 0 | 35.13 | 35.12 | 0.01 | 0
2015 | SPP_S_2_SPP_N | SPP_S | SPP_N | Internal | Summer | B9 | 800 | 640 | 0 | 35.05 | 35.04 | 0.01 | 0
2015 | SPP_S_2_SPP_N | SPP_S | SPP_N | Internal | Summer | B10 | 1262 | 640 | 0 | 35.05 | 34.55 | 0.01 | 0
2015 | SPP_S_2_SPP_N | SPP_S | SPP_N | Internal | Winter | B16 | 25 | 640 | 0 | 41.09 | 41.09 | 0.01 | 0
2015 | SPP_S_2_SPP_N | SPP_S | SPP_N | Internal | Winter | B17 | 100 | 640 | 0 | 38.73 | 38.72 | 0.01 | 0
2015 | SPP_S_2_SPP_N | SPP_S | SPP_N | Internal | Winter | B18 | 400 | 640 | 0 | 38.64 | 38.63 | 0.01 | 0
2015 | SPP_S_2_SPP_N | SPP_S | SPP_N | Internal | Winter | B19 | 700 | 640 | 0 | 38.18 | 38.16 | 0.01 | 0
2015 | SPP_S_2_SPP_N | SPP_S | SPP_N | Internal | Winter | B20 | 935 | 640 | 0 | 33.8 | 33.79 | 0.01 | 0
2015 | TVA_2_ENT | TVA | ENT | Internal | Shoulder | B11 | 25 | 500 | 0 | 48.93 | 52.92 | 9 | 0
2015 | TVA_2_ENT | TVA | ENT | Internal | Shoulder | B12 | 200 | 500 | 0 | 40.02 | 38.05 | 9 | 0
2015 | TVA_2_ENT | TVA | ENT | Internal | Shoulder | B13 | 600 | 500 | 0 | 38.77 | 37.78 | 9 | 0
2015 | TVA_2_ENT | TVA | ENT | Internal | Shoulder | B14 | 900 | 500 | 0 | 38.77 | 37.78 | 9 | 0
2015 | TVA_2_ENT | TVA | ENT | Internal | Shoulder | B15 | 1203 | 500 | 0 | 38.77 | 36.55 | 9 | 0
2015 | TVA_2_ENT | TVA | ENT | Internal | Summer | B1 | 10 | 500 | 0 | 67.39 | 59.38 | 9 | 0
2015 | TVA_2_ENT | TVA | ENT | Internal | Summer | B2 | 25 | 500 | 0 | 65.3 | 57.29 | 9 | 0
2015 | TVA_2_ENT | TVA | ENT | Internal | Summer | B3 | 75 | 500 | 0 | 62.95 | 56.92 | 9 | 0
2015 | TVA_2_ENT | TVA | ENT | Internal | Summer | B4 | 100 | 500 | 0 | 62.95 | 54.94 | 9 | 0
2015 | TVA_2_ENT | TVA | ENT | Internal | Summer | B5 | 200 | 500 | 0 | 51.27 | 51.84 | 9 | 0
2015 | TVA_2_ENT | TVA | ENT | Internal | Summer | B6 | 300 | 500 | 0 | 38.73 | 41.96 | 9 | 0
2015 | TVA_2_ENT | TVA | ENT | Internal | Summer | B7 | 400 | 500 | 0 | 37.8 | 36.89 | 9 | 0
2015 | TVA_2_ENT | TVA | ENT | Internal | Summer | B8 | 500 | 500 | 0 | 37.8 | 36.89 | 9 | 0
2015 | TVA_2_ENT | TVA | ENT | Internal | Summer | B9 | 800 | 500 | 0 | 37.8 | 36.63 | 9 | 0
2015 | TVA_2_ENT | TVA | ENT | Internal | Summer | B10 | 1262 | 500 | 0 | 34.52 | 35.44 | 9 | 0
2015 | TVA_2_ENT | TVA | ENT | Internal | Winter | B16 | 25 | 500 | 0 | 53.46 | 46.09 | 9 | 0
2015 | TVA_2_ENT | TVA | ENT | Internal | Winter | B17 | 100 | 500 | 0 | 42.52 | 40.1 | 9 | 0
2015 | TVA_2_ENT | TVA | ENT | Internal | Winter | B18 | 400 | 500 | 0 | 38.9 | 40.1 | 9 | 0
2015 | TVA_2_ENT | TVA | ENT | Internal | Winter | B19 | 700 | 500 | 0 | 38.9 | 38.79 | 9 | 0
2015 | TVA_2_ENT | TVA | ENT | Internal | Winter | B20 | 935 | 500 | 0 | 38.9 | 38.79 | 9 | 0
2015 | TVA_2_NonRTO_Midwest | TVA | NonRTO_Midwest | Internal | Shoulder | B11 | 25 | 100 | 0 | 48.93 | 52.92 | 9 | 0
2015 | TVA_2_NonRTO_Midwest | TVA | NonRTO_Midwest | Internal | Shoulder | B12 | 200 | 100 | 0 | 40.02 | 46.22 | 9 | 0
2015 | TVA_2_NonRTO_Midwest | TVA | NonRTO_Midwest | Internal | Shoulder | B13 | 600 | 100 | 0 | 38.77 | 43.54 | 9 | 0
2015 | TVA_2_NonRTO_Midwest | TVA | NonRTO_Midwest | Internal | Shoulder | B14 | 900 | 100 | 0 | 38.77 | 35.75 | 9 | 0
2015 | TVA_2_NonRTO_Midwest | TVA | NonRTO_Midwest | Internal | Shoulder | B15 | 1203 | 100 | 0 | 38.77 | 32.77 | 9 | 0
2015 | TVA_2_NonRTO_Midwest | TVA | NonRTO_Midwest | Internal | Summer | B1 | 10 | 100 | 0 | 67.39 | 63.36 | 9 | 0
2015 | TVA_2_NonRTO_Midwest | TVA | NonRTO_Midwest | Internal | Summer | B2 | 25 | 100 | 0 | 65.3 | 63.36 | 9 | 0
2015 | TVA_2_NonRTO_Midwest | TVA | NonRTO_Midwest | Internal | Summer | B3 | 75 | 100 | 0 | 62.95 | 63.36 | 9 | 0
2015 | TVA_2_NonRTO_Midwest | TVA | NonRTO_Midwest | Internal | Summer | B4 | 100 | 100 | 0 | 62.95 | 62.94 | 9 | 0
2015 | TVA_2_NonRTO_Midwest | TVA | NonRTO_Midwest | Internal | Summer | B5 | 200 | 100 | 0 | 51.27 | 52.74 | 9 | 0
2015 | TVA_2_NonRTO_Midwest | TVA | NonRTO_Midwest | Internal | Summer | B6 | 300 | 100 | 0 | 38.73 | 46.46 | 9 | 0
2015 | TVA_2_NonRTO_Midwest | TVA | NonRTO_Midwest | Internal | Summer | B7 | 400 | 100 | 0 | 37.8 | 35.6 | 9 | 0
2015 | TVA_2_NonRTO_Midwest | TVA | NonRTO_Midwest | Internal | Summer | B8 | 500 | 100 | 0 | 37.8 | 34.62 | 9 | 0
2015 | TVA_2_NonRTO_Midwest | TVA | NonRTO_Midwest | Internal | Summer | B9 | 800 | 100 | 0 | 37.8 | 32.77 | 9 | 0
2015 | TVA_2_NonRTO_Midwest | TVA | NonRTO_Midwest | Internal | Summer | B10 | 1262 | 100 | 0 | 34.52 | 31.92 | 9 | 0
2015 | TVA_2_NonRTO_Midwest | TVA | NonRTO_Midwest | Internal | Winter | B16 | 25 | 100 | 0 | 53.46 | 53.46 | 9 | 0
2015 | TVA_2_NonRTO_Midwest | TVA | NonRTO_Midwest | Internal | Winter | B17 | 100 | 100 | 0 | 42.52 | 48.63 | 9 | 0
2015 | TVA_2_NonRTO_Midwest | TVA | NonRTO_Midwest | Internal | Winter | B18 | 400 | 100 | 0 | 38.9 | 44.75 | 9 | 0
2015 | TVA_2_NonRTO_Midwest | TVA | NonRTO_Midwest | Internal | Winter | B19 | 700 | 100 | 0 | 38.9 | 35.91 | 9 | 0
2015 | TVA_2_NonRTO_Midwest | TVA | NonRTO_Midwest | Internal | Winter | B20 | 935 | 100 | 0 | 38.9 | 32.78 | 9 | 0
2015 | TVA_2_PJM_ROR | TVA | PJM_ROR | Internal | Shoulder | B11 | 25 | 500 | 0 | 48.93 | 42.92 | 9 | 0
2015 | TVA_2_PJM_ROR | TVA | PJM_ROR | Internal | Shoulder | B12 | 200 | 500 | 0 | 40.02 | 40.2 | 9 | 0
2015 | TVA_2_PJM_ROR | TVA | PJM_ROR | Internal | Shoulder | B13 | 600 | 500 | 0 | 38.77 | 37.54 | 9 | 0
2015 | TVA_2_PJM_ROR | TVA | PJM_ROR | Internal | Shoulder | B14 | 900 | 500 | 0 | 38.77 | 36.06 | 9 | 0
2015 | TVA_2_PJM_ROR | TVA | PJM_ROR | Internal | Shoulder | B15 | 1203 | 500 | 0 | 38.77 | 34.35 | 9 | 0
2015 | TVA_2_PJM_ROR | TVA | PJM_ROR | Internal | Summer | B1 | 10 | 500 | 0 | 67.39 | 61.38 | 9 | 0
2015 | TVA_2_PJM_ROR | TVA | PJM_ROR | Internal | Summer | B2 | 25 | 500 | 0 | 65.3 | 59.29 | 9 | 0
2015 | TVA_2_PJM_ROR | TVA | PJM_ROR | Internal | Summer | B3 | 75 | 500 | 0 | 62.95 | 56.94 | 9 | 0
2015 | TVA_2_PJM_ROR | TVA | PJM_ROR | Internal | Summer | B4 | 100 | 500 | 0 | 62.95 | 56.94 | 9 | 0
2015 | TVA_2_PJM_ROR | TVA | PJM_ROR | Internal | Summer | B5 | 200 | 500 | 0 | 51.27 | 46.48 | 9 | 0
2015 | TVA_2_PJM_ROR | TVA | PJM_ROR | Internal | Summer | B6 | 300 | 500 | 0 | 38.73 | 40.45 | 9 | 0
2015 | TVA_2_PJM_ROR | TVA | PJM_ROR | Internal | Summer | B7 | 400 | 500 | 0 | 37.8 | 37.05 | 9 | 0
2015 | TVA_2_PJM_ROR | TVA | PJM_ROR | Internal | Summer | B8 | 500 | 500 | 0 | 37.8 | 34.9 | 9 | 0
2015 | TVA_2_PJM_ROR | TVA | PJM_ROR | Internal | Summer | B9 | 800 | 500 | 0 | 37.8 | 33.09 | 9 | 0
2015 | TVA_2_PJM_ROR | TVA | PJM_ROR | Internal | Summer | B10 | 1262 | 500 | 0 | 34.52 | 31.67 | 9 | 0
2015 | TVA_2_PJM_ROR | TVA | PJM_ROR | Internal | Winter | B16 | 25 | 500 | 0 | 53.46 | 47.45 | 9 | 0
2015 | TVA_2_PJM_ROR | TVA | PJM_ROR | Internal | Winter | B17 | 100 | 500 | 0 | 42.52 | 42.63 | 9 | 0
2015 | TVA_2_PJM_ROR | TVA | PJM_ROR | Internal | Winter | B18 | 400 | 500 | 0 | 38.9 | 38.76 | 9 | 0
2015 | TVA_2_PJM_ROR | TVA | PJM_ROR | Internal | Winter | B19 | 700 | 500 | 0 | 38.9 | 37.23 | 9 | 0
2015 | TVA_2_PJM_ROR | TVA | PJM_ROR | Internal | Winter | B20 | 935 | 500 | 0 | 38.9 | 32.89 | 9 | 0
2015 | TVA_2_SOCO | TVA | SOCO | Internal | Shoulder | B11 | 25 | 500 | 0 | 48.93 | 57.92 | 9 | 0
2015 | TVA_2_SOCO | TVA | SOCO | Internal | Shoulder | B12 | 200 | 500 | 0 | 40.02 | 40.05 | 9 | 0
2015 | TVA_2_SOCO | TVA | SOCO | Internal | Shoulder | B13 | 600 | 500 | 0 | 38.77 | 39.02 | 9 | 0
2015 | TVA_2_SOCO | TVA | SOCO | Internal | Shoulder | B14 | 900 | 500 | 0 | 38.77 | 39.02 | 9 | 0
2015 | TVA_2_SOCO | TVA | SOCO | Internal | Shoulder | B15 | 1203 | 500 | 0 | 38.77 | 39.02 | 9 | 0
2015 | TVA_2_SOCO | TVA | SOCO | Internal | Summer | B1 | 10 | 500 | 0 | 67.39 | 64.92 | 9 | 0
2015 | TVA_2_SOCO | TVA | SOCO | Internal | Summer | B2 | 25 | 500 | 0 | 65.3 | 64.92 | 9 | 0
2015 | TVA_2_SOCO | TVA | SOCO | Internal | Summer | B3 | 75 | 500 | 0 | 62.95 | 64.92 | 9 | 0
2015 | TVA_2_SOCO | TVA | SOCO | Internal | Summer | B4 | 100 | 500 | 0 | 62.95 | 62.94 | 9 | 0
2015 | TVA_2_SOCO | TVA | SOCO | Internal | Summer | B5 | 200 | 500 | 453 | 51.27 | 60.27 | 9 | 0
2015 | TVA_2_SOCO | TVA | SOCO | Internal | Summer | B6 | 300 | 500 | 500 | 38.73 | 49.96 | 9 | 2.23
2015 | TVA_2_SOCO | TVA | SOCO | Internal | Summer | B7 | 400 | 500 | 0 | 37.8 | 43.51 | 9 | 0
2015 | TVA_2_SOCO | TVA | SOCO | Internal | Summer | B8 | 500 | 500 | 0 | 37.8 | 39.22 | 9 | 0
2015 | TVA_2_SOCO | TVA | SOCO | Internal | Summer | B9 | 800 | 500 | 0 | 37.8 | 37.88 | 9 | 0
2015 | TVA_2_SOCO | TVA | SOCO | Internal | Summer | B10 | 1262 | 500 | 0 | 34.52 | 37.88 | 9 | 0
2015 | TVA_2_SOCO | TVA | SOCO | Internal | Winter | B16 | 25 | 500 | 0 | 53.46 | 54.09 | 9 | 0
2015 | TVA_2_SOCO | TVA | SOCO | Internal | Winter | B17 | 100 | 500 | 0 | 42.52 | 42.8 | 9 | 0
2015 | TVA_2_SOCO | TVA | SOCO | Internal | Winter | B18 | 400 | 500 | 0 | 38.9 | 41.34 | 9 | 0
2015 | TVA_2_SOCO | TVA | SOCO | Internal | Winter | B19 | 700 | 500 | 0 | 38.9 | 41.34 | 9 | 0
2015 | TVA_2_SOCO | TVA | SOCO | Internal | Winter | B20 | 935 | 500 | 0 | 38.9 | 41.34 | 9 | 0
2015 | TVA_2_VACAR | TVA | VACAR | Internal | Shoulder | B11 | 25 | 150 | 0 | 48.93 | 50.92 | 9 | 0
2015 | TVA_2_VACAR | TVA | VACAR | Internal | Shoulder | B12 | 200 | 150 | 0 | 40.02 | 46.2 | 9 | 0
2015 | TVA_2_VACAR | TVA | VACAR | Internal | Shoulder | B13 | 600 | 150 | 0 | 38.77 | 44.54 | 9 | 0
2015 | TVA_2_VACAR | TVA | VACAR | Internal | Shoulder | B14 | 900 | 150 | 0 | 38.77 | 42.62 | 9 | 0
2015 | TVA_2_VACAR | TVA | VACAR | Internal | Shoulder | B15 | 1203 | 150 | 0 | 38.77 | 42.14 | 9 | 0
2015 | TVA_2_VACAR | TVA | VACAR | Internal | Summer | B1 | 10 | 150 | 0 | 67.39 | 68.16 | 9 | 0
2015 | TVA_2_VACAR | TVA | VACAR | Internal | Summer | B2 | 25 | 150 | 0 | 65.3 | 68.16 | 9 | 0
2015 | TVA_2_VACAR | TVA | VACAR | Internal | Summer | B3 | 75 | 150 | 0 | 62.95 | 68.16 | 9 | 0
2015 | TVA_2_VACAR | TVA | VACAR | Internal | Summer | B4 | 100 | 150 | 0 | 62.95 | 62.94 | 9 | 0
2015 | TVA_2_VACAR | TVA | VACAR | Internal | Summer | B5 | 200 | 150 | 0 | 51.27 | 56.32 | 9 | 0
2015 | TVA_2_VACAR | TVA | VACAR | Internal | Summer | B6 | 300 | 150 | 0 | 38.73 | 46.84 | 9 | 0
2015 | TVA_2_VACAR | TVA | VACAR | Internal | Summer | B7 | 400 | 150 | 0 | 37.8 | 45.78 | 9 | 0
2015 | TVA_2_VACAR | TVA | VACAR | Internal | Summer | B8 | 500 | 150 | 0 | 37.8 | 42.62 | 9 | 0
2015 | TVA_2_VACAR | TVA | VACAR | Internal | Summer | B9 | 800 | 150 | 0 | 37.8 | 41.69 | 9 | 0
2015 | TVA_2_VACAR | TVA | VACAR | Internal | Summer | B10 | 1262 | 150 | 0 | 34.52 | 40.46 | 9 | 0
2015 | TVA_2_VACAR | TVA | VACAR | Internal | Winter | B16 | 25 | 150 | 0 | 53.46 | 58.59 | 9 | 0
2015 | TVA_2_VACAR | TVA | VACAR | Internal | Winter | B17 | 100 | 150 | 0 | 42.52 | 48.63 | 9 | 0
2015 | TVA_2_VACAR | TVA | VACAR | Internal | Winter | B18 | 400 | 150 | 0 | 38.9 | 44.76 | 9 | 0
2015 | TVA_2_VACAR | TVA | VACAR | Internal | Winter | B19 | 700 | 150 | 0 | 38.9 | 43.23 | 9 | 0
2015 | TVA_2_VACAR | TVA | VACAR | Internal | Winter | B20 | 935 | 150 | 0 | 38.9 | 42.16 | 9 | 0
2015 | TVA_Transmission_2_NonRTO_Midwest | TVA_Transmission | NonRTO_Midwest | Internal | Shoulder | B11 | 25 | 700 | 0 | 48.92 | 52.92 | 9 | 0
2015 | TVA_Transmission_2_NonRTO_Midwest | TVA_Transmission | NonRTO_Midwest | Internal | Shoulder | B12 | 200 | 700 | 0 | 42.44 | 46.22 | 9 | 0
2015 | TVA_Transmission_2_NonRTO_Midwest | TVA_Transmission | NonRTO_Midwest | Internal | Shoulder | B13 | 600 | 700 | 0 | 40.78 | 43.54 | 9 | 0
2015 | TVA_Transmission_2_NonRTO_Midwest | TVA_Transmission | NonRTO_Midwest | Internal | Shoulder | B14 | 900 | 700 | 0 | 39.91 | 35.75 | 9 | 0
2015 | TVA_Transmission_2_NonRTO_Midwest | TVA_Transmission | NonRTO_Midwest | Internal | Shoulder | B15 | 1203 | 700 | 0 | 39.26 | 32.77 | 9 | 0
2015 | TVA_Transmission_2_NonRTO_Midwest | TVA_Transmission | NonRTO_Midwest | Internal | Summer | B1 | 10 | 700 | 0 | 67.38 | 63.36 | 9 | 0
2015 | TVA_Transmission_2_NonRTO_Midwest | TVA_Transmission | NonRTO_Midwest | Internal | Summer | B2 | 25 | 700 | 0 | 65.29 | 63.36 | 9 | 0
2015 | TVA_Transmission_2_NonRTO_Midwest | TVA_Transmission | NonRTO_Midwest | Internal | Summer | B3 | 75 | 700 | 0 | 62.94 | 63.36 | 9 | 0
2015 | TVA_Transmission_2_NonRTO_Midwest | TVA_Transmission | NonRTO_Midwest | Internal | Summer | B4 | 100 | 700 | 0 | 62.94 | 62.94 | 9 | 0
2015 | TVA_Transmission_2_NonRTO_Midwest | TVA_Transmission | NonRTO_Midwest | Internal | Summer | B5 | 200 | 700 | 0 | 51.96 | 52.74 | 9 | 0
2015 | TVA_Transmission_2_NonRTO_Midwest | TVA_Transmission | NonRTO_Midwest | Internal | Summer | B6 | 300 | 700 | 0 | 43.88 | 46.46 | 9 | 0
2015 | TVA_Transmission_2_NonRTO_Midwest | TVA_Transmission | NonRTO_Midwest | Internal | Summer | B7 | 400 | 700 | 0 | 39.87 | 35.6 | 9 | 0
2015 | TVA_Transmission_2_NonRTO_Midwest | TVA_Transmission | NonRTO_Midwest | Internal | Summer | B8 | 500 | 700 | 0 | 38.83 | 34.62 | 9 | 0
2015 | TVA_Transmission_2_NonRTO_Midwest | TVA_Transmission | NonRTO_Midwest | Internal | Summer | B9 | 800 | 700 | 0 | 38.33 | 32.77 | 9 | 0
2015 | TVA_Transmission_2_NonRTO_Midwest | TVA_Transmission | NonRTO_Midwest | Internal | Summer | B10 | 1262 | 700 | 0 | 35.72 | 31.92 | 9 | 0
2015 | TVA_Transmission_2_NonRTO_Midwest | TVA_Transmission | NonRTO_Midwest | Internal | Winter | B16 | 25 | 700 | 0 | 53.45 | 53.46 | 9 | 0
2015 | TVA_Transmission_2_NonRTO_Midwest | TVA_Transmission | NonRTO_Midwest | Internal | Winter | B17 | 100 | 700 | 0 | 44.86 | 48.63 | 9 | 0
2015 | TVA_Transmission_2_NonRTO_Midwest | TVA_Transmission | NonRTO_Midwest | Internal | Winter | B18 | 400 | 700 | 0 | 41.58 | 44.75 | 9 | 0
2015 | TVA_Transmission_2_NonRTO_Midwest | TVA_Transmission | NonRTO_Midwest | Internal | Winter | B19 | 700 | 700 | 0 | 40.35 | 35.91 | 9 | 0
2015 | TVA_Transmission_2_NonRTO_Midwest | TVA_Transmission | NonRTO_Midwest | Internal | Winter | B20 | 935 | 700 | 0 | 38.89 | 32.78 | 9 | 0
2015 | TVA_Transmission_2_PJM_ROR | TVA_Transmission | PJM_ROR | Internal | Shoulder | B11 | 25 | 2000 | 0 | 48.92 | 42.92 | 9 | 0
2015 | TVA_Transmission_2_PJM_ROR | TVA_Transmission | PJM_ROR | Internal | Shoulder | B12 | 200 | 2000 | 0 | 42.44 | 40.2 | 9 | 0
2015 | TVA_Transmission_2_PJM_ROR | TVA_Transmission | PJM_ROR | Internal | Shoulder | B13 | 600 | 2000 | 0 | 40.78 | 37.54 | 9 | 0
2015 | TVA_Transmission_2_PJM_ROR | TVA_Transmission | PJM_ROR | Internal | Shoulder | B14 | 900 | 2000 | 0 | 39.91 | 36.06 | 9 | 0
2015 | TVA_Transmission_2_PJM_ROR | TVA_Transmission | PJM_ROR | Internal | Shoulder | B15 | 1203 | 2000 | 0 | 39.26 | 34.35 | 9 | 0
2015 | TVA_Transmission_2_PJM_ROR | TVA_Transmission | PJM_ROR | Internal | Summer | B1 | 10 | 2000 | 0 | 67.38 | 61.38 | 9 | 0
2015 | TVA_Transmission_2_PJM_ROR | TVA_Transmission | PJM_ROR | Internal | Summer | B2 | 25 | 2000 | 0 | 65.29 | 59.29 | 9 | 0
2015 | TVA_Transmission_2_PJM_ROR | TVA_Transmission | PJM_ROR | Internal | Summer | B3 | 75 | 2000 | 0 | 62.94 | 56.94 | 9 | 0
2015 | TVA_Transmission_2_PJM_ROR | TVA_Transmission | PJM_ROR | Internal | Summer | B4 | 100 | 2000 | 0 | 62.94 | 56.94 | 9 | 0
2015 | TVA_Transmission_2_PJM_ROR | TVA_Transmission | PJM_ROR | Internal | Summer | B5 | 200 | 2000 | 0 | 51.96 | 46.48 | 9 | 0
2015 | TVA_Transmission_2_PJM_ROR | TVA_Transmission | PJM_ROR | Internal | Summer | B6 | 300 | 2000 | 0 | 43.88 | 40.45 | 9 | 0
2015 | TVA_Transmission_2_PJM_ROR | TVA_Transmission | PJM_ROR | Internal | Summer | B7 | 400 | 2000 | 0 | 39.87 | 37.05 | 9 | 0
2015 | TVA_Transmission_2_PJM_ROR | TVA_Transmission | PJM_ROR | Internal | Summer | B8 | 500 | 2000 | 0 | 38.83 | 34.9 | 9 | 0
2015 | TVA_Transmission_2_PJM_ROR | TVA_Transmission | PJM_ROR | Internal | Summer | B9 | 800 | 2000 | 0 | 38.33 | 33.09 | 9 | 0
2015 | TVA_Transmission_2_PJM_ROR | TVA_Transmission | PJM_ROR | Internal | Summer | B10 | 1262 | 2000 | 0 | 35.72 | 31.67 | 9 | 0
2015 | TVA_Transmission_2_PJM_ROR | TVA_Transmission | PJM_ROR | Internal | Winter | B16 | 25 | 2000 | 0 | 53.45 | 47.45 | 9 | 0
2015 | TVA_Transmission_2_PJM_ROR | TVA_Transmission | PJM_ROR | Internal | Winter | B17 | 100 | 2000 | 0 | 44.86 | 42.63 | 9 | 0
2015 | TVA_Transmission_2_PJM_ROR | TVA_Transmission | PJM_ROR | Internal | Winter | B18 | 400 | 2000 | 0 | 41.58 | 38.76 | 9 | 0
2015 | TVA_Transmission_2_PJM_ROR | TVA_Transmission | PJM_ROR | Internal | Winter | B19 | 700 | 2000 | 0 | 40.35 | 37.23 | 9 | 0
2015 | TVA_Transmission_2_PJM_ROR | TVA_Transmission | PJM_ROR | Internal | Winter | B20 | 935 | 2000 | 0 | 38.89 | 32.89 | 9 | 0
2015 | TVA_Transmission_2_SOCO | TVA_Transmission | SOCO | Internal | Shoulder | B11 | 25 | 3200 | 400.12 | 48.92 | 57.92 | 9 | 0
2015 | TVA_Transmission_2_SOCO | TVA_Transmission | SOCO | Internal | Shoulder | B12 | 200 | 3200 | 0 | 42.44 | 40.05 | 9 | 0
2015 | TVA_Transmission_2_SOCO | TVA_Transmission | SOCO | Internal | Shoulder | B13 | 600 | 3200 | 0 | 40.78 | 39.02 | 9 | 0
2015 | TVA_Transmission_2_SOCO | TVA_Transmission | SOCO | Internal | Shoulder | B14 | 900 | 3200 | 0 | 39.91 | 39.02 | 9 | 0
2015 | TVA_Transmission_2_SOCO | TVA_Transmission | SOCO | Internal | Shoulder | B15 | 1203 | 3200 | 0 | 39.26 | 39.02 | 9 | 0
2015 | TVA_Transmission_2_SOCO | TVA_Transmission | SOCO | Internal | Summer | B1 | 10 | 3200 | 0 | 67.38 | 64.92 | 9 | 0
2015 | TVA_Transmission_2_SOCO | TVA_Transmission | SOCO | Internal | Summer | B2 | 25 | 3200 | 0 | 65.29 | 64.92 | 9 | 0
2015 | TVA_Transmission_2_SOCO | TVA_Transmission | SOCO | Internal | Summer | B3 | 75 | 3200 | 0 | 62.94 | 64.92 | 9 | 0
2015 | TVA_Transmission_2_SOCO | TVA_Transmission | SOCO | Internal | Summer | B4 | 100 | 3200 | 0 | 62.94 | 62.94 | 9 | 0
2015 | TVA_Transmission_2_SOCO | TVA_Transmission | SOCO | Internal | Summer | B5 | 200 | 3200 | 0 | 51.96 | 60.27 | 9 | 0
2015 | TVA_Transmission_2_SOCO | TVA_Transmission | SOCO | Internal | Summer | B6 | 300 | 3200 | 0 | 43.88 | 49.96 | 9 | 0
2015 | TVA_Transmission_2_SOCO | TVA_Transmission | SOCO | Internal | Summer | B7 | 400 | 3200 | 0 | 39.87 | 43.51 | 9 | 0
2015 | TVA_Transmission_2_SOCO | TVA_Transmission | SOCO | Internal | Summer | B8 | 500 | 3200 | 0 | 38.83 | 39.22 | 9 | 0
2015 | TVA_Transmission_2_SOCO | TVA_Transmission | SOCO | Internal | Summer | B9 | 800 | 3200 | 0 | 38.33 | 37.88 | 9 | 0
2015 | TVA_Transmission_2_SOCO | TVA_Transmission | SOCO | Internal | Summer | B10 | 1262 | 3200 | 0 | 35.72 | 37.88 | 9 | 0
2015 | TVA_Transmission_2_SOCO | TVA_Transmission | SOCO | Internal | Winter | B16 | 25 | 3200 | 0 | 53.45 | 54.09 | 9 | 0
2015 | TVA_Transmission_2_SOCO | TVA_Transmission | SOCO | Internal | Winter | B17 | 100 | 3200 | 0 | 44.86 | 42.8 | 9 | 0
2015 | TVA_Transmission_2_SOCO | TVA_Transmission | SOCO | Internal | Winter | B18 | 400 | 3200 | 0 | 41.58 | 41.34 | 9 | 0
2015 | TVA_Transmission_2_SOCO | TVA_Transmission | SOCO | Internal | Winter | B19 | 700 | 3200 | 0 | 40.35 | 41.34 | 9 | 0
2015 | TVA_Transmission_2_SOCO | TVA_Transmission | SOCO | Internal | Winter | B20 | 935 | 3200 | 0 | 38.89 | 41.34 | 9 | 0
2015 | TVA_Transmission_2_TVA | TVA_Transmission | TVA | Internal | Shoulder | B11 | 25 | 99999 | 498.09 | 48.92 | 48.93 | 0.01 | 0
2015 | TVA_Transmission_2_TVA | TVA_Transmission | TVA | Internal | Shoulder | B12 | 200 | 99999 | 0 | 42.44 | 40.02 | 0.01 | 0
2015 | TVA_Transmission_2_TVA | TVA_Transmission | TVA | Internal | Shoulder | B13 | 600 | 99999 | 0 | 40.78 | 38.77 | 0.01 | 0
2015 | TVA_Transmission_2_TVA | TVA_Transmission | TVA | Internal | Shoulder | B14 | 900 | 99999 | 0 | 39.91 | 38.77 | 0.01 | 0
2015 | TVA_Transmission_2_TVA | TVA_Transmission | TVA | Internal | Shoulder | B15 | 1203 | 99999 | 0 | 39.26 | 38.77 | 0.01 | 0
2015 | TVA_Transmission_2_TVA | TVA_Transmission | TVA | Internal | Summer | B1 | 10 | 99999 | 3400.16 | 67.38 | 67.39 | 0.01 | 0
2015 | TVA_Transmission_2_TVA | TVA_Transmission | TVA | Internal | Summer | B2 | 25 | 99999 | 2735.09 | 65.29 | 65.3 | 0.01 | 0
2015 | TVA_Transmission_2_TVA | TVA_Transmission | TVA | Internal | Summer | B3 | 75 | 99999 | 1464.54 | 62.94 | 62.95 | 0.01 | 0
2015 | TVA_Transmission_2_TVA | TVA_Transmission | TVA | Internal | Summer | B4 | 100 | 99999 | 888.94 | 62.94 | 62.95 | 0.01 | 0
2015 | TVA_Transmission_2_TVA | TVA_Transmission | TVA | Internal | Summer | B5 | 200 | 99999 | 0 | 51.96 | 51.27 | 0.01 | 0
2015 | TVA_Transmission_2_TVA | TVA_Transmission | TVA | Internal | Summer | B6 | 300 | 99999 | 0 | 43.88 | 38.73 | 0.01 | 0
2015 | TVA_Transmission_2_TVA | TVA_Transmission | TVA | Internal | Summer | B7 | 400 | 99999 | 0 | 39.87 | 37.8 | 0.01 | 0
2015 | TVA_Transmission_2_TVA | TVA_Transmission | TVA | Internal | Summer | B8 | 500 | 99999 | 0 | 38.83 | 37.8 | 0.01 | 0
2015 | TVA_Transmission_2_TVA | TVA_Transmission | TVA | Internal | Summer | B9 | 800 | 99999 | 0 | 38.33 | 37.8 | 0.01 | 0
2015 | TVA_Transmission_2_TVA | TVA_Transmission | TVA | Internal | Summer | B10 | 1262 | 99999 | 0 | 35.72 | 34.52 | 0.01 | 0
2015 | TVA_Transmission_2_TVA | TVA_Transmission | TVA | Internal | Winter | B16 | 25 | 99999 | 1535 | 53.45 | 53.46 | 0.01 | 0
2015 | TVA_Transmission_2_TVA | TVA_Transmission | TVA | Internal | Winter | B17 | 100 | 99999 | 0 | 44.86 | 42.52 | 0.01 | 0
2015 | TVA_Transmission_2_TVA | TVA_Transmission | TVA | Internal | Winter | B18 | 400 | 99999 | 0 | 41.58 | 38.9 | 0.01 | 0
2015 | TVA_Transmission_2_TVA | TVA_Transmission | TVA | Internal | Winter | B19 | 700 | 99999 | 0 | 40.35 | 38.9 | 0.01 | 0
2015 | TVA_Transmission_2_TVA | TVA_Transmission | TVA | Internal | Winter | B20 | 935 | 99999 | 189.49 | 38.89 | 38.9 | 0.01 | 0
2015 | TVA_Transmission_2_VACAR | TVA_Transmission | VACAR | Internal | Shoulder | B11 | 25 | 900 | 0 | 48.92 | 50.92 | 9 | 0
2015 | TVA_Transmission_2_VACAR | TVA_Transmission | VACAR | Internal | Shoulder | B12 | 200 | 900 | 0 | 42.44 | 46.2 | 9 | 0
2015 | TVA_Transmission_2_VACAR | TVA_Transmission | VACAR | Internal | Shoulder | B13 | 600 | 900 | 0 | 40.78 | 44.54 | 9 | 0
2015 | TVA_Transmission_2_VACAR | TVA_Transmission | VACAR | Internal | Shoulder | B14 | 900 | 900 | 0 | 39.91 | 42.62 | 9 | 0
2015 | TVA_Transmission_2_VACAR | TVA_Transmission | VACAR | Internal | Shoulder | B15 | 1203 | 900 | 0 | 39.26 | 42.14 | 9 | 0
2015 | TVA_Transmission_2_VACAR | TVA_Transmission | VACAR | Internal | Summer | B1 | 10 | 900 | 0 | 67.38 | 68.16 | 9 | 0
2015 | TVA_Transmission_2_VACAR | TVA_Transmission | VACAR | Internal | Summer | B2 | 25 | 900 | 0 | 65.29 | 68.16 | 9 | 0
2015 | TVA_Transmission_2_VACAR | TVA_Transmission | VACAR | Internal | Summer | B3 | 75 | 900 | 0 | 62.94 | 68.16 | 9 | 0
2015 | TVA_Transmission_2_VACAR | TVA_Transmission | VACAR | Internal | Summer | B4 | 100 | 900 | 0 | 62.94 | 62.94 | 9 | 0
2015 | TVA_Transmission_2_VACAR | TVA_Transmission | VACAR | Internal | Summer | B5 | 200 | 900 | 0 | 51.96 | 56.32 | 9 | 0
2015 | TVA_Transmission_2_VACAR | TVA_Transmission | VACAR | Internal | Summer | B6 | 300 | 900 | 0 | 43.88 | 46.84 | 9 | 0
2015 | TVA_Transmission_2_VACAR | TVA_Transmission | VACAR | Internal | Summer | B7 | 400 | 900 | 0 | 39.87 | 45.78 | 9 | 0
2015 | TVA_Transmission_2_VACAR | TVA_Transmission | VACAR | Internal | Summer | B8 | 500 | 900 | 0 | 38.83 | 42.62 | 9 | 0
2015 | TVA_Transmission_2_VACAR | TVA_Transmission | VACAR | Internal | Summer | B9 | 800 | 900 | 0 | 38.33 | 41.69 | 9 | 0
2015 | TVA_Transmission_2_VACAR | TVA_Transmission | VACAR | Internal | Summer | B10 | 1262 | 900 | 0 | 35.72 | 40.46 | 9 | 0
2015 | TVA_Transmission_2_VACAR | TVA_Transmission | VACAR | Internal | Winter | B16 | 25 | 900 | 0 | 53.45 | 58.59 | 9 | 0
2015 | TVA_Transmission_2_VACAR | TVA_Transmission | VACAR | Internal | Winter | B17 | 100 | 900 | 0 | 44.86 | 48.63 | 9 | 0
2015 | TVA_Transmission_2_VACAR | TVA_Transmission | VACAR | Internal | Winter | B18 | 400 | 900 | 0 | 41.58 | 44.76 | 9 | 0
2015 | TVA_Transmission_2_VACAR | TVA_Transmission | VACAR | Internal | Winter | B19 | 700 | 900 | 0 | 40.35 | 43.23 | 9 | 0
2015 | TVA_Transmission_2_VACAR | TVA_Transmission | VACAR | Internal | Winter | B20 | 935 | 900 | 0 | 38.89 | 42.16 | 9 | 0
2015 | VACAR_2_SOCO | VACAR | SOCO | Internal | Shoulder | B11 | 25 | 3000 | 637.57 | 50.92 | 57.92 | 7 | 0
2015 | VACAR_2_SOCO | VACAR | SOCO | Internal | Shoulder | B12 | 200 | 3000 | 0 | 46.2 | 40.05 | 7 | 0
2015 | VACAR_2_SOCO | VACAR | SOCO | Internal | Shoulder | B13 | 600 | 3000 | 0 | 44.54 | 39.02 | 7 | 0
2015 | VACAR_2_SOCO | VACAR | SOCO | Internal | Shoulder | B14 | 900 | 3000 | 0 | 42.62 | 39.02 | 7 | 0
2015 | VACAR_2_SOCO | VACAR | SOCO | Internal | Shoulder | B15 | 1203 | 3000 | 0 | 42.14 | 39.02 | 7 | 0
2015 | VACAR_2_SOCO | VACAR | SOCO | Internal | Summer | B1 | 10 | 3000 | 0 | 68.16 | 64.92 | 7 | 0
2015 | VACAR_2_SOCO | VACAR | SOCO | Internal | Summer | B2 | 25 | 3000 | 0 | 68.16 | 64.92 | 7 | 0
2015 | VACAR_2_SOCO | VACAR | SOCO | Internal | Summer | B3 | 75 | 3000 | 0 | 68.16 | 64.92 | 7 | 0
2015 | VACAR_2_SOCO | VACAR | SOCO | Internal | Summer | B4 | 100 | 3000 | 0 | 62.94 | 62.94 | 7 | 0
2015 | VACAR_2_SOCO | VACAR | SOCO | Internal | Summer | B5 | 200 | 3000 | 0 | 56.32 | 60.27 | 7 | 0
2015 | VACAR_2_SOCO | VACAR | SOCO | Internal | Summer | B6 | 300 | 3000 | 0 | 46.84 | 49.96 | 7 | 0
2015 | VACAR_2_SOCO | VACAR | SOCO | Internal | Summer | B7 | 400 | 3000 | 0 | 45.78 | 43.51 | 7 | 0
2015 | VACAR_2_SOCO | VACAR | SOCO | Internal | Summer | B8 | 500 | 3000 | 0 | 42.62 | 39.22 | 7 | 0
2015 | VACAR_2_SOCO | VACAR | SOCO | Internal | Summer | B9 | 800 | 3000 | 0 | 41.69 | 37.88 | 7 | 0
2015 | VACAR_2_SOCO | VACAR | SOCO | Internal | Summer | B10 | 1262 | 3000 | 0 | 40.46 | 37.88 | 7 | 0
2015 | VACAR_2_SOCO | VACAR | SOCO | Internal | Winter | B16 | 25 | 3000 | 0 | 58.59 | 54.09 | 7 | 0
2015 | VACAR_2_SOCO | VACAR | SOCO | Internal | Winter | B17 | 100 | 3000 | 0 | 48.63 | 42.8 | 7 | 0
2015 | VACAR_2_SOCO | VACAR | SOCO | Internal | Winter | B18 | 400 | 3000 | 0 | 44.76 | 41.34 | 7 | 0
2015 | VACAR_2_SOCO | VACAR | SOCO | Internal | Winter | B19 | 700 | 3000 | 0 | 43.23 | 41.34 | 7 | 0
2015 | VACAR_2_SOCO | VACAR | SOCO | Internal | Winter | B20 | 935 | 3000 | 0 | 42.16 | 41.34 | 7 | 0
2020 | ENT_2_MISO_MO-IL | ENT | MISO_MO-IL | Internal | Shoulder | B11 | 25 | 2260 | 0 | 67.75 | 59.75 | 8 | 0
2020 | ENT_2_MISO_MO-IL | ENT | MISO_MO-IL | Internal | Shoulder | B12 | 200 | 2260 | 0 | 41.91 | 49.77 | 8 | 0
2020 | ENT_2_MISO_MO-IL | ENT | MISO_MO-IL | Internal | Shoulder | B13 | 600 | 2260 | 0 | 41.91 | 42.41 | 8 | 0
2020 | ENT_2_MISO_MO-IL | ENT | MISO_MO-IL | Internal | Shoulder | B14 | 900 | 2260 | 0 | 41.61 | 40.44 | 8 | 0
2020 | ENT_2_MISO_MO-IL | ENT | MISO_MO-IL | Internal | Shoulder | B15 | 1203 | 2260 | 0 | 41.61 | 37.27 | 8 | 0
2020 | ENT_2_MISO_MO-IL | ENT | MISO_MO-IL | Internal | Summer | B1 | 10 | 2260 | 0 | 272.05 | 265.08 | 8 | 0
2020 | ENT_2_MISO_MO-IL | ENT | MISO_MO-IL | Internal | Summer | B2 | 25 | 2260 | 0 | 72.7 | 64.7 | 8 | 0
2020 | ENT_2_MISO_MO-IL | ENT | MISO_MO-IL | Internal | Summer | B3 | 75 | 2260 | 0 | 68.21 | 61.14 | 8 | 0
2020 | ENT_2_MISO_MO-IL | ENT | MISO_MO-IL | Internal | Summer | B4 | 100 | 2260 | 0 | 68.21 | 61.14 | 8 | 0
2020 | ENT_2_MISO_MO-IL | ENT | MISO_MO-IL | Internal | Summer | B5 | 200 | 2260 | 0 | 68.21 | 61.14 | 8 | 0
2020 | ENT_2_MISO_MO-IL | ENT | MISO_MO-IL | Internal | Summer | B6 | 300 | 2260 | 0 | 54.58 | 48.9 | 8 | 0
2020 | ENT_2_MISO_MO-IL | ENT | MISO_MO-IL | Internal | Summer | B7 | 400 | 2260 | 0 | 43.51 | 40.46 | 8 | 0
2020 | ENT_2_MISO_MO-IL | ENT | MISO_MO-IL | Internal | Summer | B8 | 500 | 2260 | 0 | 40.59 | 37.35 | 8 | 0
2020 | ENT_2_MISO_MO-IL | ENT | MISO_MO-IL | Internal | Summer | B9 | 800 | 2260 | 0 | 40.3 | 36.06 | 8 | 0
2020 | ENT_2_MISO_MO-IL | ENT | MISO_MO-IL | Internal | Summer | B10 | 1262 | 2260 | 0 | 39.84 | 34.85 | 8 | 0
2020 | ENT_2_MISO_MO-IL | ENT | MISO_MO-IL | Internal | Winter | B16 | 25 | 2260 | 0 | 61.87 | 60.79 | 8 | 0
2020 | ENT_2_MISO_MO-IL | ENT | MISO_MO-IL | Internal | Winter | B17 | 100 | 2260 | 0 | 44.52 | 48.31 | 8 | 0
2020 | ENT_2_MISO_MO-IL | ENT | MISO_MO-IL | Internal | Winter | B18 | 400 | 2260 | 0 | 44.2 | 43.41 | 8 | 0
2020 | ENT_2_MISO_MO-IL | ENT | MISO_MO-IL | Internal | Winter | B19 | 700 | 2260 | 0 | 44.2 | 41.4 | 8 | 0
2020 | ENT_2_MISO_MO-IL | ENT | MISO_MO-IL | Internal | Winter | B20 | 935 | 2260 | 0 | 42.75 | 36.84 | 8 | 0
2020 | ENT_2_SOCO | ENT | SOCO | Internal | Shoulder | B11 | 25 | 2000 | 0 | 67.75 | 67.86 | 8 | 0
2020 | ENT_2_SOCO | ENT | SOCO | Internal | Shoulder | B12 | 200 | 2000 | 0 | 41.91 | 43.86 | 8 | 0
2020 | ENT_2_SOCO | ENT | SOCO | Internal | Shoulder | B13 | 600 | 2000 | 0 | 41.91 | 42.1 | 8 | 0
2020 | ENT_2_SOCO | ENT | SOCO | Internal | Shoulder | B14 | 900 | 2000 | 0 | 41.61 | 42.1 | 8 | 0
2020 | ENT_2_SOCO | ENT | SOCO | Internal | Shoulder | B15 | 1203 | 2000 | 0 | 41.61 | 42.1 | 8 | 0
2020 | ENT_2_SOCO | ENT | SOCO | Internal | Summer | B1 | 10 | 2000 | 2000 | 272.05 | 282.08 | 8 | 2.03
2020 | ENT_2_SOCO | ENT | SOCO | Internal | Summer | B2 | 25 | 2000 | 1115.95 | 72.7 | 80.7 | 8 | 0
2020 | ENT_2_SOCO | ENT | SOCO | Internal | Summer | B3 | 75 | 2000 | 396.72 | 68.21 | 76.21 | 8 | 0
2020 | ENT_2_SOCO | ENT | SOCO | Internal | Summer | B4 | 100 | 2000 | 0 | 68.21 | 71.02 | 8 | 0
2020 | ENT_2_SOCO | ENT | SOCO | Internal | Summer | B5 | 200 | 2000 | 0 | 68.21 | 71.02 | 8 | 0
2020 | ENT_2_SOCO | ENT | SOCO | Internal | Summer | B6 | 300 | 2000 | 797.57 | 54.58 | 62.58 | 8 | 0
2020 | ENT_2_SOCO | ENT | SOCO | Internal | Summer | B7 | 400 | 2000 | 1667.87 | 43.51 | 51.51 | 8 | 0
2020 | ENT_2_SOCO | ENT | SOCO | Internal | Summer | B8 | 500 | 2000 | 0 | 40.59 | 43.76 | 8 | 0
2020 | ENT_2_SOCO | ENT | SOCO | Internal | Summer | B9 | 800 | 2000 | 0 | 40.3 | 40.87 | 8 | 0
2020 | ENT_2_SOCO | ENT | SOCO | Internal | Summer | B10 | 1262 | 2000 | 0 | 39.84 | 40.87 | 8 | 0
2020 | ENT_2_SOCO | ENT | SOCO | Internal | Winter | B16 | 25 | 2000 | 1620.88 | 61.87 | 69.87 | 8 | 0
2020 | ENT_2_SOCO | ENT | SOCO | Internal | Winter | B17 | 100 | 2000 | 0 | 44.52 | 44.59 | 8 | 0
2020 | ENT_2_SOCO | ENT | SOCO | Internal | Winter | B18 | 400 | 2000 | 0 | 44.2 | 44.59 | 8 | 0
2020 | ENT_2_SOCO | ENT | SOCO | Internal | Winter | B19 | 700 | 2000 | 0 | 44.2 | 44.59 | 8 | 0
2020 | ENT_2_SOCO | ENT | SOCO | Internal | Winter | B20 | 935 | 2000 | 0 | 42.75 | 44.13 | 8 | 0
2020 | ENT_2_SPP_S | ENT | SPP_S | Internal | Shoulder | B11 | 25 | 1300 | 0 | 67.75 | 62.75 | 8 | 0
2020 | ENT_2_SPP_S | ENT | SPP_S | Internal | Shoulder | B12 | 200 | 1300 | 0 | 41.91 | 42.02 | 8 | 0
2020 | ENT_2_SPP_S | ENT | SPP_S | Internal | Shoulder | B13 | 600 | 1300 | 0 | 41.91 | 41.6 | 8 | 0
2020 | ENT_2_SPP_S | ENT | SPP_S | Internal | Shoulder | B14 | 900 | 1300 | 0 | 41.61 | 40.2 | 8 | 0
2020 | ENT_2_SPP_S | ENT | SPP_S | Internal | Shoulder | B15 | 1203 | 1300 | 0 | 41.61 | 40.2 | 8 | 0
2020 | ENT_2_SPP_S | ENT | SPP_S | Internal | Summer | B1 | 10 | 1300 | 0 | 272.05 | 262.33 | 8 | 0
2020 | ENT_2_SPP_S | ENT | SPP_S | Internal | Summer | B2 | 25 | 1300 | 0 | 72.7 | 68.62 | 8 | 0
2020 | ENT_2_SPP_S | ENT | SPP_S | Internal | Summer | B3 | 75 | 1300 | 0 | 68.21 | 65.96 | 8 | 0
2020 | ENT_2_SPP_S | ENT | SPP_S | Internal | Summer | B4 | 100 | 1300 | 0 | 68.21 | 65.22 | 8 | 0
2020 | ENT_2_SPP_S | ENT | SPP_S | Internal | Summer | B5 | 200 | 1300 | 0 | 68.21 | 64.56 | 8 | 0
2020 | ENT_2_SPP_S | ENT | SPP_S | Internal | Summer | B6 | 300 | 1300 | 0 | 54.58 | 55.88 | 8 | 0
2020 | ENT_2_SPP_S | ENT | SPP_S | Internal | Summer | B7 | 400 | 1300 | 0 | 43.51 | 47.46 | 8 | 0
2020 | ENT_2_SPP_S | ENT | SPP_S | Internal | Summer | B8 | 500 | 1300 | 0 | 40.59 | 40.62 | 8 | 0
2020 | ENT_2_SPP_S | ENT | SPP_S | Internal | Summer | B9 | 800 | 1300 | 0 | 40.3 | 39.39 | 8 | 0
2020 | ENT_2_SPP_S | ENT | SPP_S | Internal | Summer | B10 | 1262 | 1300 | 0 | 39.84 | 38.86 | 8 | 0
2020 | ENT_2_SPP_S | ENT | SPP_S | Internal | Winter | B16 | 25 | 1300 | 0 | 61.87 | 56.87 | 8 | 0
2020 | ENT_2_SPP_S | ENT | SPP_S | Internal | Winter | B17 | 100 | 1300 | 0 | 44.52 | 43.91 | 8 | 0
2020 | ENT_2_SPP_S | ENT | SPP_S | Internal | Winter | B18 | 400 | 1300 | 0 | 44.2 | 42.84 | 8 | 0
2020 | ENT_2_SPP_S | ENT | SPP_S | Internal | Winter | B19 | 700 | 1300 | 0 | 44.2 | 42.84 | 8 | 0
2020 | ENT_2_SPP_S | ENT | SPP_S | Internal | Winter | B20 | 935 | 1300 | 0 | 42.75 | 42.75 | 8 | 0
2020 | ENT_2_TVA_Transmission | ENT | TVA_Transmission | Internal | Shoulder | B11 | 25 | 2100 | 0 | 67.75 | 60.56 | 8 | 0
2020 | ENT_2_TVA_Transmission | ENT | TVA_Transmission | Internal | Shoulder | B12 | 200 | 2100 | 0 | 41.91 | 49.34 | 8 | 0
2020 | ENT_2_TVA_Transmission | ENT | TVA_Transmission | Internal | Shoulder | B13 | 600 | 2100 | 0 | 41.91 | 45.75 | 8 | 0
2020 | ENT_2_TVA_Transmission | ENT | TVA_Transmission | Internal | Shoulder | B14 | 900 | 2100 | 0 | 41.61 | 44.72 | 8 | 0
2020 | ENT_2_TVA_Transmission | ENT | TVA_Transmission | Internal | Shoulder | B15 | 1203 | 2100 | 0 | 41.61 | 43.21 | 8 | 0
2020 | ENT_2_TVA_Transmission | ENT | TVA_Transmission | Internal | Summer | B1 | 10 | 2100 | 0 | 272.05 | 273.08 | 8 | 0
2020 | ENT_2_TVA_Transmission | ENT | TVA_Transmission | Internal | Summer | B2 | 25 | 2100 | 0 | 72.7 | 72.7 | 8 | 0
2020 | ENT_2_TVA_Transmission | ENT | TVA_Transmission | Internal | Summer | B3 | 75 | 2100 | 0 | 68.21 | 69.14 | 8 | 0
2020 | ENT_2_TVA_Transmission | ENT | TVA_Transmission | Internal | Summer | B4 | 100 | 2100 | 0 | 68.21 | 67.28 | 8 | 0
2020 | ENT_2_TVA_Transmission | ENT | TVA_Transmission | Internal | Summer | B5 | 200 | 2100 | 0 | 68.21 | 66.16 | 8 | 0
2020 | ENT_2_TVA_Transmission | ENT | TVA_Transmission | Internal | Summer | B6 | 300 | 2100 | 0 | 54.58 | 53.58 | 8 | 0
2020 | ENT_2_TVA_Transmission | ENT | TVA_Transmission | Internal | Summer | B7 | 400 | 2100 | 0 | 43.51 | 44.09 | 8 | 0
2020 | ENT_2_TVA_Transmission | ENT | TVA_Transmission | Internal | Summer | B8 | 500 | 2100 | 0 | 40.59 | 42.51 | 8 | 0
2020 | ENT_2_TVA_Transmission | ENT | TVA_Transmission | Internal | Summer | B9 | 800 | 2100 | 0 | 40.3 | 41.72 | 8 | 0
2020 | ENT_2_TVA_Transmission | ENT | TVA_Transmission | Internal | Summer | B10 | 1262 | 2100 | 0 | 39.84 | 38.88 | 8 | 0
2020 | ENT_2_TVA_Transmission | ENT | TVA_Transmission | Internal | Winter | B16 | 25 | 2100 | 0 | 61.87 | 64.8 | 8 | 0
2020 | ENT_2_TVA_Transmission | ENT | TVA_Transmission | Internal | Winter | B17 | 100 | 2100 | 0 | 44.52 | 50.06 | 8 | 0
2020 | ENT_2_TVA_Transmission | ENT | TVA_Transmission | Internal | Winter | B18 | 400 | 2100 | 0 | 44.2 | 46.81 | 8 | 0
2020 | ENT_2_TVA_Transmission | ENT | TVA_Transmission | Internal | Winter | B19 | 700 | 2100 | 0 | 44.2 | 45.87 | 8 | 0
2020 | ENT_2_TVA_Transmission | ENT | TVA_Transmission | Internal | Winter | B20 | 935 | 2100 | 0 | 42.75 | 43.04 | 8 | 0
2020 | HQ_NEISO_2_NEISO | HQ_NEISO | NEISO | Internal | Shoulder | B11 | 25 | 99999 | 2920 | 37.66 | 37.67 | 0.01 | 0
2020 | HQ_NEISO_2_NEISO | HQ_NEISO | NEISO | Internal | Shoulder | B12 | 200 | 99999 | 2920 | 37.12 | 37.14 | 0.01 | 0
2020 | HQ_NEISO_2_NEISO | HQ_NEISO | NEISO | Internal | Shoulder | B13 | 600 | 99999 | 2920 | 37.12 | 37.14 | 0.01 | 0
2020 | HQ_NEISO_2_NEISO | HQ_NEISO | NEISO | Internal | Shoulder | B14 | 900 | 99999 | 2920 | 37.12 | 37.14 | 0.01 | 0
2020 | HQ_NEISO_2_NEISO | HQ_NEISO | NEISO | Internal | Shoulder | B15 | 1203 | 99999 | 1143.24 | 37.12 | 37.14 | 0.01 | 0
2020 | HQ_NEISO_2_NEISO | HQ_NEISO | NEISO | Internal | Summer | B1 | 10 | 99999 | 2920.1 | 356.9 | 356.92 | 0.01 | 0
2020 | HQ_NEISO_2_NEISO | HQ_NEISO | NEISO | Internal | Summer | B2 | 25 | 99999 | 2920.1 | 138.02 | 138.03 | 0.01 | 0
2020 | HQ_NEISO_2_NEISO | HQ_NEISO | NEISO | Internal | Summer | B3 | 75 | 99999 | 2920 | 53.51 | 53.52 | 0.01 | 0
2020 | HQ_NEISO_2_NEISO | HQ_NEISO | NEISO | Internal | Summer | B4 | 100 | 99999 | 2920 | 45.3 | 45.31 | 0.01 | 0
2020 | HQ_NEISO_2_NEISO | HQ_NEISO | NEISO | Internal | Summer | B5 | 200 | 99999 | 2920 | 34.88 | 34.9 | 0.01 | 0
2020 | HQ_NEISO_2_NEISO | HQ_NEISO | NEISO | Internal | Summer | B6 | 300 | 99999 | 2920 | 34.88 | 34.9 | 0.01 | 0
2020 | HQ_NEISO_2_NEISO | HQ_NEISO | NEISO | Internal | Summer | B7 | 400 | 99999 | 2920 | 34.88 | 34.9 | 0.01 | 0
2020 | HQ_NEISO_2_NEISO | HQ_NEISO | NEISO | Internal | Summer | B8 | 500 | 99999 | 2920 | 34.88 | 34.9 | 0.01 | 0
2020 | HQ_NEISO_2_NEISO | HQ_NEISO | NEISO | Internal | Summer | B9 | 800 | 99999 | 2920 | 34.88 | 34.9 | 0.01 | 0
2020 | HQ_NEISO_2_NEISO | HQ_NEISO | NEISO | Internal | Summer | B10 | 1262 | 99999 | 795.94 | 34.88 | 34.9 | 0.01 | 0
2020 | HQ_NEISO_2_NEISO | HQ_NEISO | NEISO | Internal | Winter | B16 | 25 | 99999 | 2920 | 46.26 | 46.27 | 0.01 | 0
2020 | HQ_NEISO_2_NEISO | HQ_NEISO | NEISO | Internal | Winter | B17 | 100 | 99999 | 2920 | 46.26 | 46.27 | 0.01 | 0
2020 | HQ_NEISO_2_NEISO | HQ_NEISO | NEISO | Internal | Winter | B18 | 400 | 99999 | 2920 | 44.73 | 44.74 | 0.01 | 0
2020 | HQ_NEISO_2_NEISO | HQ_NEISO | NEISO | Internal | Winter | B19 | 700 | 99999 | 2920 | 44.73 | 44.74 | 0.01 | 0
2020 | HQ_NEISO_2_NEISO | HQ_NEISO | NEISO | Internal | Winter | B20 | 935 | 99999 | 1233.58 | 44.73 | 44.74 | 0.01 | 0
2020 | HQ_NY_2_NYISO_A-F | HQ_NY | NYISO_A-F | Internal | Shoulder | B11 | 25 | 99999 | 1000 | 39.84 | 39.85 | 0.01 | 0
2020 | HQ_NY_2_NYISO_A-F | HQ_NY | NYISO_A-F | Internal | Shoulder | B12 | 200 | 99999 | 1000 | 39.84 | 39.85 | 0.01 | 0
2020 | HQ_NY_2_NYISO_A-F | HQ_NY | NYISO_A-F | Internal | Shoulder | B13 | 600 | 99999 | 1000 | 37.68 | 37.7 | 0.01 | 0
2020 | HQ_NY_2_NYISO_A-F | HQ_NY | NYISO_A-F | Internal | Shoulder | B14 | 900 | 99999 | 1000 | 37.68 | 37.7 | 0.01 | 0
2020 | HQ_NY_2_NYISO_A-F | HQ_NY | NYISO_A-F | Internal | Shoulder | B15 | 1203 | 99999 | 188.69 | 37.68 | 37.7 | 0.01 | 0
2020 | HQ_NY_2_NYISO_A-F | HQ_NY | NYISO_A-F | Internal | Summer | B1 | 10 | 99999 | 1000.1 | 188.66 | 188.67 | 0.01 | 0
2020 | HQ_NY_2_NYISO_A-F | HQ_NY | NYISO_A-F | Internal | Summer | B2 | 25 | 99999 | 1000 | 58.7 | 58.72 | 0.01 | 0
2020 | HQ_NY_2_NYISO_A-F | HQ_NY | NYISO_A-F | Internal | Summer | B3 | 75 | 99999 | 1000 | 50.51 | 50.52 | 0.01 | 0
2020 | HQ_NY_2_NYISO_A-F | HQ_NY | NYISO_A-F | Internal | Summer | B4 | 100 | 99999 | 1000 | 42.3 | 42.31 | 0.01 | 0
2020 | HQ_NY_2_NYISO_A-F | HQ_NY | NYISO_A-F | Internal | Summer | B5 | 200 | 99999 | 1000 | 42.02 | 42.03 | 0.01 | 0
2020 | HQ_NY_2_NYISO_A-F | HQ_NY | NYISO_A-F | Internal | Summer | B6 | 300 | 99999 | 1000 | 38.59 | 38.6 | 0.01 | 0
2020 | HQ_NY_2_NYISO_A-F | HQ_NY | NYISO_A-F | Internal | Summer | B7 | 400 | 99999 | 1000 | 37.87 | 37.88 | 0.01 | 0
2020 | HQ_NY_2_NYISO_A-F | HQ_NY | NYISO_A-F | Internal | Summer | B8 | 500 | 99999 | 1000 | 36.1 | 36.11 | 0.01 | 0
2020 | HQ_NY_2_NYISO_A-F | HQ_NY | NYISO_A-F | Internal | Summer | B9 | 800 | 99999 | 1000 | 36.1 | 36.11 | 0.01 | 0
2020 | HQ_NY_2_NYISO_A-F | HQ_NY | NYISO_A-F | Internal | Summer | B10 | 1262 | 99999 | 30.11 | 36.1 | 36.11 | 0.01 | 0
2020 | HQ_NY_2_NYISO_A-F | HQ_NY | NYISO_A-F | Internal | Winter | B16 | 25 | 99999 | 1000 | 42.18 | 42.19 | 0.01 | 0
2020 | HQ_NY_2_NYISO_A-F | HQ_NY | NYISO_A-F | Internal | Winter | B17 | 100 | 99999 | 1000 | 41.73 | 41.74 | 0.01 | 0
2020 | HQ_NY_2_NYISO_A-F | HQ_NY | NYISO_A-F | Internal | Winter | B18 | 400 | 99999 | 1000 | 41.73 | 41.74 | 0.01 | 0
2020 | HQ_NY_2_NYISO_A-F | HQ_NY | NYISO_A-F | Internal | Winter | B19 | 700 | 99999 | 1000 | 41.73 | 41.74 | 0.01 | 0
2020 | HQ_NY_2_NYISO_A-F | HQ_NY | NYISO_A-F | Internal | Winter | B20 | 935 | 99999 | 229.95 | 41.73 | 41.74 | 0.01 | 0
2020 | HQ_IESO_2_IESO | HQ_IESO | IESO | Internal | Shoulder | B11 | 25 | 99999 | 400 | 29.65 | 29.67 | 0.01 | 0
2020 | HQ_IESO_2_IESO | HQ_IESO | IESO | Internal | Shoulder | B12 | 200 | 99999 | 400 | 29.65 | 29.67 | 0.01 | 0
2020 | HQ_IESO_2_IESO | HQ_IESO | IESO | Internal | Shoulder | B13 | 600 | 99999 | 400 | 29.65 | 29.67 | 0.01 | 0
2020 | HQ_IESO_2_IESO | HQ_IESO | IESO | Internal | Shoulder | B14 | 900 | 99999 | 400 | 29.65 | 29.67 | 0.01 | 0
2020 | HQ_IESO_2_IESO | HQ_IESO | IESO | Internal | Shoulder | B15 | 1203 | 99999 | 75.48 | 29.65 | 29.67 | 0.01 | 0
2020 | HQ_IESO_2_IESO | HQ_IESO | IESO | Internal | Summer | B1 | 10 | 99999 | 400.1 | 181.66 | 181.67 | 0.01 | 0
2020 | HQ_IESO_2_IESO | HQ_IESO | IESO | Internal | Summer | B2 | 25 | 99999 | 400 | 51.7 | 51.72 | 0.01 | 0
2020 | HQ_IESO_2_IESO | HQ_IESO | IESO | Internal | Summer | B3 | 75 | 99999 | 400 | 43.51 | 43.52 | 0.01 | 0
2020 | HQ_IESO_2_IESO | HQ_IESO | IESO | Internal | Summer | B4 | 100 | 99999 | 400 | 35.02 | 35.03 | 0.01 | 0
2020 | HQ_IESO_2_IESO | HQ_IESO | IESO | Internal | Summer | B5 | 200 | 99999 | 400 | 35.02 | 35.03 | 0.01 | 0
2020 | HQ_IESO_2_IESO | HQ_IESO | IESO | Internal | Summer | B6 | 300 | 99999 | 400 | 31.59 | 31.6 | 0.01 | 0
2020 | HQ_IESO_2_IESO | HQ_IESO | IESO | Internal | Summer | B7 | 400 | 99999 | 400 | 27.86 | 27.88 | 0.01 | 0
2020 | HQ_IESO_2_IESO | HQ_IESO | IESO | Internal | Summer | B8 | 500 | 99999 | 400 | 27.86 | 27.88 | 0.01 | 0
2020 | HQ_IESO_2_IESO | HQ_IESO | IESO | Internal | Summer | B9 | 800 | 99999 | 400 | 27.86 | 27.88 | 0.01 | 0
2020 | HQ_IESO_2_IESO | HQ_IESO | IESO | Internal | Summer | B10 | 1262 | 99999 | 12.04 | 27.86 | 27.88 | 0.01 | 0
2020 | HQ_IESO_2_IESO | HQ_IESO | IESO | Internal | Winter | B16 | 25 | 99999 | 400 | 29.86 | 29.87 | 0.01 | 0
2020 | HQ_IESO_2_IESO | HQ_IESO | IESO | Internal | Winter | B17 | 100 | 99999 | 400 | 29.86 | 29.87 | 0.01 | 0
2020 | HQ_IESO_2_IESO | HQ_IESO | IESO | Internal | Winter | B18 | 400 | 99999 | 400 | 29.86 | 29.87 | 0.01 | 0
2020 | HQ_IESO_2_IESO | HQ_IESO | IESO | Internal | Winter | B19 | 700 | 99999 | 400 | 29.86 | 29.87 | 0.01 | 0
2020 | HQ_IESO_2_IESO | HQ_IESO | IESO | Internal | Winter | B20 | 935 | 99999 | 91.98 | 29.86 | 29.87 | 0.01 | 0
2020 | IESO_2_MAPP_CA | IESO | MAPP_CA | Internal | Shoulder | B11 | 25 | 262 | 262 | 29.67 | 54.53 | 7 | 17.86
2020 | IESO_2_MAPP_CA | IESO | MAPP_CA | Internal | Shoulder | B12 | 200 | 262 | 262 | 29.67 | 49.75 | 7 | 13.08
2020 | IESO_2_MAPP_CA | IESO | MAPP_CA | Internal | Shoulder | B13 | 600 | 262 | 262 | 29.67 | 42.39 | 7 | 5.72
2020 | IESO_2_MAPP_CA | IESO | MAPP_CA | Internal | Shoulder | B14 | 900 | 262 | 262 | 29.67 | 42.16 | 7 | 5.5
2020 | IESO_2_MAPP_CA | IESO | MAPP_CA | Internal | Shoulder | B15 | 1203 | 262 | 262 | 29.67 | 42.16 | 7 | 5.5
2020 | IESO_2_MAPP_CA | IESO | MAPP_CA | Internal | Summer | B1 | 10 | 262 | 262 | 181.67 | 251.07 | 7 | 62.4
2020 | IESO_2_MAPP_CA | IESO | MAPP_CA | Internal | Summer | B2 | 25 | 262 | 262 | 51.72 | 63.81 | 7 | 5.1
2020 | IESO_2_MAPP_CA | IESO | MAPP_CA | Internal | Summer | B3 | 75 | 262 | 262 | 43.52 | 63.26 | 7 | 12.74
2020 | IESO_2_MAPP_CA | IESO | MAPP_CA | Internal | Summer | B4 | 100 | 262 | 262 | 35.03 | 62.56 | 7 | 20.53
2020 | IESO_2_MAPP_CA | IESO | MAPP_CA | Internal | Summer | B5 | 200 | 262 | 262 | 35.03 | 61.14 | 7 | 19.11
2020 | IESO_2_MAPP_CA | IESO | MAPP_CA | Internal | Summer | B6 | 300 | 262 | 262 | 31.6 | 48.88 | 7 | 10.27
2020 | IESO_2_MAPP_CA | IESO | MAPP_CA | Internal | Summer | B7 | 400 | 262 | 262 | 27.88 | 40.43 | 7 | 5.55
2020 | IESO_2_MAPP_CA | IESO | MAPP_CA | Internal | Summer | B8 | 500 | 262 | 262 | 27.88 | 37.33 | 7 | 2.45
2020 | IESO_2_MAPP_CA | IESO | MAPP_CA | Internal | Summer | B9 | 800 | 262 | 262 | 27.88 | 37.33 | 7 | 2.45
2020 | IESO_2_MAPP_CA | IESO | MAPP_CA | Internal | Summer | B10 | 1262 | 262 | 262 | 27.88 | 37.33 | 7 | 2.45
2020 | IESO_2_MAPP_CA | IESO | MAPP_CA | Internal | Winter | B16 | 25 | 262 | 262 | 29.87 | 60.77 | 7 | 23.9
2020 | IESO_2_MAPP_CA | IESO | MAPP_CA | Internal | Winter | B17 | 100 | 262 | 262 | 29.87 | 48.28 | 7 | 11.42
2020 | IESO_2_MAPP_CA | IESO | MAPP_CA | Internal | Winter | B18 | 400 | 262 | 262 | 29.87 | 45.33 | 7 | 8.46
2020 | IESO_2_MAPP_CA | IESO | MAPP_CA | Internal | Winter | B19 | 700 | 262 | 262 | 29.87 | 45.33 | 7 | 8.46
2020 | IESO_2_MAPP_CA | IESO | MAPP_CA | Internal | Winter | B20 | 935 | 262 | 262 | 29.87 | 45.33 | 7 | 8.46
2020 | IESO_2_MISO_MI | IESO | MISO_MI | Internal | Shoulder | B11 | 25 | 1840 | 1840 | 29.67 | 56.86 | 7 | 20.19
2020 | IESO_2_MISO_MI | IESO | MISO_MI | Internal | Shoulder | B12 | 200 | 1840 | 1840 | 29.67 | 49.77 | 7 | 13.1
2020 | IESO_2_MISO_MI | IESO | MISO_MI | Internal | Shoulder | B13 | 600 | 1840 | 1840 | 29.67 | 42.43 | 7 | 5.77
2020 | IESO_2_MISO_MI | IESO | MISO_MI | Internal | Shoulder | B14 | 900 | 1840 | 1840 | 29.67 | 40.46 | 7 | 3.8
2020 | IESO_2_MISO_MI | IESO | MISO_MI | Internal | Shoulder | B15 | 1203 | 1840 | 1840 | 29.67 | 37.26 | 7 | 0.59
2020 | IESO_2_MISO_MI | IESO | MISO_MI | Internal | Summer | B1 | 10 | 1840 | 1840 | 181.67 | 265.07 | 7 | 76.4
2020 | IESO_2_MISO_MI | IESO | MISO_MI | Internal | Summer | B2 | 25 | 1840 | 1840 | 51.72 | 64.68 | 7 | 5.96
2020 | IESO_2_MISO_MI | IESO | MISO_MI | Internal | Summer | B3 | 75 | 1840 | 1840 | 43.52 | 61.14 | 7 | 10.62
2020 | IESO_2_MISO_MI | IESO | MISO_MI | Internal | Summer | B4 | 100 | 1840 | 1840 | 35.03 | 59.28 | 7 | 17.25
2020 | IESO_2_MISO_MI | IESO | MISO_MI | Internal | Summer | B5 | 200 | 1840 | 1840 | 35.03 | 58.16 | 7 | 16.12
2020 | IESO_2_MISO_MI | IESO | MISO_MI | Internal | Summer | B6 | 300 | 1840 | 1840 | 31.6 | 48.88 | 7 | 10.27
2020 | IESO_2_MISO_MI | IESO | MISO_MI | Internal | Summer | B7 | 400 | 1840 | 1840 | 27.88 | 40.48 | 7 | 5.6
2020 | IESO_2_MISO_MI | IESO | MISO_MI | Internal | Summer | B8 | 500 | 1840 | 1840 | 27.88 | 37.38 | 7 | 2.5
2020 | IESO_2_MISO_MI | IESO | MISO_MI | Internal | Summer | B9 | 800 | 1840 | 1840 | 27.88 | 36.06 | 7 | 1.18
2020 | IESO_2_MISO_MI | IESO | MISO_MI | Internal | Summer | B10 | 1262 | 1840 | 1169.27 | 27.88 | 34.88 | 7 | 0
2020 | IESO_2_MISO_MI | IESO | MISO_MI | Internal | Winter | B16 | 25 | 1840 | 1840 | 29.87 | 60.79 | 7 | 23.92
2020 | IESO_2_MISO_MI | IESO | MISO_MI | Internal | Winter | B17 | 100 | 1840 | 1840 | 29.87 | 48.32 | 7 | 11.45
2020 | IESO_2_MISO_MI | IESO | MISO_MI | Internal | Winter | B18 | 400 | 1840 | 1840 | 29.87 | 43.43 | 7 | 6.56
2020 | IESO_2_MISO_MI | IESO | MISO_MI | Internal | Winter | B19 | 700 | 1840 | 1840 | 29.87 | 41.4 | 7 | 4.54
2020 | IESO_2_MISO_MI | IESO | MISO_MI | Internal | Winter | B20 | 935 | 1840 | 772.92 | 29.87 | 36.87 | 7 | 0
2020 | IESO_2_MISO_W | IESO | MISO_W | Internal | Shoulder | B11 | 25 | 140 | 140 | 29.67 | 59.74 | 7 | 23.07
2020 | IESO_2_MISO_W | IESO | MISO_W | Internal | Shoulder | B12 | 200 | 140 | 140 | 29.67 | 49.76 | 7 | 13.09
2020 | IESO_2_MISO_W | IESO | MISO_W | Internal | Shoulder | B13 | 600 | 140 | 140 | 29.67 | 42.4 | 7 | 5.73
2020 | IESO_2_MISO_W | IESO | MISO_W | Internal | Shoulder | B14 | 900 | 140 | 140 | 29.67 | 40.45 | 7 | 3.78
2020 | IESO_2_MISO_W | IESO | MISO_W | Internal | Shoulder | B15 | 1203 | 140 | 140 | 29.67 | 37.26 | 7 | 0.59
2020 | IESO_2_MISO_W | IESO | MISO_W | Internal | Summer | B1 | 10 | 140 | 140 | 181.67 | 265.07 | 7 | 76.4
2020 | IESO_2_MISO_W | IESO | MISO_W | Internal | Summer | B2 | 25 | 140 | 140 | 51.72 | 64.69 | 7 | 5.98
2020 | IESO_2_MISO_W | IESO | MISO_W | Internal | Summer | B3 | 75 | 140 | 140 | 43.52 | 63.27 | 7 | 12.75
2020 | IESO_2_MISO_W | IESO | MISO_W | Internal | Summer | B4 | 100 | 140 | 140 | 35.03 | 62.58 | 7 | 20.54
2020 | IESO_2_MISO_W | IESO | MISO_W | Internal | Summer | B5 | 200 | 140 | 140 | 35.03 | 61.15 | 7 | 19.12
2020 | IESO_2_MISO_W | IESO | MISO_W | Internal | Summer | B6 | 300 | 140 | 140 | 31.6 | 48.89 | 7 | 10.28
2020 | IESO_2_MISO_W | IESO | MISO_W | Internal | Summer | B7 | 400 | 140 | 140 | 27.88 | 40.44 | 7 | 5.57
2020 | IESO_2_MISO_W | IESO | MISO_W | Internal | Summer | B8 | 500 | 140 | 140 | 27.88 | 37.34 | 7 | 2.46
2020 | IESO_2_MISO_W | IESO | MISO_W | Internal | Summer | B9 | 800 | 140 | 140 | 27.88 | 36.07 | 7 | 1.19
2020 | IESO_2_MISO_W | IESO | MISO_W | Internal | Summer | B10 | 1262 | 140 | 0 | 27.88 | 34.84 | 7 | 0
2020 | IESO_2_MISO_W | IESO | MISO_W | Internal | Winter | B16 | 25 | 140 | 140 | 29.87 | 60.78 | 7 | 23.91
2020 | IESO_2_MISO_W | IESO | MISO_W | Internal | Winter | B17 | 100 | 140 | 140 | 29.87 | 48.3 | 7 | 11.43
2020 | IESO_2_MISO_W | IESO | MISO_W | Internal | Winter | B18 | 400 | 140 | 140 | 29.87 | 43.4 | 7 | 6.53
2020 | IESO_2_MISO_W | IESO | MISO_W | Internal | Winter | B19 | 700 | 140 | 140 | 29.87 | 41.41 | 7 | 4.54
2020 | IESO_2_MISO_W | IESO | MISO_W | Internal | Winter | B20 | 935 | 140 | 0 | 29.87 | 36.83 | 7 | 0
2020 | IESO_2_NYISO_A-F | IESO | NYISO_A-F | Internal | Shoulder | B11 | 25 | 1725 | 1725 | 29.67 | 39.85 | 7 | 3.18
2020 | IESO_2_NYISO_A-F | IESO | NYISO_A-F | Internal | Shoulder | B12 | 200 | 1725 | 1725 | 29.67 | 39.85 | 7 | 3.18
2020 | IESO_2_NYISO_A-F | IESO | NYISO_A-F | Internal | Shoulder | B13 | 600 | 1725 | 1725 | 29.67 | 37.7 | 7 | 1.03
2020 | IESO_2_NYISO_A-F | IESO | NYISO_A-F | Internal | Shoulder | B14 | 900 | 1725 | 1725 | 29.67 | 37.7 | 7 | 1.03
2020 | IESO_2_NYISO_A-F | IESO | NYISO_A-F | Internal | Shoulder | B15 | 1203 | 1725 | 1725 | 29.67 | 37.7 | 7 | 1.03
2020 | IESO_2_NYISO_A-F | IESO | NYISO_A-F | Internal | Summer | B1 | 10 | 1725 | 420.92 | 181.67 | 188.67 | 7 | 0
2020 | IESO_2_NYISO_A-F | IESO | NYISO_A-F | Internal | Summer | B2 | 25 | 1725 | 207.74 | 51.72 | 58.72 | 7 | 0
2020 | IESO_2_NYISO_A-F | IESO | NYISO_A-F | Internal | Summer | B3 | 75 | 1725 | 1108.12 | 43.52 | 50.52 | 7 | 0
2020 | IESO_2_NYISO_A-F | IESO | NYISO_A-F | Internal | Summer | B4 | 100 | 1725 | 1725 | 35.03 | 42.31 | 7 | 0.28
2020 | IESO_2_NYISO_A-F | IESO | NYISO_A-F | Internal | Summer | B5 | 200 | 1725 | 1330.5 | 35.03 | 42.03 | 7 | 0
2020 | IESO_2_NYISO_A-F | IESO | NYISO_A-F | Internal | Summer | B6 | 300 | 1725 | 1656.99 | 31.6 | 38.6 | 7 | 0
2020 | IESO_2_NYISO_A-F | IESO | NYISO_A-F | Internal | Summer | B7 | 400 | 1725 | 1725 | 27.88 | 37.88 | 7 | 3.01
2020 | IESO_2_NYISO_A-F | IESO | NYISO_A-F | Internal | Summer | B8 | 500 | 1725 | 1725 | 27.88 | 36.11 | 7 | 1.23
2020 | IESO_2_NYISO_A-F | IESO | NYISO_A-F | Internal | Summer | B9 | 800 | 1725 | 1725 | 27.88 | 36.11 | 7 | 1.23
2020 | IESO_2_NYISO_A-F | IESO | NYISO_A-F | Internal | Summer | B10 | 1262 | 1725 | 1725 | 27.88 | 36.11 | 7 | 1.23
2020 | IESO_2_NYISO_A-F | IESO | NYISO_A-F | Internal | Winter | B16 | 25 | 1725 | 1725 | 29.87 | 42.19 | 7 | 5.32
2020 | IESO_2_NYISO_A-F | IESO | NYISO_A-F | Internal | Winter | B17 | 100 | 1725 | 1725 | 29.87 | 41.74 | 7 | 4.87
2020 | IESO_2_NYISO_A-F | IESO | NYISO_A-F | Internal | Winter | B18 | 400 | 1725 | 1725 | 29.87 | 41.74 | 7 | 4.87
2020 | IESO_2_NYISO_A-F | IESO | NYISO_A-F | Internal | Winter | B19 | 700 | 1725 | 1725 | 29.87 | 41.74 | 7 | 4.87
2020 | IESO_2_NYISO_A-F | IESO | NYISO_A-F | Internal | Winter | B20 | 935 | 1725 | 1725 | 29.87 | 41.74 | 7 | 4.87
2020 | MAPP_CA_2_IESO | MAPP_CA | IESO | Internal | Shoulder | B11 | 25 | 330 | 0 | 54.53 | 29.67 | 8 | 0
2020 | MAPP_CA_2_IESO | MAPP_CA | IESO | Internal | Shoulder | B12 | 200 | 330 | 0 | 49.75 | 29.67 | 8 | 0
2020 | MAPP_CA_2_IESO | MAPP_CA | IESO | Internal | Shoulder | B13 | 600 | 330 | 0 | 42.39 | 29.67 | 8 | 0
2020 | MAPP_CA_2_IESO | MAPP_CA | IESO | Internal | Shoulder | B14 | 900 | 330 | 0 | 42.16 | 29.67 | 8 | 0
2020 | MAPP_CA_2_IESO | MAPP_CA | IESO | Internal | Shoulder | B15 | 1203 | 330 | 0 | 42.16 | 29.67 | 8 | 0
2020 | MAPP_CA_2_IESO | MAPP_CA | IESO | Internal | Summer | B1 | 10 | 330 | 0 | 251.07 | 181.67 | 8 | 0
2020 | MAPP_CA_2_IESO | MAPP_CA | IESO | Internal | Summer | B2 | 25 | 330 | 0 | 63.81 | 51.72 | 8 | 0
2020 | MAPP_CA_2_IESO | MAPP_CA | IESO | Internal | Summer | B3 | 75 | 330 | 0 | 63.26 | 43.52 | 8 | 0
2020 | MAPP_CA_2_IESO | MAPP_CA | IESO | Internal | Summer | B4 | 100 | 330 | 0 | 62.56 | 35.03 | 8 | 0
2020 | MAPP_CA_2_IESO | MAPP_CA | IESO | Internal | Summer | B5 | 200 | 330 | 0 | 61.14 | 35.03 | 8 | 0
2020 | MAPP_CA_2_IESO | MAPP_CA | IESO | Internal | Summer | B6 | 300 | 330 | 0 | 48.88 | 31.6 | 8 | 0
2020 | MAPP_CA_2_IESO | MAPP_CA | IESO | Internal | Summer | B7 | 400 | 330 | 0 | 40.43 | 27.88 | 8 | 0
2020 | MAPP_CA_2_IESO | MAPP_CA | IESO | Internal | Summer | B8 | 500 | 330 | 0 | 37.33 | 27.88 | 8 | 0
2020 | MAPP_CA_2_IESO | MAPP_CA | IESO | Internal | Summer | B9 | 800 | 330 | 0 | 37.33 | 27.88 | 8 | 0
2020 | MAPP_CA_2_IESO | MAPP_CA | IESO | Internal | Summer | B10 | 1262 | 330 | 0 | 37.33 | 27.88 | 8 | 0
2020 | MAPP_CA_2_IESO | MAPP_CA | IESO | Internal | Winter | B16 | 25 | 330 | 0 | 60.77 | 29.87 | 8 | 0
2020 | MAPP_CA_2_IESO | MAPP_CA | IESO | Internal | Winter | B17 | 100 | 330 | 0 | 48.28 | 29.87 | 8 | 0
2020 | MAPP_CA_2_IESO | MAPP_CA | IESO | Internal | Winter | B18 | 400 | 330 | 0 | 45.33 | 29.87 | 8 | 0
2020 | MAPP_CA_2_IESO | MAPP_CA | IESO | Internal | Winter | B19 | 700 | 330 | 0 | 45.33 | 29.87 | 8 | 0
2020 | MAPP_CA_2_IESO | MAPP_CA | IESO | Internal | Winter | B20 | 935 | 330 | 0 | 45.33 | 29.87 | 8 | 0
2020 | MAPP_CA_2_MAPP_US | MAPP_CA | MAPP_US | Internal | Shoulder | B11 | 25 | 372 | 0 | 54.53 | 52.74 | 7 | 0
2020 | MAPP_CA_2_MAPP_US | MAPP_CA | MAPP_US | Internal | Shoulder | B12 | 200 | 372 | 0 | 49.75 | 42.76 | 7 | 0
2020 | MAPP_CA_2_MAPP_US | MAPP_CA | MAPP_US | Internal | Shoulder | B13 | 600 | 372 | 0 | 42.39 | 35.4 | 7 | 0
2020 | MAPP_CA_2_MAPP_US | MAPP_CA | MAPP_US | Internal | Shoulder | B14 | 900 | 372 | 0 | 42.16 | 33.56 | 7 | 0
2020 | MAPP_CA_2_MAPP_US | MAPP_CA | MAPP_US | Internal | Shoulder | B15 | 1203 | 372 | 0 | 42.16 | 33.27 | 7 | 0
2020 | MAPP_CA_2_MAPP_US | MAPP_CA | MAPP_US | Internal | Summer | B1 | 10 | 372 | 337.55 | 251.07 | 258.07 | 7 | 0
2020 | MAPP_CA_2_MAPP_US | MAPP_CA | MAPP_US | Internal | Summer | B2 | 25 | 372 | 0 | 63.81 | 57.69 | 7 | 0
2020 | MAPP_CA_2_MAPP_US | MAPP_CA | MAPP_US | Internal | Summer | B3 | 75 | 372 | 0 | 63.26 | 57.47 | 7 | 0
2020 | MAPP_CA_2_MAPP_US | MAPP_CA | MAPP_US | Internal | Summer | B4 | 100 | 372 | 0 | 62.56 | 57.47 | 7 | 0
2020 | MAPP_CA_2_MAPP_US | MAPP_CA | MAPP_US | Internal | Summer | B5 | 200 | 372 | 0 | 61.14 | 57 | 7 | 0
2020 | MAPP_CA_2_MAPP_US | MAPP_CA | MAPP_US | Internal | Summer | B6 | 300 | 372 | 0 | 48.88 | 48.88 | 7 | 0
2020 | MAPP_CA_2_MAPP_US | MAPP_CA | MAPP_US | Internal | Summer | B7 | 400 | 372 | 0 | 40.43 | 33.44 | 7 | 0
2020 | MAPP_CA_2_MAPP_US | MAPP_CA | MAPP_US | Internal | Summer | B8 | 500 | 372 | 0 | 37.33 | 30.34 | 7 | 0
2020 | MAPP_CA_2_MAPP_US | MAPP_CA | MAPP_US | Internal | Summer | B9 | 800 | 372 | 0 | 37.33 | 29.07 | 7 | 0
2020 | MAPP_CA_2_MAPP_US | MAPP_CA | MAPP_US | Internal | Summer | B10 | 1262 | 372 | 0 | 37.33 | 27.84 | 7 | 0
2020 | MAPP_CA_2_MAPP_US | MAPP_CA | MAPP_US | Internal | Winter | B16 | 25 | 372 | 0 | 60.77 | 53.78 | 7 | 0
2020 | MAPP_CA_2_MAPP_US | MAPP_CA | MAPP_US | Internal | Winter | B17 | 100 | 372 | 0 | 48.28 | 41.3 | 7 | 0
2020 | MAPP_CA_2_MAPP_US | MAPP_CA | MAPP_US | Internal | Winter | B18 | 400 | 372 | 0 | 45.33 | 36.4 | 7 | 0
2020 | MAPP_CA_2_MAPP_US | MAPP_CA | MAPP_US | Internal | Winter | B19 | 700 | 372 | 0 | 45.33 | 36.4 | 7 | 0
2020 | MAPP_CA_2_MAPP_US | MAPP_CA | MAPP_US | Internal | Winter | B20 | 935 | 372 | 0 | 45.33 | 31.27 | 7 | 0
2020 | MAPP_CA_2_MISO_W | MAPP_CA | MISO_W | Internal | Shoulder | B11 | 25 | 1970 | 1970 | 54.53 | 59.74 | 0.01 | 5.19
2020 | MAPP_CA_2_MISO_W | MAPP_CA | MISO_W | Internal | Shoulder | B12 | 200 | 1970 | 1580.42 | 49.75 | 49.76 | 0.01 | 0
2020 | MAPP_CA_2_MISO_W | MAPP_CA | MISO_W | Internal | Shoulder | B13 | 600 | 1970 | 1068.33 | 42.39 | 42.4 | 0.01 | 0
2020 | MAPP_CA_2_MISO_W | MAPP_CA | MISO_W | Internal | Shoulder | B14 | 900 | 1970 | 0 | 42.16 | 40.45 | 0.01 | 0
2020 | MAPP_CA_2_MISO_W | MAPP_CA | MISO_W | Internal | Shoulder | B15 | 1203 | 1970 | 0 | 42.16 | 37.26 | 0.01 | 0
2020 | MAPP_CA_2_MISO_W | MAPP_CA | MISO_W | Internal | Summer | B1 | 10 | 1970 | 1970 | 251.07 | 265.07 | 0.01 | 13.99
2020 | MAPP_CA_2_MISO_W | MAPP_CA | MISO_W | Internal | Summer | B2 | 25 | 1970 | 1970 | 63.81 | 64.69 | 0.01 | 0.87
2020 | MAPP_CA_2_MISO_W | MAPP_CA | MISO_W | Internal | Summer | B3 | 75 | 1970 | 1509.09 | 63.26 | 63.27 | 0.01 | 0
2020 | MAPP_CA_2_MISO_W | MAPP_CA | MISO_W | Internal | Summer | B4 | 100 | 1970 | 1593.95 | 62.56 | 62.58 | 0.01 | 0
2020 | MAPP_CA_2_MISO_W | MAPP_CA | MISO_W | Internal | Summer | B5 | 200 | 1970 | 1661.01 | 61.14 | 61.15 | 0.01 | 0
2020 | MAPP_CA_2_MISO_W | MAPP_CA | MISO_W | Internal | Summer | B6 | 300 | 1970 | 1774.99 | 48.88 | 48.89 | 0.01 | 0
2020 | MAPP_CA_2_MISO_W | MAPP_CA | MISO_W | Internal | Summer | B7 | 400 | 1970 | 740.09 | 40.43 | 40.44 | 0.01 | 0
2020 | MAPP_CA_2_MISO_W | MAPP_CA | MISO_W | Internal | Summer | B8 | 500 | 1970 | 421.57 | 37.33 | 37.34 | 0.01 | 0
2020 | MAPP_CA_2_MISO_W | MAPP_CA | MISO_W | Internal | Summer | B9 | 800 | 1970 | 0 | 37.33 | 36.07 | 0.01 | 0
2020 | MAPP_CA_2_MISO_W | MAPP_CA | MISO_W | Internal | Summer | B10 | 1262 | 1970 | 0 | 37.33 | 34.84 | 0.01 | 0
2020 | MAPP_CA_2_MISO_W | MAPP_CA | MISO_W | Internal | Winter | B16 | 25 | 1970 | 845.65 | 60.77 | 60.78 | 0.01 | 0
2020 | MAPP_CA_2_MISO_W | MAPP_CA | MISO_W | Internal | Winter | B17 | 100 | 1970 | 25.75 | 48.28 | 48.3 | 0.01 | 0
2020 | MAPP_CA_2_MISO_W | MAPP_CA | MISO_W | Internal | Winter | B18 | 400 | 1970 | 0 | 45.33 | 43.4 | 0.01 | 0
2020 | MAPP_CA_2_MISO_W | MAPP_CA | MISO_W | Internal | Winter | B19 | 700 | 1970 | 0 | 45.33 | 41.41 | 0.01 | 0
2020 | MAPP_CA_2_MISO_W | MAPP_CA | MISO_W | Internal | Winter | B20 | 935 | 1970 | 0 | 45.33 | 36.83 | 0.01 | 0
2020 | MAPP_US_2_MAPP_CA | MAPP_US | MAPP_CA | Internal | Shoulder | B11 | 25 | 165 | 0 | 52.74 | 54.53 | 7 | 0
2020 | MAPP_US_2_MAPP_CA | MAPP_US | MAPP_CA | Internal | Shoulder | B12 | 200 | 165 | 0 | 42.76 | 49.75 | 7 | 0
2020 | MAPP_US_2_MAPP_CA | MAPP_US | MAPP_CA | Internal | Shoulder | B13 | 600 | 165 | 0 | 35.4 | 42.39 | 7 | 0
2020 | MAPP_US_2_MAPP_CA | MAPP_US | MAPP_CA | Internal | Shoulder | B14 | 900 | 165 | 165 | 33.56 | 42.16 | 7 | 1.61
2020 | MAPP_US_2_MAPP_CA | MAPP_US | MAPP_CA | Internal | Shoulder | B15 | 1203 | 165 | 165 | 33.27 | 42.16 | 7 | 1.9
2020 | MAPP_US_2_MAPP_CA | MAPP_US | MAPP_CA | Internal | Summer | B1 | 10 | 165 | 0 | 258.07 | 251.07 | 7 | 0
2020 | MAPP_US_2_MAPP_CA | MAPP_US | MAPP_CA | Internal | Summer | B2 | 25 | 165 | 0 | 57.69 | 63.81 | 7 | 0
2020 | MAPP_US_2_MAPP_CA | MAPP_US | MAPP_CA | Internal | Summer | B3 | 75 | 165 | 0 | 57.47 | 63.26 | 7 | 0
2020 | MAPP_US_2_MAPP_CA | MAPP_US | MAPP_CA | Internal | Summer | B4 | 100 | 165 | 0 | 57.47 | 62.56 | 7 | 0
2020 | MAPP_US_2_MAPP_CA | MAPP_US | MAPP_CA | Internal | Summer | B5 | 200 | 165 | 0 | 57 | 61.14 | 7 | 0
2020 | MAPP_US_2_MAPP_CA | MAPP_US | MAPP_CA | Internal | Summer | B6 | 300 | 165 | 0 | 48.88 | 48.88 | 7 | 0
2020 | MAPP_US_2_MAPP_CA | MAPP_US | MAPP_CA | Internal | Summer | B7 | 400 | 165 | 0 | 33.44 | 40.43 | 7 | 0
2020 | MAPP_US_2_MAPP_CA | MAPP_US | MAPP_CA | Internal | Summer | B8 | 500 | 165 | 0 | 30.34 | 37.33 | 7 | 0
2020 | MAPP_US_2_MAPP_CA | MAPP_US | MAPP_CA | Internal | Summer | B9 | 800 | 165 | 165 | 29.07 | 37.33 | 7 | 1.26
2020 | MAPP_US_2_MAPP_CA | MAPP_US | MAPP_CA | Internal | Summer | B10 | 1262 | 165 | 165 | 27.84 | 37.33 | 7 | 2.49
2020 | MAPP_US_2_MAPP_CA | MAPP_US | MAPP_CA | Internal | Winter | B16 | 25 | 165 | 0 | 53.78 | 60.77 | 7 | 0
2020 | MAPP_US_2_MAPP_CA | MAPP_US | MAPP_CA | Internal | Winter | B17 | 100 | 165 | 0 | 41.3 | 48.28 | 7 | 0
2020 | MAPP_US_2_MAPP_CA | MAPP_US | MAPP_CA | Internal | Winter | B18 | 400 | 165 | 165 | 36.4 | 45.33 | 7 | 1.93
2020 | MAPP_US_2_MAPP_CA | MAPP_US | MAPP_CA | Internal | Winter | B19 | 700 | 165 | 165 | 36.4 | 45.33 | 7 | 1.93
2020 | MAPP_US_2_MAPP_CA | MAPP_US | MAPP_CA | Internal | Winter | B20 | 935 | 165 | 165 | 31.27 | 45.33 | 7 | 7.05
2020 | MAPP_US_2_MISO_W | MAPP_US | MISO_W | Internal | Shoulder | B11 | 25 | 2635 | 266.15 | 52.74 | 59.74 | 7 | 0
2020 | MAPP_US_2_MISO_W | MAPP_US | MISO_W | Internal | Shoulder | B12 | 200 | 2635 | 1314.72 | 42.76 | 49.76 | 7 | 0
2020 | MAPP_US_2_MISO_W | MAPP_US | MISO_W | Internal | Shoulder | B13 | 600 | 2635 | 1210.23 | 35.4 | 42.4 | 7 | 0
2020 | MAPP_US_2_MISO_W | MAPP_US | MISO_W | Internal | Shoulder | B14 | 900 | 2635 | 0 | 33.56 | 40.45 | 7 | 0
2020 | MAPP_US_2_MISO_W | MAPP_US | MISO_W | Internal | Shoulder | B15 | 1203 | 2635 | 0 | 33.27 | 37.26 | 7 | 0
2020 | MAPP_US_2_MISO_W | MAPP_US | MISO_W | Internal | Summer | B1 | 10 | 2635 | 1657.77 | 258.07 | 265.07 | 7 | 0
2020 | MAPP_US_2_MISO_W | MAPP_US | MISO_W | Internal | Summer | B2 | 25 | 2635 | 606.06 | 57.69 | 64.69 | 7 | 0
2020 | MAPP_US_2_MISO_W | MAPP_US | MISO_W | Internal | Summer | B3 | 75 | 2635 | 0 | 57.47 | 63.27 | 7 | 0
2020 | MAPP_US_2_MISO_W | MAPP_US | MISO_W | Internal | Summer | B4 | 100 | 2635 | 0 | 57.47 | 62.58 | 7 | 0
2020 | MAPP_US_2_MISO_W | MAPP_US | MISO_W | Internal | Summer | B5 | 200 | 2635 | 0 | 57 | 61.15 | 7 | 0
2020 | MAPP_US_2_MISO_W | MAPP_US | MISO_W | Internal | Summer | B6 | 300 | 2635 | 0 | 48.88 | 48.89 | 7 | 0
2020 | MAPP_US_2_MISO_W | MAPP_US | MISO_W | Internal | Summer | B7 | 400 | 2635 | 284.45 | 33.44 | 40.44 | 7 | 0
2020 | MAPP_US_2_MISO_W | MAPP_US | MISO_W | Internal | Summer | B8 | 500 | 2635 | 680.65 | 30.34 | 37.34 | 7 | 0
2020 | MAPP_US_2_MISO_W | MAPP_US | MISO_W | Internal | Summer | B9 | 800 | 2635 | 2.68 | 29.07 | 36.07 | 7 | 0
2020 | MAPP_US_2_MISO_W | MAPP_US | MISO_W | Internal | Summer | B10 | 1262 | 2635 | 301.74 | 27.84 | 34.84 | 7 | 0
2020 | MAPP_US_2_MISO_W | MAPP_US | MISO_W | Internal | Winter | B16 | 25 | 2635 | 1429.46 | 53.78 | 60.78 | 7 | 0
2020 | MAPP_US_2_MISO_W | MAPP_US | MISO_W | Internal | Winter | B17 | 100 | 2635 | 910.73 | 41.3 | 48.3 | 7 | 0
2020 | MAPP_US_2_MISO_W | MAPP_US | MISO_W | Internal | Winter | B18 | 400 | 2635 | 162.77 | 36.4 | 43.4 | 7 | 0
2020 | MAPP_US_2_MISO_W | MAPP_US | MISO_W | Internal | Winter | B19 | 700 | 2635 | 0 | 36.4 | 41.41 | 7 | 0
2020 | MAPP_US_2_MISO_W | MAPP_US | MISO_W | Internal | Winter | B20 | 935 | 2635 | 0 | 31.27 | 36.83 | 7 | 0
2020 | MAPP_US_2_NE | MAPP_US | NE | Internal | Shoulder | B11 | 25 | 2000 | 1303.32 | 52.74 | 59.74 | 7 | 0
2020 | MAPP_US_2_NE | MAPP_US | NE | Internal | Shoulder | B12 | 200 | 2000 | 0 | 42.76 | 44.76 | 7 | 0
2020 | MAPP_US_2_NE | MAPP_US | NE | Internal | Shoulder | B13 | 600 | 2000 | 0 | 35.4 | 41.6 | 7 | 0
2020 | MAPP_US_2_NE | MAPP_US | NE | Internal | Shoulder | B14 | 900 | 2000 | 0.58 | 33.56 | 40.56 | 7 | 0
2020 | MAPP_US_2_NE | MAPP_US | NE | Internal | Shoulder | B15 | 1203 | 2000 | 0 | 33.27 | 40.17 | 7 | 0
2020 | MAPP_US_2_NE | MAPP_US | NE | Internal | Summer | B1 | 10 | 2000 | 0 | 258.07 | 260.07 | 7 | 0
2020 | MAPP_US_2_NE | MAPP_US | NE | Internal | Summer | B2 | 25 | 2000 | 276.46 | 57.69 | 64.69 | 7 | 0
2020 | MAPP_US_2_NE | MAPP_US | NE | Internal | Summer | B3 | 75 | 2000 | 848.75 | 57.47 | 64.47 | 7 | 0
2020 | MAPP_US_2_NE | MAPP_US | NE | Internal | Summer | B4 | 100 | 2000 | 1094.16 | 57.47 | 64.47 | 7 | 0
2020 | MAPP_US_2_NE | MAPP_US | NE | Internal | Summer | B5 | 200 | 2000 | 995.35 | 57 | 64 | 7 | 0
2020 | MAPP_US_2_NE | MAPP_US | NE | Internal | Summer | B6 | 300 | 2000 | 868.73 | 48.88 | 55.88 | 7 | 0
2020 | MAPP_US_2_NE | MAPP_US | NE | Internal | Summer | B7 | 400 | 2000 | 716.96 | 33.44 | 40.44 | 7 | 0
2020 | MAPP_US_2_NE | MAPP_US | NE | Internal | Summer | B8 | 500 | 2000 | 667.51 | 30.34 | 37.34 | 7 | 0
2020 | MAPP_US_2_NE | MAPP_US | NE | Internal | Summer | B9 | 800 | 2000 | 432.15 | 29.07 | 36.07 | 7 | 0
2020 | MAPP_US_2_NE | MAPP_US | NE | Internal | Summer | B10 | 1262 | 2000 | 0 | 27.84 | 34.68 | 7 | 0
2020 | MAPP_US_2_NE | MAPP_US | NE | Internal | Winter | B16 | 25 | 2000 | 0 | 53.78 | 56.87 | 7 | 0
2020 | MAPP_US_2_NE | MAPP_US | NE | Internal | Winter | B17 | 100 | 2000 | 0 | 41.3 | 43.89 | 7 | 0
2020 | MAPP_US_2_NE | MAPP_US | NE | Internal | Winter | B18 | 400 | 2000 | 0 | 36.4 | 42.82 | 7 | 0
2020 | MAPP_US_2_NE | MAPP_US | NE | Internal | Winter | B19 | 700 | 2000 | 0 | 36.4 | 42.82 | 7 | 0
2020 | MAPP_US_2_NE | MAPP_US | NE | Internal | Winter | B20 | 935 | 2000 | 98.46 | 31.27 | 38.27 | 7 | 0
2020 | MARITIMES_2_NEISO | MARITIMES | NEISO | Internal | Shoulder | B11 | 25 | 99999 | 1400 | 37.66 | 37.67 | 0.01 | 0
2020 | MARITIMES_2_NEISO | MARITIMES | NEISO | Internal | Shoulder | B12 | 200 | 99999 | 1400 | 37.12 | 37.14 | 0.01 | 0
2020 | MARITIMES_2_NEISO | MARITIMES | NEISO | Internal | Shoulder | B13 | 600 | 99999 | 1400 | 37.12 | 37.14 | 0.01 | 0
2020 | MARITIMES_2_NEISO | MARITIMES | NEISO | Internal | Shoulder | B14 | 900 | 99999 | 1400 | 37.12 | 37.14 | 0.01 | 0
2020 | MARITIMES_2_NEISO | MARITIMES | NEISO | Internal | Shoulder | B15 | 1203 | 99999 | 426.43 | 37.12 | 37.14 | 0.01 | 0
2020 | MARITIMES_2_NEISO | MARITIMES | NEISO | Internal | Summer | B1 | 10 | 99999 | 1400.1 | 356.9 | 356.92 | 0.01 | 0
2020 | MARITIMES_2_NEISO | MARITIMES | NEISO | Internal | Summer | B2 | 25 | 99999 | 1400.1 | 138.02 | 138.03 | 0.01 | 0
2020 | MARITIMES_2_NEISO | MARITIMES | NEISO | Internal | Summer | B3 | 75 | 99999 | 1400 | 53.51 | 53.52 | 0.01 | 0
2020 | MARITIMES_2_NEISO | MARITIMES | NEISO | Internal | Summer | B4 | 100 | 99999 | 1400 | 45.3 | 45.31 | 0.01 | 0
2020 | MARITIMES_2_NEISO | MARITIMES | NEISO | Internal | Summer | B5 | 200 | 99999 | 1400 | 34.88 | 34.9 | 0.01 | 0
2020 | MARITIMES_2_NEISO | MARITIMES | NEISO | Internal | Summer | B6 | 300 | 99999 | 1400 | 34.88 | 34.9 | 0.01 | 0
2020 | MARITIMES_2_NEISO | MARITIMES | NEISO | Internal | Summer | B7 | 400 | 99999 | 1400 | 34.88 | 34.9 | 0.01 | 0
2020 | MARITIMES_2_NEISO | MARITIMES | NEISO | Internal | Summer | B8 | 500 | 99999 | 1400 | 34.88 | 34.9 | 0.01 | 0
2020 | MARITIMES_2_NEISO | MARITIMES | NEISO | Internal | Summer | B9 | 800 | 99999 | 1400 | 34.88 | 34.9 | 0.01 | 0
2020 | MARITIMES_2_NEISO | MARITIMES | NEISO | Internal | Summer | B10 | 1262 | 99999 | 236.13 | 34.88 | 34.9 | 0.01 | 0
2020 | MARITIMES_2_NEISO | MARITIMES | NEISO | Internal | Winter | B16 | 25 | 99999 | 1400 | 46.26 | 46.27 | 0.01 | 0
2020 | MARITIMES_2_NEISO | MARITIMES | NEISO | Internal | Winter | B17 | 100 | 99999 | 1400 | 46.26 | 46.27 | 0.01 | 0
2020 | MARITIMES_2_NEISO | MARITIMES | NEISO | Internal | Winter | B18 | 400 | 99999 | 1400 | 44.73 | 44.74 | 0.01 | 0
2020 | MARITIMES_2_NEISO | MARITIMES | NEISO | Internal | Winter | B19 | 700 | 99999 | 1400 | 44.73 | 44.74 | 0.01 | 0
2020 | MARITIMES_2_NEISO | MARITIMES | NEISO | Internal | Winter | B20 | 935 | 99999 | 475.94 | 44.73 | 44.74 | 0.01 | 0
2020 | MISO_IN_2_MISO_MI | MISO_IN | MISO_MI | Internal | Shoulder | B11 | 25 | 5000 | 0 | 59.74 | 56.86 | 0.01 | 0
2020 | MISO_IN_2_MISO_MI | MISO_IN | MISO_MI | Internal | Shoulder | B12 | 200 | 5000 | 0 | 49.78 | 49.77 | 0.01 | 0
2020 | MISO_IN_2_MISO_MI | MISO_IN | MISO_MI | Internal | Shoulder | B13 | 600 | 5000 | 939.17 | 42.42 | 42.43 | 0.01 | 0
2020 | MISO_IN_2_MISO_MI | MISO_IN | MISO_MI | Internal | Shoulder | B14 | 900 | 5000 | 214.78 | 40.45 | 40.46 | 0.01 | 0
2020 | MISO_IN_2_MISO_MI | MISO_IN | MISO_MI | Internal | Shoulder | B15 | 1203 | 5000 | 0 | 37.27 | 37.26 | 0.01 | 0
2020 | MISO_IN_2_MISO_MI | MISO_IN | MISO_MI | Internal | Summer | B1 | 10 | 5000 | 0 | 265.08 | 265.07 | 0.01 | 0
2020 | MISO_IN_2_MISO_MI | MISO_IN | MISO_MI | Internal | Summer | B2 | 25 | 5000 | 0 | 64.69 | 64.68 | 0.01 | 0
2020 | MISO_IN_2_MISO_MI | MISO_IN | MISO_MI | Internal | Summer | B3 | 75 | 5000 | 0 | 61.15 | 61.14 | 0.01 | 0
2020 | MISO_IN_2_MISO_MI | MISO_IN | MISO_MI | Internal | Summer | B4 | 100 | 5000 | 0 | 61.13 | 59.28 | 0.01 | 0
2020 | MISO_IN_2_MISO_MI | MISO_IN | MISO_MI | Internal | Summer | B5 | 200 | 5000 | 0 | 61.13 | 58.16 | 0.01 | 0
2020 | MISO_IN_2_MISO_MI | MISO_IN | MISO_MI | Internal | Summer | B6 | 300 | 5000 | 0 | 48.89 | 48.88 | 0.01 | 0
2020 | MISO_IN_2_MISO_MI | MISO_IN | MISO_MI | Internal | Summer | B7 | 400 | 5000 | 362.47 | 40.47 | 40.48 | 0.01 | 0
2020 | MISO_IN_2_MISO_MI | MISO_IN | MISO_MI | Internal | Summer | B8 | 500 | 5000 | 939.6 | 37.36 | 37.38 | 0.01 | 0
2020 | MISO_IN_2_MISO_MI | MISO_IN | MISO_MI | Internal | Summer | B9 | 800 | 5000 | 331.35 | 36.04 | 36.06 | 0.01 | 0
2020 | MISO_IN_2_MISO_MI | MISO_IN | MISO_MI | Internal | Summer | B10 | 1262 | 5000 | 2265.12 | 34.86 | 34.88 | 0.01 | 0
2020 | MISO_IN_2_MISO_MI | MISO_IN | MISO_MI | Internal | Winter | B16 | 25 | 5000 | 0 | 60.8 | 60.79 | 0.01 | 0
2020 | MISO_IN_2_MISO_MI | MISO_IN | MISO_MI | Internal | Winter | B17 | 100 | 5000 | 0 | 48.33 | 48.32 | 0.01 | 0
2020 | MISO_IN_2_MISO_MI | MISO_IN | MISO_MI | Internal | Winter | B18 | 400 | 5000 | 132.09 | 43.42 | 43.43 | 0.01 | 0
2020 | MISO_IN_2_MISO_MI | MISO_IN | MISO_MI | Internal | Winter | B19 | 700 | 5000 | 14.23 | 41.39 | 41.4 | 0.01 | 0
2020 | MISO_IN_2_MISO_MI | MISO_IN | MISO_MI | Internal | Winter | B20 | 935 | 5000 | 657.81 | 36.86 | 36.87 | 0.01 | 0
2020 | MISO_IN_2_MISO_MO-IL | MISO_IN | MISO_MO-IL | Internal | Shoulder | B11 | 25 | 5000 | 519.31 | 59.74 | 59.75 | 0.01 | 0
2020 | MISO_IN_2_MISO_MO-IL | MISO_IN | MISO_MO-IL | Internal | Shoulder | B12 | 200 | 5000 | 0 | 49.78 | 49.77 | 0.01 | 0
2020 | MISO_IN_2_MISO_MO-IL | MISO_IN | MISO_MO-IL | Internal | Shoulder | B13 | 600 | 5000 | 0 | 42.42 | 42.41 | 0.01 | 0
2020 | MISO_IN_2_MISO_MO-IL | MISO_IN | MISO_MO-IL | Internal | Shoulder | B14 | 900 | 5000 | 0 | 40.45 | 40.44 | 0.01 | 0
2020 | MISO_IN_2_MISO_MO-IL | MISO_IN | MISO_MO-IL | Internal | Shoulder | B15 | 1203 | 5000 | 0 | 37.27 | 37.27 | 0.01 | 0
2020 | MISO_IN_2_MISO_MO-IL | MISO_IN | MISO_MO-IL | Internal | Summer | B1 | 10 | 5000 | 0 | 265.08 | 265.08 | 0.01 | 0
2020 | MISO_IN_2_MISO_MO-IL | MISO_IN | MISO_MO-IL | Internal | Summer | B2 | 25 | 5000 | 373.25 | 64.69 | 64.7 | 0.01 | 0
2020 | MISO_IN_2_MISO_MO-IL | MISO_IN | MISO_MO-IL | Internal | Summer | B3 | 75 | 5000 | 0 | 61.15 | 61.14 | 0.01 | 0
2020 | MISO_IN_2_MISO_MO-IL | MISO_IN | MISO_MO-IL | Internal | Summer | B4 | 100 | 5000 | 891.96 | 61.13 | 61.14 | 0.01 | 0
2020 | MISO_IN_2_MISO_MO-IL | MISO_IN | MISO_MO-IL | Internal | Summer | B5 | 200 | 5000 | 1410.7 | 61.13 | 61.14 | 0.01 | 0
2020 | MISO_IN_2_MISO_MO-IL | MISO_IN | MISO_MO-IL | Internal | Summer | B6 | 300 | 5000 | 219.93 | 48.89 | 48.9 | 0.01 | 0
2020 | MISO_IN_2_MISO_MO-IL | MISO_IN | MISO_MO-IL | Internal | Summer | B7 | 400 | 5000 | 0 | 40.47 | 40.46 | 0.01 | 0
2020 | MISO_IN_2_MISO_MO-IL | MISO_IN | MISO_MO-IL | Internal | Summer | B8 | 500 | 5000 | 0 | 37.36 | 37.35 | 0.01 | 0
2020 | MISO_IN_2_MISO_MO-IL | MISO_IN | MISO_MO-IL | Internal | Summer | B9 | 800 | 5000 | 1110.6 | 36.04 | 36.06 | 0.01 | 0
2020 | MISO_IN_2_MISO_MO-IL | MISO_IN | MISO_MO-IL | Internal | Summer | B10 | 1262 | 5000 | 0 | 34.86 | 34.85 | 0.01 | 0
2020 | MISO_IN_2_MISO_MO-IL | MISO_IN | MISO_MO-IL | Internal | Winter | B16 | 25 | 5000 | 0 | 60.8 | 60.79 | 0.01 | 0
2020 | MISO_IN_2_MISO_MO-IL | MISO_IN | MISO_MO-IL | Internal | Winter | B17 | 100 | 5000 | 0 | 48.33 | 48.31 | 0.01 | 0
2020 | MISO_IN_2_MISO_MO-IL | MISO_IN | MISO_MO-IL | Internal | Winter | B18 | 400 | 5000 | 0 | 43.42 | 43.41 | 0.01 | 0
2020 | MISO_IN_2_MISO_MO-IL | MISO_IN | MISO_MO-IL | Internal | Winter | B19 | 700 | 5000 | 0 | 41.39 | 41.4 | 0.01 | 0
2020 | MISO_IN_2_MISO_MO-IL | MISO_IN | MISO_MO-IL | Internal | Winter | B20 | 935 | 5000 | 0 | 36.86 | 36.84 | 0.01 | 0
2020 | MISO_IN_2_NonRTO_Midwest | MISO_IN | NonRTO_Midwest | Internal | Shoulder | B11 | 25 | 4800 | 1393.34 | 59.74 | 67.74 | 8 | 0
2020 | MISO_IN_2_NonRTO_Midwest | MISO_IN | NonRTO_Midwest | Internal | Shoulder | B12 | 200 | 4800 | 875.71 | 49.78 | 57.78 | 8 | 0
2020 | MISO_IN_2_NonRTO_Midwest | MISO_IN | NonRTO_Midwest | Internal | Shoulder | B13 | 600 | 4800 | 428.8 | 42.42 | 50.42 | 8 | 0
2020 | MISO_IN_2_NonRTO_Midwest | MISO_IN | NonRTO_Midwest | Internal | Shoulder | B14 | 900 | 4800 | 35.84 | 40.45 | 48.45 | 8 | 0
2020 | MISO_IN_2_NonRTO_Midwest | MISO_IN | NonRTO_Midwest | Internal | Shoulder | B15 | 1203 | 4800 | 0 | 37.27 | 35.41 | 8 | 0
2020 | MISO_IN_2_NonRTO_Midwest | MISO_IN | NonRTO_Midwest | Internal | Summer | B1 | 10 | 4800 | 302.33 | 265.08 | 273.08 | 8 | 0
2020 | MISO_IN_2_NonRTO_Midwest | MISO_IN | NonRTO_Midwest | Internal | Summer | B2 | 25 | 4800 | 226.2 | 64.69 | 72.69 | 8 | 0
2020 | MISO_IN_2_NonRTO_Midwest | MISO_IN | NonRTO_Midwest | Internal | Summer | B3 | 75 | 4800 | 0 | 61.15 | 68.51 | 8 | 0
2020 | MISO_IN_2_NonRTO_Midwest | MISO_IN | NonRTO_Midwest | Internal | Summer | B4 | 100 | 4800 | 0 | 61.13 | 68.51 | 8 | 0
2020 | MISO_IN_2_NonRTO_Midwest | MISO_IN | NonRTO_Midwest | Internal | Summer | B5 | 200 | 4800 | 0 | 61.13 | 68.51 | 8 | 0
2020 | MISO_IN_2_NonRTO_Midwest | MISO_IN | NonRTO_Midwest | Internal | Summer | B6 | 300 | 4800 | 1539.14 | 48.89 | 56.89 | 8 | 0
2020 | MISO_IN_2_NonRTO_Midwest | MISO_IN | NonRTO_Midwest | Internal | Summer | B7 | 400 | 4800 | 967.73 | 40.47 | 48.47 | 8 | 0
2020 | MISO_IN_2_NonRTO_Midwest | MISO_IN | NonRTO_Midwest | Internal | Summer | B8 | 500 | 4800 | 464.35 | 37.36 | 45.36 | 8 | 0
2020 | MISO_IN_2_NonRTO_Midwest | MISO_IN | NonRTO_Midwest | Internal | Summer | B9 | 800 | 4800 | 0 | 36.04 | 37.1 | 8 | 0
2020 | MISO_IN_2_NonRTO_Midwest | MISO_IN | NonRTO_Midwest | Internal | Summer | B10 | 1262 | 4800 | 0 | 34.86 | 34.56 | 8 | 0
2020 | MISO_IN_2_NonRTO_Midwest | MISO_IN | NonRTO_Midwest | Internal | Winter | B16 | 25 | 4800 | 2806.33 | 60.8 | 68.8 | 8 | 0
2020 | MISO_IN_2_NonRTO_Midwest | MISO_IN | NonRTO_Midwest | Internal | Winter | B17 | 100 | 4800 | 1710.05 | 48.33 | 56.33 | 8 | 0
2020 | MISO_IN_2_NonRTO_Midwest | MISO_IN | NonRTO_Midwest | Internal | Winter | B18 | 400 | 4800 | 964.59 | 43.42 | 51.42 | 8 | 0
2020 | MISO_IN_2_NonRTO_Midwest | MISO_IN | NonRTO_Midwest | Internal | Winter | B19 | 700 | 4800 | 307.04 | 41.39 | 49.39 | 8 | 0
2020 | MISO_IN_2_NonRTO_Midwest | MISO_IN | NonRTO_Midwest | Internal | Winter | B20 | 935 | 4800 | 0 | 36.86 | 35.5 | 8 | 0
2020 | MISO_IN_2_PJM_ROR | MISO_IN | PJM_ROR | Internal | Shoulder | B11 | 25 | 992 | 0 | 59.74 | 54.86 | 2 | 0
2020 | MISO_IN_2_PJM_ROR | MISO_IN | PJM_ROR | Internal | Shoulder | B12 | 200 | 992 | 0 | 49.78 | 47.86 | 2 | 0
2020 | MISO_IN_2_PJM_ROR | MISO_IN | PJM_ROR | Internal | Shoulder | B13 | 600 | 992 | 0 | 42.42 | 42.79 | 2 | 0
2020 | MISO_IN_2_PJM_ROR | MISO_IN | PJM_ROR | Internal | Shoulder | B14 | 900 | 992 | 0 | 40.45 | 40.11 | 2 | 0
2020 | MISO_IN_2_PJM_ROR | MISO_IN | PJM_ROR | Internal | Shoulder | B15 | 1203 | 992 | 0 | 37.27 | 37.21 | 2 | 0
2020 | MISO_IN_2_PJM_ROR | MISO_IN | PJM_ROR | Internal | Summer | B1 | 10 | 992 | 473.76 | 265.08 | 267.08 | 2 | 0
2020 | MISO_IN_2_PJM_ROR | MISO_IN | PJM_ROR | Internal | Summer | B2 | 25 | 992 | 992 | 64.69 | 66.7 | 2 | 0.01
2020 | MISO_IN_2_PJM_ROR | MISO_IN | PJM_ROR | Internal | Summer | B3 | 75 | 992 | 0 | 61.15 | 61.28 | 2 | 0
2020 | MISO_IN_2_PJM_ROR | MISO_IN | PJM_ROR | Internal | Summer | B4 | 100 | 992 | 0 | 61.13 | 61.28 | 2 | 0
2020 | MISO_IN_2_PJM_ROR | MISO_IN | PJM_ROR | Internal | Summer | B5 | 200 | 992 | 0 | 61.13 | 60.16 | 2 | 0
2020 | MISO_IN_2_PJM_ROR | MISO_IN | PJM_ROR | Internal | Summer | B6 | 300 | 992 | 0 | 48.89 | 47.58 | 2 | 0
2020 | MISO_IN_2_PJM_ROR | MISO_IN | PJM_ROR | Internal | Summer | B7 | 400 | 992 | 0 | 40.47 | 38.91 | 2 | 0
2020 | MISO_IN_2_PJM_ROR | MISO_IN | PJM_ROR | Internal | Summer | B8 | 500 | 992 | 0 | 37.36 | 37.62 | 2 | 0
2020 | MISO_IN_2_PJM_ROR | MISO_IN | PJM_ROR | Internal | Summer | B9 | 800 | 992 | 0 | 36.04 | 35.98 | 2 | 0
2020 | MISO_IN_2_PJM_ROR | MISO_IN | PJM_ROR | Internal | Summer | B10 | 1262 | 992 | 0 | 34.86 | 33.91 | 2 | 0
2020 | MISO_IN_2_PJM_ROR | MISO_IN | PJM_ROR | Internal | Winter | B16 | 25 | 992 | 0 | 60.8 | 58.8 | 2 | 0
2020 | MISO_IN_2_PJM_ROR | MISO_IN | PJM_ROR | Internal | Winter | B17 | 100 | 992 | 0 | 48.33 | 48.59 | 2 | 0
2020 | MISO_IN_2_PJM_ROR | MISO_IN | PJM_ROR | Internal | Winter | B18 | 400 | 992 | 0 | 43.42 | 43.56 | 2 | 0
2020 | MISO_IN_2_PJM_ROR | MISO_IN | PJM_ROR | Internal | Winter | B19 | 700 | 992 | 0 | 41.39 | 41.74 | 2 | 0
2020 | MISO_IN_2_PJM_ROR | MISO_IN | PJM_ROR | Internal | Winter | B20 | 935 | 992 | 0 | 36.86 | 37.04 | 2 | 0
2020 | MISO_MI_2_MISO_IN | MISO_MI | MISO_IN | Internal | Shoulder | B11 | 25 | 2045 | 2045 | 56.86 | 59.74 | 0.01 | 2.87
2020 | MISO_MI_2_MISO_IN | MISO_MI | MISO_IN | Internal | Shoulder | B12 | 200 | 2045 | 115.36 | 49.77 | 49.78 | 0.01 | 0
2020 | MISO_MI_2_MISO_IN | MISO_MI | MISO_IN | Internal | Shoulder | B13 | 600 | 2045 | 0 | 42.43 | 42.42 | 0.01 | 0
2020 | MISO_MI_2_MISO_IN | MISO_MI | MISO_IN | Internal | Shoulder | B14 | 900 | 2045 | 0 | 40.46 | 40.45 | 0.01 | 0
2020 | MISO_MI_2_MISO_IN | MISO_MI | MISO_IN | Internal | Shoulder | B15 | 1203 | 2045 | 234.99 | 37.26 | 37.27 | 0.01 | 0
2020 | MISO_MI_2_MISO_IN | MISO_MI | MISO_IN | Internal | Summer | B1 | 10 | 2045 | 1005.82 | 265.07 | 265.08 | 0.01 | 0
2020 | MISO_MI_2_MISO_IN | MISO_MI | MISO_IN | Internal | Summer | B2 | 25 | 2045 | 1788.83 | 64.68 | 64.69 | 0.01 | 0
2020 | MISO_MI_2_MISO_IN | MISO_MI | MISO_IN | Internal | Summer | B3 | 75 | 2045 | 1570.29 | 61.14 | 61.15 | 0.01 | 0
2020 | MISO_MI_2_MISO_IN | MISO_MI | MISO_IN | Internal | Summer | B4 | 100 | 2045 | 2045 | 59.28 | 61.13 | 0.01 | 1.84
2020 | MISO_MI_2_MISO_IN | MISO_MI | MISO_IN | Internal | Summer | B5 | 200 | 2045 | 2045 | 58.16 | 61.13 | 0.01 | 2.96
2020 | MISO_MI_2_MISO_IN | MISO_MI | MISO_IN | Internal | Summer | B6 | 300 | 2045 | 1759.07 | 48.88 | 48.89 | 0.01 | 0
2020 | MISO_MI_2_MISO_IN | MISO_MI | MISO_IN | Internal | Summer | B7 | 400 | 2045 | 0 | 40.48 | 40.47 | 0.01 | 0
2020 | MISO_MI_2_MISO_IN | MISO_MI | MISO_IN | Internal | Summer | B8 | 500 | 2045 | 0 | 37.38 | 37.36 | 0.01 | 0
2020 | MISO_MI_2_MISO_IN | MISO_MI | MISO_IN | Internal | Summer | B9 | 800 | 2045 | 0 | 36.06 | 36.04 | 0.01 | 0
2020 | MISO_MI_2_MISO_IN | MISO_MI | MISO_IN | Internal | Summer | B10 | 1262 | 2045 | 0 | 34.88 | 34.86 | 0.01 | 0
2020 | MISO_MI_2_MISO_IN | MISO_MI | MISO_IN | Internal | Winter | B16 | 25 | 2045 | 1265.33 | 60.79 | 60.8 | 0.01 | 0
2020 | MISO_MI_2_MISO_IN | MISO_MI | MISO_IN | Internal | Winter | B17 | 100 | 2045 | 217.75 | 48.32 | 48.33 | 0.01 | 0
2020 | MISO_MI_2_MISO_IN | MISO_MI | MISO_IN | Internal | Winter | B18 | 400 | 2045 | 0 | 43.43 | 43.42 | 0.01 | 0
2020 | MISO_MI_2_MISO_IN | MISO_MI | MISO_IN | Internal | Winter | B19 | 700 | 2045 | 0 | 41.4 | 41.39 | 0.01 | 0
2020 | MISO_MI_2_MISO_IN | MISO_MI | MISO_IN | Internal | Winter | B20 | 935 | 2045 | 0 | 36.87 | 36.86 | 0.01 | 0
2020 | MISO_MI_2_MISO_WUMS | MISO_MI | MISO_WUMS | Internal | Shoulder | B11 | 25 | 117 | 117 | 56.86 | 59.72 | 0.01 | 2.85
2020 | MISO_MI_2_MISO_WUMS | MISO_MI | MISO_WUMS | Internal | Shoulder | B12 | 200 | 117 | 0 | 49.77 | 49.77 | 0.01 | 0
2020 | MISO_MI_2_MISO_WUMS | MISO_MI | MISO_WUMS | Internal | Shoulder | B13 | 600 | 117 | 0 | 42.43 | 42.41 | 0.01 | 0
2020 | MISO_MI_2_MISO_WUMS | MISO_MI | MISO_WUMS | Internal | Shoulder | B14 | 900 | 117 | 0 | 40.46 | 40.46 | 0.01 | 0
2020 | MISO_MI_2_MISO_WUMS | MISO_MI | MISO_WUMS | Internal | Shoulder | B15 | 1203 | 117 | 0 | 37.26 | 37.25 | 0.01 | 0
2020 | MISO_MI_2_MISO_WUMS | MISO_MI | MISO_WUMS | Internal | Summer | B1 | 10 | 117 | 51.28 | 265.07 | 265.08 | 0.01 | 0
2020 | MISO_MI_2_MISO_WUMS | MISO_MI | MISO_WUMS | Internal | Summer | B2 | 25 | 117 | 117 | 64.68 | 64.7 | 0.01 | 0.01
2020 | MISO_MI_2_MISO_WUMS | MISO_MI | MISO_WUMS | Internal | Summer | B3 | 75 | 117 | 117 | 61.14 | 63.28 | 0.01 | 2.12
2020 | MISO_MI_2_MISO_WUMS | MISO_MI | MISO_WUMS | Internal | Summer | B4 | 100 | 117 | 117 | 59.28 | 62.59 | 0.01 | 3.3
2020 | MISO_MI_2_MISO_WUMS | MISO_MI | MISO_WUMS | Internal | Summer | B5 | 200 | 117 | 117 | 58.16 | 61.17 | 0.01 | 3
2020 | MISO_MI_2_MISO_WUMS | MISO_MI | MISO_WUMS | Internal | Summer | B6 | 300 | 117 | 0 | 48.88 | 48.88 | 0.01 | 0
2020 | MISO_MI_2_MISO_WUMS | MISO_MI | MISO_WUMS | Internal | Summer | B7 | 400 | 117 | 0 | 40.48 | 40.46 | 0.01 | 0
2020 | MISO_MI_2_MISO_WUMS | MISO_MI | MISO_WUMS | Internal | Summer | B8 | 500 | 117 | 0 | 37.38 | 37.35 | 0.01 | 0
2020 | MISO_MI_2_MISO_WUMS | MISO_MI | MISO_WUMS | Internal | Summer | B9 | 800 | 117 | 117 | 36.06 | 36.08 | 0.01 | 0.01
2020 | MISO_MI_2_MISO_WUMS | MISO_MI | MISO_WUMS | Internal | Summer | B10 | 1262 | 117 | 45.06 | 34.88 | 34.89 | 0.01 | 0
2020 | MISO_MI_2_MISO_WUMS | MISO_MI | MISO_WUMS | Internal | Winter | B16 | 25 | 117 | 0 | 60.79 | 60.79 | 0.01 | 0
2020 | MISO_MI_2_MISO_WUMS | MISO_MI | MISO_WUMS | Internal | Winter | B17 | 100 | 117 | 0 | 48.32 | 48.31 | 0.01 | 0
2020 | MISO_MI_2_MISO_WUMS | MISO_MI | MISO_WUMS | Internal | Winter | B18 | 400 | 117 | 0 | 43.43 | 43.39 | 0.01 | 0
2020 | MISO_MI_2_MISO_WUMS | MISO_MI | MISO_WUMS | Internal | Winter | B19 | 700 | 117 | 0 | 41.4 | 41.4 | 0.01 | 0
2020 | MISO_MI_2_MISO_WUMS | MISO_MI | MISO_WUMS | Internal | Winter | B20 | 935 | 117 | 0 | 36.87 | 36.84 | 0.01 | 0
2020 | MISO_MI_2_PJM_ROR | MISO_MI | PJM_ROR | Internal | Shoulder | B11 | 25 | 1424 | 0 | 56.86 | 54.86 | 2 | 0
2020 | MISO_MI_2_PJM_ROR | MISO_MI | PJM_ROR | Internal | Shoulder | B12 | 200 | 1424 | 0 | 49.77 | 47.86 | 2 | 0
2020 | MISO_MI_2_PJM_ROR | MISO_MI | PJM_ROR | Internal | Shoulder | B13 | 600 | 1424 | 0 | 42.43 | 42.79 | 2 | 0
2020 | MISO_MI_2_PJM_ROR | MISO_MI | PJM_ROR | Internal | Shoulder | B14 | 900 | 1424 | 0 | 40.46 | 40.11 | 2 | 0
2020 | MISO_MI_2_PJM_ROR | MISO_MI | PJM_ROR | Internal | Shoulder | B15 | 1203 | 1424 | 0 | 37.26 | 37.21 | 2 | 0
2020 | MISO_MI_2_PJM_ROR | MISO_MI | PJM_ROR | Internal | Summer | B1 | 10 | 1424 | 1424 | 265.07 | 267.08 | 2 | 0.01
2020 | MISO_MI_2_PJM_ROR | MISO_MI | PJM_ROR | Internal | Summer | B2 | 25 | 1424 | 1424 | 64.68 | 66.7 | 2 | 0.02
2020 | MISO_MI_2_PJM_ROR | MISO_MI | PJM_ROR | Internal | Summer | B3 | 75 | 1424 | 0 | 61.14 | 61.28 | 2 | 0
2020 | MISO_MI_2_PJM_ROR | MISO_MI | PJM_ROR | Internal | Summer | B4 | 100 | 1424 | 569.72 | 59.28 | 61.28 | 2 | 0
2020 | MISO_MI_2_PJM_ROR | MISO_MI | PJM_ROR | Internal | Summer | B5 | 200 | 1424 | 231.03 | 58.16 | 60.16 | 2 | 0
2020 | MISO_MI_2_PJM_ROR | MISO_MI | PJM_ROR | Internal | Summer | B6 | 300 | 1424 | 0 | 48.88 | 47.58 | 2 | 0
2020 | MISO_MI_2_PJM_ROR | MISO_MI | PJM_ROR | Internal | Summer | B7 | 400 | 1424 | 0 | 40.48 | 38.91 | 2 | 0
2020 | MISO_MI_2_PJM_ROR | MISO_MI | PJM_ROR | Internal | Summer | B8 | 500 | 1424 | 0 | 37.38 | 37.62 | 2 | 0
2020 | MISO_MI_2_PJM_ROR | MISO_MI | PJM_ROR | Internal | Summer | B9 | 800 | 1424 | 0 | 36.06 | 35.98 | 2 | 0
2020 | MISO_MI_2_PJM_ROR | MISO_MI | PJM_ROR | Internal | Summer | B10 | 1262 | 1424 | 0 | 34.88 | 33.91 | 2 | 0
2020 | MISO_MI_2_PJM_ROR | MISO_MI | PJM_ROR | Internal | Winter | B16 | 25 | 1424 | 0 | 60.79 | 58.8 | 2 | 0
2020 | MISO_MI_2_PJM_ROR | MISO_MI | PJM_ROR | Internal | Winter | B17 | 100 | 1424 | 0 | 48.32 | 48.59 | 2 | 0
2020 | MISO_MI_2_PJM_ROR | MISO_MI | PJM_ROR | Internal | Winter | B18 | 400 | 1424 | 0 | 43.43 | 43.56 | 2 | 0
2020 | MISO_MI_2_PJM_ROR | MISO_MI | PJM_ROR | Internal | Winter | B19 | 700 | 1424 | 0 | 41.4 | 41.74 | 2 | 0
2020 | MISO_MI_2_PJM_ROR | MISO_MI | PJM_ROR | Internal | Winter | B20 | 935 | 1424 | 0 | 36.87 | 37.04 | 2 | 0
2020 | MISO_MO-IL_2_ENT | MISO_MO-IL | ENT | Internal | Shoulder | B11 | 25 | 2540 | 73.22 | 59.75 | 67.75 | 8 | 0
2020 | MISO_MO-IL_2_ENT | MISO_MO-IL | ENT | Internal | Shoulder | B12 | 200 | 2540 | 0 | 49.77 | 41.91 | 8 | 0
2020 | MISO_MO-IL_2_ENT | MISO_MO-IL | ENT | Internal | Shoulder | B13 | 600 | 2540 | 0 | 42.41 | 41.91 | 8 | 0
2020 | MISO_MO-IL_2_ENT | MISO_MO-IL | ENT | Internal | Shoulder | B14 | 900 | 2540 | 0 | 40.44 | 41.61 | 8 | 0
2020 | MISO_MO-IL_2_ENT | MISO_MO-IL | ENT | Internal | Shoulder | B15 | 1203 | 2540 | 0 | 37.27 | 41.61 | 8 | 0
2020 | MISO_MO-IL_2_ENT | MISO_MO-IL | ENT | Internal | Summer | B1 | 10 | 2540 | 0 | 265.08 | 272.05 | 8 | 0
2020 | MISO_MO-IL_2_ENT | MISO_MO-IL | ENT | Internal | Summer | B2 | 25 | 2540 | 852.55 | 64.7 | 72.7 | 8 | 0
2020 | MISO_MO-IL_2_ENT | MISO_MO-IL | ENT | Internal | Summer | B3 | 75 | 2540 | 0 | 61.14 | 68.21 | 8 | 0
2020 | MISO_MO-IL_2_ENT | MISO_MO-IL | ENT | Internal | Summer | B4 | 100 | 2540 | 0 | 61.14 | 68.21 | 8 | 0
2020 | MISO_MO-IL_2_ENT | MISO_MO-IL | ENT | Internal | Summer | B5 | 200 | 2540 | 0 | 61.14 | 68.21 | 8 | 0
2020 | MISO_MO-IL_2_ENT | MISO_MO-IL | ENT | Internal | Summer | B6 | 300 | 2540 | 0 | 48.9 | 54.58 | 8 | 0
2020 | MISO_MO-IL_2_ENT | MISO_MO-IL | ENT | Internal | Summer | B7 | 400 | 2540 | 0 | 40.46 | 43.51 | 8 | 0
2020 | MISO_MO-IL_2_ENT | MISO_MO-IL | ENT | Internal | Summer | B8 | 500 | 2540 | 0 | 37.35 | 40.59 | 8 | 0
2020 | MISO_MO-IL_2_ENT | MISO_MO-IL | ENT | Internal | Summer | B9 | 800 | 2540 | 0 | 36.06 | 40.3 | 8 | 0
2020 | MISO_MO-IL_2_ENT | MISO_MO-IL | ENT | Internal | Summer | B10 | 1262 | 2540 | 0 | 34.85 | 39.84 | 8 | 0
2020 | MISO_MO-IL_2_ENT | MISO_MO-IL | ENT | Internal | Winter | B16 | 25 | 2540 | 0 | 60.79 | 61.87 | 8 | 0
2020 | MISO_MO-IL_2_ENT | MISO_MO-IL | ENT | Internal | Winter | B17 | 100 | 2540 | 0 | 48.31 | 44.52 | 8 | 0
2020 | MISO_MO-IL_2_ENT | MISO_MO-IL | ENT | Internal | Winter | B18 | 400 | 2540 | 0 | 43.41 | 44.2 | 8 | 0
2020 | MISO_MO-IL_2_ENT | MISO_MO-IL | ENT | Internal | Winter | B19 | 700 | 2540 | 0 | 41.4 | 44.2 | 8 | 0
2020 | MISO_MO-IL_2_ENT | MISO_MO-IL | ENT | Internal | Winter | B20 | 935 | 2540 | 0 | 36.84 | 42.75 | 8 | 0
2020 | MISO_MO-IL_2_MISO_IN | MISO_MO-IL | MISO_IN | Internal | Shoulder | B11 | 25 | 2100 | 0 | 59.75 | 59.74 | 0.01 | 0
2020 | MISO_MO-IL_2_MISO_IN | MISO_MO-IL | MISO_IN | Internal | Shoulder | B12 | 200 | 2100 | 1307.63 | 49.77 | 49.78 | 0.01 | 0
2020 | MISO_MO-IL_2_MISO_IN | MISO_MO-IL | MISO_IN | Internal | Shoulder | B13 | 600 | 2100 | 1549.14 | 42.41 | 42.42 | 0.01 | 0
2020 | MISO_MO-IL_2_MISO_IN | MISO_MO-IL | MISO_IN | Internal | Shoulder | B14 | 900 | 2100 | 80.86 | 40.44 | 40.45 | 0.01 | 0
2020 | MISO_MO-IL_2_MISO_IN | MISO_MO-IL | MISO_IN | Internal | Shoulder | B15 | 1203 | 2100 | 0 | 37.27 | 37.27 | 0.01 | 0
2020 | MISO_MO-IL_2_MISO_IN | MISO_MO-IL | MISO_IN | Internal | Summer | B1 | 10 | 2100 | 0 | 265.08 | 265.08 | 0.01 | 0
2020 | MISO_MO-IL_2_MISO_IN | MISO_MO-IL | MISO_IN | Internal | Summer | B2 | 25 | 2100 | 0 | 64.7 | 64.69 | 0.01 | 0
2020 | MISO_MO-IL_2_MISO_IN | MISO_MO-IL | MISO_IN | Internal | Summer | B3 | 75 | 2100 | 363.83 | 61.14 | 61.15 | 0.01 | 0
2020 | MISO_MO-IL_2_MISO_IN | MISO_MO-IL | MISO_IN | Internal | Summer | B4 | 100 | 2100 | 0 | 61.14 | 61.13 | 0.01 | 0
2020 | MISO_MO-IL_2_MISO_IN | MISO_MO-IL | MISO_IN | Internal | Summer | B5 | 200 | 2100 | 0 | 61.14 | 61.13 | 0.01 | 0
2020 | MISO_MO-IL_2_MISO_IN | MISO_MO-IL | MISO_IN | Internal | Summer | B6 | 300 | 2100 | 0 | 48.9 | 48.89 | 0.01 | 0
2020 | MISO_MO-IL_2_MISO_IN | MISO_MO-IL | MISO_IN | Internal | Summer | B7 | 400 | 2100 | 742.66 | 40.46 | 40.47 | 0.01 | 0
2020 | MISO_MO-IL_2_MISO_IN | MISO_MO-IL | MISO_IN | Internal | Summer | B8 | 500 | 2100 | 537.95 | 37.35 | 37.36 | 0.01 | 0
2020 | MISO_MO-IL_2_MISO_IN | MISO_MO-IL | MISO_IN | Internal | Summer | B9 | 800 | 2100 | 0 | 36.06 | 36.04 | 0.01 | 0
2020 | MISO_MO-IL_2_MISO_IN | MISO_MO-IL | MISO_IN | Internal | Summer | B10 | 1262 | 2100 | 1367.01 | 34.85 | 34.86 | 0.01 | 0
2020 | MISO_MO-IL_2_MISO_IN | MISO_MO-IL | MISO_IN | Internal | Winter | B16 | 25 | 2100 | 2063.77 | 60.79 | 60.8 | 0.01 | 0
2020 | MISO_MO-IL_2_MISO_IN | MISO_MO-IL | MISO_IN | Internal | Winter | B17 | 100 | 2100 | 2100 | 48.31 | 48.33 | 0.01 | 0.01
2020 | MISO_MO-IL_2_MISO_IN | MISO_MO-IL | MISO_IN | Internal | Winter | B18 | 400 | 2100 | 941.62 | 43.41 | 43.42 | 0.01 | 0
2020 | MISO_MO-IL_2_MISO_IN | MISO_MO-IL | MISO_IN | Internal | Winter | B19 | 700 | 2100 | 0 | 41.4 | 41.39 | 0.01 | 0
2020 | MISO_MO-IL_2_MISO_IN | MISO_MO-IL | MISO_IN | Internal | Winter | B20 | 935 | 2100 | 135.62 | 36.84 | 36.86 | 0.01 | 0
2020 | MISO_MO-IL_2_MISO_W | MISO_MO-IL | MISO_W | Internal | Shoulder | B11 | 25 | 960 | 0 | 59.75 | 59.74 | 0.01 | 0
2020 | MISO_MO-IL_2_MISO_W | MISO_MO-IL | MISO_W | Internal | Shoulder | B12 | 200 | 960 | 0 | 49.77 | 49.76 | 0.01 | 0
2020 | MISO_MO-IL_2_MISO_W | MISO_MO-IL | MISO_W | Internal | Shoulder | B13 | 600 | 960 | 0 | 42.41 | 42.4 | 0.01 | 0
2020 | MISO_MO-IL_2_MISO_W | MISO_MO-IL | MISO_W | Internal | Shoulder | B14 | 900 | 960 | 34.12 | 40.44 | 40.45 | 0.01 | 0
2020 | MISO_MO-IL_2_MISO_W | MISO_MO-IL | MISO_W | Internal | Shoulder | B15 | 1203 | 960 | 0 | 37.27 | 37.26 | 0.01 | 0
2020 | MISO_MO-IL_2_MISO_W | MISO_MO-IL | MISO_W | Internal | Summer | B1 | 10 | 960 | 0 | 265.08 | 265.07 | 0.01 | 0
2020 | MISO_MO-IL_2_MISO_W | MISO_MO-IL | MISO_W | Internal | Summer | B2 | 25 | 960 | 0 | 64.7 | 64.69 | 0.01 | 0
2020 | MISO_MO-IL_2_MISO_W | MISO_MO-IL | MISO_W | Internal | Summer | B3 | 75 | 960 | 960 | 61.14 | 63.27 | 0.01 | 2.11
2020 | MISO_MO-IL_2_MISO_W | MISO_MO-IL | MISO_W | Internal | Summer | B4 | 100 | 960 | 960 | 61.14 | 62.58 | 0.01 | 1.42
2020 | MISO_MO-IL_2_MISO_W | MISO_MO-IL | MISO_W | Internal | Summer | B5 | 200 | 960 | 491.39 | 61.14 | 61.15 | 0.01 | 0
2020 | MISO_MO-IL_2_MISO_W | MISO_MO-IL | MISO_W | Internal | Summer | B6 | 300 | 960 | 0 | 48.9 | 48.89 | 0.01 | 0
2020 | MISO_MO-IL_2_MISO_W | MISO_MO-IL | MISO_W | Internal | Summer | B7 | 400 | 960 | 0 | 40.46 | 40.44 | 0.01 | 0
2020 | MISO_MO-IL_2_MISO_W | MISO_MO-IL | MISO_W | Internal | Summer | B8 | 500 | 960 | 0 | 37.35 | 37.34 | 0.01 | 0
2020 | MISO_MO-IL_2_MISO_W | MISO_MO-IL | MISO_W | Internal | Summer | B9 | 800 | 960 | 595.18 | 36.06 | 36.07 | 0.01 | 0
2020 | MISO_MO-IL_2_MISO_W | MISO_MO-IL | MISO_W | Internal | Summer | B10 | 1262 | 960 | 0 | 34.85 | 34.84 | 0.01 | 0
2020 | MISO_MO-IL_2_MISO_W | MISO_MO-IL | MISO_W | Internal | Winter | B16 | 25 | 960 | 0 | 60.79 | 60.78 | 0.01 | 0
2020 | MISO_MO-IL_2_MISO_W | MISO_MO-IL | MISO_W | Internal | Winter | B17 | 100 | 960 | 0 | 48.31 | 48.3 | 0.01 | 0
2020 | MISO_MO-IL_2_MISO_W | MISO_MO-IL | MISO_W | Internal | Winter | B18 | 400 | 960 | 0 | 43.41 | 43.4 | 0.01 | 0
2020 | MISO_MO-IL_2_MISO_W | MISO_MO-IL | MISO_W | Internal | Winter | B19 | 700 | 960 | 416.84 | 41.4 | 41.41 | 0.01 | 0
2020 | MISO_MO-IL_2_MISO_W | MISO_MO-IL | MISO_W | Internal | Winter | B20 | 935 | 960 | 0 | 36.84 | 36.83 | 0.01 | 0
2020 | MISO_MO-IL_2_PJM_ROR | MISO_MO-IL | PJM_ROR | Internal | Shoulder | B11 | 25 | 1212 | 0 | 59.75 | 54.86 | 2 | 0
2020 | MISO_MO-IL_2_PJM_ROR | MISO_MO-IL | PJM_ROR | Internal | Shoulder | B12 | 200 | 1212 | 0 | 49.77 | 47.86 | 2 | 0
2020 | MISO_MO-IL_2_PJM_ROR | MISO_MO-IL | PJM_ROR | Internal | Shoulder | B13 | 600 | 1212 | 0 | 42.41 | 42.79 | 2 | 0
2020 | MISO_MO-IL_2_PJM_ROR | MISO_MO-IL | PJM_ROR | Internal | Shoulder | B14 | 900 | 1212 | 0 | 40.44 | 40.11 | 2 | 0
2020 | MISO_MO-IL_2_PJM_ROR | MISO_MO-IL | PJM_ROR | Internal | Shoulder | B15 | 1203 | 1212 | 0 | 37.27 | 37.21 | 2 | 0
2020 | MISO_MO-IL_2_PJM_ROR | MISO_MO-IL | PJM_ROR | Internal | Summer | B1 | 10 | 1212 | 861.16 | 265.08 | 267.08 | 2 | 0
2020 | MISO_MO-IL_2_PJM_ROR | MISO_MO-IL | PJM_ROR | Internal | Summer | B2 | 25 | 1212 | 8.5 | 64.7 | 66.7 | 2 | 0
2020 | MISO_MO-IL_2_PJM_ROR | MISO_MO-IL | PJM_ROR | Internal | Summer | B3 | 75 | 1212 | 0 | 61.14 | 61.28 | 2 | 0
2020 | MISO_MO-IL_2_PJM_ROR | MISO_MO-IL | PJM_ROR | Internal | Summer | B4 | 100 | 1212 | 0 | 61.14 | 61.28 | 2 | 0
2020 | MISO_MO-IL_2_PJM_ROR | MISO_MO-IL | PJM_ROR | Internal | Summer | B5 | 200 | 1212 | 0 | 61.14 | 60.16 | 2 | 0
2020 | MISO_MO-IL_2_PJM_ROR | MISO_MO-IL | PJM_ROR | Internal | Summer | B6 | 300 | 1212 | 0 | 48.9 | 47.58 | 2 | 0
2020 | MISO_MO-IL_2_PJM_ROR | MISO_MO-IL | PJM_ROR | Internal | Summer | B7 | 400 | 1212 | 0 | 40.46 | 38.91 | 2 | 0
2020 | MISO_MO-IL_2_PJM_ROR | MISO_MO-IL | PJM_ROR | Internal | Summer | B8 | 500 | 1212 | 0 | 37.35 | 37.62 | 2 | 0
2020 | MISO_MO-IL_2_PJM_ROR | MISO_MO-IL | PJM_ROR | Internal | Summer | B9 | 800 | 1212 | 0 | 36.06 | 35.98 | 2 | 0
2020 | MISO_MO-IL_2_PJM_ROR | MISO_MO-IL | PJM_ROR | Internal | Summer | B10 | 1262 | 1212 | 0 | 34.85 | 33.91 | 2 | 0
2020 | MISO_MO-IL_2_PJM_ROR | MISO_MO-IL | PJM_ROR | Internal | Winter | B16 | 25 | 1212 | 0 | 60.79 | 58.8 | 2 | 0
2020 | MISO_MO-IL_2_PJM_ROR | MISO_MO-IL | PJM_ROR | Internal | Winter | B17 | 100 | 1212 | 0 | 48.31 | 48.59 | 2 | 0
2020 | MISO_MO-IL_2_PJM_ROR | MISO_MO-IL | PJM_ROR | Internal | Winter | B18 | 400 | 1212 | 0 | 43.41 | 43.56 | 2 | 0
2020 | MISO_MO-IL_2_PJM_ROR | MISO_MO-IL | PJM_ROR | Internal | Winter | B19 | 700 | 1212 | 0 | 41.4 | 41.74 | 2 | 0
2020 | MISO_MO-IL_2_PJM_ROR | MISO_MO-IL | PJM_ROR | Internal | Winter | B20 | 935 | 1212 | 0 | 36.84 | 37.04 | 2 | 0
2020 | MISO_MO-IL_2_SPP_N | MISO_MO-IL | SPP_N | Internal | Shoulder | B11 | 25 | 2000 | 0 | 59.75 | 66.74 | 8 | 0
2020 | MISO_MO-IL_2_SPP_N | MISO_MO-IL | SPP_N | Internal | Shoulder | B12 | 200 | 2000 | 0 | 49.77 | 44.77 | 8 | 0
2020 | MISO_MO-IL_2_SPP_N | MISO_MO-IL | SPP_N | Internal | Shoulder | B13 | 600 | 2000 | 0 | 42.41 | 41.62 | 8 | 0
2020 | MISO_MO-IL_2_SPP_N | MISO_MO-IL | SPP_N | Internal | Shoulder | B14 | 900 | 2000 | 0 | 40.44 | 40.57 | 8 | 0
2020 | MISO_MO-IL_2_SPP_N | MISO_MO-IL | SPP_N | Internal | Shoulder | B15 | 1203 | 2000 | 0 | 37.27 | 40.19 | 8 | 0
2020 | MISO_MO-IL_2_SPP_N | MISO_MO-IL | SPP_N | Internal | Summer | B1 | 10 | 2000 | 0 | 265.08 | 267.05 | 8 | 0
2020 | MISO_MO-IL_2_SPP_N | MISO_MO-IL | SPP_N | Internal | Summer | B2 | 25 | 2000 | 0 | 64.7 | 68.61 | 8 | 0
2020 | MISO_MO-IL_2_SPP_N | MISO_MO-IL | SPP_N | Internal | Summer | B3 | 75 | 2000 | 0 | 61.14 | 66.03 | 8 | 0
2020 | MISO_MO-IL_2_SPP_N | MISO_MO-IL | SPP_N | Internal | Summer | B4 | 100 | 2000 | 0 | 61.14 | 66.03 | 8 | 0
2020 | MISO_MO-IL_2_SPP_N | MISO_MO-IL | SPP_N | Internal | Summer | B5 | 200 | 2000 | 0 | 61.14 | 66.03 | 8 | 0
2020 | MISO_MO-IL_2_SPP_N | MISO_MO-IL | SPP_N | Internal | Summer | B6 | 300 | 2000 | 0 | 48.9 | 55.89 | 8 | 0
2020 | MISO_MO-IL_2_SPP_N | MISO_MO-IL | SPP_N | Internal | Summer | B7 | 400 | 2000 | 0 | 40.46 | 47.44 | 8 | 0
2020 | MISO_MO-IL_2_SPP_N | MISO_MO-IL | SPP_N | Internal | Summer | B8 | 500 | 2000 | 0 | 37.35 | 40.6 | 8 | 0
2020 | MISO_MO-IL_2_SPP_N | MISO_MO-IL | SPP_N | Internal | Summer | B9 | 800 | 2000 | 0 | 36.06 | 39.37 | 8 | 0
2020 | MISO_MO-IL_2_SPP_N | MISO_MO-IL | SPP_N | Internal | Summer | B10 | 1262 | 2000 | 0 | 34.85 | 38.85 | 8 | 0
2020 | MISO_MO-IL_2_SPP_N | MISO_MO-IL | SPP_N | Internal | Winter | B16 | 25 | 2000 | 0 | 60.79 | 56.89 | 8 | 0
2020 | MISO_MO-IL_2_SPP_N | MISO_MO-IL | SPP_N | Internal | Winter | B17 | 100 | 2000 | 0 | 48.31 | 43.9 | 8 | 0
2020 | MISO_MO-IL_2_SPP_N | MISO_MO-IL | SPP_N | Internal | Winter | B18 | 400 | 2000 | 0 | 43.41 | 42.83 | 8 | 0
2020 | MISO_MO-IL_2_SPP_N | MISO_MO-IL | SPP_N | Internal | Winter | B19 | 700 | 2000 | 0 | 41.4 | 42.83 | 8 | 0
2020 | MISO_MO-IL_2_SPP_N | MISO_MO-IL | SPP_N | Internal | Winter | B20 | 935 | 2000 | 0 | 36.84 | 42.74 | 8 | 0
2020 | MISO_MO-IL_2_TVA_Transmission | MISO_MO-IL | TVA_Transmission | Internal | Shoulder | B11 | 25 | 4000 | 0 | 59.75 | 60.56 | 8 | 0
2020 | MISO_MO-IL_2_TVA_Transmission | MISO_MO-IL | TVA_Transmission | Internal | Shoulder | B12 | 200 | 4000 | 0 | 49.77 | 49.34 | 8 | 0
2020 | MISO_MO-IL_2_TVA_Transmission | MISO_MO-IL | TVA_Transmission | Internal | Shoulder | B13 | 600 | 4000 | 0 | 42.41 | 45.75 | 8 | 0
2020 | MISO_MO-IL_2_TVA_Transmission | MISO_MO-IL | TVA_Transmission | Internal | Shoulder | B14 | 900 | 4000 | 0 | 40.44 | 44.72 | 8 | 0
2020 | MISO_MO-IL_2_TVA_Transmission | MISO_MO-IL | TVA_Transmission | Internal | Shoulder | B15 | 1203 | 4000 | 0 | 37.27 | 43.21 | 8 | 0
2020 | MISO_MO-IL_2_TVA_Transmission | MISO_MO-IL | TVA_Transmission | Internal | Summer | B1 | 10 | 4000 | 2303.11 | 265.08 | 273.08 | 8 | 0
2020 | MISO_MO-IL_2_TVA_Transmission | MISO_MO-IL | TVA_Transmission | Internal | Summer | B2 | 25 | 4000 | 1879.96 | 64.7 | 72.7 | 8 | 0
2020 | MISO_MO-IL_2_TVA_Transmission | MISO_MO-IL | TVA_Transmission | Internal | Summer | B3 | 75 | 4000 | 353.6 | 61.14 | 69.14 | 8 | 0
2020 | MISO_MO-IL_2_TVA_Transmission | MISO_MO-IL | TVA_Transmission | Internal | Summer | B4 | 100 | 4000 | 0 | 61.14 | 67.28 | 8 | 0
2020 | MISO_MO-IL_2_TVA_Transmission | MISO_MO-IL | TVA_Transmission | Internal | Summer | B5 | 200 | 4000 | 0 | 61.14 | 66.16 | 8 | 0
2020 | MISO_MO-IL_2_TVA_Transmission | MISO_MO-IL | TVA_Transmission | Internal | Summer | B6 | 300 | 4000 | 0 | 48.9 | 53.58 | 8 | 0
2020 | MISO_MO-IL_2_TVA_Transmission | MISO_MO-IL | TVA_Transmission | Internal | Summer | B7 | 400 | 4000 | 0 | 40.46 | 44.09 | 8 | 0
2020 | MISO_MO-IL_2_TVA_Transmission | MISO_MO-IL | TVA_Transmission | Internal | Summer | B8 | 500 | 4000 | 0 | 37.35 | 42.51 | 8 | 0
2020 | MISO_MO-IL_2_TVA_Transmission | MISO_MO-IL | TVA_Transmission | Internal | Summer | B9 | 800 | 4000 | 0 | 36.06 | 41.72 | 8 | 0
2020 | MISO_MO-IL_2_TVA_Transmission | MISO_MO-IL | TVA_Transmission | Internal | Summer | B10 | 1262 | 4000 | 0 | 34.85 | 38.88 | 8 | 0
2020 | MISO_MO-IL_2_TVA_Transmission | MISO_MO-IL | TVA_Transmission | Internal | Winter | B16 | 25 | 4000 | 0 | 60.79 | 64.8 | 8 | 0
2020 | MISO_MO-IL_2_TVA_Transmission | MISO_MO-IL | TVA_Transmission | Internal | Winter | B17 | 100 | 4000 | 0 | 48.31 | 50.06 | 8 | 0
2020 | MISO_MO-IL_2_TVA_Transmission | MISO_MO-IL | TVA_Transmission | Internal | Winter | B18 | 400 | 4000 | 0 | 43.41 | 46.81 | 8 | 0
2020 | MISO_MO-IL_2_TVA_Transmission | MISO_MO-IL | TVA_Transmission | Internal | Winter | B19 | 700 | 4000 | 0 | 41.4 | 45.87 | 8 | 0
2020 | MISO_MO-IL_2_TVA_Transmission | MISO_MO-IL | TVA_Transmission | Internal | Winter | B20 | 935 | 4000 | 0 | 36.84 | 43.04 | 8 | 0
2020 | MISO_W_2_MAPP_CA | MISO_W | MAPP_CA | Internal | Shoulder | B11 | 25 | 700 | 0 | 59.74 | 54.53 | 0.01 | 0
2020 | MISO_W_2_MAPP_CA | MISO_W | MAPP_CA | Internal | Shoulder | B12 | 200 | 700 | 0 | 49.76 | 49.75 | 0.01 | 0
2020 | MISO_W_2_MAPP_CA | MISO_W | MAPP_CA | Internal | Shoulder | B13 | 600 | 700 | 0 | 42.4 | 42.39 | 0.01 | 0
2020 | MISO_W_2_MAPP_CA | MISO_W | MAPP_CA | Internal | Shoulder | B14 | 900 | 700 | 700 | 40.45 | 42.16 | 0.01 | 1.7
2020 | MISO_W_2_MAPP_CA | MISO_W | MAPP_CA | Internal | Shoulder | B15 | 1203 | 700 | 700 | 37.26 | 42.16 | 0.01 | 4.89
2020 | MISO_W_2_MAPP_CA | MISO_W | MAPP_CA | Internal | Summer | B1 | 10 | 700 | 0 | 265.07 | 251.07 | 0.01 | 0
2020 | MISO_W_2_MAPP_CA | MISO_W | MAPP_CA | Internal | Summer | B2 | 25 | 700 | 0 | 64.69 | 63.81 | 0.01 | 0
2020 | MISO_W_2_MAPP_CA | MISO_W | MAPP_CA | Internal | Summer | B3 | 75 | 700 | 0 | 63.27 | 63.26 | 0.01 | 0
2020 | MISO_W_2_MAPP_CA | MISO_W | MAPP_CA | Internal | Summer | B4 | 100 | 700 | 0 | 62.58 | 62.56 | 0.01 | 0
2020 | MISO_W_2_MAPP_CA | MISO_W | MAPP_CA | Internal | Summer | B5 | 200 | 700 | 0 | 61.15 | 61.14 | 0.01 | 0
2020 | MISO_W_2_MAPP_CA | MISO_W | MAPP_CA | Internal | Summer | B6 | 300 | 700 | 0 | 48.89 | 48.88 | 0.01 | 0
2020 | MISO_W_2_MAPP_CA | MISO_W | MAPP_CA | Internal | Summer | B7 | 400 | 700 | 0 | 40.44 | 40.43 | 0.01 | 0
2020 | MISO_W_2_MAPP_CA | MISO_W | MAPP_CA | Internal | Summer | B8 | 500 | 700 | 0 | 37.34 | 37.33 | 0.01 | 0
2020 | MISO_W_2_MAPP_CA | MISO_W | MAPP_CA | Internal | Summer | B9 | 800 | 700 | 700 | 36.07 | 37.33 | 0.01 | 1.25
2020 | MISO_W_2_MAPP_CA | MISO_W | MAPP_CA | Internal | Summer | B10 | 1262 | 700 | 700 | 34.84 | 37.33 | 0.01 | 2.48
2020 | MISO_W_2_MAPP_CA | MISO_W | MAPP_CA | Internal | Winter | B16 | 25 | 700 | 0 | 60.78 | 60.77 | 0.01 | 0
2020 | MISO_W_2_MAPP_CA | MISO_W | MAPP_CA | Internal | Winter | B17 | 100 | 700 | 0 | 48.3 | 48.28 | 0.01 | 0
2020 | MISO_W_2_MAPP_CA | MISO_W | MAPP_CA | Internal | Winter | B18 | 400 | 700 | 700 | 43.4 | 45.33 | 0.01 | 1.92
2020 | MISO_W_2_MAPP_CA | MISO_W | MAPP_CA | Internal | Winter | B19 | 700 | 700 | 700 | 41.41 | 45.33 | 0.01 | 3.9
2020 | MISO_W_2_MAPP_CA | MISO_W | MAPP_CA | Internal | Winter | B20 | 935 | 700 | 700 | 36.83 | 45.33 | 0.01 | 8.48
2020 | MISO_W_2_MISO_MO-IL | MISO_W | MISO_MO-IL | Internal | Shoulder | B11 | 25 | 3800 | 1027.49 | 59.74 | 59.75 | 0.01 | 0
2020 | MISO_W_2_MISO_MO-IL | MISO_W | MISO_MO-IL | Internal | Shoulder | B12 | 200 | 3800 | 2030.13 | 49.76 | 49.77 | 0.01 | 0
2020 | MISO_W_2_MISO_MO-IL | MISO_W | MISO_MO-IL | Internal | Shoulder | B13 | 600 | 3800 | 1661.21 | 42.4 | 42.41 | 0.01 | 0
2020 | MISO_W_2_MISO_MO-IL | MISO_W | MISO_MO-IL | Internal | Shoulder | B14 | 900 | 3800 | 0 | 40.45 | 40.44 | 0.01 | 0
2020 | MISO_W_2_MISO_MO-IL | MISO_W | MISO_MO-IL | Internal | Shoulder | B15 | 1203 | 3800 | 117.01 | 37.26 | 37.27 | 0.01 | 0
2020 | MISO_W_2_MISO_MO-IL | MISO_W | MISO_MO-IL | Internal | Summer | B1 | 10 | 3800 | 2970.91 | 265.07 | 265.08 | 0.01 | 0
2020 | MISO_W_2_MISO_MO-IL | MISO_W | MISO_MO-IL | Internal | Summer | B2 | 25 | 3800 | 1807.18 | 64.69 | 64.7 | 0.01 | 0
2020 | MISO_W_2_MISO_MO-IL | MISO_W | MISO_MO-IL | Internal | Summer | B3 | 75 | 3800 | 0 | 63.27 | 61.14 | 0.01 | 0
2020 | MISO_W_2_MISO_MO-IL | MISO_W | MISO_MO-IL | Internal | Summer | B4 | 100 | 3800 | 0 | 62.58 | 61.14 | 0.01 | 0
2020 | MISO_W_2_MISO_MO-IL | MISO_W | MISO_MO-IL | Internal | Summer | B5 | 200 | 3800 | 0 | 61.15 | 61.14 | 0.01 | 0
2020 | MISO_W_2_MISO_MO-IL | MISO_W | MISO_MO-IL | Internal | Summer | B6 | 300 | 3800 | 250.71 | 48.89 | 48.9 | 0.01 | 0
2020 | MISO_W_2_MISO_MO-IL | MISO_W | MISO_MO-IL | Internal | Summer | B7 | 400 | 3800 | 852.98 | 40.44 | 40.46 | 0.01 | 0
2020 | MISO_W_2_MISO_MO-IL | MISO_W | MISO_MO-IL | Internal | Summer | B8 | 500 | 3800 | 1085.63 | 37.34 | 37.35 | 0.01 | 0
2020 | MISO_W_2_MISO_MO-IL | MISO_W | MISO_MO-IL | Internal | Summer | B9 | 800 | 3800 | 0 | 36.07 | 36.06 | 0.01 | 0
2020 | MISO_W_2_MISO_MO-IL | MISO_W | MISO_MO-IL | Internal | Summer | B10 | 1262 | 3800 | 594.03 | 34.84 | 34.85 | 0.01 | 0
2020 | MISO_W_2_MISO_MO-IL | MISO_W | MISO_MO-IL | Internal | Winter | B16 | 25 | 3800 | 3295.65 | 60.78 | 60.79 | 0.01 | 0
2020 | MISO_W_2_MISO_MO-IL | MISO_W | MISO_MO-IL | Internal | Winter | B17 | 100 | 3800 | 2779.07 | 48.3 | 48.31 | 0.01 | 0
2020 | MISO_W_2_MISO_MO-IL | MISO_W | MISO_MO-IL | Internal | Winter | B18 | 400 | 3800 | 945.88 | 43.4 | 43.41 | 0.01 | 0
2020 | MISO_W_2_MISO_MO-IL | MISO_W | MISO_MO-IL | Internal | Winter | B19 | 700 | 3800 | 0 | 41.41 | 41.4 | 0.01 | 0
2020 | MISO_W_2_MISO_MO-IL | MISO_W | MISO_MO-IL | Internal | Winter | B20 | 935 | 3800 | 490.03 | 36.83 | 36.84 | 0.01 | 0
2020 | MISO_W_2_MISO_WUMS | MISO_W | MISO_WUMS | Internal | Shoulder | B11 | 25 | 1629 | 0 | 59.74 | 59.72 | 0.01 | 0
2020 | MISO_W_2_MISO_WUMS | MISO_W | MISO_WUMS | Internal | Shoulder | B12 | 200 | 1629 | 391.92 | 49.76 | 49.77 | 0.01 | 0
2020 | MISO_W_2_MISO_WUMS | MISO_W | MISO_WUMS | Internal | Shoulder | B13 | 600 | 1629 | 265.89 | 42.4 | 42.41 | 0.01 | 0
2020 | MISO_W_2_MISO_WUMS | MISO_W | MISO_WUMS | Internal | Shoulder | B14 | 900 | 1629 | 125.35 | 40.45 | 40.46 | 0.01 | 0
2020 | MISO_W_2_MISO_WUMS | MISO_W | MISO_WUMS | Internal | Shoulder | B15 | 1203 | 1629 | 0 | 37.26 | 37.25 | 0.01 | 0
2020 | MISO_W_2_MISO_WUMS | MISO_W | MISO_WUMS | Internal | Summer | B1 | 10 | 1629 | 422.84 | 265.07 | 265.08 | 0.01 | 0
2020 | MISO_W_2_MISO_WUMS | MISO_W | MISO_WUMS | Internal | Summer | B2 | 25 | 1629 | 8.62 | 64.69 | 64.7 | 0.01 | 0
2020 | MISO_W_2_MISO_WUMS | MISO_W | MISO_WUMS | Internal | Summer | B3 | 75 | 1629 | 797.43 | 63.27 | 63.28 | 0.01 | 0
2020 | MISO_W_2_MISO_WUMS | MISO_W | MISO_WUMS | Internal | Summer | B4 | 100 | 1629 | 716.11 | 62.58 | 62.59 | 0.01 | 0
2020 | MISO_W_2_MISO_WUMS | MISO_W | MISO_WUMS | Internal | Summer | B5 | 200 | 1629 | 180.69 | 61.15 | 61.17 | 0.01 | 0
2020 | MISO_W_2_MISO_WUMS | MISO_W | MISO_WUMS | Internal | Summer | B6 | 300 | 1629 | 0 | 48.89 | 48.88 | 0.01 | 0
2020 | MISO_W_2_MISO_WUMS | MISO_W | MISO_WUMS | Internal | Summer | B7 | 400 | 1629 | 243.24 | 40.44 | 40.46 | 0.01 | 0
2020 | MISO_W_2_MISO_WUMS | MISO_W | MISO_WUMS | Internal | Summer | B8 | 500 | 1629 | 282.62 | 37.34 | 37.35 | 0.01 | 0
2020 | MISO_W_2_MISO_WUMS | MISO_W | MISO_WUMS | Internal | Summer | B9 | 800 | 1629 | 458.14 | 36.07 | 36.08 | 0.01 | 0
2020 | MISO_W_2_MISO_WUMS | MISO_W | MISO_WUMS | Internal | Summer | B10 | 1262 | 1629 | 1629 | 34.84 | 34.89 | 0.01 | 0.04
2020 | MISO_W_2_MISO_WUMS | MISO_W | MISO_WUMS | Internal | Winter | B16 | 25 | 1629 | 327.42 | 60.78 | 60.79 | 0.01 | 0
2020 | MISO_W_2_MISO_WUMS | MISO_W | MISO_WUMS | Internal | Winter | B17 | 100 | 1629 | 198.61 | 48.3 | 48.31 | 0.01 | 0
2020 | MISO_W_2_MISO_WUMS | MISO_W | MISO_WUMS | Internal | Winter | B18 | 400 | 1629 | 0 | 43.4 | 43.39 | 0.01 | 0
2020 | MISO_W_2_MISO_WUMS | MISO_W | MISO_WUMS | Internal | Winter | B19 | 700 | 1629 | 0 | 41.41 | 41.4 | 0.01 | 0
2020 | MISO_W_2_MISO_WUMS | MISO_W | MISO_WUMS | Internal | Winter | B20 | 935 | 1629 | 1486.94 | 36.83 | 36.84 | 0.01 | 0
2020 | MISO_W_2_PJM_ROR | MISO_W | PJM_ROR | Internal | Shoulder | B11 | 25 | 773 | 0 | 59.74 | 54.86 | 2 | 0
2020 | MISO_W_2_PJM_ROR | MISO_W | PJM_ROR | Internal | Shoulder | B12 | 200 | 773 | 0 | 49.76 | 47.86 | 2 | 0
2020 | MISO_W_2_PJM_ROR | MISO_W | PJM_ROR | Internal | Shoulder | B13 | 600 | 773 | 0 | 42.4 | 42.79 | 2 | 0
2020 | MISO_W_2_PJM_ROR | MISO_W | PJM_ROR | Internal | Shoulder | B14 | 900 | 773 | 0 | 40.45 | 40.11 | 2 | 0
2020 | MISO_W_2_PJM_ROR | MISO_W | PJM_ROR | Internal | Shoulder | B15 | 1203 | 773 | 0 | 37.26 | 37.21 | 2 | 0
2020 | MISO_W_2_PJM_ROR | MISO_W | PJM_ROR | Internal | Summer | B1 | 10 | 773 | 773 | 265.07 | 267.08 | 2 | 0.01
2020 | MISO_W_2_PJM_ROR | MISO_W | PJM_ROR | Internal | Summer | B2 | 25 | 773 | 773 | 64.69 | 66.7 | 2 | 0.01
2020 | MISO_W_2_PJM_ROR | MISO_W | PJM_ROR | Internal | Summer | B3 | 75 | 773 | 0 | 63.27 | 61.28 | 2 | 0
2020 | MISO_W_2_PJM_ROR | MISO_W | PJM_ROR | Internal | Summer | B4 | 100 | 773 | 0 | 62.58 | 61.28 | 2 | 0
2020 | MISO_W_2_PJM_ROR | MISO_W | PJM_ROR | Internal | Summer | B5 | 200 | 773 | 0 | 61.15 | 60.16 | 2 | 0
2020 | MISO_W_2_PJM_ROR | MISO_W | PJM_ROR | Internal | Summer | B6 | 300 | 773 | 0 | 48.89 | 47.58 | 2 | 0
2020 | MISO_W_2_PJM_ROR | MISO_W | PJM_ROR | Internal | Summer | B7 | 400 | 773 | 0 | 40.44 | 38.91 | 2 | 0
2020 | MISO_W_2_PJM_ROR | MISO_W | PJM_ROR | Internal | Summer | B8 | 500 | 773 | 0 | 37.34 | 37.62 | 2 | 0
2020 | MISO_W_2_PJM_ROR | MISO_W | PJM_ROR | Internal | Summer | B9 | 800 | 773 | 0 | 36.07 | 35.98 | 2 | 0
2020 | MISO_W_2_PJM_ROR | MISO_W | PJM_ROR | Internal | Summer | B10 | 1262 | 773 | 0 | 34.84 | 33.91 | 2 | 0
2020 | MISO_W_2_PJM_ROR | MISO_W | PJM_ROR | Internal | Winter | B16 | 25 | 773 | 0 | 60.78 | 58.8 | 2 | 0
2020 | MISO_W_2_PJM_ROR | MISO_W | PJM_ROR | Internal | Winter | B17 | 100 | 773 | 0 | 48.3 | 48.59 | 2 | 0
2020 | MISO_W_2_PJM_ROR | MISO_W | PJM_ROR | Internal | Winter | B18 | 400 | 773 | 0 | 43.4 | 43.56 | 2 | 0
2020 | MISO_W_2_PJM_ROR | MISO_W | PJM_ROR | Internal | Winter | B19 | 700 | 773 | 0 | 41.41 | 41.74 | 2 | 0
2020 | MISO_W_2_PJM_ROR | MISO_W | PJM_ROR | Internal | Winter | B20 | 935 | 773 | 0 | 36.83 | 37.04 | 2 | 0
2020 | MISO_W_2_SPP_N | MISO_W | SPP_N | Internal | Shoulder | B11 | 25 | 3200 | 1082.19 | 59.74 | 66.74 | 7 | 0
2020 | MISO_W_2_SPP_N | MISO_W | SPP_N | Internal | Shoulder | B12 | 200 | 3200 | 0 | 49.76 | 44.77 | 7 | 0
2020 | MISO_W_2_SPP_N | MISO_W | SPP_N | Internal | Shoulder | B13 | 600 | 3200 | 0 | 42.4 | 41.62 | 7 | 0
2020 | MISO_W_2_SPP_N | MISO_W | SPP_N | Internal | Shoulder | B14 | 900 | 3200 | 0 | 40.45 | 40.57 | 7 | 0
2020 | MISO_W_2_SPP_N | MISO_W | SPP_N | Internal | Shoulder | B15 | 1203 | 3200 | 0 | 37.26 | 40.19 | 7 | 0
2020 | MISO_W_2_SPP_N | MISO_W | SPP_N | Internal | Summer | B1 | 10 | 3200 | 0 | 265.07 | 267.05 | 7 | 0
2020 | MISO_W_2_SPP_N | MISO_W | SPP_N | Internal | Summer | B2 | 25 | 3200 | 0 | 64.69 | 68.61 | 7 | 0
2020 | MISO_W_2_SPP_N | MISO_W | SPP_N | Internal | Summer | B3 | 75 | 3200 | 0 | 63.27 | 66.03 | 7 | 0
2020 | MISO_W_2_SPP_N | MISO_W | SPP_N | Internal | Summer | B4 | 100 | 3200 | 0 | 62.58 | 66.03 | 7 | 0
2020 | MISO_W_2_SPP_N | MISO_W | SPP_N | Internal | Summer | B5 | 200 | 3200 | 0 | 61.15 | 66.03 | 7 | 0
2020 | MISO_W_2_SPP_N | MISO_W | SPP_N | Internal | Summer | B6 | 300 | 3200 | 850.86 | 48.89 | 55.89 | 7 | 0
2020 | MISO_W_2_SPP_N | MISO_W | SPP_N | Internal | Summer | B7 | 400 | 3200 | 226.53 | 40.44 | 47.44 | 7 | 0
2020 | MISO_W_2_SPP_N | MISO_W | SPP_N | Internal | Summer | B8 | 500 | 3200 | 0 | 37.34 | 40.6 | 7 | 0
2020 | MISO_W_2_SPP_N | MISO_W | SPP_N | Internal | Summer | B9 | 800 | 3200 | 0 | 36.07 | 39.37 | 7 | 0
2020 | MISO_W_2_SPP_N | MISO_W | SPP_N | Internal | Summer | B10 | 1262 | 3200 | 0 | 34.84 | 38.85 | 7 | 0
2020 | MISO_W_2_SPP_N | MISO_W | SPP_N | Internal | Winter | B16 | 25 | 3200 | 0 | 60.78 | 56.89 | 7 | 0
2020 | MISO_W_2_SPP_N | MISO_W | SPP_N | Internal | Winter | B17 | 100 | 3200 | 0 | 48.3 | 43.9 | 7 | 0
2020 | MISO_W_2_SPP_N | MISO_W | SPP_N | Internal | Winter | B18 | 400 | 3200 | 0 | 43.4 | 42.83 | 7 | 0
2020 | MISO_W_2_SPP_N | MISO_W | SPP_N | Internal | Winter | B19 | 700 | 3200 | 0 | 41.41 | 42.83 | 7 | 0
2020 | MISO_W_2_SPP_N | MISO_W | SPP_N | Internal | Winter | B20 | 935 | 3200 | 0 | 36.83 | 42.74 | 7 | 0
2020 | MISO_WUMS_2_MISO_MI | MISO_WUMS | MISO_MI | Internal | Shoulder | B11 | 25 | 99 | 0 | 59.72 | 56.86 | 0.01 | 0
2020 | MISO_WUMS_2_MISO_MI | MISO_WUMS | MISO_MI | Internal | Shoulder | B12 | 200 | 99 | 0 | 49.77 | 49.77 | 0.01 | 0
2020 | MISO_WUMS_2_MISO_MI | MISO_WUMS | MISO_MI | Internal | Shoulder | B13 | 600 | 99 | 99 | 42.41 | 42.43 | 0.01 | 0.01
2020 | MISO_WUMS_2_MISO_MI | MISO_WUMS | MISO_MI | Internal | Shoulder | B14 | 900 | 99 | 0 | 40.46 | 40.46 | 0.01 | 0
2020 | MISO_WUMS_2_MISO_MI | MISO_WUMS | MISO_MI | Internal | Shoulder | B15 | 1203 | 99 | 93.65 | 37.25 | 37.26 | 0.01 | 0
2020 | MISO_WUMS_2_MISO_MI | MISO_WUMS | MISO_MI | Internal | Summer | B1 | 10 | 99 | 0 | 265.08 | 265.07 | 0.01 | 0
2020 | MISO_WUMS_2_MISO_MI | MISO_WUMS | MISO_MI | Internal | Summer | B2 | 25 | 99 | 0 | 64.7 | 64.68 | 0.01 | 0
2020 | MISO_WUMS_2_MISO_MI | MISO_WUMS | MISO_MI | Internal | Summer | B3 | 75 | 99 | 0 | 63.28 | 61.14 | 0.01 | 0
2020 | MISO_WUMS_2_MISO_MI | MISO_WUMS | MISO_MI | Internal | Summer | B4 | 100 | 99 | 0 | 62.59 | 59.28 | 0.01 | 0
2020 | MISO_WUMS_2_MISO_MI | MISO_WUMS | MISO_MI | Internal | Summer | B5 | 200 | 99 | 0 | 61.17 | 58.16 | 0.01 | 0
2020 | MISO_WUMS_2_MISO_MI | MISO_WUMS | MISO_MI | Internal | Summer | B6 | 300 | 99 | 0 | 48.88 | 48.88 | 0.01 | 0
2020 | MISO_WUMS_2_MISO_MI | MISO_WUMS | MISO_MI | Internal | Summer | B7 | 400 | 99 | 99 | 40.46 | 40.48 | 0.01 | 0.01
2020 | MISO_WUMS_2_MISO_MI | MISO_WUMS | MISO_MI | Internal | Summer | B8 | 500 | 99 | 99 | 37.35 | 37.38 | 0.01 | 0.01
2020 | MISO_WUMS_2_MISO_MI | MISO_WUMS | MISO_MI | Internal | Summer | B9 | 800 | 99 | 0 | 36.08 | 36.06 | 0.01 | 0
2020 | MISO_WUMS_2_MISO_MI | MISO_WUMS | MISO_MI | Internal | Summer | B10 | 1262 | 99 | 0 | 34.89 | 34.88 | 0.01 | 0
2020 | MISO_WUMS_2_MISO_MI | MISO_WUMS | MISO_MI | Internal | Winter | B16 | 25 | 99 | 0 | 60.79 | 60.79 | 0.01 | 0
2020 | MISO_WUMS_2_MISO_MI | MISO_WUMS | MISO_MI | Internal | Winter | B17 | 100 | 99 | 58.01 | 48.31 | 48.32 | 0.01 | 0
2020 | MISO_WUMS_2_MISO_MI | MISO_WUMS | MISO_MI | Internal | Winter | B18 | 400 | 99 | 99 | 43.39 | 43.43 | 0.01 | 0.03
2020 | MISO_WUMS_2_MISO_MI | MISO_WUMS | MISO_MI | Internal | Winter | B19 | 700 | 99 | 0 | 41.4 | 41.4 | 0.01 | 0
2020 | MISO_WUMS_2_MISO_MI | MISO_WUMS | MISO_MI | Internal | Winter | B20 | 935 | 99 | 99 | 36.84 | 36.87 | 0.01 | 0.01
2020 | MISO_WUMS_2_MISO_W | MISO_WUMS | MISO_W | Internal | Shoulder | B11 | 25 | 1137 | 1104.17 | 59.72 | 59.74 | 0.01 | 0
2020 | MISO_WUMS_2_MISO_W | MISO_WUMS | MISO_W | Internal | Shoulder | B12 | 200 | 1137 | 0 | 49.77 | 49.76 | 0.01 | 0
2020 | MISO_WUMS_2_MISO_W | MISO_WUMS | MISO_W | Internal | Shoulder | B13 | 600 | 1137 | 0 | 42.41 | 42.4 | 0.01 | 0
2020 | MISO_WUMS_2_MISO_W | MISO_WUMS | MISO_W | Internal | Shoulder | B14 | 900 | 1137 | 0 | 40.46 | 40.45 | 0.01 | 0
2020 | MISO_WUMS_2_MISO_W | MISO_WUMS | MISO_W | Internal | Shoulder | B15 | 1203 | 1137 | 636.21 | 37.25 | 37.26 | 0.01 | 0
2020 | MISO_WUMS_2_MISO_W | MISO_WUMS | MISO_W | Internal | Summer | B1 | 10 | 1137 | 0 | 265.08 | 265.07 | 0.01 | 0
2020 | MISO_WUMS_2_MISO_W | MISO_WUMS | MISO_W | Internal | Summer | B2 | 25 | 1137 | 0 | 64.7 | 64.69 | 0.01 | 0
2020 | MISO_WUMS_2_MISO_W | MISO_WUMS | MISO_W | Internal | Summer | B3 | 75 | 1137 | 0 | 63.28 | 63.27 | 0.01 | 0
2020 | MISO_WUMS_2_MISO_W | MISO_WUMS | MISO_W | Internal | Summer | B4 | 100 | 1137 | 0 | 62.59 | 62.58 | 0.01 | 0
2020 | MISO_WUMS_2_MISO_W | MISO_WUMS | MISO_W | Internal | Summer | B5 | 200 | 1137 | 0 | 61.17 | 61.15 | 0.01 | 0
2020 | MISO_WUMS_2_MISO_W | MISO_WUMS | MISO_W | Internal | Summer | B6 | 300 | 1137 | 104.2 | 48.88 | 48.89 | 0.01 | 0
2020 | MISO_WUMS_2_MISO_W | MISO_WUMS | MISO_W | Internal | Summer | B7 | 400 | 1137 | 0 | 40.46 | 40.44 | 0.01 | 0
2020 | MISO_WUMS_2_MISO_W | MISO_WUMS | MISO_W | Internal | Summer | B8 | 500 | 1137 | 0 | 37.35 | 37.34 | 0.01 | 0
2020 | MISO_WUMS_2_MISO_W | MISO_WUMS | MISO_W | Internal | Summer | B9 | 800 | 1137 | 0 | 36.08 | 36.07 | 0.01 | 0
2020 | MISO_WUMS_2_MISO_W | MISO_WUMS | MISO_W | Internal | Summer | B10 | 1262 | 1137 | 0 | 34.89 | 34.84 | 0.01 | 0
2020 | MISO_WUMS_2_MISO_W | MISO_WUMS | MISO_W | Internal | Winter | B16 | 25 | 1137 | 0 | 60.79 | 60.78 | 0.01 | 0
2020 | MISO_WUMS_2_MISO_W | MISO_WUMS | MISO_W | Internal | Winter | B17 | 100 | 1137 | 0 | 48.31 | 48.3 | 0.01 | 0
2020 | MISO_WUMS_2_MISO_W | MISO_WUMS | MISO_W | Internal | Winter | B18 | 400 | 1137 | 0 | 43.39 | 43.4 | 0.01 | 0
2020 | MISO_WUMS_2_MISO_W | MISO_WUMS | MISO_W | Internal | Winter | B19 | 700 | 1137 | 275.65 | 41.4 | 41.41 | 0.01 | 0
2020 | MISO_WUMS_2_MISO_W | MISO_WUMS | MISO_W | Internal | Winter | B20 | 935 | 1137 | 0 | 36.84 | 36.83 | 0.01 | 0
2020 | MISO_WUMS_2_PJM_ROR | MISO_WUMS | PJM_ROR | Internal | Shoulder | B11 | 25 | 1600 | 0 | 59.72 | 54.86 | 2 | 0
2020 | MISO_WUMS_2_PJM_ROR | MISO_WUMS | PJM_ROR | Internal | Shoulder | B12 | 200 | 1600 | 0 | 49.77 | 47.86 | 2 | 0
2020 | MISO_WUMS_2_PJM_ROR | MISO_WUMS | PJM_ROR | Internal | Shoulder | B13 | 600 | 1600 | 0 | 42.41 | 42.79 | 2 | 0
2020 | MISO_WUMS_2_PJM_ROR | MISO_WUMS | PJM_ROR | Internal | Shoulder | B14 | 900 | 1600 | 0 | 40.46 | 40.11 | 2 | 0
2020 | MISO_WUMS_2_PJM_ROR | MISO_WUMS | PJM_ROR | Internal | Shoulder | B15 | 1203 | 1600 | 0 | 37.25 | 37.21 | 2 | 0
2020 | MISO_WUMS_2_PJM_ROR | MISO_WUMS | PJM_ROR | Internal | Summer | B1 | 10 | 1600 | 1389.59 | 265.08 | 267.08 | 2 | 0
2020 | MISO_WUMS_2_PJM_ROR | MISO_WUMS | PJM_ROR | Internal | Summer | B2 | 25 | 1600 | 712.02 | 64.7 | 66.7 | 2 | 0
2020 | MISO_WUMS_2_PJM_ROR | MISO_WUMS | PJM_ROR | Internal | Summer | B3 | 75 | 1600 | 0 | 63.28 | 61.28 | 2 | 0
2020 | MISO_WUMS_2_PJM_ROR | MISO_WUMS | PJM_ROR | Internal | Summer | B4 | 100 | 1600 | 0 | 62.59 | 61.28 | 2 | 0
2020 | MISO_WUMS_2_PJM_ROR | MISO_WUMS | PJM_ROR | Internal | Summer | B5 | 200 | 1600 | 0 | 61.17 | 60.16 | 2 | 0
2020 | MISO_WUMS_2_PJM_ROR | MISO_WUMS | PJM_ROR | Internal | Summer | B6 | 300 | 1600 | 0 | 48.88 | 47.58 | 2 | 0
2020 | MISO_WUMS_2_PJM_ROR | MISO_WUMS | PJM_ROR | Internal | Summer | B7 | 400 | 1600 | 0 | 40.46 | 38.91 | 2 | 0
2020 | MISO_WUMS_2_PJM_ROR | MISO_WUMS | PJM_ROR | Internal | Summer | B8 | 500 | 1600 | 0 | 37.35 | 37.62 | 2 | 0
2020 | MISO_WUMS_2_PJM_ROR | MISO_WUMS | PJM_ROR | Internal | Summer | B9 | 800 | 1600 | 0 | 36.08 | 35.98 | 2 | 0
2020 | MISO_WUMS_2_PJM_ROR | MISO_WUMS | PJM_ROR | Internal | Summer | B10 | 1262 | 1600 | 0 | 34.89 | 33.91 | 2 | 0
2020 | MISO_WUMS_2_PJM_ROR | MISO_WUMS | PJM_ROR | Internal | Winter | B16 | 25 | 1600 | 0 | 60.79 | 58.8 | 2 | 0
2020 | MISO_WUMS_2_PJM_ROR | MISO_WUMS | PJM_ROR | Internal | Winter | B17 | 100 | 1600 | 0 | 48.31 | 48.59 | 2 | 0
2020 | MISO_WUMS_2_PJM_ROR | MISO_WUMS | PJM_ROR | Internal | Winter | B18 | 400 | 1600 | 0 | 43.39 | 43.56 | 2 | 0
2020 | MISO_WUMS_2_PJM_ROR | MISO_WUMS | PJM_ROR | Internal | Winter | B19 | 700 | 1600 | 0 | 41.4 | 41.74 | 2 | 0
2020 | MISO_WUMS_2_PJM_ROR | MISO_WUMS | PJM_ROR | Internal | Winter | B20 | 935 | 1600 | 0 | 36.84 | 37.04 | 2 | 0
2020 | NE_2_MISO_W | NE | MISO_W | Internal | Shoulder | B11 | 25 | 1600 | 0 | 59.74 | 59.74 | 5 | 0
2020 | NE_2_MISO_W | NE | MISO_W | Internal | Shoulder | B12 | 200 | 1600 | 34.99 | 44.76 | 49.76 | 5 | 0
2020 | NE_2_MISO_W | NE | MISO_W | Internal | Shoulder | B13 | 600 | 1600 | 0 | 41.6 | 42.4 | 5 | 0
2020 | NE_2_MISO_W | NE | MISO_W | Internal | Shoulder | B14 | 900 | 1600 | 0 | 40.56 | 40.45 | 5 | 0
2020 | NE_2_MISO_W | NE | MISO_W | Internal | Shoulder | B15 | 1203 | 1600 | 0 | 40.17 | 37.26 | 5 | 0
2020 | NE_2_MISO_W | NE | MISO_W | Internal | Summer | B1 | 10 | 1600 | 57.37 | 260.07 | 265.07 | 5 | 0
2020 | NE_2_MISO_W | NE | MISO_W | Internal | Summer | B2 | 25 | 1600 | 0 | 64.69 | 64.69 | 5 | 0
2020 | NE_2_MISO_W | NE | MISO_W | Internal | Summer | B3 | 75 | 1600 | 0 | 64.47 | 63.27 | 5 | 0
2020 | NE_2_MISO_W | NE | MISO_W | Internal | Summer | B4 | 100 | 1600 | 0 | 64.47 | 62.58 | 5 | 0
2020 | NE_2_MISO_W | NE | MISO_W | Internal | Summer | B5 | 200 | 1600 | 0 | 64 | 61.15 | 5 | 0
2020 | NE_2_MISO_W | NE | MISO_W | Internal | Summer | B6 | 300 | 1600 | 0 | 55.88 | 48.89 | 5 | 0
2020 | NE_2_MISO_W | NE | MISO_W | Internal | Summer | B7 | 400 | 1600 | 0 | 40.44 | 40.44 | 5 | 0
2020 | NE_2_MISO_W | NE | MISO_W | Internal | Summer | B8 | 500 | 1600 | 0 | 37.34 | 37.34 | 5 | 0
2020 | NE_2_MISO_W | NE | MISO_W | Internal | Summer | B9 | 800 | 1600 | 0 | 36.07 | 36.07 | 5 | 0
2020 | NE_2_MISO_W | NE | MISO_W | Internal | Summer | B10 | 1262 | 1600 | 0 | 34.68 | 34.84 | 5 | 0
2020 | NE_2_MISO_W | NE | MISO_W | Internal | Winter | B16 | 25 | 1600 | 0 | 56.87 | 60.78 | 5 | 0
2020 | NE_2_MISO_W | NE | MISO_W | Internal | Winter | B17 | 100 | 1600 | 0 | 43.89 | 48.3 | 5 | 0
2020 | NE_2_MISO_W | NE | MISO_W | Internal | Winter | B18 | 400 | 1600 | 0 | 42.82 | 43.4 | 5 | 0
2020 | NE_2_MISO_W | NE | MISO_W | Internal | Winter | B19 | 700 | 1600 | 0 | 42.82 | 41.41 | 5 | 0
2020 | NE_2_MISO_W | NE | MISO_W | Internal | Winter | B20 | 935 | 1600 | 0 | 38.27 | 36.83 | 5 | 0
2020 | NE_2_SPP_N | NE | SPP_N | Internal | Shoulder | B11 | 25 | 1800 | 1800 | 59.74 | 66.74 | 0.01 | 6.99
2020 | NE_2_SPP_N | NE | SPP_N | Internal | Shoulder | B12 | 200 | 1800 | 861.94 | 44.76 | 44.77 | 0.01 | 0
2020 | NE_2_SPP_N | NE | SPP_N | Internal | Shoulder | B13 | 600 | 1800 | 698.19 | 41.6 | 41.62 | 0.01 | 0
2020 | NE_2_SPP_N | NE | SPP_N | Internal | Shoulder | B14 | 900 | 1800 | 906.47 | 40.56 | 40.57 | 0.01 | 0
2020 | NE_2_SPP_N | NE | SPP_N | Internal | Shoulder | B15 | 1203 | 1800 | 1268.03 | 40.17 | 40.19 | 0.01 | 0
2020 | NE_2_SPP_N | NE | SPP_N | Internal | Summer | B1 | 10 | 1800 | 1800 | 260.07 | 267.05 | 0.01 | 6.97
2020 | NE_2_SPP_N | NE | SPP_N | Internal | Summer | B2 | 25 | 1800 | 1800 | 64.69 | 68.61 | 0.01 | 3.9
2020 | NE_2_SPP_N | NE | SPP_N | Internal | Summer | B3 | 75 | 1800 | 1800 | 64.47 | 66.03 | 0.01 | 1.55
2020 | NE_2_SPP_N | NE | SPP_N | Internal | Summer | B4 | 100 | 1800 | 1800 | 64.47 | 66.03 | 0.01 | 1.55
2020 | NE_2_SPP_N | NE | SPP_N | Internal | Summer | B5 | 200 | 1800 | 1800 | 64 | 66.03 | 0.01 | 2.02
2020 | NE_2_SPP_N | NE | SPP_N | Internal | Summer | B6 | 300 | 1800 | 1743.64 | 55.88 | 55.89 | 0.01 | 0
2020 | NE_2_SPP_N | NE | SPP_N | Internal | Summer | B7 | 400 | 1800 | 1800 | 40.44 | 47.44 | 0.01 | 6.99
2020 | NE_2_SPP_N | NE | SPP_N | Internal | Summer | B8 | 500 | 1800 | 1800 | 37.34 | 40.6 | 0.01 | 3.25
2020 | NE_2_SPP_N | NE | SPP_N | Internal | Summer | B9 | 800 | 1800 | 1800 | 36.07 | 39.37 | 0.01 | 3.29
2020 | NE_2_SPP_N | NE | SPP_N | Internal | Summer | B10 | 1262 | 1800 | 1800 | 34.68 | 38.85 | 0.01 | 4.15
2020 | NE_2_SPP_N | NE | SPP_N | Internal | Winter | B16 | 25 | 1800 | 1216.76 | 56.87 | 56.89 | 0.01 | 0
2020 | NE_2_SPP_N | NE | SPP_N | Internal | Winter | B17 | 100 | 1800 | 900.7 | 43.89 | 43.9 | 0.01 | 0
2020 | NE_2_SPP_N | NE | SPP_N | Internal | Winter | B18 | 400 | 1800 | 1249.1 | 42.82 | 42.83 | 0.01 | 0
2020 | NE_2_SPP_N | NE | SPP_N | Internal | Winter | B19 | 700 | 1800 | 1330.51 | 42.82 | 42.83 | 0.01 | 0
2020 | NE_2_SPP_N | NE | SPP_N | Internal | Winter | B20 | 935 | 1800 | 1800 | 38.27 | 42.74 | 0.01 | 4.45
2020 | NEISO_2_NYISO_A-F | NEISO | NYISO_A-F | Internal | Shoulder | B11 | 25 | 600 | 0 | 37.67 | 39.85 | 3 | 0
2020 | NEISO_2_NYISO_A-F | NEISO | NYISO_A-F | Internal | Shoulder | B12 | 200 | 600 | 0 | 37.14 | 39.85 | 3 | 0
2020 | NEISO_2_NYISO_A-F | NEISO | NYISO_A-F | Internal | Shoulder | B13 | 600 | 600 | 0 | 37.14 | 37.7 | 3 | 0
2020 | NEISO_2_NYISO_A-F | NEISO | NYISO_A-F | Internal | Shoulder | B14 | 900 | 600 | 0 | 37.14 | 37.7 | 3 | 0
2020 | NEISO_2_NYISO_A-F | NEISO | NYISO_A-F | Internal | Shoulder | B15 | 1203 | 600 | 0 | 37.14 | 37.7 | 3 | 0
2020 | NEISO_2_NYISO_A-F | NEISO | NYISO_A-F | Internal | Summer | B1 | 10 | 600 | 0 | 356.92 | 188.67 | 3 | 0
2020 | NEISO_2_NYISO_A-F | NEISO | NYISO_A-F | Internal | Summer | B2 | 25 | 600 | 0 | 138.03 | 58.72 | 3 | 0
2020 | NEISO_2_NYISO_A-F | NEISO | NYISO_A-F | Internal | Summer | B3 | 75 | 600 | 0 | 53.52 | 50.52 | 3 | 0
2020 | NEISO_2_NYISO_A-F | NEISO | NYISO_A-F | Internal | Summer | B4 | 100 | 600 | 0 | 45.31 | 42.31 | 3 | 0
2020 | NEISO_2_NYISO_A-F | NEISO | NYISO_A-F | Internal | Summer | B5 | 200 | 600 | 600 | 34.9 | 42.03 | 3 | 4.14
2020 | NEISO_2_NYISO_A-F | NEISO | NYISO_A-F | Internal | Summer | B6 | 300 | 600 | 600 | 34.9 | 38.6 | 3 | 0.71
2020 | NEISO_2_NYISO_A-F | NEISO | NYISO_A-F | Internal | Summer | B7 | 400 | 600 | 0 | 34.9 | 37.88 | 3 | 0
2020 | NEISO_2_NYISO_A-F | NEISO | NYISO_A-F | Internal | Summer | B8 | 500 | 600 | 0 | 34.9 | 36.11 | 3 | 0
2020 | NEISO_2_NYISO_A-F | NEISO | NYISO_A-F | Internal | Summer | B9 | 800 | 600 | 0 | 34.9 | 36.11 | 3 | 0
2020 | NEISO_2_NYISO_A-F | NEISO | NYISO_A-F | Internal | Summer | B10 | 1262 | 600 | 0 | 34.9 | 36.11 | 3 | 0
2020 | NEISO_2_NYISO_A-F | NEISO | NYISO_A-F | Internal | Winter | B16 | 25 | 600 | 0 | 46.27 | 42.19 | 3 | 0
2020 | NEISO_2_NYISO_A-F | NEISO | NYISO_A-F | Internal | Winter | B17 | 100 | 600 | 0 | 46.27 | 41.74 | 3 | 0
2020 | NEISO_2_NYISO_A-F | NEISO | NYISO_A-F | Internal | Winter | B18 | 400 | 600 | 0 | 44.74 | 41.74 | 3 | 0
2020 | NEISO_2_NYISO_A-F | NEISO | NYISO_A-F | Internal | Winter | B19 | 700 | 600 | 0 | 44.74 | 41.74 | 3 | 0
2020 | NEISO_2_NYISO_A-F | NEISO | NYISO_A-F | Internal | Winter | B20 | 935 | 600 | 0 | 44.74 | 41.74 | 3 | 0
2020 | NEISO_2_NYISO_G-I | NEISO | NYISO_G-I | Internal | Shoulder | B11 | 25 | 600 | 600 | 37.67 | 46.83 | 3 | 6.16
2020 | NEISO_2_NYISO_G-I | NEISO | NYISO_G-I | Internal | Shoulder | B12 | 200 | 600 | 0 | 37.14 | 40.08 | 3 | 0
2020 | NEISO_2_NYISO_G-I | NEISO | NYISO_G-I | Internal | Shoulder | B13 | 600 | 600 | 0 | 37.14 | 40.08 | 3 | 0
2020 | NEISO_2_NYISO_G-I | NEISO | NYISO_G-I | Internal | Shoulder | B14 | 900 | 600 | 0 | 37.14 | 38.63 | 3 | 0
2020 | NEISO_2_NYISO_G-I | NEISO | NYISO_G-I | Internal | Shoulder | B15 | 1203 | 600 | 0 | 37.14 | 37.71 | 3 | 0
2020 | NEISO_2_NYISO_G-I | NEISO | NYISO_G-I | Internal | Summer | B1 | 10 | 600 | 0 | 356.92 | 353.92 | 3 | 0
2020 | NEISO_2_NYISO_G-I | NEISO | NYISO_G-I | Internal | Summer | B2 | 25 | 600 | 39.49 | 138.03 | 141.03 | 3 | 0
2020 | NEISO_2_NYISO_G-I | NEISO | NYISO_G-I | Internal | Summer | B3 | 75 | 600 | 487.86 | 53.52 | 56.52 | 3 | 0
2020 | NEISO_2_NYISO_G-I | NEISO | NYISO_G-I | Internal | Summer | B4 | 100 | 600 | 600 | 45.31 | 53.26 | 3 | 4.95
2020 | NEISO_2_NYISO_G-I | NEISO | NYISO_G-I | Internal | Summer | B5 | 200 | 600 | 600 | 34.9 | 52.13 | 3 | 14.24
2020 | NEISO_2_NYISO_G-I | NEISO | NYISO_G-I | Internal | Summer | B6 | 300 | 600 | 600 | 34.9 | 49.17 | 3 | 11.27
2020 | NEISO_2_NYISO_G-I | NEISO | NYISO_G-I | Internal | Summer | B7 | 400 | 600 | 38.56 | 34.9 | 37.9 | 3 | 0
2020 | NEISO_2_NYISO_G-I | NEISO | NYISO_G-I | Internal | Summer | B8 | 500 | 600 | 0 | 34.9 | 37.04 | 3 | 0
2020 | NEISO_2_NYISO_G-I | NEISO | NYISO_G-I | Internal | Summer | B9 | 800 | 600 | 0 | 34.9 | 36.12 | 3 | 0
2020 | NEISO_2_NYISO_G-I | NEISO | NYISO_G-I | Internal | Summer | B10 | 1262 | 600 | 0 | 34.9 | 36.12 | 3 | 0
2020 | NEISO_2_NYISO_G-I | NEISO | NYISO_G-I | Internal | Winter | B16 | 25 | 600 | 600 | 46.27 | 50.78 | 3 | 1.51
2020 | NEISO_2_NYISO_G-I | NEISO | NYISO_G-I | Internal | Winter | B17 | 100 | 600 | 600 | 46.27 | 50.78 | 3 | 1.51
2020 | NEISO_2_NYISO_G-I | NEISO | NYISO_G-I | Internal | Winter | B18 | 400 | 600 | 553.39 | 44.74 | 47.74 | 3 | 0
2020 | NEISO_2_NYISO_G-I | NEISO | NYISO_G-I | Internal | Winter | B19 | 700 | 600 | 502.01 | 44.74 | 47.74 | 3 | 0
2020 | NEISO_2_NYISO_G-I | NEISO | NYISO_G-I | Internal | Winter | B20 | 935 | 600 | 0 | 44.74 | 45.54 | 3 | 0
2020 | NEISO_2_NYISO_J-K | NEISO | NYISO_J-K | Internal | Shoulder | B11 | 25 | 430 | 430 | 37.67 | 46.85 | 3 | 6.18
2020 | NEISO_2_NYISO_J-K | NEISO | NYISO_J-K | Internal | Shoulder | B12 | 200 | 430 | 0 | 37.14 | 40.09 | 3 | 0
2020 | NEISO_2_NYISO_J-K | NEISO | NYISO_J-K | Internal | Shoulder | B13 | 600 | 430 | 0 | 37.14 | 40.09 | 3 | 0
2020 | NEISO_2_NYISO_J-K | NEISO | NYISO_J-K | Internal | Shoulder | B14 | 900 | 430 | 0 | 37.14 | 38.64 | 3 | 0
2020 | NEISO_2_NYISO_J-K | NEISO | NYISO_J-K | Internal | Shoulder | B15 | 1203 | 430 | 0 | 37.14 | 37.72 | 3 | 0
2020 | NEISO_2_NYISO_J-K | NEISO | NYISO_J-K | Internal | Summer | B1 | 10 | 430 | 0 | 356.92 | 353.93 | 3 | 0
2020 | NEISO_2_NYISO_J-K | NEISO | NYISO_J-K | Internal | Summer | B2 | 25 | 430 | 430 | 138.03 | 141.04 | 3 | 0.01
2020 | NEISO_2_NYISO_J-K | NEISO | NYISO_J-K | Internal | Summer | B3 | 75 | 430 | 430 | 53.52 | 56.53 | 3 | 0.01
2020 | NEISO_2_NYISO_J-K | NEISO | NYISO_J-K | Internal | Summer | B4 | 100 | 430 | 430 | 45.31 | 53.27 | 3 | 4.96
2020 | NEISO_2_NYISO_J-K | NEISO | NYISO_J-K | Internal | Summer | B5 | 200 | 430 | 430 | 34.9 | 52.15 | 3 | 14.25
2020 | NEISO_2_NYISO_J-K | NEISO | NYISO_J-K | Internal | Summer | B6 | 300 | 430 | 430 | 34.9 | 49.18 | 3 | 11.28
2020 | NEISO_2_NYISO_J-K | NEISO | NYISO_J-K | Internal | Summer | B7 | 400 | 430 | 430 | 34.9 | 37.91 | 3 | 0.01
2020 | NEISO_2_NYISO_J-K | NEISO | NYISO_J-K | Internal | Summer | B8 | 500 | 430 | 0 | 34.9 | 37.05 | 3 | 0
2020 | NEISO_2_NYISO_J-K | NEISO | NYISO_J-K | Internal | Summer | B9 | 800 | 430 | 0 | 34.9 | 36.13 | 3 | 0
2020 | NEISO_2_NYISO_J-K | NEISO | NYISO_J-K | Internal | Summer | B10 | 1262 | 430 | 0 | 34.9 | 36.13 | 3 | 0
2020 | NEISO_2_NYISO_J-K | NEISO | NYISO_J-K | Internal | Winter | B16 | 25 | 430 | 430 | 46.27 | 50.79 | 3 | 1.52
2020 | NEISO_2_NYISO_J-K | NEISO | NYISO_J-K | Internal | Winter | B17 | 100 | 430 | 430 | 46.27 | 50.79 | 3 | 1.52
2020 | NEISO_2_NYISO_J-K | NEISO | NYISO_J-K | Internal | Winter | B18 | 400 | 430 | 430 | 44.74 | 47.75 | 3 | 0.01
2020 | NEISO_2_NYISO_J-K | NEISO | NYISO_J-K | Internal | Winter | B19 | 700 | 430 | 430 | 44.74 | 47.75 | 3 | 0.01
2020 | NEISO_2_NYISO_J-K | NEISO | NYISO_J-K | Internal | Winter | B20 | 935 | 430 | 0 | 44.74 | 45.55 | 3 | 0
2020 | NonRTO_Midwest_2_TVA_Transmission | NonRTO_Midwest | TVA_Transmission | Internal | Shoulder | B11 | 25 | 2400 | 0 | 67.74 | 60.56 | 8 | 0
2020 | NonRTO_Midwest_2_TVA_Transmission | NonRTO_Midwest | TVA_Transmission | Internal | Shoulder | B12 | 200 | 2400 | 0 | 57.78 | 49.34 | 8 | 0
2020 | NonRTO_Midwest_2_TVA_Transmission | NonRTO_Midwest | TVA_Transmission | Internal | Shoulder | B13 | 600 | 2400 | 0 | 50.42 | 45.75 | 8 | 0
2020 | NonRTO_Midwest_2_TVA_Transmission | NonRTO_Midwest | TVA_Transmission | Internal | Shoulder | B14 | 900 | 2400 | 0 | 48.45 | 44.72 | 8 | 0
2020 | NonRTO_Midwest_2_TVA_Transmission | NonRTO_Midwest | TVA_Transmission | Internal | Shoulder | B15 | 1203 | 2400 | 0 | 35.41 | 43.21 | 8 | 0
2020 | NonRTO_Midwest_2_TVA_Transmission | NonRTO_Midwest | TVA_Transmission | Internal | Summer | B1 | 10 | 2400 | 0 | 273.08 | 273.08 | 8 | 0
2020 | NonRTO_Midwest_2_TVA_Transmission | NonRTO_Midwest | TVA_Transmission | Internal | Summer | B2 | 25 | 2400 | 0 | 72.69 | 72.7 | 8 | 0
2020 | NonRTO_Midwest_2_TVA_Transmission | NonRTO_Midwest | TVA_Transmission | Internal | Summer | B3 | 75 | 2400 | 0 | 68.51 | 69.14 | 8 | 0
2020 | NonRTO_Midwest_2_TVA_Transmission | NonRTO_Midwest | TVA_Transmission | Internal | Summer | B4 | 100 | 2400 | 0 | 68.51 | 67.28 | 8 | 0
2020 | NonRTO_Midwest_2_TVA_Transmission | NonRTO_Midwest | TVA_Transmission | Internal | Summer | B5 | 200 | 2400 | 0 | 68.51 | 66.16 | 8 | 0
2020 | NonRTO_Midwest_2_TVA_Transmission | NonRTO_Midwest | TVA_Transmission | Internal | Summer | B6 | 300 | 2400 | 0 | 56.89 | 53.58 | 8 | 0
2020 | NonRTO_Midwest_2_TVA_Transmission | NonRTO_Midwest | TVA_Transmission | Internal | Summer | B7 | 400 | 2400 | 0 | 48.47 | 44.09 | 8 | 0
2020 | NonRTO_Midwest_2_TVA_Transmission | NonRTO_Midwest | TVA_Transmission | Internal | Summer | B8 | 500 | 2400 | 0 | 45.36 | 42.51 | 8 | 0
2020 | NonRTO_Midwest_2_TVA_Transmission | NonRTO_Midwest | TVA_Transmission | Internal | Summer | B9 | 800 | 2400 | 0 | 37.1 | 41.72 | 8 | 0
2020 | NonRTO_Midwest_2_TVA_Transmission | NonRTO_Midwest | TVA_Transmission | Internal | Summer | B10 | 1262 | 2400 | 0 | 34.56 | 38.88 | 8 | 0
2020 | NonRTO_Midwest_2_TVA_Transmission | NonRTO_Midwest | TVA_Transmission | Internal | Winter | B16 | 25 | 2400 | 0 | 68.8 | 64.8 | 8 | 0
2020 | NonRTO_Midwest_2_TVA_Transmission | NonRTO_Midwest | TVA_Transmission | Internal | Winter | B17 | 100 | 2400 | 0 | 56.33 | 50.06 | 8 | 0
2020 | NonRTO_Midwest_2_TVA_Transmission | NonRTO_Midwest | TVA_Transmission | Internal | Winter | B18 | 400 | 2400 | 0 | 51.42 | 46.81 | 8 | 0
2020 | NonRTO_Midwest_2_TVA_Transmission | NonRTO_Midwest | TVA_Transmission | Internal | Winter | B19 | 700 | 2400 | 0 | 49.39 | 45.87 | 8 | 0
2020 | NonRTO_Midwest_2_TVA_Transmission | NonRTO_Midwest | TVA_Transmission | Internal | Winter | B20 | 935 | 2400 | 0 | 35.5 | 43.04 | 8 | 0
2020 | NYISO_A-F_2_NEISO | NYISO_A-F | NEISO | Internal | Shoulder | B11 | 25 | 600 | 0 | 39.85 | 37.67 | 3 | 0
2020 | NYISO_A-F_2_NEISO | NYISO_A-F | NEISO | Internal | Shoulder | B12 | 200 | 600 | 0 | 39.85 | 37.14 | 3 | 0
2020 | NYISO_A-F_2_NEISO | NYISO_A-F | NEISO | Internal | Shoulder | B13 | 600 | 600 | 0 | 37.7 | 37.14 | 3 | 0
2020 | NYISO_A-F_2_NEISO | NYISO_A-F | NEISO | Internal | Shoulder | B14 | 900 | 600 | 0 | 37.7 | 37.14 | 3 | 0
2020 | NYISO_A-F_2_NEISO | NYISO_A-F | NEISO | Internal | Shoulder | B15 | 1203 | 600 | 0 | 37.7 | 37.14 | 3 | 0
2020 | NYISO_A-F_2_NEISO | NYISO_A-F | NEISO | Internal | Summer | B1 | 10 | 600 | 600 | 188.67 | 356.92 | 3 | 165.25
2020 | NYISO_A-F_2_NEISO | NYISO_A-F | NEISO | Internal | Summer | B2 | 25 | 600 | 600 | 58.72 | 138.03 | 3 | 76.31
2020 | NYISO_A-F_2_NEISO | NYISO_A-F | NEISO | Internal | Summer | B3 | 75 | 600 | 223.26 | 50.52 | 53.52 | 3 | 0
2020 | NYISO_A-F_2_NEISO | NYISO_A-F | NEISO | Internal | Summer | B4 | 100 | 600 | 131.04 | 42.31 | 45.31 | 3 | 0
2020 | NYISO_A-F_2_NEISO | NYISO_A-F | NEISO | Internal | Summer | B5 | 200 | 600 | 0 | 42.03 | 34.9 | 3 | 0
2020 | NYISO_A-F_2_NEISO | NYISO_A-F | NEISO | Internal | Summer | B6 | 300 | 600 | 0 | 38.6 | 34.9 | 3 | 0
2020 | NYISO_A-F_2_NEISO | NYISO_A-F | NEISO | Internal | Summer | B7 | 400 | 600 | 0 | 37.88 | 34.9 | 3 | 0
2020 | NYISO_A-F_2_NEISO | NYISO_A-F | NEISO | Internal | Summer | B8 | 500 | 600 | 0 | 36.11 | 34.9 | 3 | 0
2020 | NYISO_A-F_2_NEISO | NYISO_A-F | NEISO | Internal | Summer | B9 | 800 | 600 | 0 | 36.11 | 34.9 | 3 | 0
2020 | NYISO_A-F_2_NEISO | NYISO_A-F | NEISO | Internal | Summer | B10 | 1262 | 600 | 0 | 36.11 | 34.9 | 3 | 0
2020 | NYISO_A-F_2_NEISO | NYISO_A-F | NEISO | Internal | Winter | B16 | 25 | 600 | 600 | 42.19 | 46.27 | 3 | 1.08
2020 | NYISO_A-F_2_NEISO | NYISO_A-F | NEISO | Internal | Winter | B17 | 100 | 600 | 600 | 41.74 | 46.27 | 3 | 1.53
2020 | NYISO_A-F_2_NEISO | NYISO_A-F | NEISO | Internal | Winter | B18 | 400 | 600 | 468.55 | 41.74 | 44.74 | 3 | 0
2020 | NYISO_A-F_2_NEISO | NYISO_A-F | NEISO | Internal | Winter | B19 | 700 | 600 | 408.16 | 41.74 | 44.74 | 3 | 0
2020 | NYISO_A-F_2_NEISO | NYISO_A-F | NEISO | Internal | Winter | B20 | 935 | 600 | 334.44 | 41.74 | 44.74 | 3 | 0
2020 | NYISO_A-F_2_NYISO_G-I | NYISO_A-F | NYISO_G-I | Internal | Shoulder | B11 | 25 | 4250 | 4250 | 39.85 | 46.83 | 0.01 | 6.97
2020 | NYISO_A-F_2_NYISO_G-I | NYISO_A-F | NYISO_G-I | Internal | Shoulder | B12 | 200 | 4250 | 4250 | 39.85 | 40.08 | 0.01 | 0.21
2020 | NYISO_A-F_2_NYISO_G-I | NYISO_A-F | NYISO_G-I | Internal | Shoulder | B13 | 600 | 4250 | 4250 | 37.7 | 40.08 | 0.01 | 2.37
2020 | NYISO_A-F_2_NYISO_G-I | NYISO_A-F | NYISO_G-I | Internal | Shoulder | B14 | 900 | 4250 | 4250 | 37.7 | 38.63 | 0.01 | 0.92
2020 | NYISO_A-F_2_NYISO_G-I | NYISO_A-F | NYISO_G-I | Internal | Shoulder | B15 | 1203 | 4250 | 3484.14 | 37.7 | 37.71 | 0.01 | 0
2020 | NYISO_A-F_2_NYISO_G-I | NYISO_A-F | NYISO_G-I | Internal | Summer | B1 | 10 | 4250 | 4250 | 188.67 | 353.92 | 0.01 | 165.23
2020 | NYISO_A-F_2_NYISO_G-I | NYISO_A-F | NYISO_G-I | Internal | Summer | B2 | 25 | 4250 | 4250 | 58.72 | 141.03 | 0.01 | 82.3
2020 | NYISO_A-F_2_NYISO_G-I | NYISO_A-F | NYISO_G-I | Internal | Summer | B3 | 75 | 4250 | 4250 | 50.52 | 56.52 | 0.01 | 5.99
2020 | NYISO_A-F_2_NYISO_G-I | NYISO_A-F | NYISO_G-I | Internal | Summer | B4 | 100 | 4250 | 4250 | 42.31 | 53.26 | 0.01 | 10.93
2020 | NYISO_A-F_2_NYISO_G-I | NYISO_A-F | NYISO_G-I | Internal | Summer | B5 | 200 | 4250 | 4250 | 42.03 | 52.13 | 0.01 | 10.09
2020 | NYISO_A-F_2_NYISO_G-I | NYISO_A-F | NYISO_G-I | Internal | Summer | B6 | 300 | 4250 | 4250 | 38.6 | 49.17 | 0.01 | 10.55
2020 | NYISO_A-F_2_NYISO_G-I | NYISO_A-F | NYISO_G-I | Internal | Summer | B7 | 400 | 4250 | 4088.56 | 37.88 | 37.9 | 0.01 | 0
2020 | NYISO_A-F_2_NYISO_G-I | NYISO_A-F | NYISO_G-I | Internal | Summer | B8 | 500 | 4250 | 4250 | 36.11 | 37.04 | 0.01 | 0.92
2020 | NYISO_A-F_2_NYISO_G-I | NYISO_A-F | NYISO_G-I | Internal | Summer | B9 | 800 | 4250 | 4179.74 | 36.11 | 36.12 | 0.01 | 0
2020 | NYISO_A-F_2_NYISO_G-I | NYISO_A-F | NYISO_G-I | Internal | Summer | B10 | 1262 | 4250 | 2307.55 | 36.11 | 36.12 | 0.01 | 0
2020 | NYISO_A-F_2_NYISO_G-I | NYISO_A-F | NYISO_G-I | Internal | Winter | B16 | 25 | 4250 | 4250 | 42.19 | 50.78 | 0.01 | 8.58
2020 | NYISO_A-F_2_NYISO_G-I | NYISO_A-F | NYISO_G-I | Internal | Winter | B17 | 100 | 4250 | 4250 | 41.74 | 50.78 | 0.01 | 9.03
2020 | NYISO_A-F_2_NYISO_G-I | NYISO_A-F | NYISO_G-I | Internal | Winter | B18 | 400 | 4250 | 4250 | 41.74 | 47.74 | 0.01 | 5.99
2020 | NYISO_A-F_2_NYISO_G-I | NYISO_A-F | NYISO_G-I | Internal | Winter | B19 | 700 | 4250 | 4250 | 41.74 | 47.74 | 0.01 | 5.99
2020 | NYISO_A-F_2_NYISO_G-I | NYISO_A-F | NYISO_G-I | Internal | Winter | B20 | 935 | 4250 | 4250 | 41.74 | 45.54 | 0.01 | 3.79
2020 | NYISO_A-F_2_PJM_ROM | NYISO_A-F | PJM_ROM | Internal | Shoulder | B11 | 25 | 1000 | 1000 | 39.85 | 54.85 | 8 | 7
2020 | NYISO_A-F_2_PJM_ROM | NYISO_A-F | PJM_ROM | Internal | Shoulder | B12 | 200 | 1000 | 960.51 | 39.85 | 47.85 | 8 | 0
2020 | NYISO_A-F_2_PJM_ROM | NYISO_A-F | PJM_ROM | Internal | Shoulder | B13 | 600 | 1000 | 0 | 37.7 | 42.77 | 8 | 0
2020 | NYISO_A-F_2_PJM_ROM | NYISO_A-F | PJM_ROM | Internal | Shoulder | B14 | 900 | 1000 | 0 | 37.7 | 40.1 | 8 | 0
2020 | NYISO_A-F_2_PJM_ROM | NYISO_A-F | PJM_ROM | Internal | Shoulder | B15 | 1203 | 1000 | 0 | 37.7 | 37.22 | 8 | 0
2020 | NYISO_A-F_2_PJM_ROM | NYISO_A-F | PJM_ROM | Internal | Summer | B1 | 10 | 1000 | 1000 | 188.67 | 267.09 | 8 | 70.42
2020 | NYISO_A-F_2_PJM_ROM | NYISO_A-F | PJM_ROM | Internal | Summer | B2 | 25 | 1000 | 153.09 | 58.72 | 66.72 | 8 | 0
2020 | NYISO_A-F_2_PJM_ROM | NYISO_A-F | PJM_ROM | Internal | Summer | B3 | 75 | 1000 | 1000 | 50.52 | 61.29 | 8 | 2.77
2020 | NYISO_A-F_2_PJM_ROM | NYISO_A-F | PJM_ROM | Internal | Summer | B4 | 100 | 1000 | 1000 | 42.31 | 61.27 | 8 | 10.96
2020 | NYISO_A-F_2_PJM_ROM | NYISO_A-F | PJM_ROM | Internal | Summer | B5 | 200 | 1000 | 1000 | 42.03 | 60.15 | 8 | 10.11
2020 | NYISO_A-F_2_PJM_ROM | NYISO_A-F | PJM_ROM | Internal | Summer | B6 | 300 | 1000 | 1000 | 38.6 | 47.57 | 8 | 0.97
2020 | NYISO_A-F_2_PJM_ROM | NYISO_A-F | PJM_ROM | Internal | Summer | B7 | 400 | 1000 | 0 | 37.88 | 38.9 | 8 | 0
2020 | NYISO_A-F_2_PJM_ROM | NYISO_A-F | PJM_ROM | Internal | Summer | B8 | 500 | 1000 | 0 | 36.11 | 37.63 | 8 | 0
2020 | NYISO_A-F_2_PJM_ROM | NYISO_A-F | PJM_ROM | Internal | Summer | B9 | 800 | 1000 | 0 | 36.11 | 35.99 | 8 | 0
2020 | NYISO_A-F_2_PJM_ROM | NYISO_A-F | PJM_ROM | Internal | Summer | B10 | 1262 | 1000 | 0 | 36.11 | 33.92 | 8 | 0
2020 | NYISO_A-F_2_PJM_ROM | NYISO_A-F | PJM_ROM | Internal | Winter | B16 | 25 | 1000 | 1000 | 42.19 | 58.79 | 8 | 8.6
2020 | NYISO_A-F_2_PJM_ROM | NYISO_A-F | PJM_ROM | Internal | Winter | B17 | 100 | 1000 | 0 | 41.74 | 48.58 | 8 | 0
2020 | NYISO_A-F_2_PJM_ROM | NYISO_A-F | PJM_ROM | Internal | Winter | B18 | 400 | 1000 | 0 | 41.74 | 43.57 | 8 | 0
2020 | NYISO_A-F_2_PJM_ROM | NYISO_A-F | PJM_ROM | Internal | Winter | B19 | 700 | 1000 | 0 | 41.74 | 41.75 | 8 | 0
2020 | NYISO_A-F_2_PJM_ROM | NYISO_A-F | PJM_ROM | Internal | Winter | B20 | 935 | 1000 | 0 | 41.74 | 37.05 | 8 | 0
2020 | NYISO_G-I_2_NEISO | NYISO_G-I | NEISO | Internal | Shoulder | B11 | 25 | 600 | 0 | 46.83 | 37.67 | 3 | 0
2020 | NYISO_G-I_2_NEISO | NYISO_G-I | NEISO | Internal | Shoulder | B12 | 200 | 600 | 0 | 40.08 | 37.14 | 3 | 0
2020 | NYISO_G-I_2_NEISO | NYISO_G-I | NEISO | Internal | Shoulder | B13 | 600 | 600 | 0 | 40.08 | 37.14 | 3 | 0
2020 | NYISO_G-I_2_NEISO | NYISO_G-I | NEISO | Internal | Shoulder | B14 | 900 | 600 | 0 | 38.63 | 37.14 | 3 | 0
2020 | NYISO_G-I_2_NEISO | NYISO_G-I | NEISO | Internal | Shoulder | B15 | 1203 | 600 | 0 | 37.71 | 37.14 | 3 | 0
2020 | NYISO_G-I_2_NEISO | NYISO_G-I | NEISO | Internal | Summer | B1 | 10 | 600 | 180.17 | 353.92 | 356.92 | 3 | 0
2020 | NYISO_G-I_2_NEISO | NYISO_G-I | NEISO | Internal | Summer | B2 | 25 | 600 | 0 | 141.03 | 138.03 | 3 | 0
2020 | NYISO_G-I_2_NEISO | NYISO_G-I | NEISO | Internal | Summer | B3 | 75 | 600 | 0 | 56.52 | 53.52 | 3 | 0
2020 | NYISO_G-I_2_NEISO | NYISO_G-I | NEISO | Internal | Summer | B4 | 100 | 600 | 0 | 53.26 | 45.31 | 3 | 0
2020 | NYISO_G-I_2_NEISO | NYISO_G-I | NEISO | Internal | Summer | B5 | 200 | 600 | 0 | 52.13 | 34.9 | 3 | 0
2020 | NYISO_G-I_2_NEISO | NYISO_G-I | NEISO | Internal | Summer | B6 | 300 | 600 | 0 | 49.17 | 34.9 | 3 | 0
2020 | NYISO_G-I_2_NEISO | NYISO_G-I | NEISO | Internal | Summer | B7 | 400 | 600 | 0 | 37.9 | 34.9 | 3 | 0
2020 | NYISO_G-I_2_NEISO | NYISO_G-I | NEISO | Internal | Summer | B8 | 500 | 600 | 0 | 37.04 | 34.9 | 3 | 0
2020 | NYISO_G-I_2_NEISO | NYISO_G-I | NEISO | Internal | Summer | B9 | 800 | 600 | 0 | 36.12 | 34.9 | 3 | 0
2020 | NYISO_G-I_2_NEISO | NYISO_G-I | NEISO | Internal | Summer | B10 | 1262 | 600 | 0 | 36.12 | 34.9 | 3 | 0
2020 | NYISO_G-I_2_NEISO | NYISO_G-I | NEISO | Internal | Winter | B16 | 25 | 600 | 0 | 50.78 | 46.27 | 3 | 0
2020 | NYISO_G-I_2_NEISO | NYISO_G-I | NEISO | Internal | Winter | B17 | 100 | 600 | 0 | 50.78 | 46.27 | 3 | 0
2020 | NYISO_G-I_2_NEISO | NYISO_G-I | NEISO | Internal | Winter | B18 | 400 | 600 | 0 | 47.74 | 44.74 | 3 | 0
2020 | NYISO_G-I_2_NEISO | NYISO_G-I | NEISO | Internal | Winter | B19 | 700 | 600 | 0 | 47.74 | 44.74 | 3 | 0
2020 | NYISO_G-I_2_NEISO | NYISO_G-I | NEISO | Internal | Winter | B20 | 935 | 600 | 0 | 45.54 | 44.74 | 3 | 0
2020 | NYISO_G-I_2_NYISO_J-K | NYISO_G-I | NYISO_J-K | Internal | Shoulder | B11 | 25 | 6130 | 4133.82 | 46.83 | 46.85 | 0.01 | 0
2020 | NYISO_G-I_2_NYISO_J-K | NYISO_G-I | NYISO_J-K | Internal | Shoulder | B12 | 200 | 6130 | 4437.08 | 40.08 | 40.09 | 0.01 | 0
2020 | NYISO_G-I_2_NYISO_J-K | NYISO_G-I | NYISO_J-K | Internal | Shoulder | B13 | 600 | 6130 | 4556.77 | 40.08 | 40.09 | 0.01 | 0
2020 | NYISO_G-I_2_NYISO_J-K | NYISO_G-I | NYISO_J-K | Internal | Shoulder | B14 | 900 | 6130 | 4234.45 | 38.63 | 38.64 | 0.01 | 0
2020 | NYISO_G-I_2_NYISO_J-K | NYISO_G-I | NYISO_J-K | Internal | Shoulder | B15 | 1203 | 6130 | 3490.46 | 37.71 | 37.72 | 0.01 | 0
2020 | NYISO_G-I_2_NYISO_J-K | NYISO_G-I | NYISO_J-K | Internal | Summer | B1 | 10 | 6130 | 4042.26 | 353.92 | 353.93 | 0.01 | 0
2020 | NYISO_G-I_2_NYISO_J-K | NYISO_G-I | NYISO_J-K | Internal | Summer | B2 | 25 | 6130 | 4408.7 | 141.03 | 141.04 | 0.01 | 0
2020 | NYISO_G-I_2_NYISO_J-K | NYISO_G-I | NYISO_J-K | Internal | Summer | B3 | 75 | 6130 | 4677.91 | 56.52 | 56.53 | 0.01 | 0
2020 | NYISO_G-I_2_NYISO_J-K | NYISO_G-I | NYISO_J-K | Internal | Summer | B4 | 100 | 6130 | 3601.18 | 53.26 | 53.27 | 0.01 | 0
2020 | NYISO_G-I_2_NYISO_J-K | NYISO_G-I | NYISO_J-K | Internal | Summer | B5 | 200 | 6130 | 4618.38 | 52.13 | 52.15 | 0.01 | 0
2020 | NYISO_G-I_2_NYISO_J-K | NYISO_G-I | NYISO_J-K | Internal | Summer | B6 | 300 | 6130 | 5355.43 | 49.17 | 49.18 | 0.01 | 0
2020 | NYISO_G-I_2_NYISO_J-K | NYISO_G-I | NYISO_J-K | Internal | Summer | B7 | 400 | 6130 | 4792.6 | 37.9 | 37.91 | 0.01 | 0
2020 | NYISO_G-I_2_NYISO_J-K | NYISO_G-I | NYISO_J-K | Internal | Summer | B8 | 500 | 6130 | 5058.48 | 37.04 | 37.05 | 0.01 | 0
2020 | NYISO_G-I_2_NYISO_J-K | NYISO_G-I | NYISO_J-K | Internal | Summer | B9 | 800 | 6130 | 5127.34 | 36.12 | 36.13 | 0.01 | 0
2020 | NYISO_G-I_2_NYISO_J-K | NYISO_G-I | NYISO_J-K | Internal | Summer | B10 | 1262 | 6130 | 3454.16 | 36.12 | 36.13 | 0.01 | 0
2020 | NYISO_G-I_2_NYISO_J-K | NYISO_G-I | NYISO_J-K | Internal | Winter | B16 | 25 | 6130 | 5126.9 | 50.78 | 50.79 | 0.01 | 0
2020 | NYISO_G-I_2_NYISO_J-K | NYISO_G-I | NYISO_J-K | Internal | Winter | B17 | 100 | 6130 | 5636.47 | 50.78 | 50.79 | 0.01 | 0
2020 | NYISO_G-I_2_NYISO_J-K | NYISO_G-I | NYISO_J-K | Internal | Winter | B18 | 400 | 6130 | 5637.59 | 47.74 | 47.75 | 0.01 | 0
2020 | NYISO_G-I_2_NYISO_J-K | NYISO_G-I | NYISO_J-K | Internal | Winter | B19 | 700 | 6130 | 5751.22 | 47.74 | 47.75 | 0.01 | 0
2020 | NYISO_G-I_2_NYISO_J-K | NYISO_G-I | NYISO_J-K | Internal | Winter | B20 | 935 | 6130 | 5177.05 | 45.54 | 45.55 | 0.01 | 0
2020 | NYISO_G-I_2_PJM_E | NYISO_G-I | PJM_E | Internal | Shoulder | B11 | 25 | 1500 | 857.37 | 46.83 | 54.83 | 8 | 0
2020 | NYISO_G-I_2_PJM_E | NYISO_G-I | PJM_E | Internal | Shoulder | B12 | 200 | 1500 | 0 | 40.08 | 47.84 | 8 | 0
2020 | NYISO_G-I_2_PJM_E | NYISO_G-I | PJM_E | Internal | Shoulder | B13 | 600 | 1500 | 0 | 40.08 | 42.76 | 8 | 0
2020 | NYISO_G-I_2_PJM_E | NYISO_G-I | PJM_E | Internal | Shoulder | B14 | 900 | 1500 | 0 | 38.63 | 40.08 | 8 | 0
2020 | NYISO_G-I_2_PJM_E | NYISO_G-I | PJM_E | Internal | Shoulder | B15 | 1203 | 1500 | 0 | 37.71 | 37.21 | 8 | 0
2020 | NYISO_G-I_2_PJM_E | NYISO_G-I | PJM_E | Internal | Summer | B1 | 10 | 1500 | 0 | 353.92 | 267.1 | 8 | 0
2020 | NYISO_G-I_2_PJM_E | NYISO_G-I | PJM_E | Internal | Summer | B2 | 25 | 1500 | 0 | 141.03 | 66.73 | 8 | 0
2020 | NYISO_G-I_2_PJM_E | NYISO_G-I | PJM_E | Internal | Summer | B3 | 75 | 1500 | 0 | 56.52 | 61.3 | 8 | 0
2020 | NYISO_G-I_2_PJM_E | NYISO_G-I | PJM_E | Internal | Summer | B4 | 100 | 1500 | 1439.96 | 53.26 | 61.26 | 8 | 0
2020 | NYISO_G-I_2_PJM_E | NYISO_G-I | PJM_E | Internal | Summer | B5 | 200 | 1500 | 552.08 | 52.13 | 60.13 | 8 | 0
2020 | NYISO_G-I_2_PJM_E | NYISO_G-I | PJM_E | Internal | Summer | B6 | 300 | 1500 | 0 | 49.17 | 47.56 | 8 | 0
2020 | NYISO_G-I_2_PJM_E | NYISO_G-I | PJM_E | Internal | Summer | B7 | 400 | 1500 | 0 | 37.9 | 38.91 | 8 | 0
2020 | NYISO_G-I_2_PJM_E | NYISO_G-I | PJM_E | Internal | Summer | B8 | 500 | 1500 | 0 | 37.04 | 37.64 | 8 | 0
2020 | NYISO_G-I_2_PJM_E | NYISO_G-I | PJM_E | Internal | Summer | B9 | 800 | 1500 | 0 | 36.12 | 36.01 | 8 | 0
2020 | NYISO_G-I_2_PJM_E | NYISO_G-I | PJM_E | Internal | Summer | B10 | 1262 | 1500 | 0 | 36.12 | 33.93 | 8 | 0
2020 | NYISO_G-I_2_PJM_E | NYISO_G-I | PJM_E | Internal | Winter | B16 | 25 | 1500 | 388.05 | 50.78 | 58.78 | 8 | 0
2020 | NYISO_G-I_2_PJM_E | NYISO_G-I | PJM_E | Internal | Winter | B17 | 100 | 1500 | 0 | 50.78 | 48.57 | 8 | 0
2020 | NYISO_G-I_2_PJM_E | NYISO_G-I | PJM_E | Internal | Winter | B18 | 400 | 1500 | 0 | 47.74 | 43.59 | 8 | 0
2020 | NYISO_G-I_2_PJM_E | NYISO_G-I | PJM_E | Internal | Winter | B19 | 700 | 1500 | 0 | 47.74 | 41.76 | 8 | 0
2020 | NYISO_G-I_2_PJM_E | NYISO_G-I | PJM_E | Internal | Winter | B20 | 935 | 1500 | 0 | 45.54 | 37.07 | 8 | 0
2020 | NYISO_J-K_2_PJM_E | NYISO_J-K | PJM_E | Internal | Shoulder | B11 | 25 | 0.01 | 0 | 46.85 | 54.83 | 8 | 0
2020 | NYISO_J-K_2_PJM_E | NYISO_J-K | PJM_E | Internal | Shoulder | B12 | 200 | 0.01 | 0 | 40.09 | 47.84 | 8 | 0
2020 | NYISO_J-K_2_PJM_E | NYISO_J-K | PJM_E | Internal | Shoulder | B13 | 600 | 0.01 | 0 | 40.09 | 42.76 | 8 | 0
2020 | NYISO_J-K_2_PJM_E | NYISO_J-K | PJM_E | Internal | Shoulder | B14 | 900 | 0.01 | 0 | 38.64 | 40.08 | 8 | 0
2020 | NYISO_J-K_2_PJM_E | NYISO_J-K | PJM_E | Internal | Shoulder | B15 | 1203 | 0.01 | 0 | 37.72 | 37.21 | 8 | 0
2020 | NYISO_J-K_2_PJM_E | NYISO_J-K | PJM_E | Internal | Summer | B1 | 10 | 0.01 | 0 | 353.93 | 267.1 | 8 | 0
2020 | NYISO_J-K_2_PJM_E | NYISO_J-K | PJM_E | Internal | Summer | B2 | 25 | 0.01 | 0 | 141.04 | 66.73 | 8 | 0
2020 | NYISO_J-K_2_PJM_E | NYISO_J-K | PJM_E | Internal | Summer | B3 | 75 | 0.01 | 0 | 56.53 | 61.3 | 8 | 0
2020 | NYISO_J-K_2_PJM_E | NYISO_J-K | PJM_E | Internal | Summer | B4 | 100 | 0.01 | 0 | 53.27 | 61.26 | 8 | 0
2020 | NYISO_J-K_2_PJM_E | NYISO_J-K | PJM_E | Internal | Summer | B5 | 200 | 0.01 | 0 | 52.15 | 60.13 | 8 | 0
2020 | NYISO_J-K_2_PJM_E | NYISO_J-K | PJM_E | Internal | Summer | B6 | 300 | 0.01 | 0 | 49.18 | 47.56 | 8 | 0
2020 | NYISO_J-K_2_PJM_E | NYISO_J-K | PJM_E | Internal | Summer | B7 | 400 | 0.01 | 0 | 37.91 | 38.91 | 8 | 0
2020 | NYISO_J-K_2_PJM_E | NYISO_J-K | PJM_E | Internal | Summer | B8 | 500 | 0.01 | 0 | 37.05 | 37.64 | 8 | 0
2020 | NYISO_J-K_2_PJM_E | NYISO_J-K | PJM_E | Internal | Summer | B9 | 800 | 0.01 | 0 | 36.13 | 36.01 | 8 | 0
2020 | NYISO_J-K_2_PJM_E | NYISO_J-K | PJM_E | Internal | Summer | B10 | 1262 | 0.01 | 0 | 36.13 | 33.93 | 8 | 0
2020 | NYISO_J-K_2_PJM_E | NYISO_J-K | PJM_E | Internal | Winter | B16 | 25 | 0.01 | 0 | 50.79 | 58.78 | 8 | 0
2020 | NYISO_J-K_2_PJM_E | NYISO_J-K | PJM_E | Internal | Winter | B17 | 100 | 0.01 | 0 | 50.79 | 48.57 | 8 | 0
2020 | NYISO_J-K_2_PJM_E | NYISO_J-K | PJM_E | Internal | Winter | B18 | 400 | 0.01 | 0 | 47.75 | 43.59 | 8 | 0
2020 | NYISO_J-K_2_PJM_E | NYISO_J-K | PJM_E | Internal | Winter | B19 | 700 | 0.01 | 0 | 47.75 | 41.76 | 8 | 0
2020 | NYISO_J-K_2_PJM_E | NYISO_J-K | PJM_E | Internal | Winter | B20 | 935 | 0.01 | 0 | 45.55 | 37.07 | 8 | 0
2020 | PJM_E_2_NYISO_G-I | PJM_E | NYISO_G-I | Internal | Shoulder | B11 | 25 | 500 | 0 | 54.83 | 46.83 | 6 | 0
2020 | PJM_E_2_NYISO_G-I | PJM_E | NYISO_G-I | Internal | Shoulder | B12 | 200 | 500 | 0 | 47.84 | 40.08 | 6 | 0
2020 | PJM_E_2_NYISO_G-I | PJM_E | NYISO_G-I | Internal | Shoulder | B13 | 600 | 500 | 0 | 42.76 | 40.08 | 6 | 0
2020 | PJM_E_2_NYISO_G-I | PJM_E | NYISO_G-I | Internal | Shoulder | B14 | 900 | 500 | 0 | 40.08 | 38.63 | 6 | 0
2020 | PJM_E_2_NYISO_G-I | PJM_E | NYISO_G-I | Internal | Shoulder | B15 | 1203 | 500 | 0 | 37.21 | 37.71 | 6 | 0
2020 | PJM_E_2_NYISO_G-I | PJM_E | NYISO_G-I | Internal | Summer | B1 | 10 | 500 | 500 | 267.1 | 353.92 | 6 | 80.81
2020 | PJM_E_2_NYISO_G-I | PJM_E | NYISO_G-I | Internal | Summer | B2 | 25 | 500 | 500 | 66.73 | 141.03 | 6 | 68.3
2020 | PJM_E_2_NYISO_G-I | PJM_E | NYISO_G-I | Internal | Summer | B3 | 75 | 500 | 0 | 61.3 | 56.52 | 6 | 0
2020 | PJM_E_2_NYISO_G-I | PJM_E | NYISO_G-I | Internal | Summer | B4 | 100 | 500 | 0 | 61.26 | 53.26 | 6 | 0
2020 | PJM_E_2_NYISO_G-I | PJM_E | NYISO_G-I | Internal | Summer | B5 | 200 | 500 | 0 | 60.13 | 52.13 | 6 | 0
2020 | PJM_E_2_NYISO_G-I | PJM_E | NYISO_G-I | Internal | Summer | B6 | 300 | 500 | 0 | 47.56 | 49.17 | 6 | 0
2020 | PJM_E_2_NYISO_G-I | PJM_E | NYISO_G-I | Internal | Summer | B7 | 400 | 500 | 0 | 38.91 | 37.9 | 6 | 0
2020 | PJM_E_2_NYISO_G-I | PJM_E | NYISO_G-I | Internal | Summer | B8 | 500 | 500 | 0 | 37.64 | 37.04 | 6 | 0
2020 | PJM_E_2_NYISO_G-I | PJM_E | NYISO_G-I | Internal | Summer | B9 | 800 | 500 | 0 | 36.01 | 36.12 | 6 | 0
2020 | PJM_E_2_NYISO_G-I | PJM_E | NYISO_G-I | Internal | Summer | B10 | 1262 | 500 | 0 | 33.93 | 36.12 | 6 | 0
2020 | PJM_E_2_NYISO_G-I | PJM_E | NYISO_G-I | Internal | Winter | B16 | 25 | 500 | 0 | 58.78 | 50.78 | 6 | 0
2020 | PJM_E_2_NYISO_G-I | PJM_E | NYISO_G-I | Internal | Winter | B17 | 100 | 500 | 0 | 48.57 | 50.78 | 6 | 0
2020 | PJM_E_2_NYISO_G-I | PJM_E | NYISO_G-I | Internal | Winter | B18 | 400 | 500 | 0 | 43.59 | 47.74 | 6 | 0
2020 | PJM_E_2_NYISO_G-I | PJM_E | NYISO_G-I | Internal | Winter | B19 | 700 | 500 | 0 | 41.76 | 47.74 | 6 | 0
2020 | PJM_E_2_NYISO_G-I | PJM_E | NYISO_G-I | Internal | Winter | B20 | 935 | 500 | 500 | 37.07 | 45.54 | 6 | 2.47
2020 | PJM_E_2_NYISO_J-K | PJM_E | NYISO_J-K | Internal | Shoulder | B11 | 25 | 330 | 0 | 54.83 | 46.85 | 6 | 0
2020 | PJM_E_2_NYISO_J-K | PJM_E | NYISO_J-K | Internal | Shoulder | B12 | 200 | 330 | 0 | 47.84 | 40.09 | 6 | 0
2020 | PJM_E_2_NYISO_J-K | PJM_E | NYISO_J-K | Internal | Shoulder | B13 | 600 | 330 | 0 | 42.76 | 40.09 | 6 | 0
2020 | PJM_E_2_NYISO_J-K | PJM_E | NYISO_J-K | Internal | Shoulder | B14 | 900 | 330 | 0 | 40.08 | 38.64 | 6 | 0
2020 | PJM_E_2_NYISO_J-K | PJM_E | NYISO_J-K | Internal | Shoulder | B15 | 1203 | 330 | 0 | 37.21 | 37.72 | 6 | 0
2020 | PJM_E_2_NYISO_J-K | PJM_E | NYISO_J-K | Internal | Summer | B1 | 10 | 330 | 330 | 267.1 | 353.93 | 6 | 80.83
2020 | PJM_E_2_NYISO_J-K | PJM_E | NYISO_J-K | Internal | Summer | B2 | 25 | 330 | 330 | 66.73 | 141.04 | 6 | 68.31
2020 | PJM_E_2_NYISO_J-K | PJM_E | NYISO_J-K | Internal | Summer | B3 | 75 | 330 | 0 | 61.3 | 56.53 | 6 | 0
2020 | PJM_E_2_NYISO_J-K | PJM_E | NYISO_J-K | Internal | Summer | B4 | 100 | 330 | 0 | 61.26 | 53.27 | 6 | 0
2020 | PJM_E_2_NYISO_J-K | PJM_E | NYISO_J-K | Internal | Summer | B5 | 200 | 330 | 0 | 60.13 | 52.15 | 6 | 0
2020 | PJM_E_2_NYISO_J-K | PJM_E | NYISO_J-K | Internal | Summer | B6 | 300 | 330 | 0 | 47.56 | 49.18 | 6 | 0
2020 | PJM_E_2_NYISO_J-K | PJM_E | NYISO_J-K | Internal | Summer | B7 | 400 | 330 | 0 | 38.91 | 37.91 | 6 | 0
2020 | PJM_E_2_NYISO_J-K | PJM_E | NYISO_J-K | Internal | Summer | B8 | 500 | 330 | 0 | 37.64 | 37.05 | 6 | 0
2020 | PJM_E_2_NYISO_J-K | PJM_E | NYISO_J-K | Internal | Summer | B9 | 800 | 330 | 0 | 36.01 | 36.13 | 6 | 0
2020 | PJM_E_2_NYISO_J-K | PJM_E | NYISO_J-K | Internal | Summer | B10 | 1262 | 330 | 0 | 33.93 | 36.13 | 6 | 0
2020 | PJM_E_2_NYISO_J-K | PJM_E | NYISO_J-K | Internal | Winter | B16 | 25 | 330 | 0 | 58.78 | 50.79 | 6 | 0
2020 | PJM_E_2_NYISO_J-K | PJM_E | NYISO_J-K | Internal | Winter | B17 | 100 | 330 | 0 | 48.57 | 50.79 | 6 | 0
2020 | PJM_E_2_NYISO_J-K | PJM_E | NYISO_J-K | Internal | Winter | B18 | 400 | 330 | 0 | 43.59 | 47.75 | 6 | 0
2020 | PJM_E_2_NYISO_J-K | PJM_E | NYISO_J-K | Internal | Winter | B19 | 700 | 330 | 0 | 41.76 | 47.75 | 6 | 0
2020 | PJM_E_2_NYISO_J-K | PJM_E | NYISO_J-K | Internal | Winter | B20 | 935 | 330 | 330 | 37.07 | 45.55 | 6 | 2.49
2020 | PJM_E_2_PJM_ROM | PJM_E | PJM_ROM | Internal | Shoulder | B11 | 25 | 8000 | 4274.09 | 54.83 | 54.85 | 0.01 | 0
2020 | PJM_E_2_PJM_ROM | PJM_E | PJM_ROM | Internal | Shoulder | B12 | 200 | 8000 | 3741.34 | 47.84 | 47.85 | 0.01 | 0
2020 | PJM_E_2_PJM_ROM | PJM_E | PJM_ROM | Internal | Shoulder | B13 | 600 | 8000 | 2917.98 | 42.76 | 42.77 | 0.01 | 0
2020 | PJM_E_2_PJM_ROM | PJM_E | PJM_ROM | Internal | Shoulder | B14 | 900 | 8000 | 1857.2 | 40.08 | 40.1 | 0.01 | 0
2020 | PJM_E_2_PJM_ROM | PJM_E | PJM_ROM | Internal | Shoulder | B15 | 1203 | 8000 | 639.49 | 37.21 | 37.22 | 0.01 | 0
2020 | PJM_E_2_PJM_ROM | PJM_E | PJM_ROM | Internal | Summer | B1 | 10 | 8000 | 0 | 267.1 | 267.09 | 0.01 | 0
2020 | PJM_E_2_PJM_ROM | PJM_E | PJM_ROM | Internal | Summer | B2 | 25 | 8000 | 0 | 66.73 | 66.72 | 0.01 | 0
2020 | PJM_E_2_PJM_ROM | PJM_E | PJM_ROM | Internal | Summer | B3 | 75 | 8000 | 0 | 61.3 | 61.29 | 0.01 | 0
2020 | PJM_E_2_PJM_ROM | PJM_E | PJM_ROM | Internal | Summer | B4 | 100 | 8000 | 738.17 | 61.26 | 61.27 | 0.01 | 0
2020 | PJM_E_2_PJM_ROM | PJM_E | PJM_ROM | Internal | Summer | B5 | 200 | 8000 | 785.07 | 60.13 | 60.15 | 0.01 | 0
2020 | PJM_E_2_PJM_ROM | PJM_E | PJM_ROM | Internal | Summer | B6 | 300 | 8000 | 1462.66 | 47.56 | 47.57 | 0.01 | 0
2020 | PJM_E_2_PJM_ROM | PJM_E | PJM_ROM | Internal | Summer | B7 | 400 | 8000 | 0 | 38.91 | 38.9 | 0.01 | 0
2020 | PJM_E_2_PJM_ROM | PJM_E | PJM_ROM | Internal | Summer | B8 | 500 | 8000 | 0 | 37.64 | 37.63 | 0.01 | 0
2020 | PJM_E_2_PJM_ROM | PJM_E | PJM_ROM | Internal | Summer | B9 | 800 | 8000 | 0 | 36.01 | 35.99 | 0.01 | 0
2020 | PJM_E_2_PJM_ROM | PJM_E | PJM_ROM | Internal | Summer | B10 | 1262 | 8000 | 0 | 33.93 | 33.92 | 0.01 | 0
2020 | PJM_E_2_PJM_ROM | PJM_E | PJM_ROM | Internal | Winter | B16 | 25 | 8000 | 1148.56 | 58.78 | 58.79 | 0.01 | 0
2020 | PJM_E_2_PJM_ROM | PJM_E | PJM_ROM | Internal | Winter | B17 | 100 | 8000 | 1354.36 | 48.57 | 48.58 | 0.01 | 0
2020 | PJM_E_2_PJM_ROM | PJM_E | PJM_ROM | Internal | Winter | B18 | 400 | 8000 | 0 | 43.59 | 43.57 | 0.01 | 0
2020 | PJM_E_2_PJM_ROM | PJM_E | PJM_ROM | Internal | Winter | B19 | 700 | 8000 | 0 | 41.76 | 41.75 | 0.01 | 0
2020 | PJM_E_2_PJM_ROM | PJM_E | PJM_ROM | Internal | Winter | B20 | 935 | 8000 | 0 | 37.07 | 37.05 | 0.01 | 0
2020 | PJM_ROR_2_MISO_IN | PJM_ROR | MISO_IN | Internal | Shoulder | B11 | 25 | 909 | 909 | 54.86 | 59.74 | 2 | 2.88
2020 | PJM_ROR_2_MISO_IN | PJM_ROR | MISO_IN | Internal | Shoulder | B12 | 200 | 909 | 0 | 47.86 | 49.78 | 2 | 0
2020 | PJM_ROR_2_MISO_IN | PJM_ROR | MISO_IN | Internal | Shoulder | B13 | 600 | 909 | 0 | 42.79 | 42.42 | 2 | 0
2020 | PJM_ROR_2_MISO_IN | PJM_ROR | MISO_IN | Internal | Shoulder | B14 | 900 | 909 | 0 | 40.11 | 40.45 | 2 | 0
2020 | PJM_ROR_2_MISO_IN | PJM_ROR | MISO_IN | Internal | Shoulder | B15 | 1203 | 909 | 0 | 37.21 | 37.27 | 2 | 0
2020 | PJM_ROR_2_MISO_IN | PJM_ROR | MISO_IN | Internal | Summer | B1 | 10 | 909 | 0 | 267.08 | 265.08 | 2 | 0
2020 | PJM_ROR_2_MISO_IN | PJM_ROR | MISO_IN | Internal | Summer | B2 | 25 | 909 | 0 | 66.7 | 64.69 | 2 | 0
2020 | PJM_ROR_2_MISO_IN | PJM_ROR | MISO_IN | Internal | Summer | B3 | 75 | 909 | 0 | 61.28 | 61.15 | 2 | 0
2020 | PJM_ROR_2_MISO_IN | PJM_ROR | MISO_IN | Internal | Summer | B4 | 100 | 909 | 0 | 61.28 | 61.13 | 2 | 0
2020 | PJM_ROR_2_MISO_IN | PJM_ROR | MISO_IN | Internal | Summer | B5 | 200 | 909 | 0 | 60.16 | 61.13 | 2 | 0
2020 | PJM_ROR_2_MISO_IN | PJM_ROR | MISO_IN | Internal | Summer | B6 | 300 | 909 | 0 | 47.58 | 48.89 | 2 | 0
2020 | PJM_ROR_2_MISO_IN | PJM_ROR | MISO_IN | Internal | Summer | B7 | 400 | 909 | 0 | 38.91 | 40.47 | 2 | 0
2020 | PJM_ROR_2_MISO_IN | PJM_ROR | MISO_IN | Internal | Summer | B8 | 500 | 909 | 0 | 37.62 | 37.36 | 2 | 0
2020 | PJM_ROR_2_MISO_IN | PJM_ROR | MISO_IN | Internal | Summer | B9 | 800 | 909 | 0 | 35.98 | 36.04 | 2 | 0
2020 | PJM_ROR_2_MISO_IN | PJM_ROR | MISO_IN | Internal | Summer | B10 | 1262 | 909 | 0 | 33.91 | 34.86 | 2 | 0
2020 | PJM_ROR_2_MISO_IN | PJM_ROR | MISO_IN | Internal | Winter | B16 | 25 | 909 | 874.11 | 58.8 | 60.8 | 2 | 0
2020 | PJM_ROR_2_MISO_IN | PJM_ROR | MISO_IN | Internal | Winter | B17 | 100 | 909 | 0 | 48.59 | 48.33 | 2 | 0
2020 | PJM_ROR_2_MISO_IN | PJM_ROR | MISO_IN | Internal | Winter | B18 | 400 | 909 | 0 | 43.56 | 43.42 | 2 | 0
2020 | PJM_ROR_2_MISO_IN | PJM_ROR | MISO_IN | Internal | Winter | B19 | 700 | 909 | 0 | 41.74 | 41.39 | 2 | 0
2020 | PJM_ROR_2_MISO_IN | PJM_ROR | MISO_IN | Internal | Winter | B20 | 935 | 909 | 0 | 37.04 | 36.86 | 2 | 0
2020 | PJM_ROR_2_MISO_MI | PJM_ROR | MISO_MI | Internal | Shoulder | B11 | 25 | 1305 | 192.09 | 54.86 | 56.86 | 2 | 0
2020 | PJM_ROR_2_MISO_MI | PJM_ROR | MISO_MI | Internal | Shoulder | B12 | 200 | 1305 | 0 | 47.86 | 49.77 | 2 | 0
2020 | PJM_ROR_2_MISO_MI | PJM_ROR | MISO_MI | Internal | Shoulder | B13 | 600 | 1305 | 0 | 42.79 | 42.43 | 2 | 0
2020 | PJM_ROR_2_MISO_MI | PJM_ROR | MISO_MI | Internal | Shoulder | B14 | 900 | 1305 | 0 | 40.11 | 40.46 | 2 | 0
2020 | PJM_ROR_2_MISO_MI | PJM_ROR | MISO_MI | Internal | Shoulder | B15 | 1203 | 1305 | 0 | 37.21 | 37.26 | 2 | 0
2020 | PJM_ROR_2_MISO_MI | PJM_ROR | MISO_MI | Internal | Summer | B1 | 10 | 1305 | 0 | 267.08 | 265.07 | 2 | 0
2020 | PJM_ROR_2_MISO_MI | PJM_ROR | MISO_MI | Internal | Summer | B2 | 25 | 1305 | 0 | 66.7 | 64.68 | 2 | 0
2020 | PJM_ROR_2_MISO_MI | PJM_ROR | MISO_MI | Internal | Summer | B3 | 75 | 1305 | 0 | 61.28 | 61.14 | 2 | 0
2020 | PJM_ROR_2_MISO_MI | PJM_ROR | MISO_MI | Internal | Summer | B4 | 100 | 1305 | 0 | 61.28 | 59.28 | 2 | 0
2020 | PJM_ROR_2_MISO_MI | PJM_ROR | MISO_MI | Internal | Summer | B5 | 200 | 1305 | 0 | 60.16 | 58.16 | 2 | 0
2020 | PJM_ROR_2_MISO_MI | PJM_ROR | MISO_MI | Internal | Summer | B6 | 300 | 1305 | 0 | 47.58 | 48.88 | 2 | 0
2020 | PJM_ROR_2_MISO_MI | PJM_ROR | MISO_MI | Internal | Summer | B7 | 400 | 1305 | 0 | 38.91 | 40.48 | 2 | 0
2020 | PJM_ROR_2_MISO_MI | PJM_ROR | MISO_MI | Internal | Summer | B8 | 500 | 1305 | 0 | 37.62 | 37.38 | 2 | 0
2020 | PJM_ROR_2_MISO_MI | PJM_ROR | MISO_MI | Internal | Summer | B9 | 800 | 1305 | 0 | 35.98 | 36.06 | 2 | 0
2020 | PJM_ROR_2_MISO_MI | PJM_ROR | MISO_MI | Internal | Summer | B10 | 1262 | 1305 | 0 | 33.91 | 34.88 | 2 | 0
2020 | PJM_ROR_2_MISO_MI | PJM_ROR | MISO_MI | Internal | Winter | B16 | 25 | 1305 | 0 | 58.8 | 60.79 | 2 | 0
2020 | PJM_ROR_2_MISO_MI | PJM_ROR | MISO_MI | Internal | Winter | B17 | 100 | 1305 | 0 | 48.59 | 48.32 | 2 | 0
2020 | PJM_ROR_2_MISO_MI | PJM_ROR | MISO_MI | Internal | Winter | B18 | 400 | 1305 | 0 | 43.56 | 43.43 | 2 | 0
2020 | PJM_ROR_2_MISO_MI | PJM_ROR | MISO_MI | Internal | Winter | B19 | 700 | 1305 | 0 | 41.74 | 41.4 | 2 | 0
2020 | PJM_ROR_2_MISO_MI | PJM_ROR | MISO_MI | Internal | Winter | B20 | 935 | 1305 | 0 | 37.04 | 36.87 | 2 | 0
2020 | PJM_ROR_2_MISO_MO-IL | PJM_ROR | MISO_MO-IL | Internal | Shoulder | B11 | 25 | 1111 | 1111 | 54.86 | 59.75 | 2 | 2.89
2020 | PJM_ROR_2_MISO_MO-IL | PJM_ROR | MISO_MO-IL | Internal | Shoulder | B12 | 200 | 1111 | 0 | 47.86 | 49.77 | 2 | 0
2020 | PJM_ROR_2_MISO_MO-IL | PJM_ROR | MISO_MO-IL | Internal | Shoulder | B13 | 600 | 1111 | 0 | 42.79 | 42.41 | 2 | 0
2020 | PJM_ROR_2_MISO_MO-IL | PJM_ROR | MISO_MO-IL | Internal | Shoulder | B14 | 900 | 1111 | 0 | 40.11 | 40.44 | 2 | 0
2020 | PJM_ROR_2_MISO_MO-IL | PJM_ROR | MISO_MO-IL | Internal | Shoulder | B15 | 1203 | 1111 | 0 | 37.21 | 37.27 | 2 | 0
2020 | PJM_ROR_2_MISO_MO-IL | PJM_ROR | MISO_MO-IL | Internal | Summer | B1 | 10 | 1111 | 0 | 267.08 | 265.08 | 2 | 0
2020 | PJM_ROR_2_MISO_MO-IL | PJM_ROR | MISO_MO-IL | Internal | Summer | B2 | 25 | 1111 | 0 | 66.7 | 64.7 | 2 | 0
2020 | PJM_ROR_2_MISO_MO-IL | PJM_ROR | MISO_MO-IL | Internal | Summer | B3 | 75 | 1111 | 0 | 61.28 | 61.14 | 2 | 0
2020 | PJM_ROR_2_MISO_MO-IL | PJM_ROR | MISO_MO-IL | Internal | Summer | B4 | 100 | 1111 | 0 | 61.28 | 61.14 | 2 | 0
2020 | PJM_ROR_2_MISO_MO-IL | PJM_ROR | MISO_MO-IL | Internal | Summer | B5 | 200 | 1111 | 0 | 60.16 | 61.14 | 2 | 0
2020 | PJM_ROR_2_MISO_MO-IL | PJM_ROR | MISO_MO-IL | Internal | Summer | B6 | 300 | 1111 | 0 | 47.58 | 48.9 | 2 | 0
2020 | PJM_ROR_2_MISO_MO-IL | PJM_ROR | MISO_MO-IL | Internal | Summer | B7 | 400 | 1111 | 0 | 38.91 | 40.46 | 2 | 0
2020 | PJM_ROR_2_MISO_MO-IL | PJM_ROR | MISO_MO-IL | Internal | Summer | B8 | 500 | 1111 | 0 | 37.62 | 37.35 | 2 | 0
2020 | PJM_ROR_2_MISO_MO-IL | PJM_ROR | MISO_MO-IL | Internal | Summer | B9 | 800 | 1111 | 0 | 35.98 | 36.06 | 2 | 0
2020 | PJM_ROR_2_MISO_MO-IL | PJM_ROR | MISO_MO-IL | Internal | Summer | B10 | 1262 | 1111 | 0 | 33.91 | 34.85 | 2 | 0
2020 | PJM_ROR_2_MISO_MO-IL | PJM_ROR | MISO_MO-IL | Internal | Winter | B16 | 25 | 1111 | 0 | 58.8 | 60.79 | 2 | 0
2020 | PJM_ROR_2_MISO_MO-IL | PJM_ROR | MISO_MO-IL | Internal | Winter | B17 | 100 | 1111 | 0 | 48.59 | 48.31 | 2 | 0
2020 | PJM_ROR_2_MISO_MO-IL | PJM_ROR | MISO_MO-IL | Internal | Winter | B18 | 400 | 1111 | 0 | 43.56 | 43.41 | 2 | 0
2020 | PJM_ROR_2_MISO_MO-IL | PJM_ROR | MISO_MO-IL | Internal | Winter | B19 | 700 | 1111 | 0 | 41.74 | 41.4 | 2 | 0
2020 | PJM_ROR_2_MISO_MO-IL | PJM_ROR | MISO_MO-IL | Internal | Winter | B20 | 935 | 1111 | 0 | 37.04 | 36.84 | 2 | 0
2020 | PJM_ROR_2_MISO_W | PJM_ROR | MISO_W | Internal | Shoulder | B11 | 25 | 709 | 709 | 54.86 | 59.74 | 2 | 2.88
2020 | PJM_ROR_2_MISO_W | PJM_ROR | MISO_W | Internal | Shoulder | B12 | 200 | 709 | 0 | 47.86 | 49.76 | 2 | 0
2020 | PJM_ROR_2_MISO_W | PJM_ROR | MISO_W | Internal | Shoulder | B13 | 600 | 709 | 0 | 42.79 | 42.4 | 2 | 0
2020 | PJM_ROR_2_MISO_W | PJM_ROR | MISO_W | Internal | Shoulder | B14 | 900 | 709 | 0 | 40.11 | 40.45 | 2 | 0
2020 | PJM_ROR_2_MISO_W | PJM_ROR | MISO_W | Internal | Shoulder | B15 | 1203 | 709 | 0 | 37.21 | 37.26 | 2 | 0
2020 | PJM_ROR_2_MISO_W | PJM_ROR | MISO_W | Internal | Summer | B1 | 10 | 709 | 0 | 267.08 | 265.07 | 2 | 0
2020 | PJM_ROR_2_MISO_W | PJM_ROR | MISO_W | Internal | Summer | B2 | 25 | 709 | 0 | 66.7 | 64.69 | 2 | 0
2020 | PJM_ROR_2_MISO_W | PJM_ROR | MISO_W | Internal | Summer | B3 | 75 | 709 | 0 | 61.28 | 63.27 | 2 | 0
2020 | PJM_ROR_2_MISO_W | PJM_ROR | MISO_W | Internal | Summer | B4 | 100 | 709 | 0 | 61.28 | 62.58 | 2 | 0
2020 | PJM_ROR_2_MISO_W | PJM_ROR | MISO_W | Internal | Summer | B5 | 200 | 709 | 0 | 60.16 | 61.15 | 2 | 0
2020 | PJM_ROR_2_MISO_W | PJM_ROR | MISO_W | Internal | Summer | B6 | 300 | 709 | 0 | 47.58 | 48.89 | 2 | 0
2020 | PJM_ROR_2_MISO_W | PJM_ROR | MISO_W | Internal | Summer | B7 | 400 | 709 | 0 | 38.91 | 40.44 | 2 | 0
2020 | PJM_ROR_2_MISO_W | PJM_ROR | MISO_W | Internal | Summer | B8 | 500 | 709 | 0 | 37.62 | 37.34 | 2 | 0
2020 | PJM_ROR_2_MISO_W | PJM_ROR | MISO_W | Internal | Summer | B9 | 800 | 709 | 0 | 35.98 | 36.07 | 2 | 0
2020 | PJM_ROR_2_MISO_W | PJM_ROR | MISO_W | Internal | Summer | B10 | 1262 | 709 | 0 | 33.91 | 34.84 | 2 | 0
2020 | PJM_ROR_2_MISO_W | PJM_ROR | MISO_W | Internal | Winter | B16 | 25 | 709 | 0 | 58.8 | 60.78 | 2 | 0
2020 | PJM_ROR_2_MISO_W | PJM_ROR | MISO_W | Internal | Winter | B17 | 100 | 709 | 0 | 48.59 | 48.3 | 2 | 0
2020 | PJM_ROR_2_MISO_W | PJM_ROR | MISO_W | Internal | Winter | B18 | 400 | 709 | 0 | 43.56 | 43.4 | 2 | 0
2020 | PJM_ROR_2_MISO_W | PJM_ROR | MISO_W | Internal | Winter | B19 | 700 | 709 | 0 | 41.74 | 41.41 | 2 | 0
2020 | PJM_ROR_2_MISO_W | PJM_ROR | MISO_W | Internal | Winter | B20 | 935 | 709 | 0 | 37.04 | 36.83 | 2 | 0
2020 | PJM_ROR_2_MISO_WUMS | PJM_ROR | MISO_WUMS | Internal | Shoulder | B11 | 25 | 1467 | 1467 | 54.86 | 59.72 | 2 | 2.87
2020 | PJM_ROR_2_MISO_WUMS | PJM_ROR | MISO_WUMS | Internal | Shoulder | B12 | 200 | 1467 | 0 | 47.86 | 49.77 | 2 | 0
2020 | PJM_ROR_2_MISO_WUMS | PJM_ROR | MISO_WUMS | Internal | Shoulder | B13 | 600 | 1467 | 0 | 42.79 | 42.41 | 2 | 0
2020 | PJM_ROR_2_MISO_WUMS | PJM_ROR | MISO_WUMS | Internal | Shoulder | B14 | 900 | 1467 | 0 | 40.11 | 40.46 | 2 | 0
2020 | PJM_ROR_2_MISO_WUMS | PJM_ROR | MISO_WUMS | Internal | Shoulder | B15 | 1203 | 1467 | 0 | 37.21 | 37.25 | 2 | 0
2020 | PJM_ROR_2_MISO_WUMS | PJM_ROR | MISO_WUMS | Internal | Summer | B1 | 10 | 1467 | 0 | 267.08 | 265.08 | 2 | 0
2020 | PJM_ROR_2_MISO_WUMS | PJM_ROR | MISO_WUMS | Internal | Summer | B2 | 25 | 1467 | 0 | 66.7 | 64.7 | 2 | 0
2020 | PJM_ROR_2_MISO_WUMS | PJM_ROR | MISO_WUMS | Internal | Summer | B3 | 75 | 1467 | 635.98 | 61.28 | 63.28 | 2 | 0
2020 | PJM_ROR_2_MISO_WUMS | PJM_ROR | MISO_WUMS | Internal | Summer | B4 | 100 | 1467 | 0 | 61.28 | 62.59 | 2 | 0
2020 | PJM_ROR_2_MISO_WUMS | PJM_ROR | MISO_WUMS | Internal | Summer | B5 | 200 | 1467 | 0 | 60.16 | 61.17 | 2 | 0
2020 | PJM_ROR_2_MISO_WUMS | PJM_ROR | MISO_WUMS | Internal | Summer | B6 | 300 | 1467 | 0 | 47.58 | 48.88 | 2 | 0
2020 | PJM_ROR_2_MISO_WUMS | PJM_ROR | MISO_WUMS | Internal | Summer | B7 | 400 | 1467 | 0 | 38.91 | 40.46 | 2 | 0
2020 | PJM_ROR_2_MISO_WUMS | PJM_ROR | MISO_WUMS | Internal | Summer | B8 | 500 | 1467 | 0 | 37.62 | 37.35 | 2 | 0
2020 | PJM_ROR_2_MISO_WUMS | PJM_ROR | MISO_WUMS | Internal | Summer | B9 | 800 | 1467 | 0 | 35.98 | 36.08 | 2 | 0
2020 | PJM_ROR_2_MISO_WUMS | PJM_ROR | MISO_WUMS | Internal | Summer | B10 | 1262 | 1467 | 0 | 33.91 | 34.89 | 2 | 0
2020 | PJM_ROR_2_MISO_WUMS | PJM_ROR | MISO_WUMS | Internal | Winter | B16 | 25 | 1467 | 0 | 58.8 | 60.79 | 2 | 0
2020 | PJM_ROR_2_MISO_WUMS | PJM_ROR | MISO_WUMS | Internal | Winter | B17 | 100 | 1467 | 0 | 48.59 | 48.31 | 2 | 0
2020 | PJM_ROR_2_MISO_WUMS | PJM_ROR | MISO_WUMS | Internal | Winter | B18 | 400 | 1467 | 0 | 43.56 | 43.39 | 2 | 0
2020 | PJM_ROR_2_MISO_WUMS | PJM_ROR | MISO_WUMS | Internal | Winter | B19 | 700 | 1467 | 0 | 41.74 | 41.4 | 2 | 0
2020 | PJM_ROR_2_MISO_WUMS | PJM_ROR | MISO_WUMS | Internal | Winter | B20 | 935 | 1467 | 0 | 37.04 | 36.84 | 2 | 0
2020 | PJM_ROR_2_PJM_ROM | PJM_ROR | PJM_ROM | Internal | Shoulder | B11 | 25 | 8000 | 0 | 54.86 | 54.85 | 0.01 | 0
2020 | PJM_ROR_2_PJM_ROM | PJM_ROR | PJM_ROM | Internal | Shoulder | B12 | 200 | 8000 | 0 | 47.86 | 47.85 | 0.01 | 0
2020 | PJM_ROR_2_PJM_ROM | PJM_ROR | PJM_ROM | Internal | Shoulder | B13 | 600 | 8000 | 0 | 42.79 | 42.77 | 0.01 | 0
2020 | PJM_ROR_2_PJM_ROM | PJM_ROR | PJM_ROM | Internal | Shoulder | B14 | 900 | 8000 | 0 | 40.11 | 40.1 | 0.01 | 0
2020 | PJM_ROR_2_PJM_ROM | PJM_ROR | PJM_ROM | Internal | Shoulder | B15 | 1203 | 8000 | 943.98 | 37.21 | 37.22 | 0.01 | 0
2020 | PJM_ROR_2_PJM_ROM | PJM_ROR | PJM_ROM | Internal | Summer | B1 | 10 | 8000 | 4533.27 | 267.08 | 267.09 | 0.01 | 0
2020 | PJM_ROR_2_PJM_ROM | PJM_ROR | PJM_ROM | Internal | Summer | B2 | 25 | 8000 | 4128.79 | 66.7 | 66.72 | 0.01 | 0
2020 | PJM_ROR_2_PJM_ROM | PJM_ROR | PJM_ROM | Internal | Summer | B3 | 75 | 8000 | 2042.19 | 61.28 | 61.29 | 0.01 | 0
2020 | PJM_ROR_2_PJM_ROM | PJM_ROR | PJM_ROM | Internal | Summer | B4 | 100 | 8000 | 0 | 61.28 | 61.27 | 0.01 | 0
2020 | PJM_ROR_2_PJM_ROM | PJM_ROR | PJM_ROM | Internal | Summer | B5 | 200 | 8000 | 0 | 60.16 | 60.15 | 0.01 | 0
2020 | PJM_ROR_2_PJM_ROM | PJM_ROR | PJM_ROM | Internal | Summer | B6 | 300 | 8000 | 0 | 47.58 | 47.57 | 0.01 | 0
2020 | PJM_ROR_2_PJM_ROM | PJM_ROR | PJM_ROM | Internal | Summer | B7 | 400 | 8000 | 0 | 38.91 | 38.9 | 0.01 | 0
2020 | PJM_ROR_2_PJM_ROM | PJM_ROR | PJM_ROM | Internal | Summer | B8 | 500 | 8000 | 1693.42 | 37.62 | 37.63 | 0.01 | 0
2020 | PJM_ROR_2_PJM_ROM | PJM_ROR | PJM_ROM | Internal | Summer | B9 | 800 | 8000 | 3815.99 | 35.98 | 35.99 | 0.01 | 0
2020 | PJM_ROR_2_PJM_ROM | PJM_ROR | PJM_ROM | Internal | Summer | B10 | 1262 | 8000 | 5715.42 | 33.91 | 33.92 | 0.01 | 0
2020 | PJM_ROR_2_PJM_ROM | PJM_ROR | PJM_ROM | Internal | Winter | B16 | 25 | 8000 | 0 | 58.8 | 58.79 | 0.01 | 0
2020 | PJM_ROR_2_PJM_ROM | PJM_ROR | PJM_ROM | Internal | Winter | B17 | 100 | 8000 | 0 | 48.59 | 48.58 | 0.01 | 0
2020 | PJM_ROR_2_PJM_ROM | PJM_ROR | PJM_ROM | Internal | Winter | B18 | 400 | 8000 | 4601.63 | 43.56 | 43.57 | 0.01 | 0
2020 | PJM_ROR_2_PJM_ROM | PJM_ROR | PJM_ROM | Internal | Winter | B19 | 700 | 8000 | 5347.69 | 41.74 | 41.75 | 0.01 | 0
2020 | PJM_ROR_2_PJM_ROM | PJM_ROR | PJM_ROM | Internal | Winter | B20 | 935 | 8000 | 4103.17 | 37.04 | 37.05 | 0.01 | 0
2020 | PJM_ROR_2_TVA_Transmission | PJM_ROR | TVA_Transmission | Internal | Shoulder | B11 | 25 | 2500 | 0 | 54.86 | 60.56 | 6 | 0
2020 | PJM_ROR_2_TVA_Transmission | PJM_ROR | TVA_Transmission | Internal | Shoulder | B12 | 200 | 2500 | 0 | 47.86 | 49.34 | 6 | 0
2020 | PJM_ROR_2_TVA_Transmission | PJM_ROR | TVA_Transmission | Internal | Shoulder | B13 | 600 | 2500 | 0 | 42.79 | 45.75 | 6 | 0
2020 | PJM_ROR_2_TVA_Transmission | PJM_ROR | TVA_Transmission | Internal | Shoulder | B14 | 900 | 2500 | 0 | 40.11 | 44.72 | 6 | 0
2020 | PJM_ROR_2_TVA_Transmission | PJM_ROR | TVA_Transmission | Internal | Shoulder | B15 | 1203 | 2500 | 1103.65 | 37.21 | 43.21 | 6 | 0
2020 | PJM_ROR_2_TVA_Transmission | PJM_ROR | TVA_Transmission | Internal | Summer | B1 | 10 | 2500 | 510.34 | 267.08 | 273.08 | 6 | 0
2020 | PJM_ROR_2_TVA_Transmission | PJM_ROR | TVA_Transmission | Internal | Summer | B2 | 25 | 2500 | 2491.82 | 66.7 | 72.7 | 6 | 0
2020 | PJM_ROR_2_TVA_Transmission | PJM_ROR | TVA_Transmission | Internal | Summer | B3 | 75 | 2500 | 2500 | 61.28 | 69.14 | 6 | 1.86
2020 | PJM_ROR_2_TVA_Transmission | PJM_ROR | TVA_Transmission | Internal | Summer | B4 | 100 | 2500 | 2153.19 | 61.28 | 67.28 | 6 | 0
2020 | PJM_ROR_2_TVA_Transmission | PJM_ROR | TVA_Transmission | Internal | Summer | B5 | 200 | 2500 | 547.86 | 60.16 | 66.16 | 6 | 0
2020 | PJM_ROR_2_TVA_Transmission | PJM_ROR | TVA_Transmission | Internal | Summer | B6 | 300 | 2500 | 883.18 | 47.58 | 53.58 | 6 | 0
2020 | PJM_ROR_2_TVA_Transmission | PJM_ROR | TVA_Transmission | Internal | Summer | B7 | 400 | 2500 | 0 | 38.91 | 44.09 | 6 | 0
2020 | PJM_ROR_2_TVA_Transmission | PJM_ROR | TVA_Transmission | Internal | Summer | B8 | 500 | 2500 | 0 | 37.62 | 42.51 | 6 | 0
2020 | PJM_ROR_2_TVA_Transmission | PJM_ROR | TVA_Transmission | Internal | Summer | B9 | 800 | 2500 | 0 | 35.98 | 41.72 | 6 | 0
2020 | PJM_ROR_2_TVA_Transmission | PJM_ROR | TVA_Transmission | Internal | Summer | B10 | 1262 | 2500 | 0 | 33.91 | 38.88 | 6 | 0
2020 | PJM_ROR_2_TVA_Transmission | PJM_ROR | TVA_Transmission | Internal | Winter | B16 | 25 | 2500 | 1001.98 | 58.8 | 64.8 | 6 | 0
2020 | PJM_ROR_2_TVA_Transmission | PJM_ROR | TVA_Transmission | Internal | Winter | B17 | 100 | 2500 | 0 | 48.59 | 50.06 | 6 | 0
2020 | PJM_ROR_2_TVA_Transmission | PJM_ROR | TVA_Transmission | Internal | Winter | B18 | 400 | 2500 | 0 | 43.56 | 46.81 | 6 | 0
2020 | PJM_ROR_2_TVA_Transmission | PJM_ROR | TVA_Transmission | Internal | Winter | B19 | 700 | 2500 | 0 | 41.74 | 45.87 | 6 | 0
2020 | PJM_ROR_2_TVA_Transmission | PJM_ROR | TVA_Transmission | Internal | Winter | B20 | 935 | 2500 | 1333.1 | 37.04 | 43.04 | 6 | 0
2020 | PJM_ROR_2_VACAR | PJM_ROR | VACAR | Internal | Shoulder | B11 | 25 | 3000 | 2338.99 | 54.86 | 60.86 | 6 | 0
2020 | PJM_ROR_2_VACAR | PJM_ROR | VACAR | Internal | Shoulder | B12 | 200 | 3000 | 2200.46 | 47.86 | 53.86 | 6 | 0
2020 | PJM_ROR_2_VACAR | PJM_ROR | VACAR | Internal | Shoulder | B13 | 600 | 3000 | 1092.87 | 42.79 | 48.79 | 6 | 0
2020 | PJM_ROR_2_VACAR | PJM_ROR | VACAR | Internal | Shoulder | B14 | 900 | 3000 | 2670.36 | 40.11 | 46.11 | 6 | 0
2020 | PJM_ROR_2_VACAR | PJM_ROR | VACAR | Internal | Shoulder | B15 | 1203 | 3000 | 1829.91 | 37.21 | 43.21 | 6 | 0
2020 | PJM_ROR_2_VACAR | PJM_ROR | VACAR | Internal | Summer | B1 | 10 | 3000 | 3000 | 267.08 | 275.08 | 6 | 2
2020 | PJM_ROR_2_VACAR | PJM_ROR | VACAR | Internal | Summer | B2 | 25 | 3000 | 3000 | 66.7 | 73.7 | 6 | 1
2020 | PJM_ROR_2_VACAR | PJM_ROR | VACAR | Internal | Summer | B3 | 75 | 3000 | 3000 | 61.28 | 73.05 | 6 | 5.77
2020 | PJM_ROR_2_VACAR | PJM_ROR | VACAR | Internal | Summer | B4 | 100 | 3000 | 3000 | 61.28 | 73.05 | 6 | 5.77
2020 | PJM_ROR_2_VACAR | PJM_ROR | VACAR | Internal | Summer | B5 | 200 | 3000 | 3000 | 60.16 | 73.05 | 6 | 6.9
2020 | PJM_ROR_2_VACAR | PJM_ROR | VACAR | Internal | Summer | B6 | 300 | 3000 | 3000 | 47.58 | 57.5 | 6 | 3.92
2020 | PJM_ROR_2_VACAR | PJM_ROR | VACAR | Internal | Summer | B7 | 400 | 3000 | 3000 | 38.91 | 47.67 | 6 | 2.76
2020 | PJM_ROR_2_VACAR | PJM_ROR | VACAR | Internal | Summer | B8 | 500 | 3000 | 3000 | 37.62 | 45.16 | 6 | 1.54
2020 | PJM_ROR_2_VACAR | PJM_ROR | VACAR | Internal | Summer | B9 | 800 | 3000 | 3000 | 35.98 | 43.2 | 6 | 1.22
2020 | PJM_ROR_2_VACAR | PJM_ROR | VACAR | Internal | Summer | B10 | 1262 | 3000 | 3000 | 33.91 | 41.35 | 6 | 1.44
2020 | PJM_ROR_2_VACAR | PJM_ROR | VACAR | Internal | Winter | B16 | 25 | 3000 | 3000 | 58.8 | 79.87 | 6 | 15.07
2020 | PJM_ROR_2_VACAR | PJM_ROR | VACAR | Internal | Winter | B17 | 100 | 3000 | 2470.49 | 48.59 | 54.59 | 6 | 0
2020 | PJM_ROR_2_VACAR | PJM_ROR | VACAR | Internal | Winter | B18 | 400 | 3000 | 192.79 | 43.56 | 49.56 | 6 | 0
2020 | PJM_ROR_2_VACAR | PJM_ROR | VACAR | Internal | Winter | B19 | 700 | 3000 | 0 | 41.74 | 46.53 | 6 | 0
2020 | PJM_ROR_2_VACAR | PJM_ROR | VACAR | Internal | Winter | B20 | 935 | 3000 | 1737.46 | 37.04 | 43.04 | 6 | 0
2020 | PJM_ROM_2_NYISO_A-F | PJM_ROM | NYISO_A-F | Internal | Shoulder | B11 | 25 | 2000 | 0 | 54.85 | 39.85 | 6 | 0
2020 | PJM_ROM_2_NYISO_A-F | PJM_ROM | NYISO_A-F | Internal | Shoulder | B12 | 200 | 2000 | 0 | 47.85 | 39.85 | 6 | 0
2020 | PJM_ROM_2_NYISO_A-F | PJM_ROM | NYISO_A-F | Internal | Shoulder | B13 | 600 | 2000 | 0 | 42.77 | 37.7 | 6 | 0
2020 | PJM_ROM_2_NYISO_A-F | PJM_ROM | NYISO_A-F | Internal | Shoulder | B14 | 900 | 2000 | 0 | 40.1 | 37.7 | 6 | 0
2020 | PJM_ROM_2_NYISO_A-F | PJM_ROM | NYISO_A-F | Internal | Shoulder | B15 | 1203 | 2000 | 0 | 37.22 | 37.7 | 6 | 0
2020 | PJM_ROM_2_NYISO_A-F | PJM_ROM | NYISO_A-F | Internal | Summer | B1 | 10 | 2000 | 0 | 267.09 | 188.67 | 6 | 0
2020 | PJM_ROM_2_NYISO_A-F | PJM_ROM | NYISO_A-F | Internal | Summer | B2 | 25 | 2000 | 0 | 66.72 | 58.72 | 6 | 0
2020 | PJM_ROM_2_NYISO_A-F | PJM_ROM | NYISO_A-F | Internal | Summer | B3 | 75 | 2000 | 0 | 61.29 | 50.52 | 6 | 0
2020 | PJM_ROM_2_NYISO_A-F | PJM_ROM | NYISO_A-F | Internal | Summer | B4 | 100 | 2000 | 0 | 61.27 | 42.31 | 6 | 0
2020 | PJM_ROM_2_NYISO_A-F | PJM_ROM | NYISO_A-F | Internal | Summer | B5 | 200 | 2000 | 0 | 60.15 | 42.03 | 6 | 0
2020 | PJM_ROM_2_NYISO_A-F | PJM_ROM | NYISO_A-F | Internal | Summer | B6 | 300 | 2000 | 0 | 47.57 | 38.6 | 6 | 0
2020 | PJM_ROM_2_NYISO_A-F | PJM_ROM | NYISO_A-F | Internal | Summer | B7 | 400 | 2000 | 0 | 38.9 | 37.88 | 6 | 0
2020 | PJM_ROM_2_NYISO_A-F | PJM_ROM | NYISO_A-F | Internal | Summer | B8 | 500 | 2000 | 0 | 37.63 | 36.11 | 6 | 0
2020 | PJM_ROM_2_NYISO_A-F | PJM_ROM | NYISO_A-F | Internal | Summer | B9 | 800 | 2000 | 0 | 35.99 | 36.11 | 6 | 0
2020 | PJM_ROM_2_NYISO_A-F | PJM_ROM | NYISO_A-F | Internal | Summer | B10 | 1262 | 2000 | 0 | 33.92 | 36.11 | 6 | 0
2020 | PJM_ROM_2_NYISO_A-F | PJM_ROM | NYISO_A-F | Internal | Winter | B16 | 25 | 2000 | 0 | 58.79 | 42.19 | 6 | 0
2020 | PJM_ROM_2_NYISO_A-F | PJM_ROM | NYISO_A-F | Internal | Winter | B17 | 100 | 2000 | 0 | 48.58 | 41.74 | 6 | 0
2020 | PJM_ROM_2_NYISO_A-F | PJM_ROM | NYISO_A-F | Internal | Winter | B18 | 400 | 2000 | 0 | 43.57 | 41.74 | 6 | 0
2020 | PJM_ROM_2_NYISO_A-F | PJM_ROM | NYISO_A-F | Internal | Winter | B19 | 700 | 2000 | 0 | 41.75 | 41.74 | 6 | 0
2020 | PJM_ROM_2_NYISO_A-F | PJM_ROM | NYISO_A-F | Internal | Winter | B20 | 935 | 2000 | 0 | 37.05 | 41.74 | 6 | 0
2020 | PJM_ROM_2_PJM_E | PJM_ROM | PJM_E | Internal | Shoulder | B11 | 25 | 8000 | 0 | 54.85 | 54.83 | 0.01 | 0
2020 | PJM_ROM_2_PJM_E | PJM_ROM | PJM_E | Internal | Shoulder | B12 | 200 | 8000 | 0 | 47.85 | 47.84 | 0.01 | 0
2020 | PJM_ROM_2_PJM_E | PJM_ROM | PJM_E | Internal | Shoulder | B13 | 600 | 8000 | 0 | 42.77 | 42.76 | 0.01 | 0
2020 | PJM_ROM_2_PJM_E | PJM_ROM | PJM_E | Internal | Shoulder | B14 | 900 | 8000 | 0 | 40.1 | 40.08 | 0.01 | 0
2020 | PJM_ROM_2_PJM_E | PJM_ROM | PJM_E | Internal | Shoulder | B15 | 1203 | 8000 | 0 | 37.22 | 37.21 | 0.01 | 0
2020 | PJM_ROM_2_PJM_E | PJM_ROM | PJM_E | Internal | Summer | B1 | 10 | 8000 | 4386.45 | 267.09 | 267.1 | 0.01 | 0
2020 | PJM_ROM_2_PJM_E | PJM_ROM | PJM_E | Internal | Summer | B2 | 25 | 8000 | 3582.75 | 66.72 | 66.73 | 0.01 | 0
2020 | PJM_ROM_2_PJM_E | PJM_ROM | PJM_E | Internal | Summer | B3 | 75 | 8000 | 2458.78 | 61.29 | 61.3 | 0.01 | 0
2020 | PJM_ROM_2_PJM_E | PJM_ROM | PJM_E | Internal | Summer | B4 | 100 | 8000 | 0 | 61.27 | 61.26 | 0.01 | 0
2020 | PJM_ROM_2_PJM_E | PJM_ROM | PJM_E | Internal | Summer | B5 | 200 | 8000 | 0 | 60.15 | 60.13 | 0.01 | 0
2020 | PJM_ROM_2_PJM_E | PJM_ROM | PJM_E | Internal | Summer | B6 | 300 | 8000 | 0 | 47.57 | 47.56 | 0.01 | 0
2020 | PJM_ROM_2_PJM_E | PJM_ROM | PJM_E | Internal | Summer | B7 | 400 | 8000 | 59.65 | 38.9 | 38.91 | 0.01 | 0
2020 | PJM_ROM_2_PJM_E | PJM_ROM | PJM_E | Internal | Summer | B8 | 500 | 8000 | 2162.85 | 37.63 | 37.64 | 0.01 | 0
2020 | PJM_ROM_2_PJM_E | PJM_ROM | PJM_E | Internal | Summer | B9 | 800 | 8000 | 860.16 | 35.99 | 36.01 | 0.01 | 0
2020 | PJM_ROM_2_PJM_E | PJM_ROM | PJM_E | Internal | Summer | B10 | 1262 | 8000 | 2549.1 | 33.92 | 33.93 | 0.01 | 0
2020 | PJM_ROM_2_PJM_E | PJM_ROM | PJM_E | Internal | Winter | B16 | 25 | 8000 | 0 | 58.79 | 58.78 | 0.01 | 0
2020 | PJM_ROM_2_PJM_E | PJM_ROM | PJM_E | Internal | Winter | B17 | 100 | 8000 | 0 | 48.58 | 48.57 | 0.01 | 0
2020 | PJM_ROM_2_PJM_E | PJM_ROM | PJM_E | Internal | Winter | B18 | 400 | 8000 | 2764.14 | 43.57 | 43.59 | 0.01 | 0
2020 | PJM_ROM_2_PJM_E | PJM_ROM | PJM_E | Internal | Winter | B19 | 700 | 8000 | 4019.3 | 41.75 | 41.76 | 0.01 | 0
2020 | PJM_ROM_2_PJM_E | PJM_ROM | PJM_E | Internal | Winter | B20 | 935 | 8000 | 3088.25 | 37.05 | 37.07 | 0.01 | 0
2020 | PJM_ROM_2_PJM_ROR | PJM_ROM | PJM_ROR | Internal | Shoulder | B11 | 25 | 8000 | 5865.06 | 54.85 | 54.86 | 0.01 | 0
2020 | PJM_ROM_2_PJM_ROR | PJM_ROM | PJM_ROR | Internal | Shoulder | B12 | 200 | 8000 | 4043.56 | 47.85 | 47.86 | 0.01 | 0
2020 | PJM_ROM_2_PJM_ROR | PJM_ROM | PJM_ROR | Internal | Shoulder | B13 | 600 | 8000 | 1819.81 | 42.77 | 42.79 | 0.01 | 0
2020 | PJM_ROM_2_PJM_ROR | PJM_ROM | PJM_ROR | Internal | Shoulder | B14 | 900 | 8000 | 928.64 | 40.1 | 40.11 | 0.01 | 0
2020 | PJM_ROM_2_PJM_ROR | PJM_ROM | PJM_ROR | Internal | Shoulder | B15 | 1203 | 8000 | 0 | 37.22 | 37.21 | 0.01 | 0
2020 | PJM_ROM_2_PJM_ROR | PJM_ROM | PJM_ROR | Internal | Summer | B1 | 10 | 8000 | 0 | 267.09 | 267.08 | 0.01 | 0
2020 | PJM_ROM_2_PJM_ROR | PJM_ROM | PJM_ROR | Internal | Summer | B2 | 25 | 8000 | 0 | 66.72 | 66.7 | 0.01 | 0
2020 | PJM_ROM_2_PJM_ROR | PJM_ROM | PJM_ROR | Internal | Summer | B3 | 75 | 8000 | 0 | 61.29 | 61.28 | 0.01 | 0
2020 | PJM_ROM_2_PJM_ROR | PJM_ROM | PJM_ROR | Internal | Summer | B4 | 100 | 8000 | 2266.72 | 61.27 | 61.28 | 0.01 | 0
2020 | PJM_ROM_2_PJM_ROR | PJM_ROM | PJM_ROR | Internal | Summer | B5 | 200 | 8000 | 2911.47 | 60.15 | 60.16 | 0.01 | 0
2020 | PJM_ROM_2_PJM_ROR | PJM_ROM | PJM_ROR | Internal | Summer | B6 | 300 | 8000 | 3079.43 | 47.57 | 47.58 | 0.01 | 0
2020 | PJM_ROM_2_PJM_ROR | PJM_ROM | PJM_ROR | Internal | Summer | B7 | 400 | 8000 | 31.55 | 38.9 | 38.91 | 0.01 | 0
2020 | PJM_ROM_2_PJM_ROR | PJM_ROM | PJM_ROR | Internal | Summer | B8 | 500 | 8000 | 0 | 37.63 | 37.62 | 0.01 | 0
2020 | PJM_ROM_2_PJM_ROR | PJM_ROM | PJM_ROR | Internal | Summer | B9 | 800 | 8000 | 0 | 35.99 | 35.98 | 0.01 | 0
2020 | PJM_ROM_2_PJM_ROR | PJM_ROM | PJM_ROR | Internal | Summer | B10 | 1262 | 8000 | 0 | 33.92 | 33.91 | 0.01 | 0
2020 | PJM_ROM_2_PJM_ROR | PJM_ROM | PJM_ROR | Internal | Winter | B16 | 25 | 8000 | 2447.69 | 58.79 | 58.8 | 0.01 | 0
2020 | PJM_ROM_2_PJM_ROR | PJM_ROM | PJM_ROR | Internal | Winter | B17 | 100 | 8000 | 870.23 | 48.58 | 48.59 | 0.01 | 0
2020 | PJM_ROM_2_PJM_ROR | PJM_ROM | PJM_ROR | Internal | Winter | B18 | 400 | 8000 | 0 | 43.57 | 43.56 | 0.01 | 0
2020 | PJM_ROM_2_PJM_ROR | PJM_ROM | PJM_ROR | Internal | Winter | B19 | 700 | 8000 | 0 | 41.75 | 41.74 | 0.01 | 0
2020 | PJM_ROM_2_PJM_ROR | PJM_ROM | PJM_ROR | Internal | Winter | B20 | 935 | 8000 | 0 | 37.05 | 37.04 | 0.01 | 0
2020 | SOCO_2_ENT | SOCO | ENT | Internal | Shoulder | B11 | 25 | 2400 | 0 | 67.86 | 67.75 | 10 | 0
2020 | SOCO_2_ENT | SOCO | ENT | Internal | Shoulder | B12 | 200 | 2400 | 0 | 43.86 | 41.91 | 10 | 0
2020 | SOCO_2_ENT | SOCO | ENT | Internal | Shoulder | B13 | 600 | 2400 | 0 | 42.1 | 41.91 | 10 | 0
2020 | SOCO_2_ENT | SOCO | ENT | Internal | Shoulder | B14 | 900 | 2400 | 0 | 42.1 | 41.61 | 10 | 0
2020 | SOCO_2_ENT | SOCO | ENT | Internal | Shoulder | B15 | 1203 | 2400 | 0 | 42.1 | 41.61 | 10 | 0
2020 | SOCO_2_ENT | SOCO | ENT | Internal | Summer | B1 | 10 | 2400 | 0 | 282.08 | 272.05 | 10 | 0
2020 | SOCO_2_ENT | SOCO | ENT | Internal | Summer | B2 | 25 | 2400 | 0 | 80.7 | 72.7 | 10 | 0
2020 | SOCO_2_ENT | SOCO | ENT | Internal | Summer | B3 | 75 | 2400 | 0 | 76.21 | 68.21 | 10 | 0
2020 | SOCO_2_ENT | SOCO | ENT | Internal | Summer | B4 | 100 | 2400 | 0 | 71.02 | 68.21 | 10 | 0
2020 | SOCO_2_ENT | SOCO | ENT | Internal | Summer | B5 | 200 | 2400 | 0 | 71.02 | 68.21 | 10 | 0
2020 | SOCO_2_ENT | SOCO | ENT | Internal | Summer | B6 | 300 | 2400 | 0 | 62.58 | 54.58 | 10 | 0
2020 | SOCO_2_ENT | SOCO | ENT | Internal | Summer | B7 | 400 | 2400 | 0 | 51.51 | 43.51 | 10 | 0
2020 | SOCO_2_ENT | SOCO | ENT | Internal | Summer | B8 | 500 | 2400 | 0 | 43.76 | 40.59 | 10 | 0
2020 | SOCO_2_ENT | SOCO | ENT | Internal | Summer | B9 | 800 | 2400 | 0 | 40.87 | 40.3 | 10 | 0
2020 | SOCO_2_ENT | SOCO | ENT | Internal | Summer | B10 | 1262 | 2400 | 0 | 40.87 | 39.84 | 10 | 0
2020 | SOCO_2_ENT | SOCO | ENT | Internal | Winter | B16 | 25 | 2400 | 0 | 69.87 | 61.87 | 10 | 0
2020 | SOCO_2_ENT | SOCO | ENT | Internal | Winter | B17 | 100 | 2400 | 0 | 44.59 | 44.52 | 10 | 0
2020 | SOCO_2_ENT | SOCO | ENT | Internal | Winter | B18 | 400 | 2400 | 0 | 44.59 | 44.2 | 10 | 0
2020 | SOCO_2_ENT | SOCO | ENT | Internal | Winter | B19 | 700 | 2400 | 0 | 44.59 | 44.2 | 10 | 0
2020 | SOCO_2_ENT | SOCO | ENT | Internal | Winter | B20 | 935 | 2400 | 0 | 44.13 | 42.75 | 10 | 0
2020 | SOCO_2_FRCC | SOCO | FRCC | Internal | Shoulder | B11 | 25 | 3700 | 613.93 | 67.86 | 77.86 | 10 | 0
2020 | SOCO_2_FRCC | SOCO | FRCC | Internal | Shoulder | B12 | 200 | 3700 | 1985.48 | 43.86 | 53.86 | 10 | 0
2020 | SOCO_2_FRCC | SOCO | FRCC | Internal | Shoulder | B13 | 600 | 3700 | 0 | 42.1 | 51.97 | 10 | 0
2020 | SOCO_2_FRCC | SOCO | FRCC | Internal | Shoulder | B14 | 900 | 3700 | 0 | 42.1 | 48.83 | 10 | 0
2020 | SOCO_2_FRCC | SOCO | FRCC | Internal | Shoulder | B15 | 1203 | 3700 | 0 | 42.1 | 46.83 | 10 | 0
2020 | SOCO_2_FRCC | SOCO | FRCC | Internal | Summer | B1 | 10 | 3700 | 1883.61 | 282.08 | 292.08 | 10 | 0
2020 | SOCO_2_FRCC | SOCO | FRCC | Internal | Summer | B2 | 25 | 3700 | 902.4 | 80.7 | 90.7 | 10 | 0
2020 | SOCO_2_FRCC | SOCO | FRCC | Internal | Summer | B3 | 75 | 3700 | 0 | 76.21 | 76.76 | 10 | 0
2020 | SOCO_2_FRCC | SOCO | FRCC | Internal | Summer | B4 | 100 | 3700 | 0 | 71.02 | 76.76 | 10 | 0
2020 | SOCO_2_FRCC | SOCO | FRCC | Internal | Summer | B5 | 200 | 3700 | 0 | 71.02 | 76.76 | 10 | 0
2020 | SOCO_2_FRCC | SOCO | FRCC | Internal | Summer | B6 | 300 | 3700 | 3700 | 62.58 | 75.61 | 10 | 3.02
2020 | SOCO_2_FRCC | SOCO | FRCC | Internal | Summer | B7 | 400 | 3700 | 2606.44 | 51.51 | 61.51 | 10 | 0
2020 | SOCO_2_FRCC | SOCO | FRCC | Internal | Summer | B8 | 500 | 3700 | 1573.58 | 43.76 | 53.76 | 10 | 0
2020 | SOCO_2_FRCC | SOCO | FRCC | Internal | Summer | B9 | 800 | 3700 | 0 | 40.87 | 48.1 | 10 | 0
2020 | SOCO_2_FRCC | SOCO | FRCC | Internal | Summer | B10 | 1262 | 3700 | 0 | 40.87 | 46.13 | 10 | 0
2020 | SOCO_2_FRCC | SOCO | FRCC | Internal | Winter | B16 | 25 | 3700 | 3108.72 | 69.87 | 79.87 | 10 | 0
2020 | SOCO_2_FRCC | SOCO | FRCC | Internal | Winter | B17 | 100 | 3700 | 2100.32 | 44.59 | 54.59 | 10 | 0
2020 | SOCO_2_FRCC | SOCO | FRCC | Internal | Winter | B18 | 400 | 3700 | 0 | 44.59 | 53.76 | 10 | 0
2020 | SOCO_2_FRCC | SOCO | FRCC | Internal | Winter | B19 | 700 | 3700 | 0 | 44.59 | 51.07 | 10 | 0
2020 | SOCO_2_FRCC | SOCO | FRCC | Internal | Winter | B20 | 935 | 3700 | 0 | 44.13 | 48.97 | 10 | 0
2020 | SOCO_2_VACAR | SOCO | VACAR | Internal | Shoulder | B11 | 25 | 2000 | 0 | 67.86 | 60.86 | 10 | 0
2020 | SOCO_2_VACAR | SOCO | VACAR | Internal | Shoulder | B12 | 200 | 2000 | 650.19 | 43.86 | 53.86 | 10 | 0
2020 | SOCO_2_VACAR | SOCO | VACAR | Internal | Shoulder | B13 | 600 | 2000 | 0 | 42.1 | 48.79 | 10 | 0
2020 | SOCO_2_VACAR | SOCO | VACAR | Internal | Shoulder | B14 | 900 | 2000 | 0 | 42.1 | 46.11 | 10 | 0
2020 | SOCO_2_VACAR | SOCO | VACAR | Internal | Shoulder | B15 | 1203 | 2000 | 0 | 42.1 | 43.21 | 10 | 0
2020 | SOCO_2_VACAR | SOCO | VACAR | Internal | Summer | B1 | 10 | 2000 | 0 | 282.08 | 275.08 | 10 | 0
2020 | SOCO_2_VACAR | SOCO | VACAR | Internal | Summer | B2 | 25 | 2000 | 0 | 80.7 | 73.7 | 10 | 0
2020 | SOCO_2_VACAR | SOCO | VACAR | Internal | Summer | B3 | 75 | 2000 | 0 | 76.21 | 73.05 | 10 | 0
2020 | SOCO_2_VACAR | SOCO | VACAR | Internal | Summer | B4 | 100 | 2000 | 0 | 71.02 | 73.05 | 10 | 0
2020 | SOCO_2_VACAR | SOCO | VACAR | Internal | Summer | B5 | 200 | 2000 | 0 | 71.02 | 73.05 | 10 | 0
2020 | SOCO_2_VACAR | SOCO | VACAR | Internal | Summer | B6 | 300 | 2000 | 0 | 62.58 | 57.5 | 10 | 0
2020 | SOCO_2_VACAR | SOCO | VACAR | Internal | Summer | B7 | 400 | 2000 | 0 | 51.51 | 47.67 | 10 | 0
2020 | SOCO_2_VACAR | SOCO | VACAR | Internal | Summer | B8 | 500 | 2000 | 0 | 43.76 | 45.16 | 10 | 0
2020 | SOCO_2_VACAR | SOCO | VACAR | Internal | Summer | B9 | 800 | 2000 | 0 | 40.87 | 43.2 | 10 | 0
2020 | SOCO_2_VACAR | SOCO | VACAR | Internal | Summer | B10 | 1262 | 2000 | 0 | 40.87 | 41.35 | 10 | 0
2020 | SOCO_2_VACAR | SOCO | VACAR | Internal | Winter | B16 | 25 | 2000 | 275.08 | 69.87 | 79.87 | 10 | 0
2020 | SOCO_2_VACAR | SOCO | VACAR | Internal | Winter | B17 | 100 | 2000 | 169.2 | 44.59 | 54.59 | 10 | 0
2020 | SOCO_2_VACAR | SOCO | VACAR | Internal | Winter | B18 | 400 | 2000 | 0 | 44.59 | 49.56 | 10 | 0
2020 | SOCO_2_VACAR | SOCO | VACAR | Internal | Winter | B19 | 700 | 2000 | 0 | 44.59 | 46.53 | 10 | 0
2020 | SOCO_2_VACAR | SOCO | VACAR | Internal | Winter | B20 | 935 | 2000 | 0 | 44.13 | 43.04 | 10 | 0
2020 | SPP_N_2_ENT | SPP_N | ENT | Internal | Shoulder | B11 | 25 | 1800 | 0 | 66.74 | 67.75 | 5 | 0
2020 | SPP_N_2_ENT | SPP_N | ENT | Internal | Shoulder | B12 | 200 | 1800 | 0 | 44.77 | 41.91 | 5 | 0
2020 | SPP_N_2_ENT | SPP_N | ENT | Internal | Shoulder | B13 | 600 | 1800 | 0 | 41.62 | 41.91 | 5 | 0
2020 | SPP_N_2_ENT | SPP_N | ENT | Internal | Shoulder | B14 | 900 | 1800 | 0 | 40.57 | 41.61 | 5 | 0
2020 | SPP_N_2_ENT | SPP_N | ENT | Internal | Shoulder | B15 | 1203 | 1800 | 0 | 40.19 | 41.61 | 5 | 0
2020 | SPP_N_2_ENT | SPP_N | ENT | Internal | Summer | B1 | 10 | 1800 | 1037.97 | 267.05 | 272.05 | 5 | 0
2020 | SPP_N_2_ENT | SPP_N | ENT | Internal | Summer | B2 | 25 | 1800 | 0 | 68.61 | 72.7 | 5 | 0
2020 | SPP_N_2_ENT | SPP_N | ENT | Internal | Summer | B3 | 75 | 1800 | 0 | 66.03 | 68.21 | 5 | 0
2020 | SPP_N_2_ENT | SPP_N | ENT | Internal | Summer | B4 | 100 | 1800 | 0 | 66.03 | 68.21 | 5 | 0
2020 | SPP_N_2_ENT | SPP_N | ENT | Internal | Summer | B5 | 200 | 1800 | 0 | 66.03 | 68.21 | 5 | 0
2020 | SPP_N_2_ENT | SPP_N | ENT | Internal | Summer | B6 | 300 | 1800 | 0 | 55.89 | 54.58 | 5 | 0
2020 | SPP_N_2_ENT | SPP_N | ENT | Internal | Summer | B7 | 400 | 1800 | 0 | 47.44 | 43.51 | 5 | 0
2020 | SPP_N_2_ENT | SPP_N | ENT | Internal | Summer | B8 | 500 | 1800 | 0 | 40.6 | 40.59 | 5 | 0
2020 | SPP_N_2_ENT | SPP_N | ENT | Internal | Summer | B9 | 800 | 1800 | 0 | 39.37 | 40.3 | 5 | 0
2020 | SPP_N_2_ENT | SPP_N | ENT | Internal | Summer | B10 | 1262 | 1800 | 0 | 38.85 | 39.84 | 5 | 0
2020 | SPP_N_2_ENT | SPP_N | ENT | Internal | Winter | B16 | 25 | 1800 | 0 | 56.89 | 61.87 | 5 | 0
2020 | SPP_N_2_ENT | SPP_N | ENT | Internal | Winter | B17 | 100 | 1800 | 0 | 43.9 | 44.52 | 5 | 0
2020 | SPP_N_2_ENT | SPP_N | ENT | Internal | Winter | B18 | 400 | 1800 | 0 | 42.83 | 44.2 | 5 | 0
2020 | SPP_N_2_ENT | SPP_N | ENT | Internal | Winter | B19 | 700 | 1800 | 0 | 42.83 | 44.2 | 5 | 0
2020 | SPP_N_2_ENT | SPP_N | ENT | Internal | Winter | B20 | 935 | 1800 | 0 | 42.74 | 42.75 | 5 | 0
2020 | SPP_N_2_MISO_MO-IL | SPP_N | MISO_MO-IL | Internal | Shoulder | B11 | 25 | 2000 | 0 | 66.74 | 59.75 | 5 | 0
2020 | SPP_N_2_MISO_MO-IL | SPP_N | MISO_MO-IL | Internal | Shoulder | B12 | 200 | 2000 | 33.83 | 44.77 | 49.77 | 5 | 0
2020 | SPP_N_2_MISO_MO-IL | SPP_N | MISO_MO-IL | Internal | Shoulder | B13 | 600 | 2000 | 0 | 41.62 | 42.41 | 5 | 0
2020 | SPP_N_2_MISO_MO-IL | SPP_N | MISO_MO-IL | Internal | Shoulder | B14 | 900 | 2000 | 0 | 40.57 | 40.44 | 5 | 0
2020 | SPP_N_2_MISO_MO-IL | SPP_N | MISO_MO-IL | Internal | Shoulder | B15 | 1203 | 2000 | 0 | 40.19 | 37.27 | 5 | 0
2020 | SPP_N_2_MISO_MO-IL | SPP_N | MISO_MO-IL | Internal | Summer | B1 | 10 | 2000 | 0 | 267.05 | 265.08 | 5 | 0
2020 | SPP_N_2_MISO_MO-IL | SPP_N | MISO_MO-IL | Internal | Summer | B2 | 25 | 2000 | 0 | 68.61 | 64.7 | 5 | 0
2020 | SPP_N_2_MISO_MO-IL | SPP_N | MISO_MO-IL | Internal | Summer | B3 | 75 | 2000 | 0 | 66.03 | 61.14 | 5 | 0
2020 | SPP_N_2_MISO_MO-IL | SPP_N | MISO_MO-IL | Internal | Summer | B4 | 100 | 2000 | 0 | 66.03 | 61.14 | 5 | 0
2020 | SPP_N_2_MISO_MO-IL | SPP_N | MISO_MO-IL | Internal | Summer | B5 | 200 | 2000 | 0 | 66.03 | 61.14 | 5 | 0
2020 | SPP_N_2_MISO_MO-IL | SPP_N | MISO_MO-IL | Internal | Summer | B6 | 300 | 2000 | 0 | 55.89 | 48.9 | 5 | 0
2020 | SPP_N_2_MISO_MO-IL | SPP_N | MISO_MO-IL | Internal | Summer | B7 | 400 | 2000 | 0 | 47.44 | 40.46 | 5 | 0
2020 | SPP_N_2_MISO_MO-IL | SPP_N | MISO_MO-IL | Internal | Summer | B8 | 500 | 2000 | 0 | 40.6 | 37.35 | 5 | 0
2020 | SPP_N_2_MISO_MO-IL | SPP_N | MISO_MO-IL | Internal | Summer | B9 | 800 | 2000 | 0 | 39.37 | 36.06 | 5 | 0
2020 | SPP_N_2_MISO_MO-IL | SPP_N | MISO_MO-IL | Internal | Summer | B10 | 1262 | 2000 | 0 | 38.85 | 34.85 | 5 | 0
2020 | SPP_N_2_MISO_MO-IL | SPP_N | MISO_MO-IL | Internal | Winter | B16 | 25 | 2000 | 0 | 56.89 | 60.79 | 5 | 0
2020 | SPP_N_2_MISO_MO-IL | SPP_N | MISO_MO-IL | Internal | Winter | B17 | 100 | 2000 | 0 | 43.9 | 48.31 | 5 | 0
2020 | SPP_N_2_MISO_MO-IL | SPP_N | MISO_MO-IL | Internal | Winter | B18 | 400 | 2000 | 0 | 42.83 | 43.41 | 5 | 0
2020 | SPP_N_2_MISO_MO-IL | SPP_N | MISO_MO-IL | Internal | Winter | B19 | 700 | 2000 | 0 | 42.83 | 41.4 | 5 | 0
2020 | SPP_N_2_MISO_MO-IL | SPP_N | MISO_MO-IL | Internal | Winter | B20 | 935 | 2000 | 0 | 42.74 | 36.84 | 5 | 0
2020 | SPP_N_2_NE | SPP_N | NE | Internal | Shoulder | B11 | 25 | 330 | 0 | 66.74 | 59.74 | 0.01 | 0
2020 | SPP_N_2_NE | SPP_N | NE | Internal | Shoulder | B12 | 200 | 330 | 0 | 44.77 | 44.76 | 0.01 | 0
2020 | SPP_N_2_NE | SPP_N | NE | Internal | Shoulder | B13 | 600 | 330 | 0 | 41.62 | 41.6 | 0.01 | 0
2020 | SPP_N_2_NE | SPP_N | NE | Internal | Shoulder | B14 | 900 | 330 | 0 | 40.57 | 40.56 | 0.01 | 0
2020 | SPP_N_2_NE | SPP_N | NE | Internal | Shoulder | B15 | 1203 | 330 | 0 | 40.19 | 40.17 | 0.01 | 0
2020 | SPP_N_2_NE | SPP_N | NE | Internal | Summer | B1 | 10 | 330 | 0 | 267.05 | 260.07 | 0.01 | 0
2020 | SPP_N_2_NE | SPP_N | NE | Internal | Summer | B2 | 25 | 330 | 0 | 68.61 | 64.69 | 0.01 | 0
2020 | SPP_N_2_NE | SPP_N | NE | Internal | Summer | B3 | 75 | 330 | 0 | 66.03 | 64.47 | 0.01 | 0
2020 | SPP_N_2_NE | SPP_N | NE | Internal | Summer | B4 | 100 | 330 | 0 | 66.03 | 64.47 | 0.01 | 0
2020 | SPP_N_2_NE | SPP_N | NE | Internal | Summer | B5 | 200 | 330 | 0 | 66.03 | 64 | 0.01 | 0
2020 | SPP_N_2_NE | SPP_N | NE | Internal | Summer | B6 | 300 | 330 | 0 | 55.89 | 55.88 | 0.01 | 0
2020 | SPP_N_2_NE | SPP_N | NE | Internal | Summer | B7 | 400 | 330 | 0 | 47.44 | 40.44 | 0.01 | 0
2020 | SPP_N_2_NE | SPP_N | NE | Internal | Summer | B8 | 500 | 330 | 0 | 40.6 | 37.34 | 0.01 | 0
2020 | SPP_N_2_NE | SPP_N | NE | Internal | Summer | B9 | 800 | 330 | 0 | 39.37 | 36.07 | 0.01 | 0
2020 | SPP_N_2_NE | SPP_N | NE | Internal | Summer | B10 | 1262 | 330 | 0 | 38.85 | 34.68 | 0.01 | 0
2020 | SPP_N_2_NE | SPP_N | NE | Internal | Winter | B16 | 25 | 330 | 0 | 56.89 | 56.87 | 0.01 | 0
2020 | SPP_N_2_NE | SPP_N | NE | Internal | Winter | B17 | 100 | 330 | 0 | 43.9 | 43.89 | 0.01 | 0
2020 | SPP_N_2_NE | SPP_N | NE | Internal | Winter | B18 | 400 | 330 | 0 | 42.83 | 42.82 | 0.01 | 0
2020 | SPP_N_2_NE | SPP_N | NE | Internal | Winter | B19 | 700 | 330 | 0 | 42.83 | 42.82 | 0.01 | 0
2020 | SPP_N_2_NE | SPP_N | NE | Internal | Winter | B20 | 935 | 330 | 0 | 42.74 | 38.27 | 0.01 | 0
2020 | SPP_N_2_SPP_S | SPP_N | SPP_S | Internal | Shoulder | B11 | 25 | 4000 | 0 | 66.74 | 62.75 | 0.01 | 0
2020 | SPP_N_2_SPP_S | SPP_N | SPP_S | Internal | Shoulder | B12 | 200 | 4000 | 0 | 44.77 | 42.02 | 0.01 | 0
2020 | SPP_N_2_SPP_S | SPP_N | SPP_S | Internal | Shoulder | B13 | 600 | 4000 | 0 | 41.62 | 41.6 | 0.01 | 0
2020 | SPP_N_2_SPP_S | SPP_N | SPP_S | Internal | Shoulder | B14 | 900 | 4000 | 0 | 40.57 | 40.2 | 0.01 | 0
2020 | SPP_N_2_SPP_S | SPP_N | SPP_S | Internal | Shoulder | B15 | 1203 | 4000 | 956.91 | 40.19 | 40.2 | 0.01 | 0
2020 | SPP_N_2_SPP_S | SPP_N | SPP_S | Internal | Summer | B1 | 10 | 4000 | 0 | 267.05 | 262.33 | 0.01 | 0
2020 | SPP_N_2_SPP_S | SPP_N | SPP_S | Internal | Summer | B2 | 25 | 4000 | 63.32 | 68.61 | 68.62 | 0.01 | 0
2020 | SPP_N_2_SPP_S | SPP_N | SPP_S | Internal | Summer | B3 | 75 | 4000 | 0 | 66.03 | 65.96 | 0.01 | 0
2020 | SPP_N_2_SPP_S | SPP_N | SPP_S | Internal | Summer | B4 | 100 | 4000 | 0 | 66.03 | 65.22 | 0.01 | 0
2020 | SPP_N_2_SPP_S | SPP_N | SPP_S | Internal | Summer | B5 | 200 | 4000 | 0 | 66.03 | 64.56 | 0.01 | 0
2020 | SPP_N_2_SPP_S | SPP_N | SPP_S | Internal | Summer | B6 | 300 | 4000 | 0 | 55.89 | 55.88 | 0.01 | 0
2020 | SPP_N_2_SPP_S | SPP_N | SPP_S | Internal | Summer | B7 | 400 | 4000 | 286.54 | 47.44 | 47.46 | 0.01 | 0
2020 | SPP_N_2_SPP_S | SPP_N | SPP_S | Internal | Summer | B8 | 500 | 4000 | 1205.89 | 40.6 | 40.62 | 0.01 | 0
2020 | SPP_N_2_SPP_S | SPP_N | SPP_S | Internal | Summer | B9 | 800 | 4000 | 1930.85 | 39.37 | 39.39 | 0.01 | 0
2020 | SPP_N_2_SPP_S | SPP_N | SPP_S | Internal | Summer | B10 | 1262 | 4000 | 2901.49 | 38.85 | 38.86 | 0.01 | 0
2020 | SPP_N_2_SPP_S | SPP_N | SPP_S | Internal | Winter | B16 | 25 | 4000 | 0 | 56.89 | 56.87 | 0.01 | 0
2020 | SPP_N_2_SPP_S | SPP_N | SPP_S | Internal | Winter | B17 | 100 | 4000 | 366.31 | 43.9 | 43.91 | 0.01 | 0
2020 | SPP_N_2_SPP_S | SPP_N | SPP_S | Internal | Winter | B18 | 400 | 4000 | 664.19 | 42.83 | 42.84 | 0.01 | 0
2020 | SPP_N_2_SPP_S | SPP_N | SPP_S | Internal | Winter | B19 | 700 | 4000 | 1330.94 | 42.83 | 42.84 | 0.01 | 0
2020 | SPP_N_2_SPP_S | SPP_N | SPP_S | Internal | Winter | B20 | 935 | 4000 | 3033.7 | 42.74 | 42.75 | 0.01 | 0
2020 | SPP_S_2_ENT | SPP_S | ENT | Internal | Shoulder | B11 | 25 | 850 | 568.52 | 62.75 | 67.75 | 5 | 0
2020 | SPP_S_2_ENT | SPP_S | ENT | Internal | Shoulder | B12 | 200 | 850 | 0 | 42.02 | 41.91 | 5 | 0
2020 | SPP_S_2_ENT | SPP_S | ENT | Internal | Shoulder | B13 | 600 | 850 | 0 | 41.6 | 41.91 | 5 | 0
2020 | SPP_S_2_ENT | SPP_S | ENT | Internal | Shoulder | B14 | 900 | 850 | 0 | 40.2 | 41.61 | 5 | 0
2020 | SPP_S_2_ENT | SPP_S | ENT | Internal | Shoulder | B15 | 1203 | 850 | 0 | 40.2 | 41.61 | 5 | 0
2020 | SPP_S_2_ENT | SPP_S | ENT | Internal | Summer | B1 | 10 | 850 | 850 | 262.33 | 272.05 | 5 | 4.71
2020 | SPP_S_2_ENT | SPP_S | ENT | Internal | Summer | B2 | 25 | 850 | 0 | 68.62 | 72.7 | 5 | 0
2020 | SPP_S_2_ENT | SPP_S | ENT | Internal | Summer | B3 | 75 | 850 | 0 | 65.96 | 68.21 | 5 | 0
2020 | SPP_S_2_ENT | SPP_S | ENT | Internal | Summer | B4 | 100 | 850 | 0 | 65.22 | 68.21 | 5 | 0
2020 | SPP_S_2_ENT | SPP_S | ENT | Internal | Summer | B5 | 200 | 850 | 0 | 64.56 | 68.21 | 5 | 0
2020 | SPP_S_2_ENT | SPP_S | ENT | Internal | Summer | B6 | 300 | 850 | 0 | 55.88 | 54.58 | 5 | 0
2020 | SPP_S_2_ENT | SPP_S | ENT | Internal | Summer | B7 | 400 | 850 | 0 | 47.46 | 43.51 | 5 | 0
2020 | SPP_S_2_ENT | SPP_S | ENT | Internal | Summer | B8 | 500 | 850 | 0 | 40.62 | 40.59 | 5 | 0
2020 | SPP_S_2_ENT | SPP_S | ENT | Internal | Summer | B9 | 800 | 850 | 0 | 39.39 | 40.3 | 5 | 0
2020 | SPP_S_2_ENT | SPP_S | ENT | Internal | Summer | B10 | 1262 | 850 | 0 | 38.86 | 39.84 | 5 | 0
2020 | SPP_S_2_ENT | SPP_S | ENT | Internal | Winter | B16 | 25 | 850 | 387.49 | 56.87 | 61.87 | 5 | 0
2020 | SPP_S_2_ENT | SPP_S | ENT | Internal | Winter | B17 | 100 | 850 | 0 | 43.91 | 44.52 | 5 | 0
2020 | SPP_S_2_ENT | SPP_S | ENT | Internal | Winter | B18 | 400 | 850 | 0 | 42.84 | 44.2 | 5 | 0
2020 | SPP_S_2_ENT | SPP_S | ENT | Internal | Winter | B19 | 700 | 850 | 0 | 42.84 | 44.2 | 5 | 0
2020 | SPP_S_2_ENT | SPP_S | ENT | Internal | Winter | B20 | 935 | 850 | 0 | 42.75 | 42.75 | 5 | 0
2020 | SPP_S_2_SPP_N | SPP_S | SPP_N | Internal | Shoulder | B11 | 25 | 640 | 640 | 62.75 | 66.74 | 0.01 | 3.98
2020 | SPP_S_2_SPP_N | SPP_S | SPP_N | Internal | Shoulder | B12 | 200 | 640 | 640 | 42.02 | 44.77 | 0.01 | 2.74
2020 | SPP_S_2_SPP_N | SPP_S | SPP_N | Internal | Shoulder | B13 | 600 | 640 | 233.26 | 41.6 | 41.62 | 0.01 | 0
2020 | SPP_S_2_SPP_N | SPP_S | SPP_N | Internal | Shoulder | B14 | 900 | 640 | 640 | 40.2 | 40.57 | 0.01 | 0.36
2020 | SPP_S_2_SPP_N | SPP_S | SPP_N | Internal | Shoulder | B15 | 1203 | 640 | 0 | 40.2 | 40.19 | 0.01 | 0
2020 | SPP_S_2_SPP_N | SPP_S | SPP_N | Internal | Summer | B1 | 10 | 640 | 640 | 262.33 | 267.05 | 0.01 | 4.7
2020 | SPP_S_2_SPP_N | SPP_S | SPP_N | Internal | Summer | B2 | 25 | 640 | 0 | 68.62 | 68.61 | 0.01 | 0
2020 | SPP_S_2_SPP_N | SPP_S | SPP_N | Internal | Summer | B3 | 75 | 640 | 640 | 65.96 | 66.03 | 0.01 | 0.06
2020 | SPP_S_2_SPP_N | SPP_S | SPP_N | Internal | Summer | B4 | 100 | 640 | 640 | 65.22 | 66.03 | 0.01 | 0.81
2020 | SPP_S_2_SPP_N | SPP_S | SPP_N | Internal | Summer | B5 | 200 | 640 | 640 | 64.56 | 66.03 | 0.01 | 1.47
2020 | SPP_S_2_SPP_N | SPP_S | SPP_N | Internal | Summer | B6 | 300 | 640 | 37.43 | 55.88 | 55.89 | 0.01 | 0
2020 | SPP_S_2_SPP_N | SPP_S | SPP_N | Internal | Summer | B7 | 400 | 640 | 0 | 47.46 | 47.44 | 0.01 | 0
2020 | SPP_S_2_SPP_N | SPP_S | SPP_N | Internal | Summer | B8 | 500 | 640 | 0 | 40.62 | 40.6 | 0.01 | 0
2020 | SPP_S_2_SPP_N | SPP_S | SPP_N | Internal | Summer | B9 | 800 | 640 | 0 | 39.39 | 39.37 | 0.01 | 0
2020 | SPP_S_2_SPP_N | SPP_S | SPP_N | Internal | Summer | B10 | 1262 | 640 | 0 | 38.86 | 38.85 | 0.01 | 0
2020 | SPP_S_2_SPP_N | SPP_S | SPP_N | Internal | Winter | B16 | 25 | 640 | 261.72 | 56.87 | 56.89 | 0.01 | 0
2020 | SPP_S_2_SPP_N | SPP_S | SPP_N | Internal | Winter | B17 | 100 | 640 | 0 | 43.91 | 43.9 | 0.01 | 0
2020 | SPP_S_2_SPP_N | SPP_S | SPP_N | Internal | Winter | B18 | 400 | 640 | 0 | 42.84 | 42.83 | 0.01 | 0
2020 | SPP_S_2_SPP_N | SPP_S | SPP_N | Internal | Winter | B19 | 700 | 640 | 0 | 42.84 | 42.83 | 0.01 | 0
2020 | SPP_S_2_SPP_N | SPP_S | SPP_N | Internal | Winter | B20 | 935 | 640 | 0 | 42.75 | 42.74 | 0.01 | 0
2020 | TVA_2_ENT | TVA | ENT | Internal | Shoulder | B11 | 25 | 500 | 0 | 60 | 67.75 | 9 | 0
2020 | TVA_2_ENT | TVA | ENT | Internal | Shoulder | B12 | 200 | 500 | 0 | 43.52 | 41.91 | 9 | 0
2020 | TVA_2_ENT | TVA | ENT | Internal | Shoulder | B13 | 600 | 500 | 0 | 43.52 | 41.91 | 9 | 0
2020 | TVA_2_ENT | TVA | ENT | Internal | Shoulder | B14 | 900 | 500 | 0 | 43.52 | 41.61 | 9 | 0
2020 | TVA_2_ENT | TVA | ENT | Internal | Shoulder | B15 | 1203 | 500 | 0 | 43.22 | 41.61 | 9 | 0
2020 | TVA_2_ENT | TVA | ENT | Internal | Summer | B1 | 10 | 500 | 0 | 273.09 | 272.05 | 9 | 0
2020 | TVA_2_ENT | TVA | ENT | Internal | Summer | B2 | 25 | 500 | 0 | 72.72 | 72.7 | 9 | 0
2020 | TVA_2_ENT | TVA | ENT | Internal | Summer | B3 | 75 | 500 | 0 | 69.15 | 68.21 | 9 | 0
2020 | TVA_2_ENT | TVA | ENT | Internal | Summer | B4 | 100 | 500 | 0 | 67.29 | 68.21 | 9 | 0
2020 | TVA_2_ENT | TVA | ENT | Internal | Summer | B5 | 200 | 500 | 0 | 66.17 | 68.21 | 9 | 0
2020 | TVA_2_ENT | TVA | ENT | Internal | Summer | B6 | 300 | 500 | 0 | 53.06 | 54.58 | 9 | 0
2020 | TVA_2_ENT | TVA | ENT | Internal | Summer | B7 | 400 | 500 | 0 | 42.16 | 43.51 | 9 | 0
2020 | TVA_2_ENT | TVA | ENT | Internal | Summer | B8 | 500 | 500 | 0 | 41.5 | 40.59 | 9 | 0
2020 | TVA_2_ENT | TVA | ENT | Internal | Summer | B9 | 800 | 500 | 0 | 41.5 | 40.3 | 9 | 0
2020 | TVA_2_ENT | TVA | ENT | Internal | Summer | B10 | 1262 | 500 | 0 | 38.01 | 39.84 | 9 | 0
2020 | TVA_2_ENT | TVA | ENT | Internal | Winter | B16 | 25 | 500 | 0 | 64.82 | 61.87 | 9 | 0
2020 | TVA_2_ENT | TVA | ENT | Internal | Winter | B17 | 100 | 500 | 0 | 46.15 | 44.52 | 9 | 0
2020 | TVA_2_ENT | TVA | ENT | Internal | Winter | B18 | 400 | 500 | 0 | 44.26 | 44.2 | 9 | 0
2020 | TVA_2_ENT | TVA | ENT | Internal | Winter | B19 | 700 | 500 | 0 | 44.26 | 44.2 | 9 | 0
2020 | TVA_2_ENT | TVA | ENT | Internal | Winter | B20 | 935 | 500 | 0 | 43.05 | 42.75 | 9 | 0
2020 | TVA_2_NonRTO_Midwest | TVA | NonRTO_Midwest | Internal | Shoulder | B11 | 25 | 100 | 0 | 60 | 67.74 | 9 | 0
2020 | TVA_2_NonRTO_Midwest | TVA | NonRTO_Midwest | Internal | Shoulder | B12 | 200 | 100 | 100 | 43.52 | 57.78 | 9 | 5.26
2020 | TVA_2_NonRTO_Midwest | TVA | NonRTO_Midwest | Internal | Shoulder | B13 | 600 | 100 | 0 | 43.52 | 50.42 | 9 | 0
2020 | TVA_2_NonRTO_Midwest | TVA | NonRTO_Midwest | Internal | Shoulder | B14 | 900 | 100 | 0 | 43.52 | 48.45 | 9 | 0
2020 | TVA_2_NonRTO_Midwest | TVA | NonRTO_Midwest | Internal | Shoulder | B15 | 1203 | 100 | 0 | 43.22 | 35.41 | 9 | 0
2020 | TVA_2_NonRTO_Midwest | TVA | NonRTO_Midwest | Internal | Summer | B1 | 10 | 100 | 0 | 273.09 | 273.08 | 9 | 0
2020 | TVA_2_NonRTO_Midwest | TVA | NonRTO_Midwest | Internal | Summer | B2 | 25 | 100 | 0 | 72.72 | 72.69 | 9 | 0
2020 | TVA_2_NonRTO_Midwest | TVA | NonRTO_Midwest | Internal | Summer | B3 | 75 | 100 | 0 | 69.15 | 68.51 | 9 | 0
2020 | TVA_2_NonRTO_Midwest | TVA | NonRTO_Midwest | Internal | Summer | B4 | 100 | 100 | 0 | 67.29 | 68.51 | 9 | 0
2020 | TVA_2_NonRTO_Midwest | TVA | NonRTO_Midwest | Internal | Summer | B5 | 200 | 100 | 0 | 66.17 | 68.51 | 9 | 0
2020 | TVA_2_NonRTO_Midwest | TVA | NonRTO_Midwest | Internal | Summer | B6 | 300 | 100 | 0 | 53.06 | 56.89 | 9 | 0
2020 | TVA_2_NonRTO_Midwest | TVA | NonRTO_Midwest | Internal | Summer | B7 | 400 | 100 | 0 | 42.16 | 48.47 | 9 | 0
2020 | TVA_2_NonRTO_Midwest | TVA | NonRTO_Midwest | Internal | Summer | B8 | 500 | 100 | 0 | 41.5 | 45.36 | 9 | 0
2020 | TVA_2_NonRTO_Midwest | TVA | NonRTO_Midwest | Internal | Summer | B9 | 800 | 100 | 0 | 41.5 | 37.1 | 9 | 0
2020 | TVA_2_NonRTO_Midwest | TVA | NonRTO_Midwest | Internal | Summer | B10 | 1262 | 100 | 0 | 38.01 | 34.56 | 9 | 0
2020 | TVA_2_NonRTO_Midwest | TVA | NonRTO_Midwest | Internal | Winter | B16 | 25 | 100 | 0 | 64.82 | 68.8 | 9 | 0
2020 | TVA_2_NonRTO_Midwest | TVA | NonRTO_Midwest | Internal | Winter | B17 | 100 | 100 | 100 | 46.15 | 56.33 | 9 | 1.18
2020 | TVA_2_NonRTO_Midwest | TVA | NonRTO_Midwest | Internal | Winter | B18 | 400 | 100 | 0 | 44.26 | 51.42 | 9 | 0
2020 | TVA_2_NonRTO_Midwest | TVA | NonRTO_Midwest | Internal | Winter | B19 | 700 | 100 | 0 | 44.26 | 49.39 | 9 | 0
2020 | TVA_2_NonRTO_Midwest | TVA | NonRTO_Midwest | Internal | Winter | B20 | 935 | 100 | 0 | 43.05 | 35.5 | 9 | 0
2020 | TVA_2_PJM_ROR | TVA | PJM_ROR | Internal | Shoulder | B11 | 25 | 500 | 0 | 60 | 54.86 | 9 | 0
2020 | TVA_2_PJM_ROR | TVA | PJM_ROR | Internal | Shoulder | B12 | 200 | 500 | 0 | 43.52 | 47.86 | 9 | 0
2020 | TVA_2_PJM_ROR | TVA | PJM_ROR | Internal | Shoulder | B13 | 600 | 500 | 0 | 43.52 | 42.79 | 9 | 0
2020 | TVA_2_PJM_ROR | TVA | PJM_ROR | Internal | Shoulder | B14 | 900 | 500 | 0 | 43.52 | 40.11 | 9 | 0
2020 | TVA_2_PJM_ROR | TVA | PJM_ROR | Internal | Shoulder | B15 | 1203 | 500 | 0 | 43.22 | 37.21 | 9 | 0
2020 | TVA_2_PJM_ROR | TVA | PJM_ROR | Internal | Summer | B1 | 10 | 500 | 0 | 273.09 | 267.08 | 9 | 0
2020 | TVA_2_PJM_ROR | TVA | PJM_ROR | Internal | Summer | B2 | 25 | 500 | 0 | 72.72 | 66.7 | 9 | 0
2020 | TVA_2_PJM_ROR | TVA | PJM_ROR | Internal | Summer | B3 | 75 | 500 | 0 | 69.15 | 61.28 | 9 | 0
2020 | TVA_2_PJM_ROR | TVA | PJM_ROR | Internal | Summer | B4 | 100 | 500 | 0 | 67.29 | 61.28 | 9 | 0
2020 | TVA_2_PJM_ROR | TVA | PJM_ROR | Internal | Summer | B5 | 200 | 500 | 0 | 66.17 | 60.16 | 9 | 0
2020 | TVA_2_PJM_ROR | TVA | PJM_ROR | Internal | Summer | B6 | 300 | 500 | 0 | 53.06 | 47.58 | 9 | 0
2020 | TVA_2_PJM_ROR | TVA | PJM_ROR | Internal | Summer | B7 | 400 | 500 | 0 | 42.16 | 38.91 | 9 | 0
2020 | TVA_2_PJM_ROR | TVA | PJM_ROR | Internal | Summer | B8 | 500 | 500 | 0 | 41.5 | 37.62 | 9 | 0
2020 | TVA_2_PJM_ROR | TVA | PJM_ROR | Internal | Summer | B9 | 800 | 500 | 0 | 41.5 | 35.98 | 9 | 0
2020 | TVA_2_PJM_ROR | TVA | PJM_ROR | Internal | Summer | B10 | 1262 | 500 | 0 | 38.01 | 33.91 | 9 | 0
2020 | TVA_2_PJM_ROR | TVA | PJM_ROR | Internal | Winter | B16 | 25 | 500 | 0 | 64.82 | 58.8 | 9 | 0
2020 | TVA_2_PJM_ROR | TVA | PJM_ROR | Internal | Winter | B17 | 100 | 500 | 0 | 46.15 | 48.59 | 9 | 0
2020 | TVA_2_PJM_ROR | TVA | PJM_ROR | Internal | Winter | B18 | 400 | 500 | 0 | 44.26 | 43.56 | 9 | 0
2020 | TVA_2_PJM_ROR | TVA | PJM_ROR | Internal | Winter | B19 | 700 | 500 | 0 | 44.26 | 41.74 | 9 | 0
2020 | TVA_2_PJM_ROR | TVA | PJM_ROR | Internal | Winter | B20 | 935 | 500 | 0 | 43.05 | 37.04 | 9 | 0
2020 | TVA_2_SOCO | TVA | SOCO | Internal | Shoulder | B11 | 25 | 500 | 0 | 60 | 67.86 | 9 | 0
2020 | TVA_2_SOCO | TVA | SOCO | Internal | Shoulder | B12 | 200 | 500 | 0 | 43.52 | 43.86 | 9 | 0
2020 | TVA_2_SOCO | TVA | SOCO | Internal | Shoulder | B13 | 600 | 500 | 0 | 43.52 | 42.1 | 9 | 0
2020 | TVA_2_SOCO | TVA | SOCO | Internal | Shoulder | B14 | 900 | 500 | 0 | 43.52 | 42.1 | 9 | 0
2020 | TVA_2_SOCO | TVA | SOCO | Internal | Shoulder | B15 | 1203 | 500 | 0 | 43.22 | 42.1 | 9 | 0
2020 | TVA_2_SOCO | TVA | SOCO | Internal | Summer | B1 | 10 | 500 | 0 | 273.09 | 282.08 | 9 | 0
2020 | TVA_2_SOCO | TVA | SOCO | Internal | Summer | B2 | 25 | 500 | 0 | 72.72 | 80.7 | 9 | 0
2020 | TVA_2_SOCO | TVA | SOCO | Internal | Summer | B3 | 75 | 500 | 0 | 69.15 | 76.21 | 9 | 0
2020 | TVA_2_SOCO | TVA | SOCO | Internal | Summer | B4 | 100 | 500 | 0 | 67.29 | 71.02 | 9 | 0
2020 | TVA_2_SOCO | TVA | SOCO | Internal | Summer | B5 | 200 | 500 | 0 | 66.17 | 71.02 | 9 | 0
2020 | TVA_2_SOCO | TVA | SOCO | Internal | Summer | B6 | 300 | 500 | 500 | 53.06 | 62.58 | 9 | 0.53
2020 | TVA_2_SOCO | TVA | SOCO | Internal | Summer | B7 | 400 | 500 | 500 | 42.16 | 51.51 | 9 | 0.35
2020 | TVA_2_SOCO | TVA | SOCO | Internal | Summer | B8 | 500 | 500 | 0 | 41.5 | 43.76 | 9 | 0
2020 | TVA_2_SOCO | TVA | SOCO | Internal | Summer | B9 | 800 | 500 | 0 | 41.5 | 40.87 | 9 | 0
2020 | TVA_2_SOCO | TVA | SOCO | Internal | Summer | B10 | 1262 | 500 | 0 | 38.01 | 40.87 | 9 | 0
2020 | TVA_2_SOCO | TVA | SOCO | Internal | Winter | B16 | 25 | 500 | 0 | 64.82 | 69.87 | 9 | 0
2020 | TVA_2_SOCO | TVA | SOCO | Internal | Winter | B17 | 100 | 500 | 0 | 46.15 | 44.59 | 9 | 0
2020 | TVA_2_SOCO | TVA | SOCO | Internal | Winter | B18 | 400 | 500 | 0 | 44.26 | 44.59 | 9 | 0
2020 | TVA_2_SOCO | TVA | SOCO | Internal | Winter | B19 | 700 | 500 | 0 | 44.26 | 44.59 | 9 | 0
2020 | TVA_2_SOCO | TVA | SOCO | Internal | Winter | B20 | 935 | 500 | 0 | 43.05 | 44.13 | 9 | 0
2020 | TVA_2_VACAR | TVA | VACAR | Internal | Shoulder | B11 | 25 | 150 | 0 | 60 | 60.86 | 9 | 0
2020 | TVA_2_VACAR | TVA | VACAR | Internal | Shoulder | B12 | 200 | 150 | 150 | 43.52 | 53.86 | 9 | 1.34
2020 | TVA_2_VACAR | TVA | VACAR | Internal | Shoulder | B13 | 600 | 150 | 0 | 43.52 | 48.79 | 9 | 0
2020 | TVA_2_VACAR | TVA | VACAR | Internal | Shoulder | B14 | 900 | 150 | 0 | 43.52 | 46.11 | 9 | 0
2020 | TVA_2_VACAR | TVA | VACAR | Internal | Shoulder | B15 | 1203 | 150 | 0 | 43.22 | 43.21 | 9 | 0
2020 | TVA_2_VACAR | TVA | VACAR | Internal | Summer | B1 | 10 | 150 | 0 | 273.09 | 275.08 | 9 | 0
2020 | TVA_2_VACAR | TVA | VACAR | Internal | Summer | B2 | 25 | 150 | 0 | 72.72 | 73.7 | 9 | 0
2020 | TVA_2_VACAR | TVA | VACAR | Internal | Summer | B3 | 75 | 150 | 0 | 69.15 | 73.05 | 9 | 0
2020 | TVA_2_VACAR | TVA | VACAR | Internal | Summer | B4 | 100 | 150 | 0 | 67.29 | 73.05 | 9 | 0
2020 | TVA_2_VACAR | TVA | VACAR | Internal | Summer | B5 | 200 | 150 | 0 | 66.17 | 73.05 | 9 | 0
2020 | TVA_2_VACAR | TVA | VACAR | Internal | Summer | B6 | 300 | 150 | 0 | 53.06 | 57.5 | 9 | 0
2020 | TVA_2_VACAR | TVA | VACAR | Internal | Summer | B7 | 400 | 150 | 0 | 42.16 | 47.67 | 9 | 0
2020 | TVA_2_VACAR | TVA | VACAR | Internal | Summer | B8 | 500 | 150 | 0 | 41.5 | 45.16 | 9 | 0
2020 | TVA_2_VACAR | TVA | VACAR | Internal | Summer | B9 | 800 | 150 | 0 | 41.5 | 43.2 | 9 | 0
2020 | TVA_2_VACAR | TVA | VACAR | Internal | Summer | B10 | 1262 | 150 | 0 | 38.01 | 41.35 | 9 | 0
2020 | TVA_2_VACAR | TVA | VACAR | Internal | Winter | B16 | 25 | 150 | 150 | 64.82 | 79.87 | 9 | 6.06
2020 | TVA_2_VACAR | TVA | VACAR | Internal | Winter | B17 | 100 | 150 | 0 | 46.15 | 54.59 | 9 | 0
2020 | TVA_2_VACAR | TVA | VACAR | Internal | Winter | B18 | 400 | 150 | 0 | 44.26 | 49.56 | 9 | 0
2020 | TVA_2_VACAR | TVA | VACAR | Internal | Winter | B19 | 700 | 150 | 0 | 44.26 | 46.53 | 9 | 0
2020 | TVA_2_VACAR | TVA | VACAR | Internal | Winter | B20 | 935 | 150 | 0 | 43.05 | 43.04 | 9 | 0
2020 | TVA_Transmission_2_NonRTO_Midwest | TVA_Transmission | NonRTO_Midwest | Internal | Shoulder | B11 | 25 | 700 | 0 | 60.56 | 67.74 | 9 | 0
2020 | TVA_Transmission_2_NonRTO_Midwest | TVA_Transmission | NonRTO_Midwest | Internal | Shoulder | B12 | 200 | 700 | 0 | 49.34 | 57.78 | 9 | 0
2020 | TVA_Transmission_2_NonRTO_Midwest | TVA_Transmission | NonRTO_Midwest | Internal | Shoulder | B13 | 600 | 700 | 0 | 45.75 | 50.42 | 9 | 0
2020 | TVA_Transmission_2_NonRTO_Midwest | TVA_Transmission | NonRTO_Midwest | Internal | Shoulder | B14 | 900 | 700 | 0 | 44.72 | 48.45 | 9 | 0
2020 | TVA_Transmission_2_NonRTO_Midwest | TVA_Transmission | NonRTO_Midwest | Internal | Shoulder | B15 | 1203 | 700 | 0 | 43.21 | 35.41 | 9 | 0
2020 | TVA_Transmission_2_NonRTO_Midwest | TVA_Transmission | NonRTO_Midwest | Internal | Summer | B1 | 10 | 700 | 0 | 273.08 | 273.08 | 9 | 0
2020 | TVA_Transmission_2_NonRTO_Midwest | TVA_Transmission | NonRTO_Midwest | Internal | Summer | B2 | 25 | 700 | 0 | 72.7 | 72.69 | 9 | 0
2020 | TVA_Transmission_2_NonRTO_Midwest | TVA_Transmission | NonRTO_Midwest | Internal | Summer | B3 | 75 | 700 | 0 | 69.14 | 68.51 | 9 | 0
2020 | TVA_Transmission_2_NonRTO_Midwest | TVA_Transmission | NonRTO_Midwest | Internal | Summer | B4 | 100 | 700 | 0 | 67.28 | 68.51 | 9 | 0
2020 | TVA_Transmission_2_NonRTO_Midwest | TVA_Transmission | NonRTO_Midwest | Internal | Summer | B5 | 200 | 700 | 0 | 66.16 | 68.51 | 9 | 0
2020 | TVA_Transmission_2_NonRTO_Midwest | TVA_Transmission | NonRTO_Midwest | Internal | Summer | B6 | 300 | 700 | 0 | 53.58 | 56.89 | 9 | 0
2020 | TVA_Transmission_2_NonRTO_Midwest | TVA_Transmission | NonRTO_Midwest | Internal | Summer | B7 | 400 | 700 | 0 | 44.09 | 48.47 | 9 | 0
2020 | TVA_Transmission_2_NonRTO_Midwest | TVA_Transmission | NonRTO_Midwest | Internal | Summer | B8 | 500 | 700 | 0 | 42.51 | 45.36 | 9 | 0
2020 | TVA_Transmission_2_NonRTO_Midwest | TVA_Transmission | NonRTO_Midwest | Internal | Summer | B9 | 800 | 700 | 0 | 41.72 | 37.1 | 9 | 0
2020 | TVA_Transmission_2_NonRTO_Midwest | TVA_Transmission | NonRTO_Midwest | Internal | Summer | B10 | 1262 | 700 | 0 | 38.88 | 34.56 | 9 | 0
2020 | TVA_Transmission_2_NonRTO_Midwest | TVA_Transmission | NonRTO_Midwest | Internal | Winter | B16 | 25 | 700 | 0 | 64.8 | 68.8 | 9 | 0
2020 | TVA_Transmission_2_NonRTO_Midwest | TVA_Transmission | NonRTO_Midwest | Internal | Winter | B17 | 100 | 700 | 0 | 50.06 | 56.33 | 9 | 0
2020 | TVA_Transmission_2_NonRTO_Midwest | TVA_Transmission | NonRTO_Midwest | Internal | Winter | B18 | 400 | 700 | 0 | 46.81 | 51.42 | 9 | 0
2020 | TVA_Transmission_2_NonRTO_Midwest | TVA_Transmission | NonRTO_Midwest | Internal | Winter | B19 | 700 | 700 | 0 | 45.87 | 49.39 | 9 | 0
2020 | TVA_Transmission_2_NonRTO_Midwest | TVA_Transmission | NonRTO_Midwest | Internal | Winter | B20 | 935 | 700 | 0 | 43.04 | 35.5 | 9 | 0
2020 | TVA_Transmission_2_PJM_ROR | TVA_Transmission | PJM_ROR | Internal | Shoulder | B11 | 25 | 2000 | 0 | 60.56 | 54.86 | 9 | 0
2020 | TVA_Transmission_2_PJM_ROR | TVA_Transmission | PJM_ROR | Internal | Shoulder | B12 | 200 | 2000 | 0 | 49.34 | 47.86 | 9 | 0
2020 | TVA_Transmission_2_PJM_ROR | TVA_Transmission | PJM_ROR | Internal | Shoulder | B13 | 600 | 2000 | 0 | 45.75 | 42.79 | 9 | 0
2020 | TVA_Transmission_2_PJM_ROR | TVA_Transmission | PJM_ROR | Internal | Shoulder | B14 | 900 | 2000 | 0 | 44.72 | 40.11 | 9 | 0
2020 | TVA_Transmission_2_PJM_ROR | TVA_Transmission | PJM_ROR | Internal | Shoulder | B15 | 1203 | 2000 | 0 | 43.21 | 37.21 | 9 | 0
2020 | TVA_Transmission_2_PJM_ROR | TVA_Transmission | PJM_ROR | Internal | Summer | B1 | 10 | 2000 | 0 | 273.08 | 267.08 | 9 | 0
2020 | TVA_Transmission_2_PJM_ROR | TVA_Transmission | PJM_ROR | Internal | Summer | B2 | 25 | 2000 | 0 | 72.7 | 66.7 | 9 | 0
2020 | TVA_Transmission_2_PJM_ROR | TVA_Transmission | PJM_ROR | Internal | Summer | B3 | 75 | 2000 | 0 | 69.14 | 61.28 | 9 | 0
2020 | TVA_Transmission_2_PJM_ROR | TVA_Transmission | PJM_ROR | Internal | Summer | B4 | 100 | 2000 | 0 | 67.28 | 61.28 | 9 | 0
2020 | TVA_Transmission_2_PJM_ROR | TVA_Transmission | PJM_ROR | Internal | Summer | B5 | 200 | 2000 | 0 | 66.16 | 60.16 | 9 | 0
2020 | TVA_Transmission_2_PJM_ROR | TVA_Transmission | PJM_ROR | Internal | Summer | B6 | 300 | 2000 | 0 | 53.58 | 47.58 | 9 | 0
2020 | TVA_Transmission_2_PJM_ROR | TVA_Transmission | PJM_ROR | Internal | Summer | B7 | 400 | 2000 | 0 | 44.09 | 38.91 | 9 | 0
2020 | TVA_Transmission_2_PJM_ROR | TVA_Transmission | PJM_ROR | Internal | Summer | B8 | 500 | 2000 | 0 | 42.51 | 37.62 | 9 | 0
2020 | TVA_Transmission_2_PJM_ROR | TVA_Transmission | PJM_ROR | Internal | Summer | B9 | 800 | 2000 | 0 | 41.72 | 35.98 | 9 | 0
2020 | TVA_Transmission_2_PJM_ROR | TVA_Transmission | PJM_ROR | Internal | Summer | B10 | 1262 | 2000 | 0 | 38.88 | 33.91 | 9 | 0
2020 | TVA_Transmission_2_PJM_ROR | TVA_Transmission | PJM_ROR | Internal | Winter | B16 | 25 | 2000 | 0 | 64.8 | 58.8 | 9 | 0
2020 | TVA_Transmission_2_PJM_ROR | TVA_Transmission | PJM_ROR | Internal | Winter | B17 | 100 | 2000 | 0 | 50.06 | 48.59 | 9 | 0
2020 | TVA_Transmission_2_PJM_ROR | TVA_Transmission | PJM_ROR | Internal | Winter | B18 | 400 | 2000 | 0 | 46.81 | 43.56 | 9 | 0
2020 | TVA_Transmission_2_PJM_ROR | TVA_Transmission | PJM_ROR | Internal | Winter | B19 | 700 | 2000 | 0 | 45.87 | 41.74 | 9 | 0
2020 | TVA_Transmission_2_PJM_ROR | TVA_Transmission | PJM_ROR | Internal | Winter | B20 | 935 | 2000 | 0 | 43.04 | 37.04 | 9 | 0
2020 | TVA_Transmission_2_SOCO | TVA_Transmission | SOCO | Internal | Shoulder | B11 | 25 | 3200 | 0 | 60.56 | 67.86 | 9 | 0
2020 | TVA_Transmission_2_SOCO | TVA_Transmission | SOCO | Internal | Shoulder | B12 | 200 | 3200 | 0 | 49.34 | 43.86 | 9 | 0
2020 | TVA_Transmission_2_SOCO | TVA_Transmission | SOCO | Internal | Shoulder | B13 | 600 | 3200 | 0 | 45.75 | 42.1 | 9 | 0
2020 | TVA_Transmission_2_SOCO | TVA_Transmission | SOCO | Internal | Shoulder | B14 | 900 | 3200 | 0 | 44.72 | 42.1 | 9 | 0
2020 | TVA_Transmission_2_SOCO | TVA_Transmission | SOCO | Internal | Shoulder | B15 | 1203 | 3200 | 0 | 43.21 | 42.1 | 9 | 0
2020 | TVA_Transmission_2_SOCO | TVA_Transmission | SOCO | Internal | Summer | B1 | 10 | 3200 | 1874.49 | 273.08 | 282.08 | 9 | 0
2020 | TVA_Transmission_2_SOCO | TVA_Transmission | SOCO | Internal | Summer | B2 | 25 | 3200 | 0 | 72.7 | 80.7 | 9 | 0
2020 | TVA_Transmission_2_SOCO | TVA_Transmission | SOCO | Internal | Summer | B3 | 75 | 3200 | 0 | 69.14 | 76.21 | 9 | 0
2020 | TVA_Transmission_2_SOCO | TVA_Transmission | SOCO | Internal | Summer | B4 | 100 | 3200 | 0 | 67.28 | 71.02 | 9 | 0
2020 | TVA_Transmission_2_SOCO | TVA_Transmission | SOCO | Internal | Summer | B5 | 200 | 3200 | 0 | 66.16 | 71.02 | 9 | 0
2020 | TVA_Transmission_2_SOCO | TVA_Transmission | SOCO | Internal | Summer | B6 | 300 | 3200 | 883.18 | 53.58 | 62.58 | 9 | 0
2020 | TVA_Transmission_2_SOCO | TVA_Transmission | SOCO | Internal | Summer | B7 | 400 | 3200 | 0 | 44.09 | 51.51 | 9 | 0
2020 | TVA_Transmission_2_SOCO | TVA_Transmission | SOCO | Internal | Summer | B8 | 500 | 3200 | 0 | 42.51 | 43.76 | 9 | 0
2020 | TVA_Transmission_2_SOCO | TVA_Transmission | SOCO | Internal | Summer | B9 | 800 | 3200 | 0 | 41.72 | 40.87 | 9 | 0
2020 | TVA_Transmission_2_SOCO | TVA_Transmission | SOCO | Internal | Summer | B10 | 1262 | 3200 | 0 | 38.88 | 40.87 | 9 | 0
2020 | TVA_Transmission_2_SOCO | TVA_Transmission | SOCO | Internal | Winter | B16 | 25 | 3200 | 0 | 64.8 | 69.87 | 9 | 0
2020 | TVA_Transmission_2_SOCO | TVA_Transmission | SOCO | Internal | Winter | B17 | 100 | 3200 | 0 | 50.06 | 44.59 | 9 | 0
2020 | TVA_Transmission_2_SOCO | TVA_Transmission | SOCO | Internal | Winter | B18 | 400 | 3200 | 0 | 46.81 | 44.59 | 9 | 0
2020 | TVA_Transmission_2_SOCO | TVA_Transmission | SOCO | Internal | Winter | B19 | 700 | 3200 | 0 | 45.87 | 44.59 | 9 | 0
2020 | TVA_Transmission_2_SOCO | TVA_Transmission | SOCO | Internal | Winter | B20 | 935 | 3200 | 0 | 43.04 | 44.13 | 9 | 0
2020 | TVA_Transmission_2_TVA | TVA_Transmission | TVA | Internal | Shoulder | B11 | 25 | 99999 | 0 | 60.56 | 60 | 0.01 | 0
2020 | TVA_Transmission_2_TVA | TVA_Transmission | TVA | Internal | Shoulder | B12 | 200 | 99999 | 0 | 49.34 | 43.52 | 0.01 | 0
2020 | TVA_Transmission_2_TVA | TVA_Transmission | TVA | Internal | Shoulder | B13 | 600 | 99999 | 0 | 45.75 | 43.52 | 0.01 | 0
2020 | TVA_Transmission_2_TVA | TVA_Transmission | TVA | Internal | Shoulder | B14 | 900 | 99999 | 0 | 44.72 | 43.52 | 0.01 | 0
2020 | TVA_Transmission_2_TVA | TVA_Transmission | TVA | Internal | Shoulder | B15 | 1203 | 99999 | 1103.65 | 43.21 | 43.22 | 0.01 | 0
2020 | TVA_Transmission_2_TVA | TVA_Transmission | TVA | Internal | Summer | B1 | 10 | 99999 | 938.97 | 273.08 | 273.09 | 0.01 | 0
2020 | TVA_Transmission_2_TVA | TVA_Transmission | TVA | Internal | Summer | B2 | 25 | 99999 | 4371.78 | 72.7 | 72.72 | 0.01 | 0
2020 | TVA_Transmission_2_TVA | TVA_Transmission | TVA | Internal | Summer | B3 | 75 | 99999 | 2853.6 | 69.14 | 69.15 | 0.01 | 0
2020 | TVA_Transmission_2_TVA | TVA_Transmission | TVA | Internal | Summer | B4 | 100 | 99999 | 2153.19 | 67.28 | 67.29 | 0.01 | 0
2020 | TVA_Transmission_2_TVA | TVA_Transmission | TVA | Internal | Summer | B5 | 200 | 99999 | 547.86 | 66.16 | 66.17 | 0.01 | 0
2020 | TVA_Transmission_2_TVA | TVA_Transmission | TVA | Internal | Summer | B6 | 300 | 99999 | 0 | 53.58 | 53.06 | 0.01 | 0
2020 | TVA_Transmission_2_TVA | TVA_Transmission | TVA | Internal | Summer | B7 | 400 | 99999 | 0 | 44.09 | 42.16 | 0.01 | 0
2020 | TVA_Transmission_2_TVA | TVA_Transmission | TVA | Internal | Summer | B8 | 500 | 99999 | 0 | 42.51 | 41.5 | 0.01 | 0
2020 | TVA_Transmission_2_TVA | TVA_Transmission | TVA | Internal | Summer | B9 | 800 | 99999 | 0 | 41.72 | 41.5 | 0.01 | 0
2020 | TVA_Transmission_2_TVA | TVA_Transmission | TVA | Internal | Summer | B10 | 1262 | 99999 | 0 | 38.88 | 38.01 | 0.01 | 0
2020 | TVA_Transmission_2_TVA | TVA_Transmission | TVA | Internal | Winter | B16 | 25 | 99999 | 101.98 | 64.8 | 64.82 | 0.01 | 0
2020 | TVA_Transmission_2_TVA | TVA_Transmission | TVA | Internal | Winter | B17 | 100 | 99999 | 0 | 50.06 | 46.15 | 0.01 | 0
2020 | TVA_Transmission_2_TVA | TVA_Transmission | TVA | Internal | Winter | B18 | 400 | 99999 | 0 | 46.81 | 44.26 | 0.01 | 0
2020 | TVA_Transmission_2_TVA | TVA_Transmission | TVA | Internal | Winter | B19 | 700 | 99999 | 0 | 45.87 | 44.26 | 0.01 | 0
2020 | TVA_Transmission_2_TVA | TVA_Transmission | TVA | Internal | Winter | B20 | 935 | 99999 | 1333.1 | 43.04 | 43.05 | 0.01 | 0
2020 | TVA_Transmission_2_VACAR | TVA_Transmission | VACAR | Internal | Shoulder | B11 | 25 | 900 | 0 | 60.56 | 60.86 | 9 | 0
2020 | TVA_Transmission_2_VACAR | TVA_Transmission | VACAR | Internal | Shoulder | B12 | 200 | 900 | 0 | 49.34 | 53.86 | 9 | 0
2020 | TVA_Transmission_2_VACAR | TVA_Transmission | VACAR | Internal | Shoulder | B13 | 600 | 900 | 0 | 45.75 | 48.79 | 9 | 0
2020 | TVA_Transmission_2_VACAR | TVA_Transmission | VACAR | Internal | Shoulder | B14 | 900 | 900 | 0 | 44.72 | 46.11 | 9 | 0
2020 | TVA_Transmission_2_VACAR | TVA_Transmission | VACAR | Internal | Shoulder | B15 | 1203 | 900 | 0 | 43.21 | 43.21 | 9 | 0
2020 | TVA_Transmission_2_VACAR | TVA_Transmission | VACAR | Internal | Summer | B1 | 10 | 900 | 0 | 273.08 | 275.08 | 9 | 0
2020 | TVA_Transmission_2_VACAR | TVA_Transmission | VACAR | Internal | Summer | B2 | 25 | 900 | 0 | 72.7 | 73.7 | 9 | 0
2020 | TVA_Transmission_2_VACAR | TVA_Transmission | VACAR | Internal | Summer | B3 | 75 | 900 | 0 | 69.14 | 73.05 | 9 | 0
2020 | TVA_Transmission_2_VACAR | TVA_Transmission | VACAR | Internal | Summer | B4 | 100 | 900 | 0 | 67.28 | 73.05 | 9 | 0
2020 | TVA_Transmission_2_VACAR | TVA_Transmission | VACAR | Internal | Summer | B5 | 200 | 900 | 0 | 66.16 | 73.05 | 9 | 0
2020 | TVA_Transmission_2_VACAR | TVA_Transmission | VACAR | Internal | Summer | B6 | 300 | 900 | 0 | 53.58 | 57.5 | 9 | 0
2020 | TVA_Transmission_2_VACAR | TVA_Transmission | VACAR | Internal | Summer | B7 | 400 | 900 | 0 | 44.09 | 47.67 | 9 | 0
2020 | TVA_Transmission_2_VACAR | TVA_Transmission | VACAR | Internal | Summer | B8 | 500 | 900 | 0 | 42.51 | 45.16 | 9 | 0
2020 | TVA_Transmission_2_VACAR | TVA_Transmission | VACAR | Internal | Summer | B9 | 800 | 900 | 0 | 41.72 | 43.2 | 9 | 0
2020 | TVA_Transmission_2_VACAR | TVA_Transmission | VACAR | Internal | Summer | B10 | 1262 | 900 | 0 | 38.88 | 41.35 | 9 | 0
2020 | TVA_Transmission_2_VACAR | TVA_Transmission | VACAR | Internal | Winter | B16 | 25 | 900 | 900 | 64.8 | 79.87 | 9 | 6.07
2020 | TVA_Transmission_2_VACAR | TVA_Transmission | VACAR | Internal | Winter | B17 | 100 | 900 | 0 | 50.06 | 54.59 | 9 | 0
2020 | TVA_Transmission_2_VACAR | TVA_Transmission | VACAR | Internal | Winter | B18 | 400 | 900 | 0 | 46.81 | 49.56 | 9 | 0
2020 | TVA_Transmission_2_VACAR | TVA_Transmission | VACAR | Internal | Winter | B19 | 700 | 900 | 0 | 45.87 | 46.53 | 9 | 0
2020 | TVA_Transmission_2_VACAR | TVA_Transmission | VACAR | Internal | Winter | B20 | 935 | 900 | 0 | 43.04 | 43.04 | 9 | 0
2020 | VACAR_2_SOCO | VACAR | SOCO | Internal | Shoulder | B11 | 25 | 3000 | 86.59 | 60.86 | 67.86 | 7 | 0
2020 | VACAR_2_SOCO | VACAR | SOCO | Internal | Shoulder | B12 | 200 | 3000 | 0 | 53.86 | 43.86 | 7 | 0
2020 | VACAR_2_SOCO | VACAR | SOCO | Internal | Shoulder | B13 | 600 | 3000 | 0 | 48.79 | 42.1 | 7 | 0
2020 | VACAR_2_SOCO | VACAR | SOCO | Internal | Shoulder | B14 | 900 | 3000 | 0 | 46.11 | 42.1 | 7 | 0
2020 | VACAR_2_SOCO | VACAR | SOCO | Internal | Shoulder | B15 | 1203 | 3000 | 0 | 43.21 | 42.1 | 7 | 0
2020 | VACAR_2_SOCO | VACAR | SOCO | Internal | Summer | B1 | 10 | 3000 | 360.32 | 275.08 | 282.08 | 7 | 0
2020 | VACAR_2_SOCO | VACAR | SOCO | Internal | Summer | B2 | 25 | 3000 | 1009.42 | 73.7 | 80.7 | 7 | 0
2020 | VACAR_2_SOCO | VACAR | SOCO | Internal | Summer | B3 | 75 | 3000 | 0 | 73.05 | 76.21 | 7 | 0
2020 | VACAR_2_SOCO | VACAR | SOCO | Internal | Summer | B4 | 100 | 3000 | 0 | 73.05 | 71.02 | 7 | 0
2020 | VACAR_2_SOCO | VACAR | SOCO | Internal | Summer | B5 | 200 | 3000 | 0 | 73.05 | 71.02 | 7 | 0
2020 | VACAR_2_SOCO | VACAR | SOCO | Internal | Summer | B6 | 300 | 3000 | 0 | 57.5 | 62.58 | 7 | 0
2020 | VACAR_2_SOCO | VACAR | SOCO | Internal | Summer | B7 | 400 | 3000 | 0 | 47.67 | 51.51 | 7 | 0
2020 | VACAR_2_SOCO | VACAR | SOCO | Internal | Summer | B8 | 500 | 3000 | 0 | 45.16 | 43.76 | 7 | 0
2020 | VACAR_2_SOCO | VACAR | SOCO | Internal | Summer | B9 | 800 | 3000 | 0 | 43.2 | 40.87 | 7 | 0
2020 | VACAR_2_SOCO | VACAR | SOCO | Internal | Summer | B10 | 1262 | 3000 | 0 | 41.35 | 40.87 | 7 | 0
2020 | VACAR_2_SOCO | VACAR | SOCO | Internal | Winter | B16 | 25 | 3000 | 0 | 79.87 | 69.87 | 7 | 0
2020 | VACAR_2_SOCO | VACAR | SOCO | Internal | Winter | B17 | 100 | 3000 | 0 | 54.59 | 44.59 | 7 | 0
2020 | VACAR_2_SOCO | VACAR | SOCO | Internal | Winter | B18 | 400 | 3000 | 0 | 49.56 | 44.59 | 7 | 0
2020 | VACAR_2_SOCO | VACAR | SOCO | Internal | Winter | B19 | 700 | 3000 | 0 | 46.53 | 44.59 | 7 | 0
2020 | VACAR_2_SOCO | VACAR | SOCO | Internal | Winter | B20 | 935 | 3000 | 0 | 43.04 | 44.13 | 7 | 0
2025 | ENT_2_MISO_MO-IL | ENT | MISO_MO-IL | Internal | Shoulder | B11 | 25 | 2260 | 0 | 73.44 | 65.45 | 8 | 0
2025 | ENT_2_MISO_MO-IL | ENT | MISO_MO-IL | Internal | Shoulder | B12 | 200 | 2260 | 0 | 46.83 | 47.82 | 8 | 0
2025 | ENT_2_MISO_MO-IL | ENT | MISO_MO-IL | Internal | Shoulder | B13 | 600 | 2260 | 0 | 46.5 | 44.76 | 8 | 0
2025 | ENT_2_MISO_MO-IL | ENT | MISO_MO-IL | Internal | Shoulder | B14 | 900 | 2260 | 0 | 46.5 | 43.96 | 8 | 0
2025 | ENT_2_MISO_MO-IL | ENT | MISO_MO-IL | Internal | Shoulder | B15 | 1203 | 2260 | 0 | 44.97 | 41.03 | 8 | 0
2025 | ENT_2_MISO_MO-IL | ENT | MISO_MO-IL | Internal | Summer | B1 | 10 | 2260 | 0 | 751.19 | 743.19 | 8 | 0
2025 | ENT_2_MISO_MO-IL | ENT | MISO_MO-IL | Internal | Summer | B2 | 25 | 2260 | 0 | 556.11 | 548.11 | 8 | 0
2025 | ENT_2_MISO_MO-IL | ENT | MISO_MO-IL | Internal | Summer | B3 | 75 | 2260 | 0 | 75.93 | 70.43 | 8 | 0
2025 | ENT_2_MISO_MO-IL | ENT | MISO_MO-IL | Internal | Summer | B4 | 100 | 2260 | 0 | 75.93 | 69.3 | 8 | 0
2025 | ENT_2_MISO_MO-IL | ENT | MISO_MO-IL | Internal | Summer | B5 | 200 | 2260 | 0 | 69.11 | 65.95 | 8 | 0
2025 | ENT_2_MISO_MO-IL | ENT | MISO_MO-IL | Internal | Summer | B6 | 300 | 2260 | 0 | 54.76 | 49.76 | 8 | 0
2025 | ENT_2_MISO_MO-IL | ENT | MISO_MO-IL | Internal | Summer | B7 | 400 | 2260 | 0 | 45.36 | 42.26 | 8 | 0
2025 | ENT_2_MISO_MO-IL | ENT | MISO_MO-IL | Internal | Summer | B8 | 500 | 2260 | 0 | 45.04 | 40.5 | 8 | 0
2025 | ENT_2_MISO_MO-IL | ENT | MISO_MO-IL | Internal | Summer | B9 | 800 | 2260 | 0 | 45.04 | 38.43 | 8 | 0
2025 | ENT_2_MISO_MO-IL | ENT | MISO_MO-IL | Internal | Summer | B10 | 1262 | 2260 | 0 | 43.56 | 35.54 | 8 | 0
2025 | ENT_2_MISO_MO-IL | ENT | MISO_MO-IL | Internal | Winter | B16 | 25 | 2260 | 0 | 61.95 | 56.97 | 8 | 0
2025 | ENT_2_MISO_MO-IL | ENT | MISO_MO-IL | Internal | Winter | B17 | 100 | 2260 | 0 | 49.38 | 50.95 | 8 | 0
2025 | ENT_2_MISO_MO-IL | ENT | MISO_MO-IL | Internal | Winter | B18 | 400 | 2260 | 0 | 49.38 | 47.36 | 8 | 0
2025 | ENT_2_MISO_MO-IL | ENT | MISO_MO-IL | Internal | Winter | B19 | 700 | 2260 | 0 | 47.76 | 44.34 | 8 | 0
2025 | ENT_2_MISO_MO-IL | ENT | MISO_MO-IL | Internal | Winter | B20 | 935 | 2260 | 0 | 47.76 | 39.76 | 8 | 0
2025 | ENT_2_SOCO | ENT | SOCO | Internal | Shoulder | B11 | 25 | 2000 | 0 | 73.44 | 75.39 | 8 | 0
2025 | ENT_2_SOCO | ENT | SOCO | Internal | Shoulder | B12 | 200 | 2000 | 0 | 46.83 | 46.88 | 8 | 0
2025 | ENT_2_SOCO | ENT | SOCO | Internal | Shoulder | B13 | 600 | 2000 | 0 | 46.5 | 46.88 | 8 | 0
2025 | ENT_2_SOCO | ENT | SOCO | Internal | Shoulder | B14 | 900 | 2000 | 0 | 46.5 | 46.88 | 8 | 0
2025 | ENT_2_SOCO | ENT | SOCO | Internal | Shoulder | B15 | 1203 | 2000 | 0 | 44.97 | 46.88 | 8 | 0
2025 | ENT_2_SOCO | ENT | SOCO | Internal | Summer | B1 | 10 | 2000 | 0 | 751.19 | 751.19 | 8 | 0
2025 | ENT_2_SOCO | ENT | SOCO | Internal | Summer | B2 | 25 | 2000 | 1718.82 | 556.11 | 564.11 | 8 | 0
2025 | ENT_2_SOCO | ENT | SOCO | Internal | Summer | B3 | 75 | 2000 | 0 | 75.93 | 78.61 | 8 | 0
2025 | ENT_2_SOCO | ENT | SOCO | Internal | Summer | B4 | 100 | 2000 | 0 | 75.93 | 78.61 | 8 | 0
2025 | ENT_2_SOCO | ENT | SOCO | Internal | Summer | B5 | 200 | 2000 | 130.1 | 69.11 | 77.11 | 8 | 0
2025 | ENT_2_SOCO | ENT | SOCO | Internal | Summer | B6 | 300 | 2000 | 1438.8 | 54.76 | 62.76 | 8 | 0
2025 | ENT_2_SOCO | ENT | SOCO | Internal | Summer | B7 | 400 | 2000 | 1834.3 | 45.36 | 53.36 | 8 | 0
2025 | ENT_2_SOCO | ENT | SOCO | Internal | Summer | B8 | 500 | 2000 | 0 | 45.04 | 47.16 | 8 | 0
2025 | ENT_2_SOCO | ENT | SOCO | Internal | Summer | B9 | 800 | 2000 | 0 | 45.04 | 45.53 | 8 | 0
2025 | ENT_2_SOCO | ENT | SOCO | Internal | Summer | B10 | 1262 | 2000 | 0 | 43.56 | 45.53 | 8 | 0
2025 | ENT_2_SOCO | ENT | SOCO | Internal | Winter | B16 | 25 | 2000 | 2000 | 61.95 | 70.7 | 8 | 0.75
2025 | ENT_2_SOCO | ENT | SOCO | Internal | Winter | B17 | 100 | 2000 | 0 | 49.38 | 49.67 | 8 | 0
2025 | ENT_2_SOCO | ENT | SOCO | Internal | Winter | B18 | 400 | 2000 | 0 | 49.38 | 49.67 | 8 | 0
2025 | ENT_2_SOCO | ENT | SOCO | Internal | Winter | B19 | 700 | 2000 | 0 | 47.76 | 49.67 | 8 | 0
2025 | ENT_2_SOCO | ENT | SOCO | Internal | Winter | B20 | 935 | 2000 | 0 | 47.76 | 48.98 | 8 | 0
2025 | ENT_2_SPP_S | ENT | SPP_S | Internal | Shoulder | B11 | 25 | 1300 | 0 | 73.44 | 72.45 | 8 | 0
2025 | ENT_2_SPP_S | ENT | SPP_S | Internal | Shoulder | B12 | 200 | 1300 | 0 | 46.83 | 46.93 | 8 | 0
2025 | ENT_2_SPP_S | ENT | SPP_S | Internal | Shoulder | B13 | 600 | 1300 | 0 | 46.5 | 44.88 | 8 | 0
2025 | ENT_2_SPP_S | ENT | SPP_S | Internal | Shoulder | B14 | 900 | 1300 | 0 | 46.5 | 44.88 | 8 | 0
2025 | ENT_2_SPP_S | ENT | SPP_S | Internal | Shoulder | B15 | 1203 | 1300 | 0 | 44.97 | 44.78 | 8 | 0
2025 | ENT_2_SPP_S | ENT | SPP_S | Internal | Summer | B1 | 10 | 1300 | 0 | 751.19 | 750.19 | 8 | 0
2025 | ENT_2_SPP_S | ENT | SPP_S | Internal | Summer | B2 | 25 | 1300 | 0 | 556.11 | 555.11 | 8 | 0
2025 | ENT_2_SPP_S | ENT | SPP_S | Internal | Summer | B3 | 75 | 1300 | 0 | 75.93 | 77.45 | 8 | 0
2025 | ENT_2_SPP_S | ENT | SPP_S | Internal | Summer | B4 | 100 | 1300 | 0 | 75.93 | 73.61 | 8 | 0
2025 | ENT_2_SPP_S | ENT | SPP_S | Internal | Summer | B5 | 200 | 1300 | 0 | 69.11 | 72.92 | 8 | 0
2025 | ENT_2_SPP_S | ENT | SPP_S | Internal | Summer | B6 | 300 | 1300 | 0 | 54.76 | 56.79 | 8 | 0
2025 | ENT_2_SPP_S | ENT | SPP_S | Internal | Summer | B7 | 400 | 1300 | 0 | 45.36 | 46.83 | 8 | 0
2025 | ENT_2_SPP_S | ENT | SPP_S | Internal | Summer | B8 | 500 | 1300 | 0 | 45.04 | 44.71 | 8 | 0
2025 | ENT_2_SPP_S | ENT | SPP_S | Internal | Summer | B9 | 800 | 1300 | 0 | 45.04 | 43.37 | 8 | 0
2025 | ENT_2_SPP_S | ENT | SPP_S | Internal | Summer | B10 | 1262 | 1300 | 0 | 43.56 | 43.27 | 8 | 0
2025 | ENT_2_SPP_S | ENT | SPP_S | Internal | Winter | B16 | 25 | 1300 | 0 | 61.95 | 56.95 | 8 | 0
2025 | ENT_2_SPP_S | ENT | SPP_S | Internal | Winter | B17 | 100 | 1300 | 0 | 49.38 | 47.83 | 8 | 0
2025 | ENT_2_SPP_S | ENT | SPP_S | Internal | Winter | B18 | 400 | 1300 | 0 | 49.38 | 47.83 | 8 | 0
2025 | ENT_2_SPP_S | ENT | SPP_S | Internal | Winter | B19 | 700 | 1300 | 0 | 47.76 | 47.73 | 8 | 0
2025 | ENT_2_SPP_S | ENT | SPP_S | Internal | Winter | B20 | 935 | 1300 | 0 | 47.76 | 43.13 | 8 | 0
2025 | ENT_2_TVA_Transmission | ENT | TVA_Transmission | Internal | Shoulder | B11 | 25 | 2100 | 0 | 73.44 | 66.39 | 8 | 0
2025 | ENT_2_TVA_Transmission | ENT | TVA_Transmission | Internal | Shoulder | B12 | 200 | 2100 | 0 | 46.83 | 51.93 | 8 | 0
2025 | ENT_2_TVA_Transmission | ENT | TVA_Transmission | Internal | Shoulder | B13 | 600 | 2100 | 0 | 46.5 | 49.03 | 8 | 0
2025 | ENT_2_TVA_Transmission | ENT | TVA_Transmission | Internal | Shoulder | B14 | 900 | 2100 | 0 | 46.5 | 48.85 | 8 | 0
2025 | ENT_2_TVA_Transmission | ENT | TVA_Transmission | Internal | Shoulder | B15 | 1203 | 2100 | 0 | 44.97 | 46.54 | 8 | 0
2025 | ENT_2_TVA_Transmission | ENT | TVA_Transmission | Internal | Summer | B1 | 10 | 2100 | 0 | 751.19 | 751.18 | 8 | 0
2025 | ENT_2_TVA_Transmission | ENT | TVA_Transmission | Internal | Summer | B2 | 25 | 2100 | 0 | 556.11 | 556.11 | 8 | 0
2025 | ENT_2_TVA_Transmission | ENT | TVA_Transmission | Internal | Summer | B3 | 75 | 2100 | 0 | 75.93 | 74.43 | 8 | 0
2025 | ENT_2_TVA_Transmission | ENT | TVA_Transmission | Internal | Summer | B4 | 100 | 2100 | 0 | 75.93 | 73.32 | 8 | 0
2025 | ENT_2_TVA_Transmission | ENT | TVA_Transmission | Internal | Summer | B5 | 200 | 2100 | 0 | 69.11 | 69.92 | 8 | 0
2025 | ENT_2_TVA_Transmission | ENT | TVA_Transmission | Internal | Summer | B6 | 300 | 2100 | 0 | 54.76 | 53.76 | 8 | 0
2025 | ENT_2_TVA_Transmission | ENT | TVA_Transmission | Internal | Summer | B7 | 400 | 2100 | 0 | 45.36 | 46.59 | 8 | 0
2025 | ENT_2_TVA_Transmission | ENT | TVA_Transmission | Internal | Summer | B8 | 500 | 2100 | 0 | 45.04 | 45.4 | 8 | 0
2025 | ENT_2_TVA_Transmission | ENT | TVA_Transmission | Internal | Summer | B9 | 800 | 2100 | 0 | 45.04 | 44.31 | 8 | 0
2025 | ENT_2_TVA_Transmission | ENT | TVA_Transmission | Internal | Summer | B10 | 1262 | 2100 | 0 | 43.56 | 41.64 | 8 | 0
2025 | ENT_2_TVA_Transmission | ENT | TVA_Transmission | Internal | Winter | B16 | 25 | 2100 | 0 | 61.95 | 64.95 | 8 | 0
2025 | ENT_2_TVA_Transmission | ENT | TVA_Transmission | Internal | Winter | B17 | 100 | 2100 | 0 | 49.38 | 55.33 | 8 | 0
2025 | ENT_2_TVA_Transmission | ENT | TVA_Transmission | Internal | Winter | B18 | 400 | 2100 | 0 | 49.38 | 51.18 | 8 | 0
2025 | ENT_2_TVA_Transmission | ENT | TVA_Transmission | Internal | Winter | B19 | 700 | 2100 | 0 | 47.76 | 50.11 | 8 | 0
2025 | ENT_2_TVA_Transmission | ENT | TVA_Transmission | Internal | Winter | B20 | 935 | 2100 | 0 | 47.76 | 44.49 | 8 | 0
2025 | HQ_NEISO_2_NEISO | HQ_NEISO | NEISO | Internal | Shoulder | B11 | 25 | 99999 | 2920 | 40.75 | 40.76 | 0.01 | 0
2025 | HQ_NEISO_2_NEISO | HQ_NEISO | NEISO | Internal | Shoulder | B12 | 200 | 99999 | 2920 | 39.14 | 39.15 | 0.01 | 0
2025 | HQ_NEISO_2_NEISO | HQ_NEISO | NEISO | Internal | Shoulder | B13 | 600 | 99999 | 2920 | 39.14 | 39.15 | 0.01 | 0
2025 | HQ_NEISO_2_NEISO | HQ_NEISO | NEISO | Internal | Shoulder | B14 | 900 | 99999 | 2920 | 39.14 | 39.15 | 0.01 | 0
2025 | HQ_NEISO_2_NEISO | HQ_NEISO | NEISO | Internal | Shoulder | B15 | 1203 | 99999 | 1143.24 | 39.14 | 39.15 | 0.01 | 0
2025 | HQ_NEISO_2_NEISO | HQ_NEISO | NEISO | Internal | Summer | B1 | 10 | 99999 | 2920.1 | 748.16 | 748.18 | 0.01 | 0
2025 | HQ_NEISO_2_NEISO | HQ_NEISO | NEISO | Internal | Summer | B2 | 25 | 99999 | 2920.1 | 539.08 | 539.09 | 0.01 | 0
2025 | HQ_NEISO_2_NEISO | HQ_NEISO | NEISO | Internal | Summer | B3 | 75 | 99999 | 2920 | 52.63 | 52.64 | 0.01 | 0
2025 | HQ_NEISO_2_NEISO | HQ_NEISO | NEISO | Internal | Summer | B4 | 100 | 99999 | 2920 | 43.25 | 43.27 | 0.01 | 0
2025 | HQ_NEISO_2_NEISO | HQ_NEISO | NEISO | Internal | Summer | B5 | 200 | 99999 | 2920 | 37.69 | 37.7 | 0.01 | 0
2025 | HQ_NEISO_2_NEISO | HQ_NEISO | NEISO | Internal | Summer | B6 | 300 | 99999 | 2920 | 37.69 | 37.7 | 0.01 | 0
2025 | HQ_NEISO_2_NEISO | HQ_NEISO | NEISO | Internal | Summer | B7 | 400 | 99999 | 2920 | 37.69 | 37.7 | 0.01 | 0
2025 | HQ_NEISO_2_NEISO | HQ_NEISO | NEISO | Internal | Summer | B8 | 500 | 99999 | 2920 | 37.69 | 37.7 | 0.01 | 0
2025 | HQ_NEISO_2_NEISO | HQ_NEISO | NEISO | Internal | Summer | B9 | 800 | 99999 | 2920 | 37.69 | 37.7 | 0.01 | 0
2025 | HQ_NEISO_2_NEISO | HQ_NEISO | NEISO | Internal | Summer | B10 | 1262 | 99999 | 795.94 | 37.69 | 37.7 | 0.01 | 0
2025 | HQ_NEISO_2_NEISO | HQ_NEISO | NEISO | Internal | Winter | B16 | 25 | 99999 | 2920 | 50.2 | 50.21 | 0.01 | 0
2025 | HQ_NEISO_2_NEISO | HQ_NEISO | NEISO | Internal | Winter | B17 | 100 | 99999 | 2920 | 47.91 | 47.93 | 0.01 | 0
2025 | HQ_NEISO_2_NEISO | HQ_NEISO | NEISO | Internal | Winter | B18 | 400 | 99999 | 2920 | 46.28 | 46.29 | 0.01 | 0
2025 | HQ_NEISO_2_NEISO | HQ_NEISO | NEISO | Internal | Winter | B19 | 700 | 99999 | 2920 | 46.28 | 46.29 | 0.01 | 0
2025 | HQ_NEISO_2_NEISO | HQ_NEISO | NEISO | Internal | Winter | B20 | 935 | 99999 | 1233.58 | 46.28 | 46.29 | 0.01 | 0
2025 | HQ_NY_2_NYISO_A-F | HQ_NY | NYISO_A-F | Internal | Shoulder | B11 | 25 | 99999 | 1000 | 43.45 | 43.47 | 0.01 | 0
2025 | HQ_NY_2_NYISO_A-F | HQ_NY | NYISO_A-F | Internal | Shoulder | B12 | 200 | 99999 | 1000 | 42.13 | 42.14 | 0.01 | 0
2025 | HQ_NY_2_NYISO_A-F | HQ_NY | NYISO_A-F | Internal | Shoulder | B13 | 600 | 99999 | 1000 | 41.1 | 41.11 | 0.01 | 0
2025 | HQ_NY_2_NYISO_A-F | HQ_NY | NYISO_A-F | Internal | Shoulder | B14 | 900 | 99999 | 1000 | 41.1 | 41.11 | 0.01 | 0
2025 | HQ_NY_2_NYISO_A-F | HQ_NY | NYISO_A-F | Internal | Shoulder | B15 | 1203 | 99999 | 188.69 | 41.1 | 41.11 | 0.01 | 0
2025 | HQ_NY_2_NYISO_A-F | HQ_NY | NYISO_A-F | Internal | Summer | B1 | 10 | 99999 | 1000.1 | 96.86 | 96.87 | 0.01 | 0
2025 | HQ_NY_2_NYISO_A-F | HQ_NY | NYISO_A-F | Internal | Summer | B2 | 25 | 99999 | 1000.1 | 167.57 | 167.58 | 0.01 | 0
2025 | HQ_NY_2_NYISO_A-F | HQ_NY | NYISO_A-F | Internal | Summer | B3 | 75 | 99999 | 1000 | 54.91 | 54.92 | 0.01 | 0
2025 | HQ_NY_2_NYISO_A-F | HQ_NY | NYISO_A-F | Internal | Summer | B4 | 100 | 99999 | 1000 | 46.25 | 46.27 | 0.01 | 0
2025 | HQ_NY_2_NYISO_A-F | HQ_NY | NYISO_A-F | Internal | Summer | B5 | 200 | 99999 | 1000 | 42.18 | 42.19 | 0.01 | 0
2025 | HQ_NY_2_NYISO_A-F | HQ_NY | NYISO_A-F | Internal | Summer | B6 | 300 | 99999 | 1000 | 40.69 | 40.7 | 0.01 | 0
2025 | HQ_NY_2_NYISO_A-F | HQ_NY | NYISO_A-F | Internal | Summer | B7 | 400 | 99999 | 1000 | 39.4 | 39.41 | 0.01 | 0
2025 | HQ_NY_2_NYISO_A-F | HQ_NY | NYISO_A-F | Internal | Summer | B8 | 500 | 99999 | 1000 | 39.4 | 39.41 | 0.01 | 0
2025 | HQ_NY_2_NYISO_A-F | HQ_NY | NYISO_A-F | Internal | Summer | B9 | 800 | 99999 | 1000 | 39.4 | 39.41 | 0.01 | 0
2025 | HQ_NY_2_NYISO_A-F | HQ_NY | NYISO_A-F | Internal | Summer | B10 | 1262 | 99999 | 30.11 | 39.4 | 39.41 | 0.01 | 0
2025 | HQ_NY_2_NYISO_A-F | HQ_NY | NYISO_A-F | Internal | Winter | B16 | 25 | 99999 | 1000 | 45.93 | 45.94 | 0.01 | 0
2025 | HQ_NY_2_NYISO_A-F | HQ_NY | NYISO_A-F | Internal | Winter | B17 | 100 | 99999 | 1000 | 44.91 | 44.93 | 0.01 | 0
2025 | HQ_NY_2_NYISO_A-F | HQ_NY | NYISO_A-F | Internal | Winter | B18 | 400 | 99999 | 1000 | 43.28 | 43.29 | 0.01 | 0
2025 | HQ_NY_2_NYISO_A-F | HQ_NY | NYISO_A-F | Internal | Winter | B19 | 700 | 99999 | 1000 | 43.28 | 43.29 | 0.01 | 0
2025 | HQ_NY_2_NYISO_A-F | HQ_NY | NYISO_A-F | Internal | Winter | B20 | 935 | 99999 | 229.95 | 43.28 | 43.29 | 0.01 | 0
2025 | HQ_IESO_2_IESO | HQ_IESO | IESO | Internal | Shoulder | B11 | 25 | 99999 | 400 | 30.62 | 30.63 | 0.01 | 0
2025 | HQ_IESO_2_IESO | HQ_IESO | IESO | Internal | Shoulder | B12 | 200 | 99999 | 400 | 30.62 | 30.63 | 0.01 | 0
2025 | HQ_IESO_2_IESO | HQ_IESO | IESO | Internal | Shoulder | B13 | 600 | 99999 | 400 | 30.62 | 30.63 | 0.01 | 0
2025 | HQ_IESO_2_IESO | HQ_IESO | IESO | Internal | Shoulder | B14 | 900 | 99999 | 400 | 30.62 | 30.63 | 0.01 | 0
2025 | HQ_IESO_2_IESO | HQ_IESO | IESO | Internal | Shoulder | B15 | 1203 | 99999 | 75.48 | 30.62 | 30.63 | 0.01 | 0
2025 | HQ_IESO_2_IESO | HQ_IESO | IESO | Internal | Summer | B1 | 10 | 99999 | 400.1 | 89.86 | 89.87 | 0.01 | 0
2025 | HQ_IESO_2_IESO | HQ_IESO | IESO | Internal | Summer | B2 | 25 | 99999 | 400.1 | 160.57 | 160.58 | 0.01 | 0
2025 | HQ_IESO_2_IESO | HQ_IESO | IESO | Internal | Summer | B3 | 75 | 99999 | 400 | 47.91 | 47.92 | 0.01 | 0
2025 | HQ_IESO_2_IESO | HQ_IESO | IESO | Internal | Summer | B4 | 100 | 99999 | 400 | 38.3 | 38.31 | 0.01 | 0
2025 | HQ_IESO_2_IESO | HQ_IESO | IESO | Internal | Summer | B5 | 200 | 99999 | 400 | 35.18 | 35.19 | 0.01 | 0
2025 | HQ_IESO_2_IESO | HQ_IESO | IESO | Internal | Summer | B6 | 300 | 99999 | 400 | 28.53 | 28.54 | 0.01 | 0
2025 | HQ_IESO_2_IESO | HQ_IESO | IESO | Internal | Summer | B7 | 400 | 99999 | 400 | 28.53 | 28.54 | 0.01 | 0
2025 | HQ_IESO_2_IESO | HQ_IESO | IESO | Internal | Summer | B8 | 500 | 99999 | 400 | 28.53 | 28.54 | 0.01 | 0
2025 | HQ_IESO_2_IESO | HQ_IESO | IESO | Internal | Summer | B9 | 800 | 99999 | 400 | 28.53 | 28.54 | 0.01 | 0
2025 | HQ_IESO_2_IESO | HQ_IESO | IESO | Internal | Summer | B10 | 1262 | 99999 | 12.04 | 28.53 | 28.54 | 0.01 | 0
2025 | HQ_IESO_2_IESO | HQ_IESO | IESO | Internal | Winter | B16 | 25 | 99999 | 400 | 32.77 | 32.78 | 0.01 | 0
2025 | HQ_IESO_2_IESO | HQ_IESO | IESO | Internal | Winter | B17 | 100 | 99999 | 400 | 32.77 | 32.78 | 0.01 | 0
2025 | HQ_IESO_2_IESO | HQ_IESO | IESO | Internal | Winter | B18 | 400 | 99999 | 400 | 32.77 | 32.78 | 0.01 | 0
2025 | HQ_IESO_2_IESO | HQ_IESO | IESO | Internal | Winter | B19 | 700 | 99999 | 400 | 32.77 | 32.78 | 0.01 | 0
2025 | HQ_IESO_2_IESO | HQ_IESO | IESO | Internal | Winter | B20 | 935 | 99999 | 91.98 | 32.77 | 32.78 | 0.01 | 0
2025 | IESO_2_MAPP_CA | IESO | MAPP_CA | Internal | Shoulder | B11 | 25 | 262 | 262 | 30.63 | 65.43 | 7 | 27.79
2025 | IESO_2_MAPP_CA | IESO | MAPP_CA | Internal | Shoulder | B12 | 200 | 262 | 262 | 30.63 | 47.8 | 7 | 10.17
2025 | IESO_2_MAPP_CA | IESO | MAPP_CA | Internal | Shoulder | B13 | 600 | 262 | 262 | 30.63 | 44.76 | 7 | 7.12
2025 | IESO_2_MAPP_CA | IESO | MAPP_CA | Internal | Shoulder | B14 | 900 | 262 | 262 | 30.63 | 44.76 | 7 | 7.12
2025 | IESO_2_MAPP_CA | IESO | MAPP_CA | Internal | Shoulder | B15 | 1203 | 262 | 262 | 30.63 | 44.76 | 7 | 7.12
2025 | IESO_2_MAPP_CA | IESO | MAPP_CA | Internal | Summer | B1 | 10 | 262 | 262 | 89.87 | 743.16 | 7 | 646.3
2025 | IESO_2_MAPP_CA | IESO | MAPP_CA | Internal | Summer | B2 | 25 | 262 | 262 | 160.58 | 548.09 | 7 | 380.51
2025 | IESO_2_MAPP_CA | IESO | MAPP_CA | Internal | Summer | B3 | 75 | 262 | 262 | 47.92 | 70.43 | 7 | 15.51
2025 | IESO_2_MAPP_CA | IESO | MAPP_CA | Internal | Summer | B4 | 100 | 262 | 262 | 38.31 | 69.31 | 7 | 23.99
2025 | IESO_2_MAPP_CA | IESO | MAPP_CA | Internal | Summer | B5 | 200 | 262 | 262 | 35.19 | 65.92 | 7 | 23.73
2025 | IESO_2_MAPP_CA | IESO | MAPP_CA | Internal | Summer | B6 | 300 | 262 | 262 | 28.54 | 49.76 | 7 | 14.22
2025 | IESO_2_MAPP_CA | IESO | MAPP_CA | Internal | Summer | B7 | 400 | 262 | 262 | 28.54 | 42.24 | 7 | 6.7
2025 | IESO_2_MAPP_CA | IESO | MAPP_CA | Internal | Summer | B8 | 500 | 262 | 262 | 28.54 | 40.5 | 7 | 4.96
2025 | IESO_2_MAPP_CA | IESO | MAPP_CA | Internal | Summer | B9 | 800 | 262 | 262 | 28.54 | 40.5 | 7 | 4.96
2025 | IESO_2_MAPP_CA | IESO | MAPP_CA | Internal | Summer | B10 | 1262 | 262 | 262 | 28.54 | 40.5 | 7 | 4.96
2025 | IESO_2_MAPP_CA | IESO | MAPP_CA | Internal | Winter | B16 | 25 | 262 | 262 | 32.78 | 56.94 | 7 | 17.16
2025 | IESO_2_MAPP_CA | IESO | MAPP_CA | Internal | Winter | B17 | 100 | 262 | 262 | 32.78 | 51.41 | 7 | 11.63
2025 | IESO_2_MAPP_CA | IESO | MAPP_CA | Internal | Winter | B18 | 400 | 262 | 262 | 32.78 | 51.41 | 7 | 11.63
2025 | IESO_2_MAPP_CA | IESO | MAPP_CA | Internal | Winter | B19 | 700 | 262 | 262 | 32.78 | 51.41 | 7 | 11.63
2025 | IESO_2_MAPP_CA | IESO | MAPP_CA | Internal | Winter | B20 | 935 | 262 | 262 | 32.78 | 51.41 | 7 | 11.63
2025 | IESO_2_MISO_MI | IESO | MISO_MI | Internal | Shoulder | B11 | 25 | 1840 | 1840 | 30.63 | 62.39 | 7 | 24.76
2025 | IESO_2_MISO_MI | IESO | MISO_MI | Internal | Shoulder | B12 | 200 | 1840 | 1840 | 30.63 | 51.22 | 7 | 13.59
2025 | IESO_2_MISO_MI | IESO | MISO_MI | Internal | Shoulder | B13 | 600 | 1840 | 1840 | 30.63 | 44.78 | 7 | 7.15
2025 | IESO_2_MISO_MI | IESO | MISO_MI | Internal | Shoulder | B14 | 900 | 1840 | 1840 | 30.63 | 43.98 | 7 | 6.35
2025 | IESO_2_MISO_MI | IESO | MISO_MI | Internal | Shoulder | B15 | 1203 | 1840 | 1840 | 30.63 | 41.05 | 7 | 3.42
2025 | IESO_2_MISO_MI | IESO | MISO_MI | Internal | Summer | B1 | 10 | 1840 | 1840 | 89.87 | 743.21 | 7 | 646.34
2025 | IESO_2_MISO_MI | IESO | MISO_MI | Internal | Summer | B2 | 25 | 1840 | 1840 | 160.58 | 548.09 | 7 | 380.51
2025 | IESO_2_MISO_MI | IESO | MISO_MI | Internal | Summer | B3 | 75 | 1840 | 1840 | 47.92 | 70.45 | 7 | 15.53
2025 | IESO_2_MISO_MI | IESO | MISO_MI | Internal | Summer | B4 | 100 | 1840 | 1840 | 38.31 | 69.32 | 7 | 24.01
2025 | IESO_2_MISO_MI | IESO | MISO_MI | Internal | Summer | B5 | 200 | 1840 | 1840 | 35.19 | 65.92 | 7 | 23.73
2025 | IESO_2_MISO_MI | IESO | MISO_MI | Internal | Summer | B6 | 300 | 1840 | 1840 | 28.54 | 49.76 | 7 | 14.22
2025 | IESO_2_MISO_MI | IESO | MISO_MI | Internal | Summer | B7 | 400 | 1840 | 1840 | 28.54 | 42.29 | 7 | 6.74
2025 | IESO_2_MISO_MI | IESO | MISO_MI | Internal | Summer | B8 | 500 | 1840 | 1840 | 28.54 | 40.53 | 7 | 4.99
2025 | IESO_2_MISO_MI | IESO | MISO_MI | Internal | Summer | B9 | 800 | 1840 | 1840 | 28.54 | 38.45 | 7 | 2.91
2025 | IESO_2_MISO_MI | IESO | MISO_MI | Internal | Summer | B10 | 1262 | 1840 | 1268.32 | 28.54 | 35.54 | 7 | 0
2025 | IESO_2_MISO_MI | IESO | MISO_MI | Internal | Winter | B16 | 25 | 1840 | 1840 | 32.78 | 60.95 | 7 | 21.17
2025 | IESO_2_MISO_MI | IESO | MISO_MI | Internal | Winter | B17 | 100 | 1840 | 1840 | 32.78 | 54.94 | 7 | 15.16
2025 | IESO_2_MISO_MI | IESO | MISO_MI | Internal | Winter | B18 | 400 | 1840 | 1840 | 32.78 | 47.36 | 7 | 7.58
2025 | IESO_2_MISO_MI | IESO | MISO_MI | Internal | Winter | B19 | 700 | 1840 | 1840 | 32.78 | 44.34 | 7 | 4.56
2025 | IESO_2_MISO_MI | IESO | MISO_MI | Internal | Winter | B20 | 935 | 1840 | 905.79 | 32.78 | 39.78 | 7 | 0
2025 | IESO_2_MISO_W | IESO | MISO_W | Internal | Shoulder | B11 | 25 | 140 | 140 | 30.63 | 65.44 | 7 | 27.81
2025 | IESO_2_MISO_W | IESO | MISO_W | Internal | Shoulder | B12 | 200 | 140 | 140 | 30.63 | 47.81 | 7 | 10.18
2025 | IESO_2_MISO_W | IESO | MISO_W | Internal | Shoulder | B13 | 600 | 140 | 140 | 30.63 | 44.74 | 7 | 7.11
2025 | IESO_2_MISO_W | IESO | MISO_W | Internal | Shoulder | B14 | 900 | 140 | 140 | 30.63 | 43.95 | 7 | 6.31
2025 | IESO_2_MISO_W | IESO | MISO_W | Internal | Shoulder | B15 | 1203 | 140 | 140 | 30.63 | 41.02 | 7 | 3.39
2025 | IESO_2_MISO_W | IESO | MISO_W | Internal | Summer | B1 | 10 | 140 | 140 | 89.87 | 743.18 | 7 | 646.31
2025 | IESO_2_MISO_W | IESO | MISO_W | Internal | Summer | B2 | 25 | 140 | 140 | 160.58 | 548.1 | 7 | 380.52
2025 | IESO_2_MISO_W | IESO | MISO_W | Internal | Summer | B3 | 75 | 140 | 140 | 47.92 | 70.44 | 7 | 15.52
2025 | IESO_2_MISO_W | IESO | MISO_W | Internal | Summer | B4 | 100 | 140 | 140 | 38.31 | 69.32 | 7 | 24.01
2025 | IESO_2_MISO_W | IESO | MISO_W | Internal | Summer | B5 | 200 | 140 | 140 | 35.19 | 65.94 | 7 | 23.74
2025 | IESO_2_MISO_W | IESO | MISO_W | Internal | Summer | B6 | 300 | 140 | 140 | 28.54 | 49.78 | 7 | 14.23
2025 | IESO_2_MISO_W | IESO | MISO_W | Internal | Summer | B7 | 400 | 140 | 140 | 28.54 | 42.25 | 7 | 6.71
2025 | IESO_2_MISO_W | IESO | MISO_W | Internal | Summer | B8 | 500 | 140 | 140 | 28.54 | 40.49 | 7 | 4.95
2025 | IESO_2_MISO_W | IESO | MISO_W | Internal | Summer | B9 | 800 | 140 | 140 | 28.54 | 38.44 | 7 | 2.9
2025 | IESO_2_MISO_W | IESO | MISO_W | Internal | Summer | B10 | 1262 | 140 | 0 | 28.54 | 35.53 | 7 | 0
2025 | IESO_2_MISO_W | IESO | MISO_W | Internal | Winter | B16 | 25 | 140 | 140 | 32.78 | 56.95 | 7 | 17.17
2025 | IESO_2_MISO_W | IESO | MISO_W | Internal | Winter | B17 | 100 | 140 | 140 | 32.78 | 50.94 | 7 | 11.16
2025 | IESO_2_MISO_W | IESO | MISO_W | Internal | Winter | B18 | 400 | 140 | 140 | 32.78 | 47.35 | 7 | 7.57
2025 | IESO_2_MISO_W | IESO | MISO_W | Internal | Winter | B19 | 700 | 140 | 140 | 32.78 | 44.32 | 7 | 4.54
2025 | IESO_2_MISO_W | IESO | MISO_W | Internal | Winter | B20 | 935 | 140 | 0 | 32.78 | 39.74 | 7 | 0
2025 | IESO_2_NYISO_A-F | IESO | NYISO_A-F | Internal | Shoulder | B11 | 25 | 1725 | 1725 | 30.63 | 43.47 | 7 | 5.83
2025 | IESO_2_NYISO_A-F | IESO | NYISO_A-F | Internal | Shoulder | B12 | 200 | 1725 | 1725 | 30.63 | 42.14 | 7 | 4.51
2025 | IESO_2_NYISO_A-F | IESO | NYISO_A-F | Internal | Shoulder | B13 | 600 | 1725 | 1725 | 30.63 | 41.11 | 7 | 3.47
2025 | IESO_2_NYISO_A-F | IESO | NYISO_A-F | Internal | Shoulder | B14 | 900 | 1725 | 1725 | 30.63 | 41.11 | 7 | 3.47
2025 | IESO_2_NYISO_A-F | IESO | NYISO_A-F | Internal | Shoulder | B15 | 1203 | 1725 | 1725 | 30.63 | 41.11 | 7 | 3.47
2025 | IESO_2_NYISO_A-F | IESO | NYISO_A-F | Internal | Summer | B1 | 10 | 1725 | 617.88 | 89.87 | 96.87 | 7 | 0
2025 | IESO_2_NYISO_A-F | IESO | NYISO_A-F | Internal | Summer | B2 | 25 | 1725 | 1151.31 | 160.58 | 167.58 | 7 | 0
2025 | IESO_2_NYISO_A-F | IESO | NYISO_A-F | Internal | Summer | B3 | 75 | 1725 | 1407.22 | 47.92 | 54.92 | 7 | 0
2025 | IESO_2_NYISO_A-F | IESO | NYISO_A-F | Internal | Summer | B4 | 100 | 1725 | 1725 | 38.31 | 46.27 | 7 | 0.95
2025 | IESO_2_NYISO_A-F | IESO | NYISO_A-F | Internal | Summer | B5 | 200 | 1725 | 1456.83 | 35.19 | 42.19 | 7 | 0
2025 | IESO_2_NYISO_A-F | IESO | NYISO_A-F | Internal | Summer | B6 | 300 | 1725 | 1725 | 28.54 | 40.7 | 7 | 5.16
2025 | IESO_2_NYISO_A-F | IESO | NYISO_A-F | Internal | Summer | B7 | 400 | 1725 | 1725 | 28.54 | 39.41 | 7 | 3.87
2025 | IESO_2_NYISO_A-F | IESO | NYISO_A-F | Internal | Summer | B8 | 500 | 1725 | 1725 | 28.54 | 39.41 | 7 | 3.87
2025 | IESO_2_NYISO_A-F | IESO | NYISO_A-F | Internal | Summer | B9 | 800 | 1725 | 1725 | 28.54 | 39.41 | 7 | 3.87
2025 | IESO_2_NYISO_A-F | IESO | NYISO_A-F | Internal | Summer | B10 | 1262 | 1725 | 1725 | 28.54 | 39.41 | 7 | 3.87
2025 | IESO_2_NYISO_A-F | IESO | NYISO_A-F | Internal | Winter | B16 | 25 | 1725 | 1725 | 32.78 | 45.94 | 7 | 6.16
2025 | IESO_2_NYISO_A-F | IESO | NYISO_A-F | Internal | Winter | B17 | 100 | 1725 | 1725 | 32.78 | 44.93 | 7 | 5.15
2025 | IESO_2_NYISO_A-F | IESO | NYISO_A-F | Internal | Winter | B18 | 400 | 1725 | 1725 | 32.78 | 43.29 | 7 | 3.51
2025 | IESO_2_NYISO_A-F | IESO | NYISO_A-F | Internal | Winter | B19 | 700 | 1725 | 1725 | 32.78 | 43.29 | 7 | 3.51
2025 | IESO_2_NYISO_A-F | IESO | NYISO_A-F | Internal | Winter | B20 | 935 | 1725 | 1725 | 32.78 | 43.29 | 7 | 3.51
2025 | MAPP_CA_2_IESO | MAPP_CA | IESO | Internal | Shoulder | B11 | 25 | 330 | 0 | 65.43 | 30.63 | 8 | 0
2025 | MAPP_CA_2_IESO | MAPP_CA | IESO | Internal | Shoulder | B12 | 200 | 330 | 0 | 47.8 | 30.63 | 8 | 0
2025 | MAPP_CA_2_IESO | MAPP_CA | IESO | Internal | Shoulder | B13 | 600 | 330 | 0 | 44.76 | 30.63 | 8 | 0
2025 | MAPP_CA_2_IESO | MAPP_CA | IESO | Internal | Shoulder | B14 | 900 | 330 | 0 | 44.76 | 30.63 | 8 | 0
2025 | MAPP_CA_2_IESO | MAPP_CA | IESO | Internal | Shoulder | B15 | 1203 | 330 | 0 | 44.76 | 30.63 | 8 | 0
2025 | MAPP_CA_2_IESO | MAPP_CA | IESO | Internal | Summer | B1 | 10 | 330 | 0 | 743.16 | 89.87 | 8 | 0
2025 | MAPP_CA_2_IESO | MAPP_CA | IESO | Internal | Summer | B2 | 25 | 330 | 0 | 548.09 | 160.58 | 8 | 0
2025 | MAPP_CA_2_IESO | MAPP_CA | IESO | Internal | Summer | B3 | 75 | 330 | 0 | 70.43 | 47.92 | 8 | 0
2025 | MAPP_CA_2_IESO | MAPP_CA | IESO | Internal | Summer | B4 | 100 | 330 | 0 | 69.31 | 38.31 | 8 | 0
2025 | MAPP_CA_2_IESO | MAPP_CA | IESO | Internal | Summer | B5 | 200 | 330 | 0 | 65.92 | 35.19 | 8 | 0
2025 | MAPP_CA_2_IESO | MAPP_CA | IESO | Internal | Summer | B6 | 300 | 330 | 0 | 49.76 | 28.54 | 8 | 0
2025 | MAPP_CA_2_IESO | MAPP_CA | IESO | Internal | Summer | B7 | 400 | 330 | 0 | 42.24 | 28.54 | 8 | 0
2025 | MAPP_CA_2_IESO | MAPP_CA | IESO | Internal | Summer | B8 | 500 | 330 | 0 | 40.5 | 28.54 | 8 | 0
2025 | MAPP_CA_2_IESO | MAPP_CA | IESO | Internal | Summer | B9 | 800 | 330 | 0 | 40.5 | 28.54 | 8 | 0
2025 | MAPP_CA_2_IESO | MAPP_CA | IESO | Internal | Summer | B10 | 1262 | 330 | 0 | 40.5 | 28.54 | 8 | 0
2025 | MAPP_CA_2_IESO | MAPP_CA | IESO | Internal | Winter | B16 | 25 | 330 | 0 | 56.94 | 32.78 | 8 | 0
2025 | MAPP_CA_2_IESO | MAPP_CA | IESO | Internal | Winter | B17 | 100 | 330 | 0 | 51.41 | 32.78 | 8 | 0
2025 | MAPP_CA_2_IESO | MAPP_CA | IESO | Internal | Winter | B18 | 400 | 330 | 0 | 51.41 | 32.78 | 8 | 0
2025 | MAPP_CA_2_IESO | MAPP_CA | IESO | Internal | Winter | B19 | 700 | 330 | 0 | 51.41 | 32.78 | 8 | 0
2025 | MAPP_CA_2_IESO | MAPP_CA | IESO | Internal | Winter | B20 | 935 | 330 | 0 | 51.41 | 32.78 | 8 | 0
2025 | MAPP_CA_2_MAPP_US | MAPP_CA | MAPP_US | Internal | Shoulder | B11 | 25 | 372 | 0 | 65.43 | 58.44 | 7 | 0
2025 | MAPP_CA_2_MAPP_US | MAPP_CA | MAPP_US | Internal | Shoulder | B12 | 200 | 372 | 0 | 47.8 | 40.81 | 7 | 0
2025 | MAPP_CA_2_MAPP_US | MAPP_CA | MAPP_US | Internal | Shoulder | B13 | 600 | 372 | 0 | 44.76 | 37.86 | 7 | 0
2025 | MAPP_CA_2_MAPP_US | MAPP_CA | MAPP_US | Internal | Shoulder | B14 | 900 | 372 | 0 | 44.76 | 37.86 | 7 | 0
2025 | MAPP_CA_2_MAPP_US | MAPP_CA | MAPP_US | Internal | Shoulder | B15 | 1203 | 372 | 0 | 44.76 | 37.76 | 7 | 0
2025 | MAPP_CA_2_MAPP_US | MAPP_CA | MAPP_US | Internal | Summer | B1 | 10 | 372 | 0 | 743.16 | 736.18 | 7 | 0
2025 | MAPP_CA_2_MAPP_US | MAPP_CA | MAPP_US | Internal | Summer | B2 | 25 | 372 | 0 | 548.09 | 541.1 | 7 | 0
2025 | MAPP_CA_2_MAPP_US | MAPP_CA | MAPP_US | Internal | Summer | B3 | 75 | 372 | 0 | 70.43 | 65.42 | 7 | 0
2025 | MAPP_CA_2_MAPP_US | MAPP_CA | MAPP_US | Internal | Summer | B4 | 100 | 372 | 0 | 69.31 | 62.32 | 7 | 0
2025 | MAPP_CA_2_MAPP_US | MAPP_CA | MAPP_US | Internal | Summer | B5 | 200 | 372 | 0 | 65.92 | 58.94 | 7 | 0
2025 | MAPP_CA_2_MAPP_US | MAPP_CA | MAPP_US | Internal | Summer | B6 | 300 | 372 | 0 | 49.76 | 42.78 | 7 | 0
2025 | MAPP_CA_2_MAPP_US | MAPP_CA | MAPP_US | Internal | Summer | B7 | 400 | 372 | 0 | 42.24 | 35.25 | 7 | 0
2025 | MAPP_CA_2_MAPP_US | MAPP_CA | MAPP_US | Internal | Summer | B8 | 500 | 372 | 0 | 40.5 | 33.49 | 7 | 0
2025 | MAPP_CA_2_MAPP_US | MAPP_CA | MAPP_US | Internal | Summer | B9 | 800 | 372 | 0 | 40.5 | 31.44 | 7 | 0
2025 | MAPP_CA_2_MAPP_US | MAPP_CA | MAPP_US | Internal | Summer | B10 | 1262 | 372 | 0 | 40.5 | 28.53 | 7 | 0
2025 | MAPP_CA_2_MAPP_US | MAPP_CA | MAPP_US | Internal | Winter | B16 | 25 | 372 | 0 | 56.94 | 49.95 | 7 | 0
2025 | MAPP_CA_2_MAPP_US | MAPP_CA | MAPP_US | Internal | Winter | B17 | 100 | 372 | 0 | 51.41 | 43.94 | 7 | 0
2025 | MAPP_CA_2_MAPP_US | MAPP_CA | MAPP_US | Internal | Winter | B18 | 400 | 372 | 0 | 51.41 | 40.7 | 7 | 0
2025 | MAPP_CA_2_MAPP_US | MAPP_CA | MAPP_US | Internal | Winter | B19 | 700 | 372 | 0 | 51.41 | 40.7 | 7 | 0
2025 | MAPP_CA_2_MAPP_US | MAPP_CA | MAPP_US | Internal | Winter | B20 | 935 | 372 | 0 | 51.41 | 34.5 | 7 | 0
2025 | MAPP_CA_2_MISO_W | MAPP_CA | MISO_W | Internal | Shoulder | B11 | 25 | 1970 | 1372.33 | 65.43 | 65.44 | 0.01 | 0
2025 | MAPP_CA_2_MISO_W | MAPP_CA | MISO_W | Internal | Shoulder | B12 | 200 | 1970 | 813.08 | 47.8 | 47.81 | 0.01 | 0
2025 | MAPP_CA_2_MISO_W | MAPP_CA | MISO_W | Internal | Shoulder | B13 | 600 | 1970 | 0 | 44.76 | 44.74 | 0.01 | 0
2025 | MAPP_CA_2_MISO_W | MAPP_CA | MISO_W | Internal | Shoulder | B14 | 900 | 1970 | 0 | 44.76 | 43.95 | 0.01 | 0
2025 | MAPP_CA_2_MISO_W | MAPP_CA | MISO_W | Internal | Shoulder | B15 | 1203 | 1970 | 0 | 44.76 | 41.02 | 0.01 | 0
2025 | MAPP_CA_2_MISO_W | MAPP_CA | MISO_W | Internal | Summer | B1 | 10 | 1970 | 1640.41 | 743.16 | 743.18 | 0.01 | 0
2025 | MAPP_CA_2_MISO_W | MAPP_CA | MISO_W | Internal | Summer | B2 | 25 | 1970 | 1529.05 | 548.09 | 548.1 | 0.01 | 0
2025 | MAPP_CA_2_MISO_W | MAPP_CA | MISO_W | Internal | Summer | B3 | 75 | 1970 | 836.72 | 70.43 | 70.44 | 0.01 | 0
2025 | MAPP_CA_2_MISO_W | MAPP_CA | MISO_W | Internal | Summer | B4 | 100 | 1970 | 920.37 | 69.31 | 69.32 | 0.01 | 0
2025 | MAPP_CA_2_MISO_W | MAPP_CA | MISO_W | Internal | Summer | B5 | 200 | 1970 | 985.92 | 65.92 | 65.94 | 0.01 | 0
2025 | MAPP_CA_2_MISO_W | MAPP_CA | MISO_W | Internal | Summer | B6 | 300 | 1970 | 1098.16 | 49.76 | 49.78 | 0.01 | 0
2025 | MAPP_CA_2_MISO_W | MAPP_CA | MISO_W | Internal | Summer | B7 | 400 | 1970 | 807.35 | 42.24 | 42.25 | 0.01 | 0
2025 | MAPP_CA_2_MISO_W | MAPP_CA | MISO_W | Internal | Summer | B8 | 500 | 1970 | 0 | 40.5 | 40.49 | 0.01 | 0
2025 | MAPP_CA_2_MISO_W | MAPP_CA | MISO_W | Internal | Summer | B9 | 800 | 1970 | 0 | 40.5 | 38.44 | 0.01 | 0
2025 | MAPP_CA_2_MISO_W | MAPP_CA | MISO_W | Internal | Summer | B10 | 1262 | 1970 | 0 | 40.5 | 35.53 | 0.01 | 0
2025 | MAPP_CA_2_MISO_W | MAPP_CA | MISO_W | Internal | Winter | B16 | 25 | 1970 | 299.86 | 56.94 | 56.95 | 0.01 | 0
2025 | MAPP_CA_2_MISO_W | MAPP_CA | MISO_W | Internal | Winter | B17 | 100 | 1970 | 0 | 51.41 | 50.94 | 0.01 | 0
2025 | MAPP_CA_2_MISO_W | MAPP_CA | MISO_W | Internal | Winter | B18 | 400 | 1970 | 0 | 51.41 | 47.35 | 0.01 | 0
2025 | MAPP_CA_2_MISO_W | MAPP_CA | MISO_W | Internal | Winter | B19 | 700 | 1970 | 0 | 51.41 | 44.32 | 0.01 | 0
2025 | MAPP_CA_2_MISO_W | MAPP_CA | MISO_W | Internal | Winter | B20 | 935 | 1970 | 0 | 51.41 | 39.74 | 0.01 | 0
2025 | MAPP_US_2_MAPP_CA | MAPP_US | MAPP_CA | Internal | Shoulder | B11 | 25 | 165 | 0 | 58.44 | 65.43 | 7 | 0
2025 | MAPP_US_2_MAPP_CA | MAPP_US | MAPP_CA | Internal | Shoulder | B12 | 200 | 165 | 0 | 40.81 | 47.8 | 7 | 0
2025 | MAPP_US_2_MAPP_CA | MAPP_US | MAPP_CA | Internal | Shoulder | B13 | 600 | 165 | 0 | 37.86 | 44.76 | 7 | 0
2025 | MAPP_US_2_MAPP_CA | MAPP_US | MAPP_CA | Internal | Shoulder | B14 | 900 | 165 | 0 | 37.86 | 44.76 | 7 | 0
2025 | MAPP_US_2_MAPP_CA | MAPP_US | MAPP_CA | Internal | Shoulder | B15 | 1203 | 165 | 45.9 | 37.76 | 44.76 | 7 | 0
2025 | MAPP_US_2_MAPP_CA | MAPP_US | MAPP_CA | Internal | Summer | B1 | 10 | 165 | 0 | 736.18 | 743.16 | 7 | 0
2025 | MAPP_US_2_MAPP_CA | MAPP_US | MAPP_CA | Internal | Summer | B2 | 25 | 165 | 0 | 541.1 | 548.09 | 7 | 0
2025 | MAPP_US_2_MAPP_CA | MAPP_US | MAPP_CA | Internal | Summer | B3 | 75 | 165 | 0 | 65.42 | 70.43 | 7 | 0
2025 | MAPP_US_2_MAPP_CA | MAPP_US | MAPP_CA | Internal | Summer | B4 | 100 | 165 | 0 | 62.32 | 69.31 | 7 | 0
2025 | MAPP_US_2_MAPP_CA | MAPP_US | MAPP_CA | Internal | Summer | B5 | 200 | 165 | 0 | 58.94 | 65.92 | 7 | 0
2025 | MAPP_US_2_MAPP_CA | MAPP_US | MAPP_CA | Internal | Summer | B6 | 300 | 165 | 0 | 42.78 | 49.76 | 7 | 0
2025 | MAPP_US_2_MAPP_CA | MAPP_US | MAPP_CA | Internal | Summer | B7 | 400 | 165 | 0 | 35.25 | 42.24 | 7 | 0
2025 | MAPP_US_2_MAPP_CA | MAPP_US | MAPP_CA | Internal | Summer | B8 | 500 | 165 | 165 | 33.49 | 40.5 | 7 | 0.01
2025 | MAPP_US_2_MAPP_CA | MAPP_US | MAPP_CA | Internal | Summer | B9 | 800 | 165 | 165 | 31.44 | 40.5 | 7 | 2.06
2025 | MAPP_US_2_MAPP_CA | MAPP_US | MAPP_CA | Internal | Summer | B10 | 1262 | 165 | 165 | 28.53 | 40.5 | 7 | 4.97
2025 | MAPP_US_2_MAPP_CA | MAPP_US | MAPP_CA | Internal | Winter | B16 | 25 | 165 | 0 | 49.95 | 56.94 | 7 | 0
2025 | MAPP_US_2_MAPP_CA | MAPP_US | MAPP_CA | Internal | Winter | B17 | 100 | 165 | 165 | 43.94 | 51.41 | 7 | 0.47
2025 | MAPP_US_2_MAPP_CA | MAPP_US | MAPP_CA | Internal | Winter | B18 | 400 | 165 | 165 | 40.7 | 51.41 | 7 | 3.71
2025 | MAPP_US_2_MAPP_CA | MAPP_US | MAPP_CA | Internal | Winter | B19 | 700 | 165 | 165 | 40.7 | 51.41 | 7 | 3.71
2025 | MAPP_US_2_MAPP_CA | MAPP_US | MAPP_CA | Internal | Winter | B20 | 935 | 165 | 165 | 34.5 | 51.41 | 7 | 9.91
2025 | MAPP_US_2_MISO_W | MAPP_US | MISO_W | Internal | Shoulder | B11 | 25 | 2635 | 949.52 | 58.44 | 65.44 | 7 | 0
2025 | MAPP_US_2_MISO_W | MAPP_US | MISO_W | Internal | Shoulder | B12 | 200 | 2635 | 1077.89 | 40.81 | 47.81 | 7 | 0
2025 | MAPP_US_2_MISO_W | MAPP_US | MISO_W | Internal | Shoulder | B13 | 600 | 2635 | 0 | 37.86 | 44.74 | 7 | 0
2025 | MAPP_US_2_MISO_W | MAPP_US | MISO_W | Internal | Shoulder | B14 | 900 | 2635 | 0 | 37.86 | 43.95 | 7 | 0
2025 | MAPP_US_2_MISO_W | MAPP_US | MISO_W | Internal | Shoulder | B15 | 1203 | 2635 | 0 | 37.76 | 41.02 | 7 | 0
2025 | MAPP_US_2_MISO_W | MAPP_US | MISO_W | Internal | Summer | B1 | 10 | 2635 | 1292.91 | 736.18 | 743.18 | 7 | 0
2025 | MAPP_US_2_MISO_W | MAPP_US | MISO_W | Internal | Summer | B2 | 25 | 2635 | 1346.31 | 541.1 | 548.1 | 7 | 0
2025 | MAPP_US_2_MISO_W | MAPP_US | MISO_W | Internal | Summer | B3 | 75 | 2635 | 0 | 65.42 | 70.44 | 7 | 0
2025 | MAPP_US_2_MISO_W | MAPP_US | MISO_W | Internal | Summer | B4 | 100 | 2635 | 43.74 | 62.32 | 69.32 | 7 | 0
2025 | MAPP_US_2_MISO_W | MAPP_US | MISO_W | Internal | Summer | B5 | 200 | 2635 | 354.03 | 58.94 | 65.94 | 7 | 0
2025 | MAPP_US_2_MISO_W | MAPP_US | MISO_W | Internal | Summer | B6 | 300 | 2635 | 338.84 | 42.78 | 49.78 | 7 | 0
2025 | MAPP_US_2_MISO_W | MAPP_US | MISO_W | Internal | Summer | B7 | 400 | 2635 | 551.47 | 35.25 | 42.25 | 7 | 0
2025 | MAPP_US_2_MISO_W | MAPP_US | MISO_W | Internal | Summer | B8 | 500 | 2635 | 1095.79 | 33.49 | 40.49 | 7 | 0
2025 | MAPP_US_2_MISO_W | MAPP_US | MISO_W | Internal | Summer | B9 | 800 | 2635 | 566.34 | 31.44 | 38.44 | 7 | 0
2025 | MAPP_US_2_MISO_W | MAPP_US | MISO_W | Internal | Summer | B10 | 1262 | 2635 | 805.85 | 28.53 | 35.53 | 7 | 0
2025 | MAPP_US_2_MISO_W | MAPP_US | MISO_W | Internal | Winter | B16 | 25 | 2635 | 1170.96 | 49.95 | 56.95 | 7 | 0
2025 | MAPP_US_2_MISO_W | MAPP_US | MISO_W | Internal | Winter | B17 | 100 | 2635 | 1140.33 | 43.94 | 50.94 | 7 | 0
2025 | MAPP_US_2_MISO_W | MAPP_US | MISO_W | Internal | Winter | B18 | 400 | 2635 | 0 | 40.7 | 47.35 | 7 | 0
2025 | MAPP_US_2_MISO_W | MAPP_US | MISO_W | Internal | Winter | B19 | 700 | 2635 | 0 | 40.7 | 44.32 | 7 | 0
2025 | MAPP_US_2_MISO_W | MAPP_US | MISO_W | Internal | Winter | B20 | 935 | 2635 | 0 | 34.5 | 39.74 | 7 | 0
2025 | MAPP_US_2_NE | MAPP_US | NE | Internal | Shoulder | B11 | 25 | 2000 | 581.01 | 58.44 | 65.44 | 7 | 0
2025 | MAPP_US_2_NE | MAPP_US | NE | Internal | Shoulder | B12 | 200 | 2000 | 0 | 40.81 | 46.93 | 7 | 0
2025 | MAPP_US_2_NE | MAPP_US | NE | Internal | Shoulder | B13 | 600 | 2000 | 718.31 | 37.86 | 44.86 | 7 | 0
2025 | MAPP_US_2_NE | MAPP_US | NE | Internal | Shoulder | B14 | 900 | 2000 | 433.59 | 37.86 | 44.86 | 7 | 0
2025 | MAPP_US_2_NE | MAPP_US | NE | Internal | Shoulder | B15 | 1203 | 2000 | 61.85 | 37.76 | 44.76 | 7 | 0
2025 | MAPP_US_2_NE | MAPP_US | NE | Internal | Summer | B1 | 10 | 2000 | 137.15 | 736.18 | 743.18 | 7 | 0
2025 | MAPP_US_2_NE | MAPP_US | NE | Internal | Summer | B2 | 25 | 2000 | 146.58 | 541.1 | 548.1 | 7 | 0
2025 | MAPP_US_2_NE | MAPP_US | NE | Internal | Summer | B3 | 75 | 2000 | 971.58 | 65.42 | 72.42 | 7 | 0
2025 | MAPP_US_2_NE | MAPP_US | NE | Internal | Summer | B4 | 100 | 2000 | 960.61 | 62.32 | 69.32 | 7 | 0
2025 | MAPP_US_2_NE | MAPP_US | NE | Internal | Summer | B5 | 200 | 2000 | 768.2 | 58.94 | 65.94 | 7 | 0
2025 | MAPP_US_2_NE | MAPP_US | NE | Internal | Summer | B6 | 300 | 2000 | 863.9 | 42.78 | 49.78 | 7 | 0
2025 | MAPP_US_2_NE | MAPP_US | NE | Internal | Summer | B7 | 400 | 2000 | 981.84 | 35.25 | 42.25 | 7 | 0
2025 | MAPP_US_2_NE | MAPP_US | NE | Internal | Summer | B8 | 500 | 2000 | 614.8 | 33.49 | 40.49 | 7 | 0
2025 | MAPP_US_2_NE | MAPP_US | NE | Internal | Summer | B9 | 800 | 2000 | 390.28 | 31.44 | 38.44 | 7 | 0
2025 | MAPP_US_2_NE | MAPP_US | NE | Internal | Summer | B10 | 1262 | 2000 | 0 | 28.53 | 34.73 | 7 | 0
2025 | MAPP_US_2_NE | MAPP_US | NE | Internal | Winter | B16 | 25 | 2000 | 217.72 | 49.95 | 56.95 | 7 | 0
2025 | MAPP_US_2_NE | MAPP_US | NE | Internal | Winter | B17 | 100 | 2000 | 0 | 43.94 | 47.83 | 7 | 0
2025 | MAPP_US_2_NE | MAPP_US | NE | Internal | Winter | B18 | 400 | 2000 | 1016.67 | 40.7 | 47.7 | 7 | 0
2025 | MAPP_US_2_NE | MAPP_US | NE | Internal | Winter | B19 | 700 | 2000 | 130.21 | 40.7 | 47.7 | 7 | 0
2025 | MAPP_US_2_NE | MAPP_US | NE | Internal | Winter | B20 | 935 | 2000 | 269.47 | 34.5 | 41.5 | 7 | 0
2025 | MARITIMES_2_NEISO | MARITIMES | NEISO | Internal | Shoulder | B11 | 25 | 99999 | 1400 | 40.75 | 40.76 | 0.01 | 0
2025 | MARITIMES_2_NEISO | MARITIMES | NEISO | Internal | Shoulder | B12 | 200 | 99999 | 1400 | 39.14 | 39.15 | 0.01 | 0
2025 | MARITIMES_2_NEISO | MARITIMES | NEISO | Internal | Shoulder | B13 | 600 | 99999 | 1400 | 39.14 | 39.15 | 0.01 | 0
2025 | MARITIMES_2_NEISO | MARITIMES | NEISO | Internal | Shoulder | B14 | 900 | 99999 | 1400 | 39.14 | 39.15 | 0.01 | 0
2025 | MARITIMES_2_NEISO | MARITIMES | NEISO | Internal | Shoulder | B15 | 1203 | 99999 | 426.43 | 39.14 | 39.15 | 0.01 | 0
2025 | MARITIMES_2_NEISO | MARITIMES | NEISO | Internal | Summer | B1 | 10 | 99999 | 1400.1 | 748.16 | 748.18 | 0.01 | 0
2025 | MARITIMES_2_NEISO | MARITIMES | NEISO | Internal | Summer | B2 | 25 | 99999 | 1400.1 | 539.08 | 539.09 | 0.01 | 0
2025 | MARITIMES_2_NEISO | MARITIMES | NEISO | Internal | Summer | B3 | 75 | 99999 | 1400 | 52.63 | 52.64 | 0.01 | 0
2025 | MARITIMES_2_NEISO | MARITIMES | NEISO | Internal | Summer | B4 | 100 | 99999 | 1400 | 43.25 | 43.27 | 0.01 | 0
2025 | MARITIMES_2_NEISO | MARITIMES | NEISO | Internal | Summer | B5 | 200 | 99999 | 1400 | 37.69 | 37.7 | 0.01 | 0
2025 | MARITIMES_2_NEISO | MARITIMES | NEISO | Internal | Summer | B6 | 300 | 99999 | 1400 | 37.69 | 37.7 | 0.01 | 0
2025 | MARITIMES_2_NEISO | MARITIMES | NEISO | Internal | Summer | B7 | 400 | 99999 | 1400 | 37.69 | 37.7 | 0.01 | 0
2025 | MARITIMES_2_NEISO | MARITIMES | NEISO | Internal | Summer | B8 | 500 | 99999 | 1400 | 37.69 | 37.7 | 0.01 | 0
2025 | MARITIMES_2_NEISO | MARITIMES | NEISO | Internal | Summer | B9 | 800 | 99999 | 1400 | 37.69 | 37.7 | 0.01 | 0
2025 | MARITIMES_2_NEISO | MARITIMES | NEISO | Internal | Summer | B10 | 1262 | 99999 | 236.13 | 37.69 | 37.7 | 0.01 | 0
2025 | MARITIMES_2_NEISO | MARITIMES | NEISO | Internal | Winter | B16 | 25 | 99999 | 1400 | 50.2 | 50.21 | 0.01 | 0
2025 | MARITIMES_2_NEISO | MARITIMES | NEISO | Internal | Winter | B17 | 100 | 99999 | 1400 | 47.91 | 47.93 | 0.01 | 0
2025 | MARITIMES_2_NEISO | MARITIMES | NEISO | Internal | Winter | B18 | 400 | 99999 | 1400 | 46.28 | 46.29 | 0.01 | 0
2025 | MARITIMES_2_NEISO | MARITIMES | NEISO | Internal | Winter | B19 | 700 | 99999 | 1400 | 46.28 | 46.29 | 0.01 | 0
2025 | MARITIMES_2_NEISO | MARITIMES | NEISO | Internal | Winter | B20 | 935 | 99999 | 475.94 | 46.28 | 46.29 | 0.01 | 0
2025 | MISO_IN_2_MISO_MI | MISO_IN | MISO_MI | Internal | Shoulder | B11 | 25 | 5000 | 0 | 65.44 | 62.39 | 0.01 | 0
2025 | MISO_IN_2_MISO_MI | MISO_IN | MISO_MI | Internal | Shoulder | B12 | 200 | 5000 | 870.77 | 51.21 | 51.22 | 0.01 | 0
2025 | MISO_IN_2_MISO_MI | MISO_IN | MISO_MI | Internal | Shoulder | B13 | 600 | 5000 | 748.76 | 44.77 | 44.78 | 0.01 | 0
2025 | MISO_IN_2_MISO_MI | MISO_IN | MISO_MI | Internal | Shoulder | B14 | 900 | 5000 | 993.97 | 43.97 | 43.98 | 0.01 | 0
2025 | MISO_IN_2_MISO_MI | MISO_IN | MISO_MI | Internal | Shoulder | B15 | 1203 | 5000 | 1231.63 | 41.04 | 41.05 | 0.01 | 0
2025 | MISO_IN_2_MISO_MI | MISO_IN | MISO_MI | Internal | Summer | B1 | 10 | 5000 | 617.88 | 743.2 | 743.21 | 0.01 | 0
2025 | MISO_IN_2_MISO_MI | MISO_IN | MISO_MI | Internal | Summer | B2 | 25 | 5000 | 0 | 548.1 | 548.09 | 0.01 | 0
2025 | MISO_IN_2_MISO_MI | MISO_IN | MISO_MI | Internal | Summer | B3 | 75 | 5000 | 240.66 | 70.44 | 70.45 | 0.01 | 0
2025 | MISO_IN_2_MISO_MI | MISO_IN | MISO_MI | Internal | Summer | B4 | 100 | 5000 | 473.64 | 69.31 | 69.32 | 0.01 | 0
2025 | MISO_IN_2_MISO_MI | MISO_IN | MISO_MI | Internal | Summer | B5 | 200 | 5000 | 0 | 65.94 | 65.92 | 0.01 | 0
2025 | MISO_IN_2_MISO_MI | MISO_IN | MISO_MI | Internal | Summer | B6 | 300 | 5000 | 0 | 49.76 | 49.76 | 0.01 | 0
2025 | MISO_IN_2_MISO_MI | MISO_IN | MISO_MI | Internal | Summer | B7 | 400 | 5000 | 1271.76 | 42.27 | 42.29 | 0.01 | 0
2025 | MISO_IN_2_MISO_MI | MISO_IN | MISO_MI | Internal | Summer | B8 | 500 | 5000 | 2143.99 | 40.52 | 40.53 | 0.01 | 0
2025 | MISO_IN_2_MISO_MI | MISO_IN | MISO_MI | Internal | Summer | B9 | 800 | 5000 | 1471.42 | 38.44 | 38.45 | 0.01 | 0
2025 | MISO_IN_2_MISO_MI | MISO_IN | MISO_MI | Internal | Summer | B10 | 1262 | 5000 | 1716.96 | 35.53 | 35.54 | 0.01 | 0
2025 | MISO_IN_2_MISO_MI | MISO_IN | MISO_MI | Internal | Winter | B16 | 25 | 5000 | 0 | 60.97 | 60.95 | 0.01 | 0
2025 | MISO_IN_2_MISO_MI | MISO_IN | MISO_MI | Internal | Winter | B17 | 100 | 5000 | 0 | 54.94 | 54.94 | 0.01 | 0
2025 | MISO_IN_2_MISO_MI | MISO_IN | MISO_MI | Internal | Winter | B18 | 400 | 5000 | 0 | 47.37 | 47.36 | 0.01 | 0
2025 | MISO_IN_2_MISO_MI | MISO_IN | MISO_MI | Internal | Winter | B19 | 700 | 5000 | 0 | 44.35 | 44.34 | 0.01 | 0
2025 | MISO_IN_2_MISO_MI | MISO_IN | MISO_MI | Internal | Winter | B20 | 935 | 5000 | 419.89 | 39.77 | 39.78 | 0.01 | 0
2025 | MISO_IN_2_MISO_MO-IL | MISO_IN | MISO_MO-IL | Internal | Shoulder | B11 | 25 | 5000 | 614.16 | 65.44 | 65.45 | 0.01 | 0
2025 | MISO_IN_2_MISO_MO-IL | MISO_IN | MISO_MO-IL | Internal | Shoulder | B12 | 200 | 5000 | 0 | 51.21 | 47.82 | 0.01 | 0
2025 | MISO_IN_2_MISO_MO-IL | MISO_IN | MISO_MO-IL | Internal | Shoulder | B13 | 600 | 5000 | 0 | 44.77 | 44.76 | 0.01 | 0
2025 | MISO_IN_2_MISO_MO-IL | MISO_IN | MISO_MO-IL | Internal | Shoulder | B14 | 900 | 5000 | 0 | 43.97 | 43.96 | 0.01 | 0
2025 | MISO_IN_2_MISO_MO-IL | MISO_IN | MISO_MO-IL | Internal | Shoulder | B15 | 1203 | 5000 | 0 | 41.04 | 41.03 | 0.01 | 0
2025 | MISO_IN_2_MISO_MO-IL | MISO_IN | MISO_MO-IL | Internal | Summer | B1 | 10 | 5000 | 0 | 743.2 | 743.19 | 0.01 | 0
2025 | MISO_IN_2_MISO_MO-IL | MISO_IN | MISO_MO-IL | Internal | Summer | B2 | 25 | 5000 | 202.77 | 548.1 | 548.11 | 0.01 | 0
2025 | MISO_IN_2_MISO_MO-IL | MISO_IN | MISO_MO-IL | Internal | Summer | B3 | 75 | 5000 | 0 | 70.44 | 70.43 | 0.01 | 0
2025 | MISO_IN_2_MISO_MO-IL | MISO_IN | MISO_MO-IL | Internal | Summer | B4 | 100 | 5000 | 0 | 69.31 | 69.3 | 0.01 | 0
2025 | MISO_IN_2_MISO_MO-IL | MISO_IN | MISO_MO-IL | Internal | Summer | B5 | 200 | 5000 | 5.43 | 65.94 | 65.95 | 0.01 | 0
2025 | MISO_IN_2_MISO_MO-IL | MISO_IN | MISO_MO-IL | Internal | Summer | B6 | 300 | 5000 | 0 | 49.76 | 49.76 | 0.01 | 0
2025 | MISO_IN_2_MISO_MO-IL | MISO_IN | MISO_MO-IL | Internal | Summer | B7 | 400 | 5000 | 0 | 42.27 | 42.26 | 0.01 | 0
2025 | MISO_IN_2_MISO_MO-IL | MISO_IN | MISO_MO-IL | Internal | Summer | B8 | 500 | 5000 | 0 | 40.52 | 40.5 | 0.01 | 0
2025 | MISO_IN_2_MISO_MO-IL | MISO_IN | MISO_MO-IL | Internal | Summer | B9 | 800 | 5000 | 0 | 38.44 | 38.43 | 0.01 | 0
2025 | MISO_IN_2_MISO_MO-IL | MISO_IN | MISO_MO-IL | Internal | Summer | B10 | 1262 | 5000 | 173.29 | 35.53 | 35.54 | 0.01 | 0
2025 | MISO_IN_2_MISO_MO-IL | MISO_IN | MISO_MO-IL | Internal | Winter | B16 | 25 | 5000 | 0 | 60.97 | 56.97 | 0.01 | 0
2025 | MISO_IN_2_MISO_MO-IL | MISO_IN | MISO_MO-IL | Internal | Winter | B17 | 100 | 5000 | 0 | 54.94 | 50.95 | 0.01 | 0
2025 | MISO_IN_2_MISO_MO-IL | MISO_IN | MISO_MO-IL | Internal | Winter | B18 | 400 | 5000 | 0 | 47.37 | 47.36 | 0.01 | 0
2025 | MISO_IN_2_MISO_MO-IL | MISO_IN | MISO_MO-IL | Internal | Winter | B19 | 700 | 5000 | 0 | 44.35 | 44.34 | 0.01 | 0
2025 | MISO_IN_2_MISO_MO-IL | MISO_IN | MISO_MO-IL | Internal | Winter | B20 | 935 | 5000 | 0 | 39.77 | 39.76 | 0.01 | 0
2025 | MISO_IN_2_NonRTO_Midwest | MISO_IN | NonRTO_Midwest | Internal | Shoulder | B11 | 25 | 4800 | 1885.67 | 65.44 | 73.44 | 8 | 0
2025 | MISO_IN_2_NonRTO_Midwest | MISO_IN | NonRTO_Midwest | Internal | Shoulder | B12 | 200 | 4800 | 1411.78 | 51.21 | 59.21 | 8 | 0
2025 | MISO_IN_2_NonRTO_Midwest | MISO_IN | NonRTO_Midwest | Internal | Shoulder | B13 | 600 | 4800 | 968.38 | 44.77 | 52.77 | 8 | 0
2025 | MISO_IN_2_NonRTO_Midwest | MISO_IN | NonRTO_Midwest | Internal | Shoulder | B14 | 900 | 4800 | 584.4 | 43.97 | 51.97 | 8 | 0
2025 | MISO_IN_2_NonRTO_Midwest | MISO_IN | NonRTO_Midwest | Internal | Shoulder | B15 | 1203 | 4800 | 0 | 41.04 | 38.54 | 8 | 0
2025 | MISO_IN_2_NonRTO_Midwest | MISO_IN | NonRTO_Midwest | Internal | Summer | B1 | 10 | 4800 | 0 | 743.2 | 751.19 | 8 | 0
2025 | MISO_IN_2_NonRTO_Midwest | MISO_IN | NonRTO_Midwest | Internal | Summer | B2 | 25 | 4800 | 224.8 | 548.1 | 556.1 | 8 | 0
2025 | MISO_IN_2_NonRTO_Midwest | MISO_IN | NonRTO_Midwest | Internal | Summer | B3 | 75 | 4800 | 0 | 70.44 | 75.82 | 8 | 0
2025 | MISO_IN_2_NonRTO_Midwest | MISO_IN | NonRTO_Midwest | Internal | Summer | B4 | 100 | 4800 | 0 | 69.31 | 75.82 | 8 | 0
2025 | MISO_IN_2_NonRTO_Midwest | MISO_IN | NonRTO_Midwest | Internal | Summer | B5 | 200 | 4800 | 1302.31 | 65.94 | 73.94 | 8 | 0
2025 | MISO_IN_2_NonRTO_Midwest | MISO_IN | NonRTO_Midwest | Internal | Summer | B6 | 300 | 4800 | 842.95 | 49.76 | 57.76 | 8 | 0
2025 | MISO_IN_2_NonRTO_Midwest | MISO_IN | NonRTO_Midwest | Internal | Summer | B7 | 400 | 4800 | 284.56 | 42.27 | 50.27 | 8 | 0
2025 | MISO_IN_2_NonRTO_Midwest | MISO_IN | NonRTO_Midwest | Internal | Summer | B8 | 500 | 4800 | 0 | 40.52 | 37.85 | 8 | 0
2025 | MISO_IN_2_NonRTO_Midwest | MISO_IN | NonRTO_Midwest | Internal | Summer | B9 | 800 | 4800 | 0 | 38.44 | 36.31 | 8 | 0
2025 | MISO_IN_2_NonRTO_Midwest | MISO_IN | NonRTO_Midwest | Internal | Summer | B10 | 1262 | 4800 | 0 | 35.53 | 33.64 | 8 | 0
2025 | MISO_IN_2_NonRTO_Midwest | MISO_IN | NonRTO_Midwest | Internal | Winter | B16 | 25 | 4800 | 2802.23 | 60.97 | 68.97 | 8 | 0
2025 | MISO_IN_2_NonRTO_Midwest | MISO_IN | NonRTO_Midwest | Internal | Winter | B17 | 100 | 4800 | 1728.43 | 54.94 | 62.94 | 8 | 0
2025 | MISO_IN_2_NonRTO_Midwest | MISO_IN | NonRTO_Midwest | Internal | Winter | B18 | 400 | 4800 | 1000.5 | 47.37 | 55.37 | 8 | 0
2025 | MISO_IN_2_NonRTO_Midwest | MISO_IN | NonRTO_Midwest | Internal | Winter | B19 | 700 | 4800 | 358.31 | 44.35 | 52.35 | 8 | 0
2025 | MISO_IN_2_NonRTO_Midwest | MISO_IN | NonRTO_Midwest | Internal | Winter | B20 | 935 | 4800 | 0 | 39.77 | 37.8 | 8 | 0
2025 | MISO_IN_2_PJM_ROR | MISO_IN | PJM_ROR | Internal | Shoulder | B11 | 25 | 992 | 0 | 65.44 | 60.39 | 2 | 0
2025 | MISO_IN_2_PJM_ROR | MISO_IN | PJM_ROR | Internal | Shoulder | B12 | 200 | 992 | 0 | 51.21 | 49.22 | 2 | 0
2025 | MISO_IN_2_PJM_ROR | MISO_IN | PJM_ROR | Internal | Shoulder | B13 | 600 | 992 | 0 | 44.77 | 44.45 | 2 | 0
2025 | MISO_IN_2_PJM_ROR | MISO_IN | PJM_ROR | Internal | Shoulder | B14 | 900 | 992 | 0 | 43.97 | 43.99 | 2 | 0
2025 | MISO_IN_2_PJM_ROR | MISO_IN | PJM_ROR | Internal | Shoulder | B15 | 1203 | 992 | 0 | 41.04 | 40.54 | 2 | 0
2025 | MISO_IN_2_PJM_ROR | MISO_IN | PJM_ROR | Internal | Summer | B1 | 10 | 992 | 0 | 743.2 | 745.19 | 2 | 0
2025 | MISO_IN_2_PJM_ROR | MISO_IN | PJM_ROR | Internal | Summer | B2 | 25 | 992 | 0 | 548.1 | 550.09 | 2 | 0
2025 | MISO_IN_2_PJM_ROR | MISO_IN | PJM_ROR | Internal | Summer | B3 | 75 | 992 | 0 | 70.44 | 68.43 | 2 | 0
2025 | MISO_IN_2_PJM_ROR | MISO_IN | PJM_ROR | Internal | Summer | B4 | 100 | 992 | 0 | 69.31 | 67.32 | 2 | 0
2025 | MISO_IN_2_PJM_ROR | MISO_IN | PJM_ROR | Internal | Summer | B5 | 200 | 992 | 0 | 65.94 | 63.92 | 2 | 0
2025 | MISO_IN_2_PJM_ROR | MISO_IN | PJM_ROR | Internal | Summer | B6 | 300 | 992 | 0 | 49.76 | 47.76 | 2 | 0
2025 | MISO_IN_2_PJM_ROR | MISO_IN | PJM_ROR | Internal | Summer | B7 | 400 | 992 | 0 | 42.27 | 41.43 | 2 | 0
2025 | MISO_IN_2_PJM_ROR | MISO_IN | PJM_ROR | Internal | Summer | B8 | 500 | 992 | 0 | 40.52 | 40.93 | 2 | 0
2025 | MISO_IN_2_PJM_ROR | MISO_IN | PJM_ROR | Internal | Summer | B9 | 800 | 992 | 0 | 38.44 | 38.31 | 2 | 0
2025 | MISO_IN_2_PJM_ROR | MISO_IN | PJM_ROR | Internal | Summer | B10 | 1262 | 992 | 0 | 35.53 | 35.64 | 2 | 0
2025 | MISO_IN_2_PJM_ROR | MISO_IN | PJM_ROR | Internal | Winter | B16 | 25 | 992 | 0 | 60.97 | 58.95 | 2 | 0
2025 | MISO_IN_2_PJM_ROR | MISO_IN | PJM_ROR | Internal | Winter | B17 | 100 | 992 | 0 | 54.94 | 52.94 | 2 | 0
2025 | MISO_IN_2_PJM_ROR | MISO_IN | PJM_ROR | Internal | Winter | B18 | 400 | 992 | 0 | 47.37 | 47.34 | 2 | 0
2025 | MISO_IN_2_PJM_ROR | MISO_IN | PJM_ROR | Internal | Winter | B19 | 700 | 992 | 0 | 44.35 | 45.05 | 2 | 0
2025 | MISO_IN_2_PJM_ROR | MISO_IN | PJM_ROR | Internal | Winter | B20 | 935 | 992 | 0 | 39.77 | 38.49 | 2 | 0
2025 | MISO_MI_2_MISO_IN | MISO_MI | MISO_IN | Internal | Shoulder | B11 | 25 | 2045 | 2045 | 62.39 | 65.44 | 0.01 | 3.04
2025 | MISO_MI_2_MISO_IN | MISO_MI | MISO_IN | Internal | Shoulder | B12 | 200 | 2045 | 0 | 51.22 | 51.21 | 0.01 | 0
2025 | MISO_MI_2_MISO_IN | MISO_MI | MISO_IN | Internal | Shoulder | B13 | 600 | 2045 | 0 | 44.78 | 44.77 | 0.01 | 0
2025 | MISO_MI_2_MISO_IN | MISO_MI | MISO_IN | Internal | Shoulder | B14 | 900 | 2045 | 0 | 43.98 | 43.97 | 0.01 | 0
2025 | MISO_MI_2_MISO_IN | MISO_MI | MISO_IN | Internal | Shoulder | B15 | 1203 | 2045 | 0 | 41.05 | 41.04 | 0.01 | 0
2025 | MISO_MI_2_MISO_IN | MISO_MI | MISO_IN | Internal | Summer | B1 | 10 | 2045 | 0 | 743.21 | 743.2 | 0.01 | 0
2025 | MISO_MI_2_MISO_IN | MISO_MI | MISO_IN | Internal | Summer | B2 | 25 | 2045 | 272.62 | 548.09 | 548.1 | 0.01 | 0
2025 | MISO_MI_2_MISO_IN | MISO_MI | MISO_IN | Internal | Summer | B3 | 75 | 2045 | 0 | 70.45 | 70.44 | 0.01 | 0
2025 | MISO_MI_2_MISO_IN | MISO_MI | MISO_IN | Internal | Summer | B4 | 100 | 2045 | 0 | 69.32 | 69.31 | 0.01 | 0
2025 | MISO_MI_2_MISO_IN | MISO_MI | MISO_IN | Internal | Summer | B5 | 200 | 2045 | 943.58 | 65.92 | 65.94 | 0.01 | 0
2025 | MISO_MI_2_MISO_IN | MISO_MI | MISO_IN | Internal | Summer | B6 | 300 | 2045 | 0 | 49.76 | 49.76 | 0.01 | 0
2025 | MISO_MI_2_MISO_IN | MISO_MI | MISO_IN | Internal | Summer | B7 | 400 | 2045 | 0 | 42.29 | 42.27 | 0.01 | 0
2025 | MISO_MI_2_MISO_IN | MISO_MI | MISO_IN | Internal | Summer | B8 | 500 | 2045 | 0 | 40.53 | 40.52 | 0.01 | 0
2025 | MISO_MI_2_MISO_IN | MISO_MI | MISO_IN | Internal | Summer | B9 | 800 | 2045 | 0 | 38.45 | 38.44 | 0.01 | 0
2025 | MISO_MI_2_MISO_IN | MISO_MI | MISO_IN | Internal | Summer | B10 | 1262 | 2045 | 0 | 35.54 | 35.53 | 0.01 | 0
2025 | MISO_MI_2_MISO_IN | MISO_MI | MISO_IN | Internal | Winter | B16 | 25 | 2045 | 1585.96 | 60.95 | 60.97 | 0.01 | 0
2025 | MISO_MI_2_MISO_IN | MISO_MI | MISO_IN | Internal | Winter | B17 | 100 | 2045 | 0 | 54.94 | 54.94 | 0.01 | 0
2025 | MISO_MI_2_MISO_IN | MISO_MI | MISO_IN | Internal | Winter | B18 | 400 | 2045 | 66.49 | 47.36 | 47.37 | 0.01 | 0
2025 | MISO_MI_2_MISO_IN | MISO_MI | MISO_IN | Internal | Winter | B19 | 700 | 2045 | 94.05 | 44.34 | 44.35 | 0.01 | 0
2025 | MISO_MI_2_MISO_IN | MISO_MI | MISO_IN | Internal | Winter | B20 | 935 | 2045 | 0 | 39.78 | 39.77 | 0.01 | 0
2025 | MISO_MI_2_MISO_WUMS | MISO_MI | MISO_WUMS | Internal | Shoulder | B11 | 25 | 117 | 0 | 62.39 | 62.39 | 0.01 | 0
2025 | MISO_MI_2_MISO_WUMS | MISO_MI | MISO_WUMS | Internal | Shoulder | B12 | 200 | 117 | 0 | 51.22 | 47.82 | 0.01 | 0
2025 | MISO_MI_2_MISO_WUMS | MISO_MI | MISO_WUMS | Internal | Shoulder | B13 | 600 | 117 | 0 | 44.78 | 44.76 | 0.01 | 0
2025 | MISO_MI_2_MISO_WUMS | MISO_MI | MISO_WUMS | Internal | Shoulder | B14 | 900 | 117 | 0 | 43.98 | 43.93 | 0.01 | 0
2025 | MISO_MI_2_MISO_WUMS | MISO_MI | MISO_WUMS | Internal | Shoulder | B15 | 1203 | 117 | 0 | 41.05 | 41.03 | 0.01 | 0
2025 | MISO_MI_2_MISO_WUMS | MISO_MI | MISO_WUMS | Internal | Summer | B1 | 10 | 117 | 0 | 743.21 | 743.19 | 0.01 | 0
2025 | MISO_MI_2_MISO_WUMS | MISO_MI | MISO_WUMS | Internal | Summer | B2 | 25 | 117 | 0 | 548.09 | 548.09 | 0.01 | 0
2025 | MISO_MI_2_MISO_WUMS | MISO_MI | MISO_WUMS | Internal | Summer | B3 | 75 | 117 | 0 | 70.45 | 70.43 | 0.01 | 0
2025 | MISO_MI_2_MISO_WUMS | MISO_MI | MISO_WUMS | Internal | Summer | B4 | 100 | 117 | 0 | 69.32 | 69.32 | 0.01 | 0
2025 | MISO_MI_2_MISO_WUMS | MISO_MI | MISO_WUMS | Internal | Summer | B5 | 200 | 117 | 0 | 65.92 | 65.92 | 0.01 | 0
2025 | MISO_MI_2_MISO_WUMS | MISO_MI | MISO_WUMS | Internal | Summer | B6 | 300 | 117 | 0 | 49.76 | 49.76 | 0.01 | 0
2025 | MISO_MI_2_MISO_WUMS | MISO_MI | MISO_WUMS | Internal | Summer | B7 | 400 | 117 | 0 | 42.29 | 42.24 | 0.01 | 0
2025 | MISO_MI_2_MISO_WUMS | MISO_MI | MISO_WUMS | Internal | Summer | B8 | 500 | 117 | 0 | 40.53 | 40.48 | 0.01 | 0
2025 | MISO_MI_2_MISO_WUMS | MISO_MI | MISO_WUMS | Internal | Summer | B9 | 800 | 117 | 0 | 38.45 | 38.45 | 0.01 | 0
2025 | MISO_MI_2_MISO_WUMS | MISO_MI | MISO_WUMS | Internal | Summer | B10 | 1262 | 117 | 0 | 35.54 | 35.54 | 0.01 | 0
2025 | MISO_MI_2_MISO_WUMS | MISO_MI | MISO_WUMS | Internal | Winter | B16 | 25 | 117 | 0 | 60.95 | 56.95 | 0.01 | 0
2025 | MISO_MI_2_MISO_WUMS | MISO_MI | MISO_WUMS | Internal | Winter | B17 | 100 | 117 | 0 | 54.94 | 50.94 | 0.01 | 0
2025 | MISO_MI_2_MISO_WUMS | MISO_MI | MISO_WUMS | Internal | Winter | B18 | 400 | 117 | 0 | 47.36 | 47.34 | 0.01 | 0
2025 | MISO_MI_2_MISO_WUMS | MISO_MI | MISO_WUMS | Internal | Winter | B19 | 700 | 117 | 0 | 44.34 | 44.31 | 0.01 | 0
2025 | MISO_MI_2_MISO_WUMS | MISO_MI | MISO_WUMS | Internal | Winter | B20 | 935 | 117 | 0 | 39.78 | 39.76 | 0.01 | 0
2025 | MISO_MI_2_PJM_ROR | MISO_MI | PJM_ROR | Internal | Shoulder | B11 | 25 | 1424 | 0 | 62.39 | 60.39 | 2 | 0
2025 | MISO_MI_2_PJM_ROR | MISO_MI | PJM_ROR | Internal | Shoulder | B12 | 200 | 1424 | 0 | 51.22 | 49.22 | 2 | 0
2025 | MISO_MI_2_PJM_ROR | MISO_MI | PJM_ROR | Internal | Shoulder | B13 | 600 | 1424 | 0 | 44.78 | 44.45 | 2 | 0
2025 | MISO_MI_2_PJM_ROR | MISO_MI | PJM_ROR | Internal | Shoulder | B14 | 900 | 1424 | 0 | 43.98 | 43.99 | 2 | 0
2025 | MISO_MI_2_PJM_ROR | MISO_MI | PJM_ROR | Internal | Shoulder | B15 | 1203 | 1424 | 0 | 41.05 | 40.54 | 2 | 0
2025 | MISO_MI_2_PJM_ROR | MISO_MI | PJM_ROR | Internal | Summer | B1 | 10 | 1424 | 0 | 743.21 | 745.19 | 2 | 0
2025 | MISO_MI_2_PJM_ROR | MISO_MI | PJM_ROR | Internal | Summer | B2 | 25 | 1424 | 55.51 | 548.09 | 550.09 | 2 | 0
2025 | MISO_MI_2_PJM_ROR | MISO_MI | PJM_ROR | Internal | Summer | B3 | 75 | 1424 | 0 | 70.45 | 68.43 | 2 | 0
2025 | MISO_MI_2_PJM_ROR | MISO_MI | PJM_ROR | Internal | Summer | B4 | 100 | 1424 | 0 | 69.32 | 67.32 | 2 | 0
2025 | MISO_MI_2_PJM_ROR | MISO_MI | PJM_ROR | Internal | Summer | B5 | 200 | 1424 | 0 | 65.92 | 63.92 | 2 | 0
2025 | MISO_MI_2_PJM_ROR | MISO_MI | PJM_ROR | Internal | Summer | B6 | 300 | 1424 | 0 | 49.76 | 47.76 | 2 | 0
2025 | MISO_MI_2_PJM_ROR | MISO_MI | PJM_ROR | Internal | Summer | B7 | 400 | 1424 | 0 | 42.29 | 41.43 | 2 | 0
2025 | MISO_MI_2_PJM_ROR | MISO_MI | PJM_ROR | Internal | Summer | B8 | 500 | 1424 | 0 | 40.53 | 40.93 | 2 | 0
2025 | MISO_MI_2_PJM_ROR | MISO_MI | PJM_ROR | Internal | Summer | B9 | 800 | 1424 | 0 | 38.45 | 38.31 | 2 | 0
2025 | MISO_MI_2_PJM_ROR | MISO_MI | PJM_ROR | Internal | Summer | B10 | 1262 | 1424 | 0 | 35.54 | 35.64 | 2 | 0
2025 | MISO_MI_2_PJM_ROR | MISO_MI | PJM_ROR | Internal | Winter | B16 | 25 | 1424 | 0 | 60.95 | 58.95 | 2 | 0
2025 | MISO_MI_2_PJM_ROR | MISO_MI | PJM_ROR | Internal | Winter | B17 | 100 | 1424 | 0 | 54.94 | 52.94 | 2 | 0
2025 | MISO_MI_2_PJM_ROR | MISO_MI | PJM_ROR | Internal | Winter | B18 | 400 | 1424 | 0 | 47.36 | 47.34 | 2 | 0
2025 | MISO_MI_2_PJM_ROR | MISO_MI | PJM_ROR | Internal | Winter | B19 | 700 | 1424 | 0 | 44.34 | 45.05 | 2 | 0
2025 | MISO_MI_2_PJM_ROR | MISO_MI | PJM_ROR | Internal | Winter | B20 | 935 | 1424 | 0 | 39.78 | 38.49 | 2 | 0
2025 | MISO_MO-IL_2_ENT | MISO_MO-IL | ENT | Internal | Shoulder | B11 | 25 | 2540 | 0 | 65.45 | 73.44 | 8 | 0
2025 | MISO_MO-IL_2_ENT | MISO_MO-IL | ENT | Internal | Shoulder | B12 | 200 | 2540 | 0 | 47.82 | 46.83 | 8 | 0
2025 | MISO_MO-IL_2_ENT | MISO_MO-IL | ENT | Internal | Shoulder | B13 | 600 | 2540 | 0 | 44.76 | 46.5 | 8 | 0
2025 | MISO_MO-IL_2_ENT | MISO_MO-IL | ENT | Internal | Shoulder | B14 | 900 | 2540 | 0 | 43.96 | 46.5 | 8 | 0
2025 | MISO_MO-IL_2_ENT | MISO_MO-IL | ENT | Internal | Shoulder | B15 | 1203 | 2540 | 0 | 41.03 | 44.97 | 8 | 0
2025 | MISO_MO-IL_2_ENT | MISO_MO-IL | ENT | Internal | Summer | B1 | 10 | 2540 | 927.12 | 743.19 | 751.19 | 8 | 0
2025 | MISO_MO-IL_2_ENT | MISO_MO-IL | ENT | Internal | Summer | B2 | 25 | 2540 | 2369.71 | 548.11 | 556.11 | 8 | 0
2025 | MISO_MO-IL_2_ENT | MISO_MO-IL | ENT | Internal | Summer | B3 | 75 | 2540 | 0 | 70.43 | 75.93 | 8 | 0
2025 | MISO_MO-IL_2_ENT | MISO_MO-IL | ENT | Internal | Summer | B4 | 100 | 2540 | 0 | 69.3 | 75.93 | 8 | 0
2025 | MISO_MO-IL_2_ENT | MISO_MO-IL | ENT | Internal | Summer | B5 | 200 | 2540 | 0 | 65.95 | 69.11 | 8 | 0
2025 | MISO_MO-IL_2_ENT | MISO_MO-IL | ENT | Internal | Summer | B6 | 300 | 2540 | 0 | 49.76 | 54.76 | 8 | 0
2025 | MISO_MO-IL_2_ENT | MISO_MO-IL | ENT | Internal | Summer | B7 | 400 | 2540 | 0 | 42.26 | 45.36 | 8 | 0
2025 | MISO_MO-IL_2_ENT | MISO_MO-IL | ENT | Internal | Summer | B8 | 500 | 2540 | 0 | 40.5 | 45.04 | 8 | 0
2025 | MISO_MO-IL_2_ENT | MISO_MO-IL | ENT | Internal | Summer | B9 | 800 | 2540 | 0 | 38.43 | 45.04 | 8 | 0
2025 | MISO_MO-IL_2_ENT | MISO_MO-IL | ENT | Internal | Summer | B10 | 1262 | 2540 | 2540 | 35.54 | 43.56 | 8 | 0.02
2025 | MISO_MO-IL_2_ENT | MISO_MO-IL | ENT | Internal | Winter | B16 | 25 | 2540 | 0 | 56.97 | 61.95 | 8 | 0
2025 | MISO_MO-IL_2_ENT | MISO_MO-IL | ENT | Internal | Winter | B17 | 100 | 2540 | 0 | 50.95 | 49.38 | 8 | 0
2025 | MISO_MO-IL_2_ENT | MISO_MO-IL | ENT | Internal | Winter | B18 | 400 | 2540 | 0 | 47.36 | 49.38 | 8 | 0
2025 | MISO_MO-IL_2_ENT | MISO_MO-IL | ENT | Internal | Winter | B19 | 700 | 2540 | 0 | 44.34 | 47.76 | 8 | 0
2025 | MISO_MO-IL_2_ENT | MISO_MO-IL | ENT | Internal | Winter | B20 | 935 | 2540 | 1544.36 | 39.76 | 47.76 | 8 | 0
2025 | MISO_MO-IL_2_MISO_IN | MISO_MO-IL | MISO_IN | Internal | Shoulder | B11 | 25 | 2100 | 0 | 65.45 | 65.44 | 0.01 | 0
2025 | MISO_MO-IL_2_MISO_IN | MISO_MO-IL | MISO_IN | Internal | Shoulder | B12 | 200 | 2100 | 2100 | 47.82 | 51.21 | 0.01 | 3.37
2025 | MISO_MO-IL_2_MISO_IN | MISO_MO-IL | MISO_IN | Internal | Shoulder | B13 | 600 | 2100 | 1079.01 | 44.76 | 44.77 | 0.01 | 0
2025 | MISO_MO-IL_2_MISO_IN | MISO_MO-IL | MISO_IN | Internal | Shoulder | B14 | 900 | 2100 | 558.75 | 43.96 | 43.97 | 0.01 | 0
2025 | MISO_MO-IL_2_MISO_IN | MISO_MO-IL | MISO_IN | Internal | Shoulder | B15 | 1203 | 2100 | 583.46 | 41.03 | 41.04 | 0.01 | 0
2025 | MISO_MO-IL_2_MISO_IN | MISO_MO-IL | MISO_IN | Internal | Summer | B1 | 10 | 2100 | 691.4 | 743.19 | 743.2 | 0.01 | 0
2025 | MISO_MO-IL_2_MISO_IN | MISO_MO-IL | MISO_IN | Internal | Summer | B2 | 25 | 2100 | 0 | 548.11 | 548.1 | 0.01 | 0
2025 | MISO_MO-IL_2_MISO_IN | MISO_MO-IL | MISO_IN | Internal | Summer | B3 | 75 | 2100 | 1144.65 | 70.43 | 70.44 | 0.01 | 0
2025 | MISO_MO-IL_2_MISO_IN | MISO_MO-IL | MISO_IN | Internal | Summer | B4 | 100 | 2100 | 1522.75 | 69.3 | 69.31 | 0.01 | 0
2025 | MISO_MO-IL_2_MISO_IN | MISO_MO-IL | MISO_IN | Internal | Summer | B5 | 200 | 2100 | 0 | 65.95 | 65.94 | 0.01 | 0
2025 | MISO_MO-IL_2_MISO_IN | MISO_MO-IL | MISO_IN | Internal | Summer | B6 | 300 | 2100 | 0 | 49.76 | 49.76 | 0.01 | 0
2025 | MISO_MO-IL_2_MISO_IN | MISO_MO-IL | MISO_IN | Internal | Summer | B7 | 400 | 2100 | 734.56 | 42.26 | 42.27 | 0.01 | 0
2025 | MISO_MO-IL_2_MISO_IN | MISO_MO-IL | MISO_IN | Internal | Summer | B8 | 500 | 2100 | 1571.35 | 40.5 | 40.52 | 0.01 | 0
2025 | MISO_MO-IL_2_MISO_IN | MISO_MO-IL | MISO_IN | Internal | Summer | B9 | 800 | 2100 | 362.43 | 38.43 | 38.44 | 0.01 | 0
2025 | MISO_MO-IL_2_MISO_IN | MISO_MO-IL | MISO_IN | Internal | Summer | B10 | 1262 | 2100 | 0 | 35.54 | 35.53 | 0.01 | 0
2025 | MISO_MO-IL_2_MISO_IN | MISO_MO-IL | MISO_IN | Internal | Winter | B16 | 25 | 2100 | 2100 | 56.97 | 60.97 | 0.01 | 3.99
2025 | MISO_MO-IL_2_MISO_IN | MISO_MO-IL | MISO_IN | Internal | Winter | B17 | 100 | 2100 | 2100 | 50.95 | 54.94 | 0.01 | 3.98
2025 | MISO_MO-IL_2_MISO_IN | MISO_MO-IL | MISO_IN | Internal | Winter | B18 | 400 | 2100 | 1192.8 | 47.36 | 47.37 | 0.01 | 0
2025 | MISO_MO-IL_2_MISO_IN | MISO_MO-IL | MISO_IN | Internal | Winter | B19 | 700 | 2100 | 659.74 | 44.34 | 44.35 | 0.01 | 0
2025 | MISO_MO-IL_2_MISO_IN | MISO_MO-IL | MISO_IN | Internal | Winter | B20 | 935 | 2100 | 572.07 | 39.76 | 39.77 | 0.01 | 0
2025 | MISO_MO-IL_2_MISO_W | MISO_MO-IL | MISO_W | Internal | Shoulder | B11 | 25 | 960 | 0 | 65.45 | 65.44 | 0.01 | 0
2025 | MISO_MO-IL_2_MISO_W | MISO_MO-IL | MISO_W | Internal | Shoulder | B12 | 200 | 960 | 0 | 47.82 | 47.81 | 0.01 | 0
2025 | MISO_MO-IL_2_MISO_W | MISO_MO-IL | MISO_W | Internal | Shoulder | B13 | 600 | 960 | 0 | 44.76 | 44.74 | 0.01 | 0
2025 | MISO_MO-IL_2_MISO_W | MISO_MO-IL | MISO_W | Internal | Shoulder | B14 | 900 | 960 | 0 | 43.96 | 43.95 | 0.01 | 0
2025 | MISO_MO-IL_2_MISO_W | MISO_MO-IL | MISO_W | Internal | Shoulder | B15 | 1203 | 960 | 0 | 41.03 | 41.02 | 0.01 | 0
2025 | MISO_MO-IL_2_MISO_W | MISO_MO-IL | MISO_W | Internal | Summer | B1 | 10 | 960 | 0 | 743.19 | 743.18 | 0.01 | 0
2025 | MISO_MO-IL_2_MISO_W | MISO_MO-IL | MISO_W | Internal | Summer | B2 | 25 | 960 | 0 | 548.11 | 548.1 | 0.01 | 0
2025 | MISO_MO-IL_2_MISO_W | MISO_MO-IL | MISO_W | Internal | Summer | B3 | 75 | 960 | 954.01 | 70.43 | 70.44 | 0.01 | 0
2025 | MISO_MO-IL_2_MISO_W | MISO_MO-IL | MISO_W | Internal | Summer | B4 | 100 | 960 | 960 | 69.3 | 69.32 | 0.01 | 0.01
2025 | MISO_MO-IL_2_MISO_W | MISO_MO-IL | MISO_W | Internal | Summer | B5 | 200 | 960 | 0 | 65.95 | 65.94 | 0.01 | 0
2025 | MISO_MO-IL_2_MISO_W | MISO_MO-IL | MISO_W | Internal | Summer | B6 | 300 | 960 | 40.33 | 49.76 | 49.78 | 0.01 | 0
2025 | MISO_MO-IL_2_MISO_W | MISO_MO-IL | MISO_W | Internal | Summer | B7 | 400 | 960 | 0 | 42.26 | 42.25 | 0.01 | 0
2025 | MISO_MO-IL_2_MISO_W | MISO_MO-IL | MISO_W | Internal | Summer | B8 | 500 | 960 | 0 | 40.5 | 40.49 | 0.01 | 0
2025 | MISO_MO-IL_2_MISO_W | MISO_MO-IL | MISO_W | Internal | Summer | B9 | 800 | 960 | 216.09 | 38.43 | 38.44 | 0.01 | 0
2025 | MISO_MO-IL_2_MISO_W | MISO_MO-IL | MISO_W | Internal | Summer | B10 | 1262 | 960 | 0 | 35.54 | 35.53 | 0.01 | 0
2025 | MISO_MO-IL_2_MISO_W | MISO_MO-IL | MISO_W | Internal | Winter | B16 | 25 | 960 | 0 | 56.97 | 56.95 | 0.01 | 0
2025 | MISO_MO-IL_2_MISO_W | MISO_MO-IL | MISO_W | Internal | Winter | B17 | 100 | 960 | 0 | 50.95 | 50.94 | 0.01 | 0
2025 | MISO_MO-IL_2_MISO_W | MISO_MO-IL | MISO_W | Internal | Winter | B18 | 400 | 960 | 0 | 47.36 | 47.35 | 0.01 | 0
2025 | MISO_MO-IL_2_MISO_W | MISO_MO-IL | MISO_W | Internal | Winter | B19 | 700 | 960 | 0 | 44.34 | 44.32 | 0.01 | 0
2025 | MISO_MO-IL_2_MISO_W | MISO_MO-IL | MISO_W | Internal | Winter | B20 | 935 | 960 | 0 | 39.76 | 39.74 | 0.01 | 0
2025 | MISO_MO-IL_2_PJM_ROR | MISO_MO-IL | PJM_ROR | Internal | Shoulder | B11 | 25 | 1212 | 0 | 65.45 | 60.39 | 2 | 0
2025 | MISO_MO-IL_2_PJM_ROR | MISO_MO-IL | PJM_ROR | Internal | Shoulder | B12 | 200 | 1212 | 0 | 47.82 | 49.22 | 2 | 0
2025 | MISO_MO-IL_2_PJM_ROR | MISO_MO-IL | PJM_ROR | Internal | Shoulder | B13 | 600 | 1212 | 0 | 44.76 | 44.45 | 2 | 0
2025 | MISO_MO-IL_2_PJM_ROR | MISO_MO-IL | PJM_ROR | Internal | Shoulder | B14 | 900 | 1212 | 0 | 43.96 | 43.99 | 2 | 0
2025 | MISO_MO-IL_2_PJM_ROR | MISO_MO-IL | PJM_ROR | Internal | Shoulder | B15 | 1203 | 1212 | 0 | 41.03 | 40.54 | 2 | 0
2025 | MISO_MO-IL_2_PJM_ROR | MISO_MO-IL | PJM_ROR | Internal | Summer | B1 | 10 | 1212 | 71.66 | 743.19 | 745.19 | 2 | 0
2025 | MISO_MO-IL_2_PJM_ROR | MISO_MO-IL | PJM_ROR | Internal | Summer | B2 | 25 | 1212 | 0 | 548.11 | 550.09 | 2 | 0
2025 | MISO_MO-IL_2_PJM_ROR | MISO_MO-IL | PJM_ROR | Internal | Summer | B3 | 75 | 1212 | 0 | 70.43 | 68.43 | 2 | 0
2025 | MISO_MO-IL_2_PJM_ROR | MISO_MO-IL | PJM_ROR | Internal | Summer | B4 | 100 | 1212 | 0 | 69.3 | 67.32 | 2 | 0
2025 | MISO_MO-IL_2_PJM_ROR | MISO_MO-IL | PJM_ROR | Internal | Summer | B5 | 200 | 1212 | 0 | 65.95 | 63.92 | 2 | 0
2025 | MISO_MO-IL_2_PJM_ROR | MISO_MO-IL | PJM_ROR | Internal | Summer | B6 | 300 | 1212 | 0 | 49.76 | 47.76 | 2 | 0
2025 | MISO_MO-IL_2_PJM_ROR | MISO_MO-IL | PJM_ROR | Internal | Summer | B7 | 400 | 1212 | 0 | 42.26 | 41.43 | 2 | 0
2025 | MISO_MO-IL_2_PJM_ROR | MISO_MO-IL | PJM_ROR | Internal | Summer | B8 | 500 | 1212 | 0 | 40.5 | 40.93 | 2 | 0
2025 | MISO_MO-IL_2_PJM_ROR | MISO_MO-IL | PJM_ROR | Internal | Summer | B9 | 800 | 1212 | 0 | 38.43 | 38.31 | 2 | 0
2025 | MISO_MO-IL_2_PJM_ROR | MISO_MO-IL | PJM_ROR | Internal | Summer | B10 | 1262 | 1212 | 0 | 35.54 | 35.64 | 2 | 0
2025 | MISO_MO-IL_2_PJM_ROR | MISO_MO-IL | PJM_ROR | Internal | Winter | B16 | 25 | 1212 | 0 | 56.97 | 58.95 | 2 | 0
2025 | MISO_MO-IL_2_PJM_ROR | MISO_MO-IL | PJM_ROR | Internal | Winter | B17 | 100 | 1212 | 0 | 50.95 | 52.94 | 2 | 0
2025 | MISO_MO-IL_2_PJM_ROR | MISO_MO-IL | PJM_ROR | Internal | Winter | B18 | 400 | 1212 | 0 | 47.36 | 47.34 | 2 | 0
2025 | MISO_MO-IL_2_PJM_ROR | MISO_MO-IL | PJM_ROR | Internal | Winter | B19 | 700 | 1212 | 0 | 44.34 | 45.05 | 2 | 0
2025 | MISO_MO-IL_2_PJM_ROR | MISO_MO-IL | PJM_ROR | Internal | Winter | B20 | 935 | 1212 | 0 | 39.76 | 38.49 | 2 | 0
2025 | MISO_MO-IL_2_SPP_N | MISO_MO-IL | SPP_N | Internal | Shoulder | B11 | 25 | 2000 | 0 | 65.45 | 72.44 | 8 | 0
2025 | MISO_MO-IL_2_SPP_N | MISO_MO-IL | SPP_N | Internal | Shoulder | B12 | 200 | 2000 | 0 | 47.82 | 46.94 | 8 | 0
2025 | MISO_MO-IL_2_SPP_N | MISO_MO-IL | SPP_N | Internal | Shoulder | B13 | 600 | 2000 | 0 | 44.76 | 44.89 | 8 | 0
2025 | MISO_MO-IL_2_SPP_N | MISO_MO-IL | SPP_N | Internal | Shoulder | B14 | 900 | 2000 | 0 | 43.96 | 44.87 | 8 | 0
2025 | MISO_MO-IL_2_SPP_N | MISO_MO-IL | SPP_N | Internal | Shoulder | B15 | 1203 | 2000 | 0 | 41.03 | 44.77 | 8 | 0
2025 | MISO_MO-IL_2_SPP_N | MISO_MO-IL | SPP_N | Internal | Summer | B1 | 10 | 2000 | 0 | 743.19 | 750.18 | 8 | 0
2025 | MISO_MO-IL_2_SPP_N | MISO_MO-IL | SPP_N | Internal | Summer | B2 | 25 | 2000 | 0 | 548.11 | 555.1 | 8 | 0
2025 | MISO_MO-IL_2_SPP_N | MISO_MO-IL | SPP_N | Internal | Summer | B3 | 75 | 2000 | 0 | 70.43 | 77.44 | 8 | 0
2025 | MISO_MO-IL_2_SPP_N | MISO_MO-IL | SPP_N | Internal | Summer | B4 | 100 | 2000 | 0 | 69.3 | 73.59 | 8 | 0
2025 | MISO_MO-IL_2_SPP_N | MISO_MO-IL | SPP_N | Internal | Summer | B5 | 200 | 2000 | 0 | 65.95 | 72.94 | 8 | 0
2025 | MISO_MO-IL_2_SPP_N | MISO_MO-IL | SPP_N | Internal | Summer | B6 | 300 | 2000 | 0 | 49.76 | 56.78 | 8 | 0
2025 | MISO_MO-IL_2_SPP_N | MISO_MO-IL | SPP_N | Internal | Summer | B7 | 400 | 2000 | 0 | 42.26 | 46.82 | 8 | 0
2025 | MISO_MO-IL_2_SPP_N | MISO_MO-IL | SPP_N | Internal | Summer | B8 | 500 | 2000 | 0 | 40.5 | 44.7 | 8 | 0
2025 | MISO_MO-IL_2_SPP_N | MISO_MO-IL | SPP_N | Internal | Summer | B9 | 800 | 2000 | 0 | 38.43 | 43.36 | 8 | 0
2025 | MISO_MO-IL_2_SPP_N | MISO_MO-IL | SPP_N | Internal | Summer | B10 | 1262 | 2000 | 0 | 35.54 | 42.53 | 8 | 0
2025 | MISO_MO-IL_2_SPP_N | MISO_MO-IL | SPP_N | Internal | Winter | B16 | 25 | 2000 | 0 | 56.97 | 56.97 | 8 | 0
2025 | MISO_MO-IL_2_SPP_N | MISO_MO-IL | SPP_N | Internal | Winter | B17 | 100 | 2000 | 0 | 50.95 | 47.85 | 8 | 0
2025 | MISO_MO-IL_2_SPP_N | MISO_MO-IL | SPP_N | Internal | Winter | B18 | 400 | 2000 | 0 | 47.36 | 47.82 | 8 | 0
2025 | MISO_MO-IL_2_SPP_N | MISO_MO-IL | SPP_N | Internal | Winter | B19 | 700 | 2000 | 0 | 44.34 | 47.71 | 8 | 0
2025 | MISO_MO-IL_2_SPP_N | MISO_MO-IL | SPP_N | Internal | Winter | B20 | 935 | 2000 | 0 | 39.76 | 43.12 | 8 | 0
2025 | MISO_MO-IL_2_TVA_Transmission | MISO_MO-IL | TVA_Transmission | Internal | Shoulder | B11 | 25 | 4000 | 0 | 65.45 | 66.39 | 8 | 0
2025 | MISO_MO-IL_2_TVA_Transmission | MISO_MO-IL | TVA_Transmission | Internal | Shoulder | B12 | 200 | 4000 | 0 | 47.82 | 51.93 | 8 | 0
2025 | MISO_MO-IL_2_TVA_Transmission | MISO_MO-IL | TVA_Transmission | Internal | Shoulder | B13 | 600 | 4000 | 0 | 44.76 | 49.03 | 8 | 0
2025 | MISO_MO-IL_2_TVA_Transmission | MISO_MO-IL | TVA_Transmission | Internal | Shoulder | B14 | 900 | 4000 | 0 | 43.96 | 48.85 | 8 | 0
2025 | MISO_MO-IL_2_TVA_Transmission | MISO_MO-IL | TVA_Transmission | Internal | Shoulder | B15 | 1203 | 4000 | 0 | 41.03 | 46.54 | 8 | 0
2025 | MISO_MO-IL_2_TVA_Transmission | MISO_MO-IL | TVA_Transmission | Internal | Summer | B1 | 10 | 4000 | 0 | 743.19 | 751.18 | 8 | 0
2025 | MISO_MO-IL_2_TVA_Transmission | MISO_MO-IL | TVA_Transmission | Internal | Summer | B2 | 25 | 4000 | 1044.76 | 548.11 | 556.11 | 8 | 0
2025 | MISO_MO-IL_2_TVA_Transmission | MISO_MO-IL | TVA_Transmission | Internal | Summer | B3 | 75 | 4000 | 0 | 70.43 | 74.43 | 8 | 0
2025 | MISO_MO-IL_2_TVA_Transmission | MISO_MO-IL | TVA_Transmission | Internal | Summer | B4 | 100 | 4000 | 0 | 69.3 | 73.32 | 8 | 0
2025 | MISO_MO-IL_2_TVA_Transmission | MISO_MO-IL | TVA_Transmission | Internal | Summer | B5 | 200 | 4000 | 0 | 65.95 | 69.92 | 8 | 0
2025 | MISO_MO-IL_2_TVA_Transmission | MISO_MO-IL | TVA_Transmission | Internal | Summer | B6 | 300 | 4000 | 0 | 49.76 | 53.76 | 8 | 0
2025 | MISO_MO-IL_2_TVA_Transmission | MISO_MO-IL | TVA_Transmission | Internal | Summer | B7 | 400 | 4000 | 0 | 42.26 | 46.59 | 8 | 0
2025 | MISO_MO-IL_2_TVA_Transmission | MISO_MO-IL | TVA_Transmission | Internal | Summer | B8 | 500 | 4000 | 0 | 40.5 | 45.4 | 8 | 0
2025 | MISO_MO-IL_2_TVA_Transmission | MISO_MO-IL | TVA_Transmission | Internal | Summer | B9 | 800 | 4000 | 0 | 38.43 | 44.31 | 8 | 0
2025 | MISO_MO-IL_2_TVA_Transmission | MISO_MO-IL | TVA_Transmission | Internal | Summer | B10 | 1262 | 4000 | 0 | 35.54 | 41.64 | 8 | 0
2025 | MISO_MO-IL_2_TVA_Transmission | MISO_MO-IL | TVA_Transmission | Internal | Winter | B16 | 25 | 4000 | 0 | 56.97 | 64.95 | 8 | 0
2025 | MISO_MO-IL_2_TVA_Transmission | MISO_MO-IL | TVA_Transmission | Internal | Winter | B17 | 100 | 4000 | 0 | 50.95 | 55.33 | 8 | 0
2025 | MISO_MO-IL_2_TVA_Transmission | MISO_MO-IL | TVA_Transmission | Internal | Winter | B18 | 400 | 4000 | 0 | 47.36 | 51.18 | 8 | 0
2025 | MISO_MO-IL_2_TVA_Transmission | MISO_MO-IL | TVA_Transmission | Internal | Winter | B19 | 700 | 4000 | 0 | 44.34 | 50.11 | 8 | 0
2025 | MISO_MO-IL_2_TVA_Transmission | MISO_MO-IL | TVA_Transmission | Internal | Winter | B20 | 935 | 4000 | 0 | 39.76 | 44.49 | 8 | 0
2025 | MISO_W_2_MAPP_CA | MISO_W | MAPP_CA | Internal | Shoulder | B11 | 25 | 700 | 0 | 65.44 | 65.43 | 0.01 | 0
2025 | MISO_W_2_MAPP_CA | MISO_W | MAPP_CA | Internal | Shoulder | B12 | 200 | 700 | 0 | 47.81 | 47.8 | 0.01 | 0
2025 | MISO_W_2_MAPP_CA | MISO_W | MAPP_CA | Internal | Shoulder | B13 | 600 | 700 | 140.9 | 44.74 | 44.76 | 0.01 | 0
2025 | MISO_W_2_MAPP_CA | MISO_W | MAPP_CA | Internal | Shoulder | B14 | 900 | 700 | 700 | 43.95 | 44.76 | 0.01 | 0.8
2025 | MISO_W_2_MAPP_CA | MISO_W | MAPP_CA | Internal | Shoulder | B15 | 1203 | 700 | 700 | 41.02 | 44.76 | 0.01 | 3.73
2025 | MISO_W_2_MAPP_CA | MISO_W | MAPP_CA | Internal | Summer | B1 | 10 | 700 | 0 | 743.18 | 743.16 | 0.01 | 0
2025 | MISO_W_2_MAPP_CA | MISO_W | MAPP_CA | Internal | Summer | B2 | 25 | 700 | 0 | 548.1 | 548.09 | 0.01 | 0
2025 | MISO_W_2_MAPP_CA | MISO_W | MAPP_CA | Internal | Summer | B3 | 75 | 700 | 0 | 70.44 | 70.43 | 0.01 | 0
2025 | MISO_W_2_MAPP_CA | MISO_W | MAPP_CA | Internal | Summer | B4 | 100 | 700 | 0 | 69.32 | 69.31 | 0.01 | 0
2025 | MISO_W_2_MAPP_CA | MISO_W | MAPP_CA | Internal | Summer | B5 | 200 | 700 | 0 | 65.94 | 65.92 | 0.01 | 0
2025 | MISO_W_2_MAPP_CA | MISO_W | MAPP_CA | Internal | Summer | B6 | 300 | 700 | 0 | 49.78 | 49.76 | 0.01 | 0
2025 | MISO_W_2_MAPP_CA | MISO_W | MAPP_CA | Internal | Summer | B7 | 400 | 700 | 0 | 42.25 | 42.24 | 0.01 | 0
2025 | MISO_W_2_MAPP_CA | MISO_W | MAPP_CA | Internal | Summer | B8 | 500 | 700 | 630.89 | 40.49 | 40.5 | 0.01 | 0
2025 | MISO_W_2_MAPP_CA | MISO_W | MAPP_CA | Internal | Summer | B9 | 800 | 700 | 700 | 38.44 | 40.5 | 0.01 | 2.05
2025 | MISO_W_2_MAPP_CA | MISO_W | MAPP_CA | Internal | Summer | B10 | 1262 | 700 | 700 | 35.53 | 40.5 | 0.01 | 4.96
2025 | MISO_W_2_MAPP_CA | MISO_W | MAPP_CA | Internal | Winter | B16 | 25 | 700 | 0 | 56.95 | 56.94 | 0.01 | 0
2025 | MISO_W_2_MAPP_CA | MISO_W | MAPP_CA | Internal | Winter | B17 | 100 | 700 | 700 | 50.94 | 51.41 | 0.01 | 0.46
2025 | MISO_W_2_MAPP_CA | MISO_W | MAPP_CA | Internal | Winter | B18 | 400 | 700 | 700 | 47.35 | 51.41 | 0.01 | 4.05
2025 | MISO_W_2_MAPP_CA | MISO_W | MAPP_CA | Internal | Winter | B19 | 700 | 700 | 700 | 44.32 | 51.41 | 0.01 | 7.07
2025 | MISO_W_2_MAPP_CA | MISO_W | MAPP_CA | Internal | Winter | B20 | 935 | 700 | 700 | 39.74 | 51.41 | 0.01 | 11.65
2025 | MISO_W_2_MISO_MO-IL | MISO_W | MISO_MO-IL | Internal | Shoulder | B11 | 25 | 3800 | 753.26 | 65.44 | 65.45 | 0.01 | 0
2025 | MISO_W_2_MISO_MO-IL | MISO_W | MISO_MO-IL | Internal | Shoulder | B12 | 200 | 3800 | 2780.36 | 47.81 | 47.82 | 0.01 | 0
2025 | MISO_W_2_MISO_MO-IL | MISO_W | MISO_MO-IL | Internal | Shoulder | B13 | 600 | 3800 | 1435.76 | 44.74 | 44.76 | 0.01 | 0
2025 | MISO_W_2_MISO_MO-IL | MISO_W | MISO_MO-IL | Internal | Shoulder | B14 | 900 | 3800 | 347.7 | 43.95 | 43.96 | 0.01 | 0
2025 | MISO_W_2_MISO_MO-IL | MISO_W | MISO_MO-IL | Internal | Shoulder | B15 | 1203 | 3800 | 78.62 | 41.02 | 41.03 | 0.01 | 0
2025 | MISO_W_2_MISO_MO-IL | MISO_W | MISO_MO-IL | Internal | Summer | B1 | 10 | 3800 | 1639.17 | 743.18 | 743.19 | 0.01 | 0
2025 | MISO_W_2_MISO_MO-IL | MISO_W | MISO_MO-IL | Internal | Summer | B2 | 25 | 3800 | 2618.97 | 548.1 | 548.11 | 0.01 | 0
2025 | MISO_W_2_MISO_MO-IL | MISO_W | MISO_MO-IL | Internal | Summer | B3 | 75 | 3800 | 0 | 70.44 | 70.43 | 0.01 | 0
2025 | MISO_W_2_MISO_MO-IL | MISO_W | MISO_MO-IL | Internal | Summer | B4 | 100 | 3800 | 0 | 69.32 | 69.3 | 0.01 | 0
2025 | MISO_W_2_MISO_MO-IL | MISO_W | MISO_MO-IL | Internal | Summer | B5 | 200 | 3800 | 5.35 | 65.94 | 65.95 | 0.01 | 0
2025 | MISO_W_2_MISO_MO-IL | MISO_W | MISO_MO-IL | Internal | Summer | B6 | 300 | 3800 | 0 | 49.78 | 49.76 | 0.01 | 0
2025 | MISO_W_2_MISO_MO-IL | MISO_W | MISO_MO-IL | Internal | Summer | B7 | 400 | 3800 | 866.09 | 42.25 | 42.26 | 0.01 | 0
2025 | MISO_W_2_MISO_MO-IL | MISO_W | MISO_MO-IL | Internal | Summer | B8 | 500 | 3800 | 1400.02 | 40.49 | 40.5 | 0.01 | 0
2025 | MISO_W_2_MISO_MO-IL | MISO_W | MISO_MO-IL | Internal | Summer | B9 | 800 | 3800 | 0 | 38.44 | 38.43 | 0.01 | 0
2025 | MISO_W_2_MISO_MO-IL | MISO_W | MISO_MO-IL | Internal | Summer | B10 | 1262 | 3800 | 1459.52 | 35.53 | 35.54 | 0.01 | 0
2025 | MISO_W_2_MISO_MO-IL | MISO_W | MISO_MO-IL | Internal | Winter | B16 | 25 | 3800 | 2818.08 | 56.95 | 56.97 | 0.01 | 0
2025 | MISO_W_2_MISO_MO-IL | MISO_W | MISO_MO-IL | Internal | Winter | B17 | 100 | 3800 | 2268.44 | 50.94 | 50.95 | 0.01 | 0
2025 | MISO_W_2_MISO_MO-IL | MISO_W | MISO_MO-IL | Internal | Winter | B18 | 400 | 3800 | 923.26 | 47.35 | 47.36 | 0.01 | 0
2025 | MISO_W_2_MISO_MO-IL | MISO_W | MISO_MO-IL | Internal | Winter | B19 | 700 | 3800 | 190.58 | 44.32 | 44.34 | 0.01 | 0
2025 | MISO_W_2_MISO_MO-IL | MISO_W | MISO_MO-IL | Internal | Winter | B20 | 935 | 3800 | 1264.39 | 39.74 | 39.76 | 0.01 | 0
2025 | MISO_W_2_MISO_WUMS | MISO_W | MISO_WUMS | Internal | Shoulder | B11 | 25 | 1629 | 0 | 65.44 | 62.39 | 0.01 | 0
2025 | MISO_W_2_MISO_WUMS | MISO_W | MISO_WUMS | Internal | Shoulder | B12 | 200 | 1629 | 93.89 | 47.81 | 47.82 | 0.01 | 0
2025 | MISO_W_2_MISO_WUMS | MISO_W | MISO_WUMS | Internal | Shoulder | B13 | 600 | 1629 | 17.58 | 44.74 | 44.76 | 0.01 | 0
2025 | MISO_W_2_MISO_WUMS | MISO_W | MISO_WUMS | Internal | Shoulder | B14 | 900 | 1629 | 0 | 43.95 | 43.93 | 0.01 | 0
2025 | MISO_W_2_MISO_WUMS | MISO_W | MISO_WUMS | Internal | Shoulder | B15 | 1203 | 1629 | 1179.88 | 41.02 | 41.03 | 0.01 | 0
2025 | MISO_W_2_MISO_WUMS | MISO_W | MISO_WUMS | Internal | Summer | B1 | 10 | 1629 | 50.2 | 743.18 | 743.19 | 0.01 | 0
2025 | MISO_W_2_MISO_WUMS | MISO_W | MISO_WUMS | Internal | Summer | B2 | 25 | 1629 | 0 | 548.1 | 548.09 | 0.01 | 0
2025 | MISO_W_2_MISO_WUMS | MISO_W | MISO_WUMS | Internal | Summer | B3 | 75 | 1629 | 0 | 70.44 | 70.43 | 0.01 | 0
2025 | MISO_W_2_MISO_WUMS | MISO_W | MISO_WUMS | Internal | Summer | B4 | 100 | 1629 | 0 | 69.32 | 69.32 | 0.01 | 0
2025 | MISO_W_2_MISO_WUMS | MISO_W | MISO_WUMS | Internal | Summer | B5 | 200 | 1629 | 0 | 65.94 | 65.92 | 0.01 | 0
2025 | MISO_W_2_MISO_WUMS | MISO_W | MISO_WUMS | Internal | Summer | B6 | 300 | 1629 | 0 | 49.78 | 49.76 | 0.01 | 0
2025 | MISO_W_2_MISO_WUMS | MISO_W | MISO_WUMS | Internal | Summer | B7 | 400 | 1629 | 0 | 42.25 | 42.24 | 0.01 | 0
2025 | MISO_W_2_MISO_WUMS | MISO_W | MISO_WUMS | Internal | Summer | B8 | 500 | 1629 | 0 | 40.49 | 40.48 | 0.01 | 0
2025 | MISO_W_2_MISO_WUMS | MISO_W | MISO_WUMS | Internal | Summer | B9 | 800 | 1629 | 1601.61 | 38.44 | 38.45 | 0.01 | 0
2025 | MISO_W_2_MISO_WUMS | MISO_W | MISO_WUMS | Internal | Summer | B10 | 1262 | 1629 | 1252.92 | 35.53 | 35.54 | 0.01 | 0
2025 | MISO_W_2_MISO_WUMS | MISO_W | MISO_WUMS | Internal | Winter | B16 | 25 | 1629 | 0 | 56.95 | 56.95 | 0.01 | 0
2025 | MISO_W_2_MISO_WUMS | MISO_W | MISO_WUMS | Internal | Winter | B17 | 100 | 1629 | 0 | 50.94 | 50.94 | 0.01 | 0
2025 | MISO_W_2_MISO_WUMS | MISO_W | MISO_WUMS | Internal | Winter | B18 | 400 | 1629 | 0 | 47.35 | 47.34 | 0.01 | 0
2025 | MISO_W_2_MISO_WUMS | MISO_W | MISO_WUMS | Internal | Winter | B19 | 700 | 1629 | 0 | 44.32 | 44.31 | 0.01 | 0
2025 | MISO_W_2_MISO_WUMS | MISO_W | MISO_WUMS | Internal | Winter | B20 | 935 | 1629 | 446.88 | 39.74 | 39.76 | 0.01 | 0
2025 | MISO_W_2_PJM_ROR | MISO_W | PJM_ROR | Internal | Shoulder | B11 | 25 | 773 | 0 | 65.44 | 60.39 | 2 | 0
2025 | MISO_W_2_PJM_ROR | MISO_W | PJM_ROR | Internal | Shoulder | B12 | 200 | 773 | 0 | 47.81 | 49.22 | 2 | 0
2025 | MISO_W_2_PJM_ROR | MISO_W | PJM_ROR | Internal | Shoulder | B13 | 600 | 773 | 0 | 44.74 | 44.45 | 2 | 0
2025 | MISO_W_2_PJM_ROR | MISO_W | PJM_ROR | Internal | Shoulder | B14 | 900 | 773 | 0 | 43.95 | 43.99 | 2 | 0
2025 | MISO_W_2_PJM_ROR | MISO_W | PJM_ROR | Internal | Shoulder | B15 | 1203 | 773 | 0 | 41.02 | 40.54 | 2 | 0
2025 | MISO_W_2_PJM_ROR | MISO_W | PJM_ROR | Internal | Summer | B1 | 10 | 773 | 773 | 743.18 | 745.19 | 2 | 0.01
2025 | MISO_W_2_PJM_ROR | MISO_W | PJM_ROR | Internal | Summer | B2 | 25 | 773 | 0 | 548.1 | 550.09 | 2 | 0
2025 | MISO_W_2_PJM_ROR | MISO_W | PJM_ROR | Internal | Summer | B3 | 75 | 773 | 0 | 70.44 | 68.43 | 2 | 0
2025 | MISO_W_2_PJM_ROR | MISO_W | PJM_ROR | Internal | Summer | B4 | 100 | 773 | 0 | 69.32 | 67.32 | 2 | 0
2025 | MISO_W_2_PJM_ROR | MISO_W | PJM_ROR | Internal | Summer | B5 | 200 | 773 | 0 | 65.94 | 63.92 | 2 | 0
2025 | MISO_W_2_PJM_ROR | MISO_W | PJM_ROR | Internal | Summer | B6 | 300 | 773 | 0 | 49.78 | 47.76 | 2 | 0
2025 | MISO_W_2_PJM_ROR | MISO_W | PJM_ROR | Internal | Summer | B7 | 400 | 773 | 0 | 42.25 | 41.43 | 2 | 0
2025 | MISO_W_2_PJM_ROR | MISO_W | PJM_ROR | Internal | Summer | B8 | 500 | 773 | 0 | 40.49 | 40.93 | 2 | 0
2025 | MISO_W_2_PJM_ROR | MISO_W | PJM_ROR | Internal | Summer | B9 | 800 | 773 | 0 | 38.44 | 38.31 | 2 | 0
2025 | MISO_W_2_PJM_ROR | MISO_W | PJM_ROR | Internal | Summer | B10 | 1262 | 773 | 0 | 35.53 | 35.64 | 2 | 0
2025 | MISO_W_2_PJM_ROR | MISO_W | PJM_ROR | Internal | Winter | B16 | 25 | 773 | 15.93 | 56.95 | 58.95 | 2 | 0
2025 | MISO_W_2_PJM_ROR | MISO_W | PJM_ROR | Internal | Winter | B17 | 100 | 773 | 174.43 | 50.94 | 52.94 | 2 | 0
2025 | MISO_W_2_PJM_ROR | MISO_W | PJM_ROR | Internal | Winter | B18 | 400 | 773 | 0 | 47.35 | 47.34 | 2 | 0
2025 | MISO_W_2_PJM_ROR | MISO_W | PJM_ROR | Internal | Winter | B19 | 700 | 773 | 0 | 44.32 | 45.05 | 2 | 0
2025 | MISO_W_2_PJM_ROR | MISO_W | PJM_ROR | Internal | Winter | B20 | 935 | 773 | 0 | 39.74 | 38.49 | 2 | 0
2025 | MISO_W_2_SPP_N | MISO_W | SPP_N | Internal | Shoulder | B11 | 25 | 3200 | 2799.79 | 65.44 | 72.44 | 7 | 0
2025 | MISO_W_2_SPP_N | MISO_W | SPP_N | Internal | Shoulder | B12 | 200 | 3200 | 0 | 47.81 | 46.94 | 7 | 0
2025 | MISO_W_2_SPP_N | MISO_W | SPP_N | Internal | Shoulder | B13 | 600 | 3200 | 0 | 44.74 | 44.89 | 7 | 0
2025 | MISO_W_2_SPP_N | MISO_W | SPP_N | Internal | Shoulder | B14 | 900 | 3200 | 0 | 43.95 | 44.87 | 7 | 0
2025 | MISO_W_2_SPP_N | MISO_W | SPP_N | Internal | Shoulder | B15 | 1203 | 3200 | 0 | 41.02 | 44.77 | 7 | 0
2025 | MISO_W_2_SPP_N | MISO_W | SPP_N | Internal | Summer | B1 | 10 | 3200 | 1258.27 | 743.18 | 750.18 | 7 | 0
2025 | MISO_W_2_SPP_N | MISO_W | SPP_N | Internal | Summer | B2 | 25 | 3200 | 2410.11 | 548.1 | 555.1 | 7 | 0
2025 | MISO_W_2_SPP_N | MISO_W | SPP_N | Internal | Summer | B3 | 75 | 3200 | 1708.99 | 70.44 | 77.44 | 7 | 0
2025 | MISO_W_2_SPP_N | MISO_W | SPP_N | Internal | Summer | B4 | 100 | 3200 | 0 | 69.32 | 73.59 | 7 | 0
2025 | MISO_W_2_SPP_N | MISO_W | SPP_N | Internal | Summer | B5 | 200 | 3200 | 1030.14 | 65.94 | 72.94 | 7 | 0
2025 | MISO_W_2_SPP_N | MISO_W | SPP_N | Internal | Summer | B6 | 300 | 3200 | 2575.57 | 49.78 | 56.78 | 7 | 0
2025 | MISO_W_2_SPP_N | MISO_W | SPP_N | Internal | Summer | B7 | 400 | 3200 | 0 | 42.25 | 46.82 | 7 | 0
2025 | MISO_W_2_SPP_N | MISO_W | SPP_N | Internal | Summer | B8 | 500 | 3200 | 0 | 40.49 | 44.7 | 7 | 0
2025 | MISO_W_2_SPP_N | MISO_W | SPP_N | Internal | Summer | B9 | 800 | 3200 | 0 | 38.44 | 43.36 | 7 | 0
2025 | MISO_W_2_SPP_N | MISO_W | SPP_N | Internal | Summer | B10 | 1262 | 3200 | 855.09 | 35.53 | 42.53 | 7 | 0
2025 | MISO_W_2_SPP_N | MISO_W | SPP_N | Internal | Winter | B16 | 25 | 3200 | 0 | 56.95 | 56.97 | 7 | 0
2025 | MISO_W_2_SPP_N | MISO_W | SPP_N | Internal | Winter | B17 | 100 | 3200 | 0 | 50.94 | 47.85 | 7 | 0
2025 | MISO_W_2_SPP_N | MISO_W | SPP_N | Internal | Winter | B18 | 400 | 3200 | 0 | 47.35 | 47.82 | 7 | 0
2025 | MISO_W_2_SPP_N | MISO_W | SPP_N | Internal | Winter | B19 | 700 | 3200 | 0 | 44.32 | 47.71 | 7 | 0
2025 | MISO_W_2_SPP_N | MISO_W | SPP_N | Internal | Winter | B20 | 935 | 3200 | 0 | 39.74 | 43.12 | 7 | 0
2025 | MISO_WUMS_2_MISO_MI | MISO_WUMS | MISO_MI | Internal | Shoulder | B11 | 25 | 99 | 0 | 62.39 | 62.39 | 0.01 | 0
2025 | MISO_WUMS_2_MISO_MI | MISO_WUMS | MISO_MI | Internal | Shoulder | B12 | 200 | 99 | 99 | 47.82 | 51.22 | 0.01 | 3.39
2025 | MISO_WUMS_2_MISO_MI | MISO_WUMS | MISO_MI | Internal | Shoulder | B13 | 600 | 99 | 99 | 44.76 | 44.78 | 0.01 | 0.01
2025 | MISO_WUMS_2_MISO_MI | MISO_WUMS | MISO_MI | Internal | Shoulder | B14 | 900 | 99 | 99 | 43.93 | 43.98 | 0.01 | 0.04
2025 | MISO_WUMS_2_MISO_MI | MISO_WUMS | MISO_MI | Internal | Shoulder | B15 | 1203 | 99 | 99 | 41.03 | 41.05 | 0.01 | 0.01
2025 | MISO_WUMS_2_MISO_MI | MISO_WUMS | MISO_MI | Internal | Summer | B1 | 10 | 99 | 99 | 743.19 | 743.21 | 0.01 | 0.01
2025 | MISO_WUMS_2_MISO_MI | MISO_WUMS | MISO_MI | Internal | Summer | B2 | 25 | 99 | 0 | 548.09 | 548.09 | 0.01 | 0
2025 | MISO_WUMS_2_MISO_MI | MISO_WUMS | MISO_MI | Internal | Summer | B3 | 75 | 99 | 99 | 70.43 | 70.45 | 0.01 | 0.01
2025 | MISO_WUMS_2_MISO_MI | MISO_WUMS | MISO_MI | Internal | Summer | B4 | 100 | 99 | 0 | 69.32 | 69.32 | 0.01 | 0
2025 | MISO_WUMS_2_MISO_MI | MISO_WUMS | MISO_MI | Internal | Summer | B5 | 200 | 99 | 0 | 65.92 | 65.92 | 0.01 | 0
2025 | MISO_WUMS_2_MISO_MI | MISO_WUMS | MISO_MI | Internal | Summer | B6 | 300 | 99 | 0 | 49.76 | 49.76 | 0.01 | 0
2025 | MISO_WUMS_2_MISO_MI | MISO_WUMS | MISO_MI | Internal | Summer | B7 | 400 | 99 | 99 | 42.24 | 42.29 | 0.01 | 0.04
2025 | MISO_WUMS_2_MISO_MI | MISO_WUMS | MISO_MI | Internal | Summer | B8 | 500 | 99 | 99 | 40.48 | 40.53 | 0.01 | 0.04
2025 | MISO_WUMS_2_MISO_MI | MISO_WUMS | MISO_MI | Internal | Summer | B9 | 800 | 99 | 0 | 38.45 | 38.45 | 0.01 | 0
2025 | MISO_WUMS_2_MISO_MI | MISO_WUMS | MISO_MI | Internal | Summer | B10 | 1262 | 99 | 0 | 35.54 | 35.54 | 0.01 | 0
2025 | MISO_WUMS_2_MISO_MI | MISO_WUMS | MISO_MI | Internal | Winter | B16 | 25 | 99 | 99 | 56.95 | 60.95 | 0.01 | 3.99
2025 | MISO_WUMS_2_MISO_MI | MISO_WUMS | MISO_MI | Internal | Winter | B17 | 100 | 99 | 99 | 50.94 | 54.94 | 0.01 | 3.99
2025 | MISO_WUMS_2_MISO_MI | MISO_WUMS | MISO_MI | Internal | Winter | B18 | 400 | 99 | 99 | 47.34 | 47.36 | 0.01 | 0.01
2025 | MISO_WUMS_2_MISO_MI | MISO_WUMS | MISO_MI | Internal | Winter | B19 | 700 | 99 | 99 | 44.31 | 44.34 | 0.01 | 0.01
2025 | MISO_WUMS_2_MISO_MI | MISO_WUMS | MISO_MI | Internal | Winter | B20 | 935 | 99 | 99 | 39.76 | 39.78 | 0.01 | 0.01
2025 | MISO_WUMS_2_MISO_W | MISO_WUMS | MISO_W | Internal | Shoulder | B11 | 25 | 1137 | 1137 | 62.39 | 65.44 | 0.01 | 3.04
2025 | MISO_WUMS_2_MISO_W | MISO_WUMS | MISO_W | Internal | Shoulder | B12 | 200 | 1137 | 0 | 47.82 | 47.81 | 0.01 | 0
2025 | MISO_WUMS_2_MISO_W | MISO_WUMS | MISO_W | Internal | Shoulder | B13 | 600 | 1137 | 0 | 44.76 | 44.74 | 0.01 | 0
2025 | MISO_WUMS_2_MISO_W | MISO_WUMS | MISO_W | Internal | Shoulder | B14 | 900 | 1137 | 452.76 | 43.93 | 43.95 | 0.01 | 0
2025 | MISO_WUMS_2_MISO_W | MISO_WUMS | MISO_W | Internal | Shoulder | B15 | 1203 | 1137 | 0 | 41.03 | 41.02 | 0.01 | 0
2025 | MISO_WUMS_2_MISO_W | MISO_WUMS | MISO_W | Internal | Summer | B1 | 10 | 1137 | 0 | 743.19 | 743.18 | 0.01 | 0
2025 | MISO_WUMS_2_MISO_W | MISO_WUMS | MISO_W | Internal | Summer | B2 | 25 | 1137 | 999.33 | 548.09 | 548.1 | 0.01 | 0
2025 | MISO_WUMS_2_MISO_W | MISO_WUMS | MISO_W | Internal | Summer | B3 | 75 | 1137 | 375.6 | 70.43 | 70.44 | 0.01 | 0
2025 | MISO_WUMS_2_MISO_W | MISO_WUMS | MISO_W | Internal | Summer | B4 | 100 | 1137 | 0 | 69.32 | 69.32 | 0.01 | 0
2025 | MISO_WUMS_2_MISO_W | MISO_WUMS | MISO_W | Internal | Summer | B5 | 200 | 1137 | 526.55 | 65.92 | 65.94 | 0.01 | 0
2025 | MISO_WUMS_2_MISO_W | MISO_WUMS | MISO_W | Internal | Summer | B6 | 300 | 1137 | 764.11 | 49.76 | 49.78 | 0.01 | 0
2025 | MISO_WUMS_2_MISO_W | MISO_WUMS | MISO_W | Internal | Summer | B7 | 400 | 1137 | 942.66 | 42.24 | 42.25 | 0.01 | 0
2025 | MISO_WUMS_2_MISO_W | MISO_WUMS | MISO_W | Internal | Summer | B8 | 500 | 1137 | 314.79 | 40.48 | 40.49 | 0.01 | 0
2025 | MISO_WUMS_2_MISO_W | MISO_WUMS | MISO_W | Internal | Summer | B9 | 800 | 1137 | 0 | 38.45 | 38.44 | 0.01 | 0
2025 | MISO_WUMS_2_MISO_W | MISO_WUMS | MISO_W | Internal | Summer | B10 | 1262 | 1137 | 0 | 35.54 | 35.53 | 0.01 | 0
2025 | MISO_WUMS_2_MISO_W | MISO_WUMS | MISO_W | Internal | Winter | B16 | 25 | 1137 | 0 | 56.95 | 56.95 | 0.01 | 0
2025 | MISO_WUMS_2_MISO_W | MISO_WUMS | MISO_W | Internal | Winter | B17 | 100 | 1137 | 0 | 50.94 | 50.94 | 0.01 | 0
2025 | MISO_WUMS_2_MISO_W | MISO_WUMS | MISO_W | Internal | Winter | B18 | 400 | 1137 | 703.56 | 47.34 | 47.35 | 0.01 | 0
2025 | MISO_WUMS_2_MISO_W | MISO_WUMS | MISO_W | Internal | Winter | B19 | 700 | 1137 | 992.21 | 44.31 | 44.32 | 0.01 | 0
2025 | MISO_WUMS_2_MISO_W | MISO_WUMS | MISO_W | Internal | Winter | B20 | 935 | 1137 | 0 | 39.76 | 39.74 | 0.01 | 0
2025 | MISO_WUMS_2_PJM_ROR | MISO_WUMS | PJM_ROR | Internal | Shoulder | B11 | 25 | 1600 | 0 | 62.39 | 60.39 | 2 | 0
2025 | MISO_WUMS_2_PJM_ROR | MISO_WUMS | PJM_ROR | Internal | Shoulder | B12 | 200 | 1600 | 0 | 47.82 | 49.22 | 2 | 0
2025 | MISO_WUMS_2_PJM_ROR | MISO_WUMS | PJM_ROR | Internal | Shoulder | B13 | 600 | 1600 | 0 | 44.76 | 44.45 | 2 | 0
2025 | MISO_WUMS_2_PJM_ROR | MISO_WUMS | PJM_ROR | Internal | Shoulder | B14 | 900 | 1600 | 0 | 43.93 | 43.99 | 2 | 0
2025 | MISO_WUMS_2_PJM_ROR | MISO_WUMS | PJM_ROR | Internal | Shoulder | B15 | 1203 | 1600 | 0 | 41.03 | 40.54 | 2 | 0
2025 | MISO_WUMS_2_PJM_ROR | MISO_WUMS | PJM_ROR | Internal | Summer | B1 | 10 | 1600 | 1347.46 | 743.19 | 745.19 | 2 | 0
2025 | MISO_WUMS_2_PJM_ROR | MISO_WUMS | PJM_ROR | Internal | Summer | B2 | 25 | 1600 | 427.43 | 548.09 | 550.09 | 2 | 0
2025 | MISO_WUMS_2_PJM_ROR | MISO_WUMS | PJM_ROR | Internal | Summer | B3 | 75 | 1600 | 0 | 70.43 | 68.43 | 2 | 0
2025 | MISO_WUMS_2_PJM_ROR | MISO_WUMS | PJM_ROR | Internal | Summer | B4 | 100 | 1600 | 0 | 69.32 | 67.32 | 2 | 0
2025 | MISO_WUMS_2_PJM_ROR | MISO_WUMS | PJM_ROR | Internal | Summer | B5 | 200 | 1600 | 0 | 65.92 | 63.92 | 2 | 0
2025 | MISO_WUMS_2_PJM_ROR | MISO_WUMS | PJM_ROR | Internal | Summer | B6 | 300 | 1600 | 0 | 49.76 | 47.76 | 2 | 0
2025 | MISO_WUMS_2_PJM_ROR | MISO_WUMS | PJM_ROR | Internal | Summer | B7 | 400 | 1600 | 0 | 42.24 | 41.43 | 2 | 0
2025 | MISO_WUMS_2_PJM_ROR | MISO_WUMS | PJM_ROR | Internal | Summer | B8 | 500 | 1600 | 0 | 40.48 | 40.93 | 2 | 0
2025 | MISO_WUMS_2_PJM_ROR | MISO_WUMS | PJM_ROR | Internal | Summer | B9 | 800 | 1600 | 0 | 38.45 | 38.31 | 2 | 0
2025 | MISO_WUMS_2_PJM_ROR | MISO_WUMS | PJM_ROR | Internal | Summer | B10 | 1262 | 1600 | 0 | 35.54 | 35.64 | 2 | 0
2025 | MISO_WUMS_2_PJM_ROR | MISO_WUMS | PJM_ROR | Internal | Winter | B16 | 25 | 1600 | 300.86 | 56.95 | 58.95 | 2 | 0
2025 | MISO_WUMS_2_PJM_ROR | MISO_WUMS | PJM_ROR | Internal | Winter | B17 | 100 | 1600 | 577.4 | 50.94 | 52.94 | 2 | 0
2025 | MISO_WUMS_2_PJM_ROR | MISO_WUMS | PJM_ROR | Internal | Winter | B18 | 400 | 1600 | 0 | 47.34 | 47.34 | 2 | 0
2025 | MISO_WUMS_2_PJM_ROR | MISO_WUMS | PJM_ROR | Internal | Winter | B19 | 700 | 1600 | 0 | 44.31 | 45.05 | 2 | 0
2025 | MISO_WUMS_2_PJM_ROR | MISO_WUMS | PJM_ROR | Internal | Winter | B20 | 935 | 1600 | 0 | 39.76 | 38.49 | 2 | 0
2025 | NE_2_MISO_W | NE | MISO_W | Internal | Shoulder | B11 | 25 | 1600 | 0 | 65.44 | 65.44 | 5 | 0
2025 | NE_2_MISO_W | NE | MISO_W | Internal | Shoulder | B12 | 200 | 1600 | 0 | 46.93 | 47.81 | 5 | 0
2025 | NE_2_MISO_W | NE | MISO_W | Internal | Shoulder | B13 | 600 | 1600 | 0 | 44.86 | 44.74 | 5 | 0
2025 | NE_2_MISO_W | NE | MISO_W | Internal | Shoulder | B14 | 900 | 1600 | 0 | 44.86 | 43.95 | 5 | 0
2025 | NE_2_MISO_W | NE | MISO_W | Internal | Shoulder | B15 | 1203 | 1600 | 0 | 44.76 | 41.02 | 5 | 0
2025 | NE_2_MISO_W | NE | MISO_W | Internal | Summer | B1 | 10 | 1600 | 0 | 743.18 | 743.18 | 5 | 0
2025 | NE_2_MISO_W | NE | MISO_W | Internal | Summer | B2 | 25 | 1600 | 0 | 548.1 | 548.1 | 5 | 0
2025 | NE_2_MISO_W | NE | MISO_W | Internal | Summer | B3 | 75 | 1600 | 0 | 72.42 | 70.44 | 5 | 0
2025 | NE_2_MISO_W | NE | MISO_W | Internal | Summer | B4 | 100 | 1600 | 0 | 69.32 | 69.32 | 5 | 0
2025 | NE_2_MISO_W | NE | MISO_W | Internal | Summer | B5 | 200 | 1600 | 0 | 65.94 | 65.94 | 5 | 0
2025 | NE_2_MISO_W | NE | MISO_W | Internal | Summer | B6 | 300 | 1600 | 0 | 49.78 | 49.78 | 5 | 0
2025 | NE_2_MISO_W | NE | MISO_W | Internal | Summer | B7 | 400 | 1600 | 0 | 42.25 | 42.25 | 5 | 0
2025 | NE_2_MISO_W | NE | MISO_W | Internal | Summer | B8 | 500 | 1600 | 0 | 40.49 | 40.49 | 5 | 0
2025 | NE_2_MISO_W | NE | MISO_W | Internal | Summer | B9 | 800 | 1600 | 0 | 38.44 | 38.44 | 5 | 0
2025 | NE_2_MISO_W | NE | MISO_W | Internal | Summer | B10 | 1262 | 1600 | 0 | 34.73 | 35.53 | 5 | 0
2025 | NE_2_MISO_W | NE | MISO_W | Internal | Winter | B16 | 25 | 1600 | 0 | 56.95 | 56.95 | 5 | 0
2025 | NE_2_MISO_W | NE | MISO_W | Internal | Winter | B17 | 100 | 1600 | 0 | 47.83 | 50.94 | 5 | 0
2025 | NE_2_MISO_W | NE | MISO_W | Internal | Winter | B18 | 400 | 1600 | 0 | 47.7 | 47.35 | 5 | 0
2025 | NE_2_MISO_W | NE | MISO_W | Internal | Winter | B19 | 700 | 1600 | 0 | 47.7 | 44.32 | 5 | 0
2025 | NE_2_MISO_W | NE | MISO_W | Internal | Winter | B20 | 935 | 1600 | 0 | 41.5 | 39.74 | 5 | 0
2025 | NE_2_SPP_N | NE | SPP_N | Internal | Shoulder | B11 | 25 | 1800 | 1800 | 65.44 | 72.44 | 0.01 | 6.99
2025 | NE_2_SPP_N | NE | SPP_N | Internal | Shoulder | B12 | 200 | 1800 | 967.35 | 46.93 | 46.94 | 0.01 | 0
2025 | NE_2_SPP_N | NE | SPP_N | Internal | Shoulder | B13 | 600 | 1800 | 1800 | 44.86 | 44.89 | 0.01 | 0.02
2025 | NE_2_SPP_N | NE | SPP_N | Internal | Shoulder | B14 | 900 | 1800 | 1765.78 | 44.86 | 44.87 | 0.01 | 0
2025 | NE_2_SPP_N | NE | SPP_N | Internal | Shoulder | B15 | 1203 | 1800 | 1693.94 | 44.76 | 44.77 | 0.01 | 0
2025 | NE_2_SPP_N | NE | SPP_N | Internal | Summer | B1 | 10 | 1800 | 1800 | 743.18 | 750.18 | 0.01 | 6.99
2025 | NE_2_SPP_N | NE | SPP_N | Internal | Summer | B2 | 25 | 1800 | 1800 | 548.1 | 555.1 | 0.01 | 6.99
2025 | NE_2_SPP_N | NE | SPP_N | Internal | Summer | B3 | 75 | 1800 | 1800 | 72.42 | 77.44 | 0.01 | 5.01
2025 | NE_2_SPP_N | NE | SPP_N | Internal | Summer | B4 | 100 | 1800 | 1800 | 69.32 | 73.59 | 0.01 | 4.26
2025 | NE_2_SPP_N | NE | SPP_N | Internal | Summer | B5 | 200 | 1800 | 1800 | 65.94 | 72.94 | 0.01 | 6.99
2025 | NE_2_SPP_N | NE | SPP_N | Internal | Summer | B6 | 300 | 1800 | 1800 | 49.78 | 56.78 | 0.01 | 6.99
2025 | NE_2_SPP_N | NE | SPP_N | Internal | Summer | B7 | 400 | 1800 | 1800 | 42.25 | 46.82 | 0.01 | 4.56
2025 | NE_2_SPP_N | NE | SPP_N | Internal | Summer | B8 | 500 | 1800 | 1800 | 40.49 | 44.7 | 0.01 | 4.2
2025 | NE_2_SPP_N | NE | SPP_N | Internal | Summer | B9 | 800 | 1800 | 1800 | 38.44 | 43.36 | 0.01 | 4.9
2025 | NE_2_SPP_N | NE | SPP_N | Internal | Summer | B10 | 1262 | 1800 | 1800 | 34.73 | 42.53 | 0.01 | 7.79
2025 | NE_2_SPP_N | NE | SPP_N | Internal | Winter | B16 | 25 | 1800 | 992.4 | 56.95 | 56.97 | 0.01 | 0
2025 | NE_2_SPP_N | NE | SPP_N | Internal | Winter | B17 | 100 | 1800 | 767.07 | 47.83 | 47.85 | 0.01 | 0
2025 | NE_2_SPP_N | NE | SPP_N | Internal | Winter | B18 | 400 | 1800 | 1800 | 47.7 | 47.82 | 0.01 | 0.11
2025 | NE_2_SPP_N | NE | SPP_N | Internal | Winter | B19 | 700 | 1800 | 1030.64 | 47.7 | 47.71 | 0.01 | 0
2025 | NE_2_SPP_N | NE | SPP_N | Internal | Winter | B20 | 935 | 1800 | 1800 | 41.5 | 43.12 | 0.01 | 1.6
2025 | NEISO_2_NYISO_A-F | NEISO | NYISO_A-F | Internal | Shoulder | B11 | 25 | 600 | 0 | 40.76 | 43.47 | 3 | 0
2025 | NEISO_2_NYISO_A-F | NEISO | NYISO_A-F | Internal | Shoulder | B12 | 200 | 600 | 0 | 39.15 | 42.14 | 3 | 0
2025 | NEISO_2_NYISO_A-F | NEISO | NYISO_A-F | Internal | Shoulder | B13 | 600 | 600 | 0 | 39.15 | 41.11 | 3 | 0
2025 | NEISO_2_NYISO_A-F | NEISO | NYISO_A-F | Internal | Shoulder | B14 | 900 | 600 | 0 | 39.15 | 41.11 | 3 | 0
2025 | NEISO_2_NYISO_A-F | NEISO | NYISO_A-F | Internal | Shoulder | B15 | 1203 | 600 | 0 | 39.15 | 41.11 | 3 | 0
2025 | NEISO_2_NYISO_A-F | NEISO | NYISO_A-F | Internal | Summer | B1 | 10 | 600 | 0 | 748.18 | 96.87 | 3 | 0
2025 | NEISO_2_NYISO_A-F | NEISO | NYISO_A-F | Internal | Summer | B2 | 25 | 600 | 0 | 539.09 | 167.58 | 3 | 0
2025 | NEISO_2_NYISO_A-F | NEISO | NYISO_A-F | Internal | Summer | B3 | 75 | 600 | 0 | 52.64 | 54.92 | 3 | 0
2025 | NEISO_2_NYISO_A-F | NEISO | NYISO_A-F | Internal | Summer | B4 | 100 | 600 | 164.08 | 43.27 | 46.27 | 3 | 0
2025 | NEISO_2_NYISO_A-F | NEISO | NYISO_A-F | Internal | Summer | B5 | 200 | 600 | 600 | 37.7 | 42.19 | 3 | 1.49
2025 | NEISO_2_NYISO_A-F | NEISO | NYISO_A-F | Internal | Summer | B6 | 300 | 600 | 161.58 | 37.7 | 40.7 | 3 | 0
2025 | NEISO_2_NYISO_A-F | NEISO | NYISO_A-F | Internal | Summer | B7 | 400 | 600 | 0 | 37.7 | 39.41 | 3 | 0
2025 | NEISO_2_NYISO_A-F | NEISO | NYISO_A-F | Internal | Summer | B8 | 500 | 600 | 0 | 37.7 | 39.41 | 3 | 0
2025 | NEISO_2_NYISO_A-F | NEISO | NYISO_A-F | Internal | Summer | B9 | 800 | 600 | 0 | 37.7 | 39.41 | 3 | 0
2025 | NEISO_2_NYISO_A-F | NEISO | NYISO_A-F | Internal | Summer | B10 | 1262 | 600 | 0 | 37.7 | 39.41 | 3 | 0
2025 | NEISO_2_NYISO_A-F | NEISO | NYISO_A-F | Internal | Winter | B16 | 25 | 600 | 0 | 50.21 | 45.94 | 3 | 0
2025 | NEISO_2_NYISO_A-F | NEISO | NYISO_A-F | Internal | Winter | B17 | 100 | 600 | 0 | 47.93 | 44.93 | 3 | 0
2025 | NEISO_2_NYISO_A-F | NEISO | NYISO_A-F | Internal | Winter | B18 | 400 | 600 | 0 | 46.29 | 43.29 | 3 | 0
2025 | NEISO_2_NYISO_A-F | NEISO | NYISO_A-F | Internal | Winter | B19 | 700 | 600 | 0 | 46.29 | 43.29 | 3 | 0
2025 | NEISO_2_NYISO_A-F | NEISO | NYISO_A-F | Internal | Winter | B20 | 935 | 600 | 0 | 46.29 | 43.29 | 3 | 0
2025 | NEISO_2_NYISO_G-I | NEISO | NYISO_G-I | Internal | Shoulder | B11 | 25 | 600 | 600 | 40.76 | 52.37 | 3 | 8.61
2025 | NEISO_2_NYISO_G-I | NEISO | NYISO_G-I | Internal | Shoulder | B12 | 200 | 600 | 349.6 | 39.15 | 42.15 | 3 | 0
2025 | NEISO_2_NYISO_G-I | NEISO | NYISO_G-I | Internal | Shoulder | B13 | 600 | 600 | 574.38 | 39.15 | 42.15 | 3 | 0
2025 | NEISO_2_NYISO_G-I | NEISO | NYISO_G-I | Internal | Shoulder | B14 | 900 | 600 | 0 | 39.15 | 42.14 | 3 | 0
2025 | NEISO_2_NYISO_G-I | NEISO | NYISO_G-I | Internal | Shoulder | B15 | 1203 | 600 | 0 | 39.15 | 41.12 | 3 | 0
2025 | NEISO_2_NYISO_G-I | NEISO | NYISO_G-I | Internal | Summer | B1 | 10 | 600 | 115.97 | 748.18 | 751.18 | 3 | 0
2025 | NEISO_2_NYISO_G-I | NEISO | NYISO_G-I | Internal | Summer | B2 | 25 | 600 | 530.28 | 539.09 | 542.09 | 3 | 0
2025 | NEISO_2_NYISO_G-I | NEISO | NYISO_G-I | Internal | Summer | B3 | 75 | 600 | 600 | 52.64 | 60.4 | 3 | 4.76
2025 | NEISO_2_NYISO_G-I | NEISO | NYISO_G-I | Internal | Summer | B4 | 100 | 600 | 600 | 43.27 | 57.47 | 3 | 11.2
2025 | NEISO_2_NYISO_G-I | NEISO | NYISO_G-I | Internal | Summer | B5 | 200 | 600 | 600 | 37.7 | 55.9 | 3 | 15.2
2025 | NEISO_2_NYISO_G-I | NEISO | NYISO_G-I | Internal | Summer | B6 | 300 | 600 | 600 | 37.7 | 53.69 | 3 | 12.99
2025 | NEISO_2_NYISO_G-I | NEISO | NYISO_G-I | Internal | Summer | B7 | 400 | 600 | 0 | 37.7 | 40.69 | 3 | 0
2025 | NEISO_2_NYISO_G-I | NEISO | NYISO_G-I | Internal | Summer | B8 | 500 | 600 | 0 | 37.7 | 40.39 | 3 | 0
2025 | NEISO_2_NYISO_G-I | NEISO | NYISO_G-I | Internal | Summer | B9 | 800 | 600 | 0 | 37.7 | 39.42 | 3 | 0
2025 | NEISO_2_NYISO_G-I | NEISO | NYISO_G-I | Internal | Summer | B10 | 1262 | 600 | 0 | 37.7 | 39.42 | 3 | 0
2025 | NEISO_2_NYISO_G-I | NEISO | NYISO_G-I | Internal | Winter | B16 | 25 | 600 | 600 | 50.21 | 55.55 | 3 | 2.34
2025 | NEISO_2_NYISO_G-I | NEISO | NYISO_G-I | Internal | Winter | B17 | 100 | 600 | 600 | 47.93 | 55.55 | 3 | 4.62
2025 | NEISO_2_NYISO_G-I | NEISO | NYISO_G-I | Internal | Winter | B18 | 400 | 600 | 600 | 46.29 | 52.21 | 3 | 2.92
2025 | NEISO_2_NYISO_G-I | NEISO | NYISO_G-I | Internal | Winter | B19 | 700 | 600 | 600 | 46.29 | 51.08 | 3 | 1.79
2025 | NEISO_2_NYISO_G-I | NEISO | NYISO_G-I | Internal | Winter | B20 | 935 | 600 | 0 | 46.29 | 49.28 | 3 | 0
2025 | NEISO_2_NYISO_J-K | NEISO | NYISO_J-K | Internal | Shoulder | B11 | 25 | 430 | 430 | 40.76 | 52.38 | 3 | 8.62
2025 | NEISO_2_NYISO_J-K | NEISO | NYISO_J-K | Internal | Shoulder | B12 | 200 | 430 | 430 | 39.15 | 42.16 | 3 | 0.01
2025 | NEISO_2_NYISO_J-K | NEISO | NYISO_J-K | Internal | Shoulder | B13 | 600 | 430 | 430 | 39.15 | 42.16 | 3 | 0.01
2025 | NEISO_2_NYISO_J-K | NEISO | NYISO_J-K | Internal | Shoulder | B14 | 900 | 430 | 317.67 | 39.15 | 42.15 | 3 | 0
2025 | NEISO_2_NYISO_J-K | NEISO | NYISO_J-K | Internal | Shoulder | B15 | 1203 | 430 | 0 | 39.15 | 41.13 | 3 | 0
2025 | NEISO_2_NYISO_J-K | NEISO | NYISO_J-K | Internal | Summer | B1 | 10 | 430 | 430 | 748.18 | 751.19 | 3 | 0.01
2025 | NEISO_2_NYISO_J-K | NEISO | NYISO_J-K | Internal | Summer | B2 | 25 | 430 | 430 | 539.09 | 542.1 | 3 | 0.01
2025 | NEISO_2_NYISO_J-K | NEISO | NYISO_J-K | Internal | Summer | B3 | 75 | 430 | 430 | 52.64 | 60.42 | 3 | 4.77
2025 | NEISO_2_NYISO_J-K | NEISO | NYISO_J-K | Internal | Summer | B4 | 100 | 430 | 430 | 43.27 | 57.48 | 3 | 11.21
2025 | NEISO_2_NYISO_J-K | NEISO | NYISO_J-K | Internal | Summer | B5 | 200 | 430 | 430 | 37.7 | 55.91 | 3 | 15.21
2025 | NEISO_2_NYISO_J-K | NEISO | NYISO_J-K | Internal | Summer | B6 | 300 | 430 | 430 | 37.7 | 53.7 | 3 | 13
2025 | NEISO_2_NYISO_J-K | NEISO | NYISO_J-K | Internal | Summer | B7 | 400 | 430 | 247.71 | 37.7 | 40.7 | 3 | 0
2025 | NEISO_2_NYISO_J-K | NEISO | NYISO_J-K | Internal | Summer | B8 | 500 | 430 | 0 | 37.7 | 40.4 | 3 | 0
2025 | NEISO_2_NYISO_J-K | NEISO | NYISO_J-K | Internal | Summer | B9 | 800 | 430 | 0 | 37.7 | 39.43 | 3 | 0
2025 | NEISO_2_NYISO_J-K | NEISO | NYISO_J-K | Internal | Summer | B10 | 1262 | 430 | 0 | 37.7 | 39.43 | 3 | 0
2025 | NEISO_2_NYISO_J-K | NEISO | NYISO_J-K | Internal | Winter | B16 | 25 | 430 | 430 | 50.21 | 55.56 | 3 | 2.35
2025 | NEISO_2_NYISO_J-K | NEISO | NYISO_J-K | Internal | Winter | B17 | 100 | 430 | 430 | 47.93 | 55.56 | 3 | 4.64
2025 | NEISO_2_NYISO_J-K | NEISO | NYISO_J-K | Internal | Winter | B18 | 400 | 430 | 430 | 46.29 | 52.22 | 3 | 2.93
2025 | NEISO_2_NYISO_J-K | NEISO | NYISO_J-K | Internal | Winter | B19 | 700 | 430 | 430 | 46.29 | 52.22 | 3 | 2.93
2025 | NEISO_2_NYISO_J-K | NEISO | NYISO_J-K | Internal | Winter | B20 | 935 | 430 | 316.88 | 46.29 | 49.29 | 3 | 0
2025 | NonRTO_Midwest_2_TVA_Transmission | NonRTO_Midwest | TVA_Transmission | Internal | Shoulder | B11 | 25 | 2400 | 0 | 73.44 | 66.39 | 8 | 0
2025 | NonRTO_Midwest_2_TVA_Transmission | NonRTO_Midwest | TVA_Transmission | Internal | Shoulder | B12 | 200 | 2400 | 0 | 59.21 | 51.93 | 8 | 0
2025 | NonRTO_Midwest_2_TVA_Transmission | NonRTO_Midwest | TVA_Transmission | Internal | Shoulder | B13 | 600 | 2400 | 0 | 52.77 | 49.03 | 8 | 0
2025 | NonRTO_Midwest_2_TVA_Transmission | NonRTO_Midwest | TVA_Transmission | Internal | Shoulder | B14 | 900 | 2400 | 0 | 51.97 | 48.85 | 8 | 0
2025 | NonRTO_Midwest_2_TVA_Transmission | NonRTO_Midwest | TVA_Transmission | Internal | Shoulder | B15 | 1203 | 2400 | 153.13 | 38.54 | 46.54 | 8 | 0
2025 | NonRTO_Midwest_2_TVA_Transmission | NonRTO_Midwest | TVA_Transmission | Internal | Summer | B1 | 10 | 2400 | 0 | 751.19 | 751.18 | 8 | 0
2025 | NonRTO_Midwest_2_TVA_Transmission | NonRTO_Midwest | TVA_Transmission | Internal | Summer | B2 | 25 | 2400 | 0 | 556.1 | 556.11 | 8 | 0
2025 | NonRTO_Midwest_2_TVA_Transmission | NonRTO_Midwest | TVA_Transmission | Internal | Summer | B3 | 75 | 2400 | 0 | 75.82 | 74.43 | 8 | 0
2025 | NonRTO_Midwest_2_TVA_Transmission | NonRTO_Midwest | TVA_Transmission | Internal | Summer | B4 | 100 | 2400 | 0 | 75.82 | 73.32 | 8 | 0
2025 | NonRTO_Midwest_2_TVA_Transmission | NonRTO_Midwest | TVA_Transmission | Internal | Summer | B5 | 200 | 2400 | 0 | 73.94 | 69.92 | 8 | 0
2025 | NonRTO_Midwest_2_TVA_Transmission | NonRTO_Midwest | TVA_Transmission | Internal | Summer | B6 | 300 | 2400 | 0 | 57.76 | 53.76 | 8 | 0
2025 | NonRTO_Midwest_2_TVA_Transmission | NonRTO_Midwest | TVA_Transmission | Internal | Summer | B7 | 400 | 2400 | 0 | 50.27 | 46.59 | 8 | 0
2025 | NonRTO_Midwest_2_TVA_Transmission | NonRTO_Midwest | TVA_Transmission | Internal | Summer | B8 | 500 | 2400 | 0 | 37.85 | 45.4 | 8 | 0
2025 | NonRTO_Midwest_2_TVA_Transmission | NonRTO_Midwest | TVA_Transmission | Internal | Summer | B9 | 800 | 2400 | 379.31 | 36.31 | 44.31 | 8 | 0
2025 | NonRTO_Midwest_2_TVA_Transmission | NonRTO_Midwest | TVA_Transmission | Internal | Summer | B10 | 1262 | 2400 | 415.33 | 33.64 | 41.64 | 8 | 0
2025 | NonRTO_Midwest_2_TVA_Transmission | NonRTO_Midwest | TVA_Transmission | Internal | Winter | B16 | 25 | 2400 | 0 | 68.97 | 64.95 | 8 | 0
2025 | NonRTO_Midwest_2_TVA_Transmission | NonRTO_Midwest | TVA_Transmission | Internal | Winter | B17 | 100 | 2400 | 0 | 62.94 | 55.33 | 8 | 0
2025 | NonRTO_Midwest_2_TVA_Transmission | NonRTO_Midwest | TVA_Transmission | Internal | Winter | B18 | 400 | 2400 | 0 | 55.37 | 51.18 | 8 | 0
2025 | NonRTO_Midwest_2_TVA_Transmission | NonRTO_Midwest | TVA_Transmission | Internal | Winter | B19 | 700 | 2400 | 0 | 52.35 | 50.11 | 8 | 0
2025 | NonRTO_Midwest_2_TVA_Transmission | NonRTO_Midwest | TVA_Transmission | Internal | Winter | B20 | 935 | 2400 | 0 | 37.8 | 44.49 | 8 | 0
2025 | NYISO_A-F_2_NEISO | NYISO_A-F | NEISO | Internal | Shoulder | B11 | 25 | 600 | 0 | 43.47 | 40.76 | 3 | 0
2025 | NYISO_A-F_2_NEISO | NYISO_A-F | NEISO | Internal | Shoulder | B12 | 200 | 600 | 0 | 42.14 | 39.15 | 3 | 0
2025 | NYISO_A-F_2_NEISO | NYISO_A-F | NEISO | Internal | Shoulder | B13 | 600 | 600 | 0 | 41.11 | 39.15 | 3 | 0
2025 | NYISO_A-F_2_NEISO | NYISO_A-F | NEISO | Internal | Shoulder | B14 | 900 | 600 | 0 | 41.11 | 39.15 | 3 | 0
2025 | NYISO_A-F_2_NEISO | NYISO_A-F | NEISO | Internal | Shoulder | B15 | 1203 | 600 | 0 | 41.11 | 39.15 | 3 | 0
2025 | NYISO_A-F_2_NEISO | NYISO_A-F | NEISO | Internal | Summer | B1 | 10 | 600 | 600 | 96.87 | 748.18 | 3 | 648.31
2025 | NYISO_A-F_2_NEISO | NYISO_A-F | NEISO | Internal | Summer | B2 | 25 | 600 | 600 | 167.58 | 539.09 | 3 | 368.51
2025 | NYISO_A-F_2_NEISO | NYISO_A-F | NEISO | Internal | Summer | B3 | 75 | 600 | 0 | 54.92 | 52.64 | 3 | 0
2025 | NYISO_A-F_2_NEISO | NYISO_A-F | NEISO | Internal | Summer | B4 | 100 | 600 | 0 | 46.27 | 43.27 | 3 | 0
2025 | NYISO_A-F_2_NEISO | NYISO_A-F | NEISO | Internal | Summer | B5 | 200 | 600 | 0 | 42.19 | 37.7 | 3 | 0
2025 | NYISO_A-F_2_NEISO | NYISO_A-F | NEISO | Internal | Summer | B6 | 300 | 600 | 0 | 40.7 | 37.7 | 3 | 0
2025 | NYISO_A-F_2_NEISO | NYISO_A-F | NEISO | Internal | Summer | B7 | 400 | 600 | 0 | 39.41 | 37.7 | 3 | 0
2025 | NYISO_A-F_2_NEISO | NYISO_A-F | NEISO | Internal | Summer | B8 | 500 | 600 | 0 | 39.41 | 37.7 | 3 | 0
2025 | NYISO_A-F_2_NEISO | NYISO_A-F | NEISO | Internal | Summer | B9 | 800 | 600 | 0 | 39.41 | 37.7 | 3 | 0
2025 | NYISO_A-F_2_NEISO | NYISO_A-F | NEISO | Internal | Summer | B10 | 1262 | 600 | 0 | 39.41 | 37.7 | 3 | 0
2025 | NYISO_A-F_2_NEISO | NYISO_A-F | NEISO | Internal | Winter | B16 | 25 | 600 | 600 | 45.94 | 50.21 | 3 | 1.28
2025 | NYISO_A-F_2_NEISO | NYISO_A-F | NEISO | Internal | Winter | B17 | 100 | 600 | 552.43 | 44.93 | 47.93 | 3 | 0
2025 | NYISO_A-F_2_NEISO | NYISO_A-F | NEISO | Internal | Winter | B18 | 400 | 600 | 412.18 | 43.29 | 46.29 | 3 | 0
2025 | NYISO_A-F_2_NEISO | NYISO_A-F | NEISO | Internal | Winter | B19 | 700 | 600 | 423.33 | 43.29 | 46.29 | 3 | 0
2025 | NYISO_A-F_2_NEISO | NYISO_A-F | NEISO | Internal | Winter | B20 | 935 | 600 | 422.8 | 43.29 | 46.29 | 3 | 0
2025 | NYISO_A-F_2_NYISO_G-I | NYISO_A-F | NYISO_G-I | Internal | Shoulder | B11 | 25 | 4250 | 4250 | 43.47 | 52.37 | 0.01 | 8.89
2025 | NYISO_A-F_2_NYISO_G-I | NYISO_A-F | NYISO_G-I | Internal | Shoulder | B12 | 200 | 4250 | 4223.49 | 42.14 | 42.15 | 0.01 | 0
2025 | NYISO_A-F_2_NYISO_G-I | NYISO_A-F | NYISO_G-I | Internal | Shoulder | B13 | 600 | 4250 | 4250 | 41.11 | 42.15 | 0.01 | 1.03
2025 | NYISO_A-F_2_NYISO_G-I | NYISO_A-F | NYISO_G-I | Internal | Shoulder | B14 | 900 | 4250 | 4250 | 41.11 | 42.14 | 0.01 | 1.02
2025 | NYISO_A-F_2_NYISO_G-I | NYISO_A-F | NYISO_G-I | Internal | Shoulder | B15 | 1203 | 4250 | 3620.68 | 41.11 | 41.12 | 0.01 | 0
2025 | NYISO_A-F_2_NYISO_G-I | NYISO_A-F | NYISO_G-I | Internal | Summer | B1 | 10 | 4250 | 4250 | 96.87 | 751.18 | 0.01 | 654.3
2025 | NYISO_A-F_2_NYISO_G-I | NYISO_A-F | NYISO_G-I | Internal | Summer | B2 | 25 | 4250 | 4250 | 167.58 | 542.09 | 0.01 | 374.5
2025 | NYISO_A-F_2_NYISO_G-I | NYISO_A-F | NYISO_G-I | Internal | Summer | B3 | 75 | 4250 | 4250 | 54.92 | 60.4 | 0.01 | 5.47
2025 | NYISO_A-F_2_NYISO_G-I | NYISO_A-F | NYISO_G-I | Internal | Summer | B4 | 100 | 4250 | 4250 | 46.27 | 57.47 | 0.01 | 11.19
2025 | NYISO_A-F_2_NYISO_G-I | NYISO_A-F | NYISO_G-I | Internal | Summer | B5 | 200 | 4250 | 4250 | 42.19 | 55.9 | 0.01 | 13.69
2025 | NYISO_A-F_2_NYISO_G-I | NYISO_A-F | NYISO_G-I | Internal | Summer | B6 | 300 | 4250 | 4250 | 40.7 | 53.69 | 0.01 | 12.98
2025 | NYISO_A-F_2_NYISO_G-I | NYISO_A-F | NYISO_G-I | Internal | Summer | B7 | 400 | 4250 | 4250 | 39.41 | 40.69 | 0.01 | 1.27
2025 | NYISO_A-F_2_NYISO_G-I | NYISO_A-F | NYISO_G-I | Internal | Summer | B8 | 500 | 4250 | 4250 | 39.41 | 40.39 | 0.01 | 0.97
2025 | NYISO_A-F_2_NYISO_G-I | NYISO_A-F | NYISO_G-I | Internal | Summer | B9 | 800 | 4250 | 4199.34 | 39.41 | 39.42 | 0.01 | 0
2025 | NYISO_A-F_2_NYISO_G-I | NYISO_A-F | NYISO_G-I | Internal | Summer | B10 | 1262 | 4250 | 2599.07 | 39.41 | 39.42 | 0.01 | 0
2025 | NYISO_A-F_2_NYISO_G-I | NYISO_A-F | NYISO_G-I | Internal | Winter | B16 | 25 | 4250 | 4250 | 45.94 | 55.55 | 0.01 | 9.6
2025 | NYISO_A-F_2_NYISO_G-I | NYISO_A-F | NYISO_G-I | Internal | Winter | B17 | 100 | 4250 | 4250 | 44.93 | 55.55 | 0.01 | 10.61
2025 | NYISO_A-F_2_NYISO_G-I | NYISO_A-F | NYISO_G-I | Internal | Winter | B18 | 400 | 4250 | 4250 | 43.29 | 52.21 | 0.01 | 8.91
2025 | NYISO_A-F_2_NYISO_G-I | NYISO_A-F | NYISO_G-I | Internal | Winter | B19 | 700 | 4250 | 4250 | 43.29 | 51.08 | 0.01 | 7.78
2025 | NYISO_A-F_2_NYISO_G-I | NYISO_A-F | NYISO_G-I | Internal | Winter | B20 | 935 | 4250 | 4250 | 43.29 | 49.28 | 0.01 | 5.98
2025 | NYISO_A-F_2_PJM_ROM | NYISO_A-F | PJM_ROM | Internal | Shoulder | B11 | 25 | 1000 | 1000 | 43.47 | 60.38 | 8 | 8.91
2025 | NYISO_A-F_2_PJM_ROM | NYISO_A-F | PJM_ROM | Internal | Shoulder | B12 | 200 | 1000 | 0 | 42.14 | 49.21 | 8 | 0
2025 | NYISO_A-F_2_PJM_ROM | NYISO_A-F | PJM_ROM | Internal | Shoulder | B13 | 600 | 1000 | 0 | 41.11 | 44.43 | 8 | 0
2025 | NYISO_A-F_2_PJM_ROM | NYISO_A-F | PJM_ROM | Internal | Shoulder | B14 | 900 | 1000 | 0 | 41.11 | 43.98 | 8 | 0
2025 | NYISO_A-F_2_PJM_ROM | NYISO_A-F | PJM_ROM | Internal | Shoulder | B15 | 1203 | 1000 | 0 | 41.11 | 40.55 | 8 | 0
2025 | NYISO_A-F_2_PJM_ROM | NYISO_A-F | PJM_ROM | Internal | Summer | B1 | 10 | 1000 | 1000 | 96.87 | 745.2 | 8 | 640.33
2025 | NYISO_A-F_2_PJM_ROM | NYISO_A-F | PJM_ROM | Internal | Summer | B2 | 25 | 1000 | 1000 | 167.58 | 550.08 | 8 | 374.5
2025 | NYISO_A-F_2_PJM_ROM | NYISO_A-F | PJM_ROM | Internal | Summer | B3 | 75 | 1000 | 1000 | 54.92 | 68.42 | 8 | 5.5
2025 | NYISO_A-F_2_PJM_ROM | NYISO_A-F | PJM_ROM | Internal | Summer | B4 | 100 | 1000 | 1000 | 46.27 | 67.31 | 8 | 13.04
2025 | NYISO_A-F_2_PJM_ROM | NYISO_A-F | PJM_ROM | Internal | Summer | B5 | 200 | 1000 | 1000 | 42.19 | 63.91 | 8 | 13.72
2025 | NYISO_A-F_2_PJM_ROM | NYISO_A-F | PJM_ROM | Internal | Summer | B6 | 300 | 1000 | 0 | 40.7 | 47.75 | 8 | 0
2025 | NYISO_A-F_2_PJM_ROM | NYISO_A-F | PJM_ROM | Internal | Summer | B7 | 400 | 1000 | 0 | 39.41 | 41.42 | 8 | 0
2025 | NYISO_A-F_2_PJM_ROM | NYISO_A-F | PJM_ROM | Internal | Summer | B8 | 500 | 1000 | 0 | 39.41 | 40.94 | 8 | 0
2025 | NYISO_A-F_2_PJM_ROM | NYISO_A-F | PJM_ROM | Internal | Summer | B9 | 800 | 1000 | 0 | 39.41 | 38.32 | 8 | 0
2025 | NYISO_A-F_2_PJM_ROM | NYISO_A-F | PJM_ROM | Internal | Summer | B10 | 1262 | 1000 | 0 | 39.41 | 35.65 | 8 | 0
2025 | NYISO_A-F_2_PJM_ROM | NYISO_A-F | PJM_ROM | Internal | Winter | B16 | 25 | 1000 | 1000 | 45.94 | 58.94 | 8 | 5
2025 | NYISO_A-F_2_PJM_ROM | NYISO_A-F | PJM_ROM | Internal | Winter | B17 | 100 | 1000 | 236.49 | 44.93 | 52.93 | 8 | 0
2025 | NYISO_A-F_2_PJM_ROM | NYISO_A-F | PJM_ROM | Internal | Winter | B18 | 400 | 1000 | 0 | 43.29 | 47.35 | 8 | 0
2025 | NYISO_A-F_2_PJM_ROM | NYISO_A-F | PJM_ROM | Internal | Winter | B19 | 700 | 1000 | 0 | 43.29 | 45.07 | 8 | 0
2025 | NYISO_A-F_2_PJM_ROM | NYISO_A-F | PJM_ROM | Internal | Winter | B20 | 935 | 1000 | 0 | 43.29 | 38.51 | 8 | 0
2025 | NYISO_G-I_2_NEISO | NYISO_G-I | NEISO | Internal | Shoulder | B11 | 25 | 600 | 0 | 52.37 | 40.76 | 3 | 0
2025 | NYISO_G-I_2_NEISO | NYISO_G-I | NEISO | Internal | Shoulder | B12 | 200 | 600 | 0 | 42.15 | 39.15 | 3 | 0
2025 | NYISO_G-I_2_NEISO | NYISO_G-I | NEISO | Internal | Shoulder | B13 | 600 | 600 | 0 | 42.15 | 39.15 | 3 | 0
2025 | NYISO_G-I_2_NEISO | NYISO_G-I | NEISO | Internal | Shoulder | B14 | 900 | 600 | 0 | 42.14 | 39.15 | 3 | 0
2025 | NYISO_G-I_2_NEISO | NYISO_G-I | NEISO | Internal | Shoulder | B15 | 1203 | 600 | 0 | 41.12 | 39.15 | 3 | 0
2025 | NYISO_G-I_2_NEISO | NYISO_G-I | NEISO | Internal | Summer | B1 | 10 | 600 | 0 | 751.18 | 748.18 | 3 | 0
2025 | NYISO_G-I_2_NEISO | NYISO_G-I | NEISO | Internal | Summer | B2 | 25 | 600 | 0 | 542.09 | 539.09 | 3 | 0
2025 | NYISO_G-I_2_NEISO | NYISO_G-I | NEISO | Internal | Summer | B3 | 75 | 600 | 0 | 60.4 | 52.64 | 3 | 0
2025 | NYISO_G-I_2_NEISO | NYISO_G-I | NEISO | Internal | Summer | B4 | 100 | 600 | 0 | 57.47 | 43.27 | 3 | 0
2025 | NYISO_G-I_2_NEISO | NYISO_G-I | NEISO | Internal | Summer | B5 | 200 | 600 | 0 | 55.9 | 37.7 | 3 | 0
2025 | NYISO_G-I_2_NEISO | NYISO_G-I | NEISO | Internal | Summer | B6 | 300 | 600 | 0 | 53.69 | 37.7 | 3 | 0
2025 | NYISO_G-I_2_NEISO | NYISO_G-I | NEISO | Internal | Summer | B7 | 400 | 600 | 0 | 40.69 | 37.7 | 3 | 0
2025 | NYISO_G-I_2_NEISO | NYISO_G-I | NEISO | Internal | Summer | B8 | 500 | 600 | 0 | 40.39 | 37.7 | 3 | 0
2025 | NYISO_G-I_2_NEISO | NYISO_G-I | NEISO | Internal | Summer | B9 | 800 | 600 | 0 | 39.42 | 37.7 | 3 | 0
2025 | NYISO_G-I_2_NEISO | NYISO_G-I | NEISO | Internal | Summer | B10 | 1262 | 600 | 0 | 39.42 | 37.7 | 3 | 0
2025 | NYISO_G-I_2_NEISO | NYISO_G-I | NEISO | Internal | Winter | B16 | 25 | 600 | 0 | 55.55 | 50.21 | 3 | 0
2025 | NYISO_G-I_2_NEISO | NYISO_G-I | NEISO | Internal | Winter | B17 | 100 | 600 | 0 | 55.55 | 47.93 | 3 | 0
2025 | NYISO_G-I_2_NEISO | NYISO_G-I | NEISO | Internal | Winter | B18 | 400 | 600 | 0 | 52.21 | 46.29 | 3 | 0
2025 | NYISO_G-I_2_NEISO | NYISO_G-I | NEISO | Internal | Winter | B19 | 700 | 600 | 0 | 51.08 | 46.29 | 3 | 0
2025 | NYISO_G-I_2_NEISO | NYISO_G-I | NEISO | Internal | Winter | B20 | 935 | 600 | 0 | 49.28 | 46.29 | 3 | 0
2025 | NYISO_G-I_2_NYISO_J-K | NYISO_G-I | NYISO_J-K | Internal | Shoulder | B11 | 25 | 6130 | 4113.52 | 52.37 | 52.38 | 0.01 | 0
2025 | NYISO_G-I_2_NYISO_J-K | NYISO_G-I | NYISO_J-K | Internal | Shoulder | B12 | 200 | 6130 | 4767.94 | 42.15 | 42.16 | 0.01 | 0
2025 | NYISO_G-I_2_NYISO_J-K | NYISO_G-I | NYISO_J-K | Internal | Shoulder | B13 | 600 | 6130 | 4469.95 | 42.15 | 42.16 | 0.01 | 0
2025 | NYISO_G-I_2_NYISO_J-K | NYISO_G-I | NYISO_J-K | Internal | Shoulder | B14 | 900 | 6130 | 3882.12 | 42.14 | 42.15 | 0.01 | 0
2025 | NYISO_G-I_2_NYISO_J-K | NYISO_G-I | NYISO_J-K | Internal | Shoulder | B15 | 1203 | 6130 | 3583.63 | 41.12 | 41.13 | 0.01 | 0
2025 | NYISO_G-I_2_NYISO_J-K | NYISO_G-I | NYISO_J-K | Internal | Summer | B1 | 10 | 6130 | 3869.22 | 751.18 | 751.19 | 0.01 | 0
2025 | NYISO_G-I_2_NYISO_J-K | NYISO_G-I | NYISO_J-K | Internal | Summer | B2 | 25 | 6130 | 3720.75 | 542.09 | 542.1 | 0.01 | 0
2025 | NYISO_G-I_2_NYISO_J-K | NYISO_G-I | NYISO_J-K | Internal | Summer | B3 | 75 | 6130 | 4607.49 | 60.4 | 60.42 | 0.01 | 0
2025 | NYISO_G-I_2_NYISO_J-K | NYISO_G-I | NYISO_J-K | Internal | Summer | B4 | 100 | 6130 | 3564.13 | 57.47 | 57.48 | 0.01 | 0
2025 | NYISO_G-I_2_NYISO_J-K | NYISO_G-I | NYISO_J-K | Internal | Summer | B5 | 200 | 6130 | 4562.08 | 55.9 | 55.91 | 0.01 | 0
2025 | NYISO_G-I_2_NYISO_J-K | NYISO_G-I | NYISO_J-K | Internal | Summer | B6 | 300 | 6130 | 5376.2 | 53.69 | 53.7 | 0.01 | 0
2025 | NYISO_G-I_2_NYISO_J-K | NYISO_G-I | NYISO_J-K | Internal | Summer | B7 | 400 | 6130 | 4932.95 | 40.69 | 40.7 | 0.01 | 0
2025 | NYISO_G-I_2_NYISO_J-K | NYISO_G-I | NYISO_J-K | Internal | Summer | B8 | 500 | 6130 | 5068.91 | 40.39 | 40.4 | 0.01 | 0
2025 | NYISO_G-I_2_NYISO_J-K | NYISO_G-I | NYISO_J-K | Internal | Summer | B9 | 800 | 6130 | 5153.51 | 39.42 | 39.43 | 0.01 | 0
2025 | NYISO_G-I_2_NYISO_J-K | NYISO_G-I | NYISO_J-K | Internal | Summer | B10 | 1262 | 6130 | 3627.38 | 39.42 | 39.43 | 0.01 | 0
2025 | NYISO_G-I_2_NYISO_J-K | NYISO_G-I | NYISO_J-K | Internal | Winter | B16 | 25 | 6130 | 5527.65 | 55.55 | 55.56 | 0.01 | 0
2025 | NYISO_G-I_2_NYISO_J-K | NYISO_G-I | NYISO_J-K | Internal | Winter | B17 | 100 | 6130 | 5648.65 | 55.55 | 55.56 | 0.01 | 0
2025 | NYISO_G-I_2_NYISO_J-K | NYISO_G-I | NYISO_J-K | Internal | Winter | B18 | 400 | 6130 | 5698.49 | 52.21 | 52.22 | 0.01 | 0
2025 | NYISO_G-I_2_NYISO_J-K | NYISO_G-I | NYISO_J-K | Internal | Winter | B19 | 700 | 6130 | 6130 | 51.08 | 52.22 | 0.01 | 1.13
2025 | NYISO_G-I_2_NYISO_J-K | NYISO_G-I | NYISO_J-K | Internal | Winter | B20 | 935 | 6130 | 5020.73 | 49.28 | 49.29 | 0.01 | 0
2025 | NYISO_G-I_2_PJM_E | NYISO_G-I | PJM_E | Internal | Shoulder | B11 | 25 | 1500 | 889.24 | 52.37 | 60.37 | 8 | 0
2025 | NYISO_G-I_2_PJM_E | NYISO_G-I | PJM_E | Internal | Shoulder | B12 | 200 | 1500 | 0 | 42.15 | 49.2 | 8 | 0
2025 | NYISO_G-I_2_PJM_E | NYISO_G-I | PJM_E | Internal | Shoulder | B13 | 600 | 1500 | 0 | 42.15 | 44.42 | 8 | 0
2025 | NYISO_G-I_2_PJM_E | NYISO_G-I | PJM_E | Internal | Shoulder | B14 | 900 | 1500 | 0 | 42.14 | 43.97 | 8 | 0
2025 | NYISO_G-I_2_PJM_E | NYISO_G-I | PJM_E | Internal | Shoulder | B15 | 1203 | 1500 | 0 | 41.12 | 40.54 | 8 | 0
2025 | NYISO_G-I_2_PJM_E | NYISO_G-I | PJM_E | Internal | Summer | B1 | 10 | 1500 | 0 | 751.18 | 745.21 | 8 | 0
2025 | NYISO_G-I_2_PJM_E | NYISO_G-I | PJM_E | Internal | Summer | B2 | 25 | 1500 | 704.02 | 542.09 | 550.09 | 8 | 0
2025 | NYISO_G-I_2_PJM_E | NYISO_G-I | PJM_E | Internal | Summer | B3 | 75 | 1500 | 207.89 | 60.4 | 68.4 | 8 | 0
2025 | NYISO_G-I_2_PJM_E | NYISO_G-I | PJM_E | Internal | Summer | B4 | 100 | 1500 | 1500 | 57.47 | 67.3 | 8 | 1.83
2025 | NYISO_G-I_2_PJM_E | NYISO_G-I | PJM_E | Internal | Summer | B5 | 200 | 1500 | 629.64 | 55.9 | 63.9 | 8 | 0
2025 | NYISO_G-I_2_PJM_E | NYISO_G-I | PJM_E | Internal | Summer | B6 | 300 | 1500 | 0 | 53.69 | 47.74 | 8 | 0
2025 | NYISO_G-I_2_PJM_E | NYISO_G-I | PJM_E | Internal | Summer | B7 | 400 | 1500 | 0 | 40.69 | 41.43 | 8 | 0
2025 | NYISO_G-I_2_PJM_E | NYISO_G-I | PJM_E | Internal | Summer | B8 | 500 | 1500 | 0 | 40.39 | 40.95 | 8 | 0
2025 | NYISO_G-I_2_PJM_E | NYISO_G-I | PJM_E | Internal | Summer | B9 | 800 | 1500 | 0 | 39.42 | 38.33 | 8 | 0
2025 | NYISO_G-I_2_PJM_E | NYISO_G-I | PJM_E | Internal | Summer | B10 | 1262 | 1500 | 0 | 39.42 | 35.66 | 8 | 0
2025 | NYISO_G-I_2_PJM_E | NYISO_G-I | PJM_E | Internal | Winter | B16 | 25 | 1500 | 0 | 55.55 | 58.93 | 8 | 0
2025 | NYISO_G-I_2_PJM_E | NYISO_G-I | PJM_E | Internal | Winter | B17 | 100 | 1500 | 0 | 55.55 | 52.91 | 8 | 0
2025 | NYISO_G-I_2_PJM_E | NYISO_G-I | PJM_E | Internal | Winter | B18 | 400 | 1500 | 0 | 52.21 | 47.36 | 8 | 0
2025 | NYISO_G-I_2_PJM_E | NYISO_G-I | PJM_E | Internal | Winter | B19 | 700 | 1500 | 0 | 51.08 | 45.08 | 8 | 0
2025 | NYISO_G-I_2_PJM_E | NYISO_G-I | PJM_E | Internal | Winter | B20 | 935 | 1500 | 0 | 49.28 | 38.52 | 8 | 0
2025 | NYISO_J-K_2_PJM_E | NYISO_J-K | PJM_E | Internal | Shoulder | B11 | 25 | 0.01 | 0 | 52.38 | 60.37 | 8 | 0
2025 | NYISO_J-K_2_PJM_E | NYISO_J-K | PJM_E | Internal | Shoulder | B12 | 200 | 0.01 | 0 | 42.16 | 49.2 | 8 | 0
2025 | NYISO_J-K_2_PJM_E | NYISO_J-K | PJM_E | Internal | Shoulder | B13 | 600 | 0.01 | 0 | 42.16 | 44.42 | 8 | 0
2025 | NYISO_J-K_2_PJM_E | NYISO_J-K | PJM_E | Internal | Shoulder | B14 | 900 | 0.01 | 0 | 42.15 | 43.97 | 8 | 0
2025 | NYISO_J-K_2_PJM_E | NYISO_J-K | PJM_E | Internal | Shoulder | B15 | 1203 | 0.01 | 0 | 41.13 | 40.54 | 8 | 0
2025 | NYISO_J-K_2_PJM_E | NYISO_J-K | PJM_E | Internal | Summer | B1 | 10 | 0.01 | 0 | 751.19 | 745.21 | 8 | 0
2025 | NYISO_J-K_2_PJM_E | NYISO_J-K | PJM_E | Internal | Summer | B2 | 25 | 0.01 | 0 | 542.1 | 550.09 | 8 | 0
2025 | NYISO_J-K_2_PJM_E | NYISO_J-K | PJM_E | Internal | Summer | B3 | 75 | 0.01 | 0 | 60.42 | 68.4 | 8 | 0
2025 | NYISO_J-K_2_PJM_E | NYISO_J-K | PJM_E | Internal | Summer | B4 | 100 | 0.01 | 0 | 57.48 | 67.3 | 8 | 1.82
2025 | NYISO_J-K_2_PJM_E | NYISO_J-K | PJM_E | Internal | Summer | B5 | 200 | 0.01 | 0 | 55.91 | 63.9 | 8 | 0
2025 | NYISO_J-K_2_PJM_E | NYISO_J-K | PJM_E | Internal | Summer | B6 | 300 | 0.01 | 0 | 53.7 | 47.74 | 8 | 0
2025 | NYISO_J-K_2_PJM_E | NYISO_J-K | PJM_E | Internal | Summer | B7 | 400 | 0.01 | 0 | 40.7 | 41.43 | 8 | 0
2025 | NYISO_J-K_2_PJM_E | NYISO_J-K | PJM_E | Internal | Summer | B8 | 500 | 0.01 | 0 | 40.4 | 40.95 | 8 | 0
2025 | NYISO_J-K_2_PJM_E | NYISO_J-K | PJM_E | Internal | Summer | B9 | 800 | 0.01 | 0 | 39.43 | 38.33 | 8 | 0
2025 | NYISO_J-K_2_PJM_E | NYISO_J-K | PJM_E | Internal | Summer | B10 | 1262 | 0.01 | 0 | 39.43 | 35.66 | 8 | 0
2025 | NYISO_J-K_2_PJM_E | NYISO_J-K | PJM_E | Internal | Winter | B16 | 25 | 0.01 | 0 | 55.56 | 58.93 | 8 | 0
2025 | NYISO_J-K_2_PJM_E | NYISO_J-K | PJM_E | Internal | Winter | B17 | 100 | 0.01 | 0 | 55.56 | 52.91 | 8 | 0
2025 | NYISO_J-K_2_PJM_E | NYISO_J-K | PJM_E | Internal | Winter | B18 | 400 | 0.01 | 0 | 52.22 | 47.36 | 8 | 0
2025 | NYISO_J-K_2_PJM_E | NYISO_J-K | PJM_E | Internal | Winter | B19 | 700 | 0.01 | 0 | 52.22 | 45.08 | 8 | 0
2025 | NYISO_J-K_2_PJM_E | NYISO_J-K | PJM_E | Internal | Winter | B20 | 935 | 0.01 | 0 | 49.29 | 38.52 | 8 | 0
2025 | PJM_E_2_NYISO_G-I | PJM_E | NYISO_G-I | Internal | Shoulder | B11 | 25 | 500 | 0 | 60.37 | 52.37 | 6 | 0
2025 | PJM_E_2_NYISO_G-I | PJM_E | NYISO_G-I | Internal | Shoulder | B12 | 200 | 500 | 0 | 49.2 | 42.15 | 6 | 0
2025 | PJM_E_2_NYISO_G-I | PJM_E | NYISO_G-I | Internal | Shoulder | B13 | 600 | 500 | 0 | 44.42 | 42.15 | 6 | 0
2025 | PJM_E_2_NYISO_G-I | PJM_E | NYISO_G-I | Internal | Shoulder | B14 | 900 | 500 | 0 | 43.97 | 42.14 | 6 | 0
2025 | PJM_E_2_NYISO_G-I | PJM_E | NYISO_G-I | Internal | Shoulder | B15 | 1203 | 500 | 0 | 40.54 | 41.12 | 6 | 0
2025 | PJM_E_2_NYISO_G-I | PJM_E | NYISO_G-I | Internal | Summer | B1 | 10 | 500 | 0 | 745.21 | 751.18 | 6 | 0
2025 | PJM_E_2_NYISO_G-I | PJM_E | NYISO_G-I | Internal | Summer | B2 | 25 | 500 | 0 | 550.09 | 542.09 | 6 | 0
2025 | PJM_E_2_NYISO_G-I | PJM_E | NYISO_G-I | Internal | Summer | B3 | 75 | 500 | 0 | 68.4 | 60.4 | 6 | 0
2025 | PJM_E_2_NYISO_G-I | PJM_E | NYISO_G-I | Internal | Summer | B4 | 100 | 500 | 0 | 67.3 | 57.47 | 6 | 0
2025 | PJM_E_2_NYISO_G-I | PJM_E | NYISO_G-I | Internal | Summer | B5 | 200 | 500 | 0 | 63.9 | 55.9 | 6 | 0
2025 | PJM_E_2_NYISO_G-I | PJM_E | NYISO_G-I | Internal | Summer | B6 | 300 | 500 | 0 | 47.74 | 53.69 | 6 | 0
2025 | PJM_E_2_NYISO_G-I | PJM_E | NYISO_G-I | Internal | Summer | B7 | 400 | 500 | 0 | 41.43 | 40.69 | 6 | 0
2025 | PJM_E_2_NYISO_G-I | PJM_E | NYISO_G-I | Internal | Summer | B8 | 500 | 500 | 0 | 40.95 | 40.39 | 6 | 0
2025 | PJM_E_2_NYISO_G-I | PJM_E | NYISO_G-I | Internal | Summer | B9 | 800 | 500 | 0 | 38.33 | 39.42 | 6 | 0
2025 | PJM_E_2_NYISO_G-I | PJM_E | NYISO_G-I | Internal | Summer | B10 | 1262 | 500 | 0 | 35.66 | 39.42 | 6 | 0
2025 | PJM_E_2_NYISO_G-I | PJM_E | NYISO_G-I | Internal | Winter | B16 | 25 | 500 | 0 | 58.93 | 55.55 | 6 | 0
2025 | PJM_E_2_NYISO_G-I | PJM_E | NYISO_G-I | Internal | Winter | B17 | 100 | 500 | 0 | 52.91 | 55.55 | 6 | 0
2025 | PJM_E_2_NYISO_G-I | PJM_E | NYISO_G-I | Internal | Winter | B18 | 400 | 500 | 0 | 47.36 | 52.21 | 6 | 0
2025 | PJM_E_2_NYISO_G-I | PJM_E | NYISO_G-I | Internal | Winter | B19 | 700 | 500 | 265.59 | 45.08 | 51.08 | 6 | 0
2025 | PJM_E_2_NYISO_G-I | PJM_E | NYISO_G-I | Internal | Winter | B20 | 935 | 500 | 500 | 38.52 | 49.28 | 6 | 4.76
2025 | PJM_E_2_NYISO_J-K | PJM_E | NYISO_J-K | Internal | Shoulder | B11 | 25 | 330 | 0 | 60.37 | 52.38 | 6 | 0
2025 | PJM_E_2_NYISO_J-K | PJM_E | NYISO_J-K | Internal | Shoulder | B12 | 200 | 330 | 0 | 49.2 | 42.16 | 6 | 0
2025 | PJM_E_2_NYISO_J-K | PJM_E | NYISO_J-K | Internal | Shoulder | B13 | 600 | 330 | 0 | 44.42 | 42.16 | 6 | 0
2025 | PJM_E_2_NYISO_J-K | PJM_E | NYISO_J-K | Internal | Shoulder | B14 | 900 | 330 | 0 | 43.97 | 42.15 | 6 | 0
2025 | PJM_E_2_NYISO_J-K | PJM_E | NYISO_J-K | Internal | Shoulder | B15 | 1203 | 330 | 0 | 40.54 | 41.13 | 6 | 0
2025 | PJM_E_2_NYISO_J-K | PJM_E | NYISO_J-K | Internal | Summer | B1 | 10 | 330 | 0 | 745.21 | 751.19 | 6 | 0
2025 | PJM_E_2_NYISO_J-K | PJM_E | NYISO_J-K | Internal | Summer | B2 | 25 | 330 | 0 | 550.09 | 542.1 | 6 | 0
2025 | PJM_E_2_NYISO_J-K | PJM_E | NYISO_J-K | Internal | Summer | B3 | 75 | 330 | 0 | 68.4 | 60.42 | 6 | 0
2025 | PJM_E_2_NYISO_J-K | PJM_E | NYISO_J-K | Internal | Summer | B4 | 100 | 330 | 0 | 67.3 | 57.48 | 6 | 0
2025 | PJM_E_2_NYISO_J-K | PJM_E | NYISO_J-K | Internal | Summer | B5 | 200 | 330 | 0 | 63.9 | 55.91 | 6 | 0
2025 | PJM_E_2_NYISO_J-K | PJM_E | NYISO_J-K | Internal | Summer | B6 | 300 | 330 | 0 | 47.74 | 53.7 | 6 | 0
2025 | PJM_E_2_NYISO_J-K | PJM_E | NYISO_J-K | Internal | Summer | B7 | 400 | 330 | 0 | 41.43 | 40.7 | 6 | 0
2025 | PJM_E_2_NYISO_J-K | PJM_E | NYISO_J-K | Internal | Summer | B8 | 500 | 330 | 0 | 40.95 | 40.4 | 6 | 0
2025 | PJM_E_2_NYISO_J-K | PJM_E | NYISO_J-K | Internal | Summer | B9 | 800 | 330 | 0 | 38.33 | 39.43 | 6 | 0
2025 | PJM_E_2_NYISO_J-K | PJM_E | NYISO_J-K | Internal | Summer | B10 | 1262 | 330 | 0 | 35.66 | 39.43 | 6 | 0
2025 | PJM_E_2_NYISO_J-K | PJM_E | NYISO_J-K | Internal | Winter | B16 | 25 | 330 | 0 | 58.93 | 55.56 | 6 | 0
2025 | PJM_E_2_NYISO_J-K | PJM_E | NYISO_J-K | Internal | Winter | B17 | 100 | 330 | 0 | 52.91 | 55.56 | 6 | 0
2025 | PJM_E_2_NYISO_J-K | PJM_E | NYISO_J-K | Internal | Winter | B18 | 400 | 330 | 0 | 47.36 | 52.22 | 6 | 0
2025 | PJM_E_2_NYISO_J-K | PJM_E | NYISO_J-K | Internal | Winter | B19 | 700 | 330 | 330 | 45.08 | 52.22 | 6 | 1.15
2025 | PJM_E_2_NYISO_J-K | PJM_E | NYISO_J-K | Internal | Winter | B20 | 935 | 330 | 330 | 38.52 | 49.29 | 6 | 4.77
2025 | PJM_E_2_PJM_ROM | PJM_E | PJM_ROM | Internal | Shoulder | B11 | 25 | 8000 | 5276.01 | 60.37 | 60.38 | 0.01 | 0
2025 | PJM_E_2_PJM_ROM | PJM_E | PJM_ROM | Internal | Shoulder | B12 | 200 | 8000 | 4404.45 | 49.2 | 49.21 | 0.01 | 0
2025 | PJM_E_2_PJM_ROM | PJM_E | PJM_ROM | Internal | Shoulder | B13 | 600 | 8000 | 1716.9 | 44.42 | 44.43 | 0.01 | 0
2025 | PJM_E_2_PJM_ROM | PJM_E | PJM_ROM | Internal | Shoulder | B14 | 900 | 8000 | 2646.36 | 43.97 | 43.98 | 0.01 | 0
2025 | PJM_E_2_PJM_ROM | PJM_E | PJM_ROM | Internal | Shoulder | B15 | 1203 | 8000 | 1043.64 | 40.54 | 40.55 | 0.01 | 0
2025 | PJM_E_2_PJM_ROM | PJM_E | PJM_ROM | Internal | Summer | B1 | 10 | 8000 | 0 | 745.21 | 745.2 | 0.01 | 0
2025 | PJM_E_2_PJM_ROM | PJM_E | PJM_ROM | Internal | Summer | B2 | 25 | 8000 | 0 | 550.09 | 550.08 | 0.01 | 0
2025 | PJM_E_2_PJM_ROM | PJM_E | PJM_ROM | Internal | Summer | B3 | 75 | 8000 | 896.96 | 68.4 | 68.42 | 0.01 | 0
2025 | PJM_E_2_PJM_ROM | PJM_E | PJM_ROM | Internal | Summer | B4 | 100 | 8000 | 2857.32 | 67.3 | 67.31 | 0.01 | 0
2025 | PJM_E_2_PJM_ROM | PJM_E | PJM_ROM | Internal | Summer | B5 | 200 | 8000 | 1689.97 | 63.9 | 63.91 | 0.01 | 0
2025 | PJM_E_2_PJM_ROM | PJM_E | PJM_ROM | Internal | Summer | B6 | 300 | 8000 | 2267.09 | 47.74 | 47.75 | 0.01 | 0
2025 | PJM_E_2_PJM_ROM | PJM_E | PJM_ROM | Internal | Summer | B7 | 400 | 8000 | 0 | 41.43 | 41.42 | 0.01 | 0
2025 | PJM_E_2_PJM_ROM | PJM_E | PJM_ROM | Internal | Summer | B8 | 500 | 8000 | 0 | 40.95 | 40.94 | 0.01 | 0
2025 | PJM_E_2_PJM_ROM | PJM_E | PJM_ROM | Internal | Summer | B9 | 800 | 8000 | 0 | 38.33 | 38.32 | 0.01 | 0
2025 | PJM_E_2_PJM_ROM | PJM_E | PJM_ROM | Internal | Summer | B10 | 1262 | 8000 | 0 | 35.66 | 35.65 | 0.01 | 0
2025 | PJM_E_2_PJM_ROM | PJM_E | PJM_ROM | Internal | Winter | B16 | 25 | 8000 | 1721.53 | 58.93 | 58.94 | 0.01 | 0
2025 | PJM_E_2_PJM_ROM | PJM_E | PJM_ROM | Internal | Winter | B17 | 100 | 8000 | 1217.63 | 52.91 | 52.93 | 0.01 | 0
2025 | PJM_E_2_PJM_ROM | PJM_E | PJM_ROM | Internal | Winter | B18 | 400 | 8000 | 0 | 47.36 | 47.35 | 0.01 | 0
2025 | PJM_E_2_PJM_ROM | PJM_E | PJM_ROM | Internal | Winter | B19 | 700 | 8000 | 0 | 45.08 | 45.07 | 0.01 | 0
2025 | PJM_E_2_PJM_ROM | PJM_E | PJM_ROM | Internal | Winter | B20 | 935 | 8000 | 0 | 38.52 | 38.51 | 0.01 | 0
2025 | PJM_ROR_2_MISO_IN | PJM_ROR | MISO_IN | Internal | Shoulder | B11 | 25 | 909 | 909 | 60.39 | 65.44 | 2 | 3.05
2025 | PJM_ROR_2_MISO_IN | PJM_ROR | MISO_IN | Internal | Shoulder | B12 | 200 | 909 | 0 | 49.22 | 51.21 | 2 | 0
2025 | PJM_ROR_2_MISO_IN | PJM_ROR | MISO_IN | Internal | Shoulder | B13 | 600 | 909 | 0 | 44.45 | 44.77 | 2 | 0
2025 | PJM_ROR_2_MISO_IN | PJM_ROR | MISO_IN | Internal | Shoulder | B14 | 900 | 909 | 0 | 43.99 | 43.97 | 2 | 0
2025 | PJM_ROR_2_MISO_IN | PJM_ROR | MISO_IN | Internal | Shoulder | B15 | 1203 | 909 | 0 | 40.54 | 41.04 | 2 | 0
2025 | PJM_ROR_2_MISO_IN | PJM_ROR | MISO_IN | Internal | Summer | B1 | 10 | 909 | 0 | 745.19 | 743.2 | 2 | 0
2025 | PJM_ROR_2_MISO_IN | PJM_ROR | MISO_IN | Internal | Summer | B2 | 25 | 909 | 0 | 550.09 | 548.1 | 2 | 0
2025 | PJM_ROR_2_MISO_IN | PJM_ROR | MISO_IN | Internal | Summer | B3 | 75 | 909 | 909 | 68.43 | 70.44 | 2 | 0.01
2025 | PJM_ROR_2_MISO_IN | PJM_ROR | MISO_IN | Internal | Summer | B4 | 100 | 909 | 0 | 67.32 | 69.31 | 2 | 0
2025 | PJM_ROR_2_MISO_IN | PJM_ROR | MISO_IN | Internal | Summer | B5 | 200 | 909 | 909 | 63.92 | 65.94 | 2 | 0.01
2025 | PJM_ROR_2_MISO_IN | PJM_ROR | MISO_IN | Internal | Summer | B6 | 300 | 909 | 513.06 | 47.76 | 49.76 | 2 | 0
2025 | PJM_ROR_2_MISO_IN | PJM_ROR | MISO_IN | Internal | Summer | B7 | 400 | 909 | 0 | 41.43 | 42.27 | 2 | 0
2025 | PJM_ROR_2_MISO_IN | PJM_ROR | MISO_IN | Internal | Summer | B8 | 500 | 909 | 0 | 40.93 | 40.52 | 2 | 0
2025 | PJM_ROR_2_MISO_IN | PJM_ROR | MISO_IN | Internal | Summer | B9 | 800 | 909 | 0 | 38.31 | 38.44 | 2 | 0
2025 | PJM_ROR_2_MISO_IN | PJM_ROR | MISO_IN | Internal | Summer | B10 | 1262 | 909 | 0 | 35.64 | 35.53 | 2 | 0
2025 | PJM_ROR_2_MISO_IN | PJM_ROR | MISO_IN | Internal | Winter | B16 | 25 | 909 | 909 | 58.95 | 60.97 | 2 | 0.01
2025 | PJM_ROR_2_MISO_IN | PJM_ROR | MISO_IN | Internal | Winter | B17 | 100 | 909 | 643.41 | 52.94 | 54.94 | 2 | 0
2025 | PJM_ROR_2_MISO_IN | PJM_ROR | MISO_IN | Internal | Winter | B18 | 400 | 909 | 0 | 47.34 | 47.37 | 2 | 0
2025 | PJM_ROR_2_MISO_IN | PJM_ROR | MISO_IN | Internal | Winter | B19 | 700 | 909 | 0 | 45.05 | 44.35 | 2 | 0
2025 | PJM_ROR_2_MISO_IN | PJM_ROR | MISO_IN | Internal | Winter | B20 | 935 | 909 | 0 | 38.49 | 39.77 | 2 | 0
2025 | PJM_ROR_2_MISO_MI | PJM_ROR | MISO_MI | Internal | Shoulder | B11 | 25 | 1305 | 1301.91 | 60.39 | 62.39 | 2 | 0
2025 | PJM_ROR_2_MISO_MI | PJM_ROR | MISO_MI | Internal | Shoulder | B12 | 200 | 1305 | 154.26 | 49.22 | 51.22 | 2 | 0
2025 | PJM_ROR_2_MISO_MI | PJM_ROR | MISO_MI | Internal | Shoulder | B13 | 600 | 1305 | 0 | 44.45 | 44.78 | 2 | 0
2025 | PJM_ROR_2_MISO_MI | PJM_ROR | MISO_MI | Internal | Shoulder | B14 | 900 | 1305 | 0 | 43.99 | 43.98 | 2 | 0
2025 | PJM_ROR_2_MISO_MI | PJM_ROR | MISO_MI | Internal | Shoulder | B15 | 1203 | 1305 | 0 | 40.54 | 41.05 | 2 | 0
2025 | PJM_ROR_2_MISO_MI | PJM_ROR | MISO_MI | Internal | Summer | B1 | 10 | 1305 | 0 | 745.19 | 743.21 | 2 | 0
2025 | PJM_ROR_2_MISO_MI | PJM_ROR | MISO_MI | Internal | Summer | B2 | 25 | 1305 | 0 | 550.09 | 548.09 | 2 | 0
2025 | PJM_ROR_2_MISO_MI | PJM_ROR | MISO_MI | Internal | Summer | B3 | 75 | 1305 | 1305 | 68.43 | 70.45 | 2 | 0.02
2025 | PJM_ROR_2_MISO_MI | PJM_ROR | MISO_MI | Internal | Summer | B4 | 100 | 1305 | 146.48 | 67.32 | 69.32 | 2 | 0
2025 | PJM_ROR_2_MISO_MI | PJM_ROR | MISO_MI | Internal | Summer | B5 | 200 | 1305 | 771.87 | 63.92 | 65.92 | 2 | 0
2025 | PJM_ROR_2_MISO_MI | PJM_ROR | MISO_MI | Internal | Summer | B6 | 300 | 1305 | 756.9 | 47.76 | 49.76 | 2 | 0
2025 | PJM_ROR_2_MISO_MI | PJM_ROR | MISO_MI | Internal | Summer | B7 | 400 | 1305 | 0 | 41.43 | 42.29 | 2 | 0
2025 | PJM_ROR_2_MISO_MI | PJM_ROR | MISO_MI | Internal | Summer | B8 | 500 | 1305 | 0 | 40.93 | 40.53 | 2 | 0
2025 | PJM_ROR_2_MISO_MI | PJM_ROR | MISO_MI | Internal | Summer | B9 | 800 | 1305 | 0 | 38.31 | 38.45 | 2 | 0
2025 | PJM_ROR_2_MISO_MI | PJM_ROR | MISO_MI | Internal | Summer | B10 | 1262 | 1305 | 0 | 35.64 | 35.54 | 2 | 0
2025 | PJM_ROR_2_MISO_MI | PJM_ROR | MISO_MI | Internal | Winter | B16 | 25 | 1305 | 903.09 | 58.95 | 60.95 | 2 | 0
2025 | PJM_ROR_2_MISO_MI | PJM_ROR | MISO_MI | Internal | Winter | B17 | 100 | 1305 | 454.16 | 52.94 | 54.94 | 2 | 0
2025 | PJM_ROR_2_MISO_MI | PJM_ROR | MISO_MI | Internal | Winter | B18 | 400 | 1305 | 0 | 47.34 | 47.36 | 2 | 0
2025 | PJM_ROR_2_MISO_MI | PJM_ROR | MISO_MI | Internal | Winter | B19 | 700 | 1305 | 0 | 45.05 | 44.34 | 2 | 0
2025 | PJM_ROR_2_MISO_MI | PJM_ROR | MISO_MI | Internal | Winter | B20 | 935 | 1305 | 0 | 38.49 | 39.78 | 2 | 0
2025 | PJM_ROR_2_MISO_MO-IL | PJM_ROR | MISO_MO-IL | Internal | Shoulder | B11 | 25 | 1111 | 1111 | 60.39 | 65.45 | 2 | 3.06
2025 | PJM_ROR_2_MISO_MO-IL | PJM_ROR | MISO_MO-IL | Internal | Shoulder | B12 | 200 | 1111 | 0 | 49.22 | 47.82 | 2 | 0
2025 | PJM_ROR_2_MISO_MO-IL | PJM_ROR | MISO_MO-IL | Internal | Shoulder | B13 | 600 | 1111 | 0 | 44.45 | 44.76 | 2 | 0
2025 | PJM_ROR_2_MISO_MO-IL | PJM_ROR | MISO_MO-IL | Internal | Shoulder | B14 | 900 | 1111 | 0 | 43.99 | 43.96 | 2 | 0
2025 | PJM_ROR_2_MISO_MO-IL | PJM_ROR | MISO_MO-IL | Internal | Shoulder | B15 | 1203 | 1111 | 0 | 40.54 | 41.03 | 2 | 0
2025 | PJM_ROR_2_MISO_MO-IL | PJM_ROR | MISO_MO-IL | Internal | Summer | B1 | 10 | 1111 | 0 | 745.19 | 743.19 | 2 | 0
2025 | PJM_ROR_2_MISO_MO-IL | PJM_ROR | MISO_MO-IL | Internal | Summer | B2 | 25 | 1111 | 0 | 550.09 | 548.11 | 2 | 0
2025 | PJM_ROR_2_MISO_MO-IL | PJM_ROR | MISO_MO-IL | Internal | Summer | B3 | 75 | 1111 | 523.28 | 68.43 | 70.43 | 2 | 0
2025 | PJM_ROR_2_MISO_MO-IL | PJM_ROR | MISO_MO-IL | Internal | Summer | B4 | 100 | 1111 | 0 | 67.32 | 69.3 | 2 | 0
2025 | PJM_ROR_2_MISO_MO-IL | PJM_ROR | MISO_MO-IL | Internal | Summer | B5 | 200 | 1111 | 1111 | 63.92 | 65.95 | 2 | 0.02
2025 | PJM_ROR_2_MISO_MO-IL | PJM_ROR | MISO_MO-IL | Internal | Summer | B6 | 300 | 1111 | 397.08 | 47.76 | 49.76 | 2 | 0
2025 | PJM_ROR_2_MISO_MO-IL | PJM_ROR | MISO_MO-IL | Internal | Summer | B7 | 400 | 1111 | 0 | 41.43 | 42.26 | 2 | 0
2025 | PJM_ROR_2_MISO_MO-IL | PJM_ROR | MISO_MO-IL | Internal | Summer | B8 | 500 | 1111 | 0 | 40.93 | 40.5 | 2 | 0
2025 | PJM_ROR_2_MISO_MO-IL | PJM_ROR | MISO_MO-IL | Internal | Summer | B9 | 800 | 1111 | 0 | 38.31 | 38.43 | 2 | 0
2025 | PJM_ROR_2_MISO_MO-IL | PJM_ROR | MISO_MO-IL | Internal | Summer | B10 | 1262 | 1111 | 0 | 35.64 | 35.54 | 2 | 0
2025 | PJM_ROR_2_MISO_MO-IL | PJM_ROR | MISO_MO-IL | Internal | Winter | B16 | 25 | 1111 | 0 | 58.95 | 56.97 | 2 | 0
2025 | PJM_ROR_2_MISO_MO-IL | PJM_ROR | MISO_MO-IL | Internal | Winter | B17 | 100 | 1111 | 0 | 52.94 | 50.95 | 2 | 0
2025 | PJM_ROR_2_MISO_MO-IL | PJM_ROR | MISO_MO-IL | Internal | Winter | B18 | 400 | 1111 | 0 | 47.34 | 47.36 | 2 | 0
2025 | PJM_ROR_2_MISO_MO-IL | PJM_ROR | MISO_MO-IL | Internal | Winter | B19 | 700 | 1111 | 0 | 45.05 | 44.34 | 2 | 0
2025 | PJM_ROR_2_MISO_MO-IL | PJM_ROR | MISO_MO-IL | Internal | Winter | B20 | 935 | 1111 | 0 | 38.49 | 39.76 | 2 | 0
2025 | PJM_ROR_2_MISO_W | PJM_ROR | MISO_W | Internal | Shoulder | B11 | 25 | 709 | 709 | 60.39 | 65.44 | 2 | 3.05
2025 | PJM_ROR_2_MISO_W | PJM_ROR | MISO_W | Internal | Shoulder | B12 | 200 | 709 | 0 | 49.22 | 47.81 | 2 | 0
2025 | PJM_ROR_2_MISO_W | PJM_ROR | MISO_W | Internal | Shoulder | B13 | 600 | 709 | 0 | 44.45 | 44.74 | 2 | 0
2025 | PJM_ROR_2_MISO_W | PJM_ROR | MISO_W | Internal | Shoulder | B14 | 900 | 709 | 0 | 43.99 | 43.95 | 2 | 0
2025 | PJM_ROR_2_MISO_W | PJM_ROR | MISO_W | Internal | Shoulder | B15 | 1203 | 709 | 0 | 40.54 | 41.02 | 2 | 0
2025 | PJM_ROR_2_MISO_W | PJM_ROR | MISO_W | Internal | Summer | B1 | 10 | 709 | 0 | 745.19 | 743.18 | 2 | 0
2025 | PJM_ROR_2_MISO_W | PJM_ROR | MISO_W | Internal | Summer | B2 | 25 | 709 | 0 | 550.09 | 548.1 | 2 | 0
2025 | PJM_ROR_2_MISO_W | PJM_ROR | MISO_W | Internal | Summer | B3 | 75 | 709 | 709 | 68.43 | 70.44 | 2 | 0.01
2025 | PJM_ROR_2_MISO_W | PJM_ROR | MISO_W | Internal | Summer | B4 | 100 | 709 | 328.02 | 67.32 | 69.32 | 2 | 0
2025 | PJM_ROR_2_MISO_W | PJM_ROR | MISO_W | Internal | Summer | B5 | 200 | 709 | 709 | 63.92 | 65.94 | 2 | 0.01
2025 | PJM_ROR_2_MISO_W | PJM_ROR | MISO_W | Internal | Summer | B6 | 300 | 709 | 709 | 47.76 | 49.78 | 2 | 0.01
2025 | PJM_ROR_2_MISO_W | PJM_ROR | MISO_W | Internal | Summer | B7 | 400 | 709 | 0 | 41.43 | 42.25 | 2 | 0
2025 | PJM_ROR_2_MISO_W | PJM_ROR | MISO_W | Internal | Summer | B8 | 500 | 709 | 0 | 40.93 | 40.49 | 2 | 0
2025 | PJM_ROR_2_MISO_W | PJM_ROR | MISO_W | Internal | Summer | B9 | 800 | 709 | 0 | 38.31 | 38.44 | 2 | 0
2025 | PJM_ROR_2_MISO_W | PJM_ROR | MISO_W | Internal | Summer | B10 | 1262 | 709 | 0 | 35.64 | 35.53 | 2 | 0
2025 | PJM_ROR_2_MISO_W | PJM_ROR | MISO_W | Internal | Winter | B16 | 25 | 709 | 0 | 58.95 | 56.95 | 2 | 0
2025 | PJM_ROR_2_MISO_W | PJM_ROR | MISO_W | Internal | Winter | B17 | 100 | 709 | 0 | 52.94 | 50.94 | 2 | 0
2025 | PJM_ROR_2_MISO_W | PJM_ROR | MISO_W | Internal | Winter | B18 | 400 | 709 | 0 | 47.34 | 47.35 | 2 | 0
2025 | PJM_ROR_2_MISO_W | PJM_ROR | MISO_W | Internal | Winter | B19 | 700 | 709 | 0 | 45.05 | 44.32 | 2 | 0
2025 | PJM_ROR_2_MISO_W | PJM_ROR | MISO_W | Internal | Winter | B20 | 935 | 709 | 0 | 38.49 | 39.74 | 2 | 0
2025 | PJM_ROR_2_MISO_WUMS | PJM_ROR | MISO_WUMS | Internal | Shoulder | B11 | 25 | 1467 | 1274.58 | 60.39 | 62.39 | 2 | 0
2025 | PJM_ROR_2_MISO_WUMS | PJM_ROR | MISO_WUMS | Internal | Shoulder | B12 | 200 | 1467 | 0 | 49.22 | 47.82 | 2 | 0
2025 | PJM_ROR_2_MISO_WUMS | PJM_ROR | MISO_WUMS | Internal | Shoulder | B13 | 600 | 1467 | 0 | 44.45 | 44.76 | 2 | 0
2025 | PJM_ROR_2_MISO_WUMS | PJM_ROR | MISO_WUMS | Internal | Shoulder | B14 | 900 | 1467 | 0 | 43.99 | 43.93 | 2 | 0
2025 | PJM_ROR_2_MISO_WUMS | PJM_ROR | MISO_WUMS | Internal | Shoulder | B15 | 1203 | 1467 | 0 | 40.54 | 41.03 | 2 | 0
2025 | PJM_ROR_2_MISO_WUMS | PJM_ROR | MISO_WUMS | Internal | Summer | B1 | 10 | 1467 | 0 | 745.19 | 743.19 | 2 | 0
2025 | PJM_ROR_2_MISO_WUMS | PJM_ROR | MISO_WUMS | Internal | Summer | B2 | 25 | 1467 | 0 | 550.09 | 548.09 | 2 | 0
2025 | PJM_ROR_2_MISO_WUMS | PJM_ROR | MISO_WUMS | Internal | Summer | B3 | 75 | 1467 | 1460.01 | 68.43 | 70.43 | 2 | 0
2025 | PJM_ROR_2_MISO_WUMS | PJM_ROR | MISO_WUMS | Internal | Summer | B4 | 100 | 1467 | 282.18 | 67.32 | 69.32 | 2 | 0
2025 | PJM_ROR_2_MISO_WUMS | PJM_ROR | MISO_WUMS | Internal | Summer | B5 | 200 | 1467 | 286.33 | 63.92 | 65.92 | 2 | 0
2025 | PJM_ROR_2_MISO_WUMS | PJM_ROR | MISO_WUMS | Internal | Summer | B6 | 300 | 1467 | 37.76 | 47.76 | 49.76 | 2 | 0
2025 | PJM_ROR_2_MISO_WUMS | PJM_ROR | MISO_WUMS | Internal | Summer | B7 | 400 | 1467 | 0 | 41.43 | 42.24 | 2 | 0
2025 | PJM_ROR_2_MISO_WUMS | PJM_ROR | MISO_WUMS | Internal | Summer | B8 | 500 | 1467 | 0 | 40.93 | 40.48 | 2 | 0
2025 | PJM_ROR_2_MISO_WUMS | PJM_ROR | MISO_WUMS | Internal | Summer | B9 | 800 | 1467 | 0 | 38.31 | 38.45 | 2 | 0
2025 | PJM_ROR_2_MISO_WUMS | PJM_ROR | MISO_WUMS | Internal | Summer | B10 | 1262 | 1467 | 0 | 35.64 | 35.54 | 2 | 0
2025 | PJM_ROR_2_MISO_WUMS | PJM_ROR | MISO_WUMS | Internal | Winter | B16 | 25 | 1467 | 0 | 58.95 | 56.95 | 2 | 0
2025 | PJM_ROR_2_MISO_WUMS | PJM_ROR | MISO_WUMS | Internal | Winter | B17 | 100 | 1467 | 0 | 52.94 | 50.94 | 2 | 0
2025 | PJM_ROR_2_MISO_WUMS | PJM_ROR | MISO_WUMS | Internal | Winter | B18 | 400 | 1467 | 0 | 47.34 | 47.34 | 2 | 0
2025 | PJM_ROR_2_MISO_WUMS | PJM_ROR | MISO_WUMS | Internal | Winter | B19 | 700 | 1467 | 0 | 45.05 | 44.31 | 2 | 0
2025 | PJM_ROR_2_MISO_WUMS | PJM_ROR | MISO_WUMS | Internal | Winter | B20 | 935 | 1467 | 0 | 38.49 | 39.76 | 2 | 0
2025 | PJM_ROR_2_PJM_ROM | PJM_ROR | PJM_ROM | Internal | Shoulder | B11 | 25 | 8000 | 0 | 60.39 | 60.38 | 0.01 | 0
2025 | PJM_ROR_2_PJM_ROM | PJM_ROR | PJM_ROM | Internal | Shoulder | B12 | 200 | 8000 | 0 | 49.22 | 49.21 | 0.01 | 0
2025 | PJM_ROR_2_PJM_ROM | PJM_ROR | PJM_ROM | Internal | Shoulder | B13 | 600 | 8000 | 0 | 44.45 | 44.43 | 0.01 | 0
2025 | PJM_ROR_2_PJM_ROM | PJM_ROR | PJM_ROM | Internal | Shoulder | B14 | 900 | 8000 | 0 | 43.99 | 43.98 | 0.01 | 0
2025 | PJM_ROR_2_PJM_ROM | PJM_ROR | PJM_ROM | Internal | Shoulder | B15 | 1203 | 8000 | 259.67 | 40.54 | 40.55 | 0.01 | 0
2025 | PJM_ROR_2_PJM_ROM | PJM_ROR | PJM_ROM | Internal | Summer | B1 | 10 | 8000 | 1696.26 | 745.19 | 745.2 | 0.01 | 0
2025 | PJM_ROR_2_PJM_ROM | PJM_ROR | PJM_ROM | Internal | Summer | B2 | 25 | 8000 | 0 | 550.09 | 550.08 | 0.01 | 0
2025 | PJM_ROR_2_PJM_ROM | PJM_ROR | PJM_ROM | Internal | Summer | B3 | 75 | 8000 | 0 | 68.43 | 68.42 | 0.01 | 0
2025 | PJM_ROR_2_PJM_ROM | PJM_ROR | PJM_ROM | Internal | Summer | B4 | 100 | 8000 | 0 | 67.32 | 67.31 | 0.01 | 0
2025 | PJM_ROR_2_PJM_ROM | PJM_ROR | PJM_ROM | Internal | Summer | B5 | 200 | 8000 | 0 | 63.92 | 63.91 | 0.01 | 0
2025 | PJM_ROR_2_PJM_ROM | PJM_ROR | PJM_ROM | Internal | Summer | B6 | 300 | 8000 | 0 | 47.76 | 47.75 | 0.01 | 0
2025 | PJM_ROR_2_PJM_ROM | PJM_ROR | PJM_ROM | Internal | Summer | B7 | 400 | 8000 | 0 | 41.43 | 41.42 | 0.01 | 0
2025 | PJM_ROR_2_PJM_ROM | PJM_ROR | PJM_ROM | Internal | Summer | B8 | 500 | 8000 | 2270.16 | 40.93 | 40.94 | 0.01 | 0
2025 | PJM_ROR_2_PJM_ROM | PJM_ROR | PJM_ROM | Internal | Summer | B9 | 800 | 8000 | 391.57 | 38.31 | 38.32 | 0.01 | 0
2025 | PJM_ROR_2_PJM_ROM | PJM_ROR | PJM_ROM | Internal | Summer | B10 | 1262 | 8000 | 5107.68 | 35.64 | 35.65 | 0.01 | 0
2025 | PJM_ROR_2_PJM_ROM | PJM_ROR | PJM_ROM | Internal | Winter | B16 | 25 | 8000 | 0 | 58.95 | 58.94 | 0.01 | 0
2025 | PJM_ROR_2_PJM_ROM | PJM_ROR | PJM_ROM | Internal | Winter | B17 | 100 | 8000 | 0 | 52.94 | 52.93 | 0.01 | 0
2025 | PJM_ROR_2_PJM_ROM | PJM_ROR | PJM_ROM | Internal | Winter | B18 | 400 | 8000 | 3258.75 | 47.34 | 47.35 | 0.01 | 0
2025 | PJM_ROR_2_PJM_ROM | PJM_ROR | PJM_ROM | Internal | Winter | B19 | 700 | 8000 | 4869.59 | 45.05 | 45.07 | 0.01 | 0
2025 | PJM_ROR_2_PJM_ROM | PJM_ROR | PJM_ROM | Internal | Winter | B20 | 935 | 8000 | 3018.92 | 38.49 | 38.51 | 0.01 | 0
2025 | PJM_ROR_2_TVA_Transmission | PJM_ROR | TVA_Transmission | Internal | Shoulder | B11 | 25 | 2500 | 457.78 | 60.39 | 66.39 | 6 | 0
2025 | PJM_ROR_2_TVA_Transmission | PJM_ROR | TVA_Transmission | Internal | Shoulder | B12 | 200 | 2500 | 0 | 49.22 | 51.93 | 6 | 0
2025 | PJM_ROR_2_TVA_Transmission | PJM_ROR | TVA_Transmission | Internal | Shoulder | B13 | 600 | 2500 | 0 | 44.45 | 49.03 | 6 | 0
2025 | PJM_ROR_2_TVA_Transmission | PJM_ROR | TVA_Transmission | Internal | Shoulder | B14 | 900 | 2500 | 0 | 43.99 | 48.85 | 6 | 0
2025 | PJM_ROR_2_TVA_Transmission | PJM_ROR | TVA_Transmission | Internal | Shoulder | B15 | 1203 | 2500 | 606.44 | 40.54 | 46.54 | 6 | 0
2025 | PJM_ROR_2_TVA_Transmission | PJM_ROR | TVA_Transmission | Internal | Summer | B1 | 10 | 2500 | 0 | 745.19 | 751.18 | 6 | 0
2025 | PJM_ROR_2_TVA_Transmission | PJM_ROR | TVA_Transmission | Internal | Summer | B2 | 25 | 2500 | 2500 | 550.09 | 556.11 | 6 | 0.02
2025 | PJM_ROR_2_TVA_Transmission | PJM_ROR | TVA_Transmission | Internal | Summer | B3 | 75 | 2500 | 2061.37 | 68.43 | 74.43 | 6 | 0
2025 | PJM_ROR_2_TVA_Transmission | PJM_ROR | TVA_Transmission | Internal | Summer | B4 | 100 | 2500 | 1379.82 | 67.32 | 73.32 | 6 | 0
2025 | PJM_ROR_2_TVA_Transmission | PJM_ROR | TVA_Transmission | Internal | Summer | B5 | 200 | 2500 | 496.88 | 63.92 | 69.92 | 6 | 0
2025 | PJM_ROR_2_TVA_Transmission | PJM_ROR | TVA_Transmission | Internal | Summer | B6 | 300 | 2500 | 1246.81 | 47.76 | 53.76 | 6 | 0
2025 | PJM_ROR_2_TVA_Transmission | PJM_ROR | TVA_Transmission | Internal | Summer | B7 | 400 | 2500 | 0 | 41.43 | 46.59 | 6 | 0
2025 | PJM_ROR_2_TVA_Transmission | PJM_ROR | TVA_Transmission | Internal | Summer | B8 | 500 | 2500 | 0 | 40.93 | 45.4 | 6 | 0
2025 | PJM_ROR_2_TVA_Transmission | PJM_ROR | TVA_Transmission | Internal | Summer | B9 | 800 | 2500 | 1120.51 | 38.31 | 44.31 | 6 | 0
2025 | PJM_ROR_2_TVA_Transmission | PJM_ROR | TVA_Transmission | Internal | Summer | B10 | 1262 | 2500 | 33.81 | 35.64 | 41.64 | 6 | 0
2025 | PJM_ROR_2_TVA_Transmission | PJM_ROR | TVA_Transmission | Internal | Winter | B16 | 25 | 2500 | 900 | 58.95 | 64.95 | 6 | 0
2025 | PJM_ROR_2_TVA_Transmission | PJM_ROR | TVA_Transmission | Internal | Winter | B17 | 100 | 2500 | 0 | 52.94 | 55.33 | 6 | 0
2025 | PJM_ROR_2_TVA_Transmission | PJM_ROR | TVA_Transmission | Internal | Winter | B18 | 400 | 2500 | 0 | 47.34 | 51.18 | 6 | 0
2025 | PJM_ROR_2_TVA_Transmission | PJM_ROR | TVA_Transmission | Internal | Winter | B19 | 700 | 2500 | 0 | 45.05 | 50.11 | 6 | 0
2025 | PJM_ROR_2_TVA_Transmission | PJM_ROR | TVA_Transmission | Internal | Winter | B20 | 935 | 2500 | 2044.14 | 38.49 | 44.49 | 6 | 0
2025 | PJM_ROR_2_VACAR | PJM_ROR | VACAR | Internal | Shoulder | B11 | 25 | 3000 | 3000 | 60.39 | 68.39 | 6 | 2
2025 | PJM_ROR_2_VACAR | PJM_ROR | VACAR | Internal | Shoulder | B12 | 200 | 3000 | 2598.59 | 49.22 | 55.22 | 6 | 0
2025 | PJM_ROR_2_VACAR | PJM_ROR | VACAR | Internal | Shoulder | B13 | 600 | 3000 | 2495.86 | 44.45 | 50.45 | 6 | 0
2025 | PJM_ROR_2_VACAR | PJM_ROR | VACAR | Internal | Shoulder | B14 | 900 | 3000 | 2967.08 | 43.99 | 49.99 | 6 | 0
2025 | PJM_ROR_2_VACAR | PJM_ROR | VACAR | Internal | Shoulder | B15 | 1203 | 3000 | 567.5 | 40.54 | 46.54 | 6 | 0
2025 | PJM_ROR_2_VACAR | PJM_ROR | VACAR | Internal | Summer | B1 | 10 | 3000 | 2968.87 | 745.19 | 751.19 | 6 | 0
2025 | PJM_ROR_2_VACAR | PJM_ROR | VACAR | Internal | Summer | B2 | 25 | 3000 | 3000 | 550.09 | 557.11 | 6 | 1.02
2025 | PJM_ROR_2_VACAR | PJM_ROR | VACAR | Internal | Summer | B3 | 75 | 3000 | 3000 | 68.43 | 80.6 | 6 | 6.17
2025 | PJM_ROR_2_VACAR | PJM_ROR | VACAR | Internal | Summer | B4 | 100 | 3000 | 3000 | 67.32 | 80.6 | 6 | 7.28
2025 | PJM_ROR_2_VACAR | PJM_ROR | VACAR | Internal | Summer | B5 | 200 | 3000 | 3000 | 63.92 | 78.92 | 6 | 9
2025 | PJM_ROR_2_VACAR | PJM_ROR | VACAR | Internal | Summer | B6 | 300 | 3000 | 3000 | 47.76 | 59.73 | 6 | 5.97
2025 | PJM_ROR_2_VACAR | PJM_ROR | VACAR | Internal | Summer | B7 | 400 | 3000 | 3000 | 41.43 | 51.15 | 6 | 3.71
2025 | PJM_ROR_2_VACAR | PJM_ROR | VACAR | Internal | Summer | B8 | 500 | 3000 | 3000 | 40.93 | 47.88 | 6 | 0.96
2025 | PJM_ROR_2_VACAR | PJM_ROR | VACAR | Internal | Summer | B9 | 800 | 3000 | 3000 | 38.31 | 44.54 | 6 | 0.23
2025 | PJM_ROR_2_VACAR | PJM_ROR | VACAR | Internal | Summer | B10 | 1262 | 3000 | 3000 | 35.64 | 43.02 | 6 | 1.38
2025 | PJM_ROR_2_VACAR | PJM_ROR | VACAR | Internal | Winter | B16 | 25 | 3000 | 3000 | 58.95 | 80.7 | 6 | 15.75
2025 | PJM_ROR_2_VACAR | PJM_ROR | VACAR | Internal | Winter | B17 | 100 | 3000 | 2393.76 | 52.94 | 58.94 | 6 | 0
2025 | PJM_ROR_2_VACAR | PJM_ROR | VACAR | Internal | Winter | B18 | 400 | 3000 | 740.12 | 47.34 | 53.34 | 6 | 0
2025 | PJM_ROR_2_VACAR | PJM_ROR | VACAR | Internal | Winter | B19 | 700 | 3000 | 0 | 45.05 | 50.54 | 6 | 0
2025 | PJM_ROR_2_VACAR | PJM_ROR | VACAR | Internal | Winter | B20 | 935 | 3000 | 699.64 | 38.49 | 44.49 | 6 | 0
2025 | PJM_ROM_2_NYISO_A-F | PJM_ROM | NYISO_A-F | Internal | Shoulder | B11 | 25 | 2000 | 0 | 60.38 | 43.47 | 6 | 0
2025 | PJM_ROM_2_NYISO_A-F | PJM_ROM | NYISO_A-F | Internal | Shoulder | B12 | 200 | 2000 | 0 | 49.21 | 42.14 | 6 | 0
2025 | PJM_ROM_2_NYISO_A-F | PJM_ROM | NYISO_A-F | Internal | Shoulder | B13 | 600 | 2000 | 0 | 44.43 | 41.11 | 6 | 0
2025 | PJM_ROM_2_NYISO_A-F | PJM_ROM | NYISO_A-F | Internal | Shoulder | B14 | 900 | 2000 | 0 | 43.98 | 41.11 | 6 | 0
2025 | PJM_ROM_2_NYISO_A-F | PJM_ROM | NYISO_A-F | Internal | Shoulder | B15 | 1203 | 2000 | 0 | 40.55 | 41.11 | 6 | 0
2025 | PJM_ROM_2_NYISO_A-F | PJM_ROM | NYISO_A-F | Internal | Summer | B1 | 10 | 2000 | 0 | 745.2 | 96.87 | 6 | 0
2025 | PJM_ROM_2_NYISO_A-F | PJM_ROM | NYISO_A-F | Internal | Summer | B2 | 25 | 2000 | 0 | 550.08 | 167.58 | 6 | 0
2025 | PJM_ROM_2_NYISO_A-F | PJM_ROM | NYISO_A-F | Internal | Summer | B3 | 75 | 2000 | 0 | 68.42 | 54.92 | 6 | 0
2025 | PJM_ROM_2_NYISO_A-F | PJM_ROM | NYISO_A-F | Internal | Summer | B4 | 100 | 2000 | 0 | 67.31 | 46.27 | 6 | 0
2025 | PJM_ROM_2_NYISO_A-F | PJM_ROM | NYISO_A-F | Internal | Summer | B5 | 200 | 2000 | 0 | 63.91 | 42.19 | 6 | 0
2025 | PJM_ROM_2_NYISO_A-F | PJM_ROM | NYISO_A-F | Internal | Summer | B6 | 300 | 2000 | 0 | 47.75 | 40.7 | 6 | 0
2025 | PJM_ROM_2_NYISO_A-F | PJM_ROM | NYISO_A-F | Internal | Summer | B7 | 400 | 2000 | 0 | 41.42 | 39.41 | 6 | 0
2025 | PJM_ROM_2_NYISO_A-F | PJM_ROM | NYISO_A-F | Internal | Summer | B8 | 500 | 2000 | 0 | 40.94 | 39.41 | 6 | 0
2025 | PJM_ROM_2_NYISO_A-F | PJM_ROM | NYISO_A-F | Internal | Summer | B9 | 800 | 2000 | 0 | 38.32 | 39.41 | 6 | 0
2025 | PJM_ROM_2_NYISO_A-F | PJM_ROM | NYISO_A-F | Internal | Summer | B10 | 1262 | 2000 | 0 | 35.65 | 39.41 | 6 | 0
2025 | PJM_ROM_2_NYISO_A-F | PJM_ROM | NYISO_A-F | Internal | Winter | B16 | 25 | 2000 | 0 | 58.94 | 45.94 | 6 | 0
2025 | PJM_ROM_2_NYISO_A-F | PJM_ROM | NYISO_A-F | Internal | Winter | B17 | 100 | 2000 | 0 | 52.93 | 44.93 | 6 | 0
2025 | PJM_ROM_2_NYISO_A-F | PJM_ROM | NYISO_A-F | Internal | Winter | B18 | 400 | 2000 | 0 | 47.35 | 43.29 | 6 | 0
2025 | PJM_ROM_2_NYISO_A-F | PJM_ROM | NYISO_A-F | Internal | Winter | B19 | 700 | 2000 | 0 | 45.07 | 43.29 | 6 | 0
2025 | PJM_ROM_2_NYISO_A-F | PJM_ROM | NYISO_A-F | Internal | Winter | B20 | 935 | 2000 | 0 | 38.51 | 43.29 | 6 | 0
2025 | PJM_ROM_2_PJM_E | PJM_ROM | PJM_E | Internal | Shoulder | B11 | 25 | 8000 | 0 | 60.38 | 60.37 | 0.01 | 0
2025 | PJM_ROM_2_PJM_E | PJM_ROM | PJM_E | Internal | Shoulder | B12 | 200 | 8000 | 0 | 49.21 | 49.2 | 0.01 | 0
2025 | PJM_ROM_2_PJM_E | PJM_ROM | PJM_E | Internal | Shoulder | B13 | 600 | 8000 | 0 | 44.43 | 44.42 | 0.01 | 0
2025 | PJM_ROM_2_PJM_E | PJM_ROM | PJM_E | Internal | Shoulder | B14 | 900 | 8000 | 0 | 43.98 | 43.97 | 0.01 | 0
2025 | PJM_ROM_2_PJM_E | PJM_ROM | PJM_E | Internal | Shoulder | B15 | 1203 | 8000 | 0 | 40.55 | 40.54 | 0.01 | 0
2025 | PJM_ROM_2_PJM_E | PJM_ROM | PJM_E | Internal | Summer | B1 | 10 | 8000 | 2471.03 | 745.2 | 745.21 | 0.01 | 0
2025 | PJM_ROM_2_PJM_E | PJM_ROM | PJM_E | Internal | Summer | B2 | 25 | 8000 | 1086.89 | 550.08 | 550.09 | 0.01 | 0
2025 | PJM_ROM_2_PJM_E | PJM_ROM | PJM_E | Internal | Summer | B3 | 75 | 8000 | 0 | 68.42 | 68.4 | 0.01 | 0
2025 | PJM_ROM_2_PJM_E | PJM_ROM | PJM_E | Internal | Summer | B4 | 100 | 8000 | 0 | 67.31 | 67.3 | 0.01 | 0
2025 | PJM_ROM_2_PJM_E | PJM_ROM | PJM_E | Internal | Summer | B5 | 200 | 8000 | 0 | 63.91 | 63.9 | 0.01 | 0
2025 | PJM_ROM_2_PJM_E | PJM_ROM | PJM_E | Internal | Summer | B6 | 300 | 8000 | 0 | 47.75 | 47.74 | 0.01 | 0
2025 | PJM_ROM_2_PJM_E | PJM_ROM | PJM_E | Internal | Summer | B7 | 400 | 8000 | 749.59 | 41.42 | 41.43 | 0.01 | 0
2025 | PJM_ROM_2_PJM_E | PJM_ROM | PJM_E | Internal | Summer | B8 | 500 | 8000 | 1543.3 | 40.94 | 40.95 | 0.01 | 0
2025 | PJM_ROM_2_PJM_E | PJM_ROM | PJM_E | Internal | Summer | B9 | 800 | 8000 | 298.67 | 38.32 | 38.33 | 0.01 | 0
2025 | PJM_ROM_2_PJM_E | PJM_ROM | PJM_E | Internal | Summer | B10 | 1262 | 8000 | 2230.02 | 35.65 | 35.66 | 0.01 | 0
2025 | PJM_ROM_2_PJM_E | PJM_ROM | PJM_E | Internal | Winter | B16 | 25 | 8000 | 0 | 58.94 | 58.93 | 0.01 | 0
2025 | PJM_ROM_2_PJM_E | PJM_ROM | PJM_E | Internal | Winter | B17 | 100 | 8000 | 0 | 52.93 | 52.91 | 0.01 | 0
2025 | PJM_ROM_2_PJM_E | PJM_ROM | PJM_E | Internal | Winter | B18 | 400 | 8000 | 2007.3 | 47.35 | 47.36 | 0.01 | 0
2025 | PJM_ROM_2_PJM_E | PJM_ROM | PJM_E | Internal | Winter | B19 | 700 | 8000 | 4124.81 | 45.07 | 45.08 | 0.01 | 0
2025 | PJM_ROM_2_PJM_E | PJM_ROM | PJM_E | Internal | Winter | B20 | 935 | 8000 | 2588.02 | 38.51 | 38.52 | 0.01 | 0
2025 | PJM_ROM_2_PJM_ROR | PJM_ROM | PJM_ROR | Internal | Shoulder | B11 | 25 | 8000 | 7333.53 | 60.38 | 60.39 | 0.01 | 0
2025 | PJM_ROM_2_PJM_ROR | PJM_ROM | PJM_ROR | Internal | Shoulder | B12 | 200 | 8000 | 3969.57 | 49.21 | 49.22 | 0.01 | 0
2025 | PJM_ROM_2_PJM_ROR | PJM_ROM | PJM_ROR | Internal | Shoulder | B13 | 600 | 8000 | 1118.34 | 44.43 | 44.45 | 0.01 | 0
2025 | PJM_ROM_2_PJM_ROR | PJM_ROM | PJM_ROR | Internal | Shoulder | B14 | 900 | 8000 | 2207 | 43.98 | 43.99 | 0.01 | 0
2025 | PJM_ROM_2_PJM_ROR | PJM_ROM | PJM_ROR | Internal | Shoulder | B15 | 1203 | 8000 | 0 | 40.55 | 40.54 | 0.01 | 0
2025 | PJM_ROM_2_PJM_ROR | PJM_ROM | PJM_ROR | Internal | Summer | B1 | 10 | 8000 | 0 | 745.2 | 745.19 | 0.01 | 0
2025 | PJM_ROM_2_PJM_ROR | PJM_ROM | PJM_ROR | Internal | Summer | B2 | 25 | 8000 | 80.65 | 550.08 | 550.09 | 0.01 | 0
2025 | PJM_ROM_2_PJM_ROR | PJM_ROM | PJM_ROR | Internal | Summer | B3 | 75 | 8000 | 2198.19 | 68.42 | 68.43 | 0.01 | 0
2025 | PJM_ROM_2_PJM_ROR | PJM_ROM | PJM_ROR | Internal | Summer | B4 | 100 | 8000 | 5203.11 | 67.31 | 67.32 | 0.01 | 0
2025 | PJM_ROM_2_PJM_ROR | PJM_ROM | PJM_ROR | Internal | Summer | B5 | 200 | 8000 | 4624.74 | 63.91 | 63.92 | 0.01 | 0
2025 | PJM_ROM_2_PJM_ROR | PJM_ROM | PJM_ROR | Internal | Summer | B6 | 300 | 8000 | 3699.74 | 47.75 | 47.76 | 0.01 | 0
2025 | PJM_ROM_2_PJM_ROR | PJM_ROM | PJM_ROR | Internal | Summer | B7 | 400 | 8000 | 109.8 | 41.42 | 41.43 | 0.01 | 0
2025 | PJM_ROM_2_PJM_ROR | PJM_ROM | PJM_ROR | Internal | Summer | B8 | 500 | 8000 | 0 | 40.94 | 40.93 | 0.01 | 0
2025 | PJM_ROM_2_PJM_ROR | PJM_ROM | PJM_ROR | Internal | Summer | B9 | 800 | 8000 | 0 | 38.32 | 38.31 | 0.01 | 0
2025 | PJM_ROM_2_PJM_ROR | PJM_ROM | PJM_ROR | Internal | Summer | B10 | 1262 | 8000 | 0 | 35.65 | 35.64 | 0.01 | 0
2025 | PJM_ROM_2_PJM_ROR | PJM_ROM | PJM_ROR | Internal | Winter | B16 | 25 | 8000 | 3681.56 | 58.94 | 58.95 | 0.01 | 0
2025 | PJM_ROM_2_PJM_ROR | PJM_ROM | PJM_ROR | Internal | Winter | B17 | 100 | 8000 | 1589.5 | 52.93 | 52.94 | 0.01 | 0
2025 | PJM_ROM_2_PJM_ROR | PJM_ROM | PJM_ROR | Internal | Winter | B18 | 400 | 8000 | 0 | 47.35 | 47.34 | 0.01 | 0
2025 | PJM_ROM_2_PJM_ROR | PJM_ROM | PJM_ROR | Internal | Winter | B19 | 700 | 8000 | 0 | 45.07 | 45.05 | 0.01 | 0
2025 | PJM_ROM_2_PJM_ROR | PJM_ROM | PJM_ROR | Internal | Winter | B20 | 935 | 8000 | 0 | 38.51 | 38.49 | 0.01 | 0
2025 | SOCO_2_ENT | SOCO | ENT | Internal | Shoulder | B11 | 25 | 2400 | 0 | 75.39 | 73.44 | 10 | 0
2025 | SOCO_2_ENT | SOCO | ENT | Internal | Shoulder | B12 | 200 | 2400 | 0 | 46.88 | 46.83 | 10 | 0
2025 | SOCO_2_ENT | SOCO | ENT | Internal | Shoulder | B13 | 600 | 2400 | 0 | 46.88 | 46.5 | 10 | 0
2025 | SOCO_2_ENT | SOCO | ENT | Internal | Shoulder | B14 | 900 | 2400 | 0 | 46.88 | 46.5 | 10 | 0
2025 | SOCO_2_ENT | SOCO | ENT | Internal | Shoulder | B15 | 1203 | 2400 | 0 | 46.88 | 44.97 | 10 | 0
2025 | SOCO_2_ENT | SOCO | ENT | Internal | Summer | B1 | 10 | 2400 | 0 | 751.19 | 751.19 | 10 | 0
2025 | SOCO_2_ENT | SOCO | ENT | Internal | Summer | B2 | 25 | 2400 | 0 | 564.11 | 556.11 | 10 | 0
2025 | SOCO_2_ENT | SOCO | ENT | Internal | Summer | B3 | 75 | 2400 | 0 | 78.61 | 75.93 | 10 | 0
2025 | SOCO_2_ENT | SOCO | ENT | Internal | Summer | B4 | 100 | 2400 | 0 | 78.61 | 75.93 | 10 | 0
2025 | SOCO_2_ENT | SOCO | ENT | Internal | Summer | B5 | 200 | 2400 | 0 | 77.11 | 69.11 | 10 | 0
2025 | SOCO_2_ENT | SOCO | ENT | Internal | Summer | B6 | 300 | 2400 | 0 | 62.76 | 54.76 | 10 | 0
2025 | SOCO_2_ENT | SOCO | ENT | Internal | Summer | B7 | 400 | 2400 | 0 | 53.36 | 45.36 | 10 | 0
2025 | SOCO_2_ENT | SOCO | ENT | Internal | Summer | B8 | 500 | 2400 | 0 | 47.16 | 45.04 | 10 | 0
2025 | SOCO_2_ENT | SOCO | ENT | Internal | Summer | B9 | 800 | 2400 | 0 | 45.53 | 45.04 | 10 | 0
2025 | SOCO_2_ENT | SOCO | ENT | Internal | Summer | B10 | 1262 | 2400 | 0 | 45.53 | 43.56 | 10 | 0
2025 | SOCO_2_ENT | SOCO | ENT | Internal | Winter | B16 | 25 | 2400 | 0 | 70.7 | 61.95 | 10 | 0
2025 | SOCO_2_ENT | SOCO | ENT | Internal | Winter | B17 | 100 | 2400 | 0 | 49.67 | 49.38 | 10 | 0
2025 | SOCO_2_ENT | SOCO | ENT | Internal | Winter | B18 | 400 | 2400 | 0 | 49.67 | 49.38 | 10 | 0
2025 | SOCO_2_ENT | SOCO | ENT | Internal | Winter | B19 | 700 | 2400 | 0 | 49.67 | 47.76 | 10 | 0
2025 | SOCO_2_ENT | SOCO | ENT | Internal | Winter | B20 | 935 | 2400 | 0 | 48.98 | 47.76 | 10 | 0
2025 | SOCO_2_FRCC | SOCO | FRCC | Internal | Shoulder | B11 | 25 | 3700 | 3700 | 75.39 | 86.13 | 10 | 0.74
2025 | SOCO_2_FRCC | SOCO | FRCC | Internal | Shoulder | B12 | 200 | 3700 | 2405.86 | 46.88 | 56.88 | 10 | 0
2025 | SOCO_2_FRCC | SOCO | FRCC | Internal | Shoulder | B13 | 600 | 3700 | 0 | 46.88 | 55.9 | 10 | 0
2025 | SOCO_2_FRCC | SOCO | FRCC | Internal | Shoulder | B14 | 900 | 3700 | 0 | 46.88 | 54.36 | 10 | 0
2025 | SOCO_2_FRCC | SOCO | FRCC | Internal | Shoulder | B15 | 1203 | 3700 | 0 | 46.88 | 52.12 | 10 | 0
2025 | SOCO_2_FRCC | SOCO | FRCC | Internal | Summer | B1 | 10 | 3700 | 0 | 751.19 | 751.19 | 10 | 0
2025 | SOCO_2_FRCC | SOCO | FRCC | Internal | Summer | B2 | 25 | 3700 | 1289.43 | 564.11 | 574.11 | 10 | 0
2025 | SOCO_2_FRCC | SOCO | FRCC | Internal | Summer | B3 | 75 | 3700 | 0 | 78.61 | 84.92 | 10 | 0
2025 | SOCO_2_FRCC | SOCO | FRCC | Internal | Summer | B4 | 100 | 3700 | 0 | 78.61 | 84.92 | 10 | 0
2025 | SOCO_2_FRCC | SOCO | FRCC | Internal | Summer | B5 | 200 | 3700 | 0 | 77.11 | 84.92 | 10 | 0
2025 | SOCO_2_FRCC | SOCO | FRCC | Internal | Summer | B6 | 300 | 3700 | 3700 | 62.76 | 83.44 | 10 | 10.68
2025 | SOCO_2_FRCC | SOCO | FRCC | Internal | Summer | B7 | 400 | 3700 | 2898.11 | 53.36 | 63.36 | 10 | 0
2025 | SOCO_2_FRCC | SOCO | FRCC | Internal | Summer | B8 | 500 | 3700 | 1882.31 | 47.16 | 57.16 | 10 | 0
2025 | SOCO_2_FRCC | SOCO | FRCC | Internal | Summer | B9 | 800 | 3700 | 0 | 45.53 | 53.55 | 10 | 0
2025 | SOCO_2_FRCC | SOCO | FRCC | Internal | Summer | B10 | 1262 | 3700 | 0 | 45.53 | 51.34 | 10 | 0
2025 | SOCO_2_FRCC | SOCO | FRCC | Internal | Winter | B16 | 25 | 3700 | 3700 | 70.7 | 88.19 | 10 | 7.49
2025 | SOCO_2_FRCC | SOCO | FRCC | Internal | Winter | B17 | 100 | 3700 | 2195.75 | 49.67 | 59.67 | 10 | 0
2025 | SOCO_2_FRCC | SOCO | FRCC | Internal | Winter | B18 | 400 | 3700 | 0 | 49.67 | 56.86 | 10 | 0
2025 | SOCO_2_FRCC | SOCO | FRCC | Internal | Winter | B19 | 700 | 3700 | 0 | 49.67 | 56.86 | 10 | 0
2025 | SOCO_2_FRCC | SOCO | FRCC | Internal | Winter | B20 | 935 | 3700 | 0 | 48.98 | 54.51 | 10 | 0
2025 | SOCO_2_VACAR | SOCO | VACAR | Internal | Shoulder | B11 | 25 | 2000 | 0 | 75.39 | 68.39 | 10 | 0
2025 | SOCO_2_VACAR | SOCO | VACAR | Internal | Shoulder | B12 | 200 | 2000 | 0 | 46.88 | 55.22 | 10 | 0
2025 | SOCO_2_VACAR | SOCO | VACAR | Internal | Shoulder | B13 | 600 | 2000 | 0 | 46.88 | 50.45 | 10 | 0
2025 | SOCO_2_VACAR | SOCO | VACAR | Internal | Shoulder | B14 | 900 | 2000 | 0 | 46.88 | 49.99 | 10 | 0
2025 | SOCO_2_VACAR | SOCO | VACAR | Internal | Shoulder | B15 | 1203 | 2000 | 0 | 46.88 | 46.54 | 10 | 0
2025 | SOCO_2_VACAR | SOCO | VACAR | Internal | Summer | B1 | 10 | 2000 | 0 | 751.19 | 751.19 | 10 | 0
2025 | SOCO_2_VACAR | SOCO | VACAR | Internal | Summer | B2 | 25 | 2000 | 0 | 564.11 | 557.11 | 10 | 0
2025 | SOCO_2_VACAR | SOCO | VACAR | Internal | Summer | B3 | 75 | 2000 | 0 | 78.61 | 80.6 | 10 | 0
2025 | SOCO_2_VACAR | SOCO | VACAR | Internal | Summer | B4 | 100 | 2000 | 0 | 78.61 | 80.6 | 10 | 0
2025 | SOCO_2_VACAR | SOCO | VACAR | Internal | Summer | B5 | 200 | 2000 | 0 | 77.11 | 78.92 | 10 | 0
2025 | SOCO_2_VACAR | SOCO | VACAR | Internal | Summer | B6 | 300 | 2000 | 0 | 62.76 | 59.73 | 10 | 0
2025 | SOCO_2_VACAR | SOCO | VACAR | Internal | Summer | B7 | 400 | 2000 | 0 | 53.36 | 51.15 | 10 | 0
2025 | SOCO_2_VACAR | SOCO | VACAR | Internal | Summer | B8 | 500 | 2000 | 0 | 47.16 | 47.88 | 10 | 0
2025 | SOCO_2_VACAR | SOCO | VACAR | Internal | Summer | B9 | 800 | 2000 | 0 | 45.53 | 44.54 | 10 | 0
2025 | SOCO_2_VACAR | SOCO | VACAR | Internal | Summer | B10 | 1262 | 2000 | 0 | 45.53 | 43.02 | 10 | 0
2025 | SOCO_2_VACAR | SOCO | VACAR | Internal | Winter | B16 | 25 | 2000 | 21.19 | 70.7 | 80.7 | 10 | 0
2025 | SOCO_2_VACAR | SOCO | VACAR | Internal | Winter | B17 | 100 | 2000 | 0 | 49.67 | 58.94 | 10 | 0
2025 | SOCO_2_VACAR | SOCO | VACAR | Internal | Winter | B18 | 400 | 2000 | 0 | 49.67 | 53.34 | 10 | 0
2025 | SOCO_2_VACAR | SOCO | VACAR | Internal | Winter | B19 | 700 | 2000 | 0 | 49.67 | 50.54 | 10 | 0
2025 | SOCO_2_VACAR | SOCO | VACAR | Internal | Winter | B20 | 935 | 2000 | 0 | 48.98 | 44.49 | 10 | 0
2025 | SPP_N_2_ENT | SPP_N | ENT | Internal | Shoulder | B11 | 25 | 1800 | 0 | 72.44 | 73.44 | 5 | 0
2025 | SPP_N_2_ENT | SPP_N | ENT | Internal | Shoulder | B12 | 200 | 1800 | 0 | 46.94 | 46.83 | 5 | 0
2025 | SPP_N_2_ENT | SPP_N | ENT | Internal | Shoulder | B13 | 600 | 1800 | 0 | 44.89 | 46.5 | 5 | 0
2025 | SPP_N_2_ENT | SPP_N | ENT | Internal | Shoulder | B14 | 900 | 1800 | 0 | 44.87 | 46.5 | 5 | 0
2025 | SPP_N_2_ENT | SPP_N | ENT | Internal | Shoulder | B15 | 1203 | 1800 | 0 | 44.77 | 44.97 | 5 | 0
2025 | SPP_N_2_ENT | SPP_N | ENT | Internal | Summer | B1 | 10 | 1800 | 0 | 750.18 | 751.19 | 5 | 0
2025 | SPP_N_2_ENT | SPP_N | ENT | Internal | Summer | B2 | 25 | 1800 | 0 | 555.1 | 556.11 | 5 | 0
2025 | SPP_N_2_ENT | SPP_N | ENT | Internal | Summer | B3 | 75 | 1800 | 0 | 77.44 | 75.93 | 5 | 0
2025 | SPP_N_2_ENT | SPP_N | ENT | Internal | Summer | B4 | 100 | 1800 | 0 | 73.59 | 75.93 | 5 | 0
2025 | SPP_N_2_ENT | SPP_N | ENT | Internal | Summer | B5 | 200 | 1800 | 0 | 72.94 | 69.11 | 5 | 0
2025 | SPP_N_2_ENT | SPP_N | ENT | Internal | Summer | B6 | 300 | 1800 | 0 | 56.78 | 54.76 | 5 | 0
2025 | SPP_N_2_ENT | SPP_N | ENT | Internal | Summer | B7 | 400 | 1800 | 0 | 46.82 | 45.36 | 5 | 0
2025 | SPP_N_2_ENT | SPP_N | ENT | Internal | Summer | B8 | 500 | 1800 | 0 | 44.7 | 45.04 | 5 | 0
2025 | SPP_N_2_ENT | SPP_N | ENT | Internal | Summer | B9 | 800 | 1800 | 0 | 43.36 | 45.04 | 5 | 0
2025 | SPP_N_2_ENT | SPP_N | ENT | Internal | Summer | B10 | 1262 | 1800 | 0 | 42.53 | 43.56 | 5 | 0
2025 | SPP_N_2_ENT | SPP_N | ENT | Internal | Winter | B16 | 25 | 1800 | 0 | 56.97 | 61.95 | 5 | 0
2025 | SPP_N_2_ENT | SPP_N | ENT | Internal | Winter | B17 | 100 | 1800 | 0 | 47.85 | 49.38 | 5 | 0
2025 | SPP_N_2_ENT | SPP_N | ENT | Internal | Winter | B18 | 400 | 1800 | 0 | 47.82 | 49.38 | 5 | 0
2025 | SPP_N_2_ENT | SPP_N | ENT | Internal | Winter | B19 | 700 | 1800 | 0 | 47.71 | 47.76 | 5 | 0
2025 | SPP_N_2_ENT | SPP_N | ENT | Internal | Winter | B20 | 935 | 1800 | 0 | 43.12 | 47.76 | 5 | 0
2025 | SPP_N_2_MISO_MO-IL | SPP_N | MISO_MO-IL | Internal | Shoulder | B11 | 25 | 2000 | 0 | 72.44 | 65.45 | 5 | 0
2025 | SPP_N_2_MISO_MO-IL | SPP_N | MISO_MO-IL | Internal | Shoulder | B12 | 200 | 2000 | 0 | 46.94 | 47.82 | 5 | 0
2025 | SPP_N_2_MISO_MO-IL | SPP_N | MISO_MO-IL | Internal | Shoulder | B13 | 600 | 2000 | 0 | 44.89 | 44.76 | 5 | 0
2025 | SPP_N_2_MISO_MO-IL | SPP_N | MISO_MO-IL | Internal | Shoulder | B14 | 900 | 2000 | 0 | 44.87 | 43.96 | 5 | 0
2025 | SPP_N_2_MISO_MO-IL | SPP_N | MISO_MO-IL | Internal | Shoulder | B15 | 1203 | 2000 | 0 | 44.77 | 41.03 | 5 | 0
2025 | SPP_N_2_MISO_MO-IL | SPP_N | MISO_MO-IL | Internal | Summer | B1 | 10 | 2000 | 0 | 750.18 | 743.19 | 5 | 0
2025 | SPP_N_2_MISO_MO-IL | SPP_N | MISO_MO-IL | Internal | Summer | B2 | 25 | 2000 | 0 | 555.1 | 548.11 | 5 | 0
2025 | SPP_N_2_MISO_MO-IL | SPP_N | MISO_MO-IL | Internal | Summer | B3 | 75 | 2000 | 0 | 77.44 | 70.43 | 5 | 0
2025 | SPP_N_2_MISO_MO-IL | SPP_N | MISO_MO-IL | Internal | Summer | B4 | 100 | 2000 | 0 | 73.59 | 69.3 | 5 | 0
2025 | SPP_N_2_MISO_MO-IL | SPP_N | MISO_MO-IL | Internal | Summer | B5 | 200 | 2000 | 0 | 72.94 | 65.95 | 5 | 0
2025 | SPP_N_2_MISO_MO-IL | SPP_N | MISO_MO-IL | Internal | Summer | B6 | 300 | 2000 | 0 | 56.78 | 49.76 | 5 | 0
2025 | SPP_N_2_MISO_MO-IL | SPP_N | MISO_MO-IL | Internal | Summer | B7 | 400 | 2000 | 0 | 46.82 | 42.26 | 5 | 0
2025 | SPP_N_2_MISO_MO-IL | SPP_N | MISO_MO-IL | Internal | Summer | B8 | 500 | 2000 | 0 | 44.7 | 40.5 | 5 | 0
2025 | SPP_N_2_MISO_MO-IL | SPP_N | MISO_MO-IL | Internal | Summer | B9 | 800 | 2000 | 0 | 43.36 | 38.43 | 5 | 0
2025 | SPP_N_2_MISO_MO-IL | SPP_N | MISO_MO-IL | Internal | Summer | B10 | 1262 | 2000 | 0 | 42.53 | 35.54 | 5 | 0
2025 | SPP_N_2_MISO_MO-IL | SPP_N | MISO_MO-IL | Internal | Winter | B16 | 25 | 2000 | 0 | 56.97 | 56.97 | 5 | 0
2025 | SPP_N_2_MISO_MO-IL | SPP_N | MISO_MO-IL | Internal | Winter | B17 | 100 | 2000 | 0 | 47.85 | 50.95 | 5 | 0
2025 | SPP_N_2_MISO_MO-IL | SPP_N | MISO_MO-IL | Internal | Winter | B18 | 400 | 2000 | 0 | 47.82 | 47.36 | 5 | 0
2025 | SPP_N_2_MISO_MO-IL | SPP_N | MISO_MO-IL | Internal | Winter | B19 | 700 | 2000 | 0 | 47.71 | 44.34 | 5 | 0
2025 | SPP_N_2_MISO_MO-IL | SPP_N | MISO_MO-IL | Internal | Winter | B20 | 935 | 2000 | 0 | 43.12 | 39.76 | 5 | 0
2025 | SPP_N_2_NE | SPP_N | NE | Internal | Shoulder | B11 | 25 | 330 | 0 | 72.44 | 65.44 | 0.01 | 0
2025 | SPP_N_2_NE | SPP_N | NE | Internal | Shoulder | B12 | 200 | 330 | 0 | 46.94 | 46.93 | 0.01 | 0
2025 | SPP_N_2_NE | SPP_N | NE | Internal | Shoulder | B13 | 600 | 330 | 0 | 44.89 | 44.86 | 0.01 | 0
2025 | SPP_N_2_NE | SPP_N | NE | Internal | Shoulder | B14 | 900 | 330 | 0 | 44.87 | 44.86 | 0.01 | 0
2025 | SPP_N_2_NE | SPP_N | NE | Internal | Shoulder | B15 | 1203 | 330 | 0 | 44.77 | 44.76 | 0.01 | 0
2025 | SPP_N_2_NE | SPP_N | NE | Internal | Summer | B1 | 10 | 330 | 0 | 750.18 | 743.18 | 0.01 | 0
2025 | SPP_N_2_NE | SPP_N | NE | Internal | Summer | B2 | 25 | 330 | 0 | 555.1 | 548.1 | 0.01 | 0
2025 | SPP_N_2_NE | SPP_N | NE | Internal | Summer | B3 | 75 | 330 | 0 | 77.44 | 72.42 | 0.01 | 0
2025 | SPP_N_2_NE | SPP_N | NE | Internal | Summer | B4 | 100 | 330 | 0 | 73.59 | 69.32 | 0.01 | 0
2025 | SPP_N_2_NE | SPP_N | NE | Internal | Summer | B5 | 200 | 330 | 0 | 72.94 | 65.94 | 0.01 | 0
2025 | SPP_N_2_NE | SPP_N | NE | Internal | Summer | B6 | 300 | 330 | 0 | 56.78 | 49.78 | 0.01 | 0
2025 | SPP_N_2_NE | SPP_N | NE | Internal | Summer | B7 | 400 | 330 | 0 | 46.82 | 42.25 | 0.01 | 0
2025 | SPP_N_2_NE | SPP_N | NE | Internal | Summer | B8 | 500 | 330 | 0 | 44.7 | 40.49 | 0.01 | 0
2025 | SPP_N_2_NE | SPP_N | NE | Internal | Summer | B9 | 800 | 330 | 0 | 43.36 | 38.44 | 0.01 | 0
2025 | SPP_N_2_NE | SPP_N | NE | Internal | Summer | B10 | 1262 | 330 | 0 | 42.53 | 34.73 | 0.01 | 0
2025 | SPP_N_2_NE | SPP_N | NE | Internal | Winter | B16 | 25 | 330 | 0 | 56.97 | 56.95 | 0.01 | 0
2025 | SPP_N_2_NE | SPP_N | NE | Internal | Winter | B17 | 100 | 330 | 0 | 47.85 | 47.83 | 0.01 | 0
2025 | SPP_N_2_NE | SPP_N | NE | Internal | Winter | B18 | 400 | 330 | 0 | 47.82 | 47.7 | 0.01 | 0
2025 | SPP_N_2_NE | SPP_N | NE | Internal | Winter | B19 | 700 | 330 | 0 | 47.71 | 47.7 | 0.01 | 0
2025 | SPP_N_2_NE | SPP_N | NE | Internal | Winter | B20 | 935 | 330 | 0 | 43.12 | 41.5 | 0.01 | 0
2025 | SPP_N_2_SPP_S | SPP_N | SPP_S | Internal | Shoulder | B11 | 25 | 4000 | 1194.49 | 72.44 | 72.45 | 0.01 | 0
2025 | SPP_N_2_SPP_S | SPP_N | SPP_S | Internal | Shoulder | B12 | 200 | 4000 | 0 | 46.94 | 46.93 | 0.01 | 0
2025 | SPP_N_2_SPP_S | SPP_N | SPP_S | Internal | Shoulder | B13 | 600 | 4000 | 0 | 44.89 | 44.88 | 0.01 | 0
2025 | SPP_N_2_SPP_S | SPP_N | SPP_S | Internal | Shoulder | B14 | 900 | 4000 | 273.4 | 44.87 | 44.88 | 0.01 | 0
2025 | SPP_N_2_SPP_S | SPP_N | SPP_S | Internal | Shoulder | B15 | 1203 | 4000 | 1431.87 | 44.77 | 44.78 | 0.01 | 0
2025 | SPP_N_2_SPP_S | SPP_N | SPP_S | Internal | Summer | B1 | 10 | 4000 | 504.14 | 750.18 | 750.19 | 0.01 | 0
2025 | SPP_N_2_SPP_S | SPP_N | SPP_S | Internal | Summer | B2 | 25 | 4000 | 1932.48 | 555.1 | 555.11 | 0.01 | 0
2025 | SPP_N_2_SPP_S | SPP_N | SPP_S | Internal | Summer | B3 | 75 | 4000 | 1600.53 | 77.44 | 77.45 | 0.01 | 0
2025 | SPP_N_2_SPP_S | SPP_N | SPP_S | Internal | Summer | B4 | 100 | 4000 | 98.73 | 73.59 | 73.61 | 0.01 | 0
2025 | SPP_N_2_SPP_S | SPP_N | SPP_S | Internal | Summer | B5 | 200 | 4000 | 0 | 72.94 | 72.92 | 0.01 | 0
2025 | SPP_N_2_SPP_S | SPP_N | SPP_S | Internal | Summer | B6 | 300 | 4000 | 2096.56 | 56.78 | 56.79 | 0.01 | 0
2025 | SPP_N_2_SPP_S | SPP_N | SPP_S | Internal | Summer | B7 | 400 | 4000 | 200.12 | 46.82 | 46.83 | 0.01 | 0
2025 | SPP_N_2_SPP_S | SPP_N | SPP_S | Internal | Summer | B8 | 500 | 4000 | 1230.63 | 44.7 | 44.71 | 0.01 | 0
2025 | SPP_N_2_SPP_S | SPP_N | SPP_S | Internal | Summer | B9 | 800 | 4000 | 1529.9 | 43.36 | 43.37 | 0.01 | 0
2025 | SPP_N_2_SPP_S | SPP_N | SPP_S | Internal | Summer | B10 | 1262 | 4000 | 4000 | 42.53 | 43.27 | 0.01 | 0.73
2025 | SPP_N_2_SPP_S | SPP_N | SPP_S | Internal | Winter | B16 | 25 | 4000 | 0 | 56.97 | 56.95 | 0.01 | 0
2025 | SPP_N_2_SPP_S | SPP_N | SPP_S | Internal | Winter | B17 | 100 | 4000 | 0 | 47.85 | 47.83 | 0.01 | 0
2025 | SPP_N_2_SPP_S | SPP_N | SPP_S | Internal | Winter | B18 | 400 | 4000 | 1348.98 | 47.82 | 47.83 | 0.01 | 0
2025 | SPP_N_2_SPP_S | SPP_N | SPP_S | Internal | Winter | B19 | 700 | 4000 | 1148.08 | 47.71 | 47.73 | 0.01 | 0
2025 | SPP_N_2_SPP_S | SPP_N | SPP_S | Internal | Winter | B20 | 935 | 4000 | 3289.9 | 43.12 | 43.13 | 0.01 | 0
2025 | SPP_S_2_ENT | SPP_S | ENT | Internal | Shoulder | B11 | 25 | 850 | 0 | 72.45 | 73.44 | 5 | 0
2025 | SPP_S_2_ENT | SPP_S | ENT | Internal | Shoulder | B12 | 200 | 850 | 0 | 46.93 | 46.83 | 5 | 0
2025 | SPP_S_2_ENT | SPP_S | ENT | Internal | Shoulder | B13 | 600 | 850 | 0 | 44.88 | 46.5 | 5 | 0
2025 | SPP_S_2_ENT | SPP_S | ENT | Internal | Shoulder | B14 | 900 | 850 | 0 | 44.88 | 46.5 | 5 | 0
2025 | SPP_S_2_ENT | SPP_S | ENT | Internal | Shoulder | B15 | 1203 | 850 | 0 | 44.78 | 44.97 | 5 | 0
2025 | SPP_S_2_ENT | SPP_S | ENT | Internal | Summer | B1 | 10 | 850 | 0 | 750.19 | 751.19 | 5 | 0
2025 | SPP_S_2_ENT | SPP_S | ENT | Internal | Summer | B2 | 25 | 850 | 0 | 555.11 | 556.11 | 5 | 0
2025 | SPP_S_2_ENT | SPP_S | ENT | Internal | Summer | B3 | 75 | 850 | 0 | 77.45 | 75.93 | 5 | 0
2025 | SPP_S_2_ENT | SPP_S | ENT | Internal | Summer | B4 | 100 | 850 | 0 | 73.61 | 75.93 | 5 | 0
2025 | SPP_S_2_ENT | SPP_S | ENT | Internal | Summer | B5 | 200 | 850 | 0 | 72.92 | 69.11 | 5 | 0
2025 | SPP_S_2_ENT | SPP_S | ENT | Internal | Summer | B6 | 300 | 850 | 0 | 56.79 | 54.76 | 5 | 0
2025 | SPP_S_2_ENT | SPP_S | ENT | Internal | Summer | B7 | 400 | 850 | 0 | 46.83 | 45.36 | 5 | 0
2025 | SPP_S_2_ENT | SPP_S | ENT | Internal | Summer | B8 | 500 | 850 | 0 | 44.71 | 45.04 | 5 | 0
2025 | SPP_S_2_ENT | SPP_S | ENT | Internal | Summer | B9 | 800 | 850 | 0 | 43.37 | 45.04 | 5 | 0
2025 | SPP_S_2_ENT | SPP_S | ENT | Internal | Summer | B10 | 1262 | 850 | 0 | 43.27 | 43.56 | 5 | 0
2025 | SPP_S_2_ENT | SPP_S | ENT | Internal | Winter | B16 | 25 | 850 | 252.83 | 56.95 | 61.95 | 5 | 0
2025 | SPP_S_2_ENT | SPP_S | ENT | Internal | Winter | B17 | 100 | 850 | 0 | 47.83 | 49.38 | 5 | 0
2025 | SPP_S_2_ENT | SPP_S | ENT | Internal | Winter | B18 | 400 | 850 | 0 | 47.83 | 49.38 | 5 | 0
2025 | SPP_S_2_ENT | SPP_S | ENT | Internal | Winter | B19 | 700 | 850 | 0 | 47.73 | 47.76 | 5 | 0
2025 | SPP_S_2_ENT | SPP_S | ENT | Internal | Winter | B20 | 935 | 850 | 0 | 43.13 | 47.76 | 5 | 0
2025 | SPP_S_2_SPP_N | SPP_S | SPP_N | Internal | Shoulder | B11 | 25 | 640 | 0 | 72.45 | 72.44 | 0.01 | 0
2025 | SPP_S_2_SPP_N | SPP_S | SPP_N | Internal | Shoulder | B12 | 200 | 640 | 398.43 | 46.93 | 46.94 | 0.01 | 0
2025 | SPP_S_2_SPP_N | SPP_S | SPP_N | Internal | Shoulder | B13 | 600 | 640 | 323.21 | 44.88 | 44.89 | 0.01 | 0
2025 | SPP_S_2_SPP_N | SPP_S | SPP_N | Internal | Shoulder | B14 | 900 | 640 | 0 | 44.88 | 44.87 | 0.01 | 0
2025 | SPP_S_2_SPP_N | SPP_S | SPP_N | Internal | Shoulder | B15 | 1203 | 640 | 0 | 44.78 | 44.77 | 0.01 | 0
2025 | SPP_S_2_SPP_N | SPP_S | SPP_N | Internal | Summer | B1 | 10 | 640 | 0 | 750.19 | 750.18 | 0.01 | 0
2025 | SPP_S_2_SPP_N | SPP_S | SPP_N | Internal | Summer | B2 | 25 | 640 | 0 | 555.11 | 555.1 | 0.01 | 0
2025 | SPP_S_2_SPP_N | SPP_S | SPP_N | Internal | Summer | B3 | 75 | 640 | 0 | 77.45 | 77.44 | 0.01 | 0
2025 | SPP_S_2_SPP_N | SPP_S | SPP_N | Internal | Summer | B4 | 100 | 640 | 0 | 73.61 | 73.59 | 0.01 | 0
2025 | SPP_S_2_SPP_N | SPP_S | SPP_N | Internal | Summer | B5 | 200 | 640 | 521.77 | 72.92 | 72.94 | 0.01 | 0
2025 | SPP_S_2_SPP_N | SPP_S | SPP_N | Internal | Summer | B6 | 300 | 640 | 0 | 56.79 | 56.78 | 0.01 | 0
2025 | SPP_S_2_SPP_N | SPP_S | SPP_N | Internal | Summer | B7 | 400 | 640 | 0 | 46.83 | 46.82 | 0.01 | 0
2025 | SPP_S_2_SPP_N | SPP_S | SPP_N | Internal | Summer | B8 | 500 | 640 | 0 | 44.71 | 44.7 | 0.01 | 0
2025 | SPP_S_2_SPP_N | SPP_S | SPP_N | Internal | Summer | B9 | 800 | 640 | 0 | 43.37 | 43.36 | 0.01 | 0
2025 | SPP_S_2_SPP_N | SPP_S | SPP_N | Internal | Summer | B10 | 1262 | 640 | 0 | 43.27 | 42.53 | 0.01 | 0
2025 | SPP_S_2_SPP_N | SPP_S | SPP_N | Internal | Winter | B16 | 25 | 640 | 360.66 | 56.95 | 56.97 | 0.01 | 0
2025 | SPP_S_2_SPP_N | SPP_S | SPP_N | Internal | Winter | B17 | 100 | 640 | 88.68 | 47.83 | 47.85 | 0.01 | 0
2025 | SPP_S_2_SPP_N | SPP_S | SPP_N | Internal | Winter | B18 | 400 | 640 | 0 | 47.83 | 47.82 | 0.01 | 0
2025 | SPP_S_2_SPP_N | SPP_S | SPP_N | Internal | Winter | B19 | 700 | 640 | 0 | 47.73 | 47.71 | 0.01 | 0
2025 | SPP_S_2_SPP_N | SPP_S | SPP_N | Internal | Winter | B20 | 935 | 640 | 0 | 43.13 | 43.12 | 0.01 | 0
2025 | TVA_2_ENT | TVA | ENT | Internal | Shoulder | B11 | 25 | 500 | 61.82 | 64.44 | 73.44 | 9 | 0
2025 | TVA_2_ENT | TVA | ENT | Internal | Shoulder | B12 | 200 | 500 | 0 | 48.48 | 46.83 | 9 | 0
2025 | TVA_2_ENT | TVA | ENT | Internal | Shoulder | B13 | 600 | 500 | 0 | 47.83 | 46.5 | 9 | 0
2025 | TVA_2_ENT | TVA | ENT | Internal | Shoulder | B14 | 900 | 500 | 0 | 47.83 | 46.5 | 9 | 0
2025 | TVA_2_ENT | TVA | ENT | Internal | Shoulder | B15 | 1203 | 500 | 0 | 46.55 | 44.97 | 9 | 0
2025 | TVA_2_ENT | TVA | ENT | Internal | Summer | B1 | 10 | 500 | 0 | 751.19 | 751.19 | 9 | 0
2025 | TVA_2_ENT | TVA | ENT | Internal | Summer | B2 | 25 | 500 | 0 | 556.12 | 556.11 | 9 | 0
2025 | TVA_2_ENT | TVA | ENT | Internal | Summer | B3 | 75 | 500 | 0 | 74.44 | 75.93 | 9 | 0
2025 | TVA_2_ENT | TVA | ENT | Internal | Summer | B4 | 100 | 500 | 0 | 73.33 | 75.93 | 9 | 0
2025 | TVA_2_ENT | TVA | ENT | Internal | Summer | B5 | 200 | 500 | 0 | 68.11 | 69.11 | 9 | 0
2025 | TVA_2_ENT | TVA | ENT | Internal | Summer | B6 | 300 | 500 | 0 | 49.56 | 54.76 | 9 | 0
2025 | TVA_2_ENT | TVA | ENT | Internal | Summer | B7 | 400 | 500 | 0 | 45.14 | 45.36 | 9 | 0
2025 | TVA_2_ENT | TVA | ENT | Internal | Summer | B8 | 500 | 500 | 0 | 45.14 | 45.04 | 9 | 0
2025 | TVA_2_ENT | TVA | ENT | Internal | Summer | B9 | 800 | 500 | 0 | 44.32 | 45.04 | 9 | 0
2025 | TVA_2_ENT | TVA | ENT | Internal | Summer | B10 | 1262 | 500 | 0 | 41.65 | 43.56 | 9 | 0
2025 | TVA_2_ENT | TVA | ENT | Internal | Winter | B16 | 25 | 500 | 0 | 63.2 | 61.95 | 9 | 0
2025 | TVA_2_ENT | TVA | ENT | Internal | Winter | B17 | 100 | 500 | 0 | 51.43 | 49.38 | 9 | 0
2025 | TVA_2_ENT | TVA | ENT | Internal | Winter | B18 | 400 | 500 | 0 | 49.32 | 49.38 | 9 | 0
2025 | TVA_2_ENT | TVA | ENT | Internal | Winter | B19 | 700 | 500 | 0 | 49.32 | 47.76 | 9 | 0
2025 | TVA_2_ENT | TVA | ENT | Internal | Winter | B20 | 935 | 500 | 0 | 44.51 | 47.76 | 9 | 0
2025 | TVA_2_NonRTO_Midwest | TVA | NonRTO_Midwest | Internal | Shoulder | B11 | 25 | 100 | 29.81 | 64.44 | 73.44 | 9 | 0
2025 | TVA_2_NonRTO_Midwest | TVA | NonRTO_Midwest | Internal | Shoulder | B12 | 200 | 100 | 100 | 48.48 | 59.21 | 9 | 1.73
2025 | TVA_2_NonRTO_Midwest | TVA | NonRTO_Midwest | Internal | Shoulder | B13 | 600 | 100 | 0 | 47.83 | 52.77 | 9 | 0
2025 | TVA_2_NonRTO_Midwest | TVA | NonRTO_Midwest | Internal | Shoulder | B14 | 900 | 100 | 0 | 47.83 | 51.97 | 9 | 0
2025 | TVA_2_NonRTO_Midwest | TVA | NonRTO_Midwest | Internal | Shoulder | B15 | 1203 | 100 | 0 | 46.55 | 38.54 | 9 | 0
2025 | TVA_2_NonRTO_Midwest | TVA | NonRTO_Midwest | Internal | Summer | B1 | 10 | 100 | 0 | 751.19 | 751.19 | 9 | 0
2025 | TVA_2_NonRTO_Midwest | TVA | NonRTO_Midwest | Internal | Summer | B2 | 25 | 100 | 0 | 556.12 | 556.1 | 9 | 0
2025 | TVA_2_NonRTO_Midwest | TVA | NonRTO_Midwest | Internal | Summer | B3 | 75 | 100 | 0 | 74.44 | 75.82 | 9 | 0
2025 | TVA_2_NonRTO_Midwest | TVA | NonRTO_Midwest | Internal | Summer | B4 | 100 | 100 | 0 | 73.33 | 75.82 | 9 | 0
2025 | TVA_2_NonRTO_Midwest | TVA | NonRTO_Midwest | Internal | Summer | B5 | 200 | 100 | 0 | 68.11 | 73.94 | 9 | 0
2025 | TVA_2_NonRTO_Midwest | TVA | NonRTO_Midwest | Internal | Summer | B6 | 300 | 100 | 0 | 49.56 | 57.76 | 9 | 0
2025 | TVA_2_NonRTO_Midwest | TVA | NonRTO_Midwest | Internal | Summer | B7 | 400 | 100 | 0 | 45.14 | 50.27 | 9 | 0
2025 | TVA_2_NonRTO_Midwest | TVA | NonRTO_Midwest | Internal | Summer | B8 | 500 | 100 | 0 | 45.14 | 37.85 | 9 | 0
2025 | TVA_2_NonRTO_Midwest | TVA | NonRTO_Midwest | Internal | Summer | B9 | 800 | 100 | 0 | 44.32 | 36.31 | 9 | 0
2025 | TVA_2_NonRTO_Midwest | TVA | NonRTO_Midwest | Internal | Summer | B10 | 1262 | 100 | 0 | 41.65 | 33.64 | 9 | 0
2025 | TVA_2_NonRTO_Midwest | TVA | NonRTO_Midwest | Internal | Winter | B16 | 25 | 100 | 0 | 63.2 | 68.97 | 9 | 0
2025 | TVA_2_NonRTO_Midwest | TVA | NonRTO_Midwest | Internal | Winter | B17 | 100 | 100 | 100 | 51.43 | 62.94 | 9 | 2.51
2025 | TVA_2_NonRTO_Midwest | TVA | NonRTO_Midwest | Internal | Winter | B18 | 400 | 100 | 0 | 49.32 | 55.37 | 9 | 0
2025 | TVA_2_NonRTO_Midwest | TVA | NonRTO_Midwest | Internal | Winter | B19 | 700 | 100 | 0 | 49.32 | 52.35 | 9 | 0
2025 | TVA_2_NonRTO_Midwest | TVA | NonRTO_Midwest | Internal | Winter | B20 | 935 | 100 | 0 | 44.51 | 37.8 | 9 | 0
2025 | TVA_2_PJM_ROR | TVA | PJM_ROR | Internal | Shoulder | B11 | 25 | 500 | 0 | 64.44 | 60.39 | 9 | 0
2025 | TVA_2_PJM_ROR | TVA | PJM_ROR | Internal | Shoulder | B12 | 200 | 500 | 0 | 48.48 | 49.22 | 9 | 0
2025 | TVA_2_PJM_ROR | TVA | PJM_ROR | Internal | Shoulder | B13 | 600 | 500 | 0 | 47.83 | 44.45 | 9 | 0
2025 | TVA_2_PJM_ROR | TVA | PJM_ROR | Internal | Shoulder | B14 | 900 | 500 | 0 | 47.83 | 43.99 | 9 | 0
2025 | TVA_2_PJM_ROR | TVA | PJM_ROR | Internal | Shoulder | B15 | 1203 | 500 | 0 | 46.55 | 40.54 | 9 | 0
2025 | TVA_2_PJM_ROR | TVA | PJM_ROR | Internal | Summer | B1 | 10 | 500 | 0 | 751.19 | 745.19 | 9 | 0
2025 | TVA_2_PJM_ROR | TVA | PJM_ROR | Internal | Summer | B2 | 25 | 500 | 0 | 556.12 | 550.09 | 9 | 0
2025 | TVA_2_PJM_ROR | TVA | PJM_ROR | Internal | Summer | B3 | 75 | 500 | 0 | 74.44 | 68.43 | 9 | 0
2025 | TVA_2_PJM_ROR | TVA | PJM_ROR | Internal | Summer | B4 | 100 | 500 | 0 | 73.33 | 67.32 | 9 | 0
2025 | TVA_2_PJM_ROR | TVA | PJM_ROR | Internal | Summer | B5 | 200 | 500 | 0 | 68.11 | 63.92 | 9 | 0
2025 | TVA_2_PJM_ROR | TVA | PJM_ROR | Internal | Summer | B6 | 300 | 500 | 0 | 49.56 | 47.76 | 9 | 0
2025 | TVA_2_PJM_ROR | TVA | PJM_ROR | Internal | Summer | B7 | 400 | 500 | 0 | 45.14 | 41.43 | 9 | 0
2025 | TVA_2_PJM_ROR | TVA | PJM_ROR | Internal | Summer | B8 | 500 | 500 | 0 | 45.14 | 40.93 | 9 | 0
2025 | TVA_2_PJM_ROR | TVA | PJM_ROR | Internal | Summer | B9 | 800 | 500 | 0 | 44.32 | 38.31 | 9 | 0
2025 | TVA_2_PJM_ROR | TVA | PJM_ROR | Internal | Summer | B10 | 1262 | 500 | 0 | 41.65 | 35.64 | 9 | 0
2025 | TVA_2_PJM_ROR | TVA | PJM_ROR | Internal | Winter | B16 | 25 | 500 | 0 | 63.2 | 58.95 | 9 | 0
2025 | TVA_2_PJM_ROR | TVA | PJM_ROR | Internal | Winter | B17 | 100 | 500 | 0 | 51.43 | 52.94 | 9 | 0
2025 | TVA_2_PJM_ROR | TVA | PJM_ROR | Internal | Winter | B18 | 400 | 500 | 0 | 49.32 | 47.34 | 9 | 0
2025 | TVA_2_PJM_ROR | TVA | PJM_ROR | Internal | Winter | B19 | 700 | 500 | 0 | 49.32 | 45.05 | 9 | 0
2025 | TVA_2_PJM_ROR | TVA | PJM_ROR | Internal | Winter | B20 | 935 | 500 | 0 | 44.51 | 38.49 | 9 | 0
2025 | TVA_2_SOCO | TVA | SOCO | Internal | Shoulder | B11 | 25 | 500 | 500 | 64.44 | 75.39 | 9 | 1.95
2025 | TVA_2_SOCO | TVA | SOCO | Internal | Shoulder | B12 | 200 | 500 | 0 | 48.48 | 46.88 | 9 | 0
2025 | TVA_2_SOCO | TVA | SOCO | Internal | Shoulder | B13 | 600 | 500 | 0 | 47.83 | 46.88 | 9 | 0
2025 | TVA_2_SOCO | TVA | SOCO | Internal | Shoulder | B14 | 900 | 500 | 0 | 47.83 | 46.88 | 9 | 0
2025 | TVA_2_SOCO | TVA | SOCO | Internal | Shoulder | B15 | 1203 | 500 | 0 | 46.55 | 46.88 | 9 | 0
2025 | TVA_2_SOCO | TVA | SOCO | Internal | Summer | B1 | 10 | 500 | 0 | 751.19 | 751.19 | 9 | 0
2025 | TVA_2_SOCO | TVA | SOCO | Internal | Summer | B2 | 25 | 500 | 0 | 556.12 | 564.11 | 9 | 0
2025 | TVA_2_SOCO | TVA | SOCO | Internal | Summer | B3 | 75 | 500 | 0 | 74.44 | 78.61 | 9 | 0
2025 | TVA_2_SOCO | TVA | SOCO | Internal | Summer | B4 | 100 | 500 | 0 | 73.33 | 78.61 | 9 | 0
2025 | TVA_2_SOCO | TVA | SOCO | Internal | Summer | B5 | 200 | 500 | 30.42 | 68.11 | 77.11 | 9 | 0
2025 | TVA_2_SOCO | TVA | SOCO | Internal | Summer | B6 | 300 | 500 | 500 | 49.56 | 62.76 | 9 | 4.2
2025 | TVA_2_SOCO | TVA | SOCO | Internal | Summer | B7 | 400 | 500 | 0 | 45.14 | 53.36 | 9 | 0
2025 | TVA_2_SOCO | TVA | SOCO | Internal | Summer | B8 | 500 | 500 | 0 | 45.14 | 47.16 | 9 | 0
2025 | TVA_2_SOCO | TVA | SOCO | Internal | Summer | B9 | 800 | 500 | 0 | 44.32 | 45.53 | 9 | 0
2025 | TVA_2_SOCO | TVA | SOCO | Internal | Summer | B10 | 1262 | 500 | 0 | 41.65 | 45.53 | 9 | 0
2025 | TVA_2_SOCO | TVA | SOCO | Internal | Winter | B16 | 25 | 500 | 0 | 63.2 | 70.7 | 9 | 0
2025 | TVA_2_SOCO | TVA | SOCO | Internal | Winter | B17 | 100 | 500 | 0 | 51.43 | 49.67 | 9 | 0
2025 | TVA_2_SOCO | TVA | SOCO | Internal | Winter | B18 | 400 | 500 | 0 | 49.32 | 49.67 | 9 | 0
2025 | TVA_2_SOCO | TVA | SOCO | Internal | Winter | B19 | 700 | 500 | 0 | 49.32 | 49.67 | 9 | 0
2025 | TVA_2_SOCO | TVA | SOCO | Internal | Winter | B20 | 935 | 500 | 0 | 44.51 | 48.98 | 9 | 0
2025 | TVA_2_VACAR | TVA | VACAR | Internal | Shoulder | B11 | 25 | 150 | 0 | 64.44 | 68.39 | 9 | 0
2025 | TVA_2_VACAR | TVA | VACAR | Internal | Shoulder | B12 | 200 | 150 | 0 | 48.48 | 55.22 | 9 | 0
2025 | TVA_2_VACAR | TVA | VACAR | Internal | Shoulder | B13 | 600 | 150 | 0 | 47.83 | 50.45 | 9 | 0
2025 | TVA_2_VACAR | TVA | VACAR | Internal | Shoulder | B14 | 900 | 150 | 0 | 47.83 | 49.99 | 9 | 0
2025 | TVA_2_VACAR | TVA | VACAR | Internal | Shoulder | B15 | 1203 | 150 | 0 | 46.55 | 46.54 | 9 | 0
2025 | TVA_2_VACAR | TVA | VACAR | Internal | Summer | B1 | 10 | 150 | 0 | 751.19 | 751.19 | 9 | 0
2025 | TVA_2_VACAR | TVA | VACAR | Internal | Summer | B2 | 25 | 150 | 0 | 556.12 | 557.11 | 9 | 0
2025 | TVA_2_VACAR | TVA | VACAR | Internal | Summer | B3 | 75 | 150 | 0 | 74.44 | 80.6 | 9 | 0
2025 | TVA_2_VACAR | TVA | VACAR | Internal | Summer | B4 | 100 | 150 | 0 | 73.33 | 80.6 | 9 | 0
2025 | TVA_2_VACAR | TVA | VACAR | Internal | Summer | B5 | 200 | 150 | 150 | 68.11 | 78.92 | 9 | 1.81
2025 | TVA_2_VACAR | TVA | VACAR | Internal | Summer | B6 | 300 | 150 | 150 | 49.56 | 59.73 | 9 | 1.17
2025 | TVA_2_VACAR | TVA | VACAR | Internal | Summer | B7 | 400 | 150 | 0 | 45.14 | 51.15 | 9 | 0
2025 | TVA_2_VACAR | TVA | VACAR | Internal | Summer | B8 | 500 | 150 | 0 | 45.14 | 47.88 | 9 | 0
2025 | TVA_2_VACAR | TVA | VACAR | Internal | Summer | B9 | 800 | 150 | 0 | 44.32 | 44.54 | 9 | 0
2025 | TVA_2_VACAR | TVA | VACAR | Internal | Summer | B10 | 1262 | 150 | 0 | 41.65 | 43.02 | 9 | 0
2025 | TVA_2_VACAR | TVA | VACAR | Internal | Winter | B16 | 25 | 150 | 150 | 63.2 | 80.7 | 9 | 8.5
2025 | TVA_2_VACAR | TVA | VACAR | Internal | Winter | B17 | 100 | 150 | 0 | 51.43 | 58.94 | 9 | 0
2025 | TVA_2_VACAR | TVA | VACAR | Internal | Winter | B18 | 400 | 150 | 0 | 49.32 | 53.34 | 9 | 0
2025 | TVA_2_VACAR | TVA | VACAR | Internal | Winter | B19 | 700 | 150 | 0 | 49.32 | 50.54 | 9 | 0
2025 | TVA_2_VACAR | TVA | VACAR | Internal | Winter | B20 | 935 | 150 | 0 | 44.51 | 44.49 | 9 | 0
2025 | TVA_Transmission_2_NonRTO_Midwest | TVA_Transmission | NonRTO_Midwest | Internal | Shoulder | B11 | 25 | 700 | 0 | 66.39 | 73.44 | 9 | 0
2025 | TVA_Transmission_2_NonRTO_Midwest | TVA_Transmission | NonRTO_Midwest | Internal | Shoulder | B12 | 200 | 700 | 0 | 51.93 | 59.21 | 9 | 0
2025 | TVA_Transmission_2_NonRTO_Midwest | TVA_Transmission | NonRTO_Midwest | Internal | Shoulder | B13 | 600 | 700 | 0 | 49.03 | 52.77 | 9 | 0
2025 | TVA_Transmission_2_NonRTO_Midwest | TVA_Transmission | NonRTO_Midwest | Internal | Shoulder | B14 | 900 | 700 | 0 | 48.85 | 51.97 | 9 | 0
2025 | TVA_Transmission_2_NonRTO_Midwest | TVA_Transmission | NonRTO_Midwest | Internal | Shoulder | B15 | 1203 | 700 | 0 | 46.54 | 38.54 | 9 | 0
2025 | TVA_Transmission_2_NonRTO_Midwest | TVA_Transmission | NonRTO_Midwest | Internal | Summer | B1 | 10 | 700 | 0 | 751.18 | 751.19 | 9 | 0
2025 | TVA_Transmission_2_NonRTO_Midwest | TVA_Transmission | NonRTO_Midwest | Internal | Summer | B2 | 25 | 700 | 0 | 556.11 | 556.1 | 9 | 0
2025 | TVA_Transmission_2_NonRTO_Midwest | TVA_Transmission | NonRTO_Midwest | Internal | Summer | B3 | 75 | 700 | 0 | 74.43 | 75.82 | 9 | 0
2025 | TVA_Transmission_2_NonRTO_Midwest | TVA_Transmission | NonRTO_Midwest | Internal | Summer | B4 | 100 | 700 | 0 | 73.32 | 75.82 | 9 | 0
2025 | TVA_Transmission_2_NonRTO_Midwest | TVA_Transmission | NonRTO_Midwest | Internal | Summer | B5 | 200 | 700 | 0 | 69.92 | 73.94 | 9 | 0
2025 | TVA_Transmission_2_NonRTO_Midwest | TVA_Transmission | NonRTO_Midwest | Internal | Summer | B6 | 300 | 700 | 0 | 53.76 | 57.76 | 9 | 0
2025 | TVA_Transmission_2_NonRTO_Midwest | TVA_Transmission | NonRTO_Midwest | Internal | Summer | B7 | 400 | 700 | 0 | 46.59 | 50.27 | 9 | 0
2025 | TVA_Transmission_2_NonRTO_Midwest | TVA_Transmission | NonRTO_Midwest | Internal | Summer | B8 | 500 | 700 | 0 | 45.4 | 37.85 | 9 | 0
2025 | TVA_Transmission_2_NonRTO_Midwest | TVA_Transmission | NonRTO_Midwest | Internal | Summer | B9 | 800 | 700 | 0 | 44.31 | 36.31 | 9 | 0
2025 | TVA_Transmission_2_NonRTO_Midwest | TVA_Transmission | NonRTO_Midwest | Internal | Summer | B10 | 1262 | 700 | 0 | 41.64 | 33.64 | 9 | 0
2025 | TVA_Transmission_2_NonRTO_Midwest | TVA_Transmission | NonRTO_Midwest | Internal | Winter | B16 | 25 | 700 | 0 | 64.95 | 68.97 | 9 | 0
2025 | TVA_Transmission_2_NonRTO_Midwest | TVA_Transmission | NonRTO_Midwest | Internal | Winter | B17 | 100 | 700 | 0 | 55.33 | 62.94 | 9 | 0
2025 | TVA_Transmission_2_NonRTO_Midwest | TVA_Transmission | NonRTO_Midwest | Internal | Winter | B18 | 400 | 700 | 0 | 51.18 | 55.37 | 9 | 0
2025 | TVA_Transmission_2_NonRTO_Midwest | TVA_Transmission | NonRTO_Midwest | Internal | Winter | B19 | 700 | 700 | 0 | 50.11 | 52.35 | 9 | 0
2025 | TVA_Transmission_2_NonRTO_Midwest | TVA_Transmission | NonRTO_Midwest | Internal | Winter | B20 | 935 | 700 | 0 | 44.49 | 37.8 | 9 | 0
2025 | TVA_Transmission_2_PJM_ROR | TVA_Transmission | PJM_ROR | Internal | Shoulder | B11 | 25 | 2000 | 0 | 66.39 | 60.39 | 9 | 0
2025 | TVA_Transmission_2_PJM_ROR | TVA_Transmission | PJM_ROR | Internal | Shoulder | B12 | 200 | 2000 | 0 | 51.93 | 49.22 | 9 | 0
2025 | TVA_Transmission_2_PJM_ROR | TVA_Transmission | PJM_ROR | Internal | Shoulder | B13 | 600 | 2000 | 0 | 49.03 | 44.45 | 9 | 0
2025 | TVA_Transmission_2_PJM_ROR | TVA_Transmission | PJM_ROR | Internal | Shoulder | B14 | 900 | 2000 | 0 | 48.85 | 43.99 | 9 | 0
2025 | TVA_Transmission_2_PJM_ROR | TVA_Transmission | PJM_ROR | Internal | Shoulder | B15 | 1203 | 2000 | 0 | 46.54 | 40.54 | 9 | 0
2025 | TVA_Transmission_2_PJM_ROR | TVA_Transmission | PJM_ROR | Internal | Summer | B1 | 10 | 2000 | 0 | 751.18 | 745.19 | 9 | 0
2025 | TVA_Transmission_2_PJM_ROR | TVA_Transmission | PJM_ROR | Internal | Summer | B2 | 25 | 2000 | 0 | 556.11 | 550.09 | 9 | 0
2025 | TVA_Transmission_2_PJM_ROR | TVA_Transmission | PJM_ROR | Internal | Summer | B3 | 75 | 2000 | 0 | 74.43 | 68.43 | 9 | 0
2025 | TVA_Transmission_2_PJM_ROR | TVA_Transmission | PJM_ROR | Internal | Summer | B4 | 100 | 2000 | 0 | 73.32 | 67.32 | 9 | 0
2025 | TVA_Transmission_2_PJM_ROR | TVA_Transmission | PJM_ROR | Internal | Summer | B5 | 200 | 2000 | 0 | 69.92 | 63.92 | 9 | 0
2025 | TVA_Transmission_2_PJM_ROR | TVA_Transmission | PJM_ROR | Internal | Summer | B6 | 300 | 2000 | 0 | 53.76 | 47.76 | 9 | 0
2025 | TVA_Transmission_2_PJM_ROR | TVA_Transmission | PJM_ROR | Internal | Summer | B7 | 400 | 2000 | 0 | 46.59 | 41.43 | 9 | 0
2025 | TVA_Transmission_2_PJM_ROR | TVA_Transmission | PJM_ROR | Internal | Summer | B8 | 500 | 2000 | 0 | 45.4 | 40.93 | 9 | 0
2025 | TVA_Transmission_2_PJM_ROR | TVA_Transmission | PJM_ROR | Internal | Summer | B9 | 800 | 2000 | 0 | 44.31 | 38.31 | 9 | 0
2025 | TVA_Transmission_2_PJM_ROR | TVA_Transmission | PJM_ROR | Internal | Summer | B10 | 1262 | 2000 | 0 | 41.64 | 35.64 | 9 | 0
2025 | TVA_Transmission_2_PJM_ROR | TVA_Transmission | PJM_ROR | Internal | Winter | B16 | 25 | 2000 | 0 | 64.95 | 58.95 | 9 | 0
2025 | TVA_Transmission_2_PJM_ROR | TVA_Transmission | PJM_ROR | Internal | Winter | B17 | 100 | 2000 | 0 | 55.33 | 52.94 | 9 | 0
2025 | TVA_Transmission_2_PJM_ROR | TVA_Transmission | PJM_ROR | Internal | Winter | B18 | 400 | 2000 | 0 | 51.18 | 47.34 | 9 | 0
2025 | TVA_Transmission_2_PJM_ROR | TVA_Transmission | PJM_ROR | Internal | Winter | B19 | 700 | 2000 | 0 | 50.11 | 45.05 | 9 | 0
2025 | TVA_Transmission_2_PJM_ROR | TVA_Transmission | PJM_ROR | Internal | Winter | B20 | 935 | 2000 | 0 | 44.49 | 38.49 | 9 | 0
2025 | TVA_Transmission_2_SOCO | TVA_Transmission | SOCO | Internal | Shoulder | B11 | 25 | 3200 | 457.78 | 66.39 | 75.39 | 9 | 0
2025 | TVA_Transmission_2_SOCO | TVA_Transmission | SOCO | Internal | Shoulder | B12 | 200 | 3200 | 0 | 51.93 | 46.88 | 9 | 0
2025 | TVA_Transmission_2_SOCO | TVA_Transmission | SOCO | Internal | Shoulder | B13 | 600 | 3200 | 0 | 49.03 | 46.88 | 9 | 0
2025 | TVA_Transmission_2_SOCO | TVA_Transmission | SOCO | Internal | Shoulder | B14 | 900 | 3200 | 0 | 48.85 | 46.88 | 9 | 0
2025 | TVA_Transmission_2_SOCO | TVA_Transmission | SOCO | Internal | Shoulder | B15 | 1203 | 3200 | 0 | 46.54 | 46.88 | 9 | 0
2025 | TVA_Transmission_2_SOCO | TVA_Transmission | SOCO | Internal | Summer | B1 | 10 | 3200 | 0 | 751.18 | 751.19 | 9 | 0
2025 | TVA_Transmission_2_SOCO | TVA_Transmission | SOCO | Internal | Summer | B2 | 25 | 3200 | 0 | 556.11 | 564.11 | 9 | 0
2025 | TVA_Transmission_2_SOCO | TVA_Transmission | SOCO | Internal | Summer | B3 | 75 | 3200 | 0 | 74.43 | 78.61 | 9 | 0
2025 | TVA_Transmission_2_SOCO | TVA_Transmission | SOCO | Internal | Summer | B4 | 100 | 3200 | 0 | 73.32 | 78.61 | 9 | 0
2025 | TVA_Transmission_2_SOCO | TVA_Transmission | SOCO | Internal | Summer | B5 | 200 | 3200 | 0 | 69.92 | 77.11 | 9 | 0
2025 | TVA_Transmission_2_SOCO | TVA_Transmission | SOCO | Internal | Summer | B6 | 300 | 3200 | 1246.81 | 53.76 | 62.76 | 9 | 0
2025 | TVA_Transmission_2_SOCO | TVA_Transmission | SOCO | Internal | Summer | B7 | 400 | 3200 | 0 | 46.59 | 53.36 | 9 | 0
2025 | TVA_Transmission_2_SOCO | TVA_Transmission | SOCO | Internal | Summer | B8 | 500 | 3200 | 0 | 45.4 | 47.16 | 9 | 0
2025 | TVA_Transmission_2_SOCO | TVA_Transmission | SOCO | Internal | Summer | B9 | 800 | 3200 | 0 | 44.31 | 45.53 | 9 | 0
2025 | TVA_Transmission_2_SOCO | TVA_Transmission | SOCO | Internal | Summer | B10 | 1262 | 3200 | 0 | 41.64 | 45.53 | 9 | 0
2025 | TVA_Transmission_2_SOCO | TVA_Transmission | SOCO | Internal | Winter | B16 | 25 | 3200 | 0 | 64.95 | 70.7 | 9 | 0
2025 | TVA_Transmission_2_SOCO | TVA_Transmission | SOCO | Internal | Winter | B17 | 100 | 3200 | 0 | 55.33 | 49.67 | 9 | 0
2025 | TVA_Transmission_2_SOCO | TVA_Transmission | SOCO | Internal | Winter | B18 | 400 | 3200 | 0 | 51.18 | 49.67 | 9 | 0
2025 | TVA_Transmission_2_SOCO | TVA_Transmission | SOCO | Internal | Winter | B19 | 700 | 3200 | 0 | 50.11 | 49.67 | 9 | 0
2025 | TVA_Transmission_2_SOCO | TVA_Transmission | SOCO | Internal | Winter | B20 | 935 | 3200 | 0 | 44.49 | 48.98 | 9 | 0
2025 | TVA_Transmission_2_TVA | TVA_Transmission | TVA | Internal | Shoulder | B11 | 25 | 99999 | 0 | 66.39 | 64.44 | 0.01 | 0
2025 | TVA_Transmission_2_TVA | TVA_Transmission | TVA | Internal | Shoulder | B12 | 200 | 99999 | 0 | 51.93 | 48.48 | 0.01 | 0
2025 | TVA_Transmission_2_TVA | TVA_Transmission | TVA | Internal | Shoulder | B13 | 600 | 99999 | 0 | 49.03 | 47.83 | 0.01 | 0
2025 | TVA_Transmission_2_TVA | TVA_Transmission | TVA | Internal | Shoulder | B14 | 900 | 99999 | 0 | 48.85 | 47.83 | 0.01 | 0
2025 | TVA_Transmission_2_TVA | TVA_Transmission | TVA | Internal | Shoulder | B15 | 1203 | 99999 | 759.57 | 46.54 | 46.55 | 0.01 | 0
2025 | TVA_Transmission_2_TVA | TVA_Transmission | TVA | Internal | Summer | B1 | 10 | 99999 | 0 | 751.18 | 751.19 | 0.01 | 0
2025 | TVA_Transmission_2_TVA | TVA_Transmission | TVA | Internal | Summer | B2 | 25 | 99999 | 3544.76 | 556.11 | 556.12 | 0.01 | 0
2025 | TVA_Transmission_2_TVA | TVA_Transmission | TVA | Internal | Summer | B3 | 75 | 99999 | 2061.37 | 74.43 | 74.44 | 0.01 | 0
2025 | TVA_Transmission_2_TVA | TVA_Transmission | TVA | Internal | Summer | B4 | 100 | 99999 | 1379.82 | 73.32 | 73.33 | 0.01 | 0
2025 | TVA_Transmission_2_TVA | TVA_Transmission | TVA | Internal | Summer | B5 | 200 | 99999 | 0 | 69.92 | 68.11 | 0.01 | 0
2025 | TVA_Transmission_2_TVA | TVA_Transmission | TVA | Internal | Summer | B6 | 300 | 99999 | 0 | 53.76 | 49.56 | 0.01 | 0
2025 | TVA_Transmission_2_TVA | TVA_Transmission | TVA | Internal | Summer | B7 | 400 | 99999 | 0 | 46.59 | 45.14 | 0.01 | 0
2025 | TVA_Transmission_2_TVA | TVA_Transmission | TVA | Internal | Summer | B8 | 500 | 99999 | 0 | 45.4 | 45.14 | 0.01 | 0
2025 | TVA_Transmission_2_TVA | TVA_Transmission | TVA | Internal | Summer | B9 | 800 | 99999 | 1499.82 | 44.31 | 44.32 | 0.01 | 0
2025 | TVA_Transmission_2_TVA | TVA_Transmission | TVA | Internal | Summer | B10 | 1262 | 99999 | 449.14 | 41.64 | 41.65 | 0.01 | 0
2025 | TVA_Transmission_2_TVA | TVA_Transmission | TVA | Internal | Winter | B16 | 25 | 99999 | 0 | 64.95 | 63.2 | 0.01 | 0
2025 | TVA_Transmission_2_TVA | TVA_Transmission | TVA | Internal | Winter | B17 | 100 | 99999 | 0 | 55.33 | 51.43 | 0.01 | 0
2025 | TVA_Transmission_2_TVA | TVA_Transmission | TVA | Internal | Winter | B18 | 400 | 99999 | 0 | 51.18 | 49.32 | 0.01 | 0
2025 | TVA_Transmission_2_TVA | TVA_Transmission | TVA | Internal | Winter | B19 | 700 | 99999 | 0 | 50.11 | 49.32 | 0.01 | 0
2025 | TVA_Transmission_2_TVA | TVA_Transmission | TVA | Internal | Winter | B20 | 935 | 99999 | 2044.14 | 44.49 | 44.51 | 0.01 | 0
2025 | TVA_Transmission_2_VACAR | TVA_Transmission | VACAR | Internal | Shoulder | B11 | 25 | 900 | 0 | 66.39 | 68.39 | 9 | 0
2025 | TVA_Transmission_2_VACAR | TVA_Transmission | VACAR | Internal | Shoulder | B12 | 200 | 900 | 0 | 51.93 | 55.22 | 9 | 0
2025 | TVA_Transmission_2_VACAR | TVA_Transmission | VACAR | Internal | Shoulder | B13 | 600 | 900 | 0 | 49.03 | 50.45 | 9 | 0
2025 | TVA_Transmission_2_VACAR | TVA_Transmission | VACAR | Internal | Shoulder | B14 | 900 | 900 | 0 | 48.85 | 49.99 | 9 | 0
2025 | TVA_Transmission_2_VACAR | TVA_Transmission | VACAR | Internal | Shoulder | B15 | 1203 | 900 | 0 | 46.54 | 46.54 | 9 | 0
2025 | TVA_Transmission_2_VACAR | TVA_Transmission | VACAR | Internal | Summer | B1 | 10 | 900 | 0 | 751.18 | 751.19 | 9 | 0
2025 | TVA_Transmission_2_VACAR | TVA_Transmission | VACAR | Internal | Summer | B2 | 25 | 900 | 0 | 556.11 | 557.11 | 9 | 0
2025 | TVA_Transmission_2_VACAR | TVA_Transmission | VACAR | Internal | Summer | B3 | 75 | 900 | 0 | 74.43 | 80.6 | 9 | 0
2025 | TVA_Transmission_2_VACAR | TVA_Transmission | VACAR | Internal | Summer | B4 | 100 | 900 | 0 | 73.32 | 80.6 | 9 | 0
2025 | TVA_Transmission_2_VACAR | TVA_Transmission | VACAR | Internal | Summer | B5 | 200 | 900 | 496.88 | 69.92 | 78.92 | 9 | 0
2025 | TVA_Transmission_2_VACAR | TVA_Transmission | VACAR | Internal | Summer | B6 | 300 | 900 | 0 | 53.76 | 59.73 | 9 | 0
2025 | TVA_Transmission_2_VACAR | TVA_Transmission | VACAR | Internal | Summer | B7 | 400 | 900 | 0 | 46.59 | 51.15 | 9 | 0
2025 | TVA_Transmission_2_VACAR | TVA_Transmission | VACAR | Internal | Summer | B8 | 500 | 900 | 0 | 45.4 | 47.88 | 9 | 0
2025 | TVA_Transmission_2_VACAR | TVA_Transmission | VACAR | Internal | Summer | B9 | 800 | 900 | 0 | 44.31 | 44.54 | 9 | 0
2025 | TVA_Transmission_2_VACAR | TVA_Transmission | VACAR | Internal | Summer | B10 | 1262 | 900 | 0 | 41.64 | 43.02 | 9 | 0
2025 | TVA_Transmission_2_VACAR | TVA_Transmission | VACAR | Internal | Winter | B16 | 25 | 900 | 900 | 64.95 | 80.7 | 9 | 6.75
2025 | TVA_Transmission_2_VACAR | TVA_Transmission | VACAR | Internal | Winter | B17 | 100 | 900 | 0 | 55.33 | 58.94 | 9 | 0
2025 | TVA_Transmission_2_VACAR | TVA_Transmission | VACAR | Internal | Winter | B18 | 400 | 900 | 0 | 51.18 | 53.34 | 9 | 0
2025 | TVA_Transmission_2_VACAR | TVA_Transmission | VACAR | Internal | Winter | B19 | 700 | 900 | 0 | 50.11 | 50.54 | 9 | 0
2025 | TVA_Transmission_2_VACAR | TVA_Transmission | VACAR | Internal | Winter | B20 | 935 | 900 | 0 | 44.49 | 44.49 | 9 | 0
2025 | VACAR_2_SOCO | VACAR | SOCO | Internal | Shoulder | B11 | 25 | 3000 | 1149.9 | 68.39 | 75.39 | 7 | 0
2025 | VACAR_2_SOCO | VACAR | SOCO | Internal | Shoulder | B12 | 200 | 3000 | 0 | 55.22 | 46.88 | 7 | 0
2025 | VACAR_2_SOCO | VACAR | SOCO | Internal | Shoulder | B13 | 600 | 3000 | 0 | 50.45 | 46.88 | 7 | 0
2025 | VACAR_2_SOCO | VACAR | SOCO | Internal | Shoulder | B14 | 900 | 3000 | 0 | 49.99 | 46.88 | 7 | 0
2025 | VACAR_2_SOCO | VACAR | SOCO | Internal | Shoulder | B15 | 1203 | 3000 | 0 | 46.54 | 46.88 | 7 | 0
2025 | VACAR_2_SOCO | VACAR | SOCO | Internal | Summer | B1 | 10 | 3000 | 0 | 751.19 | 751.19 | 7 | 0
2025 | VACAR_2_SOCO | VACAR | SOCO | Internal | Summer | B2 | 25 | 3000 | 81.46 | 557.11 | 564.11 | 7 | 0
2025 | VACAR_2_SOCO | VACAR | SOCO | Internal | Summer | B3 | 75 | 3000 | 0 | 80.6 | 78.61 | 7 | 0
2025 | VACAR_2_SOCO | VACAR | SOCO | Internal | Summer | B4 | 100 | 3000 | 0 | 80.6 | 78.61 | 7 | 0
2025 | VACAR_2_SOCO | VACAR | SOCO | Internal | Summer | B5 | 200 | 3000 | 0 | 78.92 | 77.11 | 7 | 0
2025 | VACAR_2_SOCO | VACAR | SOCO | Internal | Summer | B6 | 300 | 3000 | 0 | 59.73 | 62.76 | 7 | 0
2025 | VACAR_2_SOCO | VACAR | SOCO | Internal | Summer | B7 | 400 | 3000 | 0 | 51.15 | 53.36 | 7 | 0
2025 | VACAR_2_SOCO | VACAR | SOCO | Internal | Summer | B8 | 500 | 3000 | 0 | 47.88 | 47.16 | 7 | 0
2025 | VACAR_2_SOCO | VACAR | SOCO | Internal | Summer | B9 | 800 | 3000 | 0 | 44.54 | 45.53 | 7 | 0
2025 | VACAR_2_SOCO | VACAR | SOCO | Internal | Summer | B10 | 1262 | 3000 | 0 | 43.02 | 45.53 | 7 | 0
2025 | VACAR_2_SOCO | VACAR | SOCO | Internal | Winter | B16 | 25 | 3000 | 0 | 80.7 | 70.7 | 7 | 0
2025 | VACAR_2_SOCO | VACAR | SOCO | Internal | Winter | B17 | 100 | 3000 | 0 | 58.94 | 49.67 | 7 | 0
2025 | VACAR_2_SOCO | VACAR | SOCO | Internal | Winter | B18 | 400 | 3000 | 0 | 53.34 | 49.67 | 7 | 0
2025 | VACAR_2_SOCO | VACAR | SOCO | Internal | Winter | B19 | 700 | 3000 | 0 | 50.54 | 49.67 | 7 | 0
2025 | VACAR_2_SOCO | VACAR | SOCO | Internal | Winter | B20 | 935 | 3000 | 0 | 44.49 | 48.98 | 7 | 0
2030 | ENT_2_MISO_MO-IL | ENT | MISO_MO-IL | Internal | Shoulder | B11 | 25 | 2260 | 0 | 68.56 | 64.53 | 8 | 0
2030 | ENT_2_MISO_MO-IL | ENT | MISO_MO-IL | Internal | Shoulder | B12 | 200 | 2260 | 0 | 50.17 | 50.16 | 8 | 0
2030 | ENT_2_MISO_MO-IL | ENT | MISO_MO-IL | Internal | Shoulder | B13 | 600 | 2260 | 0 | 49.81 | 48.1 | 8 | 0
2030 | ENT_2_MISO_MO-IL | ENT | MISO_MO-IL | Internal | Shoulder | B14 | 900 | 2260 | 0 | 49.81 | 45.53 | 8 | 0
2030 | ENT_2_MISO_MO-IL | ENT | MISO_MO-IL | Internal | Shoulder | B15 | 1203 | 2260 | 0 | 48.17 | 43.6 | 8 | 0
2030 | ENT_2_MISO_MO-IL | ENT | MISO_MO-IL | Internal | Summer | B1 | 10 | 2260 | 0 | 751.19 | 743.19 | 8 | 0
2030 | ENT_2_MISO_MO-IL | ENT | MISO_MO-IL | Internal | Summer | B2 | 25 | 2260 | 0 | 747.19 | 739.19 | 8 | 0
2030 | ENT_2_MISO_MO-IL | ENT | MISO_MO-IL | Internal | Summer | B3 | 75 | 2260 | 0 | 82.5 | 76.63 | 8 | 0
2030 | ENT_2_MISO_MO-IL | ENT | MISO_MO-IL | Internal | Summer | B4 | 100 | 2260 | 0 | 82.5 | 74.5 | 8 | 0
2030 | ENT_2_MISO_MO-IL | ENT | MISO_MO-IL | Internal | Summer | B5 | 200 | 2260 | 0 | 71.81 | 66.84 | 8 | 0
2030 | ENT_2_MISO_MO-IL | ENT | MISO_MO-IL | Internal | Summer | B6 | 300 | 2260 | 0 | 48.89 | 49.88 | 8 | 0
2030 | ENT_2_MISO_MO-IL | ENT | MISO_MO-IL | Internal | Summer | B7 | 400 | 2260 | 0 | 48.58 | 44.1 | 8 | 0
2030 | ENT_2_MISO_MO-IL | ENT | MISO_MO-IL | Internal | Summer | B8 | 500 | 2260 | 0 | 48.23 | 42.5 | 8 | 0
2030 | ENT_2_MISO_MO-IL | ENT | MISO_MO-IL | Internal | Summer | B9 | 800 | 2260 | 0 | 47.35 | 39.35 | 8 | 0
2030 | ENT_2_MISO_MO-IL | ENT | MISO_MO-IL | Internal | Summer | B10 | 1262 | 2260 | 0 | 46.65 | 36.86 | 8 | 0
2030 | ENT_2_MISO_MO-IL | ENT | MISO_MO-IL | Internal | Winter | B16 | 25 | 2260 | 0 | 56.68 | 57.08 | 8 | 0
2030 | ENT_2_MISO_MO-IL | ENT | MISO_MO-IL | Internal | Winter | B17 | 100 | 2260 | 0 | 52.92 | 54.26 | 8 | 0
2030 | ENT_2_MISO_MO-IL | ENT | MISO_MO-IL | Internal | Winter | B18 | 400 | 2260 | 0 | 52.92 | 50.74 | 8 | 0
2030 | ENT_2_MISO_MO-IL | ENT | MISO_MO-IL | Internal | Winter | B19 | 700 | 2260 | 0 | 51.17 | 47.57 | 8 | 0
2030 | ENT_2_MISO_MO-IL | ENT | MISO_MO-IL | Internal | Winter | B20 | 935 | 2260 | 0 | 51.17 | 41.03 | 8 | 0
2030 | ENT_2_SOCO | ENT | SOCO | Internal | Shoulder | B11 | 25 | 2000 | 515.74 | 68.56 | 76.56 | 8 | 0
2030 | ENT_2_SOCO | ENT | SOCO | Internal | Shoulder | B12 | 200 | 2000 | 0 | 50.17 | 50.12 | 8 | 0
2030 | ENT_2_SOCO | ENT | SOCO | Internal | Shoulder | B13 | 600 | 2000 | 0 | 49.81 | 50.12 | 8 | 0
2030 | ENT_2_SOCO | ENT | SOCO | Internal | Shoulder | B14 | 900 | 2000 | 0 | 49.81 | 50.12 | 8 | 0
2030 | ENT_2_SOCO | ENT | SOCO | Internal | Shoulder | B15 | 1203 | 2000 | 0 | 48.17 | 50.12 | 8 | 0
2030 | ENT_2_SOCO | ENT | SOCO | Internal | Summer | B1 | 10 | 2000 | 0 | 751.19 | 751.19 | 8 | 0
2030 | ENT_2_SOCO | ENT | SOCO | Internal | Summer | B2 | 25 | 2000 | 0 | 747.19 | 751.19 | 8 | 0
2030 | ENT_2_SOCO | ENT | SOCO | Internal | Summer | B3 | 75 | 2000 | 0 | 82.5 | 89.64 | 8 | 0
2030 | ENT_2_SOCO | ENT | SOCO | Internal | Summer | B4 | 100 | 2000 | 0 | 82.5 | 83.67 | 8 | 0
2030 | ENT_2_SOCO | ENT | SOCO | Internal | Summer | B5 | 200 | 2000 | 968.16 | 71.81 | 79.81 | 8 | 0
2030 | ENT_2_SOCO | ENT | SOCO | Internal | Summer | B6 | 300 | 2000 | 2000 | 48.89 | 62.88 | 8 | 5.99
2030 | ENT_2_SOCO | ENT | SOCO | Internal | Summer | B7 | 400 | 2000 | 2000 | 48.58 | 57.14 | 8 | 0.56
2030 | ENT_2_SOCO | ENT | SOCO | Internal | Summer | B8 | 500 | 2000 | 0 | 48.23 | 50.38 | 8 | 0
2030 | ENT_2_SOCO | ENT | SOCO | Internal | Summer | B9 | 800 | 2000 | 0 | 47.35 | 48.64 | 8 | 0
2030 | ENT_2_SOCO | ENT | SOCO | Internal | Summer | B10 | 1262 | 2000 | 0 | 46.65 | 48.64 | 8 | 0
2030 | ENT_2_SOCO | ENT | SOCO | Internal | Winter | B16 | 25 | 2000 | 2000 | 56.68 | 72.67 | 8 | 8
2030 | ENT_2_SOCO | ENT | SOCO | Internal | Winter | B17 | 100 | 2000 | 0 | 52.92 | 53.17 | 8 | 0
2030 | ENT_2_SOCO | ENT | SOCO | Internal | Winter | B18 | 400 | 2000 | 0 | 52.92 | 53.17 | 8 | 0
2030 | ENT_2_SOCO | ENT | SOCO | Internal | Winter | B19 | 700 | 2000 | 0 | 51.17 | 53.17 | 8 | 0
2030 | ENT_2_SOCO | ENT | SOCO | Internal | Winter | B20 | 935 | 2000 | 0 | 51.17 | 52.42 | 8 | 0
2030 | ENT_2_SPP_S | ENT | SPP_S | Internal | Shoulder | B11 | 25 | 1300 | 0 | 68.56 | 71.53 | 8 | 0
2030 | ENT_2_SPP_S | ENT | SPP_S | Internal | Shoulder | B12 | 200 | 1300 | 0 | 50.17 | 50.15 | 8 | 0
2030 | ENT_2_SPP_S | ENT | SPP_S | Internal | Shoulder | B13 | 600 | 1300 | 0 | 49.81 | 48.09 | 8 | 0
2030 | ENT_2_SPP_S | ENT | SPP_S | Internal | Shoulder | B14 | 900 | 1300 | 0 | 49.81 | 48.09 | 8 | 0
2030 | ENT_2_SPP_S | ENT | SPP_S | Internal | Shoulder | B15 | 1203 | 1300 | 0 | 48.17 | 47.98 | 8 | 0
2030 | ENT_2_SPP_S | ENT | SPP_S | Internal | Summer | B1 | 10 | 1300 | 0 | 751.19 | 750.19 | 8 | 0
2030 | ENT_2_SPP_S | ENT | SPP_S | Internal | Summer | B2 | 25 | 1300 | 0 | 747.19 | 746.19 | 8 | 0
2030 | ENT_2_SPP_S | ENT | SPP_S | Internal | Summer | B3 | 75 | 1300 | 0 | 82.5 | 83.66 | 8 | 0
2030 | ENT_2_SPP_S | ENT | SPP_S | Internal | Summer | B4 | 100 | 1300 | 0 | 82.5 | 81.5 | 8 | 0
2030 | ENT_2_SPP_S | ENT | SPP_S | Internal | Summer | B5 | 200 | 1300 | 0 | 71.81 | 74.85 | 8 | 0
2030 | ENT_2_SPP_S | ENT | SPP_S | Internal | Summer | B6 | 300 | 1300 | 78.82 | 48.89 | 56.89 | 8 | 0
2030 | ENT_2_SPP_S | ENT | SPP_S | Internal | Summer | B7 | 400 | 1300 | 0 | 48.58 | 48.58 | 8 | 0
2030 | ENT_2_SPP_S | ENT | SPP_S | Internal | Summer | B8 | 500 | 1300 | 0 | 48.23 | 47.73 | 8 | 0
2030 | ENT_2_SPP_S | ENT | SPP_S | Internal | Summer | B9 | 800 | 1300 | 0 | 47.35 | 46.38 | 8 | 0
2030 | ENT_2_SPP_S | ENT | SPP_S | Internal | Summer | B10 | 1262 | 1300 | 0 | 46.65 | 46.36 | 8 | 0
2030 | ENT_2_SPP_S | ENT | SPP_S | Internal | Winter | B16 | 25 | 1300 | 0 | 56.68 | 53.65 | 8 | 0
2030 | ENT_2_SPP_S | ENT | SPP_S | Internal | Winter | B17 | 100 | 1300 | 0 | 52.92 | 51.3 | 8 | 0
2030 | ENT_2_SPP_S | ENT | SPP_S | Internal | Winter | B18 | 400 | 1300 | 0 | 52.92 | 51.18 | 8 | 0
2030 | ENT_2_SPP_S | ENT | SPP_S | Internal | Winter | B19 | 700 | 1300 | 0 | 51.17 | 51.18 | 8 | 0
2030 | ENT_2_SPP_S | ENT | SPP_S | Internal | Winter | B20 | 935 | 1300 | 0 | 51.17 | 46.18 | 8 | 0
2030 | ENT_2_TVA_Transmission | ENT | TVA_Transmission | Internal | Shoulder | B11 | 25 | 2100 | 0 | 68.56 | 68.18 | 8 | 0
2030 | ENT_2_TVA_Transmission | ENT | TVA_Transmission | Internal | Shoulder | B12 | 200 | 2100 | 0 | 50.17 | 53.64 | 8 | 0
2030 | ENT_2_TVA_Transmission | ENT | TVA_Transmission | Internal | Shoulder | B13 | 600 | 2100 | 0 | 49.81 | 51.69 | 8 | 0
2030 | ENT_2_TVA_Transmission | ENT | TVA_Transmission | Internal | Shoulder | B14 | 900 | 2100 | 0 | 49.81 | 51.55 | 8 | 0
2030 | ENT_2_TVA_Transmission | ENT | TVA_Transmission | Internal | Shoulder | B15 | 1203 | 2100 | 0 | 48.17 | 49.6 | 8 | 0
2030 | ENT_2_TVA_Transmission | ENT | TVA_Transmission | Internal | Summer | B1 | 10 | 2100 | 0 | 751.19 | 751.18 | 8 | 0
2030 | ENT_2_TVA_Transmission | ENT | TVA_Transmission | Internal | Summer | B2 | 25 | 2100 | 0 | 747.19 | 747.19 | 8 | 0
2030 | ENT_2_TVA_Transmission | ENT | TVA_Transmission | Internal | Summer | B3 | 75 | 2100 | 0 | 82.5 | 80.64 | 8 | 0
2030 | ENT_2_TVA_Transmission | ENT | TVA_Transmission | Internal | Summer | B4 | 100 | 2100 | 0 | 82.5 | 78.47 | 8 | 0
2030 | ENT_2_TVA_Transmission | ENT | TVA_Transmission | Internal | Summer | B5 | 200 | 2100 | 0 | 71.81 | 70.81 | 8 | 0
2030 | ENT_2_TVA_Transmission | ENT | TVA_Transmission | Internal | Summer | B6 | 300 | 2100 | 0 | 48.89 | 53.88 | 8 | 0
2030 | ENT_2_TVA_Transmission | ENT | TVA_Transmission | Internal | Summer | B7 | 400 | 2100 | 0 | 48.58 | 48.14 | 8 | 0
2030 | ENT_2_TVA_Transmission | ENT | TVA_Transmission | Internal | Summer | B8 | 500 | 2100 | 0 | 48.23 | 48.13 | 8 | 0
2030 | ENT_2_TVA_Transmission | ENT | TVA_Transmission | Internal | Summer | B9 | 800 | 2100 | 0 | 47.35 | 47.35 | 8 | 0
2030 | ENT_2_TVA_Transmission | ENT | TVA_Transmission | Internal | Summer | B10 | 1262 | 2100 | 0 | 46.65 | 41.84 | 8 | 0
2030 | ENT_2_TVA_Transmission | ENT | TVA_Transmission | Internal | Winter | B16 | 25 | 2100 | 261.3 | 56.68 | 64.68 | 8 | 0
2030 | ENT_2_TVA_Transmission | ENT | TVA_Transmission | Internal | Winter | B17 | 100 | 2100 | 0 | 52.92 | 57.91 | 8 | 0
2030 | ENT_2_TVA_Transmission | ENT | TVA_Transmission | Internal | Winter | B18 | 400 | 2100 | 0 | 52.92 | 54.11 | 8 | 0
2030 | ENT_2_TVA_Transmission | ENT | TVA_Transmission | Internal | Winter | B19 | 700 | 2100 | 0 | 51.17 | 52.83 | 8 | 0
2030 | ENT_2_TVA_Transmission | ENT | TVA_Transmission | Internal | Winter | B20 | 935 | 2100 | 0 | 51.17 | 48.21 | 8 | 0
2030 | HQ_NEISO_2_NEISO | HQ_NEISO | NEISO | Internal | Shoulder | B11 | 25 | 99999 | 2920 | 41.66 | 41.67 | 0.01 | 0
2030 | HQ_NEISO_2_NEISO | HQ_NEISO | NEISO | Internal | Shoulder | B12 | 200 | 99999 | 2920 | 41.66 | 41.67 | 0.01 | 0
2030 | HQ_NEISO_2_NEISO | HQ_NEISO | NEISO | Internal | Shoulder | B13 | 600 | 99999 | 2920 | 41.66 | 41.67 | 0.01 | 0
2030 | HQ_NEISO_2_NEISO | HQ_NEISO | NEISO | Internal | Shoulder | B14 | 900 | 99999 | 2920 | 41.66 | 41.67 | 0.01 | 0
2030 | HQ_NEISO_2_NEISO | HQ_NEISO | NEISO | Internal | Shoulder | B15 | 1203 | 99999 | 1143.24 | 41.66 | 41.67 | 0.01 | 0
2030 | HQ_NEISO_2_NEISO | HQ_NEISO | NEISO | Internal | Summer | B1 | 10 | 99999 | 2920.1 | 576.35 | 576.36 | 0.01 | 0
2030 | HQ_NEISO_2_NEISO | HQ_NEISO | NEISO | Internal | Summer | B2 | 25 | 99999 | 2920.1 | 99.86 | 99.87 | 0.01 | 0
2030 | HQ_NEISO_2_NEISO | HQ_NEISO | NEISO | Internal | Summer | B3 | 75 | 99999 | 2920 | 56.29 | 56.3 | 0.01 | 0
2030 | HQ_NEISO_2_NEISO | HQ_NEISO | NEISO | Internal | Summer | B4 | 100 | 99999 | 2920 | 40.81 | 40.82 | 0.01 | 0
2030 | HQ_NEISO_2_NEISO | HQ_NEISO | NEISO | Internal | Summer | B5 | 200 | 99999 | 2920 | 40.81 | 40.82 | 0.01 | 0
2030 | HQ_NEISO_2_NEISO | HQ_NEISO | NEISO | Internal | Summer | B6 | 300 | 99999 | 2920 | 40.81 | 40.82 | 0.01 | 0
2030 | HQ_NEISO_2_NEISO | HQ_NEISO | NEISO | Internal | Summer | B7 | 400 | 99999 | 2920 | 40.81 | 40.82 | 0.01 | 0
2030 | HQ_NEISO_2_NEISO | HQ_NEISO | NEISO | Internal | Summer | B8 | 500 | 99999 | 2920 | 40.81 | 40.82 | 0.01 | 0
2030 | HQ_NEISO_2_NEISO | HQ_NEISO | NEISO | Internal | Summer | B9 | 800 | 99999 | 2920 | 40.44 | 40.45 | 0.01 | 0
2030 | HQ_NEISO_2_NEISO | HQ_NEISO | NEISO | Internal | Summer | B10 | 1262 | 99999 | 795.94 | 40.81 | 40.82 | 0.01 | 0
2030 | HQ_NEISO_2_NEISO | HQ_NEISO | NEISO | Internal | Winter | B16 | 25 | 99999 | 2920 | 50.05 | 50.06 | 0.01 | 0
2030 | HQ_NEISO_2_NEISO | HQ_NEISO | NEISO | Internal | Winter | B17 | 100 | 99999 | 2920 | 50.01 | 50.02 | 0.01 | 0
2030 | HQ_NEISO_2_NEISO | HQ_NEISO | NEISO | Internal | Winter | B18 | 400 | 99999 | 2920 | 50.01 | 50.02 | 0.01 | 0
2030 | HQ_NEISO_2_NEISO | HQ_NEISO | NEISO | Internal | Winter | B19 | 700 | 99999 | 2920 | 50.01 | 50.02 | 0.01 | 0
2030 | HQ_NEISO_2_NEISO | HQ_NEISO | NEISO | Internal | Winter | B20 | 935 | 99999 | 1233.58 | 50.01 | 50.02 | 0.01 | 0
2030 | HQ_NY_2_NYISO_A-F | HQ_NY | NYISO_A-F | Internal | Shoulder | B11 | 25 | 99999 | 1000 | 47.2 | 47.21 | 0.01 | 0
2030 | HQ_NY_2_NYISO_A-F | HQ_NY | NYISO_A-F | Internal | Shoulder | B12 | 200 | 99999 | 1000 | 44.66 | 44.67 | 0.01 | 0
2030 | HQ_NY_2_NYISO_A-F | HQ_NY | NYISO_A-F | Internal | Shoulder | B13 | 600 | 99999 | 1000 | 44.65 | 44.66 | 0.01 | 0
2030 | HQ_NY_2_NYISO_A-F | HQ_NY | NYISO_A-F | Internal | Shoulder | B14 | 900 | 99999 | 1000 | 44.65 | 44.66 | 0.01 | 0
2030 | HQ_NY_2_NYISO_A-F | HQ_NY | NYISO_A-F | Internal | Shoulder | B15 | 1203 | 99999 | 188.69 | 44.65 | 44.66 | 0.01 | 0
2030 | HQ_NY_2_NYISO_A-F | HQ_NY | NYISO_A-F | Internal | Summer | B1 | 10 | 99999 | 1000.1 | 96.86 | 96.87 | 0.01 | 0
2030 | HQ_NY_2_NYISO_A-F | HQ_NY | NYISO_A-F | Internal | Summer | B2 | 25 | 99999 | 1000.1 | 96.86 | 96.87 | 0.01 | 0
2030 | HQ_NY_2_NYISO_A-F | HQ_NY | NYISO_A-F | Internal | Summer | B3 | 75 | 99999 | 1000 | 60.28 | 60.29 | 0.01 | 0
2030 | HQ_NY_2_NYISO_A-F | HQ_NY | NYISO_A-F | Internal | Summer | B4 | 100 | 99999 | 1000 | 50.32 | 50.33 | 0.01 | 0
2030 | HQ_NY_2_NYISO_A-F | HQ_NY | NYISO_A-F | Internal | Summer | B5 | 200 | 99999 | 1000 | 45.87 | 45.88 | 0.01 | 0
2030 | HQ_NY_2_NYISO_A-F | HQ_NY | NYISO_A-F | Internal | Summer | B6 | 300 | 99999 | 1000 | 43.81 | 43.82 | 0.01 | 0
2030 | HQ_NY_2_NYISO_A-F | HQ_NY | NYISO_A-F | Internal | Summer | B7 | 400 | 99999 | 1000 | 43.8 | 43.81 | 0.01 | 0
2030 | HQ_NY_2_NYISO_A-F | HQ_NY | NYISO_A-F | Internal | Summer | B8 | 500 | 99999 | 1000 | 43.42 | 43.44 | 0.01 | 0
2030 | HQ_NY_2_NYISO_A-F | HQ_NY | NYISO_A-F | Internal | Summer | B9 | 800 | 99999 | 1000 | 43.42 | 43.44 | 0.01 | 0
2030 | HQ_NY_2_NYISO_A-F | HQ_NY | NYISO_A-F | Internal | Summer | B10 | 1262 | 99999 | 30.11 | 43.42 | 43.44 | 0.01 | 0
2030 | HQ_NY_2_NYISO_A-F | HQ_NY | NYISO_A-F | Internal | Winter | B16 | 25 | 99999 | 1000 | 49.88 | 49.89 | 0.01 | 0
2030 | HQ_NY_2_NYISO_A-F | HQ_NY | NYISO_A-F | Internal | Winter | B17 | 100 | 99999 | 1000 | 48.23 | 48.24 | 0.01 | 0
2030 | HQ_NY_2_NYISO_A-F | HQ_NY | NYISO_A-F | Internal | Winter | B18 | 400 | 99999 | 1000 | 48.21 | 48.22 | 0.01 | 0
2030 | HQ_NY_2_NYISO_A-F | HQ_NY | NYISO_A-F | Internal | Winter | B19 | 700 | 99999 | 1000 | 48.21 | 48.22 | 0.01 | 0
2030 | HQ_NY_2_NYISO_A-F | HQ_NY | NYISO_A-F | Internal | Winter | B20 | 935 | 99999 | 229.95 | 48.21 | 48.22 | 0.01 | 0
2030 | HQ_IESO_2_IESO | HQ_IESO | IESO | Internal | Shoulder | B11 | 25 | 99999 | 400 | 31.72 | 31.73 | 0.01 | 0
2030 | HQ_IESO_2_IESO | HQ_IESO | IESO | Internal | Shoulder | B12 | 200 | 99999 | 400 | 31.72 | 31.73 | 0.01 | 0
2030 | HQ_IESO_2_IESO | HQ_IESO | IESO | Internal | Shoulder | B13 | 600 | 99999 | 400 | 31.72 | 31.73 | 0.01 | 0
2030 | HQ_IESO_2_IESO | HQ_IESO | IESO | Internal | Shoulder | B14 | 900 | 99999 | 400 | 31.72 | 31.73 | 0.01 | 0
2030 | HQ_IESO_2_IESO | HQ_IESO | IESO | Internal | Shoulder | B15 | 1203 | 99999 | 75.48 | 31.72 | 31.73 | 0.01 | 0
2030 | HQ_IESO_2_IESO | HQ_IESO | IESO | Internal | Summer | B1 | 10 | 99999 | 400 | 89.86 | 89.87 | 0.01 | 0
2030 | HQ_IESO_2_IESO | HQ_IESO | IESO | Internal | Summer | B2 | 25 | 99999 | 400 | 89.86 | 89.87 | 0.01 | 0
2030 | HQ_IESO_2_IESO | HQ_IESO | IESO | Internal | Summer | B3 | 75 | 99999 | 400 | 53.28 | 53.29 | 0.01 | 0
2030 | HQ_IESO_2_IESO | HQ_IESO | IESO | Internal | Summer | B4 | 100 | 99999 | 400 | 41.66 | 41.67 | 0.01 | 0
2030 | HQ_IESO_2_IESO | HQ_IESO | IESO | Internal | Summer | B5 | 200 | 99999 | 400 | 38.87 | 38.88 | 0.01 | 0
2030 | HQ_IESO_2_IESO | HQ_IESO | IESO | Internal | Summer | B6 | 300 | 99999 | 400 | 29.86 | 29.87 | 0.01 | 0
2030 | HQ_IESO_2_IESO | HQ_IESO | IESO | Internal | Summer | B7 | 400 | 99999 | 400 | 29.86 | 29.87 | 0.01 | 0
2030 | HQ_IESO_2_IESO | HQ_IESO | IESO | Internal | Summer | B8 | 500 | 99999 | 400 | 29.86 | 29.87 | 0.01 | 0
2030 | HQ_IESO_2_IESO | HQ_IESO | IESO | Internal | Summer | B9 | 800 | 99999 | 400 | 29.86 | 29.87 | 0.01 | 0
2030 | HQ_IESO_2_IESO | HQ_IESO | IESO | Internal | Summer | B10 | 1262 | 99999 | 12.04 | 29.86 | 29.87 | 0.01 | 0
2030 | HQ_IESO_2_IESO | HQ_IESO | IESO | Internal | Winter | B16 | 25 | 99999 | 400 | 34.04 | 34.05 | 0.01 | 0
2030 | HQ_IESO_2_IESO | HQ_IESO | IESO | Internal | Winter | B17 | 100 | 99999 | 400 | 34.04 | 34.05 | 0.01 | 0
2030 | HQ_IESO_2_IESO | HQ_IESO | IESO | Internal | Winter | B18 | 400 | 99999 | 400 | 34.04 | 34.05 | 0.01 | 0
2030 | HQ_IESO_2_IESO | HQ_IESO | IESO | Internal | Winter | B19 | 700 | 99999 | 400 | 34.04 | 34.05 | 0.01 | 0
2030 | HQ_IESO_2_IESO | HQ_IESO | IESO | Internal | Winter | B20 | 935 | 99999 | 91.98 | 34.04 | 34.05 | 0.01 | 0
2030 | IESO_2_MAPP_CA | IESO | MAPP_CA | Internal | Shoulder | B11 | 25 | 262 | 262 | 31.73 | 64.5 | 7 | 25.77
2030 | IESO_2_MAPP_CA | IESO | MAPP_CA | Internal | Shoulder | B12 | 200 | 262 | 262 | 31.73 | 50.14 | 7 | 11.41
2030 | IESO_2_MAPP_CA | IESO | MAPP_CA | Internal | Shoulder | B13 | 600 | 262 | 262 | 31.73 | 48.07 | 7 | 9.34
2030 | IESO_2_MAPP_CA | IESO | MAPP_CA | Internal | Shoulder | B14 | 900 | 262 | 262 | 31.73 | 48.07 | 7 | 9.34
2030 | IESO_2_MAPP_CA | IESO | MAPP_CA | Internal | Shoulder | B15 | 1203 | 262 | 262 | 31.73 | 48.07 | 7 | 9.34
2030 | IESO_2_MAPP_CA | IESO | MAPP_CA | Internal | Summer | B1 | 10 | 262 | 262 | 89.87 | 743.16 | 7 | 646.3
2030 | IESO_2_MAPP_CA | IESO | MAPP_CA | Internal | Summer | B2 | 25 | 262 | 262 | 89.87 | 739.16 | 7 | 642.3
2030 | IESO_2_MAPP_CA | IESO | MAPP_CA | Internal | Summer | B3 | 75 | 262 | 262 | 53.29 | 76.64 | 7 | 16.35
2030 | IESO_2_MAPP_CA | IESO | MAPP_CA | Internal | Summer | B4 | 100 | 262 | 262 | 41.67 | 74.47 | 7 | 25.8
2030 | IESO_2_MAPP_CA | IESO | MAPP_CA | Internal | Summer | B5 | 200 | 262 | 262 | 38.88 | 67.82 | 7 | 21.94
2030 | IESO_2_MAPP_CA | IESO | MAPP_CA | Internal | Summer | B6 | 300 | 262 | 262 | 29.87 | 49.87 | 7 | 13
2030 | IESO_2_MAPP_CA | IESO | MAPP_CA | Internal | Summer | B7 | 400 | 262 | 262 | 29.87 | 44.07 | 7 | 7.21
2030 | IESO_2_MAPP_CA | IESO | MAPP_CA | Internal | Summer | B8 | 500 | 262 | 262 | 29.87 | 42.5 | 7 | 5.63
2030 | IESO_2_MAPP_CA | IESO | MAPP_CA | Internal | Summer | B9 | 800 | 262 | 262 | 29.87 | 42.5 | 7 | 5.63
2030 | IESO_2_MAPP_CA | IESO | MAPP_CA | Internal | Summer | B10 | 1262 | 262 | 262 | 29.87 | 42.5 | 7 | 5.63
2030 | IESO_2_MAPP_CA | IESO | MAPP_CA | Internal | Winter | B16 | 25 | 262 | 262 | 34.05 | 56.67 | 7 | 15.61
2030 | IESO_2_MAPP_CA | IESO | MAPP_CA | Internal | Winter | B17 | 100 | 262 | 262 | 34.05 | 56.05 | 7 | 15
2030 | IESO_2_MAPP_CA | IESO | MAPP_CA | Internal | Winter | B18 | 400 | 262 | 262 | 34.05 | 56.05 | 7 | 15
2030 | IESO_2_MAPP_CA | IESO | MAPP_CA | Internal | Winter | B19 | 700 | 262 | 262 | 34.05 | 56.05 | 7 | 15
2030 | IESO_2_MAPP_CA | IESO | MAPP_CA | Internal | Winter | B20 | 935 | 262 | 262 | 34.05 | 56.05 | 7 | 15
2030 | IESO_2_MISO_MI | IESO | MISO_MI | Internal | Shoulder | B11 | 25 | 1840 | 1840 | 31.73 | 64.5 | 7 | 25.77
2030 | IESO_2_MISO_MI | IESO | MISO_MI | Internal | Shoulder | B12 | 200 | 1840 | 1840 | 31.73 | 51.62 | 7 | 12.89
2030 | IESO_2_MISO_MI | IESO | MISO_MI | Internal | Shoulder | B13 | 600 | 1840 | 1840 | 31.73 | 48.12 | 7 | 9.39
2030 | IESO_2_MISO_MI | IESO | MISO_MI | Internal | Shoulder | B14 | 900 | 1840 | 1840 | 31.73 | 45.56 | 7 | 6.83
2030 | IESO_2_MISO_MI | IESO | MISO_MI | Internal | Shoulder | B15 | 1203 | 1840 | 1840 | 31.73 | 43.62 | 7 | 4.89
2030 | IESO_2_MISO_MI | IESO | MISO_MI | Internal | Summer | B1 | 10 | 1840 | 1840 | 89.87 | 743.21 | 7 | 646.34
2030 | IESO_2_MISO_MI | IESO | MISO_MI | Internal | Summer | B2 | 25 | 1840 | 1840 | 89.87 | 739.19 | 7 | 642.32
2030 | IESO_2_MISO_MI | IESO | MISO_MI | Internal | Summer | B3 | 75 | 1840 | 1840 | 53.29 | 76.65 | 7 | 16.36
2030 | IESO_2_MISO_MI | IESO | MISO_MI | Internal | Summer | B4 | 100 | 1840 | 1840 | 41.67 | 74.47 | 7 | 25.8
2030 | IESO_2_MISO_MI | IESO | MISO_MI | Internal | Summer | B5 | 200 | 1840 | 1840 | 38.88 | 66.81 | 7 | 20.93
2030 | IESO_2_MISO_MI | IESO | MISO_MI | Internal | Summer | B6 | 300 | 1840 | 1840 | 29.87 | 49.88 | 7 | 13.01
2030 | IESO_2_MISO_MI | IESO | MISO_MI | Internal | Summer | B7 | 400 | 1840 | 1840 | 29.87 | 44.12 | 7 | 7.25
2030 | IESO_2_MISO_MI | IESO | MISO_MI | Internal | Summer | B8 | 500 | 1840 | 1840 | 29.87 | 42.52 | 7 | 5.66
2030 | IESO_2_MISO_MI | IESO | MISO_MI | Internal | Summer | B9 | 800 | 1840 | 1840 | 29.87 | 39.38 | 7 | 2.51
2030 | IESO_2_MISO_MI | IESO | MISO_MI | Internal | Summer | B10 | 1262 | 1840 | 862.47 | 29.87 | 36.87 | 7 | 0
2030 | IESO_2_MISO_MI | IESO | MISO_MI | Internal | Winter | B16 | 25 | 1840 | 1840 | 34.05 | 60.67 | 7 | 19.61
2030 | IESO_2_MISO_MI | IESO | MISO_MI | Internal | Winter | B17 | 100 | 1840 | 1840 | 34.05 | 55.66 | 7 | 14.61
2030 | IESO_2_MISO_MI | IESO | MISO_MI | Internal | Winter | B18 | 400 | 1840 | 1840 | 34.05 | 50.76 | 7 | 9.71
2030 | IESO_2_MISO_MI | IESO | MISO_MI | Internal | Winter | B19 | 700 | 1840 | 1840 | 34.05 | 47.57 | 7 | 6.52
2030 | IESO_2_MISO_MI | IESO | MISO_MI | Internal | Winter | B20 | 935 | 1840 | 794.98 | 34.05 | 41.05 | 7 | 0
2030 | IESO_2_MISO_W | IESO | MISO_W | Internal | Shoulder | B11 | 25 | 140 | 140 | 31.73 | 64.52 | 7 | 25.79
2030 | IESO_2_MISO_W | IESO | MISO_W | Internal | Shoulder | B12 | 200 | 140 | 140 | 31.73 | 50.15 | 7 | 11.42
2030 | IESO_2_MISO_W | IESO | MISO_W | Internal | Shoulder | B13 | 600 | 140 | 140 | 31.73 | 48.09 | 7 | 9.35
2030 | IESO_2_MISO_W | IESO | MISO_W | Internal | Shoulder | B14 | 900 | 140 | 140 | 31.73 | 45.52 | 7 | 6.79
2030 | IESO_2_MISO_W | IESO | MISO_W | Internal | Shoulder | B15 | 1203 | 140 | 140 | 31.73 | 43.59 | 7 | 4.86
2030 | IESO_2_MISO_W | IESO | MISO_W | Internal | Summer | B1 | 10 | 140 | 140 | 89.87 | 743.18 | 7 | 646.31
2030 | IESO_2_MISO_W | IESO | MISO_W | Internal | Summer | B2 | 25 | 140 | 140 | 89.87 | 739.18 | 7 | 642.31
2030 | IESO_2_MISO_W | IESO | MISO_W | Internal | Summer | B3 | 75 | 140 | 140 | 53.29 | 76.65 | 7 | 16.36
2030 | IESO_2_MISO_W | IESO | MISO_W | Internal | Summer | B4 | 100 | 140 | 140 | 41.67 | 74.48 | 7 | 25.82
2030 | IESO_2_MISO_W | IESO | MISO_W | Internal | Summer | B5 | 200 | 140 | 140 | 38.88 | 67.84 | 7 | 21.95
2030 | IESO_2_MISO_W | IESO | MISO_W | Internal | Summer | B6 | 300 | 140 | 140 | 29.87 | 49.88 | 7 | 13.01
2030 | IESO_2_MISO_W | IESO | MISO_W | Internal | Summer | B7 | 400 | 140 | 140 | 29.87 | 44.09 | 7 | 7.22
2030 | IESO_2_MISO_W | IESO | MISO_W | Internal | Summer | B8 | 500 | 140 | 140 | 29.87 | 42.49 | 7 | 5.62
2030 | IESO_2_MISO_W | IESO | MISO_W | Internal | Summer | B9 | 800 | 140 | 140 | 29.87 | 39.37 | 7 | 2.5
2030 | IESO_2_MISO_W | IESO | MISO_W | Internal | Summer | B10 | 1262 | 140 | 0 | 29.87 | 36.85 | 7 | 0
2030 | IESO_2_MISO_W | IESO | MISO_W | Internal | Winter | B16 | 25 | 140 | 140 | 34.05 | 56.68 | 7 | 15.63
2030 | IESO_2_MISO_W | IESO | MISO_W | Internal | Winter | B17 | 100 | 140 | 140 | 34.05 | 54.25 | 7 | 13.2
2030 | IESO_2_MISO_W | IESO | MISO_W | Internal | Winter | B18 | 400 | 140 | 140 | 34.05 | 50.72 | 7 | 9.67
2030 | IESO_2_MISO_W | IESO | MISO_W | Internal | Winter | B19 | 700 | 140 | 140 | 34.05 | 47.57 | 7 | 6.52
2030 | IESO_2_MISO_W | IESO | MISO_W | Internal | Winter | B20 | 935 | 140 | 0 | 34.05 | 41.02 | 7 | 0
2030 | IESO_2_NYISO_A-F | IESO | NYISO_A-F | Internal | Shoulder | B11 | 25 | 1725 | 1725 | 31.73 | 47.21 | 7 | 8.48
2030 | IESO_2_NYISO_A-F | IESO | NYISO_A-F | Internal | Shoulder | B12 | 200 | 1725 | 1725 | 31.73 | 44.67 | 7 | 5.94
2030 | IESO_2_NYISO_A-F | IESO | NYISO_A-F | Internal | Shoulder | B13 | 600 | 1725 | 1725 | 31.73 | 44.66 | 7 | 5.93
2030 | IESO_2_NYISO_A-F | IESO | NYISO_A-F | Internal | Shoulder | B14 | 900 | 1725 | 1725 | 31.73 | 44.66 | 7 | 5.93
2030 | IESO_2_NYISO_A-F | IESO | NYISO_A-F | Internal | Shoulder | B15 | 1203 | 1725 | 1725 | 31.73 | 44.66 | 7 | 5.93
2030 | IESO_2_NYISO_A-F | IESO | NYISO_A-F | Internal | Summer | B1 | 10 | 1725 | 900.2 | 89.87 | 96.87 | 7 | 0
2030 | IESO_2_NYISO_A-F | IESO | NYISO_A-F | Internal | Summer | B2 | 25 | 1725 | 1246.8 | 89.87 | 96.87 | 7 | 0
2030 | IESO_2_NYISO_A-F | IESO | NYISO_A-F | Internal | Summer | B3 | 75 | 1725 | 1598.15 | 53.29 | 60.29 | 7 | 0
2030 | IESO_2_NYISO_A-F | IESO | NYISO_A-F | Internal | Summer | B4 | 100 | 1725 | 1725 | 41.67 | 50.33 | 7 | 1.66
2030 | IESO_2_NYISO_A-F | IESO | NYISO_A-F | Internal | Summer | B5 | 200 | 1725 | 1613.28 | 38.88 | 45.88 | 7 | 0
2030 | IESO_2_NYISO_A-F | IESO | NYISO_A-F | Internal | Summer | B6 | 300 | 1725 | 1725 | 29.87 | 43.82 | 7 | 6.95
2030 | IESO_2_NYISO_A-F | IESO | NYISO_A-F | Internal | Summer | B7 | 400 | 1725 | 1725 | 29.87 | 43.81 | 7 | 6.94
2030 | IESO_2_NYISO_A-F | IESO | NYISO_A-F | Internal | Summer | B8 | 500 | 1725 | 1725 | 29.87 | 43.44 | 7 | 6.57
2030 | IESO_2_NYISO_A-F | IESO | NYISO_A-F | Internal | Summer | B9 | 800 | 1725 | 1725 | 29.87 | 43.44 | 7 | 6.57
2030 | IESO_2_NYISO_A-F | IESO | NYISO_A-F | Internal | Summer | B10 | 1262 | 1725 | 1725 | 29.87 | 43.44 | 7 | 6.57
2030 | IESO_2_NYISO_A-F | IESO | NYISO_A-F | Internal | Winter | B16 | 25 | 1725 | 1725 | 34.05 | 49.89 | 7 | 8.84
2030 | IESO_2_NYISO_A-F | IESO | NYISO_A-F | Internal | Winter | B17 | 100 | 1725 | 1725 | 34.05 | 48.24 | 7 | 7.19
2030 | IESO_2_NYISO_A-F | IESO | NYISO_A-F | Internal | Winter | B18 | 400 | 1725 | 1725 | 34.05 | 48.22 | 7 | 7.17
2030 | IESO_2_NYISO_A-F | IESO | NYISO_A-F | Internal | Winter | B19 | 700 | 1725 | 1725 | 34.05 | 48.22 | 7 | 7.17
2030 | IESO_2_NYISO_A-F | IESO | NYISO_A-F | Internal | Winter | B20 | 935 | 1725 | 1725 | 34.05 | 48.22 | 7 | 7.17
2030 | MAPP_CA_2_IESO | MAPP_CA | IESO | Internal | Shoulder | B11 | 25 | 330 | 0 | 64.5 | 31.73 | 8 | 0
2030 | MAPP_CA_2_IESO | MAPP_CA | IESO | Internal | Shoulder | B12 | 200 | 330 | 0 | 50.14 | 31.73 | 8 | 0
2030 | MAPP_CA_2_IESO | MAPP_CA | IESO | Internal | Shoulder | B13 | 600 | 330 | 0 | 48.07 | 31.73 | 8 | 0
2030 | MAPP_CA_2_IESO | MAPP_CA | IESO | Internal | Shoulder | B14 | 900 | 330 | 0 | 48.07 | 31.73 | 8 | 0
2030 | MAPP_CA_2_IESO | MAPP_CA | IESO | Internal | Shoulder | B15 | 1203 | 330 | 0 | 48.07 | 31.73 | 8 | 0
2030 | MAPP_CA_2_IESO | MAPP_CA | IESO | Internal | Summer | B1 | 10 | 330 | 0 | 743.16 | 89.87 | 8 | 0
2030 | MAPP_CA_2_IESO | MAPP_CA | IESO | Internal | Summer | B2 | 25 | 330 | 0 | 739.16 | 89.87 | 8 | 0
2030 | MAPP_CA_2_IESO | MAPP_CA | IESO | Internal | Summer | B3 | 75 | 330 | 0 | 76.64 | 53.29 | 8 | 0
2030 | MAPP_CA_2_IESO | MAPP_CA | IESO | Internal | Summer | B4 | 100 | 330 | 0 | 74.47 | 41.67 | 8 | 0
2030 | MAPP_CA_2_IESO | MAPP_CA | IESO | Internal | Summer | B5 | 200 | 330 | 0 | 67.82 | 38.88 | 8 | 0
2030 | MAPP_CA_2_IESO | MAPP_CA | IESO | Internal | Summer | B6 | 300 | 330 | 0 | 49.87 | 29.87 | 8 | 0
2030 | MAPP_CA_2_IESO | MAPP_CA | IESO | Internal | Summer | B7 | 400 | 330 | 0 | 44.07 | 29.87 | 8 | 0
2030 | MAPP_CA_2_IESO | MAPP_CA | IESO | Internal | Summer | B8 | 500 | 330 | 0 | 42.5 | 29.87 | 8 | 0
2030 | MAPP_CA_2_IESO | MAPP_CA | IESO | Internal | Summer | B9 | 800 | 330 | 0 | 42.5 | 29.87 | 8 | 0
2030 | MAPP_CA_2_IESO | MAPP_CA | IESO | Internal | Summer | B10 | 1262 | 330 | 0 | 42.5 | 29.87 | 8 | 0
2030 | MAPP_CA_2_IESO | MAPP_CA | IESO | Internal | Winter | B16 | 25 | 330 | 0 | 56.67 | 34.05 | 8 | 0
2030 | MAPP_CA_2_IESO | MAPP_CA | IESO | Internal | Winter | B17 | 100 | 330 | 0 | 56.05 | 34.05 | 8 | 0
2030 | MAPP_CA_2_IESO | MAPP_CA | IESO | Internal | Winter | B18 | 400 | 330 | 0 | 56.05 | 34.05 | 8 | 0
2030 | MAPP_CA_2_IESO | MAPP_CA | IESO | Internal | Winter | B19 | 700 | 330 | 0 | 56.05 | 34.05 | 8 | 0
2030 | MAPP_CA_2_IESO | MAPP_CA | IESO | Internal | Winter | B20 | 935 | 330 | 0 | 56.05 | 34.05 | 8 | 0
2030 | MAPP_CA_2_MAPP_US | MAPP_CA | MAPP_US | Internal | Shoulder | B11 | 25 | 372 | 0 | 64.5 | 57.52 | 7 | 0
2030 | MAPP_CA_2_MAPP_US | MAPP_CA | MAPP_US | Internal | Shoulder | B12 | 200 | 372 | 0 | 50.14 | 43.15 | 7 | 0
2030 | MAPP_CA_2_MAPP_US | MAPP_CA | MAPP_US | Internal | Shoulder | B13 | 600 | 372 | 0 | 48.07 | 41.09 | 7 | 0
2030 | MAPP_CA_2_MAPP_US | MAPP_CA | MAPP_US | Internal | Shoulder | B14 | 900 | 372 | 0 | 48.07 | 41.09 | 7 | 0
2030 | MAPP_CA_2_MAPP_US | MAPP_CA | MAPP_US | Internal | Shoulder | B15 | 1203 | 372 | 0 | 48.07 | 41.07 | 7 | 0
2030 | MAPP_CA_2_MAPP_US | MAPP_CA | MAPP_US | Internal | Summer | B1 | 10 | 372 | 0 | 743.16 | 736.18 | 7 | 0
2030 | MAPP_CA_2_MAPP_US | MAPP_CA | MAPP_US | Internal | Summer | B2 | 25 | 372 | 0 | 739.16 | 732.18 | 7 | 0
2030 | MAPP_CA_2_MAPP_US | MAPP_CA | MAPP_US | Internal | Summer | B3 | 75 | 372 | 0 | 76.64 | 71.44 | 7 | 0
2030 | MAPP_CA_2_MAPP_US | MAPP_CA | MAPP_US | Internal | Summer | B4 | 100 | 372 | 0 | 74.47 | 67.48 | 7 | 0
2030 | MAPP_CA_2_MAPP_US | MAPP_CA | MAPP_US | Internal | Summer | B5 | 200 | 372 | 0 | 67.82 | 60.84 | 7 | 0
2030 | MAPP_CA_2_MAPP_US | MAPP_CA | MAPP_US | Internal | Summer | B6 | 300 | 372 | 0 | 49.87 | 42.88 | 7 | 0
2030 | MAPP_CA_2_MAPP_US | MAPP_CA | MAPP_US | Internal | Summer | B7 | 400 | 372 | 0 | 44.07 | 37.09 | 7 | 0
2030 | MAPP_CA_2_MAPP_US | MAPP_CA | MAPP_US | Internal | Summer | B8 | 500 | 372 | 0 | 42.5 | 35.49 | 7 | 0
2030 | MAPP_CA_2_MAPP_US | MAPP_CA | MAPP_US | Internal | Summer | B9 | 800 | 372 | 0 | 42.5 | 32.37 | 7 | 0
2030 | MAPP_CA_2_MAPP_US | MAPP_CA | MAPP_US | Internal | Summer | B10 | 1262 | 372 | 0 | 42.5 | 29.85 | 7 | 0
2030 | MAPP_CA_2_MAPP_US | MAPP_CA | MAPP_US | Internal | Winter | B16 | 25 | 372 | 0 | 56.67 | 49.68 | 7 | 0
2030 | MAPP_CA_2_MAPP_US | MAPP_CA | MAPP_US | Internal | Winter | B17 | 100 | 372 | 0 | 56.05 | 47.25 | 7 | 0
2030 | MAPP_CA_2_MAPP_US | MAPP_CA | MAPP_US | Internal | Winter | B18 | 400 | 372 | 0 | 56.05 | 44.16 | 7 | 0
2030 | MAPP_CA_2_MAPP_US | MAPP_CA | MAPP_US | Internal | Winter | B19 | 700 | 372 | 0 | 56.05 | 44.16 | 7 | 0
2030 | MAPP_CA_2_MAPP_US | MAPP_CA | MAPP_US | Internal | Winter | B20 | 935 | 372 | 0 | 56.05 | 37.42 | 7 | 0
2030 | MAPP_CA_2_MISO_W | MAPP_CA | MISO_W | Internal | Shoulder | B11 | 25 | 1970 | 1412.09 | 64.5 | 64.52 | 0.01 | 0
2030 | MAPP_CA_2_MISO_W | MAPP_CA | MISO_W | Internal | Shoulder | B12 | 200 | 1970 | 635.38 | 50.14 | 50.15 | 0.01 | 0
2030 | MAPP_CA_2_MISO_W | MAPP_CA | MISO_W | Internal | Shoulder | B13 | 600 | 1970 | 200.85 | 48.07 | 48.09 | 0.01 | 0
2030 | MAPP_CA_2_MISO_W | MAPP_CA | MISO_W | Internal | Shoulder | B14 | 900 | 1970 | 0 | 48.07 | 45.52 | 0.01 | 0
2030 | MAPP_CA_2_MISO_W | MAPP_CA | MISO_W | Internal | Shoulder | B15 | 1203 | 1970 | 0 | 48.07 | 43.59 | 0.01 | 0
2030 | MAPP_CA_2_MISO_W | MAPP_CA | MISO_W | Internal | Summer | B1 | 10 | 1970 | 1571.74 | 743.16 | 743.18 | 0.01 | 0
2030 | MAPP_CA_2_MISO_W | MAPP_CA | MISO_W | Internal | Summer | B2 | 25 | 1970 | 1456.99 | 739.16 | 739.18 | 0.01 | 0
2030 | MAPP_CA_2_MISO_W | MAPP_CA | MISO_W | Internal | Summer | B3 | 75 | 1970 | 886.74 | 76.64 | 76.65 | 0.01 | 0
2030 | MAPP_CA_2_MISO_W | MAPP_CA | MISO_W | Internal | Summer | B4 | 100 | 1970 | 969.12 | 74.47 | 74.48 | 0.01 | 0
2030 | MAPP_CA_2_MISO_W | MAPP_CA | MISO_W | Internal | Summer | B5 | 200 | 1970 | 1032.87 | 67.82 | 67.84 | 0.01 | 0
2030 | MAPP_CA_2_MISO_W | MAPP_CA | MISO_W | Internal | Summer | B6 | 300 | 1970 | 749.07 | 49.87 | 49.88 | 0.01 | 0
2030 | MAPP_CA_2_MISO_W | MAPP_CA | MISO_W | Internal | Summer | B7 | 400 | 1970 | 593.78 | 44.07 | 44.09 | 0.01 | 0
2030 | MAPP_CA_2_MISO_W | MAPP_CA | MISO_W | Internal | Summer | B8 | 500 | 1970 | 0 | 42.5 | 42.49 | 0.01 | 0
2030 | MAPP_CA_2_MISO_W | MAPP_CA | MISO_W | Internal | Summer | B9 | 800 | 1970 | 0 | 42.5 | 39.37 | 0.01 | 0
2030 | MAPP_CA_2_MISO_W | MAPP_CA | MISO_W | Internal | Summer | B10 | 1262 | 1970 | 0 | 42.5 | 36.85 | 0.01 | 0
2030 | MAPP_CA_2_MISO_W | MAPP_CA | MISO_W | Internal | Winter | B16 | 25 | 1970 | 352.12 | 56.67 | 56.68 | 0.01 | 0
2030 | MAPP_CA_2_MISO_W | MAPP_CA | MISO_W | Internal | Winter | B17 | 100 | 1970 | 0 | 56.05 | 54.25 | 0.01 | 0
2030 | MAPP_CA_2_MISO_W | MAPP_CA | MISO_W | Internal | Winter | B18 | 400 | 1970 | 0 | 56.05 | 50.72 | 0.01 | 0
2030 | MAPP_CA_2_MISO_W | MAPP_CA | MISO_W | Internal | Winter | B19 | 700 | 1970 | 0 | 56.05 | 47.57 | 0.01 | 0
2030 | MAPP_CA_2_MISO_W | MAPP_CA | MISO_W | Internal | Winter | B20 | 935 | 1970 | 0 | 56.05 | 41.02 | 0.01 | 0
2030 | MAPP_US_2_MAPP_CA | MAPP_US | MAPP_CA | Internal | Shoulder | B11 | 25 | 165 | 0 | 57.52 | 64.5 | 7 | 0
2030 | MAPP_US_2_MAPP_CA | MAPP_US | MAPP_CA | Internal | Shoulder | B12 | 200 | 165 | 0 | 43.15 | 50.14 | 7 | 0
2030 | MAPP_US_2_MAPP_CA | MAPP_US | MAPP_CA | Internal | Shoulder | B13 | 600 | 165 | 0 | 41.09 | 48.07 | 7 | 0
2030 | MAPP_US_2_MAPP_CA | MAPP_US | MAPP_CA | Internal | Shoulder | B14 | 900 | 165 | 0 | 41.09 | 48.07 | 7 | 0
2030 | MAPP_US_2_MAPP_CA | MAPP_US | MAPP_CA | Internal | Shoulder | B15 | 1203 | 165 | 119.41 | 41.07 | 48.07 | 7 | 0
2030 | MAPP_US_2_MAPP_CA | MAPP_US | MAPP_CA | Internal | Summer | B1 | 10 | 165 | 0 | 736.18 | 743.16 | 7 | 0
2030 | MAPP_US_2_MAPP_CA | MAPP_US | MAPP_CA | Internal | Summer | B2 | 25 | 165 | 0 | 732.18 | 739.16 | 7 | 0
2030 | MAPP_US_2_MAPP_CA | MAPP_US | MAPP_CA | Internal | Summer | B3 | 75 | 165 | 0 | 71.44 | 76.64 | 7 | 0
2030 | MAPP_US_2_MAPP_CA | MAPP_US | MAPP_CA | Internal | Summer | B4 | 100 | 165 | 0 | 67.48 | 74.47 | 7 | 0
2030 | MAPP_US_2_MAPP_CA | MAPP_US | MAPP_CA | Internal | Summer | B5 | 200 | 165 | 0 | 60.84 | 67.82 | 7 | 0
2030 | MAPP_US_2_MAPP_CA | MAPP_US | MAPP_CA | Internal | Summer | B6 | 300 | 165 | 0 | 42.88 | 49.87 | 7 | 0
2030 | MAPP_US_2_MAPP_CA | MAPP_US | MAPP_CA | Internal | Summer | B7 | 400 | 165 | 0 | 37.09 | 44.07 | 7 | 0
2030 | MAPP_US_2_MAPP_CA | MAPP_US | MAPP_CA | Internal | Summer | B8 | 500 | 165 | 165 | 35.49 | 42.5 | 7 | 0.01
2030 | MAPP_US_2_MAPP_CA | MAPP_US | MAPP_CA | Internal | Summer | B9 | 800 | 165 | 165 | 32.37 | 42.5 | 7 | 3.13
2030 | MAPP_US_2_MAPP_CA | MAPP_US | MAPP_CA | Internal | Summer | B10 | 1262 | 165 | 165 | 29.85 | 42.5 | 7 | 5.66
2030 | MAPP_US_2_MAPP_CA | MAPP_US | MAPP_CA | Internal | Winter | B16 | 25 | 165 | 0 | 49.68 | 56.67 | 7 | 0
2030 | MAPP_US_2_MAPP_CA | MAPP_US | MAPP_CA | Internal | Winter | B17 | 100 | 165 | 165 | 47.25 | 56.05 | 7 | 1.8
2030 | MAPP_US_2_MAPP_CA | MAPP_US | MAPP_CA | Internal | Winter | B18 | 400 | 165 | 165 | 44.16 | 56.05 | 7 | 4.89
2030 | MAPP_US_2_MAPP_CA | MAPP_US | MAPP_CA | Internal | Winter | B19 | 700 | 165 | 165 | 44.16 | 56.05 | 7 | 4.89
2030 | MAPP_US_2_MAPP_CA | MAPP_US | MAPP_CA | Internal | Winter | B20 | 935 | 165 | 165 | 37.42 | 56.05 | 7 | 11.63
2030 | MAPP_US_2_MISO_W | MAPP_US | MISO_W | Internal | Shoulder | B11 | 25 | 2635 | 766.09 | 57.52 | 64.52 | 7 | 0
2030 | MAPP_US_2_MISO_W | MAPP_US | MISO_W | Internal | Shoulder | B12 | 200 | 2635 | 904.02 | 43.15 | 50.15 | 7 | 0
2030 | MAPP_US_2_MISO_W | MAPP_US | MISO_W | Internal | Shoulder | B13 | 600 | 2635 | 379.84 | 41.09 | 48.09 | 7 | 0
2030 | MAPP_US_2_MISO_W | MAPP_US | MISO_W | Internal | Shoulder | B14 | 900 | 2635 | 0 | 41.09 | 45.52 | 7 | 0
2030 | MAPP_US_2_MISO_W | MAPP_US | MISO_W | Internal | Shoulder | B15 | 1203 | 2635 | 0 | 41.07 | 43.59 | 7 | 0
2030 | MAPP_US_2_MISO_W | MAPP_US | MISO_W | Internal | Summer | B1 | 10 | 2635 | 1363.69 | 736.18 | 743.18 | 7 | 0
2030 | MAPP_US_2_MISO_W | MAPP_US | MISO_W | Internal | Summer | B2 | 25 | 2635 | 1521.85 | 732.18 | 739.18 | 7 | 0
2030 | MAPP_US_2_MISO_W | MAPP_US | MISO_W | Internal | Summer | B3 | 75 | 2635 | 0 | 71.44 | 76.65 | 7 | 0
2030 | MAPP_US_2_MISO_W | MAPP_US | MISO_W | Internal | Summer | B4 | 100 | 2635 | 80.31 | 67.48 | 74.48 | 7 | 0
2030 | MAPP_US_2_MISO_W | MAPP_US | MISO_W | Internal | Summer | B5 | 200 | 2635 | 238.79 | 60.84 | 67.84 | 7 | 0
2030 | MAPP_US_2_MISO_W | MAPP_US | MISO_W | Internal | Summer | B6 | 300 | 2635 | 170.95 | 42.88 | 49.88 | 7 | 0
2030 | MAPP_US_2_MISO_W | MAPP_US | MISO_W | Internal | Summer | B7 | 400 | 2635 | 206.44 | 37.09 | 44.09 | 7 | 0
2030 | MAPP_US_2_MISO_W | MAPP_US | MISO_W | Internal | Summer | B8 | 500 | 2635 | 1045.65 | 35.49 | 42.49 | 7 | 0
2030 | MAPP_US_2_MISO_W | MAPP_US | MISO_W | Internal | Summer | B9 | 800 | 2635 | 698.25 | 32.37 | 39.37 | 7 | 0
2030 | MAPP_US_2_MISO_W | MAPP_US | MISO_W | Internal | Summer | B10 | 1262 | 2635 | 812.21 | 29.85 | 36.85 | 7 | 0
2030 | MAPP_US_2_MISO_W | MAPP_US | MISO_W | Internal | Winter | B16 | 25 | 2635 | 1324.52 | 49.68 | 56.68 | 7 | 0
2030 | MAPP_US_2_MISO_W | MAPP_US | MISO_W | Internal | Winter | B17 | 100 | 2635 | 986.38 | 47.25 | 54.25 | 7 | 0
2030 | MAPP_US_2_MISO_W | MAPP_US | MISO_W | Internal | Winter | B18 | 400 | 2635 | 0 | 44.16 | 50.72 | 7 | 0
2030 | MAPP_US_2_MISO_W | MAPP_US | MISO_W | Internal | Winter | B19 | 700 | 2635 | 0 | 44.16 | 47.57 | 7 | 0
2030 | MAPP_US_2_MISO_W | MAPP_US | MISO_W | Internal | Winter | B20 | 935 | 2635 | 0 | 37.42 | 41.02 | 7 | 0
2030 | MAPP_US_2_NE | MAPP_US | NE | Internal | Shoulder | B11 | 25 | 2000 | 650.49 | 57.52 | 64.52 | 7 | 0
2030 | MAPP_US_2_NE | MAPP_US | NE | Internal | Shoulder | B12 | 200 | 2000 | 211.75 | 43.15 | 50.15 | 7 | 0
2030 | MAPP_US_2_NE | MAPP_US | NE | Internal | Shoulder | B13 | 600 | 2000 | 779.61 | 41.09 | 48.09 | 7 | 0
2030 | MAPP_US_2_NE | MAPP_US | NE | Internal | Shoulder | B14 | 900 | 2000 | 205.73 | 41.09 | 48.09 | 7 | 0
2030 | MAPP_US_2_NE | MAPP_US | NE | Internal | Shoulder | B15 | 1203 | 2000 | 0 | 41.07 | 47.96 | 7 | 0
2030 | MAPP_US_2_NE | MAPP_US | NE | Internal | Summer | B1 | 10 | 2000 | 0 | 736.18 | 738.71 | 7 | 0
2030 | MAPP_US_2_NE | MAPP_US | NE | Internal | Summer | B2 | 25 | 2000 | 13.93 | 732.18 | 739.18 | 7 | 0
2030 | MAPP_US_2_NE | MAPP_US | NE | Internal | Summer | B3 | 75 | 2000 | 1022.93 | 71.44 | 78.44 | 7 | 0
2030 | MAPP_US_2_NE | MAPP_US | NE | Internal | Summer | B4 | 100 | 2000 | 972.71 | 67.48 | 74.48 | 7 | 0
2030 | MAPP_US_2_NE | MAPP_US | NE | Internal | Summer | B5 | 200 | 2000 | 779.51 | 60.84 | 67.84 | 7 | 0
2030 | MAPP_US_2_NE | MAPP_US | NE | Internal | Summer | B6 | 300 | 2000 | 1074.93 | 42.88 | 49.88 | 7 | 0
2030 | MAPP_US_2_NE | MAPP_US | NE | Internal | Summer | B7 | 400 | 2000 | 1168.03 | 37.09 | 44.09 | 7 | 0
2030 | MAPP_US_2_NE | MAPP_US | NE | Internal | Summer | B8 | 500 | 2000 | 501.19 | 35.49 | 42.49 | 7 | 0
2030 | MAPP_US_2_NE | MAPP_US | NE | Internal | Summer | B9 | 800 | 2000 | 287.89 | 32.37 | 39.37 | 7 | 0
2030 | MAPP_US_2_NE | MAPP_US | NE | Internal | Summer | B10 | 1262 | 2000 | 0 | 29.85 | 35.46 | 7 | 0
2030 | MAPP_US_2_NE | MAPP_US | NE | Internal | Winter | B16 | 25 | 2000 | 88.52 | 49.68 | 56.68 | 7 | 0
2030 | MAPP_US_2_NE | MAPP_US | NE | Internal | Winter | B17 | 100 | 2000 | 0 | 47.25 | 51.28 | 7 | 0
2030 | MAPP_US_2_NE | MAPP_US | NE | Internal | Winter | B18 | 400 | 2000 | 603.89 | 44.16 | 51.16 | 7 | 0
2030 | MAPP_US_2_NE | MAPP_US | NE | Internal | Winter | B19 | 700 | 2000 | 437.37 | 44.16 | 51.16 | 7 | 0
2030 | MAPP_US_2_NE | MAPP_US | NE | Internal | Winter | B20 | 935 | 2000 | 286.75 | 37.42 | 44.42 | 7 | 0
2030 | MARITIMES_2_NEISO | MARITIMES | NEISO | Internal | Shoulder | B11 | 25 | 99999 | 1400 | 41.66 | 41.67 | 0.01 | 0
2030 | MARITIMES_2_NEISO | MARITIMES | NEISO | Internal | Shoulder | B12 | 200 | 99999 | 1400 | 41.66 | 41.67 | 0.01 | 0
2030 | MARITIMES_2_NEISO | MARITIMES | NEISO | Internal | Shoulder | B13 | 600 | 99999 | 1400 | 41.66 | 41.67 | 0.01 | 0
2030 | MARITIMES_2_NEISO | MARITIMES | NEISO | Internal | Shoulder | B14 | 900 | 99999 | 1400 | 41.66 | 41.67 | 0.01 | 0
2030 | MARITIMES_2_NEISO | MARITIMES | NEISO | Internal | Shoulder | B15 | 1203 | 99999 | 426.43 | 41.66 | 41.67 | 0.01 | 0
2030 | MARITIMES_2_NEISO | MARITIMES | NEISO | Internal | Summer | B1 | 10 | 99999 | 1400.1 | 576.35 | 576.36 | 0.01 | 0
2030 | MARITIMES_2_NEISO | MARITIMES | NEISO | Internal | Summer | B2 | 25 | 99999 | 1400.1 | 99.86 | 99.87 | 0.01 | 0
2030 | MARITIMES_2_NEISO | MARITIMES | NEISO | Internal | Summer | B3 | 75 | 99999 | 1400 | 56.29 | 56.3 | 0.01 | 0
2030 | MARITIMES_2_NEISO | MARITIMES | NEISO | Internal | Summer | B4 | 100 | 99999 | 1400 | 40.81 | 40.82 | 0.01 | 0
2030 | MARITIMES_2_NEISO | MARITIMES | NEISO | Internal | Summer | B5 | 200 | 99999 | 1400 | 40.81 | 40.82 | 0.01 | 0
2030 | MARITIMES_2_NEISO | MARITIMES | NEISO | Internal | Summer | B6 | 300 | 99999 | 1400 | 40.81 | 40.82 | 0.01 | 0
2030 | MARITIMES_2_NEISO | MARITIMES | NEISO | Internal | Summer | B7 | 400 | 99999 | 1400 | 40.81 | 40.82 | 0.01 | 0
2030 | MARITIMES_2_NEISO | MARITIMES | NEISO | Internal | Summer | B8 | 500 | 99999 | 1400 | 40.81 | 40.82 | 0.01 | 0
2030 | MARITIMES_2_NEISO | MARITIMES | NEISO | Internal | Summer | B9 | 800 | 99999 | 1400 | 40.44 | 40.45 | 0.01 | 0
2030 | MARITIMES_2_NEISO | MARITIMES | NEISO | Internal | Summer | B10 | 1262 | 99999 | 236.13 | 40.81 | 40.82 | 0.01 | 0
2030 | MARITIMES_2_NEISO | MARITIMES | NEISO | Internal | Winter | B16 | 25 | 99999 | 1400 | 50.05 | 50.06 | 0.01 | 0
2030 | MARITIMES_2_NEISO | MARITIMES | NEISO | Internal | Winter | B17 | 100 | 99999 | 1400 | 50.01 | 50.02 | 0.01 | 0
2030 | MARITIMES_2_NEISO | MARITIMES | NEISO | Internal | Winter | B18 | 400 | 99999 | 1400 | 50.01 | 50.02 | 0.01 | 0
2030 | MARITIMES_2_NEISO | MARITIMES | NEISO | Internal | Winter | B19 | 700 | 99999 | 1400 | 50.01 | 50.02 | 0.01 | 0
2030 | MARITIMES_2_NEISO | MARITIMES | NEISO | Internal | Winter | B20 | 935 | 99999 | 475.94 | 50.01 | 50.02 | 0.01 | 0
2030 | MISO_IN_2_MISO_MI | MISO_IN | MISO_MI | Internal | Shoulder | B11 | 25 | 5000 | 0 | 64.52 | 64.5 | 0.01 | 0
2030 | MISO_IN_2_MISO_MI | MISO_IN | MISO_MI | Internal | Shoulder | B12 | 200 | 5000 | 853.05 | 51.61 | 51.62 | 0.01 | 0
2030 | MISO_IN_2_MISO_MI | MISO_IN | MISO_MI | Internal | Shoulder | B13 | 600 | 5000 | 1511.87 | 48.11 | 48.12 | 0.01 | 0
2030 | MISO_IN_2_MISO_MI | MISO_IN | MISO_MI | Internal | Shoulder | B14 | 900 | 5000 | 678.01 | 45.55 | 45.56 | 0.01 | 0
2030 | MISO_IN_2_MISO_MI | MISO_IN | MISO_MI | Internal | Shoulder | B15 | 1203 | 5000 | 1300.89 | 43.61 | 43.62 | 0.01 | 0
2030 | MISO_IN_2_MISO_MI | MISO_IN | MISO_MI | Internal | Summer | B1 | 10 | 5000 | 389.27 | 743.2 | 743.21 | 0.01 | 0
2030 | MISO_IN_2_MISO_MI | MISO_IN | MISO_MI | Internal | Summer | B2 | 25 | 5000 | 0 | 739.19 | 739.19 | 0.01 | 0
2030 | MISO_IN_2_MISO_MI | MISO_IN | MISO_MI | Internal | Summer | B3 | 75 | 5000 | 129.62 | 76.64 | 76.65 | 0.01 | 0
2030 | MISO_IN_2_MISO_MI | MISO_IN | MISO_MI | Internal | Summer | B4 | 100 | 5000 | 0 | 74.48 | 74.47 | 0.01 | 0
2030 | MISO_IN_2_MISO_MI | MISO_IN | MISO_MI | Internal | Summer | B5 | 200 | 5000 | 0 | 66.82 | 66.81 | 0.01 | 0
2030 | MISO_IN_2_MISO_MI | MISO_IN | MISO_MI | Internal | Summer | B6 | 300 | 5000 | 98.64 | 49.87 | 49.88 | 0.01 | 0
2030 | MISO_IN_2_MISO_MI | MISO_IN | MISO_MI | Internal | Summer | B7 | 400 | 5000 | 1467.46 | 44.11 | 44.12 | 0.01 | 0
2030 | MISO_IN_2_MISO_MI | MISO_IN | MISO_MI | Internal | Summer | B8 | 500 | 5000 | 2078.45 | 42.51 | 42.52 | 0.01 | 0
2030 | MISO_IN_2_MISO_MI | MISO_IN | MISO_MI | Internal | Summer | B9 | 800 | 5000 | 1462.97 | 39.37 | 39.38 | 0.01 | 0
2030 | MISO_IN_2_MISO_MI | MISO_IN | MISO_MI | Internal | Summer | B10 | 1262 | 5000 | 2237.2 | 36.86 | 36.87 | 0.01 | 0
2030 | MISO_IN_2_MISO_MI | MISO_IN | MISO_MI | Internal | Winter | B16 | 25 | 5000 | 0 | 60.68 | 60.67 | 0.01 | 0
2030 | MISO_IN_2_MISO_MI | MISO_IN | MISO_MI | Internal | Winter | B17 | 100 | 5000 | 671.23 | 55.65 | 55.66 | 0.01 | 0
2030 | MISO_IN_2_MISO_MI | MISO_IN | MISO_MI | Internal | Winter | B18 | 400 | 5000 | 419.13 | 50.75 | 50.76 | 0.01 | 0
2030 | MISO_IN_2_MISO_MI | MISO_IN | MISO_MI | Internal | Winter | B19 | 700 | 5000 | 505.66 | 47.56 | 47.57 | 0.01 | 0
2030 | MISO_IN_2_MISO_MI | MISO_IN | MISO_MI | Internal | Winter | B20 | 935 | 5000 | 1063.71 | 41.04 | 41.05 | 0.01 | 0
2030 | MISO_IN_2_MISO_MO-IL | MISO_IN | MISO_MO-IL | Internal | Shoulder | B11 | 25 | 5000 | 668.75 | 64.52 | 64.53 | 0.01 | 0
2030 | MISO_IN_2_MISO_MO-IL | MISO_IN | MISO_MO-IL | Internal | Shoulder | B12 | 200 | 5000 | 0 | 51.61 | 50.16 | 0.01 | 0
2030 | MISO_IN_2_MISO_MO-IL | MISO_IN | MISO_MO-IL | Internal | Shoulder | B13 | 600 | 5000 | 0 | 48.11 | 48.1 | 0.01 | 0
2030 | MISO_IN_2_MISO_MO-IL | MISO_IN | MISO_MO-IL | Internal | Shoulder | B14 | 900 | 5000 | 0 | 45.55 | 45.53 | 0.01 | 0
2030 | MISO_IN_2_MISO_MO-IL | MISO_IN | MISO_MO-IL | Internal | Shoulder | B15 | 1203 | 5000 | 0 | 43.61 | 43.6 | 0.01 | 0
2030 | MISO_IN_2_MISO_MO-IL | MISO_IN | MISO_MO-IL | Internal | Summer | B1 | 10 | 5000 | 0 | 743.2 | 743.19 | 0.01 | 0
2030 | MISO_IN_2_MISO_MO-IL | MISO_IN | MISO_MO-IL | Internal | Summer | B2 | 25 | 5000 | 0 | 739.19 | 739.19 | 0.01 | 0
2030 | MISO_IN_2_MISO_MO-IL | MISO_IN | MISO_MO-IL | Internal | Summer | B3 | 75 | 5000 | 0 | 76.64 | 76.63 | 0.01 | 0
2030 | MISO_IN_2_MISO_MO-IL | MISO_IN | MISO_MO-IL | Internal | Summer | B4 | 100 | 5000 | 302.61 | 74.48 | 74.5 | 0.01 | 0
2030 | MISO_IN_2_MISO_MO-IL | MISO_IN | MISO_MO-IL | Internal | Summer | B5 | 200 | 5000 | 1003.75 | 66.82 | 66.84 | 0.01 | 0
2030 | MISO_IN_2_MISO_MO-IL | MISO_IN | MISO_MO-IL | Internal | Summer | B6 | 300 | 5000 | 73.68 | 49.87 | 49.88 | 0.01 | 0
2030 | MISO_IN_2_MISO_MO-IL | MISO_IN | MISO_MO-IL | Internal | Summer | B7 | 400 | 5000 | 0 | 44.11 | 44.1 | 0.01 | 0
2030 | MISO_IN_2_MISO_MO-IL | MISO_IN | MISO_MO-IL | Internal | Summer | B8 | 500 | 5000 | 0 | 42.51 | 42.5 | 0.01 | 0
2030 | MISO_IN_2_MISO_MO-IL | MISO_IN | MISO_MO-IL | Internal | Summer | B9 | 800 | 5000 | 0 | 39.37 | 39.35 | 0.01 | 0
2030 | MISO_IN_2_MISO_MO-IL | MISO_IN | MISO_MO-IL | Internal | Summer | B10 | 1262 | 5000 | 0 | 36.86 | 36.86 | 0.01 | 0
2030 | MISO_IN_2_MISO_MO-IL | MISO_IN | MISO_MO-IL | Internal | Winter | B16 | 25 | 5000 | 0 | 60.68 | 57.08 | 0.01 | 0
2030 | MISO_IN_2_MISO_MO-IL | MISO_IN | MISO_MO-IL | Internal | Winter | B17 | 100 | 5000 | 0 | 55.65 | 54.26 | 0.01 | 0
2030 | MISO_IN_2_MISO_MO-IL | MISO_IN | MISO_MO-IL | Internal | Winter | B18 | 400 | 5000 | 0 | 50.75 | 50.74 | 0.01 | 0
2030 | MISO_IN_2_MISO_MO-IL | MISO_IN | MISO_MO-IL | Internal | Winter | B19 | 700 | 5000 | 121.09 | 47.56 | 47.57 | 0.01 | 0
2030 | MISO_IN_2_MISO_MO-IL | MISO_IN | MISO_MO-IL | Internal | Winter | B20 | 935 | 5000 | 0 | 41.04 | 41.03 | 0.01 | 0
2030 | MISO_IN_2_NonRTO_Midwest | MISO_IN | NonRTO_Midwest | Internal | Shoulder | B11 | 25 | 4800 | 1599.75 | 64.52 | 72.52 | 8 | 0
2030 | MISO_IN_2_NonRTO_Midwest | MISO_IN | NonRTO_Midwest | Internal | Shoulder | B12 | 200 | 4800 | 1174.46 | 51.61 | 59.61 | 8 | 0
2030 | MISO_IN_2_NonRTO_Midwest | MISO_IN | NonRTO_Midwest | Internal | Shoulder | B13 | 600 | 4800 | 665.96 | 48.11 | 56.11 | 8 | 0
2030 | MISO_IN_2_NonRTO_Midwest | MISO_IN | NonRTO_Midwest | Internal | Shoulder | B14 | 900 | 4800 | 288.89 | 45.55 | 53.55 | 8 | 0
2030 | MISO_IN_2_NonRTO_Midwest | MISO_IN | NonRTO_Midwest | Internal | Shoulder | B15 | 1203 | 4800 | 0 | 43.61 | 41.6 | 8 | 0
2030 | MISO_IN_2_NonRTO_Midwest | MISO_IN | NonRTO_Midwest | Internal | Summer | B1 | 10 | 4800 | 0 | 743.2 | 743.41 | 8 | 0
2030 | MISO_IN_2_NonRTO_Midwest | MISO_IN | NonRTO_Midwest | Internal | Summer | B2 | 25 | 4800 | 0 | 739.19 | 739.19 | 8 | 0
2030 | MISO_IN_2_NonRTO_Midwest | MISO_IN | NonRTO_Midwest | Internal | Summer | B3 | 75 | 4800 | 0 | 76.64 | 80.48 | 8 | 0
2030 | MISO_IN_2_NonRTO_Midwest | MISO_IN | NonRTO_Midwest | Internal | Summer | B4 | 100 | 4800 | 0 | 74.48 | 80.48 | 8 | 0
2030 | MISO_IN_2_NonRTO_Midwest | MISO_IN | NonRTO_Midwest | Internal | Summer | B5 | 200 | 4800 | 858.93 | 66.82 | 74.82 | 8 | 0
2030 | MISO_IN_2_NonRTO_Midwest | MISO_IN | NonRTO_Midwest | Internal | Summer | B6 | 300 | 4800 | 513.02 | 49.87 | 57.87 | 8 | 0
2030 | MISO_IN_2_NonRTO_Midwest | MISO_IN | NonRTO_Midwest | Internal | Summer | B7 | 400 | 4800 | 0 | 44.11 | 40.14 | 8 | 0
2030 | MISO_IN_2_NonRTO_Midwest | MISO_IN | NonRTO_Midwest | Internal | Summer | B8 | 500 | 4800 | 0 | 42.51 | 40.13 | 8 | 0
2030 | MISO_IN_2_NonRTO_Midwest | MISO_IN | NonRTO_Midwest | Internal | Summer | B9 | 800 | 4800 | 0 | 39.37 | 39.35 | 8 | 0
2030 | MISO_IN_2_NonRTO_Midwest | MISO_IN | NonRTO_Midwest | Internal | Summer | B10 | 1262 | 4800 | 0 | 36.86 | 33.84 | 8 | 0
2030 | MISO_IN_2_NonRTO_Midwest | MISO_IN | NonRTO_Midwest | Internal | Winter | B16 | 25 | 4800 | 2395.64 | 60.68 | 68.68 | 8 | 0
2030 | MISO_IN_2_NonRTO_Midwest | MISO_IN | NonRTO_Midwest | Internal | Winter | B17 | 100 | 4800 | 1442.17 | 55.65 | 63.65 | 8 | 0
2030 | MISO_IN_2_NonRTO_Midwest | MISO_IN | NonRTO_Midwest | Internal | Winter | B18 | 400 | 4800 | 629.25 | 50.75 | 58.75 | 8 | 0
2030 | MISO_IN_2_NonRTO_Midwest | MISO_IN | NonRTO_Midwest | Internal | Winter | B19 | 700 | 4800 | 0 | 47.56 | 54.66 | 8 | 0
2030 | MISO_IN_2_NonRTO_Midwest | MISO_IN | NonRTO_Midwest | Internal | Winter | B20 | 935 | 4800 | 0 | 41.04 | 40.21 | 8 | 0
2030 | MISO_IN_2_PJM_ROR | MISO_IN | PJM_ROR | Internal | Shoulder | B11 | 25 | 992 | 0 | 64.52 | 62.5 | 2 | 0
2030 | MISO_IN_2_PJM_ROR | MISO_IN | PJM_ROR | Internal | Shoulder | B12 | 200 | 992 | 0 | 51.61 | 50.68 | 2 | 0
2030 | MISO_IN_2_PJM_ROR | MISO_IN | PJM_ROR | Internal | Shoulder | B13 | 600 | 992 | 0 | 48.11 | 47.74 | 2 | 0
2030 | MISO_IN_2_PJM_ROR | MISO_IN | PJM_ROR | Internal | Shoulder | B14 | 900 | 992 | 0 | 45.55 | 47.48 | 2 | 0
2030 | MISO_IN_2_PJM_ROR | MISO_IN | PJM_ROR | Internal | Shoulder | B15 | 1203 | 992 | 0 | 43.61 | 45.09 | 2 | 0
2030 | MISO_IN_2_PJM_ROR | MISO_IN | PJM_ROR | Internal | Summer | B1 | 10 | 992 | 0 | 743.2 | 745.19 | 2 | 0
2030 | MISO_IN_2_PJM_ROR | MISO_IN | PJM_ROR | Internal | Summer | B2 | 25 | 992 | 575.43 | 739.19 | 741.19 | 2 | 0
2030 | MISO_IN_2_PJM_ROR | MISO_IN | PJM_ROR | Internal | Summer | B3 | 75 | 992 | 0 | 76.64 | 74.64 | 2 | 0
2030 | MISO_IN_2_PJM_ROR | MISO_IN | PJM_ROR | Internal | Summer | B4 | 100 | 992 | 0 | 74.48 | 72.47 | 2 | 0
2030 | MISO_IN_2_PJM_ROR | MISO_IN | PJM_ROR | Internal | Summer | B5 | 200 | 992 | 0 | 66.82 | 64.81 | 2 | 0
2030 | MISO_IN_2_PJM_ROR | MISO_IN | PJM_ROR | Internal | Summer | B6 | 300 | 992 | 0 | 49.87 | 47.88 | 2 | 0
2030 | MISO_IN_2_PJM_ROR | MISO_IN | PJM_ROR | Internal | Summer | B7 | 400 | 992 | 0 | 44.11 | 44.82 | 2 | 0
2030 | MISO_IN_2_PJM_ROR | MISO_IN | PJM_ROR | Internal | Summer | B8 | 500 | 992 | 0 | 42.51 | 43.74 | 2 | 0
2030 | MISO_IN_2_PJM_ROR | MISO_IN | PJM_ROR | Internal | Summer | B9 | 800 | 992 | 0 | 39.37 | 41.35 | 2 | 0
2030 | MISO_IN_2_PJM_ROR | MISO_IN | PJM_ROR | Internal | Summer | B10 | 1262 | 992 | 0 | 36.86 | 37.42 | 2 | 0
2030 | MISO_IN_2_PJM_ROR | MISO_IN | PJM_ROR | Internal | Winter | B16 | 25 | 992 | 0 | 60.68 | 58.68 | 2 | 0
2030 | MISO_IN_2_PJM_ROR | MISO_IN | PJM_ROR | Internal | Winter | B17 | 100 | 992 | 0 | 55.65 | 56.25 | 2 | 0
2030 | MISO_IN_2_PJM_ROR | MISO_IN | PJM_ROR | Internal | Winter | B18 | 400 | 992 | 0 | 50.75 | 51.35 | 2 | 0
2030 | MISO_IN_2_PJM_ROR | MISO_IN | PJM_ROR | Internal | Winter | B19 | 700 | 992 | 0 | 47.56 | 48.86 | 2 | 0
2030 | MISO_IN_2_PJM_ROR | MISO_IN | PJM_ROR | Internal | Winter | B20 | 935 | 992 | 0 | 41.04 | 42.21 | 2 | 0
2030 | MISO_MI_2_MISO_IN | MISO_MI | MISO_IN | Internal | Shoulder | B11 | 25 | 2045 | 2045 | 64.5 | 64.52 | 0.01 | 0.01
2030 | MISO_MI_2_MISO_IN | MISO_MI | MISO_IN | Internal | Shoulder | B12 | 200 | 2045 | 0 | 51.62 | 51.61 | 0.01 | 0
2030 | MISO_MI_2_MISO_IN | MISO_MI | MISO_IN | Internal | Shoulder | B13 | 600 | 2045 | 0 | 48.12 | 48.11 | 0.01 | 0
2030 | MISO_MI_2_MISO_IN | MISO_MI | MISO_IN | Internal | Shoulder | B14 | 900 | 2045 | 0 | 45.56 | 45.55 | 0.01 | 0
2030 | MISO_MI_2_MISO_IN | MISO_MI | MISO_IN | Internal | Shoulder | B15 | 1203 | 2045 | 0 | 43.62 | 43.61 | 0.01 | 0
2030 | MISO_MI_2_MISO_IN | MISO_MI | MISO_IN | Internal | Summer | B1 | 10 | 2045 | 0 | 743.21 | 743.2 | 0.01 | 0
2030 | MISO_MI_2_MISO_IN | MISO_MI | MISO_IN | Internal | Summer | B2 | 25 | 2045 | 0 | 739.19 | 739.19 | 0.01 | 0
2030 | MISO_MI_2_MISO_IN | MISO_MI | MISO_IN | Internal | Summer | B3 | 75 | 2045 | 0 | 76.65 | 76.64 | 0.01 | 0
2030 | MISO_MI_2_MISO_IN | MISO_MI | MISO_IN | Internal | Summer | B4 | 100 | 2045 | 50.23 | 74.47 | 74.48 | 0.01 | 0
2030 | MISO_MI_2_MISO_IN | MISO_MI | MISO_IN | Internal | Summer | B5 | 200 | 2045 | 1122.39 | 66.81 | 66.82 | 0.01 | 0
2030 | MISO_MI_2_MISO_IN | MISO_MI | MISO_IN | Internal | Summer | B6 | 300 | 2045 | 0 | 49.88 | 49.87 | 0.01 | 0
2030 | MISO_MI_2_MISO_IN | MISO_MI | MISO_IN | Internal | Summer | B7 | 400 | 2045 | 0 | 44.12 | 44.11 | 0.01 | 0
2030 | MISO_MI_2_MISO_IN | MISO_MI | MISO_IN | Internal | Summer | B8 | 500 | 2045 | 0 | 42.52 | 42.51 | 0.01 | 0
2030 | MISO_MI_2_MISO_IN | MISO_MI | MISO_IN | Internal | Summer | B9 | 800 | 2045 | 0 | 39.38 | 39.37 | 0.01 | 0
2030 | MISO_MI_2_MISO_IN | MISO_MI | MISO_IN | Internal | Summer | B10 | 1262 | 2045 | 0 | 36.87 | 36.86 | 0.01 | 0
2030 | MISO_MI_2_MISO_IN | MISO_MI | MISO_IN | Internal | Winter | B16 | 25 | 2045 | 471.12 | 60.67 | 60.68 | 0.01 | 0
2030 | MISO_MI_2_MISO_IN | MISO_MI | MISO_IN | Internal | Winter | B17 | 100 | 2045 | 0 | 55.66 | 55.65 | 0.01 | 0
2030 | MISO_MI_2_MISO_IN | MISO_MI | MISO_IN | Internal | Winter | B18 | 400 | 2045 | 0 | 50.76 | 50.75 | 0.01 | 0
2030 | MISO_MI_2_MISO_IN | MISO_MI | MISO_IN | Internal | Winter | B19 | 700 | 2045 | 0 | 47.57 | 47.56 | 0.01 | 0
2030 | MISO_MI_2_MISO_IN | MISO_MI | MISO_IN | Internal | Winter | B20 | 935 | 2045 | 0 | 41.05 | 41.04 | 0.01 | 0
2030 | MISO_MI_2_MISO_WUMS | MISO_MI | MISO_WUMS | Internal | Shoulder | B11 | 25 | 117 | 0 | 64.5 | 64.5 | 0.01 | 0
2030 | MISO_MI_2_MISO_WUMS | MISO_MI | MISO_WUMS | Internal | Shoulder | B12 | 200 | 117 | 0 | 51.62 | 50.14 | 0.01 | 0
2030 | MISO_MI_2_MISO_WUMS | MISO_MI | MISO_WUMS | Internal | Shoulder | B13 | 600 | 117 | 0 | 48.12 | 48.07 | 0.01 | 0
2030 | MISO_MI_2_MISO_WUMS | MISO_MI | MISO_WUMS | Internal | Shoulder | B14 | 900 | 117 | 0 | 45.56 | 45.51 | 0.01 | 0
2030 | MISO_MI_2_MISO_WUMS | MISO_MI | MISO_WUMS | Internal | Shoulder | B15 | 1203 | 117 | 0 | 43.62 | 43.6 | 0.01 | 0
2030 | MISO_MI_2_MISO_WUMS | MISO_MI | MISO_WUMS | Internal | Summer | B1 | 10 | 117 | 0 | 743.21 | 743.16 | 0.01 | 0
2030 | MISO_MI_2_MISO_WUMS | MISO_MI | MISO_WUMS | Internal | Summer | B2 | 25 | 117 | 0 | 739.19 | 739.16 | 0.01 | 0
2030 | MISO_MI_2_MISO_WUMS | MISO_MI | MISO_WUMS | Internal | Summer | B3 | 75 | 117 | 0 | 76.65 | 76.64 | 0.01 | 0
2030 | MISO_MI_2_MISO_WUMS | MISO_MI | MISO_WUMS | Internal | Summer | B4 | 100 | 117 | 0 | 74.47 | 74.47 | 0.01 | 0
2030 | MISO_MI_2_MISO_WUMS | MISO_MI | MISO_WUMS | Internal | Summer | B5 | 200 | 117 | 0 | 66.81 | 66.81 | 0.01 | 0
2030 | MISO_MI_2_MISO_WUMS | MISO_MI | MISO_WUMS | Internal | Summer | B6 | 300 | 117 | 0 | 49.88 | 49.87 | 0.01 | 0
2030 | MISO_MI_2_MISO_WUMS | MISO_MI | MISO_WUMS | Internal | Summer | B7 | 400 | 117 | 0 | 44.12 | 43.66 | 0.01 | 0
2030 | MISO_MI_2_MISO_WUMS | MISO_MI | MISO_WUMS | Internal | Summer | B8 | 500 | 117 | 0 | 42.52 | 42.5 | 0.01 | 0
2030 | MISO_MI_2_MISO_WUMS | MISO_MI | MISO_WUMS | Internal | Summer | B9 | 800 | 117 | 0 | 39.38 | 39.38 | 0.01 | 0
2030 | MISO_MI_2_MISO_WUMS | MISO_MI | MISO_WUMS | Internal | Summer | B10 | 1262 | 117 | 0 | 36.87 | 36.86 | 0.01 | 0
2030 | MISO_MI_2_MISO_WUMS | MISO_MI | MISO_WUMS | Internal | Winter | B16 | 25 | 117 | 0 | 60.67 | 56.68 | 0.01 | 0
2030 | MISO_MI_2_MISO_WUMS | MISO_MI | MISO_WUMS | Internal | Winter | B17 | 100 | 117 | 0 | 55.66 | 54.25 | 0.01 | 0
2030 | MISO_MI_2_MISO_WUMS | MISO_MI | MISO_WUMS | Internal | Winter | B18 | 400 | 117 | 0 | 50.76 | 50.71 | 0.01 | 0
2030 | MISO_MI_2_MISO_WUMS | MISO_MI | MISO_WUMS | Internal | Winter | B19 | 700 | 117 | 117 | 47.57 | 47.58 | 0.01 | 0
2030 | MISO_MI_2_MISO_WUMS | MISO_MI | MISO_WUMS | Internal | Winter | B20 | 935 | 117 | 0 | 41.05 | 41.03 | 0.01 | 0
2030 | MISO_MI_2_PJM_ROR | MISO_MI | PJM_ROR | Internal | Shoulder | B11 | 25 | 1424 | 0 | 64.5 | 62.5 | 2 | 0
2030 | MISO_MI_2_PJM_ROR | MISO_MI | PJM_ROR | Internal | Shoulder | B12 | 200 | 1424 | 0 | 51.62 | 50.68 | 2 | 0
2030 | MISO_MI_2_PJM_ROR | MISO_MI | PJM_ROR | Internal | Shoulder | B13 | 600 | 1424 | 0 | 48.12 | 47.74 | 2 | 0
2030 | MISO_MI_2_PJM_ROR | MISO_MI | PJM_ROR | Internal | Shoulder | B14 | 900 | 1424 | 0 | 45.56 | 47.48 | 2 | 0
2030 | MISO_MI_2_PJM_ROR | MISO_MI | PJM_ROR | Internal | Shoulder | B15 | 1203 | 1424 | 0 | 43.62 | 45.09 | 2 | 0
2030 | MISO_MI_2_PJM_ROR | MISO_MI | PJM_ROR | Internal | Summer | B1 | 10 | 1424 | 0 | 743.21 | 745.19 | 2 | 0
2030 | MISO_MI_2_PJM_ROR | MISO_MI | PJM_ROR | Internal | Summer | B2 | 25 | 1424 | 602.25 | 739.19 | 741.19 | 2 | 0
2030 | MISO_MI_2_PJM_ROR | MISO_MI | PJM_ROR | Internal | Summer | B3 | 75 | 1424 | 0 | 76.65 | 74.64 | 2 | 0
2030 | MISO_MI_2_PJM_ROR | MISO_MI | PJM_ROR | Internal | Summer | B4 | 100 | 1424 | 0 | 74.47 | 72.47 | 2 | 0
2030 | MISO_MI_2_PJM_ROR | MISO_MI | PJM_ROR | Internal | Summer | B5 | 200 | 1424 | 0 | 66.81 | 64.81 | 2 | 0
2030 | MISO_MI_2_PJM_ROR | MISO_MI | PJM_ROR | Internal | Summer | B6 | 300 | 1424 | 0 | 49.88 | 47.88 | 2 | 0
2030 | MISO_MI_2_PJM_ROR | MISO_MI | PJM_ROR | Internal | Summer | B7 | 400 | 1424 | 0 | 44.12 | 44.82 | 2 | 0
2030 | MISO_MI_2_PJM_ROR | MISO_MI | PJM_ROR | Internal | Summer | B8 | 500 | 1424 | 0 | 42.52 | 43.74 | 2 | 0
2030 | MISO_MI_2_PJM_ROR | MISO_MI | PJM_ROR | Internal | Summer | B9 | 800 | 1424 | 0 | 39.38 | 41.35 | 2 | 0
2030 | MISO_MI_2_PJM_ROR | MISO_MI | PJM_ROR | Internal | Summer | B10 | 1262 | 1424 | 0 | 36.87 | 37.42 | 2 | 0
2030 | MISO_MI_2_PJM_ROR | MISO_MI | PJM_ROR | Internal | Winter | B16 | 25 | 1424 | 0 | 60.67 | 58.68 | 2 | 0
2030 | MISO_MI_2_PJM_ROR | MISO_MI | PJM_ROR | Internal | Winter | B17 | 100 | 1424 | 0 | 55.66 | 56.25 | 2 | 0
2030 | MISO_MI_2_PJM_ROR | MISO_MI | PJM_ROR | Internal | Winter | B18 | 400 | 1424 | 0 | 50.76 | 51.35 | 2 | 0
2030 | MISO_MI_2_PJM_ROR | MISO_MI | PJM_ROR | Internal | Winter | B19 | 700 | 1424 | 0 | 47.57 | 48.86 | 2 | 0
2030 | MISO_MI_2_PJM_ROR | MISO_MI | PJM_ROR | Internal | Winter | B20 | 935 | 1424 | 0 | 41.05 | 42.21 | 2 | 0
2030 | MISO_MO-IL_2_ENT | MISO_MO-IL | ENT | Internal | Shoulder | B11 | 25 | 2540 | 0 | 64.53 | 68.56 | 8 | 0
2030 | MISO_MO-IL_2_ENT | MISO_MO-IL | ENT | Internal | Shoulder | B12 | 200 | 2540 | 0 | 50.16 | 50.17 | 8 | 0
2030 | MISO_MO-IL_2_ENT | MISO_MO-IL | ENT | Internal | Shoulder | B13 | 600 | 2540 | 0 | 48.1 | 49.81 | 8 | 0
2030 | MISO_MO-IL_2_ENT | MISO_MO-IL | ENT | Internal | Shoulder | B14 | 900 | 2540 | 0 | 45.53 | 49.81 | 8 | 0
2030 | MISO_MO-IL_2_ENT | MISO_MO-IL | ENT | Internal | Shoulder | B15 | 1203 | 2540 | 0 | 43.6 | 48.17 | 8 | 0
2030 | MISO_MO-IL_2_ENT | MISO_MO-IL | ENT | Internal | Summer | B1 | 10 | 2540 | 747.72 | 743.19 | 751.19 | 8 | 0
2030 | MISO_MO-IL_2_ENT | MISO_MO-IL | ENT | Internal | Summer | B2 | 25 | 2540 | 662.1 | 739.19 | 747.19 | 8 | 0
2030 | MISO_MO-IL_2_ENT | MISO_MO-IL | ENT | Internal | Summer | B3 | 75 | 2540 | 0 | 76.63 | 82.5 | 8 | 0
2030 | MISO_MO-IL_2_ENT | MISO_MO-IL | ENT | Internal | Summer | B4 | 100 | 2540 | 59.58 | 74.5 | 82.5 | 8 | 0
2030 | MISO_MO-IL_2_ENT | MISO_MO-IL | ENT | Internal | Summer | B5 | 200 | 2540 | 0 | 66.84 | 71.81 | 8 | 0
2030 | MISO_MO-IL_2_ENT | MISO_MO-IL | ENT | Internal | Summer | B6 | 300 | 2540 | 0 | 49.88 | 48.89 | 8 | 0
2030 | MISO_MO-IL_2_ENT | MISO_MO-IL | ENT | Internal | Summer | B7 | 400 | 2540 | 0 | 44.1 | 48.58 | 8 | 0
2030 | MISO_MO-IL_2_ENT | MISO_MO-IL | ENT | Internal | Summer | B8 | 500 | 2540 | 0 | 42.5 | 48.23 | 8 | 0
2030 | MISO_MO-IL_2_ENT | MISO_MO-IL | ENT | Internal | Summer | B9 | 800 | 2540 | 25.21 | 39.35 | 47.35 | 8 | 0
2030 | MISO_MO-IL_2_ENT | MISO_MO-IL | ENT | Internal | Summer | B10 | 1262 | 2540 | 2540 | 36.86 | 46.65 | 8 | 1.79
2030 | MISO_MO-IL_2_ENT | MISO_MO-IL | ENT | Internal | Winter | B16 | 25 | 2540 | 0 | 57.08 | 56.68 | 8 | 0
2030 | MISO_MO-IL_2_ENT | MISO_MO-IL | ENT | Internal | Winter | B17 | 100 | 2540 | 0 | 54.26 | 52.92 | 8 | 0
2030 | MISO_MO-IL_2_ENT | MISO_MO-IL | ENT | Internal | Winter | B18 | 400 | 2540 | 0 | 50.74 | 52.92 | 8 | 0
2030 | MISO_MO-IL_2_ENT | MISO_MO-IL | ENT | Internal | Winter | B19 | 700 | 2540 | 0 | 47.57 | 51.17 | 8 | 0
2030 | MISO_MO-IL_2_ENT | MISO_MO-IL | ENT | Internal | Winter | B20 | 935 | 2540 | 2540 | 41.03 | 51.17 | 8 | 2.14
2030 | MISO_MO-IL_2_MISO_IN | MISO_MO-IL | MISO_IN | Internal | Shoulder | B11 | 25 | 2100 | 0 | 64.53 | 64.52 | 0.01 | 0
2030 | MISO_MO-IL_2_MISO_IN | MISO_MO-IL | MISO_IN | Internal | Shoulder | B12 | 200 | 2100 | 2100 | 50.16 | 51.61 | 0.01 | 1.43
2030 | MISO_MO-IL_2_MISO_IN | MISO_MO-IL | MISO_IN | Internal | Shoulder | B13 | 600 | 2100 | 2080.24 | 48.1 | 48.11 | 0.01 | 0
2030 | MISO_MO-IL_2_MISO_IN | MISO_MO-IL | MISO_IN | Internal | Shoulder | B14 | 900 | 2100 | 193.7 | 45.53 | 45.55 | 0.01 | 0
2030 | MISO_MO-IL_2_MISO_IN | MISO_MO-IL | MISO_IN | Internal | Shoulder | B15 | 1203 | 2100 | 808.21 | 43.6 | 43.61 | 0.01 | 0
2030 | MISO_MO-IL_2_MISO_IN | MISO_MO-IL | MISO_IN | Internal | Summer | B1 | 10 | 2100 | 12.69 | 743.19 | 743.2 | 0.01 | 0
2030 | MISO_MO-IL_2_MISO_IN | MISO_MO-IL | MISO_IN | Internal | Summer | B2 | 25 | 2100 | 0 | 739.19 | 739.19 | 0.01 | 0
2030 | MISO_MO-IL_2_MISO_IN | MISO_MO-IL | MISO_IN | Internal | Summer | B3 | 75 | 2100 | 748.07 | 76.63 | 76.64 | 0.01 | 0
2030 | MISO_MO-IL_2_MISO_IN | MISO_MO-IL | MISO_IN | Internal | Summer | B4 | 100 | 2100 | 0 | 74.5 | 74.48 | 0.01 | 0
2030 | MISO_MO-IL_2_MISO_IN | MISO_MO-IL | MISO_IN | Internal | Summer | B5 | 200 | 2100 | 0 | 66.84 | 66.82 | 0.01 | 0
2030 | MISO_MO-IL_2_MISO_IN | MISO_MO-IL | MISO_IN | Internal | Summer | B6 | 300 | 2100 | 0 | 49.88 | 49.87 | 0.01 | 0
2030 | MISO_MO-IL_2_MISO_IN | MISO_MO-IL | MISO_IN | Internal | Summer | B7 | 400 | 2100 | 48.79 | 44.1 | 44.11 | 0.01 | 0
2030 | MISO_MO-IL_2_MISO_IN | MISO_MO-IL | MISO_IN | Internal | Summer | B8 | 500 | 2100 | 974.65 | 42.5 | 42.51 | 0.01 | 0
2030 | MISO_MO-IL_2_MISO_IN | MISO_MO-IL | MISO_IN | Internal | Summer | B9 | 800 | 2100 | 115.37 | 39.35 | 39.37 | 0.01 | 0
2030 | MISO_MO-IL_2_MISO_IN | MISO_MO-IL | MISO_IN | Internal | Summer | B10 | 1262 | 2100 | 0 | 36.86 | 36.86 | 0.01 | 0
2030 | MISO_MO-IL_2_MISO_IN | MISO_MO-IL | MISO_IN | Internal | Winter | B16 | 25 | 2100 | 2100 | 57.08 | 60.68 | 0.01 | 3.59
2030 | MISO_MO-IL_2_MISO_IN | MISO_MO-IL | MISO_IN | Internal | Winter | B17 | 100 | 2100 | 2100 | 54.26 | 55.65 | 0.01 | 1.38
2030 | MISO_MO-IL_2_MISO_IN | MISO_MO-IL | MISO_IN | Internal | Winter | B18 | 400 | 2100 | 499.1 | 50.74 | 50.75 | 0.01 | 0
2030 | MISO_MO-IL_2_MISO_IN | MISO_MO-IL | MISO_IN | Internal | Winter | B19 | 700 | 2100 | 0 | 47.57 | 47.56 | 0.01 | 0
2030 | MISO_MO-IL_2_MISO_IN | MISO_MO-IL | MISO_IN | Internal | Winter | B20 | 935 | 2100 | 56.59 | 41.03 | 41.04 | 0.01 | 0
2030 | MISO_MO-IL_2_MISO_W | MISO_MO-IL | MISO_W | Internal | Shoulder | B11 | 25 | 960 | 0 | 64.53 | 64.52 | 0.01 | 0
2030 | MISO_MO-IL_2_MISO_W | MISO_MO-IL | MISO_W | Internal | Shoulder | B12 | 200 | 960 | 0 | 50.16 | 50.15 | 0.01 | 0
2030 | MISO_MO-IL_2_MISO_W | MISO_MO-IL | MISO_W | Internal | Shoulder | B13 | 600 | 960 | 0 | 48.1 | 48.09 | 0.01 | 0
2030 | MISO_MO-IL_2_MISO_W | MISO_MO-IL | MISO_W | Internal | Shoulder | B14 | 900 | 960 | 0 | 45.53 | 45.52 | 0.01 | 0
2030 | MISO_MO-IL_2_MISO_W | MISO_MO-IL | MISO_W | Internal | Shoulder | B15 | 1203 | 960 | 0 | 43.6 | 43.59 | 0.01 | 0
2030 | MISO_MO-IL_2_MISO_W | MISO_MO-IL | MISO_W | Internal | Summer | B1 | 10 | 960 | 0 | 743.19 | 743.18 | 0.01 | 0
2030 | MISO_MO-IL_2_MISO_W | MISO_MO-IL | MISO_W | Internal | Summer | B2 | 25 | 960 | 0 | 739.19 | 739.18 | 0.01 | 0
2030 | MISO_MO-IL_2_MISO_W | MISO_MO-IL | MISO_W | Internal | Summer | B3 | 75 | 960 | 960 | 76.63 | 76.65 | 0.01 | 0.01
2030 | MISO_MO-IL_2_MISO_W | MISO_MO-IL | MISO_W | Internal | Summer | B4 | 100 | 960 | 0 | 74.5 | 74.48 | 0.01 | 0
2030 | MISO_MO-IL_2_MISO_W | MISO_MO-IL | MISO_W | Internal | Summer | B5 | 200 | 960 | 960 | 66.84 | 67.84 | 0.01 | 0.99
2030 | MISO_MO-IL_2_MISO_W | MISO_MO-IL | MISO_W | Internal | Summer | B6 | 300 | 960 | 0 | 49.88 | 49.88 | 0.01 | 0
2030 | MISO_MO-IL_2_MISO_W | MISO_MO-IL | MISO_W | Internal | Summer | B7 | 400 | 960 | 0 | 44.1 | 44.09 | 0.01 | 0
2030 | MISO_MO-IL_2_MISO_W | MISO_MO-IL | MISO_W | Internal | Summer | B8 | 500 | 960 | 0 | 42.5 | 42.49 | 0.01 | 0
2030 | MISO_MO-IL_2_MISO_W | MISO_MO-IL | MISO_W | Internal | Summer | B9 | 800 | 960 | 430.51 | 39.35 | 39.37 | 0.01 | 0
2030 | MISO_MO-IL_2_MISO_W | MISO_MO-IL | MISO_W | Internal | Summer | B10 | 1262 | 960 | 0 | 36.86 | 36.85 | 0.01 | 0
2030 | MISO_MO-IL_2_MISO_W | MISO_MO-IL | MISO_W | Internal | Winter | B16 | 25 | 960 | 0 | 57.08 | 56.68 | 0.01 | 0
2030 | MISO_MO-IL_2_MISO_W | MISO_MO-IL | MISO_W | Internal | Winter | B17 | 100 | 960 | 0 | 54.26 | 54.25 | 0.01 | 0
2030 | MISO_MO-IL_2_MISO_W | MISO_MO-IL | MISO_W | Internal | Winter | B18 | 400 | 960 | 0 | 50.74 | 50.72 | 0.01 | 0
2030 | MISO_MO-IL_2_MISO_W | MISO_MO-IL | MISO_W | Internal | Winter | B19 | 700 | 960 | 0 | 47.57 | 47.57 | 0.01 | 0
2030 | MISO_MO-IL_2_MISO_W | MISO_MO-IL | MISO_W | Internal | Winter | B20 | 935 | 960 | 0 | 41.03 | 41.02 | 0.01 | 0
2030 | MISO_MO-IL_2_PJM_ROR | MISO_MO-IL | PJM_ROR | Internal | Shoulder | B11 | 25 | 1212 | 0 | 64.53 | 62.5 | 2 | 0
2030 | MISO_MO-IL_2_PJM_ROR | MISO_MO-IL | PJM_ROR | Internal | Shoulder | B12 | 200 | 1212 | 0 | 50.16 | 50.68 | 2 | 0
2030 | MISO_MO-IL_2_PJM_ROR | MISO_MO-IL | PJM_ROR | Internal | Shoulder | B13 | 600 | 1212 | 0 | 48.1 | 47.74 | 2 | 0
2030 | MISO_MO-IL_2_PJM_ROR | MISO_MO-IL | PJM_ROR | Internal | Shoulder | B14 | 900 | 1212 | 0 | 45.53 | 47.48 | 2 | 0
2030 | MISO_MO-IL_2_PJM_ROR | MISO_MO-IL | PJM_ROR | Internal | Shoulder | B15 | 1203 | 1212 | 0 | 43.6 | 45.09 | 2 | 0
2030 | MISO_MO-IL_2_PJM_ROR | MISO_MO-IL | PJM_ROR | Internal | Summer | B1 | 10 | 1212 | 1163.69 | 743.19 | 745.19 | 2 | 0
2030 | MISO_MO-IL_2_PJM_ROR | MISO_MO-IL | PJM_ROR | Internal | Summer | B2 | 25 | 1212 | 337.42 | 739.19 | 741.19 | 2 | 0
2030 | MISO_MO-IL_2_PJM_ROR | MISO_MO-IL | PJM_ROR | Internal | Summer | B3 | 75 | 1212 | 0 | 76.63 | 74.64 | 2 | 0
2030 | MISO_MO-IL_2_PJM_ROR | MISO_MO-IL | PJM_ROR | Internal | Summer | B4 | 100 | 1212 | 0 | 74.5 | 72.47 | 2 | 0
2030 | MISO_MO-IL_2_PJM_ROR | MISO_MO-IL | PJM_ROR | Internal | Summer | B5 | 200 | 1212 | 0 | 66.84 | 64.81 | 2 | 0
2030 | MISO_MO-IL_2_PJM_ROR | MISO_MO-IL | PJM_ROR | Internal | Summer | B6 | 300 | 1212 | 0 | 49.88 | 47.88 | 2 | 0
2030 | MISO_MO-IL_2_PJM_ROR | MISO_MO-IL | PJM_ROR | Internal | Summer | B7 | 400 | 1212 | 0 | 44.1 | 44.82 | 2 | 0
2030 | MISO_MO-IL_2_PJM_ROR | MISO_MO-IL | PJM_ROR | Internal | Summer | B8 | 500 | 1212 | 0 | 42.5 | 43.74 | 2 | 0
2030 | MISO_MO-IL_2_PJM_ROR | MISO_MO-IL | PJM_ROR | Internal | Summer | B9 | 800 | 1212 | 33.03 | 39.35 | 41.35 | 2 | 0
2030 | MISO_MO-IL_2_PJM_ROR | MISO_MO-IL | PJM_ROR | Internal | Summer | B10 | 1262 | 1212 | 0 | 36.86 | 37.42 | 2 | 0
2030 | MISO_MO-IL_2_PJM_ROR | MISO_MO-IL | PJM_ROR | Internal | Winter | B16 | 25 | 1212 | 0 | 57.08 | 58.68 | 2 | 0
2030 | MISO_MO-IL_2_PJM_ROR | MISO_MO-IL | PJM_ROR | Internal | Winter | B17 | 100 | 1212 | 0 | 54.26 | 56.25 | 2 | 0
2030 | MISO_MO-IL_2_PJM_ROR | MISO_MO-IL | PJM_ROR | Internal | Winter | B18 | 400 | 1212 | 0 | 50.74 | 51.35 | 2 | 0
2030 | MISO_MO-IL_2_PJM_ROR | MISO_MO-IL | PJM_ROR | Internal | Winter | B19 | 700 | 1212 | 0 | 47.57 | 48.86 | 2 | 0
2030 | MISO_MO-IL_2_PJM_ROR | MISO_MO-IL | PJM_ROR | Internal | Winter | B20 | 935 | 1212 | 0 | 41.03 | 42.21 | 2 | 0
2030 | MISO_MO-IL_2_SPP_N | MISO_MO-IL | SPP_N | Internal | Shoulder | B11 | 25 | 2000 | 0 | 64.53 | 71.52 | 8 | 0
2030 | MISO_MO-IL_2_SPP_N | MISO_MO-IL | SPP_N | Internal | Shoulder | B12 | 200 | 2000 | 0 | 50.16 | 50.16 | 8 | 0
2030 | MISO_MO-IL_2_SPP_N | MISO_MO-IL | SPP_N | Internal | Shoulder | B13 | 600 | 2000 | 0 | 48.1 | 48.1 | 8 | 0
2030 | MISO_MO-IL_2_SPP_N | MISO_MO-IL | SPP_N | Internal | Shoulder | B14 | 900 | 2000 | 0 | 45.53 | 48.1 | 8 | 0
2030 | MISO_MO-IL_2_SPP_N | MISO_MO-IL | SPP_N | Internal | Shoulder | B15 | 1203 | 2000 | 0 | 43.6 | 47.97 | 8 | 0
2030 | MISO_MO-IL_2_SPP_N | MISO_MO-IL | SPP_N | Internal | Summer | B1 | 10 | 2000 | 0 | 743.19 | 750.18 | 8 | 0
2030 | MISO_MO-IL_2_SPP_N | MISO_MO-IL | SPP_N | Internal | Summer | B2 | 25 | 2000 | 0 | 739.19 | 746.18 | 8 | 0
2030 | MISO_MO-IL_2_SPP_N | MISO_MO-IL | SPP_N | Internal | Summer | B3 | 75 | 2000 | 0 | 76.63 | 83.65 | 8 | 0
2030 | MISO_MO-IL_2_SPP_N | MISO_MO-IL | SPP_N | Internal | Summer | B4 | 100 | 2000 | 0 | 74.5 | 81.48 | 8 | 0
2030 | MISO_MO-IL_2_SPP_N | MISO_MO-IL | SPP_N | Internal | Summer | B5 | 200 | 2000 | 143.66 | 66.84 | 74.84 | 8 | 0
2030 | MISO_MO-IL_2_SPP_N | MISO_MO-IL | SPP_N | Internal | Summer | B6 | 300 | 2000 | 0 | 49.88 | 56.88 | 8 | 0
2030 | MISO_MO-IL_2_SPP_N | MISO_MO-IL | SPP_N | Internal | Summer | B7 | 400 | 2000 | 0 | 44.1 | 48.57 | 8 | 0
2030 | MISO_MO-IL_2_SPP_N | MISO_MO-IL | SPP_N | Internal | Summer | B8 | 500 | 2000 | 0 | 42.5 | 47.72 | 8 | 0
2030 | MISO_MO-IL_2_SPP_N | MISO_MO-IL | SPP_N | Internal | Summer | B9 | 800 | 2000 | 0 | 39.35 | 46.37 | 8 | 0
2030 | MISO_MO-IL_2_SPP_N | MISO_MO-IL | SPP_N | Internal | Summer | B10 | 1262 | 2000 | 0 | 36.86 | 43.85 | 8 | 0
2030 | MISO_MO-IL_2_SPP_N | MISO_MO-IL | SPP_N | Internal | Winter | B16 | 25 | 2000 | 0 | 57.08 | 56.69 | 8 | 0
2030 | MISO_MO-IL_2_SPP_N | MISO_MO-IL | SPP_N | Internal | Winter | B17 | 100 | 2000 | 0 | 54.26 | 51.29 | 8 | 0
2030 | MISO_MO-IL_2_SPP_N | MISO_MO-IL | SPP_N | Internal | Winter | B18 | 400 | 2000 | 0 | 50.74 | 51.17 | 8 | 0
2030 | MISO_MO-IL_2_SPP_N | MISO_MO-IL | SPP_N | Internal | Winter | B19 | 700 | 2000 | 0 | 47.57 | 51.17 | 8 | 0
2030 | MISO_MO-IL_2_SPP_N | MISO_MO-IL | SPP_N | Internal | Winter | B20 | 935 | 2000 | 0 | 41.03 | 46.17 | 8 | 0
2030 | MISO_MO-IL_2_TVA_Transmission | MISO_MO-IL | TVA_Transmission | Internal | Shoulder | B11 | 25 | 4000 | 0 | 64.53 | 68.18 | 8 | 0
2030 | MISO_MO-IL_2_TVA_Transmission | MISO_MO-IL | TVA_Transmission | Internal | Shoulder | B12 | 200 | 4000 | 0 | 50.16 | 53.64 | 8 | 0
2030 | MISO_MO-IL_2_TVA_Transmission | MISO_MO-IL | TVA_Transmission | Internal | Shoulder | B13 | 600 | 4000 | 0 | 48.1 | 51.69 | 8 | 0
2030 | MISO_MO-IL_2_TVA_Transmission | MISO_MO-IL | TVA_Transmission | Internal | Shoulder | B14 | 900 | 4000 | 0 | 45.53 | 51.55 | 8 | 0
2030 | MISO_MO-IL_2_TVA_Transmission | MISO_MO-IL | TVA_Transmission | Internal | Shoulder | B15 | 1203 | 4000 | 0 | 43.6 | 49.6 | 8 | 0
2030 | MISO_MO-IL_2_TVA_Transmission | MISO_MO-IL | TVA_Transmission | Internal | Summer | B1 | 10 | 4000 | 0 | 743.19 | 751.18 | 8 | 0
2030 | MISO_MO-IL_2_TVA_Transmission | MISO_MO-IL | TVA_Transmission | Internal | Summer | B2 | 25 | 4000 | 839.46 | 739.19 | 747.19 | 8 | 0
2030 | MISO_MO-IL_2_TVA_Transmission | MISO_MO-IL | TVA_Transmission | Internal | Summer | B3 | 75 | 4000 | 0 | 76.63 | 80.64 | 8 | 0
2030 | MISO_MO-IL_2_TVA_Transmission | MISO_MO-IL | TVA_Transmission | Internal | Summer | B4 | 100 | 4000 | 0 | 74.5 | 78.47 | 8 | 0
2030 | MISO_MO-IL_2_TVA_Transmission | MISO_MO-IL | TVA_Transmission | Internal | Summer | B5 | 200 | 4000 | 0 | 66.84 | 70.81 | 8 | 0
2030 | MISO_MO-IL_2_TVA_Transmission | MISO_MO-IL | TVA_Transmission | Internal | Summer | B6 | 300 | 4000 | 0 | 49.88 | 53.88 | 8 | 0
2030 | MISO_MO-IL_2_TVA_Transmission | MISO_MO-IL | TVA_Transmission | Internal | Summer | B7 | 400 | 4000 | 0 | 44.1 | 48.14 | 8 | 0
2030 | MISO_MO-IL_2_TVA_Transmission | MISO_MO-IL | TVA_Transmission | Internal | Summer | B8 | 500 | 4000 | 0 | 42.5 | 48.13 | 8 | 0
2030 | MISO_MO-IL_2_TVA_Transmission | MISO_MO-IL | TVA_Transmission | Internal | Summer | B9 | 800 | 4000 | 10.99 | 39.35 | 47.35 | 8 | 0
2030 | MISO_MO-IL_2_TVA_Transmission | MISO_MO-IL | TVA_Transmission | Internal | Summer | B10 | 1262 | 4000 | 0 | 36.86 | 41.84 | 8 | 0
2030 | MISO_MO-IL_2_TVA_Transmission | MISO_MO-IL | TVA_Transmission | Internal | Winter | B16 | 25 | 4000 | 0 | 57.08 | 64.68 | 8 | 0
2030 | MISO_MO-IL_2_TVA_Transmission | MISO_MO-IL | TVA_Transmission | Internal | Winter | B17 | 100 | 4000 | 0 | 54.26 | 57.91 | 8 | 0
2030 | MISO_MO-IL_2_TVA_Transmission | MISO_MO-IL | TVA_Transmission | Internal | Winter | B18 | 400 | 4000 | 0 | 50.74 | 54.11 | 8 | 0
2030 | MISO_MO-IL_2_TVA_Transmission | MISO_MO-IL | TVA_Transmission | Internal | Winter | B19 | 700 | 4000 | 0 | 47.57 | 52.83 | 8 | 0
2030 | MISO_MO-IL_2_TVA_Transmission | MISO_MO-IL | TVA_Transmission | Internal | Winter | B20 | 935 | 4000 | 0 | 41.03 | 48.21 | 8 | 0
2030 | MISO_W_2_MAPP_CA | MISO_W | MAPP_CA | Internal | Shoulder | B11 | 25 | 700 | 0 | 64.52 | 64.5 | 0.01 | 0
2030 | MISO_W_2_MAPP_CA | MISO_W | MAPP_CA | Internal | Shoulder | B12 | 200 | 700 | 0 | 50.15 | 50.14 | 0.01 | 0
2030 | MISO_W_2_MAPP_CA | MISO_W | MAPP_CA | Internal | Shoulder | B13 | 600 | 700 | 0 | 48.09 | 48.07 | 0.01 | 0
2030 | MISO_W_2_MAPP_CA | MISO_W | MAPP_CA | Internal | Shoulder | B14 | 900 | 700 | 700 | 45.52 | 48.07 | 0.01 | 2.54
2030 | MISO_W_2_MAPP_CA | MISO_W | MAPP_CA | Internal | Shoulder | B15 | 1203 | 700 | 700 | 43.59 | 48.07 | 0.01 | 4.47
2030 | MISO_W_2_MAPP_CA | MISO_W | MAPP_CA | Internal | Summer | B1 | 10 | 700 | 0 | 743.18 | 743.16 | 0.01 | 0
2030 | MISO_W_2_MAPP_CA | MISO_W | MAPP_CA | Internal | Summer | B2 | 25 | 700 | 0 | 739.18 | 739.16 | 0.01 | 0
2030 | MISO_W_2_MAPP_CA | MISO_W | MAPP_CA | Internal | Summer | B3 | 75 | 700 | 0 | 76.65 | 76.64 | 0.01 | 0
2030 | MISO_W_2_MAPP_CA | MISO_W | MAPP_CA | Internal | Summer | B4 | 100 | 700 | 0 | 74.48 | 74.47 | 0.01 | 0
2030 | MISO_W_2_MAPP_CA | MISO_W | MAPP_CA | Internal | Summer | B5 | 200 | 700 | 0 | 67.84 | 67.82 | 0.01 | 0
2030 | MISO_W_2_MAPP_CA | MISO_W | MAPP_CA | Internal | Summer | B6 | 300 | 700 | 0 | 49.88 | 49.87 | 0.01 | 0
2030 | MISO_W_2_MAPP_CA | MISO_W | MAPP_CA | Internal | Summer | B7 | 400 | 700 | 0 | 44.09 | 44.07 | 0.01 | 0
2030 | MISO_W_2_MAPP_CA | MISO_W | MAPP_CA | Internal | Summer | B8 | 500 | 700 | 466.51 | 42.49 | 42.5 | 0.01 | 0
2030 | MISO_W_2_MAPP_CA | MISO_W | MAPP_CA | Internal | Summer | B9 | 800 | 700 | 700 | 39.37 | 42.5 | 0.01 | 3.12
2030 | MISO_W_2_MAPP_CA | MISO_W | MAPP_CA | Internal | Summer | B10 | 1262 | 700 | 700 | 36.85 | 42.5 | 0.01 | 5.64
2030 | MISO_W_2_MAPP_CA | MISO_W | MAPP_CA | Internal | Winter | B16 | 25 | 700 | 0 | 56.68 | 56.67 | 0.01 | 0
2030 | MISO_W_2_MAPP_CA | MISO_W | MAPP_CA | Internal | Winter | B17 | 100 | 700 | 700 | 54.25 | 56.05 | 0.01 | 1.79
2030 | MISO_W_2_MAPP_CA | MISO_W | MAPP_CA | Internal | Winter | B18 | 400 | 700 | 700 | 50.72 | 56.05 | 0.01 | 5.32
2030 | MISO_W_2_MAPP_CA | MISO_W | MAPP_CA | Internal | Winter | B19 | 700 | 700 | 700 | 47.57 | 56.05 | 0.01 | 8.47
2030 | MISO_W_2_MAPP_CA | MISO_W | MAPP_CA | Internal | Winter | B20 | 935 | 700 | 700 | 41.02 | 56.05 | 0.01 | 15.02
2030 | MISO_W_2_MISO_MO-IL | MISO_W | MISO_MO-IL | Internal | Shoulder | B11 | 25 | 3800 | 140.4 | 64.52 | 64.53 | 0.01 | 0
2030 | MISO_W_2_MISO_MO-IL | MISO_W | MISO_MO-IL | Internal | Shoulder | B12 | 200 | 3800 | 2594.77 | 50.15 | 50.16 | 0.01 | 0
2030 | MISO_W_2_MISO_MO-IL | MISO_W | MISO_MO-IL | Internal | Shoulder | B13 | 600 | 3800 | 1882.75 | 48.09 | 48.1 | 0.01 | 0
2030 | MISO_W_2_MISO_MO-IL | MISO_W | MISO_MO-IL | Internal | Shoulder | B14 | 900 | 3800 | 77.29 | 45.52 | 45.53 | 0.01 | 0
2030 | MISO_W_2_MISO_MO-IL | MISO_W | MISO_MO-IL | Internal | Shoulder | B15 | 1203 | 3800 | 58.08 | 43.59 | 43.6 | 0.01 | 0
2030 | MISO_W_2_MISO_MO-IL | MISO_W | MISO_MO-IL | Internal | Summer | B1 | 10 | 3800 | 1702.86 | 743.18 | 743.19 | 0.01 | 0
2030 | MISO_W_2_MISO_MO-IL | MISO_W | MISO_MO-IL | Internal | Summer | B2 | 25 | 3800 | 1108.93 | 739.18 | 739.19 | 0.01 | 0
2030 | MISO_W_2_MISO_MO-IL | MISO_W | MISO_MO-IL | Internal | Summer | B3 | 75 | 3800 | 0 | 76.65 | 76.63 | 0.01 | 0
2030 | MISO_W_2_MISO_MO-IL | MISO_W | MISO_MO-IL | Internal | Summer | B4 | 100 | 3800 | 55.79 | 74.48 | 74.5 | 0.01 | 0
2030 | MISO_W_2_MISO_MO-IL | MISO_W | MISO_MO-IL | Internal | Summer | B5 | 200 | 3800 | 0 | 67.84 | 66.84 | 0.01 | 0
2030 | MISO_W_2_MISO_MO-IL | MISO_W | MISO_MO-IL | Internal | Summer | B6 | 300 | 3800 | 0 | 49.88 | 49.88 | 0.01 | 0
2030 | MISO_W_2_MISO_MO-IL | MISO_W | MISO_MO-IL | Internal | Summer | B7 | 400 | 3800 | 739.16 | 44.09 | 44.1 | 0.01 | 0
2030 | MISO_W_2_MISO_MO-IL | MISO_W | MISO_MO-IL | Internal | Summer | B8 | 500 | 3800 | 738.43 | 42.49 | 42.5 | 0.01 | 0
2030 | MISO_W_2_MISO_MO-IL | MISO_W | MISO_MO-IL | Internal | Summer | B9 | 800 | 3800 | 0 | 39.37 | 39.35 | 0.01 | 0
2030 | MISO_W_2_MISO_MO-IL | MISO_W | MISO_MO-IL | Internal | Summer | B10 | 1262 | 3800 | 1809.82 | 36.85 | 36.86 | 0.01 | 0
2030 | MISO_W_2_MISO_MO-IL | MISO_W | MISO_MO-IL | Internal | Winter | B16 | 25 | 3800 | 3800 | 56.68 | 57.08 | 0.01 | 0.39
2030 | MISO_W_2_MISO_MO-IL | MISO_W | MISO_MO-IL | Internal | Winter | B17 | 100 | 3800 | 2871.82 | 54.25 | 54.26 | 0.01 | 0
2030 | MISO_W_2_MISO_MO-IL | MISO_W | MISO_MO-IL | Internal | Winter | B18 | 400 | 3800 | 825.72 | 50.72 | 50.74 | 0.01 | 0
2030 | MISO_W_2_MISO_MO-IL | MISO_W | MISO_MO-IL | Internal | Winter | B19 | 700 | 3800 | 0 | 47.57 | 47.57 | 0.01 | 0
2030 | MISO_W_2_MISO_MO-IL | MISO_W | MISO_MO-IL | Internal | Winter | B20 | 935 | 3800 | 2043.92 | 41.02 | 41.03 | 0.01 | 0
2030 | MISO_W_2_MISO_WUMS | MISO_W | MISO_WUMS | Internal | Shoulder | B11 | 25 | 1629 | 0 | 64.52 | 64.5 | 0.01 | 0
2030 | MISO_W_2_MISO_WUMS | MISO_W | MISO_WUMS | Internal | Shoulder | B12 | 200 | 1629 | 0 | 50.15 | 50.14 | 0.01 | 0
2030 | MISO_W_2_MISO_WUMS | MISO_W | MISO_WUMS | Internal | Shoulder | B13 | 600 | 1629 | 0 | 48.09 | 48.07 | 0.01 | 0
2030 | MISO_W_2_MISO_WUMS | MISO_W | MISO_WUMS | Internal | Shoulder | B14 | 900 | 1629 | 0 | 45.52 | 45.51 | 0.01 | 0
2030 | MISO_W_2_MISO_WUMS | MISO_W | MISO_WUMS | Internal | Shoulder | B15 | 1203 | 1629 | 665.39 | 43.59 | 43.6 | 0.01 | 0
2030 | MISO_W_2_MISO_WUMS | MISO_W | MISO_WUMS | Internal | Summer | B1 | 10 | 1629 | 0 | 743.18 | 743.16 | 0.01 | 0
2030 | MISO_W_2_MISO_WUMS | MISO_W | MISO_WUMS | Internal | Summer | B2 | 25 | 1629 | 0 | 739.18 | 739.16 | 0.01 | 0
2030 | MISO_W_2_MISO_WUMS | MISO_W | MISO_WUMS | Internal | Summer | B3 | 75 | 1629 | 0 | 76.65 | 76.64 | 0.01 | 0
2030 | MISO_W_2_MISO_WUMS | MISO_W | MISO_WUMS | Internal | Summer | B4 | 100 | 1629 | 0 | 74.48 | 74.47 | 0.01 | 0
2030 | MISO_W_2_MISO_WUMS | MISO_W | MISO_WUMS | Internal | Summer | B5 | 200 | 1629 | 0 | 67.84 | 66.81 | 0.01 | 0
2030 | MISO_W_2_MISO_WUMS | MISO_W | MISO_WUMS | Internal | Summer | B6 | 300 | 1629 | 0 | 49.88 | 49.87 | 0.01 | 0
2030 | MISO_W_2_MISO_WUMS | MISO_W | MISO_WUMS | Internal | Summer | B7 | 400 | 1629 | 0 | 44.09 | 43.66 | 0.01 | 0
2030 | MISO_W_2_MISO_WUMS | MISO_W | MISO_WUMS | Internal | Summer | B8 | 500 | 1629 | 698.12 | 42.49 | 42.5 | 0.01 | 0
2030 | MISO_W_2_MISO_WUMS | MISO_W | MISO_WUMS | Internal | Summer | B9 | 800 | 1629 | 1234.56 | 39.37 | 39.38 | 0.01 | 0
2030 | MISO_W_2_MISO_WUMS | MISO_W | MISO_WUMS | Internal | Summer | B10 | 1262 | 1629 | 1154.38 | 36.85 | 36.86 | 0.01 | 0
2030 | MISO_W_2_MISO_WUMS | MISO_W | MISO_WUMS | Internal | Winter | B16 | 25 | 1629 | 0 | 56.68 | 56.68 | 0.01 | 0
2030 | MISO_W_2_MISO_WUMS | MISO_W | MISO_WUMS | Internal | Winter | B17 | 100 | 1629 | 0 | 54.25 | 54.25 | 0.01 | 0
2030 | MISO_W_2_MISO_WUMS | MISO_W | MISO_WUMS | Internal | Winter | B18 | 400 | 1629 | 0 | 50.72 | 50.71 | 0.01 | 0
2030 | MISO_W_2_MISO_WUMS | MISO_W | MISO_WUMS | Internal | Winter | B19 | 700 | 1629 | 67.65 | 47.57 | 47.58 | 0.01 | 0
2030 | MISO_W_2_MISO_WUMS | MISO_W | MISO_WUMS | Internal | Winter | B20 | 935 | 1629 | 241.89 | 41.02 | 41.03 | 0.01 | 0
2030 | MISO_W_2_PJM_ROR | MISO_W | PJM_ROR | Internal | Shoulder | B11 | 25 | 773 | 0 | 64.52 | 62.5 | 2 | 0
2030 | MISO_W_2_PJM_ROR | MISO_W | PJM_ROR | Internal | Shoulder | B12 | 200 | 773 | 0 | 50.15 | 50.68 | 2 | 0
2030 | MISO_W_2_PJM_ROR | MISO_W | PJM_ROR | Internal | Shoulder | B13 | 600 | 773 | 0 | 48.09 | 47.74 | 2 | 0
2030 | MISO_W_2_PJM_ROR | MISO_W | PJM_ROR | Internal | Shoulder | B14 | 900 | 773 | 0 | 45.52 | 47.48 | 2 | 0
2030 | MISO_W_2_PJM_ROR | MISO_W | PJM_ROR | Internal | Shoulder | B15 | 1203 | 773 | 0 | 43.59 | 45.09 | 2 | 0
2030 | MISO_W_2_PJM_ROR | MISO_W | PJM_ROR | Internal | Summer | B1 | 10 | 773 | 773 | 743.18 | 745.19 | 2 | 0.01
2030 | MISO_W_2_PJM_ROR | MISO_W | PJM_ROR | Internal | Summer | B2 | 25 | 773 | 773 | 739.18 | 741.19 | 2 | 0.01
2030 | MISO_W_2_PJM_ROR | MISO_W | PJM_ROR | Internal | Summer | B3 | 75 | 773 | 0 | 76.65 | 74.64 | 2 | 0
2030 | MISO_W_2_PJM_ROR | MISO_W | PJM_ROR | Internal | Summer | B4 | 100 | 773 | 0 | 74.48 | 72.47 | 2 | 0
2030 | MISO_W_2_PJM_ROR | MISO_W | PJM_ROR | Internal | Summer | B5 | 200 | 773 | 0 | 67.84 | 64.81 | 2 | 0
2030 | MISO_W_2_PJM_ROR | MISO_W | PJM_ROR | Internal | Summer | B6 | 300 | 773 | 0 | 49.88 | 47.88 | 2 | 0
2030 | MISO_W_2_PJM_ROR | MISO_W | PJM_ROR | Internal | Summer | B7 | 400 | 773 | 0 | 44.09 | 44.82 | 2 | 0
2030 | MISO_W_2_PJM_ROR | MISO_W | PJM_ROR | Internal | Summer | B8 | 500 | 773 | 0 | 42.49 | 43.74 | 2 | 0
2030 | MISO_W_2_PJM_ROR | MISO_W | PJM_ROR | Internal | Summer | B9 | 800 | 773 | 0 | 39.37 | 41.35 | 2 | 0
2030 | MISO_W_2_PJM_ROR | MISO_W | PJM_ROR | Internal | Summer | B10 | 1262 | 773 | 0 | 36.85 | 37.42 | 2 | 0
2030 | MISO_W_2_PJM_ROR | MISO_W | PJM_ROR | Internal | Winter | B16 | 25 | 773 | 135.87 | 56.68 | 58.68 | 2 | 0
2030 | MISO_W_2_PJM_ROR | MISO_W | PJM_ROR | Internal | Winter | B17 | 100 | 773 | 299.99 | 54.25 | 56.25 | 2 | 0
2030 | MISO_W_2_PJM_ROR | MISO_W | PJM_ROR | Internal | Winter | B18 | 400 | 773 | 0 | 50.72 | 51.35 | 2 | 0
2030 | MISO_W_2_PJM_ROR | MISO_W | PJM_ROR | Internal | Winter | B19 | 700 | 773 | 0 | 47.57 | 48.86 | 2 | 0
2030 | MISO_W_2_PJM_ROR | MISO_W | PJM_ROR | Internal | Winter | B20 | 935 | 773 | 0 | 41.02 | 42.21 | 2 | 0
2030 | MISO_W_2_SPP_N | MISO_W | SPP_N | Internal | Shoulder | B11 | 25 | 3200 | 3038.99 | 64.52 | 71.52 | 7 | 0
2030 | MISO_W_2_SPP_N | MISO_W | SPP_N | Internal | Shoulder | B12 | 200 | 3200 | 0 | 50.15 | 50.16 | 7 | 0
2030 | MISO_W_2_SPP_N | MISO_W | SPP_N | Internal | Shoulder | B13 | 600 | 3200 | 0 | 48.09 | 48.1 | 7 | 0
2030 | MISO_W_2_SPP_N | MISO_W | SPP_N | Internal | Shoulder | B14 | 900 | 3200 | 0 | 45.52 | 48.1 | 7 | 0
2030 | MISO_W_2_SPP_N | MISO_W | SPP_N | Internal | Shoulder | B15 | 1203 | 3200 | 0 | 43.59 | 47.97 | 7 | 0
2030 | MISO_W_2_SPP_N | MISO_W | SPP_N | Internal | Summer | B1 | 10 | 3200 | 1800.97 | 743.18 | 750.18 | 7 | 0
2030 | MISO_W_2_SPP_N | MISO_W | SPP_N | Internal | Summer | B2 | 25 | 3200 | 2801.1 | 739.18 | 746.18 | 7 | 0
2030 | MISO_W_2_SPP_N | MISO_W | SPP_N | Internal | Summer | B3 | 75 | 3200 | 2704.73 | 76.65 | 83.65 | 7 | 0
2030 | MISO_W_2_SPP_N | MISO_W | SPP_N | Internal | Summer | B4 | 100 | 3200 | 150.77 | 74.48 | 81.48 | 7 | 0
2030 | MISO_W_2_SPP_N | MISO_W | SPP_N | Internal | Summer | B5 | 200 | 3200 | 2817.89 | 67.84 | 74.84 | 7 | 0
2030 | MISO_W_2_SPP_N | MISO_W | SPP_N | Internal | Summer | B6 | 300 | 3200 | 2067.38 | 49.88 | 56.88 | 7 | 0
2030 | MISO_W_2_SPP_N | MISO_W | SPP_N | Internal | Summer | B7 | 400 | 3200 | 0 | 44.09 | 48.57 | 7 | 0
2030 | MISO_W_2_SPP_N | MISO_W | SPP_N | Internal | Summer | B8 | 500 | 3200 | 0 | 42.49 | 47.72 | 7 | 0
2030 | MISO_W_2_SPP_N | MISO_W | SPP_N | Internal | Summer | B9 | 800 | 3200 | 883.02 | 39.37 | 46.37 | 7 | 0
2030 | MISO_W_2_SPP_N | MISO_W | SPP_N | Internal | Summer | B10 | 1262 | 3200 | 977.93 | 36.85 | 43.85 | 7 | 0
2030 | MISO_W_2_SPP_N | MISO_W | SPP_N | Internal | Winter | B16 | 25 | 3200 | 0 | 56.68 | 56.69 | 7 | 0
2030 | MISO_W_2_SPP_N | MISO_W | SPP_N | Internal | Winter | B17 | 100 | 3200 | 0 | 54.25 | 51.29 | 7 | 0
2030 | MISO_W_2_SPP_N | MISO_W | SPP_N | Internal | Winter | B18 | 400 | 3200 | 0 | 50.72 | 51.17 | 7 | 0
2030 | MISO_W_2_SPP_N | MISO_W | SPP_N | Internal | Winter | B19 | 700 | 3200 | 0 | 47.57 | 51.17 | 7 | 0
2030 | MISO_W_2_SPP_N | MISO_W | SPP_N | Internal | Winter | B20 | 935 | 3200 | 0 | 41.02 | 46.17 | 7 | 0
2030 | MISO_WUMS_2_MISO_MI | MISO_WUMS | MISO_MI | Internal | Shoulder | B11 | 25 | 99 | 0 | 64.5 | 64.5 | 0.01 | 0
2030 | MISO_WUMS_2_MISO_MI | MISO_WUMS | MISO_MI | Internal | Shoulder | B12 | 200 | 99 | 99 | 50.14 | 51.62 | 0.01 | 1.47
2030 | MISO_WUMS_2_MISO_MI | MISO_WUMS | MISO_MI | Internal | Shoulder | B13 | 600 | 99 | 99 | 48.07 | 48.12 | 0.01 | 0.04
2030 | MISO_WUMS_2_MISO_MI | MISO_WUMS | MISO_MI | Internal | Shoulder | B14 | 900 | 99 | 99 | 45.51 | 45.56 | 0.01 | 0.04
2030 | MISO_WUMS_2_MISO_MI | MISO_WUMS | MISO_MI | Internal | Shoulder | B15 | 1203 | 99 | 99 | 43.6 | 43.62 | 0.01 | 0.01
2030 | MISO_WUMS_2_MISO_MI | MISO_WUMS | MISO_MI | Internal | Summer | B1 | 10 | 99 | 99 | 743.16 | 743.21 | 0.01 | 0.04
2030 | MISO_WUMS_2_MISO_MI | MISO_WUMS | MISO_MI | Internal | Summer | B2 | 25 | 99 | 99 | 739.16 | 739.19 | 0.01 | 0.01
2030 | MISO_WUMS_2_MISO_MI | MISO_WUMS | MISO_MI | Internal | Summer | B3 | 75 | 99 | 51.49 | 76.64 | 76.65 | 0.01 | 0
2030 | MISO_WUMS_2_MISO_MI | MISO_WUMS | MISO_MI | Internal | Summer | B4 | 100 | 99 | 0 | 74.47 | 74.47 | 0.01 | 0
2030 | MISO_WUMS_2_MISO_MI | MISO_WUMS | MISO_MI | Internal | Summer | B5 | 200 | 99 | 0 | 66.81 | 66.81 | 0.01 | 0
2030 | MISO_WUMS_2_MISO_MI | MISO_WUMS | MISO_MI | Internal | Summer | B6 | 300 | 99 | 75.67 | 49.87 | 49.88 | 0.01 | 0
2030 | MISO_WUMS_2_MISO_MI | MISO_WUMS | MISO_MI | Internal | Summer | B7 | 400 | 99 | 99 | 43.66 | 44.12 | 0.01 | 0.45
2030 | MISO_WUMS_2_MISO_MI | MISO_WUMS | MISO_MI | Internal | Summer | B8 | 500 | 99 | 99 | 42.5 | 42.52 | 0.01 | 0.01
2030 | MISO_WUMS_2_MISO_MI | MISO_WUMS | MISO_MI | Internal | Summer | B9 | 800 | 99 | 0 | 39.38 | 39.38 | 0.01 | 0
2030 | MISO_WUMS_2_MISO_MI | MISO_WUMS | MISO_MI | Internal | Summer | B10 | 1262 | 99 | 70.21 | 36.86 | 36.87 | 0.01 | 0
2030 | MISO_WUMS_2_MISO_MI | MISO_WUMS | MISO_MI | Internal | Winter | B16 | 25 | 99 | 99 | 56.68 | 60.67 | 0.01 | 3.98
2030 | MISO_WUMS_2_MISO_MI | MISO_WUMS | MISO_MI | Internal | Winter | B17 | 100 | 99 | 99 | 54.25 | 55.66 | 0.01 | 1.4
2030 | MISO_WUMS_2_MISO_MI | MISO_WUMS | MISO_MI | Internal | Winter | B18 | 400 | 99 | 99 | 50.71 | 50.76 | 0.01 | 0.04
2030 | MISO_WUMS_2_MISO_MI | MISO_WUMS | MISO_MI | Internal | Winter | B19 | 700 | 99 | 0 | 47.58 | 47.57 | 0.01 | 0
2030 | MISO_WUMS_2_MISO_MI | MISO_WUMS | MISO_MI | Internal | Winter | B20 | 935 | 99 | 99 | 41.03 | 41.05 | 0.01 | 0.01
2030 | MISO_WUMS_2_MISO_W | MISO_WUMS | MISO_W | Internal | Shoulder | B11 | 25 | 1137 | 1137 | 64.5 | 64.52 | 0.01 | 0.01
2030 | MISO_WUMS_2_MISO_W | MISO_WUMS | MISO_W | Internal | Shoulder | B12 | 200 | 1137 | 305.74 | 50.14 | 50.15 | 0.01 | 0
2030 | MISO_WUMS_2_MISO_W | MISO_WUMS | MISO_W | Internal | Shoulder | B13 | 600 | 1137 | 404.31 | 48.07 | 48.09 | 0.01 | 0
2030 | MISO_WUMS_2_MISO_W | MISO_WUMS | MISO_W | Internal | Shoulder | B14 | 900 | 1137 | 872.76 | 45.51 | 45.52 | 0.01 | 0
2030 | MISO_WUMS_2_MISO_W | MISO_WUMS | MISO_W | Internal | Shoulder | B15 | 1203 | 1137 | 0 | 43.6 | 43.59 | 0.01 | 0
2030 | MISO_WUMS_2_MISO_W | MISO_WUMS | MISO_W | Internal | Summer | B1 | 10 | 1137 | 211.53 | 743.16 | 743.18 | 0.01 | 0
2030 | MISO_WUMS_2_MISO_W | MISO_WUMS | MISO_W | Internal | Summer | B2 | 25 | 1137 | 216.63 | 739.16 | 739.18 | 0.01 | 0
2030 | MISO_WUMS_2_MISO_W | MISO_WUMS | MISO_W | Internal | Summer | B3 | 75 | 1137 | 997.85 | 76.64 | 76.65 | 0.01 | 0
2030 | MISO_WUMS_2_MISO_W | MISO_WUMS | MISO_W | Internal | Summer | B4 | 100 | 1137 | 397.12 | 74.47 | 74.48 | 0.01 | 0
2030 | MISO_WUMS_2_MISO_W | MISO_WUMS | MISO_W | Internal | Summer | B5 | 200 | 1137 | 1137 | 66.81 | 67.84 | 0.01 | 1.01
2030 | MISO_WUMS_2_MISO_W | MISO_WUMS | MISO_W | Internal | Summer | B6 | 300 | 1137 | 1091.22 | 49.87 | 49.88 | 0.01 | 0
2030 | MISO_WUMS_2_MISO_W | MISO_WUMS | MISO_W | Internal | Summer | B7 | 400 | 1137 | 1137 | 43.66 | 44.09 | 0.01 | 0.41
2030 | MISO_WUMS_2_MISO_W | MISO_WUMS | MISO_W | Internal | Summer | B8 | 500 | 1137 | 0 | 42.5 | 42.49 | 0.01 | 0
2030 | MISO_WUMS_2_MISO_W | MISO_WUMS | MISO_W | Internal | Summer | B9 | 800 | 1137 | 0 | 39.38 | 39.37 | 0.01 | 0
2030 | MISO_WUMS_2_MISO_W | MISO_WUMS | MISO_W | Internal | Summer | B10 | 1262 | 1137 | 0 | 36.86 | 36.85 | 0.01 | 0
2030 | MISO_WUMS_2_MISO_W | MISO_WUMS | MISO_W | Internal | Winter | B16 | 25 | 1137 | 0 | 56.68 | 56.68 | 0.01 | 0
2030 | MISO_WUMS_2_MISO_W | MISO_WUMS | MISO_W | Internal | Winter | B17 | 100 | 1137 | 0 | 54.25 | 54.25 | 0.01 | 0
2030 | MISO_WUMS_2_MISO_W | MISO_WUMS | MISO_W | Internal | Winter | B18 | 400 | 1137 | 1121.22 | 50.71 | 50.72 | 0.01 | 0
2030 | MISO_WUMS_2_MISO_W | MISO_WUMS | MISO_W | Internal | Winter | B19 | 700 | 1137 | 0 | 47.58 | 47.57 | 0.01 | 0
2030 | MISO_WUMS_2_MISO_W | MISO_WUMS | MISO_W | Internal | Winter | B20 | 935 | 1137 | 0 | 41.03 | 41.02 | 0.01 | 0
2030 | MISO_WUMS_2_PJM_ROR | MISO_WUMS | PJM_ROR | Internal | Shoulder | B11 | 25 | 1600 | 0 | 64.5 | 62.5 | 2 | 0
2030 | MISO_WUMS_2_PJM_ROR | MISO_WUMS | PJM_ROR | Internal | Shoulder | B12 | 200 | 1600 | 0 | 50.14 | 50.68 | 2 | 0
2030 | MISO_WUMS_2_PJM_ROR | MISO_WUMS | PJM_ROR | Internal | Shoulder | B13 | 600 | 1600 | 0 | 48.07 | 47.74 | 2 | 0
2030 | MISO_WUMS_2_PJM_ROR | MISO_WUMS | PJM_ROR | Internal | Shoulder | B14 | 900 | 1600 | 0 | 45.51 | 47.48 | 2 | 0
2030 | MISO_WUMS_2_PJM_ROR | MISO_WUMS | PJM_ROR | Internal | Shoulder | B15 | 1203 | 1600 | 0 | 43.6 | 45.09 | 2 | 0
2030 | MISO_WUMS_2_PJM_ROR | MISO_WUMS | PJM_ROR | Internal | Summer | B1 | 10 | 1600 | 1600 | 743.16 | 745.19 | 2 | 0.02
2030 | MISO_WUMS_2_PJM_ROR | MISO_WUMS | PJM_ROR | Internal | Summer | B2 | 25 | 1600 | 1600 | 739.16 | 741.19 | 2 | 0.02
2030 | MISO_WUMS_2_PJM_ROR | MISO_WUMS | PJM_ROR | Internal | Summer | B3 | 75 | 1600 | 0 | 76.64 | 74.64 | 2 | 0
2030 | MISO_WUMS_2_PJM_ROR | MISO_WUMS | PJM_ROR | Internal | Summer | B4 | 100 | 1600 | 0 | 74.47 | 72.47 | 2 | 0
2030 | MISO_WUMS_2_PJM_ROR | MISO_WUMS | PJM_ROR | Internal | Summer | B5 | 200 | 1600 | 0 | 66.81 | 64.81 | 2 | 0
2030 | MISO_WUMS_2_PJM_ROR | MISO_WUMS | PJM_ROR | Internal | Summer | B6 | 300 | 1600 | 0 | 49.87 | 47.88 | 2 | 0
2030 | MISO_WUMS_2_PJM_ROR | MISO_WUMS | PJM_ROR | Internal | Summer | B7 | 400 | 1600 | 0 | 43.66 | 44.82 | 2 | 0
2030 | MISO_WUMS_2_PJM_ROR | MISO_WUMS | PJM_ROR | Internal | Summer | B8 | 500 | 1600 | 0 | 42.5 | 43.74 | 2 | 0
2030 | MISO_WUMS_2_PJM_ROR | MISO_WUMS | PJM_ROR | Internal | Summer | B9 | 800 | 1600 | 0 | 39.38 | 41.35 | 2 | 0
2030 | MISO_WUMS_2_PJM_ROR | MISO_WUMS | PJM_ROR | Internal | Summer | B10 | 1262 | 1600 | 0 | 36.86 | 37.42 | 2 | 0
2030 | MISO_WUMS_2_PJM_ROR | MISO_WUMS | PJM_ROR | Internal | Winter | B16 | 25 | 1600 | 715.93 | 56.68 | 58.68 | 2 | 0
2030 | MISO_WUMS_2_PJM_ROR | MISO_WUMS | PJM_ROR | Internal | Winter | B17 | 100 | 1600 | 990.35 | 54.25 | 56.25 | 2 | 0
2030 | MISO_WUMS_2_PJM_ROR | MISO_WUMS | PJM_ROR | Internal | Winter | B18 | 400 | 1600 | 0 | 50.71 | 51.35 | 2 | 0
2030 | MISO_WUMS_2_PJM_ROR | MISO_WUMS | PJM_ROR | Internal | Winter | B19 | 700 | 1600 | 0 | 47.58 | 48.86 | 2 | 0
2030 | MISO_WUMS_2_PJM_ROR | MISO_WUMS | PJM_ROR | Internal | Winter | B20 | 935 | 1600 | 0 | 41.03 | 42.21 | 2 | 0
2030 | NE_2_MISO_W | NE | MISO_W | Internal | Shoulder | B11 | 25 | 1600 | 0 | 64.52 | 64.52 | 5 | 0
2030 | NE_2_MISO_W | NE | MISO_W | Internal | Shoulder | B12 | 200 | 1600 | 0 | 50.15 | 50.15 | 5 | 0
2030 | NE_2_MISO_W | NE | MISO_W | Internal | Shoulder | B13 | 600 | 1600 | 0 | 48.09 | 48.09 | 5 | 0
2030 | NE_2_MISO_W | NE | MISO_W | Internal | Shoulder | B14 | 900 | 1600 | 0 | 48.09 | 45.52 | 5 | 0
2030 | NE_2_MISO_W | NE | MISO_W | Internal | Shoulder | B15 | 1203 | 1600 | 0 | 47.96 | 43.59 | 5 | 0
2030 | NE_2_MISO_W | NE | MISO_W | Internal | Summer | B1 | 10 | 1600 | 0 | 738.71 | 743.18 | 5 | 0
2030 | NE_2_MISO_W | NE | MISO_W | Internal | Summer | B2 | 25 | 1600 | 0 | 739.18 | 739.18 | 5 | 0
2030 | NE_2_MISO_W | NE | MISO_W | Internal | Summer | B3 | 75 | 1600 | 0 | 78.44 | 76.65 | 5 | 0
2030 | NE_2_MISO_W | NE | MISO_W | Internal | Summer | B4 | 100 | 1600 | 0 | 74.48 | 74.48 | 5 | 0
2030 | NE_2_MISO_W | NE | MISO_W | Internal | Summer | B5 | 200 | 1600 | 0 | 67.84 | 67.84 | 5 | 0
2030 | NE_2_MISO_W | NE | MISO_W | Internal | Summer | B6 | 300 | 1600 | 0 | 49.88 | 49.88 | 5 | 0
2030 | NE_2_MISO_W | NE | MISO_W | Internal | Summer | B7 | 400 | 1600 | 0 | 44.09 | 44.09 | 5 | 0
2030 | NE_2_MISO_W | NE | MISO_W | Internal | Summer | B8 | 500 | 1600 | 0 | 42.49 | 42.49 | 5 | 0
2030 | NE_2_MISO_W | NE | MISO_W | Internal | Summer | B9 | 800 | 1600 | 0 | 39.37 | 39.37 | 5 | 0
2030 | NE_2_MISO_W | NE | MISO_W | Internal | Summer | B10 | 1262 | 1600 | 0 | 35.46 | 36.85 | 5 | 0
2030 | NE_2_MISO_W | NE | MISO_W | Internal | Winter | B16 | 25 | 1600 | 0 | 56.68 | 56.68 | 5 | 0
2030 | NE_2_MISO_W | NE | MISO_W | Internal | Winter | B17 | 100 | 1600 | 0 | 51.28 | 54.25 | 5 | 0
2030 | NE_2_MISO_W | NE | MISO_W | Internal | Winter | B18 | 400 | 1600 | 0 | 51.16 | 50.72 | 5 | 0
2030 | NE_2_MISO_W | NE | MISO_W | Internal | Winter | B19 | 700 | 1600 | 0 | 51.16 | 47.57 | 5 | 0
2030 | NE_2_MISO_W | NE | MISO_W | Internal | Winter | B20 | 935 | 1600 | 0 | 44.42 | 41.02 | 5 | 0
2030 | NE_2_SPP_N | NE | SPP_N | Internal | Shoulder | B11 | 25 | 1800 | 1800 | 64.52 | 71.52 | 0.01 | 6.99
2030 | NE_2_SPP_N | NE | SPP_N | Internal | Shoulder | B12 | 200 | 1800 | 1103.3 | 50.15 | 50.16 | 0.01 | 0
2030 | NE_2_SPP_N | NE | SPP_N | Internal | Shoulder | B13 | 600 | 1800 | 1800 | 48.09 | 48.1 | 0.01 | 0
2030 | NE_2_SPP_N | NE | SPP_N | Internal | Shoulder | B14 | 900 | 1800 | 1460.74 | 48.09 | 48.1 | 0.01 | 0
2030 | NE_2_SPP_N | NE | SPP_N | Internal | Shoulder | B15 | 1203 | 1800 | 1500.06 | 47.96 | 47.97 | 0.01 | 0
2030 | NE_2_SPP_N | NE | SPP_N | Internal | Summer | B1 | 10 | 1800 | 1800 | 738.71 | 750.18 | 0.01 | 11.45
2030 | NE_2_SPP_N | NE | SPP_N | Internal | Summer | B2 | 25 | 1800 | 1800 | 739.18 | 746.18 | 0.01 | 6.99
2030 | NE_2_SPP_N | NE | SPP_N | Internal | Summer | B3 | 75 | 1800 | 1800 | 78.44 | 83.65 | 0.01 | 5.2
2030 | NE_2_SPP_N | NE | SPP_N | Internal | Summer | B4 | 100 | 1800 | 1800 | 74.48 | 81.48 | 0.01 | 6.99
2030 | NE_2_SPP_N | NE | SPP_N | Internal | Summer | B5 | 200 | 1800 | 1800 | 67.84 | 74.84 | 0.01 | 6.99
2030 | NE_2_SPP_N | NE | SPP_N | Internal | Summer | B6 | 300 | 1800 | 1800 | 49.88 | 56.88 | 0.01 | 6.99
2030 | NE_2_SPP_N | NE | SPP_N | Internal | Summer | B7 | 400 | 1800 | 1800 | 44.09 | 48.57 | 0.01 | 4.47
2030 | NE_2_SPP_N | NE | SPP_N | Internal | Summer | B8 | 500 | 1800 | 1800 | 42.49 | 47.72 | 0.01 | 5.21
2030 | NE_2_SPP_N | NE | SPP_N | Internal | Summer | B9 | 800 | 1800 | 1800 | 39.37 | 46.37 | 0.01 | 6.99
2030 | NE_2_SPP_N | NE | SPP_N | Internal | Summer | B10 | 1262 | 1800 | 1800 | 35.46 | 43.85 | 0.01 | 8.37
2030 | NE_2_SPP_N | NE | SPP_N | Internal | Winter | B16 | 25 | 1800 | 896.62 | 56.68 | 56.69 | 0.01 | 0
2030 | NE_2_SPP_N | NE | SPP_N | Internal | Winter | B17 | 100 | 1800 | 851.77 | 51.28 | 51.29 | 0.01 | 0
2030 | NE_2_SPP_N | NE | SPP_N | Internal | Winter | B18 | 400 | 1800 | 1704.52 | 51.16 | 51.17 | 0.01 | 0
2030 | NE_2_SPP_N | NE | SPP_N | Internal | Winter | B19 | 700 | 1800 | 1697.45 | 51.16 | 51.17 | 0.01 | 0
2030 | NE_2_SPP_N | NE | SPP_N | Internal | Winter | B20 | 935 | 1800 | 1800 | 44.42 | 46.17 | 0.01 | 1.73
2030 | NEISO_2_NYISO_A-F | NEISO | NYISO_A-F | Internal | Shoulder | B11 | 25 | 600 | 600 | 41.67 | 47.21 | 3 | 2.54
2030 | NEISO_2_NYISO_A-F | NEISO | NYISO_A-F | Internal | Shoulder | B12 | 200 | 600 | 374.88 | 41.67 | 44.67 | 3 | 0
2030 | NEISO_2_NYISO_A-F | NEISO | NYISO_A-F | Internal | Shoulder | B13 | 600 | 600 | 0 | 41.67 | 44.66 | 3 | 0
2030 | NEISO_2_NYISO_A-F | NEISO | NYISO_A-F | Internal | Shoulder | B14 | 900 | 600 | 0 | 41.67 | 44.66 | 3 | 0
2030 | NEISO_2_NYISO_A-F | NEISO | NYISO_A-F | Internal | Shoulder | B15 | 1203 | 600 | 0 | 41.67 | 44.66 | 3 | 0
2030 | NEISO_2_NYISO_A-F | NEISO | NYISO_A-F | Internal | Summer | B1 | 10 | 600 | 0 | 576.36 | 96.87 | 3 | 0
2030 | NEISO_2_NYISO_A-F | NEISO | NYISO_A-F | Internal | Summer | B2 | 25 | 600 | 0 | 99.87 | 96.87 | 3 | 0
2030 | NEISO_2_NYISO_A-F | NEISO | NYISO_A-F | Internal | Summer | B3 | 75 | 600 | 600 | 56.3 | 60.29 | 3 | 0.98
2030 | NEISO_2_NYISO_A-F | NEISO | NYISO_A-F | Internal | Summer | B4 | 100 | 600 | 600 | 40.82 | 50.33 | 3 | 6.51
2030 | NEISO_2_NYISO_A-F | NEISO | NYISO_A-F | Internal | Summer | B5 | 200 | 600 | 600 | 40.82 | 45.88 | 3 | 2.07
2030 | NEISO_2_NYISO_A-F | NEISO | NYISO_A-F | Internal | Summer | B6 | 300 | 600 | 507.62 | 40.82 | 43.82 | 3 | 0
2030 | NEISO_2_NYISO_A-F | NEISO | NYISO_A-F | Internal | Summer | B7 | 400 | 600 | 0 | 40.82 | 43.81 | 3 | 0
2030 | NEISO_2_NYISO_A-F | NEISO | NYISO_A-F | Internal | Summer | B8 | 500 | 600 | 0 | 40.82 | 43.44 | 3 | 0
2030 | NEISO_2_NYISO_A-F | NEISO | NYISO_A-F | Internal | Summer | B9 | 800 | 600 | 0 | 40.45 | 43.44 | 3 | 0
2030 | NEISO_2_NYISO_A-F | NEISO | NYISO_A-F | Internal | Summer | B10 | 1262 | 600 | 0 | 40.82 | 43.44 | 3 | 0
2030 | NEISO_2_NYISO_A-F | NEISO | NYISO_A-F | Internal | Winter | B16 | 25 | 600 | 0 | 50.06 | 49.89 | 3 | 0
2030 | NEISO_2_NYISO_A-F | NEISO | NYISO_A-F | Internal | Winter | B17 | 100 | 600 | 0 | 50.02 | 48.24 | 3 | 0
2030 | NEISO_2_NYISO_A-F | NEISO | NYISO_A-F | Internal | Winter | B18 | 400 | 600 | 0 | 50.02 | 48.22 | 3 | 0
2030 | NEISO_2_NYISO_A-F | NEISO | NYISO_A-F | Internal | Winter | B19 | 700 | 600 | 0 | 50.02 | 48.22 | 3 | 0
2030 | NEISO_2_NYISO_A-F | NEISO | NYISO_A-F | Internal | Winter | B20 | 935 | 600 | 0 | 50.02 | 48.22 | 3 | 0
2030 | NEISO_2_NYISO_G-I | NEISO | NYISO_G-I | Internal | Shoulder | B11 | 25 | 600 | 600 | 41.67 | 54.47 | 3 | 9.8
2030 | NEISO_2_NYISO_G-I | NEISO | NYISO_G-I | Internal | Shoulder | B12 | 200 | 600 | 600 | 41.67 | 45.79 | 3 | 1.12
2030 | NEISO_2_NYISO_G-I | NEISO | NYISO_G-I | Internal | Shoulder | B13 | 600 | 600 | 593.81 | 41.67 | 44.67 | 3 | 0
2030 | NEISO_2_NYISO_G-I | NEISO | NYISO_G-I | Internal | Shoulder | B14 | 900 | 600 | 423.53 | 41.67 | 44.67 | 3 | 0
2030 | NEISO_2_NYISO_G-I | NEISO | NYISO_G-I | Internal | Shoulder | B15 | 1203 | 600 | 300.28 | 41.67 | 44.67 | 3 | 0
2030 | NEISO_2_NYISO_G-I | NEISO | NYISO_G-I | Internal | Summer | B1 | 10 | 600 | 600 | 576.36 | 737.21 | 3 | 157.85
2030 | NEISO_2_NYISO_G-I | NEISO | NYISO_G-I | Internal | Summer | B2 | 25 | 600 | 600 | 99.87 | 733.19 | 3 | 630.32
2030 | NEISO_2_NYISO_G-I | NEISO | NYISO_G-I | Internal | Summer | B3 | 75 | 600 | 600 | 56.3 | 66.62 | 3 | 7.31
2030 | NEISO_2_NYISO_G-I | NEISO | NYISO_G-I | Internal | Summer | B4 | 100 | 600 | 600 | 40.82 | 61.91 | 3 | 18.09
2030 | NEISO_2_NYISO_G-I | NEISO | NYISO_G-I | Internal | Summer | B5 | 200 | 600 | 600 | 40.82 | 58.33 | 3 | 14.51
2030 | NEISO_2_NYISO_G-I | NEISO | NYISO_G-I | Internal | Summer | B6 | 300 | 600 | 600 | 40.82 | 53.85 | 3 | 10.03
2030 | NEISO_2_NYISO_G-I | NEISO | NYISO_G-I | Internal | Summer | B7 | 400 | 600 | 600 | 40.82 | 43.82 | 3 | 0.01
2030 | NEISO_2_NYISO_G-I | NEISO | NYISO_G-I | Internal | Summer | B8 | 500 | 600 | 298.36 | 40.82 | 43.82 | 3 | 0
2030 | NEISO_2_NYISO_G-I | NEISO | NYISO_G-I | Internal | Summer | B9 | 800 | 600 | 133.17 | 40.45 | 43.45 | 3 | 0
2030 | NEISO_2_NYISO_G-I | NEISO | NYISO_G-I | Internal | Summer | B10 | 1262 | 600 | 0 | 40.82 | 43.45 | 3 | 0
2030 | NEISO_2_NYISO_G-I | NEISO | NYISO_G-I | Internal | Winter | B16 | 25 | 600 | 600 | 50.06 | 60.4 | 3 | 7.33
2030 | NEISO_2_NYISO_G-I | NEISO | NYISO_G-I | Internal | Winter | B17 | 100 | 600 | 600 | 50.02 | 56.76 | 3 | 3.74
2030 | NEISO_2_NYISO_G-I | NEISO | NYISO_G-I | Internal | Winter | B18 | 400 | 600 | 600 | 50.02 | 56.76 | 3 | 3.74
2030 | NEISO_2_NYISO_G-I | NEISO | NYISO_G-I | Internal | Winter | B19 | 700 | 600 | 600 | 50.02 | 54.89 | 3 | 1.87
2030 | NEISO_2_NYISO_G-I | NEISO | NYISO_G-I | Internal | Winter | B20 | 935 | 600 | 79.64 | 50.02 | 53.02 | 3 | 0
2030 | NEISO_2_NYISO_J-K | NEISO | NYISO_J-K | Internal | Shoulder | B11 | 25 | 430 | 430 | 41.67 | 54.48 | 3 | 9.81
2030 | NEISO_2_NYISO_J-K | NEISO | NYISO_J-K | Internal | Shoulder | B12 | 200 | 430 | 430 | 41.67 | 45.8 | 3 | 1.13
2030 | NEISO_2_NYISO_J-K | NEISO | NYISO_J-K | Internal | Shoulder | B13 | 600 | 430 | 430 | 41.67 | 44.68 | 3 | 0.01
2030 | NEISO_2_NYISO_J-K | NEISO | NYISO_J-K | Internal | Shoulder | B14 | 900 | 430 | 430 | 41.67 | 44.68 | 3 | 0.01
2030 | NEISO_2_NYISO_J-K | NEISO | NYISO_J-K | Internal | Shoulder | B15 | 1203 | 430 | 430 | 41.67 | 44.68 | 3 | 0.01
2030 | NEISO_2_NYISO_J-K | NEISO | NYISO_J-K | Internal | Summer | B1 | 10 | 430 | 430 | 576.36 | 737.22 | 3 | 157.86
2030 | NEISO_2_NYISO_J-K | NEISO | NYISO_J-K | Internal | Summer | B2 | 25 | 430 | 430 | 99.87 | 733.2 | 3 | 630.33
2030 | NEISO_2_NYISO_J-K | NEISO | NYISO_J-K | Internal | Summer | B3 | 75 | 430 | 430 | 56.3 | 66.63 | 3 | 7.32
2030 | NEISO_2_NYISO_J-K | NEISO | NYISO_J-K | Internal | Summer | B4 | 100 | 430 | 430 | 40.82 | 61.92 | 3 | 18.1
2030 | NEISO_2_NYISO_J-K | NEISO | NYISO_J-K | Internal | Summer | B5 | 200 | 430 | 430 | 40.82 | 58.34 | 3 | 14.52
2030 | NEISO_2_NYISO_J-K | NEISO | NYISO_J-K | Internal | Summer | B6 | 300 | 430 | 430 | 40.82 | 53.86 | 3 | 10.04
2030 | NEISO_2_NYISO_J-K | NEISO | NYISO_J-K | Internal | Summer | B7 | 400 | 430 | 430 | 40.82 | 43.84 | 3 | 0.02
2030 | NEISO_2_NYISO_J-K | NEISO | NYISO_J-K | Internal | Summer | B8 | 500 | 430 | 430 | 40.82 | 43.83 | 3 | 0.01
2030 | NEISO_2_NYISO_J-K | NEISO | NYISO_J-K | Internal | Summer | B9 | 800 | 430 | 430 | 40.45 | 43.46 | 3 | 0.01
2030 | NEISO_2_NYISO_J-K | NEISO | NYISO_J-K | Internal | Summer | B10 | 1262 | 430 | 0 | 40.82 | 43.46 | 3 | 0
2030 | NEISO_2_NYISO_J-K | NEISO | NYISO_J-K | Internal | Winter | B16 | 25 | 430 | 430 | 50.06 | 60.41 | 3 | 7.35
2030 | NEISO_2_NYISO_J-K | NEISO | NYISO_J-K | Internal | Winter | B17 | 100 | 430 | 430 | 50.02 | 56.77 | 3 | 3.75
2030 | NEISO_2_NYISO_J-K | NEISO | NYISO_J-K | Internal | Winter | B18 | 400 | 430 | 430 | 50.02 | 56.77 | 3 | 3.75
2030 | NEISO_2_NYISO_J-K | NEISO | NYISO_J-K | Internal | Winter | B19 | 700 | 430 | 430 | 50.02 | 56.77 | 3 | 3.75
2030 | NEISO_2_NYISO_J-K | NEISO | NYISO_J-K | Internal | Winter | B20 | 935 | 430 | 430 | 50.02 | 53.03 | 3 | 0.01
2030 | NonRTO_Midwest_2_TVA_Transmission | NonRTO_Midwest | TVA_Transmission | Internal | Shoulder | B11 | 25 | 2400 | 0 | 72.52 | 68.18 | 8 | 0
2030 | NonRTO_Midwest_2_TVA_Transmission | NonRTO_Midwest | TVA_Transmission | Internal | Shoulder | B12 | 200 | 2400 | 0 | 59.61 | 53.64 | 8 | 0
2030 | NonRTO_Midwest_2_TVA_Transmission | NonRTO_Midwest | TVA_Transmission | Internal | Shoulder | B13 | 600 | 2400 | 0 | 56.11 | 51.69 | 8 | 0
2030 | NonRTO_Midwest_2_TVA_Transmission | NonRTO_Midwest | TVA_Transmission | Internal | Shoulder | B14 | 900 | 2400 | 0 | 53.55 | 51.55 | 8 | 0
2030 | NonRTO_Midwest_2_TVA_Transmission | NonRTO_Midwest | TVA_Transmission | Internal | Shoulder | B15 | 1203 | 2400 | 295.43 | 41.6 | 49.6 | 8 | 0
2030 | NonRTO_Midwest_2_TVA_Transmission | NonRTO_Midwest | TVA_Transmission | Internal | Summer | B1 | 10 | 2400 | 0 | 743.41 | 751.18 | 8 | 0
2030 | NonRTO_Midwest_2_TVA_Transmission | NonRTO_Midwest | TVA_Transmission | Internal | Summer | B2 | 25 | 2400 | 149.31 | 739.19 | 747.19 | 8 | 0
2030 | NonRTO_Midwest_2_TVA_Transmission | NonRTO_Midwest | TVA_Transmission | Internal | Summer | B3 | 75 | 2400 | 0 | 80.48 | 80.64 | 8 | 0
2030 | NonRTO_Midwest_2_TVA_Transmission | NonRTO_Midwest | TVA_Transmission | Internal | Summer | B4 | 100 | 2400 | 0 | 80.48 | 78.47 | 8 | 0
2030 | NonRTO_Midwest_2_TVA_Transmission | NonRTO_Midwest | TVA_Transmission | Internal | Summer | B5 | 200 | 2400 | 0 | 74.82 | 70.81 | 8 | 0
2030 | NonRTO_Midwest_2_TVA_Transmission | NonRTO_Midwest | TVA_Transmission | Internal | Summer | B6 | 300 | 2400 | 0 | 57.87 | 53.88 | 8 | 0
2030 | NonRTO_Midwest_2_TVA_Transmission | NonRTO_Midwest | TVA_Transmission | Internal | Summer | B7 | 400 | 2400 | 33.5 | 40.14 | 48.14 | 8 | 0
2030 | NonRTO_Midwest_2_TVA_Transmission | NonRTO_Midwest | TVA_Transmission | Internal | Summer | B8 | 500 | 2400 | 495.15 | 40.13 | 48.13 | 8 | 0
2030 | NonRTO_Midwest_2_TVA_Transmission | NonRTO_Midwest | TVA_Transmission | Internal | Summer | B9 | 800 | 2400 | 1025.43 | 39.35 | 47.35 | 8 | 0
2030 | NonRTO_Midwest_2_TVA_Transmission | NonRTO_Midwest | TVA_Transmission | Internal | Summer | B10 | 1262 | 2400 | 360.6 | 33.84 | 41.84 | 8 | 0
2030 | NonRTO_Midwest_2_TVA_Transmission | NonRTO_Midwest | TVA_Transmission | Internal | Winter | B16 | 25 | 2400 | 0 | 68.68 | 64.68 | 8 | 0
2030 | NonRTO_Midwest_2_TVA_Transmission | NonRTO_Midwest | TVA_Transmission | Internal | Winter | B17 | 100 | 2400 | 0 | 63.65 | 57.91 | 8 | 0
2030 | NonRTO_Midwest_2_TVA_Transmission | NonRTO_Midwest | TVA_Transmission | Internal | Winter | B18 | 400 | 2400 | 0 | 58.75 | 54.11 | 8 | 0
2030 | NonRTO_Midwest_2_TVA_Transmission | NonRTO_Midwest | TVA_Transmission | Internal | Winter | B19 | 700 | 2400 | 0 | 54.66 | 52.83 | 8 | 0
2030 | NonRTO_Midwest_2_TVA_Transmission | NonRTO_Midwest | TVA_Transmission | Internal | Winter | B20 | 935 | 2400 | 614.65 | 40.21 | 48.21 | 8 | 0
2030 | NYISO_A-F_2_NEISO | NYISO_A-F | NEISO | Internal | Shoulder | B11 | 25 | 600 | 0 | 47.21 | 41.67 | 3 | 0
2030 | NYISO_A-F_2_NEISO | NYISO_A-F | NEISO | Internal | Shoulder | B12 | 200 | 600 | 0 | 44.67 | 41.67 | 3 | 0
2030 | NYISO_A-F_2_NEISO | NYISO_A-F | NEISO | Internal | Shoulder | B13 | 600 | 600 | 0 | 44.66 | 41.67 | 3 | 0
2030 | NYISO_A-F_2_NEISO | NYISO_A-F | NEISO | Internal | Shoulder | B14 | 900 | 600 | 0 | 44.66 | 41.67 | 3 | 0
2030 | NYISO_A-F_2_NEISO | NYISO_A-F | NEISO | Internal | Shoulder | B15 | 1203 | 600 | 0 | 44.66 | 41.67 | 3 | 0
2030 | NYISO_A-F_2_NEISO | NYISO_A-F | NEISO | Internal | Summer | B1 | 10 | 600 | 600 | 96.87 | 576.36 | 3 | 476.49
2030 | NYISO_A-F_2_NEISO | NYISO_A-F | NEISO | Internal | Summer | B2 | 25 | 600 | 378.74 | 96.87 | 99.87 | 3 | 0
2030 | NYISO_A-F_2_NEISO | NYISO_A-F | NEISO | Internal | Summer | B3 | 75 | 600 | 0 | 60.29 | 56.3 | 3 | 0
2030 | NYISO_A-F_2_NEISO | NYISO_A-F | NEISO | Internal | Summer | B4 | 100 | 600 | 0 | 50.33 | 40.82 | 3 | 0
2030 | NYISO_A-F_2_NEISO | NYISO_A-F | NEISO | Internal | Summer | B5 | 200 | 600 | 0 | 45.88 | 40.82 | 3 | 0
2030 | NYISO_A-F_2_NEISO | NYISO_A-F | NEISO | Internal | Summer | B6 | 300 | 600 | 0 | 43.82 | 40.82 | 3 | 0
2030 | NYISO_A-F_2_NEISO | NYISO_A-F | NEISO | Internal | Summer | B7 | 400 | 600 | 0 | 43.81 | 40.82 | 3 | 0
2030 | NYISO_A-F_2_NEISO | NYISO_A-F | NEISO | Internal | Summer | B8 | 500 | 600 | 0 | 43.44 | 40.82 | 3 | 0
2030 | NYISO_A-F_2_NEISO | NYISO_A-F | NEISO | Internal | Summer | B9 | 800 | 600 | 0 | 43.44 | 40.45 | 3 | 0
2030 | NYISO_A-F_2_NEISO | NYISO_A-F | NEISO | Internal | Summer | B10 | 1262 | 600 | 0 | 43.44 | 40.82 | 3 | 0
2030 | NYISO_A-F_2_NEISO | NYISO_A-F | NEISO | Internal | Winter | B16 | 25 | 600 | 0 | 49.89 | 50.06 | 3 | 0
2030 | NYISO_A-F_2_NEISO | NYISO_A-F | NEISO | Internal | Winter | B17 | 100 | 600 | 0 | 48.24 | 50.02 | 3 | 0
2030 | NYISO_A-F_2_NEISO | NYISO_A-F | NEISO | Internal | Winter | B18 | 400 | 600 | 0 | 48.22 | 50.02 | 3 | 0
2030 | NYISO_A-F_2_NEISO | NYISO_A-F | NEISO | Internal | Winter | B19 | 700 | 600 | 0 | 48.22 | 50.02 | 3 | 0
2030 | NYISO_A-F_2_NEISO | NYISO_A-F | NEISO | Internal | Winter | B20 | 935 | 600 | 0 | 48.22 | 50.02 | 3 | 0
2030 | NYISO_A-F_2_NYISO_G-I | NYISO_A-F | NYISO_G-I | Internal | Shoulder | B11 | 25 | 4250 | 4250 | 47.21 | 54.47 | 0.01 | 7.25
2030 | NYISO_A-F_2_NYISO_G-I | NYISO_A-F | NYISO_G-I | Internal | Shoulder | B12 | 200 | 4250 | 4250 | 44.67 | 45.79 | 0.01 | 1.11
2030 | NYISO_A-F_2_NYISO_G-I | NYISO_A-F | NYISO_G-I | Internal | Shoulder | B13 | 600 | 4250 | 4243.38 | 44.66 | 44.67 | 0.01 | 0
2030 | NYISO_A-F_2_NYISO_G-I | NYISO_A-F | NYISO_G-I | Internal | Shoulder | B14 | 900 | 4250 | 3760.97 | 44.66 | 44.67 | 0.01 | 0
2030 | NYISO_A-F_2_NYISO_G-I | NYISO_A-F | NYISO_G-I | Internal | Shoulder | B15 | 1203 | 4250 | 2938.73 | 44.66 | 44.67 | 0.01 | 0
2030 | NYISO_A-F_2_NYISO_G-I | NYISO_A-F | NYISO_G-I | Internal | Summer | B1 | 10 | 4250 | 4250 | 96.87 | 737.21 | 0.01 | 640.33
2030 | NYISO_A-F_2_NYISO_G-I | NYISO_A-F | NYISO_G-I | Internal | Summer | B2 | 25 | 4250 | 4250 | 96.87 | 733.19 | 0.01 | 636.31
2030 | NYISO_A-F_2_NYISO_G-I | NYISO_A-F | NYISO_G-I | Internal | Summer | B3 | 75 | 4250 | 4250 | 60.29 | 66.62 | 0.01 | 6.32
2030 | NYISO_A-F_2_NYISO_G-I | NYISO_A-F | NYISO_G-I | Internal | Summer | B4 | 100 | 4250 | 4250 | 50.33 | 61.91 | 0.01 | 11.57
2030 | NYISO_A-F_2_NYISO_G-I | NYISO_A-F | NYISO_G-I | Internal | Summer | B5 | 200 | 4250 | 4250 | 45.88 | 58.33 | 0.01 | 12.43
2030 | NYISO_A-F_2_NYISO_G-I | NYISO_A-F | NYISO_G-I | Internal | Summer | B6 | 300 | 4250 | 4250 | 43.82 | 53.85 | 0.01 | 10.02
2030 | NYISO_A-F_2_NYISO_G-I | NYISO_A-F | NYISO_G-I | Internal | Summer | B7 | 400 | 4250 | 3976.15 | 43.81 | 43.82 | 0.01 | 0
2030 | NYISO_A-F_2_NYISO_G-I | NYISO_A-F | NYISO_G-I | Internal | Summer | B8 | 500 | 4250 | 4250 | 43.44 | 43.82 | 0.01 | 0.37
2030 | NYISO_A-F_2_NYISO_G-I | NYISO_A-F | NYISO_G-I | Internal | Summer | B9 | 800 | 4250 | 3530.58 | 43.44 | 43.45 | 0.01 | 0
2030 | NYISO_A-F_2_NYISO_G-I | NYISO_A-F | NYISO_G-I | Internal | Summer | B10 | 1262 | 4250 | 2052.97 | 43.44 | 43.45 | 0.01 | 0
2030 | NYISO_A-F_2_NYISO_G-I | NYISO_A-F | NYISO_G-I | Internal | Winter | B16 | 25 | 4250 | 4250 | 49.89 | 60.4 | 0.01 | 10.5
2030 | NYISO_A-F_2_NYISO_G-I | NYISO_A-F | NYISO_G-I | Internal | Winter | B17 | 100 | 4250 | 4250 | 48.24 | 56.76 | 0.01 | 8.51
2030 | NYISO_A-F_2_NYISO_G-I | NYISO_A-F | NYISO_G-I | Internal | Winter | B18 | 400 | 4250 | 4250 | 48.22 | 56.76 | 0.01 | 8.53
2030 | NYISO_A-F_2_NYISO_G-I | NYISO_A-F | NYISO_G-I | Internal | Winter | B19 | 700 | 4250 | 4250 | 48.22 | 54.89 | 0.01 | 6.66
2030 | NYISO_A-F_2_NYISO_G-I | NYISO_A-F | NYISO_G-I | Internal | Winter | B20 | 935 | 4250 | 4250 | 48.22 | 53.02 | 0.01 | 4.79
2030 | NYISO_A-F_2_PJM_ROM | NYISO_A-F | PJM_ROM | Internal | Shoulder | B11 | 25 | 1000 | 1000 | 47.21 | 62.48 | 8 | 7.27
2030 | NYISO_A-F_2_PJM_ROM | NYISO_A-F | PJM_ROM | Internal | Shoulder | B12 | 200 | 1000 | 0 | 44.67 | 50.67 | 8 | 0
2030 | NYISO_A-F_2_PJM_ROM | NYISO_A-F | PJM_ROM | Internal | Shoulder | B13 | 600 | 1000 | 0 | 44.66 | 47.72 | 8 | 0
2030 | NYISO_A-F_2_PJM_ROM | NYISO_A-F | PJM_ROM | Internal | Shoulder | B14 | 900 | 1000 | 0 | 44.66 | 47.47 | 8 | 0
2030 | NYISO_A-F_2_PJM_ROM | NYISO_A-F | PJM_ROM | Internal | Shoulder | B15 | 1203 | 1000 | 0 | 44.66 | 45.1 | 8 | 0
2030 | NYISO_A-F_2_PJM_ROM | NYISO_A-F | PJM_ROM | Internal | Summer | B1 | 10 | 1000 | 1000 | 96.87 | 745.2 | 8 | 640.33
2030 | NYISO_A-F_2_PJM_ROM | NYISO_A-F | PJM_ROM | Internal | Summer | B2 | 25 | 1000 | 1000 | 96.87 | 741.18 | 8 | 636.31
2030 | NYISO_A-F_2_PJM_ROM | NYISO_A-F | PJM_ROM | Internal | Summer | B3 | 75 | 1000 | 1000 | 60.29 | 74.63 | 8 | 6.34
2030 | NYISO_A-F_2_PJM_ROM | NYISO_A-F | PJM_ROM | Internal | Summer | B4 | 100 | 1000 | 1000 | 50.33 | 72.46 | 8 | 14.13
2030 | NYISO_A-F_2_PJM_ROM | NYISO_A-F | PJM_ROM | Internal | Summer | B5 | 200 | 1000 | 1000 | 45.88 | 64.8 | 8 | 10.92
2030 | NYISO_A-F_2_PJM_ROM | NYISO_A-F | PJM_ROM | Internal | Summer | B6 | 300 | 1000 | 0 | 43.82 | 47.87 | 8 | 0
2030 | NYISO_A-F_2_PJM_ROM | NYISO_A-F | PJM_ROM | Internal | Summer | B7 | 400 | 1000 | 0 | 43.81 | 44.83 | 8 | 0
2030 | NYISO_A-F_2_PJM_ROM | NYISO_A-F | PJM_ROM | Internal | Summer | B8 | 500 | 1000 | 0 | 43.44 | 43.75 | 8 | 0
2030 | NYISO_A-F_2_PJM_ROM | NYISO_A-F | PJM_ROM | Internal | Summer | B9 | 800 | 1000 | 0 | 43.44 | 41.37 | 8 | 0
2030 | NYISO_A-F_2_PJM_ROM | NYISO_A-F | PJM_ROM | Internal | Summer | B10 | 1262 | 1000 | 0 | 43.44 | 37.44 | 8 | 0
2030 | NYISO_A-F_2_PJM_ROM | NYISO_A-F | PJM_ROM | Internal | Winter | B16 | 25 | 1000 | 1000 | 49.89 | 58.67 | 8 | 0.78
2030 | NYISO_A-F_2_PJM_ROM | NYISO_A-F | PJM_ROM | Internal | Winter | B17 | 100 | 1000 | 462.73 | 48.24 | 56.24 | 8 | 0
2030 | NYISO_A-F_2_PJM_ROM | NYISO_A-F | PJM_ROM | Internal | Winter | B18 | 400 | 1000 | 0 | 48.22 | 51.36 | 8 | 0
2030 | NYISO_A-F_2_PJM_ROM | NYISO_A-F | PJM_ROM | Internal | Winter | B19 | 700 | 1000 | 0 | 48.22 | 48.88 | 8 | 0
2030 | NYISO_A-F_2_PJM_ROM | NYISO_A-F | PJM_ROM | Internal | Winter | B20 | 935 | 1000 | 0 | 48.22 | 42.22 | 8 | 0
2030 | NYISO_G-I_2_NEISO | NYISO_G-I | NEISO | Internal | Shoulder | B11 | 25 | 600 | 0 | 54.47 | 41.67 | 3 | 0
2030 | NYISO_G-I_2_NEISO | NYISO_G-I | NEISO | Internal | Shoulder | B12 | 200 | 600 | 0 | 45.79 | 41.67 | 3 | 0
2030 | NYISO_G-I_2_NEISO | NYISO_G-I | NEISO | Internal | Shoulder | B13 | 600 | 600 | 0 | 44.67 | 41.67 | 3 | 0
2030 | NYISO_G-I_2_NEISO | NYISO_G-I | NEISO | Internal | Shoulder | B14 | 900 | 600 | 0 | 44.67 | 41.67 | 3 | 0
2030 | NYISO_G-I_2_NEISO | NYISO_G-I | NEISO | Internal | Shoulder | B15 | 1203 | 600 | 0 | 44.67 | 41.67 | 3 | 0
2030 | NYISO_G-I_2_NEISO | NYISO_G-I | NEISO | Internal | Summer | B1 | 10 | 600 | 0 | 737.21 | 576.36 | 3 | 0
2030 | NYISO_G-I_2_NEISO | NYISO_G-I | NEISO | Internal | Summer | B2 | 25 | 600 | 0 | 733.19 | 99.87 | 3 | 0
2030 | NYISO_G-I_2_NEISO | NYISO_G-I | NEISO | Internal | Summer | B3 | 75 | 600 | 0 | 66.62 | 56.3 | 3 | 0
2030 | NYISO_G-I_2_NEISO | NYISO_G-I | NEISO | Internal | Summer | B4 | 100 | 600 | 0 | 61.91 | 40.82 | 3 | 0
2030 | NYISO_G-I_2_NEISO | NYISO_G-I | NEISO | Internal | Summer | B5 | 200 | 600 | 0 | 58.33 | 40.82 | 3 | 0
2030 | NYISO_G-I_2_NEISO | NYISO_G-I | NEISO | Internal | Summer | B6 | 300 | 600 | 0 | 53.85 | 40.82 | 3 | 0
2030 | NYISO_G-I_2_NEISO | NYISO_G-I | NEISO | Internal | Summer | B7 | 400 | 600 | 0 | 43.82 | 40.82 | 3 | 0
2030 | NYISO_G-I_2_NEISO | NYISO_G-I | NEISO | Internal | Summer | B8 | 500 | 600 | 0 | 43.82 | 40.82 | 3 | 0
2030 | NYISO_G-I_2_NEISO | NYISO_G-I | NEISO | Internal | Summer | B9 | 800 | 600 | 0 | 43.45 | 40.45 | 3 | 0
2030 | NYISO_G-I_2_NEISO | NYISO_G-I | NEISO | Internal | Summer | B10 | 1262 | 600 | 0 | 43.45 | 40.82 | 3 | 0
2030 | NYISO_G-I_2_NEISO | NYISO_G-I | NEISO | Internal | Winter | B16 | 25 | 600 | 0 | 60.4 | 50.06 | 3 | 0
2030 | NYISO_G-I_2_NEISO | NYISO_G-I | NEISO | Internal | Winter | B17 | 100 | 600 | 0 | 56.76 | 50.02 | 3 | 0
2030 | NYISO_G-I_2_NEISO | NYISO_G-I | NEISO | Internal | Winter | B18 | 400 | 600 | 0 | 56.76 | 50.02 | 3 | 0
2030 | NYISO_G-I_2_NEISO | NYISO_G-I | NEISO | Internal | Winter | B19 | 700 | 600 | 0 | 54.89 | 50.02 | 3 | 0
2030 | NYISO_G-I_2_NEISO | NYISO_G-I | NEISO | Internal | Winter | B20 | 935 | 600 | 0 | 53.02 | 50.02 | 3 | 0
2030 | NYISO_G-I_2_NYISO_J-K | NYISO_G-I | NYISO_J-K | Internal | Shoulder | B11 | 25 | 6130 | 4053.51 | 54.47 | 54.48 | 0.01 | 0
2030 | NYISO_G-I_2_NYISO_J-K | NYISO_G-I | NYISO_J-K | Internal | Shoulder | B12 | 200 | 6130 | 4709.72 | 45.79 | 45.8 | 0.01 | 0
2030 | NYISO_G-I_2_NYISO_J-K | NYISO_G-I | NYISO_J-K | Internal | Shoulder | B13 | 600 | 6130 | 4390.37 | 44.67 | 44.68 | 0.01 | 0
2030 | NYISO_G-I_2_NYISO_J-K | NYISO_G-I | NYISO_J-K | Internal | Shoulder | B14 | 900 | 6130 | 3885.32 | 44.67 | 44.68 | 0.01 | 0
2030 | NYISO_G-I_2_NYISO_J-K | NYISO_G-I | NYISO_J-K | Internal | Shoulder | B15 | 1203 | 6130 | 3182.48 | 44.67 | 44.68 | 0.01 | 0
2030 | NYISO_G-I_2_NYISO_J-K | NYISO_G-I | NYISO_J-K | Internal | Summer | B1 | 10 | 6130 | 3968.3 | 737.21 | 737.22 | 0.01 | 0
2030 | NYISO_G-I_2_NYISO_J-K | NYISO_G-I | NYISO_J-K | Internal | Summer | B2 | 25 | 6130 | 3596.3 | 733.19 | 733.2 | 0.01 | 0
2030 | NYISO_G-I_2_NYISO_J-K | NYISO_G-I | NYISO_J-K | Internal | Summer | B3 | 75 | 6130 | 4473.63 | 66.62 | 66.63 | 0.01 | 0
2030 | NYISO_G-I_2_NYISO_J-K | NYISO_G-I | NYISO_J-K | Internal | Summer | B4 | 100 | 6130 | 3650.98 | 61.91 | 61.92 | 0.01 | 0
2030 | NYISO_G-I_2_NYISO_J-K | NYISO_G-I | NYISO_J-K | Internal | Summer | B5 | 200 | 6130 | 5276.47 | 58.33 | 58.34 | 0.01 | 0
2030 | NYISO_G-I_2_NYISO_J-K | NYISO_G-I | NYISO_J-K | Internal | Summer | B6 | 300 | 6130 | 5460.98 | 53.85 | 53.86 | 0.01 | 0
2030 | NYISO_G-I_2_NYISO_J-K | NYISO_G-I | NYISO_J-K | Internal | Summer | B7 | 400 | 6130 | 5339.65 | 43.82 | 43.84 | 0.01 | 0
2030 | NYISO_G-I_2_NYISO_J-K | NYISO_G-I | NYISO_J-K | Internal | Summer | B8 | 500 | 6130 | 5437.67 | 43.82 | 43.83 | 0.01 | 0
2030 | NYISO_G-I_2_NYISO_J-K | NYISO_G-I | NYISO_J-K | Internal | Summer | B9 | 800 | 6130 | 4720.53 | 43.45 | 43.46 | 0.01 | 0
2030 | NYISO_G-I_2_NYISO_J-K | NYISO_G-I | NYISO_J-K | Internal | Summer | B10 | 1262 | 6130 | 3512.58 | 43.45 | 43.46 | 0.01 | 0
2030 | NYISO_G-I_2_NYISO_J-K | NYISO_G-I | NYISO_J-K | Internal | Winter | B16 | 25 | 6130 | 5595.54 | 60.4 | 60.41 | 0.01 | 0
2030 | NYISO_G-I_2_NYISO_J-K | NYISO_G-I | NYISO_J-K | Internal | Winter | B17 | 100 | 6130 | 5703.65 | 56.76 | 56.77 | 0.01 | 0
2030 | NYISO_G-I_2_NYISO_J-K | NYISO_G-I | NYISO_J-K | Internal | Winter | B18 | 400 | 6130 | 5774.83 | 56.76 | 56.77 | 0.01 | 0
2030 | NYISO_G-I_2_NYISO_J-K | NYISO_G-I | NYISO_J-K | Internal | Winter | B19 | 700 | 6130 | 6130 | 54.89 | 56.77 | 0.01 | 1.87
2030 | NYISO_G-I_2_NYISO_J-K | NYISO_G-I | NYISO_J-K | Internal | Winter | B20 | 935 | 6130 | 5102.35 | 53.02 | 53.03 | 0.01 | 0
2030 | NYISO_G-I_2_PJM_E | NYISO_G-I | PJM_E | Internal | Shoulder | B11 | 25 | 1500 | 1014.23 | 54.47 | 62.47 | 8 | 0
2030 | NYISO_G-I_2_PJM_E | NYISO_G-I | PJM_E | Internal | Shoulder | B12 | 200 | 1500 | 0 | 45.79 | 50.66 | 8 | 0
2030 | NYISO_G-I_2_PJM_E | NYISO_G-I | PJM_E | Internal | Shoulder | B13 | 600 | 1500 | 0 | 44.67 | 47.71 | 8 | 0
2030 | NYISO_G-I_2_PJM_E | NYISO_G-I | PJM_E | Internal | Shoulder | B14 | 900 | 1500 | 0 | 44.67 | 47.46 | 8 | 0
2030 | NYISO_G-I_2_PJM_E | NYISO_G-I | PJM_E | Internal | Shoulder | B15 | 1203 | 1500 | 0 | 44.67 | 45.09 | 8 | 0
2030 | NYISO_G-I_2_PJM_E | NYISO_G-I | PJM_E | Internal | Summer | B1 | 10 | 1500 | 481.74 | 737.21 | 745.21 | 8 | 0
2030 | NYISO_G-I_2_PJM_E | NYISO_G-I | PJM_E | Internal | Summer | B2 | 25 | 1500 | 985.85 | 733.19 | 741.19 | 8 | 0
2030 | NYISO_G-I_2_PJM_E | NYISO_G-I | PJM_E | Internal | Summer | B3 | 75 | 1500 | 431.11 | 66.62 | 74.62 | 8 | 0
2030 | NYISO_G-I_2_PJM_E | NYISO_G-I | PJM_E | Internal | Summer | B4 | 100 | 1500 | 1500 | 61.91 | 72.45 | 8 | 2.54
2030 | NYISO_G-I_2_PJM_E | NYISO_G-I | PJM_E | Internal | Summer | B5 | 200 | 1500 | 0 | 58.33 | 64.79 | 8 | 0
2030 | NYISO_G-I_2_PJM_E | NYISO_G-I | PJM_E | Internal | Summer | B6 | 300 | 1500 | 0 | 53.85 | 47.86 | 8 | 0
2030 | NYISO_G-I_2_PJM_E | NYISO_G-I | PJM_E | Internal | Summer | B7 | 400 | 1500 | 0 | 43.82 | 44.84 | 8 | 0
2030 | NYISO_G-I_2_PJM_E | NYISO_G-I | PJM_E | Internal | Summer | B8 | 500 | 1500 | 0 | 43.82 | 43.76 | 8 | 0
2030 | NYISO_G-I_2_PJM_E | NYISO_G-I | PJM_E | Internal | Summer | B9 | 800 | 1500 | 0 | 43.45 | 41.38 | 8 | 0
2030 | NYISO_G-I_2_PJM_E | NYISO_G-I | PJM_E | Internal | Summer | B10 | 1262 | 1500 | 0 | 43.45 | 37.45 | 8 | 0
2030 | NYISO_G-I_2_PJM_E | NYISO_G-I | PJM_E | Internal | Winter | B16 | 25 | 1500 | 0 | 60.4 | 58.65 | 8 | 0
2030 | NYISO_G-I_2_PJM_E | NYISO_G-I | PJM_E | Internal | Winter | B17 | 100 | 1500 | 0 | 56.76 | 56.23 | 8 | 0
2030 | NYISO_G-I_2_PJM_E | NYISO_G-I | PJM_E | Internal | Winter | B18 | 400 | 1500 | 0 | 56.76 | 51.38 | 8 | 0
2030 | NYISO_G-I_2_PJM_E | NYISO_G-I | PJM_E | Internal | Winter | B19 | 700 | 1500 | 0 | 54.89 | 48.89 | 8 | 0
2030 | NYISO_G-I_2_PJM_E | NYISO_G-I | PJM_E | Internal | Winter | B20 | 935 | 1500 | 0 | 53.02 | 42.23 | 8 | 0
2030 | NYISO_J-K_2_PJM_E | NYISO_J-K | PJM_E | Internal | Shoulder | B11 | 25 | 0.01 | 0 | 54.48 | 62.47 | 8 | 0
2030 | NYISO_J-K_2_PJM_E | NYISO_J-K | PJM_E | Internal | Shoulder | B12 | 200 | 0.01 | 0 | 45.8 | 50.66 | 8 | 0
2030 | NYISO_J-K_2_PJM_E | NYISO_J-K | PJM_E | Internal | Shoulder | B13 | 600 | 0.01 | 0 | 44.68 | 47.71 | 8 | 0
2030 | NYISO_J-K_2_PJM_E | NYISO_J-K | PJM_E | Internal | Shoulder | B14 | 900 | 0.01 | 0 | 44.68 | 47.46 | 8 | 0
2030 | NYISO_J-K_2_PJM_E | NYISO_J-K | PJM_E | Internal | Shoulder | B15 | 1203 | 0.01 | 0 | 44.68 | 45.09 | 8 | 0
2030 | NYISO_J-K_2_PJM_E | NYISO_J-K | PJM_E | Internal | Summer | B1 | 10 | 0.01 | 0 | 737.22 | 745.21 | 8 | 0
2030 | NYISO_J-K_2_PJM_E | NYISO_J-K | PJM_E | Internal | Summer | B2 | 25 | 0.01 | 0 | 733.2 | 741.19 | 8 | 0
2030 | NYISO_J-K_2_PJM_E | NYISO_J-K | PJM_E | Internal | Summer | B3 | 75 | 0.01 | 0 | 66.63 | 74.62 | 8 | 0
2030 | NYISO_J-K_2_PJM_E | NYISO_J-K | PJM_E | Internal | Summer | B4 | 100 | 0.01 | 0 | 61.92 | 72.45 | 8 | 2.53
2030 | NYISO_J-K_2_PJM_E | NYISO_J-K | PJM_E | Internal | Summer | B5 | 200 | 0.01 | 0 | 58.34 | 64.79 | 8 | 0
2030 | NYISO_J-K_2_PJM_E | NYISO_J-K | PJM_E | Internal | Summer | B6 | 300 | 0.01 | 0 | 53.86 | 47.86 | 8 | 0
2030 | NYISO_J-K_2_PJM_E | NYISO_J-K | PJM_E | Internal | Summer | B7 | 400 | 0.01 | 0 | 43.84 | 44.84 | 8 | 0
2030 | NYISO_J-K_2_PJM_E | NYISO_J-K | PJM_E | Internal | Summer | B8 | 500 | 0.01 | 0 | 43.83 | 43.76 | 8 | 0
2030 | NYISO_J-K_2_PJM_E | NYISO_J-K | PJM_E | Internal | Summer | B9 | 800 | 0.01 | 0 | 43.46 | 41.38 | 8 | 0
2030 | NYISO_J-K_2_PJM_E | NYISO_J-K | PJM_E | Internal | Summer | B10 | 1262 | 0.01 | 0 | 43.46 | 37.45 | 8 | 0
2030 | NYISO_J-K_2_PJM_E | NYISO_J-K | PJM_E | Internal | Winter | B16 | 25 | 0.01 | 0 | 60.41 | 58.65 | 8 | 0
2030 | NYISO_J-K_2_PJM_E | NYISO_J-K | PJM_E | Internal | Winter | B17 | 100 | 0.01 | 0 | 56.77 | 56.23 | 8 | 0
2030 | NYISO_J-K_2_PJM_E | NYISO_J-K | PJM_E | Internal | Winter | B18 | 400 | 0.01 | 0 | 56.77 | 51.38 | 8 | 0
2030 | NYISO_J-K_2_PJM_E | NYISO_J-K | PJM_E | Internal | Winter | B19 | 700 | 0.01 | 0 | 56.77 | 48.89 | 8 | 0
2030 | NYISO_J-K_2_PJM_E | NYISO_J-K | PJM_E | Internal | Winter | B20 | 935 | 0.01 | 0 | 53.03 | 42.23 | 8 | 0
2030 | PJM_E_2_NYISO_G-I | PJM_E | NYISO_G-I | Internal | Shoulder | B11 | 25 | 500 | 0 | 62.47 | 54.47 | 6 | 0
2030 | PJM_E_2_NYISO_G-I | PJM_E | NYISO_G-I | Internal | Shoulder | B12 | 200 | 500 | 0 | 50.66 | 45.79 | 6 | 0
2030 | PJM_E_2_NYISO_G-I | PJM_E | NYISO_G-I | Internal | Shoulder | B13 | 600 | 500 | 0 | 47.71 | 44.67 | 6 | 0
2030 | PJM_E_2_NYISO_G-I | PJM_E | NYISO_G-I | Internal | Shoulder | B14 | 900 | 500 | 0 | 47.46 | 44.67 | 6 | 0
2030 | PJM_E_2_NYISO_G-I | PJM_E | NYISO_G-I | Internal | Shoulder | B15 | 1203 | 500 | 0 | 45.09 | 44.67 | 6 | 0
2030 | PJM_E_2_NYISO_G-I | PJM_E | NYISO_G-I | Internal | Summer | B1 | 10 | 500 | 0 | 745.21 | 737.21 | 6 | 0
2030 | PJM_E_2_NYISO_G-I | PJM_E | NYISO_G-I | Internal | Summer | B2 | 25 | 500 | 0 | 741.19 | 733.19 | 6 | 0
2030 | PJM_E_2_NYISO_G-I | PJM_E | NYISO_G-I | Internal | Summer | B3 | 75 | 500 | 0 | 74.62 | 66.62 | 6 | 0
2030 | PJM_E_2_NYISO_G-I | PJM_E | NYISO_G-I | Internal | Summer | B4 | 100 | 500 | 0 | 72.45 | 61.91 | 6 | 0
2030 | PJM_E_2_NYISO_G-I | PJM_E | NYISO_G-I | Internal | Summer | B5 | 200 | 500 | 0 | 64.79 | 58.33 | 6 | 0
2030 | PJM_E_2_NYISO_G-I | PJM_E | NYISO_G-I | Internal | Summer | B6 | 300 | 500 | 0 | 47.86 | 53.85 | 6 | 0
2030 | PJM_E_2_NYISO_G-I | PJM_E | NYISO_G-I | Internal | Summer | B7 | 400 | 500 | 0 | 44.84 | 43.82 | 6 | 0
2030 | PJM_E_2_NYISO_G-I | PJM_E | NYISO_G-I | Internal | Summer | B8 | 500 | 500 | 0 | 43.76 | 43.82 | 6 | 0
2030 | PJM_E_2_NYISO_G-I | PJM_E | NYISO_G-I | Internal | Summer | B9 | 800 | 500 | 0 | 41.38 | 43.45 | 6 | 0
2030 | PJM_E_2_NYISO_G-I | PJM_E | NYISO_G-I | Internal | Summer | B10 | 1262 | 500 | 83.95 | 37.45 | 43.45 | 6 | 0
2030 | PJM_E_2_NYISO_G-I | PJM_E | NYISO_G-I | Internal | Winter | B16 | 25 | 500 | 0 | 58.65 | 60.4 | 6 | 0
2030 | PJM_E_2_NYISO_G-I | PJM_E | NYISO_G-I | Internal | Winter | B17 | 100 | 500 | 0 | 56.23 | 56.76 | 6 | 0
2030 | PJM_E_2_NYISO_G-I | PJM_E | NYISO_G-I | Internal | Winter | B18 | 400 | 500 | 0 | 51.38 | 56.76 | 6 | 0
2030 | PJM_E_2_NYISO_G-I | PJM_E | NYISO_G-I | Internal | Winter | B19 | 700 | 500 | 187.16 | 48.89 | 54.89 | 6 | 0
2030 | PJM_E_2_NYISO_G-I | PJM_E | NYISO_G-I | Internal | Winter | B20 | 935 | 500 | 500 | 42.23 | 53.02 | 6 | 4.79
2030 | PJM_E_2_NYISO_J-K | PJM_E | NYISO_J-K | Internal | Shoulder | B11 | 25 | 330 | 0 | 62.47 | 54.48 | 6 | 0
2030 | PJM_E_2_NYISO_J-K | PJM_E | NYISO_J-K | Internal | Shoulder | B12 | 200 | 330 | 0 | 50.66 | 45.8 | 6 | 0
2030 | PJM_E_2_NYISO_J-K | PJM_E | NYISO_J-K | Internal | Shoulder | B13 | 600 | 330 | 0 | 47.71 | 44.68 | 6 | 0
2030 | PJM_E_2_NYISO_J-K | PJM_E | NYISO_J-K | Internal | Shoulder | B14 | 900 | 330 | 0 | 47.46 | 44.68 | 6 | 0
2030 | PJM_E_2_NYISO_J-K | PJM_E | NYISO_J-K | Internal | Shoulder | B15 | 1203 | 330 | 0 | 45.09 | 44.68 | 6 | 0
2030 | PJM_E_2_NYISO_J-K | PJM_E | NYISO_J-K | Internal | Summer | B1 | 10 | 330 | 0 | 745.21 | 737.22 | 6 | 0
2030 | PJM_E_2_NYISO_J-K | PJM_E | NYISO_J-K | Internal | Summer | B2 | 25 | 330 | 0 | 741.19 | 733.2 | 6 | 0
2030 | PJM_E_2_NYISO_J-K | PJM_E | NYISO_J-K | Internal | Summer | B3 | 75 | 330 | 0 | 74.62 | 66.63 | 6 | 0
2030 | PJM_E_2_NYISO_J-K | PJM_E | NYISO_J-K | Internal | Summer | B4 | 100 | 330 | 0 | 72.45 | 61.92 | 6 | 0
2030 | PJM_E_2_NYISO_J-K | PJM_E | NYISO_J-K | Internal | Summer | B5 | 200 | 330 | 0 | 64.79 | 58.34 | 6 | 0
2030 | PJM_E_2_NYISO_J-K | PJM_E | NYISO_J-K | Internal | Summer | B6 | 300 | 330 | 69.9 | 47.86 | 53.86 | 6 | 0
2030 | PJM_E_2_NYISO_J-K | PJM_E | NYISO_J-K | Internal | Summer | B7 | 400 | 330 | 0 | 44.84 | 43.84 | 6 | 0
2030 | PJM_E_2_NYISO_J-K | PJM_E | NYISO_J-K | Internal | Summer | B8 | 500 | 330 | 0 | 43.76 | 43.83 | 6 | 0
2030 | PJM_E_2_NYISO_J-K | PJM_E | NYISO_J-K | Internal | Summer | B9 | 800 | 330 | 0 | 41.38 | 43.46 | 6 | 0
2030 | PJM_E_2_NYISO_J-K | PJM_E | NYISO_J-K | Internal | Summer | B10 | 1262 | 330 | 330 | 37.45 | 43.46 | 6 | 0.01
2030 | PJM_E_2_NYISO_J-K | PJM_E | NYISO_J-K | Internal | Winter | B16 | 25 | 330 | 0 | 58.65 | 60.41 | 6 | 0
2030 | PJM_E_2_NYISO_J-K | PJM_E | NYISO_J-K | Internal | Winter | B17 | 100 | 330 | 0 | 56.23 | 56.77 | 6 | 0
2030 | PJM_E_2_NYISO_J-K | PJM_E | NYISO_J-K | Internal | Winter | B18 | 400 | 330 | 0 | 51.38 | 56.77 | 6 | 0
2030 | PJM_E_2_NYISO_J-K | PJM_E | NYISO_J-K | Internal | Winter | B19 | 700 | 330 | 330 | 48.89 | 56.77 | 6 | 1.88
2030 | PJM_E_2_NYISO_J-K | PJM_E | NYISO_J-K | Internal | Winter | B20 | 935 | 330 | 330 | 42.23 | 53.03 | 6 | 4.8
2030 | PJM_E_2_PJM_ROM | PJM_E | PJM_ROM | Internal | Shoulder | B11 | 25 | 8000 | 5176.78 | 62.47 | 62.48 | 0.01 | 0
2030 | PJM_E_2_PJM_ROM | PJM_E | PJM_ROM | Internal | Shoulder | B12 | 200 | 8000 | 4566.06 | 50.66 | 50.67 | 0.01 | 0
2030 | PJM_E_2_PJM_ROM | PJM_E | PJM_ROM | Internal | Shoulder | B13 | 600 | 8000 | 1906.51 | 47.71 | 47.72 | 0.01 | 0
2030 | PJM_E_2_PJM_ROM | PJM_E | PJM_ROM | Internal | Shoulder | B14 | 900 | 8000 | 1605.23 | 47.46 | 47.47 | 0.01 | 0
2030 | PJM_E_2_PJM_ROM | PJM_E | PJM_ROM | Internal | Shoulder | B15 | 1203 | 8000 | 845.03 | 45.09 | 45.1 | 0.01 | 0
2030 | PJM_E_2_PJM_ROM | PJM_E | PJM_ROM | Internal | Summer | B1 | 10 | 8000 | 0 | 745.21 | 745.2 | 0.01 | 0
2030 | PJM_E_2_PJM_ROM | PJM_E | PJM_ROM | Internal | Summer | B2 | 25 | 8000 | 0 | 741.19 | 741.18 | 0.01 | 0
2030 | PJM_E_2_PJM_ROM | PJM_E | PJM_ROM | Internal | Summer | B3 | 75 | 8000 | 1464.7 | 74.62 | 74.63 | 0.01 | 0
2030 | PJM_E_2_PJM_ROM | PJM_E | PJM_ROM | Internal | Summer | B4 | 100 | 8000 | 3831.91 | 72.45 | 72.46 | 0.01 | 0
2030 | PJM_E_2_PJM_ROM | PJM_E | PJM_ROM | Internal | Summer | B5 | 200 | 8000 | 1353.82 | 64.79 | 64.8 | 0.01 | 0
2030 | PJM_E_2_PJM_ROM | PJM_E | PJM_ROM | Internal | Summer | B6 | 300 | 8000 | 810.94 | 47.86 | 47.87 | 0.01 | 0
2030 | PJM_E_2_PJM_ROM | PJM_E | PJM_ROM | Internal | Summer | B7 | 400 | 8000 | 0 | 44.84 | 44.83 | 0.01 | 0
2030 | PJM_E_2_PJM_ROM | PJM_E | PJM_ROM | Internal | Summer | B8 | 500 | 8000 | 0 | 43.76 | 43.75 | 0.01 | 0
2030 | PJM_E_2_PJM_ROM | PJM_E | PJM_ROM | Internal | Summer | B9 | 800 | 8000 | 0 | 41.38 | 41.37 | 0.01 | 0
2030 | PJM_E_2_PJM_ROM | PJM_E | PJM_ROM | Internal | Summer | B10 | 1262 | 8000 | 0 | 37.45 | 37.44 | 0.01 | 0
2030 | PJM_E_2_PJM_ROM | PJM_E | PJM_ROM | Internal | Winter | B16 | 25 | 8000 | 1522.17 | 58.65 | 58.67 | 0.01 | 0
2030 | PJM_E_2_PJM_ROM | PJM_E | PJM_ROM | Internal | Winter | B17 | 100 | 8000 | 366.84 | 56.23 | 56.24 | 0.01 | 0
2030 | PJM_E_2_PJM_ROM | PJM_E | PJM_ROM | Internal | Winter | B18 | 400 | 8000 | 0 | 51.38 | 51.36 | 0.01 | 0
2030 | PJM_E_2_PJM_ROM | PJM_E | PJM_ROM | Internal | Winter | B19 | 700 | 8000 | 0 | 48.89 | 48.88 | 0.01 | 0
2030 | PJM_E_2_PJM_ROM | PJM_E | PJM_ROM | Internal | Winter | B20 | 935 | 8000 | 0 | 42.23 | 42.22 | 0.01 | 0
2030 | PJM_ROR_2_MISO_IN | PJM_ROR | MISO_IN | Internal | Shoulder | B11 | 25 | 909 | 909 | 62.5 | 64.52 | 2 | 0.02
2030 | PJM_ROR_2_MISO_IN | PJM_ROR | MISO_IN | Internal | Shoulder | B12 | 200 | 909 | 0 | 50.68 | 51.61 | 2 | 0
2030 | PJM_ROR_2_MISO_IN | PJM_ROR | MISO_IN | Internal | Shoulder | B13 | 600 | 909 | 0 | 47.74 | 48.11 | 2 | 0
2030 | PJM_ROR_2_MISO_IN | PJM_ROR | MISO_IN | Internal | Shoulder | B14 | 900 | 909 | 0 | 47.48 | 45.55 | 2 | 0
2030 | PJM_ROR_2_MISO_IN | PJM_ROR | MISO_IN | Internal | Shoulder | B15 | 1203 | 909 | 0 | 45.09 | 43.61 | 2 | 0
2030 | PJM_ROR_2_MISO_IN | PJM_ROR | MISO_IN | Internal | Summer | B1 | 10 | 909 | 0 | 745.19 | 743.2 | 2 | 0
2030 | PJM_ROR_2_MISO_IN | PJM_ROR | MISO_IN | Internal | Summer | B2 | 25 | 909 | 0 | 741.19 | 739.19 | 2 | 0
2030 | PJM_ROR_2_MISO_IN | PJM_ROR | MISO_IN | Internal | Summer | B3 | 75 | 909 | 784.66 | 74.64 | 76.64 | 2 | 0
2030 | PJM_ROR_2_MISO_IN | PJM_ROR | MISO_IN | Internal | Summer | B4 | 100 | 909 | 909 | 72.47 | 74.48 | 2 | 0.01
2030 | PJM_ROR_2_MISO_IN | PJM_ROR | MISO_IN | Internal | Summer | B5 | 200 | 909 | 909 | 64.81 | 66.82 | 2 | 0.01
2030 | PJM_ROR_2_MISO_IN | PJM_ROR | MISO_IN | Internal | Summer | B6 | 300 | 909 | 0 | 47.88 | 49.87 | 2 | 0
2030 | PJM_ROR_2_MISO_IN | PJM_ROR | MISO_IN | Internal | Summer | B7 | 400 | 909 | 0 | 44.82 | 44.11 | 2 | 0
2030 | PJM_ROR_2_MISO_IN | PJM_ROR | MISO_IN | Internal | Summer | B8 | 500 | 909 | 0 | 43.74 | 42.51 | 2 | 0
2030 | PJM_ROR_2_MISO_IN | PJM_ROR | MISO_IN | Internal | Summer | B9 | 800 | 909 | 0 | 41.35 | 39.37 | 2 | 0
2030 | PJM_ROR_2_MISO_IN | PJM_ROR | MISO_IN | Internal | Summer | B10 | 1262 | 909 | 0 | 37.42 | 36.86 | 2 | 0
2030 | PJM_ROR_2_MISO_IN | PJM_ROR | MISO_IN | Internal | Winter | B16 | 25 | 909 | 580.63 | 58.68 | 60.68 | 2 | 0
2030 | PJM_ROR_2_MISO_IN | PJM_ROR | MISO_IN | Internal | Winter | B17 | 100 | 909 | 0 | 56.25 | 55.65 | 2 | 0
2030 | PJM_ROR_2_MISO_IN | PJM_ROR | MISO_IN | Internal | Winter | B18 | 400 | 909 | 0 | 51.35 | 50.75 | 2 | 0
2030 | PJM_ROR_2_MISO_IN | PJM_ROR | MISO_IN | Internal | Winter | B19 | 700 | 909 | 0 | 48.86 | 47.56 | 2 | 0
2030 | PJM_ROR_2_MISO_IN | PJM_ROR | MISO_IN | Internal | Winter | B20 | 935 | 909 | 0 | 42.21 | 41.04 | 2 | 0
2030 | PJM_ROR_2_MISO_MI | PJM_ROR | MISO_MI | Internal | Shoulder | B11 | 25 | 1305 | 1016.67 | 62.5 | 64.5 | 2 | 0
2030 | PJM_ROR_2_MISO_MI | PJM_ROR | MISO_MI | Internal | Shoulder | B12 | 200 | 1305 | 0 | 50.68 | 51.62 | 2 | 0
2030 | PJM_ROR_2_MISO_MI | PJM_ROR | MISO_MI | Internal | Shoulder | B13 | 600 | 1305 | 0 | 47.74 | 48.12 | 2 | 0
2030 | PJM_ROR_2_MISO_MI | PJM_ROR | MISO_MI | Internal | Shoulder | B14 | 900 | 1305 | 0 | 47.48 | 45.56 | 2 | 0
2030 | PJM_ROR_2_MISO_MI | PJM_ROR | MISO_MI | Internal | Shoulder | B15 | 1203 | 1305 | 0 | 45.09 | 43.62 | 2 | 0
2030 | PJM_ROR_2_MISO_MI | PJM_ROR | MISO_MI | Internal | Summer | B1 | 10 | 1305 | 0 | 745.19 | 743.21 | 2 | 0
2030 | PJM_ROR_2_MISO_MI | PJM_ROR | MISO_MI | Internal | Summer | B2 | 25 | 1305 | 0 | 741.19 | 739.19 | 2 | 0
2030 | PJM_ROR_2_MISO_MI | PJM_ROR | MISO_MI | Internal | Summer | B3 | 75 | 1305 | 1305 | 74.64 | 76.65 | 2 | 0.01
2030 | PJM_ROR_2_MISO_MI | PJM_ROR | MISO_MI | Internal | Summer | B4 | 100 | 1305 | 526.81 | 72.47 | 74.47 | 2 | 0
2030 | PJM_ROR_2_MISO_MI | PJM_ROR | MISO_MI | Internal | Summer | B5 | 200 | 1305 | 824.99 | 64.81 | 66.81 | 2 | 0
2030 | PJM_ROR_2_MISO_MI | PJM_ROR | MISO_MI | Internal | Summer | B6 | 300 | 1305 | 829.74 | 47.88 | 49.88 | 2 | 0
2030 | PJM_ROR_2_MISO_MI | PJM_ROR | MISO_MI | Internal | Summer | B7 | 400 | 1305 | 0 | 44.82 | 44.12 | 2 | 0
2030 | PJM_ROR_2_MISO_MI | PJM_ROR | MISO_MI | Internal | Summer | B8 | 500 | 1305 | 0 | 43.74 | 42.52 | 2 | 0
2030 | PJM_ROR_2_MISO_MI | PJM_ROR | MISO_MI | Internal | Summer | B9 | 800 | 1305 | 0 | 41.35 | 39.38 | 2 | 0
2030 | PJM_ROR_2_MISO_MI | PJM_ROR | MISO_MI | Internal | Summer | B10 | 1262 | 1305 | 0 | 37.42 | 36.87 | 2 | 0
2030 | PJM_ROR_2_MISO_MI | PJM_ROR | MISO_MI | Internal | Winter | B16 | 25 | 1305 | 0 | 58.68 | 60.67 | 2 | 0
2030 | PJM_ROR_2_MISO_MI | PJM_ROR | MISO_MI | Internal | Winter | B17 | 100 | 1305 | 0 | 56.25 | 55.66 | 2 | 0
2030 | PJM_ROR_2_MISO_MI | PJM_ROR | MISO_MI | Internal | Winter | B18 | 400 | 1305 | 0 | 51.35 | 50.76 | 2 | 0
2030 | PJM_ROR_2_MISO_MI | PJM_ROR | MISO_MI | Internal | Winter | B19 | 700 | 1305 | 0 | 48.86 | 47.57 | 2 | 0
2030 | PJM_ROR_2_MISO_MI | PJM_ROR | MISO_MI | Internal | Winter | B20 | 935 | 1305 | 0 | 42.21 | 41.05 | 2 | 0
2030 | PJM_ROR_2_MISO_MO-IL | PJM_ROR | MISO_MO-IL | Internal | Shoulder | B11 | 25 | 1111 | 1111 | 62.5 | 64.53 | 2 | 0.03
2030 | PJM_ROR_2_MISO_MO-IL | PJM_ROR | MISO_MO-IL | Internal | Shoulder | B12 | 200 | 1111 | 0 | 50.68 | 50.16 | 2 | 0
2030 | PJM_ROR_2_MISO_MO-IL | PJM_ROR | MISO_MO-IL | Internal | Shoulder | B13 | 600 | 1111 | 0 | 47.74 | 48.1 | 2 | 0
2030 | PJM_ROR_2_MISO_MO-IL | PJM_ROR | MISO_MO-IL | Internal | Shoulder | B14 | 900 | 1111 | 0 | 47.48 | 45.53 | 2 | 0
2030 | PJM_ROR_2_MISO_MO-IL | PJM_ROR | MISO_MO-IL | Internal | Shoulder | B15 | 1203 | 1111 | 0 | 45.09 | 43.6 | 2 | 0
2030 | PJM_ROR_2_MISO_MO-IL | PJM_ROR | MISO_MO-IL | Internal | Summer | B1 | 10 | 1111 | 0 | 745.19 | 743.19 | 2 | 0
2030 | PJM_ROR_2_MISO_MO-IL | PJM_ROR | MISO_MO-IL | Internal | Summer | B2 | 25 | 1111 | 0 | 741.19 | 739.19 | 2 | 0
2030 | PJM_ROR_2_MISO_MO-IL | PJM_ROR | MISO_MO-IL | Internal | Summer | B3 | 75 | 1111 | 0 | 74.64 | 76.63 | 2 | 0
2030 | PJM_ROR_2_MISO_MO-IL | PJM_ROR | MISO_MO-IL | Internal | Summer | B4 | 100 | 1111 | 1111 | 72.47 | 74.5 | 2 | 0.02
2030 | PJM_ROR_2_MISO_MO-IL | PJM_ROR | MISO_MO-IL | Internal | Summer | B5 | 200 | 1111 | 1111 | 64.81 | 66.84 | 2 | 0.02
2030 | PJM_ROR_2_MISO_MO-IL | PJM_ROR | MISO_MO-IL | Internal | Summer | B6 | 300 | 1111 | 417.66 | 47.88 | 49.88 | 2 | 0
2030 | PJM_ROR_2_MISO_MO-IL | PJM_ROR | MISO_MO-IL | Internal | Summer | B7 | 400 | 1111 | 0 | 44.82 | 44.1 | 2 | 0
2030 | PJM_ROR_2_MISO_MO-IL | PJM_ROR | MISO_MO-IL | Internal | Summer | B8 | 500 | 1111 | 0 | 43.74 | 42.5 | 2 | 0
2030 | PJM_ROR_2_MISO_MO-IL | PJM_ROR | MISO_MO-IL | Internal | Summer | B9 | 800 | 1111 | 0 | 41.35 | 39.35 | 2 | 0
2030 | PJM_ROR_2_MISO_MO-IL | PJM_ROR | MISO_MO-IL | Internal | Summer | B10 | 1262 | 1111 | 0 | 37.42 | 36.86 | 2 | 0
2030 | PJM_ROR_2_MISO_MO-IL | PJM_ROR | MISO_MO-IL | Internal | Winter | B16 | 25 | 1111 | 0 | 58.68 | 57.08 | 2 | 0
2030 | PJM_ROR_2_MISO_MO-IL | PJM_ROR | MISO_MO-IL | Internal | Winter | B17 | 100 | 1111 | 0 | 56.25 | 54.26 | 2 | 0
2030 | PJM_ROR_2_MISO_MO-IL | PJM_ROR | MISO_MO-IL | Internal | Winter | B18 | 400 | 1111 | 0 | 51.35 | 50.74 | 2 | 0
2030 | PJM_ROR_2_MISO_MO-IL | PJM_ROR | MISO_MO-IL | Internal | Winter | B19 | 700 | 1111 | 0 | 48.86 | 47.57 | 2 | 0
2030 | PJM_ROR_2_MISO_MO-IL | PJM_ROR | MISO_MO-IL | Internal | Winter | B20 | 935 | 1111 | 0 | 42.21 | 41.03 | 2 | 0
2030 | PJM_ROR_2_MISO_W | PJM_ROR | MISO_W | Internal | Shoulder | B11 | 25 | 709 | 709 | 62.5 | 64.52 | 2 | 0.02
2030 | PJM_ROR_2_MISO_W | PJM_ROR | MISO_W | Internal | Shoulder | B12 | 200 | 709 | 0 | 50.68 | 50.15 | 2 | 0
2030 | PJM_ROR_2_MISO_W | PJM_ROR | MISO_W | Internal | Shoulder | B13 | 600 | 709 | 0 | 47.74 | 48.09 | 2 | 0
2030 | PJM_ROR_2_MISO_W | PJM_ROR | MISO_W | Internal | Shoulder | B14 | 900 | 709 | 0 | 47.48 | 45.52 | 2 | 0
2030 | PJM_ROR_2_MISO_W | PJM_ROR | MISO_W | Internal | Shoulder | B15 | 1203 | 709 | 0 | 45.09 | 43.59 | 2 | 0
2030 | PJM_ROR_2_MISO_W | PJM_ROR | MISO_W | Internal | Summer | B1 | 10 | 709 | 0 | 745.19 | 743.18 | 2 | 0
2030 | PJM_ROR_2_MISO_W | PJM_ROR | MISO_W | Internal | Summer | B2 | 25 | 709 | 0 | 741.19 | 739.18 | 2 | 0
2030 | PJM_ROR_2_MISO_W | PJM_ROR | MISO_W | Internal | Summer | B3 | 75 | 709 | 709 | 74.64 | 76.65 | 2 | 0.01
2030 | PJM_ROR_2_MISO_W | PJM_ROR | MISO_W | Internal | Summer | B4 | 100 | 709 | 709 | 72.47 | 74.48 | 2 | 0.01
2030 | PJM_ROR_2_MISO_W | PJM_ROR | MISO_W | Internal | Summer | B5 | 200 | 709 | 709 | 64.81 | 67.84 | 2 | 1.02
2030 | PJM_ROR_2_MISO_W | PJM_ROR | MISO_W | Internal | Summer | B6 | 300 | 709 | 171.57 | 47.88 | 49.88 | 2 | 0
2030 | PJM_ROR_2_MISO_W | PJM_ROR | MISO_W | Internal | Summer | B7 | 400 | 709 | 0 | 44.82 | 44.09 | 2 | 0
2030 | PJM_ROR_2_MISO_W | PJM_ROR | MISO_W | Internal | Summer | B8 | 500 | 709 | 0 | 43.74 | 42.49 | 2 | 0
2030 | PJM_ROR_2_MISO_W | PJM_ROR | MISO_W | Internal | Summer | B9 | 800 | 709 | 0 | 41.35 | 39.37 | 2 | 0
2030 | PJM_ROR_2_MISO_W | PJM_ROR | MISO_W | Internal | Summer | B10 | 1262 | 709 | 0 | 37.42 | 36.85 | 2 | 0
2030 | PJM_ROR_2_MISO_W | PJM_ROR | MISO_W | Internal | Winter | B16 | 25 | 709 | 0 | 58.68 | 56.68 | 2 | 0
2030 | PJM_ROR_2_MISO_W | PJM_ROR | MISO_W | Internal | Winter | B17 | 100 | 709 | 0 | 56.25 | 54.25 | 2 | 0
2030 | PJM_ROR_2_MISO_W | PJM_ROR | MISO_W | Internal | Winter | B18 | 400 | 709 | 0 | 51.35 | 50.72 | 2 | 0
2030 | PJM_ROR_2_MISO_W | PJM_ROR | MISO_W | Internal | Winter | B19 | 700 | 709 | 0 | 48.86 | 47.57 | 2 | 0
2030 | PJM_ROR_2_MISO_W | PJM_ROR | MISO_W | Internal | Winter | B20 | 935 | 709 | 0 | 42.21 | 41.02 | 2 | 0
2030 | PJM_ROR_2_MISO_WUMS | PJM_ROR | MISO_WUMS | Internal | Shoulder | B11 | 25 | 1467 | 864.07 | 62.5 | 64.5 | 2 | 0
2030 | PJM_ROR_2_MISO_WUMS | PJM_ROR | MISO_WUMS | Internal | Shoulder | B12 | 200 | 1467 | 0 | 50.68 | 50.14 | 2 | 0
2030 | PJM_ROR_2_MISO_WUMS | PJM_ROR | MISO_WUMS | Internal | Shoulder | B13 | 600 | 1467 | 0 | 47.74 | 48.07 | 2 | 0
2030 | PJM_ROR_2_MISO_WUMS | PJM_ROR | MISO_WUMS | Internal | Shoulder | B14 | 900 | 1467 | 0 | 47.48 | 45.51 | 2 | 0
2030 | PJM_ROR_2_MISO_WUMS | PJM_ROR | MISO_WUMS | Internal | Shoulder | B15 | 1203 | 1467 | 0 | 45.09 | 43.6 | 2 | 0
2030 | PJM_ROR_2_MISO_WUMS | PJM_ROR | MISO_WUMS | Internal | Summer | B1 | 10 | 1467 | 0 | 745.19 | 743.16 | 2 | 0
2030 | PJM_ROR_2_MISO_WUMS | PJM_ROR | MISO_WUMS | Internal | Summer | B2 | 25 | 1467 | 0 | 741.19 | 739.16 | 2 | 0
2030 | PJM_ROR_2_MISO_WUMS | PJM_ROR | MISO_WUMS | Internal | Summer | B3 | 75 | 1467 | 336.05 | 74.64 | 76.64 | 2 | 0
2030 | PJM_ROR_2_MISO_WUMS | PJM_ROR | MISO_WUMS | Internal | Summer | B4 | 100 | 1467 | 213.11 | 72.47 | 74.47 | 2 | 0
2030 | PJM_ROR_2_MISO_WUMS | PJM_ROR | MISO_WUMS | Internal | Summer | B5 | 200 | 1467 | 445.2 | 64.81 | 66.81 | 2 | 0
2030 | PJM_ROR_2_MISO_WUMS | PJM_ROR | MISO_WUMS | Internal | Summer | B6 | 300 | 1467 | 0 | 47.88 | 49.87 | 2 | 0
2030 | PJM_ROR_2_MISO_WUMS | PJM_ROR | MISO_WUMS | Internal | Summer | B7 | 400 | 1467 | 0 | 44.82 | 43.66 | 2 | 0
2030 | PJM_ROR_2_MISO_WUMS | PJM_ROR | MISO_WUMS | Internal | Summer | B8 | 500 | 1467 | 0 | 43.74 | 42.5 | 2 | 0
2030 | PJM_ROR_2_MISO_WUMS | PJM_ROR | MISO_WUMS | Internal | Summer | B9 | 800 | 1467 | 0 | 41.35 | 39.38 | 2 | 0
2030 | PJM_ROR_2_MISO_WUMS | PJM_ROR | MISO_WUMS | Internal | Summer | B10 | 1262 | 1467 | 0 | 37.42 | 36.86 | 2 | 0
2030 | PJM_ROR_2_MISO_WUMS | PJM_ROR | MISO_WUMS | Internal | Winter | B16 | 25 | 1467 | 0 | 58.68 | 56.68 | 2 | 0
2030 | PJM_ROR_2_MISO_WUMS | PJM_ROR | MISO_WUMS | Internal | Winter | B17 | 100 | 1467 | 0 | 56.25 | 54.25 | 2 | 0
2030 | PJM_ROR_2_MISO_WUMS | PJM_ROR | MISO_WUMS | Internal | Winter | B18 | 400 | 1467 | 0 | 51.35 | 50.71 | 2 | 0
2030 | PJM_ROR_2_MISO_WUMS | PJM_ROR | MISO_WUMS | Internal | Winter | B19 | 700 | 1467 | 0 | 48.86 | 47.58 | 2 | 0
2030 | PJM_ROR_2_MISO_WUMS | PJM_ROR | MISO_WUMS | Internal | Winter | B20 | 935 | 1467 | 0 | 42.21 | 41.03 | 2 | 0
2030 | PJM_ROR_2_PJM_ROM | PJM_ROR | PJM_ROM | Internal | Shoulder | B11 | 25 | 8000 | 0 | 62.5 | 62.48 | 0.01 | 0
2030 | PJM_ROR_2_PJM_ROM | PJM_ROR | PJM_ROM | Internal | Shoulder | B12 | 200 | 8000 | 0 | 50.68 | 50.67 | 0.01 | 0
2030 | PJM_ROR_2_PJM_ROM | PJM_ROR | PJM_ROM | Internal | Shoulder | B13 | 600 | 8000 | 0 | 47.74 | 47.72 | 0.01 | 0
2030 | PJM_ROR_2_PJM_ROM | PJM_ROR | PJM_ROM | Internal | Shoulder | B14 | 900 | 8000 | 0 | 47.48 | 47.47 | 0.01 | 0
2030 | PJM_ROR_2_PJM_ROM | PJM_ROR | PJM_ROM | Internal | Shoulder | B15 | 1203 | 8000 | 1025.9 | 45.09 | 45.1 | 0.01 | 0
2030 | PJM_ROR_2_PJM_ROM | PJM_ROR | PJM_ROM | Internal | Summer | B1 | 10 | 8000 | 398.21 | 745.19 | 745.2 | 0.01 | 0
2030 | PJM_ROR_2_PJM_ROM | PJM_ROR | PJM_ROM | Internal | Summer | B2 | 25 | 8000 | 0 | 741.19 | 741.18 | 0.01 | 0
2030 | PJM_ROR_2_PJM_ROM | PJM_ROR | PJM_ROM | Internal | Summer | B3 | 75 | 8000 | 0 | 74.64 | 74.63 | 0.01 | 0
2030 | PJM_ROR_2_PJM_ROM | PJM_ROR | PJM_ROM | Internal | Summer | B4 | 100 | 8000 | 0 | 72.47 | 72.46 | 0.01 | 0
2030 | PJM_ROR_2_PJM_ROM | PJM_ROR | PJM_ROM | Internal | Summer | B5 | 200 | 8000 | 0 | 64.81 | 64.8 | 0.01 | 0
2030 | PJM_ROR_2_PJM_ROM | PJM_ROR | PJM_ROM | Internal | Summer | B6 | 300 | 8000 | 0 | 47.88 | 47.87 | 0.01 | 0
2030 | PJM_ROR_2_PJM_ROM | PJM_ROR | PJM_ROM | Internal | Summer | B7 | 400 | 8000 | 609.95 | 44.82 | 44.83 | 0.01 | 0
2030 | PJM_ROR_2_PJM_ROM | PJM_ROR | PJM_ROM | Internal | Summer | B8 | 500 | 8000 | 2450.84 | 43.74 | 43.75 | 0.01 | 0
2030 | PJM_ROR_2_PJM_ROM | PJM_ROR | PJM_ROM | Internal | Summer | B9 | 800 | 8000 | 1548.84 | 41.35 | 41.37 | 0.01 | 0
2030 | PJM_ROR_2_PJM_ROM | PJM_ROR | PJM_ROM | Internal | Summer | B10 | 1262 | 8000 | 3994.96 | 37.42 | 37.44 | 0.01 | 0
2030 | PJM_ROR_2_PJM_ROM | PJM_ROR | PJM_ROM | Internal | Winter | B16 | 25 | 8000 | 0 | 58.68 | 58.67 | 0.01 | 0
2030 | PJM_ROR_2_PJM_ROM | PJM_ROR | PJM_ROM | Internal | Winter | B17 | 100 | 8000 | 0 | 56.25 | 56.24 | 0.01 | 0
2030 | PJM_ROR_2_PJM_ROM | PJM_ROR | PJM_ROM | Internal | Winter | B18 | 400 | 8000 | 2839.54 | 51.35 | 51.36 | 0.01 | 0
2030 | PJM_ROR_2_PJM_ROM | PJM_ROR | PJM_ROM | Internal | Winter | B19 | 700 | 8000 | 4367.22 | 48.86 | 48.88 | 0.01 | 0
2030 | PJM_ROR_2_PJM_ROM | PJM_ROR | PJM_ROM | Internal | Winter | B20 | 935 | 8000 | 3660.65 | 42.21 | 42.22 | 0.01 | 0
2030 | PJM_ROR_2_TVA_Transmission | PJM_ROR | TVA_Transmission | Internal | Shoulder | B11 | 25 | 2500 | 0 | 62.5 | 68.18 | 6 | 0
2030 | PJM_ROR_2_TVA_Transmission | PJM_ROR | TVA_Transmission | Internal | Shoulder | B12 | 200 | 2500 | 0 | 50.68 | 53.64 | 6 | 0
2030 | PJM_ROR_2_TVA_Transmission | PJM_ROR | TVA_Transmission | Internal | Shoulder | B13 | 600 | 2500 | 0 | 47.74 | 51.69 | 6 | 0
2030 | PJM_ROR_2_TVA_Transmission | PJM_ROR | TVA_Transmission | Internal | Shoulder | B14 | 900 | 2500 | 0 | 47.48 | 51.55 | 6 | 0
2030 | PJM_ROR_2_TVA_Transmission | PJM_ROR | TVA_Transmission | Internal | Shoulder | B15 | 1203 | 2500 | 0 | 45.09 | 49.6 | 6 | 0
2030 | PJM_ROR_2_TVA_Transmission | PJM_ROR | TVA_Transmission | Internal | Summer | B1 | 10 | 2500 | 0 | 745.19 | 751.18 | 6 | 0
2030 | PJM_ROR_2_TVA_Transmission | PJM_ROR | TVA_Transmission | Internal | Summer | B2 | 25 | 2500 | 1728.3 | 741.19 | 747.19 | 6 | 0
2030 | PJM_ROR_2_TVA_Transmission | PJM_ROR | TVA_Transmission | Internal | Summer | B3 | 75 | 2500 | 1802.35 | 74.64 | 80.64 | 6 | 0
2030 | PJM_ROR_2_TVA_Transmission | PJM_ROR | TVA_Transmission | Internal | Summer | B4 | 100 | 2500 | 602.92 | 72.47 | 78.47 | 6 | 0
2030 | PJM_ROR_2_TVA_Transmission | PJM_ROR | TVA_Transmission | Internal | Summer | B5 | 200 | 2500 | 820.12 | 64.81 | 70.81 | 6 | 0
2030 | PJM_ROR_2_TVA_Transmission | PJM_ROR | TVA_Transmission | Internal | Summer | B6 | 300 | 2500 | 294.05 | 47.88 | 53.88 | 6 | 0
2030 | PJM_ROR_2_TVA_Transmission | PJM_ROR | TVA_Transmission | Internal | Summer | B7 | 400 | 2500 | 0 | 44.82 | 48.14 | 6 | 0
2030 | PJM_ROR_2_TVA_Transmission | PJM_ROR | TVA_Transmission | Internal | Summer | B8 | 500 | 2500 | 0 | 43.74 | 48.13 | 6 | 0
2030 | PJM_ROR_2_TVA_Transmission | PJM_ROR | TVA_Transmission | Internal | Summer | B9 | 800 | 2500 | 22.99 | 41.35 | 47.35 | 6 | 0
2030 | PJM_ROR_2_TVA_Transmission | PJM_ROR | TVA_Transmission | Internal | Summer | B10 | 1262 | 2500 | 0 | 37.42 | 41.84 | 6 | 0
2030 | PJM_ROR_2_TVA_Transmission | PJM_ROR | TVA_Transmission | Internal | Winter | B16 | 25 | 2500 | 2092.42 | 58.68 | 64.68 | 6 | 0
2030 | PJM_ROR_2_TVA_Transmission | PJM_ROR | TVA_Transmission | Internal | Winter | B17 | 100 | 2500 | 0 | 56.25 | 57.91 | 6 | 0
2030 | PJM_ROR_2_TVA_Transmission | PJM_ROR | TVA_Transmission | Internal | Winter | B18 | 400 | 2500 | 0 | 51.35 | 54.11 | 6 | 0
2030 | PJM_ROR_2_TVA_Transmission | PJM_ROR | TVA_Transmission | Internal | Winter | B19 | 700 | 2500 | 0 | 48.86 | 52.83 | 6 | 0
2030 | PJM_ROR_2_TVA_Transmission | PJM_ROR | TVA_Transmission | Internal | Winter | B20 | 935 | 2500 | 817.81 | 42.21 | 48.21 | 6 | 0
2030 | PJM_ROR_2_VACAR | PJM_ROR | VACAR | Internal | Shoulder | B11 | 25 | 3000 | 3000 | 62.5 | 69.56 | 6 | 1.07
2030 | PJM_ROR_2_VACAR | PJM_ROR | VACAR | Internal | Shoulder | B12 | 200 | 3000 | 3000 | 50.68 | 56.98 | 6 | 0.3
2030 | PJM_ROR_2_VACAR | PJM_ROR | VACAR | Internal | Shoulder | B13 | 600 | 3000 | 3000 | 47.74 | 53.88 | 6 | 0.14
2030 | PJM_ROR_2_VACAR | PJM_ROR | VACAR | Internal | Shoulder | B14 | 900 | 3000 | 2705.94 | 47.48 | 53.48 | 6 | 0
2030 | PJM_ROR_2_VACAR | PJM_ROR | VACAR | Internal | Shoulder | B15 | 1203 | 3000 | 0 | 45.09 | 50.39 | 6 | 0
2030 | PJM_ROR_2_VACAR | PJM_ROR | VACAR | Internal | Summer | B1 | 10 | 3000 | 490.72 | 745.19 | 751.19 | 6 | 0
2030 | PJM_ROR_2_VACAR | PJM_ROR | VACAR | Internal | Summer | B2 | 25 | 3000 | 2843.7 | 741.19 | 747.19 | 6 | 0
2030 | PJM_ROR_2_VACAR | PJM_ROR | VACAR | Internal | Summer | B3 | 75 | 3000 | 3000 | 74.64 | 85.75 | 6 | 5.11
2030 | PJM_ROR_2_VACAR | PJM_ROR | VACAR | Internal | Summer | B4 | 100 | 3000 | 3000 | 72.47 | 85.75 | 6 | 7.27
2030 | PJM_ROR_2_VACAR | PJM_ROR | VACAR | Internal | Summer | B5 | 200 | 3000 | 3000 | 64.81 | 79.81 | 6 | 9
2030 | PJM_ROR_2_VACAR | PJM_ROR | VACAR | Internal | Summer | B6 | 300 | 3000 | 3000 | 47.88 | 60.59 | 6 | 6.71
2030 | PJM_ROR_2_VACAR | PJM_ROR | VACAR | Internal | Summer | B7 | 400 | 3000 | 3000 | 44.82 | 54.62 | 6 | 3.8
2030 | PJM_ROR_2_VACAR | PJM_ROR | VACAR | Internal | Summer | B8 | 500 | 3000 | 2819.16 | 43.74 | 49.74 | 6 | 0
2030 | PJM_ROR_2_VACAR | PJM_ROR | VACAR | Internal | Summer | B9 | 800 | 3000 | 3000 | 41.35 | 47.46 | 6 | 0.11
2030 | PJM_ROR_2_VACAR | PJM_ROR | VACAR | Internal | Summer | B10 | 1262 | 3000 | 3000 | 37.42 | 43.67 | 6 | 0.24
2030 | PJM_ROR_2_VACAR | PJM_ROR | VACAR | Internal | Winter | B16 | 25 | 3000 | 3000 | 58.68 | 75.12 | 6 | 10.44
2030 | PJM_ROR_2_VACAR | PJM_ROR | VACAR | Internal | Winter | B17 | 100 | 3000 | 2695.98 | 56.25 | 62.25 | 6 | 0
2030 | PJM_ROR_2_VACAR | PJM_ROR | VACAR | Internal | Winter | B18 | 400 | 3000 | 993.73 | 51.35 | 57.35 | 6 | 0
2030 | PJM_ROR_2_VACAR | PJM_ROR | VACAR | Internal | Winter | B19 | 700 | 3000 | 0 | 48.86 | 53.9 | 6 | 0
2030 | PJM_ROR_2_VACAR | PJM_ROR | VACAR | Internal | Winter | B20 | 935 | 3000 | 0 | 42.21 | 48.12 | 6 | 0
2030 | PJM_ROM_2_NYISO_A-F | PJM_ROM | NYISO_A-F | Internal | Shoulder | B11 | 25 | 2000 | 0 | 62.48 | 47.21 | 6 | 0
2030 | PJM_ROM_2_NYISO_A-F | PJM_ROM | NYISO_A-F | Internal | Shoulder | B12 | 200 | 2000 | 0 | 50.67 | 44.67 | 6 | 0
2030 | PJM_ROM_2_NYISO_A-F | PJM_ROM | NYISO_A-F | Internal | Shoulder | B13 | 600 | 2000 | 0 | 47.72 | 44.66 | 6 | 0
2030 | PJM_ROM_2_NYISO_A-F | PJM_ROM | NYISO_A-F | Internal | Shoulder | B14 | 900 | 2000 | 0 | 47.47 | 44.66 | 6 | 0
2030 | PJM_ROM_2_NYISO_A-F | PJM_ROM | NYISO_A-F | Internal | Shoulder | B15 | 1203 | 2000 | 0 | 45.1 | 44.66 | 6 | 0
2030 | PJM_ROM_2_NYISO_A-F | PJM_ROM | NYISO_A-F | Internal | Summer | B1 | 10 | 2000 | 0 | 745.2 | 96.87 | 6 | 0
2030 | PJM_ROM_2_NYISO_A-F | PJM_ROM | NYISO_A-F | Internal | Summer | B2 | 25 | 2000 | 0 | 741.18 | 96.87 | 6 | 0
2030 | PJM_ROM_2_NYISO_A-F | PJM_ROM | NYISO_A-F | Internal | Summer | B3 | 75 | 2000 | 0 | 74.63 | 60.29 | 6 | 0
2030 | PJM_ROM_2_NYISO_A-F | PJM_ROM | NYISO_A-F | Internal | Summer | B4 | 100 | 2000 | 0 | 72.46 | 50.33 | 6 | 0
2030 | PJM_ROM_2_NYISO_A-F | PJM_ROM | NYISO_A-F | Internal | Summer | B5 | 200 | 2000 | 0 | 64.8 | 45.88 | 6 | 0
2030 | PJM_ROM_2_NYISO_A-F | PJM_ROM | NYISO_A-F | Internal | Summer | B6 | 300 | 2000 | 0 | 47.87 | 43.82 | 6 | 0
2030 | PJM_ROM_2_NYISO_A-F | PJM_ROM | NYISO_A-F | Internal | Summer | B7 | 400 | 2000 | 0 | 44.83 | 43.81 | 6 | 0
2030 | PJM_ROM_2_NYISO_A-F | PJM_ROM | NYISO_A-F | Internal | Summer | B8 | 500 | 2000 | 0 | 43.75 | 43.44 | 6 | 0
2030 | PJM_ROM_2_NYISO_A-F | PJM_ROM | NYISO_A-F | Internal | Summer | B9 | 800 | 2000 | 0 | 41.37 | 43.44 | 6 | 0
2030 | PJM_ROM_2_NYISO_A-F | PJM_ROM | NYISO_A-F | Internal | Summer | B10 | 1262 | 2000 | 131.08 | 37.44 | 43.44 | 6 | 0
2030 | PJM_ROM_2_NYISO_A-F | PJM_ROM | NYISO_A-F | Internal | Winter | B16 | 25 | 2000 | 0 | 58.67 | 49.89 | 6 | 0
2030 | PJM_ROM_2_NYISO_A-F | PJM_ROM | NYISO_A-F | Internal | Winter | B17 | 100 | 2000 | 0 | 56.24 | 48.24 | 6 | 0
2030 | PJM_ROM_2_NYISO_A-F | PJM_ROM | NYISO_A-F | Internal | Winter | B18 | 400 | 2000 | 0 | 51.36 | 48.22 | 6 | 0
2030 | PJM_ROM_2_NYISO_A-F | PJM_ROM | NYISO_A-F | Internal | Winter | B19 | 700 | 2000 | 0 | 48.88 | 48.22 | 6 | 0
2030 | PJM_ROM_2_NYISO_A-F | PJM_ROM | NYISO_A-F | Internal | Winter | B20 | 935 | 2000 | 44.22 | 42.22 | 48.22 | 6 | 0
2030 | PJM_ROM_2_PJM_E | PJM_ROM | PJM_E | Internal | Shoulder | B11 | 25 | 8000 | 0 | 62.48 | 62.47 | 0.01 | 0
2030 | PJM_ROM_2_PJM_E | PJM_ROM | PJM_E | Internal | Shoulder | B12 | 200 | 8000 | 0 | 50.67 | 50.66 | 0.01 | 0
2030 | PJM_ROM_2_PJM_E | PJM_ROM | PJM_E | Internal | Shoulder | B13 | 600 | 8000 | 0 | 47.72 | 47.71 | 0.01 | 0
2030 | PJM_ROM_2_PJM_E | PJM_ROM | PJM_E | Internal | Shoulder | B14 | 900 | 8000 | 0 | 47.47 | 47.46 | 0.01 | 0
2030 | PJM_ROM_2_PJM_E | PJM_ROM | PJM_E | Internal | Shoulder | B15 | 1203 | 8000 | 0 | 45.1 | 45.09 | 0.01 | 0
2030 | PJM_ROM_2_PJM_E | PJM_ROM | PJM_E | Internal | Summer | B1 | 10 | 8000 | 1600.08 | 745.2 | 745.21 | 0.01 | 0
2030 | PJM_ROM_2_PJM_E | PJM_ROM | PJM_E | Internal | Summer | B2 | 25 | 8000 | 462.5 | 741.18 | 741.19 | 0.01 | 0
2030 | PJM_ROM_2_PJM_E | PJM_ROM | PJM_E | Internal | Summer | B3 | 75 | 8000 | 0 | 74.63 | 74.62 | 0.01 | 0
2030 | PJM_ROM_2_PJM_E | PJM_ROM | PJM_E | Internal | Summer | B4 | 100 | 8000 | 0 | 72.46 | 72.45 | 0.01 | 0
2030 | PJM_ROM_2_PJM_E | PJM_ROM | PJM_E | Internal | Summer | B5 | 200 | 8000 | 0 | 64.8 | 64.79 | 0.01 | 0
2030 | PJM_ROM_2_PJM_E | PJM_ROM | PJM_E | Internal | Summer | B6 | 300 | 8000 | 0 | 47.87 | 47.86 | 0.01 | 0
2030 | PJM_ROM_2_PJM_E | PJM_ROM | PJM_E | Internal | Summer | B7 | 400 | 8000 | 1740.7 | 44.83 | 44.84 | 0.01 | 0
2030 | PJM_ROM_2_PJM_E | PJM_ROM | PJM_E | Internal | Summer | B8 | 500 | 8000 | 1372.03 | 43.75 | 43.76 | 0.01 | 0
2030 | PJM_ROM_2_PJM_E | PJM_ROM | PJM_E | Internal | Summer | B9 | 800 | 8000 | 1473.33 | 41.37 | 41.38 | 0.01 | 0
2030 | PJM_ROM_2_PJM_E | PJM_ROM | PJM_E | Internal | Summer | B10 | 1262 | 8000 | 2828.05 | 37.44 | 37.45 | 0.01 | 0
2030 | PJM_ROM_2_PJM_E | PJM_ROM | PJM_E | Internal | Winter | B16 | 25 | 8000 | 0 | 58.67 | 58.65 | 0.01 | 0
2030 | PJM_ROM_2_PJM_E | PJM_ROM | PJM_E | Internal | Winter | B17 | 100 | 8000 | 0 | 56.24 | 56.23 | 0.01 | 0
2030 | PJM_ROM_2_PJM_E | PJM_ROM | PJM_E | Internal | Winter | B18 | 400 | 8000 | 1816.58 | 51.36 | 51.38 | 0.01 | 0
2030 | PJM_ROM_2_PJM_E | PJM_ROM | PJM_E | Internal | Winter | B19 | 700 | 8000 | 3859.45 | 48.88 | 48.89 | 0.01 | 0
2030 | PJM_ROM_2_PJM_E | PJM_ROM | PJM_E | Internal | Winter | B20 | 935 | 8000 | 2727.77 | 42.22 | 42.23 | 0.01 | 0
2030 | PJM_ROM_2_PJM_ROR | PJM_ROM | PJM_ROR | Internal | Shoulder | B11 | 25 | 8000 | 5870.98 | 62.48 | 62.5 | 0.01 | 0
2030 | PJM_ROM_2_PJM_ROR | PJM_ROM | PJM_ROR | Internal | Shoulder | B12 | 200 | 8000 | 3182.73 | 50.67 | 50.68 | 0.01 | 0
2030 | PJM_ROM_2_PJM_ROR | PJM_ROM | PJM_ROR | Internal | Shoulder | B13 | 600 | 8000 | 1518.06 | 47.72 | 47.74 | 0.01 | 0
2030 | PJM_ROM_2_PJM_ROR | PJM_ROM | PJM_ROR | Internal | Shoulder | B14 | 900 | 8000 | 1370.58 | 47.47 | 47.48 | 0.01 | 0
2030 | PJM_ROM_2_PJM_ROR | PJM_ROM | PJM_ROR | Internal | Shoulder | B15 | 1203 | 8000 | 0 | 45.1 | 45.09 | 0.01 | 0
2030 | PJM_ROM_2_PJM_ROR | PJM_ROM | PJM_ROR | Internal | Summer | B1 | 10 | 8000 | 0 | 745.2 | 745.19 | 0.01 | 0
2030 | PJM_ROM_2_PJM_ROR | PJM_ROM | PJM_ROR | Internal | Summer | B2 | 25 | 8000 | 1052.67 | 741.18 | 741.19 | 0.01 | 0
2030 | PJM_ROM_2_PJM_ROR | PJM_ROM | PJM_ROR | Internal | Summer | B3 | 75 | 8000 | 3131.78 | 74.63 | 74.64 | 0.01 | 0
2030 | PJM_ROM_2_PJM_ROR | PJM_ROM | PJM_ROR | Internal | Summer | B4 | 100 | 8000 | 6519.86 | 72.46 | 72.47 | 0.01 | 0
2030 | PJM_ROM_2_PJM_ROR | PJM_ROM | PJM_ROR | Internal | Summer | B5 | 200 | 8000 | 4611.1 | 64.8 | 64.81 | 0.01 | 0
2030 | PJM_ROM_2_PJM_ROR | PJM_ROM | PJM_ROR | Internal | Summer | B6 | 300 | 8000 | 1251.7 | 47.87 | 47.88 | 0.01 | 0
2030 | PJM_ROM_2_PJM_ROR | PJM_ROM | PJM_ROR | Internal | Summer | B7 | 400 | 8000 | 0 | 44.83 | 44.82 | 0.01 | 0
2030 | PJM_ROM_2_PJM_ROR | PJM_ROM | PJM_ROR | Internal | Summer | B8 | 500 | 8000 | 0 | 43.75 | 43.74 | 0.01 | 0
2030 | PJM_ROM_2_PJM_ROR | PJM_ROM | PJM_ROR | Internal | Summer | B9 | 800 | 8000 | 0 | 41.37 | 41.35 | 0.01 | 0
2030 | PJM_ROM_2_PJM_ROR | PJM_ROM | PJM_ROR | Internal | Summer | B10 | 1262 | 8000 | 0 | 37.44 | 37.42 | 0.01 | 0
2030 | PJM_ROM_2_PJM_ROR | PJM_ROM | PJM_ROR | Internal | Winter | B16 | 25 | 8000 | 3174.13 | 58.67 | 58.68 | 0.01 | 0
2030 | PJM_ROM_2_PJM_ROR | PJM_ROM | PJM_ROR | Internal | Winter | B17 | 100 | 8000 | 398.94 | 56.24 | 56.25 | 0.01 | 0
2030 | PJM_ROM_2_PJM_ROR | PJM_ROM | PJM_ROR | Internal | Winter | B18 | 400 | 8000 | 0 | 51.36 | 51.35 | 0.01 | 0
2030 | PJM_ROM_2_PJM_ROR | PJM_ROM | PJM_ROR | Internal | Winter | B19 | 700 | 8000 | 0 | 48.88 | 48.86 | 0.01 | 0
2030 | PJM_ROM_2_PJM_ROR | PJM_ROM | PJM_ROR | Internal | Winter | B20 | 935 | 8000 | 0 | 42.22 | 42.21 | 0.01 | 0
2030 | SOCO_2_ENT | SOCO | ENT | Internal | Shoulder | B11 | 25 | 2400 | 0 | 76.56 | 68.56 | 10 | 0
2030 | SOCO_2_ENT | SOCO | ENT | Internal | Shoulder | B12 | 200 | 2400 | 0 | 50.12 | 50.17 | 10 | 0
2030 | SOCO_2_ENT | SOCO | ENT | Internal | Shoulder | B13 | 600 | 2400 | 0 | 50.12 | 49.81 | 10 | 0
2030 | SOCO_2_ENT | SOCO | ENT | Internal | Shoulder | B14 | 900 | 2400 | 0 | 50.12 | 49.81 | 10 | 0
2030 | SOCO_2_ENT | SOCO | ENT | Internal | Shoulder | B15 | 1203 | 2400 | 0 | 50.12 | 48.17 | 10 | 0
2030 | SOCO_2_ENT | SOCO | ENT | Internal | Summer | B1 | 10 | 2400 | 0 | 751.19 | 751.19 | 10 | 0
2030 | SOCO_2_ENT | SOCO | ENT | Internal | Summer | B2 | 25 | 2400 | 0 | 751.19 | 747.19 | 10 | 0
2030 | SOCO_2_ENT | SOCO | ENT | Internal | Summer | B3 | 75 | 2400 | 0 | 89.64 | 82.5 | 10 | 0
2030 | SOCO_2_ENT | SOCO | ENT | Internal | Summer | B4 | 100 | 2400 | 0 | 83.67 | 82.5 | 10 | 0
2030 | SOCO_2_ENT | SOCO | ENT | Internal | Summer | B5 | 200 | 2400 | 0 | 79.81 | 71.81 | 10 | 0
2030 | SOCO_2_ENT | SOCO | ENT | Internal | Summer | B6 | 300 | 2400 | 0 | 62.88 | 48.89 | 10 | 0
2030 | SOCO_2_ENT | SOCO | ENT | Internal | Summer | B7 | 400 | 2400 | 0 | 57.14 | 48.58 | 10 | 0
2030 | SOCO_2_ENT | SOCO | ENT | Internal | Summer | B8 | 500 | 2400 | 0 | 50.38 | 48.23 | 10 | 0
2030 | SOCO_2_ENT | SOCO | ENT | Internal | Summer | B9 | 800 | 2400 | 0 | 48.64 | 47.35 | 10 | 0
2030 | SOCO_2_ENT | SOCO | ENT | Internal | Summer | B10 | 1262 | 2400 | 0 | 48.64 | 46.65 | 10 | 0
2030 | SOCO_2_ENT | SOCO | ENT | Internal | Winter | B16 | 25 | 2400 | 0 | 72.67 | 56.68 | 10 | 0
2030 | SOCO_2_ENT | SOCO | ENT | Internal | Winter | B17 | 100 | 2400 | 0 | 53.17 | 52.92 | 10 | 0
2030 | SOCO_2_ENT | SOCO | ENT | Internal | Winter | B18 | 400 | 2400 | 0 | 53.17 | 52.92 | 10 | 0
2030 | SOCO_2_ENT | SOCO | ENT | Internal | Winter | B19 | 700 | 2400 | 0 | 53.17 | 51.17 | 10 | 0
2030 | SOCO_2_ENT | SOCO | ENT | Internal | Winter | B20 | 935 | 2400 | 0 | 52.42 | 51.17 | 10 | 0
2030 | SOCO_2_FRCC | SOCO | FRCC | Internal | Shoulder | B11 | 25 | 3700 | 3700 | 76.56 | 91.16 | 10 | 4.6
2030 | SOCO_2_FRCC | SOCO | FRCC | Internal | Shoulder | B12 | 200 | 3700 | 2994.87 | 50.12 | 60.12 | 10 | 0
2030 | SOCO_2_FRCC | SOCO | FRCC | Internal | Shoulder | B13 | 600 | 3700 | 456.81 | 50.12 | 60.12 | 10 | 0
2030 | SOCO_2_FRCC | SOCO | FRCC | Internal | Shoulder | B14 | 900 | 3700 | 0 | 50.12 | 57.72 | 10 | 0
2030 | SOCO_2_FRCC | SOCO | FRCC | Internal | Shoulder | B15 | 1203 | 3700 | 0 | 50.12 | 55.34 | 10 | 0
2030 | SOCO_2_FRCC | SOCO | FRCC | Internal | Summer | B1 | 10 | 3700 | 0 | 751.19 | 751.19 | 10 | 0
2030 | SOCO_2_FRCC | SOCO | FRCC | Internal | Summer | B2 | 25 | 3700 | 0 | 751.19 | 751.19 | 10 | 0
2030 | SOCO_2_FRCC | SOCO | FRCC | Internal | Summer | B3 | 75 | 3700 | 375.07 | 89.64 | 99.64 | 10 | 0
2030 | SOCO_2_FRCC | SOCO | FRCC | Internal | Summer | B4 | 100 | 3700 | 0 | 83.67 | 89.81 | 10 | 0
2030 | SOCO_2_FRCC | SOCO | FRCC | Internal | Summer | B5 | 200 | 3700 | 2007.43 | 79.81 | 89.81 | 10 | 0
2030 | SOCO_2_FRCC | SOCO | FRCC | Internal | Summer | B6 | 300 | 3700 | 3700 | 62.88 | 88.14 | 10 | 15.26
2030 | SOCO_2_FRCC | SOCO | FRCC | Internal | Summer | B7 | 400 | 3700 | 3438.08 | 57.14 | 67.14 | 10 | 0
2030 | SOCO_2_FRCC | SOCO | FRCC | Internal | Summer | B8 | 500 | 3700 | 2489.9 | 50.38 | 60.38 | 10 | 0
2030 | SOCO_2_FRCC | SOCO | FRCC | Internal | Summer | B9 | 800 | 3700 | 0 | 48.64 | 56.82 | 10 | 0
2030 | SOCO_2_FRCC | SOCO | FRCC | Internal | Summer | B10 | 1262 | 3700 | 0 | 48.64 | 54.47 | 10 | 0
2030 | SOCO_2_FRCC | SOCO | FRCC | Internal | Winter | B16 | 25 | 3700 | 3700 | 72.67 | 93.28 | 10 | 10.61
2030 | SOCO_2_FRCC | SOCO | FRCC | Internal | Winter | B17 | 100 | 3700 | 2373.94 | 53.17 | 63.17 | 10 | 0
2030 | SOCO_2_FRCC | SOCO | FRCC | Internal | Winter | B18 | 400 | 3700 | 0 | 53.17 | 61.86 | 10 | 0
2030 | SOCO_2_FRCC | SOCO | FRCC | Internal | Winter | B19 | 700 | 3700 | 0 | 53.17 | 60.39 | 10 | 0
2030 | SOCO_2_FRCC | SOCO | FRCC | Internal | Winter | B20 | 935 | 3700 | 0 | 52.42 | 57.89 | 10 | 0
2030 | SOCO_2_VACAR | SOCO | VACAR | Internal | Shoulder | B11 | 25 | 2000 | 0 | 76.56 | 69.56 | 10 | 0
2030 | SOCO_2_VACAR | SOCO | VACAR | Internal | Shoulder | B12 | 200 | 2000 | 0 | 50.12 | 56.98 | 10 | 0
2030 | SOCO_2_VACAR | SOCO | VACAR | Internal | Shoulder | B13 | 600 | 2000 | 0 | 50.12 | 53.88 | 10 | 0
2030 | SOCO_2_VACAR | SOCO | VACAR | Internal | Shoulder | B14 | 900 | 2000 | 0 | 50.12 | 53.48 | 10 | 0
2030 | SOCO_2_VACAR | SOCO | VACAR | Internal | Shoulder | B15 | 1203 | 2000 | 0 | 50.12 | 50.39 | 10 | 0
2030 | SOCO_2_VACAR | SOCO | VACAR | Internal | Summer | B1 | 10 | 2000 | 0 | 751.19 | 751.19 | 10 | 0
2030 | SOCO_2_VACAR | SOCO | VACAR | Internal | Summer | B2 | 25 | 2000 | 0 | 751.19 | 747.19 | 10 | 0
2030 | SOCO_2_VACAR | SOCO | VACAR | Internal | Summer | B3 | 75 | 2000 | 0 | 89.64 | 85.75 | 10 | 0
2030 | SOCO_2_VACAR | SOCO | VACAR | Internal | Summer | B4 | 100 | 2000 | 0 | 83.67 | 85.75 | 10 | 0
2030 | SOCO_2_VACAR | SOCO | VACAR | Internal | Summer | B5 | 200 | 2000 | 0 | 79.81 | 79.81 | 10 | 0
2030 | SOCO_2_VACAR | SOCO | VACAR | Internal | Summer | B6 | 300 | 2000 | 0 | 62.88 | 60.59 | 10 | 0
2030 | SOCO_2_VACAR | SOCO | VACAR | Internal | Summer | B7 | 400 | 2000 | 0 | 57.14 | 54.62 | 10 | 0
2030 | SOCO_2_VACAR | SOCO | VACAR | Internal | Summer | B8 | 500 | 2000 | 0 | 50.38 | 49.74 | 10 | 0
2030 | SOCO_2_VACAR | SOCO | VACAR | Internal | Summer | B9 | 800 | 2000 | 0 | 48.64 | 47.46 | 10 | 0
2030 | SOCO_2_VACAR | SOCO | VACAR | Internal | Summer | B10 | 1262 | 2000 | 0 | 48.64 | 43.67 | 10 | 0
2030 | SOCO_2_VACAR | SOCO | VACAR | Internal | Winter | B16 | 25 | 2000 | 0 | 72.67 | 75.12 | 10 | 0
2030 | SOCO_2_VACAR | SOCO | VACAR | Internal | Winter | B17 | 100 | 2000 | 0 | 53.17 | 62.25 | 10 | 0
2030 | SOCO_2_VACAR | SOCO | VACAR | Internal | Winter | B18 | 400 | 2000 | 0 | 53.17 | 57.35 | 10 | 0
2030 | SOCO_2_VACAR | SOCO | VACAR | Internal | Winter | B19 | 700 | 2000 | 0 | 53.17 | 53.9 | 10 | 0
2030 | SOCO_2_VACAR | SOCO | VACAR | Internal | Winter | B20 | 935 | 2000 | 0 | 52.42 | 48.12 | 10 | 0
2030 | SPP_N_2_ENT | SPP_N | ENT | Internal | Shoulder | B11 | 25 | 1800 | 0 | 71.52 | 68.56 | 5 | 0
2030 | SPP_N_2_ENT | SPP_N | ENT | Internal | Shoulder | B12 | 200 | 1800 | 0 | 50.16 | 50.17 | 5 | 0
2030 | SPP_N_2_ENT | SPP_N | ENT | Internal | Shoulder | B13 | 600 | 1800 | 0 | 48.1 | 49.81 | 5 | 0
2030 | SPP_N_2_ENT | SPP_N | ENT | Internal | Shoulder | B14 | 900 | 1800 | 0 | 48.1 | 49.81 | 5 | 0
2030 | SPP_N_2_ENT | SPP_N | ENT | Internal | Shoulder | B15 | 1203 | 1800 | 0 | 47.97 | 48.17 | 5 | 0
2030 | SPP_N_2_ENT | SPP_N | ENT | Internal | Summer | B1 | 10 | 1800 | 0 | 750.18 | 751.19 | 5 | 0
2030 | SPP_N_2_ENT | SPP_N | ENT | Internal | Summer | B2 | 25 | 1800 | 0 | 746.18 | 747.19 | 5 | 0
2030 | SPP_N_2_ENT | SPP_N | ENT | Internal | Summer | B3 | 75 | 1800 | 0 | 83.65 | 82.5 | 5 | 0
2030 | SPP_N_2_ENT | SPP_N | ENT | Internal | Summer | B4 | 100 | 1800 | 0 | 81.48 | 82.5 | 5 | 0
2030 | SPP_N_2_ENT | SPP_N | ENT | Internal | Summer | B5 | 200 | 1800 | 0 | 74.84 | 71.81 | 5 | 0
2030 | SPP_N_2_ENT | SPP_N | ENT | Internal | Summer | B6 | 300 | 1800 | 0 | 56.88 | 48.89 | 5 | 0
2030 | SPP_N_2_ENT | SPP_N | ENT | Internal | Summer | B7 | 400 | 1800 | 0 | 48.57 | 48.58 | 5 | 0
2030 | SPP_N_2_ENT | SPP_N | ENT | Internal | Summer | B8 | 500 | 1800 | 0 | 47.72 | 48.23 | 5 | 0
2030 | SPP_N_2_ENT | SPP_N | ENT | Internal | Summer | B9 | 800 | 1800 | 0 | 46.37 | 47.35 | 5 | 0
2030 | SPP_N_2_ENT | SPP_N | ENT | Internal | Summer | B10 | 1262 | 1800 | 0 | 43.85 | 46.65 | 5 | 0
2030 | SPP_N_2_ENT | SPP_N | ENT | Internal | Winter | B16 | 25 | 1800 | 0 | 56.69 | 56.68 | 5 | 0
2030 | SPP_N_2_ENT | SPP_N | ENT | Internal | Winter | B17 | 100 | 1800 | 0 | 51.29 | 52.92 | 5 | 0
2030 | SPP_N_2_ENT | SPP_N | ENT | Internal | Winter | B18 | 400 | 1800 | 0 | 51.17 | 52.92 | 5 | 0
2030 | SPP_N_2_ENT | SPP_N | ENT | Internal | Winter | B19 | 700 | 1800 | 0 | 51.17 | 51.17 | 5 | 0
2030 | SPP_N_2_ENT | SPP_N | ENT | Internal | Winter | B20 | 935 | 1800 | 504.74 | 46.17 | 51.17 | 5 | 0
2030 | SPP_N_2_MISO_MO-IL | SPP_N | MISO_MO-IL | Internal | Shoulder | B11 | 25 | 2000 | 0 | 71.52 | 64.53 | 5 | 0
2030 | SPP_N_2_MISO_MO-IL | SPP_N | MISO_MO-IL | Internal | Shoulder | B12 | 200 | 2000 | 0 | 50.16 | 50.16 | 5 | 0
2030 | SPP_N_2_MISO_MO-IL | SPP_N | MISO_MO-IL | Internal | Shoulder | B13 | 600 | 2000 | 0 | 48.1 | 48.1 | 5 | 0
2030 | SPP_N_2_MISO_MO-IL | SPP_N | MISO_MO-IL | Internal | Shoulder | B14 | 900 | 2000 | 0 | 48.1 | 45.53 | 5 | 0
2030 | SPP_N_2_MISO_MO-IL | SPP_N | MISO_MO-IL | Internal | Shoulder | B15 | 1203 | 2000 | 0 | 47.97 | 43.6 | 5 | 0
2030 | SPP_N_2_MISO_MO-IL | SPP_N | MISO_MO-IL | Internal | Summer | B1 | 10 | 2000 | 0 | 750.18 | 743.19 | 5 | 0
2030 | SPP_N_2_MISO_MO-IL | SPP_N | MISO_MO-IL | Internal | Summer | B2 | 25 | 2000 | 0 | 746.18 | 739.19 | 5 | 0
2030 | SPP_N_2_MISO_MO-IL | SPP_N | MISO_MO-IL | Internal | Summer | B3 | 75 | 2000 | 0 | 83.65 | 76.63 | 5 | 0
2030 | SPP_N_2_MISO_MO-IL | SPP_N | MISO_MO-IL | Internal | Summer | B4 | 100 | 2000 | 0 | 81.48 | 74.5 | 5 | 0
2030 | SPP_N_2_MISO_MO-IL | SPP_N | MISO_MO-IL | Internal | Summer | B5 | 200 | 2000 | 0 | 74.84 | 66.84 | 5 | 0
2030 | SPP_N_2_MISO_MO-IL | SPP_N | MISO_MO-IL | Internal | Summer | B6 | 300 | 2000 | 0 | 56.88 | 49.88 | 5 | 0
2030 | SPP_N_2_MISO_MO-IL | SPP_N | MISO_MO-IL | Internal | Summer | B7 | 400 | 2000 | 0 | 48.57 | 44.1 | 5 | 0
2030 | SPP_N_2_MISO_MO-IL | SPP_N | MISO_MO-IL | Internal | Summer | B8 | 500 | 2000 | 0 | 47.72 | 42.5 | 5 | 0
2030 | SPP_N_2_MISO_MO-IL | SPP_N | MISO_MO-IL | Internal | Summer | B9 | 800 | 2000 | 0 | 46.37 | 39.35 | 5 | 0
2030 | SPP_N_2_MISO_MO-IL | SPP_N | MISO_MO-IL | Internal | Summer | B10 | 1262 | 2000 | 0 | 43.85 | 36.86 | 5 | 0
2030 | SPP_N_2_MISO_MO-IL | SPP_N | MISO_MO-IL | Internal | Winter | B16 | 25 | 2000 | 0 | 56.69 | 57.08 | 5 | 0
2030 | SPP_N_2_MISO_MO-IL | SPP_N | MISO_MO-IL | Internal | Winter | B17 | 100 | 2000 | 0 | 51.29 | 54.26 | 5 | 0
2030 | SPP_N_2_MISO_MO-IL | SPP_N | MISO_MO-IL | Internal | Winter | B18 | 400 | 2000 | 0 | 51.17 | 50.74 | 5 | 0
2030 | SPP_N_2_MISO_MO-IL | SPP_N | MISO_MO-IL | Internal | Winter | B19 | 700 | 2000 | 0 | 51.17 | 47.57 | 5 | 0
2030 | SPP_N_2_MISO_MO-IL | SPP_N | MISO_MO-IL | Internal | Winter | B20 | 935 | 2000 | 0 | 46.17 | 41.03 | 5 | 0
2030 | SPP_N_2_NE | SPP_N | NE | Internal | Shoulder | B11 | 25 | 330 | 0 | 71.52 | 64.52 | 0.01 | 0
2030 | SPP_N_2_NE | SPP_N | NE | Internal | Shoulder | B12 | 200 | 330 | 0 | 50.16 | 50.15 | 0.01 | 0
2030 | SPP_N_2_NE | SPP_N | NE | Internal | Shoulder | B13 | 600 | 330 | 0 | 48.1 | 48.09 | 0.01 | 0
2030 | SPP_N_2_NE | SPP_N | NE | Internal | Shoulder | B14 | 900 | 330 | 0 | 48.1 | 48.09 | 0.01 | 0
2030 | SPP_N_2_NE | SPP_N | NE | Internal | Shoulder | B15 | 1203 | 330 | 0 | 47.97 | 47.96 | 0.01 | 0
2030 | SPP_N_2_NE | SPP_N | NE | Internal | Summer | B1 | 10 | 330 | 0 | 750.18 | 738.71 | 0.01 | 0
2030 | SPP_N_2_NE | SPP_N | NE | Internal | Summer | B2 | 25 | 330 | 0 | 746.18 | 739.18 | 0.01 | 0
2030 | SPP_N_2_NE | SPP_N | NE | Internal | Summer | B3 | 75 | 330 | 0 | 83.65 | 78.44 | 0.01 | 0
2030 | SPP_N_2_NE | SPP_N | NE | Internal | Summer | B4 | 100 | 330 | 0 | 81.48 | 74.48 | 0.01 | 0
2030 | SPP_N_2_NE | SPP_N | NE | Internal | Summer | B5 | 200 | 330 | 0 | 74.84 | 67.84 | 0.01 | 0
2030 | SPP_N_2_NE | SPP_N | NE | Internal | Summer | B6 | 300 | 330 | 0 | 56.88 | 49.88 | 0.01 | 0
2030 | SPP_N_2_NE | SPP_N | NE | Internal | Summer | B7 | 400 | 330 | 0 | 48.57 | 44.09 | 0.01 | 0
2030 | SPP_N_2_NE | SPP_N | NE | Internal | Summer | B8 | 500 | 330 | 0 | 47.72 | 42.49 | 0.01 | 0
2030 | SPP_N_2_NE | SPP_N | NE | Internal | Summer | B9 | 800 | 330 | 0 | 46.37 | 39.37 | 0.01 | 0
2030 | SPP_N_2_NE | SPP_N | NE | Internal | Summer | B10 | 1262 | 330 | 0 | 43.85 | 35.46 | 0.01 | 0
2030 | SPP_N_2_NE | SPP_N | NE | Internal | Winter | B16 | 25 | 330 | 0 | 56.69 | 56.68 | 0.01 | 0
2030 | SPP_N_2_NE | SPP_N | NE | Internal | Winter | B17 | 100 | 330 | 0 | 51.29 | 51.28 | 0.01 | 0
2030 | SPP_N_2_NE | SPP_N | NE | Internal | Winter | B18 | 400 | 330 | 0 | 51.17 | 51.16 | 0.01 | 0
2030 | SPP_N_2_NE | SPP_N | NE | Internal | Winter | B19 | 700 | 330 | 0 | 51.17 | 51.16 | 0.01 | 0
2030 | SPP_N_2_NE | SPP_N | NE | Internal | Winter | B20 | 935 | 330 | 0 | 46.17 | 44.42 | 0.01 | 0
2030 | SPP_N_2_SPP_S | SPP_N | SPP_S | Internal | Shoulder | B11 | 25 | 4000 | 1467.57 | 71.52 | 71.53 | 0.01 | 0
2030 | SPP_N_2_SPP_S | SPP_N | SPP_S | Internal | Shoulder | B12 | 200 | 4000 | 0 | 50.16 | 50.15 | 0.01 | 0
2030 | SPP_N_2_SPP_S | SPP_N | SPP_S | Internal | Shoulder | B13 | 600 | 4000 | 0 | 48.1 | 48.09 | 0.01 | 0
2030 | SPP_N_2_SPP_S | SPP_N | SPP_S | Internal | Shoulder | B14 | 900 | 4000 | 0 | 48.1 | 48.09 | 0.01 | 0
2030 | SPP_N_2_SPP_S | SPP_N | SPP_S | Internal | Shoulder | B15 | 1203 | 4000 | 1114.28 | 47.97 | 47.98 | 0.01 | 0
2030 | SPP_N_2_SPP_S | SPP_N | SPP_S | Internal | Summer | B1 | 10 | 4000 | 1106.39 | 750.18 | 750.19 | 0.01 | 0
2030 | SPP_N_2_SPP_S | SPP_N | SPP_S | Internal | Summer | B2 | 25 | 4000 | 2369.66 | 746.18 | 746.19 | 0.01 | 0
2030 | SPP_N_2_SPP_S | SPP_N | SPP_S | Internal | Summer | B3 | 75 | 4000 | 2641.64 | 83.65 | 83.66 | 0.01 | 0
2030 | SPP_N_2_SPP_S | SPP_N | SPP_S | Internal | Summer | B4 | 100 | 4000 | 748.79 | 81.48 | 81.5 | 0.01 | 0
2030 | SPP_N_2_SPP_S | SPP_N | SPP_S | Internal | Summer | B5 | 200 | 4000 | 1465.07 | 74.84 | 74.85 | 0.01 | 0
2030 | SPP_N_2_SPP_S | SPP_N | SPP_S | Internal | Summer | B6 | 300 | 4000 | 1426.86 | 56.88 | 56.89 | 0.01 | 0
2030 | SPP_N_2_SPP_S | SPP_N | SPP_S | Internal | Summer | B7 | 400 | 4000 | 246.44 | 48.57 | 48.58 | 0.01 | 0
2030 | SPP_N_2_SPP_S | SPP_N | SPP_S | Internal | Summer | B8 | 500 | 4000 | 707.16 | 47.72 | 47.73 | 0.01 | 0
2030 | SPP_N_2_SPP_S | SPP_N | SPP_S | Internal | Summer | B9 | 800 | 4000 | 2419.28 | 46.37 | 46.38 | 0.01 | 0
2030 | SPP_N_2_SPP_S | SPP_N | SPP_S | Internal | Summer | B10 | 1262 | 4000 | 4000 | 43.85 | 46.36 | 0.01 | 2.5
2030 | SPP_N_2_SPP_S | SPP_N | SPP_S | Internal | Winter | B16 | 25 | 4000 | 0 | 56.69 | 53.65 | 0.01 | 0
2030 | SPP_N_2_SPP_S | SPP_N | SPP_S | Internal | Winter | B17 | 100 | 4000 | 19.44 | 51.29 | 51.3 | 0.01 | 0
2030 | SPP_N_2_SPP_S | SPP_N | SPP_S | Internal | Winter | B18 | 400 | 4000 | 1267.38 | 51.17 | 51.18 | 0.01 | 0
2030 | SPP_N_2_SPP_S | SPP_N | SPP_S | Internal | Winter | B19 | 700 | 4000 | 1851.01 | 51.17 | 51.18 | 0.01 | 0
2030 | SPP_N_2_SPP_S | SPP_N | SPP_S | Internal | Winter | B20 | 935 | 4000 | 2496.87 | 46.17 | 46.18 | 0.01 | 0
2030 | SPP_S_2_ENT | SPP_S | ENT | Internal | Shoulder | B11 | 25 | 850 | 0 | 71.53 | 68.56 | 5 | 0
2030 | SPP_S_2_ENT | SPP_S | ENT | Internal | Shoulder | B12 | 200 | 850 | 0 | 50.15 | 50.17 | 5 | 0
2030 | SPP_S_2_ENT | SPP_S | ENT | Internal | Shoulder | B13 | 600 | 850 | 0 | 48.09 | 49.81 | 5 | 0
2030 | SPP_S_2_ENT | SPP_S | ENT | Internal | Shoulder | B14 | 900 | 850 | 0 | 48.09 | 49.81 | 5 | 0
2030 | SPP_S_2_ENT | SPP_S | ENT | Internal | Shoulder | B15 | 1203 | 850 | 0 | 47.98 | 48.17 | 5 | 0
2030 | SPP_S_2_ENT | SPP_S | ENT | Internal | Summer | B1 | 10 | 850 | 0 | 750.19 | 751.19 | 5 | 0
2030 | SPP_S_2_ENT | SPP_S | ENT | Internal | Summer | B2 | 25 | 850 | 0 | 746.19 | 747.19 | 5 | 0
2030 | SPP_S_2_ENT | SPP_S | ENT | Internal | Summer | B3 | 75 | 850 | 0 | 83.66 | 82.5 | 5 | 0
2030 | SPP_S_2_ENT | SPP_S | ENT | Internal | Summer | B4 | 100 | 850 | 0 | 81.5 | 82.5 | 5 | 0
2030 | SPP_S_2_ENT | SPP_S | ENT | Internal | Summer | B5 | 200 | 850 | 0 | 74.85 | 71.81 | 5 | 0
2030 | SPP_S_2_ENT | SPP_S | ENT | Internal | Summer | B6 | 300 | 850 | 0 | 56.89 | 48.89 | 5 | 0
2030 | SPP_S_2_ENT | SPP_S | ENT | Internal | Summer | B7 | 400 | 850 | 0 | 48.58 | 48.58 | 5 | 0
2030 | SPP_S_2_ENT | SPP_S | ENT | Internal | Summer | B8 | 500 | 850 | 0 | 47.73 | 48.23 | 5 | 0
2030 | SPP_S_2_ENT | SPP_S | ENT | Internal | Summer | B9 | 800 | 850 | 0 | 46.38 | 47.35 | 5 | 0
2030 | SPP_S_2_ENT | SPP_S | ENT | Internal | Summer | B10 | 1262 | 850 | 0 | 46.36 | 46.65 | 5 | 0
2030 | SPP_S_2_ENT | SPP_S | ENT | Internal | Winter | B16 | 25 | 850 | 0 | 53.65 | 56.68 | 5 | 0
2030 | SPP_S_2_ENT | SPP_S | ENT | Internal | Winter | B17 | 100 | 850 | 0 | 51.3 | 52.92 | 5 | 0
2030 | SPP_S_2_ENT | SPP_S | ENT | Internal | Winter | B18 | 400 | 850 | 0 | 51.18 | 52.92 | 5 | 0
2030 | SPP_S_2_ENT | SPP_S | ENT | Internal | Winter | B19 | 700 | 850 | 0 | 51.18 | 51.17 | 5 | 0
2030 | SPP_S_2_ENT | SPP_S | ENT | Internal | Winter | B20 | 935 | 850 | 0 | 46.18 | 51.17 | 5 | 0
2030 | SPP_S_2_SPP_N | SPP_S | SPP_N | Internal | Shoulder | B11 | 25 | 640 | 0 | 71.53 | 71.52 | 0.01 | 0
2030 | SPP_S_2_SPP_N | SPP_S | SPP_N | Internal | Shoulder | B12 | 200 | 640 | 631.71 | 50.15 | 50.16 | 0.01 | 0
2030 | SPP_S_2_SPP_N | SPP_S | SPP_N | Internal | Shoulder | B13 | 600 | 640 | 293.62 | 48.09 | 48.1 | 0.01 | 0
2030 | SPP_S_2_SPP_N | SPP_S | SPP_N | Internal | Shoulder | B14 | 900 | 640 | 0 | 48.09 | 48.1 | 0.01 | 0
2030 | SPP_S_2_SPP_N | SPP_S | SPP_N | Internal | Shoulder | B15 | 1203 | 640 | 0 | 47.98 | 47.97 | 0.01 | 0
2030 | SPP_S_2_SPP_N | SPP_S | SPP_N | Internal | Summer | B1 | 10 | 640 | 0 | 750.19 | 750.18 | 0.01 | 0
2030 | SPP_S_2_SPP_N | SPP_S | SPP_N | Internal | Summer | B2 | 25 | 640 | 0 | 746.19 | 746.18 | 0.01 | 0
2030 | SPP_S_2_SPP_N | SPP_S | SPP_N | Internal | Summer | B3 | 75 | 640 | 0 | 83.66 | 83.65 | 0.01 | 0
2030 | SPP_S_2_SPP_N | SPP_S | SPP_N | Internal | Summer | B4 | 100 | 640 | 0 | 81.5 | 81.48 | 0.01 | 0
2030 | SPP_S_2_SPP_N | SPP_S | SPP_N | Internal | Summer | B5 | 200 | 640 | 0 | 74.85 | 74.84 | 0.01 | 0
2030 | SPP_S_2_SPP_N | SPP_S | SPP_N | Internal | Summer | B6 | 300 | 640 | 0 | 56.89 | 56.88 | 0.01 | 0
2030 | SPP_S_2_SPP_N | SPP_S | SPP_N | Internal | Summer | B7 | 400 | 640 | 0 | 48.58 | 48.57 | 0.01 | 0
2030 | SPP_S_2_SPP_N | SPP_S | SPP_N | Internal | Summer | B8 | 500 | 640 | 0 | 47.73 | 47.72 | 0.01 | 0
2030 | SPP_S_2_SPP_N | SPP_S | SPP_N | Internal | Summer | B9 | 800 | 640 | 0 | 46.38 | 46.37 | 0.01 | 0
2030 | SPP_S_2_SPP_N | SPP_S | SPP_N | Internal | Summer | B10 | 1262 | 640 | 0 | 46.36 | 43.85 | 0.01 | 0
2030 | SPP_S_2_SPP_N | SPP_S | SPP_N | Internal | Winter | B16 | 25 | 640 | 640 | 53.65 | 56.69 | 0.01 | 3.02
2030 | SPP_S_2_SPP_N | SPP_S | SPP_N | Internal | Winter | B17 | 100 | 640 | 0 | 51.3 | 51.29 | 0.01 | 0
2030 | SPP_S_2_SPP_N | SPP_S | SPP_N | Internal | Winter | B18 | 400 | 640 | 0 | 51.18 | 51.17 | 0.01 | 0
2030 | SPP_S_2_SPP_N | SPP_S | SPP_N | Internal | Winter | B19 | 700 | 640 | 0 | 51.18 | 51.17 | 0.01 | 0
2030 | SPP_S_2_SPP_N | SPP_S | SPP_N | Internal | Winter | B20 | 935 | 640 | 0 | 46.18 | 46.17 | 0.01 | 0
2030 | TVA_2_ENT | TVA | ENT | Internal | Shoulder | B11 | 25 | 500 | 0 | 67.56 | 68.56 | 9 | 0
2030 | TVA_2_ENT | TVA | ENT | Internal | Shoulder | B12 | 200 | 500 | 0 | 50.61 | 50.17 | 9 | 0
2030 | TVA_2_ENT | TVA | ENT | Internal | Shoulder | B13 | 600 | 500 | 0 | 49.61 | 49.81 | 9 | 0
2030 | TVA_2_ENT | TVA | ENT | Internal | Shoulder | B14 | 900 | 500 | 0 | 49.61 | 49.81 | 9 | 0
2030 | TVA_2_ENT | TVA | ENT | Internal | Shoulder | B15 | 1203 | 500 | 0 | 49.61 | 48.17 | 9 | 0
2030 | TVA_2_ENT | TVA | ENT | Internal | Summer | B1 | 10 | 500 | 0 | 751.19 | 751.19 | 9 | 0
2030 | TVA_2_ENT | TVA | ENT | Internal | Summer | B2 | 25 | 500 | 0 | 747.2 | 747.19 | 9 | 0
2030 | TVA_2_ENT | TVA | ENT | Internal | Summer | B3 | 75 | 500 | 0 | 80.65 | 82.5 | 9 | 0
2030 | TVA_2_ENT | TVA | ENT | Internal | Summer | B4 | 100 | 500 | 0 | 78.48 | 82.5 | 9 | 0
2030 | TVA_2_ENT | TVA | ENT | Internal | Summer | B5 | 200 | 500 | 161.19 | 62.81 | 71.81 | 9 | 0
2030 | TVA_2_ENT | TVA | ENT | Internal | Summer | B6 | 300 | 500 | 0 | 50.2 | 48.89 | 9 | 0
2030 | TVA_2_ENT | TVA | ENT | Internal | Summer | B7 | 400 | 500 | 0 | 48.14 | 48.58 | 9 | 0
2030 | TVA_2_ENT | TVA | ENT | Internal | Summer | B8 | 500 | 500 | 0 | 48.14 | 48.23 | 9 | 0
2030 | TVA_2_ENT | TVA | ENT | Internal | Summer | B9 | 800 | 500 | 0 | 47.37 | 47.35 | 9 | 0
2030 | TVA_2_ENT | TVA | ENT | Internal | Summer | B10 | 1262 | 500 | 0 | 41.86 | 46.65 | 9 | 0
2030 | TVA_2_ENT | TVA | ENT | Internal | Winter | B16 | 25 | 500 | 0 | 64.69 | 56.68 | 9 | 0
2030 | TVA_2_ENT | TVA | ENT | Internal | Winter | B17 | 100 | 500 | 0 | 54.75 | 52.92 | 9 | 0
2030 | TVA_2_ENT | TVA | ENT | Internal | Winter | B18 | 400 | 500 | 0 | 50.42 | 52.92 | 9 | 0
2030 | TVA_2_ENT | TVA | ENT | Internal | Winter | B19 | 700 | 500 | 0 | 50.42 | 51.17 | 9 | 0
2030 | TVA_2_ENT | TVA | ENT | Internal | Winter | B20 | 935 | 500 | 0 | 48.22 | 51.17 | 9 | 0
2030 | TVA_2_NonRTO_Midwest | TVA | NonRTO_Midwest | Internal | Shoulder | B11 | 25 | 100 | 0 | 67.56 | 72.52 | 9 | 0
2030 | TVA_2_NonRTO_Midwest | TVA | NonRTO_Midwest | Internal | Shoulder | B12 | 200 | 100 | 36.95 | 50.61 | 59.61 | 9 | 0
2030 | TVA_2_NonRTO_Midwest | TVA | NonRTO_Midwest | Internal | Shoulder | B13 | 600 | 100 | 0 | 49.61 | 56.11 | 9 | 0
2030 | TVA_2_NonRTO_Midwest | TVA | NonRTO_Midwest | Internal | Shoulder | B14 | 900 | 100 | 0 | 49.61 | 53.55 | 9 | 0
2030 | TVA_2_NonRTO_Midwest | TVA | NonRTO_Midwest | Internal | Shoulder | B15 | 1203 | 100 | 0 | 49.61 | 41.6 | 9 | 0
2030 | TVA_2_NonRTO_Midwest | TVA | NonRTO_Midwest | Internal | Summer | B1 | 10 | 100 | 0 | 751.19 | 743.41 | 9 | 0
2030 | TVA_2_NonRTO_Midwest | TVA | NonRTO_Midwest | Internal | Summer | B2 | 25 | 100 | 0 | 747.2 | 739.19 | 9 | 0
2030 | TVA_2_NonRTO_Midwest | TVA | NonRTO_Midwest | Internal | Summer | B3 | 75 | 100 | 0 | 80.65 | 80.48 | 9 | 0
2030 | TVA_2_NonRTO_Midwest | TVA | NonRTO_Midwest | Internal | Summer | B4 | 100 | 100 | 0 | 78.48 | 80.48 | 9 | 0
2030 | TVA_2_NonRTO_Midwest | TVA | NonRTO_Midwest | Internal | Summer | B5 | 200 | 100 | 100 | 62.81 | 74.82 | 9 | 3.01
2030 | TVA_2_NonRTO_Midwest | TVA | NonRTO_Midwest | Internal | Summer | B6 | 300 | 100 | 0 | 50.2 | 57.87 | 9 | 0
2030 | TVA_2_NonRTO_Midwest | TVA | NonRTO_Midwest | Internal | Summer | B7 | 400 | 100 | 0 | 48.14 | 40.14 | 9 | 0
2030 | TVA_2_NonRTO_Midwest | TVA | NonRTO_Midwest | Internal | Summer | B8 | 500 | 100 | 0 | 48.14 | 40.13 | 9 | 0
2030 | TVA_2_NonRTO_Midwest | TVA | NonRTO_Midwest | Internal | Summer | B9 | 800 | 100 | 0 | 47.37 | 39.35 | 9 | 0
2030 | TVA_2_NonRTO_Midwest | TVA | NonRTO_Midwest | Internal | Summer | B10 | 1262 | 100 | 0 | 41.86 | 33.84 | 9 | 0
2030 | TVA_2_NonRTO_Midwest | TVA | NonRTO_Midwest | Internal | Winter | B16 | 25 | 100 | 0 | 64.69 | 68.68 | 9 | 0
2030 | TVA_2_NonRTO_Midwest | TVA | NonRTO_Midwest | Internal | Winter | B17 | 100 | 100 | 0 | 54.75 | 63.65 | 9 | 0
2030 | TVA_2_NonRTO_Midwest | TVA | NonRTO_Midwest | Internal | Winter | B18 | 400 | 100 | 0 | 50.42 | 58.75 | 9 | 0
2030 | TVA_2_NonRTO_Midwest | TVA | NonRTO_Midwest | Internal | Winter | B19 | 700 | 100 | 0 | 50.42 | 54.66 | 9 | 0
2030 | TVA_2_NonRTO_Midwest | TVA | NonRTO_Midwest | Internal | Winter | B20 | 935 | 100 | 0 | 48.22 | 40.21 | 9 | 0
2030 | TVA_2_PJM_ROR | TVA | PJM_ROR | Internal | Shoulder | B11 | 25 | 500 | 0 | 67.56 | 62.5 | 9 | 0
2030 | TVA_2_PJM_ROR | TVA | PJM_ROR | Internal | Shoulder | B12 | 200 | 500 | 0 | 50.61 | 50.68 | 9 | 0
2030 | TVA_2_PJM_ROR | TVA | PJM_ROR | Internal | Shoulder | B13 | 600 | 500 | 0 | 49.61 | 47.74 | 9 | 0
2030 | TVA_2_PJM_ROR | TVA | PJM_ROR | Internal | Shoulder | B14 | 900 | 500 | 0 | 49.61 | 47.48 | 9 | 0
2030 | TVA_2_PJM_ROR | TVA | PJM_ROR | Internal | Shoulder | B15 | 1203 | 500 | 0 | 49.61 | 45.09 | 9 | 0
2030 | TVA_2_PJM_ROR | TVA | PJM_ROR | Internal | Summer | B1 | 10 | 500 | 0 | 751.19 | 745.19 | 9 | 0
2030 | TVA_2_PJM_ROR | TVA | PJM_ROR | Internal | Summer | B2 | 25 | 500 | 0 | 747.2 | 741.19 | 9 | 0
2030 | TVA_2_PJM_ROR | TVA | PJM_ROR | Internal | Summer | B3 | 75 | 500 | 0 | 80.65 | 74.64 | 9 | 0
2030 | TVA_2_PJM_ROR | TVA | PJM_ROR | Internal | Summer | B4 | 100 | 500 | 0 | 78.48 | 72.47 | 9 | 0
2030 | TVA_2_PJM_ROR | TVA | PJM_ROR | Internal | Summer | B5 | 200 | 500 | 0 | 62.81 | 64.81 | 9 | 0
2030 | TVA_2_PJM_ROR | TVA | PJM_ROR | Internal | Summer | B6 | 300 | 500 | 0 | 50.2 | 47.88 | 9 | 0
2030 | TVA_2_PJM_ROR | TVA | PJM_ROR | Internal | Summer | B7 | 400 | 500 | 0 | 48.14 | 44.82 | 9 | 0
2030 | TVA_2_PJM_ROR | TVA | PJM_ROR | Internal | Summer | B8 | 500 | 500 | 0 | 48.14 | 43.74 | 9 | 0
2030 | TVA_2_PJM_ROR | TVA | PJM_ROR | Internal | Summer | B9 | 800 | 500 | 0 | 47.37 | 41.35 | 9 | 0
2030 | TVA_2_PJM_ROR | TVA | PJM_ROR | Internal | Summer | B10 | 1262 | 500 | 0 | 41.86 | 37.42 | 9 | 0
2030 | TVA_2_PJM_ROR | TVA | PJM_ROR | Internal | Winter | B16 | 25 | 500 | 0 | 64.69 | 58.68 | 9 | 0
2030 | TVA_2_PJM_ROR | TVA | PJM_ROR | Internal | Winter | B17 | 100 | 500 | 0 | 54.75 | 56.25 | 9 | 0
2030 | TVA_2_PJM_ROR | TVA | PJM_ROR | Internal | Winter | B18 | 400 | 500 | 0 | 50.42 | 51.35 | 9 | 0
2030 | TVA_2_PJM_ROR | TVA | PJM_ROR | Internal | Winter | B19 | 700 | 500 | 0 | 50.42 | 48.86 | 9 | 0
2030 | TVA_2_PJM_ROR | TVA | PJM_ROR | Internal | Winter | B20 | 935 | 500 | 0 | 48.22 | 42.21 | 9 | 0
2030 | TVA_2_SOCO | TVA | SOCO | Internal | Shoulder | B11 | 25 | 500 | 350.58 | 67.56 | 76.56 | 9 | 0
2030 | TVA_2_SOCO | TVA | SOCO | Internal | Shoulder | B12 | 200 | 500 | 0 | 50.61 | 50.12 | 9 | 0
2030 | TVA_2_SOCO | TVA | SOCO | Internal | Shoulder | B13 | 600 | 500 | 0 | 49.61 | 50.12 | 9 | 0
2030 | TVA_2_SOCO | TVA | SOCO | Internal | Shoulder | B14 | 900 | 500 | 0 | 49.61 | 50.12 | 9 | 0
2030 | TVA_2_SOCO | TVA | SOCO | Internal | Shoulder | B15 | 1203 | 500 | 0 | 49.61 | 50.12 | 9 | 0
2030 | TVA_2_SOCO | TVA | SOCO | Internal | Summer | B1 | 10 | 500 | 0 | 751.19 | 751.19 | 9 | 0
2030 | TVA_2_SOCO | TVA | SOCO | Internal | Summer | B2 | 25 | 500 | 0 | 747.2 | 751.19 | 9 | 0
2030 | TVA_2_SOCO | TVA | SOCO | Internal | Summer | B3 | 75 | 500 | 0 | 80.65 | 89.64 | 9 | 0
2030 | TVA_2_SOCO | TVA | SOCO | Internal | Summer | B4 | 100 | 500 | 0 | 78.48 | 83.67 | 9 | 0
2030 | TVA_2_SOCO | TVA | SOCO | Internal | Summer | B5 | 200 | 500 | 500 | 62.81 | 79.81 | 9 | 8
2030 | TVA_2_SOCO | TVA | SOCO | Internal | Summer | B6 | 300 | 500 | 500 | 50.2 | 62.88 | 9 | 3.68
2030 | TVA_2_SOCO | TVA | SOCO | Internal | Summer | B7 | 400 | 500 | 0.51 | 48.14 | 57.14 | 9 | 0
2030 | TVA_2_SOCO | TVA | SOCO | Internal | Summer | B8 | 500 | 500 | 0 | 48.14 | 50.38 | 9 | 0
2030 | TVA_2_SOCO | TVA | SOCO | Internal | Summer | B9 | 800 | 500 | 0 | 47.37 | 48.64 | 9 | 0
2030 | TVA_2_SOCO | TVA | SOCO | Internal | Summer | B10 | 1262 | 500 | 0 | 41.86 | 48.64 | 9 | 0
2030 | TVA_2_SOCO | TVA | SOCO | Internal | Winter | B16 | 25 | 500 | 0 | 64.69 | 72.67 | 9 | 0
2030 | TVA_2_SOCO | TVA | SOCO | Internal | Winter | B17 | 100 | 500 | 0 | 54.75 | 53.17 | 9 | 0
2030 | TVA_2_SOCO | TVA | SOCO | Internal | Winter | B18 | 400 | 500 | 0 | 50.42 | 53.17 | 9 | 0
2030 | TVA_2_SOCO | TVA | SOCO | Internal | Winter | B19 | 700 | 500 | 0 | 50.42 | 53.17 | 9 | 0
2030 | TVA_2_SOCO | TVA | SOCO | Internal | Winter | B20 | 935 | 500 | 0 | 48.22 | 52.42 | 9 | 0
2030 | TVA_2_VACAR | TVA | VACAR | Internal | Shoulder | B11 | 25 | 150 | 0 | 67.56 | 69.56 | 9 | 0
2030 | TVA_2_VACAR | TVA | VACAR | Internal | Shoulder | B12 | 200 | 150 | 0 | 50.61 | 56.98 | 9 | 0
2030 | TVA_2_VACAR | TVA | VACAR | Internal | Shoulder | B13 | 600 | 150 | 0 | 49.61 | 53.88 | 9 | 0
2030 | TVA_2_VACAR | TVA | VACAR | Internal | Shoulder | B14 | 900 | 150 | 0 | 49.61 | 53.48 | 9 | 0
2030 | TVA_2_VACAR | TVA | VACAR | Internal | Shoulder | B15 | 1203 | 150 | 0 | 49.61 | 50.39 | 9 | 0
2030 | TVA_2_VACAR | TVA | VACAR | Internal | Summer | B1 | 10 | 150 | 0 | 751.19 | 751.19 | 9 | 0
2030 | TVA_2_VACAR | TVA | VACAR | Internal | Summer | B2 | 25 | 150 | 0 | 747.2 | 747.19 | 9 | 0
2030 | TVA_2_VACAR | TVA | VACAR | Internal | Summer | B3 | 75 | 150 | 0 | 80.65 | 85.75 | 9 | 0
2030 | TVA_2_VACAR | TVA | VACAR | Internal | Summer | B4 | 100 | 150 | 0 | 78.48 | 85.75 | 9 | 0
2030 | TVA_2_VACAR | TVA | VACAR | Internal | Summer | B5 | 200 | 150 | 150 | 62.81 | 79.81 | 9 | 8
2030 | TVA_2_VACAR | TVA | VACAR | Internal | Summer | B6 | 300 | 150 | 150 | 50.2 | 60.59 | 9 | 1.39
2030 | TVA_2_VACAR | TVA | VACAR | Internal | Summer | B7 | 400 | 150 | 0 | 48.14 | 54.62 | 9 | 0
2030 | TVA_2_VACAR | TVA | VACAR | Internal | Summer | B8 | 500 | 150 | 0 | 48.14 | 49.74 | 9 | 0
2030 | TVA_2_VACAR | TVA | VACAR | Internal | Summer | B9 | 800 | 150 | 0 | 47.37 | 47.46 | 9 | 0
2030 | TVA_2_VACAR | TVA | VACAR | Internal | Summer | B10 | 1262 | 150 | 0 | 41.86 | 43.67 | 9 | 0
2030 | TVA_2_VACAR | TVA | VACAR | Internal | Winter | B16 | 25 | 150 | 150 | 64.69 | 75.12 | 9 | 1.43
2030 | TVA_2_VACAR | TVA | VACAR | Internal | Winter | B17 | 100 | 150 | 0 | 54.75 | 62.25 | 9 | 0
2030 | TVA_2_VACAR | TVA | VACAR | Internal | Winter | B18 | 400 | 150 | 0 | 50.42 | 57.35 | 9 | 0
2030 | TVA_2_VACAR | TVA | VACAR | Internal | Winter | B19 | 700 | 150 | 0 | 50.42 | 53.9 | 9 | 0
2030 | TVA_2_VACAR | TVA | VACAR | Internal | Winter | B20 | 935 | 150 | 0 | 48.22 | 48.12 | 9 | 0
2030 | TVA_Transmission_2_NonRTO_Midwest | TVA_Transmission | NonRTO_Midwest | Internal | Shoulder | B11 | 25 | 700 | 0 | 68.18 | 72.52 | 9 | 0
2030 | TVA_Transmission_2_NonRTO_Midwest | TVA_Transmission | NonRTO_Midwest | Internal | Shoulder | B12 | 200 | 700 | 0 | 53.64 | 59.61 | 9 | 0
2030 | TVA_Transmission_2_NonRTO_Midwest | TVA_Transmission | NonRTO_Midwest | Internal | Shoulder | B13 | 600 | 700 | 0 | 51.69 | 56.11 | 9 | 0
2030 | TVA_Transmission_2_NonRTO_Midwest | TVA_Transmission | NonRTO_Midwest | Internal | Shoulder | B14 | 900 | 700 | 0 | 51.55 | 53.55 | 9 | 0
2030 | TVA_Transmission_2_NonRTO_Midwest | TVA_Transmission | NonRTO_Midwest | Internal | Shoulder | B15 | 1203 | 700 | 0 | 49.6 | 41.6 | 9 | 0
2030 | TVA_Transmission_2_NonRTO_Midwest | TVA_Transmission | NonRTO_Midwest | Internal | Summer | B1 | 10 | 700 | 0 | 751.18 | 743.41 | 9 | 0
2030 | TVA_Transmission_2_NonRTO_Midwest | TVA_Transmission | NonRTO_Midwest | Internal | Summer | B2 | 25 | 700 | 0 | 747.19 | 739.19 | 9 | 0
2030 | TVA_Transmission_2_NonRTO_Midwest | TVA_Transmission | NonRTO_Midwest | Internal | Summer | B3 | 75 | 700 | 0 | 80.64 | 80.48 | 9 | 0
2030 | TVA_Transmission_2_NonRTO_Midwest | TVA_Transmission | NonRTO_Midwest | Internal | Summer | B4 | 100 | 700 | 0 | 78.47 | 80.48 | 9 | 0
2030 | TVA_Transmission_2_NonRTO_Midwest | TVA_Transmission | NonRTO_Midwest | Internal | Summer | B5 | 200 | 700 | 0 | 70.81 | 74.82 | 9 | 0
2030 | TVA_Transmission_2_NonRTO_Midwest | TVA_Transmission | NonRTO_Midwest | Internal | Summer | B6 | 300 | 700 | 0 | 53.88 | 57.87 | 9 | 0
2030 | TVA_Transmission_2_NonRTO_Midwest | TVA_Transmission | NonRTO_Midwest | Internal | Summer | B7 | 400 | 700 | 0 | 48.14 | 40.14 | 9 | 0
2030 | TVA_Transmission_2_NonRTO_Midwest | TVA_Transmission | NonRTO_Midwest | Internal | Summer | B8 | 500 | 700 | 0 | 48.13 | 40.13 | 9 | 0
2030 | TVA_Transmission_2_NonRTO_Midwest | TVA_Transmission | NonRTO_Midwest | Internal | Summer | B9 | 800 | 700 | 0 | 47.35 | 39.35 | 9 | 0
2030 | TVA_Transmission_2_NonRTO_Midwest | TVA_Transmission | NonRTO_Midwest | Internal | Summer | B10 | 1262 | 700 | 0 | 41.84 | 33.84 | 9 | 0
2030 | TVA_Transmission_2_NonRTO_Midwest | TVA_Transmission | NonRTO_Midwest | Internal | Winter | B16 | 25 | 700 | 0 | 64.68 | 68.68 | 9 | 0
2030 | TVA_Transmission_2_NonRTO_Midwest | TVA_Transmission | NonRTO_Midwest | Internal | Winter | B17 | 100 | 700 | 0 | 57.91 | 63.65 | 9 | 0
2030 | TVA_Transmission_2_NonRTO_Midwest | TVA_Transmission | NonRTO_Midwest | Internal | Winter | B18 | 400 | 700 | 0 | 54.11 | 58.75 | 9 | 0
2030 | TVA_Transmission_2_NonRTO_Midwest | TVA_Transmission | NonRTO_Midwest | Internal | Winter | B19 | 700 | 700 | 0 | 52.83 | 54.66 | 9 | 0
2030 | TVA_Transmission_2_NonRTO_Midwest | TVA_Transmission | NonRTO_Midwest | Internal | Winter | B20 | 935 | 700 | 0 | 48.21 | 40.21 | 9 | 0
2030 | TVA_Transmission_2_PJM_ROR | TVA_Transmission | PJM_ROR | Internal | Shoulder | B11 | 25 | 2000 | 0 | 68.18 | 62.5 | 9 | 0
2030 | TVA_Transmission_2_PJM_ROR | TVA_Transmission | PJM_ROR | Internal | Shoulder | B12 | 200 | 2000 | 0 | 53.64 | 50.68 | 9 | 0
2030 | TVA_Transmission_2_PJM_ROR | TVA_Transmission | PJM_ROR | Internal | Shoulder | B13 | 600 | 2000 | 0 | 51.69 | 47.74 | 9 | 0
2030 | TVA_Transmission_2_PJM_ROR | TVA_Transmission | PJM_ROR | Internal | Shoulder | B14 | 900 | 2000 | 0 | 51.55 | 47.48 | 9 | 0
2030 | TVA_Transmission_2_PJM_ROR | TVA_Transmission | PJM_ROR | Internal | Shoulder | B15 | 1203 | 2000 | 0 | 49.6 | 45.09 | 9 | 0
2030 | TVA_Transmission_2_PJM_ROR | TVA_Transmission | PJM_ROR | Internal | Summer | B1 | 10 | 2000 | 0 | 751.18 | 745.19 | 9 | 0
2030 | TVA_Transmission_2_PJM_ROR | TVA_Transmission | PJM_ROR | Internal | Summer | B2 | 25 | 2000 | 0 | 747.19 | 741.19 | 9 | 0
2030 | TVA_Transmission_2_PJM_ROR | TVA_Transmission | PJM_ROR | Internal | Summer | B3 | 75 | 2000 | 0 | 80.64 | 74.64 | 9 | 0
2030 | TVA_Transmission_2_PJM_ROR | TVA_Transmission | PJM_ROR | Internal | Summer | B4 | 100 | 2000 | 0 | 78.47 | 72.47 | 9 | 0
2030 | TVA_Transmission_2_PJM_ROR | TVA_Transmission | PJM_ROR | Internal | Summer | B5 | 200 | 2000 | 0 | 70.81 | 64.81 | 9 | 0
2030 | TVA_Transmission_2_PJM_ROR | TVA_Transmission | PJM_ROR | Internal | Summer | B6 | 300 | 2000 | 0 | 53.88 | 47.88 | 9 | 0
2030 | TVA_Transmission_2_PJM_ROR | TVA_Transmission | PJM_ROR | Internal | Summer | B7 | 400 | 2000 | 0 | 48.14 | 44.82 | 9 | 0
2030 | TVA_Transmission_2_PJM_ROR | TVA_Transmission | PJM_ROR | Internal | Summer | B8 | 500 | 2000 | 0 | 48.13 | 43.74 | 9 | 0
2030 | TVA_Transmission_2_PJM_ROR | TVA_Transmission | PJM_ROR | Internal | Summer | B9 | 800 | 2000 | 0 | 47.35 | 41.35 | 9 | 0
2030 | TVA_Transmission_2_PJM_ROR | TVA_Transmission | PJM_ROR | Internal | Summer | B10 | 1262 | 2000 | 0 | 41.84 | 37.42 | 9 | 0
2030 | TVA_Transmission_2_PJM_ROR | TVA_Transmission | PJM_ROR | Internal | Winter | B16 | 25 | 2000 | 0 | 64.68 | 58.68 | 9 | 0
2030 | TVA_Transmission_2_PJM_ROR | TVA_Transmission | PJM_ROR | Internal | Winter | B17 | 100 | 2000 | 0 | 57.91 | 56.25 | 9 | 0
2030 | TVA_Transmission_2_PJM_ROR | TVA_Transmission | PJM_ROR | Internal | Winter | B18 | 400 | 2000 | 0 | 54.11 | 51.35 | 9 | 0
2030 | TVA_Transmission_2_PJM_ROR | TVA_Transmission | PJM_ROR | Internal | Winter | B19 | 700 | 2000 | 0 | 52.83 | 48.86 | 9 | 0
2030 | TVA_Transmission_2_PJM_ROR | TVA_Transmission | PJM_ROR | Internal | Winter | B20 | 935 | 2000 | 0 | 48.21 | 42.21 | 9 | 0
2030 | TVA_Transmission_2_SOCO | TVA_Transmission | SOCO | Internal | Shoulder | B11 | 25 | 3200 | 0 | 68.18 | 76.56 | 9 | 0
2030 | TVA_Transmission_2_SOCO | TVA_Transmission | SOCO | Internal | Shoulder | B12 | 200 | 3200 | 0 | 53.64 | 50.12 | 9 | 0
2030 | TVA_Transmission_2_SOCO | TVA_Transmission | SOCO | Internal | Shoulder | B13 | 600 | 3200 | 0 | 51.69 | 50.12 | 9 | 0
2030 | TVA_Transmission_2_SOCO | TVA_Transmission | SOCO | Internal | Shoulder | B14 | 900 | 3200 | 0 | 51.55 | 50.12 | 9 | 0
2030 | TVA_Transmission_2_SOCO | TVA_Transmission | SOCO | Internal | Shoulder | B15 | 1203 | 3200 | 0 | 49.6 | 50.12 | 9 | 0
2030 | TVA_Transmission_2_SOCO | TVA_Transmission | SOCO | Internal | Summer | B1 | 10 | 3200 | 0 | 751.18 | 751.19 | 9 | 0
2030 | TVA_Transmission_2_SOCO | TVA_Transmission | SOCO | Internal | Summer | B2 | 25 | 3200 | 0 | 747.19 | 751.19 | 9 | 0
2030 | TVA_Transmission_2_SOCO | TVA_Transmission | SOCO | Internal | Summer | B3 | 75 | 3200 | 536.81 | 80.64 | 89.64 | 9 | 0
2030 | TVA_Transmission_2_SOCO | TVA_Transmission | SOCO | Internal | Summer | B4 | 100 | 3200 | 0 | 78.47 | 83.67 | 9 | 0
2030 | TVA_Transmission_2_SOCO | TVA_Transmission | SOCO | Internal | Summer | B5 | 200 | 3200 | 407.47 | 70.81 | 79.81 | 9 | 0
2030 | TVA_Transmission_2_SOCO | TVA_Transmission | SOCO | Internal | Summer | B6 | 300 | 3200 | 294.05 | 53.88 | 62.88 | 9 | 0
2030 | TVA_Transmission_2_SOCO | TVA_Transmission | SOCO | Internal | Summer | B7 | 400 | 3200 | 33.5 | 48.14 | 57.14 | 9 | 0
2030 | TVA_Transmission_2_SOCO | TVA_Transmission | SOCO | Internal | Summer | B8 | 500 | 3200 | 0 | 48.13 | 50.38 | 9 | 0
2030 | TVA_Transmission_2_SOCO | TVA_Transmission | SOCO | Internal | Summer | B9 | 800 | 3200 | 0 | 47.35 | 48.64 | 9 | 0
2030 | TVA_Transmission_2_SOCO | TVA_Transmission | SOCO | Internal | Summer | B10 | 1262 | 3200 | 0 | 41.84 | 48.64 | 9 | 0
2030 | TVA_Transmission_2_SOCO | TVA_Transmission | SOCO | Internal | Winter | B16 | 25 | 3200 | 0 | 64.68 | 72.67 | 9 | 0
2030 | TVA_Transmission_2_SOCO | TVA_Transmission | SOCO | Internal | Winter | B17 | 100 | 3200 | 0 | 57.91 | 53.17 | 9 | 0
2030 | TVA_Transmission_2_SOCO | TVA_Transmission | SOCO | Internal | Winter | B18 | 400 | 3200 | 0 | 54.11 | 53.17 | 9 | 0
2030 | TVA_Transmission_2_SOCO | TVA_Transmission | SOCO | Internal | Winter | B19 | 700 | 3200 | 0 | 52.83 | 53.17 | 9 | 0
2030 | TVA_Transmission_2_SOCO | TVA_Transmission | SOCO | Internal | Winter | B20 | 935 | 3200 | 0 | 48.21 | 52.42 | 9 | 0
2030 | TVA_Transmission_2_TVA | TVA_Transmission | TVA | Internal | Shoulder | B11 | 25 | 99999 | 0 | 68.18 | 67.56 | 0.01 | 0
2030 | TVA_Transmission_2_TVA | TVA_Transmission | TVA | Internal | Shoulder | B12 | 200 | 99999 | 0 | 53.64 | 50.61 | 0.01 | 0
2030 | TVA_Transmission_2_TVA | TVA_Transmission | TVA | Internal | Shoulder | B13 | 600 | 99999 | 0 | 51.69 | 49.61 | 0.01 | 0
2030 | TVA_Transmission_2_TVA | TVA_Transmission | TVA | Internal | Shoulder | B14 | 900 | 99999 | 0 | 51.55 | 49.61 | 0.01 | 0
2030 | TVA_Transmission_2_TVA | TVA_Transmission | TVA | Internal | Shoulder | B15 | 1203 | 99999 | 295.43 | 49.6 | 49.61 | 0.01 | 0
2030 | TVA_Transmission_2_TVA | TVA_Transmission | TVA | Internal | Summer | B1 | 10 | 99999 | 0 | 751.18 | 751.19 | 0.01 | 0
2030 | TVA_Transmission_2_TVA | TVA_Transmission | TVA | Internal | Summer | B2 | 25 | 99999 | 2717.07 | 747.19 | 747.2 | 0.01 | 0
2030 | TVA_Transmission_2_TVA | TVA_Transmission | TVA | Internal | Summer | B3 | 75 | 99999 | 1265.53 | 80.64 | 80.65 | 0.01 | 0
2030 | TVA_Transmission_2_TVA | TVA_Transmission | TVA | Internal | Summer | B4 | 100 | 99999 | 602.92 | 78.47 | 78.48 | 0.01 | 0
2030 | TVA_Transmission_2_TVA | TVA_Transmission | TVA | Internal | Summer | B5 | 200 | 99999 | 0 | 70.81 | 62.81 | 0.01 | 0
2030 | TVA_Transmission_2_TVA | TVA_Transmission | TVA | Internal | Summer | B6 | 300 | 99999 | 0 | 53.88 | 50.2 | 0.01 | 0
2030 | TVA_Transmission_2_TVA | TVA_Transmission | TVA | Internal | Summer | B7 | 400 | 99999 | 0 | 48.14 | 48.14 | 0.01 | 0
2030 | TVA_Transmission_2_TVA | TVA_Transmission | TVA | Internal | Summer | B8 | 500 | 99999 | 495.15 | 48.13 | 48.14 | 0.01 | 0
2030 | TVA_Transmission_2_TVA | TVA_Transmission | TVA | Internal | Summer | B9 | 800 | 99999 | 1059.41 | 47.35 | 47.37 | 0.01 | 0
2030 | TVA_Transmission_2_TVA | TVA_Transmission | TVA | Internal | Summer | B10 | 1262 | 99999 | 360.6 | 41.84 | 41.86 | 0.01 | 0
2030 | TVA_Transmission_2_TVA | TVA_Transmission | TVA | Internal | Winter | B16 | 25 | 99999 | 1453.72 | 64.68 | 64.69 | 0.01 | 0
2030 | TVA_Transmission_2_TVA | TVA_Transmission | TVA | Internal | Winter | B17 | 100 | 99999 | 0 | 57.91 | 54.75 | 0.01 | 0
2030 | TVA_Transmission_2_TVA | TVA_Transmission | TVA | Internal | Winter | B18 | 400 | 99999 | 0 | 54.11 | 50.42 | 0.01 | 0
2030 | TVA_Transmission_2_TVA | TVA_Transmission | TVA | Internal | Winter | B19 | 700 | 99999 | 0 | 52.83 | 50.42 | 0.01 | 0
2030 | TVA_Transmission_2_TVA | TVA_Transmission | TVA | Internal | Winter | B20 | 935 | 99999 | 1432.46 | 48.21 | 48.22 | 0.01 | 0
2030 | TVA_Transmission_2_VACAR | TVA_Transmission | VACAR | Internal | Shoulder | B11 | 25 | 900 | 0 | 68.18 | 69.56 | 9 | 0
2030 | TVA_Transmission_2_VACAR | TVA_Transmission | VACAR | Internal | Shoulder | B12 | 200 | 900 | 0 | 53.64 | 56.98 | 9 | 0
2030 | TVA_Transmission_2_VACAR | TVA_Transmission | VACAR | Internal | Shoulder | B13 | 600 | 900 | 0 | 51.69 | 53.88 | 9 | 0
2030 | TVA_Transmission_2_VACAR | TVA_Transmission | VACAR | Internal | Shoulder | B14 | 900 | 900 | 0 | 51.55 | 53.48 | 9 | 0
2030 | TVA_Transmission_2_VACAR | TVA_Transmission | VACAR | Internal | Shoulder | B15 | 1203 | 900 | 0 | 49.6 | 50.39 | 9 | 0
2030 | TVA_Transmission_2_VACAR | TVA_Transmission | VACAR | Internal | Summer | B1 | 10 | 900 | 0 | 751.18 | 751.19 | 9 | 0
2030 | TVA_Transmission_2_VACAR | TVA_Transmission | VACAR | Internal | Summer | B2 | 25 | 900 | 0 | 747.19 | 747.19 | 9 | 0
2030 | TVA_Transmission_2_VACAR | TVA_Transmission | VACAR | Internal | Summer | B3 | 75 | 900 | 0 | 80.64 | 85.75 | 9 | 0
2030 | TVA_Transmission_2_VACAR | TVA_Transmission | VACAR | Internal | Summer | B4 | 100 | 900 | 0 | 78.47 | 85.75 | 9 | 0
2030 | TVA_Transmission_2_VACAR | TVA_Transmission | VACAR | Internal | Summer | B5 | 200 | 900 | 412.65 | 70.81 | 79.81 | 9 | 0
2030 | TVA_Transmission_2_VACAR | TVA_Transmission | VACAR | Internal | Summer | B6 | 300 | 900 | 0 | 53.88 | 60.59 | 9 | 0
2030 | TVA_Transmission_2_VACAR | TVA_Transmission | VACAR | Internal | Summer | B7 | 400 | 900 | 0 | 48.14 | 54.62 | 9 | 0
2030 | TVA_Transmission_2_VACAR | TVA_Transmission | VACAR | Internal | Summer | B8 | 500 | 900 | 0 | 48.13 | 49.74 | 9 | 0
2030 | TVA_Transmission_2_VACAR | TVA_Transmission | VACAR | Internal | Summer | B9 | 800 | 900 | 0 | 47.35 | 47.46 | 9 | 0
2030 | TVA_Transmission_2_VACAR | TVA_Transmission | VACAR | Internal | Summer | B10 | 1262 | 900 | 0 | 41.84 | 43.67 | 9 | 0
2030 | TVA_Transmission_2_VACAR | TVA_Transmission | VACAR | Internal | Winter | B16 | 25 | 900 | 900 | 64.68 | 75.12 | 9 | 1.44
2030 | TVA_Transmission_2_VACAR | TVA_Transmission | VACAR | Internal | Winter | B17 | 100 | 900 | 0 | 57.91 | 62.25 | 9 | 0
2030 | TVA_Transmission_2_VACAR | TVA_Transmission | VACAR | Internal | Winter | B18 | 400 | 900 | 0 | 54.11 | 57.35 | 9 | 0
2030 | TVA_Transmission_2_VACAR | TVA_Transmission | VACAR | Internal | Winter | B19 | 700 | 900 | 0 | 52.83 | 53.9 | 9 | 0
2030 | TVA_Transmission_2_VACAR | TVA_Transmission | VACAR | Internal | Winter | B20 | 935 | 900 | 0 | 48.21 | 48.12 | 9 | 0
2030 | VACAR_2_SOCO | VACAR | SOCO | Internal | Shoulder | B11 | 25 | 3000 | 751.4 | 69.56 | 76.56 | 7 | 0
2030 | VACAR_2_SOCO | VACAR | SOCO | Internal | Shoulder | B12 | 200 | 3000 | 0 | 56.98 | 50.12 | 7 | 0
2030 | VACAR_2_SOCO | VACAR | SOCO | Internal | Shoulder | B13 | 600 | 3000 | 0 | 53.88 | 50.12 | 7 | 0
2030 | VACAR_2_SOCO | VACAR | SOCO | Internal | Shoulder | B14 | 900 | 3000 | 0 | 53.48 | 50.12 | 7 | 0
2030 | VACAR_2_SOCO | VACAR | SOCO | Internal | Shoulder | B15 | 1203 | 3000 | 0 | 50.39 | 50.12 | 7 | 0
2030 | VACAR_2_SOCO | VACAR | SOCO | Internal | Summer | B1 | 10 | 3000 | 0 | 751.19 | 751.19 | 7 | 0
2030 | VACAR_2_SOCO | VACAR | SOCO | Internal | Summer | B2 | 25 | 3000 | 0 | 747.19 | 751.19 | 7 | 0
2030 | VACAR_2_SOCO | VACAR | SOCO | Internal | Summer | B3 | 75 | 3000 | 0 | 85.75 | 89.64 | 7 | 0
2030 | VACAR_2_SOCO | VACAR | SOCO | Internal | Summer | B4 | 100 | 3000 | 0 | 85.75 | 83.67 | 7 | 0
2030 | VACAR_2_SOCO | VACAR | SOCO | Internal | Summer | B5 | 200 | 3000 | 0 | 79.81 | 79.81 | 7 | 0
2030 | VACAR_2_SOCO | VACAR | SOCO | Internal | Summer | B6 | 300 | 3000 | 0 | 60.59 | 62.88 | 7 | 0
2030 | VACAR_2_SOCO | VACAR | SOCO | Internal | Summer | B7 | 400 | 3000 | 0 | 54.62 | 57.14 | 7 | 0
2030 | VACAR_2_SOCO | VACAR | SOCO | Internal | Summer | B8 | 500 | 3000 | 0 | 49.74 | 50.38 | 7 | 0
2030 | VACAR_2_SOCO | VACAR | SOCO | Internal | Summer | B9 | 800 | 3000 | 0 | 47.46 | 48.64 | 7 | 0
2030 | VACAR_2_SOCO | VACAR | SOCO | Internal | Summer | B10 | 1262 | 3000 | 0 | 43.67 | 48.64 | 7 | 0
2030 | VACAR_2_SOCO | VACAR | SOCO | Internal | Winter | B16 | 25 | 3000 | 0 | 75.12 | 72.67 | 7 | 0
2030 | VACAR_2_SOCO | VACAR | SOCO | Internal | Winter | B17 | 100 | 3000 | 0 | 62.25 | 53.17 | 7 | 0
2030 | VACAR_2_SOCO | VACAR | SOCO | Internal | Winter | B18 | 400 | 3000 | 0 | 57.35 | 53.17 | 7 | 0
2030 | VACAR_2_SOCO | VACAR | SOCO | Internal | Winter | B19 | 700 | 3000 | 0 | 53.9 | 53.17 | 7 | 0
2030 | VACAR_2_SOCO | VACAR | SOCO | Internal | Winter | B20 | 935 | 3000 | 0 | 48.12 | 52.42 | 7 | 0
2035 | ENT_2_MISO_MO-IL | ENT | MISO_MO-IL | Internal | Shoulder | B11 | 25 | 2260 | 0 | 82 | 83.71 | 8 | 0
2035 | ENT_2_MISO_MO-IL | ENT | MISO_MO-IL | Internal | Shoulder | B12 | 200 | 2260 | 1857.97 | 55.85 | 63.85 | 8 | 0
2035 | ENT_2_MISO_MO-IL | ENT | MISO_MO-IL | Internal | Shoulder | B13 | 600 | 2260 | 0 | 55.45 | 53.97 | 8 | 0
2035 | ENT_2_MISO_MO-IL | ENT | MISO_MO-IL | Internal | Shoulder | B14 | 900 | 2260 | 0 | 53.87 | 53.71 | 8 | 0
2035 | ENT_2_MISO_MO-IL | ENT | MISO_MO-IL | Internal | Shoulder | B15 | 1203 | 2260 | 0 | 53.61 | 53.32 | 8 | 0
2035 | ENT_2_MISO_MO-IL | ENT | MISO_MO-IL | Internal | Summer | B1 | 10 | 2260 | 0 | 749.18 | 749.18 | 8 | 0
2035 | ENT_2_MISO_MO-IL | ENT | MISO_MO-IL | Internal | Summer | B2 | 25 | 2260 | 0 | 751.19 | 749.14 | 8 | 0
2035 | ENT_2_MISO_MO-IL | ENT | MISO_MO-IL | Internal | Summer | B3 | 75 | 2260 | 0 | 110.65 | 102.65 | 8 | 0
2035 | ENT_2_MISO_MO-IL | ENT | MISO_MO-IL | Internal | Summer | B4 | 100 | 2260 | 0 | 91.78 | 83.78 | 8 | 0
2035 | ENT_2_MISO_MO-IL | ENT | MISO_MO-IL | Internal | Summer | B5 | 200 | 2260 | 0 | 80.45 | 83.22 | 8 | 0
2035 | ENT_2_MISO_MO-IL | ENT | MISO_MO-IL | Internal | Summer | B6 | 300 | 2260 | 0 | 65.9 | 60.91 | 8 | 0
2035 | ENT_2_MISO_MO-IL | ENT | MISO_MO-IL | Internal | Summer | B7 | 400 | 2260 | 0 | 54.06 | 51.51 | 8 | 0
2035 | ENT_2_MISO_MO-IL | ENT | MISO_MO-IL | Internal | Summer | B8 | 500 | 2260 | 0 | 53.67 | 48.94 | 8 | 0
2035 | ENT_2_MISO_MO-IL | ENT | MISO_MO-IL | Internal | Summer | B9 | 800 | 2260 | 0 | 53.67 | 45.9 | 8 | 0
2035 | ENT_2_MISO_MO-IL | ENT | MISO_MO-IL | Internal | Summer | B10 | 1262 | 2260 | 0 | 51.9 | 43.9 | 8 | 0
2035 | ENT_2_MISO_MO-IL | ENT | MISO_MO-IL | Internal | Winter | B16 | 25 | 2260 | 0 | 78.72 | 78.73 | 8 | 0
2035 | ENT_2_MISO_MO-IL | ENT | MISO_MO-IL | Internal | Winter | B17 | 100 | 2260 | 0 | 59.42 | 61.99 | 8 | 0
2035 | ENT_2_MISO_MO-IL | ENT | MISO_MO-IL | Internal | Winter | B18 | 400 | 2260 | 0 | 57.78 | 56.85 | 8 | 0
2035 | ENT_2_MISO_MO-IL | ENT | MISO_MO-IL | Internal | Winter | B19 | 700 | 2260 | 0 | 57.03 | 54.12 | 8 | 0
2035 | ENT_2_MISO_MO-IL | ENT | MISO_MO-IL | Internal | Winter | B20 | 935 | 2260 | 0 | 57.03 | 52.45 | 8 | 0
2035 | ENT_2_SOCO | ENT | SOCO | Internal | Shoulder | B11 | 25 | 2000 | 272.7 | 82 | 90 | 8 | 0
2035 | ENT_2_SOCO | ENT | SOCO | Internal | Shoulder | B12 | 200 | 2000 | 0 | 55.85 | 57.72 | 8 | 0
2035 | ENT_2_SOCO | ENT | SOCO | Internal | Shoulder | B13 | 600 | 2000 | 0 | 55.45 | 55.72 | 8 | 0
2035 | ENT_2_SOCO | ENT | SOCO | Internal | Shoulder | B14 | 900 | 2000 | 0 | 53.87 | 55.72 | 8 | 0
2035 | ENT_2_SOCO | ENT | SOCO | Internal | Shoulder | B15 | 1203 | 2000 | 0 | 53.61 | 55.72 | 8 | 0
2035 | ENT_2_SOCO | ENT | SOCO | Internal | Summer | B1 | 10 | 2000 | 0 | 749.18 | 751.19 | 8 | 0
2035 | ENT_2_SOCO | ENT | SOCO | Internal | Summer | B2 | 25 | 2000 | 0 | 751.19 | 751.19 | 8 | 0
2035 | ENT_2_SOCO | ENT | SOCO | Internal | Summer | B3 | 75 | 2000 | 1690.59 | 110.65 | 118.65 | 8 | 0
2035 | ENT_2_SOCO | ENT | SOCO | Internal | Summer | B4 | 100 | 2000 | 0 | 91.78 | 92.69 | 8 | 0
2035 | ENT_2_SOCO | ENT | SOCO | Internal | Summer | B5 | 200 | 2000 | 557.9 | 80.45 | 88.45 | 8 | 0
2035 | ENT_2_SOCO | ENT | SOCO | Internal | Summer | B6 | 300 | 2000 | 2000 | 65.9 | 74.61 | 8 | 0.71
2035 | ENT_2_SOCO | ENT | SOCO | Internal | Summer | B7 | 400 | 2000 | 463.19 | 54.06 | 62.06 | 8 | 0
2035 | ENT_2_SOCO | ENT | SOCO | Internal | Summer | B8 | 500 | 2000 | 0 | 53.67 | 54.18 | 8 | 0
2035 | ENT_2_SOCO | ENT | SOCO | Internal | Summer | B9 | 800 | 2000 | 0 | 53.67 | 54.18 | 8 | 0
2035 | ENT_2_SOCO | ENT | SOCO | Internal | Summer | B10 | 1262 | 2000 | 0 | 51.9 | 54.18 | 8 | 0
2035 | ENT_2_SOCO | ENT | SOCO | Internal | Winter | B16 | 25 | 2000 | 2000 | 78.72 | 94.42 | 8 | 7.7
2035 | ENT_2_SOCO | ENT | SOCO | Internal | Winter | B17 | 100 | 2000 | 0 | 59.42 | 59.07 | 8 | 0
2035 | ENT_2_SOCO | ENT | SOCO | Internal | Winter | B18 | 400 | 2000 | 0 | 57.78 | 59.07 | 8 | 0
2035 | ENT_2_SOCO | ENT | SOCO | Internal | Winter | B19 | 700 | 2000 | 0 | 57.03 | 59.07 | 8 | 0
2035 | ENT_2_SOCO | ENT | SOCO | Internal | Winter | B20 | 935 | 2000 | 0 | 57.03 | 58.29 | 8 | 0
2035 | ENT_2_SPP_S | ENT | SPP_S | Internal | Shoulder | B11 | 25 | 1300 | 0 | 82 | 77 | 8 | 0
2035 | ENT_2_SPP_S | ENT | SPP_S | Internal | Shoulder | B12 | 200 | 1300 | 0 | 55.85 | 53.52 | 8 | 0
2035 | ENT_2_SPP_S | ENT | SPP_S | Internal | Shoulder | B13 | 600 | 1300 | 0 | 55.45 | 53.4 | 8 | 0
2035 | ENT_2_SPP_S | ENT | SPP_S | Internal | Shoulder | B14 | 900 | 1300 | 0 | 53.87 | 48.89 | 8 | 0
2035 | ENT_2_SPP_S | ENT | SPP_S | Internal | Shoulder | B15 | 1203 | 1300 | 0 | 53.61 | 48.62 | 8 | 0
2035 | ENT_2_SPP_S | ENT | SPP_S | Internal | Summer | B1 | 10 | 1300 | 0 | 749.18 | 332.89 | 8 | 0
2035 | ENT_2_SPP_S | ENT | SPP_S | Internal | Summer | B2 | 25 | 1300 | 0 | 751.19 | 746.19 | 8 | 0
2035 | ENT_2_SPP_S | ENT | SPP_S | Internal | Summer | B3 | 75 | 1300 | 0 | 110.65 | 109.65 | 8 | 0
2035 | ENT_2_SPP_S | ENT | SPP_S | Internal | Summer | B4 | 100 | 1300 | 0 | 91.78 | 88.31 | 8 | 0
2035 | ENT_2_SPP_S | ENT | SPP_S | Internal | Summer | B5 | 200 | 1300 | 0 | 80.45 | 82.84 | 8 | 0
2035 | ENT_2_SPP_S | ENT | SPP_S | Internal | Summer | B6 | 300 | 1300 | 0 | 65.9 | 60.9 | 8 | 0
2035 | ENT_2_SPP_S | ENT | SPP_S | Internal | Summer | B7 | 400 | 1300 | 0 | 54.06 | 53.39 | 8 | 0
2035 | ENT_2_SPP_S | ENT | SPP_S | Internal | Summer | B8 | 500 | 1300 | 0 | 53.67 | 51.61 | 8 | 0
2035 | ENT_2_SPP_S | ENT | SPP_S | Internal | Summer | B9 | 800 | 1300 | 0 | 53.67 | 51.61 | 8 | 0
2035 | ENT_2_SPP_S | ENT | SPP_S | Internal | Summer | B10 | 1262 | 1300 | 0 | 51.9 | 46.83 | 8 | 0
2035 | ENT_2_SPP_S | ENT | SPP_S | Internal | Winter | B16 | 25 | 1300 | 0 | 78.72 | 57.13 | 8 | 0
2035 | ENT_2_SPP_S | ENT | SPP_S | Internal | Winter | B17 | 100 | 1300 | 0 | 59.42 | 57 | 8 | 0
2035 | ENT_2_SPP_S | ENT | SPP_S | Internal | Winter | B18 | 400 | 1300 | 0 | 57.78 | 52.79 | 8 | 0
2035 | ENT_2_SPP_S | ENT | SPP_S | Internal | Winter | B19 | 700 | 1300 | 0 | 57.03 | 52.02 | 8 | 0
2035 | ENT_2_SPP_S | ENT | SPP_S | Internal | Winter | B20 | 935 | 1300 | 0 | 57.03 | 47.47 | 8 | 0
2035 | ENT_2_TVA_Transmission | ENT | TVA_Transmission | Internal | Shoulder | B11 | 25 | 2100 | 0 | 82 | 87.58 | 8 | 0
2035 | ENT_2_TVA_Transmission | ENT | TVA_Transmission | Internal | Shoulder | B12 | 200 | 2100 | 330.71 | 55.85 | 63.85 | 8 | 0
2035 | ENT_2_TVA_Transmission | ENT | TVA_Transmission | Internal | Shoulder | B13 | 600 | 2100 | 0 | 55.45 | 58.9 | 8 | 0
2035 | ENT_2_TVA_Transmission | ENT | TVA_Transmission | Internal | Shoulder | B14 | 900 | 2100 | 0 | 53.87 | 58.2 | 8 | 0
2035 | ENT_2_TVA_Transmission | ENT | TVA_Transmission | Internal | Shoulder | B15 | 1203 | 2100 | 0 | 53.61 | 57.4 | 8 | 0
2035 | ENT_2_TVA_Transmission | ENT | TVA_Transmission | Internal | Summer | B1 | 10 | 2100 | 0 | 749.18 | 753.93 | 8 | 0
2035 | ENT_2_TVA_Transmission | ENT | TVA_Transmission | Internal | Summer | B2 | 25 | 2100 | 0 | 751.19 | 754.73 | 8 | 0
2035 | ENT_2_TVA_Transmission | ENT | TVA_Transmission | Internal | Summer | B3 | 75 | 2100 | 0 | 110.65 | 110.65 | 8 | 0
2035 | ENT_2_TVA_Transmission | ENT | TVA_Transmission | Internal | Summer | B4 | 100 | 2100 | 0 | 91.78 | 91.78 | 8 | 0
2035 | ENT_2_TVA_Transmission | ENT | TVA_Transmission | Internal | Summer | B5 | 200 | 2100 | 0 | 80.45 | 87.22 | 8 | 0
2035 | ENT_2_TVA_Transmission | ENT | TVA_Transmission | Internal | Summer | B6 | 300 | 2100 | 0 | 65.9 | 68.25 | 8 | 0
2035 | ENT_2_TVA_Transmission | ENT | TVA_Transmission | Internal | Summer | B7 | 400 | 2100 | 0 | 54.06 | 56.89 | 8 | 0
2035 | ENT_2_TVA_Transmission | ENT | TVA_Transmission | Internal | Summer | B8 | 500 | 2100 | 0 | 53.67 | 54.79 | 8 | 0
2035 | ENT_2_TVA_Transmission | ENT | TVA_Transmission | Internal | Summer | B9 | 800 | 2100 | 0 | 53.67 | 53.57 | 8 | 0
2035 | ENT_2_TVA_Transmission | ENT | TVA_Transmission | Internal | Summer | B10 | 1262 | 2100 | 0 | 51.9 | 49.4 | 8 | 0
2035 | ENT_2_TVA_Transmission | ENT | TVA_Transmission | Internal | Winter | B16 | 25 | 2100 | 1786.79 | 78.72 | 86.72 | 8 | 0
2035 | ENT_2_TVA_Transmission | ENT | TVA_Transmission | Internal | Winter | B17 | 100 | 2100 | 838.7 | 59.42 | 67.42 | 8 | 0
2035 | ENT_2_TVA_Transmission | ENT | TVA_Transmission | Internal | Winter | B18 | 400 | 2100 | 0 | 57.78 | 61.88 | 8 | 0
2035 | ENT_2_TVA_Transmission | ENT | TVA_Transmission | Internal | Winter | B19 | 700 | 2100 | 0 | 57.03 | 60.83 | 8 | 0
2035 | ENT_2_TVA_Transmission | ENT | TVA_Transmission | Internal | Winter | B20 | 935 | 2100 | 0 | 57.03 | 58.37 | 8 | 0
2035 | HQ_NEISO_2_NEISO | HQ_NEISO | NEISO | Internal | Shoulder | B11 | 25 | 99999 | 2920 | 46.3 | 46.31 | 0.01 | 0
2035 | HQ_NEISO_2_NEISO | HQ_NEISO | NEISO | Internal | Shoulder | B12 | 200 | 99999 | 2920 | 46.3 | 46.31 | 0.01 | 0
2035 | HQ_NEISO_2_NEISO | HQ_NEISO | NEISO | Internal | Shoulder | B13 | 600 | 99999 | 2920 | 46.3 | 46.31 | 0.01 | 0
2035 | HQ_NEISO_2_NEISO | HQ_NEISO | NEISO | Internal | Shoulder | B14 | 900 | 99999 | 2920 | 46.3 | 46.31 | 0.01 | 0
2035 | HQ_NEISO_2_NEISO | HQ_NEISO | NEISO | Internal | Shoulder | B15 | 1203 | 99999 | 1143.24 | 46.3 | 46.31 | 0.01 | 0
2035 | HQ_NEISO_2_NEISO | HQ_NEISO | NEISO | Internal | Summer | B1 | 10 | 99999 | 2920.1 | 748.18 | 748.19 | 0.01 | 0
2035 | HQ_NEISO_2_NEISO | HQ_NEISO | NEISO | Internal | Summer | B2 | 25 | 99999 | 2920.1 | 748.18 | 748.19 | 0.01 | 0
2035 | HQ_NEISO_2_NEISO | HQ_NEISO | NEISO | Internal | Summer | B3 | 75 | 99999 | 2920 | 59.39 | 59.4 | 0.01 | 0
2035 | HQ_NEISO_2_NEISO | HQ_NEISO | NEISO | Internal | Summer | B4 | 100 | 99999 | 2920 | 42.76 | 42.77 | 0.01 | 0
2035 | HQ_NEISO_2_NEISO | HQ_NEISO | NEISO | Internal | Summer | B5 | 200 | 99999 | 2920 | 42.76 | 42.77 | 0.01 | 0
2035 | HQ_NEISO_2_NEISO | HQ_NEISO | NEISO | Internal | Summer | B6 | 300 | 99999 | 2920 | 42.76 | 42.77 | 0.01 | 0
2035 | HQ_NEISO_2_NEISO | HQ_NEISO | NEISO | Internal | Summer | B7 | 400 | 99999 | 2920 | 42.76 | 42.77 | 0.01 | 0
2035 | HQ_NEISO_2_NEISO | HQ_NEISO | NEISO | Internal | Summer | B8 | 500 | 99999 | 2920 | 42.76 | 42.77 | 0.01 | 0
2035 | HQ_NEISO_2_NEISO | HQ_NEISO | NEISO | Internal | Summer | B9 | 800 | 99999 | 2920 | 42.76 | 42.77 | 0.01 | 0
2035 | HQ_NEISO_2_NEISO | HQ_NEISO | NEISO | Internal | Summer | B10 | 1262 | 99999 | 795.94 | 42.76 | 42.77 | 0.01 | 0
2035 | HQ_NEISO_2_NEISO | HQ_NEISO | NEISO | Internal | Winter | B16 | 25 | 99999 | 2920 | 56.77 | 56.78 | 0.01 | 0
2035 | HQ_NEISO_2_NEISO | HQ_NEISO | NEISO | Internal | Winter | B17 | 100 | 99999 | 2920 | 56.76 | 56.77 | 0.01 | 0
2035 | HQ_NEISO_2_NEISO | HQ_NEISO | NEISO | Internal | Winter | B18 | 400 | 99999 | 2920 | 56.76 | 56.77 | 0.01 | 0
2035 | HQ_NEISO_2_NEISO | HQ_NEISO | NEISO | Internal | Winter | B19 | 700 | 99999 | 2920 | 56.76 | 56.77 | 0.01 | 0
2035 | HQ_NEISO_2_NEISO | HQ_NEISO | NEISO | Internal | Winter | B20 | 935 | 99999 | 1233.58 | 56.76 | 56.77 | 0.01 | 0
2035 | HQ_NY_2_NYISO_A-F | HQ_NY | NYISO_A-F | Internal | Shoulder | B11 | 25 | 99999 | 1000 | 53.33 | 53.35 | 0.01 | 0
2035 | HQ_NY_2_NYISO_A-F | HQ_NY | NYISO_A-F | Internal | Shoulder | B12 | 200 | 99999 | 1000 | 53.33 | 53.35 | 0.01 | 0
2035 | HQ_NY_2_NYISO_A-F | HQ_NY | NYISO_A-F | Internal | Shoulder | B13 | 600 | 99999 | 1000 | 49.64 | 49.65 | 0.01 | 0
2035 | HQ_NY_2_NYISO_A-F | HQ_NY | NYISO_A-F | Internal | Shoulder | B14 | 900 | 99999 | 1000 | 49.64 | 49.65 | 0.01 | 0
2035 | HQ_NY_2_NYISO_A-F | HQ_NY | NYISO_A-F | Internal | Shoulder | B15 | 1203 | 99999 | 188.69 | 49.64 | 49.65 | 0.01 | 0
2035 | HQ_NY_2_NYISO_A-F | HQ_NY | NYISO_A-F | Internal | Summer | B1 | 10 | 99999 | 1000.1 | 743.18 | 743.19 | 0.01 | 0
2035 | HQ_NY_2_NYISO_A-F | HQ_NY | NYISO_A-F | Internal | Summer | B2 | 25 | 99999 | 1000.1 | 743.16 | 743.18 | 0.01 | 0
2035 | HQ_NY_2_NYISO_A-F | HQ_NY | NYISO_A-F | Internal | Summer | B3 | 75 | 99999 | 1000 | 63.77 | 63.78 | 0.01 | 0
2035 | HQ_NY_2_NYISO_A-F | HQ_NY | NYISO_A-F | Internal | Summer | B4 | 100 | 99999 | 1000 | 63 | 63.01 | 0.01 | 0
2035 | HQ_NY_2_NYISO_A-F | HQ_NY | NYISO_A-F | Internal | Summer | B5 | 200 | 99999 | 1000 | 50.9 | 50.92 | 0.01 | 0
2035 | HQ_NY_2_NYISO_A-F | HQ_NY | NYISO_A-F | Internal | Summer | B6 | 300 | 99999 | 1000 | 48.34 | 48.35 | 0.01 | 0
2035 | HQ_NY_2_NYISO_A-F | HQ_NY | NYISO_A-F | Internal | Summer | B7 | 400 | 99999 | 1000 | 46.04 | 46.06 | 0.01 | 0
2035 | HQ_NY_2_NYISO_A-F | HQ_NY | NYISO_A-F | Internal | Summer | B8 | 500 | 99999 | 1000 | 46.04 | 46.06 | 0.01 | 0
2035 | HQ_NY_2_NYISO_A-F | HQ_NY | NYISO_A-F | Internal | Summer | B9 | 800 | 99999 | 1000 | 46.04 | 46.06 | 0.01 | 0
2035 | HQ_NY_2_NYISO_A-F | HQ_NY | NYISO_A-F | Internal | Summer | B10 | 1262 | 99999 | 30.11 | 46.04 | 46.06 | 0.01 | 0
2035 | HQ_NY_2_NYISO_A-F | HQ_NY | NYISO_A-F | Internal | Winter | B16 | 25 | 99999 | 1000 | 53.77 | 53.78 | 0.01 | 0
2035 | HQ_NY_2_NYISO_A-F | HQ_NY | NYISO_A-F | Internal | Winter | B17 | 100 | 99999 | 1000 | 53.77 | 53.78 | 0.01 | 0
2035 | HQ_NY_2_NYISO_A-F | HQ_NY | NYISO_A-F | Internal | Winter | B18 | 400 | 99999 | 1000 | 53.77 | 53.78 | 0.01 | 0
2035 | HQ_NY_2_NYISO_A-F | HQ_NY | NYISO_A-F | Internal | Winter | B19 | 700 | 99999 | 1000 | 53.77 | 53.78 | 0.01 | 0
2035 | HQ_NY_2_NYISO_A-F | HQ_NY | NYISO_A-F | Internal | Winter | B20 | 935 | 99999 | 229.95 | 53.77 | 53.78 | 0.01 | 0
2035 | HQ_IESO_2_IESO | HQ_IESO | IESO | Internal | Shoulder | B11 | 25 | 99999 | 400 | 46.33 | 46.35 | 0.01 | 0
2035 | HQ_IESO_2_IESO | HQ_IESO | IESO | Internal | Shoulder | B12 | 200 | 99999 | 400 | 46.33 | 46.35 | 0.01 | 0
2035 | HQ_IESO_2_IESO | HQ_IESO | IESO | Internal | Shoulder | B13 | 600 | 99999 | 400 | 46.33 | 46.35 | 0.01 | 0
2035 | HQ_IESO_2_IESO | HQ_IESO | IESO | Internal | Shoulder | B14 | 900 | 99999 | 400 | 46.33 | 46.35 | 0.01 | 0
2035 | HQ_IESO_2_IESO | HQ_IESO | IESO | Internal | Shoulder | B15 | 1203 | 99999 | 75.48 | 46.33 | 46.35 | 0.01 | 0
2035 | HQ_IESO_2_IESO | HQ_IESO | IESO | Internal | Summer | B1 | 10 | 99999 | 400.1 | 736.18 | 736.19 | 0.01 | 0
2035 | HQ_IESO_2_IESO | HQ_IESO | IESO | Internal | Summer | B2 | 25 | 99999 | 400.1 | 736.16 | 736.18 | 0.01 | 0
2035 | HQ_IESO_2_IESO | HQ_IESO | IESO | Internal | Summer | B3 | 75 | 99999 | 400 | 56.77 | 56.78 | 0.01 | 0
2035 | HQ_IESO_2_IESO | HQ_IESO | IESO | Internal | Summer | B4 | 100 | 99999 | 400 | 43.9 | 43.92 | 0.01 | 0
2035 | HQ_IESO_2_IESO | HQ_IESO | IESO | Internal | Summer | B5 | 200 | 99999 | 400 | 43.9 | 43.92 | 0.01 | 0
2035 | HQ_IESO_2_IESO | HQ_IESO | IESO | Internal | Summer | B6 | 300 | 99999 | 400 | 38.92 | 38.93 | 0.01 | 0
2035 | HQ_IESO_2_IESO | HQ_IESO | IESO | Internal | Summer | B7 | 400 | 99999 | 400 | 38.92 | 38.93 | 0.01 | 0
2035 | HQ_IESO_2_IESO | HQ_IESO | IESO | Internal | Summer | B8 | 500 | 99999 | 400 | 38.92 | 38.93 | 0.01 | 0
2035 | HQ_IESO_2_IESO | HQ_IESO | IESO | Internal | Summer | B9 | 800 | 99999 | 400 | 38.92 | 38.93 | 0.01 | 0
2035 | HQ_IESO_2_IESO | HQ_IESO | IESO | Internal | Summer | B10 | 1262 | 99999 | 12.04 | 38.92 | 38.93 | 0.01 | 0
2035 | HQ_IESO_2_IESO | HQ_IESO | IESO | Internal | Winter | B16 | 25 | 99999 | 400 | 46.77 | 46.78 | 0.01 | 0
2035 | HQ_IESO_2_IESO | HQ_IESO | IESO | Internal | Winter | B17 | 100 | 99999 | 400 | 46.77 | 46.78 | 0.01 | 0
2035 | HQ_IESO_2_IESO | HQ_IESO | IESO | Internal | Winter | B18 | 400 | 99999 | 400 | 46.77 | 46.78 | 0.01 | 0
2035 | HQ_IESO_2_IESO | HQ_IESO | IESO | Internal | Winter | B19 | 700 | 99999 | 400 | 46.77 | 46.78 | 0.01 | 0
2035 | HQ_IESO_2_IESO | HQ_IESO | IESO | Internal | Winter | B20 | 935 | 99999 | 91.98 | 46.77 | 46.78 | 0.01 | 0
2035 | IESO_2_MAPP_CA | IESO | MAPP_CA | Internal | Shoulder | B11 | 25 | 262 | 262 | 46.35 | 69.7 | 7 | 16.35
2035 | IESO_2_MAPP_CA | IESO | MAPP_CA | Internal | Shoulder | B12 | 200 | 262 | 262 | 46.35 | 63.83 | 7 | 10.48
2035 | IESO_2_MAPP_CA | IESO | MAPP_CA | Internal | Shoulder | B13 | 600 | 262 | 262 | 46.35 | 53.95 | 7 | 0.6
2035 | IESO_2_MAPP_CA | IESO | MAPP_CA | Internal | Shoulder | B14 | 900 | 262 | 262 | 46.35 | 53.7 | 7 | 0.35
2035 | IESO_2_MAPP_CA | IESO | MAPP_CA | Internal | Shoulder | B15 | 1203 | 262 | 262 | 46.35 | 53.7 | 7 | 0.35
2035 | IESO_2_MAPP_CA | IESO | MAPP_CA | Internal | Summer | B1 | 10 | 262 | 165.78 | 736.19 | 743.19 | 7 | 0
2035 | IESO_2_MAPP_CA | IESO | MAPP_CA | Internal | Summer | B2 | 25 | 262 | 219.08 | 736.18 | 743.18 | 7 | 0
2035 | IESO_2_MAPP_CA | IESO | MAPP_CA | Internal | Summer | B3 | 75 | 262 | 262 | 56.78 | 102.62 | 7 | 38.84
2035 | IESO_2_MAPP_CA | IESO | MAPP_CA | Internal | Summer | B4 | 100 | 262 | 262 | 43.92 | 83.81 | 7 | 32.9
2035 | IESO_2_MAPP_CA | IESO | MAPP_CA | Internal | Summer | B5 | 200 | 262 | 262 | 43.92 | 71.69 | 7 | 20.78
2035 | IESO_2_MAPP_CA | IESO | MAPP_CA | Internal | Summer | B6 | 300 | 262 | 262 | 38.93 | 51.46 | 7 | 5.53
2035 | IESO_2_MAPP_CA | IESO | MAPP_CA | Internal | Summer | B7 | 400 | 262 | 262 | 38.93 | 51.46 | 7 | 5.53
2035 | IESO_2_MAPP_CA | IESO | MAPP_CA | Internal | Summer | B8 | 500 | 262 | 262 | 38.93 | 48.92 | 7 | 2.99
2035 | IESO_2_MAPP_CA | IESO | MAPP_CA | Internal | Summer | B9 | 800 | 262 | 262 | 38.93 | 48.8 | 7 | 2.87
2035 | IESO_2_MAPP_CA | IESO | MAPP_CA | Internal | Summer | B10 | 1262 | 262 | 262 | 38.93 | 48.8 | 7 | 2.87
2035 | IESO_2_MAPP_CA | IESO | MAPP_CA | Internal | Winter | B16 | 25 | 262 | 262 | 46.78 | 78.7 | 7 | 24.93
2035 | IESO_2_MAPP_CA | IESO | MAPP_CA | Internal | Winter | B17 | 100 | 262 | 262 | 46.78 | 61.96 | 7 | 8.18
2035 | IESO_2_MAPP_CA | IESO | MAPP_CA | Internal | Winter | B18 | 400 | 262 | 262 | 46.78 | 56.83 | 7 | 3.05
2035 | IESO_2_MAPP_CA | IESO | MAPP_CA | Internal | Winter | B19 | 700 | 262 | 262 | 46.78 | 54.17 | 7 | 0.4
2035 | IESO_2_MAPP_CA | IESO | MAPP_CA | Internal | Winter | B20 | 935 | 262 | 262 | 46.78 | 54.17 | 7 | 0.4
2035 | IESO_2_MISO_MI | IESO | MISO_MI | Internal | Shoulder | B11 | 25 | 1840 | 1840 | 46.35 | 83.7 | 7 | 30.35
2035 | IESO_2_MISO_MI | IESO | MISO_MI | Internal | Shoulder | B12 | 200 | 1840 | 1840 | 46.35 | 64.87 | 7 | 11.52
2035 | IESO_2_MISO_MI | IESO | MISO_MI | Internal | Shoulder | B13 | 600 | 1840 | 1840 | 46.35 | 53.99 | 7 | 0.65
2035 | IESO_2_MISO_MI | IESO | MISO_MI | Internal | Shoulder | B14 | 900 | 1840 | 1840 | 46.35 | 53.73 | 7 | 0.39
2035 | IESO_2_MISO_MI | IESO | MISO_MI | Internal | Shoulder | B15 | 1203 | 1840 | 1499.39 | 46.35 | 53.35 | 7 | 0
2035 | IESO_2_MISO_MI | IESO | MISO_MI | Internal | Summer | B1 | 10 | 1840 | 1840 | 736.19 | 749.2 | 7 | 6.01
2035 | IESO_2_MISO_MI | IESO | MISO_MI | Internal | Summer | B2 | 25 | 1840 | 1840 | 736.18 | 749.16 | 7 | 5.99
2035 | IESO_2_MISO_MI | IESO | MISO_MI | Internal | Summer | B3 | 75 | 1840 | 1840 | 56.78 | 102.63 | 7 | 38.85
2035 | IESO_2_MISO_MI | IESO | MISO_MI | Internal | Summer | B4 | 100 | 1840 | 1840 | 43.92 | 83.8 | 7 | 32.89
2035 | IESO_2_MISO_MI | IESO | MISO_MI | Internal | Summer | B5 | 200 | 1840 | 1840 | 43.92 | 83.22 | 7 | 32.3
2035 | IESO_2_MISO_MI | IESO | MISO_MI | Internal | Summer | B6 | 300 | 1840 | 1840 | 38.93 | 60.94 | 7 | 15.01
2035 | IESO_2_MISO_MI | IESO | MISO_MI | Internal | Summer | B7 | 400 | 1840 | 1840 | 38.93 | 51.54 | 7 | 5.61
2035 | IESO_2_MISO_MI | IESO | MISO_MI | Internal | Summer | B8 | 500 | 1840 | 1840 | 38.93 | 48.97 | 7 | 3.04
2035 | IESO_2_MISO_MI | IESO | MISO_MI | Internal | Summer | B9 | 800 | 1840 | 1564.53 | 38.93 | 45.93 | 7 | 0
2035 | IESO_2_MISO_MI | IESO | MISO_MI | Internal | Summer | B10 | 1262 | 1840 | 0 | 38.93 | 43.92 | 7 | 0
2035 | IESO_2_MISO_MI | IESO | MISO_MI | Internal | Winter | B16 | 25 | 1840 | 1840 | 46.78 | 82.71 | 7 | 28.93
2035 | IESO_2_MISO_MI | IESO | MISO_MI | Internal | Winter | B17 | 100 | 1840 | 1840 | 46.78 | 62.64 | 7 | 8.86
2035 | IESO_2_MISO_MI | IESO | MISO_MI | Internal | Winter | B18 | 400 | 1840 | 1840 | 46.78 | 56.87 | 7 | 3.09
2035 | IESO_2_MISO_MI | IESO | MISO_MI | Internal | Winter | B19 | 700 | 1840 | 1840 | 46.78 | 54.12 | 7 | 0.34
2035 | IESO_2_MISO_MI | IESO | MISO_MI | Internal | Winter | B20 | 935 | 1840 | 0 | 46.78 | 52.48 | 7 | 0
2035 | IESO_2_MISO_W | IESO | MISO_W | Internal | Shoulder | B11 | 25 | 140 | 140 | 46.35 | 83.7 | 7 | 30.35
2035 | IESO_2_MISO_W | IESO | MISO_W | Internal | Shoulder | B12 | 200 | 140 | 140 | 46.35 | 63.84 | 7 | 10.5
2035 | IESO_2_MISO_W | IESO | MISO_W | Internal | Shoulder | B13 | 600 | 140 | 140 | 46.35 | 53.96 | 7 | 0.61
2035 | IESO_2_MISO_W | IESO | MISO_W | Internal | Shoulder | B14 | 900 | 140 | 140 | 46.35 | 53.71 | 7 | 0.36
2035 | IESO_2_MISO_W | IESO | MISO_W | Internal | Shoulder | B15 | 1203 | 140 | 56.1 | 46.35 | 53.35 | 7 | 0
2035 | IESO_2_MISO_W | IESO | MISO_W | Internal | Summer | B1 | 10 | 140 | 140 | 736.19 | 749.16 | 7 | 5.98
2035 | IESO_2_MISO_W | IESO | MISO_W | Internal | Summer | B2 | 25 | 140 | 140 | 736.18 | 749.13 | 7 | 5.95
2035 | IESO_2_MISO_W | IESO | MISO_W | Internal | Summer | B3 | 75 | 140 | 140 | 56.78 | 102.63 | 7 | 38.85
2035 | IESO_2_MISO_W | IESO | MISO_W | Internal | Summer | B4 | 100 | 140 | 140 | 43.92 | 83.83 | 7 | 32.91
2035 | IESO_2_MISO_W | IESO | MISO_W | Internal | Summer | B5 | 200 | 140 | 140 | 43.92 | 83.23 | 7 | 32.31
2035 | IESO_2_MISO_W | IESO | MISO_W | Internal | Summer | B6 | 300 | 140 | 140 | 38.93 | 60.9 | 7 | 14.97
2035 | IESO_2_MISO_W | IESO | MISO_W | Internal | Summer | B7 | 400 | 140 | 140 | 38.93 | 51.5 | 7 | 5.57
2035 | IESO_2_MISO_W | IESO | MISO_W | Internal | Summer | B8 | 500 | 140 | 140 | 38.93 | 48.93 | 7 | 3
2035 | IESO_2_MISO_W | IESO | MISO_W | Internal | Summer | B9 | 800 | 140 | 140 | 38.93 | 48.81 | 7 | 2.88
2035 | IESO_2_MISO_W | IESO | MISO_W | Internal | Summer | B10 | 1262 | 140 | 0 | 38.93 | 43.91 | 7 | 0
2035 | IESO_2_MISO_W | IESO | MISO_W | Internal | Winter | B16 | 25 | 140 | 140 | 46.78 | 78.72 | 7 | 24.94
2035 | IESO_2_MISO_W | IESO | MISO_W | Internal | Winter | B17 | 100 | 140 | 140 | 46.78 | 61.98 | 7 | 8.2
2035 | IESO_2_MISO_W | IESO | MISO_W | Internal | Winter | B18 | 400 | 140 | 140 | 46.78 | 56.84 | 7 | 3.06
2035 | IESO_2_MISO_W | IESO | MISO_W | Internal | Winter | B19 | 700 | 140 | 140 | 46.78 | 54.16 | 7 | 0.38
2035 | IESO_2_MISO_W | IESO | MISO_W | Internal | Winter | B20 | 935 | 140 | 0 | 46.78 | 52.44 | 7 | 0
2035 | IESO_2_NYISO_A-F | IESO | NYISO_A-F | Internal | Shoulder | B11 | 25 | 1725 | 1339.21 | 46.35 | 53.35 | 7 | 0
2035 | IESO_2_NYISO_A-F | IESO | NYISO_A-F | Internal | Shoulder | B12 | 200 | 1725 | 1688.66 | 46.35 | 53.35 | 7 | 0
2035 | IESO_2_NYISO_A-F | IESO | NYISO_A-F | Internal | Shoulder | B13 | 600 | 1725 | 0 | 46.35 | 49.65 | 7 | 0
2035 | IESO_2_NYISO_A-F | IESO | NYISO_A-F | Internal | Shoulder | B14 | 900 | 1725 | 0 | 46.35 | 49.65 | 7 | 0
2035 | IESO_2_NYISO_A-F | IESO | NYISO_A-F | Internal | Shoulder | B15 | 1203 | 1725 | 0 | 46.35 | 49.65 | 7 | 0
2035 | IESO_2_NYISO_A-F | IESO | NYISO_A-F | Internal | Summer | B1 | 10 | 1725 | 274.96 | 736.19 | 743.19 | 7 | 0
2035 | IESO_2_NYISO_A-F | IESO | NYISO_A-F | Internal | Summer | B2 | 25 | 1725 | 739.05 | 736.18 | 743.18 | 7 | 0
2035 | IESO_2_NYISO_A-F | IESO | NYISO_A-F | Internal | Summer | B3 | 75 | 1725 | 1551.09 | 56.78 | 63.78 | 7 | 0
2035 | IESO_2_NYISO_A-F | IESO | NYISO_A-F | Internal | Summer | B4 | 100 | 1725 | 1725 | 43.92 | 63.01 | 7 | 12.1
2035 | IESO_2_NYISO_A-F | IESO | NYISO_A-F | Internal | Summer | B5 | 200 | 1725 | 1691.18 | 43.92 | 50.92 | 7 | 0
2035 | IESO_2_NYISO_A-F | IESO | NYISO_A-F | Internal | Summer | B6 | 300 | 1725 | 1725 | 38.93 | 48.35 | 7 | 2.42
2035 | IESO_2_NYISO_A-F | IESO | NYISO_A-F | Internal | Summer | B7 | 400 | 1725 | 1725 | 38.93 | 46.06 | 7 | 0.13
2035 | IESO_2_NYISO_A-F | IESO | NYISO_A-F | Internal | Summer | B8 | 500 | 1725 | 1725 | 38.93 | 46.06 | 7 | 0.13
2035 | IESO_2_NYISO_A-F | IESO | NYISO_A-F | Internal | Summer | B9 | 800 | 1725 | 1725 | 38.93 | 46.06 | 7 | 0.13
2035 | IESO_2_NYISO_A-F | IESO | NYISO_A-F | Internal | Summer | B10 | 1262 | 1725 | 1725 | 38.93 | 46.06 | 7 | 0.13
2035 | IESO_2_NYISO_A-F | IESO | NYISO_A-F | Internal | Winter | B16 | 25 | 1725 | 1540.61 | 46.78 | 53.78 | 7 | 0
2035 | IESO_2_NYISO_A-F | IESO | NYISO_A-F | Internal | Winter | B17 | 100 | 1725 | 1347.01 | 46.78 | 53.78 | 7 | 0
2035 | IESO_2_NYISO_A-F | IESO | NYISO_A-F | Internal | Winter | B18 | 400 | 1725 | 739.69 | 46.78 | 53.78 | 7 | 0
2035 | IESO_2_NYISO_A-F | IESO | NYISO_A-F | Internal | Winter | B19 | 700 | 1725 | 597.53 | 46.78 | 53.78 | 7 | 0
2035 | IESO_2_NYISO_A-F | IESO | NYISO_A-F | Internal | Winter | B20 | 935 | 1725 | 743.13 | 46.78 | 53.78 | 7 | 0
2035 | MAPP_CA_2_IESO | MAPP_CA | IESO | Internal | Shoulder | B11 | 25 | 330 | 0 | 69.7 | 46.35 | 8 | 0
2035 | MAPP_CA_2_IESO | MAPP_CA | IESO | Internal | Shoulder | B12 | 200 | 330 | 0 | 63.83 | 46.35 | 8 | 0
2035 | MAPP_CA_2_IESO | MAPP_CA | IESO | Internal | Shoulder | B13 | 600 | 330 | 0 | 53.95 | 46.35 | 8 | 0
2035 | MAPP_CA_2_IESO | MAPP_CA | IESO | Internal | Shoulder | B14 | 900 | 330 | 0 | 53.7 | 46.35 | 8 | 0
2035 | MAPP_CA_2_IESO | MAPP_CA | IESO | Internal | Shoulder | B15 | 1203 | 330 | 0 | 53.7 | 46.35 | 8 | 0
2035 | MAPP_CA_2_IESO | MAPP_CA | IESO | Internal | Summer | B1 | 10 | 330 | 0 | 743.19 | 736.19 | 8 | 0
2035 | MAPP_CA_2_IESO | MAPP_CA | IESO | Internal | Summer | B2 | 25 | 330 | 0 | 743.18 | 736.18 | 8 | 0
2035 | MAPP_CA_2_IESO | MAPP_CA | IESO | Internal | Summer | B3 | 75 | 330 | 0 | 102.62 | 56.78 | 8 | 0
2035 | MAPP_CA_2_IESO | MAPP_CA | IESO | Internal | Summer | B4 | 100 | 330 | 0 | 83.81 | 43.92 | 8 | 0
2035 | MAPP_CA_2_IESO | MAPP_CA | IESO | Internal | Summer | B5 | 200 | 330 | 0 | 71.69 | 43.92 | 8 | 0
2035 | MAPP_CA_2_IESO | MAPP_CA | IESO | Internal | Summer | B6 | 300 | 330 | 0 | 51.46 | 38.93 | 8 | 0
2035 | MAPP_CA_2_IESO | MAPP_CA | IESO | Internal | Summer | B7 | 400 | 330 | 0 | 51.46 | 38.93 | 8 | 0
2035 | MAPP_CA_2_IESO | MAPP_CA | IESO | Internal | Summer | B8 | 500 | 330 | 0 | 48.92 | 38.93 | 8 | 0
2035 | MAPP_CA_2_IESO | MAPP_CA | IESO | Internal | Summer | B9 | 800 | 330 | 0 | 48.8 | 38.93 | 8 | 0
2035 | MAPP_CA_2_IESO | MAPP_CA | IESO | Internal | Summer | B10 | 1262 | 330 | 0 | 48.8 | 38.93 | 8 | 0
2035 | MAPP_CA_2_IESO | MAPP_CA | IESO | Internal | Winter | B16 | 25 | 330 | 0 | 78.7 | 46.78 | 8 | 0
2035 | MAPP_CA_2_IESO | MAPP_CA | IESO | Internal | Winter | B17 | 100 | 330 | 0 | 61.96 | 46.78 | 8 | 0
2035 | MAPP_CA_2_IESO | MAPP_CA | IESO | Internal | Winter | B18 | 400 | 330 | 0 | 56.83 | 46.78 | 8 | 0
2035 | MAPP_CA_2_IESO | MAPP_CA | IESO | Internal | Winter | B19 | 700 | 330 | 0 | 54.17 | 46.78 | 8 | 0
2035 | MAPP_CA_2_IESO | MAPP_CA | IESO | Internal | Winter | B20 | 935 | 330 | 0 | 54.17 | 46.78 | 8 | 0
2035 | MAPP_CA_2_MAPP_US | MAPP_CA | MAPP_US | Internal | Shoulder | B11 | 25 | 372 | 225.29 | 69.7 | 76.7 | 7 | 0
2035 | MAPP_CA_2_MAPP_US | MAPP_CA | MAPP_US | Internal | Shoulder | B12 | 200 | 372 | 0 | 63.83 | 56.84 | 7 | 0
2035 | MAPP_CA_2_MAPP_US | MAPP_CA | MAPP_US | Internal | Shoulder | B13 | 600 | 372 | 0 | 53.95 | 46.96 | 7 | 0
2035 | MAPP_CA_2_MAPP_US | MAPP_CA | MAPP_US | Internal | Shoulder | B14 | 900 | 372 | 0 | 53.7 | 46.71 | 7 | 0
2035 | MAPP_CA_2_MAPP_US | MAPP_CA | MAPP_US | Internal | Shoulder | B15 | 1203 | 372 | 0 | 53.7 | 46.36 | 7 | 0
2035 | MAPP_CA_2_MAPP_US | MAPP_CA | MAPP_US | Internal | Summer | B1 | 10 | 372 | 0 | 743.19 | 742.16 | 7 | 0
2035 | MAPP_CA_2_MAPP_US | MAPP_CA | MAPP_US | Internal | Summer | B2 | 25 | 372 | 0 | 743.18 | 742.13 | 7 | 0
2035 | MAPP_CA_2_MAPP_US | MAPP_CA | MAPP_US | Internal | Summer | B3 | 75 | 372 | 0 | 102.62 | 102.62 | 7 | 0
2035 | MAPP_CA_2_MAPP_US | MAPP_CA | MAPP_US | Internal | Summer | B4 | 100 | 372 | 0 | 83.81 | 80.53 | 7 | 0
2035 | MAPP_CA_2_MAPP_US | MAPP_CA | MAPP_US | Internal | Summer | B5 | 200 | 372 | 0 | 71.69 | 76.23 | 7 | 0
2035 | MAPP_CA_2_MAPP_US | MAPP_CA | MAPP_US | Internal | Summer | B6 | 300 | 372 | 0 | 51.46 | 53.9 | 7 | 0
2035 | MAPP_CA_2_MAPP_US | MAPP_CA | MAPP_US | Internal | Summer | B7 | 400 | 372 | 0 | 51.46 | 46.39 | 7 | 0
2035 | MAPP_CA_2_MAPP_US | MAPP_CA | MAPP_US | Internal | Summer | B8 | 500 | 372 | 0 | 48.92 | 44.52 | 7 | 0
2035 | MAPP_CA_2_MAPP_US | MAPP_CA | MAPP_US | Internal | Summer | B9 | 800 | 372 | 0 | 48.8 | 44.52 | 7 | 0
2035 | MAPP_CA_2_MAPP_US | MAPP_CA | MAPP_US | Internal | Summer | B10 | 1262 | 372 | 0 | 48.8 | 39.8 | 7 | 0
2035 | MAPP_CA_2_MAPP_US | MAPP_CA | MAPP_US | Internal | Winter | B16 | 25 | 372 | 0 | 78.7 | 71.72 | 7 | 0
2035 | MAPP_CA_2_MAPP_US | MAPP_CA | MAPP_US | Internal | Winter | B17 | 100 | 372 | 0 | 61.96 | 54.98 | 7 | 0
2035 | MAPP_CA_2_MAPP_US | MAPP_CA | MAPP_US | Internal | Winter | B18 | 400 | 372 | 0 | 56.83 | 49.84 | 7 | 0
2035 | MAPP_CA_2_MAPP_US | MAPP_CA | MAPP_US | Internal | Winter | B19 | 700 | 372 | 0 | 54.17 | 47.17 | 7 | 0
2035 | MAPP_CA_2_MAPP_US | MAPP_CA | MAPP_US | Internal | Winter | B20 | 935 | 372 | 0 | 54.17 | 45.44 | 7 | 0
2035 | MAPP_CA_2_MISO_W | MAPP_CA | MISO_W | Internal | Shoulder | B11 | 25 | 1970 | 1970 | 69.7 | 83.7 | 0.01 | 13.99
2035 | MAPP_CA_2_MISO_W | MAPP_CA | MISO_W | Internal | Shoulder | B12 | 200 | 1970 | 1746.43 | 63.83 | 63.84 | 0.01 | 0
2035 | MAPP_CA_2_MISO_W | MAPP_CA | MISO_W | Internal | Shoulder | B13 | 600 | 1970 | 1822.71 | 53.95 | 53.96 | 0.01 | 0
2035 | MAPP_CA_2_MISO_W | MAPP_CA | MISO_W | Internal | Shoulder | B14 | 900 | 1970 | 1104.15 | 53.7 | 53.71 | 0.01 | 0
2035 | MAPP_CA_2_MISO_W | MAPP_CA | MISO_W | Internal | Shoulder | B15 | 1203 | 1970 | 0 | 53.7 | 53.35 | 0.01 | 0
2035 | MAPP_CA_2_MISO_W | MAPP_CA | MISO_W | Internal | Summer | B1 | 10 | 1970 | 1970 | 743.19 | 749.16 | 0.01 | 5.96
2035 | MAPP_CA_2_MISO_W | MAPP_CA | MISO_W | Internal | Summer | B2 | 25 | 1970 | 1970 | 743.18 | 749.13 | 0.01 | 5.94
2035 | MAPP_CA_2_MISO_W | MAPP_CA | MISO_W | Internal | Summer | B3 | 75 | 1970 | 1954.06 | 102.62 | 102.63 | 0.01 | 0
2035 | MAPP_CA_2_MISO_W | MAPP_CA | MISO_W | Internal | Summer | B4 | 100 | 1970 | 1968.59 | 83.81 | 83.83 | 0.01 | 0
2035 | MAPP_CA_2_MISO_W | MAPP_CA | MISO_W | Internal | Summer | B5 | 200 | 1970 | 1970 | 71.69 | 83.23 | 0.01 | 11.52
2035 | MAPP_CA_2_MISO_W | MAPP_CA | MISO_W | Internal | Summer | B6 | 300 | 1970 | 1970 | 51.46 | 60.9 | 0.01 | 9.43
2035 | MAPP_CA_2_MISO_W | MAPP_CA | MISO_W | Internal | Summer | B7 | 400 | 1970 | 1970 | 51.46 | 51.5 | 0.01 | 0.03
2035 | MAPP_CA_2_MISO_W | MAPP_CA | MISO_W | Internal | Summer | B8 | 500 | 1970 | 1851.23 | 48.92 | 48.93 | 0.01 | 0
2035 | MAPP_CA_2_MISO_W | MAPP_CA | MISO_W | Internal | Summer | B9 | 800 | 1970 | 476.57 | 48.8 | 48.81 | 0.01 | 0
2035 | MAPP_CA_2_MISO_W | MAPP_CA | MISO_W | Internal | Summer | B10 | 1262 | 1970 | 0 | 48.8 | 43.91 | 0.01 | 0
2035 | MAPP_CA_2_MISO_W | MAPP_CA | MISO_W | Internal | Winter | B16 | 25 | 1970 | 1164.2 | 78.7 | 78.72 | 0.01 | 0
2035 | MAPP_CA_2_MISO_W | MAPP_CA | MISO_W | Internal | Winter | B17 | 100 | 1970 | 989.6 | 61.96 | 61.98 | 0.01 | 0
2035 | MAPP_CA_2_MISO_W | MAPP_CA | MISO_W | Internal | Winter | B18 | 400 | 1970 | 867.92 | 56.83 | 56.84 | 0.01 | 0
2035 | MAPP_CA_2_MISO_W | MAPP_CA | MISO_W | Internal | Winter | B19 | 700 | 1970 | 0 | 54.17 | 54.16 | 0.01 | 0
2035 | MAPP_CA_2_MISO_W | MAPP_CA | MISO_W | Internal | Winter | B20 | 935 | 1970 | 0 | 54.17 | 52.44 | 0.01 | 0
2035 | MAPP_US_2_MAPP_CA | MAPP_US | MAPP_CA | Internal | Shoulder | B11 | 25 | 165 | 0 | 76.7 | 69.7 | 7 | 0
2035 | MAPP_US_2_MAPP_CA | MAPP_US | MAPP_CA | Internal | Shoulder | B12 | 200 | 165 | 0 | 56.84 | 63.83 | 7 | 0
2035 | MAPP_US_2_MAPP_CA | MAPP_US | MAPP_CA | Internal | Shoulder | B13 | 600 | 165 | 0 | 46.96 | 53.95 | 7 | 0
2035 | MAPP_US_2_MAPP_CA | MAPP_US | MAPP_CA | Internal | Shoulder | B14 | 900 | 165 | 0 | 46.71 | 53.7 | 7 | 0
2035 | MAPP_US_2_MAPP_CA | MAPP_US | MAPP_CA | Internal | Shoulder | B15 | 1203 | 165 | 165 | 46.36 | 53.7 | 7 | 0.34
2035 | MAPP_US_2_MAPP_CA | MAPP_US | MAPP_CA | Internal | Summer | B1 | 10 | 165 | 0 | 742.16 | 743.19 | 7 | 0
2035 | MAPP_US_2_MAPP_CA | MAPP_US | MAPP_CA | Internal | Summer | B2 | 25 | 165 | 0 | 742.13 | 743.18 | 7 | 0
2035 | MAPP_US_2_MAPP_CA | MAPP_US | MAPP_CA | Internal | Summer | B3 | 75 | 165 | 0 | 102.62 | 102.62 | 7 | 0
2035 | MAPP_US_2_MAPP_CA | MAPP_US | MAPP_CA | Internal | Summer | B4 | 100 | 165 | 0 | 80.53 | 83.81 | 7 | 0
2035 | MAPP_US_2_MAPP_CA | MAPP_US | MAPP_CA | Internal | Summer | B5 | 200 | 165 | 0 | 76.23 | 71.69 | 7 | 0
2035 | MAPP_US_2_MAPP_CA | MAPP_US | MAPP_CA | Internal | Summer | B6 | 300 | 165 | 0 | 53.9 | 51.46 | 7 | 0
2035 | MAPP_US_2_MAPP_CA | MAPP_US | MAPP_CA | Internal | Summer | B7 | 400 | 165 | 0 | 46.39 | 51.46 | 7 | 0
2035 | MAPP_US_2_MAPP_CA | MAPP_US | MAPP_CA | Internal | Summer | B8 | 500 | 165 | 0 | 44.52 | 48.92 | 7 | 0
2035 | MAPP_US_2_MAPP_CA | MAPP_US | MAPP_CA | Internal | Summer | B9 | 800 | 165 | 0 | 44.52 | 48.8 | 7 | 0
2035 | MAPP_US_2_MAPP_CA | MAPP_US | MAPP_CA | Internal | Summer | B10 | 1262 | 165 | 165 | 39.8 | 48.8 | 7 | 2
2035 | MAPP_US_2_MAPP_CA | MAPP_US | MAPP_CA | Internal | Winter | B16 | 25 | 165 | 0 | 71.72 | 78.7 | 7 | 0
2035 | MAPP_US_2_MAPP_CA | MAPP_US | MAPP_CA | Internal | Winter | B17 | 100 | 165 | 0 | 54.98 | 61.96 | 7 | 0
2035 | MAPP_US_2_MAPP_CA | MAPP_US | MAPP_CA | Internal | Winter | B18 | 400 | 165 | 0 | 49.84 | 56.83 | 7 | 0
2035 | MAPP_US_2_MAPP_CA | MAPP_US | MAPP_CA | Internal | Winter | B19 | 700 | 165 | 56.02 | 47.17 | 54.17 | 7 | 0
2035 | MAPP_US_2_MAPP_CA | MAPP_US | MAPP_CA | Internal | Winter | B20 | 935 | 165 | 165 | 45.44 | 54.17 | 7 | 1.73
2035 | MAPP_US_2_MISO_W | MAPP_US | MISO_W | Internal | Shoulder | B11 | 25 | 2635 | 1393.17 | 76.7 | 83.7 | 7 | 0
2035 | MAPP_US_2_MISO_W | MAPP_US | MISO_W | Internal | Shoulder | B12 | 200 | 2635 | 1187.02 | 56.84 | 63.84 | 7 | 0
2035 | MAPP_US_2_MISO_W | MAPP_US | MISO_W | Internal | Shoulder | B13 | 600 | 2635 | 1288.2 | 46.96 | 53.96 | 7 | 0
2035 | MAPP_US_2_MISO_W | MAPP_US | MISO_W | Internal | Shoulder | B14 | 900 | 2635 | 241.67 | 46.71 | 53.71 | 7 | 0
2035 | MAPP_US_2_MISO_W | MAPP_US | MISO_W | Internal | Shoulder | B15 | 1203 | 2635 | 0 | 46.36 | 53.35 | 7 | 0
2035 | MAPP_US_2_MISO_W | MAPP_US | MISO_W | Internal | Summer | B1 | 10 | 2635 | 1070.37 | 742.16 | 749.16 | 7 | 0
2035 | MAPP_US_2_MISO_W | MAPP_US | MISO_W | Internal | Summer | B2 | 25 | 2635 | 1303.61 | 742.13 | 749.13 | 7 | 0
2035 | MAPP_US_2_MISO_W | MAPP_US | MISO_W | Internal | Summer | B3 | 75 | 2635 | 0 | 102.62 | 102.63 | 7 | 0
2035 | MAPP_US_2_MISO_W | MAPP_US | MISO_W | Internal | Summer | B4 | 100 | 2635 | 0 | 80.53 | 83.83 | 7 | 0
2035 | MAPP_US_2_MISO_W | MAPP_US | MISO_W | Internal | Summer | B5 | 200 | 2635 | 123 | 76.23 | 83.23 | 7 | 0
2035 | MAPP_US_2_MISO_W | MAPP_US | MISO_W | Internal | Summer | B6 | 300 | 2635 | 607.62 | 53.9 | 60.9 | 7 | 0
2035 | MAPP_US_2_MISO_W | MAPP_US | MISO_W | Internal | Summer | B7 | 400 | 2635 | 0 | 46.39 | 51.5 | 7 | 0
2035 | MAPP_US_2_MISO_W | MAPP_US | MISO_W | Internal | Summer | B8 | 500 | 2635 | 0 | 44.52 | 48.93 | 7 | 0
2035 | MAPP_US_2_MISO_W | MAPP_US | MISO_W | Internal | Summer | B9 | 800 | 2635 | 0 | 44.52 | 48.81 | 7 | 0
2035 | MAPP_US_2_MISO_W | MAPP_US | MISO_W | Internal | Summer | B10 | 1262 | 2635 | 0 | 39.8 | 43.91 | 7 | 0
2035 | MAPP_US_2_MISO_W | MAPP_US | MISO_W | Internal | Winter | B16 | 25 | 2635 | 1606.58 | 71.72 | 78.72 | 7 | 0
2035 | MAPP_US_2_MISO_W | MAPP_US | MISO_W | Internal | Winter | B17 | 100 | 2635 | 1346.43 | 54.98 | 61.98 | 7 | 0
2035 | MAPP_US_2_MISO_W | MAPP_US | MISO_W | Internal | Winter | B18 | 400 | 2635 | 1359.44 | 49.84 | 56.84 | 7 | 0
2035 | MAPP_US_2_MISO_W | MAPP_US | MISO_W | Internal | Winter | B19 | 700 | 2635 | 0 | 47.17 | 54.16 | 7 | 0
2035 | MAPP_US_2_MISO_W | MAPP_US | MISO_W | Internal | Winter | B20 | 935 | 2635 | 253.58 | 45.44 | 52.44 | 7 | 0
2035 | MAPP_US_2_NE | MAPP_US | NE | Internal | Shoulder | B11 | 25 | 2000 | 468.14 | 76.7 | 83.7 | 7 | 0
2035 | MAPP_US_2_NE | MAPP_US | NE | Internal | Shoulder | B12 | 200 | 2000 | 0 | 56.84 | 58.84 | 7 | 0
2035 | MAPP_US_2_NE | MAPP_US | NE | Internal | Shoulder | B13 | 600 | 2000 | 0 | 46.96 | 53.4 | 7 | 0
2035 | MAPP_US_2_NE | MAPP_US | NE | Internal | Shoulder | B14 | 900 | 2000 | 0 | 46.71 | 48.86 | 7 | 0
2035 | MAPP_US_2_NE | MAPP_US | NE | Internal | Shoulder | B15 | 1203 | 2000 | 0 | 46.36 | 48.6 | 7 | 0
2035 | MAPP_US_2_NE | MAPP_US | NE | Internal | Summer | B1 | 10 | 2000 | 0 | 742.16 | 744.16 | 7 | 0
2035 | MAPP_US_2_NE | MAPP_US | NE | Internal | Summer | B2 | 25 | 2000 | 0 | 742.13 | 746.18 | 7 | 0
2035 | MAPP_US_2_NE | MAPP_US | NE | Internal | Summer | B3 | 75 | 2000 | 1071.77 | 102.62 | 109.62 | 7 | 0
2035 | MAPP_US_2_NE | MAPP_US | NE | Internal | Summer | B4 | 100 | 2000 | 1309.12 | 80.53 | 87.53 | 7 | 0
2035 | MAPP_US_2_NE | MAPP_US | NE | Internal | Summer | B5 | 200 | 2000 | 1298.83 | 76.23 | 83.23 | 7 | 0
2035 | MAPP_US_2_NE | MAPP_US | NE | Internal | Summer | B6 | 300 | 2000 | 678.91 | 53.9 | 60.9 | 7 | 0
2035 | MAPP_US_2_NE | MAPP_US | NE | Internal | Summer | B7 | 400 | 2000 | 1413.17 | 46.39 | 53.39 | 7 | 0
2035 | MAPP_US_2_NE | MAPP_US | NE | Internal | Summer | B8 | 500 | 2000 | 1733.62 | 44.52 | 51.52 | 7 | 0
2035 | MAPP_US_2_NE | MAPP_US | NE | Internal | Summer | B9 | 800 | 2000 | 1228.22 | 44.52 | 51.52 | 7 | 0
2035 | MAPP_US_2_NE | MAPP_US | NE | Internal | Summer | B10 | 1262 | 2000 | 816.8 | 39.8 | 46.8 | 7 | 0
2035 | MAPP_US_2_NE | MAPP_US | NE | Internal | Winter | B16 | 25 | 2000 | 0 | 71.72 | 73.72 | 7 | 0
2035 | MAPP_US_2_NE | MAPP_US | NE | Internal | Winter | B17 | 100 | 2000 | 0 | 54.98 | 57 | 7 | 0
2035 | MAPP_US_2_NE | MAPP_US | NE | Internal | Winter | B18 | 400 | 2000 | 0 | 49.84 | 52.76 | 7 | 0
2035 | MAPP_US_2_NE | MAPP_US | NE | Internal | Winter | B19 | 700 | 2000 | 0 | 47.17 | 52.03 | 7 | 0
2035 | MAPP_US_2_NE | MAPP_US | NE | Internal | Winter | B20 | 935 | 2000 | 0 | 45.44 | 47.44 | 7 | 0
2035 | MARITIMES_2_NEISO | MARITIMES | NEISO | Internal | Shoulder | B11 | 25 | 99999 | 1400 | 46.3 | 46.31 | 0.01 | 0
2035 | MARITIMES_2_NEISO | MARITIMES | NEISO | Internal | Shoulder | B12 | 200 | 99999 | 1400 | 46.3 | 46.31 | 0.01 | 0
2035 | MARITIMES_2_NEISO | MARITIMES | NEISO | Internal | Shoulder | B13 | 600 | 99999 | 1400 | 46.3 | 46.31 | 0.01 | 0
2035 | MARITIMES_2_NEISO | MARITIMES | NEISO | Internal | Shoulder | B14 | 900 | 99999 | 1400 | 46.3 | 46.31 | 0.01 | 0
2035 | MARITIMES_2_NEISO | MARITIMES | NEISO | Internal | Shoulder | B15 | 1203 | 99999 | 426.43 | 46.3 | 46.31 | 0.01 | 0
2035 | MARITIMES_2_NEISO | MARITIMES | NEISO | Internal | Summer | B1 | 10 | 99999 | 1400.1 | 748.18 | 748.19 | 0.01 | 0
2035 | MARITIMES_2_NEISO | MARITIMES | NEISO | Internal | Summer | B2 | 25 | 99999 | 1400.1 | 748.18 | 748.19 | 0.01 | 0
2035 | MARITIMES_2_NEISO | MARITIMES | NEISO | Internal | Summer | B3 | 75 | 99999 | 1400 | 59.39 | 59.4 | 0.01 | 0
2035 | MARITIMES_2_NEISO | MARITIMES | NEISO | Internal | Summer | B4 | 100 | 99999 | 1400 | 42.76 | 42.77 | 0.01 | 0
2035 | MARITIMES_2_NEISO | MARITIMES | NEISO | Internal | Summer | B5 | 200 | 99999 | 1400 | 42.76 | 42.77 | 0.01 | 0
2035 | MARITIMES_2_NEISO | MARITIMES | NEISO | Internal | Summer | B6 | 300 | 99999 | 1400 | 42.76 | 42.77 | 0.01 | 0
2035 | MARITIMES_2_NEISO | MARITIMES | NEISO | Internal | Summer | B7 | 400 | 99999 | 1400 | 42.76 | 42.77 | 0.01 | 0
2035 | MARITIMES_2_NEISO | MARITIMES | NEISO | Internal | Summer | B8 | 500 | 99999 | 1400 | 42.76 | 42.77 | 0.01 | 0
2035 | MARITIMES_2_NEISO | MARITIMES | NEISO | Internal | Summer | B9 | 800 | 99999 | 1400 | 42.76 | 42.77 | 0.01 | 0
2035 | MARITIMES_2_NEISO | MARITIMES | NEISO | Internal | Summer | B10 | 1262 | 99999 | 236.13 | 42.76 | 42.77 | 0.01 | 0
2035 | MARITIMES_2_NEISO | MARITIMES | NEISO | Internal | Winter | B16 | 25 | 99999 | 1400 | 56.77 | 56.78 | 0.01 | 0
2035 | MARITIMES_2_NEISO | MARITIMES | NEISO | Internal | Winter | B17 | 100 | 99999 | 1400 | 56.76 | 56.77 | 0.01 | 0
2035 | MARITIMES_2_NEISO | MARITIMES | NEISO | Internal | Winter | B18 | 400 | 99999 | 1400 | 56.76 | 56.77 | 0.01 | 0
2035 | MARITIMES_2_NEISO | MARITIMES | NEISO | Internal | Winter | B19 | 700 | 99999 | 1400 | 56.76 | 56.77 | 0.01 | 0
2035 | MARITIMES_2_NEISO | MARITIMES | NEISO | Internal | Winter | B20 | 935 | 99999 | 475.94 | 56.76 | 56.77 | 0.01 | 0
2035 | MISO_IN_2_MISO_MI | MISO_IN | MISO_MI | Internal | Shoulder | B11 | 25 | 5000 | 0 | 83.71 | 83.7 | 0.01 | 0
2035 | MISO_IN_2_MISO_MI | MISO_IN | MISO_MI | Internal | Shoulder | B12 | 200 | 5000 | 1434.24 | 64.85 | 64.87 | 0.01 | 0
2035 | MISO_IN_2_MISO_MI | MISO_IN | MISO_MI | Internal | Shoulder | B13 | 600 | 5000 | 1127.43 | 53.98 | 53.99 | 0.01 | 0
2035 | MISO_IN_2_MISO_MI | MISO_IN | MISO_MI | Internal | Shoulder | B14 | 900 | 5000 | 1387.63 | 53.72 | 53.73 | 0.01 | 0
2035 | MISO_IN_2_MISO_MI | MISO_IN | MISO_MI | Internal | Shoulder | B15 | 1203 | 5000 | 1231.36 | 53.33 | 53.35 | 0.01 | 0
2035 | MISO_IN_2_MISO_MI | MISO_IN | MISO_MI | Internal | Summer | B1 | 10 | 5000 | 927.38 | 749.19 | 749.2 | 0.01 | 0
2035 | MISO_IN_2_MISO_MI | MISO_IN | MISO_MI | Internal | Summer | B2 | 25 | 5000 | 423.22 | 749.15 | 749.16 | 0.01 | 0
2035 | MISO_IN_2_MISO_MI | MISO_IN | MISO_MI | Internal | Summer | B3 | 75 | 5000 | 0 | 102.63 | 102.63 | 0.01 | 0
2035 | MISO_IN_2_MISO_MI | MISO_IN | MISO_MI | Internal | Summer | B4 | 100 | 5000 | 964.45 | 83.79 | 83.8 | 0.01 | 0
2035 | MISO_IN_2_MISO_MI | MISO_IN | MISO_MI | Internal | Summer | B5 | 200 | 5000 | 41.43 | 83.2 | 83.22 | 0.01 | 0
2035 | MISO_IN_2_MISO_MI | MISO_IN | MISO_MI | Internal | Summer | B6 | 300 | 5000 | 791.13 | 60.92 | 60.94 | 0.01 | 0
2035 | MISO_IN_2_MISO_MI | MISO_IN | MISO_MI | Internal | Summer | B7 | 400 | 5000 | 1811.28 | 51.52 | 51.54 | 0.01 | 0
2035 | MISO_IN_2_MISO_MI | MISO_IN | MISO_MI | Internal | Summer | B8 | 500 | 5000 | 2762.08 | 48.95 | 48.97 | 0.01 | 0
2035 | MISO_IN_2_MISO_MI | MISO_IN | MISO_MI | Internal | Summer | B9 | 800 | 5000 | 2604.67 | 45.92 | 45.93 | 0.01 | 0
2035 | MISO_IN_2_MISO_MI | MISO_IN | MISO_MI | Internal | Summer | B10 | 1262 | 5000 | 4459.16 | 43.91 | 43.92 | 0.01 | 0
2035 | MISO_IN_2_MISO_MI | MISO_IN | MISO_MI | Internal | Winter | B16 | 25 | 5000 | 0 | 82.72 | 82.71 | 0.01 | 0
2035 | MISO_IN_2_MISO_MI | MISO_IN | MISO_MI | Internal | Winter | B17 | 100 | 5000 | 1226.15 | 62.63 | 62.64 | 0.01 | 0
2035 | MISO_IN_2_MISO_MI | MISO_IN | MISO_MI | Internal | Winter | B18 | 400 | 5000 | 972.85 | 56.86 | 56.87 | 0.01 | 0
2035 | MISO_IN_2_MISO_MI | MISO_IN | MISO_MI | Internal | Winter | B19 | 700 | 5000 | 715.2 | 54.11 | 54.12 | 0.01 | 0
2035 | MISO_IN_2_MISO_MI | MISO_IN | MISO_MI | Internal | Winter | B20 | 935 | 5000 | 2574.44 | 52.47 | 52.48 | 0.01 | 0
2035 | MISO_IN_2_MISO_MO-IL | MISO_IN | MISO_MO-IL | Internal | Shoulder | B11 | 25 | 5000 | 0 | 83.71 | 83.71 | 0.01 | 0
2035 | MISO_IN_2_MISO_MO-IL | MISO_IN | MISO_MO-IL | Internal | Shoulder | B12 | 200 | 5000 | 0 | 64.85 | 63.85 | 0.01 | 0
2035 | MISO_IN_2_MISO_MO-IL | MISO_IN | MISO_MO-IL | Internal | Shoulder | B13 | 600 | 5000 | 0 | 53.98 | 53.97 | 0.01 | 0
2035 | MISO_IN_2_MISO_MO-IL | MISO_IN | MISO_MO-IL | Internal | Shoulder | B14 | 900 | 5000 | 0 | 53.72 | 53.71 | 0.01 | 0
2035 | MISO_IN_2_MISO_MO-IL | MISO_IN | MISO_MO-IL | Internal | Shoulder | B15 | 1203 | 5000 | 0 | 53.33 | 53.32 | 0.01 | 0
2035 | MISO_IN_2_MISO_MO-IL | MISO_IN | MISO_MO-IL | Internal | Summer | B1 | 10 | 5000 | 0 | 749.19 | 749.18 | 0.01 | 0
2035 | MISO_IN_2_MISO_MO-IL | MISO_IN | MISO_MO-IL | Internal | Summer | B2 | 25 | 5000 | 0 | 749.15 | 749.14 | 0.01 | 0
2035 | MISO_IN_2_MISO_MO-IL | MISO_IN | MISO_MO-IL | Internal | Summer | B3 | 75 | 5000 | 1157.58 | 102.63 | 102.65 | 0.01 | 0
2035 | MISO_IN_2_MISO_MO-IL | MISO_IN | MISO_MO-IL | Internal | Summer | B4 | 100 | 5000 | 0 | 83.79 | 83.78 | 0.01 | 0
2035 | MISO_IN_2_MISO_MO-IL | MISO_IN | MISO_MO-IL | Internal | Summer | B5 | 200 | 5000 | 56.69 | 83.2 | 83.22 | 0.01 | 0
2035 | MISO_IN_2_MISO_MO-IL | MISO_IN | MISO_MO-IL | Internal | Summer | B6 | 300 | 5000 | 0 | 60.92 | 60.91 | 0.01 | 0
2035 | MISO_IN_2_MISO_MO-IL | MISO_IN | MISO_MO-IL | Internal | Summer | B7 | 400 | 5000 | 0 | 51.52 | 51.51 | 0.01 | 0
2035 | MISO_IN_2_MISO_MO-IL | MISO_IN | MISO_MO-IL | Internal | Summer | B8 | 500 | 5000 | 0 | 48.95 | 48.94 | 0.01 | 0
2035 | MISO_IN_2_MISO_MO-IL | MISO_IN | MISO_MO-IL | Internal | Summer | B9 | 800 | 5000 | 0 | 45.92 | 45.9 | 0.01 | 0
2035 | MISO_IN_2_MISO_MO-IL | MISO_IN | MISO_MO-IL | Internal | Summer | B10 | 1262 | 5000 | 0 | 43.91 | 43.9 | 0.01 | 0
2035 | MISO_IN_2_MISO_MO-IL | MISO_IN | MISO_MO-IL | Internal | Winter | B16 | 25 | 5000 | 0 | 82.72 | 78.73 | 0.01 | 0
2035 | MISO_IN_2_MISO_MO-IL | MISO_IN | MISO_MO-IL | Internal | Winter | B17 | 100 | 5000 | 0 | 62.63 | 61.99 | 0.01 | 0
2035 | MISO_IN_2_MISO_MO-IL | MISO_IN | MISO_MO-IL | Internal | Winter | B18 | 400 | 5000 | 0 | 56.86 | 56.85 | 0.01 | 0
2035 | MISO_IN_2_MISO_MO-IL | MISO_IN | MISO_MO-IL | Internal | Winter | B19 | 700 | 5000 | 802.2 | 54.11 | 54.12 | 0.01 | 0
2035 | MISO_IN_2_MISO_MO-IL | MISO_IN | MISO_MO-IL | Internal | Winter | B20 | 935 | 5000 | 0 | 52.47 | 52.45 | 0.01 | 0
2035 | MISO_IN_2_NonRTO_Midwest | MISO_IN | NonRTO_Midwest | Internal | Shoulder | B11 | 25 | 4800 | 601.2 | 83.71 | 91.71 | 8 | 0
2035 | MISO_IN_2_NonRTO_Midwest | MISO_IN | NonRTO_Midwest | Internal | Shoulder | B12 | 200 | 4800 | 532.54 | 64.85 | 72.85 | 8 | 0
2035 | MISO_IN_2_NonRTO_Midwest | MISO_IN | NonRTO_Midwest | Internal | Shoulder | B13 | 600 | 4800 | 415.24 | 53.98 | 61.98 | 8 | 0
2035 | MISO_IN_2_NonRTO_Midwest | MISO_IN | NonRTO_Midwest | Internal | Shoulder | B14 | 900 | 4800 | 44.72 | 53.72 | 61.72 | 8 | 0
2035 | MISO_IN_2_NonRTO_Midwest | MISO_IN | NonRTO_Midwest | Internal | Shoulder | B15 | 1203 | 4800 | 0 | 53.33 | 49.4 | 8 | 0
2035 | MISO_IN_2_NonRTO_Midwest | MISO_IN | NonRTO_Midwest | Internal | Summer | B1 | 10 | 4800 | 0 | 749.19 | 751.19 | 8 | 0
2035 | MISO_IN_2_NonRTO_Midwest | MISO_IN | NonRTO_Midwest | Internal | Summer | B2 | 25 | 4800 | 0 | 749.15 | 751.19 | 8 | 0
2035 | MISO_IN_2_NonRTO_Midwest | MISO_IN | NonRTO_Midwest | Internal | Summer | B3 | 75 | 4800 | 274.84 | 102.63 | 110.63 | 8 | 0
2035 | MISO_IN_2_NonRTO_Midwest | MISO_IN | NonRTO_Midwest | Internal | Summer | B4 | 100 | 4800 | 0 | 83.79 | 88.93 | 8 | 0
2035 | MISO_IN_2_NonRTO_Midwest | MISO_IN | NonRTO_Midwest | Internal | Summer | B5 | 200 | 4800 | 0 | 83.2 | 88.93 | 8 | 0
2035 | MISO_IN_2_NonRTO_Midwest | MISO_IN | NonRTO_Midwest | Internal | Summer | B6 | 300 | 4800 | 289.44 | 60.92 | 68.92 | 8 | 0
2035 | MISO_IN_2_NonRTO_Midwest | MISO_IN | NonRTO_Midwest | Internal | Summer | B7 | 400 | 4800 | 0 | 51.52 | 48.89 | 8 | 0
2035 | MISO_IN_2_NonRTO_Midwest | MISO_IN | NonRTO_Midwest | Internal | Summer | B8 | 500 | 4800 | 0 | 48.95 | 46.79 | 8 | 0
2035 | MISO_IN_2_NonRTO_Midwest | MISO_IN | NonRTO_Midwest | Internal | Summer | B9 | 800 | 4800 | 0 | 45.92 | 45.57 | 8 | 0
2035 | MISO_IN_2_NonRTO_Midwest | MISO_IN | NonRTO_Midwest | Internal | Summer | B10 | 1262 | 4800 | 0 | 43.91 | 41.4 | 8 | 0
2035 | MISO_IN_2_NonRTO_Midwest | MISO_IN | NonRTO_Midwest | Internal | Winter | B16 | 25 | 4800 | 2349.17 | 82.72 | 90.72 | 8 | 0
2035 | MISO_IN_2_NonRTO_Midwest | MISO_IN | NonRTO_Midwest | Internal | Winter | B17 | 100 | 4800 | 1415.35 | 62.63 | 70.63 | 8 | 0
2035 | MISO_IN_2_NonRTO_Midwest | MISO_IN | NonRTO_Midwest | Internal | Winter | B18 | 400 | 4800 | 616.85 | 56.86 | 64.86 | 8 | 0
2035 | MISO_IN_2_NonRTO_Midwest | MISO_IN | NonRTO_Midwest | Internal | Winter | B19 | 700 | 4800 | 0 | 54.11 | 60.47 | 8 | 0
2035 | MISO_IN_2_NonRTO_Midwest | MISO_IN | NonRTO_Midwest | Internal | Winter | B20 | 935 | 4800 | 0 | 52.47 | 50.37 | 8 | 0
2035 | MISO_IN_2_PJM_ROR | MISO_IN | PJM_ROR | Internal | Shoulder | B11 | 25 | 992 | 0 | 83.71 | 81.7 | 2 | 0
2035 | MISO_IN_2_PJM_ROR | MISO_IN | PJM_ROR | Internal | Shoulder | B12 | 200 | 992 | 0 | 64.85 | 65.85 | 2 | 0
2035 | MISO_IN_2_PJM_ROR | MISO_IN | PJM_ROR | Internal | Shoulder | B13 | 600 | 992 | 0 | 53.98 | 55.96 | 2 | 0
2035 | MISO_IN_2_PJM_ROR | MISO_IN | PJM_ROR | Internal | Shoulder | B14 | 900 | 992 | 0 | 53.72 | 53.25 | 2 | 0
2035 | MISO_IN_2_PJM_ROR | MISO_IN | PJM_ROR | Internal | Shoulder | B15 | 1203 | 992 | 0 | 53.33 | 51.4 | 2 | 0
2035 | MISO_IN_2_PJM_ROR | MISO_IN | PJM_ROR | Internal | Summer | B1 | 10 | 992 | 580.06 | 749.19 | 751.19 | 2 | 0
2035 | MISO_IN_2_PJM_ROR | MISO_IN | PJM_ROR | Internal | Summer | B2 | 25 | 992 | 992 | 749.15 | 751.16 | 2 | 0.01
2035 | MISO_IN_2_PJM_ROR | MISO_IN | PJM_ROR | Internal | Summer | B3 | 75 | 992 | 45.78 | 102.63 | 104.63 | 2 | 0
2035 | MISO_IN_2_PJM_ROR | MISO_IN | PJM_ROR | Internal | Summer | B4 | 100 | 992 | 0 | 83.79 | 81.8 | 2 | 0
2035 | MISO_IN_2_PJM_ROR | MISO_IN | PJM_ROR | Internal | Summer | B5 | 200 | 992 | 0 | 83.2 | 81.22 | 2 | 0
2035 | MISO_IN_2_PJM_ROR | MISO_IN | PJM_ROR | Internal | Summer | B6 | 300 | 992 | 0 | 60.92 | 62.25 | 2 | 0
2035 | MISO_IN_2_PJM_ROR | MISO_IN | PJM_ROR | Internal | Summer | B7 | 400 | 992 | 0 | 51.52 | 50.89 | 2 | 0
2035 | MISO_IN_2_PJM_ROR | MISO_IN | PJM_ROR | Internal | Summer | B8 | 500 | 992 | 0 | 48.95 | 48.79 | 2 | 0
2035 | MISO_IN_2_PJM_ROR | MISO_IN | PJM_ROR | Internal | Summer | B9 | 800 | 992 | 0 | 45.92 | 47.57 | 2 | 0
2035 | MISO_IN_2_PJM_ROR | MISO_IN | PJM_ROR | Internal | Summer | B10 | 1262 | 992 | 0 | 43.91 | 44.9 | 2 | 0
2035 | MISO_IN_2_PJM_ROR | MISO_IN | PJM_ROR | Internal | Winter | B16 | 25 | 992 | 0 | 82.72 | 80.72 | 2 | 0
2035 | MISO_IN_2_PJM_ROR | MISO_IN | PJM_ROR | Internal | Winter | B17 | 100 | 992 | 0 | 62.63 | 63.99 | 2 | 0
2035 | MISO_IN_2_PJM_ROR | MISO_IN | PJM_ROR | Internal | Winter | B18 | 400 | 992 | 0 | 56.86 | 57.36 | 2 | 0
2035 | MISO_IN_2_PJM_ROR | MISO_IN | PJM_ROR | Internal | Winter | B19 | 700 | 992 | 0 | 54.11 | 54.99 | 2 | 0
2035 | MISO_IN_2_PJM_ROR | MISO_IN | PJM_ROR | Internal | Winter | B20 | 935 | 992 | 0 | 52.47 | 52.37 | 2 | 0
2035 | MISO_MI_2_MISO_IN | MISO_MI | MISO_IN | Internal | Shoulder | B11 | 25 | 2045 | 415.28 | 83.7 | 83.71 | 0.01 | 0
2035 | MISO_MI_2_MISO_IN | MISO_MI | MISO_IN | Internal | Shoulder | B12 | 200 | 2045 | 0 | 64.87 | 64.85 | 0.01 | 0
2035 | MISO_MI_2_MISO_IN | MISO_MI | MISO_IN | Internal | Shoulder | B13 | 600 | 2045 | 0 | 53.99 | 53.98 | 0.01 | 0
2035 | MISO_MI_2_MISO_IN | MISO_MI | MISO_IN | Internal | Shoulder | B14 | 900 | 2045 | 0 | 53.73 | 53.72 | 0.01 | 0
2035 | MISO_MI_2_MISO_IN | MISO_MI | MISO_IN | Internal | Shoulder | B15 | 1203 | 2045 | 0 | 53.35 | 53.33 | 0.01 | 0
2035 | MISO_MI_2_MISO_IN | MISO_MI | MISO_IN | Internal | Summer | B1 | 10 | 2045 | 0 | 749.2 | 749.19 | 0.01 | 0
2035 | MISO_MI_2_MISO_IN | MISO_MI | MISO_IN | Internal | Summer | B2 | 25 | 2045 | 0 | 749.16 | 749.15 | 0.01 | 0
2035 | MISO_MI_2_MISO_IN | MISO_MI | MISO_IN | Internal | Summer | B3 | 75 | 2045 | 0 | 102.63 | 102.63 | 0.01 | 0
2035 | MISO_MI_2_MISO_IN | MISO_MI | MISO_IN | Internal | Summer | B4 | 100 | 2045 | 0 | 83.8 | 83.79 | 0.01 | 0
2035 | MISO_MI_2_MISO_IN | MISO_MI | MISO_IN | Internal | Summer | B5 | 200 | 2045 | 0 | 83.22 | 83.2 | 0.01 | 0
2035 | MISO_MI_2_MISO_IN | MISO_MI | MISO_IN | Internal | Summer | B6 | 300 | 2045 | 0 | 60.94 | 60.92 | 0.01 | 0
2035 | MISO_MI_2_MISO_IN | MISO_MI | MISO_IN | Internal | Summer | B7 | 400 | 2045 | 0 | 51.54 | 51.52 | 0.01 | 0
2035 | MISO_MI_2_MISO_IN | MISO_MI | MISO_IN | Internal | Summer | B8 | 500 | 2045 | 0 | 48.97 | 48.95 | 0.01 | 0
2035 | MISO_MI_2_MISO_IN | MISO_MI | MISO_IN | Internal | Summer | B9 | 800 | 2045 | 0 | 45.93 | 45.92 | 0.01 | 0
2035 | MISO_MI_2_MISO_IN | MISO_MI | MISO_IN | Internal | Summer | B10 | 1262 | 2045 | 0 | 43.92 | 43.91 | 0.01 | 0
2035 | MISO_MI_2_MISO_IN | MISO_MI | MISO_IN | Internal | Winter | B16 | 25 | 2045 | 0 | 82.71 | 82.72 | 0.01 | 0
2035 | MISO_MI_2_MISO_IN | MISO_MI | MISO_IN | Internal | Winter | B17 | 100 | 2045 | 0 | 62.64 | 62.63 | 0.01 | 0
2035 | MISO_MI_2_MISO_IN | MISO_MI | MISO_IN | Internal | Winter | B18 | 400 | 2045 | 0 | 56.87 | 56.86 | 0.01 | 0
2035 | MISO_MI_2_MISO_IN | MISO_MI | MISO_IN | Internal | Winter | B19 | 700 | 2045 | 0 | 54.12 | 54.11 | 0.01 | 0
2035 | MISO_MI_2_MISO_IN | MISO_MI | MISO_IN | Internal | Winter | B20 | 935 | 2045 | 0 | 52.48 | 52.47 | 0.01 | 0
2035 | MISO_MI_2_MISO_WUMS | MISO_MI | MISO_WUMS | Internal | Shoulder | B11 | 25 | 117 | 0 | 83.7 | 83.7 | 0.01 | 0
2035 | MISO_MI_2_MISO_WUMS | MISO_MI | MISO_WUMS | Internal | Shoulder | B12 | 200 | 117 | 0 | 64.87 | 63.85 | 0.01 | 0
2035 | MISO_MI_2_MISO_WUMS | MISO_MI | MISO_WUMS | Internal | Shoulder | B13 | 600 | 117 | 0 | 53.99 | 53.97 | 0.01 | 0
2035 | MISO_MI_2_MISO_WUMS | MISO_MI | MISO_WUMS | Internal | Shoulder | B14 | 900 | 117 | 0 | 53.73 | 53.72 | 0.01 | 0
2035 | MISO_MI_2_MISO_WUMS | MISO_MI | MISO_WUMS | Internal | Shoulder | B15 | 1203 | 117 | 0 | 53.35 | 53.33 | 0.01 | 0
2035 | MISO_MI_2_MISO_WUMS | MISO_MI | MISO_WUMS | Internal | Summer | B1 | 10 | 117 | 0 | 749.2 | 749.18 | 0.01 | 0
2035 | MISO_MI_2_MISO_WUMS | MISO_MI | MISO_WUMS | Internal | Summer | B2 | 25 | 117 | 0 | 749.16 | 749.14 | 0.01 | 0
2035 | MISO_MI_2_MISO_WUMS | MISO_MI | MISO_WUMS | Internal | Summer | B3 | 75 | 117 | 0 | 102.63 | 102.63 | 0.01 | 0
2035 | MISO_MI_2_MISO_WUMS | MISO_MI | MISO_WUMS | Internal | Summer | B4 | 100 | 117 | 26.17 | 83.8 | 83.81 | 0.01 | 0
2035 | MISO_MI_2_MISO_WUMS | MISO_MI | MISO_WUMS | Internal | Summer | B5 | 200 | 117 | 0 | 83.22 | 83.22 | 0.01 | 0
2035 | MISO_MI_2_MISO_WUMS | MISO_MI | MISO_WUMS | Internal | Summer | B6 | 300 | 117 | 0 | 60.94 | 60.91 | 0.01 | 0
2035 | MISO_MI_2_MISO_WUMS | MISO_MI | MISO_WUMS | Internal | Summer | B7 | 400 | 117 | 0 | 51.54 | 51.51 | 0.01 | 0
2035 | MISO_MI_2_MISO_WUMS | MISO_MI | MISO_WUMS | Internal | Summer | B8 | 500 | 117 | 0 | 48.97 | 48.92 | 0.01 | 0
2035 | MISO_MI_2_MISO_WUMS | MISO_MI | MISO_WUMS | Internal | Summer | B9 | 800 | 117 | 117 | 45.93 | 48.82 | 0.01 | 2.88
2035 | MISO_MI_2_MISO_WUMS | MISO_MI | MISO_WUMS | Internal | Summer | B10 | 1262 | 117 | 0 | 43.92 | 43.92 | 0.01 | 0
2035 | MISO_MI_2_MISO_WUMS | MISO_MI | MISO_WUMS | Internal | Winter | B16 | 25 | 117 | 0 | 82.71 | 78.73 | 0.01 | 0
2035 | MISO_MI_2_MISO_WUMS | MISO_MI | MISO_WUMS | Internal | Winter | B17 | 100 | 117 | 0 | 62.64 | 61.99 | 0.01 | 0
2035 | MISO_MI_2_MISO_WUMS | MISO_MI | MISO_WUMS | Internal | Winter | B18 | 400 | 117 | 0 | 56.87 | 56.85 | 0.01 | 0
2035 | MISO_MI_2_MISO_WUMS | MISO_MI | MISO_WUMS | Internal | Winter | B19 | 700 | 117 | 117 | 54.12 | 54.15 | 0.01 | 0.02
2035 | MISO_MI_2_MISO_WUMS | MISO_MI | MISO_WUMS | Internal | Winter | B20 | 935 | 117 | 0 | 52.48 | 52.45 | 0.01 | 0
2035 | MISO_MI_2_PJM_ROR | MISO_MI | PJM_ROR | Internal | Shoulder | B11 | 25 | 1424 | 0 | 83.7 | 81.7 | 2 | 0
2035 | MISO_MI_2_PJM_ROR | MISO_MI | PJM_ROR | Internal | Shoulder | B12 | 200 | 1424 | 0 | 64.87 | 65.85 | 2 | 0
2035 | MISO_MI_2_PJM_ROR | MISO_MI | PJM_ROR | Internal | Shoulder | B13 | 600 | 1424 | 0 | 53.99 | 55.96 | 2 | 0
2035 | MISO_MI_2_PJM_ROR | MISO_MI | PJM_ROR | Internal | Shoulder | B14 | 900 | 1424 | 0 | 53.73 | 53.25 | 2 | 0
2035 | MISO_MI_2_PJM_ROR | MISO_MI | PJM_ROR | Internal | Shoulder | B15 | 1203 | 1424 | 0 | 53.35 | 51.4 | 2 | 0
2035 | MISO_MI_2_PJM_ROR | MISO_MI | PJM_ROR | Internal | Summer | B1 | 10 | 1424 | 0 | 749.2 | 751.19 | 2 | 0
2035 | MISO_MI_2_PJM_ROR | MISO_MI | PJM_ROR | Internal | Summer | B2 | 25 | 1424 | 436.96 | 749.16 | 751.16 | 2 | 0
2035 | MISO_MI_2_PJM_ROR | MISO_MI | PJM_ROR | Internal | Summer | B3 | 75 | 1424 | 907.18 | 102.63 | 104.63 | 2 | 0
2035 | MISO_MI_2_PJM_ROR | MISO_MI | PJM_ROR | Internal | Summer | B4 | 100 | 1424 | 0 | 83.8 | 81.8 | 2 | 0
2035 | MISO_MI_2_PJM_ROR | MISO_MI | PJM_ROR | Internal | Summer | B5 | 200 | 1424 | 0 | 83.22 | 81.22 | 2 | 0
2035 | MISO_MI_2_PJM_ROR | MISO_MI | PJM_ROR | Internal | Summer | B6 | 300 | 1424 | 0 | 60.94 | 62.25 | 2 | 0
2035 | MISO_MI_2_PJM_ROR | MISO_MI | PJM_ROR | Internal | Summer | B7 | 400 | 1424 | 0 | 51.54 | 50.89 | 2 | 0
2035 | MISO_MI_2_PJM_ROR | MISO_MI | PJM_ROR | Internal | Summer | B8 | 500 | 1424 | 0 | 48.97 | 48.79 | 2 | 0
2035 | MISO_MI_2_PJM_ROR | MISO_MI | PJM_ROR | Internal | Summer | B9 | 800 | 1424 | 0 | 45.93 | 47.57 | 2 | 0
2035 | MISO_MI_2_PJM_ROR | MISO_MI | PJM_ROR | Internal | Summer | B10 | 1262 | 1424 | 0 | 43.92 | 44.9 | 2 | 0
2035 | MISO_MI_2_PJM_ROR | MISO_MI | PJM_ROR | Internal | Winter | B16 | 25 | 1424 | 0 | 82.71 | 80.72 | 2 | 0
2035 | MISO_MI_2_PJM_ROR | MISO_MI | PJM_ROR | Internal | Winter | B17 | 100 | 1424 | 0 | 62.64 | 63.99 | 2 | 0
2035 | MISO_MI_2_PJM_ROR | MISO_MI | PJM_ROR | Internal | Winter | B18 | 400 | 1424 | 0 | 56.87 | 57.36 | 2 | 0
2035 | MISO_MI_2_PJM_ROR | MISO_MI | PJM_ROR | Internal | Winter | B19 | 700 | 1424 | 0 | 54.12 | 54.99 | 2 | 0
2035 | MISO_MI_2_PJM_ROR | MISO_MI | PJM_ROR | Internal | Winter | B20 | 935 | 1424 | 0 | 52.48 | 52.37 | 2 | 0
2035 | MISO_MO-IL_2_ENT | MISO_MO-IL | ENT | Internal | Shoulder | B11 | 25 | 2540 | 0 | 83.71 | 82 | 8 | 0
2035 | MISO_MO-IL_2_ENT | MISO_MO-IL | ENT | Internal | Shoulder | B12 | 200 | 2540 | 0 | 63.85 | 55.85 | 8 | 0
2035 | MISO_MO-IL_2_ENT | MISO_MO-IL | ENT | Internal | Shoulder | B13 | 600 | 2540 | 0 | 53.97 | 55.45 | 8 | 0
2035 | MISO_MO-IL_2_ENT | MISO_MO-IL | ENT | Internal | Shoulder | B14 | 900 | 2540 | 0 | 53.71 | 53.87 | 8 | 0
2035 | MISO_MO-IL_2_ENT | MISO_MO-IL | ENT | Internal | Shoulder | B15 | 1203 | 2540 | 0 | 53.32 | 53.61 | 8 | 0
2035 | MISO_MO-IL_2_ENT | MISO_MO-IL | ENT | Internal | Summer | B1 | 10 | 2540 | 0 | 749.18 | 749.18 | 8 | 0
2035 | MISO_MO-IL_2_ENT | MISO_MO-IL | ENT | Internal | Summer | B2 | 25 | 2540 | 0 | 749.14 | 751.19 | 8 | 0
2035 | MISO_MO-IL_2_ENT | MISO_MO-IL | ENT | Internal | Summer | B3 | 75 | 2540 | 1862.5 | 102.65 | 110.65 | 8 | 0
2035 | MISO_MO-IL_2_ENT | MISO_MO-IL | ENT | Internal | Summer | B4 | 100 | 2540 | 309.87 | 83.78 | 91.78 | 8 | 0
2035 | MISO_MO-IL_2_ENT | MISO_MO-IL | ENT | Internal | Summer | B5 | 200 | 2540 | 0 | 83.22 | 80.45 | 8 | 0
2035 | MISO_MO-IL_2_ENT | MISO_MO-IL | ENT | Internal | Summer | B6 | 300 | 2540 | 0 | 60.91 | 65.9 | 8 | 0
2035 | MISO_MO-IL_2_ENT | MISO_MO-IL | ENT | Internal | Summer | B7 | 400 | 2540 | 0 | 51.51 | 54.06 | 8 | 0
2035 | MISO_MO-IL_2_ENT | MISO_MO-IL | ENT | Internal | Summer | B8 | 500 | 2540 | 0 | 48.94 | 53.67 | 8 | 0
2035 | MISO_MO-IL_2_ENT | MISO_MO-IL | ENT | Internal | Summer | B9 | 800 | 2540 | 0 | 45.9 | 53.67 | 8 | 0
2035 | MISO_MO-IL_2_ENT | MISO_MO-IL | ENT | Internal | Summer | B10 | 1262 | 2540 | 119.02 | 43.9 | 51.9 | 8 | 0
2035 | MISO_MO-IL_2_ENT | MISO_MO-IL | ENT | Internal | Winter | B16 | 25 | 2540 | 0 | 78.73 | 78.72 | 8 | 0
2035 | MISO_MO-IL_2_ENT | MISO_MO-IL | ENT | Internal | Winter | B17 | 100 | 2540 | 0 | 61.99 | 59.42 | 8 | 0
2035 | MISO_MO-IL_2_ENT | MISO_MO-IL | ENT | Internal | Winter | B18 | 400 | 2540 | 0 | 56.85 | 57.78 | 8 | 0
2035 | MISO_MO-IL_2_ENT | MISO_MO-IL | ENT | Internal | Winter | B19 | 700 | 2540 | 0 | 54.12 | 57.03 | 8 | 0
2035 | MISO_MO-IL_2_ENT | MISO_MO-IL | ENT | Internal | Winter | B20 | 935 | 2540 | 0 | 52.45 | 57.03 | 8 | 0
2035 | MISO_MO-IL_2_MISO_IN | MISO_MO-IL | MISO_IN | Internal | Shoulder | B11 | 25 | 2100 | 0 | 83.71 | 83.71 | 0.01 | 0
2035 | MISO_MO-IL_2_MISO_IN | MISO_MO-IL | MISO_IN | Internal | Shoulder | B12 | 200 | 2100 | 2100 | 63.85 | 64.85 | 0.01 | 0.99
2035 | MISO_MO-IL_2_MISO_IN | MISO_MO-IL | MISO_IN | Internal | Shoulder | B13 | 600 | 2100 | 1176.03 | 53.97 | 53.98 | 0.01 | 0
2035 | MISO_MO-IL_2_MISO_IN | MISO_MO-IL | MISO_IN | Internal | Shoulder | B14 | 900 | 2100 | 689.77 | 53.71 | 53.72 | 0.01 | 0
2035 | MISO_MO-IL_2_MISO_IN | MISO_MO-IL | MISO_IN | Internal | Shoulder | B15 | 1203 | 2100 | 57.35 | 53.32 | 53.33 | 0.01 | 0
2035 | MISO_MO-IL_2_MISO_IN | MISO_MO-IL | MISO_IN | Internal | Summer | B1 | 10 | 2100 | 791.74 | 749.18 | 749.19 | 0.01 | 0
2035 | MISO_MO-IL_2_MISO_IN | MISO_MO-IL | MISO_IN | Internal | Summer | B2 | 25 | 2100 | 529.5 | 749.14 | 749.15 | 0.01 | 0
2035 | MISO_MO-IL_2_MISO_IN | MISO_MO-IL | MISO_IN | Internal | Summer | B3 | 75 | 2100 | 0 | 102.65 | 102.63 | 0.01 | 0
2035 | MISO_MO-IL_2_MISO_IN | MISO_MO-IL | MISO_IN | Internal | Summer | B4 | 100 | 2100 | 1338.25 | 83.78 | 83.79 | 0.01 | 0
2035 | MISO_MO-IL_2_MISO_IN | MISO_MO-IL | MISO_IN | Internal | Summer | B5 | 200 | 2100 | 0 | 83.22 | 83.2 | 0.01 | 0
2035 | MISO_MO-IL_2_MISO_IN | MISO_MO-IL | MISO_IN | Internal | Summer | B6 | 300 | 2100 | 148.65 | 60.91 | 60.92 | 0.01 | 0
2035 | MISO_MO-IL_2_MISO_IN | MISO_MO-IL | MISO_IN | Internal | Summer | B7 | 400 | 2100 | 161.85 | 51.51 | 51.52 | 0.01 | 0
2035 | MISO_MO-IL_2_MISO_IN | MISO_MO-IL | MISO_IN | Internal | Summer | B8 | 500 | 2100 | 1207.51 | 48.94 | 48.95 | 0.01 | 0
2035 | MISO_MO-IL_2_MISO_IN | MISO_MO-IL | MISO_IN | Internal | Summer | B9 | 800 | 2100 | 206.25 | 45.9 | 45.92 | 0.01 | 0
2035 | MISO_MO-IL_2_MISO_IN | MISO_MO-IL | MISO_IN | Internal | Summer | B10 | 1262 | 2100 | 1399.48 | 43.9 | 43.91 | 0.01 | 0
2035 | MISO_MO-IL_2_MISO_IN | MISO_MO-IL | MISO_IN | Internal | Winter | B16 | 25 | 2100 | 2100 | 78.73 | 82.72 | 0.01 | 3.98
2035 | MISO_MO-IL_2_MISO_IN | MISO_MO-IL | MISO_IN | Internal | Winter | B17 | 100 | 2100 | 2100 | 61.99 | 62.63 | 0.01 | 0.63
2035 | MISO_MO-IL_2_MISO_IN | MISO_MO-IL | MISO_IN | Internal | Winter | B18 | 400 | 2100 | 514.87 | 56.85 | 56.86 | 0.01 | 0
2035 | MISO_MO-IL_2_MISO_IN | MISO_MO-IL | MISO_IN | Internal | Winter | B19 | 700 | 2100 | 0 | 54.12 | 54.11 | 0.01 | 0
2035 | MISO_MO-IL_2_MISO_IN | MISO_MO-IL | MISO_IN | Internal | Winter | B20 | 935 | 2100 | 756.32 | 52.45 | 52.47 | 0.01 | 0
2035 | MISO_MO-IL_2_MISO_W | MISO_MO-IL | MISO_W | Internal | Shoulder | B11 | 25 | 960 | 0 | 83.71 | 83.7 | 0.01 | 0
2035 | MISO_MO-IL_2_MISO_W | MISO_MO-IL | MISO_W | Internal | Shoulder | B12 | 200 | 960 | 0 | 63.85 | 63.84 | 0.01 | 0
2035 | MISO_MO-IL_2_MISO_W | MISO_MO-IL | MISO_W | Internal | Shoulder | B13 | 600 | 960 | 0 | 53.97 | 53.96 | 0.01 | 0
2035 | MISO_MO-IL_2_MISO_W | MISO_MO-IL | MISO_W | Internal | Shoulder | B14 | 900 | 960 | 0 | 53.71 | 53.71 | 0.01 | 0
2035 | MISO_MO-IL_2_MISO_W | MISO_MO-IL | MISO_W | Internal | Shoulder | B15 | 1203 | 960 | 960 | 53.32 | 53.35 | 0.01 | 0.01
2035 | MISO_MO-IL_2_MISO_W | MISO_MO-IL | MISO_W | Internal | Summer | B1 | 10 | 960 | 0 | 749.18 | 749.16 | 0.01 | 0
2035 | MISO_MO-IL_2_MISO_W | MISO_MO-IL | MISO_W | Internal | Summer | B2 | 25 | 960 | 0 | 749.14 | 749.13 | 0.01 | 0
2035 | MISO_MO-IL_2_MISO_W | MISO_MO-IL | MISO_W | Internal | Summer | B3 | 75 | 960 | 0 | 102.65 | 102.63 | 0.01 | 0
2035 | MISO_MO-IL_2_MISO_W | MISO_MO-IL | MISO_W | Internal | Summer | B4 | 100 | 960 | 960 | 83.78 | 83.83 | 0.01 | 0.04
2035 | MISO_MO-IL_2_MISO_W | MISO_MO-IL | MISO_W | Internal | Summer | B5 | 200 | 960 | 123.01 | 83.22 | 83.23 | 0.01 | 0
2035 | MISO_MO-IL_2_MISO_W | MISO_MO-IL | MISO_W | Internal | Summer | B6 | 300 | 960 | 0 | 60.91 | 60.9 | 0.01 | 0
2035 | MISO_MO-IL_2_MISO_W | MISO_MO-IL | MISO_W | Internal | Summer | B7 | 400 | 960 | 0 | 51.51 | 51.5 | 0.01 | 0
2035 | MISO_MO-IL_2_MISO_W | MISO_MO-IL | MISO_W | Internal | Summer | B8 | 500 | 960 | 0 | 48.94 | 48.93 | 0.01 | 0
2035 | MISO_MO-IL_2_MISO_W | MISO_MO-IL | MISO_W | Internal | Summer | B9 | 800 | 960 | 960 | 45.9 | 48.81 | 0.01 | 2.89
2035 | MISO_MO-IL_2_MISO_W | MISO_MO-IL | MISO_W | Internal | Summer | B10 | 1262 | 960 | 254.63 | 43.9 | 43.91 | 0.01 | 0
2035 | MISO_MO-IL_2_MISO_W | MISO_MO-IL | MISO_W | Internal | Winter | B16 | 25 | 960 | 0 | 78.73 | 78.72 | 0.01 | 0
2035 | MISO_MO-IL_2_MISO_W | MISO_MO-IL | MISO_W | Internal | Winter | B17 | 100 | 960 | 0 | 61.99 | 61.98 | 0.01 | 0
2035 | MISO_MO-IL_2_MISO_W | MISO_MO-IL | MISO_W | Internal | Winter | B18 | 400 | 960 | 0 | 56.85 | 56.84 | 0.01 | 0
2035 | MISO_MO-IL_2_MISO_W | MISO_MO-IL | MISO_W | Internal | Winter | B19 | 700 | 960 | 960 | 54.12 | 54.16 | 0.01 | 0.03
2035 | MISO_MO-IL_2_MISO_W | MISO_MO-IL | MISO_W | Internal | Winter | B20 | 935 | 960 | 0 | 52.45 | 52.44 | 0.01 | 0
2035 | MISO_MO-IL_2_PJM_ROR | MISO_MO-IL | PJM_ROR | Internal | Shoulder | B11 | 25 | 1212 | 0 | 83.71 | 81.7 | 2 | 0
2035 | MISO_MO-IL_2_PJM_ROR | MISO_MO-IL | PJM_ROR | Internal | Shoulder | B12 | 200 | 1212 | 1074.29 | 63.85 | 65.85 | 2 | 0
2035 | MISO_MO-IL_2_PJM_ROR | MISO_MO-IL | PJM_ROR | Internal | Shoulder | B13 | 600 | 1212 | 0 | 53.97 | 55.96 | 2 | 0
2035 | MISO_MO-IL_2_PJM_ROR | MISO_MO-IL | PJM_ROR | Internal | Shoulder | B14 | 900 | 1212 | 0 | 53.71 | 53.25 | 2 | 0
2035 | MISO_MO-IL_2_PJM_ROR | MISO_MO-IL | PJM_ROR | Internal | Shoulder | B15 | 1203 | 1212 | 0 | 53.32 | 51.4 | 2 | 0
2035 | MISO_MO-IL_2_PJM_ROR | MISO_MO-IL | PJM_ROR | Internal | Summer | B1 | 10 | 1212 | 1212 | 749.18 | 751.19 | 2 | 0.01
2035 | MISO_MO-IL_2_PJM_ROR | MISO_MO-IL | PJM_ROR | Internal | Summer | B2 | 25 | 1212 | 1212 | 749.14 | 751.16 | 2 | 0.02
2035 | MISO_MO-IL_2_PJM_ROR | MISO_MO-IL | PJM_ROR | Internal | Summer | B3 | 75 | 1212 | 0 | 102.65 | 104.63 | 2 | 0
2035 | MISO_MO-IL_2_PJM_ROR | MISO_MO-IL | PJM_ROR | Internal | Summer | B4 | 100 | 1212 | 0 | 83.78 | 81.8 | 2 | 0
2035 | MISO_MO-IL_2_PJM_ROR | MISO_MO-IL | PJM_ROR | Internal | Summer | B5 | 200 | 1212 | 0 | 83.22 | 81.22 | 2 | 0
2035 | MISO_MO-IL_2_PJM_ROR | MISO_MO-IL | PJM_ROR | Internal | Summer | B6 | 300 | 1212 | 0 | 60.91 | 62.25 | 2 | 0
2035 | MISO_MO-IL_2_PJM_ROR | MISO_MO-IL | PJM_ROR | Internal | Summer | B7 | 400 | 1212 | 0 | 51.51 | 50.89 | 2 | 0
2035 | MISO_MO-IL_2_PJM_ROR | MISO_MO-IL | PJM_ROR | Internal | Summer | B8 | 500 | 1212 | 0 | 48.94 | 48.79 | 2 | 0
2035 | MISO_MO-IL_2_PJM_ROR | MISO_MO-IL | PJM_ROR | Internal | Summer | B9 | 800 | 1212 | 0 | 45.9 | 47.57 | 2 | 0
2035 | MISO_MO-IL_2_PJM_ROR | MISO_MO-IL | PJM_ROR | Internal | Summer | B10 | 1262 | 1212 | 0 | 43.9 | 44.9 | 2 | 0
2035 | MISO_MO-IL_2_PJM_ROR | MISO_MO-IL | PJM_ROR | Internal | Winter | B16 | 25 | 1212 | 0 | 78.73 | 80.72 | 2 | 0
2035 | MISO_MO-IL_2_PJM_ROR | MISO_MO-IL | PJM_ROR | Internal | Winter | B17 | 100 | 1212 | 29.98 | 61.99 | 63.99 | 2 | 0
2035 | MISO_MO-IL_2_PJM_ROR | MISO_MO-IL | PJM_ROR | Internal | Winter | B18 | 400 | 1212 | 0 | 56.85 | 57.36 | 2 | 0
2035 | MISO_MO-IL_2_PJM_ROR | MISO_MO-IL | PJM_ROR | Internal | Winter | B19 | 700 | 1212 | 0 | 54.12 | 54.99 | 2 | 0
2035 | MISO_MO-IL_2_PJM_ROR | MISO_MO-IL | PJM_ROR | Internal | Winter | B20 | 935 | 1212 | 0 | 52.45 | 52.37 | 2 | 0
2035 | MISO_MO-IL_2_SPP_N | MISO_MO-IL | SPP_N | Internal | Shoulder | B11 | 25 | 2000 | 0 | 83.71 | 83.71 | 8 | 0
2035 | MISO_MO-IL_2_SPP_N | MISO_MO-IL | SPP_N | Internal | Shoulder | B12 | 200 | 2000 | 0 | 63.85 | 58.85 | 8 | 0
2035 | MISO_MO-IL_2_SPP_N | MISO_MO-IL | SPP_N | Internal | Shoulder | B13 | 600 | 2000 | 0 | 53.97 | 53.38 | 8 | 0
2035 | MISO_MO-IL_2_SPP_N | MISO_MO-IL | SPP_N | Internal | Shoulder | B14 | 900 | 2000 | 0 | 53.71 | 48.87 | 8 | 0
2035 | MISO_MO-IL_2_SPP_N | MISO_MO-IL | SPP_N | Internal | Shoulder | B15 | 1203 | 2000 | 0 | 53.32 | 48.61 | 8 | 0
2035 | MISO_MO-IL_2_SPP_N | MISO_MO-IL | SPP_N | Internal | Summer | B1 | 10 | 2000 | 0 | 749.18 | 744.18 | 8 | 0
2035 | MISO_MO-IL_2_SPP_N | MISO_MO-IL | SPP_N | Internal | Summer | B2 | 25 | 2000 | 0 | 749.14 | 746.19 | 8 | 0
2035 | MISO_MO-IL_2_SPP_N | MISO_MO-IL | SPP_N | Internal | Summer | B3 | 75 | 2000 | 0 | 102.65 | 109.63 | 8 | 0
2035 | MISO_MO-IL_2_SPP_N | MISO_MO-IL | SPP_N | Internal | Summer | B4 | 100 | 2000 | 0 | 83.78 | 88.32 | 8 | 0
2035 | MISO_MO-IL_2_SPP_N | MISO_MO-IL | SPP_N | Internal | Summer | B5 | 200 | 2000 | 0 | 83.22 | 83.24 | 8 | 0
2035 | MISO_MO-IL_2_SPP_N | MISO_MO-IL | SPP_N | Internal | Summer | B6 | 300 | 2000 | 0 | 60.91 | 60.91 | 8 | 0
2035 | MISO_MO-IL_2_SPP_N | MISO_MO-IL | SPP_N | Internal | Summer | B7 | 400 | 2000 | 0 | 51.51 | 53.4 | 8 | 0
2035 | MISO_MO-IL_2_SPP_N | MISO_MO-IL | SPP_N | Internal | Summer | B8 | 500 | 2000 | 0 | 48.94 | 51.6 | 8 | 0
2035 | MISO_MO-IL_2_SPP_N | MISO_MO-IL | SPP_N | Internal | Summer | B9 | 800 | 2000 | 0 | 45.9 | 51.6 | 8 | 0
2035 | MISO_MO-IL_2_SPP_N | MISO_MO-IL | SPP_N | Internal | Summer | B10 | 1262 | 2000 | 0 | 43.9 | 46.81 | 8 | 0
2035 | MISO_MO-IL_2_SPP_N | MISO_MO-IL | SPP_N | Internal | Winter | B16 | 25 | 2000 | 0 | 78.73 | 73.73 | 8 | 0
2035 | MISO_MO-IL_2_SPP_N | MISO_MO-IL | SPP_N | Internal | Winter | B17 | 100 | 2000 | 0 | 61.99 | 56.99 | 8 | 0
2035 | MISO_MO-IL_2_SPP_N | MISO_MO-IL | SPP_N | Internal | Winter | B18 | 400 | 2000 | 0 | 56.85 | 52.78 | 8 | 0
2035 | MISO_MO-IL_2_SPP_N | MISO_MO-IL | SPP_N | Internal | Winter | B19 | 700 | 2000 | 0 | 54.12 | 52.03 | 8 | 0
2035 | MISO_MO-IL_2_SPP_N | MISO_MO-IL | SPP_N | Internal | Winter | B20 | 935 | 2000 | 0 | 52.45 | 47.45 | 8 | 0
2035 | MISO_MO-IL_2_TVA_Transmission | MISO_MO-IL | TVA_Transmission | Internal | Shoulder | B11 | 25 | 4000 | 0 | 83.71 | 87.58 | 8 | 0
2035 | MISO_MO-IL_2_TVA_Transmission | MISO_MO-IL | TVA_Transmission | Internal | Shoulder | B12 | 200 | 4000 | 0 | 63.85 | 63.85 | 8 | 0
2035 | MISO_MO-IL_2_TVA_Transmission | MISO_MO-IL | TVA_Transmission | Internal | Shoulder | B13 | 600 | 4000 | 0 | 53.97 | 58.9 | 8 | 0
2035 | MISO_MO-IL_2_TVA_Transmission | MISO_MO-IL | TVA_Transmission | Internal | Shoulder | B14 | 900 | 4000 | 0 | 53.71 | 58.2 | 8 | 0
2035 | MISO_MO-IL_2_TVA_Transmission | MISO_MO-IL | TVA_Transmission | Internal | Shoulder | B15 | 1203 | 4000 | 0 | 53.32 | 57.4 | 8 | 0
2035 | MISO_MO-IL_2_TVA_Transmission | MISO_MO-IL | TVA_Transmission | Internal | Summer | B1 | 10 | 4000 | 0 | 749.18 | 753.93 | 8 | 0
2035 | MISO_MO-IL_2_TVA_Transmission | MISO_MO-IL | TVA_Transmission | Internal | Summer | B2 | 25 | 4000 | 0 | 749.14 | 754.73 | 8 | 0
2035 | MISO_MO-IL_2_TVA_Transmission | MISO_MO-IL | TVA_Transmission | Internal | Summer | B3 | 75 | 4000 | 1812.4 | 102.65 | 110.65 | 8 | 0
2035 | MISO_MO-IL_2_TVA_Transmission | MISO_MO-IL | TVA_Transmission | Internal | Summer | B4 | 100 | 4000 | 118.28 | 83.78 | 91.78 | 8 | 0
2035 | MISO_MO-IL_2_TVA_Transmission | MISO_MO-IL | TVA_Transmission | Internal | Summer | B5 | 200 | 4000 | 0 | 83.22 | 87.22 | 8 | 0
2035 | MISO_MO-IL_2_TVA_Transmission | MISO_MO-IL | TVA_Transmission | Internal | Summer | B6 | 300 | 4000 | 0 | 60.91 | 68.25 | 8 | 0
2035 | MISO_MO-IL_2_TVA_Transmission | MISO_MO-IL | TVA_Transmission | Internal | Summer | B7 | 400 | 4000 | 0 | 51.51 | 56.89 | 8 | 0
2035 | MISO_MO-IL_2_TVA_Transmission | MISO_MO-IL | TVA_Transmission | Internal | Summer | B8 | 500 | 4000 | 0 | 48.94 | 54.79 | 8 | 0
2035 | MISO_MO-IL_2_TVA_Transmission | MISO_MO-IL | TVA_Transmission | Internal | Summer | B9 | 800 | 4000 | 0 | 45.9 | 53.57 | 8 | 0
2035 | MISO_MO-IL_2_TVA_Transmission | MISO_MO-IL | TVA_Transmission | Internal | Summer | B10 | 1262 | 4000 | 0 | 43.9 | 49.4 | 8 | 0
2035 | MISO_MO-IL_2_TVA_Transmission | MISO_MO-IL | TVA_Transmission | Internal | Winter | B16 | 25 | 4000 | 0 | 78.73 | 86.72 | 8 | 0
2035 | MISO_MO-IL_2_TVA_Transmission | MISO_MO-IL | TVA_Transmission | Internal | Winter | B17 | 100 | 4000 | 0 | 61.99 | 67.42 | 8 | 0
2035 | MISO_MO-IL_2_TVA_Transmission | MISO_MO-IL | TVA_Transmission | Internal | Winter | B18 | 400 | 4000 | 0 | 56.85 | 61.88 | 8 | 0
2035 | MISO_MO-IL_2_TVA_Transmission | MISO_MO-IL | TVA_Transmission | Internal | Winter | B19 | 700 | 4000 | 0 | 54.12 | 60.83 | 8 | 0
2035 | MISO_MO-IL_2_TVA_Transmission | MISO_MO-IL | TVA_Transmission | Internal | Winter | B20 | 935 | 4000 | 0 | 52.45 | 58.37 | 8 | 0
2035 | MISO_W_2_MAPP_CA | MISO_W | MAPP_CA | Internal | Shoulder | B11 | 25 | 700 | 0 | 83.7 | 69.7 | 0.01 | 0
2035 | MISO_W_2_MAPP_CA | MISO_W | MAPP_CA | Internal | Shoulder | B12 | 200 | 700 | 0 | 63.84 | 63.83 | 0.01 | 0
2035 | MISO_W_2_MAPP_CA | MISO_W | MAPP_CA | Internal | Shoulder | B13 | 600 | 700 | 0 | 53.96 | 53.95 | 0.01 | 0
2035 | MISO_W_2_MAPP_CA | MISO_W | MAPP_CA | Internal | Shoulder | B14 | 900 | 700 | 0 | 53.71 | 53.7 | 0.01 | 0
2035 | MISO_W_2_MAPP_CA | MISO_W | MAPP_CA | Internal | Shoulder | B15 | 1203 | 700 | 700 | 53.35 | 53.7 | 0.01 | 0.34
2035 | MISO_W_2_MAPP_CA | MISO_W | MAPP_CA | Internal | Summer | B1 | 10 | 700 | 0 | 749.16 | 743.19 | 0.01 | 0
2035 | MISO_W_2_MAPP_CA | MISO_W | MAPP_CA | Internal | Summer | B2 | 25 | 700 | 0 | 749.13 | 743.18 | 0.01 | 0
2035 | MISO_W_2_MAPP_CA | MISO_W | MAPP_CA | Internal | Summer | B3 | 75 | 700 | 0 | 102.63 | 102.62 | 0.01 | 0
2035 | MISO_W_2_MAPP_CA | MISO_W | MAPP_CA | Internal | Summer | B4 | 100 | 700 | 0 | 83.83 | 83.81 | 0.01 | 0
2035 | MISO_W_2_MAPP_CA | MISO_W | MAPP_CA | Internal | Summer | B5 | 200 | 700 | 0 | 83.23 | 71.69 | 0.01 | 0
2035 | MISO_W_2_MAPP_CA | MISO_W | MAPP_CA | Internal | Summer | B6 | 300 | 700 | 0 | 60.9 | 51.46 | 0.01 | 0
2035 | MISO_W_2_MAPP_CA | MISO_W | MAPP_CA | Internal | Summer | B7 | 400 | 700 | 0 | 51.5 | 51.46 | 0.01 | 0
2035 | MISO_W_2_MAPP_CA | MISO_W | MAPP_CA | Internal | Summer | B8 | 500 | 700 | 0 | 48.93 | 48.92 | 0.01 | 0
2035 | MISO_W_2_MAPP_CA | MISO_W | MAPP_CA | Internal | Summer | B9 | 800 | 700 | 0 | 48.81 | 48.8 | 0.01 | 0
2035 | MISO_W_2_MAPP_CA | MISO_W | MAPP_CA | Internal | Summer | B10 | 1262 | 700 | 700 | 43.91 | 48.8 | 0.01 | 4.88
2035 | MISO_W_2_MAPP_CA | MISO_W | MAPP_CA | Internal | Winter | B16 | 25 | 700 | 0 | 78.72 | 78.7 | 0.01 | 0
2035 | MISO_W_2_MAPP_CA | MISO_W | MAPP_CA | Internal | Winter | B17 | 100 | 700 | 0 | 61.98 | 61.96 | 0.01 | 0
2035 | MISO_W_2_MAPP_CA | MISO_W | MAPP_CA | Internal | Winter | B18 | 400 | 700 | 0 | 56.84 | 56.83 | 0.01 | 0
2035 | MISO_W_2_MAPP_CA | MISO_W | MAPP_CA | Internal | Winter | B19 | 700 | 700 | 171.42 | 54.16 | 54.17 | 0.01 | 0
2035 | MISO_W_2_MAPP_CA | MISO_W | MAPP_CA | Internal | Winter | B20 | 935 | 700 | 700 | 52.44 | 54.17 | 0.01 | 1.72
2035 | MISO_W_2_MISO_MO-IL | MISO_W | MISO_MO-IL | Internal | Shoulder | B11 | 25 | 3800 | 891.18 | 83.7 | 83.71 | 0.01 | 0
2035 | MISO_W_2_MISO_MO-IL | MISO_W | MISO_MO-IL | Internal | Shoulder | B12 | 200 | 3800 | 130.38 | 63.84 | 63.85 | 0.01 | 0
2035 | MISO_W_2_MISO_MO-IL | MISO_W | MISO_MO-IL | Internal | Shoulder | B13 | 600 | 3800 | 1065.02 | 53.96 | 53.97 | 0.01 | 0
2035 | MISO_W_2_MISO_MO-IL | MISO_W | MISO_MO-IL | Internal | Shoulder | B14 | 900 | 3800 | 0 | 53.71 | 53.71 | 0.01 | 0
2035 | MISO_W_2_MISO_MO-IL | MISO_W | MISO_MO-IL | Internal | Shoulder | B15 | 1203 | 3800 | 0 | 53.35 | 53.32 | 0.01 | 0
2035 | MISO_W_2_MISO_MO-IL | MISO_W | MISO_MO-IL | Internal | Summer | B1 | 10 | 3800 | 700.16 | 749.16 | 749.18 | 0.01 | 0
2035 | MISO_W_2_MISO_MO-IL | MISO_W | MISO_MO-IL | Internal | Summer | B2 | 25 | 3800 | 874.64 | 749.13 | 749.14 | 0.01 | 0
2035 | MISO_W_2_MISO_MO-IL | MISO_W | MISO_MO-IL | Internal | Summer | B3 | 75 | 3800 | 677.14 | 102.63 | 102.65 | 0.01 | 0
2035 | MISO_W_2_MISO_MO-IL | MISO_W | MISO_MO-IL | Internal | Summer | B4 | 100 | 3800 | 0 | 83.83 | 83.78 | 0.01 | 0
2035 | MISO_W_2_MISO_MO-IL | MISO_W | MISO_MO-IL | Internal | Summer | B5 | 200 | 3800 | 0 | 83.23 | 83.22 | 0.01 | 0
2035 | MISO_W_2_MISO_MO-IL | MISO_W | MISO_MO-IL | Internal | Summer | B6 | 300 | 3800 | 102.28 | 60.9 | 60.91 | 0.01 | 0
2035 | MISO_W_2_MISO_MO-IL | MISO_W | MISO_MO-IL | Internal | Summer | B7 | 400 | 3800 | 102.18 | 51.5 | 51.51 | 0.01 | 0
2035 | MISO_W_2_MISO_MO-IL | MISO_W | MISO_MO-IL | Internal | Summer | B8 | 500 | 3800 | 905.81 | 48.93 | 48.94 | 0.01 | 0
2035 | MISO_W_2_MISO_MO-IL | MISO_W | MISO_MO-IL | Internal | Summer | B9 | 800 | 3800 | 0 | 48.81 | 45.9 | 0.01 | 0
2035 | MISO_W_2_MISO_MO-IL | MISO_W | MISO_MO-IL | Internal | Summer | B10 | 1262 | 3800 | 0 | 43.91 | 43.9 | 0.01 | 0
2035 | MISO_W_2_MISO_MO-IL | MISO_W | MISO_MO-IL | Internal | Winter | B16 | 25 | 3800 | 2154.89 | 78.72 | 78.73 | 0.01 | 0
2035 | MISO_W_2_MISO_MO-IL | MISO_W | MISO_MO-IL | Internal | Winter | B17 | 100 | 3800 | 2208.75 | 61.98 | 61.99 | 0.01 | 0
2035 | MISO_W_2_MISO_MO-IL | MISO_W | MISO_MO-IL | Internal | Winter | B18 | 400 | 3800 | 568.21 | 56.84 | 56.85 | 0.01 | 0
2035 | MISO_W_2_MISO_MO-IL | MISO_W | MISO_MO-IL | Internal | Winter | B19 | 700 | 3800 | 0 | 54.16 | 54.12 | 0.01 | 0
2035 | MISO_W_2_MISO_MO-IL | MISO_W | MISO_MO-IL | Internal | Winter | B20 | 935 | 3800 | 44.63 | 52.44 | 52.45 | 0.01 | 0
2035 | MISO_W_2_MISO_WUMS | MISO_W | MISO_WUMS | Internal | Shoulder | B11 | 25 | 1629 | 0 | 83.7 | 83.7 | 0.01 | 0
2035 | MISO_W_2_MISO_WUMS | MISO_W | MISO_WUMS | Internal | Shoulder | B12 | 200 | 1629 | 1226.04 | 63.84 | 63.85 | 0.01 | 0
2035 | MISO_W_2_MISO_WUMS | MISO_W | MISO_WUMS | Internal | Shoulder | B13 | 600 | 1629 | 746.1 | 53.96 | 53.97 | 0.01 | 0
2035 | MISO_W_2_MISO_WUMS | MISO_W | MISO_WUMS | Internal | Shoulder | B14 | 900 | 1629 | 253.63 | 53.71 | 53.72 | 0.01 | 0
2035 | MISO_W_2_MISO_WUMS | MISO_W | MISO_WUMS | Internal | Shoulder | B15 | 1203 | 1629 | 0 | 53.35 | 53.33 | 0.01 | 0
2035 | MISO_W_2_MISO_WUMS | MISO_W | MISO_WUMS | Internal | Summer | B1 | 10 | 1629 | 1274.45 | 749.16 | 749.18 | 0.01 | 0
2035 | MISO_W_2_MISO_WUMS | MISO_W | MISO_WUMS | Internal | Summer | B2 | 25 | 1629 | 1294.13 | 749.13 | 749.14 | 0.01 | 0
2035 | MISO_W_2_MISO_WUMS | MISO_W | MISO_WUMS | Internal | Summer | B3 | 75 | 1629 | 0 | 102.63 | 102.63 | 0.01 | 0
2035 | MISO_W_2_MISO_WUMS | MISO_W | MISO_WUMS | Internal | Summer | B4 | 100 | 1629 | 0 | 83.83 | 83.81 | 0.01 | 0
2035 | MISO_W_2_MISO_WUMS | MISO_W | MISO_WUMS | Internal | Summer | B5 | 200 | 1629 | 0 | 83.23 | 83.22 | 0.01 | 0
2035 | MISO_W_2_MISO_WUMS | MISO_W | MISO_WUMS | Internal | Summer | B6 | 300 | 1629 | 490.43 | 60.9 | 60.91 | 0.01 | 0
2035 | MISO_W_2_MISO_WUMS | MISO_W | MISO_WUMS | Internal | Summer | B7 | 400 | 1629 | 183.05 | 51.5 | 51.51 | 0.01 | 0
2035 | MISO_W_2_MISO_WUMS | MISO_W | MISO_WUMS | Internal | Summer | B8 | 500 | 1629 | 0 | 48.93 | 48.92 | 0.01 | 0
2035 | MISO_W_2_MISO_WUMS | MISO_W | MISO_WUMS | Internal | Summer | B9 | 800 | 1629 | 1145.3 | 48.81 | 48.82 | 0.01 | 0
2035 | MISO_W_2_MISO_WUMS | MISO_W | MISO_WUMS | Internal | Summer | B10 | 1262 | 1629 | 1131.47 | 43.91 | 43.92 | 0.01 | 0
2035 | MISO_W_2_MISO_WUMS | MISO_W | MISO_WUMS | Internal | Winter | B16 | 25 | 1629 | 866.89 | 78.72 | 78.73 | 0.01 | 0
2035 | MISO_W_2_MISO_WUMS | MISO_W | MISO_WUMS | Internal | Winter | B17 | 100 | 1629 | 626.4 | 61.98 | 61.99 | 0.01 | 0
2035 | MISO_W_2_MISO_WUMS | MISO_W | MISO_WUMS | Internal | Winter | B18 | 400 | 1629 | 459.29 | 56.84 | 56.85 | 0.01 | 0
2035 | MISO_W_2_MISO_WUMS | MISO_W | MISO_WUMS | Internal | Winter | B19 | 700 | 1629 | 0 | 54.16 | 54.15 | 0.01 | 0
2035 | MISO_W_2_MISO_WUMS | MISO_W | MISO_WUMS | Internal | Winter | B20 | 935 | 1629 | 1059.11 | 52.44 | 52.45 | 0.01 | 0
2035 | MISO_W_2_PJM_ROR | MISO_W | PJM_ROR | Internal | Shoulder | B11 | 25 | 773 | 0 | 83.7 | 81.7 | 2 | 0
2035 | MISO_W_2_PJM_ROR | MISO_W | PJM_ROR | Internal | Shoulder | B12 | 200 | 773 | 773 | 63.84 | 65.85 | 2 | 0.01
2035 | MISO_W_2_PJM_ROR | MISO_W | PJM_ROR | Internal | Shoulder | B13 | 600 | 773 | 146.83 | 53.96 | 55.96 | 2 | 0
2035 | MISO_W_2_PJM_ROR | MISO_W | PJM_ROR | Internal | Shoulder | B14 | 900 | 773 | 0 | 53.71 | 53.25 | 2 | 0
2035 | MISO_W_2_PJM_ROR | MISO_W | PJM_ROR | Internal | Shoulder | B15 | 1203 | 773 | 0 | 53.35 | 51.4 | 2 | 0
2035 | MISO_W_2_PJM_ROR | MISO_W | PJM_ROR | Internal | Summer | B1 | 10 | 773 | 773 | 749.16 | 751.19 | 2 | 0.02
2035 | MISO_W_2_PJM_ROR | MISO_W | PJM_ROR | Internal | Summer | B2 | 25 | 773 | 773 | 749.13 | 751.16 | 2 | 0.04
2035 | MISO_W_2_PJM_ROR | MISO_W | PJM_ROR | Internal | Summer | B3 | 75 | 773 | 44.71 | 102.63 | 104.63 | 2 | 0
2035 | MISO_W_2_PJM_ROR | MISO_W | PJM_ROR | Internal | Summer | B4 | 100 | 773 | 0 | 83.83 | 81.8 | 2 | 0
2035 | MISO_W_2_PJM_ROR | MISO_W | PJM_ROR | Internal | Summer | B5 | 200 | 773 | 0 | 83.23 | 81.22 | 2 | 0
2035 | MISO_W_2_PJM_ROR | MISO_W | PJM_ROR | Internal | Summer | B6 | 300 | 773 | 0 | 60.9 | 62.25 | 2 | 0
2035 | MISO_W_2_PJM_ROR | MISO_W | PJM_ROR | Internal | Summer | B7 | 400 | 773 | 0 | 51.5 | 50.89 | 2 | 0
2035 | MISO_W_2_PJM_ROR | MISO_W | PJM_ROR | Internal | Summer | B8 | 500 | 773 | 0 | 48.93 | 48.79 | 2 | 0
2035 | MISO_W_2_PJM_ROR | MISO_W | PJM_ROR | Internal | Summer | B9 | 800 | 773 | 0 | 48.81 | 47.57 | 2 | 0
2035 | MISO_W_2_PJM_ROR | MISO_W | PJM_ROR | Internal | Summer | B10 | 1262 | 773 | 0 | 43.91 | 44.9 | 2 | 0
2035 | MISO_W_2_PJM_ROR | MISO_W | PJM_ROR | Internal | Winter | B16 | 25 | 773 | 480.9 | 78.72 | 80.72 | 2 | 0
2035 | MISO_W_2_PJM_ROR | MISO_W | PJM_ROR | Internal | Winter | B17 | 100 | 773 | 773 | 61.98 | 63.99 | 2 | 0.01
2035 | MISO_W_2_PJM_ROR | MISO_W | PJM_ROR | Internal | Winter | B18 | 400 | 773 | 0 | 56.84 | 57.36 | 2 | 0
2035 | MISO_W_2_PJM_ROR | MISO_W | PJM_ROR | Internal | Winter | B19 | 700 | 773 | 0 | 54.16 | 54.99 | 2 | 0
2035 | MISO_W_2_PJM_ROR | MISO_W | PJM_ROR | Internal | Winter | B20 | 935 | 773 | 0 | 52.44 | 52.37 | 2 | 0
2035 | MISO_W_2_SPP_N | MISO_W | SPP_N | Internal | Shoulder | B11 | 25 | 3200 | 0 | 83.7 | 83.71 | 7 | 0
2035 | MISO_W_2_SPP_N | MISO_W | SPP_N | Internal | Shoulder | B12 | 200 | 3200 | 0 | 63.84 | 58.85 | 7 | 0
2035 | MISO_W_2_SPP_N | MISO_W | SPP_N | Internal | Shoulder | B13 | 600 | 3200 | 0 | 53.96 | 53.38 | 7 | 0
2035 | MISO_W_2_SPP_N | MISO_W | SPP_N | Internal | Shoulder | B14 | 900 | 3200 | 0 | 53.71 | 48.87 | 7 | 0
2035 | MISO_W_2_SPP_N | MISO_W | SPP_N | Internal | Shoulder | B15 | 1203 | 3200 | 0 | 53.35 | 48.61 | 7 | 0
2035 | MISO_W_2_SPP_N | MISO_W | SPP_N | Internal | Summer | B1 | 10 | 3200 | 0 | 749.16 | 744.18 | 7 | 0
2035 | MISO_W_2_SPP_N | MISO_W | SPP_N | Internal | Summer | B2 | 25 | 3200 | 0 | 749.13 | 746.19 | 7 | 0
2035 | MISO_W_2_SPP_N | MISO_W | SPP_N | Internal | Summer | B3 | 75 | 3200 | 74.26 | 102.63 | 109.63 | 7 | 0
2035 | MISO_W_2_SPP_N | MISO_W | SPP_N | Internal | Summer | B4 | 100 | 3200 | 0 | 83.83 | 88.32 | 7 | 0
2035 | MISO_W_2_SPP_N | MISO_W | SPP_N | Internal | Summer | B5 | 200 | 3200 | 0 | 83.23 | 83.24 | 7 | 0
2035 | MISO_W_2_SPP_N | MISO_W | SPP_N | Internal | Summer | B6 | 300 | 3200 | 0 | 60.9 | 60.91 | 7 | 0
2035 | MISO_W_2_SPP_N | MISO_W | SPP_N | Internal | Summer | B7 | 400 | 3200 | 0 | 51.5 | 53.4 | 7 | 0
2035 | MISO_W_2_SPP_N | MISO_W | SPP_N | Internal | Summer | B8 | 500 | 3200 | 0 | 48.93 | 51.6 | 7 | 0
2035 | MISO_W_2_SPP_N | MISO_W | SPP_N | Internal | Summer | B9 | 800 | 3200 | 0 | 48.81 | 51.6 | 7 | 0
2035 | MISO_W_2_SPP_N | MISO_W | SPP_N | Internal | Summer | B10 | 1262 | 3200 | 0 | 43.91 | 46.81 | 7 | 0
2035 | MISO_W_2_SPP_N | MISO_W | SPP_N | Internal | Winter | B16 | 25 | 3200 | 0 | 78.72 | 73.73 | 7 | 0
2035 | MISO_W_2_SPP_N | MISO_W | SPP_N | Internal | Winter | B17 | 100 | 3200 | 0 | 61.98 | 56.99 | 7 | 0
2035 | MISO_W_2_SPP_N | MISO_W | SPP_N | Internal | Winter | B18 | 400 | 3200 | 0 | 56.84 | 52.78 | 7 | 0
2035 | MISO_W_2_SPP_N | MISO_W | SPP_N | Internal | Winter | B19 | 700 | 3200 | 0 | 54.16 | 52.03 | 7 | 0
2035 | MISO_W_2_SPP_N | MISO_W | SPP_N | Internal | Winter | B20 | 935 | 3200 | 0 | 52.44 | 47.45 | 7 | 0
2035 | MISO_WUMS_2_MISO_MI | MISO_WUMS | MISO_MI | Internal | Shoulder | B11 | 25 | 99 | 0 | 83.7 | 83.7 | 0.01 | 0
2035 | MISO_WUMS_2_MISO_MI | MISO_WUMS | MISO_MI | Internal | Shoulder | B12 | 200 | 99 | 99 | 63.85 | 64.87 | 0.01 | 1
2035 | MISO_WUMS_2_MISO_MI | MISO_WUMS | MISO_MI | Internal | Shoulder | B13 | 600 | 99 | 99 | 53.97 | 53.99 | 0.01 | 0.01
2035 | MISO_WUMS_2_MISO_MI | MISO_WUMS | MISO_MI | Internal | Shoulder | B14 | 900 | 99 | 72.98 | 53.72 | 53.73 | 0.01 | 0
2035 | MISO_WUMS_2_MISO_MI | MISO_WUMS | MISO_MI | Internal | Shoulder | B15 | 1203 | 99 | 68.81 | 53.33 | 53.35 | 0.01 | 0
2035 | MISO_WUMS_2_MISO_MI | MISO_WUMS | MISO_MI | Internal | Summer | B1 | 10 | 99 | 99 | 749.18 | 749.2 | 0.01 | 0.01
2035 | MISO_WUMS_2_MISO_MI | MISO_WUMS | MISO_MI | Internal | Summer | B2 | 25 | 99 | 99 | 749.14 | 749.16 | 0.01 | 0.01
2035 | MISO_WUMS_2_MISO_MI | MISO_WUMS | MISO_MI | Internal | Summer | B3 | 75 | 99 | 0 | 102.63 | 102.63 | 0.01 | 0
2035 | MISO_WUMS_2_MISO_MI | MISO_WUMS | MISO_MI | Internal | Summer | B4 | 100 | 99 | 0 | 83.81 | 83.8 | 0.01 | 0
2035 | MISO_WUMS_2_MISO_MI | MISO_WUMS | MISO_MI | Internal | Summer | B5 | 200 | 99 | 0 | 83.22 | 83.22 | 0.01 | 0
2035 | MISO_WUMS_2_MISO_MI | MISO_WUMS | MISO_MI | Internal | Summer | B6 | 300 | 99 | 99 | 60.91 | 60.94 | 0.01 | 0.01
2035 | MISO_WUMS_2_MISO_MI | MISO_WUMS | MISO_MI | Internal | Summer | B7 | 400 | 99 | 99 | 51.51 | 51.54 | 0.01 | 0.01
2035 | MISO_WUMS_2_MISO_MI | MISO_WUMS | MISO_MI | Internal | Summer | B8 | 500 | 99 | 99 | 48.92 | 48.97 | 0.01 | 0.04
2035 | MISO_WUMS_2_MISO_MI | MISO_WUMS | MISO_MI | Internal | Summer | B9 | 800 | 99 | 0 | 48.82 | 45.93 | 0.01 | 0
2035 | MISO_WUMS_2_MISO_MI | MISO_WUMS | MISO_MI | Internal | Summer | B10 | 1262 | 99 | 0 | 43.92 | 43.92 | 0.01 | 0
2035 | MISO_WUMS_2_MISO_MI | MISO_WUMS | MISO_MI | Internal | Winter | B16 | 25 | 99 | 99 | 78.73 | 82.71 | 0.01 | 3.97
2035 | MISO_WUMS_2_MISO_MI | MISO_WUMS | MISO_MI | Internal | Winter | B17 | 100 | 99 | 99 | 61.99 | 62.64 | 0.01 | 0.64
2035 | MISO_WUMS_2_MISO_MI | MISO_WUMS | MISO_MI | Internal | Winter | B18 | 400 | 99 | 99 | 56.85 | 56.87 | 0.01 | 0.01
2035 | MISO_WUMS_2_MISO_MI | MISO_WUMS | MISO_MI | Internal | Winter | B19 | 700 | 99 | 0 | 54.15 | 54.12 | 0.01 | 0
2035 | MISO_WUMS_2_MISO_MI | MISO_WUMS | MISO_MI | Internal | Winter | B20 | 935 | 99 | 99 | 52.45 | 52.48 | 0.01 | 0.01
2035 | MISO_WUMS_2_MISO_W | MISO_WUMS | MISO_W | Internal | Shoulder | B11 | 25 | 1137 | 0 | 83.7 | 83.7 | 0.01 | 0
2035 | MISO_WUMS_2_MISO_W | MISO_WUMS | MISO_W | Internal | Shoulder | B12 | 200 | 1137 | 0 | 63.85 | 63.84 | 0.01 | 0
2035 | MISO_WUMS_2_MISO_W | MISO_WUMS | MISO_W | Internal | Shoulder | B13 | 600 | 1137 | 0 | 53.97 | 53.96 | 0.01 | 0
2035 | MISO_WUMS_2_MISO_W | MISO_WUMS | MISO_W | Internal | Shoulder | B14 | 900 | 1137 | 0 | 53.72 | 53.71 | 0.01 | 0
2035 | MISO_WUMS_2_MISO_W | MISO_WUMS | MISO_W | Internal | Shoulder | B15 | 1203 | 1137 | 368.72 | 53.33 | 53.35 | 0.01 | 0
2035 | MISO_WUMS_2_MISO_W | MISO_WUMS | MISO_W | Internal | Summer | B1 | 10 | 1137 | 0 | 749.18 | 749.16 | 0.01 | 0
2035 | MISO_WUMS_2_MISO_W | MISO_WUMS | MISO_W | Internal | Summer | B2 | 25 | 1137 | 0 | 749.14 | 749.13 | 0.01 | 0
2035 | MISO_WUMS_2_MISO_W | MISO_WUMS | MISO_W | Internal | Summer | B3 | 75 | 1137 | 0 | 102.63 | 102.63 | 0.01 | 0
2035 | MISO_WUMS_2_MISO_W | MISO_WUMS | MISO_W | Internal | Summer | B4 | 100 | 1137 | 144.01 | 83.81 | 83.83 | 0.01 | 0
2035 | MISO_WUMS_2_MISO_W | MISO_WUMS | MISO_W | Internal | Summer | B5 | 200 | 1137 | 185.78 | 83.22 | 83.23 | 0.01 | 0
2035 | MISO_WUMS_2_MISO_W | MISO_WUMS | MISO_W | Internal | Summer | B6 | 300 | 1137 | 0 | 60.91 | 60.9 | 0.01 | 0
2035 | MISO_WUMS_2_MISO_W | MISO_WUMS | MISO_W | Internal | Summer | B7 | 400 | 1137 | 0 | 51.51 | 51.5 | 0.01 | 0
2035 | MISO_WUMS_2_MISO_W | MISO_WUMS | MISO_W | Internal | Summer | B8 | 500 | 1137 | 111.25 | 48.92 | 48.93 | 0.01 | 0
2035 | MISO_WUMS_2_MISO_W | MISO_WUMS | MISO_W | Internal | Summer | B9 | 800 | 1137 | 0 | 48.82 | 48.81 | 0.01 | 0
2035 | MISO_WUMS_2_MISO_W | MISO_WUMS | MISO_W | Internal | Summer | B10 | 1262 | 1137 | 0 | 43.92 | 43.91 | 0.01 | 0
2035 | MISO_WUMS_2_MISO_W | MISO_WUMS | MISO_W | Internal | Winter | B16 | 25 | 1137 | 0 | 78.73 | 78.72 | 0.01 | 0
2035 | MISO_WUMS_2_MISO_W | MISO_WUMS | MISO_W | Internal | Winter | B17 | 100 | 1137 | 0 | 61.99 | 61.98 | 0.01 | 0
2035 | MISO_WUMS_2_MISO_W | MISO_WUMS | MISO_W | Internal | Winter | B18 | 400 | 1137 | 0 | 56.85 | 56.84 | 0.01 | 0
2035 | MISO_WUMS_2_MISO_W | MISO_WUMS | MISO_W | Internal | Winter | B19 | 700 | 1137 | 46.11 | 54.15 | 54.16 | 0.01 | 0
2035 | MISO_WUMS_2_MISO_W | MISO_WUMS | MISO_W | Internal | Winter | B20 | 935 | 1137 | 0 | 52.45 | 52.44 | 0.01 | 0
2035 | MISO_WUMS_2_PJM_ROR | MISO_WUMS | PJM_ROR | Internal | Shoulder | B11 | 25 | 1600 | 0 | 83.7 | 81.7 | 2 | 0
2035 | MISO_WUMS_2_PJM_ROR | MISO_WUMS | PJM_ROR | Internal | Shoulder | B12 | 200 | 1600 | 359.8 | 63.85 | 65.85 | 2 | 0
2035 | MISO_WUMS_2_PJM_ROR | MISO_WUMS | PJM_ROR | Internal | Shoulder | B13 | 600 | 1600 | 0 | 53.97 | 55.96 | 2 | 0
2035 | MISO_WUMS_2_PJM_ROR | MISO_WUMS | PJM_ROR | Internal | Shoulder | B14 | 900 | 1600 | 0 | 53.72 | 53.25 | 2 | 0
2035 | MISO_WUMS_2_PJM_ROR | MISO_WUMS | PJM_ROR | Internal | Shoulder | B15 | 1203 | 1600 | 0 | 53.33 | 51.4 | 2 | 0
2035 | MISO_WUMS_2_PJM_ROR | MISO_WUMS | PJM_ROR | Internal | Summer | B1 | 10 | 1600 | 1600 | 749.18 | 751.19 | 2 | 0.01
2035 | MISO_WUMS_2_PJM_ROR | MISO_WUMS | PJM_ROR | Internal | Summer | B2 | 25 | 1600 | 1600 | 749.14 | 751.16 | 2 | 0.02
2035 | MISO_WUMS_2_PJM_ROR | MISO_WUMS | PJM_ROR | Internal | Summer | B3 | 75 | 1600 | 672.79 | 102.63 | 104.63 | 2 | 0
2035 | MISO_WUMS_2_PJM_ROR | MISO_WUMS | PJM_ROR | Internal | Summer | B4 | 100 | 1600 | 0 | 83.81 | 81.8 | 2 | 0
2035 | MISO_WUMS_2_PJM_ROR | MISO_WUMS | PJM_ROR | Internal | Summer | B5 | 200 | 1600 | 0 | 83.22 | 81.22 | 2 | 0
2035 | MISO_WUMS_2_PJM_ROR | MISO_WUMS | PJM_ROR | Internal | Summer | B6 | 300 | 1600 | 0 | 60.91 | 62.25 | 2 | 0
2035 | MISO_WUMS_2_PJM_ROR | MISO_WUMS | PJM_ROR | Internal | Summer | B7 | 400 | 1600 | 0 | 51.51 | 50.89 | 2 | 0
2035 | MISO_WUMS_2_PJM_ROR | MISO_WUMS | PJM_ROR | Internal | Summer | B8 | 500 | 1600 | 0 | 48.92 | 48.79 | 2 | 0
2035 | MISO_WUMS_2_PJM_ROR | MISO_WUMS | PJM_ROR | Internal | Summer | B9 | 800 | 1600 | 0 | 48.82 | 47.57 | 2 | 0
2035 | MISO_WUMS_2_PJM_ROR | MISO_WUMS | PJM_ROR | Internal | Summer | B10 | 1262 | 1600 | 0 | 43.92 | 44.9 | 2 | 0
2035 | MISO_WUMS_2_PJM_ROR | MISO_WUMS | PJM_ROR | Internal | Winter | B16 | 25 | 1600 | 0 | 78.73 | 80.72 | 2 | 0
2035 | MISO_WUMS_2_PJM_ROR | MISO_WUMS | PJM_ROR | Internal | Winter | B17 | 100 | 1600 | 31.71 | 61.99 | 63.99 | 2 | 0
2035 | MISO_WUMS_2_PJM_ROR | MISO_WUMS | PJM_ROR | Internal | Winter | B18 | 400 | 1600 | 0 | 56.85 | 57.36 | 2 | 0
2035 | MISO_WUMS_2_PJM_ROR | MISO_WUMS | PJM_ROR | Internal | Winter | B19 | 700 | 1600 | 0 | 54.15 | 54.99 | 2 | 0
2035 | MISO_WUMS_2_PJM_ROR | MISO_WUMS | PJM_ROR | Internal | Winter | B20 | 935 | 1600 | 0 | 52.45 | 52.37 | 2 | 0
2035 | NE_2_MISO_W | NE | MISO_W | Internal | Shoulder | B11 | 25 | 1600 | 0 | 83.7 | 83.7 | 5 | 0
2035 | NE_2_MISO_W | NE | MISO_W | Internal | Shoulder | B12 | 200 | 1600 | 109.76 | 58.84 | 63.84 | 5 | 0
2035 | NE_2_MISO_W | NE | MISO_W | Internal | Shoulder | B13 | 600 | 1600 | 0 | 53.4 | 53.96 | 5 | 0
2035 | NE_2_MISO_W | NE | MISO_W | Internal | Shoulder | B14 | 900 | 1600 | 0 | 48.86 | 53.71 | 5 | 0
2035 | NE_2_MISO_W | NE | MISO_W | Internal | Shoulder | B15 | 1203 | 1600 | 0 | 48.6 | 53.35 | 5 | 0
2035 | NE_2_MISO_W | NE | MISO_W | Internal | Summer | B1 | 10 | 1600 | 373.39 | 744.16 | 749.16 | 5 | 0
2035 | NE_2_MISO_W | NE | MISO_W | Internal | Summer | B2 | 25 | 1600 | 0 | 746.18 | 749.13 | 5 | 0
2035 | NE_2_MISO_W | NE | MISO_W | Internal | Summer | B3 | 75 | 1600 | 0 | 109.62 | 102.63 | 5 | 0
2035 | NE_2_MISO_W | NE | MISO_W | Internal | Summer | B4 | 100 | 1600 | 0 | 87.53 | 83.83 | 5 | 0
2035 | NE_2_MISO_W | NE | MISO_W | Internal | Summer | B5 | 200 | 1600 | 0 | 83.23 | 83.23 | 5 | 0
2035 | NE_2_MISO_W | NE | MISO_W | Internal | Summer | B6 | 300 | 1600 | 0 | 60.9 | 60.9 | 5 | 0
2035 | NE_2_MISO_W | NE | MISO_W | Internal | Summer | B7 | 400 | 1600 | 0 | 53.39 | 51.5 | 5 | 0
2035 | NE_2_MISO_W | NE | MISO_W | Internal | Summer | B8 | 500 | 1600 | 0 | 51.52 | 48.93 | 5 | 0
2035 | NE_2_MISO_W | NE | MISO_W | Internal | Summer | B9 | 800 | 1600 | 0 | 51.52 | 48.81 | 5 | 0
2035 | NE_2_MISO_W | NE | MISO_W | Internal | Summer | B10 | 1262 | 1600 | 0 | 46.8 | 43.91 | 5 | 0
2035 | NE_2_MISO_W | NE | MISO_W | Internal | Winter | B16 | 25 | 1600 | 83.17 | 73.72 | 78.72 | 5 | 0
2035 | NE_2_MISO_W | NE | MISO_W | Internal | Winter | B17 | 100 | 1600 | 0 | 57 | 61.98 | 5 | 0
2035 | NE_2_MISO_W | NE | MISO_W | Internal | Winter | B18 | 400 | 1600 | 0 | 52.76 | 56.84 | 5 | 0
2035 | NE_2_MISO_W | NE | MISO_W | Internal | Winter | B19 | 700 | 1600 | 0 | 52.03 | 54.16 | 5 | 0
2035 | NE_2_MISO_W | NE | MISO_W | Internal | Winter | B20 | 935 | 1600 | 460.84 | 47.44 | 52.44 | 5 | 0
2035 | NE_2_SPP_N | NE | SPP_N | Internal | Shoulder | B11 | 25 | 1800 | 571.67 | 83.7 | 83.71 | 0.01 | 0
2035 | NE_2_SPP_N | NE | SPP_N | Internal | Shoulder | B12 | 200 | 1800 | 65.74 | 58.84 | 58.85 | 0.01 | 0
2035 | NE_2_SPP_N | NE | SPP_N | Internal | Shoulder | B13 | 600 | 1800 | 0 | 53.4 | 53.38 | 0.01 | 0
2035 | NE_2_SPP_N | NE | SPP_N | Internal | Shoulder | B14 | 900 | 1800 | 151.67 | 48.86 | 48.87 | 0.01 | 0
2035 | NE_2_SPP_N | NE | SPP_N | Internal | Shoulder | B15 | 1203 | 1800 | 82.87 | 48.6 | 48.61 | 0.01 | 0
2035 | NE_2_SPP_N | NE | SPP_N | Internal | Summer | B1 | 10 | 1800 | 277.13 | 744.16 | 744.18 | 0.01 | 0
2035 | NE_2_SPP_N | NE | SPP_N | Internal | Summer | B2 | 25 | 1800 | 632.2 | 746.18 | 746.19 | 0.01 | 0
2035 | NE_2_SPP_N | NE | SPP_N | Internal | Summer | B3 | 75 | 1800 | 1714.48 | 109.62 | 109.63 | 0.01 | 0
2035 | NE_2_SPP_N | NE | SPP_N | Internal | Summer | B4 | 100 | 1800 | 1800 | 87.53 | 88.32 | 0.01 | 0.78
2035 | NE_2_SPP_N | NE | SPP_N | Internal | Summer | B5 | 200 | 1800 | 1248.71 | 83.23 | 83.24 | 0.01 | 0
2035 | NE_2_SPP_N | NE | SPP_N | Internal | Summer | B6 | 300 | 1800 | 578.87 | 60.9 | 60.91 | 0.01 | 0
2035 | NE_2_SPP_N | NE | SPP_N | Internal | Summer | B7 | 400 | 1800 | 898.1 | 53.39 | 53.4 | 0.01 | 0
2035 | NE_2_SPP_N | NE | SPP_N | Internal | Summer | B8 | 500 | 1800 | 1800 | 51.52 | 51.6 | 0.01 | 0.07
2035 | NE_2_SPP_N | NE | SPP_N | Internal | Summer | B9 | 800 | 1800 | 1800 | 51.52 | 51.6 | 0.01 | 0.07
2035 | NE_2_SPP_N | NE | SPP_N | Internal | Summer | B10 | 1262 | 1800 | 1573.22 | 46.8 | 46.81 | 0.01 | 0
2035 | NE_2_SPP_N | NE | SPP_N | Internal | Winter | B16 | 25 | 1800 | 84.91 | 73.72 | 73.73 | 0.01 | 0
2035 | NE_2_SPP_N | NE | SPP_N | Internal | Winter | B17 | 100 | 1800 | 0 | 57 | 56.99 | 0.01 | 0
2035 | NE_2_SPP_N | NE | SPP_N | Internal | Winter | B18 | 400 | 1800 | 163.98 | 52.76 | 52.78 | 0.01 | 0
2035 | NE_2_SPP_N | NE | SPP_N | Internal | Winter | B19 | 700 | 1800 | 0 | 52.03 | 52.03 | 0.01 | 0
2035 | NE_2_SPP_N | NE | SPP_N | Internal | Winter | B20 | 935 | 1800 | 52.79 | 47.44 | 47.45 | 0.01 | 0
2035 | NEISO_2_NYISO_A-F | NEISO | NYISO_A-F | Internal | Shoulder | B11 | 25 | 600 | 600 | 46.31 | 53.35 | 3 | 4.03
2035 | NEISO_2_NYISO_A-F | NEISO | NYISO_A-F | Internal | Shoulder | B12 | 200 | 600 | 600 | 46.31 | 53.35 | 3 | 4.03
2035 | NEISO_2_NYISO_A-F | NEISO | NYISO_A-F | Internal | Shoulder | B13 | 600 | 600 | 600 | 46.31 | 49.65 | 3 | 0.34
2035 | NEISO_2_NYISO_A-F | NEISO | NYISO_A-F | Internal | Shoulder | B14 | 900 | 600 | 600 | 46.31 | 49.65 | 3 | 0.34
2035 | NEISO_2_NYISO_A-F | NEISO | NYISO_A-F | Internal | Shoulder | B15 | 1203 | 600 | 600 | 46.31 | 49.65 | 3 | 0.34
2035 | NEISO_2_NYISO_A-F | NEISO | NYISO_A-F | Internal | Summer | B1 | 10 | 600 | 0 | 748.19 | 743.19 | 3 | 0
2035 | NEISO_2_NYISO_A-F | NEISO | NYISO_A-F | Internal | Summer | B2 | 25 | 600 | 0 | 748.19 | 743.18 | 3 | 0
2035 | NEISO_2_NYISO_A-F | NEISO | NYISO_A-F | Internal | Summer | B3 | 75 | 600 | 600 | 59.4 | 63.78 | 3 | 1.38
2035 | NEISO_2_NYISO_A-F | NEISO | NYISO_A-F | Internal | Summer | B4 | 100 | 600 | 600 | 42.77 | 63.01 | 3 | 17.24
2035 | NEISO_2_NYISO_A-F | NEISO | NYISO_A-F | Internal | Summer | B5 | 200 | 600 | 600 | 42.77 | 50.92 | 3 | 5.14
2035 | NEISO_2_NYISO_A-F | NEISO | NYISO_A-F | Internal | Summer | B6 | 300 | 600 | 600 | 42.77 | 48.35 | 3 | 2.58
2035 | NEISO_2_NYISO_A-F | NEISO | NYISO_A-F | Internal | Summer | B7 | 400 | 600 | 600 | 42.77 | 46.06 | 3 | 0.28
2035 | NEISO_2_NYISO_A-F | NEISO | NYISO_A-F | Internal | Summer | B8 | 500 | 600 | 600 | 42.77 | 46.06 | 3 | 0.28
2035 | NEISO_2_NYISO_A-F | NEISO | NYISO_A-F | Internal | Summer | B9 | 800 | 600 | 600 | 42.77 | 46.06 | 3 | 0.28
2035 | NEISO_2_NYISO_A-F | NEISO | NYISO_A-F | Internal | Summer | B10 | 1262 | 600 | 600 | 42.77 | 46.06 | 3 | 0.28
2035 | NEISO_2_NYISO_A-F | NEISO | NYISO_A-F | Internal | Winter | B16 | 25 | 600 | 0 | 56.78 | 53.78 | 3 | 0
2035 | NEISO_2_NYISO_A-F | NEISO | NYISO_A-F | Internal | Winter | B17 | 100 | 600 | 0 | 56.77 | 53.78 | 3 | 0
2035 | NEISO_2_NYISO_A-F | NEISO | NYISO_A-F | Internal | Winter | B18 | 400 | 600 | 0 | 56.77 | 53.78 | 3 | 0
2035 | NEISO_2_NYISO_A-F | NEISO | NYISO_A-F | Internal | Winter | B19 | 700 | 600 | 0 | 56.77 | 53.78 | 3 | 0
2035 | NEISO_2_NYISO_A-F | NEISO | NYISO_A-F | Internal | Winter | B20 | 935 | 600 | 0 | 56.77 | 53.78 | 3 | 0
2035 | NEISO_2_NYISO_G-I | NEISO | NYISO_G-I | Internal | Shoulder | B11 | 25 | 600 | 600 | 46.31 | 66.66 | 3 | 17.35
2035 | NEISO_2_NYISO_G-I | NEISO | NYISO_G-I | Internal | Shoulder | B12 | 200 | 600 | 600 | 46.31 | 57.83 | 3 | 8.52
2035 | NEISO_2_NYISO_G-I | NEISO | NYISO_G-I | Internal | Shoulder | B13 | 600 | 600 | 600 | 46.31 | 49.67 | 3 | 0.35
2035 | NEISO_2_NYISO_G-I | NEISO | NYISO_G-I | Internal | Shoulder | B14 | 900 | 600 | 600 | 46.31 | 49.67 | 3 | 0.35
2035 | NEISO_2_NYISO_G-I | NEISO | NYISO_G-I | Internal | Shoulder | B15 | 1203 | 600 | 600 | 46.31 | 49.67 | 3 | 0.35
2035 | NEISO_2_NYISO_G-I | NEISO | NYISO_G-I | Internal | Summer | B1 | 10 | 600 | 0 | 748.19 | 751.18 | 3 | 0
2035 | NEISO_2_NYISO_G-I | NEISO | NYISO_G-I | Internal | Summer | B2 | 25 | 600 | 0 | 748.19 | 751.18 | 3 | 0
2035 | NEISO_2_NYISO_G-I | NEISO | NYISO_G-I | Internal | Summer | B3 | 75 | 600 | 600 | 59.4 | 96.63 | 3 | 34.23
2035 | NEISO_2_NYISO_G-I | NEISO | NYISO_G-I | Internal | Summer | B4 | 100 | 600 | 600 | 42.77 | 73.78 | 3 | 28.01
2035 | NEISO_2_NYISO_G-I | NEISO | NYISO_G-I | Internal | Summer | B5 | 200 | 600 | 600 | 42.77 | 64.81 | 3 | 19.04
2035 | NEISO_2_NYISO_G-I | NEISO | NYISO_G-I | Internal | Summer | B6 | 300 | 600 | 600 | 42.77 | 61.36 | 3 | 15.58
2035 | NEISO_2_NYISO_G-I | NEISO | NYISO_G-I | Internal | Summer | B7 | 400 | 600 | 600 | 42.77 | 46.07 | 3 | 0.3
2035 | NEISO_2_NYISO_G-I | NEISO | NYISO_G-I | Internal | Summer | B8 | 500 | 600 | 600 | 42.77 | 46.07 | 3 | 0.3
2035 | NEISO_2_NYISO_G-I | NEISO | NYISO_G-I | Internal | Summer | B9 | 800 | 600 | 600 | 42.77 | 46.07 | 3 | 0.3
2035 | NEISO_2_NYISO_G-I | NEISO | NYISO_G-I | Internal | Summer | B10 | 1262 | 600 | 600 | 42.77 | 46.07 | 3 | 0.3
2035 | NEISO_2_NYISO_G-I | NEISO | NYISO_G-I | Internal | Winter | B16 | 25 | 600 | 600 | 56.78 | 72.69 | 3 | 12.91
2035 | NEISO_2_NYISO_G-I | NEISO | NYISO_G-I | Internal | Winter | B17 | 100 | 600 | 600 | 56.77 | 63.62 | 3 | 3.85
2035 | NEISO_2_NYISO_G-I | NEISO | NYISO_G-I | Internal | Winter | B18 | 400 | 600 | 600 | 56.77 | 63.37 | 3 | 3.6
2035 | NEISO_2_NYISO_G-I | NEISO | NYISO_G-I | Internal | Winter | B19 | 700 | 600 | 201.38 | 56.77 | 59.77 | 3 | 0
2035 | NEISO_2_NYISO_G-I | NEISO | NYISO_G-I | Internal | Winter | B20 | 935 | 600 | 0 | 56.77 | 59.76 | 3 | 0
2035 | NEISO_2_NYISO_J-K | NEISO | NYISO_J-K | Internal | Shoulder | B11 | 25 | 430 | 430 | 46.31 | 66.67 | 3 | 17.36
2035 | NEISO_2_NYISO_J-K | NEISO | NYISO_J-K | Internal | Shoulder | B12 | 200 | 430 | 430 | 46.31 | 57.84 | 3 | 8.53
2035 | NEISO_2_NYISO_J-K | NEISO | NYISO_J-K | Internal | Shoulder | B13 | 600 | 430 | 430 | 46.31 | 49.68 | 3 | 0.37
2035 | NEISO_2_NYISO_J-K | NEISO | NYISO_J-K | Internal | Shoulder | B14 | 900 | 430 | 430 | 46.31 | 49.68 | 3 | 0.37
2035 | NEISO_2_NYISO_J-K | NEISO | NYISO_J-K | Internal | Shoulder | B15 | 1203 | 430 | 430 | 46.31 | 49.68 | 3 | 0.37
2035 | NEISO_2_NYISO_J-K | NEISO | NYISO_J-K | Internal | Summer | B1 | 10 | 430 | 231.18 | 748.19 | 751.19 | 3 | 0
2035 | NEISO_2_NYISO_J-K | NEISO | NYISO_J-K | Internal | Summer | B2 | 25 | 430 | 418.96 | 748.19 | 751.19 | 3 | 0
2035 | NEISO_2_NYISO_J-K | NEISO | NYISO_J-K | Internal | Summer | B3 | 75 | 430 | 430 | 59.4 | 96.65 | 3 | 34.24
2035 | NEISO_2_NYISO_J-K | NEISO | NYISO_J-K | Internal | Summer | B4 | 100 | 430 | 430 | 42.77 | 73.79 | 3 | 28.02
2035 | NEISO_2_NYISO_J-K | NEISO | NYISO_J-K | Internal | Summer | B5 | 200 | 430 | 430 | 42.77 | 64.82 | 3 | 19.05
2035 | NEISO_2_NYISO_J-K | NEISO | NYISO_J-K | Internal | Summer | B6 | 300 | 430 | 430 | 42.77 | 61.37 | 3 | 15.6
2035 | NEISO_2_NYISO_J-K | NEISO | NYISO_J-K | Internal | Summer | B7 | 400 | 430 | 430 | 42.77 | 46.08 | 3 | 0.31
2035 | NEISO_2_NYISO_J-K | NEISO | NYISO_J-K | Internal | Summer | B8 | 500 | 430 | 430 | 42.77 | 46.08 | 3 | 0.31
2035 | NEISO_2_NYISO_J-K | NEISO | NYISO_J-K | Internal | Summer | B9 | 800 | 430 | 430 | 42.77 | 46.08 | 3 | 0.31
2035 | NEISO_2_NYISO_J-K | NEISO | NYISO_J-K | Internal | Summer | B10 | 1262 | 430 | 430 | 42.77 | 46.08 | 3 | 0.31
2035 | NEISO_2_NYISO_J-K | NEISO | NYISO_J-K | Internal | Winter | B16 | 25 | 430 | 430 | 56.78 | 72.7 | 3 | 12.93
2035 | NEISO_2_NYISO_J-K | NEISO | NYISO_J-K | Internal | Winter | B17 | 100 | 430 | 430 | 56.77 | 63.63 | 3 | 3.86
2035 | NEISO_2_NYISO_J-K | NEISO | NYISO_J-K | Internal | Winter | B18 | 400 | 430 | 430 | 56.77 | 63.39 | 3 | 3.61
2035 | NEISO_2_NYISO_J-K | NEISO | NYISO_J-K | Internal | Winter | B19 | 700 | 430 | 430 | 56.77 | 59.79 | 3 | 0.01
2035 | NEISO_2_NYISO_J-K | NEISO | NYISO_J-K | Internal | Winter | B20 | 935 | 430 | 250.92 | 56.77 | 59.77 | 3 | 0
2035 | NonRTO_Midwest_2_TVA_Transmission | NonRTO_Midwest | TVA_Transmission | Internal | Shoulder | B11 | 25 | 2400 | 0 | 91.71 | 87.58 | 8 | 0
2035 | NonRTO_Midwest_2_TVA_Transmission | NonRTO_Midwest | TVA_Transmission | Internal | Shoulder | B12 | 200 | 2400 | 0 | 72.85 | 63.85 | 8 | 0
2035 | NonRTO_Midwest_2_TVA_Transmission | NonRTO_Midwest | TVA_Transmission | Internal | Shoulder | B13 | 600 | 2400 | 0 | 61.98 | 58.9 | 8 | 0
2035 | NonRTO_Midwest_2_TVA_Transmission | NonRTO_Midwest | TVA_Transmission | Internal | Shoulder | B14 | 900 | 2400 | 0 | 61.72 | 58.2 | 8 | 0
2035 | NonRTO_Midwest_2_TVA_Transmission | NonRTO_Midwest | TVA_Transmission | Internal | Shoulder | B15 | 1203 | 2400 | 385.64 | 49.4 | 57.4 | 8 | 0
2035 | NonRTO_Midwest_2_TVA_Transmission | NonRTO_Midwest | TVA_Transmission | Internal | Summer | B1 | 10 | 2400 | 0 | 751.19 | 753.93 | 8 | 0
2035 | NonRTO_Midwest_2_TVA_Transmission | NonRTO_Midwest | TVA_Transmission | Internal | Summer | B2 | 25 | 2400 | 0 | 751.19 | 754.73 | 8 | 0
2035 | NonRTO_Midwest_2_TVA_Transmission | NonRTO_Midwest | TVA_Transmission | Internal | Summer | B3 | 75 | 2400 | 0 | 110.63 | 110.65 | 8 | 0
2035 | NonRTO_Midwest_2_TVA_Transmission | NonRTO_Midwest | TVA_Transmission | Internal | Summer | B4 | 100 | 2400 | 0 | 88.93 | 91.78 | 8 | 0
2035 | NonRTO_Midwest_2_TVA_Transmission | NonRTO_Midwest | TVA_Transmission | Internal | Summer | B5 | 200 | 2400 | 0 | 88.93 | 87.22 | 8 | 0
2035 | NonRTO_Midwest_2_TVA_Transmission | NonRTO_Midwest | TVA_Transmission | Internal | Summer | B6 | 300 | 2400 | 0 | 68.92 | 68.25 | 8 | 0
2035 | NonRTO_Midwest_2_TVA_Transmission | NonRTO_Midwest | TVA_Transmission | Internal | Summer | B7 | 400 | 2400 | 245.59 | 48.89 | 56.89 | 8 | 0
2035 | NonRTO_Midwest_2_TVA_Transmission | NonRTO_Midwest | TVA_Transmission | Internal | Summer | B8 | 500 | 2400 | 685.19 | 46.79 | 54.79 | 8 | 0
2035 | NonRTO_Midwest_2_TVA_Transmission | NonRTO_Midwest | TVA_Transmission | Internal | Summer | B9 | 800 | 2400 | 1176.62 | 45.57 | 53.57 | 8 | 0
2035 | NonRTO_Midwest_2_TVA_Transmission | NonRTO_Midwest | TVA_Transmission | Internal | Summer | B10 | 1262 | 2400 | 1865.57 | 41.4 | 49.4 | 8 | 0
2035 | NonRTO_Midwest_2_TVA_Transmission | NonRTO_Midwest | TVA_Transmission | Internal | Winter | B16 | 25 | 2400 | 0 | 90.72 | 86.72 | 8 | 0
2035 | NonRTO_Midwest_2_TVA_Transmission | NonRTO_Midwest | TVA_Transmission | Internal | Winter | B17 | 100 | 2400 | 0 | 70.63 | 67.42 | 8 | 0
2035 | NonRTO_Midwest_2_TVA_Transmission | NonRTO_Midwest | TVA_Transmission | Internal | Winter | B18 | 400 | 2400 | 0 | 64.86 | 61.88 | 8 | 0
2035 | NonRTO_Midwest_2_TVA_Transmission | NonRTO_Midwest | TVA_Transmission | Internal | Winter | B19 | 700 | 2400 | 0 | 60.47 | 60.83 | 8 | 0
2035 | NonRTO_Midwest_2_TVA_Transmission | NonRTO_Midwest | TVA_Transmission | Internal | Winter | B20 | 935 | 2400 | 481 | 50.37 | 58.37 | 8 | 0
2035 | NYISO_A-F_2_NEISO | NYISO_A-F | NEISO | Internal | Shoulder | B11 | 25 | 600 | 0 | 53.35 | 46.31 | 3 | 0
2035 | NYISO_A-F_2_NEISO | NYISO_A-F | NEISO | Internal | Shoulder | B12 | 200 | 600 | 0 | 53.35 | 46.31 | 3 | 0
2035 | NYISO_A-F_2_NEISO | NYISO_A-F | NEISO | Internal | Shoulder | B13 | 600 | 600 | 0 | 49.65 | 46.31 | 3 | 0
2035 | NYISO_A-F_2_NEISO | NYISO_A-F | NEISO | Internal | Shoulder | B14 | 900 | 600 | 0 | 49.65 | 46.31 | 3 | 0
2035 | NYISO_A-F_2_NEISO | NYISO_A-F | NEISO | Internal | Shoulder | B15 | 1203 | 600 | 0 | 49.65 | 46.31 | 3 | 0
2035 | NYISO_A-F_2_NEISO | NYISO_A-F | NEISO | Internal | Summer | B1 | 10 | 600 | 600 | 743.19 | 748.19 | 3 | 2
2035 | NYISO_A-F_2_NEISO | NYISO_A-F | NEISO | Internal | Summer | B2 | 25 | 600 | 600 | 743.18 | 748.19 | 3 | 2.01
2035 | NYISO_A-F_2_NEISO | NYISO_A-F | NEISO | Internal | Summer | B3 | 75 | 600 | 0 | 63.78 | 59.4 | 3 | 0
2035 | NYISO_A-F_2_NEISO | NYISO_A-F | NEISO | Internal | Summer | B4 | 100 | 600 | 0 | 63.01 | 42.77 | 3 | 0
2035 | NYISO_A-F_2_NEISO | NYISO_A-F | NEISO | Internal | Summer | B5 | 200 | 600 | 0 | 50.92 | 42.77 | 3 | 0
2035 | NYISO_A-F_2_NEISO | NYISO_A-F | NEISO | Internal | Summer | B6 | 300 | 600 | 0 | 48.35 | 42.77 | 3 | 0
2035 | NYISO_A-F_2_NEISO | NYISO_A-F | NEISO | Internal | Summer | B7 | 400 | 600 | 0 | 46.06 | 42.77 | 3 | 0
2035 | NYISO_A-F_2_NEISO | NYISO_A-F | NEISO | Internal | Summer | B8 | 500 | 600 | 0 | 46.06 | 42.77 | 3 | 0
2035 | NYISO_A-F_2_NEISO | NYISO_A-F | NEISO | Internal | Summer | B9 | 800 | 600 | 0 | 46.06 | 42.77 | 3 | 0
2035 | NYISO_A-F_2_NEISO | NYISO_A-F | NEISO | Internal | Summer | B10 | 1262 | 600 | 0 | 46.06 | 42.77 | 3 | 0
2035 | NYISO_A-F_2_NEISO | NYISO_A-F | NEISO | Internal | Winter | B16 | 25 | 600 | 213.83 | 53.78 | 56.78 | 3 | 0
2035 | NYISO_A-F_2_NEISO | NYISO_A-F | NEISO | Internal | Winter | B17 | 100 | 600 | 0 | 53.78 | 56.77 | 3 | 0
2035 | NYISO_A-F_2_NEISO | NYISO_A-F | NEISO | Internal | Winter | B18 | 400 | 600 | 0 | 53.78 | 56.77 | 3 | 0
2035 | NYISO_A-F_2_NEISO | NYISO_A-F | NEISO | Internal | Winter | B19 | 700 | 600 | 0 | 53.78 | 56.77 | 3 | 0
2035 | NYISO_A-F_2_NEISO | NYISO_A-F | NEISO | Internal | Winter | B20 | 935 | 600 | 0 | 53.78 | 56.77 | 3 | 0
2035 | NYISO_A-F_2_NYISO_G-I | NYISO_A-F | NYISO_G-I | Internal | Shoulder | B11 | 25 | 4250 | 4250 | 53.35 | 66.66 | 0.01 | 13.3
2035 | NYISO_A-F_2_NYISO_G-I | NYISO_A-F | NYISO_G-I | Internal | Shoulder | B12 | 200 | 4250 | 4250 | 53.35 | 57.83 | 0.01 | 4.47
2035 | NYISO_A-F_2_NYISO_G-I | NYISO_A-F | NYISO_G-I | Internal | Shoulder | B13 | 600 | 4250 | 3694.56 | 49.65 | 49.67 | 0.01 | 0
2035 | NYISO_A-F_2_NYISO_G-I | NYISO_A-F | NYISO_G-I | Internal | Shoulder | B14 | 900 | 4250 | 2843.96 | 49.65 | 49.67 | 0.01 | 0
2035 | NYISO_A-F_2_NYISO_G-I | NYISO_A-F | NYISO_G-I | Internal | Shoulder | B15 | 1203 | 4250 | 2029.3 | 49.65 | 49.67 | 0.01 | 0
2035 | NYISO_A-F_2_NYISO_G-I | NYISO_A-F | NYISO_G-I | Internal | Summer | B1 | 10 | 4250 | 4250 | 743.19 | 751.18 | 0.01 | 7.98
2035 | NYISO_A-F_2_NYISO_G-I | NYISO_A-F | NYISO_G-I | Internal | Summer | B2 | 25 | 4250 | 4250 | 743.18 | 751.18 | 0.01 | 7.99
2035 | NYISO_A-F_2_NYISO_G-I | NYISO_A-F | NYISO_G-I | Internal | Summer | B3 | 75 | 4250 | 4250 | 63.78 | 96.63 | 0.01 | 32.84
2035 | NYISO_A-F_2_NYISO_G-I | NYISO_A-F | NYISO_G-I | Internal | Summer | B4 | 100 | 4250 | 4250 | 63.01 | 73.78 | 0.01 | 10.75
2035 | NYISO_A-F_2_NYISO_G-I | NYISO_A-F | NYISO_G-I | Internal | Summer | B5 | 200 | 4250 | 4250 | 50.92 | 64.81 | 0.01 | 13.88
2035 | NYISO_A-F_2_NYISO_G-I | NYISO_A-F | NYISO_G-I | Internal | Summer | B6 | 300 | 4250 | 4250 | 48.35 | 61.36 | 0.01 | 12.99
2035 | NYISO_A-F_2_NYISO_G-I | NYISO_A-F | NYISO_G-I | Internal | Summer | B7 | 400 | 4250 | 4041.74 | 46.06 | 46.07 | 0.01 | 0
2035 | NYISO_A-F_2_NYISO_G-I | NYISO_A-F | NYISO_G-I | Internal | Summer | B8 | 500 | 4250 | 4109.92 | 46.06 | 46.07 | 0.01 | 0
2035 | NYISO_A-F_2_NYISO_G-I | NYISO_A-F | NYISO_G-I | Internal | Summer | B9 | 800 | 4250 | 3552.37 | 46.06 | 46.07 | 0.01 | 0
2035 | NYISO_A-F_2_NYISO_G-I | NYISO_A-F | NYISO_G-I | Internal | Summer | B10 | 1262 | 4250 | 2220.86 | 46.06 | 46.07 | 0.01 | 0
2035 | NYISO_A-F_2_NYISO_G-I | NYISO_A-F | NYISO_G-I | Internal | Winter | B16 | 25 | 4250 | 4250 | 53.78 | 72.69 | 0.01 | 18.9
2035 | NYISO_A-F_2_NYISO_G-I | NYISO_A-F | NYISO_G-I | Internal | Winter | B17 | 100 | 4250 | 4250 | 53.78 | 63.62 | 0.01 | 9.83
2035 | NYISO_A-F_2_NYISO_G-I | NYISO_A-F | NYISO_G-I | Internal | Winter | B18 | 400 | 4250 | 4250 | 53.78 | 63.37 | 0.01 | 9.58
2035 | NYISO_A-F_2_NYISO_G-I | NYISO_A-F | NYISO_G-I | Internal | Winter | B19 | 700 | 4250 | 4250 | 53.78 | 59.77 | 0.01 | 5.98
2035 | NYISO_A-F_2_NYISO_G-I | NYISO_A-F | NYISO_G-I | Internal | Winter | B20 | 935 | 4250 | 4250 | 53.78 | 59.76 | 0.01 | 5.97
2035 | NYISO_A-F_2_PJM_ROM | NYISO_A-F | PJM_ROM | Internal | Shoulder | B11 | 25 | 1000 | 1000 | 53.35 | 80.03 | 8 | 18.68
2035 | NYISO_A-F_2_PJM_ROM | NYISO_A-F | PJM_ROM | Internal | Shoulder | B12 | 200 | 1000 | 1000 | 53.35 | 65.84 | 8 | 4.5
2035 | NYISO_A-F_2_PJM_ROM | NYISO_A-F | PJM_ROM | Internal | Shoulder | B13 | 600 | 1000 | 0 | 49.65 | 55.95 | 8 | 0
2035 | NYISO_A-F_2_PJM_ROM | NYISO_A-F | PJM_ROM | Internal | Shoulder | B14 | 900 | 1000 | 0 | 49.65 | 53.24 | 8 | 0
2035 | NYISO_A-F_2_PJM_ROM | NYISO_A-F | PJM_ROM | Internal | Shoulder | B15 | 1203 | 1000 | 0 | 49.65 | 51.39 | 8 | 0
2035 | NYISO_A-F_2_PJM_ROM | NYISO_A-F | PJM_ROM | Internal | Summer | B1 | 10 | 1000 | 141.74 | 743.19 | 751.19 | 8 | 0
2035 | NYISO_A-F_2_PJM_ROM | NYISO_A-F | PJM_ROM | Internal | Summer | B2 | 25 | 1000 | 3.74 | 743.18 | 751.18 | 8 | 0
2035 | NYISO_A-F_2_PJM_ROM | NYISO_A-F | PJM_ROM | Internal | Summer | B3 | 75 | 1000 | 1000 | 63.78 | 104.62 | 8 | 32.84
2035 | NYISO_A-F_2_PJM_ROM | NYISO_A-F | PJM_ROM | Internal | Summer | B4 | 100 | 1000 | 1000 | 63.01 | 81.79 | 8 | 10.77
2035 | NYISO_A-F_2_PJM_ROM | NYISO_A-F | PJM_ROM | Internal | Summer | B5 | 200 | 1000 | 1000 | 50.92 | 81.2 | 8 | 22.29
2035 | NYISO_A-F_2_PJM_ROM | NYISO_A-F | PJM_ROM | Internal | Summer | B6 | 300 | 1000 | 1000 | 48.35 | 62.23 | 8 | 5.88
2035 | NYISO_A-F_2_PJM_ROM | NYISO_A-F | PJM_ROM | Internal | Summer | B7 | 400 | 1000 | 0 | 46.06 | 50.88 | 8 | 0
2035 | NYISO_A-F_2_PJM_ROM | NYISO_A-F | PJM_ROM | Internal | Summer | B8 | 500 | 1000 | 0 | 46.06 | 48.78 | 8 | 0
2035 | NYISO_A-F_2_PJM_ROM | NYISO_A-F | PJM_ROM | Internal | Summer | B9 | 800 | 1000 | 0 | 46.06 | 47.55 | 8 | 0
2035 | NYISO_A-F_2_PJM_ROM | NYISO_A-F | PJM_ROM | Internal | Summer | B10 | 1262 | 1000 | 0 | 46.06 | 44.92 | 8 | 0
2035 | NYISO_A-F_2_PJM_ROM | NYISO_A-F | PJM_ROM | Internal | Winter | B16 | 25 | 1000 | 1000 | 53.78 | 80.7 | 8 | 18.93
2035 | NYISO_A-F_2_PJM_ROM | NYISO_A-F | PJM_ROM | Internal | Winter | B17 | 100 | 1000 | 1000 | 53.78 | 63.98 | 8 | 2.2
2035 | NYISO_A-F_2_PJM_ROM | NYISO_A-F | PJM_ROM | Internal | Winter | B18 | 400 | 1000 | 0 | 53.78 | 57.37 | 8 | 0
2035 | NYISO_A-F_2_PJM_ROM | NYISO_A-F | PJM_ROM | Internal | Winter | B19 | 700 | 1000 | 0 | 53.78 | 55 | 8 | 0
2035 | NYISO_A-F_2_PJM_ROM | NYISO_A-F | PJM_ROM | Internal | Winter | B20 | 935 | 1000 | 0 | 53.78 | 52.38 | 8 | 0
2035 | NYISO_G-I_2_NEISO | NYISO_G-I | NEISO | Internal | Shoulder | B11 | 25 | 600 | 0 | 66.66 | 46.31 | 3 | 0
2035 | NYISO_G-I_2_NEISO | NYISO_G-I | NEISO | Internal | Shoulder | B12 | 200 | 600 | 0 | 57.83 | 46.31 | 3 | 0
2035 | NYISO_G-I_2_NEISO | NYISO_G-I | NEISO | Internal | Shoulder | B13 | 600 | 600 | 0 | 49.67 | 46.31 | 3 | 0
2035 | NYISO_G-I_2_NEISO | NYISO_G-I | NEISO | Internal | Shoulder | B14 | 900 | 600 | 0 | 49.67 | 46.31 | 3 | 0
2035 | NYISO_G-I_2_NEISO | NYISO_G-I | NEISO | Internal | Shoulder | B15 | 1203 | 600 | 0 | 49.67 | 46.31 | 3 | 0
2035 | NYISO_G-I_2_NEISO | NYISO_G-I | NEISO | Internal | Summer | B1 | 10 | 600 | 0 | 751.18 | 748.19 | 3 | 0
2035 | NYISO_G-I_2_NEISO | NYISO_G-I | NEISO | Internal | Summer | B2 | 25 | 600 | 0 | 751.18 | 748.19 | 3 | 0
2035 | NYISO_G-I_2_NEISO | NYISO_G-I | NEISO | Internal | Summer | B3 | 75 | 600 | 0 | 96.63 | 59.4 | 3 | 0
2035 | NYISO_G-I_2_NEISO | NYISO_G-I | NEISO | Internal | Summer | B4 | 100 | 600 | 0 | 73.78 | 42.77 | 3 | 0
2035 | NYISO_G-I_2_NEISO | NYISO_G-I | NEISO | Internal | Summer | B5 | 200 | 600 | 0 | 64.81 | 42.77 | 3 | 0
2035 | NYISO_G-I_2_NEISO | NYISO_G-I | NEISO | Internal | Summer | B6 | 300 | 600 | 0 | 61.36 | 42.77 | 3 | 0
2035 | NYISO_G-I_2_NEISO | NYISO_G-I | NEISO | Internal | Summer | B7 | 400 | 600 | 0 | 46.07 | 42.77 | 3 | 0
2035 | NYISO_G-I_2_NEISO | NYISO_G-I | NEISO | Internal | Summer | B8 | 500 | 600 | 0 | 46.07 | 42.77 | 3 | 0
2035 | NYISO_G-I_2_NEISO | NYISO_G-I | NEISO | Internal | Summer | B9 | 800 | 600 | 0 | 46.07 | 42.77 | 3 | 0
2035 | NYISO_G-I_2_NEISO | NYISO_G-I | NEISO | Internal | Summer | B10 | 1262 | 600 | 0 | 46.07 | 42.77 | 3 | 0
2035 | NYISO_G-I_2_NEISO | NYISO_G-I | NEISO | Internal | Winter | B16 | 25 | 600 | 0 | 72.69 | 56.78 | 3 | 0
2035 | NYISO_G-I_2_NEISO | NYISO_G-I | NEISO | Internal | Winter | B17 | 100 | 600 | 0 | 63.62 | 56.77 | 3 | 0
2035 | NYISO_G-I_2_NEISO | NYISO_G-I | NEISO | Internal | Winter | B18 | 400 | 600 | 0 | 63.37 | 56.77 | 3 | 0
2035 | NYISO_G-I_2_NEISO | NYISO_G-I | NEISO | Internal | Winter | B19 | 700 | 600 | 0 | 59.77 | 56.77 | 3 | 0
2035 | NYISO_G-I_2_NEISO | NYISO_G-I | NEISO | Internal | Winter | B20 | 935 | 600 | 0 | 59.76 | 56.77 | 3 | 0
2035 | NYISO_G-I_2_NYISO_J-K | NYISO_G-I | NYISO_J-K | Internal | Shoulder | B11 | 25 | 6130 | 3230.18 | 66.66 | 66.67 | 0.01 | 0
2035 | NYISO_G-I_2_NYISO_J-K | NYISO_G-I | NYISO_J-K | Internal | Shoulder | B12 | 200 | 6130 | 3352.7 | 57.83 | 57.84 | 0.01 | 0
2035 | NYISO_G-I_2_NYISO_J-K | NYISO_G-I | NYISO_J-K | Internal | Shoulder | B13 | 600 | 6130 | 4355.2 | 49.67 | 49.68 | 0.01 | 0
2035 | NYISO_G-I_2_NYISO_J-K | NYISO_G-I | NYISO_J-K | Internal | Shoulder | B14 | 900 | 6130 | 3652.6 | 49.67 | 49.68 | 0.01 | 0
2035 | NYISO_G-I_2_NYISO_J-K | NYISO_G-I | NYISO_J-K | Internal | Shoulder | B15 | 1203 | 6130 | 2992.33 | 49.67 | 49.68 | 0.01 | 0
2035 | NYISO_G-I_2_NYISO_J-K | NYISO_G-I | NYISO_J-K | Internal | Summer | B1 | 10 | 6130 | 3410.29 | 751.18 | 751.19 | 0.01 | 0
2035 | NYISO_G-I_2_NYISO_J-K | NYISO_G-I | NYISO_J-K | Internal | Summer | B2 | 25 | 6130 | 3533.26 | 751.18 | 751.19 | 0.01 | 0
2035 | NYISO_G-I_2_NYISO_J-K | NYISO_G-I | NYISO_J-K | Internal | Summer | B3 | 75 | 6130 | 3917.56 | 96.63 | 96.65 | 0.01 | 0
2035 | NYISO_G-I_2_NYISO_J-K | NYISO_G-I | NYISO_J-K | Internal | Summer | B4 | 100 | 6130 | 3365.95 | 73.78 | 73.79 | 0.01 | 0
2035 | NYISO_G-I_2_NYISO_J-K | NYISO_G-I | NYISO_J-K | Internal | Summer | B5 | 200 | 6130 | 3324.73 | 64.81 | 64.82 | 0.01 | 0
2035 | NYISO_G-I_2_NYISO_J-K | NYISO_G-I | NYISO_J-K | Internal | Summer | B6 | 300 | 6130 | 5009.29 | 61.36 | 61.37 | 0.01 | 0
2035 | NYISO_G-I_2_NYISO_J-K | NYISO_G-I | NYISO_J-K | Internal | Summer | B7 | 400 | 6130 | 4949.31 | 46.07 | 46.08 | 0.01 | 0
2035 | NYISO_G-I_2_NYISO_J-K | NYISO_G-I | NYISO_J-K | Internal | Summer | B8 | 500 | 6130 | 5133.17 | 46.07 | 46.08 | 0.01 | 0
2035 | NYISO_G-I_2_NYISO_J-K | NYISO_G-I | NYISO_J-K | Internal | Summer | B9 | 800 | 6130 | 4726.75 | 46.07 | 46.08 | 0.01 | 0
2035 | NYISO_G-I_2_NYISO_J-K | NYISO_G-I | NYISO_J-K | Internal | Summer | B10 | 1262 | 6130 | 3655.52 | 46.07 | 46.08 | 0.01 | 0
2035 | NYISO_G-I_2_NYISO_J-K | NYISO_G-I | NYISO_J-K | Internal | Winter | B16 | 25 | 6130 | 4991.51 | 72.69 | 72.7 | 0.01 | 0
2035 | NYISO_G-I_2_NYISO_J-K | NYISO_G-I | NYISO_J-K | Internal | Winter | B17 | 100 | 6130 | 5252.63 | 63.62 | 63.63 | 0.01 | 0
2035 | NYISO_G-I_2_NYISO_J-K | NYISO_G-I | NYISO_J-K | Internal | Winter | B18 | 400 | 6130 | 5327.33 | 63.37 | 63.39 | 0.01 | 0
2035 | NYISO_G-I_2_NYISO_J-K | NYISO_G-I | NYISO_J-K | Internal | Winter | B19 | 700 | 6130 | 5086.21 | 59.77 | 59.79 | 0.01 | 0
2035 | NYISO_G-I_2_NYISO_J-K | NYISO_G-I | NYISO_J-K | Internal | Winter | B20 | 935 | 6130 | 5556.76 | 59.76 | 59.77 | 0.01 | 0
2035 | NYISO_G-I_2_PJM_E | NYISO_G-I | PJM_E | Internal | Shoulder | B11 | 25 | 1500 | 1500 | 66.66 | 80.02 | 8 | 5.35
2035 | NYISO_G-I_2_PJM_E | NYISO_G-I | PJM_E | Internal | Shoulder | B12 | 200 | 1500 | 1437.7 | 57.83 | 65.83 | 8 | 0
2035 | NYISO_G-I_2_PJM_E | NYISO_G-I | PJM_E | Internal | Shoulder | B13 | 600 | 1500 | 0 | 49.67 | 55.93 | 8 | 0
2035 | NYISO_G-I_2_PJM_E | NYISO_G-I | PJM_E | Internal | Shoulder | B14 | 900 | 1500 | 0 | 49.67 | 53.22 | 8 | 0
2035 | NYISO_G-I_2_PJM_E | NYISO_G-I | PJM_E | Internal | Shoulder | B15 | 1203 | 1500 | 0 | 49.67 | 51.38 | 8 | 0
2035 | NYISO_G-I_2_PJM_E | NYISO_G-I | PJM_E | Internal | Summer | B1 | 10 | 1500 | 0 | 751.18 | 751.19 | 8 | 0
2035 | NYISO_G-I_2_PJM_E | NYISO_G-I | PJM_E | Internal | Summer | B2 | 25 | 1500 | 0 | 751.18 | 751.19 | 8 | 0
2035 | NYISO_G-I_2_PJM_E | NYISO_G-I | PJM_E | Internal | Summer | B3 | 75 | 1500 | 541.03 | 96.63 | 104.63 | 8 | 0
2035 | NYISO_G-I_2_PJM_E | NYISO_G-I | PJM_E | Internal | Summer | B4 | 100 | 1500 | 1336.39 | 73.78 | 81.78 | 8 | 0
2035 | NYISO_G-I_2_PJM_E | NYISO_G-I | PJM_E | Internal | Summer | B5 | 200 | 1500 | 1500 | 64.81 | 81.19 | 8 | 8.38
2035 | NYISO_G-I_2_PJM_E | NYISO_G-I | PJM_E | Internal | Summer | B6 | 300 | 1500 | 0 | 61.36 | 62.22 | 8 | 0
2035 | NYISO_G-I_2_PJM_E | NYISO_G-I | PJM_E | Internal | Summer | B7 | 400 | 1500 | 0 | 46.07 | 50.86 | 8 | 0
2035 | NYISO_G-I_2_PJM_E | NYISO_G-I | PJM_E | Internal | Summer | B8 | 500 | 1500 | 0 | 46.07 | 48.77 | 8 | 0
2035 | NYISO_G-I_2_PJM_E | NYISO_G-I | PJM_E | Internal | Summer | B9 | 800 | 1500 | 0 | 46.07 | 47.54 | 8 | 0
2035 | NYISO_G-I_2_PJM_E | NYISO_G-I | PJM_E | Internal | Summer | B10 | 1262 | 1500 | 0 | 46.07 | 44.93 | 8 | 0
2035 | NYISO_G-I_2_PJM_E | NYISO_G-I | PJM_E | Internal | Winter | B16 | 25 | 1500 | 140.67 | 72.69 | 80.69 | 8 | 0
2035 | NYISO_G-I_2_PJM_E | NYISO_G-I | PJM_E | Internal | Winter | B17 | 100 | 1500 | 0 | 63.62 | 63.96 | 8 | 0
2035 | NYISO_G-I_2_PJM_E | NYISO_G-I | PJM_E | Internal | Winter | B18 | 400 | 1500 | 0 | 63.37 | 57.39 | 8 | 0
2035 | NYISO_G-I_2_PJM_E | NYISO_G-I | PJM_E | Internal | Winter | B19 | 700 | 1500 | 0 | 59.77 | 55.01 | 8 | 0
2035 | NYISO_G-I_2_PJM_E | NYISO_G-I | PJM_E | Internal | Winter | B20 | 935 | 1500 | 0 | 59.76 | 52.39 | 8 | 0
2035 | NYISO_J-K_2_PJM_E | NYISO_J-K | PJM_E | Internal | Shoulder | B11 | 25 | 0.01 | 0 | 66.67 | 80.02 | 8 | 5.34
2035 | NYISO_J-K_2_PJM_E | NYISO_J-K | PJM_E | Internal | Shoulder | B12 | 200 | 0.01 | 0 | 57.84 | 65.83 | 8 | 0
2035 | NYISO_J-K_2_PJM_E | NYISO_J-K | PJM_E | Internal | Shoulder | B13 | 600 | 0.01 | 0 | 49.68 | 55.93 | 8 | 0
2035 | NYISO_J-K_2_PJM_E | NYISO_J-K | PJM_E | Internal | Shoulder | B14 | 900 | 0.01 | 0 | 49.68 | 53.22 | 8 | 0
2035 | NYISO_J-K_2_PJM_E | NYISO_J-K | PJM_E | Internal | Shoulder | B15 | 1203 | 0.01 | 0 | 49.68 | 51.38 | 8 | 0
2035 | NYISO_J-K_2_PJM_E | NYISO_J-K | PJM_E | Internal | Summer | B1 | 10 | 0.01 | 0 | 751.19 | 751.19 | 8 | 0
2035 | NYISO_J-K_2_PJM_E | NYISO_J-K | PJM_E | Internal | Summer | B2 | 25 | 0.01 | 0 | 751.19 | 751.19 | 8 | 0
2035 | NYISO_J-K_2_PJM_E | NYISO_J-K | PJM_E | Internal | Summer | B3 | 75 | 0.01 | 0 | 96.65 | 104.63 | 8 | 0
2035 | NYISO_J-K_2_PJM_E | NYISO_J-K | PJM_E | Internal | Summer | B4 | 100 | 0.01 | 0 | 73.79 | 81.78 | 8 | 0
2035 | NYISO_J-K_2_PJM_E | NYISO_J-K | PJM_E | Internal | Summer | B5 | 200 | 0.01 | 0 | 64.82 | 81.19 | 8 | 8.37
2035 | NYISO_J-K_2_PJM_E | NYISO_J-K | PJM_E | Internal | Summer | B6 | 300 | 0.01 | 0 | 61.37 | 62.22 | 8 | 0
2035 | NYISO_J-K_2_PJM_E | NYISO_J-K | PJM_E | Internal | Summer | B7 | 400 | 0.01 | 0 | 46.08 | 50.86 | 8 | 0
2035 | NYISO_J-K_2_PJM_E | NYISO_J-K | PJM_E | Internal | Summer | B8 | 500 | 0.01 | 0 | 46.08 | 48.77 | 8 | 0
2035 | NYISO_J-K_2_PJM_E | NYISO_J-K | PJM_E | Internal | Summer | B9 | 800 | 0.01 | 0 | 46.08 | 47.54 | 8 | 0
2035 | NYISO_J-K_2_PJM_E | NYISO_J-K | PJM_E | Internal | Summer | B10 | 1262 | 0.01 | 0 | 46.08 | 44.93 | 8 | 0
2035 | NYISO_J-K_2_PJM_E | NYISO_J-K | PJM_E | Internal | Winter | B16 | 25 | 0.01 | 0 | 72.7 | 80.69 | 8 | 0
2035 | NYISO_J-K_2_PJM_E | NYISO_J-K | PJM_E | Internal | Winter | B17 | 100 | 0.01 | 0 | 63.63 | 63.96 | 8 | 0
2035 | NYISO_J-K_2_PJM_E | NYISO_J-K | PJM_E | Internal | Winter | B18 | 400 | 0.01 | 0 | 63.39 | 57.39 | 8 | 0
2035 | NYISO_J-K_2_PJM_E | NYISO_J-K | PJM_E | Internal | Winter | B19 | 700 | 0.01 | 0 | 59.79 | 55.01 | 8 | 0
2035 | NYISO_J-K_2_PJM_E | NYISO_J-K | PJM_E | Internal | Winter | B20 | 935 | 0.01 | 0 | 59.77 | 52.39 | 8 | 0
2035 | PJM_E_2_NYISO_G-I | PJM_E | NYISO_G-I | Internal | Shoulder | B11 | 25 | 500 | 0 | 80.02 | 66.66 | 6 | 0
2035 | PJM_E_2_NYISO_G-I | PJM_E | NYISO_G-I | Internal | Shoulder | B12 | 200 | 500 | 0 | 65.83 | 57.83 | 6 | 0
2035 | PJM_E_2_NYISO_G-I | PJM_E | NYISO_G-I | Internal | Shoulder | B13 | 600 | 500 | 0 | 55.93 | 49.67 | 6 | 0
2035 | PJM_E_2_NYISO_G-I | PJM_E | NYISO_G-I | Internal | Shoulder | B14 | 900 | 500 | 0 | 53.22 | 49.67 | 6 | 0
2035 | PJM_E_2_NYISO_G-I | PJM_E | NYISO_G-I | Internal | Shoulder | B15 | 1203 | 500 | 0 | 51.38 | 49.67 | 6 | 0
2035 | PJM_E_2_NYISO_G-I | PJM_E | NYISO_G-I | Internal | Summer | B1 | 10 | 500 | 0 | 751.19 | 751.18 | 6 | 0
2035 | PJM_E_2_NYISO_G-I | PJM_E | NYISO_G-I | Internal | Summer | B2 | 25 | 500 | 0 | 751.19 | 751.18 | 6 | 0
2035 | PJM_E_2_NYISO_G-I | PJM_E | NYISO_G-I | Internal | Summer | B3 | 75 | 500 | 0 | 104.63 | 96.63 | 6 | 0
2035 | PJM_E_2_NYISO_G-I | PJM_E | NYISO_G-I | Internal | Summer | B4 | 100 | 500 | 0 | 81.78 | 73.78 | 6 | 0
2035 | PJM_E_2_NYISO_G-I | PJM_E | NYISO_G-I | Internal | Summer | B5 | 200 | 500 | 0 | 81.19 | 64.81 | 6 | 0
2035 | PJM_E_2_NYISO_G-I | PJM_E | NYISO_G-I | Internal | Summer | B6 | 300 | 500 | 0 | 62.22 | 61.36 | 6 | 0
2035 | PJM_E_2_NYISO_G-I | PJM_E | NYISO_G-I | Internal | Summer | B7 | 400 | 500 | 0 | 50.86 | 46.07 | 6 | 0
2035 | PJM_E_2_NYISO_G-I | PJM_E | NYISO_G-I | Internal | Summer | B8 | 500 | 500 | 0 | 48.77 | 46.07 | 6 | 0
2035 | PJM_E_2_NYISO_G-I | PJM_E | NYISO_G-I | Internal | Summer | B9 | 800 | 500 | 0 | 47.54 | 46.07 | 6 | 0
2035 | PJM_E_2_NYISO_G-I | PJM_E | NYISO_G-I | Internal | Summer | B10 | 1262 | 500 | 0 | 44.93 | 46.07 | 6 | 0
2035 | PJM_E_2_NYISO_G-I | PJM_E | NYISO_G-I | Internal | Winter | B16 | 25 | 500 | 0 | 80.69 | 72.69 | 6 | 0
2035 | PJM_E_2_NYISO_G-I | PJM_E | NYISO_G-I | Internal | Winter | B17 | 100 | 500 | 0 | 63.96 | 63.62 | 6 | 0
2035 | PJM_E_2_NYISO_G-I | PJM_E | NYISO_G-I | Internal | Winter | B18 | 400 | 500 | 0 | 57.39 | 63.37 | 6 | 0
2035 | PJM_E_2_NYISO_G-I | PJM_E | NYISO_G-I | Internal | Winter | B19 | 700 | 500 | 0 | 55.01 | 59.77 | 6 | 0
2035 | PJM_E_2_NYISO_G-I | PJM_E | NYISO_G-I | Internal | Winter | B20 | 935 | 500 | 500 | 52.39 | 59.76 | 6 | 1.37
2035 | PJM_E_2_NYISO_J-K | PJM_E | NYISO_J-K | Internal | Shoulder | B11 | 25 | 330 | 0 | 80.02 | 66.67 | 6 | 0
2035 | PJM_E_2_NYISO_J-K | PJM_E | NYISO_J-K | Internal | Shoulder | B12 | 200 | 330 | 0 | 65.83 | 57.84 | 6 | 0
2035 | PJM_E_2_NYISO_J-K | PJM_E | NYISO_J-K | Internal | Shoulder | B13 | 600 | 330 | 0 | 55.93 | 49.68 | 6 | 0
2035 | PJM_E_2_NYISO_J-K | PJM_E | NYISO_J-K | Internal | Shoulder | B14 | 900 | 330 | 0 | 53.22 | 49.68 | 6 | 0
2035 | PJM_E_2_NYISO_J-K | PJM_E | NYISO_J-K | Internal | Shoulder | B15 | 1203 | 330 | 0 | 51.38 | 49.68 | 6 | 0
2035 | PJM_E_2_NYISO_J-K | PJM_E | NYISO_J-K | Internal | Summer | B1 | 10 | 330 | 0 | 751.19 | 751.19 | 6 | 0
2035 | PJM_E_2_NYISO_J-K | PJM_E | NYISO_J-K | Internal | Summer | B2 | 25 | 330 | 0 | 751.19 | 751.19 | 6 | 0
2035 | PJM_E_2_NYISO_J-K | PJM_E | NYISO_J-K | Internal | Summer | B3 | 75 | 330 | 0 | 104.63 | 96.65 | 6 | 0
2035 | PJM_E_2_NYISO_J-K | PJM_E | NYISO_J-K | Internal | Summer | B4 | 100 | 330 | 0 | 81.78 | 73.79 | 6 | 0
2035 | PJM_E_2_NYISO_J-K | PJM_E | NYISO_J-K | Internal | Summer | B5 | 200 | 330 | 0 | 81.19 | 64.82 | 6 | 0
2035 | PJM_E_2_NYISO_J-K | PJM_E | NYISO_J-K | Internal | Summer | B6 | 300 | 330 | 0 | 62.22 | 61.37 | 6 | 0
2035 | PJM_E_2_NYISO_J-K | PJM_E | NYISO_J-K | Internal | Summer | B7 | 400 | 330 | 0 | 50.86 | 46.08 | 6 | 0
2035 | PJM_E_2_NYISO_J-K | PJM_E | NYISO_J-K | Internal | Summer | B8 | 500 | 330 | 0 | 48.77 | 46.08 | 6 | 0
2035 | PJM_E_2_NYISO_J-K | PJM_E | NYISO_J-K | Internal | Summer | B9 | 800 | 330 | 0 | 47.54 | 46.08 | 6 | 0
2035 | PJM_E_2_NYISO_J-K | PJM_E | NYISO_J-K | Internal | Summer | B10 | 1262 | 330 | 0 | 44.93 | 46.08 | 6 | 0
2035 | PJM_E_2_NYISO_J-K | PJM_E | NYISO_J-K | Internal | Winter | B16 | 25 | 330 | 0 | 80.69 | 72.7 | 6 | 0
2035 | PJM_E_2_NYISO_J-K | PJM_E | NYISO_J-K | Internal | Winter | B17 | 100 | 330 | 0 | 63.96 | 63.63 | 6 | 0
2035 | PJM_E_2_NYISO_J-K | PJM_E | NYISO_J-K | Internal | Winter | B18 | 400 | 330 | 155.6 | 57.39 | 63.39 | 6 | 0
2035 | PJM_E_2_NYISO_J-K | PJM_E | NYISO_J-K | Internal | Winter | B19 | 700 | 330 | 0 | 55.01 | 59.79 | 6 | 0
2035 | PJM_E_2_NYISO_J-K | PJM_E | NYISO_J-K | Internal | Winter | B20 | 935 | 330 | 330 | 52.39 | 59.77 | 6 | 1.38
2035 | PJM_E_2_PJM_ROM | PJM_E | PJM_ROM | Internal | Shoulder | B11 | 25 | 8000 | 6018.97 | 80.02 | 80.03 | 0.01 | 0
2035 | PJM_E_2_PJM_ROM | PJM_E | PJM_ROM | Internal | Shoulder | B12 | 200 | 8000 | 4543.57 | 65.83 | 65.84 | 0.01 | 0
2035 | PJM_E_2_PJM_ROM | PJM_E | PJM_ROM | Internal | Shoulder | B13 | 600 | 8000 | 3869.85 | 55.93 | 55.95 | 0.01 | 0
2035 | PJM_E_2_PJM_ROM | PJM_E | PJM_ROM | Internal | Shoulder | B14 | 900 | 8000 | 2638.09 | 53.22 | 53.24 | 0.01 | 0
2035 | PJM_E_2_PJM_ROM | PJM_E | PJM_ROM | Internal | Shoulder | B15 | 1203 | 8000 | 2986.16 | 51.38 | 51.39 | 0.01 | 0
2035 | PJM_E_2_PJM_ROM | PJM_E | PJM_ROM | Internal | Summer | B1 | 10 | 8000 | 0 | 751.19 | 751.19 | 0.01 | 0
2035 | PJM_E_2_PJM_ROM | PJM_E | PJM_ROM | Internal | Summer | B2 | 25 | 8000 | 0 | 751.19 | 751.18 | 0.01 | 0
2035 | PJM_E_2_PJM_ROM | PJM_E | PJM_ROM | Internal | Summer | B3 | 75 | 8000 | 0 | 104.63 | 104.62 | 0.01 | 0
2035 | PJM_E_2_PJM_ROM | PJM_E | PJM_ROM | Internal | Summer | B4 | 100 | 8000 | 2233.18 | 81.78 | 81.79 | 0.01 | 0
2035 | PJM_E_2_PJM_ROM | PJM_E | PJM_ROM | Internal | Summer | B5 | 200 | 8000 | 3284.58 | 81.19 | 81.2 | 0.01 | 0
2035 | PJM_E_2_PJM_ROM | PJM_E | PJM_ROM | Internal | Summer | B6 | 300 | 8000 | 658.12 | 62.22 | 62.23 | 0.01 | 0
2035 | PJM_E_2_PJM_ROM | PJM_E | PJM_ROM | Internal | Summer | B7 | 400 | 8000 | 2332.07 | 50.86 | 50.88 | 0.01 | 0
2035 | PJM_E_2_PJM_ROM | PJM_E | PJM_ROM | Internal | Summer | B8 | 500 | 8000 | 640.26 | 48.77 | 48.78 | 0.01 | 0
2035 | PJM_E_2_PJM_ROM | PJM_E | PJM_ROM | Internal | Summer | B9 | 800 | 8000 | 1176.87 | 47.54 | 47.55 | 0.01 | 0
2035 | PJM_E_2_PJM_ROM | PJM_E | PJM_ROM | Internal | Summer | B10 | 1262 | 8000 | 0 | 44.93 | 44.92 | 0.01 | 0
2035 | PJM_E_2_PJM_ROM | PJM_E | PJM_ROM | Internal | Winter | B16 | 25 | 8000 | 108.41 | 80.69 | 80.7 | 0.01 | 0
2035 | PJM_E_2_PJM_ROM | PJM_E | PJM_ROM | Internal | Winter | B17 | 100 | 8000 | 396.39 | 63.96 | 63.98 | 0.01 | 0
2035 | PJM_E_2_PJM_ROM | PJM_E | PJM_ROM | Internal | Winter | B18 | 400 | 8000 | 0 | 57.39 | 57.37 | 0.01 | 0
2035 | PJM_E_2_PJM_ROM | PJM_E | PJM_ROM | Internal | Winter | B19 | 700 | 8000 | 0 | 55.01 | 55 | 0.01 | 0
2035 | PJM_E_2_PJM_ROM | PJM_E | PJM_ROM | Internal | Winter | B20 | 935 | 8000 | 0 | 52.39 | 52.38 | 0.01 | 0
2035 | PJM_ROR_2_MISO_IN | PJM_ROR | MISO_IN | Internal | Shoulder | B11 | 25 | 909 | 909 | 81.7 | 83.71 | 2 | 0.01
2035 | PJM_ROR_2_MISO_IN | PJM_ROR | MISO_IN | Internal | Shoulder | B12 | 200 | 909 | 0 | 65.85 | 64.85 | 2 | 0
2035 | PJM_ROR_2_MISO_IN | PJM_ROR | MISO_IN | Internal | Shoulder | B13 | 600 | 909 | 0 | 55.96 | 53.98 | 2 | 0
2035 | PJM_ROR_2_MISO_IN | PJM_ROR | MISO_IN | Internal | Shoulder | B14 | 900 | 909 | 0 | 53.25 | 53.72 | 2 | 0
2035 | PJM_ROR_2_MISO_IN | PJM_ROR | MISO_IN | Internal | Shoulder | B15 | 1203 | 909 | 0 | 51.4 | 53.33 | 2 | 0
2035 | PJM_ROR_2_MISO_IN | PJM_ROR | MISO_IN | Internal | Summer | B1 | 10 | 909 | 0 | 751.19 | 749.19 | 2 | 0
2035 | PJM_ROR_2_MISO_IN | PJM_ROR | MISO_IN | Internal | Summer | B2 | 25 | 909 | 0 | 751.16 | 749.15 | 2 | 0
2035 | PJM_ROR_2_MISO_IN | PJM_ROR | MISO_IN | Internal | Summer | B3 | 75 | 909 | 0 | 104.63 | 102.63 | 2 | 0
2035 | PJM_ROR_2_MISO_IN | PJM_ROR | MISO_IN | Internal | Summer | B4 | 100 | 909 | 0 | 81.8 | 83.79 | 2 | 0
2035 | PJM_ROR_2_MISO_IN | PJM_ROR | MISO_IN | Internal | Summer | B5 | 200 | 909 | 0 | 81.22 | 83.2 | 2 | 0
2035 | PJM_ROR_2_MISO_IN | PJM_ROR | MISO_IN | Internal | Summer | B6 | 300 | 909 | 0 | 62.25 | 60.92 | 2 | 0
2035 | PJM_ROR_2_MISO_IN | PJM_ROR | MISO_IN | Internal | Summer | B7 | 400 | 909 | 0 | 50.89 | 51.52 | 2 | 0
2035 | PJM_ROR_2_MISO_IN | PJM_ROR | MISO_IN | Internal | Summer | B8 | 500 | 909 | 0 | 48.79 | 48.95 | 2 | 0
2035 | PJM_ROR_2_MISO_IN | PJM_ROR | MISO_IN | Internal | Summer | B9 | 800 | 909 | 0 | 47.57 | 45.92 | 2 | 0
2035 | PJM_ROR_2_MISO_IN | PJM_ROR | MISO_IN | Internal | Summer | B10 | 1262 | 909 | 0 | 44.9 | 43.91 | 2 | 0
2035 | PJM_ROR_2_MISO_IN | PJM_ROR | MISO_IN | Internal | Winter | B16 | 25 | 909 | 469.03 | 80.72 | 82.72 | 2 | 0
2035 | PJM_ROR_2_MISO_IN | PJM_ROR | MISO_IN | Internal | Winter | B17 | 100 | 909 | 0 | 63.99 | 62.63 | 2 | 0
2035 | PJM_ROR_2_MISO_IN | PJM_ROR | MISO_IN | Internal | Winter | B18 | 400 | 909 | 0 | 57.36 | 56.86 | 2 | 0
2035 | PJM_ROR_2_MISO_IN | PJM_ROR | MISO_IN | Internal | Winter | B19 | 700 | 909 | 0 | 54.99 | 54.11 | 2 | 0
2035 | PJM_ROR_2_MISO_IN | PJM_ROR | MISO_IN | Internal | Winter | B20 | 935 | 909 | 0 | 52.37 | 52.47 | 2 | 0
2035 | PJM_ROR_2_MISO_MI | PJM_ROR | MISO_MI | Internal | Shoulder | B11 | 25 | 1305 | 51.29 | 81.7 | 83.7 | 2 | 0
2035 | PJM_ROR_2_MISO_MI | PJM_ROR | MISO_MI | Internal | Shoulder | B12 | 200 | 1305 | 0 | 65.85 | 64.87 | 2 | 0
2035 | PJM_ROR_2_MISO_MI | PJM_ROR | MISO_MI | Internal | Shoulder | B13 | 600 | 1305 | 0 | 55.96 | 53.99 | 2 | 0
2035 | PJM_ROR_2_MISO_MI | PJM_ROR | MISO_MI | Internal | Shoulder | B14 | 900 | 1305 | 0 | 53.25 | 53.73 | 2 | 0
2035 | PJM_ROR_2_MISO_MI | PJM_ROR | MISO_MI | Internal | Shoulder | B15 | 1203 | 1305 | 0 | 51.4 | 53.35 | 2 | 0
2035 | PJM_ROR_2_MISO_MI | PJM_ROR | MISO_MI | Internal | Summer | B1 | 10 | 1305 | 0 | 751.19 | 749.2 | 2 | 0
2035 | PJM_ROR_2_MISO_MI | PJM_ROR | MISO_MI | Internal | Summer | B2 | 25 | 1305 | 0 | 751.16 | 749.16 | 2 | 0
2035 | PJM_ROR_2_MISO_MI | PJM_ROR | MISO_MI | Internal | Summer | B3 | 75 | 1305 | 0 | 104.63 | 102.63 | 2 | 0
2035 | PJM_ROR_2_MISO_MI | PJM_ROR | MISO_MI | Internal | Summer | B4 | 100 | 1305 | 155.32 | 81.8 | 83.8 | 2 | 0
2035 | PJM_ROR_2_MISO_MI | PJM_ROR | MISO_MI | Internal | Summer | B5 | 200 | 1305 | 295.68 | 81.22 | 83.22 | 2 | 0
2035 | PJM_ROR_2_MISO_MI | PJM_ROR | MISO_MI | Internal | Summer | B6 | 300 | 1305 | 0 | 62.25 | 60.94 | 2 | 0
2035 | PJM_ROR_2_MISO_MI | PJM_ROR | MISO_MI | Internal | Summer | B7 | 400 | 1305 | 0 | 50.89 | 51.54 | 2 | 0
2035 | PJM_ROR_2_MISO_MI | PJM_ROR | MISO_MI | Internal | Summer | B8 | 500 | 1305 | 0 | 48.79 | 48.97 | 2 | 0
2035 | PJM_ROR_2_MISO_MI | PJM_ROR | MISO_MI | Internal | Summer | B9 | 800 | 1305 | 0 | 47.57 | 45.93 | 2 | 0
2035 | PJM_ROR_2_MISO_MI | PJM_ROR | MISO_MI | Internal | Summer | B10 | 1262 | 1305 | 0 | 44.9 | 43.92 | 2 | 0
2035 | PJM_ROR_2_MISO_MI | PJM_ROR | MISO_MI | Internal | Winter | B16 | 25 | 1305 | 0 | 80.72 | 82.71 | 2 | 0
2035 | PJM_ROR_2_MISO_MI | PJM_ROR | MISO_MI | Internal | Winter | B17 | 100 | 1305 | 0 | 63.99 | 62.64 | 2 | 0
2035 | PJM_ROR_2_MISO_MI | PJM_ROR | MISO_MI | Internal | Winter | B18 | 400 | 1305 | 0 | 57.36 | 56.87 | 2 | 0
2035 | PJM_ROR_2_MISO_MI | PJM_ROR | MISO_MI | Internal | Winter | B19 | 700 | 1305 | 0 | 54.99 | 54.12 | 2 | 0
2035 | PJM_ROR_2_MISO_MI | PJM_ROR | MISO_MI | Internal | Winter | B20 | 935 | 1305 | 0 | 52.37 | 52.48 | 2 | 0
2035 | PJM_ROR_2_MISO_MO-IL | PJM_ROR | MISO_MO-IL | Internal | Shoulder | B11 | 25 | 1111 | 1111 | 81.7 | 83.71 | 2 | 0.01
2035 | PJM_ROR_2_MISO_MO-IL | PJM_ROR | MISO_MO-IL | Internal | Shoulder | B12 | 200 | 1111 | 0 | 65.85 | 63.85 | 2 | 0
2035 | PJM_ROR_2_MISO_MO-IL | PJM_ROR | MISO_MO-IL | Internal | Shoulder | B13 | 600 | 1111 | 0 | 55.96 | 53.97 | 2 | 0
2035 | PJM_ROR_2_MISO_MO-IL | PJM_ROR | MISO_MO-IL | Internal | Shoulder | B14 | 900 | 1111 | 0 | 53.25 | 53.71 | 2 | 0
2035 | PJM_ROR_2_MISO_MO-IL | PJM_ROR | MISO_MO-IL | Internal | Shoulder | B15 | 1203 | 1111 | 0 | 51.4 | 53.32 | 2 | 0
2035 | PJM_ROR_2_MISO_MO-IL | PJM_ROR | MISO_MO-IL | Internal | Summer | B1 | 10 | 1111 | 0 | 751.19 | 749.18 | 2 | 0
2035 | PJM_ROR_2_MISO_MO-IL | PJM_ROR | MISO_MO-IL | Internal | Summer | B2 | 25 | 1111 | 0 | 751.16 | 749.14 | 2 | 0
2035 | PJM_ROR_2_MISO_MO-IL | PJM_ROR | MISO_MO-IL | Internal | Summer | B3 | 75 | 1111 | 0 | 104.63 | 102.65 | 2 | 0
2035 | PJM_ROR_2_MISO_MO-IL | PJM_ROR | MISO_MO-IL | Internal | Summer | B4 | 100 | 1111 | 0 | 81.8 | 83.78 | 2 | 0
2035 | PJM_ROR_2_MISO_MO-IL | PJM_ROR | MISO_MO-IL | Internal | Summer | B5 | 200 | 1111 | 924.5 | 81.22 | 83.22 | 2 | 0
2035 | PJM_ROR_2_MISO_MO-IL | PJM_ROR | MISO_MO-IL | Internal | Summer | B6 | 300 | 1111 | 0 | 62.25 | 60.91 | 2 | 0
2035 | PJM_ROR_2_MISO_MO-IL | PJM_ROR | MISO_MO-IL | Internal | Summer | B7 | 400 | 1111 | 0 | 50.89 | 51.51 | 2 | 0
2035 | PJM_ROR_2_MISO_MO-IL | PJM_ROR | MISO_MO-IL | Internal | Summer | B8 | 500 | 1111 | 0 | 48.79 | 48.94 | 2 | 0
2035 | PJM_ROR_2_MISO_MO-IL | PJM_ROR | MISO_MO-IL | Internal | Summer | B9 | 800 | 1111 | 0 | 47.57 | 45.9 | 2 | 0
2035 | PJM_ROR_2_MISO_MO-IL | PJM_ROR | MISO_MO-IL | Internal | Summer | B10 | 1262 | 1111 | 0 | 44.9 | 43.9 | 2 | 0
2035 | PJM_ROR_2_MISO_MO-IL | PJM_ROR | MISO_MO-IL | Internal | Winter | B16 | 25 | 1111 | 0 | 80.72 | 78.73 | 2 | 0
2035 | PJM_ROR_2_MISO_MO-IL | PJM_ROR | MISO_MO-IL | Internal | Winter | B17 | 100 | 1111 | 0 | 63.99 | 61.99 | 2 | 0
2035 | PJM_ROR_2_MISO_MO-IL | PJM_ROR | MISO_MO-IL | Internal | Winter | B18 | 400 | 1111 | 0 | 57.36 | 56.85 | 2 | 0
2035 | PJM_ROR_2_MISO_MO-IL | PJM_ROR | MISO_MO-IL | Internal | Winter | B19 | 700 | 1111 | 0 | 54.99 | 54.12 | 2 | 0
2035 | PJM_ROR_2_MISO_MO-IL | PJM_ROR | MISO_MO-IL | Internal | Winter | B20 | 935 | 1111 | 0 | 52.37 | 52.45 | 2 | 0
2035 | PJM_ROR_2_MISO_W | PJM_ROR | MISO_W | Internal | Shoulder | B11 | 25 | 709 | 16.25 | 81.7 | 83.7 | 2 | 0
2035 | PJM_ROR_2_MISO_W | PJM_ROR | MISO_W | Internal | Shoulder | B12 | 200 | 709 | 0 | 65.85 | 63.84 | 2 | 0
2035 | PJM_ROR_2_MISO_W | PJM_ROR | MISO_W | Internal | Shoulder | B13 | 600 | 709 | 0 | 55.96 | 53.96 | 2 | 0
2035 | PJM_ROR_2_MISO_W | PJM_ROR | MISO_W | Internal | Shoulder | B14 | 900 | 709 | 0 | 53.25 | 53.71 | 2 | 0
2035 | PJM_ROR_2_MISO_W | PJM_ROR | MISO_W | Internal | Shoulder | B15 | 1203 | 709 | 0 | 51.4 | 53.35 | 2 | 0
2035 | PJM_ROR_2_MISO_W | PJM_ROR | MISO_W | Internal | Summer | B1 | 10 | 709 | 0 | 751.19 | 749.16 | 2 | 0
2035 | PJM_ROR_2_MISO_W | PJM_ROR | MISO_W | Internal | Summer | B2 | 25 | 709 | 0 | 751.16 | 749.13 | 2 | 0
2035 | PJM_ROR_2_MISO_W | PJM_ROR | MISO_W | Internal | Summer | B3 | 75 | 709 | 0 | 104.63 | 102.63 | 2 | 0
2035 | PJM_ROR_2_MISO_W | PJM_ROR | MISO_W | Internal | Summer | B4 | 100 | 709 | 709 | 81.8 | 83.83 | 2 | 0.02
2035 | PJM_ROR_2_MISO_W | PJM_ROR | MISO_W | Internal | Summer | B5 | 200 | 709 | 709 | 81.22 | 83.23 | 2 | 0.01
2035 | PJM_ROR_2_MISO_W | PJM_ROR | MISO_W | Internal | Summer | B6 | 300 | 709 | 0 | 62.25 | 60.9 | 2 | 0
2035 | PJM_ROR_2_MISO_W | PJM_ROR | MISO_W | Internal | Summer | B7 | 400 | 709 | 0 | 50.89 | 51.5 | 2 | 0
2035 | PJM_ROR_2_MISO_W | PJM_ROR | MISO_W | Internal | Summer | B8 | 500 | 709 | 0 | 48.79 | 48.93 | 2 | 0
2035 | PJM_ROR_2_MISO_W | PJM_ROR | MISO_W | Internal | Summer | B9 | 800 | 709 | 0 | 47.57 | 48.81 | 2 | 0
2035 | PJM_ROR_2_MISO_W | PJM_ROR | MISO_W | Internal | Summer | B10 | 1262 | 709 | 0 | 44.9 | 43.91 | 2 | 0
2035 | PJM_ROR_2_MISO_W | PJM_ROR | MISO_W | Internal | Winter | B16 | 25 | 709 | 0 | 80.72 | 78.72 | 2 | 0
2035 | PJM_ROR_2_MISO_W | PJM_ROR | MISO_W | Internal | Winter | B17 | 100 | 709 | 0 | 63.99 | 61.98 | 2 | 0
2035 | PJM_ROR_2_MISO_W | PJM_ROR | MISO_W | Internal | Winter | B18 | 400 | 709 | 0 | 57.36 | 56.84 | 2 | 0
2035 | PJM_ROR_2_MISO_W | PJM_ROR | MISO_W | Internal | Winter | B19 | 700 | 709 | 0 | 54.99 | 54.16 | 2 | 0
2035 | PJM_ROR_2_MISO_W | PJM_ROR | MISO_W | Internal | Winter | B20 | 935 | 709 | 0 | 52.37 | 52.44 | 2 | 0
2035 | PJM_ROR_2_MISO_WUMS | PJM_ROR | MISO_WUMS | Internal | Shoulder | B11 | 25 | 1467 | 888.29 | 81.7 | 83.7 | 2 | 0
2035 | PJM_ROR_2_MISO_WUMS | PJM_ROR | MISO_WUMS | Internal | Shoulder | B12 | 200 | 1467 | 0 | 65.85 | 63.85 | 2 | 0
2035 | PJM_ROR_2_MISO_WUMS | PJM_ROR | MISO_WUMS | Internal | Shoulder | B13 | 600 | 1467 | 0 | 55.96 | 53.97 | 2 | 0
2035 | PJM_ROR_2_MISO_WUMS | PJM_ROR | MISO_WUMS | Internal | Shoulder | B14 | 900 | 1467 | 0 | 53.25 | 53.72 | 2 | 0
2035 | PJM_ROR_2_MISO_WUMS | PJM_ROR | MISO_WUMS | Internal | Shoulder | B15 | 1203 | 1467 | 0 | 51.4 | 53.33 | 2 | 0
2035 | PJM_ROR_2_MISO_WUMS | PJM_ROR | MISO_WUMS | Internal | Summer | B1 | 10 | 1467 | 0 | 751.19 | 749.18 | 2 | 0
2035 | PJM_ROR_2_MISO_WUMS | PJM_ROR | MISO_WUMS | Internal | Summer | B2 | 25 | 1467 | 0 | 751.16 | 749.14 | 2 | 0
2035 | PJM_ROR_2_MISO_WUMS | PJM_ROR | MISO_WUMS | Internal | Summer | B3 | 75 | 1467 | 0 | 104.63 | 102.63 | 2 | 0
2035 | PJM_ROR_2_MISO_WUMS | PJM_ROR | MISO_WUMS | Internal | Summer | B4 | 100 | 1467 | 1467 | 81.8 | 83.81 | 2 | 0.01
2035 | PJM_ROR_2_MISO_WUMS | PJM_ROR | MISO_WUMS | Internal | Summer | B5 | 200 | 1467 | 1041.46 | 81.22 | 83.22 | 2 | 0
2035 | PJM_ROR_2_MISO_WUMS | PJM_ROR | MISO_WUMS | Internal | Summer | B6 | 300 | 1467 | 0 | 62.25 | 60.91 | 2 | 0
2035 | PJM_ROR_2_MISO_WUMS | PJM_ROR | MISO_WUMS | Internal | Summer | B7 | 400 | 1467 | 0 | 50.89 | 51.51 | 2 | 0
2035 | PJM_ROR_2_MISO_WUMS | PJM_ROR | MISO_WUMS | Internal | Summer | B8 | 500 | 1467 | 0 | 48.79 | 48.92 | 2 | 0
2035 | PJM_ROR_2_MISO_WUMS | PJM_ROR | MISO_WUMS | Internal | Summer | B9 | 800 | 1467 | 0 | 47.57 | 48.82 | 2 | 0
2035 | PJM_ROR_2_MISO_WUMS | PJM_ROR | MISO_WUMS | Internal | Summer | B10 | 1262 | 1467 | 0 | 44.9 | 43.92 | 2 | 0
2035 | PJM_ROR_2_MISO_WUMS | PJM_ROR | MISO_WUMS | Internal | Winter | B16 | 25 | 1467 | 0 | 80.72 | 78.73 | 2 | 0
2035 | PJM_ROR_2_MISO_WUMS | PJM_ROR | MISO_WUMS | Internal | Winter | B17 | 100 | 1467 | 0 | 63.99 | 61.99 | 2 | 0
2035 | PJM_ROR_2_MISO_WUMS | PJM_ROR | MISO_WUMS | Internal | Winter | B18 | 400 | 1467 | 0 | 57.36 | 56.85 | 2 | 0
2035 | PJM_ROR_2_MISO_WUMS | PJM_ROR | MISO_WUMS | Internal | Winter | B19 | 700 | 1467 | 0 | 54.99 | 54.15 | 2 | 0
2035 | PJM_ROR_2_MISO_WUMS | PJM_ROR | MISO_WUMS | Internal | Winter | B20 | 935 | 1467 | 0 | 52.37 | 52.45 | 2 | 0
2035 | PJM_ROR_2_PJM_ROM | PJM_ROR | PJM_ROM | Internal | Shoulder | B11 | 25 | 8000 | 0 | 81.7 | 80.03 | 0.01 | 0
2035 | PJM_ROR_2_PJM_ROM | PJM_ROR | PJM_ROM | Internal | Shoulder | B12 | 200 | 8000 | 0 | 65.85 | 65.84 | 0.01 | 0
2035 | PJM_ROR_2_PJM_ROM | PJM_ROR | PJM_ROM | Internal | Shoulder | B13 | 600 | 8000 | 0 | 55.96 | 55.95 | 0.01 | 0
2035 | PJM_ROR_2_PJM_ROM | PJM_ROR | PJM_ROM | Internal | Shoulder | B14 | 900 | 8000 | 0 | 53.25 | 53.24 | 0.01 | 0
2035 | PJM_ROR_2_PJM_ROM | PJM_ROR | PJM_ROM | Internal | Shoulder | B15 | 1203 | 8000 | 0 | 51.4 | 51.39 | 0.01 | 0
2035 | PJM_ROR_2_PJM_ROM | PJM_ROR | PJM_ROM | Internal | Summer | B1 | 10 | 8000 | 0 | 751.19 | 751.19 | 0.01 | 0
2035 | PJM_ROR_2_PJM_ROM | PJM_ROR | PJM_ROM | Internal | Summer | B2 | 25 | 8000 | 1786.09 | 751.16 | 751.18 | 0.01 | 0
2035 | PJM_ROR_2_PJM_ROM | PJM_ROR | PJM_ROM | Internal | Summer | B3 | 75 | 8000 | 0 | 104.63 | 104.62 | 0.01 | 0
2035 | PJM_ROR_2_PJM_ROM | PJM_ROR | PJM_ROM | Internal | Summer | B4 | 100 | 8000 | 0 | 81.8 | 81.79 | 0.01 | 0
2035 | PJM_ROR_2_PJM_ROM | PJM_ROR | PJM_ROM | Internal | Summer | B5 | 200 | 8000 | 0 | 81.22 | 81.2 | 0.01 | 0
2035 | PJM_ROR_2_PJM_ROM | PJM_ROR | PJM_ROM | Internal | Summer | B6 | 300 | 8000 | 0 | 62.25 | 62.23 | 0.01 | 0
2035 | PJM_ROR_2_PJM_ROM | PJM_ROR | PJM_ROM | Internal | Summer | B7 | 400 | 8000 | 0 | 50.89 | 50.88 | 0.01 | 0
2035 | PJM_ROR_2_PJM_ROM | PJM_ROR | PJM_ROM | Internal | Summer | B8 | 500 | 8000 | 0 | 48.79 | 48.78 | 0.01 | 0
2035 | PJM_ROR_2_PJM_ROM | PJM_ROR | PJM_ROM | Internal | Summer | B9 | 800 | 8000 | 0 | 47.57 | 47.55 | 0.01 | 0
2035 | PJM_ROR_2_PJM_ROM | PJM_ROR | PJM_ROM | Internal | Summer | B10 | 1262 | 8000 | 1575.35 | 44.9 | 44.92 | 0.01 | 0
2035 | PJM_ROR_2_PJM_ROM | PJM_ROR | PJM_ROM | Internal | Winter | B16 | 25 | 8000 | 0 | 80.72 | 80.7 | 0.01 | 0
2035 | PJM_ROR_2_PJM_ROM | PJM_ROR | PJM_ROM | Internal | Winter | B17 | 100 | 8000 | 0 | 63.99 | 63.98 | 0.01 | 0
2035 | PJM_ROR_2_PJM_ROM | PJM_ROR | PJM_ROM | Internal | Winter | B18 | 400 | 8000 | 613.41 | 57.36 | 57.37 | 0.01 | 0
2035 | PJM_ROR_2_PJM_ROM | PJM_ROR | PJM_ROM | Internal | Winter | B19 | 700 | 8000 | 3112.2 | 54.99 | 55 | 0.01 | 0
2035 | PJM_ROR_2_PJM_ROM | PJM_ROR | PJM_ROM | Internal | Winter | B20 | 935 | 8000 | 3115.32 | 52.37 | 52.38 | 0.01 | 0
2035 | PJM_ROR_2_TVA_Transmission | PJM_ROR | TVA_Transmission | Internal | Shoulder | B11 | 25 | 2500 | 0 | 81.7 | 87.58 | 6 | 0
2035 | PJM_ROR_2_TVA_Transmission | PJM_ROR | TVA_Transmission | Internal | Shoulder | B12 | 200 | 2500 | 0 | 65.85 | 63.85 | 6 | 0
2035 | PJM_ROR_2_TVA_Transmission | PJM_ROR | TVA_Transmission | Internal | Shoulder | B13 | 600 | 2500 | 0 | 55.96 | 58.9 | 6 | 0
2035 | PJM_ROR_2_TVA_Transmission | PJM_ROR | TVA_Transmission | Internal | Shoulder | B14 | 900 | 2500 | 0 | 53.25 | 58.2 | 6 | 0
2035 | PJM_ROR_2_TVA_Transmission | PJM_ROR | TVA_Transmission | Internal | Shoulder | B15 | 1203 | 2500 | 456.04 | 51.4 | 57.4 | 6 | 0
2035 | PJM_ROR_2_TVA_Transmission | PJM_ROR | TVA_Transmission | Internal | Summer | B1 | 10 | 2500 | 0 | 751.19 | 753.93 | 6 | 0
2035 | PJM_ROR_2_TVA_Transmission | PJM_ROR | TVA_Transmission | Internal | Summer | B2 | 25 | 2500 | 0 | 751.16 | 754.73 | 6 | 0
2035 | PJM_ROR_2_TVA_Transmission | PJM_ROR | TVA_Transmission | Internal | Summer | B3 | 75 | 2500 | 2500 | 104.63 | 110.65 | 6 | 0.01
2035 | PJM_ROR_2_TVA_Transmission | PJM_ROR | TVA_Transmission | Internal | Summer | B4 | 100 | 2500 | 2500 | 81.8 | 91.78 | 6 | 3.98
2035 | PJM_ROR_2_TVA_Transmission | PJM_ROR | TVA_Transmission | Internal | Summer | B5 | 200 | 2500 | 1149.36 | 81.22 | 87.22 | 6 | 0
2035 | PJM_ROR_2_TVA_Transmission | PJM_ROR | TVA_Transmission | Internal | Summer | B6 | 300 | 2500 | 1160.68 | 62.25 | 68.25 | 6 | 0
2035 | PJM_ROR_2_TVA_Transmission | PJM_ROR | TVA_Transmission | Internal | Summer | B7 | 400 | 2500 | 654.41 | 50.89 | 56.89 | 6 | 0
2035 | PJM_ROR_2_TVA_Transmission | PJM_ROR | TVA_Transmission | Internal | Summer | B8 | 500 | 2500 | 192.8 | 48.79 | 54.79 | 6 | 0
2035 | PJM_ROR_2_TVA_Transmission | PJM_ROR | TVA_Transmission | Internal | Summer | B9 | 800 | 2500 | 776.29 | 47.57 | 53.57 | 6 | 0
2035 | PJM_ROR_2_TVA_Transmission | PJM_ROR | TVA_Transmission | Internal | Summer | B10 | 1262 | 2500 | 0 | 44.9 | 49.4 | 6 | 0
2035 | PJM_ROR_2_TVA_Transmission | PJM_ROR | TVA_Transmission | Internal | Winter | B16 | 25 | 2500 | 435.02 | 80.72 | 86.72 | 6 | 0
2035 | PJM_ROR_2_TVA_Transmission | PJM_ROR | TVA_Transmission | Internal | Winter | B17 | 100 | 2500 | 0 | 63.99 | 67.42 | 6 | 0
2035 | PJM_ROR_2_TVA_Transmission | PJM_ROR | TVA_Transmission | Internal | Winter | B18 | 400 | 2500 | 0 | 57.36 | 61.88 | 6 | 0
2035 | PJM_ROR_2_TVA_Transmission | PJM_ROR | TVA_Transmission | Internal | Winter | B19 | 700 | 2500 | 0 | 54.99 | 60.83 | 6 | 0
2035 | PJM_ROR_2_TVA_Transmission | PJM_ROR | TVA_Transmission | Internal | Winter | B20 | 935 | 2500 | 998.53 | 52.37 | 58.37 | 6 | 0
2035 | PJM_ROR_2_VACAR | PJM_ROR | VACAR | Internal | Shoulder | B11 | 25 | 3000 | 3000 | 81.7 | 96.34 | 6 | 8.65
2035 | PJM_ROR_2_VACAR | PJM_ROR | VACAR | Internal | Shoulder | B12 | 200 | 3000 | 2892.14 | 65.85 | 71.85 | 6 | 0
2035 | PJM_ROR_2_VACAR | PJM_ROR | VACAR | Internal | Shoulder | B13 | 600 | 3000 | 3000 | 55.96 | 62.95 | 6 | 0.99
2035 | PJM_ROR_2_VACAR | PJM_ROR | VACAR | Internal | Shoulder | B14 | 900 | 3000 | 3000 | 53.25 | 61.77 | 6 | 2.52
2035 | PJM_ROR_2_VACAR | PJM_ROR | VACAR | Internal | Shoulder | B15 | 1203 | 3000 | 3000 | 51.4 | 58.4 | 6 | 0.99
2035 | PJM_ROR_2_VACAR | PJM_ROR | VACAR | Internal | Summer | B1 | 10 | 3000 | 0 | 751.19 | 751.19 | 6 | 0
2035 | PJM_ROR_2_VACAR | PJM_ROR | VACAR | Internal | Summer | B2 | 25 | 3000 | 0 | 751.16 | 751.19 | 6 | 0
2035 | PJM_ROR_2_VACAR | PJM_ROR | VACAR | Internal | Summer | B3 | 75 | 3000 | 3000 | 104.63 | 128.65 | 6 | 18.01
2035 | PJM_ROR_2_VACAR | PJM_ROR | VACAR | Internal | Summer | B4 | 100 | 3000 | 3000 | 81.8 | 92.52 | 6 | 4.72
2035 | PJM_ROR_2_VACAR | PJM_ROR | VACAR | Internal | Summer | B5 | 200 | 3000 | 3000 | 81.22 | 92.52 | 6 | 5.31
2035 | PJM_ROR_2_VACAR | PJM_ROR | VACAR | Internal | Summer | B6 | 300 | 3000 | 3000 | 62.25 | 84.61 | 6 | 16.36
2035 | PJM_ROR_2_VACAR | PJM_ROR | VACAR | Internal | Summer | B7 | 400 | 3000 | 3000 | 50.89 | 70.8 | 6 | 13.91
2035 | PJM_ROR_2_VACAR | PJM_ROR | VACAR | Internal | Summer | B8 | 500 | 3000 | 3000 | 48.79 | 59.19 | 6 | 4.4
2035 | PJM_ROR_2_VACAR | PJM_ROR | VACAR | Internal | Summer | B9 | 800 | 3000 | 3000 | 47.57 | 55.96 | 6 | 2.4
2035 | PJM_ROR_2_VACAR | PJM_ROR | VACAR | Internal | Summer | B10 | 1262 | 3000 | 3000 | 44.9 | 51.32 | 6 | 0.41
2035 | PJM_ROR_2_VACAR | PJM_ROR | VACAR | Internal | Winter | B16 | 25 | 3000 | 3000 | 80.72 | 104.92 | 6 | 18.21
2035 | PJM_ROR_2_VACAR | PJM_ROR | VACAR | Internal | Winter | B17 | 100 | 3000 | 3000 | 63.99 | 76.42 | 6 | 6.44
2035 | PJM_ROR_2_VACAR | PJM_ROR | VACAR | Internal | Winter | B18 | 400 | 3000 | 3000 | 57.36 | 63.86 | 6 | 0.49
2035 | PJM_ROR_2_VACAR | PJM_ROR | VACAR | Internal | Winter | B19 | 700 | 3000 | 2193.97 | 54.99 | 60.99 | 6 | 0
2035 | PJM_ROR_2_VACAR | PJM_ROR | VACAR | Internal | Winter | B20 | 935 | 3000 | 1449.54 | 52.37 | 58.37 | 6 | 0
2035 | PJM_ROM_2_NYISO_A-F | PJM_ROM | NYISO_A-F | Internal | Shoulder | B11 | 25 | 2000 | 0 | 80.03 | 53.35 | 6 | 0
2035 | PJM_ROM_2_NYISO_A-F | PJM_ROM | NYISO_A-F | Internal | Shoulder | B12 | 200 | 2000 | 0 | 65.84 | 53.35 | 6 | 0
2035 | PJM_ROM_2_NYISO_A-F | PJM_ROM | NYISO_A-F | Internal | Shoulder | B13 | 600 | 2000 | 0 | 55.95 | 49.65 | 6 | 0
2035 | PJM_ROM_2_NYISO_A-F | PJM_ROM | NYISO_A-F | Internal | Shoulder | B14 | 900 | 2000 | 0 | 53.24 | 49.65 | 6 | 0
2035 | PJM_ROM_2_NYISO_A-F | PJM_ROM | NYISO_A-F | Internal | Shoulder | B15 | 1203 | 2000 | 0 | 51.39 | 49.65 | 6 | 0
2035 | PJM_ROM_2_NYISO_A-F | PJM_ROM | NYISO_A-F | Internal | Summer | B1 | 10 | 2000 | 0 | 751.19 | 743.19 | 6 | 0
2035 | PJM_ROM_2_NYISO_A-F | PJM_ROM | NYISO_A-F | Internal | Summer | B2 | 25 | 2000 | 0 | 751.18 | 743.18 | 6 | 0
2035 | PJM_ROM_2_NYISO_A-F | PJM_ROM | NYISO_A-F | Internal | Summer | B3 | 75 | 2000 | 0 | 104.62 | 63.78 | 6 | 0
2035 | PJM_ROM_2_NYISO_A-F | PJM_ROM | NYISO_A-F | Internal | Summer | B4 | 100 | 2000 | 0 | 81.79 | 63.01 | 6 | 0
2035 | PJM_ROM_2_NYISO_A-F | PJM_ROM | NYISO_A-F | Internal | Summer | B5 | 200 | 2000 | 0 | 81.2 | 50.92 | 6 | 0
2035 | PJM_ROM_2_NYISO_A-F | PJM_ROM | NYISO_A-F | Internal | Summer | B6 | 300 | 2000 | 0 | 62.23 | 48.35 | 6 | 0
2035 | PJM_ROM_2_NYISO_A-F | PJM_ROM | NYISO_A-F | Internal | Summer | B7 | 400 | 2000 | 0 | 50.88 | 46.06 | 6 | 0
2035 | PJM_ROM_2_NYISO_A-F | PJM_ROM | NYISO_A-F | Internal | Summer | B8 | 500 | 2000 | 0 | 48.78 | 46.06 | 6 | 0
2035 | PJM_ROM_2_NYISO_A-F | PJM_ROM | NYISO_A-F | Internal | Summer | B9 | 800 | 2000 | 0 | 47.55 | 46.06 | 6 | 0
2035 | PJM_ROM_2_NYISO_A-F | PJM_ROM | NYISO_A-F | Internal | Summer | B10 | 1262 | 2000 | 0 | 44.92 | 46.06 | 6 | 0
2035 | PJM_ROM_2_NYISO_A-F | PJM_ROM | NYISO_A-F | Internal | Winter | B16 | 25 | 2000 | 0 | 80.7 | 53.78 | 6 | 0
2035 | PJM_ROM_2_NYISO_A-F | PJM_ROM | NYISO_A-F | Internal | Winter | B17 | 100 | 2000 | 0 | 63.98 | 53.78 | 6 | 0
2035 | PJM_ROM_2_NYISO_A-F | PJM_ROM | NYISO_A-F | Internal | Winter | B18 | 400 | 2000 | 0 | 57.37 | 53.78 | 6 | 0
2035 | PJM_ROM_2_NYISO_A-F | PJM_ROM | NYISO_A-F | Internal | Winter | B19 | 700 | 2000 | 0 | 55 | 53.78 | 6 | 0
2035 | PJM_ROM_2_NYISO_A-F | PJM_ROM | NYISO_A-F | Internal | Winter | B20 | 935 | 2000 | 0 | 52.38 | 53.78 | 6 | 0
2035 | PJM_ROM_2_PJM_E | PJM_ROM | PJM_E | Internal | Shoulder | B11 | 25 | 8000 | 0 | 80.03 | 80.02 | 0.01 | 0
2035 | PJM_ROM_2_PJM_E | PJM_ROM | PJM_E | Internal | Shoulder | B12 | 200 | 8000 | 0 | 65.84 | 65.83 | 0.01 | 0
2035 | PJM_ROM_2_PJM_E | PJM_ROM | PJM_E | Internal | Shoulder | B13 | 600 | 8000 | 0 | 55.95 | 55.93 | 0.01 | 0
2035 | PJM_ROM_2_PJM_E | PJM_ROM | PJM_E | Internal | Shoulder | B14 | 900 | 8000 | 0 | 53.24 | 53.22 | 0.01 | 0
2035 | PJM_ROM_2_PJM_E | PJM_ROM | PJM_E | Internal | Shoulder | B15 | 1203 | 8000 | 0 | 51.39 | 51.38 | 0.01 | 0
2035 | PJM_ROM_2_PJM_E | PJM_ROM | PJM_E | Internal | Summer | B1 | 10 | 8000 | 0 | 751.19 | 751.19 | 0.01 | 0
2035 | PJM_ROM_2_PJM_E | PJM_ROM | PJM_E | Internal | Summer | B2 | 25 | 8000 | 1397.11 | 751.18 | 751.19 | 0.01 | 0
2035 | PJM_ROM_2_PJM_E | PJM_ROM | PJM_E | Internal | Summer | B3 | 75 | 8000 | 237.29 | 104.62 | 104.63 | 0.01 | 0
2035 | PJM_ROM_2_PJM_E | PJM_ROM | PJM_E | Internal | Summer | B4 | 100 | 8000 | 0 | 81.79 | 81.78 | 0.01 | 0
2035 | PJM_ROM_2_PJM_E | PJM_ROM | PJM_E | Internal | Summer | B5 | 200 | 8000 | 0 | 81.2 | 81.19 | 0.01 | 0
2035 | PJM_ROM_2_PJM_E | PJM_ROM | PJM_E | Internal | Summer | B6 | 300 | 8000 | 0 | 62.23 | 62.22 | 0.01 | 0
2035 | PJM_ROM_2_PJM_E | PJM_ROM | PJM_E | Internal | Summer | B7 | 400 | 8000 | 0 | 50.88 | 50.86 | 0.01 | 0
2035 | PJM_ROM_2_PJM_E | PJM_ROM | PJM_E | Internal | Summer | B8 | 500 | 8000 | 0 | 48.78 | 48.77 | 0.01 | 0
2035 | PJM_ROM_2_PJM_E | PJM_ROM | PJM_E | Internal | Summer | B9 | 800 | 8000 | 0 | 47.55 | 47.54 | 0.01 | 0
2035 | PJM_ROM_2_PJM_E | PJM_ROM | PJM_E | Internal | Summer | B10 | 1262 | 8000 | 956.77 | 44.92 | 44.93 | 0.01 | 0
2035 | PJM_ROM_2_PJM_E | PJM_ROM | PJM_E | Internal | Winter | B16 | 25 | 8000 | 0 | 80.7 | 80.69 | 0.01 | 0
2035 | PJM_ROM_2_PJM_E | PJM_ROM | PJM_E | Internal | Winter | B17 | 100 | 8000 | 0 | 63.98 | 63.96 | 0.01 | 0
2035 | PJM_ROM_2_PJM_E | PJM_ROM | PJM_E | Internal | Winter | B18 | 400 | 8000 | 1110.24 | 57.37 | 57.39 | 0.01 | 0
2035 | PJM_ROM_2_PJM_E | PJM_ROM | PJM_E | Internal | Winter | B19 | 700 | 8000 | 2642.65 | 55 | 55.01 | 0.01 | 0
2035 | PJM_ROM_2_PJM_E | PJM_ROM | PJM_E | Internal | Winter | B20 | 935 | 8000 | 2384.82 | 52.38 | 52.39 | 0.01 | 0
2035 | PJM_ROM_2_PJM_ROR | PJM_ROM | PJM_ROR | Internal | Shoulder | B11 | 25 | 8000 | 8000 | 80.03 | 81.7 | 0.01 | 1.66
2035 | PJM_ROM_2_PJM_ROR | PJM_ROM | PJM_ROR | Internal | Shoulder | B12 | 200 | 8000 | 5109.2 | 65.84 | 65.85 | 0.01 | 0
2035 | PJM_ROM_2_PJM_ROR | PJM_ROM | PJM_ROR | Internal | Shoulder | B13 | 600 | 8000 | 4382.23 | 55.95 | 55.96 | 0.01 | 0
2035 | PJM_ROM_2_PJM_ROR | PJM_ROM | PJM_ROR | Internal | Shoulder | B14 | 900 | 8000 | 2199.85 | 53.24 | 53.25 | 0.01 | 0
2035 | PJM_ROM_2_PJM_ROR | PJM_ROM | PJM_ROR | Internal | Shoulder | B15 | 1203 | 8000 | 2509.33 | 51.39 | 51.4 | 0.01 | 0
2035 | PJM_ROM_2_PJM_ROR | PJM_ROM | PJM_ROR | Internal | Summer | B1 | 10 | 8000 | 0 | 751.19 | 751.19 | 0.01 | 0
2035 | PJM_ROM_2_PJM_ROR | PJM_ROM | PJM_ROR | Internal | Summer | B2 | 25 | 8000 | 0 | 751.18 | 751.16 | 0.01 | 0
2035 | PJM_ROM_2_PJM_ROR | PJM_ROM | PJM_ROR | Internal | Summer | B3 | 75 | 8000 | 1927.21 | 104.62 | 104.63 | 0.01 | 0
2035 | PJM_ROM_2_PJM_ROR | PJM_ROM | PJM_ROR | Internal | Summer | B4 | 100 | 8000 | 5306.36 | 81.79 | 81.8 | 0.01 | 0
2035 | PJM_ROM_2_PJM_ROR | PJM_ROM | PJM_ROR | Internal | Summer | B5 | 200 | 8000 | 6942.01 | 81.2 | 81.22 | 0.01 | 0
2035 | PJM_ROM_2_PJM_ROR | PJM_ROM | PJM_ROR | Internal | Summer | B6 | 300 | 8000 | 2491.81 | 62.23 | 62.25 | 0.01 | 0
2035 | PJM_ROM_2_PJM_ROR | PJM_ROM | PJM_ROR | Internal | Summer | B7 | 400 | 8000 | 3025.49 | 50.88 | 50.89 | 0.01 | 0
2035 | PJM_ROM_2_PJM_ROR | PJM_ROM | PJM_ROR | Internal | Summer | B8 | 500 | 8000 | 924.36 | 48.78 | 48.79 | 0.01 | 0
2035 | PJM_ROM_2_PJM_ROR | PJM_ROM | PJM_ROR | Internal | Summer | B9 | 800 | 8000 | 2446.46 | 47.55 | 47.57 | 0.01 | 0
2035 | PJM_ROM_2_PJM_ROR | PJM_ROM | PJM_ROR | Internal | Summer | B10 | 1262 | 8000 | 0 | 44.92 | 44.9 | 0.01 | 0
2035 | PJM_ROM_2_PJM_ROR | PJM_ROM | PJM_ROR | Internal | Winter | B16 | 25 | 8000 | 2356.87 | 80.7 | 80.72 | 0.01 | 0
2035 | PJM_ROM_2_PJM_ROR | PJM_ROM | PJM_ROR | Internal | Winter | B17 | 100 | 8000 | 1814.43 | 63.98 | 63.99 | 0.01 | 0
2035 | PJM_ROM_2_PJM_ROR | PJM_ROM | PJM_ROR | Internal | Winter | B18 | 400 | 8000 | 0 | 57.37 | 57.36 | 0.01 | 0
2035 | PJM_ROM_2_PJM_ROR | PJM_ROM | PJM_ROR | Internal | Winter | B19 | 700 | 8000 | 0 | 55 | 54.99 | 0.01 | 0
2035 | PJM_ROM_2_PJM_ROR | PJM_ROM | PJM_ROR | Internal | Winter | B20 | 935 | 8000 | 0 | 52.38 | 52.37 | 0.01 | 0
2035 | SOCO_2_ENT | SOCO | ENT | Internal | Shoulder | B11 | 25 | 2400 | 0 | 90 | 82 | 10 | 0
2035 | SOCO_2_ENT | SOCO | ENT | Internal | Shoulder | B12 | 200 | 2400 | 0 | 57.72 | 55.85 | 10 | 0
2035 | SOCO_2_ENT | SOCO | ENT | Internal | Shoulder | B13 | 600 | 2400 | 0 | 55.72 | 55.45 | 10 | 0
2035 | SOCO_2_ENT | SOCO | ENT | Internal | Shoulder | B14 | 900 | 2400 | 0 | 55.72 | 53.87 | 10 | 0
2035 | SOCO_2_ENT | SOCO | ENT | Internal | Shoulder | B15 | 1203 | 2400 | 0 | 55.72 | 53.61 | 10 | 0
2035 | SOCO_2_ENT | SOCO | ENT | Internal | Summer | B1 | 10 | 2400 | 0 | 751.19 | 749.18 | 10 | 0
2035 | SOCO_2_ENT | SOCO | ENT | Internal | Summer | B2 | 25 | 2400 | 0 | 751.19 | 751.19 | 10 | 0
2035 | SOCO_2_ENT | SOCO | ENT | Internal | Summer | B3 | 75 | 2400 | 0 | 118.65 | 110.65 | 10 | 0
2035 | SOCO_2_ENT | SOCO | ENT | Internal | Summer | B4 | 100 | 2400 | 0 | 92.69 | 91.78 | 10 | 0
2035 | SOCO_2_ENT | SOCO | ENT | Internal | Summer | B5 | 200 | 2400 | 0 | 88.45 | 80.45 | 10 | 0
2035 | SOCO_2_ENT | SOCO | ENT | Internal | Summer | B6 | 300 | 2400 | 0 | 74.61 | 65.9 | 10 | 0
2035 | SOCO_2_ENT | SOCO | ENT | Internal | Summer | B7 | 400 | 2400 | 0 | 62.06 | 54.06 | 10 | 0
2035 | SOCO_2_ENT | SOCO | ENT | Internal | Summer | B8 | 500 | 2400 | 0 | 54.18 | 53.67 | 10 | 0
2035 | SOCO_2_ENT | SOCO | ENT | Internal | Summer | B9 | 800 | 2400 | 0 | 54.18 | 53.67 | 10 | 0
2035 | SOCO_2_ENT | SOCO | ENT | Internal | Summer | B10 | 1262 | 2400 | 0 | 54.18 | 51.9 | 10 | 0
2035 | SOCO_2_ENT | SOCO | ENT | Internal | Winter | B16 | 25 | 2400 | 0 | 94.42 | 78.72 | 10 | 0
2035 | SOCO_2_ENT | SOCO | ENT | Internal | Winter | B17 | 100 | 2400 | 0 | 59.07 | 59.42 | 10 | 0
2035 | SOCO_2_ENT | SOCO | ENT | Internal | Winter | B18 | 400 | 2400 | 0 | 59.07 | 57.78 | 10 | 0
2035 | SOCO_2_ENT | SOCO | ENT | Internal | Winter | B19 | 700 | 2400 | 0 | 59.07 | 57.03 | 10 | 0
2035 | SOCO_2_ENT | SOCO | ENT | Internal | Winter | B20 | 935 | 2400 | 0 | 58.29 | 57.03 | 10 | 0
2035 | SOCO_2_FRCC | SOCO | FRCC | Internal | Shoulder | B11 | 25 | 3700 | 2087.53 | 90 | 100 | 10 | 0
2035 | SOCO_2_FRCC | SOCO | FRCC | Internal | Shoulder | B12 | 200 | 3700 | 1731.24 | 57.72 | 67.72 | 10 | 0
2035 | SOCO_2_FRCC | SOCO | FRCC | Internal | Shoulder | B13 | 600 | 3700 | 0 | 55.72 | 63.63 | 10 | 0
2035 | SOCO_2_FRCC | SOCO | FRCC | Internal | Shoulder | B14 | 900 | 3700 | 0 | 55.72 | 63.63 | 10 | 0
2035 | SOCO_2_FRCC | SOCO | FRCC | Internal | Shoulder | B15 | 1203 | 3700 | 0 | 55.72 | 60.99 | 10 | 0
2035 | SOCO_2_FRCC | SOCO | FRCC | Internal | Summer | B1 | 10 | 3700 | 0 | 751.19 | 751.19 | 10 | 0
2035 | SOCO_2_FRCC | SOCO | FRCC | Internal | Summer | B2 | 25 | 3700 | 0 | 751.19 | 751.19 | 10 | 0
2035 | SOCO_2_FRCC | SOCO | FRCC | Internal | Summer | B3 | 75 | 3700 | 1477.91 | 118.65 | 128.65 | 10 | 0
2035 | SOCO_2_FRCC | SOCO | FRCC | Internal | Summer | B4 | 100 | 3700 | 859.76 | 92.69 | 102.69 | 10 | 0
2035 | SOCO_2_FRCC | SOCO | FRCC | Internal | Summer | B5 | 200 | 3700 | 1076.2 | 88.45 | 98.45 | 10 | 0
2035 | SOCO_2_FRCC | SOCO | FRCC | Internal | Summer | B6 | 300 | 3700 | 3700 | 74.61 | 98.45 | 10 | 13.84
2035 | SOCO_2_FRCC | SOCO | FRCC | Internal | Summer | B7 | 400 | 3700 | 2188.36 | 62.06 | 72.06 | 10 | 0
2035 | SOCO_2_FRCC | SOCO | FRCC | Internal | Summer | B8 | 500 | 3700 | 1002.36 | 54.18 | 64.18 | 10 | 0
2035 | SOCO_2_FRCC | SOCO | FRCC | Internal | Summer | B9 | 800 | 3700 | 0 | 54.18 | 62.59 | 10 | 0
2035 | SOCO_2_FRCC | SOCO | FRCC | Internal | Summer | B10 | 1262 | 3700 | 0 | 54.18 | 59.99 | 10 | 0
2035 | SOCO_2_FRCC | SOCO | FRCC | Internal | Winter | B16 | 25 | 3700 | 2691.81 | 94.42 | 104.42 | 10 | 0
2035 | SOCO_2_FRCC | SOCO | FRCC | Internal | Winter | B17 | 100 | 3700 | 1279.74 | 59.07 | 69.07 | 10 | 0
2035 | SOCO_2_FRCC | SOCO | FRCC | Internal | Winter | B18 | 400 | 3700 | 0 | 59.07 | 66.58 | 10 | 0
2035 | SOCO_2_FRCC | SOCO | FRCC | Internal | Winter | B19 | 700 | 3700 | 0 | 59.07 | 65.72 | 10 | 0
2035 | SOCO_2_FRCC | SOCO | FRCC | Internal | Winter | B20 | 935 | 3700 | 0 | 58.29 | 63.81 | 10 | 0
2035 | SOCO_2_VACAR | SOCO | VACAR | Internal | Shoulder | B11 | 25 | 2000 | 0 | 90 | 96.34 | 10 | 0
2035 | SOCO_2_VACAR | SOCO | VACAR | Internal | Shoulder | B12 | 200 | 2000 | 2000 | 57.72 | 71.85 | 10 | 4.13
2035 | SOCO_2_VACAR | SOCO | VACAR | Internal | Shoulder | B13 | 600 | 2000 | 0 | 55.72 | 62.95 | 10 | 0
2035 | SOCO_2_VACAR | SOCO | VACAR | Internal | Shoulder | B14 | 900 | 2000 | 0 | 55.72 | 61.77 | 10 | 0
2035 | SOCO_2_VACAR | SOCO | VACAR | Internal | Shoulder | B15 | 1203 | 2000 | 0 | 55.72 | 58.4 | 10 | 0
2035 | SOCO_2_VACAR | SOCO | VACAR | Internal | Summer | B1 | 10 | 2000 | 0 | 751.19 | 751.19 | 10 | 0
2035 | SOCO_2_VACAR | SOCO | VACAR | Internal | Summer | B2 | 25 | 2000 | 0 | 751.19 | 751.19 | 10 | 0
2035 | SOCO_2_VACAR | SOCO | VACAR | Internal | Summer | B3 | 75 | 2000 | 478.79 | 118.65 | 128.65 | 10 | 0
2035 | SOCO_2_VACAR | SOCO | VACAR | Internal | Summer | B4 | 100 | 2000 | 0 | 92.69 | 92.52 | 10 | 0
2035 | SOCO_2_VACAR | SOCO | VACAR | Internal | Summer | B5 | 200 | 2000 | 0 | 88.45 | 92.52 | 10 | 0
2035 | SOCO_2_VACAR | SOCO | VACAR | Internal | Summer | B6 | 300 | 2000 | 463.24 | 74.61 | 84.61 | 10 | 0
2035 | SOCO_2_VACAR | SOCO | VACAR | Internal | Summer | B7 | 400 | 2000 | 0 | 62.06 | 70.8 | 10 | 0
2035 | SOCO_2_VACAR | SOCO | VACAR | Internal | Summer | B8 | 500 | 2000 | 0 | 54.18 | 59.19 | 10 | 0
2035 | SOCO_2_VACAR | SOCO | VACAR | Internal | Summer | B9 | 800 | 2000 | 0 | 54.18 | 55.96 | 10 | 0
2035 | SOCO_2_VACAR | SOCO | VACAR | Internal | Summer | B10 | 1262 | 2000 | 0 | 54.18 | 51.32 | 10 | 0
2035 | SOCO_2_VACAR | SOCO | VACAR | Internal | Winter | B16 | 25 | 2000 | 2000 | 94.42 | 104.92 | 10 | 0.5
2035 | SOCO_2_VACAR | SOCO | VACAR | Internal | Winter | B17 | 100 | 2000 | 2000 | 59.07 | 76.42 | 10 | 7.35
2035 | SOCO_2_VACAR | SOCO | VACAR | Internal | Winter | B18 | 400 | 2000 | 0 | 59.07 | 63.86 | 10 | 0
2035 | SOCO_2_VACAR | SOCO | VACAR | Internal | Winter | B19 | 700 | 2000 | 0 | 59.07 | 60.99 | 10 | 0
2035 | SOCO_2_VACAR | SOCO | VACAR | Internal | Winter | B20 | 935 | 2000 | 0 | 58.29 | 58.37 | 10 | 0
2035 | SPP_N_2_ENT | SPP_N | ENT | Internal | Shoulder | B11 | 25 | 1800 | 0 | 83.71 | 82 | 5 | 0
2035 | SPP_N_2_ENT | SPP_N | ENT | Internal | Shoulder | B12 | 200 | 1800 | 0 | 58.85 | 55.85 | 5 | 0
2035 | SPP_N_2_ENT | SPP_N | ENT | Internal | Shoulder | B13 | 600 | 1800 | 0 | 53.38 | 55.45 | 5 | 0
2035 | SPP_N_2_ENT | SPP_N | ENT | Internal | Shoulder | B14 | 900 | 1800 | 502.19 | 48.87 | 53.87 | 5 | 0
2035 | SPP_N_2_ENT | SPP_N | ENT | Internal | Shoulder | B15 | 1203 | 1800 | 1324.88 | 48.61 | 53.61 | 5 | 0
2035 | SPP_N_2_ENT | SPP_N | ENT | Internal | Summer | B1 | 10 | 1800 | 292.86 | 744.18 | 749.18 | 5 | 0
2035 | SPP_N_2_ENT | SPP_N | ENT | Internal | Summer | B2 | 25 | 1800 | 270 | 746.19 | 751.19 | 5 | 0
2035 | SPP_N_2_ENT | SPP_N | ENT | Internal | Summer | B3 | 75 | 1800 | 0 | 109.63 | 110.65 | 5 | 0
2035 | SPP_N_2_ENT | SPP_N | ENT | Internal | Summer | B4 | 100 | 1800 | 0 | 88.32 | 91.78 | 5 | 0
2035 | SPP_N_2_ENT | SPP_N | ENT | Internal | Summer | B5 | 200 | 1800 | 0 | 83.24 | 80.45 | 5 | 0
2035 | SPP_N_2_ENT | SPP_N | ENT | Internal | Summer | B6 | 300 | 1800 | 0 | 60.91 | 65.9 | 5 | 0
2035 | SPP_N_2_ENT | SPP_N | ENT | Internal | Summer | B7 | 400 | 1800 | 0 | 53.4 | 54.06 | 5 | 0
2035 | SPP_N_2_ENT | SPP_N | ENT | Internal | Summer | B8 | 500 | 1800 | 0 | 51.6 | 53.67 | 5 | 0
2035 | SPP_N_2_ENT | SPP_N | ENT | Internal | Summer | B9 | 800 | 1800 | 0 | 51.6 | 53.67 | 5 | 0
2035 | SPP_N_2_ENT | SPP_N | ENT | Internal | Summer | B10 | 1262 | 1800 | 1800 | 46.81 | 51.9 | 5 | 0.08
2035 | SPP_N_2_ENT | SPP_N | ENT | Internal | Winter | B16 | 25 | 1800 | 0 | 73.73 | 78.72 | 5 | 0
2035 | SPP_N_2_ENT | SPP_N | ENT | Internal | Winter | B17 | 100 | 1800 | 0 | 56.99 | 59.42 | 5 | 0
2035 | SPP_N_2_ENT | SPP_N | ENT | Internal | Winter | B18 | 400 | 1800 | 801.46 | 52.78 | 57.78 | 5 | 0
2035 | SPP_N_2_ENT | SPP_N | ENT | Internal | Winter | B19 | 700 | 1800 | 1385.19 | 52.03 | 57.03 | 5 | 0
2035 | SPP_N_2_ENT | SPP_N | ENT | Internal | Winter | B20 | 935 | 1800 | 1800 | 47.45 | 57.03 | 5 | 4.58
2035 | SPP_N_2_MISO_MO-IL | SPP_N | MISO_MO-IL | Internal | Shoulder | B11 | 25 | 2000 | 0 | 83.71 | 83.71 | 5 | 0
2035 | SPP_N_2_MISO_MO-IL | SPP_N | MISO_MO-IL | Internal | Shoulder | B12 | 200 | 2000 | 1456.94 | 58.85 | 63.85 | 5 | 0
2035 | SPP_N_2_MISO_MO-IL | SPP_N | MISO_MO-IL | Internal | Shoulder | B13 | 600 | 2000 | 0 | 53.38 | 53.97 | 5 | 0
2035 | SPP_N_2_MISO_MO-IL | SPP_N | MISO_MO-IL | Internal | Shoulder | B14 | 900 | 2000 | 0 | 48.87 | 53.71 | 5 | 0
2035 | SPP_N_2_MISO_MO-IL | SPP_N | MISO_MO-IL | Internal | Shoulder | B15 | 1203 | 2000 | 0 | 48.61 | 53.32 | 5 | 0
2035 | SPP_N_2_MISO_MO-IL | SPP_N | MISO_MO-IL | Internal | Summer | B1 | 10 | 2000 | 913.41 | 744.18 | 749.18 | 5 | 0
2035 | SPP_N_2_MISO_MO-IL | SPP_N | MISO_MO-IL | Internal | Summer | B2 | 25 | 2000 | 0 | 746.19 | 749.14 | 5 | 0
2035 | SPP_N_2_MISO_MO-IL | SPP_N | MISO_MO-IL | Internal | Summer | B3 | 75 | 2000 | 0 | 109.63 | 102.65 | 5 | 0
2035 | SPP_N_2_MISO_MO-IL | SPP_N | MISO_MO-IL | Internal | Summer | B4 | 100 | 2000 | 0 | 88.32 | 83.78 | 5 | 0
2035 | SPP_N_2_MISO_MO-IL | SPP_N | MISO_MO-IL | Internal | Summer | B5 | 200 | 2000 | 0 | 83.24 | 83.22 | 5 | 0
2035 | SPP_N_2_MISO_MO-IL | SPP_N | MISO_MO-IL | Internal | Summer | B6 | 300 | 2000 | 0 | 60.91 | 60.91 | 5 | 0
2035 | SPP_N_2_MISO_MO-IL | SPP_N | MISO_MO-IL | Internal | Summer | B7 | 400 | 2000 | 0 | 53.4 | 51.51 | 5 | 0
2035 | SPP_N_2_MISO_MO-IL | SPP_N | MISO_MO-IL | Internal | Summer | B8 | 500 | 2000 | 0 | 51.6 | 48.94 | 5 | 0
2035 | SPP_N_2_MISO_MO-IL | SPP_N | MISO_MO-IL | Internal | Summer | B9 | 800 | 2000 | 0 | 51.6 | 45.9 | 5 | 0
2035 | SPP_N_2_MISO_MO-IL | SPP_N | MISO_MO-IL | Internal | Summer | B10 | 1262 | 2000 | 0 | 46.81 | 43.9 | 5 | 0
2035 | SPP_N_2_MISO_MO-IL | SPP_N | MISO_MO-IL | Internal | Winter | B16 | 25 | 2000 | 1000.36 | 73.73 | 78.73 | 5 | 0
2035 | SPP_N_2_MISO_MO-IL | SPP_N | MISO_MO-IL | Internal | Winter | B17 | 100 | 2000 | 426.67 | 56.99 | 61.99 | 5 | 0
2035 | SPP_N_2_MISO_MO-IL | SPP_N | MISO_MO-IL | Internal | Winter | B18 | 400 | 2000 | 0 | 52.78 | 56.85 | 5 | 0
2035 | SPP_N_2_MISO_MO-IL | SPP_N | MISO_MO-IL | Internal | Winter | B19 | 700 | 2000 | 0 | 52.03 | 54.12 | 5 | 0
2035 | SPP_N_2_MISO_MO-IL | SPP_N | MISO_MO-IL | Internal | Winter | B20 | 935 | 2000 | 154.4 | 47.45 | 52.45 | 5 | 0
2035 | SPP_N_2_NE | SPP_N | NE | Internal | Shoulder | B11 | 25 | 330 | 0 | 83.71 | 83.7 | 0.01 | 0
2035 | SPP_N_2_NE | SPP_N | NE | Internal | Shoulder | B12 | 200 | 330 | 0 | 58.85 | 58.84 | 0.01 | 0
2035 | SPP_N_2_NE | SPP_N | NE | Internal | Shoulder | B13 | 600 | 330 | 9.63 | 53.38 | 53.4 | 0.01 | 0
2035 | SPP_N_2_NE | SPP_N | NE | Internal | Shoulder | B14 | 900 | 330 | 0 | 48.87 | 48.86 | 0.01 | 0
2035 | SPP_N_2_NE | SPP_N | NE | Internal | Shoulder | B15 | 1203 | 330 | 0 | 48.61 | 48.6 | 0.01 | 0
2035 | SPP_N_2_NE | SPP_N | NE | Internal | Summer | B1 | 10 | 330 | 0 | 744.18 | 744.16 | 0.01 | 0
2035 | SPP_N_2_NE | SPP_N | NE | Internal | Summer | B2 | 25 | 330 | 0 | 746.19 | 746.18 | 0.01 | 0
2035 | SPP_N_2_NE | SPP_N | NE | Internal | Summer | B3 | 75 | 330 | 0 | 109.63 | 109.62 | 0.01 | 0
2035 | SPP_N_2_NE | SPP_N | NE | Internal | Summer | B4 | 100 | 330 | 0 | 88.32 | 87.53 | 0.01 | 0
2035 | SPP_N_2_NE | SPP_N | NE | Internal | Summer | B5 | 200 | 330 | 0 | 83.24 | 83.23 | 0.01 | 0
2035 | SPP_N_2_NE | SPP_N | NE | Internal | Summer | B6 | 300 | 330 | 0 | 60.91 | 60.9 | 0.01 | 0
2035 | SPP_N_2_NE | SPP_N | NE | Internal | Summer | B7 | 400 | 330 | 0 | 53.4 | 53.39 | 0.01 | 0
2035 | SPP_N_2_NE | SPP_N | NE | Internal | Summer | B8 | 500 | 330 | 0 | 51.6 | 51.52 | 0.01 | 0
2035 | SPP_N_2_NE | SPP_N | NE | Internal | Summer | B9 | 800 | 330 | 0 | 51.6 | 51.52 | 0.01 | 0
2035 | SPP_N_2_NE | SPP_N | NE | Internal | Summer | B10 | 1262 | 330 | 0 | 46.81 | 46.8 | 0.01 | 0
2035 | SPP_N_2_NE | SPP_N | NE | Internal | Winter | B16 | 25 | 330 | 0 | 73.73 | 73.72 | 0.01 | 0
2035 | SPP_N_2_NE | SPP_N | NE | Internal | Winter | B17 | 100 | 330 | 0 | 56.99 | 57 | 0.01 | 0
2035 | SPP_N_2_NE | SPP_N | NE | Internal | Winter | B18 | 400 | 330 | 0 | 52.78 | 52.76 | 0.01 | 0
2035 | SPP_N_2_NE | SPP_N | NE | Internal | Winter | B19 | 700 | 330 | 0 | 52.03 | 52.03 | 0.01 | 0
2035 | SPP_N_2_NE | SPP_N | NE | Internal | Winter | B20 | 935 | 330 | 0 | 47.45 | 47.44 | 0.01 | 0
2035 | SPP_N_2_SPP_S | SPP_N | SPP_S | Internal | Shoulder | B11 | 25 | 4000 | 0 | 83.71 | 77 | 0.01 | 0
2035 | SPP_N_2_SPP_S | SPP_N | SPP_S | Internal | Shoulder | B12 | 200 | 4000 | 0 | 58.85 | 53.52 | 0.01 | 0
2035 | SPP_N_2_SPP_S | SPP_N | SPP_S | Internal | Shoulder | B13 | 600 | 4000 | 6.98 | 53.38 | 53.4 | 0.01 | 0
2035 | SPP_N_2_SPP_S | SPP_N | SPP_S | Internal | Shoulder | B14 | 900 | 4000 | 616.4 | 48.87 | 48.89 | 0.01 | 0
2035 | SPP_N_2_SPP_S | SPP_N | SPP_S | Internal | Shoulder | B15 | 1203 | 4000 | 587.28 | 48.61 | 48.62 | 0.01 | 0
2035 | SPP_N_2_SPP_S | SPP_N | SPP_S | Internal | Summer | B1 | 10 | 4000 | 0 | 744.18 | 332.89 | 0.01 | 0
2035 | SPP_N_2_SPP_S | SPP_N | SPP_S | Internal | Summer | B2 | 25 | 4000 | 0 | 746.19 | 746.19 | 0.01 | 0
2035 | SPP_N_2_SPP_S | SPP_N | SPP_S | Internal | Summer | B3 | 75 | 4000 | 1463.18 | 109.63 | 109.65 | 0.01 | 0
2035 | SPP_N_2_SPP_S | SPP_N | SPP_S | Internal | Summer | B4 | 100 | 4000 | 0 | 88.32 | 88.31 | 0.01 | 0
2035 | SPP_N_2_SPP_S | SPP_N | SPP_S | Internal | Summer | B5 | 200 | 4000 | 0 | 83.24 | 82.84 | 0.01 | 0
2035 | SPP_N_2_SPP_S | SPP_N | SPP_S | Internal | Summer | B6 | 300 | 4000 | 0 | 60.91 | 60.9 | 0.01 | 0
2035 | SPP_N_2_SPP_S | SPP_N | SPP_S | Internal | Summer | B7 | 400 | 4000 | 0 | 53.4 | 53.39 | 0.01 | 0
2035 | SPP_N_2_SPP_S | SPP_N | SPP_S | Internal | Summer | B8 | 500 | 4000 | 1628.37 | 51.6 | 51.61 | 0.01 | 0
2035 | SPP_N_2_SPP_S | SPP_N | SPP_S | Internal | Summer | B9 | 800 | 4000 | 3032 | 51.6 | 51.61 | 0.01 | 0
2035 | SPP_N_2_SPP_S | SPP_N | SPP_S | Internal | Summer | B10 | 1262 | 4000 | 2431.05 | 46.81 | 46.83 | 0.01 | 0
2035 | SPP_N_2_SPP_S | SPP_N | SPP_S | Internal | Winter | B16 | 25 | 4000 | 0 | 73.73 | 57.13 | 0.01 | 0
2035 | SPP_N_2_SPP_S | SPP_N | SPP_S | Internal | Winter | B17 | 100 | 4000 | 39.84 | 56.99 | 57 | 0.01 | 0
2035 | SPP_N_2_SPP_S | SPP_N | SPP_S | Internal | Winter | B18 | 400 | 4000 | 134.12 | 52.78 | 52.79 | 0.01 | 0
2035 | SPP_N_2_SPP_S | SPP_N | SPP_S | Internal | Winter | B19 | 700 | 4000 | 0 | 52.03 | 52.02 | 0.01 | 0
2035 | SPP_N_2_SPP_S | SPP_N | SPP_S | Internal | Winter | B20 | 935 | 4000 | 754.45 | 47.45 | 47.47 | 0.01 | 0
2035 | SPP_S_2_ENT | SPP_S | ENT | Internal | Shoulder | B11 | 25 | 850 | 657.02 | 77 | 82 | 5 | 0
2035 | SPP_S_2_ENT | SPP_S | ENT | Internal | Shoulder | B12 | 200 | 850 | 0 | 53.52 | 55.85 | 5 | 0
2035 | SPP_S_2_ENT | SPP_S | ENT | Internal | Shoulder | B13 | 600 | 850 | 0 | 53.4 | 55.45 | 5 | 0
2035 | SPP_S_2_ENT | SPP_S | ENT | Internal | Shoulder | B14 | 900 | 850 | 0 | 48.89 | 53.87 | 5 | 0
2035 | SPP_S_2_ENT | SPP_S | ENT | Internal | Shoulder | B15 | 1203 | 850 | 0 | 48.62 | 53.61 | 5 | 0
2035 | SPP_S_2_ENT | SPP_S | ENT | Internal | Summer | B1 | 10 | 850 | 850 | 332.89 | 749.18 | 5 | 411.28
2035 | SPP_S_2_ENT | SPP_S | ENT | Internal | Summer | B2 | 25 | 850 | 87.81 | 746.19 | 751.19 | 5 | 0
2035 | SPP_S_2_ENT | SPP_S | ENT | Internal | Summer | B3 | 75 | 850 | 0 | 109.65 | 110.65 | 5 | 0
2035 | SPP_S_2_ENT | SPP_S | ENT | Internal | Summer | B4 | 100 | 850 | 0 | 88.31 | 91.78 | 5 | 0
2035 | SPP_S_2_ENT | SPP_S | ENT | Internal | Summer | B5 | 200 | 850 | 0 | 82.84 | 80.45 | 5 | 0
2035 | SPP_S_2_ENT | SPP_S | ENT | Internal | Summer | B6 | 300 | 850 | 206.53 | 60.9 | 65.9 | 5 | 0
2035 | SPP_S_2_ENT | SPP_S | ENT | Internal | Summer | B7 | 400 | 850 | 0 | 53.39 | 54.06 | 5 | 0
2035 | SPP_S_2_ENT | SPP_S | ENT | Internal | Summer | B8 | 500 | 850 | 0 | 51.61 | 53.67 | 5 | 0
2035 | SPP_S_2_ENT | SPP_S | ENT | Internal | Summer | B9 | 800 | 850 | 0 | 51.61 | 53.67 | 5 | 0
2035 | SPP_S_2_ENT | SPP_S | ENT | Internal | Summer | B10 | 1262 | 850 | 850 | 46.83 | 51.9 | 5 | 0.07
2035 | SPP_S_2_ENT | SPP_S | ENT | Internal | Winter | B16 | 25 | 850 | 850 | 57.13 | 78.72 | 5 | 16.59
2035 | SPP_S_2_ENT | SPP_S | ENT | Internal | Winter | B17 | 100 | 850 | 0 | 57 | 59.42 | 5 | 0
2035 | SPP_S_2_ENT | SPP_S | ENT | Internal | Winter | B18 | 400 | 850 | 0 | 52.79 | 57.78 | 5 | 0
2035 | SPP_S_2_ENT | SPP_S | ENT | Internal | Winter | B19 | 700 | 850 | 850 | 52.02 | 57.03 | 5 | 0.01
2035 | SPP_S_2_ENT | SPP_S | ENT | Internal | Winter | B20 | 935 | 850 | 850 | 47.47 | 57.03 | 5 | 4.57
2035 | SPP_S_2_SPP_N | SPP_S | SPP_N | Internal | Shoulder | B11 | 25 | 640 | 640 | 77 | 83.71 | 0.01 | 6.69
2035 | SPP_S_2_SPP_N | SPP_S | SPP_N | Internal | Shoulder | B12 | 200 | 640 | 640 | 53.52 | 58.85 | 0.01 | 5.33
2035 | SPP_S_2_SPP_N | SPP_S | SPP_N | Internal | Shoulder | B13 | 600 | 640 | 0 | 53.4 | 53.38 | 0.01 | 0
2035 | SPP_S_2_SPP_N | SPP_S | SPP_N | Internal | Shoulder | B14 | 900 | 640 | 0 | 48.89 | 48.87 | 0.01 | 0
2035 | SPP_S_2_SPP_N | SPP_S | SPP_N | Internal | Shoulder | B15 | 1203 | 640 | 0 | 48.62 | 48.61 | 0.01 | 0
2035 | SPP_S_2_SPP_N | SPP_S | SPP_N | Internal | Summer | B1 | 10 | 640 | 640 | 332.89 | 744.18 | 0.01 | 411.27
2035 | SPP_S_2_SPP_N | SPP_S | SPP_N | Internal | Summer | B2 | 25 | 640 | 0 | 746.19 | 746.19 | 0.01 | 0
2035 | SPP_S_2_SPP_N | SPP_S | SPP_N | Internal | Summer | B3 | 75 | 640 | 0 | 109.65 | 109.63 | 0.01 | 0
2035 | SPP_S_2_SPP_N | SPP_S | SPP_N | Internal | Summer | B4 | 100 | 640 | 297.85 | 88.31 | 88.32 | 0.01 | 0
2035 | SPP_S_2_SPP_N | SPP_S | SPP_N | Internal | Summer | B5 | 200 | 640 | 640 | 82.84 | 83.24 | 0.01 | 0.39
2035 | SPP_S_2_SPP_N | SPP_S | SPP_N | Internal | Summer | B6 | 300 | 640 | 505.83 | 60.9 | 60.91 | 0.01 | 0
2035 | SPP_S_2_SPP_N | SPP_S | SPP_N | Internal | Summer | B7 | 400 | 640 | 78.91 | 53.39 | 53.4 | 0.01 | 0
2035 | SPP_S_2_SPP_N | SPP_S | SPP_N | Internal | Summer | B8 | 500 | 640 | 0 | 51.61 | 51.6 | 0.01 | 0
2035 | SPP_S_2_SPP_N | SPP_S | SPP_N | Internal | Summer | B9 | 800 | 640 | 0 | 51.61 | 51.6 | 0.01 | 0
2035 | SPP_S_2_SPP_N | SPP_S | SPP_N | Internal | Summer | B10 | 1262 | 640 | 0 | 46.83 | 46.81 | 0.01 | 0
2035 | SPP_S_2_SPP_N | SPP_S | SPP_N | Internal | Winter | B16 | 25 | 640 | 640 | 57.13 | 73.73 | 0.01 | 16.59
2035 | SPP_S_2_SPP_N | SPP_S | SPP_N | Internal | Winter | B17 | 100 | 640 | 0 | 57 | 56.99 | 0.01 | 0
2035 | SPP_S_2_SPP_N | SPP_S | SPP_N | Internal | Winter | B18 | 400 | 640 | 0 | 52.79 | 52.78 | 0.01 | 0
2035 | SPP_S_2_SPP_N | SPP_S | SPP_N | Internal | Winter | B19 | 700 | 640 | 104.93 | 52.02 | 52.03 | 0.01 | 0
2035 | SPP_S_2_SPP_N | SPP_S | SPP_N | Internal | Winter | B20 | 935 | 640 | 0 | 47.47 | 47.45 | 0.01 | 0
2035 | TVA_2_ENT | TVA | ENT | Internal | Shoulder | B11 | 25 | 500 | 0 | 87.34 | 82 | 9 | 0
2035 | TVA_2_ENT | TVA | ENT | Internal | Shoulder | B12 | 200 | 500 | 0 | 62.62 | 55.85 | 9 | 0
2035 | TVA_2_ENT | TVA | ENT | Internal | Shoulder | B13 | 600 | 500 | 0 | 57.42 | 55.45 | 9 | 0
2035 | TVA_2_ENT | TVA | ENT | Internal | Shoulder | B14 | 900 | 500 | 0 | 57.42 | 53.87 | 9 | 0
2035 | TVA_2_ENT | TVA | ENT | Internal | Shoulder | B15 | 1203 | 500 | 0 | 57.42 | 53.61 | 9 | 0
2035 | TVA_2_ENT | TVA | ENT | Internal | Summer | B1 | 10 | 500 | 0 | 751.19 | 749.18 | 9 | 0
2035 | TVA_2_ENT | TVA | ENT | Internal | Summer | B2 | 25 | 500 | 0 | 751.19 | 751.19 | 9 | 0
2035 | TVA_2_ENT | TVA | ENT | Internal | Summer | B3 | 75 | 500 | 0 | 110.66 | 110.65 | 9 | 0
2035 | TVA_2_ENT | TVA | ENT | Internal | Summer | B4 | 100 | 500 | 0 | 91.79 | 91.78 | 9 | 0
2035 | TVA_2_ENT | TVA | ENT | Internal | Summer | B5 | 200 | 500 | 0 | 87.23 | 80.45 | 9 | 0
2035 | TVA_2_ENT | TVA | ENT | Internal | Summer | B6 | 300 | 500 | 0 | 68.26 | 65.9 | 9 | 0
2035 | TVA_2_ENT | TVA | ENT | Internal | Summer | B7 | 400 | 500 | 0 | 55.88 | 54.06 | 9 | 0
2035 | TVA_2_ENT | TVA | ENT | Internal | Summer | B8 | 500 | 500 | 0 | 54.8 | 53.67 | 9 | 0
2035 | TVA_2_ENT | TVA | ENT | Internal | Summer | B9 | 800 | 500 | 0 | 53.58 | 53.67 | 9 | 0
2035 | TVA_2_ENT | TVA | ENT | Internal | Summer | B10 | 1262 | 500 | 0 | 49.41 | 51.9 | 9 | 0
2035 | TVA_2_ENT | TVA | ENT | Internal | Winter | B16 | 25 | 500 | 0 | 86.73 | 78.72 | 9 | 0
2035 | TVA_2_ENT | TVA | ENT | Internal | Winter | B17 | 100 | 500 | 0 | 67.44 | 59.42 | 9 | 0
2035 | TVA_2_ENT | TVA | ENT | Internal | Winter | B18 | 400 | 500 | 0 | 60.74 | 57.78 | 9 | 0
2035 | TVA_2_ENT | TVA | ENT | Internal | Winter | B19 | 700 | 500 | 0 | 60.74 | 57.03 | 9 | 0
2035 | TVA_2_ENT | TVA | ENT | Internal | Winter | B20 | 935 | 500 | 0 | 58.38 | 57.03 | 9 | 0
2035 | TVA_2_NonRTO_Midwest | TVA | NonRTO_Midwest | Internal | Shoulder | B11 | 25 | 100 | 0 | 87.34 | 91.71 | 9 | 0
2035 | TVA_2_NonRTO_Midwest | TVA | NonRTO_Midwest | Internal | Shoulder | B12 | 200 | 100 | 100 | 62.62 | 72.85 | 9 | 1.24
2035 | TVA_2_NonRTO_Midwest | TVA | NonRTO_Midwest | Internal | Shoulder | B13 | 600 | 100 | 0 | 57.42 | 61.98 | 9 | 0
2035 | TVA_2_NonRTO_Midwest | TVA | NonRTO_Midwest | Internal | Shoulder | B14 | 900 | 100 | 0 | 57.42 | 61.72 | 9 | 0
2035 | TVA_2_NonRTO_Midwest | TVA | NonRTO_Midwest | Internal | Shoulder | B15 | 1203 | 100 | 0 | 57.42 | 49.4 | 9 | 0
2035 | TVA_2_NonRTO_Midwest | TVA | NonRTO_Midwest | Internal | Summer | B1 | 10 | 100 | 0 | 751.19 | 751.19 | 9 | 0
2035 | TVA_2_NonRTO_Midwest | TVA | NonRTO_Midwest | Internal | Summer | B2 | 25 | 100 | 0 | 751.19 | 751.19 | 9 | 0
2035 | TVA_2_NonRTO_Midwest | TVA | NonRTO_Midwest | Internal | Summer | B3 | 75 | 100 | 0 | 110.66 | 110.63 | 9 | 0
2035 | TVA_2_NonRTO_Midwest | TVA | NonRTO_Midwest | Internal | Summer | B4 | 100 | 100 | 0 | 91.79 | 88.93 | 9 | 0
2035 | TVA_2_NonRTO_Midwest | TVA | NonRTO_Midwest | Internal | Summer | B5 | 200 | 100 | 0 | 87.23 | 88.93 | 9 | 0
2035 | TVA_2_NonRTO_Midwest | TVA | NonRTO_Midwest | Internal | Summer | B6 | 300 | 100 | 0 | 68.26 | 68.92 | 9 | 0
2035 | TVA_2_NonRTO_Midwest | TVA | NonRTO_Midwest | Internal | Summer | B7 | 400 | 100 | 0 | 55.88 | 48.89 | 9 | 0
2035 | TVA_2_NonRTO_Midwest | TVA | NonRTO_Midwest | Internal | Summer | B8 | 500 | 100 | 0 | 54.8 | 46.79 | 9 | 0
2035 | TVA_2_NonRTO_Midwest | TVA | NonRTO_Midwest | Internal | Summer | B9 | 800 | 100 | 0 | 53.58 | 45.57 | 9 | 0
2035 | TVA_2_NonRTO_Midwest | TVA | NonRTO_Midwest | Internal | Summer | B10 | 1262 | 100 | 0 | 49.41 | 41.4 | 9 | 0
2035 | TVA_2_NonRTO_Midwest | TVA | NonRTO_Midwest | Internal | Winter | B16 | 25 | 100 | 0 | 86.73 | 90.72 | 9 | 0
2035 | TVA_2_NonRTO_Midwest | TVA | NonRTO_Midwest | Internal | Winter | B17 | 100 | 100 | 0 | 67.44 | 70.63 | 9 | 0
2035 | TVA_2_NonRTO_Midwest | TVA | NonRTO_Midwest | Internal | Winter | B18 | 400 | 100 | 0 | 60.74 | 64.86 | 9 | 0
2035 | TVA_2_NonRTO_Midwest | TVA | NonRTO_Midwest | Internal | Winter | B19 | 700 | 100 | 0 | 60.74 | 60.47 | 9 | 0
2035 | TVA_2_NonRTO_Midwest | TVA | NonRTO_Midwest | Internal | Winter | B20 | 935 | 100 | 0 | 58.38 | 50.37 | 9 | 0
2035 | TVA_2_PJM_ROR | TVA | PJM_ROR | Internal | Shoulder | B11 | 25 | 500 | 0 | 87.34 | 81.7 | 9 | 0
2035 | TVA_2_PJM_ROR | TVA | PJM_ROR | Internal | Shoulder | B12 | 200 | 500 | 0 | 62.62 | 65.85 | 9 | 0
2035 | TVA_2_PJM_ROR | TVA | PJM_ROR | Internal | Shoulder | B13 | 600 | 500 | 0 | 57.42 | 55.96 | 9 | 0
2035 | TVA_2_PJM_ROR | TVA | PJM_ROR | Internal | Shoulder | B14 | 900 | 500 | 0 | 57.42 | 53.25 | 9 | 0
2035 | TVA_2_PJM_ROR | TVA | PJM_ROR | Internal | Shoulder | B15 | 1203 | 500 | 0 | 57.42 | 51.4 | 9 | 0
2035 | TVA_2_PJM_ROR | TVA | PJM_ROR | Internal | Summer | B1 | 10 | 500 | 0 | 751.19 | 751.19 | 9 | 0
2035 | TVA_2_PJM_ROR | TVA | PJM_ROR | Internal | Summer | B2 | 25 | 500 | 0 | 751.19 | 751.16 | 9 | 0
2035 | TVA_2_PJM_ROR | TVA | PJM_ROR | Internal | Summer | B3 | 75 | 500 | 0 | 110.66 | 104.63 | 9 | 0
2035 | TVA_2_PJM_ROR | TVA | PJM_ROR | Internal | Summer | B4 | 100 | 500 | 0 | 91.79 | 81.8 | 9 | 0
2035 | TVA_2_PJM_ROR | TVA | PJM_ROR | Internal | Summer | B5 | 200 | 500 | 0 | 87.23 | 81.22 | 9 | 0
2035 | TVA_2_PJM_ROR | TVA | PJM_ROR | Internal | Summer | B6 | 300 | 500 | 0 | 68.26 | 62.25 | 9 | 0
2035 | TVA_2_PJM_ROR | TVA | PJM_ROR | Internal | Summer | B7 | 400 | 500 | 0 | 55.88 | 50.89 | 9 | 0
2035 | TVA_2_PJM_ROR | TVA | PJM_ROR | Internal | Summer | B8 | 500 | 500 | 0 | 54.8 | 48.79 | 9 | 0
2035 | TVA_2_PJM_ROR | TVA | PJM_ROR | Internal | Summer | B9 | 800 | 500 | 0 | 53.58 | 47.57 | 9 | 0
2035 | TVA_2_PJM_ROR | TVA | PJM_ROR | Internal | Summer | B10 | 1262 | 500 | 0 | 49.41 | 44.9 | 9 | 0
2035 | TVA_2_PJM_ROR | TVA | PJM_ROR | Internal | Winter | B16 | 25 | 500 | 0 | 86.73 | 80.72 | 9 | 0
2035 | TVA_2_PJM_ROR | TVA | PJM_ROR | Internal | Winter | B17 | 100 | 500 | 0 | 67.44 | 63.99 | 9 | 0
2035 | TVA_2_PJM_ROR | TVA | PJM_ROR | Internal | Winter | B18 | 400 | 500 | 0 | 60.74 | 57.36 | 9 | 0
2035 | TVA_2_PJM_ROR | TVA | PJM_ROR | Internal | Winter | B19 | 700 | 500 | 0 | 60.74 | 54.99 | 9 | 0
2035 | TVA_2_PJM_ROR | TVA | PJM_ROR | Internal | Winter | B20 | 935 | 500 | 0 | 58.38 | 52.37 | 9 | 0
2035 | TVA_2_SOCO | TVA | SOCO | Internal | Shoulder | B11 | 25 | 500 | 0 | 87.34 | 90 | 9 | 0
2035 | TVA_2_SOCO | TVA | SOCO | Internal | Shoulder | B12 | 200 | 500 | 0 | 62.62 | 57.72 | 9 | 0
2035 | TVA_2_SOCO | TVA | SOCO | Internal | Shoulder | B13 | 600 | 500 | 0 | 57.42 | 55.72 | 9 | 0
2035 | TVA_2_SOCO | TVA | SOCO | Internal | Shoulder | B14 | 900 | 500 | 0 | 57.42 | 55.72 | 9 | 0
2035 | TVA_2_SOCO | TVA | SOCO | Internal | Shoulder | B15 | 1203 | 500 | 0 | 57.42 | 55.72 | 9 | 0
2035 | TVA_2_SOCO | TVA | SOCO | Internal | Summer | B1 | 10 | 500 | 0 | 751.19 | 751.19 | 9 | 0
2035 | TVA_2_SOCO | TVA | SOCO | Internal | Summer | B2 | 25 | 500 | 0 | 751.19 | 751.19 | 9 | 0
2035 | TVA_2_SOCO | TVA | SOCO | Internal | Summer | B3 | 75 | 500 | 0 | 110.66 | 118.65 | 9 | 0
2035 | TVA_2_SOCO | TVA | SOCO | Internal | Summer | B4 | 100 | 500 | 0 | 91.79 | 92.69 | 9 | 0
2035 | TVA_2_SOCO | TVA | SOCO | Internal | Summer | B5 | 200 | 500 | 0 | 87.23 | 88.45 | 9 | 0
2035 | TVA_2_SOCO | TVA | SOCO | Internal | Summer | B6 | 300 | 500 | 0 | 68.26 | 74.61 | 9 | 0
2035 | TVA_2_SOCO | TVA | SOCO | Internal | Summer | B7 | 400 | 500 | 0 | 55.88 | 62.06 | 9 | 0
2035 | TVA_2_SOCO | TVA | SOCO | Internal | Summer | B8 | 500 | 500 | 0 | 54.8 | 54.18 | 9 | 0
2035 | TVA_2_SOCO | TVA | SOCO | Internal | Summer | B9 | 800 | 500 | 0 | 53.58 | 54.18 | 9 | 0
2035 | TVA_2_SOCO | TVA | SOCO | Internal | Summer | B10 | 1262 | 500 | 0 | 49.41 | 54.18 | 9 | 0
2035 | TVA_2_SOCO | TVA | SOCO | Internal | Winter | B16 | 25 | 500 | 0 | 86.73 | 94.42 | 9 | 0
2035 | TVA_2_SOCO | TVA | SOCO | Internal | Winter | B17 | 100 | 500 | 0 | 67.44 | 59.07 | 9 | 0
2035 | TVA_2_SOCO | TVA | SOCO | Internal | Winter | B18 | 400 | 500 | 0 | 60.74 | 59.07 | 9 | 0
2035 | TVA_2_SOCO | TVA | SOCO | Internal | Winter | B19 | 700 | 500 | 0 | 60.74 | 59.07 | 9 | 0
2035 | TVA_2_SOCO | TVA | SOCO | Internal | Winter | B20 | 935 | 500 | 0 | 58.38 | 58.29 | 9 | 0
2035 | TVA_2_VACAR | TVA | VACAR | Internal | Shoulder | B11 | 25 | 150 | 147.22 | 87.34 | 96.34 | 9 | 0
2035 | TVA_2_VACAR | TVA | VACAR | Internal | Shoulder | B12 | 200 | 150 | 150 | 62.62 | 71.85 | 9 | 0.24
2035 | TVA_2_VACAR | TVA | VACAR | Internal | Shoulder | B13 | 600 | 150 | 0 | 57.42 | 62.95 | 9 | 0
2035 | TVA_2_VACAR | TVA | VACAR | Internal | Shoulder | B14 | 900 | 150 | 0 | 57.42 | 61.77 | 9 | 0
2035 | TVA_2_VACAR | TVA | VACAR | Internal | Shoulder | B15 | 1203 | 150 | 0 | 57.42 | 58.4 | 9 | 0
2035 | TVA_2_VACAR | TVA | VACAR | Internal | Summer | B1 | 10 | 150 | 0 | 751.19 | 751.19 | 9 | 0
2035 | TVA_2_VACAR | TVA | VACAR | Internal | Summer | B2 | 25 | 150 | 0 | 751.19 | 751.19 | 9 | 0
2035 | TVA_2_VACAR | TVA | VACAR | Internal | Summer | B3 | 75 | 150 | 150 | 110.66 | 128.65 | 9 | 8.99
2035 | TVA_2_VACAR | TVA | VACAR | Internal | Summer | B4 | 100 | 150 | 0 | 91.79 | 92.52 | 9 | 0
2035 | TVA_2_VACAR | TVA | VACAR | Internal | Summer | B5 | 200 | 150 | 0 | 87.23 | 92.52 | 9 | 0
2035 | TVA_2_VACAR | TVA | VACAR | Internal | Summer | B6 | 300 | 150 | 150 | 68.26 | 84.61 | 9 | 7.35
2035 | TVA_2_VACAR | TVA | VACAR | Internal | Summer | B7 | 400 | 150 | 150 | 55.88 | 70.8 | 9 | 5.91
2035 | TVA_2_VACAR | TVA | VACAR | Internal | Summer | B8 | 500 | 150 | 0 | 54.8 | 59.19 | 9 | 0
2035 | TVA_2_VACAR | TVA | VACAR | Internal | Summer | B9 | 800 | 150 | 0 | 53.58 | 55.96 | 9 | 0
2035 | TVA_2_VACAR | TVA | VACAR | Internal | Summer | B10 | 1262 | 150 | 0 | 49.41 | 51.32 | 9 | 0
2035 | TVA_2_VACAR | TVA | VACAR | Internal | Winter | B16 | 25 | 150 | 150 | 86.73 | 104.92 | 9 | 9.2
2035 | TVA_2_VACAR | TVA | VACAR | Internal | Winter | B17 | 100 | 150 | 0 | 67.44 | 76.42 | 9 | 0
2035 | TVA_2_VACAR | TVA | VACAR | Internal | Winter | B18 | 400 | 150 | 0 | 60.74 | 63.86 | 9 | 0
2035 | TVA_2_VACAR | TVA | VACAR | Internal | Winter | B19 | 700 | 150 | 0 | 60.74 | 60.99 | 9 | 0
2035 | TVA_2_VACAR | TVA | VACAR | Internal | Winter | B20 | 935 | 150 | 0 | 58.38 | 58.37 | 9 | 0
2035 | TVA_Transmission_2_NonRTO_Midwest | TVA_Transmission | NonRTO_Midwest | Internal | Shoulder | B11 | 25 | 700 | 0 | 87.58 | 91.71 | 9 | 0
2035 | TVA_Transmission_2_NonRTO_Midwest | TVA_Transmission | NonRTO_Midwest | Internal | Shoulder | B12 | 200 | 700 | 330.71 | 63.85 | 72.85 | 9 | 0
2035 | TVA_Transmission_2_NonRTO_Midwest | TVA_Transmission | NonRTO_Midwest | Internal | Shoulder | B13 | 600 | 700 | 0 | 58.9 | 61.98 | 9 | 0
2035 | TVA_Transmission_2_NonRTO_Midwest | TVA_Transmission | NonRTO_Midwest | Internal | Shoulder | B14 | 900 | 700 | 0 | 58.2 | 61.72 | 9 | 0
2035 | TVA_Transmission_2_NonRTO_Midwest | TVA_Transmission | NonRTO_Midwest | Internal | Shoulder | B15 | 1203 | 700 | 0 | 57.4 | 49.4 | 9 | 0
2035 | TVA_Transmission_2_NonRTO_Midwest | TVA_Transmission | NonRTO_Midwest | Internal | Summer | B1 | 10 | 700 | 0 | 753.93 | 751.19 | 9 | 0
2035 | TVA_Transmission_2_NonRTO_Midwest | TVA_Transmission | NonRTO_Midwest | Internal | Summer | B2 | 25 | 700 | 0 | 754.73 | 751.19 | 9 | 0
2035 | TVA_Transmission_2_NonRTO_Midwest | TVA_Transmission | NonRTO_Midwest | Internal | Summer | B3 | 75 | 700 | 0 | 110.65 | 110.63 | 9 | 0
2035 | TVA_Transmission_2_NonRTO_Midwest | TVA_Transmission | NonRTO_Midwest | Internal | Summer | B4 | 100 | 700 | 0 | 91.78 | 88.93 | 9 | 0
2035 | TVA_Transmission_2_NonRTO_Midwest | TVA_Transmission | NonRTO_Midwest | Internal | Summer | B5 | 200 | 700 | 0 | 87.22 | 88.93 | 9 | 0
2035 | TVA_Transmission_2_NonRTO_Midwest | TVA_Transmission | NonRTO_Midwest | Internal | Summer | B6 | 300 | 700 | 0 | 68.25 | 68.92 | 9 | 0
2035 | TVA_Transmission_2_NonRTO_Midwest | TVA_Transmission | NonRTO_Midwest | Internal | Summer | B7 | 400 | 700 | 0 | 56.89 | 48.89 | 9 | 0
2035 | TVA_Transmission_2_NonRTO_Midwest | TVA_Transmission | NonRTO_Midwest | Internal | Summer | B8 | 500 | 700 | 0 | 54.79 | 46.79 | 9 | 0
2035 | TVA_Transmission_2_NonRTO_Midwest | TVA_Transmission | NonRTO_Midwest | Internal | Summer | B9 | 800 | 700 | 0 | 53.57 | 45.57 | 9 | 0
2035 | TVA_Transmission_2_NonRTO_Midwest | TVA_Transmission | NonRTO_Midwest | Internal | Summer | B10 | 1262 | 700 | 0 | 49.4 | 41.4 | 9 | 0
2035 | TVA_Transmission_2_NonRTO_Midwest | TVA_Transmission | NonRTO_Midwest | Internal | Winter | B16 | 25 | 700 | 0 | 86.72 | 90.72 | 9 | 0
2035 | TVA_Transmission_2_NonRTO_Midwest | TVA_Transmission | NonRTO_Midwest | Internal | Winter | B17 | 100 | 700 | 0 | 67.42 | 70.63 | 9 | 0
2035 | TVA_Transmission_2_NonRTO_Midwest | TVA_Transmission | NonRTO_Midwest | Internal | Winter | B18 | 400 | 700 | 0 | 61.88 | 64.86 | 9 | 0
2035 | TVA_Transmission_2_NonRTO_Midwest | TVA_Transmission | NonRTO_Midwest | Internal | Winter | B19 | 700 | 700 | 0 | 60.83 | 60.47 | 9 | 0
2035 | TVA_Transmission_2_NonRTO_Midwest | TVA_Transmission | NonRTO_Midwest | Internal | Winter | B20 | 935 | 700 | 0 | 58.37 | 50.37 | 9 | 0
2035 | TVA_Transmission_2_PJM_ROR | TVA_Transmission | PJM_ROR | Internal | Shoulder | B11 | 25 | 2000 | 0 | 87.58 | 81.7 | 9 | 0
2035 | TVA_Transmission_2_PJM_ROR | TVA_Transmission | PJM_ROR | Internal | Shoulder | B12 | 200 | 2000 | 0 | 63.85 | 65.85 | 9 | 0
2035 | TVA_Transmission_2_PJM_ROR | TVA_Transmission | PJM_ROR | Internal | Shoulder | B13 | 600 | 2000 | 0 | 58.9 | 55.96 | 9 | 0
2035 | TVA_Transmission_2_PJM_ROR | TVA_Transmission | PJM_ROR | Internal | Shoulder | B14 | 900 | 2000 | 0 | 58.2 | 53.25 | 9 | 0
2035 | TVA_Transmission_2_PJM_ROR | TVA_Transmission | PJM_ROR | Internal | Shoulder | B15 | 1203 | 2000 | 0 | 57.4 | 51.4 | 9 | 0
2035 | TVA_Transmission_2_PJM_ROR | TVA_Transmission | PJM_ROR | Internal | Summer | B1 | 10 | 2000 | 0 | 753.93 | 751.19 | 9 | 0
2035 | TVA_Transmission_2_PJM_ROR | TVA_Transmission | PJM_ROR | Internal | Summer | B2 | 25 | 2000 | 0 | 754.73 | 751.16 | 9 | 0
2035 | TVA_Transmission_2_PJM_ROR | TVA_Transmission | PJM_ROR | Internal | Summer | B3 | 75 | 2000 | 0 | 110.65 | 104.63 | 9 | 0
2035 | TVA_Transmission_2_PJM_ROR | TVA_Transmission | PJM_ROR | Internal | Summer | B4 | 100 | 2000 | 0 | 91.78 | 81.8 | 9 | 0
2035 | TVA_Transmission_2_PJM_ROR | TVA_Transmission | PJM_ROR | Internal | Summer | B5 | 200 | 2000 | 0 | 87.22 | 81.22 | 9 | 0
2035 | TVA_Transmission_2_PJM_ROR | TVA_Transmission | PJM_ROR | Internal | Summer | B6 | 300 | 2000 | 0 | 68.25 | 62.25 | 9 | 0
2035 | TVA_Transmission_2_PJM_ROR | TVA_Transmission | PJM_ROR | Internal | Summer | B7 | 400 | 2000 | 0 | 56.89 | 50.89 | 9 | 0
2035 | TVA_Transmission_2_PJM_ROR | TVA_Transmission | PJM_ROR | Internal | Summer | B8 | 500 | 2000 | 0 | 54.79 | 48.79 | 9 | 0
2035 | TVA_Transmission_2_PJM_ROR | TVA_Transmission | PJM_ROR | Internal | Summer | B9 | 800 | 2000 | 0 | 53.57 | 47.57 | 9 | 0
2035 | TVA_Transmission_2_PJM_ROR | TVA_Transmission | PJM_ROR | Internal | Summer | B10 | 1262 | 2000 | 0 | 49.4 | 44.9 | 9 | 0
2035 | TVA_Transmission_2_PJM_ROR | TVA_Transmission | PJM_ROR | Internal | Winter | B16 | 25 | 2000 | 0 | 86.72 | 80.72 | 9 | 0
2035 | TVA_Transmission_2_PJM_ROR | TVA_Transmission | PJM_ROR | Internal | Winter | B17 | 100 | 2000 | 0 | 67.42 | 63.99 | 9 | 0
2035 | TVA_Transmission_2_PJM_ROR | TVA_Transmission | PJM_ROR | Internal | Winter | B18 | 400 | 2000 | 0 | 61.88 | 57.36 | 9 | 0
2035 | TVA_Transmission_2_PJM_ROR | TVA_Transmission | PJM_ROR | Internal | Winter | B19 | 700 | 2000 | 0 | 60.83 | 54.99 | 9 | 0
2035 | TVA_Transmission_2_PJM_ROR | TVA_Transmission | PJM_ROR | Internal | Winter | B20 | 935 | 2000 | 0 | 58.37 | 52.37 | 9 | 0
2035 | TVA_Transmission_2_SOCO | TVA_Transmission | SOCO | Internal | Shoulder | B11 | 25 | 3200 | 0 | 87.58 | 90 | 9 | 0
2035 | TVA_Transmission_2_SOCO | TVA_Transmission | SOCO | Internal | Shoulder | B12 | 200 | 3200 | 0 | 63.85 | 57.72 | 9 | 0
2035 | TVA_Transmission_2_SOCO | TVA_Transmission | SOCO | Internal | Shoulder | B13 | 600 | 3200 | 0 | 58.9 | 55.72 | 9 | 0
2035 | TVA_Transmission_2_SOCO | TVA_Transmission | SOCO | Internal | Shoulder | B14 | 900 | 3200 | 0 | 58.2 | 55.72 | 9 | 0
2035 | TVA_Transmission_2_SOCO | TVA_Transmission | SOCO | Internal | Shoulder | B15 | 1203 | 3200 | 0 | 57.4 | 55.72 | 9 | 0
2035 | TVA_Transmission_2_SOCO | TVA_Transmission | SOCO | Internal | Summer | B1 | 10 | 3200 | 0 | 753.93 | 751.19 | 9 | 0
2035 | TVA_Transmission_2_SOCO | TVA_Transmission | SOCO | Internal | Summer | B2 | 25 | 3200 | 0 | 754.73 | 751.19 | 9 | 0
2035 | TVA_Transmission_2_SOCO | TVA_Transmission | SOCO | Internal | Summer | B3 | 75 | 3200 | 0 | 110.65 | 118.65 | 9 | 0
2035 | TVA_Transmission_2_SOCO | TVA_Transmission | SOCO | Internal | Summer | B4 | 100 | 3200 | 0 | 91.78 | 92.69 | 9 | 0
2035 | TVA_Transmission_2_SOCO | TVA_Transmission | SOCO | Internal | Summer | B5 | 200 | 3200 | 0 | 87.22 | 88.45 | 9 | 0
2035 | TVA_Transmission_2_SOCO | TVA_Transmission | SOCO | Internal | Summer | B6 | 300 | 3200 | 0 | 68.25 | 74.61 | 9 | 0
2035 | TVA_Transmission_2_SOCO | TVA_Transmission | SOCO | Internal | Summer | B7 | 400 | 3200 | 0 | 56.89 | 62.06 | 9 | 0
2035 | TVA_Transmission_2_SOCO | TVA_Transmission | SOCO | Internal | Summer | B8 | 500 | 3200 | 0 | 54.79 | 54.18 | 9 | 0
2035 | TVA_Transmission_2_SOCO | TVA_Transmission | SOCO | Internal | Summer | B9 | 800 | 3200 | 0 | 53.57 | 54.18 | 9 | 0
2035 | TVA_Transmission_2_SOCO | TVA_Transmission | SOCO | Internal | Summer | B10 | 1262 | 3200 | 0 | 49.4 | 54.18 | 9 | 0
2035 | TVA_Transmission_2_SOCO | TVA_Transmission | SOCO | Internal | Winter | B16 | 25 | 3200 | 0 | 86.72 | 94.42 | 9 | 0
2035 | TVA_Transmission_2_SOCO | TVA_Transmission | SOCO | Internal | Winter | B17 | 100 | 3200 | 0 | 67.42 | 59.07 | 9 | 0
2035 | TVA_Transmission_2_SOCO | TVA_Transmission | SOCO | Internal | Winter | B18 | 400 | 3200 | 0 | 61.88 | 59.07 | 9 | 0
2035 | TVA_Transmission_2_SOCO | TVA_Transmission | SOCO | Internal | Winter | B19 | 700 | 3200 | 0 | 60.83 | 59.07 | 9 | 0
2035 | TVA_Transmission_2_SOCO | TVA_Transmission | SOCO | Internal | Winter | B20 | 935 | 3200 | 0 | 58.37 | 58.29 | 9 | 0
2035 | TVA_Transmission_2_TVA | TVA_Transmission | TVA | Internal | Shoulder | B11 | 25 | 99999 | 0 | 87.58 | 87.34 | 0.01 | 0
2035 | TVA_Transmission_2_TVA | TVA_Transmission | TVA | Internal | Shoulder | B12 | 200 | 99999 | 0 | 63.85 | 62.62 | 0.01 | 0
2035 | TVA_Transmission_2_TVA | TVA_Transmission | TVA | Internal | Shoulder | B13 | 600 | 99999 | 0 | 58.9 | 57.42 | 0.01 | 0
2035 | TVA_Transmission_2_TVA | TVA_Transmission | TVA | Internal | Shoulder | B14 | 900 | 99999 | 0 | 58.2 | 57.42 | 0.01 | 0
2035 | TVA_Transmission_2_TVA | TVA_Transmission | TVA | Internal | Shoulder | B15 | 1203 | 99999 | 841.68 | 57.4 | 57.42 | 0.01 | 0
2035 | TVA_Transmission_2_TVA | TVA_Transmission | TVA | Internal | Summer | B1 | 10 | 99999 | 0 | 753.93 | 751.19 | 0.01 | 0
2035 | TVA_Transmission_2_TVA | TVA_Transmission | TVA | Internal | Summer | B2 | 25 | 99999 | 0 | 754.73 | 751.19 | 0.01 | 0
2035 | TVA_Transmission_2_TVA | TVA_Transmission | TVA | Internal | Summer | B3 | 75 | 99999 | 3412.4 | 110.65 | 110.66 | 0.01 | 0
2035 | TVA_Transmission_2_TVA | TVA_Transmission | TVA | Internal | Summer | B4 | 100 | 99999 | 2618.28 | 91.78 | 91.79 | 0.01 | 0
2035 | TVA_Transmission_2_TVA | TVA_Transmission | TVA | Internal | Summer | B5 | 200 | 99999 | 1149.36 | 87.22 | 87.23 | 0.01 | 0
2035 | TVA_Transmission_2_TVA | TVA_Transmission | TVA | Internal | Summer | B6 | 300 | 99999 | 260.68 | 68.25 | 68.26 | 0.01 | 0
2035 | TVA_Transmission_2_TVA | TVA_Transmission | TVA | Internal | Summer | B7 | 400 | 99999 | 0 | 56.89 | 55.88 | 0.01 | 0
2035 | TVA_Transmission_2_TVA | TVA_Transmission | TVA | Internal | Summer | B8 | 500 | 99999 | 878 | 54.79 | 54.8 | 0.01 | 0
2035 | TVA_Transmission_2_TVA | TVA_Transmission | TVA | Internal | Summer | B9 | 800 | 99999 | 1952.91 | 53.57 | 53.58 | 0.01 | 0
2035 | TVA_Transmission_2_TVA | TVA_Transmission | TVA | Internal | Summer | B10 | 1262 | 99999 | 1865.57 | 49.4 | 49.41 | 0.01 | 0
2035 | TVA_Transmission_2_TVA | TVA_Transmission | TVA | Internal | Winter | B16 | 25 | 99999 | 1321.82 | 86.72 | 86.73 | 0.01 | 0
2035 | TVA_Transmission_2_TVA | TVA_Transmission | TVA | Internal | Winter | B17 | 100 | 99999 | 287.85 | 67.42 | 67.44 | 0.01 | 0
2035 | TVA_Transmission_2_TVA | TVA_Transmission | TVA | Internal | Winter | B18 | 400 | 99999 | 0 | 61.88 | 60.74 | 0.01 | 0
2035 | TVA_Transmission_2_TVA | TVA_Transmission | TVA | Internal | Winter | B19 | 700 | 99999 | 0 | 60.83 | 60.74 | 0.01 | 0
2035 | TVA_Transmission_2_TVA | TVA_Transmission | TVA | Internal | Winter | B20 | 935 | 99999 | 1479.53 | 58.37 | 58.38 | 0.01 | 0
2035 | TVA_Transmission_2_VACAR | TVA_Transmission | VACAR | Internal | Shoulder | B11 | 25 | 900 | 0 | 87.58 | 96.34 | 9 | 0
2035 | TVA_Transmission_2_VACAR | TVA_Transmission | VACAR | Internal | Shoulder | B12 | 200 | 900 | 0 | 63.85 | 71.85 | 9 | 0
2035 | TVA_Transmission_2_VACAR | TVA_Transmission | VACAR | Internal | Shoulder | B13 | 600 | 900 | 0 | 58.9 | 62.95 | 9 | 0
2035 | TVA_Transmission_2_VACAR | TVA_Transmission | VACAR | Internal | Shoulder | B14 | 900 | 900 | 0 | 58.2 | 61.77 | 9 | 0
2035 | TVA_Transmission_2_VACAR | TVA_Transmission | VACAR | Internal | Shoulder | B15 | 1203 | 900 | 0 | 57.4 | 58.4 | 9 | 0
2035 | TVA_Transmission_2_VACAR | TVA_Transmission | VACAR | Internal | Summer | B1 | 10 | 900 | 0 | 753.93 | 751.19 | 9 | 0
2035 | TVA_Transmission_2_VACAR | TVA_Transmission | VACAR | Internal | Summer | B2 | 25 | 900 | 0 | 754.73 | 751.19 | 9 | 0
2035 | TVA_Transmission_2_VACAR | TVA_Transmission | VACAR | Internal | Summer | B3 | 75 | 900 | 900 | 110.65 | 128.65 | 9 | 9
2035 | TVA_Transmission_2_VACAR | TVA_Transmission | VACAR | Internal | Summer | B4 | 100 | 900 | 0 | 91.78 | 92.52 | 9 | 0
2035 | TVA_Transmission_2_VACAR | TVA_Transmission | VACAR | Internal | Summer | B5 | 200 | 900 | 0 | 87.22 | 92.52 | 9 | 0
2035 | TVA_Transmission_2_VACAR | TVA_Transmission | VACAR | Internal | Summer | B6 | 300 | 900 | 900 | 68.25 | 84.61 | 9 | 7.36
2035 | TVA_Transmission_2_VACAR | TVA_Transmission | VACAR | Internal | Summer | B7 | 400 | 900 | 900 | 56.89 | 70.8 | 9 | 4.91
2035 | TVA_Transmission_2_VACAR | TVA_Transmission | VACAR | Internal | Summer | B8 | 500 | 900 | 0 | 54.79 | 59.19 | 9 | 0
2035 | TVA_Transmission_2_VACAR | TVA_Transmission | VACAR | Internal | Summer | B9 | 800 | 900 | 0 | 53.57 | 55.96 | 9 | 0
2035 | TVA_Transmission_2_VACAR | TVA_Transmission | VACAR | Internal | Summer | B10 | 1262 | 900 | 0 | 49.4 | 51.32 | 9 | 0
2035 | TVA_Transmission_2_VACAR | TVA_Transmission | VACAR | Internal | Winter | B16 | 25 | 900 | 900 | 86.72 | 104.92 | 9 | 9.21
2035 | TVA_Transmission_2_VACAR | TVA_Transmission | VACAR | Internal | Winter | B17 | 100 | 900 | 550.85 | 67.42 | 76.42 | 9 | 0
2035 | TVA_Transmission_2_VACAR | TVA_Transmission | VACAR | Internal | Winter | B18 | 400 | 900 | 0 | 61.88 | 63.86 | 9 | 0
2035 | TVA_Transmission_2_VACAR | TVA_Transmission | VACAR | Internal | Winter | B19 | 700 | 900 | 0 | 60.83 | 60.99 | 9 | 0
2035 | TVA_Transmission_2_VACAR | TVA_Transmission | VACAR | Internal | Winter | B20 | 935 | 900 | 0 | 58.37 | 58.37 | 9 | 0
2035 | VACAR_2_SOCO | VACAR | SOCO | Internal | Shoulder | B11 | 25 | 3000 | 0 | 96.34 | 90 | 7 | 0
2035 | VACAR_2_SOCO | VACAR | SOCO | Internal | Shoulder | B12 | 200 | 3000 | 0 | 71.85 | 57.72 | 7 | 0
2035 | VACAR_2_SOCO | VACAR | SOCO | Internal | Shoulder | B13 | 600 | 3000 | 0 | 62.95 | 55.72 | 7 | 0
2035 | VACAR_2_SOCO | VACAR | SOCO | Internal | Shoulder | B14 | 900 | 3000 | 0 | 61.77 | 55.72 | 7 | 0
2035 | VACAR_2_SOCO | VACAR | SOCO | Internal | Shoulder | B15 | 1203 | 3000 | 0 | 58.4 | 55.72 | 7 | 0
2035 | VACAR_2_SOCO | VACAR | SOCO | Internal | Summer | B1 | 10 | 3000 | 0 | 751.19 | 751.19 | 7 | 0
2035 | VACAR_2_SOCO | VACAR | SOCO | Internal | Summer | B2 | 25 | 3000 | 0 | 751.19 | 751.19 | 7 | 0
2035 | VACAR_2_SOCO | VACAR | SOCO | Internal | Summer | B3 | 75 | 3000 | 0 | 128.65 | 118.65 | 7 | 0
2035 | VACAR_2_SOCO | VACAR | SOCO | Internal | Summer | B4 | 100 | 3000 | 0 | 92.52 | 92.69 | 7 | 0
2035 | VACAR_2_SOCO | VACAR | SOCO | Internal | Summer | B5 | 200 | 3000 | 0 | 92.52 | 88.45 | 7 | 0
2035 | VACAR_2_SOCO | VACAR | SOCO | Internal | Summer | B6 | 300 | 3000 | 0 | 84.61 | 74.61 | 7 | 0
2035 | VACAR_2_SOCO | VACAR | SOCO | Internal | Summer | B7 | 400 | 3000 | 0 | 70.8 | 62.06 | 7 | 0
2035 | VACAR_2_SOCO | VACAR | SOCO | Internal | Summer | B8 | 500 | 3000 | 0 | 59.19 | 54.18 | 7 | 0
2035 | VACAR_2_SOCO | VACAR | SOCO | Internal | Summer | B9 | 800 | 3000 | 0 | 55.96 | 54.18 | 7 | 0
2035 | VACAR_2_SOCO | VACAR | SOCO | Internal | Summer | B10 | 1262 | 3000 | 0 | 51.32 | 54.18 | 7 | 0
2035 | VACAR_2_SOCO | VACAR | SOCO | Internal | Winter | B16 | 25 | 3000 | 0 | 104.92 | 94.42 | 7 | 0
2035 | VACAR_2_SOCO | VACAR | SOCO | Internal | Winter | B17 | 100 | 3000 | 0 | 76.42 | 59.07 | 7 | 0
2035 | VACAR_2_SOCO | VACAR | SOCO | Internal | Winter | B18 | 400 | 3000 | 0 | 63.86 | 59.07 | 7 | 0
2035 | VACAR_2_SOCO | VACAR | SOCO | Internal | Winter | B19 | 700 | 3000 | 0 | 60.99 | 59.07 | 7 | 0
2035 | VACAR_2_SOCO | VACAR | SOCO | Internal | Winter | B20 | 935 | 3000 | 0 | 58.37 | 58.29 | 7 | 0
2040 | ENT_2_MISO_MO-IL | ENT | MISO_MO-IL | Internal | Shoulder | B11 | 25 | 2260 | 0 | 83.43 | 87.42 | 8 | 0
2040 | ENT_2_MISO_MO-IL | ENT | MISO_MO-IL | Internal | Shoulder | B12 | 200 | 2260 | 0 | 61.96 | 66.19 | 8 | 0
2040 | ENT_2_MISO_MO-IL | ENT | MISO_MO-IL | Internal | Shoulder | B13 | 600 | 2260 | 0 | 61.51 | 59.86 | 8 | 0
2040 | ENT_2_MISO_MO-IL | ENT | MISO_MO-IL | Internal | Shoulder | B14 | 900 | 2260 | 0 | 59.46 | 57.81 | 8 | 0
2040 | ENT_2_MISO_MO-IL | ENT | MISO_MO-IL | Internal | Shoulder | B15 | 1203 | 2260 | 0 | 59.46 | 57.78 | 8 | 0
2040 | ENT_2_MISO_MO-IL | ENT | MISO_MO-IL | Internal | Summer | B1 | 10 | 2260 | 0 | 743.18 | 743.18 | 8 | 0
2040 | ENT_2_MISO_MO-IL | ENT | MISO_MO-IL | Internal | Summer | B2 | 25 | 2260 | 0 | 751.19 | 746.19 | 8 | 0
2040 | ENT_2_MISO_MO-IL | ENT | MISO_MO-IL | Internal | Summer | B3 | 75 | 2260 | 0 | 147.94 | 138.94 | 8 | 0
2040 | ENT_2_MISO_MO-IL | ENT | MISO_MO-IL | Internal | Summer | B4 | 100 | 2260 | 0 | 100.01 | 92.01 | 8 | 0
2040 | ENT_2_MISO_MO-IL | ENT | MISO_MO-IL | Internal | Summer | B5 | 200 | 2260 | 0 | 89.43 | 82.6 | 8 | 0
2040 | ENT_2_MISO_MO-IL | ENT | MISO_MO-IL | Internal | Summer | B6 | 300 | 2260 | 0 | 66.43 | 66.43 | 8 | 0
2040 | ENT_2_MISO_MO-IL | ENT | MISO_MO-IL | Internal | Summer | B7 | 400 | 2260 | 0 | 60 | 55.02 | 8 | 0
2040 | ENT_2_MISO_MO-IL | ENT | MISO_MO-IL | Internal | Summer | B8 | 500 | 2260 | 0 | 60 | 52.23 | 8 | 0
2040 | ENT_2_MISO_MO-IL | ENT | MISO_MO-IL | Internal | Summer | B9 | 800 | 2260 | 0 | 59.32 | 51.32 | 8 | 0
2040 | ENT_2_MISO_MO-IL | ENT | MISO_MO-IL | Internal | Summer | B10 | 1262 | 2260 | 0 | 57.59 | 48.03 | 8 | 0
2040 | ENT_2_MISO_MO-IL | ENT | MISO_MO-IL | Internal | Winter | B16 | 25 | 2260 | 0 | 80.07 | 80.07 | 8 | 0
2040 | ENT_2_MISO_MO-IL | ENT | MISO_MO-IL | Internal | Winter | B17 | 100 | 2260 | 0 | 66.07 | 66.07 | 8 | 0
2040 | ENT_2_MISO_MO-IL | ENT | MISO_MO-IL | Internal | Winter | B18 | 400 | 2260 | 0 | 65.59 | 61.81 | 8 | 0
2040 | ENT_2_MISO_MO-IL | ENT | MISO_MO-IL | Internal | Winter | B19 | 700 | 2260 | 0 | 63.4 | 59.41 | 8 | 0
2040 | ENT_2_MISO_MO-IL | ENT | MISO_MO-IL | Internal | Winter | B20 | 935 | 2260 | 0 | 63.4 | 56.27 | 8 | 0
2040 | ENT_2_SOCO | ENT | SOCO | Internal | Shoulder | B11 | 25 | 2000 | 630.93 | 83.43 | 91.43 | 8 | 0
2040 | ENT_2_SOCO | ENT | SOCO | Internal | Shoulder | B12 | 200 | 2000 | 0 | 61.96 | 63.09 | 8 | 0
2040 | ENT_2_SOCO | ENT | SOCO | Internal | Shoulder | B13 | 600 | 2000 | 0 | 61.51 | 61.82 | 8 | 0
2040 | ENT_2_SOCO | ENT | SOCO | Internal | Shoulder | B14 | 900 | 2000 | 0 | 59.46 | 61.82 | 8 | 0
2040 | ENT_2_SOCO | ENT | SOCO | Internal | Shoulder | B15 | 1203 | 2000 | 0 | 59.46 | 61.82 | 8 | 0
2040 | ENT_2_SOCO | ENT | SOCO | Internal | Summer | B1 | 10 | 2000 | 0 | 743.18 | 741.19 | 8 | 0
2040 | ENT_2_SOCO | ENT | SOCO | Internal | Summer | B2 | 25 | 2000 | 0 | 751.19 | 741.19 | 8 | 0
2040 | ENT_2_SOCO | ENT | SOCO | Internal | Summer | B3 | 75 | 2000 | 1986.75 | 147.94 | 155.94 | 8 | 0
2040 | ENT_2_SOCO | ENT | SOCO | Internal | Summer | B4 | 100 | 2000 | 0 | 100.01 | 102.52 | 8 | 0
2040 | ENT_2_SOCO | ENT | SOCO | Internal | Summer | B5 | 200 | 2000 | 232.86 | 89.43 | 97.43 | 8 | 0
2040 | ENT_2_SOCO | ENT | SOCO | Internal | Summer | B6 | 300 | 2000 | 1388.55 | 66.43 | 74.43 | 8 | 0
2040 | ENT_2_SOCO | ENT | SOCO | Internal | Summer | B7 | 400 | 2000 | 1355.84 | 60 | 68 | 8 | 0
2040 | ENT_2_SOCO | ENT | SOCO | Internal | Summer | B8 | 500 | 2000 | 0 | 60 | 60.21 | 8 | 0
2040 | ENT_2_SOCO | ENT | SOCO | Internal | Summer | B9 | 800 | 2000 | 0 | 59.32 | 60.21 | 8 | 0
2040 | ENT_2_SOCO | ENT | SOCO | Internal | Summer | B10 | 1262 | 2000 | 0 | 57.59 | 55.74 | 8 | 0
2040 | ENT_2_SOCO | ENT | SOCO | Internal | Winter | B16 | 25 | 2000 | 1858.33 | 80.07 | 88.07 | 8 | 0
2040 | ENT_2_SOCO | ENT | SOCO | Internal | Winter | B17 | 100 | 2000 | 0 | 66.07 | 66.32 | 8 | 0
2040 | ENT_2_SOCO | ENT | SOCO | Internal | Winter | B18 | 400 | 2000 | 0 | 65.59 | 63.11 | 8 | 0
2040 | ENT_2_SOCO | ENT | SOCO | Internal | Winter | B19 | 700 | 2000 | 0 | 63.4 | 63.02 | 8 | 0
2040 | ENT_2_SOCO | ENT | SOCO | Internal | Winter | B20 | 935 | 2000 | 0 | 63.4 | 59.97 | 8 | 0
2040 | ENT_2_SPP_S | ENT | SPP_S | Internal | Shoulder | B11 | 25 | 1300 | 0 | 83.43 | 74.99 | 8 | 0
2040 | ENT_2_SPP_S | ENT | SPP_S | Internal | Shoulder | B12 | 200 | 1300 | 0 | 61.96 | 59.39 | 8 | 0
2040 | ENT_2_SPP_S | ENT | SPP_S | Internal | Shoulder | B13 | 600 | 1300 | 0 | 61.51 | 59.25 | 8 | 0
2040 | ENT_2_SPP_S | ENT | SPP_S | Internal | Shoulder | B14 | 900 | 1300 | 0 | 59.46 | 54.46 | 8 | 0
2040 | ENT_2_SPP_S | ENT | SPP_S | Internal | Shoulder | B15 | 1203 | 1300 | 0 | 59.46 | 54.46 | 8 | 0
2040 | ENT_2_SPP_S | ENT | SPP_S | Internal | Summer | B1 | 10 | 1300 | 0 | 743.18 | 676.02 | 8 | 0
2040 | ENT_2_SPP_S | ENT | SPP_S | Internal | Summer | B2 | 25 | 1300 | 0 | 751.19 | 746.2 | 8 | 0
2040 | ENT_2_SPP_S | ENT | SPP_S | Internal | Summer | B3 | 75 | 1300 | 0 | 147.94 | 145.94 | 8 | 0
2040 | ENT_2_SPP_S | ENT | SPP_S | Internal | Summer | B4 | 100 | 1300 | 0 | 100.01 | 97.65 | 8 | 0
2040 | ENT_2_SPP_S | ENT | SPP_S | Internal | Summer | B5 | 200 | 1300 | 0 | 89.43 | 84.43 | 8 | 0
2040 | ENT_2_SPP_S | ENT | SPP_S | Internal | Summer | B6 | 300 | 1300 | 0 | 66.43 | 61.43 | 8 | 0
2040 | ENT_2_SPP_S | ENT | SPP_S | Internal | Summer | B7 | 400 | 1300 | 0 | 60 | 57.43 | 8 | 0
2040 | ENT_2_SPP_S | ENT | SPP_S | Internal | Summer | B8 | 500 | 1300 | 0 | 60 | 57.3 | 8 | 0
2040 | ENT_2_SPP_S | ENT | SPP_S | Internal | Summer | B9 | 800 | 1300 | 0 | 59.32 | 54.33 | 8 | 0
2040 | ENT_2_SPP_S | ENT | SPP_S | Internal | Summer | B10 | 1262 | 1300 | 0 | 57.59 | 52.52 | 8 | 0
2040 | ENT_2_SPP_S | ENT | SPP_S | Internal | Winter | B16 | 25 | 1300 | 0 | 80.07 | 63.42 | 8 | 0
2040 | ENT_2_SPP_S | ENT | SPP_S | Internal | Winter | B17 | 100 | 1300 | 0 | 66.07 | 63.1 | 8 | 0
2040 | ENT_2_SPP_S | ENT | SPP_S | Internal | Winter | B18 | 400 | 1300 | 0 | 65.59 | 60.59 | 8 | 0
2040 | ENT_2_SPP_S | ENT | SPP_S | Internal | Winter | B19 | 700 | 1300 | 0 | 63.4 | 58.29 | 8 | 0
2040 | ENT_2_SPP_S | ENT | SPP_S | Internal | Winter | B20 | 935 | 1300 | 0 | 63.4 | 51.26 | 8 | 0
2040 | ENT_2_TVA_Transmission | ENT | TVA_Transmission | Internal | Shoulder | B11 | 25 | 2100 | 319.25 | 83.43 | 91.43 | 8 | 0
2040 | ENT_2_TVA_Transmission | ENT | TVA_Transmission | Internal | Shoulder | B12 | 200 | 2100 | 2100 | 61.96 | 72.23 | 8 | 2.27
2040 | ENT_2_TVA_Transmission | ENT | TVA_Transmission | Internal | Shoulder | B13 | 600 | 2100 | 0 | 61.51 | 65.48 | 8 | 0
2040 | ENT_2_TVA_Transmission | ENT | TVA_Transmission | Internal | Shoulder | B14 | 900 | 2100 | 0 | 59.46 | 63.87 | 8 | 0
2040 | ENT_2_TVA_Transmission | ENT | TVA_Transmission | Internal | Shoulder | B15 | 1203 | 2100 | 0 | 59.46 | 63.49 | 8 | 0
2040 | ENT_2_TVA_Transmission | ENT | TVA_Transmission | Internal | Summer | B1 | 10 | 2100 | 111.71 | 743.18 | 751.18 | 8 | 0
2040 | ENT_2_TVA_Transmission | ENT | TVA_Transmission | Internal | Summer | B2 | 25 | 2100 | 0 | 751.19 | 751.18 | 8 | 0
2040 | ENT_2_TVA_Transmission | ENT | TVA_Transmission | Internal | Summer | B3 | 75 | 2100 | 0 | 147.94 | 146.94 | 8 | 0
2040 | ENT_2_TVA_Transmission | ENT | TVA_Transmission | Internal | Summer | B4 | 100 | 2100 | 0 | 100.01 | 96.44 | 8 | 0
2040 | ENT_2_TVA_Transmission | ENT | TVA_Transmission | Internal | Summer | B5 | 200 | 2100 | 0 | 89.43 | 90.6 | 8 | 0
2040 | ENT_2_TVA_Transmission | ENT | TVA_Transmission | Internal | Summer | B6 | 300 | 2100 | 483.05 | 66.43 | 74.43 | 8 | 0
2040 | ENT_2_TVA_Transmission | ENT | TVA_Transmission | Internal | Summer | B7 | 400 | 2100 | 0 | 60 | 63.02 | 8 | 0
2040 | ENT_2_TVA_Transmission | ENT | TVA_Transmission | Internal | Summer | B8 | 500 | 2100 | 0 | 60 | 60.23 | 8 | 0
2040 | ENT_2_TVA_Transmission | ENT | TVA_Transmission | Internal | Summer | B9 | 800 | 2100 | 0 | 59.32 | 59.32 | 8 | 0
2040 | ENT_2_TVA_Transmission | ENT | TVA_Transmission | Internal | Summer | B10 | 1262 | 2100 | 0 | 57.59 | 53.45 | 8 | 0
2040 | ENT_2_TVA_Transmission | ENT | TVA_Transmission | Internal | Winter | B16 | 25 | 2100 | 719.5 | 80.07 | 88.07 | 8 | 0
2040 | ENT_2_TVA_Transmission | ENT | TVA_Transmission | Internal | Winter | B17 | 100 | 2100 | 564.85 | 66.07 | 74.07 | 8 | 0
2040 | ENT_2_TVA_Transmission | ENT | TVA_Transmission | Internal | Winter | B18 | 400 | 2100 | 0 | 65.59 | 67.01 | 8 | 0
2040 | ENT_2_TVA_Transmission | ENT | TVA_Transmission | Internal | Winter | B19 | 700 | 2100 | 0 | 63.4 | 64.27 | 8 | 0
2040 | ENT_2_TVA_Transmission | ENT | TVA_Transmission | Internal | Winter | B20 | 935 | 2100 | 0 | 63.4 | 64.27 | 8 | 0
2040 | HQ_NEISO_2_NEISO | HQ_NEISO | NEISO | Internal | Shoulder | B11 | 25 | 99999 | 2920 | 48.96 | 48.97 | 0.01 | 0
2040 | HQ_NEISO_2_NEISO | HQ_NEISO | NEISO | Internal | Shoulder | B12 | 200 | 99999 | 2920 | 48.96 | 48.97 | 0.01 | 0
2040 | HQ_NEISO_2_NEISO | HQ_NEISO | NEISO | Internal | Shoulder | B13 | 600 | 99999 | 2920 | 48.96 | 48.97 | 0.01 | 0
2040 | HQ_NEISO_2_NEISO | HQ_NEISO | NEISO | Internal | Shoulder | B14 | 900 | 99999 | 2920 | 48.96 | 48.97 | 0.01 | 0
2040 | HQ_NEISO_2_NEISO | HQ_NEISO | NEISO | Internal | Shoulder | B15 | 1203 | 99999 | 1143.24 | 48.96 | 48.97 | 0.01 | 0
2040 | HQ_NEISO_2_NEISO | HQ_NEISO | NEISO | Internal | Summer | B1 | 10 | 99999 | 2920.1 | 751.18 | 751.19 | 0.01 | 0
2040 | HQ_NEISO_2_NEISO | HQ_NEISO | NEISO | Internal | Summer | B2 | 25 | 99999 | 2920.1 | 751.18 | 751.19 | 0.01 | 0
2040 | HQ_NEISO_2_NEISO | HQ_NEISO | NEISO | Internal | Summer | B3 | 75 | 99999 | 2920 | 62.62 | 62.63 | 0.01 | 0
2040 | HQ_NEISO_2_NEISO | HQ_NEISO | NEISO | Internal | Summer | B4 | 100 | 99999 | 2920 | 48.96 | 48.97 | 0.01 | 0
2040 | HQ_NEISO_2_NEISO | HQ_NEISO | NEISO | Internal | Summer | B5 | 200 | 99999 | 2920 | 45.18 | 45.19 | 0.01 | 0
2040 | HQ_NEISO_2_NEISO | HQ_NEISO | NEISO | Internal | Summer | B6 | 300 | 99999 | 2920 | 45.18 | 45.19 | 0.01 | 0
2040 | HQ_NEISO_2_NEISO | HQ_NEISO | NEISO | Internal | Summer | B7 | 400 | 99999 | 2920 | 45.18 | 45.19 | 0.01 | 0
2040 | HQ_NEISO_2_NEISO | HQ_NEISO | NEISO | Internal | Summer | B8 | 500 | 99999 | 2920 | 45.18 | 45.19 | 0.01 | 0
2040 | HQ_NEISO_2_NEISO | HQ_NEISO | NEISO | Internal | Summer | B9 | 800 | 99999 | 2920 | 45.18 | 45.19 | 0.01 | 0
2040 | HQ_NEISO_2_NEISO | HQ_NEISO | NEISO | Internal | Summer | B10 | 1262 | 99999 | 795.94 | 45.18 | 45.19 | 0.01 | 0
2040 | HQ_NEISO_2_NEISO | HQ_NEISO | NEISO | Internal | Winter | B16 | 25 | 99999 | 2920 | 60.57 | 60.59 | 0.01 | 0
2040 | HQ_NEISO_2_NEISO | HQ_NEISO | NEISO | Internal | Winter | B17 | 100 | 99999 | 2920 | 60.57 | 60.59 | 0.01 | 0
2040 | HQ_NEISO_2_NEISO | HQ_NEISO | NEISO | Internal | Winter | B18 | 400 | 99999 | 2920 | 60.57 | 60.59 | 0.01 | 0
2040 | HQ_NEISO_2_NEISO | HQ_NEISO | NEISO | Internal | Winter | B19 | 700 | 99999 | 2920 | 60.57 | 60.59 | 0.01 | 0
2040 | HQ_NEISO_2_NEISO | HQ_NEISO | NEISO | Internal | Winter | B20 | 935 | 99999 | 1233.58 | 60.57 | 60.59 | 0.01 | 0
2040 | HQ_NY_2_NYISO_A-F | HQ_NY | NYISO_A-F | Internal | Shoulder | B11 | 25 | 99999 | 1000 | 70.71 | 70.72 | 0.01 | 0
2040 | HQ_NY_2_NYISO_A-F | HQ_NY | NYISO_A-F | Internal | Shoulder | B12 | 200 | 99999 | 1000 | 70.71 | 70.72 | 0.01 | 0
2040 | HQ_NY_2_NYISO_A-F | HQ_NY | NYISO_A-F | Internal | Shoulder | B13 | 600 | 99999 | 1000 | 53.82 | 53.83 | 0.01 | 0
2040 | HQ_NY_2_NYISO_A-F | HQ_NY | NYISO_A-F | Internal | Shoulder | B14 | 900 | 99999 | 1000 | 52.99 | 53 | 0.01 | 0
2040 | HQ_NY_2_NYISO_A-F | HQ_NY | NYISO_A-F | Internal | Shoulder | B15 | 1203 | 99999 | 188.69 | 52.99 | 53 | 0.01 | 0
2040 | HQ_NY_2_NYISO_A-F | HQ_NY | NYISO_A-F | Internal | Summer | B1 | 10 | 99999 | 1000.1 | 749.18 | 749.19 | 0.01 | 0
2040 | HQ_NY_2_NYISO_A-F | HQ_NY | NYISO_A-F | Internal | Summer | B2 | 25 | 99999 | 1000.1 | 749.18 | 749.19 | 0.01 | 0
2040 | HQ_NY_2_NYISO_A-F | HQ_NY | NYISO_A-F | Internal | Summer | B3 | 75 | 99999 | 1000.1 | 96.86 | 96.87 | 0.01 | 0
2040 | HQ_NY_2_NYISO_A-F | HQ_NY | NYISO_A-F | Internal | Summer | B4 | 100 | 99999 | 1000 | 70.84 | 70.85 | 0.01 | 0
2040 | HQ_NY_2_NYISO_A-F | HQ_NY | NYISO_A-F | Internal | Summer | B5 | 200 | 99999 | 1000 | 68.36 | 68.37 | 0.01 | 0
2040 | HQ_NY_2_NYISO_A-F | HQ_NY | NYISO_A-F | Internal | Summer | B6 | 300 | 99999 | 1000 | 60.43 | 60.44 | 0.01 | 0
2040 | HQ_NY_2_NYISO_A-F | HQ_NY | NYISO_A-F | Internal | Summer | B7 | 400 | 99999 | 1000 | 51.35 | 51.36 | 0.01 | 0
2040 | HQ_NY_2_NYISO_A-F | HQ_NY | NYISO_A-F | Internal | Summer | B8 | 500 | 99999 | 1000 | 51.35 | 51.36 | 0.01 | 0
2040 | HQ_NY_2_NYISO_A-F | HQ_NY | NYISO_A-F | Internal | Summer | B9 | 800 | 99999 | 1000 | 51.35 | 51.36 | 0.01 | 0
2040 | HQ_NY_2_NYISO_A-F | HQ_NY | NYISO_A-F | Internal | Summer | B10 | 1262 | 99999 | 30.11 | 51.35 | 51.36 | 0.01 | 0
2040 | HQ_NY_2_NYISO_A-F | HQ_NY | NYISO_A-F | Internal | Winter | B16 | 25 | 99999 | 1000 | 82.11 | 82.12 | 0.01 | 0
2040 | HQ_NY_2_NYISO_A-F | HQ_NY | NYISO_A-F | Internal | Winter | B17 | 100 | 99999 | 1000 | 63.57 | 63.59 | 0.01 | 0
2040 | HQ_NY_2_NYISO_A-F | HQ_NY | NYISO_A-F | Internal | Winter | B18 | 400 | 99999 | 1000 | 63.44 | 63.45 | 0.01 | 0
2040 | HQ_NY_2_NYISO_A-F | HQ_NY | NYISO_A-F | Internal | Winter | B19 | 700 | 99999 | 1000 | 63.44 | 63.45 | 0.01 | 0
2040 | HQ_NY_2_NYISO_A-F | HQ_NY | NYISO_A-F | Internal | Winter | B20 | 935 | 99999 | 229.95 | 63.44 | 63.45 | 0.01 | 0
2040 | HQ_IESO_2_IESO | HQ_IESO | IESO | Internal | Shoulder | B11 | 25 | 99999 | 400 | 63.71 | 63.72 | 0.01 | 0
2040 | HQ_IESO_2_IESO | HQ_IESO | IESO | Internal | Shoulder | B12 | 200 | 99999 | 400 | 63.71 | 63.72 | 0.01 | 0
2040 | HQ_IESO_2_IESO | HQ_IESO | IESO | Internal | Shoulder | B13 | 600 | 99999 | 400 | 52.61 | 52.62 | 0.01 | 0
2040 | HQ_IESO_2_IESO | HQ_IESO | IESO | Internal | Shoulder | B14 | 900 | 99999 | 400 | 52.61 | 52.62 | 0.01 | 0
2040 | HQ_IESO_2_IESO | HQ_IESO | IESO | Internal | Shoulder | B15 | 1203 | 99999 | 75.48 | 52.61 | 52.62 | 0.01 | 0
2040 | HQ_IESO_2_IESO | HQ_IESO | IESO | Internal | Summer | B1 | 10 | 99999 | 400.1 | 742.18 | 742.19 | 0.01 | 0
2040 | HQ_IESO_2_IESO | HQ_IESO | IESO | Internal | Summer | B2 | 25 | 99999 | 400.1 | 742.18 | 742.19 | 0.01 | 0
2040 | HQ_IESO_2_IESO | HQ_IESO | IESO | Internal | Summer | B3 | 75 | 99999 | 400 | 89.86 | 89.87 | 0.01 | 0
2040 | HQ_IESO_2_IESO | HQ_IESO | IESO | Internal | Summer | B4 | 100 | 99999 | 400 | 63.84 | 63.85 | 0.01 | 0
2040 | HQ_IESO_2_IESO | HQ_IESO | IESO | Internal | Summer | B5 | 200 | 99999 | 400 | 59.29 | 59.3 | 0.01 | 0
2040 | HQ_IESO_2_IESO | HQ_IESO | IESO | Internal | Summer | B6 | 300 | 99999 | 400 | 46.65 | 46.66 | 0.01 | 0
2040 | HQ_IESO_2_IESO | HQ_IESO | IESO | Internal | Summer | B7 | 400 | 99999 | 400 | 44.35 | 44.36 | 0.01 | 0
2040 | HQ_IESO_2_IESO | HQ_IESO | IESO | Internal | Summer | B8 | 500 | 99999 | 400 | 44.35 | 44.36 | 0.01 | 0
2040 | HQ_IESO_2_IESO | HQ_IESO | IESO | Internal | Summer | B9 | 800 | 99999 | 400 | 44.35 | 44.36 | 0.01 | 0
2040 | HQ_IESO_2_IESO | HQ_IESO | IESO | Internal | Summer | B10 | 1262 | 99999 | 12.04 | 44.35 | 44.36 | 0.01 | 0
2040 | HQ_IESO_2_IESO | HQ_IESO | IESO | Internal | Winter | B16 | 25 | 99999 | 400 | 75.11 | 75.12 | 0.01 | 0
2040 | HQ_IESO_2_IESO | HQ_IESO | IESO | Internal | Winter | B17 | 100 | 99999 | 400 | 56.57 | 56.59 | 0.01 | 0
2040 | HQ_IESO_2_IESO | HQ_IESO | IESO | Internal | Winter | B18 | 400 | 99999 | 400 | 56.44 | 56.45 | 0.01 | 0
2040 | HQ_IESO_2_IESO | HQ_IESO | IESO | Internal | Winter | B19 | 700 | 99999 | 400 | 56.44 | 56.45 | 0.01 | 0
2040 | HQ_IESO_2_IESO | HQ_IESO | IESO | Internal | Winter | B20 | 935 | 99999 | 91.98 | 56.44 | 56.45 | 0.01 | 0
2040 | IESO_2_MAPP_CA | IESO | MAPP_CA | Internal | Shoulder | B11 | 25 | 262 | 0 | 63.72 | 57.78 | 7 | 0
2040 | IESO_2_MAPP_CA | IESO | MAPP_CA | Internal | Shoulder | B12 | 200 | 262 | 0 | 63.72 | 57.78 | 7 | 0
2040 | IESO_2_MAPP_CA | IESO | MAPP_CA | Internal | Shoulder | B13 | 600 | 262 | 0 | 52.62 | 57.78 | 7 | 0
2040 | IESO_2_MAPP_CA | IESO | MAPP_CA | Internal | Shoulder | B14 | 900 | 262 | 0 | 52.62 | 57.78 | 7 | 0
2040 | IESO_2_MAPP_CA | IESO | MAPP_CA | Internal | Shoulder | B15 | 1203 | 262 | 0 | 52.62 | 57.78 | 7 | 0
2040 | IESO_2_MAPP_CA | IESO | MAPP_CA | Internal | Summer | B1 | 10 | 262 | 0 | 742.19 | 51.3 | 7 | 0
2040 | IESO_2_MAPP_CA | IESO | MAPP_CA | Internal | Summer | B2 | 25 | 262 | 0 | 742.19 | 657.97 | 7 | 0
2040 | IESO_2_MAPP_CA | IESO | MAPP_CA | Internal | Summer | B3 | 75 | 262 | 0 | 89.87 | 81.87 | 7 | 0
2040 | IESO_2_MAPP_CA | IESO | MAPP_CA | Internal | Summer | B4 | 100 | 262 | 0 | 63.85 | 55.85 | 7 | 0
2040 | IESO_2_MAPP_CA | IESO | MAPP_CA | Internal | Summer | B5 | 200 | 262 | 0 | 59.3 | 51.3 | 7 | 0
2040 | IESO_2_MAPP_CA | IESO | MAPP_CA | Internal | Summer | B6 | 300 | 262 | 0 | 46.66 | 51.3 | 7 | 0
2040 | IESO_2_MAPP_CA | IESO | MAPP_CA | Internal | Summer | B7 | 400 | 262 | 0 | 44.36 | 51.3 | 7 | 0
2040 | IESO_2_MAPP_CA | IESO | MAPP_CA | Internal | Summer | B8 | 500 | 262 | 0 | 44.36 | 51.3 | 7 | 0
2040 | IESO_2_MAPP_CA | IESO | MAPP_CA | Internal | Summer | B9 | 800 | 262 | 0 | 44.36 | 51.3 | 7 | 0
2040 | IESO_2_MAPP_CA | IESO | MAPP_CA | Internal | Summer | B10 | 1262 | 262 | 0 | 44.36 | 51.3 | 7 | 0
2040 | IESO_2_MAPP_CA | IESO | MAPP_CA | Internal | Winter | B16 | 25 | 262 | 0 | 75.12 | 75.05 | 7 | 0
2040 | IESO_2_MAPP_CA | IESO | MAPP_CA | Internal | Winter | B17 | 100 | 262 | 262 | 56.59 | 64.27 | 7 | 0.69
2040 | IESO_2_MAPP_CA | IESO | MAPP_CA | Internal | Winter | B18 | 400 | 262 | 0 | 56.45 | 61.79 | 7 | 0
2040 | IESO_2_MAPP_CA | IESO | MAPP_CA | Internal | Winter | B19 | 700 | 262 | 0 | 56.45 | 59.38 | 7 | 0
2040 | IESO_2_MAPP_CA | IESO | MAPP_CA | Internal | Winter | B20 | 935 | 262 | 0 | 56.45 | 59.38 | 7 | 0
2040 | IESO_2_MISO_MI | IESO | MISO_MI | Internal | Shoulder | B11 | 25 | 1840 | 1840 | 63.72 | 87.42 | 7 | 16.7
2040 | IESO_2_MISO_MI | IESO | MISO_MI | Internal | Shoulder | B12 | 200 | 1840 | 1840 | 63.72 | 79.24 | 7 | 8.52
2040 | IESO_2_MISO_MI | IESO | MISO_MI | Internal | Shoulder | B13 | 600 | 1840 | 1840 | 52.62 | 59.89 | 7 | 0.27
2040 | IESO_2_MISO_MI | IESO | MISO_MI | Internal | Shoulder | B14 | 900 | 1840 | 192.89 | 52.62 | 59.62 | 7 | 0
2040 | IESO_2_MISO_MI | IESO | MISO_MI | Internal | Shoulder | B15 | 1203 | 1840 | 0 | 52.62 | 58.64 | 7 | 0
2040 | IESO_2_MISO_MI | IESO | MISO_MI | Internal | Summer | B1 | 10 | 1840 | 1420.95 | 742.19 | 749.19 | 7 | 0
2040 | IESO_2_MISO_MI | IESO | MISO_MI | Internal | Summer | B2 | 25 | 1840 | 1225.97 | 742.19 | 749.19 | 7 | 0
2040 | IESO_2_MISO_MI | IESO | MISO_MI | Internal | Summer | B3 | 75 | 1840 | 1840 | 89.87 | 138.94 | 7 | 42.07
2040 | IESO_2_MISO_MI | IESO | MISO_MI | Internal | Summer | B4 | 100 | 1840 | 1840 | 63.85 | 92.03 | 7 | 21.18
2040 | IESO_2_MISO_MI | IESO | MISO_MI | Internal | Summer | B5 | 200 | 1840 | 1840 | 59.3 | 82.63 | 7 | 16.33
2040 | IESO_2_MISO_MI | IESO | MISO_MI | Internal | Summer | B6 | 300 | 1840 | 1840 | 46.66 | 66.45 | 7 | 12.79
2040 | IESO_2_MISO_MI | IESO | MISO_MI | Internal | Summer | B7 | 400 | 1840 | 1840 | 44.36 | 55.03 | 7 | 3.67
2040 | IESO_2_MISO_MI | IESO | MISO_MI | Internal | Summer | B8 | 500 | 1840 | 1840 | 44.36 | 52.26 | 7 | 0.9
2040 | IESO_2_MISO_MI | IESO | MISO_MI | Internal | Summer | B9 | 800 | 1840 | 1840 | 44.36 | 51.39 | 7 | 0.03
2040 | IESO_2_MISO_MI | IESO | MISO_MI | Internal | Summer | B10 | 1262 | 1840 | 0 | 44.36 | 48.06 | 7 | 0
2040 | IESO_2_MISO_MI | IESO | MISO_MI | Internal | Winter | B16 | 25 | 1840 | 1840 | 75.12 | 92.62 | 7 | 10.49
2040 | IESO_2_MISO_MI | IESO | MISO_MI | Internal | Winter | B17 | 100 | 1840 | 1840 | 56.59 | 80.43 | 7 | 16.84
2040 | IESO_2_MISO_MI | IESO | MISO_MI | Internal | Winter | B18 | 400 | 1840 | 0 | 56.45 | 61.84 | 7 | 0
2040 | IESO_2_MISO_MI | IESO | MISO_MI | Internal | Winter | B19 | 700 | 1840 | 0 | 56.45 | 59.43 | 7 | 0
2040 | IESO_2_MISO_MI | IESO | MISO_MI | Internal | Winter | B20 | 935 | 1840 | 0 | 56.45 | 58.54 | 7 | 0
2040 | IESO_2_MISO_W | IESO | MISO_W | Internal | Shoulder | B11 | 25 | 140 | 140 | 63.72 | 83.42 | 7 | 12.7
2040 | IESO_2_MISO_W | IESO | MISO_W | Internal | Shoulder | B12 | 200 | 140 | 0 | 63.72 | 64.63 | 7 | 0
2040 | IESO_2_MISO_W | IESO | MISO_W | Internal | Shoulder | B13 | 600 | 140 | 140 | 52.62 | 59.85 | 7 | 0.23
2040 | IESO_2_MISO_W | IESO | MISO_W | Internal | Shoulder | B14 | 900 | 140 | 0 | 52.62 | 57.79 | 7 | 0
2040 | IESO_2_MISO_W | IESO | MISO_W | Internal | Shoulder | B15 | 1203 | 140 | 0 | 52.62 | 57.77 | 7 | 0
2040 | IESO_2_MISO_W | IESO | MISO_W | Internal | Summer | B1 | 10 | 140 | 0 | 742.19 | 743.16 | 7 | 0
2040 | IESO_2_MISO_W | IESO | MISO_W | Internal | Summer | B2 | 25 | 140 | 0 | 742.19 | 746.18 | 7 | 0
2040 | IESO_2_MISO_W | IESO | MISO_W | Internal | Summer | B3 | 75 | 140 | 140 | 89.87 | 138.93 | 7 | 42.06
2040 | IESO_2_MISO_W | IESO | MISO_W | Internal | Summer | B4 | 100 | 140 | 140 | 63.85 | 91.99 | 7 | 21.14
2040 | IESO_2_MISO_W | IESO | MISO_W | Internal | Summer | B5 | 200 | 140 | 140 | 59.3 | 82.59 | 7 | 16.29
2040 | IESO_2_MISO_W | IESO | MISO_W | Internal | Summer | B6 | 300 | 140 | 140 | 46.66 | 66.41 | 7 | 12.75
2040 | IESO_2_MISO_W | IESO | MISO_W | Internal | Summer | B7 | 400 | 140 | 140 | 44.36 | 55.01 | 7 | 3.65
2040 | IESO_2_MISO_W | IESO | MISO_W | Internal | Summer | B8 | 500 | 140 | 140 | 44.36 | 52.22 | 7 | 0.86
2040 | IESO_2_MISO_W | IESO | MISO_W | Internal | Summer | B9 | 800 | 140 | 0 | 44.36 | 51.31 | 7 | 0
2040 | IESO_2_MISO_W | IESO | MISO_W | Internal | Summer | B10 | 1262 | 140 | 0 | 44.36 | 48.02 | 7 | 0
2040 | IESO_2_MISO_W | IESO | MISO_W | Internal | Winter | B16 | 25 | 140 | 0 | 75.12 | 75.06 | 7 | 0
2040 | IESO_2_MISO_W | IESO | MISO_W | Internal | Winter | B17 | 100 | 140 | 140 | 56.59 | 64.29 | 7 | 0.7
2040 | IESO_2_MISO_W | IESO | MISO_W | Internal | Winter | B18 | 400 | 140 | 0 | 56.45 | 61.8 | 7 | 0
2040 | IESO_2_MISO_W | IESO | MISO_W | Internal | Winter | B19 | 700 | 140 | 0 | 56.45 | 59.4 | 7 | 0
2040 | IESO_2_MISO_W | IESO | MISO_W | Internal | Winter | B20 | 935 | 140 | 0 | 56.45 | 56.26 | 7 | 0
2040 | IESO_2_NYISO_A-F | IESO | NYISO_A-F | Internal | Shoulder | B11 | 25 | 1725 | 1229.78 | 63.72 | 70.72 | 7 | 0
2040 | IESO_2_NYISO_A-F | IESO | NYISO_A-F | Internal | Shoulder | B12 | 200 | 1725 | 1098.74 | 63.72 | 70.72 | 7 | 0
2040 | IESO_2_NYISO_A-F | IESO | NYISO_A-F | Internal | Shoulder | B13 | 600 | 1725 | 0 | 52.62 | 53.83 | 7 | 0
2040 | IESO_2_NYISO_A-F | IESO | NYISO_A-F | Internal | Shoulder | B14 | 900 | 1725 | 0 | 52.62 | 53 | 7 | 0
2040 | IESO_2_NYISO_A-F | IESO | NYISO_A-F | Internal | Shoulder | B15 | 1203 | 1725 | 0 | 52.62 | 53 | 7 | 0
2040 | IESO_2_NYISO_A-F | IESO | NYISO_A-F | Internal | Summer | B1 | 10 | 1725 | 137.38 | 742.19 | 749.19 | 7 | 0
2040 | IESO_2_NYISO_A-F | IESO | NYISO_A-F | Internal | Summer | B2 | 25 | 1725 | 776 | 742.19 | 749.19 | 7 | 0
2040 | IESO_2_NYISO_A-F | IESO | NYISO_A-F | Internal | Summer | B3 | 75 | 1725 | 1059.7 | 89.87 | 96.87 | 7 | 0
2040 | IESO_2_NYISO_A-F | IESO | NYISO_A-F | Internal | Summer | B4 | 100 | 1725 | 1500.29 | 63.85 | 70.85 | 7 | 0
2040 | IESO_2_NYISO_A-F | IESO | NYISO_A-F | Internal | Summer | B5 | 200 | 1725 | 1725 | 59.3 | 68.37 | 7 | 2.07
2040 | IESO_2_NYISO_A-F | IESO | NYISO_A-F | Internal | Summer | B6 | 300 | 1725 | 1725 | 46.66 | 60.44 | 7 | 6.78
2040 | IESO_2_NYISO_A-F | IESO | NYISO_A-F | Internal | Summer | B7 | 400 | 1725 | 608.5 | 44.36 | 51.36 | 7 | 0
2040 | IESO_2_NYISO_A-F | IESO | NYISO_A-F | Internal | Summer | B8 | 500 | 1725 | 321.98 | 44.36 | 51.36 | 7 | 0
2040 | IESO_2_NYISO_A-F | IESO | NYISO_A-F | Internal | Summer | B9 | 800 | 1725 | 199 | 44.36 | 51.36 | 7 | 0
2040 | IESO_2_NYISO_A-F | IESO | NYISO_A-F | Internal | Summer | B10 | 1262 | 1725 | 151 | 44.36 | 51.36 | 7 | 0
2040 | IESO_2_NYISO_A-F | IESO | NYISO_A-F | Internal | Winter | B16 | 25 | 1725 | 1043.63 | 75.12 | 82.12 | 7 | 0
2040 | IESO_2_NYISO_A-F | IESO | NYISO_A-F | Internal | Winter | B17 | 100 | 1725 | 1098.53 | 56.59 | 63.59 | 7 | 0
2040 | IESO_2_NYISO_A-F | IESO | NYISO_A-F | Internal | Winter | B18 | 400 | 1725 | 1136.56 | 56.45 | 63.45 | 7 | 0
2040 | IESO_2_NYISO_A-F | IESO | NYISO_A-F | Internal | Winter | B19 | 700 | 1725 | 1078.48 | 56.45 | 63.45 | 7 | 0
2040 | IESO_2_NYISO_A-F | IESO | NYISO_A-F | Internal | Winter | B20 | 935 | 1725 | 1223.21 | 56.45 | 63.45 | 7 | 0
2040 | MAPP_CA_2_IESO | MAPP_CA | IESO | Internal | Shoulder | B11 | 25 | 330 | 0 | 57.78 | 63.72 | 8 | 0
2040 | MAPP_CA_2_IESO | MAPP_CA | IESO | Internal | Shoulder | B12 | 200 | 330 | 0 | 57.78 | 63.72 | 8 | 0
2040 | MAPP_CA_2_IESO | MAPP_CA | IESO | Internal | Shoulder | B13 | 600 | 330 | 0 | 57.78 | 52.62 | 8 | 0
2040 | MAPP_CA_2_IESO | MAPP_CA | IESO | Internal | Shoulder | B14 | 900 | 330 | 0 | 57.78 | 52.62 | 8 | 0
2040 | MAPP_CA_2_IESO | MAPP_CA | IESO | Internal | Shoulder | B15 | 1203 | 330 | 0 | 57.78 | 52.62 | 8 | 0
2040 | MAPP_CA_2_IESO | MAPP_CA | IESO | Internal | Summer | B1 | 10 | 330 | 330 | 51.3 | 742.19 | 8 | 682.89
2040 | MAPP_CA_2_IESO | MAPP_CA | IESO | Internal | Summer | B2 | 25 | 330 | 330 | 657.97 | 742.19 | 8 | 76.21
2040 | MAPP_CA_2_IESO | MAPP_CA | IESO | Internal | Summer | B3 | 75 | 330 | 244.46 | 81.87 | 89.87 | 8 | 0
2040 | MAPP_CA_2_IESO | MAPP_CA | IESO | Internal | Summer | B4 | 100 | 330 | 203.64 | 55.85 | 63.85 | 8 | 0
2040 | MAPP_CA_2_IESO | MAPP_CA | IESO | Internal | Summer | B5 | 200 | 330 | 9.11 | 51.3 | 59.3 | 8 | 0
2040 | MAPP_CA_2_IESO | MAPP_CA | IESO | Internal | Summer | B6 | 300 | 330 | 0 | 51.3 | 46.66 | 8 | 0
2040 | MAPP_CA_2_IESO | MAPP_CA | IESO | Internal | Summer | B7 | 400 | 330 | 0 | 51.3 | 44.36 | 8 | 0
2040 | MAPP_CA_2_IESO | MAPP_CA | IESO | Internal | Summer | B8 | 500 | 330 | 0 | 51.3 | 44.36 | 8 | 0
2040 | MAPP_CA_2_IESO | MAPP_CA | IESO | Internal | Summer | B9 | 800 | 330 | 0 | 51.3 | 44.36 | 8 | 0
2040 | MAPP_CA_2_IESO | MAPP_CA | IESO | Internal | Summer | B10 | 1262 | 330 | 0 | 51.3 | 44.36 | 8 | 0
2040 | MAPP_CA_2_IESO | MAPP_CA | IESO | Internal | Winter | B16 | 25 | 330 | 0 | 75.05 | 75.12 | 8 | 0
2040 | MAPP_CA_2_IESO | MAPP_CA | IESO | Internal | Winter | B17 | 100 | 330 | 0 | 64.27 | 56.59 | 8 | 0
2040 | MAPP_CA_2_IESO | MAPP_CA | IESO | Internal | Winter | B18 | 400 | 330 | 0 | 61.79 | 56.45 | 8 | 0
2040 | MAPP_CA_2_IESO | MAPP_CA | IESO | Internal | Winter | B19 | 700 | 330 | 0 | 59.38 | 56.45 | 8 | 0
2040 | MAPP_CA_2_IESO | MAPP_CA | IESO | Internal | Winter | B20 | 935 | 330 | 0 | 59.38 | 56.45 | 8 | 0
2040 | MAPP_CA_2_MAPP_US | MAPP_CA | MAPP_US | Internal | Shoulder | B11 | 25 | 372 | 372 | 57.78 | 76.42 | 7 | 11.64
2040 | MAPP_CA_2_MAPP_US | MAPP_CA | MAPP_US | Internal | Shoulder | B12 | 200 | 372 | 0 | 57.78 | 57.63 | 7 | 0
2040 | MAPP_CA_2_MAPP_US | MAPP_CA | MAPP_US | Internal | Shoulder | B13 | 600 | 372 | 0 | 57.78 | 52.85 | 7 | 0
2040 | MAPP_CA_2_MAPP_US | MAPP_CA | MAPP_US | Internal | Shoulder | B14 | 900 | 372 | 0 | 57.78 | 50.79 | 7 | 0
2040 | MAPP_CA_2_MAPP_US | MAPP_CA | MAPP_US | Internal | Shoulder | B15 | 1203 | 372 | 0 | 57.78 | 50.77 | 7 | 0
2040 | MAPP_CA_2_MAPP_US | MAPP_CA | MAPP_US | Internal | Summer | B1 | 10 | 372 | 372 | 51.3 | 736.16 | 7 | 677.87
2040 | MAPP_CA_2_MAPP_US | MAPP_CA | MAPP_US | Internal | Summer | B2 | 25 | 372 | 372 | 657.97 | 739.18 | 7 | 74.2
2040 | MAPP_CA_2_MAPP_US | MAPP_CA | MAPP_US | Internal | Summer | B3 | 75 | 372 | 372 | 81.87 | 131.93 | 7 | 43.06
2040 | MAPP_CA_2_MAPP_US | MAPP_CA | MAPP_US | Internal | Summer | B4 | 100 | 372 | 372 | 55.85 | 90.13 | 7 | 27.28
2040 | MAPP_CA_2_MAPP_US | MAPP_CA | MAPP_US | Internal | Summer | B5 | 200 | 372 | 372 | 51.3 | 77.43 | 7 | 19.14
2040 | MAPP_CA_2_MAPP_US | MAPP_CA | MAPP_US | Internal | Summer | B6 | 300 | 372 | 372 | 51.3 | 59.41 | 7 | 1.12
2040 | MAPP_CA_2_MAPP_US | MAPP_CA | MAPP_US | Internal | Summer | B7 | 400 | 372 | 0 | 51.3 | 50.43 | 7 | 0
2040 | MAPP_CA_2_MAPP_US | MAPP_CA | MAPP_US | Internal | Summer | B8 | 500 | 372 | 0 | 51.3 | 46.95 | 7 | 0
2040 | MAPP_CA_2_MAPP_US | MAPP_CA | MAPP_US | Internal | Summer | B9 | 800 | 372 | 0 | 51.3 | 46.95 | 7 | 0
2040 | MAPP_CA_2_MAPP_US | MAPP_CA | MAPP_US | Internal | Summer | B10 | 1262 | 372 | 0 | 51.3 | 45.49 | 7 | 0
2040 | MAPP_CA_2_MAPP_US | MAPP_CA | MAPP_US | Internal | Winter | B16 | 25 | 372 | 0 | 75.05 | 68.06 | 7 | 0
2040 | MAPP_CA_2_MAPP_US | MAPP_CA | MAPP_US | Internal | Winter | B17 | 100 | 372 | 0 | 64.27 | 57.29 | 7 | 0
2040 | MAPP_CA_2_MAPP_US | MAPP_CA | MAPP_US | Internal | Winter | B18 | 400 | 372 | 0 | 61.79 | 54.8 | 7 | 0
2040 | MAPP_CA_2_MAPP_US | MAPP_CA | MAPP_US | Internal | Winter | B19 | 700 | 372 | 0 | 59.38 | 52.4 | 7 | 0
2040 | MAPP_CA_2_MAPP_US | MAPP_CA | MAPP_US | Internal | Winter | B20 | 935 | 372 | 0 | 59.38 | 49.26 | 7 | 0
2040 | MAPP_CA_2_MISO_W | MAPP_CA | MISO_W | Internal | Shoulder | B11 | 25 | 1970 | 1970 | 57.78 | 83.42 | 0.01 | 25.63
2040 | MAPP_CA_2_MISO_W | MAPP_CA | MISO_W | Internal | Shoulder | B12 | 200 | 1970 | 1970 | 57.78 | 64.63 | 0.01 | 6.84
2040 | MAPP_CA_2_MISO_W | MAPP_CA | MISO_W | Internal | Shoulder | B13 | 600 | 1970 | 1970 | 57.78 | 59.85 | 0.01 | 2.06
2040 | MAPP_CA_2_MISO_W | MAPP_CA | MISO_W | Internal | Shoulder | B14 | 900 | 1970 | 1154.11 | 57.78 | 57.79 | 0.01 | 0
2040 | MAPP_CA_2_MISO_W | MAPP_CA | MISO_W | Internal | Shoulder | B15 | 1203 | 1970 | 0 | 57.78 | 57.77 | 0.01 | 0
2040 | MAPP_CA_2_MISO_W | MAPP_CA | MISO_W | Internal | Summer | B1 | 10 | 1970 | 1970 | 51.3 | 743.16 | 0.01 | 691.85
2040 | MAPP_CA_2_MISO_W | MAPP_CA | MISO_W | Internal | Summer | B2 | 25 | 1970 | 1970 | 657.97 | 746.18 | 0.01 | 88.19
2040 | MAPP_CA_2_MISO_W | MAPP_CA | MISO_W | Internal | Summer | B3 | 75 | 1970 | 1970 | 81.87 | 138.93 | 0.01 | 57.05
2040 | MAPP_CA_2_MISO_W | MAPP_CA | MISO_W | Internal | Summer | B4 | 100 | 1970 | 1970 | 55.85 | 91.99 | 0.01 | 36.13
2040 | MAPP_CA_2_MISO_W | MAPP_CA | MISO_W | Internal | Summer | B5 | 200 | 1970 | 1970 | 51.3 | 82.59 | 0.01 | 31.28
2040 | MAPP_CA_2_MISO_W | MAPP_CA | MISO_W | Internal | Summer | B6 | 300 | 1970 | 1970 | 51.3 | 66.41 | 0.01 | 15.1
2040 | MAPP_CA_2_MISO_W | MAPP_CA | MISO_W | Internal | Summer | B7 | 400 | 1970 | 1970 | 51.3 | 55.01 | 0.01 | 3.7
2040 | MAPP_CA_2_MISO_W | MAPP_CA | MISO_W | Internal | Summer | B8 | 500 | 1970 | 1970 | 51.3 | 52.22 | 0.01 | 0.91
2040 | MAPP_CA_2_MISO_W | MAPP_CA | MISO_W | Internal | Summer | B9 | 800 | 1970 | 1967.38 | 51.3 | 51.31 | 0.01 | 0
2040 | MAPP_CA_2_MISO_W | MAPP_CA | MISO_W | Internal | Summer | B10 | 1262 | 1970 | 0 | 51.3 | 48.02 | 0.01 | 0
2040 | MAPP_CA_2_MISO_W | MAPP_CA | MISO_W | Internal | Winter | B16 | 25 | 1970 | 1709.42 | 75.05 | 75.06 | 0.01 | 0
2040 | MAPP_CA_2_MISO_W | MAPP_CA | MISO_W | Internal | Winter | B17 | 100 | 1970 | 1740.34 | 64.27 | 64.29 | 0.01 | 0
2040 | MAPP_CA_2_MISO_W | MAPP_CA | MISO_W | Internal | Winter | B18 | 400 | 1970 | 1532.15 | 61.79 | 61.8 | 0.01 | 0
2040 | MAPP_CA_2_MISO_W | MAPP_CA | MISO_W | Internal | Winter | B19 | 700 | 1970 | 962.53 | 59.38 | 59.4 | 0.01 | 0
2040 | MAPP_CA_2_MISO_W | MAPP_CA | MISO_W | Internal | Winter | B20 | 935 | 1970 | 0 | 59.38 | 56.26 | 0.01 | 0
2040 | MAPP_US_2_MAPP_CA | MAPP_US | MAPP_CA | Internal | Shoulder | B11 | 25 | 165 | 0 | 76.42 | 57.78 | 7 | 0
2040 | MAPP_US_2_MAPP_CA | MAPP_US | MAPP_CA | Internal | Shoulder | B12 | 200 | 165 | 0 | 57.63 | 57.78 | 7 | 0
2040 | MAPP_US_2_MAPP_CA | MAPP_US | MAPP_CA | Internal | Shoulder | B13 | 600 | 165 | 0 | 52.85 | 57.78 | 7 | 0
2040 | MAPP_US_2_MAPP_CA | MAPP_US | MAPP_CA | Internal | Shoulder | B14 | 900 | 165 | 0 | 50.79 | 57.78 | 7 | 0
2040 | MAPP_US_2_MAPP_CA | MAPP_US | MAPP_CA | Internal | Shoulder | B15 | 1203 | 165 | 165 | 50.77 | 57.78 | 7 | 0.01
2040 | MAPP_US_2_MAPP_CA | MAPP_US | MAPP_CA | Internal | Summer | B1 | 10 | 165 | 0 | 736.16 | 51.3 | 7 | 0
2040 | MAPP_US_2_MAPP_CA | MAPP_US | MAPP_CA | Internal | Summer | B2 | 25 | 165 | 0 | 739.18 | 657.97 | 7 | 0
2040 | MAPP_US_2_MAPP_CA | MAPP_US | MAPP_CA | Internal | Summer | B3 | 75 | 165 | 0 | 131.93 | 81.87 | 7 | 0
2040 | MAPP_US_2_MAPP_CA | MAPP_US | MAPP_CA | Internal | Summer | B4 | 100 | 165 | 0 | 90.13 | 55.85 | 7 | 0
2040 | MAPP_US_2_MAPP_CA | MAPP_US | MAPP_CA | Internal | Summer | B5 | 200 | 165 | 0 | 77.43 | 51.3 | 7 | 0
2040 | MAPP_US_2_MAPP_CA | MAPP_US | MAPP_CA | Internal | Summer | B6 | 300 | 165 | 0 | 59.41 | 51.3 | 7 | 0
2040 | MAPP_US_2_MAPP_CA | MAPP_US | MAPP_CA | Internal | Summer | B7 | 400 | 165 | 0 | 50.43 | 51.3 | 7 | 0
2040 | MAPP_US_2_MAPP_CA | MAPP_US | MAPP_CA | Internal | Summer | B8 | 500 | 165 | 0 | 46.95 | 51.3 | 7 | 0
2040 | MAPP_US_2_MAPP_CA | MAPP_US | MAPP_CA | Internal | Summer | B9 | 800 | 165 | 0 | 46.95 | 51.3 | 7 | 0
2040 | MAPP_US_2_MAPP_CA | MAPP_US | MAPP_CA | Internal | Summer | B10 | 1262 | 165 | 0 | 45.49 | 51.3 | 7 | 0
2040 | MAPP_US_2_MAPP_CA | MAPP_US | MAPP_CA | Internal | Winter | B16 | 25 | 165 | 0 | 68.06 | 75.05 | 7 | 0
2040 | MAPP_US_2_MAPP_CA | MAPP_US | MAPP_CA | Internal | Winter | B17 | 100 | 165 | 0 | 57.29 | 64.27 | 7 | 0
2040 | MAPP_US_2_MAPP_CA | MAPP_US | MAPP_CA | Internal | Winter | B18 | 400 | 165 | 0 | 54.8 | 61.79 | 7 | 0
2040 | MAPP_US_2_MAPP_CA | MAPP_US | MAPP_CA | Internal | Winter | B19 | 700 | 165 | 0 | 52.4 | 59.38 | 7 | 0
2040 | MAPP_US_2_MAPP_CA | MAPP_US | MAPP_CA | Internal | Winter | B20 | 935 | 165 | 165 | 49.26 | 59.38 | 7 | 3.12
2040 | MAPP_US_2_MISO_W | MAPP_US | MISO_W | Internal | Shoulder | B11 | 25 | 2635 | 2148 | 76.42 | 83.42 | 7 | 0
2040 | MAPP_US_2_MISO_W | MAPP_US | MISO_W | Internal | Shoulder | B12 | 200 | 2635 | 1328.62 | 57.63 | 64.63 | 7 | 0
2040 | MAPP_US_2_MISO_W | MAPP_US | MISO_W | Internal | Shoulder | B13 | 600 | 2635 | 1432.39 | 52.85 | 59.85 | 7 | 0
2040 | MAPP_US_2_MISO_W | MAPP_US | MISO_W | Internal | Shoulder | B14 | 900 | 2635 | 385.51 | 50.79 | 57.79 | 7 | 0
2040 | MAPP_US_2_MISO_W | MAPP_US | MISO_W | Internal | Shoulder | B15 | 1203 | 2635 | 112.8 | 50.77 | 57.77 | 7 | 0
2040 | MAPP_US_2_MISO_W | MAPP_US | MISO_W | Internal | Summer | B1 | 10 | 2635 | 1462.04 | 736.16 | 743.16 | 7 | 0
2040 | MAPP_US_2_MISO_W | MAPP_US | MISO_W | Internal | Summer | B2 | 25 | 2635 | 1322.76 | 739.18 | 746.18 | 7 | 0
2040 | MAPP_US_2_MISO_W | MAPP_US | MISO_W | Internal | Summer | B3 | 75 | 2635 | 603.8 | 131.93 | 138.93 | 7 | 0
2040 | MAPP_US_2_MISO_W | MAPP_US | MISO_W | Internal | Summer | B4 | 100 | 2635 | 0 | 90.13 | 91.99 | 7 | 0
2040 | MAPP_US_2_MISO_W | MAPP_US | MISO_W | Internal | Summer | B5 | 200 | 2635 | 0 | 77.43 | 82.59 | 7 | 0
2040 | MAPP_US_2_MISO_W | MAPP_US | MISO_W | Internal | Summer | B6 | 300 | 2635 | 1244.99 | 59.41 | 66.41 | 7 | 0
2040 | MAPP_US_2_MISO_W | MAPP_US | MISO_W | Internal | Summer | B7 | 400 | 2635 | 0 | 50.43 | 55.01 | 7 | 0
2040 | MAPP_US_2_MISO_W | MAPP_US | MISO_W | Internal | Summer | B8 | 500 | 2635 | 0 | 46.95 | 52.22 | 7 | 0
2040 | MAPP_US_2_MISO_W | MAPP_US | MISO_W | Internal | Summer | B9 | 800 | 2635 | 0 | 46.95 | 51.31 | 7 | 0
2040 | MAPP_US_2_MISO_W | MAPP_US | MISO_W | Internal | Summer | B10 | 1262 | 2635 | 0 | 45.49 | 48.02 | 7 | 0
2040 | MAPP_US_2_MISO_W | MAPP_US | MISO_W | Internal | Winter | B16 | 25 | 2635 | 719.85 | 68.06 | 75.06 | 7 | 0
2040 | MAPP_US_2_MISO_W | MAPP_US | MISO_W | Internal | Winter | B17 | 100 | 2635 | 1059.51 | 57.29 | 64.29 | 7 | 0
2040 | MAPP_US_2_MISO_W | MAPP_US | MISO_W | Internal | Winter | B18 | 400 | 2635 | 1256.29 | 54.8 | 61.8 | 7 | 0
2040 | MAPP_US_2_MISO_W | MAPP_US | MISO_W | Internal | Winter | B19 | 700 | 2635 | 151.94 | 52.4 | 59.4 | 7 | 0
2040 | MAPP_US_2_MISO_W | MAPP_US | MISO_W | Internal | Winter | B20 | 935 | 2635 | 119.25 | 49.26 | 56.26 | 7 | 0
2040 | MAPP_US_2_NE | MAPP_US | NE | Internal | Shoulder | B11 | 25 | 2000 | 0 | 76.42 | 82.41 | 7 | 0
2040 | MAPP_US_2_NE | MAPP_US | NE | Internal | Shoulder | B12 | 200 | 2000 | 0 | 57.63 | 61.18 | 7 | 0
2040 | MAPP_US_2_NE | MAPP_US | NE | Internal | Shoulder | B13 | 600 | 2000 | 0 | 52.85 | 59.23 | 7 | 0
2040 | MAPP_US_2_NE | MAPP_US | NE | Internal | Shoulder | B14 | 900 | 2000 | 0 | 50.79 | 54.44 | 7 | 0
2040 | MAPP_US_2_NE | MAPP_US | NE | Internal | Shoulder | B15 | 1203 | 2000 | 0 | 50.77 | 54.44 | 7 | 0
2040 | MAPP_US_2_NE | MAPP_US | NE | Internal | Summer | B1 | 10 | 2000 | 0 | 736.16 | 738.16 | 7 | 0
2040 | MAPP_US_2_NE | MAPP_US | NE | Internal | Summer | B2 | 25 | 2000 | 400.06 | 739.18 | 746.18 | 7 | 0
2040 | MAPP_US_2_NE | MAPP_US | NE | Internal | Summer | B3 | 75 | 2000 | 1087.95 | 131.93 | 138.93 | 7 | 0
2040 | MAPP_US_2_NE | MAPP_US | NE | Internal | Summer | B4 | 100 | 2000 | 1832.55 | 90.13 | 97.13 | 7 | 0
2040 | MAPP_US_2_NE | MAPP_US | NE | Internal | Summer | B5 | 200 | 2000 | 1476.53 | 77.43 | 84.43 | 7 | 0
2040 | MAPP_US_2_NE | MAPP_US | NE | Internal | Summer | B6 | 300 | 2000 | 453.32 | 59.41 | 66.41 | 7 | 0
2040 | MAPP_US_2_NE | MAPP_US | NE | Internal | Summer | B7 | 400 | 2000 | 1451.1 | 50.43 | 57.43 | 7 | 0
2040 | MAPP_US_2_NE | MAPP_US | NE | Internal | Summer | B8 | 500 | 2000 | 1707.4 | 46.95 | 53.95 | 7 | 0
2040 | MAPP_US_2_NE | MAPP_US | NE | Internal | Summer | B9 | 800 | 2000 | 1373.49 | 46.95 | 53.95 | 7 | 0
2040 | MAPP_US_2_NE | MAPP_US | NE | Internal | Summer | B10 | 1262 | 2000 | 981.81 | 45.49 | 52.49 | 7 | 0
2040 | MAPP_US_2_NE | MAPP_US | NE | Internal | Winter | B16 | 25 | 2000 | 581.76 | 68.06 | 75.06 | 7 | 0
2040 | MAPP_US_2_NE | MAPP_US | NE | Internal | Winter | B17 | 100 | 2000 | 0 | 57.29 | 63.07 | 7 | 0
2040 | MAPP_US_2_NE | MAPP_US | NE | Internal | Winter | B18 | 400 | 2000 | 0 | 54.8 | 60.58 | 7 | 0
2040 | MAPP_US_2_NE | MAPP_US | NE | Internal | Winter | B19 | 700 | 2000 | 0 | 52.4 | 58.39 | 7 | 0
2040 | MAPP_US_2_NE | MAPP_US | NE | Internal | Winter | B20 | 935 | 2000 | 0 | 49.26 | 51.26 | 7 | 0
2040 | MARITIMES_2_NEISO | MARITIMES | NEISO | Internal | Shoulder | B11 | 25 | 99999 | 1400 | 48.96 | 48.97 | 0.01 | 0
2040 | MARITIMES_2_NEISO | MARITIMES | NEISO | Internal | Shoulder | B12 | 200 | 99999 | 1400 | 48.96 | 48.97 | 0.01 | 0
2040 | MARITIMES_2_NEISO | MARITIMES | NEISO | Internal | Shoulder | B13 | 600 | 99999 | 1400 | 48.96 | 48.97 | 0.01 | 0
2040 | MARITIMES_2_NEISO | MARITIMES | NEISO | Internal | Shoulder | B14 | 900 | 99999 | 1400 | 48.96 | 48.97 | 0.01 | 0
2040 | MARITIMES_2_NEISO | MARITIMES | NEISO | Internal | Shoulder | B15 | 1203 | 99999 | 426.43 | 48.96 | 48.97 | 0.01 | 0
2040 | MARITIMES_2_NEISO | MARITIMES | NEISO | Internal | Summer | B1 | 10 | 99999 | 1400.1 | 751.18 | 751.19 | 0.01 | 0
2040 | MARITIMES_2_NEISO | MARITIMES | NEISO | Internal | Summer | B2 | 25 | 99999 | 1400.1 | 751.18 | 751.19 | 0.01 | 0
2040 | MARITIMES_2_NEISO | MARITIMES | NEISO | Internal | Summer | B3 | 75 | 99999 | 1400 | 62.62 | 62.63 | 0.01 | 0
2040 | MARITIMES_2_NEISO | MARITIMES | NEISO | Internal | Summer | B4 | 100 | 99999 | 1400 | 48.96 | 48.97 | 0.01 | 0
2040 | MARITIMES_2_NEISO | MARITIMES | NEISO | Internal | Summer | B5 | 200 | 99999 | 1400 | 45.18 | 45.19 | 0.01 | 0
2040 | MARITIMES_2_NEISO | MARITIMES | NEISO | Internal | Summer | B6 | 300 | 99999 | 1400 | 45.18 | 45.19 | 0.01 | 0
2040 | MARITIMES_2_NEISO | MARITIMES | NEISO | Internal | Summer | B7 | 400 | 99999 | 1400 | 45.18 | 45.19 | 0.01 | 0
2040 | MARITIMES_2_NEISO | MARITIMES | NEISO | Internal | Summer | B8 | 500 | 99999 | 1400 | 45.18 | 45.19 | 0.01 | 0
2040 | MARITIMES_2_NEISO | MARITIMES | NEISO | Internal | Summer | B9 | 800 | 99999 | 1400 | 45.18 | 45.19 | 0.01 | 0
2040 | MARITIMES_2_NEISO | MARITIMES | NEISO | Internal | Summer | B10 | 1262 | 99999 | 236.13 | 45.18 | 45.19 | 0.01 | 0
2040 | MARITIMES_2_NEISO | MARITIMES | NEISO | Internal | Winter | B16 | 25 | 99999 | 1400 | 60.57 | 60.59 | 0.01 | 0
2040 | MARITIMES_2_NEISO | MARITIMES | NEISO | Internal | Winter | B17 | 100 | 99999 | 1400 | 60.57 | 60.59 | 0.01 | 0
2040 | MARITIMES_2_NEISO | MARITIMES | NEISO | Internal | Winter | B18 | 400 | 99999 | 1400 | 60.57 | 60.59 | 0.01 | 0
2040 | MARITIMES_2_NEISO | MARITIMES | NEISO | Internal | Winter | B19 | 700 | 99999 | 1400 | 60.57 | 60.59 | 0.01 | 0
2040 | MARITIMES_2_NEISO | MARITIMES | NEISO | Internal | Winter | B20 | 935 | 99999 | 475.94 | 60.57 | 60.59 | 0.01 | 0
2040 | MISO_IN_2_MISO_MI | MISO_IN | MISO_MI | Internal | Shoulder | B11 | 25 | 5000 | 0 | 87.43 | 87.42 | 0.01 | 0
2040 | MISO_IN_2_MISO_MI | MISO_IN | MISO_MI | Internal | Shoulder | B12 | 200 | 5000 | 1466.24 | 79.23 | 79.24 | 0.01 | 0
2040 | MISO_IN_2_MISO_MI | MISO_IN | MISO_MI | Internal | Shoulder | B13 | 600 | 5000 | 2139.1 | 59.88 | 59.89 | 0.01 | 0
2040 | MISO_IN_2_MISO_MI | MISO_IN | MISO_MI | Internal | Shoulder | B14 | 900 | 5000 | 2940.08 | 59.61 | 59.62 | 0.01 | 0
2040 | MISO_IN_2_MISO_MI | MISO_IN | MISO_MI | Internal | Shoulder | B15 | 1203 | 5000 | 3056.55 | 58.62 | 58.64 | 0.01 | 0
2040 | MISO_IN_2_MISO_MI | MISO_IN | MISO_MI | Internal | Summer | B1 | 10 | 5000 | 1936.94 | 749.18 | 749.19 | 0.01 | 0
2040 | MISO_IN_2_MISO_MI | MISO_IN | MISO_MI | Internal | Summer | B2 | 25 | 5000 | 2075.03 | 749.18 | 749.19 | 0.01 | 0
2040 | MISO_IN_2_MISO_MI | MISO_IN | MISO_MI | Internal | Summer | B3 | 75 | 5000 | 155.45 | 138.93 | 138.94 | 0.01 | 0
2040 | MISO_IN_2_MISO_MI | MISO_IN | MISO_MI | Internal | Summer | B4 | 100 | 5000 | 867.49 | 92.02 | 92.03 | 0.01 | 0
2040 | MISO_IN_2_MISO_MI | MISO_IN | MISO_MI | Internal | Summer | B5 | 200 | 5000 | 129.65 | 82.61 | 82.63 | 0.01 | 0
2040 | MISO_IN_2_MISO_MI | MISO_IN | MISO_MI | Internal | Summer | B6 | 300 | 5000 | 1885.73 | 66.44 | 66.45 | 0.01 | 0
2040 | MISO_IN_2_MISO_MI | MISO_IN | MISO_MI | Internal | Summer | B7 | 400 | 5000 | 1755.41 | 55.02 | 55.03 | 0.01 | 0
2040 | MISO_IN_2_MISO_MI | MISO_IN | MISO_MI | Internal | Summer | B8 | 500 | 5000 | 2921.69 | 52.24 | 52.26 | 0.01 | 0
2040 | MISO_IN_2_MISO_MI | MISO_IN | MISO_MI | Internal | Summer | B9 | 800 | 5000 | 3622.09 | 51.38 | 51.39 | 0.01 | 0
2040 | MISO_IN_2_MISO_MI | MISO_IN | MISO_MI | Internal | Summer | B10 | 1262 | 5000 | 4489.76 | 48.04 | 48.06 | 0.01 | 0
2040 | MISO_IN_2_MISO_MI | MISO_IN | MISO_MI | Internal | Winter | B16 | 25 | 5000 | 25.7 | 92.61 | 92.62 | 0.01 | 0
2040 | MISO_IN_2_MISO_MI | MISO_IN | MISO_MI | Internal | Winter | B17 | 100 | 5000 | 1679.35 | 80.42 | 80.43 | 0.01 | 0
2040 | MISO_IN_2_MISO_MI | MISO_IN | MISO_MI | Internal | Winter | B18 | 400 | 5000 | 2987.83 | 61.83 | 61.84 | 0.01 | 0
2040 | MISO_IN_2_MISO_MI | MISO_IN | MISO_MI | Internal | Winter | B19 | 700 | 5000 | 2747.29 | 59.42 | 59.43 | 0.01 | 0
2040 | MISO_IN_2_MISO_MI | MISO_IN | MISO_MI | Internal | Winter | B20 | 935 | 5000 | 2970.18 | 58.53 | 58.54 | 0.01 | 0
2040 | MISO_IN_2_MISO_MO-IL | MISO_IN | MISO_MO-IL | Internal | Shoulder | B11 | 25 | 5000 | 0 | 87.43 | 87.42 | 0.01 | 0
2040 | MISO_IN_2_MISO_MO-IL | MISO_IN | MISO_MO-IL | Internal | Shoulder | B12 | 200 | 5000 | 0 | 79.23 | 66.19 | 0.01 | 0
2040 | MISO_IN_2_MISO_MO-IL | MISO_IN | MISO_MO-IL | Internal | Shoulder | B13 | 600 | 5000 | 0 | 59.88 | 59.86 | 0.01 | 0
2040 | MISO_IN_2_MISO_MO-IL | MISO_IN | MISO_MO-IL | Internal | Shoulder | B14 | 900 | 5000 | 0 | 59.61 | 57.81 | 0.01 | 0
2040 | MISO_IN_2_MISO_MO-IL | MISO_IN | MISO_MO-IL | Internal | Shoulder | B15 | 1203 | 5000 | 0 | 58.62 | 57.78 | 0.01 | 0
2040 | MISO_IN_2_MISO_MO-IL | MISO_IN | MISO_MO-IL | Internal | Summer | B1 | 10 | 5000 | 0 | 749.18 | 743.18 | 0.01 | 0
2040 | MISO_IN_2_MISO_MO-IL | MISO_IN | MISO_MO-IL | Internal | Summer | B2 | 25 | 5000 | 0 | 749.18 | 746.19 | 0.01 | 0
2040 | MISO_IN_2_MISO_MO-IL | MISO_IN | MISO_MO-IL | Internal | Summer | B3 | 75 | 5000 | 570.95 | 138.93 | 138.94 | 0.01 | 0
2040 | MISO_IN_2_MISO_MO-IL | MISO_IN | MISO_MO-IL | Internal | Summer | B4 | 100 | 5000 | 0 | 92.02 | 92.01 | 0.01 | 0
2040 | MISO_IN_2_MISO_MO-IL | MISO_IN | MISO_MO-IL | Internal | Summer | B5 | 200 | 5000 | 0 | 82.61 | 82.6 | 0.01 | 0
2040 | MISO_IN_2_MISO_MO-IL | MISO_IN | MISO_MO-IL | Internal | Summer | B6 | 300 | 5000 | 0 | 66.44 | 66.43 | 0.01 | 0
2040 | MISO_IN_2_MISO_MO-IL | MISO_IN | MISO_MO-IL | Internal | Summer | B7 | 400 | 5000 | 0 | 55.02 | 55.02 | 0.01 | 0
2040 | MISO_IN_2_MISO_MO-IL | MISO_IN | MISO_MO-IL | Internal | Summer | B8 | 500 | 5000 | 0 | 52.24 | 52.23 | 0.01 | 0
2040 | MISO_IN_2_MISO_MO-IL | MISO_IN | MISO_MO-IL | Internal | Summer | B9 | 800 | 5000 | 0 | 51.38 | 51.32 | 0.01 | 0
2040 | MISO_IN_2_MISO_MO-IL | MISO_IN | MISO_MO-IL | Internal | Summer | B10 | 1262 | 5000 | 0 | 48.04 | 48.03 | 0.01 | 0
2040 | MISO_IN_2_MISO_MO-IL | MISO_IN | MISO_MO-IL | Internal | Winter | B16 | 25 | 5000 | 0 | 92.61 | 80.07 | 0.01 | 0
2040 | MISO_IN_2_MISO_MO-IL | MISO_IN | MISO_MO-IL | Internal | Winter | B17 | 100 | 5000 | 0 | 80.42 | 66.07 | 0.01 | 0
2040 | MISO_IN_2_MISO_MO-IL | MISO_IN | MISO_MO-IL | Internal | Winter | B18 | 400 | 5000 | 0 | 61.83 | 61.81 | 0.01 | 0
2040 | MISO_IN_2_MISO_MO-IL | MISO_IN | MISO_MO-IL | Internal | Winter | B19 | 700 | 5000 | 0 | 59.42 | 59.41 | 0.01 | 0
2040 | MISO_IN_2_MISO_MO-IL | MISO_IN | MISO_MO-IL | Internal | Winter | B20 | 935 | 5000 | 0 | 58.53 | 56.27 | 0.01 | 0
2040 | MISO_IN_2_NonRTO_Midwest | MISO_IN | NonRTO_Midwest | Internal | Shoulder | B11 | 25 | 4800 | 1274.97 | 87.43 | 95.43 | 8 | 0
2040 | MISO_IN_2_NonRTO_Midwest | MISO_IN | NonRTO_Midwest | Internal | Shoulder | B12 | 200 | 4800 | 117.32 | 79.23 | 87.23 | 8 | 0
2040 | MISO_IN_2_NonRTO_Midwest | MISO_IN | NonRTO_Midwest | Internal | Shoulder | B13 | 600 | 4800 | 364.82 | 59.88 | 67.88 | 8 | 0
2040 | MISO_IN_2_NonRTO_Midwest | MISO_IN | NonRTO_Midwest | Internal | Shoulder | B14 | 900 | 4800 | 0 | 59.61 | 56.29 | 8 | 0
2040 | MISO_IN_2_NonRTO_Midwest | MISO_IN | NonRTO_Midwest | Internal | Shoulder | B15 | 1203 | 4800 | 0 | 58.62 | 55.49 | 8 | 0
2040 | MISO_IN_2_NonRTO_Midwest | MISO_IN | NonRTO_Midwest | Internal | Summer | B1 | 10 | 4800 | 0 | 749.18 | 751.19 | 8 | 0
2040 | MISO_IN_2_NonRTO_Midwest | MISO_IN | NonRTO_Midwest | Internal | Summer | B2 | 25 | 4800 | 0 | 749.18 | 751.19 | 8 | 0
2040 | MISO_IN_2_NonRTO_Midwest | MISO_IN | NonRTO_Midwest | Internal | Summer | B3 | 75 | 4800 | 50.07 | 138.93 | 146.93 | 8 | 0
2040 | MISO_IN_2_NonRTO_Midwest | MISO_IN | NonRTO_Midwest | Internal | Summer | B4 | 100 | 4800 | 0 | 92.02 | 97.9 | 8 | 0
2040 | MISO_IN_2_NonRTO_Midwest | MISO_IN | NonRTO_Midwest | Internal | Summer | B5 | 200 | 4800 | 518.62 | 82.61 | 90.61 | 8 | 0
2040 | MISO_IN_2_NonRTO_Midwest | MISO_IN | NonRTO_Midwest | Internal | Summer | B6 | 300 | 4800 | 0 | 66.44 | 74.43 | 8 | 0
2040 | MISO_IN_2_NonRTO_Midwest | MISO_IN | NonRTO_Midwest | Internal | Summer | B7 | 400 | 4800 | 0 | 55.02 | 55.02 | 8 | 0
2040 | MISO_IN_2_NonRTO_Midwest | MISO_IN | NonRTO_Midwest | Internal | Summer | B8 | 500 | 4800 | 0 | 52.24 | 52.23 | 8 | 0
2040 | MISO_IN_2_NonRTO_Midwest | MISO_IN | NonRTO_Midwest | Internal | Summer | B9 | 800 | 4800 | 0 | 51.38 | 51.32 | 8 | 0
2040 | MISO_IN_2_NonRTO_Midwest | MISO_IN | NonRTO_Midwest | Internal | Summer | B10 | 1262 | 4800 | 0 | 48.04 | 45.45 | 8 | 0
2040 | MISO_IN_2_NonRTO_Midwest | MISO_IN | NonRTO_Midwest | Internal | Winter | B16 | 25 | 4800 | 1204.07 | 92.61 | 100.61 | 8 | 0
2040 | MISO_IN_2_NonRTO_Midwest | MISO_IN | NonRTO_Midwest | Internal | Winter | B17 | 100 | 4800 | 288.93 | 80.42 | 88.42 | 8 | 0
2040 | MISO_IN_2_NonRTO_Midwest | MISO_IN | NonRTO_Midwest | Internal | Winter | B18 | 400 | 4800 | 303.73 | 61.83 | 69.83 | 8 | 0
2040 | MISO_IN_2_NonRTO_Midwest | MISO_IN | NonRTO_Midwest | Internal | Winter | B19 | 700 | 4800 | 0 | 59.42 | 56.27 | 8 | 0
2040 | MISO_IN_2_NonRTO_Midwest | MISO_IN | NonRTO_Midwest | Internal | Winter | B20 | 935 | 4800 | 0 | 58.53 | 56.27 | 8 | 0
2040 | MISO_IN_2_PJM_ROR | MISO_IN | PJM_ROR | Internal | Shoulder | B11 | 25 | 992 | 0 | 87.43 | 85.43 | 2 | 0
2040 | MISO_IN_2_PJM_ROR | MISO_IN | PJM_ROR | Internal | Shoulder | B12 | 200 | 992 | 455.65 | 79.23 | 81.23 | 2 | 0
2040 | MISO_IN_2_PJM_ROR | MISO_IN | PJM_ROR | Internal | Shoulder | B13 | 600 | 992 | 0 | 59.88 | 61.86 | 2 | 0
2040 | MISO_IN_2_PJM_ROR | MISO_IN | PJM_ROR | Internal | Shoulder | B14 | 900 | 992 | 0 | 59.61 | 59.79 | 2 | 0
2040 | MISO_IN_2_PJM_ROR | MISO_IN | PJM_ROR | Internal | Shoulder | B15 | 1203 | 992 | 0 | 58.62 | 59.14 | 2 | 0
2040 | MISO_IN_2_PJM_ROR | MISO_IN | PJM_ROR | Internal | Summer | B1 | 10 | 992 | 992 | 749.18 | 751.19 | 2 | 0.01
2040 | MISO_IN_2_PJM_ROR | MISO_IN | PJM_ROR | Internal | Summer | B2 | 25 | 992 | 992 | 749.18 | 751.19 | 2 | 0.01
2040 | MISO_IN_2_PJM_ROR | MISO_IN | PJM_ROR | Internal | Summer | B3 | 75 | 992 | 992 | 138.93 | 140.94 | 2 | 0.01
2040 | MISO_IN_2_PJM_ROR | MISO_IN | PJM_ROR | Internal | Summer | B4 | 100 | 992 | 0 | 92.02 | 90.44 | 2 | 0
2040 | MISO_IN_2_PJM_ROR | MISO_IN | PJM_ROR | Internal | Summer | B5 | 200 | 992 | 0 | 82.61 | 84.6 | 2 | 0
2040 | MISO_IN_2_PJM_ROR | MISO_IN | PJM_ROR | Internal | Summer | B6 | 300 | 992 | 992 | 66.44 | 68.45 | 2 | 0.01
2040 | MISO_IN_2_PJM_ROR | MISO_IN | PJM_ROR | Internal | Summer | B7 | 400 | 992 | 115.48 | 55.02 | 57.02 | 2 | 0
2040 | MISO_IN_2_PJM_ROR | MISO_IN | PJM_ROR | Internal | Summer | B8 | 500 | 992 | 740.27 | 52.24 | 54.24 | 2 | 0
2040 | MISO_IN_2_PJM_ROR | MISO_IN | PJM_ROR | Internal | Summer | B9 | 800 | 992 | 992 | 51.38 | 53.39 | 2 | 0.01
2040 | MISO_IN_2_PJM_ROR | MISO_IN | PJM_ROR | Internal | Summer | B10 | 1262 | 992 | 0 | 48.04 | 50.03 | 2 | 0
2040 | MISO_IN_2_PJM_ROR | MISO_IN | PJM_ROR | Internal | Winter | B16 | 25 | 992 | 975.84 | 92.61 | 94.61 | 2 | 0
2040 | MISO_IN_2_PJM_ROR | MISO_IN | PJM_ROR | Internal | Winter | B17 | 100 | 992 | 992 | 80.42 | 82.43 | 2 | 0.01
2040 | MISO_IN_2_PJM_ROR | MISO_IN | PJM_ROR | Internal | Winter | B18 | 400 | 992 | 0 | 61.83 | 63.81 | 2 | 0
2040 | MISO_IN_2_PJM_ROR | MISO_IN | PJM_ROR | Internal | Winter | B19 | 700 | 992 | 0 | 59.42 | 61.41 | 2 | 0
2040 | MISO_IN_2_PJM_ROR | MISO_IN | PJM_ROR | Internal | Winter | B20 | 935 | 992 | 991.88 | 58.53 | 60.53 | 2 | 0
2040 | MISO_MI_2_MISO_IN | MISO_MI | MISO_IN | Internal | Shoulder | B11 | 25 | 2045 | 496.16 | 87.42 | 87.43 | 0.01 | 0
2040 | MISO_MI_2_MISO_IN | MISO_MI | MISO_IN | Internal | Shoulder | B12 | 200 | 2045 | 0 | 79.24 | 79.23 | 0.01 | 0
2040 | MISO_MI_2_MISO_IN | MISO_MI | MISO_IN | Internal | Shoulder | B13 | 600 | 2045 | 0 | 59.89 | 59.88 | 0.01 | 0
2040 | MISO_MI_2_MISO_IN | MISO_MI | MISO_IN | Internal | Shoulder | B14 | 900 | 2045 | 0 | 59.62 | 59.61 | 0.01 | 0
2040 | MISO_MI_2_MISO_IN | MISO_MI | MISO_IN | Internal | Shoulder | B15 | 1203 | 2045 | 0 | 58.64 | 58.62 | 0.01 | 0
2040 | MISO_MI_2_MISO_IN | MISO_MI | MISO_IN | Internal | Summer | B1 | 10 | 2045 | 0 | 749.19 | 749.18 | 0.01 | 0
2040 | MISO_MI_2_MISO_IN | MISO_MI | MISO_IN | Internal | Summer | B2 | 25 | 2045 | 0 | 749.19 | 749.18 | 0.01 | 0
2040 | MISO_MI_2_MISO_IN | MISO_MI | MISO_IN | Internal | Summer | B3 | 75 | 2045 | 0 | 138.94 | 138.93 | 0.01 | 0
2040 | MISO_MI_2_MISO_IN | MISO_MI | MISO_IN | Internal | Summer | B4 | 100 | 2045 | 0 | 92.03 | 92.02 | 0.01 | 0
2040 | MISO_MI_2_MISO_IN | MISO_MI | MISO_IN | Internal | Summer | B5 | 200 | 2045 | 0 | 82.63 | 82.61 | 0.01 | 0
2040 | MISO_MI_2_MISO_IN | MISO_MI | MISO_IN | Internal | Summer | B6 | 300 | 2045 | 0 | 66.45 | 66.44 | 0.01 | 0
2040 | MISO_MI_2_MISO_IN | MISO_MI | MISO_IN | Internal | Summer | B7 | 400 | 2045 | 0 | 55.03 | 55.02 | 0.01 | 0
2040 | MISO_MI_2_MISO_IN | MISO_MI | MISO_IN | Internal | Summer | B8 | 500 | 2045 | 0 | 52.26 | 52.24 | 0.01 | 0
2040 | MISO_MI_2_MISO_IN | MISO_MI | MISO_IN | Internal | Summer | B9 | 800 | 2045 | 0 | 51.39 | 51.38 | 0.01 | 0
2040 | MISO_MI_2_MISO_IN | MISO_MI | MISO_IN | Internal | Summer | B10 | 1262 | 2045 | 0 | 48.06 | 48.04 | 0.01 | 0
2040 | MISO_MI_2_MISO_IN | MISO_MI | MISO_IN | Internal | Winter | B16 | 25 | 2045 | 0 | 92.62 | 92.61 | 0.01 | 0
2040 | MISO_MI_2_MISO_IN | MISO_MI | MISO_IN | Internal | Winter | B17 | 100 | 2045 | 0 | 80.43 | 80.42 | 0.01 | 0
2040 | MISO_MI_2_MISO_IN | MISO_MI | MISO_IN | Internal | Winter | B18 | 400 | 2045 | 0 | 61.84 | 61.83 | 0.01 | 0
2040 | MISO_MI_2_MISO_IN | MISO_MI | MISO_IN | Internal | Winter | B19 | 700 | 2045 | 0 | 59.43 | 59.42 | 0.01 | 0
2040 | MISO_MI_2_MISO_IN | MISO_MI | MISO_IN | Internal | Winter | B20 | 935 | 2045 | 0 | 58.54 | 58.53 | 0.01 | 0
2040 | MISO_MI_2_MISO_WUMS | MISO_MI | MISO_WUMS | Internal | Shoulder | B11 | 25 | 117 | 0 | 87.42 | 83.43 | 0.01 | 0
2040 | MISO_MI_2_MISO_WUMS | MISO_MI | MISO_WUMS | Internal | Shoulder | B12 | 200 | 117 | 0 | 79.24 | 79.23 | 0.01 | 0
2040 | MISO_MI_2_MISO_WUMS | MISO_MI | MISO_WUMS | Internal | Shoulder | B13 | 600 | 117 | 0 | 59.89 | 59.86 | 0.01 | 0
2040 | MISO_MI_2_MISO_WUMS | MISO_MI | MISO_WUMS | Internal | Shoulder | B14 | 900 | 117 | 0 | 59.62 | 57.81 | 0.01 | 0
2040 | MISO_MI_2_MISO_WUMS | MISO_MI | MISO_WUMS | Internal | Shoulder | B15 | 1203 | 117 | 0 | 58.64 | 57.76 | 0.01 | 0
2040 | MISO_MI_2_MISO_WUMS | MISO_MI | MISO_WUMS | Internal | Summer | B1 | 10 | 117 | 0 | 749.19 | 744.65 | 0.01 | 0
2040 | MISO_MI_2_MISO_WUMS | MISO_MI | MISO_WUMS | Internal | Summer | B2 | 25 | 117 | 0 | 749.19 | 749.18 | 0.01 | 0
2040 | MISO_MI_2_MISO_WUMS | MISO_MI | MISO_WUMS | Internal | Summer | B3 | 75 | 117 | 0 | 138.94 | 138.94 | 0.01 | 0
2040 | MISO_MI_2_MISO_WUMS | MISO_MI | MISO_WUMS | Internal | Summer | B4 | 100 | 117 | 0 | 92.03 | 92.01 | 0.01 | 0
2040 | MISO_MI_2_MISO_WUMS | MISO_MI | MISO_WUMS | Internal | Summer | B5 | 200 | 117 | 0 | 82.63 | 82.6 | 0.01 | 0
2040 | MISO_MI_2_MISO_WUMS | MISO_MI | MISO_WUMS | Internal | Summer | B6 | 300 | 117 | 0 | 66.45 | 66.45 | 0.01 | 0
2040 | MISO_MI_2_MISO_WUMS | MISO_MI | MISO_WUMS | Internal | Summer | B7 | 400 | 117 | 0 | 55.03 | 55.02 | 0.01 | 0
2040 | MISO_MI_2_MISO_WUMS | MISO_MI | MISO_WUMS | Internal | Summer | B8 | 500 | 117 | 117 | 52.26 | 54.38 | 0.01 | 2.11
2040 | MISO_MI_2_MISO_WUMS | MISO_MI | MISO_WUMS | Internal | Summer | B9 | 800 | 117 | 117 | 51.39 | 54.38 | 0.01 | 2.97
2040 | MISO_MI_2_MISO_WUMS | MISO_MI | MISO_WUMS | Internal | Summer | B10 | 1262 | 117 | 0 | 48.06 | 48.03 | 0.01 | 0
2040 | MISO_MI_2_MISO_WUMS | MISO_MI | MISO_WUMS | Internal | Winter | B16 | 25 | 117 | 0 | 92.62 | 92.61 | 0.01 | 0
2040 | MISO_MI_2_MISO_WUMS | MISO_MI | MISO_WUMS | Internal | Winter | B17 | 100 | 117 | 0 | 80.43 | 80.43 | 0.01 | 0
2040 | MISO_MI_2_MISO_WUMS | MISO_MI | MISO_WUMS | Internal | Winter | B18 | 400 | 117 | 0 | 61.84 | 61.81 | 0.01 | 0
2040 | MISO_MI_2_MISO_WUMS | MISO_MI | MISO_WUMS | Internal | Winter | B19 | 700 | 117 | 0 | 59.43 | 59.42 | 0.01 | 0
2040 | MISO_MI_2_MISO_WUMS | MISO_MI | MISO_WUMS | Internal | Winter | B20 | 935 | 117 | 0 | 58.54 | 58.53 | 0.01 | 0
2040 | MISO_MI_2_PJM_ROR | MISO_MI | PJM_ROR | Internal | Shoulder | B11 | 25 | 1424 | 0 | 87.42 | 85.43 | 2 | 0
2040 | MISO_MI_2_PJM_ROR | MISO_MI | PJM_ROR | Internal | Shoulder | B12 | 200 | 1424 | 0 | 79.24 | 81.23 | 2 | 0
2040 | MISO_MI_2_PJM_ROR | MISO_MI | PJM_ROR | Internal | Shoulder | B13 | 600 | 1424 | 0 | 59.89 | 61.86 | 2 | 0
2040 | MISO_MI_2_PJM_ROR | MISO_MI | PJM_ROR | Internal | Shoulder | B14 | 900 | 1424 | 0 | 59.62 | 59.79 | 2 | 0
2040 | MISO_MI_2_PJM_ROR | MISO_MI | PJM_ROR | Internal | Shoulder | B15 | 1203 | 1424 | 0 | 58.64 | 59.14 | 2 | 0
2040 | MISO_MI_2_PJM_ROR | MISO_MI | PJM_ROR | Internal | Summer | B1 | 10 | 1424 | 522.38 | 749.19 | 751.19 | 2 | 0
2040 | MISO_MI_2_PJM_ROR | MISO_MI | PJM_ROR | Internal | Summer | B2 | 25 | 1424 | 1307.56 | 749.19 | 751.19 | 2 | 0
2040 | MISO_MI_2_PJM_ROR | MISO_MI | PJM_ROR | Internal | Summer | B3 | 75 | 1424 | 1203.89 | 138.94 | 140.94 | 2 | 0
2040 | MISO_MI_2_PJM_ROR | MISO_MI | PJM_ROR | Internal | Summer | B4 | 100 | 1424 | 0 | 92.03 | 90.44 | 2 | 0
2040 | MISO_MI_2_PJM_ROR | MISO_MI | PJM_ROR | Internal | Summer | B5 | 200 | 1424 | 0 | 82.63 | 84.6 | 2 | 0
2040 | MISO_MI_2_PJM_ROR | MISO_MI | PJM_ROR | Internal | Summer | B6 | 300 | 1424 | 523.3 | 66.45 | 68.45 | 2 | 0
2040 | MISO_MI_2_PJM_ROR | MISO_MI | PJM_ROR | Internal | Summer | B7 | 400 | 1424 | 0 | 55.03 | 57.02 | 2 | 0
2040 | MISO_MI_2_PJM_ROR | MISO_MI | PJM_ROR | Internal | Summer | B8 | 500 | 1424 | 0 | 52.26 | 54.24 | 2 | 0
2040 | MISO_MI_2_PJM_ROR | MISO_MI | PJM_ROR | Internal | Summer | B9 | 800 | 1424 | 1275.23 | 51.39 | 53.39 | 2 | 0
2040 | MISO_MI_2_PJM_ROR | MISO_MI | PJM_ROR | Internal | Summer | B10 | 1262 | 1424 | 0 | 48.06 | 50.03 | 2 | 0
2040 | MISO_MI_2_PJM_ROR | MISO_MI | PJM_ROR | Internal | Winter | B16 | 25 | 1424 | 0 | 92.62 | 94.61 | 2 | 0
2040 | MISO_MI_2_PJM_ROR | MISO_MI | PJM_ROR | Internal | Winter | B17 | 100 | 1424 | 627.54 | 80.43 | 82.43 | 2 | 0
2040 | MISO_MI_2_PJM_ROR | MISO_MI | PJM_ROR | Internal | Winter | B18 | 400 | 1424 | 0 | 61.84 | 63.81 | 2 | 0
2040 | MISO_MI_2_PJM_ROR | MISO_MI | PJM_ROR | Internal | Winter | B19 | 700 | 1424 | 0 | 59.43 | 61.41 | 2 | 0
2040 | MISO_MI_2_PJM_ROR | MISO_MI | PJM_ROR | Internal | Winter | B20 | 935 | 1424 | 0 | 58.54 | 60.53 | 2 | 0
2040 | MISO_MO-IL_2_ENT | MISO_MO-IL | ENT | Internal | Shoulder | B11 | 25 | 2540 | 0 | 87.42 | 83.43 | 8 | 0
2040 | MISO_MO-IL_2_ENT | MISO_MO-IL | ENT | Internal | Shoulder | B12 | 200 | 2540 | 0 | 66.19 | 61.96 | 8 | 0
2040 | MISO_MO-IL_2_ENT | MISO_MO-IL | ENT | Internal | Shoulder | B13 | 600 | 2540 | 0 | 59.86 | 61.51 | 8 | 0
2040 | MISO_MO-IL_2_ENT | MISO_MO-IL | ENT | Internal | Shoulder | B14 | 900 | 2540 | 0 | 57.81 | 59.46 | 8 | 0
2040 | MISO_MO-IL_2_ENT | MISO_MO-IL | ENT | Internal | Shoulder | B15 | 1203 | 2540 | 0 | 57.78 | 59.46 | 8 | 0
2040 | MISO_MO-IL_2_ENT | MISO_MO-IL | ENT | Internal | Summer | B1 | 10 | 2540 | 0 | 743.18 | 743.18 | 8 | 0
2040 | MISO_MO-IL_2_ENT | MISO_MO-IL | ENT | Internal | Summer | B2 | 25 | 2540 | 0 | 746.19 | 751.19 | 8 | 0
2040 | MISO_MO-IL_2_ENT | MISO_MO-IL | ENT | Internal | Summer | B3 | 75 | 2540 | 2540 | 138.94 | 147.94 | 8 | 1
2040 | MISO_MO-IL_2_ENT | MISO_MO-IL | ENT | Internal | Summer | B4 | 100 | 2540 | 695.05 | 92.01 | 100.01 | 8 | 0
2040 | MISO_MO-IL_2_ENT | MISO_MO-IL | ENT | Internal | Summer | B5 | 200 | 2540 | 0 | 82.6 | 89.43 | 8 | 0
2040 | MISO_MO-IL_2_ENT | MISO_MO-IL | ENT | Internal | Summer | B6 | 300 | 2540 | 0 | 66.43 | 66.43 | 8 | 0
2040 | MISO_MO-IL_2_ENT | MISO_MO-IL | ENT | Internal | Summer | B7 | 400 | 2540 | 0 | 55.02 | 60 | 8 | 0
2040 | MISO_MO-IL_2_ENT | MISO_MO-IL | ENT | Internal | Summer | B8 | 500 | 2540 | 0 | 52.23 | 60 | 8 | 0
2040 | MISO_MO-IL_2_ENT | MISO_MO-IL | ENT | Internal | Summer | B9 | 800 | 2540 | 663.57 | 51.32 | 59.32 | 8 | 0
2040 | MISO_MO-IL_2_ENT | MISO_MO-IL | ENT | Internal | Summer | B10 | 1262 | 2540 | 2540 | 48.03 | 57.59 | 8 | 1.55
2040 | MISO_MO-IL_2_ENT | MISO_MO-IL | ENT | Internal | Winter | B16 | 25 | 2540 | 0 | 80.07 | 80.07 | 8 | 0
2040 | MISO_MO-IL_2_ENT | MISO_MO-IL | ENT | Internal | Winter | B17 | 100 | 2540 | 0 | 66.07 | 66.07 | 8 | 0
2040 | MISO_MO-IL_2_ENT | MISO_MO-IL | ENT | Internal | Winter | B18 | 400 | 2540 | 0 | 61.81 | 65.59 | 8 | 0
2040 | MISO_MO-IL_2_ENT | MISO_MO-IL | ENT | Internal | Winter | B19 | 700 | 2540 | 0 | 59.41 | 63.4 | 8 | 0
2040 | MISO_MO-IL_2_ENT | MISO_MO-IL | ENT | Internal | Winter | B20 | 935 | 2540 | 0 | 56.27 | 63.4 | 8 | 0
2040 | MISO_MO-IL_2_MISO_IN | MISO_MO-IL | MISO_IN | Internal | Shoulder | B11 | 25 | 2100 | 1134.63 | 87.42 | 87.43 | 0.01 | 0
2040 | MISO_MO-IL_2_MISO_IN | MISO_MO-IL | MISO_IN | Internal | Shoulder | B12 | 200 | 2100 | 2100 | 66.19 | 79.23 | 0.01 | 13.02
2040 | MISO_MO-IL_2_MISO_IN | MISO_MO-IL | MISO_IN | Internal | Shoulder | B13 | 600 | 2100 | 2038.64 | 59.86 | 59.88 | 0.01 | 0
2040 | MISO_MO-IL_2_MISO_IN | MISO_MO-IL | MISO_IN | Internal | Shoulder | B14 | 900 | 2100 | 2100 | 57.81 | 59.61 | 0.01 | 1.79
2040 | MISO_MO-IL_2_MISO_IN | MISO_MO-IL | MISO_IN | Internal | Shoulder | B15 | 1203 | 2100 | 2100 | 57.78 | 58.62 | 0.01 | 0.83
2040 | MISO_MO-IL_2_MISO_IN | MISO_MO-IL | MISO_IN | Internal | Summer | B1 | 10 | 2100 | 2100 | 743.18 | 749.18 | 0.01 | 5.99
2040 | MISO_MO-IL_2_MISO_IN | MISO_MO-IL | MISO_IN | Internal | Summer | B2 | 25 | 2100 | 2100 | 746.19 | 749.18 | 0.01 | 2.98
2040 | MISO_MO-IL_2_MISO_IN | MISO_MO-IL | MISO_IN | Internal | Summer | B3 | 75 | 2100 | 0 | 138.94 | 138.93 | 0.01 | 0
2040 | MISO_MO-IL_2_MISO_IN | MISO_MO-IL | MISO_IN | Internal | Summer | B4 | 100 | 2100 | 967.88 | 92.01 | 92.02 | 0.01 | 0
2040 | MISO_MO-IL_2_MISO_IN | MISO_MO-IL | MISO_IN | Internal | Summer | B5 | 200 | 2100 | 293.52 | 82.6 | 82.61 | 0.01 | 0
2040 | MISO_MO-IL_2_MISO_IN | MISO_MO-IL | MISO_IN | Internal | Summer | B6 | 300 | 2100 | 1709.56 | 66.43 | 66.44 | 0.01 | 0
2040 | MISO_MO-IL_2_MISO_IN | MISO_MO-IL | MISO_IN | Internal | Summer | B7 | 400 | 2100 | 0 | 55.02 | 55.02 | 0.01 | 0
2040 | MISO_MO-IL_2_MISO_IN | MISO_MO-IL | MISO_IN | Internal | Summer | B8 | 500 | 2100 | 1925.69 | 52.23 | 52.24 | 0.01 | 0
2040 | MISO_MO-IL_2_MISO_IN | MISO_MO-IL | MISO_IN | Internal | Summer | B9 | 800 | 2100 | 2100 | 51.32 | 51.38 | 0.01 | 0.05
2040 | MISO_MO-IL_2_MISO_IN | MISO_MO-IL | MISO_IN | Internal | Summer | B10 | 1262 | 2100 | 1570.53 | 48.03 | 48.04 | 0.01 | 0
2040 | MISO_MO-IL_2_MISO_IN | MISO_MO-IL | MISO_IN | Internal | Winter | B16 | 25 | 2100 | 2100 | 80.07 | 92.61 | 0.01 | 12.52
2040 | MISO_MO-IL_2_MISO_IN | MISO_MO-IL | MISO_IN | Internal | Winter | B17 | 100 | 2100 | 2100 | 66.07 | 80.42 | 0.01 | 14.33
2040 | MISO_MO-IL_2_MISO_IN | MISO_MO-IL | MISO_IN | Internal | Winter | B18 | 400 | 2100 | 1898.6 | 61.81 | 61.83 | 0.01 | 0
2040 | MISO_MO-IL_2_MISO_IN | MISO_MO-IL | MISO_IN | Internal | Winter | B19 | 700 | 2100 | 1282.37 | 59.41 | 59.42 | 0.01 | 0
2040 | MISO_MO-IL_2_MISO_IN | MISO_MO-IL | MISO_IN | Internal | Winter | B20 | 935 | 2100 | 2100 | 56.27 | 58.53 | 0.01 | 2.25
2040 | MISO_MO-IL_2_MISO_W | MISO_MO-IL | MISO_W | Internal | Shoulder | B11 | 25 | 960 | 0 | 87.42 | 83.42 | 0.01 | 0
2040 | MISO_MO-IL_2_MISO_W | MISO_MO-IL | MISO_W | Internal | Shoulder | B12 | 200 | 960 | 0 | 66.19 | 64.63 | 0.01 | 0
2040 | MISO_MO-IL_2_MISO_W | MISO_MO-IL | MISO_W | Internal | Shoulder | B13 | 600 | 960 | 0 | 59.86 | 59.85 | 0.01 | 0
2040 | MISO_MO-IL_2_MISO_W | MISO_MO-IL | MISO_W | Internal | Shoulder | B14 | 900 | 960 | 0 | 57.81 | 57.79 | 0.01 | 0
2040 | MISO_MO-IL_2_MISO_W | MISO_MO-IL | MISO_W | Internal | Shoulder | B15 | 1203 | 960 | 0 | 57.78 | 57.77 | 0.01 | 0
2040 | MISO_MO-IL_2_MISO_W | MISO_MO-IL | MISO_W | Internal | Summer | B1 | 10 | 960 | 0 | 743.18 | 743.16 | 0.01 | 0
2040 | MISO_MO-IL_2_MISO_W | MISO_MO-IL | MISO_W | Internal | Summer | B2 | 25 | 960 | 0 | 746.19 | 746.18 | 0.01 | 0
2040 | MISO_MO-IL_2_MISO_W | MISO_MO-IL | MISO_W | Internal | Summer | B3 | 75 | 960 | 0 | 138.94 | 138.93 | 0.01 | 0
2040 | MISO_MO-IL_2_MISO_W | MISO_MO-IL | MISO_W | Internal | Summer | B4 | 100 | 960 | 0 | 92.01 | 91.99 | 0.01 | 0
2040 | MISO_MO-IL_2_MISO_W | MISO_MO-IL | MISO_W | Internal | Summer | B5 | 200 | 960 | 0 | 82.6 | 82.59 | 0.01 | 0
2040 | MISO_MO-IL_2_MISO_W | MISO_MO-IL | MISO_W | Internal | Summer | B6 | 300 | 960 | 0 | 66.43 | 66.41 | 0.01 | 0
2040 | MISO_MO-IL_2_MISO_W | MISO_MO-IL | MISO_W | Internal | Summer | B7 | 400 | 960 | 0 | 55.02 | 55.01 | 0.01 | 0
2040 | MISO_MO-IL_2_MISO_W | MISO_MO-IL | MISO_W | Internal | Summer | B8 | 500 | 960 | 0 | 52.23 | 52.22 | 0.01 | 0
2040 | MISO_MO-IL_2_MISO_W | MISO_MO-IL | MISO_W | Internal | Summer | B9 | 800 | 960 | 0 | 51.32 | 51.31 | 0.01 | 0
2040 | MISO_MO-IL_2_MISO_W | MISO_MO-IL | MISO_W | Internal | Summer | B10 | 1262 | 960 | 0 | 48.03 | 48.02 | 0.01 | 0
2040 | MISO_MO-IL_2_MISO_W | MISO_MO-IL | MISO_W | Internal | Winter | B16 | 25 | 960 | 0 | 80.07 | 75.06 | 0.01 | 0
2040 | MISO_MO-IL_2_MISO_W | MISO_MO-IL | MISO_W | Internal | Winter | B17 | 100 | 960 | 0 | 66.07 | 64.29 | 0.01 | 0
2040 | MISO_MO-IL_2_MISO_W | MISO_MO-IL | MISO_W | Internal | Winter | B18 | 400 | 960 | 0 | 61.81 | 61.8 | 0.01 | 0
2040 | MISO_MO-IL_2_MISO_W | MISO_MO-IL | MISO_W | Internal | Winter | B19 | 700 | 960 | 0 | 59.41 | 59.4 | 0.01 | 0
2040 | MISO_MO-IL_2_MISO_W | MISO_MO-IL | MISO_W | Internal | Winter | B20 | 935 | 960 | 0 | 56.27 | 56.26 | 0.01 | 0
2040 | MISO_MO-IL_2_PJM_ROR | MISO_MO-IL | PJM_ROR | Internal | Shoulder | B11 | 25 | 1212 | 0 | 87.42 | 85.43 | 2 | 0
2040 | MISO_MO-IL_2_PJM_ROR | MISO_MO-IL | PJM_ROR | Internal | Shoulder | B12 | 200 | 1212 | 1212 | 66.19 | 81.23 | 2 | 13.03
2040 | MISO_MO-IL_2_PJM_ROR | MISO_MO-IL | PJM_ROR | Internal | Shoulder | B13 | 600 | 1212 | 679.37 | 59.86 | 61.86 | 2 | 0
2040 | MISO_MO-IL_2_PJM_ROR | MISO_MO-IL | PJM_ROR | Internal | Shoulder | B14 | 900 | 1212 | 0 | 57.81 | 59.79 | 2 | 0
2040 | MISO_MO-IL_2_PJM_ROR | MISO_MO-IL | PJM_ROR | Internal | Shoulder | B15 | 1203 | 1212 | 0 | 57.78 | 59.14 | 2 | 0
2040 | MISO_MO-IL_2_PJM_ROR | MISO_MO-IL | PJM_ROR | Internal | Summer | B1 | 10 | 1212 | 1212 | 743.18 | 751.19 | 2 | 6.01
2040 | MISO_MO-IL_2_PJM_ROR | MISO_MO-IL | PJM_ROR | Internal | Summer | B2 | 25 | 1212 | 1212 | 746.19 | 751.19 | 2 | 3
2040 | MISO_MO-IL_2_PJM_ROR | MISO_MO-IL | PJM_ROR | Internal | Summer | B3 | 75 | 1212 | 548.57 | 138.94 | 140.94 | 2 | 0
2040 | MISO_MO-IL_2_PJM_ROR | MISO_MO-IL | PJM_ROR | Internal | Summer | B4 | 100 | 1212 | 0 | 92.01 | 90.44 | 2 | 0
2040 | MISO_MO-IL_2_PJM_ROR | MISO_MO-IL | PJM_ROR | Internal | Summer | B5 | 200 | 1212 | 251.38 | 82.6 | 84.6 | 2 | 0
2040 | MISO_MO-IL_2_PJM_ROR | MISO_MO-IL | PJM_ROR | Internal | Summer | B6 | 300 | 1212 | 1212 | 66.43 | 68.45 | 2 | 0.02
2040 | MISO_MO-IL_2_PJM_ROR | MISO_MO-IL | PJM_ROR | Internal | Summer | B7 | 400 | 1212 | 789.55 | 55.02 | 57.02 | 2 | 0
2040 | MISO_MO-IL_2_PJM_ROR | MISO_MO-IL | PJM_ROR | Internal | Summer | B8 | 500 | 1212 | 1212 | 52.23 | 54.24 | 2 | 0.01
2040 | MISO_MO-IL_2_PJM_ROR | MISO_MO-IL | PJM_ROR | Internal | Summer | B9 | 800 | 1212 | 1212 | 51.32 | 53.39 | 2 | 0.07
2040 | MISO_MO-IL_2_PJM_ROR | MISO_MO-IL | PJM_ROR | Internal | Summer | B10 | 1262 | 1212 | 50.72 | 48.03 | 50.03 | 2 | 0
2040 | MISO_MO-IL_2_PJM_ROR | MISO_MO-IL | PJM_ROR | Internal | Winter | B16 | 25 | 1212 | 1212 | 80.07 | 94.61 | 2 | 12.53
2040 | MISO_MO-IL_2_PJM_ROR | MISO_MO-IL | PJM_ROR | Internal | Winter | B17 | 100 | 1212 | 1212 | 66.07 | 82.43 | 2 | 14.36
2040 | MISO_MO-IL_2_PJM_ROR | MISO_MO-IL | PJM_ROR | Internal | Winter | B18 | 400 | 1212 | 1209.76 | 61.81 | 63.81 | 2 | 0
2040 | MISO_MO-IL_2_PJM_ROR | MISO_MO-IL | PJM_ROR | Internal | Winter | B19 | 700 | 1212 | 1200.88 | 59.41 | 61.41 | 2 | 0
2040 | MISO_MO-IL_2_PJM_ROR | MISO_MO-IL | PJM_ROR | Internal | Winter | B20 | 935 | 1212 | 1212 | 56.27 | 60.53 | 2 | 2.26
2040 | MISO_MO-IL_2_SPP_N | MISO_MO-IL | SPP_N | Internal | Shoulder | B11 | 25 | 2000 | 0 | 87.42 | 82.42 | 8 | 0
2040 | MISO_MO-IL_2_SPP_N | MISO_MO-IL | SPP_N | Internal | Shoulder | B12 | 200 | 2000 | 0 | 66.19 | 61.19 | 8 | 0
2040 | MISO_MO-IL_2_SPP_N | MISO_MO-IL | SPP_N | Internal | Shoulder | B13 | 600 | 2000 | 0 | 59.86 | 59.24 | 8 | 0
2040 | MISO_MO-IL_2_SPP_N | MISO_MO-IL | SPP_N | Internal | Shoulder | B14 | 900 | 2000 | 0 | 57.81 | 54.45 | 8 | 0
2040 | MISO_MO-IL_2_SPP_N | MISO_MO-IL | SPP_N | Internal | Shoulder | B15 | 1203 | 2000 | 0 | 57.78 | 54.45 | 8 | 0
2040 | MISO_MO-IL_2_SPP_N | MISO_MO-IL | SPP_N | Internal | Summer | B1 | 10 | 2000 | 0 | 743.18 | 738.18 | 8 | 0
2040 | MISO_MO-IL_2_SPP_N | MISO_MO-IL | SPP_N | Internal | Summer | B2 | 25 | 2000 | 0 | 746.19 | 746.19 | 8 | 0
2040 | MISO_MO-IL_2_SPP_N | MISO_MO-IL | SPP_N | Internal | Summer | B3 | 75 | 2000 | 0 | 138.94 | 145.93 | 8 | 0
2040 | MISO_MO-IL_2_SPP_N | MISO_MO-IL | SPP_N | Internal | Summer | B4 | 100 | 2000 | 0 | 92.01 | 97.66 | 8 | 0
2040 | MISO_MO-IL_2_SPP_N | MISO_MO-IL | SPP_N | Internal | Summer | B5 | 200 | 2000 | 0 | 82.6 | 84.45 | 8 | 0
2040 | MISO_MO-IL_2_SPP_N | MISO_MO-IL | SPP_N | Internal | Summer | B6 | 300 | 2000 | 0 | 66.43 | 66.43 | 8 | 0
2040 | MISO_MO-IL_2_SPP_N | MISO_MO-IL | SPP_N | Internal | Summer | B7 | 400 | 2000 | 0 | 55.02 | 57.45 | 8 | 0
2040 | MISO_MO-IL_2_SPP_N | MISO_MO-IL | SPP_N | Internal | Summer | B8 | 500 | 2000 | 0 | 52.23 | 57.29 | 8 | 0
2040 | MISO_MO-IL_2_SPP_N | MISO_MO-IL | SPP_N | Internal | Summer | B9 | 800 | 2000 | 0 | 51.32 | 54.32 | 8 | 0
2040 | MISO_MO-IL_2_SPP_N | MISO_MO-IL | SPP_N | Internal | Summer | B10 | 1262 | 2000 | 0 | 48.03 | 52.5 | 8 | 0
2040 | MISO_MO-IL_2_SPP_N | MISO_MO-IL | SPP_N | Internal | Winter | B16 | 25 | 2000 | 0 | 80.07 | 75.07 | 8 | 0
2040 | MISO_MO-IL_2_SPP_N | MISO_MO-IL | SPP_N | Internal | Winter | B17 | 100 | 2000 | 0 | 66.07 | 63.08 | 8 | 0
2040 | MISO_MO-IL_2_SPP_N | MISO_MO-IL | SPP_N | Internal | Winter | B18 | 400 | 2000 | 0 | 61.81 | 60.59 | 8 | 0
2040 | MISO_MO-IL_2_SPP_N | MISO_MO-IL | SPP_N | Internal | Winter | B19 | 700 | 2000 | 0 | 59.41 | 58.4 | 8 | 0
2040 | MISO_MO-IL_2_SPP_N | MISO_MO-IL | SPP_N | Internal | Winter | B20 | 935 | 2000 | 0 | 56.27 | 51.27 | 8 | 0
2040 | MISO_MO-IL_2_TVA_Transmission | MISO_MO-IL | TVA_Transmission | Internal | Shoulder | B11 | 25 | 4000 | 0 | 87.42 | 91.43 | 8 | 0
2040 | MISO_MO-IL_2_TVA_Transmission | MISO_MO-IL | TVA_Transmission | Internal | Shoulder | B12 | 200 | 4000 | 0 | 66.19 | 72.23 | 8 | 0
2040 | MISO_MO-IL_2_TVA_Transmission | MISO_MO-IL | TVA_Transmission | Internal | Shoulder | B13 | 600 | 4000 | 0 | 59.86 | 65.48 | 8 | 0
2040 | MISO_MO-IL_2_TVA_Transmission | MISO_MO-IL | TVA_Transmission | Internal | Shoulder | B14 | 900 | 4000 | 0 | 57.81 | 63.87 | 8 | 0
2040 | MISO_MO-IL_2_TVA_Transmission | MISO_MO-IL | TVA_Transmission | Internal | Shoulder | B15 | 1203 | 4000 | 0 | 57.78 | 63.49 | 8 | 0
2040 | MISO_MO-IL_2_TVA_Transmission | MISO_MO-IL | TVA_Transmission | Internal | Summer | B1 | 10 | 4000 | 147.44 | 743.18 | 751.18 | 8 | 0
2040 | MISO_MO-IL_2_TVA_Transmission | MISO_MO-IL | TVA_Transmission | Internal | Summer | B2 | 25 | 4000 | 0 | 746.19 | 751.18 | 8 | 0
2040 | MISO_MO-IL_2_TVA_Transmission | MISO_MO-IL | TVA_Transmission | Internal | Summer | B3 | 75 | 4000 | 2005.74 | 138.94 | 146.94 | 8 | 0
2040 | MISO_MO-IL_2_TVA_Transmission | MISO_MO-IL | TVA_Transmission | Internal | Summer | B4 | 100 | 4000 | 0 | 92.01 | 96.44 | 8 | 0
2040 | MISO_MO-IL_2_TVA_Transmission | MISO_MO-IL | TVA_Transmission | Internal | Summer | B5 | 200 | 4000 | 159.39 | 82.6 | 90.6 | 8 | 0
2040 | MISO_MO-IL_2_TVA_Transmission | MISO_MO-IL | TVA_Transmission | Internal | Summer | B6 | 300 | 4000 | 416.95 | 66.43 | 74.43 | 8 | 0
2040 | MISO_MO-IL_2_TVA_Transmission | MISO_MO-IL | TVA_Transmission | Internal | Summer | B7 | 400 | 4000 | 300.03 | 55.02 | 63.02 | 8 | 0
2040 | MISO_MO-IL_2_TVA_Transmission | MISO_MO-IL | TVA_Transmission | Internal | Summer | B8 | 500 | 4000 | 57.89 | 52.23 | 60.23 | 8 | 0
2040 | MISO_MO-IL_2_TVA_Transmission | MISO_MO-IL | TVA_Transmission | Internal | Summer | B9 | 800 | 4000 | 566.77 | 51.32 | 59.32 | 8 | 0
2040 | MISO_MO-IL_2_TVA_Transmission | MISO_MO-IL | TVA_Transmission | Internal | Summer | B10 | 1262 | 4000 | 0 | 48.03 | 53.45 | 8 | 0
2040 | MISO_MO-IL_2_TVA_Transmission | MISO_MO-IL | TVA_Transmission | Internal | Winter | B16 | 25 | 4000 | 1174.4 | 80.07 | 88.07 | 8 | 0
2040 | MISO_MO-IL_2_TVA_Transmission | MISO_MO-IL | TVA_Transmission | Internal | Winter | B17 | 100 | 4000 | 1035.15 | 66.07 | 74.07 | 8 | 0
2040 | MISO_MO-IL_2_TVA_Transmission | MISO_MO-IL | TVA_Transmission | Internal | Winter | B18 | 400 | 4000 | 0 | 61.81 | 67.01 | 8 | 0
2040 | MISO_MO-IL_2_TVA_Transmission | MISO_MO-IL | TVA_Transmission | Internal | Winter | B19 | 700 | 4000 | 0 | 59.41 | 64.27 | 8 | 0
2040 | MISO_MO-IL_2_TVA_Transmission | MISO_MO-IL | TVA_Transmission | Internal | Winter | B20 | 935 | 4000 | 151.28 | 56.27 | 64.27 | 8 | 0
2040 | MISO_W_2_MAPP_CA | MISO_W | MAPP_CA | Internal | Shoulder | B11 | 25 | 700 | 0 | 83.42 | 57.78 | 0.01 | 0
2040 | MISO_W_2_MAPP_CA | MISO_W | MAPP_CA | Internal | Shoulder | B12 | 200 | 700 | 0 | 64.63 | 57.78 | 0.01 | 0
2040 | MISO_W_2_MAPP_CA | MISO_W | MAPP_CA | Internal | Shoulder | B13 | 600 | 700 | 0 | 59.85 | 57.78 | 0.01 | 0
2040 | MISO_W_2_MAPP_CA | MISO_W | MAPP_CA | Internal | Shoulder | B14 | 900 | 700 | 0 | 57.79 | 57.78 | 0.01 | 0
2040 | MISO_W_2_MAPP_CA | MISO_W | MAPP_CA | Internal | Shoulder | B15 | 1203 | 700 | 353.71 | 57.77 | 57.78 | 0.01 | 0
2040 | MISO_W_2_MAPP_CA | MISO_W | MAPP_CA | Internal | Summer | B1 | 10 | 700 | 0 | 743.16 | 51.3 | 0.01 | 0
2040 | MISO_W_2_MAPP_CA | MISO_W | MAPP_CA | Internal | Summer | B2 | 25 | 700 | 0 | 746.18 | 657.97 | 0.01 | 0
2040 | MISO_W_2_MAPP_CA | MISO_W | MAPP_CA | Internal | Summer | B3 | 75 | 700 | 0 | 138.93 | 81.87 | 0.01 | 0
2040 | MISO_W_2_MAPP_CA | MISO_W | MAPP_CA | Internal | Summer | B4 | 100 | 700 | 0 | 91.99 | 55.85 | 0.01 | 0
2040 | MISO_W_2_MAPP_CA | MISO_W | MAPP_CA | Internal | Summer | B5 | 200 | 700 | 0 | 82.59 | 51.3 | 0.01 | 0
2040 | MISO_W_2_MAPP_CA | MISO_W | MAPP_CA | Internal | Summer | B6 | 300 | 700 | 0 | 66.41 | 51.3 | 0.01 | 0
2040 | MISO_W_2_MAPP_CA | MISO_W | MAPP_CA | Internal | Summer | B7 | 400 | 700 | 0 | 55.01 | 51.3 | 0.01 | 0
2040 | MISO_W_2_MAPP_CA | MISO_W | MAPP_CA | Internal | Summer | B8 | 500 | 700 | 0 | 52.22 | 51.3 | 0.01 | 0
2040 | MISO_W_2_MAPP_CA | MISO_W | MAPP_CA | Internal | Summer | B9 | 800 | 700 | 0 | 51.31 | 51.3 | 0.01 | 0
2040 | MISO_W_2_MAPP_CA | MISO_W | MAPP_CA | Internal | Summer | B10 | 1262 | 700 | 700 | 48.02 | 51.3 | 0.01 | 3.26
2040 | MISO_W_2_MAPP_CA | MISO_W | MAPP_CA | Internal | Winter | B16 | 25 | 700 | 0 | 75.06 | 75.05 | 0.01 | 0
2040 | MISO_W_2_MAPP_CA | MISO_W | MAPP_CA | Internal | Winter | B17 | 100 | 700 | 0 | 64.29 | 64.27 | 0.01 | 0
2040 | MISO_W_2_MAPP_CA | MISO_W | MAPP_CA | Internal | Winter | B18 | 400 | 700 | 0 | 61.8 | 61.79 | 0.01 | 0
2040 | MISO_W_2_MAPP_CA | MISO_W | MAPP_CA | Internal | Winter | B19 | 700 | 700 | 0 | 59.4 | 59.38 | 0.01 | 0
2040 | MISO_W_2_MAPP_CA | MISO_W | MAPP_CA | Internal | Winter | B20 | 935 | 700 | 700 | 56.26 | 59.38 | 0.01 | 3.11
2040 | MISO_W_2_MISO_MO-IL | MISO_W | MISO_MO-IL | Internal | Shoulder | B11 | 25 | 3800 | 3800 | 83.42 | 87.42 | 0.01 | 3.99
2040 | MISO_W_2_MISO_MO-IL | MISO_W | MISO_MO-IL | Internal | Shoulder | B12 | 200 | 3800 | 3800 | 64.63 | 66.19 | 0.01 | 1.55
2040 | MISO_W_2_MISO_MO-IL | MISO_W | MISO_MO-IL | Internal | Shoulder | B13 | 600 | 3800 | 3463.24 | 59.85 | 59.86 | 0.01 | 0
2040 | MISO_W_2_MISO_MO-IL | MISO_W | MISO_MO-IL | Internal | Shoulder | B14 | 900 | 3800 | 2913.84 | 57.79 | 57.81 | 0.01 | 0
2040 | MISO_W_2_MISO_MO-IL | MISO_W | MISO_MO-IL | Internal | Shoulder | B15 | 1203 | 3800 | 2934.8 | 57.77 | 57.78 | 0.01 | 0
2040 | MISO_W_2_MISO_MO-IL | MISO_W | MISO_MO-IL | Internal | Summer | B1 | 10 | 3800 | 2529.74 | 743.16 | 743.18 | 0.01 | 0
2040 | MISO_W_2_MISO_MO-IL | MISO_W | MISO_MO-IL | Internal | Summer | B2 | 25 | 3800 | 2512.65 | 746.18 | 746.19 | 0.01 | 0
2040 | MISO_W_2_MISO_MO-IL | MISO_W | MISO_MO-IL | Internal | Summer | B3 | 75 | 3800 | 2555.33 | 138.93 | 138.94 | 0.01 | 0
2040 | MISO_W_2_MISO_MO-IL | MISO_W | MISO_MO-IL | Internal | Summer | B4 | 100 | 3800 | 1377.26 | 91.99 | 92.01 | 0.01 | 0
2040 | MISO_W_2_MISO_MO-IL | MISO_W | MISO_MO-IL | Internal | Summer | B5 | 200 | 3800 | 1499.87 | 82.59 | 82.6 | 0.01 | 0
2040 | MISO_W_2_MISO_MO-IL | MISO_W | MISO_MO-IL | Internal | Summer | B6 | 300 | 3800 | 3200.35 | 66.41 | 66.43 | 0.01 | 0
2040 | MISO_W_2_MISO_MO-IL | MISO_W | MISO_MO-IL | Internal | Summer | B7 | 400 | 3800 | 1593.95 | 55.01 | 55.02 | 0.01 | 0
2040 | MISO_W_2_MISO_MO-IL | MISO_W | MISO_MO-IL | Internal | Summer | B8 | 500 | 3800 | 2836.48 | 52.22 | 52.23 | 0.01 | 0
2040 | MISO_W_2_MISO_MO-IL | MISO_W | MISO_MO-IL | Internal | Summer | B9 | 800 | 3800 | 3385.1 | 51.31 | 51.32 | 0.01 | 0
2040 | MISO_W_2_MISO_MO-IL | MISO_W | MISO_MO-IL | Internal | Summer | B10 | 1262 | 3800 | 2678.38 | 48.02 | 48.03 | 0.01 | 0
2040 | MISO_W_2_MISO_MO-IL | MISO_W | MISO_MO-IL | Internal | Winter | B16 | 25 | 3800 | 3800 | 75.06 | 80.07 | 0.01 | 5
2040 | MISO_W_2_MISO_MO-IL | MISO_W | MISO_MO-IL | Internal | Winter | B17 | 100 | 3800 | 3800 | 64.29 | 66.07 | 0.01 | 1.78
2040 | MISO_W_2_MISO_MO-IL | MISO_W | MISO_MO-IL | Internal | Winter | B18 | 400 | 3800 | 2323.34 | 61.8 | 61.81 | 0.01 | 0
2040 | MISO_W_2_MISO_MO-IL | MISO_W | MISO_MO-IL | Internal | Winter | B19 | 700 | 3800 | 1016.67 | 59.4 | 59.41 | 0.01 | 0
2040 | MISO_W_2_MISO_MO-IL | MISO_W | MISO_MO-IL | Internal | Winter | B20 | 935 | 3800 | 1220.26 | 56.26 | 56.27 | 0.01 | 0
2040 | MISO_W_2_MISO_WUMS | MISO_W | MISO_WUMS | Internal | Shoulder | B11 | 25 | 1629 | 1035.84 | 83.42 | 83.43 | 0.01 | 0
2040 | MISO_W_2_MISO_WUMS | MISO_W | MISO_WUMS | Internal | Shoulder | B12 | 200 | 1629 | 1629 | 64.63 | 79.23 | 0.01 | 14.59
2040 | MISO_W_2_MISO_WUMS | MISO_W | MISO_WUMS | Internal | Shoulder | B13 | 600 | 1629 | 1348.26 | 59.85 | 59.86 | 0.01 | 0
2040 | MISO_W_2_MISO_WUMS | MISO_W | MISO_WUMS | Internal | Shoulder | B14 | 900 | 1629 | 98.02 | 57.79 | 57.81 | 0.01 | 0
2040 | MISO_W_2_MISO_WUMS | MISO_W | MISO_WUMS | Internal | Shoulder | B15 | 1203 | 1629 | 0 | 57.77 | 57.76 | 0.01 | 0
2040 | MISO_W_2_MISO_WUMS | MISO_W | MISO_WUMS | Internal | Summer | B1 | 10 | 1629 | 1629 | 743.16 | 744.65 | 0.01 | 1.47
2040 | MISO_W_2_MISO_WUMS | MISO_W | MISO_WUMS | Internal | Summer | B2 | 25 | 1629 | 1629 | 746.18 | 749.18 | 0.01 | 2.99
2040 | MISO_W_2_MISO_WUMS | MISO_W | MISO_WUMS | Internal | Summer | B3 | 75 | 1629 | 548.3 | 138.93 | 138.94 | 0.01 | 0
2040 | MISO_W_2_MISO_WUMS | MISO_W | MISO_WUMS | Internal | Summer | B4 | 100 | 1629 | 1221.95 | 91.99 | 92.01 | 0.01 | 0
2040 | MISO_W_2_MISO_WUMS | MISO_W | MISO_WUMS | Internal | Summer | B5 | 200 | 1629 | 977.58 | 82.59 | 82.6 | 0.01 | 0
2040 | MISO_W_2_MISO_WUMS | MISO_W | MISO_WUMS | Internal | Summer | B6 | 300 | 1629 | 1629 | 66.41 | 66.45 | 0.01 | 0.02
2040 | MISO_W_2_MISO_WUMS | MISO_W | MISO_WUMS | Internal | Summer | B7 | 400 | 1629 | 899.11 | 55.01 | 55.02 | 0.01 | 0
2040 | MISO_W_2_MISO_WUMS | MISO_W | MISO_WUMS | Internal | Summer | B8 | 500 | 1629 | 1629 | 52.22 | 54.38 | 0.01 | 2.14
2040 | MISO_W_2_MISO_WUMS | MISO_W | MISO_WUMS | Internal | Summer | B9 | 800 | 1629 | 1629 | 51.31 | 54.38 | 0.01 | 3.05
2040 | MISO_W_2_MISO_WUMS | MISO_W | MISO_WUMS | Internal | Summer | B10 | 1262 | 1629 | 1362.75 | 48.02 | 48.03 | 0.01 | 0
2040 | MISO_W_2_MISO_WUMS | MISO_W | MISO_WUMS | Internal | Winter | B16 | 25 | 1629 | 1629 | 75.06 | 92.61 | 0.01 | 17.53
2040 | MISO_W_2_MISO_WUMS | MISO_W | MISO_WUMS | Internal | Winter | B17 | 100 | 1629 | 1629 | 64.29 | 80.43 | 0.01 | 16.13
2040 | MISO_W_2_MISO_WUMS | MISO_W | MISO_WUMS | Internal | Winter | B18 | 400 | 1629 | 1626.7 | 61.8 | 61.81 | 0.01 | 0
2040 | MISO_W_2_MISO_WUMS | MISO_W | MISO_WUMS | Internal | Winter | B19 | 700 | 1629 | 1629 | 59.4 | 59.42 | 0.01 | 0.01
2040 | MISO_W_2_MISO_WUMS | MISO_W | MISO_WUMS | Internal | Winter | B20 | 935 | 1629 | 1629 | 56.26 | 58.53 | 0.01 | 2.26
2040 | MISO_W_2_PJM_ROR | MISO_W | PJM_ROR | Internal | Shoulder | B11 | 25 | 773 | 773 | 83.42 | 85.43 | 2 | 0.01
2040 | MISO_W_2_PJM_ROR | MISO_W | PJM_ROR | Internal | Shoulder | B12 | 200 | 773 | 773 | 64.63 | 81.23 | 2 | 14.6
2040 | MISO_W_2_PJM_ROR | MISO_W | PJM_ROR | Internal | Shoulder | B13 | 600 | 773 | 773 | 59.85 | 61.86 | 2 | 0.01
2040 | MISO_W_2_PJM_ROR | MISO_W | PJM_ROR | Internal | Shoulder | B14 | 900 | 773 | 657.62 | 57.79 | 59.79 | 2 | 0
2040 | MISO_W_2_PJM_ROR | MISO_W | PJM_ROR | Internal | Shoulder | B15 | 1203 | 773 | 0 | 57.77 | 59.14 | 2 | 0
2040 | MISO_W_2_PJM_ROR | MISO_W | PJM_ROR | Internal | Summer | B1 | 10 | 773 | 773 | 743.16 | 751.19 | 2 | 6.02
2040 | MISO_W_2_PJM_ROR | MISO_W | PJM_ROR | Internal | Summer | B2 | 25 | 773 | 773 | 746.18 | 751.19 | 2 | 3.01
2040 | MISO_W_2_PJM_ROR | MISO_W | PJM_ROR | Internal | Summer | B3 | 75 | 773 | 773 | 138.93 | 140.94 | 2 | 0.01
2040 | MISO_W_2_PJM_ROR | MISO_W | PJM_ROR | Internal | Summer | B4 | 100 | 773 | 0 | 91.99 | 90.44 | 2 | 0
2040 | MISO_W_2_PJM_ROR | MISO_W | PJM_ROR | Internal | Summer | B5 | 200 | 773 | 773 | 82.59 | 84.6 | 2 | 0.01
2040 | MISO_W_2_PJM_ROR | MISO_W | PJM_ROR | Internal | Summer | B6 | 300 | 773 | 773 | 66.41 | 68.45 | 2 | 0.04
2040 | MISO_W_2_PJM_ROR | MISO_W | PJM_ROR | Internal | Summer | B7 | 400 | 773 | 773 | 55.01 | 57.02 | 2 | 0.01
2040 | MISO_W_2_PJM_ROR | MISO_W | PJM_ROR | Internal | Summer | B8 | 500 | 773 | 773 | 52.22 | 54.24 | 2 | 0.02
2040 | MISO_W_2_PJM_ROR | MISO_W | PJM_ROR | Internal | Summer | B9 | 800 | 773 | 773 | 51.31 | 53.39 | 2 | 0.08
2040 | MISO_W_2_PJM_ROR | MISO_W | PJM_ROR | Internal | Summer | B10 | 1262 | 773 | 773 | 48.02 | 50.03 | 2 | 0.01
2040 | MISO_W_2_PJM_ROR | MISO_W | PJM_ROR | Internal | Winter | B16 | 25 | 773 | 773 | 75.06 | 94.61 | 2 | 17.54
2040 | MISO_W_2_PJM_ROR | MISO_W | PJM_ROR | Internal | Winter | B17 | 100 | 773 | 773 | 64.29 | 82.43 | 2 | 16.14
2040 | MISO_W_2_PJM_ROR | MISO_W | PJM_ROR | Internal | Winter | B18 | 400 | 773 | 773 | 61.8 | 63.81 | 2 | 0.01
2040 | MISO_W_2_PJM_ROR | MISO_W | PJM_ROR | Internal | Winter | B19 | 700 | 773 | 773 | 59.4 | 61.41 | 2 | 0.01
2040 | MISO_W_2_PJM_ROR | MISO_W | PJM_ROR | Internal | Winter | B20 | 935 | 773 | 773 | 56.26 | 60.53 | 2 | 2.27
2040 | MISO_W_2_SPP_N | MISO_W | SPP_N | Internal | Shoulder | B11 | 25 | 3200 | 0 | 83.42 | 82.42 | 7 | 0
2040 | MISO_W_2_SPP_N | MISO_W | SPP_N | Internal | Shoulder | B12 | 200 | 3200 | 0 | 64.63 | 61.19 | 7 | 0
2040 | MISO_W_2_SPP_N | MISO_W | SPP_N | Internal | Shoulder | B13 | 600 | 3200 | 0 | 59.85 | 59.24 | 7 | 0
2040 | MISO_W_2_SPP_N | MISO_W | SPP_N | Internal | Shoulder | B14 | 900 | 3200 | 0 | 57.79 | 54.45 | 7 | 0
2040 | MISO_W_2_SPP_N | MISO_W | SPP_N | Internal | Shoulder | B15 | 1203 | 3200 | 0 | 57.77 | 54.45 | 7 | 0
2040 | MISO_W_2_SPP_N | MISO_W | SPP_N | Internal | Summer | B1 | 10 | 3200 | 0 | 743.16 | 738.18 | 7 | 0
2040 | MISO_W_2_SPP_N | MISO_W | SPP_N | Internal | Summer | B2 | 25 | 3200 | 0 | 746.18 | 746.19 | 7 | 0
2040 | MISO_W_2_SPP_N | MISO_W | SPP_N | Internal | Summer | B3 | 75 | 3200 | 97.32 | 138.93 | 145.93 | 7 | 0
2040 | MISO_W_2_SPP_N | MISO_W | SPP_N | Internal | Summer | B4 | 100 | 3200 | 0 | 91.99 | 97.66 | 7 | 0
2040 | MISO_W_2_SPP_N | MISO_W | SPP_N | Internal | Summer | B5 | 200 | 3200 | 0 | 82.59 | 84.45 | 7 | 0
2040 | MISO_W_2_SPP_N | MISO_W | SPP_N | Internal | Summer | B6 | 300 | 3200 | 0 | 66.41 | 66.43 | 7 | 0
2040 | MISO_W_2_SPP_N | MISO_W | SPP_N | Internal | Summer | B7 | 400 | 3200 | 0 | 55.01 | 57.45 | 7 | 0
2040 | MISO_W_2_SPP_N | MISO_W | SPP_N | Internal | Summer | B8 | 500 | 3200 | 0 | 52.22 | 57.29 | 7 | 0
2040 | MISO_W_2_SPP_N | MISO_W | SPP_N | Internal | Summer | B9 | 800 | 3200 | 0 | 51.31 | 54.32 | 7 | 0
2040 | MISO_W_2_SPP_N | MISO_W | SPP_N | Internal | Summer | B10 | 1262 | 3200 | 0 | 48.02 | 52.5 | 7 | 0
2040 | MISO_W_2_SPP_N | MISO_W | SPP_N | Internal | Winter | B16 | 25 | 3200 | 0 | 75.06 | 75.07 | 7 | 0
2040 | MISO_W_2_SPP_N | MISO_W | SPP_N | Internal | Winter | B17 | 100 | 3200 | 0 | 64.29 | 63.08 | 7 | 0
2040 | MISO_W_2_SPP_N | MISO_W | SPP_N | Internal | Winter | B18 | 400 | 3200 | 0 | 61.8 | 60.59 | 7 | 0
2040 | MISO_W_2_SPP_N | MISO_W | SPP_N | Internal | Winter | B19 | 700 | 3200 | 0 | 59.4 | 58.4 | 7 | 0
2040 | MISO_W_2_SPP_N | MISO_W | SPP_N | Internal | Winter | B20 | 935 | 3200 | 0 | 56.26 | 51.27 | 7 | 0
2040 | MISO_WUMS_2_MISO_MI | MISO_WUMS | MISO_MI | Internal | Shoulder | B11 | 25 | 99 | 99 | 83.43 | 87.42 | 0.01 | 3.98
2040 | MISO_WUMS_2_MISO_MI | MISO_WUMS | MISO_MI | Internal | Shoulder | B12 | 200 | 99 | 50.41 | 79.23 | 79.24 | 0.01 | 0
2040 | MISO_WUMS_2_MISO_MI | MISO_WUMS | MISO_MI | Internal | Shoulder | B13 | 600 | 99 | 99 | 59.86 | 59.89 | 0.01 | 0.01
2040 | MISO_WUMS_2_MISO_MI | MISO_WUMS | MISO_MI | Internal | Shoulder | B14 | 900 | 99 | 99 | 57.81 | 59.62 | 0.01 | 1.8
2040 | MISO_WUMS_2_MISO_MI | MISO_WUMS | MISO_MI | Internal | Shoulder | B15 | 1203 | 99 | 99 | 57.76 | 58.64 | 0.01 | 0.87
2040 | MISO_WUMS_2_MISO_MI | MISO_WUMS | MISO_MI | Internal | Summer | B1 | 10 | 99 | 99 | 744.65 | 749.19 | 0.01 | 4.53
2040 | MISO_WUMS_2_MISO_MI | MISO_WUMS | MISO_MI | Internal | Summer | B2 | 25 | 99 | 51.91 | 749.18 | 749.19 | 0.01 | 0
2040 | MISO_WUMS_2_MISO_MI | MISO_WUMS | MISO_MI | Internal | Summer | B3 | 75 | 99 | 0 | 138.94 | 138.94 | 0.01 | 0
2040 | MISO_WUMS_2_MISO_MI | MISO_WUMS | MISO_MI | Internal | Summer | B4 | 100 | 99 | 99 | 92.01 | 92.03 | 0.01 | 0.01
2040 | MISO_WUMS_2_MISO_MI | MISO_WUMS | MISO_MI | Internal | Summer | B5 | 200 | 99 | 99 | 82.6 | 82.63 | 0.01 | 0.01
2040 | MISO_WUMS_2_MISO_MI | MISO_WUMS | MISO_MI | Internal | Summer | B6 | 300 | 99 | 0 | 66.45 | 66.45 | 0.01 | 0
2040 | MISO_WUMS_2_MISO_MI | MISO_WUMS | MISO_MI | Internal | Summer | B7 | 400 | 99 | 61.08 | 55.02 | 55.03 | 0.01 | 0
2040 | MISO_WUMS_2_MISO_MI | MISO_WUMS | MISO_MI | Internal | Summer | B8 | 500 | 99 | 0 | 54.38 | 52.26 | 0.01 | 0
2040 | MISO_WUMS_2_MISO_MI | MISO_WUMS | MISO_MI | Internal | Summer | B9 | 800 | 99 | 0 | 54.38 | 51.39 | 0.01 | 0
2040 | MISO_WUMS_2_MISO_MI | MISO_WUMS | MISO_MI | Internal | Summer | B10 | 1262 | 99 | 99 | 48.03 | 48.06 | 0.01 | 0.01
2040 | MISO_WUMS_2_MISO_MI | MISO_WUMS | MISO_MI | Internal | Winter | B16 | 25 | 99 | 9.07 | 92.61 | 92.62 | 0.01 | 0
2040 | MISO_WUMS_2_MISO_MI | MISO_WUMS | MISO_MI | Internal | Winter | B17 | 100 | 99 | 0 | 80.43 | 80.43 | 0.01 | 0
2040 | MISO_WUMS_2_MISO_MI | MISO_WUMS | MISO_MI | Internal | Winter | B18 | 400 | 99 | 99 | 61.81 | 61.84 | 0.01 | 0.01
2040 | MISO_WUMS_2_MISO_MI | MISO_WUMS | MISO_MI | Internal | Winter | B19 | 700 | 99 | 42.66 | 59.42 | 59.43 | 0.01 | 0
2040 | MISO_WUMS_2_MISO_MI | MISO_WUMS | MISO_MI | Internal | Winter | B20 | 935 | 99 | 0.1 | 58.53 | 58.54 | 0.01 | 0
2040 | MISO_WUMS_2_MISO_W | MISO_WUMS | MISO_W | Internal | Shoulder | B11 | 25 | 1137 | 0 | 83.43 | 83.42 | 0.01 | 0
2040 | MISO_WUMS_2_MISO_W | MISO_WUMS | MISO_W | Internal | Shoulder | B12 | 200 | 1137 | 0 | 79.23 | 64.63 | 0.01 | 0
2040 | MISO_WUMS_2_MISO_W | MISO_WUMS | MISO_W | Internal | Shoulder | B13 | 600 | 1137 | 0 | 59.86 | 59.85 | 0.01 | 0
2040 | MISO_WUMS_2_MISO_W | MISO_WUMS | MISO_W | Internal | Shoulder | B14 | 900 | 1137 | 0 | 57.81 | 57.79 | 0.01 | 0
2040 | MISO_WUMS_2_MISO_W | MISO_WUMS | MISO_W | Internal | Shoulder | B15 | 1203 | 1137 | 251.25 | 57.76 | 57.77 | 0.01 | 0
2040 | MISO_WUMS_2_MISO_W | MISO_WUMS | MISO_W | Internal | Summer | B1 | 10 | 1137 | 0 | 744.65 | 743.16 | 0.01 | 0
2040 | MISO_WUMS_2_MISO_W | MISO_WUMS | MISO_W | Internal | Summer | B2 | 25 | 1137 | 0 | 749.18 | 746.18 | 0.01 | 0
2040 | MISO_WUMS_2_MISO_W | MISO_WUMS | MISO_W | Internal | Summer | B3 | 75 | 1137 | 0 | 138.94 | 138.93 | 0.01 | 0
2040 | MISO_WUMS_2_MISO_W | MISO_WUMS | MISO_W | Internal | Summer | B4 | 100 | 1137 | 0 | 92.01 | 91.99 | 0.01 | 0
2040 | MISO_WUMS_2_MISO_W | MISO_WUMS | MISO_W | Internal | Summer | B5 | 200 | 1137 | 0 | 82.6 | 82.59 | 0.01 | 0
2040 | MISO_WUMS_2_MISO_W | MISO_WUMS | MISO_W | Internal | Summer | B6 | 300 | 1137 | 0 | 66.45 | 66.41 | 0.01 | 0
2040 | MISO_WUMS_2_MISO_W | MISO_WUMS | MISO_W | Internal | Summer | B7 | 400 | 1137 | 0 | 55.02 | 55.01 | 0.01 | 0
2040 | MISO_WUMS_2_MISO_W | MISO_WUMS | MISO_W | Internal | Summer | B8 | 500 | 1137 | 0 | 54.38 | 52.22 | 0.01 | 0
2040 | MISO_WUMS_2_MISO_W | MISO_WUMS | MISO_W | Internal | Summer | B9 | 800 | 1137 | 0 | 54.38 | 51.31 | 0.01 | 0
2040 | MISO_WUMS_2_MISO_W | MISO_WUMS | MISO_W | Internal | Summer | B10 | 1262 | 1137 | 0 | 48.03 | 48.02 | 0.01 | 0
2040 | MISO_WUMS_2_MISO_W | MISO_WUMS | MISO_W | Internal | Winter | B16 | 25 | 1137 | 0 | 92.61 | 75.06 | 0.01 | 0
2040 | MISO_WUMS_2_MISO_W | MISO_WUMS | MISO_W | Internal | Winter | B17 | 100 | 1137 | 0 | 80.43 | 64.29 | 0.01 | 0
2040 | MISO_WUMS_2_MISO_W | MISO_WUMS | MISO_W | Internal | Winter | B18 | 400 | 1137 | 0 | 61.81 | 61.8 | 0.01 | 0
2040 | MISO_WUMS_2_MISO_W | MISO_WUMS | MISO_W | Internal | Winter | B19 | 700 | 1137 | 0 | 59.42 | 59.4 | 0.01 | 0
2040 | MISO_WUMS_2_MISO_W | MISO_WUMS | MISO_W | Internal | Winter | B20 | 935 | 1137 | 0 | 58.53 | 56.26 | 0.01 | 0
2040 | MISO_WUMS_2_PJM_ROR | MISO_WUMS | PJM_ROR | Internal | Shoulder | B11 | 25 | 1600 | 217.46 | 83.43 | 85.43 | 2 | 0
2040 | MISO_WUMS_2_PJM_ROR | MISO_WUMS | PJM_ROR | Internal | Shoulder | B12 | 200 | 1600 | 968.37 | 79.23 | 81.23 | 2 | 0
2040 | MISO_WUMS_2_PJM_ROR | MISO_WUMS | PJM_ROR | Internal | Shoulder | B13 | 600 | 1600 | 784.41 | 59.86 | 61.86 | 2 | 0
2040 | MISO_WUMS_2_PJM_ROR | MISO_WUMS | PJM_ROR | Internal | Shoulder | B14 | 900 | 1600 | 0 | 57.81 | 59.79 | 2 | 0
2040 | MISO_WUMS_2_PJM_ROR | MISO_WUMS | PJM_ROR | Internal | Shoulder | B15 | 1203 | 1600 | 0 | 57.76 | 59.14 | 2 | 0
2040 | MISO_WUMS_2_PJM_ROR | MISO_WUMS | PJM_ROR | Internal | Summer | B1 | 10 | 1600 | 1600 | 744.65 | 751.19 | 2 | 4.54
2040 | MISO_WUMS_2_PJM_ROR | MISO_WUMS | PJM_ROR | Internal | Summer | B2 | 25 | 1600 | 1600 | 749.18 | 751.19 | 2 | 0.01
2040 | MISO_WUMS_2_PJM_ROR | MISO_WUMS | PJM_ROR | Internal | Summer | B3 | 75 | 1600 | 1096.69 | 138.94 | 140.94 | 2 | 0
2040 | MISO_WUMS_2_PJM_ROR | MISO_WUMS | PJM_ROR | Internal | Summer | B4 | 100 | 1600 | 0 | 92.01 | 90.44 | 2 | 0
2040 | MISO_WUMS_2_PJM_ROR | MISO_WUMS | PJM_ROR | Internal | Summer | B5 | 200 | 1600 | 234.18 | 82.6 | 84.6 | 2 | 0
2040 | MISO_WUMS_2_PJM_ROR | MISO_WUMS | PJM_ROR | Internal | Summer | B6 | 300 | 1600 | 1437.77 | 66.45 | 68.45 | 2 | 0
2040 | MISO_WUMS_2_PJM_ROR | MISO_WUMS | PJM_ROR | Internal | Summer | B7 | 400 | 1600 | 950.86 | 55.02 | 57.02 | 2 | 0
2040 | MISO_WUMS_2_PJM_ROR | MISO_WUMS | PJM_ROR | Internal | Summer | B8 | 500 | 1600 | 0 | 54.38 | 54.24 | 2 | 0
2040 | MISO_WUMS_2_PJM_ROR | MISO_WUMS | PJM_ROR | Internal | Summer | B9 | 800 | 1600 | 0 | 54.38 | 53.39 | 2 | 0
2040 | MISO_WUMS_2_PJM_ROR | MISO_WUMS | PJM_ROR | Internal | Summer | B10 | 1262 | 1600 | 38.11 | 48.03 | 50.03 | 2 | 0
2040 | MISO_WUMS_2_PJM_ROR | MISO_WUMS | PJM_ROR | Internal | Winter | B16 | 25 | 1600 | 1023.74 | 92.61 | 94.61 | 2 | 0
2040 | MISO_WUMS_2_PJM_ROR | MISO_WUMS | PJM_ROR | Internal | Winter | B17 | 100 | 1600 | 1303.99 | 80.43 | 82.43 | 2 | 0
2040 | MISO_WUMS_2_PJM_ROR | MISO_WUMS | PJM_ROR | Internal | Winter | B18 | 400 | 1600 | 1344.08 | 61.81 | 63.81 | 2 | 0
2040 | MISO_WUMS_2_PJM_ROR | MISO_WUMS | PJM_ROR | Internal | Winter | B19 | 700 | 1600 | 0 | 59.42 | 61.41 | 2 | 0
2040 | MISO_WUMS_2_PJM_ROR | MISO_WUMS | PJM_ROR | Internal | Winter | B20 | 935 | 1600 | 614.72 | 58.53 | 60.53 | 2 | 0
2040 | NE_2_MISO_W | NE | MISO_W | Internal | Shoulder | B11 | 25 | 1600 | 0 | 82.41 | 83.42 | 5 | 0
2040 | NE_2_MISO_W | NE | MISO_W | Internal | Shoulder | B12 | 200 | 1600 | 0 | 61.18 | 64.63 | 5 | 0
2040 | NE_2_MISO_W | NE | MISO_W | Internal | Shoulder | B13 | 600 | 1600 | 0 | 59.23 | 59.85 | 5 | 0
2040 | NE_2_MISO_W | NE | MISO_W | Internal | Shoulder | B14 | 900 | 1600 | 0 | 54.44 | 57.79 | 5 | 0
2040 | NE_2_MISO_W | NE | MISO_W | Internal | Shoulder | B15 | 1203 | 1600 | 0 | 54.44 | 57.77 | 5 | 0
2040 | NE_2_MISO_W | NE | MISO_W | Internal | Summer | B1 | 10 | 1600 | 184.06 | 738.16 | 743.16 | 5 | 0
2040 | NE_2_MISO_W | NE | MISO_W | Internal | Summer | B2 | 25 | 1600 | 0 | 746.18 | 746.18 | 5 | 0
2040 | NE_2_MISO_W | NE | MISO_W | Internal | Summer | B3 | 75 | 1600 | 0 | 138.93 | 138.93 | 5 | 0
2040 | NE_2_MISO_W | NE | MISO_W | Internal | Summer | B4 | 100 | 1600 | 0 | 97.13 | 91.99 | 5 | 0
2040 | NE_2_MISO_W | NE | MISO_W | Internal | Summer | B5 | 200 | 1600 | 0 | 84.43 | 82.59 | 5 | 0
2040 | NE_2_MISO_W | NE | MISO_W | Internal | Summer | B6 | 300 | 1600 | 0 | 66.41 | 66.41 | 5 | 0
2040 | NE_2_MISO_W | NE | MISO_W | Internal | Summer | B7 | 400 | 1600 | 0 | 57.43 | 55.01 | 5 | 0
2040 | NE_2_MISO_W | NE | MISO_W | Internal | Summer | B8 | 500 | 1600 | 0 | 53.95 | 52.22 | 5 | 0
2040 | NE_2_MISO_W | NE | MISO_W | Internal | Summer | B9 | 800 | 1600 | 0 | 53.95 | 51.31 | 5 | 0
2040 | NE_2_MISO_W | NE | MISO_W | Internal | Summer | B10 | 1262 | 1600 | 0 | 52.49 | 48.02 | 5 | 0
2040 | NE_2_MISO_W | NE | MISO_W | Internal | Winter | B16 | 25 | 1600 | 0 | 75.06 | 75.06 | 5 | 0
2040 | NE_2_MISO_W | NE | MISO_W | Internal | Winter | B17 | 100 | 1600 | 0 | 63.07 | 64.29 | 5 | 0
2040 | NE_2_MISO_W | NE | MISO_W | Internal | Winter | B18 | 400 | 1600 | 0 | 60.58 | 61.8 | 5 | 0
2040 | NE_2_MISO_W | NE | MISO_W | Internal | Winter | B19 | 700 | 1600 | 0 | 58.39 | 59.4 | 5 | 0
2040 | NE_2_MISO_W | NE | MISO_W | Internal | Winter | B20 | 935 | 1600 | 172.44 | 51.26 | 56.26 | 5 | 0
2040 | NE_2_SPP_N | NE | SPP_N | Internal | Shoulder | B11 | 25 | 1800 | 271.88 | 82.41 | 82.42 | 0.01 | 0
2040 | NE_2_SPP_N | NE | SPP_N | Internal | Shoulder | B12 | 200 | 1800 | 4.59 | 61.18 | 61.19 | 0.01 | 0
2040 | NE_2_SPP_N | NE | SPP_N | Internal | Shoulder | B13 | 600 | 1800 | 161.8 | 59.23 | 59.24 | 0.01 | 0
2040 | NE_2_SPP_N | NE | SPP_N | Internal | Shoulder | B14 | 900 | 1800 | 365.69 | 54.44 | 54.45 | 0.01 | 0
2040 | NE_2_SPP_N | NE | SPP_N | Internal | Shoulder | B15 | 1203 | 1800 | 496.9 | 54.44 | 54.45 | 0.01 | 0
2040 | NE_2_SPP_N | NE | SPP_N | Internal | Summer | B1 | 10 | 1800 | 341.92 | 738.16 | 738.18 | 0.01 | 0
2040 | NE_2_SPP_N | NE | SPP_N | Internal | Summer | B2 | 25 | 1800 | 1084.88 | 746.18 | 746.19 | 0.01 | 0
2040 | NE_2_SPP_N | NE | SPP_N | Internal | Summer | B3 | 75 | 1800 | 1800 | 138.93 | 145.93 | 0.01 | 6.99
2040 | NE_2_SPP_N | NE | SPP_N | Internal | Summer | B4 | 100 | 1800 | 1800 | 97.13 | 97.66 | 0.01 | 0.52
2040 | NE_2_SPP_N | NE | SPP_N | Internal | Summer | B5 | 200 | 1800 | 1526.65 | 84.43 | 84.45 | 0.01 | 0
2040 | NE_2_SPP_N | NE | SPP_N | Internal | Summer | B6 | 300 | 1800 | 398.37 | 66.41 | 66.43 | 0.01 | 0
2040 | NE_2_SPP_N | NE | SPP_N | Internal | Summer | B7 | 400 | 1800 | 1177.47 | 57.43 | 57.45 | 0.01 | 0
2040 | NE_2_SPP_N | NE | SPP_N | Internal | Summer | B8 | 500 | 1800 | 1800 | 53.95 | 57.29 | 0.01 | 3.33
2040 | NE_2_SPP_N | NE | SPP_N | Internal | Summer | B9 | 800 | 1800 | 1800 | 53.95 | 54.32 | 0.01 | 0.36
2040 | NE_2_SPP_N | NE | SPP_N | Internal | Summer | B10 | 1262 | 1800 | 1706.31 | 52.49 | 52.5 | 0.01 | 0
2040 | NE_2_SPP_N | NE | SPP_N | Internal | Winter | B16 | 25 | 1800 | 596.42 | 75.06 | 75.07 | 0.01 | 0
2040 | NE_2_SPP_N | NE | SPP_N | Internal | Winter | B17 | 100 | 1800 | 6.89 | 63.07 | 63.08 | 0.01 | 0
2040 | NE_2_SPP_N | NE | SPP_N | Internal | Winter | B18 | 400 | 1800 | 95.49 | 60.58 | 60.59 | 0.01 | 0
2040 | NE_2_SPP_N | NE | SPP_N | Internal | Winter | B19 | 700 | 1800 | 108.22 | 58.39 | 58.4 | 0.01 | 0
2040 | NE_2_SPP_N | NE | SPP_N | Internal | Winter | B20 | 935 | 1800 | 134.16 | 51.26 | 51.27 | 0.01 | 0
2040 | NEISO_2_NYISO_A-F | NEISO | NYISO_A-F | Internal | Shoulder | B11 | 25 | 600 | 600 | 48.97 | 70.72 | 3 | 18.75
2040 | NEISO_2_NYISO_A-F | NEISO | NYISO_A-F | Internal | Shoulder | B12 | 200 | 600 | 600 | 48.97 | 70.72 | 3 | 18.75
2040 | NEISO_2_NYISO_A-F | NEISO | NYISO_A-F | Internal | Shoulder | B13 | 600 | 600 | 600 | 48.97 | 53.83 | 3 | 1.86
2040 | NEISO_2_NYISO_A-F | NEISO | NYISO_A-F | Internal | Shoulder | B14 | 900 | 600 | 600 | 48.97 | 53 | 3 | 1.03
2040 | NEISO_2_NYISO_A-F | NEISO | NYISO_A-F | Internal | Shoulder | B15 | 1203 | 600 | 600 | 48.97 | 53 | 3 | 1.03
2040 | NEISO_2_NYISO_A-F | NEISO | NYISO_A-F | Internal | Summer | B1 | 10 | 600 | 0 | 751.19 | 749.19 | 3 | 0
2040 | NEISO_2_NYISO_A-F | NEISO | NYISO_A-F | Internal | Summer | B2 | 25 | 600 | 0 | 751.19 | 749.19 | 3 | 0
2040 | NEISO_2_NYISO_A-F | NEISO | NYISO_A-F | Internal | Summer | B3 | 75 | 600 | 600 | 62.63 | 96.87 | 3 | 31.24
2040 | NEISO_2_NYISO_A-F | NEISO | NYISO_A-F | Internal | Summer | B4 | 100 | 600 | 600 | 48.97 | 70.85 | 3 | 18.88
2040 | NEISO_2_NYISO_A-F | NEISO | NYISO_A-F | Internal | Summer | B5 | 200 | 600 | 600 | 45.19 | 68.37 | 3 | 20.18
2040 | NEISO_2_NYISO_A-F | NEISO | NYISO_A-F | Internal | Summer | B6 | 300 | 600 | 600 | 45.19 | 60.44 | 3 | 12.24
2040 | NEISO_2_NYISO_A-F | NEISO | NYISO_A-F | Internal | Summer | B7 | 400 | 600 | 600 | 45.19 | 51.36 | 3 | 3.17
2040 | NEISO_2_NYISO_A-F | NEISO | NYISO_A-F | Internal | Summer | B8 | 500 | 600 | 600 | 45.19 | 51.36 | 3 | 3.17
2040 | NEISO_2_NYISO_A-F | NEISO | NYISO_A-F | Internal | Summer | B9 | 800 | 600 | 600 | 45.19 | 51.36 | 3 | 3.17
2040 | NEISO_2_NYISO_A-F | NEISO | NYISO_A-F | Internal | Summer | B10 | 1262 | 600 | 600 | 45.19 | 51.36 | 3 | 3.17
2040 | NEISO_2_NYISO_A-F | NEISO | NYISO_A-F | Internal | Winter | B16 | 25 | 600 | 600 | 60.59 | 82.12 | 3 | 18.54
2040 | NEISO_2_NYISO_A-F | NEISO | NYISO_A-F | Internal | Winter | B17 | 100 | 600 | 416.89 | 60.59 | 63.59 | 3 | 0
2040 | NEISO_2_NYISO_A-F | NEISO | NYISO_A-F | Internal | Winter | B18 | 400 | 600 | 0 | 60.59 | 63.45 | 3 | 0
2040 | NEISO_2_NYISO_A-F | NEISO | NYISO_A-F | Internal | Winter | B19 | 700 | 600 | 0 | 60.59 | 63.45 | 3 | 0
2040 | NEISO_2_NYISO_A-F | NEISO | NYISO_A-F | Internal | Winter | B20 | 935 | 600 | 0 | 60.59 | 63.45 | 3 | 0
2040 | NEISO_2_NYISO_G-I | NEISO | NYISO_G-I | Internal | Shoulder | B11 | 25 | 600 | 600 | 48.97 | 70.73 | 3 | 18.76
2040 | NEISO_2_NYISO_G-I | NEISO | NYISO_G-I | Internal | Shoulder | B12 | 200 | 600 | 600 | 48.97 | 70.73 | 3 | 18.76
2040 | NEISO_2_NYISO_G-I | NEISO | NYISO_G-I | Internal | Shoulder | B13 | 600 | 600 | 600 | 48.97 | 53.84 | 3 | 1.87
2040 | NEISO_2_NYISO_G-I | NEISO | NYISO_G-I | Internal | Shoulder | B14 | 900 | 600 | 600 | 48.97 | 53.01 | 3 | 1.04
2040 | NEISO_2_NYISO_G-I | NEISO | NYISO_G-I | Internal | Shoulder | B15 | 1203 | 600 | 600 | 48.97 | 53.01 | 3 | 1.04
2040 | NEISO_2_NYISO_G-I | NEISO | NYISO_G-I | Internal | Summer | B1 | 10 | 600 | 0 | 751.19 | 751.18 | 3 | 0
2040 | NEISO_2_NYISO_G-I | NEISO | NYISO_G-I | Internal | Summer | B2 | 25 | 600 | 0 | 751.19 | 751.18 | 3 | 0
2040 | NEISO_2_NYISO_G-I | NEISO | NYISO_G-I | Internal | Summer | B3 | 75 | 600 | 600 | 62.63 | 102.22 | 3 | 36.59
2040 | NEISO_2_NYISO_G-I | NEISO | NYISO_G-I | Internal | Summer | B4 | 100 | 600 | 600 | 48.97 | 70.87 | 3 | 18.9
2040 | NEISO_2_NYISO_G-I | NEISO | NYISO_G-I | Internal | Summer | B5 | 200 | 600 | 600 | 45.19 | 68.38 | 3 | 20.19
2040 | NEISO_2_NYISO_G-I | NEISO | NYISO_G-I | Internal | Summer | B6 | 300 | 600 | 600 | 45.19 | 65.09 | 3 | 16.89
2040 | NEISO_2_NYISO_G-I | NEISO | NYISO_G-I | Internal | Summer | B7 | 400 | 600 | 600 | 45.19 | 51.37 | 3 | 3.18
2040 | NEISO_2_NYISO_G-I | NEISO | NYISO_G-I | Internal | Summer | B8 | 500 | 600 | 600 | 45.19 | 51.37 | 3 | 3.18
2040 | NEISO_2_NYISO_G-I | NEISO | NYISO_G-I | Internal | Summer | B9 | 800 | 600 | 600 | 45.19 | 51.37 | 3 | 3.18
2040 | NEISO_2_NYISO_G-I | NEISO | NYISO_G-I | Internal | Summer | B10 | 1262 | 600 | 600 | 45.19 | 51.37 | 3 | 3.18
2040 | NEISO_2_NYISO_G-I | NEISO | NYISO_G-I | Internal | Winter | B16 | 25 | 600 | 600 | 60.59 | 86.58 | 3 | 23
2040 | NEISO_2_NYISO_G-I | NEISO | NYISO_G-I | Internal | Winter | B17 | 100 | 600 | 600 | 60.59 | 74.41 | 3 | 10.82
2040 | NEISO_2_NYISO_G-I | NEISO | NYISO_G-I | Internal | Winter | B18 | 400 | 600 | 452.98 | 60.59 | 63.59 | 3 | 0
2040 | NEISO_2_NYISO_G-I | NEISO | NYISO_G-I | Internal | Winter | B19 | 700 | 600 | 0 | 60.59 | 63.57 | 3 | 0
2040 | NEISO_2_NYISO_G-I | NEISO | NYISO_G-I | Internal | Winter | B20 | 935 | 600 | 0 | 60.59 | 63.46 | 3 | 0
2040 | NEISO_2_NYISO_J-K | NEISO | NYISO_J-K | Internal | Shoulder | B11 | 25 | 430 | 430 | 48.97 | 70.74 | 3 | 18.77
2040 | NEISO_2_NYISO_J-K | NEISO | NYISO_J-K | Internal | Shoulder | B12 | 200 | 430 | 430 | 48.97 | 70.74 | 3 | 18.77
2040 | NEISO_2_NYISO_J-K | NEISO | NYISO_J-K | Internal | Shoulder | B13 | 600 | 430 | 430 | 48.97 | 53.85 | 3 | 1.88
2040 | NEISO_2_NYISO_J-K | NEISO | NYISO_J-K | Internal | Shoulder | B14 | 900 | 430 | 430 | 48.97 | 53.02 | 3 | 1.05
2040 | NEISO_2_NYISO_J-K | NEISO | NYISO_J-K | Internal | Shoulder | B15 | 1203 | 430 | 430 | 48.97 | 53.02 | 3 | 1.05
2040 | NEISO_2_NYISO_J-K | NEISO | NYISO_J-K | Internal | Summer | B1 | 10 | 430 | 0 | 751.19 | 751.19 | 3 | 0
2040 | NEISO_2_NYISO_J-K | NEISO | NYISO_J-K | Internal | Summer | B2 | 25 | 430 | 0 | 751.19 | 751.19 | 3 | 0
2040 | NEISO_2_NYISO_J-K | NEISO | NYISO_J-K | Internal | Summer | B3 | 75 | 430 | 430 | 62.63 | 102.23 | 3 | 36.6
2040 | NEISO_2_NYISO_J-K | NEISO | NYISO_J-K | Internal | Summer | B4 | 100 | 430 | 430 | 48.97 | 70.88 | 3 | 18.91
2040 | NEISO_2_NYISO_J-K | NEISO | NYISO_J-K | Internal | Summer | B5 | 200 | 430 | 430 | 45.19 | 68.39 | 3 | 20.2
2040 | NEISO_2_NYISO_J-K | NEISO | NYISO_J-K | Internal | Summer | B6 | 300 | 430 | 430 | 45.19 | 65.1 | 3 | 16.9
2040 | NEISO_2_NYISO_J-K | NEISO | NYISO_J-K | Internal | Summer | B7 | 400 | 430 | 430 | 45.19 | 51.38 | 3 | 3.19
2040 | NEISO_2_NYISO_J-K | NEISO | NYISO_J-K | Internal | Summer | B8 | 500 | 430 | 430 | 45.19 | 51.38 | 3 | 3.19
2040 | NEISO_2_NYISO_J-K | NEISO | NYISO_J-K | Internal | Summer | B9 | 800 | 430 | 430 | 45.19 | 51.38 | 3 | 3.19
2040 | NEISO_2_NYISO_J-K | NEISO | NYISO_J-K | Internal | Summer | B10 | 1262 | 430 | 430 | 45.19 | 51.38 | 3 | 3.19
2040 | NEISO_2_NYISO_J-K | NEISO | NYISO_J-K | Internal | Winter | B16 | 25 | 430 | 430 | 60.59 | 86.59 | 3 | 23.01
2040 | NEISO_2_NYISO_J-K | NEISO | NYISO_J-K | Internal | Winter | B17 | 100 | 430 | 430 | 60.59 | 74.42 | 3 | 10.83
2040 | NEISO_2_NYISO_J-K | NEISO | NYISO_J-K | Internal | Winter | B18 | 400 | 430 | 430 | 60.59 | 63.6 | 3 | 0.01
2040 | NEISO_2_NYISO_J-K | NEISO | NYISO_J-K | Internal | Winter | B19 | 700 | 430 | 248.58 | 60.59 | 63.59 | 3 | 0
2040 | NEISO_2_NYISO_J-K | NEISO | NYISO_J-K | Internal | Winter | B20 | 935 | 430 | 0 | 60.59 | 63.48 | 3 | 0
2040 | NonRTO_Midwest_2_TVA_Transmission | NonRTO_Midwest | TVA_Transmission | Internal | Shoulder | B11 | 25 | 2400 | 0 | 95.43 | 91.43 | 8 | 0
2040 | NonRTO_Midwest_2_TVA_Transmission | NonRTO_Midwest | TVA_Transmission | Internal | Shoulder | B12 | 200 | 2400 | 0 | 87.23 | 72.23 | 8 | 0
2040 | NonRTO_Midwest_2_TVA_Transmission | NonRTO_Midwest | TVA_Transmission | Internal | Shoulder | B13 | 600 | 2400 | 0 | 67.88 | 65.48 | 8 | 0
2040 | NonRTO_Midwest_2_TVA_Transmission | NonRTO_Midwest | TVA_Transmission | Internal | Shoulder | B14 | 900 | 2400 | 0 | 56.29 | 63.87 | 8 | 0
2040 | NonRTO_Midwest_2_TVA_Transmission | NonRTO_Midwest | TVA_Transmission | Internal | Shoulder | B15 | 1203 | 2400 | 263.53 | 55.49 | 63.49 | 8 | 0
2040 | NonRTO_Midwest_2_TVA_Transmission | NonRTO_Midwest | TVA_Transmission | Internal | Summer | B1 | 10 | 2400 | 0 | 751.19 | 751.18 | 8 | 0
2040 | NonRTO_Midwest_2_TVA_Transmission | NonRTO_Midwest | TVA_Transmission | Internal | Summer | B2 | 25 | 2400 | 0 | 751.19 | 751.18 | 8 | 0
2040 | NonRTO_Midwest_2_TVA_Transmission | NonRTO_Midwest | TVA_Transmission | Internal | Summer | B3 | 75 | 2400 | 0 | 146.93 | 146.94 | 8 | 0
2040 | NonRTO_Midwest_2_TVA_Transmission | NonRTO_Midwest | TVA_Transmission | Internal | Summer | B4 | 100 | 2400 | 0 | 97.9 | 96.44 | 8 | 0
2040 | NonRTO_Midwest_2_TVA_Transmission | NonRTO_Midwest | TVA_Transmission | Internal | Summer | B5 | 200 | 2400 | 0 | 90.61 | 90.6 | 8 | 0
2040 | NonRTO_Midwest_2_TVA_Transmission | NonRTO_Midwest | TVA_Transmission | Internal | Summer | B6 | 300 | 2400 | 0 | 74.43 | 74.43 | 8 | 0
2040 | NonRTO_Midwest_2_TVA_Transmission | NonRTO_Midwest | TVA_Transmission | Internal | Summer | B7 | 400 | 2400 | 425.19 | 55.02 | 63.02 | 8 | 0
2040 | NonRTO_Midwest_2_TVA_Transmission | NonRTO_Midwest | TVA_Transmission | Internal | Summer | B8 | 500 | 2400 | 842.11 | 52.23 | 60.23 | 8 | 0
2040 | NonRTO_Midwest_2_TVA_Transmission | NonRTO_Midwest | TVA_Transmission | Internal | Summer | B9 | 800 | 2400 | 1292.96 | 51.32 | 59.32 | 8 | 0
2040 | NonRTO_Midwest_2_TVA_Transmission | NonRTO_Midwest | TVA_Transmission | Internal | Summer | B10 | 1262 | 2400 | 1841.59 | 45.45 | 53.45 | 8 | 0
2040 | NonRTO_Midwest_2_TVA_Transmission | NonRTO_Midwest | TVA_Transmission | Internal | Winter | B16 | 25 | 2400 | 0 | 100.61 | 88.07 | 8 | 0
2040 | NonRTO_Midwest_2_TVA_Transmission | NonRTO_Midwest | TVA_Transmission | Internal | Winter | B17 | 100 | 2400 | 0 | 88.42 | 74.07 | 8 | 0
2040 | NonRTO_Midwest_2_TVA_Transmission | NonRTO_Midwest | TVA_Transmission | Internal | Winter | B18 | 400 | 2400 | 0 | 69.83 | 67.01 | 8 | 0
2040 | NonRTO_Midwest_2_TVA_Transmission | NonRTO_Midwest | TVA_Transmission | Internal | Winter | B19 | 700 | 2400 | 283.21 | 56.27 | 64.27 | 8 | 0
2040 | NonRTO_Midwest_2_TVA_Transmission | NonRTO_Midwest | TVA_Transmission | Internal | Winter | B20 | 935 | 2400 | 652.21 | 56.27 | 64.27 | 8 | 0
2040 | NYISO_A-F_2_NEISO | NYISO_A-F | NEISO | Internal | Shoulder | B11 | 25 | 600 | 0 | 70.72 | 48.97 | 3 | 0
2040 | NYISO_A-F_2_NEISO | NYISO_A-F | NEISO | Internal | Shoulder | B12 | 200 | 600 | 0 | 70.72 | 48.97 | 3 | 0
2040 | NYISO_A-F_2_NEISO | NYISO_A-F | NEISO | Internal | Shoulder | B13 | 600 | 600 | 0 | 53.83 | 48.97 | 3 | 0
2040 | NYISO_A-F_2_NEISO | NYISO_A-F | NEISO | Internal | Shoulder | B14 | 900 | 600 | 0 | 53 | 48.97 | 3 | 0
2040 | NYISO_A-F_2_NEISO | NYISO_A-F | NEISO | Internal | Shoulder | B15 | 1203 | 600 | 0 | 53 | 48.97 | 3 | 0
2040 | NYISO_A-F_2_NEISO | NYISO_A-F | NEISO | Internal | Summer | B1 | 10 | 600 | 0 | 749.19 | 751.19 | 3 | 0
2040 | NYISO_A-F_2_NEISO | NYISO_A-F | NEISO | Internal | Summer | B2 | 25 | 600 | 0 | 749.19 | 751.19 | 3 | 0
2040 | NYISO_A-F_2_NEISO | NYISO_A-F | NEISO | Internal | Summer | B3 | 75 | 600 | 0 | 96.87 | 62.63 | 3 | 0
2040 | NYISO_A-F_2_NEISO | NYISO_A-F | NEISO | Internal | Summer | B4 | 100 | 600 | 0 | 70.85 | 48.97 | 3 | 0
2040 | NYISO_A-F_2_NEISO | NYISO_A-F | NEISO | Internal | Summer | B5 | 200 | 600 | 0 | 68.37 | 45.19 | 3 | 0
2040 | NYISO_A-F_2_NEISO | NYISO_A-F | NEISO | Internal | Summer | B6 | 300 | 600 | 0 | 60.44 | 45.19 | 3 | 0
2040 | NYISO_A-F_2_NEISO | NYISO_A-F | NEISO | Internal | Summer | B7 | 400 | 600 | 0 | 51.36 | 45.19 | 3 | 0
2040 | NYISO_A-F_2_NEISO | NYISO_A-F | NEISO | Internal | Summer | B8 | 500 | 600 | 0 | 51.36 | 45.19 | 3 | 0
2040 | NYISO_A-F_2_NEISO | NYISO_A-F | NEISO | Internal | Summer | B9 | 800 | 600 | 0 | 51.36 | 45.19 | 3 | 0
2040 | NYISO_A-F_2_NEISO | NYISO_A-F | NEISO | Internal | Summer | B10 | 1262 | 600 | 0 | 51.36 | 45.19 | 3 | 0
2040 | NYISO_A-F_2_NEISO | NYISO_A-F | NEISO | Internal | Winter | B16 | 25 | 600 | 0 | 82.12 | 60.59 | 3 | 0
2040 | NYISO_A-F_2_NEISO | NYISO_A-F | NEISO | Internal | Winter | B17 | 100 | 600 | 0 | 63.59 | 60.59 | 3 | 0
2040 | NYISO_A-F_2_NEISO | NYISO_A-F | NEISO | Internal | Winter | B18 | 400 | 600 | 0 | 63.45 | 60.59 | 3 | 0
2040 | NYISO_A-F_2_NEISO | NYISO_A-F | NEISO | Internal | Winter | B19 | 700 | 600 | 0 | 63.45 | 60.59 | 3 | 0
2040 | NYISO_A-F_2_NEISO | NYISO_A-F | NEISO | Internal | Winter | B20 | 935 | 600 | 0 | 63.45 | 60.59 | 3 | 0
2040 | NYISO_A-F_2_NYISO_G-I | NYISO_A-F | NYISO_G-I | Internal | Shoulder | B11 | 25 | 4250 | 3853.43 | 70.72 | 70.73 | 0.01 | 0
2040 | NYISO_A-F_2_NYISO_G-I | NYISO_A-F | NYISO_G-I | Internal | Shoulder | B12 | 200 | 4250 | 3378.75 | 70.72 | 70.73 | 0.01 | 0
2040 | NYISO_A-F_2_NYISO_G-I | NYISO_A-F | NYISO_G-I | Internal | Shoulder | B13 | 600 | 4250 | 2577.7 | 53.83 | 53.84 | 0.01 | 0
2040 | NYISO_A-F_2_NYISO_G-I | NYISO_A-F | NYISO_G-I | Internal | Shoulder | B14 | 900 | 4250 | 2291.91 | 53 | 53.01 | 0.01 | 0
2040 | NYISO_A-F_2_NYISO_G-I | NYISO_A-F | NYISO_G-I | Internal | Shoulder | B15 | 1203 | 4250 | 1974.11 | 53 | 53.01 | 0.01 | 0
2040 | NYISO_A-F_2_NYISO_G-I | NYISO_A-F | NYISO_G-I | Internal | Summer | B1 | 10 | 4250 | 4250 | 749.19 | 751.18 | 0.01 | 1.98
2040 | NYISO_A-F_2_NYISO_G-I | NYISO_A-F | NYISO_G-I | Internal | Summer | B2 | 25 | 4250 | 4250 | 749.19 | 751.18 | 0.01 | 1.98
2040 | NYISO_A-F_2_NYISO_G-I | NYISO_A-F | NYISO_G-I | Internal | Summer | B3 | 75 | 4250 | 4250 | 96.87 | 102.22 | 0.01 | 5.34
2040 | NYISO_A-F_2_NYISO_G-I | NYISO_A-F | NYISO_G-I | Internal | Summer | B4 | 100 | 4250 | 4042.78 | 70.85 | 70.87 | 0.01 | 0
2040 | NYISO_A-F_2_NYISO_G-I | NYISO_A-F | NYISO_G-I | Internal | Summer | B5 | 200 | 4250 | 3907.08 | 68.37 | 68.38 | 0.01 | 0
2040 | NYISO_A-F_2_NYISO_G-I | NYISO_A-F | NYISO_G-I | Internal | Summer | B6 | 300 | 4250 | 4250 | 60.44 | 65.09 | 0.01 | 4.64
2040 | NYISO_A-F_2_NYISO_G-I | NYISO_A-F | NYISO_G-I | Internal | Summer | B7 | 400 | 4250 | 3375.51 | 51.36 | 51.37 | 0.01 | 0
2040 | NYISO_A-F_2_NYISO_G-I | NYISO_A-F | NYISO_G-I | Internal | Summer | B8 | 500 | 4250 | 2781.73 | 51.36 | 51.37 | 0.01 | 0
2040 | NYISO_A-F_2_NYISO_G-I | NYISO_A-F | NYISO_G-I | Internal | Summer | B9 | 800 | 4250 | 2058.37 | 51.36 | 51.37 | 0.01 | 0
2040 | NYISO_A-F_2_NYISO_G-I | NYISO_A-F | NYISO_G-I | Internal | Summer | B10 | 1262 | 4250 | 1010.81 | 51.36 | 51.37 | 0.01 | 0
2040 | NYISO_A-F_2_NYISO_G-I | NYISO_A-F | NYISO_G-I | Internal | Winter | B16 | 25 | 4250 | 4250 | 82.12 | 86.58 | 0.01 | 4.45
2040 | NYISO_A-F_2_NYISO_G-I | NYISO_A-F | NYISO_G-I | Internal | Winter | B17 | 100 | 4250 | 4250 | 63.59 | 74.41 | 0.01 | 10.81
2040 | NYISO_A-F_2_NYISO_G-I | NYISO_A-F | NYISO_G-I | Internal | Winter | B18 | 400 | 4250 | 4250 | 63.45 | 63.59 | 0.01 | 0.12
2040 | NYISO_A-F_2_NYISO_G-I | NYISO_A-F | NYISO_G-I | Internal | Winter | B19 | 700 | 4250 | 4250 | 63.45 | 63.57 | 0.01 | 0.11
2040 | NYISO_A-F_2_NYISO_G-I | NYISO_A-F | NYISO_G-I | Internal | Winter | B20 | 935 | 4250 | 4078.51 | 63.45 | 63.46 | 0.01 | 0
2040 | NYISO_A-F_2_PJM_ROM | NYISO_A-F | PJM_ROM | Internal | Shoulder | B11 | 25 | 1000 | 1000 | 70.72 | 85.42 | 8 | 6.7
2040 | NYISO_A-F_2_PJM_ROM | NYISO_A-F | PJM_ROM | Internal | Shoulder | B12 | 200 | 1000 | 1000 | 70.72 | 81.22 | 8 | 2.5
2040 | NYISO_A-F_2_PJM_ROM | NYISO_A-F | PJM_ROM | Internal | Shoulder | B13 | 600 | 1000 | 1000 | 53.83 | 61.85 | 8 | 0.02
2040 | NYISO_A-F_2_PJM_ROM | NYISO_A-F | PJM_ROM | Internal | Shoulder | B14 | 900 | 1000 | 0 | 53 | 59.78 | 8 | 0
2040 | NYISO_A-F_2_PJM_ROM | NYISO_A-F | PJM_ROM | Internal | Shoulder | B15 | 1203 | 1000 | 0 | 53 | 59.13 | 8 | 0
2040 | NYISO_A-F_2_PJM_ROM | NYISO_A-F | PJM_ROM | Internal | Summer | B1 | 10 | 1000 | 0 | 749.19 | 751.19 | 8 | 0
2040 | NYISO_A-F_2_PJM_ROM | NYISO_A-F | PJM_ROM | Internal | Summer | B2 | 25 | 1000 | 0 | 749.19 | 751.19 | 8 | 0
2040 | NYISO_A-F_2_PJM_ROM | NYISO_A-F | PJM_ROM | Internal | Summer | B3 | 75 | 1000 | 1000 | 96.87 | 140.93 | 8 | 36.06
2040 | NYISO_A-F_2_PJM_ROM | NYISO_A-F | PJM_ROM | Internal | Summer | B4 | 100 | 1000 | 1000 | 70.85 | 90.43 | 8 | 11.57
2040 | NYISO_A-F_2_PJM_ROM | NYISO_A-F | PJM_ROM | Internal | Summer | B5 | 200 | 1000 | 1000 | 68.37 | 84.59 | 8 | 8.22
2040 | NYISO_A-F_2_PJM_ROM | NYISO_A-F | PJM_ROM | Internal | Summer | B6 | 300 | 1000 | 994.96 | 60.44 | 68.44 | 8 | 0
2040 | NYISO_A-F_2_PJM_ROM | NYISO_A-F | PJM_ROM | Internal | Summer | B7 | 400 | 1000 | 0 | 51.36 | 57.01 | 8 | 0
2040 | NYISO_A-F_2_PJM_ROM | NYISO_A-F | PJM_ROM | Internal | Summer | B8 | 500 | 1000 | 0 | 51.36 | 54.23 | 8 | 0
2040 | NYISO_A-F_2_PJM_ROM | NYISO_A-F | PJM_ROM | Internal | Summer | B9 | 800 | 1000 | 0 | 51.36 | 53.38 | 8 | 0
2040 | NYISO_A-F_2_PJM_ROM | NYISO_A-F | PJM_ROM | Internal | Summer | B10 | 1262 | 1000 | 0 | 51.36 | 50.02 | 8 | 0
2040 | NYISO_A-F_2_PJM_ROM | NYISO_A-F | PJM_ROM | Internal | Winter | B16 | 25 | 1000 | 1000 | 82.12 | 94.59 | 8 | 4.47
2040 | NYISO_A-F_2_PJM_ROM | NYISO_A-F | PJM_ROM | Internal | Winter | B17 | 100 | 1000 | 1000 | 63.59 | 82.42 | 8 | 10.83
2040 | NYISO_A-F_2_PJM_ROM | NYISO_A-F | PJM_ROM | Internal | Winter | B18 | 400 | 1000 | 0 | 63.45 | 63.8 | 8 | 0
2040 | NYISO_A-F_2_PJM_ROM | NYISO_A-F | PJM_ROM | Internal | Winter | B19 | 700 | 1000 | 0 | 63.45 | 61.42 | 8 | 0
2040 | NYISO_A-F_2_PJM_ROM | NYISO_A-F | PJM_ROM | Internal | Winter | B20 | 935 | 1000 | 0 | 63.45 | 60.54 | 8 | 0
2040 | NYISO_G-I_2_NEISO | NYISO_G-I | NEISO | Internal | Shoulder | B11 | 25 | 600 | 0 | 70.73 | 48.97 | 3 | 0
2040 | NYISO_G-I_2_NEISO | NYISO_G-I | NEISO | Internal | Shoulder | B12 | 200 | 600 | 0 | 70.73 | 48.97 | 3 | 0
2040 | NYISO_G-I_2_NEISO | NYISO_G-I | NEISO | Internal | Shoulder | B13 | 600 | 600 | 0 | 53.84 | 48.97 | 3 | 0
2040 | NYISO_G-I_2_NEISO | NYISO_G-I | NEISO | Internal | Shoulder | B14 | 900 | 600 | 0 | 53.01 | 48.97 | 3 | 0
2040 | NYISO_G-I_2_NEISO | NYISO_G-I | NEISO | Internal | Shoulder | B15 | 1203 | 600 | 0 | 53.01 | 48.97 | 3 | 0
2040 | NYISO_G-I_2_NEISO | NYISO_G-I | NEISO | Internal | Summer | B1 | 10 | 600 | 0 | 751.18 | 751.19 | 3 | 0
2040 | NYISO_G-I_2_NEISO | NYISO_G-I | NEISO | Internal | Summer | B2 | 25 | 600 | 0 | 751.18 | 751.19 | 3 | 0
2040 | NYISO_G-I_2_NEISO | NYISO_G-I | NEISO | Internal | Summer | B3 | 75 | 600 | 0 | 102.22 | 62.63 | 3 | 0
2040 | NYISO_G-I_2_NEISO | NYISO_G-I | NEISO | Internal | Summer | B4 | 100 | 600 | 0 | 70.87 | 48.97 | 3 | 0
2040 | NYISO_G-I_2_NEISO | NYISO_G-I | NEISO | Internal | Summer | B5 | 200 | 600 | 0 | 68.38 | 45.19 | 3 | 0
2040 | NYISO_G-I_2_NEISO | NYISO_G-I | NEISO | Internal | Summer | B6 | 300 | 600 | 0 | 65.09 | 45.19 | 3 | 0
2040 | NYISO_G-I_2_NEISO | NYISO_G-I | NEISO | Internal | Summer | B7 | 400 | 600 | 0 | 51.37 | 45.19 | 3 | 0
2040 | NYISO_G-I_2_NEISO | NYISO_G-I | NEISO | Internal | Summer | B8 | 500 | 600 | 0 | 51.37 | 45.19 | 3 | 0
2040 | NYISO_G-I_2_NEISO | NYISO_G-I | NEISO | Internal | Summer | B9 | 800 | 600 | 0 | 51.37 | 45.19 | 3 | 0
2040 | NYISO_G-I_2_NEISO | NYISO_G-I | NEISO | Internal | Summer | B10 | 1262 | 600 | 0 | 51.37 | 45.19 | 3 | 0
2040 | NYISO_G-I_2_NEISO | NYISO_G-I | NEISO | Internal | Winter | B16 | 25 | 600 | 0 | 86.58 | 60.59 | 3 | 0
2040 | NYISO_G-I_2_NEISO | NYISO_G-I | NEISO | Internal | Winter | B17 | 100 | 600 | 0 | 74.41 | 60.59 | 3 | 0
2040 | NYISO_G-I_2_NEISO | NYISO_G-I | NEISO | Internal | Winter | B18 | 400 | 600 | 0 | 63.59 | 60.59 | 3 | 0
2040 | NYISO_G-I_2_NEISO | NYISO_G-I | NEISO | Internal | Winter | B19 | 700 | 600 | 0 | 63.57 | 60.59 | 3 | 0
2040 | NYISO_G-I_2_NEISO | NYISO_G-I | NEISO | Internal | Winter | B20 | 935 | 600 | 0 | 63.46 | 60.59 | 3 | 0
2040 | NYISO_G-I_2_NYISO_J-K | NYISO_G-I | NYISO_J-K | Internal | Shoulder | B11 | 25 | 6130 | 3097.35 | 70.73 | 70.74 | 0.01 | 0
2040 | NYISO_G-I_2_NYISO_J-K | NYISO_G-I | NYISO_J-K | Internal | Shoulder | B12 | 200 | 6130 | 2683.16 | 70.73 | 70.74 | 0.01 | 0
2040 | NYISO_G-I_2_NYISO_J-K | NYISO_G-I | NYISO_J-K | Internal | Shoulder | B13 | 600 | 6130 | 2972.54 | 53.84 | 53.85 | 0.01 | 0
2040 | NYISO_G-I_2_NYISO_J-K | NYISO_G-I | NYISO_J-K | Internal | Shoulder | B14 | 900 | 6130 | 3372.91 | 53.01 | 53.02 | 0.01 | 0
2040 | NYISO_G-I_2_NYISO_J-K | NYISO_G-I | NYISO_J-K | Internal | Shoulder | B15 | 1203 | 6130 | 3113.04 | 53.01 | 53.02 | 0.01 | 0
2040 | NYISO_G-I_2_NYISO_J-K | NYISO_G-I | NYISO_J-K | Internal | Summer | B1 | 10 | 6130 | 3739.01 | 751.18 | 751.19 | 0.01 | 0
2040 | NYISO_G-I_2_NYISO_J-K | NYISO_G-I | NYISO_J-K | Internal | Summer | B2 | 25 | 6130 | 3852.08 | 751.18 | 751.19 | 0.01 | 0
2040 | NYISO_G-I_2_NYISO_J-K | NYISO_G-I | NYISO_J-K | Internal | Summer | B3 | 75 | 6130 | 3279.62 | 102.22 | 102.23 | 0.01 | 0
2040 | NYISO_G-I_2_NYISO_J-K | NYISO_G-I | NYISO_J-K | Internal | Summer | B4 | 100 | 6130 | 3312.63 | 70.87 | 70.88 | 0.01 | 0
2040 | NYISO_G-I_2_NYISO_J-K | NYISO_G-I | NYISO_J-K | Internal | Summer | B5 | 200 | 6130 | 3298.13 | 68.38 | 68.39 | 0.01 | 0
2040 | NYISO_G-I_2_NYISO_J-K | NYISO_G-I | NYISO_J-K | Internal | Summer | B6 | 300 | 6130 | 5325.82 | 65.09 | 65.1 | 0.01 | 0
2040 | NYISO_G-I_2_NYISO_J-K | NYISO_G-I | NYISO_J-K | Internal | Summer | B7 | 400 | 6130 | 4595.1 | 51.37 | 51.38 | 0.01 | 0
2040 | NYISO_G-I_2_NYISO_J-K | NYISO_G-I | NYISO_J-K | Internal | Summer | B8 | 500 | 6130 | 4106 | 51.37 | 51.38 | 0.01 | 0
2040 | NYISO_G-I_2_NYISO_J-K | NYISO_G-I | NYISO_J-K | Internal | Summer | B9 | 800 | 6130 | 3516.01 | 51.37 | 51.38 | 0.01 | 0
2040 | NYISO_G-I_2_NYISO_J-K | NYISO_G-I | NYISO_J-K | Internal | Summer | B10 | 1262 | 6130 | 2664.8 | 51.37 | 51.38 | 0.01 | 0
2040 | NYISO_G-I_2_NYISO_J-K | NYISO_G-I | NYISO_J-K | Internal | Winter | B16 | 25 | 6130 | 5000.64 | 86.58 | 86.59 | 0.01 | 0
2040 | NYISO_G-I_2_NYISO_J-K | NYISO_G-I | NYISO_J-K | Internal | Winter | B17 | 100 | 6130 | 4654.32 | 74.41 | 74.42 | 0.01 | 0
2040 | NYISO_G-I_2_NYISO_J-K | NYISO_G-I | NYISO_J-K | Internal | Winter | B18 | 400 | 6130 | 5475.25 | 63.59 | 63.6 | 0.01 | 0
2040 | NYISO_G-I_2_NYISO_J-K | NYISO_G-I | NYISO_J-K | Internal | Winter | B19 | 700 | 6130 | 5194.82 | 63.57 | 63.59 | 0.01 | 0
2040 | NYISO_G-I_2_NYISO_J-K | NYISO_G-I | NYISO_J-K | Internal | Winter | B20 | 935 | 6130 | 5111.66 | 63.46 | 63.48 | 0.01 | 0
2040 | NYISO_G-I_2_PJM_E | NYISO_G-I | PJM_E | Internal | Shoulder | B11 | 25 | 1500 | 1500 | 70.73 | 85.41 | 8 | 6.68
2040 | NYISO_G-I_2_PJM_E | NYISO_G-I | PJM_E | Internal | Shoulder | B12 | 200 | 1500 | 1500 | 70.73 | 81.21 | 8 | 2.48
2040 | NYISO_G-I_2_PJM_E | NYISO_G-I | PJM_E | Internal | Shoulder | B13 | 600 | 1500 | 537.64 | 53.84 | 61.84 | 8 | 0
2040 | NYISO_G-I_2_PJM_E | NYISO_G-I | PJM_E | Internal | Shoulder | B14 | 900 | 1500 | 0 | 53.01 | 59.77 | 8 | 0
2040 | NYISO_G-I_2_PJM_E | NYISO_G-I | PJM_E | Internal | Shoulder | B15 | 1203 | 1500 | 0 | 53.01 | 59.12 | 8 | 0
2040 | NYISO_G-I_2_PJM_E | NYISO_G-I | PJM_E | Internal | Summer | B1 | 10 | 1500 | 0 | 751.18 | 751.19 | 8 | 0
2040 | NYISO_G-I_2_PJM_E | NYISO_G-I | PJM_E | Internal | Summer | B2 | 25 | 1500 | 0 | 751.18 | 751.19 | 8 | 0
2040 | NYISO_G-I_2_PJM_E | NYISO_G-I | PJM_E | Internal | Summer | B3 | 75 | 1500 | 1500 | 102.22 | 140.94 | 8 | 30.72
2040 | NYISO_G-I_2_PJM_E | NYISO_G-I | PJM_E | Internal | Summer | B4 | 100 | 1500 | 1500 | 70.87 | 90.42 | 8 | 11.55
2040 | NYISO_G-I_2_PJM_E | NYISO_G-I | PJM_E | Internal | Summer | B5 | 200 | 1500 | 1500 | 68.38 | 84.58 | 8 | 8.2
2040 | NYISO_G-I_2_PJM_E | NYISO_G-I | PJM_E | Internal | Summer | B6 | 300 | 1500 | 0 | 65.09 | 68.45 | 8 | 0
2040 | NYISO_G-I_2_PJM_E | NYISO_G-I | PJM_E | Internal | Summer | B7 | 400 | 1500 | 0 | 51.37 | 57 | 8 | 0
2040 | NYISO_G-I_2_PJM_E | NYISO_G-I | PJM_E | Internal | Summer | B8 | 500 | 1500 | 0 | 51.37 | 54.22 | 8 | 0
2040 | NYISO_G-I_2_PJM_E | NYISO_G-I | PJM_E | Internal | Summer | B9 | 800 | 1500 | 0 | 51.37 | 53.37 | 8 | 0
2040 | NYISO_G-I_2_PJM_E | NYISO_G-I | PJM_E | Internal | Summer | B10 | 1262 | 1500 | 0 | 51.37 | 50.01 | 8 | 0
2040 | NYISO_G-I_2_PJM_E | NYISO_G-I | PJM_E | Internal | Winter | B16 | 25 | 1500 | 435.38 | 86.58 | 94.58 | 8 | 0
2040 | NYISO_G-I_2_PJM_E | NYISO_G-I | PJM_E | Internal | Winter | B17 | 100 | 1500 | 901.97 | 74.41 | 82.41 | 8 | 0
2040 | NYISO_G-I_2_PJM_E | NYISO_G-I | PJM_E | Internal | Winter | B18 | 400 | 1500 | 0 | 63.59 | 63.79 | 8 | 0
2040 | NYISO_G-I_2_PJM_E | NYISO_G-I | PJM_E | Internal | Winter | B19 | 700 | 1500 | 0 | 63.57 | 61.43 | 8 | 0
2040 | NYISO_G-I_2_PJM_E | NYISO_G-I | PJM_E | Internal | Winter | B20 | 935 | 1500 | 0 | 63.46 | 60.55 | 8 | 0
2040 | NYISO_J-K_2_PJM_E | NYISO_J-K | PJM_E | Internal | Shoulder | B11 | 25 | 0.01 | 0 | 70.74 | 85.41 | 8 | 6.67
2040 | NYISO_J-K_2_PJM_E | NYISO_J-K | PJM_E | Internal | Shoulder | B12 | 200 | 0.01 | 0 | 70.74 | 81.21 | 8 | 2.46
2040 | NYISO_J-K_2_PJM_E | NYISO_J-K | PJM_E | Internal | Shoulder | B13 | 600 | 0.01 | 0 | 53.85 | 61.84 | 8 | 0
2040 | NYISO_J-K_2_PJM_E | NYISO_J-K | PJM_E | Internal | Shoulder | B14 | 900 | 0.01 | 0 | 53.02 | 59.77 | 8 | 0
2040 | NYISO_J-K_2_PJM_E | NYISO_J-K | PJM_E | Internal | Shoulder | B15 | 1203 | 0.01 | 0 | 53.02 | 59.12 | 8 | 0
2040 | NYISO_J-K_2_PJM_E | NYISO_J-K | PJM_E | Internal | Summer | B1 | 10 | 0.01 | 0 | 751.19 | 751.19 | 8 | 0
2040 | NYISO_J-K_2_PJM_E | NYISO_J-K | PJM_E | Internal | Summer | B2 | 25 | 0.01 | 0 | 751.19 | 751.19 | 8 | 0
2040 | NYISO_J-K_2_PJM_E | NYISO_J-K | PJM_E | Internal | Summer | B3 | 75 | 0.01 | 0 | 102.23 | 140.94 | 8 | 30.71
2040 | NYISO_J-K_2_PJM_E | NYISO_J-K | PJM_E | Internal | Summer | B4 | 100 | 0.01 | 0 | 70.88 | 90.42 | 8 | 11.54
2040 | NYISO_J-K_2_PJM_E | NYISO_J-K | PJM_E | Internal | Summer | B5 | 200 | 0.01 | 0 | 68.39 | 84.58 | 8 | 8.19
2040 | NYISO_J-K_2_PJM_E | NYISO_J-K | PJM_E | Internal | Summer | B6 | 300 | 0.01 | 0 | 65.1 | 68.45 | 8 | 0
2040 | NYISO_J-K_2_PJM_E | NYISO_J-K | PJM_E | Internal | Summer | B7 | 400 | 0.01 | 0 | 51.38 | 57 | 8 | 0
2040 | NYISO_J-K_2_PJM_E | NYISO_J-K | PJM_E | Internal | Summer | B8 | 500 | 0.01 | 0 | 51.38 | 54.22 | 8 | 0
2040 | NYISO_J-K_2_PJM_E | NYISO_J-K | PJM_E | Internal | Summer | B9 | 800 | 0.01 | 0 | 51.38 | 53.37 | 8 | 0
2040 | NYISO_J-K_2_PJM_E | NYISO_J-K | PJM_E | Internal | Summer | B10 | 1262 | 0.01 | 0 | 51.38 | 50.01 | 8 | 0
2040 | NYISO_J-K_2_PJM_E | NYISO_J-K | PJM_E | Internal | Winter | B16 | 25 | 0.01 | 0 | 86.59 | 94.58 | 8 | 0
2040 | NYISO_J-K_2_PJM_E | NYISO_J-K | PJM_E | Internal | Winter | B17 | 100 | 0.01 | 0 | 74.42 | 82.41 | 8 | 0
2040 | NYISO_J-K_2_PJM_E | NYISO_J-K | PJM_E | Internal | Winter | B18 | 400 | 0.01 | 0 | 63.6 | 63.79 | 8 | 0
2040 | NYISO_J-K_2_PJM_E | NYISO_J-K | PJM_E | Internal | Winter | B19 | 700 | 0.01 | 0 | 63.59 | 61.43 | 8 | 0
2040 | NYISO_J-K_2_PJM_E | NYISO_J-K | PJM_E | Internal | Winter | B20 | 935 | 0.01 | 0 | 63.48 | 60.55 | 8 | 0
2040 | PJM_E_2_NYISO_G-I | PJM_E | NYISO_G-I | Internal | Shoulder | B11 | 25 | 500 | 0 | 85.41 | 70.73 | 6 | 0
2040 | PJM_E_2_NYISO_G-I | PJM_E | NYISO_G-I | Internal | Shoulder | B12 | 200 | 500 | 0 | 81.21 | 70.73 | 6 | 0
2040 | PJM_E_2_NYISO_G-I | PJM_E | NYISO_G-I | Internal | Shoulder | B13 | 600 | 500 | 0 | 61.84 | 53.84 | 6 | 0
2040 | PJM_E_2_NYISO_G-I | PJM_E | NYISO_G-I | Internal | Shoulder | B14 | 900 | 500 | 0 | 59.77 | 53.01 | 6 | 0
2040 | PJM_E_2_NYISO_G-I | PJM_E | NYISO_G-I | Internal | Shoulder | B15 | 1203 | 500 | 0 | 59.12 | 53.01 | 6 | 0
2040 | PJM_E_2_NYISO_G-I | PJM_E | NYISO_G-I | Internal | Summer | B1 | 10 | 500 | 0 | 751.19 | 751.18 | 6 | 0
2040 | PJM_E_2_NYISO_G-I | PJM_E | NYISO_G-I | Internal | Summer | B2 | 25 | 500 | 0 | 751.19 | 751.18 | 6 | 0
2040 | PJM_E_2_NYISO_G-I | PJM_E | NYISO_G-I | Internal | Summer | B3 | 75 | 500 | 0 | 140.94 | 102.22 | 6 | 0
2040 | PJM_E_2_NYISO_G-I | PJM_E | NYISO_G-I | Internal | Summer | B4 | 100 | 500 | 0 | 90.42 | 70.87 | 6 | 0
2040 | PJM_E_2_NYISO_G-I | PJM_E | NYISO_G-I | Internal | Summer | B5 | 200 | 500 | 0 | 84.58 | 68.38 | 6 | 0
2040 | PJM_E_2_NYISO_G-I | PJM_E | NYISO_G-I | Internal | Summer | B6 | 300 | 500 | 0 | 68.45 | 65.09 | 6 | 0
2040 | PJM_E_2_NYISO_G-I | PJM_E | NYISO_G-I | Internal | Summer | B7 | 400 | 500 | 0 | 57 | 51.37 | 6 | 0
2040 | PJM_E_2_NYISO_G-I | PJM_E | NYISO_G-I | Internal | Summer | B8 | 500 | 500 | 0 | 54.22 | 51.37 | 6 | 0
2040 | PJM_E_2_NYISO_G-I | PJM_E | NYISO_G-I | Internal | Summer | B9 | 800 | 500 | 0 | 53.37 | 51.37 | 6 | 0
2040 | PJM_E_2_NYISO_G-I | PJM_E | NYISO_G-I | Internal | Summer | B10 | 1262 | 500 | 0 | 50.01 | 51.37 | 6 | 0
2040 | PJM_E_2_NYISO_G-I | PJM_E | NYISO_G-I | Internal | Winter | B16 | 25 | 500 | 0 | 94.58 | 86.58 | 6 | 0
2040 | PJM_E_2_NYISO_G-I | PJM_E | NYISO_G-I | Internal | Winter | B17 | 100 | 500 | 0 | 82.41 | 74.41 | 6 | 0
2040 | PJM_E_2_NYISO_G-I | PJM_E | NYISO_G-I | Internal | Winter | B18 | 400 | 500 | 0 | 63.79 | 63.59 | 6 | 0
2040 | PJM_E_2_NYISO_G-I | PJM_E | NYISO_G-I | Internal | Winter | B19 | 700 | 500 | 0 | 61.43 | 63.57 | 6 | 0
2040 | PJM_E_2_NYISO_G-I | PJM_E | NYISO_G-I | Internal | Winter | B20 | 935 | 500 | 0 | 60.55 | 63.46 | 6 | 0
2040 | PJM_E_2_NYISO_J-K | PJM_E | NYISO_J-K | Internal | Shoulder | B11 | 25 | 330 | 0 | 85.41 | 70.74 | 6 | 0
2040 | PJM_E_2_NYISO_J-K | PJM_E | NYISO_J-K | Internal | Shoulder | B12 | 200 | 330 | 0 | 81.21 | 70.74 | 6 | 0
2040 | PJM_E_2_NYISO_J-K | PJM_E | NYISO_J-K | Internal | Shoulder | B13 | 600 | 330 | 0 | 61.84 | 53.85 | 6 | 0
2040 | PJM_E_2_NYISO_J-K | PJM_E | NYISO_J-K | Internal | Shoulder | B14 | 900 | 330 | 0 | 59.77 | 53.02 | 6 | 0
2040 | PJM_E_2_NYISO_J-K | PJM_E | NYISO_J-K | Internal | Shoulder | B15 | 1203 | 330 | 0 | 59.12 | 53.02 | 6 | 0
2040 | PJM_E_2_NYISO_J-K | PJM_E | NYISO_J-K | Internal | Summer | B1 | 10 | 330 | 0 | 751.19 | 751.19 | 6 | 0
2040 | PJM_E_2_NYISO_J-K | PJM_E | NYISO_J-K | Internal | Summer | B2 | 25 | 330 | 0 | 751.19 | 751.19 | 6 | 0
2040 | PJM_E_2_NYISO_J-K | PJM_E | NYISO_J-K | Internal | Summer | B3 | 75 | 330 | 0 | 140.94 | 102.23 | 6 | 0
2040 | PJM_E_2_NYISO_J-K | PJM_E | NYISO_J-K | Internal | Summer | B4 | 100 | 330 | 0 | 90.42 | 70.88 | 6 | 0
2040 | PJM_E_2_NYISO_J-K | PJM_E | NYISO_J-K | Internal | Summer | B5 | 200 | 330 | 0 | 84.58 | 68.39 | 6 | 0
2040 | PJM_E_2_NYISO_J-K | PJM_E | NYISO_J-K | Internal | Summer | B6 | 300 | 330 | 0 | 68.45 | 65.1 | 6 | 0
2040 | PJM_E_2_NYISO_J-K | PJM_E | NYISO_J-K | Internal | Summer | B7 | 400 | 330 | 0 | 57 | 51.38 | 6 | 0
2040 | PJM_E_2_NYISO_J-K | PJM_E | NYISO_J-K | Internal | Summer | B8 | 500 | 330 | 0 | 54.22 | 51.38 | 6 | 0
2040 | PJM_E_2_NYISO_J-K | PJM_E | NYISO_J-K | Internal | Summer | B9 | 800 | 330 | 0 | 53.37 | 51.38 | 6 | 0
2040 | PJM_E_2_NYISO_J-K | PJM_E | NYISO_J-K | Internal | Summer | B10 | 1262 | 330 | 0 | 50.01 | 51.38 | 6 | 0
2040 | PJM_E_2_NYISO_J-K | PJM_E | NYISO_J-K | Internal | Winter | B16 | 25 | 330 | 0 | 94.58 | 86.59 | 6 | 0
2040 | PJM_E_2_NYISO_J-K | PJM_E | NYISO_J-K | Internal | Winter | B17 | 100 | 330 | 0 | 82.41 | 74.42 | 6 | 0
2040 | PJM_E_2_NYISO_J-K | PJM_E | NYISO_J-K | Internal | Winter | B18 | 400 | 330 | 0 | 63.79 | 63.6 | 6 | 0
2040 | PJM_E_2_NYISO_J-K | PJM_E | NYISO_J-K | Internal | Winter | B19 | 700 | 330 | 0 | 61.43 | 63.59 | 6 | 0
2040 | PJM_E_2_NYISO_J-K | PJM_E | NYISO_J-K | Internal | Winter | B20 | 935 | 330 | 0 | 60.55 | 63.48 | 6 | 0
2040 | PJM_E_2_PJM_ROM | PJM_E | PJM_ROM | Internal | Shoulder | B11 | 25 | 8000 | 6200.98 | 85.41 | 85.42 | 0.01 | 0
2040 | PJM_E_2_PJM_ROM | PJM_E | PJM_ROM | Internal | Shoulder | B12 | 200 | 8000 | 4300.42 | 81.21 | 81.22 | 0.01 | 0
2040 | PJM_E_2_PJM_ROM | PJM_E | PJM_ROM | Internal | Shoulder | B13 | 600 | 8000 | 3728.29 | 61.84 | 61.85 | 0.01 | 0
2040 | PJM_E_2_PJM_ROM | PJM_E | PJM_ROM | Internal | Shoulder | B14 | 900 | 8000 | 4092.93 | 59.77 | 59.78 | 0.01 | 0
2040 | PJM_E_2_PJM_ROM | PJM_E | PJM_ROM | Internal | Shoulder | B15 | 1203 | 8000 | 4610.92 | 59.12 | 59.13 | 0.01 | 0
2040 | PJM_E_2_PJM_ROM | PJM_E | PJM_ROM | Internal | Summer | B1 | 10 | 8000 | 0 | 751.19 | 751.19 | 0.01 | 0
2040 | PJM_E_2_PJM_ROM | PJM_E | PJM_ROM | Internal | Summer | B2 | 25 | 8000 | 0 | 751.19 | 751.19 | 0.01 | 0
2040 | PJM_E_2_PJM_ROM | PJM_E | PJM_ROM | Internal | Summer | B3 | 75 | 8000 | 0 | 140.94 | 140.93 | 0.01 | 0
2040 | PJM_E_2_PJM_ROM | PJM_E | PJM_ROM | Internal | Summer | B4 | 100 | 8000 | 1562.25 | 90.42 | 90.43 | 0.01 | 0
2040 | PJM_E_2_PJM_ROM | PJM_E | PJM_ROM | Internal | Summer | B5 | 200 | 8000 | 2430.22 | 84.58 | 84.59 | 0.01 | 0
2040 | PJM_E_2_PJM_ROM | PJM_E | PJM_ROM | Internal | Summer | B6 | 300 | 8000 | 0 | 68.45 | 68.44 | 0.01 | 0
2040 | PJM_E_2_PJM_ROM | PJM_E | PJM_ROM | Internal | Summer | B7 | 400 | 8000 | 1417.06 | 57 | 57.01 | 0.01 | 0
2040 | PJM_E_2_PJM_ROM | PJM_E | PJM_ROM | Internal | Summer | B8 | 500 | 8000 | 2487.41 | 54.22 | 54.23 | 0.01 | 0
2040 | PJM_E_2_PJM_ROM | PJM_E | PJM_ROM | Internal | Summer | B9 | 800 | 8000 | 1039.46 | 53.37 | 53.38 | 0.01 | 0
2040 | PJM_E_2_PJM_ROM | PJM_E | PJM_ROM | Internal | Summer | B10 | 1262 | 8000 | 1097.29 | 50.01 | 50.02 | 0.01 | 0
2040 | PJM_E_2_PJM_ROM | PJM_E | PJM_ROM | Internal | Winter | B16 | 25 | 8000 | 124.57 | 94.58 | 94.59 | 0.01 | 0
2040 | PJM_E_2_PJM_ROM | PJM_E | PJM_ROM | Internal | Winter | B17 | 100 | 8000 | 335.63 | 82.41 | 82.42 | 0.01 | 0
2040 | PJM_E_2_PJM_ROM | PJM_E | PJM_ROM | Internal | Winter | B18 | 400 | 8000 | 87.3 | 63.79 | 63.8 | 0.01 | 0
2040 | PJM_E_2_PJM_ROM | PJM_E | PJM_ROM | Internal | Winter | B19 | 700 | 8000 | 0 | 61.43 | 61.42 | 0.01 | 0
2040 | PJM_E_2_PJM_ROM | PJM_E | PJM_ROM | Internal | Winter | B20 | 935 | 8000 | 0 | 60.55 | 60.54 | 0.01 | 0
2040 | PJM_ROR_2_MISO_IN | PJM_ROR | MISO_IN | Internal | Shoulder | B11 | 25 | 909 | 270.55 | 85.43 | 87.43 | 2 | 0
2040 | PJM_ROR_2_MISO_IN | PJM_ROR | MISO_IN | Internal | Shoulder | B12 | 200 | 909 | 0 | 81.23 | 79.23 | 2 | 0
2040 | PJM_ROR_2_MISO_IN | PJM_ROR | MISO_IN | Internal | Shoulder | B13 | 600 | 909 | 0 | 61.86 | 59.88 | 2 | 0
2040 | PJM_ROR_2_MISO_IN | PJM_ROR | MISO_IN | Internal | Shoulder | B14 | 900 | 909 | 0 | 59.79 | 59.61 | 2 | 0
2040 | PJM_ROR_2_MISO_IN | PJM_ROR | MISO_IN | Internal | Shoulder | B15 | 1203 | 909 | 0 | 59.14 | 58.62 | 2 | 0
2040 | PJM_ROR_2_MISO_IN | PJM_ROR | MISO_IN | Internal | Summer | B1 | 10 | 909 | 0 | 751.19 | 749.18 | 2 | 0
2040 | PJM_ROR_2_MISO_IN | PJM_ROR | MISO_IN | Internal | Summer | B2 | 25 | 909 | 0 | 751.19 | 749.18 | 2 | 0
2040 | PJM_ROR_2_MISO_IN | PJM_ROR | MISO_IN | Internal | Summer | B3 | 75 | 909 | 0 | 140.94 | 138.93 | 2 | 0
2040 | PJM_ROR_2_MISO_IN | PJM_ROR | MISO_IN | Internal | Summer | B4 | 100 | 909 | 0 | 90.44 | 92.02 | 2 | 0
2040 | PJM_ROR_2_MISO_IN | PJM_ROR | MISO_IN | Internal | Summer | B5 | 200 | 909 | 0 | 84.6 | 82.61 | 2 | 0
2040 | PJM_ROR_2_MISO_IN | PJM_ROR | MISO_IN | Internal | Summer | B6 | 300 | 909 | 0 | 68.45 | 66.44 | 2 | 0
2040 | PJM_ROR_2_MISO_IN | PJM_ROR | MISO_IN | Internal | Summer | B7 | 400 | 909 | 0 | 57.02 | 55.02 | 2 | 0
2040 | PJM_ROR_2_MISO_IN | PJM_ROR | MISO_IN | Internal | Summer | B8 | 500 | 909 | 0 | 54.24 | 52.24 | 2 | 0
2040 | PJM_ROR_2_MISO_IN | PJM_ROR | MISO_IN | Internal | Summer | B9 | 800 | 909 | 0 | 53.39 | 51.38 | 2 | 0
2040 | PJM_ROR_2_MISO_IN | PJM_ROR | MISO_IN | Internal | Summer | B10 | 1262 | 909 | 0 | 50.03 | 48.04 | 2 | 0
2040 | PJM_ROR_2_MISO_IN | PJM_ROR | MISO_IN | Internal | Winter | B16 | 25 | 909 | 0 | 94.61 | 92.61 | 2 | 0
2040 | PJM_ROR_2_MISO_IN | PJM_ROR | MISO_IN | Internal | Winter | B17 | 100 | 909 | 0 | 82.43 | 80.42 | 2 | 0
2040 | PJM_ROR_2_MISO_IN | PJM_ROR | MISO_IN | Internal | Winter | B18 | 400 | 909 | 0 | 63.81 | 61.83 | 2 | 0
2040 | PJM_ROR_2_MISO_IN | PJM_ROR | MISO_IN | Internal | Winter | B19 | 700 | 909 | 0 | 61.41 | 59.42 | 2 | 0
2040 | PJM_ROR_2_MISO_IN | PJM_ROR | MISO_IN | Internal | Winter | B20 | 935 | 909 | 0 | 60.53 | 58.53 | 2 | 0
2040 | PJM_ROR_2_MISO_MI | PJM_ROR | MISO_MI | Internal | Shoulder | B11 | 25 | 1305 | 0 | 85.43 | 87.42 | 2 | 0
2040 | PJM_ROR_2_MISO_MI | PJM_ROR | MISO_MI | Internal | Shoulder | B12 | 200 | 1305 | 0 | 81.23 | 79.24 | 2 | 0
2040 | PJM_ROR_2_MISO_MI | PJM_ROR | MISO_MI | Internal | Shoulder | B13 | 600 | 1305 | 0 | 61.86 | 59.89 | 2 | 0
2040 | PJM_ROR_2_MISO_MI | PJM_ROR | MISO_MI | Internal | Shoulder | B14 | 900 | 1305 | 0 | 59.79 | 59.62 | 2 | 0
2040 | PJM_ROR_2_MISO_MI | PJM_ROR | MISO_MI | Internal | Shoulder | B15 | 1203 | 1305 | 0 | 59.14 | 58.64 | 2 | 0
2040 | PJM_ROR_2_MISO_MI | PJM_ROR | MISO_MI | Internal | Summer | B1 | 10 | 1305 | 0 | 751.19 | 749.19 | 2 | 0
2040 | PJM_ROR_2_MISO_MI | PJM_ROR | MISO_MI | Internal | Summer | B2 | 25 | 1305 | 0 | 751.19 | 749.19 | 2 | 0
2040 | PJM_ROR_2_MISO_MI | PJM_ROR | MISO_MI | Internal | Summer | B3 | 75 | 1305 | 0 | 140.94 | 138.94 | 2 | 0
2040 | PJM_ROR_2_MISO_MI | PJM_ROR | MISO_MI | Internal | Summer | B4 | 100 | 1305 | 0 | 90.44 | 92.03 | 2 | 0
2040 | PJM_ROR_2_MISO_MI | PJM_ROR | MISO_MI | Internal | Summer | B5 | 200 | 1305 | 0 | 84.6 | 82.63 | 2 | 0
2040 | PJM_ROR_2_MISO_MI | PJM_ROR | MISO_MI | Internal | Summer | B6 | 300 | 1305 | 0 | 68.45 | 66.45 | 2 | 0
2040 | PJM_ROR_2_MISO_MI | PJM_ROR | MISO_MI | Internal | Summer | B7 | 400 | 1305 | 0 | 57.02 | 55.03 | 2 | 0
2040 | PJM_ROR_2_MISO_MI | PJM_ROR | MISO_MI | Internal | Summer | B8 | 500 | 1305 | 0 | 54.24 | 52.26 | 2 | 0
2040 | PJM_ROR_2_MISO_MI | PJM_ROR | MISO_MI | Internal | Summer | B9 | 800 | 1305 | 0 | 53.39 | 51.39 | 2 | 0
2040 | PJM_ROR_2_MISO_MI | PJM_ROR | MISO_MI | Internal | Summer | B10 | 1262 | 1305 | 0 | 50.03 | 48.06 | 2 | 0
2040 | PJM_ROR_2_MISO_MI | PJM_ROR | MISO_MI | Internal | Winter | B16 | 25 | 1305 | 0 | 94.61 | 92.62 | 2 | 0
2040 | PJM_ROR_2_MISO_MI | PJM_ROR | MISO_MI | Internal | Winter | B17 | 100 | 1305 | 0 | 82.43 | 80.43 | 2 | 0
2040 | PJM_ROR_2_MISO_MI | PJM_ROR | MISO_MI | Internal | Winter | B18 | 400 | 1305 | 0 | 63.81 | 61.84 | 2 | 0
2040 | PJM_ROR_2_MISO_MI | PJM_ROR | MISO_MI | Internal | Winter | B19 | 700 | 1305 | 0 | 61.41 | 59.43 | 2 | 0
2040 | PJM_ROR_2_MISO_MI | PJM_ROR | MISO_MI | Internal | Winter | B20 | 935 | 1305 | 0 | 60.53 | 58.54 | 2 | 0
2040 | PJM_ROR_2_MISO_MO-IL | PJM_ROR | MISO_MO-IL | Internal | Shoulder | B11 | 25 | 1111 | 0 | 85.43 | 87.42 | 2 | 0
2040 | PJM_ROR_2_MISO_MO-IL | PJM_ROR | MISO_MO-IL | Internal | Shoulder | B12 | 200 | 1111 | 0 | 81.23 | 66.19 | 2 | 0
2040 | PJM_ROR_2_MISO_MO-IL | PJM_ROR | MISO_MO-IL | Internal | Shoulder | B13 | 600 | 1111 | 0 | 61.86 | 59.86 | 2 | 0
2040 | PJM_ROR_2_MISO_MO-IL | PJM_ROR | MISO_MO-IL | Internal | Shoulder | B14 | 900 | 1111 | 0 | 59.79 | 57.81 | 2 | 0
2040 | PJM_ROR_2_MISO_MO-IL | PJM_ROR | MISO_MO-IL | Internal | Shoulder | B15 | 1203 | 1111 | 0 | 59.14 | 57.78 | 2 | 0
2040 | PJM_ROR_2_MISO_MO-IL | PJM_ROR | MISO_MO-IL | Internal | Summer | B1 | 10 | 1111 | 0 | 751.19 | 743.18 | 2 | 0
2040 | PJM_ROR_2_MISO_MO-IL | PJM_ROR | MISO_MO-IL | Internal | Summer | B2 | 25 | 1111 | 0 | 751.19 | 746.19 | 2 | 0
2040 | PJM_ROR_2_MISO_MO-IL | PJM_ROR | MISO_MO-IL | Internal | Summer | B3 | 75 | 1111 | 0 | 140.94 | 138.94 | 2 | 0
2040 | PJM_ROR_2_MISO_MO-IL | PJM_ROR | MISO_MO-IL | Internal | Summer | B4 | 100 | 1111 | 0 | 90.44 | 92.01 | 2 | 0
2040 | PJM_ROR_2_MISO_MO-IL | PJM_ROR | MISO_MO-IL | Internal | Summer | B5 | 200 | 1111 | 0 | 84.6 | 82.6 | 2 | 0
2040 | PJM_ROR_2_MISO_MO-IL | PJM_ROR | MISO_MO-IL | Internal | Summer | B6 | 300 | 1111 | 0 | 68.45 | 66.43 | 2 | 0
2040 | PJM_ROR_2_MISO_MO-IL | PJM_ROR | MISO_MO-IL | Internal | Summer | B7 | 400 | 1111 | 0 | 57.02 | 55.02 | 2 | 0
2040 | PJM_ROR_2_MISO_MO-IL | PJM_ROR | MISO_MO-IL | Internal | Summer | B8 | 500 | 1111 | 0 | 54.24 | 52.23 | 2 | 0
2040 | PJM_ROR_2_MISO_MO-IL | PJM_ROR | MISO_MO-IL | Internal | Summer | B9 | 800 | 1111 | 0 | 53.39 | 51.32 | 2 | 0
2040 | PJM_ROR_2_MISO_MO-IL | PJM_ROR | MISO_MO-IL | Internal | Summer | B10 | 1262 | 1111 | 0 | 50.03 | 48.03 | 2 | 0
2040 | PJM_ROR_2_MISO_MO-IL | PJM_ROR | MISO_MO-IL | Internal | Winter | B16 | 25 | 1111 | 0 | 94.61 | 80.07 | 2 | 0
2040 | PJM_ROR_2_MISO_MO-IL | PJM_ROR | MISO_MO-IL | Internal | Winter | B17 | 100 | 1111 | 0 | 82.43 | 66.07 | 2 | 0
2040 | PJM_ROR_2_MISO_MO-IL | PJM_ROR | MISO_MO-IL | Internal | Winter | B18 | 400 | 1111 | 0 | 63.81 | 61.81 | 2 | 0
2040 | PJM_ROR_2_MISO_MO-IL | PJM_ROR | MISO_MO-IL | Internal | Winter | B19 | 700 | 1111 | 0 | 61.41 | 59.41 | 2 | 0
2040 | PJM_ROR_2_MISO_MO-IL | PJM_ROR | MISO_MO-IL | Internal | Winter | B20 | 935 | 1111 | 0 | 60.53 | 56.27 | 2 | 0
2040 | PJM_ROR_2_MISO_W | PJM_ROR | MISO_W | Internal | Shoulder | B11 | 25 | 709 | 0 | 85.43 | 83.42 | 2 | 0
2040 | PJM_ROR_2_MISO_W | PJM_ROR | MISO_W | Internal | Shoulder | B12 | 200 | 709 | 0 | 81.23 | 64.63 | 2 | 0
2040 | PJM_ROR_2_MISO_W | PJM_ROR | MISO_W | Internal | Shoulder | B13 | 600 | 709 | 0 | 61.86 | 59.85 | 2 | 0
2040 | PJM_ROR_2_MISO_W | PJM_ROR | MISO_W | Internal | Shoulder | B14 | 900 | 709 | 0 | 59.79 | 57.79 | 2 | 0
2040 | PJM_ROR_2_MISO_W | PJM_ROR | MISO_W | Internal | Shoulder | B15 | 1203 | 709 | 0 | 59.14 | 57.77 | 2 | 0
2040 | PJM_ROR_2_MISO_W | PJM_ROR | MISO_W | Internal | Summer | B1 | 10 | 709 | 0 | 751.19 | 743.16 | 2 | 0
2040 | PJM_ROR_2_MISO_W | PJM_ROR | MISO_W | Internal | Summer | B2 | 25 | 709 | 0 | 751.19 | 746.18 | 2 | 0
2040 | PJM_ROR_2_MISO_W | PJM_ROR | MISO_W | Internal | Summer | B3 | 75 | 709 | 0 | 140.94 | 138.93 | 2 | 0
2040 | PJM_ROR_2_MISO_W | PJM_ROR | MISO_W | Internal | Summer | B4 | 100 | 709 | 0 | 90.44 | 91.99 | 2 | 0
2040 | PJM_ROR_2_MISO_W | PJM_ROR | MISO_W | Internal | Summer | B5 | 200 | 709 | 0 | 84.6 | 82.59 | 2 | 0
2040 | PJM_ROR_2_MISO_W | PJM_ROR | MISO_W | Internal | Summer | B6 | 300 | 709 | 0 | 68.45 | 66.41 | 2 | 0
2040 | PJM_ROR_2_MISO_W | PJM_ROR | MISO_W | Internal | Summer | B7 | 400 | 709 | 0 | 57.02 | 55.01 | 2 | 0
2040 | PJM_ROR_2_MISO_W | PJM_ROR | MISO_W | Internal | Summer | B8 | 500 | 709 | 0 | 54.24 | 52.22 | 2 | 0
2040 | PJM_ROR_2_MISO_W | PJM_ROR | MISO_W | Internal | Summer | B9 | 800 | 709 | 0 | 53.39 | 51.31 | 2 | 0
2040 | PJM_ROR_2_MISO_W | PJM_ROR | MISO_W | Internal | Summer | B10 | 1262 | 709 | 0 | 50.03 | 48.02 | 2 | 0
2040 | PJM_ROR_2_MISO_W | PJM_ROR | MISO_W | Internal | Winter | B16 | 25 | 709 | 0 | 94.61 | 75.06 | 2 | 0
2040 | PJM_ROR_2_MISO_W | PJM_ROR | MISO_W | Internal | Winter | B17 | 100 | 709 | 0 | 82.43 | 64.29 | 2 | 0
2040 | PJM_ROR_2_MISO_W | PJM_ROR | MISO_W | Internal | Winter | B18 | 400 | 709 | 0 | 63.81 | 61.8 | 2 | 0
2040 | PJM_ROR_2_MISO_W | PJM_ROR | MISO_W | Internal | Winter | B19 | 700 | 709 | 0 | 61.41 | 59.4 | 2 | 0
2040 | PJM_ROR_2_MISO_W | PJM_ROR | MISO_W | Internal | Winter | B20 | 935 | 709 | 0 | 60.53 | 56.26 | 2 | 0
2040 | PJM_ROR_2_MISO_WUMS | PJM_ROR | MISO_WUMS | Internal | Shoulder | B11 | 25 | 1467 | 0 | 85.43 | 83.43 | 2 | 0
2040 | PJM_ROR_2_MISO_WUMS | PJM_ROR | MISO_WUMS | Internal | Shoulder | B12 | 200 | 1467 | 0 | 81.23 | 79.23 | 2 | 0
2040 | PJM_ROR_2_MISO_WUMS | PJM_ROR | MISO_WUMS | Internal | Shoulder | B13 | 600 | 1467 | 0 | 61.86 | 59.86 | 2 | 0
2040 | PJM_ROR_2_MISO_WUMS | PJM_ROR | MISO_WUMS | Internal | Shoulder | B14 | 900 | 1467 | 0 | 59.79 | 57.81 | 2 | 0
2040 | PJM_ROR_2_MISO_WUMS | PJM_ROR | MISO_WUMS | Internal | Shoulder | B15 | 1203 | 1467 | 0 | 59.14 | 57.76 | 2 | 0
2040 | PJM_ROR_2_MISO_WUMS | PJM_ROR | MISO_WUMS | Internal | Summer | B1 | 10 | 1467 | 0 | 751.19 | 744.65 | 2 | 0
2040 | PJM_ROR_2_MISO_WUMS | PJM_ROR | MISO_WUMS | Internal | Summer | B2 | 25 | 1467 | 0 | 751.19 | 749.18 | 2 | 0
2040 | PJM_ROR_2_MISO_WUMS | PJM_ROR | MISO_WUMS | Internal | Summer | B3 | 75 | 1467 | 0 | 140.94 | 138.94 | 2 | 0
2040 | PJM_ROR_2_MISO_WUMS | PJM_ROR | MISO_WUMS | Internal | Summer | B4 | 100 | 1467 | 0 | 90.44 | 92.01 | 2 | 0
2040 | PJM_ROR_2_MISO_WUMS | PJM_ROR | MISO_WUMS | Internal | Summer | B5 | 200 | 1467 | 0 | 84.6 | 82.6 | 2 | 0
2040 | PJM_ROR_2_MISO_WUMS | PJM_ROR | MISO_WUMS | Internal | Summer | B6 | 300 | 1467 | 0 | 68.45 | 66.45 | 2 | 0
2040 | PJM_ROR_2_MISO_WUMS | PJM_ROR | MISO_WUMS | Internal | Summer | B7 | 400 | 1467 | 0 | 57.02 | 55.02 | 2 | 0
2040 | PJM_ROR_2_MISO_WUMS | PJM_ROR | MISO_WUMS | Internal | Summer | B8 | 500 | 1467 | 0 | 54.24 | 54.38 | 2 | 0
2040 | PJM_ROR_2_MISO_WUMS | PJM_ROR | MISO_WUMS | Internal | Summer | B9 | 800 | 1467 | 0 | 53.39 | 54.38 | 2 | 0
2040 | PJM_ROR_2_MISO_WUMS | PJM_ROR | MISO_WUMS | Internal | Summer | B10 | 1262 | 1467 | 0 | 50.03 | 48.03 | 2 | 0
2040 | PJM_ROR_2_MISO_WUMS | PJM_ROR | MISO_WUMS | Internal | Winter | B16 | 25 | 1467 | 0 | 94.61 | 92.61 | 2 | 0
2040 | PJM_ROR_2_MISO_WUMS | PJM_ROR | MISO_WUMS | Internal | Winter | B17 | 100 | 1467 | 0 | 82.43 | 80.43 | 2 | 0
2040 | PJM_ROR_2_MISO_WUMS | PJM_ROR | MISO_WUMS | Internal | Winter | B18 | 400 | 1467 | 0 | 63.81 | 61.81 | 2 | 0
2040 | PJM_ROR_2_MISO_WUMS | PJM_ROR | MISO_WUMS | Internal | Winter | B19 | 700 | 1467 | 0 | 61.41 | 59.42 | 2 | 0
2040 | PJM_ROR_2_MISO_WUMS | PJM_ROR | MISO_WUMS | Internal | Winter | B20 | 935 | 1467 | 0 | 60.53 | 58.53 | 2 | 0
2040 | PJM_ROR_2_PJM_ROM | PJM_ROR | PJM_ROM | Internal | Shoulder | B11 | 25 | 8000 | 0 | 85.43 | 85.42 | 0.01 | 0
2040 | PJM_ROR_2_PJM_ROM | PJM_ROR | PJM_ROM | Internal | Shoulder | B12 | 200 | 8000 | 0 | 81.23 | 81.22 | 0.01 | 0
2040 | PJM_ROR_2_PJM_ROM | PJM_ROR | PJM_ROM | Internal | Shoulder | B13 | 600 | 8000 | 0 | 61.86 | 61.85 | 0.01 | 0
2040 | PJM_ROR_2_PJM_ROM | PJM_ROR | PJM_ROM | Internal | Shoulder | B14 | 900 | 8000 | 0 | 59.79 | 59.78 | 0.01 | 0
2040 | PJM_ROR_2_PJM_ROM | PJM_ROR | PJM_ROM | Internal | Shoulder | B15 | 1203 | 8000 | 0 | 59.14 | 59.13 | 0.01 | 0
2040 | PJM_ROR_2_PJM_ROM | PJM_ROR | PJM_ROM | Internal | Summer | B1 | 10 | 8000 | 0 | 751.19 | 751.19 | 0.01 | 0
2040 | PJM_ROR_2_PJM_ROM | PJM_ROR | PJM_ROM | Internal | Summer | B2 | 25 | 8000 | 0 | 751.19 | 751.19 | 0.01 | 0
2040 | PJM_ROR_2_PJM_ROM | PJM_ROR | PJM_ROM | Internal | Summer | B3 | 75 | 8000 | 0 | 140.94 | 140.93 | 0.01 | 0
2040 | PJM_ROR_2_PJM_ROM | PJM_ROR | PJM_ROM | Internal | Summer | B4 | 100 | 8000 | 0 | 90.44 | 90.43 | 0.01 | 0
2040 | PJM_ROR_2_PJM_ROM | PJM_ROR | PJM_ROM | Internal | Summer | B5 | 200 | 8000 | 0 | 84.6 | 84.59 | 0.01 | 0
2040 | PJM_ROR_2_PJM_ROM | PJM_ROR | PJM_ROM | Internal | Summer | B6 | 300 | 8000 | 0 | 68.45 | 68.44 | 0.01 | 0
2040 | PJM_ROR_2_PJM_ROM | PJM_ROR | PJM_ROM | Internal | Summer | B7 | 400 | 8000 | 0 | 57.02 | 57.01 | 0.01 | 0
2040 | PJM_ROR_2_PJM_ROM | PJM_ROR | PJM_ROM | Internal | Summer | B8 | 500 | 8000 | 0 | 54.24 | 54.23 | 0.01 | 0
2040 | PJM_ROR_2_PJM_ROM | PJM_ROR | PJM_ROM | Internal | Summer | B9 | 800 | 8000 | 0 | 53.39 | 53.38 | 0.01 | 0
2040 | PJM_ROR_2_PJM_ROM | PJM_ROR | PJM_ROM | Internal | Summer | B10 | 1262 | 8000 | 0 | 50.03 | 50.02 | 0.01 | 0
2040 | PJM_ROR_2_PJM_ROM | PJM_ROR | PJM_ROM | Internal | Winter | B16 | 25 | 8000 | 0 | 94.61 | 94.59 | 0.01 | 0
2040 | PJM_ROR_2_PJM_ROM | PJM_ROR | PJM_ROM | Internal | Winter | B17 | 100 | 8000 | 0 | 82.43 | 82.42 | 0.01 | 0
2040 | PJM_ROR_2_PJM_ROM | PJM_ROR | PJM_ROM | Internal | Winter | B18 | 400 | 8000 | 0 | 63.81 | 63.8 | 0.01 | 0
2040 | PJM_ROR_2_PJM_ROM | PJM_ROR | PJM_ROM | Internal | Winter | B19 | 700 | 8000 | 341.44 | 61.41 | 61.42 | 0.01 | 0
2040 | PJM_ROR_2_PJM_ROM | PJM_ROR | PJM_ROM | Internal | Winter | B20 | 935 | 8000 | 839.24 | 60.53 | 60.54 | 0.01 | 0
2040 | PJM_ROR_2_TVA_Transmission | PJM_ROR | TVA_Transmission | Internal | Shoulder | B11 | 25 | 2500 | 580.75 | 85.43 | 91.43 | 6 | 0
2040 | PJM_ROR_2_TVA_Transmission | PJM_ROR | TVA_Transmission | Internal | Shoulder | B12 | 200 | 2500 | 0 | 81.23 | 72.23 | 6 | 0
2040 | PJM_ROR_2_TVA_Transmission | PJM_ROR | TVA_Transmission | Internal | Shoulder | B13 | 600 | 2500 | 0 | 61.86 | 65.48 | 6 | 0
2040 | PJM_ROR_2_TVA_Transmission | PJM_ROR | TVA_Transmission | Internal | Shoulder | B14 | 900 | 2500 | 0 | 59.79 | 63.87 | 6 | 0
2040 | PJM_ROR_2_TVA_Transmission | PJM_ROR | TVA_Transmission | Internal | Shoulder | B15 | 1203 | 2500 | 0 | 59.14 | 63.49 | 6 | 0
2040 | PJM_ROR_2_TVA_Transmission | PJM_ROR | TVA_Transmission | Internal | Summer | B1 | 10 | 2500 | 0 | 751.19 | 751.18 | 6 | 0
2040 | PJM_ROR_2_TVA_Transmission | PJM_ROR | TVA_Transmission | Internal | Summer | B2 | 25 | 2500 | 0 | 751.19 | 751.18 | 6 | 0
2040 | PJM_ROR_2_TVA_Transmission | PJM_ROR | TVA_Transmission | Internal | Summer | B3 | 75 | 2500 | 1550.16 | 140.94 | 146.94 | 6 | 0
2040 | PJM_ROR_2_TVA_Transmission | PJM_ROR | TVA_Transmission | Internal | Summer | B4 | 100 | 2500 | 2191.5 | 90.44 | 96.44 | 6 | 0
2040 | PJM_ROR_2_TVA_Transmission | PJM_ROR | TVA_Transmission | Internal | Summer | B5 | 200 | 2500 | 272.66 | 84.6 | 90.6 | 6 | 0
2040 | PJM_ROR_2_TVA_Transmission | PJM_ROR | TVA_Transmission | Internal | Summer | B6 | 300 | 2500 | 0 | 68.45 | 74.43 | 6 | 0
2040 | PJM_ROR_2_TVA_Transmission | PJM_ROR | TVA_Transmission | Internal | Summer | B7 | 400 | 2500 | 174.78 | 57.02 | 63.02 | 6 | 0
2040 | PJM_ROR_2_TVA_Transmission | PJM_ROR | TVA_Transmission | Internal | Summer | B8 | 500 | 2500 | 0 | 54.24 | 60.23 | 6 | 0
2040 | PJM_ROR_2_TVA_Transmission | PJM_ROR | TVA_Transmission | Internal | Summer | B9 | 800 | 2500 | 0 | 53.39 | 59.32 | 6 | 0
2040 | PJM_ROR_2_TVA_Transmission | PJM_ROR | TVA_Transmission | Internal | Summer | B10 | 1262 | 2500 | 0 | 50.03 | 53.45 | 6 | 0
2040 | PJM_ROR_2_TVA_Transmission | PJM_ROR | TVA_Transmission | Internal | Winter | B16 | 25 | 2500 | 0 | 94.61 | 88.07 | 6 | 0
2040 | PJM_ROR_2_TVA_Transmission | PJM_ROR | TVA_Transmission | Internal | Winter | B17 | 100 | 2500 | 0 | 82.43 | 74.07 | 6 | 0
2040 | PJM_ROR_2_TVA_Transmission | PJM_ROR | TVA_Transmission | Internal | Winter | B18 | 400 | 2500 | 0 | 63.81 | 67.01 | 6 | 0
2040 | PJM_ROR_2_TVA_Transmission | PJM_ROR | TVA_Transmission | Internal | Winter | B19 | 700 | 2500 | 0 | 61.41 | 64.27 | 6 | 0
2040 | PJM_ROR_2_TVA_Transmission | PJM_ROR | TVA_Transmission | Internal | Winter | B20 | 935 | 2500 | 0 | 60.53 | 64.27 | 6 | 0
2040 | PJM_ROR_2_VACAR | PJM_ROR | VACAR | Internal | Shoulder | B11 | 25 | 3000 | 3000 | 85.43 | 101.43 | 6 | 10
2040 | PJM_ROR_2_VACAR | PJM_ROR | VACAR | Internal | Shoulder | B12 | 200 | 3000 | 3000 | 81.23 | 91.32 | 6 | 4.09
2040 | PJM_ROR_2_VACAR | PJM_ROR | VACAR | Internal | Shoulder | B13 | 600 | 3000 | 3000 | 61.86 | 71.82 | 6 | 3.95
2040 | PJM_ROR_2_VACAR | PJM_ROR | VACAR | Internal | Shoulder | B14 | 900 | 3000 | 3000 | 59.79 | 71.82 | 6 | 6.03
2040 | PJM_ROR_2_VACAR | PJM_ROR | VACAR | Internal | Shoulder | B15 | 1203 | 3000 | 3000 | 59.14 | 66.71 | 6 | 1.57
2040 | PJM_ROR_2_VACAR | PJM_ROR | VACAR | Internal | Summer | B1 | 10 | 3000 | 0 | 751.19 | 751.19 | 6 | 0
2040 | PJM_ROR_2_VACAR | PJM_ROR | VACAR | Internal | Summer | B2 | 25 | 3000 | 0 | 751.19 | 751.19 | 6 | 0
2040 | PJM_ROR_2_VACAR | PJM_ROR | VACAR | Internal | Summer | B3 | 75 | 3000 | 3000 | 140.94 | 178.01 | 6 | 31.07
2040 | PJM_ROR_2_VACAR | PJM_ROR | VACAR | Internal | Summer | B4 | 100 | 3000 | 3000 | 90.44 | 105.45 | 6 | 9.01
2040 | PJM_ROR_2_VACAR | PJM_ROR | VACAR | Internal | Summer | B5 | 200 | 3000 | 3000 | 84.6 | 99.6 | 6 | 9
2040 | PJM_ROR_2_VACAR | PJM_ROR | VACAR | Internal | Summer | B6 | 300 | 3000 | 3000 | 68.45 | 94.93 | 6 | 20.48
2040 | PJM_ROR_2_VACAR | PJM_ROR | VACAR | Internal | Summer | B7 | 400 | 3000 | 3000 | 57.02 | 83 | 6 | 19.98
2040 | PJM_ROR_2_VACAR | PJM_ROR | VACAR | Internal | Summer | B8 | 500 | 3000 | 3000 | 54.24 | 70.21 | 6 | 9.97
2040 | PJM_ROR_2_VACAR | PJM_ROR | VACAR | Internal | Summer | B9 | 800 | 3000 | 3000 | 53.39 | 60.47 | 6 | 1.08
2040 | PJM_ROR_2_VACAR | PJM_ROR | VACAR | Internal | Summer | B10 | 1262 | 3000 | 3000 | 50.03 | 60.47 | 6 | 4.44
2040 | PJM_ROR_2_VACAR | PJM_ROR | VACAR | Internal | Winter | B16 | 25 | 3000 | 3000 | 94.61 | 113.15 | 6 | 12.55
2040 | PJM_ROR_2_VACAR | PJM_ROR | VACAR | Internal | Winter | B17 | 100 | 3000 | 3000 | 82.43 | 93.91 | 6 | 5.48
2040 | PJM_ROR_2_VACAR | PJM_ROR | VACAR | Internal | Winter | B18 | 400 | 3000 | 3000 | 63.81 | 73.11 | 6 | 3.29
2040 | PJM_ROR_2_VACAR | PJM_ROR | VACAR | Internal | Winter | B19 | 700 | 3000 | 3000 | 61.41 | 69.09 | 6 | 1.69
2040 | PJM_ROR_2_VACAR | PJM_ROR | VACAR | Internal | Winter | B20 | 935 | 3000 | 3000 | 60.53 | 68.65 | 6 | 2.12
2040 | PJM_ROM_2_NYISO_A-F | PJM_ROM | NYISO_A-F | Internal | Shoulder | B11 | 25 | 2000 | 0 | 85.42 | 70.72 | 6 | 0
2040 | PJM_ROM_2_NYISO_A-F | PJM_ROM | NYISO_A-F | Internal | Shoulder | B12 | 200 | 2000 | 0 | 81.22 | 70.72 | 6 | 0
2040 | PJM_ROM_2_NYISO_A-F | PJM_ROM | NYISO_A-F | Internal | Shoulder | B13 | 600 | 2000 | 0 | 61.85 | 53.83 | 6 | 0
2040 | PJM_ROM_2_NYISO_A-F | PJM_ROM | NYISO_A-F | Internal | Shoulder | B14 | 900 | 2000 | 0 | 59.78 | 53 | 6 | 0
2040 | PJM_ROM_2_NYISO_A-F | PJM_ROM | NYISO_A-F | Internal | Shoulder | B15 | 1203 | 2000 | 0 | 59.13 | 53 | 6 | 0
2040 | PJM_ROM_2_NYISO_A-F | PJM_ROM | NYISO_A-F | Internal | Summer | B1 | 10 | 2000 | 0 | 751.19 | 749.19 | 6 | 0
2040 | PJM_ROM_2_NYISO_A-F | PJM_ROM | NYISO_A-F | Internal | Summer | B2 | 25 | 2000 | 0 | 751.19 | 749.19 | 6 | 0
2040 | PJM_ROM_2_NYISO_A-F | PJM_ROM | NYISO_A-F | Internal | Summer | B3 | 75 | 2000 | 0 | 140.93 | 96.87 | 6 | 0
2040 | PJM_ROM_2_NYISO_A-F | PJM_ROM | NYISO_A-F | Internal | Summer | B4 | 100 | 2000 | 0 | 90.43 | 70.85 | 6 | 0
2040 | PJM_ROM_2_NYISO_A-F | PJM_ROM | NYISO_A-F | Internal | Summer | B5 | 200 | 2000 | 0 | 84.59 | 68.37 | 6 | 0
2040 | PJM_ROM_2_NYISO_A-F | PJM_ROM | NYISO_A-F | Internal | Summer | B6 | 300 | 2000 | 0 | 68.44 | 60.44 | 6 | 0
2040 | PJM_ROM_2_NYISO_A-F | PJM_ROM | NYISO_A-F | Internal | Summer | B7 | 400 | 2000 | 0 | 57.01 | 51.36 | 6 | 0
2040 | PJM_ROM_2_NYISO_A-F | PJM_ROM | NYISO_A-F | Internal | Summer | B8 | 500 | 2000 | 0 | 54.23 | 51.36 | 6 | 0
2040 | PJM_ROM_2_NYISO_A-F | PJM_ROM | NYISO_A-F | Internal | Summer | B9 | 800 | 2000 | 0 | 53.38 | 51.36 | 6 | 0
2040 | PJM_ROM_2_NYISO_A-F | PJM_ROM | NYISO_A-F | Internal | Summer | B10 | 1262 | 2000 | 0 | 50.02 | 51.36 | 6 | 0
2040 | PJM_ROM_2_NYISO_A-F | PJM_ROM | NYISO_A-F | Internal | Winter | B16 | 25 | 2000 | 0 | 94.59 | 82.12 | 6 | 0
2040 | PJM_ROM_2_NYISO_A-F | PJM_ROM | NYISO_A-F | Internal | Winter | B17 | 100 | 2000 | 0 | 82.42 | 63.59 | 6 | 0
2040 | PJM_ROM_2_NYISO_A-F | PJM_ROM | NYISO_A-F | Internal | Winter | B18 | 400 | 2000 | 0 | 63.8 | 63.45 | 6 | 0
2040 | PJM_ROM_2_NYISO_A-F | PJM_ROM | NYISO_A-F | Internal | Winter | B19 | 700 | 2000 | 0 | 61.42 | 63.45 | 6 | 0
2040 | PJM_ROM_2_NYISO_A-F | PJM_ROM | NYISO_A-F | Internal | Winter | B20 | 935 | 2000 | 0 | 60.54 | 63.45 | 6 | 0
2040 | PJM_ROM_2_PJM_E | PJM_ROM | PJM_E | Internal | Shoulder | B11 | 25 | 8000 | 0 | 85.42 | 85.41 | 0.01 | 0
2040 | PJM_ROM_2_PJM_E | PJM_ROM | PJM_E | Internal | Shoulder | B12 | 200 | 8000 | 0 | 81.22 | 81.21 | 0.01 | 0
2040 | PJM_ROM_2_PJM_E | PJM_ROM | PJM_E | Internal | Shoulder | B13 | 600 | 8000 | 0 | 61.85 | 61.84 | 0.01 | 0
2040 | PJM_ROM_2_PJM_E | PJM_ROM | PJM_E | Internal | Shoulder | B14 | 900 | 8000 | 0 | 59.78 | 59.77 | 0.01 | 0
2040 | PJM_ROM_2_PJM_E | PJM_ROM | PJM_E | Internal | Shoulder | B15 | 1203 | 8000 | 0 | 59.13 | 59.12 | 0.01 | 0
2040 | PJM_ROM_2_PJM_E | PJM_ROM | PJM_E | Internal | Summer | B1 | 10 | 8000 | 0 | 751.19 | 751.19 | 0.01 | 0
2040 | PJM_ROM_2_PJM_E | PJM_ROM | PJM_E | Internal | Summer | B2 | 25 | 8000 | 0 | 751.19 | 751.19 | 0.01 | 0
2040 | PJM_ROM_2_PJM_E | PJM_ROM | PJM_E | Internal | Summer | B3 | 75 | 8000 | 82.42 | 140.93 | 140.94 | 0.01 | 0
2040 | PJM_ROM_2_PJM_E | PJM_ROM | PJM_E | Internal | Summer | B4 | 100 | 8000 | 0 | 90.43 | 90.42 | 0.01 | 0
2040 | PJM_ROM_2_PJM_E | PJM_ROM | PJM_E | Internal | Summer | B5 | 200 | 8000 | 0 | 84.59 | 84.58 | 0.01 | 0
2040 | PJM_ROM_2_PJM_E | PJM_ROM | PJM_E | Internal | Summer | B6 | 300 | 8000 | 215.08 | 68.44 | 68.45 | 0.01 | 0
2040 | PJM_ROM_2_PJM_E | PJM_ROM | PJM_E | Internal | Summer | B7 | 400 | 8000 | 0 | 57.01 | 57 | 0.01 | 0
2040 | PJM_ROM_2_PJM_E | PJM_ROM | PJM_E | Internal | Summer | B8 | 500 | 8000 | 0 | 54.23 | 54.22 | 0.01 | 0
2040 | PJM_ROM_2_PJM_E | PJM_ROM | PJM_E | Internal | Summer | B9 | 800 | 8000 | 0 | 53.38 | 53.37 | 0.01 | 0
2040 | PJM_ROM_2_PJM_E | PJM_ROM | PJM_E | Internal | Summer | B10 | 1262 | 8000 | 0 | 50.02 | 50.01 | 0.01 | 0
2040 | PJM_ROM_2_PJM_E | PJM_ROM | PJM_E | Internal | Winter | B16 | 25 | 8000 | 0 | 94.59 | 94.58 | 0.01 | 0
2040 | PJM_ROM_2_PJM_E | PJM_ROM | PJM_E | Internal | Winter | B17 | 100 | 8000 | 0 | 82.42 | 82.41 | 0.01 | 0
2040 | PJM_ROM_2_PJM_E | PJM_ROM | PJM_E | Internal | Winter | B18 | 400 | 8000 | 0 | 63.8 | 63.79 | 0.01 | 0
2040 | PJM_ROM_2_PJM_E | PJM_ROM | PJM_E | Internal | Winter | B19 | 700 | 8000 | 774.88 | 61.42 | 61.43 | 0.01 | 0
2040 | PJM_ROM_2_PJM_E | PJM_ROM | PJM_E | Internal | Winter | B20 | 935 | 8000 | 459.65 | 60.54 | 60.55 | 0.01 | 0
2040 | PJM_ROM_2_PJM_ROR | PJM_ROM | PJM_ROR | Internal | Shoulder | B11 | 25 | 8000 | 7709.96 | 85.42 | 85.43 | 0.01 | 0
2040 | PJM_ROM_2_PJM_ROR | PJM_ROM | PJM_ROR | Internal | Shoulder | B12 | 200 | 8000 | 5852.19 | 81.22 | 81.23 | 0.01 | 0
2040 | PJM_ROM_2_PJM_ROR | PJM_ROM | PJM_ROR | Internal | Shoulder | B13 | 600 | 8000 | 5047.96 | 61.85 | 61.86 | 0.01 | 0
2040 | PJM_ROM_2_PJM_ROR | PJM_ROM | PJM_ROR | Internal | Shoulder | B14 | 900 | 8000 | 4346.05 | 59.78 | 59.79 | 0.01 | 0
2040 | PJM_ROM_2_PJM_ROR | PJM_ROM | PJM_ROR | Internal | Shoulder | B15 | 1203 | 8000 | 3607.81 | 59.13 | 59.14 | 0.01 | 0
2040 | PJM_ROM_2_PJM_ROR | PJM_ROM | PJM_ROR | Internal | Summer | B1 | 10 | 8000 | 0 | 751.19 | 751.19 | 0.01 | 0
2040 | PJM_ROM_2_PJM_ROR | PJM_ROM | PJM_ROR | Internal | Summer | B2 | 25 | 8000 | 0 | 751.19 | 751.19 | 0.01 | 0
2040 | PJM_ROM_2_PJM_ROR | PJM_ROM | PJM_ROR | Internal | Summer | B3 | 75 | 8000 | 1553.28 | 140.93 | 140.94 | 0.01 | 0
2040 | PJM_ROM_2_PJM_ROR | PJM_ROM | PJM_ROR | Internal | Summer | B4 | 100 | 8000 | 4076.1 | 90.43 | 90.44 | 0.01 | 0
2040 | PJM_ROM_2_PJM_ROR | PJM_ROM | PJM_ROR | Internal | Summer | B5 | 200 | 8000 | 5510.27 | 84.59 | 84.6 | 0.01 | 0
2040 | PJM_ROM_2_PJM_ROR | PJM_ROM | PJM_ROR | Internal | Summer | B6 | 300 | 8000 | 1040.19 | 68.44 | 68.45 | 0.01 | 0
2040 | PJM_ROM_2_PJM_ROR | PJM_ROM | PJM_ROR | Internal | Summer | B7 | 400 | 8000 | 2019.17 | 57.01 | 57.02 | 0.01 | 0
2040 | PJM_ROM_2_PJM_ROR | PJM_ROM | PJM_ROR | Internal | Summer | B8 | 500 | 8000 | 3139.34 | 54.23 | 54.24 | 0.01 | 0
2040 | PJM_ROM_2_PJM_ROR | PJM_ROM | PJM_ROR | Internal | Summer | B9 | 800 | 8000 | 1418.69 | 53.38 | 53.39 | 0.01 | 0
2040 | PJM_ROM_2_PJM_ROR | PJM_ROM | PJM_ROR | Internal | Summer | B10 | 1262 | 8000 | 1421.03 | 50.02 | 50.03 | 0.01 | 0
2040 | PJM_ROM_2_PJM_ROR | PJM_ROM | PJM_ROR | Internal | Winter | B16 | 25 | 8000 | 1777.42 | 94.59 | 94.61 | 0.01 | 0
2040 | PJM_ROM_2_PJM_ROR | PJM_ROM | PJM_ROR | Internal | Winter | B17 | 100 | 8000 | 1140.99 | 82.42 | 82.43 | 0.01 | 0
2040 | PJM_ROM_2_PJM_ROR | PJM_ROM | PJM_ROR | Internal | Winter | B18 | 400 | 8000 | 761.23 | 63.8 | 63.81 | 0.01 | 0
2040 | PJM_ROM_2_PJM_ROR | PJM_ROM | PJM_ROR | Internal | Winter | B19 | 700 | 8000 | 0 | 61.42 | 61.41 | 0.01 | 0
2040 | PJM_ROM_2_PJM_ROR | PJM_ROM | PJM_ROR | Internal | Winter | B20 | 935 | 8000 | 0 | 60.54 | 60.53 | 0.01 | 0
2040 | SOCO_2_ENT | SOCO | ENT | Internal | Shoulder | B11 | 25 | 2400 | 0 | 91.43 | 83.43 | 10 | 0
2040 | SOCO_2_ENT | SOCO | ENT | Internal | Shoulder | B12 | 200 | 2400 | 0 | 63.09 | 61.96 | 10 | 0
2040 | SOCO_2_ENT | SOCO | ENT | Internal | Shoulder | B13 | 600 | 2400 | 0 | 61.82 | 61.51 | 10 | 0
2040 | SOCO_2_ENT | SOCO | ENT | Internal | Shoulder | B14 | 900 | 2400 | 0 | 61.82 | 59.46 | 10 | 0
2040 | SOCO_2_ENT | SOCO | ENT | Internal | Shoulder | B15 | 1203 | 2400 | 0 | 61.82 | 59.46 | 10 | 0
2040 | SOCO_2_ENT | SOCO | ENT | Internal | Summer | B1 | 10 | 2400 | 0 | 741.19 | 743.18 | 10 | 0
2040 | SOCO_2_ENT | SOCO | ENT | Internal | Summer | B2 | 25 | 2400 | 369.55 | 741.19 | 751.19 | 10 | 0
2040 | SOCO_2_ENT | SOCO | ENT | Internal | Summer | B3 | 75 | 2400 | 0 | 155.94 | 147.94 | 10 | 0
2040 | SOCO_2_ENT | SOCO | ENT | Internal | Summer | B4 | 100 | 2400 | 0 | 102.52 | 100.01 | 10 | 0
2040 | SOCO_2_ENT | SOCO | ENT | Internal | Summer | B5 | 200 | 2400 | 0 | 97.43 | 89.43 | 10 | 0
2040 | SOCO_2_ENT | SOCO | ENT | Internal | Summer | B6 | 300 | 2400 | 0 | 74.43 | 66.43 | 10 | 0
2040 | SOCO_2_ENT | SOCO | ENT | Internal | Summer | B7 | 400 | 2400 | 0 | 68 | 60 | 10 | 0
2040 | SOCO_2_ENT | SOCO | ENT | Internal | Summer | B8 | 500 | 2400 | 0 | 60.21 | 60 | 10 | 0
2040 | SOCO_2_ENT | SOCO | ENT | Internal | Summer | B9 | 800 | 2400 | 0 | 60.21 | 59.32 | 10 | 0
2040 | SOCO_2_ENT | SOCO | ENT | Internal | Summer | B10 | 1262 | 2400 | 0 | 55.74 | 57.59 | 10 | 0
2040 | SOCO_2_ENT | SOCO | ENT | Internal | Winter | B16 | 25 | 2400 | 0 | 88.07 | 80.07 | 10 | 0
2040 | SOCO_2_ENT | SOCO | ENT | Internal | Winter | B17 | 100 | 2400 | 0 | 66.32 | 66.07 | 10 | 0
2040 | SOCO_2_ENT | SOCO | ENT | Internal | Winter | B18 | 400 | 2400 | 0 | 63.11 | 65.59 | 10 | 0
2040 | SOCO_2_ENT | SOCO | ENT | Internal | Winter | B19 | 700 | 2400 | 0 | 63.02 | 63.4 | 10 | 0
2040 | SOCO_2_ENT | SOCO | ENT | Internal | Winter | B20 | 935 | 2400 | 0 | 59.97 | 63.4 | 10 | 0
2040 | SOCO_2_FRCC | SOCO | FRCC | Internal | Shoulder | B11 | 25 | 3700 | 3700 | 91.43 | 109.26 | 10 | 7.83
2040 | SOCO_2_FRCC | SOCO | FRCC | Internal | Shoulder | B12 | 200 | 3700 | 3661.28 | 63.09 | 73.09 | 10 | 0
2040 | SOCO_2_FRCC | SOCO | FRCC | Internal | Shoulder | B13 | 600 | 3700 | 909.31 | 61.82 | 71.82 | 10 | 0
2040 | SOCO_2_FRCC | SOCO | FRCC | Internal | Shoulder | B14 | 900 | 3700 | 0 | 61.82 | 69.82 | 10 | 0
2040 | SOCO_2_FRCC | SOCO | FRCC | Internal | Shoulder | B15 | 1203 | 3700 | 0 | 61.82 | 66.91 | 10 | 0
2040 | SOCO_2_FRCC | SOCO | FRCC | Internal | Summer | B1 | 10 | 3700 | 705.35 | 741.19 | 751.19 | 10 | 0
2040 | SOCO_2_FRCC | SOCO | FRCC | Internal | Summer | B2 | 25 | 3700 | 1126.51 | 741.19 | 751.19 | 10 | 0
2040 | SOCO_2_FRCC | SOCO | FRCC | Internal | Summer | B3 | 75 | 3700 | 3700 | 155.94 | 394.01 | 10 | 228.07
2040 | SOCO_2_FRCC | SOCO | FRCC | Internal | Summer | B4 | 100 | 3700 | 3080.08 | 102.52 | 112.52 | 10 | 0
2040 | SOCO_2_FRCC | SOCO | FRCC | Internal | Summer | B5 | 200 | 3700 | 3550.37 | 97.43 | 107.43 | 10 | 0
2040 | SOCO_2_FRCC | SOCO | FRCC | Internal | Summer | B6 | 300 | 3700 | 3700 | 74.43 | 107.43 | 10 | 23.01
2040 | SOCO_2_FRCC | SOCO | FRCC | Internal | Summer | B7 | 400 | 3700 | 3700 | 68 | 107.43 | 10 | 29.43
2040 | SOCO_2_FRCC | SOCO | FRCC | Internal | Summer | B8 | 500 | 3700 | 3268.6 | 60.21 | 70.21 | 10 | 0
2040 | SOCO_2_FRCC | SOCO | FRCC | Internal | Summer | B9 | 800 | 3700 | 430.09 | 60.21 | 70.21 | 10 | 0
2040 | SOCO_2_FRCC | SOCO | FRCC | Internal | Summer | B10 | 1262 | 3700 | 425.35 | 55.74 | 65.74 | 10 | 0
2040 | SOCO_2_FRCC | SOCO | FRCC | Internal | Winter | B16 | 25 | 3700 | 3700 | 88.07 | 114.06 | 10 | 15.98
2040 | SOCO_2_FRCC | SOCO | FRCC | Internal | Winter | B17 | 100 | 3700 | 3115.67 | 66.32 | 76.32 | 10 | 0
2040 | SOCO_2_FRCC | SOCO | FRCC | Internal | Winter | B18 | 400 | 3700 | 755.54 | 63.11 | 73.11 | 10 | 0
2040 | SOCO_2_FRCC | SOCO | FRCC | Internal | Winter | B19 | 700 | 3700 | 274.13 | 63.02 | 73.02 | 10 | 0
2040 | SOCO_2_FRCC | SOCO | FRCC | Internal | Winter | B20 | 935 | 3700 | 1053.81 | 59.97 | 69.97 | 10 | 0
2040 | SOCO_2_VACAR | SOCO | VACAR | Internal | Shoulder | B11 | 25 | 2000 | 1424.5 | 91.43 | 101.43 | 10 | 0
2040 | SOCO_2_VACAR | SOCO | VACAR | Internal | Shoulder | B12 | 200 | 2000 | 2000 | 63.09 | 91.32 | 10 | 18.23
2040 | SOCO_2_VACAR | SOCO | VACAR | Internal | Shoulder | B13 | 600 | 2000 | 1617.13 | 61.82 | 71.82 | 10 | 0
2040 | SOCO_2_VACAR | SOCO | VACAR | Internal | Shoulder | B14 | 900 | 2000 | 162.02 | 61.82 | 71.82 | 10 | 0
2040 | SOCO_2_VACAR | SOCO | VACAR | Internal | Shoulder | B15 | 1203 | 2000 | 0 | 61.82 | 66.71 | 10 | 0
2040 | SOCO_2_VACAR | SOCO | VACAR | Internal | Summer | B1 | 10 | 2000 | 494.21 | 741.19 | 751.19 | 10 | 0
2040 | SOCO_2_VACAR | SOCO | VACAR | Internal | Summer | B2 | 25 | 2000 | 575.45 | 741.19 | 751.19 | 10 | 0
2040 | SOCO_2_VACAR | SOCO | VACAR | Internal | Summer | B3 | 75 | 2000 | 2000 | 155.94 | 178.01 | 10 | 12.07
2040 | SOCO_2_VACAR | SOCO | VACAR | Internal | Summer | B4 | 100 | 2000 | 0 | 102.52 | 105.45 | 10 | 0
2040 | SOCO_2_VACAR | SOCO | VACAR | Internal | Summer | B5 | 200 | 2000 | 0 | 97.43 | 99.6 | 10 | 0
2040 | SOCO_2_VACAR | SOCO | VACAR | Internal | Summer | B6 | 300 | 2000 | 2000 | 74.43 | 94.93 | 10 | 10.5
2040 | SOCO_2_VACAR | SOCO | VACAR | Internal | Summer | B7 | 400 | 2000 | 2000 | 68 | 83 | 10 | 5
2040 | SOCO_2_VACAR | SOCO | VACAR | Internal | Summer | B8 | 500 | 2000 | 485.53 | 60.21 | 70.21 | 10 | 0
2040 | SOCO_2_VACAR | SOCO | VACAR | Internal | Summer | B9 | 800 | 2000 | 0 | 60.21 | 60.47 | 10 | 0
2040 | SOCO_2_VACAR | SOCO | VACAR | Internal | Summer | B10 | 1262 | 2000 | 0 | 55.74 | 60.47 | 10 | 0
2040 | SOCO_2_VACAR | SOCO | VACAR | Internal | Winter | B16 | 25 | 2000 | 2000 | 88.07 | 113.15 | 10 | 15.08
2040 | SOCO_2_VACAR | SOCO | VACAR | Internal | Winter | B17 | 100 | 2000 | 2000 | 66.32 | 93.91 | 10 | 17.58
2040 | SOCO_2_VACAR | SOCO | VACAR | Internal | Winter | B18 | 400 | 2000 | 101.06 | 63.11 | 73.11 | 10 | 0
2040 | SOCO_2_VACAR | SOCO | VACAR | Internal | Winter | B19 | 700 | 2000 | 0 | 63.02 | 69.09 | 10 | 0
2040 | SOCO_2_VACAR | SOCO | VACAR | Internal | Winter | B20 | 935 | 2000 | 0 | 59.97 | 68.65 | 10 | 0
2040 | SPP_N_2_ENT | SPP_N | ENT | Internal | Shoulder | B11 | 25 | 1800 | 0 | 82.42 | 83.43 | 5 | 0
2040 | SPP_N_2_ENT | SPP_N | ENT | Internal | Shoulder | B12 | 200 | 1800 | 0 | 61.19 | 61.96 | 5 | 0
2040 | SPP_N_2_ENT | SPP_N | ENT | Internal | Shoulder | B13 | 600 | 1800 | 0 | 59.24 | 61.51 | 5 | 0
2040 | SPP_N_2_ENT | SPP_N | ENT | Internal | Shoulder | B14 | 900 | 1800 | 1800 | 54.45 | 59.46 | 5 | 0.01
2040 | SPP_N_2_ENT | SPP_N | ENT | Internal | Shoulder | B15 | 1203 | 1800 | 1800 | 54.45 | 59.46 | 5 | 0.01
2040 | SPP_N_2_ENT | SPP_N | ENT | Internal | Summer | B1 | 10 | 1800 | 722.57 | 738.18 | 743.18 | 5 | 0
2040 | SPP_N_2_ENT | SPP_N | ENT | Internal | Summer | B2 | 25 | 1800 | 480 | 746.19 | 751.19 | 5 | 0
2040 | SPP_N_2_ENT | SPP_N | ENT | Internal | Summer | B3 | 75 | 1800 | 0 | 145.93 | 147.94 | 5 | 0
2040 | SPP_N_2_ENT | SPP_N | ENT | Internal | Summer | B4 | 100 | 1800 | 0 | 97.66 | 100.01 | 5 | 0
2040 | SPP_N_2_ENT | SPP_N | ENT | Internal | Summer | B5 | 200 | 1800 | 0 | 84.45 | 89.43 | 5 | 0
2040 | SPP_N_2_ENT | SPP_N | ENT | Internal | Summer | B6 | 300 | 1800 | 0 | 66.43 | 66.43 | 5 | 0
2040 | SPP_N_2_ENT | SPP_N | ENT | Internal | Summer | B7 | 400 | 1800 | 0 | 57.45 | 60 | 5 | 0
2040 | SPP_N_2_ENT | SPP_N | ENT | Internal | Summer | B8 | 500 | 1800 | 0 | 57.29 | 60 | 5 | 0
2040 | SPP_N_2_ENT | SPP_N | ENT | Internal | Summer | B9 | 800 | 1800 | 471.11 | 54.32 | 59.32 | 5 | 0
2040 | SPP_N_2_ENT | SPP_N | ENT | Internal | Summer | B10 | 1262 | 1800 | 1800 | 52.5 | 57.59 | 5 | 0.08
2040 | SPP_N_2_ENT | SPP_N | ENT | Internal | Winter | B16 | 25 | 1800 | 457.48 | 75.07 | 80.07 | 5 | 0
2040 | SPP_N_2_ENT | SPP_N | ENT | Internal | Winter | B17 | 100 | 1800 | 0 | 63.08 | 66.07 | 5 | 0
2040 | SPP_N_2_ENT | SPP_N | ENT | Internal | Winter | B18 | 400 | 1800 | 264.93 | 60.59 | 65.59 | 5 | 0
2040 | SPP_N_2_ENT | SPP_N | ENT | Internal | Winter | B19 | 700 | 1800 | 1584.58 | 58.4 | 63.4 | 5 | 0
2040 | SPP_N_2_ENT | SPP_N | ENT | Internal | Winter | B20 | 935 | 1800 | 1800 | 51.27 | 63.4 | 5 | 7.13
2040 | SPP_N_2_MISO_MO-IL | SPP_N | MISO_MO-IL | Internal | Shoulder | B11 | 25 | 2000 | 192.26 | 82.42 | 87.42 | 5 | 0
2040 | SPP_N_2_MISO_MO-IL | SPP_N | MISO_MO-IL | Internal | Shoulder | B12 | 200 | 2000 | 673.08 | 61.19 | 66.19 | 5 | 0
2040 | SPP_N_2_MISO_MO-IL | SPP_N | MISO_MO-IL | Internal | Shoulder | B13 | 600 | 2000 | 0 | 59.24 | 59.86 | 5 | 0
2040 | SPP_N_2_MISO_MO-IL | SPP_N | MISO_MO-IL | Internal | Shoulder | B14 | 900 | 2000 | 0 | 54.45 | 57.81 | 5 | 0
2040 | SPP_N_2_MISO_MO-IL | SPP_N | MISO_MO-IL | Internal | Shoulder | B15 | 1203 | 2000 | 0 | 54.45 | 57.78 | 5 | 0
2040 | SPP_N_2_MISO_MO-IL | SPP_N | MISO_MO-IL | Internal | Summer | B1 | 10 | 2000 | 571.15 | 738.18 | 743.18 | 5 | 0
2040 | SPP_N_2_MISO_MO-IL | SPP_N | MISO_MO-IL | Internal | Summer | B2 | 25 | 2000 | 0 | 746.19 | 746.19 | 5 | 0
2040 | SPP_N_2_MISO_MO-IL | SPP_N | MISO_MO-IL | Internal | Summer | B3 | 75 | 2000 | 0 | 145.93 | 138.94 | 5 | 0
2040 | SPP_N_2_MISO_MO-IL | SPP_N | MISO_MO-IL | Internal | Summer | B4 | 100 | 2000 | 0 | 97.66 | 92.01 | 5 | 0
2040 | SPP_N_2_MISO_MO-IL | SPP_N | MISO_MO-IL | Internal | Summer | B5 | 200 | 2000 | 0 | 84.45 | 82.6 | 5 | 0
2040 | SPP_N_2_MISO_MO-IL | SPP_N | MISO_MO-IL | Internal | Summer | B6 | 300 | 2000 | 0 | 66.43 | 66.43 | 5 | 0
2040 | SPP_N_2_MISO_MO-IL | SPP_N | MISO_MO-IL | Internal | Summer | B7 | 400 | 2000 | 0 | 57.45 | 55.02 | 5 | 0
2040 | SPP_N_2_MISO_MO-IL | SPP_N | MISO_MO-IL | Internal | Summer | B8 | 500 | 2000 | 0 | 57.29 | 52.23 | 5 | 0
2040 | SPP_N_2_MISO_MO-IL | SPP_N | MISO_MO-IL | Internal | Summer | B9 | 800 | 2000 | 0 | 54.32 | 51.32 | 5 | 0
2040 | SPP_N_2_MISO_MO-IL | SPP_N | MISO_MO-IL | Internal | Summer | B10 | 1262 | 2000 | 0 | 52.5 | 48.03 | 5 | 0
2040 | SPP_N_2_MISO_MO-IL | SPP_N | MISO_MO-IL | Internal | Winter | B16 | 25 | 2000 | 450.86 | 75.07 | 80.07 | 5 | 0
2040 | SPP_N_2_MISO_MO-IL | SPP_N | MISO_MO-IL | Internal | Winter | B17 | 100 | 2000 | 0 | 63.08 | 66.07 | 5 | 0
2040 | SPP_N_2_MISO_MO-IL | SPP_N | MISO_MO-IL | Internal | Winter | B18 | 400 | 2000 | 0 | 60.59 | 61.81 | 5 | 0
2040 | SPP_N_2_MISO_MO-IL | SPP_N | MISO_MO-IL | Internal | Winter | B19 | 700 | 2000 | 0 | 58.4 | 59.41 | 5 | 0
2040 | SPP_N_2_MISO_MO-IL | SPP_N | MISO_MO-IL | Internal | Winter | B20 | 935 | 2000 | 673.69 | 51.27 | 56.27 | 5 | 0
2040 | SPP_N_2_NE | SPP_N | NE | Internal | Shoulder | B11 | 25 | 330 | 0 | 82.42 | 82.41 | 0.01 | 0
2040 | SPP_N_2_NE | SPP_N | NE | Internal | Shoulder | B12 | 200 | 330 | 0 | 61.19 | 61.18 | 0.01 | 0
2040 | SPP_N_2_NE | SPP_N | NE | Internal | Shoulder | B13 | 600 | 330 | 0 | 59.24 | 59.23 | 0.01 | 0
2040 | SPP_N_2_NE | SPP_N | NE | Internal | Shoulder | B14 | 900 | 330 | 0 | 54.45 | 54.44 | 0.01 | 0
2040 | SPP_N_2_NE | SPP_N | NE | Internal | Shoulder | B15 | 1203 | 330 | 0 | 54.45 | 54.44 | 0.01 | 0
2040 | SPP_N_2_NE | SPP_N | NE | Internal | Summer | B1 | 10 | 330 | 0 | 738.18 | 738.16 | 0.01 | 0
2040 | SPP_N_2_NE | SPP_N | NE | Internal | Summer | B2 | 25 | 330 | 0 | 746.19 | 746.18 | 0.01 | 0
2040 | SPP_N_2_NE | SPP_N | NE | Internal | Summer | B3 | 75 | 330 | 0 | 145.93 | 138.93 | 0.01 | 0
2040 | SPP_N_2_NE | SPP_N | NE | Internal | Summer | B4 | 100 | 330 | 0 | 97.66 | 97.13 | 0.01 | 0
2040 | SPP_N_2_NE | SPP_N | NE | Internal | Summer | B5 | 200 | 330 | 0 | 84.45 | 84.43 | 0.01 | 0
2040 | SPP_N_2_NE | SPP_N | NE | Internal | Summer | B6 | 300 | 330 | 0 | 66.43 | 66.41 | 0.01 | 0
2040 | SPP_N_2_NE | SPP_N | NE | Internal | Summer | B7 | 400 | 330 | 0 | 57.45 | 57.43 | 0.01 | 0
2040 | SPP_N_2_NE | SPP_N | NE | Internal | Summer | B8 | 500 | 330 | 0 | 57.29 | 53.95 | 0.01 | 0
2040 | SPP_N_2_NE | SPP_N | NE | Internal | Summer | B9 | 800 | 330 | 0 | 54.32 | 53.95 | 0.01 | 0
2040 | SPP_N_2_NE | SPP_N | NE | Internal | Summer | B10 | 1262 | 330 | 0 | 52.5 | 52.49 | 0.01 | 0
2040 | SPP_N_2_NE | SPP_N | NE | Internal | Winter | B16 | 25 | 330 | 0 | 75.07 | 75.06 | 0.01 | 0
2040 | SPP_N_2_NE | SPP_N | NE | Internal | Winter | B17 | 100 | 330 | 0 | 63.08 | 63.07 | 0.01 | 0
2040 | SPP_N_2_NE | SPP_N | NE | Internal | Winter | B18 | 400 | 330 | 0 | 60.59 | 60.58 | 0.01 | 0
2040 | SPP_N_2_NE | SPP_N | NE | Internal | Winter | B19 | 700 | 330 | 0 | 58.4 | 58.39 | 0.01 | 0
2040 | SPP_N_2_NE | SPP_N | NE | Internal | Winter | B20 | 935 | 330 | 0 | 51.27 | 51.26 | 0.01 | 0
2040 | SPP_N_2_SPP_S | SPP_N | SPP_S | Internal | Shoulder | B11 | 25 | 4000 | 0 | 82.42 | 74.99 | 0.01 | 0
2040 | SPP_N_2_SPP_S | SPP_N | SPP_S | Internal | Shoulder | B12 | 200 | 4000 | 0 | 61.19 | 59.39 | 0.01 | 0
2040 | SPP_N_2_SPP_S | SPP_N | SPP_S | Internal | Shoulder | B13 | 600 | 4000 | 667.6 | 59.24 | 59.25 | 0.01 | 0
2040 | SPP_N_2_SPP_S | SPP_N | SPP_S | Internal | Shoulder | B14 | 900 | 4000 | 23.28 | 54.45 | 54.46 | 0.01 | 0
2040 | SPP_N_2_SPP_S | SPP_N | SPP_S | Internal | Shoulder | B15 | 1203 | 4000 | 1056.37 | 54.45 | 54.46 | 0.01 | 0
2040 | SPP_N_2_SPP_S | SPP_N | SPP_S | Internal | Summer | B1 | 10 | 4000 | 0 | 738.18 | 676.02 | 0.01 | 0
2040 | SPP_N_2_SPP_S | SPP_N | SPP_S | Internal | Summer | B2 | 25 | 4000 | 250.51 | 746.19 | 746.2 | 0.01 | 0
2040 | SPP_N_2_SPP_S | SPP_N | SPP_S | Internal | Summer | B3 | 75 | 4000 | 1579.19 | 145.93 | 145.94 | 0.01 | 0
2040 | SPP_N_2_SPP_S | SPP_N | SPP_S | Internal | Summer | B4 | 100 | 4000 | 0 | 97.66 | 97.65 | 0.01 | 0
2040 | SPP_N_2_SPP_S | SPP_N | SPP_S | Internal | Summer | B5 | 200 | 4000 | 0 | 84.45 | 84.43 | 0.01 | 0
2040 | SPP_N_2_SPP_S | SPP_N | SPP_S | Internal | Summer | B6 | 300 | 4000 | 0 | 66.43 | 61.43 | 0.01 | 0
2040 | SPP_N_2_SPP_S | SPP_N | SPP_S | Internal | Summer | B7 | 400 | 4000 | 0 | 57.45 | 57.43 | 0.01 | 0
2040 | SPP_N_2_SPP_S | SPP_N | SPP_S | Internal | Summer | B8 | 500 | 4000 | 1696.37 | 57.29 | 57.3 | 0.01 | 0
2040 | SPP_N_2_SPP_S | SPP_N | SPP_S | Internal | Summer | B9 | 800 | 4000 | 2560.59 | 54.32 | 54.33 | 0.01 | 0
2040 | SPP_N_2_SPP_S | SPP_N | SPP_S | Internal | Summer | B10 | 1262 | 4000 | 2449.04 | 52.5 | 52.52 | 0.01 | 0
2040 | SPP_N_2_SPP_S | SPP_N | SPP_S | Internal | Winter | B16 | 25 | 4000 | 0 | 75.07 | 63.42 | 0.01 | 0
2040 | SPP_N_2_SPP_S | SPP_N | SPP_S | Internal | Winter | B17 | 100 | 4000 | 77.49 | 63.08 | 63.1 | 0.01 | 0
2040 | SPP_N_2_SPP_S | SPP_N | SPP_S | Internal | Winter | B18 | 400 | 4000 | 0 | 60.59 | 60.59 | 0.01 | 0
2040 | SPP_N_2_SPP_S | SPP_N | SPP_S | Internal | Winter | B19 | 700 | 4000 | 0 | 58.4 | 58.29 | 0.01 | 0
2040 | SPP_N_2_SPP_S | SPP_N | SPP_S | Internal | Winter | B20 | 935 | 4000 | 0 | 51.27 | 51.26 | 0.01 | 0
2040 | SPP_S_2_ENT | SPP_S | ENT | Internal | Shoulder | B11 | 25 | 850 | 850 | 74.99 | 83.43 | 5 | 3.44
2040 | SPP_S_2_ENT | SPP_S | ENT | Internal | Shoulder | B12 | 200 | 850 | 0 | 59.39 | 61.96 | 5 | 0
2040 | SPP_S_2_ENT | SPP_S | ENT | Internal | Shoulder | B13 | 600 | 850 | 0 | 59.25 | 61.51 | 5 | 0
2040 | SPP_S_2_ENT | SPP_S | ENT | Internal | Shoulder | B14 | 900 | 850 | 7.44 | 54.46 | 59.46 | 5 | 0
2040 | SPP_S_2_ENT | SPP_S | ENT | Internal | Shoulder | B15 | 1203 | 850 | 847.87 | 54.46 | 59.46 | 5 | 0
2040 | SPP_S_2_ENT | SPP_S | ENT | Internal | Summer | B1 | 10 | 850 | 850 | 676.02 | 743.18 | 5 | 62.15
2040 | SPP_S_2_ENT | SPP_S | ENT | Internal | Summer | B2 | 25 | 850 | 0 | 746.2 | 751.19 | 5 | 0
2040 | SPP_S_2_ENT | SPP_S | ENT | Internal | Summer | B3 | 75 | 850 | 0 | 145.94 | 147.94 | 5 | 0
2040 | SPP_S_2_ENT | SPP_S | ENT | Internal | Summer | B4 | 100 | 850 | 0 | 97.65 | 100.01 | 5 | 0
2040 | SPP_S_2_ENT | SPP_S | ENT | Internal | Summer | B5 | 200 | 850 | 91.16 | 84.43 | 89.43 | 5 | 0
2040 | SPP_S_2_ENT | SPP_S | ENT | Internal | Summer | B6 | 300 | 850 | 530.25 | 61.43 | 66.43 | 5 | 0
2040 | SPP_S_2_ENT | SPP_S | ENT | Internal | Summer | B7 | 400 | 850 | 0 | 57.43 | 60 | 5 | 0
2040 | SPP_S_2_ENT | SPP_S | ENT | Internal | Summer | B8 | 500 | 850 | 0 | 57.3 | 60 | 5 | 0
2040 | SPP_S_2_ENT | SPP_S | ENT | Internal | Summer | B9 | 800 | 850 | 0 | 54.33 | 59.32 | 5 | 0
2040 | SPP_S_2_ENT | SPP_S | ENT | Internal | Summer | B10 | 1262 | 850 | 850 | 52.52 | 57.59 | 5 | 0.07
2040 | SPP_S_2_ENT | SPP_S | ENT | Internal | Winter | B16 | 25 | 850 | 850 | 63.42 | 80.07 | 5 | 11.66
2040 | SPP_S_2_ENT | SPP_S | ENT | Internal | Winter | B17 | 100 | 850 | 0 | 63.1 | 66.07 | 5 | 0
2040 | SPP_S_2_ENT | SPP_S | ENT | Internal | Winter | B18 | 400 | 850 | 401.93 | 60.59 | 65.59 | 5 | 0
2040 | SPP_S_2_ENT | SPP_S | ENT | Internal | Winter | B19 | 700 | 850 | 850 | 58.29 | 63.4 | 5 | 0.11
2040 | SPP_S_2_ENT | SPP_S | ENT | Internal | Winter | B20 | 935 | 850 | 850 | 51.26 | 63.4 | 5 | 7.14
2040 | SPP_S_2_SPP_N | SPP_S | SPP_N | Internal | Shoulder | B11 | 25 | 640 | 640 | 74.99 | 82.42 | 0.01 | 7.42
2040 | SPP_S_2_SPP_N | SPP_S | SPP_N | Internal | Shoulder | B12 | 200 | 640 | 640 | 59.39 | 61.19 | 0.01 | 1.8
2040 | SPP_S_2_SPP_N | SPP_S | SPP_N | Internal | Shoulder | B13 | 600 | 640 | 0 | 59.25 | 59.24 | 0.01 | 0
2040 | SPP_S_2_SPP_N | SPP_S | SPP_N | Internal | Shoulder | B14 | 900 | 640 | 0 | 54.46 | 54.45 | 0.01 | 0
2040 | SPP_S_2_SPP_N | SPP_S | SPP_N | Internal | Shoulder | B15 | 1203 | 640 | 0 | 54.46 | 54.45 | 0.01 | 0
2040 | SPP_S_2_SPP_N | SPP_S | SPP_N | Internal | Summer | B1 | 10 | 640 | 640 | 676.02 | 738.18 | 0.01 | 62.14
2040 | SPP_S_2_SPP_N | SPP_S | SPP_N | Internal | Summer | B2 | 25 | 640 | 0 | 746.2 | 746.19 | 0.01 | 0
2040 | SPP_S_2_SPP_N | SPP_S | SPP_N | Internal | Summer | B3 | 75 | 640 | 0 | 145.94 | 145.93 | 0.01 | 0
2040 | SPP_S_2_SPP_N | SPP_S | SPP_N | Internal | Summer | B4 | 100 | 640 | 81.43 | 97.65 | 97.66 | 0.01 | 0
2040 | SPP_S_2_SPP_N | SPP_S | SPP_N | Internal | Summer | B5 | 200 | 640 | 308.64 | 84.43 | 84.45 | 0.01 | 0
2040 | SPP_S_2_SPP_N | SPP_S | SPP_N | Internal | Summer | B6 | 300 | 640 | 640 | 61.43 | 66.43 | 0.01 | 4.99
2040 | SPP_S_2_SPP_N | SPP_S | SPP_N | Internal | Summer | B7 | 400 | 640 | 189.3 | 57.43 | 57.45 | 0.01 | 0
2040 | SPP_S_2_SPP_N | SPP_S | SPP_N | Internal | Summer | B8 | 500 | 640 | 0 | 57.3 | 57.29 | 0.01 | 0
2040 | SPP_S_2_SPP_N | SPP_S | SPP_N | Internal | Summer | B9 | 800 | 640 | 0 | 54.33 | 54.32 | 0.01 | 0
2040 | SPP_S_2_SPP_N | SPP_S | SPP_N | Internal | Summer | B10 | 1262 | 640 | 0 | 52.52 | 52.5 | 0.01 | 0
2040 | SPP_S_2_SPP_N | SPP_S | SPP_N | Internal | Winter | B16 | 25 | 640 | 640 | 63.42 | 75.07 | 0.01 | 11.64
2040 | SPP_S_2_SPP_N | SPP_S | SPP_N | Internal | Winter | B17 | 100 | 640 | 0 | 63.1 | 63.08 | 0.01 | 0
2040 | SPP_S_2_SPP_N | SPP_S | SPP_N | Internal | Winter | B18 | 400 | 640 | 0 | 60.59 | 60.59 | 0.01 | 0
2040 | SPP_S_2_SPP_N | SPP_S | SPP_N | Internal | Winter | B19 | 700 | 640 | 640 | 58.29 | 58.4 | 0.01 | 0.1
2040 | SPP_S_2_SPP_N | SPP_S | SPP_N | Internal | Winter | B20 | 935 | 640 | 403.5 | 51.26 | 51.27 | 0.01 | 0
2040 | TVA_2_ENT | TVA | ENT | Internal | Shoulder | B11 | 25 | 500 | 0 | 87.04 | 83.43 | 9 | 0
2040 | TVA_2_ENT | TVA | ENT | Internal | Shoulder | B12 | 200 | 500 | 0 | 63.5 | 61.96 | 9 | 0
2040 | TVA_2_ENT | TVA | ENT | Internal | Shoulder | B13 | 600 | 500 | 0 | 63.5 | 61.51 | 9 | 0
2040 | TVA_2_ENT | TVA | ENT | Internal | Shoulder | B14 | 900 | 500 | 0 | 63.5 | 59.46 | 9 | 0
2040 | TVA_2_ENT | TVA | ENT | Internal | Shoulder | B15 | 1203 | 500 | 0 | 63.5 | 59.46 | 9 | 0
2040 | TVA_2_ENT | TVA | ENT | Internal | Summer | B1 | 10 | 500 | 0 | 751.19 | 743.18 | 9 | 0
2040 | TVA_2_ENT | TVA | ENT | Internal | Summer | B2 | 25 | 500 | 0 | 751.19 | 751.19 | 9 | 0
2040 | TVA_2_ENT | TVA | ENT | Internal | Summer | B3 | 75 | 500 | 0 | 146.95 | 147.94 | 9 | 0
2040 | TVA_2_ENT | TVA | ENT | Internal | Summer | B4 | 100 | 500 | 0 | 96.45 | 100.01 | 9 | 0
2040 | TVA_2_ENT | TVA | ENT | Internal | Summer | B5 | 200 | 500 | 0 | 88.43 | 89.43 | 9 | 0
2040 | TVA_2_ENT | TVA | ENT | Internal | Summer | B6 | 300 | 500 | 0 | 65.43 | 66.43 | 9 | 0
2040 | TVA_2_ENT | TVA | ENT | Internal | Summer | B7 | 400 | 500 | 0 | 59.33 | 60 | 9 | 0
2040 | TVA_2_ENT | TVA | ENT | Internal | Summer | B8 | 500 | 500 | 0 | 59.33 | 60 | 9 | 0
2040 | TVA_2_ENT | TVA | ENT | Internal | Summer | B9 | 800 | 500 | 0 | 59.33 | 59.32 | 9 | 0
2040 | TVA_2_ENT | TVA | ENT | Internal | Summer | B10 | 1262 | 500 | 0 | 53.47 | 57.59 | 9 | 0
2040 | TVA_2_ENT | TVA | ENT | Internal | Winter | B16 | 25 | 500 | 0 | 88.08 | 80.07 | 9 | 0
2040 | TVA_2_ENT | TVA | ENT | Internal | Winter | B17 | 100 | 500 | 0 | 67.07 | 66.07 | 9 | 0
2040 | TVA_2_ENT | TVA | ENT | Internal | Winter | B18 | 400 | 500 | 0 | 64.28 | 65.59 | 9 | 0
2040 | TVA_2_ENT | TVA | ENT | Internal | Winter | B19 | 700 | 500 | 0 | 64.28 | 63.4 | 9 | 0
2040 | TVA_2_ENT | TVA | ENT | Internal | Winter | B20 | 935 | 500 | 0 | 64.28 | 63.4 | 9 | 0
2040 | TVA_2_NonRTO_Midwest | TVA | NonRTO_Midwest | Internal | Shoulder | B11 | 25 | 100 | 0 | 87.04 | 95.43 | 9 | 0
2040 | TVA_2_NonRTO_Midwest | TVA | NonRTO_Midwest | Internal | Shoulder | B12 | 200 | 100 | 100 | 63.5 | 87.23 | 9 | 14.73
2040 | TVA_2_NonRTO_Midwest | TVA | NonRTO_Midwest | Internal | Shoulder | B13 | 600 | 100 | 0 | 63.5 | 67.88 | 9 | 0
2040 | TVA_2_NonRTO_Midwest | TVA | NonRTO_Midwest | Internal | Shoulder | B14 | 900 | 100 | 0 | 63.5 | 56.29 | 9 | 0
2040 | TVA_2_NonRTO_Midwest | TVA | NonRTO_Midwest | Internal | Shoulder | B15 | 1203 | 100 | 0 | 63.5 | 55.49 | 9 | 0
2040 | TVA_2_NonRTO_Midwest | TVA | NonRTO_Midwest | Internal | Summer | B1 | 10 | 100 | 0 | 751.19 | 751.19 | 9 | 0
2040 | TVA_2_NonRTO_Midwest | TVA | NonRTO_Midwest | Internal | Summer | B2 | 25 | 100 | 0 | 751.19 | 751.19 | 9 | 0
2040 | TVA_2_NonRTO_Midwest | TVA | NonRTO_Midwest | Internal | Summer | B3 | 75 | 100 | 0 | 146.95 | 146.93 | 9 | 0
2040 | TVA_2_NonRTO_Midwest | TVA | NonRTO_Midwest | Internal | Summer | B4 | 100 | 100 | 0 | 96.45 | 97.9 | 9 | 0
2040 | TVA_2_NonRTO_Midwest | TVA | NonRTO_Midwest | Internal | Summer | B5 | 200 | 100 | 0 | 88.43 | 90.61 | 9 | 0
2040 | TVA_2_NonRTO_Midwest | TVA | NonRTO_Midwest | Internal | Summer | B6 | 300 | 100 | 98.93 | 65.43 | 74.43 | 9 | 0
2040 | TVA_2_NonRTO_Midwest | TVA | NonRTO_Midwest | Internal | Summer | B7 | 400 | 100 | 0 | 59.33 | 55.02 | 9 | 0
2040 | TVA_2_NonRTO_Midwest | TVA | NonRTO_Midwest | Internal | Summer | B8 | 500 | 100 | 0 | 59.33 | 52.23 | 9 | 0
2040 | TVA_2_NonRTO_Midwest | TVA | NonRTO_Midwest | Internal | Summer | B9 | 800 | 100 | 0 | 59.33 | 51.32 | 9 | 0
2040 | TVA_2_NonRTO_Midwest | TVA | NonRTO_Midwest | Internal | Summer | B10 | 1262 | 100 | 0 | 53.47 | 45.45 | 9 | 0
2040 | TVA_2_NonRTO_Midwest | TVA | NonRTO_Midwest | Internal | Winter | B16 | 25 | 100 | 100 | 88.08 | 100.61 | 9 | 3.52
2040 | TVA_2_NonRTO_Midwest | TVA | NonRTO_Midwest | Internal | Winter | B17 | 100 | 100 | 100 | 67.07 | 88.42 | 9 | 12.35
2040 | TVA_2_NonRTO_Midwest | TVA | NonRTO_Midwest | Internal | Winter | B18 | 400 | 100 | 0 | 64.28 | 69.83 | 9 | 0
2040 | TVA_2_NonRTO_Midwest | TVA | NonRTO_Midwest | Internal | Winter | B19 | 700 | 100 | 0 | 64.28 | 56.27 | 9 | 0
2040 | TVA_2_NonRTO_Midwest | TVA | NonRTO_Midwest | Internal | Winter | B20 | 935 | 100 | 0 | 64.28 | 56.27 | 9 | 0
2040 | TVA_2_PJM_ROR | TVA | PJM_ROR | Internal | Shoulder | B11 | 25 | 500 | 0 | 87.04 | 85.43 | 9 | 0
2040 | TVA_2_PJM_ROR | TVA | PJM_ROR | Internal | Shoulder | B12 | 200 | 500 | 500 | 63.5 | 81.23 | 9 | 8.73
2040 | TVA_2_PJM_ROR | TVA | PJM_ROR | Internal | Shoulder | B13 | 600 | 500 | 0 | 63.5 | 61.86 | 9 | 0
2040 | TVA_2_PJM_ROR | TVA | PJM_ROR | Internal | Shoulder | B14 | 900 | 500 | 0 | 63.5 | 59.79 | 9 | 0
2040 | TVA_2_PJM_ROR | TVA | PJM_ROR | Internal | Shoulder | B15 | 1203 | 500 | 0 | 63.5 | 59.14 | 9 | 0
2040 | TVA_2_PJM_ROR | TVA | PJM_ROR | Internal | Summer | B1 | 10 | 500 | 0 | 751.19 | 751.19 | 9 | 0
2040 | TVA_2_PJM_ROR | TVA | PJM_ROR | Internal | Summer | B2 | 25 | 500 | 0 | 751.19 | 751.19 | 9 | 0
2040 | TVA_2_PJM_ROR | TVA | PJM_ROR | Internal | Summer | B3 | 75 | 500 | 0 | 146.95 | 140.94 | 9 | 0
2040 | TVA_2_PJM_ROR | TVA | PJM_ROR | Internal | Summer | B4 | 100 | 500 | 0 | 96.45 | 90.44 | 9 | 0
2040 | TVA_2_PJM_ROR | TVA | PJM_ROR | Internal | Summer | B5 | 200 | 500 | 0 | 88.43 | 84.6 | 9 | 0
2040 | TVA_2_PJM_ROR | TVA | PJM_ROR | Internal | Summer | B6 | 300 | 500 | 0 | 65.43 | 68.45 | 9 | 0
2040 | TVA_2_PJM_ROR | TVA | PJM_ROR | Internal | Summer | B7 | 400 | 500 | 0 | 59.33 | 57.02 | 9 | 0
2040 | TVA_2_PJM_ROR | TVA | PJM_ROR | Internal | Summer | B8 | 500 | 500 | 0 | 59.33 | 54.24 | 9 | 0
2040 | TVA_2_PJM_ROR | TVA | PJM_ROR | Internal | Summer | B9 | 800 | 500 | 0 | 59.33 | 53.39 | 9 | 0
2040 | TVA_2_PJM_ROR | TVA | PJM_ROR | Internal | Summer | B10 | 1262 | 500 | 0 | 53.47 | 50.03 | 9 | 0
2040 | TVA_2_PJM_ROR | TVA | PJM_ROR | Internal | Winter | B16 | 25 | 500 | 0 | 88.08 | 94.61 | 9 | 0
2040 | TVA_2_PJM_ROR | TVA | PJM_ROR | Internal | Winter | B17 | 100 | 500 | 500 | 67.07 | 82.43 | 9 | 6.36
2040 | TVA_2_PJM_ROR | TVA | PJM_ROR | Internal | Winter | B18 | 400 | 500 | 0 | 64.28 | 63.81 | 9 | 0
2040 | TVA_2_PJM_ROR | TVA | PJM_ROR | Internal | Winter | B19 | 700 | 500 | 0 | 64.28 | 61.41 | 9 | 0
2040 | TVA_2_PJM_ROR | TVA | PJM_ROR | Internal | Winter | B20 | 935 | 500 | 0 | 64.28 | 60.53 | 9 | 0
2040 | TVA_2_SOCO | TVA | SOCO | Internal | Shoulder | B11 | 25 | 500 | 0 | 87.04 | 91.43 | 9 | 0
2040 | TVA_2_SOCO | TVA | SOCO | Internal | Shoulder | B12 | 200 | 500 | 0 | 63.5 | 63.09 | 9 | 0
2040 | TVA_2_SOCO | TVA | SOCO | Internal | Shoulder | B13 | 600 | 500 | 0 | 63.5 | 61.82 | 9 | 0
2040 | TVA_2_SOCO | TVA | SOCO | Internal | Shoulder | B14 | 900 | 500 | 0 | 63.5 | 61.82 | 9 | 0
2040 | TVA_2_SOCO | TVA | SOCO | Internal | Shoulder | B15 | 1203 | 500 | 0 | 63.5 | 61.82 | 9 | 0
2040 | TVA_2_SOCO | TVA | SOCO | Internal | Summer | B1 | 10 | 500 | 0 | 751.19 | 741.19 | 9 | 0
2040 | TVA_2_SOCO | TVA | SOCO | Internal | Summer | B2 | 25 | 500 | 0 | 751.19 | 741.19 | 9 | 0
2040 | TVA_2_SOCO | TVA | SOCO | Internal | Summer | B3 | 75 | 500 | 0 | 146.95 | 155.94 | 9 | 0
2040 | TVA_2_SOCO | TVA | SOCO | Internal | Summer | B4 | 100 | 500 | 0 | 96.45 | 102.52 | 9 | 0
2040 | TVA_2_SOCO | TVA | SOCO | Internal | Summer | B5 | 200 | 500 | 114.58 | 88.43 | 97.43 | 9 | 0
2040 | TVA_2_SOCO | TVA | SOCO | Internal | Summer | B6 | 300 | 500 | 309.97 | 65.43 | 74.43 | 9 | 0
2040 | TVA_2_SOCO | TVA | SOCO | Internal | Summer | B7 | 400 | 500 | 0 | 59.33 | 68 | 9 | 0
2040 | TVA_2_SOCO | TVA | SOCO | Internal | Summer | B8 | 500 | 500 | 0 | 59.33 | 60.21 | 9 | 0
2040 | TVA_2_SOCO | TVA | SOCO | Internal | Summer | B9 | 800 | 500 | 0 | 59.33 | 60.21 | 9 | 0
2040 | TVA_2_SOCO | TVA | SOCO | Internal | Summer | B10 | 1262 | 500 | 0 | 53.47 | 55.74 | 9 | 0
2040 | TVA_2_SOCO | TVA | SOCO | Internal | Winter | B16 | 25 | 500 | 0 | 88.08 | 88.07 | 9 | 0
2040 | TVA_2_SOCO | TVA | SOCO | Internal | Winter | B17 | 100 | 500 | 0 | 67.07 | 66.32 | 9 | 0
2040 | TVA_2_SOCO | TVA | SOCO | Internal | Winter | B18 | 400 | 500 | 0 | 64.28 | 63.11 | 9 | 0
2040 | TVA_2_SOCO | TVA | SOCO | Internal | Winter | B19 | 700 | 500 | 0 | 64.28 | 63.02 | 9 | 0
2040 | TVA_2_SOCO | TVA | SOCO | Internal | Winter | B20 | 935 | 500 | 0 | 64.28 | 59.97 | 9 | 0
2040 | TVA_2_VACAR | TVA | VACAR | Internal | Shoulder | B11 | 25 | 150 | 150 | 87.04 | 101.43 | 9 | 5.39
2040 | TVA_2_VACAR | TVA | VACAR | Internal | Shoulder | B12 | 200 | 150 | 150 | 63.5 | 91.32 | 9 | 18.82
2040 | TVA_2_VACAR | TVA | VACAR | Internal | Shoulder | B13 | 600 | 150 | 0 | 63.5 | 71.82 | 9 | 0
2040 | TVA_2_VACAR | TVA | VACAR | Internal | Shoulder | B14 | 900 | 150 | 0 | 63.5 | 71.82 | 9 | 0
2040 | TVA_2_VACAR | TVA | VACAR | Internal | Shoulder | B15 | 1203 | 150 | 0 | 63.5 | 66.71 | 9 | 0
2040 | TVA_2_VACAR | TVA | VACAR | Internal | Summer | B1 | 10 | 150 | 0 | 751.19 | 751.19 | 9 | 0
2040 | TVA_2_VACAR | TVA | VACAR | Internal | Summer | B2 | 25 | 150 | 0 | 751.19 | 751.19 | 9 | 0
2040 | TVA_2_VACAR | TVA | VACAR | Internal | Summer | B3 | 75 | 150 | 150 | 146.95 | 178.01 | 9 | 22.06
2040 | TVA_2_VACAR | TVA | VACAR | Internal | Summer | B4 | 100 | 150 | 131.99 | 96.45 | 105.45 | 9 | 0
2040 | TVA_2_VACAR | TVA | VACAR | Internal | Summer | B5 | 200 | 150 | 150 | 88.43 | 99.6 | 9 | 2.17
2040 | TVA_2_VACAR | TVA | VACAR | Internal | Summer | B6 | 300 | 150 | 150 | 65.43 | 94.93 | 9 | 20.5
2040 | TVA_2_VACAR | TVA | VACAR | Internal | Summer | B7 | 400 | 150 | 150 | 59.33 | 83 | 9 | 14.67
2040 | TVA_2_VACAR | TVA | VACAR | Internal | Summer | B8 | 500 | 150 | 150 | 59.33 | 70.21 | 9 | 1.88
2040 | TVA_2_VACAR | TVA | VACAR | Internal | Summer | B9 | 800 | 150 | 0 | 59.33 | 60.47 | 9 | 0
2040 | TVA_2_VACAR | TVA | VACAR | Internal | Summer | B10 | 1262 | 150 | 0 | 53.47 | 60.47 | 9 | 0
2040 | TVA_2_VACAR | TVA | VACAR | Internal | Winter | B16 | 25 | 150 | 150 | 88.08 | 113.15 | 9 | 16.07
2040 | TVA_2_VACAR | TVA | VACAR | Internal | Winter | B17 | 100 | 150 | 150 | 67.07 | 93.91 | 9 | 17.84
2040 | TVA_2_VACAR | TVA | VACAR | Internal | Winter | B18 | 400 | 150 | 0 | 64.28 | 73.11 | 9 | 0
2040 | TVA_2_VACAR | TVA | VACAR | Internal | Winter | B19 | 700 | 150 | 0 | 64.28 | 69.09 | 9 | 0
2040 | TVA_2_VACAR | TVA | VACAR | Internal | Winter | B20 | 935 | 150 | 0 | 64.28 | 68.65 | 9 | 0
2040 | TVA_Transmission_2_NonRTO_Midwest | TVA_Transmission | NonRTO_Midwest | Internal | Shoulder | B11 | 25 | 700 | 0 | 91.43 | 95.43 | 9 | 0
2040 | TVA_Transmission_2_NonRTO_Midwest | TVA_Transmission | NonRTO_Midwest | Internal | Shoulder | B12 | 200 | 700 | 700 | 72.23 | 87.23 | 9 | 6
2040 | TVA_Transmission_2_NonRTO_Midwest | TVA_Transmission | NonRTO_Midwest | Internal | Shoulder | B13 | 600 | 700 | 0 | 65.48 | 67.88 | 9 | 0
2040 | TVA_Transmission_2_NonRTO_Midwest | TVA_Transmission | NonRTO_Midwest | Internal | Shoulder | B14 | 900 | 700 | 0 | 63.87 | 56.29 | 9 | 0
2040 | TVA_Transmission_2_NonRTO_Midwest | TVA_Transmission | NonRTO_Midwest | Internal | Shoulder | B15 | 1203 | 700 | 0 | 63.49 | 55.49 | 9 | 0
2040 | TVA_Transmission_2_NonRTO_Midwest | TVA_Transmission | NonRTO_Midwest | Internal | Summer | B1 | 10 | 700 | 0 | 751.18 | 751.19 | 9 | 0
2040 | TVA_Transmission_2_NonRTO_Midwest | TVA_Transmission | NonRTO_Midwest | Internal | Summer | B2 | 25 | 700 | 0 | 751.18 | 751.19 | 9 | 0
2040 | TVA_Transmission_2_NonRTO_Midwest | TVA_Transmission | NonRTO_Midwest | Internal | Summer | B3 | 75 | 700 | 0 | 146.94 | 146.93 | 9 | 0
2040 | TVA_Transmission_2_NonRTO_Midwest | TVA_Transmission | NonRTO_Midwest | Internal | Summer | B4 | 100 | 700 | 0 | 96.44 | 97.9 | 9 | 0
2040 | TVA_Transmission_2_NonRTO_Midwest | TVA_Transmission | NonRTO_Midwest | Internal | Summer | B5 | 200 | 700 | 0 | 90.6 | 90.61 | 9 | 0
2040 | TVA_Transmission_2_NonRTO_Midwest | TVA_Transmission | NonRTO_Midwest | Internal | Summer | B6 | 300 | 700 | 0 | 74.43 | 74.43 | 9 | 0
2040 | TVA_Transmission_2_NonRTO_Midwest | TVA_Transmission | NonRTO_Midwest | Internal | Summer | B7 | 400 | 700 | 0 | 63.02 | 55.02 | 9 | 0
2040 | TVA_Transmission_2_NonRTO_Midwest | TVA_Transmission | NonRTO_Midwest | Internal | Summer | B8 | 500 | 700 | 0 | 60.23 | 52.23 | 9 | 0
2040 | TVA_Transmission_2_NonRTO_Midwest | TVA_Transmission | NonRTO_Midwest | Internal | Summer | B9 | 800 | 700 | 0 | 59.32 | 51.32 | 9 | 0
2040 | TVA_Transmission_2_NonRTO_Midwest | TVA_Transmission | NonRTO_Midwest | Internal | Summer | B10 | 1262 | 700 | 0 | 53.45 | 45.45 | 9 | 0
2040 | TVA_Transmission_2_NonRTO_Midwest | TVA_Transmission | NonRTO_Midwest | Internal | Winter | B16 | 25 | 700 | 700 | 88.07 | 100.61 | 9 | 3.53
2040 | TVA_Transmission_2_NonRTO_Midwest | TVA_Transmission | NonRTO_Midwest | Internal | Winter | B17 | 100 | 700 | 700 | 74.07 | 88.42 | 9 | 5.34
2040 | TVA_Transmission_2_NonRTO_Midwest | TVA_Transmission | NonRTO_Midwest | Internal | Winter | B18 | 400 | 700 | 0 | 67.01 | 69.83 | 9 | 0
2040 | TVA_Transmission_2_NonRTO_Midwest | TVA_Transmission | NonRTO_Midwest | Internal | Winter | B19 | 700 | 700 | 0 | 64.27 | 56.27 | 9 | 0
2040 | TVA_Transmission_2_NonRTO_Midwest | TVA_Transmission | NonRTO_Midwest | Internal | Winter | B20 | 935 | 700 | 0 | 64.27 | 56.27 | 9 | 0
2040 | TVA_Transmission_2_PJM_ROR | TVA_Transmission | PJM_ROR | Internal | Shoulder | B11 | 25 | 2000 | 0 | 91.43 | 85.43 | 9 | 0
2040 | TVA_Transmission_2_PJM_ROR | TVA_Transmission | PJM_ROR | Internal | Shoulder | B12 | 200 | 2000 | 500 | 72.23 | 81.23 | 9 | 0
2040 | TVA_Transmission_2_PJM_ROR | TVA_Transmission | PJM_ROR | Internal | Shoulder | B13 | 600 | 2000 | 0 | 65.48 | 61.86 | 9 | 0
2040 | TVA_Transmission_2_PJM_ROR | TVA_Transmission | PJM_ROR | Internal | Shoulder | B14 | 900 | 2000 | 0 | 63.87 | 59.79 | 9 | 0
2040 | TVA_Transmission_2_PJM_ROR | TVA_Transmission | PJM_ROR | Internal | Shoulder | B15 | 1203 | 2000 | 0 | 63.49 | 59.14 | 9 | 0
2040 | TVA_Transmission_2_PJM_ROR | TVA_Transmission | PJM_ROR | Internal | Summer | B1 | 10 | 2000 | 0 | 751.18 | 751.19 | 9 | 0
2040 | TVA_Transmission_2_PJM_ROR | TVA_Transmission | PJM_ROR | Internal | Summer | B2 | 25 | 2000 | 0 | 751.18 | 751.19 | 9 | 0
2040 | TVA_Transmission_2_PJM_ROR | TVA_Transmission | PJM_ROR | Internal | Summer | B3 | 75 | 2000 | 0 | 146.94 | 140.94 | 9 | 0
2040 | TVA_Transmission_2_PJM_ROR | TVA_Transmission | PJM_ROR | Internal | Summer | B4 | 100 | 2000 | 0 | 96.44 | 90.44 | 9 | 0
2040 | TVA_Transmission_2_PJM_ROR | TVA_Transmission | PJM_ROR | Internal | Summer | B5 | 200 | 2000 | 0 | 90.6 | 84.6 | 9 | 0
2040 | TVA_Transmission_2_PJM_ROR | TVA_Transmission | PJM_ROR | Internal | Summer | B6 | 300 | 2000 | 0 | 74.43 | 68.45 | 9 | 0
2040 | TVA_Transmission_2_PJM_ROR | TVA_Transmission | PJM_ROR | Internal | Summer | B7 | 400 | 2000 | 0 | 63.02 | 57.02 | 9 | 0
2040 | TVA_Transmission_2_PJM_ROR | TVA_Transmission | PJM_ROR | Internal | Summer | B8 | 500 | 2000 | 0 | 60.23 | 54.24 | 9 | 0
2040 | TVA_Transmission_2_PJM_ROR | TVA_Transmission | PJM_ROR | Internal | Summer | B9 | 800 | 2000 | 0 | 59.32 | 53.39 | 9 | 0
2040 | TVA_Transmission_2_PJM_ROR | TVA_Transmission | PJM_ROR | Internal | Summer | B10 | 1262 | 2000 | 0 | 53.45 | 50.03 | 9 | 0
2040 | TVA_Transmission_2_PJM_ROR | TVA_Transmission | PJM_ROR | Internal | Winter | B16 | 25 | 2000 | 0 | 88.07 | 94.61 | 9 | 0
2040 | TVA_Transmission_2_PJM_ROR | TVA_Transmission | PJM_ROR | Internal | Winter | B17 | 100 | 2000 | 0 | 74.07 | 82.43 | 9 | 0
2040 | TVA_Transmission_2_PJM_ROR | TVA_Transmission | PJM_ROR | Internal | Winter | B18 | 400 | 2000 | 0 | 67.01 | 63.81 | 9 | 0
2040 | TVA_Transmission_2_PJM_ROR | TVA_Transmission | PJM_ROR | Internal | Winter | B19 | 700 | 2000 | 0 | 64.27 | 61.41 | 9 | 0
2040 | TVA_Transmission_2_PJM_ROR | TVA_Transmission | PJM_ROR | Internal | Winter | B20 | 935 | 2000 | 0 | 64.27 | 60.53 | 9 | 0
2040 | TVA_Transmission_2_SOCO | TVA_Transmission | SOCO | Internal | Shoulder | B11 | 25 | 3200 | 0 | 91.43 | 91.43 | 9 | 0
2040 | TVA_Transmission_2_SOCO | TVA_Transmission | SOCO | Internal | Shoulder | B12 | 200 | 3200 | 0 | 72.23 | 63.09 | 9 | 0
2040 | TVA_Transmission_2_SOCO | TVA_Transmission | SOCO | Internal | Shoulder | B13 | 600 | 3200 | 0 | 65.48 | 61.82 | 9 | 0
2040 | TVA_Transmission_2_SOCO | TVA_Transmission | SOCO | Internal | Shoulder | B14 | 900 | 3200 | 0 | 63.87 | 61.82 | 9 | 0
2040 | TVA_Transmission_2_SOCO | TVA_Transmission | SOCO | Internal | Shoulder | B15 | 1203 | 3200 | 0 | 63.49 | 61.82 | 9 | 0
2040 | TVA_Transmission_2_SOCO | TVA_Transmission | SOCO | Internal | Summer | B1 | 10 | 3200 | 0 | 751.18 | 741.19 | 9 | 0
2040 | TVA_Transmission_2_SOCO | TVA_Transmission | SOCO | Internal | Summer | B2 | 25 | 3200 | 0 | 751.18 | 741.19 | 9 | 0
2040 | TVA_Transmission_2_SOCO | TVA_Transmission | SOCO | Internal | Summer | B3 | 75 | 3200 | 720.5 | 146.94 | 155.94 | 9 | 0
2040 | TVA_Transmission_2_SOCO | TVA_Transmission | SOCO | Internal | Summer | B4 | 100 | 3200 | 0 | 96.44 | 102.52 | 9 | 0
2040 | TVA_Transmission_2_SOCO | TVA_Transmission | SOCO | Internal | Summer | B5 | 200 | 3200 | 0 | 90.6 | 97.43 | 9 | 0
2040 | TVA_Transmission_2_SOCO | TVA_Transmission | SOCO | Internal | Summer | B6 | 300 | 3200 | 0 | 74.43 | 74.43 | 9 | 0
2040 | TVA_Transmission_2_SOCO | TVA_Transmission | SOCO | Internal | Summer | B7 | 400 | 3200 | 0 | 63.02 | 68 | 9 | 0
2040 | TVA_Transmission_2_SOCO | TVA_Transmission | SOCO | Internal | Summer | B8 | 500 | 3200 | 0 | 60.23 | 60.21 | 9 | 0
2040 | TVA_Transmission_2_SOCO | TVA_Transmission | SOCO | Internal | Summer | B9 | 800 | 3200 | 0 | 59.32 | 60.21 | 9 | 0
2040 | TVA_Transmission_2_SOCO | TVA_Transmission | SOCO | Internal | Summer | B10 | 1262 | 3200 | 0 | 53.45 | 55.74 | 9 | 0
2040 | TVA_Transmission_2_SOCO | TVA_Transmission | SOCO | Internal | Winter | B16 | 25 | 3200 | 0 | 88.07 | 88.07 | 9 | 0
2040 | TVA_Transmission_2_SOCO | TVA_Transmission | SOCO | Internal | Winter | B17 | 100 | 3200 | 0 | 74.07 | 66.32 | 9 | 0
2040 | TVA_Transmission_2_SOCO | TVA_Transmission | SOCO | Internal | Winter | B18 | 400 | 3200 | 0 | 67.01 | 63.11 | 9 | 0
2040 | TVA_Transmission_2_SOCO | TVA_Transmission | SOCO | Internal | Winter | B19 | 700 | 3200 | 0 | 64.27 | 63.02 | 9 | 0
2040 | TVA_Transmission_2_SOCO | TVA_Transmission | SOCO | Internal | Winter | B20 | 935 | 3200 | 0 | 64.27 | 59.97 | 9 | 0
2040 | TVA_Transmission_2_TVA | TVA_Transmission | TVA | Internal | Shoulder | B11 | 25 | 99999 | 0 | 91.43 | 87.04 | 0.01 | 0
2040 | TVA_Transmission_2_TVA | TVA_Transmission | TVA | Internal | Shoulder | B12 | 200 | 99999 | 0 | 72.23 | 63.5 | 0.01 | 0
2040 | TVA_Transmission_2_TVA | TVA_Transmission | TVA | Internal | Shoulder | B13 | 600 | 99999 | 0 | 65.48 | 63.5 | 0.01 | 0
2040 | TVA_Transmission_2_TVA | TVA_Transmission | TVA | Internal | Shoulder | B14 | 900 | 99999 | 0 | 63.87 | 63.5 | 0.01 | 0
2040 | TVA_Transmission_2_TVA | TVA_Transmission | TVA | Internal | Shoulder | B15 | 1203 | 99999 | 263.53 | 63.49 | 63.5 | 0.01 | 0
2040 | TVA_Transmission_2_TVA | TVA_Transmission | TVA | Internal | Summer | B1 | 10 | 99999 | 259.15 | 751.18 | 751.19 | 0.01 | 0
2040 | TVA_Transmission_2_TVA | TVA_Transmission | TVA | Internal | Summer | B2 | 25 | 99999 | 0 | 751.18 | 751.19 | 0.01 | 0
2040 | TVA_Transmission_2_TVA | TVA_Transmission | TVA | Internal | Summer | B3 | 75 | 99999 | 1935.41 | 146.94 | 146.95 | 0.01 | 0
2040 | TVA_Transmission_2_TVA | TVA_Transmission | TVA | Internal | Summer | B4 | 100 | 99999 | 1291.5 | 96.44 | 96.45 | 0.01 | 0
2040 | TVA_Transmission_2_TVA | TVA_Transmission | TVA | Internal | Summer | B5 | 200 | 99999 | 0 | 90.6 | 88.43 | 0.01 | 0
2040 | TVA_Transmission_2_TVA | TVA_Transmission | TVA | Internal | Summer | B6 | 300 | 99999 | 0 | 74.43 | 65.43 | 0.01 | 0
2040 | TVA_Transmission_2_TVA | TVA_Transmission | TVA | Internal | Summer | B7 | 400 | 99999 | 0 | 63.02 | 59.33 | 0.01 | 0
2040 | TVA_Transmission_2_TVA | TVA_Transmission | TVA | Internal | Summer | B8 | 500 | 99999 | 0 | 60.23 | 59.33 | 0.01 | 0
2040 | TVA_Transmission_2_TVA | TVA_Transmission | TVA | Internal | Summer | B9 | 800 | 99999 | 1859.73 | 59.32 | 59.33 | 0.01 | 0
2040 | TVA_Transmission_2_TVA | TVA_Transmission | TVA | Internal | Summer | B10 | 1262 | 99999 | 1841.59 | 53.45 | 53.47 | 0.01 | 0
2040 | TVA_Transmission_2_TVA | TVA_Transmission | TVA | Internal | Winter | B16 | 25 | 99999 | 293.89 | 88.07 | 88.08 | 0.01 | 0
2040 | TVA_Transmission_2_TVA | TVA_Transmission | TVA | Internal | Winter | B17 | 100 | 99999 | 0 | 74.07 | 67.07 | 0.01 | 0
2040 | TVA_Transmission_2_TVA | TVA_Transmission | TVA | Internal | Winter | B18 | 400 | 99999 | 0 | 67.01 | 64.28 | 0.01 | 0
2040 | TVA_Transmission_2_TVA | TVA_Transmission | TVA | Internal | Winter | B19 | 700 | 99999 | 283.21 | 64.27 | 64.28 | 0.01 | 0
2040 | TVA_Transmission_2_TVA | TVA_Transmission | TVA | Internal | Winter | B20 | 935 | 99999 | 803.49 | 64.27 | 64.28 | 0.01 | 0
2040 | TVA_Transmission_2_VACAR | TVA_Transmission | VACAR | Internal | Shoulder | B11 | 25 | 900 | 900 | 91.43 | 101.43 | 9 | 1
2040 | TVA_Transmission_2_VACAR | TVA_Transmission | VACAR | Internal | Shoulder | B12 | 200 | 900 | 900 | 72.23 | 91.32 | 9 | 10.09
2040 | TVA_Transmission_2_VACAR | TVA_Transmission | VACAR | Internal | Shoulder | B13 | 600 | 900 | 0 | 65.48 | 71.82 | 9 | 0
2040 | TVA_Transmission_2_VACAR | TVA_Transmission | VACAR | Internal | Shoulder | B14 | 900 | 900 | 0 | 63.87 | 71.82 | 9 | 0
2040 | TVA_Transmission_2_VACAR | TVA_Transmission | VACAR | Internal | Shoulder | B15 | 1203 | 900 | 0 | 63.49 | 66.71 | 9 | 0
2040 | TVA_Transmission_2_VACAR | TVA_Transmission | VACAR | Internal | Summer | B1 | 10 | 900 | 0 | 751.18 | 751.19 | 9 | 0
2040 | TVA_Transmission_2_VACAR | TVA_Transmission | VACAR | Internal | Summer | B2 | 25 | 900 | 0 | 751.18 | 751.19 | 9 | 0
2040 | TVA_Transmission_2_VACAR | TVA_Transmission | VACAR | Internal | Summer | B3 | 75 | 900 | 900 | 146.94 | 178.01 | 9 | 22.07
2040 | TVA_Transmission_2_VACAR | TVA_Transmission | VACAR | Internal | Summer | B4 | 100 | 900 | 900 | 96.44 | 105.45 | 9 | 0.01
2040 | TVA_Transmission_2_VACAR | TVA_Transmission | VACAR | Internal | Summer | B5 | 200 | 900 | 432.05 | 90.6 | 99.6 | 9 | 0
2040 | TVA_Transmission_2_VACAR | TVA_Transmission | VACAR | Internal | Summer | B6 | 300 | 900 | 900 | 74.43 | 94.93 | 9 | 11.5
2040 | TVA_Transmission_2_VACAR | TVA_Transmission | VACAR | Internal | Summer | B7 | 400 | 900 | 900 | 63.02 | 83 | 9 | 10.98
2040 | TVA_Transmission_2_VACAR | TVA_Transmission | VACAR | Internal | Summer | B8 | 500 | 900 | 900 | 60.23 | 70.21 | 9 | 0.98
2040 | TVA_Transmission_2_VACAR | TVA_Transmission | VACAR | Internal | Summer | B9 | 800 | 900 | 0 | 59.32 | 60.47 | 9 | 0
2040 | TVA_Transmission_2_VACAR | TVA_Transmission | VACAR | Internal | Summer | B10 | 1262 | 900 | 0 | 53.45 | 60.47 | 9 | 0
2040 | TVA_Transmission_2_VACAR | TVA_Transmission | VACAR | Internal | Winter | B16 | 25 | 900 | 900 | 88.07 | 113.15 | 9 | 16.08
2040 | TVA_Transmission_2_VACAR | TVA_Transmission | VACAR | Internal | Winter | B17 | 100 | 900 | 900 | 74.07 | 93.91 | 9 | 10.83
2040 | TVA_Transmission_2_VACAR | TVA_Transmission | VACAR | Internal | Winter | B18 | 400 | 900 | 0 | 67.01 | 73.11 | 9 | 0
2040 | TVA_Transmission_2_VACAR | TVA_Transmission | VACAR | Internal | Winter | B19 | 700 | 900 | 0 | 64.27 | 69.09 | 9 | 0
2040 | TVA_Transmission_2_VACAR | TVA_Transmission | VACAR | Internal | Winter | B20 | 935 | 900 | 0 | 64.27 | 68.65 | 9 | 0
2040 | VACAR_2_SOCO | VACAR | SOCO | Internal | Shoulder | B11 | 25 | 3000 | 0 | 101.43 | 91.43 | 7 | 0
2040 | VACAR_2_SOCO | VACAR | SOCO | Internal | Shoulder | B12 | 200 | 3000 | 0 | 91.32 | 63.09 | 7 | 0
2040 | VACAR_2_SOCO | VACAR | SOCO | Internal | Shoulder | B13 | 600 | 3000 | 0 | 71.82 | 61.82 | 7 | 0
2040 | VACAR_2_SOCO | VACAR | SOCO | Internal | Shoulder | B14 | 900 | 3000 | 0 | 71.82 | 61.82 | 7 | 0
2040 | VACAR_2_SOCO | VACAR | SOCO | Internal | Shoulder | B15 | 1203 | 3000 | 0 | 66.71 | 61.82 | 7 | 0
2040 | VACAR_2_SOCO | VACAR | SOCO | Internal | Summer | B1 | 10 | 3000 | 0 | 751.19 | 741.19 | 7 | 0
2040 | VACAR_2_SOCO | VACAR | SOCO | Internal | Summer | B2 | 25 | 3000 | 0 | 751.19 | 741.19 | 7 | 0
2040 | VACAR_2_SOCO | VACAR | SOCO | Internal | Summer | B3 | 75 | 3000 | 0 | 178.01 | 155.94 | 7 | 0
2040 | VACAR_2_SOCO | VACAR | SOCO | Internal | Summer | B4 | 100 | 3000 | 0 | 105.45 | 102.52 | 7 | 0
2040 | VACAR_2_SOCO | VACAR | SOCO | Internal | Summer | B5 | 200 | 3000 | 0 | 99.6 | 97.43 | 7 | 0
2040 | VACAR_2_SOCO | VACAR | SOCO | Internal | Summer | B6 | 300 | 3000 | 0 | 94.93 | 74.43 | 7 | 0
2040 | VACAR_2_SOCO | VACAR | SOCO | Internal | Summer | B7 | 400 | 3000 | 0 | 83 | 68 | 7 | 0
2040 | VACAR_2_SOCO | VACAR | SOCO | Internal | Summer | B8 | 500 | 3000 | 0 | 70.21 | 60.21 | 7 | 0
2040 | VACAR_2_SOCO | VACAR | SOCO | Internal | Summer | B9 | 800 | 3000 | 0 | 60.47 | 60.21 | 7 | 0
2040 | VACAR_2_SOCO | VACAR | SOCO | Internal | Summer | B10 | 1262 | 3000 | 0 | 60.47 | 55.74 | 7 | 0
2040 | VACAR_2_SOCO | VACAR | SOCO | Internal | Winter | B16 | 25 | 3000 | 0 | 113.15 | 88.07 | 7 | 0
2040 | VACAR_2_SOCO | VACAR | SOCO | Internal | Winter | B17 | 100 | 3000 | 0 | 93.91 | 66.32 | 7 | 0
2040 | VACAR_2_SOCO | VACAR | SOCO | Internal | Winter | B18 | 400 | 3000 | 0 | 73.11 | 63.11 | 7 | 0
2040 | VACAR_2_SOCO | VACAR | SOCO | Internal | Winter | B19 | 700 | 3000 | 0 | 69.09 | 63.02 | 7 | 0
2040 | VACAR_2_SOCO | VACAR | SOCO | Internal | Winter | B20 | 935 | 3000 | 0 | 68.65 | 59.97 | 7 | 0
2015 | AZ_NM_SNV_Coal_2_SPP_S | AZ_NM_SNV_Coal | SPP_S | External | Shoulder | B11 | 25 | 400 | 400 | 37 | 51.91 | 8.17 | 6.74
2015 | AZ_NM_SNV_Coal_2_SPP_S | AZ_NM_SNV_Coal | SPP_S | External | Shoulder | B12 | 200 | 400 | 0 | 36.97 | 36.35 | 8.17 | 0
2015 | AZ_NM_SNV_Coal_2_SPP_S | AZ_NM_SNV_Coal | SPP_S | External | Shoulder | B13 | 600 | 400 | 0 | 36.97 | 36.35 | 8.17 | 0
2015 | AZ_NM_SNV_Coal_2_SPP_S | AZ_NM_SNV_Coal | SPP_S | External | Shoulder | B14 | 900 | 400 | 0 | 36.97 | 36.27 | 8.17 | 0
2015 | AZ_NM_SNV_Coal_2_SPP_S | AZ_NM_SNV_Coal | SPP_S | External | Shoulder | B15 | 1203 | 400 | 0 | 36.95 | 36.27 | 8.17 | 0
2015 | AZ_NM_SNV_Coal_2_SPP_S | AZ_NM_SNV_Coal | SPP_S | External | Summer | B1 | 10 | 400 | 0 | 54.72 | 58.78 | 8.17 | 0
2015 | AZ_NM_SNV_Coal_2_SPP_S | AZ_NM_SNV_Coal | SPP_S | External | Summer | B2 | 25 | 400 | 0 | 54.72 | 58.78 | 8.17 | 0
2015 | AZ_NM_SNV_Coal_2_SPP_S | AZ_NM_SNV_Coal | SPP_S | External | Summer | B3 | 75 | 400 | 0 | 54.72 | 58.75 | 8.17 | 0
2015 | AZ_NM_SNV_Coal_2_SPP_S | AZ_NM_SNV_Coal | SPP_S | External | Summer | B4 | 100 | 400 | 0 | 52.94 | 51.89 | 8.17 | 0
2015 | AZ_NM_SNV_Coal_2_SPP_S | AZ_NM_SNV_Coal | SPP_S | External | Summer | B5 | 200 | 400 | 0 | 45.03 | 50.41 | 8.17 | 0
2015 | AZ_NM_SNV_Coal_2_SPP_S | AZ_NM_SNV_Coal | SPP_S | External | Summer | B6 | 300 | 400 | 0 | 39.53 | 45.48 | 8.17 | 0
2015 | AZ_NM_SNV_Coal_2_SPP_S | AZ_NM_SNV_Coal | SPP_S | External | Summer | B7 | 400 | 400 | 0 | 36.97 | 36.71 | 8.17 | 0
2015 | AZ_NM_SNV_Coal_2_SPP_S | AZ_NM_SNV_Coal | SPP_S | External | Summer | B8 | 500 | 400 | 0 | 36.97 | 35.13 | 8.17 | 0
2015 | AZ_NM_SNV_Coal_2_SPP_S | AZ_NM_SNV_Coal | SPP_S | External | Summer | B9 | 800 | 400 | 0 | 36.96 | 35.05 | 8.17 | 0
2015 | AZ_NM_SNV_Coal_2_SPP_S | AZ_NM_SNV_Coal | SPP_S | External | Summer | B10 | 1262 | 400 | 0 | 35.88 | 35.05 | 8.17 | 0
2015 | AZ_NM_SNV_Coal_2_SPP_S | AZ_NM_SNV_Coal | SPP_S | External | Winter | B16 | 25 | 400 | 0 | 39.15 | 41.09 | 8.17 | 0
2015 | AZ_NM_SNV_Coal_2_SPP_S | AZ_NM_SNV_Coal | SPP_S | External | Winter | B17 | 100 | 400 | 0 | 39.15 | 38.73 | 8.17 | 0
2015 | AZ_NM_SNV_Coal_2_SPP_S | AZ_NM_SNV_Coal | SPP_S | External | Winter | B18 | 400 | 400 | 0 | 39.14 | 38.64 | 8.17 | 0
2015 | AZ_NM_SNV_Coal_2_SPP_S | AZ_NM_SNV_Coal | SPP_S | External | Winter | B19 | 700 | 400 | 0 | 39.14 | 38.18 | 8.17 | 0
2015 | AZ_NM_SNV_Coal_2_SPP_S | AZ_NM_SNV_Coal | SPP_S | External | Winter | B20 | 935 | 400 | 0 | 39.13 | 33.8 | 8.17 | 0
2015 | MAPP_US_2_RMPA | MAPP_US | RMPA | External | Shoulder | B11 | 25 | 200 | 0 | 37.92 | 38.16 | 8 | 0
2015 | MAPP_US_2_RMPA | MAPP_US | RMPA | External | Shoulder | B12 | 200 | 200 | 0 | 31.19 | 38.16 | 8 | 0
2015 | MAPP_US_2_RMPA | MAPP_US | RMPA | External | Shoulder | B13 | 600 | 200 | 200 | 28.54 | 38.16 | 8 | 1.63
2015 | MAPP_US_2_RMPA | MAPP_US | RMPA | External | Shoulder | B14 | 900 | 200 | 200 | 28.54 | 38.16 | 8 | 1.63
2015 | MAPP_US_2_RMPA | MAPP_US | RMPA | External | Shoulder | B15 | 1203 | 200 | 200 | 28.16 | 38.16 | 8 | 2
2015 | MAPP_US_2_RMPA | MAPP_US | RMPA | External | Summer | B1 | 10 | 200 | 0 | 52.37 | 57.71 | 8 | 0
2015 | MAPP_US_2_RMPA | MAPP_US | RMPA | External | Summer | B2 | 25 | 200 | 0 | 50.36 | 57.71 | 8 | 0
2015 | MAPP_US_2_RMPA | MAPP_US | RMPA | External | Summer | B3 | 75 | 200 | 0 | 50.36 | 57.71 | 8 | 0
2015 | MAPP_US_2_RMPA | MAPP_US | RMPA | External | Summer | B4 | 100 | 200 | 0 | 49.95 | 50.74 | 8 | 0
2015 | MAPP_US_2_RMPA | MAPP_US | RMPA | External | Summer | B5 | 200 | 200 | 0 | 44.74 | 45.11 | 8 | 0
2015 | MAPP_US_2_RMPA | MAPP_US | RMPA | External | Summer | B6 | 300 | 200 | 50.68 | 31.46 | 39.46 | 8 | 0
2015 | MAPP_US_2_RMPA | MAPP_US | RMPA | External | Summer | B7 | 400 | 200 | 200 | 28.04 | 36.71 | 8 | 0.68
2015 | MAPP_US_2_RMPA | MAPP_US | RMPA | External | Summer | B8 | 500 | 200 | 200 | 25.9 | 36.71 | 8 | 2.81
2015 | MAPP_US_2_RMPA | MAPP_US | RMPA | External | Summer | B9 | 800 | 200 | 200 | 25.72 | 36.28 | 8 | 2.55
2015 | MAPP_US_2_RMPA | MAPP_US | RMPA | External | Summer | B10 | 1262 | 200 | 200 | 24.96 | 36.28 | 8 | 3.32
2015 | MAPP_US_2_RMPA | MAPP_US | RMPA | External | Winter | B16 | 25 | 200 | 200 | 38.44 | 47.3 | 8 | 0.86
2015 | MAPP_US_2_RMPA | MAPP_US | RMPA | External | Winter | B17 | 100 | 200 | 200 | 33.6 | 43.71 | 8 | 2.1
2015 | MAPP_US_2_RMPA | MAPP_US | RMPA | External | Winter | B18 | 400 | 200 | 200 | 31.15 | 40.91 | 8 | 1.76
2015 | MAPP_US_2_RMPA | MAPP_US | RMPA | External | Winter | B19 | 700 | 200 | 200 | 31.15 | 40.91 | 8 | 1.76
2015 | MAPP_US_2_RMPA | MAPP_US | RMPA | External | Winter | B20 | 935 | 200 | 200 | 25.08 | 34.09 | 8 | 1.01
2015 | NE_2_RMPA | NE | RMPA | External | Shoulder | B11 | 25 | 310 | 0 | 44.92 | 38.16 | 5 | 0
2015 | NE_2_RMPA | NE | RMPA | External | Shoulder | B12 | 200 | 310 | 0 | 36.33 | 38.16 | 5 | 0
2015 | NE_2_RMPA | NE | RMPA | External | Shoulder | B13 | 600 | 310 | 0 | 35.54 | 38.16 | 5 | 0
2015 | NE_2_RMPA | NE | RMPA | External | Shoulder | B14 | 900 | 310 | 0 | 35.54 | 38.16 | 5 | 0
2015 | NE_2_RMPA | NE | RMPA | External | Shoulder | B15 | 1203 | 310 | 0 | 35.16 | 38.16 | 5 | 0
2015 | NE_2_RMPA | NE | RMPA | External | Summer | B1 | 10 | 310 | 0 | 58.75 | 57.71 | 5 | 0
2015 | NE_2_RMPA | NE | RMPA | External | Summer | B2 | 25 | 310 | 0 | 57.36 | 57.71 | 5 | 0
2015 | NE_2_RMPA | NE | RMPA | External | Summer | B3 | 75 | 310 | 0 | 57.36 | 57.71 | 5 | 0
2015 | NE_2_RMPA | NE | RMPA | External | Summer | B4 | 100 | 310 | 0 | 56.95 | 50.74 | 5 | 0
2015 | NE_2_RMPA | NE | RMPA | External | Summer | B5 | 200 | 310 | 0 | 51.74 | 45.11 | 5 | 0
2015 | NE_2_RMPA | NE | RMPA | External | Summer | B6 | 300 | 310 | 0 | 38.46 | 39.46 | 5 | 0
2015 | NE_2_RMPA | NE | RMPA | External | Summer | B7 | 400 | 310 | 0 | 35.04 | 36.71 | 5 | 0
2015 | NE_2_RMPA | NE | RMPA | External | Summer | B8 | 500 | 310 | 0 | 32.9 | 36.71 | 5 | 0
2015 | NE_2_RMPA | NE | RMPA | External | Summer | B9 | 800 | 310 | 0 | 32.72 | 36.28 | 5 | 0
2015 | NE_2_RMPA | NE | RMPA | External | Summer | B10 | 1262 | 310 | 0 | 31.59 | 36.28 | 5 | 0
2015 | NE_2_RMPA | NE | RMPA | External | Winter | B16 | 25 | 310 | 310 | 41.07 | 47.3 | 5 | 1.22
2015 | NE_2_RMPA | NE | RMPA | External | Winter | B17 | 100 | 310 | 60.78 | 38.71 | 43.71 | 5 | 0
2015 | NE_2_RMPA | NE | RMPA | External | Winter | B18 | 400 | 310 | 0 | 38.15 | 40.91 | 5 | 0
2015 | NE_2_RMPA | NE | RMPA | External | Winter | B19 | 700 | 310 | 0 | 38.15 | 40.91 | 5 | 0
2015 | NE_2_RMPA | NE | RMPA | External | Winter | B20 | 935 | 310 | 0 | 31.93 | 34.09 | 5 | 0
2015 | NWPP_Coal_2_MAPP_US | NWPP_Coal | MAPP_US | External | Shoulder | B11 | 25 | 150 | 0 | 36.95 | 37.92 | 8 | 0
2015 | NWPP_Coal_2_MAPP_US | NWPP_Coal | MAPP_US | External | Shoulder | B12 | 200 | 150 | 0 | 36.95 | 31.19 | 8 | 0
2015 | NWPP_Coal_2_MAPP_US | NWPP_Coal | MAPP_US | External | Shoulder | B13 | 600 | 150 | 0 | 36.95 | 28.54 | 8 | 0
2015 | NWPP_Coal_2_MAPP_US | NWPP_Coal | MAPP_US | External | Shoulder | B14 | 900 | 150 | 0 | 36.95 | 28.54 | 8 | 0
2015 | NWPP_Coal_2_MAPP_US | NWPP_Coal | MAPP_US | External | Shoulder | B15 | 1203 | 150 | 0 | 36.95 | 28.16 | 8 | 0
2015 | NWPP_Coal_2_MAPP_US | NWPP_Coal | MAPP_US | External | Summer | B1 | 10 | 150 | 150 | 36.95 | 52.37 | 8 | 7.42
2015 | NWPP_Coal_2_MAPP_US | NWPP_Coal | MAPP_US | External | Summer | B2 | 25 | 150 | 150 | 36.95 | 50.36 | 8 | 5.41
2015 | NWPP_Coal_2_MAPP_US | NWPP_Coal | MAPP_US | External | Summer | B3 | 75 | 150 | 150 | 36.95 | 50.36 | 8 | 5.41
2015 | NWPP_Coal_2_MAPP_US | NWPP_Coal | MAPP_US | External | Summer | B4 | 100 | 150 | 150 | 36.95 | 49.95 | 8 | 5
2015 | NWPP_Coal_2_MAPP_US | NWPP_Coal | MAPP_US | External | Summer | B5 | 200 | 150 | 0 | 36.95 | 44.74 | 8 | 0
2015 | NWPP_Coal_2_MAPP_US | NWPP_Coal | MAPP_US | External | Summer | B6 | 300 | 150 | 0 | 36.95 | 31.46 | 8 | 0
2015 | NWPP_Coal_2_MAPP_US | NWPP_Coal | MAPP_US | External | Summer | B7 | 400 | 150 | 0 | 36.95 | 28.04 | 8 | 0
2015 | NWPP_Coal_2_MAPP_US | NWPP_Coal | MAPP_US | External | Summer | B8 | 500 | 150 | 0 | 36.95 | 25.9 | 8 | 0
2015 | NWPP_Coal_2_MAPP_US | NWPP_Coal | MAPP_US | External | Summer | B9 | 800 | 150 | 0 | 36.95 | 25.72 | 8 | 0
2015 | NWPP_Coal_2_MAPP_US | NWPP_Coal | MAPP_US | External | Summer | B10 | 1262 | 150 | 0 | 36.95 | 24.96 | 8 | 0
2015 | NWPP_Coal_2_MAPP_US | NWPP_Coal | MAPP_US | External | Winter | B16 | 25 | 150 | 0 | 39.13 | 38.44 | 8 | 0
2015 | NWPP_Coal_2_MAPP_US | NWPP_Coal | MAPP_US | External | Winter | B17 | 100 | 150 | 0 | 39.13 | 33.6 | 8 | 0
2015 | NWPP_Coal_2_MAPP_US | NWPP_Coal | MAPP_US | External | Winter | B18 | 400 | 150 | 0 | 39.13 | 31.15 | 8 | 0
2015 | NWPP_Coal_2_MAPP_US | NWPP_Coal | MAPP_US | External | Winter | B19 | 700 | 150 | 0 | 39.13 | 31.15 | 8 | 0
2015 | NWPP_Coal_2_MAPP_US | NWPP_Coal | MAPP_US | External | Winter | B20 | 935 | 150 | 0 | 39.13 | 25.08 | 8 | 0
2015 | RMPA_2_MAPP_US | RMPA | MAPP_US | External | Shoulder | B11 | 25 | 200 | 0 | 38.16 | 37.92 | 8 | 0
2015 | RMPA_2_MAPP_US | RMPA | MAPP_US | External | Shoulder | B12 | 200 | 200 | 0 | 38.16 | 31.19 | 8 | 0
2015 | RMPA_2_MAPP_US | RMPA | MAPP_US | External | Shoulder | B13 | 600 | 200 | 0 | 38.16 | 28.54 | 8 | 0
2015 | RMPA_2_MAPP_US | RMPA | MAPP_US | External | Shoulder | B14 | 900 | 200 | 0 | 38.16 | 28.54 | 8 | 0
2015 | RMPA_2_MAPP_US | RMPA | MAPP_US | External | Shoulder | B15 | 1203 | 200 | 0 | 38.16 | 28.16 | 8 | 0
2015 | RMPA_2_MAPP_US | RMPA | MAPP_US | External | Summer | B1 | 10 | 200 | 0 | 57.71 | 52.37 | 8 | 0
2015 | RMPA_2_MAPP_US | RMPA | MAPP_US | External | Summer | B2 | 25 | 200 | 0 | 57.71 | 50.36 | 8 | 0
2015 | RMPA_2_MAPP_US | RMPA | MAPP_US | External | Summer | B3 | 75 | 200 | 0 | 57.71 | 50.36 | 8 | 0
2015 | RMPA_2_MAPP_US | RMPA | MAPP_US | External | Summer | B4 | 100 | 200 | 0 | 50.74 | 49.95 | 8 | 0
2015 | RMPA_2_MAPP_US | RMPA | MAPP_US | External | Summer | B5 | 200 | 200 | 0 | 45.11 | 44.74 | 8 | 0
2015 | RMPA_2_MAPP_US | RMPA | MAPP_US | External | Summer | B6 | 300 | 200 | 0 | 39.46 | 31.46 | 8 | 0
2015 | RMPA_2_MAPP_US | RMPA | MAPP_US | External | Summer | B7 | 400 | 200 | 0 | 36.71 | 28.04 | 8 | 0
2015 | RMPA_2_MAPP_US | RMPA | MAPP_US | External | Summer | B8 | 500 | 200 | 0 | 36.71 | 25.9 | 8 | 0
2015 | RMPA_2_MAPP_US | RMPA | MAPP_US | External | Summer | B9 | 800 | 200 | 0 | 36.28 | 25.72 | 8 | 0
2015 | RMPA_2_MAPP_US | RMPA | MAPP_US | External | Summer | B10 | 1262 | 200 | 0 | 36.28 | 24.96 | 8 | 0
2015 | RMPA_2_MAPP_US | RMPA | MAPP_US | External | Winter | B16 | 25 | 200 | 0 | 47.3 | 38.44 | 8 | 0
2015 | RMPA_2_MAPP_US | RMPA | MAPP_US | External | Winter | B17 | 100 | 200 | 0 | 43.71 | 33.6 | 8 | 0
2015 | RMPA_2_MAPP_US | RMPA | MAPP_US | External | Winter | B18 | 400 | 200 | 0 | 40.91 | 31.15 | 8 | 0
2015 | RMPA_2_MAPP_US | RMPA | MAPP_US | External | Winter | B19 | 700 | 200 | 0 | 40.91 | 31.15 | 8 | 0
2015 | RMPA_2_MAPP_US | RMPA | MAPP_US | External | Winter | B20 | 935 | 200 | 0 | 34.09 | 25.08 | 8 | 0
2015 | RMPA_2_NE | RMPA | NE | External | Shoulder | B11 | 25 | 310 | 0 | 38.16 | 44.92 | 8 | 0
2015 | RMPA_2_NE | RMPA | NE | External | Shoulder | B12 | 200 | 310 | 0 | 38.16 | 36.33 | 8 | 0
2015 | RMPA_2_NE | RMPA | NE | External | Shoulder | B13 | 600 | 310 | 0 | 38.16 | 35.54 | 8 | 0
2015 | RMPA_2_NE | RMPA | NE | External | Shoulder | B14 | 900 | 310 | 0 | 38.16 | 35.54 | 8 | 0
2015 | RMPA_2_NE | RMPA | NE | External | Shoulder | B15 | 1203 | 310 | 0 | 38.16 | 35.16 | 8 | 0
2015 | RMPA_2_NE | RMPA | NE | External | Summer | B1 | 10 | 310 | 0 | 57.71 | 58.75 | 8 | 0
2015 | RMPA_2_NE | RMPA | NE | External | Summer | B2 | 25 | 310 | 0 | 57.71 | 57.36 | 8 | 0
2015 | RMPA_2_NE | RMPA | NE | External | Summer | B3 | 75 | 310 | 0 | 57.71 | 57.36 | 8 | 0
2015 | RMPA_2_NE | RMPA | NE | External | Summer | B4 | 100 | 310 | 0 | 50.74 | 56.95 | 8 | 0
2015 | RMPA_2_NE | RMPA | NE | External | Summer | B5 | 200 | 310 | 0 | 45.11 | 51.74 | 8 | 0
2015 | RMPA_2_NE | RMPA | NE | External | Summer | B6 | 300 | 310 | 0 | 39.46 | 38.46 | 8 | 0
2015 | RMPA_2_NE | RMPA | NE | External | Summer | B7 | 400 | 310 | 0 | 36.71 | 35.04 | 8 | 0
2015 | RMPA_2_NE | RMPA | NE | External | Summer | B8 | 500 | 310 | 0 | 36.71 | 32.9 | 8 | 0
2015 | RMPA_2_NE | RMPA | NE | External | Summer | B9 | 800 | 310 | 0 | 36.28 | 32.72 | 8 | 0
2015 | RMPA_2_NE | RMPA | NE | External | Summer | B10 | 1262 | 310 | 0 | 36.28 | 31.59 | 8 | 0
2015 | RMPA_2_NE | RMPA | NE | External | Winter | B16 | 25 | 310 | 0 | 47.3 | 41.07 | 8 | 0
2015 | RMPA_2_NE | RMPA | NE | External | Winter | B17 | 100 | 310 | 0 | 43.71 | 38.71 | 8 | 0
2015 | RMPA_2_NE | RMPA | NE | External | Winter | B18 | 400 | 310 | 0 | 40.91 | 38.15 | 8 | 0
2015 | RMPA_2_NE | RMPA | NE | External | Winter | B19 | 700 | 310 | 0 | 40.91 | 38.15 | 8 | 0
2015 | RMPA_2_NE | RMPA | NE | External | Winter | B20 | 935 | 310 | 0 | 34.09 | 31.93 | 8 | 0
2015 | RMPA_2_SPP_N | RMPA | SPP_N | External | Shoulder | B11 | 25 | 210 | 210 | 38.16 | 51.92 | 8 | 5.75
2015 | RMPA_2_SPP_N | RMPA | SPP_N | External | Shoulder | B12 | 200 | 210 | 0 | 38.16 | 36.34 | 8 | 0
2015 | RMPA_2_SPP_N | RMPA | SPP_N | External | Shoulder | B13 | 600 | 210 | 0 | 38.16 | 36.34 | 8 | 0
2015 | RMPA_2_SPP_N | RMPA | SPP_N | External | Shoulder | B14 | 900 | 210 | 0 | 38.16 | 36.26 | 8 | 0
2015 | RMPA_2_SPP_N | RMPA | SPP_N | External | Shoulder | B15 | 1203 | 210 | 0 | 38.16 | 36.26 | 8 | 0
2015 | RMPA_2_SPP_N | RMPA | SPP_N | External | Summer | B1 | 10 | 210 | 0 | 57.71 | 58.76 | 8 | 0
2015 | RMPA_2_SPP_N | RMPA | SPP_N | External | Summer | B2 | 25 | 210 | 0 | 57.71 | 58.76 | 8 | 0
2015 | RMPA_2_SPP_N | RMPA | SPP_N | External | Summer | B3 | 75 | 210 | 0 | 57.71 | 58.76 | 8 | 0
2015 | RMPA_2_SPP_N | RMPA | SPP_N | External | Summer | B4 | 100 | 210 | 0 | 50.74 | 56.96 | 8 | 0
2015 | RMPA_2_SPP_N | RMPA | SPP_N | External | Summer | B5 | 200 | 210 | 0 | 45.11 | 51.75 | 8 | 0
2015 | RMPA_2_SPP_N | RMPA | SPP_N | External | Summer | B6 | 300 | 210 | 0 | 39.46 | 45.46 | 8 | 0
2015 | RMPA_2_SPP_N | RMPA | SPP_N | External | Summer | B7 | 400 | 210 | 0 | 36.71 | 36.69 | 8 | 0
2015 | RMPA_2_SPP_N | RMPA | SPP_N | External | Summer | B8 | 500 | 210 | 0 | 36.71 | 35.12 | 8 | 0
2015 | RMPA_2_SPP_N | RMPA | SPP_N | External | Summer | B9 | 800 | 210 | 0 | 36.28 | 35.04 | 8 | 0
2015 | RMPA_2_SPP_N | RMPA | SPP_N | External | Summer | B10 | 1262 | 210 | 0 | 36.28 | 34.55 | 8 | 0
2015 | RMPA_2_SPP_N | RMPA | SPP_N | External | Winter | B16 | 25 | 210 | 0 | 47.3 | 41.09 | 8 | 0
2015 | RMPA_2_SPP_N | RMPA | SPP_N | External | Winter | B17 | 100 | 210 | 0 | 43.71 | 38.72 | 8 | 0
2015 | RMPA_2_SPP_N | RMPA | SPP_N | External | Winter | B18 | 400 | 210 | 0 | 40.91 | 38.63 | 8 | 0
2015 | RMPA_2_SPP_N | RMPA | SPP_N | External | Winter | B19 | 700 | 210 | 0 | 40.91 | 38.16 | 8 | 0
2015 | RMPA_2_SPP_N | RMPA | SPP_N | External | Winter | B20 | 935 | 210 | 0 | 34.09 | 33.79 | 8 | 0
2015 | SPP_N_2_RMPA | SPP_N | RMPA | External | Shoulder | B11 | 25 | 210 | 0 | 51.92 | 38.16 | 5 | 0
2015 | SPP_N_2_RMPA | SPP_N | RMPA | External | Shoulder | B12 | 200 | 210 | 0 | 36.34 | 38.16 | 5 | 0
2015 | SPP_N_2_RMPA | SPP_N | RMPA | External | Shoulder | B13 | 600 | 210 | 0 | 36.34 | 38.16 | 5 | 0
2015 | SPP_N_2_RMPA | SPP_N | RMPA | External | Shoulder | B14 | 900 | 210 | 0 | 36.26 | 38.16 | 5 | 0
2015 | SPP_N_2_RMPA | SPP_N | RMPA | External | Shoulder | B15 | 1203 | 210 | 0 | 36.26 | 38.16 | 5 | 0
2015 | SPP_N_2_RMPA | SPP_N | RMPA | External | Summer | B1 | 10 | 210 | 0 | 58.76 | 57.71 | 5 | 0
2015 | SPP_N_2_RMPA | SPP_N | RMPA | External | Summer | B2 | 25 | 210 | 0 | 58.76 | 57.71 | 5 | 0
2015 | SPP_N_2_RMPA | SPP_N | RMPA | External | Summer | B3 | 75 | 210 | 0 | 58.76 | 57.71 | 5 | 0
2015 | SPP_N_2_RMPA | SPP_N | RMPA | External | Summer | B4 | 100 | 210 | 0 | 56.96 | 50.74 | 5 | 0
2015 | SPP_N_2_RMPA | SPP_N | RMPA | External | Summer | B5 | 200 | 210 | 0 | 51.75 | 45.11 | 5 | 0
2015 | SPP_N_2_RMPA | SPP_N | RMPA | External | Summer | B6 | 300 | 210 | 0 | 45.46 | 39.46 | 5 | 0
2015 | SPP_N_2_RMPA | SPP_N | RMPA | External | Summer | B7 | 400 | 210 | 0 | 36.69 | 36.71 | 5 | 0
2015 | SPP_N_2_RMPA | SPP_N | RMPA | External | Summer | B8 | 500 | 210 | 0 | 35.12 | 36.71 | 5 | 0
2015 | SPP_N_2_RMPA | SPP_N | RMPA | External | Summer | B9 | 800 | 210 | 0 | 35.04 | 36.28 | 5 | 0
2015 | SPP_N_2_RMPA | SPP_N | RMPA | External | Summer | B10 | 1262 | 210 | 0 | 34.55 | 36.28 | 5 | 0
2015 | SPP_N_2_RMPA | SPP_N | RMPA | External | Winter | B16 | 25 | 210 | 210 | 41.09 | 47.3 | 5 | 1.21
2015 | SPP_N_2_RMPA | SPP_N | RMPA | External | Winter | B17 | 100 | 210 | 0 | 38.72 | 43.71 | 5 | 0
2015 | SPP_N_2_RMPA | SPP_N | RMPA | External | Winter | B18 | 400 | 210 | 0 | 38.63 | 40.91 | 5 | 0
2015 | SPP_N_2_RMPA | SPP_N | RMPA | External | Winter | B19 | 700 | 210 | 0 | 38.16 | 40.91 | 5 | 0
2015 | SPP_N_2_RMPA | SPP_N | RMPA | External | Winter | B20 | 935 | 210 | 0 | 33.79 | 34.09 | 5 | 0
2015 | SPP_S_2_ERCOT | SPP_S | ERCOT | External | Shoulder | B11 | 25 | 800 | 0 | 51.91 | 52.82 | 5 | 0
2015 | SPP_S_2_ERCOT | SPP_S | ERCOT | External | Shoulder | B12 | 200 | 800 | 0 | 36.35 | 39.52 | 5 | 0
2015 | SPP_S_2_ERCOT | SPP_S | ERCOT | External | Shoulder | B13 | 600 | 800 | 0 | 36.35 | 36.29 | 5 | 0
2015 | SPP_S_2_ERCOT | SPP_S | ERCOT | External | Shoulder | B14 | 900 | 800 | 0 | 36.27 | 36.29 | 5 | 0
2015 | SPP_S_2_ERCOT | SPP_S | ERCOT | External | Shoulder | B15 | 1203 | 800 | 0 | 36.27 | 36.29 | 5 | 0
2015 | SPP_S_2_ERCOT | SPP_S | ERCOT | External | Summer | B1 | 10 | 800 | 0 | 58.78 | 51.3 | 5 | 0
2015 | SPP_S_2_ERCOT | SPP_S | ERCOT | External | Summer | B2 | 25 | 800 | 0 | 58.78 | 51.3 | 5 | 0
2015 | SPP_S_2_ERCOT | SPP_S | ERCOT | External | Summer | B3 | 75 | 800 | 0 | 58.75 | 51.3 | 5 | 0
2015 | SPP_S_2_ERCOT | SPP_S | ERCOT | External | Summer | B4 | 100 | 800 | 0 | 51.89 | 51.3 | 5 | 0
2015 | SPP_S_2_ERCOT | SPP_S | ERCOT | External | Summer | B5 | 200 | 800 | 0 | 50.41 | 51.3 | 5 | 0
2015 | SPP_S_2_ERCOT | SPP_S | ERCOT | External | Summer | B6 | 300 | 800 | 800 | 45.48 | 51.3 | 5 | 0.83
2015 | SPP_S_2_ERCOT | SPP_S | ERCOT | External | Summer | B7 | 400 | 800 | 0 | 36.71 | 38.73 | 5 | 0
2015 | SPP_S_2_ERCOT | SPP_S | ERCOT | External | Summer | B8 | 500 | 800 | 0 | 35.13 | 38.4 | 5 | 0
2015 | SPP_S_2_ERCOT | SPP_S | ERCOT | External | Summer | B9 | 800 | 800 | 0 | 35.05 | 35.27 | 5 | 0
2015 | SPP_S_2_ERCOT | SPP_S | ERCOT | External | Summer | B10 | 1262 | 800 | 0 | 35.05 | 35.27 | 5 | 0
2015 | SPP_S_2_ERCOT | SPP_S | ERCOT | External | Winter | B16 | 25 | 800 | 0 | 41.09 | 41.82 | 5 | 0
2015 | SPP_S_2_ERCOT | SPP_S | ERCOT | External | Winter | B17 | 100 | 800 | 0 | 38.73 | 38.73 | 5 | 0
2015 | SPP_S_2_ERCOT | SPP_S | ERCOT | External | Winter | B18 | 400 | 800 | 0 | 38.64 | 38.39 | 5 | 0
2015 | SPP_S_2_ERCOT | SPP_S | ERCOT | External | Winter | B19 | 700 | 800 | 0 | 38.18 | 38.39 | 5 | 0
2015 | SPP_S_2_ERCOT | SPP_S | ERCOT | External | Winter | B20 | 935 | 800 | 0 | 33.8 | 38.39 | 5 | 0
2020 | AZ_NM_SNV_Coal_2_SPP_S | AZ_NM_SNV_Coal | SPP_S | External | Shoulder | B11 | 25 | 400 | 400 | 44.78 | 62.75 | 8.17 | 9.8
2020 | AZ_NM_SNV_Coal_2_SPP_S | AZ_NM_SNV_Coal | SPP_S | External | Shoulder | B12 | 200 | 400 | 0 | 43.7 | 42.02 | 8.17 | 0
2020 | AZ_NM_SNV_Coal_2_SPP_S | AZ_NM_SNV_Coal | SPP_S | External | Shoulder | B13 | 600 | 400 | 0 | 43.69 | 41.6 | 8.17 | 0
2020 | AZ_NM_SNV_Coal_2_SPP_S | AZ_NM_SNV_Coal | SPP_S | External | Shoulder | B14 | 900 | 400 | 0 | 43.69 | 40.2 | 8.17 | 0
2020 | AZ_NM_SNV_Coal_2_SPP_S | AZ_NM_SNV_Coal | SPP_S | External | Shoulder | B15 | 1203 | 400 | 0 | 41.53 | 40.2 | 8.17 | 0
2020 | AZ_NM_SNV_Coal_2_SPP_S | AZ_NM_SNV_Coal | SPP_S | External | Summer | B1 | 10 | 400 | 400 | 67.07 | 262.33 | 8.17 | 187.1
2020 | AZ_NM_SNV_Coal_2_SPP_S | AZ_NM_SNV_Coal | SPP_S | External | Summer | B2 | 25 | 400 | 0 | 65.8 | 68.62 | 8.17 | 0
2020 | AZ_NM_SNV_Coal_2_SPP_S | AZ_NM_SNV_Coal | SPP_S | External | Summer | B3 | 75 | 400 | 0 | 65.8 | 65.96 | 8.17 | 0
2020 | AZ_NM_SNV_Coal_2_SPP_S | AZ_NM_SNV_Coal | SPP_S | External | Summer | B4 | 100 | 400 | 361.67 | 57.05 | 65.22 | 8.17 | 0
2020 | AZ_NM_SNV_Coal_2_SPP_S | AZ_NM_SNV_Coal | SPP_S | External | Summer | B5 | 200 | 400 | 400 | 47.83 | 64.56 | 8.17 | 8.56
2020 | AZ_NM_SNV_Coal_2_SPP_S | AZ_NM_SNV_Coal | SPP_S | External | Summer | B6 | 300 | 400 | 400 | 43.7 | 55.88 | 8.17 | 4.01
2020 | AZ_NM_SNV_Coal_2_SPP_S | AZ_NM_SNV_Coal | SPP_S | External | Summer | B7 | 400 | 400 | 0 | 43.7 | 47.46 | 8.17 | 0
2020 | AZ_NM_SNV_Coal_2_SPP_S | AZ_NM_SNV_Coal | SPP_S | External | Summer | B8 | 500 | 400 | 0 | 43.69 | 40.62 | 8.17 | 0
2020 | AZ_NM_SNV_Coal_2_SPP_S | AZ_NM_SNV_Coal | SPP_S | External | Summer | B9 | 800 | 400 | 0 | 43.68 | 39.39 | 8.17 | 0
2020 | AZ_NM_SNV_Coal_2_SPP_S | AZ_NM_SNV_Coal | SPP_S | External | Summer | B10 | 1262 | 400 | 0 | 43.52 | 38.86 | 8.17 | 0
2020 | AZ_NM_SNV_Coal_2_SPP_S | AZ_NM_SNV_Coal | SPP_S | External | Winter | B16 | 25 | 400 | 400 | 45.14 | 56.87 | 8.17 | 3.57
2020 | AZ_NM_SNV_Coal_2_SPP_S | AZ_NM_SNV_Coal | SPP_S | External | Winter | B17 | 100 | 400 | 0 | 45.13 | 43.91 | 8.17 | 0
2020 | AZ_NM_SNV_Coal_2_SPP_S | AZ_NM_SNV_Coal | SPP_S | External | Winter | B18 | 400 | 400 | 0 | 45.13 | 42.84 | 8.17 | 0
2020 | AZ_NM_SNV_Coal_2_SPP_S | AZ_NM_SNV_Coal | SPP_S | External | Winter | B19 | 700 | 400 | 0 | 45.13 | 42.84 | 8.17 | 0
2020 | AZ_NM_SNV_Coal_2_SPP_S | AZ_NM_SNV_Coal | SPP_S | External | Winter | B20 | 935 | 400 | 0 | 44.43 | 42.75 | 8.17 | 0
2020 | MAPP_US_2_RMPA | MAPP_US | RMPA | External | Shoulder | B11 | 25 | 200 | 0 | 52.74 | 51.84 | 8 | 0
2020 | MAPP_US_2_RMPA | MAPP_US | RMPA | External | Shoulder | B12 | 200 | 200 | 0 | 42.76 | 47.7 | 8 | 0
2020 | MAPP_US_2_RMPA | MAPP_US | RMPA | External | Shoulder | B13 | 600 | 200 | 200 | 35.4 | 43.61 | 8 | 0.21
2020 | MAPP_US_2_RMPA | MAPP_US | RMPA | External | Shoulder | B14 | 900 | 200 | 200 | 33.56 | 43.61 | 8 | 2.05
2020 | MAPP_US_2_RMPA | MAPP_US | RMPA | External | Shoulder | B15 | 1203 | 200 | 200 | 33.27 | 43.61 | 8 | 2.34
2020 | MAPP_US_2_RMPA | MAPP_US | RMPA | External | Summer | B1 | 10 | 200 | 0 | 258.07 | 65.22 | 8 | 0
2020 | MAPP_US_2_RMPA | MAPP_US | RMPA | External | Summer | B2 | 25 | 200 | 0 | 57.69 | 65.22 | 8 | 0
2020 | MAPP_US_2_RMPA | MAPP_US | RMPA | External | Summer | B3 | 75 | 200 | 0 | 57.47 | 65.22 | 8 | 0
2020 | MAPP_US_2_RMPA | MAPP_US | RMPA | External | Summer | B4 | 100 | 200 | 0 | 57.47 | 65.22 | 8 | 0
2020 | MAPP_US_2_RMPA | MAPP_US | RMPA | External | Summer | B5 | 200 | 200 | 0 | 57 | 56 | 8 | 0
2020 | MAPP_US_2_RMPA | MAPP_US | RMPA | External | Summer | B6 | 300 | 200 | 0 | 48.88 | 51.84 | 8 | 0
2020 | MAPP_US_2_RMPA | MAPP_US | RMPA | External | Summer | B7 | 400 | 200 | 200 | 33.44 | 45.44 | 8 | 4
2020 | MAPP_US_2_RMPA | MAPP_US | RMPA | External | Summer | B8 | 500 | 200 | 200 | 30.34 | 41.93 | 8 | 3.59
2020 | MAPP_US_2_RMPA | MAPP_US | RMPA | External | Summer | B9 | 800 | 200 | 200 | 29.07 | 39.68 | 8 | 2.62
2020 | MAPP_US_2_RMPA | MAPP_US | RMPA | External | Summer | B10 | 1262 | 200 | 200 | 27.84 | 39.68 | 8 | 3.84
2020 | MAPP_US_2_RMPA | MAPP_US | RMPA | External | Winter | B16 | 25 | 200 | 95.74 | 53.78 | 61.78 | 8 | 0
2020 | MAPP_US_2_RMPA | MAPP_US | RMPA | External | Winter | B17 | 100 | 200 | 200 | 41.3 | 53.28 | 8 | 3.98
2020 | MAPP_US_2_RMPA | MAPP_US | RMPA | External | Winter | B18 | 400 | 200 | 200 | 36.4 | 46.79 | 8 | 2.39
2020 | MAPP_US_2_RMPA | MAPP_US | RMPA | External | Winter | B19 | 700 | 200 | 200 | 36.4 | 46.79 | 8 | 2.39
2020 | MAPP_US_2_RMPA | MAPP_US | RMPA | External | Winter | B20 | 935 | 200 | 0 | 31.27 | 39.16 | 8 | 0
2020 | NE_2_RMPA | NE | RMPA | External | Shoulder | B11 | 25 | 310 | 0 | 59.74 | 51.84 | 5 | 0
2020 | NE_2_RMPA | NE | RMPA | External | Shoulder | B12 | 200 | 310 | 0 | 44.76 | 47.7 | 5 | 0
2020 | NE_2_RMPA | NE | RMPA | External | Shoulder | B13 | 600 | 310 | 0 | 41.6 | 43.61 | 5 | 0
2020 | NE_2_RMPA | NE | RMPA | External | Shoulder | B14 | 900 | 310 | 0 | 40.56 | 43.61 | 5 | 0
2020 | NE_2_RMPA | NE | RMPA | External | Shoulder | B15 | 1203 | 310 | 0 | 40.17 | 43.61 | 5 | 0
2020 | NE_2_RMPA | NE | RMPA | External | Summer | B1 | 10 | 310 | 0 | 260.07 | 65.22 | 5 | 0
2020 | NE_2_RMPA | NE | RMPA | External | Summer | B2 | 25 | 310 | 0 | 64.69 | 65.22 | 5 | 0
2020 | NE_2_RMPA | NE | RMPA | External | Summer | B3 | 75 | 310 | 0 | 64.47 | 65.22 | 5 | 0
2020 | NE_2_RMPA | NE | RMPA | External | Summer | B4 | 100 | 310 | 0 | 64.47 | 65.22 | 5 | 0
2020 | NE_2_RMPA | NE | RMPA | External | Summer | B5 | 200 | 310 | 0 | 64 | 56 | 5 | 0
2020 | NE_2_RMPA | NE | RMPA | External | Summer | B6 | 300 | 310 | 0 | 55.88 | 51.84 | 5 | 0
2020 | NE_2_RMPA | NE | RMPA | External | Summer | B7 | 400 | 310 | 11.75 | 40.44 | 45.44 | 5 | 0
2020 | NE_2_RMPA | NE | RMPA | External | Summer | B8 | 500 | 310 | 0 | 37.34 | 41.93 | 5 | 0
2020 | NE_2_RMPA | NE | RMPA | External | Summer | B9 | 800 | 310 | 0 | 36.07 | 39.68 | 5 | 0
2020 | NE_2_RMPA | NE | RMPA | External | Summer | B10 | 1262 | 310 | 132.74 | 34.68 | 39.68 | 5 | 0
2020 | NE_2_RMPA | NE | RMPA | External | Winter | B16 | 25 | 310 | 0 | 56.87 | 61.78 | 5 | 0
2020 | NE_2_RMPA | NE | RMPA | External | Winter | B17 | 100 | 310 | 310 | 43.89 | 53.28 | 5 | 4.39
2020 | NE_2_RMPA | NE | RMPA | External | Winter | B18 | 400 | 310 | 0 | 42.82 | 46.79 | 5 | 0
2020 | NE_2_RMPA | NE | RMPA | External | Winter | B19 | 700 | 310 | 0 | 42.82 | 46.79 | 5 | 0
2020 | NE_2_RMPA | NE | RMPA | External | Winter | B20 | 935 | 310 | 0 | 38.27 | 39.16 | 5 | 0
2020 | NWPP_Coal_2_MAPP_US | NWPP_Coal | MAPP_US | External | Shoulder | B11 | 25 | 150 | 150 | 43.68 | 52.74 | 8 | 1.06
2020 | NWPP_Coal_2_MAPP_US | NWPP_Coal | MAPP_US | External | Shoulder | B12 | 200 | 150 | 0 | 43.68 | 42.76 | 8 | 0
2020 | NWPP_Coal_2_MAPP_US | NWPP_Coal | MAPP_US | External | Shoulder | B13 | 600 | 150 | 0 | 43.68 | 35.4 | 8 | 0
2020 | NWPP_Coal_2_MAPP_US | NWPP_Coal | MAPP_US | External | Shoulder | B14 | 900 | 150 | 0 | 43.68 | 33.56 | 8 | 0
2020 | NWPP_Coal_2_MAPP_US | NWPP_Coal | MAPP_US | External | Shoulder | B15 | 1203 | 150 | 0 | 43.68 | 33.27 | 8 | 0
2020 | NWPP_Coal_2_MAPP_US | NWPP_Coal | MAPP_US | External | Summer | B1 | 10 | 150 | 150 | 43.68 | 258.07 | 8 | 206.39
2020 | NWPP_Coal_2_MAPP_US | NWPP_Coal | MAPP_US | External | Summer | B2 | 25 | 150 | 150 | 43.68 | 57.69 | 8 | 6.01
2020 | NWPP_Coal_2_MAPP_US | NWPP_Coal | MAPP_US | External | Summer | B3 | 75 | 150 | 150 | 43.68 | 57.47 | 8 | 5.79
2020 | NWPP_Coal_2_MAPP_US | NWPP_Coal | MAPP_US | External | Summer | B4 | 100 | 150 | 150 | 43.68 | 57.47 | 8 | 5.79
2020 | NWPP_Coal_2_MAPP_US | NWPP_Coal | MAPP_US | External | Summer | B5 | 200 | 150 | 150 | 43.68 | 57 | 8 | 5.32
2020 | NWPP_Coal_2_MAPP_US | NWPP_Coal | MAPP_US | External | Summer | B6 | 300 | 150 | 0 | 43.68 | 48.88 | 8 | 0
2020 | NWPP_Coal_2_MAPP_US | NWPP_Coal | MAPP_US | External | Summer | B7 | 400 | 150 | 0 | 43.68 | 33.44 | 8 | 0
2020 | NWPP_Coal_2_MAPP_US | NWPP_Coal | MAPP_US | External | Summer | B8 | 500 | 150 | 0 | 43.68 | 30.34 | 8 | 0
2020 | NWPP_Coal_2_MAPP_US | NWPP_Coal | MAPP_US | External | Summer | B9 | 800 | 150 | 0 | 43.68 | 29.07 | 8 | 0
2020 | NWPP_Coal_2_MAPP_US | NWPP_Coal | MAPP_US | External | Summer | B10 | 1262 | 150 | 0 | 43.68 | 27.84 | 8 | 0
2020 | NWPP_Coal_2_MAPP_US | NWPP_Coal | MAPP_US | External | Winter | B16 | 25 | 150 | 150 | 45.12 | 53.78 | 8 | 0.66
2020 | NWPP_Coal_2_MAPP_US | NWPP_Coal | MAPP_US | External | Winter | B17 | 100 | 150 | 0 | 45.12 | 41.3 | 8 | 0
2020 | NWPP_Coal_2_MAPP_US | NWPP_Coal | MAPP_US | External | Winter | B18 | 400 | 150 | 0 | 45.12 | 36.4 | 8 | 0
2020 | NWPP_Coal_2_MAPP_US | NWPP_Coal | MAPP_US | External | Winter | B19 | 700 | 150 | 0 | 45.12 | 36.4 | 8 | 0
2020 | NWPP_Coal_2_MAPP_US | NWPP_Coal | MAPP_US | External | Winter | B20 | 935 | 150 | 0 | 45.12 | 31.27 | 8 | 0
2020 | RMPA_2_MAPP_US | RMPA | MAPP_US | External | Shoulder | B11 | 25 | 200 | 0 | 51.84 | 52.74 | 8 | 0
2020 | RMPA_2_MAPP_US | RMPA | MAPP_US | External | Shoulder | B12 | 200 | 200 | 0 | 47.7 | 42.76 | 8 | 0
2020 | RMPA_2_MAPP_US | RMPA | MAPP_US | External | Shoulder | B13 | 600 | 200 | 0 | 43.61 | 35.4 | 8 | 0
2020 | RMPA_2_MAPP_US | RMPA | MAPP_US | External | Shoulder | B14 | 900 | 200 | 0 | 43.61 | 33.56 | 8 | 0
2020 | RMPA_2_MAPP_US | RMPA | MAPP_US | External | Shoulder | B15 | 1203 | 200 | 0 | 43.61 | 33.27 | 8 | 0
2020 | RMPA_2_MAPP_US | RMPA | MAPP_US | External | Summer | B1 | 10 | 200 | 200 | 65.22 | 258.07 | 8 | 184.84
2020 | RMPA_2_MAPP_US | RMPA | MAPP_US | External | Summer | B2 | 25 | 200 | 0 | 65.22 | 57.69 | 8 | 0
2020 | RMPA_2_MAPP_US | RMPA | MAPP_US | External | Summer | B3 | 75 | 200 | 0 | 65.22 | 57.47 | 8 | 0
2020 | RMPA_2_MAPP_US | RMPA | MAPP_US | External | Summer | B4 | 100 | 200 | 0 | 65.22 | 57.47 | 8 | 0
2020 | RMPA_2_MAPP_US | RMPA | MAPP_US | External | Summer | B5 | 200 | 200 | 0 | 56 | 57 | 8 | 0
2020 | RMPA_2_MAPP_US | RMPA | MAPP_US | External | Summer | B6 | 300 | 200 | 0 | 51.84 | 48.88 | 8 | 0
2020 | RMPA_2_MAPP_US | RMPA | MAPP_US | External | Summer | B7 | 400 | 200 | 0 | 45.44 | 33.44 | 8 | 0
2020 | RMPA_2_MAPP_US | RMPA | MAPP_US | External | Summer | B8 | 500 | 200 | 0 | 41.93 | 30.34 | 8 | 0
2020 | RMPA_2_MAPP_US | RMPA | MAPP_US | External | Summer | B9 | 800 | 200 | 0 | 39.68 | 29.07 | 8 | 0
2020 | RMPA_2_MAPP_US | RMPA | MAPP_US | External | Summer | B10 | 1262 | 200 | 0 | 39.68 | 27.84 | 8 | 0
2020 | RMPA_2_MAPP_US | RMPA | MAPP_US | External | Winter | B16 | 25 | 200 | 0 | 61.78 | 53.78 | 8 | 0
2020 | RMPA_2_MAPP_US | RMPA | MAPP_US | External | Winter | B17 | 100 | 200 | 0 | 53.28 | 41.3 | 8 | 0
2020 | RMPA_2_MAPP_US | RMPA | MAPP_US | External | Winter | B18 | 400 | 200 | 0 | 46.79 | 36.4 | 8 | 0
2020 | RMPA_2_MAPP_US | RMPA | MAPP_US | External | Winter | B19 | 700 | 200 | 0 | 46.79 | 36.4 | 8 | 0
2020 | RMPA_2_MAPP_US | RMPA | MAPP_US | External | Winter | B20 | 935 | 200 | 0 | 39.16 | 31.27 | 8 | 0
2020 | RMPA_2_NE | RMPA | NE | External | Shoulder | B11 | 25 | 310 | 0 | 51.84 | 59.74 | 8 | 0
2020 | RMPA_2_NE | RMPA | NE | External | Shoulder | B12 | 200 | 310 | 0 | 47.7 | 44.76 | 8 | 0
2020 | RMPA_2_NE | RMPA | NE | External | Shoulder | B13 | 600 | 310 | 0 | 43.61 | 41.6 | 8 | 0
2020 | RMPA_2_NE | RMPA | NE | External | Shoulder | B14 | 900 | 310 | 0 | 43.61 | 40.56 | 8 | 0
2020 | RMPA_2_NE | RMPA | NE | External | Shoulder | B15 | 1203 | 310 | 0 | 43.61 | 40.17 | 8 | 0
2020 | RMPA_2_NE | RMPA | NE | External | Summer | B1 | 10 | 310 | 310 | 65.22 | 260.07 | 8 | 186.84
2020 | RMPA_2_NE | RMPA | NE | External | Summer | B2 | 25 | 310 | 0 | 65.22 | 64.69 | 8 | 0
2020 | RMPA_2_NE | RMPA | NE | External | Summer | B3 | 75 | 310 | 0 | 65.22 | 64.47 | 8 | 0
2020 | RMPA_2_NE | RMPA | NE | External | Summer | B4 | 100 | 310 | 0 | 65.22 | 64.47 | 8 | 0
2020 | RMPA_2_NE | RMPA | NE | External | Summer | B5 | 200 | 310 | 146.98 | 56 | 64 | 8 | 0
2020 | RMPA_2_NE | RMPA | NE | External | Summer | B6 | 300 | 310 | 0 | 51.84 | 55.88 | 8 | 0
2020 | RMPA_2_NE | RMPA | NE | External | Summer | B7 | 400 | 310 | 0 | 45.44 | 40.44 | 8 | 0
2020 | RMPA_2_NE | RMPA | NE | External | Summer | B8 | 500 | 310 | 0 | 41.93 | 37.34 | 8 | 0
2020 | RMPA_2_NE | RMPA | NE | External | Summer | B9 | 800 | 310 | 0 | 39.68 | 36.07 | 8 | 0
2020 | RMPA_2_NE | RMPA | NE | External | Summer | B10 | 1262 | 310 | 0 | 39.68 | 34.68 | 8 | 0
2020 | RMPA_2_NE | RMPA | NE | External | Winter | B16 | 25 | 310 | 0 | 61.78 | 56.87 | 8 | 0
2020 | RMPA_2_NE | RMPA | NE | External | Winter | B17 | 100 | 310 | 0 | 53.28 | 43.89 | 8 | 0
2020 | RMPA_2_NE | RMPA | NE | External | Winter | B18 | 400 | 310 | 0 | 46.79 | 42.82 | 8 | 0
2020 | RMPA_2_NE | RMPA | NE | External | Winter | B19 | 700 | 310 | 0 | 46.79 | 42.82 | 8 | 0
2020 | RMPA_2_NE | RMPA | NE | External | Winter | B20 | 935 | 310 | 0 | 39.16 | 38.27 | 8 | 0
2020 | RMPA_2_SPP_N | RMPA | SPP_N | External | Shoulder | B11 | 25 | 210 | 210 | 51.84 | 66.74 | 8 | 6.89
2020 | RMPA_2_SPP_N | RMPA | SPP_N | External | Shoulder | B12 | 200 | 210 | 0 | 47.7 | 44.77 | 8 | 0
2020 | RMPA_2_SPP_N | RMPA | SPP_N | External | Shoulder | B13 | 600 | 210 | 0 | 43.61 | 41.62 | 8 | 0
2020 | RMPA_2_SPP_N | RMPA | SPP_N | External | Shoulder | B14 | 900 | 210 | 0 | 43.61 | 40.57 | 8 | 0
2020 | RMPA_2_SPP_N | RMPA | SPP_N | External | Shoulder | B15 | 1203 | 210 | 0 | 43.61 | 40.19 | 8 | 0
2020 | RMPA_2_SPP_N | RMPA | SPP_N | External | Summer | B1 | 10 | 210 | 210 | 65.22 | 267.05 | 8 | 193.82
2020 | RMPA_2_SPP_N | RMPA | SPP_N | External | Summer | B2 | 25 | 210 | 0 | 65.22 | 68.61 | 8 | 0
2020 | RMPA_2_SPP_N | RMPA | SPP_N | External | Summer | B3 | 75 | 210 | 0 | 65.22 | 66.03 | 8 | 0
2020 | RMPA_2_SPP_N | RMPA | SPP_N | External | Summer | B4 | 100 | 210 | 0 | 65.22 | 66.03 | 8 | 0
2020 | RMPA_2_SPP_N | RMPA | SPP_N | External | Summer | B5 | 200 | 210 | 210 | 56 | 66.03 | 8 | 2.04
2020 | RMPA_2_SPP_N | RMPA | SPP_N | External | Summer | B6 | 300 | 210 | 0 | 51.84 | 55.89 | 8 | 0
2020 | RMPA_2_SPP_N | RMPA | SPP_N | External | Summer | B7 | 400 | 210 | 0 | 45.44 | 47.44 | 8 | 0
2020 | RMPA_2_SPP_N | RMPA | SPP_N | External | Summer | B8 | 500 | 210 | 0 | 41.93 | 40.6 | 8 | 0
2020 | RMPA_2_SPP_N | RMPA | SPP_N | External | Summer | B9 | 800 | 210 | 0 | 39.68 | 39.37 | 8 | 0
2020 | RMPA_2_SPP_N | RMPA | SPP_N | External | Summer | B10 | 1262 | 210 | 0 | 39.68 | 38.85 | 8 | 0
2020 | RMPA_2_SPP_N | RMPA | SPP_N | External | Winter | B16 | 25 | 210 | 0 | 61.78 | 56.89 | 8 | 0
2020 | RMPA_2_SPP_N | RMPA | SPP_N | External | Winter | B17 | 100 | 210 | 0 | 53.28 | 43.9 | 8 | 0
2020 | RMPA_2_SPP_N | RMPA | SPP_N | External | Winter | B18 | 400 | 210 | 0 | 46.79 | 42.83 | 8 | 0
2020 | RMPA_2_SPP_N | RMPA | SPP_N | External | Winter | B19 | 700 | 210 | 0 | 46.79 | 42.83 | 8 | 0
2020 | RMPA_2_SPP_N | RMPA | SPP_N | External | Winter | B20 | 935 | 210 | 0 | 39.16 | 42.74 | 8 | 0
2020 | SPP_N_2_RMPA | SPP_N | RMPA | External | Shoulder | B11 | 25 | 210 | 0 | 66.74 | 51.84 | 5 | 0
2020 | SPP_N_2_RMPA | SPP_N | RMPA | External | Shoulder | B12 | 200 | 210 | 0 | 44.77 | 47.7 | 5 | 0
2020 | SPP_N_2_RMPA | SPP_N | RMPA | External | Shoulder | B13 | 600 | 210 | 0 | 41.62 | 43.61 | 5 | 0
2020 | SPP_N_2_RMPA | SPP_N | RMPA | External | Shoulder | B14 | 900 | 210 | 0 | 40.57 | 43.61 | 5 | 0
2020 | SPP_N_2_RMPA | SPP_N | RMPA | External | Shoulder | B15 | 1203 | 210 | 0 | 40.19 | 43.61 | 5 | 0
2020 | SPP_N_2_RMPA | SPP_N | RMPA | External | Summer | B1 | 10 | 210 | 0 | 267.05 | 65.22 | 5 | 0
2020 | SPP_N_2_RMPA | SPP_N | RMPA | External | Summer | B2 | 25 | 210 | 0 | 68.61 | 65.22 | 5 | 0
2020 | SPP_N_2_RMPA | SPP_N | RMPA | External | Summer | B3 | 75 | 210 | 0 | 66.03 | 65.22 | 5 | 0
2020 | SPP_N_2_RMPA | SPP_N | RMPA | External | Summer | B4 | 100 | 210 | 0 | 66.03 | 65.22 | 5 | 0
2020 | SPP_N_2_RMPA | SPP_N | RMPA | External | Summer | B5 | 200 | 210 | 0 | 66.03 | 56 | 5 | 0
2020 | SPP_N_2_RMPA | SPP_N | RMPA | External | Summer | B6 | 300 | 210 | 0 | 55.89 | 51.84 | 5 | 0
2020 | SPP_N_2_RMPA | SPP_N | RMPA | External | Summer | B7 | 400 | 210 | 0 | 47.44 | 45.44 | 5 | 0
2020 | SPP_N_2_RMPA | SPP_N | RMPA | External | Summer | B8 | 500 | 210 | 0 | 40.6 | 41.93 | 5 | 0
2020 | SPP_N_2_RMPA | SPP_N | RMPA | External | Summer | B9 | 800 | 210 | 0 | 39.37 | 39.68 | 5 | 0
2020 | SPP_N_2_RMPA | SPP_N | RMPA | External | Summer | B10 | 1262 | 210 | 0 | 38.85 | 39.68 | 5 | 0
2020 | SPP_N_2_RMPA | SPP_N | RMPA | External | Winter | B16 | 25 | 210 | 0 | 56.89 | 61.78 | 5 | 0
2020 | SPP_N_2_RMPA | SPP_N | RMPA | External | Winter | B17 | 100 | 210 | 210 | 43.9 | 53.28 | 5 | 4.38
2020 | SPP_N_2_RMPA | SPP_N | RMPA | External | Winter | B18 | 400 | 210 | 0 | 42.83 | 46.79 | 5 | 0
2020 | SPP_N_2_RMPA | SPP_N | RMPA | External | Winter | B19 | 700 | 210 | 0 | 42.83 | 46.79 | 5 | 0
2020 | SPP_N_2_RMPA | SPP_N | RMPA | External | Winter | B20 | 935 | 210 | 0 | 42.74 | 39.16 | 5 | 0
2020 | SPP_S_2_ERCOT | SPP_S | ERCOT | External | Shoulder | B11 | 25 | 800 | 0 | 62.75 | 58.4 | 5 | 0
2020 | SPP_S_2_ERCOT | SPP_S | ERCOT | External | Shoulder | B12 | 200 | 800 | 0 | 42.02 | 43.63 | 5 | 0
2020 | SPP_S_2_ERCOT | SPP_S | ERCOT | External | Shoulder | B13 | 600 | 800 | 0 | 41.6 | 40.04 | 5 | 0
2020 | SPP_S_2_ERCOT | SPP_S | ERCOT | External | Shoulder | B14 | 900 | 800 | 0 | 40.2 | 40.04 | 5 | 0
2020 | SPP_S_2_ERCOT | SPP_S | ERCOT | External | Shoulder | B15 | 1203 | 800 | 0 | 40.2 | 40.04 | 5 | 0
2020 | SPP_S_2_ERCOT | SPP_S | ERCOT | External | Summer | B1 | 10 | 800 | 800 | 262.33 | 751.19 | 5 | 483.85
2020 | SPP_S_2_ERCOT | SPP_S | ERCOT | External | Summer | B2 | 25 | 800 | 800 | 68.62 | 751.19 | 5 | 677.57
2020 | SPP_S_2_ERCOT | SPP_S | ERCOT | External | Summer | B3 | 75 | 800 | 0 | 65.96 | 67.49 | 5 | 0
2020 | SPP_S_2_ERCOT | SPP_S | ERCOT | External | Summer | B4 | 100 | 800 | 0 | 65.22 | 67.49 | 5 | 0
2020 | SPP_S_2_ERCOT | SPP_S | ERCOT | External | Summer | B5 | 200 | 800 | 0 | 64.56 | 56.77 | 5 | 0
2020 | SPP_S_2_ERCOT | SPP_S | ERCOT | External | Summer | B6 | 300 | 800 | 0 | 55.88 | 56.77 | 5 | 0
2020 | SPP_S_2_ERCOT | SPP_S | ERCOT | External | Summer | B7 | 400 | 800 | 0 | 47.46 | 50.12 | 5 | 0
2020 | SPP_S_2_ERCOT | SPP_S | ERCOT | External | Summer | B8 | 500 | 800 | 0 | 40.62 | 42.43 | 5 | 0
2020 | SPP_S_2_ERCOT | SPP_S | ERCOT | External | Summer | B9 | 800 | 800 | 0 | 39.39 | 38.95 | 5 | 0
2020 | SPP_S_2_ERCOT | SPP_S | ERCOT | External | Summer | B10 | 1262 | 800 | 0 | 38.86 | 38.95 | 5 | 0
2020 | SPP_S_2_ERCOT | SPP_S | ERCOT | External | Winter | B16 | 25 | 800 | 0 | 56.87 | 54.64 | 5 | 0
2020 | SPP_S_2_ERCOT | SPP_S | ERCOT | External | Winter | B17 | 100 | 800 | 0 | 43.91 | 42.59 | 5 | 0
2020 | SPP_S_2_ERCOT | SPP_S | ERCOT | External | Winter | B18 | 400 | 800 | 0 | 42.84 | 42.4 | 5 | 0
2020 | SPP_S_2_ERCOT | SPP_S | ERCOT | External | Winter | B19 | 700 | 800 | 0 | 42.84 | 42.4 | 5 | 0
2020 | SPP_S_2_ERCOT | SPP_S | ERCOT | External | Winter | B20 | 935 | 800 | 0 | 42.75 | 42.4 | 5 | 0
2025 | AZ_NM_SNV_Coal_2_SPP_S | AZ_NM_SNV_Coal | SPP_S | External | Shoulder | B11 | 25 | 400 | 400 | 47.44 | 72.45 | 8.17 | 16.84
2025 | AZ_NM_SNV_Coal_2_SPP_S | AZ_NM_SNV_Coal | SPP_S | External | Shoulder | B12 | 200 | 400 | 0 | 47.43 | 46.93 | 8.17 | 0
2025 | AZ_NM_SNV_Coal_2_SPP_S | AZ_NM_SNV_Coal | SPP_S | External | Shoulder | B13 | 600 | 400 | 0 | 47.42 | 44.88 | 8.17 | 0
2025 | AZ_NM_SNV_Coal_2_SPP_S | AZ_NM_SNV_Coal | SPP_S | External | Shoulder | B14 | 900 | 400 | 0 | 47.42 | 44.88 | 8.17 | 0
2025 | AZ_NM_SNV_Coal_2_SPP_S | AZ_NM_SNV_Coal | SPP_S | External | Shoulder | B15 | 1203 | 400 | 0 | 46.41 | 44.78 | 8.17 | 0
2025 | AZ_NM_SNV_Coal_2_SPP_S | AZ_NM_SNV_Coal | SPP_S | External | Summer | B1 | 10 | 400 | 400 | 92.37 | 750.19 | 8.17 | 649.65
2025 | AZ_NM_SNV_Coal_2_SPP_S | AZ_NM_SNV_Coal | SPP_S | External | Summer | B2 | 25 | 400 | 400 | 92.37 | 555.11 | 8.17 | 454.58
2025 | AZ_NM_SNV_Coal_2_SPP_S | AZ_NM_SNV_Coal | SPP_S | External | Summer | B3 | 75 | 400 | 400 | 66.62 | 77.45 | 8.17 | 2.67
2025 | AZ_NM_SNV_Coal_2_SPP_S | AZ_NM_SNV_Coal | SPP_S | External | Summer | B4 | 100 | 400 | 400 | 56.13 | 73.61 | 8.17 | 9.31
2025 | AZ_NM_SNV_Coal_2_SPP_S | AZ_NM_SNV_Coal | SPP_S | External | Summer | B5 | 200 | 400 | 400 | 55.6 | 72.92 | 8.17 | 9.15
2025 | AZ_NM_SNV_Coal_2_SPP_S | AZ_NM_SNV_Coal | SPP_S | External | Summer | B6 | 300 | 400 | 0 | 51.15 | 56.79 | 8.17 | 0
2025 | AZ_NM_SNV_Coal_2_SPP_S | AZ_NM_SNV_Coal | SPP_S | External | Summer | B7 | 400 | 400 | 0 | 51.15 | 46.83 | 8.17 | 0
2025 | AZ_NM_SNV_Coal_2_SPP_S | AZ_NM_SNV_Coal | SPP_S | External | Summer | B8 | 500 | 400 | 0 | 51.15 | 44.71 | 8.17 | 0
2025 | AZ_NM_SNV_Coal_2_SPP_S | AZ_NM_SNV_Coal | SPP_S | External | Summer | B9 | 800 | 400 | 0 | 51.12 | 43.37 | 8.17 | 0
2025 | AZ_NM_SNV_Coal_2_SPP_S | AZ_NM_SNV_Coal | SPP_S | External | Summer | B10 | 1262 | 400 | 0 | 46.14 | 43.27 | 8.17 | 0
2025 | AZ_NM_SNV_Coal_2_SPP_S | AZ_NM_SNV_Coal | SPP_S | External | Winter | B16 | 25 | 400 | 0 | 49.81 | 56.95 | 8.17 | 0
2025 | AZ_NM_SNV_Coal_2_SPP_S | AZ_NM_SNV_Coal | SPP_S | External | Winter | B17 | 100 | 400 | 0 | 49.8 | 47.83 | 8.17 | 0
2025 | AZ_NM_SNV_Coal_2_SPP_S | AZ_NM_SNV_Coal | SPP_S | External | Winter | B18 | 400 | 400 | 0 | 49.79 | 47.83 | 8.17 | 0
2025 | AZ_NM_SNV_Coal_2_SPP_S | AZ_NM_SNV_Coal | SPP_S | External | Winter | B19 | 700 | 400 | 0 | 49.79 | 47.73 | 8.17 | 0
2025 | AZ_NM_SNV_Coal_2_SPP_S | AZ_NM_SNV_Coal | SPP_S | External | Winter | B20 | 935 | 400 | 0 | 49.65 | 43.13 | 8.17 | 0
2025 | MAPP_US_2_RMPA | MAPP_US | RMPA | External | Shoulder | B11 | 25 | 200 | 0 | 58.44 | 39.28 | 8 | 0
2025 | MAPP_US_2_RMPA | MAPP_US | RMPA | External | Shoulder | B12 | 200 | 200 | 0 | 40.81 | 39.25 | 8 | 0
2025 | MAPP_US_2_RMPA | MAPP_US | RMPA | External | Shoulder | B13 | 600 | 200 | 0 | 37.86 | 37.36 | 8 | 0
2025 | MAPP_US_2_RMPA | MAPP_US | RMPA | External | Shoulder | B14 | 900 | 200 | 0 | 37.86 | 37.36 | 8 | 0
2025 | MAPP_US_2_RMPA | MAPP_US | RMPA | External | Shoulder | B15 | 1203 | 200 | 0 | 37.76 | 36.77 | 8 | 0
2025 | MAPP_US_2_RMPA | MAPP_US | RMPA | External | Summer | B1 | 10 | 200 | 0 | 736.18 | 100.54 | 8 | 0
2025 | MAPP_US_2_RMPA | MAPP_US | RMPA | External | Summer | B2 | 25 | 200 | 0 | 541.1 | 84.21 | 8 | 0
2025 | MAPP_US_2_RMPA | MAPP_US | RMPA | External | Summer | B3 | 75 | 200 | 0 | 65.42 | 72.57 | 8 | 0
2025 | MAPP_US_2_RMPA | MAPP_US | RMPA | External | Summer | B4 | 100 | 200 | 0 | 62.32 | 61.32 | 8 | 0
2025 | MAPP_US_2_RMPA | MAPP_US | RMPA | External | Summer | B5 | 200 | 200 | 0 | 58.94 | 55.49 | 8 | 0
2025 | MAPP_US_2_RMPA | MAPP_US | RMPA | External | Summer | B6 | 300 | 200 | 0 | 42.78 | 42.98 | 8 | 0
2025 | MAPP_US_2_RMPA | MAPP_US | RMPA | External | Summer | B7 | 400 | 200 | 0 | 35.25 | 39.27 | 8 | 0
2025 | MAPP_US_2_RMPA | MAPP_US | RMPA | External | Summer | B8 | 500 | 200 | 0 | 33.49 | 39.27 | 8 | 0
2025 | MAPP_US_2_RMPA | MAPP_US | RMPA | External | Summer | B9 | 800 | 200 | 0 | 31.44 | 30.46 | 8 | 0
2025 | MAPP_US_2_RMPA | MAPP_US | RMPA | External | Summer | B10 | 1262 | 200 | 0 | 28.53 | 30.46 | 8 | 0
2025 | MAPP_US_2_RMPA | MAPP_US | RMPA | External | Winter | B16 | 25 | 200 | 179.84 | 49.95 | 57.95 | 8 | 0
2025 | MAPP_US_2_RMPA | MAPP_US | RMPA | External | Winter | B17 | 100 | 200 | 0 | 43.94 | 43.57 | 8 | 0
2025 | MAPP_US_2_RMPA | MAPP_US | RMPA | External | Winter | B18 | 400 | 200 | 0 | 40.7 | 41.62 | 8 | 0
2025 | MAPP_US_2_RMPA | MAPP_US | RMPA | External | Winter | B19 | 700 | 200 | 0 | 40.7 | 41.62 | 8 | 0
2025 | MAPP_US_2_RMPA | MAPP_US | RMPA | External | Winter | B20 | 935 | 200 | 0 | 34.5 | 30.9 | 8 | 0
2025 | NE_2_RMPA | NE | RMPA | External | Shoulder | B11 | 25 | 310 | 0 | 65.44 | 39.28 | 5 | 0
2025 | NE_2_RMPA | NE | RMPA | External | Shoulder | B12 | 200 | 310 | 0 | 46.93 | 39.25 | 5 | 0
2025 | NE_2_RMPA | NE | RMPA | External | Shoulder | B13 | 600 | 310 | 0 | 44.86 | 37.36 | 5 | 0
2025 | NE_2_RMPA | NE | RMPA | External | Shoulder | B14 | 900 | 310 | 0 | 44.86 | 37.36 | 5 | 0
2025 | NE_2_RMPA | NE | RMPA | External | Shoulder | B15 | 1203 | 310 | 0 | 44.76 | 36.77 | 5 | 0
2025 | NE_2_RMPA | NE | RMPA | External | Summer | B1 | 10 | 310 | 0 | 743.18 | 100.54 | 5 | 0
2025 | NE_2_RMPA | NE | RMPA | External | Summer | B2 | 25 | 310 | 0 | 548.1 | 84.21 | 5 | 0
2025 | NE_2_RMPA | NE | RMPA | External | Summer | B3 | 75 | 310 | 0 | 72.42 | 72.57 | 5 | 0
2025 | NE_2_RMPA | NE | RMPA | External | Summer | B4 | 100 | 310 | 0 | 69.32 | 61.32 | 5 | 0
2025 | NE_2_RMPA | NE | RMPA | External | Summer | B5 | 200 | 310 | 0 | 65.94 | 55.49 | 5 | 0
2025 | NE_2_RMPA | NE | RMPA | External | Summer | B6 | 300 | 310 | 0 | 49.78 | 42.98 | 5 | 0
2025 | NE_2_RMPA | NE | RMPA | External | Summer | B7 | 400 | 310 | 0 | 42.25 | 39.27 | 5 | 0
2025 | NE_2_RMPA | NE | RMPA | External | Summer | B8 | 500 | 310 | 0 | 40.49 | 39.27 | 5 | 0
2025 | NE_2_RMPA | NE | RMPA | External | Summer | B9 | 800 | 310 | 0 | 38.44 | 30.46 | 5 | 0
2025 | NE_2_RMPA | NE | RMPA | External | Summer | B10 | 1262 | 310 | 0 | 34.73 | 30.46 | 5 | 0
2025 | NE_2_RMPA | NE | RMPA | External | Winter | B16 | 25 | 310 | 0 | 56.95 | 57.95 | 5 | 0
2025 | NE_2_RMPA | NE | RMPA | External | Winter | B17 | 100 | 310 | 0 | 47.83 | 43.57 | 5 | 0
2025 | NE_2_RMPA | NE | RMPA | External | Winter | B18 | 400 | 310 | 0 | 47.7 | 41.62 | 5 | 0
2025 | NE_2_RMPA | NE | RMPA | External | Winter | B19 | 700 | 310 | 0 | 47.7 | 41.62 | 5 | 0
2025 | NE_2_RMPA | NE | RMPA | External | Winter | B20 | 935 | 310 | 0 | 41.5 | 30.9 | 5 | 0
2025 | NWPP_Coal_2_MAPP_US | NWPP_Coal | MAPP_US | External | Shoulder | B11 | 25 | 150 | 150 | 47.42 | 58.44 | 8 | 3.02
2025 | NWPP_Coal_2_MAPP_US | NWPP_Coal | MAPP_US | External | Shoulder | B12 | 200 | 150 | 0 | 47.42 | 40.81 | 8 | 0
2025 | NWPP_Coal_2_MAPP_US | NWPP_Coal | MAPP_US | External | Shoulder | B13 | 600 | 150 | 0 | 47.42 | 37.86 | 8 | 0
2025 | NWPP_Coal_2_MAPP_US | NWPP_Coal | MAPP_US | External | Shoulder | B14 | 900 | 150 | 0 | 47.42 | 37.86 | 8 | 0
2025 | NWPP_Coal_2_MAPP_US | NWPP_Coal | MAPP_US | External | Shoulder | B15 | 1203 | 150 | 0 | 47.42 | 37.76 | 8 | 0
2025 | NWPP_Coal_2_MAPP_US | NWPP_Coal | MAPP_US | External | Summer | B1 | 10 | 150 | 150 | 47.44 | 736.18 | 8 | 680.74
2025 | NWPP_Coal_2_MAPP_US | NWPP_Coal | MAPP_US | External | Summer | B2 | 25 | 150 | 150 | 47.44 | 541.1 | 8 | 485.66
2025 | NWPP_Coal_2_MAPP_US | NWPP_Coal | MAPP_US | External | Summer | B3 | 75 | 150 | 150 | 47.44 | 65.42 | 8 | 9.98
2025 | NWPP_Coal_2_MAPP_US | NWPP_Coal | MAPP_US | External | Summer | B4 | 100 | 150 | 150 | 47.44 | 62.32 | 8 | 6.88
2025 | NWPP_Coal_2_MAPP_US | NWPP_Coal | MAPP_US | External | Summer | B5 | 200 | 150 | 150 | 47.44 | 58.94 | 8 | 3.5
2025 | NWPP_Coal_2_MAPP_US | NWPP_Coal | MAPP_US | External | Summer | B6 | 300 | 150 | 0 | 47.44 | 42.78 | 8 | 0
2025 | NWPP_Coal_2_MAPP_US | NWPP_Coal | MAPP_US | External | Summer | B7 | 400 | 150 | 0 | 47.44 | 35.25 | 8 | 0
2025 | NWPP_Coal_2_MAPP_US | NWPP_Coal | MAPP_US | External | Summer | B8 | 500 | 150 | 0 | 47.44 | 33.49 | 8 | 0
2025 | NWPP_Coal_2_MAPP_US | NWPP_Coal | MAPP_US | External | Summer | B9 | 800 | 150 | 0 | 47.44 | 31.44 | 8 | 0
2025 | NWPP_Coal_2_MAPP_US | NWPP_Coal | MAPP_US | External | Summer | B10 | 1262 | 150 | 0 | 47.44 | 28.53 | 8 | 0
2025 | NWPP_Coal_2_MAPP_US | NWPP_Coal | MAPP_US | External | Winter | B16 | 25 | 150 | 0 | 49.79 | 49.95 | 8 | 0
2025 | NWPP_Coal_2_MAPP_US | NWPP_Coal | MAPP_US | External | Winter | B17 | 100 | 150 | 0 | 49.79 | 43.94 | 8 | 0
2025 | NWPP_Coal_2_MAPP_US | NWPP_Coal | MAPP_US | External | Winter | B18 | 400 | 150 | 0 | 49.79 | 40.7 | 8 | 0
2025 | NWPP_Coal_2_MAPP_US | NWPP_Coal | MAPP_US | External | Winter | B19 | 700 | 150 | 0 | 49.79 | 40.7 | 8 | 0
2025 | NWPP_Coal_2_MAPP_US | NWPP_Coal | MAPP_US | External | Winter | B20 | 935 | 150 | 0 | 49.79 | 34.5 | 8 | 0
2025 | RMPA_2_MAPP_US | RMPA | MAPP_US | External | Shoulder | B11 | 25 | 200 | 200 | 39.28 | 58.44 | 8 | 11.16
2025 | RMPA_2_MAPP_US | RMPA | MAPP_US | External | Shoulder | B12 | 200 | 200 | 0 | 39.25 | 40.81 | 8 | 0
2025 | RMPA_2_MAPP_US | RMPA | MAPP_US | External | Shoulder | B13 | 600 | 200 | 0 | 37.36 | 37.86 | 8 | 0
2025 | RMPA_2_MAPP_US | RMPA | MAPP_US | External | Shoulder | B14 | 900 | 200 | 0 | 37.36 | 37.86 | 8 | 0
2025 | RMPA_2_MAPP_US | RMPA | MAPP_US | External | Shoulder | B15 | 1203 | 200 | 0 | 36.77 | 37.76 | 8 | 0
2025 | RMPA_2_MAPP_US | RMPA | MAPP_US | External | Summer | B1 | 10 | 200 | 200 | 100.54 | 736.18 | 8 | 627.64
2025 | RMPA_2_MAPP_US | RMPA | MAPP_US | External | Summer | B2 | 25 | 200 | 200 | 84.21 | 541.1 | 8 | 448.89
2025 | RMPA_2_MAPP_US | RMPA | MAPP_US | External | Summer | B3 | 75 | 200 | 0 | 72.57 | 65.42 | 8 | 0
2025 | RMPA_2_MAPP_US | RMPA | MAPP_US | External | Summer | B4 | 100 | 200 | 0 | 61.32 | 62.32 | 8 | 0
2025 | RMPA_2_MAPP_US | RMPA | MAPP_US | External | Summer | B5 | 200 | 200 | 0 | 55.49 | 58.94 | 8 | 0
2025 | RMPA_2_MAPP_US | RMPA | MAPP_US | External | Summer | B6 | 300 | 200 | 0 | 42.98 | 42.78 | 8 | 0
2025 | RMPA_2_MAPP_US | RMPA | MAPP_US | External | Summer | B7 | 400 | 200 | 0 | 39.27 | 35.25 | 8 | 0
2025 | RMPA_2_MAPP_US | RMPA | MAPP_US | External | Summer | B8 | 500 | 200 | 0 | 39.27 | 33.49 | 8 | 0
2025 | RMPA_2_MAPP_US | RMPA | MAPP_US | External | Summer | B9 | 800 | 200 | 0 | 30.46 | 31.44 | 8 | 0
2025 | RMPA_2_MAPP_US | RMPA | MAPP_US | External | Summer | B10 | 1262 | 200 | 0 | 30.46 | 28.53 | 8 | 0
2025 | RMPA_2_MAPP_US | RMPA | MAPP_US | External | Winter | B16 | 25 | 200 | 0 | 57.95 | 49.95 | 8 | 0
2025 | RMPA_2_MAPP_US | RMPA | MAPP_US | External | Winter | B17 | 100 | 200 | 0 | 43.57 | 43.94 | 8 | 0
2025 | RMPA_2_MAPP_US | RMPA | MAPP_US | External | Winter | B18 | 400 | 200 | 0 | 41.62 | 40.7 | 8 | 0
2025 | RMPA_2_MAPP_US | RMPA | MAPP_US | External | Winter | B19 | 700 | 200 | 0 | 41.62 | 40.7 | 8 | 0
2025 | RMPA_2_MAPP_US | RMPA | MAPP_US | External | Winter | B20 | 935 | 200 | 0 | 30.9 | 34.5 | 8 | 0
2025 | RMPA_2_NE | RMPA | NE | External | Shoulder | B11 | 25 | 310 | 310 | 39.28 | 65.44 | 8 | 18.16
2025 | RMPA_2_NE | RMPA | NE | External | Shoulder | B12 | 200 | 310 | 0 | 39.25 | 46.93 | 8 | 0
2025 | RMPA_2_NE | RMPA | NE | External | Shoulder | B13 | 600 | 310 | 0 | 37.36 | 44.86 | 8 | 0
2025 | RMPA_2_NE | RMPA | NE | External | Shoulder | B14 | 900 | 310 | 0 | 37.36 | 44.86 | 8 | 0
2025 | RMPA_2_NE | RMPA | NE | External | Shoulder | B15 | 1203 | 310 | 0 | 36.77 | 44.76 | 8 | 0
2025 | RMPA_2_NE | RMPA | NE | External | Summer | B1 | 10 | 310 | 310 | 100.54 | 743.18 | 8 | 634.64
2025 | RMPA_2_NE | RMPA | NE | External | Summer | B2 | 25 | 310 | 310 | 84.21 | 548.1 | 8 | 455.89
2025 | RMPA_2_NE | RMPA | NE | External | Summer | B3 | 75 | 310 | 0 | 72.57 | 72.42 | 8 | 0
2025 | RMPA_2_NE | RMPA | NE | External | Summer | B4 | 100 | 310 | 290.55 | 61.32 | 69.32 | 8 | 0
2025 | RMPA_2_NE | RMPA | NE | External | Summer | B5 | 200 | 310 | 310 | 55.49 | 65.94 | 8 | 2.45
2025 | RMPA_2_NE | RMPA | NE | External | Summer | B6 | 300 | 310 | 0 | 42.98 | 49.78 | 8 | 0
2025 | RMPA_2_NE | RMPA | NE | External | Summer | B7 | 400 | 310 | 0 | 39.27 | 42.25 | 8 | 0
2025 | RMPA_2_NE | RMPA | NE | External | Summer | B8 | 500 | 310 | 0 | 39.27 | 40.49 | 8 | 0
2025 | RMPA_2_NE | RMPA | NE | External | Summer | B9 | 800 | 310 | 0 | 30.46 | 38.44 | 8 | 0
2025 | RMPA_2_NE | RMPA | NE | External | Summer | B10 | 1262 | 310 | 0 | 30.46 | 34.73 | 8 | 0
2025 | RMPA_2_NE | RMPA | NE | External | Winter | B16 | 25 | 310 | 0 | 57.95 | 56.95 | 8 | 0
2025 | RMPA_2_NE | RMPA | NE | External | Winter | B17 | 100 | 310 | 0 | 43.57 | 47.83 | 8 | 0
2025 | RMPA_2_NE | RMPA | NE | External | Winter | B18 | 400 | 310 | 0 | 41.62 | 47.7 | 8 | 0
2025 | RMPA_2_NE | RMPA | NE | External | Winter | B19 | 700 | 310 | 0 | 41.62 | 47.7 | 8 | 0
2025 | RMPA_2_NE | RMPA | NE | External | Winter | B20 | 935 | 310 | 310 | 30.9 | 41.5 | 8 | 2.61
2025 | RMPA_2_SPP_N | RMPA | SPP_N | External | Shoulder | B11 | 25 | 210 | 210 | 39.28 | 72.44 | 8 | 25.16
2025 | RMPA_2_SPP_N | RMPA | SPP_N | External | Shoulder | B12 | 200 | 210 | 0 | 39.25 | 46.94 | 8 | 0
2025 | RMPA_2_SPP_N | RMPA | SPP_N | External | Shoulder | B13 | 600 | 210 | 0 | 37.36 | 44.89 | 8 | 0
2025 | RMPA_2_SPP_N | RMPA | SPP_N | External | Shoulder | B14 | 900 | 210 | 0 | 37.36 | 44.87 | 8 | 0
2025 | RMPA_2_SPP_N | RMPA | SPP_N | External | Shoulder | B15 | 1203 | 210 | 29.38 | 36.77 | 44.77 | 8 | 0
2025 | RMPA_2_SPP_N | RMPA | SPP_N | External | Summer | B1 | 10 | 210 | 210 | 100.54 | 750.18 | 8 | 641.64
2025 | RMPA_2_SPP_N | RMPA | SPP_N | External | Summer | B2 | 25 | 210 | 210 | 84.21 | 555.1 | 8 | 462.89
2025 | RMPA_2_SPP_N | RMPA | SPP_N | External | Summer | B3 | 75 | 210 | 0 | 72.57 | 77.44 | 8 | 0
2025 | RMPA_2_SPP_N | RMPA | SPP_N | External | Summer | B4 | 100 | 210 | 210 | 61.32 | 73.59 | 8 | 4.28
2025 | RMPA_2_SPP_N | RMPA | SPP_N | External | Summer | B5 | 200 | 210 | 210 | 55.49 | 72.94 | 8 | 9.45
2025 | RMPA_2_SPP_N | RMPA | SPP_N | External | Summer | B6 | 300 | 210 | 210 | 42.98 | 56.78 | 8 | 5.79
2025 | RMPA_2_SPP_N | RMPA | SPP_N | External | Summer | B7 | 400 | 210 | 0 | 39.27 | 46.82 | 8 | 0
2025 | RMPA_2_SPP_N | RMPA | SPP_N | External | Summer | B8 | 500 | 210 | 0 | 39.27 | 44.7 | 8 | 0
2025 | RMPA_2_SPP_N | RMPA | SPP_N | External | Summer | B9 | 800 | 210 | 210 | 30.46 | 43.36 | 8 | 4.9
2025 | RMPA_2_SPP_N | RMPA | SPP_N | External | Summer | B10 | 1262 | 210 | 210 | 30.46 | 42.53 | 8 | 4.08
2025 | RMPA_2_SPP_N | RMPA | SPP_N | External | Winter | B16 | 25 | 210 | 0 | 57.95 | 56.97 | 8 | 0
2025 | RMPA_2_SPP_N | RMPA | SPP_N | External | Winter | B17 | 100 | 210 | 0 | 43.57 | 47.85 | 8 | 0
2025 | RMPA_2_SPP_N | RMPA | SPP_N | External | Winter | B18 | 400 | 210 | 0 | 41.62 | 47.82 | 8 | 0
2025 | RMPA_2_SPP_N | RMPA | SPP_N | External | Winter | B19 | 700 | 210 | 0 | 41.62 | 47.71 | 8 | 0
2025 | RMPA_2_SPP_N | RMPA | SPP_N | External | Winter | B20 | 935 | 210 | 210 | 30.9 | 43.12 | 8 | 4.22
2025 | SPP_N_2_RMPA | SPP_N | RMPA | External | Shoulder | B11 | 25 | 210 | 0 | 72.44 | 39.28 | 5 | 0
2025 | SPP_N_2_RMPA | SPP_N | RMPA | External | Shoulder | B12 | 200 | 210 | 0 | 46.94 | 39.25 | 5 | 0
2025 | SPP_N_2_RMPA | SPP_N | RMPA | External | Shoulder | B13 | 600 | 210 | 0 | 44.89 | 37.36 | 5 | 0
2025 | SPP_N_2_RMPA | SPP_N | RMPA | External | Shoulder | B14 | 900 | 210 | 0 | 44.87 | 37.36 | 5 | 0
2025 | SPP_N_2_RMPA | SPP_N | RMPA | External | Shoulder | B15 | 1203 | 210 | 0 | 44.77 | 36.77 | 5 | 0
2025 | SPP_N_2_RMPA | SPP_N | RMPA | External | Summer | B1 | 10 | 210 | 0 | 750.18 | 100.54 | 5 | 0
2025 | SPP_N_2_RMPA | SPP_N | RMPA | External | Summer | B2 | 25 | 210 | 0 | 555.1 | 84.21 | 5 | 0
2025 | SPP_N_2_RMPA | SPP_N | RMPA | External | Summer | B3 | 75 | 210 | 0 | 77.44 | 72.57 | 5 | 0
2025 | SPP_N_2_RMPA | SPP_N | RMPA | External | Summer | B4 | 100 | 210 | 0 | 73.59 | 61.32 | 5 | 0
2025 | SPP_N_2_RMPA | SPP_N | RMPA | External | Summer | B5 | 200 | 210 | 0 | 72.94 | 55.49 | 5 | 0
2025 | SPP_N_2_RMPA | SPP_N | RMPA | External | Summer | B6 | 300 | 210 | 0 | 56.78 | 42.98 | 5 | 0
2025 | SPP_N_2_RMPA | SPP_N | RMPA | External | Summer | B7 | 400 | 210 | 0 | 46.82 | 39.27 | 5 | 0
2025 | SPP_N_2_RMPA | SPP_N | RMPA | External | Summer | B8 | 500 | 210 | 0 | 44.7 | 39.27 | 5 | 0
2025 | SPP_N_2_RMPA | SPP_N | RMPA | External | Summer | B9 | 800 | 210 | 0 | 43.36 | 30.46 | 5 | 0
2025 | SPP_N_2_RMPA | SPP_N | RMPA | External | Summer | B10 | 1262 | 210 | 0 | 42.53 | 30.46 | 5 | 0
2025 | SPP_N_2_RMPA | SPP_N | RMPA | External | Winter | B16 | 25 | 210 | 0 | 56.97 | 57.95 | 5 | 0
2025 | SPP_N_2_RMPA | SPP_N | RMPA | External | Winter | B17 | 100 | 210 | 0 | 47.85 | 43.57 | 5 | 0
2025 | SPP_N_2_RMPA | SPP_N | RMPA | External | Winter | B18 | 400 | 210 | 0 | 47.82 | 41.62 | 5 | 0
2025 | SPP_N_2_RMPA | SPP_N | RMPA | External | Winter | B19 | 700 | 210 | 0 | 47.71 | 41.62 | 5 | 0
2025 | SPP_N_2_RMPA | SPP_N | RMPA | External | Winter | B20 | 935 | 210 | 0 | 43.12 | 30.9 | 5 | 0
2025 | SPP_S_2_ERCOT | SPP_S | ERCOT | External | Shoulder | B11 | 25 | 800 | 0 | 72.45 | 76.82 | 5 | 0
2025 | SPP_S_2_ERCOT | SPP_S | ERCOT | External | Shoulder | B12 | 200 | 800 | 0 | 46.93 | 48.75 | 5 | 0
2025 | SPP_S_2_ERCOT | SPP_S | ERCOT | External | Shoulder | B13 | 600 | 800 | 0 | 44.88 | 44.71 | 5 | 0
2025 | SPP_S_2_ERCOT | SPP_S | ERCOT | External | Shoulder | B14 | 900 | 800 | 0 | 44.88 | 44.71 | 5 | 0
2025 | SPP_S_2_ERCOT | SPP_S | ERCOT | External | Shoulder | B15 | 1203 | 800 | 0 | 44.78 | 44.71 | 5 | 0
2025 | SPP_S_2_ERCOT | SPP_S | ERCOT | External | Summer | B1 | 10 | 800 | 0 | 750.19 | 751.19 | 5 | 0
2025 | SPP_S_2_ERCOT | SPP_S | ERCOT | External | Summer | B2 | 25 | 800 | 800 | 555.11 | 751.19 | 5 | 191.07
2025 | SPP_S_2_ERCOT | SPP_S | ERCOT | External | Summer | B3 | 75 | 800 | 800 | 77.45 | 330.46 | 5 | 248.01
2025 | SPP_S_2_ERCOT | SPP_S | ERCOT | External | Summer | B4 | 100 | 800 | 0 | 73.61 | 74.84 | 5 | 0
2025 | SPP_S_2_ERCOT | SPP_S | ERCOT | External | Summer | B5 | 200 | 800 | 0 | 72.92 | 74.84 | 5 | 0
2025 | SPP_S_2_ERCOT | SPP_S | ERCOT | External | Summer | B6 | 300 | 800 | 800 | 56.79 | 63.53 | 5 | 1.74
2025 | SPP_S_2_ERCOT | SPP_S | ERCOT | External | Summer | B7 | 400 | 800 | 0 | 46.83 | 47.41 | 5 | 0
2025 | SPP_S_2_ERCOT | SPP_S | ERCOT | External | Summer | B8 | 500 | 800 | 0 | 44.71 | 43.49 | 5 | 0
2025 | SPP_S_2_ERCOT | SPP_S | ERCOT | External | Summer | B9 | 800 | 800 | 0 | 43.37 | 43.49 | 5 | 0
2025 | SPP_S_2_ERCOT | SPP_S | ERCOT | External | Summer | B10 | 1262 | 800 | 0 | 43.27 | 43.49 | 5 | 0
2025 | SPP_S_2_ERCOT | SPP_S | ERCOT | External | Winter | B16 | 25 | 800 | 0 | 56.95 | 51.63 | 5 | 0
2025 | SPP_S_2_ERCOT | SPP_S | ERCOT | External | Winter | B17 | 100 | 800 | 0 | 47.83 | 47.34 | 5 | 0
2025 | SPP_S_2_ERCOT | SPP_S | ERCOT | External | Winter | B18 | 400 | 800 | 0 | 47.83 | 47.34 | 5 | 0
2025 | SPP_S_2_ERCOT | SPP_S | ERCOT | External | Winter | B19 | 700 | 800 | 0 | 47.73 | 47.34 | 5 | 0
2025 | SPP_S_2_ERCOT | SPP_S | ERCOT | External | Winter | B20 | 935 | 800 | 0 | 43.13 | 47.34 | 5 | 0
2030 | AZ_NM_SNV_Coal_2_SPP_S | AZ_NM_SNV_Coal | SPP_S | External | Shoulder | B11 | 25 | 400 | 400 | 54.32 | 71.53 | 8.17 | 9.05
2030 | AZ_NM_SNV_Coal_2_SPP_S | AZ_NM_SNV_Coal | SPP_S | External | Shoulder | B12 | 200 | 400 | 0 | 54.31 | 50.15 | 8.17 | 0
2030 | AZ_NM_SNV_Coal_2_SPP_S | AZ_NM_SNV_Coal | SPP_S | External | Shoulder | B13 | 600 | 400 | 0 | 54.29 | 48.09 | 8.17 | 0
2030 | AZ_NM_SNV_Coal_2_SPP_S | AZ_NM_SNV_Coal | SPP_S | External | Shoulder | B14 | 900 | 400 | 0 | 54.29 | 48.09 | 8.17 | 0
2030 | AZ_NM_SNV_Coal_2_SPP_S | AZ_NM_SNV_Coal | SPP_S | External | Shoulder | B15 | 1203 | 400 | 0 | 54.29 | 47.98 | 8.17 | 0
2030 | AZ_NM_SNV_Coal_2_SPP_S | AZ_NM_SNV_Coal | SPP_S | External | Summer | B1 | 10 | 400 | 400 | 136.63 | 750.19 | 8.17 | 605.39
2030 | AZ_NM_SNV_Coal_2_SPP_S | AZ_NM_SNV_Coal | SPP_S | External | Summer | B2 | 25 | 400 | 400 | 103.99 | 746.19 | 8.17 | 634.03
2030 | AZ_NM_SNV_Coal_2_SPP_S | AZ_NM_SNV_Coal | SPP_S | External | Summer | B3 | 75 | 400 | 0 | 82.84 | 83.66 | 8.17 | 0
2030 | AZ_NM_SNV_Coal_2_SPP_S | AZ_NM_SNV_Coal | SPP_S | External | Summer | B4 | 100 | 400 | 400 | 66.47 | 81.5 | 8.17 | 6.86
2030 | AZ_NM_SNV_Coal_2_SPP_S | AZ_NM_SNV_Coal | SPP_S | External | Summer | B5 | 200 | 400 | 400 | 63.93 | 74.85 | 8.17 | 2.75
2030 | AZ_NM_SNV_Coal_2_SPP_S | AZ_NM_SNV_Coal | SPP_S | External | Summer | B6 | 300 | 400 | 0 | 58.33 | 56.89 | 8.17 | 0
2030 | AZ_NM_SNV_Coal_2_SPP_S | AZ_NM_SNV_Coal | SPP_S | External | Summer | B7 | 400 | 400 | 0 | 58.32 | 48.58 | 8.17 | 0
2030 | AZ_NM_SNV_Coal_2_SPP_S | AZ_NM_SNV_Coal | SPP_S | External | Summer | B8 | 500 | 400 | 0 | 58.32 | 47.73 | 8.17 | 0
2030 | AZ_NM_SNV_Coal_2_SPP_S | AZ_NM_SNV_Coal | SPP_S | External | Summer | B9 | 800 | 400 | 0 | 58.32 | 46.38 | 8.17 | 0
2030 | AZ_NM_SNV_Coal_2_SPP_S | AZ_NM_SNV_Coal | SPP_S | External | Summer | B10 | 1262 | 400 | 0 | 58.31 | 46.36 | 8.17 | 0
2030 | AZ_NM_SNV_Coal_2_SPP_S | AZ_NM_SNV_Coal | SPP_S | External | Winter | B16 | 25 | 400 | 0 | 56.74 | 53.65 | 8.17 | 0
2030 | AZ_NM_SNV_Coal_2_SPP_S | AZ_NM_SNV_Coal | SPP_S | External | Winter | B17 | 100 | 400 | 0 | 56.72 | 51.3 | 8.17 | 0
2030 | AZ_NM_SNV_Coal_2_SPP_S | AZ_NM_SNV_Coal | SPP_S | External | Winter | B18 | 400 | 400 | 0 | 56.71 | 51.18 | 8.17 | 0
2030 | AZ_NM_SNV_Coal_2_SPP_S | AZ_NM_SNV_Coal | SPP_S | External | Winter | B19 | 700 | 400 | 0 | 56.71 | 51.18 | 8.17 | 0
2030 | AZ_NM_SNV_Coal_2_SPP_S | AZ_NM_SNV_Coal | SPP_S | External | Winter | B20 | 935 | 400 | 0 | 54.12 | 46.18 | 8.17 | 0
2030 | MAPP_US_2_RMPA | MAPP_US | RMPA | External | Shoulder | B11 | 25 | 200 | 0 | 57.52 | 46.15 | 8 | 0
2030 | MAPP_US_2_RMPA | MAPP_US | RMPA | External | Shoulder | B12 | 200 | 200 | 0 | 43.15 | 46.13 | 8 | 0
2030 | MAPP_US_2_RMPA | MAPP_US | RMPA | External | Shoulder | B13 | 600 | 200 | 0 | 41.09 | 45.53 | 8 | 0
2030 | MAPP_US_2_RMPA | MAPP_US | RMPA | External | Shoulder | B14 | 900 | 200 | 0 | 41.09 | 45.53 | 8 | 0
2030 | MAPP_US_2_RMPA | MAPP_US | RMPA | External | Shoulder | B15 | 1203 | 200 | 0 | 41.07 | 45.53 | 8 | 0
2030 | MAPP_US_2_RMPA | MAPP_US | RMPA | External | Summer | B1 | 10 | 200 | 0 | 736.18 | 728.18 | 8 | 0
2030 | MAPP_US_2_RMPA | MAPP_US | RMPA | External | Summer | B2 | 25 | 200 | 0 | 732.18 | 112.16 | 8 | 0
2030 | MAPP_US_2_RMPA | MAPP_US | RMPA | External | Summer | B3 | 75 | 200 | 0 | 71.44 | 78.67 | 8 | 0
2030 | MAPP_US_2_RMPA | MAPP_US | RMPA | External | Summer | B4 | 100 | 200 | 0 | 67.48 | 66.48 | 8 | 0
2030 | MAPP_US_2_RMPA | MAPP_US | RMPA | External | Summer | B5 | 200 | 200 | 0 | 60.84 | 59.84 | 8 | 0
2030 | MAPP_US_2_RMPA | MAPP_US | RMPA | External | Summer | B6 | 300 | 200 | 0 | 42.88 | 50.17 | 8 | 0
2030 | MAPP_US_2_RMPA | MAPP_US | RMPA | External | Summer | B7 | 400 | 200 | 200 | 37.09 | 50.14 | 8 | 5.06
2030 | MAPP_US_2_RMPA | MAPP_US | RMPA | External | Summer | B8 | 500 | 200 | 200 | 35.49 | 47.49 | 8 | 4
2030 | MAPP_US_2_RMPA | MAPP_US | RMPA | External | Summer | B9 | 800 | 200 | 0 | 32.37 | 35.85 | 8 | 0
2030 | MAPP_US_2_RMPA | MAPP_US | RMPA | External | Summer | B10 | 1262 | 200 | 0 | 29.85 | 35.85 | 8 | 0
2030 | MAPP_US_2_RMPA | MAPP_US | RMPA | External | Winter | B16 | 25 | 200 | 200 | 49.68 | 64.88 | 8 | 7.2
2030 | MAPP_US_2_RMPA | MAPP_US | RMPA | External | Winter | B17 | 100 | 200 | 200 | 47.25 | 56.28 | 8 | 1.03
2030 | MAPP_US_2_RMPA | MAPP_US | RMPA | External | Winter | B18 | 400 | 200 | 0 | 44.16 | 48.55 | 8 | 0
2030 | MAPP_US_2_RMPA | MAPP_US | RMPA | External | Winter | B19 | 700 | 200 | 0 | 44.16 | 48.55 | 8 | 0
2030 | MAPP_US_2_RMPA | MAPP_US | RMPA | External | Winter | B20 | 935 | 200 | 0 | 37.42 | 40.43 | 8 | 0
2030 | NE_2_RMPA | NE | RMPA | External | Shoulder | B11 | 25 | 310 | 0 | 64.52 | 46.15 | 5 | 0
2030 | NE_2_RMPA | NE | RMPA | External | Shoulder | B12 | 200 | 310 | 0 | 50.15 | 46.13 | 5 | 0
2030 | NE_2_RMPA | NE | RMPA | External | Shoulder | B13 | 600 | 310 | 0 | 48.09 | 45.53 | 5 | 0
2030 | NE_2_RMPA | NE | RMPA | External | Shoulder | B14 | 900 | 310 | 0 | 48.09 | 45.53 | 5 | 0
2030 | NE_2_RMPA | NE | RMPA | External | Shoulder | B15 | 1203 | 310 | 0 | 47.96 | 45.53 | 5 | 0
2030 | NE_2_RMPA | NE | RMPA | External | Summer | B1 | 10 | 310 | 0 | 738.71 | 728.18 | 5 | 0
2030 | NE_2_RMPA | NE | RMPA | External | Summer | B2 | 25 | 310 | 0 | 739.18 | 112.16 | 5 | 0
2030 | NE_2_RMPA | NE | RMPA | External | Summer | B3 | 75 | 310 | 0 | 78.44 | 78.67 | 5 | 0
2030 | NE_2_RMPA | NE | RMPA | External | Summer | B4 | 100 | 310 | 0 | 74.48 | 66.48 | 5 | 0
2030 | NE_2_RMPA | NE | RMPA | External | Summer | B5 | 200 | 310 | 0 | 67.84 | 59.84 | 5 | 0
2030 | NE_2_RMPA | NE | RMPA | External | Summer | B6 | 300 | 310 | 0 | 49.88 | 50.17 | 5 | 0
2030 | NE_2_RMPA | NE | RMPA | External | Summer | B7 | 400 | 310 | 310 | 44.09 | 50.14 | 5 | 1.06
2030 | NE_2_RMPA | NE | RMPA | External | Summer | B8 | 500 | 310 | 2.22 | 42.49 | 47.49 | 5 | 0
2030 | NE_2_RMPA | NE | RMPA | External | Summer | B9 | 800 | 310 | 0 | 39.37 | 35.85 | 5 | 0
2030 | NE_2_RMPA | NE | RMPA | External | Summer | B10 | 1262 | 310 | 0 | 35.46 | 35.85 | 5 | 0
2030 | NE_2_RMPA | NE | RMPA | External | Winter | B16 | 25 | 310 | 310 | 56.68 | 64.88 | 5 | 3.2
2030 | NE_2_RMPA | NE | RMPA | External | Winter | B17 | 100 | 310 | 257.76 | 51.28 | 56.28 | 5 | 0
2030 | NE_2_RMPA | NE | RMPA | External | Winter | B18 | 400 | 310 | 0 | 51.16 | 48.55 | 5 | 0
2030 | NE_2_RMPA | NE | RMPA | External | Winter | B19 | 700 | 310 | 0 | 51.16 | 48.55 | 5 | 0
2030 | NE_2_RMPA | NE | RMPA | External | Winter | B20 | 935 | 310 | 0 | 44.42 | 40.43 | 5 | 0
2030 | NWPP_Coal_2_MAPP_US | NWPP_Coal | MAPP_US | External | Shoulder | B11 | 25 | 150 | 0 | 54.29 | 57.52 | 8 | 0
2030 | NWPP_Coal_2_MAPP_US | NWPP_Coal | MAPP_US | External | Shoulder | B12 | 200 | 150 | 0 | 54.29 | 43.15 | 8 | 0
2030 | NWPP_Coal_2_MAPP_US | NWPP_Coal | MAPP_US | External | Shoulder | B13 | 600 | 150 | 0 | 54.29 | 41.09 | 8 | 0
2030 | NWPP_Coal_2_MAPP_US | NWPP_Coal | MAPP_US | External | Shoulder | B14 | 900 | 150 | 0 | 54.29 | 41.09 | 8 | 0
2030 | NWPP_Coal_2_MAPP_US | NWPP_Coal | MAPP_US | External | Shoulder | B15 | 1203 | 150 | 0 | 54.29 | 41.07 | 8 | 0
2030 | NWPP_Coal_2_MAPP_US | NWPP_Coal | MAPP_US | External | Summer | B1 | 10 | 150 | 150 | 58.31 | 736.18 | 8 | 669.87
2030 | NWPP_Coal_2_MAPP_US | NWPP_Coal | MAPP_US | External | Summer | B2 | 25 | 150 | 150 | 58.31 | 732.18 | 8 | 665.87
2030 | NWPP_Coal_2_MAPP_US | NWPP_Coal | MAPP_US | External | Summer | B3 | 75 | 150 | 150 | 58.31 | 71.44 | 8 | 5.13
2030 | NWPP_Coal_2_MAPP_US | NWPP_Coal | MAPP_US | External | Summer | B4 | 100 | 150 | 150 | 58.31 | 67.48 | 8 | 1.18
2030 | NWPP_Coal_2_MAPP_US | NWPP_Coal | MAPP_US | External | Summer | B5 | 200 | 150 | 0 | 58.31 | 60.84 | 8 | 0
2030 | NWPP_Coal_2_MAPP_US | NWPP_Coal | MAPP_US | External | Summer | B6 | 300 | 150 | 0 | 58.31 | 42.88 | 8 | 0
2030 | NWPP_Coal_2_MAPP_US | NWPP_Coal | MAPP_US | External | Summer | B7 | 400 | 150 | 0 | 58.31 | 37.09 | 8 | 0
2030 | NWPP_Coal_2_MAPP_US | NWPP_Coal | MAPP_US | External | Summer | B8 | 500 | 150 | 0 | 58.31 | 35.49 | 8 | 0
2030 | NWPP_Coal_2_MAPP_US | NWPP_Coal | MAPP_US | External | Summer | B9 | 800 | 150 | 0 | 58.31 | 32.37 | 8 | 0
2030 | NWPP_Coal_2_MAPP_US | NWPP_Coal | MAPP_US | External | Summer | B10 | 1262 | 150 | 0 | 58.31 | 29.85 | 8 | 0
2030 | NWPP_Coal_2_MAPP_US | NWPP_Coal | MAPP_US | External | Winter | B16 | 25 | 150 | 0 | 56.71 | 49.68 | 8 | 0
2030 | NWPP_Coal_2_MAPP_US | NWPP_Coal | MAPP_US | External | Winter | B17 | 100 | 150 | 0 | 56.71 | 47.25 | 8 | 0
2030 | NWPP_Coal_2_MAPP_US | NWPP_Coal | MAPP_US | External | Winter | B18 | 400 | 150 | 0 | 56.71 | 44.16 | 8 | 0
2030 | NWPP_Coal_2_MAPP_US | NWPP_Coal | MAPP_US | External | Winter | B19 | 700 | 150 | 0 | 56.71 | 44.16 | 8 | 0
2030 | NWPP_Coal_2_MAPP_US | NWPP_Coal | MAPP_US | External | Winter | B20 | 935 | 150 | 0 | 56.71 | 37.42 | 8 | 0
2030 | RMPA_2_MAPP_US | RMPA | MAPP_US | External | Shoulder | B11 | 25 | 200 | 200 | 46.15 | 57.52 | 8 | 3.36
2030 | RMPA_2_MAPP_US | RMPA | MAPP_US | External | Shoulder | B12 | 200 | 200 | 0 | 46.13 | 43.15 | 8 | 0
2030 | RMPA_2_MAPP_US | RMPA | MAPP_US | External | Shoulder | B13 | 600 | 200 | 0 | 45.53 | 41.09 | 8 | 0
2030 | RMPA_2_MAPP_US | RMPA | MAPP_US | External | Shoulder | B14 | 900 | 200 | 0 | 45.53 | 41.09 | 8 | 0
2030 | RMPA_2_MAPP_US | RMPA | MAPP_US | External | Shoulder | B15 | 1203 | 200 | 0 | 45.53 | 41.07 | 8 | 0
2030 | RMPA_2_MAPP_US | RMPA | MAPP_US | External | Summer | B1 | 10 | 200 | 90.15 | 728.18 | 736.18 | 8 | 0
2030 | RMPA_2_MAPP_US | RMPA | MAPP_US | External | Summer | B2 | 25 | 200 | 200 | 112.16 | 732.18 | 8 | 612.02
2030 | RMPA_2_MAPP_US | RMPA | MAPP_US | External | Summer | B3 | 75 | 200 | 0 | 78.67 | 71.44 | 8 | 0
2030 | RMPA_2_MAPP_US | RMPA | MAPP_US | External | Summer | B4 | 100 | 200 | 0 | 66.48 | 67.48 | 8 | 0
2030 | RMPA_2_MAPP_US | RMPA | MAPP_US | External | Summer | B5 | 200 | 200 | 0 | 59.84 | 60.84 | 8 | 0
2030 | RMPA_2_MAPP_US | RMPA | MAPP_US | External | Summer | B6 | 300 | 200 | 0 | 50.17 | 42.88 | 8 | 0
2030 | RMPA_2_MAPP_US | RMPA | MAPP_US | External | Summer | B7 | 400 | 200 | 0 | 50.14 | 37.09 | 8 | 0
2030 | RMPA_2_MAPP_US | RMPA | MAPP_US | External | Summer | B8 | 500 | 200 | 0 | 47.49 | 35.49 | 8 | 0
2030 | RMPA_2_MAPP_US | RMPA | MAPP_US | External | Summer | B9 | 800 | 200 | 0 | 35.85 | 32.37 | 8 | 0
2030 | RMPA_2_MAPP_US | RMPA | MAPP_US | External | Summer | B10 | 1262 | 200 | 0 | 35.85 | 29.85 | 8 | 0
2030 | RMPA_2_MAPP_US | RMPA | MAPP_US | External | Winter | B16 | 25 | 200 | 0 | 64.88 | 49.68 | 8 | 0
2030 | RMPA_2_MAPP_US | RMPA | MAPP_US | External | Winter | B17 | 100 | 200 | 0 | 56.28 | 47.25 | 8 | 0
2030 | RMPA_2_MAPP_US | RMPA | MAPP_US | External | Winter | B18 | 400 | 200 | 0 | 48.55 | 44.16 | 8 | 0
2030 | RMPA_2_MAPP_US | RMPA | MAPP_US | External | Winter | B19 | 700 | 200 | 0 | 48.55 | 44.16 | 8 | 0
2030 | RMPA_2_MAPP_US | RMPA | MAPP_US | External | Winter | B20 | 935 | 200 | 0 | 40.43 | 37.42 | 8 | 0
2030 | RMPA_2_NE | RMPA | NE | External | Shoulder | B11 | 25 | 310 | 310 | 46.15 | 64.52 | 8 | 10.36
2030 | RMPA_2_NE | RMPA | NE | External | Shoulder | B12 | 200 | 310 | 0 | 46.13 | 50.15 | 8 | 0
2030 | RMPA_2_NE | RMPA | NE | External | Shoulder | B13 | 600 | 310 | 0 | 45.53 | 48.09 | 8 | 0
2030 | RMPA_2_NE | RMPA | NE | External | Shoulder | B14 | 900 | 310 | 0 | 45.53 | 48.09 | 8 | 0
2030 | RMPA_2_NE | RMPA | NE | External | Shoulder | B15 | 1203 | 310 | 0 | 45.53 | 47.96 | 8 | 0
2030 | RMPA_2_NE | RMPA | NE | External | Summer | B1 | 10 | 310 | 310 | 728.18 | 738.71 | 8 | 2.54
2030 | RMPA_2_NE | RMPA | NE | External | Summer | B2 | 25 | 310 | 310 | 112.16 | 739.18 | 8 | 619.02
2030 | RMPA_2_NE | RMPA | NE | External | Summer | B3 | 75 | 310 | 0 | 78.67 | 78.44 | 8 | 0
2030 | RMPA_2_NE | RMPA | NE | External | Summer | B4 | 100 | 310 | 146.86 | 66.48 | 74.48 | 8 | 0
2030 | RMPA_2_NE | RMPA | NE | External | Summer | B5 | 200 | 310 | 170.43 | 59.84 | 67.84 | 8 | 0
2030 | RMPA_2_NE | RMPA | NE | External | Summer | B6 | 300 | 310 | 0 | 50.17 | 49.88 | 8 | 0
2030 | RMPA_2_NE | RMPA | NE | External | Summer | B7 | 400 | 310 | 0 | 50.14 | 44.09 | 8 | 0
2030 | RMPA_2_NE | RMPA | NE | External | Summer | B8 | 500 | 310 | 0 | 47.49 | 42.49 | 8 | 0
2030 | RMPA_2_NE | RMPA | NE | External | Summer | B9 | 800 | 310 | 0 | 35.85 | 39.37 | 8 | 0
2030 | RMPA_2_NE | RMPA | NE | External | Summer | B10 | 1262 | 310 | 0 | 35.85 | 35.46 | 8 | 0
2030 | RMPA_2_NE | RMPA | NE | External | Winter | B16 | 25 | 310 | 0 | 64.88 | 56.68 | 8 | 0
2030 | RMPA_2_NE | RMPA | NE | External | Winter | B17 | 100 | 310 | 0 | 56.28 | 51.28 | 8 | 0
2030 | RMPA_2_NE | RMPA | NE | External | Winter | B18 | 400 | 310 | 0 | 48.55 | 51.16 | 8 | 0
2030 | RMPA_2_NE | RMPA | NE | External | Winter | B19 | 700 | 310 | 0 | 48.55 | 51.16 | 8 | 0
2030 | RMPA_2_NE | RMPA | NE | External | Winter | B20 | 935 | 310 | 0 | 40.43 | 44.42 | 8 | 0
2030 | RMPA_2_SPP_N | RMPA | SPP_N | External | Shoulder | B11 | 25 | 210 | 210 | 46.15 | 71.52 | 8 | 17.36
2030 | RMPA_2_SPP_N | RMPA | SPP_N | External | Shoulder | B12 | 200 | 210 | 0 | 46.13 | 50.16 | 8 | 0
2030 | RMPA_2_SPP_N | RMPA | SPP_N | External | Shoulder | B13 | 600 | 210 | 0 | 45.53 | 48.1 | 8 | 0
2030 | RMPA_2_SPP_N | RMPA | SPP_N | External | Shoulder | B14 | 900 | 210 | 0 | 45.53 | 48.1 | 8 | 0
2030 | RMPA_2_SPP_N | RMPA | SPP_N | External | Shoulder | B15 | 1203 | 210 | 0 | 45.53 | 47.97 | 8 | 0
2030 | RMPA_2_SPP_N | RMPA | SPP_N | External | Summer | B1 | 10 | 210 | 210 | 728.18 | 750.18 | 8 | 14
2030 | RMPA_2_SPP_N | RMPA | SPP_N | External | Summer | B2 | 25 | 210 | 210 | 112.16 | 746.18 | 8 | 626.02
2030 | RMPA_2_SPP_N | RMPA | SPP_N | External | Summer | B3 | 75 | 210 | 0 | 78.67 | 83.65 | 8 | 0
2030 | RMPA_2_SPP_N | RMPA | SPP_N | External | Summer | B4 | 100 | 210 | 210 | 66.48 | 81.48 | 8 | 7
2030 | RMPA_2_SPP_N | RMPA | SPP_N | External | Summer | B5 | 200 | 210 | 210 | 59.84 | 74.84 | 8 | 7
2030 | RMPA_2_SPP_N | RMPA | SPP_N | External | Summer | B6 | 300 | 210 | 0 | 50.17 | 56.88 | 8 | 0
2030 | RMPA_2_SPP_N | RMPA | SPP_N | External | Summer | B7 | 400 | 210 | 0 | 50.14 | 48.57 | 8 | 0
2030 | RMPA_2_SPP_N | RMPA | SPP_N | External | Summer | B8 | 500 | 210 | 0 | 47.49 | 47.72 | 8 | 0
2030 | RMPA_2_SPP_N | RMPA | SPP_N | External | Summer | B9 | 800 | 210 | 210 | 35.85 | 46.37 | 8 | 2.52
2030 | RMPA_2_SPP_N | RMPA | SPP_N | External | Summer | B10 | 1262 | 210 | 183.7 | 35.85 | 43.85 | 8 | 0
2030 | RMPA_2_SPP_N | RMPA | SPP_N | External | Winter | B16 | 25 | 210 | 0 | 64.88 | 56.69 | 8 | 0
2030 | RMPA_2_SPP_N | RMPA | SPP_N | External | Winter | B17 | 100 | 210 | 0 | 56.28 | 51.29 | 8 | 0
2030 | RMPA_2_SPP_N | RMPA | SPP_N | External | Winter | B18 | 400 | 210 | 0 | 48.55 | 51.17 | 8 | 0
2030 | RMPA_2_SPP_N | RMPA | SPP_N | External | Winter | B19 | 700 | 210 | 0 | 48.55 | 51.17 | 8 | 0
2030 | RMPA_2_SPP_N | RMPA | SPP_N | External | Winter | B20 | 935 | 210 | 0 | 40.43 | 46.17 | 8 | 0
2030 | SPP_N_2_RMPA | SPP_N | RMPA | External | Shoulder | B11 | 25 | 210 | 0 | 71.52 | 46.15 | 5 | 0
2030 | SPP_N_2_RMPA | SPP_N | RMPA | External | Shoulder | B12 | 200 | 210 | 0 | 50.16 | 46.13 | 5 | 0
2030 | SPP_N_2_RMPA | SPP_N | RMPA | External | Shoulder | B13 | 600 | 210 | 0 | 48.1 | 45.53 | 5 | 0
2030 | SPP_N_2_RMPA | SPP_N | RMPA | External | Shoulder | B14 | 900 | 210 | 0 | 48.1 | 45.53 | 5 | 0
2030 | SPP_N_2_RMPA | SPP_N | RMPA | External | Shoulder | B15 | 1203 | 210 | 0 | 47.97 | 45.53 | 5 | 0
2030 | SPP_N_2_RMPA | SPP_N | RMPA | External | Summer | B1 | 10 | 210 | 0 | 750.18 | 728.18 | 5 | 0
2030 | SPP_N_2_RMPA | SPP_N | RMPA | External | Summer | B2 | 25 | 210 | 0 | 746.18 | 112.16 | 5 | 0
2030 | SPP_N_2_RMPA | SPP_N | RMPA | External | Summer | B3 | 75 | 210 | 0 | 83.65 | 78.67 | 5 | 0
2030 | SPP_N_2_RMPA | SPP_N | RMPA | External | Summer | B4 | 100 | 210 | 0 | 81.48 | 66.48 | 5 | 0
2030 | SPP_N_2_RMPA | SPP_N | RMPA | External | Summer | B5 | 200 | 210 | 0 | 74.84 | 59.84 | 5 | 0
2030 | SPP_N_2_RMPA | SPP_N | RMPA | External | Summer | B6 | 300 | 210 | 0 | 56.88 | 50.17 | 5 | 0
2030 | SPP_N_2_RMPA | SPP_N | RMPA | External | Summer | B7 | 400 | 210 | 0 | 48.57 | 50.14 | 5 | 0
2030 | SPP_N_2_RMPA | SPP_N | RMPA | External | Summer | B8 | 500 | 210 | 0 | 47.72 | 47.49 | 5 | 0
2030 | SPP_N_2_RMPA | SPP_N | RMPA | External | Summer | B9 | 800 | 210 | 0 | 46.37 | 35.85 | 5 | 0
2030 | SPP_N_2_RMPA | SPP_N | RMPA | External | Summer | B10 | 1262 | 210 | 0 | 43.85 | 35.85 | 5 | 0
2030 | SPP_N_2_RMPA | SPP_N | RMPA | External | Winter | B16 | 25 | 210 | 210 | 56.69 | 64.88 | 5 | 3.19
2030 | SPP_N_2_RMPA | SPP_N | RMPA | External | Winter | B17 | 100 | 210 | 0 | 51.29 | 56.28 | 5 | 0
2030 | SPP_N_2_RMPA | SPP_N | RMPA | External | Winter | B18 | 400 | 210 | 0 | 51.17 | 48.55 | 5 | 0
2030 | SPP_N_2_RMPA | SPP_N | RMPA | External | Winter | B19 | 700 | 210 | 0 | 51.17 | 48.55 | 5 | 0
2030 | SPP_N_2_RMPA | SPP_N | RMPA | External | Winter | B20 | 935 | 210 | 0 | 46.17 | 40.43 | 5 | 0
2030 | SPP_S_2_ERCOT | SPP_S | ERCOT | External | Shoulder | B11 | 25 | 800 | 800 | 71.53 | 81.92 | 5 | 5.39
2030 | SPP_S_2_ERCOT | SPP_S | ERCOT | External | Shoulder | B12 | 200 | 800 | 0 | 50.15 | 52.2 | 5 | 0
2030 | SPP_S_2_ERCOT | SPP_S | ERCOT | External | Shoulder | B13 | 600 | 800 | 0 | 48.09 | 47.87 | 5 | 0
2030 | SPP_S_2_ERCOT | SPP_S | ERCOT | External | Shoulder | B14 | 900 | 800 | 0 | 48.09 | 47.87 | 5 | 0
2030 | SPP_S_2_ERCOT | SPP_S | ERCOT | External | Shoulder | B15 | 1203 | 800 | 0 | 47.98 | 47.87 | 5 | 0
2030 | SPP_S_2_ERCOT | SPP_S | ERCOT | External | Summer | B1 | 10 | 800 | 0 | 750.19 | 751.19 | 5 | 0
2030 | SPP_S_2_ERCOT | SPP_S | ERCOT | External | Summer | B2 | 25 | 800 | 609.26 | 746.19 | 751.19 | 5 | 0
2030 | SPP_S_2_ERCOT | SPP_S | ERCOT | External | Summer | B3 | 75 | 800 | 800 | 83.66 | 335.42 | 5 | 246.75
2030 | SPP_S_2_ERCOT | SPP_S | ERCOT | External | Summer | B4 | 100 | 800 | 0 | 81.5 | 79.8 | 5 | 0
2030 | SPP_S_2_ERCOT | SPP_S | ERCOT | External | Summer | B5 | 200 | 800 | 0 | 74.85 | 79.8 | 5 | 0
2030 | SPP_S_2_ERCOT | SPP_S | ERCOT | External | Summer | B6 | 300 | 800 | 800 | 56.89 | 68.1 | 5 | 6.2
2030 | SPP_S_2_ERCOT | SPP_S | ERCOT | External | Summer | B7 | 400 | 800 | 0 | 48.58 | 50.77 | 5 | 0
2030 | SPP_S_2_ERCOT | SPP_S | ERCOT | External | Summer | B8 | 500 | 800 | 0 | 47.73 | 46.56 | 5 | 0
2030 | SPP_S_2_ERCOT | SPP_S | ERCOT | External | Summer | B9 | 800 | 800 | 0 | 46.38 | 46.56 | 5 | 0
2030 | SPP_S_2_ERCOT | SPP_S | ERCOT | External | Summer | B10 | 1262 | 800 | 0 | 46.36 | 46.56 | 5 | 0
2030 | SPP_S_2_ERCOT | SPP_S | ERCOT | External | Winter | B16 | 25 | 800 | 0 | 53.65 | 55.33 | 5 | 0
2030 | SPP_S_2_ERCOT | SPP_S | ERCOT | External | Winter | B17 | 100 | 800 | 0 | 51.3 | 50.72 | 5 | 0
2030 | SPP_S_2_ERCOT | SPP_S | ERCOT | External | Winter | B18 | 400 | 800 | 0 | 51.18 | 50.72 | 5 | 0
2030 | SPP_S_2_ERCOT | SPP_S | ERCOT | External | Winter | B19 | 700 | 800 | 0 | 51.18 | 50.72 | 5 | 0
2030 | SPP_S_2_ERCOT | SPP_S | ERCOT | External | Winter | B20 | 935 | 800 | 0 | 46.18 | 50.72 | 5 | 0
2035 | AZ_NM_SNV_Coal_2_SPP_S | AZ_NM_SNV_Coal | SPP_S | External | Shoulder | B11 | 25 | 400 | 400 | 65.95 | 77 | 8.17 | 2.89
2035 | AZ_NM_SNV_Coal_2_SPP_S | AZ_NM_SNV_Coal | SPP_S | External | Shoulder | B12 | 200 | 400 | 0 | 65.94 | 53.52 | 8.17 | 0
2035 | AZ_NM_SNV_Coal_2_SPP_S | AZ_NM_SNV_Coal | SPP_S | External | Shoulder | B13 | 600 | 400 | 0 | 65.93 | 53.4 | 8.17 | 0
2035 | AZ_NM_SNV_Coal_2_SPP_S | AZ_NM_SNV_Coal | SPP_S | External | Shoulder | B14 | 900 | 400 | 0 | 65.93 | 48.89 | 8.17 | 0
2035 | AZ_NM_SNV_Coal_2_SPP_S | AZ_NM_SNV_Coal | SPP_S | External | Shoulder | B15 | 1203 | 400 | 0 | 65.93 | 48.62 | 8.17 | 0
2035 | AZ_NM_SNV_Coal_2_SPP_S | AZ_NM_SNV_Coal | SPP_S | External | Summer | B1 | 10 | 400 | 180.51 | 324.73 | 332.89 | 8.17 | 0
2035 | AZ_NM_SNV_Coal_2_SPP_S | AZ_NM_SNV_Coal | SPP_S | External | Summer | B2 | 25 | 400 | 400 | 119.88 | 746.19 | 8.17 | 618.14
2035 | AZ_NM_SNV_Coal_2_SPP_S | AZ_NM_SNV_Coal | SPP_S | External | Summer | B3 | 75 | 400 | 309.74 | 101.48 | 109.65 | 8.17 | 0
2035 | AZ_NM_SNV_Coal_2_SPP_S | AZ_NM_SNV_Coal | SPP_S | External | Summer | B4 | 100 | 400 | 147.73 | 80.15 | 88.31 | 8.17 | 0
2035 | AZ_NM_SNV_Coal_2_SPP_S | AZ_NM_SNV_Coal | SPP_S | External | Summer | B5 | 200 | 400 | 400 | 74.6 | 82.84 | 8.17 | 0.07
2035 | AZ_NM_SNV_Coal_2_SPP_S | AZ_NM_SNV_Coal | SPP_S | External | Summer | B6 | 300 | 400 | 0 | 68.15 | 60.9 | 8.17 | 0
2035 | AZ_NM_SNV_Coal_2_SPP_S | AZ_NM_SNV_Coal | SPP_S | External | Summer | B7 | 400 | 400 | 0 | 68.13 | 53.39 | 8.17 | 0
2035 | AZ_NM_SNV_Coal_2_SPP_S | AZ_NM_SNV_Coal | SPP_S | External | Summer | B8 | 500 | 400 | 0 | 68.13 | 51.61 | 8.17 | 0
2035 | AZ_NM_SNV_Coal_2_SPP_S | AZ_NM_SNV_Coal | SPP_S | External | Summer | B9 | 800 | 400 | 0 | 68.13 | 51.61 | 8.17 | 0
2035 | AZ_NM_SNV_Coal_2_SPP_S | AZ_NM_SNV_Coal | SPP_S | External | Summer | B10 | 1262 | 400 | 0 | 68.13 | 46.83 | 8.17 | 0
2035 | AZ_NM_SNV_Coal_2_SPP_S | AZ_NM_SNV_Coal | SPP_S | External | Winter | B16 | 25 | 400 | 0 | 65.95 | 57.13 | 8.17 | 0
2035 | AZ_NM_SNV_Coal_2_SPP_S | AZ_NM_SNV_Coal | SPP_S | External | Winter | B17 | 100 | 400 | 0 | 65.94 | 57 | 8.17 | 0
2035 | AZ_NM_SNV_Coal_2_SPP_S | AZ_NM_SNV_Coal | SPP_S | External | Winter | B18 | 400 | 400 | 0 | 65.93 | 52.79 | 8.17 | 0
2035 | AZ_NM_SNV_Coal_2_SPP_S | AZ_NM_SNV_Coal | SPP_S | External | Winter | B19 | 700 | 400 | 0 | 65.93 | 52.02 | 8.17 | 0
2035 | AZ_NM_SNV_Coal_2_SPP_S | AZ_NM_SNV_Coal | SPP_S | External | Winter | B20 | 935 | 400 | 0 | 65.93 | 47.47 | 8.17 | 0
2035 | MAPP_US_2_RMPA | MAPP_US | RMPA | External | Shoulder | B11 | 25 | 200 | 0 | 76.7 | 57.79 | 8 | 0
2035 | MAPP_US_2_RMPA | MAPP_US | RMPA | External | Shoulder | B12 | 200 | 200 | 0 | 56.84 | 57.76 | 8 | 0
2035 | MAPP_US_2_RMPA | MAPP_US | RMPA | External | Shoulder | B13 | 600 | 200 | 0 | 46.96 | 53.86 | 8 | 0
2035 | MAPP_US_2_RMPA | MAPP_US | RMPA | External | Shoulder | B14 | 900 | 200 | 0 | 46.71 | 53.86 | 8 | 0
2035 | MAPP_US_2_RMPA | MAPP_US | RMPA | External | Shoulder | B15 | 1203 | 200 | 0 | 46.36 | 53.61 | 8 | 0
2035 | MAPP_US_2_RMPA | MAPP_US | RMPA | External | Summer | B1 | 10 | 200 | 0 | 742.16 | 734.16 | 8 | 0
2035 | MAPP_US_2_RMPA | MAPP_US | RMPA | External | Summer | B2 | 25 | 200 | 0 | 742.13 | 128.05 | 8 | 0
2035 | MAPP_US_2_RMPA | MAPP_US | RMPA | External | Summer | B3 | 75 | 200 | 0 | 102.62 | 101.62 | 8 | 0
2035 | MAPP_US_2_RMPA | MAPP_US | RMPA | External | Summer | B4 | 100 | 200 | 0 | 80.53 | 79.53 | 8 | 0
2035 | MAPP_US_2_RMPA | MAPP_US | RMPA | External | Summer | B5 | 200 | 200 | 0 | 76.23 | 75.23 | 8 | 0
2035 | MAPP_US_2_RMPA | MAPP_US | RMPA | External | Summer | B6 | 300 | 200 | 0 | 53.9 | 59.99 | 8 | 0
2035 | MAPP_US_2_RMPA | MAPP_US | RMPA | External | Summer | B7 | 400 | 200 | 200 | 46.39 | 58.39 | 8 | 4
2035 | MAPP_US_2_RMPA | MAPP_US | RMPA | External | Summer | B8 | 500 | 200 | 132.32 | 44.52 | 52.52 | 8 | 0
2035 | MAPP_US_2_RMPA | MAPP_US | RMPA | External | Summer | B9 | 800 | 200 | 0 | 44.52 | 43.52 | 8 | 0
2035 | MAPP_US_2_RMPA | MAPP_US | RMPA | External | Summer | B10 | 1262 | 200 | 0 | 39.8 | 43.52 | 8 | 0
2035 | MAPP_US_2_RMPA | MAPP_US | RMPA | External | Winter | B16 | 25 | 200 | 0 | 71.72 | 74.12 | 8 | 0
2035 | MAPP_US_2_RMPA | MAPP_US | RMPA | External | Winter | B17 | 100 | 200 | 0 | 54.98 | 62 | 8 | 0
2035 | MAPP_US_2_RMPA | MAPP_US | RMPA | External | Winter | B18 | 400 | 200 | 0 | 49.84 | 57.76 | 8 | 0
2035 | MAPP_US_2_RMPA | MAPP_US | RMPA | External | Winter | B19 | 700 | 200 | 200 | 47.17 | 57.03 | 8 | 1.86
2035 | MAPP_US_2_RMPA | MAPP_US | RMPA | External | Winter | B20 | 935 | 200 | 0 | 45.44 | 48.86 | 8 | 0
2035 | NE_2_RMPA | NE | RMPA | External | Shoulder | B11 | 25 | 310 | 0 | 83.7 | 57.79 | 5 | 0
2035 | NE_2_RMPA | NE | RMPA | External | Shoulder | B12 | 200 | 310 | 0 | 58.84 | 57.76 | 5 | 0
2035 | NE_2_RMPA | NE | RMPA | External | Shoulder | B13 | 600 | 310 | 0 | 53.4 | 53.86 | 5 | 0
2035 | NE_2_RMPA | NE | RMPA | External | Shoulder | B14 | 900 | 310 | 44.35 | 48.86 | 53.86 | 5 | 0
2035 | NE_2_RMPA | NE | RMPA | External | Shoulder | B15 | 1203 | 310 | 310 | 48.6 | 53.61 | 5 | 0.01
2035 | NE_2_RMPA | NE | RMPA | External | Summer | B1 | 10 | 310 | 0 | 744.16 | 734.16 | 5 | 0
2035 | NE_2_RMPA | NE | RMPA | External | Summer | B2 | 25 | 310 | 0 | 746.18 | 128.05 | 5 | 0
2035 | NE_2_RMPA | NE | RMPA | External | Summer | B3 | 75 | 310 | 0 | 109.62 | 101.62 | 5 | 0
2035 | NE_2_RMPA | NE | RMPA | External | Summer | B4 | 100 | 310 | 0 | 87.53 | 79.53 | 5 | 0
2035 | NE_2_RMPA | NE | RMPA | External | Summer | B5 | 200 | 310 | 0 | 83.23 | 75.23 | 5 | 0
2035 | NE_2_RMPA | NE | RMPA | External | Summer | B6 | 300 | 310 | 0 | 60.9 | 59.99 | 5 | 0
2035 | NE_2_RMPA | NE | RMPA | External | Summer | B7 | 400 | 310 | 294.43 | 53.39 | 58.39 | 5 | 0
2035 | NE_2_RMPA | NE | RMPA | External | Summer | B8 | 500 | 310 | 0 | 51.52 | 52.52 | 5 | 0
2035 | NE_2_RMPA | NE | RMPA | External | Summer | B9 | 800 | 310 | 0 | 51.52 | 43.52 | 5 | 0
2035 | NE_2_RMPA | NE | RMPA | External | Summer | B10 | 1262 | 310 | 0 | 46.8 | 43.52 | 5 | 0
2035 | NE_2_RMPA | NE | RMPA | External | Winter | B16 | 25 | 310 | 0 | 73.72 | 74.12 | 5 | 0
2035 | NE_2_RMPA | NE | RMPA | External | Winter | B17 | 100 | 310 | 158.54 | 57 | 62 | 5 | 0
2035 | NE_2_RMPA | NE | RMPA | External | Winter | B18 | 400 | 310 | 81.4 | 52.76 | 57.76 | 5 | 0
2035 | NE_2_RMPA | NE | RMPA | External | Winter | B19 | 700 | 310 | 257.08 | 52.03 | 57.03 | 5 | 0
2035 | NE_2_RMPA | NE | RMPA | External | Winter | B20 | 935 | 310 | 0 | 47.44 | 48.86 | 5 | 0
2035 | NWPP_Coal_2_MAPP_US | NWPP_Coal | MAPP_US | External | Shoulder | B11 | 25 | 150 | 150 | 65.93 | 76.7 | 8 | 2.77
2035 | NWPP_Coal_2_MAPP_US | NWPP_Coal | MAPP_US | External | Shoulder | B12 | 200 | 150 | 0 | 65.93 | 56.84 | 8 | 0
2035 | NWPP_Coal_2_MAPP_US | NWPP_Coal | MAPP_US | External | Shoulder | B13 | 600 | 150 | 0 | 65.93 | 46.96 | 8 | 0
2035 | NWPP_Coal_2_MAPP_US | NWPP_Coal | MAPP_US | External | Shoulder | B14 | 900 | 150 | 0 | 65.93 | 46.71 | 8 | 0
2035 | NWPP_Coal_2_MAPP_US | NWPP_Coal | MAPP_US | External | Shoulder | B15 | 1203 | 150 | 0 | 65.93 | 46.36 | 8 | 0
2035 | NWPP_Coal_2_MAPP_US | NWPP_Coal | MAPP_US | External | Summer | B1 | 10 | 150 | 150 | 68.12 | 742.16 | 8 | 666.05
2035 | NWPP_Coal_2_MAPP_US | NWPP_Coal | MAPP_US | External | Summer | B2 | 25 | 150 | 150 | 68.12 | 742.13 | 8 | 666.01
2035 | NWPP_Coal_2_MAPP_US | NWPP_Coal | MAPP_US | External | Summer | B3 | 75 | 150 | 150 | 68.12 | 102.62 | 8 | 26.51
2035 | NWPP_Coal_2_MAPP_US | NWPP_Coal | MAPP_US | External | Summer | B4 | 100 | 150 | 150 | 68.12 | 80.53 | 8 | 4.42
2035 | NWPP_Coal_2_MAPP_US | NWPP_Coal | MAPP_US | External | Summer | B5 | 200 | 150 | 150 | 68.12 | 76.23 | 8 | 0.11
2035 | NWPP_Coal_2_MAPP_US | NWPP_Coal | MAPP_US | External | Summer | B6 | 300 | 150 | 0 | 68.12 | 53.9 | 8 | 0
2035 | NWPP_Coal_2_MAPP_US | NWPP_Coal | MAPP_US | External | Summer | B7 | 400 | 150 | 0 | 68.12 | 46.39 | 8 | 0
2035 | NWPP_Coal_2_MAPP_US | NWPP_Coal | MAPP_US | External | Summer | B8 | 500 | 150 | 0 | 68.12 | 44.52 | 8 | 0
2035 | NWPP_Coal_2_MAPP_US | NWPP_Coal | MAPP_US | External | Summer | B9 | 800 | 150 | 0 | 68.12 | 44.52 | 8 | 0
2035 | NWPP_Coal_2_MAPP_US | NWPP_Coal | MAPP_US | External | Summer | B10 | 1262 | 150 | 0 | 68.12 | 39.8 | 8 | 0
2035 | NWPP_Coal_2_MAPP_US | NWPP_Coal | MAPP_US | External | Winter | B16 | 25 | 150 | 0 | 65.93 | 71.72 | 8 | 0
2035 | NWPP_Coal_2_MAPP_US | NWPP_Coal | MAPP_US | External | Winter | B17 | 100 | 150 | 0 | 65.93 | 54.98 | 8 | 0
2035 | NWPP_Coal_2_MAPP_US | NWPP_Coal | MAPP_US | External | Winter | B18 | 400 | 150 | 0 | 65.93 | 49.84 | 8 | 0
2035 | NWPP_Coal_2_MAPP_US | NWPP_Coal | MAPP_US | External | Winter | B19 | 700 | 150 | 0 | 65.93 | 47.17 | 8 | 0
2035 | NWPP_Coal_2_MAPP_US | NWPP_Coal | MAPP_US | External | Winter | B20 | 935 | 150 | 0 | 65.93 | 45.44 | 8 | 0
2035 | RMPA_2_MAPP_US | RMPA | MAPP_US | External | Shoulder | B11 | 25 | 200 | 200 | 57.79 | 76.7 | 8 | 10.91
2035 | RMPA_2_MAPP_US | RMPA | MAPP_US | External | Shoulder | B12 | 200 | 200 | 0 | 57.76 | 56.84 | 8 | 0
2035 | RMPA_2_MAPP_US | RMPA | MAPP_US | External | Shoulder | B13 | 600 | 200 | 0 | 53.86 | 46.96 | 8 | 0
2035 | RMPA_2_MAPP_US | RMPA | MAPP_US | External | Shoulder | B14 | 900 | 200 | 0 | 53.86 | 46.71 | 8 | 0
2035 | RMPA_2_MAPP_US | RMPA | MAPP_US | External | Shoulder | B15 | 1203 | 200 | 0 | 53.61 | 46.36 | 8 | 0
2035 | RMPA_2_MAPP_US | RMPA | MAPP_US | External | Summer | B1 | 10 | 200 | 28.45 | 734.16 | 742.16 | 8 | 0
2035 | RMPA_2_MAPP_US | RMPA | MAPP_US | External | Summer | B2 | 25 | 200 | 200 | 128.05 | 742.13 | 8 | 606.08
2035 | RMPA_2_MAPP_US | RMPA | MAPP_US | External | Summer | B3 | 75 | 200 | 0 | 101.62 | 102.62 | 8 | 0
2035 | RMPA_2_MAPP_US | RMPA | MAPP_US | External | Summer | B4 | 100 | 200 | 0 | 79.53 | 80.53 | 8 | 0
2035 | RMPA_2_MAPP_US | RMPA | MAPP_US | External | Summer | B5 | 200 | 200 | 0 | 75.23 | 76.23 | 8 | 0
2035 | RMPA_2_MAPP_US | RMPA | MAPP_US | External | Summer | B6 | 300 | 200 | 0 | 59.99 | 53.9 | 8 | 0
2035 | RMPA_2_MAPP_US | RMPA | MAPP_US | External | Summer | B7 | 400 | 200 | 0 | 58.39 | 46.39 | 8 | 0
2035 | RMPA_2_MAPP_US | RMPA | MAPP_US | External | Summer | B8 | 500 | 200 | 0 | 52.52 | 44.52 | 8 | 0
2035 | RMPA_2_MAPP_US | RMPA | MAPP_US | External | Summer | B9 | 800 | 200 | 0 | 43.52 | 44.52 | 8 | 0
2035 | RMPA_2_MAPP_US | RMPA | MAPP_US | External | Summer | B10 | 1262 | 200 | 0 | 43.52 | 39.8 | 8 | 0
2035 | RMPA_2_MAPP_US | RMPA | MAPP_US | External | Winter | B16 | 25 | 200 | 0 | 74.12 | 71.72 | 8 | 0
2035 | RMPA_2_MAPP_US | RMPA | MAPP_US | External | Winter | B17 | 100 | 200 | 0 | 62 | 54.98 | 8 | 0
2035 | RMPA_2_MAPP_US | RMPA | MAPP_US | External | Winter | B18 | 400 | 200 | 0 | 57.76 | 49.84 | 8 | 0
2035 | RMPA_2_MAPP_US | RMPA | MAPP_US | External | Winter | B19 | 700 | 200 | 0 | 57.03 | 47.17 | 8 | 0
2035 | RMPA_2_MAPP_US | RMPA | MAPP_US | External | Winter | B20 | 935 | 200 | 0 | 48.86 | 45.44 | 8 | 0
2035 | RMPA_2_NE | RMPA | NE | External | Shoulder | B11 | 25 | 310 | 310 | 57.79 | 83.7 | 8 | 17.91
2035 | RMPA_2_NE | RMPA | NE | External | Shoulder | B12 | 200 | 310 | 0 | 57.76 | 58.84 | 8 | 0
2035 | RMPA_2_NE | RMPA | NE | External | Shoulder | B13 | 600 | 310 | 0 | 53.86 | 53.4 | 8 | 0
2035 | RMPA_2_NE | RMPA | NE | External | Shoulder | B14 | 900 | 310 | 0 | 53.86 | 48.86 | 8 | 0
2035 | RMPA_2_NE | RMPA | NE | External | Shoulder | B15 | 1203 | 310 | 0 | 53.61 | 48.6 | 8 | 0
2035 | RMPA_2_NE | RMPA | NE | External | Summer | B1 | 10 | 310 | 310 | 734.16 | 744.16 | 8 | 2
2035 | RMPA_2_NE | RMPA | NE | External | Summer | B2 | 25 | 310 | 310 | 128.05 | 746.18 | 8 | 610.13
2035 | RMPA_2_NE | RMPA | NE | External | Summer | B3 | 75 | 310 | 294.21 | 101.62 | 109.62 | 8 | 0
2035 | RMPA_2_NE | RMPA | NE | External | Summer | B4 | 100 | 310 | 230.47 | 79.53 | 87.53 | 8 | 0
2035 | RMPA_2_NE | RMPA | NE | External | Summer | B5 | 200 | 310 | 258.02 | 75.23 | 83.23 | 8 | 0
2035 | RMPA_2_NE | RMPA | NE | External | Summer | B6 | 300 | 310 | 0 | 59.99 | 60.9 | 8 | 0
2035 | RMPA_2_NE | RMPA | NE | External | Summer | B7 | 400 | 310 | 0 | 58.39 | 53.39 | 8 | 0
2035 | RMPA_2_NE | RMPA | NE | External | Summer | B8 | 500 | 310 | 0 | 52.52 | 51.52 | 8 | 0
2035 | RMPA_2_NE | RMPA | NE | External | Summer | B9 | 800 | 310 | 203.14 | 43.52 | 51.52 | 8 | 0
2035 | RMPA_2_NE | RMPA | NE | External | Summer | B10 | 1262 | 310 | 0 | 43.52 | 46.8 | 8 | 0
2035 | RMPA_2_NE | RMPA | NE | External | Winter | B16 | 25 | 310 | 0 | 74.12 | 73.72 | 8 | 0
2035 | RMPA_2_NE | RMPA | NE | External | Winter | B17 | 100 | 310 | 0 | 62 | 57 | 8 | 0
2035 | RMPA_2_NE | RMPA | NE | External | Winter | B18 | 400 | 310 | 0 | 57.76 | 52.76 | 8 | 0
2035 | RMPA_2_NE | RMPA | NE | External | Winter | B19 | 700 | 310 | 0 | 57.03 | 52.03 | 8 | 0
2035 | RMPA_2_NE | RMPA | NE | External | Winter | B20 | 935 | 310 | 0 | 48.86 | 47.44 | 8 | 0
2035 | RMPA_2_SPP_N | RMPA | SPP_N | External | Shoulder | B11 | 25 | 210 | 210 | 57.79 | 83.71 | 8 | 17.92
2035 | RMPA_2_SPP_N | RMPA | SPP_N | External | Shoulder | B12 | 200 | 210 | 0 | 57.76 | 58.85 | 8 | 0
2035 | RMPA_2_SPP_N | RMPA | SPP_N | External | Shoulder | B13 | 600 | 210 | 0 | 53.86 | 53.38 | 8 | 0
2035 | RMPA_2_SPP_N | RMPA | SPP_N | External | Shoulder | B14 | 900 | 210 | 0 | 53.86 | 48.87 | 8 | 0
2035 | RMPA_2_SPP_N | RMPA | SPP_N | External | Shoulder | B15 | 1203 | 210 | 0 | 53.61 | 48.61 | 8 | 0
2035 | RMPA_2_SPP_N | RMPA | SPP_N | External | Summer | B1 | 10 | 210 | 210 | 734.16 | 744.18 | 8 | 2.01
2035 | RMPA_2_SPP_N | RMPA | SPP_N | External | Summer | B2 | 25 | 210 | 210 | 128.05 | 746.19 | 8 | 610.14
2035 | RMPA_2_SPP_N | RMPA | SPP_N | External | Summer | B3 | 75 | 210 | 210 | 101.62 | 109.63 | 8 | 0.01
2035 | RMPA_2_SPP_N | RMPA | SPP_N | External | Summer | B4 | 100 | 210 | 210 | 79.53 | 88.32 | 8 | 0.79
2035 | RMPA_2_SPP_N | RMPA | SPP_N | External | Summer | B5 | 200 | 210 | 210 | 75.23 | 83.24 | 8 | 0.01
2035 | RMPA_2_SPP_N | RMPA | SPP_N | External | Summer | B6 | 300 | 210 | 0 | 59.99 | 60.91 | 8 | 0
2035 | RMPA_2_SPP_N | RMPA | SPP_N | External | Summer | B7 | 400 | 210 | 0 | 58.39 | 53.4 | 8 | 0
2035 | RMPA_2_SPP_N | RMPA | SPP_N | External | Summer | B8 | 500 | 210 | 0 | 52.52 | 51.6 | 8 | 0
2035 | RMPA_2_SPP_N | RMPA | SPP_N | External | Summer | B9 | 800 | 210 | 210 | 43.52 | 51.6 | 8 | 0.08
2035 | RMPA_2_SPP_N | RMPA | SPP_N | External | Summer | B10 | 1262 | 210 | 0 | 43.52 | 46.81 | 8 | 0
2035 | RMPA_2_SPP_N | RMPA | SPP_N | External | Winter | B16 | 25 | 210 | 0 | 74.12 | 73.73 | 8 | 0
2035 | RMPA_2_SPP_N | RMPA | SPP_N | External | Winter | B17 | 100 | 210 | 0 | 62 | 56.99 | 8 | 0
2035 | RMPA_2_SPP_N | RMPA | SPP_N | External | Winter | B18 | 400 | 210 | 0 | 57.76 | 52.78 | 8 | 0
2035 | RMPA_2_SPP_N | RMPA | SPP_N | External | Winter | B19 | 700 | 210 | 0 | 57.03 | 52.03 | 8 | 0
2035 | RMPA_2_SPP_N | RMPA | SPP_N | External | Winter | B20 | 935 | 210 | 0 | 48.86 | 47.45 | 8 | 0
2035 | SPP_N_2_RMPA | SPP_N | RMPA | External | Shoulder | B11 | 25 | 210 | 0 | 83.71 | 57.79 | 5 | 0
2035 | SPP_N_2_RMPA | SPP_N | RMPA | External | Shoulder | B12 | 200 | 210 | 0 | 58.85 | 57.76 | 5 | 0
2035 | SPP_N_2_RMPA | SPP_N | RMPA | External | Shoulder | B13 | 600 | 210 | 0 | 53.38 | 53.86 | 5 | 0
2035 | SPP_N_2_RMPA | SPP_N | RMPA | External | Shoulder | B14 | 900 | 210 | 0 | 48.87 | 53.86 | 5 | 0
2035 | SPP_N_2_RMPA | SPP_N | RMPA | External | Shoulder | B15 | 1203 | 210 | 179.69 | 48.61 | 53.61 | 5 | 0
2035 | SPP_N_2_RMPA | SPP_N | RMPA | External | Summer | B1 | 10 | 210 | 0 | 744.18 | 734.16 | 5 | 0
2035 | SPP_N_2_RMPA | SPP_N | RMPA | External | Summer | B2 | 25 | 210 | 0 | 746.19 | 128.05 | 5 | 0
2035 | SPP_N_2_RMPA | SPP_N | RMPA | External | Summer | B3 | 75 | 210 | 0 | 109.63 | 101.62 | 5 | 0
2035 | SPP_N_2_RMPA | SPP_N | RMPA | External | Summer | B4 | 100 | 210 | 0 | 88.32 | 79.53 | 5 | 0
2035 | SPP_N_2_RMPA | SPP_N | RMPA | External | Summer | B5 | 200 | 210 | 0 | 83.24 | 75.23 | 5 | 0
2035 | SPP_N_2_RMPA | SPP_N | RMPA | External | Summer | B6 | 300 | 210 | 0 | 60.91 | 59.99 | 5 | 0
2035 | SPP_N_2_RMPA | SPP_N | RMPA | External | Summer | B7 | 400 | 210 | 0 | 53.4 | 58.39 | 5 | 0
2035 | SPP_N_2_RMPA | SPP_N | RMPA | External | Summer | B8 | 500 | 210 | 0 | 51.6 | 52.52 | 5 | 0
2035 | SPP_N_2_RMPA | SPP_N | RMPA | External | Summer | B9 | 800 | 210 | 0 | 51.6 | 43.52 | 5 | 0
2035 | SPP_N_2_RMPA | SPP_N | RMPA | External | Summer | B10 | 1262 | 210 | 0 | 46.81 | 43.52 | 5 | 0
2035 | SPP_N_2_RMPA | SPP_N | RMPA | External | Winter | B16 | 25 | 210 | 0 | 73.73 | 74.12 | 5 | 0
2035 | SPP_N_2_RMPA | SPP_N | RMPA | External | Winter | B17 | 100 | 210 | 210 | 56.99 | 62 | 5 | 0.01
2035 | SPP_N_2_RMPA | SPP_N | RMPA | External | Winter | B18 | 400 | 210 | 0 | 52.78 | 57.76 | 5 | 0
2035 | SPP_N_2_RMPA | SPP_N | RMPA | External | Winter | B19 | 700 | 210 | 154.94 | 52.03 | 57.03 | 5 | 0
2035 | SPP_N_2_RMPA | SPP_N | RMPA | External | Winter | B20 | 935 | 210 | 0 | 47.45 | 48.86 | 5 | 0
2035 | SPP_S_2_ERCOT | SPP_S | ERCOT | External | Shoulder | B11 | 25 | 800 | 800 | 77 | 90.75 | 5 | 8.75
2035 | SPP_S_2_ERCOT | SPP_S | ERCOT | External | Shoulder | B12 | 200 | 800 | 0 | 53.52 | 58.18 | 5 | 0
2035 | SPP_S_2_ERCOT | SPP_S | ERCOT | External | Shoulder | B13 | 600 | 800 | 0 | 53.4 | 53.32 | 5 | 0
2035 | SPP_S_2_ERCOT | SPP_S | ERCOT | External | Shoulder | B14 | 900 | 800 | 0 | 48.89 | 53.32 | 5 | 0
2035 | SPP_S_2_ERCOT | SPP_S | ERCOT | External | Shoulder | B15 | 1203 | 800 | 0 | 48.62 | 53.32 | 5 | 0
2035 | SPP_S_2_ERCOT | SPP_S | ERCOT | External | Summer | B1 | 10 | 800 | 800 | 332.89 | 751.19 | 5 | 413.29
2035 | SPP_S_2_ERCOT | SPP_S | ERCOT | External | Summer | B2 | 25 | 800 | 57.75 | 746.19 | 751.19 | 5 | 0
2035 | SPP_S_2_ERCOT | SPP_S | ERCOT | External | Summer | B3 | 75 | 800 | 800 | 109.65 | 345.22 | 5 | 230.58
2035 | SPP_S_2_ERCOT | SPP_S | ERCOT | External | Summer | B4 | 100 | 800 | 0 | 88.31 | 88.33 | 5 | 0
2035 | SPP_S_2_ERCOT | SPP_S | ERCOT | External | Summer | B5 | 200 | 800 | 378.88 | 82.84 | 87.84 | 5 | 0
2035 | SPP_S_2_ERCOT | SPP_S | ERCOT | External | Summer | B6 | 300 | 800 | 737.82 | 60.9 | 65.9 | 5 | 0
2035 | SPP_S_2_ERCOT | SPP_S | ERCOT | External | Summer | B7 | 400 | 800 | 0 | 53.39 | 56.54 | 5 | 0
2035 | SPP_S_2_ERCOT | SPP_S | ERCOT | External | Summer | B8 | 500 | 800 | 0 | 51.61 | 51.83 | 5 | 0
2035 | SPP_S_2_ERCOT | SPP_S | ERCOT | External | Summer | B9 | 800 | 800 | 0 | 51.61 | 51.83 | 5 | 0
2035 | SPP_S_2_ERCOT | SPP_S | ERCOT | External | Summer | B10 | 1262 | 800 | 289.7 | 46.83 | 51.83 | 5 | 0
2035 | SPP_S_2_ERCOT | SPP_S | ERCOT | External | Winter | B16 | 25 | 800 | 0 | 57.13 | 61.62 | 5 | 0
2035 | SPP_S_2_ERCOT | SPP_S | ERCOT | External | Winter | B17 | 100 | 800 | 0 | 57 | 56.47 | 5 | 0
2035 | SPP_S_2_ERCOT | SPP_S | ERCOT | External | Winter | B18 | 400 | 800 | 0 | 52.79 | 56.47 | 5 | 0
2035 | SPP_S_2_ERCOT | SPP_S | ERCOT | External | Winter | B19 | 700 | 800 | 0 | 52.02 | 56.47 | 5 | 0
2035 | SPP_S_2_ERCOT | SPP_S | ERCOT | External | Winter | B20 | 935 | 800 | 800 | 47.47 | 56.47 | 5 | 4
2040 | AZ_NM_SNV_Coal_2_SPP_S | AZ_NM_SNV_Coal | SPP_S | External | Shoulder | B11 | 25 | 400 | 400 | 66.24 | 74.99 | 8.17 | 0.58
2040 | AZ_NM_SNV_Coal_2_SPP_S | AZ_NM_SNV_Coal | SPP_S | External | Shoulder | B12 | 200 | 400 | 0 | 66.23 | 59.39 | 8.17 | 0
2040 | AZ_NM_SNV_Coal_2_SPP_S | AZ_NM_SNV_Coal | SPP_S | External | Shoulder | B13 | 600 | 400 | 0 | 66.22 | 59.25 | 8.17 | 0
2040 | AZ_NM_SNV_Coal_2_SPP_S | AZ_NM_SNV_Coal | SPP_S | External | Shoulder | B14 | 900 | 400 | 0 | 66.22 | 54.46 | 8.17 | 0
2040 | AZ_NM_SNV_Coal_2_SPP_S | AZ_NM_SNV_Coal | SPP_S | External | Shoulder | B15 | 1203 | 400 | 0 | 66.22 | 54.46 | 8.17 | 0
2040 | AZ_NM_SNV_Coal_2_SPP_S | AZ_NM_SNV_Coal | SPP_S | External | Summer | B1 | 10 | 400 | 400 | 137.9 | 676.02 | 8.17 | 529.95
2040 | AZ_NM_SNV_Coal_2_SPP_S | AZ_NM_SNV_Coal | SPP_S | External | Summer | B2 | 25 | 400 | 400 | 97.91 | 746.2 | 8.17 | 640.12
2040 | AZ_NM_SNV_Coal_2_SPP_S | AZ_NM_SNV_Coal | SPP_S | External | Summer | B3 | 75 | 400 | 400 | 86.7 | 145.94 | 8.17 | 51.08
2040 | AZ_NM_SNV_Coal_2_SPP_S | AZ_NM_SNV_Coal | SPP_S | External | Summer | B4 | 100 | 400 | 400 | 79.97 | 97.65 | 8.17 | 9.51
2040 | AZ_NM_SNV_Coal_2_SPP_S | AZ_NM_SNV_Coal | SPP_S | External | Summer | B5 | 200 | 400 | 0 | 79.25 | 84.43 | 8.17 | 0
2040 | AZ_NM_SNV_Coal_2_SPP_S | AZ_NM_SNV_Coal | SPP_S | External | Summer | B6 | 300 | 400 | 0 | 79.25 | 61.43 | 8.17 | 0
2040 | AZ_NM_SNV_Coal_2_SPP_S | AZ_NM_SNV_Coal | SPP_S | External | Summer | B7 | 400 | 400 | 0 | 71.84 | 57.43 | 8.17 | 0
2040 | AZ_NM_SNV_Coal_2_SPP_S | AZ_NM_SNV_Coal | SPP_S | External | Summer | B8 | 500 | 400 | 0 | 71.84 | 57.3 | 8.17 | 0
2040 | AZ_NM_SNV_Coal_2_SPP_S | AZ_NM_SNV_Coal | SPP_S | External | Summer | B9 | 800 | 400 | 0 | 71.82 | 54.33 | 8.17 | 0
2040 | AZ_NM_SNV_Coal_2_SPP_S | AZ_NM_SNV_Coal | SPP_S | External | Summer | B10 | 1262 | 400 | 0 | 66.82 | 52.52 | 8.17 | 0
2040 | AZ_NM_SNV_Coal_2_SPP_S | AZ_NM_SNV_Coal | SPP_S | External | Winter | B16 | 25 | 400 | 0 | 69.07 | 63.42 | 8.17 | 0
2040 | AZ_NM_SNV_Coal_2_SPP_S | AZ_NM_SNV_Coal | SPP_S | External | Winter | B17 | 100 | 400 | 0 | 69.06 | 63.1 | 8.17 | 0
2040 | AZ_NM_SNV_Coal_2_SPP_S | AZ_NM_SNV_Coal | SPP_S | External | Winter | B18 | 400 | 400 | 0 | 66.04 | 60.59 | 8.17 | 0
2040 | AZ_NM_SNV_Coal_2_SPP_S | AZ_NM_SNV_Coal | SPP_S | External | Winter | B19 | 700 | 400 | 0 | 66.04 | 58.29 | 8.17 | 0
2040 | AZ_NM_SNV_Coal_2_SPP_S | AZ_NM_SNV_Coal | SPP_S | External | Winter | B20 | 935 | 400 | 0 | 66.04 | 51.26 | 8.17 | 0
2040 | MAPP_US_2_RMPA | MAPP_US | RMPA | External | Shoulder | B11 | 25 | 200 | 0 | 76.42 | 58.05 | 8 | 0
2040 | MAPP_US_2_RMPA | MAPP_US | RMPA | External | Shoulder | B12 | 200 | 200 | 0 | 57.63 | 55.26 | 8 | 0
2040 | MAPP_US_2_RMPA | MAPP_US | RMPA | External | Shoulder | B13 | 600 | 200 | 0 | 52.85 | 55.26 | 8 | 0
2040 | MAPP_US_2_RMPA | MAPP_US | RMPA | External | Shoulder | B14 | 900 | 200 | 0 | 50.79 | 55.26 | 8 | 0
2040 | MAPP_US_2_RMPA | MAPP_US | RMPA | External | Shoulder | B15 | 1203 | 200 | 0 | 50.77 | 55.26 | 8 | 0
2040 | MAPP_US_2_RMPA | MAPP_US | RMPA | External | Summer | B1 | 10 | 200 | 0 | 736.16 | 730.16 | 8 | 0
2040 | MAPP_US_2_RMPA | MAPP_US | RMPA | External | Summer | B2 | 25 | 200 | 0 | 739.18 | 106.08 | 8 | 0
2040 | MAPP_US_2_RMPA | MAPP_US | RMPA | External | Summer | B3 | 75 | 200 | 0 | 131.93 | 95.17 | 8 | 0
2040 | MAPP_US_2_RMPA | MAPP_US | RMPA | External | Summer | B4 | 100 | 200 | 0 | 90.13 | 82.13 | 8 | 0
2040 | MAPP_US_2_RMPA | MAPP_US | RMPA | External | Summer | B5 | 200 | 200 | 0 | 77.43 | 71.09 | 8 | 0
2040 | MAPP_US_2_RMPA | MAPP_US | RMPA | External | Summer | B6 | 300 | 200 | 0 | 59.41 | 63.64 | 8 | 0
2040 | MAPP_US_2_RMPA | MAPP_US | RMPA | External | Summer | B7 | 400 | 200 | 200 | 50.43 | 62.43 | 8 | 4
2040 | MAPP_US_2_RMPA | MAPP_US | RMPA | External | Summer | B8 | 500 | 200 | 0 | 46.95 | 49.29 | 8 | 0
2040 | MAPP_US_2_RMPA | MAPP_US | RMPA | External | Summer | B9 | 800 | 200 | 0 | 46.95 | 45.95 | 8 | 0
2040 | MAPP_US_2_RMPA | MAPP_US | RMPA | External | Summer | B10 | 1262 | 200 | 0 | 45.49 | 45.95 | 8 | 0
2040 | MAPP_US_2_RMPA | MAPP_US | RMPA | External | Winter | B16 | 25 | 200 | 200 | 68.06 | 77.22 | 8 | 1.16
2040 | MAPP_US_2_RMPA | MAPP_US | RMPA | External | Winter | B17 | 100 | 200 | 183.58 | 57.29 | 65.29 | 8 | 0
2040 | MAPP_US_2_RMPA | MAPP_US | RMPA | External | Winter | B18 | 400 | 200 | 0 | 54.8 | 57.88 | 8 | 0
2040 | MAPP_US_2_RMPA | MAPP_US | RMPA | External | Winter | B19 | 700 | 200 | 0 | 52.4 | 57.88 | 8 | 0
2040 | MAPP_US_2_RMPA | MAPP_US | RMPA | External | Winter | B20 | 935 | 200 | 0 | 49.26 | 50.56 | 8 | 0
2040 | NE_2_RMPA | NE | RMPA | External | Shoulder | B11 | 25 | 310 | 0 | 82.41 | 58.05 | 5 | 0
2040 | NE_2_RMPA | NE | RMPA | External | Shoulder | B12 | 200 | 310 | 0 | 61.18 | 55.26 | 5 | 0
2040 | NE_2_RMPA | NE | RMPA | External | Shoulder | B13 | 600 | 310 | 0 | 59.23 | 55.26 | 5 | 0
2040 | NE_2_RMPA | NE | RMPA | External | Shoulder | B14 | 900 | 310 | 0 | 54.44 | 55.26 | 5 | 0
2040 | NE_2_RMPA | NE | RMPA | External | Shoulder | B15 | 1203 | 310 | 0 | 54.44 | 55.26 | 5 | 0
2040 | NE_2_RMPA | NE | RMPA | External | Summer | B1 | 10 | 310 | 0 | 738.16 | 730.16 | 5 | 0
2040 | NE_2_RMPA | NE | RMPA | External | Summer | B2 | 25 | 310 | 0 | 746.18 | 106.08 | 5 | 0
2040 | NE_2_RMPA | NE | RMPA | External | Summer | B3 | 75 | 310 | 0 | 138.93 | 95.17 | 5 | 0
2040 | NE_2_RMPA | NE | RMPA | External | Summer | B4 | 100 | 310 | 0 | 97.13 | 82.13 | 5 | 0
2040 | NE_2_RMPA | NE | RMPA | External | Summer | B5 | 200 | 310 | 0 | 84.43 | 71.09 | 5 | 0
2040 | NE_2_RMPA | NE | RMPA | External | Summer | B6 | 300 | 310 | 0 | 66.41 | 63.64 | 5 | 0
2040 | NE_2_RMPA | NE | RMPA | External | Summer | B7 | 400 | 310 | 100.34 | 57.43 | 62.43 | 5 | 0
2040 | NE_2_RMPA | NE | RMPA | External | Summer | B8 | 500 | 310 | 0 | 53.95 | 49.29 | 5 | 0
2040 | NE_2_RMPA | NE | RMPA | External | Summer | B9 | 800 | 310 | 0 | 53.95 | 45.95 | 5 | 0
2040 | NE_2_RMPA | NE | RMPA | External | Summer | B10 | 1262 | 310 | 0 | 52.49 | 45.95 | 5 | 0
2040 | NE_2_RMPA | NE | RMPA | External | Winter | B16 | 25 | 310 | 0 | 75.06 | 77.22 | 5 | 0
2040 | NE_2_RMPA | NE | RMPA | External | Winter | B17 | 100 | 310 | 0 | 63.07 | 65.29 | 5 | 0
2040 | NE_2_RMPA | NE | RMPA | External | Winter | B18 | 400 | 310 | 0 | 60.58 | 57.88 | 5 | 0
2040 | NE_2_RMPA | NE | RMPA | External | Winter | B19 | 700 | 310 | 0 | 58.39 | 57.88 | 5 | 0
2040 | NE_2_RMPA | NE | RMPA | External | Winter | B20 | 935 | 310 | 0 | 51.26 | 50.56 | 5 | 0
2040 | NWPP_Coal_2_MAPP_US | NWPP_Coal | MAPP_US | External | Shoulder | B11 | 25 | 150 | 150 | 66.22 | 76.42 | 8 | 2.2
2040 | NWPP_Coal_2_MAPP_US | NWPP_Coal | MAPP_US | External | Shoulder | B12 | 200 | 150 | 0 | 66.22 | 57.63 | 8 | 0
2040 | NWPP_Coal_2_MAPP_US | NWPP_Coal | MAPP_US | External | Shoulder | B13 | 600 | 150 | 0 | 66.22 | 52.85 | 8 | 0
2040 | NWPP_Coal_2_MAPP_US | NWPP_Coal | MAPP_US | External | Shoulder | B14 | 900 | 150 | 0 | 66.22 | 50.79 | 8 | 0
2040 | NWPP_Coal_2_MAPP_US | NWPP_Coal | MAPP_US | External | Shoulder | B15 | 1203 | 150 | 0 | 66.22 | 50.77 | 8 | 0
2040 | NWPP_Coal_2_MAPP_US | NWPP_Coal | MAPP_US | External | Summer | B1 | 10 | 150 | 150 | 71.81 | 736.16 | 8 | 656.36
2040 | NWPP_Coal_2_MAPP_US | NWPP_Coal | MAPP_US | External | Summer | B2 | 25 | 150 | 150 | 71.81 | 739.18 | 8 | 659.37
2040 | NWPP_Coal_2_MAPP_US | NWPP_Coal | MAPP_US | External | Summer | B3 | 75 | 150 | 150 | 71.81 | 131.93 | 8 | 52.12
2040 | NWPP_Coal_2_MAPP_US | NWPP_Coal | MAPP_US | External | Summer | B4 | 100 | 150 | 150 | 71.81 | 90.13 | 8 | 10.32
2040 | NWPP_Coal_2_MAPP_US | NWPP_Coal | MAPP_US | External | Summer | B5 | 200 | 150 | 0 | 71.81 | 77.43 | 8 | 0
2040 | NWPP_Coal_2_MAPP_US | NWPP_Coal | MAPP_US | External | Summer | B6 | 300 | 150 | 0 | 71.81 | 59.41 | 8 | 0
2040 | NWPP_Coal_2_MAPP_US | NWPP_Coal | MAPP_US | External | Summer | B7 | 400 | 150 | 0 | 71.81 | 50.43 | 8 | 0
2040 | NWPP_Coal_2_MAPP_US | NWPP_Coal | MAPP_US | External | Summer | B8 | 500 | 150 | 0 | 71.81 | 46.95 | 8 | 0
2040 | NWPP_Coal_2_MAPP_US | NWPP_Coal | MAPP_US | External | Summer | B9 | 800 | 150 | 0 | 71.81 | 46.95 | 8 | 0
2040 | NWPP_Coal_2_MAPP_US | NWPP_Coal | MAPP_US | External | Summer | B10 | 1262 | 150 | 0 | 71.81 | 45.49 | 8 | 0
2040 | NWPP_Coal_2_MAPP_US | NWPP_Coal | MAPP_US | External | Winter | B16 | 25 | 150 | 0 | 69.06 | 68.06 | 8 | 0
2040 | NWPP_Coal_2_MAPP_US | NWPP_Coal | MAPP_US | External | Winter | B17 | 100 | 150 | 0 | 69.06 | 57.29 | 8 | 0
2040 | NWPP_Coal_2_MAPP_US | NWPP_Coal | MAPP_US | External | Winter | B18 | 400 | 150 | 0 | 69.06 | 54.8 | 8 | 0
2040 | NWPP_Coal_2_MAPP_US | NWPP_Coal | MAPP_US | External | Winter | B19 | 700 | 150 | 0 | 69.06 | 52.4 | 8 | 0
2040 | NWPP_Coal_2_MAPP_US | NWPP_Coal | MAPP_US | External | Winter | B20 | 935 | 150 | 0 | 69.06 | 49.26 | 8 | 0
2040 | RMPA_2_MAPP_US | RMPA | MAPP_US | External | Shoulder | B11 | 25 | 200 | 200 | 58.05 | 76.42 | 8 | 10.37
2040 | RMPA_2_MAPP_US | RMPA | MAPP_US | External | Shoulder | B12 | 200 | 200 | 0 | 55.26 | 57.63 | 8 | 0
2040 | RMPA_2_MAPP_US | RMPA | MAPP_US | External | Shoulder | B13 | 600 | 200 | 0 | 55.26 | 52.85 | 8 | 0
2040 | RMPA_2_MAPP_US | RMPA | MAPP_US | External | Shoulder | B14 | 900 | 200 | 0 | 55.26 | 50.79 | 8 | 0
2040 | RMPA_2_MAPP_US | RMPA | MAPP_US | External | Shoulder | B15 | 1203 | 200 | 0 | 55.26 | 50.77 | 8 | 0
2040 | RMPA_2_MAPP_US | RMPA | MAPP_US | External | Summer | B1 | 10 | 200 | 0 | 730.16 | 736.16 | 8 | 0
2040 | RMPA_2_MAPP_US | RMPA | MAPP_US | External | Summer | B2 | 25 | 200 | 200 | 106.08 | 739.18 | 8 | 625.1
2040 | RMPA_2_MAPP_US | RMPA | MAPP_US | External | Summer | B3 | 75 | 200 | 200 | 95.17 | 131.93 | 8 | 28.76
2040 | RMPA_2_MAPP_US | RMPA | MAPP_US | External | Summer | B4 | 100 | 200 | 106.08 | 82.13 | 90.13 | 8 | 0
2040 | RMPA_2_MAPP_US | RMPA | MAPP_US | External | Summer | B5 | 200 | 200 | 0 | 71.09 | 77.43 | 8 | 0
2040 | RMPA_2_MAPP_US | RMPA | MAPP_US | External | Summer | B6 | 300 | 200 | 0 | 63.64 | 59.41 | 8 | 0
2040 | RMPA_2_MAPP_US | RMPA | MAPP_US | External | Summer | B7 | 400 | 200 | 0 | 62.43 | 50.43 | 8 | 0
2040 | RMPA_2_MAPP_US | RMPA | MAPP_US | External | Summer | B8 | 500 | 200 | 0 | 49.29 | 46.95 | 8 | 0
2040 | RMPA_2_MAPP_US | RMPA | MAPP_US | External | Summer | B9 | 800 | 200 | 0 | 45.95 | 46.95 | 8 | 0
2040 | RMPA_2_MAPP_US | RMPA | MAPP_US | External | Summer | B10 | 1262 | 200 | 0 | 45.95 | 45.49 | 8 | 0
2040 | RMPA_2_MAPP_US | RMPA | MAPP_US | External | Winter | B16 | 25 | 200 | 0 | 77.22 | 68.06 | 8 | 0
2040 | RMPA_2_MAPP_US | RMPA | MAPP_US | External | Winter | B17 | 100 | 200 | 0 | 65.29 | 57.29 | 8 | 0
2040 | RMPA_2_MAPP_US | RMPA | MAPP_US | External | Winter | B18 | 400 | 200 | 0 | 57.88 | 54.8 | 8 | 0
2040 | RMPA_2_MAPP_US | RMPA | MAPP_US | External | Winter | B19 | 700 | 200 | 0 | 57.88 | 52.4 | 8 | 0
2040 | RMPA_2_MAPP_US | RMPA | MAPP_US | External | Winter | B20 | 935 | 200 | 0 | 50.56 | 49.26 | 8 | 0
2040 | RMPA_2_NE | RMPA | NE | External | Shoulder | B11 | 25 | 310 | 310 | 58.05 | 82.41 | 8 | 16.36
2040 | RMPA_2_NE | RMPA | NE | External | Shoulder | B12 | 200 | 310 | 0 | 55.26 | 61.18 | 8 | 0
2040 | RMPA_2_NE | RMPA | NE | External | Shoulder | B13 | 600 | 310 | 0 | 55.26 | 59.23 | 8 | 0
2040 | RMPA_2_NE | RMPA | NE | External | Shoulder | B14 | 900 | 310 | 0 | 55.26 | 54.44 | 8 | 0
2040 | RMPA_2_NE | RMPA | NE | External | Shoulder | B15 | 1203 | 310 | 0 | 55.26 | 54.44 | 8 | 0
2040 | RMPA_2_NE | RMPA | NE | External | Summer | B1 | 10 | 310 | 127.65 | 730.16 | 738.16 | 8 | 0
2040 | RMPA_2_NE | RMPA | NE | External | Summer | B2 | 25 | 310 | 310 | 106.08 | 746.18 | 8 | 632.1
2040 | RMPA_2_NE | RMPA | NE | External | Summer | B3 | 75 | 310 | 310 | 95.17 | 138.93 | 8 | 35.76
2040 | RMPA_2_NE | RMPA | NE | External | Summer | B4 | 100 | 310 | 310 | 82.13 | 97.13 | 8 | 7
2040 | RMPA_2_NE | RMPA | NE | External | Summer | B5 | 200 | 310 | 310 | 71.09 | 84.43 | 8 | 5.35
2040 | RMPA_2_NE | RMPA | NE | External | Summer | B6 | 300 | 310 | 0 | 63.64 | 66.41 | 8 | 0
2040 | RMPA_2_NE | RMPA | NE | External | Summer | B7 | 400 | 310 | 0 | 62.43 | 57.43 | 8 | 0
2040 | RMPA_2_NE | RMPA | NE | External | Summer | B8 | 500 | 310 | 0 | 49.29 | 53.95 | 8 | 0
2040 | RMPA_2_NE | RMPA | NE | External | Summer | B9 | 800 | 310 | 25.58 | 45.95 | 53.95 | 8 | 0
2040 | RMPA_2_NE | RMPA | NE | External | Summer | B10 | 1262 | 310 | 0 | 45.95 | 52.49 | 8 | 0
2040 | RMPA_2_NE | RMPA | NE | External | Winter | B16 | 25 | 310 | 0 | 77.22 | 75.06 | 8 | 0
2040 | RMPA_2_NE | RMPA | NE | External | Winter | B17 | 100 | 310 | 0 | 65.29 | 63.07 | 8 | 0
2040 | RMPA_2_NE | RMPA | NE | External | Winter | B18 | 400 | 310 | 0 | 57.88 | 60.58 | 8 | 0
2040 | RMPA_2_NE | RMPA | NE | External | Winter | B19 | 700 | 310 | 0 | 57.88 | 58.39 | 8 | 0
2040 | RMPA_2_NE | RMPA | NE | External | Winter | B20 | 935 | 310 | 0 | 50.56 | 51.26 | 8 | 0
2040 | RMPA_2_SPP_N | RMPA | SPP_N | External | Shoulder | B11 | 25 | 210 | 210 | 58.05 | 82.42 | 8 | 16.37
2040 | RMPA_2_SPP_N | RMPA | SPP_N | External | Shoulder | B12 | 200 | 210 | 0 | 55.26 | 61.19 | 8 | 0
2040 | RMPA_2_SPP_N | RMPA | SPP_N | External | Shoulder | B13 | 600 | 210 | 0 | 55.26 | 59.24 | 8 | 0
2040 | RMPA_2_SPP_N | RMPA | SPP_N | External | Shoulder | B14 | 900 | 210 | 0 | 55.26 | 54.45 | 8 | 0
2040 | RMPA_2_SPP_N | RMPA | SPP_N | External | Shoulder | B15 | 1203 | 210 | 0 | 55.26 | 54.45 | 8 | 0
2040 | RMPA_2_SPP_N | RMPA | SPP_N | External | Summer | B1 | 10 | 210 | 210 | 730.16 | 738.18 | 8 | 0.01
2040 | RMPA_2_SPP_N | RMPA | SPP_N | External | Summer | B2 | 25 | 210 | 210 | 106.08 | 746.19 | 8 | 632.11
2040 | RMPA_2_SPP_N | RMPA | SPP_N | External | Summer | B3 | 75 | 210 | 210 | 95.17 | 145.93 | 8 | 42.76
2040 | RMPA_2_SPP_N | RMPA | SPP_N | External | Summer | B4 | 100 | 210 | 210 | 82.13 | 97.66 | 8 | 7.53
2040 | RMPA_2_SPP_N | RMPA | SPP_N | External | Summer | B5 | 200 | 210 | 210 | 71.09 | 84.45 | 8 | 5.36
2040 | RMPA_2_SPP_N | RMPA | SPP_N | External | Summer | B6 | 300 | 210 | 0 | 63.64 | 66.43 | 8 | 0
2040 | RMPA_2_SPP_N | RMPA | SPP_N | External | Summer | B7 | 400 | 210 | 0 | 62.43 | 57.45 | 8 | 0
2040 | RMPA_2_SPP_N | RMPA | SPP_N | External | Summer | B8 | 500 | 210 | 37.07 | 49.29 | 57.29 | 8 | 0
2040 | RMPA_2_SPP_N | RMPA | SPP_N | External | Summer | B9 | 800 | 210 | 210 | 45.95 | 54.32 | 8 | 0.37
2040 | RMPA_2_SPP_N | RMPA | SPP_N | External | Summer | B10 | 1262 | 210 | 0 | 45.95 | 52.5 | 8 | 0
2040 | RMPA_2_SPP_N | RMPA | SPP_N | External | Winter | B16 | 25 | 210 | 0 | 77.22 | 75.07 | 8 | 0
2040 | RMPA_2_SPP_N | RMPA | SPP_N | External | Winter | B17 | 100 | 210 | 0 | 65.29 | 63.08 | 8 | 0
2040 | RMPA_2_SPP_N | RMPA | SPP_N | External | Winter | B18 | 400 | 210 | 0 | 57.88 | 60.59 | 8 | 0
2040 | RMPA_2_SPP_N | RMPA | SPP_N | External | Winter | B19 | 700 | 210 | 0 | 57.88 | 58.4 | 8 | 0
2040 | RMPA_2_SPP_N | RMPA | SPP_N | External | Winter | B20 | 935 | 210 | 0 | 50.56 | 51.27 | 8 | 0
2040 | SPP_N_2_RMPA | SPP_N | RMPA | External | Shoulder | B11 | 25 | 210 | 0 | 82.42 | 58.05 | 5 | 0
2040 | SPP_N_2_RMPA | SPP_N | RMPA | External | Shoulder | B12 | 200 | 210 | 0 | 61.19 | 55.26 | 5 | 0
2040 | SPP_N_2_RMPA | SPP_N | RMPA | External | Shoulder | B13 | 600 | 210 | 0 | 59.24 | 55.26 | 5 | 0
2040 | SPP_N_2_RMPA | SPP_N | RMPA | External | Shoulder | B14 | 900 | 210 | 0 | 54.45 | 55.26 | 5 | 0
2040 | SPP_N_2_RMPA | SPP_N | RMPA | External | Shoulder | B15 | 1203 | 210 | 0 | 54.45 | 55.26 | 5 | 0
2040 | SPP_N_2_RMPA | SPP_N | RMPA | External | Summer | B1 | 10 | 210 | 0 | 738.18 | 730.16 | 5 | 0
2040 | SPP_N_2_RMPA | SPP_N | RMPA | External | Summer | B2 | 25 | 210 | 0 | 746.19 | 106.08 | 5 | 0
2040 | SPP_N_2_RMPA | SPP_N | RMPA | External | Summer | B3 | 75 | 210 | 0 | 145.93 | 95.17 | 5 | 0
2040 | SPP_N_2_RMPA | SPP_N | RMPA | External | Summer | B4 | 100 | 210 | 0 | 97.66 | 82.13 | 5 | 0
2040 | SPP_N_2_RMPA | SPP_N | RMPA | External | Summer | B5 | 200 | 210 | 0 | 84.45 | 71.09 | 5 | 0
2040 | SPP_N_2_RMPA | SPP_N | RMPA | External | Summer | B6 | 300 | 210 | 0 | 66.43 | 63.64 | 5 | 0
2040 | SPP_N_2_RMPA | SPP_N | RMPA | External | Summer | B7 | 400 | 210 | 0 | 57.45 | 62.43 | 5 | 0
2040 | SPP_N_2_RMPA | SPP_N | RMPA | External | Summer | B8 | 500 | 210 | 0 | 57.29 | 49.29 | 5 | 0
2040 | SPP_N_2_RMPA | SPP_N | RMPA | External | Summer | B9 | 800 | 210 | 0 | 54.32 | 45.95 | 5 | 0
2040 | SPP_N_2_RMPA | SPP_N | RMPA | External | Summer | B10 | 1262 | 210 | 0 | 52.5 | 45.95 | 5 | 0
2040 | SPP_N_2_RMPA | SPP_N | RMPA | External | Winter | B16 | 25 | 210 | 0 | 75.07 | 77.22 | 5 | 0
2040 | SPP_N_2_RMPA | SPP_N | RMPA | External | Winter | B17 | 100 | 210 | 0 | 63.08 | 65.29 | 5 | 0
2040 | SPP_N_2_RMPA | SPP_N | RMPA | External | Winter | B18 | 400 | 210 | 0 | 60.59 | 57.88 | 5 | 0
2040 | SPP_N_2_RMPA | SPP_N | RMPA | External | Winter | B19 | 700 | 210 | 0 | 58.4 | 57.88 | 5 | 0
2040 | SPP_N_2_RMPA | SPP_N | RMPA | External | Winter | B20 | 935 | 210 | 0 | 51.27 | 50.56 | 5 | 0
2040 | SPP_S_2_ERCOT | SPP_S | ERCOT | External | Shoulder | B11 | 25 | 800 | 0 | 74.99 | 73.5 | 5 | 0
2040 | SPP_S_2_ERCOT | SPP_S | ERCOT | External | Shoulder | B12 | 200 | 800 | 0 | 59.39 | 59.18 | 5 | 0
2040 | SPP_S_2_ERCOT | SPP_S | ERCOT | External | Shoulder | B13 | 600 | 800 | 0 | 59.25 | 59.18 | 5 | 0
2040 | SPP_S_2_ERCOT | SPP_S | ERCOT | External | Shoulder | B14 | 900 | 800 | 0 | 54.46 | 59.18 | 5 | 0
2040 | SPP_S_2_ERCOT | SPP_S | ERCOT | External | Shoulder | B15 | 1203 | 800 | 0 | 54.46 | 59.18 | 5 | 0
2040 | SPP_S_2_ERCOT | SPP_S | ERCOT | External | Summer | B1 | 10 | 800 | 800 | 676.02 | 751.19 | 5 | 70.17
2040 | SPP_S_2_ERCOT | SPP_S | ERCOT | External | Summer | B2 | 25 | 800 | 0 | 746.2 | 751.19 | 5 | 0
2040 | SPP_S_2_ERCOT | SPP_S | ERCOT | External | Summer | B3 | 75 | 800 | 507.41 | 145.94 | 150.94 | 5 | 0
2040 | SPP_S_2_ERCOT | SPP_S | ERCOT | External | Summer | B4 | 100 | 800 | 0 | 97.65 | 97.53 | 5 | 0
2040 | SPP_S_2_ERCOT | SPP_S | ERCOT | External | Summer | B5 | 200 | 800 | 0 | 84.43 | 88.28 | 5 | 0
2040 | SPP_S_2_ERCOT | SPP_S | ERCOT | External | Summer | B6 | 300 | 800 | 0 | 61.43 | 60.5 | 5 | 0
2040 | SPP_S_2_ERCOT | SPP_S | ERCOT | External | Summer | B7 | 400 | 800 | 0 | 57.43 | 57.52 | 5 | 0
2040 | SPP_S_2_ERCOT | SPP_S | ERCOT | External | Summer | B8 | 500 | 800 | 0 | 57.3 | 57.52 | 5 | 0
2040 | SPP_S_2_ERCOT | SPP_S | ERCOT | External | Summer | B9 | 800 | 800 | 0 | 54.33 | 57.52 | 5 | 0
2040 | SPP_S_2_ERCOT | SPP_S | ERCOT | External | Summer | B10 | 1262 | 800 | 621.31 | 52.52 | 57.52 | 5 | 0
2040 | SPP_S_2_ERCOT | SPP_S | ERCOT | External | Winter | B16 | 25 | 800 | 0 | 63.42 | 62.65 | 5 | 0
2040 | SPP_S_2_ERCOT | SPP_S | ERCOT | External | Winter | B17 | 100 | 800 | 0 | 63.1 | 62.65 | 5 | 0
2040 | SPP_S_2_ERCOT | SPP_S | ERCOT | External | Winter | B18 | 400 | 800 | 0 | 60.59 | 62.65 | 5 | 0
2040 | SPP_S_2_ERCOT | SPP_S | ERCOT | External | Winter | B19 | 700 | 800 | 0 | 58.29 | 62.65 | 5 | 0
2040 | SPP_S_2_ERCOT | SPP_S | ERCOT | External | Winter | B20 | 935 | 800 | 0 | 51.26 | 54.92 | 5 | 0