## Title
Future 5 Sensitivity 3: National RPS Top-Down Implementation, High Load Growth
"The results presented herein use modeling assumptions developed by EIPC, EIPC stakeholders and CRA for purposes of EIPC capacity expansion modeling. As such, these results do not necessarily reflect the opinions or views of CRA or any individual EIPC stakeholder."

## Build Summary
EI New Build Summary
EI New Builds by Type
|  | Additions |  |  | Retirements
| 2010 | 2015 | 2020 | 2030 | 2015 | 2020 | 2030 | Total
Coal | 271.9154 | 8.4766 | 0 | 0 | 55.2038 | 25.7839 | 7.8317 | 191.5726
Nuclear | 99.849 | 2.7406 | 4.53 | 0 | 0 | 0.6145 | 1.4882 | 105.0169
CC | 132.682 | 31.5469 | 31.546 | 38.8125 | 0 | 0 | 0 | 234.5874
CT | 120.329 | 5.5103 | 17.1422 | 42.232 | 0.56085 | 0 | 0 | 184.6527
Steam Oil/Gas | 74.547 | 0 | 0 | 0 | 27.0966 | 0 | 0 | 47.4504
Hydro | 44.6048 | 0 | 2.16 | 5.816 | 0 | 0 | 0 | 52.5808
On-Shore Wind | 18.707 | 22.1949 | 47.9558 | 194.9179 | 0 | 0 | 0 | 283.7757
Off-Shore Wind | 0 | 0.469 | 0 | 1.1 | 0 | 0 | 0 | 1.569
Other Renewable | 3.613 | 2.3484 | 3.6397 | 5.1758 | 0 | 0 | 0 | 14.7769
New HQ/Maritimes | 0 | 0 | 1.7659 | 3.7341 | 0 | 0 | 0 | 5.5
Other | 17.054 | 0 | 0 | 0 | 0 | 0 | 0 | 17.054
Total w/o DR | 783.3012 | 73.2866 | 108.7396 | 291.7884 | 82.8613 | 26.3984 | 9.3199 | 1138.5363
DR | 33.1 | -0.05464 | 20.1006 | 32.2771 | 0 | 0 | 0 | 85.4231
Total w/DR | 816.4012 | 73.232 | 128.8402 | 324.0656 | 82.8613 | 26.3984 | 9.3199 | 1223.9593
EI New Builds by Region
| EI Cumulative New Builds |  |  |  | EI Cumulative New CCs |  |  |  | EI Cumulative New On-Shore Wind |  |  |  | EI Cumulative Coal Retirements
| 2015 | 2020 | 2030 |  |  | 2015 | 2020 | 2030 |  | 2015 | 2020 | 2030 |  | 2015 | 2020 | 2030
ENT | 890.29 | 2923.47 | 7697.41 |  | ENT | 0 | 1962.07 | 1962.07 | ENT | 0 | 0 | 100 | ENT | 892.9 | 892.9 | 892.9
FRCC | 4226.23 | 10651.16 | 20173.29 |  | FRCC | 1516.9 | 7941.83 | 17265.96 | FRCC | 0 | 0 | 0 | FRCC | 694.4 | 1563.4 | 1563.4
IESO | 5144.99 | 5144.99 | 5192.82 |  | IESO | 1263 | 1263 | 1310.33 | IESO | 2105.9 | 2105.9 | 2105.9 | IESO | 6416 | 6416 | 6416
MAPP_CA | 1252.63 | 2140.47 | 6095.47 |  | MAPP_CA | 562.16 | 562.16 | 562.16 | MAPP_CA | 302.4 | 302.4 | 302.4 | MAPP_CA | 635.1 | 635.1 | 1528.27
MAPP_US | 729.6 | 3320.83 | 10483.81 |  | MAPP_US | 0 | 0 | 0 | MAPP_US | 421.3 | 3012.53 | 9543.58 | MAPP_US | 612.6 | 1023.76 | 1161.08
MISO_IN | 618 | 3685.76 | 3973.6 |  | MISO_IN | 0 | 2807.2 | 2807.2 | MISO_IN | 0 | 0 | 0 | MISO_IN | 871.98 | 1360.9 | 1360.9
MISO_MI | 2000 | 3050.91 | 3875.21 |  | MISO_MI | 0 | 375.72 | 375.72 | MISO_MI | 2000 | 2600 | 3339.24 | MISO_MI | 1028 | 3953 | 3953
MISO_MO-IL | 2090 | 2370 | 8193.33 |  | MISO_MO-IL | 0 | 0 | 0 | MISO_MO-IL | 300 | 300 | 5900 | MISO_MO-IL | 821.7 | 2795.7 | 2795.7
MISO_W | 2894.83 | 2894.83 | 42512.44 |  | MISO_W | 0 | 0 | 0 | MISO_W | 2800.5 | 2800.5 | 42346.44 | MISO_W | 1243.36 | 2928.56 | 2928.56
MISO_WUMS | 1818.9 | 14017.41 | 32177.87 |  | MISO_WUMS | 0 | 2844.08 | 2844.08 | MISO_WUMS | 968.9 | 968.9 | 999.7 | MISO_WUMS | 1359.02 | 3322.55 | 3322.55
NE | 434.1 | 22302.73 | 67031.59 |  | NE | 0 | 0 | 0 | NE | 202 | 22070.63 | 66727.82 | NE | 0 | 275.6 | 1184.8
NEISO | 3384.16 | 6420.42 | 8979.45 |  | NEISO | 2049.5 | 2049.5 | 2049.5 | NEISO | 231.2 | 2911.33 | 5280 | NEISO | 2250.13 | 2570.13 | 2570.13
NonRTO_Midwest | 0 | 1146.49 | 3715.61 |  | NonRTO_Midwest | 0 | 759.95 | 2320.89 | NonRTO_Midwest | 0 | 0 | 0 | NonRTO_Midwest | 1260.51 | 1260.51 | 1260.51
NYISO_A-F | 3289.7 | 3999.5 | 5803.73 |  | NYISO_A-F | 639 | 639 | 639 | NYISO_A-F | 2476.3 | 3186.1 | 4922.4 | NYISO_A-F | 2251.9 | 2251.9 | 2251.9
NYISO_G-I | 0 | 60 | 2041.71 |  | NYISO_G-I | 0 | 0 | 1907.38 | NYISO_G-I | 0 | 60 | 60 | NYISO_G-I | 368.2 | 368.2 | 368.2
NYISO_J-K | 1207.4 | 1207.4 | 4062.19 |  | NYISO_J-K | 1175.4 | 1175.4 | 1175.4 | NYISO_J-K | 0 | 0 | 0 | NYISO_J-K | 0 | 0 | 0
PJM_E | 5940.05 | 6072.95 | 11569.32 |  | PJM_E | 4634.3 | 4634.3 | 4634.3 | PJM_E | 1150 | 1150 | 1150 | PJM_E | 2804 | 3372 | 3372
PJM_ROM | 2243.7 | 5488.14 | 7313.82 |  | PJM_ROM | 1678.5 | 1678.5 | 1967.2 | PJM_ROM | 479.8 | 1230 | 1230 | PJM_ROM | 7488.61 | 8045.5 | 8045.5
PJM_ROR | 14076.1 | 21660.01 | 58473.07 |  | PJM_ROR | 3077 | 9714.26 | 15258.83 | PJM_ROR | 8325.7 | 8517.4 | 30675.03 | PJM_ROR | 8481.1 | 16275.1 | 16275.1
SOCO | 5151.9 | 10781.16 | 18557.99 |  | SOCO | 5026.9 | 8456.16 | 16125.59 | SOCO | 0 | 0 | 0 | SOCO | 8889 | 8889 | 8889
SPP_N | 575.41 | 2803.81 | 29757.37 |  | SPP_N | 0 | 0 | 0 | SPP_N | 0 | 0 | 26858.56 | SPP_N | 334 | 1383.46 | 2116.5
SPP_S | 1831.01 | 17136.19 | 61823.76 |  | SPP_S | 0 | 0 | 0 | SPP_S | 430 | 15435.02 | 60027.59 | SPP_S | 41.71 | 1118.5 | 6277.5
TVA | 3436.03 | 8426.14 | 16611.02 |  | TVA | 1418 | 3915.53 | 9695.61 | TVA | 0 | 0 | 0 | TVA | 2369.64 | 4018 | 4018
VACAR | 10051.59 | 22555.58 | 32198.74 |  | VACAR | 8506.23 | 12314.2 | 19004.15 | VACAR | 0.9 | 3500 | 3500 | VACAR | 4090 | 6268 | 6268
| 73286.62 | 180260.35 | 468314.62 |  |  | 31546.89 | 63092.86 | 101905.37 |  | 22194.9 | 70150.71 | 265068.66 |  | 55203.86 | 80987.77 | 88819.5

## Generation
#1 | Total Generation (GWh)
Total Generation by Reporting Type: Entergy
ReportingType | 2015 | 2020 | 2025 | 2030 | 2035 | 2040
BM | 0 | 0 | 0 | 0 | 0 | 0
CC | 72899.69 | 84959.29 | 45385.33 | 25309.8 | 32013.35 | 45648.39
CSP | 0 | 0 | 0 | 0 | 0 | 0
CT | 0 | 0 | 8.62 | 0 | 78.51 | 278.38
Coal | 60897.84 | 51754.23 | 46919.05 | 45925.28 | 52331.3 | 60259.59
Geo | 0 | 0 | 0 | 0 | 0 | 0
H | 153 | 153 | 153 | 3754.91 | 3824.34 | 3824.34
LFG | 63.07 | 63.07 | 909.81 | 909.81 | 909.81 | 909.81
Nuc | 42234.08 | 42234.08 | 42234.08 | 42234.08 | 35675.42 | 27909.39
PS | 27.14 | 43.36 | 43.37 | 43.36 | 43.37 | 43.36
PV | 0.57 | 137.6 | 223.01 | 242.13 | 263.59 | 284.33
PeakG | 0 | 0 | 0 | 0 | 0 | 0
PeakO | 0 | 0 | 0 | 0 | 0 | 0
ST | 0 | 0 | 0 | 0 | 0 | 0
STOG | 1954.77 | 2415.17 | 2062.75 | 2062.75 | 2584.89 | 3488.1
STWD | 0 | 138.82 | 136.27 | 212.98 | 646.26 | 891.4
WT | 315.27 | 315.27 | 315.27 | 609.92 | 6574.12 | 6574.12
IGCC | 0 | 0 | 0 | 0 | 0 | 0
DemandResponse | 0 | 0 | 0 | 0 | 0 | 0
IGCC-CCS | 0 | 0 | 0 | 0 | 0 | 0
WT_off | 0 | 0 | 0 | 0 | 0 | 0
PseudoUnit | 0 | 0 | 0 | 0 | 0 | 0
FixedInterchange | 0 | 0 | 0 | 0 | 0 | 0
Total Generation by Reporting Type: FRCC
ReportingType | 2015 | 2020 | 2025 | 2030 | 2035 | 2040
BM | 0 | 0 | 0 | 0 | 0 | 0
CC | 154545.08 | 186808.46 | 210520.03 | 234803.59 | 307353.82 | 365553.78
CSP | 0 | 0 | 0 | 0 | 0 | 0
CT | 519.86 | 890.8 | 931.52 | 824.67 | 406.02 | 229.13
Coal | 56669.63 | 53217.37 | 56251.61 | 57197.36 | 57815.42 | 58544.68
Geo | 0 | 0 | 0 | 0 | 0 | 0
H | 27.85 | 27.85 | 27.85 | 27.85 | 27.85 | 27.85
LFG | 3831.62 | 3831.62 | 5392.66 | 5392.66 | 5392.66 | 5392.66
Nuc | 32180.57 | 32180.57 | 32180.57 | 32180.57 | 19598.11 | 6535.31
PS | 0 | 0 | 0 | 0 | 0 | 0
PV | 134.03 | 134.03 | 134.03 | 134.03 | 134.03 | 134.03
PeakG | 372.95 | 350.59 | 478.42 | 405.09 | 143.47 | 108.33
PeakO | 0 | 0 | 0 | 0 | 0 | 0
ST | 0 | 0 | 0 | 0 | 0 | 0
STOG | 6490.48 | 5182.66 | 4706.69 | 4484.99 | 3523.21 | 2573.26
STWD | 0 | 1366.56 | 1366.56 | 1366.56 | 1366.56 | 1366.56
WT | 0 | 0 | 0 | 0 | 0 | 0
IGCC | 0 | 0 | 0 | 0 | 0 | 0
DemandResponse | 0 | 0 | 0 | 0 | 0 | 0
IGCC-CCS | 0 | 0 | 0 | 0 | 0 | 0
WT_off | 0 | 0 | 0 | 0 | 0 | 0
PseudoUnit | 0 | 0 | 0 | 0 | 0 | 0
FixedInterchange | 0 | 0 | 0 | 0 | 0 | 0
Total Generation by Reporting Type: MAPP_US
ReportingType | 2015 | 2020 | 2025 | 2030 | 2035 | 2040
BM | 0 | 0 | 0 | 0 | 0 | 0
CC | 310.17 | 257.21 | 199.46 | 198.81 | 199.29 | 199.29
CSP | 0 | 0 | 0 | 0 | 0 | 0
CT | 0 | 0 | 2.85 | 0 | 0 | 0
Coal | 21992.45 | 18803.55 | 17777.03 | 11017.76 | 12718.45 | 12884.16
Geo | 354.6 | 354.6 | 354.6 | 354.6 | 354.6 | 354.6
H | 10150.02 | 10150.02 | 10150.02 | 10150.02 | 10150.02 | 10150.02
LFG | 15.77 | 15.77 | 15.77 | 580.79 | 580.79 | 580.79
Nuc | 0 | 0 | 0 | 0 | 0 | 0
PS | 0 | 0 | 0 | 0 | 0 | 0
PV | 0 | 0 | 0 | 0 | 0 | 0
PeakG | 26.59 | 9.54 | 27.15 | 0 | 20.04 | 104.73
PeakO | 0 | 0 | 0 | 0 | 0 | 0
ST | 0 | 0 | 0 | 0 | 0 | 0
STOG | 0 | 0 | 0 | 0 | 0 | 0
STWD | 0 | 0 | 0 | 0 | 0 | 0
WT | 5908.78 | 14972.3 | 25709.58 | 37816.42 | 43821.03 | 48313.11
IGCC | 0 | 0 | 0 | 0 | 0 | 0
DemandResponse | 0 | 0 | 0 | 0 | 0 | 0
IGCC-CCS | 0 | 0 | 0 | 0 | 0 | 0
WT_off | 0 | 0 | 0 | 0 | 0 | 0
PseudoUnit | 0 | 0 | 0 | 0 | 0 | 0
FixedInterchange | 0 | 0 | 0 | 0 | 0 | 0
Total Generation by Reporting Type: MISO_IN
ReportingType | 2015 | 2020 | 2025 | 2030 | 2035 | 2040
BM | 0 | 0 | 0 | 0 | 0 | 0
CC | 4340.03 | 28787.25 | 21426.02 | 20793.28 | 14762.82 | 13085.96
CSP | 0 | 0 | 0 | 0 | 0 | 0
CT | 0 | 0 | 0 | 0 | 0 | 0
Coal | 88341.46 | 91253.2 | 90144.13 | 92913.76 | 94673.54 | 96619.75
Geo | 0 | 0 | 0 | 0 | 0 | 0
H | 417.2 | 417.2 | 417.2 | 417.2 | 417.2 | 417.2
LFG | 291.71 | 291.71 | 923.41 | 923.41 | 923.41 | 923.41
Nuc | 0 | 0 | 0 | 0 | 0 | 0
PS | 0 | 0 | 0 | 0 | 0 | 0
PV | 0 | 433.68 | 740.9 | 779.4 | 854.94 | 932.45
PeakG | 0 | 25.81 | 34.54 | 47.08 | 90.35 | 144.01
PeakO | 0 | 0 | 0 | 0 | 0 | 0
ST | 0 | 0 | 0 | 0 | 0 | 0
STOG | 28.64 | 106.75 | 106.75 | 106.75 | 106.75 | 184.86
STWD | 0 | 0 | 0 | 0 | 0 | 0
WT | 1553.06 | 1553.06 | 1553.06 | 1553.06 | 21949.35 | 36404.87
IGCC | 4427.31 | 4427.31 | 4427.31 | 4427.31 | 4427.31 | 4427.31
DemandResponse | 0 | 0 | 0 | 0 | 0 | 0
IGCC-CCS | 0 | 0 | 0 | 0 | 0 | 0
WT_off | 0 | 0 | 0 | 0 | 0 | 0
PseudoUnit | 0 | 0 | 0 | 0 | 0 | 0
FixedInterchange | 0 | 0 | 0 | 0 | 0 | 0
Total Generation by Reporting Type: MISO_MI
ReportingType | 2015 | 2020 | 2025 | 2030 | 2035 | 2040
BM | 0 | 0 | 0 | 0 | 0 | 0
CC | 10341.7 | 17829.2 | 13430.7 | 11706.66 | 27851.6 | 36476.12
CSP | 0 | 0 | 0 | 0 | 0 | 0
CT | 0 | 0 | 0 | 0 | 0 | 506.26
Coal | 62625.17 | 48067.52 | 46243.02 | 50293.31 | 50578.26 | 50578.27
Geo | 0 | 0 | 0 | 0 | 0 | 0
H | 410 | 410 | 410 | 410 | 410 | 410
LFG | 1285.09 | 1877.92 | 2548.5 | 2548.5 | 2548.5 | 2548.5
Nuc | 14714.16 | 14714.16 | 14714.16 | 14714.16 | 8654.01 | 8654.01
PS | 698.57 | 1101.99 | 1422.72 | 1367.57 | 1422.72 | 1378.29
PV | 0 | 0 | 0 | 0 | 0 | 0
PeakG | 16.71 | 67.05 | 104.85 | 104.85 | 76.79 | 92
PeakO | 0 | 0 | 0 | 0 | 0 | 0
ST | 0 | 0 | 0 | 0 | 0 | 0
STOG | 199.44 | 846.82 | 1055.24 | 1056.12 | 1056.12 | 1055.24
STWD | 144.53 | 1142.3 | 1142.3 | 1142.3 | 1142.3 | 1142.3
WT | 5161.16 | 6773.47 | 7427.57 | 8521.24 | 9612.19 | 10956.55
IGCC | 0 | 0 | 0 | 0 | 0 | 0
DemandResponse | 0 | 0 | 0 | 0 | 0 | 0
IGCC-CCS | 0 | 0 | 0 | 0 | 0 | 0
WT_off | 0 | 0 | 0 | 0 | 0 | 0
PseudoUnit | 0 | 0 | 0 | 0 | 0 | 0
FixedInterchange | 0 | 0 | 0 | 0 | 0 | 0
Total Generation by Reporting Type: MISO_MO-IL
ReportingType | 2015 | 2020 | 2025 | 2030 | 2035 | 2040
BM | 0 | 0 | 0 | 0 | 0 | 0
CC | 2772.6 | 4910.33 | 2961.03 | 1276.04 | 1276.04 | 1146.4
CSP | 0 | 0 | 0 | 0 | 0 | 0
CT | 0 | 0 | 0 | 0 | 0 | 0
Coal | 104557.14 | 83416.12 | 84058.89 | 76644.04 | 87677.77 | 92282.27
Geo | 0 | 0 | 0 | 0 | 0 | 0
H | 1317.1 | 2690.42 | 2690.42 | 2690.42 | 2690.42 | 2690.42
LFG | 141.91 | 141.91 | 383.51 | 1902.67 | 1902.67 | 1902.67
Nuc | 17393.71 | 17393.71 | 17393.71 | 17393.71 | 17393.71 | 17393.71
PS | 202.4 | 334.4 | 334.4 | 334.4 | 438.46 | 438.46
PV | 0 | 0 | 0 | 0 | 0 | 0
PeakG | 301.48 | 441.61 | 843.07 | 360.34 | 441.61 | 843.07
PeakO | 0 | 0 | 0 | 0 | 0 | 0
ST | 0 | 0 | 0 | 0 | 0 | 0
STOG | 57.9 | 110.53 | 110.53 | 57.9 | 110.53 | 57.9
STWD | 0 | 0 | 0 | 0 | 0 | 0
WT | 2075.16 | 2075.16 | 2075.16 | 19215.14 | 23129.78 | 41685.68
IGCC | 0 | 0 | 0 | 0 | 0 | 0
DemandResponse | 0 | 0 | 0 | 0 | 0 | 0
IGCC-CCS | 0 | 0 | 0 | 0 | 0 | 0
WT_off | 0 | 0 | 0 | 0 | 0 | 0
PseudoUnit | 0 | 0 | 0 | 0 | 0 | 0
FixedInterchange | 0 | 0 | 0 | 0 | 0 | 0
Total Generation by Reporting Type: MISO_W
ReportingType | 2015 | 2020 | 2025 | 2030 | 2035 | 2040
BM | 0 | 0 | 0 | 0 | 0 | 0
CC | 9334.19 | 11322.69 | 6948.19 | 3163.42 | 3196.1 | 3166.52
CSP | 0 | 0 | 0 | 0 | 0 | 0
CT | 0 | 0 | 0 | 0 | 0 | 0
Coal | 94080.38 | 80778.6 | 80385.53 | 56626.33 | 61018.48 | 62267.1
Geo | 0 | 0 | 0 | 0 | 0 | 0
H | 1643.73 | 1643.73 | 1643.73 | 1643.73 | 1643.73 | 1643.73
LFG | 1616.22 | 1616.22 | 2181.24 | 2181.24 | 2181.24 | 2181.24
Nuc | 18393.35 | 18393.35 | 18393.35 | 18393.35 | 0.69 | 0.69
PS | 0 | 0 | 0 | 0 | 0 | 0
PV | 0 | 0 | 0 | 0 | 0 | 0
PeakG | 95.79 | 105.13 | 91.22 | 0 | 36.85 | 78.84
PeakO | 0 | 0 | 0 | 0 | 0 | 0
ST | 0 | 0 | 0 | 0 | 0 | 0
STOG | 5.87 | 5.87 | 4.84 | 0 | 1.3 | 0.18
STWD | 0 | 2193.5 | 626.34 | 1081.54 | 1081.54 | 1081.54
WT | 27590.66 | 27590.66 | 35218.41 | 158128.24 | 172312.45 | 185306.1
IGCC | 0 | 0 | 0 | 0 | 0 | 0
DemandResponse | 0 | 0 | 0 | 0 | 0 | 0
IGCC-CCS | 0 | 0 | 0 | 0 | 0 | 0
WT_off | 0 | 0 | 0 | 0 | 0 | 0
PseudoUnit | 0 | 0 | 0 | 0 | 0 | 0
FixedInterchange | 0 | 0 | 0 | 0 | 0 | 0
Total Generation by Reporting Type: MISO_WUMS
ReportingType | 2015 | 2020 | 2025 | 2030 | 2035 | 2040
BM | 0 | 0 | 0 | 0 | 0 | 0
CC | 12308.72 | 37087.71 | 31050.85 | 15369.56 | 26061.6 | 18504.71
CSP | 0 | 0 | 0 | 0 | 0 | 0
CT | 0 | 927.89 | 1685.29 | 1176.4 | 3592.62 | 4975.91
Coal | 31158.35 | 28703.05 | 27334.97 | 26231.21 | 34517.26 | 35281.55
Geo | 0 | 0 | 0 | 0 | 0 | 0
H | 1018.41 | 1023.31 | 1023.31 | 1023.31 | 1023.31 | 1023.31
LFG | 559.76 | 559.76 | 2320.52 | 2320.52 | 2320.52 | 2320.52
Nuc | 14153.33 | 14153.33 | 14153.33 | 14153.33 | 0.78 | 0.78
PS | 0 | 0 | 0 | 0 | 0 | 0
PV | 0 | 0 | 0 | 0 | 0 | 0
PeakG | 26.97 | 0 | 0 | 0 | 0 | 0
PeakO | 0 | 0 | 0 | 0 | 0 | 0
ST | 0 | 0 | 0 | 0 | 0 | 0
STOG | 2.33 | 0 | 0 | 0 | 0 | 0
STWD | 0 | 581.75 | 326.64 | 329.48 | 735.84 | 735.84
WT | 4109.61 | 4109.61 | 4109.61 | 4197.83 | 4197.83 | 23467.01
IGCC | 0 | 0 | 0 | 0 | 0 | 0
DemandResponse | 0 | 0 | 0 | 0 | 0 | 0
IGCC-CCS | 0 | 0 | 0 | 0 | 0 | 0
WT_off | 0 | 0 | 0 | 0 | 0 | 0
PseudoUnit | 0 | 0 | 0 | 0 | 0 | 0
FixedInterchange | 0 | 0 | 0 | 0 | 0 | 0
Total Generation by Reporting Type: Nebraska
ReportingType | 2015 | 2020 | 2025 | 2030 | 2035 | 2040
BM | 0 | 0 | 0 | 0 | 0 | 0
CC | 1150.82 | 387.49 | 247.08 | 238.68 | 247.08 | 247.08
CSP | 0 | 0 | 0 | 0 | 0 | 0
CT | 0 | 0 | 0 | 0 | 0 | 0
Coal | 30719.51 | 28382.5 | 21665.11 | 16731.32 | 17083.3 | 17326.93
Geo | 0 | 0 | 0 | 0 | 0 | 0
H | 591 | 591 | 591 | 591 | 591 | 591
LFG | 47.3 | 47.3 | 47.3 | 612.32 | 610.49 | 610.49
Nuc | 9752.32 | 9752.32 | 9752.32 | 8700.23 | 1.38 | 1.38
PS | 0 | 0 | 0 | 0 | 0 | 0
PV | 0 | 0 | 0 | 0 | 0 | 0
PeakG | 75.19 | 0 | 0 | 0 | 0 | 0
PeakO | 0 | 0 | 0 | 0 | 0 | 0
ST | 0 | 0 | 0 | 0 | 0 | 0
STOG | 27.72 | 19.87 | 2.52 | 0 | 0 | 0
STWD | 0 | 0 | 0 | 0 | 0 | 0
WT | 1220.72 | 78823.95 | 181572.58 | 237294.91 | 256819.37 | 256833.61
IGCC | 0 | 0 | 0 | 0 | 0 | 0
DemandResponse | 0 | 0 | 0 | 0 | 0 | 0
IGCC-CCS | 0 | 0 | 0 | 0 | 0 | 0
WT_off | 0 | 0 | 0 | 0 | 0 | 0
PseudoUnit | 0 | 0 | 0 | 0 | 0 | 0
FixedInterchange | 0 | 0 | 0 | 0 | 0 | 0
Total Generation by Reporting Type: NEISO
ReportingType | 2015 | 2020 | 2025 | 2030 | 2035 | 2040
BM | 1882.96 | 551.15 | 527.9 | 551.15 | 631.75 | 707.9
CC | 54363.97 | 53214.74 | 51654 | 52146.46 | 69629.02 | 84356.44
CSP | 0 | 0 | 0 | 0 | 0 | 0
CT | 0 | 10.92 | 10.92 | 13.73 | 152.11 | 325.96
Coal | 32.27 | 0 | 0 | 0 | 0 | 0
Geo | 0 | 0 | 0 | 0 | 0 | 0
H | 12289.94 | 12303.66 | 12303.66 | 12303.66 | 12303.66 | 12303.66
LFG | 4582.65 | 4582.65 | 5132.48 | 5132.48 | 5132.48 | 5132.48
Nuc | 36181.73 | 36181.73 | 36181.73 | 36181.73 | 26141.23 | 19310.53
PS | 58.59 | 184.14 | 184.14 | 196.15 | 554.11 | 686.34
PV | 5.26 | 623.94 | 657.42 | 684.42 | 721.68 | 760.82
PeakG | 10.33 | 38.51 | 38.51 | 80.01 | 151.64 | 206.23
PeakO | 0 | 0 | 0 | 0 | 0 | 0
ST | 0 | 0 | 0 | 0 | 0 | 0
STOG | 0 | 0 | 0 | 0 | 0 | 0
STWD | 4274.88 | 4115.22 | 2232.56 | 4057.63 | 4104.25 | 4137.55
WT | 1283.3 | 9204.53 | 16205.23 | 16205.23 | 16205.23 | 16205.23
IGCC | 0 | 0 | 0 | 0 | 0 | 0
DemandResponse | 0 | 0 | 0 | 0 | 0 | 0
IGCC-CCS | 0 | 0 | 0 | 0 | 0 | 0
WT_off | 1870.13 | 1870.13 | 1870.13 | 1870.13 | 1870.13 | 1870.13
PseudoUnit | 0 | 0 | 0 | 0 | 0 | 0
FixedInterchange | 0 | 0 | 0 | 0 | 0 | 0
Total Generation by Reporting Type: NonRTO_Midwest
ReportingType | 2015 | 2020 | 2025 | 2030 | 2035 | 2040
BM | 0 | 0 | 0 | 0 | 0 | 0
CC | 0 | 2870.72 | 6062.97 | 9879.78 | 13407.54 | 18967.91
CSP | 0 | 0 | 0 | 0 | 0 | 0
CT | 0 | 75.82 | 187.08 | 187.08 | 187.08 | 257.56
Coal | 60390.39 | 63872.15 | 65398.49 | 66432.92 | 68313.93 | 68892.38
Geo | 0 | 0 | 0 | 0 | 0 | 0
H | 457.8 | 457.8 | 3593.25 | 3593.25 | 3593.25 | 3593.25
LFG | 110.38 | 110.38 | 1373.79 | 1373.79 | 1373.79 | 1373.79
Nuc | 0 | 0 | 0 | 0 | 0 | 0.04
PS | 0 | 0 | 0 | 0 | 0 | 0
PV | 0 | 0 | 0 | 0 | 0 | 0
PeakG | 153.24 | 277.48 | 349.97 | 358.24 | 361.97 | 255.17
PeakO | 0 | 0 | 0 | 0 | 0 | 0
ST | 0 | 0 | 0 | 0 | 0 | 0
STOG | 0 | 0 | 0 | 0 | 0 | 0
STWD | 0 | 0 | 0 | 0 | 0 | 0
WT | 151.43 | 151.43 | 151.43 | 151.43 | 151.43 | 151.43
IGCC | 0 | 0 | 0 | 0 | 0 | 0
DemandResponse | 0 | 0 | 0 | 0 | 0 | 0
IGCC-CCS | 0 | 0 | 0 | 0 | 0 | 0
WT_off | 0 | 0 | 0 | 0 | 0 | 0
PseudoUnit | 0 | 0 | 0 | 0 | 0 | 0
FixedInterchange | 0 | 0 | 0 | 0 | 0 | 0
Total Generation by Reporting Type: NYISO_A-F
ReportingType | 2015 | 2020 | 2025 | 2030 | 2035 | 2040
BM | 0 | 0 | 0 | 0 | 0 | 0
CC | 10341.84 | 15915.91 | 16063.73 | 16396.04 | 14149.66 | 14887.96
CSP | 0 | 0 | 0 | 0 | 0 | 0
CT | 0 | 0 | 0 | 0 | 0 | 0
Coal | 0 | 0 | 0 | 0 | 0 | 0
Geo | 0 | 0 | 0 | 0 | 0 | 0
H | 27149.98 | 27149.98 | 27149.98 | 27149.98 | 27149.98 | 27149.98
LFG | 1359.2 | 1359.2 | 1894.79 | 1894.79 | 1894.79 | 1894.79
Nuc | 26211.3 | 26211.3 | 26211.3 | 21372.53 | 16850.79 | 10212.67
PS | 43.85 | 42.88 | 55.65 | 155.32 | 296.52 | 578.92
PV | 0 | 0 | 0 | 0 | 0 | 0
PeakG | 0 | 0 | 4.7 | 6.58 | 6.58 | 6.58
PeakO | 0 | 0 | 0 | 0 | 0 | 0
ST | 0 | 0 | 0 | 0 | 0 | 0
STOG | 0 | 0 | 0 | 0 | 0 | 0
STWD | 0 | 8.51 | 8.51 | 404.39 | 602.69 | 443.09
WT | 10101.82 | 11933.66 | 11933.66 | 16209.18 | 19797.38 | 23597.45
IGCC | 0 | 0 | 0 | 0 | 0 | 0
DemandResponse | 0 | 0 | 0 | 0 | 0 | 0
IGCC-CCS | 0 | 0 | 0 | 0 | 0 | 0
WT_off | 0 | 0 | 0 | 0 | 0 | 0
PseudoUnit | 0 | 0 | 0 | 0 | 0 | 0
FixedInterchange | 0 | 0 | 0 | 0 | 0 | 0
Total Generation by Reporting Type: NYISO_G-I
ReportingType | 2015 | 2020 | 2025 | 2030 | 2035 | 2040
BM | 0 | 0 | 0 | 0 | 0 | 0
CC | 6254.65 | 8473.89 | 13030.86 | 23277.54 | 42768.92 | 63217.85
CSP | 0 | 0 | 0 | 0 | 0 | 0
CT | 0 | 0 | 0 | 0 | 0 | 0
Coal | 0 | 0 | 0 | 0 | 0 | 0
Geo | 0 | 0 | 0 | 0 | 0 | 0
H | 266.56 | 266.56 | 266.56 | 266.56 | 266.56 | 266.56
LFG | 504.58 | 504.58 | 1090.62 | 1090.62 | 1090.62 | 1090.62
Nuc | 15929.31 | 15929.31 | 15929.31 | 15929.31 | 7987.24 | 3.12
PS | 0 | 0 | 0 | 0 | 0 | 0
PV | 0 | 0 | 0 | 0 | 0 | 0
PeakG | 0 | 0.03 | 0.67 | 0.67 | 0.04 | 0.04
PeakO | 0 | 0 | 0 | 0 | 0 | 0
ST | 0 | 0 | 0 | 0 | 0 | 0
STOG | 0 | 0 | 0 | 0 | 0 | 0
STWD | 0 | 0 | 0 | 0 | 0 | 0
WT | 0 | 178.23 | 178.23 | 178.23 | 178.23 | 178.23
IGCC | 0 | 0 | 0 | 0 | 0 | 0
DemandResponse | 0 | 0 | 0 | 0 | 0 | 0
IGCC-CCS | 0 | 0 | 0 | 0 | 0 | 0
WT_off | 0 | 0 | 0 | 0 | 0 | 0
PseudoUnit | 0 | 0 | 0 | 0 | 0 | 0
FixedInterchange | 0 | 0 | 0 | 0 | 0 | 0
Total Generation by Reporting Type: NYISO_J-K
ReportingType | 2015 | 2020 | 2025 | 2030 | 2035 | 2040
BM | 0 | 0 | 0 | 0 | 0 | 0
CC | 25672.61 | 33385.25 | 34115.68 | 33450.93 | 43519.76 | 55732.6
CSP | 0 | 0 | 0 | 0 | 0 | 0
CT | 0 | 0 | 17.32 | 90.9 | 427.12 | 420.73
Coal | 0 | 0 | 0 | 0 | 0 | 0
Geo | 0 | 0 | 0 | 0 | 0 | 0
H | 0 | 0 | 0 | 0 | 0 | 0
LFG | 977.62 | 977.62 | 1563.66 | 1563.66 | 1563.66 | 1563.66
Nuc | 0 | 0 | 0 | 0 | 0 | 0
PS | 0 | 0 | 0 | 0 | 0 | 0
PV | 53.26 | 53.26 | 53.26 | 53.26 | 0 | 0
PeakG | 16.46 | 131.68 | 204.95 | 443.02 | 549.42 | 322.8
PeakO | 0 | 0 | 0 | 0 | 0 | 0
ST | 0 | 0 | 0 | 0 | 0 | 0
STOG | 1232.06 | 2604.05 | 3537.58 | 5640.73 | 6838.31 | 6556.1
STWD | 0 | 0 | 0 | 0 | 0 | 0
WT | 0 | 0 | 0 | 0 | 0 | 0
IGCC | 0 | 0 | 0 | 0 | 0 | 0
DemandResponse | 0 | 0 | 0 | 0 | 0 | 0
IGCC-CCS | 0 | 0 | 0 | 0 | 0 | 0
WT_off | 0 | 0 | 0 | 0 | 0 | 0
PseudoUnit | 0 | 0 | 0 | 0 | 0 | 0
FixedInterchange | 0 | 0 | 0 | 0 | 0 | 0
Total Generation by Reporting Type: PJM_E
ReportingType | 2015 | 2020 | 2025 | 2030 | 2035 | 2040
BM | 34.7 | 223.98 | 223.98 | 223.98 | 223.98 | 223.98
CC | 28484.07 | 43697.06 | 43595.36 | 56234.55 | 50771.57 | 71116.99
CSP | 0 | 0 | 0 | 0 | 0 | 0
CT | 0 | 0.86 | 0.86 | 815.67 | 2412.98 | 1215.9
Coal | 512.26 | 608.1 | 966.2 | 1126.29 | 1340 | 2360.17
Geo | 0 | 0 | 0 | 0 | 0 | 0
H | 1839.27 | 1839.27 | 1839.27 | 1839.27 | 1839.27 | 1839.27
LFG | 3714.15 | 4761.94 | 4761.94 | 4761.94 | 4761.94 | 4761.94
Nuc | 66287.73 | 61501.14 | 61501.14 | 61501.14 | 44177.54 | 35032.79
PS | 84 | 184 | 294 | 294 | 294 | 398.6
PV | 102.4 | 102.4 | 102.4 | 102.4 | 102.4 | 102.4
PeakG | 20.3 | 80.26 | 497.37 | 955.97 | 1628.03 | 652.24
PeakO | 0 | 0 | 4.91 | 6.28 | 0 | 0
ST | 0 | 0 | 0 | 0 | 0 | 0
STOG | 268.49 | 512.56 | 1000.95 | 1000.95 | 1732.96 | 1168.96
STWD | 0 | 0 | 0 | 0 | 0 | 0
WT | 2143.36 | 2143.36 | 2143.36 | 2143.36 | 2143.36 | 2143.36
IGCC | 0 | 0 | 0 | 0 | 0 | 0
DemandResponse | 0 | 0 | 0 | 0 | 0 | 0
IGCC-CCS | 0 | 0 | 0 | 0 | 0 | 0
WT_off | 0 | 0 | 3990.52 | 3990.52 | 3990.52 | 3990.52
PseudoUnit | 0 | 0 | 0 | 0 | 0 | 0
FixedInterchange | 0 | 0 | 0 | 0 | 0 | 0
Total Generation by Reporting Type: PJM_ROM
ReportingType | 2015 | 2020 | 2025 | 2030 | 2035 | 2040
BM | 20.82 | 134.39 | 134.39 | 134.39 | 134.39 | 134.39
CC | 18594.58 | 22852.52 | 25075.83 | 30056.84 | 122403.72 | 238145.83
CSP | 0 | 0 | 0 | 0 | 0 | 0
CT | 0 | 0.52 | 3.14 | 6.13 | 6.13 | 3.14
Coal | 57224.09 | 57793.71 | 59227.58 | 62093.72 | 62700.6 | 62700.6
Geo | 0 | 0 | 0 | 0 | 0 | 0
H | 3645.46 | 6490.47 | 6490.47 | 6490.47 | 6490.47 | 6490.47
LFG | 2813.8 | 4903.85 | 4903.85 | 4903.85 | 4903.85 | 4903.85
Nuc | 39227.38 | 39227.38 | 39227.38 | 39227.38 | 25736.15 | 18733.49
PS | 562.86 | 695.98 | 1117.14 | 1176.12 | 1149.88 | 1144.77
PV | 10.51 | 2728.12 | 4668.47 | 5420.89 | 5915.03 | 6478.55
PeakG | 0 | 48.51 | 54.6 | 59.2 | 425.74 | 48.51
PeakO | 0 | 0 | 0 | 0 | 0 | 0
ST | 0 | 0 | 0 | 0 | 0 | 0
STOG | 691.59 | 1350.24 | 1350.24 | 1883.3 | 2338.22 | 2142.64
STWD | 490.56 | 490.56 | 490.56 | 490.56 | 490.56 | 490.56
WT | 3032.09 | 4910.74 | 4910.74 | 4910.74 | 4910.74 | 4910.74
IGCC | 0 | 0 | 0 | 0 | 0 | 0
DemandResponse | 0 | 0 | 0 | 0 | 0 | 0
IGCC-CCS | 0 | 0 | 0 | 0 | 0 | 0
WT_off | 0 | 0 | 0 | 0 | 0 | 0
PseudoUnit | 0 | 0 | 0 | 0 | 0 | 0
FixedInterchange | 0 | 0 | 0 | 0 | 0 | 0
Total Generation by Reporting Type: PJM_ROR
ReportingType | 2015 | 2020 | 2025 | 2030 | 2035 | 2040
BM | 0 | 2874.47 | 2874.47 | 2874.47 | 2874.47 | 1216.37
CC | 64665.2 | 114534.91 | 134816.64 | 95933.24 | 146681.12 | 138625.19
CSP | 0 | 0 | 0 | 0 | 0 | 0
CT | 2.98 | 5.69 | 294.16 | 2726.03 | 2158.51 | 4214.23
Coal | 380450.79 | 314309.15 | 316843.16 | 321438.29 | 331125.17 | 337092.6
Geo | 0 | 0 | 0 | 0 | 0 | 0
H | 4602.26 | 6925.78 | 6925.78 | 6925.78 | 6925.78 | 6925.78
LFG | 4252.63 | 6238.97 | 8302.71 | 8302.71 | 8302.71 | 8302.71
Nuc | 156083.84 | 156083.84 | 156083.84 | 149330.43 | 116030.78 | 77993.94
PS | 1354.17 | 1965.34 | 2264.53 | 2336.09 | 2341.56 | 2264.54
PV | 63.07 | 63.07 | 63.07 | 63.07 | 63.07 | 63.07
PeakG | 1051.1 | 1189.07 | 1436.49 | 1137.41 | 1573.65 | 2502.53
PeakO | 0 | 0 | 0 | 0 | 0 | 0
ST | 0 | 0 | 0 | 0 | 0 | 0
STOG | 798.51 | 847.2 | 847.2 | 798.51 | 1382.79 | 1382.79
STWD | 241.86 | 1359.55 | 1359.55 | 1359.55 | 1359.55 | 1359.55
WT | 28147.97 | 28682.04 | 69425.18 | 80902.47 | 93289.07 | 109072.82
IGCC | 0 | 0 | 0 | 0 | 0 | 0
DemandResponse | 0 | 0 | 0 | 0 | 0 | 0
IGCC-CCS | 0 | 0 | 0 | 0 | 0 | 0
WT_off | 0 | 0 | 0 | 0 | 0 | 0
PseudoUnit | 0 | 0 | 0 | 0 | 0 | 0
FixedInterchange | 0 | 0 | 0 | 0 | 0 | 0
Total Generation by Reporting Type: SOCO
ReportingType | 2015 | 2020 | 2025 | 2030 | 2035 | 2040
BM | 0 | 58.54 | 54.66 | 127.25 | 346.64 | 410.64
CC | 123908.32 | 138831.77 | 153627.7 | 163942.54 | 186582 | 160327.16
CSP | 0 | 0 | 0 | 0 | 0 | 0
CT | 0 | 0 | 0 | 0 | 0 | 0
Coal | 100897.32 | 103641.68 | 112767.1 | 116526.71 | 121886.46 | 221798.72
Geo | 0 | 0 | 0 | 0 | 0 | 0
H | 10893.11 | 10893.11 | 10893.11 | 10893.11 | 10893.11 | 10893.11
LFG | 291.71 | 291.71 | 1138.45 | 1138.45 | 1138.45 | 1138.45
Nuc | 45497.84 | 62634.5 | 62634.5 | 62634.5 | 62634.5 | 42031.17
PS | 1273 | 1273 | 1273 | 1273 | 1273 | 1244.5
PV | 0 | 0 | 0 | 0 | 0 | 0
PeakG | 876.91 | 1198.92 | 1986.62 | 1966.2 | 2078.32 | 1556.36
PeakO | 0 | 0 | 0 | 0 | 0 | 0
ST | 0 | 0 | 0 | 0 | 0 | 0
STOG | 0 | 0 | 0 | 0 | 0 | 0
STWD | 0 | 692.4 | 692.4 | 4562.57 | 4681.34 | 4681.34
WT | 0 | 0 | 0 | 0 | 0 | 0
IGCC | 0 | 0 | 0 | 0 | 0 | 0
DemandResponse | 0 | 0 | 0 | 0 | 0 | 0
IGCC-CCS | 0 | 0 | 0 | 0 | 0 | 0
WT_off | 0 | 0 | 0 | 0 | 0 | 0
PseudoUnit | 0 | 0 | 0 | 0 | 0 | 0
FixedInterchange | 0 | 0 | 0 | 0 | 0 | 0
Total Generation by Reporting Type: SPP_N
ReportingType | 2015 | 2020 | 2025 | 2030 | 2035 | 2040
BM | 0 | 0 | 0 | 0 | 0 | 0
CC | 8149.24 | 1759.08 | 1244.28 | 956.57 | 1137.72 | 956.57
CSP | 0 | 0 | 0 | 0 | 0 | 0
CT | 3.61 | 20.13 | 21.85 | 0 | 0 | 0
Coal | 59322.93 | 50005.08 | 48309.99 | 28869.93 | 30326.79 | 31181.09
Geo | 0 | 0 | 0 | 0 | 0 | 0
H | 60 | 60 | 60 | 60 | 60 | 60
LFG | 55.19 | 55.19 | 55.19 | 804.17 | 804.17 | 804.17
Nuc | 9035.69 | 9035.69 | 9035.69 | 9035.69 | 8012.75 | 8012.75
PS | 0 | 0 | 0 | 0 | 0 | 0
PV | 0 | 0 | 0 | 0 | 0 | 0
PeakG | 0 | 0 | 0 | 0 | 0 | 0
PeakO | 0 | 0 | 0 | 0 | 0 | 0
ST | 0 | 0 | 0 | 0 | 0 | 0
STOG | 321.68 | 326.01 | 15.51 | 0 | 3.94 | 2.74
STWD | 0 | 0 | 0 | 0 | 0 | 0
WT | 4213.48 | 4213.48 | 4213.48 | 96444.98 | 108933.44 | 118685.78
IGCC | 0 | 0 | 0 | 0 | 0 | 0
DemandResponse | 0 | 0 | 0 | 0 | 0 | 0
IGCC-CCS | 0 | 0 | 0 | 0 | 0 | 0
WT_off | 0 | 0 | 0 | 0 | 0 | 0
PseudoUnit | 0 | 0 | 0 | 0 | 0 | 0
FixedInterchange | 0 | 0 | 0 | 0 | 0 | 0
Total Generation by Reporting Type: SPP_S
ReportingType | 2015 | 2020 | 2025 | 2030 | 2035 | 2040
BM | 0 | 0 | 0 | 0 | 0 | 0
CC | 50347.73 | 22021.77 | 10245.25 | 8471.22 | 10046.39 | 10661.47
CSP | 0 | 0 | 0 | 0 | 0 | 0
CT | 0.33 | 0 | 0 | 0 | 0 | 0
Coal | 98103.42 | 68870.37 | 40242.07 | 22135.87 | 30176.51 | 32035.26
Geo | 0 | 0 | 0 | 0 | 0 | 0
H | 10050.79 | 10050.79 | 10050.79 | 10050.79 | 10050.79 | 10050.79
LFG | 149.8 | 149.8 | 149.8 | 898.78 | 898.78 | 898.78
Nuc | 0 | 0 | 0 | 0 | 0 | 0
PS | 194.01 | 327.81 | 334.5 | 1137.3 | 1137.3 | 1137.3
PV | 0 | 0 | 0 | 0 | 0 | 0
PeakG | 0 | 0 | 0 | 0 | 0 | 0
PeakO | 0 | 0 | 0 | 0 | 0 | 0
ST | 0 | 0 | 0 | 0 | 0 | 0
STOG | 3414.57 | 3477.15 | 1526.51 | 986.64 | 3182.4 | 3484.99
STWD | 0 | 55.57 | 30.24 | 54.81 | 138.73 | 138.73
WT | 9404.55 | 61152.06 | 183705.06 | 214937.58 | 229063.88 | 242102.1
IGCC | 0 | 0 | 0 | 0 | 0 | 0
DemandResponse | 0 | 0 | 0 | 0 | 0 | 0
IGCC-CCS | 0 | 0 | 0 | 0 | 0 | 0
WT_off | 0 | 0 | 0 | 0 | 0 | 0
PseudoUnit | 0 | 0 | 0 | 0 | 0 | 0
FixedInterchange | 0 | 0 | 0 | 0 | 0 | 0
Total Generation by Reporting Type: TVA
ReportingType | 2015 | 2020 | 2025 | 2030 | 2035 | 2040
BM | 0 | 0 | 0 | 0 | 0 | 0
CC | 18551.77 | 36205.21 | 49377.4 | 67311.84 | 81995.81 | 68044.36
CSP | 0 | 0 | 0 | 0 | 0 | 0
CT | 32.89 | 463.53 | 401.85 | 629.35 | 1654.62 | 2016.64
Coal | 93447.87 | 80546.75 | 81462.69 | 81462.69 | 83199.33 | 114485.56
Geo | 0 | 0 | 0 | 0 | 0 | 0
H | 17444.8 | 17444.8 | 17545.57 | 17545.57 | 17545.57 | 17545.57
LFG | 102.49 | 102.49 | 949.23 | 949.23 | 949.23 | 949.23
Nuc | 65391.09 | 65391.09 | 65391.09 | 65391.09 | 45821.54 | 35861.5
PS | 777.08 | 783.54 | 769 | 736.44 | 1324.68 | 1324.68
PV | 0 | 0 | 0 | 0 | 0 | 0
PeakG | 0 | 0 | 21.07 | 0 | 0 | 0
PeakO | 0 | 0 | 0 | 0 | 0 | 0
ST | 0 | 0 | 0 | 0 | 0 | 0
STOG | 0 | 0 | 0 | 0 | 0 | 0
STWD | 0 | 3.83 | 3.38 | 35.04 | 35.04 | 35.04
WT | 73.94 | 73.94 | 73.94 | 73.94 | 73.94 | 73.94
IGCC | 0 | 0 | 0 | 0 | 0 | 0
DemandResponse | 0 | 0 | 0 | 0 | 0 | 0
IGCC-CCS | 0 | 0 | 0 | 0 | 0 | 0
WT_off | 0 | 0 | 0 | 0 | 0 | 0
PseudoUnit | 0 | 0 | 0 | 0 | 0 | 0
FixedInterchange | 0 | 0 | 0 | 0 | 0 | 0
Total Generation by Reporting Type: TVA_Transmission
ReportingType | 2015 | 2020 | 2025 | 2030 | 2035 | 2040
BM | 0 | 0 | 0 | 0 | 0 | 0
CC | 0 | 0 | 0 | 0 | 0 | 0
CSP | 0 | 0 | 0 | 0 | 0 | 0
CT | 0 | 0 | 0 | 0 | 0 | 0
Coal | 0 | 0 | 0 | 0 | 0 | 0
Geo | 0 | 0 | 0 | 0 | 0 | 0
H | 0 | 0 | 0 | 0 | 0 | 0
LFG | 0 | 0 | 0 | 0 | 0 | 0
Nuc | 0 | 0 | 0 | 0 | 0 | 0
PS | 0 | 0 | 0 | 0 | 0 | 0
PV | 0 | 0 | 0 | 0 | 0 | 0
PeakG | 0 | 0 | 0 | 0 | 0 | 0
PeakO | 0 | 0 | 0 | 0 | 0 | 0
ST | 0 | 0 | 0 | 0 | 0 | 0
STOG | 0 | 0 | 0 | 0 | 0 | 0
STWD | 0 | 0 | 0 | 0 | 0 | 0
WT | 0 | 0 | 0 | 0 | 0 | 0
IGCC | 0 | 0 | 0 | 0 | 0 | 0
DemandResponse | 0 | 0 | 0 | 0 | 0 | 0
IGCC-CCS | 0 | 0 | 0 | 0 | 0 | 0
WT_off | 0 | 0 | 0 | 0 | 0 | 0
PseudoUnit | 0 | 0 | 0 | 0 | 0 | 0
FixedInterchange | 0 | 0 | 0 | 0 | 0 | 0
Total Generation by Reporting Type: VACAR
ReportingType | 2015 | 2020 | 2025 | 2030 | 2035 | 2040
BM | 6.84 | 3130.42 | 9284 | 11081.22 | 13985.03 | 16857.04
CC | 69853.65 | 92966.75 | 99931.66 | 109199.21 | 167667.41 | 220375.98
CSP | 0 | 0 | 0 | 0 | 0 | 0
CT | 26.66 | 266.89 | 381.6 | 728.08 | 780.79 | 952.99
Coal | 78152.8 | 73797.14 | 86833.02 | 91952.34 | 103419.7 | 108654.26
Geo | 0 | 0 | 0 | 0 | 0 | 0
H | 4325 | 4325 | 4325 | 4325 | 4325 | 4325
LFG | 499.37 | 1343.43 | 1343.43 | 1343.43 | 1343.43 | 1343.43
Nuc | 89032.75 | 107182.03 | 107182.03 | 107182.03 | 81882.09 | 67409.4
PS | 1104.03 | 1203.36 | 1921.32 | 1922.76 | 1988.16 | 1922.76
PV | 42.05 | 337.35 | 368.85 | 398.07 | 445.29 | 491.99
PeakG | 50.62 | 89.75 | 216.09 | 187.4 | 168.87 | 147.17
PeakO | 0 | 0 | 0 | 0 | 0 | 0
ST | 0 | 0 | 0 | 0 | 0 | 0
STOG | 0 | 0 | 0 | 0 | 0 | 0
STWD | 1969.25 | 1969.25 | 1969.25 | 1969.25 | 1969.25 | 1969.25
WT | 2.34 | 7866.99 | 7866.99 | 7866.99 | 7866.99 | 7866.99
IGCC | 0 | 0 | 0 | 0 | 0 | 0
DemandResponse | 0 | 0 | 0 | 0 | 0 | 0
IGCC-CCS | 0 | 0 | 0 | 0 | 0 | 0
WT_off | 3.46 | 3.46 | 3.46 | 3.46 | 3.46 | 3.46
PseudoUnit | 0 | 0 | 0 | 0 | 0 | 0
FixedInterchange | 0 | 0 | 0 | 0 | 0 | 0
Total Generation by Reporting Type: IESO
ReportingType | 2015 | 2020 | 2025 | 2030 | 2035 | 2040
BM | 0 | 0 | 0 | 0 | 0 | 3.01
CC | 1881.05 | 2270.46 | 6021.45 | 15559.95 | 48075.36 | 76253.29
CSP | 0 | 0 | 0 | 0 | 0 | 0
CT | 0 | 0 | 0 | 3.44 | 4.8 | 15.72
Coal | 0 | 0 | 0 | 0 | 0 | 0
Geo | 0 | 0 | 0 | 0 | 0 | 0
H | 46189.03 | 46189.03 | 46189.03 | 46189.03 | 46189.03 | 47737.94
LFG | 926.37 | 926.37 | 926.37 | 930.31 | 930.31 | 930.31
Nuc | 101402.31 | 101402.31 | 101402.31 | 101402.31 | 93379.23 | 81383.57
PS | 1.23 | 4.3 | 1.43 | 4.3 | 13.53 | 14.81
PV | 78.84 | 78.84 | 78.84 | 78.84 | 78.84 | 78.84
PeakG | 0 | 0 | 0 | 0 | 4.3 | 4.3
PeakO | 0 | 0 | 0 | 0 | 0 | 0
ST | 0 | 0 | 0 | 0 | 0 | 0
STOG | 0 | 0 | 0 | 0 | 0 | 0
STWD | 0 | 0 | 0 | 1.25 | 13.76 | 13.76
WT | 8479.75 | 8479.75 | 8479.75 | 8479.75 | 3205.67 | 3205.67
IGCC | 0 | 0 | 0 | 0 | 0 | 0
DemandResponse | 0 | 0 | 0 | 0 | 0 | 0
IGCC-CCS | 0 | 0 | 0 | 0 | 0 | 0
WT_off | 0 | 0 | 0 | 0 | 0 | 0
PseudoUnit | 0 | 0 | 0 | 0 | 0 | 0
FixedInterchange | 0 | 0 | 0 | 0 | 0 | 0
Total Generation by Reporting Type: MAPP_CA
ReportingType | 2015 | 2020 | 2025 | 2030 | 2035 | 2040
BM | 0 | 0 | 0 | 0 | 0 | 0
CC | 7456.03 | 7182.63 | 5737.21 | 1168.83 | 3123.55 | 2287.89
CSP | 0 | 0 | 0 | 0 | 0 | 0
CT | 7.14 | 2.35 | 2.83 | 0 | 0 | 0
Coal | 248.33 | 780.78 | 881.09 | 82.6 | 1117.17 | 1164.85
Geo | 0 | 0 | 0 | 0 | 0 | 0
H | 41520.42 | 45597.02 | 54366.11 | 68795.52 | 68795.52 | 68795.52
LFG | 0 | 0 | 0 | 0 | 0 | 0
Nuc | 0 | 0 | 0 | 0 | 0 | 0
PS | 0 | 0 | 0 | 0 | 0 | 0
PV | 0 | 0 | 0 | 0 | 0 | 0
PeakG | 0 | 0 | 0 | 0 | 0 | 0
PeakO | 0 | 0 | 0 | 0 | 0 | 0
ST | 0 | 0 | 0 | 0 | 0 | 0
STOG | 0 | 0 | 0 | 0 | 0 | 0
STWD | 0 | 0 | 0 | 0 | 0 | 0
WT | 1446.06 | 1446.06 | 1446.06 | 1446.06 | 1815.47 | 11027.88
IGCC | 0 | 0 | 0 | 0 | 0 | 0
DemandResponse | 0 | 0 | 0 | 0 | 0 | 0
IGCC-CCS | 0 | 0 | 0 | 0 | 0 | 0
WT_off | 0 | 0 | 0 | 0 | 0 | 0
PseudoUnit | 0 | 0 | 0 | 0 | 0 | 0
FixedInterchange | 0 | 0 | 0 | 0 | 0 | 0
Total Generation by Reporting Type: AZ_NM_SNV_Coal
ReportingType | 2015 | 2020 | 2025 | 2030 | 2035 | 2040
BM | 0 | 0 | 0 | 0 | 0 | 0
CC | 0 | 0 | 0 | 0 | 0 | 0
CSP | 0 | 0 | 0 | 0 | 0 | 0
CT | 0 | 0 | 0 | 0 | 0 | 0
Coal | 76529.19 | 77472.95 | 77472.96 | 77472.96 | 77472.96 | 165062.77
Geo | 0 | 0 | 0 | 0 | 0 | 0
H | 0 | 0 | 0 | 0 | 0 | 0
LFG | 0 | 0 | 0 | 0 | 0 | 0
Nuc | 0 | 0 | 0 | 0 | 0 | 0
PS | 0 | 0 | 0 | 0 | 0 | 0
PV | 0 | 0 | 0 | 0 | 0 | 0
PeakG | 0 | 0 | 0 | 0 | 0 | 0
PeakO | 0 | 0 | 0 | 0 | 0 | 0
ST | 0 | 0 | 0 | 0 | 0 | 0
STOG | 0 | 0 | 0 | 0 | 0 | 0
STWD | 0 | 0 | 0 | 0 | 0 | 0
WT | 0 | 0 | 0 | 0 | 0 | 0
IGCC | 0 | 0 | 0 | 0 | 0 | 0
DemandResponse | 0 | 0 | 0 | 0 | 0 | 0
IGCC-CCS | 0 | 0 | 0 | 0 | 0 | 0
WT_off | 0 | 0 | 0 | 0 | 0 | 0
PseudoUnit | 0 | 0 | 0 | 0 | 0 | 0
FixedInterchange | 0 | 0 | 0 | 0 | 0 | 0
Total Generation by Reporting Type: AZ_NM_SNV_Gas
ReportingType | 2015 | 2020 | 2025 | 2030 | 2035 | 2040
BM | 0 | 0 | 0 | 0 | 0 | 0
CC | 104814.57 | 136273.13 | 152027.63 | 215395.59 | 254452.76 | 228661.29
CSP | 0 | 0 | 0 | 0 | 0 | 0
CT | 0 | 6.87 | 488.12 | 281.87 | 0 | 0
Coal | 0 | 0 | 0 | 0 | 0 | 0
Geo | 0 | 0 | 0 | 0 | 0 | 0
H | 0 | 0 | 0 | 0 | 0 | 0
LFG | 0 | 0 | 0 | 0 | 0 | 0
Nuc | 0 | 0 | 0 | 0 | 0 | 0
PS | 0 | 0 | 0 | 0 | 0 | 0
PV | 0 | 0 | 0 | 0 | 0 | 0
PeakG | 0 | 10.2 | 1009.88 | 0 | 0 | 0
PeakO | 0 | 0 | 0 | 0 | 0 | 0
ST | 0 | 0 | 0 | 0 | 0 | 0
STOG | 0 | 0 | 0 | 0 | 0 | 0
STWD | 0 | 0 | 0 | 0 | 0 | 0
WT | 0 | 0 | 0 | 0 | 0 | 0
IGCC | 0 | 0 | 0 | 0 | 0 | 0
DemandResponse | 0 | 0 | 0 | 0 | 0 | 0
IGCC-CCS | 0 | 0 | 0 | 0 | 0 | 0
WT_off | 0 | 0 | 0 | 0 | 0 | 0
PseudoUnit | 0 | 0 | 0 | 0 | 0 | 0
FixedInterchange | 0 | 0 | 0 | 0 | 0 | 0
Total Generation by Reporting Type: AZ_NM_SNV_NucRenew
ReportingType | 2015 | 2020 | 2025 | 2030 | 2035 | 2040
BM | 0 | 0 | 0 | 0 | 0 | 0
CC | 0 | 0 | 0 | 0 | 0 | 0
CSP | 0 | 0 | 0 | 0 | 0 | 0
CT | 0 | 0 | 0 | 0 | 0 | 0
Coal | 0 | 0 | 0 | 0 | 0 | 0
Geo | 0 | 0 | 12066.9 | 12066.9 | 12066.9 | 12066.9
H | 8952 | 8952 | 8952 | 8952 | 8952 | 8952
LFG | 55.19 | 55.19 | 533.48 | 533.48 | 533.48 | 533.48
Nuc | 30183.89 | 30183.89 | 30183.89 | 30183.89 | 30183.89 | 30183.89
PS | 88.56 | 88.56 | 153.36 | 153.36 | 153.36 | 204.44
PV | 365.63 | 365.63 | 365.63 | 365.63 | 365.63 | 365.63
PeakG | 0 | 0 | 0 | 0 | 0 | 0
PeakO | 0 | 0 | 0 | 0 | 0 | 0
ST | 981.12 | 2799.38 | 4080.39 | 4803.36 | 4803.36 | 4803.36
STOG | 0 | 0 | 0 | 0 | 0 | 0
STWD | 182.21 | 182.21 | 182.21 | 182.21 | 182.21 | 182.21
WT | 1407.73 | 12874.25 | 16058.53 | 18817.83 | 18817.83 | 18817.83
IGCC | 0 | 0 | 0 | 0 | 0 | 0
DemandResponse | 0 | 0 | 0 | 0 | 0 | 0
IGCC-CCS | 0 | 0 | 0 | 0 | 0 | 0
WT_off | 0 | 0 | 0 | 0 | 0 | 0
PseudoUnit | 0 | 0 | 0 | 0 | 0 | 0
FixedInterchange | 0 | 0 | 0 | 0 | 0 | 0
Total Generation by Reporting Type: ERCOT
ReportingType | 2015 | 2020 | 2025 | 2030 | 2035 | 2040
BM | 0 | 154.07 | 98.27 | 17863.92 | 19726.86 | 22131.56
CC | 158985.09 | 156520.49 | 148046.43 | 143460.6 | 162510.47 | 196188.61
CSP | 0 | 0 | 0 | 0 | 0 | 0
CT | 0 | 0 | 0 | 0 | 0 | 1.01
Coal | 117328.64 | 126876.67 | 132665.42 | 133834 | 141005.37 | 141005.37
Geo | 0 | 0 | 0 | 0 | 0 | 0
H | 607.38 | 607.38 | 607.38 | 2022.97 | 2022.97 | 2022.97
LFG | 591.3 | 591.3 | 3382.24 | 3382.24 | 3382.24 | 3382.24
Nuc | 39655.79 | 39655.79 | 39655.79 | 39655.79 | 39655.79 | 39655.79
PS | 0 | 0 | 0 | 0 | 0 | 0
PV | 30.84 | 30.84 | 30.84 | 30.84 | 2.63 | 2.63
PeakG | 0 | 0 | 0 | 0 | 0 | 0
PeakO | 0 | 0 | 0 | 0 | 0 | 0
ST | 0 | 0 | 0 | 0 | 0 | 0
STOG | 5683.74 | 5330.09 | 4861.07 | 3489.4 | 3386.08 | 3336.54
STWD | 0 | 0 | 0 | 0 | 0 | 0
WT | 27080.39 | 56566.36 | 91634.51 | 116314.81 | 125657.73 | 137681.23
IGCC | 0 | 0 | 0 | 0 | 0 | 0
DemandResponse | 0 | 0 | 0 | 0 | 0 | 0
IGCC-CCS | 0 | 0 | 0 | 0 | 0 | 0
WT_off | 0 | 0 | 0 | 0 | 0 | 0
PseudoUnit | 0 | 0 | 0 | 0 | 0 | 0
FixedInterchange | 0 | 0 | 0 | 0 | 0 | 0
Total Generation by Reporting Type: NP15
ReportingType | 2015 | 2020 | 2025 | 2030 | 2035 | 2040
BM | 0 | 0 | 0 | 0 | 0 | 0
CC | 39873.22 | 42605.13 | 33618.21 | 31983.46 | 26790.04 | 27208.87
CSP | 0 | 0 | 0 | 0 | 0 | 0
CT | 0 | 0 | 0 | 0.3 | 80.86 | 130.82
Coal | 213.44 | 0 | 0 | 0 | 0 | 0
Geo | 9050.48 | 9561.24 | 14043.68 | 14043.68 | 14043.68 | 14043.68
H | 24182 | 24182 | 24182 | 24182 | 24182 | 24182
LFG | 670.14 | 5124.6 | 5124.6 | 5124.6 | 5124.6 | 5124.6
Nuc | 17915.6 | 17915.6 | 17915.6 | 17915.6 | 17915.6 | 17915.6
PS | 10.93 | 56.13 | 55.15 | 108.08 | 1409.83 | 1346.78
PV | 153.52 | 153.52 | 153.52 | 153.52 | 139.28 | 139.28
PeakG | 0 | 0 | 5.76 | 54.25 | 191.74 | 302.81
PeakO | 0 | 0 | 0 | 0 | 0 | 0
ST | 99.08 | 99.08 | 99.08 | 99.08 | 99.08 | 99.08
STOG | 217.93 | 407.4 | 342.38 | 678.94 | 849.15 | 1205.53
STWD | 3097.54 | 3097.54 | 3097.54 | 3097.54 | 3097.54 | 3097.54
WT | 3102.31 | 8393.18 | 34044.68 | 39759.06 | 39759.06 | 39759.06
IGCC | 0 | 0 | 0 | 0 | 0 | 0
DemandResponse | 0 | 0 | 0 | 0 | 0 | 0
IGCC-CCS | 0 | 0 | 0 | 0 | 0 | 0
WT_off | 0 | 0 | 0 | 0 | 0 | 0
PseudoUnit | 0 | 0 | 0 | 0 | 0 | 0
FixedInterchange | 0 | 0 | 0 | 0 | 0 | 0
Total Generation by Reporting Type: NWPP_Coal
ReportingType | 2015 | 2020 | 2025 | 2030 | 2035 | 2040
BM | 0 | 0 | 0 | 0 | 0 | 0
CC | 0 | 0 | 0 | 0 | 0 | 0
CSP | 0 | 0 | 0 | 0 | 0 | 0
CT | 0 | 0 | 0 | 0 | 0 | 0
Coal | 97192.77 | 97074.66 | 97074.67 | 97074.67 | 97074.67 | 97074.67
Geo | 0 | 0 | 0 | 0 | 0 | 0
H | 0 | 0 | 0 | 0 | 0 | 0
LFG | 0 | 0 | 0 | 0 | 0 | 0
Nuc | 0 | 0 | 0 | 0 | 0 | 0
PS | 0 | 0 | 0 | 0 | 0 | 0
PV | 0 | 0 | 0 | 0 | 0 | 0
PeakG | 0 | 0 | 0 | 0 | 0 | 0
PeakO | 0 | 0 | 0 | 0 | 0 | 0
ST | 0 | 0 | 0 | 0 | 0 | 0
STOG | 0 | 0 | 0 | 0 | 0 | 0
STWD | 0 | 0 | 0 | 0 | 0 | 0
WT | 0 | 0 | 0 | 0 | 0 | 0
IGCC | 0 | 0 | 0 | 0 | 0 | 0
DemandResponse | 0 | 0 | 0 | 0 | 0 | 0
IGCC-CCS | 0 | 0 | 0 | 0 | 0 | 0
WT_off | 0 | 0 | 0 | 0 | 0 | 0
PseudoUnit | 0 | 0 | 0 | 0 | 0 | 0
FixedInterchange | 0 | 0 | 0 | 0 | 0 | 0
Total Generation by Reporting Type: NWPP_Gas
ReportingType | 2015 | 2020 | 2025 | 2030 | 2035 | 2040
BM | 0 | 0 | 0 | 0 | 0 | 0
CC | 50575.36 | 61177.6 | 92283.62 | 136353.24 | 200113.89 | 234920.53
CSP | 0 | 0 | 0 | 0 | 0 | 0
CT | 0 | 0 | 0 | 1.4 | 0 | 0
Coal | 0 | 0 | 0 | 0 | 0 | 3274.54
Geo | 0 | 0 | 0 | 0 | 0 | 0
H | 0 | 0 | 0 | 0 | 0 | 0
LFG | 0 | 0 | 0 | 0 | 0 | 0
Nuc | 0 | 0 | 0 | 0 | 0 | 0
PS | 0 | 0 | 0 | 0 | 0 | 0
PV | 0 | 0 | 0 | 0 | 0 | 0
PeakG | 0 | 0 | 0 | 0 | 0 | 0
PeakO | 0 | 0 | 0 | 0 | 0 | 0
ST | 0 | 0 | 0 | 0 | 0 | 0
STOG | 0 | 0 | 0 | 0 | 0 | 0
STWD | 0 | 0 | 0 | 0 | 0 | 0
WT | 0 | 0 | 0 | 0 | 0 | 0
IGCC | 0 | 0 | 0 | 0 | 0 | 0
DemandResponse | 0 | 0 | 0 | 0 | 0 | 0
IGCC-CCS | 0 | 0 | 0 | 0 | 0 | 0
WT_off | 0 | 0 | 0 | 0 | 0 | 0
PseudoUnit | 0 | 0 | 0 | 0 | 0 | 0
FixedInterchange | 0 | 0 | 0 | 0 | 0 | 0
Total Generation by Reporting Type: NWPP_NucRenew
ReportingType | 2015 | 2020 | 2025 | 2030 | 2035 | 2040
BM | 0 | 0 | 0 | 243.02 | 243.02 | 243.02
CC | 0 | 0 | 0 | 0 | 0 | 0
CSP | 0 | 0 | 0 | 0 | 0 | 0
CT | 0 | 0 | 0 | 0 | 0 | 0
Coal | 0 | 0 | 0 | 0 | 0 | 0
Geo | 3280.13 | 3280.13 | 6891.88 | 6891.88 | 6891.88 | 6891.88
H | 133486 | 133486 | 133486 | 134577.8 | 134577.8 | 134577.8
LFG | 1013.09 | 1013.09 | 1611.94 | 2940.73 | 2940.73 | 2940.73
Nuc | 8809.8 | 8809.8 | 8809.8 | 8809.8 | 8809.8 | 8809.8
PS | 0 | 0 | 0 | 0.25 | 0 | 2.58
PV | 7.88 | 7.88 | 7.88 | 7.88 | 7.88 | 7.88
PeakG | 0 | 0 | 0 | 0 | 0 | 0
PeakO | 0 | 0 | 0 | 0 | 0 | 0
ST | 0 | 0 | 0 | 0 | 0 | 0
STOG | 0 | 0 | 0 | 0 | 0 | 0
STWD | 0 | 2005.64 | 3931.49 | 3931.49 | 3931.49 | 3931.49
WT | 15874.4 | 15874.4 | 15874.4 | 15874.4 | 16743.93 | 16743.93
IGCC | 0 | 0 | 0 | 0 | 0 | 0
DemandResponse | 0 | 0 | 0 | 0 | 0 | 0
IGCC-CCS | 0 | 0 | 0 | 0 | 0 | 0
WT_off | 0 | 0 | 0 | 0 | 0 | 0
PseudoUnit | 0 | 0 | 0 | 0 | 0 | 0
FixedInterchange | 0 | 0 | 0 | 0 | 0 | 0
Total Generation by Reporting Type: RMPA
ReportingType | 2015 | 2020 | 2025 | 2030 | 2035 | 2040
BM | 0 | 0 | 0 | 0 | 0 | 0
CC | 8402.03 | 8839.05 | 3664.19 | 2898.58 | 2633.88 | 2328.11
CSP | 0 | 0 | 0 | 0 | 0 | 0
CT | 0 | 0 | 0 | 0 | 0 | 0
Coal | 55435.07 | 62687.4 | 63340.64 | 71154.48 | 88763.84 | 105435.35
Geo | 0 | 4690.49 | 21387.54 | 21387.54 | 21387.54 | 21387.54
H | 4353 | 4353 | 4353 | 4353 | 4353 | 4353
LFG | 58.34 | 58.34 | 58.34 | 286.45 | 286.45 | 286.45
Nuc | 0 | 0 | 0 | 0 | 0 | 0.01
PS | 61.93 | 181.98 | 177.53 | 625.63 | 1339.87 | 1513
PV | 54.93 | 54.93 | 54.93 | 54.93 | 54.93 | 54.93
PeakG | 9.68 | 23.87 | 14.87 | 58.99 | 65.35 | 47.85
PeakO | 0 | 0 | 0 | 0 | 0 | 0
ST | 9.83 | 1377.12 | 1567.8 | 1717.48 | 1717.48 | 1717.48
STOG | 0 | 0 | 0 | 0 | 0 | 0
STWD | 0 | 0 | 0 | 0 | 0 | 0
WT | 6354.34 | 6354.34 | 6354.34 | 7297.91 | 7297.91 | 7297.91
IGCC | 0 | 0 | 0 | 0 | 0 | 0
DemandResponse | 0 | 0 | 0 | 0 | 0 | 0
IGCC-CCS | 0 | 0 | 0 | 0 | 0 | 0
WT_off | 0 | 0 | 0 | 0 | 0 | 0
PseudoUnit | 0 | 0 | 0 | 0 | 0 | 0
FixedInterchange | 0 | 0 | 0 | 0 | 0 | 0
Total Generation by Reporting Type: SP15
ReportingType | 2015 | 2020 | 2025 | 2030 | 2035 | 2040
BM | 44.8 | 44.8 | 39.65 | 32.67 | 27.49 | 28.81
CC | 49553.16 | 41436.79 | 34467.59 | 19182.77 | 21058.46 | 12999.15
CSP | 0 | 0 | 0 | 0 | 0 | 0
CT | 0 | 0 | 0 | 49.3 | 655.07 | 475.08
Coal | 761.6 | 761.6 | 761.6 | 467.51 | 165.76 | 67.1
Geo | 7774.15 | 19841.05 | 19841.05 | 19841.05 | 19841.05 | 19841.05
H | 5920 | 5920 | 5920 | 5920 | 5920 | 5920
LFG | 1759.71 | 6141.64 | 6141.64 | 6141.64 | 6141.64 | 6141.64
Nuc | 17526.13 | 17526.13 | 17526.13 | 17526.13 | 17526.13 | 17526.13
PS | 302.4 | 590.4 | 663.78 | 677.63 | 1022.4 | 1362.96
PV | 331.57 | 331.57 | 331.57 | 331.57 | 323.24 | 323.24
PeakG | 0 | 0 | 17.04 | 63.15 | 55.84 | 34.46
PeakO | 0 | 0 | 0 | 0.08 | 0.46 | 0
ST | 1569.79 | 1569.79 | 1569.79 | 1569.79 | 1569.79 | 1569.79
STOG | 608.37 | 1080.63 | 1099.37 | 2027.71 | 3784.34 | 2601.58
STWD | 833.95 | 833.95 | 833.95 | 833.95 | 833.95 | 833.95
WT | 5740.26 | 5740.26 | 5740.26 | 13540.88 | 13568.61 | 43634.86
IGCC | 0 | 0 | 0 | 0 | 0 | 0
DemandResponse | 0 | 0 | 0 | 0 | 0.13 | 0
IGCC-CCS | 0 | 0 | 0 | 0 | 0 | 0
WT_off | 0 | 0 | 0 | 0 | 0 | 0
PseudoUnit | 0 | 0 | 0 | 0 | 0 | 0
FixedInterchange | 0 | 0 | 0 | 0 | 0 | 0
Total Generation by Reporting Type: ALB
ReportingType | 2015 | 2020 | 2025 | 2030 | 2035 | 2040
BM | 0 | 0 | 0 | 0 | 0 | 0
CC | 20005.14 | 29022.26 | 37649.92 | 50021.56 | 63793.6 | 76515.23
CSP | 0 | 0 | 0 | 0 | 0 | 0
CT | 0 | 0 | 0 | 0 | 0 | 0
Coal | 46350.59 | 46350.59 | 46350.59 | 46350.59 | 46350.59 | 46350.59
Geo | 0 | 0 | 0 | 0 | 0 | 0
H | 1979.87 | 1979.87 | 1979.87 | 1979.87 | 1979.87 | 1979.87
LFG | 78.84 | 78.84 | 78.84 | 78.84 | 78.84 | 78.84
Nuc | 0 | 0 | 0 | 0 | 0 | 0
PS | 0 | 0 | 0 | 0 | 0 | 0
PV | 0 | 0 | 0 | 0 | 0 | 0
PeakG | 0 | 0 | 1.41 | 0.59 | 0 | 0
PeakO | 0 | 0 | 0 | 0 | 0 | 0
ST | 0 | 0 | 0 | 0 | 0 | 0
STOG | 0 | 0 | 0 | 0 | 0 | 0
STWD | 0 | 0 | 0 | 0 | 0 | 0
WT | 1553.84 | 1553.84 | 1553.84 | 1553.84 | 1553.84 | 1553.84
IGCC | 0 | 0 | 0 | 0 | 0 | 0
DemandResponse | 0 | 0 | 0 | 0 | 0 | 0
IGCC-CCS | 0 | 0 | 0 | 0 | 0 | 0
WT_off | 0 | 0 | 0 | 0 | 0 | 0
PseudoUnit | 0 | 0 | 0 | 0 | 0 | 0
FixedInterchange | 0 | 0 | 0 | 0 | 0 | 0
Total Generation by Reporting Type: BC
ReportingType | 2015 | 2020 | 2025 | 2030 | 2035 | 2040
BM | 0 | 0 | 0 | 0 | 0 | 0
CC | 13468.07 | 20883.57 | 31566.03 | 39455.27 | 49425.78 | 60479.02
CSP | 0 | 0 | 0 | 0 | 0 | 0
CT | 0 | 0 | 0 | 0 | 0 | 0
Coal | 0 | 0 | 0 | 0 | 0 | 0
Geo | 0 | 0 | 0 | 0 | 0 | 0
H | 54411.22 | 54411.22 | 54411.22 | 54411.22 | 54411.22 | 54411.22
LFG | 189.22 | 189.22 | 189.22 | 189.22 | 189.22 | 189.22
Nuc | 0 | 0 | 0 | 0 | 0 | 0
PS | 0 | 0 | 0 | 0 | 0 | 0
PV | 0 | 0 | 0 | 0 | 0 | 0
PeakG | 0 | 0 | 0 | 0 | 0 | 0
PeakO | 0 | 0 | 0 | 0 | 0 | 0
ST | 0 | 0 | 0 | 0 | 0 | 0
STOG | 0 | 187.07 | 0 | 0 | 0 | 0
STWD | 0 | 0 | 0 | 0 | 0 | 0
WT | 568.82 | 568.82 | 568.82 | 568.82 | 568.82 | 568.82
IGCC | 0 | 0 | 0 | 0 | 0 | 0
DemandResponse | 0 | 0 | 0 | 0 | 0 | 0
IGCC-CCS | 0 | 0 | 0 | 0 | 0 | 0
WT_off | 0 | 0 | 0 | 0 | 0 | 0
PseudoUnit | 0 | 0 | 0 | 0 | 0 | 0
FixedInterchange | 0 | 0 | 0 | 0 | 0 | 0
Total Generation by Reporting Type: HQ_IESO
ReportingType | 2015 | 2020 | 2025 | 2030 | 2035 | 2040
BM | 0 | 0 | 0 | 0 | 0 | 0
CC | 0 | 0 | 0 | 0 | 0 | 0
CSP | 0 | 0 | 0 | 0 | 0 | 0
CT | 0 | 0 | 0 | 0 | 0 | 0
Coal | 0 | 0 | 0 | 0 | 0 | 0
Geo | 0 | 0 | 0 | 0 | 0 | 0
H | 0 | 0 | 0 | 0 | 0 | 0
LFG | 0 | 0 | 0 | 0 | 0 | 0
Nuc | 0 | 0 | 0 | 0 | 0 | 0
PS | 0 | 0 | 0 | 0 | 0 | 0
PV | 0 | 0 | 0 | 0 | 0 | 0
PeakG | 0 | 0 | 0 | 0 | 0 | 0
PeakO | 0 | 0 | 0 | 0 | 0 | 0
ST | 0 | 0 | 0 | 0 | 0 | 0
STOG | 0 | 0 | 0 | 0 | 0 | 0
STWD | 0 | 0 | 0 | 0 | 0 | 0
WT | 0 | 0 | 0 | 0 | 0 | 0
IGCC | 0 | 0 | 0 | 0 | 0 | 0
DemandResponse | 0 | 0 | 0 | 0 | 0 | 0
IGCC-CCS | 0 | 0 | 0 | 0 | 0 | 0
WT_off | 0 | 0 | 0 | 0 | 0 | 0
PseudoUnit | 0 | 0 | 0 | 0 | 0 | 0
FixedInterchange | 2336 | 2336 | 2336 | 2336 | 2336 | 2336
Total Generation by Reporting Type: HQ_NEISO
ReportingType | 2015 | 2020 | 2025 | 2030 | 2035 | 2040
BM | 0 | 0 | 0 | 0 | 0 | 0
CC | 0 | 0 | 0 | 0 | 0 | 0
CSP | 0 | 0 | 0 | 0 | 0 | 0
CT | 0 | 0 | 0 | 0 | 0 | 0
Coal | 0 | 0 | 0 | 0 | 0 | 0
Geo | 0 | 0 | 0 | 0 | 0 | 0
H | 0 | 0 | 0 | 0 | 0 | 0
LFG | 0 | 0 | 0 | 0 | 0 | 0
Nuc | 0 | 0 | 0 | 0 | 0 | 0
PS | 0 | 0 | 0 | 0 | 0 | 0
PV | 0 | 0 | 0 | 0 | 0 | 0
PeakG | 0 | 0 | 0 | 0 | 0 | 0
PeakO | 0 | 0 | 0 | 0 | 0 | 0
ST | 0 | 0 | 0 | 0 | 0 | 0
STOG | 0 | 0 | 0 | 0 | 0 | 0
STWD | 0 | 0 | 0 | 0 | 0 | 0
WT | 0 | 0 | 0 | 0 | 0 | 0
IGCC | 0 | 0 | 0 | 0 | 0 | 0
DemandResponse | 0 | 0 | 0 | 0 | 0 | 0
IGCC-CCS | 0 | 0 | 0 | 0 | 0 | 0
WT_off | 0 | 0 | 0 | 0 | 0 | 0
PseudoUnit | 0 | 788.59 | 5488.27 | 12403.59 | 12403.59 | 12403.59
FixedInterchange | 19184.4 | 19184.4 | 19184.4 | 19184.4 | 19184.4 | 19184.4
Total Generation by Reporting Type: HQ_NY
ReportingType | 2015 | 2020 | 2025 | 2030 | 2035 | 2040
BM | 0 | 0 | 0 | 0 | 0 | 0
CC | 0 | 0 | 0 | 0 | 0 | 0
CSP | 0 | 0 | 0 | 0 | 0 | 0
CT | 0 | 0 | 0 | 0 | 0 | 0
Coal | 0 | 0 | 0 | 0 | 0 | 0
Geo | 0 | 0 | 0 | 0 | 0 | 0
H | 0 | 0 | 0 | 0 | 0 | 0
LFG | 0 | 0 | 0 | 0 | 0 | 0
Nuc | 0 | 0 | 0 | 0 | 0 | 0
PS | 0 | 0 | 0 | 0 | 0 | 0
PV | 0 | 0 | 0 | 0 | 0 | 0
PeakG | 0 | 0 | 0 | 0 | 0 | 0
PeakO | 0 | 0 | 0 | 0 | 0 | 0
ST | 0 | 0 | 0 | 0 | 0 | 0
STOG | 0 | 0 | 0 | 0 | 0 | 0
STWD | 0 | 0 | 0 | 0 | 0 | 0
WT | 0 | 0 | 0 | 0 | 0 | 0
IGCC | 0 | 0 | 0 | 0 | 0 | 0
DemandResponse | 0 | 0 | 0 | 0 | 0 | 0
IGCC-CCS | 0 | 0 | 0 | 0 | 0 | 0
WT_off | 0 | 0 | 0 | 0 | 0 | 0
PseudoUnit | 0 | 6451.19 | 14570.11 | 14570.11 | 14570.11 | 14570.11
FixedInterchange | 5840 | 5840 | 5840 | 5840 | 5840 | 5840
Total Generation by Reporting Type: MARITIMES
ReportingType | 2015 | 2020 | 2025 | 2030 | 2035 | 2040
BM | 0 | 0 | 0 | 0 | 0 | 0
CC | 0 | 0 | 0 | 0 | 0 | 0
CSP | 0 | 0 | 0 | 0 | 0 | 0
CT | 0 | 0 | 0 | 0 | 0 | 0
Coal | 0 | 0 | 0 | 0 | 0 | 0
Geo | 0 | 0 | 0 | 0 | 0 | 0
H | 0 | 0 | 0 | 0 | 0 | 0
LFG | 0 | 0 | 0 | 0 | 0 | 0
Nuc | 0 | 0 | 0 | 0 | 0 | 0
PS | 0 | 0 | 0 | 0 | 0 | 0
PV | 0 | 0 | 0 | 0 | 0 | 0
PeakG | 0 | 0 | 0 | 0 | 0 | 0
PeakO | 0 | 0 | 0 | 0 | 0 | 0
ST | 0 | 0 | 0 | 0 | 0 | 0
STOG | 0 | 0 | 0 | 0 | 0 | 0
STWD | 0 | 0 | 0 | 0 | 0 | 0
WT | 0 | 0 | 0 | 0 | 0 | 0
IGCC | 0 | 0 | 0 | 0 | 0 | 0
DemandResponse | 0 | 0 | 0 | 0 | 0 | 0
IGCC-CCS | 0 | 0 | 0 | 0 | 0 | 0
WT_off | 0 | 0 | 0 | 0 | 0 | 0
PseudoUnit | 0 | 2480.72 | 2480.72 | 2480.72 | 2480.72 | 2480.72
FixedInterchange | 8760 | 8760 | 8760 | 8760 | 8760 | 8760
Total Generation by Reporting Type: All
ReportingType | 2015 | 2020 | 2025 | 2030 | 2035 | 2040
BM | 1990.12 | 7171.82 | 13237.32 | 33132.07 | 38193.63 | 41956.74
CC | 1202204.34 | 1465290.31 | 1516092.32 | 1635596.45 | 2195700.15 | 2547286.56
CSP | 0 | 0 | 0 | 0 | 0 | 0
CT | 593.47 | 2672.28 | 4438.02 | 7534.36 | 12597.21 | 16019.47
Coal | 1873635.7 | 1709824.92 | 1701376.61 | 1652055.93 | 1752852.62 | 2024680.18
Geo | 20459.37 | 37727.52 | 74585.65 | 74585.65 | 74585.65 | 74585.65
H | 430354.22 | 440991.3 | 452996.6 | 473535.31 | 473604.75 | 475153.65
LFG | 32608.22 | 48005.68 | 65429.32 | 71137.33 | 71135.5 | 71135.5
Nuc | 913193.71 | 943693.07 | 943693.07 | 931048.81 | 724069.17 | 570571.48
PS | 6844.76 | 9061.18 | 11065.02 | 12541.77 | 16202.74 | 17007.1
PV | 1434.35 | 5636.66 | 8034.61 | 8900.88 | 9472.47 | 10220.07
PeakG | 3104.3 | 4088.01 | 7439.29 | 6289.07 | 8070.58 | 7458.02
PeakO | 0 | 0 | 4.91 | 6.36 | 0.46 | 0
ST | 2659.82 | 5845.37 | 7317.05 | 8189.71 | 8189.71 | 8189.71
STOG | 22004.07 | 24810.09 | 22630.13 | 24274.69 | 30880.99 | 29241.4
STWD | 11234.77 | 20237.15 | 18429.75 | 25113.09 | 26412.85 | 26531.7
WT | 178096.59 | 384575.2 | 740543.73 | 1131014.25 | 1250018.69 | 1414820.15
IGCC | 4427.31 | 4427.31 | 4427.31 | 4427.31 | 4427.31 | 4427.31
DemandResponse | 0 | 0 | 0 | 0 | 0.13 | 0
IGCC-CCS | 0 | 0 | 0 | 0 | 0 | 0
WT_off | 1873.58 | 1873.58 | 5864.11 | 5864.11 | 5864.11 | 5864.11
PseudoUnit | 0 | 9720.49 | 22539.1 | 29454.41 | 29454.41 | 29454.41
FixedInterchange | 36120.4 | 36120.4 | 36120.4 | 36120.4 | 36120.4 | 36120.4
Total Generation by Reporting Type: EI_US
ReportingType | 2015 | 2020 | 2025 | 2030 | 2035 | 2040
BM | 1945.32 | 6972.95 | 13099.4 | 14992.46 | 18196.25 | 19550.33
CC | 747190.63 | 959079.2 | 971010.04 | 980116.6 | 1363722.36 | 1629444.56
CSP | 0 | 0 | 0 | 0 | 0 | 0
CT | 586.33 | 2663.06 | 3947.07 | 7198.04 | 11856.48 | 15396.84
Coal | 1479576.07 | 1297820.27 | 1282829.64 | 1225619.14 | 1300902.26 | 1465244.96
Geo | 354.6 | 354.6 | 354.6 | 354.6 | 354.6 | 354.6
H | 108753.3 | 115313.78 | 118549.99 | 122151.9 | 122221.33 | 122221.33
LFG | 27266.03 | 33827.09 | 47382.66 | 51529.82 | 51527.99 | 51527.99
Nuc | 697700.18 | 728199.54 | 728199.54 | 715555.29 | 516598.72 | 375096.67
PS | 6379.71 | 8139.81 | 10013.78 | 10972.52 | 12263.76 | 12562.52
PV | 411.15 | 4613.45 | 7011.41 | 7877.68 | 8500.03 | 9247.63
PeakG | 3094.62 | 4053.94 | 6390.33 | 6112.08 | 7753.35 | 7068.6
PeakO | 0 | 0 | 4.91 | 6.28 | 0 | 0
ST | 0 | 0 | 0 | 0 | 0 | 0
STOG | 15494.03 | 17804.9 | 16327.31 | 18078.64 | 22861.42 | 22097.75
STWD | 7121.07 | 14117.82 | 10384.57 | 17066.66 | 18353.91 | 18472.75
WT | 106488.69 | 266723.94 | 558788.54 | 907360.88 | 1021029.81 | 1134529.11
IGCC | 4427.31 | 4427.31 | 4427.31 | 4427.31 | 4427.31 | 4427.31
DemandResponse | 0 | 0 | 0 | 0 | 0 | 0
IGCC-CCS | 0 | 0 | 0 | 0 | 0 | 0
WT_off | 1873.58 | 1873.58 | 5864.11 | 5864.11 | 5864.11 | 5864.11
PseudoUnit | 0 | 9720.49 | 22539.1 | 29454.41 | 29454.41 | 29454.41
FixedInterchange | 33784.4 | 33784.4 | 33784.4 | 33784.4 | 33784.4 | 33784.4
Total Generation by Reporting Type: EI_Canada
ReportingType | 2015 | 2020 | 2025 | 2030 | 2035 | 2040
BM | 0 | 0 | 0 | 0 | 0 | 3.01
CC | 9337.08 | 9453.09 | 11758.66 | 16728.78 | 51198.91 | 78541.19
CSP | 0 | 0 | 0 | 0 | 0 | 0
CT | 7.14 | 2.35 | 2.83 | 3.44 | 4.8 | 15.72
Coal | 248.33 | 780.78 | 881.09 | 82.6 | 1117.17 | 1164.85
Geo | 0 | 0 | 0 | 0 | 0 | 0
H | 87709.45 | 91786.05 | 100555.14 | 114984.55 | 114984.55 | 116533.45
LFG | 926.37 | 926.37 | 926.37 | 930.31 | 930.31 | 930.31
Nuc | 101402.31 | 101402.31 | 101402.31 | 101402.31 | 93379.23 | 81383.57
PS | 1.23 | 4.3 | 1.43 | 4.3 | 13.53 | 14.81
PV | 78.84 | 78.84 | 78.84 | 78.84 | 78.84 | 78.84
PeakG | 0 | 0 | 0 | 0 | 4.3 | 4.3
PeakO | 0 | 0 | 0 | 0 | 0 | 0
ST | 0 | 0 | 0 | 0 | 0 | 0
STOG | 0 | 0 | 0 | 0 | 0 | 0
STWD | 0 | 0 | 0 | 1.25 | 13.76 | 13.76
WT | 9925.81 | 9925.81 | 9925.81 | 9925.81 | 5021.14 | 14233.55
IGCC | 0 | 0 | 0 | 0 | 0 | 0
DemandResponse | 0 | 0 | 0 | 0 | 0 | 0
IGCC-CCS | 0 | 0 | 0 | 0 | 0 | 0
WT_off | 0 | 0 | 0 | 0 | 0 | 0
PseudoUnit | 0 | 0 | 0 | 0 | 0 | 0
FixedInterchange | 2336 | 2336 | 2336 | 2336 | 2336 | 2336
Total Generation by Reporting Type: EI
ReportingType | 2015 | 2020 | 2025 | 2030 | 2035 | 2040
BM | 1945.32 | 6972.95 | 13099.4 | 14992.46 | 18196.25 | 19553.34
CC | 756527.71 | 968532.29 | 982768.7 | 996845.37 | 1414921.27 | 1707985.75
CSP | 0 | 0 | 0 | 0 | 0 | 0
CT | 593.47 | 2665.4 | 3949.9 | 7201.48 | 11861.28 | 15412.56
Coal | 1479824.4 | 1298601.05 | 1283710.73 | 1225701.74 | 1302019.44 | 1466409.8
Geo | 354.6 | 354.6 | 354.6 | 354.6 | 354.6 | 354.6
H | 196462.75 | 207099.83 | 219105.13 | 237136.45 | 237205.88 | 238754.79
LFG | 28192.4 | 34753.46 | 48309.03 | 52460.14 | 52458.3 | 52458.31
Nuc | 799102.48 | 829601.85 | 829601.85 | 816957.59 | 609977.95 | 456480.24
PS | 6380.94 | 8144.11 | 10015.21 | 10976.82 | 12277.29 | 12577.33
PV | 489.99 | 4692.29 | 7090.25 | 7956.52 | 8578.87 | 9326.47
PeakG | 3094.62 | 4053.94 | 6390.33 | 6112.08 | 7757.65 | 7072.9
PeakO | 0 | 0 | 4.91 | 6.28 | 0 | 0
ST | 0 | 0 | 0 | 0 | 0 | 0
STOG | 15494.03 | 17804.9 | 16327.31 | 18078.64 | 22861.42 | 22097.75
STWD | 7121.07 | 14117.82 | 10384.57 | 17067.91 | 18367.67 | 18486.51
WT | 116414.5 | 276649.75 | 568714.34 | 917286.69 | 1026050.95 | 1148762.66
IGCC | 4427.31 | 4427.31 | 4427.31 | 4427.31 | 4427.31 | 4427.31
DemandResponse | 0 | 0 | 0 | 0 | 0 | 0
IGCC-CCS | 0 | 0 | 0 | 0 | 0 | 0
WT_off | 1873.58 | 1873.58 | 5864.11 | 5864.11 | 5864.11 | 5864.11
PseudoUnit | 0 | 9720.49 | 22539.1 | 29454.41 | 29454.41 | 29454.41
FixedInterchange | 36120.4 | 36120.4 | 36120.4 | 36120.4 | 36120.4 | 36120.4
Total Generation by Reporting Type: Outside_EI
ReportingType | 2015 | 2020 | 2025 | 2030 | 2035 | 2040
BM | 44.8 | 198.87 | 137.92 | 18139.61 | 19997.38 | 22403.4
CC | 445676.63 | 496758.02 | 533323.63 | 638751.08 | 780778.88 | 839300.81
CSP | 0 | 0 | 0 | 0 | 0 | 0
CT | 0 | 6.87 | 488.12 | 332.87 | 735.93 | 606.91
Coal | 393811.3 | 411223.88 | 417665.87 | 426354.19 | 450833.18 | 558270.38
Geo | 20104.76 | 37372.91 | 74231.05 | 74231.05 | 74231.05 | 74231.05
H | 233891.47 | 233891.47 | 233891.47 | 236398.86 | 236398.86 | 236398.86
LFG | 4415.83 | 13252.22 | 17120.29 | 18677.2 | 18677.2 | 18677.2
Nuc | 114091.22 | 114091.22 | 114091.22 | 114091.22 | 114091.23 | 114091.24
PS | 463.82 | 917.06 | 1049.82 | 1564.95 | 3925.45 | 4429.77
PV | 944.36 | 944.36 | 944.36 | 944.36 | 893.6 | 893.6
PeakG | 9.68 | 34.07 | 1048.96 | 176.99 | 312.93 | 385.12
PeakO | 0 | 0 | 0 | 0.08 | 0.46 | 0
ST | 2659.82 | 5845.37 | 7317.05 | 8189.71 | 8189.71 | 8189.71
STOG | 6510.04 | 7005.19 | 6302.82 | 6196.05 | 8019.57 | 7143.65
STWD | 4113.7 | 6119.34 | 8045.18 | 8045.18 | 8045.18 | 8045.18
WT | 61682.09 | 107925.44 | 171829.38 | 213727.56 | 223967.74 | 266057.49
IGCC | 0 | 0 | 0 | 0 | 0 | 0
DemandResponse | 0 | 0 | 0 | 0 | 0.13 | 0
IGCC-CCS | 0 | 0 | 0 | 0 | 0 | 0
WT_off | 0 | 0 | 0 | 0 | 0 | 0
PseudoUnit | 0 | 0 | 0 | 0 | 0 | 0
FixedInterchange | 0 | 0 | 0 | 0 | 0 | 0
#2 | Energy Demand (TWh)
Energy Demand by Pool & Region:
Pool/Region | 2015 | 2020 | 2025 | 2030 | 2035 | 2040
ENT | 177.19 | 192.44 | 205.02 | 223.44 | 233.67 | 251.52
FRCC | 259.59 | 286 | 314.39 | 338.5 | 395.82 | 440.61
MAPP_US | 30.41 | 34.44 | 36.87 | 42.51 | 49.24 | 54.42
MISO_IN | 105.33 | 110.89 | 118.38 | 136.25 | 149.23 | 161.7
MISO_MI | 101.63 | 110.28 | 122.19 | 133.14 | 146.18 | 159.63
MISO_MO-IL | 103.48 | 113.55 | 127.69 | 139.01 | 151.16 | 164.9
MISO_W | 145.25 | 155.66 | 174.45 | 202.03 | 220.11 | 237.42
MISO_WUMS | 72.21 | 77.17 | 84.86 | 88.91 | 103.12 | 112.27
NE | 34.93 | 39.15 | 41.48 | 49.06 | 54.18 | 58.45
NEISO | 137.65 | 145.7 | 153.81 | 159.84 | 168.55 | 177.69
NonRTO_Midwest | 61.93 | 68.75 | 78.36 | 82.85 | 87.77 | 94.35
NYISO_A-F | 62.16 | 68.6 | 72.63 | 78.16 | 83.68 | 90.57
NYISO_G-I | 18.92 | 20.88 | 22.64 | 24.42 | 26.96 | 29.76
NYISO_J-K | 71.41 | 80.1 | 87.05 | 94.72 | 106.01 | 117.49
PJM_E | 136.71 | 132.96 | 145.19 | 158.83 | 172.99 | 191.4
PJM_ROM | 153.06 | 166.34 | 181.65 | 198.67 | 216.49 | 234.54
PJM_ROR | 564.62 | 577.86 | 624.64 | 655.61 | 716.41 | 778.8
SOCO | 280.52 | 318.5 | 348.21 | 370.27 | 396.53 | 446.2
SPP_N | 84.65 | 95.71 | 105.93 | 117.12 | 131.02 | 142.32
SPP_S | 185.66 | 203.83 | 221.84 | 235.75 | 262.1 | 280.41
TVA | 194.5 | 199.59 | 214.89 | 240.73 | 246.45 | 259.96
TVA_Transmission | 0 | 0 | 0 | 0 | 0 | 0
VACAR | 260.15 | 302 | 332.37 | 358.34 | 400.85 | 442.89
IESO | 147.16 | 149.5 | 163.32 | 176.99 | 192.74 | 209.84
MAPP_CA | 55.81 | 61.91 | 68 | 74.09 | 81.13 | 88.81
AZ_NM_SNV_Coal | 138.97 | 156.38 | 176.52 | 205.54 | 224.78 | 256.05
AZ_NM_SNV_Gas | 0 | 0 | 0 | 0 | 0 | 0
AZ_NM_SNV_NucRenew | 0 | 0 | 0 | 0 | 0 | 0
ERCOT | 350.26 | 386.33 | 425.57 | 465.38 | 502.64 | 550.74
NP15 | 119.28 | 130.7 | 143.93 | 161.27 | 178.37 | 195.58
NWPP_Coal | 266.39 | 299.71 | 332.87 | 370.62 | 411.44 | 450.52
NWPP_Gas | 0 | 0 | 0 | 0 | 0 | 0
NWPP_NucRenew | 0 | 0 | 0 | 0 | 0 | 0
RMPA | 75.51 | 88.67 | 100.48 | 109.74 | 122.86 | 137.54
SP15 | 196.87 | 220.88 | 242.29 | 268.78 | 297.47 | 329.96
ALB | 71.89 | 79.72 | 90.32 | 101.52 | 114.65 | 129.46
BC | 69.59 | 75.49 | 83.67 | 91.99 | 101.63 | 112.26
HQ_IESO | 0 | 0 | 0 | 0 | 0 | 0
HQ_NEISO | 0 | 0 | 0 | 0 | 0 | 0
HQ_NY | 0 | 0 | 0 | 0 | 0 | 0
MARITIMES | 0 | 0 | 0 | 0 | 0 | 0
All | 4733.71 | 5149.69 | 5641.51 | 6154.1 | 6746.25 | 7388.05
EI_US | 3241.96 | 3500.39 | 3814.54 | 4128.17 | 4518.53 | 4927.29
EI_Canada | 202.98 | 211.41 | 231.32 | 251.09 | 273.87 | 298.65
EI | 3444.93 | 3711.81 | 4045.86 | 4379.25 | 4792.4 | 5225.94
Outside_EI | 1288.78 | 1437.89 | 1595.65 | 1774.85 | 1953.85 | 2162.1
#3 | Generation Minus Energy (TWh)
Generation Minus Energy by Pool & Region:
Pool/Region | 2015 | 2020 | 2025 | 2030 | 2035 | 2040
ENT | 1.36 | -10.22 | -66.63 | -102.13 | -98.72 | -101.4
FRCC | -4.82 | -2.01 | -2.4 | -1.69 | -0.06 | -0.14
MAPP_US | 8.35 | 10.13 | 17.36 | 17.61 | 18.6 | 18.17
MISO_IN | -5.93 | 16.4 | 1.39 | -14.29 | -11.03 | -8.56
MISO_MI | -6.03 | -17.45 | -33.69 | -41.28 | -42.83 | -45.83
MISO_MO-IL | 25.34 | -2.04 | -16.84 | -19.14 | -16.09 | -6.46
MISO_W | 7.51 | -12.01 | -28.96 | 39.19 | 21.36 | 18.3
MISO_WUMS | -8.87 | 9.97 | -2.86 | -24.11 | -30.67 | -25.96
NE | 8.65 | 78.86 | 172.4 | 215.11 | 221.17 | 217.16
NEISO | -20.82 | -22.82 | -26.81 | -30.42 | -30.95 | -31.68
NonRTO_Midwest | -0.66 | -0.94 | -1.24 | -0.87 | -0.38 | -0.86
NYISO_A-F | 13.04 | 14.02 | 10.69 | 5.43 | -2.93 | -11.8
NYISO_G-I | 4.03 | 4.47 | 7.86 | 16.32 | 25.33 | 35
NYISO_J-K | -43.46 | -42.95 | -47.56 | -53.47 | -53.11 | -52.89
PJM_E | -33.21 | -17.3 | -24.27 | -23.84 | -57.57 | -66.4
PJM_ROM | -26.75 | -24.72 | -34 | -41.82 | 21.12 | 111.79
PJM_ROR | 77.1 | 57.22 | 76.9 | 18.52 | -2.3 | -87.78
SOCO | 3.12 | 1.02 | -3.14 | -7.21 | -5.02 | -2.12
SPP_N | -3.49 | -30.23 | -42.98 | 19.05 | 18.26 | 17.38
SPP_S | -13.99 | -37.73 | 24.44 | 22.92 | 22.59 | 20.1
TVA | 1.32 | 1.43 | 1.11 | -6.59 | -13.85 | -19.62
TVA_Transmission | 0 | 0 | 0 | 0 | 0 | 0
VACAR | -15.08 | -7.52 | -10.75 | -20.19 | -15.01 | -10.57
IESO | 11.79 | 9.85 | -0.22 | -4.34 | -0.84 | -0.2
MAPP_CA | -5.13 | -6.9 | -5.57 | -2.6 | -6.28 | -5.54
AZ_NM_SNV_Coal | -62.45 | -78.91 | -99.05 | -128.07 | -147.31 | -90.98
AZ_NM_SNV_Gas | 104.81 | 136.29 | 153.53 | 215.68 | 254.45 | 228.66
AZ_NM_SNV_NucRenew | 42.22 | 55.5 | 72.58 | 76.06 | 76.06 | 76.11
ERCOT | -0.3 | 0 | -4.59 | -5.33 | -5.29 | -5.33
NP15 | -20.7 | -19.1 | -11.25 | -24.07 | -44.69 | -61.02
NWPP_Coal | -169.2 | -202.64 | -235.8 | -273.55 | -314.37 | -353.45
NWPP_Gas | 50.58 | 61.18 | 92.28 | 136.35 | 200.11 | 238.2
NWPP_NucRenew | 162.47 | 164.48 | 170.61 | 173.28 | 174.15 | 174.15
RMPA | -0.77 | -0.05 | 0.5 | 0.09 | 5.05 | 6.89
SP15 | -104.15 | -119.06 | -147.34 | -180.57 | -204.98 | -216.6
ALB | -1.92 | -0.73 | -2.71 | -1.53 | -0.9 | -2.99
BC | -0.96 | 0.75 | 3.07 | 2.64 | 2.96 | 3.39
HQ_IESO | 2.34 | 2.34 | 2.34 | 2.34 | 2.34 | 2.34
HQ_NEISO | 19.18 | 19.97 | 24.67 | 31.59 | 31.59 | 31.59
HQ_NY | 5.84 | 12.29 | 20.41 | 20.41 | 20.41 | 20.41
MARITIMES | 8.76 | 11.24 | 11.24 | 11.24 | 11.24 | 11.24
All | 9.13 | 12.08 | 14.75 | 16.72 | 21.6 | 22.68
EI_US | 0.49 | 9.1 | 26.37 | 30.36 | 31.14 | 29.06
EI_Canada | 9 | 5.28 | -3.45 | -4.61 | -4.79 | -3.4
EI | 9.49 | 14.38 | 22.92 | 25.75 | 26.36 | 25.66
Outside_EI | -0.36 | -2.3 | -8.17 | -9.02 | -4.75 | -2.98
#4 | Fuel Use (TBtu)
Total Fuel Consumption by Reporting Type: Entergy
ReportingType | 2015 | 2020 | 2025 | 2030 | 2035 | 2040
BM | 0 | 0 | 0 | 0 | 0 | 0
CC | 530.73 | 606.39 | 321.82 | 179.6 | 223.47 | 310.13
CSP | 0 | 0 | 0 | 0 | 0 | 0
CT | 0 | 0 | 0.09 | 0 | 0.85 | 3.01
Coal | 611.56 | 523.24 | 473.73 | 463.81 | 530.32 | 612.22
Geo | 0 | 0 | 0 | 0 | 0 | 0
H | 0 | 0 | 0 | 0 | 0 | 0
LFG | 0 | 0 | 11.56 | 11.56 | 11.56 | 11.56
Nuc | 464.87 | 464.87 | 464.87 | 464.87 | 392.68 | 307.2
PS | 0 | 0 | 0 | 0 | 0 | 0
PV | 0 | 0 | 0 | 0 | 0 | 0
PeakG | 0 | 0 | 0 | 0 | 0 | 0
PeakO | 0 | 0 | 0 | 0 | 0 | 0
ST | 0 | 0 | 0 | 0 | 0 | 0
STOG | 21.04 | 26 | 22.2 | 22.2 | 27.82 | 37.55
STWD | 0 | 1.82 | 1.79 | 2.79 | 8.48 | 11.69
WT | 0 | 0 | 0 | 0 | 0.01 | 0.01
IGCC | 0 | 0 | 0 | 0 | 0 | 0
DemandResponse | 0 | 0 | 0 | 0 | 0 | 0
IGCC-CCS | 0 | 0 | 0 | 0 | 0 | 0
WT_off | 0 | 0 | 0 | 0 | 0 | 0
PseudoUnit | 0 | 0 | 0 | 0 | 0 | 0
FixedInterchange | 0 | 0 | 0 | 0 | 0 | 0
Total Fuel Consumption by Reporting Type: FRCC
ReportingType | 2015 | 2020 | 2025 | 2030 | 2035 | 2040
BM | 0 | 0 | 0 | 0 | 0 | 0
CC | 1111.95 | 1304.78 | 1448.64 | 1593.1 | 2032.85 | 2396.73
CSP | 0 | 0 | 0 | 0 | 0 | 0
CT | 5.62 | 9.63 | 10.07 | 8.91 | 4.39 | 2.48
Coal | 599.37 | 567.38 | 598 | 607.96 | 614.99 | 623.28
Geo | 0 | 0 | 0 | 0 | 0 | 0
H | 0 | 0 | 0 | 0 | 0 | 0
LFG | 0 | 0 | 21.31 | 21.31 | 21.31 | 21.31
Nuc | 352.09 | 352.09 | 352.09 | 352.09 | 214.42 | 71.5
PS | 0 | 0 | 0 | 0 | 0 | 0
PV | 0 | 0 | 0 | 0 | 0 | 0
PeakG | 4.2 | 3.95 | 5.39 | 4.56 | 1.62 | 1.22
PeakO | 0 | 0 | 0 | 0 | 0 | 0
ST | 0 | 0 | 0 | 0 | 0 | 0
STOG | 67.01 | 53.51 | 48.59 | 46.3 | 36.37 | 26.57
STWD | 0 | 15.45 | 15.45 | 15.45 | 15.45 | 15.45
WT | 0 | 0 | 0 | 0 | 0 | 0
IGCC | 0 | 0 | 0 | 0 | 0 | 0
DemandResponse | 0 | 0 | 0 | 0 | 0 | 0
IGCC-CCS | 0 | 0 | 0 | 0 | 0 | 0
WT_off | 0 | 0 | 0 | 0 | 0 | 0
PseudoUnit | 0 | 0 | 0 | 0 | 0 | 0
FixedInterchange | 0 | 0 | 0 | 0 | 0 | 0
Total Fuel Consumption by Reporting Type: MAPP_US
ReportingType | 2015 | 2020 | 2025 | 2030 | 2035 | 2040
BM | 0 | 0 | 0 | 0 | 0 | 0
CC | 2.24 | 1.85 | 1.44 | 1.43 | 1.44 | 1.44
CSP | 0 | 0 | 0 | 0 | 0 | 0
CT | 0 | 0 | 0.03 | 0 | 0 | 0
Coal | 233.11 | 197.96 | 186.54 | 115.42 | 133.89 | 135.41
Geo | 0 | 0 | 0 | 0 | 0 | 0
H | 0 | 0 | 0 | 0 | 0 | 0
LFG | 0 | 0 | 0 | 7.71 | 7.71 | 7.71
Nuc | 0 | 0 | 0 | 0 | 0 | 0
PS | 0 | 0 | 0 | 0 | 0 | 0
PV | 0 | 0 | 0 | 0 | 0 | 0
PeakG | 0.26 | 0.09 | 0.27 | 0 | 0.2 | 1.03
PeakO | 0 | 0 | 0 | 0 | 0 | 0
ST | 0 | 0 | 0 | 0 | 0 | 0
STOG | 0 | 0 | 0 | 0 | 0 | 0
STWD | 0 | 0 | 0 | 0 | 0 | 0
WT | 0.01 | 0.01 | 0.03 | 0.04 | 0.04 | 0.05
IGCC | 0 | 0 | 0 | 0 | 0 | 0
DemandResponse | 0 | 0 | 0 | 0 | 0 | 0
IGCC-CCS | 0 | 0 | 0 | 0 | 0 | 0
WT_off | 0 | 0 | 0 | 0 | 0 | 0
PseudoUnit | 0 | 0 | 0 | 0 | 0 | 0
FixedInterchange | 0 | 0 | 0 | 0 | 0 | 0
Total Fuel Consumption by Reporting Type: MISO_IN
ReportingType | 2015 | 2020 | 2025 | 2030 | 2035 | 2040
BM | 0 | 0 | 0 | 0 | 0 | 0
CC | 31.52 | 191.26 | 141.99 | 137.31 | 97.36 | 86.61
CSP | 0 | 0 | 0 | 0 | 0 | 0
CT | 0 | 0 | 0 | 0 | 0 | 0
Coal | 898.31 | 934.16 | 922.34 | 953.54 | 972.12 | 994.21
Geo | 0 | 0 | 0 | 0 | 0 | 0
H | 0 | 0 | 0 | 0 | 0 | 0
LFG | 0 | 0 | 8.62 | 8.62 | 8.62 | 8.62
Nuc | 0 | 0 | 0 | 0 | 0 | 0
PS | 0 | 0 | 0 | 0 | 0 | 0
PV | 0 | 0 | 0 | 0 | 0 | 0
PeakG | 0 | 0.31 | 0.41 | 0.56 | 1.07 | 1.71
PeakO | 0 | 0 | 0 | 0 | 0 | 0
ST | 0 | 0 | 0 | 0 | 0 | 0
STOG | 0.34 | 1.26 | 1.26 | 1.26 | 1.26 | 2.19
STWD | 0 | 0 | 0 | 0 | 0 | 0
WT | 0 | 0 | 0 | 0 | 0.02 | 0.04
IGCC | 40.45 | 40.45 | 40.45 | 40.45 | 40.45 | 40.45
DemandResponse | 0 | 0 | 0 | 0 | 0 | 0
IGCC-CCS | 0 | 0 | 0 | 0 | 0 | 0
WT_off | 0 | 0 | 0 | 0 | 0 | 0
PseudoUnit | 0 | 0 | 0 | 0 | 0 | 0
FixedInterchange | 0 | 0 | 0 | 0 | 0 | 0
Total Fuel Consumption by Reporting Type: MISO_MI
ReportingType | 2015 | 2020 | 2025 | 2030 | 2035 | 2040
BM | 0 | 0 | 0 | 0 | 0 | 0
CC | 77.49 | 130.84 | 97.71 | 85.7 | 188.12 | 242.43
CSP | 0 | 0 | 0 | 0 | 0 | 0
CT | 0 | 0 | 0 | 0 | 0 | 5.47
Coal | 631.41 | 488.4 | 469.57 | 512.1 | 515.32 | 515.32
Geo | 0 | 0 | 0 | 0 | 0 | 0
H | 0 | 0 | 0 | 0 | 0 | 0
LFG | 0 | 8.09 | 17.24 | 17.24 | 17.24 | 17.24
Nuc | 174.19 | 174.19 | 174.19 | 174.19 | 102.45 | 102.45
PS | 0 | 0 | 0 | 0 | 0 | 0
PV | 0 | 0 | 0 | 0 | 0 | 0
PeakG | 0.2 | 0.79 | 1.24 | 1.24 | 0.91 | 1.09
PeakO | 0 | 0 | 0 | 0 | 0 | 0
ST | 0 | 0 | 0 | 0 | 0 | 0
STOG | 2.38 | 10.1 | 12.58 | 12.6 | 12.6 | 12.58
STWD | 1.69 | 13.39 | 13.39 | 13.39 | 13.39 | 13.39
WT | 0.01 | 0.01 | 0.01 | 0.01 | 0.01 | 0.01
IGCC | 0 | 0 | 0 | 0 | 0 | 0
DemandResponse | 0 | 0 | 0 | 0 | 0 | 0
IGCC-CCS | 0 | 0 | 0 | 0 | 0 | 0
WT_off | 0 | 0 | 0 | 0 | 0 | 0
PseudoUnit | 0 | 0 | 0 | 0 | 0 | 0
FixedInterchange | 0 | 0 | 0 | 0 | 0 | 0
Total Fuel Consumption by Reporting Type: MISO_MO-IL
ReportingType | 2015 | 2020 | 2025 | 2030 | 2035 | 2040
BM | 0 | 0 | 0 | 0 | 0 | 0
CC | 20.17 | 35.86 | 21.59 | 9.43 | 9.43 | 8.49
CSP | 0 | 0 | 0 | 0 | 0 | 0
CT | 0 | 0 | 0 | 0 | 0 | 0
Coal | 1056.78 | 843.22 | 848.59 | 771.49 | 886.5 | 934.69
Geo | 0 | 0 | 0 | 0 | 0 | 0
H | 0 | 0 | 0 | 0 | 0 | 0
LFG | 0 | 0 | 3.3 | 24.03 | 24.03 | 24.03
Nuc | 178.81 | 178.81 | 178.81 | 178.81 | 178.81 | 178.81
PS | 0 | 0 | 0 | 0 | 0 | 0
PV | 0 | 0 | 0 | 0 | 0 | 0
PeakG | 3.39 | 4.97 | 9.48 | 4.05 | 4.97 | 9.48
PeakO | 0 | 0 | 0 | 0 | 0 | 0
ST | 0 | 0 | 0 | 0 | 0 | 0
STOG | 0.7 | 1.34 | 1.34 | 0.7 | 1.34 | 0.7
STWD | 0 | 0 | 0 | 0 | 0 | 0
WT | 0 | 0 | 0 | 0.02 | 0.02 | 0.04
IGCC | 0 | 0 | 0 | 0 | 0 | 0
DemandResponse | 0 | 0 | 0 | 0 | 0 | 0
IGCC-CCS | 0 | 0 | 0 | 0 | 0 | 0
WT_off | 0 | 0 | 0 | 0 | 0 | 0
PseudoUnit | 0 | 0 | 0 | 0 | 0 | 0
FixedInterchange | 0 | 0 | 0 | 0 | 0 | 0
Total Fuel Consumption by Reporting Type: MISO_W
ReportingType | 2015 | 2020 | 2025 | 2030 | 2035 | 2040
BM | 0 | 0 | 0 | 0 | 0 | 0
CC | 67.41 | 81.82 | 50.24 | 22.93 | 23.19 | 22.96
CSP | 0 | 0 | 0 | 0 | 0 | 0
CT | 0 | 0 | 0 | 0 | 0 | 0
Coal | 988.32 | 837.25 | 833.36 | 585.13 | 631.33 | 644.38
Geo | 0 | 0 | 0 | 0 | 0 | 0
H | 0 | 0 | 0 | 0 | 0 | 0
LFG | 0 | 0 | 7.71 | 7.71 | 7.71 | 7.71
Nuc | 190.11 | 190.11 | 190.11 | 190.11 | 0.01 | 0.01
PS | 0 | 0 | 0 | 0 | 0 | 0
PV | 0 | 0 | 0 | 0 | 0 | 0
PeakG | 1.07 | 1.18 | 1.02 | 0 | 0.41 | 0.88
PeakO | 0 | 0 | 0 | 0 | 0 | 0
ST | 0 | 0 | 0 | 0 | 0 | 0
STOG | 0.07 | 0.07 | 0.06 | 0 | 0.02 | 0
STWD | 0 | 24.94 | 7.12 | 12.3 | 12.3 | 12.3
WT | 0.03 | 0.03 | 0.04 | 0.16 | 0.17 | 0.19
IGCC | 0 | 0 | 0 | 0 | 0 | 0
DemandResponse | 0 | 0 | 0 | 0 | 0 | 0
IGCC-CCS | 0 | 0 | 0 | 0 | 0 | 0
WT_off | 0 | 0 | 0 | 0 | 0 | 0
PseudoUnit | 0 | 0 | 0 | 0 | 0 | 0
FixedInterchange | 0 | 0 | 0 | 0 | 0 | 0
Total Fuel Consumption by Reporting Type: MISO_WUMS
ReportingType | 2015 | 2020 | 2025 | 2030 | 2035 | 2040
BM | 0 | 0 | 0 | 0 | 0 | 0
CC | 88.78 | 250.59 | 208.37 | 101.52 | 173.49 | 122.83
CSP | 0 | 0 | 0 | 0 | 0 | 0
CT | 0 | 10.03 | 18.22 | 12.72 | 38.84 | 53.79
Coal | 320.41 | 296.72 | 282.57 | 272.4 | 352.66 | 360.51
Geo | 0 | 0 | 0 | 0 | 0 | 0
H | 0 | 0 | 0 | 0 | 0 | 0
LFG | 0 | 0 | 24.03 | 24.03 | 24.03 | 24.03
Nuc | 150.68 | 150.68 | 150.68 | 150.68 | 0.01 | 0.01
PS | 0 | 0 | 0 | 0 | 0 | 0
PV | 0 | 0 | 0 | 0 | 0 | 0
PeakG | 0.32 | 0 | 0 | 0 | 0 | 0
PeakO | 0 | 0 | 0 | 0 | 0 | 0
ST | 0 | 0 | 0 | 0 | 0 | 0
STOG | 0.03 | 0 | 0 | 0 | 0 | 0
STWD | 0 | 7.67 | 4.31 | 4.34 | 9.7 | 9.7
WT | 0 | 0 | 0 | 0 | 0 | 0.02
IGCC | 0 | 0 | 0 | 0 | 0 | 0
DemandResponse | 0 | 0 | 0 | 0 | 0 | 0
IGCC-CCS | 0 | 0 | 0 | 0 | 0 | 0
WT_off | 0 | 0 | 0 | 0 | 0 | 0
PseudoUnit | 0 | 0 | 0 | 0 | 0 | 0
FixedInterchange | 0 | 0 | 0 | 0 | 0 | 0
Total Fuel Consumption by Reporting Type: Nebraska
ReportingType | 2015 | 2020 | 2025 | 2030 | 2035 | 2040
BM | 0 | 0 | 0 | 0 | 0 | 0
CC | 9 | 3.03 | 1.93 | 1.87 | 1.93 | 1.93
CSP | 0 | 0 | 0 | 0 | 0 | 0
CT | 0 | 0 | 0 | 0 | 0 | 0
Coal | 332.69 | 307.53 | 231.12 | 178.33 | 182 | 184.63
Geo | 0 | 0 | 0 | 0 | 0 | 0
H | 0 | 0 | 0 | 0 | 0 | 0
LFG | 0 | 0 | 0 | 7.71 | 7.69 | 7.69
Nuc | 104.28 | 104.28 | 104.28 | 93.03 | 0.01 | 0.01
PS | 0 | 0 | 0 | 0 | 0 | 0
PV | 0 | 0 | 0 | 0 | 0 | 0
PeakG | 0.87 | 0 | 0 | 0 | 0 | 0
PeakO | 0 | 0 | 0 | 0 | 0 | 0
ST | 0 | 0 | 0 | 0 | 0 | 0
STOG | 0.34 | 0.24 | 0.03 | 0 | 0 | 0
STWD | 0 | 0 | 0 | 0 | 0 | 0
WT | 0 | 0.08 | 0.18 | 0.24 | 0.26 | 0.26
IGCC | 0 | 0 | 0 | 0 | 0 | 0
DemandResponse | 0 | 0 | 0 | 0 | 0 | 0
IGCC-CCS | 0 | 0 | 0 | 0 | 0 | 0
WT_off | 0 | 0 | 0 | 0 | 0 | 0
PseudoUnit | 0 | 0 | 0 | 0 | 0 | 0
FixedInterchange | 0 | 0 | 0 | 0 | 0 | 0
Total Fuel Consumption by Reporting Type: NEISO
ReportingType | 2015 | 2020 | 2025 | 2030 | 2035 | 2040
BM | 24.48 | 7.16 | 6.86 | 7.16 | 8.21 | 9.2
CC | 379.68 | 371.65 | 360.45 | 363.95 | 490.44 | 594.53
CSP | 0 | 0 | 0 | 0 | 0 | 0
CT | 0 | 0.12 | 0.12 | 0.15 | 1.64 | 3.52
Coal | 0.36 | 0 | 0 | 0 | 0 | 0
Geo | 0 | 0 | 0 | 0 | 0 | 0
H | 0 | 0 | 0 | 0 | 0 | 0
LFG | 5.3 | 5.3 | 12.81 | 12.81 | 12.81 | 12.81
Nuc | 365.51 | 365.51 | 365.51 | 365.51 | 264.08 | 195.08
PS | 0 | 0 | 0 | 0 | 0 | 0
PV | 0 | 0 | 0 | 0 | 0 | 0
PeakG | 0.11 | 0.4 | 0.4 | 0.83 | 1.58 | 2.14
PeakO | 0 | 0 | 0 | 0 | 0 | 0
ST | 0 | 0 | 0 | 0 | 0 | 0
STOG | 0 | 0 | 0 | 0 | 0 | 0
STWD | 51.79 | 49.71 | 26.45 | 48.96 | 49.57 | 50
WT | 0 | 0.01 | 0.02 | 0.02 | 0.02 | 0.02
IGCC | 0 | 0 | 0 | 0 | 0 | 0
DemandResponse | 0 | 0 | 0 | 0 | 0 | 0
IGCC-CCS | 0 | 0 | 0 | 0 | 0 | 0
WT_off | 0 | 0 | 0 | 0 | 0 | 0
PseudoUnit | 0 | 0 | 0 | 0 | 0 | 0
FixedInterchange | 0 | 0 | 0 | 0 | 0 | 0
Total Fuel Consumption by Reporting Type: NonRTO_Midwest
ReportingType | 2015 | 2020 | 2025 | 2030 | 2035 | 2040
BM | 0 | 0 | 0 | 0 | 0 | 0
CC | 0 | 18.46 | 38.98 | 63.53 | 86.21 | 121.96
CSP | 0 | 0 | 0 | 0 | 0 | 0
CT | 0 | 0.82 | 2.02 | 2.02 | 2.02 | 2.78
Coal | 602.94 | 636.07 | 651.3 | 661.63 | 681.59 | 687.57
Geo | 0 | 0 | 0 | 0 | 0 | 0
H | 0 | 0 | 0 | 0 | 0 | 0
LFG | 0 | 0 | 17.24 | 17.24 | 17.24 | 17.24
Nuc | 0 | 0 | 0 | 0 | 0 | 0
PS | 0 | 0 | 0 | 0 | 0 | 0
PV | 0 | 0 | 0 | 0 | 0 | 0
PeakG | 1.75 | 3.16 | 3.99 | 4.08 | 4.13 | 2.91
PeakO | 0 | 0 | 0 | 0 | 0 | 0
ST | 0 | 0 | 0 | 0 | 0 | 0
STOG | 0 | 0 | 0 | 0 | 0 | 0
STWD | 0 | 0 | 0 | 0 | 0 | 0
WT | 0 | 0 | 0 | 0 | 0 | 0
IGCC | 0 | 0 | 0 | 0 | 0 | 0
DemandResponse | 0 | 0 | 0 | 0 | 0 | 0
IGCC-CCS | 0 | 0 | 0 | 0 | 0 | 0
WT_off | 0 | 0 | 0 | 0 | 0 | 0
PseudoUnit | 0 | 0 | 0 | 0 | 0 | 0
FixedInterchange | 0 | 0 | 0 | 0 | 0 | 0
Total Fuel Consumption by Reporting Type: NYISO_A-F
ReportingType | 2015 | 2020 | 2025 | 2030 | 2035 | 2040
BM | 0 | 0 | 0 | 0 | 0 | 0
CC | 71.49 | 112.54 | 113.88 | 117.1 | 100.96 | 106.8
CSP | 0 | 0 | 0 | 0 | 0 | 0
CT | 0 | 0 | 0 | 0 | 0 | 0
Coal | 0 | 0 | 0 | 0 | 0 | 0
Geo | 0 | 0 | 0 | 0 | 0 | 0
H | 0 | 0 | 0 | 0 | 0 | 0
LFG | 0.69 | 0.69 | 8 | 8 | 8 | 8
Nuc | 270.5 | 270.5 | 270.5 | 220.56 | 173.9 | 105.39
PS | 0 | 0 | 0 | 0 | 0 | 0
PV | 0 | 0 | 0 | 0 | 0 | 0
PeakG | 0 | 0 | 0.05 | 0.07 | 0.07 | 0.07
PeakO | 0 | 0 | 0 | 0 | 0 | 0
ST | 0 | 0 | 0 | 0 | 0 | 0
STOG | 0 | 0 | 0 | 0 | 0 | 0
STWD | 0 | 0.11 | 0.11 | 5.05 | 7.53 | 5.54
WT | 0.01 | 0.01 | 0.01 | 0.02 | 0.02 | 0.02
IGCC | 0 | 0 | 0 | 0 | 0 | 0
DemandResponse | 0 | 0 | 0 | 0 | 0 | 0
IGCC-CCS | 0 | 0 | 0 | 0 | 0 | 0
WT_off | 0 | 0 | 0 | 0 | 0 | 0
PseudoUnit | 0 | 0 | 0 | 0 | 0 | 0
FixedInterchange | 0 | 0 | 0 | 0 | 0 | 0
Total Fuel Consumption by Reporting Type: NYISO_G-I
ReportingType | 2015 | 2020 | 2025 | 2030 | 2035 | 2040
BM | 0 | 0 | 0 | 0 | 0 | 0
CC | 45.02 | 61 | 90.48 | 156.38 | 281.69 | 413.19
CSP | 0 | 0 | 0 | 0 | 0 | 0
CT | 0 | 0 | 0 | 0 | 0 | 0
Coal | 0 | 0 | 0 | 0 | 0 | 0
Geo | 0 | 0 | 0 | 0 | 0 | 0
H | 0 | 0 | 0 | 0 | 0 | 0
LFG | 0 | 0 | 8 | 8 | 8 | 8
Nuc | 162.83 | 162.83 | 162.83 | 162.83 | 81.65 | 0.03
PS | 0 | 0 | 0 | 0 | 0 | 0
PV | 0 | 0 | 0 | 0 | 0 | 0
PeakG | 0 | 0 | 0.01 | 0.01 | 0 | 0
PeakO | 0 | 0 | 0 | 0 | 0 | 0
ST | 0 | 0 | 0 | 0 | 0 | 0
STOG | 0 | 0 | 0 | 0 | 0 | 0
STWD | 0 | 0 | 0 | 0 | 0 | 0
WT | 0 | 0 | 0 | 0 | 0 | 0
IGCC | 0 | 0 | 0 | 0 | 0 | 0
DemandResponse | 0 | 0 | 0 | 0 | 0 | 0
IGCC-CCS | 0 | 0 | 0 | 0 | 0 | 0
WT_off | 0 | 0 | 0 | 0 | 0 | 0
PseudoUnit | 0 | 0 | 0 | 0 | 0 | 0
FixedInterchange | 0 | 0 | 0 | 0 | 0 | 0
Total Fuel Consumption by Reporting Type: NYISO_J-K
ReportingType | 2015 | 2020 | 2025 | 2030 | 2035 | 2040
BM | 0 | 0 | 0 | 0 | 0 | 0
CC | 178.89 | 237.64 | 243.13 | 237.8 | 302.38 | 379.76
CSP | 0 | 0 | 0 | 0 | 0 | 0
CT | 0 | 0 | 0.19 | 0.98 | 4.62 | 4.55
Coal | 0 | 0 | 0 | 0 | 0 | 0
Geo | 0 | 0 | 0 | 0 | 0 | 0
H | 0 | 0 | 0 | 0 | 0 | 0
LFG | 0 | 0 | 8 | 8 | 8 | 8
Nuc | 0 | 0 | 0 | 0 | 0 | 0
PS | 0 | 0 | 0 | 0 | 0 | 0
PV | 0 | 0 | 0 | 0 | 0 | 0
PeakG | 0.16 | 1.35 | 2.21 | 4.58 | 5.45 | 3.2
PeakO | 0 | 0 | 0 | 0 | 0 | 0
ST | 0 | 0 | 0 | 0 | 0 | 0
STOG | 12.77 | 26.99 | 36.66 | 58.46 | 70.87 | 67.95
STWD | 0 | 0 | 0 | 0 | 0 | 0
WT | 0 | 0 | 0 | 0 | 0 | 0
IGCC | 0 | 0 | 0 | 0 | 0 | 0
DemandResponse | 0 | 0 | 0 | 0 | 0 | 0
IGCC-CCS | 0 | 0 | 0 | 0 | 0 | 0
WT_off | 0 | 0 | 0 | 0 | 0 | 0
PseudoUnit | 0 | 0 | 0 | 0 | 0 | 0
FixedInterchange | 0 | 0 | 0 | 0 | 0 | 0
Total Fuel Consumption by Reporting Type: PJM_E
ReportingType | 2015 | 2020 | 2025 | 2030 | 2035 | 2040
BM | 0.45 | 2.91 | 2.91 | 2.91 | 2.91 | 2.91
CC | 192.05 | 300.27 | 299 | 388.27 | 346.15 | 484.24
CSP | 0 | 0 | 0 | 0 | 0 | 0
CT | 0 | 0.01 | 0.01 | 8.82 | 26.08 | 13.14
Coal | 5.17 | 5.94 | 9.5 | 11.09 | 13.2 | 23.38
Geo | 0 | 0 | 0 | 0 | 0 | 0
H | 0 | 0 | 0 | 0 | 0 | 0
LFG | 0.98 | 15.28 | 15.28 | 15.28 | 15.28 | 15.28
Nuc | 702.72 | 651.97 | 651.97 | 651.97 | 468.33 | 371.38
PS | 0 | 0 | 0 | 0 | 0 | 0
PV | 0 | 0 | 0 | 0 | 0 | 0
PeakG | 0.22 | 0.87 | 5.49 | 10.47 | 17.69 | 7.09
PeakO | 0 | 0 | 0.05 | 0.06 | 0 | 0
ST | 0 | 0 | 0 | 0 | 0 | 0
STOG | 3.02 | 5.76 | 11.24 | 11.24 | 19.46 | 13.13
STWD | 0 | 0 | 0 | 0 | 0 | 0
WT | 0 | 0 | 0 | 0 | 0 | 0
IGCC | 0 | 0 | 0 | 0 | 0 | 0
DemandResponse | 0 | 0 | 0 | 0 | 0 | 0
IGCC-CCS | 0 | 0 | 0 | 0 | 0 | 0
WT_off | 0 | 0 | 0 | 0 | 0 | 0
PseudoUnit | 0 | 0 | 0 | 0 | 0 | 0
FixedInterchange | 0 | 0 | 0 | 0 | 0 | 0
Total Fuel Consumption by Reporting Type: PJM_ROM
ReportingType | 2015 | 2020 | 2025 | 2030 | 2035 | 2040
BM | 0.27 | 1.75 | 1.75 | 1.75 | 1.75 | 1.75
CC | 125.85 | 156.94 | 172.27 | 206.56 | 798.38 | 1543.47
CSP | 0 | 0 | 0 | 0 | 0 | 0
CT | 0 | 0.01 | 0.03 | 0.07 | 0.07 | 0.03
Coal | 556.83 | 560.45 | 574.43 | 602.44 | 608.33 | 608.33
Geo | 0 | 0 | 0 | 0 | 0 | 0
H | 0 | 0 | 0 | 0 | 0 | 0
LFG | 2.04 | 30.56 | 30.56 | 30.56 | 30.56 | 30.56
Nuc | 420.79 | 420.79 | 420.79 | 420.79 | 276.07 | 200.95
PS | 0 | 0 | 0 | 0 | 0 | 0
PV | 0 | 0 | 0 | 0.01 | 0.01 | 0.01
PeakG | 0 | 0.55 | 0.65 | 0.71 | 4.87 | 0.55
PeakO | 0 | 0 | 0 | 0 | 0 | 0
ST | 0 | 0 | 0 | 0 | 0 | 0
STOG | 7.33 | 14.3 | 14.3 | 19.95 | 24.77 | 22.7
STWD | 5.38 | 5.38 | 5.38 | 5.38 | 5.38 | 5.38
WT | 0 | 0 | 0 | 0 | 0 | 0
IGCC | 0 | 0 | 0 | 0 | 0 | 0
DemandResponse | 0 | 0 | 0 | 0 | 0 | 0
IGCC-CCS | 0 | 0 | 0 | 0 | 0 | 0
WT_off | 0 | 0 | 0 | 0 | 0 | 0
PseudoUnit | 0 | 0 | 0 | 0 | 0 | 0
FixedInterchange | 0 | 0 | 0 | 0 | 0 | 0
Total Fuel Consumption by Reporting Type: PJM_ROR
ReportingType | 2015 | 2020 | 2025 | 2030 | 2035 | 2040
BM | 0 | 37.37 | 37.37 | 37.37 | 37.37 | 15.81
CC | 456.27 | 774.77 | 894.45 | 634.12 | 960.93 | 904.7
CSP | 0 | 0 | 0 | 0 | 0 | 0
CT | 0.03 | 0.06 | 3.18 | 29.47 | 23.33 | 45.56
Coal | 3777.23 | 3104.84 | 3132.08 | 3179.04 | 3281.02 | 3341.71
Geo | 0 | 0 | 0 | 0 | 0 | 0
H | 0 | 0 | 0 | 0 | 0 | 0
LFG | 6.18 | 33.29 | 61.46 | 61.46 | 61.46 | 61.46
Nuc | 1644.81 | 1644.81 | 1644.81 | 1573.64 | 1222.73 | 821.9
PS | 0 | 0 | 0 | 0 | 0 | 0
PV | 0 | 0 | 0 | 0 | 0 | 0
PeakG | 11.98 | 13.55 | 16.37 | 12.96 | 17.93 | 28.51
PeakO | 0 | 0 | 0 | 0 | 0 | 0
ST | 0 | 0 | 0 | 0 | 0 | 0
STOG | 8.36 | 8.87 | 8.87 | 8.36 | 14.48 | 14.48
STWD | 2.83 | 15.91 | 15.91 | 15.91 | 15.91 | 15.91
WT | 0.03 | 0.03 | 0.07 | 0.08 | 0.09 | 0.11
IGCC | 0 | 0 | 0 | 0 | 0 | 0
DemandResponse | 0 | 0 | 0 | 0 | 0 | 0
IGCC-CCS | 0 | 0 | 0 | 0 | 0 | 0
WT_off | 0 | 0 | 0 | 0 | 0 | 0
PseudoUnit | 0 | 0 | 0 | 0 | 0 | 0
FixedInterchange | 0 | 0 | 0 | 0 | 0 | 0
Total Fuel Consumption by Reporting Type: SOCO
ReportingType | 2015 | 2020 | 2025 | 2030 | 2035 | 2040
BM | 0 | 0.76 | 0.71 | 1.65 | 4.51 | 5.34
CC | 863.96 | 951.13 | 1037.17 | 1087.71 | 1227.34 | 1050.27
CSP | 0 | 0 | 0 | 0 | 0 | 0
CT | 0 | 0 | 0 | 0 | 0 | 0
Coal | 1030.31 | 1059.89 | 1152.73 | 1190.85 | 1245.51 | 2165.51
Geo | 0 | 0 | 0 | 0 | 0 | 0
H | 0 | 0 | 0 | 0 | 0 | 0
LFG | 0 | 0 | 11.56 | 11.56 | 11.56 | 11.56
Nuc | 494.38 | 673.18 | 673.18 | 673.18 | 673.18 | 449.31
PS | 0 | 0 | 0 | 0 | 0 | 0
PV | 0 | 0 | 0 | 0 | 0 | 0
PeakG | 10.06 | 13.76 | 22.8 | 22.57 | 23.86 | 17.86
PeakO | 0 | 0 | 0 | 0 | 0 | 0
ST | 0 | 0 | 0 | 0 | 0 | 0
STOG | 0 | 0 | 0 | 0 | 0 | 0
STWD | 0 | 8.89 | 8.89 | 58.6 | 60.13 | 60.13
WT | 0 | 0 | 0 | 0 | 0 | 0
IGCC | 0 | 0 | 0 | 0 | 0 | 0
DemandResponse | 0 | 0 | 0 | 0 | 0 | 0
IGCC-CCS | 0 | 0 | 0 | 0 | 0 | 0
WT_off | 0 | 0 | 0 | 0 | 0 | 0
PseudoUnit | 0 | 0 | 0 | 0 | 0 | 0
FixedInterchange | 0 | 0 | 0 | 0 | 0 | 0
Total Fuel Consumption by Reporting Type: SPP_N
ReportingType | 2015 | 2020 | 2025 | 2030 | 2035 | 2040
BM | 0 | 0 | 0 | 0 | 0 | 0
CC | 59.76 | 12.94 | 9.13 | 7.03 | 8.36 | 7.03
CSP | 0 | 0 | 0 | 0 | 0 | 0
CT | 0.04 | 0.22 | 0.24 | 0 | 0 | 0
Coal | 619.46 | 515.14 | 496.65 | 295.63 | 310.72 | 319.27
Geo | 0 | 0 | 0 | 0 | 0 | 0
H | 0 | 0 | 0 | 0 | 0 | 0
LFG | 0 | 0 | 0 | 10.22 | 10.22 | 10.22
Nuc | 93.19 | 93.19 | 93.19 | 93.19 | 82.64 | 82.64
PS | 0 | 0 | 0 | 0 | 0 | 0
PV | 0 | 0 | 0 | 0 | 0 | 0
PeakG | 0 | 0 | 0 | 0 | 0 | 0
PeakO | 0 | 0 | 0 | 0 | 0 | 0
ST | 0 | 0 | 0 | 0 | 0 | 0
STOG | 3.68 | 3.73 | 0.18 | 0 | 0.05 | 0.03
STWD | 0 | 0 | 0 | 0 | 0 | 0
WT | 0 | 0 | 0 | 0.1 | 0.11 | 0.12
IGCC | 0 | 0 | 0 | 0 | 0 | 0
DemandResponse | 0 | 0 | 0 | 0 | 0 | 0
IGCC-CCS | 0 | 0 | 0 | 0 | 0 | 0
WT_off | 0 | 0 | 0 | 0 | 0 | 0
PseudoUnit | 0 | 0 | 0 | 0 | 0 | 0
FixedInterchange | 0 | 0 | 0 | 0 | 0 | 0
Total Fuel Consumption by Reporting Type: SPP_S
ReportingType | 2015 | 2020 | 2025 | 2030 | 2035 | 2040
BM | 0 | 0 | 0 | 0 | 0 | 0
CC | 366.01 | 160.8 | 75.26 | 62.42 | 73.79 | 78.42
CSP | 0 | 0 | 0 | 0 | 0 | 0
CT | 0 | 0 | 0 | 0 | 0 | 0
Coal | 995.91 | 701.12 | 404.69 | 222.11 | 306.08 | 325.74
Geo | 0 | 0 | 0 | 0 | 0 | 0
H | 0 | 0 | 0 | 0 | 0 | 0
LFG | 0 | 0 | 0 | 10.22 | 10.22 | 10.22
Nuc | 0 | 0 | 0 | 0 | 0 | 0
PS | 0 | 0 | 0 | 0 | 0 | 0
PV | 0 | 0 | 0 | 0 | 0 | 0
PeakG | 0 | 0 | 0 | 0 | 0 | 0
PeakO | 0 | 0 | 0 | 0 | 0 | 0
ST | 0 | 0 | 0 | 0 | 0 | 0
STOG | 36.34 | 36.92 | 16.26 | 10.45 | 33.83 | 37.17
STWD | 0 | 0.72 | 0.39 | 0.71 | 1.81 | 1.81
WT | 0.01 | 0.06 | 0.18 | 0.21 | 0.23 | 0.24
IGCC | 0 | 0 | 0 | 0 | 0 | 0
DemandResponse | 0 | 0 | 0 | 0 | 0 | 0
IGCC-CCS | 0 | 0 | 0 | 0 | 0 | 0
WT_off | 0 | 0 | 0 | 0 | 0 | 0
PseudoUnit | 0 | 0 | 0 | 0 | 0 | 0
FixedInterchange | 0 | 0 | 0 | 0 | 0 | 0
Total Fuel Consumption by Reporting Type: TVA
ReportingType | 2015 | 2020 | 2025 | 2030 | 2035 | 2040
BM | 0 | 0 | 0 | 0 | 0 | 0
CC | 127.69 | 242.15 | 324.09 | 438.52 | 534.97 | 442.7
CSP | 0 | 0 | 0 | 0 | 0 | 0
CT | 0.36 | 5.01 | 4.34 | 6.8 | 17.89 | 21.8
Coal | 951.82 | 824.69 | 833.63 | 833.63 | 850.11 | 1137.94
Geo | 0 | 0 | 0 | 0 | 0 | 0
H | 0 | 0 | 0 | 0 | 0 | 0
LFG | 0 | 0 | 11.56 | 11.56 | 11.56 | 11.56
Nuc | 676.63 | 676.63 | 676.63 | 676.63 | 474.42 | 371.5
PS | 0 | 0 | 0 | 0 | 0 | 0
PV | 0 | 0 | 0 | 0 | 0 | 0
PeakG | 0 | 0 | 0.26 | 0 | 0 | 0
PeakO | 0 | 0 | 0 | 0 | 0 | 0
ST | 0 | 0 | 0 | 0 | 0 | 0
STOG | 0 | 0 | 0 | 0 | 0 | 0
STWD | 0 | 0.05 | 0.04 | 0.42 | 0.42 | 0.42
WT | 0 | 0 | 0 | 0 | 0 | 0
IGCC | 0 | 0 | 0 | 0 | 0 | 0
DemandResponse | 0 | 0 | 0 | 0 | 0 | 0
IGCC-CCS | 0 | 0 | 0 | 0 | 0 | 0
WT_off | 0 | 0 | 0 | 0 | 0 | 0
PseudoUnit | 0 | 0 | 0 | 0 | 0 | 0
FixedInterchange | 0 | 0 | 0 | 0 | 0 | 0
Total Fuel Consumption by Reporting Type: TVA_Transmission
ReportingType | 2015 | 2020 | 2025 | 2030 | 2035 | 2040
BM | 0 | 0 | 0 | 0 | 0 | 0
CC | 0 | 0 | 0 | 0 | 0 | 0
CSP | 0 | 0 | 0 | 0 | 0 | 0
CT | 0 | 0 | 0 | 0 | 0 | 0
Coal | 0 | 0 | 0 | 0 | 0 | 0
Geo | 0 | 0 | 0 | 0 | 0 | 0
H | 0 | 0 | 0 | 0 | 0 | 0
LFG | 0 | 0 | 0 | 0 | 0 | 0
Nuc | 0 | 0 | 0 | 0 | 0 | 0
PS | 0 | 0 | 0 | 0 | 0 | 0
PV | 0 | 0 | 0 | 0 | 0 | 0
PeakG | 0 | 0 | 0 | 0 | 0 | 0
PeakO | 0 | 0 | 0 | 0 | 0 | 0
ST | 0 | 0 | 0 | 0 | 0 | 0
STOG | 0 | 0 | 0 | 0 | 0 | 0
STWD | 0 | 0 | 0 | 0 | 0 | 0
WT | 0 | 0 | 0 | 0 | 0 | 0
IGCC | 0 | 0 | 0 | 0 | 0 | 0
DemandResponse | 0 | 0 | 0 | 0 | 0 | 0
IGCC-CCS | 0 | 0 | 0 | 0 | 0 | 0
WT_off | 0 | 0 | 0 | 0 | 0 | 0
PseudoUnit | 0 | 0 | 0 | 0 | 0 | 0
FixedInterchange | 0 | 0 | 0 | 0 | 0 | 0
Total Fuel Consumption by Reporting Type: VACAR
ReportingType | 2015 | 2020 | 2025 | 2030 | 2035 | 2040
BM | 0.09 | 40.7 | 120.69 | 144.06 | 181.81 | 219.14
CC | 457.82 | 603.74 | 646.72 | 706.24 | 1082.38 | 1420.42
CSP | 0 | 0 | 0 | 0 | 0 | 0
CT | 0.29 | 2.89 | 4.13 | 7.87 | 8.44 | 10.3
Coal | 776.52 | 726.93 | 861.17 | 912.63 | 1032.05 | 1088.68
Geo | 0 | 0 | 0 | 0 | 0 | 0
H | 0 | 0 | 0 | 0 | 0 | 0
LFG | 0.04 | 11.56 | 11.56 | 11.56 | 11.56 | 11.56
Nuc | 910.72 | 1100.09 | 1100.09 | 1100.09 | 841.29 | 693.25
PS | 0 | 0 | 0 | 0 | 0 | 0
PV | 0 | 0 | 0 | 0 | 0 | 0
PeakG | 0.57 | 1.01 | 2.44 | 2.12 | 1.91 | 1.66
PeakO | 0 | 0 | 0 | 0 | 0 | 0
ST | 0 | 0 | 0 | 0 | 0 | 0
STOG | 0 | 0 | 0 | 0 | 0 | 0
STWD | 24.47 | 24.47 | 24.47 | 24.47 | 24.47 | 24.47
WT | 0 | 0.01 | 0.01 | 0.01 | 0.01 | 0.01
IGCC | 0 | 0 | 0 | 0 | 0 | 0
DemandResponse | 0 | 0 | 0 | 0 | 0 | 0
IGCC-CCS | 0 | 0 | 0 | 0 | 0 | 0
WT_off | 0 | 0 | 0 | 0 | 0 | 0
PseudoUnit | 0 | 0 | 0 | 0 | 0 | 0
FixedInterchange | 0 | 0 | 0 | 0 | 0 | 0
Total Fuel Consumption by Reporting Type: IESO
ReportingType | 2015 | 2020 | 2025 | 2030 | 2035 | 2040
BM | 0 | 0 | 0 | 0 | 0 | 0.04
CC | 12.89 | 15.62 | 40.28 | 104.52 | 313.63 | 495.85
CSP | 0 | 0 | 0 | 0 | 0 | 0
CT | 0 | 0 | 0 | 0.04 | 0.05 | 0.17
Coal | 0 | 0 | 0 | 0 | 0 | 0
Geo | 0 | 0 | 0 | 0 | 0 | 0
H | 0 | 0 | 0 | 0 | 0 | 0
LFG | 1.56 | 1.56 | 1.56 | 1.61 | 1.61 | 1.61
Nuc | 1064.72 | 1064.72 | 1064.72 | 1064.72 | 980.48 | 854.53
PS | 0 | 0 | 0 | 0 | 0 | 0
PV | 0 | 0 | 0 | 0 | 0 | 0
PeakG | 0 | 0 | 0 | 0 | 0.05 | 0.05
PeakO | 0 | 0 | 0 | 0 | 0 | 0
ST | 0 | 0 | 0 | 0 | 0 | 0
STOG | 0 | 0 | 0 | 0 | 0 | 0
STWD | 0 | 0 | 0 | 0.01 | 0.15 | 0.15
WT | 0.01 | 0.01 | 0.01 | 0.01 | 0 | 0
IGCC | 0 | 0 | 0 | 0 | 0 | 0
DemandResponse | 0 | 0 | 0 | 0 | 0 | 0
IGCC-CCS | 0 | 0 | 0 | 0 | 0 | 0
WT_off | 0 | 0 | 0 | 0 | 0 | 0
PseudoUnit | 0 | 0 | 0 | 0 | 0 | 0
FixedInterchange | 0 | 0 | 0 | 0 | 0 | 0
Total Fuel Consumption by Reporting Type: MAPP_CA
ReportingType | 2015 | 2020 | 2025 | 2030 | 2035 | 2040
BM | 0 | 0 | 0 | 0 | 0 | 0
CC | 50.97 | 49.09 | 38.2 | 7.69 | 20.74 | 15.37
CSP | 0 | 0 | 0 | 0 | 0 | 0
CT | 0.08 | 0.03 | 0.03 | 0 | 0 | 0
Coal | 2.48 | 7.81 | 8.81 | 0.83 | 11.17 | 11.65
Geo | 0 | 0 | 0 | 0 | 0 | 0
H | 0 | 0 | 0.01 | 0.03 | 0.03 | 0.03
LFG | 0 | 0 | 0 | 0 | 0 | 0
Nuc | 0 | 0 | 0 | 0 | 0 | 0
PS | 0 | 0 | 0 | 0 | 0 | 0
PV | 0 | 0 | 0 | 0 | 0 | 0
PeakG | 0 | 0 | 0 | 0 | 0 | 0
PeakO | 0 | 0 | 0 | 0 | 0 | 0
ST | 0 | 0 | 0 | 0 | 0 | 0
STOG | 0 | 0 | 0 | 0 | 0 | 0
STWD | 0 | 0 | 0 | 0 | 0 | 0
WT | 0 | 0 | 0 | 0 | 0 | 0.01
IGCC | 0 | 0 | 0 | 0 | 0 | 0
DemandResponse | 0 | 0 | 0 | 0 | 0 | 0
IGCC-CCS | 0 | 0 | 0 | 0 | 0 | 0
WT_off | 0 | 0 | 0 | 0 | 0 | 0
PseudoUnit | 0 | 0 | 0 | 0 | 0 | 0
FixedInterchange | 0 | 0 | 0 | 0 | 0 | 0
Total Fuel Consumption by Reporting Type: AZ_NM_SNV_Coal
ReportingType | 2015 | 2020 | 2025 | 2030 | 2035 | 2040
BM | 0 | 0 | 0 | 0 | 0 | 0
CC | 0 | 0 | 0 | 0 | 0 | 0
CSP | 0 | 0 | 0 | 0 | 0 | 0
CT | 0 | 0 | 0 | 0 | 0 | 0
Coal | 765.92 | 775.36 | 775.36 | 775.36 | 775.36 | 1581.19
Geo | 0 | 0 | 0 | 0 | 0 | 0
H | 0 | 0 | 0 | 0 | 0 | 0
LFG | 0 | 0 | 0 | 0 | 0 | 0
Nuc | 0 | 0 | 0 | 0 | 0 | 0
PS | 0 | 0 | 0 | 0 | 0 | 0
PV | 0 | 0 | 0 | 0 | 0 | 0
PeakG | 0 | 0 | 0 | 0 | 0 | 0
PeakO | 0 | 0 | 0 | 0 | 0 | 0
ST | 0 | 0 | 0 | 0 | 0 | 0
STOG | 0 | 0 | 0 | 0 | 0 | 0
STWD | 0 | 0 | 0 | 0 | 0 | 0
WT | 0 | 0 | 0 | 0 | 0 | 0
IGCC | 0 | 0 | 0 | 0 | 0 | 0
DemandResponse | 0 | 0 | 0 | 0 | 0 | 0
IGCC-CCS | 0 | 0 | 0 | 0 | 0 | 0
WT_off | 0 | 0 | 0 | 0 | 0 | 0
PseudoUnit | 0 | 0 | 0 | 0 | 0 | 0
FixedInterchange | 0 | 0 | 0 | 0 | 0 | 0
Total Fuel Consumption by Reporting Type: AZ_NM_SNV_Gas
ReportingType | 2015 | 2020 | 2025 | 2030 | 2035 | 2040
BM | 0 | 0 | 0 | 0 | 0 | 0
CC | 752.72 | 968.59 | 1068.88 | 1468.36 | 1720.4 | 1532.88
CSP | 0 | 0 | 0 | 0 | 0 | 0
CT | 0 | 0.07 | 5.28 | 3.05 | 0 | 0
Coal | 0 | 0 | 0 | 0 | 0 | 0
Geo | 0 | 0 | 0 | 0 | 0 | 0
H | 0 | 0 | 0 | 0 | 0 | 0
LFG | 0 | 0 | 0 | 0 | 0 | 0
Nuc | 0 | 0 | 0 | 0 | 0 | 0
PS | 0 | 0 | 0 | 0 | 0 | 0
PV | 0 | 0 | 0 | 0 | 0 | 0
PeakG | 0 | 0.11 | 11.31 | 0 | 0 | 0
PeakO | 0 | 0 | 0 | 0 | 0 | 0
ST | 0 | 0 | 0 | 0 | 0 | 0
STOG | 0 | 0 | 0 | 0 | 0 | 0
STWD | 0 | 0 | 0 | 0 | 0 | 0
WT | 0 | 0 | 0 | 0 | 0 | 0
IGCC | 0 | 0 | 0 | 0 | 0 | 0
DemandResponse | 0 | 0 | 0 | 0 | 0 | 0
IGCC-CCS | 0 | 0 | 0 | 0 | 0 | 0
WT_off | 0 | 0 | 0 | 0 | 0 | 0
PseudoUnit | 0 | 0 | 0 | 0 | 0 | 0
FixedInterchange | 0 | 0 | 0 | 0 | 0 | 0
Total Fuel Consumption by Reporting Type: AZ_NM_SNV_NucRenew
ReportingType | 2015 | 2020 | 2025 | 2030 | 2035 | 2040
BM | 0 | 0 | 0 | 0 | 0 | 0
CC | 0 | 0 | 0 | 0 | 0 | 0
CSP | 0 | 0 | 0 | 0 | 0 | 0
CT | 0 | 0 | 0 | 0 | 0 | 0
Coal | 0 | 0 | 0 | 0 | 0 | 0
Geo | 0 | 0 | 0.01 | 0.01 | 0.01 | 0.01
H | 0 | 0 | 0 | 0 | 0 | 0
LFG | 0 | 0 | 6.53 | 6.53 | 6.53 | 6.53
Nuc | 317.72 | 317.72 | 317.72 | 317.72 | 317.72 | 317.72
PS | 0 | 0 | 0 | 0 | 0 | 0
PV | 0 | 0 | 0 | 0 | 0 | 0
PeakG | 0 | 0 | 0 | 0 | 0 | 0
PeakO | 0 | 0 | 0 | 0 | 0 | 0
ST | 0 | 0 | 0 | 0 | 0 | 0
STOG | 0 | 0 | 0 | 0 | 0 | 0
STWD | 1.77 | 1.77 | 1.77 | 1.77 | 1.77 | 1.77
WT | 0 | 0.01 | 0.02 | 0.02 | 0.02 | 0.02
IGCC | 0 | 0 | 0 | 0 | 0 | 0
DemandResponse | 0 | 0 | 0 | 0 | 0 | 0
IGCC-CCS | 0 | 0 | 0 | 0 | 0 | 0
WT_off | 0 | 0 | 0 | 0 | 0 | 0
PseudoUnit | 0 | 0 | 0 | 0 | 0 | 0
FixedInterchange | 0 | 0 | 0 | 0 | 0 | 0
Total Fuel Consumption by Reporting Type: ERCOT
ReportingType | 2015 | 2020 | 2025 | 2030 | 2035 | 2040
BM | 0 | 2 | 1.28 | 232.23 | 256.45 | 287.71
CC | 1139.47 | 1095.5 | 1015.24 | 967.21 | 1084.88 | 1295.53
CSP | 0 | 0 | 0 | 0 | 0 | 0
CT | 0 | 0 | 0 | 0 | 0 | 0.01
Coal | 1207.35 | 1308.15 | 1373.53 | 1397.29 | 1481.07 | 1481.07
Geo | 0 | 0 | 0 | 0 | 0 | 0
H | 0 | 0 | 0 | 0 | 0 | 0
LFG | 0 | 0 | 38.09 | 38.09 | 38.09 | 38.09
Nuc | 422.69 | 422.69 | 422.69 | 422.69 | 422.69 | 422.69
PS | 0 | 0 | 0 | 0 | 0 | 0
PV | 0 | 0 | 0 | 0 | 0 | 0
PeakG | 0 | 0 | 0 | 0 | 0 | 0
PeakO | 0 | 0 | 0 | 0 | 0 | 0
ST | 0 | 0 | 0 | 0 | 0 | 0
STOG | 60.84 | 57.05 | 52.03 | 37.35 | 36.24 | 35.71
STWD | 0 | 0 | 0 | 0 | 0 | 0
WT | 0.03 | 0.06 | 0.09 | 0.12 | 0.13 | 0.14
IGCC | 0 | 0 | 0 | 0 | 0 | 0
DemandResponse | 0 | 0 | 0 | 0 | 0 | 0
IGCC-CCS | 0 | 0 | 0 | 0 | 0 | 0
WT_off | 0 | 0 | 0 | 0 | 0 | 0
PseudoUnit | 0 | 0 | 0 | 0 | 0 | 0
FixedInterchange | 0 | 0 | 0 | 0 | 0 | 0
Total Fuel Consumption by Reporting Type: NP15
ReportingType | 2015 | 2020 | 2025 | 2030 | 2035 | 2040
BM | 0 | 0 | 0 | 0 | 0 | 0
CC | 281.84 | 303.66 | 238.3 | 219.37 | 183.1 | 184.18
CSP | 0 | 0 | 0 | 0 | 0 | 0
CT | 0 | 0 | 0 | 0 | 0.87 | 1.41
Coal | 2.5 | 0 | 0 | 0 | 0 | 0
Geo | 0.01 | 0.01 | 0.01 | 0.01 | 0.01 | 0.01
H | 0 | 0 | 0 | 0 | 0 | 0
LFG | 0 | 60.8 | 60.8 | 60.8 | 60.8 | 60.8
Nuc | 187.74 | 187.74 | 187.74 | 187.74 | 187.74 | 187.74
PS | 0 | 0 | 0 | 0 | 0 | 0
PV | 0 | 0 | 0 | 0 | 0 | 0
PeakG | 0 | 0 | 0.06 | 0.58 | 2.05 | 3.24
PeakO | 0 | 0 | 0 | 0 | 0 | 0
ST | 0 | 0 | 0 | 0 | 0 | 0
STOG | 2.15 | 4.02 | 3.38 | 6.7 | 8.38 | 11.9
STWD | 37.44 | 37.44 | 37.44 | 37.44 | 37.44 | 37.44
WT | 0 | 0.01 | 0.03 | 0.04 | 0.04 | 0.04
IGCC | 0 | 0 | 0 | 0 | 0 | 0
DemandResponse | 0 | 0 | 0 | 0 | 0 | 0
IGCC-CCS | 0 | 0 | 0 | 0 | 0 | 0
WT_off | 0 | 0 | 0 | 0 | 0 | 0
PseudoUnit | 0 | 0 | 0 | 0 | 0 | 0
FixedInterchange | 0 | 0 | 0 | 0 | 0 | 0
Total Fuel Consumption by Reporting Type: NWPP_Coal
ReportingType | 2015 | 2020 | 2025 | 2030 | 2035 | 2040
BM | 0 | 0 | 0 | 0 | 0 | 0
CC | 0 | 0 | 0 | 0 | 0 | 0
CSP | 0 | 0 | 0 | 0 | 0 | 0
CT | 0 | 0 | 0 | 0 | 0 | 0
Coal | 1032.7 | 1032.59 | 1032.59 | 1032.59 | 1032.59 | 1032.59
Geo | 0 | 0 | 0 | 0 | 0 | 0
H | 0 | 0 | 0 | 0 | 0 | 0
LFG | 0 | 0 | 0 | 0 | 0 | 0
Nuc | 0 | 0 | 0 | 0 | 0 | 0
PS | 0 | 0 | 0 | 0 | 0 | 0
PV | 0 | 0 | 0 | 0 | 0 | 0
PeakG | 0 | 0 | 0 | 0 | 0 | 0
PeakO | 0 | 0 | 0 | 0 | 0 | 0
ST | 0 | 0 | 0 | 0 | 0 | 0
STOG | 0 | 0 | 0 | 0 | 0 | 0
STWD | 0 | 0 | 0 | 0 | 0 | 0
WT | 0 | 0 | 0 | 0 | 0 | 0
IGCC | 0 | 0 | 0 | 0 | 0 | 0
DemandResponse | 0 | 0 | 0 | 0 | 0 | 0
IGCC-CCS | 0 | 0 | 0 | 0 | 0 | 0
WT_off | 0 | 0 | 0 | 0 | 0 | 0
PseudoUnit | 0 | 0 | 0 | 0 | 0 | 0
FixedInterchange | 0 | 0 | 0 | 0 | 0 | 0
Total Fuel Consumption by Reporting Type: NWPP_Gas
ReportingType | 2015 | 2020 | 2025 | 2030 | 2035 | 2040
BM | 0 | 0 | 0 | 0 | 0 | 0
CC | 362.19 | 430.36 | 630.37 | 913.74 | 1323.72 | 1547.53
CSP | 0 | 0 | 0 | 0 | 0 | 0
CT | 0 | 0 | 0 | 0.02 | 0 | 0
Coal | 0 | 0 | 0 | 0 | 0 | 30.13
Geo | 0 | 0 | 0 | 0 | 0 | 0
H | 0 | 0 | 0 | 0 | 0 | 0
LFG | 0 | 0 | 0 | 0 | 0 | 0
Nuc | 0 | 0 | 0 | 0 | 0 | 0
PS | 0 | 0 | 0 | 0 | 0 | 0
PV | 0 | 0 | 0 | 0 | 0 | 0
PeakG | 0 | 0 | 0 | 0 | 0 | 0
PeakO | 0 | 0 | 0 | 0 | 0 | 0
ST | 0 | 0 | 0 | 0 | 0 | 0
STOG | 0 | 0 | 0 | 0 | 0 | 0
STWD | 0 | 0 | 0 | 0 | 0 | 0
WT | 0 | 0 | 0 | 0 | 0 | 0
IGCC | 0 | 0 | 0 | 0 | 0 | 0
DemandResponse | 0 | 0 | 0 | 0 | 0 | 0
IGCC-CCS | 0 | 0 | 0 | 0 | 0 | 0
WT_off | 0 | 0 | 0 | 0 | 0 | 0
PseudoUnit | 0 | 0 | 0 | 0 | 0 | 0
FixedInterchange | 0 | 0 | 0 | 0 | 0 | 0
Total Fuel Consumption by Reporting Type: NWPP_NucRenew
ReportingType | 2015 | 2020 | 2025 | 2030 | 2035 | 2040
BM | 0 | 0 | 0 | 3.16 | 3.16 | 3.16
CC | 0 | 0 | 0 | 0 | 0 | 0
CSP | 0 | 0 | 0 | 0 | 0 | 0
CT | 0 | 0 | 0 | 0 | 0 | 0
Coal | 0 | 0 | 0 | 0 | 0 | 0
Geo | 0 | 0 | 0.01 | 0.01 | 0.01 | 0.01
H | 0 | 0 | 0 | 0 | 0 | 0
LFG | 2.74 | 2.74 | 10.92 | 29.05 | 29.05 | 29.05
Nuc | 88.66 | 88.66 | 88.66 | 88.66 | 88.66 | 88.66
PS | 0 | 0 | 0 | 0 | 0 | 0
PV | 0 | 0 | 0 | 0 | 0 | 0
PeakG | 0 | 0 | 0 | 0 | 0 | 0
PeakO | 0 | 0 | 0 | 0 | 0 | 0
ST | 0 | 0 | 0 | 0 | 0 | 0
STOG | 0 | 0 | 0 | 0 | 0 | 0
STWD | 0 | 23.56 | 46.18 | 46.18 | 46.18 | 46.18
WT | 0.02 | 0.02 | 0.02 | 0.02 | 0.02 | 0.02
IGCC | 0 | 0 | 0 | 0 | 0 | 0
DemandResponse | 0 | 0 | 0 | 0 | 0 | 0
IGCC-CCS | 0 | 0 | 0 | 0 | 0 | 0
WT_off | 0 | 0 | 0 | 0 | 0 | 0
PseudoUnit | 0 | 0 | 0 | 0 | 0 | 0
FixedInterchange | 0 | 0 | 0 | 0 | 0 | 0
Total Fuel Consumption by Reporting Type: RMPA
ReportingType | 2015 | 2020 | 2025 | 2030 | 2035 | 2040
BM | 0 | 0 | 0 | 0 | 0 | 0
CC | 63.66 | 66.97 | 27.76 | 21.96 | 19.96 | 17.64
CSP | 0 | 0 | 0 | 0 | 0 | 0
CT | 0 | 0 | 0 | 0 | 0 | 0
Coal | 577.93 | 644.14 | 647.39 | 718.54 | 879.59 | 1031
Geo | 0 | 0 | 0.02 | 0.02 | 0.02 | 0.02
H | 0 | 0 | 0 | 0 | 0 | 0
LFG | 0.15 | 0.15 | 0.15 | 3.26 | 3.26 | 3.26
Nuc | 0 | 0 | 0 | 0 | 0 | 0
PS | 0 | 0 | 0 | 0 | 0 | 0
PV | 0 | 0 | 0 | 0 | 0 | 0
PeakG | 0.11 | 0.26 | 0.16 | 0.64 | 0.71 | 0.52
PeakO | 0 | 0 | 0 | 0 | 0 | 0
ST | 0 | 0 | 0 | 0 | 0 | 0
STOG | 0 | 0 | 0 | 0 | 0 | 0
STWD | 0 | 0 | 0 | 0 | 0 | 0
WT | 0.01 | 0.01 | 0.01 | 0.01 | 0.01 | 0.01
IGCC | 0 | 0 | 0 | 0 | 0 | 0
DemandResponse | 0 | 0 | 0 | 0 | 0 | 0
IGCC-CCS | 0 | 0 | 0 | 0 | 0 | 0
WT_off | 0 | 0 | 0 | 0 | 0 | 0
PseudoUnit | 0 | 0 | 0 | 0 | 0 | 0
FixedInterchange | 0 | 0 | 0 | 0 | 0 | 0
Total Fuel Consumption by Reporting Type: SP15
ReportingType | 2015 | 2020 | 2025 | 2030 | 2035 | 2040
BM | 0.58 | 0.58 | 0.52 | 0.42 | 0.36 | 0.37
CC | 355.8 | 300.11 | 248.17 | 138.82 | 153.15 | 94.78
CSP | 0 | 0 | 0 | 0 | 0 | 0
CT | 0 | 0 | 0 | 0.53 | 7.08 | 5.14
Coal | 8.42 | 8.42 | 8.42 | 5.17 | 1.83 | 0.74
Geo | 0.01 | 0.02 | 0.02 | 0.02 | 0.02 | 0.02
H | 0 | 0 | 0 | 0 | 0 | 0
LFG | 0.99 | 60.8 | 60.8 | 60.8 | 60.8 | 60.8
Nuc | 173.28 | 173.28 | 173.28 | 173.28 | 173.28 | 173.28
PS | 0 | 0 | 0 | 0 | 0 | 0
PV | 0 | 0 | 0 | 0 | 0 | 0
PeakG | 0 | 0 | 0.2 | 0.76 | 0.68 | 0.4
PeakO | 0 | 0 | 0 | 0 | 0.01 | 0
ST | 0 | 0 | 0 | 0 | 0 | 0
STOG | 6.36 | 11.29 | 11.49 | 21.19 | 39.54 | 27.18
STWD | 9.59 | 9.59 | 9.59 | 9.59 | 9.59 | 9.59
WT | 0.01 | 0.01 | 0.01 | 0.01 | 0.01 | 0.04
IGCC | 0 | 0 | 0 | 0 | 0 | 0
DemandResponse | 0 | 0 | 0 | 0 | 0.01 | 0
IGCC-CCS | 0 | 0 | 0 | 0 | 0 | 0
WT_off | 0 | 0 | 0 | 0 | 0 | 0
PseudoUnit | 0 | 0 | 0 | 0 | 0 | 0
FixedInterchange | 0 | 0 | 0 | 0 | 0 | 0
Total Fuel Consumption by Reporting Type: ALB
ReportingType | 2015 | 2020 | 2025 | 2030 | 2035 | 2040
BM | 0 | 0 | 0 | 0 | 0 | 0
CC | 149.28 | 206.84 | 262.52 | 340.25 | 425.64 | 500.13
CSP | 0 | 0 | 0 | 0 | 0 | 0
CT | 0 | 0 | 0 | 0 | 0 | 0
Coal | 470.15 | 470.15 | 470.15 | 470.15 | 470.15 | 470.15
Geo | 0 | 0 | 0 | 0 | 0 | 0
H | 0 | 0 | 0 | 0 | 0 | 0
LFG | 0 | 0 | 0 | 0 | 0 | 0
Nuc | 0 | 0 | 0 | 0 | 0 | 0
PS | 0 | 0 | 0 | 0 | 0 | 0
PV | 0 | 0 | 0 | 0 | 0 | 0
PeakG | 0 | 0 | 0.02 | 0.01 | 0 | 0
PeakO | 0 | 0 | 0 | 0 | 0 | 0
ST | 0 | 0 | 0 | 0 | 0 | 0
STOG | 0 | 0 | 0 | 0 | 0 | 0
STWD | 0 | 0 | 0 | 0 | 0 | 0
WT | 0 | 0 | 0 | 0 | 0 | 0
IGCC | 0 | 0 | 0 | 0 | 0 | 0
DemandResponse | 0 | 0 | 0 | 0 | 0 | 0
IGCC-CCS | 0 | 0 | 0 | 0 | 0 | 0
WT_off | 0 | 0 | 0 | 0 | 0 | 0
PseudoUnit | 0 | 0 | 0 | 0 | 0 | 0
FixedInterchange | 0 | 0 | 0 | 0 | 0 | 0
Total Fuel Consumption by Reporting Type: BC
ReportingType | 2015 | 2020 | 2025 | 2030 | 2035 | 2040
BM | 0 | 0 | 0 | 0 | 0 | 0
CC | 87.8 | 135.48 | 204.17 | 254.02 | 318.13 | 389.2
CSP | 0 | 0 | 0 | 0 | 0 | 0
CT | 0 | 0 | 0 | 0 | 0 | 0
Coal | 0 | 0 | 0 | 0 | 0 | 0
Geo | 0 | 0 | 0 | 0 | 0 | 0
H | 0 | 0 | 0 | 0 | 0 | 0
LFG | 0 | 0 | 0 | 0 | 0 | 0
Nuc | 0 | 0 | 0 | 0 | 0 | 0
PS | 0 | 0 | 0 | 0 | 0 | 0
PV | 0 | 0 | 0 | 0 | 0 | 0
PeakG | 0 | 0 | 0 | 0 | 0 | 0
PeakO | 0 | 0 | 0 | 0 | 0 | 0
ST | 0 | 0 | 0 | 0 | 0 | 0
STOG | 0 | 1.82 | 0 | 0 | 0 | 0
STWD | 0 | 0 | 0 | 0 | 0 | 0
WT | 0 | 0 | 0 | 0 | 0 | 0
IGCC | 0 | 0 | 0 | 0 | 0 | 0
DemandResponse | 0 | 0 | 0 | 0 | 0 | 0
IGCC-CCS | 0 | 0 | 0 | 0 | 0 | 0
WT_off | 0 | 0 | 0 | 0 | 0 | 0
PseudoUnit | 0 | 0 | 0 | 0 | 0 | 0
FixedInterchange | 0 | 0 | 0 | 0 | 0 | 0
Total Fuel Consumption by Reporting Type: HQ_IESO
ReportingType | 2015 | 2020 | 2025 | 2030 | 2035 | 2040
BM | 0 | 0 | 0 | 0 | 0 | 0
CC | 0 | 0 | 0 | 0 | 0 | 0
CSP | 0 | 0 | 0 | 0 | 0 | 0
CT | 0 | 0 | 0 | 0 | 0 | 0
Coal | 0 | 0 | 0 | 0 | 0 | 0
Geo | 0 | 0 | 0 | 0 | 0 | 0
H | 0 | 0 | 0 | 0 | 0 | 0
LFG | 0 | 0 | 0 | 0 | 0 | 0
Nuc | 0 | 0 | 0 | 0 | 0 | 0
PS | 0 | 0 | 0 | 0 | 0 | 0
PV | 0 | 0 | 0 | 0 | 0 | 0
PeakG | 0 | 0 | 0 | 0 | 0 | 0
PeakO | 0 | 0 | 0 | 0 | 0 | 0
ST | 0 | 0 | 0 | 0 | 0 | 0
STOG | 0 | 0 | 0 | 0 | 0 | 0
STWD | 0 | 0 | 0 | 0 | 0 | 0
WT | 0 | 0 | 0 | 0 | 0 | 0
IGCC | 0 | 0 | 0 | 0 | 0 | 0
DemandResponse | 0 | 0 | 0 | 0 | 0 | 0
IGCC-CCS | 0 | 0 | 0 | 0 | 0 | 0
WT_off | 0 | 0 | 0 | 0 | 0 | 0
PseudoUnit | 0 | 0 | 0 | 0 | 0 | 0
FixedInterchange | 0 | 0 | 0 | 0 | 0 | 0
Total Fuel Consumption by Reporting Type: HQ_NEISO
ReportingType | 2015 | 2020 | 2025 | 2030 | 2035 | 2040
BM | 0 | 0 | 0 | 0 | 0 | 0
CC | 0 | 0 | 0 | 0 | 0 | 0
CSP | 0 | 0 | 0 | 0 | 0 | 0
CT | 0 | 0 | 0 | 0 | 0 | 0
Coal | 0 | 0 | 0 | 0 | 0 | 0
Geo | 0 | 0 | 0 | 0 | 0 | 0
H | 0 | 0 | 0 | 0 | 0 | 0
LFG | 0 | 0 | 0 | 0 | 0 | 0
Nuc | 0 | 0 | 0 | 0 | 0 | 0
PS | 0 | 0 | 0 | 0 | 0 | 0
PV | 0 | 0 | 0 | 0 | 0 | 0
PeakG | 0 | 0 | 0 | 0 | 0 | 0
PeakO | 0 | 0 | 0 | 0 | 0 | 0
ST | 0 | 0 | 0 | 0 | 0 | 0
STOG | 0 | 0 | 0 | 0 | 0 | 0
STWD | 0 | 0 | 0 | 0 | 0 | 0
WT | 0 | 0 | 0 | 0 | 0 | 0
IGCC | 0 | 0 | 0 | 0 | 0 | 0
DemandResponse | 0 | 0 | 0 | 0 | 0 | 0
IGCC-CCS | 0 | 0 | 0 | 0 | 0 | 0
WT_off | 0 | 0 | 0 | 0 | 0 | 0
PseudoUnit | 0 | 0 | 0.01 | 0.01 | 0.01 | 0.01
FixedInterchange | 0.02 | 0.02 | 0.02 | 0.02 | 0.02 | 0.02
Total Fuel Consumption by Reporting Type: HQ_NY
ReportingType | 2015 | 2020 | 2025 | 2030 | 2035 | 2040
BM | 0 | 0 | 0 | 0 | 0 | 0
CC | 0 | 0 | 0 | 0 | 0 | 0
CSP | 0 | 0 | 0 | 0 | 0 | 0
CT | 0 | 0 | 0 | 0 | 0 | 0
Coal | 0 | 0 | 0 | 0 | 0 | 0
Geo | 0 | 0 | 0 | 0 | 0 | 0
H | 0 | 0 | 0 | 0 | 0 | 0
LFG | 0 | 0 | 0 | 0 | 0 | 0
Nuc | 0 | 0 | 0 | 0 | 0 | 0
PS | 0 | 0 | 0 | 0 | 0 | 0
PV | 0 | 0 | 0 | 0 | 0 | 0
PeakG | 0 | 0 | 0 | 0 | 0 | 0
PeakO | 0 | 0 | 0 | 0 | 0 | 0
ST | 0 | 0 | 0 | 0 | 0 | 0
STOG | 0 | 0 | 0 | 0 | 0 | 0
STWD | 0 | 0 | 0 | 0 | 0 | 0
WT | 0 | 0 | 0 | 0 | 0 | 0
IGCC | 0 | 0 | 0 | 0 | 0 | 0
DemandResponse | 0 | 0 | 0 | 0 | 0 | 0
IGCC-CCS | 0 | 0 | 0 | 0 | 0 | 0
WT_off | 0 | 0 | 0 | 0 | 0 | 0
PseudoUnit | 0 | 0.01 | 0.01 | 0.01 | 0.01 | 0.01
FixedInterchange | 0.01 | 0.01 | 0.01 | 0.01 | 0.01 | 0.01
Total Fuel Consumption by Reporting Type: MARITIMES
ReportingType | 2015 | 2020 | 2025 | 2030 | 2035 | 2040
BM | 0 | 0 | 0 | 0 | 0 | 0
CC | 0 | 0 | 0 | 0 | 0 | 0
CSP | 0 | 0 | 0 | 0 | 0 | 0
CT | 0 | 0 | 0 | 0 | 0 | 0
Coal | 0 | 0 | 0 | 0 | 0 | 0
Geo | 0 | 0 | 0 | 0 | 0 | 0
H | 0 | 0 | 0 | 0 | 0 | 0
LFG | 0 | 0 | 0 | 0 | 0 | 0
Nuc | 0 | 0 | 0 | 0 | 0 | 0
PS | 0 | 0 | 0 | 0 | 0 | 0
PV | 0 | 0 | 0 | 0 | 0 | 0
PeakG | 0 | 0 | 0 | 0 | 0 | 0
PeakO | 0 | 0 | 0 | 0 | 0 | 0
ST | 0 | 0 | 0 | 0 | 0 | 0
STOG | 0 | 0 | 0 | 0 | 0 | 0
STWD | 0 | 0 | 0 | 0 | 0 | 0
WT | 0 | 0 | 0 | 0 | 0 | 0
IGCC | 0 | 0 | 0 | 0 | 0 | 0
DemandResponse | 0 | 0 | 0 | 0 | 0 | 0
IGCC-CCS | 0 | 0 | 0 | 0 | 0 | 0
WT_off | 0 | 0 | 0 | 0 | 0 | 0
PseudoUnit | 0 | 0 | 0 | 0 | 0 | 0
FixedInterchange | 0.01 | 0.01 | 0.01 | 0.01 | 0.01 | 0.01
Total Fuel Consumption by Reporting Type: All
ReportingType | 2015 | 2020 | 2025 | 2030 | 2035 | 2040
BM | 25.87 | 93.23 | 172.09 | 430.72 | 496.52 | 545.44
CC | 8520.38 | 10182.68 | 10372.65 | 11038.46 | 14608.63 | 16814.13
CSP | 0 | 0 | 0 | 0 | 0 | 0
CT | 6.42 | 28.89 | 47.98 | 81.45 | 136.18 | 173.17
Coal | 19055.95 | 17377.57 | 17278.26 | 16769.16 | 17799.51 | 20341.31
Geo | 0.02 | 0.04 | 0.07 | 0.07 | 0.07 | 0.07
H | 0 | 0.01 | 0.02 | 0.04 | 0.04 | 0.04
LFG | 20.69 | 230.83 | 468.63 | 546.54 | 546.51 | 546.51
Nuc | 9611.91 | 9929.34 | 9929.34 | 9796.98 | 7617.24 | 5996.04
PS | 0 | 0 | 0 | 0 | 0 | 0
PV | 0 | 0.01 | 0.01 | 0.01 | 0.01 | 0.01
PeakG | 35.26 | 46.33 | 84.22 | 70.82 | 90.16 | 83.64
PeakO | 0 | 0 | 0.05 | 0.06 | 0.01 | 0
ST | 0 | 0.01 | 0.01 | 0.01 | 0.01 | 0.01
STOG | 232.76 | 263.27 | 240.49 | 256.78 | 327.05 | 309.84
STWD | 134.96 | 240.86 | 218.67 | 302.77 | 319.65 | 321.3
WT | 0.18 | 0.38 | 0.74 | 1.13 | 1.25 | 1.41
IGCC | 40.45 | 40.45 | 40.45 | 40.45 | 40.45 | 40.45
DemandResponse | 0 | 0 | 0 | 0 | 0.01 | 0
IGCC-CCS | 0 | 0 | 0 | 0 | 0 | 0
WT_off | 0 | 0 | 0.01 | 0.01 | 0.01 | 0.01
PseudoUnit | 0 | 0.01 | 0.02 | 0.03 | 0.03 | 0.03
FixedInterchange | 0.04 | 0.04 | 0.04 | 0.04 | 0.04 | 0.04
Total Fuel Consumption by Reporting Type: EI_US
ReportingType | 2015 | 2020 | 2025 | 2030 | 2035 | 2040
BM | 25.29 | 90.65 | 170.29 | 194.9 | 236.55 | 254.15
CC | 5263.77 | 6610.45 | 6598.74 | 6602.5 | 9045.28 | 10741.06
CSP | 0 | 0 | 0 | 0 | 0 | 0
CT | 6.34 | 28.79 | 42.67 | 77.81 | 128.17 | 166.44
Coal | 14988.51 | 13130.94 | 12962 | 12369.23 | 13147.74 | 14702.79
Geo | 0 | 0 | 0 | 0 | 0 | 0
H | 0 | 0.01 | 0.01 | 0.01 | 0.01 | 0.01
LFG | 15.24 | 104.79 | 289.79 | 346.39 | 346.37 | 346.37
Nuc | 7357.09 | 7674.53 | 7674.53 | 7542.17 | 5446.67 | 3951.43
PS | 0 | 0 | 0 | 0 | 0 | 0
PV | 0 | 0 | 0.01 | 0.01 | 0.01 | 0.01
PeakG | 35.16 | 45.95 | 72.48 | 68.82 | 86.67 | 79.43
PeakO | 0 | 0 | 0.05 | 0.06 | 0 | 0
ST | 0 | 0 | 0 | 0 | 0 | 0
STOG | 163.41 | 189.09 | 173.59 | 191.54 | 242.88 | 235.04
STWD | 86.15 | 168.5 | 123.69 | 207.78 | 224.52 | 226.18
WT | 0.11 | 0.27 | 0.56 | 0.91 | 1.02 | 1.13
IGCC | 40.45 | 40.45 | 40.45 | 40.45 | 40.45 | 40.45
DemandResponse | 0 | 0 | 0 | 0 | 0 | 0
IGCC-CCS | 0 | 0 | 0 | 0 | 0 | 0
WT_off | 0 | 0 | 0.01 | 0.01 | 0.01 | 0.01
PseudoUnit | 0 | 0.01 | 0.02 | 0.03 | 0.03 | 0.03
FixedInterchange | 0.03 | 0.03 | 0.03 | 0.03 | 0.03 | 0.03
Total Fuel Consumption by Reporting Type: EI_Canada
ReportingType | 2015 | 2020 | 2025 | 2030 | 2035 | 2040
BM | 0 | 0 | 0 | 0 | 0 | 0.04
CC | 63.85 | 64.71 | 78.48 | 112.22 | 334.37 | 511.22
CSP | 0 | 0 | 0 | 0 | 0 | 0
CT | 0.08 | 0.03 | 0.03 | 0.04 | 0.05 | 0.17
Coal | 2.48 | 7.81 | 8.81 | 0.83 | 11.17 | 11.65
Geo | 0 | 0 | 0 | 0 | 0 | 0
H | 0 | 0 | 0.01 | 0.03 | 0.03 | 0.03
LFG | 1.56 | 1.56 | 1.56 | 1.61 | 1.61 | 1.61
Nuc | 1064.72 | 1064.72 | 1064.72 | 1064.72 | 980.48 | 854.53
PS | 0 | 0 | 0 | 0 | 0 | 0
PV | 0 | 0 | 0 | 0 | 0 | 0
PeakG | 0 | 0 | 0 | 0 | 0.05 | 0.05
PeakO | 0 | 0 | 0 | 0 | 0 | 0
ST | 0 | 0 | 0 | 0 | 0 | 0
STOG | 0 | 0 | 0 | 0 | 0 | 0
STWD | 0 | 0 | 0 | 0.01 | 0.15 | 0.15
WT | 0.01 | 0.01 | 0.01 | 0.01 | 0.01 | 0.01
IGCC | 0 | 0 | 0 | 0 | 0 | 0
DemandResponse | 0 | 0 | 0 | 0 | 0 | 0
IGCC-CCS | 0 | 0 | 0 | 0 | 0 | 0
WT_off | 0 | 0 | 0 | 0 | 0 | 0
PseudoUnit | 0 | 0 | 0 | 0 | 0 | 0
FixedInterchange | 0 | 0 | 0 | 0 | 0 | 0
Total Fuel Consumption by Reporting Type: EI
ReportingType | 2015 | 2020 | 2025 | 2030 | 2035 | 2040
BM | 25.29 | 90.65 | 170.29 | 194.9 | 236.55 | 254.19
CC | 5327.62 | 6675.16 | 6677.23 | 6714.72 | 9379.65 | 11252.27
CSP | 0 | 0 | 0 | 0 | 0 | 0
CT | 6.42 | 28.81 | 42.7 | 77.85 | 128.22 | 166.61
Coal | 14990.99 | 13138.75 | 12970.81 | 12370.06 | 13158.91 | 14714.43
Geo | 0 | 0 | 0 | 0 | 0 | 0
H | 0 | 0.01 | 0.02 | 0.04 | 0.04 | 0.04
LFG | 16.8 | 106.35 | 291.35 | 348.01 | 347.98 | 347.98
Nuc | 8421.82 | 8739.25 | 8739.25 | 8606.9 | 6427.16 | 4805.95
PS | 0 | 0 | 0 | 0 | 0 | 0
PV | 0 | 0 | 0.01 | 0.01 | 0.01 | 0.01
PeakG | 35.16 | 45.95 | 72.48 | 68.82 | 86.72 | 79.48
PeakO | 0 | 0 | 0.05 | 0.06 | 0 | 0
ST | 0 | 0 | 0 | 0 | 0 | 0
STOG | 163.41 | 189.09 | 173.59 | 191.54 | 242.88 | 235.04
STWD | 86.15 | 168.5 | 123.69 | 207.79 | 224.67 | 226.32
WT | 0.12 | 0.28 | 0.57 | 0.92 | 1.03 | 1.15
IGCC | 40.45 | 40.45 | 40.45 | 40.45 | 40.45 | 40.45
DemandResponse | 0 | 0 | 0 | 0 | 0 | 0
IGCC-CCS | 0 | 0 | 0 | 0 | 0 | 0
WT_off | 0 | 0 | 0.01 | 0.01 | 0.01 | 0.01
PseudoUnit | 0 | 0.01 | 0.02 | 0.03 | 0.03 | 0.03
FixedInterchange | 0.04 | 0.04 | 0.04 | 0.04 | 0.04 | 0.04
Total Fuel Consumption by Reporting Type: Outside_EI
ReportingType | 2015 | 2020 | 2025 | 2030 | 2035 | 2040
BM | 0.58 | 2.59 | 1.79 | 235.81 | 259.97 | 291.24
CC | 3192.75 | 3507.52 | 3695.42 | 4323.74 | 5228.98 | 5561.86
CSP | 0 | 0 | 0 | 0 | 0 | 0
CT | 0 | 0.07 | 5.28 | 3.6 | 7.96 | 6.56
Coal | 4064.96 | 4238.82 | 4307.45 | 4399.1 | 4640.6 | 5626.87
Geo | 0.02 | 0.04 | 0.07 | 0.07 | 0.07 | 0.07
H | 0 | 0 | 0 | 0 | 0 | 0
LFG | 3.89 | 124.49 | 177.28 | 198.53 | 198.53 | 198.53
Nuc | 1190.09 | 1190.09 | 1190.09 | 1190.09 | 1190.09 | 1190.09
PS | 0 | 0 | 0 | 0 | 0 | 0
PV | 0 | 0 | 0 | 0 | 0 | 0
PeakG | 0.11 | 0.37 | 11.74 | 1.99 | 3.44 | 4.16
PeakO | 0 | 0 | 0 | 0 | 0.01 | 0
ST | 0 | 0.01 | 0.01 | 0.01 | 0.01 | 0.01
STOG | 69.35 | 74.18 | 66.9 | 65.24 | 84.17 | 74.8
STWD | 48.8 | 72.36 | 94.98 | 94.98 | 94.98 | 94.98
WT | 0.06 | 0.11 | 0.17 | 0.21 | 0.22 | 0.27
IGCC | 0 | 0 | 0 | 0 | 0 | 0
DemandResponse | 0 | 0 | 0 | 0 | 0.01 | 0
IGCC-CCS | 0 | 0 | 0 | 0 | 0 | 0
WT_off | 0 | 0 | 0 | 0 | 0 | 0
PseudoUnit | 0 | 0 | 0 | 0 | 0 | 0
FixedInterchange | 0 | 0 | 0 | 0 | 0 | 0
#5 | Annual Emmission Levels
SO2 Emissions (MMshortTons): Entergy
ReportingType | 2015 | 2020 | 2025 | 2030 | 2035 | 2040
BM | 0 | 0 | 0 | 0 | 0 | 0
CC | 0 | 0 | 0 | 0 | 0 | 0
CSP | 0 | 0 | 0 | 0 | 0 | 0
CT | 0 | 0 | 0 | 0 | 0 | 0
Coal | 0.21 | 0.09 | 0.06 | 0.06 | 0.16 | 0.25
Geo | 0 | 0 | 0 | 0 | 0 | 0
H | 0 | 0 | 0 | 0 | 0 | 0
LFG | 0 | 0 | 0 | 0 | 0 | 0
Nuc | 0 | 0 | 0 | 0 | 0 | 0
PS | 0 | 0 | 0 | 0 | 0 | 0
PV | 0 | 0 | 0 | 0 | 0 | 0
PeakG | 0 | 0 | 0 | 0 | 0 | 0
PeakO | 0 | 0 | 0 | 0 | 0 | 0
ST | 0 | 0 | 0 | 0 | 0 | 0
STOG | 0 | 0 | 0 | 0 | 0 | 0
STWD | 0 | 0 | 0 | 0 | 0 | 0
WT | 0 | 0 | 0 | 0 | 0 | 0
IGCC | 0 | 0 | 0 | 0 | 0 | 0
DemandResponse | 0 | 0 | 0 | 0 | 0 | 0
IGCC-CCS | 0 | 0 | 0 | 0 | 0 | 0
WT_off | 0 | 0 | 0 | 0 | 0 | 0
PseudoUnit | 0 | 0 | 0 | 0 | 0 | 0
FixedInterchange | 0 | 0 | 0 | 0 | 0 | 0
SO2 Emissions (MMshortTons): FRCC
ReportingType | 2015 | 2020 | 2025 | 2030 | 2035 | 2040
BM | 0 | 0 | 0 | 0 | 0 | 0
CC | 0 | 0 | 0 | 0 | 0 | 0
CSP | 0 | 0 | 0 | 0 | 0 | 0
CT | 0 | 0 | 0 | 0 | 0 | 0
Coal | 0.07 | 0.03 | 0.03 | 0.03 | 0.03 | 0.03
Geo | 0 | 0 | 0 | 0 | 0 | 0
H | 0 | 0 | 0 | 0 | 0 | 0
LFG | 0 | 0 | 0 | 0 | 0 | 0
Nuc | 0 | 0 | 0 | 0 | 0 | 0
PS | 0 | 0 | 0 | 0 | 0 | 0
PV | 0 | 0 | 0 | 0 | 0 | 0
PeakG | 0 | 0 | 0 | 0 | 0 | 0
PeakO | 0 | 0 | 0 | 0 | 0 | 0
ST | 0 | 0 | 0 | 0 | 0 | 0
STOG | 0 | 0 | 0 | 0 | 0 | 0
STWD | 0 | 0 | 0 | 0 | 0 | 0
WT | 0 | 0 | 0 | 0 | 0 | 0
IGCC | 0 | 0 | 0 | 0 | 0 | 0
DemandResponse | 0 | 0 | 0 | 0 | 0 | 0
IGCC-CCS | 0 | 0 | 0 | 0 | 0 | 0
WT_off | 0 | 0 | 0 | 0 | 0 | 0
PseudoUnit | 0 | 0 | 0 | 0 | 0 | 0
FixedInterchange | 0 | 0 | 0 | 0 | 0 | 0
SO2 Emissions (MMshortTons): MAPP_US
ReportingType | 2015 | 2020 | 2025 | 2030 | 2035 | 2040
BM | 0 | 0 | 0 | 0 | 0 | 0
CC | 0 | 0 | 0 | 0 | 0 | 0
CSP | 0 | 0 | 0 | 0 | 0 | 0
CT | 0 | 0 | 0 | 0 | 0 | 0
Coal | 0.04 | 0.01 | 0.01 | 0.01 | 0.01 | 0.01
Geo | 0 | 0 | 0 | 0 | 0 | 0
H | 0 | 0 | 0 | 0 | 0 | 0
LFG | 0 | 0 | 0 | 0 | 0 | 0
Nuc | 0 | 0 | 0 | 0 | 0 | 0
PS | 0 | 0 | 0 | 0 | 0 | 0
PV | 0 | 0 | 0 | 0 | 0 | 0
PeakG | 0 | 0 | 0 | 0 | 0 | 0
PeakO | 0 | 0 | 0 | 0 | 0 | 0
ST | 0 | 0 | 0 | 0 | 0 | 0
STOG | 0 | 0 | 0 | 0 | 0 | 0
STWD | 0 | 0 | 0 | 0 | 0 | 0
WT | 0 | 0 | 0 | 0 | 0 | 0
IGCC | 0 | 0 | 0 | 0 | 0 | 0
DemandResponse | 0 | 0 | 0 | 0 | 0 | 0
IGCC-CCS | 0 | 0 | 0 | 0 | 0 | 0
WT_off | 0 | 0 | 0 | 0 | 0 | 0
PseudoUnit | 0 | 0 | 0 | 0 | 0 | 0
FixedInterchange | 0 | 0 | 0 | 0 | 0 | 0
SO2 Emissions (MMshortTons): MISO_IN
ReportingType | 2015 | 2020 | 2025 | 2030 | 2035 | 2040
BM | 0 | 0 | 0 | 0 | 0 | 0
CC | 0 | 0 | 0 | 0 | 0 | 0
CSP | 0 | 0 | 0 | 0 | 0 | 0
CT | 0 | 0 | 0 | 0 | 0 | 0
Coal | 0.27 | 0.14 | 0.14 | 0.15 | 0.16 | 0.16
Geo | 0 | 0 | 0 | 0 | 0 | 0
H | 0 | 0 | 0 | 0 | 0 | 0
LFG | 0 | 0 | 0 | 0 | 0 | 0
Nuc | 0 | 0 | 0 | 0 | 0 | 0
PS | 0 | 0 | 0 | 0 | 0 | 0
PV | 0 | 0 | 0 | 0 | 0 | 0
PeakG | 0 | 0 | 0 | 0 | 0 | 0
PeakO | 0 | 0 | 0 | 0 | 0 | 0
ST | 0 | 0 | 0 | 0 | 0 | 0
STOG | 0 | 0 | 0 | 0 | 0 | 0
STWD | 0 | 0 | 0 | 0 | 0 | 0
WT | 0 | 0 | 0 | 0 | 0 | 0
IGCC | 0 | 0 | 0 | 0 | 0 | 0
DemandResponse | 0 | 0 | 0 | 0 | 0 | 0
IGCC-CCS | 0 | 0 | 0 | 0 | 0 | 0
WT_off | 0 | 0 | 0 | 0 | 0 | 0
PseudoUnit | 0 | 0 | 0 | 0 | 0 | 0
FixedInterchange | 0 | 0 | 0 | 0 | 0 | 0
SO2 Emissions (MMshortTons): MISO_MI
ReportingType | 2015 | 2020 | 2025 | 2030 | 2035 | 2040
BM | 0 | 0 | 0 | 0 | 0 | 0
CC | 0 | 0 | 0 | 0 | 0 | 0
CSP | 0 | 0 | 0 | 0 | 0 | 0
CT | 0 | 0 | 0 | 0 | 0 | 0
Coal | 0.28 | 0.03 | 0.02 | 0.03 | 0.03 | 0.05
Geo | 0 | 0 | 0 | 0 | 0 | 0
H | 0 | 0 | 0 | 0 | 0 | 0
LFG | 0 | 0 | 0 | 0 | 0 | 0
Nuc | 0 | 0 | 0 | 0 | 0 | 0
PS | 0 | 0 | 0 | 0 | 0 | 0
PV | 0 | 0 | 0 | 0 | 0 | 0
PeakG | 0 | 0 | 0 | 0 | 0 | 0
PeakO | 0 | 0 | 0 | 0 | 0 | 0
ST | 0 | 0 | 0 | 0 | 0 | 0
STOG | 0 | 0 | 0 | 0 | 0 | 0
STWD | 0 | 0 | 0 | 0 | 0 | 0
WT | 0 | 0 | 0 | 0 | 0 | 0
IGCC | 0 | 0 | 0 | 0 | 0 | 0
DemandResponse | 0 | 0 | 0 | 0 | 0 | 0
IGCC-CCS | 0 | 0 | 0 | 0 | 0 | 0
WT_off | 0 | 0 | 0 | 0 | 0 | 0
PseudoUnit | 0 | 0 | 0 | 0 | 0 | 0
FixedInterchange | 0 | 0 | 0 | 0 | 0 | 0
SO2 Emissions (MMshortTons): MISO_MO-IL
ReportingType | 2015 | 2020 | 2025 | 2030 | 2035 | 2040
BM | 0 | 0 | 0 | 0 | 0 | 0
CC | 0 | 0 | 0 | 0 | 0 | 0
CSP | 0 | 0 | 0 | 0 | 0 | 0
CT | 0 | 0 | 0 | 0 | 0 | 0
Coal | 0.48 | 0.15 | 0.16 | 0.12 | 0.21 | 0.25
Geo | 0 | 0 | 0 | 0 | 0 | 0
H | 0 | 0 | 0 | 0 | 0 | 0
LFG | 0 | 0 | 0 | 0 | 0 | 0
Nuc | 0 | 0 | 0 | 0 | 0 | 0
PS | 0 | 0 | 0 | 0 | 0 | 0
PV | 0 | 0 | 0 | 0 | 0 | 0
PeakG | 0 | 0 | 0 | 0 | 0 | 0
PeakO | 0 | 0 | 0 | 0 | 0 | 0
ST | 0 | 0 | 0 | 0 | 0 | 0
STOG | 0 | 0 | 0 | 0 | 0 | 0
STWD | 0 | 0 | 0 | 0 | 0 | 0
WT | 0 | 0 | 0 | 0 | 0 | 0
IGCC | 0 | 0 | 0 | 0 | 0 | 0
DemandResponse | 0 | 0 | 0 | 0 | 0 | 0
IGCC-CCS | 0 | 0 | 0 | 0 | 0 | 0
WT_off | 0 | 0 | 0 | 0 | 0 | 0
PseudoUnit | 0 | 0 | 0 | 0 | 0 | 0
FixedInterchange | 0 | 0 | 0 | 0 | 0 | 0
SO2 Emissions (MMshortTons): MISO_W
ReportingType | 2015 | 2020 | 2025 | 2030 | 2035 | 2040
BM | 0 | 0 | 0 | 0 | 0 | 0
CC | 0 | 0 | 0 | 0 | 0 | 0
CSP | 0 | 0 | 0 | 0 | 0 | 0
CT | 0 | 0 | 0 | 0 | 0 | 0
Coal | 0.26 | 0.06 | 0.06 | 0.03 | 0.04 | 0.04
Geo | 0 | 0 | 0 | 0 | 0 | 0
H | 0 | 0 | 0 | 0 | 0 | 0
LFG | 0 | 0 | 0 | 0 | 0 | 0
Nuc | 0 | 0 | 0 | 0 | 0 | 0
PS | 0 | 0 | 0 | 0 | 0 | 0
PV | 0 | 0 | 0 | 0 | 0 | 0
PeakG | 0 | 0 | 0 | 0 | 0 | 0
PeakO | 0 | 0 | 0 | 0 | 0 | 0
ST | 0 | 0 | 0 | 0 | 0 | 0
STOG | 0 | 0 | 0 | 0 | 0 | 0
STWD | 0 | 0 | 0 | 0 | 0 | 0
WT | 0 | 0 | 0 | 0 | 0 | 0
IGCC | 0 | 0 | 0 | 0 | 0 | 0
DemandResponse | 0 | 0 | 0 | 0 | 0 | 0
IGCC-CCS | 0 | 0 | 0 | 0 | 0 | 0
WT_off | 0 | 0 | 0 | 0 | 0 | 0
PseudoUnit | 0 | 0 | 0 | 0 | 0 | 0
FixedInterchange | 0 | 0 | 0 | 0 | 0 | 0
SO2 Emissions (MMshortTons): MISO_WUMS
ReportingType | 2015 | 2020 | 2025 | 2030 | 2035 | 2040
BM | 0 | 0 | 0 | 0 | 0 | 0
CC | 0 | 0 | 0 | 0 | 0 | 0
CSP | 0 | 0 | 0 | 0 | 0 | 0
CT | 0 | 0 | 0 | 0 | 0 | 0
Coal | 0.07 | 0.01 | 0.01 | 0.01 | 0.02 | 0.02
Geo | 0 | 0 | 0 | 0 | 0 | 0
H | 0 | 0 | 0 | 0 | 0 | 0
LFG | 0 | 0 | 0 | 0 | 0 | 0
Nuc | 0 | 0 | 0 | 0 | 0 | 0
PS | 0 | 0 | 0 | 0 | 0 | 0
PV | 0 | 0 | 0 | 0 | 0 | 0
PeakG | 0 | 0 | 0 | 0 | 0 | 0
PeakO | 0 | 0 | 0 | 0 | 0 | 0
ST | 0 | 0 | 0 | 0 | 0 | 0
STOG | 0 | 0 | 0 | 0 | 0 | 0
STWD | 0 | 0 | 0 | 0 | 0 | 0
WT | 0 | 0 | 0 | 0 | 0 | 0
IGCC | 0 | 0 | 0 | 0 | 0 | 0
DemandResponse | 0 | 0 | 0 | 0 | 0 | 0
IGCC-CCS | 0 | 0 | 0 | 0 | 0 | 0
WT_off | 0 | 0 | 0 | 0 | 0 | 0
PseudoUnit | 0 | 0 | 0 | 0 | 0 | 0
FixedInterchange | 0 | 0 | 0 | 0 | 0 | 0
SO2 Emissions (MMshortTons): Nebraska
ReportingType | 2015 | 2020 | 2025 | 2030 | 2035 | 2040
BM | 0 | 0 | 0 | 0 | 0 | 0
CC | 0 | 0 | 0 | 0 | 0 | 0
CSP | 0 | 0 | 0 | 0 | 0 | 0
CT | 0 | 0 | 0 | 0 | 0 | 0
Coal | 0.1 | 0.02 | 0.01 | 0.01 | 0.01 | 0.01
Geo | 0 | 0 | 0 | 0 | 0 | 0
H | 0 | 0 | 0 | 0 | 0 | 0
LFG | 0 | 0 | 0 | 0 | 0 | 0
Nuc | 0 | 0 | 0 | 0 | 0 | 0
PS | 0 | 0 | 0 | 0 | 0 | 0
PV | 0 | 0 | 0 | 0 | 0 | 0
PeakG | 0 | 0 | 0 | 0 | 0 | 0
PeakO | 0 | 0 | 0 | 0 | 0 | 0
ST | 0 | 0 | 0 | 0 | 0 | 0
STOG | 0 | 0 | 0 | 0 | 0 | 0
STWD | 0 | 0 | 0 | 0 | 0 | 0
WT | 0 | 0 | 0 | 0 | 0 | 0
IGCC | 0 | 0 | 0 | 0 | 0 | 0
DemandResponse | 0 | 0 | 0 | 0 | 0 | 0
IGCC-CCS | 0 | 0 | 0 | 0 | 0 | 0
WT_off | 0 | 0 | 0 | 0 | 0 | 0
PseudoUnit | 0 | 0 | 0 | 0 | 0 | 0
FixedInterchange | 0 | 0 | 0 | 0 | 0 | 0
SO2 Emissions (MMshortTons): NEISO
ReportingType | 2015 | 2020 | 2025 | 2030 | 2035 | 2040
BM | 0 | 0 | 0 | 0 | 0 | 0
CC | 0 | 0 | 0 | 0 | 0 | 0
CSP | 0 | 0 | 0 | 0 | 0 | 0
CT | 0 | 0 | 0 | 0 | 0 | 0
Coal | 0 | 0 | 0 | 0 | 0 | 0
Geo | 0 | 0 | 0 | 0 | 0 | 0
H | 0 | 0 | 0 | 0 | 0 | 0
LFG | 0 | 0 | 0 | 0 | 0 | 0
Nuc | 0 | 0 | 0 | 0 | 0 | 0
PS | 0 | 0 | 0 | 0 | 0 | 0
PV | 0 | 0 | 0 | 0 | 0 | 0
PeakG | 0 | 0 | 0 | 0 | 0 | 0
PeakO | 0 | 0 | 0 | 0 | 0 | 0
ST | 0 | 0 | 0 | 0 | 0 | 0
STOG | 0 | 0 | 0 | 0 | 0 | 0
STWD | 0 | 0 | 0 | 0 | 0 | 0
WT | 0 | 0 | 0 | 0 | 0 | 0
IGCC | 0 | 0 | 0 | 0 | 0 | 0
DemandResponse | 0 | 0 | 0 | 0 | 0 | 0
IGCC-CCS | 0 | 0 | 0 | 0 | 0 | 0
WT_off | 0 | 0 | 0 | 0 | 0 | 0
PseudoUnit | 0 | 0 | 0 | 0 | 0 | 0
FixedInterchange | 0 | 0 | 0 | 0 | 0 | 0
SO2 Emissions (MMshortTons): NonRTO_Midwest
ReportingType | 2015 | 2020 | 2025 | 2030 | 2035 | 2040
BM | 0 | 0 | 0 | 0 | 0 | 0
CC | 0 | 0 | 0 | 0 | 0 | 0
CSP | 0 | 0 | 0 | 0 | 0 | 0
CT | 0 | 0 | 0 | 0 | 0 | 0
Coal | 0.11 | 0.08 | 0.09 | 0.09 | 0.11 | 0.11
Geo | 0 | 0 | 0 | 0 | 0 | 0
H | 0 | 0 | 0 | 0 | 0 | 0
LFG | 0 | 0 | 0 | 0 | 0 | 0
Nuc | 0 | 0 | 0 | 0 | 0 | 0
PS | 0 | 0 | 0 | 0 | 0 | 0
PV | 0 | 0 | 0 | 0 | 0 | 0
PeakG | 0 | 0 | 0 | 0 | 0 | 0
PeakO | 0 | 0 | 0 | 0 | 0 | 0
ST | 0 | 0 | 0 | 0 | 0 | 0
STOG | 0 | 0 | 0 | 0 | 0 | 0
STWD | 0 | 0 | 0 | 0 | 0 | 0
WT | 0 | 0 | 0 | 0 | 0 | 0
IGCC | 0 | 0 | 0 | 0 | 0 | 0
DemandResponse | 0 | 0 | 0 | 0 | 0 | 0
IGCC-CCS | 0 | 0 | 0 | 0 | 0 | 0
WT_off | 0 | 0 | 0 | 0 | 0 | 0
PseudoUnit | 0 | 0 | 0 | 0 | 0 | 0
FixedInterchange | 0 | 0 | 0 | 0 | 0 | 0
SO2 Emissions (MMshortTons): NYISO_A-F
ReportingType | 2015 | 2020 | 2025 | 2030 | 2035 | 2040
BM | 0 | 0 | 0 | 0 | 0 | 0
CC | 0 | 0 | 0 | 0 | 0 | 0
CSP | 0 | 0 | 0 | 0 | 0 | 0
CT | 0 | 0 | 0 | 0 | 0 | 0
Coal | 0 | 0 | 0 | 0 | 0 | 0
Geo | 0 | 0 | 0 | 0 | 0 | 0
H | 0 | 0 | 0 | 0 | 0 | 0
LFG | 0 | 0 | 0 | 0 | 0 | 0
Nuc | 0 | 0 | 0 | 0 | 0 | 0
PS | 0 | 0 | 0 | 0 | 0 | 0
PV | 0 | 0 | 0 | 0 | 0 | 0
PeakG | 0 | 0 | 0 | 0 | 0 | 0
PeakO | 0 | 0 | 0 | 0 | 0 | 0
ST | 0 | 0 | 0 | 0 | 0 | 0
STOG | 0 | 0 | 0 | 0 | 0 | 0
STWD | 0 | 0 | 0 | 0 | 0 | 0
WT | 0 | 0 | 0 | 0 | 0 | 0
IGCC | 0 | 0 | 0 | 0 | 0 | 0
DemandResponse | 0 | 0 | 0 | 0 | 0 | 0
IGCC-CCS | 0 | 0 | 0 | 0 | 0 | 0
WT_off | 0 | 0 | 0 | 0 | 0 | 0
PseudoUnit | 0 | 0 | 0 | 0 | 0 | 0
FixedInterchange | 0 | 0 | 0 | 0 | 0 | 0
SO2 Emissions (MMshortTons): NYISO_G-I
ReportingType | 2015 | 2020 | 2025 | 2030 | 2035 | 2040
BM | 0 | 0 | 0 | 0 | 0 | 0
CC | 0 | 0 | 0 | 0 | 0 | 0
CSP | 0 | 0 | 0 | 0 | 0 | 0
CT | 0 | 0 | 0 | 0 | 0 | 0
Coal | 0 | 0 | 0 | 0 | 0 | 0
Geo | 0 | 0 | 0 | 0 | 0 | 0
H | 0 | 0 | 0 | 0 | 0 | 0
LFG | 0 | 0 | 0 | 0 | 0 | 0
Nuc | 0 | 0 | 0 | 0 | 0 | 0
PS | 0 | 0 | 0 | 0 | 0 | 0
PV | 0 | 0 | 0 | 0 | 0 | 0
PeakG | 0 | 0 | 0 | 0 | 0 | 0
PeakO | 0 | 0 | 0 | 0 | 0 | 0
ST | 0 | 0 | 0 | 0 | 0 | 0
STOG | 0 | 0 | 0 | 0 | 0 | 0
STWD | 0 | 0 | 0 | 0 | 0 | 0
WT | 0 | 0 | 0 | 0 | 0 | 0
IGCC | 0 | 0 | 0 | 0 | 0 | 0
DemandResponse | 0 | 0 | 0 | 0 | 0 | 0
IGCC-CCS | 0 | 0 | 0 | 0 | 0 | 0
WT_off | 0 | 0 | 0 | 0 | 0 | 0
PseudoUnit | 0 | 0 | 0 | 0 | 0 | 0
FixedInterchange | 0 | 0 | 0 | 0 | 0 | 0
SO2 Emissions (MMshortTons): NYISO_J-K
ReportingType | 2015 | 2020 | 2025 | 2030 | 2035 | 2040
BM | 0 | 0 | 0 | 0 | 0 | 0
CC | 0 | 0 | 0 | 0 | 0 | 0
CSP | 0 | 0 | 0 | 0 | 0 | 0
CT | 0 | 0 | 0 | 0 | 0 | 0
Coal | 0 | 0 | 0 | 0 | 0 | 0
Geo | 0 | 0 | 0 | 0 | 0 | 0
H | 0 | 0 | 0 | 0 | 0 | 0
LFG | 0 | 0 | 0 | 0 | 0 | 0
Nuc | 0 | 0 | 0 | 0 | 0 | 0
PS | 0 | 0 | 0 | 0 | 0 | 0
PV | 0 | 0 | 0 | 0 | 0 | 0
PeakG | 0 | 0 | 0 | 0 | 0 | 0
PeakO | 0 | 0 | 0 | 0 | 0 | 0
ST | 0 | 0 | 0 | 0 | 0 | 0
STOG | 0 | 0 | 0 | 0 | 0 | 0
STWD | 0 | 0 | 0 | 0 | 0 | 0
WT | 0 | 0 | 0 | 0 | 0 | 0
IGCC | 0 | 0 | 0 | 0 | 0 | 0
DemandResponse | 0 | 0 | 0 | 0 | 0 | 0
IGCC-CCS | 0 | 0 | 0 | 0 | 0 | 0
WT_off | 0 | 0 | 0 | 0 | 0 | 0
PseudoUnit | 0 | 0 | 0 | 0 | 0 | 0
FixedInterchange | 0 | 0 | 0 | 0 | 0 | 0
SO2 Emissions (MMshortTons): PJM_E
ReportingType | 2015 | 2020 | 2025 | 2030 | 2035 | 2040
BM | 0 | 0 | 0 | 0 | 0 | 0
CC | 0 | 0 | 0 | 0 | 0 | 0
CSP | 0 | 0 | 0 | 0 | 0 | 0
CT | 0 | 0 | 0 | 0 | 0 | 0
Coal | 0 | 0 | 0 | 0 | 0 | 0
Geo | 0 | 0 | 0 | 0 | 0 | 0
H | 0 | 0 | 0 | 0 | 0 | 0
LFG | 0 | 0 | 0 | 0 | 0 | 0
Nuc | 0 | 0 | 0 | 0 | 0 | 0
PS | 0 | 0 | 0 | 0 | 0 | 0
PV | 0 | 0 | 0 | 0 | 0 | 0
PeakG | 0 | 0 | 0 | 0 | 0 | 0
PeakO | 0 | 0 | 0 | 0 | 0 | 0
ST | 0 | 0 | 0 | 0 | 0 | 0
STOG | 0 | 0 | 0 | 0 | 0 | 0
STWD | 0 | 0 | 0 | 0 | 0 | 0
WT | 0 | 0 | 0 | 0 | 0 | 0
IGCC | 0 | 0 | 0 | 0 | 0 | 0
DemandResponse | 0 | 0 | 0 | 0 | 0 | 0
IGCC-CCS | 0 | 0 | 0 | 0 | 0 | 0
WT_off | 0 | 0 | 0 | 0 | 0 | 0
PseudoUnit | 0 | 0 | 0 | 0 | 0 | 0
FixedInterchange | 0 | 0 | 0 | 0 | 0 | 0
SO2 Emissions (MMshortTons): PJM_ROM
ReportingType | 2015 | 2020 | 2025 | 2030 | 2035 | 2040
BM | 0 | 0 | 0 | 0 | 0 | 0
CC | 0 | 0 | 0 | 0 | 0 | 0
CSP | 0 | 0 | 0 | 0 | 0 | 0
CT | 0 | 0 | 0 | 0 | 0 | 0
Coal | 0.16 | 0.05 | 0.06 | 0.06 | 0.06 | 0.06
Geo | 0 | 0 | 0 | 0 | 0 | 0
H | 0 | 0 | 0 | 0 | 0 | 0
LFG | 0 | 0 | 0 | 0 | 0 | 0
Nuc | 0 | 0 | 0 | 0 | 0 | 0
PS | 0 | 0 | 0 | 0 | 0 | 0
PV | 0 | 0 | 0 | 0 | 0 | 0
PeakG | 0 | 0 | 0 | 0 | 0 | 0
PeakO | 0 | 0 | 0 | 0 | 0 | 0
ST | 0 | 0 | 0 | 0 | 0 | 0
STOG | 0 | 0 | 0 | 0 | 0 | 0
STWD | 0 | 0 | 0 | 0 | 0 | 0
WT | 0 | 0 | 0 | 0 | 0 | 0
IGCC | 0 | 0 | 0 | 0 | 0 | 0
DemandResponse | 0 | 0 | 0 | 0 | 0 | 0
IGCC-CCS | 0 | 0 | 0 | 0 | 0 | 0
WT_off | 0 | 0 | 0 | 0 | 0 | 0
PseudoUnit | 0 | 0 | 0 | 0 | 0 | 0
FixedInterchange | 0 | 0 | 0 | 0 | 0 | 0
SO2 Emissions (MMshortTons): PJM_ROR
ReportingType | 2015 | 2020 | 2025 | 2030 | 2035 | 2040
BM | 0 | 0 | 0 | 0 | 0 | 0
CC | 0 | 0 | 0 | 0 | 0 | 0
CSP | 0 | 0 | 0 | 0 | 0 | 0
CT | 0 | 0 | 0 | 0 | 0 | 0
Coal | 1.57 | 0.47 | 0.49 | 0.52 | 0.51 | 0.53
Geo | 0 | 0 | 0 | 0 | 0 | 0
H | 0 | 0 | 0 | 0 | 0 | 0
LFG | 0 | 0 | 0 | 0 | 0 | 0
Nuc | 0 | 0 | 0 | 0 | 0 | 0
PS | 0 | 0 | 0 | 0 | 0 | 0
PV | 0 | 0 | 0 | 0 | 0 | 0
PeakG | 0 | 0 | 0 | 0 | 0 | 0
PeakO | 0 | 0 | 0 | 0 | 0 | 0
ST | 0 | 0 | 0 | 0 | 0 | 0
STOG | 0 | 0 | 0 | 0 | 0 | 0
STWD | 0 | 0 | 0 | 0 | 0 | 0
WT | 0 | 0 | 0 | 0 | 0 | 0
IGCC | 0 | 0 | 0 | 0 | 0 | 0
DemandResponse | 0 | 0 | 0 | 0 | 0 | 0
IGCC-CCS | 0 | 0 | 0 | 0 | 0 | 0
WT_off | 0 | 0 | 0 | 0 | 0 | 0
PseudoUnit | 0 | 0 | 0 | 0 | 0 | 0
FixedInterchange | 0 | 0 | 0 | 0 | 0 | 0
SO2 Emissions (MMshortTons): SOCO
ReportingType | 2015 | 2020 | 2025 | 2030 | 2035 | 2040
BM | 0 | 0 | 0 | 0 | 0 | 0
CC | 0 | 0 | 0 | 0 | 0 | 0
CSP | 0 | 0 | 0 | 0 | 0 | 0
CT | 0 | 0 | 0 | 0 | 0 | 0
Coal | 0.32 | 0.19 | 0.22 | 0.22 | 0.13 | 0.17
Geo | 0 | 0 | 0 | 0 | 0 | 0
H | 0 | 0 | 0 | 0 | 0 | 0
LFG | 0 | 0 | 0 | 0 | 0 | 0
Nuc | 0 | 0 | 0 | 0 | 0 | 0
PS | 0 | 0 | 0 | 0 | 0 | 0
PV | 0 | 0 | 0 | 0 | 0 | 0
PeakG | 0 | 0 | 0 | 0 | 0 | 0
PeakO | 0 | 0 | 0 | 0 | 0 | 0
ST | 0 | 0 | 0 | 0 | 0 | 0
STOG | 0 | 0 | 0 | 0 | 0 | 0
STWD | 0 | 0 | 0 | 0 | 0 | 0
WT | 0 | 0 | 0 | 0 | 0 | 0
IGCC | 0 | 0 | 0 | 0 | 0 | 0
DemandResponse | 0 | 0 | 0 | 0 | 0 | 0
IGCC-CCS | 0 | 0 | 0 | 0 | 0 | 0
WT_off | 0 | 0 | 0 | 0 | 0 | 0
PseudoUnit | 0 | 0 | 0 | 0 | 0 | 0
FixedInterchange | 0 | 0 | 0 | 0 | 0 | 0
SO2 Emissions (MMshortTons): SPP_N
ReportingType | 2015 | 2020 | 2025 | 2030 | 2035 | 2040
BM | 0 | 0 | 0 | 0 | 0 | 0
CC | 0 | 0 | 0 | 0 | 0 | 0
CSP | 0 | 0 | 0 | 0 | 0 | 0
CT | 0 | 0 | 0 | 0 | 0 | 0
Coal | 0.08 | 0.03 | 0.02 | 0.01 | 0.01 | 0.01
Geo | 0 | 0 | 0 | 0 | 0 | 0
H | 0 | 0 | 0 | 0 | 0 | 0
LFG | 0 | 0 | 0 | 0 | 0 | 0
Nuc | 0 | 0 | 0 | 0 | 0 | 0
PS | 0 | 0 | 0 | 0 | 0 | 0
PV | 0 | 0 | 0 | 0 | 0 | 0
PeakG | 0 | 0 | 0 | 0 | 0 | 0
PeakO | 0 | 0 | 0 | 0 | 0 | 0
ST | 0 | 0 | 0 | 0 | 0 | 0
STOG | 0 | 0 | 0 | 0 | 0 | 0
STWD | 0 | 0 | 0 | 0 | 0 | 0
WT | 0 | 0 | 0 | 0 | 0 | 0
IGCC | 0 | 0 | 0 | 0 | 0 | 0
DemandResponse | 0 | 0 | 0 | 0 | 0 | 0
IGCC-CCS | 0 | 0 | 0 | 0 | 0 | 0
WT_off | 0 | 0 | 0 | 0 | 0 | 0
PseudoUnit | 0 | 0 | 0 | 0 | 0 | 0
FixedInterchange | 0 | 0 | 0 | 0 | 0 | 0
SO2 Emissions (MMshortTons): SPP_S
ReportingType | 2015 | 2020 | 2025 | 2030 | 2035 | 2040
BM | 0 | 0 | 0 | 0 | 0 | 0
CC | 0 | 0 | 0 | 0 | 0 | 0
CSP | 0 | 0 | 0 | 0 | 0 | 0
CT | 0 | 0 | 0 | 0 | 0 | 0
Coal | 0.34 | 0.08 | 0.03 | 0.02 | 0.03 | 0.04
Geo | 0 | 0 | 0 | 0 | 0 | 0
H | 0 | 0 | 0 | 0 | 0 | 0
LFG | 0 | 0 | 0 | 0 | 0 | 0
Nuc | 0 | 0 | 0 | 0 | 0 | 0
PS | 0 | 0 | 0 | 0 | 0 | 0
PV | 0 | 0 | 0 | 0 | 0 | 0
PeakG | 0 | 0 | 0 | 0 | 0 | 0
PeakO | 0 | 0 | 0 | 0 | 0 | 0
ST | 0 | 0 | 0 | 0 | 0 | 0
STOG | 0 | 0 | 0 | 0 | 0 | 0
STWD | 0 | 0 | 0 | 0 | 0 | 0
WT | 0 | 0 | 0 | 0 | 0 | 0
IGCC | 0 | 0 | 0 | 0 | 0 | 0
DemandResponse | 0 | 0 | 0 | 0 | 0 | 0
IGCC-CCS | 0 | 0 | 0 | 0 | 0 | 0
WT_off | 0 | 0 | 0 | 0 | 0 | 0
PseudoUnit | 0 | 0 | 0 | 0 | 0 | 0
FixedInterchange | 0 | 0 | 0 | 0 | 0 | 0
SO2 Emissions (MMshortTons): TVA
ReportingType | 2015 | 2020 | 2025 | 2030 | 2035 | 2040
BM | 0 | 0 | 0 | 0 | 0 | 0
CC | 0 | 0 | 0 | 0 | 0 | 0
CSP | 0 | 0 | 0 | 0 | 0 | 0
CT | 0 | 0 | 0 | 0 | 0 | 0
Coal | 0.34 | 0.26 | 0.27 | 0.26 | 0.28 | 0.3
Geo | 0 | 0 | 0 | 0 | 0 | 0
H | 0 | 0 | 0 | 0 | 0 | 0
LFG | 0 | 0 | 0 | 0 | 0 | 0
Nuc | 0 | 0 | 0 | 0 | 0 | 0
PS | 0 | 0 | 0 | 0 | 0 | 0
PV | 0 | 0 | 0 | 0 | 0 | 0
PeakG | 0 | 0 | 0 | 0 | 0 | 0
PeakO | 0 | 0 | 0 | 0 | 0 | 0
ST | 0 | 0 | 0 | 0 | 0 | 0
STOG | 0 | 0 | 0 | 0 | 0 | 0
STWD | 0 | 0 | 0 | 0 | 0 | 0
WT | 0 | 0 | 0 | 0 | 0 | 0
IGCC | 0 | 0 | 0 | 0 | 0 | 0
DemandResponse | 0 | 0 | 0 | 0 | 0 | 0
IGCC-CCS | 0 | 0 | 0 | 0 | 0 | 0
WT_off | 0 | 0 | 0 | 0 | 0 | 0
PseudoUnit | 0 | 0 | 0 | 0 | 0 | 0
FixedInterchange | 0 | 0 | 0 | 0 | 0 | 0
SO2 Emissions (MMshortTons): TVA_Transmission
ReportingType | 2015 | 2020 | 2025 | 2030 | 2035 | 2040
BM | 0 | 0 | 0 | 0 | 0 | 0
CC | 0 | 0 | 0 | 0 | 0 | 0
CSP | 0 | 0 | 0 | 0 | 0 | 0
CT | 0 | 0 | 0 | 0 | 0 | 0
Coal | 0 | 0 | 0 | 0 | 0 | 0
Geo | 0 | 0 | 0 | 0 | 0 | 0
H | 0 | 0 | 0 | 0 | 0 | 0
LFG | 0 | 0 | 0 | 0 | 0 | 0
Nuc | 0 | 0 | 0 | 0 | 0 | 0
PS | 0 | 0 | 0 | 0 | 0 | 0
PV | 0 | 0 | 0 | 0 | 0 | 0
PeakG | 0 | 0 | 0 | 0 | 0 | 0
PeakO | 0 | 0 | 0 | 0 | 0 | 0
ST | 0 | 0 | 0 | 0 | 0 | 0
STOG | 0 | 0 | 0 | 0 | 0 | 0
STWD | 0 | 0 | 0 | 0 | 0 | 0
WT | 0 | 0 | 0 | 0 | 0 | 0
IGCC | 0 | 0 | 0 | 0 | 0 | 0
DemandResponse | 0 | 0 | 0 | 0 | 0 | 0
IGCC-CCS | 0 | 0 | 0 | 0 | 0 | 0
WT_off | 0 | 0 | 0 | 0 | 0 | 0
PseudoUnit | 0 | 0 | 0 | 0 | 0 | 0
FixedInterchange | 0 | 0 | 0 | 0 | 0 | 0
SO2 Emissions (MMshortTons): VACAR
ReportingType | 2015 | 2020 | 2025 | 2030 | 2035 | 2040
BM | 0 | 0 | 0 | 0 | 0 | 0
CC | 0 | 0 | 0 | 0 | 0 | 0
CSP | 0 | 0 | 0 | 0 | 0 | 0
CT | 0 | 0 | 0 | 0 | 0 | 0
Coal | 0.13 | 0.04 | 0.05 | 0.05 | 0.07 | 0.07
Geo | 0 | 0 | 0 | 0 | 0 | 0
H | 0 | 0 | 0 | 0 | 0 | 0
LFG | 0 | 0 | 0 | 0 | 0 | 0
Nuc | 0 | 0 | 0 | 0 | 0 | 0
PS | 0 | 0 | 0 | 0 | 0 | 0
PV | 0 | 0 | 0 | 0 | 0 | 0
PeakG | 0 | 0 | 0 | 0 | 0 | 0
PeakO | 0 | 0 | 0 | 0 | 0 | 0
ST | 0 | 0 | 0 | 0 | 0 | 0
STOG | 0 | 0 | 0 | 0 | 0 | 0
STWD | 0 | 0 | 0 | 0 | 0 | 0
WT | 0 | 0 | 0 | 0 | 0 | 0
IGCC | 0 | 0 | 0 | 0 | 0 | 0
DemandResponse | 0 | 0 | 0 | 0 | 0 | 0
IGCC-CCS | 0 | 0 | 0 | 0 | 0 | 0
WT_off | 0 | 0 | 0 | 0 | 0 | 0
PseudoUnit | 0 | 0 | 0 | 0 | 0 | 0
FixedInterchange | 0 | 0 | 0 | 0 | 0 | 0
SO2 Emissions (MMshortTons): IESO
ReportingType | 2015 | 2020 | 2025 | 2030 | 2035 | 2040
BM | 0 | 0 | 0 | 0 | 0 | 0
CC | 0 | 0 | 0 | 0 | 0 | 0
CSP | 0 | 0 | 0 | 0 | 0 | 0
CT | 0 | 0 | 0 | 0 | 0 | 0
Coal | 0 | 0 | 0 | 0 | 0 | 0
Geo | 0 | 0 | 0 | 0 | 0 | 0
H | 0 | 0 | 0 | 0 | 0 | 0
LFG | 0 | 0 | 0 | 0 | 0 | 0
Nuc | 0 | 0 | 0 | 0 | 0 | 0
PS | 0 | 0 | 0 | 0 | 0 | 0
PV | 0 | 0 | 0 | 0 | 0 | 0
PeakG | 0 | 0 | 0 | 0 | 0 | 0
PeakO | 0 | 0 | 0 | 0 | 0 | 0
ST | 0 | 0 | 0 | 0 | 0 | 0
STOG | 0 | 0 | 0 | 0 | 0 | 0
STWD | 0 | 0 | 0 | 0 | 0 | 0
WT | 0 | 0 | 0 | 0 | 0 | 0
IGCC | 0 | 0 | 0 | 0 | 0 | 0
DemandResponse | 0 | 0 | 0 | 0 | 0 | 0
IGCC-CCS | 0 | 0 | 0 | 0 | 0 | 0
WT_off | 0 | 0 | 0 | 0 | 0 | 0
PseudoUnit | 0 | 0 | 0 | 0 | 0 | 0
FixedInterchange | 0 | 0 | 0 | 0 | 0 | 0
SO2 Emissions (MMshortTons): MAPP_CA
ReportingType | 2015 | 2020 | 2025 | 2030 | 2035 | 2040
BM | 0 | 0 | 0 | 0 | 0 | 0
CC | 0 | 0 | 0 | 0 | 0 | 0
CSP | 0 | 0 | 0 | 0 | 0 | 0
CT | 0 | 0 | 0 | 0 | 0 | 0
Coal | 0.01 | 0.02 | 0.02 | 0 | 0.02 | 0.02
Geo | 0 | 0 | 0 | 0 | 0 | 0
H | 0 | 0 | 0 | 0 | 0 | 0
LFG | 0 | 0 | 0 | 0 | 0 | 0
Nuc | 0 | 0 | 0 | 0 | 0 | 0
PS | 0 | 0 | 0 | 0 | 0 | 0
PV | 0 | 0 | 0 | 0 | 0 | 0
PeakG | 0 | 0 | 0 | 0 | 0 | 0
PeakO | 0 | 0 | 0 | 0 | 0 | 0
ST | 0 | 0 | 0 | 0 | 0 | 0
STOG | 0 | 0 | 0 | 0 | 0 | 0
STWD | 0 | 0 | 0 | 0 | 0 | 0
WT | 0 | 0 | 0 | 0 | 0 | 0
IGCC | 0 | 0 | 0 | 0 | 0 | 0
DemandResponse | 0 | 0 | 0 | 0 | 0 | 0
IGCC-CCS | 0 | 0 | 0 | 0 | 0 | 0
WT_off | 0 | 0 | 0 | 0 | 0 | 0
PseudoUnit | 0 | 0 | 0 | 0 | 0 | 0
FixedInterchange | 0 | 0 | 0 | 0 | 0 | 0
SO2 Emissions (MMshortTons): AZ_NM_SNV_Coal
ReportingType | 2015 | 2020 | 2025 | 2030 | 2035 | 2040
BM | 0 | 0 | 0 | 0 | 0 | 0
CC | 0 | 0 | 0 | 0 | 0 | 0
CSP | 0 | 0 | 0 | 0 | 0 | 0
CT | 0 | 0 | 0 | 0 | 0 | 0
Coal | 0.03 | 0.02 | 0.02 | 0.02 | 0.02 | 0.03
Geo | 0 | 0 | 0 | 0 | 0 | 0
H | 0 | 0 | 0 | 0 | 0 | 0
LFG | 0 | 0 | 0 | 0 | 0 | 0
Nuc | 0 | 0 | 0 | 0 | 0 | 0
PS | 0 | 0 | 0 | 0 | 0 | 0
PV | 0 | 0 | 0 | 0 | 0 | 0
PeakG | 0 | 0 | 0 | 0 | 0 | 0
PeakO | 0 | 0 | 0 | 0 | 0 | 0
ST | 0 | 0 | 0 | 0 | 0 | 0
STOG | 0 | 0 | 0 | 0 | 0 | 0
STWD | 0 | 0 | 0 | 0 | 0 | 0
WT | 0 | 0 | 0 | 0 | 0 | 0
IGCC | 0 | 0 | 0 | 0 | 0 | 0
DemandResponse | 0 | 0 | 0 | 0 | 0 | 0
IGCC-CCS | 0 | 0 | 0 | 0 | 0 | 0
WT_off | 0 | 0 | 0 | 0 | 0 | 0
PseudoUnit | 0 | 0 | 0 | 0 | 0 | 0
FixedInterchange | 0 | 0 | 0 | 0 | 0 | 0
SO2 Emissions (MMshortTons): AZ_NM_SNV_Gas
ReportingType | 2015 | 2020 | 2025 | 2030 | 2035 | 2040
BM | 0 | 0 | 0 | 0 | 0 | 0
CC | 0 | 0 | 0 | 0 | 0 | 0
CSP | 0 | 0 | 0 | 0 | 0 | 0
CT | 0 | 0 | 0 | 0 | 0 | 0
Coal | 0 | 0 | 0 | 0 | 0 | 0
Geo | 0 | 0 | 0 | 0 | 0 | 0
H | 0 | 0 | 0 | 0 | 0 | 0
LFG | 0 | 0 | 0 | 0 | 0 | 0
Nuc | 0 | 0 | 0 | 0 | 0 | 0
PS | 0 | 0 | 0 | 0 | 0 | 0
PV | 0 | 0 | 0 | 0 | 0 | 0
PeakG | 0 | 0 | 0 | 0 | 0 | 0
PeakO | 0 | 0 | 0 | 0 | 0 | 0
ST | 0 | 0 | 0 | 0 | 0 | 0
STOG | 0 | 0 | 0 | 0 | 0 | 0
STWD | 0 | 0 | 0 | 0 | 0 | 0
WT | 0 | 0 | 0 | 0 | 0 | 0
IGCC | 0 | 0 | 0 | 0 | 0 | 0
DemandResponse | 0 | 0 | 0 | 0 | 0 | 0
IGCC-CCS | 0 | 0 | 0 | 0 | 0 | 0
WT_off | 0 | 0 | 0 | 0 | 0 | 0
PseudoUnit | 0 | 0 | 0 | 0 | 0 | 0
FixedInterchange | 0 | 0 | 0 | 0 | 0 | 0
SO2 Emissions (MMshortTons): AZ_NM_SNV_NucRenew
ReportingType | 2015 | 2020 | 2025 | 2030 | 2035 | 2040
BM | 0 | 0 | 0 | 0 | 0 | 0
CC | 0 | 0 | 0 | 0 | 0 | 0
CSP | 0 | 0 | 0 | 0 | 0 | 0
CT | 0 | 0 | 0 | 0 | 0 | 0
Coal | 0 | 0 | 0 | 0 | 0 | 0
Geo | 0 | 0 | 0 | 0 | 0 | 0
H | 0 | 0 | 0 | 0 | 0 | 0
LFG | 0 | 0 | 0 | 0 | 0 | 0
Nuc | 0 | 0 | 0 | 0 | 0 | 0
PS | 0 | 0 | 0 | 0 | 0 | 0
PV | 0 | 0 | 0 | 0 | 0 | 0
PeakG | 0 | 0 | 0 | 0 | 0 | 0
PeakO | 0 | 0 | 0 | 0 | 0 | 0
ST | 0 | 0 | 0 | 0 | 0 | 0
STOG | 0 | 0 | 0 | 0 | 0 | 0
STWD | 0 | 0 | 0 | 0 | 0 | 0
WT | 0 | 0 | 0 | 0 | 0 | 0
IGCC | 0 | 0 | 0 | 0 | 0 | 0
DemandResponse | 0 | 0 | 0 | 0 | 0 | 0
IGCC-CCS | 0 | 0 | 0 | 0 | 0 | 0
WT_off | 0 | 0 | 0 | 0 | 0 | 0
PseudoUnit | 0 | 0 | 0 | 0 | 0 | 0
FixedInterchange | 0 | 0 | 0 | 0 | 0 | 0
SO2 Emissions (MMshortTons): ERCOT
ReportingType | 2015 | 2020 | 2025 | 2030 | 2035 | 2040
BM | 0 | 0 | 0 | 0 | 0 | 0
CC | 0 | 0 | 0 | 0 | 0 | 0
CSP | 0 | 0 | 0 | 0 | 0 | 0
CT | 0 | 0 | 0 | 0 | 0 | 0
Coal | 0.21 | 0.07 | 0.07 | 0.08 | 0.09 | 0.09
Geo | 0 | 0 | 0 | 0 | 0 | 0
H | 0 | 0 | 0 | 0 | 0 | 0
LFG | 0 | 0 | 0 | 0 | 0 | 0
Nuc | 0 | 0 | 0 | 0 | 0 | 0
PS | 0 | 0 | 0 | 0 | 0 | 0
PV | 0 | 0 | 0 | 0 | 0 | 0
PeakG | 0 | 0 | 0 | 0 | 0 | 0
PeakO | 0 | 0 | 0 | 0 | 0 | 0
ST | 0 | 0 | 0 | 0 | 0 | 0
STOG | 0 | 0 | 0 | 0 | 0 | 0
STWD | 0 | 0 | 0 | 0 | 0 | 0
WT | 0 | 0 | 0 | 0 | 0 | 0
IGCC | 0 | 0 | 0 | 0 | 0 | 0
DemandResponse | 0 | 0 | 0 | 0 | 0 | 0
IGCC-CCS | 0 | 0 | 0 | 0 | 0 | 0
WT_off | 0 | 0 | 0 | 0 | 0 | 0
PseudoUnit | 0 | 0 | 0 | 0 | 0 | 0
FixedInterchange | 0 | 0 | 0 | 0 | 0 | 0
SO2 Emissions (MMshortTons): NP15
ReportingType | 2015 | 2020 | 2025 | 2030 | 2035 | 2040
BM | 0 | 0 | 0 | 0 | 0 | 0
CC | 0 | 0 | 0 | 0 | 0 | 0
CSP | 0 | 0 | 0 | 0 | 0 | 0
CT | 0 | 0 | 0 | 0 | 0 | 0
Coal | 0 | 0 | 0 | 0 | 0 | 0
Geo | 0 | 0 | 0 | 0 | 0 | 0
H | 0 | 0 | 0 | 0 | 0 | 0
LFG | 0 | 0 | 0 | 0 | 0 | 0
Nuc | 0 | 0 | 0 | 0 | 0 | 0
PS | 0 | 0 | 0 | 0 | 0 | 0
PV | 0 | 0 | 0 | 0 | 0 | 0
PeakG | 0 | 0 | 0 | 0 | 0 | 0
PeakO | 0 | 0 | 0 | 0 | 0 | 0
ST | 0 | 0 | 0 | 0 | 0 | 0
STOG | 0 | 0 | 0 | 0 | 0 | 0
STWD | 0 | 0 | 0 | 0 | 0 | 0
WT | 0 | 0 | 0 | 0 | 0 | 0
IGCC | 0 | 0 | 0 | 0 | 0 | 0
DemandResponse | 0 | 0 | 0 | 0 | 0 | 0
IGCC-CCS | 0 | 0 | 0 | 0 | 0 | 0
WT_off | 0 | 0 | 0 | 0 | 0 | 0
PseudoUnit | 0 | 0 | 0 | 0 | 0 | 0
FixedInterchange | 0 | 0 | 0 | 0 | 0 | 0
SO2 Emissions (MMshortTons): NWPP_Coal
ReportingType | 2015 | 2020 | 2025 | 2030 | 2035 | 2040
BM | 0 | 0 | 0 | 0 | 0 | 0
CC | 0 | 0 | 0 | 0 | 0 | 0
CSP | 0 | 0 | 0 | 0 | 0 | 0
CT | 0 | 0 | 0 | 0 | 0 | 0
Coal | 0.1 | 0.05 | 0.05 | 0.05 | 0.05 | 0.05
Geo | 0 | 0 | 0 | 0 | 0 | 0
H | 0 | 0 | 0 | 0 | 0 | 0
LFG | 0 | 0 | 0 | 0 | 0 | 0
Nuc | 0 | 0 | 0 | 0 | 0 | 0
PS | 0 | 0 | 0 | 0 | 0 | 0
PV | 0 | 0 | 0 | 0 | 0 | 0
PeakG | 0 | 0 | 0 | 0 | 0 | 0
PeakO | 0 | 0 | 0 | 0 | 0 | 0
ST | 0 | 0 | 0 | 0 | 0 | 0
STOG | 0 | 0 | 0 | 0 | 0 | 0
STWD | 0 | 0 | 0 | 0 | 0 | 0
WT | 0 | 0 | 0 | 0 | 0 | 0
IGCC | 0 | 0 | 0 | 0 | 0 | 0
DemandResponse | 0 | 0 | 0 | 0 | 0 | 0
IGCC-CCS | 0 | 0 | 0 | 0 | 0 | 0
WT_off | 0 | 0 | 0 | 0 | 0 | 0
PseudoUnit | 0 | 0 | 0 | 0 | 0 | 0
FixedInterchange | 0 | 0 | 0 | 0 | 0 | 0
SO2 Emissions (MMshortTons): NWPP_Gas
ReportingType | 2015 | 2020 | 2025 | 2030 | 2035 | 2040
BM | 0 | 0 | 0 | 0 | 0 | 0
CC | 0 | 0 | 0 | 0 | 0 | 0
CSP | 0 | 0 | 0 | 0 | 0 | 0
CT | 0 | 0 | 0 | 0 | 0 | 0
Coal | 0 | 0 | 0 | 0 | 0 | 0
Geo | 0 | 0 | 0 | 0 | 0 | 0
H | 0 | 0 | 0 | 0 | 0 | 0
LFG | 0 | 0 | 0 | 0 | 0 | 0
Nuc | 0 | 0 | 0 | 0 | 0 | 0
PS | 0 | 0 | 0 | 0 | 0 | 0
PV | 0 | 0 | 0 | 0 | 0 | 0
PeakG | 0 | 0 | 0 | 0 | 0 | 0
PeakO | 0 | 0 | 0 | 0 | 0 | 0
ST | 0 | 0 | 0 | 0 | 0 | 0
STOG | 0 | 0 | 0 | 0 | 0 | 0
STWD | 0 | 0 | 0 | 0 | 0 | 0
WT | 0 | 0 | 0 | 0 | 0 | 0
IGCC | 0 | 0 | 0 | 0 | 0 | 0
DemandResponse | 0 | 0 | 0 | 0 | 0 | 0
IGCC-CCS | 0 | 0 | 0 | 0 | 0 | 0
WT_off | 0 | 0 | 0 | 0 | 0 | 0
PseudoUnit | 0 | 0 | 0 | 0 | 0 | 0
FixedInterchange | 0 | 0 | 0 | 0 | 0 | 0
SO2 Emissions (MMshortTons): NWPP_NucRenew
ReportingType | 2015 | 2020 | 2025 | 2030 | 2035 | 2040
BM | 0 | 0 | 0 | 0 | 0 | 0
CC | 0 | 0 | 0 | 0 | 0 | 0
CSP | 0 | 0 | 0 | 0 | 0 | 0
CT | 0 | 0 | 0 | 0 | 0 | 0
Coal | 0 | 0 | 0 | 0 | 0 | 0
Geo | 0 | 0 | 0 | 0 | 0 | 0
H | 0 | 0 | 0 | 0 | 0 | 0
LFG | 0 | 0 | 0 | 0 | 0 | 0
Nuc | 0 | 0 | 0 | 0 | 0 | 0
PS | 0 | 0 | 0 | 0 | 0 | 0
PV | 0 | 0 | 0 | 0 | 0 | 0
PeakG | 0 | 0 | 0 | 0 | 0 | 0
PeakO | 0 | 0 | 0 | 0 | 0 | 0
ST | 0 | 0 | 0 | 0 | 0 | 0
STOG | 0 | 0 | 0 | 0 | 0 | 0
STWD | 0 | 0 | 0 | 0 | 0 | 0
WT | 0 | 0 | 0 | 0 | 0 | 0
IGCC | 0 | 0 | 0 | 0 | 0 | 0
DemandResponse | 0 | 0 | 0 | 0 | 0 | 0
IGCC-CCS | 0 | 0 | 0 | 0 | 0 | 0
WT_off | 0 | 0 | 0 | 0 | 0 | 0
PseudoUnit | 0 | 0 | 0 | 0 | 0 | 0
FixedInterchange | 0 | 0 | 0 | 0 | 0 | 0
SO2 Emissions (MMshortTons): RMPA
ReportingType | 2015 | 2020 | 2025 | 2030 | 2035 | 2040
BM | 0 | 0 | 0 | 0 | 0 | 0
CC | 0 | 0 | 0 | 0 | 0 | 0
CSP | 0 | 0 | 0 | 0 | 0 | 0
CT | 0 | 0 | 0 | 0 | 0 | 0
Coal | 0.06 | 0.03 | 0.03 | 0.03 | 0.03 | 0.03
Geo | 0 | 0 | 0 | 0 | 0 | 0
H | 0 | 0 | 0 | 0 | 0 | 0
LFG | 0 | 0 | 0 | 0 | 0 | 0
Nuc | 0 | 0 | 0 | 0 | 0 | 0
PS | 0 | 0 | 0 | 0 | 0 | 0
PV | 0 | 0 | 0 | 0 | 0 | 0
PeakG | 0 | 0 | 0 | 0 | 0 | 0
PeakO | 0 | 0 | 0 | 0 | 0 | 0
ST | 0 | 0 | 0 | 0 | 0 | 0
STOG | 0 | 0 | 0 | 0 | 0 | 0
STWD | 0 | 0 | 0 | 0 | 0 | 0
WT | 0 | 0 | 0 | 0 | 0 | 0
IGCC | 0 | 0 | 0 | 0 | 0 | 0
DemandResponse | 0 | 0 | 0 | 0 | 0 | 0
IGCC-CCS | 0 | 0 | 0 | 0 | 0 | 0
WT_off | 0 | 0 | 0 | 0 | 0 | 0
PseudoUnit | 0 | 0 | 0 | 0 | 0 | 0
FixedInterchange | 0 | 0 | 0 | 0 | 0 | 0
SO2 Emissions (MMshortTons): SP15
ReportingType | 2015 | 2020 | 2025 | 2030 | 2035 | 2040
BM | 0 | 0 | 0 | 0 | 0 | 0
CC | 0 | 0 | 0 | 0 | 0 | 0
CSP | 0 | 0 | 0 | 0 | 0 | 0
CT | 0 | 0 | 0 | 0 | 0 | 0
Coal | 0 | 0 | 0 | 0 | 0 | 0
Geo | 0 | 0 | 0 | 0 | 0 | 0
H | 0 | 0 | 0 | 0 | 0 | 0
LFG | 0 | 0 | 0 | 0 | 0 | 0
Nuc | 0 | 0 | 0 | 0 | 0 | 0
PS | 0 | 0 | 0 | 0 | 0 | 0
PV | 0 | 0 | 0 | 0 | 0 | 0
PeakG | 0 | 0 | 0 | 0 | 0 | 0
PeakO | 0 | 0 | 0 | 0 | 0 | 0
ST | 0 | 0 | 0 | 0 | 0 | 0
STOG | 0 | 0 | 0 | 0 | 0 | 0
STWD | 0 | 0 | 0 | 0 | 0 | 0
WT | 0 | 0 | 0 | 0 | 0 | 0
IGCC | 0 | 0 | 0 | 0 | 0 | 0
DemandResponse | 0 | 0 | 0 | 0 | 0 | 0
IGCC-CCS | 0 | 0 | 0 | 0 | 0 | 0
WT_off | 0 | 0 | 0 | 0 | 0 | 0
PseudoUnit | 0 | 0 | 0 | 0 | 0 | 0
FixedInterchange | 0 | 0 | 0 | 0 | 0 | 0
SO2 Emissions (MMshortTons): ALB
ReportingType | 2015 | 2020 | 2025 | 2030 | 2035 | 2040
BM | 0 | 0 | 0 | 0 | 0 | 0
CC | 0 | 0 | 0 | 0 | 0 | 0
CSP | 0 | 0 | 0 | 0 | 0 | 0
CT | 0 | 0 | 0 | 0 | 0 | 0
Coal | 0.16 | 0.14 | 0.14 | 0.14 | 0.14 | 0.17
Geo | 0 | 0 | 0 | 0 | 0 | 0
H | 0 | 0 | 0 | 0 | 0 | 0
LFG | 0 | 0 | 0 | 0 | 0 | 0
Nuc | 0 | 0 | 0 | 0 | 0 | 0
PS | 0 | 0 | 0 | 0 | 0 | 0
PV | 0 | 0 | 0 | 0 | 0 | 0
PeakG | 0 | 0 | 0 | 0 | 0 | 0
PeakO | 0 | 0 | 0 | 0 | 0 | 0
ST | 0 | 0 | 0 | 0 | 0 | 0
STOG | 0 | 0 | 0 | 0 | 0 | 0
STWD | 0 | 0 | 0 | 0 | 0 | 0
WT | 0 | 0 | 0 | 0 | 0 | 0
IGCC | 0 | 0 | 0 | 0 | 0 | 0
DemandResponse | 0 | 0 | 0 | 0 | 0 | 0
IGCC-CCS | 0 | 0 | 0 | 0 | 0 | 0
WT_off | 0 | 0 | 0 | 0 | 0 | 0
PseudoUnit | 0 | 0 | 0 | 0 | 0 | 0
FixedInterchange | 0 | 0 | 0 | 0 | 0 | 0
SO2 Emissions (MMshortTons): BC
ReportingType | 2015 | 2020 | 2025 | 2030 | 2035 | 2040
BM | 0 | 0 | 0 | 0 | 0 | 0
CC | 0 | 0 | 0 | 0 | 0 | 0
CSP | 0 | 0 | 0 | 0 | 0 | 0
CT | 0 | 0 | 0 | 0 | 0 | 0
Coal | 0 | 0 | 0 | 0 | 0 | 0
Geo | 0 | 0 | 0 | 0 | 0 | 0
H | 0 | 0 | 0 | 0 | 0 | 0
LFG | 0 | 0 | 0 | 0 | 0 | 0
Nuc | 0 | 0 | 0 | 0 | 0 | 0
PS | 0 | 0 | 0 | 0 | 0 | 0
PV | 0 | 0 | 0 | 0 | 0 | 0
PeakG | 0 | 0 | 0 | 0 | 0 | 0
PeakO | 0 | 0 | 0 | 0 | 0 | 0
ST | 0 | 0 | 0 | 0 | 0 | 0
STOG | 0 | 0 | 0 | 0 | 0 | 0
STWD | 0 | 0 | 0 | 0 | 0 | 0
WT | 0 | 0 | 0 | 0 | 0 | 0
IGCC | 0 | 0 | 0 | 0 | 0 | 0
DemandResponse | 0 | 0 | 0 | 0 | 0 | 0
IGCC-CCS | 0 | 0 | 0 | 0 | 0 | 0
WT_off | 0 | 0 | 0 | 0 | 0 | 0
PseudoUnit | 0 | 0 | 0 | 0 | 0 | 0
FixedInterchange | 0 | 0 | 0 | 0 | 0 | 0
SO2 Emissions (MMshortTons): HQ_IESO
ReportingType | 2015 | 2020 | 2025 | 2030 | 2035 | 2040
BM | 0 | 0 | 0 | 0 | 0 | 0
CC | 0 | 0 | 0 | 0 | 0 | 0
CSP | 0 | 0 | 0 | 0 | 0 | 0
CT | 0 | 0 | 0 | 0 | 0 | 0
Coal | 0 | 0 | 0 | 0 | 0 | 0
Geo | 0 | 0 | 0 | 0 | 0 | 0
H | 0 | 0 | 0 | 0 | 0 | 0
LFG | 0 | 0 | 0 | 0 | 0 | 0
Nuc | 0 | 0 | 0 | 0 | 0 | 0
PS | 0 | 0 | 0 | 0 | 0 | 0
PV | 0 | 0 | 0 | 0 | 0 | 0
PeakG | 0 | 0 | 0 | 0 | 0 | 0
PeakO | 0 | 0 | 0 | 0 | 0 | 0
ST | 0 | 0 | 0 | 0 | 0 | 0
STOG | 0 | 0 | 0 | 0 | 0 | 0
STWD | 0 | 0 | 0 | 0 | 0 | 0
WT | 0 | 0 | 0 | 0 | 0 | 0
IGCC | 0 | 0 | 0 | 0 | 0 | 0
DemandResponse | 0 | 0 | 0 | 0 | 0 | 0
IGCC-CCS | 0 | 0 | 0 | 0 | 0 | 0
WT_off | 0 | 0 | 0 | 0 | 0 | 0
PseudoUnit | 0 | 0 | 0 | 0 | 0 | 0
FixedInterchange | 0 | 0 | 0 | 0 | 0 | 0
SO2 Emissions (MMshortTons): HQ_NEISO
ReportingType | 2015 | 2020 | 2025 | 2030 | 2035 | 2040
BM | 0 | 0 | 0 | 0 | 0 | 0
CC | 0 | 0 | 0 | 0 | 0 | 0
CSP | 0 | 0 | 0 | 0 | 0 | 0
CT | 0 | 0 | 0 | 0 | 0 | 0
Coal | 0 | 0 | 0 | 0 | 0 | 0
Geo | 0 | 0 | 0 | 0 | 0 | 0
H | 0 | 0 | 0 | 0 | 0 | 0
LFG | 0 | 0 | 0 | 0 | 0 | 0
Nuc | 0 | 0 | 0 | 0 | 0 | 0
PS | 0 | 0 | 0 | 0 | 0 | 0
PV | 0 | 0 | 0 | 0 | 0 | 0
PeakG | 0 | 0 | 0 | 0 | 0 | 0
PeakO | 0 | 0 | 0 | 0 | 0 | 0
ST | 0 | 0 | 0 | 0 | 0 | 0
STOG | 0 | 0 | 0 | 0 | 0 | 0
STWD | 0 | 0 | 0 | 0 | 0 | 0
WT | 0 | 0 | 0 | 0 | 0 | 0
IGCC | 0 | 0 | 0 | 0 | 0 | 0
DemandResponse | 0 | 0 | 0 | 0 | 0 | 0
IGCC-CCS | 0 | 0 | 0 | 0 | 0 | 0
WT_off | 0 | 0 | 0 | 0 | 0 | 0
PseudoUnit | 0 | 0 | 0 | 0 | 0 | 0
FixedInterchange | 0 | 0 | 0 | 0 | 0 | 0
SO2 Emissions (MMshortTons): HQ_NY
ReportingType | 2015 | 2020 | 2025 | 2030 | 2035 | 2040
BM | 0 | 0 | 0 | 0 | 0 | 0
CC | 0 | 0 | 0 | 0 | 0 | 0
CSP | 0 | 0 | 0 | 0 | 0 | 0
CT | 0 | 0 | 0 | 0 | 0 | 0
Coal | 0 | 0 | 0 | 0 | 0 | 0
Geo | 0 | 0 | 0 | 0 | 0 | 0
H | 0 | 0 | 0 | 0 | 0 | 0
LFG | 0 | 0 | 0 | 0 | 0 | 0
Nuc | 0 | 0 | 0 | 0 | 0 | 0
PS | 0 | 0 | 0 | 0 | 0 | 0
PV | 0 | 0 | 0 | 0 | 0 | 0
PeakG | 0 | 0 | 0 | 0 | 0 | 0
PeakO | 0 | 0 | 0 | 0 | 0 | 0
ST | 0 | 0 | 0 | 0 | 0 | 0
STOG | 0 | 0 | 0 | 0 | 0 | 0
STWD | 0 | 0 | 0 | 0 | 0 | 0
WT | 0 | 0 | 0 | 0 | 0 | 0
IGCC | 0 | 0 | 0 | 0 | 0 | 0
DemandResponse | 0 | 0 | 0 | 0 | 0 | 0
IGCC-CCS | 0 | 0 | 0 | 0 | 0 | 0
WT_off | 0 | 0 | 0 | 0 | 0 | 0
PseudoUnit | 0 | 0 | 0 | 0 | 0 | 0
FixedInterchange | 0 | 0 | 0 | 0 | 0 | 0
SO2 Emissions (MMshortTons): MARITIMES
ReportingType | 2015 | 2020 | 2025 | 2030 | 2035 | 2040
BM | 0 | 0 | 0 | 0 | 0 | 0
CC | 0 | 0 | 0 | 0 | 0 | 0
CSP | 0 | 0 | 0 | 0 | 0 | 0
CT | 0 | 0 | 0 | 0 | 0 | 0
Coal | 0 | 0 | 0 | 0 | 0 | 0
Geo | 0 | 0 | 0 | 0 | 0 | 0
H | 0 | 0 | 0 | 0 | 0 | 0
LFG | 0 | 0 | 0 | 0 | 0 | 0
Nuc | 0 | 0 | 0 | 0 | 0 | 0
PS | 0 | 0 | 0 | 0 | 0 | 0
PV | 0 | 0 | 0 | 0 | 0 | 0
PeakG | 0 | 0 | 0 | 0 | 0 | 0
PeakO | 0 | 0 | 0 | 0 | 0 | 0
ST | 0 | 0 | 0 | 0 | 0 | 0
STOG | 0 | 0 | 0 | 0 | 0 | 0
STWD | 0 | 0 | 0 | 0 | 0 | 0
WT | 0 | 0 | 0 | 0 | 0 | 0
IGCC | 0 | 0 | 0 | 0 | 0 | 0
DemandResponse | 0 | 0 | 0 | 0 | 0 | 0
IGCC-CCS | 0 | 0 | 0 | 0 | 0 | 0
WT_off | 0 | 0 | 0 | 0 | 0 | 0
PseudoUnit | 0 | 0 | 0 | 0 | 0 | 0
FixedInterchange | 0 | 0 | 0 | 0 | 0 | 0
SO2 Emissions (MMshortTons): All
ReportingType | 2015 | 2020 | 2025 | 2030 | 2035 | 2040
BM | 0 | 0 | 0 | 0 | 0 | 0
CC | 0 | 0 | 0 | 0 | 0 | 0
CSP | 0 | 0 | 0 | 0 | 0 | 0
CT | 0 | 0 | 0 | 0 | 0 | 0
Coal | 5.39 | 2.07 | 2.07 | 2 | 2.22 | 2.5
Geo | 0 | 0 | 0 | 0 | 0 | 0
H | 0 | 0 | 0 | 0 | 0 | 0
LFG | 0 | 0 | 0 | 0 | 0 | 0
Nuc | 0 | 0 | 0 | 0 | 0 | 0
PS | 0 | 0 | 0 | 0 | 0 | 0
PV | 0 | 0 | 0 | 0 | 0 | 0
PeakG | 0 | 0 | 0 | 0 | 0 | 0
PeakO | 0 | 0 | 0 | 0 | 0 | 0
ST | 0 | 0 | 0 | 0 | 0 | 0
STOG | 0 | 0 | 0 | 0 | 0 | 0
STWD | 0 | 0 | 0 | 0 | 0 | 0
WT | 0 | 0 | 0 | 0 | 0 | 0
IGCC | 0 | 0 | 0 | 0 | 0 | 0
DemandResponse | 0 | 0 | 0 | 0 | 0 | 0
IGCC-CCS | 0 | 0 | 0 | 0 | 0 | 0
WT_off | 0 | 0 | 0 | 0 | 0 | 0
PseudoUnit | 0 | 0 | 0 | 0 | 0 | 0
FixedInterchange | 0 | 0 | 0 | 0 | 0 | 0
SO2 Emissions (MMshortTons): EI_US
ReportingType | 2015 | 2020 | 2025 | 2030 | 2035 | 2040
BM | 0 | 0 | 0 | 0 | 0 | 0
CC | 0 | 0 | 0 | 0 | 0 | 0
CSP | 0 | 0 | 0 | 0 | 0 | 0
CT | 0 | 0 | 0 | 0 | 0 | 0
Coal | 4.84 | 1.74 | 1.73 | 1.67 | 1.87 | 2.12
Geo | 0 | 0 | 0 | 0 | 0 | 0
H | 0 | 0 | 0 | 0 | 0 | 0
LFG | 0 | 0 | 0 | 0 | 0 | 0
Nuc | 0 | 0 | 0 | 0 | 0 | 0
PS | 0 | 0 | 0 | 0 | 0 | 0
PV | 0 | 0 | 0 | 0 | 0 | 0
PeakG | 0 | 0 | 0 | 0 | 0 | 0
PeakO | 0 | 0 | 0 | 0 | 0 | 0
ST | 0 | 0 | 0 | 0 | 0 | 0
STOG | 0 | 0 | 0 | 0 | 0 | 0
STWD | 0 | 0 | 0 | 0 | 0 | 0
WT | 0 | 0 | 0 | 0 | 0 | 0
IGCC | 0 | 0 | 0 | 0 | 0 | 0
DemandResponse | 0 | 0 | 0 | 0 | 0 | 0
IGCC-CCS | 0 | 0 | 0 | 0 | 0 | 0
WT_off | 0 | 0 | 0 | 0 | 0 | 0
PseudoUnit | 0 | 0 | 0 | 0 | 0 | 0
FixedInterchange | 0 | 0 | 0 | 0 | 0 | 0
SO2 Emissions (MMshortTons): EI_Canada
ReportingType | 2015 | 2020 | 2025 | 2030 | 2035 | 2040
BM | 0 | 0 | 0 | 0 | 0 | 0
CC | 0 | 0 | 0 | 0 | 0 | 0
CSP | 0 | 0 | 0 | 0 | 0 | 0
CT | 0 | 0 | 0 | 0 | 0 | 0
Coal | 0.01 | 0.02 | 0.02 | 0 | 0.02 | 0.02
Geo | 0 | 0 | 0 | 0 | 0 | 0
H | 0 | 0 | 0 | 0 | 0 | 0
LFG | 0 | 0 | 0 | 0 | 0 | 0
Nuc | 0 | 0 | 0 | 0 | 0 | 0
PS | 0 | 0 | 0 | 0 | 0 | 0
PV | 0 | 0 | 0 | 0 | 0 | 0
PeakG | 0 | 0 | 0 | 0 | 0 | 0
PeakO | 0 | 0 | 0 | 0 | 0 | 0
ST | 0 | 0 | 0 | 0 | 0 | 0
STOG | 0 | 0 | 0 | 0 | 0 | 0
STWD | 0 | 0 | 0 | 0 | 0 | 0
WT | 0 | 0 | 0 | 0 | 0 | 0
IGCC | 0 | 0 | 0 | 0 | 0 | 0
DemandResponse | 0 | 0 | 0 | 0 | 0 | 0
IGCC-CCS | 0 | 0 | 0 | 0 | 0 | 0
WT_off | 0 | 0 | 0 | 0 | 0 | 0
PseudoUnit | 0 | 0 | 0 | 0 | 0 | 0
FixedInterchange | 0 | 0 | 0 | 0 | 0 | 0
SO2 Emissions (MMshortTons): EI
ReportingType | 2015 | 2020 | 2025 | 2030 | 2035 | 2040
BM | 0 | 0 | 0 | 0 | 0 | 0
CC | 0 | 0 | 0 | 0 | 0 | 0
CSP | 0 | 0 | 0 | 0 | 0 | 0
CT | 0 | 0 | 0 | 0 | 0 | 0
Coal | 4.85 | 1.76 | 1.75 | 1.67 | 1.89 | 2.14
Geo | 0 | 0 | 0 | 0 | 0 | 0
H | 0 | 0 | 0 | 0 | 0 | 0
LFG | 0 | 0 | 0 | 0 | 0 | 0
Nuc | 0 | 0 | 0 | 0 | 0 | 0
PS | 0 | 0 | 0 | 0 | 0 | 0
PV | 0 | 0 | 0 | 0 | 0 | 0
PeakG | 0 | 0 | 0 | 0 | 0 | 0
PeakO | 0 | 0 | 0 | 0 | 0 | 0
ST | 0 | 0 | 0 | 0 | 0 | 0
STOG | 0 | 0 | 0 | 0 | 0 | 0
STWD | 0 | 0 | 0 | 0 | 0 | 0
WT | 0 | 0 | 0 | 0 | 0 | 0
IGCC | 0 | 0 | 0 | 0 | 0 | 0
DemandResponse | 0 | 0 | 0 | 0 | 0 | 0
IGCC-CCS | 0 | 0 | 0 | 0 | 0 | 0
WT_off | 0 | 0 | 0 | 0 | 0 | 0
PseudoUnit | 0 | 0 | 0 | 0 | 0 | 0
FixedInterchange | 0 | 0 | 0 | 0 | 0 | 0
SO2 Emissions (MMshortTons): Outside_EI
ReportingType | 2015 | 2020 | 2025 | 2030 | 2035 | 2040
BM | 0 | 0 | 0 | 0 | 0 | 0
CC | 0 | 0 | 0 | 0 | 0 | 0
CSP | 0 | 0 | 0 | 0 | 0 | 0
CT | 0 | 0 | 0 | 0 | 0 | 0
Coal | 0.54 | 0.31 | 0.32 | 0.32 | 0.33 | 0.36
Geo | 0 | 0 | 0 | 0 | 0 | 0
H | 0 | 0 | 0 | 0 | 0 | 0
LFG | 0 | 0 | 0 | 0 | 0 | 0
Nuc | 0 | 0 | 0 | 0 | 0 | 0
PS | 0 | 0 | 0 | 0 | 0 | 0
PV | 0 | 0 | 0 | 0 | 0 | 0
PeakG | 0 | 0 | 0 | 0 | 0 | 0
PeakO | 0 | 0 | 0 | 0 | 0 | 0
ST | 0 | 0 | 0 | 0 | 0 | 0
STOG | 0 | 0 | 0 | 0 | 0 | 0
STWD | 0 | 0 | 0 | 0 | 0 | 0
WT | 0 | 0 | 0 | 0 | 0 | 0
IGCC | 0 | 0 | 0 | 0 | 0 | 0
DemandResponse | 0 | 0 | 0 | 0 | 0 | 0
IGCC-CCS | 0 | 0 | 0 | 0 | 0 | 0
WT_off | 0 | 0 | 0 | 0 | 0 | 0
PseudoUnit | 0 | 0 | 0 | 0 | 0 | 0
FixedInterchange | 0 | 0 | 0 | 0 | 0 | 0
NOx Emissions (MMshortTons): Entergy
ReportingType | 2015 | 2020 | 2025 | 2030 | 2035 | 2040
BM | 0 | 0 | 0 | 0 | 0 | 0
CC | 0.01 | 0.01 | 0 | 0 | 0 | 0
CSP | 0 | 0 | 0 | 0 | 0 | 0
CT | 0 | 0 | 0 | 0 | 0 | 0
Coal | 0.05 | 0.05 | 0.04 | 0.04 | 0.05 | 0.05
Geo | 0 | 0 | 0 | 0 | 0 | 0
H | 0 | 0 | 0 | 0 | 0 | 0
LFG | 0 | 0 | 0 | 0 | 0 | 0
Nuc | 0 | 0 | 0 | 0 | 0 | 0
PS | 0 | 0 | 0 | 0 | 0 | 0
PV | 0 | 0 | 0 | 0 | 0 | 0
PeakG | 0 | 0 | 0 | 0 | 0 | 0
PeakO | 0 | 0 | 0 | 0 | 0 | 0
ST | 0 | 0 | 0 | 0 | 0 | 0
STOG | 0 | 0 | 0 | 0 | 0 | 0
STWD | 0 | 0 | 0 | 0 | 0 | 0
WT | 0 | 0 | 0 | 0 | 0 | 0
IGCC | 0 | 0 | 0 | 0 | 0 | 0
DemandResponse | 0 | 0 | 0 | 0 | 0 | 0
IGCC-CCS | 0 | 0 | 0 | 0 | 0 | 0
WT_off | 0 | 0 | 0 | 0 | 0 | 0
PseudoUnit | 0 | 0 | 0 | 0 | 0 | 0
FixedInterchange | 0 | 0 | 0 | 0 | 0 | 0
NOx Emissions (MMshortTons): FRCC
ReportingType | 2015 | 2020 | 2025 | 2030 | 2035 | 2040
BM | 0 | 0 | 0 | 0 | 0 | 0
CC | 0.01 | 0.01 | 0.01 | 0.02 | 0.02 | 0.02
CSP | 0 | 0 | 0 | 0 | 0 | 0
CT | 0 | 0 | 0 | 0 | 0 | 0
Coal | 0.04 | 0.03 | 0.03 | 0.04 | 0.04 | 0.04
Geo | 0 | 0 | 0 | 0 | 0 | 0
H | 0 | 0 | 0 | 0 | 0 | 0
LFG | 0 | 0 | 0 | 0 | 0 | 0
Nuc | 0 | 0 | 0 | 0 | 0 | 0
PS | 0 | 0 | 0 | 0 | 0 | 0
PV | 0 | 0 | 0 | 0 | 0 | 0
PeakG | 0 | 0 | 0 | 0 | 0 | 0
PeakO | 0 | 0 | 0 | 0 | 0 | 0
ST | 0 | 0 | 0 | 0 | 0 | 0
STOG | 0.01 | 0 | 0 | 0 | 0 | 0
STWD | 0 | 0 | 0 | 0 | 0 | 0
WT | 0 | 0 | 0 | 0 | 0 | 0
IGCC | 0 | 0 | 0 | 0 | 0 | 0
DemandResponse | 0 | 0 | 0 | 0 | 0 | 0
IGCC-CCS | 0 | 0 | 0 | 0 | 0 | 0
WT_off | 0 | 0 | 0 | 0 | 0 | 0
PseudoUnit | 0 | 0 | 0 | 0 | 0 | 0
FixedInterchange | 0 | 0 | 0 | 0 | 0 | 0
NOx Emissions (MMshortTons): MAPP_US
ReportingType | 2015 | 2020 | 2025 | 2030 | 2035 | 2040
BM | 0 | 0 | 0 | 0 | 0 | 0
CC | 0 | 0 | 0 | 0 | 0 | 0
CSP | 0 | 0 | 0 | 0 | 0 | 0
CT | 0 | 0 | 0 | 0 | 0 | 0
Coal | 0.05 | 0.04 | 0.03 | 0.02 | 0.02 | 0.02
Geo | 0 | 0 | 0 | 0 | 0 | 0
H | 0 | 0 | 0 | 0 | 0 | 0
LFG | 0 | 0 | 0 | 0 | 0 | 0
Nuc | 0 | 0 | 0 | 0 | 0 | 0
PS | 0 | 0 | 0 | 0 | 0 | 0
PV | 0 | 0 | 0 | 0 | 0 | 0
PeakG | 0 | 0 | 0 | 0 | 0 | 0
PeakO | 0 | 0 | 0 | 0 | 0 | 0
ST | 0 | 0 | 0 | 0 | 0 | 0
STOG | 0 | 0 | 0 | 0 | 0 | 0
STWD | 0 | 0 | 0 | 0 | 0 | 0
WT | 0 | 0 | 0 | 0 | 0 | 0
IGCC | 0 | 0 | 0 | 0 | 0 | 0
DemandResponse | 0 | 0 | 0 | 0 | 0 | 0
IGCC-CCS | 0 | 0 | 0 | 0 | 0 | 0
WT_off | 0 | 0 | 0 | 0 | 0 | 0
PseudoUnit | 0 | 0 | 0 | 0 | 0 | 0
FixedInterchange | 0 | 0 | 0 | 0 | 0 | 0
NOx Emissions (MMshortTons): MISO_IN
ReportingType | 2015 | 2020 | 2025 | 2030 | 2035 | 2040
BM | 0 | 0 | 0 | 0 | 0 | 0
CC | 0 | 0 | 0 | 0 | 0 | 0
CSP | 0 | 0 | 0 | 0 | 0 | 0
CT | 0 | 0 | 0 | 0 | 0 | 0
Coal | 0.07 | 0.07 | 0.07 | 0.07 | 0.07 | 0.08
Geo | 0 | 0 | 0 | 0 | 0 | 0
H | 0 | 0 | 0 | 0 | 0 | 0
LFG | 0 | 0 | 0 | 0 | 0 | 0
Nuc | 0 | 0 | 0 | 0 | 0 | 0
PS | 0 | 0 | 0 | 0 | 0 | 0
PV | 0 | 0 | 0 | 0 | 0 | 0
PeakG | 0 | 0 | 0 | 0 | 0 | 0
PeakO | 0 | 0 | 0 | 0 | 0 | 0
ST | 0 | 0 | 0 | 0 | 0 | 0
STOG | 0 | 0 | 0 | 0 | 0 | 0
STWD | 0 | 0 | 0 | 0 | 0 | 0
WT | 0 | 0 | 0 | 0 | 0 | 0
IGCC | 0 | 0 | 0 | 0 | 0 | 0
DemandResponse | 0 | 0 | 0 | 0 | 0 | 0
IGCC-CCS | 0 | 0 | 0 | 0 | 0 | 0
WT_off | 0 | 0 | 0 | 0 | 0 | 0
PseudoUnit | 0 | 0 | 0 | 0 | 0 | 0
FixedInterchange | 0 | 0 | 0 | 0 | 0 | 0
NOx Emissions (MMshortTons): MISO_MI
ReportingType | 2015 | 2020 | 2025 | 2030 | 2035 | 2040
BM | 0 | 0 | 0 | 0 | 0 | 0
CC | 0 | 0 | 0 | 0 | 0 | 0
CSP | 0 | 0 | 0 | 0 | 0 | 0
CT | 0 | 0 | 0 | 0 | 0 | 0
Coal | 0.07 | 0.05 | 0.05 | 0.05 | 0.05 | 0.05
Geo | 0 | 0 | 0 | 0 | 0 | 0
H | 0 | 0 | 0 | 0 | 0 | 0
LFG | 0 | 0 | 0 | 0 | 0 | 0
Nuc | 0 | 0 | 0 | 0 | 0 | 0
PS | 0 | 0 | 0 | 0 | 0 | 0
PV | 0 | 0 | 0 | 0 | 0 | 0
PeakG | 0 | 0 | 0 | 0 | 0 | 0
PeakO | 0 | 0 | 0 | 0 | 0 | 0
ST | 0 | 0 | 0 | 0 | 0 | 0
STOG | 0 | 0 | 0 | 0 | 0 | 0
STWD | 0 | 0 | 0 | 0 | 0 | 0
WT | 0 | 0 | 0 | 0 | 0 | 0
IGCC | 0 | 0 | 0 | 0 | 0 | 0
DemandResponse | 0 | 0 | 0 | 0 | 0 | 0
IGCC-CCS | 0 | 0 | 0 | 0 | 0 | 0
WT_off | 0 | 0 | 0 | 0 | 0 | 0
PseudoUnit | 0 | 0 | 0 | 0 | 0 | 0
FixedInterchange | 0 | 0 | 0 | 0 | 0 | 0
NOx Emissions (MMshortTons): MISO_MO-IL
ReportingType | 2015 | 2020 | 2025 | 2030 | 2035 | 2040
BM | 0 | 0 | 0 | 0 | 0 | 0
CC | 0 | 0 | 0 | 0 | 0 | 0
CSP | 0 | 0 | 0 | 0 | 0 | 0
CT | 0 | 0 | 0 | 0 | 0 | 0
Coal | 0.06 | 0.04 | 0.04 | 0.04 | 0.04 | 0.04
Geo | 0 | 0 | 0 | 0 | 0 | 0
H | 0 | 0 | 0 | 0 | 0 | 0
LFG | 0 | 0 | 0 | 0 | 0 | 0
Nuc | 0 | 0 | 0 | 0 | 0 | 0
PS | 0 | 0 | 0 | 0 | 0 | 0
PV | 0 | 0 | 0 | 0 | 0 | 0
PeakG | 0 | 0 | 0 | 0 | 0 | 0
PeakO | 0 | 0 | 0 | 0 | 0 | 0
ST | 0 | 0 | 0 | 0 | 0 | 0
STOG | 0 | 0 | 0 | 0 | 0 | 0
STWD | 0 | 0 | 0 | 0 | 0 | 0
WT | 0 | 0 | 0 | 0 | 0 | 0
IGCC | 0 | 0 | 0 | 0 | 0 | 0
DemandResponse | 0 | 0 | 0 | 0 | 0 | 0
IGCC-CCS | 0 | 0 | 0 | 0 | 0 | 0
WT_off | 0 | 0 | 0 | 0 | 0 | 0
PseudoUnit | 0 | 0 | 0 | 0 | 0 | 0
FixedInterchange | 0 | 0 | 0 | 0 | 0 | 0
NOx Emissions (MMshortTons): MISO_W
ReportingType | 2015 | 2020 | 2025 | 2030 | 2035 | 2040
BM | 0 | 0 | 0 | 0 | 0 | 0
CC | 0 | 0 | 0 | 0 | 0 | 0
CSP | 0 | 0 | 0 | 0 | 0 | 0
CT | 0 | 0 | 0 | 0 | 0 | 0
Coal | 0.1 | 0.09 | 0.09 | 0.06 | 0.07 | 0.07
Geo | 0 | 0 | 0 | 0 | 0 | 0
H | 0 | 0 | 0 | 0 | 0 | 0
LFG | 0 | 0 | 0 | 0 | 0 | 0
Nuc | 0 | 0 | 0 | 0 | 0 | 0
PS | 0 | 0 | 0 | 0 | 0 | 0
PV | 0 | 0 | 0 | 0 | 0 | 0
PeakG | 0 | 0 | 0 | 0 | 0 | 0
PeakO | 0 | 0 | 0 | 0 | 0 | 0
ST | 0 | 0 | 0 | 0 | 0 | 0
STOG | 0 | 0 | 0 | 0 | 0 | 0
STWD | 0 | 0 | 0 | 0 | 0 | 0
WT | 0 | 0 | 0 | 0 | 0 | 0
IGCC | 0 | 0 | 0 | 0 | 0 | 0
DemandResponse | 0 | 0 | 0 | 0 | 0 | 0
IGCC-CCS | 0 | 0 | 0 | 0 | 0 | 0
WT_off | 0 | 0 | 0 | 0 | 0 | 0
PseudoUnit | 0 | 0 | 0 | 0 | 0 | 0
FixedInterchange | 0 | 0 | 0 | 0 | 0 | 0
NOx Emissions (MMshortTons): MISO_WUMS
ReportingType | 2015 | 2020 | 2025 | 2030 | 2035 | 2040
BM | 0 | 0 | 0 | 0 | 0 | 0
CC | 0 | 0 | 0 | 0 | 0 | 0
CSP | 0 | 0 | 0 | 0 | 0 | 0
CT | 0 | 0 | 0 | 0 | 0 | 0
Coal | 0.01 | 0.01 | 0.01 | 0.01 | 0.01 | 0.01
Geo | 0 | 0 | 0 | 0 | 0 | 0
H | 0 | 0 | 0 | 0 | 0 | 0
LFG | 0 | 0 | 0 | 0 | 0 | 0
Nuc | 0 | 0 | 0 | 0 | 0 | 0
PS | 0 | 0 | 0 | 0 | 0 | 0
PV | 0 | 0 | 0 | 0 | 0 | 0
PeakG | 0 | 0 | 0 | 0 | 0 | 0
PeakO | 0 | 0 | 0 | 0 | 0 | 0
ST | 0 | 0 | 0 | 0 | 0 | 0
STOG | 0 | 0 | 0 | 0 | 0 | 0
STWD | 0 | 0 | 0 | 0 | 0 | 0
WT | 0 | 0 | 0 | 0 | 0 | 0
IGCC | 0 | 0 | 0 | 0 | 0 | 0
DemandResponse | 0 | 0 | 0 | 0 | 0 | 0
IGCC-CCS | 0 | 0 | 0 | 0 | 0 | 0
WT_off | 0 | 0 | 0 | 0 | 0 | 0
PseudoUnit | 0 | 0 | 0 | 0 | 0 | 0
FixedInterchange | 0 | 0 | 0 | 0 | 0 | 0
NOx Emissions (MMshortTons): Nebraska
ReportingType | 2015 | 2020 | 2025 | 2030 | 2035 | 2040
BM | 0 | 0 | 0 | 0 | 0 | 0
CC | 0 | 0 | 0 | 0 | 0 | 0
CSP | 0 | 0 | 0 | 0 | 0 | 0
CT | 0 | 0 | 0 | 0 | 0 | 0
Coal | 0.04 | 0.04 | 0.03 | 0.02 | 0.02 | 0.02
Geo | 0 | 0 | 0 | 0 | 0 | 0
H | 0 | 0 | 0 | 0 | 0 | 0
LFG | 0 | 0 | 0 | 0 | 0 | 0
Nuc | 0 | 0 | 0 | 0 | 0 | 0
PS | 0 | 0 | 0 | 0 | 0 | 0
PV | 0 | 0 | 0 | 0 | 0 | 0
PeakG | 0 | 0 | 0 | 0 | 0 | 0
PeakO | 0 | 0 | 0 | 0 | 0 | 0
ST | 0 | 0 | 0 | 0 | 0 | 0
STOG | 0 | 0 | 0 | 0 | 0 | 0
STWD | 0 | 0 | 0 | 0 | 0 | 0
WT | 0 | 0 | 0 | 0 | 0 | 0
IGCC | 0 | 0 | 0 | 0 | 0 | 0
DemandResponse | 0 | 0 | 0 | 0 | 0 | 0
IGCC-CCS | 0 | 0 | 0 | 0 | 0 | 0
WT_off | 0 | 0 | 0 | 0 | 0 | 0
PseudoUnit | 0 | 0 | 0 | 0 | 0 | 0
FixedInterchange | 0 | 0 | 0 | 0 | 0 | 0
NOx Emissions (MMshortTons): NEISO
ReportingType | 2015 | 2020 | 2025 | 2030 | 2035 | 2040
BM | 0 | 0 | 0 | 0 | 0 | 0
CC | 0 | 0 | 0 | 0 | 0 | 0.01
CSP | 0 | 0 | 0 | 0 | 0 | 0
CT | 0 | 0 | 0 | 0 | 0 | 0
Coal | 0 | 0 | 0 | 0 | 0 | 0
Geo | 0 | 0 | 0 | 0 | 0 | 0
H | 0 | 0 | 0 | 0 | 0 | 0
LFG | 0 | 0 | 0 | 0 | 0 | 0
Nuc | 0 | 0 | 0 | 0 | 0 | 0
PS | 0 | 0 | 0 | 0 | 0 | 0
PV | 0 | 0 | 0 | 0 | 0 | 0
PeakG | 0 | 0 | 0 | 0 | 0 | 0
PeakO | 0 | 0 | 0 | 0 | 0 | 0
ST | 0 | 0 | 0 | 0 | 0 | 0
STOG | 0 | 0 | 0 | 0 | 0 | 0
STWD | 0 | 0 | 0 | 0 | 0 | 0
WT | 0 | 0 | 0 | 0 | 0 | 0
IGCC | 0 | 0 | 0 | 0 | 0 | 0
DemandResponse | 0 | 0 | 0 | 0 | 0 | 0
IGCC-CCS | 0 | 0 | 0 | 0 | 0 | 0
WT_off | 0 | 0 | 0 | 0 | 0 | 0
PseudoUnit | 0 | 0 | 0 | 0 | 0 | 0
FixedInterchange | 0 | 0 | 0 | 0 | 0 | 0
NOx Emissions (MMshortTons): NonRTO_Midwest
ReportingType | 2015 | 2020 | 2025 | 2030 | 2035 | 2040
BM | 0 | 0 | 0 | 0 | 0 | 0
CC | 0 | 0 | 0 | 0 | 0 | 0
CSP | 0 | 0 | 0 | 0 | 0 | 0
CT | 0 | 0 | 0 | 0 | 0 | 0
Coal | 0.04 | 0.05 | 0.05 | 0.05 | 0.05 | 0.05
Geo | 0 | 0 | 0 | 0 | 0 | 0
H | 0 | 0 | 0 | 0 | 0 | 0
LFG | 0 | 0 | 0 | 0 | 0 | 0
Nuc | 0 | 0 | 0 | 0 | 0 | 0
PS | 0 | 0 | 0 | 0 | 0 | 0
PV | 0 | 0 | 0 | 0 | 0 | 0
PeakG | 0 | 0 | 0 | 0 | 0 | 0
PeakO | 0 | 0 | 0 | 0 | 0 | 0
ST | 0 | 0 | 0 | 0 | 0 | 0
STOG | 0 | 0 | 0 | 0 | 0 | 0
STWD | 0 | 0 | 0 | 0 | 0 | 0
WT | 0 | 0 | 0 | 0 | 0 | 0
IGCC | 0 | 0 | 0 | 0 | 0 | 0
DemandResponse | 0 | 0 | 0 | 0 | 0 | 0
IGCC-CCS | 0 | 0 | 0 | 0 | 0 | 0
WT_off | 0 | 0 | 0 | 0 | 0 | 0
PseudoUnit | 0 | 0 | 0 | 0 | 0 | 0
FixedInterchange | 0 | 0 | 0 | 0 | 0 | 0
NOx Emissions (MMshortTons): NYISO_A-F
ReportingType | 2015 | 2020 | 2025 | 2030 | 2035 | 2040
BM | 0 | 0 | 0 | 0 | 0 | 0
CC | 0 | 0 | 0 | 0 | 0 | 0
CSP | 0 | 0 | 0 | 0 | 0 | 0
CT | 0 | 0 | 0 | 0 | 0 | 0
Coal | 0 | 0 | 0 | 0 | 0 | 0
Geo | 0 | 0 | 0 | 0 | 0 | 0
H | 0 | 0 | 0 | 0 | 0 | 0
LFG | 0 | 0 | 0 | 0 | 0 | 0
Nuc | 0 | 0 | 0 | 0 | 0 | 0
PS | 0 | 0 | 0 | 0 | 0 | 0
PV | 0 | 0 | 0 | 0 | 0 | 0
PeakG | 0 | 0 | 0 | 0 | 0 | 0
PeakO | 0 | 0 | 0 | 0 | 0 | 0
ST | 0 | 0 | 0 | 0 | 0 | 0
STOG | 0 | 0 | 0 | 0 | 0 | 0
STWD | 0 | 0 | 0 | 0 | 0 | 0
WT | 0 | 0 | 0 | 0 | 0 | 0
IGCC | 0 | 0 | 0 | 0 | 0 | 0
DemandResponse | 0 | 0 | 0 | 0 | 0 | 0
IGCC-CCS | 0 | 0 | 0 | 0 | 0 | 0
WT_off | 0 | 0 | 0 | 0 | 0 | 0
PseudoUnit | 0 | 0 | 0 | 0 | 0 | 0
FixedInterchange | 0 | 0 | 0 | 0 | 0 | 0
NOx Emissions (MMshortTons): NYISO_G-I
ReportingType | 2015 | 2020 | 2025 | 2030 | 2035 | 2040
BM | 0 | 0 | 0 | 0 | 0 | 0
CC | 0 | 0 | 0 | 0 | 0 | 0
CSP | 0 | 0 | 0 | 0 | 0 | 0
CT | 0 | 0 | 0 | 0 | 0 | 0
Coal | 0 | 0 | 0 | 0 | 0 | 0
Geo | 0 | 0 | 0 | 0 | 0 | 0
H | 0 | 0 | 0 | 0 | 0 | 0
LFG | 0 | 0 | 0 | 0 | 0 | 0
Nuc | 0 | 0 | 0 | 0 | 0 | 0
PS | 0 | 0 | 0 | 0 | 0 | 0
PV | 0 | 0 | 0 | 0 | 0 | 0
PeakG | 0 | 0 | 0 | 0 | 0 | 0
PeakO | 0 | 0 | 0 | 0 | 0 | 0
ST | 0 | 0 | 0 | 0 | 0 | 0
STOG | 0 | 0 | 0 | 0 | 0 | 0
STWD | 0 | 0 | 0 | 0 | 0 | 0
WT | 0 | 0 | 0 | 0 | 0 | 0
IGCC | 0 | 0 | 0 | 0 | 0 | 0
DemandResponse | 0 | 0 | 0 | 0 | 0 | 0
IGCC-CCS | 0 | 0 | 0 | 0 | 0 | 0
WT_off | 0 | 0 | 0 | 0 | 0 | 0
PseudoUnit | 0 | 0 | 0 | 0 | 0 | 0
FixedInterchange | 0 | 0 | 0 | 0 | 0 | 0
NOx Emissions (MMshortTons): NYISO_J-K
ReportingType | 2015 | 2020 | 2025 | 2030 | 2035 | 2040
BM | 0 | 0 | 0 | 0 | 0 | 0
CC | 0 | 0 | 0 | 0 | 0 | 0
CSP | 0 | 0 | 0 | 0 | 0 | 0
CT | 0 | 0 | 0 | 0 | 0 | 0
Coal | 0 | 0 | 0 | 0 | 0 | 0
Geo | 0 | 0 | 0 | 0 | 0 | 0
H | 0 | 0 | 0 | 0 | 0 | 0
LFG | 0 | 0 | 0 | 0 | 0 | 0
Nuc | 0 | 0 | 0 | 0 | 0 | 0
PS | 0 | 0 | 0 | 0 | 0 | 0
PV | 0 | 0 | 0 | 0 | 0 | 0
PeakG | 0 | 0 | 0 | 0 | 0 | 0
PeakO | 0 | 0 | 0 | 0 | 0 | 0
ST | 0 | 0 | 0 | 0 | 0 | 0
STOG | 0 | 0 | 0 | 0.01 | 0.01 | 0.01
STWD | 0 | 0 | 0 | 0 | 0 | 0
WT | 0 | 0 | 0 | 0 | 0 | 0
IGCC | 0 | 0 | 0 | 0 | 0 | 0
DemandResponse | 0 | 0 | 0 | 0 | 0 | 0
IGCC-CCS | 0 | 0 | 0 | 0 | 0 | 0
WT_off | 0 | 0 | 0 | 0 | 0 | 0
PseudoUnit | 0 | 0 | 0 | 0 | 0 | 0
FixedInterchange | 0 | 0 | 0 | 0 | 0 | 0
NOx Emissions (MMshortTons): PJM_E
ReportingType | 2015 | 2020 | 2025 | 2030 | 2035 | 2040
BM | 0 | 0 | 0 | 0 | 0 | 0
CC | 0 | 0 | 0 | 0 | 0 | 0
CSP | 0 | 0 | 0 | 0 | 0 | 0
CT | 0 | 0 | 0 | 0 | 0 | 0
Coal | 0 | 0 | 0 | 0 | 0 | 0
Geo | 0 | 0 | 0 | 0 | 0 | 0
H | 0 | 0 | 0 | 0 | 0 | 0
LFG | 0 | 0 | 0 | 0 | 0 | 0
Nuc | 0 | 0 | 0 | 0 | 0 | 0
PS | 0 | 0 | 0 | 0 | 0 | 0
PV | 0 | 0 | 0 | 0 | 0 | 0
PeakG | 0 | 0 | 0 | 0 | 0 | 0
PeakO | 0 | 0 | 0 | 0 | 0 | 0
ST | 0 | 0 | 0 | 0 | 0 | 0
STOG | 0 | 0 | 0 | 0 | 0 | 0
STWD | 0 | 0 | 0 | 0 | 0 | 0
WT | 0 | 0 | 0 | 0 | 0 | 0
IGCC | 0 | 0 | 0 | 0 | 0 | 0
DemandResponse | 0 | 0 | 0 | 0 | 0 | 0
IGCC-CCS | 0 | 0 | 0 | 0 | 0 | 0
WT_off | 0 | 0 | 0 | 0 | 0 | 0
PseudoUnit | 0 | 0 | 0 | 0 | 0 | 0
FixedInterchange | 0 | 0 | 0 | 0 | 0 | 0
NOx Emissions (MMshortTons): PJM_ROM
ReportingType | 2015 | 2020 | 2025 | 2030 | 2035 | 2040
BM | 0 | 0 | 0 | 0 | 0 | 0
CC | 0 | 0 | 0 | 0 | 0.01 | 0.02
CSP | 0 | 0 | 0 | 0 | 0 | 0
CT | 0 | 0 | 0 | 0 | 0 | 0
Coal | 0.04 | 0.04 | 0.04 | 0.04 | 0.04 | 0.04
Geo | 0 | 0 | 0 | 0 | 0 | 0
H | 0 | 0 | 0 | 0 | 0 | 0
LFG | 0 | 0 | 0 | 0 | 0 | 0
Nuc | 0 | 0 | 0 | 0 | 0 | 0
PS | 0 | 0 | 0 | 0 | 0 | 0
PV | 0 | 0 | 0 | 0 | 0 | 0
PeakG | 0 | 0 | 0 | 0 | 0 | 0
PeakO | 0 | 0 | 0 | 0 | 0 | 0
ST | 0 | 0 | 0 | 0 | 0 | 0
STOG | 0 | 0 | 0 | 0 | 0 | 0
STWD | 0 | 0 | 0 | 0 | 0 | 0
WT | 0 | 0 | 0 | 0 | 0 | 0
IGCC | 0 | 0 | 0 | 0 | 0 | 0
DemandResponse | 0 | 0 | 0 | 0 | 0 | 0
IGCC-CCS | 0 | 0 | 0 | 0 | 0 | 0
WT_off | 0 | 0 | 0 | 0 | 0 | 0
PseudoUnit | 0 | 0 | 0 | 0 | 0 | 0
FixedInterchange | 0 | 0 | 0 | 0 | 0 | 0
NOx Emissions (MMshortTons): PJM_ROR
ReportingType | 2015 | 2020 | 2025 | 2030 | 2035 | 2040
BM | 0 | 0 | 0 | 0 | 0 | 0
CC | 0 | 0.01 | 0.01 | 0.01 | 0.01 | 0.01
CSP | 0 | 0 | 0 | 0 | 0 | 0
CT | 0 | 0 | 0 | 0 | 0 | 0
Coal | 0.31 | 0.24 | 0.24 | 0.25 | 0.27 | 0.27
Geo | 0 | 0 | 0 | 0 | 0 | 0
H | 0 | 0 | 0 | 0 | 0 | 0
LFG | 0 | 0 | 0 | 0 | 0 | 0
Nuc | 0 | 0 | 0 | 0 | 0 | 0
PS | 0 | 0 | 0 | 0 | 0 | 0
PV | 0 | 0 | 0 | 0 | 0 | 0
PeakG | 0 | 0 | 0 | 0 | 0 | 0
PeakO | 0 | 0 | 0 | 0 | 0 | 0
ST | 0 | 0 | 0 | 0 | 0 | 0
STOG | 0 | 0 | 0 | 0 | 0 | 0
STWD | 0 | 0 | 0 | 0 | 0 | 0
WT | 0 | 0 | 0 | 0 | 0 | 0
IGCC | 0 | 0 | 0 | 0 | 0 | 0
DemandResponse | 0 | 0 | 0 | 0 | 0 | 0
IGCC-CCS | 0 | 0 | 0 | 0 | 0 | 0
WT_off | 0 | 0 | 0 | 0 | 0 | 0
PseudoUnit | 0 | 0 | 0 | 0 | 0 | 0
FixedInterchange | 0 | 0 | 0 | 0 | 0 | 0
NOx Emissions (MMshortTons): SOCO
ReportingType | 2015 | 2020 | 2025 | 2030 | 2035 | 2040
BM | 0 | 0 | 0 | 0 | 0 | 0
CC | 0.01 | 0.01 | 0.01 | 0.01 | 0.01 | 0.01
CSP | 0 | 0 | 0 | 0 | 0 | 0
CT | 0 | 0 | 0 | 0 | 0 | 0
Coal | 0.07 | 0.06 | 0.07 | 0.07 | 0.07 | 0.1
Geo | 0 | 0 | 0 | 0 | 0 | 0
H | 0 | 0 | 0 | 0 | 0 | 0
LFG | 0 | 0 | 0 | 0 | 0 | 0
Nuc | 0 | 0 | 0 | 0 | 0 | 0
PS | 0 | 0 | 0 | 0 | 0 | 0
PV | 0 | 0 | 0 | 0 | 0 | 0
PeakG | 0 | 0 | 0 | 0 | 0 | 0
PeakO | 0 | 0 | 0 | 0 | 0 | 0
ST | 0 | 0 | 0 | 0 | 0 | 0
STOG | 0 | 0 | 0 | 0 | 0 | 0
STWD | 0 | 0 | 0 | 0 | 0 | 0
WT | 0 | 0 | 0 | 0 | 0 | 0
IGCC | 0 | 0 | 0 | 0 | 0 | 0
DemandResponse | 0 | 0 | 0 | 0 | 0 | 0
IGCC-CCS | 0 | 0 | 0 | 0 | 0 | 0
WT_off | 0 | 0 | 0 | 0 | 0 | 0
PseudoUnit | 0 | 0 | 0 | 0 | 0 | 0
FixedInterchange | 0 | 0 | 0 | 0 | 0 | 0
NOx Emissions (MMshortTons): SPP_N
ReportingType | 2015 | 2020 | 2025 | 2030 | 2035 | 2040
BM | 0 | 0 | 0 | 0 | 0 | 0
CC | 0 | 0 | 0 | 0 | 0 | 0
CSP | 0 | 0 | 0 | 0 | 0 | 0
CT | 0 | 0 | 0 | 0 | 0 | 0
Coal | 0.06 | 0.05 | 0.05 | 0.03 | 0.03 | 0.03
Geo | 0 | 0 | 0 | 0 | 0 | 0
H | 0 | 0 | 0 | 0 | 0 | 0
LFG | 0 | 0 | 0 | 0 | 0 | 0
Nuc | 0 | 0 | 0 | 0 | 0 | 0
PS | 0 | 0 | 0 | 0 | 0 | 0
PV | 0 | 0 | 0 | 0 | 0 | 0
PeakG | 0 | 0 | 0 | 0 | 0 | 0
PeakO | 0 | 0 | 0 | 0 | 0 | 0
ST | 0 | 0 | 0 | 0 | 0 | 0
STOG | 0 | 0 | 0 | 0 | 0 | 0
STWD | 0 | 0 | 0 | 0 | 0 | 0
WT | 0 | 0 | 0 | 0 | 0 | 0
IGCC | 0 | 0 | 0 | 0 | 0 | 0
DemandResponse | 0 | 0 | 0 | 0 | 0 | 0
IGCC-CCS | 0 | 0 | 0 | 0 | 0 | 0
WT_off | 0 | 0 | 0 | 0 | 0 | 0
PseudoUnit | 0 | 0 | 0 | 0 | 0 | 0
FixedInterchange | 0 | 0 | 0 | 0 | 0 | 0
NOx Emissions (MMshortTons): SPP_S
ReportingType | 2015 | 2020 | 2025 | 2030 | 2035 | 2040
BM | 0 | 0 | 0 | 0 | 0 | 0
CC | 0 | 0 | 0 | 0 | 0 | 0
CSP | 0 | 0 | 0 | 0 | 0 | 0
CT | 0 | 0 | 0 | 0 | 0 | 0
Coal | 0.11 | 0.08 | 0.04 | 0.02 | 0.03 | 0.03
Geo | 0 | 0 | 0 | 0 | 0 | 0
H | 0 | 0 | 0 | 0 | 0 | 0
LFG | 0 | 0 | 0 | 0 | 0 | 0
Nuc | 0 | 0 | 0 | 0 | 0 | 0
PS | 0 | 0 | 0 | 0 | 0 | 0
PV | 0 | 0 | 0 | 0 | 0 | 0
PeakG | 0 | 0 | 0 | 0 | 0 | 0
PeakO | 0 | 0 | 0 | 0 | 0 | 0
ST | 0 | 0 | 0 | 0 | 0 | 0
STOG | 0 | 0 | 0 | 0 | 0 | 0
STWD | 0 | 0 | 0 | 0 | 0 | 0
WT | 0 | 0 | 0 | 0 | 0 | 0
IGCC | 0 | 0 | 0 | 0 | 0 | 0
DemandResponse | 0 | 0 | 0 | 0 | 0 | 0
IGCC-CCS | 0 | 0 | 0 | 0 | 0 | 0
WT_off | 0 | 0 | 0 | 0 | 0 | 0
PseudoUnit | 0 | 0 | 0 | 0 | 0 | 0
FixedInterchange | 0 | 0 | 0 | 0 | 0 | 0
NOx Emissions (MMshortTons): TVA
ReportingType | 2015 | 2020 | 2025 | 2030 | 2035 | 2040
BM | 0 | 0 | 0 | 0 | 0 | 0
CC | 0 | 0 | 0 | 0 | 0.01 | 0
CSP | 0 | 0 | 0 | 0 | 0 | 0
CT | 0 | 0 | 0 | 0 | 0 | 0
Coal | 0.07 | 0.06 | 0.06 | 0.06 | 0.06 | 0.07
Geo | 0 | 0 | 0 | 0 | 0 | 0
H | 0 | 0 | 0 | 0 | 0 | 0
LFG | 0 | 0 | 0 | 0 | 0 | 0
Nuc | 0 | 0 | 0 | 0 | 0 | 0
PS | 0 | 0 | 0 | 0 | 0 | 0
PV | 0 | 0 | 0 | 0 | 0 | 0
PeakG | 0 | 0 | 0 | 0 | 0 | 0
PeakO | 0 | 0 | 0 | 0 | 0 | 0
ST | 0 | 0 | 0 | 0 | 0 | 0
STOG | 0 | 0 | 0 | 0 | 0 | 0
STWD | 0 | 0 | 0 | 0 | 0 | 0
WT | 0 | 0 | 0 | 0 | 0 | 0
IGCC | 0 | 0 | 0 | 0 | 0 | 0
DemandResponse | 0 | 0 | 0 | 0 | 0 | 0
IGCC-CCS | 0 | 0 | 0 | 0 | 0 | 0
WT_off | 0 | 0 | 0 | 0 | 0 | 0
PseudoUnit | 0 | 0 | 0 | 0 | 0 | 0
FixedInterchange | 0 | 0 | 0 | 0 | 0 | 0
NOx Emissions (MMshortTons): TVA_Transmission
ReportingType | 2015 | 2020 | 2025 | 2030 | 2035 | 2040
BM | 0 | 0 | 0 | 0 | 0 | 0
CC | 0 | 0 | 0 | 0 | 0 | 0
CSP | 0 | 0 | 0 | 0 | 0 | 0
CT | 0 | 0 | 0 | 0 | 0 | 0
Coal | 0 | 0 | 0 | 0 | 0 | 0
Geo | 0 | 0 | 0 | 0 | 0 | 0
H | 0 | 0 | 0 | 0 | 0 | 0
LFG | 0 | 0 | 0 | 0 | 0 | 0
Nuc | 0 | 0 | 0 | 0 | 0 | 0
PS | 0 | 0 | 0 | 0 | 0 | 0
PV | 0 | 0 | 0 | 0 | 0 | 0
PeakG | 0 | 0 | 0 | 0 | 0 | 0
PeakO | 0 | 0 | 0 | 0 | 0 | 0
ST | 0 | 0 | 0 | 0 | 0 | 0
STOG | 0 | 0 | 0 | 0 | 0 | 0
STWD | 0 | 0 | 0 | 0 | 0 | 0
WT | 0 | 0 | 0 | 0 | 0 | 0
IGCC | 0 | 0 | 0 | 0 | 0 | 0
DemandResponse | 0 | 0 | 0 | 0 | 0 | 0
IGCC-CCS | 0 | 0 | 0 | 0 | 0 | 0
WT_off | 0 | 0 | 0 | 0 | 0 | 0
PseudoUnit | 0 | 0 | 0 | 0 | 0 | 0
FixedInterchange | 0 | 0 | 0 | 0 | 0 | 0
NOx Emissions (MMshortTons): VACAR
ReportingType | 2015 | 2020 | 2025 | 2030 | 2035 | 2040
BM | 0 | 0 | 0 | 0 | 0 | 0
CC | 0 | 0.01 | 0.01 | 0.01 | 0.01 | 0.01
CSP | 0 | 0 | 0 | 0 | 0 | 0
CT | 0 | 0 | 0 | 0 | 0 | 0
Coal | 0.04 | 0.03 | 0.04 | 0.04 | 0.05 | 0.05
Geo | 0 | 0 | 0 | 0 | 0 | 0
H | 0 | 0 | 0 | 0 | 0 | 0
LFG | 0 | 0 | 0 | 0 | 0 | 0
Nuc | 0 | 0 | 0 | 0 | 0 | 0
PS | 0 | 0 | 0 | 0 | 0 | 0
PV | 0 | 0 | 0 | 0 | 0 | 0
PeakG | 0 | 0 | 0 | 0 | 0 | 0
PeakO | 0 | 0 | 0 | 0 | 0 | 0
ST | 0 | 0 | 0 | 0 | 0 | 0
STOG | 0 | 0 | 0 | 0 | 0 | 0
STWD | 0 | 0 | 0 | 0 | 0 | 0
WT | 0 | 0 | 0 | 0 | 0 | 0
IGCC | 0 | 0 | 0 | 0 | 0 | 0
DemandResponse | 0 | 0 | 0 | 0 | 0 | 0
IGCC-CCS | 0 | 0 | 0 | 0 | 0 | 0
WT_off | 0 | 0 | 0 | 0 | 0 | 0
PseudoUnit | 0 | 0 | 0 | 0 | 0 | 0
FixedInterchange | 0 | 0 | 0 | 0 | 0 | 0
NOx Emissions (MMshortTons): IESO
ReportingType | 2015 | 2020 | 2025 | 2030 | 2035 | 2040
BM | 0 | 0 | 0 | 0 | 0 | 0
CC | 0 | 0 | 0 | 0 | 0 | 0
CSP | 0 | 0 | 0 | 0 | 0 | 0
CT | 0 | 0 | 0 | 0 | 0 | 0
Coal | 0 | 0 | 0 | 0 | 0 | 0
Geo | 0 | 0 | 0 | 0 | 0 | 0
H | 0 | 0 | 0 | 0 | 0 | 0
LFG | 0 | 0 | 0 | 0 | 0 | 0
Nuc | 0 | 0 | 0 | 0 | 0 | 0
PS | 0 | 0 | 0 | 0 | 0 | 0
PV | 0 | 0 | 0 | 0 | 0 | 0
PeakG | 0 | 0 | 0 | 0 | 0 | 0
PeakO | 0 | 0 | 0 | 0 | 0 | 0
ST | 0 | 0 | 0 | 0 | 0 | 0
STOG | 0 | 0 | 0 | 0 | 0 | 0
STWD | 0 | 0 | 0 | 0 | 0 | 0
WT | 0 | 0 | 0 | 0 | 0 | 0
IGCC | 0 | 0 | 0 | 0 | 0 | 0
DemandResponse | 0 | 0 | 0 | 0 | 0 | 0
IGCC-CCS | 0 | 0 | 0 | 0 | 0 | 0
WT_off | 0 | 0 | 0 | 0 | 0 | 0
PseudoUnit | 0 | 0 | 0 | 0 | 0 | 0
FixedInterchange | 0 | 0 | 0 | 0 | 0 | 0
NOx Emissions (MMshortTons): MAPP_CA
ReportingType | 2015 | 2020 | 2025 | 2030 | 2035 | 2040
BM | 0 | 0 | 0 | 0 | 0 | 0
CC | 0 | 0 | 0 | 0 | 0 | 0
CSP | 0 | 0 | 0 | 0 | 0 | 0
CT | 0 | 0 | 0 | 0 | 0 | 0
Coal | 0 | 0 | 0 | 0 | 0 | 0
Geo | 0 | 0 | 0 | 0 | 0 | 0
H | 0 | 0 | 0 | 0 | 0 | 0
LFG | 0 | 0 | 0 | 0 | 0 | 0
Nuc | 0 | 0 | 0 | 0 | 0 | 0
PS | 0 | 0 | 0 | 0 | 0 | 0
PV | 0 | 0 | 0 | 0 | 0 | 0
PeakG | 0 | 0 | 0 | 0 | 0 | 0
PeakO | 0 | 0 | 0 | 0 | 0 | 0
ST | 0 | 0 | 0 | 0 | 0 | 0
STOG | 0 | 0 | 0 | 0 | 0 | 0
STWD | 0 | 0 | 0 | 0 | 0 | 0
WT | 0 | 0 | 0 | 0 | 0 | 0
IGCC | 0 | 0 | 0 | 0 | 0 | 0
DemandResponse | 0 | 0 | 0 | 0 | 0 | 0
IGCC-CCS | 0 | 0 | 0 | 0 | 0 | 0
WT_off | 0 | 0 | 0 | 0 | 0 | 0
PseudoUnit | 0 | 0 | 0 | 0 | 0 | 0
FixedInterchange | 0 | 0 | 0 | 0 | 0 | 0
NOx Emissions (MMshortTons): AZ_NM_SNV_Coal
ReportingType | 2015 | 2020 | 2025 | 2030 | 2035 | 2040
BM | 0 | 0 | 0 | 0 | 0 | 0
CC | 0 | 0 | 0 | 0 | 0 | 0
CSP | 0 | 0 | 0 | 0 | 0 | 0
CT | 0 | 0 | 0 | 0 | 0 | 0
Coal | 0.12 | 0.12 | 0.12 | 0.12 | 0.12 | 0.15
Geo | 0 | 0 | 0 | 0 | 0 | 0
H | 0 | 0 | 0 | 0 | 0 | 0
LFG | 0 | 0 | 0 | 0 | 0 | 0
Nuc | 0 | 0 | 0 | 0 | 0 | 0
PS | 0 | 0 | 0 | 0 | 0 | 0
PV | 0 | 0 | 0 | 0 | 0 | 0
PeakG | 0 | 0 | 0 | 0 | 0 | 0
PeakO | 0 | 0 | 0 | 0 | 0 | 0
ST | 0 | 0 | 0 | 0 | 0 | 0
STOG | 0 | 0 | 0 | 0 | 0 | 0
STWD | 0 | 0 | 0 | 0 | 0 | 0
WT | 0 | 0 | 0 | 0 | 0 | 0
IGCC | 0 | 0 | 0 | 0 | 0 | 0
DemandResponse | 0 | 0 | 0 | 0 | 0 | 0
IGCC-CCS | 0 | 0 | 0 | 0 | 0 | 0
WT_off | 0 | 0 | 0 | 0 | 0 | 0
PseudoUnit | 0 | 0 | 0 | 0 | 0 | 0
FixedInterchange | 0 | 0 | 0 | 0 | 0 | 0
NOx Emissions (MMshortTons): AZ_NM_SNV_Gas
ReportingType | 2015 | 2020 | 2025 | 2030 | 2035 | 2040
BM | 0 | 0 | 0 | 0 | 0 | 0
CC | 0.01 | 0.01 | 0.01 | 0.01 | 0.02 | 0.02
CSP | 0 | 0 | 0 | 0 | 0 | 0
CT | 0 | 0 | 0 | 0 | 0 | 0
Coal | 0 | 0 | 0 | 0 | 0 | 0
Geo | 0 | 0 | 0 | 0 | 0 | 0
H | 0 | 0 | 0 | 0 | 0 | 0
LFG | 0 | 0 | 0 | 0 | 0 | 0
Nuc | 0 | 0 | 0 | 0 | 0 | 0
PS | 0 | 0 | 0 | 0 | 0 | 0
PV | 0 | 0 | 0 | 0 | 0 | 0
PeakG | 0 | 0 | 0 | 0 | 0 | 0
PeakO | 0 | 0 | 0 | 0 | 0 | 0
ST | 0 | 0 | 0 | 0 | 0 | 0
STOG | 0 | 0 | 0 | 0 | 0 | 0
STWD | 0 | 0 | 0 | 0 | 0 | 0
WT | 0 | 0 | 0 | 0 | 0 | 0
IGCC | 0 | 0 | 0 | 0 | 0 | 0
DemandResponse | 0 | 0 | 0 | 0 | 0 | 0
IGCC-CCS | 0 | 0 | 0 | 0 | 0 | 0
WT_off | 0 | 0 | 0 | 0 | 0 | 0
PseudoUnit | 0 | 0 | 0 | 0 | 0 | 0
FixedInterchange | 0 | 0 | 0 | 0 | 0 | 0
NOx Emissions (MMshortTons): AZ_NM_SNV_NucRenew
ReportingType | 2015 | 2020 | 2025 | 2030 | 2035 | 2040
BM | 0 | 0 | 0 | 0 | 0 | 0
CC | 0 | 0 | 0 | 0 | 0 | 0
CSP | 0 | 0 | 0 | 0 | 0 | 0
CT | 0 | 0 | 0 | 0 | 0 | 0
Coal | 0 | 0 | 0 | 0 | 0 | 0
Geo | 0 | 0 | 0 | 0 | 0 | 0
H | 0 | 0 | 0 | 0 | 0 | 0
LFG | 0 | 0 | 0 | 0 | 0 | 0
Nuc | 0 | 0 | 0 | 0 | 0 | 0
PS | 0 | 0 | 0 | 0 | 0 | 0
PV | 0 | 0 | 0 | 0 | 0 | 0
PeakG | 0 | 0 | 0 | 0 | 0 | 0
PeakO | 0 | 0 | 0 | 0 | 0 | 0
ST | 0 | 0 | 0 | 0 | 0 | 0
STOG | 0 | 0 | 0 | 0 | 0 | 0
STWD | 0 | 0 | 0 | 0 | 0 | 0
WT | 0 | 0 | 0 | 0 | 0 | 0
IGCC | 0 | 0 | 0 | 0 | 0 | 0
DemandResponse | 0 | 0 | 0 | 0 | 0 | 0
IGCC-CCS | 0 | 0 | 0 | 0 | 0 | 0
WT_off | 0 | 0 | 0 | 0 | 0 | 0
PseudoUnit | 0 | 0 | 0 | 0 | 0 | 0
FixedInterchange | 0 | 0 | 0 | 0 | 0 | 0
NOx Emissions (MMshortTons): ERCOT
ReportingType | 2015 | 2020 | 2025 | 2030 | 2035 | 2040
BM | 0 | 0 | 0 | 0 | 0 | 0
CC | 0.01 | 0.01 | 0.01 | 0.01 | 0.01 | 0.01
CSP | 0 | 0 | 0 | 0 | 0 | 0
CT | 0 | 0 | 0 | 0 | 0 | 0
Coal | 0.07 | 0.08 | 0.09 | 0.09 | 0.09 | 0.09
Geo | 0 | 0 | 0 | 0 | 0 | 0
H | 0 | 0 | 0 | 0 | 0 | 0
LFG | 0 | 0 | 0 | 0 | 0 | 0
Nuc | 0 | 0 | 0 | 0 | 0 | 0
PS | 0 | 0 | 0 | 0 | 0 | 0
PV | 0 | 0 | 0 | 0 | 0 | 0
PeakG | 0 | 0 | 0 | 0 | 0 | 0
PeakO | 0 | 0 | 0 | 0 | 0 | 0
ST | 0 | 0 | 0 | 0 | 0 | 0
STOG | 0.01 | 0.01 | 0 | 0 | 0 | 0
STWD | 0 | 0 | 0 | 0 | 0 | 0
WT | 0 | 0 | 0 | 0 | 0 | 0
IGCC | 0 | 0 | 0 | 0 | 0 | 0
DemandResponse | 0 | 0 | 0 | 0 | 0 | 0
IGCC-CCS | 0 | 0 | 0 | 0 | 0 | 0
WT_off | 0 | 0 | 0 | 0 | 0 | 0
PseudoUnit | 0 | 0 | 0 | 0 | 0 | 0
FixedInterchange | 0 | 0 | 0 | 0 | 0 | 0
NOx Emissions (MMshortTons): NP15
ReportingType | 2015 | 2020 | 2025 | 2030 | 2035 | 2040
BM | 0 | 0 | 0 | 0 | 0 | 0
CC | 0 | 0 | 0 | 0 | 0 | 0
CSP | 0 | 0 | 0 | 0 | 0 | 0
CT | 0 | 0 | 0 | 0 | 0 | 0
Coal | 0 | 0 | 0 | 0 | 0 | 0
Geo | 0 | 0 | 0 | 0 | 0 | 0
H | 0 | 0 | 0 | 0 | 0 | 0
LFG | 0 | 0 | 0 | 0 | 0 | 0
Nuc | 0 | 0 | 0 | 0 | 0 | 0
PS | 0 | 0 | 0 | 0 | 0 | 0
PV | 0 | 0 | 0 | 0 | 0 | 0
PeakG | 0 | 0 | 0 | 0 | 0 | 0
PeakO | 0 | 0 | 0 | 0 | 0 | 0
ST | 0 | 0 | 0 | 0 | 0 | 0
STOG | 0 | 0 | 0 | 0 | 0 | 0
STWD | 0 | 0 | 0 | 0 | 0 | 0
WT | 0 | 0 | 0 | 0 | 0 | 0
IGCC | 0 | 0 | 0 | 0 | 0 | 0
DemandResponse | 0 | 0 | 0 | 0 | 0 | 0
IGCC-CCS | 0 | 0 | 0 | 0 | 0 | 0
WT_off | 0 | 0 | 0 | 0 | 0 | 0
PseudoUnit | 0 | 0 | 0 | 0 | 0 | 0
FixedInterchange | 0 | 0 | 0 | 0 | 0 | 0
NOx Emissions (MMshortTons): NWPP_Coal
ReportingType | 2015 | 2020 | 2025 | 2030 | 2035 | 2040
BM | 0 | 0 | 0 | 0 | 0 | 0
CC | 0 | 0 | 0 | 0 | 0 | 0
CSP | 0 | 0 | 0 | 0 | 0 | 0
CT | 0 | 0 | 0 | 0 | 0 | 0
Coal | 0.15 | 0.15 | 0.15 | 0.15 | 0.15 | 0.15
Geo | 0 | 0 | 0 | 0 | 0 | 0
H | 0 | 0 | 0 | 0 | 0 | 0
LFG | 0 | 0 | 0 | 0 | 0 | 0
Nuc | 0 | 0 | 0 | 0 | 0 | 0
PS | 0 | 0 | 0 | 0 | 0 | 0
PV | 0 | 0 | 0 | 0 | 0 | 0
PeakG | 0 | 0 | 0 | 0 | 0 | 0
PeakO | 0 | 0 | 0 | 0 | 0 | 0
ST | 0 | 0 | 0 | 0 | 0 | 0
STOG | 0 | 0 | 0 | 0 | 0 | 0
STWD | 0 | 0 | 0 | 0 | 0 | 0
WT | 0 | 0 | 0 | 0 | 0 | 0
IGCC | 0 | 0 | 0 | 0 | 0 | 0
DemandResponse | 0 | 0 | 0 | 0 | 0 | 0
IGCC-CCS | 0 | 0 | 0 | 0 | 0 | 0
WT_off | 0 | 0 | 0 | 0 | 0 | 0
PseudoUnit | 0 | 0 | 0 | 0 | 0 | 0
FixedInterchange | 0 | 0 | 0 | 0 | 0 | 0
NOx Emissions (MMshortTons): NWPP_Gas
ReportingType | 2015 | 2020 | 2025 | 2030 | 2035 | 2040
BM | 0 | 0 | 0 | 0 | 0 | 0
CC | 0 | 0 | 0.01 | 0.01 | 0.01 | 0.02
CSP | 0 | 0 | 0 | 0 | 0 | 0
CT | 0 | 0 | 0 | 0 | 0 | 0
Coal | 0 | 0 | 0 | 0 | 0 | 0
Geo | 0 | 0 | 0 | 0 | 0 | 0
H | 0 | 0 | 0 | 0 | 0 | 0
LFG | 0 | 0 | 0 | 0 | 0 | 0
Nuc | 0 | 0 | 0 | 0 | 0 | 0
PS | 0 | 0 | 0 | 0 | 0 | 0
PV | 0 | 0 | 0 | 0 | 0 | 0
PeakG | 0 | 0 | 0 | 0 | 0 | 0
PeakO | 0 | 0 | 0 | 0 | 0 | 0
ST | 0 | 0 | 0 | 0 | 0 | 0
STOG | 0 | 0 | 0 | 0 | 0 | 0
STWD | 0 | 0 | 0 | 0 | 0 | 0
WT | 0 | 0 | 0 | 0 | 0 | 0
IGCC | 0 | 0 | 0 | 0 | 0 | 0
DemandResponse | 0 | 0 | 0 | 0 | 0 | 0
IGCC-CCS | 0 | 0 | 0 | 0 | 0 | 0
WT_off | 0 | 0 | 0 | 0 | 0 | 0
PseudoUnit | 0 | 0 | 0 | 0 | 0 | 0
FixedInterchange | 0 | 0 | 0 | 0 | 0 | 0
NOx Emissions (MMshortTons): NWPP_NucRenew
ReportingType | 2015 | 2020 | 2025 | 2030 | 2035 | 2040
BM | 0 | 0 | 0 | 0 | 0 | 0
CC | 0 | 0 | 0 | 0 | 0 | 0
CSP | 0 | 0 | 0 | 0 | 0 | 0
CT | 0 | 0 | 0 | 0 | 0 | 0
Coal | 0 | 0 | 0 | 0 | 0 | 0
Geo | 0 | 0 | 0 | 0 | 0 | 0
H | 0 | 0 | 0 | 0 | 0 | 0
LFG | 0 | 0 | 0 | 0 | 0 | 0
Nuc | 0 | 0 | 0 | 0 | 0 | 0
PS | 0 | 0 | 0 | 0 | 0 | 0
PV | 0 | 0 | 0 | 0 | 0 | 0
PeakG | 0 | 0 | 0 | 0 | 0 | 0
PeakO | 0 | 0 | 0 | 0 | 0 | 0
ST | 0 | 0 | 0 | 0 | 0 | 0
STOG | 0 | 0 | 0 | 0 | 0 | 0
STWD | 0 | 0 | 0 | 0 | 0 | 0
WT | 0 | 0 | 0 | 0 | 0 | 0
IGCC | 0 | 0 | 0 | 0 | 0 | 0
DemandResponse | 0 | 0 | 0 | 0 | 0 | 0
IGCC-CCS | 0 | 0 | 0 | 0 | 0 | 0
WT_off | 0 | 0 | 0 | 0 | 0 | 0
PseudoUnit | 0 | 0 | 0 | 0 | 0 | 0
FixedInterchange | 0 | 0 | 0 | 0 | 0 | 0
NOx Emissions (MMshortTons): RMPA
ReportingType | 2015 | 2020 | 2025 | 2030 | 2035 | 2040
BM | 0 | 0 | 0 | 0 | 0 | 0
CC | 0 | 0 | 0 | 0 | 0 | 0
CSP | 0 | 0 | 0 | 0 | 0 | 0
CT | 0 | 0 | 0 | 0 | 0 | 0
Coal | 0.06 | 0.06 | 0.06 | 0.06 | 0.06 | 0.07
Geo | 0 | 0 | 0 | 0 | 0 | 0
H | 0 | 0 | 0 | 0 | 0 | 0
LFG | 0 | 0 | 0 | 0 | 0 | 0
Nuc | 0 | 0 | 0 | 0 | 0 | 0
PS | 0 | 0 | 0 | 0 | 0 | 0
PV | 0 | 0 | 0 | 0 | 0 | 0
PeakG | 0 | 0 | 0 | 0 | 0 | 0
PeakO | 0 | 0 | 0 | 0 | 0 | 0
ST | 0 | 0 | 0 | 0 | 0 | 0
STOG | 0 | 0 | 0 | 0 | 0 | 0
STWD | 0 | 0 | 0 | 0 | 0 | 0
WT | 0 | 0 | 0 | 0 | 0 | 0
IGCC | 0 | 0 | 0 | 0 | 0 | 0
DemandResponse | 0 | 0 | 0 | 0 | 0 | 0
IGCC-CCS | 0 | 0 | 0 | 0 | 0 | 0
WT_off | 0 | 0 | 0 | 0 | 0 | 0
PseudoUnit | 0 | 0 | 0 | 0 | 0 | 0
FixedInterchange | 0 | 0 | 0 | 0 | 0 | 0
NOx Emissions (MMshortTons): SP15
ReportingType | 2015 | 2020 | 2025 | 2030 | 2035 | 2040
BM | 0 | 0 | 0 | 0 | 0 | 0
CC | 0 | 0 | 0 | 0 | 0 | 0
CSP | 0 | 0 | 0 | 0 | 0 | 0
CT | 0 | 0 | 0 | 0 | 0 | 0
Coal | 0 | 0 | 0 | 0 | 0 | 0
Geo | 0 | 0 | 0 | 0 | 0 | 0
H | 0 | 0 | 0 | 0 | 0 | 0
LFG | 0 | 0 | 0 | 0 | 0 | 0
Nuc | 0 | 0 | 0 | 0 | 0 | 0
PS | 0 | 0 | 0 | 0 | 0 | 0
PV | 0 | 0 | 0 | 0 | 0 | 0
PeakG | 0 | 0 | 0 | 0 | 0 | 0
PeakO | 0 | 0 | 0 | 0 | 0 | 0
ST | 0 | 0 | 0 | 0 | 0 | 0
STOG | 0 | 0 | 0 | 0 | 0 | 0
STWD | 0 | 0 | 0 | 0 | 0 | 0
WT | 0 | 0 | 0 | 0 | 0 | 0
IGCC | 0 | 0 | 0 | 0 | 0 | 0
DemandResponse | 0 | 0 | 0 | 0 | 0 | 0
IGCC-CCS | 0 | 0 | 0 | 0 | 0 | 0
WT_off | 0 | 0 | 0 | 0 | 0 | 0
PseudoUnit | 0 | 0 | 0 | 0 | 0 | 0
FixedInterchange | 0 | 0 | 0 | 0 | 0 | 0
NOx Emissions (MMshortTons): ALB
ReportingType | 2015 | 2020 | 2025 | 2030 | 2035 | 2040
BM | 0 | 0 | 0 | 0 | 0 | 0
CC | 0 | 0 | 0 | 0 | 0 | 0.01
CSP | 0 | 0 | 0 | 0 | 0 | 0
CT | 0 | 0 | 0 | 0 | 0 | 0
Coal | 0.01 | 0.01 | 0.01 | 0.01 | 0.01 | 0.01
Geo | 0 | 0 | 0 | 0 | 0 | 0
H | 0 | 0 | 0 | 0 | 0 | 0
LFG | 0 | 0 | 0 | 0 | 0 | 0
Nuc | 0 | 0 | 0 | 0 | 0 | 0
PS | 0 | 0 | 0 | 0 | 0 | 0
PV | 0 | 0 | 0 | 0 | 0 | 0
PeakG | 0 | 0 | 0 | 0 | 0 | 0
PeakO | 0 | 0 | 0 | 0 | 0 | 0
ST | 0 | 0 | 0 | 0 | 0 | 0
STOG | 0 | 0 | 0 | 0 | 0 | 0
STWD | 0 | 0 | 0 | 0 | 0 | 0
WT | 0 | 0 | 0 | 0 | 0 | 0
IGCC | 0 | 0 | 0 | 0 | 0 | 0
DemandResponse | 0 | 0 | 0 | 0 | 0 | 0
IGCC-CCS | 0 | 0 | 0 | 0 | 0 | 0
WT_off | 0 | 0 | 0 | 0 | 0 | 0
PseudoUnit | 0 | 0 | 0 | 0 | 0 | 0
FixedInterchange | 0 | 0 | 0 | 0 | 0 | 0
NOx Emissions (MMshortTons): BC
ReportingType | 2015 | 2020 | 2025 | 2030 | 2035 | 2040
BM | 0 | 0 | 0 | 0 | 0 | 0
CC | 0 | 0 | 0 | 0 | 0 | 0
CSP | 0 | 0 | 0 | 0 | 0 | 0
CT | 0 | 0 | 0 | 0 | 0 | 0
Coal | 0 | 0 | 0 | 0 | 0 | 0
Geo | 0 | 0 | 0 | 0 | 0 | 0
H | 0 | 0 | 0 | 0 | 0 | 0
LFG | 0 | 0 | 0 | 0 | 0 | 0
Nuc | 0 | 0 | 0 | 0 | 0 | 0
PS | 0 | 0 | 0 | 0 | 0 | 0
PV | 0 | 0 | 0 | 0 | 0 | 0
PeakG | 0 | 0 | 0 | 0 | 0 | 0
PeakO | 0 | 0 | 0 | 0 | 0 | 0
ST | 0 | 0 | 0 | 0 | 0 | 0
STOG | 0 | 0 | 0 | 0 | 0 | 0
STWD | 0 | 0 | 0 | 0 | 0 | 0
WT | 0 | 0 | 0 | 0 | 0 | 0
IGCC | 0 | 0 | 0 | 0 | 0 | 0
DemandResponse | 0 | 0 | 0 | 0 | 0 | 0
IGCC-CCS | 0 | 0 | 0 | 0 | 0 | 0
WT_off | 0 | 0 | 0 | 0 | 0 | 0
PseudoUnit | 0 | 0 | 0 | 0 | 0 | 0
FixedInterchange | 0 | 0 | 0 | 0 | 0 | 0
NOx Emissions (MMshortTons): HQ_IESO
ReportingType | 2015 | 2020 | 2025 | 2030 | 2035 | 2040
BM | 0 | 0 | 0 | 0 | 0 | 0
CC | 0 | 0 | 0 | 0 | 0 | 0
CSP | 0 | 0 | 0 | 0 | 0 | 0
CT | 0 | 0 | 0 | 0 | 0 | 0
Coal | 0 | 0 | 0 | 0 | 0 | 0
Geo | 0 | 0 | 0 | 0 | 0 | 0
H | 0 | 0 | 0 | 0 | 0 | 0
LFG | 0 | 0 | 0 | 0 | 0 | 0
Nuc | 0 | 0 | 0 | 0 | 0 | 0
PS | 0 | 0 | 0 | 0 | 0 | 0
PV | 0 | 0 | 0 | 0 | 0 | 0
PeakG | 0 | 0 | 0 | 0 | 0 | 0
PeakO | 0 | 0 | 0 | 0 | 0 | 0
ST | 0 | 0 | 0 | 0 | 0 | 0
STOG | 0 | 0 | 0 | 0 | 0 | 0
STWD | 0 | 0 | 0 | 0 | 0 | 0
WT | 0 | 0 | 0 | 0 | 0 | 0
IGCC | 0 | 0 | 0 | 0 | 0 | 0
DemandResponse | 0 | 0 | 0 | 0 | 0 | 0
IGCC-CCS | 0 | 0 | 0 | 0 | 0 | 0
WT_off | 0 | 0 | 0 | 0 | 0 | 0
PseudoUnit | 0 | 0 | 0 | 0 | 0 | 0
FixedInterchange | 0 | 0 | 0 | 0 | 0 | 0
NOx Emissions (MMshortTons): HQ_NEISO
ReportingType | 2015 | 2020 | 2025 | 2030 | 2035 | 2040
BM | 0 | 0 | 0 | 0 | 0 | 0
CC | 0 | 0 | 0 | 0 | 0 | 0
CSP | 0 | 0 | 0 | 0 | 0 | 0
CT | 0 | 0 | 0 | 0 | 0 | 0
Coal | 0 | 0 | 0 | 0 | 0 | 0
Geo | 0 | 0 | 0 | 0 | 0 | 0
H | 0 | 0 | 0 | 0 | 0 | 0
LFG | 0 | 0 | 0 | 0 | 0 | 0
Nuc | 0 | 0 | 0 | 0 | 0 | 0
PS | 0 | 0 | 0 | 0 | 0 | 0
PV | 0 | 0 | 0 | 0 | 0 | 0
PeakG | 0 | 0 | 0 | 0 | 0 | 0
PeakO | 0 | 0 | 0 | 0 | 0 | 0
ST | 0 | 0 | 0 | 0 | 0 | 0
STOG | 0 | 0 | 0 | 0 | 0 | 0
STWD | 0 | 0 | 0 | 0 | 0 | 0
WT | 0 | 0 | 0 | 0 | 0 | 0
IGCC | 0 | 0 | 0 | 0 | 0 | 0
DemandResponse | 0 | 0 | 0 | 0 | 0 | 0
IGCC-CCS | 0 | 0 | 0 | 0 | 0 | 0
WT_off | 0 | 0 | 0 | 0 | 0 | 0
PseudoUnit | 0 | 0 | 0 | 0 | 0 | 0
FixedInterchange | 0 | 0 | 0 | 0 | 0 | 0
NOx Emissions (MMshortTons): HQ_NY
ReportingType | 2015 | 2020 | 2025 | 2030 | 2035 | 2040
BM | 0 | 0 | 0 | 0 | 0 | 0
CC | 0 | 0 | 0 | 0 | 0 | 0
CSP | 0 | 0 | 0 | 0 | 0 | 0
CT | 0 | 0 | 0 | 0 | 0 | 0
Coal | 0 | 0 | 0 | 0 | 0 | 0
Geo | 0 | 0 | 0 | 0 | 0 | 0
H | 0 | 0 | 0 | 0 | 0 | 0
LFG | 0 | 0 | 0 | 0 | 0 | 0
Nuc | 0 | 0 | 0 | 0 | 0 | 0
PS | 0 | 0 | 0 | 0 | 0 | 0
PV | 0 | 0 | 0 | 0 | 0 | 0
PeakG | 0 | 0 | 0 | 0 | 0 | 0
PeakO | 0 | 0 | 0 | 0 | 0 | 0
ST | 0 | 0 | 0 | 0 | 0 | 0
STOG | 0 | 0 | 0 | 0 | 0 | 0
STWD | 0 | 0 | 0 | 0 | 0 | 0
WT | 0 | 0 | 0 | 0 | 0 | 0
IGCC | 0 | 0 | 0 | 0 | 0 | 0
DemandResponse | 0 | 0 | 0 | 0 | 0 | 0
IGCC-CCS | 0 | 0 | 0 | 0 | 0 | 0
WT_off | 0 | 0 | 0 | 0 | 0 | 0
PseudoUnit | 0 | 0 | 0 | 0 | 0 | 0
FixedInterchange | 0 | 0 | 0 | 0 | 0 | 0
NOx Emissions (MMshortTons): MARITIMES
ReportingType | 2015 | 2020 | 2025 | 2030 | 2035 | 2040
BM | 0 | 0 | 0 | 0 | 0 | 0
CC | 0 | 0 | 0 | 0 | 0 | 0
CSP | 0 | 0 | 0 | 0 | 0 | 0
CT | 0 | 0 | 0 | 0 | 0 | 0
Coal | 0 | 0 | 0 | 0 | 0 | 0
Geo | 0 | 0 | 0 | 0 | 0 | 0
H | 0 | 0 | 0 | 0 | 0 | 0
LFG | 0 | 0 | 0 | 0 | 0 | 0
Nuc | 0 | 0 | 0 | 0 | 0 | 0
PS | 0 | 0 | 0 | 0 | 0 | 0
PV | 0 | 0 | 0 | 0 | 0 | 0
PeakG | 0 | 0 | 0 | 0 | 0 | 0
PeakO | 0 | 0 | 0 | 0 | 0 | 0
ST | 0 | 0 | 0 | 0 | 0 | 0
STOG | 0 | 0 | 0 | 0 | 0 | 0
STWD | 0 | 0 | 0 | 0 | 0 | 0
WT | 0 | 0 | 0 | 0 | 0 | 0
IGCC | 0 | 0 | 0 | 0 | 0 | 0
DemandResponse | 0 | 0 | 0 | 0 | 0 | 0
IGCC-CCS | 0 | 0 | 0 | 0 | 0 | 0
WT_off | 0 | 0 | 0 | 0 | 0 | 0
PseudoUnit | 0 | 0 | 0 | 0 | 0 | 0
FixedInterchange | 0 | 0 | 0 | 0 | 0 | 0
NOx Emissions (MMshortTons): All
ReportingType | 2015 | 2020 | 2025 | 2030 | 2035 | 2040
BM | 0 | 0 | 0 | 0 | 0 | 0
CC | 0.09 | 0.1 | 0.1 | 0.11 | 0.15 | 0.17
CSP | 0 | 0 | 0 | 0 | 0 | 0
CT | 0 | 0 | 0 | 0 | 0.01 | 0.01
Coal | 1.65 | 1.46 | 1.41 | 1.34 | 1.41 | 1.5
Geo | 0 | 0 | 0 | 0 | 0 | 0
H | 0 | 0 | 0 | 0 | 0 | 0
LFG | 0 | 0 | 0 | 0 | 0 | 0
Nuc | 0 | 0 | 0 | 0 | 0 | 0
PS | 0 | 0 | 0 | 0 | 0 | 0
PV | 0 | 0 | 0 | 0 | 0 | 0
PeakG | 0 | 0 | 0 | 0 | 0 | 0
PeakO | 0 | 0 | 0 | 0 | 0 | 0
ST | 0 | 0 | 0 | 0 | 0 | 0
STOG | 0.02 | 0.02 | 0.02 | 0.02 | 0.03 | 0.03
STWD | 0 | 0 | 0 | 0 | 0 | 0
WT | 0 | 0 | 0 | 0 | 0 | 0
IGCC | 0 | 0 | 0 | 0 | 0 | 0
DemandResponse | 0 | 0 | 0 | 0 | 0 | 0
IGCC-CCS | 0 | 0 | 0 | 0 | 0 | 0
WT_off | 0 | 0 | 0 | 0 | 0 | 0
PseudoUnit | 0 | 0 | 0 | 0 | 0 | 0
FixedInterchange | 0 | 0 | 0 | 0 | 0 | 0
NOx Emissions (MMshortTons): EI_US
ReportingType | 2015 | 2020 | 2025 | 2030 | 2035 | 2040
BM | 0 | 0 | 0 | 0 | 0 | 0
CC | 0.05 | 0.07 | 0.07 | 0.07 | 0.09 | 0.11
CSP | 0 | 0 | 0 | 0 | 0 | 0
CT | 0 | 0 | 0 | 0 | 0.01 | 0.01
Coal | 1.23 | 1.03 | 0.98 | 0.91 | 0.97 | 1.04
Geo | 0 | 0 | 0 | 0 | 0 | 0
H | 0 | 0 | 0 | 0 | 0 | 0
LFG | 0 | 0 | 0 | 0 | 0 | 0
Nuc | 0 | 0 | 0 | 0 | 0 | 0
PS | 0 | 0 | 0 | 0 | 0 | 0
PV | 0 | 0 | 0 | 0 | 0 | 0
PeakG | 0 | 0 | 0 | 0 | 0 | 0
PeakO | 0 | 0 | 0 | 0 | 0 | 0
ST | 0 | 0 | 0 | 0 | 0 | 0
STOG | 0.01 | 0.02 | 0.02 | 0.02 | 0.02 | 0.02
STWD | 0 | 0 | 0 | 0 | 0 | 0
WT | 0 | 0 | 0 | 0 | 0 | 0
IGCC | 0 | 0 | 0 | 0 | 0 | 0
DemandResponse | 0 | 0 | 0 | 0 | 0 | 0
IGCC-CCS | 0 | 0 | 0 | 0 | 0 | 0
WT_off | 0 | 0 | 0 | 0 | 0 | 0
PseudoUnit | 0 | 0 | 0 | 0 | 0 | 0
FixedInterchange | 0 | 0 | 0 | 0 | 0 | 0
NOx Emissions (MMshortTons): EI_Canada
ReportingType | 2015 | 2020 | 2025 | 2030 | 2035 | 2040
BM | 0 | 0 | 0 | 0 | 0 | 0
CC | 0 | 0 | 0 | 0 | 0 | 0.01
CSP | 0 | 0 | 0 | 0 | 0 | 0
CT | 0 | 0 | 0 | 0 | 0 | 0
Coal | 0 | 0 | 0 | 0 | 0 | 0
Geo | 0 | 0 | 0 | 0 | 0 | 0
H | 0 | 0 | 0 | 0 | 0 | 0
LFG | 0 | 0 | 0 | 0 | 0 | 0
Nuc | 0 | 0 | 0 | 0 | 0 | 0
PS | 0 | 0 | 0 | 0 | 0 | 0
PV | 0 | 0 | 0 | 0 | 0 | 0
PeakG | 0 | 0 | 0 | 0 | 0 | 0
PeakO | 0 | 0 | 0 | 0 | 0 | 0
ST | 0 | 0 | 0 | 0 | 0 | 0
STOG | 0 | 0 | 0 | 0 | 0 | 0
STWD | 0 | 0 | 0 | 0 | 0 | 0
WT | 0 | 0 | 0 | 0 | 0 | 0
IGCC | 0 | 0 | 0 | 0 | 0 | 0
DemandResponse | 0 | 0 | 0 | 0 | 0 | 0
IGCC-CCS | 0 | 0 | 0 | 0 | 0 | 0
WT_off | 0 | 0 | 0 | 0 | 0 | 0
PseudoUnit | 0 | 0 | 0 | 0 | 0 | 0
FixedInterchange | 0 | 0 | 0 | 0 | 0 | 0
NOx Emissions (MMshortTons): EI
ReportingType | 2015 | 2020 | 2025 | 2030 | 2035 | 2040
BM | 0 | 0 | 0 | 0 | 0 | 0
CC | 0.05 | 0.07 | 0.07 | 0.07 | 0.09 | 0.11
CSP | 0 | 0 | 0 | 0 | 0 | 0
CT | 0 | 0 | 0 | 0 | 0.01 | 0.01
Coal | 1.24 | 1.03 | 0.98 | 0.91 | 0.98 | 1.04
Geo | 0 | 0 | 0 | 0 | 0 | 0
H | 0 | 0 | 0 | 0 | 0 | 0
LFG | 0 | 0 | 0 | 0 | 0 | 0
Nuc | 0 | 0 | 0 | 0 | 0 | 0
PS | 0 | 0 | 0 | 0 | 0 | 0
PV | 0 | 0 | 0 | 0 | 0 | 0
PeakG | 0 | 0 | 0 | 0 | 0 | 0
PeakO | 0 | 0 | 0 | 0 | 0 | 0
ST | 0 | 0 | 0 | 0 | 0 | 0
STOG | 0.01 | 0.02 | 0.02 | 0.02 | 0.02 | 0.02
STWD | 0 | 0 | 0 | 0 | 0 | 0
WT | 0 | 0 | 0 | 0 | 0 | 0
IGCC | 0 | 0 | 0 | 0 | 0 | 0
DemandResponse | 0 | 0 | 0 | 0 | 0 | 0
IGCC-CCS | 0 | 0 | 0 | 0 | 0 | 0
WT_off | 0 | 0 | 0 | 0 | 0 | 0
PseudoUnit | 0 | 0 | 0 | 0 | 0 | 0
FixedInterchange | 0 | 0 | 0 | 0 | 0 | 0
NOx Emissions (MMshortTons): Outside_EI
ReportingType | 2015 | 2020 | 2025 | 2030 | 2035 | 2040
BM | 0 | 0 | 0 | 0 | 0 | 0
CC | 0.03 | 0.04 | 0.04 | 0.04 | 0.05 | 0.06
CSP | 0 | 0 | 0 | 0 | 0 | 0
CT | 0 | 0 | 0 | 0 | 0 | 0
Coal | 0.41 | 0.42 | 0.42 | 0.42 | 0.43 | 0.46
Geo | 0 | 0 | 0 | 0 | 0 | 0
H | 0 | 0 | 0 | 0 | 0 | 0
LFG | 0 | 0 | 0 | 0 | 0 | 0
Nuc | 0 | 0 | 0 | 0 | 0 | 0
PS | 0 | 0 | 0 | 0 | 0 | 0
PV | 0 | 0 | 0 | 0 | 0 | 0
PeakG | 0 | 0 | 0 | 0 | 0 | 0
PeakO | 0 | 0 | 0 | 0 | 0 | 0
ST | 0 | 0 | 0 | 0 | 0 | 0
STOG | 0.01 | 0.01 | 0.01 | 0.01 | 0.01 | 0.01
STWD | 0 | 0 | 0 | 0 | 0 | 0
WT | 0 | 0 | 0 | 0 | 0 | 0
IGCC | 0 | 0 | 0 | 0 | 0 | 0
DemandResponse | 0 | 0 | 0 | 0 | 0 | 0
IGCC-CCS | 0 | 0 | 0 | 0 | 0 | 0
WT_off | 0 | 0 | 0 | 0 | 0 | 0
PseudoUnit | 0 | 0 | 0 | 0 | 0 | 0
FixedInterchange | 0 | 0 | 0 | 0 | 0 | 0
CO2 Emissions (MMshortTons): Entergy
ReportingType | 2015 | 2020 | 2025 | 2030 | 2035 | 2040
BM | 0 | 0 | 0 | 0 | 0 | 0
CC | 30.97 | 35.38 | 18.78 | 10.48 | 13.04 | 18.1
CSP | 0 | 0 | 0 | 0 | 0 | 0
CT | 0 | 0 | 0.01 | 0 | 0.05 | 0.18
Coal | 65.02 | 55.38 | 50.19 | 49.15 | 55.83 | 64.24
Geo | 0 | 0 | 0 | 0 | 0 | 0
H | 0 | 0 | 0 | 0 | 0 | 0
LFG | 0 | 0 | 0 | 0 | 0 | 0
Nuc | 0 | 0 | 0 | 0 | 0 | 0
PS | 0 | 0 | 0 | 0 | 0 | 0
PV | 0 | 0 | 0 | 0 | 0 | 0
PeakG | 0 | 0 | 0 | 0 | 0 | 0
PeakO | 0 | 0 | 0 | 0 | 0 | 0
ST | 0 | 0 | 0 | 0 | 0 | 0
STOG | 1.23 | 1.52 | 1.3 | 1.3 | 1.62 | 2.19
STWD | 0 | 0 | 0 | 0 | 0 | 0
WT | 0 | 0 | 0 | 0 | 0 | 0
IGCC | 0 | 0 | 0 | 0 | 0 | 0
DemandResponse | 0 | 0 | 0 | 0 | 0 | 0
IGCC-CCS | 0 | 0 | 0 | 0 | 0 | 0
WT_off | 0 | 0 | 0 | 0 | 0 | 0
PseudoUnit | 0 | 0 | 0 | 0 | 0 | 0
FixedInterchange | 0 | 0 | 0 | 0 | 0 | 0
CO2 Emissions (MMshortTons): FRCC
ReportingType | 2015 | 2020 | 2025 | 2030 | 2035 | 2040
BM | 0 | 0 | 0 | 0 | 0 | 0
CC | 64.88 | 76.13 | 84.53 | 92.96 | 118.62 | 139.85
CSP | 0 | 0 | 0 | 0 | 0 | 0
CT | 0.33 | 0.56 | 0.59 | 0.52 | 0.26 | 0.14
Coal | 61.53 | 58.24 | 61.38 | 62.41 | 63.13 | 63.98
Geo | 0 | 0 | 0 | 0 | 0 | 0
H | 0 | 0 | 0 | 0 | 0 | 0
LFG | 0 | 0 | 0 | 0 | 0 | 0
Nuc | 0 | 0 | 0 | 0 | 0 | 0
PS | 0 | 0 | 0 | 0 | 0 | 0
PV | 0 | 0 | 0 | 0 | 0 | 0
PeakG | 0.24 | 0.23 | 0.31 | 0.27 | 0.09 | 0.07
PeakO | 0 | 0 | 0 | 0 | 0 | 0
ST | 0 | 0 | 0 | 0 | 0 | 0
STOG | 3.91 | 3.12 | 2.84 | 2.7 | 2.12 | 1.55
STWD | 0 | 0 | 0 | 0 | 0 | 0
WT | 0 | 0 | 0 | 0 | 0 | 0
IGCC | 0 | 0 | 0 | 0 | 0 | 0
DemandResponse | 0 | 0 | 0 | 0 | 0 | 0
IGCC-CCS | 0 | 0 | 0 | 0 | 0 | 0
WT_off | 0 | 0 | 0 | 0 | 0 | 0
PseudoUnit | 0 | 0 | 0 | 0 | 0 | 0
FixedInterchange | 0 | 0 | 0 | 0 | 0 | 0
CO2 Emissions (MMshortTons): MAPP_US
ReportingType | 2015 | 2020 | 2025 | 2030 | 2035 | 2040
BM | 0 | 0 | 0 | 0 | 0 | 0
CC | 0.13 | 0.11 | 0.08 | 0.08 | 0.08 | 0.08
CSP | 0 | 0 | 0 | 0 | 0 | 0
CT | 0 | 0 | 0 | 0 | 0 | 0
Coal | 24.97 | 21.2 | 19.99 | 12.36 | 14.35 | 14.51
Geo | 0 | 0 | 0 | 0 | 0 | 0
H | 0 | 0 | 0 | 0 | 0 | 0
LFG | 0 | 0 | 0 | 0 | 0 | 0
Nuc | 0 | 0 | 0 | 0 | 0 | 0
PS | 0 | 0 | 0 | 0 | 0 | 0
PV | 0 | 0 | 0 | 0 | 0 | 0
PeakG | 0.02 | 0.01 | 0.02 | 0 | 0.01 | 0.06
PeakO | 0 | 0 | 0 | 0 | 0 | 0
ST | 0 | 0 | 0 | 0 | 0 | 0
STOG | 0 | 0 | 0 | 0 | 0 | 0
STWD | 0 | 0 | 0 | 0 | 0 | 0
WT | 0 | 0 | 0 | 0 | 0 | 0
IGCC | 0 | 0 | 0 | 0 | 0 | 0
DemandResponse | 0 | 0 | 0 | 0 | 0 | 0
IGCC-CCS | 0 | 0 | 0 | 0 | 0 | 0
WT_off | 0 | 0 | 0 | 0 | 0 | 0
PseudoUnit | 0 | 0 | 0 | 0 | 0 | 0
FixedInterchange | 0 | 0 | 0 | 0 | 0 | 0
CO2 Emissions (MMshortTons): MISO_IN
ReportingType | 2015 | 2020 | 2025 | 2030 | 2035 | 2040
BM | 0 | 0 | 0 | 0 | 0 | 0
CC | 1.84 | 11.16 | 8.29 | 8.01 | 5.68 | 5.05
CSP | 0 | 0 | 0 | 0 | 0 | 0
CT | 0 | 0 | 0 | 0 | 0 | 0
Coal | 92.85 | 96.55 | 95.28 | 98.55 | 100.5 | 102.82
Geo | 0 | 0 | 0 | 0 | 0 | 0
H | 0 | 0 | 0 | 0 | 0 | 0
LFG | 0 | 0 | 0 | 0 | 0 | 0
Nuc | 0 | 0 | 0 | 0 | 0 | 0
PS | 0 | 0 | 0 | 0 | 0 | 0
PV | 0 | 0 | 0 | 0 | 0 | 0
PeakG | 0 | 0.02 | 0.02 | 0.03 | 0.06 | 0.1
PeakO | 0 | 0 | 0 | 0 | 0 | 0
ST | 0 | 0 | 0 | 0 | 0 | 0
STOG | 0.02 | 0.07 | 0.07 | 0.07 | 0.07 | 0.13
STWD | 0 | 0 | 0 | 0 | 0 | 0
WT | 0 | 0 | 0 | 0 | 0 | 0
IGCC | 4.15 | 4.15 | 4.15 | 4.15 | 4.15 | 4.15
DemandResponse | 0 | 0 | 0 | 0 | 0 | 0
IGCC-CCS | 0 | 0 | 0 | 0 | 0 | 0
WT_off | 0 | 0 | 0 | 0 | 0 | 0
PseudoUnit | 0 | 0 | 0 | 0 | 0 | 0
FixedInterchange | 0 | 0 | 0 | 0 | 0 | 0
CO2 Emissions (MMshortTons): MISO_MI
ReportingType | 2015 | 2020 | 2025 | 2030 | 2035 | 2040
BM | 0 | 0 | 0 | 0 | 0 | 0
CC | 4.52 | 7.63 | 5.7 | 5 | 10.98 | 14.15
CSP | 0 | 0 | 0 | 0 | 0 | 0
CT | 0 | 0 | 0 | 0 | 0 | 0.32
Coal | 67 | 51.94 | 49.94 | 54.46 | 54.8 | 53.99
Geo | 0 | 0 | 0 | 0 | 0 | 0
H | 0 | 0 | 0 | 0 | 0 | 0
LFG | 0 | 0 | 0 | 0 | 0 | 0
Nuc | 0 | 0 | 0 | 0 | 0 | 0
PS | 0 | 0 | 0 | 0 | 0 | 0
PV | 0 | 0 | 0 | 0 | 0 | 0
PeakG | 0.01 | 0.05 | 0.07 | 0.07 | 0.05 | 0.06
PeakO | 0 | 0 | 0 | 0 | 0 | 0
ST | 0 | 0 | 0 | 0 | 0 | 0
STOG | 0.14 | 0.59 | 0.73 | 0.74 | 0.74 | 0.73
STWD | 0 | 0 | 0 | 0 | 0 | 0
WT | 0 | 0 | 0 | 0 | 0 | 0
IGCC | 0 | 0 | 0 | 0 | 0 | 0
DemandResponse | 0 | 0 | 0 | 0 | 0 | 0
IGCC-CCS | 0 | 0 | 0 | 0 | 0 | 0
WT_off | 0 | 0 | 0 | 0 | 0 | 0
PseudoUnit | 0 | 0 | 0 | 0 | 0 | 0
FixedInterchange | 0 | 0 | 0 | 0 | 0 | 0
CO2 Emissions (MMshortTons): MISO_MO-IL
ReportingType | 2015 | 2020 | 2025 | 2030 | 2035 | 2040
BM | 0 | 0 | 0 | 0 | 0 | 0
CC | 1.18 | 2.09 | 1.26 | 0.55 | 0.55 | 0.5
CSP | 0 | 0 | 0 | 0 | 0 | 0
CT | 0 | 0 | 0 | 0 | 0 | 0
Coal | 111.48 | 88.64 | 89.2 | 81.18 | 92.88 | 97.86
Geo | 0 | 0 | 0 | 0 | 0 | 0
H | 0 | 0 | 0 | 0 | 0 | 0
LFG | 0 | 0 | 0 | 0 | 0 | 0
Nuc | 0 | 0 | 0 | 0 | 0 | 0
PS | 0 | 0 | 0 | 0 | 0 | 0
PV | 0 | 0 | 0 | 0 | 0 | 0
PeakG | 0.2 | 0.29 | 0.55 | 0.24 | 0.29 | 0.55
PeakO | 0 | 0 | 0 | 0 | 0 | 0
ST | 0 | 0 | 0 | 0 | 0 | 0
STOG | 0.04 | 0.08 | 0.08 | 0.04 | 0.08 | 0.04
STWD | 0 | 0 | 0 | 0 | 0 | 0
WT | 0 | 0 | 0 | 0 | 0 | 0
IGCC | 0 | 0 | 0 | 0 | 0 | 0
DemandResponse | 0 | 0 | 0 | 0 | 0 | 0
IGCC-CCS | 0 | 0 | 0 | 0 | 0 | 0
WT_off | 0 | 0 | 0 | 0 | 0 | 0
PseudoUnit | 0 | 0 | 0 | 0 | 0 | 0
FixedInterchange | 0 | 0 | 0 | 0 | 0 | 0
CO2 Emissions (MMshortTons): MISO_W
ReportingType | 2015 | 2020 | 2025 | 2030 | 2035 | 2040
BM | 0 | 0 | 0 | 0 | 0 | 0
CC | 3.93 | 4.77 | 2.93 | 1.34 | 1.35 | 1.34
CSP | 0 | 0 | 0 | 0 | 0 | 0
CT | 0 | 0 | 0 | 0 | 0 | 0
Coal | 105.23 | 89.17 | 88.75 | 62.34 | 67.25 | 68.64
Geo | 0 | 0 | 0 | 0 | 0 | 0
H | 0 | 0 | 0 | 0 | 0 | 0
LFG | 0 | 0 | 0 | 0 | 0 | 0
Nuc | 0 | 0 | 0 | 0 | 0 | 0
PS | 0 | 0 | 0 | 0 | 0 | 0
PV | 0 | 0 | 0 | 0 | 0 | 0
PeakG | 0.06 | 0.07 | 0.06 | 0 | 0.02 | 0.05
PeakO | 0 | 0 | 0 | 0 | 0 | 0
ST | 0 | 0 | 0 | 0 | 0 | 0
STOG | 0 | 0 | 0 | 0 | 0 | 0
STWD | 0 | 0 | 0 | 0 | 0 | 0
WT | 0 | 0 | 0 | 0 | 0 | 0
IGCC | 0 | 0 | 0 | 0 | 0 | 0
DemandResponse | 0 | 0 | 0 | 0 | 0 | 0
IGCC-CCS | 0 | 0 | 0 | 0 | 0 | 0
WT_off | 0 | 0 | 0 | 0 | 0 | 0
PseudoUnit | 0 | 0 | 0 | 0 | 0 | 0
FixedInterchange | 0 | 0 | 0 | 0 | 0 | 0
CO2 Emissions (MMshortTons): MISO_WUMS
ReportingType | 2015 | 2020 | 2025 | 2030 | 2035 | 2040
BM | 0 | 0 | 0 | 0 | 0 | 0
CC | 5.18 | 14.62 | 12.16 | 5.92 | 10.12 | 7.17
CSP | 0 | 0 | 0 | 0 | 0 | 0
CT | 0 | 0.59 | 1.06 | 0.74 | 2.27 | 3.14
Coal | 34.04 | 31.5 | 29.98 | 28.92 | 37.34 | 38.18
Geo | 0 | 0 | 0 | 0 | 0 | 0
H | 0 | 0 | 0 | 0 | 0 | 0
LFG | 0 | 0 | 0 | 0 | 0 | 0
Nuc | 0 | 0 | 0 | 0 | 0 | 0
PS | 0 | 0 | 0 | 0 | 0 | 0
PV | 0 | 0 | 0 | 0 | 0 | 0
PeakG | 0.02 | 0 | 0 | 0 | 0 | 0
PeakO | 0 | 0 | 0 | 0 | 0 | 0
ST | 0 | 0 | 0 | 0 | 0 | 0
STOG | 0 | 0 | 0 | 0 | 0 | 0
STWD | 0 | 0 | 0 | 0 | 0 | 0
WT | 0 | 0 | 0 | 0 | 0 | 0
IGCC | 0 | 0 | 0 | 0 | 0 | 0
DemandResponse | 0 | 0 | 0 | 0 | 0 | 0
IGCC-CCS | 0 | 0 | 0 | 0 | 0 | 0
WT_off | 0 | 0 | 0 | 0 | 0 | 0
PseudoUnit | 0 | 0 | 0 | 0 | 0 | 0
FixedInterchange | 0 | 0 | 0 | 0 | 0 | 0
CO2 Emissions (MMshortTons): Nebraska
ReportingType | 2015 | 2020 | 2025 | 2030 | 2035 | 2040
BM | 0 | 0 | 0 | 0 | 0 | 0
CC | 0.53 | 0.18 | 0.11 | 0.11 | 0.11 | 0.11
CSP | 0 | 0 | 0 | 0 | 0 | 0
CT | 0 | 0 | 0 | 0 | 0 | 0
Coal | 35.38 | 32.7 | 24.58 | 18.96 | 19.35 | 19.63
Geo | 0 | 0 | 0 | 0 | 0 | 0
H | 0 | 0 | 0 | 0 | 0 | 0
LFG | 0 | 0 | 0 | 0 | 0 | 0
Nuc | 0 | 0 | 0 | 0 | 0 | 0
PS | 0 | 0 | 0 | 0 | 0 | 0
PV | 0 | 0 | 0 | 0 | 0 | 0
PeakG | 0.05 | 0 | 0 | 0 | 0 | 0
PeakO | 0 | 0 | 0 | 0 | 0 | 0
ST | 0 | 0 | 0 | 0 | 0 | 0
STOG | 0.02 | 0.01 | 0 | 0 | 0 | 0
STWD | 0 | 0 | 0 | 0 | 0 | 0
WT | 0 | 0 | 0 | 0 | 0 | 0
IGCC | 0 | 0 | 0 | 0 | 0 | 0
DemandResponse | 0 | 0 | 0 | 0 | 0 | 0
IGCC-CCS | 0 | 0 | 0 | 0 | 0 | 0
WT_off | 0 | 0 | 0 | 0 | 0 | 0
PseudoUnit | 0 | 0 | 0 | 0 | 0 | 0
FixedInterchange | 0 | 0 | 0 | 0 | 0 | 0
CO2 Emissions (MMshortTons): NEISO
ReportingType | 2015 | 2020 | 2025 | 2030 | 2035 | 2040
BM | 0 | 0 | 0 | 0 | 0 | 0
CC | 22.15 | 21.69 | 21.03 | 21.24 | 28.62 | 34.69
CSP | 0 | 0 | 0 | 0 | 0 | 0
CT | 0 | 0.01 | 0.01 | 0.01 | 0.1 | 0.21
Coal | 0.04 | 0 | 0 | 0 | 0 | 0
Geo | 0 | 0 | 0 | 0 | 0 | 0
H | 0 | 0 | 0 | 0 | 0 | 0
LFG | 0 | 0 | 0 | 0 | 0 | 0
Nuc | 0 | 0 | 0 | 0 | 0 | 0
PS | 0 | 0 | 0 | 0 | 0 | 0
PV | 0 | 0 | 0 | 0 | 0 | 0
PeakG | 0.01 | 0.02 | 0.02 | 0.05 | 0.09 | 0.13
PeakO | 0 | 0 | 0 | 0 | 0 | 0
ST | 0 | 0 | 0 | 0 | 0 | 0
STOG | 0 | 0 | 0 | 0 | 0 | 0
STWD | 0 | 0 | 0 | 0 | 0 | 0
WT | 0 | 0 | 0 | 0 | 0 | 0
IGCC | 0 | 0 | 0 | 0 | 0 | 0
DemandResponse | 0 | 0 | 0 | 0 | 0 | 0
IGCC-CCS | 0 | 0 | 0 | 0 | 0 | 0
WT_off | 0 | 0 | 0 | 0 | 0 | 0
PseudoUnit | 0 | 0 | 0 | 0 | 0 | 0
FixedInterchange | 0 | 0 | 0 | 0 | 0 | 0
CO2 Emissions (MMshortTons): NonRTO_Midwest
ReportingType | 2015 | 2020 | 2025 | 2030 | 2035 | 2040
BM | 0 | 0 | 0 | 0 | 0 | 0
CC | 0 | 1.08 | 2.27 | 3.71 | 5.03 | 7.12
CSP | 0 | 0 | 0 | 0 | 0 | 0
CT | 0 | 0.05 | 0.12 | 0.12 | 0.12 | 0.16
Coal | 61.89 | 65.29 | 66.86 | 67.92 | 69.97 | 70.58
Geo | 0 | 0 | 0 | 0 | 0 | 0
H | 0 | 0 | 0 | 0 | 0 | 0
LFG | 0 | 0 | 0 | 0 | 0 | 0
Nuc | 0 | 0 | 0 | 0 | 0 | 0
PS | 0 | 0 | 0 | 0 | 0 | 0
PV | 0 | 0 | 0 | 0 | 0 | 0
PeakG | 0.1 | 0.18 | 0.23 | 0.24 | 0.24 | 0.17
PeakO | 0 | 0 | 0 | 0 | 0 | 0
ST | 0 | 0 | 0 | 0 | 0 | 0
STOG | 0 | 0 | 0 | 0 | 0 | 0
STWD | 0 | 0 | 0 | 0 | 0 | 0
WT | 0 | 0 | 0 | 0 | 0 | 0
IGCC | 0 | 0 | 0 | 0 | 0 | 0
DemandResponse | 0 | 0 | 0 | 0 | 0 | 0
IGCC-CCS | 0 | 0 | 0 | 0 | 0 | 0
WT_off | 0 | 0 | 0 | 0 | 0 | 0
PseudoUnit | 0 | 0 | 0 | 0 | 0 | 0
FixedInterchange | 0 | 0 | 0 | 0 | 0 | 0
CO2 Emissions (MMshortTons): NYISO_A-F
ReportingType | 2015 | 2020 | 2025 | 2030 | 2035 | 2040
BM | 0 | 0 | 0 | 0 | 0 | 0
CC | 4.17 | 6.57 | 6.64 | 6.83 | 5.89 | 6.23
CSP | 0 | 0 | 0 | 0 | 0 | 0
CT | 0 | 0 | 0 | 0 | 0 | 0
Coal | 0 | 0 | 0 | 0 | 0 | 0
Geo | 0 | 0 | 0 | 0 | 0 | 0
H | 0 | 0 | 0 | 0 | 0 | 0
LFG | 0 | 0 | 0 | 0 | 0 | 0
Nuc | 0 | 0 | 0 | 0 | 0 | 0
PS | 0 | 0 | 0 | 0 | 0 | 0
PV | 0 | 0 | 0 | 0 | 0 | 0
PeakG | 0 | 0 | 0 | 0 | 0 | 0
PeakO | 0 | 0 | 0 | 0 | 0 | 0
ST | 0 | 0 | 0 | 0 | 0 | 0
STOG | 0 | 0 | 0 | 0 | 0 | 0
STWD | 0 | 0 | 0 | 0 | 0 | 0
WT | 0 | 0 | 0 | 0 | 0 | 0
IGCC | 0 | 0 | 0 | 0 | 0 | 0
DemandResponse | 0 | 0 | 0 | 0 | 0 | 0
IGCC-CCS | 0 | 0 | 0 | 0 | 0 | 0
WT_off | 0 | 0 | 0 | 0 | 0 | 0
PseudoUnit | 0 | 0 | 0 | 0 | 0 | 0
FixedInterchange | 0 | 0 | 0 | 0 | 0 | 0
CO2 Emissions (MMshortTons): NYISO_G-I
ReportingType | 2015 | 2020 | 2025 | 2030 | 2035 | 2040
BM | 0 | 0 | 0 | 0 | 0 | 0
CC | 2.63 | 3.56 | 5.28 | 9.12 | 16.44 | 24.11
CSP | 0 | 0 | 0 | 0 | 0 | 0
CT | 0 | 0 | 0 | 0 | 0 | 0
Coal | 0 | 0 | 0 | 0 | 0 | 0
Geo | 0 | 0 | 0 | 0 | 0 | 0
H | 0 | 0 | 0 | 0 | 0 | 0
LFG | 0 | 0 | 0 | 0 | 0 | 0
Nuc | 0 | 0 | 0 | 0 | 0 | 0
PS | 0 | 0 | 0 | 0 | 0 | 0
PV | 0 | 0 | 0 | 0 | 0 | 0
PeakG | 0 | 0 | 0 | 0 | 0 | 0
PeakO | 0 | 0 | 0 | 0 | 0 | 0
ST | 0 | 0 | 0 | 0 | 0 | 0
STOG | 0 | 0 | 0 | 0 | 0 | 0
STWD | 0 | 0 | 0 | 0 | 0 | 0
WT | 0 | 0 | 0 | 0 | 0 | 0
IGCC | 0 | 0 | 0 | 0 | 0 | 0
DemandResponse | 0 | 0 | 0 | 0 | 0 | 0
IGCC-CCS | 0 | 0 | 0 | 0 | 0 | 0
WT_off | 0 | 0 | 0 | 0 | 0 | 0
PseudoUnit | 0 | 0 | 0 | 0 | 0 | 0
FixedInterchange | 0 | 0 | 0 | 0 | 0 | 0
CO2 Emissions (MMshortTons): NYISO_J-K
ReportingType | 2015 | 2020 | 2025 | 2030 | 2035 | 2040
BM | 0 | 0 | 0 | 0 | 0 | 0
CC | 10.44 | 13.87 | 14.19 | 13.88 | 17.64 | 22.16
CSP | 0 | 0 | 0 | 0 | 0 | 0
CT | 0 | 0 | 0.01 | 0.06 | 0.27 | 0.27
Coal | 0 | 0 | 0 | 0 | 0 | 0
Geo | 0 | 0 | 0 | 0 | 0 | 0
H | 0 | 0 | 0 | 0 | 0 | 0
LFG | 0 | 0 | 0 | 0 | 0 | 0
Nuc | 0 | 0 | 0 | 0 | 0 | 0
PS | 0 | 0 | 0 | 0 | 0 | 0
PV | 0 | 0 | 0 | 0 | 0 | 0
PeakG | 0.01 | 0.08 | 0.13 | 0.27 | 0.32 | 0.19
PeakO | 0 | 0 | 0 | 0 | 0 | 0
ST | 0 | 0 | 0 | 0 | 0 | 0
STOG | 0.75 | 1.57 | 2.14 | 3.41 | 4.14 | 3.96
STWD | 0 | 0 | 0 | 0 | 0 | 0
WT | 0 | 0 | 0 | 0 | 0 | 0
IGCC | 0 | 0 | 0 | 0 | 0 | 0
DemandResponse | 0 | 0 | 0 | 0 | 0 | 0
IGCC-CCS | 0 | 0 | 0 | 0 | 0 | 0
WT_off | 0 | 0 | 0 | 0 | 0 | 0
PseudoUnit | 0 | 0 | 0 | 0 | 0 | 0
FixedInterchange | 0 | 0 | 0 | 0 | 0 | 0
CO2 Emissions (MMshortTons): PJM_E
ReportingType | 2015 | 2020 | 2025 | 2030 | 2035 | 2040
BM | 0 | 0 | 0 | 0 | 0 | 0
CC | 11.21 | 17.52 | 17.45 | 22.66 | 20.2 | 28.25
CSP | 0 | 0 | 0 | 0 | 0 | 0
CT | 0 | 0 | 0 | 0.51 | 1.52 | 0.77
Coal | 0.53 | 0.61 | 0.98 | 1.14 | 1.35 | 2.4
Geo | 0 | 0 | 0 | 0 | 0 | 0
H | 0 | 0 | 0 | 0 | 0 | 0
LFG | 0 | 0 | 0 | 0 | 0 | 0
Nuc | 0 | 0 | 0 | 0 | 0 | 0
PS | 0 | 0 | 0 | 0 | 0 | 0
PV | 0 | 0 | 0 | 0 | 0 | 0
PeakG | 0.01 | 0.05 | 0.32 | 0.61 | 1.03 | 0.41
PeakO | 0 | 0 | 0 | 0.01 | 0 | 0
ST | 0 | 0 | 0 | 0 | 0 | 0
STOG | 0.18 | 0.34 | 0.66 | 0.66 | 1.14 | 0.77
STWD | 0 | 0 | 0 | 0 | 0 | 0
WT | 0 | 0 | 0 | 0 | 0 | 0
IGCC | 0 | 0 | 0 | 0 | 0 | 0
DemandResponse | 0 | 0 | 0 | 0 | 0 | 0
IGCC-CCS | 0 | 0 | 0 | 0 | 0 | 0
WT_off | 0 | 0 | 0 | 0 | 0 | 0
PseudoUnit | 0 | 0 | 0 | 0 | 0 | 0
FixedInterchange | 0 | 0 | 0 | 0 | 0 | 0
CO2 Emissions (MMshortTons): PJM_ROM
ReportingType | 2015 | 2020 | 2025 | 2030 | 2035 | 2040
BM | 0 | 0 | 0 | 0 | 0 | 0
CC | 7.34 | 9.16 | 10.05 | 12.05 | 46.58 | 90.06
CSP | 0 | 0 | 0 | 0 | 0 | 0
CT | 0 | 0 | 0 | 0 | 0 | 0
Coal | 57.16 | 57.53 | 58.96 | 61.84 | 62.44 | 62.44
Geo | 0 | 0 | 0 | 0 | 0 | 0
H | 0 | 0 | 0 | 0 | 0 | 0
LFG | 0 | 0 | 0 | 0 | 0 | 0
Nuc | 0 | 0 | 0 | 0 | 0 | 0
PS | 0 | 0 | 0 | 0 | 0 | 0
PV | 0 | 0 | 0 | 0 | 0 | 0
PeakG | 0 | 0.03 | 0.04 | 0.04 | 0.28 | 0.03
PeakO | 0 | 0 | 0 | 0 | 0 | 0
ST | 0 | 0 | 0 | 0 | 0 | 0
STOG | 0.43 | 0.83 | 0.83 | 1.16 | 1.45 | 1.32
STWD | 0 | 0 | 0 | 0 | 0 | 0
WT | 0 | 0 | 0 | 0 | 0 | 0
IGCC | 0 | 0 | 0 | 0 | 0 | 0
DemandResponse | 0 | 0 | 0 | 0 | 0 | 0
IGCC-CCS | 0 | 0 | 0 | 0 | 0 | 0
WT_off | 0 | 0 | 0 | 0 | 0 | 0
PseudoUnit | 0 | 0 | 0 | 0 | 0 | 0
FixedInterchange | 0 | 0 | 0 | 0 | 0 | 0
CO2 Emissions (MMshortTons): PJM_ROR
ReportingType | 2015 | 2020 | 2025 | 2030 | 2035 | 2040
BM | 0 | 0 | 0 | 0 | 0 | 0
CC | 26.62 | 45.21 | 52.19 | 37 | 56.07 | 52.79
CSP | 0 | 0 | 0 | 0 | 0 | 0
CT | 0 | 0 | 0.19 | 1.72 | 1.36 | 2.66
Coal | 389.61 | 319.15 | 321.95 | 326.77 | 337.24 | 343.47
Geo | 0 | 0 | 0 | 0 | 0 | 0
H | 0 | 0 | 0 | 0 | 0 | 0
LFG | 0 | 0 | 0 | 0 | 0 | 0
Nuc | 0 | 0 | 0 | 0 | 0 | 0
PS | 0 | 0 | 0 | 0 | 0 | 0
PV | 0 | 0 | 0 | 0 | 0 | 0
PeakG | 0.7 | 0.79 | 0.96 | 0.76 | 1.05 | 1.66
PeakO | 0 | 0 | 0 | 0 | 0 | 0
ST | 0 | 0 | 0 | 0 | 0 | 0
STOG | 0.49 | 0.52 | 0.52 | 0.49 | 0.85 | 0.85
STWD | 0 | 0 | 0 | 0 | 0 | 0
WT | 0 | 0 | 0 | 0 | 0 | 0
IGCC | 0 | 0 | 0 | 0 | 0 | 0
DemandResponse | 0 | 0 | 0 | 0 | 0 | 0
IGCC-CCS | 0 | 0 | 0 | 0 | 0 | 0
WT_off | 0 | 0 | 0 | 0 | 0 | 0
PseudoUnit | 0 | 0 | 0 | 0 | 0 | 0
FixedInterchange | 0 | 0 | 0 | 0 | 0 | 0
CO2 Emissions (MMshortTons): SOCO
ReportingType | 2015 | 2020 | 2025 | 2030 | 2035 | 2040
BM | 0 | 0 | 0 | 0 | 0 | 0
CC | 50.41 | 55.5 | 60.52 | 63.47 | 71.61 | 61.28
CSP | 0 | 0 | 0 | 0 | 0 | 0
CT | 0 | 0 | 0 | 0 | 0 | 0
Coal | 105.9 | 108.82 | 118.36 | 122.28 | 127.95 | 225.56
Geo | 0 | 0 | 0 | 0 | 0 | 0
H | 0 | 0 | 0 | 0 | 0 | 0
LFG | 0 | 0 | 0 | 0 | 0 | 0
Nuc | 0 | 0 | 0 | 0 | 0 | 0
PS | 0 | 0 | 0 | 0 | 0 | 0
PV | 0 | 0 | 0 | 0 | 0 | 0
PeakG | 0.59 | 0.8 | 1.33 | 1.32 | 1.39 | 1.04
PeakO | 0 | 0 | 0 | 0 | 0 | 0
ST | 0 | 0 | 0 | 0 | 0 | 0
STOG | 0 | 0 | 0 | 0 | 0 | 0
STWD | 0 | 0 | 0 | 0 | 0 | 0
WT | 0 | 0 | 0 | 0 | 0 | 0
IGCC | 0 | 0 | 0 | 0 | 0 | 0
DemandResponse | 0 | 0 | 0 | 0 | 0 | 0
IGCC-CCS | 0 | 0 | 0 | 0 | 0 | 0
WT_off | 0 | 0 | 0 | 0 | 0 | 0
PseudoUnit | 0 | 0 | 0 | 0 | 0 | 0
FixedInterchange | 0 | 0 | 0 | 0 | 0 | 0
CO2 Emissions (MMshortTons): SPP_N
ReportingType | 2015 | 2020 | 2025 | 2030 | 2035 | 2040
BM | 0 | 0 | 0 | 0 | 0 | 0
CC | 3.49 | 0.75 | 0.53 | 0.41 | 0.49 | 0.41
CSP | 0 | 0 | 0 | 0 | 0 | 0
CT | 0 | 0.01 | 0.01 | 0 | 0 | 0
Coal | 65.88 | 54.78 | 52.82 | 31.44 | 33.04 | 33.95
Geo | 0 | 0 | 0 | 0 | 0 | 0
H | 0 | 0 | 0 | 0 | 0 | 0
LFG | 0 | 0 | 0 | 0 | 0 | 0
Nuc | 0 | 0 | 0 | 0 | 0 | 0
PS | 0 | 0 | 0 | 0 | 0 | 0
PV | 0 | 0 | 0 | 0 | 0 | 0
PeakG | 0 | 0 | 0 | 0 | 0 | 0
PeakO | 0 | 0 | 0 | 0 | 0 | 0
ST | 0 | 0 | 0 | 0 | 0 | 0
STOG | 0.21 | 0.22 | 0.01 | 0 | 0 | 0
STWD | 0 | 0 | 0 | 0 | 0 | 0
WT | 0 | 0 | 0 | 0 | 0 | 0
IGCC | 0 | 0 | 0 | 0 | 0 | 0
DemandResponse | 0 | 0 | 0 | 0 | 0 | 0
IGCC-CCS | 0 | 0 | 0 | 0 | 0 | 0
WT_off | 0 | 0 | 0 | 0 | 0 | 0
PseudoUnit | 0 | 0 | 0 | 0 | 0 | 0
FixedInterchange | 0 | 0 | 0 | 0 | 0 | 0
CO2 Emissions (MMshortTons): SPP_S
ReportingType | 2015 | 2020 | 2025 | 2030 | 2035 | 2040
BM | 0 | 0 | 0 | 0 | 0 | 0
CC | 21.36 | 9.38 | 4.39 | 3.64 | 4.31 | 4.58
CSP | 0 | 0 | 0 | 0 | 0 | 0
CT | 0 | 0 | 0 | 0 | 0 | 0
Coal | 105.89 | 74.67 | 43.11 | 23.66 | 32.59 | 34.62
Geo | 0 | 0 | 0 | 0 | 0 | 0
H | 0 | 0 | 0 | 0 | 0 | 0
LFG | 0 | 0 | 0 | 0 | 0 | 0
Nuc | 0 | 0 | 0 | 0 | 0 | 0
PS | 0 | 0 | 0 | 0 | 0 | 0
PV | 0 | 0 | 0 | 0 | 0 | 0
PeakG | 0 | 0 | 0 | 0 | 0 | 0
PeakO | 0 | 0 | 0 | 0 | 0 | 0
ST | 0 | 0 | 0 | 0 | 0 | 0
STOG | 2.12 | 2.15 | 0.95 | 0.61 | 1.97 | 2.17
STWD | 0 | 0 | 0 | 0 | 0 | 0
WT | 0 | 0 | 0 | 0 | 0 | 0
IGCC | 0 | 0 | 0 | 0 | 0 | 0
DemandResponse | 0 | 0 | 0 | 0 | 0 | 0
IGCC-CCS | 0 | 0 | 0 | 0 | 0 | 0
WT_off | 0 | 0 | 0 | 0 | 0 | 0
PseudoUnit | 0 | 0 | 0 | 0 | 0 | 0
FixedInterchange | 0 | 0 | 0 | 0 | 0 | 0
CO2 Emissions (MMshortTons): TVA
ReportingType | 2015 | 2020 | 2025 | 2030 | 2035 | 2040
BM | 0 | 0 | 0 | 0 | 0 | 0
CC | 7.45 | 14.13 | 18.91 | 25.59 | 31.21 | 25.83
CSP | 0 | 0 | 0 | 0 | 0 | 0
CT | 0.02 | 0.29 | 0.25 | 0.4 | 1.04 | 1.27
Coal | 99.16 | 84.85 | 85.77 | 85.77 | 87.46 | 116.97
Geo | 0 | 0 | 0 | 0 | 0 | 0
H | 0 | 0 | 0 | 0 | 0 | 0
LFG | 0 | 0 | 0 | 0 | 0 | 0
Nuc | 0 | 0 | 0 | 0 | 0 | 0
PS | 0 | 0 | 0 | 0 | 0 | 0
PV | 0 | 0 | 0 | 0 | 0 | 0
PeakG | 0 | 0 | 0.02 | 0 | 0 | 0
PeakO | 0 | 0 | 0 | 0 | 0 | 0
ST | 0 | 0 | 0 | 0 | 0 | 0
STOG | 0 | 0 | 0 | 0 | 0 | 0
STWD | 0 | 0 | 0 | 0 | 0 | 0
WT | 0 | 0 | 0 | 0 | 0 | 0
IGCC | 0 | 0 | 0 | 0 | 0 | 0
DemandResponse | 0 | 0 | 0 | 0 | 0 | 0
IGCC-CCS | 0 | 0 | 0 | 0 | 0 | 0
WT_off | 0 | 0 | 0 | 0 | 0 | 0
PseudoUnit | 0 | 0 | 0 | 0 | 0 | 0
FixedInterchange | 0 | 0 | 0 | 0 | 0 | 0
CO2 Emissions (MMshortTons): TVA_Transmission
ReportingType | 2015 | 2020 | 2025 | 2030 | 2035 | 2040
BM | 0 | 0 | 0 | 0 | 0 | 0
CC | 0 | 0 | 0 | 0 | 0 | 0
CSP | 0 | 0 | 0 | 0 | 0 | 0
CT | 0 | 0 | 0 | 0 | 0 | 0
Coal | 0 | 0 | 0 | 0 | 0 | 0
Geo | 0 | 0 | 0 | 0 | 0 | 0
H | 0 | 0 | 0 | 0 | 0 | 0
LFG | 0 | 0 | 0 | 0 | 0 | 0
Nuc | 0 | 0 | 0 | 0 | 0 | 0
PS | 0 | 0 | 0 | 0 | 0 | 0
PV | 0 | 0 | 0 | 0 | 0 | 0
PeakG | 0 | 0 | 0 | 0 | 0 | 0
PeakO | 0 | 0 | 0 | 0 | 0 | 0
ST | 0 | 0 | 0 | 0 | 0 | 0
STOG | 0 | 0 | 0 | 0 | 0 | 0
STWD | 0 | 0 | 0 | 0 | 0 | 0
WT | 0 | 0 | 0 | 0 | 0 | 0
IGCC | 0 | 0 | 0 | 0 | 0 | 0
DemandResponse | 0 | 0 | 0 | 0 | 0 | 0
IGCC-CCS | 0 | 0 | 0 | 0 | 0 | 0
WT_off | 0 | 0 | 0 | 0 | 0 | 0
PseudoUnit | 0 | 0 | 0 | 0 | 0 | 0
FixedInterchange | 0 | 0 | 0 | 0 | 0 | 0
CO2 Emissions (MMshortTons): VACAR
ReportingType | 2015 | 2020 | 2025 | 2030 | 2035 | 2040
BM | 0 | 0 | 0 | 0 | 0 | 0
CC | 26.71 | 35.23 | 37.74 | 41.21 | 63.16 | 82.88
CSP | 0 | 0 | 0 | 0 | 0 | 0
CT | 0.02 | 0.17 | 0.24 | 0.46 | 0.49 | 0.6
Coal | 79.7 | 74.61 | 88.39 | 93.68 | 105.93 | 111.75
Geo | 0 | 0 | 0 | 0 | 0 | 0
H | 0 | 0 | 0 | 0 | 0 | 0
LFG | 0 | 0 | 0 | 0 | 0 | 0
Nuc | 0 | 0 | 0 | 0 | 0 | 0
PS | 0 | 0 | 0 | 0 | 0 | 0
PV | 0 | 0 | 0 | 0 | 0 | 0
PeakG | 0.03 | 0.06 | 0.14 | 0.12 | 0.11 | 0.1
PeakO | 0 | 0 | 0 | 0 | 0 | 0
ST | 0 | 0 | 0 | 0 | 0 | 0
STOG | 0 | 0 | 0 | 0 | 0 | 0
STWD | 0 | 0 | 0 | 0 | 0 | 0
WT | 0 | 0 | 0 | 0 | 0 | 0
IGCC | 0 | 0 | 0 | 0 | 0 | 0
DemandResponse | 0 | 0 | 0 | 0 | 0 | 0
IGCC-CCS | 0 | 0 | 0 | 0 | 0 | 0
WT_off | 0 | 0 | 0 | 0 | 0 | 0
PseudoUnit | 0 | 0 | 0 | 0 | 0 | 0
FixedInterchange | 0 | 0 | 0 | 0 | 0 | 0
CO2 Emissions (MMshortTons): IESO
ReportingType | 2015 | 2020 | 2025 | 2030 | 2035 | 2040
BM | 0 | 0 | 0 | 0 | 0 | 0
CC | 0.75 | 0.91 | 2.35 | 6.1 | 18.3 | 28.93
CSP | 0 | 0 | 0 | 0 | 0 | 0
CT | 0 | 0 | 0 | 0 | 0 | 0.01
Coal | 0 | 0 | 0 | 0 | 0 | 0
Geo | 0 | 0 | 0 | 0 | 0 | 0
H | 0 | 0 | 0 | 0 | 0 | 0
LFG | 0 | 0 | 0 | 0 | 0 | 0
Nuc | 0 | 0 | 0 | 0 | 0 | 0
PS | 0 | 0 | 0 | 0 | 0 | 0
PV | 0 | 0 | 0 | 0 | 0 | 0
PeakG | 0 | 0 | 0 | 0 | 0 | 0
PeakO | 0 | 0 | 0 | 0 | 0 | 0
ST | 0 | 0 | 0 | 0 | 0 | 0
STOG | 0 | 0 | 0 | 0 | 0 | 0
STWD | 0 | 0 | 0 | 0 | 0 | 0
WT | 0 | 0 | 0 | 0 | 0 | 0
IGCC | 0 | 0 | 0 | 0 | 0 | 0
DemandResponse | 0 | 0 | 0 | 0 | 0 | 0
IGCC-CCS | 0 | 0 | 0 | 0 | 0 | 0
WT_off | 0 | 0 | 0 | 0 | 0 | 0
PseudoUnit | 0 | 0 | 0 | 0 | 0 | 0
FixedInterchange | 0 | 0 | 0 | 0 | 0 | 0
CO2 Emissions (MMshortTons): MAPP_CA
ReportingType | 2015 | 2020 | 2025 | 2030 | 2035 | 2040
BM | 0 | 0 | 0 | 0 | 0 | 0
CC | 2.97 | 2.86 | 2.23 | 0.45 | 1.21 | 0.9
CSP | 0 | 0 | 0 | 0 | 0 | 0
CT | 0 | 0 | 0 | 0 | 0 | 0
Coal | 0.25 | 0.8 | 0.9 | 0.08 | 1.15 | 1.2
Geo | 0 | 0 | 0 | 0 | 0 | 0
H | 0 | 0 | 0 | 0 | 0 | 0
LFG | 0 | 0 | 0 | 0 | 0 | 0
Nuc | 0 | 0 | 0 | 0 | 0 | 0
PS | 0 | 0 | 0 | 0 | 0 | 0
PV | 0 | 0 | 0 | 0 | 0 | 0
PeakG | 0 | 0 | 0 | 0 | 0 | 0
PeakO | 0 | 0 | 0 | 0 | 0 | 0
ST | 0 | 0 | 0 | 0 | 0 | 0
STOG | 0 | 0 | 0 | 0 | 0 | 0
STWD | 0 | 0 | 0 | 0 | 0 | 0
WT | 0 | 0 | 0 | 0 | 0 | 0
IGCC | 0 | 0 | 0 | 0 | 0 | 0
DemandResponse | 0 | 0 | 0 | 0 | 0 | 0
IGCC-CCS | 0 | 0 | 0 | 0 | 0 | 0
WT_off | 0 | 0 | 0 | 0 | 0 | 0
PseudoUnit | 0 | 0 | 0 | 0 | 0 | 0
FixedInterchange | 0 | 0 | 0 | 0 | 0 | 0
CO2 Emissions (MMshortTons): AZ_NM_SNV_Coal
ReportingType | 2015 | 2020 | 2025 | 2030 | 2035 | 2040
BM | 0 | 0 | 0 | 0 | 0 | 0
CC | 0 | 0 | 0 | 0 | 0 | 0
CSP | 0 | 0 | 0 | 0 | 0 | 0
CT | 0 | 0 | 0 | 0 | 0 | 0
Coal | 79.31 | 80.51 | 80.51 | 80.51 | 80.51 | 166.12
Geo | 0 | 0 | 0 | 0 | 0 | 0
H | 0 | 0 | 0 | 0 | 0 | 0
LFG | 0 | 0 | 0 | 0 | 0 | 0
Nuc | 0 | 0 | 0 | 0 | 0 | 0
PS | 0 | 0 | 0 | 0 | 0 | 0
PV | 0 | 0 | 0 | 0 | 0 | 0
PeakG | 0 | 0 | 0 | 0 | 0 | 0
PeakO | 0 | 0 | 0 | 0 | 0 | 0
ST | 0 | 0 | 0 | 0 | 0 | 0
STOG | 0 | 0 | 0 | 0 | 0 | 0
STWD | 0 | 0 | 0 | 0 | 0 | 0
WT | 0 | 0 | 0 | 0 | 0 | 0
IGCC | 0 | 0 | 0 | 0 | 0 | 0
DemandResponse | 0 | 0 | 0 | 0 | 0 | 0
IGCC-CCS | 0 | 0 | 0 | 0 | 0 | 0
WT_off | 0 | 0 | 0 | 0 | 0 | 0
PseudoUnit | 0 | 0 | 0 | 0 | 0 | 0
FixedInterchange | 0 | 0 | 0 | 0 | 0 | 0
CO2 Emissions (MMshortTons): AZ_NM_SNV_Gas
ReportingType | 2015 | 2020 | 2025 | 2030 | 2035 | 2040
BM | 0 | 0 | 0 | 0 | 0 | 0
CC | 43.92 | 56.52 | 62.37 | 85.68 | 100.38 | 89.44
CSP | 0 | 0 | 0 | 0 | 0 | 0
CT | 0 | 0 | 0.31 | 0.18 | 0 | 0
Coal | 0 | 0 | 0 | 0 | 0 | 0
Geo | 0 | 0 | 0 | 0 | 0 | 0
H | 0 | 0 | 0 | 0 | 0 | 0
LFG | 0 | 0 | 0 | 0 | 0 | 0
Nuc | 0 | 0 | 0 | 0 | 0 | 0
PS | 0 | 0 | 0 | 0 | 0 | 0
PV | 0 | 0 | 0 | 0 | 0 | 0
PeakG | 0 | 0.01 | 0.66 | 0 | 0 | 0
PeakO | 0 | 0 | 0 | 0 | 0 | 0
ST | 0 | 0 | 0 | 0 | 0 | 0
STOG | 0 | 0 | 0 | 0 | 0 | 0
STWD | 0 | 0 | 0 | 0 | 0 | 0
WT | 0 | 0 | 0 | 0 | 0 | 0
IGCC | 0 | 0 | 0 | 0 | 0 | 0
DemandResponse | 0 | 0 | 0 | 0 | 0 | 0
IGCC-CCS | 0 | 0 | 0 | 0 | 0 | 0
WT_off | 0 | 0 | 0 | 0 | 0 | 0
PseudoUnit | 0 | 0 | 0 | 0 | 0 | 0
FixedInterchange | 0 | 0 | 0 | 0 | 0 | 0
CO2 Emissions (MMshortTons): AZ_NM_SNV_NucRenew
ReportingType | 2015 | 2020 | 2025 | 2030 | 2035 | 2040
BM | 0 | 0 | 0 | 0 | 0 | 0
CC | 0 | 0 | 0 | 0 | 0 | 0
CSP | 0 | 0 | 0 | 0 | 0 | 0
CT | 0 | 0 | 0 | 0 | 0 | 0
Coal | 0 | 0 | 0 | 0 | 0 | 0
Geo | 0 | 0 | 0 | 0 | 0 | 0
H | 0 | 0 | 0 | 0 | 0 | 0
LFG | 0 | 0 | 0 | 0 | 0 | 0
Nuc | 0 | 0 | 0 | 0 | 0 | 0
PS | 0 | 0 | 0 | 0 | 0 | 0
PV | 0 | 0 | 0 | 0 | 0 | 0
PeakG | 0 | 0 | 0 | 0 | 0 | 0
PeakO | 0 | 0 | 0 | 0 | 0 | 0
ST | 0 | 0 | 0 | 0 | 0 | 0
STOG | 0 | 0 | 0 | 0 | 0 | 0
STWD | 0 | 0 | 0 | 0 | 0 | 0
WT | 0 | 0 | 0 | 0 | 0 | 0
IGCC | 0 | 0 | 0 | 0 | 0 | 0
DemandResponse | 0 | 0 | 0 | 0 | 0 | 0
IGCC-CCS | 0 | 0 | 0 | 0 | 0 | 0
WT_off | 0 | 0 | 0 | 0 | 0 | 0
PseudoUnit | 0 | 0 | 0 | 0 | 0 | 0
FixedInterchange | 0 | 0 | 0 | 0 | 0 | 0
CO2 Emissions (MMshortTons): ERCOT
ReportingType | 2015 | 2020 | 2025 | 2030 | 2035 | 2040
BM | 0 | 0 | 0 | 0 | 0 | 0
CC | 66.49 | 63.92 | 59.24 | 56.44 | 63.3 | 75.59
CSP | 0 | 0 | 0 | 0 | 0 | 0
CT | 0 | 0 | 0 | 0 | 0 | 0
Coal | 128.72 | 139.4 | 146.37 | 148.95 | 157.9 | 157.9
Geo | 0 | 0 | 0 | 0 | 0 | 0
H | 0 | 0 | 0 | 0 | 0 | 0
LFG | 0 | 0 | 0 | 0 | 0 | 0
Nuc | 0 | 0 | 0 | 0 | 0 | 0
PS | 0 | 0 | 0 | 0 | 0 | 0
PV | 0 | 0 | 0 | 0 | 0 | 0
PeakG | 0 | 0 | 0 | 0 | 0 | 0
PeakO | 0 | 0 | 0 | 0 | 0 | 0
ST | 0 | 0 | 0 | 0 | 0 | 0
STOG | 3.55 | 3.33 | 3.04 | 2.18 | 2.11 | 2.08
STWD | 0 | 0 | 0 | 0 | 0 | 0
WT | 0 | 0 | 0 | 0 | 0 | 0
IGCC | 0 | 0 | 0 | 0 | 0 | 0
DemandResponse | 0 | 0 | 0 | 0 | 0 | 0
IGCC-CCS | 0 | 0 | 0 | 0 | 0 | 0
WT_off | 0 | 0 | 0 | 0 | 0 | 0
PseudoUnit | 0 | 0 | 0 | 0 | 0 | 0
FixedInterchange | 0 | 0 | 0 | 0 | 0 | 0
CO2 Emissions (MMshortTons): NP15
ReportingType | 2015 | 2020 | 2025 | 2030 | 2035 | 2040
BM | 0 | 0 | 0 | 0 | 0 | 0
CC | 16.44 | 17.72 | 13.9 | 12.8 | 10.68 | 10.75
CSP | 0 | 0 | 0 | 0 | 0 | 0
CT | 0 | 0 | 0 | 0 | 0.05 | 0.08
Coal | 0.27 | 0 | 0 | 0 | 0 | 0
Geo | 0 | 0 | 0 | 0 | 0 | 0
H | 0 | 0 | 0 | 0 | 0 | 0
LFG | 0 | 0 | 0 | 0 | 0 | 0
Nuc | 0 | 0 | 0 | 0 | 0 | 0
PS | 0 | 0 | 0 | 0 | 0 | 0
PV | 0 | 0 | 0 | 0 | 0 | 0
PeakG | 0 | 0 | 0 | 0.03 | 0.12 | 0.19
PeakO | 0 | 0 | 0 | 0 | 0 | 0
ST | 0 | 0 | 0 | 0 | 0 | 0
STOG | 0.13 | 0.23 | 0.2 | 0.39 | 0.49 | 0.69
STWD | 0 | 0 | 0 | 0 | 0 | 0
WT | 0 | 0 | 0 | 0 | 0 | 0
IGCC | 0 | 0 | 0 | 0 | 0 | 0
DemandResponse | 0 | 0 | 0 | 0 | 0 | 0
IGCC-CCS | 0 | 0 | 0 | 0 | 0 | 0
WT_off | 0 | 0 | 0 | 0 | 0 | 0
PseudoUnit | 0 | 0 | 0 | 0 | 0 | 0
FixedInterchange | 0 | 0 | 0 | 0 | 0 | 0
CO2 Emissions (MMshortTons): NWPP_Coal
ReportingType | 2015 | 2020 | 2025 | 2030 | 2035 | 2040
BM | 0 | 0 | 0 | 0 | 0 | 0
CC | 0 | 0 | 0 | 0 | 0 | 0
CSP | 0 | 0 | 0 | 0 | 0 | 0
CT | 0 | 0 | 0 | 0 | 0 | 0
Coal | 108.37 | 109.08 | 109.08 | 109.08 | 108.57 | 108.57
Geo | 0 | 0 | 0 | 0 | 0 | 0
H | 0 | 0 | 0 | 0 | 0 | 0
LFG | 0 | 0 | 0 | 0 | 0 | 0
Nuc | 0 | 0 | 0 | 0 | 0 | 0
PS | 0 | 0 | 0 | 0 | 0 | 0
PV | 0 | 0 | 0 | 0 | 0 | 0
PeakG | 0 | 0 | 0 | 0 | 0 | 0
PeakO | 0 | 0 | 0 | 0 | 0 | 0
ST | 0 | 0 | 0 | 0 | 0 | 0
STOG | 0 | 0 | 0 | 0 | 0 | 0
STWD | 0 | 0 | 0 | 0 | 0 | 0
WT | 0 | 0 | 0 | 0 | 0 | 0
IGCC | 0 | 0 | 0 | 0 | 0 | 0
DemandResponse | 0 | 0 | 0 | 0 | 0 | 0
IGCC-CCS | 0 | 0 | 0 | 0 | 0 | 0
WT_off | 0 | 0 | 0 | 0 | 0 | 0
PseudoUnit | 0 | 0 | 0 | 0 | 0 | 0
FixedInterchange | 0 | 0 | 0 | 0 | 0 | 0
CO2 Emissions (MMshortTons): NWPP_Gas
ReportingType | 2015 | 2020 | 2025 | 2030 | 2035 | 2040
BM | 0 | 0 | 0 | 0 | 0 | 0
CC | 21.13 | 25.11 | 36.78 | 53.32 | 77.24 | 90.3
CSP | 0 | 0 | 0 | 0 | 0 | 0
CT | 0 | 0 | 0 | 0 | 0 | 0
Coal | 0 | 0 | 0 | 0 | 0 | 3.2
Geo | 0 | 0 | 0 | 0 | 0 | 0
H | 0 | 0 | 0 | 0 | 0 | 0
LFG | 0 | 0 | 0 | 0 | 0 | 0
Nuc | 0 | 0 | 0 | 0 | 0 | 0
PS | 0 | 0 | 0 | 0 | 0 | 0
PV | 0 | 0 | 0 | 0 | 0 | 0
PeakG | 0 | 0 | 0 | 0 | 0 | 0
PeakO | 0 | 0 | 0 | 0 | 0 | 0
ST | 0 | 0 | 0 | 0 | 0 | 0
STOG | 0 | 0 | 0 | 0 | 0 | 0
STWD | 0 | 0 | 0 | 0 | 0 | 0
WT | 0 | 0 | 0 | 0 | 0 | 0
IGCC | 0 | 0 | 0 | 0 | 0 | 0
DemandResponse | 0 | 0 | 0 | 0 | 0 | 0
IGCC-CCS | 0 | 0 | 0 | 0 | 0 | 0
WT_off | 0 | 0 | 0 | 0 | 0 | 0
PseudoUnit | 0 | 0 | 0 | 0 | 0 | 0
FixedInterchange | 0 | 0 | 0 | 0 | 0 | 0
CO2 Emissions (MMshortTons): NWPP_NucRenew
ReportingType | 2015 | 2020 | 2025 | 2030 | 2035 | 2040
BM | 0 | 0 | 0 | 0 | 0 | 0
CC | 0 | 0 | 0 | 0 | 0 | 0
CSP | 0 | 0 | 0 | 0 | 0 | 0
CT | 0 | 0 | 0 | 0 | 0 | 0
Coal | 0 | 0 | 0 | 0 | 0 | 0
Geo | 0 | 0 | 0 | 0 | 0 | 0
H | 0 | 0 | 0 | 0 | 0 | 0
LFG | 0 | 0 | 0 | 0 | 0 | 0
Nuc | 0 | 0 | 0 | 0 | 0 | 0
PS | 0 | 0 | 0 | 0 | 0 | 0
PV | 0 | 0 | 0 | 0 | 0 | 0
PeakG | 0 | 0 | 0 | 0 | 0 | 0
PeakO | 0 | 0 | 0 | 0 | 0 | 0
ST | 0 | 0 | 0 | 0 | 0 | 0
STOG | 0 | 0 | 0 | 0 | 0 | 0
STWD | 0 | 0 | 0 | 0 | 0 | 0
WT | 0 | 0 | 0 | 0 | 0 | 0
IGCC | 0 | 0 | 0 | 0 | 0 | 0
DemandResponse | 0 | 0 | 0 | 0 | 0 | 0
IGCC-CCS | 0 | 0 | 0 | 0 | 0 | 0
WT_off | 0 | 0 | 0 | 0 | 0 | 0
PseudoUnit | 0 | 0 | 0 | 0 | 0 | 0
FixedInterchange | 0 | 0 | 0 | 0 | 0 | 0
CO2 Emissions (MMshortTons): RMPA
ReportingType | 2015 | 2020 | 2025 | 2030 | 2035 | 2040
BM | 0 | 0 | 0 | 0 | 0 | 0
CC | 3.71 | 3.91 | 1.62 | 1.28 | 1.16 | 1.03
CSP | 0 | 0 | 0 | 0 | 0 | 0
CT | 0 | 0 | 0 | 0 | 0 | 0
Coal | 61.31 | 68.34 | 68.69 | 76.27 | 93.4 | 109.5
Geo | 0 | 0 | 0 | 0 | 0 | 0
H | 0 | 0 | 0 | 0 | 0 | 0
LFG | 0 | 0 | 0 | 0 | 0 | 0
Nuc | 0 | 0 | 0 | 0 | 0 | 0
PS | 0 | 0 | 0 | 0 | 0 | 0
PV | 0 | 0 | 0 | 0 | 0 | 0
PeakG | 0.01 | 0.02 | 0.01 | 0.04 | 0.04 | 0.03
PeakO | 0 | 0 | 0 | 0 | 0 | 0
ST | 0 | 0 | 0 | 0 | 0 | 0
STOG | 0 | 0 | 0 | 0 | 0 | 0
STWD | 0 | 0 | 0 | 0 | 0 | 0
WT | 0 | 0 | 0 | 0 | 0 | 0
IGCC | 0 | 0 | 0 | 0 | 0 | 0
DemandResponse | 0 | 0 | 0 | 0 | 0 | 0
IGCC-CCS | 0 | 0 | 0 | 0 | 0 | 0
WT_off | 0 | 0 | 0 | 0 | 0 | 0
PseudoUnit | 0 | 0 | 0 | 0 | 0 | 0
FixedInterchange | 0 | 0 | 0 | 0 | 0 | 0
CO2 Emissions (MMshortTons): SP15
ReportingType | 2015 | 2020 | 2025 | 2030 | 2035 | 2040
BM | 0 | 0 | 0 | 0 | 0 | 0
CC | 20.76 | 17.51 | 14.48 | 8.1 | 8.94 | 5.53
CSP | 0 | 0 | 0 | 0 | 0 | 0
CT | 0 | 0 | 0 | 0.03 | 0.41 | 0.3
Coal | 0.9 | 0.9 | 0.9 | 0.55 | 0.19 | 0.08
Geo | 0 | 0 | 0 | 0 | 0 | 0
H | 0 | 0 | 0 | 0 | 0 | 0
LFG | 0 | 0 | 0 | 0 | 0 | 0
Nuc | 0 | 0 | 0 | 0 | 0 | 0
PS | 0 | 0 | 0 | 0 | 0 | 0
PV | 0 | 0 | 0 | 0 | 0 | 0
PeakG | 0 | 0 | 0.01 | 0.04 | 0.04 | 0.02
PeakO | 0 | 0 | 0 | 0 | 0 | 0
ST | 0 | 0 | 0 | 0 | 0 | 0
STOG | 0.37 | 0.66 | 0.67 | 1.24 | 2.31 | 1.59
STWD | 0 | 0 | 0 | 0 | 0 | 0
WT | 0 | 0 | 0 | 0 | 0 | 0
IGCC | 0 | 0 | 0 | 0 | 0 | 0
DemandResponse | 0 | 0 | 0 | 0 | 0 | 0
IGCC-CCS | 0 | 0 | 0 | 0 | 0 | 0
WT_off | 0 | 0 | 0 | 0 | 0 | 0
PseudoUnit | 0 | 0 | 0 | 0 | 0 | 0
FixedInterchange | 0 | 0 | 0 | 0 | 0 | 0
CO2 Emissions (MMshortTons): ALB
ReportingType | 2015 | 2020 | 2025 | 2030 | 2035 | 2040
BM | 0 | 0 | 0 | 0 | 0 | 0
CC | 8.71 | 12.07 | 15.32 | 19.85 | 24.84 | 29.18
CSP | 0 | 0 | 0 | 0 | 0 | 0
CT | 0 | 0 | 0 | 0 | 0 | 0
Coal | 50 | 50 | 50 | 50 | 50 | 50
Geo | 0 | 0 | 0 | 0 | 0 | 0
H | 0 | 0 | 0 | 0 | 0 | 0
LFG | 0 | 0 | 0 | 0 | 0 | 0
Nuc | 0 | 0 | 0 | 0 | 0 | 0
PS | 0 | 0 | 0 | 0 | 0 | 0
PV | 0 | 0 | 0 | 0 | 0 | 0
PeakG | 0 | 0 | 0 | 0 | 0 | 0
PeakO | 0 | 0 | 0 | 0 | 0 | 0
ST | 0 | 0 | 0 | 0 | 0 | 0
STOG | 0 | 0 | 0 | 0 | 0 | 0
STWD | 0 | 0 | 0 | 0 | 0 | 0
WT | 0 | 0 | 0 | 0 | 0 | 0
IGCC | 0 | 0 | 0 | 0 | 0 | 0
DemandResponse | 0 | 0 | 0 | 0 | 0 | 0
IGCC-CCS | 0 | 0 | 0 | 0 | 0 | 0
WT_off | 0 | 0 | 0 | 0 | 0 | 0
PseudoUnit | 0 | 0 | 0 | 0 | 0 | 0
FixedInterchange | 0 | 0 | 0 | 0 | 0 | 0
CO2 Emissions (MMshortTons): BC
ReportingType | 2015 | 2020 | 2025 | 2030 | 2035 | 2040
BM | 0 | 0 | 0 | 0 | 0 | 0
CC | 5.12 | 7.91 | 11.91 | 14.82 | 18.56 | 22.71
CSP | 0 | 0 | 0 | 0 | 0 | 0
CT | 0 | 0 | 0 | 0 | 0 | 0
Coal | 0 | 0 | 0 | 0 | 0 | 0
Geo | 0 | 0 | 0 | 0 | 0 | 0
H | 0 | 0 | 0 | 0 | 0 | 0
LFG | 0 | 0 | 0 | 0 | 0 | 0
Nuc | 0 | 0 | 0 | 0 | 0 | 0
PS | 0 | 0 | 0 | 0 | 0 | 0
PV | 0 | 0 | 0 | 0 | 0 | 0
PeakG | 0 | 0 | 0 | 0 | 0 | 0
PeakO | 0 | 0 | 0 | 0 | 0 | 0
ST | 0 | 0 | 0 | 0 | 0 | 0
STOG | 0 | 0.11 | 0 | 0 | 0 | 0
STWD | 0 | 0 | 0 | 0 | 0 | 0
WT | 0 | 0 | 0 | 0 | 0 | 0
IGCC | 0 | 0 | 0 | 0 | 0 | 0
DemandResponse | 0 | 0 | 0 | 0 | 0 | 0
IGCC-CCS | 0 | 0 | 0 | 0 | 0 | 0
WT_off | 0 | 0 | 0 | 0 | 0 | 0
PseudoUnit | 0 | 0 | 0 | 0 | 0 | 0
FixedInterchange | 0 | 0 | 0 | 0 | 0 | 0
CO2 Emissions (MMshortTons): HQ_IESO
ReportingType | 2015 | 2020 | 2025 | 2030 | 2035 | 2040
BM | 0 | 0 | 0 | 0 | 0 | 0
CC | 0 | 0 | 0 | 0 | 0 | 0
CSP | 0 | 0 | 0 | 0 | 0 | 0
CT | 0 | 0 | 0 | 0 | 0 | 0
Coal | 0 | 0 | 0 | 0 | 0 | 0
Geo | 0 | 0 | 0 | 0 | 0 | 0
H | 0 | 0 | 0 | 0 | 0 | 0
LFG | 0 | 0 | 0 | 0 | 0 | 0
Nuc | 0 | 0 | 0 | 0 | 0 | 0
PS | 0 | 0 | 0 | 0 | 0 | 0
PV | 0 | 0 | 0 | 0 | 0 | 0
PeakG | 0 | 0 | 0 | 0 | 0 | 0
PeakO | 0 | 0 | 0 | 0 | 0 | 0
ST | 0 | 0 | 0 | 0 | 0 | 0
STOG | 0 | 0 | 0 | 0 | 0 | 0
STWD | 0 | 0 | 0 | 0 | 0 | 0
WT | 0 | 0 | 0 | 0 | 0 | 0
IGCC | 0 | 0 | 0 | 0 | 0 | 0
DemandResponse | 0 | 0 | 0 | 0 | 0 | 0
IGCC-CCS | 0 | 0 | 0 | 0 | 0 | 0
WT_off | 0 | 0 | 0 | 0 | 0 | 0
PseudoUnit | 0 | 0 | 0 | 0 | 0 | 0
FixedInterchange | 0 | 0 | 0 | 0 | 0 | 0
CO2 Emissions (MMshortTons): HQ_NEISO
ReportingType | 2015 | 2020 | 2025 | 2030 | 2035 | 2040
BM | 0 | 0 | 0 | 0 | 0 | 0
CC | 0 | 0 | 0 | 0 | 0 | 0
CSP | 0 | 0 | 0 | 0 | 0 | 0
CT | 0 | 0 | 0 | 0 | 0 | 0
Coal | 0 | 0 | 0 | 0 | 0 | 0
Geo | 0 | 0 | 0 | 0 | 0 | 0
H | 0 | 0 | 0 | 0 | 0 | 0
LFG | 0 | 0 | 0 | 0 | 0 | 0
Nuc | 0 | 0 | 0 | 0 | 0 | 0
PS | 0 | 0 | 0 | 0 | 0 | 0
PV | 0 | 0 | 0 | 0 | 0 | 0
PeakG | 0 | 0 | 0 | 0 | 0 | 0
PeakO | 0 | 0 | 0 | 0 | 0 | 0
ST | 0 | 0 | 0 | 0 | 0 | 0
STOG | 0 | 0 | 0 | 0 | 0 | 0
STWD | 0 | 0 | 0 | 0 | 0 | 0
WT | 0 | 0 | 0 | 0 | 0 | 0
IGCC | 0 | 0 | 0 | 0 | 0 | 0
DemandResponse | 0 | 0 | 0 | 0 | 0 | 0
IGCC-CCS | 0 | 0 | 0 | 0 | 0 | 0
WT_off | 0 | 0 | 0 | 0 | 0 | 0
PseudoUnit | 0 | 0 | 0 | 0 | 0 | 0
FixedInterchange | 0 | 0 | 0 | 0 | 0 | 0
CO2 Emissions (MMshortTons): HQ_NY
ReportingType | 2015 | 2020 | 2025 | 2030 | 2035 | 2040
BM | 0 | 0 | 0 | 0 | 0 | 0
CC | 0 | 0 | 0 | 0 | 0 | 0
CSP | 0 | 0 | 0 | 0 | 0 | 0
CT | 0 | 0 | 0 | 0 | 0 | 0
Coal | 0 | 0 | 0 | 0 | 0 | 0
Geo | 0 | 0 | 0 | 0 | 0 | 0
H | 0 | 0 | 0 | 0 | 0 | 0
LFG | 0 | 0 | 0 | 0 | 0 | 0
Nuc | 0 | 0 | 0 | 0 | 0 | 0
PS | 0 | 0 | 0 | 0 | 0 | 0
PV | 0 | 0 | 0 | 0 | 0 | 0
PeakG | 0 | 0 | 0 | 0 | 0 | 0
PeakO | 0 | 0 | 0 | 0 | 0 | 0
ST | 0 | 0 | 0 | 0 | 0 | 0
STOG | 0 | 0 | 0 | 0 | 0 | 0
STWD | 0 | 0 | 0 | 0 | 0 | 0
WT | 0 | 0 | 0 | 0 | 0 | 0
IGCC | 0 | 0 | 0 | 0 | 0 | 0
DemandResponse | 0 | 0 | 0 | 0 | 0 | 0
IGCC-CCS | 0 | 0 | 0 | 0 | 0 | 0
WT_off | 0 | 0 | 0 | 0 | 0 | 0
PseudoUnit | 0 | 0 | 0 | 0 | 0 | 0
FixedInterchange | 0 | 0 | 0 | 0 | 0 | 0
CO2 Emissions (MMshortTons): MARITIMES
ReportingType | 2015 | 2020 | 2025 | 2030 | 2035 | 2040
BM | 0 | 0 | 0 | 0 | 0 | 0
CC | 0 | 0 | 0 | 0 | 0 | 0
CSP | 0 | 0 | 0 | 0 | 0 | 0
CT | 0 | 0 | 0 | 0 | 0 | 0
Coal | 0 | 0 | 0 | 0 | 0 | 0
Geo | 0 | 0 | 0 | 0 | 0 | 0
H | 0 | 0 | 0 | 0 | 0 | 0
LFG | 0 | 0 | 0 | 0 | 0 | 0
Nuc | 0 | 0 | 0 | 0 | 0 | 0
PS | 0 | 0 | 0 | 0 | 0 | 0
PV | 0 | 0 | 0 | 0 | 0 | 0
PeakG | 0 | 0 | 0 | 0 | 0 | 0
PeakO | 0 | 0 | 0 | 0 | 0 | 0
ST | 0 | 0 | 0 | 0 | 0 | 0
STOG | 0 | 0 | 0 | 0 | 0 | 0
STWD | 0 | 0 | 0 | 0 | 0 | 0
WT | 0 | 0 | 0 | 0 | 0 | 0
IGCC | 0 | 0 | 0 | 0 | 0 | 0
DemandResponse | 0 | 0 | 0 | 0 | 0 | 0
IGCC-CCS | 0 | 0 | 0 | 0 | 0 | 0
WT_off | 0 | 0 | 0 | 0 | 0 | 0
PseudoUnit | 0 | 0 | 0 | 0 | 0 | 0
FixedInterchange | 0 | 0 | 0 | 0 | 0 | 0
CO2 Emissions (MMshortTons): All
ReportingType | 2015 | 2020 | 2025 | 2030 | 2035 | 2040
BM | 0 | 0 | 0 | 0 | 0 | 0
CC | 497.16 | 594.15 | 605.24 | 644.08 | 852.4 | 981.09
CSP | 0 | 0 | 0 | 0 | 0 | 0
CT | 0.37 | 1.69 | 2.8 | 4.75 | 7.95 | 10.1
Coal | 1992.37 | 1814.66 | 1802.93 | 1748.25 | 1855.13 | 2122.16
Geo | 0 | 0 | 0 | 0 | 0 | 0
H | 0 | 0 | 0 | 0 | 0 | 0
LFG | 0 | 0 | 0 | 0 | 0 | 0
Nuc | 0 | 0 | 0 | 0 | 0 | 0
PS | 0 | 0 | 0 | 0 | 0 | 0
PV | 0 | 0 | 0 | 0 | 0 | 0
PeakG | 2.06 | 2.7 | 4.91 | 4.13 | 5.26 | 4.88
PeakO | 0 | 0 | 0 | 0.01 | 0 | 0
ST | 0 | 0 | 0 | 0 | 0 | 0
STOG | 13.58 | 15.36 | 14.03 | 14.98 | 19.08 | 18.08
STWD | 0 | 0 | 0 | 0 | 0 | 0
WT | 0 | 0 | 0 | 0 | 0 | 0
IGCC | 4.15 | 4.15 | 4.15 | 4.15 | 4.15 | 4.15
DemandResponse | 0 | 0 | 0 | 0 | 0 | 0
IGCC-CCS | 0 | 0 | 0 | 0 | 0 | 0
WT_off | 0 | 0 | 0 | 0 | 0 | 0
PseudoUnit | 0 | 0 | 0 | 0 | 0 | 0
FixedInterchange | 0 | 0 | 0 | 0 | 0 | 0
CO2 Emissions (MMshortTons): EI_US
ReportingType | 2015 | 2020 | 2025 | 2030 | 2035 | 2040
BM | 0 | 0 | 0 | 0 | 0 | 0
CC | 307.14 | 385.71 | 385.03 | 385.25 | 527.78 | 626.73
CSP | 0 | 0 | 0 | 0 | 0 | 0
CT | 0.37 | 1.68 | 2.49 | 4.54 | 7.48 | 9.71
Coal | 1563.24 | 1365.63 | 1346.48 | 1282.81 | 1363.41 | 1525.59
Geo | 0 | 0 | 0 | 0 | 0 | 0
H | 0 | 0 | 0 | 0 | 0 | 0
LFG | 0 | 0 | 0 | 0 | 0 | 0
Nuc | 0 | 0 | 0 | 0 | 0 | 0
PS | 0 | 0 | 0 | 0 | 0 | 0
PV | 0 | 0 | 0 | 0 | 0 | 0
PeakG | 2.05 | 2.68 | 4.23 | 4.02 | 5.06 | 4.63
PeakO | 0 | 0 | 0 | 0.01 | 0 | 0
ST | 0 | 0 | 0 | 0 | 0 | 0
STOG | 9.53 | 11.03 | 10.13 | 11.18 | 14.17 | 13.71
STWD | 0 | 0 | 0 | 0 | 0 | 0
WT | 0 | 0 | 0 | 0 | 0 | 0
IGCC | 4.15 | 4.15 | 4.15 | 4.15 | 4.15 | 4.15
DemandResponse | 0 | 0 | 0 | 0 | 0 | 0
IGCC-CCS | 0 | 0 | 0 | 0 | 0 | 0
WT_off | 0 | 0 | 0 | 0 | 0 | 0
PseudoUnit | 0 | 0 | 0 | 0 | 0 | 0
FixedInterchange | 0 | 0 | 0 | 0 | 0 | 0
CO2 Emissions (MMshortTons): EI_Canada
ReportingType | 2015 | 2020 | 2025 | 2030 | 2035 | 2040
BM | 0 | 0 | 0 | 0 | 0 | 0
CC | 3.73 | 3.78 | 4.58 | 6.55 | 19.51 | 29.83
CSP | 0 | 0 | 0 | 0 | 0 | 0
CT | 0 | 0 | 0 | 0 | 0 | 0.01
Coal | 0.25 | 0.8 | 0.9 | 0.08 | 1.15 | 1.2
Geo | 0 | 0 | 0 | 0 | 0 | 0
H | 0 | 0 | 0 | 0 | 0 | 0
LFG | 0 | 0 | 0 | 0 | 0 | 0
Nuc | 0 | 0 | 0 | 0 | 0 | 0
PS | 0 | 0 | 0 | 0 | 0 | 0
PV | 0 | 0 | 0 | 0 | 0 | 0
PeakG | 0 | 0 | 0 | 0 | 0 | 0
PeakO | 0 | 0 | 0 | 0 | 0 | 0
ST | 0 | 0 | 0 | 0 | 0 | 0
STOG | 0 | 0 | 0 | 0 | 0 | 0
STWD | 0 | 0 | 0 | 0 | 0 | 0
WT | 0 | 0 | 0 | 0 | 0 | 0
IGCC | 0 | 0 | 0 | 0 | 0 | 0
DemandResponse | 0 | 0 | 0 | 0 | 0 | 0
IGCC-CCS | 0 | 0 | 0 | 0 | 0 | 0
WT_off | 0 | 0 | 0 | 0 | 0 | 0
PseudoUnit | 0 | 0 | 0 | 0 | 0 | 0
FixedInterchange | 0 | 0 | 0 | 0 | 0 | 0
CO2 Emissions (MMshortTons): EI
ReportingType | 2015 | 2020 | 2025 | 2030 | 2035 | 2040
BM | 0 | 0 | 0 | 0 | 0 | 0
CC | 310.86 | 389.49 | 389.61 | 391.8 | 547.29 | 656.56
CSP | 0 | 0 | 0 | 0 | 0 | 0
CT | 0.37 | 1.68 | 2.49 | 4.54 | 7.48 | 9.72
Coal | 1563.5 | 1366.44 | 1347.38 | 1282.9 | 1364.56 | 1526.79
Geo | 0 | 0 | 0 | 0 | 0 | 0
H | 0 | 0 | 0 | 0 | 0 | 0
LFG | 0 | 0 | 0 | 0 | 0 | 0
Nuc | 0 | 0 | 0 | 0 | 0 | 0
PS | 0 | 0 | 0 | 0 | 0 | 0
PV | 0 | 0 | 0 | 0 | 0 | 0
PeakG | 2.05 | 2.68 | 4.23 | 4.02 | 5.06 | 4.64
PeakO | 0 | 0 | 0 | 0.01 | 0 | 0
ST | 0 | 0 | 0 | 0 | 0 | 0
STOG | 9.53 | 11.03 | 10.13 | 11.18 | 14.17 | 13.71
STWD | 0 | 0 | 0 | 0 | 0 | 0
WT | 0 | 0 | 0 | 0 | 0 | 0
IGCC | 4.15 | 4.15 | 4.15 | 4.15 | 4.15 | 4.15
DemandResponse | 0 | 0 | 0 | 0 | 0 | 0
IGCC-CCS | 0 | 0 | 0 | 0 | 0 | 0
WT_off | 0 | 0 | 0 | 0 | 0 | 0
PseudoUnit | 0 | 0 | 0 | 0 | 0 | 0
FixedInterchange | 0 | 0 | 0 | 0 | 0 | 0
CO2 Emissions (MMshortTons): Outside_EI
ReportingType | 2015 | 2020 | 2025 | 2030 | 2035 | 2040
BM | 0 | 0 | 0 | 0 | 0 | 0
CC | 186.29 | 204.66 | 215.62 | 252.29 | 305.11 | 324.53
CSP | 0 | 0 | 0 | 0 | 0 | 0
CT | 0 | 0 | 0.31 | 0.21 | 0.46 | 0.38
Coal | 428.88 | 448.22 | 455.54 | 465.36 | 490.57 | 595.37
Geo | 0 | 0 | 0 | 0 | 0 | 0
H | 0 | 0 | 0 | 0 | 0 | 0
LFG | 0 | 0 | 0 | 0 | 0 | 0
Nuc | 0 | 0 | 0 | 0 | 0 | 0
PS | 0 | 0 | 0 | 0 | 0 | 0
PV | 0 | 0 | 0 | 0 | 0 | 0
PeakG | 0.01 | 0.02 | 0.69 | 0.12 | 0.2 | 0.24
PeakO | 0 | 0 | 0 | 0 | 0 | 0
ST | 0 | 0 | 0 | 0 | 0 | 0
STOG | 4.05 | 4.33 | 3.9 | 3.81 | 4.91 | 4.36
STWD | 0 | 0 | 0 | 0 | 0 | 0
WT | 0 | 0 | 0 | 0 | 0 | 0
IGCC | 0 | 0 | 0 | 0 | 0 | 0
DemandResponse | 0 | 0 | 0 | 0 | 0 | 0
IGCC-CCS | 0 | 0 | 0 | 0 | 0 | 0
WT_off | 0 | 0 | 0 | 0 | 0 | 0
PseudoUnit | 0 | 0 | 0 | 0 | 0 | 0
FixedInterchange | 0 | 0 | 0 | 0 | 0 | 0
CO2 Emissions (MMmetricTons): Entergy
ReportingType | 2015 | 2020 | 2025 | 2030 | 2035 | 2040
BM | 0 | 0 | 0 | 0 | 0 | 0
CC | 28.09 | 32.1 | 17.04 | 9.51 | 11.83 | 16.42
CSP | 0 | 0 | 0 | 0 | 0 | 0
CT | 0 | 0 | 0 | 0 | 0.04 | 0.16
Coal | 58.99 | 50.24 | 45.53 | 44.59 | 50.65 | 58.28
Geo | 0 | 0 | 0 | 0 | 0 | 0
H | 0 | 0 | 0 | 0 | 0 | 0
LFG | 0 | 0 | 0 | 0 | 0 | 0
Nuc | 0 | 0 | 0 | 0 | 0 | 0
PS | 0 | 0 | 0 | 0 | 0 | 0
PV | 0 | 0 | 0 | 0 | 0 | 0
PeakG | 0 | 0 | 0 | 0 | 0 | 0
PeakO | 0 | 0 | 0 | 0 | 0 | 0
ST | 0 | 0 | 0 | 0 | 0 | 0
STOG | 1.11 | 1.38 | 1.18 | 1.18 | 1.47 | 1.99
STWD | 0 | 0 | 0 | 0 | 0 | 0
WT | 0 | 0 | 0 | 0 | 0 | 0
IGCC | 0 | 0 | 0 | 0 | 0 | 0
DemandResponse | 0 | 0 | 0 | 0 | 0 | 0
IGCC-CCS | 0 | 0 | 0 | 0 | 0 | 0
WT_off | 0 | 0 | 0 | 0 | 0 | 0
PseudoUnit | 0 | 0 | 0 | 0 | 0 | 0
FixedInterchange | 0 | 0 | 0 | 0 | 0 | 0
CO2 Emissions (MMmetricTons): FRCC
ReportingType | 2015 | 2020 | 2025 | 2030 | 2035 | 2040
BM | 0 | 0 | 0 | 0 | 0 | 0
CC | 58.86 | 69.07 | 76.68 | 84.33 | 107.61 | 126.87
CSP | 0 | 0 | 0 | 0 | 0 | 0
CT | 0.3 | 0.51 | 0.53 | 0.47 | 0.23 | 0.13
Coal | 55.82 | 52.84 | 55.69 | 56.61 | 57.27 | 58.04
Geo | 0 | 0 | 0 | 0 | 0 | 0
H | 0 | 0 | 0 | 0 | 0 | 0
LFG | 0 | 0 | 0 | 0 | 0 | 0
Nuc | 0 | 0 | 0 | 0 | 0 | 0
PS | 0 | 0 | 0 | 0 | 0 | 0
PV | 0 | 0 | 0 | 0 | 0 | 0
PeakG | 0.22 | 0.21 | 0.29 | 0.24 | 0.09 | 0.06
PeakO | 0 | 0 | 0 | 0 | 0 | 0
ST | 0 | 0 | 0 | 0 | 0 | 0
STOG | 3.55 | 2.83 | 2.57 | 2.45 | 1.93 | 1.41
STWD | 0 | 0 | 0 | 0 | 0 | 0
WT | 0 | 0 | 0 | 0 | 0 | 0
IGCC | 0 | 0 | 0 | 0 | 0 | 0
DemandResponse | 0 | 0 | 0 | 0 | 0 | 0
IGCC-CCS | 0 | 0 | 0 | 0 | 0 | 0
WT_off | 0 | 0 | 0 | 0 | 0 | 0
PseudoUnit | 0 | 0 | 0 | 0 | 0 | 0
FixedInterchange | 0 | 0 | 0 | 0 | 0 | 0
CO2 Emissions (MMmetricTons): MAPP_US
ReportingType | 2015 | 2020 | 2025 | 2030 | 2035 | 2040
BM | 0 | 0 | 0 | 0 | 0 | 0
CC | 0.12 | 0.1 | 0.08 | 0.08 | 0.08 | 0.08
CSP | 0 | 0 | 0 | 0 | 0 | 0
CT | 0 | 0 | 0 | 0 | 0 | 0
Coal | 22.65 | 19.23 | 18.13 | 11.22 | 13.02 | 13.16
Geo | 0 | 0 | 0 | 0 | 0 | 0
H | 0 | 0 | 0 | 0 | 0 | 0
LFG | 0 | 0 | 0 | 0 | 0 | 0
Nuc | 0 | 0 | 0 | 0 | 0 | 0
PS | 0 | 0 | 0 | 0 | 0 | 0
PV | 0 | 0 | 0 | 0 | 0 | 0
PeakG | 0.01 | 0 | 0.01 | 0 | 0.01 | 0.05
PeakO | 0 | 0 | 0 | 0 | 0 | 0
ST | 0 | 0 | 0 | 0 | 0 | 0
STOG | 0 | 0 | 0 | 0 | 0 | 0
STWD | 0 | 0 | 0 | 0 | 0 | 0
WT | 0 | 0 | 0 | 0 | 0 | 0
IGCC | 0 | 0 | 0 | 0 | 0 | 0
DemandResponse | 0 | 0 | 0 | 0 | 0 | 0
IGCC-CCS | 0 | 0 | 0 | 0 | 0 | 0
WT_off | 0 | 0 | 0 | 0 | 0 | 0
PseudoUnit | 0 | 0 | 0 | 0 | 0 | 0
FixedInterchange | 0 | 0 | 0 | 0 | 0 | 0
CO2 Emissions (MMmetricTons): MISO_IN
ReportingType | 2015 | 2020 | 2025 | 2030 | 2035 | 2040
BM | 0 | 0 | 0 | 0 | 0 | 0
CC | 1.67 | 10.12 | 7.52 | 7.27 | 5.15 | 4.58
CSP | 0 | 0 | 0 | 0 | 0 | 0
CT | 0 | 0 | 0 | 0 | 0 | 0
Coal | 84.23 | 87.59 | 86.44 | 89.4 | 91.17 | 93.28
Geo | 0 | 0 | 0 | 0 | 0 | 0
H | 0 | 0 | 0 | 0 | 0 | 0
LFG | 0 | 0 | 0 | 0 | 0 | 0
Nuc | 0 | 0 | 0 | 0 | 0 | 0
PS | 0 | 0 | 0 | 0 | 0 | 0
PV | 0 | 0 | 0 | 0 | 0 | 0
PeakG | 0 | 0.02 | 0.02 | 0.03 | 0.06 | 0.09
PeakO | 0 | 0 | 0 | 0 | 0 | 0
ST | 0 | 0 | 0 | 0 | 0 | 0
STOG | 0.02 | 0.07 | 0.07 | 0.07 | 0.07 | 0.12
STWD | 0 | 0 | 0 | 0 | 0 | 0
WT | 0 | 0 | 0 | 0 | 0 | 0
IGCC | 3.76 | 3.76 | 3.76 | 3.76 | 3.76 | 3.76
DemandResponse | 0 | 0 | 0 | 0 | 0 | 0
IGCC-CCS | 0 | 0 | 0 | 0 | 0 | 0
WT_off | 0 | 0 | 0 | 0 | 0 | 0
PseudoUnit | 0 | 0 | 0 | 0 | 0 | 0
FixedInterchange | 0 | 0 | 0 | 0 | 0 | 0
CO2 Emissions (MMmetricTons): MISO_MI
ReportingType | 2015 | 2020 | 2025 | 2030 | 2035 | 2040
BM | 0 | 0 | 0 | 0 | 0 | 0
CC | 4.1 | 6.93 | 5.17 | 4.54 | 9.96 | 12.83
CSP | 0 | 0 | 0 | 0 | 0 | 0
CT | 0 | 0 | 0 | 0 | 0 | 0.29
Coal | 60.78 | 47.12 | 45.3 | 49.41 | 49.72 | 48.97
Geo | 0 | 0 | 0 | 0 | 0 | 0
H | 0 | 0 | 0 | 0 | 0 | 0
LFG | 0 | 0 | 0 | 0 | 0 | 0
Nuc | 0 | 0 | 0 | 0 | 0 | 0
PS | 0 | 0 | 0 | 0 | 0 | 0
PV | 0 | 0 | 0 | 0 | 0 | 0
PeakG | 0.01 | 0.04 | 0.07 | 0.07 | 0.05 | 0.06
PeakO | 0 | 0 | 0 | 0 | 0 | 0
ST | 0 | 0 | 0 | 0 | 0 | 0
STOG | 0.13 | 0.53 | 0.67 | 0.67 | 0.67 | 0.67
STWD | 0 | 0 | 0 | 0 | 0 | 0
WT | 0 | 0 | 0 | 0 | 0 | 0
IGCC | 0 | 0 | 0 | 0 | 0 | 0
DemandResponse | 0 | 0 | 0 | 0 | 0 | 0
IGCC-CCS | 0 | 0 | 0 | 0 | 0 | 0
WT_off | 0 | 0 | 0 | 0 | 0 | 0
PseudoUnit | 0 | 0 | 0 | 0 | 0 | 0
FixedInterchange | 0 | 0 | 0 | 0 | 0 | 0
CO2 Emissions (MMmetricTons): MISO_MO-IL
ReportingType | 2015 | 2020 | 2025 | 2030 | 2035 | 2040
BM | 0 | 0 | 0 | 0 | 0 | 0
CC | 1.07 | 1.9 | 1.14 | 0.5 | 0.5 | 0.45
CSP | 0 | 0 | 0 | 0 | 0 | 0
CT | 0 | 0 | 0 | 0 | 0 | 0
Coal | 101.13 | 80.41 | 80.92 | 73.64 | 84.26 | 88.78
Geo | 0 | 0 | 0 | 0 | 0 | 0
H | 0 | 0 | 0 | 0 | 0 | 0
LFG | 0 | 0 | 0 | 0 | 0 | 0
Nuc | 0 | 0 | 0 | 0 | 0 | 0
PS | 0 | 0 | 0 | 0 | 0 | 0
PV | 0 | 0 | 0 | 0 | 0 | 0
PeakG | 0.18 | 0.26 | 0.5 | 0.21 | 0.26 | 0.5
PeakO | 0 | 0 | 0 | 0 | 0 | 0
ST | 0 | 0 | 0 | 0 | 0 | 0
STOG | 0.04 | 0.07 | 0.07 | 0.04 | 0.07 | 0.04
STWD | 0 | 0 | 0 | 0 | 0 | 0
WT | 0 | 0 | 0 | 0 | 0 | 0
IGCC | 0 | 0 | 0 | 0 | 0 | 0
DemandResponse | 0 | 0 | 0 | 0 | 0 | 0
IGCC-CCS | 0 | 0 | 0 | 0 | 0 | 0
WT_off | 0 | 0 | 0 | 0 | 0 | 0
PseudoUnit | 0 | 0 | 0 | 0 | 0 | 0
FixedInterchange | 0 | 0 | 0 | 0 | 0 | 0
CO2 Emissions (MMmetricTons): MISO_W
ReportingType | 2015 | 2020 | 2025 | 2030 | 2035 | 2040
BM | 0 | 0 | 0 | 0 | 0 | 0
CC | 3.57 | 4.33 | 2.66 | 1.21 | 1.23 | 1.22
CSP | 0 | 0 | 0 | 0 | 0 | 0
CT | 0 | 0 | 0 | 0 | 0 | 0
Coal | 95.47 | 80.89 | 80.51 | 56.55 | 61.01 | 62.27
Geo | 0 | 0 | 0 | 0 | 0 | 0
H | 0 | 0 | 0 | 0 | 0 | 0
LFG | 0 | 0 | 0 | 0 | 0 | 0
Nuc | 0 | 0 | 0 | 0 | 0 | 0
PS | 0 | 0 | 0 | 0 | 0 | 0
PV | 0 | 0 | 0 | 0 | 0 | 0
PeakG | 0.06 | 0.06 | 0.05 | 0 | 0.02 | 0.05
PeakO | 0 | 0 | 0 | 0 | 0 | 0
ST | 0 | 0 | 0 | 0 | 0 | 0
STOG | 0 | 0 | 0 | 0 | 0 | 0
STWD | 0 | 0 | 0 | 0 | 0 | 0
WT | 0 | 0 | 0 | 0 | 0 | 0
IGCC | 0 | 0 | 0 | 0 | 0 | 0
DemandResponse | 0 | 0 | 0 | 0 | 0 | 0
IGCC-CCS | 0 | 0 | 0 | 0 | 0 | 0
WT_off | 0 | 0 | 0 | 0 | 0 | 0
PseudoUnit | 0 | 0 | 0 | 0 | 0 | 0
FixedInterchange | 0 | 0 | 0 | 0 | 0 | 0
CO2 Emissions (MMmetricTons): MISO_WUMS
ReportingType | 2015 | 2020 | 2025 | 2030 | 2035 | 2040
BM | 0 | 0 | 0 | 0 | 0 | 0
CC | 4.7 | 13.26 | 11.03 | 5.37 | 9.18 | 6.5
CSP | 0 | 0 | 0 | 0 | 0 | 0
CT | 0 | 0.53 | 0.96 | 0.67 | 2.06 | 2.85
Coal | 30.88 | 28.57 | 27.19 | 26.23 | 33.87 | 34.63
Geo | 0 | 0 | 0 | 0 | 0 | 0
H | 0 | 0 | 0 | 0 | 0 | 0
LFG | 0 | 0 | 0 | 0 | 0 | 0
Nuc | 0 | 0 | 0 | 0 | 0 | 0
PS | 0 | 0 | 0 | 0 | 0 | 0
PV | 0 | 0 | 0 | 0 | 0 | 0
PeakG | 0.02 | 0 | 0 | 0 | 0 | 0
PeakO | 0 | 0 | 0 | 0 | 0 | 0
ST | 0 | 0 | 0 | 0 | 0 | 0
STOG | 0 | 0 | 0 | 0 | 0 | 0
STWD | 0 | 0 | 0 | 0 | 0 | 0
WT | 0 | 0 | 0 | 0 | 0 | 0
IGCC | 0 | 0 | 0 | 0 | 0 | 0
DemandResponse | 0 | 0 | 0 | 0 | 0 | 0
IGCC-CCS | 0 | 0 | 0 | 0 | 0 | 0
WT_off | 0 | 0 | 0 | 0 | 0 | 0
PseudoUnit | 0 | 0 | 0 | 0 | 0 | 0
FixedInterchange | 0 | 0 | 0 | 0 | 0 | 0
CO2 Emissions (MMmetricTons): Nebraska
ReportingType | 2015 | 2020 | 2025 | 2030 | 2035 | 2040
BM | 0 | 0 | 0 | 0 | 0 | 0
CC | 0.48 | 0.16 | 0.1 | 0.1 | 0.1 | 0.1
CSP | 0 | 0 | 0 | 0 | 0 | 0
CT | 0 | 0 | 0 | 0 | 0 | 0
Coal | 32.1 | 29.67 | 22.3 | 17.2 | 17.56 | 17.81
Geo | 0 | 0 | 0 | 0 | 0 | 0
H | 0 | 0 | 0 | 0 | 0 | 0
LFG | 0 | 0 | 0 | 0 | 0 | 0
Nuc | 0 | 0 | 0 | 0 | 0 | 0
PS | 0 | 0 | 0 | 0 | 0 | 0
PV | 0 | 0 | 0 | 0 | 0 | 0
PeakG | 0.05 | 0 | 0 | 0 | 0 | 0
PeakO | 0 | 0 | 0 | 0 | 0 | 0
ST | 0 | 0 | 0 | 0 | 0 | 0
STOG | 0.02 | 0.01 | 0 | 0 | 0 | 0
STWD | 0 | 0 | 0 | 0 | 0 | 0
WT | 0 | 0 | 0 | 0 | 0 | 0
IGCC | 0 | 0 | 0 | 0 | 0 | 0
DemandResponse | 0 | 0 | 0 | 0 | 0 | 0
IGCC-CCS | 0 | 0 | 0 | 0 | 0 | 0
WT_off | 0 | 0 | 0 | 0 | 0 | 0
PseudoUnit | 0 | 0 | 0 | 0 | 0 | 0
FixedInterchange | 0 | 0 | 0 | 0 | 0 | 0
CO2 Emissions (MMmetricTons): NEISO
ReportingType | 2015 | 2020 | 2025 | 2030 | 2035 | 2040
BM | 0 | 0 | 0 | 0 | 0 | 0
CC | 20.1 | 19.67 | 19.08 | 19.27 | 25.96 | 31.47
CSP | 0 | 0 | 0 | 0 | 0 | 0
CT | 0 | 0.01 | 0.01 | 0.01 | 0.09 | 0.19
Coal | 0.03 | 0 | 0 | 0 | 0 | 0
Geo | 0 | 0 | 0 | 0 | 0 | 0
H | 0 | 0 | 0 | 0 | 0 | 0
LFG | 0 | 0 | 0 | 0 | 0 | 0
Nuc | 0 | 0 | 0 | 0 | 0 | 0
PS | 0 | 0 | 0 | 0 | 0 | 0
PV | 0 | 0 | 0 | 0 | 0 | 0
PeakG | 0.01 | 0.02 | 0.02 | 0.04 | 0.08 | 0.11
PeakO | 0 | 0 | 0 | 0 | 0 | 0
ST | 0 | 0 | 0 | 0 | 0 | 0
STOG | 0 | 0 | 0 | 0 | 0 | 0
STWD | 0 | 0 | 0 | 0 | 0 | 0
WT | 0 | 0 | 0 | 0 | 0 | 0
IGCC | 0 | 0 | 0 | 0 | 0 | 0
DemandResponse | 0 | 0 | 0 | 0 | 0 | 0
IGCC-CCS | 0 | 0 | 0 | 0 | 0 | 0
WT_off | 0 | 0 | 0 | 0 | 0 | 0
PseudoUnit | 0 | 0 | 0 | 0 | 0 | 0
FixedInterchange | 0 | 0 | 0 | 0 | 0 | 0
CO2 Emissions (MMmetricTons): NonRTO_Midwest
ReportingType | 2015 | 2020 | 2025 | 2030 | 2035 | 2040
BM | 0 | 0 | 0 | 0 | 0 | 0
CC | 0 | 0.98 | 2.06 | 3.36 | 4.56 | 6.46
CSP | 0 | 0 | 0 | 0 | 0 | 0
CT | 0 | 0.04 | 0.11 | 0.11 | 0.11 | 0.15
Coal | 56.15 | 59.23 | 60.65 | 61.61 | 63.47 | 64.03
Geo | 0 | 0 | 0 | 0 | 0 | 0
H | 0 | 0 | 0 | 0 | 0 | 0
LFG | 0 | 0 | 0 | 0 | 0 | 0
Nuc | 0 | 0 | 0 | 0 | 0 | 0
PS | 0 | 0 | 0 | 0 | 0 | 0
PV | 0 | 0 | 0 | 0 | 0 | 0
PeakG | 0.09 | 0.17 | 0.21 | 0.22 | 0.22 | 0.15
PeakO | 0 | 0 | 0 | 0 | 0 | 0
ST | 0 | 0 | 0 | 0 | 0 | 0
STOG | 0 | 0 | 0 | 0 | 0 | 0
STWD | 0 | 0 | 0 | 0 | 0 | 0
WT | 0 | 0 | 0 | 0 | 0 | 0
IGCC | 0 | 0 | 0 | 0 | 0 | 0
DemandResponse | 0 | 0 | 0 | 0 | 0 | 0
IGCC-CCS | 0 | 0 | 0 | 0 | 0 | 0
WT_off | 0 | 0 | 0 | 0 | 0 | 0
PseudoUnit | 0 | 0 | 0 | 0 | 0 | 0
FixedInterchange | 0 | 0 | 0 | 0 | 0 | 0
CO2 Emissions (MMmetricTons): NYISO_A-F
ReportingType | 2015 | 2020 | 2025 | 2030 | 2035 | 2040
BM | 0 | 0 | 0 | 0 | 0 | 0
CC | 3.78 | 5.96 | 6.03 | 6.2 | 5.34 | 5.65
CSP | 0 | 0 | 0 | 0 | 0 | 0
CT | 0 | 0 | 0 | 0 | 0 | 0
Coal | 0 | 0 | 0 | 0 | 0 | 0
Geo | 0 | 0 | 0 | 0 | 0 | 0
H | 0 | 0 | 0 | 0 | 0 | 0
LFG | 0 | 0 | 0 | 0 | 0 | 0
Nuc | 0 | 0 | 0 | 0 | 0 | 0
PS | 0 | 0 | 0 | 0 | 0 | 0
PV | 0 | 0 | 0 | 0 | 0 | 0
PeakG | 0 | 0 | 0 | 0 | 0 | 0
PeakO | 0 | 0 | 0 | 0 | 0 | 0
ST | 0 | 0 | 0 | 0 | 0 | 0
STOG | 0 | 0 | 0 | 0 | 0 | 0
STWD | 0 | 0 | 0 | 0 | 0 | 0
WT | 0 | 0 | 0 | 0 | 0 | 0
IGCC | 0 | 0 | 0 | 0 | 0 | 0
DemandResponse | 0 | 0 | 0 | 0 | 0 | 0
IGCC-CCS | 0 | 0 | 0 | 0 | 0 | 0
WT_off | 0 | 0 | 0 | 0 | 0 | 0
PseudoUnit | 0 | 0 | 0 | 0 | 0 | 0
FixedInterchange | 0 | 0 | 0 | 0 | 0 | 0
CO2 Emissions (MMmetricTons): NYISO_G-I
ReportingType | 2015 | 2020 | 2025 | 2030 | 2035 | 2040
BM | 0 | 0 | 0 | 0 | 0 | 0
CC | 2.38 | 3.23 | 4.79 | 8.28 | 14.91 | 21.87
CSP | 0 | 0 | 0 | 0 | 0 | 0
CT | 0 | 0 | 0 | 0 | 0 | 0
Coal | 0 | 0 | 0 | 0 | 0 | 0
Geo | 0 | 0 | 0 | 0 | 0 | 0
H | 0 | 0 | 0 | 0 | 0 | 0
LFG | 0 | 0 | 0 | 0 | 0 | 0
Nuc | 0 | 0 | 0 | 0 | 0 | 0
PS | 0 | 0 | 0 | 0 | 0 | 0
PV | 0 | 0 | 0 | 0 | 0 | 0
PeakG | 0 | 0 | 0 | 0 | 0 | 0
PeakO | 0 | 0 | 0 | 0 | 0 | 0
ST | 0 | 0 | 0 | 0 | 0 | 0
STOG | 0 | 0 | 0 | 0 | 0 | 0
STWD | 0 | 0 | 0 | 0 | 0 | 0
WT | 0 | 0 | 0 | 0 | 0 | 0
IGCC | 0 | 0 | 0 | 0 | 0 | 0
DemandResponse | 0 | 0 | 0 | 0 | 0 | 0
IGCC-CCS | 0 | 0 | 0 | 0 | 0 | 0
WT_off | 0 | 0 | 0 | 0 | 0 | 0
PseudoUnit | 0 | 0 | 0 | 0 | 0 | 0
FixedInterchange | 0 | 0 | 0 | 0 | 0 | 0
CO2 Emissions (MMmetricTons): NYISO_J-K
ReportingType | 2015 | 2020 | 2025 | 2030 | 2035 | 2040
BM | 0 | 0 | 0 | 0 | 0 | 0
CC | 9.47 | 12.58 | 12.87 | 12.59 | 16.01 | 20.1
CSP | 0 | 0 | 0 | 0 | 0 | 0
CT | 0 | 0 | 0.01 | 0.05 | 0.24 | 0.24
Coal | 0 | 0 | 0 | 0 | 0 | 0
Geo | 0 | 0 | 0 | 0 | 0 | 0
H | 0 | 0 | 0 | 0 | 0 | 0
LFG | 0 | 0 | 0 | 0 | 0 | 0
Nuc | 0 | 0 | 0 | 0 | 0 | 0
PS | 0 | 0 | 0 | 0 | 0 | 0
PV | 0 | 0 | 0 | 0 | 0 | 0
PeakG | 0.01 | 0.07 | 0.12 | 0.24 | 0.29 | 0.17
PeakO | 0 | 0 | 0 | 0 | 0 | 0
ST | 0 | 0 | 0 | 0 | 0 | 0
STOG | 0.68 | 1.43 | 1.94 | 3.09 | 3.75 | 3.6
STWD | 0 | 0 | 0 | 0 | 0 | 0
WT | 0 | 0 | 0 | 0 | 0 | 0
IGCC | 0 | 0 | 0 | 0 | 0 | 0
DemandResponse | 0 | 0 | 0 | 0 | 0 | 0
IGCC-CCS | 0 | 0 | 0 | 0 | 0 | 0
WT_off | 0 | 0 | 0 | 0 | 0 | 0
PseudoUnit | 0 | 0 | 0 | 0 | 0 | 0
FixedInterchange | 0 | 0 | 0 | 0 | 0 | 0
CO2 Emissions (MMmetricTons): PJM_E
ReportingType | 2015 | 2020 | 2025 | 2030 | 2035 | 2040
BM | 0 | 0 | 0 | 0 | 0 | 0
CC | 10.17 | 15.89 | 15.83 | 20.55 | 18.32 | 25.63
CSP | 0 | 0 | 0 | 0 | 0 | 0
CT | 0 | 0 | 0 | 0.47 | 1.38 | 0.7
Coal | 0.48 | 0.55 | 0.88 | 1.03 | 1.23 | 2.18
Geo | 0 | 0 | 0 | 0 | 0 | 0
H | 0 | 0 | 0 | 0 | 0 | 0
LFG | 0 | 0 | 0 | 0 | 0 | 0
Nuc | 0 | 0 | 0 | 0 | 0 | 0
PS | 0 | 0 | 0 | 0 | 0 | 0
PV | 0 | 0 | 0 | 0 | 0 | 0
PeakG | 0.01 | 0.05 | 0.29 | 0.55 | 0.94 | 0.38
PeakO | 0 | 0 | 0 | 0 | 0 | 0
ST | 0 | 0 | 0 | 0 | 0 | 0
STOG | 0.16 | 0.3 | 0.6 | 0.6 | 1.03 | 0.69
STWD | 0 | 0 | 0 | 0 | 0 | 0
WT | 0 | 0 | 0 | 0 | 0 | 0
IGCC | 0 | 0 | 0 | 0 | 0 | 0
DemandResponse | 0 | 0 | 0 | 0 | 0 | 0
IGCC-CCS | 0 | 0 | 0 | 0 | 0 | 0
WT_off | 0 | 0 | 0 | 0 | 0 | 0
PseudoUnit | 0 | 0 | 0 | 0 | 0 | 0
FixedInterchange | 0 | 0 | 0 | 0 | 0 | 0
CO2 Emissions (MMmetricTons): PJM_ROM
ReportingType | 2015 | 2020 | 2025 | 2030 | 2035 | 2040
BM | 0 | 0 | 0 | 0 | 0 | 0
CC | 6.66 | 8.31 | 9.12 | 10.93 | 42.26 | 81.7
CSP | 0 | 0 | 0 | 0 | 0 | 0
CT | 0 | 0 | 0 | 0 | 0 | 0
Coal | 51.85 | 52.19 | 53.49 | 56.1 | 56.65 | 56.65
Geo | 0 | 0 | 0 | 0 | 0 | 0
H | 0 | 0 | 0 | 0 | 0 | 0
LFG | 0 | 0 | 0 | 0 | 0 | 0
Nuc | 0 | 0 | 0 | 0 | 0 | 0
PS | 0 | 0 | 0 | 0 | 0 | 0
PV | 0 | 0 | 0 | 0 | 0 | 0
PeakG | 0 | 0.03 | 0.03 | 0.04 | 0.26 | 0.03
PeakO | 0 | 0 | 0 | 0 | 0 | 0
ST | 0 | 0 | 0 | 0 | 0 | 0
STOG | 0.39 | 0.76 | 0.76 | 1.06 | 1.31 | 1.2
STWD | 0 | 0 | 0 | 0 | 0 | 0
WT | 0 | 0 | 0 | 0 | 0 | 0
IGCC | 0 | 0 | 0 | 0 | 0 | 0
DemandResponse | 0 | 0 | 0 | 0 | 0 | 0
IGCC-CCS | 0 | 0 | 0 | 0 | 0 | 0
WT_off | 0 | 0 | 0 | 0 | 0 | 0
PseudoUnit | 0 | 0 | 0 | 0 | 0 | 0
FixedInterchange | 0 | 0 | 0 | 0 | 0 | 0
CO2 Emissions (MMmetricTons): PJM_ROR
ReportingType | 2015 | 2020 | 2025 | 2030 | 2035 | 2040
BM | 0 | 0 | 0 | 0 | 0 | 0
CC | 24.15 | 41.01 | 47.35 | 33.57 | 50.87 | 47.89
CSP | 0 | 0 | 0 | 0 | 0 | 0
CT | 0 | 0 | 0.17 | 1.56 | 1.24 | 2.41
Coal | 353.45 | 289.53 | 292.07 | 296.44 | 305.94 | 311.59
Geo | 0 | 0 | 0 | 0 | 0 | 0
H | 0 | 0 | 0 | 0 | 0 | 0
LFG | 0 | 0 | 0 | 0 | 0 | 0
Nuc | 0 | 0 | 0 | 0 | 0 | 0
PS | 0 | 0 | 0 | 0 | 0 | 0
PV | 0 | 0 | 0 | 0 | 0 | 0
PeakG | 0.63 | 0.72 | 0.87 | 0.69 | 0.95 | 1.51
PeakO | 0 | 0 | 0 | 0 | 0 | 0
ST | 0 | 0 | 0 | 0 | 0 | 0
STOG | 0.44 | 0.47 | 0.47 | 0.44 | 0.77 | 0.77
STWD | 0 | 0 | 0 | 0 | 0 | 0
WT | 0 | 0 | 0 | 0 | 0 | 0
IGCC | 0 | 0 | 0 | 0 | 0 | 0
DemandResponse | 0 | 0 | 0 | 0 | 0 | 0
IGCC-CCS | 0 | 0 | 0 | 0 | 0 | 0
WT_off | 0 | 0 | 0 | 0 | 0 | 0
PseudoUnit | 0 | 0 | 0 | 0 | 0 | 0
FixedInterchange | 0 | 0 | 0 | 0 | 0 | 0
CO2 Emissions (MMmetricTons): SOCO
ReportingType | 2015 | 2020 | 2025 | 2030 | 2035 | 2040
BM | 0 | 0 | 0 | 0 | 0 | 0
CC | 45.73 | 50.35 | 54.9 | 57.58 | 64.97 | 55.6
CSP | 0 | 0 | 0 | 0 | 0 | 0
CT | 0 | 0 | 0 | 0 | 0 | 0
Coal | 96.07 | 98.72 | 107.38 | 110.93 | 116.08 | 204.63
Geo | 0 | 0 | 0 | 0 | 0 | 0
H | 0 | 0 | 0 | 0 | 0 | 0
LFG | 0 | 0 | 0 | 0 | 0 | 0
Nuc | 0 | 0 | 0 | 0 | 0 | 0
PS | 0 | 0 | 0 | 0 | 0 | 0
PV | 0 | 0 | 0 | 0 | 0 | 0
PeakG | 0.53 | 0.73 | 1.21 | 1.19 | 1.26 | 0.95
PeakO | 0 | 0 | 0 | 0 | 0 | 0
ST | 0 | 0 | 0 | 0 | 0 | 0
STOG | 0 | 0 | 0 | 0 | 0 | 0
STWD | 0 | 0 | 0 | 0 | 0 | 0
WT | 0 | 0 | 0 | 0 | 0 | 0
IGCC | 0 | 0 | 0 | 0 | 0 | 0
DemandResponse | 0 | 0 | 0 | 0 | 0 | 0
IGCC-CCS | 0 | 0 | 0 | 0 | 0 | 0
WT_off | 0 | 0 | 0 | 0 | 0 | 0
PseudoUnit | 0 | 0 | 0 | 0 | 0 | 0
FixedInterchange | 0 | 0 | 0 | 0 | 0 | 0
CO2 Emissions (MMmetricTons): SPP_N
ReportingType | 2015 | 2020 | 2025 | 2030 | 2035 | 2040
BM | 0 | 0 | 0 | 0 | 0 | 0
CC | 3.16 | 0.68 | 0.48 | 0.37 | 0.44 | 0.37
CSP | 0 | 0 | 0 | 0 | 0 | 0
CT | 0 | 0.01 | 0.01 | 0 | 0 | 0
Coal | 59.76 | 49.7 | 47.91 | 28.52 | 29.98 | 30.8
Geo | 0 | 0 | 0 | 0 | 0 | 0
H | 0 | 0 | 0 | 0 | 0 | 0
LFG | 0 | 0 | 0 | 0 | 0 | 0
Nuc | 0 | 0 | 0 | 0 | 0 | 0
PS | 0 | 0 | 0 | 0 | 0 | 0
PV | 0 | 0 | 0 | 0 | 0 | 0
PeakG | 0 | 0 | 0 | 0 | 0 | 0
PeakO | 0 | 0 | 0 | 0 | 0 | 0
ST | 0 | 0 | 0 | 0 | 0 | 0
STOG | 0.2 | 0.2 | 0.01 | 0 | 0 | 0
STWD | 0 | 0 | 0 | 0 | 0 | 0
WT | 0 | 0 | 0 | 0 | 0 | 0
IGCC | 0 | 0 | 0 | 0 | 0 | 0
DemandResponse | 0 | 0 | 0 | 0 | 0 | 0
IGCC-CCS | 0 | 0 | 0 | 0 | 0 | 0
WT_off | 0 | 0 | 0 | 0 | 0 | 0
PseudoUnit | 0 | 0 | 0 | 0 | 0 | 0
FixedInterchange | 0 | 0 | 0 | 0 | 0 | 0
CO2 Emissions (MMmetricTons): SPP_S
ReportingType | 2015 | 2020 | 2025 | 2030 | 2035 | 2040
BM | 0 | 0 | 0 | 0 | 0 | 0
CC | 19.37 | 8.51 | 3.98 | 3.3 | 3.91 | 4.15
CSP | 0 | 0 | 0 | 0 | 0 | 0
CT | 0 | 0 | 0 | 0 | 0 | 0
Coal | 96.06 | 67.74 | 39.11 | 21.46 | 29.56 | 31.4
Geo | 0 | 0 | 0 | 0 | 0 | 0
H | 0 | 0 | 0 | 0 | 0 | 0
LFG | 0 | 0 | 0 | 0 | 0 | 0
Nuc | 0 | 0 | 0 | 0 | 0 | 0
PS | 0 | 0 | 0 | 0 | 0 | 0
PV | 0 | 0 | 0 | 0 | 0 | 0
PeakG | 0 | 0 | 0 | 0 | 0 | 0
PeakO | 0 | 0 | 0 | 0 | 0 | 0
ST | 0 | 0 | 0 | 0 | 0 | 0
STOG | 1.92 | 1.95 | 0.86 | 0.55 | 1.79 | 1.97
STWD | 0 | 0 | 0 | 0 | 0 | 0
WT | 0 | 0 | 0 | 0 | 0 | 0
IGCC | 0 | 0 | 0 | 0 | 0 | 0
DemandResponse | 0 | 0 | 0 | 0 | 0 | 0
IGCC-CCS | 0 | 0 | 0 | 0 | 0 | 0
WT_off | 0 | 0 | 0 | 0 | 0 | 0
PseudoUnit | 0 | 0 | 0 | 0 | 0 | 0
FixedInterchange | 0 | 0 | 0 | 0 | 0 | 0
CO2 Emissions (MMmetricTons): TVA
ReportingType | 2015 | 2020 | 2025 | 2030 | 2035 | 2040
BM | 0 | 0 | 0 | 0 | 0 | 0
CC | 6.76 | 12.82 | 17.16 | 23.21 | 28.32 | 23.43
CSP | 0 | 0 | 0 | 0 | 0 | 0
CT | 0.02 | 0.27 | 0.23 | 0.36 | 0.95 | 1.15
Coal | 89.96 | 76.98 | 77.81 | 77.81 | 79.34 | 106.12
Geo | 0 | 0 | 0 | 0 | 0 | 0
H | 0 | 0 | 0 | 0 | 0 | 0
LFG | 0 | 0 | 0 | 0 | 0 | 0
Nuc | 0 | 0 | 0 | 0 | 0 | 0
PS | 0 | 0 | 0 | 0 | 0 | 0
PV | 0 | 0 | 0 | 0 | 0 | 0
PeakG | 0 | 0 | 0.01 | 0 | 0 | 0
PeakO | 0 | 0 | 0 | 0 | 0 | 0
ST | 0 | 0 | 0 | 0 | 0 | 0
STOG | 0 | 0 | 0 | 0 | 0 | 0
STWD | 0 | 0 | 0 | 0 | 0 | 0
WT | 0 | 0 | 0 | 0 | 0 | 0
IGCC | 0 | 0 | 0 | 0 | 0 | 0
DemandResponse | 0 | 0 | 0 | 0 | 0 | 0
IGCC-CCS | 0 | 0 | 0 | 0 | 0 | 0
WT_off | 0 | 0 | 0 | 0 | 0 | 0
PseudoUnit | 0 | 0 | 0 | 0 | 0 | 0
FixedInterchange | 0 | 0 | 0 | 0 | 0 | 0
CO2 Emissions (MMmetricTons): TVA_Transmission
ReportingType | 2015 | 2020 | 2025 | 2030 | 2035 | 2040
BM | 0 | 0 | 0 | 0 | 0 | 0
CC | 0 | 0 | 0 | 0 | 0 | 0
CSP | 0 | 0 | 0 | 0 | 0 | 0
CT | 0 | 0 | 0 | 0 | 0 | 0
Coal | 0 | 0 | 0 | 0 | 0 | 0
Geo | 0 | 0 | 0 | 0 | 0 | 0
H | 0 | 0 | 0 | 0 | 0 | 0
LFG | 0 | 0 | 0 | 0 | 0 | 0
Nuc | 0 | 0 | 0 | 0 | 0 | 0
PS | 0 | 0 | 0 | 0 | 0 | 0
PV | 0 | 0 | 0 | 0 | 0 | 0
PeakG | 0 | 0 | 0 | 0 | 0 | 0
PeakO | 0 | 0 | 0 | 0 | 0 | 0
ST | 0 | 0 | 0 | 0 | 0 | 0
STOG | 0 | 0 | 0 | 0 | 0 | 0
STWD | 0 | 0 | 0 | 0 | 0 | 0
WT | 0 | 0 | 0 | 0 | 0 | 0
IGCC | 0 | 0 | 0 | 0 | 0 | 0
DemandResponse | 0 | 0 | 0 | 0 | 0 | 0
IGCC-CCS | 0 | 0 | 0 | 0 | 0 | 0
WT_off | 0 | 0 | 0 | 0 | 0 | 0
PseudoUnit | 0 | 0 | 0 | 0 | 0 | 0
FixedInterchange | 0 | 0 | 0 | 0 | 0 | 0
CO2 Emissions (MMmetricTons): VACAR
ReportingType | 2015 | 2020 | 2025 | 2030 | 2035 | 2040
BM | 0 | 0 | 0 | 0 | 0 | 0
CC | 24.23 | 31.96 | 34.23 | 37.38 | 57.29 | 75.19
CSP | 0 | 0 | 0 | 0 | 0 | 0
CT | 0.02 | 0.15 | 0.22 | 0.42 | 0.45 | 0.55
Coal | 72.31 | 67.69 | 80.19 | 84.98 | 96.1 | 101.38
Geo | 0 | 0 | 0 | 0 | 0 | 0
H | 0 | 0 | 0 | 0 | 0 | 0
LFG | 0 | 0 | 0 | 0 | 0 | 0
Nuc | 0 | 0 | 0 | 0 | 0 | 0
PS | 0 | 0 | 0 | 0 | 0 | 0
PV | 0 | 0 | 0 | 0 | 0 | 0
PeakG | 0.03 | 0.05 | 0.13 | 0.11 | 0.1 | 0.09
PeakO | 0 | 0 | 0 | 0 | 0 | 0
ST | 0 | 0 | 0 | 0 | 0 | 0
STOG | 0 | 0 | 0 | 0 | 0 | 0
STWD | 0 | 0 | 0 | 0 | 0 | 0
WT | 0 | 0 | 0 | 0 | 0 | 0
IGCC | 0 | 0 | 0 | 0 | 0 | 0
DemandResponse | 0 | 0 | 0 | 0 | 0 | 0
IGCC-CCS | 0 | 0 | 0 | 0 | 0 | 0
WT_off | 0 | 0 | 0 | 0 | 0 | 0
PseudoUnit | 0 | 0 | 0 | 0 | 0 | 0
FixedInterchange | 0 | 0 | 0 | 0 | 0 | 0
CO2 Emissions (MMmetricTons): IESO
ReportingType | 2015 | 2020 | 2025 | 2030 | 2035 | 2040
BM | 0 | 0 | 0 | 0 | 0 | 0
CC | 0.68 | 0.83 | 2.13 | 5.53 | 16.6 | 26.25
CSP | 0 | 0 | 0 | 0 | 0 | 0
CT | 0 | 0 | 0 | 0 | 0 | 0.01
Coal | 0 | 0 | 0 | 0 | 0 | 0
Geo | 0 | 0 | 0 | 0 | 0 | 0
H | 0 | 0 | 0 | 0 | 0 | 0
LFG | 0 | 0 | 0 | 0 | 0 | 0
Nuc | 0 | 0 | 0 | 0 | 0 | 0
PS | 0 | 0 | 0 | 0 | 0 | 0
PV | 0 | 0 | 0 | 0 | 0 | 0
PeakG | 0 | 0 | 0 | 0 | 0 | 0
PeakO | 0 | 0 | 0 | 0 | 0 | 0
ST | 0 | 0 | 0 | 0 | 0 | 0
STOG | 0 | 0 | 0 | 0 | 0 | 0
STWD | 0 | 0 | 0 | 0 | 0 | 0
WT | 0 | 0 | 0 | 0 | 0 | 0
IGCC | 0 | 0 | 0 | 0 | 0 | 0
DemandResponse | 0 | 0 | 0 | 0 | 0 | 0
IGCC-CCS | 0 | 0 | 0 | 0 | 0 | 0
WT_off | 0 | 0 | 0 | 0 | 0 | 0
PseudoUnit | 0 | 0 | 0 | 0 | 0 | 0
FixedInterchange | 0 | 0 | 0 | 0 | 0 | 0
CO2 Emissions (MMmetricTons): MAPP_CA
ReportingType | 2015 | 2020 | 2025 | 2030 | 2035 | 2040
BM | 0 | 0 | 0 | 0 | 0 | 0
CC | 2.7 | 2.6 | 2.02 | 0.41 | 1.1 | 0.81
CSP | 0 | 0 | 0 | 0 | 0 | 0
CT | 0 | 0 | 0 | 0 | 0 | 0
Coal | 0.23 | 0.73 | 0.82 | 0.08 | 1.04 | 1.08
Geo | 0 | 0 | 0 | 0 | 0 | 0
H | 0 | 0 | 0 | 0 | 0 | 0
LFG | 0 | 0 | 0 | 0 | 0 | 0
Nuc | 0 | 0 | 0 | 0 | 0 | 0
PS | 0 | 0 | 0 | 0 | 0 | 0
PV | 0 | 0 | 0 | 0 | 0 | 0
PeakG | 0 | 0 | 0 | 0 | 0 | 0
PeakO | 0 | 0 | 0 | 0 | 0 | 0
ST | 0 | 0 | 0 | 0 | 0 | 0
STOG | 0 | 0 | 0 | 0 | 0 | 0
STWD | 0 | 0 | 0 | 0 | 0 | 0
WT | 0 | 0 | 0 | 0 | 0 | 0
IGCC | 0 | 0 | 0 | 0 | 0 | 0
DemandResponse | 0 | 0 | 0 | 0 | 0 | 0
IGCC-CCS | 0 | 0 | 0 | 0 | 0 | 0
WT_off | 0 | 0 | 0 | 0 | 0 | 0
PseudoUnit | 0 | 0 | 0 | 0 | 0 | 0
FixedInterchange | 0 | 0 | 0 | 0 | 0 | 0
CO2 Emissions (MMmetricTons): AZ_NM_SNV_Coal
ReportingType | 2015 | 2020 | 2025 | 2030 | 2035 | 2040
BM | 0 | 0 | 0 | 0 | 0 | 0
CC | 0 | 0 | 0 | 0 | 0 | 0
CSP | 0 | 0 | 0 | 0 | 0 | 0
CT | 0 | 0 | 0 | 0 | 0 | 0
Coal | 71.95 | 73.03 | 73.03 | 73.03 | 73.03 | 150.7
Geo | 0 | 0 | 0 | 0 | 0 | 0
H | 0 | 0 | 0 | 0 | 0 | 0
LFG | 0 | 0 | 0 | 0 | 0 | 0
Nuc | 0 | 0 | 0 | 0 | 0 | 0
PS | 0 | 0 | 0 | 0 | 0 | 0
PV | 0 | 0 | 0 | 0 | 0 | 0
PeakG | 0 | 0 | 0 | 0 | 0 | 0
PeakO | 0 | 0 | 0 | 0 | 0 | 0
ST | 0 | 0 | 0 | 0 | 0 | 0
STOG | 0 | 0 | 0 | 0 | 0 | 0
STWD | 0 | 0 | 0 | 0 | 0 | 0
WT | 0 | 0 | 0 | 0 | 0 | 0
IGCC | 0 | 0 | 0 | 0 | 0 | 0
DemandResponse | 0 | 0 | 0 | 0 | 0 | 0
IGCC-CCS | 0 | 0 | 0 | 0 | 0 | 0
WT_off | 0 | 0 | 0 | 0 | 0 | 0
PseudoUnit | 0 | 0 | 0 | 0 | 0 | 0
FixedInterchange | 0 | 0 | 0 | 0 | 0 | 0
CO2 Emissions (MMmetricTons): AZ_NM_SNV_Gas
ReportingType | 2015 | 2020 | 2025 | 2030 | 2035 | 2040
BM | 0 | 0 | 0 | 0 | 0 | 0
CC | 39.84 | 51.27 | 56.58 | 77.73 | 91.07 | 81.14
CSP | 0 | 0 | 0 | 0 | 0 | 0
CT | 0 | 0 | 0.28 | 0.16 | 0 | 0
Coal | 0 | 0 | 0 | 0 | 0 | 0
Geo | 0 | 0 | 0 | 0 | 0 | 0
H | 0 | 0 | 0 | 0 | 0 | 0
LFG | 0 | 0 | 0 | 0 | 0 | 0
Nuc | 0 | 0 | 0 | 0 | 0 | 0
PS | 0 | 0 | 0 | 0 | 0 | 0
PV | 0 | 0 | 0 | 0 | 0 | 0
PeakG | 0 | 0.01 | 0.6 | 0 | 0 | 0
PeakO | 0 | 0 | 0 | 0 | 0 | 0
ST | 0 | 0 | 0 | 0 | 0 | 0
STOG | 0 | 0 | 0 | 0 | 0 | 0
STWD | 0 | 0 | 0 | 0 | 0 | 0
WT | 0 | 0 | 0 | 0 | 0 | 0
IGCC | 0 | 0 | 0 | 0 | 0 | 0
DemandResponse | 0 | 0 | 0 | 0 | 0 | 0
IGCC-CCS | 0 | 0 | 0 | 0 | 0 | 0
WT_off | 0 | 0 | 0 | 0 | 0 | 0
PseudoUnit | 0 | 0 | 0 | 0 | 0 | 0
FixedInterchange | 0 | 0 | 0 | 0 | 0 | 0
CO2 Emissions (MMmetricTons): AZ_NM_SNV_NucRenew
ReportingType | 2015 | 2020 | 2025 | 2030 | 2035 | 2040
BM | 0 | 0 | 0 | 0 | 0 | 0
CC | 0 | 0 | 0 | 0 | 0 | 0
CSP | 0 | 0 | 0 | 0 | 0 | 0
CT | 0 | 0 | 0 | 0 | 0 | 0
Coal | 0 | 0 | 0 | 0 | 0 | 0
Geo | 0 | 0 | 0 | 0 | 0 | 0
H | 0 | 0 | 0 | 0 | 0 | 0
LFG | 0 | 0 | 0 | 0 | 0 | 0
Nuc | 0 | 0 | 0 | 0 | 0 | 0
PS | 0 | 0 | 0 | 0 | 0 | 0
PV | 0 | 0 | 0 | 0 | 0 | 0
PeakG | 0 | 0 | 0 | 0 | 0 | 0
PeakO | 0 | 0 | 0 | 0 | 0 | 0
ST | 0 | 0 | 0 | 0 | 0 | 0
STOG | 0 | 0 | 0 | 0 | 0 | 0
STWD | 0 | 0 | 0 | 0 | 0 | 0
WT | 0 | 0 | 0 | 0 | 0 | 0
IGCC | 0 | 0 | 0 | 0 | 0 | 0
DemandResponse | 0 | 0 | 0 | 0 | 0 | 0
IGCC-CCS | 0 | 0 | 0 | 0 | 0 | 0
WT_off | 0 | 0 | 0 | 0 | 0 | 0
PseudoUnit | 0 | 0 | 0 | 0 | 0 | 0
FixedInterchange | 0 | 0 | 0 | 0 | 0 | 0
CO2 Emissions (MMmetricTons): ERCOT
ReportingType | 2015 | 2020 | 2025 | 2030 | 2035 | 2040
BM | 0 | 0 | 0 | 0 | 0 | 0
CC | 60.32 | 57.99 | 53.74 | 51.2 | 57.43 | 68.58
CSP | 0 | 0 | 0 | 0 | 0 | 0
CT | 0 | 0 | 0 | 0 | 0 | 0
Coal | 116.78 | 126.46 | 132.79 | 135.13 | 143.25 | 143.25
Geo | 0 | 0 | 0 | 0 | 0 | 0
H | 0 | 0 | 0 | 0 | 0 | 0
LFG | 0 | 0 | 0 | 0 | 0 | 0
Nuc | 0 | 0 | 0 | 0 | 0 | 0
PS | 0 | 0 | 0 | 0 | 0 | 0
PV | 0 | 0 | 0 | 0 | 0 | 0
PeakG | 0 | 0 | 0 | 0 | 0 | 0
PeakO | 0 | 0 | 0 | 0 | 0 | 0
ST | 0 | 0 | 0 | 0 | 0 | 0
STOG | 3.22 | 3.02 | 2.75 | 1.98 | 1.92 | 1.89
STWD | 0 | 0 | 0 | 0 | 0 | 0
WT | 0 | 0 | 0 | 0 | 0 | 0
IGCC | 0 | 0 | 0 | 0 | 0 | 0
DemandResponse | 0 | 0 | 0 | 0 | 0 | 0
IGCC-CCS | 0 | 0 | 0 | 0 | 0 | 0
WT_off | 0 | 0 | 0 | 0 | 0 | 0
PseudoUnit | 0 | 0 | 0 | 0 | 0 | 0
FixedInterchange | 0 | 0 | 0 | 0 | 0 | 0
CO2 Emissions (MMmetricTons): NP15
ReportingType | 2015 | 2020 | 2025 | 2030 | 2035 | 2040
BM | 0 | 0 | 0 | 0 | 0 | 0
CC | 14.92 | 16.07 | 12.61 | 11.61 | 9.69 | 9.75
CSP | 0 | 0 | 0 | 0 | 0 | 0
CT | 0 | 0 | 0 | 0 | 0.05 | 0.07
Coal | 0.24 | 0 | 0 | 0 | 0 | 0
Geo | 0 | 0 | 0 | 0 | 0 | 0
H | 0 | 0 | 0 | 0 | 0 | 0
LFG | 0 | 0 | 0 | 0 | 0 | 0
Nuc | 0 | 0 | 0 | 0 | 0 | 0
PS | 0 | 0 | 0 | 0 | 0 | 0
PV | 0 | 0 | 0 | 0 | 0 | 0
PeakG | 0 | 0 | 0 | 0.03 | 0.11 | 0.17
PeakO | 0 | 0 | 0 | 0 | 0 | 0
ST | 0 | 0 | 0 | 0 | 0 | 0
STOG | 0.11 | 0.21 | 0.18 | 0.35 | 0.44 | 0.63
STWD | 0 | 0 | 0 | 0 | 0 | 0
WT | 0 | 0 | 0 | 0 | 0 | 0
IGCC | 0 | 0 | 0 | 0 | 0 | 0
DemandResponse | 0 | 0 | 0 | 0 | 0 | 0
IGCC-CCS | 0 | 0 | 0 | 0 | 0 | 0
WT_off | 0 | 0 | 0 | 0 | 0 | 0
PseudoUnit | 0 | 0 | 0 | 0 | 0 | 0
FixedInterchange | 0 | 0 | 0 | 0 | 0 | 0
CO2 Emissions (MMmetricTons): NWPP_Coal
ReportingType | 2015 | 2020 | 2025 | 2030 | 2035 | 2040
BM | 0 | 0 | 0 | 0 | 0 | 0
CC | 0 | 0 | 0 | 0 | 0 | 0
CSP | 0 | 0 | 0 | 0 | 0 | 0
CT | 0 | 0 | 0 | 0 | 0 | 0
Coal | 98.32 | 98.95 | 98.95 | 98.95 | 98.5 | 98.5
Geo | 0 | 0 | 0 | 0 | 0 | 0
H | 0 | 0 | 0 | 0 | 0 | 0
LFG | 0 | 0 | 0 | 0 | 0 | 0
Nuc | 0 | 0 | 0 | 0 | 0 | 0
PS | 0 | 0 | 0 | 0 | 0 | 0
PV | 0 | 0 | 0 | 0 | 0 | 0
PeakG | 0 | 0 | 0 | 0 | 0 | 0
PeakO | 0 | 0 | 0 | 0 | 0 | 0
ST | 0 | 0 | 0 | 0 | 0 | 0
STOG | 0 | 0 | 0 | 0 | 0 | 0
STWD | 0 | 0 | 0 | 0 | 0 | 0
WT | 0 | 0 | 0 | 0 | 0 | 0
IGCC | 0 | 0 | 0 | 0 | 0 | 0
DemandResponse | 0 | 0 | 0 | 0 | 0 | 0
IGCC-CCS | 0 | 0 | 0 | 0 | 0 | 0
WT_off | 0 | 0 | 0 | 0 | 0 | 0
PseudoUnit | 0 | 0 | 0 | 0 | 0 | 0
FixedInterchange | 0 | 0 | 0 | 0 | 0 | 0
CO2 Emissions (MMmetricTons): NWPP_Gas
ReportingType | 2015 | 2020 | 2025 | 2030 | 2035 | 2040
BM | 0 | 0 | 0 | 0 | 0 | 0
CC | 19.17 | 22.78 | 33.37 | 48.37 | 70.07 | 81.92
CSP | 0 | 0 | 0 | 0 | 0 | 0
CT | 0 | 0 | 0 | 0 | 0 | 0
Coal | 0 | 0 | 0 | 0 | 0 | 2.9
Geo | 0 | 0 | 0 | 0 | 0 | 0
H | 0 | 0 | 0 | 0 | 0 | 0
LFG | 0 | 0 | 0 | 0 | 0 | 0
Nuc | 0 | 0 | 0 | 0 | 0 | 0
PS | 0 | 0 | 0 | 0 | 0 | 0
PV | 0 | 0 | 0 | 0 | 0 | 0
PeakG | 0 | 0 | 0 | 0 | 0 | 0
PeakO | 0 | 0 | 0 | 0 | 0 | 0
ST | 0 | 0 | 0 | 0 | 0 | 0
STOG | 0 | 0 | 0 | 0 | 0 | 0
STWD | 0 | 0 | 0 | 0 | 0 | 0
WT | 0 | 0 | 0 | 0 | 0 | 0
IGCC | 0 | 0 | 0 | 0 | 0 | 0
DemandResponse | 0 | 0 | 0 | 0 | 0 | 0
IGCC-CCS | 0 | 0 | 0 | 0 | 0 | 0
WT_off | 0 | 0 | 0 | 0 | 0 | 0
PseudoUnit | 0 | 0 | 0 | 0 | 0 | 0
FixedInterchange | 0 | 0 | 0 | 0 | 0 | 0
CO2 Emissions (MMmetricTons): NWPP_NucRenew
ReportingType | 2015 | 2020 | 2025 | 2030 | 2035 | 2040
BM | 0 | 0 | 0 | 0 | 0 | 0
CC | 0 | 0 | 0 | 0 | 0 | 0
CSP | 0 | 0 | 0 | 0 | 0 | 0
CT | 0 | 0 | 0 | 0 | 0 | 0
Coal | 0 | 0 | 0 | 0 | 0 | 0
Geo | 0 | 0 | 0 | 0 | 0 | 0
H | 0 | 0 | 0 | 0 | 0 | 0
LFG | 0 | 0 | 0 | 0 | 0 | 0
Nuc | 0 | 0 | 0 | 0 | 0 | 0
PS | 0 | 0 | 0 | 0 | 0 | 0
PV | 0 | 0 | 0 | 0 | 0 | 0
PeakG | 0 | 0 | 0 | 0 | 0 | 0
PeakO | 0 | 0 | 0 | 0 | 0 | 0
ST | 0 | 0 | 0 | 0 | 0 | 0
STOG | 0 | 0 | 0 | 0 | 0 | 0
STWD | 0 | 0 | 0 | 0 | 0 | 0
WT | 0 | 0 | 0 | 0 | 0 | 0
IGCC | 0 | 0 | 0 | 0 | 0 | 0
DemandResponse | 0 | 0 | 0 | 0 | 0 | 0
IGCC-CCS | 0 | 0 | 0 | 0 | 0 | 0
WT_off | 0 | 0 | 0 | 0 | 0 | 0
PseudoUnit | 0 | 0 | 0 | 0 | 0 | 0
FixedInterchange | 0 | 0 | 0 | 0 | 0 | 0
CO2 Emissions (MMmetricTons): RMPA
ReportingType | 2015 | 2020 | 2025 | 2030 | 2035 | 2040
BM | 0 | 0 | 0 | 0 | 0 | 0
CC | 3.37 | 3.55 | 1.47 | 1.16 | 1.06 | 0.93
CSP | 0 | 0 | 0 | 0 | 0 | 0
CT | 0 | 0 | 0 | 0 | 0 | 0
Coal | 55.62 | 62 | 62.32 | 69.19 | 84.73 | 99.33
Geo | 0 | 0 | 0 | 0 | 0 | 0
H | 0 | 0 | 0 | 0 | 0 | 0
LFG | 0 | 0 | 0 | 0 | 0 | 0
Nuc | 0 | 0 | 0 | 0 | 0 | 0
PS | 0 | 0 | 0 | 0 | 0 | 0
PV | 0 | 0 | 0 | 0 | 0 | 0
PeakG | 0.01 | 0.01 | 0.01 | 0.03 | 0.04 | 0.03
PeakO | 0 | 0 | 0 | 0 | 0 | 0
ST | 0 | 0 | 0 | 0 | 0 | 0
STOG | 0 | 0 | 0 | 0 | 0 | 0
STWD | 0 | 0 | 0 | 0 | 0 | 0
WT | 0 | 0 | 0 | 0 | 0 | 0
IGCC | 0 | 0 | 0 | 0 | 0 | 0
DemandResponse | 0 | 0 | 0 | 0 | 0 | 0
IGCC-CCS | 0 | 0 | 0 | 0 | 0 | 0
WT_off | 0 | 0 | 0 | 0 | 0 | 0
PseudoUnit | 0 | 0 | 0 | 0 | 0 | 0
FixedInterchange | 0 | 0 | 0 | 0 | 0 | 0
CO2 Emissions (MMmetricTons): SP15
ReportingType | 2015 | 2020 | 2025 | 2030 | 2035 | 2040
BM | 0 | 0 | 0 | 0 | 0 | 0
CC | 18.83 | 15.89 | 13.14 | 7.35 | 8.11 | 5.02
CSP | 0 | 0 | 0 | 0 | 0 | 0
CT | 0 | 0 | 0 | 0.03 | 0.37 | 0.27
Coal | 0.81 | 0.81 | 0.81 | 0.5 | 0.18 | 0.07
Geo | 0 | 0 | 0 | 0 | 0 | 0
H | 0 | 0 | 0 | 0 | 0 | 0
LFG | 0 | 0 | 0 | 0 | 0 | 0
Nuc | 0 | 0 | 0 | 0 | 0 | 0
PS | 0 | 0 | 0 | 0 | 0 | 0
PV | 0 | 0 | 0 | 0 | 0 | 0
PeakG | 0 | 0 | 0.01 | 0.04 | 0.04 | 0.02
PeakO | 0 | 0 | 0 | 0 | 0 | 0
ST | 0 | 0 | 0 | 0 | 0 | 0
STOG | 0.34 | 0.6 | 0.61 | 1.12 | 2.09 | 1.44
STWD | 0 | 0 | 0 | 0 | 0 | 0
WT | 0 | 0 | 0 | 0 | 0 | 0
IGCC | 0 | 0 | 0 | 0 | 0 | 0
DemandResponse | 0 | 0 | 0 | 0 | 0 | 0
IGCC-CCS | 0 | 0 | 0 | 0 | 0 | 0
WT_off | 0 | 0 | 0 | 0 | 0 | 0
PseudoUnit | 0 | 0 | 0 | 0 | 0 | 0
FixedInterchange | 0 | 0 | 0 | 0 | 0 | 0
CO2 Emissions (MMmetricTons): ALB
ReportingType | 2015 | 2020 | 2025 | 2030 | 2035 | 2040
BM | 0 | 0 | 0 | 0 | 0 | 0
CC | 7.9 | 10.95 | 13.9 | 18.01 | 22.53 | 26.47
CSP | 0 | 0 | 0 | 0 | 0 | 0
CT | 0 | 0 | 0 | 0 | 0 | 0
Coal | 45.36 | 45.36 | 45.36 | 45.36 | 45.36 | 45.36
Geo | 0 | 0 | 0 | 0 | 0 | 0
H | 0 | 0 | 0 | 0 | 0 | 0
LFG | 0 | 0 | 0 | 0 | 0 | 0
Nuc | 0 | 0 | 0 | 0 | 0 | 0
PS | 0 | 0 | 0 | 0 | 0 | 0
PV | 0 | 0 | 0 | 0 | 0 | 0
PeakG | 0 | 0 | 0 | 0 | 0 | 0
PeakO | 0 | 0 | 0 | 0 | 0 | 0
ST | 0 | 0 | 0 | 0 | 0 | 0
STOG | 0 | 0 | 0 | 0 | 0 | 0
STWD | 0 | 0 | 0 | 0 | 0 | 0
WT | 0 | 0 | 0 | 0 | 0 | 0
IGCC | 0 | 0 | 0 | 0 | 0 | 0
DemandResponse | 0 | 0 | 0 | 0 | 0 | 0
IGCC-CCS | 0 | 0 | 0 | 0 | 0 | 0
WT_off | 0 | 0 | 0 | 0 | 0 | 0
PseudoUnit | 0 | 0 | 0 | 0 | 0 | 0
FixedInterchange | 0 | 0 | 0 | 0 | 0 | 0
CO2 Emissions (MMmetricTons): BC
ReportingType | 2015 | 2020 | 2025 | 2030 | 2035 | 2040
BM | 0 | 0 | 0 | 0 | 0 | 0
CC | 4.65 | 7.17 | 10.81 | 13.45 | 16.84 | 20.6
CSP | 0 | 0 | 0 | 0 | 0 | 0
CT | 0 | 0 | 0 | 0 | 0 | 0
Coal | 0 | 0 | 0 | 0 | 0 | 0
Geo | 0 | 0 | 0 | 0 | 0 | 0
H | 0 | 0 | 0 | 0 | 0 | 0
LFG | 0 | 0 | 0 | 0 | 0 | 0
Nuc | 0 | 0 | 0 | 0 | 0 | 0
PS | 0 | 0 | 0 | 0 | 0 | 0
PV | 0 | 0 | 0 | 0 | 0 | 0
PeakG | 0 | 0 | 0 | 0 | 0 | 0
PeakO | 0 | 0 | 0 | 0 | 0 | 0
ST | 0 | 0 | 0 | 0 | 0 | 0
STOG | 0 | 0.1 | 0 | 0 | 0 | 0
STWD | 0 | 0 | 0 | 0 | 0 | 0
WT | 0 | 0 | 0 | 0 | 0 | 0
IGCC | 0 | 0 | 0 | 0 | 0 | 0
DemandResponse | 0 | 0 | 0 | 0 | 0 | 0
IGCC-CCS | 0 | 0 | 0 | 0 | 0 | 0
WT_off | 0 | 0 | 0 | 0 | 0 | 0
PseudoUnit | 0 | 0 | 0 | 0 | 0 | 0
FixedInterchange | 0 | 0 | 0 | 0 | 0 | 0
CO2 Emissions (MMmetricTons): HQ_IESO
ReportingType | 2015 | 2020 | 2025 | 2030 | 2035 | 2040
BM | 0 | 0 | 0 | 0 | 0 | 0
CC | 0 | 0 | 0 | 0 | 0 | 0
CSP | 0 | 0 | 0 | 0 | 0 | 0
CT | 0 | 0 | 0 | 0 | 0 | 0
Coal | 0 | 0 | 0 | 0 | 0 | 0
Geo | 0 | 0 | 0 | 0 | 0 | 0
H | 0 | 0 | 0 | 0 | 0 | 0
LFG | 0 | 0 | 0 | 0 | 0 | 0
Nuc | 0 | 0 | 0 | 0 | 0 | 0
PS | 0 | 0 | 0 | 0 | 0 | 0
PV | 0 | 0 | 0 | 0 | 0 | 0
PeakG | 0 | 0 | 0 | 0 | 0 | 0
PeakO | 0 | 0 | 0 | 0 | 0 | 0
ST | 0 | 0 | 0 | 0 | 0 | 0
STOG | 0 | 0 | 0 | 0 | 0 | 0
STWD | 0 | 0 | 0 | 0 | 0 | 0
WT | 0 | 0 | 0 | 0 | 0 | 0
IGCC | 0 | 0 | 0 | 0 | 0 | 0
DemandResponse | 0 | 0 | 0 | 0 | 0 | 0
IGCC-CCS | 0 | 0 | 0 | 0 | 0 | 0
WT_off | 0 | 0 | 0 | 0 | 0 | 0
PseudoUnit | 0 | 0 | 0 | 0 | 0 | 0
FixedInterchange | 0 | 0 | 0 | 0 | 0 | 0
CO2 Emissions (MMmetricTons): HQ_NEISO
ReportingType | 2015 | 2020 | 2025 | 2030 | 2035 | 2040
BM | 0 | 0 | 0 | 0 | 0 | 0
CC | 0 | 0 | 0 | 0 | 0 | 0
CSP | 0 | 0 | 0 | 0 | 0 | 0
CT | 0 | 0 | 0 | 0 | 0 | 0
Coal | 0 | 0 | 0 | 0 | 0 | 0
Geo | 0 | 0 | 0 | 0 | 0 | 0
H | 0 | 0 | 0 | 0 | 0 | 0
LFG | 0 | 0 | 0 | 0 | 0 | 0
Nuc | 0 | 0 | 0 | 0 | 0 | 0
PS | 0 | 0 | 0 | 0 | 0 | 0
PV | 0 | 0 | 0 | 0 | 0 | 0
PeakG | 0 | 0 | 0 | 0 | 0 | 0
PeakO | 0 | 0 | 0 | 0 | 0 | 0
ST | 0 | 0 | 0 | 0 | 0 | 0
STOG | 0 | 0 | 0 | 0 | 0 | 0
STWD | 0 | 0 | 0 | 0 | 0 | 0
WT | 0 | 0 | 0 | 0 | 0 | 0
IGCC | 0 | 0 | 0 | 0 | 0 | 0
DemandResponse | 0 | 0 | 0 | 0 | 0 | 0
IGCC-CCS | 0 | 0 | 0 | 0 | 0 | 0
WT_off | 0 | 0 | 0 | 0 | 0 | 0
PseudoUnit | 0 | 0 | 0 | 0 | 0 | 0
FixedInterchange | 0 | 0 | 0 | 0 | 0 | 0
CO2 Emissions (MMmetricTons): HQ_NY
ReportingType | 2015 | 2020 | 2025 | 2030 | 2035 | 2040
BM | 0 | 0 | 0 | 0 | 0 | 0
CC | 0 | 0 | 0 | 0 | 0 | 0
CSP | 0 | 0 | 0 | 0 | 0 | 0
CT | 0 | 0 | 0 | 0 | 0 | 0
Coal | 0 | 0 | 0 | 0 | 0 | 0
Geo | 0 | 0 | 0 | 0 | 0 | 0
H | 0 | 0 | 0 | 0 | 0 | 0
LFG | 0 | 0 | 0 | 0 | 0 | 0
Nuc | 0 | 0 | 0 | 0 | 0 | 0
PS | 0 | 0 | 0 | 0 | 0 | 0
PV | 0 | 0 | 0 | 0 | 0 | 0
PeakG | 0 | 0 | 0 | 0 | 0 | 0
PeakO | 0 | 0 | 0 | 0 | 0 | 0
ST | 0 | 0 | 0 | 0 | 0 | 0
STOG | 0 | 0 | 0 | 0 | 0 | 0
STWD | 0 | 0 | 0 | 0 | 0 | 0
WT | 0 | 0 | 0 | 0 | 0 | 0
IGCC | 0 | 0 | 0 | 0 | 0 | 0
DemandResponse | 0 | 0 | 0 | 0 | 0 | 0
IGCC-CCS | 0 | 0 | 0 | 0 | 0 | 0
WT_off | 0 | 0 | 0 | 0 | 0 | 0
PseudoUnit | 0 | 0 | 0 | 0 | 0 | 0
FixedInterchange | 0 | 0 | 0 | 0 | 0 | 0
CO2 Emissions (MMmetricTons): MARITIMES
ReportingType | 2015 | 2020 | 2025 | 2030 | 2035 | 2040
BM | 0 | 0 | 0 | 0 | 0 | 0
CC | 0 | 0 | 0 | 0 | 0 | 0
CSP | 0 | 0 | 0 | 0 | 0 | 0
CT | 0 | 0 | 0 | 0 | 0 | 0
Coal | 0 | 0 | 0 | 0 | 0 | 0
Geo | 0 | 0 | 0 | 0 | 0 | 0
H | 0 | 0 | 0 | 0 | 0 | 0
LFG | 0 | 0 | 0 | 0 | 0 | 0
Nuc | 0 | 0 | 0 | 0 | 0 | 0
PS | 0 | 0 | 0 | 0 | 0 | 0
PV | 0 | 0 | 0 | 0 | 0 | 0
PeakG | 0 | 0 | 0 | 0 | 0 | 0
PeakO | 0 | 0 | 0 | 0 | 0 | 0
ST | 0 | 0 | 0 | 0 | 0 | 0
STOG | 0 | 0 | 0 | 0 | 0 | 0
STWD | 0 | 0 | 0 | 0 | 0 | 0
WT | 0 | 0 | 0 | 0 | 0 | 0
IGCC | 0 | 0 | 0 | 0 | 0 | 0
DemandResponse | 0 | 0 | 0 | 0 | 0 | 0
IGCC-CCS | 0 | 0 | 0 | 0 | 0 | 0
WT_off | 0 | 0 | 0 | 0 | 0 | 0
PseudoUnit | 0 | 0 | 0 | 0 | 0 | 0
FixedInterchange | 0 | 0 | 0 | 0 | 0 | 0
CO2 Emissions (MMmetricTons): All
ReportingType | 2015 | 2020 | 2025 | 2030 | 2035 | 2040
BM | 0 | 0 | 0 | 0 | 0 | 0
CC | 451.02 | 539.01 | 549.06 | 584.31 | 773.29 | 890.04
CSP | 0 | 0 | 0 | 0 | 0 | 0
CT | 0.34 | 1.53 | 2.54 | 4.31 | 7.21 | 9.17
Coal | 1807.46 | 1646.24 | 1635.6 | 1586 | 1682.96 | 1925.2
Geo | 0 | 0 | 0 | 0 | 0 | 0
H | 0 | 0 | 0 | 0 | 0 | 0
LFG | 0 | 0 | 0 | 0 | 0 | 0
Nuc | 0 | 0 | 0 | 0 | 0 | 0
PS | 0 | 0 | 0 | 0 | 0 | 0
PV | 0 | 0 | 0 | 0 | 0 | 0
PeakG | 1.87 | 2.45 | 4.46 | 3.75 | 4.77 | 4.43
PeakO | 0 | 0 | 0 | 0 | 0 | 0
ST | 0 | 0 | 0 | 0 | 0 | 0
STOG | 12.32 | 13.94 | 12.73 | 13.59 | 17.31 | 16.4
STWD | 0 | 0 | 0 | 0 | 0 | 0
WT | 0 | 0 | 0 | 0 | 0 | 0
IGCC | 3.76 | 3.76 | 3.76 | 3.76 | 3.76 | 3.76
DemandResponse | 0 | 0 | 0 | 0 | 0 | 0
IGCC-CCS | 0 | 0 | 0 | 0 | 0 | 0
WT_off | 0 | 0 | 0 | 0 | 0 | 0
PseudoUnit | 0 | 0 | 0 | 0 | 0 | 0
FixedInterchange | 0 | 0 | 0 | 0 | 0 | 0
CO2 Emissions (MMmetricTons): EI_US
ReportingType | 2015 | 2020 | 2025 | 2030 | 2035 | 2040
BM | 0 | 0 | 0 | 0 | 0 | 0
CC | 278.63 | 349.92 | 349.3 | 349.5 | 478.8 | 568.56
CSP | 0 | 0 | 0 | 0 | 0 | 0
CT | 0.34 | 1.52 | 2.26 | 4.12 | 6.78 | 8.81
Coal | 1418.16 | 1238.89 | 1221.51 | 1163.75 | 1236.88 | 1384
Geo | 0 | 0 | 0 | 0 | 0 | 0
H | 0 | 0 | 0 | 0 | 0 | 0
LFG | 0 | 0 | 0 | 0 | 0 | 0
Nuc | 0 | 0 | 0 | 0 | 0 | 0
PS | 0 | 0 | 0 | 0 | 0 | 0
PV | 0 | 0 | 0 | 0 | 0 | 0
PeakG | 1.86 | 2.43 | 3.84 | 3.64 | 4.59 | 4.2
PeakO | 0 | 0 | 0 | 0 | 0 | 0
ST | 0 | 0 | 0 | 0 | 0 | 0
STOG | 8.65 | 10.01 | 9.19 | 10.14 | 12.86 | 12.44
STWD | 0 | 0 | 0 | 0 | 0 | 0
WT | 0 | 0 | 0 | 0 | 0 | 0
IGCC | 3.76 | 3.76 | 3.76 | 3.76 | 3.76 | 3.76
DemandResponse | 0 | 0 | 0 | 0 | 0 | 0
IGCC-CCS | 0 | 0 | 0 | 0 | 0 | 0
WT_off | 0 | 0 | 0 | 0 | 0 | 0
PseudoUnit | 0 | 0 | 0 | 0 | 0 | 0
FixedInterchange | 0 | 0 | 0 | 0 | 0 | 0
CO2 Emissions (MMmetricTons): EI_Canada
ReportingType | 2015 | 2020 | 2025 | 2030 | 2035 | 2040
BM | 0 | 0 | 0 | 0 | 0 | 0
CC | 3.38 | 3.43 | 4.15 | 5.94 | 17.7 | 27.06
CSP | 0 | 0 | 0 | 0 | 0 | 0
CT | 0 | 0 | 0 | 0 | 0 | 0.01
Coal | 0.23 | 0.73 | 0.82 | 0.08 | 1.04 | 1.08
Geo | 0 | 0 | 0 | 0 | 0 | 0
H | 0 | 0 | 0 | 0 | 0 | 0
LFG | 0 | 0 | 0 | 0 | 0 | 0
Nuc | 0 | 0 | 0 | 0 | 0 | 0
PS | 0 | 0 | 0 | 0 | 0 | 0
PV | 0 | 0 | 0 | 0 | 0 | 0
PeakG | 0 | 0 | 0 | 0 | 0 | 0
PeakO | 0 | 0 | 0 | 0 | 0 | 0
ST | 0 | 0 | 0 | 0 | 0 | 0
STOG | 0 | 0 | 0 | 0 | 0 | 0
STWD | 0 | 0 | 0 | 0 | 0 | 0
WT | 0 | 0 | 0 | 0 | 0 | 0
IGCC | 0 | 0 | 0 | 0 | 0 | 0
DemandResponse | 0 | 0 | 0 | 0 | 0 | 0
IGCC-CCS | 0 | 0 | 0 | 0 | 0 | 0
WT_off | 0 | 0 | 0 | 0 | 0 | 0
PseudoUnit | 0 | 0 | 0 | 0 | 0 | 0
FixedInterchange | 0 | 0 | 0 | 0 | 0 | 0
CO2 Emissions (MMmetricTons): EI
ReportingType | 2015 | 2020 | 2025 | 2030 | 2035 | 2040
BM | 0 | 0 | 0 | 0 | 0 | 0
CC | 282.01 | 353.34 | 353.45 | 355.44 | 496.5 | 595.63
CSP | 0 | 0 | 0 | 0 | 0 | 0
CT | 0.34 | 1.53 | 2.26 | 4.12 | 6.79 | 8.82
Coal | 1418.39 | 1239.62 | 1222.33 | 1163.83 | 1237.92 | 1385.09
Geo | 0 | 0 | 0 | 0 | 0 | 0
H | 0 | 0 | 0 | 0 | 0 | 0
LFG | 0 | 0 | 0 | 0 | 0 | 0
Nuc | 0 | 0 | 0 | 0 | 0 | 0
PS | 0 | 0 | 0 | 0 | 0 | 0
PV | 0 | 0 | 0 | 0 | 0 | 0
PeakG | 1.86 | 2.43 | 3.84 | 3.64 | 4.59 | 4.21
PeakO | 0 | 0 | 0 | 0 | 0 | 0
ST | 0 | 0 | 0 | 0 | 0 | 0
STOG | 8.65 | 10.01 | 9.19 | 10.14 | 12.86 | 12.44
STWD | 0 | 0 | 0 | 0 | 0 | 0
WT | 0 | 0 | 0 | 0 | 0 | 0
IGCC | 3.76 | 3.76 | 3.76 | 3.76 | 3.76 | 3.76
DemandResponse | 0 | 0 | 0 | 0 | 0 | 0
IGCC-CCS | 0 | 0 | 0 | 0 | 0 | 0
WT_off | 0 | 0 | 0 | 0 | 0 | 0
PseudoUnit | 0 | 0 | 0 | 0 | 0 | 0
FixedInterchange | 0 | 0 | 0 | 0 | 0 | 0
CO2 Emissions (MMmetricTons): Outside_EI
ReportingType | 2015 | 2020 | 2025 | 2030 | 2035 | 2040
BM | 0 | 0 | 0 | 0 | 0 | 0
CC | 169 | 185.67 | 195.61 | 228.87 | 276.79 | 294.41
CSP | 0 | 0 | 0 | 0 | 0 | 0
CT | 0 | 0 | 0.28 | 0.19 | 0.42 | 0.35
Coal | 389.07 | 406.62 | 413.26 | 422.17 | 445.04 | 540.11
Geo | 0 | 0 | 0 | 0 | 0 | 0
H | 0 | 0 | 0 | 0 | 0 | 0
LFG | 0 | 0 | 0 | 0 | 0 | 0
Nuc | 0 | 0 | 0 | 0 | 0 | 0
PS | 0 | 0 | 0 | 0 | 0 | 0
PV | 0 | 0 | 0 | 0 | 0 | 0
PeakG | 0.01 | 0.02 | 0.62 | 0.11 | 0.18 | 0.22
PeakO | 0 | 0 | 0 | 0 | 0 | 0
ST | 0 | 0 | 0 | 0 | 0 | 0
STOG | 3.67 | 3.93 | 3.54 | 3.45 | 4.46 | 3.96
STWD | 0 | 0 | 0 | 0 | 0 | 0
WT | 0 | 0 | 0 | 0 | 0 | 0
IGCC | 0 | 0 | 0 | 0 | 0 | 0
DemandResponse | 0 | 0 | 0 | 0 | 0 | 0
IGCC-CCS | 0 | 0 | 0 | 0 | 0 | 0
WT_off | 0 | 0 | 0 | 0 | 0 | 0
PseudoUnit | 0 | 0 | 0 | 0 | 0 | 0
FixedInterchange | 0 | 0 | 0 | 0 | 0 | 0
#6 | Fuel Cost [includes coal shadow price] ($million)
Fuel Cost by Reporting Type: Entergy
ReportingType | 2015 | 2020 | 2025 | 2030 | 2035 | 2040
BM | 0 | 0 | 0 | 0 | 0 | 0
CC | 2598.58 | 3196.11 | 1774.61 | 1039.48 | 1458.61 | 2294.72
CSP | 0 | 0 | 0 | 0 | 0 | 0
CT | 0 | 0 | 0.51 | 0 | 5.51 | 22.08
Coal | 1467.43 | 1127.21 | 1025.03 | 1009.35 | 1242.06 | 1565.85
Geo | 0 | 0 | 0 | 0 | 0 | 0
H | 0 | 0 | 0 | 0 | 0 | 0
LFG | 0 | 0 | 0.14 | 0.14 | 0.14 | 0.14
Nuc | 372.97 | 380.57 | 404.36 | 412.26 | 348.24 | 272.43
PS | 0 | 0 | 0 | 0 | 0 | 0
PV | 0 | 0 | 0 | 0 | 0 | 0
PeakG | 0 | 0 | 0 | 0 | 0 | 0
PeakO | 0 | 0 | 0 | 0 | 0 | 0
ST | 0 | 0 | 0 | 0 | 0 | 0
STOG | 100.23 | 133.83 | 120.92 | 128.03 | 180.55 | 275.49
STWD | 0 | 11.89 | 11.67 | 18.24 | 55.35 | 76.34
WT | 0 | 0 | 0 | 0 | 0 | 0
IGCC | 0 | 0 | 0 | 0 | 0 | 0
DemandResponse | 0 | 0 | 0 | 0 | 0 | 0
IGCC-CCS | 0 | 0 | 0 | 0 | 0 | 0
WT_off | 0 | 0 | 0 | 0 | 0 | 0
PseudoUnit | 0 | 0 | 0 | 0 | 0 | 0
FixedInterchange | 0 | 0 | 0 | 0 | 0 | 0
Fuel Cost by Reporting Type: FRCC
ReportingType | 2015 | 2020 | 2025 | 2030 | 2035 | 2040
BM | 0 | 0 | 0 | 0 | 0 | 0
CC | 6506.55 | 8195.45 | 9641.93 | 11163.14 | 15805.47 | 20728.41
CSP | 0 | 0 | 0 | 0 | 0 | 0
CT | 32.34 | 59.45 | 65.76 | 61.23 | 33.43 | 20.98
Coal | 1787.76 | 1657.51 | 1820.6 | 1844.86 | 1884.89 | 1934.51
Geo | 0 | 0 | 0 | 0 | 0 | 0
H | 0 | 0 | 0 | 0 | 0 | 0
LFG | 0 | 0 | 0.25 | 0.25 | 0.25 | 0.25
Nuc | 282.48 | 288.24 | 306.26 | 312.24 | 190.15 | 63.41
PS | 0 | 0 | 0 | 0 | 0 | 0
PV | 0 | 0 | 0 | 0 | 0 | 0
PeakG | 24.13 | 24.35 | 35.17 | 31.32 | 12.3 | 10.33
PeakO | 0 | 0 | 0 | 0 | 0 | 0
ST | 0 | 0 | 0 | 0 | 0 | 0
STOG | 385.88 | 330.65 | 317.97 | 318.75 | 277.31 | 225.19
STWD | 0 | 100.84 | 100.84 | 100.84 | 100.84 | 100.84
WT | 0 | 0 | 0 | 0 | 0 | 0
IGCC | 0 | 0 | 0 | 0 | 0 | 0
DemandResponse | 0 | 0 | 0 | 0 | 0 | 0
IGCC-CCS | 0 | 0 | 0 | 0 | 0 | 0
WT_off | 0 | 0 | 0 | 0 | 0 | 0
PseudoUnit | 0 | 0 | 0 | 0 | 0 | 0
FixedInterchange | 0 | 0 | 0 | 0 | 0 | 0
Fuel Cost by Reporting Type: MAPP_US
ReportingType | 2015 | 2020 | 2025 | 2030 | 2035 | 2040
BM | 0 | 0 | 0 | 0 | 0 | 0
CC | 9.96 | 9.24 | 7.61 | 8.15 | 9.27 | 10.54
CSP | 0 | 0 | 0 | 0 | 0 | 0
CT | 0 | 0 | 0.16 | 0 | 0 | 0
Coal | 303.79 | 243.33 | 227.12 | 137.84 | 161.12 | 192.04
Geo | 0 | 0 | 0 | 0 | 0 | 0
H | 0 | 0 | 0 | 0 | 0 | 0
LFG | 0 | 0 | 0 | 0.09 | 0.09 | 0.09
Nuc | 0 | 0 | 0 | 0 | 0 | 0
PS | 0 | 0 | 0 | 0 | 0 | 0
PV | 0 | 0 | 0 | 0 | 0 | 0
PeakG | 1.17 | 0.46 | 1.42 | 0 | 1.27 | 7.57
PeakO | 0 | 0 | 0 | 0 | 0 | 0
ST | 0 | 0 | 0 | 0 | 0 | 0
STOG | 0 | 0 | 0 | 0 | 0 | 0
STWD | 0 | 0 | 0 | 0 | 0 | 0
WT | 0 | 0 | 0 | 0 | 0 | 0
IGCC | 0 | 0 | 0 | 0 | 0 | 0
DemandResponse | 0 | 0 | 0 | 0 | 0 | 0
IGCC-CCS | 0 | 0 | 0 | 0 | 0 | 0
WT_off | 0 | 0 | 0 | 0 | 0 | 0
PseudoUnit | 0 | 0 | 0 | 0 | 0 | 0
FixedInterchange | 0 | 0 | 0 | 0 | 0 | 0
Fuel Cost by Reporting Type: MISO_IN
ReportingType | 2015 | 2020 | 2025 | 2030 | 2035 | 2040
BM | 0 | 0 | 0 | 0 | 0 | 0
CC | 142.87 | 935.8 | 738.54 | 765.51 | 610.41 | 613.47
CSP | 0 | 0 | 0 | 0 | 0 | 0
CT | 0 | 0 | 0 | 0 | 0 | 0
Coal | 1858.19 | 1890.84 | 1883.05 | 2054.51 | 2165.78 | 2337.11
Geo | 0 | 0 | 0 | 0 | 0 | 0
H | 0 | 0 | 0 | 0 | 0 | 0
LFG | 0 | 0 | 0.1 | 0.1 | 0.1 | 0.1
Nuc | 0 | 0 | 0 | 0 | 0 | 0
PS | 0 | 0 | 0 | 0 | 0 | 0
PV | 0 | 0 | 0 | 0 | 0 | 0
PeakG | 0 | 1.45 | 2.07 | 3.02 | 6.53 | 11.81
PeakO | 0 | 0 | 0 | 0 | 0 | 0
ST | 0 | 0 | 0 | 0 | 0 | 0
STOG | 1.5 | 5.97 | 6.37 | 6.8 | 7.68 | 15.08
STWD | 0 | 0 | 0 | 0 | 0 | 0
WT | 0 | 0 | 0 | 0 | 0 | 0
IGCC | 90.45 | 91.25 | 92.49 | 98.07 | 99.73 | 105.04
DemandResponse | 0 | 0 | 0 | 0 | 0 | 0
IGCC-CCS | 0 | 0 | 0 | 0 | 0 | 0
WT_off | 0 | 0 | 0 | 0 | 0 | 0
PseudoUnit | 0 | 0 | 0 | 0 | 0 | 0
FixedInterchange | 0 | 0 | 0 | 0 | 0 | 0
Fuel Cost by Reporting Type: MISO_MI
ReportingType | 2015 | 2020 | 2025 | 2030 | 2035 | 2040
BM | 0 | 0 | 0 | 0 | 0 | 0
CC | 342.37 | 633.95 | 503.57 | 472.7 | 1177.71 | 1732.95
CSP | 0 | 0 | 0 | 0 | 0 | 0
CT | 0 | 0 | 0 | 0 | 0 | 38.18
Coal | 1556.79 | 1152.94 | 1109.09 | 1224.21 | 1295 | 1404.36
Geo | 0 | 0 | 0 | 0 | 0 | 0
H | 0 | 0 | 0 | 0 | 0 | 0
LFG | 0 | 0.1 | 0.2 | 0.2 | 0.2 | 0.2
Nuc | 139.75 | 142.6 | 151.51 | 154.47 | 90.85 | 90.85
PS | 0 | 0 | 0 | 0 | 0 | 0
PV | 0 | 0 | 0 | 0 | 0 | 0
PeakG | 0.85 | 3.74 | 6.25 | 6.7 | 5.56 | 7.58
PeakO | 0 | 0 | 0 | 0 | 0 | 0
ST | 0 | 0 | 0 | 0 | 0 | 0
STOG | 10.3 | 47.74 | 63.57 | 68.21 | 77.27 | 87.8
STWD | 11.06 | 87.42 | 87.42 | 87.42 | 87.42 | 87.42
WT | 0 | 0 | 0 | 0 | 0 | 0
IGCC | 0 | 0 | 0 | 0 | 0 | 0
DemandResponse | 0 | 0 | 0 | 0 | 0 | 0
IGCC-CCS | 0 | 0 | 0 | 0 | 0 | 0
WT_off | 0 | 0 | 0 | 0 | 0 | 0
PseudoUnit | 0 | 0 | 0 | 0 | 0 | 0
FixedInterchange | 0 | 0 | 0 | 0 | 0 | 0
Fuel Cost by Reporting Type: MISO_MO-IL
ReportingType | 2015 | 2020 | 2025 | 2030 | 2035 | 2040
BM | 0 | 0 | 0 | 0 | 0 | 0
CC | 91.38 | 177.11 | 114.25 | 52.61 | 59.46 | 60.51
CSP | 0 | 0 | 0 | 0 | 0 | 0
CT | 0 | 0 | 0 | 0 | 0 | 0
Coal | 2248.61 | 1640.47 | 1659.5 | 1532.08 | 1915.53 | 2121.41
Geo | 0 | 0 | 0 | 0 | 0 | 0
H | 0 | 0 | 0 | 0 | 0 | 0
LFG | 0 | 0 | 0.04 | 0.29 | 0.29 | 0.29
Nuc | 143.46 | 146.38 | 155.53 | 158.57 | 158.57 | 158.57
PS | 0 | 0 | 0 | 0 | 0 | 0
PV | 0 | 0 | 0 | 0 | 0 | 0
PeakG | 14.95 | 23.7 | 48.86 | 22.47 | 31.11 | 67.35
PeakO | 0 | 0 | 0 | 0 | 0 | 0
ST | 0 | 0 | 0 | 0 | 0 | 0
STOG | 3.1 | 6.4 | 6.92 | 3.9 | 8.41 | 4.99
STWD | 0 | 0 | 0 | 0 | 0 | 0
WT | 0 | 0 | 0 | 0 | 0 | 0
IGCC | 0 | 0 | 0 | 0 | 0 | 0
DemandResponse | 0 | 0 | 0 | 0 | 0 | 0
IGCC-CCS | 0 | 0 | 0 | 0 | 0 | 0
WT_off | 0 | 0 | 0 | 0 | 0 | 0
PseudoUnit | 0 | 0 | 0 | 0 | 0 | 0
FixedInterchange | 0 | 0 | 0 | 0 | 0 | 0
Fuel Cost by Reporting Type: MISO_W
ReportingType | 2015 | 2020 | 2025 | 2030 | 2035 | 2040
BM | 0 | 0 | 0 | 0 | 0 | 0
CC | 309.5 | 416.03 | 271.36 | 130.56 | 149.49 | 167.91
CSP | 0 | 0 | 0 | 0 | 0 | 0
CT | 0 | 0 | 0 | 0 | 0 | 0
Coal | 1800.5 | 1383.57 | 1378.99 | 966.8 | 1061.96 | 1283.95
Geo | 0 | 0 | 0 | 0 | 0 | 0
H | 0 | 0 | 0 | 0 | 0 | 0
LFG | 0 | 0 | 0.09 | 0.09 | 0.09 | 0.09
Nuc | 152.53 | 155.64 | 165.37 | 168.6 | 0.01 | 0.01
PS | 0 | 0 | 0 | 0 | 0 | 0
PV | 0 | 0 | 0 | 0 | 0 | 0
PeakG | 4.78 | 5.81 | 5.42 | 0 | 2.67 | 6.46
PeakO | 0 | 0 | 0 | 0 | 0 | 0
ST | 0 | 0 | 0 | 0 | 0 | 0
STOG | 0.32 | 0.36 | 0.31 | 0 | 0.1 | 0.02
STWD | 0 | 162.84 | 46.5 | 80.29 | 80.29 | 80.29
WT | 0 | 0 | 0 | 0 | 0 | 0
IGCC | 0 | 0 | 0 | 0 | 0 | 0
DemandResponse | 0 | 0 | 0 | 0 | 0 | 0
IGCC-CCS | 0 | 0 | 0 | 0 | 0 | 0
WT_off | 0 | 0 | 0 | 0 | 0 | 0
PseudoUnit | 0 | 0 | 0 | 0 | 0 | 0
FixedInterchange | 0 | 0 | 0 | 0 | 0 | 0
Fuel Cost by Reporting Type: MISO_WUMS
ReportingType | 2015 | 2020 | 2025 | 2030 | 2035 | 2040
BM | 0 | 0 | 0 | 0 | 0 | 0
CC | 392.11 | 1211.58 | 1068.71 | 556.5 | 1087.45 | 872.12
CSP | 0 | 0 | 0 | 0 | 0 | 0
CT | 0 | 46.88 | 90.93 | 68 | 235.14 | 370.33
Coal | 773.94 | 655.89 | 628.7 | 597.72 | 897.64 | 954.38
Geo | 0 | 0 | 0 | 0 | 0 | 0
H | 0 | 0 | 0 | 0 | 0 | 0
LFG | 0 | 0 | 0.29 | 0.29 | 0.29 | 0.29
Nuc | 120.89 | 123.35 | 131.06 | 133.62 | 0.01 | 0.01
PS | 0 | 0 | 0 | 0 | 0 | 0
PV | 0 | 0 | 0 | 0 | 0 | 0
PeakG | 1.38 | 0 | 0 | 0 | 0 | 0
PeakO | 0 | 0 | 0 | 0 | 0 | 0
ST | 0 | 0 | 0 | 0 | 0 | 0
STOG | 0.13 | 0 | 0 | 0 | 0 | 0
STWD | 0 | 50.07 | 28.11 | 28.36 | 63.34 | 63.34
WT | 0 | 0 | 0 | 0 | 0 | 0
IGCC | 0 | 0 | 0 | 0 | 0 | 0
DemandResponse | 0 | 0 | 0 | 0 | 0 | 0
IGCC-CCS | 0 | 0 | 0 | 0 | 0 | 0
WT_off | 0 | 0 | 0 | 0 | 0 | 0
PseudoUnit | 0 | 0 | 0 | 0 | 0 | 0
FixedInterchange | 0 | 0 | 0 | 0 | 0 | 0
Fuel Cost by Reporting Type: Nebraska
ReportingType | 2015 | 2020 | 2025 | 2030 | 2035 | 2040
BM | 0 | 0 | 0 | 0 | 0 | 0
CC | 41.06 | 15.01 | 10.28 | 10.66 | 12.55 | 14.28
CSP | 0 | 0 | 0 | 0 | 0 | 0
CT | 0 | 0 | 0 | 0 | 0 | 0
Coal | 472.5 | 381.51 | 278.83 | 214.92 | 236.79 | 297.8
Geo | 0 | 0 | 0 | 0 | 0 | 0
H | 0 | 0 | 0 | 0 | 0 | 0
LFG | 0 | 0 | 0 | 0.09 | 0.09 | 0.09
Nuc | 83.67 | 85.37 | 90.71 | 82.5 | 0.01 | 0.01
PS | 0 | 0 | 0 | 0 | 0 | 0
PV | 0 | 0 | 0 | 0 | 0 | 0
PeakG | 3.87 | 0 | 0 | 0 | 0 | 0
PeakO | 0 | 0 | 0 | 0 | 0 | 0
ST | 0 | 0 | 0 | 0 | 0 | 0
STOG | 1.5 | 1.19 | 0.16 | 0 | 0 | 0
STWD | 0 | 0 | 0 | 0 | 0 | 0
WT | 0 | 0 | 0 | 0 | 0 | 0
IGCC | 0 | 0 | 0 | 0 | 0 | 0
DemandResponse | 0 | 0 | 0 | 0 | 0 | 0
IGCC-CCS | 0 | 0 | 0 | 0 | 0 | 0
WT_off | 0 | 0 | 0 | 0 | 0 | 0
PseudoUnit | 0 | 0 | 0 | 0 | 0 | 0
FixedInterchange | 0 | 0 | 0 | 0 | 0 | 0
Fuel Cost by Reporting Type: NEISO
ReportingType | 2015 | 2020 | 2025 | 2030 | 2035 | 2040
BM | 159.81 | 46.78 | 44.8 | 46.78 | 53.62 | 60.08
CC | 1789.97 | 1773.58 | 1771.89 | 1852.95 | 2674.16 | 3516.94
CSP | 0 | 0 | 0 | 0 | 0 | 0
CT | 0 | 0.52 | 0.53 | 0.69 | 8.12 | 18.7
Coal | 1.15 | 0 | 0 | 0 | 0 | 0
Geo | 0 | 0 | 0 | 0 | 0 | 0
H | 0 | 0 | 0 | 0 | 0 | 0
LFG | 0.06 | 0.06 | 0.15 | 0.15 | 0.15 | 0.15
Nuc | 293.25 | 299.23 | 317.93 | 324.14 | 234.19 | 173
PS | 0 | 0 | 0 | 0 | 0 | 0
PV | 0 | 0 | 0 | 0 | 0 | 0
PeakG | 0.46 | 1.76 | 1.82 | 3.88 | 7.81 | 11.38
PeakO | 0 | 0 | 0 | 0 | 0 | 0
ST | 0 | 0 | 0 | 0 | 0 | 0
STOG | 0 | 0 | 0 | 0 | 0 | 0
STWD | 338.09 | 324.54 | 172.71 | 319.65 | 323.61 | 326.43
WT | 0 | 0 | 0 | 0 | 0 | 0
IGCC | 0 | 0 | 0 | 0 | 0 | 0
DemandResponse | 0 | 0 | 0 | 0 | 0 | 0
IGCC-CCS | 0 | 0 | 0 | 0 | 0 | 0
WT_off | 0 | 0 | 0 | 0 | 0 | 0
PseudoUnit | 0 | 0 | 0 | 0 | 0 | 0
FixedInterchange | 0 | 0 | 0 | 0 | 0 | 0
Fuel Cost by Reporting Type: NonRTO_Midwest
ReportingType | 2015 | 2020 | 2025 | 2030 | 2035 | 2040
BM | 0 | 0 | 0 | 0 | 0 | 0
CC | 0 | 102.42 | 228.3 | 390.51 | 596.23 | 949.38
CSP | 0 | 0 | 0 | 0 | 0 | 0
CT | 0 | 4.37 | 11.4 | 12.03 | 13.5 | 20.94
Coal | 1362.41 | 1426.36 | 1489.3 | 1606.18 | 1701.07 | 1803.03
Geo | 0 | 0 | 0 | 0 | 0 | 0
H | 0 | 0 | 0 | 0 | 0 | 0
LFG | 0 | 0 | 0.2 | 0.2 | 0.2 | 0.2
Nuc | 0 | 0 | 0 | 0 | 0 | 0
PS | 0 | 0 | 0 | 0 | 0 | 0
PV | 0 | 0 | 0 | 0 | 0 | 0
PeakG | 8.69 | 16.88 | 22.49 | 24.3 | 27.55 | 21.88
PeakO | 0 | 0 | 0 | 0 | 0 | 0
ST | 0 | 0 | 0 | 0 | 0 | 0
STOG | 0 | 0 | 0 | 0 | 0 | 0
STWD | 0 | 0 | 0 | 0 | 0 | 0
WT | 0 | 0 | 0 | 0 | 0 | 0
IGCC | 0 | 0 | 0 | 0 | 0 | 0
DemandResponse | 0 | 0 | 0 | 0 | 0 | 0
IGCC-CCS | 0 | 0 | 0 | 0 | 0 | 0
WT_off | 0 | 0 | 0 | 0 | 0 | 0
PseudoUnit | 0 | 0 | 0 | 0 | 0 | 0
FixedInterchange | 0 | 0 | 0 | 0 | 0 | 0
Fuel Cost by Reporting Type: NYISO_A-F
ReportingType | 2015 | 2020 | 2025 | 2030 | 2035 | 2040
BM | 0 | 0 | 0 | 0 | 0 | 0
CC | 370.95 | 574.02 | 612.02 | 657.01 | 603.85 | 687.65
CSP | 0 | 0 | 0 | 0 | 0 | 0
CT | 0 | 0 | 0 | 0 | 0 | 0
Coal | 0 | 0 | 0 | 0 | 0 | 0
Geo | 0 | 0 | 0 | 0 | 0 | 0
H | 0 | 0 | 0 | 0 | 0 | 0
LFG | 0.01 | 0.01 | 0.09 | 0.09 | 0.09 | 0.09
Nuc | 217.02 | 221.45 | 235.29 | 195.6 | 154.22 | 93.47
PS | 0 | 0 | 0 | 0 | 0 | 0
PV | 0 | 0 | 0 | 0 | 0 | 0
PeakG | 0 | 0 | 0.24 | 0.36 | 0.38 | 0.41
PeakO | 0 | 0 | 0 | 0 | 0 | 0
ST | 0 | 0 | 0 | 0 | 0 | 0
STOG | 0 | 0 | 0 | 0 | 0 | 0
STWD | 0 | 0.69 | 0.69 | 32.99 | 49.16 | 36.14
WT | 0 | 0 | 0 | 0 | 0 | 0
IGCC | 0 | 0 | 0 | 0 | 0 | 0
DemandResponse | 0 | 0 | 0 | 0 | 0 | 0
IGCC-CCS | 0 | 0 | 0 | 0 | 0 | 0
WT_off | 0 | 0 | 0 | 0 | 0 | 0
PseudoUnit | 0 | 0 | 0 | 0 | 0 | 0
FixedInterchange | 0 | 0 | 0 | 0 | 0 | 0
Fuel Cost by Reporting Type: NYISO_G-I
ReportingType | 2015 | 2020 | 2025 | 2030 | 2035 | 2040
BM | 0 | 0 | 0 | 0 | 0 | 0
CC | 222.58 | 305.14 | 475.66 | 846.43 | 1616.85 | 2560.07
CSP | 0 | 0 | 0 | 0 | 0 | 0
CT | 0 | 0 | 0 | 0 | 0 | 0
Coal | 0 | 0 | 0 | 0 | 0 | 0
Geo | 0 | 0 | 0 | 0 | 0 | 0
H | 0 | 0 | 0 | 0 | 0 | 0
LFG | 0 | 0 | 0.09 | 0.09 | 0.09 | 0.09
Nuc | 130.64 | 133.3 | 141.63 | 144.4 | 72.41 | 0.03
PS | 0 | 0 | 0 | 0 | 0 | 0
PV | 0 | 0 | 0 | 0 | 0 | 0
PeakG | 0 | 0 | 0.05 | 0.05 | 0 | 0
PeakO | 0 | 0 | 0 | 0 | 0 | 0
ST | 0 | 0 | 0 | 0 | 0 | 0
STOG | 0 | 0 | 0 | 0 | 0 | 0
STWD | 0 | 0 | 0 | 0 | 0 | 0
WT | 0 | 0 | 0 | 0 | 0 | 0
IGCC | 0 | 0 | 0 | 0 | 0 | 0
DemandResponse | 0 | 0 | 0 | 0 | 0 | 0
IGCC-CCS | 0 | 0 | 0 | 0 | 0 | 0
WT_off | 0 | 0 | 0 | 0 | 0 | 0
PseudoUnit | 0 | 0 | 0 | 0 | 0 | 0
FixedInterchange | 0 | 0 | 0 | 0 | 0 | 0
Fuel Cost by Reporting Type: NYISO_J-K
ReportingType | 2015 | 2020 | 2025 | 2030 | 2035 | 2040
BM | 0 | 0 | 0 | 0 | 0 | 0
CC | 855.53 | 1130.89 | 1225.1 | 1270.16 | 1717.5 | 2321.6
CSP | 0 | 0 | 0 | 0 | 0 | 0
CT | 0 | 0 | 0.86 | 4.66 | 23.2 | 24.64
Coal | 0 | 0 | 0 | 0 | 0 | 0
Geo | 0 | 0 | 0 | 0 | 0 | 0
H | 0 | 0 | 0 | 0 | 0 | 0
LFG | 0 | 0 | 0.09 | 0.09 | 0.09 | 0.09
Nuc | 0 | 0 | 0 | 0 | 0 | 0
PS | 0 | 0 | 0 | 0 | 0 | 0
PV | 0 | 0 | 0 | 0 | 0 | 0
PeakG | 0.73 | 5.91 | 10.09 | 21.72 | 27.41 | 17.36
PeakO | 0 | 0 | 0 | 0 | 0 | 0
ST | 0 | 0 | 0 | 0 | 0 | 0
STOG | 56.66 | 118.36 | 167.98 | 283.01 | 364.75 | 373.8
STWD | 0 | 0 | 0 | 0 | 0 | 0
WT | 0 | 0 | 0 | 0 | 0 | 0
IGCC | 0 | 0 | 0 | 0 | 0 | 0
DemandResponse | 0 | 0 | 0 | 0 | 0 | 0
IGCC-CCS | 0 | 0 | 0 | 0 | 0 | 0
WT_off | 0 | 0 | 0 | 0 | 0 | 0
PseudoUnit | 0 | 0 | 0 | 0 | 0 | 0
FixedInterchange | 0 | 0 | 0 | 0 | 0 | 0
Fuel Cost by Reporting Type: PJM_E
ReportingType | 2015 | 2020 | 2025 | 2030 | 2035 | 2040
BM | 2.94 | 19.01 | 19.01 | 19.01 | 19.01 | 19.01
CC | 965.13 | 1522.67 | 1591.65 | 2177.59 | 2048.01 | 3098.13
CSP | 0 | 0 | 0 | 0 | 0 | 0
CT | 0 | 0.04 | 0.05 | 46.29 | 145.27 | 78.79
Coal | 16.38 | 18.73 | 29.76 | 37.98 | 46.44 | 85.44
Geo | 0 | 0 | 0 | 0 | 0 | 0
H | 0 | 0 | 0 | 0 | 0 | 0
LFG | 0.01 | 0.18 | 0.18 | 0.18 | 0.18 | 0.18
Nuc | 563.79 | 533.75 | 567.11 | 578.18 | 415.32 | 329.35
PS | 0 | 0 | 0 | 0 | 0 | 0
PV | 0 | 0 | 0 | 0 | 0 | 0
PeakG | 1.06 | 4.21 | 27.76 | 54.99 | 98.54 | 42.49
PeakO | 0 | 0 | 1.25 | 1.66 | 0 | 0
ST | 0 | 0 | 0 | 0 | 0 | 0
STOG | 14.48 | 27.76 | 56.86 | 59.03 | 108.4 | 78.7
STWD | 0 | 0 | 0 | 0 | 0 | 0
WT | 0 | 0 | 0 | 0 | 0 | 0
IGCC | 0 | 0 | 0 | 0 | 0 | 0
DemandResponse | 0 | 0 | 0 | 0 | 0 | 0
IGCC-CCS | 0 | 0 | 0 | 0 | 0 | 0
WT_off | 0 | 0 | 0 | 0 | 0 | 0
PseudoUnit | 0 | 0 | 0 | 0 | 0 | 0
FixedInterchange | 0 | 0 | 0 | 0 | 0 | 0
Fuel Cost by Reporting Type: PJM_ROM
ReportingType | 2015 | 2020 | 2025 | 2030 | 2035 | 2040
BM | 1.77 | 11.41 | 11.41 | 11.41 | 11.41 | 11.41
CC | 634.73 | 797.4 | 928.79 | 1163.33 | 4765.21 | 9859.72
CSP | 0 | 0 | 0 | 0 | 0 | 0
CT | 0 | 0.03 | 0.17 | 0.35 | 0.37 | 0.2
Coal | 1413.05 | 1387.33 | 1432.96 | 1537.79 | 1649.13 | 1702.18
Geo | 0 | 0 | 0 | 0 | 0 | 0
H | 0 | 0 | 0 | 0 | 0 | 0
LFG | 0.02 | 0.36 | 0.36 | 0.36 | 0.36 | 0.36
Nuc | 337.6 | 344.49 | 366.02 | 373.17 | 244.83 | 178.21
PS | 0 | 0 | 0 | 0 | 0 | 0
PV | 0 | 0 | 0 | 0 | 0 | 0
PeakG | 0 | 2.7 | 3.29 | 3.78 | 27.28 | 3.34
PeakO | 0 | 0 | 0 | 0 | 0 | 0
ST | 0 | 0 | 0 | 0 | 0 | 0
STOG | 35.46 | 69.51 | 72.94 | 105.74 | 138.72 | 136.48
STWD | 35.1 | 35.1 | 35.1 | 35.1 | 35.1 | 35.1
WT | 0 | 0 | 0 | 0 | 0 | 0
IGCC | 0 | 0 | 0 | 0 | 0 | 0
DemandResponse | 0 | 0 | 0 | 0 | 0 | 0
IGCC-CCS | 0 | 0 | 0 | 0 | 0 | 0
WT_off | 0 | 0 | 0 | 0 | 0 | 0
PseudoUnit | 0 | 0 | 0 | 0 | 0 | 0
FixedInterchange | 0 | 0 | 0 | 0 | 0 | 0
Fuel Cost by Reporting Type: PJM_ROR
ReportingType | 2015 | 2020 | 2025 | 2030 | 2035 | 2040
BM | 0 | 243.96 | 243.96 | 243.96 | 243.96 | 103.23
CC | 2064.34 | 3782.73 | 4633.28 | 3508.09 | 6018.39 | 6442.6
CSP | 0 | 0 | 0 | 0 | 0 | 0
CT | 0.14 | 0.29 | 15.95 | 157.7 | 141.05 | 312.53
Coal | 8315.92 | 6681.85 | 6793.89 | 7448.54 | 8141.21 | 8751.45
Geo | 0 | 0 | 0 | 0 | 0 | 0
H | 0 | 0 | 0 | 0 | 0 | 0
LFG | 0.07 | 0.4 | 0.73 | 0.73 | 0.73 | 0.73
Nuc | 1319.64 | 1346.55 | 1430.71 | 1395.54 | 1084.35 | 728.88
PS | 0 | 0 | 0 | 0 | 0 | 0
PV | 0 | 0 | 0 | 0 | 0 | 0
PeakG | 52.54 | 63.68 | 82.09 | 69.35 | 108.38 | 195.61
PeakO | 0 | 0 | 0 | 0 | 0 | 0
ST | 0 | 0 | 0 | 0 | 0 | 0
STOG | 36.69 | 41.8 | 44.61 | 44.75 | 87.54 | 99.35
STWD | 18.48 | 103.87 | 103.87 | 103.87 | 103.87 | 103.87
WT | 0 | 0 | 0 | 0 | 0 | 0
IGCC | 0 | 0 | 0 | 0 | 0 | 0
DemandResponse | 0 | 0 | 0 | 0 | 0 | 0
IGCC-CCS | 0 | 0 | 0 | 0 | 0 | 0
WT_off | 0 | 0 | 0 | 0 | 0 | 0
PseudoUnit | 0 | 0 | 0 | 0 | 0 | 0
FixedInterchange | 0 | 0 | 0 | 0 | 0 | 0
Fuel Cost by Reporting Type: SOCO
ReportingType | 2015 | 2020 | 2025 | 2030 | 2035 | 2040
BM | 0 | 4.97 | 4.64 | 10.8 | 29.42 | 34.85
CC | 4503.56 | 5280.38 | 6099.6 | 6778.74 | 8608.19 | 8311.91
CSP | 0 | 0 | 0 | 0 | 0 | 0
CT | 0 | 0 | 0 | 0 | 0 | 0
Coal | 2720.39 | 2834.39 | 3147.11 | 3439.11 | 3673.14 | 6289.81
Geo | 0 | 0 | 0 | 0 | 0 | 0
H | 0 | 0 | 0 | 0 | 0 | 0
LFG | 0 | 0 | 0.14 | 0.14 | 0.14 | 0.14
Nuc | 396.64 | 551.11 | 585.56 | 596.99 | 596.99 | 398.46
PS | 0 | 0 | 0 | 0 | 0 | 0
PV | 0 | 0 | 0 | 0 | 0 | 0
PeakG | 50.97 | 74.44 | 130.46 | 136.73 | 162.8 | 137.98
PeakO | 0 | 0 | 0 | 0 | 0 | 0
ST | 0 | 0 | 0 | 0 | 0 | 0
STOG | 0 | 0 | 0 | 0 | 0 | 0
STWD | 0 | 58.06 | 58.06 | 382.58 | 392.54 | 392.54
WT | 0 | 0 | 0 | 0 | 0 | 0
IGCC | 0 | 0 | 0 | 0 | 0 | 0
DemandResponse | 0 | 0 | 0 | 0 | 0 | 0
IGCC-CCS | 0 | 0 | 0 | 0 | 0 | 0
WT_off | 0 | 0 | 0 | 0 | 0 | 0
PseudoUnit | 0 | 0 | 0 | 0 | 0 | 0
FixedInterchange | 0 | 0 | 0 | 0 | 0 | 0
Fuel Cost by Reporting Type: SPP_N
ReportingType | 2015 | 2020 | 2025 | 2030 | 2035 | 2040
BM | 0 | 0 | 0 | 0 | 0 | 0
CC | 284.55 | 66.59 | 49.89 | 41.17 | 55.27 | 52.69
CSP | 0 | 0 | 0 | 0 | 0 | 0
CT | 0.18 | 1.11 | 1.29 | 0 | 0 | 0
Coal | 1089.75 | 800.13 | 770.72 | 457.69 | 499.08 | 639.08
Geo | 0 | 0 | 0 | 0 | 0 | 0
H | 0 | 0 | 0 | 0 | 0 | 0
LFG | 0 | 0 | 0 | 0.12 | 0.12 | 0.12
Nuc | 74.76 | 76.29 | 81.06 | 82.64 | 73.28 | 73.28
PS | 0 | 0 | 0 | 0 | 0 | 0
PV | 0 | 0 | 0 | 0 | 0 | 0
PeakG | 0 | 0 | 0 | 0 | 0 | 0
PeakO | 0 | 0 | 0 | 0 | 0 | 0
ST | 0 | 0 | 0 | 0 | 0 | 0
STOG | 17.03 | 19.06 | 0.97 | 0 | 0.3 | 0.23
STWD | 0 | 0 | 0 | 0 | 0 | 0
WT | 0 | 0 | 0 | 0 | 0 | 0
IGCC | 0 | 0 | 0 | 0 | 0 | 0
DemandResponse | 0 | 0 | 0 | 0 | 0 | 0
IGCC-CCS | 0 | 0 | 0 | 0 | 0 | 0
WT_off | 0 | 0 | 0 | 0 | 0 | 0
PseudoUnit | 0 | 0 | 0 | 0 | 0 | 0
FixedInterchange | 0 | 0 | 0 | 0 | 0 | 0
Fuel Cost by Reporting Type: SPP_S
ReportingType | 2015 | 2020 | 2025 | 2030 | 2035 | 2040
BM | 0 | 0 | 0 | 0 | 0 | 0
CC | 1771.76 | 826.63 | 407.58 | 357.79 | 476.35 | 572.89
CSP | 0 | 0 | 0 | 0 | 0 | 0
CT | 0.02 | 0 | 0 | 0 | 0 | 0
Coal | 2170.08 | 1406.65 | 819.17 | 458.19 | 667.88 | 762.39
Geo | 0 | 0 | 0 | 0 | 0 | 0
H | 0 | 0 | 0 | 0 | 0 | 0
LFG | 0 | 0 | 0 | 0.12 | 0.12 | 0.12
Nuc | 0 | 0 | 0 | 0 | 0 | 0
PS | 0 | 0 | 0 | 0 | 0 | 0
PV | 0 | 0 | 0 | 0 | 0 | 0
PeakG | 0 | 0 | 0 | 0 | 0 | 0
PeakO | 0 | 0 | 0 | 0 | 0 | 0
ST | 0 | 0 | 0 | 0 | 0 | 0
STOG | 171.51 | 188.6 | 87.88 | 59.87 | 218.2 | 271.27
STWD | 0 | 4.73 | 2.57 | 4.66 | 11.8 | 11.8
WT | 0 | 0 | 0 | 0 | 0 | 0
IGCC | 0 | 0 | 0 | 0 | 0 | 0
DemandResponse | 0 | 0 | 0 | 0 | 0 | 0
IGCC-CCS | 0 | 0 | 0 | 0 | 0 | 0
WT_off | 0 | 0 | 0 | 0 | 0 | 0
PseudoUnit | 0 | 0 | 0 | 0 | 0 | 0
FixedInterchange | 0 | 0 | 0 | 0 | 0 | 0
Fuel Cost by Reporting Type: TVA
ReportingType | 2015 | 2020 | 2025 | 2030 | 2035 | 2040
BM | 0 | 0 | 0 | 0 | 0 | 0
CC | 651.34 | 1335.21 | 1893.52 | 2692.84 | 3699.36 | 3448.27
CSP | 0 | 0 | 0 | 0 | 0 | 0
CT | 1.77 | 26.81 | 24.59 | 40.71 | 120.31 | 165.32
Coal | 2229.12 | 1879.21 | 1925.78 | 2038.09 | 2113.08 | 3017.39
Geo | 0 | 0 | 0 | 0 | 0 | 0
H | 0 | 0 | 0 | 0 | 0 | 0
LFG | 0 | 0 | 0.14 | 0.14 | 0.14 | 0.14
Nuc | 542.87 | 553.94 | 588.56 | 600.05 | 420.73 | 329.46
PS | 0 | 0 | 0 | 0 | 0 | 0
PV | 0 | 0 | 0 | 0 | 0 | 0
PeakG | 0 | 0 | 1.47 | 0 | 0 | 0
PeakO | 0 | 0 | 0 | 0 | 0 | 0
ST | 0 | 0 | 0 | 0 | 0 | 0
STOG | 0 | 0 | 0 | 0 | 0 | 0
STWD | 0 | 0.3 | 0.27 | 2.75 | 2.75 | 2.75
WT | 0 | 0 | 0 | 0 | 0 | 0
IGCC | 0 | 0 | 0 | 0 | 0 | 0
DemandResponse | 0 | 0 | 0 | 0 | 0 | 0
IGCC-CCS | 0 | 0 | 0 | 0 | 0 | 0
WT_off | 0 | 0 | 0 | 0 | 0 | 0
PseudoUnit | 0 | 0 | 0 | 0 | 0 | 0
FixedInterchange | 0 | 0 | 0 | 0 | 0 | 0
Fuel Cost by Reporting Type: TVA_Transmission
ReportingType | 2015 | 2020 | 2025 | 2030 | 2035 | 2040
BM | 0 | 0 | 0 | 0 | 0 | 0
CC | 0 | 0 | 0 | 0 | 0 | 0
CSP | 0 | 0 | 0 | 0 | 0 | 0
CT | 0 | 0 | 0 | 0 | 0 | 0
Coal | 0 | 0 | 0 | 0 | 0 | 0
Geo | 0 | 0 | 0 | 0 | 0 | 0
H | 0 | 0 | 0 | 0 | 0 | 0
LFG | 0 | 0 | 0 | 0 | 0 | 0
Nuc | 0 | 0 | 0 | 0 | 0 | 0
PS | 0 | 0 | 0 | 0 | 0 | 0
PV | 0 | 0 | 0 | 0 | 0 | 0
PeakG | 0 | 0 | 0 | 0 | 0 | 0
PeakO | 0 | 0 | 0 | 0 | 0 | 0
ST | 0 | 0 | 0 | 0 | 0 | 0
STOG | 0 | 0 | 0 | 0 | 0 | 0
STWD | 0 | 0 | 0 | 0 | 0 | 0
WT | 0 | 0 | 0 | 0 | 0 | 0
IGCC | 0 | 0 | 0 | 0 | 0 | 0
DemandResponse | 0 | 0 | 0 | 0 | 0 | 0
IGCC-CCS | 0 | 0 | 0 | 0 | 0 | 0
WT_off | 0 | 0 | 0 | 0 | 0 | 0
PseudoUnit | 0 | 0 | 0 | 0 | 0 | 0
FixedInterchange | 0 | 0 | 0 | 0 | 0 | 0
Fuel Cost by Reporting Type: VACAR
ReportingType | 2015 | 2020 | 2025 | 2030 | 2035 | 2040
BM | 0.58 | 265.68 | 787.94 | 940.47 | 1186.92 | 1430.67
CC | 2566.83 | 3619.75 | 4109.18 | 4699.07 | 7919.54 | 11416.38
CSP | 0 | 0 | 0 | 0 | 0 | 0
CT | 1.57 | 16.71 | 25.27 | 50.55 | 59.01 | 78.93
Coal | 2373.84 | 2197.42 | 2795.45 | 3068.06 | 3598.91 | 3903.7
Geo | 0 | 0 | 0 | 0 | 0 | 0
H | 0 | 0 | 0 | 0 | 0 | 0
LFG | 0 | 0.14 | 0.14 | 0.14 | 0.14 | 0.14
Nuc | 730.67 | 900.6 | 956.89 | 975.58 | 746.08 | 614.79
PS | 0 | 0 | 0 | 0 | 0 | 0
PV | 0 | 0 | 0 | 0 | 0 | 0
PeakG | 3.11 | 5.88 | 14.97 | 13.59 | 13.35 | 12.75
PeakO | 0 | 0 | 0 | 0 | 0 | 0
ST | 0 | 0 | 0 | 0 | 0 | 0
STOG | 0 | 0 | 0 | 0 | 0 | 0
STWD | 159.73 | 159.73 | 159.73 | 159.73 | 159.73 | 159.73
WT | 0 | 0 | 0 | 0 | 0 | 0
IGCC | 0 | 0 | 0 | 0 | 0 | 0
DemandResponse | 0 | 0 | 0 | 0 | 0 | 0
IGCC-CCS | 0 | 0 | 0 | 0 | 0 | 0
WT_off | 0 | 0 | 0 | 0 | 0 | 0
PseudoUnit | 0 | 0 | 0 | 0 | 0 | 0
FixedInterchange | 0 | 0 | 0 | 0 | 0 | 0
Fuel Cost by Reporting Type: IESO
ReportingType | 2015 | 2020 | 2025 | 2030 | 2035 | 2040
BM | 0 | 0 | 0 | 0 | 0 | 0.26
CC | 64.03 | 80.3 | 233.1 | 649.52 | 2073.78 | 3489.39
CSP | 0 | 0 | 0 | 0 | 0 | 0
CT | 0 | 0 | 0 | 0.23 | 0.34 | 1.17
Coal | 0 | 0 | 0 | 0 | 0 | 0
Geo | 0 | 0 | 0 | 0 | 0 | 0
H | 0 | 0 | 0 | 0 | 0 | 0
LFG | 0.02 | 0.02 | 0.02 | 0.02 | 0.02 | 0.02
Nuc | 854.23 | 871.65 | 926.13 | 944.22 | 869.51 | 757.81
PS | 0 | 0 | 0 | 0 | 0 | 0
PV | 0 | 0 | 0 | 0 | 0 | 0
PeakG | 0 | 0 | 0 | 0 | 0.32 | 0.34
PeakO | 0 | 0 | 0 | 0 | 0 | 0
ST | 0 | 0 | 0 | 0 | 0 | 0
STOG | 0 | 0 | 0 | 0 | 0 | 0
STWD | 0 | 0 | 0 | 0.09 | 0.95 | 0.95
WT | 0 | 0 | 0 | 0 | 0 | 0
IGCC | 0 | 0 | 0 | 0 | 0 | 0
DemandResponse | 0 | 0 | 0 | 0 | 0 | 0
IGCC-CCS | 0 | 0 | 0 | 0 | 0 | 0
WT_off | 0 | 0 | 0 | 0 | 0 | 0
PseudoUnit | 0 | 0 | 0 | 0 | 0 | 0
FixedInterchange | 0 | 0 | 0 | 0 | 0 | 0
Fuel Cost by Reporting Type: MAPP_CA
ReportingType | 2015 | 2020 | 2025 | 2030 | 2035 | 2040
BM | 0 | 0 | 0 | 0 | 0 | 0
CC | 239.42 | 265.18 | 229.7 | 50.85 | 155.85 | 130.08
CSP | 0 | 0 | 0 | 0 | 0 | 0
CT | 0.34 | 0.13 | 0.18 | 0 | 0 | 0
Coal | 10.8 | 33.95 | 38.29 | 3.8 | 52.06 | 55.79
Geo | 0 | 0 | 0 | 0 | 0 | 0
H | 0 | 0 | 0 | 0 | 0 | 0
LFG | 0 | 0 | 0 | 0 | 0 | 0
Nuc | 0 | 0 | 0 | 0 | 0 | 0
PS | 0 | 0 | 0 | 0 | 0 | 0
PV | 0 | 0 | 0 | 0 | 0 | 0
PeakG | 0 | 0 | 0 | 0 | 0 | 0
PeakO | 0 | 0 | 0 | 0 | 0 | 0
ST | 0 | 0 | 0 | 0 | 0 | 0
STOG | 0 | 0 | 0 | 0 | 0 | 0
STWD | 0 | 0 | 0 | 0 | 0 | 0
WT | 0 | 0 | 0 | 0 | 0 | 0
IGCC | 0 | 0 | 0 | 0 | 0 | 0
DemandResponse | 0 | 0 | 0 | 0 | 0 | 0
IGCC-CCS | 0 | 0 | 0 | 0 | 0 | 0
WT_off | 0 | 0 | 0 | 0 | 0 | 0
PseudoUnit | 0 | 0 | 0 | 0 | 0 | 0
FixedInterchange | 0 | 0 | 0 | 0 | 0 | 0
Fuel Cost by Reporting Type: AZ_NM_SNV_Coal
ReportingType | 2015 | 2020 | 2025 | 2030 | 2035 | 2040
BM | 0 | 0 | 0 | 0 | 0 | 0
CC | 0 | 0 | 0 | 0 | 0 | 0
CSP | 0 | 0 | 0 | 0 | 0 | 0
CT | 0 | 0 | 0 | 0 | 0 | 0
Coal | 1362.29 | 1320.25 | 1320.25 | 1320.25 | 1446.43 | 3643.19
Geo | 0 | 0 | 0 | 0 | 0 | 0
H | 0 | 0 | 0 | 0 | 0 | 0
LFG | 0 | 0 | 0 | 0 | 0 | 0
Nuc | 0 | 0 | 0 | 0 | 0 | 0
PS | 0 | 0 | 0 | 0 | 0 | 0
PV | 0 | 0 | 0 | 0 | 0 | 0
PeakG | 0 | 0 | 0 | 0 | 0 | 0
PeakO | 0 | 0 | 0 | 0 | 0 | 0
ST | 0 | 0 | 0 | 0 | 0 | 0
STOG | 0 | 0 | 0 | 0 | 0 | 0
STWD | 0 | 0 | 0 | 0 | 0 | 0
WT | 0 | 0 | 0 | 0 | 0 | 0
IGCC | 0 | 0 | 0 | 0 | 0 | 0
DemandResponse | 0 | 0 | 0 | 0 | 0 | 0
IGCC-CCS | 0 | 0 | 0 | 0 | 0 | 0
WT_off | 0 | 0 | 0 | 0 | 0 | 0
PseudoUnit | 0 | 0 | 0 | 0 | 0 | 0
FixedInterchange | 0 | 0 | 0 | 0 | 0 | 0
Fuel Cost by Reporting Type: AZ_NM_SNV_Gas
ReportingType | 2015 | 2020 | 2025 | 2030 | 2035 | 2040
BM | 0 | 0 | 0 | 0 | 0 | 0
CC | 3705.14 | 5318.54 | 6279.38 | 9243.82 | 12072.55 | 11981.5
CSP | 0 | 0 | 0 | 0 | 0 | 0
CT | 0 | 0.39 | 29.79 | 18.39 | 0 | 0
Coal | 0 | 0 | 0 | 0 | 0 | 0
Geo | 0 | 0 | 0 | 0 | 0 | 0
H | 0 | 0 | 0 | 0 | 0 | 0
LFG | 0 | 0 | 0 | 0 | 0 | 0
Nuc | 0 | 0 | 0 | 0 | 0 | 0
PS | 0 | 0 | 0 | 0 | 0 | 0
PV | 0 | 0 | 0 | 0 | 0 | 0
PeakG | 0 | 0.6 | 63.83 | 0 | 0 | 0
PeakO | 0 | 0 | 0 | 0 | 0 | 0
ST | 0 | 0 | 0 | 0 | 0 | 0
STOG | 0 | 0 | 0 | 0 | 0 | 0
STWD | 0 | 0 | 0 | 0 | 0 | 0
WT | 0 | 0 | 0 | 0 | 0 | 0
IGCC | 0 | 0 | 0 | 0 | 0 | 0
DemandResponse | 0 | 0 | 0 | 0 | 0 | 0
IGCC-CCS | 0 | 0 | 0 | 0 | 0 | 0
WT_off | 0 | 0 | 0 | 0 | 0 | 0
PseudoUnit | 0 | 0 | 0 | 0 | 0 | 0
FixedInterchange | 0 | 0 | 0 | 0 | 0 | 0
Fuel Cost by Reporting Type: AZ_NM_SNV_NucRenew
ReportingType | 2015 | 2020 | 2025 | 2030 | 2035 | 2040
BM | 0 | 0 | 0 | 0 | 0 | 0
CC | 0 | 0 | 0 | 0 | 0 | 0
CSP | 0 | 0 | 0 | 0 | 0 | 0
CT | 0 | 0 | 0 | 0 | 0 | 0
Coal | 0 | 0 | 0 | 0 | 0 | 0
Geo | 0 | 0 | 0 | 0 | 0 | 0
H | 0 | 0 | 0 | 0 | 0 | 0
LFG | 0 | 0 | 0.08 | 0.08 | 0.08 | 0.08
Nuc | 254.91 | 260.1 | 276.36 | 281.76 | 281.76 | 281.76
PS | 0 | 0 | 0 | 0 | 0 | 0
PV | 0 | 0 | 0 | 0 | 0 | 0
PeakG | 0 | 0 | 0 | 0 | 0 | 0
PeakO | 0 | 0 | 0 | 0 | 0 | 0
ST | 0 | 0 | 0 | 0 | 0 | 0
STOG | 0 | 0 | 0 | 0 | 0 | 0
STWD | 11.54 | 11.54 | 11.54 | 11.54 | 11.54 | 11.54
WT | 0 | 0 | 0 | 0 | 0 | 0
IGCC | 0 | 0 | 0 | 0 | 0 | 0
DemandResponse | 0 | 0 | 0 | 0 | 0 | 0
IGCC-CCS | 0 | 0 | 0 | 0 | 0 | 0
WT_off | 0 | 0 | 0 | 0 | 0 | 0
PseudoUnit | 0 | 0 | 0 | 0 | 0 | 0
FixedInterchange | 0 | 0 | 0 | 0 | 0 | 0
Fuel Cost by Reporting Type: ERCOT
ReportingType | 2015 | 2020 | 2025 | 2030 | 2035 | 2040
BM | 0 | 13.08 | 8.34 | 1516.12 | 1674.23 | 1878.32
CC | 5522.78 | 5755.15 | 5641.61 | 5679.37 | 7184.79 | 9711.87
CSP | 0 | 0 | 0 | 0 | 0 | 0
CT | 0 | 0 | 0 | 0 | 0 | 0.08
Coal | 2968.66 | 3211.3 | 3373.66 | 3419.97 | 3633.14 | 4246.31
Geo | 0 | 0 | 0 | 0 | 0 | 0
H | 0 | 0 | 0 | 0 | 0 | 0
LFG | 0 | 0 | 0.45 | 0.45 | 0.45 | 0.45
Nuc | 339.13 | 346.04 | 367.67 | 374.85 | 374.85 | 374.85
PS | 0 | 0 | 0 | 0 | 0 | 0
PV | 0 | 0 | 0 | 0 | 0 | 0
PeakG | 0 | 0 | 0 | 0 | 0 | 0
PeakO | 0 | 0 | 0 | 0 | 0 | 0
ST | 0 | 0 | 0 | 0 | 0 | 0
STOG | 288.72 | 293.26 | 283.05 | 215.09 | 234.93 | 261.74
STWD | 0 | 0 | 0 | 0 | 0 | 0
WT | 0 | 0 | 0 | 0 | 0 | 0
IGCC | 0 | 0 | 0 | 0 | 0 | 0
DemandResponse | 0 | 0 | 0 | 0 | 0 | 0
IGCC-CCS | 0 | 0 | 0 | 0 | 0 | 0
WT_off | 0 | 0 | 0 | 0 | 0 | 0
PseudoUnit | 0 | 0 | 0 | 0 | 0 | 0
FixedInterchange | 0 | 0 | 0 | 0 | 0 | 0
Fuel Cost by Reporting Type: NP15
ReportingType | 2015 | 2020 | 2025 | 2030 | 2035 | 2040
BM | 0 | 0 | 0 | 0 | 0 | 0
CC | 1473.21 | 1766.93 | 1483.03 | 1458.23 | 1349.73 | 1506.18
CSP | 0 | 0 | 0 | 0 | 0 | 0
CT | 0 | 0 | 0 | 0.02 | 6.32 | 11.44
Coal | 1.74 | 0 | 0 | 0 | 0 | 0
Geo | 0 | 0 | 0 | 0 | 0 | 0
H | 0 | 0 | 0 | 0 | 0 | 0
LFG | 0 | 0.72 | 0.72 | 0.72 | 0.72 | 0.72
Nuc | 150.62 | 153.69 | 163.3 | 166.49 | 166.49 | 166.49
PS | 0 | 0 | 0 | 0 | 0 | 0
PV | 0 | 0 | 0 | 0 | 0 | 0
PeakG | 0 | 0 | 0.37 | 3.75 | 14.83 | 26.2
PeakO | 0 | 0 | 0 | 0 | 0 | 0
ST | 0 | 0 | 0 | 0 | 0 | 0
STOG | 10.91 | 22.79 | 20.48 | 43.37 | 60.6 | 96.27
STWD | 244.45 | 244.45 | 244.45 | 244.45 | 244.45 | 244.45
WT | 0 | 0 | 0 | 0 | 0 | 0
IGCC | 0 | 0 | 0 | 0 | 0 | 0
DemandResponse | 0 | 0 | 0 | 0 | 0 | 0
IGCC-CCS | 0 | 0 | 0 | 0 | 0 | 0
WT_off | 0 | 0 | 0 | 0 | 0 | 0
PseudoUnit | 0 | 0 | 0 | 0 | 0 | 0
FixedInterchange | 0 | 0 | 0 | 0 | 0 | 0
Fuel Cost by Reporting Type: NWPP_Coal
ReportingType | 2015 | 2020 | 2025 | 2030 | 2035 | 2040
BM | 0 | 0 | 0 | 0 | 0 | 0
CC | 0 | 0 | 0 | 0 | 0 | 0
CSP | 0 | 0 | 0 | 0 | 0 | 0
CT | 0 | 0 | 0 | 0 | 0 | 0
Coal | 1552.71 | 1390.01 | 1410.92 | 1471.23 | 1509.96 | 1880.22
Geo | 0 | 0 | 0 | 0 | 0 | 0
H | 0 | 0 | 0 | 0 | 0 | 0
LFG | 0 | 0 | 0 | 0 | 0 | 0
Nuc | 0 | 0 | 0 | 0 | 0 | 0
PS | 0 | 0 | 0 | 0 | 0 | 0
PV | 0 | 0 | 0 | 0 | 0 | 0
PeakG | 0 | 0 | 0 | 0 | 0 | 0
PeakO | 0 | 0 | 0 | 0 | 0 | 0
ST | 0 | 0 | 0 | 0 | 0 | 0
STOG | 0 | 0 | 0 | 0 | 0 | 0
STWD | 0 | 0 | 0 | 0 | 0 | 0
WT | 0 | 0 | 0 | 0 | 0 | 0
IGCC | 0 | 0 | 0 | 0 | 0 | 0
DemandResponse | 0 | 0 | 0 | 0 | 0 | 0
IGCC-CCS | 0 | 0 | 0 | 0 | 0 | 0
WT_off | 0 | 0 | 0 | 0 | 0 | 0
PseudoUnit | 0 | 0 | 0 | 0 | 0 | 0
FixedInterchange | 0 | 0 | 0 | 0 | 0 | 0
Fuel Cost by Reporting Type: NWPP_Gas
ReportingType | 2015 | 2020 | 2025 | 2030 | 2035 | 2040
BM | 0 | 0 | 0 | 0 | 0 | 0
CC | 1730.69 | 2310.68 | 3647.25 | 5724.73 | 9485.97 | 12674.77
CSP | 0 | 0 | 0 | 0 | 0 | 0
CT | 0 | 0 | 0 | 0.09 | 0 | 0
Coal | 0 | 0 | 0 | 0 | 0 | 76.96
Geo | 0 | 0 | 0 | 0 | 0 | 0
H | 0 | 0 | 0 | 0 | 0 | 0
LFG | 0 | 0 | 0 | 0 | 0 | 0
Nuc | 0 | 0 | 0 | 0 | 0 | 0
PS | 0 | 0 | 0 | 0 | 0 | 0
PV | 0 | 0 | 0 | 0 | 0 | 0
PeakG | 0 | 0 | 0 | 0 | 0 | 0
PeakO | 0 | 0 | 0 | 0 | 0 | 0
ST | 0 | 0 | 0 | 0 | 0 | 0
STOG | 0 | 0 | 0 | 0 | 0 | 0
STWD | 0 | 0 | 0 | 0 | 0 | 0
WT | 0 | 0 | 0 | 0 | 0 | 0
IGCC | 0 | 0 | 0 | 0 | 0 | 0
DemandResponse | 0 | 0 | 0 | 0 | 0 | 0
IGCC-CCS | 0 | 0 | 0 | 0 | 0 | 0
WT_off | 0 | 0 | 0 | 0 | 0 | 0
PseudoUnit | 0 | 0 | 0 | 0 | 0 | 0
FixedInterchange | 0 | 0 | 0 | 0 | 0 | 0
Fuel Cost by Reporting Type: NWPP_NucRenew
ReportingType | 2015 | 2020 | 2025 | 2030 | 2035 | 2040
BM | 0 | 0 | 0 | 20.63 | 20.63 | 20.63
CC | 0 | 0 | 0 | 0 | 0 | 0
CSP | 0 | 0 | 0 | 0 | 0 | 0
CT | 0 | 0 | 0 | 0 | 0 | 0
Coal | 0 | 0 | 0 | 0 | 0 | 0
Geo | 0 | 0 | 0 | 0 | 0 | 0
H | 0 | 0 | 0 | 0 | 0 | 0
LFG | 0.03 | 0.03 | 0.13 | 0.34 | 0.34 | 0.34
Nuc | 71.13 | 72.58 | 77.12 | 78.63 | 78.63 | 78.63
PS | 0 | 0 | 0 | 0 | 0 | 0
PV | 0 | 0 | 0 | 0 | 0 | 0
PeakG | 0 | 0 | 0 | 0 | 0 | 0
PeakO | 0 | 0 | 0 | 0 | 0 | 0
ST | 0 | 0 | 0 | 0 | 0 | 0
STOG | 0 | 0 | 0 | 0 | 0 | 0
STWD | 0 | 153.79 | 301.46 | 301.46 | 301.46 | 301.46
WT | 0 | 0 | 0 | 0 | 0 | 0
IGCC | 0 | 0 | 0 | 0 | 0 | 0
DemandResponse | 0 | 0 | 0 | 0 | 0 | 0
IGCC-CCS | 0 | 0 | 0 | 0 | 0 | 0
WT_off | 0 | 0 | 0 | 0 | 0 | 0
PseudoUnit | 0 | 0 | 0 | 0 | 0 | 0
FixedInterchange | 0 | 0 | 0 | 0 | 0 | 0
Fuel Cost by Reporting Type: RMPA
ReportingType | 2015 | 2020 | 2025 | 2030 | 2035 | 2040
BM | 0 | 0 | 0 | 0 | 0 | 0
CC | 314 | 363.12 | 158.65 | 134.46 | 137.08 | 135.63
CSP | 0 | 0 | 0 | 0 | 0 | 0
CT | 0 | 0 | 0 | 0 | 0 | 0
Coal | 743.75 | 717.02 | 725.21 | 805.8 | 1113.46 | 1523.91
Geo | 0 | 0 | 0 | 0 | 0 | 0
H | 0 | 0 | 0 | 0 | 0 | 0
LFG | 0 | 0 | 0 | 0.04 | 0.04 | 0.04
Nuc | 0 | 0 | 0 | 0 | 0 | 0
PS | 0 | 0 | 0 | 0 | 0 | 0
PV | 0 | 0 | 0 | 0 | 0 | 0
PeakG | 0.5 | 1.38 | 0.92 | 3.91 | 4.84 | 3.98
PeakO | 0 | 0 | 0 | 0 | 0 | 0
ST | 0 | 0 | 0 | 0 | 0 | 0
STOG | 0 | 0 | 0 | 0 | 0 | 0
STWD | 0 | 0 | 0 | 0 | 0 | 0
WT | 0 | 0 | 0 | 0 | 0 | 0
IGCC | 0 | 0 | 0 | 0 | 0 | 0
DemandResponse | 0 | 0 | 0 | 0 | 0 | 0
IGCC-CCS | 0 | 0 | 0 | 0 | 0 | 0
WT_off | 0 | 0 | 0 | 0 | 0 | 0
PseudoUnit | 0 | 0 | 0 | 0 | 0 | 0
FixedInterchange | 0 | 0 | 0 | 0 | 0 | 0
Fuel Cost by Reporting Type: SP15
ReportingType | 2015 | 2020 | 2025 | 2030 | 2035 | 2040
BM | 3.8 | 3.8 | 3.36 | 2.77 | 2.33 | 2.45
CC | 1847.92 | 1734.03 | 1529.38 | 897.5 | 1108.01 | 764.86
CSP | 0 | 0 | 0 | 0 | 0 | 0
CT | 0 | 0 | 0 | 3.43 | 50.99 | 41.4
Coal | 5.86 | 3.9 | 3.9 | 2.39 | 1.22 | 0.76
Geo | 0 | 0 | 0 | 0 | 0 | 0
H | 0 | 0 | 0 | 0 | 0 | 0
LFG | 0.01 | 0.72 | 0.72 | 0.72 | 0.72 | 0.72
Nuc | 139.02 | 141.86 | 150.73 | 153.67 | 153.67 | 153.67
PS | 0 | 0 | 0 | 0 | 0 | 0
PV | 0 | 0 | 0 | 0 | 0 | 0
PeakG | 0 | 0 | 1.2 | 4.92 | 4.89 | 3.24
PeakO | 0 | 0 | 0 | 0.03 | 0.19 | 0
ST | 0 | 0 | 0 | 0 | 0 | 0
STOG | 32.1 | 63.69 | 69.27 | 136.45 | 284.75 | 219.15
STWD | 62.63 | 62.63 | 62.63 | 62.63 | 62.63 | 62.63
WT | 0 | 0 | 0 | 0 | 0 | 0
IGCC | 0 | 0 | 0 | 0 | 0 | 0
DemandResponse | 0 | 0 | 0 | 0 | 0 | 0
IGCC-CCS | 0 | 0 | 0 | 0 | 0 | 0
WT_off | 0 | 0 | 0 | 0 | 0 | 0
PseudoUnit | 0 | 0 | 0 | 0 | 0 | 0
FixedInterchange | 0 | 0 | 0 | 0 | 0 | 0
Fuel Cost by Reporting Type: ALB
ReportingType | 2015 | 2020 | 2025 | 2030 | 2035 | 2040
BM | 0 | 0 | 0 | 0 | 0 | 0
CC | 720.72 | 1158.57 | 1645.15 | 2374.95 | 3360.83 | 4454.22
CSP | 0 | 0 | 0 | 0 | 0 | 0
CT | 0 | 0 | 0 | 0 | 0 | 0
Coal | 312.84 | 217.7 | 217.7 | 217.7 | 312.88 | 480.45
Geo | 0 | 0 | 0 | 0 | 0 | 0
H | 0 | 0 | 0 | 0 | 0 | 0
LFG | 0 | 0 | 0 | 0 | 0 | 0
Nuc | 0 | 0 | 0 | 0 | 0 | 0
PS | 0 | 0 | 0 | 0 | 0 | 0
PV | 0 | 0 | 0 | 0 | 0 | 0
PeakG | 0 | 0 | 0.09 | 0.04 | 0 | 0
PeakO | 0 | 0 | 0 | 0 | 0 | 0
ST | 0 | 0 | 0 | 0 | 0 | 0
STOG | 0 | 0 | 0 | 0 | 0 | 0
STWD | 0 | 0 | 0 | 0 | 0 | 0
WT | 0 | 0 | 0 | 0 | 0 | 0
IGCC | 0 | 0 | 0 | 0 | 0 | 0
DemandResponse | 0 | 0 | 0 | 0 | 0 | 0
IGCC-CCS | 0 | 0 | 0 | 0 | 0 | 0
WT_off | 0 | 0 | 0 | 0 | 0 | 0
PseudoUnit | 0 | 0 | 0 | 0 | 0 | 0
FixedInterchange | 0 | 0 | 0 | 0 | 0 | 0
Fuel Cost by Reporting Type: BC
ReportingType | 2015 | 2020 | 2025 | 2030 | 2035 | 2040
BM | 0 | 0 | 0 | 0 | 0 | 0
CC | 422.46 | 761.13 | 1282.35 | 1777.95 | 2517.69 | 3466.42
CSP | 0 | 0 | 0 | 0 | 0 | 0
CT | 0 | 0 | 0 | 0 | 0 | 0
Coal | 0 | 0 | 0 | 0 | 0 | 0
Geo | 0 | 0 | 0 | 0 | 0 | 0
H | 0 | 0 | 0 | 0 | 0 | 0
LFG | 0 | 0 | 0 | 0 | 0 | 0
Nuc | 0 | 0 | 0 | 0 | 0 | 0
PS | 0 | 0 | 0 | 0 | 0 | 0
PV | 0 | 0 | 0 | 0 | 0 | 0
PeakG | 0 | 0 | 0 | 0 | 0 | 0
PeakO | 0 | 0 | 0 | 0 | 0 | 0
ST | 0 | 0 | 0 | 0 | 0 | 0
STOG | 0 | 11.18 | 0 | 0 | 0 | 0
STWD | 0 | 0 | 0 | 0 | 0 | 0
WT | 0 | 0 | 0 | 0 | 0 | 0
IGCC | 0 | 0 | 0 | 0 | 0 | 0
DemandResponse | 0 | 0 | 0 | 0 | 0 | 0
IGCC-CCS | 0 | 0 | 0 | 0 | 0 | 0
WT_off | 0 | 0 | 0 | 0 | 0 | 0
PseudoUnit | 0 | 0 | 0 | 0 | 0 | 0
FixedInterchange | 0 | 0 | 0 | 0 | 0 | 0
Fuel Cost by Reporting Type: HQ_IESO
ReportingType | 2015 | 2020 | 2025 | 2030 | 2035 | 2040
BM | 0 | 0 | 0 | 0 | 0 | 0
CC | 0 | 0 | 0 | 0 | 0 | 0
CSP | 0 | 0 | 0 | 0 | 0 | 0
CT | 0 | 0 | 0 | 0 | 0 | 0
Coal | 0 | 0 | 0 | 0 | 0 | 0
Geo | 0 | 0 | 0 | 0 | 0 | 0
H | 0 | 0 | 0 | 0 | 0 | 0
LFG | 0 | 0 | 0 | 0 | 0 | 0
Nuc | 0 | 0 | 0 | 0 | 0 | 0
PS | 0 | 0 | 0 | 0 | 0 | 0
PV | 0 | 0 | 0 | 0 | 0 | 0
PeakG | 0 | 0 | 0 | 0 | 0 | 0
PeakO | 0 | 0 | 0 | 0 | 0 | 0
ST | 0 | 0 | 0 | 0 | 0 | 0
STOG | 0 | 0 | 0 | 0 | 0 | 0
STWD | 0 | 0 | 0 | 0 | 0 | 0
WT | 0 | 0 | 0 | 0 | 0 | 0
IGCC | 0 | 0 | 0 | 0 | 0 | 0
DemandResponse | 0 | 0 | 0 | 0 | 0 | 0
IGCC-CCS | 0 | 0 | 0 | 0 | 0 | 0
WT_off | 0 | 0 | 0 | 0 | 0 | 0
PseudoUnit | 0 | 0 | 0 | 0 | 0 | 0
FixedInterchange | 0 | 0 | 0 | 0 | 0 | 0
Fuel Cost by Reporting Type: HQ_NEISO
ReportingType | 2015 | 2020 | 2025 | 2030 | 2035 | 2040
BM | 0 | 0 | 0 | 0 | 0 | 0
CC | 0 | 0 | 0 | 0 | 0 | 0
CSP | 0 | 0 | 0 | 0 | 0 | 0
CT | 0 | 0 | 0 | 0 | 0 | 0
Coal | 0 | 0 | 0 | 0 | 0 | 0
Geo | 0 | 0 | 0 | 0 | 0 | 0
H | 0 | 0 | 0 | 0 | 0 | 0
LFG | 0 | 0 | 0 | 0 | 0 | 0
Nuc | 0 | 0 | 0 | 0 | 0 | 0
PS | 0 | 0 | 0 | 0 | 0 | 0
PV | 0 | 0 | 0 | 0 | 0 | 0
PeakG | 0 | 0 | 0 | 0 | 0 | 0
PeakO | 0 | 0 | 0 | 0 | 0 | 0
ST | 0 | 0 | 0 | 0 | 0 | 0
STOG | 0 | 0 | 0 | 0 | 0 | 0
STWD | 0 | 0 | 0 | 0 | 0 | 0
WT | 0 | 0 | 0 | 0 | 0 | 0
IGCC | 0 | 0 | 0 | 0 | 0 | 0
DemandResponse | 0 | 0 | 0 | 0 | 0 | 0
IGCC-CCS | 0 | 0 | 0 | 0 | 0 | 0
WT_off | 0 | 0 | 0 | 0 | 0 | 0
PseudoUnit | 0 | 0 | 0 | 0 | 0 | 0
FixedInterchange | 0 | 0 | 0 | 0 | 0 | 0
Fuel Cost by Reporting Type: HQ_NY
ReportingType | 2015 | 2020 | 2025 | 2030 | 2035 | 2040
BM | 0 | 0 | 0 | 0 | 0 | 0
CC | 0 | 0 | 0 | 0 | 0 | 0
CSP | 0 | 0 | 0 | 0 | 0 | 0
CT | 0 | 0 | 0 | 0 | 0 | 0
Coal | 0 | 0 | 0 | 0 | 0 | 0
Geo | 0 | 0 | 0 | 0 | 0 | 0
H | 0 | 0 | 0 | 0 | 0 | 0
LFG | 0 | 0 | 0 | 0 | 0 | 0
Nuc | 0 | 0 | 0 | 0 | 0 | 0
PS | 0 | 0 | 0 | 0 | 0 | 0
PV | 0 | 0 | 0 | 0 | 0 | 0
PeakG | 0 | 0 | 0 | 0 | 0 | 0
PeakO | 0 | 0 | 0 | 0 | 0 | 0
ST | 0 | 0 | 0 | 0 | 0 | 0
STOG | 0 | 0 | 0 | 0 | 0 | 0
STWD | 0 | 0 | 0 | 0 | 0 | 0
WT | 0 | 0 | 0 | 0 | 0 | 0
IGCC | 0 | 0 | 0 | 0 | 0 | 0
DemandResponse | 0 | 0 | 0 | 0 | 0 | 0
IGCC-CCS | 0 | 0 | 0 | 0 | 0 | 0
WT_off | 0 | 0 | 0 | 0 | 0 | 0
PseudoUnit | 0 | 0 | 0 | 0 | 0 | 0
FixedInterchange | 0 | 0 | 0 | 0 | 0 | 0
Fuel Cost by Reporting Type: MARITIMES
ReportingType | 2015 | 2020 | 2025 | 2030 | 2035 | 2040
BM | 0 | 0 | 0 | 0 | 0 | 0
CC | 0 | 0 | 0 | 0 | 0 | 0
CSP | 0 | 0 | 0 | 0 | 0 | 0
CT | 0 | 0 | 0 | 0 | 0 | 0
Coal | 0 | 0 | 0 | 0 | 0 | 0
Geo | 0 | 0 | 0 | 0 | 0 | 0
H | 0 | 0 | 0 | 0 | 0 | 0
LFG | 0 | 0 | 0 | 0 | 0 | 0
Nuc | 0 | 0 | 0 | 0 | 0 | 0
PS | 0 | 0 | 0 | 0 | 0 | 0
PV | 0 | 0 | 0 | 0 | 0 | 0
PeakG | 0 | 0 | 0 | 0 | 0 | 0
PeakO | 0 | 0 | 0 | 0 | 0 | 0
ST | 0 | 0 | 0 | 0 | 0 | 0
STOG | 0 | 0 | 0 | 0 | 0 | 0
STWD | 0 | 0 | 0 | 0 | 0 | 0
WT | 0 | 0 | 0 | 0 | 0 | 0
IGCC | 0 | 0 | 0 | 0 | 0 | 0
DemandResponse | 0 | 0 | 0 | 0 | 0 | 0
IGCC-CCS | 0 | 0 | 0 | 0 | 0 | 0
WT_off | 0 | 0 | 0 | 0 | 0 | 0
PseudoUnit | 0 | 0 | 0 | 0 | 0 | 0
FixedInterchange | 0 | 0 | 0 | 0 | 0 | 0
Fuel Cost by Reporting Type: All
ReportingType | 2015 | 2020 | 2025 | 2030 | 2035 | 2040
BM | 168.9 | 608.68 | 1123.46 | 2811.94 | 3241.51 | 3560.89
CC | 43155.99 | 55421.33 | 60286.93 | 68626.38 | 100615.6 | 128048.08
CSP | 0 | 0 | 0 | 0 | 0 | 0
CT | 36.36 | 156.74 | 267.44 | 464.37 | 842.56 | 1205.71
Coal | 40920.25 | 35659.47 | 36304.97 | 36915.06 | 41019.85 | 50953.45
Geo | 0 | 0 | 0 | 0 | 0 | 0
H | 0 | 0 | 0 | 0 | 0 | 0
LFG | 0.25 | 2.74 | 5.56 | 6.49 | 6.49 | 6.49
Nuc | 7711.69 | 8128.82 | 8636.85 | 8688.18 | 6755.14 | 5317.42
PS | 0 | 0 | 0 | 0 | 0 | 0
PV | 0 | 0 | 0 | 0 | 0 | 0
PeakG | 169.18 | 236.95 | 460.36 | 404.87 | 557.83 | 588.05
PeakO | 0 | 0 | 1.25 | 1.69 | 0.19 | 0
ST | 0 | 0 | 0 | 0 | 0 | 0
STOG | 1166.52 | 1382.18 | 1320.27 | 1472.99 | 2049.5 | 2145.57
STWD | 881.08 | 1572.48 | 1427.61 | 1976.63 | 2086.81 | 2097.61
WT | 0 | 0 | 0.01 | 0.01 | 0.01 | 0.02
IGCC | 90.45 | 91.25 | 92.49 | 98.07 | 99.73 | 105.04
DemandResponse | 0 | 0 | 0 | 0 | 0 | 0
IGCC-CCS | 0 | 0 | 0 | 0 | 0 | 0
WT_off | 0 | 0 | 0 | 0 | 0 | 0
PseudoUnit | 0 | 0 | 0 | 0 | 0 | 0
FixedInterchange | 0 | 0 | 0 | 0 | 0 | 0
Fuel Cost by Reporting Type: EI_US
ReportingType | 2015 | 2020 | 2025 | 2030 | 2035 | 2040
BM | 165.1 | 591.8 | 1111.75 | 1272.42 | 1544.33 | 1659.25
CC | 27115.63 | 35907.69 | 38157.34 | 40635 | 61169.33 | 79733.15
CSP | 0 | 0 | 0 | 0 | 0 | 0
CT | 36.01 | 156.22 | 237.47 | 442.21 | 784.91 | 1151.61
Coal | 33961.61 | 28765.34 | 29215.05 | 29673.92 | 32950.71 | 39045.87
Geo | 0 | 0 | 0 | 0 | 0 | 0
H | 0 | 0 | 0 | 0 | 0 | 0
LFG | 0.18 | 1.24 | 3.44 | 4.11 | 4.11 | 4.11
Nuc | 5902.64 | 6282.88 | 6675.54 | 6688.56 | 4830.23 | 3504.21
PS | 0 | 0 | 0 | 0 | 0 | 0
PV | 0 | 0 | 0 | 0 | 0 | 0
PeakG | 168.68 | 234.97 | 393.94 | 392.25 | 532.96 | 554.29
PeakO | 0 | 0 | 1.25 | 1.66 | 0 | 0
ST | 0 | 0 | 0 | 0 | 0 | 0
STOG | 834.79 | 991.25 | 947.48 | 1078.09 | 1469.22 | 1568.41
STWD | 562.46 | 1100.07 | 807.54 | 1356.47 | 1465.78 | 1476.58
WT | 0 | 0 | 0.01 | 0.01 | 0.01 | 0.01
IGCC | 90.45 | 91.25 | 92.49 | 98.07 | 99.73 | 105.04
DemandResponse | 0 | 0 | 0 | 0 | 0 | 0
IGCC-CCS | 0 | 0 | 0 | 0 | 0 | 0
WT_off | 0 | 0 | 0 | 0 | 0 | 0
PseudoUnit | 0 | 0 | 0 | 0 | 0 | 0
FixedInterchange | 0 | 0 | 0 | 0 | 0 | 0
Fuel Cost by Reporting Type: EI_Canada
ReportingType | 2015 | 2020 | 2025 | 2030 | 2035 | 2040
BM | 0 | 0 | 0 | 0 | 0 | 0.26
CC | 303.45 | 345.48 | 462.79 | 700.38 | 2229.62 | 3619.48
CSP | 0 | 0 | 0 | 0 | 0 | 0
CT | 0.34 | 0.13 | 0.18 | 0.23 | 0.34 | 1.17
Coal | 10.8 | 33.95 | 38.29 | 3.8 | 52.06 | 55.79
Geo | 0 | 0 | 0 | 0 | 0 | 0
H | 0 | 0 | 0 | 0 | 0 | 0
LFG | 0.02 | 0.02 | 0.02 | 0.02 | 0.02 | 0.02
Nuc | 854.23 | 871.65 | 926.13 | 944.22 | 869.51 | 757.81
PS | 0 | 0 | 0 | 0 | 0 | 0
PV | 0 | 0 | 0 | 0 | 0 | 0
PeakG | 0 | 0 | 0 | 0 | 0.32 | 0.34
PeakO | 0 | 0 | 0 | 0 | 0 | 0
ST | 0 | 0 | 0 | 0 | 0 | 0
STOG | 0 | 0 | 0 | 0 | 0 | 0
STWD | 0 | 0 | 0 | 0.09 | 0.95 | 0.95
WT | 0 | 0 | 0 | 0 | 0 | 0
IGCC | 0 | 0 | 0 | 0 | 0 | 0
DemandResponse | 0 | 0 | 0 | 0 | 0 | 0
IGCC-CCS | 0 | 0 | 0 | 0 | 0 | 0
WT_off | 0 | 0 | 0 | 0 | 0 | 0
PseudoUnit | 0 | 0 | 0 | 0 | 0 | 0
FixedInterchange | 0 | 0 | 0 | 0 | 0 | 0
Fuel Cost by Reporting Type: EI
ReportingType | 2015 | 2020 | 2025 | 2030 | 2035 | 2040
BM | 165.1 | 591.8 | 1111.75 | 1272.42 | 1544.33 | 1659.5
CC | 27419.08 | 36253.17 | 38620.13 | 41335.38 | 63398.95 | 83352.63
CSP | 0 | 0 | 0 | 0 | 0 | 0
CT | 36.36 | 156.35 | 237.65 | 442.43 | 785.24 | 1152.79
Coal | 33972.41 | 28799.29 | 29253.34 | 29677.72 | 33002.77 | 39101.66
Geo | 0 | 0 | 0 | 0 | 0 | 0
H | 0 | 0 | 0 | 0 | 0 | 0
LFG | 0.2 | 1.26 | 3.46 | 4.13 | 4.13 | 4.13
Nuc | 6756.88 | 7154.54 | 7601.68 | 7632.78 | 5699.74 | 4262.02
PS | 0 | 0 | 0 | 0 | 0 | 0
PV | 0 | 0 | 0 | 0 | 0 | 0
PeakG | 168.68 | 234.97 | 393.94 | 392.25 | 533.28 | 554.63
PeakO | 0 | 0 | 1.25 | 1.66 | 0 | 0
ST | 0 | 0 | 0 | 0 | 0 | 0
STOG | 834.79 | 991.25 | 947.48 | 1078.09 | 1469.22 | 1568.41
STWD | 562.46 | 1100.07 | 807.54 | 1356.56 | 1466.73 | 1477.54
WT | 0 | 0 | 0.01 | 0.01 | 0.01 | 0.01
IGCC | 90.45 | 91.25 | 92.49 | 98.07 | 99.73 | 105.04
DemandResponse | 0 | 0 | 0 | 0 | 0 | 0
IGCC-CCS | 0 | 0 | 0 | 0 | 0 | 0
WT_off | 0 | 0 | 0 | 0 | 0 | 0
PseudoUnit | 0 | 0 | 0 | 0 | 0 | 0
FixedInterchange | 0 | 0 | 0 | 0 | 0 | 0
Fuel Cost by Reporting Type: Outside_EI
ReportingType | 2015 | 2020 | 2025 | 2030 | 2035 | 2040
BM | 3.8 | 16.88 | 11.71 | 1539.52 | 1697.19 | 1901.39
CC | 15736.92 | 19168.16 | 21666.8 | 27291.01 | 37216.65 | 44695.45
CSP | 0 | 0 | 0 | 0 | 0 | 0
CT | 0 | 0.39 | 29.79 | 21.94 | 57.31 | 52.92
Coal | 6947.84 | 6860.17 | 7051.64 | 7237.34 | 8017.09 | 11851.79
Geo | 0 | 0 | 0 | 0 | 0 | 0
H | 0 | 0 | 0 | 0 | 0 | 0
LFG | 0.05 | 1.48 | 2.1 | 2.36 | 2.36 | 2.36
Nuc | 954.81 | 974.28 | 1035.18 | 1055.4 | 1055.4 | 1055.4
PS | 0 | 0 | 0 | 0 | 0 | 0
PV | 0 | 0 | 0 | 0 | 0 | 0
PeakG | 0.5 | 1.98 | 66.42 | 12.62 | 24.55 | 33.41
PeakO | 0 | 0 | 0 | 0.03 | 0.19 | 0
ST | 0 | 0 | 0 | 0 | 0 | 0
STOG | 331.73 | 390.92 | 372.79 | 394.9 | 580.28 | 577.16
STWD | 318.62 | 472.41 | 620.08 | 620.08 | 620.08 | 620.08
WT | 0 | 0 | 0 | 0 | 0 | 0
IGCC | 0 | 0 | 0 | 0 | 0 | 0
DemandResponse | 0 | 0 | 0 | 0 | 0 | 0
IGCC-CCS | 0 | 0 | 0 | 0 | 0 | 0
WT_off | 0 | 0 | 0 | 0 | 0 | 0
PseudoUnit | 0 | 0 | 0 | 0 | 0 | 0
FixedInterchange | 0 | 0 | 0 | 0 | 0 | 0
#7 | Emission Cost ($million)
==== Emission Program: TitleIV_CAIRSO2 : (SO2) ====
Emission Cost by Reporting Type: Entergy
ReportingType | 2015 | 2020 | 2025 | 2030 | 2035 | 2040
BM | 0 | 0 | 0 | 0 | 0 | 0
CC | 0 | 0 | 0 | 0 | 0 | 0
CSP | 0 | 0 | 0 | 0 | 0 | 0
CT | 0 | 0 | 0 | 0 | 0 | 0
Coal | 25.98 | 0 | 0 | 0 | 0 | 0
Geo | 0 | 0 | 0 | 0 | 0 | 0
H | 0 | 0 | 0 | 0 | 0 | 0
LFG | 0 | 0 | 0 | 0 | 0 | 0
Nuc | 0 | 0 | 0 | 0 | 0 | 0
PS | 0 | 0 | 0 | 0 | 0 | 0
PV | 0 | 0 | 0 | 0 | 0 | 0
PeakG | 0 | 0 | 0 | 0 | 0 | 0
PeakO | 0 | 0 | 0 | 0 | 0 | 0
ST | 0 | 0 | 0 | 0 | 0 | 0
STOG | 0 | 0 | 0 | 0 | 0 | 0
STWD | 0 | 0 | 0 | 0 | 0 | 0
WT | 0 | 0 | 0 | 0 | 0 | 0
IGCC | 0 | 0 | 0 | 0 | 0 | 0
DemandResponse | 0 | 0 | 0 | 0 | 0 | 0
IGCC-CCS | 0 | 0 | 0 | 0 | 0 | 0
WT_off | 0 | 0 | 0 | 0 | 0 | 0
PseudoUnit | 0 | 0 | 0 | 0 | 0 | 0
FixedInterchange | 0 | 0 | 0 | 0 | 0 | 0
Emission Cost by Reporting Type: FRCC
ReportingType | 2015 | 2020 | 2025 | 2030 | 2035 | 2040
BM | 0 | 0 | 0 | 0 | 0 | 0
CC | 0 | 0 | 0 | 0 | 0 | 0
CSP | 0 | 0 | 0 | 0 | 0 | 0
CT | 0 | 0 | 0 | 0 | 0 | 0
Coal | 13.66 | 0 | 0 | 0 | 0 | 0
Geo | 0 | 0 | 0 | 0 | 0 | 0
H | 0 | 0 | 0 | 0 | 0 | 0
LFG | 0 | 0 | 0 | 0 | 0 | 0
Nuc | 0 | 0 | 0 | 0 | 0 | 0
PS | 0 | 0 | 0 | 0 | 0 | 0
PV | 0 | 0 | 0 | 0 | 0 | 0
PeakG | 0 | 0 | 0 | 0 | 0 | 0
PeakO | 0 | 0 | 0 | 0 | 0 | 0
ST | 0 | 0 | 0 | 0 | 0 | 0
STOG | 0 | 0 | 0 | 0 | 0 | 0
STWD | 0 | 0 | 0 | 0 | 0 | 0
WT | 0 | 0 | 0 | 0 | 0 | 0
IGCC | 0 | 0 | 0 | 0 | 0 | 0
DemandResponse | 0 | 0 | 0 | 0 | 0 | 0
IGCC-CCS | 0 | 0 | 0 | 0 | 0 | 0
WT_off | 0 | 0 | 0 | 0 | 0 | 0
PseudoUnit | 0 | 0 | 0 | 0 | 0 | 0
FixedInterchange | 0 | 0 | 0 | 0 | 0 | 0
Emission Cost by Reporting Type: MAPP_US
ReportingType | 2015 | 2020 | 2025 | 2030 | 2035 | 2040
BM | 0 | 0 | 0 | 0 | 0 | 0
CC | 0 | 0 | 0 | 0 | 0 | 0
CSP | 0 | 0 | 0 | 0 | 0 | 0
CT | 0 | 0 | 0 | 0 | 0 | 0
Coal | 2.64 | 0 | 0 | 0 | 0 | 0
Geo | 0 | 0 | 0 | 0 | 0 | 0
H | 0 | 0 | 0 | 0 | 0 | 0
LFG | 0 | 0 | 0 | 0 | 0 | 0
Nuc | 0 | 0 | 0 | 0 | 0 | 0
PS | 0 | 0 | 0 | 0 | 0 | 0
PV | 0 | 0 | 0 | 0 | 0 | 0
PeakG | 0 | 0 | 0 | 0 | 0 | 0
PeakO | 0 | 0 | 0 | 0 | 0 | 0
ST | 0 | 0 | 0 | 0 | 0 | 0
STOG | 0 | 0 | 0 | 0 | 0 | 0
STWD | 0 | 0 | 0 | 0 | 0 | 0
WT | 0 | 0 | 0 | 0 | 0 | 0
IGCC | 0 | 0 | 0 | 0 | 0 | 0
DemandResponse | 0 | 0 | 0 | 0 | 0 | 0
IGCC-CCS | 0 | 0 | 0 | 0 | 0 | 0
WT_off | 0 | 0 | 0 | 0 | 0 | 0
PseudoUnit | 0 | 0 | 0 | 0 | 0 | 0
FixedInterchange | 0 | 0 | 0 | 0 | 0 | 0
Emission Cost by Reporting Type: MISO_IN
ReportingType | 2015 | 2020 | 2025 | 2030 | 2035 | 2040
BM | 0 | 0 | 0 | 0 | 0 | 0
CC | 0 | 0 | 0 | 0 | 0 | 0
CSP | 0 | 0 | 0 | 0 | 0 | 0
CT | 0 | 0 | 0 | 0 | 0 | 0
Coal | 49.09 | 0 | 0 | 0 | 0 | 0
Geo | 0 | 0 | 0 | 0 | 0 | 0
H | 0 | 0 | 0 | 0 | 0 | 0
LFG | 0 | 0 | 0 | 0 | 0 | 0
Nuc | 0 | 0 | 0 | 0 | 0 | 0
PS | 0 | 0 | 0 | 0 | 0 | 0
PV | 0 | 0 | 0 | 0 | 0 | 0
PeakG | 0 | 0 | 0 | 0 | 0 | 0
PeakO | 0 | 0 | 0 | 0 | 0 | 0
ST | 0 | 0 | 0 | 0 | 0 | 0
STOG | 0 | 0 | 0 | 0 | 0 | 0
STWD | 0 | 0 | 0 | 0 | 0 | 0
WT | 0 | 0 | 0 | 0 | 0 | 0
IGCC | 0.37 | 0 | 0 | 0 | 0 | 0
DemandResponse | 0 | 0 | 0 | 0 | 0 | 0
IGCC-CCS | 0 | 0 | 0 | 0 | 0 | 0
WT_off | 0 | 0 | 0 | 0 | 0 | 0
PseudoUnit | 0 | 0 | 0 | 0 | 0 | 0
FixedInterchange | 0 | 0 | 0 | 0 | 0 | 0
Emission Cost by Reporting Type: MISO_MI
ReportingType | 2015 | 2020 | 2025 | 2030 | 2035 | 2040
BM | 0 | 0 | 0 | 0 | 0 | 0
CC | 0 | 0 | 0 | 0 | 0 | 0
CSP | 0 | 0 | 0 | 0 | 0 | 0
CT | 0 | 0 | 0 | 0 | 0 | 0
Coal | 51.59 | 0 | 0 | 0 | 0 | 0
Geo | 0 | 0 | 0 | 0 | 0 | 0
H | 0 | 0 | 0 | 0 | 0 | 0
LFG | 0 | 0 | 0 | 0 | 0 | 0
Nuc | 0 | 0 | 0 | 0 | 0 | 0
PS | 0 | 0 | 0 | 0 | 0 | 0
PV | 0 | 0 | 0 | 0 | 0 | 0
PeakG | 0 | 0 | 0 | 0 | 0 | 0
PeakO | 0 | 0 | 0 | 0 | 0 | 0
ST | 0 | 0 | 0 | 0 | 0 | 0
STOG | 0 | 0 | 0 | 0 | 0 | 0
STWD | 0 | 0 | 0 | 0 | 0 | 0
WT | 0 | 0 | 0 | 0 | 0 | 0
IGCC | 0 | 0 | 0 | 0 | 0 | 0
DemandResponse | 0 | 0 | 0 | 0 | 0 | 0
IGCC-CCS | 0 | 0 | 0 | 0 | 0 | 0
WT_off | 0 | 0 | 0 | 0 | 0 | 0
PseudoUnit | 0 | 0 | 0 | 0 | 0 | 0
FixedInterchange | 0 | 0 | 0 | 0 | 0 | 0
Emission Cost by Reporting Type: MISO_MO-IL
ReportingType | 2015 | 2020 | 2025 | 2030 | 2035 | 2040
BM | 0 | 0 | 0 | 0 | 0 | 0
CC | 0 | 0 | 0 | 0 | 0 | 0
CSP | 0 | 0 | 0 | 0 | 0 | 0
CT | 0 | 0 | 0 | 0 | 0 | 0
Coal | 88.95 | 0 | 0 | 0 | 0 | 0
Geo | 0 | 0 | 0 | 0 | 0 | 0
H | 0 | 0 | 0 | 0 | 0 | 0
LFG | 0 | 0 | 0 | 0 | 0 | 0
Nuc | 0 | 0 | 0 | 0 | 0 | 0
PS | 0 | 0 | 0 | 0 | 0 | 0
PV | 0 | 0 | 0 | 0 | 0 | 0
PeakG | 0 | 0 | 0 | 0 | 0 | 0
PeakO | 0 | 0 | 0 | 0 | 0 | 0
ST | 0 | 0 | 0 | 0 | 0 | 0
STOG | 0 | 0 | 0 | 0 | 0 | 0
STWD | 0 | 0 | 0 | 0 | 0 | 0
WT | 0 | 0 | 0 | 0 | 0 | 0
IGCC | 0 | 0 | 0 | 0 | 0 | 0
DemandResponse | 0 | 0 | 0 | 0 | 0 | 0
IGCC-CCS | 0 | 0 | 0 | 0 | 0 | 0
WT_off | 0 | 0 | 0 | 0 | 0 | 0
PseudoUnit | 0 | 0 | 0 | 0 | 0 | 0
FixedInterchange | 0 | 0 | 0 | 0 | 0 | 0
Emission Cost by Reporting Type: MISO_W
ReportingType | 2015 | 2020 | 2025 | 2030 | 2035 | 2040
BM | 0 | 0 | 0 | 0 | 0 | 0
CC | 0 | 0 | 0 | 0 | 0 | 0
CSP | 0 | 0 | 0 | 0 | 0 | 0
CT | 0 | 0 | 0 | 0 | 0 | 0
Coal | 48.58 | 0 | 0 | 0 | 0 | 0
Geo | 0 | 0 | 0 | 0 | 0 | 0
H | 0 | 0 | 0 | 0 | 0 | 0
LFG | 0 | 0 | 0 | 0 | 0 | 0
Nuc | 0 | 0 | 0 | 0 | 0 | 0
PS | 0 | 0 | 0 | 0 | 0 | 0
PV | 0 | 0 | 0 | 0 | 0 | 0
PeakG | 0 | 0 | 0 | 0 | 0 | 0
PeakO | 0 | 0 | 0 | 0 | 0 | 0
ST | 0 | 0 | 0 | 0 | 0 | 0
STOG | 0 | 0 | 0 | 0 | 0 | 0
STWD | 0 | 0 | 0 | 0 | 0 | 0
WT | 0 | 0 | 0 | 0 | 0 | 0
IGCC | 0 | 0 | 0 | 0 | 0 | 0
DemandResponse | 0 | 0 | 0 | 0 | 0 | 0
IGCC-CCS | 0 | 0 | 0 | 0 | 0 | 0
WT_off | 0 | 0 | 0 | 0 | 0 | 0
PseudoUnit | 0 | 0 | 0 | 0 | 0 | 0
FixedInterchange | 0 | 0 | 0 | 0 | 0 | 0
Emission Cost by Reporting Type: MISO_WUMS
ReportingType | 2015 | 2020 | 2025 | 2030 | 2035 | 2040
BM | 0 | 0 | 0 | 0 | 0 | 0
CC | 0 | 0 | 0 | 0 | 0 | 0
CSP | 0 | 0 | 0 | 0 | 0 | 0
CT | 0 | 0 | 0 | 0 | 0 | 0
Coal | 12.43 | 0 | 0 | 0 | 0 | 0
Geo | 0 | 0 | 0 | 0 | 0 | 0
H | 0 | 0 | 0 | 0 | 0 | 0
LFG | 0 | 0 | 0 | 0 | 0 | 0
Nuc | 0 | 0 | 0 | 0 | 0 | 0
PS | 0 | 0 | 0 | 0 | 0 | 0
PV | 0 | 0 | 0 | 0 | 0 | 0
PeakG | 0 | 0 | 0 | 0 | 0 | 0
PeakO | 0 | 0 | 0 | 0 | 0 | 0
ST | 0 | 0 | 0 | 0 | 0 | 0
STOG | 0 | 0 | 0 | 0 | 0 | 0
STWD | 0 | 0 | 0 | 0 | 0 | 0
WT | 0 | 0 | 0 | 0 | 0 | 0
IGCC | 0 | 0 | 0 | 0 | 0 | 0
DemandResponse | 0 | 0 | 0 | 0 | 0 | 0
IGCC-CCS | 0 | 0 | 0 | 0 | 0 | 0
WT_off | 0 | 0 | 0 | 0 | 0 | 0
PseudoUnit | 0 | 0 | 0 | 0 | 0 | 0
FixedInterchange | 0 | 0 | 0 | 0 | 0 | 0
Emission Cost by Reporting Type: Nebraska
ReportingType | 2015 | 2020 | 2025 | 2030 | 2035 | 2040
BM | 0 | 0 | 0 | 0 | 0 | 0
CC | 0 | 0 | 0 | 0 | 0 | 0
CSP | 0 | 0 | 0 | 0 | 0 | 0
CT | 0 | 0 | 0 | 0 | 0 | 0
Coal | 6.74 | 0 | 0 | 0 | 0 | 0
Geo | 0 | 0 | 0 | 0 | 0 | 0
H | 0 | 0 | 0 | 0 | 0 | 0
LFG | 0 | 0 | 0 | 0 | 0 | 0
Nuc | 0 | 0 | 0 | 0 | 0 | 0
PS | 0 | 0 | 0 | 0 | 0 | 0
PV | 0 | 0 | 0 | 0 | 0 | 0
PeakG | 0 | 0 | 0 | 0 | 0 | 0
PeakO | 0 | 0 | 0 | 0 | 0 | 0
ST | 0 | 0 | 0 | 0 | 0 | 0
STOG | 0 | 0 | 0 | 0 | 0 | 0
STWD | 0 | 0 | 0 | 0 | 0 | 0
WT | 0 | 0 | 0 | 0 | 0 | 0
IGCC | 0 | 0 | 0 | 0 | 0 | 0
DemandResponse | 0 | 0 | 0 | 0 | 0 | 0
IGCC-CCS | 0 | 0 | 0 | 0 | 0 | 0
WT_off | 0 | 0 | 0 | 0 | 0 | 0
PseudoUnit | 0 | 0 | 0 | 0 | 0 | 0
FixedInterchange | 0 | 0 | 0 | 0 | 0 | 0
Emission Cost by Reporting Type: NEISO
ReportingType | 2015 | 2020 | 2025 | 2030 | 2035 | 2040
BM | 0 | 0 | 0 | 0 | 0 | 0
CC | 0 | 0 | 0 | 0 | 0 | 0
CSP | 0 | 0 | 0 | 0 | 0 | 0
CT | 0 | 0 | 0 | 0 | 0 | 0
Coal | 0 | 0 | 0 | 0 | 0 | 0
Geo | 0 | 0 | 0 | 0 | 0 | 0
H | 0 | 0 | 0 | 0 | 0 | 0
LFG | 0 | 0 | 0 | 0 | 0 | 0
Nuc | 0 | 0 | 0 | 0 | 0 | 0
PS | 0 | 0 | 0 | 0 | 0 | 0
PV | 0 | 0 | 0 | 0 | 0 | 0
PeakG | 0 | 0 | 0 | 0 | 0 | 0
PeakO | 0 | 0 | 0 | 0 | 0 | 0
ST | 0 | 0 | 0 | 0 | 0 | 0
STOG | 0 | 0 | 0 | 0 | 0 | 0
STWD | 0 | 0 | 0 | 0 | 0 | 0
WT | 0 | 0 | 0 | 0 | 0 | 0
IGCC | 0 | 0 | 0 | 0 | 0 | 0
DemandResponse | 0 | 0 | 0 | 0 | 0 | 0
IGCC-CCS | 0 | 0 | 0 | 0 | 0 | 0
WT_off | 0 | 0 | 0 | 0 | 0 | 0
PseudoUnit | 0 | 0 | 0 | 0 | 0 | 0
FixedInterchange | 0 | 0 | 0 | 0 | 0 | 0
Emission Cost by Reporting Type: NonRTO_Midwest
ReportingType | 2015 | 2020 | 2025 | 2030 | 2035 | 2040
BM | 0 | 0 | 0 | 0 | 0 | 0
CC | 0 | 0 | 0 | 0 | 0 | 0
CSP | 0 | 0 | 0 | 0 | 0 | 0
CT | 0 | 0 | 0 | 0 | 0 | 0
Coal | 20.11 | 0 | 0 | 0 | 0 | 0
Geo | 0 | 0 | 0 | 0 | 0 | 0
H | 0 | 0 | 0 | 0 | 0 | 0
LFG | 0 | 0 | 0 | 0 | 0 | 0
Nuc | 0 | 0 | 0 | 0 | 0 | 0
PS | 0 | 0 | 0 | 0 | 0 | 0
PV | 0 | 0 | 0 | 0 | 0 | 0
PeakG | 0 | 0 | 0 | 0 | 0 | 0
PeakO | 0 | 0 | 0 | 0 | 0 | 0
ST | 0 | 0 | 0 | 0 | 0 | 0
STOG | 0 | 0 | 0 | 0 | 0 | 0
STWD | 0 | 0 | 0 | 0 | 0 | 0
WT | 0 | 0 | 0 | 0 | 0 | 0
IGCC | 0 | 0 | 0 | 0 | 0 | 0
DemandResponse | 0 | 0 | 0 | 0 | 0 | 0
IGCC-CCS | 0 | 0 | 0 | 0 | 0 | 0
WT_off | 0 | 0 | 0 | 0 | 0 | 0
PseudoUnit | 0 | 0 | 0 | 0 | 0 | 0
FixedInterchange | 0 | 0 | 0 | 0 | 0 | 0
Emission Cost by Reporting Type: NYISO_A-F
ReportingType | 2015 | 2020 | 2025 | 2030 | 2035 | 2040
BM | 0 | 0 | 0 | 0 | 0 | 0
CC | 0 | 0 | 0 | 0 | 0 | 0
CSP | 0 | 0 | 0 | 0 | 0 | 0
CT | 0 | 0 | 0 | 0 | 0 | 0
Coal | 0 | 0 | 0 | 0 | 0 | 0
Geo | 0 | 0 | 0 | 0 | 0 | 0
H | 0 | 0 | 0 | 0 | 0 | 0
LFG | 0 | 0 | 0 | 0 | 0 | 0
Nuc | 0 | 0 | 0 | 0 | 0 | 0
PS | 0 | 0 | 0 | 0 | 0 | 0
PV | 0 | 0 | 0 | 0 | 0 | 0
PeakG | 0 | 0 | 0 | 0 | 0 | 0
PeakO | 0 | 0 | 0 | 0 | 0 | 0
ST | 0 | 0 | 0 | 0 | 0 | 0
STOG | 0 | 0 | 0 | 0 | 0 | 0
STWD | 0 | 0 | 0 | 0 | 0 | 0
WT | 0 | 0 | 0 | 0 | 0 | 0
IGCC | 0 | 0 | 0 | 0 | 0 | 0
DemandResponse | 0 | 0 | 0 | 0 | 0 | 0
IGCC-CCS | 0 | 0 | 0 | 0 | 0 | 0
WT_off | 0 | 0 | 0 | 0 | 0 | 0
PseudoUnit | 0 | 0 | 0 | 0 | 0 | 0
FixedInterchange | 0 | 0 | 0 | 0 | 0 | 0
Emission Cost by Reporting Type: NYISO_G-I
ReportingType | 2015 | 2020 | 2025 | 2030 | 2035 | 2040
BM | 0 | 0 | 0 | 0 | 0 | 0
CC | 0 | 0 | 0 | 0 | 0 | 0
CSP | 0 | 0 | 0 | 0 | 0 | 0
CT | 0 | 0 | 0 | 0 | 0 | 0
Coal | 0 | 0 | 0 | 0 | 0 | 0
Geo | 0 | 0 | 0 | 0 | 0 | 0
H | 0 | 0 | 0 | 0 | 0 | 0
LFG | 0 | 0 | 0 | 0 | 0 | 0
Nuc | 0 | 0 | 0 | 0 | 0 | 0
PS | 0 | 0 | 0 | 0 | 0 | 0
PV | 0 | 0 | 0 | 0 | 0 | 0
PeakG | 0 | 0 | 0 | 0 | 0 | 0
PeakO | 0 | 0 | 0 | 0 | 0 | 0
ST | 0 | 0 | 0 | 0 | 0 | 0
STOG | 0 | 0 | 0 | 0 | 0 | 0
STWD | 0 | 0 | 0 | 0 | 0 | 0
WT | 0 | 0 | 0 | 0 | 0 | 0
IGCC | 0 | 0 | 0 | 0 | 0 | 0
DemandResponse | 0 | 0 | 0 | 0 | 0 | 0
IGCC-CCS | 0 | 0 | 0 | 0 | 0 | 0
WT_off | 0 | 0 | 0 | 0 | 0 | 0
PseudoUnit | 0 | 0 | 0 | 0 | 0 | 0
FixedInterchange | 0 | 0 | 0 | 0 | 0 | 0
Emission Cost by Reporting Type: NYISO_J-K
ReportingType | 2015 | 2020 | 2025 | 2030 | 2035 | 2040
BM | 0 | 0 | 0 | 0 | 0 | 0
CC | 0 | 0 | 0 | 0 | 0 | 0
CSP | 0 | 0 | 0 | 0 | 0 | 0
CT | 0 | 0 | 0 | 0 | 0 | 0
Coal | 0 | 0 | 0 | 0 | 0 | 0
Geo | 0 | 0 | 0 | 0 | 0 | 0
H | 0 | 0 | 0 | 0 | 0 | 0
LFG | 0 | 0 | 0 | 0 | 0 | 0
Nuc | 0 | 0 | 0 | 0 | 0 | 0
PS | 0 | 0 | 0 | 0 | 0 | 0
PV | 0 | 0 | 0 | 0 | 0 | 0
PeakG | 0 | 0 | 0 | 0 | 0 | 0
PeakO | 0 | 0 | 0 | 0 | 0 | 0
ST | 0 | 0 | 0 | 0 | 0 | 0
STOG | 0 | 0 | 0 | 0 | 0 | 0
STWD | 0 | 0 | 0 | 0 | 0 | 0
WT | 0 | 0 | 0 | 0 | 0 | 0
IGCC | 0 | 0 | 0 | 0 | 0 | 0
DemandResponse | 0 | 0 | 0 | 0 | 0 | 0
IGCC-CCS | 0 | 0 | 0 | 0 | 0 | 0
WT_off | 0 | 0 | 0 | 0 | 0 | 0
PseudoUnit | 0 | 0 | 0 | 0 | 0 | 0
FixedInterchange | 0 | 0 | 0 | 0 | 0 | 0
Emission Cost by Reporting Type: PJM_E
ReportingType | 2015 | 2020 | 2025 | 2030 | 2035 | 2040
BM | 0 | 0 | 0 | 0 | 0 | 0
CC | 0 | 0 | 0 | 0 | 0 | 0
CSP | 0 | 0 | 0 | 0 | 0 | 0
CT | 0 | 0 | 0 | 0 | 0 | 0
Coal | 0.07 | 0 | 0 | 0 | 0 | 0
Geo | 0 | 0 | 0 | 0 | 0 | 0
H | 0 | 0 | 0 | 0 | 0 | 0
LFG | 0 | 0 | 0 | 0 | 0 | 0
Nuc | 0 | 0 | 0 | 0 | 0 | 0
PS | 0 | 0 | 0 | 0 | 0 | 0
PV | 0 | 0 | 0 | 0 | 0 | 0
PeakG | 0 | 0 | 0 | 0 | 0 | 0
PeakO | 0 | 0 | 0 | 0 | 0 | 0
ST | 0 | 0 | 0 | 0 | 0 | 0
STOG | 0 | 0 | 0 | 0 | 0 | 0
STWD | 0 | 0 | 0 | 0 | 0 | 0
WT | 0 | 0 | 0 | 0 | 0 | 0
IGCC | 0 | 0 | 0 | 0 | 0 | 0
DemandResponse | 0 | 0 | 0 | 0 | 0 | 0
IGCC-CCS | 0 | 0 | 0 | 0 | 0 | 0
WT_off | 0 | 0 | 0 | 0 | 0 | 0
PseudoUnit | 0 | 0 | 0 | 0 | 0 | 0
FixedInterchange | 0 | 0 | 0 | 0 | 0 | 0
Emission Cost by Reporting Type: PJM_ROM
ReportingType | 2015 | 2020 | 2025 | 2030 | 2035 | 2040
BM | 0 | 0 | 0 | 0 | 0 | 0
CC | 0 | 0 | 0 | 0 | 0 | 0
CSP | 0 | 0 | 0 | 0 | 0 | 0
CT | 0 | 0 | 0 | 0 | 0 | 0
Coal | 29.02 | 0 | 0 | 0 | 0 | 0
Geo | 0 | 0 | 0 | 0 | 0 | 0
H | 0 | 0 | 0 | 0 | 0 | 0
LFG | 0 | 0 | 0 | 0 | 0 | 0
Nuc | 0 | 0 | 0 | 0 | 0 | 0
PS | 0 | 0 | 0 | 0 | 0 | 0
PV | 0 | 0 | 0 | 0 | 0 | 0
PeakG | 0 | 0 | 0 | 0 | 0 | 0
PeakO | 0 | 0 | 0 | 0 | 0 | 0
ST | 0 | 0 | 0 | 0 | 0 | 0
STOG | 0 | 0 | 0 | 0 | 0 | 0
STWD | 0 | 0 | 0 | 0 | 0 | 0
WT | 0 | 0 | 0 | 0 | 0 | 0
IGCC | 0 | 0 | 0 | 0 | 0 | 0
DemandResponse | 0 | 0 | 0 | 0 | 0 | 0
IGCC-CCS | 0 | 0 | 0 | 0 | 0 | 0
WT_off | 0 | 0 | 0 | 0 | 0 | 0
PseudoUnit | 0 | 0 | 0 | 0 | 0 | 0
FixedInterchange | 0 | 0 | 0 | 0 | 0 | 0
Emission Cost by Reporting Type: PJM_ROR
ReportingType | 2015 | 2020 | 2025 | 2030 | 2035 | 2040
BM | 0 | 0 | 0 | 0 | 0 | 0
CC | 0 | 0 | 0 | 0 | 0 | 0
CSP | 0 | 0 | 0 | 0 | 0 | 0
CT | 0 | 0 | 0 | 0 | 0 | 0
Coal | 290.36 | 0 | 0 | 0 | 0 | 0
Geo | 0 | 0 | 0 | 0 | 0 | 0
H | 0 | 0 | 0 | 0 | 0 | 0
LFG | 0 | 0 | 0 | 0 | 0 | 0
Nuc | 0 | 0 | 0 | 0 | 0 | 0
PS | 0 | 0 | 0 | 0 | 0 | 0
PV | 0 | 0 | 0 | 0 | 0 | 0
PeakG | 0 | 0 | 0 | 0 | 0 | 0
PeakO | 0 | 0 | 0 | 0 | 0 | 0
ST | 0 | 0 | 0 | 0 | 0 | 0
STOG | 0 | 0 | 0 | 0 | 0 | 0
STWD | 0 | 0 | 0 | 0 | 0 | 0
WT | 0 | 0 | 0 | 0 | 0 | 0
IGCC | 0 | 0 | 0 | 0 | 0 | 0
DemandResponse | 0 | 0 | 0 | 0 | 0 | 0
IGCC-CCS | 0 | 0 | 0 | 0 | 0 | 0
WT_off | 0 | 0 | 0 | 0 | 0 | 0
PseudoUnit | 0 | 0 | 0 | 0 | 0 | 0
FixedInterchange | 0 | 0 | 0 | 0 | 0 | 0
Emission Cost by Reporting Type: SOCO
ReportingType | 2015 | 2020 | 2025 | 2030 | 2035 | 2040
BM | 0 | 0 | 0 | 0 | 0 | 0
CC | 0 | 0 | 0 | 0 | 0 | 0
CSP | 0 | 0 | 0 | 0 | 0 | 0
CT | 0 | 0 | 0 | 0 | 0 | 0
Coal | 59.8 | 0 | 0 | 0 | 0 | 0
Geo | 0 | 0 | 0 | 0 | 0 | 0
H | 0 | 0 | 0 | 0 | 0 | 0
LFG | 0 | 0 | 0 | 0 | 0 | 0
Nuc | 0 | 0 | 0 | 0 | 0 | 0
PS | 0 | 0 | 0 | 0 | 0 | 0
PV | 0 | 0 | 0 | 0 | 0 | 0
PeakG | 0 | 0 | 0 | 0 | 0 | 0
PeakO | 0 | 0 | 0 | 0 | 0 | 0
ST | 0 | 0 | 0 | 0 | 0 | 0
STOG | 0 | 0 | 0 | 0 | 0 | 0
STWD | 0 | 0 | 0 | 0 | 0 | 0
WT | 0 | 0 | 0 | 0 | 0 | 0
IGCC | 0 | 0 | 0 | 0 | 0 | 0
DemandResponse | 0 | 0 | 0 | 0 | 0 | 0
IGCC-CCS | 0 | 0 | 0 | 0 | 0 | 0
WT_off | 0 | 0 | 0 | 0 | 0 | 0
PseudoUnit | 0 | 0 | 0 | 0 | 0 | 0
FixedInterchange | 0 | 0 | 0 | 0 | 0 | 0
Emission Cost by Reporting Type: SPP_N
ReportingType | 2015 | 2020 | 2025 | 2030 | 2035 | 2040
BM | 0 | 0 | 0 | 0 | 0 | 0
CC | 0 | 0 | 0 | 0 | 0 | 0
CSP | 0 | 0 | 0 | 0 | 0 | 0
CT | 0 | 0 | 0 | 0 | 0 | 0
Coal | 9.55 | 0 | 0 | 0 | 0 | 0
Geo | 0 | 0 | 0 | 0 | 0 | 0
H | 0 | 0 | 0 | 0 | 0 | 0
LFG | 0 | 0 | 0 | 0 | 0 | 0
Nuc | 0 | 0 | 0 | 0 | 0 | 0
PS | 0 | 0 | 0 | 0 | 0 | 0
PV | 0 | 0 | 0 | 0 | 0 | 0
PeakG | 0 | 0 | 0 | 0 | 0 | 0
PeakO | 0 | 0 | 0 | 0 | 0 | 0
ST | 0 | 0 | 0 | 0 | 0 | 0
STOG | 0 | 0 | 0 | 0 | 0 | 0
STWD | 0 | 0 | 0 | 0 | 0 | 0
WT | 0 | 0 | 0 | 0 | 0 | 0
IGCC | 0 | 0 | 0 | 0 | 0 | 0
DemandResponse | 0 | 0 | 0 | 0 | 0 | 0
IGCC-CCS | 0 | 0 | 0 | 0 | 0 | 0
WT_off | 0 | 0 | 0 | 0 | 0 | 0
PseudoUnit | 0 | 0 | 0 | 0 | 0 | 0
FixedInterchange | 0 | 0 | 0 | 0 | 0 | 0
Emission Cost by Reporting Type: SPP_S
ReportingType | 2015 | 2020 | 2025 | 2030 | 2035 | 2040
BM | 0 | 0 | 0 | 0 | 0 | 0
CC | 0 | 0 | 0 | 0 | 0 | 0
CSP | 0 | 0 | 0 | 0 | 0 | 0
CT | 0 | 0 | 0 | 0 | 0 | 0
Coal | 34.89 | 0 | 0 | 0 | 0 | 0
Geo | 0 | 0 | 0 | 0 | 0 | 0
H | 0 | 0 | 0 | 0 | 0 | 0
LFG | 0 | 0 | 0 | 0 | 0 | 0
Nuc | 0 | 0 | 0 | 0 | 0 | 0
PS | 0 | 0 | 0 | 0 | 0 | 0
PV | 0 | 0 | 0 | 0 | 0 | 0
PeakG | 0 | 0 | 0 | 0 | 0 | 0
PeakO | 0 | 0 | 0 | 0 | 0 | 0
ST | 0 | 0 | 0 | 0 | 0 | 0
STOG | 0 | 0 | 0 | 0 | 0 | 0
STWD | 0 | 0 | 0 | 0 | 0 | 0
WT | 0 | 0 | 0 | 0 | 0 | 0
IGCC | 0 | 0 | 0 | 0 | 0 | 0
DemandResponse | 0 | 0 | 0 | 0 | 0 | 0
IGCC-CCS | 0 | 0 | 0 | 0 | 0 | 0
WT_off | 0 | 0 | 0 | 0 | 0 | 0
PseudoUnit | 0 | 0 | 0 | 0 | 0 | 0
FixedInterchange | 0 | 0 | 0 | 0 | 0 | 0
Emission Cost by Reporting Type: TVA
ReportingType | 2015 | 2020 | 2025 | 2030 | 2035 | 2040
BM | 0 | 0 | 0 | 0 | 0 | 0
CC | 0 | 0 | 0 | 0 | 0 | 0
CSP | 0 | 0 | 0 | 0 | 0 | 0
CT | 0 | 0 | 0 | 0 | 0 | 0
Coal | 63.26 | 0 | 0 | 0 | 0 | 0
Geo | 0 | 0 | 0 | 0 | 0 | 0
H | 0 | 0 | 0 | 0 | 0 | 0
LFG | 0 | 0 | 0 | 0 | 0 | 0
Nuc | 0 | 0 | 0 | 0 | 0 | 0
PS | 0 | 0 | 0 | 0 | 0 | 0
PV | 0 | 0 | 0 | 0 | 0 | 0
PeakG | 0 | 0 | 0 | 0 | 0 | 0
PeakO | 0 | 0 | 0 | 0 | 0 | 0
ST | 0 | 0 | 0 | 0 | 0 | 0
STOG | 0 | 0 | 0 | 0 | 0 | 0
STWD | 0 | 0 | 0 | 0 | 0 | 0
WT | 0 | 0 | 0 | 0 | 0 | 0
IGCC | 0 | 0 | 0 | 0 | 0 | 0
DemandResponse | 0 | 0 | 0 | 0 | 0 | 0
IGCC-CCS | 0 | 0 | 0 | 0 | 0 | 0
WT_off | 0 | 0 | 0 | 0 | 0 | 0
PseudoUnit | 0 | 0 | 0 | 0 | 0 | 0
FixedInterchange | 0 | 0 | 0 | 0 | 0 | 0
Emission Cost by Reporting Type: TVA_Transmission
ReportingType | 2015 | 2020 | 2025 | 2030 | 2035 | 2040
BM | 0 | 0 | 0 | 0 | 0 | 0
CC | 0 | 0 | 0 | 0 | 0 | 0
CSP | 0 | 0 | 0 | 0 | 0 | 0
CT | 0 | 0 | 0 | 0 | 0 | 0
Coal | 0 | 0 | 0 | 0 | 0 | 0
Geo | 0 | 0 | 0 | 0 | 0 | 0
H | 0 | 0 | 0 | 0 | 0 | 0
LFG | 0 | 0 | 0 | 0 | 0 | 0
Nuc | 0 | 0 | 0 | 0 | 0 | 0
PS | 0 | 0 | 0 | 0 | 0 | 0
PV | 0 | 0 | 0 | 0 | 0 | 0
PeakG | 0 | 0 | 0 | 0 | 0 | 0
PeakO | 0 | 0 | 0 | 0 | 0 | 0
ST | 0 | 0 | 0 | 0 | 0 | 0
STOG | 0 | 0 | 0 | 0 | 0 | 0
STWD | 0 | 0 | 0 | 0 | 0 | 0
WT | 0 | 0 | 0 | 0 | 0 | 0
IGCC | 0 | 0 | 0 | 0 | 0 | 0
DemandResponse | 0 | 0 | 0 | 0 | 0 | 0
IGCC-CCS | 0 | 0 | 0 | 0 | 0 | 0
WT_off | 0 | 0 | 0 | 0 | 0 | 0
PseudoUnit | 0 | 0 | 0 | 0 | 0 | 0
FixedInterchange | 0 | 0 | 0 | 0 | 0 | 0
Emission Cost by Reporting Type: VACAR
ReportingType | 2015 | 2020 | 2025 | 2030 | 2035 | 2040
BM | 0 | 0 | 0 | 0 | 0 | 0
CC | 0 | 0 | 0 | 0 | 0 | 0
CSP | 0 | 0 | 0 | 0 | 0 | 0
CT | 0 | 0 | 0 | 0 | 0 | 0
Coal | 24.83 | 0 | 0 | 0 | 0 | 0
Geo | 0 | 0 | 0 | 0 | 0 | 0
H | 0 | 0 | 0 | 0 | 0 | 0
LFG | 0 | 0 | 0 | 0 | 0 | 0
Nuc | 0 | 0 | 0 | 0 | 0 | 0
PS | 0 | 0 | 0 | 0 | 0 | 0
PV | 0 | 0 | 0 | 0 | 0 | 0
PeakG | 0 | 0 | 0 | 0 | 0 | 0
PeakO | 0 | 0 | 0 | 0 | 0 | 0
ST | 0 | 0 | 0 | 0 | 0 | 0
STOG | 0 | 0 | 0 | 0 | 0 | 0
STWD | 0 | 0 | 0 | 0 | 0 | 0
WT | 0 | 0 | 0 | 0 | 0 | 0
IGCC | 0 | 0 | 0 | 0 | 0 | 0
DemandResponse | 0 | 0 | 0 | 0 | 0 | 0
IGCC-CCS | 0 | 0 | 0 | 0 | 0 | 0
WT_off | 0 | 0 | 0 | 0 | 0 | 0
PseudoUnit | 0 | 0 | 0 | 0 | 0 | 0
FixedInterchange | 0 | 0 | 0 | 0 | 0 | 0
Emission Cost by Reporting Type: IESO
ReportingType | 2015 | 2020 | 2025 | 2030 | 2035 | 2040
BM | 0 | 0 | 0 | 0 | 0 | 0
CC | 0 | 0 | 0 | 0 | 0 | 0
CSP | 0 | 0 | 0 | 0 | 0 | 0
CT | 0 | 0 | 0 | 0 | 0 | 0
Coal | 0 | 0 | 0 | 0 | 0 | 0
Geo | 0 | 0 | 0 | 0 | 0 | 0
H | 0 | 0 | 0 | 0 | 0 | 0
LFG | 0 | 0 | 0 | 0 | 0 | 0
Nuc | 0 | 0 | 0 | 0 | 0 | 0
PS | 0 | 0 | 0 | 0 | 0 | 0
PV | 0 | 0 | 0 | 0 | 0 | 0
PeakG | 0 | 0 | 0 | 0 | 0 | 0
PeakO | 0 | 0 | 0 | 0 | 0 | 0
ST | 0 | 0 | 0 | 0 | 0 | 0
STOG | 0 | 0 | 0 | 0 | 0 | 0
STWD | 0 | 0 | 0 | 0 | 0 | 0
WT | 0 | 0 | 0 | 0 | 0 | 0
IGCC | 0 | 0 | 0 | 0 | 0 | 0
DemandResponse | 0 | 0 | 0 | 0 | 0 | 0
IGCC-CCS | 0 | 0 | 0 | 0 | 0 | 0
WT_off | 0 | 0 | 0 | 0 | 0 | 0
PseudoUnit | 0 | 0 | 0 | 0 | 0 | 0
FixedInterchange | 0 | 0 | 0 | 0 | 0 | 0
Emission Cost by Reporting Type: MAPP_CA
ReportingType | 2015 | 2020 | 2025 | 2030 | 2035 | 2040
BM | 0 | 0 | 0 | 0 | 0 | 0
CC | 0 | 0 | 0 | 0 | 0 | 0
CSP | 0 | 0 | 0 | 0 | 0 | 0
CT | 0 | 0 | 0 | 0 | 0 | 0
Coal | 0 | 0 | 0 | 0 | 0 | 0
Geo | 0 | 0 | 0 | 0 | 0 | 0
H | 0 | 0 | 0 | 0 | 0 | 0
LFG | 0 | 0 | 0 | 0 | 0 | 0
Nuc | 0 | 0 | 0 | 0 | 0 | 0
PS | 0 | 0 | 0 | 0 | 0 | 0
PV | 0 | 0 | 0 | 0 | 0 | 0
PeakG | 0 | 0 | 0 | 0 | 0 | 0
PeakO | 0 | 0 | 0 | 0 | 0 | 0
ST | 0 | 0 | 0 | 0 | 0 | 0
STOG | 0 | 0 | 0 | 0 | 0 | 0
STWD | 0 | 0 | 0 | 0 | 0 | 0
WT | 0 | 0 | 0 | 0 | 0 | 0
IGCC | 0 | 0 | 0 | 0 | 0 | 0
DemandResponse | 0 | 0 | 0 | 0 | 0 | 0
IGCC-CCS | 0 | 0 | 0 | 0 | 0 | 0
WT_off | 0 | 0 | 0 | 0 | 0 | 0
PseudoUnit | 0 | 0 | 0 | 0 | 0 | 0
FixedInterchange | 0 | 0 | 0 | 0 | 0 | 0
Emission Cost by Reporting Type: AZ_NM_SNV_Coal
ReportingType | 2015 | 2020 | 2025 | 2030 | 2035 | 2040
BM | 0 | 0 | 0 | 0 | 0 | 0
CC | 0 | 0 | 0 | 0 | 0 | 0
CSP | 0 | 0 | 0 | 0 | 0 | 0
CT | 0 | 0 | 0 | 0 | 0 | 0
Coal | 1.82 | 0 | 0 | 0 | 0 | 0
Geo | 0 | 0 | 0 | 0 | 0 | 0
H | 0 | 0 | 0 | 0 | 0 | 0
LFG | 0 | 0 | 0 | 0 | 0 | 0
Nuc | 0 | 0 | 0 | 0 | 0 | 0
PS | 0 | 0 | 0 | 0 | 0 | 0
PV | 0 | 0 | 0 | 0 | 0 | 0
PeakG | 0 | 0 | 0 | 0 | 0 | 0
PeakO | 0 | 0 | 0 | 0 | 0 | 0
ST | 0 | 0 | 0 | 0 | 0 | 0
STOG | 0 | 0 | 0 | 0 | 0 | 0
STWD | 0 | 0 | 0 | 0 | 0 | 0
WT | 0 | 0 | 0 | 0 | 0 | 0
IGCC | 0 | 0 | 0 | 0 | 0 | 0
DemandResponse | 0 | 0 | 0 | 0 | 0 | 0
IGCC-CCS | 0 | 0 | 0 | 0 | 0 | 0
WT_off | 0 | 0 | 0 | 0 | 0 | 0
PseudoUnit | 0 | 0 | 0 | 0 | 0 | 0
FixedInterchange | 0 | 0 | 0 | 0 | 0 | 0
Emission Cost by Reporting Type: AZ_NM_SNV_Gas
ReportingType | 2015 | 2020 | 2025 | 2030 | 2035 | 2040
BM | 0 | 0 | 0 | 0 | 0 | 0
CC | 0 | 0 | 0 | 0 | 0 | 0
CSP | 0 | 0 | 0 | 0 | 0 | 0
CT | 0 | 0 | 0 | 0 | 0 | 0
Coal | 0 | 0 | 0 | 0 | 0 | 0
Geo | 0 | 0 | 0 | 0 | 0 | 0
H | 0 | 0 | 0 | 0 | 0 | 0
LFG | 0 | 0 | 0 | 0 | 0 | 0
Nuc | 0 | 0 | 0 | 0 | 0 | 0
PS | 0 | 0 | 0 | 0 | 0 | 0
PV | 0 | 0 | 0 | 0 | 0 | 0
PeakG | 0 | 0 | 0 | 0 | 0 | 0
PeakO | 0 | 0 | 0 | 0 | 0 | 0
ST | 0 | 0 | 0 | 0 | 0 | 0
STOG | 0 | 0 | 0 | 0 | 0 | 0
STWD | 0 | 0 | 0 | 0 | 0 | 0
WT | 0 | 0 | 0 | 0 | 0 | 0
IGCC | 0 | 0 | 0 | 0 | 0 | 0
DemandResponse | 0 | 0 | 0 | 0 | 0 | 0
IGCC-CCS | 0 | 0 | 0 | 0 | 0 | 0
WT_off | 0 | 0 | 0 | 0 | 0 | 0
PseudoUnit | 0 | 0 | 0 | 0 | 0 | 0
FixedInterchange | 0 | 0 | 0 | 0 | 0 | 0
Emission Cost by Reporting Type: AZ_NM_SNV_NucRenew
ReportingType | 2015 | 2020 | 2025 | 2030 | 2035 | 2040
BM | 0 | 0 | 0 | 0 | 0 | 0
CC | 0 | 0 | 0 | 0 | 0 | 0
CSP | 0 | 0 | 0 | 0 | 0 | 0
CT | 0 | 0 | 0 | 0 | 0 | 0
Coal | 0 | 0 | 0 | 0 | 0 | 0
Geo | 0 | 0 | 0 | 0 | 0 | 0
H | 0 | 0 | 0 | 0 | 0 | 0
LFG | 0 | 0 | 0 | 0 | 0 | 0
Nuc | 0 | 0 | 0 | 0 | 0 | 0
PS | 0 | 0 | 0 | 0 | 0 | 0
PV | 0 | 0 | 0 | 0 | 0 | 0
PeakG | 0 | 0 | 0 | 0 | 0 | 0
PeakO | 0 | 0 | 0 | 0 | 0 | 0
ST | 0 | 0 | 0 | 0 | 0 | 0
STOG | 0 | 0 | 0 | 0 | 0 | 0
STWD | 0 | 0 | 0 | 0 | 0 | 0
WT | 0 | 0 | 0 | 0 | 0 | 0
IGCC | 0 | 0 | 0 | 0 | 0 | 0
DemandResponse | 0 | 0 | 0 | 0 | 0 | 0
IGCC-CCS | 0 | 0 | 0 | 0 | 0 | 0
WT_off | 0 | 0 | 0 | 0 | 0 | 0
PseudoUnit | 0 | 0 | 0 | 0 | 0 | 0
FixedInterchange | 0 | 0 | 0 | 0 | 0 | 0
Emission Cost by Reporting Type: ERCOT
ReportingType | 2015 | 2020 | 2025 | 2030 | 2035 | 2040
BM | 0 | 0 | 0 | 0 | 0 | 0
CC | 0 | 0 | 0 | 0 | 0 | 0
CSP | 0 | 0 | 0 | 0 | 0 | 0
CT | 0 | 0 | 0 | 0 | 0 | 0
Coal | 37.84 | 0 | 0 | 0 | 0 | 0
Geo | 0 | 0 | 0 | 0 | 0 | 0
H | 0 | 0 | 0 | 0 | 0 | 0
LFG | 0 | 0 | 0 | 0 | 0 | 0
Nuc | 0 | 0 | 0 | 0 | 0 | 0
PS | 0 | 0 | 0 | 0 | 0 | 0
PV | 0 | 0 | 0 | 0 | 0 | 0
PeakG | 0 | 0 | 0 | 0 | 0 | 0
PeakO | 0 | 0 | 0 | 0 | 0 | 0
ST | 0 | 0 | 0 | 0 | 0 | 0
STOG | 0 | 0 | 0 | 0 | 0 | 0
STWD | 0 | 0 | 0 | 0 | 0 | 0
WT | 0 | 0 | 0 | 0 | 0 | 0
IGCC | 0 | 0 | 0 | 0 | 0 | 0
DemandResponse | 0 | 0 | 0 | 0 | 0 | 0
IGCC-CCS | 0 | 0 | 0 | 0 | 0 | 0
WT_off | 0 | 0 | 0 | 0 | 0 | 0
PseudoUnit | 0 | 0 | 0 | 0 | 0 | 0
FixedInterchange | 0 | 0 | 0 | 0 | 0 | 0
Emission Cost by Reporting Type: NP15
ReportingType | 2015 | 2020 | 2025 | 2030 | 2035 | 2040
BM | 0 | 0 | 0 | 0 | 0 | 0
CC | 0 | 0 | 0 | 0 | 0 | 0
CSP | 0 | 0 | 0 | 0 | 0 | 0
CT | 0 | 0 | 0 | 0 | 0 | 0
Coal | 0 | 0 | 0 | 0 | 0 | 0
Geo | 0 | 0 | 0 | 0 | 0 | 0
H | 0 | 0 | 0 | 0 | 0 | 0
LFG | 0 | 0 | 0 | 0 | 0 | 0
Nuc | 0 | 0 | 0 | 0 | 0 | 0
PS | 0 | 0 | 0 | 0 | 0 | 0
PV | 0 | 0 | 0 | 0 | 0 | 0
PeakG | 0 | 0 | 0 | 0 | 0 | 0
PeakO | 0 | 0 | 0 | 0 | 0 | 0
ST | 0 | 0 | 0 | 0 | 0 | 0
STOG | 0 | 0 | 0 | 0 | 0 | 0
STWD | 0 | 0 | 0 | 0 | 0 | 0
WT | 0 | 0 | 0 | 0 | 0 | 0
IGCC | 0 | 0 | 0 | 0 | 0 | 0
DemandResponse | 0 | 0 | 0 | 0 | 0 | 0
IGCC-CCS | 0 | 0 | 0 | 0 | 0 | 0
WT_off | 0 | 0 | 0 | 0 | 0 | 0
PseudoUnit | 0 | 0 | 0 | 0 | 0 | 0
FixedInterchange | 0 | 0 | 0 | 0 | 0 | 0
Emission Cost by Reporting Type: NWPP_Coal
ReportingType | 2015 | 2020 | 2025 | 2030 | 2035 | 2040
BM | 0 | 0 | 0 | 0 | 0 | 0
CC | 0 | 0 | 0 | 0 | 0 | 0
CSP | 0 | 0 | 0 | 0 | 0 | 0
CT | 0 | 0 | 0 | 0 | 0 | 0
Coal | 6.25 | 0 | 0 | 0 | 0 | 0
Geo | 0 | 0 | 0 | 0 | 0 | 0
H | 0 | 0 | 0 | 0 | 0 | 0
LFG | 0 | 0 | 0 | 0 | 0 | 0
Nuc | 0 | 0 | 0 | 0 | 0 | 0
PS | 0 | 0 | 0 | 0 | 0 | 0
PV | 0 | 0 | 0 | 0 | 0 | 0
PeakG | 0 | 0 | 0 | 0 | 0 | 0
PeakO | 0 | 0 | 0 | 0 | 0 | 0
ST | 0 | 0 | 0 | 0 | 0 | 0
STOG | 0 | 0 | 0 | 0 | 0 | 0
STWD | 0 | 0 | 0 | 0 | 0 | 0
WT | 0 | 0 | 0 | 0 | 0 | 0
IGCC | 0 | 0 | 0 | 0 | 0 | 0
DemandResponse | 0 | 0 | 0 | 0 | 0 | 0
IGCC-CCS | 0 | 0 | 0 | 0 | 0 | 0
WT_off | 0 | 0 | 0 | 0 | 0 | 0
PseudoUnit | 0 | 0 | 0 | 0 | 0 | 0
FixedInterchange | 0 | 0 | 0 | 0 | 0 | 0
Emission Cost by Reporting Type: NWPP_Gas
ReportingType | 2015 | 2020 | 2025 | 2030 | 2035 | 2040
BM | 0 | 0 | 0 | 0 | 0 | 0
CC | 0 | 0 | 0 | 0 | 0 | 0
CSP | 0 | 0 | 0 | 0 | 0 | 0
CT | 0 | 0 | 0 | 0 | 0 | 0
Coal | 0 | 0 | 0 | 0 | 0 | 0
Geo | 0 | 0 | 0 | 0 | 0 | 0
H | 0 | 0 | 0 | 0 | 0 | 0
LFG | 0 | 0 | 0 | 0 | 0 | 0
Nuc | 0 | 0 | 0 | 0 | 0 | 0
PS | 0 | 0 | 0 | 0 | 0 | 0
PV | 0 | 0 | 0 | 0 | 0 | 0
PeakG | 0 | 0 | 0 | 0 | 0 | 0
PeakO | 0 | 0 | 0 | 0 | 0 | 0
ST | 0 | 0 | 0 | 0 | 0 | 0
STOG | 0 | 0 | 0 | 0 | 0 | 0
STWD | 0 | 0 | 0 | 0 | 0 | 0
WT | 0 | 0 | 0 | 0 | 0 | 0
IGCC | 0 | 0 | 0 | 0 | 0 | 0
DemandResponse | 0 | 0 | 0 | 0 | 0 | 0
IGCC-CCS | 0 | 0 | 0 | 0 | 0 | 0
WT_off | 0 | 0 | 0 | 0 | 0 | 0
PseudoUnit | 0 | 0 | 0 | 0 | 0 | 0
FixedInterchange | 0 | 0 | 0 | 0 | 0 | 0
Emission Cost by Reporting Type: NWPP_NucRenew
ReportingType | 2015 | 2020 | 2025 | 2030 | 2035 | 2040
BM | 0 | 0 | 0 | 0 | 0 | 0
CC | 0 | 0 | 0 | 0 | 0 | 0
CSP | 0 | 0 | 0 | 0 | 0 | 0
CT | 0 | 0 | 0 | 0 | 0 | 0
Coal | 0 | 0 | 0 | 0 | 0 | 0
Geo | 0 | 0 | 0 | 0 | 0 | 0
H | 0 | 0 | 0 | 0 | 0 | 0
LFG | 0 | 0 | 0 | 0 | 0 | 0
Nuc | 0 | 0 | 0 | 0 | 0 | 0
PS | 0 | 0 | 0 | 0 | 0 | 0
PV | 0 | 0 | 0 | 0 | 0 | 0
PeakG | 0 | 0 | 0 | 0 | 0 | 0
PeakO | 0 | 0 | 0 | 0 | 0 | 0
ST | 0 | 0 | 0 | 0 | 0 | 0
STOG | 0 | 0 | 0 | 0 | 0 | 0
STWD | 0 | 0 | 0 | 0 | 0 | 0
WT | 0 | 0 | 0 | 0 | 0 | 0
IGCC | 0 | 0 | 0 | 0 | 0 | 0
DemandResponse | 0 | 0 | 0 | 0 | 0 | 0
IGCC-CCS | 0 | 0 | 0 | 0 | 0 | 0
WT_off | 0 | 0 | 0 | 0 | 0 | 0
PseudoUnit | 0 | 0 | 0 | 0 | 0 | 0
FixedInterchange | 0 | 0 | 0 | 0 | 0 | 0
Emission Cost by Reporting Type: RMPA
ReportingType | 2015 | 2020 | 2025 | 2030 | 2035 | 2040
BM | 0 | 0 | 0 | 0 | 0 | 0
CC | 0 | 0 | 0 | 0 | 0 | 0
CSP | 0 | 0 | 0 | 0 | 0 | 0
CT | 0 | 0 | 0 | 0 | 0 | 0
Coal | 3.71 | 0 | 0 | 0 | 0 | 0
Geo | 0 | 0 | 0 | 0 | 0 | 0
H | 0 | 0 | 0 | 0 | 0 | 0
LFG | 0 | 0 | 0 | 0 | 0 | 0
Nuc | 0 | 0 | 0 | 0 | 0 | 0
PS | 0 | 0 | 0 | 0 | 0 | 0
PV | 0 | 0 | 0 | 0 | 0 | 0
PeakG | 0 | 0 | 0 | 0 | 0 | 0
PeakO | 0 | 0 | 0 | 0 | 0 | 0
ST | 0 | 0 | 0 | 0 | 0 | 0
STOG | 0 | 0 | 0 | 0 | 0 | 0
STWD | 0 | 0 | 0 | 0 | 0 | 0
WT | 0 | 0 | 0 | 0 | 0 | 0
IGCC | 0 | 0 | 0 | 0 | 0 | 0
DemandResponse | 0 | 0 | 0 | 0 | 0 | 0
IGCC-CCS | 0 | 0 | 0 | 0 | 0 | 0
WT_off | 0 | 0 | 0 | 0 | 0 | 0
PseudoUnit | 0 | 0 | 0 | 0 | 0 | 0
FixedInterchange | 0 | 0 | 0 | 0 | 0 | 0
Emission Cost by Reporting Type: SP15
ReportingType | 2015 | 2020 | 2025 | 2030 | 2035 | 2040
BM | 0 | 0 | 0 | 0 | 0 | 0
CC | 0 | 0 | 0 | 0 | 0 | 0
CSP | 0 | 0 | 0 | 0 | 0 | 0
CT | 0 | 0 | 0 | 0 | 0 | 0
Coal | 0.01 | 0 | 0 | 0 | 0 | 0
Geo | 0 | 0 | 0 | 0 | 0 | 0
H | 0 | 0 | 0 | 0 | 0 | 0
LFG | 0 | 0 | 0 | 0 | 0 | 0
Nuc | 0 | 0 | 0 | 0 | 0 | 0
PS | 0 | 0 | 0 | 0 | 0 | 0
PV | 0 | 0 | 0 | 0 | 0 | 0
PeakG | 0 | 0 | 0 | 0 | 0 | 0
PeakO | 0 | 0 | 0 | 0 | 0 | 0
ST | 0 | 0 | 0 | 0 | 0 | 0
STOG | 0 | 0 | 0 | 0 | 0 | 0
STWD | 0 | 0 | 0 | 0 | 0 | 0
WT | 0 | 0 | 0 | 0 | 0 | 0
IGCC | 0 | 0 | 0 | 0 | 0 | 0
DemandResponse | 0 | 0 | 0 | 0 | 0 | 0
IGCC-CCS | 0 | 0 | 0 | 0 | 0 | 0
WT_off | 0 | 0 | 0 | 0 | 0 | 0
PseudoUnit | 0 | 0 | 0 | 0 | 0 | 0
FixedInterchange | 0 | 0 | 0 | 0 | 0 | 0
Emission Cost by Reporting Type: ALB
ReportingType | 2015 | 2020 | 2025 | 2030 | 2035 | 2040
BM | 0 | 0 | 0 | 0 | 0 | 0
CC | 0 | 0 | 0 | 0 | 0 | 0
CSP | 0 | 0 | 0 | 0 | 0 | 0
CT | 0 | 0 | 0 | 0 | 0 | 0
Coal | 0 | 0 | 0 | 0 | 0 | 0
Geo | 0 | 0 | 0 | 0 | 0 | 0
H | 0 | 0 | 0 | 0 | 0 | 0
LFG | 0 | 0 | 0 | 0 | 0 | 0
Nuc | 0 | 0 | 0 | 0 | 0 | 0
PS | 0 | 0 | 0 | 0 | 0 | 0
PV | 0 | 0 | 0 | 0 | 0 | 0
PeakG | 0 | 0 | 0 | 0 | 0 | 0
PeakO | 0 | 0 | 0 | 0 | 0 | 0
ST | 0 | 0 | 0 | 0 | 0 | 0
STOG | 0 | 0 | 0 | 0 | 0 | 0
STWD | 0 | 0 | 0 | 0 | 0 | 0
WT | 0 | 0 | 0 | 0 | 0 | 0
IGCC | 0 | 0 | 0 | 0 | 0 | 0
DemandResponse | 0 | 0 | 0 | 0 | 0 | 0
IGCC-CCS | 0 | 0 | 0 | 0 | 0 | 0
WT_off | 0 | 0 | 0 | 0 | 0 | 0
PseudoUnit | 0 | 0 | 0 | 0 | 0 | 0
FixedInterchange | 0 | 0 | 0 | 0 | 0 | 0
Emission Cost by Reporting Type: BC
ReportingType | 2015 | 2020 | 2025 | 2030 | 2035 | 2040
BM | 0 | 0 | 0 | 0 | 0 | 0
CC | 0 | 0 | 0 | 0 | 0 | 0
CSP | 0 | 0 | 0 | 0 | 0 | 0
CT | 0 | 0 | 0 | 0 | 0 | 0
Coal | 0 | 0 | 0 | 0 | 0 | 0
Geo | 0 | 0 | 0 | 0 | 0 | 0
H | 0 | 0 | 0 | 0 | 0 | 0
LFG | 0 | 0 | 0 | 0 | 0 | 0
Nuc | 0 | 0 | 0 | 0 | 0 | 0
PS | 0 | 0 | 0 | 0 | 0 | 0
PV | 0 | 0 | 0 | 0 | 0 | 0
PeakG | 0 | 0 | 0 | 0 | 0 | 0
PeakO | 0 | 0 | 0 | 0 | 0 | 0
ST | 0 | 0 | 0 | 0 | 0 | 0
STOG | 0 | 0 | 0 | 0 | 0 | 0
STWD | 0 | 0 | 0 | 0 | 0 | 0
WT | 0 | 0 | 0 | 0 | 0 | 0
IGCC | 0 | 0 | 0 | 0 | 0 | 0
DemandResponse | 0 | 0 | 0 | 0 | 0 | 0
IGCC-CCS | 0 | 0 | 0 | 0 | 0 | 0
WT_off | 0 | 0 | 0 | 0 | 0 | 0
PseudoUnit | 0 | 0 | 0 | 0 | 0 | 0
FixedInterchange | 0 | 0 | 0 | 0 | 0 | 0
Emission Cost by Reporting Type: HQ_IESO
ReportingType | 2015 | 2020 | 2025 | 2030 | 2035 | 2040
BM | 0 | 0 | 0 | 0 | 0 | 0
CC | 0 | 0 | 0 | 0 | 0 | 0
CSP | 0 | 0 | 0 | 0 | 0 | 0
CT | 0 | 0 | 0 | 0 | 0 | 0
Coal | 0 | 0 | 0 | 0 | 0 | 0
Geo | 0 | 0 | 0 | 0 | 0 | 0
H | 0 | 0 | 0 | 0 | 0 | 0
LFG | 0 | 0 | 0 | 0 | 0 | 0
Nuc | 0 | 0 | 0 | 0 | 0 | 0
PS | 0 | 0 | 0 | 0 | 0 | 0
PV | 0 | 0 | 0 | 0 | 0 | 0
PeakG | 0 | 0 | 0 | 0 | 0 | 0
PeakO | 0 | 0 | 0 | 0 | 0 | 0
ST | 0 | 0 | 0 | 0 | 0 | 0
STOG | 0 | 0 | 0 | 0 | 0 | 0
STWD | 0 | 0 | 0 | 0 | 0 | 0
WT | 0 | 0 | 0 | 0 | 0 | 0
IGCC | 0 | 0 | 0 | 0 | 0 | 0
DemandResponse | 0 | 0 | 0 | 0 | 0 | 0
IGCC-CCS | 0 | 0 | 0 | 0 | 0 | 0
WT_off | 0 | 0 | 0 | 0 | 0 | 0
PseudoUnit | 0 | 0 | 0 | 0 | 0 | 0
FixedInterchange | 0 | 0 | 0 | 0 | 0 | 0
Emission Cost by Reporting Type: HQ_NEISO
ReportingType | 2015 | 2020 | 2025 | 2030 | 2035 | 2040
BM | 0 | 0 | 0 | 0 | 0 | 0
CC | 0 | 0 | 0 | 0 | 0 | 0
CSP | 0 | 0 | 0 | 0 | 0 | 0
CT | 0 | 0 | 0 | 0 | 0 | 0
Coal | 0 | 0 | 0 | 0 | 0 | 0
Geo | 0 | 0 | 0 | 0 | 0 | 0
H | 0 | 0 | 0 | 0 | 0 | 0
LFG | 0 | 0 | 0 | 0 | 0 | 0
Nuc | 0 | 0 | 0 | 0 | 0 | 0
PS | 0 | 0 | 0 | 0 | 0 | 0
PV | 0 | 0 | 0 | 0 | 0 | 0
PeakG | 0 | 0 | 0 | 0 | 0 | 0
PeakO | 0 | 0 | 0 | 0 | 0 | 0
ST | 0 | 0 | 0 | 0 | 0 | 0
STOG | 0 | 0 | 0 | 0 | 0 | 0
STWD | 0 | 0 | 0 | 0 | 0 | 0
WT | 0 | 0 | 0 | 0 | 0 | 0
IGCC | 0 | 0 | 0 | 0 | 0 | 0
DemandResponse | 0 | 0 | 0 | 0 | 0 | 0
IGCC-CCS | 0 | 0 | 0 | 0 | 0 | 0
WT_off | 0 | 0 | 0 | 0 | 0 | 0
PseudoUnit | 0 | 0 | 0 | 0 | 0 | 0
FixedInterchange | 0 | 0 | 0 | 0 | 0 | 0
Emission Cost by Reporting Type: HQ_NY
ReportingType | 2015 | 2020 | 2025 | 2030 | 2035 | 2040
BM | 0 | 0 | 0 | 0 | 0 | 0
CC | 0 | 0 | 0 | 0 | 0 | 0
CSP | 0 | 0 | 0 | 0 | 0 | 0
CT | 0 | 0 | 0 | 0 | 0 | 0
Coal | 0 | 0 | 0 | 0 | 0 | 0
Geo | 0 | 0 | 0 | 0 | 0 | 0
H | 0 | 0 | 0 | 0 | 0 | 0
LFG | 0 | 0 | 0 | 0 | 0 | 0
Nuc | 0 | 0 | 0 | 0 | 0 | 0
PS | 0 | 0 | 0 | 0 | 0 | 0
PV | 0 | 0 | 0 | 0 | 0 | 0
PeakG | 0 | 0 | 0 | 0 | 0 | 0
PeakO | 0 | 0 | 0 | 0 | 0 | 0
ST | 0 | 0 | 0 | 0 | 0 | 0
STOG | 0 | 0 | 0 | 0 | 0 | 0
STWD | 0 | 0 | 0 | 0 | 0 | 0
WT | 0 | 0 | 0 | 0 | 0 | 0
IGCC | 0 | 0 | 0 | 0 | 0 | 0
DemandResponse | 0 | 0 | 0 | 0 | 0 | 0
IGCC-CCS | 0 | 0 | 0 | 0 | 0 | 0
WT_off | 0 | 0 | 0 | 0 | 0 | 0
PseudoUnit | 0 | 0 | 0 | 0 | 0 | 0
FixedInterchange | 0 | 0 | 0 | 0 | 0 | 0
Emission Cost by Reporting Type: MARITIMES
ReportingType | 2015 | 2020 | 2025 | 2030 | 2035 | 2040
BM | 0 | 0 | 0 | 0 | 0 | 0
CC | 0 | 0 | 0 | 0 | 0 | 0
CSP | 0 | 0 | 0 | 0 | 0 | 0
CT | 0 | 0 | 0 | 0 | 0 | 0
Coal | 0 | 0 | 0 | 0 | 0 | 0
Geo | 0 | 0 | 0 | 0 | 0 | 0
H | 0 | 0 | 0 | 0 | 0 | 0
LFG | 0 | 0 | 0 | 0 | 0 | 0
Nuc | 0 | 0 | 0 | 0 | 0 | 0
PS | 0 | 0 | 0 | 0 | 0 | 0
PV | 0 | 0 | 0 | 0 | 0 | 0
PeakG | 0 | 0 | 0 | 0 | 0 | 0
PeakO | 0 | 0 | 0 | 0 | 0 | 0
ST | 0 | 0 | 0 | 0 | 0 | 0
STOG | 0 | 0 | 0 | 0 | 0 | 0
STWD | 0 | 0 | 0 | 0 | 0 | 0
WT | 0 | 0 | 0 | 0 | 0 | 0
IGCC | 0 | 0 | 0 | 0 | 0 | 0
DemandResponse | 0 | 0 | 0 | 0 | 0 | 0
IGCC-CCS | 0 | 0 | 0 | 0 | 0 | 0
WT_off | 0 | 0 | 0 | 0 | 0 | 0
PseudoUnit | 0 | 0 | 0 | 0 | 0 | 0
FixedInterchange | 0 | 0 | 0 | 0 | 0 | 0
Emission Cost by Reporting Type: All
ReportingType | 2015 | 2020 | 2025 | 2030 | 2035 | 2040
BM | 0 | 0 | 0 | 0 | 0 | 0
CC | 0 | 0 | 0 | 0 | 0 | 0
CSP | 0 | 0 | 0 | 0 | 0 | 0
CT | 0 | 0 | 0 | 0 | 0 | 0
Coal | 881.19 | 0 | 0 | 0 | 0 | 0
Geo | 0 | 0 | 0 | 0 | 0 | 0
H | 0 | 0 | 0 | 0 | 0 | 0
LFG | 0 | 0 | 0 | 0 | 0 | 0
Nuc | 0 | 0 | 0 | 0 | 0 | 0
PS | 0 | 0 | 0 | 0 | 0 | 0
PV | 0 | 0 | 0 | 0 | 0 | 0
PeakG | 0 | 0 | 0 | 0 | 0 | 0
PeakO | 0 | 0 | 0 | 0 | 0 | 0
ST | 0 | 0 | 0 | 0 | 0 | 0
STOG | 0 | 0 | 0 | 0 | 0 | 0
STWD | 0 | 0 | 0 | 0 | 0 | 0
WT | 0 | 0 | 0 | 0 | 0 | 0
IGCC | 0.37 | 0 | 0 | 0 | 0 | 0
DemandResponse | 0 | 0 | 0 | 0 | 0 | 0
IGCC-CCS | 0 | 0 | 0 | 0 | 0 | 0
WT_off | 0 | 0 | 0 | 0 | 0 | 0
PseudoUnit | 0 | 0 | 0 | 0 | 0 | 0
FixedInterchange | 0 | 0 | 0 | 0 | 0 | 0
Emission Cost by Reporting Type: EI_US
ReportingType | 2015 | 2020 | 2025 | 2030 | 2035 | 2040
BM | 0 | 0 | 0 | 0 | 0 | 0
CC | 0 | 0 | 0 | 0 | 0 | 0
CSP | 0 | 0 | 0 | 0 | 0 | 0
CT | 0 | 0 | 0 | 0 | 0 | 0
Coal | 831.56 | 0 | 0 | 0 | 0 | 0
Geo | 0 | 0 | 0 | 0 | 0 | 0
H | 0 | 0 | 0 | 0 | 0 | 0
LFG | 0 | 0 | 0 | 0 | 0 | 0
Nuc | 0 | 0 | 0 | 0 | 0 | 0
PS | 0 | 0 | 0 | 0 | 0 | 0
PV | 0 | 0 | 0 | 0 | 0 | 0
PeakG | 0 | 0 | 0 | 0 | 0 | 0
PeakO | 0 | 0 | 0 | 0 | 0 | 0
ST | 0 | 0 | 0 | 0 | 0 | 0
STOG | 0 | 0 | 0 | 0 | 0 | 0
STWD | 0 | 0 | 0 | 0 | 0 | 0
WT | 0 | 0 | 0 | 0 | 0 | 0
IGCC | 0.37 | 0 | 0 | 0 | 0 | 0
DemandResponse | 0 | 0 | 0 | 0 | 0 | 0
IGCC-CCS | 0 | 0 | 0 | 0 | 0 | 0
WT_off | 0 | 0 | 0 | 0 | 0 | 0
PseudoUnit | 0 | 0 | 0 | 0 | 0 | 0
FixedInterchange | 0 | 0 | 0 | 0 | 0 | 0
Emission Cost by Reporting Type: EI_Canada
ReportingType | 2015 | 2020 | 2025 | 2030 | 2035 | 2040
BM | 0 | 0 | 0 | 0 | 0 | 0
CC | 0 | 0 | 0 | 0 | 0 | 0
CSP | 0 | 0 | 0 | 0 | 0 | 0
CT | 0 | 0 | 0 | 0 | 0 | 0
Coal | 0 | 0 | 0 | 0 | 0 | 0
Geo | 0 | 0 | 0 | 0 | 0 | 0
H | 0 | 0 | 0 | 0 | 0 | 0
LFG | 0 | 0 | 0 | 0 | 0 | 0
Nuc | 0 | 0 | 0 | 0 | 0 | 0
PS | 0 | 0 | 0 | 0 | 0 | 0
PV | 0 | 0 | 0 | 0 | 0 | 0
PeakG | 0 | 0 | 0 | 0 | 0 | 0
PeakO | 0 | 0 | 0 | 0 | 0 | 0
ST | 0 | 0 | 0 | 0 | 0 | 0
STOG | 0 | 0 | 0 | 0 | 0 | 0
STWD | 0 | 0 | 0 | 0 | 0 | 0
WT | 0 | 0 | 0 | 0 | 0 | 0
IGCC | 0 | 0 | 0 | 0 | 0 | 0
DemandResponse | 0 | 0 | 0 | 0 | 0 | 0
IGCC-CCS | 0 | 0 | 0 | 0 | 0 | 0
WT_off | 0 | 0 | 0 | 0 | 0 | 0
PseudoUnit | 0 | 0 | 0 | 0 | 0 | 0
FixedInterchange | 0 | 0 | 0 | 0 | 0 | 0
Emission Cost by Reporting Type: EI
ReportingType | 2015 | 2020 | 2025 | 2030 | 2035 | 2040
BM | 0 | 0 | 0 | 0 | 0 | 0
CC | 0 | 0 | 0 | 0 | 0 | 0
CSP | 0 | 0 | 0 | 0 | 0 | 0
CT | 0 | 0 | 0 | 0 | 0 | 0
Coal | 831.56 | 0 | 0 | 0 | 0 | 0
Geo | 0 | 0 | 0 | 0 | 0 | 0
H | 0 | 0 | 0 | 0 | 0 | 0
LFG | 0 | 0 | 0 | 0 | 0 | 0
Nuc | 0 | 0 | 0 | 0 | 0 | 0
PS | 0 | 0 | 0 | 0 | 0 | 0
PV | 0 | 0 | 0 | 0 | 0 | 0
PeakG | 0 | 0 | 0 | 0 | 0 | 0
PeakO | 0 | 0 | 0 | 0 | 0 | 0
ST | 0 | 0 | 0 | 0 | 0 | 0
STOG | 0 | 0 | 0 | 0 | 0 | 0
STWD | 0 | 0 | 0 | 0 | 0 | 0
WT | 0 | 0 | 0 | 0 | 0 | 0
IGCC | 0.37 | 0 | 0 | 0 | 0 | 0
DemandResponse | 0 | 0 | 0 | 0 | 0 | 0
IGCC-CCS | 0 | 0 | 0 | 0 | 0 | 0
WT_off | 0 | 0 | 0 | 0 | 0 | 0
PseudoUnit | 0 | 0 | 0 | 0 | 0 | 0
FixedInterchange | 0 | 0 | 0 | 0 | 0 | 0
Emission Cost by Reporting Type: Outside_EI
ReportingType | 2015 | 2020 | 2025 | 2030 | 2035 | 2040
BM | 0 | 0 | 0 | 0 | 0 | 0
CC | 0 | 0 | 0 | 0 | 0 | 0
CSP | 0 | 0 | 0 | 0 | 0 | 0
CT | 0 | 0 | 0 | 0 | 0 | 0
Coal | 49.63 | 0 | 0 | 0 | 0 | 0
Geo | 0 | 0 | 0 | 0 | 0 | 0
H | 0 | 0 | 0 | 0 | 0 | 0
LFG | 0 | 0 | 0 | 0 | 0 | 0
Nuc | 0 | 0 | 0 | 0 | 0 | 0
PS | 0 | 0 | 0 | 0 | 0 | 0
PV | 0 | 0 | 0 | 0 | 0 | 0
PeakG | 0 | 0 | 0 | 0 | 0 | 0
PeakO | 0 | 0 | 0 | 0 | 0 | 0
ST | 0 | 0 | 0 | 0 | 0 | 0
STOG | 0 | 0 | 0 | 0 | 0 | 0
STWD | 0 | 0 | 0 | 0 | 0 | 0
WT | 0 | 0 | 0 | 0 | 0 | 0
IGCC | 0 | 0 | 0 | 0 | 0 | 0
DemandResponse | 0 | 0 | 0 | 0 | 0 | 0
IGCC-CCS | 0 | 0 | 0 | 0 | 0 | 0
WT_off | 0 | 0 | 0 | 0 | 0 | 0
PseudoUnit | 0 | 0 | 0 | 0 | 0 | 0
FixedInterchange | 0 | 0 | 0 | 0 | 0 | 0
==== Emission Program: CAIRNoxSeasonal : (NOx) ====
Emission Cost by Reporting Type: Entergy
ReportingType | 2015 | 2020 | 2025 | 2030 | 2035 | 2040
BM | 0 | 0 | 0 | 0 | 0 | 0
CC | 0 | 0 | 0 | 0 | 0 | 0
CSP | 0 | 0 | 0 | 0 | 0 | 0
CT | 0 | 0 | 0 | 0 | 0 | 0
Coal | 0 | 0 | 0 | 0 | 0 | 0
Geo | 0 | 0 | 0 | 0 | 0 | 0
H | 0 | 0 | 0 | 0 | 0 | 0
LFG | 0 | 0 | 0 | 0 | 0 | 0
Nuc | 0 | 0 | 0 | 0 | 0 | 0
PS | 0 | 0 | 0 | 0 | 0 | 0
PV | 0 | 0 | 0 | 0 | 0 | 0
PeakG | 0 | 0 | 0 | 0 | 0 | 0
PeakO | 0 | 0 | 0 | 0 | 0 | 0
ST | 0 | 0 | 0 | 0 | 0 | 0
STOG | 0 | 0 | 0 | 0 | 0 | 0
STWD | 0 | 0 | 0 | 0 | 0 | 0
WT | 0 | 0 | 0 | 0 | 0 | 0
IGCC | 0 | 0 | 0 | 0 | 0 | 0
DemandResponse | 0 | 0 | 0 | 0 | 0 | 0
IGCC-CCS | 0 | 0 | 0 | 0 | 0 | 0
WT_off | 0 | 0 | 0 | 0 | 0 | 0
PseudoUnit | 0 | 0 | 0 | 0 | 0 | 0
FixedInterchange | 0 | 0 | 0 | 0 | 0 | 0
Emission Cost by Reporting Type: FRCC
ReportingType | 2015 | 2020 | 2025 | 2030 | 2035 | 2040
BM | 0 | 0 | 0 | 0 | 0 | 0
CC | 0 | 0 | 0 | 0 | 0 | 0
CSP | 0 | 0 | 0 | 0 | 0 | 0
CT | 0 | 0 | 0 | 0 | 0 | 0
Coal | 0 | 0 | 0 | 0 | 0 | 0
Geo | 0 | 0 | 0 | 0 | 0 | 0
H | 0 | 0 | 0 | 0 | 0 | 0
LFG | 0 | 0 | 0 | 0 | 0 | 0
Nuc | 0 | 0 | 0 | 0 | 0 | 0
PS | 0 | 0 | 0 | 0 | 0 | 0
PV | 0 | 0 | 0 | 0 | 0 | 0
PeakG | 0 | 0 | 0 | 0 | 0 | 0
PeakO | 0 | 0 | 0 | 0 | 0 | 0
ST | 0 | 0 | 0 | 0 | 0 | 0
STOG | 0 | 0 | 0 | 0 | 0 | 0
STWD | 0 | 0 | 0 | 0 | 0 | 0
WT | 0 | 0 | 0 | 0 | 0 | 0
IGCC | 0 | 0 | 0 | 0 | 0 | 0
DemandResponse | 0 | 0 | 0 | 0 | 0 | 0
IGCC-CCS | 0 | 0 | 0 | 0 | 0 | 0
WT_off | 0 | 0 | 0 | 0 | 0 | 0
PseudoUnit | 0 | 0 | 0 | 0 | 0 | 0
FixedInterchange | 0 | 0 | 0 | 0 | 0 | 0
Emission Cost by Reporting Type: MAPP_US
ReportingType | 2015 | 2020 | 2025 | 2030 | 2035 | 2040
BM | 0 | 0 | 0 | 0 | 0 | 0
CC | 0 | 0 | 0 | 0 | 0 | 0
CSP | 0 | 0 | 0 | 0 | 0 | 0
CT | 0 | 0 | 0 | 0 | 0 | 0
Coal | 0 | 0 | 0 | 0 | 0 | 0
Geo | 0 | 0 | 0 | 0 | 0 | 0
H | 0 | 0 | 0 | 0 | 0 | 0
LFG | 0 | 0 | 0 | 0 | 0 | 0
Nuc | 0 | 0 | 0 | 0 | 0 | 0
PS | 0 | 0 | 0 | 0 | 0 | 0
PV | 0 | 0 | 0 | 0 | 0 | 0
PeakG | 0 | 0 | 0 | 0 | 0 | 0
PeakO | 0 | 0 | 0 | 0 | 0 | 0
ST | 0 | 0 | 0 | 0 | 0 | 0
STOG | 0 | 0 | 0 | 0 | 0 | 0
STWD | 0 | 0 | 0 | 0 | 0 | 0
WT | 0 | 0 | 0 | 0 | 0 | 0
IGCC | 0 | 0 | 0 | 0 | 0 | 0
DemandResponse | 0 | 0 | 0 | 0 | 0 | 0
IGCC-CCS | 0 | 0 | 0 | 0 | 0 | 0
WT_off | 0 | 0 | 0 | 0 | 0 | 0
PseudoUnit | 0 | 0 | 0 | 0 | 0 | 0
FixedInterchange | 0 | 0 | 0 | 0 | 0 | 0
Emission Cost by Reporting Type: MISO_IN
ReportingType | 2015 | 2020 | 2025 | 2030 | 2035 | 2040
BM | 0 | 0 | 0 | 0 | 0 | 0
CC | 0 | 0 | 0 | 0 | 0 | 0
CSP | 0 | 0 | 0 | 0 | 0 | 0
CT | 0 | 0 | 0 | 0 | 0 | 0
Coal | 0 | 0 | 0 | 0 | 0 | 0
Geo | 0 | 0 | 0 | 0 | 0 | 0
H | 0 | 0 | 0 | 0 | 0 | 0
LFG | 0 | 0 | 0 | 0 | 0 | 0
Nuc | 0 | 0 | 0 | 0 | 0 | 0
PS | 0 | 0 | 0 | 0 | 0 | 0
PV | 0 | 0 | 0 | 0 | 0 | 0
PeakG | 0 | 0 | 0 | 0 | 0 | 0
PeakO | 0 | 0 | 0 | 0 | 0 | 0
ST | 0 | 0 | 0 | 0 | 0 | 0
STOG | 0 | 0 | 0 | 0 | 0 | 0
STWD | 0 | 0 | 0 | 0 | 0 | 0
WT | 0 | 0 | 0 | 0 | 0 | 0
IGCC | 0 | 0 | 0 | 0 | 0 | 0
DemandResponse | 0 | 0 | 0 | 0 | 0 | 0
IGCC-CCS | 0 | 0 | 0 | 0 | 0 | 0
WT_off | 0 | 0 | 0 | 0 | 0 | 0
PseudoUnit | 0 | 0 | 0 | 0 | 0 | 0
FixedInterchange | 0 | 0 | 0 | 0 | 0 | 0
Emission Cost by Reporting Type: MISO_MI
ReportingType | 2015 | 2020 | 2025 | 2030 | 2035 | 2040
BM | 0 | 0 | 0 | 0 | 0 | 0
CC | 0 | 0 | 0 | 0 | 0 | 0
CSP | 0 | 0 | 0 | 0 | 0 | 0
CT | 0 | 0 | 0 | 0 | 0 | 0
Coal | 0 | 0 | 0 | 0 | 0 | 0
Geo | 0 | 0 | 0 | 0 | 0 | 0
H | 0 | 0 | 0 | 0 | 0 | 0
LFG | 0 | 0 | 0 | 0 | 0 | 0
Nuc | 0 | 0 | 0 | 0 | 0 | 0
PS | 0 | 0 | 0 | 0 | 0 | 0
PV | 0 | 0 | 0 | 0 | 0 | 0
PeakG | 0 | 0 | 0 | 0 | 0 | 0
PeakO | 0 | 0 | 0 | 0 | 0 | 0
ST | 0 | 0 | 0 | 0 | 0 | 0
STOG | 0 | 0 | 0 | 0 | 0 | 0
STWD | 0 | 0 | 0 | 0 | 0 | 0
WT | 0 | 0 | 0 | 0 | 0 | 0
IGCC | 0 | 0 | 0 | 0 | 0 | 0
DemandResponse | 0 | 0 | 0 | 0 | 0 | 0
IGCC-CCS | 0 | 0 | 0 | 0 | 0 | 0
WT_off | 0 | 0 | 0 | 0 | 0 | 0
PseudoUnit | 0 | 0 | 0 | 0 | 0 | 0
FixedInterchange | 0 | 0 | 0 | 0 | 0 | 0
Emission Cost by Reporting Type: MISO_MO-IL
ReportingType | 2015 | 2020 | 2025 | 2030 | 2035 | 2040
BM | 0 | 0 | 0 | 0 | 0 | 0
CC | 0 | 0 | 0 | 0 | 0 | 0
CSP | 0 | 0 | 0 | 0 | 0 | 0
CT | 0 | 0 | 0 | 0 | 0 | 0
Coal | 0 | 0 | 0 | 0 | 0 | 0
Geo | 0 | 0 | 0 | 0 | 0 | 0
H | 0 | 0 | 0 | 0 | 0 | 0
LFG | 0 | 0 | 0 | 0 | 0 | 0
Nuc | 0 | 0 | 0 | 0 | 0 | 0
PS | 0 | 0 | 0 | 0 | 0 | 0
PV | 0 | 0 | 0 | 0 | 0 | 0
PeakG | 0 | 0 | 0 | 0 | 0 | 0
PeakO | 0 | 0 | 0 | 0 | 0 | 0
ST | 0 | 0 | 0 | 0 | 0 | 0
STOG | 0 | 0 | 0 | 0 | 0 | 0
STWD | 0 | 0 | 0 | 0 | 0 | 0
WT | 0 | 0 | 0 | 0 | 0 | 0
IGCC | 0 | 0 | 0 | 0 | 0 | 0
DemandResponse | 0 | 0 | 0 | 0 | 0 | 0
IGCC-CCS | 0 | 0 | 0 | 0 | 0 | 0
WT_off | 0 | 0 | 0 | 0 | 0 | 0
PseudoUnit | 0 | 0 | 0 | 0 | 0 | 0
FixedInterchange | 0 | 0 | 0 | 0 | 0 | 0
Emission Cost by Reporting Type: MISO_W
ReportingType | 2015 | 2020 | 2025 | 2030 | 2035 | 2040
BM | 0 | 0 | 0 | 0 | 0 | 0
CC | 0 | 0 | 0 | 0 | 0 | 0
CSP | 0 | 0 | 0 | 0 | 0 | 0
CT | 0 | 0 | 0 | 0 | 0 | 0
Coal | 0 | 0 | 0 | 0 | 0 | 0
Geo | 0 | 0 | 0 | 0 | 0 | 0
H | 0 | 0 | 0 | 0 | 0 | 0
LFG | 0 | 0 | 0 | 0 | 0 | 0
Nuc | 0 | 0 | 0 | 0 | 0 | 0
PS | 0 | 0 | 0 | 0 | 0 | 0
PV | 0 | 0 | 0 | 0 | 0 | 0
PeakG | 0 | 0 | 0 | 0 | 0 | 0
PeakO | 0 | 0 | 0 | 0 | 0 | 0
ST | 0 | 0 | 0 | 0 | 0 | 0
STOG | 0 | 0 | 0 | 0 | 0 | 0
STWD | 0 | 0 | 0 | 0 | 0 | 0
WT | 0 | 0 | 0 | 0 | 0 | 0
IGCC | 0 | 0 | 0 | 0 | 0 | 0
DemandResponse | 0 | 0 | 0 | 0 | 0 | 0
IGCC-CCS | 0 | 0 | 0 | 0 | 0 | 0
WT_off | 0 | 0 | 0 | 0 | 0 | 0
PseudoUnit | 0 | 0 | 0 | 0 | 0 | 0
FixedInterchange | 0 | 0 | 0 | 0 | 0 | 0
Emission Cost by Reporting Type: MISO_WUMS
ReportingType | 2015 | 2020 | 2025 | 2030 | 2035 | 2040
BM | 0 | 0 | 0 | 0 | 0 | 0
CC | 0 | 0 | 0 | 0 | 0 | 0
CSP | 0 | 0 | 0 | 0 | 0 | 0
CT | 0 | 0 | 0 | 0 | 0 | 0
Coal | 0 | 0 | 0 | 0 | 0 | 0
Geo | 0 | 0 | 0 | 0 | 0 | 0
H | 0 | 0 | 0 | 0 | 0 | 0
LFG | 0 | 0 | 0 | 0 | 0 | 0
Nuc | 0 | 0 | 0 | 0 | 0 | 0
PS | 0 | 0 | 0 | 0 | 0 | 0
PV | 0 | 0 | 0 | 0 | 0 | 0
PeakG | 0 | 0 | 0 | 0 | 0 | 0
PeakO | 0 | 0 | 0 | 0 | 0 | 0
ST | 0 | 0 | 0 | 0 | 0 | 0
STOG | 0 | 0 | 0 | 0 | 0 | 0
STWD | 0 | 0 | 0 | 0 | 0 | 0
WT | 0 | 0 | 0 | 0 | 0 | 0
IGCC | 0 | 0 | 0 | 0 | 0 | 0
DemandResponse | 0 | 0 | 0 | 0 | 0 | 0
IGCC-CCS | 0 | 0 | 0 | 0 | 0 | 0
WT_off | 0 | 0 | 0 | 0 | 0 | 0
PseudoUnit | 0 | 0 | 0 | 0 | 0 | 0
FixedInterchange | 0 | 0 | 0 | 0 | 0 | 0
Emission Cost by Reporting Type: Nebraska
ReportingType | 2015 | 2020 | 2025 | 2030 | 2035 | 2040
BM | 0 | 0 | 0 | 0 | 0 | 0
CC | 0 | 0 | 0 | 0 | 0 | 0
CSP | 0 | 0 | 0 | 0 | 0 | 0
CT | 0 | 0 | 0 | 0 | 0 | 0
Coal | 0 | 0 | 0 | 0 | 0 | 0
Geo | 0 | 0 | 0 | 0 | 0 | 0
H | 0 | 0 | 0 | 0 | 0 | 0
LFG | 0 | 0 | 0 | 0 | 0 | 0
Nuc | 0 | 0 | 0 | 0 | 0 | 0
PS | 0 | 0 | 0 | 0 | 0 | 0
PV | 0 | 0 | 0 | 0 | 0 | 0
PeakG | 0 | 0 | 0 | 0 | 0 | 0
PeakO | 0 | 0 | 0 | 0 | 0 | 0
ST | 0 | 0 | 0 | 0 | 0 | 0
STOG | 0 | 0 | 0 | 0 | 0 | 0
STWD | 0 | 0 | 0 | 0 | 0 | 0
WT | 0 | 0 | 0 | 0 | 0 | 0
IGCC | 0 | 0 | 0 | 0 | 0 | 0
DemandResponse | 0 | 0 | 0 | 0 | 0 | 0
IGCC-CCS | 0 | 0 | 0 | 0 | 0 | 0
WT_off | 0 | 0 | 0 | 0 | 0 | 0
PseudoUnit | 0 | 0 | 0 | 0 | 0 | 0
FixedInterchange | 0 | 0 | 0 | 0 | 0 | 0
Emission Cost by Reporting Type: NEISO
ReportingType | 2015 | 2020 | 2025 | 2030 | 2035 | 2040
BM | 0 | 0 | 0 | 0 | 0 | 0
CC | 0 | 0 | 0 | 0 | 0 | 0
CSP | 0 | 0 | 0 | 0 | 0 | 0
CT | 0 | 0 | 0 | 0 | 0 | 0
Coal | 0 | 0 | 0 | 0 | 0 | 0
Geo | 0 | 0 | 0 | 0 | 0 | 0
H | 0 | 0 | 0 | 0 | 0 | 0
LFG | 0 | 0 | 0 | 0 | 0 | 0
Nuc | 0 | 0 | 0 | 0 | 0 | 0
PS | 0 | 0 | 0 | 0 | 0 | 0
PV | 0 | 0 | 0 | 0 | 0 | 0
PeakG | 0 | 0 | 0 | 0 | 0 | 0
PeakO | 0 | 0 | 0 | 0 | 0 | 0
ST | 0 | 0 | 0 | 0 | 0 | 0
STOG | 0 | 0 | 0 | 0 | 0 | 0
STWD | 0 | 0 | 0 | 0 | 0 | 0
WT | 0 | 0 | 0 | 0 | 0 | 0
IGCC | 0 | 0 | 0 | 0 | 0 | 0
DemandResponse | 0 | 0 | 0 | 0 | 0 | 0
IGCC-CCS | 0 | 0 | 0 | 0 | 0 | 0
WT_off | 0 | 0 | 0 | 0 | 0 | 0
PseudoUnit | 0 | 0 | 0 | 0 | 0 | 0
FixedInterchange | 0 | 0 | 0 | 0 | 0 | 0
Emission Cost by Reporting Type: NonRTO_Midwest
ReportingType | 2015 | 2020 | 2025 | 2030 | 2035 | 2040
BM | 0 | 0 | 0 | 0 | 0 | 0
CC | 0 | 0 | 0 | 0 | 0 | 0
CSP | 0 | 0 | 0 | 0 | 0 | 0
CT | 0 | 0 | 0 | 0 | 0 | 0
Coal | 0 | 0 | 0 | 0 | 0 | 0
Geo | 0 | 0 | 0 | 0 | 0 | 0
H | 0 | 0 | 0 | 0 | 0 | 0
LFG | 0 | 0 | 0 | 0 | 0 | 0
Nuc | 0 | 0 | 0 | 0 | 0 | 0
PS | 0 | 0 | 0 | 0 | 0 | 0
PV | 0 | 0 | 0 | 0 | 0 | 0
PeakG | 0 | 0 | 0 | 0 | 0 | 0
PeakO | 0 | 0 | 0 | 0 | 0 | 0
ST | 0 | 0 | 0 | 0 | 0 | 0
STOG | 0 | 0 | 0 | 0 | 0 | 0
STWD | 0 | 0 | 0 | 0 | 0 | 0
WT | 0 | 0 | 0 | 0 | 0 | 0
IGCC | 0 | 0 | 0 | 0 | 0 | 0
DemandResponse | 0 | 0 | 0 | 0 | 0 | 0
IGCC-CCS | 0 | 0 | 0 | 0 | 0 | 0
WT_off | 0 | 0 | 0 | 0 | 0 | 0
PseudoUnit | 0 | 0 | 0 | 0 | 0 | 0
FixedInterchange | 0 | 0 | 0 | 0 | 0 | 0
Emission Cost by Reporting Type: NYISO_A-F
ReportingType | 2015 | 2020 | 2025 | 2030 | 2035 | 2040
BM | 0 | 0 | 0 | 0 | 0 | 0
CC | 0 | 0 | 0 | 0 | 0 | 0
CSP | 0 | 0 | 0 | 0 | 0 | 0
CT | 0 | 0 | 0 | 0 | 0 | 0
Coal | 0 | 0 | 0 | 0 | 0 | 0
Geo | 0 | 0 | 0 | 0 | 0 | 0
H | 0 | 0 | 0 | 0 | 0 | 0
LFG | 0 | 0 | 0 | 0 | 0 | 0
Nuc | 0 | 0 | 0 | 0 | 0 | 0
PS | 0 | 0 | 0 | 0 | 0 | 0
PV | 0 | 0 | 0 | 0 | 0 | 0
PeakG | 0 | 0 | 0 | 0 | 0 | 0
PeakO | 0 | 0 | 0 | 0 | 0 | 0
ST | 0 | 0 | 0 | 0 | 0 | 0
STOG | 0 | 0 | 0 | 0 | 0 | 0
STWD | 0 | 0 | 0 | 0 | 0 | 0
WT | 0 | 0 | 0 | 0 | 0 | 0
IGCC | 0 | 0 | 0 | 0 | 0 | 0
DemandResponse | 0 | 0 | 0 | 0 | 0 | 0
IGCC-CCS | 0 | 0 | 0 | 0 | 0 | 0
WT_off | 0 | 0 | 0 | 0 | 0 | 0
PseudoUnit | 0 | 0 | 0 | 0 | 0 | 0
FixedInterchange | 0 | 0 | 0 | 0 | 0 | 0
Emission Cost by Reporting Type: NYISO_G-I
ReportingType | 2015 | 2020 | 2025 | 2030 | 2035 | 2040
BM | 0 | 0 | 0 | 0 | 0 | 0
CC | 0 | 0 | 0 | 0 | 0 | 0
CSP | 0 | 0 | 0 | 0 | 0 | 0
CT | 0 | 0 | 0 | 0 | 0 | 0
Coal | 0 | 0 | 0 | 0 | 0 | 0
Geo | 0 | 0 | 0 | 0 | 0 | 0
H | 0 | 0 | 0 | 0 | 0 | 0
LFG | 0 | 0 | 0 | 0 | 0 | 0
Nuc | 0 | 0 | 0 | 0 | 0 | 0
PS | 0 | 0 | 0 | 0 | 0 | 0
PV | 0 | 0 | 0 | 0 | 0 | 0
PeakG | 0 | 0 | 0 | 0 | 0 | 0
PeakO | 0 | 0 | 0 | 0 | 0 | 0
ST | 0 | 0 | 0 | 0 | 0 | 0
STOG | 0 | 0 | 0 | 0 | 0 | 0
STWD | 0 | 0 | 0 | 0 | 0 | 0
WT | 0 | 0 | 0 | 0 | 0 | 0
IGCC | 0 | 0 | 0 | 0 | 0 | 0
DemandResponse | 0 | 0 | 0 | 0 | 0 | 0
IGCC-CCS | 0 | 0 | 0 | 0 | 0 | 0
WT_off | 0 | 0 | 0 | 0 | 0 | 0
PseudoUnit | 0 | 0 | 0 | 0 | 0 | 0
FixedInterchange | 0 | 0 | 0 | 0 | 0 | 0
Emission Cost by Reporting Type: NYISO_J-K
ReportingType | 2015 | 2020 | 2025 | 2030 | 2035 | 2040
BM | 0 | 0 | 0 | 0 | 0 | 0
CC | 0 | 0 | 0 | 0 | 0 | 0
CSP | 0 | 0 | 0 | 0 | 0 | 0
CT | 0 | 0 | 0 | 0 | 0 | 0
Coal | 0 | 0 | 0 | 0 | 0 | 0
Geo | 0 | 0 | 0 | 0 | 0 | 0
H | 0 | 0 | 0 | 0 | 0 | 0
LFG | 0 | 0 | 0 | 0 | 0 | 0
Nuc | 0 | 0 | 0 | 0 | 0 | 0
PS | 0 | 0 | 0 | 0 | 0 | 0
PV | 0 | 0 | 0 | 0 | 0 | 0
PeakG | 0 | 0 | 0 | 0 | 0 | 0
PeakO | 0 | 0 | 0 | 0 | 0 | 0
ST | 0 | 0 | 0 | 0 | 0 | 0
STOG | 0 | 0 | 0 | 0 | 0 | 0
STWD | 0 | 0 | 0 | 0 | 0 | 0
WT | 0 | 0 | 0 | 0 | 0 | 0
IGCC | 0 | 0 | 0 | 0 | 0 | 0
DemandResponse | 0 | 0 | 0 | 0 | 0 | 0
IGCC-CCS | 0 | 0 | 0 | 0 | 0 | 0
WT_off | 0 | 0 | 0 | 0 | 0 | 0
PseudoUnit | 0 | 0 | 0 | 0 | 0 | 0
FixedInterchange | 0 | 0 | 0 | 0 | 0 | 0
Emission Cost by Reporting Type: PJM_E
ReportingType | 2015 | 2020 | 2025 | 2030 | 2035 | 2040
BM | 0 | 0 | 0 | 0 | 0 | 0
CC | 0 | 0 | 0 | 0 | 0 | 0
CSP | 0 | 0 | 0 | 0 | 0 | 0
CT | 0 | 0 | 0 | 0 | 0 | 0
Coal | 0 | 0 | 0 | 0 | 0 | 0
Geo | 0 | 0 | 0 | 0 | 0 | 0
H | 0 | 0 | 0 | 0 | 0 | 0
LFG | 0 | 0 | 0 | 0 | 0 | 0
Nuc | 0 | 0 | 0 | 0 | 0 | 0
PS | 0 | 0 | 0 | 0 | 0 | 0
PV | 0 | 0 | 0 | 0 | 0 | 0
PeakG | 0 | 0 | 0 | 0 | 0 | 0
PeakO | 0 | 0 | 0 | 0 | 0 | 0
ST | 0 | 0 | 0 | 0 | 0 | 0
STOG | 0 | 0 | 0 | 0 | 0 | 0
STWD | 0 | 0 | 0 | 0 | 0 | 0
WT | 0 | 0 | 0 | 0 | 0 | 0
IGCC | 0 | 0 | 0 | 0 | 0 | 0
DemandResponse | 0 | 0 | 0 | 0 | 0 | 0
IGCC-CCS | 0 | 0 | 0 | 0 | 0 | 0
WT_off | 0 | 0 | 0 | 0 | 0 | 0
PseudoUnit | 0 | 0 | 0 | 0 | 0 | 0
FixedInterchange | 0 | 0 | 0 | 0 | 0 | 0
Emission Cost by Reporting Type: PJM_ROM
ReportingType | 2015 | 2020 | 2025 | 2030 | 2035 | 2040
BM | 0 | 0 | 0 | 0 | 0 | 0
CC | 0 | 0 | 0 | 0 | 0 | 0
CSP | 0 | 0 | 0 | 0 | 0 | 0
CT | 0 | 0 | 0 | 0 | 0 | 0
Coal | 0 | 0 | 0 | 0 | 0 | 0
Geo | 0 | 0 | 0 | 0 | 0 | 0
H | 0 | 0 | 0 | 0 | 0 | 0
LFG | 0 | 0 | 0 | 0 | 0 | 0
Nuc | 0 | 0 | 0 | 0 | 0 | 0
PS | 0 | 0 | 0 | 0 | 0 | 0
PV | 0 | 0 | 0 | 0 | 0 | 0
PeakG | 0 | 0 | 0 | 0 | 0 | 0
PeakO | 0 | 0 | 0 | 0 | 0 | 0
ST | 0 | 0 | 0 | 0 | 0 | 0
STOG | 0 | 0 | 0 | 0 | 0 | 0
STWD | 0 | 0 | 0 | 0 | 0 | 0
WT | 0 | 0 | 0 | 0 | 0 | 0
IGCC | 0 | 0 | 0 | 0 | 0 | 0
DemandResponse | 0 | 0 | 0 | 0 | 0 | 0
IGCC-CCS | 0 | 0 | 0 | 0 | 0 | 0
WT_off | 0 | 0 | 0 | 0 | 0 | 0
PseudoUnit | 0 | 0 | 0 | 0 | 0 | 0
FixedInterchange | 0 | 0 | 0 | 0 | 0 | 0
Emission Cost by Reporting Type: PJM_ROR
ReportingType | 2015 | 2020 | 2025 | 2030 | 2035 | 2040
BM | 0 | 0 | 0 | 0 | 0 | 0
CC | 0 | 0 | 0 | 0 | 0 | 0
CSP | 0 | 0 | 0 | 0 | 0 | 0
CT | 0 | 0 | 0 | 0 | 0 | 0
Coal | 0 | 0 | 0 | 0 | 0 | 0
Geo | 0 | 0 | 0 | 0 | 0 | 0
H | 0 | 0 | 0 | 0 | 0 | 0
LFG | 0 | 0 | 0 | 0 | 0 | 0
Nuc | 0 | 0 | 0 | 0 | 0 | 0
PS | 0 | 0 | 0 | 0 | 0 | 0
PV | 0 | 0 | 0 | 0 | 0 | 0
PeakG | 0 | 0 | 0 | 0 | 0 | 0
PeakO | 0 | 0 | 0 | 0 | 0 | 0
ST | 0 | 0 | 0 | 0 | 0 | 0
STOG | 0 | 0 | 0 | 0 | 0 | 0
STWD | 0 | 0 | 0 | 0 | 0 | 0
WT | 0 | 0 | 0 | 0 | 0 | 0
IGCC | 0 | 0 | 0 | 0 | 0 | 0
DemandResponse | 0 | 0 | 0 | 0 | 0 | 0
IGCC-CCS | 0 | 0 | 0 | 0 | 0 | 0
WT_off | 0 | 0 | 0 | 0 | 0 | 0
PseudoUnit | 0 | 0 | 0 | 0 | 0 | 0
FixedInterchange | 0 | 0 | 0 | 0 | 0 | 0
Emission Cost by Reporting Type: SOCO
ReportingType | 2015 | 2020 | 2025 | 2030 | 2035 | 2040
BM | 0 | 0 | 0 | 0 | 0 | 0
CC | 0 | 0 | 0 | 0 | 0 | 0
CSP | 0 | 0 | 0 | 0 | 0 | 0
CT | 0 | 0 | 0 | 0 | 0 | 0
Coal | 0 | 0 | 0 | 0 | 0 | 0
Geo | 0 | 0 | 0 | 0 | 0 | 0
H | 0 | 0 | 0 | 0 | 0 | 0
LFG | 0 | 0 | 0 | 0 | 0 | 0
Nuc | 0 | 0 | 0 | 0 | 0 | 0
PS | 0 | 0 | 0 | 0 | 0 | 0
PV | 0 | 0 | 0 | 0 | 0 | 0
PeakG | 0 | 0 | 0 | 0 | 0 | 0
PeakO | 0 | 0 | 0 | 0 | 0 | 0
ST | 0 | 0 | 0 | 0 | 0 | 0
STOG | 0 | 0 | 0 | 0 | 0 | 0
STWD | 0 | 0 | 0 | 0 | 0 | 0
WT | 0 | 0 | 0 | 0 | 0 | 0
IGCC | 0 | 0 | 0 | 0 | 0 | 0
DemandResponse | 0 | 0 | 0 | 0 | 0 | 0
IGCC-CCS | 0 | 0 | 0 | 0 | 0 | 0
WT_off | 0 | 0 | 0 | 0 | 0 | 0
PseudoUnit | 0 | 0 | 0 | 0 | 0 | 0
FixedInterchange | 0 | 0 | 0 | 0 | 0 | 0
Emission Cost by Reporting Type: SPP_N
ReportingType | 2015 | 2020 | 2025 | 2030 | 2035 | 2040
BM | 0 | 0 | 0 | 0 | 0 | 0
CC | 0 | 0 | 0 | 0 | 0 | 0
CSP | 0 | 0 | 0 | 0 | 0 | 0
CT | 0 | 0 | 0 | 0 | 0 | 0
Coal | 0 | 0 | 0 | 0 | 0 | 0
Geo | 0 | 0 | 0 | 0 | 0 | 0
H | 0 | 0 | 0 | 0 | 0 | 0
LFG | 0 | 0 | 0 | 0 | 0 | 0
Nuc | 0 | 0 | 0 | 0 | 0 | 0
PS | 0 | 0 | 0 | 0 | 0 | 0
PV | 0 | 0 | 0 | 0 | 0 | 0
PeakG | 0 | 0 | 0 | 0 | 0 | 0
PeakO | 0 | 0 | 0 | 0 | 0 | 0
ST | 0 | 0 | 0 | 0 | 0 | 0
STOG | 0 | 0 | 0 | 0 | 0 | 0
STWD | 0 | 0 | 0 | 0 | 0 | 0
WT | 0 | 0 | 0 | 0 | 0 | 0
IGCC | 0 | 0 | 0 | 0 | 0 | 0
DemandResponse | 0 | 0 | 0 | 0 | 0 | 0
IGCC-CCS | 0 | 0 | 0 | 0 | 0 | 0
WT_off | 0 | 0 | 0 | 0 | 0 | 0
PseudoUnit | 0 | 0 | 0 | 0 | 0 | 0
FixedInterchange | 0 | 0 | 0 | 0 | 0 | 0
Emission Cost by Reporting Type: SPP_S
ReportingType | 2015 | 2020 | 2025 | 2030 | 2035 | 2040
BM | 0 | 0 | 0 | 0 | 0 | 0
CC | 0 | 0 | 0 | 0 | 0 | 0
CSP | 0 | 0 | 0 | 0 | 0 | 0
CT | 0 | 0 | 0 | 0 | 0 | 0
Coal | 0 | 0 | 0 | 0 | 0 | 0
Geo | 0 | 0 | 0 | 0 | 0 | 0
H | 0 | 0 | 0 | 0 | 0 | 0
LFG | 0 | 0 | 0 | 0 | 0 | 0
Nuc | 0 | 0 | 0 | 0 | 0 | 0
PS | 0 | 0 | 0 | 0 | 0 | 0
PV | 0 | 0 | 0 | 0 | 0 | 0
PeakG | 0 | 0 | 0 | 0 | 0 | 0
PeakO | 0 | 0 | 0 | 0 | 0 | 0
ST | 0 | 0 | 0 | 0 | 0 | 0
STOG | 0 | 0 | 0 | 0 | 0 | 0
STWD | 0 | 0 | 0 | 0 | 0 | 0
WT | 0 | 0 | 0 | 0 | 0 | 0
IGCC | 0 | 0 | 0 | 0 | 0 | 0
DemandResponse | 0 | 0 | 0 | 0 | 0 | 0
IGCC-CCS | 0 | 0 | 0 | 0 | 0 | 0
WT_off | 0 | 0 | 0 | 0 | 0 | 0
PseudoUnit | 0 | 0 | 0 | 0 | 0 | 0
FixedInterchange | 0 | 0 | 0 | 0 | 0 | 0
Emission Cost by Reporting Type: TVA
ReportingType | 2015 | 2020 | 2025 | 2030 | 2035 | 2040
BM | 0 | 0 | 0 | 0 | 0 | 0
CC | 0 | 0 | 0 | 0 | 0 | 0
CSP | 0 | 0 | 0 | 0 | 0 | 0
CT | 0 | 0 | 0 | 0 | 0 | 0
Coal | 0 | 0 | 0 | 0 | 0 | 0
Geo | 0 | 0 | 0 | 0 | 0 | 0
H | 0 | 0 | 0 | 0 | 0 | 0
LFG | 0 | 0 | 0 | 0 | 0 | 0
Nuc | 0 | 0 | 0 | 0 | 0 | 0
PS | 0 | 0 | 0 | 0 | 0 | 0
PV | 0 | 0 | 0 | 0 | 0 | 0
PeakG | 0 | 0 | 0 | 0 | 0 | 0
PeakO | 0 | 0 | 0 | 0 | 0 | 0
ST | 0 | 0 | 0 | 0 | 0 | 0
STOG | 0 | 0 | 0 | 0 | 0 | 0
STWD | 0 | 0 | 0 | 0 | 0 | 0
WT | 0 | 0 | 0 | 0 | 0 | 0
IGCC | 0 | 0 | 0 | 0 | 0 | 0
DemandResponse | 0 | 0 | 0 | 0 | 0 | 0
IGCC-CCS | 0 | 0 | 0 | 0 | 0 | 0
WT_off | 0 | 0 | 0 | 0 | 0 | 0
PseudoUnit | 0 | 0 | 0 | 0 | 0 | 0
FixedInterchange | 0 | 0 | 0 | 0 | 0 | 0
Emission Cost by Reporting Type: TVA_Transmission
ReportingType | 2015 | 2020 | 2025 | 2030 | 2035 | 2040
BM | 0 | 0 | 0 | 0 | 0 | 0
CC | 0 | 0 | 0 | 0 | 0 | 0
CSP | 0 | 0 | 0 | 0 | 0 | 0
CT | 0 | 0 | 0 | 0 | 0 | 0
Coal | 0 | 0 | 0 | 0 | 0 | 0
Geo | 0 | 0 | 0 | 0 | 0 | 0
H | 0 | 0 | 0 | 0 | 0 | 0
LFG | 0 | 0 | 0 | 0 | 0 | 0
Nuc | 0 | 0 | 0 | 0 | 0 | 0
PS | 0 | 0 | 0 | 0 | 0 | 0
PV | 0 | 0 | 0 | 0 | 0 | 0
PeakG | 0 | 0 | 0 | 0 | 0 | 0
PeakO | 0 | 0 | 0 | 0 | 0 | 0
ST | 0 | 0 | 0 | 0 | 0 | 0
STOG | 0 | 0 | 0 | 0 | 0 | 0
STWD | 0 | 0 | 0 | 0 | 0 | 0
WT | 0 | 0 | 0 | 0 | 0 | 0
IGCC | 0 | 0 | 0 | 0 | 0 | 0
DemandResponse | 0 | 0 | 0 | 0 | 0 | 0
IGCC-CCS | 0 | 0 | 0 | 0 | 0 | 0
WT_off | 0 | 0 | 0 | 0 | 0 | 0
PseudoUnit | 0 | 0 | 0 | 0 | 0 | 0
FixedInterchange | 0 | 0 | 0 | 0 | 0 | 0
Emission Cost by Reporting Type: VACAR
ReportingType | 2015 | 2020 | 2025 | 2030 | 2035 | 2040
BM | 0 | 0 | 0 | 0 | 0 | 0
CC | 0 | 0 | 0 | 0 | 0 | 0
CSP | 0 | 0 | 0 | 0 | 0 | 0
CT | 0 | 0 | 0 | 0 | 0 | 0
Coal | 0 | 0 | 0 | 0 | 0 | 0
Geo | 0 | 0 | 0 | 0 | 0 | 0
H | 0 | 0 | 0 | 0 | 0 | 0
LFG | 0 | 0 | 0 | 0 | 0 | 0
Nuc | 0 | 0 | 0 | 0 | 0 | 0
PS | 0 | 0 | 0 | 0 | 0 | 0
PV | 0 | 0 | 0 | 0 | 0 | 0
PeakG | 0 | 0 | 0 | 0 | 0 | 0
PeakO | 0 | 0 | 0 | 0 | 0 | 0
ST | 0 | 0 | 0 | 0 | 0 | 0
STOG | 0 | 0 | 0 | 0 | 0 | 0
STWD | 0 | 0 | 0 | 0 | 0 | 0
WT | 0 | 0 | 0 | 0 | 0 | 0
IGCC | 0 | 0 | 0 | 0 | 0 | 0
DemandResponse | 0 | 0 | 0 | 0 | 0 | 0
IGCC-CCS | 0 | 0 | 0 | 0 | 0 | 0
WT_off | 0 | 0 | 0 | 0 | 0 | 0
PseudoUnit | 0 | 0 | 0 | 0 | 0 | 0
FixedInterchange | 0 | 0 | 0 | 0 | 0 | 0
Emission Cost by Reporting Type: IESO
ReportingType | 2015 | 2020 | 2025 | 2030 | 2035 | 2040
BM | 0 | 0 | 0 | 0 | 0 | 0
CC | 0 | 0 | 0 | 0 | 0 | 0
CSP | 0 | 0 | 0 | 0 | 0 | 0
CT | 0 | 0 | 0 | 0 | 0 | 0
Coal | 0 | 0 | 0 | 0 | 0 | 0
Geo | 0 | 0 | 0 | 0 | 0 | 0
H | 0 | 0 | 0 | 0 | 0 | 0
LFG | 0 | 0 | 0 | 0 | 0 | 0
Nuc | 0 | 0 | 0 | 0 | 0 | 0
PS | 0 | 0 | 0 | 0 | 0 | 0
PV | 0 | 0 | 0 | 0 | 0 | 0
PeakG | 0 | 0 | 0 | 0 | 0 | 0
PeakO | 0 | 0 | 0 | 0 | 0 | 0
ST | 0 | 0 | 0 | 0 | 0 | 0
STOG | 0 | 0 | 0 | 0 | 0 | 0
STWD | 0 | 0 | 0 | 0 | 0 | 0
WT | 0 | 0 | 0 | 0 | 0 | 0
IGCC | 0 | 0 | 0 | 0 | 0 | 0
DemandResponse | 0 | 0 | 0 | 0 | 0 | 0
IGCC-CCS | 0 | 0 | 0 | 0 | 0 | 0
WT_off | 0 | 0 | 0 | 0 | 0 | 0
PseudoUnit | 0 | 0 | 0 | 0 | 0 | 0
FixedInterchange | 0 | 0 | 0 | 0 | 0 | 0
Emission Cost by Reporting Type: MAPP_CA
ReportingType | 2015 | 2020 | 2025 | 2030 | 2035 | 2040
BM | 0 | 0 | 0 | 0 | 0 | 0
CC | 0 | 0 | 0 | 0 | 0 | 0
CSP | 0 | 0 | 0 | 0 | 0 | 0
CT | 0 | 0 | 0 | 0 | 0 | 0
Coal | 0 | 0 | 0 | 0 | 0 | 0
Geo | 0 | 0 | 0 | 0 | 0 | 0
H | 0 | 0 | 0 | 0 | 0 | 0
LFG | 0 | 0 | 0 | 0 | 0 | 0
Nuc | 0 | 0 | 0 | 0 | 0 | 0
PS | 0 | 0 | 0 | 0 | 0 | 0
PV | 0 | 0 | 0 | 0 | 0 | 0
PeakG | 0 | 0 | 0 | 0 | 0 | 0
PeakO | 0 | 0 | 0 | 0 | 0 | 0
ST | 0 | 0 | 0 | 0 | 0 | 0
STOG | 0 | 0 | 0 | 0 | 0 | 0
STWD | 0 | 0 | 0 | 0 | 0 | 0
WT | 0 | 0 | 0 | 0 | 0 | 0
IGCC | 0 | 0 | 0 | 0 | 0 | 0
DemandResponse | 0 | 0 | 0 | 0 | 0 | 0
IGCC-CCS | 0 | 0 | 0 | 0 | 0 | 0
WT_off | 0 | 0 | 0 | 0 | 0 | 0
PseudoUnit | 0 | 0 | 0 | 0 | 0 | 0
FixedInterchange | 0 | 0 | 0 | 0 | 0 | 0
Emission Cost by Reporting Type: AZ_NM_SNV_Coal
ReportingType | 2015 | 2020 | 2025 | 2030 | 2035 | 2040
BM | 0 | 0 | 0 | 0 | 0 | 0
CC | 0 | 0 | 0 | 0 | 0 | 0
CSP | 0 | 0 | 0 | 0 | 0 | 0
CT | 0 | 0 | 0 | 0 | 0 | 0
Coal | 0 | 0 | 0 | 0 | 0 | 0
Geo | 0 | 0 | 0 | 0 | 0 | 0
H | 0 | 0 | 0 | 0 | 0 | 0
LFG | 0 | 0 | 0 | 0 | 0 | 0
Nuc | 0 | 0 | 0 | 0 | 0 | 0
PS | 0 | 0 | 0 | 0 | 0 | 0
PV | 0 | 0 | 0 | 0 | 0 | 0
PeakG | 0 | 0 | 0 | 0 | 0 | 0
PeakO | 0 | 0 | 0 | 0 | 0 | 0
ST | 0 | 0 | 0 | 0 | 0 | 0
STOG | 0 | 0 | 0 | 0 | 0 | 0
STWD | 0 | 0 | 0 | 0 | 0 | 0
WT | 0 | 0 | 0 | 0 | 0 | 0
IGCC | 0 | 0 | 0 | 0 | 0 | 0
DemandResponse | 0 | 0 | 0 | 0 | 0 | 0
IGCC-CCS | 0 | 0 | 0 | 0 | 0 | 0
WT_off | 0 | 0 | 0 | 0 | 0 | 0
PseudoUnit | 0 | 0 | 0 | 0 | 0 | 0
FixedInterchange | 0 | 0 | 0 | 0 | 0 | 0
Emission Cost by Reporting Type: AZ_NM_SNV_Gas
ReportingType | 2015 | 2020 | 2025 | 2030 | 2035 | 2040
BM | 0 | 0 | 0 | 0 | 0 | 0
CC | 0 | 0 | 0 | 0 | 0 | 0
CSP | 0 | 0 | 0 | 0 | 0 | 0
CT | 0 | 0 | 0 | 0 | 0 | 0
Coal | 0 | 0 | 0 | 0 | 0 | 0
Geo | 0 | 0 | 0 | 0 | 0 | 0
H | 0 | 0 | 0 | 0 | 0 | 0
LFG | 0 | 0 | 0 | 0 | 0 | 0
Nuc | 0 | 0 | 0 | 0 | 0 | 0
PS | 0 | 0 | 0 | 0 | 0 | 0
PV | 0 | 0 | 0 | 0 | 0 | 0
PeakG | 0 | 0 | 0 | 0 | 0 | 0
PeakO | 0 | 0 | 0 | 0 | 0 | 0
ST | 0 | 0 | 0 | 0 | 0 | 0
STOG | 0 | 0 | 0 | 0 | 0 | 0
STWD | 0 | 0 | 0 | 0 | 0 | 0
WT | 0 | 0 | 0 | 0 | 0 | 0
IGCC | 0 | 0 | 0 | 0 | 0 | 0
DemandResponse | 0 | 0 | 0 | 0 | 0 | 0
IGCC-CCS | 0 | 0 | 0 | 0 | 0 | 0
WT_off | 0 | 0 | 0 | 0 | 0 | 0
PseudoUnit | 0 | 0 | 0 | 0 | 0 | 0
FixedInterchange | 0 | 0 | 0 | 0 | 0 | 0
Emission Cost by Reporting Type: AZ_NM_SNV_NucRenew
ReportingType | 2015 | 2020 | 2025 | 2030 | 2035 | 2040
BM | 0 | 0 | 0 | 0 | 0 | 0
CC | 0 | 0 | 0 | 0 | 0 | 0
CSP | 0 | 0 | 0 | 0 | 0 | 0
CT | 0 | 0 | 0 | 0 | 0 | 0
Coal | 0 | 0 | 0 | 0 | 0 | 0
Geo | 0 | 0 | 0 | 0 | 0 | 0
H | 0 | 0 | 0 | 0 | 0 | 0
LFG | 0 | 0 | 0 | 0 | 0 | 0
Nuc | 0 | 0 | 0 | 0 | 0 | 0
PS | 0 | 0 | 0 | 0 | 0 | 0
PV | 0 | 0 | 0 | 0 | 0 | 0
PeakG | 0 | 0 | 0 | 0 | 0 | 0
PeakO | 0 | 0 | 0 | 0 | 0 | 0
ST | 0 | 0 | 0 | 0 | 0 | 0
STOG | 0 | 0 | 0 | 0 | 0 | 0
STWD | 0 | 0 | 0 | 0 | 0 | 0
WT | 0 | 0 | 0 | 0 | 0 | 0
IGCC | 0 | 0 | 0 | 0 | 0 | 0
DemandResponse | 0 | 0 | 0 | 0 | 0 | 0
IGCC-CCS | 0 | 0 | 0 | 0 | 0 | 0
WT_off | 0 | 0 | 0 | 0 | 0 | 0
PseudoUnit | 0 | 0 | 0 | 0 | 0 | 0
FixedInterchange | 0 | 0 | 0 | 0 | 0 | 0
Emission Cost by Reporting Type: ERCOT
ReportingType | 2015 | 2020 | 2025 | 2030 | 2035 | 2040
BM | 0 | 0 | 0 | 0 | 0 | 0
CC | 0 | 0 | 0 | 0 | 0 | 0
CSP | 0 | 0 | 0 | 0 | 0 | 0
CT | 0 | 0 | 0 | 0 | 0 | 0
Coal | 0 | 0 | 0 | 0 | 0 | 0
Geo | 0 | 0 | 0 | 0 | 0 | 0
H | 0 | 0 | 0 | 0 | 0 | 0
LFG | 0 | 0 | 0 | 0 | 0 | 0
Nuc | 0 | 0 | 0 | 0 | 0 | 0
PS | 0 | 0 | 0 | 0 | 0 | 0
PV | 0 | 0 | 0 | 0 | 0 | 0
PeakG | 0 | 0 | 0 | 0 | 0 | 0
PeakO | 0 | 0 | 0 | 0 | 0 | 0
ST | 0 | 0 | 0 | 0 | 0 | 0
STOG | 0 | 0 | 0 | 0 | 0 | 0
STWD | 0 | 0 | 0 | 0 | 0 | 0
WT | 0 | 0 | 0 | 0 | 0 | 0
IGCC | 0 | 0 | 0 | 0 | 0 | 0
DemandResponse | 0 | 0 | 0 | 0 | 0 | 0
IGCC-CCS | 0 | 0 | 0 | 0 | 0 | 0
WT_off | 0 | 0 | 0 | 0 | 0 | 0
PseudoUnit | 0 | 0 | 0 | 0 | 0 | 0
FixedInterchange | 0 | 0 | 0 | 0 | 0 | 0
Emission Cost by Reporting Type: NP15
ReportingType | 2015 | 2020 | 2025 | 2030 | 2035 | 2040
BM | 0 | 0 | 0 | 0 | 0 | 0
CC | 0 | 0 | 0 | 0 | 0 | 0
CSP | 0 | 0 | 0 | 0 | 0 | 0
CT | 0 | 0 | 0 | 0 | 0 | 0
Coal | 0 | 0 | 0 | 0 | 0 | 0
Geo | 0 | 0 | 0 | 0 | 0 | 0
H | 0 | 0 | 0 | 0 | 0 | 0
LFG | 0 | 0 | 0 | 0 | 0 | 0
Nuc | 0 | 0 | 0 | 0 | 0 | 0
PS | 0 | 0 | 0 | 0 | 0 | 0
PV | 0 | 0 | 0 | 0 | 0 | 0
PeakG | 0 | 0 | 0 | 0 | 0 | 0
PeakO | 0 | 0 | 0 | 0 | 0 | 0
ST | 0 | 0 | 0 | 0 | 0 | 0
STOG | 0 | 0 | 0 | 0 | 0 | 0
STWD | 0 | 0 | 0 | 0 | 0 | 0
WT | 0 | 0 | 0 | 0 | 0 | 0
IGCC | 0 | 0 | 0 | 0 | 0 | 0
DemandResponse | 0 | 0 | 0 | 0 | 0 | 0
IGCC-CCS | 0 | 0 | 0 | 0 | 0 | 0
WT_off | 0 | 0 | 0 | 0 | 0 | 0
PseudoUnit | 0 | 0 | 0 | 0 | 0 | 0
FixedInterchange | 0 | 0 | 0 | 0 | 0 | 0
Emission Cost by Reporting Type: NWPP_Coal
ReportingType | 2015 | 2020 | 2025 | 2030 | 2035 | 2040
BM | 0 | 0 | 0 | 0 | 0 | 0
CC | 0 | 0 | 0 | 0 | 0 | 0
CSP | 0 | 0 | 0 | 0 | 0 | 0
CT | 0 | 0 | 0 | 0 | 0 | 0
Coal | 0 | 0 | 0 | 0 | 0 | 0
Geo | 0 | 0 | 0 | 0 | 0 | 0
H | 0 | 0 | 0 | 0 | 0 | 0
LFG | 0 | 0 | 0 | 0 | 0 | 0
Nuc | 0 | 0 | 0 | 0 | 0 | 0
PS | 0 | 0 | 0 | 0 | 0 | 0
PV | 0 | 0 | 0 | 0 | 0 | 0
PeakG | 0 | 0 | 0 | 0 | 0 | 0
PeakO | 0 | 0 | 0 | 0 | 0 | 0
ST | 0 | 0 | 0 | 0 | 0 | 0
STOG | 0 | 0 | 0 | 0 | 0 | 0
STWD | 0 | 0 | 0 | 0 | 0 | 0
WT | 0 | 0 | 0 | 0 | 0 | 0
IGCC | 0 | 0 | 0 | 0 | 0 | 0
DemandResponse | 0 | 0 | 0 | 0 | 0 | 0
IGCC-CCS | 0 | 0 | 0 | 0 | 0 | 0
WT_off | 0 | 0 | 0 | 0 | 0 | 0
PseudoUnit | 0 | 0 | 0 | 0 | 0 | 0
FixedInterchange | 0 | 0 | 0 | 0 | 0 | 0
Emission Cost by Reporting Type: NWPP_Gas
ReportingType | 2015 | 2020 | 2025 | 2030 | 2035 | 2040
BM | 0 | 0 | 0 | 0 | 0 | 0
CC | 0 | 0 | 0 | 0 | 0 | 0
CSP | 0 | 0 | 0 | 0 | 0 | 0
CT | 0 | 0 | 0 | 0 | 0 | 0
Coal | 0 | 0 | 0 | 0 | 0 | 0
Geo | 0 | 0 | 0 | 0 | 0 | 0
H | 0 | 0 | 0 | 0 | 0 | 0
LFG | 0 | 0 | 0 | 0 | 0 | 0
Nuc | 0 | 0 | 0 | 0 | 0 | 0
PS | 0 | 0 | 0 | 0 | 0 | 0
PV | 0 | 0 | 0 | 0 | 0 | 0
PeakG | 0 | 0 | 0 | 0 | 0 | 0
PeakO | 0 | 0 | 0 | 0 | 0 | 0
ST | 0 | 0 | 0 | 0 | 0 | 0
STOG | 0 | 0 | 0 | 0 | 0 | 0
STWD | 0 | 0 | 0 | 0 | 0 | 0
WT | 0 | 0 | 0 | 0 | 0 | 0
IGCC | 0 | 0 | 0 | 0 | 0 | 0
DemandResponse | 0 | 0 | 0 | 0 | 0 | 0
IGCC-CCS | 0 | 0 | 0 | 0 | 0 | 0
WT_off | 0 | 0 | 0 | 0 | 0 | 0
PseudoUnit | 0 | 0 | 0 | 0 | 0 | 0
FixedInterchange | 0 | 0 | 0 | 0 | 0 | 0
Emission Cost by Reporting Type: NWPP_NucRenew
ReportingType | 2015 | 2020 | 2025 | 2030 | 2035 | 2040
BM | 0 | 0 | 0 | 0 | 0 | 0
CC | 0 | 0 | 0 | 0 | 0 | 0
CSP | 0 | 0 | 0 | 0 | 0 | 0
CT | 0 | 0 | 0 | 0 | 0 | 0
Coal | 0 | 0 | 0 | 0 | 0 | 0
Geo | 0 | 0 | 0 | 0 | 0 | 0
H | 0 | 0 | 0 | 0 | 0 | 0
LFG | 0 | 0 | 0 | 0 | 0 | 0
Nuc | 0 | 0 | 0 | 0 | 0 | 0
PS | 0 | 0 | 0 | 0 | 0 | 0
PV | 0 | 0 | 0 | 0 | 0 | 0
PeakG | 0 | 0 | 0 | 0 | 0 | 0
PeakO | 0 | 0 | 0 | 0 | 0 | 0
ST | 0 | 0 | 0 | 0 | 0 | 0
STOG | 0 | 0 | 0 | 0 | 0 | 0
STWD | 0 | 0 | 0 | 0 | 0 | 0
WT | 0 | 0 | 0 | 0 | 0 | 0
IGCC | 0 | 0 | 0 | 0 | 0 | 0
DemandResponse | 0 | 0 | 0 | 0 | 0 | 0
IGCC-CCS | 0 | 0 | 0 | 0 | 0 | 0
WT_off | 0 | 0 | 0 | 0 | 0 | 0
PseudoUnit | 0 | 0 | 0 | 0 | 0 | 0
FixedInterchange | 0 | 0 | 0 | 0 | 0 | 0
Emission Cost by Reporting Type: RMPA
ReportingType | 2015 | 2020 | 2025 | 2030 | 2035 | 2040
BM | 0 | 0 | 0 | 0 | 0 | 0
CC | 0 | 0 | 0 | 0 | 0 | 0
CSP | 0 | 0 | 0 | 0 | 0 | 0
CT | 0 | 0 | 0 | 0 | 0 | 0
Coal | 0 | 0 | 0 | 0 | 0 | 0
Geo | 0 | 0 | 0 | 0 | 0 | 0
H | 0 | 0 | 0 | 0 | 0 | 0
LFG | 0 | 0 | 0 | 0 | 0 | 0
Nuc | 0 | 0 | 0 | 0 | 0 | 0
PS | 0 | 0 | 0 | 0 | 0 | 0
PV | 0 | 0 | 0 | 0 | 0 | 0
PeakG | 0 | 0 | 0 | 0 | 0 | 0
PeakO | 0 | 0 | 0 | 0 | 0 | 0
ST | 0 | 0 | 0 | 0 | 0 | 0
STOG | 0 | 0 | 0 | 0 | 0 | 0
STWD | 0 | 0 | 0 | 0 | 0 | 0
WT | 0 | 0 | 0 | 0 | 0 | 0
IGCC | 0 | 0 | 0 | 0 | 0 | 0
DemandResponse | 0 | 0 | 0 | 0 | 0 | 0
IGCC-CCS | 0 | 0 | 0 | 0 | 0 | 0
WT_off | 0 | 0 | 0 | 0 | 0 | 0
PseudoUnit | 0 | 0 | 0 | 0 | 0 | 0
FixedInterchange | 0 | 0 | 0 | 0 | 0 | 0
Emission Cost by Reporting Type: SP15
ReportingType | 2015 | 2020 | 2025 | 2030 | 2035 | 2040
BM | 0 | 0 | 0 | 0 | 0 | 0
CC | 0 | 0 | 0 | 0 | 0 | 0
CSP | 0 | 0 | 0 | 0 | 0 | 0
CT | 0 | 0 | 0 | 0 | 0 | 0
Coal | 0 | 0 | 0 | 0 | 0 | 0
Geo | 0 | 0 | 0 | 0 | 0 | 0
H | 0 | 0 | 0 | 0 | 0 | 0
LFG | 0 | 0 | 0 | 0 | 0 | 0
Nuc | 0 | 0 | 0 | 0 | 0 | 0
PS | 0 | 0 | 0 | 0 | 0 | 0
PV | 0 | 0 | 0 | 0 | 0 | 0
PeakG | 0 | 0 | 0 | 0 | 0 | 0
PeakO | 0 | 0 | 0 | 0 | 0 | 0
ST | 0 | 0 | 0 | 0 | 0 | 0
STOG | 0 | 0 | 0 | 0 | 0 | 0
STWD | 0 | 0 | 0 | 0 | 0 | 0
WT | 0 | 0 | 0 | 0 | 0 | 0
IGCC | 0 | 0 | 0 | 0 | 0 | 0
DemandResponse | 0 | 0 | 0 | 0 | 0 | 0
IGCC-CCS | 0 | 0 | 0 | 0 | 0 | 0
WT_off | 0 | 0 | 0 | 0 | 0 | 0
PseudoUnit | 0 | 0 | 0 | 0 | 0 | 0
FixedInterchange | 0 | 0 | 0 | 0 | 0 | 0
Emission Cost by Reporting Type: ALB
ReportingType | 2015 | 2020 | 2025 | 2030 | 2035 | 2040
BM | 0 | 0 | 0 | 0 | 0 | 0
CC | 0 | 0 | 0 | 0 | 0 | 0
CSP | 0 | 0 | 0 | 0 | 0 | 0
CT | 0 | 0 | 0 | 0 | 0 | 0
Coal | 0 | 0 | 0 | 0 | 0 | 0
Geo | 0 | 0 | 0 | 0 | 0 | 0
H | 0 | 0 | 0 | 0 | 0 | 0
LFG | 0 | 0 | 0 | 0 | 0 | 0
Nuc | 0 | 0 | 0 | 0 | 0 | 0
PS | 0 | 0 | 0 | 0 | 0 | 0
PV | 0 | 0 | 0 | 0 | 0 | 0
PeakG | 0 | 0 | 0 | 0 | 0 | 0
PeakO | 0 | 0 | 0 | 0 | 0 | 0
ST | 0 | 0 | 0 | 0 | 0 | 0
STOG | 0 | 0 | 0 | 0 | 0 | 0
STWD | 0 | 0 | 0 | 0 | 0 | 0
WT | 0 | 0 | 0 | 0 | 0 | 0
IGCC | 0 | 0 | 0 | 0 | 0 | 0
DemandResponse | 0 | 0 | 0 | 0 | 0 | 0
IGCC-CCS | 0 | 0 | 0 | 0 | 0 | 0
WT_off | 0 | 0 | 0 | 0 | 0 | 0
PseudoUnit | 0 | 0 | 0 | 0 | 0 | 0
FixedInterchange | 0 | 0 | 0 | 0 | 0 | 0
Emission Cost by Reporting Type: BC
ReportingType | 2015 | 2020 | 2025 | 2030 | 2035 | 2040
BM | 0 | 0 | 0 | 0 | 0 | 0
CC | 0 | 0 | 0 | 0 | 0 | 0
CSP | 0 | 0 | 0 | 0 | 0 | 0
CT | 0 | 0 | 0 | 0 | 0 | 0
Coal | 0 | 0 | 0 | 0 | 0 | 0
Geo | 0 | 0 | 0 | 0 | 0 | 0
H | 0 | 0 | 0 | 0 | 0 | 0
LFG | 0 | 0 | 0 | 0 | 0 | 0
Nuc | 0 | 0 | 0 | 0 | 0 | 0
PS | 0 | 0 | 0 | 0 | 0 | 0
PV | 0 | 0 | 0 | 0 | 0 | 0
PeakG | 0 | 0 | 0 | 0 | 0 | 0
PeakO | 0 | 0 | 0 | 0 | 0 | 0
ST | 0 | 0 | 0 | 0 | 0 | 0
STOG | 0 | 0 | 0 | 0 | 0 | 0
STWD | 0 | 0 | 0 | 0 | 0 | 0
WT | 0 | 0 | 0 | 0 | 0 | 0
IGCC | 0 | 0 | 0 | 0 | 0 | 0
DemandResponse | 0 | 0 | 0 | 0 | 0 | 0
IGCC-CCS | 0 | 0 | 0 | 0 | 0 | 0
WT_off | 0 | 0 | 0 | 0 | 0 | 0
PseudoUnit | 0 | 0 | 0 | 0 | 0 | 0
FixedInterchange | 0 | 0 | 0 | 0 | 0 | 0
Emission Cost by Reporting Type: HQ_IESO
ReportingType | 2015 | 2020 | 2025 | 2030 | 2035 | 2040
BM | 0 | 0 | 0 | 0 | 0 | 0
CC | 0 | 0 | 0 | 0 | 0 | 0
CSP | 0 | 0 | 0 | 0 | 0 | 0
CT | 0 | 0 | 0 | 0 | 0 | 0
Coal | 0 | 0 | 0 | 0 | 0 | 0
Geo | 0 | 0 | 0 | 0 | 0 | 0
H | 0 | 0 | 0 | 0 | 0 | 0
LFG | 0 | 0 | 0 | 0 | 0 | 0
Nuc | 0 | 0 | 0 | 0 | 0 | 0
PS | 0 | 0 | 0 | 0 | 0 | 0
PV | 0 | 0 | 0 | 0 | 0 | 0
PeakG | 0 | 0 | 0 | 0 | 0 | 0
PeakO | 0 | 0 | 0 | 0 | 0 | 0
ST | 0 | 0 | 0 | 0 | 0 | 0
STOG | 0 | 0 | 0 | 0 | 0 | 0
STWD | 0 | 0 | 0 | 0 | 0 | 0
WT | 0 | 0 | 0 | 0 | 0 | 0
IGCC | 0 | 0 | 0 | 0 | 0 | 0
DemandResponse | 0 | 0 | 0 | 0 | 0 | 0
IGCC-CCS | 0 | 0 | 0 | 0 | 0 | 0
WT_off | 0 | 0 | 0 | 0 | 0 | 0
PseudoUnit | 0 | 0 | 0 | 0 | 0 | 0
FixedInterchange | 0 | 0 | 0 | 0 | 0 | 0
Emission Cost by Reporting Type: HQ_NEISO
ReportingType | 2015 | 2020 | 2025 | 2030 | 2035 | 2040
BM | 0 | 0 | 0 | 0 | 0 | 0
CC | 0 | 0 | 0 | 0 | 0 | 0
CSP | 0 | 0 | 0 | 0 | 0 | 0
CT | 0 | 0 | 0 | 0 | 0 | 0
Coal | 0 | 0 | 0 | 0 | 0 | 0
Geo | 0 | 0 | 0 | 0 | 0 | 0
H | 0 | 0 | 0 | 0 | 0 | 0
LFG | 0 | 0 | 0 | 0 | 0 | 0
Nuc | 0 | 0 | 0 | 0 | 0 | 0
PS | 0 | 0 | 0 | 0 | 0 | 0
PV | 0 | 0 | 0 | 0 | 0 | 0
PeakG | 0 | 0 | 0 | 0 | 0 | 0
PeakO | 0 | 0 | 0 | 0 | 0 | 0
ST | 0 | 0 | 0 | 0 | 0 | 0
STOG | 0 | 0 | 0 | 0 | 0 | 0
STWD | 0 | 0 | 0 | 0 | 0 | 0
WT | 0 | 0 | 0 | 0 | 0 | 0
IGCC | 0 | 0 | 0 | 0 | 0 | 0
DemandResponse | 0 | 0 | 0 | 0 | 0 | 0
IGCC-CCS | 0 | 0 | 0 | 0 | 0 | 0
WT_off | 0 | 0 | 0 | 0 | 0 | 0
PseudoUnit | 0 | 0 | 0 | 0 | 0 | 0
FixedInterchange | 0 | 0 | 0 | 0 | 0 | 0
Emission Cost by Reporting Type: HQ_NY
ReportingType | 2015 | 2020 | 2025 | 2030 | 2035 | 2040
BM | 0 | 0 | 0 | 0 | 0 | 0
CC | 0 | 0 | 0 | 0 | 0 | 0
CSP | 0 | 0 | 0 | 0 | 0 | 0
CT | 0 | 0 | 0 | 0 | 0 | 0
Coal | 0 | 0 | 0 | 0 | 0 | 0
Geo | 0 | 0 | 0 | 0 | 0 | 0
H | 0 | 0 | 0 | 0 | 0 | 0
LFG | 0 | 0 | 0 | 0 | 0 | 0
Nuc | 0 | 0 | 0 | 0 | 0 | 0
PS | 0 | 0 | 0 | 0 | 0 | 0
PV | 0 | 0 | 0 | 0 | 0 | 0
PeakG | 0 | 0 | 0 | 0 | 0 | 0
PeakO | 0 | 0 | 0 | 0 | 0 | 0
ST | 0 | 0 | 0 | 0 | 0 | 0
STOG | 0 | 0 | 0 | 0 | 0 | 0
STWD | 0 | 0 | 0 | 0 | 0 | 0
WT | 0 | 0 | 0 | 0 | 0 | 0
IGCC | 0 | 0 | 0 | 0 | 0 | 0
DemandResponse | 0 | 0 | 0 | 0 | 0 | 0
IGCC-CCS | 0 | 0 | 0 | 0 | 0 | 0
WT_off | 0 | 0 | 0 | 0 | 0 | 0
PseudoUnit | 0 | 0 | 0 | 0 | 0 | 0
FixedInterchange | 0 | 0 | 0 | 0 | 0 | 0
Emission Cost by Reporting Type: MARITIMES
ReportingType | 2015 | 2020 | 2025 | 2030 | 2035 | 2040
BM | 0 | 0 | 0 | 0 | 0 | 0
CC | 0 | 0 | 0 | 0 | 0 | 0
CSP | 0 | 0 | 0 | 0 | 0 | 0
CT | 0 | 0 | 0 | 0 | 0 | 0
Coal | 0 | 0 | 0 | 0 | 0 | 0
Geo | 0 | 0 | 0 | 0 | 0 | 0
H | 0 | 0 | 0 | 0 | 0 | 0
LFG | 0 | 0 | 0 | 0 | 0 | 0
Nuc | 0 | 0 | 0 | 0 | 0 | 0
PS | 0 | 0 | 0 | 0 | 0 | 0
PV | 0 | 0 | 0 | 0 | 0 | 0
PeakG | 0 | 0 | 0 | 0 | 0 | 0
PeakO | 0 | 0 | 0 | 0 | 0 | 0
ST | 0 | 0 | 0 | 0 | 0 | 0
STOG | 0 | 0 | 0 | 0 | 0 | 0
STWD | 0 | 0 | 0 | 0 | 0 | 0
WT | 0 | 0 | 0 | 0 | 0 | 0
IGCC | 0 | 0 | 0 | 0 | 0 | 0
DemandResponse | 0 | 0 | 0 | 0 | 0 | 0
IGCC-CCS | 0 | 0 | 0 | 0 | 0 | 0
WT_off | 0 | 0 | 0 | 0 | 0 | 0
PseudoUnit | 0 | 0 | 0 | 0 | 0 | 0
FixedInterchange | 0 | 0 | 0 | 0 | 0 | 0
Emission Cost by Reporting Type: All
ReportingType | 2015 | 2020 | 2025 | 2030 | 2035 | 2040
BM | 0 | 0 | 0 | 0 | 0 | 0
CC | 0 | 0 | 0 | 0 | 0 | 0
CSP | 0 | 0 | 0 | 0 | 0 | 0
CT | 0 | 0 | 0 | 0 | 0 | 0
Coal | 0 | 0 | 0 | 0 | 0 | 0
Geo | 0 | 0 | 0 | 0 | 0 | 0
H | 0 | 0 | 0 | 0 | 0 | 0
LFG | 0 | 0 | 0 | 0 | 0 | 0
Nuc | 0 | 0 | 0 | 0 | 0 | 0
PS | 0 | 0 | 0 | 0 | 0 | 0
PV | 0 | 0 | 0 | 0 | 0 | 0
PeakG | 0 | 0 | 0 | 0 | 0 | 0
PeakO | 0 | 0 | 0 | 0 | 0 | 0
ST | 0 | 0 | 0 | 0 | 0 | 0
STOG | 0 | 0 | 0 | 0 | 0 | 0
STWD | 0 | 0 | 0 | 0 | 0 | 0
WT | 0 | 0 | 0 | 0 | 0 | 0
IGCC | 0 | 0 | 0 | 0 | 0 | 0
DemandResponse | 0 | 0 | 0 | 0 | 0 | 0
IGCC-CCS | 0 | 0 | 0 | 0 | 0 | 0
WT_off | 0 | 0 | 0 | 0 | 0 | 0
PseudoUnit | 0 | 0 | 0 | 0 | 0 | 0
FixedInterchange | 0 | 0 | 0 | 0 | 0 | 0
Emission Cost by Reporting Type: EI_US
ReportingType | 2015 | 2020 | 2025 | 2030 | 2035 | 2040
BM | 0 | 0 | 0 | 0 | 0 | 0
CC | 0 | 0 | 0 | 0 | 0 | 0
CSP | 0 | 0 | 0 | 0 | 0 | 0
CT | 0 | 0 | 0 | 0 | 0 | 0
Coal | 0 | 0 | 0 | 0 | 0 | 0
Geo | 0 | 0 | 0 | 0 | 0 | 0
H | 0 | 0 | 0 | 0 | 0 | 0
LFG | 0 | 0 | 0 | 0 | 0 | 0
Nuc | 0 | 0 | 0 | 0 | 0 | 0
PS | 0 | 0 | 0 | 0 | 0 | 0
PV | 0 | 0 | 0 | 0 | 0 | 0
PeakG | 0 | 0 | 0 | 0 | 0 | 0
PeakO | 0 | 0 | 0 | 0 | 0 | 0
ST | 0 | 0 | 0 | 0 | 0 | 0
STOG | 0 | 0 | 0 | 0 | 0 | 0
STWD | 0 | 0 | 0 | 0 | 0 | 0
WT | 0 | 0 | 0 | 0 | 0 | 0
IGCC | 0 | 0 | 0 | 0 | 0 | 0
DemandResponse | 0 | 0 | 0 | 0 | 0 | 0
IGCC-CCS | 0 | 0 | 0 | 0 | 0 | 0
WT_off | 0 | 0 | 0 | 0 | 0 | 0
PseudoUnit | 0 | 0 | 0 | 0 | 0 | 0
FixedInterchange | 0 | 0 | 0 | 0 | 0 | 0
Emission Cost by Reporting Type: EI_Canada
ReportingType | 2015 | 2020 | 2025 | 2030 | 2035 | 2040
BM | 0 | 0 | 0 | 0 | 0 | 0
CC | 0 | 0 | 0 | 0 | 0 | 0
CSP | 0 | 0 | 0 | 0 | 0 | 0
CT | 0 | 0 | 0 | 0 | 0 | 0
Coal | 0 | 0 | 0 | 0 | 0 | 0
Geo | 0 | 0 | 0 | 0 | 0 | 0
H | 0 | 0 | 0 | 0 | 0 | 0
LFG | 0 | 0 | 0 | 0 | 0 | 0
Nuc | 0 | 0 | 0 | 0 | 0 | 0
PS | 0 | 0 | 0 | 0 | 0 | 0
PV | 0 | 0 | 0 | 0 | 0 | 0
PeakG | 0 | 0 | 0 | 0 | 0 | 0
PeakO | 0 | 0 | 0 | 0 | 0 | 0
ST | 0 | 0 | 0 | 0 | 0 | 0
STOG | 0 | 0 | 0 | 0 | 0 | 0
STWD | 0 | 0 | 0 | 0 | 0 | 0
WT | 0 | 0 | 0 | 0 | 0 | 0
IGCC | 0 | 0 | 0 | 0 | 0 | 0
DemandResponse | 0 | 0 | 0 | 0 | 0 | 0
IGCC-CCS | 0 | 0 | 0 | 0 | 0 | 0
WT_off | 0 | 0 | 0 | 0 | 0 | 0
PseudoUnit | 0 | 0 | 0 | 0 | 0 | 0
FixedInterchange | 0 | 0 | 0 | 0 | 0 | 0
Emission Cost by Reporting Type: EI
ReportingType | 2015 | 2020 | 2025 | 2030 | 2035 | 2040
BM | 0 | 0 | 0 | 0 | 0 | 0
CC | 0 | 0 | 0 | 0 | 0 | 0
CSP | 0 | 0 | 0 | 0 | 0 | 0
CT | 0 | 0 | 0 | 0 | 0 | 0
Coal | 0 | 0 | 0 | 0 | 0 | 0
Geo | 0 | 0 | 0 | 0 | 0 | 0
H | 0 | 0 | 0 | 0 | 0 | 0
LFG | 0 | 0 | 0 | 0 | 0 | 0
Nuc | 0 | 0 | 0 | 0 | 0 | 0
PS | 0 | 0 | 0 | 0 | 0 | 0
PV | 0 | 0 | 0 | 0 | 0 | 0
PeakG | 0 | 0 | 0 | 0 | 0 | 0
PeakO | 0 | 0 | 0 | 0 | 0 | 0
ST | 0 | 0 | 0 | 0 | 0 | 0
STOG | 0 | 0 | 0 | 0 | 0 | 0
STWD | 0 | 0 | 0 | 0 | 0 | 0
WT | 0 | 0 | 0 | 0 | 0 | 0
IGCC | 0 | 0 | 0 | 0 | 0 | 0
DemandResponse | 0 | 0 | 0 | 0 | 0 | 0
IGCC-CCS | 0 | 0 | 0 | 0 | 0 | 0
WT_off | 0 | 0 | 0 | 0 | 0 | 0
PseudoUnit | 0 | 0 | 0 | 0 | 0 | 0
FixedInterchange | 0 | 0 | 0 | 0 | 0 | 0
Emission Cost by Reporting Type: Outside_EI
ReportingType | 2015 | 2020 | 2025 | 2030 | 2035 | 2040
BM | 0 | 0 | 0 | 0 | 0 | 0
CC | 0 | 0 | 0 | 0 | 0 | 0
CSP | 0 | 0 | 0 | 0 | 0 | 0
CT | 0 | 0 | 0 | 0 | 0 | 0
Coal | 0 | 0 | 0 | 0 | 0 | 0
Geo | 0 | 0 | 0 | 0 | 0 | 0
H | 0 | 0 | 0 | 0 | 0 | 0
LFG | 0 | 0 | 0 | 0 | 0 | 0
Nuc | 0 | 0 | 0 | 0 | 0 | 0
PS | 0 | 0 | 0 | 0 | 0 | 0
PV | 0 | 0 | 0 | 0 | 0 | 0
PeakG | 0 | 0 | 0 | 0 | 0 | 0
PeakO | 0 | 0 | 0 | 0 | 0 | 0
ST | 0 | 0 | 0 | 0 | 0 | 0
STOG | 0 | 0 | 0 | 0 | 0 | 0
STWD | 0 | 0 | 0 | 0 | 0 | 0
WT | 0 | 0 | 0 | 0 | 0 | 0
IGCC | 0 | 0 | 0 | 0 | 0 | 0
DemandResponse | 0 | 0 | 0 | 0 | 0 | 0
IGCC-CCS | 0 | 0 | 0 | 0 | 0 | 0
WT_off | 0 | 0 | 0 | 0 | 0 | 0
PseudoUnit | 0 | 0 | 0 | 0 | 0 | 0
FixedInterchange | 0 | 0 | 0 | 0 | 0 | 0
==== Emission Program: CAMR : (Hg) ====
Emission Cost by Reporting Type: Entergy
ReportingType | 2015 | 2020 | 2025 | 2030 | 2035 | 2040
BM | 0 | 0 | 0 | 0 | 0 | 0
CC | 0 | 0 | 0 | 0 | 0 | 0
CSP | 0 | 0 | 0 | 0 | 0 | 0
CT | 0 | 0 | 0 | 0 | 0 | 0
Coal | 0 | 0 | 0 | 0 | 0 | 0
Geo | 0 | 0 | 0 | 0 | 0 | 0
H | 0 | 0 | 0 | 0 | 0 | 0
LFG | 0 | 0 | 0 | 0 | 0 | 0
Nuc | 0 | 0 | 0 | 0 | 0 | 0
PS | 0 | 0 | 0 | 0 | 0 | 0
PV | 0 | 0 | 0 | 0 | 0 | 0
PeakG | 0 | 0 | 0 | 0 | 0 | 0
PeakO | 0 | 0 | 0 | 0 | 0 | 0
ST | 0 | 0 | 0 | 0 | 0 | 0
STOG | 0 | 0 | 0 | 0 | 0 | 0
STWD | 0 | 0 | 0 | 0 | 0 | 0
WT | 0 | 0 | 0 | 0 | 0 | 0
IGCC | 0 | 0 | 0 | 0 | 0 | 0
DemandResponse | 0 | 0 | 0 | 0 | 0 | 0
IGCC-CCS | 0 | 0 | 0 | 0 | 0 | 0
WT_off | 0 | 0 | 0 | 0 | 0 | 0
PseudoUnit | 0 | 0 | 0 | 0 | 0 | 0
FixedInterchange | 0 | 0 | 0 | 0 | 0 | 0
Emission Cost by Reporting Type: FRCC
ReportingType | 2015 | 2020 | 2025 | 2030 | 2035 | 2040
BM | 0 | 0 | 0 | 0 | 0 | 0
CC | 0 | 0 | 0 | 0 | 0 | 0
CSP | 0 | 0 | 0 | 0 | 0 | 0
CT | 0 | 0 | 0 | 0 | 0 | 0
Coal | 0 | 0 | 0 | 0 | 0 | 0
Geo | 0 | 0 | 0 | 0 | 0 | 0
H | 0 | 0 | 0 | 0 | 0 | 0
LFG | 0 | 0 | 0 | 0 | 0 | 0
Nuc | 0 | 0 | 0 | 0 | 0 | 0
PS | 0 | 0 | 0 | 0 | 0 | 0
PV | 0 | 0 | 0 | 0 | 0 | 0
PeakG | 0 | 0 | 0 | 0 | 0 | 0
PeakO | 0 | 0 | 0 | 0 | 0 | 0
ST | 0 | 0 | 0 | 0 | 0 | 0
STOG | 0 | 0 | 0 | 0 | 0 | 0
STWD | 0 | 0 | 0 | 0 | 0 | 0
WT | 0 | 0 | 0 | 0 | 0 | 0
IGCC | 0 | 0 | 0 | 0 | 0 | 0
DemandResponse | 0 | 0 | 0 | 0 | 0 | 0
IGCC-CCS | 0 | 0 | 0 | 0 | 0 | 0
WT_off | 0 | 0 | 0 | 0 | 0 | 0
PseudoUnit | 0 | 0 | 0 | 0 | 0 | 0
FixedInterchange | 0 | 0 | 0 | 0 | 0 | 0
Emission Cost by Reporting Type: MAPP_US
ReportingType | 2015 | 2020 | 2025 | 2030 | 2035 | 2040
BM | 0 | 0 | 0 | 0 | 0 | 0
CC | 0 | 0 | 0 | 0 | 0 | 0
CSP | 0 | 0 | 0 | 0 | 0 | 0
CT | 0 | 0 | 0 | 0 | 0 | 0
Coal | 0 | 0 | 0 | 0 | 0 | 0
Geo | 0 | 0 | 0 | 0 | 0 | 0
H | 0 | 0 | 0 | 0 | 0 | 0
LFG | 0 | 0 | 0 | 0 | 0 | 0
Nuc | 0 | 0 | 0 | 0 | 0 | 0
PS | 0 | 0 | 0 | 0 | 0 | 0
PV | 0 | 0 | 0 | 0 | 0 | 0
PeakG | 0 | 0 | 0 | 0 | 0 | 0
PeakO | 0 | 0 | 0 | 0 | 0 | 0
ST | 0 | 0 | 0 | 0 | 0 | 0
STOG | 0 | 0 | 0 | 0 | 0 | 0
STWD | 0 | 0 | 0 | 0 | 0 | 0
WT | 0 | 0 | 0 | 0 | 0 | 0
IGCC | 0 | 0 | 0 | 0 | 0 | 0
DemandResponse | 0 | 0 | 0 | 0 | 0 | 0
IGCC-CCS | 0 | 0 | 0 | 0 | 0 | 0
WT_off | 0 | 0 | 0 | 0 | 0 | 0
PseudoUnit | 0 | 0 | 0 | 0 | 0 | 0
FixedInterchange | 0 | 0 | 0 | 0 | 0 | 0
Emission Cost by Reporting Type: MISO_IN
ReportingType | 2015 | 2020 | 2025 | 2030 | 2035 | 2040
BM | 0 | 0 | 0 | 0 | 0 | 0
CC | 0 | 0 | 0 | 0 | 0 | 0
CSP | 0 | 0 | 0 | 0 | 0 | 0
CT | 0 | 0 | 0 | 0 | 0 | 0
Coal | 0 | 0 | 0 | 0 | 0 | 0
Geo | 0 | 0 | 0 | 0 | 0 | 0
H | 0 | 0 | 0 | 0 | 0 | 0
LFG | 0 | 0 | 0 | 0 | 0 | 0
Nuc | 0 | 0 | 0 | 0 | 0 | 0
PS | 0 | 0 | 0 | 0 | 0 | 0
PV | 0 | 0 | 0 | 0 | 0 | 0
PeakG | 0 | 0 | 0 | 0 | 0 | 0
PeakO | 0 | 0 | 0 | 0 | 0 | 0
ST | 0 | 0 | 0 | 0 | 0 | 0
STOG | 0 | 0 | 0 | 0 | 0 | 0
STWD | 0 | 0 | 0 | 0 | 0 | 0
WT | 0 | 0 | 0 | 0 | 0 | 0
IGCC | 0 | 0 | 0 | 0 | 0 | 0
DemandResponse | 0 | 0 | 0 | 0 | 0 | 0
IGCC-CCS | 0 | 0 | 0 | 0 | 0 | 0
WT_off | 0 | 0 | 0 | 0 | 0 | 0
PseudoUnit | 0 | 0 | 0 | 0 | 0 | 0
FixedInterchange | 0 | 0 | 0 | 0 | 0 | 0
Emission Cost by Reporting Type: MISO_MI
ReportingType | 2015 | 2020 | 2025 | 2030 | 2035 | 2040
BM | 0 | 0 | 0 | 0 | 0 | 0
CC | 0 | 0 | 0 | 0 | 0 | 0
CSP | 0 | 0 | 0 | 0 | 0 | 0
CT | 0 | 0 | 0 | 0 | 0 | 0
Coal | 0 | 0 | 0 | 0 | 0 | 0
Geo | 0 | 0 | 0 | 0 | 0 | 0
H | 0 | 0 | 0 | 0 | 0 | 0
LFG | 0 | 0 | 0 | 0 | 0 | 0
Nuc | 0 | 0 | 0 | 0 | 0 | 0
PS | 0 | 0 | 0 | 0 | 0 | 0
PV | 0 | 0 | 0 | 0 | 0 | 0
PeakG | 0 | 0 | 0 | 0 | 0 | 0
PeakO | 0 | 0 | 0 | 0 | 0 | 0
ST | 0 | 0 | 0 | 0 | 0 | 0
STOG | 0 | 0 | 0 | 0 | 0 | 0
STWD | 0 | 0 | 0 | 0 | 0 | 0
WT | 0 | 0 | 0 | 0 | 0 | 0
IGCC | 0 | 0 | 0 | 0 | 0 | 0
DemandResponse | 0 | 0 | 0 | 0 | 0 | 0
IGCC-CCS | 0 | 0 | 0 | 0 | 0 | 0
WT_off | 0 | 0 | 0 | 0 | 0 | 0
PseudoUnit | 0 | 0 | 0 | 0 | 0 | 0
FixedInterchange | 0 | 0 | 0 | 0 | 0 | 0
Emission Cost by Reporting Type: MISO_MO-IL
ReportingType | 2015 | 2020 | 2025 | 2030 | 2035 | 2040
BM | 0 | 0 | 0 | 0 | 0 | 0
CC | 0 | 0 | 0 | 0 | 0 | 0
CSP | 0 | 0 | 0 | 0 | 0 | 0
CT | 0 | 0 | 0 | 0 | 0 | 0
Coal | 0 | 0 | 0 | 0 | 0 | 0
Geo | 0 | 0 | 0 | 0 | 0 | 0
H | 0 | 0 | 0 | 0 | 0 | 0
LFG | 0 | 0 | 0 | 0 | 0 | 0
Nuc | 0 | 0 | 0 | 0 | 0 | 0
PS | 0 | 0 | 0 | 0 | 0 | 0
PV | 0 | 0 | 0 | 0 | 0 | 0
PeakG | 0 | 0 | 0 | 0 | 0 | 0
PeakO | 0 | 0 | 0 | 0 | 0 | 0
ST | 0 | 0 | 0 | 0 | 0 | 0
STOG | 0 | 0 | 0 | 0 | 0 | 0
STWD | 0 | 0 | 0 | 0 | 0 | 0
WT | 0 | 0 | 0 | 0 | 0 | 0
IGCC | 0 | 0 | 0 | 0 | 0 | 0
DemandResponse | 0 | 0 | 0 | 0 | 0 | 0
IGCC-CCS | 0 | 0 | 0 | 0 | 0 | 0
WT_off | 0 | 0 | 0 | 0 | 0 | 0
PseudoUnit | 0 | 0 | 0 | 0 | 0 | 0
FixedInterchange | 0 | 0 | 0 | 0 | 0 | 0
Emission Cost by Reporting Type: MISO_W
ReportingType | 2015 | 2020 | 2025 | 2030 | 2035 | 2040
BM | 0 | 0 | 0 | 0 | 0 | 0
CC | 0 | 0 | 0 | 0 | 0 | 0
CSP | 0 | 0 | 0 | 0 | 0 | 0
CT | 0 | 0 | 0 | 0 | 0 | 0
Coal | 0 | 0 | 0 | 0 | 0 | 0
Geo | 0 | 0 | 0 | 0 | 0 | 0
H | 0 | 0 | 0 | 0 | 0 | 0
LFG | 0 | 0 | 0 | 0 | 0 | 0
Nuc | 0 | 0 | 0 | 0 | 0 | 0
PS | 0 | 0 | 0 | 0 | 0 | 0
PV | 0 | 0 | 0 | 0 | 0 | 0
PeakG | 0 | 0 | 0 | 0 | 0 | 0
PeakO | 0 | 0 | 0 | 0 | 0 | 0
ST | 0 | 0 | 0 | 0 | 0 | 0
STOG | 0 | 0 | 0 | 0 | 0 | 0
STWD | 0 | 0 | 0 | 0 | 0 | 0
WT | 0 | 0 | 0 | 0 | 0 | 0
IGCC | 0 | 0 | 0 | 0 | 0 | 0
DemandResponse | 0 | 0 | 0 | 0 | 0 | 0
IGCC-CCS | 0 | 0 | 0 | 0 | 0 | 0
WT_off | 0 | 0 | 0 | 0 | 0 | 0
PseudoUnit | 0 | 0 | 0 | 0 | 0 | 0
FixedInterchange | 0 | 0 | 0 | 0 | 0 | 0
Emission Cost by Reporting Type: MISO_WUMS
ReportingType | 2015 | 2020 | 2025 | 2030 | 2035 | 2040
BM | 0 | 0 | 0 | 0 | 0 | 0
CC | 0 | 0 | 0 | 0 | 0 | 0
CSP | 0 | 0 | 0 | 0 | 0 | 0
CT | 0 | 0 | 0 | 0 | 0 | 0
Coal | 0 | 0 | 0 | 0 | 0 | 0
Geo | 0 | 0 | 0 | 0 | 0 | 0
H | 0 | 0 | 0 | 0 | 0 | 0
LFG | 0 | 0 | 0 | 0 | 0 | 0
Nuc | 0 | 0 | 0 | 0 | 0 | 0
PS | 0 | 0 | 0 | 0 | 0 | 0
PV | 0 | 0 | 0 | 0 | 0 | 0
PeakG | 0 | 0 | 0 | 0 | 0 | 0
PeakO | 0 | 0 | 0 | 0 | 0 | 0
ST | 0 | 0 | 0 | 0 | 0 | 0
STOG | 0 | 0 | 0 | 0 | 0 | 0
STWD | 0 | 0 | 0 | 0 | 0 | 0
WT | 0 | 0 | 0 | 0 | 0 | 0
IGCC | 0 | 0 | 0 | 0 | 0 | 0
DemandResponse | 0 | 0 | 0 | 0 | 0 | 0
IGCC-CCS | 0 | 0 | 0 | 0 | 0 | 0
WT_off | 0 | 0 | 0 | 0 | 0 | 0
PseudoUnit | 0 | 0 | 0 | 0 | 0 | 0
FixedInterchange | 0 | 0 | 0 | 0 | 0 | 0
Emission Cost by Reporting Type: Nebraska
ReportingType | 2015 | 2020 | 2025 | 2030 | 2035 | 2040
BM | 0 | 0 | 0 | 0 | 0 | 0
CC | 0 | 0 | 0 | 0 | 0 | 0
CSP | 0 | 0 | 0 | 0 | 0 | 0
CT | 0 | 0 | 0 | 0 | 0 | 0
Coal | 0 | 0 | 0 | 0 | 0 | 0
Geo | 0 | 0 | 0 | 0 | 0 | 0
H | 0 | 0 | 0 | 0 | 0 | 0
LFG | 0 | 0 | 0 | 0 | 0 | 0
Nuc | 0 | 0 | 0 | 0 | 0 | 0
PS | 0 | 0 | 0 | 0 | 0 | 0
PV | 0 | 0 | 0 | 0 | 0 | 0
PeakG | 0 | 0 | 0 | 0 | 0 | 0
PeakO | 0 | 0 | 0 | 0 | 0 | 0
ST | 0 | 0 | 0 | 0 | 0 | 0
STOG | 0 | 0 | 0 | 0 | 0 | 0
STWD | 0 | 0 | 0 | 0 | 0 | 0
WT | 0 | 0 | 0 | 0 | 0 | 0
IGCC | 0 | 0 | 0 | 0 | 0 | 0
DemandResponse | 0 | 0 | 0 | 0 | 0 | 0
IGCC-CCS | 0 | 0 | 0 | 0 | 0 | 0
WT_off | 0 | 0 | 0 | 0 | 0 | 0
PseudoUnit | 0 | 0 | 0 | 0 | 0 | 0
FixedInterchange | 0 | 0 | 0 | 0 | 0 | 0
Emission Cost by Reporting Type: NEISO
ReportingType | 2015 | 2020 | 2025 | 2030 | 2035 | 2040
BM | 0 | 0 | 0 | 0 | 0 | 0
CC | 0 | 0 | 0 | 0 | 0 | 0
CSP | 0 | 0 | 0 | 0 | 0 | 0
CT | 0 | 0 | 0 | 0 | 0 | 0
Coal | 0 | 0 | 0 | 0 | 0 | 0
Geo | 0 | 0 | 0 | 0 | 0 | 0
H | 0 | 0 | 0 | 0 | 0 | 0
LFG | 0 | 0 | 0 | 0 | 0 | 0
Nuc | 0 | 0 | 0 | 0 | 0 | 0
PS | 0 | 0 | 0 | 0 | 0 | 0
PV | 0 | 0 | 0 | 0 | 0 | 0
PeakG | 0 | 0 | 0 | 0 | 0 | 0
PeakO | 0 | 0 | 0 | 0 | 0 | 0
ST | 0 | 0 | 0 | 0 | 0 | 0
STOG | 0 | 0 | 0 | 0 | 0 | 0
STWD | 0 | 0 | 0 | 0 | 0 | 0
WT | 0 | 0 | 0 | 0 | 0 | 0
IGCC | 0 | 0 | 0 | 0 | 0 | 0
DemandResponse | 0 | 0 | 0 | 0 | 0 | 0
IGCC-CCS | 0 | 0 | 0 | 0 | 0 | 0
WT_off | 0 | 0 | 0 | 0 | 0 | 0
PseudoUnit | 0 | 0 | 0 | 0 | 0 | 0
FixedInterchange | 0 | 0 | 0 | 0 | 0 | 0
Emission Cost by Reporting Type: NonRTO_Midwest
ReportingType | 2015 | 2020 | 2025 | 2030 | 2035 | 2040
BM | 0 | 0 | 0 | 0 | 0 | 0
CC | 0 | 0 | 0 | 0 | 0 | 0
CSP | 0 | 0 | 0 | 0 | 0 | 0
CT | 0 | 0 | 0 | 0 | 0 | 0
Coal | 0 | 0 | 0 | 0 | 0 | 0
Geo | 0 | 0 | 0 | 0 | 0 | 0
H | 0 | 0 | 0 | 0 | 0 | 0
LFG | 0 | 0 | 0 | 0 | 0 | 0
Nuc | 0 | 0 | 0 | 0 | 0 | 0
PS | 0 | 0 | 0 | 0 | 0 | 0
PV | 0 | 0 | 0 | 0 | 0 | 0
PeakG | 0 | 0 | 0 | 0 | 0 | 0
PeakO | 0 | 0 | 0 | 0 | 0 | 0
ST | 0 | 0 | 0 | 0 | 0 | 0
STOG | 0 | 0 | 0 | 0 | 0 | 0
STWD | 0 | 0 | 0 | 0 | 0 | 0
WT | 0 | 0 | 0 | 0 | 0 | 0
IGCC | 0 | 0 | 0 | 0 | 0 | 0
DemandResponse | 0 | 0 | 0 | 0 | 0 | 0
IGCC-CCS | 0 | 0 | 0 | 0 | 0 | 0
WT_off | 0 | 0 | 0 | 0 | 0 | 0
PseudoUnit | 0 | 0 | 0 | 0 | 0 | 0
FixedInterchange | 0 | 0 | 0 | 0 | 0 | 0
Emission Cost by Reporting Type: NYISO_A-F
ReportingType | 2015 | 2020 | 2025 | 2030 | 2035 | 2040
BM | 0 | 0 | 0 | 0 | 0 | 0
CC | 0 | 0 | 0 | 0 | 0 | 0
CSP | 0 | 0 | 0 | 0 | 0 | 0
CT | 0 | 0 | 0 | 0 | 0 | 0
Coal | 0 | 0 | 0 | 0 | 0 | 0
Geo | 0 | 0 | 0 | 0 | 0 | 0
H | 0 | 0 | 0 | 0 | 0 | 0
LFG | 0 | 0 | 0 | 0 | 0 | 0
Nuc | 0 | 0 | 0 | 0 | 0 | 0
PS | 0 | 0 | 0 | 0 | 0 | 0
PV | 0 | 0 | 0 | 0 | 0 | 0
PeakG | 0 | 0 | 0 | 0 | 0 | 0
PeakO | 0 | 0 | 0 | 0 | 0 | 0
ST | 0 | 0 | 0 | 0 | 0 | 0
STOG | 0 | 0 | 0 | 0 | 0 | 0
STWD | 0 | 0 | 0 | 0 | 0 | 0
WT | 0 | 0 | 0 | 0 | 0 | 0
IGCC | 0 | 0 | 0 | 0 | 0 | 0
DemandResponse | 0 | 0 | 0 | 0 | 0 | 0
IGCC-CCS | 0 | 0 | 0 | 0 | 0 | 0
WT_off | 0 | 0 | 0 | 0 | 0 | 0
PseudoUnit | 0 | 0 | 0 | 0 | 0 | 0
FixedInterchange | 0 | 0 | 0 | 0 | 0 | 0
Emission Cost by Reporting Type: NYISO_G-I
ReportingType | 2015 | 2020 | 2025 | 2030 | 2035 | 2040
BM | 0 | 0 | 0 | 0 | 0 | 0
CC | 0 | 0 | 0 | 0 | 0 | 0
CSP | 0 | 0 | 0 | 0 | 0 | 0
CT | 0 | 0 | 0 | 0 | 0 | 0
Coal | 0 | 0 | 0 | 0 | 0 | 0
Geo | 0 | 0 | 0 | 0 | 0 | 0
H | 0 | 0 | 0 | 0 | 0 | 0
LFG | 0 | 0 | 0 | 0 | 0 | 0
Nuc | 0 | 0 | 0 | 0 | 0 | 0
PS | 0 | 0 | 0 | 0 | 0 | 0
PV | 0 | 0 | 0 | 0 | 0 | 0
PeakG | 0 | 0 | 0 | 0 | 0 | 0
PeakO | 0 | 0 | 0 | 0 | 0 | 0
ST | 0 | 0 | 0 | 0 | 0 | 0
STOG | 0 | 0 | 0 | 0 | 0 | 0
STWD | 0 | 0 | 0 | 0 | 0 | 0
WT | 0 | 0 | 0 | 0 | 0 | 0
IGCC | 0 | 0 | 0 | 0 | 0 | 0
DemandResponse | 0 | 0 | 0 | 0 | 0 | 0
IGCC-CCS | 0 | 0 | 0 | 0 | 0 | 0
WT_off | 0 | 0 | 0 | 0 | 0 | 0
PseudoUnit | 0 | 0 | 0 | 0 | 0 | 0
FixedInterchange | 0 | 0 | 0 | 0 | 0 | 0
Emission Cost by Reporting Type: NYISO_J-K
ReportingType | 2015 | 2020 | 2025 | 2030 | 2035 | 2040
BM | 0 | 0 | 0 | 0 | 0 | 0
CC | 0 | 0 | 0 | 0 | 0 | 0
CSP | 0 | 0 | 0 | 0 | 0 | 0
CT | 0 | 0 | 0 | 0 | 0 | 0
Coal | 0 | 0 | 0 | 0 | 0 | 0
Geo | 0 | 0 | 0 | 0 | 0 | 0
H | 0 | 0 | 0 | 0 | 0 | 0
LFG | 0 | 0 | 0 | 0 | 0 | 0
Nuc | 0 | 0 | 0 | 0 | 0 | 0
PS | 0 | 0 | 0 | 0 | 0 | 0
PV | 0 | 0 | 0 | 0 | 0 | 0
PeakG | 0 | 0 | 0 | 0 | 0 | 0
PeakO | 0 | 0 | 0 | 0 | 0 | 0
ST | 0 | 0 | 0 | 0 | 0 | 0
STOG | 0 | 0 | 0 | 0 | 0 | 0
STWD | 0 | 0 | 0 | 0 | 0 | 0
WT | 0 | 0 | 0 | 0 | 0 | 0
IGCC | 0 | 0 | 0 | 0 | 0 | 0
DemandResponse | 0 | 0 | 0 | 0 | 0 | 0
IGCC-CCS | 0 | 0 | 0 | 0 | 0 | 0
WT_off | 0 | 0 | 0 | 0 | 0 | 0
PseudoUnit | 0 | 0 | 0 | 0 | 0 | 0
FixedInterchange | 0 | 0 | 0 | 0 | 0 | 0
Emission Cost by Reporting Type: PJM_E
ReportingType | 2015 | 2020 | 2025 | 2030 | 2035 | 2040
BM | 0 | 0 | 0 | 0 | 0 | 0
CC | 0 | 0 | 0 | 0 | 0 | 0
CSP | 0 | 0 | 0 | 0 | 0 | 0
CT | 0 | 0 | 0 | 0 | 0 | 0
Coal | 0 | 0 | 0 | 0 | 0 | 0
Geo | 0 | 0 | 0 | 0 | 0 | 0
H | 0 | 0 | 0 | 0 | 0 | 0
LFG | 0 | 0 | 0 | 0 | 0 | 0
Nuc | 0 | 0 | 0 | 0 | 0 | 0
PS | 0 | 0 | 0 | 0 | 0 | 0
PV | 0 | 0 | 0 | 0 | 0 | 0
PeakG | 0 | 0 | 0 | 0 | 0 | 0
PeakO | 0 | 0 | 0 | 0 | 0 | 0
ST | 0 | 0 | 0 | 0 | 0 | 0
STOG | 0 | 0 | 0 | 0 | 0 | 0
STWD | 0 | 0 | 0 | 0 | 0 | 0
WT | 0 | 0 | 0 | 0 | 0 | 0
IGCC | 0 | 0 | 0 | 0 | 0 | 0
DemandResponse | 0 | 0 | 0 | 0 | 0 | 0
IGCC-CCS | 0 | 0 | 0 | 0 | 0 | 0
WT_off | 0 | 0 | 0 | 0 | 0 | 0
PseudoUnit | 0 | 0 | 0 | 0 | 0 | 0
FixedInterchange | 0 | 0 | 0 | 0 | 0 | 0
Emission Cost by Reporting Type: PJM_ROM
ReportingType | 2015 | 2020 | 2025 | 2030 | 2035 | 2040
BM | 0 | 0 | 0 | 0 | 0 | 0
CC | 0 | 0 | 0 | 0 | 0 | 0
CSP | 0 | 0 | 0 | 0 | 0 | 0
CT | 0 | 0 | 0 | 0 | 0 | 0
Coal | 0 | 0 | 0 | 0 | 0 | 0
Geo | 0 | 0 | 0 | 0 | 0 | 0
H | 0 | 0 | 0 | 0 | 0 | 0
LFG | 0 | 0 | 0 | 0 | 0 | 0
Nuc | 0 | 0 | 0 | 0 | 0 | 0
PS | 0 | 0 | 0 | 0 | 0 | 0
PV | 0 | 0 | 0 | 0 | 0 | 0
PeakG | 0 | 0 | 0 | 0 | 0 | 0
PeakO | 0 | 0 | 0 | 0 | 0 | 0
ST | 0 | 0 | 0 | 0 | 0 | 0
STOG | 0 | 0 | 0 | 0 | 0 | 0
STWD | 0 | 0 | 0 | 0 | 0 | 0
WT | 0 | 0 | 0 | 0 | 0 | 0
IGCC | 0 | 0 | 0 | 0 | 0 | 0
DemandResponse | 0 | 0 | 0 | 0 | 0 | 0
IGCC-CCS | 0 | 0 | 0 | 0 | 0 | 0
WT_off | 0 | 0 | 0 | 0 | 0 | 0
PseudoUnit | 0 | 0 | 0 | 0 | 0 | 0
FixedInterchange | 0 | 0 | 0 | 0 | 0 | 0
Emission Cost by Reporting Type: PJM_ROR
ReportingType | 2015 | 2020 | 2025 | 2030 | 2035 | 2040
BM | 0 | 0 | 0 | 0 | 0 | 0
CC | 0 | 0 | 0 | 0 | 0 | 0
CSP | 0 | 0 | 0 | 0 | 0 | 0
CT | 0 | 0 | 0 | 0 | 0 | 0
Coal | 0 | 0 | 0 | 0 | 0 | 0
Geo | 0 | 0 | 0 | 0 | 0 | 0
H | 0 | 0 | 0 | 0 | 0 | 0
LFG | 0 | 0 | 0 | 0 | 0 | 0
Nuc | 0 | 0 | 0 | 0 | 0 | 0
PS | 0 | 0 | 0 | 0 | 0 | 0
PV | 0 | 0 | 0 | 0 | 0 | 0
PeakG | 0 | 0 | 0 | 0 | 0 | 0
PeakO | 0 | 0 | 0 | 0 | 0 | 0
ST | 0 | 0 | 0 | 0 | 0 | 0
STOG | 0 | 0 | 0 | 0 | 0 | 0
STWD | 0 | 0 | 0 | 0 | 0 | 0
WT | 0 | 0 | 0 | 0 | 0 | 0
IGCC | 0 | 0 | 0 | 0 | 0 | 0
DemandResponse | 0 | 0 | 0 | 0 | 0 | 0
IGCC-CCS | 0 | 0 | 0 | 0 | 0 | 0
WT_off | 0 | 0 | 0 | 0 | 0 | 0
PseudoUnit | 0 | 0 | 0 | 0 | 0 | 0
FixedInterchange | 0 | 0 | 0 | 0 | 0 | 0
Emission Cost by Reporting Type: SOCO
ReportingType | 2015 | 2020 | 2025 | 2030 | 2035 | 2040
BM | 0 | 0 | 0 | 0 | 0 | 0
CC | 0 | 0 | 0 | 0 | 0 | 0
CSP | 0 | 0 | 0 | 0 | 0 | 0
CT | 0 | 0 | 0 | 0 | 0 | 0
Coal | 0 | 0 | 0 | 0 | 0 | 0
Geo | 0 | 0 | 0 | 0 | 0 | 0
H | 0 | 0 | 0 | 0 | 0 | 0
LFG | 0 | 0 | 0 | 0 | 0 | 0
Nuc | 0 | 0 | 0 | 0 | 0 | 0
PS | 0 | 0 | 0 | 0 | 0 | 0
PV | 0 | 0 | 0 | 0 | 0 | 0
PeakG | 0 | 0 | 0 | 0 | 0 | 0
PeakO | 0 | 0 | 0 | 0 | 0 | 0
ST | 0 | 0 | 0 | 0 | 0 | 0
STOG | 0 | 0 | 0 | 0 | 0 | 0
STWD | 0 | 0 | 0 | 0 | 0 | 0
WT | 0 | 0 | 0 | 0 | 0 | 0
IGCC | 0 | 0 | 0 | 0 | 0 | 0
DemandResponse | 0 | 0 | 0 | 0 | 0 | 0
IGCC-CCS | 0 | 0 | 0 | 0 | 0 | 0
WT_off | 0 | 0 | 0 | 0 | 0 | 0
PseudoUnit | 0 | 0 | 0 | 0 | 0 | 0
FixedInterchange | 0 | 0 | 0 | 0 | 0 | 0
Emission Cost by Reporting Type: SPP_N
ReportingType | 2015 | 2020 | 2025 | 2030 | 2035 | 2040
BM | 0 | 0 | 0 | 0 | 0 | 0
CC | 0 | 0 | 0 | 0 | 0 | 0
CSP | 0 | 0 | 0 | 0 | 0 | 0
CT | 0 | 0 | 0 | 0 | 0 | 0
Coal | 0 | 0 | 0 | 0 | 0 | 0
Geo | 0 | 0 | 0 | 0 | 0 | 0
H | 0 | 0 | 0 | 0 | 0 | 0
LFG | 0 | 0 | 0 | 0 | 0 | 0
Nuc | 0 | 0 | 0 | 0 | 0 | 0
PS | 0 | 0 | 0 | 0 | 0 | 0
PV | 0 | 0 | 0 | 0 | 0 | 0
PeakG | 0 | 0 | 0 | 0 | 0 | 0
PeakO | 0 | 0 | 0 | 0 | 0 | 0
ST | 0 | 0 | 0 | 0 | 0 | 0
STOG | 0 | 0 | 0 | 0 | 0 | 0
STWD | 0 | 0 | 0 | 0 | 0 | 0
WT | 0 | 0 | 0 | 0 | 0 | 0
IGCC | 0 | 0 | 0 | 0 | 0 | 0
DemandResponse | 0 | 0 | 0 | 0 | 0 | 0
IGCC-CCS | 0 | 0 | 0 | 0 | 0 | 0
WT_off | 0 | 0 | 0 | 0 | 0 | 0
PseudoUnit | 0 | 0 | 0 | 0 | 0 | 0
FixedInterchange | 0 | 0 | 0 | 0 | 0 | 0
Emission Cost by Reporting Type: SPP_S
ReportingType | 2015 | 2020 | 2025 | 2030 | 2035 | 2040
BM | 0 | 0 | 0 | 0 | 0 | 0
CC | 0 | 0 | 0 | 0 | 0 | 0
CSP | 0 | 0 | 0 | 0 | 0 | 0
CT | 0 | 0 | 0 | 0 | 0 | 0
Coal | 0 | 0 | 0 | 0 | 0 | 0
Geo | 0 | 0 | 0 | 0 | 0 | 0
H | 0 | 0 | 0 | 0 | 0 | 0
LFG | 0 | 0 | 0 | 0 | 0 | 0
Nuc | 0 | 0 | 0 | 0 | 0 | 0
PS | 0 | 0 | 0 | 0 | 0 | 0
PV | 0 | 0 | 0 | 0 | 0 | 0
PeakG | 0 | 0 | 0 | 0 | 0 | 0
PeakO | 0 | 0 | 0 | 0 | 0 | 0
ST | 0 | 0 | 0 | 0 | 0 | 0
STOG | 0 | 0 | 0 | 0 | 0 | 0
STWD | 0 | 0 | 0 | 0 | 0 | 0
WT | 0 | 0 | 0 | 0 | 0 | 0
IGCC | 0 | 0 | 0 | 0 | 0 | 0
DemandResponse | 0 | 0 | 0 | 0 | 0 | 0
IGCC-CCS | 0 | 0 | 0 | 0 | 0 | 0
WT_off | 0 | 0 | 0 | 0 | 0 | 0
PseudoUnit | 0 | 0 | 0 | 0 | 0 | 0
FixedInterchange | 0 | 0 | 0 | 0 | 0 | 0
Emission Cost by Reporting Type: TVA
ReportingType | 2015 | 2020 | 2025 | 2030 | 2035 | 2040
BM | 0 | 0 | 0 | 0 | 0 | 0
CC | 0 | 0 | 0 | 0 | 0 | 0
CSP | 0 | 0 | 0 | 0 | 0 | 0
CT | 0 | 0 | 0 | 0 | 0 | 0
Coal | 0 | 0 | 0 | 0 | 0 | 0
Geo | 0 | 0 | 0 | 0 | 0 | 0
H | 0 | 0 | 0 | 0 | 0 | 0
LFG | 0 | 0 | 0 | 0 | 0 | 0
Nuc | 0 | 0 | 0 | 0 | 0 | 0
PS | 0 | 0 | 0 | 0 | 0 | 0
PV | 0 | 0 | 0 | 0 | 0 | 0
PeakG | 0 | 0 | 0 | 0 | 0 | 0
PeakO | 0 | 0 | 0 | 0 | 0 | 0
ST | 0 | 0 | 0 | 0 | 0 | 0
STOG | 0 | 0 | 0 | 0 | 0 | 0
STWD | 0 | 0 | 0 | 0 | 0 | 0
WT | 0 | 0 | 0 | 0 | 0 | 0
IGCC | 0 | 0 | 0 | 0 | 0 | 0
DemandResponse | 0 | 0 | 0 | 0 | 0 | 0
IGCC-CCS | 0 | 0 | 0 | 0 | 0 | 0
WT_off | 0 | 0 | 0 | 0 | 0 | 0
PseudoUnit | 0 | 0 | 0 | 0 | 0 | 0
FixedInterchange | 0 | 0 | 0 | 0 | 0 | 0
Emission Cost by Reporting Type: TVA_Transmission
ReportingType | 2015 | 2020 | 2025 | 2030 | 2035 | 2040
BM | 0 | 0 | 0 | 0 | 0 | 0
CC | 0 | 0 | 0 | 0 | 0 | 0
CSP | 0 | 0 | 0 | 0 | 0 | 0
CT | 0 | 0 | 0 | 0 | 0 | 0
Coal | 0 | 0 | 0 | 0 | 0 | 0
Geo | 0 | 0 | 0 | 0 | 0 | 0
H | 0 | 0 | 0 | 0 | 0 | 0
LFG | 0 | 0 | 0 | 0 | 0 | 0
Nuc | 0 | 0 | 0 | 0 | 0 | 0
PS | 0 | 0 | 0 | 0 | 0 | 0
PV | 0 | 0 | 0 | 0 | 0 | 0
PeakG | 0 | 0 | 0 | 0 | 0 | 0
PeakO | 0 | 0 | 0 | 0 | 0 | 0
ST | 0 | 0 | 0 | 0 | 0 | 0
STOG | 0 | 0 | 0 | 0 | 0 | 0
STWD | 0 | 0 | 0 | 0 | 0 | 0
WT | 0 | 0 | 0 | 0 | 0 | 0
IGCC | 0 | 0 | 0 | 0 | 0 | 0
DemandResponse | 0 | 0 | 0 | 0 | 0 | 0
IGCC-CCS | 0 | 0 | 0 | 0 | 0 | 0
WT_off | 0 | 0 | 0 | 0 | 0 | 0
PseudoUnit | 0 | 0 | 0 | 0 | 0 | 0
FixedInterchange | 0 | 0 | 0 | 0 | 0 | 0
Emission Cost by Reporting Type: VACAR
ReportingType | 2015 | 2020 | 2025 | 2030 | 2035 | 2040
BM | 0 | 0 | 0 | 0 | 0 | 0
CC | 0 | 0 | 0 | 0 | 0 | 0
CSP | 0 | 0 | 0 | 0 | 0 | 0
CT | 0 | 0 | 0 | 0 | 0 | 0
Coal | 0 | 0 | 0 | 0 | 0 | 0
Geo | 0 | 0 | 0 | 0 | 0 | 0
H | 0 | 0 | 0 | 0 | 0 | 0
LFG | 0 | 0 | 0 | 0 | 0 | 0
Nuc | 0 | 0 | 0 | 0 | 0 | 0
PS | 0 | 0 | 0 | 0 | 0 | 0
PV | 0 | 0 | 0 | 0 | 0 | 0
PeakG | 0 | 0 | 0 | 0 | 0 | 0
PeakO | 0 | 0 | 0 | 0 | 0 | 0
ST | 0 | 0 | 0 | 0 | 0 | 0
STOG | 0 | 0 | 0 | 0 | 0 | 0
STWD | 0 | 0 | 0 | 0 | 0 | 0
WT | 0 | 0 | 0 | 0 | 0 | 0
IGCC | 0 | 0 | 0 | 0 | 0 | 0
DemandResponse | 0 | 0 | 0 | 0 | 0 | 0
IGCC-CCS | 0 | 0 | 0 | 0 | 0 | 0
WT_off | 0 | 0 | 0 | 0 | 0 | 0
PseudoUnit | 0 | 0 | 0 | 0 | 0 | 0
FixedInterchange | 0 | 0 | 0 | 0 | 0 | 0
Emission Cost by Reporting Type: IESO
ReportingType | 2015 | 2020 | 2025 | 2030 | 2035 | 2040
BM | 0 | 0 | 0 | 0 | 0 | 0
CC | 0 | 0 | 0 | 0 | 0 | 0
CSP | 0 | 0 | 0 | 0 | 0 | 0
CT | 0 | 0 | 0 | 0 | 0 | 0
Coal | 0 | 0 | 0 | 0 | 0 | 0
Geo | 0 | 0 | 0 | 0 | 0 | 0
H | 0 | 0 | 0 | 0 | 0 | 0
LFG | 0 | 0 | 0 | 0 | 0 | 0
Nuc | 0 | 0 | 0 | 0 | 0 | 0
PS | 0 | 0 | 0 | 0 | 0 | 0
PV | 0 | 0 | 0 | 0 | 0 | 0
PeakG | 0 | 0 | 0 | 0 | 0 | 0
PeakO | 0 | 0 | 0 | 0 | 0 | 0
ST | 0 | 0 | 0 | 0 | 0 | 0
STOG | 0 | 0 | 0 | 0 | 0 | 0
STWD | 0 | 0 | 0 | 0 | 0 | 0
WT | 0 | 0 | 0 | 0 | 0 | 0
IGCC | 0 | 0 | 0 | 0 | 0 | 0
DemandResponse | 0 | 0 | 0 | 0 | 0 | 0
IGCC-CCS | 0 | 0 | 0 | 0 | 0 | 0
WT_off | 0 | 0 | 0 | 0 | 0 | 0
PseudoUnit | 0 | 0 | 0 | 0 | 0 | 0
FixedInterchange | 0 | 0 | 0 | 0 | 0 | 0
Emission Cost by Reporting Type: MAPP_CA
ReportingType | 2015 | 2020 | 2025 | 2030 | 2035 | 2040
BM | 0 | 0 | 0 | 0 | 0 | 0
CC | 0 | 0 | 0 | 0 | 0 | 0
CSP | 0 | 0 | 0 | 0 | 0 | 0
CT | 0 | 0 | 0 | 0 | 0 | 0
Coal | 0 | 0 | 0 | 0 | 0 | 0
Geo | 0 | 0 | 0 | 0 | 0 | 0
H | 0 | 0 | 0 | 0 | 0 | 0
LFG | 0 | 0 | 0 | 0 | 0 | 0
Nuc | 0 | 0 | 0 | 0 | 0 | 0
PS | 0 | 0 | 0 | 0 | 0 | 0
PV | 0 | 0 | 0 | 0 | 0 | 0
PeakG | 0 | 0 | 0 | 0 | 0 | 0
PeakO | 0 | 0 | 0 | 0 | 0 | 0
ST | 0 | 0 | 0 | 0 | 0 | 0
STOG | 0 | 0 | 0 | 0 | 0 | 0
STWD | 0 | 0 | 0 | 0 | 0 | 0
WT | 0 | 0 | 0 | 0 | 0 | 0
IGCC | 0 | 0 | 0 | 0 | 0 | 0
DemandResponse | 0 | 0 | 0 | 0 | 0 | 0
IGCC-CCS | 0 | 0 | 0 | 0 | 0 | 0
WT_off | 0 | 0 | 0 | 0 | 0 | 0
PseudoUnit | 0 | 0 | 0 | 0 | 0 | 0
FixedInterchange | 0 | 0 | 0 | 0 | 0 | 0
Emission Cost by Reporting Type: AZ_NM_SNV_Coal
ReportingType | 2015 | 2020 | 2025 | 2030 | 2035 | 2040
BM | 0 | 0 | 0 | 0 | 0 | 0
CC | 0 | 0 | 0 | 0 | 0 | 0
CSP | 0 | 0 | 0 | 0 | 0 | 0
CT | 0 | 0 | 0 | 0 | 0 | 0
Coal | 0 | 0 | 0 | 0 | 0 | 0
Geo | 0 | 0 | 0 | 0 | 0 | 0
H | 0 | 0 | 0 | 0 | 0 | 0
LFG | 0 | 0 | 0 | 0 | 0 | 0
Nuc | 0 | 0 | 0 | 0 | 0 | 0
PS | 0 | 0 | 0 | 0 | 0 | 0
PV | 0 | 0 | 0 | 0 | 0 | 0
PeakG | 0 | 0 | 0 | 0 | 0 | 0
PeakO | 0 | 0 | 0 | 0 | 0 | 0
ST | 0 | 0 | 0 | 0 | 0 | 0
STOG | 0 | 0 | 0 | 0 | 0 | 0
STWD | 0 | 0 | 0 | 0 | 0 | 0
WT | 0 | 0 | 0 | 0 | 0 | 0
IGCC | 0 | 0 | 0 | 0 | 0 | 0
DemandResponse | 0 | 0 | 0 | 0 | 0 | 0
IGCC-CCS | 0 | 0 | 0 | 0 | 0 | 0
WT_off | 0 | 0 | 0 | 0 | 0 | 0
PseudoUnit | 0 | 0 | 0 | 0 | 0 | 0
FixedInterchange | 0 | 0 | 0 | 0 | 0 | 0
Emission Cost by Reporting Type: AZ_NM_SNV_Gas
ReportingType | 2015 | 2020 | 2025 | 2030 | 2035 | 2040
BM | 0 | 0 | 0 | 0 | 0 | 0
CC | 0 | 0 | 0 | 0 | 0 | 0
CSP | 0 | 0 | 0 | 0 | 0 | 0
CT | 0 | 0 | 0 | 0 | 0 | 0
Coal | 0 | 0 | 0 | 0 | 0 | 0
Geo | 0 | 0 | 0 | 0 | 0 | 0
H | 0 | 0 | 0 | 0 | 0 | 0
LFG | 0 | 0 | 0 | 0 | 0 | 0
Nuc | 0 | 0 | 0 | 0 | 0 | 0
PS | 0 | 0 | 0 | 0 | 0 | 0
PV | 0 | 0 | 0 | 0 | 0 | 0
PeakG | 0 | 0 | 0 | 0 | 0 | 0
PeakO | 0 | 0 | 0 | 0 | 0 | 0
ST | 0 | 0 | 0 | 0 | 0 | 0
STOG | 0 | 0 | 0 | 0 | 0 | 0
STWD | 0 | 0 | 0 | 0 | 0 | 0
WT | 0 | 0 | 0 | 0 | 0 | 0
IGCC | 0 | 0 | 0 | 0 | 0 | 0
DemandResponse | 0 | 0 | 0 | 0 | 0 | 0
IGCC-CCS | 0 | 0 | 0 | 0 | 0 | 0
WT_off | 0 | 0 | 0 | 0 | 0 | 0
PseudoUnit | 0 | 0 | 0 | 0 | 0 | 0
FixedInterchange | 0 | 0 | 0 | 0 | 0 | 0
Emission Cost by Reporting Type: AZ_NM_SNV_NucRenew
ReportingType | 2015 | 2020 | 2025 | 2030 | 2035 | 2040
BM | 0 | 0 | 0 | 0 | 0 | 0
CC | 0 | 0 | 0 | 0 | 0 | 0
CSP | 0 | 0 | 0 | 0 | 0 | 0
CT | 0 | 0 | 0 | 0 | 0 | 0
Coal | 0 | 0 | 0 | 0 | 0 | 0
Geo | 0 | 0 | 0 | 0 | 0 | 0
H | 0 | 0 | 0 | 0 | 0 | 0
LFG | 0 | 0 | 0 | 0 | 0 | 0
Nuc | 0 | 0 | 0 | 0 | 0 | 0
PS | 0 | 0 | 0 | 0 | 0 | 0
PV | 0 | 0 | 0 | 0 | 0 | 0
PeakG | 0 | 0 | 0 | 0 | 0 | 0
PeakO | 0 | 0 | 0 | 0 | 0 | 0
ST | 0 | 0 | 0 | 0 | 0 | 0
STOG | 0 | 0 | 0 | 0 | 0 | 0
STWD | 0 | 0 | 0 | 0 | 0 | 0
WT | 0 | 0 | 0 | 0 | 0 | 0
IGCC | 0 | 0 | 0 | 0 | 0 | 0
DemandResponse | 0 | 0 | 0 | 0 | 0 | 0
IGCC-CCS | 0 | 0 | 0 | 0 | 0 | 0
WT_off | 0 | 0 | 0 | 0 | 0 | 0
PseudoUnit | 0 | 0 | 0 | 0 | 0 | 0
FixedInterchange | 0 | 0 | 0 | 0 | 0 | 0
Emission Cost by Reporting Type: ERCOT
ReportingType | 2015 | 2020 | 2025 | 2030 | 2035 | 2040
BM | 0 | 0 | 0 | 0 | 0 | 0
CC | 0 | 0 | 0 | 0 | 0 | 0
CSP | 0 | 0 | 0 | 0 | 0 | 0
CT | 0 | 0 | 0 | 0 | 0 | 0
Coal | 0 | 0 | 0 | 0 | 0 | 0
Geo | 0 | 0 | 0 | 0 | 0 | 0
H | 0 | 0 | 0 | 0 | 0 | 0
LFG | 0 | 0 | 0 | 0 | 0 | 0
Nuc | 0 | 0 | 0 | 0 | 0 | 0
PS | 0 | 0 | 0 | 0 | 0 | 0
PV | 0 | 0 | 0 | 0 | 0 | 0
PeakG | 0 | 0 | 0 | 0 | 0 | 0
PeakO | 0 | 0 | 0 | 0 | 0 | 0
ST | 0 | 0 | 0 | 0 | 0 | 0
STOG | 0 | 0 | 0 | 0 | 0 | 0
STWD | 0 | 0 | 0 | 0 | 0 | 0
WT | 0 | 0 | 0 | 0 | 0 | 0
IGCC | 0 | 0 | 0 | 0 | 0 | 0
DemandResponse | 0 | 0 | 0 | 0 | 0 | 0
IGCC-CCS | 0 | 0 | 0 | 0 | 0 | 0
WT_off | 0 | 0 | 0 | 0 | 0 | 0
PseudoUnit | 0 | 0 | 0 | 0 | 0 | 0
FixedInterchange | 0 | 0 | 0 | 0 | 0 | 0
Emission Cost by Reporting Type: NP15
ReportingType | 2015 | 2020 | 2025 | 2030 | 2035 | 2040
BM | 0 | 0 | 0 | 0 | 0 | 0
CC | 0 | 0 | 0 | 0 | 0 | 0
CSP | 0 | 0 | 0 | 0 | 0 | 0
CT | 0 | 0 | 0 | 0 | 0 | 0
Coal | 0 | 0 | 0 | 0 | 0 | 0
Geo | 0 | 0 | 0 | 0 | 0 | 0
H | 0 | 0 | 0 | 0 | 0 | 0
LFG | 0 | 0 | 0 | 0 | 0 | 0
Nuc | 0 | 0 | 0 | 0 | 0 | 0
PS | 0 | 0 | 0 | 0 | 0 | 0
PV | 0 | 0 | 0 | 0 | 0 | 0
PeakG | 0 | 0 | 0 | 0 | 0 | 0
PeakO | 0 | 0 | 0 | 0 | 0 | 0
ST | 0 | 0 | 0 | 0 | 0 | 0
STOG | 0 | 0 | 0 | 0 | 0 | 0
STWD | 0 | 0 | 0 | 0 | 0 | 0
WT | 0 | 0 | 0 | 0 | 0 | 0
IGCC | 0 | 0 | 0 | 0 | 0 | 0
DemandResponse | 0 | 0 | 0 | 0 | 0 | 0
IGCC-CCS | 0 | 0 | 0 | 0 | 0 | 0
WT_off | 0 | 0 | 0 | 0 | 0 | 0
PseudoUnit | 0 | 0 | 0 | 0 | 0 | 0
FixedInterchange | 0 | 0 | 0 | 0 | 0 | 0
Emission Cost by Reporting Type: NWPP_Coal
ReportingType | 2015 | 2020 | 2025 | 2030 | 2035 | 2040
BM | 0 | 0 | 0 | 0 | 0 | 0
CC | 0 | 0 | 0 | 0 | 0 | 0
CSP | 0 | 0 | 0 | 0 | 0 | 0
CT | 0 | 0 | 0 | 0 | 0 | 0
Coal | 0 | 0 | 0 | 0 | 0 | 0
Geo | 0 | 0 | 0 | 0 | 0 | 0
H | 0 | 0 | 0 | 0 | 0 | 0
LFG | 0 | 0 | 0 | 0 | 0 | 0
Nuc | 0 | 0 | 0 | 0 | 0 | 0
PS | 0 | 0 | 0 | 0 | 0 | 0
PV | 0 | 0 | 0 | 0 | 0 | 0
PeakG | 0 | 0 | 0 | 0 | 0 | 0
PeakO | 0 | 0 | 0 | 0 | 0 | 0
ST | 0 | 0 | 0 | 0 | 0 | 0
STOG | 0 | 0 | 0 | 0 | 0 | 0
STWD | 0 | 0 | 0 | 0 | 0 | 0
WT | 0 | 0 | 0 | 0 | 0 | 0
IGCC | 0 | 0 | 0 | 0 | 0 | 0
DemandResponse | 0 | 0 | 0 | 0 | 0 | 0
IGCC-CCS | 0 | 0 | 0 | 0 | 0 | 0
WT_off | 0 | 0 | 0 | 0 | 0 | 0
PseudoUnit | 0 | 0 | 0 | 0 | 0 | 0
FixedInterchange | 0 | 0 | 0 | 0 | 0 | 0
Emission Cost by Reporting Type: NWPP_Gas
ReportingType | 2015 | 2020 | 2025 | 2030 | 2035 | 2040
BM | 0 | 0 | 0 | 0 | 0 | 0
CC | 0 | 0 | 0 | 0 | 0 | 0
CSP | 0 | 0 | 0 | 0 | 0 | 0
CT | 0 | 0 | 0 | 0 | 0 | 0
Coal | 0 | 0 | 0 | 0 | 0 | 0
Geo | 0 | 0 | 0 | 0 | 0 | 0
H | 0 | 0 | 0 | 0 | 0 | 0
LFG | 0 | 0 | 0 | 0 | 0 | 0
Nuc | 0 | 0 | 0 | 0 | 0 | 0
PS | 0 | 0 | 0 | 0 | 0 | 0
PV | 0 | 0 | 0 | 0 | 0 | 0
PeakG | 0 | 0 | 0 | 0 | 0 | 0
PeakO | 0 | 0 | 0 | 0 | 0 | 0
ST | 0 | 0 | 0 | 0 | 0 | 0
STOG | 0 | 0 | 0 | 0 | 0 | 0
STWD | 0 | 0 | 0 | 0 | 0 | 0
WT | 0 | 0 | 0 | 0 | 0 | 0
IGCC | 0 | 0 | 0 | 0 | 0 | 0
DemandResponse | 0 | 0 | 0 | 0 | 0 | 0
IGCC-CCS | 0 | 0 | 0 | 0 | 0 | 0
WT_off | 0 | 0 | 0 | 0 | 0 | 0
PseudoUnit | 0 | 0 | 0 | 0 | 0 | 0
FixedInterchange | 0 | 0 | 0 | 0 | 0 | 0
Emission Cost by Reporting Type: NWPP_NucRenew
ReportingType | 2015 | 2020 | 2025 | 2030 | 2035 | 2040
BM | 0 | 0 | 0 | 0 | 0 | 0
CC | 0 | 0 | 0 | 0 | 0 | 0
CSP | 0 | 0 | 0 | 0 | 0 | 0
CT | 0 | 0 | 0 | 0 | 0 | 0
Coal | 0 | 0 | 0 | 0 | 0 | 0
Geo | 0 | 0 | 0 | 0 | 0 | 0
H | 0 | 0 | 0 | 0 | 0 | 0
LFG | 0 | 0 | 0 | 0 | 0 | 0
Nuc | 0 | 0 | 0 | 0 | 0 | 0
PS | 0 | 0 | 0 | 0 | 0 | 0
PV | 0 | 0 | 0 | 0 | 0 | 0
PeakG | 0 | 0 | 0 | 0 | 0 | 0
PeakO | 0 | 0 | 0 | 0 | 0 | 0
ST | 0 | 0 | 0 | 0 | 0 | 0
STOG | 0 | 0 | 0 | 0 | 0 | 0
STWD | 0 | 0 | 0 | 0 | 0 | 0
WT | 0 | 0 | 0 | 0 | 0 | 0
IGCC | 0 | 0 | 0 | 0 | 0 | 0
DemandResponse | 0 | 0 | 0 | 0 | 0 | 0
IGCC-CCS | 0 | 0 | 0 | 0 | 0 | 0
WT_off | 0 | 0 | 0 | 0 | 0 | 0
PseudoUnit | 0 | 0 | 0 | 0 | 0 | 0
FixedInterchange | 0 | 0 | 0 | 0 | 0 | 0
Emission Cost by Reporting Type: RMPA
ReportingType | 2015 | 2020 | 2025 | 2030 | 2035 | 2040
BM | 0 | 0 | 0 | 0 | 0 | 0
CC | 0 | 0 | 0 | 0 | 0 | 0
CSP | 0 | 0 | 0 | 0 | 0 | 0
CT | 0 | 0 | 0 | 0 | 0 | 0
Coal | 0 | 0 | 0 | 0 | 0 | 0
Geo | 0 | 0 | 0 | 0 | 0 | 0
H | 0 | 0 | 0 | 0 | 0 | 0
LFG | 0 | 0 | 0 | 0 | 0 | 0
Nuc | 0 | 0 | 0 | 0 | 0 | 0
PS | 0 | 0 | 0 | 0 | 0 | 0
PV | 0 | 0 | 0 | 0 | 0 | 0
PeakG | 0 | 0 | 0 | 0 | 0 | 0
PeakO | 0 | 0 | 0 | 0 | 0 | 0
ST | 0 | 0 | 0 | 0 | 0 | 0
STOG | 0 | 0 | 0 | 0 | 0 | 0
STWD | 0 | 0 | 0 | 0 | 0 | 0
WT | 0 | 0 | 0 | 0 | 0 | 0
IGCC | 0 | 0 | 0 | 0 | 0 | 0
DemandResponse | 0 | 0 | 0 | 0 | 0 | 0
IGCC-CCS | 0 | 0 | 0 | 0 | 0 | 0
WT_off | 0 | 0 | 0 | 0 | 0 | 0
PseudoUnit | 0 | 0 | 0 | 0 | 0 | 0
FixedInterchange | 0 | 0 | 0 | 0 | 0 | 0
Emission Cost by Reporting Type: SP15
ReportingType | 2015 | 2020 | 2025 | 2030 | 2035 | 2040
BM | 0 | 0 | 0 | 0 | 0 | 0
CC | 0 | 0 | 0 | 0 | 0 | 0
CSP | 0 | 0 | 0 | 0 | 0 | 0
CT | 0 | 0 | 0 | 0 | 0 | 0
Coal | 0 | 0 | 0 | 0 | 0 | 0
Geo | 0 | 0 | 0 | 0 | 0 | 0
H | 0 | 0 | 0 | 0 | 0 | 0
LFG | 0 | 0 | 0 | 0 | 0 | 0
Nuc | 0 | 0 | 0 | 0 | 0 | 0
PS | 0 | 0 | 0 | 0 | 0 | 0
PV | 0 | 0 | 0 | 0 | 0 | 0
PeakG | 0 | 0 | 0 | 0 | 0 | 0
PeakO | 0 | 0 | 0 | 0 | 0 | 0
ST | 0 | 0 | 0 | 0 | 0 | 0
STOG | 0 | 0 | 0 | 0 | 0 | 0
STWD | 0 | 0 | 0 | 0 | 0 | 0
WT | 0 | 0 | 0 | 0 | 0 | 0
IGCC | 0 | 0 | 0 | 0 | 0 | 0
DemandResponse | 0 | 0 | 0 | 0 | 0 | 0
IGCC-CCS | 0 | 0 | 0 | 0 | 0 | 0
WT_off | 0 | 0 | 0 | 0 | 0 | 0
PseudoUnit | 0 | 0 | 0 | 0 | 0 | 0
FixedInterchange | 0 | 0 | 0 | 0 | 0 | 0
Emission Cost by Reporting Type: ALB
ReportingType | 2015 | 2020 | 2025 | 2030 | 2035 | 2040
BM | 0 | 0 | 0 | 0 | 0 | 0
CC | 0 | 0 | 0 | 0 | 0 | 0
CSP | 0 | 0 | 0 | 0 | 0 | 0
CT | 0 | 0 | 0 | 0 | 0 | 0
Coal | 0 | 0 | 0 | 0 | 0 | 0
Geo | 0 | 0 | 0 | 0 | 0 | 0
H | 0 | 0 | 0 | 0 | 0 | 0
LFG | 0 | 0 | 0 | 0 | 0 | 0
Nuc | 0 | 0 | 0 | 0 | 0 | 0
PS | 0 | 0 | 0 | 0 | 0 | 0
PV | 0 | 0 | 0 | 0 | 0 | 0
PeakG | 0 | 0 | 0 | 0 | 0 | 0
PeakO | 0 | 0 | 0 | 0 | 0 | 0
ST | 0 | 0 | 0 | 0 | 0 | 0
STOG | 0 | 0 | 0 | 0 | 0 | 0
STWD | 0 | 0 | 0 | 0 | 0 | 0
WT | 0 | 0 | 0 | 0 | 0 | 0
IGCC | 0 | 0 | 0 | 0 | 0 | 0
DemandResponse | 0 | 0 | 0 | 0 | 0 | 0
IGCC-CCS | 0 | 0 | 0 | 0 | 0 | 0
WT_off | 0 | 0 | 0 | 0 | 0 | 0
PseudoUnit | 0 | 0 | 0 | 0 | 0 | 0
FixedInterchange | 0 | 0 | 0 | 0 | 0 | 0
Emission Cost by Reporting Type: BC
ReportingType | 2015 | 2020 | 2025 | 2030 | 2035 | 2040
BM | 0 | 0 | 0 | 0 | 0 | 0
CC | 0 | 0 | 0 | 0 | 0 | 0
CSP | 0 | 0 | 0 | 0 | 0 | 0
CT | 0 | 0 | 0 | 0 | 0 | 0
Coal | 0 | 0 | 0 | 0 | 0 | 0
Geo | 0 | 0 | 0 | 0 | 0 | 0
H | 0 | 0 | 0 | 0 | 0 | 0
LFG | 0 | 0 | 0 | 0 | 0 | 0
Nuc | 0 | 0 | 0 | 0 | 0 | 0
PS | 0 | 0 | 0 | 0 | 0 | 0
PV | 0 | 0 | 0 | 0 | 0 | 0
PeakG | 0 | 0 | 0 | 0 | 0 | 0
PeakO | 0 | 0 | 0 | 0 | 0 | 0
ST | 0 | 0 | 0 | 0 | 0 | 0
STOG | 0 | 0 | 0 | 0 | 0 | 0
STWD | 0 | 0 | 0 | 0 | 0 | 0
WT | 0 | 0 | 0 | 0 | 0 | 0
IGCC | 0 | 0 | 0 | 0 | 0 | 0
DemandResponse | 0 | 0 | 0 | 0 | 0 | 0
IGCC-CCS | 0 | 0 | 0 | 0 | 0 | 0
WT_off | 0 | 0 | 0 | 0 | 0 | 0
PseudoUnit | 0 | 0 | 0 | 0 | 0 | 0
FixedInterchange | 0 | 0 | 0 | 0 | 0 | 0
Emission Cost by Reporting Type: HQ_IESO
ReportingType | 2015 | 2020 | 2025 | 2030 | 2035 | 2040
BM | 0 | 0 | 0 | 0 | 0 | 0
CC | 0 | 0 | 0 | 0 | 0 | 0
CSP | 0 | 0 | 0 | 0 | 0 | 0
CT | 0 | 0 | 0 | 0 | 0 | 0
Coal | 0 | 0 | 0 | 0 | 0 | 0
Geo | 0 | 0 | 0 | 0 | 0 | 0
H | 0 | 0 | 0 | 0 | 0 | 0
LFG | 0 | 0 | 0 | 0 | 0 | 0
Nuc | 0 | 0 | 0 | 0 | 0 | 0
PS | 0 | 0 | 0 | 0 | 0 | 0
PV | 0 | 0 | 0 | 0 | 0 | 0
PeakG | 0 | 0 | 0 | 0 | 0 | 0
PeakO | 0 | 0 | 0 | 0 | 0 | 0
ST | 0 | 0 | 0 | 0 | 0 | 0
STOG | 0 | 0 | 0 | 0 | 0 | 0
STWD | 0 | 0 | 0 | 0 | 0 | 0
WT | 0 | 0 | 0 | 0 | 0 | 0
IGCC | 0 | 0 | 0 | 0 | 0 | 0
DemandResponse | 0 | 0 | 0 | 0 | 0 | 0
IGCC-CCS | 0 | 0 | 0 | 0 | 0 | 0
WT_off | 0 | 0 | 0 | 0 | 0 | 0
PseudoUnit | 0 | 0 | 0 | 0 | 0 | 0
FixedInterchange | 0 | 0 | 0 | 0 | 0 | 0
Emission Cost by Reporting Type: HQ_NEISO
ReportingType | 2015 | 2020 | 2025 | 2030 | 2035 | 2040
BM | 0 | 0 | 0 | 0 | 0 | 0
CC | 0 | 0 | 0 | 0 | 0 | 0
CSP | 0 | 0 | 0 | 0 | 0 | 0
CT | 0 | 0 | 0 | 0 | 0 | 0
Coal | 0 | 0 | 0 | 0 | 0 | 0
Geo | 0 | 0 | 0 | 0 | 0 | 0
H | 0 | 0 | 0 | 0 | 0 | 0
LFG | 0 | 0 | 0 | 0 | 0 | 0
Nuc | 0 | 0 | 0 | 0 | 0 | 0
PS | 0 | 0 | 0 | 0 | 0 | 0
PV | 0 | 0 | 0 | 0 | 0 | 0
PeakG | 0 | 0 | 0 | 0 | 0 | 0
PeakO | 0 | 0 | 0 | 0 | 0 | 0
ST | 0 | 0 | 0 | 0 | 0 | 0
STOG | 0 | 0 | 0 | 0 | 0 | 0
STWD | 0 | 0 | 0 | 0 | 0 | 0
WT | 0 | 0 | 0 | 0 | 0 | 0
IGCC | 0 | 0 | 0 | 0 | 0 | 0
DemandResponse | 0 | 0 | 0 | 0 | 0 | 0
IGCC-CCS | 0 | 0 | 0 | 0 | 0 | 0
WT_off | 0 | 0 | 0 | 0 | 0 | 0
PseudoUnit | 0 | 0 | 0 | 0 | 0 | 0
FixedInterchange | 0 | 0 | 0 | 0 | 0 | 0
Emission Cost by Reporting Type: HQ_NY
ReportingType | 2015 | 2020 | 2025 | 2030 | 2035 | 2040
BM | 0 | 0 | 0 | 0 | 0 | 0
CC | 0 | 0 | 0 | 0 | 0 | 0
CSP | 0 | 0 | 0 | 0 | 0 | 0
CT | 0 | 0 | 0 | 0 | 0 | 0
Coal | 0 | 0 | 0 | 0 | 0 | 0
Geo | 0 | 0 | 0 | 0 | 0 | 0
H | 0 | 0 | 0 | 0 | 0 | 0
LFG | 0 | 0 | 0 | 0 | 0 | 0
Nuc | 0 | 0 | 0 | 0 | 0 | 0
PS | 0 | 0 | 0 | 0 | 0 | 0
PV | 0 | 0 | 0 | 0 | 0 | 0
PeakG | 0 | 0 | 0 | 0 | 0 | 0
PeakO | 0 | 0 | 0 | 0 | 0 | 0
ST | 0 | 0 | 0 | 0 | 0 | 0
STOG | 0 | 0 | 0 | 0 | 0 | 0
STWD | 0 | 0 | 0 | 0 | 0 | 0
WT | 0 | 0 | 0 | 0 | 0 | 0
IGCC | 0 | 0 | 0 | 0 | 0 | 0
DemandResponse | 0 | 0 | 0 | 0 | 0 | 0
IGCC-CCS | 0 | 0 | 0 | 0 | 0 | 0
WT_off | 0 | 0 | 0 | 0 | 0 | 0
PseudoUnit | 0 | 0 | 0 | 0 | 0 | 0
FixedInterchange | 0 | 0 | 0 | 0 | 0 | 0
Emission Cost by Reporting Type: MARITIMES
ReportingType | 2015 | 2020 | 2025 | 2030 | 2035 | 2040
BM | 0 | 0 | 0 | 0 | 0 | 0
CC | 0 | 0 | 0 | 0 | 0 | 0
CSP | 0 | 0 | 0 | 0 | 0 | 0
CT | 0 | 0 | 0 | 0 | 0 | 0
Coal | 0 | 0 | 0 | 0 | 0 | 0
Geo | 0 | 0 | 0 | 0 | 0 | 0
H | 0 | 0 | 0 | 0 | 0 | 0
LFG | 0 | 0 | 0 | 0 | 0 | 0
Nuc | 0 | 0 | 0 | 0 | 0 | 0
PS | 0 | 0 | 0 | 0 | 0 | 0
PV | 0 | 0 | 0 | 0 | 0 | 0
PeakG | 0 | 0 | 0 | 0 | 0 | 0
PeakO | 0 | 0 | 0 | 0 | 0 | 0
ST | 0 | 0 | 0 | 0 | 0 | 0
STOG | 0 | 0 | 0 | 0 | 0 | 0
STWD | 0 | 0 | 0 | 0 | 0 | 0
WT | 0 | 0 | 0 | 0 | 0 | 0
IGCC | 0 | 0 | 0 | 0 | 0 | 0
DemandResponse | 0 | 0 | 0 | 0 | 0 | 0
IGCC-CCS | 0 | 0 | 0 | 0 | 0 | 0
WT_off | 0 | 0 | 0 | 0 | 0 | 0
PseudoUnit | 0 | 0 | 0 | 0 | 0 | 0
FixedInterchange | 0 | 0 | 0 | 0 | 0 | 0
Emission Cost by Reporting Type: All
ReportingType | 2015 | 2020 | 2025 | 2030 | 2035 | 2040
BM | 0 | 0 | 0 | 0 | 0 | 0
CC | 0 | 0 | 0 | 0 | 0 | 0
CSP | 0 | 0 | 0 | 0 | 0 | 0
CT | 0 | 0 | 0 | 0 | 0 | 0
Coal | 0 | 0 | 0 | 0 | 0 | 0
Geo | 0 | 0 | 0 | 0 | 0 | 0
H | 0 | 0 | 0 | 0 | 0 | 0
LFG | 0 | 0 | 0 | 0 | 0 | 0
Nuc | 0 | 0 | 0 | 0 | 0 | 0
PS | 0 | 0 | 0 | 0 | 0 | 0
PV | 0 | 0 | 0 | 0 | 0 | 0
PeakG | 0 | 0 | 0 | 0 | 0 | 0
PeakO | 0 | 0 | 0 | 0 | 0 | 0
ST | 0 | 0 | 0 | 0 | 0 | 0
STOG | 0 | 0 | 0 | 0 | 0 | 0
STWD | 0 | 0 | 0 | 0 | 0 | 0
WT | 0 | 0 | 0 | 0 | 0 | 0
IGCC | 0 | 0 | 0 | 0 | 0 | 0
DemandResponse | 0 | 0 | 0 | 0 | 0 | 0
IGCC-CCS | 0 | 0 | 0 | 0 | 0 | 0
WT_off | 0 | 0 | 0 | 0 | 0 | 0
PseudoUnit | 0 | 0 | 0 | 0 | 0 | 0
FixedInterchange | 0 | 0 | 0 | 0 | 0 | 0
Emission Cost by Reporting Type: EI_US
ReportingType | 2015 | 2020 | 2025 | 2030 | 2035 | 2040
BM | 0 | 0 | 0 | 0 | 0 | 0
CC | 0 | 0 | 0 | 0 | 0 | 0
CSP | 0 | 0 | 0 | 0 | 0 | 0
CT | 0 | 0 | 0 | 0 | 0 | 0
Coal | 0 | 0 | 0 | 0 | 0 | 0
Geo | 0 | 0 | 0 | 0 | 0 | 0
H | 0 | 0 | 0 | 0 | 0 | 0
LFG | 0 | 0 | 0 | 0 | 0 | 0
Nuc | 0 | 0 | 0 | 0 | 0 | 0
PS | 0 | 0 | 0 | 0 | 0 | 0
PV | 0 | 0 | 0 | 0 | 0 | 0
PeakG | 0 | 0 | 0 | 0 | 0 | 0
PeakO | 0 | 0 | 0 | 0 | 0 | 0
ST | 0 | 0 | 0 | 0 | 0 | 0
STOG | 0 | 0 | 0 | 0 | 0 | 0
STWD | 0 | 0 | 0 | 0 | 0 | 0
WT | 0 | 0 | 0 | 0 | 0 | 0
IGCC | 0 | 0 | 0 | 0 | 0 | 0
DemandResponse | 0 | 0 | 0 | 0 | 0 | 0
IGCC-CCS | 0 | 0 | 0 | 0 | 0 | 0
WT_off | 0 | 0 | 0 | 0 | 0 | 0
PseudoUnit | 0 | 0 | 0 | 0 | 0 | 0
FixedInterchange | 0 | 0 | 0 | 0 | 0 | 0
Emission Cost by Reporting Type: EI_Canada
ReportingType | 2015 | 2020 | 2025 | 2030 | 2035 | 2040
BM | 0 | 0 | 0 | 0 | 0 | 0
CC | 0 | 0 | 0 | 0 | 0 | 0
CSP | 0 | 0 | 0 | 0 | 0 | 0
CT | 0 | 0 | 0 | 0 | 0 | 0
Coal | 0 | 0 | 0 | 0 | 0 | 0
Geo | 0 | 0 | 0 | 0 | 0 | 0
H | 0 | 0 | 0 | 0 | 0 | 0
LFG | 0 | 0 | 0 | 0 | 0 | 0
Nuc | 0 | 0 | 0 | 0 | 0 | 0
PS | 0 | 0 | 0 | 0 | 0 | 0
PV | 0 | 0 | 0 | 0 | 0 | 0
PeakG | 0 | 0 | 0 | 0 | 0 | 0
PeakO | 0 | 0 | 0 | 0 | 0 | 0
ST | 0 | 0 | 0 | 0 | 0 | 0
STOG | 0 | 0 | 0 | 0 | 0 | 0
STWD | 0 | 0 | 0 | 0 | 0 | 0
WT | 0 | 0 | 0 | 0 | 0 | 0
IGCC | 0 | 0 | 0 | 0 | 0 | 0
DemandResponse | 0 | 0 | 0 | 0 | 0 | 0
IGCC-CCS | 0 | 0 | 0 | 0 | 0 | 0
WT_off | 0 | 0 | 0 | 0 | 0 | 0
PseudoUnit | 0 | 0 | 0 | 0 | 0 | 0
FixedInterchange | 0 | 0 | 0 | 0 | 0 | 0
Emission Cost by Reporting Type: EI
ReportingType | 2015 | 2020 | 2025 | 2030 | 2035 | 2040
BM | 0 | 0 | 0 | 0 | 0 | 0
CC | 0 | 0 | 0 | 0 | 0 | 0
CSP | 0 | 0 | 0 | 0 | 0 | 0
CT | 0 | 0 | 0 | 0 | 0 | 0
Coal | 0 | 0 | 0 | 0 | 0 | 0
Geo | 0 | 0 | 0 | 0 | 0 | 0
H | 0 | 0 | 0 | 0 | 0 | 0
LFG | 0 | 0 | 0 | 0 | 0 | 0
Nuc | 0 | 0 | 0 | 0 | 0 | 0
PS | 0 | 0 | 0 | 0 | 0 | 0
PV | 0 | 0 | 0 | 0 | 0 | 0
PeakG | 0 | 0 | 0 | 0 | 0 | 0
PeakO | 0 | 0 | 0 | 0 | 0 | 0
ST | 0 | 0 | 0 | 0 | 0 | 0
STOG | 0 | 0 | 0 | 0 | 0 | 0
STWD | 0 | 0 | 0 | 0 | 0 | 0
WT | 0 | 0 | 0 | 0 | 0 | 0
IGCC | 0 | 0 | 0 | 0 | 0 | 0
DemandResponse | 0 | 0 | 0 | 0 | 0 | 0
IGCC-CCS | 0 | 0 | 0 | 0 | 0 | 0
WT_off | 0 | 0 | 0 | 0 | 0 | 0
PseudoUnit | 0 | 0 | 0 | 0 | 0 | 0
FixedInterchange | 0 | 0 | 0 | 0 | 0 | 0
Emission Cost by Reporting Type: Outside_EI
ReportingType | 2015 | 2020 | 2025 | 2030 | 2035 | 2040
BM | 0 | 0 | 0 | 0 | 0 | 0
CC | 0 | 0 | 0 | 0 | 0 | 0
CSP | 0 | 0 | 0 | 0 | 0 | 0
CT | 0 | 0 | 0 | 0 | 0 | 0
Coal | 0 | 0 | 0 | 0 | 0 | 0
Geo | 0 | 0 | 0 | 0 | 0 | 0
H | 0 | 0 | 0 | 0 | 0 | 0
LFG | 0 | 0 | 0 | 0 | 0 | 0
Nuc | 0 | 0 | 0 | 0 | 0 | 0
PS | 0 | 0 | 0 | 0 | 0 | 0
PV | 0 | 0 | 0 | 0 | 0 | 0
PeakG | 0 | 0 | 0 | 0 | 0 | 0
PeakO | 0 | 0 | 0 | 0 | 0 | 0
ST | 0 | 0 | 0 | 0 | 0 | 0
STOG | 0 | 0 | 0 | 0 | 0 | 0
STWD | 0 | 0 | 0 | 0 | 0 | 0
WT | 0 | 0 | 0 | 0 | 0 | 0
IGCC | 0 | 0 | 0 | 0 | 0 | 0
DemandResponse | 0 | 0 | 0 | 0 | 0 | 0
IGCC-CCS | 0 | 0 | 0 | 0 | 0 | 0
WT_off | 0 | 0 | 0 | 0 | 0 | 0
PseudoUnit | 0 | 0 | 0 | 0 | 0 | 0
FixedInterchange | 0 | 0 | 0 | 0 | 0 | 0
==== Emission Program: CAIRNOxAnnual : (NOx) ====
Emission Cost by Reporting Type: Entergy
ReportingType | 2015 | 2020 | 2025 | 2030 | 2035 | 2040
BM | 0 | 0 | 0 | 0 | 0 | 0
CC | 0 | 0 | 0 | 0 | 0 | 0
CSP | 0 | 0 | 0 | 0 | 0 | 0
CT | 0 | 0 | 0 | 0 | 0 | 0
Coal | 0 | 0 | 0 | 0 | 0 | 0
Geo | 0 | 0 | 0 | 0 | 0 | 0
H | 0 | 0 | 0 | 0 | 0 | 0
LFG | 0 | 0 | 0 | 0 | 0 | 0
Nuc | 0 | 0 | 0 | 0 | 0 | 0
PS | 0 | 0 | 0 | 0 | 0 | 0
PV | 0 | 0 | 0 | 0 | 0 | 0
PeakG | 0 | 0 | 0 | 0 | 0 | 0
PeakO | 0 | 0 | 0 | 0 | 0 | 0
ST | 0 | 0 | 0 | 0 | 0 | 0
STOG | 0 | 0 | 0 | 0 | 0 | 0
STWD | 0 | 0 | 0 | 0 | 0 | 0
WT | 0 | 0 | 0 | 0 | 0 | 0
IGCC | 0 | 0 | 0 | 0 | 0 | 0
DemandResponse | 0 | 0 | 0 | 0 | 0 | 0
IGCC-CCS | 0 | 0 | 0 | 0 | 0 | 0
WT_off | 0 | 0 | 0 | 0 | 0 | 0
PseudoUnit | 0 | 0 | 0 | 0 | 0 | 0
FixedInterchange | 0 | 0 | 0 | 0 | 0 | 0
Emission Cost by Reporting Type: FRCC
ReportingType | 2015 | 2020 | 2025 | 2030 | 2035 | 2040
BM | 0 | 0 | 0 | 0 | 0 | 0
CC | 0 | 0 | 0 | 0 | 0 | 0
CSP | 0 | 0 | 0 | 0 | 0 | 0
CT | 0 | 0 | 0 | 0 | 0 | 0
Coal | 0 | 0 | 0 | 0 | 0 | 0
Geo | 0 | 0 | 0 | 0 | 0 | 0
H | 0 | 0 | 0 | 0 | 0 | 0
LFG | 0 | 0 | 0 | 0 | 0 | 0
Nuc | 0 | 0 | 0 | 0 | 0 | 0
PS | 0 | 0 | 0 | 0 | 0 | 0
PV | 0 | 0 | 0 | 0 | 0 | 0
PeakG | 0 | 0 | 0 | 0 | 0 | 0
PeakO | 0 | 0 | 0 | 0 | 0 | 0
ST | 0 | 0 | 0 | 0 | 0 | 0
STOG | 0 | 0 | 0 | 0 | 0 | 0
STWD | 0 | 0 | 0 | 0 | 0 | 0
WT | 0 | 0 | 0 | 0 | 0 | 0
IGCC | 0 | 0 | 0 | 0 | 0 | 0
DemandResponse | 0 | 0 | 0 | 0 | 0 | 0
IGCC-CCS | 0 | 0 | 0 | 0 | 0 | 0
WT_off | 0 | 0 | 0 | 0 | 0 | 0
PseudoUnit | 0 | 0 | 0 | 0 | 0 | 0
FixedInterchange | 0 | 0 | 0 | 0 | 0 | 0
Emission Cost by Reporting Type: MAPP_US
ReportingType | 2015 | 2020 | 2025 | 2030 | 2035 | 2040
BM | 0 | 0 | 0 | 0 | 0 | 0
CC | 0 | 0 | 0 | 0 | 0 | 0
CSP | 0 | 0 | 0 | 0 | 0 | 0
CT | 0 | 0 | 0 | 0 | 0 | 0
Coal | 0 | 0 | 0 | 0 | 0 | 0
Geo | 0 | 0 | 0 | 0 | 0 | 0
H | 0 | 0 | 0 | 0 | 0 | 0
LFG | 0 | 0 | 0 | 0 | 0 | 0
Nuc | 0 | 0 | 0 | 0 | 0 | 0
PS | 0 | 0 | 0 | 0 | 0 | 0
PV | 0 | 0 | 0 | 0 | 0 | 0
PeakG | 0 | 0 | 0 | 0 | 0 | 0
PeakO | 0 | 0 | 0 | 0 | 0 | 0
ST | 0 | 0 | 0 | 0 | 0 | 0
STOG | 0 | 0 | 0 | 0 | 0 | 0
STWD | 0 | 0 | 0 | 0 | 0 | 0
WT | 0 | 0 | 0 | 0 | 0 | 0
IGCC | 0 | 0 | 0 | 0 | 0 | 0
DemandResponse | 0 | 0 | 0 | 0 | 0 | 0
IGCC-CCS | 0 | 0 | 0 | 0 | 0 | 0
WT_off | 0 | 0 | 0 | 0 | 0 | 0
PseudoUnit | 0 | 0 | 0 | 0 | 0 | 0
FixedInterchange | 0 | 0 | 0 | 0 | 0 | 0
Emission Cost by Reporting Type: MISO_IN
ReportingType | 2015 | 2020 | 2025 | 2030 | 2035 | 2040
BM | 0 | 0 | 0 | 0 | 0 | 0
CC | 0 | 0 | 0 | 0 | 0 | 0
CSP | 0 | 0 | 0 | 0 | 0 | 0
CT | 0 | 0 | 0 | 0 | 0 | 0
Coal | 0 | 0 | 0 | 0 | 0 | 0
Geo | 0 | 0 | 0 | 0 | 0 | 0
H | 0 | 0 | 0 | 0 | 0 | 0
LFG | 0 | 0 | 0 | 0 | 0 | 0
Nuc | 0 | 0 | 0 | 0 | 0 | 0
PS | 0 | 0 | 0 | 0 | 0 | 0
PV | 0 | 0 | 0 | 0 | 0 | 0
PeakG | 0 | 0 | 0 | 0 | 0 | 0
PeakO | 0 | 0 | 0 | 0 | 0 | 0
ST | 0 | 0 | 0 | 0 | 0 | 0
STOG | 0 | 0 | 0 | 0 | 0 | 0
STWD | 0 | 0 | 0 | 0 | 0 | 0
WT | 0 | 0 | 0 | 0 | 0 | 0
IGCC | 0 | 0 | 0 | 0 | 0 | 0
DemandResponse | 0 | 0 | 0 | 0 | 0 | 0
IGCC-CCS | 0 | 0 | 0 | 0 | 0 | 0
WT_off | 0 | 0 | 0 | 0 | 0 | 0
PseudoUnit | 0 | 0 | 0 | 0 | 0 | 0
FixedInterchange | 0 | 0 | 0 | 0 | 0 | 0
Emission Cost by Reporting Type: MISO_MI
ReportingType | 2015 | 2020 | 2025 | 2030 | 2035 | 2040
BM | 0 | 0 | 0 | 0 | 0 | 0
CC | 0 | 0 | 0 | 0 | 0 | 0
CSP | 0 | 0 | 0 | 0 | 0 | 0
CT | 0 | 0 | 0 | 0 | 0 | 0
Coal | 0 | 0 | 0 | 0 | 0 | 0
Geo | 0 | 0 | 0 | 0 | 0 | 0
H | 0 | 0 | 0 | 0 | 0 | 0
LFG | 0 | 0 | 0 | 0 | 0 | 0
Nuc | 0 | 0 | 0 | 0 | 0 | 0
PS | 0 | 0 | 0 | 0 | 0 | 0
PV | 0 | 0 | 0 | 0 | 0 | 0
PeakG | 0 | 0 | 0 | 0 | 0 | 0
PeakO | 0 | 0 | 0 | 0 | 0 | 0
ST | 0 | 0 | 0 | 0 | 0 | 0
STOG | 0 | 0 | 0 | 0 | 0 | 0
STWD | 0 | 0 | 0 | 0 | 0 | 0
WT | 0 | 0 | 0 | 0 | 0 | 0
IGCC | 0 | 0 | 0 | 0 | 0 | 0
DemandResponse | 0 | 0 | 0 | 0 | 0 | 0
IGCC-CCS | 0 | 0 | 0 | 0 | 0 | 0
WT_off | 0 | 0 | 0 | 0 | 0 | 0
PseudoUnit | 0 | 0 | 0 | 0 | 0 | 0
FixedInterchange | 0 | 0 | 0 | 0 | 0 | 0
Emission Cost by Reporting Type: MISO_MO-IL
ReportingType | 2015 | 2020 | 2025 | 2030 | 2035 | 2040
BM | 0 | 0 | 0 | 0 | 0 | 0
CC | 0 | 0 | 0 | 0 | 0 | 0
CSP | 0 | 0 | 0 | 0 | 0 | 0
CT | 0 | 0 | 0 | 0 | 0 | 0
Coal | 0 | 0 | 0 | 0 | 0 | 0
Geo | 0 | 0 | 0 | 0 | 0 | 0
H | 0 | 0 | 0 | 0 | 0 | 0
LFG | 0 | 0 | 0 | 0 | 0 | 0
Nuc | 0 | 0 | 0 | 0 | 0 | 0
PS | 0 | 0 | 0 | 0 | 0 | 0
PV | 0 | 0 | 0 | 0 | 0 | 0
PeakG | 0 | 0 | 0 | 0 | 0 | 0
PeakO | 0 | 0 | 0 | 0 | 0 | 0
ST | 0 | 0 | 0 | 0 | 0 | 0
STOG | 0 | 0 | 0 | 0 | 0 | 0
STWD | 0 | 0 | 0 | 0 | 0 | 0
WT | 0 | 0 | 0 | 0 | 0 | 0
IGCC | 0 | 0 | 0 | 0 | 0 | 0
DemandResponse | 0 | 0 | 0 | 0 | 0 | 0
IGCC-CCS | 0 | 0 | 0 | 0 | 0 | 0
WT_off | 0 | 0 | 0 | 0 | 0 | 0
PseudoUnit | 0 | 0 | 0 | 0 | 0 | 0
FixedInterchange | 0 | 0 | 0 | 0 | 0 | 0
Emission Cost by Reporting Type: MISO_W
ReportingType | 2015 | 2020 | 2025 | 2030 | 2035 | 2040
BM | 0 | 0 | 0 | 0 | 0 | 0
CC | 0 | 0 | 0 | 0 | 0 | 0
CSP | 0 | 0 | 0 | 0 | 0 | 0
CT | 0 | 0 | 0 | 0 | 0 | 0
Coal | 0 | 0 | 0 | 0 | 0 | 0
Geo | 0 | 0 | 0 | 0 | 0 | 0
H | 0 | 0 | 0 | 0 | 0 | 0
LFG | 0 | 0 | 0 | 0 | 0 | 0
Nuc | 0 | 0 | 0 | 0 | 0 | 0
PS | 0 | 0 | 0 | 0 | 0 | 0
PV | 0 | 0 | 0 | 0 | 0 | 0
PeakG | 0 | 0 | 0 | 0 | 0 | 0
PeakO | 0 | 0 | 0 | 0 | 0 | 0
ST | 0 | 0 | 0 | 0 | 0 | 0
STOG | 0 | 0 | 0 | 0 | 0 | 0
STWD | 0 | 0 | 0 | 0 | 0 | 0
WT | 0 | 0 | 0 | 0 | 0 | 0
IGCC | 0 | 0 | 0 | 0 | 0 | 0
DemandResponse | 0 | 0 | 0 | 0 | 0 | 0
IGCC-CCS | 0 | 0 | 0 | 0 | 0 | 0
WT_off | 0 | 0 | 0 | 0 | 0 | 0
PseudoUnit | 0 | 0 | 0 | 0 | 0 | 0
FixedInterchange | 0 | 0 | 0 | 0 | 0 | 0
Emission Cost by Reporting Type: MISO_WUMS
ReportingType | 2015 | 2020 | 2025 | 2030 | 2035 | 2040
BM | 0 | 0 | 0 | 0 | 0 | 0
CC | 0 | 0 | 0 | 0 | 0 | 0
CSP | 0 | 0 | 0 | 0 | 0 | 0
CT | 0 | 0 | 0 | 0 | 0 | 0
Coal | 0 | 0 | 0 | 0 | 0 | 0
Geo | 0 | 0 | 0 | 0 | 0 | 0
H | 0 | 0 | 0 | 0 | 0 | 0
LFG | 0 | 0 | 0 | 0 | 0 | 0
Nuc | 0 | 0 | 0 | 0 | 0 | 0
PS | 0 | 0 | 0 | 0 | 0 | 0
PV | 0 | 0 | 0 | 0 | 0 | 0
PeakG | 0 | 0 | 0 | 0 | 0 | 0
PeakO | 0 | 0 | 0 | 0 | 0 | 0
ST | 0 | 0 | 0 | 0 | 0 | 0
STOG | 0 | 0 | 0 | 0 | 0 | 0
STWD | 0 | 0 | 0 | 0 | 0 | 0
WT | 0 | 0 | 0 | 0 | 0 | 0
IGCC | 0 | 0 | 0 | 0 | 0 | 0
DemandResponse | 0 | 0 | 0 | 0 | 0 | 0
IGCC-CCS | 0 | 0 | 0 | 0 | 0 | 0
WT_off | 0 | 0 | 0 | 0 | 0 | 0
PseudoUnit | 0 | 0 | 0 | 0 | 0 | 0
FixedInterchange | 0 | 0 | 0 | 0 | 0 | 0
Emission Cost by Reporting Type: Nebraska
ReportingType | 2015 | 2020 | 2025 | 2030 | 2035 | 2040
BM | 0 | 0 | 0 | 0 | 0 | 0
CC | 0 | 0 | 0 | 0 | 0 | 0
CSP | 0 | 0 | 0 | 0 | 0 | 0
CT | 0 | 0 | 0 | 0 | 0 | 0
Coal | 0 | 0 | 0 | 0 | 0 | 0
Geo | 0 | 0 | 0 | 0 | 0 | 0
H | 0 | 0 | 0 | 0 | 0 | 0
LFG | 0 | 0 | 0 | 0 | 0 | 0
Nuc | 0 | 0 | 0 | 0 | 0 | 0
PS | 0 | 0 | 0 | 0 | 0 | 0
PV | 0 | 0 | 0 | 0 | 0 | 0
PeakG | 0 | 0 | 0 | 0 | 0 | 0
PeakO | 0 | 0 | 0 | 0 | 0 | 0
ST | 0 | 0 | 0 | 0 | 0 | 0
STOG | 0 | 0 | 0 | 0 | 0 | 0
STWD | 0 | 0 | 0 | 0 | 0 | 0
WT | 0 | 0 | 0 | 0 | 0 | 0
IGCC | 0 | 0 | 0 | 0 | 0 | 0
DemandResponse | 0 | 0 | 0 | 0 | 0 | 0
IGCC-CCS | 0 | 0 | 0 | 0 | 0 | 0
WT_off | 0 | 0 | 0 | 0 | 0 | 0
PseudoUnit | 0 | 0 | 0 | 0 | 0 | 0
FixedInterchange | 0 | 0 | 0 | 0 | 0 | 0
Emission Cost by Reporting Type: NEISO
ReportingType | 2015 | 2020 | 2025 | 2030 | 2035 | 2040
BM | 0 | 0 | 0 | 0 | 0 | 0
CC | 0 | 0 | 0 | 0 | 0 | 0
CSP | 0 | 0 | 0 | 0 | 0 | 0
CT | 0 | 0 | 0 | 0 | 0 | 0
Coal | 0 | 0 | 0 | 0 | 0 | 0
Geo | 0 | 0 | 0 | 0 | 0 | 0
H | 0 | 0 | 0 | 0 | 0 | 0
LFG | 0 | 0 | 0 | 0 | 0 | 0
Nuc | 0 | 0 | 0 | 0 | 0 | 0
PS | 0 | 0 | 0 | 0 | 0 | 0
PV | 0 | 0 | 0 | 0 | 0 | 0
PeakG | 0 | 0 | 0 | 0 | 0 | 0
PeakO | 0 | 0 | 0 | 0 | 0 | 0
ST | 0 | 0 | 0 | 0 | 0 | 0
STOG | 0 | 0 | 0 | 0 | 0 | 0
STWD | 0 | 0 | 0 | 0 | 0 | 0
WT | 0 | 0 | 0 | 0 | 0 | 0
IGCC | 0 | 0 | 0 | 0 | 0 | 0
DemandResponse | 0 | 0 | 0 | 0 | 0 | 0
IGCC-CCS | 0 | 0 | 0 | 0 | 0 | 0
WT_off | 0 | 0 | 0 | 0 | 0 | 0
PseudoUnit | 0 | 0 | 0 | 0 | 0 | 0
FixedInterchange | 0 | 0 | 0 | 0 | 0 | 0
Emission Cost by Reporting Type: NonRTO_Midwest
ReportingType | 2015 | 2020 | 2025 | 2030 | 2035 | 2040
BM | 0 | 0 | 0 | 0 | 0 | 0
CC | 0 | 0 | 0 | 0 | 0 | 0
CSP | 0 | 0 | 0 | 0 | 0 | 0
CT | 0 | 0 | 0 | 0 | 0 | 0
Coal | 0 | 0 | 0 | 0 | 0 | 0
Geo | 0 | 0 | 0 | 0 | 0 | 0
H | 0 | 0 | 0 | 0 | 0 | 0
LFG | 0 | 0 | 0 | 0 | 0 | 0
Nuc | 0 | 0 | 0 | 0 | 0 | 0
PS | 0 | 0 | 0 | 0 | 0 | 0
PV | 0 | 0 | 0 | 0 | 0 | 0
PeakG | 0 | 0 | 0 | 0 | 0 | 0
PeakO | 0 | 0 | 0 | 0 | 0 | 0
ST | 0 | 0 | 0 | 0 | 0 | 0
STOG | 0 | 0 | 0 | 0 | 0 | 0
STWD | 0 | 0 | 0 | 0 | 0 | 0
WT | 0 | 0 | 0 | 0 | 0 | 0
IGCC | 0 | 0 | 0 | 0 | 0 | 0
DemandResponse | 0 | 0 | 0 | 0 | 0 | 0
IGCC-CCS | 0 | 0 | 0 | 0 | 0 | 0
WT_off | 0 | 0 | 0 | 0 | 0 | 0
PseudoUnit | 0 | 0 | 0 | 0 | 0 | 0
FixedInterchange | 0 | 0 | 0 | 0 | 0 | 0
Emission Cost by Reporting Type: NYISO_A-F
ReportingType | 2015 | 2020 | 2025 | 2030 | 2035 | 2040
BM | 0 | 0 | 0 | 0 | 0 | 0
CC | 0 | 0 | 0 | 0 | 0 | 0
CSP | 0 | 0 | 0 | 0 | 0 | 0
CT | 0 | 0 | 0 | 0 | 0 | 0
Coal | 0 | 0 | 0 | 0 | 0 | 0
Geo | 0 | 0 | 0 | 0 | 0 | 0
H | 0 | 0 | 0 | 0 | 0 | 0
LFG | 0 | 0 | 0 | 0 | 0 | 0
Nuc | 0 | 0 | 0 | 0 | 0 | 0
PS | 0 | 0 | 0 | 0 | 0 | 0
PV | 0 | 0 | 0 | 0 | 0 | 0
PeakG | 0 | 0 | 0 | 0 | 0 | 0
PeakO | 0 | 0 | 0 | 0 | 0 | 0
ST | 0 | 0 | 0 | 0 | 0 | 0
STOG | 0 | 0 | 0 | 0 | 0 | 0
STWD | 0 | 0 | 0 | 0 | 0 | 0
WT | 0 | 0 | 0 | 0 | 0 | 0
IGCC | 0 | 0 | 0 | 0 | 0 | 0
DemandResponse | 0 | 0 | 0 | 0 | 0 | 0
IGCC-CCS | 0 | 0 | 0 | 0 | 0 | 0
WT_off | 0 | 0 | 0 | 0 | 0 | 0
PseudoUnit | 0 | 0 | 0 | 0 | 0 | 0
FixedInterchange | 0 | 0 | 0 | 0 | 0 | 0
Emission Cost by Reporting Type: NYISO_G-I
ReportingType | 2015 | 2020 | 2025 | 2030 | 2035 | 2040
BM | 0 | 0 | 0 | 0 | 0 | 0
CC | 0 | 0 | 0 | 0 | 0 | 0
CSP | 0 | 0 | 0 | 0 | 0 | 0
CT | 0 | 0 | 0 | 0 | 0 | 0
Coal | 0 | 0 | 0 | 0 | 0 | 0
Geo | 0 | 0 | 0 | 0 | 0 | 0
H | 0 | 0 | 0 | 0 | 0 | 0
LFG | 0 | 0 | 0 | 0 | 0 | 0
Nuc | 0 | 0 | 0 | 0 | 0 | 0
PS | 0 | 0 | 0 | 0 | 0 | 0
PV | 0 | 0 | 0 | 0 | 0 | 0
PeakG | 0 | 0 | 0 | 0 | 0 | 0
PeakO | 0 | 0 | 0 | 0 | 0 | 0
ST | 0 | 0 | 0 | 0 | 0 | 0
STOG | 0 | 0 | 0 | 0 | 0 | 0
STWD | 0 | 0 | 0 | 0 | 0 | 0
WT | 0 | 0 | 0 | 0 | 0 | 0
IGCC | 0 | 0 | 0 | 0 | 0 | 0
DemandResponse | 0 | 0 | 0 | 0 | 0 | 0
IGCC-CCS | 0 | 0 | 0 | 0 | 0 | 0
WT_off | 0 | 0 | 0 | 0 | 0 | 0
PseudoUnit | 0 | 0 | 0 | 0 | 0 | 0
FixedInterchange | 0 | 0 | 0 | 0 | 0 | 0
Emission Cost by Reporting Type: NYISO_J-K
ReportingType | 2015 | 2020 | 2025 | 2030 | 2035 | 2040
BM | 0 | 0 | 0 | 0 | 0 | 0
CC | 0 | 0 | 0 | 0 | 0 | 0
CSP | 0 | 0 | 0 | 0 | 0 | 0
CT | 0 | 0 | 0 | 0 | 0 | 0
Coal | 0 | 0 | 0 | 0 | 0 | 0
Geo | 0 | 0 | 0 | 0 | 0 | 0
H | 0 | 0 | 0 | 0 | 0 | 0
LFG | 0 | 0 | 0 | 0 | 0 | 0
Nuc | 0 | 0 | 0 | 0 | 0 | 0
PS | 0 | 0 | 0 | 0 | 0 | 0
PV | 0 | 0 | 0 | 0 | 0 | 0
PeakG | 0 | 0 | 0 | 0 | 0 | 0
PeakO | 0 | 0 | 0 | 0 | 0 | 0
ST | 0 | 0 | 0 | 0 | 0 | 0
STOG | 0 | 0 | 0 | 0 | 0 | 0
STWD | 0 | 0 | 0 | 0 | 0 | 0
WT | 0 | 0 | 0 | 0 | 0 | 0
IGCC | 0 | 0 | 0 | 0 | 0 | 0
DemandResponse | 0 | 0 | 0 | 0 | 0 | 0
IGCC-CCS | 0 | 0 | 0 | 0 | 0 | 0
WT_off | 0 | 0 | 0 | 0 | 0 | 0
PseudoUnit | 0 | 0 | 0 | 0 | 0 | 0
FixedInterchange | 0 | 0 | 0 | 0 | 0 | 0
Emission Cost by Reporting Type: PJM_E
ReportingType | 2015 | 2020 | 2025 | 2030 | 2035 | 2040
BM | 0 | 0 | 0 | 0 | 0 | 0
CC | 0 | 0 | 0 | 0 | 0 | 0
CSP | 0 | 0 | 0 | 0 | 0 | 0
CT | 0 | 0 | 0 | 0 | 0 | 0
Coal | 0 | 0 | 0 | 0 | 0 | 0
Geo | 0 | 0 | 0 | 0 | 0 | 0
H | 0 | 0 | 0 | 0 | 0 | 0
LFG | 0 | 0 | 0 | 0 | 0 | 0
Nuc | 0 | 0 | 0 | 0 | 0 | 0
PS | 0 | 0 | 0 | 0 | 0 | 0
PV | 0 | 0 | 0 | 0 | 0 | 0
PeakG | 0 | 0 | 0 | 0 | 0 | 0
PeakO | 0 | 0 | 0 | 0 | 0 | 0
ST | 0 | 0 | 0 | 0 | 0 | 0
STOG | 0 | 0 | 0 | 0 | 0 | 0
STWD | 0 | 0 | 0 | 0 | 0 | 0
WT | 0 | 0 | 0 | 0 | 0 | 0
IGCC | 0 | 0 | 0 | 0 | 0 | 0
DemandResponse | 0 | 0 | 0 | 0 | 0 | 0
IGCC-CCS | 0 | 0 | 0 | 0 | 0 | 0
WT_off | 0 | 0 | 0 | 0 | 0 | 0
PseudoUnit | 0 | 0 | 0 | 0 | 0 | 0
FixedInterchange | 0 | 0 | 0 | 0 | 0 | 0
Emission Cost by Reporting Type: PJM_ROM
ReportingType | 2015 | 2020 | 2025 | 2030 | 2035 | 2040
BM | 0 | 0 | 0 | 0 | 0 | 0
CC | 0 | 0 | 0 | 0 | 0 | 0
CSP | 0 | 0 | 0 | 0 | 0 | 0
CT | 0 | 0 | 0 | 0 | 0 | 0
Coal | 0 | 0 | 0 | 0 | 0 | 0
Geo | 0 | 0 | 0 | 0 | 0 | 0
H | 0 | 0 | 0 | 0 | 0 | 0
LFG | 0 | 0 | 0 | 0 | 0 | 0
Nuc | 0 | 0 | 0 | 0 | 0 | 0
PS | 0 | 0 | 0 | 0 | 0 | 0
PV | 0 | 0 | 0 | 0 | 0 | 0
PeakG | 0 | 0 | 0 | 0 | 0 | 0
PeakO | 0 | 0 | 0 | 0 | 0 | 0
ST | 0 | 0 | 0 | 0 | 0 | 0
STOG | 0 | 0 | 0 | 0 | 0 | 0
STWD | 0 | 0 | 0 | 0 | 0 | 0
WT | 0 | 0 | 0 | 0 | 0 | 0
IGCC | 0 | 0 | 0 | 0 | 0 | 0
DemandResponse | 0 | 0 | 0 | 0 | 0 | 0
IGCC-CCS | 0 | 0 | 0 | 0 | 0 | 0
WT_off | 0 | 0 | 0 | 0 | 0 | 0
PseudoUnit | 0 | 0 | 0 | 0 | 0 | 0
FixedInterchange | 0 | 0 | 0 | 0 | 0 | 0
Emission Cost by Reporting Type: PJM_ROR
ReportingType | 2015 | 2020 | 2025 | 2030 | 2035 | 2040
BM | 0 | 0 | 0 | 0 | 0 | 0
CC | 0 | 0 | 0 | 0 | 0 | 0
CSP | 0 | 0 | 0 | 0 | 0 | 0
CT | 0 | 0 | 0 | 0 | 0 | 0
Coal | 0 | 0 | 0 | 0 | 0 | 0
Geo | 0 | 0 | 0 | 0 | 0 | 0
H | 0 | 0 | 0 | 0 | 0 | 0
LFG | 0 | 0 | 0 | 0 | 0 | 0
Nuc | 0 | 0 | 0 | 0 | 0 | 0
PS | 0 | 0 | 0 | 0 | 0 | 0
PV | 0 | 0 | 0 | 0 | 0 | 0
PeakG | 0 | 0 | 0 | 0 | 0 | 0
PeakO | 0 | 0 | 0 | 0 | 0 | 0
ST | 0 | 0 | 0 | 0 | 0 | 0
STOG | 0 | 0 | 0 | 0 | 0 | 0
STWD | 0 | 0 | 0 | 0 | 0 | 0
WT | 0 | 0 | 0 | 0 | 0 | 0
IGCC | 0 | 0 | 0 | 0 | 0 | 0
DemandResponse | 0 | 0 | 0 | 0 | 0 | 0
IGCC-CCS | 0 | 0 | 0 | 0 | 0 | 0
WT_off | 0 | 0 | 0 | 0 | 0 | 0
PseudoUnit | 0 | 0 | 0 | 0 | 0 | 0
FixedInterchange | 0 | 0 | 0 | 0 | 0 | 0
Emission Cost by Reporting Type: SOCO
ReportingType | 2015 | 2020 | 2025 | 2030 | 2035 | 2040
BM | 0 | 0 | 0 | 0 | 0 | 0
CC | 0 | 0 | 0 | 0 | 0 | 0
CSP | 0 | 0 | 0 | 0 | 0 | 0
CT | 0 | 0 | 0 | 0 | 0 | 0
Coal | 0 | 0 | 0 | 0 | 0 | 0
Geo | 0 | 0 | 0 | 0 | 0 | 0
H | 0 | 0 | 0 | 0 | 0 | 0
LFG | 0 | 0 | 0 | 0 | 0 | 0
Nuc | 0 | 0 | 0 | 0 | 0 | 0
PS | 0 | 0 | 0 | 0 | 0 | 0
PV | 0 | 0 | 0 | 0 | 0 | 0
PeakG | 0 | 0 | 0 | 0 | 0 | 0
PeakO | 0 | 0 | 0 | 0 | 0 | 0
ST | 0 | 0 | 0 | 0 | 0 | 0
STOG | 0 | 0 | 0 | 0 | 0 | 0
STWD | 0 | 0 | 0 | 0 | 0 | 0
WT | 0 | 0 | 0 | 0 | 0 | 0
IGCC | 0 | 0 | 0 | 0 | 0 | 0
DemandResponse | 0 | 0 | 0 | 0 | 0 | 0
IGCC-CCS | 0 | 0 | 0 | 0 | 0 | 0
WT_off | 0 | 0 | 0 | 0 | 0 | 0
PseudoUnit | 0 | 0 | 0 | 0 | 0 | 0
FixedInterchange | 0 | 0 | 0 | 0 | 0 | 0
Emission Cost by Reporting Type: SPP_N
ReportingType | 2015 | 2020 | 2025 | 2030 | 2035 | 2040
BM | 0 | 0 | 0 | 0 | 0 | 0
CC | 0 | 0 | 0 | 0 | 0 | 0
CSP | 0 | 0 | 0 | 0 | 0 | 0
CT | 0 | 0 | 0 | 0 | 0 | 0
Coal | 0 | 0 | 0 | 0 | 0 | 0
Geo | 0 | 0 | 0 | 0 | 0 | 0
H | 0 | 0 | 0 | 0 | 0 | 0
LFG | 0 | 0 | 0 | 0 | 0 | 0
Nuc | 0 | 0 | 0 | 0 | 0 | 0
PS | 0 | 0 | 0 | 0 | 0 | 0
PV | 0 | 0 | 0 | 0 | 0 | 0
PeakG | 0 | 0 | 0 | 0 | 0 | 0
PeakO | 0 | 0 | 0 | 0 | 0 | 0
ST | 0 | 0 | 0 | 0 | 0 | 0
STOG | 0 | 0 | 0 | 0 | 0 | 0
STWD | 0 | 0 | 0 | 0 | 0 | 0
WT | 0 | 0 | 0 | 0 | 0 | 0
IGCC | 0 | 0 | 0 | 0 | 0 | 0
DemandResponse | 0 | 0 | 0 | 0 | 0 | 0
IGCC-CCS | 0 | 0 | 0 | 0 | 0 | 0
WT_off | 0 | 0 | 0 | 0 | 0 | 0
PseudoUnit | 0 | 0 | 0 | 0 | 0 | 0
FixedInterchange | 0 | 0 | 0 | 0 | 0 | 0
Emission Cost by Reporting Type: SPP_S
ReportingType | 2015 | 2020 | 2025 | 2030 | 2035 | 2040
BM | 0 | 0 | 0 | 0 | 0 | 0
CC | 0 | 0 | 0 | 0 | 0 | 0
CSP | 0 | 0 | 0 | 0 | 0 | 0
CT | 0 | 0 | 0 | 0 | 0 | 0
Coal | 0 | 0 | 0 | 0 | 0 | 0
Geo | 0 | 0 | 0 | 0 | 0 | 0
H | 0 | 0 | 0 | 0 | 0 | 0
LFG | 0 | 0 | 0 | 0 | 0 | 0
Nuc | 0 | 0 | 0 | 0 | 0 | 0
PS | 0 | 0 | 0 | 0 | 0 | 0
PV | 0 | 0 | 0 | 0 | 0 | 0
PeakG | 0 | 0 | 0 | 0 | 0 | 0
PeakO | 0 | 0 | 0 | 0 | 0 | 0
ST | 0 | 0 | 0 | 0 | 0 | 0
STOG | 0 | 0 | 0 | 0 | 0 | 0
STWD | 0 | 0 | 0 | 0 | 0 | 0
WT | 0 | 0 | 0 | 0 | 0 | 0
IGCC | 0 | 0 | 0 | 0 | 0 | 0
DemandResponse | 0 | 0 | 0 | 0 | 0 | 0
IGCC-CCS | 0 | 0 | 0 | 0 | 0 | 0
WT_off | 0 | 0 | 0 | 0 | 0 | 0
PseudoUnit | 0 | 0 | 0 | 0 | 0 | 0
FixedInterchange | 0 | 0 | 0 | 0 | 0 | 0
Emission Cost by Reporting Type: TVA
ReportingType | 2015 | 2020 | 2025 | 2030 | 2035 | 2040
BM | 0 | 0 | 0 | 0 | 0 | 0
CC | 0 | 0 | 0 | 0 | 0 | 0
CSP | 0 | 0 | 0 | 0 | 0 | 0
CT | 0 | 0 | 0 | 0 | 0 | 0
Coal | 0 | 0 | 0 | 0 | 0 | 0
Geo | 0 | 0 | 0 | 0 | 0 | 0
H | 0 | 0 | 0 | 0 | 0 | 0
LFG | 0 | 0 | 0 | 0 | 0 | 0
Nuc | 0 | 0 | 0 | 0 | 0 | 0
PS | 0 | 0 | 0 | 0 | 0 | 0
PV | 0 | 0 | 0 | 0 | 0 | 0
PeakG | 0 | 0 | 0 | 0 | 0 | 0
PeakO | 0 | 0 | 0 | 0 | 0 | 0
ST | 0 | 0 | 0 | 0 | 0 | 0
STOG | 0 | 0 | 0 | 0 | 0 | 0
STWD | 0 | 0 | 0 | 0 | 0 | 0
WT | 0 | 0 | 0 | 0 | 0 | 0
IGCC | 0 | 0 | 0 | 0 | 0 | 0
DemandResponse | 0 | 0 | 0 | 0 | 0 | 0
IGCC-CCS | 0 | 0 | 0 | 0 | 0 | 0
WT_off | 0 | 0 | 0 | 0 | 0 | 0
PseudoUnit | 0 | 0 | 0 | 0 | 0 | 0
FixedInterchange | 0 | 0 | 0 | 0 | 0 | 0
Emission Cost by Reporting Type: TVA_Transmission
ReportingType | 2015 | 2020 | 2025 | 2030 | 2035 | 2040
BM | 0 | 0 | 0 | 0 | 0 | 0
CC | 0 | 0 | 0 | 0 | 0 | 0
CSP | 0 | 0 | 0 | 0 | 0 | 0
CT | 0 | 0 | 0 | 0 | 0 | 0
Coal | 0 | 0 | 0 | 0 | 0 | 0
Geo | 0 | 0 | 0 | 0 | 0 | 0
H | 0 | 0 | 0 | 0 | 0 | 0
LFG | 0 | 0 | 0 | 0 | 0 | 0
Nuc | 0 | 0 | 0 | 0 | 0 | 0
PS | 0 | 0 | 0 | 0 | 0 | 0
PV | 0 | 0 | 0 | 0 | 0 | 0
PeakG | 0 | 0 | 0 | 0 | 0 | 0
PeakO | 0 | 0 | 0 | 0 | 0 | 0
ST | 0 | 0 | 0 | 0 | 0 | 0
STOG | 0 | 0 | 0 | 0 | 0 | 0
STWD | 0 | 0 | 0 | 0 | 0 | 0
WT | 0 | 0 | 0 | 0 | 0 | 0
IGCC | 0 | 0 | 0 | 0 | 0 | 0
DemandResponse | 0 | 0 | 0 | 0 | 0 | 0
IGCC-CCS | 0 | 0 | 0 | 0 | 0 | 0
WT_off | 0 | 0 | 0 | 0 | 0 | 0
PseudoUnit | 0 | 0 | 0 | 0 | 0 | 0
FixedInterchange | 0 | 0 | 0 | 0 | 0 | 0
Emission Cost by Reporting Type: VACAR
ReportingType | 2015 | 2020 | 2025 | 2030 | 2035 | 2040
BM | 0 | 0 | 0 | 0 | 0 | 0
CC | 0 | 0 | 0 | 0 | 0 | 0
CSP | 0 | 0 | 0 | 0 | 0 | 0
CT | 0 | 0 | 0 | 0 | 0 | 0
Coal | 0 | 0 | 0 | 0 | 0 | 0
Geo | 0 | 0 | 0 | 0 | 0 | 0
H | 0 | 0 | 0 | 0 | 0 | 0
LFG | 0 | 0 | 0 | 0 | 0 | 0
Nuc | 0 | 0 | 0 | 0 | 0 | 0
PS | 0 | 0 | 0 | 0 | 0 | 0
PV | 0 | 0 | 0 | 0 | 0 | 0
PeakG | 0 | 0 | 0 | 0 | 0 | 0
PeakO | 0 | 0 | 0 | 0 | 0 | 0
ST | 0 | 0 | 0 | 0 | 0 | 0
STOG | 0 | 0 | 0 | 0 | 0 | 0
STWD | 0 | 0 | 0 | 0 | 0 | 0
WT | 0 | 0 | 0 | 0 | 0 | 0
IGCC | 0 | 0 | 0 | 0 | 0 | 0
DemandResponse | 0 | 0 | 0 | 0 | 0 | 0
IGCC-CCS | 0 | 0 | 0 | 0 | 0 | 0
WT_off | 0 | 0 | 0 | 0 | 0 | 0
PseudoUnit | 0 | 0 | 0 | 0 | 0 | 0
FixedInterchange | 0 | 0 | 0 | 0 | 0 | 0
Emission Cost by Reporting Type: IESO
ReportingType | 2015 | 2020 | 2025 | 2030 | 2035 | 2040
BM | 0 | 0 | 0 | 0 | 0 | 0
CC | 0 | 0 | 0 | 0 | 0 | 0
CSP | 0 | 0 | 0 | 0 | 0 | 0
CT | 0 | 0 | 0 | 0 | 0 | 0
Coal | 0 | 0 | 0 | 0 | 0 | 0
Geo | 0 | 0 | 0 | 0 | 0 | 0
H | 0 | 0 | 0 | 0 | 0 | 0
LFG | 0 | 0 | 0 | 0 | 0 | 0
Nuc | 0 | 0 | 0 | 0 | 0 | 0
PS | 0 | 0 | 0 | 0 | 0 | 0
PV | 0 | 0 | 0 | 0 | 0 | 0
PeakG | 0 | 0 | 0 | 0 | 0 | 0
PeakO | 0 | 0 | 0 | 0 | 0 | 0
ST | 0 | 0 | 0 | 0 | 0 | 0
STOG | 0 | 0 | 0 | 0 | 0 | 0
STWD | 0 | 0 | 0 | 0 | 0 | 0
WT | 0 | 0 | 0 | 0 | 0 | 0
IGCC | 0 | 0 | 0 | 0 | 0 | 0
DemandResponse | 0 | 0 | 0 | 0 | 0 | 0
IGCC-CCS | 0 | 0 | 0 | 0 | 0 | 0
WT_off | 0 | 0 | 0 | 0 | 0 | 0
PseudoUnit | 0 | 0 | 0 | 0 | 0 | 0
FixedInterchange | 0 | 0 | 0 | 0 | 0 | 0
Emission Cost by Reporting Type: MAPP_CA
ReportingType | 2015 | 2020 | 2025 | 2030 | 2035 | 2040
BM | 0 | 0 | 0 | 0 | 0 | 0
CC | 0 | 0 | 0 | 0 | 0 | 0
CSP | 0 | 0 | 0 | 0 | 0 | 0
CT | 0 | 0 | 0 | 0 | 0 | 0
Coal | 0 | 0 | 0 | 0 | 0 | 0
Geo | 0 | 0 | 0 | 0 | 0 | 0
H | 0 | 0 | 0 | 0 | 0 | 0
LFG | 0 | 0 | 0 | 0 | 0 | 0
Nuc | 0 | 0 | 0 | 0 | 0 | 0
PS | 0 | 0 | 0 | 0 | 0 | 0
PV | 0 | 0 | 0 | 0 | 0 | 0
PeakG | 0 | 0 | 0 | 0 | 0 | 0
PeakO | 0 | 0 | 0 | 0 | 0 | 0
ST | 0 | 0 | 0 | 0 | 0 | 0
STOG | 0 | 0 | 0 | 0 | 0 | 0
STWD | 0 | 0 | 0 | 0 | 0 | 0
WT | 0 | 0 | 0 | 0 | 0 | 0
IGCC | 0 | 0 | 0 | 0 | 0 | 0
DemandResponse | 0 | 0 | 0 | 0 | 0 | 0
IGCC-CCS | 0 | 0 | 0 | 0 | 0 | 0
WT_off | 0 | 0 | 0 | 0 | 0 | 0
PseudoUnit | 0 | 0 | 0 | 0 | 0 | 0
FixedInterchange | 0 | 0 | 0 | 0 | 0 | 0
Emission Cost by Reporting Type: AZ_NM_SNV_Coal
ReportingType | 2015 | 2020 | 2025 | 2030 | 2035 | 2040
BM | 0 | 0 | 0 | 0 | 0 | 0
CC | 0 | 0 | 0 | 0 | 0 | 0
CSP | 0 | 0 | 0 | 0 | 0 | 0
CT | 0 | 0 | 0 | 0 | 0 | 0
Coal | 0 | 0 | 0 | 0 | 0 | 0
Geo | 0 | 0 | 0 | 0 | 0 | 0
H | 0 | 0 | 0 | 0 | 0 | 0
LFG | 0 | 0 | 0 | 0 | 0 | 0
Nuc | 0 | 0 | 0 | 0 | 0 | 0
PS | 0 | 0 | 0 | 0 | 0 | 0
PV | 0 | 0 | 0 | 0 | 0 | 0
PeakG | 0 | 0 | 0 | 0 | 0 | 0
PeakO | 0 | 0 | 0 | 0 | 0 | 0
ST | 0 | 0 | 0 | 0 | 0 | 0
STOG | 0 | 0 | 0 | 0 | 0 | 0
STWD | 0 | 0 | 0 | 0 | 0 | 0
WT | 0 | 0 | 0 | 0 | 0 | 0
IGCC | 0 | 0 | 0 | 0 | 0 | 0
DemandResponse | 0 | 0 | 0 | 0 | 0 | 0
IGCC-CCS | 0 | 0 | 0 | 0 | 0 | 0
WT_off | 0 | 0 | 0 | 0 | 0 | 0
PseudoUnit | 0 | 0 | 0 | 0 | 0 | 0
FixedInterchange | 0 | 0 | 0 | 0 | 0 | 0
Emission Cost by Reporting Type: AZ_NM_SNV_Gas
ReportingType | 2015 | 2020 | 2025 | 2030 | 2035 | 2040
BM | 0 | 0 | 0 | 0 | 0 | 0
CC | 0 | 0 | 0 | 0 | 0 | 0
CSP | 0 | 0 | 0 | 0 | 0 | 0
CT | 0 | 0 | 0 | 0 | 0 | 0
Coal | 0 | 0 | 0 | 0 | 0 | 0
Geo | 0 | 0 | 0 | 0 | 0 | 0
H | 0 | 0 | 0 | 0 | 0 | 0
LFG | 0 | 0 | 0 | 0 | 0 | 0
Nuc | 0 | 0 | 0 | 0 | 0 | 0
PS | 0 | 0 | 0 | 0 | 0 | 0
PV | 0 | 0 | 0 | 0 | 0 | 0
PeakG | 0 | 0 | 0 | 0 | 0 | 0
PeakO | 0 | 0 | 0 | 0 | 0 | 0
ST | 0 | 0 | 0 | 0 | 0 | 0
STOG | 0 | 0 | 0 | 0 | 0 | 0
STWD | 0 | 0 | 0 | 0 | 0 | 0
WT | 0 | 0 | 0 | 0 | 0 | 0
IGCC | 0 | 0 | 0 | 0 | 0 | 0
DemandResponse | 0 | 0 | 0 | 0 | 0 | 0
IGCC-CCS | 0 | 0 | 0 | 0 | 0 | 0
WT_off | 0 | 0 | 0 | 0 | 0 | 0
PseudoUnit | 0 | 0 | 0 | 0 | 0 | 0
FixedInterchange | 0 | 0 | 0 | 0 | 0 | 0
Emission Cost by Reporting Type: AZ_NM_SNV_NucRenew
ReportingType | 2015 | 2020 | 2025 | 2030 | 2035 | 2040
BM | 0 | 0 | 0 | 0 | 0 | 0
CC | 0 | 0 | 0 | 0 | 0 | 0
CSP | 0 | 0 | 0 | 0 | 0 | 0
CT | 0 | 0 | 0 | 0 | 0 | 0
Coal | 0 | 0 | 0 | 0 | 0 | 0
Geo | 0 | 0 | 0 | 0 | 0 | 0
H | 0 | 0 | 0 | 0 | 0 | 0
LFG | 0 | 0 | 0 | 0 | 0 | 0
Nuc | 0 | 0 | 0 | 0 | 0 | 0
PS | 0 | 0 | 0 | 0 | 0 | 0
PV | 0 | 0 | 0 | 0 | 0 | 0
PeakG | 0 | 0 | 0 | 0 | 0 | 0
PeakO | 0 | 0 | 0 | 0 | 0 | 0
ST | 0 | 0 | 0 | 0 | 0 | 0
STOG | 0 | 0 | 0 | 0 | 0 | 0
STWD | 0 | 0 | 0 | 0 | 0 | 0
WT | 0 | 0 | 0 | 0 | 0 | 0
IGCC | 0 | 0 | 0 | 0 | 0 | 0
DemandResponse | 0 | 0 | 0 | 0 | 0 | 0
IGCC-CCS | 0 | 0 | 0 | 0 | 0 | 0
WT_off | 0 | 0 | 0 | 0 | 0 | 0
PseudoUnit | 0 | 0 | 0 | 0 | 0 | 0
FixedInterchange | 0 | 0 | 0 | 0 | 0 | 0
Emission Cost by Reporting Type: ERCOT
ReportingType | 2015 | 2020 | 2025 | 2030 | 2035 | 2040
BM | 0 | 0 | 0 | 0 | 0 | 0
CC | 0 | 0 | 0 | 0 | 0 | 0
CSP | 0 | 0 | 0 | 0 | 0 | 0
CT | 0 | 0 | 0 | 0 | 0 | 0
Coal | 0 | 0 | 0 | 0 | 0 | 0
Geo | 0 | 0 | 0 | 0 | 0 | 0
H | 0 | 0 | 0 | 0 | 0 | 0
LFG | 0 | 0 | 0 | 0 | 0 | 0
Nuc | 0 | 0 | 0 | 0 | 0 | 0
PS | 0 | 0 | 0 | 0 | 0 | 0
PV | 0 | 0 | 0 | 0 | 0 | 0
PeakG | 0 | 0 | 0 | 0 | 0 | 0
PeakO | 0 | 0 | 0 | 0 | 0 | 0
ST | 0 | 0 | 0 | 0 | 0 | 0
STOG | 0 | 0 | 0 | 0 | 0 | 0
STWD | 0 | 0 | 0 | 0 | 0 | 0
WT | 0 | 0 | 0 | 0 | 0 | 0
IGCC | 0 | 0 | 0 | 0 | 0 | 0
DemandResponse | 0 | 0 | 0 | 0 | 0 | 0
IGCC-CCS | 0 | 0 | 0 | 0 | 0 | 0
WT_off | 0 | 0 | 0 | 0 | 0 | 0
PseudoUnit | 0 | 0 | 0 | 0 | 0 | 0
FixedInterchange | 0 | 0 | 0 | 0 | 0 | 0
Emission Cost by Reporting Type: NP15
ReportingType | 2015 | 2020 | 2025 | 2030 | 2035 | 2040
BM | 0 | 0 | 0 | 0 | 0 | 0
CC | 0 | 0 | 0 | 0 | 0 | 0
CSP | 0 | 0 | 0 | 0 | 0 | 0
CT | 0 | 0 | 0 | 0 | 0 | 0
Coal | 0 | 0 | 0 | 0 | 0 | 0
Geo | 0 | 0 | 0 | 0 | 0 | 0
H | 0 | 0 | 0 | 0 | 0 | 0
LFG | 0 | 0 | 0 | 0 | 0 | 0
Nuc | 0 | 0 | 0 | 0 | 0 | 0
PS | 0 | 0 | 0 | 0 | 0 | 0
PV | 0 | 0 | 0 | 0 | 0 | 0
PeakG | 0 | 0 | 0 | 0 | 0 | 0
PeakO | 0 | 0 | 0 | 0 | 0 | 0
ST | 0 | 0 | 0 | 0 | 0 | 0
STOG | 0 | 0 | 0 | 0 | 0 | 0
STWD | 0 | 0 | 0 | 0 | 0 | 0
WT | 0 | 0 | 0 | 0 | 0 | 0
IGCC | 0 | 0 | 0 | 0 | 0 | 0
DemandResponse | 0 | 0 | 0 | 0 | 0 | 0
IGCC-CCS | 0 | 0 | 0 | 0 | 0 | 0
WT_off | 0 | 0 | 0 | 0 | 0 | 0
PseudoUnit | 0 | 0 | 0 | 0 | 0 | 0
FixedInterchange | 0 | 0 | 0 | 0 | 0 | 0
Emission Cost by Reporting Type: NWPP_Coal
ReportingType | 2015 | 2020 | 2025 | 2030 | 2035 | 2040
BM | 0 | 0 | 0 | 0 | 0 | 0
CC | 0 | 0 | 0 | 0 | 0 | 0
CSP | 0 | 0 | 0 | 0 | 0 | 0
CT | 0 | 0 | 0 | 0 | 0 | 0
Coal | 0 | 0 | 0 | 0 | 0 | 0
Geo | 0 | 0 | 0 | 0 | 0 | 0
H | 0 | 0 | 0 | 0 | 0 | 0
LFG | 0 | 0 | 0 | 0 | 0 | 0
Nuc | 0 | 0 | 0 | 0 | 0 | 0
PS | 0 | 0 | 0 | 0 | 0 | 0
PV | 0 | 0 | 0 | 0 | 0 | 0
PeakG | 0 | 0 | 0 | 0 | 0 | 0
PeakO | 0 | 0 | 0 | 0 | 0 | 0
ST | 0 | 0 | 0 | 0 | 0 | 0
STOG | 0 | 0 | 0 | 0 | 0 | 0
STWD | 0 | 0 | 0 | 0 | 0 | 0
WT | 0 | 0 | 0 | 0 | 0 | 0
IGCC | 0 | 0 | 0 | 0 | 0 | 0
DemandResponse | 0 | 0 | 0 | 0 | 0 | 0
IGCC-CCS | 0 | 0 | 0 | 0 | 0 | 0
WT_off | 0 | 0 | 0 | 0 | 0 | 0
PseudoUnit | 0 | 0 | 0 | 0 | 0 | 0
FixedInterchange | 0 | 0 | 0 | 0 | 0 | 0
Emission Cost by Reporting Type: NWPP_Gas
ReportingType | 2015 | 2020 | 2025 | 2030 | 2035 | 2040
BM | 0 | 0 | 0 | 0 | 0 | 0
CC | 0 | 0 | 0 | 0 | 0 | 0
CSP | 0 | 0 | 0 | 0 | 0 | 0
CT | 0 | 0 | 0 | 0 | 0 | 0
Coal | 0 | 0 | 0 | 0 | 0 | 0
Geo | 0 | 0 | 0 | 0 | 0 | 0
H | 0 | 0 | 0 | 0 | 0 | 0
LFG | 0 | 0 | 0 | 0 | 0 | 0
Nuc | 0 | 0 | 0 | 0 | 0 | 0
PS | 0 | 0 | 0 | 0 | 0 | 0
PV | 0 | 0 | 0 | 0 | 0 | 0
PeakG | 0 | 0 | 0 | 0 | 0 | 0
PeakO | 0 | 0 | 0 | 0 | 0 | 0
ST | 0 | 0 | 0 | 0 | 0 | 0
STOG | 0 | 0 | 0 | 0 | 0 | 0
STWD | 0 | 0 | 0 | 0 | 0 | 0
WT | 0 | 0 | 0 | 0 | 0 | 0
IGCC | 0 | 0 | 0 | 0 | 0 | 0
DemandResponse | 0 | 0 | 0 | 0 | 0 | 0
IGCC-CCS | 0 | 0 | 0 | 0 | 0 | 0
WT_off | 0 | 0 | 0 | 0 | 0 | 0
PseudoUnit | 0 | 0 | 0 | 0 | 0 | 0
FixedInterchange | 0 | 0 | 0 | 0 | 0 | 0
Emission Cost by Reporting Type: NWPP_NucRenew
ReportingType | 2015 | 2020 | 2025 | 2030 | 2035 | 2040
BM | 0 | 0 | 0 | 0 | 0 | 0
CC | 0 | 0 | 0 | 0 | 0 | 0
CSP | 0 | 0 | 0 | 0 | 0 | 0
CT | 0 | 0 | 0 | 0 | 0 | 0
Coal | 0 | 0 | 0 | 0 | 0 | 0
Geo | 0 | 0 | 0 | 0 | 0 | 0
H | 0 | 0 | 0 | 0 | 0 | 0
LFG | 0 | 0 | 0 | 0 | 0 | 0
Nuc | 0 | 0 | 0 | 0 | 0 | 0
PS | 0 | 0 | 0 | 0 | 0 | 0
PV | 0 | 0 | 0 | 0 | 0 | 0
PeakG | 0 | 0 | 0 | 0 | 0 | 0
PeakO | 0 | 0 | 0 | 0 | 0 | 0
ST | 0 | 0 | 0 | 0 | 0 | 0
STOG | 0 | 0 | 0 | 0 | 0 | 0
STWD | 0 | 0 | 0 | 0 | 0 | 0
WT | 0 | 0 | 0 | 0 | 0 | 0
IGCC | 0 | 0 | 0 | 0 | 0 | 0
DemandResponse | 0 | 0 | 0 | 0 | 0 | 0
IGCC-CCS | 0 | 0 | 0 | 0 | 0 | 0
WT_off | 0 | 0 | 0 | 0 | 0 | 0
PseudoUnit | 0 | 0 | 0 | 0 | 0 | 0
FixedInterchange | 0 | 0 | 0 | 0 | 0 | 0
Emission Cost by Reporting Type: RMPA
ReportingType | 2015 | 2020 | 2025 | 2030 | 2035 | 2040
BM | 0 | 0 | 0 | 0 | 0 | 0
CC | 0 | 0 | 0 | 0 | 0 | 0
CSP | 0 | 0 | 0 | 0 | 0 | 0
CT | 0 | 0 | 0 | 0 | 0 | 0
Coal | 0 | 0 | 0 | 0 | 0 | 0
Geo | 0 | 0 | 0 | 0 | 0 | 0
H | 0 | 0 | 0 | 0 | 0 | 0
LFG | 0 | 0 | 0 | 0 | 0 | 0
Nuc | 0 | 0 | 0 | 0 | 0 | 0
PS | 0 | 0 | 0 | 0 | 0 | 0
PV | 0 | 0 | 0 | 0 | 0 | 0
PeakG | 0 | 0 | 0 | 0 | 0 | 0
PeakO | 0 | 0 | 0 | 0 | 0 | 0
ST | 0 | 0 | 0 | 0 | 0 | 0
STOG | 0 | 0 | 0 | 0 | 0 | 0
STWD | 0 | 0 | 0 | 0 | 0 | 0
WT | 0 | 0 | 0 | 0 | 0 | 0
IGCC | 0 | 0 | 0 | 0 | 0 | 0
DemandResponse | 0 | 0 | 0 | 0 | 0 | 0
IGCC-CCS | 0 | 0 | 0 | 0 | 0 | 0
WT_off | 0 | 0 | 0 | 0 | 0 | 0
PseudoUnit | 0 | 0 | 0 | 0 | 0 | 0
FixedInterchange | 0 | 0 | 0 | 0 | 0 | 0
Emission Cost by Reporting Type: SP15
ReportingType | 2015 | 2020 | 2025 | 2030 | 2035 | 2040
BM | 0 | 0 | 0 | 0 | 0 | 0
CC | 0 | 0 | 0 | 0 | 0 | 0
CSP | 0 | 0 | 0 | 0 | 0 | 0
CT | 0 | 0 | 0 | 0 | 0 | 0
Coal | 0 | 0 | 0 | 0 | 0 | 0
Geo | 0 | 0 | 0 | 0 | 0 | 0
H | 0 | 0 | 0 | 0 | 0 | 0
LFG | 0 | 0 | 0 | 0 | 0 | 0
Nuc | 0 | 0 | 0 | 0 | 0 | 0
PS | 0 | 0 | 0 | 0 | 0 | 0
PV | 0 | 0 | 0 | 0 | 0 | 0
PeakG | 0 | 0 | 0 | 0 | 0 | 0
PeakO | 0 | 0 | 0 | 0 | 0 | 0
ST | 0 | 0 | 0 | 0 | 0 | 0
STOG | 0 | 0 | 0 | 0 | 0 | 0
STWD | 0 | 0 | 0 | 0 | 0 | 0
WT | 0 | 0 | 0 | 0 | 0 | 0
IGCC | 0 | 0 | 0 | 0 | 0 | 0
DemandResponse | 0 | 0 | 0 | 0 | 0 | 0
IGCC-CCS | 0 | 0 | 0 | 0 | 0 | 0
WT_off | 0 | 0 | 0 | 0 | 0 | 0
PseudoUnit | 0 | 0 | 0 | 0 | 0 | 0
FixedInterchange | 0 | 0 | 0 | 0 | 0 | 0
Emission Cost by Reporting Type: ALB
ReportingType | 2015 | 2020 | 2025 | 2030 | 2035 | 2040
BM | 0 | 0 | 0 | 0 | 0 | 0
CC | 0 | 0 | 0 | 0 | 0 | 0
CSP | 0 | 0 | 0 | 0 | 0 | 0
CT | 0 | 0 | 0 | 0 | 0 | 0
Coal | 0 | 0 | 0 | 0 | 0 | 0
Geo | 0 | 0 | 0 | 0 | 0 | 0
H | 0 | 0 | 0 | 0 | 0 | 0
LFG | 0 | 0 | 0 | 0 | 0 | 0
Nuc | 0 | 0 | 0 | 0 | 0 | 0
PS | 0 | 0 | 0 | 0 | 0 | 0
PV | 0 | 0 | 0 | 0 | 0 | 0
PeakG | 0 | 0 | 0 | 0 | 0 | 0
PeakO | 0 | 0 | 0 | 0 | 0 | 0
ST | 0 | 0 | 0 | 0 | 0 | 0
STOG | 0 | 0 | 0 | 0 | 0 | 0
STWD | 0 | 0 | 0 | 0 | 0 | 0
WT | 0 | 0 | 0 | 0 | 0 | 0
IGCC | 0 | 0 | 0 | 0 | 0 | 0
DemandResponse | 0 | 0 | 0 | 0 | 0 | 0
IGCC-CCS | 0 | 0 | 0 | 0 | 0 | 0
WT_off | 0 | 0 | 0 | 0 | 0 | 0
PseudoUnit | 0 | 0 | 0 | 0 | 0 | 0
FixedInterchange | 0 | 0 | 0 | 0 | 0 | 0
Emission Cost by Reporting Type: BC
ReportingType | 2015 | 2020 | 2025 | 2030 | 2035 | 2040
BM | 0 | 0 | 0 | 0 | 0 | 0
CC | 0 | 0 | 0 | 0 | 0 | 0
CSP | 0 | 0 | 0 | 0 | 0 | 0
CT | 0 | 0 | 0 | 0 | 0 | 0
Coal | 0 | 0 | 0 | 0 | 0 | 0
Geo | 0 | 0 | 0 | 0 | 0 | 0
H | 0 | 0 | 0 | 0 | 0 | 0
LFG | 0 | 0 | 0 | 0 | 0 | 0
Nuc | 0 | 0 | 0 | 0 | 0 | 0
PS | 0 | 0 | 0 | 0 | 0 | 0
PV | 0 | 0 | 0 | 0 | 0 | 0
PeakG | 0 | 0 | 0 | 0 | 0 | 0
PeakO | 0 | 0 | 0 | 0 | 0 | 0
ST | 0 | 0 | 0 | 0 | 0 | 0
STOG | 0 | 0 | 0 | 0 | 0 | 0
STWD | 0 | 0 | 0 | 0 | 0 | 0
WT | 0 | 0 | 0 | 0 | 0 | 0
IGCC | 0 | 0 | 0 | 0 | 0 | 0
DemandResponse | 0 | 0 | 0 | 0 | 0 | 0
IGCC-CCS | 0 | 0 | 0 | 0 | 0 | 0
WT_off | 0 | 0 | 0 | 0 | 0 | 0
PseudoUnit | 0 | 0 | 0 | 0 | 0 | 0
FixedInterchange | 0 | 0 | 0 | 0 | 0 | 0
Emission Cost by Reporting Type: HQ_IESO
ReportingType | 2015 | 2020 | 2025 | 2030 | 2035 | 2040
BM | 0 | 0 | 0 | 0 | 0 | 0
CC | 0 | 0 | 0 | 0 | 0 | 0
CSP | 0 | 0 | 0 | 0 | 0 | 0
CT | 0 | 0 | 0 | 0 | 0 | 0
Coal | 0 | 0 | 0 | 0 | 0 | 0
Geo | 0 | 0 | 0 | 0 | 0 | 0
H | 0 | 0 | 0 | 0 | 0 | 0
LFG | 0 | 0 | 0 | 0 | 0 | 0
Nuc | 0 | 0 | 0 | 0 | 0 | 0
PS | 0 | 0 | 0 | 0 | 0 | 0
PV | 0 | 0 | 0 | 0 | 0 | 0
PeakG | 0 | 0 | 0 | 0 | 0 | 0
PeakO | 0 | 0 | 0 | 0 | 0 | 0
ST | 0 | 0 | 0 | 0 | 0 | 0
STOG | 0 | 0 | 0 | 0 | 0 | 0
STWD | 0 | 0 | 0 | 0 | 0 | 0
WT | 0 | 0 | 0 | 0 | 0 | 0
IGCC | 0 | 0 | 0 | 0 | 0 | 0
DemandResponse | 0 | 0 | 0 | 0 | 0 | 0
IGCC-CCS | 0 | 0 | 0 | 0 | 0 | 0
WT_off | 0 | 0 | 0 | 0 | 0 | 0
PseudoUnit | 0 | 0 | 0 | 0 | 0 | 0
FixedInterchange | 0 | 0 | 0 | 0 | 0 | 0
Emission Cost by Reporting Type: HQ_NEISO
ReportingType | 2015 | 2020 | 2025 | 2030 | 2035 | 2040
BM | 0 | 0 | 0 | 0 | 0 | 0
CC | 0 | 0 | 0 | 0 | 0 | 0
CSP | 0 | 0 | 0 | 0 | 0 | 0
CT | 0 | 0 | 0 | 0 | 0 | 0
Coal | 0 | 0 | 0 | 0 | 0 | 0
Geo | 0 | 0 | 0 | 0 | 0 | 0
H | 0 | 0 | 0 | 0 | 0 | 0
LFG | 0 | 0 | 0 | 0 | 0 | 0
Nuc | 0 | 0 | 0 | 0 | 0 | 0
PS | 0 | 0 | 0 | 0 | 0 | 0
PV | 0 | 0 | 0 | 0 | 0 | 0
PeakG | 0 | 0 | 0 | 0 | 0 | 0
PeakO | 0 | 0 | 0 | 0 | 0 | 0
ST | 0 | 0 | 0 | 0 | 0 | 0
STOG | 0 | 0 | 0 | 0 | 0 | 0
STWD | 0 | 0 | 0 | 0 | 0 | 0
WT | 0 | 0 | 0 | 0 | 0 | 0
IGCC | 0 | 0 | 0 | 0 | 0 | 0
DemandResponse | 0 | 0 | 0 | 0 | 0 | 0
IGCC-CCS | 0 | 0 | 0 | 0 | 0 | 0
WT_off | 0 | 0 | 0 | 0 | 0 | 0
PseudoUnit | 0 | 0 | 0 | 0 | 0 | 0
FixedInterchange | 0 | 0 | 0 | 0 | 0 | 0
Emission Cost by Reporting Type: HQ_NY
ReportingType | 2015 | 2020 | 2025 | 2030 | 2035 | 2040
BM | 0 | 0 | 0 | 0 | 0 | 0
CC | 0 | 0 | 0 | 0 | 0 | 0
CSP | 0 | 0 | 0 | 0 | 0 | 0
CT | 0 | 0 | 0 | 0 | 0 | 0
Coal | 0 | 0 | 0 | 0 | 0 | 0
Geo | 0 | 0 | 0 | 0 | 0 | 0
H | 0 | 0 | 0 | 0 | 0 | 0
LFG | 0 | 0 | 0 | 0 | 0 | 0
Nuc | 0 | 0 | 0 | 0 | 0 | 0
PS | 0 | 0 | 0 | 0 | 0 | 0
PV | 0 | 0 | 0 | 0 | 0 | 0
PeakG | 0 | 0 | 0 | 0 | 0 | 0
PeakO | 0 | 0 | 0 | 0 | 0 | 0
ST | 0 | 0 | 0 | 0 | 0 | 0
STOG | 0 | 0 | 0 | 0 | 0 | 0
STWD | 0 | 0 | 0 | 0 | 0 | 0
WT | 0 | 0 | 0 | 0 | 0 | 0
IGCC | 0 | 0 | 0 | 0 | 0 | 0
DemandResponse | 0 | 0 | 0 | 0 | 0 | 0
IGCC-CCS | 0 | 0 | 0 | 0 | 0 | 0
WT_off | 0 | 0 | 0 | 0 | 0 | 0
PseudoUnit | 0 | 0 | 0 | 0 | 0 | 0
FixedInterchange | 0 | 0 | 0 | 0 | 0 | 0
Emission Cost by Reporting Type: MARITIMES
ReportingType | 2015 | 2020 | 2025 | 2030 | 2035 | 2040
BM | 0 | 0 | 0 | 0 | 0 | 0
CC | 0 | 0 | 0 | 0 | 0 | 0
CSP | 0 | 0 | 0 | 0 | 0 | 0
CT | 0 | 0 | 0 | 0 | 0 | 0
Coal | 0 | 0 | 0 | 0 | 0 | 0
Geo | 0 | 0 | 0 | 0 | 0 | 0
H | 0 | 0 | 0 | 0 | 0 | 0
LFG | 0 | 0 | 0 | 0 | 0 | 0
Nuc | 0 | 0 | 0 | 0 | 0 | 0
PS | 0 | 0 | 0 | 0 | 0 | 0
PV | 0 | 0 | 0 | 0 | 0 | 0
PeakG | 0 | 0 | 0 | 0 | 0 | 0
PeakO | 0 | 0 | 0 | 0 | 0 | 0
ST | 0 | 0 | 0 | 0 | 0 | 0
STOG | 0 | 0 | 0 | 0 | 0 | 0
STWD | 0 | 0 | 0 | 0 | 0 | 0
WT | 0 | 0 | 0 | 0 | 0 | 0
IGCC | 0 | 0 | 0 | 0 | 0 | 0
DemandResponse | 0 | 0 | 0 | 0 | 0 | 0
IGCC-CCS | 0 | 0 | 0 | 0 | 0 | 0
WT_off | 0 | 0 | 0 | 0 | 0 | 0
PseudoUnit | 0 | 0 | 0 | 0 | 0 | 0
FixedInterchange | 0 | 0 | 0 | 0 | 0 | 0
Emission Cost by Reporting Type: All
ReportingType | 2015 | 2020 | 2025 | 2030 | 2035 | 2040
BM | 0 | 0 | 0 | 0 | 0 | 0
CC | 0 | 0 | 0 | 0 | 0 | 0
CSP | 0 | 0 | 0 | 0 | 0 | 0
CT | 0 | 0 | 0 | 0 | 0 | 0
Coal | 0 | 0 | 0 | 0 | 0 | 0
Geo | 0 | 0 | 0 | 0 | 0 | 0
H | 0 | 0 | 0 | 0 | 0 | 0
LFG | 0 | 0 | 0 | 0 | 0 | 0
Nuc | 0 | 0 | 0 | 0 | 0 | 0
PS | 0 | 0 | 0 | 0 | 0 | 0
PV | 0 | 0 | 0 | 0 | 0 | 0
PeakG | 0 | 0 | 0 | 0 | 0 | 0
PeakO | 0 | 0 | 0 | 0 | 0 | 0
ST | 0 | 0 | 0 | 0 | 0 | 0
STOG | 0 | 0 | 0 | 0 | 0 | 0
STWD | 0 | 0 | 0 | 0 | 0 | 0
WT | 0 | 0 | 0 | 0 | 0 | 0
IGCC | 0 | 0 | 0 | 0 | 0 | 0
DemandResponse | 0 | 0 | 0 | 0 | 0 | 0
IGCC-CCS | 0 | 0 | 0 | 0 | 0 | 0
WT_off | 0 | 0 | 0 | 0 | 0 | 0
PseudoUnit | 0 | 0 | 0 | 0 | 0 | 0
FixedInterchange | 0 | 0 | 0 | 0 | 0 | 0
Emission Cost by Reporting Type: EI_US
ReportingType | 2015 | 2020 | 2025 | 2030 | 2035 | 2040
BM | 0 | 0 | 0 | 0 | 0 | 0
CC | 0 | 0 | 0 | 0 | 0 | 0
CSP | 0 | 0 | 0 | 0 | 0 | 0
CT | 0 | 0 | 0 | 0 | 0 | 0
Coal | 0 | 0 | 0 | 0 | 0 | 0
Geo | 0 | 0 | 0 | 0 | 0 | 0
H | 0 | 0 | 0 | 0 | 0 | 0
LFG | 0 | 0 | 0 | 0 | 0 | 0
Nuc | 0 | 0 | 0 | 0 | 0 | 0
PS | 0 | 0 | 0 | 0 | 0 | 0
PV | 0 | 0 | 0 | 0 | 0 | 0
PeakG | 0 | 0 | 0 | 0 | 0 | 0
PeakO | 0 | 0 | 0 | 0 | 0 | 0
ST | 0 | 0 | 0 | 0 | 0 | 0
STOG | 0 | 0 | 0 | 0 | 0 | 0
STWD | 0 | 0 | 0 | 0 | 0 | 0
WT | 0 | 0 | 0 | 0 | 0 | 0
IGCC | 0 | 0 | 0 | 0 | 0 | 0
DemandResponse | 0 | 0 | 0 | 0 | 0 | 0
IGCC-CCS | 0 | 0 | 0 | 0 | 0 | 0
WT_off | 0 | 0 | 0 | 0 | 0 | 0
PseudoUnit | 0 | 0 | 0 | 0 | 0 | 0
FixedInterchange | 0 | 0 | 0 | 0 | 0 | 0
Emission Cost by Reporting Type: EI_Canada
ReportingType | 2015 | 2020 | 2025 | 2030 | 2035 | 2040
BM | 0 | 0 | 0 | 0 | 0 | 0
CC | 0 | 0 | 0 | 0 | 0 | 0
CSP | 0 | 0 | 0 | 0 | 0 | 0
CT | 0 | 0 | 0 | 0 | 0 | 0
Coal | 0 | 0 | 0 | 0 | 0 | 0
Geo | 0 | 0 | 0 | 0 | 0 | 0
H | 0 | 0 | 0 | 0 | 0 | 0
LFG | 0 | 0 | 0 | 0 | 0 | 0
Nuc | 0 | 0 | 0 | 0 | 0 | 0
PS | 0 | 0 | 0 | 0 | 0 | 0
PV | 0 | 0 | 0 | 0 | 0 | 0
PeakG | 0 | 0 | 0 | 0 | 0 | 0
PeakO | 0 | 0 | 0 | 0 | 0 | 0
ST | 0 | 0 | 0 | 0 | 0 | 0
STOG | 0 | 0 | 0 | 0 | 0 | 0
STWD | 0 | 0 | 0 | 0 | 0 | 0
WT | 0 | 0 | 0 | 0 | 0 | 0
IGCC | 0 | 0 | 0 | 0 | 0 | 0
DemandResponse | 0 | 0 | 0 | 0 | 0 | 0
IGCC-CCS | 0 | 0 | 0 | 0 | 0 | 0
WT_off | 0 | 0 | 0 | 0 | 0 | 0
PseudoUnit | 0 | 0 | 0 | 0 | 0 | 0
FixedInterchange | 0 | 0 | 0 | 0 | 0 | 0
Emission Cost by Reporting Type: EI
ReportingType | 2015 | 2020 | 2025 | 2030 | 2035 | 2040
BM | 0 | 0 | 0 | 0 | 0 | 0
CC | 0 | 0 | 0 | 0 | 0 | 0
CSP | 0 | 0 | 0 | 0 | 0 | 0
CT | 0 | 0 | 0 | 0 | 0 | 0
Coal | 0 | 0 | 0 | 0 | 0 | 0
Geo | 0 | 0 | 0 | 0 | 0 | 0
H | 0 | 0 | 0 | 0 | 0 | 0
LFG | 0 | 0 | 0 | 0 | 0 | 0
Nuc | 0 | 0 | 0 | 0 | 0 | 0
PS | 0 | 0 | 0 | 0 | 0 | 0
PV | 0 | 0 | 0 | 0 | 0 | 0
PeakG | 0 | 0 | 0 | 0 | 0 | 0
PeakO | 0 | 0 | 0 | 0 | 0 | 0
ST | 0 | 0 | 0 | 0 | 0 | 0
STOG | 0 | 0 | 0 | 0 | 0 | 0
STWD | 0 | 0 | 0 | 0 | 0 | 0
WT | 0 | 0 | 0 | 0 | 0 | 0
IGCC | 0 | 0 | 0 | 0 | 0 | 0
DemandResponse | 0 | 0 | 0 | 0 | 0 | 0
IGCC-CCS | 0 | 0 | 0 | 0 | 0 | 0
WT_off | 0 | 0 | 0 | 0 | 0 | 0
PseudoUnit | 0 | 0 | 0 | 0 | 0 | 0
FixedInterchange | 0 | 0 | 0 | 0 | 0 | 0
Emission Cost by Reporting Type: Outside_EI
ReportingType | 2015 | 2020 | 2025 | 2030 | 2035 | 2040
BM | 0 | 0 | 0 | 0 | 0 | 0
CC | 0 | 0 | 0 | 0 | 0 | 0
CSP | 0 | 0 | 0 | 0 | 0 | 0
CT | 0 | 0 | 0 | 0 | 0 | 0
Coal | 0 | 0 | 0 | 0 | 0 | 0
Geo | 0 | 0 | 0 | 0 | 0 | 0
H | 0 | 0 | 0 | 0 | 0 | 0
LFG | 0 | 0 | 0 | 0 | 0 | 0
Nuc | 0 | 0 | 0 | 0 | 0 | 0
PS | 0 | 0 | 0 | 0 | 0 | 0
PV | 0 | 0 | 0 | 0 | 0 | 0
PeakG | 0 | 0 | 0 | 0 | 0 | 0
PeakO | 0 | 0 | 0 | 0 | 0 | 0
ST | 0 | 0 | 0 | 0 | 0 | 0
STOG | 0 | 0 | 0 | 0 | 0 | 0
STWD | 0 | 0 | 0 | 0 | 0 | 0
WT | 0 | 0 | 0 | 0 | 0 | 0
IGCC | 0 | 0 | 0 | 0 | 0 | 0
DemandResponse | 0 | 0 | 0 | 0 | 0 | 0
IGCC-CCS | 0 | 0 | 0 | 0 | 0 | 0
WT_off | 0 | 0 | 0 | 0 | 0 | 0
PseudoUnit | 0 | 0 | 0 | 0 | 0 | 0
FixedInterchange | 0 | 0 | 0 | 0 | 0 | 0
==== Emission Program: Carbon_CA : (CO2) ====
Emission Cost by Reporting Type: Entergy
ReportingType | 2015 | 2020 | 2025 | 2030 | 2035 | 2040
BM | 0 | 0 | 0 | 0 | 0 | 0
CC | 0 | 0 | 0 | 0 | 0 | 0
CSP | 0 | 0 | 0 | 0 | 0 | 0
CT | 0 | 0 | 0 | 0 | 0 | 0
Coal | 0 | 0 | 0 | 0 | 0 | 0
Geo | 0 | 0 | 0 | 0 | 0 | 0
H | 0 | 0 | 0 | 0 | 0 | 0
LFG | 0 | 0 | 0 | 0 | 0 | 0
Nuc | 0 | 0 | 0 | 0 | 0 | 0
PS | 0 | 0 | 0 | 0 | 0 | 0
PV | 0 | 0 | 0 | 0 | 0 | 0
PeakG | 0 | 0 | 0 | 0 | 0 | 0
PeakO | 0 | 0 | 0 | 0 | 0 | 0
ST | 0 | 0 | 0 | 0 | 0 | 0
STOG | 0 | 0 | 0 | 0 | 0 | 0
STWD | 0 | 0 | 0 | 0 | 0 | 0
WT | 0 | 0 | 0 | 0 | 0 | 0
IGCC | 0 | 0 | 0 | 0 | 0 | 0
DemandResponse | 0 | 0 | 0 | 0 | 0 | 0
IGCC-CCS | 0 | 0 | 0 | 0 | 0 | 0
WT_off | 0 | 0 | 0 | 0 | 0 | 0
PseudoUnit | 0 | 0 | 0 | 0 | 0 | 0
FixedInterchange | 0 | 0 | 0 | 0 | 0 | 0
Emission Cost by Reporting Type: FRCC
ReportingType | 2015 | 2020 | 2025 | 2030 | 2035 | 2040
BM | 0 | 0 | 0 | 0 | 0 | 0
CC | 0 | 0 | 0 | 0 | 0 | 0
CSP | 0 | 0 | 0 | 0 | 0 | 0
CT | 0 | 0 | 0 | 0 | 0 | 0
Coal | 0 | 0 | 0 | 0 | 0 | 0
Geo | 0 | 0 | 0 | 0 | 0 | 0
H | 0 | 0 | 0 | 0 | 0 | 0
LFG | 0 | 0 | 0 | 0 | 0 | 0
Nuc | 0 | 0 | 0 | 0 | 0 | 0
PS | 0 | 0 | 0 | 0 | 0 | 0
PV | 0 | 0 | 0 | 0 | 0 | 0
PeakG | 0 | 0 | 0 | 0 | 0 | 0
PeakO | 0 | 0 | 0 | 0 | 0 | 0
ST | 0 | 0 | 0 | 0 | 0 | 0
STOG | 0 | 0 | 0 | 0 | 0 | 0
STWD | 0 | 0 | 0 | 0 | 0 | 0
WT | 0 | 0 | 0 | 0 | 0 | 0
IGCC | 0 | 0 | 0 | 0 | 0 | 0
DemandResponse | 0 | 0 | 0 | 0 | 0 | 0
IGCC-CCS | 0 | 0 | 0 | 0 | 0 | 0
WT_off | 0 | 0 | 0 | 0 | 0 | 0
PseudoUnit | 0 | 0 | 0 | 0 | 0 | 0
FixedInterchange | 0 | 0 | 0 | 0 | 0 | 0
Emission Cost by Reporting Type: MAPP_US
ReportingType | 2015 | 2020 | 2025 | 2030 | 2035 | 2040
BM | 0 | 0 | 0 | 0 | 0 | 0
CC | 0 | 0 | 0 | 0 | 0 | 0
CSP | 0 | 0 | 0 | 0 | 0 | 0
CT | 0 | 0 | 0 | 0 | 0 | 0
Coal | 0 | 0 | 0 | 0 | 0 | 0
Geo | 0 | 0 | 0 | 0 | 0 | 0
H | 0 | 0 | 0 | 0 | 0 | 0
LFG | 0 | 0 | 0 | 0 | 0 | 0
Nuc | 0 | 0 | 0 | 0 | 0 | 0
PS | 0 | 0 | 0 | 0 | 0 | 0
PV | 0 | 0 | 0 | 0 | 0 | 0
PeakG | 0 | 0 | 0 | 0 | 0 | 0
PeakO | 0 | 0 | 0 | 0 | 0 | 0
ST | 0 | 0 | 0 | 0 | 0 | 0
STOG | 0 | 0 | 0 | 0 | 0 | 0
STWD | 0 | 0 | 0 | 0 | 0 | 0
WT | 0 | 0 | 0 | 0 | 0 | 0
IGCC | 0 | 0 | 0 | 0 | 0 | 0
DemandResponse | 0 | 0 | 0 | 0 | 0 | 0
IGCC-CCS | 0 | 0 | 0 | 0 | 0 | 0
WT_off | 0 | 0 | 0 | 0 | 0 | 0
PseudoUnit | 0 | 0 | 0 | 0 | 0 | 0
FixedInterchange | 0 | 0 | 0 | 0 | 0 | 0
Emission Cost by Reporting Type: MISO_IN
ReportingType | 2015 | 2020 | 2025 | 2030 | 2035 | 2040
BM | 0 | 0 | 0 | 0 | 0 | 0
CC | 0 | 0 | 0 | 0 | 0 | 0
CSP | 0 | 0 | 0 | 0 | 0 | 0
CT | 0 | 0 | 0 | 0 | 0 | 0
Coal | 0 | 0 | 0 | 0 | 0 | 0
Geo | 0 | 0 | 0 | 0 | 0 | 0
H | 0 | 0 | 0 | 0 | 0 | 0
LFG | 0 | 0 | 0 | 0 | 0 | 0
Nuc | 0 | 0 | 0 | 0 | 0 | 0
PS | 0 | 0 | 0 | 0 | 0 | 0
PV | 0 | 0 | 0 | 0 | 0 | 0
PeakG | 0 | 0 | 0 | 0 | 0 | 0
PeakO | 0 | 0 | 0 | 0 | 0 | 0
ST | 0 | 0 | 0 | 0 | 0 | 0
STOG | 0 | 0 | 0 | 0 | 0 | 0
STWD | 0 | 0 | 0 | 0 | 0 | 0
WT | 0 | 0 | 0 | 0 | 0 | 0
IGCC | 0 | 0 | 0 | 0 | 0 | 0
DemandResponse | 0 | 0 | 0 | 0 | 0 | 0
IGCC-CCS | 0 | 0 | 0 | 0 | 0 | 0
WT_off | 0 | 0 | 0 | 0 | 0 | 0
PseudoUnit | 0 | 0 | 0 | 0 | 0 | 0
FixedInterchange | 0 | 0 | 0 | 0 | 0 | 0
Emission Cost by Reporting Type: MISO_MI
ReportingType | 2015 | 2020 | 2025 | 2030 | 2035 | 2040
BM | 0 | 0 | 0 | 0 | 0 | 0
CC | 0 | 0 | 0 | 0 | 0 | 0
CSP | 0 | 0 | 0 | 0 | 0 | 0
CT | 0 | 0 | 0 | 0 | 0 | 0
Coal | 0 | 0 | 0 | 0 | 0 | 0
Geo | 0 | 0 | 0 | 0 | 0 | 0
H | 0 | 0 | 0 | 0 | 0 | 0
LFG | 0 | 0 | 0 | 0 | 0 | 0
Nuc | 0 | 0 | 0 | 0 | 0 | 0
PS | 0 | 0 | 0 | 0 | 0 | 0
PV | 0 | 0 | 0 | 0 | 0 | 0
PeakG | 0 | 0 | 0 | 0 | 0 | 0
PeakO | 0 | 0 | 0 | 0 | 0 | 0
ST | 0 | 0 | 0 | 0 | 0 | 0
STOG | 0 | 0 | 0 | 0 | 0 | 0
STWD | 0 | 0 | 0 | 0 | 0 | 0
WT | 0 | 0 | 0 | 0 | 0 | 0
IGCC | 0 | 0 | 0 | 0 | 0 | 0
DemandResponse | 0 | 0 | 0 | 0 | 0 | 0
IGCC-CCS | 0 | 0 | 0 | 0 | 0 | 0
WT_off | 0 | 0 | 0 | 0 | 0 | 0
PseudoUnit | 0 | 0 | 0 | 0 | 0 | 0
FixedInterchange | 0 | 0 | 0 | 0 | 0 | 0
Emission Cost by Reporting Type: MISO_MO-IL
ReportingType | 2015 | 2020 | 2025 | 2030 | 2035 | 2040
BM | 0 | 0 | 0 | 0 | 0 | 0
CC | 0 | 0 | 0 | 0 | 0 | 0
CSP | 0 | 0 | 0 | 0 | 0 | 0
CT | 0 | 0 | 0 | 0 | 0 | 0
Coal | 0 | 0 | 0 | 0 | 0 | 0
Geo | 0 | 0 | 0 | 0 | 0 | 0
H | 0 | 0 | 0 | 0 | 0 | 0
LFG | 0 | 0 | 0 | 0 | 0 | 0
Nuc | 0 | 0 | 0 | 0 | 0 | 0
PS | 0 | 0 | 0 | 0 | 0 | 0
PV | 0 | 0 | 0 | 0 | 0 | 0
PeakG | 0 | 0 | 0 | 0 | 0 | 0
PeakO | 0 | 0 | 0 | 0 | 0 | 0
ST | 0 | 0 | 0 | 0 | 0 | 0
STOG | 0 | 0 | 0 | 0 | 0 | 0
STWD | 0 | 0 | 0 | 0 | 0 | 0
WT | 0 | 0 | 0 | 0 | 0 | 0
IGCC | 0 | 0 | 0 | 0 | 0 | 0
DemandResponse | 0 | 0 | 0 | 0 | 0 | 0
IGCC-CCS | 0 | 0 | 0 | 0 | 0 | 0
WT_off | 0 | 0 | 0 | 0 | 0 | 0
PseudoUnit | 0 | 0 | 0 | 0 | 0 | 0
FixedInterchange | 0 | 0 | 0 | 0 | 0 | 0
Emission Cost by Reporting Type: MISO_W
ReportingType | 2015 | 2020 | 2025 | 2030 | 2035 | 2040
BM | 0 | 0 | 0 | 0 | 0 | 0
CC | 0 | 0 | 0 | 0 | 0 | 0
CSP | 0 | 0 | 0 | 0 | 0 | 0
CT | 0 | 0 | 0 | 0 | 0 | 0
Coal | 0 | 0 | 0 | 0 | 0 | 0
Geo | 0 | 0 | 0 | 0 | 0 | 0
H | 0 | 0 | 0 | 0 | 0 | 0
LFG | 0 | 0 | 0 | 0 | 0 | 0
Nuc | 0 | 0 | 0 | 0 | 0 | 0
PS | 0 | 0 | 0 | 0 | 0 | 0
PV | 0 | 0 | 0 | 0 | 0 | 0
PeakG | 0 | 0 | 0 | 0 | 0 | 0
PeakO | 0 | 0 | 0 | 0 | 0 | 0
ST | 0 | 0 | 0 | 0 | 0 | 0
STOG | 0 | 0 | 0 | 0 | 0 | 0
STWD | 0 | 0 | 0 | 0 | 0 | 0
WT | 0 | 0 | 0 | 0 | 0 | 0
IGCC | 0 | 0 | 0 | 0 | 0 | 0
DemandResponse | 0 | 0 | 0 | 0 | 0 | 0
IGCC-CCS | 0 | 0 | 0 | 0 | 0 | 0
WT_off | 0 | 0 | 0 | 0 | 0 | 0
PseudoUnit | 0 | 0 | 0 | 0 | 0 | 0
FixedInterchange | 0 | 0 | 0 | 0 | 0 | 0
Emission Cost by Reporting Type: MISO_WUMS
ReportingType | 2015 | 2020 | 2025 | 2030 | 2035 | 2040
BM | 0 | 0 | 0 | 0 | 0 | 0
CC | 0 | 0 | 0 | 0 | 0 | 0
CSP | 0 | 0 | 0 | 0 | 0 | 0
CT | 0 | 0 | 0 | 0 | 0 | 0
Coal | 0 | 0 | 0 | 0 | 0 | 0
Geo | 0 | 0 | 0 | 0 | 0 | 0
H | 0 | 0 | 0 | 0 | 0 | 0
LFG | 0 | 0 | 0 | 0 | 0 | 0
Nuc | 0 | 0 | 0 | 0 | 0 | 0
PS | 0 | 0 | 0 | 0 | 0 | 0
PV | 0 | 0 | 0 | 0 | 0 | 0
PeakG | 0 | 0 | 0 | 0 | 0 | 0
PeakO | 0 | 0 | 0 | 0 | 0 | 0
ST | 0 | 0 | 0 | 0 | 0 | 0
STOG | 0 | 0 | 0 | 0 | 0 | 0
STWD | 0 | 0 | 0 | 0 | 0 | 0
WT | 0 | 0 | 0 | 0 | 0 | 0
IGCC | 0 | 0 | 0 | 0 | 0 | 0
DemandResponse | 0 | 0 | 0 | 0 | 0 | 0
IGCC-CCS | 0 | 0 | 0 | 0 | 0 | 0
WT_off | 0 | 0 | 0 | 0 | 0 | 0
PseudoUnit | 0 | 0 | 0 | 0 | 0 | 0
FixedInterchange | 0 | 0 | 0 | 0 | 0 | 0
Emission Cost by Reporting Type: Nebraska
ReportingType | 2015 | 2020 | 2025 | 2030 | 2035 | 2040
BM | 0 | 0 | 0 | 0 | 0 | 0
CC | 0 | 0 | 0 | 0 | 0 | 0
CSP | 0 | 0 | 0 | 0 | 0 | 0
CT | 0 | 0 | 0 | 0 | 0 | 0
Coal | 0 | 0 | 0 | 0 | 0 | 0
Geo | 0 | 0 | 0 | 0 | 0 | 0
H | 0 | 0 | 0 | 0 | 0 | 0
LFG | 0 | 0 | 0 | 0 | 0 | 0
Nuc | 0 | 0 | 0 | 0 | 0 | 0
PS | 0 | 0 | 0 | 0 | 0 | 0
PV | 0 | 0 | 0 | 0 | 0 | 0
PeakG | 0 | 0 | 0 | 0 | 0 | 0
PeakO | 0 | 0 | 0 | 0 | 0 | 0
ST | 0 | 0 | 0 | 0 | 0 | 0
STOG | 0 | 0 | 0 | 0 | 0 | 0
STWD | 0 | 0 | 0 | 0 | 0 | 0
WT | 0 | 0 | 0 | 0 | 0 | 0
IGCC | 0 | 0 | 0 | 0 | 0 | 0
DemandResponse | 0 | 0 | 0 | 0 | 0 | 0
IGCC-CCS | 0 | 0 | 0 | 0 | 0 | 0
WT_off | 0 | 0 | 0 | 0 | 0 | 0
PseudoUnit | 0 | 0 | 0 | 0 | 0 | 0
FixedInterchange | 0 | 0 | 0 | 0 | 0 | 0
Emission Cost by Reporting Type: NEISO
ReportingType | 2015 | 2020 | 2025 | 2030 | 2035 | 2040
BM | 0 | 0 | 0 | 0 | 0 | 0
CC | 0 | 0 | 0 | 0 | 0 | 0
CSP | 0 | 0 | 0 | 0 | 0 | 0
CT | 0 | 0 | 0 | 0 | 0 | 0
Coal | 0 | 0 | 0 | 0 | 0 | 0
Geo | 0 | 0 | 0 | 0 | 0 | 0
H | 0 | 0 | 0 | 0 | 0 | 0
LFG | 0 | 0 | 0 | 0 | 0 | 0
Nuc | 0 | 0 | 0 | 0 | 0 | 0
PS | 0 | 0 | 0 | 0 | 0 | 0
PV | 0 | 0 | 0 | 0 | 0 | 0
PeakG | 0 | 0 | 0 | 0 | 0 | 0
PeakO | 0 | 0 | 0 | 0 | 0 | 0
ST | 0 | 0 | 0 | 0 | 0 | 0
STOG | 0 | 0 | 0 | 0 | 0 | 0
STWD | 0 | 0 | 0 | 0 | 0 | 0
WT | 0 | 0 | 0 | 0 | 0 | 0
IGCC | 0 | 0 | 0 | 0 | 0 | 0
DemandResponse | 0 | 0 | 0 | 0 | 0 | 0
IGCC-CCS | 0 | 0 | 0 | 0 | 0 | 0
WT_off | 0 | 0 | 0 | 0 | 0 | 0
PseudoUnit | 0 | 0 | 0 | 0 | 0 | 0
FixedInterchange | 0 | 0 | 0 | 0 | 0 | 0
Emission Cost by Reporting Type: NonRTO_Midwest
ReportingType | 2015 | 2020 | 2025 | 2030 | 2035 | 2040
BM | 0 | 0 | 0 | 0 | 0 | 0
CC | 0 | 0 | 0 | 0 | 0 | 0
CSP | 0 | 0 | 0 | 0 | 0 | 0
CT | 0 | 0 | 0 | 0 | 0 | 0
Coal | 0 | 0 | 0 | 0 | 0 | 0
Geo | 0 | 0 | 0 | 0 | 0 | 0
H | 0 | 0 | 0 | 0 | 0 | 0
LFG | 0 | 0 | 0 | 0 | 0 | 0
Nuc | 0 | 0 | 0 | 0 | 0 | 0
PS | 0 | 0 | 0 | 0 | 0 | 0
PV | 0 | 0 | 0 | 0 | 0 | 0
PeakG | 0 | 0 | 0 | 0 | 0 | 0
PeakO | 0 | 0 | 0 | 0 | 0 | 0
ST | 0 | 0 | 0 | 0 | 0 | 0
STOG | 0 | 0 | 0 | 0 | 0 | 0
STWD | 0 | 0 | 0 | 0 | 0 | 0
WT | 0 | 0 | 0 | 0 | 0 | 0
IGCC | 0 | 0 | 0 | 0 | 0 | 0
DemandResponse | 0 | 0 | 0 | 0 | 0 | 0
IGCC-CCS | 0 | 0 | 0 | 0 | 0 | 0
WT_off | 0 | 0 | 0 | 0 | 0 | 0
PseudoUnit | 0 | 0 | 0 | 0 | 0 | 0
FixedInterchange | 0 | 0 | 0 | 0 | 0 | 0
Emission Cost by Reporting Type: NYISO_A-F
ReportingType | 2015 | 2020 | 2025 | 2030 | 2035 | 2040
BM | 0 | 0 | 0 | 0 | 0 | 0
CC | 0 | 0 | 0 | 0 | 0 | 0
CSP | 0 | 0 | 0 | 0 | 0 | 0
CT | 0 | 0 | 0 | 0 | 0 | 0
Coal | 0 | 0 | 0 | 0 | 0 | 0
Geo | 0 | 0 | 0 | 0 | 0 | 0
H | 0 | 0 | 0 | 0 | 0 | 0
LFG | 0 | 0 | 0 | 0 | 0 | 0
Nuc | 0 | 0 | 0 | 0 | 0 | 0
PS | 0 | 0 | 0 | 0 | 0 | 0
PV | 0 | 0 | 0 | 0 | 0 | 0
PeakG | 0 | 0 | 0 | 0 | 0 | 0
PeakO | 0 | 0 | 0 | 0 | 0 | 0
ST | 0 | 0 | 0 | 0 | 0 | 0
STOG | 0 | 0 | 0 | 0 | 0 | 0
STWD | 0 | 0 | 0 | 0 | 0 | 0
WT | 0 | 0 | 0 | 0 | 0 | 0
IGCC | 0 | 0 | 0 | 0 | 0 | 0
DemandResponse | 0 | 0 | 0 | 0 | 0 | 0
IGCC-CCS | 0 | 0 | 0 | 0 | 0 | 0
WT_off | 0 | 0 | 0 | 0 | 0 | 0
PseudoUnit | 0 | 0 | 0 | 0 | 0 | 0
FixedInterchange | 0 | 0 | 0 | 0 | 0 | 0
Emission Cost by Reporting Type: NYISO_G-I
ReportingType | 2015 | 2020 | 2025 | 2030 | 2035 | 2040
BM | 0 | 0 | 0 | 0 | 0 | 0
CC | 0 | 0 | 0 | 0 | 0 | 0
CSP | 0 | 0 | 0 | 0 | 0 | 0
CT | 0 | 0 | 0 | 0 | 0 | 0
Coal | 0 | 0 | 0 | 0 | 0 | 0
Geo | 0 | 0 | 0 | 0 | 0 | 0
H | 0 | 0 | 0 | 0 | 0 | 0
LFG | 0 | 0 | 0 | 0 | 0 | 0
Nuc | 0 | 0 | 0 | 0 | 0 | 0
PS | 0 | 0 | 0 | 0 | 0 | 0
PV | 0 | 0 | 0 | 0 | 0 | 0
PeakG | 0 | 0 | 0 | 0 | 0 | 0
PeakO | 0 | 0 | 0 | 0 | 0 | 0
ST | 0 | 0 | 0 | 0 | 0 | 0
STOG | 0 | 0 | 0 | 0 | 0 | 0
STWD | 0 | 0 | 0 | 0 | 0 | 0
WT | 0 | 0 | 0 | 0 | 0 | 0
IGCC | 0 | 0 | 0 | 0 | 0 | 0
DemandResponse | 0 | 0 | 0 | 0 | 0 | 0
IGCC-CCS | 0 | 0 | 0 | 0 | 0 | 0
WT_off | 0 | 0 | 0 | 0 | 0 | 0
PseudoUnit | 0 | 0 | 0 | 0 | 0 | 0
FixedInterchange | 0 | 0 | 0 | 0 | 0 | 0
Emission Cost by Reporting Type: NYISO_J-K
ReportingType | 2015 | 2020 | 2025 | 2030 | 2035 | 2040
BM | 0 | 0 | 0 | 0 | 0 | 0
CC | 0 | 0 | 0 | 0 | 0 | 0
CSP | 0 | 0 | 0 | 0 | 0 | 0
CT | 0 | 0 | 0 | 0 | 0 | 0
Coal | 0 | 0 | 0 | 0 | 0 | 0
Geo | 0 | 0 | 0 | 0 | 0 | 0
H | 0 | 0 | 0 | 0 | 0 | 0
LFG | 0 | 0 | 0 | 0 | 0 | 0
Nuc | 0 | 0 | 0 | 0 | 0 | 0
PS | 0 | 0 | 0 | 0 | 0 | 0
PV | 0 | 0 | 0 | 0 | 0 | 0
PeakG | 0 | 0 | 0 | 0 | 0 | 0
PeakO | 0 | 0 | 0 | 0 | 0 | 0
ST | 0 | 0 | 0 | 0 | 0 | 0
STOG | 0 | 0 | 0 | 0 | 0 | 0
STWD | 0 | 0 | 0 | 0 | 0 | 0
WT | 0 | 0 | 0 | 0 | 0 | 0
IGCC | 0 | 0 | 0 | 0 | 0 | 0
DemandResponse | 0 | 0 | 0 | 0 | 0 | 0
IGCC-CCS | 0 | 0 | 0 | 0 | 0 | 0
WT_off | 0 | 0 | 0 | 0 | 0 | 0
PseudoUnit | 0 | 0 | 0 | 0 | 0 | 0
FixedInterchange | 0 | 0 | 0 | 0 | 0 | 0
Emission Cost by Reporting Type: PJM_E
ReportingType | 2015 | 2020 | 2025 | 2030 | 2035 | 2040
BM | 0 | 0 | 0 | 0 | 0 | 0
CC | 0 | 0 | 0 | 0 | 0 | 0
CSP | 0 | 0 | 0 | 0 | 0 | 0
CT | 0 | 0 | 0 | 0 | 0 | 0
Coal | 0 | 0 | 0 | 0 | 0 | 0
Geo | 0 | 0 | 0 | 0 | 0 | 0
H | 0 | 0 | 0 | 0 | 0 | 0
LFG | 0 | 0 | 0 | 0 | 0 | 0
Nuc | 0 | 0 | 0 | 0 | 0 | 0
PS | 0 | 0 | 0 | 0 | 0 | 0
PV | 0 | 0 | 0 | 0 | 0 | 0
PeakG | 0 | 0 | 0 | 0 | 0 | 0
PeakO | 0 | 0 | 0 | 0 | 0 | 0
ST | 0 | 0 | 0 | 0 | 0 | 0
STOG | 0 | 0 | 0 | 0 | 0 | 0
STWD | 0 | 0 | 0 | 0 | 0 | 0
WT | 0 | 0 | 0 | 0 | 0 | 0
IGCC | 0 | 0 | 0 | 0 | 0 | 0
DemandResponse | 0 | 0 | 0 | 0 | 0 | 0
IGCC-CCS | 0 | 0 | 0 | 0 | 0 | 0
WT_off | 0 | 0 | 0 | 0 | 0 | 0
PseudoUnit | 0 | 0 | 0 | 0 | 0 | 0
FixedInterchange | 0 | 0 | 0 | 0 | 0 | 0
Emission Cost by Reporting Type: PJM_ROM
ReportingType | 2015 | 2020 | 2025 | 2030 | 2035 | 2040
BM | 0 | 0 | 0 | 0 | 0 | 0
CC | 0 | 0 | 0 | 0 | 0 | 0
CSP | 0 | 0 | 0 | 0 | 0 | 0
CT | 0 | 0 | 0 | 0 | 0 | 0
Coal | 0 | 0 | 0 | 0 | 0 | 0
Geo | 0 | 0 | 0 | 0 | 0 | 0
H | 0 | 0 | 0 | 0 | 0 | 0
LFG | 0 | 0 | 0 | 0 | 0 | 0
Nuc | 0 | 0 | 0 | 0 | 0 | 0
PS | 0 | 0 | 0 | 0 | 0 | 0
PV | 0 | 0 | 0 | 0 | 0 | 0
PeakG | 0 | 0 | 0 | 0 | 0 | 0
PeakO | 0 | 0 | 0 | 0 | 0 | 0
ST | 0 | 0 | 0 | 0 | 0 | 0
STOG | 0 | 0 | 0 | 0 | 0 | 0
STWD | 0 | 0 | 0 | 0 | 0 | 0
WT | 0 | 0 | 0 | 0 | 0 | 0
IGCC | 0 | 0 | 0 | 0 | 0 | 0
DemandResponse | 0 | 0 | 0 | 0 | 0 | 0
IGCC-CCS | 0 | 0 | 0 | 0 | 0 | 0
WT_off | 0 | 0 | 0 | 0 | 0 | 0
PseudoUnit | 0 | 0 | 0 | 0 | 0 | 0
FixedInterchange | 0 | 0 | 0 | 0 | 0 | 0
Emission Cost by Reporting Type: PJM_ROR
ReportingType | 2015 | 2020 | 2025 | 2030 | 2035 | 2040
BM | 0 | 0 | 0 | 0 | 0 | 0
CC | 0 | 0 | 0 | 0 | 0 | 0
CSP | 0 | 0 | 0 | 0 | 0 | 0
CT | 0 | 0 | 0 | 0 | 0 | 0
Coal | 0 | 0 | 0 | 0 | 0 | 0
Geo | 0 | 0 | 0 | 0 | 0 | 0
H | 0 | 0 | 0 | 0 | 0 | 0
LFG | 0 | 0 | 0 | 0 | 0 | 0
Nuc | 0 | 0 | 0 | 0 | 0 | 0
PS | 0 | 0 | 0 | 0 | 0 | 0
PV | 0 | 0 | 0 | 0 | 0 | 0
PeakG | 0 | 0 | 0 | 0 | 0 | 0
PeakO | 0 | 0 | 0 | 0 | 0 | 0
ST | 0 | 0 | 0 | 0 | 0 | 0
STOG | 0 | 0 | 0 | 0 | 0 | 0
STWD | 0 | 0 | 0 | 0 | 0 | 0
WT | 0 | 0 | 0 | 0 | 0 | 0
IGCC | 0 | 0 | 0 | 0 | 0 | 0
DemandResponse | 0 | 0 | 0 | 0 | 0 | 0
IGCC-CCS | 0 | 0 | 0 | 0 | 0 | 0
WT_off | 0 | 0 | 0 | 0 | 0 | 0
PseudoUnit | 0 | 0 | 0 | 0 | 0 | 0
FixedInterchange | 0 | 0 | 0 | 0 | 0 | 0
Emission Cost by Reporting Type: SOCO
ReportingType | 2015 | 2020 | 2025 | 2030 | 2035 | 2040
BM | 0 | 0 | 0 | 0 | 0 | 0
CC | 0 | 0 | 0 | 0 | 0 | 0
CSP | 0 | 0 | 0 | 0 | 0 | 0
CT | 0 | 0 | 0 | 0 | 0 | 0
Coal | 0 | 0 | 0 | 0 | 0 | 0
Geo | 0 | 0 | 0 | 0 | 0 | 0
H | 0 | 0 | 0 | 0 | 0 | 0
LFG | 0 | 0 | 0 | 0 | 0 | 0
Nuc | 0 | 0 | 0 | 0 | 0 | 0
PS | 0 | 0 | 0 | 0 | 0 | 0
PV | 0 | 0 | 0 | 0 | 0 | 0
PeakG | 0 | 0 | 0 | 0 | 0 | 0
PeakO | 0 | 0 | 0 | 0 | 0 | 0
ST | 0 | 0 | 0 | 0 | 0 | 0
STOG | 0 | 0 | 0 | 0 | 0 | 0
STWD | 0 | 0 | 0 | 0 | 0 | 0
WT | 0 | 0 | 0 | 0 | 0 | 0
IGCC | 0 | 0 | 0 | 0 | 0 | 0
DemandResponse | 0 | 0 | 0 | 0 | 0 | 0
IGCC-CCS | 0 | 0 | 0 | 0 | 0 | 0
WT_off | 0 | 0 | 0 | 0 | 0 | 0
PseudoUnit | 0 | 0 | 0 | 0 | 0 | 0
FixedInterchange | 0 | 0 | 0 | 0 | 0 | 0
Emission Cost by Reporting Type: SPP_N
ReportingType | 2015 | 2020 | 2025 | 2030 | 2035 | 2040
BM | 0 | 0 | 0 | 0 | 0 | 0
CC | 0 | 0 | 0 | 0 | 0 | 0
CSP | 0 | 0 | 0 | 0 | 0 | 0
CT | 0 | 0 | 0 | 0 | 0 | 0
Coal | 0 | 0 | 0 | 0 | 0 | 0
Geo | 0 | 0 | 0 | 0 | 0 | 0
H | 0 | 0 | 0 | 0 | 0 | 0
LFG | 0 | 0 | 0 | 0 | 0 | 0
Nuc | 0 | 0 | 0 | 0 | 0 | 0
PS | 0 | 0 | 0 | 0 | 0 | 0
PV | 0 | 0 | 0 | 0 | 0 | 0
PeakG | 0 | 0 | 0 | 0 | 0 | 0
PeakO | 0 | 0 | 0 | 0 | 0 | 0
ST | 0 | 0 | 0 | 0 | 0 | 0
STOG | 0 | 0 | 0 | 0 | 0 | 0
STWD | 0 | 0 | 0 | 0 | 0 | 0
WT | 0 | 0 | 0 | 0 | 0 | 0
IGCC | 0 | 0 | 0 | 0 | 0 | 0
DemandResponse | 0 | 0 | 0 | 0 | 0 | 0
IGCC-CCS | 0 | 0 | 0 | 0 | 0 | 0
WT_off | 0 | 0 | 0 | 0 | 0 | 0
PseudoUnit | 0 | 0 | 0 | 0 | 0 | 0
FixedInterchange | 0 | 0 | 0 | 0 | 0 | 0
Emission Cost by Reporting Type: SPP_S
ReportingType | 2015 | 2020 | 2025 | 2030 | 2035 | 2040
BM | 0 | 0 | 0 | 0 | 0 | 0
CC | 0 | 0 | 0 | 0 | 0 | 0
CSP | 0 | 0 | 0 | 0 | 0 | 0
CT | 0 | 0 | 0 | 0 | 0 | 0
Coal | 0 | 0 | 0 | 0 | 0 | 0
Geo | 0 | 0 | 0 | 0 | 0 | 0
H | 0 | 0 | 0 | 0 | 0 | 0
LFG | 0 | 0 | 0 | 0 | 0 | 0
Nuc | 0 | 0 | 0 | 0 | 0 | 0
PS | 0 | 0 | 0 | 0 | 0 | 0
PV | 0 | 0 | 0 | 0 | 0 | 0
PeakG | 0 | 0 | 0 | 0 | 0 | 0
PeakO | 0 | 0 | 0 | 0 | 0 | 0
ST | 0 | 0 | 0 | 0 | 0 | 0
STOG | 0 | 0 | 0 | 0 | 0 | 0
STWD | 0 | 0 | 0 | 0 | 0 | 0
WT | 0 | 0 | 0 | 0 | 0 | 0
IGCC | 0 | 0 | 0 | 0 | 0 | 0
DemandResponse | 0 | 0 | 0 | 0 | 0 | 0
IGCC-CCS | 0 | 0 | 0 | 0 | 0 | 0
WT_off | 0 | 0 | 0 | 0 | 0 | 0
PseudoUnit | 0 | 0 | 0 | 0 | 0 | 0
FixedInterchange | 0 | 0 | 0 | 0 | 0 | 0
Emission Cost by Reporting Type: TVA
ReportingType | 2015 | 2020 | 2025 | 2030 | 2035 | 2040
BM | 0 | 0 | 0 | 0 | 0 | 0
CC | 0 | 0 | 0 | 0 | 0 | 0
CSP | 0 | 0 | 0 | 0 | 0 | 0
CT | 0 | 0 | 0 | 0 | 0 | 0
Coal | 0 | 0 | 0 | 0 | 0 | 0
Geo | 0 | 0 | 0 | 0 | 0 | 0
H | 0 | 0 | 0 | 0 | 0 | 0
LFG | 0 | 0 | 0 | 0 | 0 | 0
Nuc | 0 | 0 | 0 | 0 | 0 | 0
PS | 0 | 0 | 0 | 0 | 0 | 0
PV | 0 | 0 | 0 | 0 | 0 | 0
PeakG | 0 | 0 | 0 | 0 | 0 | 0
PeakO | 0 | 0 | 0 | 0 | 0 | 0
ST | 0 | 0 | 0 | 0 | 0 | 0
STOG | 0 | 0 | 0 | 0 | 0 | 0
STWD | 0 | 0 | 0 | 0 | 0 | 0
WT | 0 | 0 | 0 | 0 | 0 | 0
IGCC | 0 | 0 | 0 | 0 | 0 | 0
DemandResponse | 0 | 0 | 0 | 0 | 0 | 0
IGCC-CCS | 0 | 0 | 0 | 0 | 0 | 0
WT_off | 0 | 0 | 0 | 0 | 0 | 0
PseudoUnit | 0 | 0 | 0 | 0 | 0 | 0
FixedInterchange | 0 | 0 | 0 | 0 | 0 | 0
Emission Cost by Reporting Type: TVA_Transmission
ReportingType | 2015 | 2020 | 2025 | 2030 | 2035 | 2040
BM | 0 | 0 | 0 | 0 | 0 | 0
CC | 0 | 0 | 0 | 0 | 0 | 0
CSP | 0 | 0 | 0 | 0 | 0 | 0
CT | 0 | 0 | 0 | 0 | 0 | 0
Coal | 0 | 0 | 0 | 0 | 0 | 0
Geo | 0 | 0 | 0 | 0 | 0 | 0
H | 0 | 0 | 0 | 0 | 0 | 0
LFG | 0 | 0 | 0 | 0 | 0 | 0
Nuc | 0 | 0 | 0 | 0 | 0 | 0
PS | 0 | 0 | 0 | 0 | 0 | 0
PV | 0 | 0 | 0 | 0 | 0 | 0
PeakG | 0 | 0 | 0 | 0 | 0 | 0
PeakO | 0 | 0 | 0 | 0 | 0 | 0
ST | 0 | 0 | 0 | 0 | 0 | 0
STOG | 0 | 0 | 0 | 0 | 0 | 0
STWD | 0 | 0 | 0 | 0 | 0 | 0
WT | 0 | 0 | 0 | 0 | 0 | 0
IGCC | 0 | 0 | 0 | 0 | 0 | 0
DemandResponse | 0 | 0 | 0 | 0 | 0 | 0
IGCC-CCS | 0 | 0 | 0 | 0 | 0 | 0
WT_off | 0 | 0 | 0 | 0 | 0 | 0
PseudoUnit | 0 | 0 | 0 | 0 | 0 | 0
FixedInterchange | 0 | 0 | 0 | 0 | 0 | 0
Emission Cost by Reporting Type: VACAR
ReportingType | 2015 | 2020 | 2025 | 2030 | 2035 | 2040
BM | 0 | 0 | 0 | 0 | 0 | 0
CC | 0 | 0 | 0 | 0 | 0 | 0
CSP | 0 | 0 | 0 | 0 | 0 | 0
CT | 0 | 0 | 0 | 0 | 0 | 0
Coal | 0 | 0 | 0 | 0 | 0 | 0
Geo | 0 | 0 | 0 | 0 | 0 | 0
H | 0 | 0 | 0 | 0 | 0 | 0
LFG | 0 | 0 | 0 | 0 | 0 | 0
Nuc | 0 | 0 | 0 | 0 | 0 | 0
PS | 0 | 0 | 0 | 0 | 0 | 0
PV | 0 | 0 | 0 | 0 | 0 | 0
PeakG | 0 | 0 | 0 | 0 | 0 | 0
PeakO | 0 | 0 | 0 | 0 | 0 | 0
ST | 0 | 0 | 0 | 0 | 0 | 0
STOG | 0 | 0 | 0 | 0 | 0 | 0
STWD | 0 | 0 | 0 | 0 | 0 | 0
WT | 0 | 0 | 0 | 0 | 0 | 0
IGCC | 0 | 0 | 0 | 0 | 0 | 0
DemandResponse | 0 | 0 | 0 | 0 | 0 | 0
IGCC-CCS | 0 | 0 | 0 | 0 | 0 | 0
WT_off | 0 | 0 | 0 | 0 | 0 | 0
PseudoUnit | 0 | 0 | 0 | 0 | 0 | 0
FixedInterchange | 0 | 0 | 0 | 0 | 0 | 0
Emission Cost by Reporting Type: IESO
ReportingType | 2015 | 2020 | 2025 | 2030 | 2035 | 2040
BM | 0 | 0 | 0 | 0 | 0 | 0
CC | 0 | 0 | 0 | 0 | 0 | 0
CSP | 0 | 0 | 0 | 0 | 0 | 0
CT | 0 | 0 | 0 | 0 | 0 | 0
Coal | 0 | 0 | 0 | 0 | 0 | 0
Geo | 0 | 0 | 0 | 0 | 0 | 0
H | 0 | 0 | 0 | 0 | 0 | 0
LFG | 0 | 0 | 0 | 0 | 0 | 0
Nuc | 0 | 0 | 0 | 0 | 0 | 0
PS | 0 | 0 | 0 | 0 | 0 | 0
PV | 0 | 0 | 0 | 0 | 0 | 0
PeakG | 0 | 0 | 0 | 0 | 0 | 0
PeakO | 0 | 0 | 0 | 0 | 0 | 0
ST | 0 | 0 | 0 | 0 | 0 | 0
STOG | 0 | 0 | 0 | 0 | 0 | 0
STWD | 0 | 0 | 0 | 0 | 0 | 0
WT | 0 | 0 | 0 | 0 | 0 | 0
IGCC | 0 | 0 | 0 | 0 | 0 | 0
DemandResponse | 0 | 0 | 0 | 0 | 0 | 0
IGCC-CCS | 0 | 0 | 0 | 0 | 0 | 0
WT_off | 0 | 0 | 0 | 0 | 0 | 0
PseudoUnit | 0 | 0 | 0 | 0 | 0 | 0
FixedInterchange | 0 | 0 | 0 | 0 | 0 | 0
Emission Cost by Reporting Type: MAPP_CA
ReportingType | 2015 | 2020 | 2025 | 2030 | 2035 | 2040
BM | 0 | 0 | 0 | 0 | 0 | 0
CC | 0 | 0 | 0 | 0 | 0 | 0
CSP | 0 | 0 | 0 | 0 | 0 | 0
CT | 0 | 0 | 0 | 0 | 0 | 0
Coal | 0 | 0 | 0 | 0 | 0 | 0
Geo | 0 | 0 | 0 | 0 | 0 | 0
H | 0 | 0 | 0 | 0 | 0 | 0
LFG | 0 | 0 | 0 | 0 | 0 | 0
Nuc | 0 | 0 | 0 | 0 | 0 | 0
PS | 0 | 0 | 0 | 0 | 0 | 0
PV | 0 | 0 | 0 | 0 | 0 | 0
PeakG | 0 | 0 | 0 | 0 | 0 | 0
PeakO | 0 | 0 | 0 | 0 | 0 | 0
ST | 0 | 0 | 0 | 0 | 0 | 0
STOG | 0 | 0 | 0 | 0 | 0 | 0
STWD | 0 | 0 | 0 | 0 | 0 | 0
WT | 0 | 0 | 0 | 0 | 0 | 0
IGCC | 0 | 0 | 0 | 0 | 0 | 0
DemandResponse | 0 | 0 | 0 | 0 | 0 | 0
IGCC-CCS | 0 | 0 | 0 | 0 | 0 | 0
WT_off | 0 | 0 | 0 | 0 | 0 | 0
PseudoUnit | 0 | 0 | 0 | 0 | 0 | 0
FixedInterchange | 0 | 0 | 0 | 0 | 0 | 0
Emission Cost by Reporting Type: AZ_NM_SNV_Coal
ReportingType | 2015 | 2020 | 2025 | 2030 | 2035 | 2040
BM | 0 | 0 | 0 | 0 | 0 | 0
CC | 0 | 0 | 0 | 0 | 0 | 0
CSP | 0 | 0 | 0 | 0 | 0 | 0
CT | 0 | 0 | 0 | 0 | 0 | 0
Coal | 0 | 0 | 0 | 0 | 0 | 0
Geo | 0 | 0 | 0 | 0 | 0 | 0
H | 0 | 0 | 0 | 0 | 0 | 0
LFG | 0 | 0 | 0 | 0 | 0 | 0
Nuc | 0 | 0 | 0 | 0 | 0 | 0
PS | 0 | 0 | 0 | 0 | 0 | 0
PV | 0 | 0 | 0 | 0 | 0 | 0
PeakG | 0 | 0 | 0 | 0 | 0 | 0
PeakO | 0 | 0 | 0 | 0 | 0 | 0
ST | 0 | 0 | 0 | 0 | 0 | 0
STOG | 0 | 0 | 0 | 0 | 0 | 0
STWD | 0 | 0 | 0 | 0 | 0 | 0
WT | 0 | 0 | 0 | 0 | 0 | 0
IGCC | 0 | 0 | 0 | 0 | 0 | 0
DemandResponse | 0 | 0 | 0 | 0 | 0 | 0
IGCC-CCS | 0 | 0 | 0 | 0 | 0 | 0
WT_off | 0 | 0 | 0 | 0 | 0 | 0
PseudoUnit | 0 | 0 | 0 | 0 | 0 | 0
FixedInterchange | 0 | 0 | 0 | 0 | 0 | 0
Emission Cost by Reporting Type: AZ_NM_SNV_Gas
ReportingType | 2015 | 2020 | 2025 | 2030 | 2035 | 2040
BM | 0 | 0 | 0 | 0 | 0 | 0
CC | 0 | 0 | 0 | 0 | 0 | 0
CSP | 0 | 0 | 0 | 0 | 0 | 0
CT | 0 | 0 | 0 | 0 | 0 | 0
Coal | 0 | 0 | 0 | 0 | 0 | 0
Geo | 0 | 0 | 0 | 0 | 0 | 0
H | 0 | 0 | 0 | 0 | 0 | 0
LFG | 0 | 0 | 0 | 0 | 0 | 0
Nuc | 0 | 0 | 0 | 0 | 0 | 0
PS | 0 | 0 | 0 | 0 | 0 | 0
PV | 0 | 0 | 0 | 0 | 0 | 0
PeakG | 0 | 0 | 0 | 0 | 0 | 0
PeakO | 0 | 0 | 0 | 0 | 0 | 0
ST | 0 | 0 | 0 | 0 | 0 | 0
STOG | 0 | 0 | 0 | 0 | 0 | 0
STWD | 0 | 0 | 0 | 0 | 0 | 0
WT | 0 | 0 | 0 | 0 | 0 | 0
IGCC | 0 | 0 | 0 | 0 | 0 | 0
DemandResponse | 0 | 0 | 0 | 0 | 0 | 0
IGCC-CCS | 0 | 0 | 0 | 0 | 0 | 0
WT_off | 0 | 0 | 0 | 0 | 0 | 0
PseudoUnit | 0 | 0 | 0 | 0 | 0 | 0
FixedInterchange | 0 | 0 | 0 | 0 | 0 | 0
Emission Cost by Reporting Type: AZ_NM_SNV_NucRenew
ReportingType | 2015 | 2020 | 2025 | 2030 | 2035 | 2040
BM | 0 | 0 | 0 | 0 | 0 | 0
CC | 0 | 0 | 0 | 0 | 0 | 0
CSP | 0 | 0 | 0 | 0 | 0 | 0
CT | 0 | 0 | 0 | 0 | 0 | 0
Coal | 0 | 0 | 0 | 0 | 0 | 0
Geo | 0 | 0 | 0 | 0 | 0 | 0
H | 0 | 0 | 0 | 0 | 0 | 0
LFG | 0 | 0 | 0 | 0 | 0 | 0
Nuc | 0 | 0 | 0 | 0 | 0 | 0
PS | 0 | 0 | 0 | 0 | 0 | 0
PV | 0 | 0 | 0 | 0 | 0 | 0
PeakG | 0 | 0 | 0 | 0 | 0 | 0
PeakO | 0 | 0 | 0 | 0 | 0 | 0
ST | 0 | 0 | 0 | 0 | 0 | 0
STOG | 0 | 0 | 0 | 0 | 0 | 0
STWD | 0 | 0 | 0 | 0 | 0 | 0
WT | 0 | 0 | 0 | 0 | 0 | 0
IGCC | 0 | 0 | 0 | 0 | 0 | 0
DemandResponse | 0 | 0 | 0 | 0 | 0 | 0
IGCC-CCS | 0 | 0 | 0 | 0 | 0 | 0
WT_off | 0 | 0 | 0 | 0 | 0 | 0
PseudoUnit | 0 | 0 | 0 | 0 | 0 | 0
FixedInterchange | 0 | 0 | 0 | 0 | 0 | 0
Emission Cost by Reporting Type: ERCOT
ReportingType | 2015 | 2020 | 2025 | 2030 | 2035 | 2040
BM | 0 | 0 | 0 | 0 | 0 | 0
CC | 0 | 0 | 0 | 0 | 0 | 0
CSP | 0 | 0 | 0 | 0 | 0 | 0
CT | 0 | 0 | 0 | 0 | 0 | 0
Coal | 0 | 0 | 0 | 0 | 0 | 0
Geo | 0 | 0 | 0 | 0 | 0 | 0
H | 0 | 0 | 0 | 0 | 0 | 0
LFG | 0 | 0 | 0 | 0 | 0 | 0
Nuc | 0 | 0 | 0 | 0 | 0 | 0
PS | 0 | 0 | 0 | 0 | 0 | 0
PV | 0 | 0 | 0 | 0 | 0 | 0
PeakG | 0 | 0 | 0 | 0 | 0 | 0
PeakO | 0 | 0 | 0 | 0 | 0 | 0
ST | 0 | 0 | 0 | 0 | 0 | 0
STOG | 0 | 0 | 0 | 0 | 0 | 0
STWD | 0 | 0 | 0 | 0 | 0 | 0
WT | 0 | 0 | 0 | 0 | 0 | 0
IGCC | 0 | 0 | 0 | 0 | 0 | 0
DemandResponse | 0 | 0 | 0 | 0 | 0 | 0
IGCC-CCS | 0 | 0 | 0 | 0 | 0 | 0
WT_off | 0 | 0 | 0 | 0 | 0 | 0
PseudoUnit | 0 | 0 | 0 | 0 | 0 | 0
FixedInterchange | 0 | 0 | 0 | 0 | 0 | 0
Emission Cost by Reporting Type: NP15
ReportingType | 2015 | 2020 | 2025 | 2030 | 2035 | 2040
BM | 0 | 0 | 0 | 0 | 0 | 0
CC | 284.92 | 391.79 | 392.4 | 461.04 | 491.14 | 630.5
CSP | 0 | 0 | 0 | 0 | 0 | 0
CT | 0 | 0 | 0 | 0.01 | 2.34 | 4.84
Coal | 4.6 | 0 | 0 | 0 | 0 | 0
Geo | 0 | 0 | 0 | 0 | 0 | 0
H | 0 | 0 | 0 | 0 | 0 | 0
LFG | 0 | 0 | 0 | 0 | 0 | 0
Nuc | 0 | 0 | 0 | 0 | 0 | 0
PS | 0 | 0 | 0 | 0 | 0 | 0
PV | 0 | 0 | 0 | 0 | 0 | 0
PeakG | 0 | 0 | 0.1 | 1.22 | 5.5 | 11.09
PeakO | 0 | 0 | 0 | 0 | 0 | 0
ST | 0 | 0 | 0 | 0 | 0 | 0
STOG | 2.17 | 5.19 | 5.56 | 14.08 | 22.48 | 40.73
STWD | 0 | 0 | 0 | 0 | 0 | 0
WT | 0 | 0 | 0 | 0 | 0 | 0
IGCC | 0 | 0 | 0 | 0 | 0 | 0
DemandResponse | 0 | 0 | 0 | 0 | 0 | 0
IGCC-CCS | 0 | 0 | 0 | 0 | 0 | 0
WT_off | 0 | 0 | 0 | 0 | 0 | 0
PseudoUnit | 0 | 0 | 0 | 0 | 0 | 0
FixedInterchange | 0 | 0 | 0 | 0 | 0 | 0
Emission Cost by Reporting Type: NWPP_Coal
ReportingType | 2015 | 2020 | 2025 | 2030 | 2035 | 2040
BM | 0 | 0 | 0 | 0 | 0 | 0
CC | 0 | 0 | 0 | 0 | 0 | 0
CSP | 0 | 0 | 0 | 0 | 0 | 0
CT | 0 | 0 | 0 | 0 | 0 | 0
Coal | 0 | 0 | 0 | 0 | 0 | 0
Geo | 0 | 0 | 0 | 0 | 0 | 0
H | 0 | 0 | 0 | 0 | 0 | 0
LFG | 0 | 0 | 0 | 0 | 0 | 0
Nuc | 0 | 0 | 0 | 0 | 0 | 0
PS | 0 | 0 | 0 | 0 | 0 | 0
PV | 0 | 0 | 0 | 0 | 0 | 0
PeakG | 0 | 0 | 0 | 0 | 0 | 0
PeakO | 0 | 0 | 0 | 0 | 0 | 0
ST | 0 | 0 | 0 | 0 | 0 | 0
STOG | 0 | 0 | 0 | 0 | 0 | 0
STWD | 0 | 0 | 0 | 0 | 0 | 0
WT | 0 | 0 | 0 | 0 | 0 | 0
IGCC | 0 | 0 | 0 | 0 | 0 | 0
DemandResponse | 0 | 0 | 0 | 0 | 0 | 0
IGCC-CCS | 0 | 0 | 0 | 0 | 0 | 0
WT_off | 0 | 0 | 0 | 0 | 0 | 0
PseudoUnit | 0 | 0 | 0 | 0 | 0 | 0
FixedInterchange | 0 | 0 | 0 | 0 | 0 | 0
Emission Cost by Reporting Type: NWPP_Gas
ReportingType | 2015 | 2020 | 2025 | 2030 | 2035 | 2040
BM | 0 | 0 | 0 | 0 | 0 | 0
CC | 0 | 0 | 0 | 0 | 0 | 0
CSP | 0 | 0 | 0 | 0 | 0 | 0
CT | 0 | 0 | 0 | 0 | 0 | 0
Coal | 0 | 0 | 0 | 0 | 0 | 0
Geo | 0 | 0 | 0 | 0 | 0 | 0
H | 0 | 0 | 0 | 0 | 0 | 0
LFG | 0 | 0 | 0 | 0 | 0 | 0
Nuc | 0 | 0 | 0 | 0 | 0 | 0
PS | 0 | 0 | 0 | 0 | 0 | 0
PV | 0 | 0 | 0 | 0 | 0 | 0
PeakG | 0 | 0 | 0 | 0 | 0 | 0
PeakO | 0 | 0 | 0 | 0 | 0 | 0
ST | 0 | 0 | 0 | 0 | 0 | 0
STOG | 0 | 0 | 0 | 0 | 0 | 0
STWD | 0 | 0 | 0 | 0 | 0 | 0
WT | 0 | 0 | 0 | 0 | 0 | 0
IGCC | 0 | 0 | 0 | 0 | 0 | 0
DemandResponse | 0 | 0 | 0 | 0 | 0 | 0
IGCC-CCS | 0 | 0 | 0 | 0 | 0 | 0
WT_off | 0 | 0 | 0 | 0 | 0 | 0
PseudoUnit | 0 | 0 | 0 | 0 | 0 | 0
FixedInterchange | 0 | 0 | 0 | 0 | 0 | 0
Emission Cost by Reporting Type: NWPP_NucRenew
ReportingType | 2015 | 2020 | 2025 | 2030 | 2035 | 2040
BM | 0 | 0 | 0 | 0 | 0 | 0
CC | 0 | 0 | 0 | 0 | 0 | 0
CSP | 0 | 0 | 0 | 0 | 0 | 0
CT | 0 | 0 | 0 | 0 | 0 | 0
Coal | 0 | 0 | 0 | 0 | 0 | 0
Geo | 0 | 0 | 0 | 0 | 0 | 0
H | 0 | 0 | 0 | 0 | 0 | 0
LFG | 0 | 0 | 0 | 0 | 0 | 0
Nuc | 0 | 0 | 0 | 0 | 0 | 0
PS | 0 | 0 | 0 | 0 | 0 | 0
PV | 0 | 0 | 0 | 0 | 0 | 0
PeakG | 0 | 0 | 0 | 0 | 0 | 0
PeakO | 0 | 0 | 0 | 0 | 0 | 0
ST | 0 | 0 | 0 | 0 | 0 | 0
STOG | 0 | 0 | 0 | 0 | 0 | 0
STWD | 0 | 0 | 0 | 0 | 0 | 0
WT | 0 | 0 | 0 | 0 | 0 | 0
IGCC | 0 | 0 | 0 | 0 | 0 | 0
DemandResponse | 0 | 0 | 0 | 0 | 0 | 0
IGCC-CCS | 0 | 0 | 0 | 0 | 0 | 0
WT_off | 0 | 0 | 0 | 0 | 0 | 0
PseudoUnit | 0 | 0 | 0 | 0 | 0 | 0
FixedInterchange | 0 | 0 | 0 | 0 | 0 | 0
Emission Cost by Reporting Type: RMPA
ReportingType | 2015 | 2020 | 2025 | 2030 | 2035 | 2040
BM | 0 | 0 | 0 | 0 | 0 | 0
CC | 0 | 0 | 0 | 0 | 0 | 0
CSP | 0 | 0 | 0 | 0 | 0 | 0
CT | 0 | 0 | 0 | 0 | 0 | 0
Coal | 0 | 0 | 0 | 0 | 0 | 0
Geo | 0 | 0 | 0 | 0 | 0 | 0
H | 0 | 0 | 0 | 0 | 0 | 0
LFG | 0 | 0 | 0 | 0 | 0 | 0
Nuc | 0 | 0 | 0 | 0 | 0 | 0
PS | 0 | 0 | 0 | 0 | 0 | 0
PV | 0 | 0 | 0 | 0 | 0 | 0
PeakG | 0 | 0 | 0 | 0 | 0 | 0
PeakO | 0 | 0 | 0 | 0 | 0 | 0
ST | 0 | 0 | 0 | 0 | 0 | 0
STOG | 0 | 0 | 0 | 0 | 0 | 0
STWD | 0 | 0 | 0 | 0 | 0 | 0
WT | 0 | 0 | 0 | 0 | 0 | 0
IGCC | 0 | 0 | 0 | 0 | 0 | 0
DemandResponse | 0 | 0 | 0 | 0 | 0 | 0
IGCC-CCS | 0 | 0 | 0 | 0 | 0 | 0
WT_off | 0 | 0 | 0 | 0 | 0 | 0
PseudoUnit | 0 | 0 | 0 | 0 | 0 | 0
FixedInterchange | 0 | 0 | 0 | 0 | 0 | 0
Emission Cost by Reporting Type: SP15
ReportingType | 2015 | 2020 | 2025 | 2030 | 2035 | 2040
BM | 0 | 0 | 0 | 0 | 0 | 0
CC | 359.69 | 387.21 | 408.67 | 291.76 | 410.79 | 324.47
CSP | 0 | 0 | 0 | 0 | 0 | 0
CT | 0 | 0 | 0 | 1.12 | 18.99 | 17.58
Coal | 15.51 | 19.79 | 25.26 | 19.79 | 8.95 | 4.63
Geo | 0 | 0 | 0 | 0 | 0 | 0
H | 0 | 0 | 0 | 0 | 0 | 0
LFG | 0 | 0 | 0 | 0 | 0 | 0
Nuc | 0 | 0 | 0 | 0 | 0 | 0
PS | 0 | 0 | 0 | 0 | 0 | 0
PV | 0 | 0 | 0 | 0 | 0 | 0
PeakG | 0 | 0 | 0.33 | 1.61 | 1.82 | 1.38
PeakO | 0 | 0 | 0 | 0 | 0.02 | 0
ST | 0 | 0 | 0 | 0 | 0 | 0
STOG | 6.43 | 14.57 | 18.92 | 44.53 | 106.07 | 93.06
STWD | 0 | 0 | 0 | 0 | 0 | 0
WT | 0 | 0 | 0 | 0 | 0 | 0
IGCC | 0 | 0 | 0 | 0 | 0 | 0
DemandResponse | 0 | 0 | 0 | 0 | 0 | 0
IGCC-CCS | 0 | 0 | 0 | 0 | 0 | 0
WT_off | 0 | 0 | 0 | 0 | 0 | 0
PseudoUnit | 0 | 0 | 0 | 0 | 0 | 0
FixedInterchange | 0 | 0 | 0 | 0 | 0 | 0
Emission Cost by Reporting Type: ALB
ReportingType | 2015 | 2020 | 2025 | 2030 | 2035 | 2040
BM | 0 | 0 | 0 | 0 | 0 | 0
CC | 0 | 0 | 0 | 0 | 0 | 0
CSP | 0 | 0 | 0 | 0 | 0 | 0
CT | 0 | 0 | 0 | 0 | 0 | 0
Coal | 0 | 0 | 0 | 0 | 0 | 0
Geo | 0 | 0 | 0 | 0 | 0 | 0
H | 0 | 0 | 0 | 0 | 0 | 0
LFG | 0 | 0 | 0 | 0 | 0 | 0
Nuc | 0 | 0 | 0 | 0 | 0 | 0
PS | 0 | 0 | 0 | 0 | 0 | 0
PV | 0 | 0 | 0 | 0 | 0 | 0
PeakG | 0 | 0 | 0 | 0 | 0 | 0
PeakO | 0 | 0 | 0 | 0 | 0 | 0
ST | 0 | 0 | 0 | 0 | 0 | 0
STOG | 0 | 0 | 0 | 0 | 0 | 0
STWD | 0 | 0 | 0 | 0 | 0 | 0
WT | 0 | 0 | 0 | 0 | 0 | 0
IGCC | 0 | 0 | 0 | 0 | 0 | 0
DemandResponse | 0 | 0 | 0 | 0 | 0 | 0
IGCC-CCS | 0 | 0 | 0 | 0 | 0 | 0
WT_off | 0 | 0 | 0 | 0 | 0 | 0
PseudoUnit | 0 | 0 | 0 | 0 | 0 | 0
FixedInterchange | 0 | 0 | 0 | 0 | 0 | 0
Emission Cost by Reporting Type: BC
ReportingType | 2015 | 2020 | 2025 | 2030 | 2035 | 2040
BM | 0 | 0 | 0 | 0 | 0 | 0
CC | 0 | 0 | 0 | 0 | 0 | 0
CSP | 0 | 0 | 0 | 0 | 0 | 0
CT | 0 | 0 | 0 | 0 | 0 | 0
Coal | 0 | 0 | 0 | 0 | 0 | 0
Geo | 0 | 0 | 0 | 0 | 0 | 0
H | 0 | 0 | 0 | 0 | 0 | 0
LFG | 0 | 0 | 0 | 0 | 0 | 0
Nuc | 0 | 0 | 0 | 0 | 0 | 0
PS | 0 | 0 | 0 | 0 | 0 | 0
PV | 0 | 0 | 0 | 0 | 0 | 0
PeakG | 0 | 0 | 0 | 0 | 0 | 0
PeakO | 0 | 0 | 0 | 0 | 0 | 0
ST | 0 | 0 | 0 | 0 | 0 | 0
STOG | 0 | 0 | 0 | 0 | 0 | 0
STWD | 0 | 0 | 0 | 0 | 0 | 0
WT | 0 | 0 | 0 | 0 | 0 | 0
IGCC | 0 | 0 | 0 | 0 | 0 | 0
DemandResponse | 0 | 0 | 0 | 0 | 0 | 0
IGCC-CCS | 0 | 0 | 0 | 0 | 0 | 0
WT_off | 0 | 0 | 0 | 0 | 0 | 0
PseudoUnit | 0 | 0 | 0 | 0 | 0 | 0
FixedInterchange | 0 | 0 | 0 | 0 | 0 | 0
Emission Cost by Reporting Type: HQ_IESO
ReportingType | 2015 | 2020 | 2025 | 2030 | 2035 | 2040
BM | 0 | 0 | 0 | 0 | 0 | 0
CC | 0 | 0 | 0 | 0 | 0 | 0
CSP | 0 | 0 | 0 | 0 | 0 | 0
CT | 0 | 0 | 0 | 0 | 0 | 0
Coal | 0 | 0 | 0 | 0 | 0 | 0
Geo | 0 | 0 | 0 | 0 | 0 | 0
H | 0 | 0 | 0 | 0 | 0 | 0
LFG | 0 | 0 | 0 | 0 | 0 | 0
Nuc | 0 | 0 | 0 | 0 | 0 | 0
PS | 0 | 0 | 0 | 0 | 0 | 0
PV | 0 | 0 | 0 | 0 | 0 | 0
PeakG | 0 | 0 | 0 | 0 | 0 | 0
PeakO | 0 | 0 | 0 | 0 | 0 | 0
ST | 0 | 0 | 0 | 0 | 0 | 0
STOG | 0 | 0 | 0 | 0 | 0 | 0
STWD | 0 | 0 | 0 | 0 | 0 | 0
WT | 0 | 0 | 0 | 0 | 0 | 0
IGCC | 0 | 0 | 0 | 0 | 0 | 0
DemandResponse | 0 | 0 | 0 | 0 | 0 | 0
IGCC-CCS | 0 | 0 | 0 | 0 | 0 | 0
WT_off | 0 | 0 | 0 | 0 | 0 | 0
PseudoUnit | 0 | 0 | 0 | 0 | 0 | 0
FixedInterchange | 0 | 0 | 0 | 0 | 0 | 0
Emission Cost by Reporting Type: HQ_NEISO
ReportingType | 2015 | 2020 | 2025 | 2030 | 2035 | 2040
BM | 0 | 0 | 0 | 0 | 0 | 0
CC | 0 | 0 | 0 | 0 | 0 | 0
CSP | 0 | 0 | 0 | 0 | 0 | 0
CT | 0 | 0 | 0 | 0 | 0 | 0
Coal | 0 | 0 | 0 | 0 | 0 | 0
Geo | 0 | 0 | 0 | 0 | 0 | 0
H | 0 | 0 | 0 | 0 | 0 | 0
LFG | 0 | 0 | 0 | 0 | 0 | 0
Nuc | 0 | 0 | 0 | 0 | 0 | 0
PS | 0 | 0 | 0 | 0 | 0 | 0
PV | 0 | 0 | 0 | 0 | 0 | 0
PeakG | 0 | 0 | 0 | 0 | 0 | 0
PeakO | 0 | 0 | 0 | 0 | 0 | 0
ST | 0 | 0 | 0 | 0 | 0 | 0
STOG | 0 | 0 | 0 | 0 | 0 | 0
STWD | 0 | 0 | 0 | 0 | 0 | 0
WT | 0 | 0 | 0 | 0 | 0 | 0
IGCC | 0 | 0 | 0 | 0 | 0 | 0
DemandResponse | 0 | 0 | 0 | 0 | 0 | 0
IGCC-CCS | 0 | 0 | 0 | 0 | 0 | 0
WT_off | 0 | 0 | 0 | 0 | 0 | 0
PseudoUnit | 0 | 0 | 0 | 0 | 0 | 0
FixedInterchange | 0 | 0 | 0 | 0 | 0 | 0
Emission Cost by Reporting Type: HQ_NY
ReportingType | 2015 | 2020 | 2025 | 2030 | 2035 | 2040
BM | 0 | 0 | 0 | 0 | 0 | 0
CC | 0 | 0 | 0 | 0 | 0 | 0
CSP | 0 | 0 | 0 | 0 | 0 | 0
CT | 0 | 0 | 0 | 0 | 0 | 0
Coal | 0 | 0 | 0 | 0 | 0 | 0
Geo | 0 | 0 | 0 | 0 | 0 | 0
H | 0 | 0 | 0 | 0 | 0 | 0
LFG | 0 | 0 | 0 | 0 | 0 | 0
Nuc | 0 | 0 | 0 | 0 | 0 | 0
PS | 0 | 0 | 0 | 0 | 0 | 0
PV | 0 | 0 | 0 | 0 | 0 | 0
PeakG | 0 | 0 | 0 | 0 | 0 | 0
PeakO | 0 | 0 | 0 | 0 | 0 | 0
ST | 0 | 0 | 0 | 0 | 0 | 0
STOG | 0 | 0 | 0 | 0 | 0 | 0
STWD | 0 | 0 | 0 | 0 | 0 | 0
WT | 0 | 0 | 0 | 0 | 0 | 0
IGCC | 0 | 0 | 0 | 0 | 0 | 0
DemandResponse | 0 | 0 | 0 | 0 | 0 | 0
IGCC-CCS | 0 | 0 | 0 | 0 | 0 | 0
WT_off | 0 | 0 | 0 | 0 | 0 | 0
PseudoUnit | 0 | 0 | 0 | 0 | 0 | 0
FixedInterchange | 0 | 0 | 0 | 0 | 0 | 0
Emission Cost by Reporting Type: MARITIMES
ReportingType | 2015 | 2020 | 2025 | 2030 | 2035 | 2040
BM | 0 | 0 | 0 | 0 | 0 | 0
CC | 0 | 0 | 0 | 0 | 0 | 0
CSP | 0 | 0 | 0 | 0 | 0 | 0
CT | 0 | 0 | 0 | 0 | 0 | 0
Coal | 0 | 0 | 0 | 0 | 0 | 0
Geo | 0 | 0 | 0 | 0 | 0 | 0
H | 0 | 0 | 0 | 0 | 0 | 0
LFG | 0 | 0 | 0 | 0 | 0 | 0
Nuc | 0 | 0 | 0 | 0 | 0 | 0
PS | 0 | 0 | 0 | 0 | 0 | 0
PV | 0 | 0 | 0 | 0 | 0 | 0
PeakG | 0 | 0 | 0 | 0 | 0 | 0
PeakO | 0 | 0 | 0 | 0 | 0 | 0
ST | 0 | 0 | 0 | 0 | 0 | 0
STOG | 0 | 0 | 0 | 0 | 0 | 0
STWD | 0 | 0 | 0 | 0 | 0 | 0
WT | 0 | 0 | 0 | 0 | 0 | 0
IGCC | 0 | 0 | 0 | 0 | 0 | 0
DemandResponse | 0 | 0 | 0 | 0 | 0 | 0
IGCC-CCS | 0 | 0 | 0 | 0 | 0 | 0
WT_off | 0 | 0 | 0 | 0 | 0 | 0
PseudoUnit | 0 | 0 | 0 | 0 | 0 | 0
FixedInterchange | 0 | 0 | 0 | 0 | 0 | 0
Emission Cost by Reporting Type: All
ReportingType | 2015 | 2020 | 2025 | 2030 | 2035 | 2040
BM | 0 | 0 | 0 | 0 | 0 | 0
CC | 644.6 | 779.01 | 801.07 | 752.8 | 901.93 | 954.97
CSP | 0 | 0 | 0 | 0 | 0 | 0
CT | 0 | 0 | 0 | 1.13 | 21.34 | 22.42
Coal | 20.1 | 19.79 | 25.26 | 19.79 | 8.95 | 4.63
Geo | 0 | 0 | 0 | 0 | 0 | 0
H | 0 | 0 | 0 | 0 | 0 | 0
LFG | 0 | 0 | 0 | 0 | 0 | 0
Nuc | 0 | 0 | 0 | 0 | 0 | 0
PS | 0 | 0 | 0 | 0 | 0 | 0
PV | 0 | 0 | 0 | 0 | 0 | 0
PeakG | 0 | 0 | 0.43 | 2.82 | 7.32 | 12.46
PeakO | 0 | 0 | 0 | 0 | 0.02 | 0
ST | 0 | 0 | 0 | 0 | 0 | 0
STOG | 8.6 | 19.76 | 24.48 | 58.61 | 128.55 | 133.79
STWD | 0 | 0 | 0 | 0 | 0 | 0
WT | 0 | 0 | 0 | 0 | 0 | 0
IGCC | 0 | 0 | 0 | 0 | 0 | 0
DemandResponse | 0 | 0 | 0 | 0 | 0 | 0
IGCC-CCS | 0 | 0 | 0 | 0 | 0 | 0
WT_off | 0 | 0 | 0 | 0 | 0 | 0
PseudoUnit | 0 | 0 | 0 | 0 | 0 | 0
FixedInterchange | 0 | 0 | 0 | 0 | 0 | 0
Emission Cost by Reporting Type: EI_US
ReportingType | 2015 | 2020 | 2025 | 2030 | 2035 | 2040
BM | 0 | 0 | 0 | 0 | 0 | 0
CC | 0 | 0 | 0 | 0 | 0 | 0
CSP | 0 | 0 | 0 | 0 | 0 | 0
CT | 0 | 0 | 0 | 0 | 0 | 0
Coal | 0 | 0 | 0 | 0 | 0 | 0
Geo | 0 | 0 | 0 | 0 | 0 | 0
H | 0 | 0 | 0 | 0 | 0 | 0
LFG | 0 | 0 | 0 | 0 | 0 | 0
Nuc | 0 | 0 | 0 | 0 | 0 | 0
PS | 0 | 0 | 0 | 0 | 0 | 0
PV | 0 | 0 | 0 | 0 | 0 | 0
PeakG | 0 | 0 | 0 | 0 | 0 | 0
PeakO | 0 | 0 | 0 | 0 | 0 | 0
ST | 0 | 0 | 0 | 0 | 0 | 0
STOG | 0 | 0 | 0 | 0 | 0 | 0
STWD | 0 | 0 | 0 | 0 | 0 | 0
WT | 0 | 0 | 0 | 0 | 0 | 0
IGCC | 0 | 0 | 0 | 0 | 0 | 0
DemandResponse | 0 | 0 | 0 | 0 | 0 | 0
IGCC-CCS | 0 | 0 | 0 | 0 | 0 | 0
WT_off | 0 | 0 | 0 | 0 | 0 | 0
PseudoUnit | 0 | 0 | 0 | 0 | 0 | 0
FixedInterchange | 0 | 0 | 0 | 0 | 0 | 0
Emission Cost by Reporting Type: EI_Canada
ReportingType | 2015 | 2020 | 2025 | 2030 | 2035 | 2040
BM | 0 | 0 | 0 | 0 | 0 | 0
CC | 0 | 0 | 0 | 0 | 0 | 0
CSP | 0 | 0 | 0 | 0 | 0 | 0
CT | 0 | 0 | 0 | 0 | 0 | 0
Coal | 0 | 0 | 0 | 0 | 0 | 0
Geo | 0 | 0 | 0 | 0 | 0 | 0
H | 0 | 0 | 0 | 0 | 0 | 0
LFG | 0 | 0 | 0 | 0 | 0 | 0
Nuc | 0 | 0 | 0 | 0 | 0 | 0
PS | 0 | 0 | 0 | 0 | 0 | 0
PV | 0 | 0 | 0 | 0 | 0 | 0
PeakG | 0 | 0 | 0 | 0 | 0 | 0
PeakO | 0 | 0 | 0 | 0 | 0 | 0
ST | 0 | 0 | 0 | 0 | 0 | 0
STOG | 0 | 0 | 0 | 0 | 0 | 0
STWD | 0 | 0 | 0 | 0 | 0 | 0
WT | 0 | 0 | 0 | 0 | 0 | 0
IGCC | 0 | 0 | 0 | 0 | 0 | 0
DemandResponse | 0 | 0 | 0 | 0 | 0 | 0
IGCC-CCS | 0 | 0 | 0 | 0 | 0 | 0
WT_off | 0 | 0 | 0 | 0 | 0 | 0
PseudoUnit | 0 | 0 | 0 | 0 | 0 | 0
FixedInterchange | 0 | 0 | 0 | 0 | 0 | 0
Emission Cost by Reporting Type: EI
ReportingType | 2015 | 2020 | 2025 | 2030 | 2035 | 2040
BM | 0 | 0 | 0 | 0 | 0 | 0
CC | 0 | 0 | 0 | 0 | 0 | 0
CSP | 0 | 0 | 0 | 0 | 0 | 0
CT | 0 | 0 | 0 | 0 | 0 | 0
Coal | 0 | 0 | 0 | 0 | 0 | 0
Geo | 0 | 0 | 0 | 0 | 0 | 0
H | 0 | 0 | 0 | 0 | 0 | 0
LFG | 0 | 0 | 0 | 0 | 0 | 0
Nuc | 0 | 0 | 0 | 0 | 0 | 0
PS | 0 | 0 | 0 | 0 | 0 | 0
PV | 0 | 0 | 0 | 0 | 0 | 0
PeakG | 0 | 0 | 0 | 0 | 0 | 0
PeakO | 0 | 0 | 0 | 0 | 0 | 0
ST | 0 | 0 | 0 | 0 | 0 | 0
STOG | 0 | 0 | 0 | 0 | 0 | 0
STWD | 0 | 0 | 0 | 0 | 0 | 0
WT | 0 | 0 | 0 | 0 | 0 | 0
IGCC | 0 | 0 | 0 | 0 | 0 | 0
DemandResponse | 0 | 0 | 0 | 0 | 0 | 0
IGCC-CCS | 0 | 0 | 0 | 0 | 0 | 0
WT_off | 0 | 0 | 0 | 0 | 0 | 0
PseudoUnit | 0 | 0 | 0 | 0 | 0 | 0
FixedInterchange | 0 | 0 | 0 | 0 | 0 | 0
Emission Cost by Reporting Type: Outside_EI
ReportingType | 2015 | 2020 | 2025 | 2030 | 2035 | 2040
BM | 0 | 0 | 0 | 0 | 0 | 0
CC | 644.6 | 779.01 | 801.07 | 752.8 | 901.93 | 954.97
CSP | 0 | 0 | 0 | 0 | 0 | 0
CT | 0 | 0 | 0 | 1.13 | 21.34 | 22.42
Coal | 20.1 | 19.79 | 25.26 | 19.79 | 8.95 | 4.63
Geo | 0 | 0 | 0 | 0 | 0 | 0
H | 0 | 0 | 0 | 0 | 0 | 0
LFG | 0 | 0 | 0 | 0 | 0 | 0
Nuc | 0 | 0 | 0 | 0 | 0 | 0
PS | 0 | 0 | 0 | 0 | 0 | 0
PV | 0 | 0 | 0 | 0 | 0 | 0
PeakG | 0 | 0 | 0.43 | 2.82 | 7.32 | 12.46
PeakO | 0 | 0 | 0 | 0 | 0.02 | 0
ST | 0 | 0 | 0 | 0 | 0 | 0
STOG | 8.6 | 19.76 | 24.48 | 58.61 | 128.55 | 133.79
STWD | 0 | 0 | 0 | 0 | 0 | 0
WT | 0 | 0 | 0 | 0 | 0 | 0
IGCC | 0 | 0 | 0 | 0 | 0 | 0
DemandResponse | 0 | 0 | 0 | 0 | 0 | 0
IGCC-CCS | 0 | 0 | 0 | 0 | 0 | 0
WT_off | 0 | 0 | 0 | 0 | 0 | 0
PseudoUnit | 0 | 0 | 0 | 0 | 0 | 0
FixedInterchange | 0 | 0 | 0 | 0 | 0 | 0
==== Emission Program: RGGI : (CO2) ====
Emission Cost by Reporting Type: Entergy
ReportingType | 2015 | 2020 | 2025 | 2030 | 2035 | 2040
BM | 0 | 0 | 0 | 0 | 0 | 0
CC | 0 | 0 | 0 | 0 | 0 | 0
CSP | 0 | 0 | 0 | 0 | 0 | 0
CT | 0 | 0 | 0 | 0 | 0 | 0
Coal | 0 | 0 | 0 | 0 | 0 | 0
Geo | 0 | 0 | 0 | 0 | 0 | 0
H | 0 | 0 | 0 | 0 | 0 | 0
LFG | 0 | 0 | 0 | 0 | 0 | 0
Nuc | 0 | 0 | 0 | 0 | 0 | 0
PS | 0 | 0 | 0 | 0 | 0 | 0
PV | 0 | 0 | 0 | 0 | 0 | 0
PeakG | 0 | 0 | 0 | 0 | 0 | 0
PeakO | 0 | 0 | 0 | 0 | 0 | 0
ST | 0 | 0 | 0 | 0 | 0 | 0
STOG | 0 | 0 | 0 | 0 | 0 | 0
STWD | 0 | 0 | 0 | 0 | 0 | 0
WT | 0 | 0 | 0 | 0 | 0 | 0
IGCC | 0 | 0 | 0 | 0 | 0 | 0
DemandResponse | 0 | 0 | 0 | 0 | 0 | 0
IGCC-CCS | 0 | 0 | 0 | 0 | 0 | 0
WT_off | 0 | 0 | 0 | 0 | 0 | 0
PseudoUnit | 0 | 0 | 0 | 0 | 0 | 0
FixedInterchange | 0 | 0 | 0 | 0 | 0 | 0
Emission Cost by Reporting Type: FRCC
ReportingType | 2015 | 2020 | 2025 | 2030 | 2035 | 2040
BM | 0 | 0 | 0 | 0 | 0 | 0
CC | 0 | 0 | 0 | 0 | 0 | 0
CSP | 0 | 0 | 0 | 0 | 0 | 0
CT | 0 | 0 | 0 | 0 | 0 | 0
Coal | 0 | 0 | 0 | 0 | 0 | 0
Geo | 0 | 0 | 0 | 0 | 0 | 0
H | 0 | 0 | 0 | 0 | 0 | 0
LFG | 0 | 0 | 0 | 0 | 0 | 0
Nuc | 0 | 0 | 0 | 0 | 0 | 0
PS | 0 | 0 | 0 | 0 | 0 | 0
PV | 0 | 0 | 0 | 0 | 0 | 0
PeakG | 0 | 0 | 0 | 0 | 0 | 0
PeakO | 0 | 0 | 0 | 0 | 0 | 0
ST | 0 | 0 | 0 | 0 | 0 | 0
STOG | 0 | 0 | 0 | 0 | 0 | 0
STWD | 0 | 0 | 0 | 0 | 0 | 0
WT | 0 | 0 | 0 | 0 | 0 | 0
IGCC | 0 | 0 | 0 | 0 | 0 | 0
DemandResponse | 0 | 0 | 0 | 0 | 0 | 0
IGCC-CCS | 0 | 0 | 0 | 0 | 0 | 0
WT_off | 0 | 0 | 0 | 0 | 0 | 0
PseudoUnit | 0 | 0 | 0 | 0 | 0 | 0
FixedInterchange | 0 | 0 | 0 | 0 | 0 | 0
Emission Cost by Reporting Type: MAPP_US
ReportingType | 2015 | 2020 | 2025 | 2030 | 2035 | 2040
BM | 0 | 0 | 0 | 0 | 0 | 0
CC | 0 | 0 | 0 | 0 | 0 | 0
CSP | 0 | 0 | 0 | 0 | 0 | 0
CT | 0 | 0 | 0 | 0 | 0 | 0
Coal | 0 | 0 | 0 | 0 | 0 | 0
Geo | 0 | 0 | 0 | 0 | 0 | 0
H | 0 | 0 | 0 | 0 | 0 | 0
LFG | 0 | 0 | 0 | 0 | 0 | 0
Nuc | 0 | 0 | 0 | 0 | 0 | 0
PS | 0 | 0 | 0 | 0 | 0 | 0
PV | 0 | 0 | 0 | 0 | 0 | 0
PeakG | 0 | 0 | 0 | 0 | 0 | 0
PeakO | 0 | 0 | 0 | 0 | 0 | 0
ST | 0 | 0 | 0 | 0 | 0 | 0
STOG | 0 | 0 | 0 | 0 | 0 | 0
STWD | 0 | 0 | 0 | 0 | 0 | 0
WT | 0 | 0 | 0 | 0 | 0 | 0
IGCC | 0 | 0 | 0 | 0 | 0 | 0
DemandResponse | 0 | 0 | 0 | 0 | 0 | 0
IGCC-CCS | 0 | 0 | 0 | 0 | 0 | 0
WT_off | 0 | 0 | 0 | 0 | 0 | 0
PseudoUnit | 0 | 0 | 0 | 0 | 0 | 0
FixedInterchange | 0 | 0 | 0 | 0 | 0 | 0
Emission Cost by Reporting Type: MISO_IN
ReportingType | 2015 | 2020 | 2025 | 2030 | 2035 | 2040
BM | 0 | 0 | 0 | 0 | 0 | 0
CC | 0 | 0 | 0 | 0 | 0 | 0
CSP | 0 | 0 | 0 | 0 | 0 | 0
CT | 0 | 0 | 0 | 0 | 0 | 0
Coal | 0 | 0 | 0 | 0 | 0 | 0
Geo | 0 | 0 | 0 | 0 | 0 | 0
H | 0 | 0 | 0 | 0 | 0 | 0
LFG | 0 | 0 | 0 | 0 | 0 | 0
Nuc | 0 | 0 | 0 | 0 | 0 | 0
PS | 0 | 0 | 0 | 0 | 0 | 0
PV | 0 | 0 | 0 | 0 | 0 | 0
PeakG | 0 | 0 | 0 | 0 | 0 | 0
PeakO | 0 | 0 | 0 | 0 | 0 | 0
ST | 0 | 0 | 0 | 0 | 0 | 0
STOG | 0 | 0 | 0 | 0 | 0 | 0
STWD | 0 | 0 | 0 | 0 | 0 | 0
WT | 0 | 0 | 0 | 0 | 0 | 0
IGCC | 0 | 0 | 0 | 0 | 0 | 0
DemandResponse | 0 | 0 | 0 | 0 | 0 | 0
IGCC-CCS | 0 | 0 | 0 | 0 | 0 | 0
WT_off | 0 | 0 | 0 | 0 | 0 | 0
PseudoUnit | 0 | 0 | 0 | 0 | 0 | 0
FixedInterchange | 0 | 0 | 0 | 0 | 0 | 0
Emission Cost by Reporting Type: MISO_MI
ReportingType | 2015 | 2020 | 2025 | 2030 | 2035 | 2040
BM | 0 | 0 | 0 | 0 | 0 | 0
CC | 0 | 0 | 0 | 0 | 0 | 0
CSP | 0 | 0 | 0 | 0 | 0 | 0
CT | 0 | 0 | 0 | 0 | 0 | 0
Coal | 0 | 0 | 0 | 0 | 0 | 0
Geo | 0 | 0 | 0 | 0 | 0 | 0
H | 0 | 0 | 0 | 0 | 0 | 0
LFG | 0 | 0 | 0 | 0 | 0 | 0
Nuc | 0 | 0 | 0 | 0 | 0 | 0
PS | 0 | 0 | 0 | 0 | 0 | 0
PV | 0 | 0 | 0 | 0 | 0 | 0
PeakG | 0 | 0 | 0 | 0 | 0 | 0
PeakO | 0 | 0 | 0 | 0 | 0 | 0
ST | 0 | 0 | 0 | 0 | 0 | 0
STOG | 0 | 0 | 0 | 0 | 0 | 0
STWD | 0 | 0 | 0 | 0 | 0 | 0
WT | 0 | 0 | 0 | 0 | 0 | 0
IGCC | 0 | 0 | 0 | 0 | 0 | 0
DemandResponse | 0 | 0 | 0 | 0 | 0 | 0
IGCC-CCS | 0 | 0 | 0 | 0 | 0 | 0
WT_off | 0 | 0 | 0 | 0 | 0 | 0
PseudoUnit | 0 | 0 | 0 | 0 | 0 | 0
FixedInterchange | 0 | 0 | 0 | 0 | 0 | 0
Emission Cost by Reporting Type: MISO_MO-IL
ReportingType | 2015 | 2020 | 2025 | 2030 | 2035 | 2040
BM | 0 | 0 | 0 | 0 | 0 | 0
CC | 0 | 0 | 0 | 0 | 0 | 0
CSP | 0 | 0 | 0 | 0 | 0 | 0
CT | 0 | 0 | 0 | 0 | 0 | 0
Coal | 0 | 0 | 0 | 0 | 0 | 0
Geo | 0 | 0 | 0 | 0 | 0 | 0
H | 0 | 0 | 0 | 0 | 0 | 0
LFG | 0 | 0 | 0 | 0 | 0 | 0
Nuc | 0 | 0 | 0 | 0 | 0 | 0
PS | 0 | 0 | 0 | 0 | 0 | 0
PV | 0 | 0 | 0 | 0 | 0 | 0
PeakG | 0 | 0 | 0 | 0 | 0 | 0
PeakO | 0 | 0 | 0 | 0 | 0 | 0
ST | 0 | 0 | 0 | 0 | 0 | 0
STOG | 0 | 0 | 0 | 0 | 0 | 0
STWD | 0 | 0 | 0 | 0 | 0 | 0
WT | 0 | 0 | 0 | 0 | 0 | 0
IGCC | 0 | 0 | 0 | 0 | 0 | 0
DemandResponse | 0 | 0 | 0 | 0 | 0 | 0
IGCC-CCS | 0 | 0 | 0 | 0 | 0 | 0
WT_off | 0 | 0 | 0 | 0 | 0 | 0
PseudoUnit | 0 | 0 | 0 | 0 | 0 | 0
FixedInterchange | 0 | 0 | 0 | 0 | 0 | 0
Emission Cost by Reporting Type: MISO_W
ReportingType | 2015 | 2020 | 2025 | 2030 | 2035 | 2040
BM | 0 | 0 | 0 | 0 | 0 | 0
CC | 0 | 0 | 0 | 0 | 0 | 0
CSP | 0 | 0 | 0 | 0 | 0 | 0
CT | 0 | 0 | 0 | 0 | 0 | 0
Coal | 0 | 0 | 0 | 0 | 0 | 0
Geo | 0 | 0 | 0 | 0 | 0 | 0
H | 0 | 0 | 0 | 0 | 0 | 0
LFG | 0 | 0 | 0 | 0 | 0 | 0
Nuc | 0 | 0 | 0 | 0 | 0 | 0
PS | 0 | 0 | 0 | 0 | 0 | 0
PV | 0 | 0 | 0 | 0 | 0 | 0
PeakG | 0 | 0 | 0 | 0 | 0 | 0
PeakO | 0 | 0 | 0 | 0 | 0 | 0
ST | 0 | 0 | 0 | 0 | 0 | 0
STOG | 0 | 0 | 0 | 0 | 0 | 0
STWD | 0 | 0 | 0 | 0 | 0 | 0
WT | 0 | 0 | 0 | 0 | 0 | 0
IGCC | 0 | 0 | 0 | 0 | 0 | 0
DemandResponse | 0 | 0 | 0 | 0 | 0 | 0
IGCC-CCS | 0 | 0 | 0 | 0 | 0 | 0
WT_off | 0 | 0 | 0 | 0 | 0 | 0
PseudoUnit | 0 | 0 | 0 | 0 | 0 | 0
FixedInterchange | 0 | 0 | 0 | 0 | 0 | 0
Emission Cost by Reporting Type: MISO_WUMS
ReportingType | 2015 | 2020 | 2025 | 2030 | 2035 | 2040
BM | 0 | 0 | 0 | 0 | 0 | 0
CC | 0 | 0 | 0 | 0 | 0 | 0
CSP | 0 | 0 | 0 | 0 | 0 | 0
CT | 0 | 0 | 0 | 0 | 0 | 0
Coal | 0 | 0 | 0 | 0 | 0 | 0
Geo | 0 | 0 | 0 | 0 | 0 | 0
H | 0 | 0 | 0 | 0 | 0 | 0
LFG | 0 | 0 | 0 | 0 | 0 | 0
Nuc | 0 | 0 | 0 | 0 | 0 | 0
PS | 0 | 0 | 0 | 0 | 0 | 0
PV | 0 | 0 | 0 | 0 | 0 | 0
PeakG | 0 | 0 | 0 | 0 | 0 | 0
PeakO | 0 | 0 | 0 | 0 | 0 | 0
ST | 0 | 0 | 0 | 0 | 0 | 0
STOG | 0 | 0 | 0 | 0 | 0 | 0
STWD | 0 | 0 | 0 | 0 | 0 | 0
WT | 0 | 0 | 0 | 0 | 0 | 0
IGCC | 0 | 0 | 0 | 0 | 0 | 0
DemandResponse | 0 | 0 | 0 | 0 | 0 | 0
IGCC-CCS | 0 | 0 | 0 | 0 | 0 | 0
WT_off | 0 | 0 | 0 | 0 | 0 | 0
PseudoUnit | 0 | 0 | 0 | 0 | 0 | 0
FixedInterchange | 0 | 0 | 0 | 0 | 0 | 0
Emission Cost by Reporting Type: Nebraska
ReportingType | 2015 | 2020 | 2025 | 2030 | 2035 | 2040
BM | 0 | 0 | 0 | 0 | 0 | 0
CC | 0 | 0 | 0 | 0 | 0 | 0
CSP | 0 | 0 | 0 | 0 | 0 | 0
CT | 0 | 0 | 0 | 0 | 0 | 0
Coal | 0 | 0 | 0 | 0 | 0 | 0
Geo | 0 | 0 | 0 | 0 | 0 | 0
H | 0 | 0 | 0 | 0 | 0 | 0
LFG | 0 | 0 | 0 | 0 | 0 | 0
Nuc | 0 | 0 | 0 | 0 | 0 | 0
PS | 0 | 0 | 0 | 0 | 0 | 0
PV | 0 | 0 | 0 | 0 | 0 | 0
PeakG | 0 | 0 | 0 | 0 | 0 | 0
PeakO | 0 | 0 | 0 | 0 | 0 | 0
ST | 0 | 0 | 0 | 0 | 0 | 0
STOG | 0 | 0 | 0 | 0 | 0 | 0
STWD | 0 | 0 | 0 | 0 | 0 | 0
WT | 0 | 0 | 0 | 0 | 0 | 0
IGCC | 0 | 0 | 0 | 0 | 0 | 0
DemandResponse | 0 | 0 | 0 | 0 | 0 | 0
IGCC-CCS | 0 | 0 | 0 | 0 | 0 | 0
WT_off | 0 | 0 | 0 | 0 | 0 | 0
PseudoUnit | 0 | 0 | 0 | 0 | 0 | 0
FixedInterchange | 0 | 0 | 0 | 0 | 0 | 0
Emission Cost by Reporting Type: NEISO
ReportingType | 2015 | 2020 | 2025 | 2030 | 2035 | 2040
BM | 0 | 0 | 0 | 0 | 0 | 0
CC | 41.87 | 40.98 | 39.75 | 40.13 | 54.08 | 65.56
CSP | 0 | 0 | 0 | 0 | 0 | 0
CT | 0 | 0.01 | 0.01 | 0.02 | 0.18 | 0.39
Coal | 0.07 | 0 | 0 | 0 | 0 | 0
Geo | 0 | 0 | 0 | 0 | 0 | 0
H | 0 | 0 | 0 | 0 | 0 | 0
LFG | 0 | 0 | 0 | 0 | 0 | 0
Nuc | 0 | 0 | 0 | 0 | 0 | 0
PS | 0 | 0 | 0 | 0 | 0 | 0
PV | 0 | 0 | 0 | 0 | 0 | 0
PeakG | 0.01 | 0.04 | 0.04 | 0.09 | 0.17 | 0.24
PeakO | 0 | 0 | 0 | 0 | 0 | 0
ST | 0 | 0 | 0 | 0 | 0 | 0
STOG | 0 | 0 | 0 | 0 | 0 | 0
STWD | 0 | 0 | 0 | 0 | 0 | 0
WT | 0 | 0 | 0 | 0 | 0 | 0
IGCC | 0 | 0 | 0 | 0 | 0 | 0
DemandResponse | 0 | 0 | 0 | 0 | 0 | 0
IGCC-CCS | 0 | 0 | 0 | 0 | 0 | 0
WT_off | 0 | 0 | 0 | 0 | 0 | 0
PseudoUnit | 0 | 0 | 0 | 0 | 0 | 0
FixedInterchange | 0 | 0 | 0 | 0 | 0 | 0
Emission Cost by Reporting Type: NonRTO_Midwest
ReportingType | 2015 | 2020 | 2025 | 2030 | 2035 | 2040
BM | 0 | 0 | 0 | 0 | 0 | 0
CC | 0 | 0 | 0 | 0 | 0 | 0
CSP | 0 | 0 | 0 | 0 | 0 | 0
CT | 0 | 0 | 0 | 0 | 0 | 0
Coal | 0 | 0 | 0 | 0 | 0 | 0
Geo | 0 | 0 | 0 | 0 | 0 | 0
H | 0 | 0 | 0 | 0 | 0 | 0
LFG | 0 | 0 | 0 | 0 | 0 | 0
Nuc | 0 | 0 | 0 | 0 | 0 | 0
PS | 0 | 0 | 0 | 0 | 0 | 0
PV | 0 | 0 | 0 | 0 | 0 | 0
PeakG | 0 | 0 | 0 | 0 | 0 | 0
PeakO | 0 | 0 | 0 | 0 | 0 | 0
ST | 0 | 0 | 0 | 0 | 0 | 0
STOG | 0 | 0 | 0 | 0 | 0 | 0
STWD | 0 | 0 | 0 | 0 | 0 | 0
WT | 0 | 0 | 0 | 0 | 0 | 0
IGCC | 0 | 0 | 0 | 0 | 0 | 0
DemandResponse | 0 | 0 | 0 | 0 | 0 | 0
IGCC-CCS | 0 | 0 | 0 | 0 | 0 | 0
WT_off | 0 | 0 | 0 | 0 | 0 | 0
PseudoUnit | 0 | 0 | 0 | 0 | 0 | 0
FixedInterchange | 0 | 0 | 0 | 0 | 0 | 0
Emission Cost by Reporting Type: NYISO_A-F
ReportingType | 2015 | 2020 | 2025 | 2030 | 2035 | 2040
BM | 0 | 0 | 0 | 0 | 0 | 0
CC | 7.88 | 12.41 | 12.56 | 12.91 | 11.13 | 11.78
CSP | 0 | 0 | 0 | 0 | 0 | 0
CT | 0 | 0 | 0 | 0 | 0 | 0
Coal | 0 | 0 | 0 | 0 | 0 | 0
Geo | 0 | 0 | 0 | 0 | 0 | 0
H | 0 | 0 | 0 | 0 | 0 | 0
LFG | 0 | 0 | 0 | 0 | 0 | 0
Nuc | 0 | 0 | 0 | 0 | 0 | 0
PS | 0 | 0 | 0 | 0 | 0 | 0
PV | 0 | 0 | 0 | 0 | 0 | 0
PeakG | 0 | 0 | 0.01 | 0.01 | 0.01 | 0.01
PeakO | 0 | 0 | 0 | 0 | 0 | 0
ST | 0 | 0 | 0 | 0 | 0 | 0
STOG | 0 | 0 | 0 | 0 | 0 | 0
STWD | 0 | 0 | 0 | 0 | 0 | 0
WT | 0 | 0 | 0 | 0 | 0 | 0
IGCC | 0 | 0 | 0 | 0 | 0 | 0
DemandResponse | 0 | 0 | 0 | 0 | 0 | 0
IGCC-CCS | 0 | 0 | 0 | 0 | 0 | 0
WT_off | 0 | 0 | 0 | 0 | 0 | 0
PseudoUnit | 0 | 0 | 0 | 0 | 0 | 0
FixedInterchange | 0 | 0 | 0 | 0 | 0 | 0
Emission Cost by Reporting Type: NYISO_G-I
ReportingType | 2015 | 2020 | 2025 | 2030 | 2035 | 2040
BM | 0 | 0 | 0 | 0 | 0 | 0
CC | 4.96 | 6.73 | 9.98 | 17.24 | 31.06 | 45.56
CSP | 0 | 0 | 0 | 0 | 0 | 0
CT | 0 | 0 | 0 | 0 | 0 | 0
Coal | 0 | 0 | 0 | 0 | 0 | 0
Geo | 0 | 0 | 0 | 0 | 0 | 0
H | 0 | 0 | 0 | 0 | 0 | 0
LFG | 0 | 0 | 0 | 0 | 0 | 0
Nuc | 0 | 0 | 0 | 0 | 0 | 0
PS | 0 | 0 | 0 | 0 | 0 | 0
PV | 0 | 0 | 0 | 0 | 0 | 0
PeakG | 0 | 0 | 0 | 0 | 0 | 0
PeakO | 0 | 0 | 0 | 0 | 0 | 0
ST | 0 | 0 | 0 | 0 | 0 | 0
STOG | 0 | 0 | 0 | 0 | 0 | 0
STWD | 0 | 0 | 0 | 0 | 0 | 0
WT | 0 | 0 | 0 | 0 | 0 | 0
IGCC | 0 | 0 | 0 | 0 | 0 | 0
DemandResponse | 0 | 0 | 0 | 0 | 0 | 0
IGCC-CCS | 0 | 0 | 0 | 0 | 0 | 0
WT_off | 0 | 0 | 0 | 0 | 0 | 0
PseudoUnit | 0 | 0 | 0 | 0 | 0 | 0
FixedInterchange | 0 | 0 | 0 | 0 | 0 | 0
Emission Cost by Reporting Type: NYISO_J-K
ReportingType | 2015 | 2020 | 2025 | 2030 | 2035 | 2040
BM | 0 | 0 | 0 | 0 | 0 | 0
CC | 19.73 | 26.21 | 26.81 | 26.22 | 33.35 | 41.88
CSP | 0 | 0 | 0 | 0 | 0 | 0
CT | 0 | 0 | 0.02 | 0.11 | 0.51 | 0.5
Coal | 0 | 0 | 0 | 0 | 0 | 0
Geo | 0 | 0 | 0 | 0 | 0 | 0
H | 0 | 0 | 0 | 0 | 0 | 0
LFG | 0 | 0 | 0 | 0 | 0 | 0
Nuc | 0 | 0 | 0 | 0 | 0 | 0
PS | 0 | 0 | 0 | 0 | 0 | 0
PV | 0 | 0 | 0 | 0 | 0 | 0
PeakG | 0.02 | 0.15 | 0.24 | 0.51 | 0.6 | 0.35
PeakO | 0 | 0 | 0 | 0 | 0 | 0
ST | 0 | 0 | 0 | 0 | 0 | 0
STOG | 1.41 | 2.98 | 4.04 | 6.45 | 7.82 | 7.49
STWD | 0 | 0 | 0 | 0 | 0 | 0
WT | 0 | 0 | 0 | 0 | 0 | 0
IGCC | 0 | 0 | 0 | 0 | 0 | 0
DemandResponse | 0 | 0 | 0 | 0 | 0 | 0
IGCC-CCS | 0 | 0 | 0 | 0 | 0 | 0
WT_off | 0 | 0 | 0 | 0 | 0 | 0
PseudoUnit | 0 | 0 | 0 | 0 | 0 | 0
FixedInterchange | 0 | 0 | 0 | 0 | 0 | 0
Emission Cost by Reporting Type: PJM_E
ReportingType | 2015 | 2020 | 2025 | 2030 | 2035 | 2040
BM | 0 | 0 | 0 | 0 | 0 | 0
CC | 21.18 | 33.11 | 32.97 | 42.82 | 38.17 | 53.4
CSP | 0 | 0 | 0 | 0 | 0 | 0
CT | 0 | 0 | 0 | 0.97 | 2.88 | 1.45
Coal | 1 | 1.15 | 1.84 | 2.15 | 2.56 | 4.53
Geo | 0 | 0 | 0 | 0 | 0 | 0
H | 0 | 0 | 0 | 0 | 0 | 0
LFG | 0 | 0 | 0 | 0 | 0 | 0
Nuc | 0 | 0 | 0 | 0 | 0 | 0
PS | 0 | 0 | 0 | 0 | 0 | 0
PV | 0 | 0 | 0 | 0 | 0 | 0
PeakG | 0.02 | 0.1 | 0.61 | 1.15 | 1.95 | 0.78
PeakO | 0 | 0 | 0.01 | 0.01 | 0 | 0
ST | 0 | 0 | 0 | 0 | 0 | 0
STOG | 0.33 | 0.63 | 1.24 | 1.24 | 2.15 | 1.45
STWD | 0 | 0 | 0 | 0 | 0 | 0
WT | 0 | 0 | 0 | 0 | 0 | 0
IGCC | 0 | 0 | 0 | 0 | 0 | 0
DemandResponse | 0 | 0 | 0 | 0 | 0 | 0
IGCC-CCS | 0 | 0 | 0 | 0 | 0 | 0
WT_off | 0 | 0 | 0 | 0 | 0 | 0
PseudoUnit | 0 | 0 | 0 | 0 | 0 | 0
FixedInterchange | 0 | 0 | 0 | 0 | 0 | 0
Emission Cost by Reporting Type: PJM_ROM
ReportingType | 2015 | 2020 | 2025 | 2030 | 2035 | 2040
BM | 0 | 0 | 0 | 0 | 0 | 0
CC | 0.15 | 0.18 | 0.18 | 0.27 | 0.27 | 0.27
CSP | 0 | 0 | 0 | 0 | 0 | 0
CT | 0 | 0 | 0 | 0 | 0 | 0
Coal | 19.44 | 28.89 | 30.05 | 35.48 | 35.48 | 35.48
Geo | 0 | 0 | 0 | 0 | 0 | 0
H | 0 | 0 | 0 | 0 | 0 | 0
LFG | 0 | 0 | 0 | 0 | 0 | 0
Nuc | 0 | 0 | 0 | 0 | 0 | 0
PS | 0 | 0 | 0 | 0 | 0 | 0
PV | 0 | 0 | 0 | 0 | 0 | 0
PeakG | 0 | 0.06 | 0.07 | 0.08 | 0.54 | 0.06
PeakO | 0 | 0 | 0 | 0 | 0 | 0
ST | 0 | 0 | 0 | 0 | 0 | 0
STOG | 0 | 0 | 0 | 0 | 0 | 0
STWD | 0 | 0 | 0 | 0 | 0 | 0
WT | 0 | 0 | 0 | 0 | 0 | 0
IGCC | 0 | 0 | 0 | 0 | 0 | 0
DemandResponse | 0 | 0 | 0 | 0 | 0 | 0
IGCC-CCS | 0 | 0 | 0 | 0 | 0 | 0
WT_off | 0 | 0 | 0 | 0 | 0 | 0
PseudoUnit | 0 | 0 | 0 | 0 | 0 | 0
FixedInterchange | 0 | 0 | 0 | 0 | 0 | 0
Emission Cost by Reporting Type: PJM_ROR
ReportingType | 2015 | 2020 | 2025 | 2030 | 2035 | 2040
BM | 0 | 0 | 0 | 0 | 0 | 0
CC | 0 | 0 | 0 | 0 | 0 | 0
CSP | 0 | 0 | 0 | 0 | 0 | 0
CT | 0 | 0 | 0 | 0 | 0 | 0
Coal | 0 | 0 | 0 | 0 | 0 | 0
Geo | 0 | 0 | 0 | 0 | 0 | 0
H | 0 | 0 | 0 | 0 | 0 | 0
LFG | 0 | 0 | 0 | 0 | 0 | 0
Nuc | 0 | 0 | 0 | 0 | 0 | 0
PS | 0 | 0 | 0 | 0 | 0 | 0
PV | 0 | 0 | 0 | 0 | 0 | 0
PeakG | 0 | 0 | 0 | 0 | 0 | 0
PeakO | 0 | 0 | 0 | 0 | 0 | 0
ST | 0 | 0 | 0 | 0 | 0 | 0
STOG | 0 | 0 | 0 | 0 | 0 | 0
STWD | 0 | 0 | 0 | 0 | 0 | 0
WT | 0 | 0 | 0 | 0 | 0 | 0
IGCC | 0 | 0 | 0 | 0 | 0 | 0
DemandResponse | 0 | 0 | 0 | 0 | 0 | 0
IGCC-CCS | 0 | 0 | 0 | 0 | 0 | 0
WT_off | 0 | 0 | 0 | 0 | 0 | 0
PseudoUnit | 0 | 0 | 0 | 0 | 0 | 0
FixedInterchange | 0 | 0 | 0 | 0 | 0 | 0
Emission Cost by Reporting Type: SOCO
ReportingType | 2015 | 2020 | 2025 | 2030 | 2035 | 2040
BM | 0 | 0 | 0 | 0 | 0 | 0
CC | 0 | 0 | 0 | 0 | 0 | 0
CSP | 0 | 0 | 0 | 0 | 0 | 0
CT | 0 | 0 | 0 | 0 | 0 | 0
Coal | 0 | 0 | 0 | 0 | 0 | 0
Geo | 0 | 0 | 0 | 0 | 0 | 0
H | 0 | 0 | 0 | 0 | 0 | 0
LFG | 0 | 0 | 0 | 0 | 0 | 0
Nuc | 0 | 0 | 0 | 0 | 0 | 0
PS | 0 | 0 | 0 | 0 | 0 | 0
PV | 0 | 0 | 0 | 0 | 0 | 0
PeakG | 0 | 0 | 0 | 0 | 0 | 0
PeakO | 0 | 0 | 0 | 0 | 0 | 0
ST | 0 | 0 | 0 | 0 | 0 | 0
STOG | 0 | 0 | 0 | 0 | 0 | 0
STWD | 0 | 0 | 0 | 0 | 0 | 0
WT | 0 | 0 | 0 | 0 | 0 | 0
IGCC | 0 | 0 | 0 | 0 | 0 | 0
DemandResponse | 0 | 0 | 0 | 0 | 0 | 0
IGCC-CCS | 0 | 0 | 0 | 0 | 0 | 0
WT_off | 0 | 0 | 0 | 0 | 0 | 0
PseudoUnit | 0 | 0 | 0 | 0 | 0 | 0
FixedInterchange | 0 | 0 | 0 | 0 | 0 | 0
Emission Cost by Reporting Type: SPP_N
ReportingType | 2015 | 2020 | 2025 | 2030 | 2035 | 2040
BM | 0 | 0 | 0 | 0 | 0 | 0
CC | 0 | 0 | 0 | 0 | 0 | 0
CSP | 0 | 0 | 0 | 0 | 0 | 0
CT | 0 | 0 | 0 | 0 | 0 | 0
Coal | 0 | 0 | 0 | 0 | 0 | 0
Geo | 0 | 0 | 0 | 0 | 0 | 0
H | 0 | 0 | 0 | 0 | 0 | 0
LFG | 0 | 0 | 0 | 0 | 0 | 0
Nuc | 0 | 0 | 0 | 0 | 0 | 0
PS | 0 | 0 | 0 | 0 | 0 | 0
PV | 0 | 0 | 0 | 0 | 0 | 0
PeakG | 0 | 0 | 0 | 0 | 0 | 0
PeakO | 0 | 0 | 0 | 0 | 0 | 0
ST | 0 | 0 | 0 | 0 | 0 | 0
STOG | 0 | 0 | 0 | 0 | 0 | 0
STWD | 0 | 0 | 0 | 0 | 0 | 0
WT | 0 | 0 | 0 | 0 | 0 | 0
IGCC | 0 | 0 | 0 | 0 | 0 | 0
DemandResponse | 0 | 0 | 0 | 0 | 0 | 0
IGCC-CCS | 0 | 0 | 0 | 0 | 0 | 0
WT_off | 0 | 0 | 0 | 0 | 0 | 0
PseudoUnit | 0 | 0 | 0 | 0 | 0 | 0
FixedInterchange | 0 | 0 | 0 | 0 | 0 | 0
Emission Cost by Reporting Type: SPP_S
ReportingType | 2015 | 2020 | 2025 | 2030 | 2035 | 2040
BM | 0 | 0 | 0 | 0 | 0 | 0
CC | 0 | 0 | 0 | 0 | 0 | 0
CSP | 0 | 0 | 0 | 0 | 0 | 0
CT | 0 | 0 | 0 | 0 | 0 | 0
Coal | 0 | 0 | 0 | 0 | 0 | 0
Geo | 0 | 0 | 0 | 0 | 0 | 0
H | 0 | 0 | 0 | 0 | 0 | 0
LFG | 0 | 0 | 0 | 0 | 0 | 0
Nuc | 0 | 0 | 0 | 0 | 0 | 0
PS | 0 | 0 | 0 | 0 | 0 | 0
PV | 0 | 0 | 0 | 0 | 0 | 0
PeakG | 0 | 0 | 0 | 0 | 0 | 0
PeakO | 0 | 0 | 0 | 0 | 0 | 0
ST | 0 | 0 | 0 | 0 | 0 | 0
STOG | 0 | 0 | 0 | 0 | 0 | 0
STWD | 0 | 0 | 0 | 0 | 0 | 0
WT | 0 | 0 | 0 | 0 | 0 | 0
IGCC | 0 | 0 | 0 | 0 | 0 | 0
DemandResponse | 0 | 0 | 0 | 0 | 0 | 0
IGCC-CCS | 0 | 0 | 0 | 0 | 0 | 0
WT_off | 0 | 0 | 0 | 0 | 0 | 0
PseudoUnit | 0 | 0 | 0 | 0 | 0 | 0
FixedInterchange | 0 | 0 | 0 | 0 | 0 | 0
Emission Cost by Reporting Type: TVA
ReportingType | 2015 | 2020 | 2025 | 2030 | 2035 | 2040
BM | 0 | 0 | 0 | 0 | 0 | 0
CC | 0 | 0 | 0 | 0 | 0 | 0
CSP | 0 | 0 | 0 | 0 | 0 | 0
CT | 0 | 0 | 0 | 0 | 0 | 0
Coal | 0 | 0 | 0 | 0 | 0 | 0
Geo | 0 | 0 | 0 | 0 | 0 | 0
H | 0 | 0 | 0 | 0 | 0 | 0
LFG | 0 | 0 | 0 | 0 | 0 | 0
Nuc | 0 | 0 | 0 | 0 | 0 | 0
PS | 0 | 0 | 0 | 0 | 0 | 0
PV | 0 | 0 | 0 | 0 | 0 | 0
PeakG | 0 | 0 | 0 | 0 | 0 | 0
PeakO | 0 | 0 | 0 | 0 | 0 | 0
ST | 0 | 0 | 0 | 0 | 0 | 0
STOG | 0 | 0 | 0 | 0 | 0 | 0
STWD | 0 | 0 | 0 | 0 | 0 | 0
WT | 0 | 0 | 0 | 0 | 0 | 0
IGCC | 0 | 0 | 0 | 0 | 0 | 0
DemandResponse | 0 | 0 | 0 | 0 | 0 | 0
IGCC-CCS | 0 | 0 | 0 | 0 | 0 | 0
WT_off | 0 | 0 | 0 | 0 | 0 | 0
PseudoUnit | 0 | 0 | 0 | 0 | 0 | 0
FixedInterchange | 0 | 0 | 0 | 0 | 0 | 0
Emission Cost by Reporting Type: TVA_Transmission
ReportingType | 2015 | 2020 | 2025 | 2030 | 2035 | 2040
BM | 0 | 0 | 0 | 0 | 0 | 0
CC | 0 | 0 | 0 | 0 | 0 | 0
CSP | 0 | 0 | 0 | 0 | 0 | 0
CT | 0 | 0 | 0 | 0 | 0 | 0
Coal | 0 | 0 | 0 | 0 | 0 | 0
Geo | 0 | 0 | 0 | 0 | 0 | 0
H | 0 | 0 | 0 | 0 | 0 | 0
LFG | 0 | 0 | 0 | 0 | 0 | 0
Nuc | 0 | 0 | 0 | 0 | 0 | 0
PS | 0 | 0 | 0 | 0 | 0 | 0
PV | 0 | 0 | 0 | 0 | 0 | 0
PeakG | 0 | 0 | 0 | 0 | 0 | 0
PeakO | 0 | 0 | 0 | 0 | 0 | 0
ST | 0 | 0 | 0 | 0 | 0 | 0
STOG | 0 | 0 | 0 | 0 | 0 | 0
STWD | 0 | 0 | 0 | 0 | 0 | 0
WT | 0 | 0 | 0 | 0 | 0 | 0
IGCC | 0 | 0 | 0 | 0 | 0 | 0
DemandResponse | 0 | 0 | 0 | 0 | 0 | 0
IGCC-CCS | 0 | 0 | 0 | 0 | 0 | 0
WT_off | 0 | 0 | 0 | 0 | 0 | 0
PseudoUnit | 0 | 0 | 0 | 0 | 0 | 0
FixedInterchange | 0 | 0 | 0 | 0 | 0 | 0
Emission Cost by Reporting Type: VACAR
ReportingType | 2015 | 2020 | 2025 | 2030 | 2035 | 2040
BM | 0 | 0 | 0 | 0 | 0 | 0
CC | 0 | 0 | 0 | 0 | 0 | 0
CSP | 0 | 0 | 0 | 0 | 0 | 0
CT | 0 | 0 | 0 | 0 | 0 | 0
Coal | 0 | 0 | 0 | 0 | 0 | 0
Geo | 0 | 0 | 0 | 0 | 0 | 0
H | 0 | 0 | 0 | 0 | 0 | 0
LFG | 0 | 0 | 0 | 0 | 0 | 0
Nuc | 0 | 0 | 0 | 0 | 0 | 0
PS | 0 | 0 | 0 | 0 | 0 | 0
PV | 0 | 0 | 0 | 0 | 0 | 0
PeakG | 0 | 0 | 0 | 0 | 0 | 0
PeakO | 0 | 0 | 0 | 0 | 0 | 0
ST | 0 | 0 | 0 | 0 | 0 | 0
STOG | 0 | 0 | 0 | 0 | 0 | 0
STWD | 0 | 0 | 0 | 0 | 0 | 0
WT | 0 | 0 | 0 | 0 | 0 | 0
IGCC | 0 | 0 | 0 | 0 | 0 | 0
DemandResponse | 0 | 0 | 0 | 0 | 0 | 0
IGCC-CCS | 0 | 0 | 0 | 0 | 0 | 0
WT_off | 0 | 0 | 0 | 0 | 0 | 0
PseudoUnit | 0 | 0 | 0 | 0 | 0 | 0
FixedInterchange | 0 | 0 | 0 | 0 | 0 | 0
Emission Cost by Reporting Type: IESO
ReportingType | 2015 | 2020 | 2025 | 2030 | 2035 | 2040
BM | 0 | 0 | 0 | 0 | 0 | 0
CC | 0 | 0 | 0 | 0 | 0 | 0
CSP | 0 | 0 | 0 | 0 | 0 | 0
CT | 0 | 0 | 0 | 0 | 0 | 0
Coal | 0 | 0 | 0 | 0 | 0 | 0
Geo | 0 | 0 | 0 | 0 | 0 | 0
H | 0 | 0 | 0 | 0 | 0 | 0
LFG | 0 | 0 | 0 | 0 | 0 | 0
Nuc | 0 | 0 | 0 | 0 | 0 | 0
PS | 0 | 0 | 0 | 0 | 0 | 0
PV | 0 | 0 | 0 | 0 | 0 | 0
PeakG | 0 | 0 | 0 | 0 | 0 | 0
PeakO | 0 | 0 | 0 | 0 | 0 | 0
ST | 0 | 0 | 0 | 0 | 0 | 0
STOG | 0 | 0 | 0 | 0 | 0 | 0
STWD | 0 | 0 | 0 | 0 | 0 | 0
WT | 0 | 0 | 0 | 0 | 0 | 0
IGCC | 0 | 0 | 0 | 0 | 0 | 0
DemandResponse | 0 | 0 | 0 | 0 | 0 | 0
IGCC-CCS | 0 | 0 | 0 | 0 | 0 | 0
WT_off | 0 | 0 | 0 | 0 | 0 | 0
PseudoUnit | 0 | 0 | 0 | 0 | 0 | 0
FixedInterchange | 0 | 0 | 0 | 0 | 0 | 0
Emission Cost by Reporting Type: MAPP_CA
ReportingType | 2015 | 2020 | 2025 | 2030 | 2035 | 2040
BM | 0 | 0 | 0 | 0 | 0 | 0
CC | 0 | 0 | 0 | 0 | 0 | 0
CSP | 0 | 0 | 0 | 0 | 0 | 0
CT | 0 | 0 | 0 | 0 | 0 | 0
Coal | 0 | 0 | 0 | 0 | 0 | 0
Geo | 0 | 0 | 0 | 0 | 0 | 0
H | 0 | 0 | 0 | 0 | 0 | 0
LFG | 0 | 0 | 0 | 0 | 0 | 0
Nuc | 0 | 0 | 0 | 0 | 0 | 0
PS | 0 | 0 | 0 | 0 | 0 | 0
PV | 0 | 0 | 0 | 0 | 0 | 0
PeakG | 0 | 0 | 0 | 0 | 0 | 0
PeakO | 0 | 0 | 0 | 0 | 0 | 0
ST | 0 | 0 | 0 | 0 | 0 | 0
STOG | 0 | 0 | 0 | 0 | 0 | 0
STWD | 0 | 0 | 0 | 0 | 0 | 0
WT | 0 | 0 | 0 | 0 | 0 | 0
IGCC | 0 | 0 | 0 | 0 | 0 | 0
DemandResponse | 0 | 0 | 0 | 0 | 0 | 0
IGCC-CCS | 0 | 0 | 0 | 0 | 0 | 0
WT_off | 0 | 0 | 0 | 0 | 0 | 0
PseudoUnit | 0 | 0 | 0 | 0 | 0 | 0
FixedInterchange | 0 | 0 | 0 | 0 | 0 | 0
Emission Cost by Reporting Type: AZ_NM_SNV_Coal
ReportingType | 2015 | 2020 | 2025 | 2030 | 2035 | 2040
BM | 0 | 0 | 0 | 0 | 0 | 0
CC | 0 | 0 | 0 | 0 | 0 | 0
CSP | 0 | 0 | 0 | 0 | 0 | 0
CT | 0 | 0 | 0 | 0 | 0 | 0
Coal | 0 | 0 | 0 | 0 | 0 | 0
Geo | 0 | 0 | 0 | 0 | 0 | 0
H | 0 | 0 | 0 | 0 | 0 | 0
LFG | 0 | 0 | 0 | 0 | 0 | 0
Nuc | 0 | 0 | 0 | 0 | 0 | 0
PS | 0 | 0 | 0 | 0 | 0 | 0
PV | 0 | 0 | 0 | 0 | 0 | 0
PeakG | 0 | 0 | 0 | 0 | 0 | 0
PeakO | 0 | 0 | 0 | 0 | 0 | 0
ST | 0 | 0 | 0 | 0 | 0 | 0
STOG | 0 | 0 | 0 | 0 | 0 | 0
STWD | 0 | 0 | 0 | 0 | 0 | 0
WT | 0 | 0 | 0 | 0 | 0 | 0
IGCC | 0 | 0 | 0 | 0 | 0 | 0
DemandResponse | 0 | 0 | 0 | 0 | 0 | 0
IGCC-CCS | 0 | 0 | 0 | 0 | 0 | 0
WT_off | 0 | 0 | 0 | 0 | 0 | 0
PseudoUnit | 0 | 0 | 0 | 0 | 0 | 0
FixedInterchange | 0 | 0 | 0 | 0 | 0 | 0
Emission Cost by Reporting Type: AZ_NM_SNV_Gas
ReportingType | 2015 | 2020 | 2025 | 2030 | 2035 | 2040
BM | 0 | 0 | 0 | 0 | 0 | 0
CC | 0 | 0 | 0 | 0 | 0 | 0
CSP | 0 | 0 | 0 | 0 | 0 | 0
CT | 0 | 0 | 0 | 0 | 0 | 0
Coal | 0 | 0 | 0 | 0 | 0 | 0
Geo | 0 | 0 | 0 | 0 | 0 | 0
H | 0 | 0 | 0 | 0 | 0 | 0
LFG | 0 | 0 | 0 | 0 | 0 | 0
Nuc | 0 | 0 | 0 | 0 | 0 | 0
PS | 0 | 0 | 0 | 0 | 0 | 0
PV | 0 | 0 | 0 | 0 | 0 | 0
PeakG | 0 | 0 | 0 | 0 | 0 | 0
PeakO | 0 | 0 | 0 | 0 | 0 | 0
ST | 0 | 0 | 0 | 0 | 0 | 0
STOG | 0 | 0 | 0 | 0 | 0 | 0
STWD | 0 | 0 | 0 | 0 | 0 | 0
WT | 0 | 0 | 0 | 0 | 0 | 0
IGCC | 0 | 0 | 0 | 0 | 0 | 0
DemandResponse | 0 | 0 | 0 | 0 | 0 | 0
IGCC-CCS | 0 | 0 | 0 | 0 | 0 | 0
WT_off | 0 | 0 | 0 | 0 | 0 | 0
PseudoUnit | 0 | 0 | 0 | 0 | 0 | 0
FixedInterchange | 0 | 0 | 0 | 0 | 0 | 0
Emission Cost by Reporting Type: AZ_NM_SNV_NucRenew
ReportingType | 2015 | 2020 | 2025 | 2030 | 2035 | 2040
BM | 0 | 0 | 0 | 0 | 0 | 0
CC | 0 | 0 | 0 | 0 | 0 | 0
CSP | 0 | 0 | 0 | 0 | 0 | 0
CT | 0 | 0 | 0 | 0 | 0 | 0
Coal | 0 | 0 | 0 | 0 | 0 | 0
Geo | 0 | 0 | 0 | 0 | 0 | 0
H | 0 | 0 | 0 | 0 | 0 | 0
LFG | 0 | 0 | 0 | 0 | 0 | 0
Nuc | 0 | 0 | 0 | 0 | 0 | 0
PS | 0 | 0 | 0 | 0 | 0 | 0
PV | 0 | 0 | 0 | 0 | 0 | 0
PeakG | 0 | 0 | 0 | 0 | 0 | 0
PeakO | 0 | 0 | 0 | 0 | 0 | 0
ST | 0 | 0 | 0 | 0 | 0 | 0
STOG | 0 | 0 | 0 | 0 | 0 | 0
STWD | 0 | 0 | 0 | 0 | 0 | 0
WT | 0 | 0 | 0 | 0 | 0 | 0
IGCC | 0 | 0 | 0 | 0 | 0 | 0
DemandResponse | 0 | 0 | 0 | 0 | 0 | 0
IGCC-CCS | 0 | 0 | 0 | 0 | 0 | 0
WT_off | 0 | 0 | 0 | 0 | 0 | 0
PseudoUnit | 0 | 0 | 0 | 0 | 0 | 0
FixedInterchange | 0 | 0 | 0 | 0 | 0 | 0
Emission Cost by Reporting Type: ERCOT
ReportingType | 2015 | 2020 | 2025 | 2030 | 2035 | 2040
BM | 0 | 0 | 0 | 0 | 0 | 0
CC | 0 | 0 | 0 | 0 | 0 | 0
CSP | 0 | 0 | 0 | 0 | 0 | 0
CT | 0 | 0 | 0 | 0 | 0 | 0
Coal | 0 | 0 | 0 | 0 | 0 | 0
Geo | 0 | 0 | 0 | 0 | 0 | 0
H | 0 | 0 | 0 | 0 | 0 | 0
LFG | 0 | 0 | 0 | 0 | 0 | 0
Nuc | 0 | 0 | 0 | 0 | 0 | 0
PS | 0 | 0 | 0 | 0 | 0 | 0
PV | 0 | 0 | 0 | 0 | 0 | 0
PeakG | 0 | 0 | 0 | 0 | 0 | 0
PeakO | 0 | 0 | 0 | 0 | 0 | 0
ST | 0 | 0 | 0 | 0 | 0 | 0
STOG | 0 | 0 | 0 | 0 | 0 | 0
STWD | 0 | 0 | 0 | 0 | 0 | 0
WT | 0 | 0 | 0 | 0 | 0 | 0
IGCC | 0 | 0 | 0 | 0 | 0 | 0
DemandResponse | 0 | 0 | 0 | 0 | 0 | 0
IGCC-CCS | 0 | 0 | 0 | 0 | 0 | 0
WT_off | 0 | 0 | 0 | 0 | 0 | 0
PseudoUnit | 0 | 0 | 0 | 0 | 0 | 0
FixedInterchange | 0 | 0 | 0 | 0 | 0 | 0
Emission Cost by Reporting Type: NP15
ReportingType | 2015 | 2020 | 2025 | 2030 | 2035 | 2040
BM | 0 | 0 | 0 | 0 | 0 | 0
CC | 0 | 0 | 0 | 0 | 0 | 0
CSP | 0 | 0 | 0 | 0 | 0 | 0
CT | 0 | 0 | 0 | 0 | 0 | 0
Coal | 0 | 0 | 0 | 0 | 0 | 0
Geo | 0 | 0 | 0 | 0 | 0 | 0
H | 0 | 0 | 0 | 0 | 0 | 0
LFG | 0 | 0 | 0 | 0 | 0 | 0
Nuc | 0 | 0 | 0 | 0 | 0 | 0
PS | 0 | 0 | 0 | 0 | 0 | 0
PV | 0 | 0 | 0 | 0 | 0 | 0
PeakG | 0 | 0 | 0 | 0 | 0 | 0
PeakO | 0 | 0 | 0 | 0 | 0 | 0
ST | 0 | 0 | 0 | 0 | 0 | 0
STOG | 0 | 0 | 0 | 0 | 0 | 0
STWD | 0 | 0 | 0 | 0 | 0 | 0
WT | 0 | 0 | 0 | 0 | 0 | 0
IGCC | 0 | 0 | 0 | 0 | 0 | 0
DemandResponse | 0 | 0 | 0 | 0 | 0 | 0
IGCC-CCS | 0 | 0 | 0 | 0 | 0 | 0
WT_off | 0 | 0 | 0 | 0 | 0 | 0
PseudoUnit | 0 | 0 | 0 | 0 | 0 | 0
FixedInterchange | 0 | 0 | 0 | 0 | 0 | 0
Emission Cost by Reporting Type: NWPP_Coal
ReportingType | 2015 | 2020 | 2025 | 2030 | 2035 | 2040
BM | 0 | 0 | 0 | 0 | 0 | 0
CC | 0 | 0 | 0 | 0 | 0 | 0
CSP | 0 | 0 | 0 | 0 | 0 | 0
CT | 0 | 0 | 0 | 0 | 0 | 0
Coal | 0 | 0 | 0 | 0 | 0 | 0
Geo | 0 | 0 | 0 | 0 | 0 | 0
H | 0 | 0 | 0 | 0 | 0 | 0
LFG | 0 | 0 | 0 | 0 | 0 | 0
Nuc | 0 | 0 | 0 | 0 | 0 | 0
PS | 0 | 0 | 0 | 0 | 0 | 0
PV | 0 | 0 | 0 | 0 | 0 | 0
PeakG | 0 | 0 | 0 | 0 | 0 | 0
PeakO | 0 | 0 | 0 | 0 | 0 | 0
ST | 0 | 0 | 0 | 0 | 0 | 0
STOG | 0 | 0 | 0 | 0 | 0 | 0
STWD | 0 | 0 | 0 | 0 | 0 | 0
WT | 0 | 0 | 0 | 0 | 0 | 0
IGCC | 0 | 0 | 0 | 0 | 0 | 0
DemandResponse | 0 | 0 | 0 | 0 | 0 | 0
IGCC-CCS | 0 | 0 | 0 | 0 | 0 | 0
WT_off | 0 | 0 | 0 | 0 | 0 | 0
PseudoUnit | 0 | 0 | 0 | 0 | 0 | 0
FixedInterchange | 0 | 0 | 0 | 0 | 0 | 0
Emission Cost by Reporting Type: NWPP_Gas
ReportingType | 2015 | 2020 | 2025 | 2030 | 2035 | 2040
BM | 0 | 0 | 0 | 0 | 0 | 0
CC | 0 | 0 | 0 | 0 | 0 | 0
CSP | 0 | 0 | 0 | 0 | 0 | 0
CT | 0 | 0 | 0 | 0 | 0 | 0
Coal | 0 | 0 | 0 | 0 | 0 | 0
Geo | 0 | 0 | 0 | 0 | 0 | 0
H | 0 | 0 | 0 | 0 | 0 | 0
LFG | 0 | 0 | 0 | 0 | 0 | 0
Nuc | 0 | 0 | 0 | 0 | 0 | 0
PS | 0 | 0 | 0 | 0 | 0 | 0
PV | 0 | 0 | 0 | 0 | 0 | 0
PeakG | 0 | 0 | 0 | 0 | 0 | 0
PeakO | 0 | 0 | 0 | 0 | 0 | 0
ST | 0 | 0 | 0 | 0 | 0 | 0
STOG | 0 | 0 | 0 | 0 | 0 | 0
STWD | 0 | 0 | 0 | 0 | 0 | 0
WT | 0 | 0 | 0 | 0 | 0 | 0
IGCC | 0 | 0 | 0 | 0 | 0 | 0
DemandResponse | 0 | 0 | 0 | 0 | 0 | 0
IGCC-CCS | 0 | 0 | 0 | 0 | 0 | 0
WT_off | 0 | 0 | 0 | 0 | 0 | 0
PseudoUnit | 0 | 0 | 0 | 0 | 0 | 0
FixedInterchange | 0 | 0 | 0 | 0 | 0 | 0
Emission Cost by Reporting Type: NWPP_NucRenew
ReportingType | 2015 | 2020 | 2025 | 2030 | 2035 | 2040
BM | 0 | 0 | 0 | 0 | 0 | 0
CC | 0 | 0 | 0 | 0 | 0 | 0
CSP | 0 | 0 | 0 | 0 | 0 | 0
CT | 0 | 0 | 0 | 0 | 0 | 0
Coal | 0 | 0 | 0 | 0 | 0 | 0
Geo | 0 | 0 | 0 | 0 | 0 | 0
H | 0 | 0 | 0 | 0 | 0 | 0
LFG | 0 | 0 | 0 | 0 | 0 | 0
Nuc | 0 | 0 | 0 | 0 | 0 | 0
PS | 0 | 0 | 0 | 0 | 0 | 0
PV | 0 | 0 | 0 | 0 | 0 | 0
PeakG | 0 | 0 | 0 | 0 | 0 | 0
PeakO | 0 | 0 | 0 | 0 | 0 | 0
ST | 0 | 0 | 0 | 0 | 0 | 0
STOG | 0 | 0 | 0 | 0 | 0 | 0
STWD | 0 | 0 | 0 | 0 | 0 | 0
WT | 0 | 0 | 0 | 0 | 0 | 0
IGCC | 0 | 0 | 0 | 0 | 0 | 0
DemandResponse | 0 | 0 | 0 | 0 | 0 | 0
IGCC-CCS | 0 | 0 | 0 | 0 | 0 | 0
WT_off | 0 | 0 | 0 | 0 | 0 | 0
PseudoUnit | 0 | 0 | 0 | 0 | 0 | 0
FixedInterchange | 0 | 0 | 0 | 0 | 0 | 0
Emission Cost by Reporting Type: RMPA
ReportingType | 2015 | 2020 | 2025 | 2030 | 2035 | 2040
BM | 0 | 0 | 0 | 0 | 0 | 0
CC | 0 | 0 | 0 | 0 | 0 | 0
CSP | 0 | 0 | 0 | 0 | 0 | 0
CT | 0 | 0 | 0 | 0 | 0 | 0
Coal | 0 | 0 | 0 | 0 | 0 | 0
Geo | 0 | 0 | 0 | 0 | 0 | 0
H | 0 | 0 | 0 | 0 | 0 | 0
LFG | 0 | 0 | 0 | 0 | 0 | 0
Nuc | 0 | 0 | 0 | 0 | 0 | 0
PS | 0 | 0 | 0 | 0 | 0 | 0
PV | 0 | 0 | 0 | 0 | 0 | 0
PeakG | 0 | 0 | 0 | 0 | 0 | 0
PeakO | 0 | 0 | 0 | 0 | 0 | 0
ST | 0 | 0 | 0 | 0 | 0 | 0
STOG | 0 | 0 | 0 | 0 | 0 | 0
STWD | 0 | 0 | 0 | 0 | 0 | 0
WT | 0 | 0 | 0 | 0 | 0 | 0
IGCC | 0 | 0 | 0 | 0 | 0 | 0
DemandResponse | 0 | 0 | 0 | 0 | 0 | 0
IGCC-CCS | 0 | 0 | 0 | 0 | 0 | 0
WT_off | 0 | 0 | 0 | 0 | 0 | 0
PseudoUnit | 0 | 0 | 0 | 0 | 0 | 0
FixedInterchange | 0 | 0 | 0 | 0 | 0 | 0
Emission Cost by Reporting Type: SP15
ReportingType | 2015 | 2020 | 2025 | 2030 | 2035 | 2040
BM | 0 | 0 | 0 | 0 | 0 | 0
CC | 0 | 0 | 0 | 0 | 0 | 0
CSP | 0 | 0 | 0 | 0 | 0 | 0
CT | 0 | 0 | 0 | 0 | 0 | 0
Coal | 0 | 0 | 0 | 0 | 0 | 0
Geo | 0 | 0 | 0 | 0 | 0 | 0
H | 0 | 0 | 0 | 0 | 0 | 0
LFG | 0 | 0 | 0 | 0 | 0 | 0
Nuc | 0 | 0 | 0 | 0 | 0 | 0
PS | 0 | 0 | 0 | 0 | 0 | 0
PV | 0 | 0 | 0 | 0 | 0 | 0
PeakG | 0 | 0 | 0 | 0 | 0 | 0
PeakO | 0 | 0 | 0 | 0 | 0 | 0
ST | 0 | 0 | 0 | 0 | 0 | 0
STOG | 0 | 0 | 0 | 0 | 0 | 0
STWD | 0 | 0 | 0 | 0 | 0 | 0
WT | 0 | 0 | 0 | 0 | 0 | 0
IGCC | 0 | 0 | 0 | 0 | 0 | 0
DemandResponse | 0 | 0 | 0 | 0 | 0 | 0
IGCC-CCS | 0 | 0 | 0 | 0 | 0 | 0
WT_off | 0 | 0 | 0 | 0 | 0 | 0
PseudoUnit | 0 | 0 | 0 | 0 | 0 | 0
FixedInterchange | 0 | 0 | 0 | 0 | 0 | 0
Emission Cost by Reporting Type: ALB
ReportingType | 2015 | 2020 | 2025 | 2030 | 2035 | 2040
BM | 0 | 0 | 0 | 0 | 0 | 0
CC | 0 | 0 | 0 | 0 | 0 | 0
CSP | 0 | 0 | 0 | 0 | 0 | 0
CT | 0 | 0 | 0 | 0 | 0 | 0
Coal | 0 | 0 | 0 | 0 | 0 | 0
Geo | 0 | 0 | 0 | 0 | 0 | 0
H | 0 | 0 | 0 | 0 | 0 | 0
LFG | 0 | 0 | 0 | 0 | 0 | 0
Nuc | 0 | 0 | 0 | 0 | 0 | 0
PS | 0 | 0 | 0 | 0 | 0 | 0
PV | 0 | 0 | 0 | 0 | 0 | 0
PeakG | 0 | 0 | 0 | 0 | 0 | 0
PeakO | 0 | 0 | 0 | 0 | 0 | 0
ST | 0 | 0 | 0 | 0 | 0 | 0
STOG | 0 | 0 | 0 | 0 | 0 | 0
STWD | 0 | 0 | 0 | 0 | 0 | 0
WT | 0 | 0 | 0 | 0 | 0 | 0
IGCC | 0 | 0 | 0 | 0 | 0 | 0
DemandResponse | 0 | 0 | 0 | 0 | 0 | 0
IGCC-CCS | 0 | 0 | 0 | 0 | 0 | 0
WT_off | 0 | 0 | 0 | 0 | 0 | 0
PseudoUnit | 0 | 0 | 0 | 0 | 0 | 0
FixedInterchange | 0 | 0 | 0 | 0 | 0 | 0
Emission Cost by Reporting Type: BC
ReportingType | 2015 | 2020 | 2025 | 2030 | 2035 | 2040
BM | 0 | 0 | 0 | 0 | 0 | 0
CC | 0 | 0 | 0 | 0 | 0 | 0
CSP | 0 | 0 | 0 | 0 | 0 | 0
CT | 0 | 0 | 0 | 0 | 0 | 0
Coal | 0 | 0 | 0 | 0 | 0 | 0
Geo | 0 | 0 | 0 | 0 | 0 | 0
H | 0 | 0 | 0 | 0 | 0 | 0
LFG | 0 | 0 | 0 | 0 | 0 | 0
Nuc | 0 | 0 | 0 | 0 | 0 | 0
PS | 0 | 0 | 0 | 0 | 0 | 0
PV | 0 | 0 | 0 | 0 | 0 | 0
PeakG | 0 | 0 | 0 | 0 | 0 | 0
PeakO | 0 | 0 | 0 | 0 | 0 | 0
ST | 0 | 0 | 0 | 0 | 0 | 0
STOG | 0 | 0 | 0 | 0 | 0 | 0
STWD | 0 | 0 | 0 | 0 | 0 | 0
WT | 0 | 0 | 0 | 0 | 0 | 0
IGCC | 0 | 0 | 0 | 0 | 0 | 0
DemandResponse | 0 | 0 | 0 | 0 | 0 | 0
IGCC-CCS | 0 | 0 | 0 | 0 | 0 | 0
WT_off | 0 | 0 | 0 | 0 | 0 | 0
PseudoUnit | 0 | 0 | 0 | 0 | 0 | 0
FixedInterchange | 0 | 0 | 0 | 0 | 0 | 0
Emission Cost by Reporting Type: HQ_IESO
ReportingType | 2015 | 2020 | 2025 | 2030 | 2035 | 2040
BM | 0 | 0 | 0 | 0 | 0 | 0
CC | 0 | 0 | 0 | 0 | 0 | 0
CSP | 0 | 0 | 0 | 0 | 0 | 0
CT | 0 | 0 | 0 | 0 | 0 | 0
Coal | 0 | 0 | 0 | 0 | 0 | 0
Geo | 0 | 0 | 0 | 0 | 0 | 0
H | 0 | 0 | 0 | 0 | 0 | 0
LFG | 0 | 0 | 0 | 0 | 0 | 0
Nuc | 0 | 0 | 0 | 0 | 0 | 0
PS | 0 | 0 | 0 | 0 | 0 | 0
PV | 0 | 0 | 0 | 0 | 0 | 0
PeakG | 0 | 0 | 0 | 0 | 0 | 0
PeakO | 0 | 0 | 0 | 0 | 0 | 0
ST | 0 | 0 | 0 | 0 | 0 | 0
STOG | 0 | 0 | 0 | 0 | 0 | 0
STWD | 0 | 0 | 0 | 0 | 0 | 0
WT | 0 | 0 | 0 | 0 | 0 | 0
IGCC | 0 | 0 | 0 | 0 | 0 | 0
DemandResponse | 0 | 0 | 0 | 0 | 0 | 0
IGCC-CCS | 0 | 0 | 0 | 0 | 0 | 0
WT_off | 0 | 0 | 0 | 0 | 0 | 0
PseudoUnit | 0 | 0 | 0 | 0 | 0 | 0
FixedInterchange | 0 | 0 | 0 | 0 | 0 | 0
Emission Cost by Reporting Type: HQ_NEISO
ReportingType | 2015 | 2020 | 2025 | 2030 | 2035 | 2040
BM | 0 | 0 | 0 | 0 | 0 | 0
CC | 0 | 0 | 0 | 0 | 0 | 0
CSP | 0 | 0 | 0 | 0 | 0 | 0
CT | 0 | 0 | 0 | 0 | 0 | 0
Coal | 0 | 0 | 0 | 0 | 0 | 0
Geo | 0 | 0 | 0 | 0 | 0 | 0
H | 0 | 0 | 0 | 0 | 0 | 0
LFG | 0 | 0 | 0 | 0 | 0 | 0
Nuc | 0 | 0 | 0 | 0 | 0 | 0
PS | 0 | 0 | 0 | 0 | 0 | 0
PV | 0 | 0 | 0 | 0 | 0 | 0
PeakG | 0 | 0 | 0 | 0 | 0 | 0
PeakO | 0 | 0 | 0 | 0 | 0 | 0
ST | 0 | 0 | 0 | 0 | 0 | 0
STOG | 0 | 0 | 0 | 0 | 0 | 0
STWD | 0 | 0 | 0 | 0 | 0 | 0
WT | 0 | 0 | 0 | 0 | 0 | 0
IGCC | 0 | 0 | 0 | 0 | 0 | 0
DemandResponse | 0 | 0 | 0 | 0 | 0 | 0
IGCC-CCS | 0 | 0 | 0 | 0 | 0 | 0
WT_off | 0 | 0 | 0 | 0 | 0 | 0
PseudoUnit | 0 | 0 | 0 | 0 | 0 | 0
FixedInterchange | 0 | 0 | 0 | 0 | 0 | 0
Emission Cost by Reporting Type: HQ_NY
ReportingType | 2015 | 2020 | 2025 | 2030 | 2035 | 2040
BM | 0 | 0 | 0 | 0 | 0 | 0
CC | 0 | 0 | 0 | 0 | 0 | 0
CSP | 0 | 0 | 0 | 0 | 0 | 0
CT | 0 | 0 | 0 | 0 | 0 | 0
Coal | 0 | 0 | 0 | 0 | 0 | 0
Geo | 0 | 0 | 0 | 0 | 0 | 0
H | 0 | 0 | 0 | 0 | 0 | 0
LFG | 0 | 0 | 0 | 0 | 0 | 0
Nuc | 0 | 0 | 0 | 0 | 0 | 0
PS | 0 | 0 | 0 | 0 | 0 | 0
PV | 0 | 0 | 0 | 0 | 0 | 0
PeakG | 0 | 0 | 0 | 0 | 0 | 0
PeakO | 0 | 0 | 0 | 0 | 0 | 0
ST | 0 | 0 | 0 | 0 | 0 | 0
STOG | 0 | 0 | 0 | 0 | 0 | 0
STWD | 0 | 0 | 0 | 0 | 0 | 0
WT | 0 | 0 | 0 | 0 | 0 | 0
IGCC | 0 | 0 | 0 | 0 | 0 | 0
DemandResponse | 0 | 0 | 0 | 0 | 0 | 0
IGCC-CCS | 0 | 0 | 0 | 0 | 0 | 0
WT_off | 0 | 0 | 0 | 0 | 0 | 0
PseudoUnit | 0 | 0 | 0 | 0 | 0 | 0
FixedInterchange | 0 | 0 | 0 | 0 | 0 | 0
Emission Cost by Reporting Type: MARITIMES
ReportingType | 2015 | 2020 | 2025 | 2030 | 2035 | 2040
BM | 0 | 0 | 0 | 0 | 0 | 0
CC | 0 | 0 | 0 | 0 | 0 | 0
CSP | 0 | 0 | 0 | 0 | 0 | 0
CT | 0 | 0 | 0 | 0 | 0 | 0
Coal | 0 | 0 | 0 | 0 | 0 | 0
Geo | 0 | 0 | 0 | 0 | 0 | 0
H | 0 | 0 | 0 | 0 | 0 | 0
LFG | 0 | 0 | 0 | 0 | 0 | 0
Nuc | 0 | 0 | 0 | 0 | 0 | 0
PS | 0 | 0 | 0 | 0 | 0 | 0
PV | 0 | 0 | 0 | 0 | 0 | 0
PeakG | 0 | 0 | 0 | 0 | 0 | 0
PeakO | 0 | 0 | 0 | 0 | 0 | 0
ST | 0 | 0 | 0 | 0 | 0 | 0
STOG | 0 | 0 | 0 | 0 | 0 | 0
STWD | 0 | 0 | 0 | 0 | 0 | 0
WT | 0 | 0 | 0 | 0 | 0 | 0
IGCC | 0 | 0 | 0 | 0 | 0 | 0
DemandResponse | 0 | 0 | 0 | 0 | 0 | 0
IGCC-CCS | 0 | 0 | 0 | 0 | 0 | 0
WT_off | 0 | 0 | 0 | 0 | 0 | 0
PseudoUnit | 0 | 0 | 0 | 0 | 0 | 0
FixedInterchange | 0 | 0 | 0 | 0 | 0 | 0
Emission Cost by Reporting Type: All
ReportingType | 2015 | 2020 | 2025 | 2030 | 2035 | 2040
BM | 0 | 0 | 0 | 0 | 0 | 0
CC | 95.77 | 119.62 | 122.25 | 139.6 | 168.07 | 218.46
CSP | 0 | 0 | 0 | 0 | 0 | 0
CT | 0 | 0.01 | 0.03 | 1.1 | 3.57 | 2.34
Coal | 20.51 | 30.04 | 31.89 | 37.63 | 38.04 | 40.02
Geo | 0 | 0 | 0 | 0 | 0 | 0
H | 0 | 0 | 0 | 0 | 0 | 0
LFG | 0 | 0 | 0 | 0 | 0 | 0
Nuc | 0 | 0 | 0 | 0 | 0 | 0
PS | 0 | 0 | 0 | 0 | 0 | 0
PV | 0 | 0 | 0 | 0 | 0 | 0
PeakG | 0.05 | 0.35 | 0.97 | 1.84 | 3.27 | 1.44
PeakO | 0 | 0 | 0.01 | 0.01 | 0 | 0
ST | 0 | 0 | 0 | 0 | 0 | 0
STOG | 1.74 | 3.61 | 5.28 | 7.69 | 9.96 | 8.94
STWD | 0 | 0 | 0 | 0 | 0 | 0
WT | 0 | 0 | 0 | 0 | 0 | 0
IGCC | 0 | 0 | 0 | 0 | 0 | 0
DemandResponse | 0 | 0 | 0 | 0 | 0 | 0
IGCC-CCS | 0 | 0 | 0 | 0 | 0 | 0
WT_off | 0 | 0 | 0 | 0 | 0 | 0
PseudoUnit | 0 | 0 | 0 | 0 | 0 | 0
FixedInterchange | 0 | 0 | 0 | 0 | 0 | 0
Emission Cost by Reporting Type: EI_US
ReportingType | 2015 | 2020 | 2025 | 2030 | 2035 | 2040
BM | 0 | 0 | 0 | 0 | 0 | 0
CC | 95.77 | 119.62 | 122.25 | 139.6 | 168.07 | 218.46
CSP | 0 | 0 | 0 | 0 | 0 | 0
CT | 0 | 0.01 | 0.03 | 1.1 | 3.57 | 2.34
Coal | 20.51 | 30.04 | 31.89 | 37.63 | 38.04 | 40.02
Geo | 0 | 0 | 0 | 0 | 0 | 0
H | 0 | 0 | 0 | 0 | 0 | 0
LFG | 0 | 0 | 0 | 0 | 0 | 0
Nuc | 0 | 0 | 0 | 0 | 0 | 0
PS | 0 | 0 | 0 | 0 | 0 | 0
PV | 0 | 0 | 0 | 0 | 0 | 0
PeakG | 0.05 | 0.35 | 0.97 | 1.84 | 3.27 | 1.44
PeakO | 0 | 0 | 0.01 | 0.01 | 0 | 0
ST | 0 | 0 | 0 | 0 | 0 | 0
STOG | 1.74 | 3.61 | 5.28 | 7.69 | 9.96 | 8.94
STWD | 0 | 0 | 0 | 0 | 0 | 0
WT | 0 | 0 | 0 | 0 | 0 | 0
IGCC | 0 | 0 | 0 | 0 | 0 | 0
DemandResponse | 0 | 0 | 0 | 0 | 0 | 0
IGCC-CCS | 0 | 0 | 0 | 0 | 0 | 0
WT_off | 0 | 0 | 0 | 0 | 0 | 0
PseudoUnit | 0 | 0 | 0 | 0 | 0 | 0
FixedInterchange | 0 | 0 | 0 | 0 | 0 | 0
Emission Cost by Reporting Type: EI_Canada
ReportingType | 2015 | 2020 | 2025 | 2030 | 2035 | 2040
BM | 0 | 0 | 0 | 0 | 0 | 0
CC | 0 | 0 | 0 | 0 | 0 | 0
CSP | 0 | 0 | 0 | 0 | 0 | 0
CT | 0 | 0 | 0 | 0 | 0 | 0
Coal | 0 | 0 | 0 | 0 | 0 | 0
Geo | 0 | 0 | 0 | 0 | 0 | 0
H | 0 | 0 | 0 | 0 | 0 | 0
LFG | 0 | 0 | 0 | 0 | 0 | 0
Nuc | 0 | 0 | 0 | 0 | 0 | 0
PS | 0 | 0 | 0 | 0 | 0 | 0
PV | 0 | 0 | 0 | 0 | 0 | 0
PeakG | 0 | 0 | 0 | 0 | 0 | 0
PeakO | 0 | 0 | 0 | 0 | 0 | 0
ST | 0 | 0 | 0 | 0 | 0 | 0
STOG | 0 | 0 | 0 | 0 | 0 | 0
STWD | 0 | 0 | 0 | 0 | 0 | 0
WT | 0 | 0 | 0 | 0 | 0 | 0
IGCC | 0 | 0 | 0 | 0 | 0 | 0
DemandResponse | 0 | 0 | 0 | 0 | 0 | 0
IGCC-CCS | 0 | 0 | 0 | 0 | 0 | 0
WT_off | 0 | 0 | 0 | 0 | 0 | 0
PseudoUnit | 0 | 0 | 0 | 0 | 0 | 0
FixedInterchange | 0 | 0 | 0 | 0 | 0 | 0
Emission Cost by Reporting Type: EI
ReportingType | 2015 | 2020 | 2025 | 2030 | 2035 | 2040
BM | 0 | 0 | 0 | 0 | 0 | 0
CC | 95.77 | 119.62 | 122.25 | 139.6 | 168.07 | 218.46
CSP | 0 | 0 | 0 | 0 | 0 | 0
CT | 0 | 0.01 | 0.03 | 1.1 | 3.57 | 2.34
Coal | 20.51 | 30.04 | 31.89 | 37.63 | 38.04 | 40.02
Geo | 0 | 0 | 0 | 0 | 0 | 0
H | 0 | 0 | 0 | 0 | 0 | 0
LFG | 0 | 0 | 0 | 0 | 0 | 0
Nuc | 0 | 0 | 0 | 0 | 0 | 0
PS | 0 | 0 | 0 | 0 | 0 | 0
PV | 0 | 0 | 0 | 0 | 0 | 0
PeakG | 0.05 | 0.35 | 0.97 | 1.84 | 3.27 | 1.44
PeakO | 0 | 0 | 0.01 | 0.01 | 0 | 0
ST | 0 | 0 | 0 | 0 | 0 | 0
STOG | 1.74 | 3.61 | 5.28 | 7.69 | 9.96 | 8.94
STWD | 0 | 0 | 0 | 0 | 0 | 0
WT | 0 | 0 | 0 | 0 | 0 | 0
IGCC | 0 | 0 | 0 | 0 | 0 | 0
DemandResponse | 0 | 0 | 0 | 0 | 0 | 0
IGCC-CCS | 0 | 0 | 0 | 0 | 0 | 0
WT_off | 0 | 0 | 0 | 0 | 0 | 0
PseudoUnit | 0 | 0 | 0 | 0 | 0 | 0
FixedInterchange | 0 | 0 | 0 | 0 | 0 | 0
Emission Cost by Reporting Type: Outside_EI
ReportingType | 2015 | 2020 | 2025 | 2030 | 2035 | 2040
BM | 0 | 0 | 0 | 0 | 0 | 0
CC | 0 | 0 | 0 | 0 | 0 | 0
CSP | 0 | 0 | 0 | 0 | 0 | 0
CT | 0 | 0 | 0 | 0 | 0 | 0
Coal | 0 | 0 | 0 | 0 | 0 | 0
Geo | 0 | 0 | 0 | 0 | 0 | 0
H | 0 | 0 | 0 | 0 | 0 | 0
LFG | 0 | 0 | 0 | 0 | 0 | 0
Nuc | 0 | 0 | 0 | 0 | 0 | 0
PS | 0 | 0 | 0 | 0 | 0 | 0
PV | 0 | 0 | 0 | 0 | 0 | 0
PeakG | 0 | 0 | 0 | 0 | 0 | 0
PeakO | 0 | 0 | 0 | 0 | 0 | 0
ST | 0 | 0 | 0 | 0 | 0 | 0
STOG | 0 | 0 | 0 | 0 | 0 | 0
STWD | 0 | 0 | 0 | 0 | 0 | 0
WT | 0 | 0 | 0 | 0 | 0 | 0
IGCC | 0 | 0 | 0 | 0 | 0 | 0
DemandResponse | 0 | 0 | 0 | 0 | 0 | 0
IGCC-CCS | 0 | 0 | 0 | 0 | 0 | 0
WT_off | 0 | 0 | 0 | 0 | 0 | 0
PseudoUnit | 0 | 0 | 0 | 0 | 0 | 0
FixedInterchange | 0 | 0 | 0 | 0 | 0 | 0
#8 | Base VOM Costs ($million)
Base VOM Costs by Reporting Type: Entergy
ReportingType | 2015 | 2020 | 2025 | 2030 | 2035 | 2040
BM | 0 | 0 | 0 | 0 | 0 | 0
CC | 173.06 | 217.51 | 119.68 | 66.81 | 88.93 | 137.08
CSP | 0 | 0 | 0 | 0 | 0 | 0
CT | 0 | 0 | 0.09 | 0 | 0.78 | 2.75
Coal | 233.61 | 217.22 | 196.96 | 192.8 | 219.64 | 252.87
Geo | 0 | 0 | 0 | 0 | 0 | 0
H | 0 | 0 | 0 | 0.04 | 0.04 | 0.04
LFG | 0 | 0 | 0.01 | 0.01 | 0.01 | 0.01
Nuc | 100.26 | 100.26 | 100.26 | 100.26 | 84.69 | 66.26
PS | 0 | 0 | 0 | 0 | 0 | 0
PV | 0 | 0 | 0 | 0 | 0 | 0
PeakG | 0 | 0 | 0 | 0 | 0 | 0
PeakO | 0 | 0 | 0 | 0 | 0 | 0
ST | 0 | 0 | 0 | 0 | 0 | 0
STOG | 4.64 | 5.73 | 4.9 | 4.9 | 6.14 | 8.28
STWD | 0 | 0.33 | 0.32 | 0.51 | 1.53 | 2.12
WT | 0 | 0 | 0 | 0.01 | 0.07 | 0.07
IGCC | 0 | 0 | 0 | 0 | 0 | 0
DemandResponse | 0 | 0 | 0 | 0 | 0 | 0
IGCC-CCS | 0 | 0 | 0 | 0 | 0 | 0
WT_off | 0 | 0 | 0 | 0 | 0 | 0
PseudoUnit | 0 | 0 | 0 | 0 | 0 | 0
FixedInterchange | 0 | 0 | 0 | 0 | 0 | 0
Base VOM Costs by Reporting Type: FRCC
ReportingType | 2015 | 2020 | 2025 | 2030 | 2035 | 2040
BM | 0 | 0 | 0 | 0 | 0 | 0
CC | 379.12 | 507.51 | 599.51 | 696.63 | 980.42 | 1193.31
CSP | 0 | 0 | 0 | 0 | 0 | 0
CT | 5.13 | 8.8 | 9.2 | 8.14 | 4.01 | 2.26
Coal | 215.05 | 223.03 | 235.75 | 239.71 | 242.3 | 245.36
Geo | 0 | 0 | 0 | 0 | 0 | 0
H | 0 | 0 | 0 | 0 | 0 | 0
LFG | 0.04 | 0.04 | 0.06 | 0.06 | 0.06 | 0.06
Nuc | 76.4 | 76.4 | 76.4 | 76.4 | 46.53 | 15.51
PS | 0 | 0 | 0 | 0 | 0 | 0
PV | 0 | 0 | 0 | 0 | 0 | 0
PeakG | 3.1 | 2.91 | 3.98 | 3.37 | 1.19 | 0.9
PeakO | 0 | 0 | 0 | 0 | 0 | 0
ST | 0 | 0 | 0 | 0 | 0 | 0
STOG | 15.41 | 12.3 | 11.17 | 10.65 | 8.36 | 6.11
STWD | 0 | 3.24 | 3.24 | 3.24 | 3.24 | 3.24
WT | 0 | 0 | 0 | 0 | 0 | 0
IGCC | 0 | 0 | 0 | 0 | 0 | 0
DemandResponse | 0 | 0 | 0 | 0 | 0 | 0
IGCC-CCS | 0 | 0 | 0 | 0 | 0 | 0
WT_off | 0 | 0 | 0 | 0 | 0 | 0
PseudoUnit | 0 | 0 | 0 | 0 | 0 | 0
FixedInterchange | 0 | 0 | 0 | 0 | 0 | 0
Base VOM Costs by Reporting Type: MAPP_US
ReportingType | 2015 | 2020 | 2025 | 2030 | 2035 | 2040
BM | 0 | 0 | 0 | 0 | 0 | 0
CC | 0.74 | 0.61 | 0.47 | 0.47 | 0.47 | 0.47
CSP | 0 | 0 | 0 | 0 | 0 | 0
CT | 0 | 0 | 0.03 | 0 | 0 | 0
Coal | 83.46 | 78.81 | 74.5 | 46.18 | 53.3 | 54
Geo | 0 | 0 | 0 | 0 | 0 | 0
H | 0 | 0 | 0 | 0 | 0 | 0
LFG | 0 | 0 | 0 | 0.01 | 0.01 | 0.01
Nuc | 0 | 0 | 0 | 0 | 0 | 0
PS | 0 | 0 | 0 | 0 | 0 | 0
PV | 0 | 0 | 0 | 0 | 0 | 0
PeakG | 0.22 | 0.08 | 0.23 | 0 | 0.17 | 0.87
PeakO | 0 | 0 | 0 | 0 | 0 | 0
ST | 0 | 0 | 0 | 0 | 0 | 0
STOG | 0 | 0 | 0 | 0 | 0 | 0
STWD | 0 | 0 | 0 | 0 | 0 | 0
WT | 0.07 | 0.16 | 0.28 | 0.41 | 0.47 | 0.52
IGCC | 0 | 0 | 0 | 0 | 0 | 0
DemandResponse | 0 | 0 | 0 | 0 | 0 | 0
IGCC-CCS | 0 | 0 | 0 | 0 | 0 | 0
WT_off | 0 | 0 | 0 | 0 | 0 | 0
PseudoUnit | 0 | 0 | 0 | 0 | 0 | 0
FixedInterchange | 0 | 0 | 0 | 0 | 0 | 0
Base VOM Costs by Reporting Type: MISO_IN
ReportingType | 2015 | 2020 | 2025 | 2030 | 2035 | 2040
BM | 0 | 0 | 0 | 0 | 0 | 0
CC | 10.3 | 90.97 | 68.07 | 66.74 | 47.55 | 41.76
CSP | 0 | 0 | 0 | 0 | 0 | 0
CT | 0 | 0 | 0 | 0 | 0 | 0
Coal | 335.23 | 382.44 | 377.79 | 389.4 | 396.77 | 404.93
Geo | 0 | 0 | 0 | 0 | 0 | 0
H | 0 | 0 | 0 | 0 | 0 | 0
LFG | 0 | 0 | 0.01 | 0.01 | 0.01 | 0.01
Nuc | 0 | 0 | 0 | 0 | 0 | 0
PS | 0 | 0 | 0 | 0 | 0 | 0
PV | 0 | 0 | 0.01 | 0.01 | 0.01 | 0.01
PeakG | 0 | 0.21 | 0.29 | 0.39 | 0.75 | 1.2
PeakO | 0 | 0 | 0 | 0 | 0 | 0
ST | 0 | 0 | 0 | 0 | 0 | 0
STOG | 0.07 | 0.25 | 0.25 | 0.25 | 0.25 | 0.44
STWD | 0 | 0 | 0 | 0 | 0 | 0
WT | 0.02 | 0.02 | 0.02 | 0.02 | 0.24 | 0.39
IGCC | 30.43 | 30.43 | 30.43 | 30.43 | 30.43 | 30.43
DemandResponse | 0 | 0 | 0 | 0 | 0 | 0
IGCC-CCS | 0 | 0 | 0 | 0 | 0 | 0
WT_off | 0 | 0 | 0 | 0 | 0 | 0
PseudoUnit | 0 | 0 | 0 | 0 | 0 | 0
FixedInterchange | 0 | 0 | 0 | 0 | 0 | 0
Base VOM Costs by Reporting Type: MISO_MI
ReportingType | 2015 | 2020 | 2025 | 2030 | 2035 | 2040
BM | 0 | 0 | 0 | 0 | 0 | 0
CC | 24.55 | 45.36 | 34.67 | 30.57 | 86.88 | 118.05
CSP | 0 | 0 | 0 | 0 | 0 | 0
CT | 0 | 0 | 0 | 0 | 0 | 5
Coal | 237.64 | 201.45 | 193.8 | 210.78 | 211.97 | 211.97
Geo | 0 | 0 | 0 | 0 | 0 | 0
H | 0 | 0 | 0 | 0 | 0 | 0
LFG | 0.01 | 0.02 | 0.03 | 0.03 | 0.03 | 0.03
Nuc | 34.93 | 34.93 | 34.93 | 34.93 | 20.54 | 20.54
PS | 0 | 0 | 0 | 0 | 0 | 0
PV | 0 | 0 | 0 | 0 | 0 | 0
PeakG | 0.14 | 0.56 | 0.87 | 0.87 | 0.64 | 0.76
PeakO | 0 | 0 | 0 | 0 | 0 | 0
ST | 0 | 0 | 0 | 0 | 0 | 0
STOG | 0.47 | 2.01 | 2.51 | 2.51 | 2.51 | 2.51
STWD | 0.34 | 2.71 | 2.71 | 2.71 | 2.71 | 2.71
WT | 0.06 | 0.07 | 0.08 | 0.09 | 0.1 | 0.12
IGCC | 0 | 0 | 0 | 0 | 0 | 0
DemandResponse | 0 | 0 | 0 | 0 | 0 | 0
IGCC-CCS | 0 | 0 | 0 | 0 | 0 | 0
WT_off | 0 | 0 | 0 | 0 | 0 | 0
PseudoUnit | 0 | 0 | 0 | 0 | 0 | 0
FixedInterchange | 0 | 0 | 0 | 0 | 0 | 0
Base VOM Costs by Reporting Type: MISO_MO-IL
ReportingType | 2015 | 2020 | 2025 | 2030 | 2035 | 2040
BM | 0 | 0 | 0 | 0 | 0 | 0
CC | 6.58 | 11.66 | 7.03 | 3.03 | 3.03 | 2.72
CSP | 0 | 0 | 0 | 0 | 0 | 0
CT | 0 | 0 | 0 | 0 | 0 | 0
Coal | 403.02 | 350.4 | 353.09 | 322.02 | 368.26 | 387.56
Geo | 0 | 0 | 0 | 0 | 0 | 0
H | 0 | 0.02 | 0.02 | 0.02 | 0.02 | 0.02
LFG | 0 | 0 | 0 | 0.02 | 0.02 | 0.02
Nuc | 41.29 | 41.29 | 41.29 | 41.29 | 41.29 | 41.29
PS | 0 | 0 | 0 | 0 | 0 | 0
PV | 0 | 0 | 0 | 0 | 0 | 0
PeakG | 2.5 | 3.67 | 7.01 | 2.99 | 3.67 | 7.01
PeakO | 0 | 0 | 0 | 0 | 0 | 0
ST | 0 | 0 | 0 | 0 | 0 | 0
STOG | 0.14 | 0.26 | 0.26 | 0.14 | 0.26 | 0.14
STWD | 0 | 0 | 0 | 0 | 0 | 0
WT | 0.02 | 0.02 | 0.02 | 0.21 | 0.25 | 0.44
IGCC | 0 | 0 | 0 | 0 | 0 | 0
DemandResponse | 0 | 0 | 0 | 0 | 0 | 0
IGCC-CCS | 0 | 0 | 0 | 0 | 0 | 0
WT_off | 0 | 0 | 0 | 0 | 0 | 0
PseudoUnit | 0 | 0 | 0 | 0 | 0 | 0
FixedInterchange | 0 | 0 | 0 | 0 | 0 | 0
Base VOM Costs by Reporting Type: MISO_W
ReportingType | 2015 | 2020 | 2025 | 2030 | 2035 | 2040
BM | 0 | 0 | 0 | 0 | 0 | 0
CC | 22.16 | 26.88 | 16.5 | 7.51 | 7.59 | 7.52
CSP | 0 | 0 | 0 | 0 | 0 | 0
CT | 0 | 0 | 0 | 0 | 0 | 0
Coal | 357.01 | 338.54 | 336.89 | 237.32 | 255.73 | 260.96
Geo | 0 | 0 | 0 | 0 | 0 | 0
H | 0 | 0 | 0 | 0 | 0 | 0
LFG | 0.02 | 0.02 | 0.02 | 0.02 | 0.02 | 0.02
Nuc | 43.67 | 43.67 | 43.67 | 43.67 | 0 | 0
PS | 0 | 0 | 0 | 0 | 0 | 0
PV | 0 | 0 | 0 | 0 | 0 | 0
PeakG | 0.8 | 0.87 | 0.76 | 0 | 0.31 | 0.66
PeakO | 0 | 0 | 0 | 0 | 0 | 0
ST | 0 | 0 | 0 | 0 | 0 | 0
STOG | 0.01 | 0.01 | 0.01 | 0 | 0 | 0
STWD | 0 | 5.21 | 1.49 | 2.57 | 2.57 | 2.57
WT | 0.32 | 0.32 | 0.4 | 1.7 | 1.85 | 1.99
IGCC | 0 | 0 | 0 | 0 | 0 | 0
DemandResponse | 0 | 0 | 0 | 0 | 0 | 0
IGCC-CCS | 0 | 0 | 0 | 0 | 0 | 0
WT_off | 0 | 0 | 0 | 0 | 0 | 0
PseudoUnit | 0 | 0 | 0 | 0 | 0 | 0
FixedInterchange | 0 | 0 | 0 | 0 | 0 | 0
Base VOM Costs by Reporting Type: MISO_WUMS
ReportingType | 2015 | 2020 | 2025 | 2030 | 2035 | 2040
BM | 0 | 0 | 0 | 0 | 0 | 0
CC | 29.22 | 110.98 | 94.78 | 49.11 | 81.45 | 58.33
CSP | 0 | 0 | 0 | 0 | 0 | 0
CT | 0 | 9.16 | 16.64 | 11.62 | 35.48 | 49.14
Coal | 118.47 | 120.4 | 114.69 | 110.02 | 144.94 | 148.14
Geo | 0 | 0 | 0 | 0 | 0 | 0
H | 0 | 0 | 0 | 0 | 0 | 0
LFG | 0.01 | 0.01 | 0.03 | 0.03 | 0.03 | 0.03
Nuc | 33.6 | 33.6 | 33.6 | 33.6 | 0 | 0
PS | 0 | 0 | 0 | 0 | 0 | 0
PV | 0 | 0 | 0 | 0 | 0 | 0
PeakG | 0.22 | 0 | 0 | 0 | 0 | 0
PeakO | 0 | 0 | 0 | 0 | 0 | 0
ST | 0 | 0 | 0 | 0 | 0 | 0
STOG | 0.01 | 0 | 0 | 0 | 0 | 0
STWD | 0 | 1.38 | 0.78 | 0.78 | 1.75 | 1.75
WT | 0.05 | 0.05 | 0.05 | 0.05 | 0.05 | 0.25
IGCC | 0 | 0 | 0 | 0 | 0 | 0
DemandResponse | 0 | 0 | 0 | 0 | 0 | 0
IGCC-CCS | 0 | 0 | 0 | 0 | 0 | 0
WT_off | 0 | 0 | 0 | 0 | 0 | 0
PseudoUnit | 0 | 0 | 0 | 0 | 0 | 0
FixedInterchange | 0 | 0 | 0 | 0 | 0 | 0
Base VOM Costs by Reporting Type: Nebraska
ReportingType | 2015 | 2020 | 2025 | 2030 | 2035 | 2040
BM | 0 | 0 | 0 | 0 | 0 | 0
CC | 2.73 | 0.92 | 0.59 | 0.57 | 0.59 | 0.59
CSP | 0 | 0 | 0 | 0 | 0 | 0
CT | 0 | 0 | 0 | 0 | 0 | 0
Coal | 117.38 | 119.05 | 90.9 | 70.21 | 71.69 | 72.71
Geo | 0 | 0 | 0 | 0 | 0 | 0
H | 0 | 0 | 0 | 0 | 0 | 0
LFG | 0 | 0 | 0 | 0.01 | 0.01 | 0.01
Nuc | 23.15 | 23.15 | 23.15 | 20.65 | 0 | 0
PS | 0 | 0 | 0 | 0 | 0 | 0
PV | 0 | 0 | 0 | 0 | 0 | 0
PeakG | 0.62 | 0 | 0 | 0 | 0 | 0
PeakO | 0 | 0 | 0 | 0 | 0 | 0
ST | 0 | 0 | 0 | 0 | 0 | 0
STOG | 0.07 | 0.05 | 0.01 | 0 | 0 | 0
STWD | 0 | 0 | 0 | 0 | 0 | 0
WT | 0.01 | 0.84 | 1.93 | 2.52 | 2.73 | 2.73
IGCC | 0 | 0 | 0 | 0 | 0 | 0
DemandResponse | 0 | 0 | 0 | 0 | 0 | 0
IGCC-CCS | 0 | 0 | 0 | 0 | 0 | 0
WT_off | 0 | 0 | 0 | 0 | 0 | 0
PseudoUnit | 0 | 0 | 0 | 0 | 0 | 0
FixedInterchange | 0 | 0 | 0 | 0 | 0 | 0
Base VOM Costs by Reporting Type: NEISO
ReportingType | 2015 | 2020 | 2025 | 2030 | 2035 | 2040
BM | 9.41 | 2.75 | 2.64 | 2.75 | 3.16 | 3.54
CC | 145.58 | 142.86 | 139.15 | 140.32 | 181.82 | 220.54
CSP | 0 | 0 | 0 | 0 | 0 | 0
CT | 0 | 0.11 | 0.11 | 0.14 | 1.5 | 3.22
Coal | 0.12 | 0 | 0 | 0 | 0 | 0
Geo | 0 | 0 | 0 | 0 | 0 | 0
H | 0 | 0 | 0 | 0 | 0 | 0
LFG | 0.05 | 0.05 | 0.06 | 0.06 | 0.06 | 0.06
Nuc | 85.9 | 85.9 | 85.9 | 85.9 | 62.06 | 45.84
PS | 0 | 0 | 0 | 0 | 0 | 0
PV | 0 | 0.01 | 0.01 | 0.01 | 0.01 | 0.01
PeakG | 0.09 | 0.32 | 0.32 | 0.66 | 1.26 | 1.71
PeakO | 0 | 0 | 0 | 0 | 0 | 0
ST | 0 | 0 | 0 | 0 | 0 | 0
STOG | 0 | 0 | 0 | 0 | 0 | 0
STWD | 10.15 | 9.77 | 5.3 | 9.63 | 9.74 | 9.82
WT | 0.01 | 0.1 | 0.17 | 0.17 | 0.17 | 0.17
IGCC | 0 | 0 | 0 | 0 | 0 | 0
DemandResponse | 0 | 0 | 0 | 0 | 0 | 0
IGCC-CCS | 0 | 0 | 0 | 0 | 0 | 0
WT_off | 0.02 | 0.02 | 0.02 | 0.02 | 0.02 | 0.02
PseudoUnit | 0 | 0 | 0 | 0 | 0 | 0
FixedInterchange | 0 | 0 | 0 | 0 | 0 | 0
Base VOM Costs by Reporting Type: NonRTO_Midwest
ReportingType | 2015 | 2020 | 2025 | 2030 | 2035 | 2040
BM | 0 | 0 | 0 | 0 | 0 | 0
CC | 0 | 9.85 | 20.8 | 33.89 | 45.99 | 65.07
CSP | 0 | 0 | 0 | 0 | 0 | 0
CT | 0 | 0.75 | 1.85 | 1.85 | 1.85 | 2.54
Coal | 229.16 | 267.69 | 274.08 | 278.42 | 286.3 | 288.73
Geo | 0 | 0 | 0 | 0 | 0 | 0
H | 0 | 0 | 0.04 | 0.04 | 0.04 | 0.04
LFG | 0 | 0 | 0.01 | 0.01 | 0.01 | 0.01
Nuc | 0 | 0 | 0 | 0 | 0 | 0
PS | 0 | 0 | 0 | 0 | 0 | 0
PV | 0 | 0 | 0 | 0 | 0 | 0
PeakG | 1.27 | 2.31 | 2.91 | 2.98 | 3.01 | 2.12
PeakO | 0 | 0 | 0 | 0 | 0 | 0
ST | 0 | 0 | 0 | 0 | 0 | 0
STOG | 0 | 0 | 0 | 0 | 0 | 0
STWD | 0 | 0 | 0 | 0 | 0 | 0
WT | 0 | 0 | 0 | 0 | 0 | 0
IGCC | 0 | 0 | 0 | 0 | 0 | 0
DemandResponse | 0 | 0 | 0 | 0 | 0 | 0
IGCC-CCS | 0 | 0 | 0 | 0 | 0 | 0
WT_off | 0 | 0 | 0 | 0 | 0 | 0
PseudoUnit | 0 | 0 | 0 | 0 | 0 | 0
FixedInterchange | 0 | 0 | 0 | 0 | 0 | 0
Base VOM Costs by Reporting Type: NYISO_A-F
ReportingType | 2015 | 2020 | 2025 | 2030 | 2035 | 2040
BM | 0 | 0 | 0 | 0 | 0 | 0
CC | 29.7 | 42.94 | 43.29 | 44.08 | 38.74 | 40.5
CSP | 0 | 0 | 0 | 0 | 0 | 0
CT | 0 | 0 | 0 | 0 | 0 | 0
Coal | 0 | 0 | 0 | 0 | 0 | 0
Geo | 0 | 0 | 0 | 0 | 0 | 0
H | 0 | 0 | 0 | 0 | 0 | 0
LFG | 0.02 | 0.02 | 0.02 | 0.02 | 0.02 | 0.02
Nuc | 62.23 | 62.23 | 62.23 | 50.74 | 40 | 24.24
PS | 0 | 0 | 0 | 0 | 0 | 0
PV | 0 | 0 | 0 | 0 | 0 | 0
PeakG | 0 | 0 | 0.04 | 0.05 | 0.05 | 0.05
PeakO | 0 | 0 | 0 | 0 | 0 | 0
ST | 0 | 0 | 0 | 0 | 0 | 0
STOG | 0 | 0 | 0 | 0 | 0 | 0
STWD | 0 | 0.02 | 0.02 | 0.96 | 1.43 | 1.05
WT | 0.11 | 0.13 | 0.13 | 0.18 | 0.21 | 0.26
IGCC | 0 | 0 | 0 | 0 | 0 | 0
DemandResponse | 0 | 0 | 0 | 0 | 0 | 0
IGCC-CCS | 0 | 0 | 0 | 0 | 0 | 0
WT_off | 0 | 0 | 0 | 0 | 0 | 0
PseudoUnit | 0 | 0 | 0 | 0 | 0 | 0
FixedInterchange | 0 | 0 | 0 | 0 | 0 | 0
Base VOM Costs by Reporting Type: NYISO_G-I
ReportingType | 2015 | 2020 | 2025 | 2030 | 2035 | 2040
BM | 0 | 0 | 0 | 0 | 0 | 0
CC | 14.85 | 20.12 | 35.5 | 70.64 | 137.52 | 207.65
CSP | 0 | 0 | 0 | 0 | 0 | 0
CT | 0 | 0 | 0 | 0 | 0 | 0
Coal | 0 | 0 | 0 | 0 | 0 | 0
Geo | 0 | 0 | 0 | 0 | 0 | 0
H | 0 | 0 | 0 | 0 | 0 | 0
LFG | 0.01 | 0.01 | 0.01 | 0.01 | 0.01 | 0.01
Nuc | 37.82 | 37.82 | 37.82 | 37.82 | 18.96 | 0.01
PS | 0 | 0 | 0 | 0 | 0 | 0
PV | 0 | 0 | 0 | 0 | 0 | 0
PeakG | 0 | 0 | 0.01 | 0.01 | 0 | 0
PeakO | 0 | 0 | 0 | 0 | 0 | 0
ST | 0 | 0 | 0 | 0 | 0 | 0
STOG | 0 | 0 | 0 | 0 | 0 | 0
STWD | 0 | 0 | 0 | 0 | 0 | 0
WT | 0 | 0 | 0 | 0 | 0 | 0
IGCC | 0 | 0 | 0 | 0 | 0 | 0
DemandResponse | 0 | 0 | 0 | 0 | 0 | 0
IGCC-CCS | 0 | 0 | 0 | 0 | 0 | 0
WT_off | 0 | 0 | 0 | 0 | 0 | 0
PseudoUnit | 0 | 0 | 0 | 0 | 0 | 0
FixedInterchange | 0 | 0 | 0 | 0 | 0 | 0
Base VOM Costs by Reporting Type: NYISO_J-K
ReportingType | 2015 | 2020 | 2025 | 2030 | 2035 | 2040
BM | 0 | 0 | 0 | 0 | 0 | 0
CC | 70.21 | 88.73 | 90.47 | 88.89 | 123.67 | 166.87
CSP | 0 | 0 | 0 | 0 | 0 | 0
CT | 0 | 0 | 0.17 | 0.9 | 4.22 | 4.16
Coal | 0 | 0 | 0 | 0 | 0 | 0
Geo | 0 | 0 | 0 | 0 | 0 | 0
H | 0 | 0 | 0 | 0 | 0 | 0
LFG | 0.01 | 0.01 | 0.02 | 0.02 | 0.02 | 0.02
Nuc | 0 | 0 | 0 | 0 | 0 | 0
PS | 0 | 0 | 0 | 0 | 0 | 0
PV | 0 | 0 | 0 | 0 | 0 | 0
PeakG | 0.14 | 1.09 | 1.7 | 3.68 | 4.57 | 2.68
PeakO | 0 | 0 | 0 | 0 | 0 | 0
ST | 0 | 0 | 0 | 0 | 0 | 0
STOG | 2.92 | 6.18 | 8.4 | 13.39 | 16.23 | 15.56
STWD | 0 | 0 | 0 | 0 | 0 | 0
WT | 0 | 0 | 0 | 0 | 0 | 0
IGCC | 0 | 0 | 0 | 0 | 0 | 0
DemandResponse | 0 | 0 | 0 | 0 | 0 | 0
IGCC-CCS | 0 | 0 | 0 | 0 | 0 | 0
WT_off | 0 | 0 | 0 | 0 | 0 | 0
PseudoUnit | 0 | 0 | 0 | 0 | 0 | 0
FixedInterchange | 0 | 0 | 0 | 0 | 0 | 0
Base VOM Costs by Reporting Type: PJM_E
ReportingType | 2015 | 2020 | 2025 | 2030 | 2035 | 2040
BM | 0.17 | 1.12 | 1.12 | 1.12 | 1.12 | 1.12
CC | 88.34 | 130.29 | 130.07 | 166.76 | 154.06 | 217.03
CSP | 0 | 0 | 0 | 0 | 0 | 0
CT | 0 | 0.01 | 0.01 | 8.06 | 23.83 | 12.01
Coal | 2.02 | 2.56 | 4.06 | 4.73 | 5.63 | 9.9
Geo | 0 | 0 | 0 | 0 | 0 | 0
H | 0 | 0 | 0 | 0 | 0 | 0
LFG | 0.04 | 0.05 | 0.05 | 0.05 | 0.05 | 0.05
Nuc | 157.37 | 146 | 146 | 146 | 104.88 | 83.17
PS | 0 | 0 | 0 | 0 | 0 | 0
PV | 0 | 0 | 0 | 0 | 0 | 0
PeakG | 0.17 | 0.67 | 4.13 | 7.94 | 13.53 | 5.42
PeakO | 0 | 0 | 0.04 | 0.05 | 0 | 0
ST | 0 | 0 | 0 | 0 | 0 | 0
STOG | 0.64 | 1.22 | 2.38 | 2.38 | 4.11 | 2.78
STWD | 0 | 0 | 0 | 0 | 0 | 0
WT | 0.02 | 0.02 | 0.02 | 0.02 | 0.02 | 0.02
IGCC | 0 | 0 | 0 | 0 | 0 | 0
DemandResponse | 0 | 0 | 0 | 0 | 0 | 0
IGCC-CCS | 0 | 0 | 0 | 0 | 0 | 0
WT_off | 0 | 0 | 0.04 | 0.04 | 0.04 | 0.04
PseudoUnit | 0 | 0 | 0 | 0 | 0 | 0
FixedInterchange | 0 | 0 | 0 | 0 | 0 | 0
Base VOM Costs by Reporting Type: PJM_ROM
ReportingType | 2015 | 2020 | 2025 | 2030 | 2035 | 2040
BM | 0.1 | 0.67 | 0.67 | 0.67 | 0.67 | 0.67
CC | 56.14 | 66.68 | 72.59 | 87.22 | 406.62 | 802.58
CSP | 0 | 0 | 0 | 0 | 0 | 0
CT | 0 | 0.01 | 0.03 | 0.06 | 0.06 | 0.03
Coal | 217.25 | 242.22 | 248.24 | 260.25 | 262.79 | 262.79
Geo | 0 | 0 | 0 | 0 | 0 | 0
H | 0 | 0.03 | 0.03 | 0.03 | 0.03 | 0.03
LFG | 0.03 | 0.05 | 0.05 | 0.05 | 0.05 | 0.05
Nuc | 93.13 | 93.13 | 93.13 | 93.13 | 61.1 | 44.47
PS | 0 | 0 | 0 | 0 | 0 | 0
PV | 0 | 0.03 | 0.05 | 0.06 | 0.06 | 0.07
PeakG | 0 | 0.4 | 0.45 | 0.49 | 3.54 | 0.4
PeakO | 0 | 0 | 0 | 0 | 0 | 0
ST | 0 | 0 | 0 | 0 | 0 | 0
STOG | 1.64 | 3.21 | 3.21 | 4.47 | 5.55 | 5.09
STWD | 1.16 | 1.16 | 1.16 | 1.16 | 1.16 | 1.16
WT | 0.03 | 0.05 | 0.05 | 0.05 | 0.05 | 0.05
IGCC | 0 | 0 | 0 | 0 | 0 | 0
DemandResponse | 0 | 0 | 0 | 0 | 0 | 0
IGCC-CCS | 0 | 0 | 0 | 0 | 0 | 0
WT_off | 0 | 0 | 0 | 0 | 0 | 0
PseudoUnit | 0 | 0 | 0 | 0 | 0 | 0
FixedInterchange | 0 | 0 | 0 | 0 | 0 | 0
Base VOM Costs by Reporting Type: PJM_ROR
ReportingType | 2015 | 2020 | 2025 | 2030 | 2035 | 2040
BM | 0 | 14.36 | 14.36 | 14.36 | 14.36 | 6.08
CC | 175.79 | 349.55 | 431.67 | 309.78 | 483.16 | 461.63
CSP | 0 | 0 | 0 | 0 | 0 | 0
CT | 0.03 | 0.06 | 2.91 | 26.92 | 21.32 | 41.62
Coal | 1451.27 | 1318.24 | 1328.86 | 1348.11 | 1388.71 | 1413.72
Geo | 0 | 0 | 0 | 0 | 0 | 0
H | 0 | 0.03 | 0.03 | 0.03 | 0.03 | 0.03
LFG | 0.05 | 0.07 | 0.09 | 0.09 | 0.09 | 0.09
Nuc | 370.54 | 370.54 | 370.54 | 354.51 | 275.46 | 185.16
PS | 0 | 0 | 0 | 0 | 0 | 0
PV | 0 | 0 | 0 | 0 | 0 | 0
PeakG | 8.73 | 9.88 | 11.94 | 9.45 | 13.08 | 20.79
PeakO | 0 | 0 | 0 | 0 | 0 | 0
ST | 0 | 0 | 0 | 0 | 0 | 0
STOG | 1.9 | 2.01 | 2.01 | 1.9 | 3.28 | 3.28
STWD | 0.57 | 3.23 | 3.23 | 3.23 | 3.23 | 3.23
WT | 0.31 | 0.31 | 0.75 | 0.87 | 1 | 1.17
IGCC | 0 | 0 | 0 | 0 | 0 | 0
DemandResponse | 0 | 0 | 0 | 0 | 0 | 0
IGCC-CCS | 0 | 0 | 0 | 0 | 0 | 0
WT_off | 0 | 0 | 0 | 0 | 0 | 0
PseudoUnit | 0 | 0 | 0 | 0 | 0 | 0
FixedInterchange | 0 | 0 | 0 | 0 | 0 | 0
Base VOM Costs by Reporting Type: SOCO
ReportingType | 2015 | 2020 | 2025 | 2030 | 2035 | 2040
BM | 0 | 0.29 | 0.27 | 0.64 | 1.73 | 2.05
CC | 334.69 | 397.76 | 461.06 | 517.76 | 603.25 | 524.37
CSP | 0 | 0 | 0 | 0 | 0 | 0
CT | 0 | 0 | 0 | 0 | 0 | 0
Coal | 382.88 | 434.36 | 472.6 | 488.36 | 510.82 | 935.34
Geo | 0 | 0 | 0 | 0 | 0 | 0
H | 0 | 0 | 0 | 0 | 0 | 0
LFG | 0 | 0 | 0.01 | 0.01 | 0.01 | 0.01
Nuc | 108.01 | 143 | 143 | 143 | 143 | 94.09
PS | 0 | 0 | 0 | 0 | 0 | 0
PV | 0 | 0 | 0 | 0 | 0 | 0
PeakG | 7.29 | 9.96 | 16.51 | 16.34 | 17.27 | 12.93
PeakO | 0 | 0 | 0 | 0 | 0 | 0
ST | 0 | 0 | 0 | 0 | 0 | 0
STOG | 0 | 0 | 0 | 0 | 0 | 0
STWD | 0 | 1.64 | 1.64 | 10.83 | 11.11 | 11.11
WT | 0 | 0 | 0 | 0 | 0 | 0
IGCC | 0 | 0 | 0 | 0 | 0 | 0
DemandResponse | 0 | 0 | 0 | 0 | 0 | 0
IGCC-CCS | 0 | 0 | 0 | 0 | 0 | 0
WT_off | 0 | 0 | 0 | 0 | 0 | 0
PseudoUnit | 0 | 0 | 0 | 0 | 0 | 0
FixedInterchange | 0 | 0 | 0 | 0 | 0 | 0
Base VOM Costs by Reporting Type: SPP_N
ReportingType | 2015 | 2020 | 2025 | 2030 | 2035 | 2040
BM | 0 | 0 | 0 | 0 | 0 | 0
CC | 19.35 | 4.18 | 2.95 | 2.27 | 2.7 | 2.27
CSP | 0 | 0 | 0 | 0 | 0 | 0
CT | 0.04 | 0.2 | 0.22 | 0 | 0 | 0
Coal | 226.74 | 209.78 | 202.68 | 121.15 | 127.26 | 130.84
Geo | 0 | 0 | 0 | 0 | 0 | 0
H | 0 | 0 | 0 | 0 | 0 | 0
LFG | 0 | 0 | 0 | 0.01 | 0.01 | 0.01
Nuc | 21.45 | 21.45 | 21.45 | 21.45 | 19.02 | 19.02
PS | 0 | 0 | 0 | 0 | 0 | 0
PV | 0 | 0 | 0 | 0 | 0 | 0
PeakG | 0 | 0 | 0 | 0 | 0 | 0
PeakO | 0 | 0 | 0 | 0 | 0 | 0
ST | 0 | 0 | 0 | 0 | 0 | 0
STOG | 0.76 | 0.77 | 0.04 | 0 | 0.01 | 0.01
STWD | 0 | 0 | 0 | 0 | 0 | 0
WT | 0.05 | 0.05 | 0.05 | 1.03 | 1.16 | 1.27
IGCC | 0 | 0 | 0 | 0 | 0 | 0
DemandResponse | 0 | 0 | 0 | 0 | 0 | 0
IGCC-CCS | 0 | 0 | 0 | 0 | 0 | 0
WT_off | 0 | 0 | 0 | 0 | 0 | 0
PseudoUnit | 0 | 0 | 0 | 0 | 0 | 0
FixedInterchange | 0 | 0 | 0 | 0 | 0 | 0
Base VOM Costs by Reporting Type: SPP_S
ReportingType | 2015 | 2020 | 2025 | 2030 | 2035 | 2040
BM | 0 | 0 | 0 | 0 | 0 | 0
CC | 119.53 | 52.28 | 24.32 | 20.11 | 23.85 | 25.31
CSP | 0 | 0 | 0 | 0 | 0 | 0
CT | 0 | 0 | 0 | 0 | 0 | 0
Coal | 375.73 | 289.08 | 169.1 | 93.06 | 126.78 | 134.57
Geo | 0 | 0 | 0 | 0 | 0 | 0
H | 0 | 0 | 0 | 0 | 0 | 0
LFG | 0 | 0 | 0 | 0.01 | 0.01 | 0.01
Nuc | 0 | 0 | 0 | 0 | 0 | 0
PS | 0 | 0 | 0 | 0 | 0 | 0
PV | 0 | 0 | 0 | 0 | 0 | 0
PeakG | 0 | 0 | 0 | 0 | 0 | 0
PeakO | 0 | 0 | 0 | 0 | 0 | 0
ST | 0 | 0 | 0 | 0 | 0 | 0
STOG | 8.11 | 8.25 | 3.62 | 2.34 | 7.56 | 8.27
STWD | 0 | 0.13 | 0.07 | 0.13 | 0.33 | 0.33
WT | 0.11 | 0.66 | 1.96 | 2.29 | 2.44 | 2.58
IGCC | 0 | 0 | 0 | 0 | 0 | 0
DemandResponse | 0 | 0 | 0 | 0 | 0 | 0
IGCC-CCS | 0 | 0 | 0 | 0 | 0 | 0
WT_off | 0 | 0 | 0 | 0 | 0 | 0
PseudoUnit | 0 | 0 | 0 | 0 | 0 | 0
FixedInterchange | 0 | 0 | 0 | 0 | 0 | 0
Base VOM Costs by Reporting Type: TVA
ReportingType | 2015 | 2020 | 2025 | 2030 | 2035 | 2040
BM | 0 | 0 | 0 | 0 | 0 | 0
CC | 53.14 | 112.44 | 161.39 | 224.22 | 272.51 | 227.7
CSP | 0 | 0 | 0 | 0 | 0 | 0
CT | 0.32 | 4.58 | 3.97 | 6.22 | 16.34 | 19.92
Coal | 354.61 | 337.57 | 341.41 | 341.41 | 348.74 | 481.69
Geo | 0 | 0 | 0 | 0 | 0 | 0
H | 0 | 0 | 0 | 0 | 0 | 0
LFG | 0 | 0 | 0.01 | 0.01 | 0.01 | 0.01
Nuc | 152.12 | 152.12 | 152.12 | 152.12 | 105.66 | 82.02
PS | 0 | 0 | 0 | 0 | 0 | 0
PV | 0 | 0 | 0 | 0 | 0 | 0
PeakG | 0 | 0 | 0.18 | 0 | 0 | 0
PeakO | 0 | 0 | 0 | 0 | 0 | 0
ST | 0 | 0 | 0 | 0 | 0 | 0
STOG | 0 | 0 | 0 | 0 | 0 | 0
STWD | 0 | 0.01 | 0.01 | 0.08 | 0.08 | 0.08
WT | 0 | 0 | 0 | 0 | 0 | 0
IGCC | 0 | 0 | 0 | 0 | 0 | 0
DemandResponse | 0 | 0 | 0 | 0 | 0 | 0
IGCC-CCS | 0 | 0 | 0 | 0 | 0 | 0
WT_off | 0 | 0 | 0 | 0 | 0 | 0
PseudoUnit | 0 | 0 | 0 | 0 | 0 | 0
FixedInterchange | 0 | 0 | 0 | 0 | 0 | 0
Base VOM Costs by Reporting Type: TVA_Transmission
ReportingType | 2015 | 2020 | 2025 | 2030 | 2035 | 2040
BM | 0 | 0 | 0 | 0 | 0 | 0
CC | 0 | 0 | 0 | 0 | 0 | 0
CSP | 0 | 0 | 0 | 0 | 0 | 0
CT | 0 | 0 | 0 | 0 | 0 | 0
Coal | 0 | 0 | 0 | 0 | 0 | 0
Geo | 0 | 0 | 0 | 0 | 0 | 0
H | 0 | 0 | 0 | 0 | 0 | 0
LFG | 0 | 0 | 0 | 0 | 0 | 0
Nuc | 0 | 0 | 0 | 0 | 0 | 0
PS | 0 | 0 | 0 | 0 | 0 | 0
PV | 0 | 0 | 0 | 0 | 0 | 0
PeakG | 0 | 0 | 0 | 0 | 0 | 0
PeakO | 0 | 0 | 0 | 0 | 0 | 0
ST | 0 | 0 | 0 | 0 | 0 | 0
STOG | 0 | 0 | 0 | 0 | 0 | 0
STWD | 0 | 0 | 0 | 0 | 0 | 0
WT | 0 | 0 | 0 | 0 | 0 | 0
IGCC | 0 | 0 | 0 | 0 | 0 | 0
DemandResponse | 0 | 0 | 0 | 0 | 0 | 0
IGCC-CCS | 0 | 0 | 0 | 0 | 0 | 0
WT_off | 0 | 0 | 0 | 0 | 0 | 0
PseudoUnit | 0 | 0 | 0 | 0 | 0 | 0
FixedInterchange | 0 | 0 | 0 | 0 | 0 | 0
Base VOM Costs by Reporting Type: VACAR
ReportingType | 2015 | 2020 | 2025 | 2030 | 2035 | 2040
BM | 0.03 | 15.64 | 46.39 | 55.38 | 69.89 | 84.24
CC | 228.83 | 311.87 | 338.16 | 370.03 | 570.54 | 752.13
CSP | 0 | 0 | 0 | 0 | 0 | 0
CT | 0.26 | 2.64 | 3.77 | 7.19 | 7.71 | 9.41
Coal | 299.45 | 309.65 | 364.29 | 385.74 | 433.8 | 455.74
Geo | 0 | 0 | 0 | 0 | 0 | 0
H | 0 | 0 | 0 | 0 | 0 | 0
LFG | 0.01 | 0.01 | 0.01 | 0.01 | 0.01 | 0.01
Nuc | 211.36 | 248.42 | 248.42 | 248.42 | 188.36 | 154
PS | 0 | 0 | 0 | 0 | 0 | 0
PV | 0 | 0 | 0 | 0 | 0 | 0.01
PeakG | 0.42 | 0.75 | 1.8 | 1.56 | 1.4 | 1.22
PeakO | 0 | 0 | 0 | 0 | 0 | 0
ST | 0 | 0 | 0 | 0 | 0 | 0
STOG | 0 | 0 | 0 | 0 | 0 | 0
STWD | 4.67 | 4.67 | 4.67 | 4.67 | 4.67 | 4.67
WT | 0 | 0.08 | 0.08 | 0.08 | 0.08 | 0.08
IGCC | 0 | 0 | 0 | 0 | 0 | 0
DemandResponse | 0 | 0 | 0 | 0 | 0 | 0
IGCC-CCS | 0 | 0 | 0 | 0 | 0 | 0
WT_off | 0 | 0 | 0 | 0 | 0 | 0
PseudoUnit | 0 | 0 | 0 | 0 | 0 | 0
FixedInterchange | 0 | 0 | 0 | 0 | 0 | 0
Base VOM Costs by Reporting Type: IESO
ReportingType | 2015 | 2020 | 2025 | 2030 | 2035 | 2040
BM | 0 | 0 | 0 | 0 | 0 | 0.02
CC | 5.39 | 6.44 | 18.64 | 47.5 | 159.06 | 254.55
CSP | 0 | 0 | 0 | 0 | 0 | 0
CT | 0 | 0 | 0 | 0.03 | 0.05 | 0.16
Coal | 0 | 0 | 0 | 0 | 0 | 0
Geo | 0 | 0 | 0 | 0 | 0 | 0
H | 0 | 0 | 0 | 0 | 0 | 0.02
LFG | 0.01 | 0.01 | 0.01 | 0.01 | 0.01 | 0.01
Nuc | 240.73 | 240.73 | 240.73 | 240.73 | 221.68 | 193.2
PS | 0 | 0 | 0 | 0 | 0 | 0
PV | 0 | 0 | 0 | 0 | 0 | 0
PeakG | 0 | 0 | 0 | 0 | 0.04 | 0.04
PeakO | 0 | 0 | 0 | 0 | 0 | 0
ST | 0 | 0 | 0 | 0 | 0 | 0
STOG | 0 | 0 | 0 | 0 | 0 | 0
STWD | 0 | 0 | 0 | 0 | 0.03 | 0.03
WT | 0.09 | 0.09 | 0.09 | 0.09 | 0.04 | 0.04
IGCC | 0 | 0 | 0 | 0 | 0 | 0
DemandResponse | 0 | 0 | 0 | 0 | 0 | 0
IGCC-CCS | 0 | 0 | 0 | 0 | 0 | 0
WT_off | 0 | 0 | 0 | 0 | 0 | 0
PseudoUnit | 0 | 0 | 0 | 0 | 0 | 0
FixedInterchange | 0 | 0 | 0 | 0 | 0 | 0
Base VOM Costs by Reporting Type: MAPP_CA
ReportingType | 2015 | 2020 | 2025 | 2030 | 2035 | 2040
BM | 0 | 0 | 0 | 0 | 0 | 0
CC | 22.23 | 21.58 | 18.15 | 3.79 | 10.04 | 7.21
CSP | 0 | 0 | 0 | 0 | 0 | 0
CT | 0.07 | 0.02 | 0.03 | 0 | 0 | 0
Coal | 0.88 | 2.78 | 3.14 | 0.29 | 3.98 | 4.15
Geo | 0 | 0 | 0 | 0 | 0 | 0
H | 0 | 0.05 | 0.15 | 0.32 | 0.32 | 0.32
LFG | 0 | 0 | 0 | 0 | 0 | 0
Nuc | 0 | 0 | 0 | 0 | 0 | 0
PS | 0 | 0 | 0 | 0 | 0 | 0
PV | 0 | 0 | 0 | 0 | 0 | 0
PeakG | 0 | 0 | 0 | 0 | 0 | 0
PeakO | 0 | 0 | 0 | 0 | 0 | 0
ST | 0 | 0 | 0 | 0 | 0 | 0
STOG | 0 | 0 | 0 | 0 | 0 | 0
STWD | 0 | 0 | 0 | 0 | 0 | 0
WT | 0.02 | 0.02 | 0.02 | 0.02 | 0.02 | 0.12
IGCC | 0 | 0 | 0 | 0 | 0 | 0
DemandResponse | 0 | 0 | 0 | 0 | 0 | 0
IGCC-CCS | 0 | 0 | 0 | 0 | 0 | 0
WT_off | 0 | 0 | 0 | 0 | 0 | 0
PseudoUnit | 0 | 0 | 0 | 0 | 0 | 0
FixedInterchange | 0 | 0 | 0 | 0 | 0 | 0
Base VOM Costs by Reporting Type: AZ_NM_SNV_Coal
ReportingType | 2015 | 2020 | 2025 | 2030 | 2035 | 2040
BM | 0 | 0 | 0 | 0 | 0 | 0
CC | 0 | 0 | 0 | 0 | 0 | 0
CSP | 0 | 0 | 0 | 0 | 0 | 0
CT | 0 | 0 | 0 | 0 | 0 | 0
Coal | 290.41 | 324.69 | 324.69 | 324.69 | 324.69 | 696.9
Geo | 0 | 0 | 0 | 0 | 0 | 0
H | 0 | 0 | 0 | 0 | 0 | 0
LFG | 0 | 0 | 0 | 0 | 0 | 0
Nuc | 0 | 0 | 0 | 0 | 0 | 0
PS | 0 | 0 | 0 | 0 | 0 | 0
PV | 0 | 0 | 0 | 0 | 0 | 0
PeakG | 0 | 0 | 0 | 0 | 0 | 0
PeakO | 0 | 0 | 0 | 0 | 0 | 0
ST | 0 | 0 | 0 | 0 | 0 | 0
STOG | 0 | 0 | 0 | 0 | 0 | 0
STWD | 0 | 0 | 0 | 0 | 0 | 0
WT | 0 | 0 | 0 | 0 | 0 | 0
IGCC | 0 | 0 | 0 | 0 | 0 | 0
DemandResponse | 0 | 0 | 0 | 0 | 0 | 0
IGCC-CCS | 0 | 0 | 0 | 0 | 0 | 0
WT_off | 0 | 0 | 0 | 0 | 0 | 0
PseudoUnit | 0 | 0 | 0 | 0 | 0 | 0
FixedInterchange | 0 | 0 | 0 | 0 | 0 | 0
Base VOM Costs by Reporting Type: AZ_NM_SNV_Gas
ReportingType | 2015 | 2020 | 2025 | 2030 | 2035 | 2040
BM | 0 | 0 | 0 | 0 | 0 | 0
CC | 254.22 | 350.66 | 405.56 | 630.92 | 764.11 | 702.88
CSP | 0 | 0 | 0 | 0 | 0 | 0
CT | 0 | 0.07 | 4.82 | 2.78 | 0 | 0
Coal | 0 | 0 | 0 | 0 | 0 | 0
Geo | 0 | 0 | 0 | 0 | 0 | 0
H | 0 | 0 | 0 | 0 | 0 | 0
LFG | 0 | 0 | 0 | 0 | 0 | 0
Nuc | 0 | 0 | 0 | 0 | 0 | 0
PS | 0 | 0 | 0 | 0 | 0 | 0
PV | 0 | 0 | 0 | 0 | 0 | 0
PeakG | 0 | 0.08 | 8.39 | 0 | 0 | 0
PeakO | 0 | 0 | 0 | 0 | 0 | 0
ST | 0 | 0 | 0 | 0 | 0 | 0
STOG | 0 | 0 | 0 | 0 | 0 | 0
STWD | 0 | 0 | 0 | 0 | 0 | 0
WT | 0 | 0 | 0 | 0 | 0 | 0
IGCC | 0 | 0 | 0 | 0 | 0 | 0
DemandResponse | 0 | 0 | 0 | 0 | 0 | 0
IGCC-CCS | 0 | 0 | 0 | 0 | 0 | 0
WT_off | 0 | 0 | 0 | 0 | 0 | 0
PseudoUnit | 0 | 0 | 0 | 0 | 0 | 0
FixedInterchange | 0 | 0 | 0 | 0 | 0 | 0
Base VOM Costs by Reporting Type: AZ_NM_SNV_NucRenew
ReportingType | 2015 | 2020 | 2025 | 2030 | 2035 | 2040
BM | 0 | 0 | 0 | 0 | 0 | 0
CC | 0 | 0 | 0 | 0 | 0 | 0
CSP | 0 | 0 | 0 | 0 | 0 | 0
CT | 0 | 0 | 0 | 0 | 0 | 0
Coal | 0 | 0 | 0 | 0 | 0 | 0
Geo | 0 | 0 | 116.31 | 116.31 | 116.31 | 116.31
H | 0 | 0 | 0 | 0 | 0 | 0
LFG | 0 | 0 | 0.01 | 0.01 | 0.01 | 0.01
Nuc | 71.66 | 71.66 | 71.66 | 71.66 | 71.66 | 71.66
PS | 0 | 0 | 0 | 0 | 0 | 0
PV | 0 | 0 | 0 | 0 | 0 | 0
PeakG | 0 | 0 | 0 | 0 | 0 | 0
PeakO | 0 | 0 | 0 | 0 | 0 | 0
ST | 0.01 | 0.03 | 0.04 | 0.05 | 0.05 | 0.05
STOG | 0 | 0 | 0 | 0 | 0 | 0
STWD | 0.43 | 0.43 | 0.43 | 0.43 | 0.43 | 0.43
WT | 0.02 | 0.14 | 0.17 | 0.2 | 0.2 | 0.2
IGCC | 0 | 0 | 0 | 0 | 0 | 0
DemandResponse | 0 | 0 | 0 | 0 | 0 | 0
IGCC-CCS | 0 | 0 | 0 | 0 | 0 | 0
WT_off | 0 | 0 | 0 | 0 | 0 | 0
PseudoUnit | 0 | 0 | 0 | 0 | 0 | 0
FixedInterchange | 0 | 0 | 0 | 0 | 0 | 0
Base VOM Costs by Reporting Type: ERCOT
ReportingType | 2015 | 2020 | 2025 | 2030 | 2035 | 2040
BM | 0 | 0.77 | 0.49 | 89.27 | 98.58 | 110.6
CC | 391.47 | 420.18 | 425.84 | 434.57 | 506.41 | 630.02
CSP | 0 | 0 | 0 | 0 | 0 | 0
CT | 0 | 0 | 0 | 0 | 0 | 0.01
Coal | 452.29 | 532.65 | 556.91 | 561.8 | 591.86 | 591.86
Geo | 0 | 0 | 0 | 0 | 0 | 0
H | 0 | 0 | 0 | 0.02 | 0.02 | 0.02
LFG | 0.01 | 0.01 | 0.04 | 0.04 | 0.04 | 0.04
Nuc | 94.14 | 94.14 | 94.14 | 94.14 | 94.14 | 94.14
PS | 0 | 0 | 0 | 0 | 0 | 0
PV | 0 | 0 | 0 | 0 | 0 | 0
PeakG | 0 | 0 | 0 | 0 | 0 | 0
PeakO | 0 | 0 | 0 | 0 | 0 | 0
ST | 0 | 0 | 0 | 0 | 0 | 0
STOG | 13.49 | 12.65 | 11.54 | 8.28 | 8.04 | 7.92
STWD | 0 | 0 | 0 | 0 | 0 | 0
WT | 0.32 | 0.63 | 1.01 | 1.27 | 1.37 | 1.5
IGCC | 0 | 0 | 0 | 0 | 0 | 0
DemandResponse | 0 | 0 | 0 | 0 | 0 | 0
IGCC-CCS | 0 | 0 | 0 | 0 | 0 | 0
WT_off | 0 | 0 | 0 | 0 | 0 | 0
PseudoUnit | 0 | 0 | 0 | 0 | 0 | 0
FixedInterchange | 0 | 0 | 0 | 0 | 0 | 0
Base VOM Costs by Reporting Type: NP15
ReportingType | 2015 | 2020 | 2025 | 2030 | 2035 | 2040
BM | 0 | 0 | 0 | 0 | 0 | 0
CC | 102.24 | 108.72 | 87.39 | 91.98 | 79.65 | 82.2
CSP | 0 | 0 | 0 | 0 | 0 | 0
CT | 0 | 0 | 0 | 0 | 0.8 | 1.29
Coal | 0.81 | 0 | 0 | 0 | 0 | 0
Geo | 0.11 | 5.03 | 48.23 | 48.23 | 48.23 | 48.23
H | 0 | 0 | 0 | 0 | 0 | 0
LFG | 0.01 | 0.06 | 0.06 | 0.06 | 0.06 | 0.06
Nuc | 42.53 | 42.53 | 42.53 | 42.53 | 42.53 | 42.53
PS | 0 | 0 | 0 | 0 | 0 | 0
PV | 0 | 0 | 0 | 0 | 0 | 0
PeakG | 0 | 0 | 0.05 | 0.45 | 1.59 | 2.52
PeakO | 0 | 0 | 0 | 0 | 0 | 0
ST | 0 | 0 | 0 | 0 | 0 | 0
STOG | 0.52 | 0.97 | 0.81 | 1.61 | 2.02 | 2.86
STWD | 7.35 | 7.35 | 7.35 | 7.35 | 7.35 | 7.35
WT | 0.04 | 0.09 | 0.37 | 0.43 | 0.43 | 0.43
IGCC | 0 | 0 | 0 | 0 | 0 | 0
DemandResponse | 0 | 0 | 0 | 0 | 0 | 0
IGCC-CCS | 0 | 0 | 0 | 0 | 0 | 0
WT_off | 0 | 0 | 0 | 0 | 0 | 0
PseudoUnit | 0 | 0 | 0 | 0 | 0 | 0
FixedInterchange | 0 | 0 | 0 | 0 | 0 | 0
Base VOM Costs by Reporting Type: NWPP_Coal
ReportingType | 2015 | 2020 | 2025 | 2030 | 2035 | 2040
BM | 0 | 0 | 0 | 0 | 0 | 0
CC | 0 | 0 | 0 | 0 | 0 | 0
CSP | 0 | 0 | 0 | 0 | 0 | 0
CT | 0 | 0 | 0 | 0 | 0 | 0
Coal | 368.82 | 406.84 | 406.84 | 406.84 | 406.84 | 406.84
Geo | 0 | 0 | 0 | 0 | 0 | 0
H | 0 | 0 | 0 | 0 | 0 | 0
LFG | 0 | 0 | 0 | 0 | 0 | 0
Nuc | 0 | 0 | 0 | 0 | 0 | 0
PS | 0 | 0 | 0 | 0 | 0 | 0
PV | 0 | 0 | 0 | 0 | 0 | 0
PeakG | 0 | 0 | 0 | 0 | 0 | 0
PeakO | 0 | 0 | 0 | 0 | 0 | 0
ST | 0 | 0 | 0 | 0 | 0 | 0
STOG | 0 | 0 | 0 | 0 | 0 | 0
STWD | 0 | 0 | 0 | 0 | 0 | 0
WT | 0 | 0 | 0 | 0 | 0 | 0
IGCC | 0 | 0 | 0 | 0 | 0 | 0
DemandResponse | 0 | 0 | 0 | 0 | 0 | 0
IGCC-CCS | 0 | 0 | 0 | 0 | 0 | 0
WT_off | 0 | 0 | 0 | 0 | 0 | 0
PseudoUnit | 0 | 0 | 0 | 0 | 0 | 0
FixedInterchange | 0 | 0 | 0 | 0 | 0 | 0
Base VOM Costs by Reporting Type: NWPP_Gas
ReportingType | 2015 | 2020 | 2025 | 2030 | 2035 | 2040
BM | 0 | 0 | 0 | 0 | 0 | 0
CC | 122.48 | 158.85 | 265.56 | 416.74 | 635.47 | 754.87
CSP | 0 | 0 | 0 | 0 | 0 | 0
CT | 0 | 0 | 0 | 0.01 | 0 | 0
Coal | 0 | 0 | 0 | 0 | 0 | 13.92
Geo | 0 | 0 | 0 | 0 | 0 | 0
H | 0 | 0 | 0 | 0 | 0 | 0
LFG | 0 | 0 | 0 | 0 | 0 | 0
Nuc | 0 | 0 | 0 | 0 | 0 | 0
PS | 0 | 0 | 0 | 0 | 0 | 0
PV | 0 | 0 | 0 | 0 | 0 | 0
PeakG | 0 | 0 | 0 | 0 | 0 | 0
PeakO | 0 | 0 | 0 | 0 | 0 | 0
ST | 0 | 0 | 0 | 0 | 0 | 0
STOG | 0 | 0 | 0 | 0 | 0 | 0
STWD | 0 | 0 | 0 | 0 | 0 | 0
WT | 0 | 0 | 0 | 0 | 0 | 0
IGCC | 0 | 0 | 0 | 0 | 0 | 0
DemandResponse | 0 | 0 | 0 | 0 | 0 | 0
IGCC-CCS | 0 | 0 | 0 | 0 | 0 | 0
WT_off | 0 | 0 | 0 | 0 | 0 | 0
PseudoUnit | 0 | 0 | 0 | 0 | 0 | 0
FixedInterchange | 0 | 0 | 0 | 0 | 0 | 0
Base VOM Costs by Reporting Type: NWPP_NucRenew
ReportingType | 2015 | 2020 | 2025 | 2030 | 2035 | 2040
BM | 0 | 0 | 0 | 1.21 | 1.21 | 1.21
CC | 0 | 0 | 0 | 0 | 0 | 0
CSP | 0 | 0 | 0 | 0 | 0 | 0
CT | 0 | 0 | 0 | 0 | 0 | 0
Coal | 0 | 0 | 0 | 0 | 0 | 0
Geo | 6.93 | 6.93 | 41.74 | 41.74 | 41.74 | 41.74
H | 0 | 0 | 0 | 0.01 | 0.01 | 0.01
LFG | 0.01 | 0.01 | 0.02 | 0.03 | 0.03 | 0.03
Nuc | 20.91 | 20.91 | 20.91 | 20.91 | 20.91 | 20.91
PS | 0 | 0 | 0 | 0 | 0 | 0
PV | 0 | 0 | 0 | 0 | 0 | 0
PeakG | 0 | 0 | 0 | 0 | 0 | 0
PeakO | 0 | 0 | 0 | 0 | 0 | 0
ST | 0 | 0 | 0 | 0 | 0 | 0
STOG | 0 | 0 | 0 | 0 | 0 | 0
STWD | 0 | 4.76 | 9.33 | 9.33 | 9.33 | 9.33
WT | 0.19 | 0.19 | 0.19 | 0.19 | 0.19 | 0.19
IGCC | 0 | 0 | 0 | 0 | 0 | 0
DemandResponse | 0 | 0 | 0 | 0 | 0 | 0
IGCC-CCS | 0 | 0 | 0 | 0 | 0 | 0
WT_off | 0 | 0 | 0 | 0 | 0 | 0
PseudoUnit | 0 | 0 | 0 | 0 | 0 | 0
FixedInterchange | 0 | 0 | 0 | 0 | 0 | 0
Base VOM Costs by Reporting Type: RMPA
ReportingType | 2015 | 2020 | 2025 | 2030 | 2035 | 2040
BM | 0 | 0 | 0 | 0 | 0 | 0
CC | 19.95 | 20.98 | 8.7 | 6.88 | 6.25 | 5.53
CSP | 0 | 0 | 0 | 0 | 0 | 0
CT | 0 | 0 | 0 | 0 | 0 | 0
Coal | 211.72 | 263.4 | 266.34 | 299.57 | 374.45 | 445.37
Geo | 0 | 45.21 | 206.14 | 206.14 | 206.14 | 206.14
H | 0 | 0 | 0 | 0 | 0 | 0
LFG | 0 | 0 | 0 | 0 | 0 | 0
Nuc | 0 | 0 | 0 | 0 | 0 | 0
PS | 0 | 0 | 0 | 0 | 0 | 0
PV | 0 | 0 | 0 | 0 | 0 | 0
PeakG | 0.08 | 0.2 | 0.12 | 0.49 | 0.54 | 0.4
PeakO | 0 | 0 | 0 | 0 | 0 | 0
ST | 0 | 0.01 | 0.02 | 0.02 | 0.02 | 0.02
STOG | 0 | 0 | 0 | 0 | 0 | 0
STWD | 0 | 0 | 0 | 0 | 0 | 0
WT | 0.07 | 0.07 | 0.07 | 0.08 | 0.08 | 0.08
IGCC | 0 | 0 | 0 | 0 | 0 | 0
DemandResponse | 0 | 0 | 0 | 0 | 0 | 0
IGCC-CCS | 0 | 0 | 0 | 0 | 0 | 0
WT_off | 0 | 0 | 0 | 0 | 0 | 0
PseudoUnit | 0 | 0 | 0 | 0 | 0 | 0
FixedInterchange | 0 | 0 | 0 | 0 | 0 | 0
Base VOM Costs by Reporting Type: SP15
ReportingType | 2015 | 2020 | 2025 | 2030 | 2035 | 2040
BM | 0.22 | 0.22 | 0.2 | 0.16 | 0.14 | 0.14
CC | 120.94 | 101.67 | 85.13 | 47.57 | 52.02 | 31.92
CSP | 0 | 0 | 0 | 0 | 0 | 0
CT | 0 | 0 | 0 | 0.49 | 6.47 | 4.69
Coal | 2.89 | 3.19 | 3.19 | 1.96 | 0.69 | 0.28
Geo | 4.1 | 120.4 | 120.4 | 120.4 | 120.4 | 120.4
H | 0 | 0 | 0 | 0 | 0 | 0
LFG | 0.02 | 0.07 | 0.07 | 0.07 | 0.07 | 0.07
Nuc | 41.61 | 41.61 | 41.61 | 41.61 | 41.61 | 41.61
PS | 0 | 0 | 0 | 0 | 0 | 0
PV | 0 | 0 | 0 | 0 | 0 | 0
PeakG | 0 | 0 | 0.14 | 0.52 | 0.46 | 0.29
PeakO | 0 | 0 | 0 | 0 | 0 | 0
ST | 0.02 | 0.02 | 0.02 | 0.02 | 0.02 | 0.02
STOG | 1.44 | 2.57 | 2.61 | 4.81 | 8.98 | 6.18
STWD | 1.98 | 1.98 | 1.98 | 1.98 | 1.98 | 1.98
WT | 0.07 | 0.07 | 0.07 | 0.15 | 0.15 | 0.47
IGCC | 0 | 0 | 0 | 0 | 0 | 0
DemandResponse | 0 | 0 | 0 | 0 | 0.09 | 0
IGCC-CCS | 0 | 0 | 0 | 0 | 0 | 0
WT_off | 0 | 0 | 0 | 0 | 0 | 0
PseudoUnit | 0 | 0 | 0 | 0 | 0 | 0
FixedInterchange | 0 | 0 | 0 | 0 | 0 | 0
Base VOM Costs by Reporting Type: ALB
ReportingType | 2015 | 2020 | 2025 | 2030 | 2035 | 2040
BM | 0 | 0 | 0 | 0 | 0 | 0
CC | 51.4 | 82.67 | 112.11 | 155.99 | 205.74 | 255.17
CSP | 0 | 0 | 0 | 0 | 0 | 0
CT | 0 | 0 | 0 | 0 | 0 | 0
Coal | 167.67 | 167.67 | 167.67 | 167.67 | 167.67 | 167.67
Geo | 0 | 0 | 0 | 0 | 0 | 0
H | 0 | 0 | 0 | 0 | 0 | 0
LFG | 0 | 0 | 0 | 0 | 0 | 0
Nuc | 0 | 0 | 0 | 0 | 0 | 0
PS | 0 | 0 | 0 | 0 | 0 | 0
PV | 0 | 0 | 0 | 0 | 0 | 0
PeakG | 0 | 0 | 0.01 | 0 | 0 | 0
PeakO | 0 | 0 | 0 | 0 | 0 | 0
ST | 0 | 0 | 0 | 0 | 0 | 0
STOG | 0 | 0 | 0 | 0 | 0 | 0
STWD | 0 | 0 | 0 | 0 | 0 | 0
WT | 0.02 | 0.02 | 0.02 | 0.02 | 0.02 | 0.02
IGCC | 0 | 0 | 0 | 0 | 0 | 0
DemandResponse | 0 | 0 | 0 | 0 | 0 | 0
IGCC-CCS | 0 | 0 | 0 | 0 | 0 | 0
WT_off | 0 | 0 | 0 | 0 | 0 | 0
PseudoUnit | 0 | 0 | 0 | 0 | 0 | 0
FixedInterchange | 0 | 0 | 0 | 0 | 0 | 0
Base VOM Costs by Reporting Type: BC
ReportingType | 2015 | 2020 | 2025 | 2030 | 2035 | 2040
BM | 0 | 0 | 0 | 0 | 0 | 0
CC | 44.55 | 69.99 | 106.63 | 134.91 | 169.11 | 207.03
CSP | 0 | 0 | 0 | 0 | 0 | 0
CT | 0 | 0 | 0 | 0 | 0 | 0
Coal | 0 | 0 | 0 | 0 | 0 | 0
Geo | 0 | 0 | 0 | 0 | 0 | 0
H | 0 | 0 | 0 | 0 | 0 | 0
LFG | 0 | 0 | 0 | 0 | 0 | 0
Nuc | 0 | 0 | 0 | 0 | 0 | 0
PS | 0 | 0 | 0 | 0 | 0 | 0
PV | 0 | 0 | 0 | 0 | 0 | 0
PeakG | 0 | 0 | 0 | 0 | 0 | 0
PeakO | 0 | 0 | 0 | 0 | 0 | 0
ST | 0 | 0 | 0 | 0 | 0 | 0
STOG | 0 | 0.44 | 0 | 0 | 0 | 0
STWD | 0 | 0 | 0 | 0 | 0 | 0
WT | 0.01 | 0.01 | 0.01 | 0.01 | 0.01 | 0.01
IGCC | 0 | 0 | 0 | 0 | 0 | 0
DemandResponse | 0 | 0 | 0 | 0 | 0 | 0
IGCC-CCS | 0 | 0 | 0 | 0 | 0 | 0
WT_off | 0 | 0 | 0 | 0 | 0 | 0
PseudoUnit | 0 | 0 | 0 | 0 | 0 | 0
FixedInterchange | 0 | 0 | 0 | 0 | 0 | 0
Base VOM Costs by Reporting Type: HQ_IESO
ReportingType | 2015 | 2020 | 2025 | 2030 | 2035 | 2040
BM | 0 | 0 | 0 | 0 | 0 | 0
CC | 0 | 0 | 0 | 0 | 0 | 0
CSP | 0 | 0 | 0 | 0 | 0 | 0
CT | 0 | 0 | 0 | 0 | 0 | 0
Coal | 0 | 0 | 0 | 0 | 0 | 0
Geo | 0 | 0 | 0 | 0 | 0 | 0
H | 0 | 0 | 0 | 0 | 0 | 0
LFG | 0 | 0 | 0 | 0 | 0 | 0
Nuc | 0 | 0 | 0 | 0 | 0 | 0
PS | 0 | 0 | 0 | 0 | 0 | 0
PV | 0 | 0 | 0 | 0 | 0 | 0
PeakG | 0 | 0 | 0 | 0 | 0 | 0
PeakO | 0 | 0 | 0 | 0 | 0 | 0
ST | 0 | 0 | 0 | 0 | 0 | 0
STOG | 0 | 0 | 0 | 0 | 0 | 0
STWD | 0 | 0 | 0 | 0 | 0 | 0
WT | 0 | 0 | 0 | 0 | 0 | 0
IGCC | 0 | 0 | 0 | 0 | 0 | 0
DemandResponse | 0 | 0 | 0 | 0 | 0 | 0
IGCC-CCS | 0 | 0 | 0 | 0 | 0 | 0
WT_off | 0 | 0 | 0 | 0 | 0 | 0
PseudoUnit | 0 | 0 | 0 | 0 | 0 | 0
FixedInterchange | 0 | 0 | 0 | 0 | 0 | 0
Base VOM Costs by Reporting Type: HQ_NEISO
ReportingType | 2015 | 2020 | 2025 | 2030 | 2035 | 2040
BM | 0 | 0 | 0 | 0 | 0 | 0
CC | 0 | 0 | 0 | 0 | 0 | 0
CSP | 0 | 0 | 0 | 0 | 0 | 0
CT | 0 | 0 | 0 | 0 | 0 | 0
Coal | 0 | 0 | 0 | 0 | 0 | 0
Geo | 0 | 0 | 0 | 0 | 0 | 0
H | 0 | 0 | 0 | 0 | 0 | 0
LFG | 0 | 0 | 0 | 0 | 0 | 0
Nuc | 0 | 0 | 0 | 0 | 0 | 0
PS | 0 | 0 | 0 | 0 | 0 | 0
PV | 0 | 0 | 0 | 0 | 0 | 0
PeakG | 0 | 0 | 0 | 0 | 0 | 0
PeakO | 0 | 0 | 0 | 0 | 0 | 0
ST | 0 | 0 | 0 | 0 | 0 | 0
STOG | 0 | 0 | 0 | 0 | 0 | 0
STWD | 0 | 0 | 0 | 0 | 0 | 0
WT | 0 | 0 | 0 | 0 | 0 | 0
IGCC | 0 | 0 | 0 | 0 | 0 | 0
DemandResponse | 0 | 0 | 0 | 0 | 0 | 0
IGCC-CCS | 0 | 0 | 0 | 0 | 0 | 0
WT_off | 0 | 0 | 0 | 0 | 0 | 0
PseudoUnit | 0 | 5.52 | 38.42 | 86.83 | 86.83 | 86.83
FixedInterchange | 0 | 0 | 0 | 0 | 0 | 0
Base VOM Costs by Reporting Type: HQ_NY
ReportingType | 2015 | 2020 | 2025 | 2030 | 2035 | 2040
BM | 0 | 0 | 0 | 0 | 0 | 0
CC | 0 | 0 | 0 | 0 | 0 | 0
CSP | 0 | 0 | 0 | 0 | 0 | 0
CT | 0 | 0 | 0 | 0 | 0 | 0
Coal | 0 | 0 | 0 | 0 | 0 | 0
Geo | 0 | 0 | 0 | 0 | 0 | 0
H | 0 | 0 | 0 | 0 | 0 | 0
LFG | 0 | 0 | 0 | 0 | 0 | 0
Nuc | 0 | 0 | 0 | 0 | 0 | 0
PS | 0 | 0 | 0 | 0 | 0 | 0
PV | 0 | 0 | 0 | 0 | 0 | 0
PeakG | 0 | 0 | 0 | 0 | 0 | 0
PeakO | 0 | 0 | 0 | 0 | 0 | 0
ST | 0 | 0 | 0 | 0 | 0 | 0
STOG | 0 | 0 | 0 | 0 | 0 | 0
STWD | 0 | 0 | 0 | 0 | 0 | 0
WT | 0 | 0 | 0 | 0 | 0 | 0
IGCC | 0 | 0 | 0 | 0 | 0 | 0
DemandResponse | 0 | 0 | 0 | 0 | 0 | 0
IGCC-CCS | 0 | 0 | 0 | 0 | 0 | 0
WT_off | 0 | 0 | 0 | 0 | 0 | 0
PseudoUnit | 0 | 45.16 | 101.99 | 101.99 | 101.99 | 101.99
FixedInterchange | 0 | 0 | 0 | 0 | 0 | 0
Base VOM Costs by Reporting Type: MARITIMES
ReportingType | 2015 | 2020 | 2025 | 2030 | 2035 | 2040
BM | 0 | 0 | 0 | 0 | 0 | 0
CC | 0 | 0 | 0 | 0 | 0 | 0
CSP | 0 | 0 | 0 | 0 | 0 | 0
CT | 0 | 0 | 0 | 0 | 0 | 0
Coal | 0 | 0 | 0 | 0 | 0 | 0
Geo | 0 | 0 | 0 | 0 | 0 | 0
H | 0 | 0 | 0 | 0 | 0 | 0
LFG | 0 | 0 | 0 | 0 | 0 | 0
Nuc | 0 | 0 | 0 | 0 | 0 | 0
PS | 0 | 0 | 0 | 0 | 0 | 0
PV | 0 | 0 | 0 | 0 | 0 | 0
PeakG | 0 | 0 | 0 | 0 | 0 | 0
PeakO | 0 | 0 | 0 | 0 | 0 | 0
ST | 0 | 0 | 0 | 0 | 0 | 0
STOG | 0 | 0 | 0 | 0 | 0 | 0
STWD | 0 | 0 | 0 | 0 | 0 | 0
WT | 0 | 0 | 0 | 0 | 0 | 0
IGCC | 0 | 0 | 0 | 0 | 0 | 0
DemandResponse | 0 | 0 | 0 | 0 | 0 | 0
IGCC-CCS | 0 | 0 | 0 | 0 | 0 | 0
WT_off | 0 | 0 | 0 | 0 | 0 | 0
PseudoUnit | 0 | 17.37 | 17.37 | 17.37 | 17.37 | 17.37
FixedInterchange | 0 | 0 | 0 | 0 | 0 | 0
Base VOM Costs by Reporting Type: All
ReportingType | 2015 | 2020 | 2025 | 2030 | 2035 | 2040
BM | 9.95 | 35.84 | 66.15 | 165.57 | 190.86 | 209.67
CC | 3119.49 | 4083.69 | 4426.41 | 4968.24 | 6929.21 | 8204.84
CSP | 0 | 0 | 0 | 0 | 0 | 0
CT | 5.86 | 26.39 | 43.83 | 74.41 | 124.41 | 158.21
Coal | 7135.61 | 7143.7 | 7108.47 | 6902.5 | 7325.61 | 8478.79
Geo | 11.14 | 177.58 | 532.83 | 532.83 | 532.83 | 532.83
H | 0 | 0.13 | 0.27 | 0.51 | 0.51 | 0.53
LFG | 0.38 | 0.54 | 0.73 | 0.79 | 0.79 | 0.79
Nuc | 2164.81 | 2225.48 | 2225.48 | 2195.47 | 1704.1 | 1339.69
PS | 0 | 0 | 0 | 0 | 0 | 0
PV | 0.02 | 0.06 | 0.09 | 0.1 | 0.1 | 0.11
PeakG | 25.79 | 33.97 | 61.81 | 52.26 | 67.06 | 61.97
PeakO | 0 | 0 | 0.04 | 0.05 | 0 | 0
ST | 0.03 | 0.06 | 0.08 | 0.09 | 0.09 | 0.09
STOG | 52.24 | 58.9 | 53.72 | 57.63 | 73.31 | 69.42
STWD | 26.67 | 48.04 | 43.75 | 59.62 | 62.7 | 62.99
WT | 2.03 | 4.22 | 8.01 | 12.15 | 13.42 | 15.17
IGCC | 30.43 | 30.43 | 30.43 | 30.43 | 30.43 | 30.43
DemandResponse | 0 | 0 | 0 | 0 | 0.09 | 0
IGCC-CCS | 0 | 0 | 0 | 0 | 0 | 0
WT_off | 0.02 | 0.02 | 0.06 | 0.06 | 0.06 | 0.06
PseudoUnit | 0 | 68.04 | 157.77 | 206.18 | 206.18 | 206.18
FixedInterchange | 0 | 0 | 0 | 0 | 0 | 0
Base VOM Costs by Reporting Type: EI_US
ReportingType | 2015 | 2020 | 2025 | 2030 | 2035 | 2040
BM | 9.72 | 34.85 | 65.46 | 74.92 | 90.93 | 97.7
CC | 1984.62 | 2741.94 | 2892.7 | 2997.4 | 4341.35 | 5273.47
CSP | 0 | 0 | 0 | 0 | 0 | 0
CT | 5.79 | 26.3 | 38.98 | 71.09 | 117.09 | 152.06
Coal | 5640.1 | 5442.49 | 5379.69 | 5139.67 | 5455.44 | 6151.81
Geo | 0 | 0 | 0 | 0 | 0 | 0
H | 0 | 0.08 | 0.12 | 0.16 | 0.16 | 0.16
LFG | 0.32 | 0.38 | 0.53 | 0.57 | 0.57 | 0.57
Nuc | 1653.22 | 1713.9 | 1713.9 | 1683.88 | 1211.56 | 875.64
PS | 0 | 0 | 0 | 0 | 0 | 0
PV | 0 | 0.05 | 0.07 | 0.08 | 0.09 | 0.1
PeakG | 25.71 | 33.68 | 53.1 | 50.79 | 64.42 | 58.73
PeakO | 0 | 0 | 0.04 | 0.05 | 0 | 0
ST | 0 | 0 | 0 | 0 | 0 | 0
STOG | 36.78 | 42.27 | 38.76 | 42.92 | 54.27 | 52.46
STWD | 16.91 | 33.52 | 24.65 | 40.52 | 43.57 | 43.85
WT | 1.2 | 2.9 | 6 | 9.71 | 10.91 | 12.12
IGCC | 30.43 | 30.43 | 30.43 | 30.43 | 30.43 | 30.43
DemandResponse | 0 | 0 | 0 | 0 | 0 | 0
IGCC-CCS | 0 | 0 | 0 | 0 | 0 | 0
WT_off | 0.02 | 0.02 | 0.06 | 0.06 | 0.06 | 0.06
PseudoUnit | 0 | 68.04 | 157.77 | 206.18 | 206.18 | 206.18
FixedInterchange | 0 | 0 | 0 | 0 | 0 | 0
Base VOM Costs by Reporting Type: EI_Canada
ReportingType | 2015 | 2020 | 2025 | 2030 | 2035 | 2040
BM | 0 | 0 | 0 | 0 | 0 | 0.02
CC | 27.62 | 28.03 | 36.79 | 51.3 | 169.1 | 261.75
CSP | 0 | 0 | 0 | 0 | 0 | 0
CT | 0.07 | 0.02 | 0.03 | 0.03 | 0.05 | 0.16
Coal | 0.88 | 2.78 | 3.14 | 0.29 | 3.98 | 4.15
Geo | 0 | 0 | 0 | 0 | 0 | 0
H | 0 | 0.05 | 0.15 | 0.32 | 0.32 | 0.34
LFG | 0.01 | 0.01 | 0.01 | 0.01 | 0.01 | 0.01
Nuc | 240.73 | 240.73 | 240.73 | 240.73 | 221.68 | 193.2
PS | 0 | 0 | 0 | 0 | 0 | 0
PV | 0 | 0 | 0 | 0 | 0 | 0
PeakG | 0 | 0 | 0 | 0 | 0.04 | 0.04
PeakO | 0 | 0 | 0 | 0 | 0 | 0
ST | 0 | 0 | 0 | 0 | 0 | 0
STOG | 0 | 0 | 0 | 0 | 0 | 0
STWD | 0 | 0 | 0 | 0 | 0.03 | 0.03
WT | 0.11 | 0.11 | 0.11 | 0.11 | 0.06 | 0.16
IGCC | 0 | 0 | 0 | 0 | 0 | 0
DemandResponse | 0 | 0 | 0 | 0 | 0 | 0
IGCC-CCS | 0 | 0 | 0 | 0 | 0 | 0
WT_off | 0 | 0 | 0 | 0 | 0 | 0
PseudoUnit | 0 | 0 | 0 | 0 | 0 | 0
FixedInterchange | 0 | 0 | 0 | 0 | 0 | 0
Base VOM Costs by Reporting Type: EI
ReportingType | 2015 | 2020 | 2025 | 2030 | 2035 | 2040
BM | 9.72 | 34.85 | 65.46 | 74.92 | 90.93 | 97.71
CC | 2012.24 | 2769.96 | 2929.49 | 3048.69 | 4510.46 | 5535.23
CSP | 0 | 0 | 0 | 0 | 0 | 0
CT | 5.86 | 26.32 | 39.01 | 71.12 | 117.14 | 152.21
Coal | 5640.99 | 5445.27 | 5382.83 | 5139.96 | 5459.41 | 6155.96
Geo | 0 | 0 | 0 | 0 | 0 | 0
H | 0 | 0.13 | 0.27 | 0.48 | 0.48 | 0.5
LFG | 0.33 | 0.4 | 0.54 | 0.58 | 0.58 | 0.58
Nuc | 1893.95 | 1954.63 | 1954.63 | 1924.61 | 1433.24 | 1068.84
PS | 0 | 0 | 0 | 0 | 0 | 0
PV | 0.01 | 0.05 | 0.08 | 0.09 | 0.09 | 0.1
PeakG | 25.71 | 33.68 | 53.1 | 50.79 | 64.46 | 58.77
PeakO | 0 | 0 | 0.04 | 0.05 | 0 | 0
ST | 0 | 0 | 0 | 0 | 0 | 0
STOG | 36.78 | 42.27 | 38.76 | 42.92 | 54.27 | 52.46
STWD | 16.91 | 33.52 | 24.65 | 40.52 | 43.6 | 43.89
WT | 1.31 | 3.01 | 6.11 | 9.82 | 10.97 | 12.28
IGCC | 30.43 | 30.43 | 30.43 | 30.43 | 30.43 | 30.43
DemandResponse | 0 | 0 | 0 | 0 | 0 | 0
IGCC-CCS | 0 | 0 | 0 | 0 | 0 | 0
WT_off | 0.02 | 0.02 | 0.06 | 0.06 | 0.06 | 0.06
PseudoUnit | 0 | 68.04 | 157.77 | 206.18 | 206.18 | 206.18
FixedInterchange | 0 | 0 | 0 | 0 | 0 | 0
Base VOM Costs by Reporting Type: Outside_EI
ReportingType | 2015 | 2020 | 2025 | 2030 | 2035 | 2040
BM | 0.22 | 0.99 | 0.69 | 90.65 | 99.93 | 111.96
CC | 1107.25 | 1313.73 | 1496.92 | 1919.54 | 2418.75 | 2669.61
CSP | 0 | 0 | 0 | 0 | 0 | 0
CT | 0 | 0.07 | 4.82 | 3.29 | 7.27 | 5.99
Coal | 1494.62 | 1698.44 | 1725.64 | 1762.54 | 1866.2 | 2322.84
Geo | 11.13 | 177.57 | 532.83 | 532.83 | 532.83 | 532.83
H | 0 | 0 | 0 | 0.03 | 0.03 | 0.03
LFG | 0.05 | 0.14 | 0.19 | 0.2 | 0.2 | 0.2
Nuc | 270.85 | 270.85 | 270.85 | 270.85 | 270.85 | 270.85
PS | 0 | 0 | 0 | 0 | 0 | 0
PV | 0.01 | 0.01 | 0.01 | 0.01 | 0.01 | 0.01
PeakG | 0.08 | 0.28 | 8.72 | 1.47 | 2.6 | 3.2
PeakO | 0 | 0 | 0 | 0 | 0 | 0
ST | 0.03 | 0.06 | 0.08 | 0.09 | 0.09 | 0.09
STOG | 15.45 | 16.63 | 14.96 | 14.71 | 19.04 | 16.96
STWD | 9.77 | 14.53 | 19.1 | 19.1 | 19.1 | 19.1
WT | 0.72 | 1.21 | 1.89 | 2.34 | 2.45 | 2.89
IGCC | 0 | 0 | 0 | 0 | 0 | 0
DemandResponse | 0 | 0 | 0 | 0 | 0.09 | 0
IGCC-CCS | 0 | 0 | 0 | 0 | 0 | 0
WT_off | 0 | 0 | 0 | 0 | 0 | 0
PseudoUnit | 0 | 0 | 0 | 0 | 0 | 0
FixedInterchange | 0 | 0 | 0 | 0 | 0 | 0
#9 | Retrofit VOM Costs ($million)
Retrofit VOM Costs by Reporting Type: Entergy
ReportingType | 2015 | 2020 | 2025 | 2030 | 2035 | 2040
BM | 0 | 0 | 0 | 0 | 0 | 0
CC | 0 | 0 | 0 | 0 | 0 | 0
CSP | 0 | 0 | 0 | 0 | 0 | 0
CT | 0 | 0 | 0 | 0 | 0 | 0
Coal | 15.17 | 306.12 | 242.12 | 229.54 | 312.98 | 419.78
Geo | 0 | 0 | 0 | 0 | 0 | 0
H | 0 | 0 | 0 | 0 | 0 | 0
LFG | 0 | 0 | 0 | 0 | 0 | 0
Nuc | 0 | 0 | 0 | 0 | 0 | 0
PS | 0 | 0 | 0 | 0 | 0 | 0
PV | 0 | 0 | 0 | 0 | 0 | 0
PeakG | 0 | 0 | 0 | 0 | 0 | 0
PeakO | 0 | 0 | 0 | 0 | 0 | 0
ST | 0 | 0 | 0 | 0 | 0 | 0
STOG | 0 | 0 | 0 | 0 | 0 | 0
STWD | 0 | 0 | 0 | 0 | 0 | 0
WT | 0 | 0 | 0 | 0 | 0 | 0
IGCC | 0 | 0 | 0 | 0 | 0 | 0
DemandResponse | 0 | 0 | 0 | 0 | 0 | 0
IGCC-CCS | 0 | 0 | 0 | 0 | 0 | 0
WT_off | 0 | 0 | 0 | 0 | 0 | 0
PseudoUnit | 0 | 0 | 0 | 0 | 0 | 0
FixedInterchange | 0 | 0 | 0 | 0 | 0 | 0
Retrofit VOM Costs by Reporting Type: FRCC
ReportingType | 2015 | 2020 | 2025 | 2030 | 2035 | 2040
BM | 0 | 0 | 0 | 0 | 0 | 0
CC | 0 | 0 | 0 | 0 | 0 | 0
CSP | 0 | 0 | 0 | 0 | 0 | 0
CT | 0 | 0 | 0 | 0 | 0 | 0
Coal | 228.76 | 266.26 | 279.91 | 284.57 | 289.87 | 296.13
Geo | 0 | 0 | 0 | 0 | 0 | 0
H | 0 | 0 | 0 | 0 | 0 | 0
LFG | 0 | 0 | 0 | 0 | 0 | 0
Nuc | 0 | 0 | 0 | 0 | 0 | 0
PS | 0 | 0 | 0 | 0 | 0 | 0
PV | 0 | 0 | 0 | 0 | 0 | 0
PeakG | 0 | 0 | 0 | 0 | 0 | 0
PeakO | 0 | 0 | 0 | 0 | 0 | 0
ST | 0 | 0 | 0 | 0 | 0 | 0
STOG | 0 | 0 | 0 | 0 | 0 | 0
STWD | 0 | 0 | 0 | 0 | 0 | 0
WT | 0 | 0 | 0 | 0 | 0 | 0
IGCC | 0 | 0 | 0 | 0 | 0 | 0
DemandResponse | 0 | 0 | 0 | 0 | 0 | 0
IGCC-CCS | 0 | 0 | 0 | 0 | 0 | 0
WT_off | 0 | 0 | 0 | 0 | 0 | 0
PseudoUnit | 0 | 0 | 0 | 0 | 0 | 0
FixedInterchange | 0 | 0 | 0 | 0 | 0 | 0
Retrofit VOM Costs by Reporting Type: MAPP_US
ReportingType | 2015 | 2020 | 2025 | 2030 | 2035 | 2040
BM | 0 | 0 | 0 | 0 | 0 | 0
CC | 0 | 0 | 0 | 0 | 0 | 0
CSP | 0 | 0 | 0 | 0 | 0 | 0
CT | 0 | 0 | 0 | 0 | 0 | 0
Coal | 94.43 | 105.02 | 100.21 | 59.83 | 72.7 | 72.98
Geo | 0 | 0 | 0 | 0 | 0 | 0
H | 0 | 0 | 0 | 0 | 0 | 0
LFG | 0 | 0 | 0 | 0 | 0 | 0
Nuc | 0 | 0 | 0 | 0 | 0 | 0
PS | 0 | 0 | 0 | 0 | 0 | 0
PV | 0 | 0 | 0 | 0 | 0 | 0
PeakG | 0 | 0 | 0 | 0 | 0 | 0
PeakO | 0 | 0 | 0 | 0 | 0 | 0
ST | 0 | 0 | 0 | 0 | 0 | 0
STOG | 0 | 0 | 0 | 0 | 0 | 0
STWD | 0 | 0 | 0 | 0 | 0 | 0
WT | 0 | 0 | 0 | 0 | 0 | 0
IGCC | 0 | 0 | 0 | 0 | 0 | 0
DemandResponse | 0 | 0 | 0 | 0 | 0 | 0
IGCC-CCS | 0 | 0 | 0 | 0 | 0 | 0
WT_off | 0 | 0 | 0 | 0 | 0 | 0
PseudoUnit | 0 | 0 | 0 | 0 | 0 | 0
FixedInterchange | 0 | 0 | 0 | 0 | 0 | 0
Retrofit VOM Costs by Reporting Type: MISO_IN
ReportingType | 2015 | 2020 | 2025 | 2030 | 2035 | 2040
BM | 0 | 0 | 0 | 0 | 0 | 0
CC | 0 | 0 | 0 | 0 | 0 | 0
CSP | 0 | 0 | 0 | 0 | 0 | 0
CT | 0 | 0 | 0 | 0 | 0 | 0
Coal | 312.99 | 499.21 | 492.24 | 516.84 | 540.04 | 563.82
Geo | 0 | 0 | 0 | 0 | 0 | 0
H | 0 | 0 | 0 | 0 | 0 | 0
LFG | 0 | 0 | 0 | 0 | 0 | 0
Nuc | 0 | 0 | 0 | 0 | 0 | 0
PS | 0 | 0 | 0 | 0 | 0 | 0
PV | 0 | 0 | 0 | 0 | 0 | 0
PeakG | 0 | 0 | 0 | 0 | 0 | 0
PeakO | 0 | 0 | 0 | 0 | 0 | 0
ST | 0 | 0 | 0 | 0 | 0 | 0
STOG | 0 | 0 | 0 | 0 | 0 | 0
STWD | 0 | 0 | 0 | 0 | 0 | 0
WT | 0 | 0 | 0 | 0 | 0 | 0
IGCC | 0 | 0 | 0 | 0 | 0 | 0
DemandResponse | 0 | 0 | 0 | 0 | 0 | 0
IGCC-CCS | 0 | 0 | 0 | 0 | 0 | 0
WT_off | 0 | 0 | 0 | 0 | 0 | 0
PseudoUnit | 0 | 0 | 0 | 0 | 0 | 0
FixedInterchange | 0 | 0 | 0 | 0 | 0 | 0
Retrofit VOM Costs by Reporting Type: MISO_MI
ReportingType | 2015 | 2020 | 2025 | 2030 | 2035 | 2040
BM | 0 | 0 | 0 | 0 | 0 | 0
CC | 0 | 0 | 0 | 0 | 0 | 0
CSP | 0 | 0 | 0 | 0 | 0 | 0
CT | 0 | 0 | 0 | 0 | 0 | 0
Coal | 39.31 | 212.67 | 199.09 | 229.22 | 231.34 | 231.34
Geo | 0 | 0 | 0 | 0 | 0 | 0
H | 0 | 0 | 0 | 0 | 0 | 0
LFG | 0 | 0 | 0 | 0 | 0 | 0
Nuc | 0 | 0 | 0 | 0 | 0 | 0
PS | 0 | 0 | 0 | 0 | 0 | 0
PV | 0 | 0 | 0 | 0 | 0 | 0
PeakG | 0 | 0 | 0 | 0 | 0 | 0
PeakO | 0 | 0 | 0 | 0 | 0 | 0
ST | 0 | 0 | 0 | 0 | 0 | 0
STOG | 0 | 0 | 0 | 0 | 0 | 0
STWD | 0 | 0 | 0 | 0 | 0 | 0
WT | 0 | 0 | 0 | 0 | 0 | 0
IGCC | 0 | 0 | 0 | 0 | 0 | 0
DemandResponse | 0 | 0 | 0 | 0 | 0 | 0
IGCC-CCS | 0 | 0 | 0 | 0 | 0 | 0
WT_off | 0 | 0 | 0 | 0 | 0 | 0
PseudoUnit | 0 | 0 | 0 | 0 | 0 | 0
FixedInterchange | 0 | 0 | 0 | 0 | 0 | 0
Retrofit VOM Costs by Reporting Type: MISO_MO-IL
ReportingType | 2015 | 2020 | 2025 | 2030 | 2035 | 2040
BM | 0 | 0 | 0 | 0 | 0 | 0
CC | 0 | 0 | 0 | 0 | 0 | 0
CSP | 0 | 0 | 0 | 0 | 0 | 0
CT | 0 | 0 | 0 | 0 | 0 | 0
Coal | 116.76 | 418.43 | 430.5 | 354.94 | 475.12 | 533.25
Geo | 0 | 0 | 0 | 0 | 0 | 0
H | 0 | 0 | 0 | 0 | 0 | 0
LFG | 0 | 0 | 0 | 0 | 0 | 0
Nuc | 0 | 0 | 0 | 0 | 0 | 0
PS | 0 | 0 | 0 | 0 | 0 | 0
PV | 0 | 0 | 0 | 0 | 0 | 0
PeakG | 0 | 0 | 0 | 0 | 0 | 0
PeakO | 0 | 0 | 0 | 0 | 0 | 0
ST | 0 | 0 | 0 | 0 | 0 | 0
STOG | 0 | 0 | 0 | 0 | 0 | 0
STWD | 0 | 0 | 0 | 0 | 0 | 0
WT | 0 | 0 | 0 | 0 | 0 | 0
IGCC | 0 | 0 | 0 | 0 | 0 | 0
DemandResponse | 0 | 0 | 0 | 0 | 0 | 0
IGCC-CCS | 0 | 0 | 0 | 0 | 0 | 0
WT_off | 0 | 0 | 0 | 0 | 0 | 0
PseudoUnit | 0 | 0 | 0 | 0 | 0 | 0
FixedInterchange | 0 | 0 | 0 | 0 | 0 | 0
Retrofit VOM Costs by Reporting Type: MISO_W
ReportingType | 2015 | 2020 | 2025 | 2030 | 2035 | 2040
BM | 0 | 0 | 0 | 0 | 0 | 0
CC | 0 | 0 | 0 | 0 | 0 | 0
CSP | 0 | 0 | 0 | 0 | 0 | 0
CT | 0 | 0 | 0 | 0 | 0 | 0
Coal | 144.25 | 406.43 | 400.21 | 251.17 | 280.96 | 289.64
Geo | 0 | 0 | 0 | 0 | 0 | 0
H | 0 | 0 | 0 | 0 | 0 | 0
LFG | 0 | 0 | 0 | 0 | 0 | 0
Nuc | 0 | 0 | 0 | 0 | 0 | 0
PS | 0 | 0 | 0 | 0 | 0 | 0
PV | 0 | 0 | 0 | 0 | 0 | 0
PeakG | 0 | 0 | 0 | 0 | 0 | 0
PeakO | 0 | 0 | 0 | 0 | 0 | 0
ST | 0 | 0 | 0 | 0 | 0 | 0
STOG | 0 | 0 | 0 | 0 | 0 | 0
STWD | 0 | 0 | 0 | 0 | 0 | 0
WT | 0 | 0 | 0 | 0 | 0 | 0
IGCC | 0 | 0 | 0 | 0 | 0 | 0
DemandResponse | 0 | 0 | 0 | 0 | 0 | 0
IGCC-CCS | 0 | 0 | 0 | 0 | 0 | 0
WT_off | 0 | 0 | 0 | 0 | 0 | 0
PseudoUnit | 0 | 0 | 0 | 0 | 0 | 0
FixedInterchange | 0 | 0 | 0 | 0 | 0 | 0
Retrofit VOM Costs by Reporting Type: MISO_WUMS
ReportingType | 2015 | 2020 | 2025 | 2030 | 2035 | 2040
BM | 0 | 0 | 0 | 0 | 0 | 0
CC | 0 | 0 | 0 | 0 | 0 | 0
CSP | 0 | 0 | 0 | 0 | 0 | 0
CT | 0 | 0 | 0 | 0 | 0 | 0
Coal | 79.79 | 154.96 | 142.86 | 133.72 | 186.2 | 196.24
Geo | 0 | 0 | 0 | 0 | 0 | 0
H | 0 | 0 | 0 | 0 | 0 | 0
LFG | 0 | 0 | 0 | 0 | 0 | 0
Nuc | 0 | 0 | 0 | 0 | 0 | 0
PS | 0 | 0 | 0 | 0 | 0 | 0
PV | 0 | 0 | 0 | 0 | 0 | 0
PeakG | 0 | 0 | 0 | 0 | 0 | 0
PeakO | 0 | 0 | 0 | 0 | 0 | 0
ST | 0 | 0 | 0 | 0 | 0 | 0
STOG | 0 | 0 | 0 | 0 | 0 | 0
STWD | 0 | 0 | 0 | 0 | 0 | 0
WT | 0 | 0 | 0 | 0 | 0 | 0
IGCC | 0 | 0 | 0 | 0 | 0 | 0
DemandResponse | 0 | 0 | 0 | 0 | 0 | 0
IGCC-CCS | 0 | 0 | 0 | 0 | 0 | 0
WT_off | 0 | 0 | 0 | 0 | 0 | 0
PseudoUnit | 0 | 0 | 0 | 0 | 0 | 0
FixedInterchange | 0 | 0 | 0 | 0 | 0 | 0
Retrofit VOM Costs by Reporting Type: Nebraska
ReportingType | 2015 | 2020 | 2025 | 2030 | 2035 | 2040
BM | 0 | 0 | 0 | 0 | 0 | 0
CC | 0 | 0 | 0 | 0 | 0 | 0
CSP | 0 | 0 | 0 | 0 | 0 | 0
CT | 0 | 0 | 0 | 0 | 0 | 0
Coal | 16.57 | 120.47 | 60.76 | 46.5 | 47.35 | 48.09
Geo | 0 | 0 | 0 | 0 | 0 | 0
H | 0 | 0 | 0 | 0 | 0 | 0
LFG | 0 | 0 | 0 | 0 | 0 | 0
Nuc | 0 | 0 | 0 | 0 | 0 | 0
PS | 0 | 0 | 0 | 0 | 0 | 0
PV | 0 | 0 | 0 | 0 | 0 | 0
PeakG | 0 | 0 | 0 | 0 | 0 | 0
PeakO | 0 | 0 | 0 | 0 | 0 | 0
ST | 0 | 0 | 0 | 0 | 0 | 0
STOG | 0 | 0 | 0 | 0 | 0 | 0
STWD | 0 | 0 | 0 | 0 | 0 | 0
WT | 0 | 0 | 0 | 0 | 0 | 0
IGCC | 0 | 0 | 0 | 0 | 0 | 0
DemandResponse | 0 | 0 | 0 | 0 | 0 | 0
IGCC-CCS | 0 | 0 | 0 | 0 | 0 | 0
WT_off | 0 | 0 | 0 | 0 | 0 | 0
PseudoUnit | 0 | 0 | 0 | 0 | 0 | 0
FixedInterchange | 0 | 0 | 0 | 0 | 0 | 0
Retrofit VOM Costs by Reporting Type: NEISO
ReportingType | 2015 | 2020 | 2025 | 2030 | 2035 | 2040
BM | 0 | 0 | 0 | 0 | 0 | 0
CC | 0 | 0 | 0 | 0 | 0 | 0
CSP | 0 | 0 | 0 | 0 | 0 | 0
CT | 0 | 0 | 0 | 0 | 0 | 0
Coal | 0.16 | 0 | 0 | 0 | 0 | 0
Geo | 0 | 0 | 0 | 0 | 0 | 0
H | 0 | 0 | 0 | 0 | 0 | 0
LFG | 0 | 0 | 0 | 0 | 0 | 0
Nuc | 0 | 0 | 0 | 0 | 0 | 0
PS | 0 | 0 | 0 | 0 | 0 | 0
PV | 0 | 0 | 0 | 0 | 0 | 0
PeakG | 0 | 0 | 0 | 0 | 0 | 0
PeakO | 0 | 0 | 0 | 0 | 0 | 0
ST | 0 | 0 | 0 | 0 | 0 | 0
STOG | 0 | 0 | 0 | 0 | 0 | 0
STWD | 0 | 0 | 0 | 0 | 0 | 0
WT | 0 | 0 | 0 | 0 | 0 | 0
IGCC | 0 | 0 | 0 | 0 | 0 | 0
DemandResponse | 0 | 0 | 0 | 0 | 0 | 0
IGCC-CCS | 0 | 0 | 0 | 0 | 0 | 0
WT_off | 0 | 0 | 0 | 0 | 0 | 0
PseudoUnit | 0 | 0 | 0 | 0 | 0 | 0
FixedInterchange | 0 | 0 | 0 | 0 | 0 | 0
Retrofit VOM Costs by Reporting Type: NonRTO_Midwest
ReportingType | 2015 | 2020 | 2025 | 2030 | 2035 | 2040
BM | 0 | 0 | 0 | 0 | 0 | 0
CC | 0 | 0 | 0 | 0 | 0 | 0
CSP | 0 | 0 | 0 | 0 | 0 | 0
CT | 0 | 0 | 0 | 0 | 0 | 0
Coal | 260.15 | 331.14 | 340.82 | 350.54 | 374.34 | 379.96
Geo | 0 | 0 | 0 | 0 | 0 | 0
H | 0 | 0 | 0 | 0 | 0 | 0
LFG | 0 | 0 | 0 | 0 | 0 | 0
Nuc | 0 | 0 | 0 | 0 | 0 | 0
PS | 0 | 0 | 0 | 0 | 0 | 0
PV | 0 | 0 | 0 | 0 | 0 | 0
PeakG | 0 | 0 | 0 | 0 | 0 | 0
PeakO | 0 | 0 | 0 | 0 | 0 | 0
ST | 0 | 0 | 0 | 0 | 0 | 0
STOG | 0 | 0 | 0 | 0 | 0 | 0
STWD | 0 | 0 | 0 | 0 | 0 | 0
WT | 0 | 0 | 0 | 0 | 0 | 0
IGCC | 0 | 0 | 0 | 0 | 0 | 0
DemandResponse | 0 | 0 | 0 | 0 | 0 | 0
IGCC-CCS | 0 | 0 | 0 | 0 | 0 | 0
WT_off | 0 | 0 | 0 | 0 | 0 | 0
PseudoUnit | 0 | 0 | 0 | 0 | 0 | 0
FixedInterchange | 0 | 0 | 0 | 0 | 0 | 0
Retrofit VOM Costs by Reporting Type: NYISO_A-F
ReportingType | 2015 | 2020 | 2025 | 2030 | 2035 | 2040
BM | 0 | 0 | 0 | 0 | 0 | 0
CC | 0 | 0 | 0 | 0 | 0 | 0
CSP | 0 | 0 | 0 | 0 | 0 | 0
CT | 0 | 0 | 0 | 0 | 0 | 0
Coal | 0 | 0 | 0 | 0 | 0 | 0
Geo | 0 | 0 | 0 | 0 | 0 | 0
H | 0 | 0 | 0 | 0 | 0 | 0
LFG | 0 | 0 | 0 | 0 | 0 | 0
Nuc | 0 | 0 | 0 | 0 | 0 | 0
PS | 0 | 0 | 0 | 0 | 0 | 0
PV | 0 | 0 | 0 | 0 | 0 | 0
PeakG | 0 | 0 | 0 | 0 | 0 | 0
PeakO | 0 | 0 | 0 | 0 | 0 | 0
ST | 0 | 0 | 0 | 0 | 0 | 0
STOG | 0 | 0 | 0 | 0 | 0 | 0
STWD | 0 | 0 | 0 | 0 | 0 | 0
WT | 0 | 0 | 0 | 0 | 0 | 0
IGCC | 0 | 0 | 0 | 0 | 0 | 0
DemandResponse | 0 | 0 | 0 | 0 | 0 | 0
IGCC-CCS | 0 | 0 | 0 | 0 | 0 | 0
WT_off | 0 | 0 | 0 | 0 | 0 | 0
PseudoUnit | 0 | 0 | 0 | 0 | 0 | 0
FixedInterchange | 0 | 0 | 0 | 0 | 0 | 0
Retrofit VOM Costs by Reporting Type: NYISO_G-I
ReportingType | 2015 | 2020 | 2025 | 2030 | 2035 | 2040
BM | 0 | 0 | 0 | 0 | 0 | 0
CC | 0 | 0 | 0 | 0 | 0 | 0
CSP | 0 | 0 | 0 | 0 | 0 | 0
CT | 0 | 0 | 0 | 0 | 0 | 0
Coal | 0 | 0 | 0 | 0 | 0 | 0
Geo | 0 | 0 | 0 | 0 | 0 | 0
H | 0 | 0 | 0 | 0 | 0 | 0
LFG | 0 | 0 | 0 | 0 | 0 | 0
Nuc | 0 | 0 | 0 | 0 | 0 | 0
PS | 0 | 0 | 0 | 0 | 0 | 0
PV | 0 | 0 | 0 | 0 | 0 | 0
PeakG | 0 | 0 | 0 | 0 | 0 | 0
PeakO | 0 | 0 | 0 | 0 | 0 | 0
ST | 0 | 0 | 0 | 0 | 0 | 0
STOG | 0 | 0 | 0 | 0 | 0 | 0
STWD | 0 | 0 | 0 | 0 | 0 | 0
WT | 0 | 0 | 0 | 0 | 0 | 0
IGCC | 0 | 0 | 0 | 0 | 0 | 0
DemandResponse | 0 | 0 | 0 | 0 | 0 | 0
IGCC-CCS | 0 | 0 | 0 | 0 | 0 | 0
WT_off | 0 | 0 | 0 | 0 | 0 | 0
PseudoUnit | 0 | 0 | 0 | 0 | 0 | 0
FixedInterchange | 0 | 0 | 0 | 0 | 0 | 0
Retrofit VOM Costs by Reporting Type: NYISO_J-K
ReportingType | 2015 | 2020 | 2025 | 2030 | 2035 | 2040
BM | 0 | 0 | 0 | 0 | 0 | 0
CC | 0 | 0 | 0 | 0 | 0 | 0
CSP | 0 | 0 | 0 | 0 | 0 | 0
CT | 0 | 0 | 0 | 0 | 0 | 0
Coal | 0 | 0 | 0 | 0 | 0 | 0
Geo | 0 | 0 | 0 | 0 | 0 | 0
H | 0 | 0 | 0 | 0 | 0 | 0
LFG | 0 | 0 | 0 | 0 | 0 | 0
Nuc | 0 | 0 | 0 | 0 | 0 | 0
PS | 0 | 0 | 0 | 0 | 0 | 0
PV | 0 | 0 | 0 | 0 | 0 | 0
PeakG | 0 | 0 | 0 | 0 | 0 | 0
PeakO | 0 | 0 | 0 | 0 | 0 | 0
ST | 0 | 0 | 0 | 0 | 0 | 0
STOG | 0 | 0 | 0 | 0 | 0 | 0
STWD | 0 | 0 | 0 | 0 | 0 | 0
WT | 0 | 0 | 0 | 0 | 0 | 0
IGCC | 0 | 0 | 0 | 0 | 0 | 0
DemandResponse | 0 | 0 | 0 | 0 | 0 | 0
IGCC-CCS | 0 | 0 | 0 | 0 | 0 | 0
WT_off | 0 | 0 | 0 | 0 | 0 | 0
PseudoUnit | 0 | 0 | 0 | 0 | 0 | 0
FixedInterchange | 0 | 0 | 0 | 0 | 0 | 0
Retrofit VOM Costs by Reporting Type: PJM_E
ReportingType | 2015 | 2020 | 2025 | 2030 | 2035 | 2040
BM | 0 | 0 | 0 | 0 | 0 | 0
CC | 0 | 0 | 0 | 0 | 0 | 0
CSP | 0 | 0 | 0 | 0 | 0 | 0
CT | 0 | 0 | 0 | 0 | 0 | 0
Coal | 2.56 | 3.45 | 6.01 | 7.23 | 8.6 | 16.36
Geo | 0 | 0 | 0 | 0 | 0 | 0
H | 0 | 0 | 0 | 0 | 0 | 0
LFG | 0 | 0 | 0 | 0 | 0 | 0
Nuc | 0 | 0 | 0 | 0 | 0 | 0
PS | 0 | 0 | 0 | 0 | 0 | 0
PV | 0 | 0 | 0 | 0 | 0 | 0
PeakG | 0 | 0 | 0 | 0 | 0 | 0
PeakO | 0 | 0 | 0 | 0 | 0 | 0
ST | 0 | 0 | 0 | 0 | 0 | 0
STOG | 0 | 0 | 0 | 0 | 0 | 0
STWD | 0 | 0 | 0 | 0 | 0 | 0
WT | 0 | 0 | 0 | 0 | 0 | 0
IGCC | 0 | 0 | 0 | 0 | 0 | 0
DemandResponse | 0 | 0 | 0 | 0 | 0 | 0
IGCC-CCS | 0 | 0 | 0 | 0 | 0 | 0
WT_off | 0 | 0 | 0 | 0 | 0 | 0
PseudoUnit | 0 | 0 | 0 | 0 | 0 | 0
FixedInterchange | 0 | 0 | 0 | 0 | 0 | 0
Retrofit VOM Costs by Reporting Type: PJM_ROM
ReportingType | 2015 | 2020 | 2025 | 2030 | 2035 | 2040
BM | 0 | 0 | 0 | 0 | 0 | 0
CC | 0 | 0 | 0 | 0 | 0 | 0
CSP | 0 | 0 | 0 | 0 | 0 | 0
CT | 0 | 0 | 0 | 0 | 0 | 0
Coal | 203.06 | 255.47 | 264.93 | 277.63 | 282.84 | 282.84
Geo | 0 | 0 | 0 | 0 | 0 | 0
H | 0 | 0 | 0 | 0 | 0 | 0
LFG | 0 | 0 | 0 | 0 | 0 | 0
Nuc | 0 | 0 | 0 | 0 | 0 | 0
PS | 0 | 0 | 0 | 0 | 0 | 0
PV | 0 | 0 | 0 | 0 | 0 | 0
PeakG | 0 | 0 | 0 | 0 | 0 | 0
PeakO | 0 | 0 | 0 | 0 | 0 | 0
ST | 0 | 0 | 0 | 0 | 0 | 0
STOG | 0 | 0 | 0 | 0 | 0 | 0
STWD | 0 | 0 | 0 | 0 | 0 | 0
WT | 0 | 0 | 0 | 0 | 0 | 0
IGCC | 0 | 0 | 0 | 0 | 0 | 0
DemandResponse | 0 | 0 | 0 | 0 | 0 | 0
IGCC-CCS | 0 | 0 | 0 | 0 | 0 | 0
WT_off | 0 | 0 | 0 | 0 | 0 | 0
PseudoUnit | 0 | 0 | 0 | 0 | 0 | 0
FixedInterchange | 0 | 0 | 0 | 0 | 0 | 0
Retrofit VOM Costs by Reporting Type: PJM_ROR
ReportingType | 2015 | 2020 | 2025 | 2030 | 2035 | 2040
BM | 0 | 0 | 0 | 0 | 0 | 0
CC | 0 | 0 | 0 | 0 | 0 | 0
CSP | 0 | 0 | 0 | 0 | 0 | 0
CT | 0 | 0 | 0 | 0 | 0 | 0
Coal | 988.11 | 1419.31 | 1439.94 | 1470.28 | 1557.69 | 1614.4
Geo | 0 | 0 | 0 | 0 | 0 | 0
H | 0 | 0 | 0 | 0 | 0 | 0
LFG | 0 | 0 | 0 | 0 | 0 | 0
Nuc | 0 | 0 | 0 | 0 | 0 | 0
PS | 0 | 0 | 0 | 0 | 0 | 0
PV | 0 | 0 | 0 | 0 | 0 | 0
PeakG | 0 | 0 | 0 | 0 | 0 | 0
PeakO | 0 | 0 | 0 | 0 | 0 | 0
ST | 0 | 0 | 0 | 0 | 0 | 0
STOG | 0 | 0 | 0 | 0 | 0 | 0
STWD | 0 | 0 | 0 | 0 | 0 | 0
WT | 0 | 0 | 0 | 0 | 0 | 0
IGCC | 0 | 0 | 0 | 0 | 0 | 0
DemandResponse | 0 | 0 | 0 | 0 | 0 | 0
IGCC-CCS | 0 | 0 | 0 | 0 | 0 | 0
WT_off | 0 | 0 | 0 | 0 | 0 | 0
PseudoUnit | 0 | 0 | 0 | 0 | 0 | 0
FixedInterchange | 0 | 0 | 0 | 0 | 0 | 0
Retrofit VOM Costs by Reporting Type: SOCO
ReportingType | 2015 | 2020 | 2025 | 2030 | 2035 | 2040
BM | 0 | 0 | 0 | 0 | 0 | 0
CC | 0 | 0 | 0 | 0 | 0 | 0
CSP | 0 | 0 | 0 | 0 | 0 | 0
CT | 0 | 0 | 0 | 0 | 0 | 0
Coal | 366.52 | 553.16 | 619.85 | 638.91 | 683.64 | 696.56
Geo | 0 | 0 | 0 | 0 | 0 | 0
H | 0 | 0 | 0 | 0 | 0 | 0
LFG | 0 | 0 | 0 | 0 | 0 | 0
Nuc | 0 | 0 | 0 | 0 | 0 | 0
PS | 0 | 0 | 0 | 0 | 0 | 0
PV | 0 | 0 | 0 | 0 | 0 | 0
PeakG | 0 | 0 | 0 | 0 | 0 | 0
PeakO | 0 | 0 | 0 | 0 | 0 | 0
ST | 0 | 0 | 0 | 0 | 0 | 0
STOG | 0 | 0 | 0 | 0 | 0 | 0
STWD | 0 | 0 | 0 | 0 | 0 | 0
WT | 0 | 0 | 0 | 0 | 0 | 0
IGCC | 0 | 0 | 0 | 0 | 0 | 0
DemandResponse | 0 | 0 | 0 | 0 | 0 | 0
IGCC-CCS | 0 | 0 | 0 | 0 | 0 | 0
WT_off | 0 | 0 | 0 | 0 | 0 | 0
PseudoUnit | 0 | 0 | 0 | 0 | 0 | 0
FixedInterchange | 0 | 0 | 0 | 0 | 0 | 0
Retrofit VOM Costs by Reporting Type: SPP_N
ReportingType | 2015 | 2020 | 2025 | 2030 | 2035 | 2040
BM | 0 | 0 | 0 | 0 | 0 | 0
CC | 0 | 0 | 0 | 0 | 0 | 0
CSP | 0 | 0 | 0 | 0 | 0 | 0
CT | 0 | 0 | 0 | 0 | 0 | 0
Coal | 173.17 | 264.49 | 240.83 | 130.05 | 140.55 | 146.95
Geo | 0 | 0 | 0 | 0 | 0 | 0
H | 0 | 0 | 0 | 0 | 0 | 0
LFG | 0 | 0 | 0 | 0 | 0 | 0
Nuc | 0 | 0 | 0 | 0 | 0 | 0
PS | 0 | 0 | 0 | 0 | 0 | 0
PV | 0 | 0 | 0 | 0 | 0 | 0
PeakG | 0 | 0 | 0 | 0 | 0 | 0
PeakO | 0 | 0 | 0 | 0 | 0 | 0
ST | 0 | 0 | 0 | 0 | 0 | 0
STOG | 0 | 0 | 0 | 0 | 0 | 0
STWD | 0 | 0 | 0 | 0 | 0 | 0
WT | 0 | 0 | 0 | 0 | 0 | 0
IGCC | 0 | 0 | 0 | 0 | 0 | 0
DemandResponse | 0 | 0 | 0 | 0 | 0 | 0
IGCC-CCS | 0 | 0 | 0 | 0 | 0 | 0
WT_off | 0 | 0 | 0 | 0 | 0 | 0
PseudoUnit | 0 | 0 | 0 | 0 | 0 | 0
FixedInterchange | 0 | 0 | 0 | 0 | 0 | 0
Retrofit VOM Costs by Reporting Type: SPP_S
ReportingType | 2015 | 2020 | 2025 | 2030 | 2035 | 2040
BM | 0 | 0 | 0 | 0 | 0 | 0
CC | 0 | 0 | 0 | 0 | 0 | 0
CSP | 0 | 0 | 0 | 0 | 0 | 0
CT | 0 | 0 | 0 | 0 | 0 | 0
Coal | 96.72 | 557.66 | 234.32 | 119.54 | 185.44 | 201.4
Geo | 0 | 0 | 0 | 0 | 0 | 0
H | 0 | 0 | 0 | 0 | 0 | 0
LFG | 0 | 0 | 0 | 0 | 0 | 0
Nuc | 0 | 0 | 0 | 0 | 0 | 0
PS | 0 | 0 | 0 | 0 | 0 | 0
PV | 0 | 0 | 0 | 0 | 0 | 0
PeakG | 0 | 0 | 0 | 0 | 0 | 0
PeakO | 0 | 0 | 0 | 0 | 0 | 0
ST | 0 | 0 | 0 | 0 | 0 | 0
STOG | 0 | 0 | 0 | 0 | 0 | 0
STWD | 0 | 0 | 0 | 0 | 0 | 0
WT | 0 | 0 | 0 | 0 | 0 | 0
IGCC | 0 | 0 | 0 | 0 | 0 | 0
DemandResponse | 0 | 0 | 0 | 0 | 0 | 0
IGCC-CCS | 0 | 0 | 0 | 0 | 0 | 0
WT_off | 0 | 0 | 0 | 0 | 0 | 0
PseudoUnit | 0 | 0 | 0 | 0 | 0 | 0
FixedInterchange | 0 | 0 | 0 | 0 | 0 | 0
Retrofit VOM Costs by Reporting Type: TVA
ReportingType | 2015 | 2020 | 2025 | 2030 | 2035 | 2040
BM | 0 | 0 | 0 | 0 | 0 | 0
CC | 0 | 0 | 0 | 0 | 0 | 0
CSP | 0 | 0 | 0 | 0 | 0 | 0
CT | 0 | 0 | 0 | 0 | 0 | 0
Coal | 244.32 | 467.64 | 480.51 | 480.51 | 492.99 | 492.99
Geo | 0 | 0 | 0 | 0 | 0 | 0
H | 0 | 0 | 0 | 0 | 0 | 0
LFG | 0 | 0 | 0 | 0 | 0 | 0
Nuc | 0 | 0 | 0 | 0 | 0 | 0
PS | 0 | 0 | 0 | 0 | 0 | 0
PV | 0 | 0 | 0 | 0 | 0 | 0
PeakG | 0 | 0 | 0 | 0 | 0 | 0
PeakO | 0 | 0 | 0 | 0 | 0 | 0
ST | 0 | 0 | 0 | 0 | 0 | 0
STOG | 0 | 0 | 0 | 0 | 0 | 0
STWD | 0 | 0 | 0 | 0 | 0 | 0
WT | 0 | 0 | 0 | 0 | 0 | 0
IGCC | 0 | 0 | 0 | 0 | 0 | 0
DemandResponse | 0 | 0 | 0 | 0 | 0 | 0
IGCC-CCS | 0 | 0 | 0 | 0 | 0 | 0
WT_off | 0 | 0 | 0 | 0 | 0 | 0
PseudoUnit | 0 | 0 | 0 | 0 | 0 | 0
FixedInterchange | 0 | 0 | 0 | 0 | 0 | 0
Retrofit VOM Costs by Reporting Type: TVA_Transmission
ReportingType | 2015 | 2020 | 2025 | 2030 | 2035 | 2040
BM | 0 | 0 | 0 | 0 | 0 | 0
CC | 0 | 0 | 0 | 0 | 0 | 0
CSP | 0 | 0 | 0 | 0 | 0 | 0
CT | 0 | 0 | 0 | 0 | 0 | 0
Coal | 0 | 0 | 0 | 0 | 0 | 0
Geo | 0 | 0 | 0 | 0 | 0 | 0
H | 0 | 0 | 0 | 0 | 0 | 0
LFG | 0 | 0 | 0 | 0 | 0 | 0
Nuc | 0 | 0 | 0 | 0 | 0 | 0
PS | 0 | 0 | 0 | 0 | 0 | 0
PV | 0 | 0 | 0 | 0 | 0 | 0
PeakG | 0 | 0 | 0 | 0 | 0 | 0
PeakO | 0 | 0 | 0 | 0 | 0 | 0
ST | 0 | 0 | 0 | 0 | 0 | 0
STOG | 0 | 0 | 0 | 0 | 0 | 0
STWD | 0 | 0 | 0 | 0 | 0 | 0
WT | 0 | 0 | 0 | 0 | 0 | 0
IGCC | 0 | 0 | 0 | 0 | 0 | 0
DemandResponse | 0 | 0 | 0 | 0 | 0 | 0
IGCC-CCS | 0 | 0 | 0 | 0 | 0 | 0
WT_off | 0 | 0 | 0 | 0 | 0 | 0
PseudoUnit | 0 | 0 | 0 | 0 | 0 | 0
FixedInterchange | 0 | 0 | 0 | 0 | 0 | 0
Retrofit VOM Costs by Reporting Type: VACAR
ReportingType | 2015 | 2020 | 2025 | 2030 | 2035 | 2040
BM | 0 | 0 | 0 | 0 | 0 | 0
CC | 0 | 0 | 0 | 0 | 0 | 0
CSP | 0 | 0 | 0 | 0 | 0 | 0
CT | 0 | 0 | 0 | 0 | 0 | 0
Coal | 276.8 | 318.11 | 380.43 | 405.85 | 463.97 | 489.21
Geo | 0 | 0 | 0 | 0 | 0 | 0
H | 0 | 0 | 0 | 0 | 0 | 0
LFG | 0 | 0 | 0 | 0 | 0 | 0
Nuc | 0 | 0 | 0 | 0 | 0 | 0
PS | 0 | 0 | 0 | 0 | 0 | 0
PV | 0 | 0 | 0 | 0 | 0 | 0
PeakG | 0 | 0 | 0 | 0 | 0 | 0
PeakO | 0 | 0 | 0 | 0 | 0 | 0
ST | 0 | 0 | 0 | 0 | 0 | 0
STOG | 0 | 0 | 0 | 0 | 0 | 0
STWD | 0 | 0 | 0 | 0 | 0 | 0
WT | 0 | 0 | 0 | 0 | 0 | 0
IGCC | 0 | 0 | 0 | 0 | 0 | 0
DemandResponse | 0 | 0 | 0 | 0 | 0 | 0
IGCC-CCS | 0 | 0 | 0 | 0 | 0 | 0
WT_off | 0 | 0 | 0 | 0 | 0 | 0
PseudoUnit | 0 | 0 | 0 | 0 | 0 | 0
FixedInterchange | 0 | 0 | 0 | 0 | 0 | 0
Retrofit VOM Costs by Reporting Type: IESO
ReportingType | 2015 | 2020 | 2025 | 2030 | 2035 | 2040
BM | 0 | 0 | 0 | 0 | 0 | 0
CC | 0 | 0 | 0 | 0 | 0 | 0
CSP | 0 | 0 | 0 | 0 | 0 | 0
CT | 0 | 0 | 0 | 0 | 0 | 0
Coal | 0 | 0 | 0 | 0 | 0 | 0
Geo | 0 | 0 | 0 | 0 | 0 | 0
H | 0 | 0 | 0 | 0 | 0 | 0
LFG | 0 | 0 | 0 | 0 | 0 | 0
Nuc | 0 | 0 | 0 | 0 | 0 | 0
PS | 0 | 0 | 0 | 0 | 0 | 0
PV | 0 | 0 | 0 | 0 | 0 | 0
PeakG | 0 | 0 | 0 | 0 | 0 | 0
PeakO | 0 | 0 | 0 | 0 | 0 | 0
ST | 0 | 0 | 0 | 0 | 0 | 0
STOG | 0 | 0 | 0 | 0 | 0 | 0
STWD | 0 | 0 | 0 | 0 | 0 | 0
WT | 0 | 0 | 0 | 0 | 0 | 0
IGCC | 0 | 0 | 0 | 0 | 0 | 0
DemandResponse | 0 | 0 | 0 | 0 | 0 | 0
IGCC-CCS | 0 | 0 | 0 | 0 | 0 | 0
WT_off | 0 | 0 | 0 | 0 | 0 | 0
PseudoUnit | 0 | 0 | 0 | 0 | 0 | 0
FixedInterchange | 0 | 0 | 0 | 0 | 0 | 0
Retrofit VOM Costs by Reporting Type: MAPP_CA
ReportingType | 2015 | 2020 | 2025 | 2030 | 2035 | 2040
BM | 0 | 0 | 0 | 0 | 0 | 0
CC | 0 | 0 | 0 | 0 | 0 | 0
CSP | 0 | 0 | 0 | 0 | 0 | 0
CT | 0 | 0 | 0 | 0 | 0 | 0
Coal | 0 | 0 | 0 | 0 | 0 | 0
Geo | 0 | 0 | 0 | 0 | 0 | 0
H | 0 | 0 | 0 | 0 | 0 | 0
LFG | 0 | 0 | 0 | 0 | 0 | 0
Nuc | 0 | 0 | 0 | 0 | 0 | 0
PS | 0 | 0 | 0 | 0 | 0 | 0
PV | 0 | 0 | 0 | 0 | 0 | 0
PeakG | 0 | 0 | 0 | 0 | 0 | 0
PeakO | 0 | 0 | 0 | 0 | 0 | 0
ST | 0 | 0 | 0 | 0 | 0 | 0
STOG | 0 | 0 | 0 | 0 | 0 | 0
STWD | 0 | 0 | 0 | 0 | 0 | 0
WT | 0 | 0 | 0 | 0 | 0 | 0
IGCC | 0 | 0 | 0 | 0 | 0 | 0
DemandResponse | 0 | 0 | 0 | 0 | 0 | 0
IGCC-CCS | 0 | 0 | 0 | 0 | 0 | 0
WT_off | 0 | 0 | 0 | 0 | 0 | 0
PseudoUnit | 0 | 0 | 0 | 0 | 0 | 0
FixedInterchange | 0 | 0 | 0 | 0 | 0 | 0
Retrofit VOM Costs by Reporting Type: AZ_NM_SNV_Coal
ReportingType | 2015 | 2020 | 2025 | 2030 | 2035 | 2040
BM | 0 | 0 | 0 | 0 | 0 | 0
CC | 0 | 0 | 0 | 0 | 0 | 0
CSP | 0 | 0 | 0 | 0 | 0 | 0
CT | 0 | 0 | 0 | 0 | 0 | 0
Coal | 350.81 | 404.7 | 404.7 | 404.7 | 404.7 | 404.7
Geo | 0 | 0 | 0 | 0 | 0 | 0
H | 0 | 0 | 0 | 0 | 0 | 0
LFG | 0 | 0 | 0 | 0 | 0 | 0
Nuc | 0 | 0 | 0 | 0 | 0 | 0
PS | 0 | 0 | 0 | 0 | 0 | 0
PV | 0 | 0 | 0 | 0 | 0 | 0
PeakG | 0 | 0 | 0 | 0 | 0 | 0
PeakO | 0 | 0 | 0 | 0 | 0 | 0
ST | 0 | 0 | 0 | 0 | 0 | 0
STOG | 0 | 0 | 0 | 0 | 0 | 0
STWD | 0 | 0 | 0 | 0 | 0 | 0
WT | 0 | 0 | 0 | 0 | 0 | 0
IGCC | 0 | 0 | 0 | 0 | 0 | 0
DemandResponse | 0 | 0 | 0 | 0 | 0 | 0
IGCC-CCS | 0 | 0 | 0 | 0 | 0 | 0
WT_off | 0 | 0 | 0 | 0 | 0 | 0
PseudoUnit | 0 | 0 | 0 | 0 | 0 | 0
FixedInterchange | 0 | 0 | 0 | 0 | 0 | 0
Retrofit VOM Costs by Reporting Type: AZ_NM_SNV_Gas
ReportingType | 2015 | 2020 | 2025 | 2030 | 2035 | 2040
BM | 0 | 0 | 0 | 0 | 0 | 0
CC | 0 | 0 | 0 | 0 | 0 | 0
CSP | 0 | 0 | 0 | 0 | 0 | 0
CT | 0 | 0 | 0 | 0 | 0 | 0
Coal | 0 | 0 | 0 | 0 | 0 | 0
Geo | 0 | 0 | 0 | 0 | 0 | 0
H | 0 | 0 | 0 | 0 | 0 | 0
LFG | 0 | 0 | 0 | 0 | 0 | 0
Nuc | 0 | 0 | 0 | 0 | 0 | 0
PS | 0 | 0 | 0 | 0 | 0 | 0
PV | 0 | 0 | 0 | 0 | 0 | 0
PeakG | 0 | 0 | 0 | 0 | 0 | 0
PeakO | 0 | 0 | 0 | 0 | 0 | 0
ST | 0 | 0 | 0 | 0 | 0 | 0
STOG | 0 | 0 | 0 | 0 | 0 | 0
STWD | 0 | 0 | 0 | 0 | 0 | 0
WT | 0 | 0 | 0 | 0 | 0 | 0
IGCC | 0 | 0 | 0 | 0 | 0 | 0
DemandResponse | 0 | 0 | 0 | 0 | 0 | 0
IGCC-CCS | 0 | 0 | 0 | 0 | 0 | 0
WT_off | 0 | 0 | 0 | 0 | 0 | 0
PseudoUnit | 0 | 0 | 0 | 0 | 0 | 0
FixedInterchange | 0 | 0 | 0 | 0 | 0 | 0
Retrofit VOM Costs by Reporting Type: AZ_NM_SNV_NucRenew
ReportingType | 2015 | 2020 | 2025 | 2030 | 2035 | 2040
BM | 0 | 0 | 0 | 0 | 0 | 0
CC | 0 | 0 | 0 | 0 | 0 | 0
CSP | 0 | 0 | 0 | 0 | 0 | 0
CT | 0 | 0 | 0 | 0 | 0 | 0
Coal | 0 | 0 | 0 | 0 | 0 | 0
Geo | 0 | 0 | 0 | 0 | 0 | 0
H | 0 | 0 | 0 | 0 | 0 | 0
LFG | 0 | 0 | 0 | 0 | 0 | 0
Nuc | 0 | 0 | 0 | 0 | 0 | 0
PS | 0 | 0 | 0 | 0 | 0 | 0
PV | 0 | 0 | 0 | 0 | 0 | 0
PeakG | 0 | 0 | 0 | 0 | 0 | 0
PeakO | 0 | 0 | 0 | 0 | 0 | 0
ST | 0 | 0 | 0 | 0 | 0 | 0
STOG | 0 | 0 | 0 | 0 | 0 | 0
STWD | 0 | 0 | 0 | 0 | 0 | 0
WT | 0 | 0 | 0 | 0 | 0 | 0
IGCC | 0 | 0 | 0 | 0 | 0 | 0
DemandResponse | 0 | 0 | 0 | 0 | 0 | 0
IGCC-CCS | 0 | 0 | 0 | 0 | 0 | 0
WT_off | 0 | 0 | 0 | 0 | 0 | 0
PseudoUnit | 0 | 0 | 0 | 0 | 0 | 0
FixedInterchange | 0 | 0 | 0 | 0 | 0 | 0
Retrofit VOM Costs by Reporting Type: ERCOT
ReportingType | 2015 | 2020 | 2025 | 2030 | 2035 | 2040
BM | 0 | 0 | 0 | 0 | 0 | 0
CC | 0 | 0 | 0 | 0 | 0 | 0
CSP | 0 | 0 | 0 | 0 | 0 | 0
CT | 0 | 0 | 0 | 0 | 0 | 0
Coal | 321.57 | 542.33 | 581.23 | 588.79 | 639.14 | 639.14
Geo | 0 | 0 | 0 | 0 | 0 | 0
H | 0 | 0 | 0 | 0 | 0 | 0
LFG | 0 | 0 | 0 | 0 | 0 | 0
Nuc | 0 | 0 | 0 | 0 | 0 | 0
PS | 0 | 0 | 0 | 0 | 0 | 0
PV | 0 | 0 | 0 | 0 | 0 | 0
PeakG | 0 | 0 | 0 | 0 | 0 | 0
PeakO | 0 | 0 | 0 | 0 | 0 | 0
ST | 0 | 0 | 0 | 0 | 0 | 0
STOG | 0 | 0 | 0 | 0 | 0 | 0
STWD | 0 | 0 | 0 | 0 | 0 | 0
WT | 0 | 0 | 0 | 0 | 0 | 0
IGCC | 0 | 0 | 0 | 0 | 0 | 0
DemandResponse | 0 | 0 | 0 | 0 | 0 | 0
IGCC-CCS | 0 | 0 | 0 | 0 | 0 | 0
WT_off | 0 | 0 | 0 | 0 | 0 | 0
PseudoUnit | 0 | 0 | 0 | 0 | 0 | 0
FixedInterchange | 0 | 0 | 0 | 0 | 0 | 0
Retrofit VOM Costs by Reporting Type: NP15
ReportingType | 2015 | 2020 | 2025 | 2030 | 2035 | 2040
BM | 0 | 0 | 0 | 0 | 0 | 0
CC | 0 | 0 | 0 | 0 | 0 | 0
CSP | 0 | 0 | 0 | 0 | 0 | 0
CT | 0 | 0 | 0 | 0 | 0 | 0
Coal | 1.46 | 0 | 0 | 0 | 0 | 0
Geo | 0 | 0 | 0 | 0 | 0 | 0
H | 0 | 0 | 0 | 0 | 0 | 0
LFG | 0 | 0 | 0 | 0 | 0 | 0
Nuc | 0 | 0 | 0 | 0 | 0 | 0
PS | 0 | 0 | 0 | 0 | 0 | 0
PV | 0 | 0 | 0 | 0 | 0 | 0
PeakG | 0 | 0 | 0 | 0 | 0 | 0
PeakO | 0 | 0 | 0 | 0 | 0 | 0
ST | 0 | 0 | 0 | 0 | 0 | 0
STOG | 0 | 0 | 0 | 0 | 0 | 0
STWD | 0 | 0 | 0 | 0 | 0 | 0
WT | 0 | 0 | 0 | 0 | 0 | 0
IGCC | 0 | 0 | 0 | 0 | 0 | 0
DemandResponse | 0 | 0 | 0 | 0 | 0 | 0
IGCC-CCS | 0 | 0 | 0 | 0 | 0 | 0
WT_off | 0 | 0 | 0 | 0 | 0 | 0
PseudoUnit | 0 | 0 | 0 | 0 | 0 | 0
FixedInterchange | 0 | 0 | 0 | 0 | 0 | 0
Retrofit VOM Costs by Reporting Type: NWPP_Coal
ReportingType | 2015 | 2020 | 2025 | 2030 | 2035 | 2040
BM | 0 | 0 | 0 | 0 | 0 | 0
CC | 0 | 0 | 0 | 0 | 0 | 0
CSP | 0 | 0 | 0 | 0 | 0 | 0
CT | 0 | 0 | 0 | 0 | 0 | 0
Coal | 536.72 | 693.69 | 693.69 | 693.69 | 693.69 | 693.69
Geo | 0 | 0 | 0 | 0 | 0 | 0
H | 0 | 0 | 0 | 0 | 0 | 0
LFG | 0 | 0 | 0 | 0 | 0 | 0
Nuc | 0 | 0 | 0 | 0 | 0 | 0
PS | 0 | 0 | 0 | 0 | 0 | 0
PV | 0 | 0 | 0 | 0 | 0 | 0
PeakG | 0 | 0 | 0 | 0 | 0 | 0
PeakO | 0 | 0 | 0 | 0 | 0 | 0
ST | 0 | 0 | 0 | 0 | 0 | 0
STOG | 0 | 0 | 0 | 0 | 0 | 0
STWD | 0 | 0 | 0 | 0 | 0 | 0
WT | 0 | 0 | 0 | 0 | 0 | 0
IGCC | 0 | 0 | 0 | 0 | 0 | 0
DemandResponse | 0 | 0 | 0 | 0 | 0 | 0
IGCC-CCS | 0 | 0 | 0 | 0 | 0 | 0
WT_off | 0 | 0 | 0 | 0 | 0 | 0
PseudoUnit | 0 | 0 | 0 | 0 | 0 | 0
FixedInterchange | 0 | 0 | 0 | 0 | 0 | 0
Retrofit VOM Costs by Reporting Type: NWPP_Gas
ReportingType | 2015 | 2020 | 2025 | 2030 | 2035 | 2040
BM | 0 | 0 | 0 | 0 | 0 | 0
CC | 0 | 0 | 0 | 0 | 0 | 0
CSP | 0 | 0 | 0 | 0 | 0 | 0
CT | 0 | 0 | 0 | 0 | 0 | 0
Coal | 0 | 0 | 0 | 0 | 0 | 0
Geo | 0 | 0 | 0 | 0 | 0 | 0
H | 0 | 0 | 0 | 0 | 0 | 0
LFG | 0 | 0 | 0 | 0 | 0 | 0
Nuc | 0 | 0 | 0 | 0 | 0 | 0
PS | 0 | 0 | 0 | 0 | 0 | 0
PV | 0 | 0 | 0 | 0 | 0 | 0
PeakG | 0 | 0 | 0 | 0 | 0 | 0
PeakO | 0 | 0 | 0 | 0 | 0 | 0
ST | 0 | 0 | 0 | 0 | 0 | 0
STOG | 0 | 0 | 0 | 0 | 0 | 0
STWD | 0 | 0 | 0 | 0 | 0 | 0
WT | 0 | 0 | 0 | 0 | 0 | 0
IGCC | 0 | 0 | 0 | 0 | 0 | 0
DemandResponse | 0 | 0 | 0 | 0 | 0 | 0
IGCC-CCS | 0 | 0 | 0 | 0 | 0 | 0
WT_off | 0 | 0 | 0 | 0 | 0 | 0
PseudoUnit | 0 | 0 | 0 | 0 | 0 | 0
FixedInterchange | 0 | 0 | 0 | 0 | 0 | 0
Retrofit VOM Costs by Reporting Type: NWPP_NucRenew
ReportingType | 2015 | 2020 | 2025 | 2030 | 2035 | 2040
BM | 0 | 0 | 0 | 0 | 0 | 0
CC | 0 | 0 | 0 | 0 | 0 | 0
CSP | 0 | 0 | 0 | 0 | 0 | 0
CT | 0 | 0 | 0 | 0 | 0 | 0
Coal | 0 | 0 | 0 | 0 | 0 | 0
Geo | 0 | 0 | 0 | 0 | 0 | 0
H | 0 | 0 | 0 | 0 | 0 | 0
LFG | 0 | 0 | 0 | 0 | 0 | 0
Nuc | 0 | 0 | 0 | 0 | 0 | 0
PS | 0 | 0 | 0 | 0 | 0 | 0
PV | 0 | 0 | 0 | 0 | 0 | 0
PeakG | 0 | 0 | 0 | 0 | 0 | 0
PeakO | 0 | 0 | 0 | 0 | 0 | 0
ST | 0 | 0 | 0 | 0 | 0 | 0
STOG | 0 | 0 | 0 | 0 | 0 | 0
STWD | 0 | 0 | 0 | 0 | 0 | 0
WT | 0 | 0 | 0 | 0 | 0 | 0
IGCC | 0 | 0 | 0 | 0 | 0 | 0
DemandResponse | 0 | 0 | 0 | 0 | 0 | 0
IGCC-CCS | 0 | 0 | 0 | 0 | 0 | 0
WT_off | 0 | 0 | 0 | 0 | 0 | 0
PseudoUnit | 0 | 0 | 0 | 0 | 0 | 0
FixedInterchange | 0 | 0 | 0 | 0 | 0 | 0
Retrofit VOM Costs by Reporting Type: RMPA
ReportingType | 2015 | 2020 | 2025 | 2030 | 2035 | 2040
BM | 0 | 0 | 0 | 0 | 0 | 0
CC | 0 | 0 | 0 | 0 | 0 | 0
CSP | 0 | 0 | 0 | 0 | 0 | 0
CT | 0 | 0 | 0 | 0 | 0 | 0
Coal | 259.51 | 340.11 | 319.5 | 317.4 | 310.97 | 296.7
Geo | 0 | 0 | 0 | 0 | 0 | 0
H | 0 | 0 | 0 | 0 | 0 | 0
LFG | 0 | 0 | 0 | 0 | 0 | 0
Nuc | 0 | 0 | 0 | 0 | 0 | 0
PS | 0 | 0 | 0 | 0 | 0 | 0
PV | 0 | 0 | 0 | 0 | 0 | 0
PeakG | 0 | 0 | 0 | 0 | 0 | 0
PeakO | 0 | 0 | 0 | 0 | 0 | 0
ST | 0 | 0 | 0 | 0 | 0 | 0
STOG | 0 | 0 | 0 | 0 | 0 | 0
STWD | 0 | 0 | 0 | 0 | 0 | 0
WT | 0 | 0 | 0 | 0 | 0 | 0
IGCC | 0 | 0 | 0 | 0 | 0 | 0
DemandResponse | 0 | 0 | 0 | 0 | 0 | 0
IGCC-CCS | 0 | 0 | 0 | 0 | 0 | 0
WT_off | 0 | 0 | 0 | 0 | 0 | 0
PseudoUnit | 0 | 0 | 0 | 0 | 0 | 0
FixedInterchange | 0 | 0 | 0 | 0 | 0 | 0
Retrofit VOM Costs by Reporting Type: SP15
ReportingType | 2015 | 2020 | 2025 | 2030 | 2035 | 2040
BM | 0 | 0 | 0 | 0 | 0 | 0
CC | 0 | 0 | 0 | 0 | 0 | 0
CSP | 0 | 0 | 0 | 0 | 0 | 0
CT | 0 | 0 | 0 | 0 | 0 | 0
Coal | 5.19 | 5.66 | 5.66 | 3.48 | 1.23 | 0.5
Geo | 0 | 0 | 0 | 0 | 0 | 0
H | 0 | 0 | 0 | 0 | 0 | 0
LFG | 0 | 0 | 0 | 0 | 0 | 0
Nuc | 0 | 0 | 0 | 0 | 0 | 0
PS | 0 | 0 | 0 | 0 | 0 | 0
PV | 0 | 0 | 0 | 0 | 0 | 0
PeakG | 0 | 0 | 0 | 0 | 0 | 0
PeakO | 0 | 0 | 0 | 0 | 0 | 0
ST | 0 | 0 | 0 | 0 | 0 | 0
STOG | 0 | 0 | 0 | 0 | 0 | 0
STWD | 0 | 0 | 0 | 0 | 0 | 0
WT | 0 | 0 | 0 | 0 | 0 | 0
IGCC | 0 | 0 | 0 | 0 | 0 | 0
DemandResponse | 0 | 0 | 0 | 0 | 0 | 0
IGCC-CCS | 0 | 0 | 0 | 0 | 0 | 0
WT_off | 0 | 0 | 0 | 0 | 0 | 0
PseudoUnit | 0 | 0 | 0 | 0 | 0 | 0
FixedInterchange | 0 | 0 | 0 | 0 | 0 | 0
Retrofit VOM Costs by Reporting Type: ALB
ReportingType | 2015 | 2020 | 2025 | 2030 | 2035 | 2040
BM | 0 | 0 | 0 | 0 | 0 | 0
CC | 0 | 0 | 0 | 0 | 0 | 0
CSP | 0 | 0 | 0 | 0 | 0 | 0
CT | 0 | 0 | 0 | 0 | 0 | 0
Coal | 21.2 | 21.2 | 21.2 | 21.2 | 21.2 | 21.2
Geo | 0 | 0 | 0 | 0 | 0 | 0
H | 0 | 0 | 0 | 0 | 0 | 0
LFG | 0 | 0 | 0 | 0 | 0 | 0
Nuc | 0 | 0 | 0 | 0 | 0 | 0
PS | 0 | 0 | 0 | 0 | 0 | 0
PV | 0 | 0 | 0 | 0 | 0 | 0
PeakG | 0 | 0 | 0 | 0 | 0 | 0
PeakO | 0 | 0 | 0 | 0 | 0 | 0
ST | 0 | 0 | 0 | 0 | 0 | 0
STOG | 0 | 0 | 0 | 0 | 0 | 0
STWD | 0 | 0 | 0 | 0 | 0 | 0
WT | 0 | 0 | 0 | 0 | 0 | 0
IGCC | 0 | 0 | 0 | 0 | 0 | 0
DemandResponse | 0 | 0 | 0 | 0 | 0 | 0
IGCC-CCS | 0 | 0 | 0 | 0 | 0 | 0
WT_off | 0 | 0 | 0 | 0 | 0 | 0
PseudoUnit | 0 | 0 | 0 | 0 | 0 | 0
FixedInterchange | 0 | 0 | 0 | 0 | 0 | 0
Retrofit VOM Costs by Reporting Type: BC
ReportingType | 2015 | 2020 | 2025 | 2030 | 2035 | 2040
BM | 0 | 0 | 0 | 0 | 0 | 0
CC | 0 | 0 | 0 | 0 | 0 | 0
CSP | 0 | 0 | 0 | 0 | 0 | 0
CT | 0 | 0 | 0 | 0 | 0 | 0
Coal | 0 | 0 | 0 | 0 | 0 | 0
Geo | 0 | 0 | 0 | 0 | 0 | 0
H | 0 | 0 | 0 | 0 | 0 | 0
LFG | 0 | 0 | 0 | 0 | 0 | 0
Nuc | 0 | 0 | 0 | 0 | 0 | 0
PS | 0 | 0 | 0 | 0 | 0 | 0
PV | 0 | 0 | 0 | 0 | 0 | 0
PeakG | 0 | 0 | 0 | 0 | 0 | 0
PeakO | 0 | 0 | 0 | 0 | 0 | 0
ST | 0 | 0 | 0 | 0 | 0 | 0
STOG | 0 | 0 | 0 | 0 | 0 | 0
STWD | 0 | 0 | 0 | 0 | 0 | 0
WT | 0 | 0 | 0 | 0 | 0 | 0
IGCC | 0 | 0 | 0 | 0 | 0 | 0
DemandResponse | 0 | 0 | 0 | 0 | 0 | 0
IGCC-CCS | 0 | 0 | 0 | 0 | 0 | 0
WT_off | 0 | 0 | 0 | 0 | 0 | 0
PseudoUnit | 0 | 0 | 0 | 0 | 0 | 0
FixedInterchange | 0 | 0 | 0 | 0 | 0 | 0
Retrofit VOM Costs by Reporting Type: HQ_IESO
ReportingType | 2015 | 2020 | 2025 | 2030 | 2035 | 2040
BM | 0 | 0 | 0 | 0 | 0 | 0
CC | 0 | 0 | 0 | 0 | 0 | 0
CSP | 0 | 0 | 0 | 0 | 0 | 0
CT | 0 | 0 | 0 | 0 | 0 | 0
Coal | 0 | 0 | 0 | 0 | 0 | 0
Geo | 0 | 0 | 0 | 0 | 0 | 0
H | 0 | 0 | 0 | 0 | 0 | 0
LFG | 0 | 0 | 0 | 0 | 0 | 0
Nuc | 0 | 0 | 0 | 0 | 0 | 0
PS | 0 | 0 | 0 | 0 | 0 | 0
PV | 0 | 0 | 0 | 0 | 0 | 0
PeakG | 0 | 0 | 0 | 0 | 0 | 0
PeakO | 0 | 0 | 0 | 0 | 0 | 0
ST | 0 | 0 | 0 | 0 | 0 | 0
STOG | 0 | 0 | 0 | 0 | 0 | 0
STWD | 0 | 0 | 0 | 0 | 0 | 0
WT | 0 | 0 | 0 | 0 | 0 | 0
IGCC | 0 | 0 | 0 | 0 | 0 | 0
DemandResponse | 0 | 0 | 0 | 0 | 0 | 0
IGCC-CCS | 0 | 0 | 0 | 0 | 0 | 0
WT_off | 0 | 0 | 0 | 0 | 0 | 0
PseudoUnit | 0 | 0 | 0 | 0 | 0 | 0
FixedInterchange | 0 | 0 | 0 | 0 | 0 | 0
Retrofit VOM Costs by Reporting Type: HQ_NEISO
ReportingType | 2015 | 2020 | 2025 | 2030 | 2035 | 2040
BM | 0 | 0 | 0 | 0 | 0 | 0
CC | 0 | 0 | 0 | 0 | 0 | 0
CSP | 0 | 0 | 0 | 0 | 0 | 0
CT | 0 | 0 | 0 | 0 | 0 | 0
Coal | 0 | 0 | 0 | 0 | 0 | 0
Geo | 0 | 0 | 0 | 0 | 0 | 0
H | 0 | 0 | 0 | 0 | 0 | 0
LFG | 0 | 0 | 0 | 0 | 0 | 0
Nuc | 0 | 0 | 0 | 0 | 0 | 0
PS | 0 | 0 | 0 | 0 | 0 | 0
PV | 0 | 0 | 0 | 0 | 0 | 0
PeakG | 0 | 0 | 0 | 0 | 0 | 0
PeakO | 0 | 0 | 0 | 0 | 0 | 0
ST | 0 | 0 | 0 | 0 | 0 | 0
STOG | 0 | 0 | 0 | 0 | 0 | 0
STWD | 0 | 0 | 0 | 0 | 0 | 0
WT | 0 | 0 | 0 | 0 | 0 | 0
IGCC | 0 | 0 | 0 | 0 | 0 | 0
DemandResponse | 0 | 0 | 0 | 0 | 0 | 0
IGCC-CCS | 0 | 0 | 0 | 0 | 0 | 0
WT_off | 0 | 0 | 0 | 0 | 0 | 0
PseudoUnit | 0 | 0 | 0 | 0 | 0 | 0
FixedInterchange | 0 | 0 | 0 | 0 | 0 | 0
Retrofit VOM Costs by Reporting Type: HQ_NY
ReportingType | 2015 | 2020 | 2025 | 2030 | 2035 | 2040
BM | 0 | 0 | 0 | 0 | 0 | 0
CC | 0 | 0 | 0 | 0 | 0 | 0
CSP | 0 | 0 | 0 | 0 | 0 | 0
CT | 0 | 0 | 0 | 0 | 0 | 0
Coal | 0 | 0 | 0 | 0 | 0 | 0
Geo | 0 | 0 | 0 | 0 | 0 | 0
H | 0 | 0 | 0 | 0 | 0 | 0
LFG | 0 | 0 | 0 | 0 | 0 | 0
Nuc | 0 | 0 | 0 | 0 | 0 | 0
PS | 0 | 0 | 0 | 0 | 0 | 0
PV | 0 | 0 | 0 | 0 | 0 | 0
PeakG | 0 | 0 | 0 | 0 | 0 | 0
PeakO | 0 | 0 | 0 | 0 | 0 | 0
ST | 0 | 0 | 0 | 0 | 0 | 0
STOG | 0 | 0 | 0 | 0 | 0 | 0
STWD | 0 | 0 | 0 | 0 | 0 | 0
WT | 0 | 0 | 0 | 0 | 0 | 0
IGCC | 0 | 0 | 0 | 0 | 0 | 0
DemandResponse | 0 | 0 | 0 | 0 | 0 | 0
IGCC-CCS | 0 | 0 | 0 | 0 | 0 | 0
WT_off | 0 | 0 | 0 | 0 | 0 | 0
PseudoUnit | 0 | 0 | 0 | 0 | 0 | 0
FixedInterchange | 0 | 0 | 0 | 0 | 0 | 0
Retrofit VOM Costs by Reporting Type: MARITIMES
ReportingType | 2015 | 2020 | 2025 | 2030 | 2035 | 2040
BM | 0 | 0 | 0 | 0 | 0 | 0
CC | 0 | 0 | 0 | 0 | 0 | 0
CSP | 0 | 0 | 0 | 0 | 0 | 0
CT | 0 | 0 | 0 | 0 | 0 | 0
Coal | 0 | 0 | 0 | 0 | 0 | 0
Geo | 0 | 0 | 0 | 0 | 0 | 0
H | 0 | 0 | 0 | 0 | 0 | 0
LFG | 0 | 0 | 0 | 0 | 0 | 0
Nuc | 0 | 0 | 0 | 0 | 0 | 0
PS | 0 | 0 | 0 | 0 | 0 | 0
PV | 0 | 0 | 0 | 0 | 0 | 0
PeakG | 0 | 0 | 0 | 0 | 0 | 0
PeakO | 0 | 0 | 0 | 0 | 0 | 0
ST | 0 | 0 | 0 | 0 | 0 | 0
STOG | 0 | 0 | 0 | 0 | 0 | 0
STWD | 0 | 0 | 0 | 0 | 0 | 0
WT | 0 | 0 | 0 | 0 | 0 | 0
IGCC | 0 | 0 | 0 | 0 | 0 | 0
DemandResponse | 0 | 0 | 0 | 0 | 0 | 0
IGCC-CCS | 0 | 0 | 0 | 0 | 0 | 0
WT_off | 0 | 0 | 0 | 0 | 0 | 0
PseudoUnit | 0 | 0 | 0 | 0 | 0 | 0
FixedInterchange | 0 | 0 | 0 | 0 | 0 | 0
retrofit VOM Costs by Reporting Type: All
ReportingType | 2015 | 2020 | 2025 | 2030 | 2035 | 2040
BM | 0 | 0 | 0 | 0 | 0 | 0
CC | 0 | 0 | 0 | 0 | 0 | 0
CSP | 0 | 0 | 0 | 0 | 0 | 0
CT | 0 | 0 | 0 | 0 | 0 | 0
Coal | 5156.06 | 8667.71 | 8381.53 | 8016.15 | 8697.57 | 9027.87
Geo | 0 | 0 | 0 | 0 | 0 | 0
H | 0 | 0 | 0 | 0 | 0 | 0
LFG | 0 | 0 | 0 | 0 | 0 | 0
Nuc | 0 | 0 | 0 | 0 | 0 | 0
PS | 0 | 0 | 0 | 0 | 0 | 0
PV | 0 | 0 | 0 | 0 | 0 | 0
PeakG | 0 | 0 | 0 | 0 | 0 | 0
PeakO | 0 | 0 | 0 | 0 | 0 | 0
ST | 0 | 0 | 0 | 0 | 0 | 0
STOG | 0 | 0 | 0 | 0 | 0 | 0
STWD | 0 | 0 | 0 | 0 | 0 | 0
WT | 0 | 0 | 0 | 0 | 0 | 0
IGCC | 0 | 0 | 0 | 0 | 0 | 0
DemandResponse | 0 | 0 | 0 | 0 | 0 | 0
IGCC-CCS | 0 | 0 | 0 | 0 | 0 | 0
WT_off | 0 | 0 | 0 | 0 | 0 | 0
PseudoUnit | 0 | 0 | 0 | 0 | 0 | 0
FixedInterchange | 0 | 0 | 0 | 0 | 0 | 0
retrofit VOM Costs by Reporting Type: EI_US
ReportingType | 2015 | 2020 | 2025 | 2030 | 2035 | 2040
BM | 0 | 0 | 0 | 0 | 0 | 0
CC | 0 | 0 | 0 | 0 | 0 | 0
CSP | 0 | 0 | 0 | 0 | 0 | 0
CT | 0 | 0 | 0 | 0 | 0 | 0
Coal | 3659.6 | 6660.01 | 6355.54 | 5986.89 | 6626.64 | 6971.94
Geo | 0 | 0 | 0 | 0 | 0 | 0
H | 0 | 0 | 0 | 0 | 0 | 0
LFG | 0 | 0 | 0 | 0 | 0 | 0
Nuc | 0 | 0 | 0 | 0 | 0 | 0
PS | 0 | 0 | 0 | 0 | 0 | 0
PV | 0 | 0 | 0 | 0 | 0 | 0
PeakG | 0 | 0 | 0 | 0 | 0 | 0
PeakO | 0 | 0 | 0 | 0 | 0 | 0
ST | 0 | 0 | 0 | 0 | 0 | 0
STOG | 0 | 0 | 0 | 0 | 0 | 0
STWD | 0 | 0 | 0 | 0 | 0 | 0
WT | 0 | 0 | 0 | 0 | 0 | 0
IGCC | 0 | 0 | 0 | 0 | 0 | 0
DemandResponse | 0 | 0 | 0 | 0 | 0 | 0
IGCC-CCS | 0 | 0 | 0 | 0 | 0 | 0
WT_off | 0 | 0 | 0 | 0 | 0 | 0
PseudoUnit | 0 | 0 | 0 | 0 | 0 | 0
FixedInterchange | 0 | 0 | 0 | 0 | 0 | 0
retrofit VOM Costs by Reporting Type: EI_Canada
ReportingType | 2015 | 2020 | 2025 | 2030 | 2035 | 2040
BM | 0 | 0 | 0 | 0 | 0 | 0
CC | 0 | 0 | 0 | 0 | 0 | 0
CSP | 0 | 0 | 0 | 0 | 0 | 0
CT | 0 | 0 | 0 | 0 | 0 | 0
Coal | 0 | 0 | 0 | 0 | 0 | 0
Geo | 0 | 0 | 0 | 0 | 0 | 0
H | 0 | 0 | 0 | 0 | 0 | 0
LFG | 0 | 0 | 0 | 0 | 0 | 0
Nuc | 0 | 0 | 0 | 0 | 0 | 0
PS | 0 | 0 | 0 | 0 | 0 | 0
PV | 0 | 0 | 0 | 0 | 0 | 0
PeakG | 0 | 0 | 0 | 0 | 0 | 0
PeakO | 0 | 0 | 0 | 0 | 0 | 0
ST | 0 | 0 | 0 | 0 | 0 | 0
STOG | 0 | 0 | 0 | 0 | 0 | 0
STWD | 0 | 0 | 0 | 0 | 0 | 0
WT | 0 | 0 | 0 | 0 | 0 | 0
IGCC | 0 | 0 | 0 | 0 | 0 | 0
DemandResponse | 0 | 0 | 0 | 0 | 0 | 0
IGCC-CCS | 0 | 0 | 0 | 0 | 0 | 0
WT_off | 0 | 0 | 0 | 0 | 0 | 0
PseudoUnit | 0 | 0 | 0 | 0 | 0 | 0
FixedInterchange | 0 | 0 | 0 | 0 | 0 | 0
retrofit VOM Costs by Reporting Type: EI
ReportingType | 2015 | 2020 | 2025 | 2030 | 2035 | 2040
BM | 0 | 0 | 0 | 0 | 0 | 0
CC | 0 | 0 | 0 | 0 | 0 | 0
CSP | 0 | 0 | 0 | 0 | 0 | 0
CT | 0 | 0 | 0 | 0 | 0 | 0
Coal | 3659.6 | 6660.01 | 6355.54 | 5986.89 | 6626.64 | 6971.94
Geo | 0 | 0 | 0 | 0 | 0 | 0
H | 0 | 0 | 0 | 0 | 0 | 0
LFG | 0 | 0 | 0 | 0 | 0 | 0
Nuc | 0 | 0 | 0 | 0 | 0 | 0
PS | 0 | 0 | 0 | 0 | 0 | 0
PV | 0 | 0 | 0 | 0 | 0 | 0
PeakG | 0 | 0 | 0 | 0 | 0 | 0
PeakO | 0 | 0 | 0 | 0 | 0 | 0
ST | 0 | 0 | 0 | 0 | 0 | 0
STOG | 0 | 0 | 0 | 0 | 0 | 0
STWD | 0 | 0 | 0 | 0 | 0 | 0
WT | 0 | 0 | 0 | 0 | 0 | 0
IGCC | 0 | 0 | 0 | 0 | 0 | 0
DemandResponse | 0 | 0 | 0 | 0 | 0 | 0
IGCC-CCS | 0 | 0 | 0 | 0 | 0 | 0
WT_off | 0 | 0 | 0 | 0 | 0 | 0
PseudoUnit | 0 | 0 | 0 | 0 | 0 | 0
FixedInterchange | 0 | 0 | 0 | 0 | 0 | 0
retrofit VOM Costs by Reporting Type: Outside_EI
ReportingType | 2015 | 2020 | 2025 | 2030 | 2035 | 2040
BM | 0 | 0 | 0 | 0 | 0 | 0
CC | 0 | 0 | 0 | 0 | 0 | 0
CSP | 0 | 0 | 0 | 0 | 0 | 0
CT | 0 | 0 | 0 | 0 | 0 | 0
Coal | 1496.46 | 2007.7 | 2025.99 | 2029.26 | 2070.93 | 2055.93
Geo | 0 | 0 | 0 | 0 | 0 | 0
H | 0 | 0 | 0 | 0 | 0 | 0
LFG | 0 | 0 | 0 | 0 | 0 | 0
Nuc | 0 | 0 | 0 | 0 | 0 | 0
PS | 0 | 0 | 0 | 0 | 0 | 0
PV | 0 | 0 | 0 | 0 | 0 | 0
PeakG | 0 | 0 | 0 | 0 | 0 | 0
PeakO | 0 | 0 | 0 | 0 | 0 | 0
ST | 0 | 0 | 0 | 0 | 0 | 0
STOG | 0 | 0 | 0 | 0 | 0 | 0
STWD | 0 | 0 | 0 | 0 | 0 | 0
WT | 0 | 0 | 0 | 0 | 0 | 0
IGCC | 0 | 0 | 0 | 0 | 0 | 0
DemandResponse | 0 | 0 | 0 | 0 | 0 | 0
IGCC-CCS | 0 | 0 | 0 | 0 | 0 | 0
WT_off | 0 | 0 | 0 | 0 | 0 | 0
PseudoUnit | 0 | 0 | 0 | 0 | 0 | 0
FixedInterchange | 0 | 0 | 0 | 0 | 0 | 0
#10 | Base FOM Costs ($million)
Base FOM Costs by Reporting Type: Entergy
ReportingType | 2015 | 2020 | 2025 | 2030 | 2035 | 2040
BM | 0 | 0 | 0 | 0 | 0 | 0
CC | 413.46 | 553.51 | 450.43 | 478.44 | 575.8 | 639.66
CSP | 0 | 0 | 0 | 0 | 0 | 0
CT | 0 | 0 | 6.18 | 22.92 | 23.47 | 23.47
Coal | 517.35 | 557.26 | 562.84 | 589.52 | 615.72 | 775.53
Geo | 0 | 0 | 0 | 0 | 0 | 0
H | 10.6 | 10.6 | 10.6 | 26.09 | 26.39 | 26.39
LFG | 0.97 | 0.97 | 13.89 | 13.89 | 13.89 | 13.89
Nuc | 789.41 | 804.93 | 789.41 | 789.41 | 666.82 | 1125.48
PS | 1.4 | 1.4 | 1.4 | 1.4 | 1.4 | 1.4
PV | 0 | 1.19 | 1.93 | 2.1 | 2.28 | 2.46
PeakG | 47.54 | 69.98 | 49.29 | 63.1 | 67 | 67
PeakO | 4.42 | 5.87 | 5.08 | 5.22 | 5.22 | 5.22
ST | 0 | 0 | 0 | 0 | 0 | 0
STOG | 236.92 | 280.34 | 240.32 | 240.32 | 240.32 | 240.32
STWD | 6.6 | 8.26 | 6.73 | 6.73 | 6.73 | 6.73
WT | 3.66 | 3.66 | 3.66 | 6.47 | 71.04 | 71.04
IGCC | 0 | 0 | 0 | 0 | 0 | 0
DemandResponse | 0 | 0 | 0 | 0 | 0 | 0
IGCC-CCS | 0 | 0 | 0 | 0 | 0 | 0
WT_off | 0 | 0 | 0 | 0 | 0 | 0
PseudoUnit | 0 | 0 | 0 | 0 | 0 | 0
FixedInterchange | 0 | 0 | 0 | 0 | 0 | 0
Base FOM Costs by Reporting Type: FRCC
ReportingType | 2015 | 2020 | 2025 | 2030 | 2035 | 2040
BM | 0 | 0 | 0 | 0 | 0 | 0
CC | 674.93 | 942.81 | 844.79 | 942.95 | 1235.76 | 1422.23
CSP | 0 | 0 | 0 | 0 | 0 | 0
CT | 16.6 | 16.6 | 16.6 | 16.6 | 16.6 | 16.6
Coal | 566.68 | 543.52 | 563.62 | 608.77 | 641.4 | 686.02
Geo | 0 | 0 | 0 | 0 | 0 | 0
H | 0.78 | 0.78 | 0.78 | 0.78 | 0.78 | 0.78
LFG | 58.63 | 58.63 | 82.46 | 82.46 | 82.46 | 82.46
Nuc | 601.49 | 635.55 | 601.49 | 601.49 | 946.02 | 369.98
PS | 0 | 0 | 0 | 0 | 0 | 0
PV | 0.75 | 0.75 | 0.75 | 0.75 | 0.75 | 0.75
PeakG | 149.81 | 217.71 | 155.12 | 202.68 | 202.68 | 202.68
PeakO | 64.61 | 83.43 | 68.43 | 68.43 | 68.43 | 68.43
ST | 0 | 0 | 0 | 0 | 0 | 0
STOG | 303.71 | 359.38 | 308.07 | 308.07 | 308.07 | 308.07
STWD | 6.25 | 7.82 | 6.37 | 6.37 | 6.37 | 6.37
WT | 0 | 0 | 0 | 0 | 0 | 0
IGCC | 0 | 0 | 0 | 0 | 0 | 0
DemandResponse | 0 | 0 | 0 | 0 | 0 | 0
IGCC-CCS | 0 | 0 | 0 | 0 | 0 | 0
WT_off | 0 | 0 | 0 | 0 | 0 | 0
PseudoUnit | 0 | 0 | 0 | 0 | 0 | 0
FixedInterchange | 0 | 0 | 0 | 0 | 0 | 0
Base FOM Costs by Reporting Type: MAPP_US
ReportingType | 2015 | 2020 | 2025 | 2030 | 2035 | 2040
BM | 0 | 0 | 0 | 0 | 0 | 0
CC | 8.58 | 10.9 | 8.79 | 8.81 | 9.52 | 10.72
CSP | 0 | 0 | 0 | 0 | 0 | 0
CT | 2.06 | 2.06 | 2.06 | 5.81 | 13.32 | 19.04
Coal | 200.74 | 186.1 | 173.98 | 176.28 | 207.73 | 239.67
Geo | 3.95 | 3.95 | 3.95 | 3.95 | 3.95 | 3.95
H | 31.14 | 31.14 | 31.14 | 31.14 | 31.14 | 31.14
LFG | 0.24 | 0.24 | 0.24 | 8.86 | 8.86 | 8.86
Nuc | 0.01 | 0.01 | 0.01 | 0.01 | 0.01 | 0.01
PS | 0 | 0 | 0 | 0 | 0 | 0
PV | 0 | 0 | 0 | 0 | 0 | 0
PeakG | 12.29 | 19.13 | 14.16 | 16.07 | 17.04 | 17.04
PeakO | 9.49 | 12.94 | 10.37 | 10.37 | 10.37 | 10.37
ST | 0 | 0 | 0 | 0 | 0 | 0
STOG | 0 | 0 | 0 | 0 | 0 | 0
STWD | 0 | 0 | 0 | 0 | 0 | 0
WT | 55.22 | 127.96 | 214.14 | 311.31 | 359.5 | 395.55
IGCC | 0 | 0 | 0 | 0 | 0 | 0
DemandResponse | 0 | 0 | 0 | 0 | 0 | 0
IGCC-CCS | 0 | 0 | 0 | 0 | 0 | 0
WT_off | 0 | 0 | 0 | 0 | 0 | 0
PseudoUnit | 0 | 0 | 0 | 0 | 0 | 0
FixedInterchange | 0 | 0 | 0 | 0 | 0 | 0
Base FOM Costs by Reporting Type: MISO_IN
ReportingType | 2015 | 2020 | 2025 | 2030 | 2035 | 2040
BM | 0 | 0 | 0 | 0 | 0 | 0
CC | 41.43 | 93.06 | 82.69 | 86.21 | 92.17 | 92.17
CSP | 0 | 0 | 0 | 0 | 0 | 0
CT | 0 | 0 | 0 | 0 | 0 | 0
Coal | 966.14 | 1050.46 | 1043.15 | 1172.34 | 1310.67 | 1455.93
Geo | 0 | 0 | 0 | 0 | 0 | 0
H | 1.07 | 1.07 | 1.07 | 1.07 | 1.07 | 1.07
LFG | 4.46 | 4.46 | 14.11 | 14.11 | 14.11 | 14.11
Nuc | 0.01 | 0.01 | 0.01 | 0.01 | 0.01 | 0.01
PS | 0 | 0 | 0 | 0 | 0 | 0
PV | 0 | 4.35 | 7.43 | 7.82 | 8.58 | 9.36
PeakG | 52.35 | 76.94 | 54.27 | 73.39 | 73.39 | 73.39
PeakO | 10.59 | 13.5 | 10.82 | 10.82 | 10.82 | 10.82
ST | 0 | 0 | 0 | 0 | 0 | 0
STOG | 12.26 | 14.51 | 12.44 | 12.44 | 12.44 | 12.44
STWD | 0 | 0 | 0 | 0 | 0 | 0
WT | 18.31 | 18.31 | 18.31 | 18.31 | 241.09 | 398.99
IGCC | 30.22 | 30.22 | 30.22 | 30.22 | 30.22 | 30.22
DemandResponse | 0 | 0 | 0 | 0 | 0 | 0
IGCC-CCS | 0 | 0 | 0 | 0 | 0 | 0
WT_off | 0 | 0 | 0 | 0 | 0 | 0
PseudoUnit | 0 | 0 | 0 | 0 | 0 | 0
FixedInterchange | 0 | 0 | 0 | 0 | 0 | 0
Base FOM Costs by Reporting Type: MISO_MI
ReportingType | 2015 | 2020 | 2025 | 2030 | 2035 | 2040
BM | 0 | 0 | 0 | 0 | 0 | 0
CC | 128.88 | 177.58 | 147.73 | 154.12 | 202.95 | 232.29
CSP | 0 | 0 | 0 | 0 | 0 | 0
CT | 0 | 0 | 0 | 0 | 0 | 8.85
Coal | 741.6 | 616.17 | 560.59 | 620.63 | 700.78 | 749
Geo | 0 | 0 | 0 | 0 | 0 | 0
H | 2.01 | 2.01 | 2.01 | 2.01 | 2.01 | 2.01
LFG | 19.67 | 28.71 | 38.95 | 38.95 | 38.95 | 38.95
Nuc | 275.03 | 275.03 | 275.03 | 275.03 | 161.75 | 417.74
PS | 44.44 | 44.44 | 44.44 | 44.44 | 44.44 | 44.44
PV | 0 | 0 | 0 | 0 | 0 | 0
PeakG | 61.2 | 89.88 | 71.67 | 85.63 | 85.63 | 85.63
PeakO | 15.67 | 19.97 | 16.01 | 16.01 | 16.01 | 16.01
ST | 0 | 0 | 0 | 0 | 0 | 0
STOG | 125.33 | 148.3 | 127.13 | 127.13 | 127.13 | 127.13
STWD | 5.22 | 6.54 | 5.33 | 5.33 | 5.33 | 5.33
WT | 61.65 | 78.5 | 86.26 | 99.25 | 112.2 | 128.17
IGCC | 0 | 0 | 0 | 0 | 0 | 0
DemandResponse | 0 | 0 | 0 | 0 | 0 | 0
IGCC-CCS | 0 | 0 | 0 | 0 | 0 | 0
WT_off | 0 | 0 | 0 | 0 | 0 | 0
PseudoUnit | 0 | 0 | 0 | 0 | 0 | 0
FixedInterchange | 0 | 0 | 0 | 0 | 0 | 0
Base FOM Costs by Reporting Type: MISO_MO-IL
ReportingType | 2015 | 2020 | 2025 | 2030 | 2035 | 2040
BM | 0 | 0 | 0 | 0 | 0 | 0
CC | 31.4 | 39.92 | 32.06 | 35.22 | 39.25 | 39.25
CSP | 0 | 0 | 0 | 0 | 0 | 0
CT | 0 | 0 | 0 | 0 | 0 | 0
Coal | 1046.98 | 1026.11 | 957.89 | 1105.27 | 1270.47 | 1342.89
Geo | 0 | 0 | 0 | 0 | 0 | 0
H | 5.01 | 9 | 9 | 9 | 9 | 9
LFG | 2.17 | 2.17 | 5.86 | 29.04 | 29.04 | 29.04
Nuc | 308.98 | 325.11 | 325.11 | 325.11 | 325.11 | 325.11
PS | 10.45 | 10.45 | 10.45 | 10.45 | 10.45 | 10.45
PV | 0 | 0 | 0 | 0 | 0 | 0
PeakG | 77.83 | 114.84 | 80.73 | 103.92 | 110.46 | 110.46
PeakO | 21.48 | 28.65 | 22.96 | 22.96 | 22.96 | 22.96
ST | 0 | 0 | 0 | 0 | 0 | 0
STOG | 26.02 | 30.78 | 26.39 | 26.39 | 26.39 | 26.39
STWD | 0 | 0 | 0 | 0 | 0 | 0
WT | 21.36 | 21.36 | 21.36 | 178.56 | 218.86 | 409.84
IGCC | 0 | 0 | 0 | 0 | 0 | 0
DemandResponse | 0 | 0 | 0 | 0 | 0 | 0
IGCC-CCS | 0 | 0 | 0 | 0 | 0 | 0
WT_off | 0 | 0 | 0 | 0 | 0 | 0
PseudoUnit | 0 | 0 | 0 | 0 | 0 | 0
FixedInterchange | 0 | 0 | 0 | 0 | 0 | 0
Base FOM Costs by Reporting Type: MISO_W
ReportingType | 2015 | 2020 | 2025 | 2030 | 2035 | 2040
BM | 0 | 0 | 0 | 0 | 0 | 0
CC | 90.43 | 114.8 | 92.68 | 92.68 | 109.48 | 112.22
CSP | 0 | 0 | 0 | 0 | 0 | 0
CT | 0 | 0 | 0 | 0 | 0 | 0
Coal | 840.45 | 804.13 | 806.71 | 837.25 | 973.19 | 1167.75
Geo | 0 | 0 | 0 | 0 | 0 | 0
H | 7.08 | 7.08 | 7.08 | 7.08 | 7.08 | 7.08
LFG | 24.73 | 24.73 | 33.36 | 33.36 | 33.36 | 33.36
Nuc | 343.79 | 343.79 | 343.79 | 602.57 | 0.04 | 0.04
PS | 0 | 0 | 0 | 0 | 0 | 0
PV | 0 | 0 | 0 | 0 | 0 | 0
PeakG | 87.12 | 123.54 | 89.97 | 105.17 | 108.71 | 108.71
PeakO | 56.38 | 79.08 | 64.57 | 64.57 | 64.57 | 64.57
ST | 0 | 0 | 0 | 0 | 0 | 0
STOG | 7.56 | 8.94 | 7.67 | 7.67 | 7.67 | 7.67
STWD | 10.03 | 12.55 | 10.23 | 10.23 | 10.23 | 10.23
WT | 268.82 | 268.82 | 333.69 | 1378.97 | 1499.6 | 1610.11
IGCC | 0 | 0 | 0 | 0 | 0 | 0
DemandResponse | 0 | 0 | 0 | 0 | 0 | 0
IGCC-CCS | 0 | 0 | 0 | 0 | 0 | 0
WT_off | 0 | 0 | 0 | 0 | 0 | 0
PseudoUnit | 0 | 0 | 0 | 0 | 0 | 0
FixedInterchange | 0 | 0 | 0 | 0 | 0 | 0
Base FOM Costs by Reporting Type: MISO_WUMS
ReportingType | 2015 | 2020 | 2025 | 2030 | 2035 | 2040
BM | 0 | 0 | 0 | 0 | 0 | 0
CC | 80.83 | 143.69 | 123.47 | 123.47 | 138.16 | 141.97
CSP | 0 | 0 | 0 | 0 | 0 | 0
CT | 0 | 62.62 | 125.3 | 182.5 | 283.73 | 328.37
Coal | 429.44 | 322.17 | 336.28 | 345.57 | 350.84 | 406.53
Geo | 0 | 0 | 0 | 0 | 0 | 0
H | 4.79 | 4.8 | 4.8 | 4.8 | 4.8 | 4.8
LFG | 8.57 | 8.57 | 35.44 | 35.44 | 35.44 | 35.44
Nuc | 264.54 | 287.77 | 264.54 | 570.75 | 0.04 | 0.04
PS | 0 | 0 | 0 | 0 | 0 | 0
PV | 0 | 0 | 0 | 0 | 0 | 0
PeakG | 55.64 | 81.65 | 65.08 | 77.65 | 77.65 | 77.65
PeakO | 13.52 | 17.78 | 14.69 | 14.69 | 14.69 | 14.69
ST | 0 | 0 | 0 | 0 | 0 | 0
STOG | 13.21 | 15.63 | 13.39 | 13.39 | 13.39 | 13.39
STWD | 3.37 | 4.21 | 3.43 | 3.43 | 3.43 | 3.43
WT | 46.36 | 46.36 | 46.36 | 47.23 | 47.23 | 264.51
IGCC | 0 | 0 | 0 | 0 | 0 | 0
DemandResponse | 0 | 0 | 0 | 0 | 0 | 0
IGCC-CCS | 0 | 0 | 0 | 0 | 0 | 0
WT_off | 0 | 0 | 0 | 0 | 0 | 0
PseudoUnit | 0 | 0 | 0 | 0 | 0 | 0
FixedInterchange | 0 | 0 | 0 | 0 | 0 | 0
Base FOM Costs by Reporting Type: Nebraska
ReportingType | 2015 | 2020 | 2025 | 2030 | 2035 | 2040
BM | 0 | 0 | 0 | 0 | 0 | 0
CC | 10.62 | 13.51 | 10.85 | 10.85 | 12.75 | 13.28
CSP | 0 | 0 | 0 | 0 | 0 | 0
CT | 0 | 0 | 0 | 0 | 0 | 0
Coal | 257.61 | 274.43 | 184.21 | 185.65 | 196.26 | 269.92
Geo | 0 | 0 | 0 | 0 | 0 | 0
H | 2.38 | 2.38 | 2.38 | 2.38 | 2.38 | 2.38
LFG | 0.72 | 0.72 | 0.72 | 9.35 | 9.35 | 9.35
Nuc | 182.28 | 198.29 | 182.28 | 249.21 | 0.09 | 0.09
PS | 0 | 0 | 0 | 0 | 0 | 0
PV | 0 | 0 | 0 | 0 | 0 | 0
PeakG | 21.82 | 37.31 | 31.37 | 31.37 | 31.37 | 31.37
PeakO | 9.57 | 12.19 | 9.77 | 9.77 | 9.77 | 9.77
ST | 0 | 0 | 0 | 0 | 0 | 0
STOG | 11.87 | 14.04 | 12.04 | 12.04 | 12.04 | 12.04
STWD | 0 | 0 | 0 | 0 | 0 | 0
WT | 10.53 | 624.44 | 1437.27 | 1878.08 | 2033.05 | 2033.05
IGCC | 0 | 0 | 0 | 0 | 0 | 0
DemandResponse | 0 | 0 | 0 | 0 | 0 | 0
IGCC-CCS | 0 | 0 | 0 | 0 | 0 | 0
WT_off | 0 | 0 | 0 | 0 | 0 | 0
PseudoUnit | 0 | 0 | 0 | 0 | 0 | 0
FixedInterchange | 0 | 0 | 0 | 0 | 0 | 0
Base FOM Costs by Reporting Type: NEISO
ReportingType | 2015 | 2020 | 2025 | 2030 | 2035 | 2040
BM | 25.35 | 25.35 | 25.35 | 25.35 | 25.35 | 25.35
CC | 373.68 | 469.38 | 394.41 | 421.31 | 454.73 | 461.43
CSP | 0 | 0 | 0 | 0 | 0 | 0
CT | 2.24 | 2.24 | 2.24 | 2.81 | 25.99 | 44.11
Coal | 22.84 | 0 | 0 | 0 | 0 | 0
Geo | 0 | 0 | 0 | 0 | 0 | 0
H | 46.4 | 46.45 | 46.45 | 46.45 | 46.45 | 46.45
LFG | 70.11 | 70.11 | 78.5 | 78.5 | 78.5 | 78.5
Nuc | 676.28 | 735.67 | 676.28 | 676.28 | 488.61 | 932.14
PS | 39.74 | 39.74 | 39.74 | 39.74 | 39.74 | 39.74
PV | 0.03 | 5.93 | 6.25 | 6.5 | 6.86 | 7.23
PeakG | 19.94 | 29.61 | 20.7 | 22.52 | 28.85 | 28.85
PeakO | 34.72 | 44.24 | 35.46 | 35.46 | 35.46 | 35.46
ST | 0 | 0 | 0 | 0 | 0 | 0
STOG | 0 | 0 | 0 | 0 | 0 | 0
STWD | 19.55 | 24.46 | 19.93 | 19.93 | 19.93 | 19.93
WT | 13.44 | 88.68 | 155.17 | 155.17 | 155.17 | 155.17
IGCC | 0 | 0 | 0 | 0 | 0 | 0
DemandResponse | 0 | 0 | 0 | 0 | 0 | 0
IGCC-CCS | 0 | 0 | 0 | 0 | 0 | 0
WT_off | 24.96 | 24.96 | 24.96 | 24.96 | 24.96 | 24.96
PseudoUnit | 0 | 0 | 0 | 0 | 0 | 0
FixedInterchange | 0 | 0 | 0 | 0 | 0 | 0
Base FOM Costs by Reporting Type: NonRTO_Midwest
ReportingType | 2015 | 2020 | 2025 | 2030 | 2035 | 2040
BM | 0 | 0 | 0 | 0 | 0 | 0
CC | 0 | 10.93 | 20.68 | 33.39 | 47.33 | 63.58
CSP | 0 | 0 | 0 | 0 | 0 | 0
CT | 0 | 2.59 | 3.27 | 3.27 | 3.27 | 4.5
Coal | 709.8 | 773.64 | 772.26 | 816.46 | 895.04 | 982.54
Geo | 0 | 0 | 0 | 0 | 0 | 0
H | 2.04 | 2.04 | 12.66 | 12.66 | 12.66 | 12.66
LFG | 1.69 | 1.69 | 20.97 | 20.97 | 20.97 | 20.97
Nuc | 0.01 | 0.01 | 0.01 | 0.01 | 0.01 | 0.01
PS | 0 | 0 | 0 | 0 | 0 | 0
PV | 0 | 0 | 0 | 0 | 0 | 0
PeakG | 56.39 | 83.4 | 58.5 | 71.11 | 80.61 | 80.61
PeakO | 0.35 | 0.45 | 0.36 | 0.36 | 0.36 | 0.36
ST | 0 | 0 | 0 | 0 | 0 | 0
STOG | 0 | 0 | 0 | 0 | 0 | 0
STWD | 0 | 0 | 0 | 0 | 0 | 0
WT | 2.26 | 2.26 | 2.26 | 2.26 | 2.26 | 2.26
IGCC | 0 | 0 | 0 | 0 | 0 | 0
DemandResponse | 0 | 0 | 0 | 0 | 0 | 0
IGCC-CCS | 0 | 0 | 0 | 0 | 0 | 0
WT_off | 0 | 0 | 0 | 0 | 0 | 0
PseudoUnit | 0 | 0 | 0 | 0 | 0 | 0
FixedInterchange | 0 | 0 | 0 | 0 | 0 | 0
Base FOM Costs by Reporting Type: NYISO_A-F
ReportingType | 2015 | 2020 | 2025 | 2030 | 2035 | 2040
BM | 0 | 0 | 0 | 0 | 0 | 0
CC | 115.84 | 148.08 | 131.11 | 142.52 | 142.52 | 142.52
CSP | 0 | 0 | 0 | 0 | 0 | 0
CT | 0 | 0 | 0 | 0 | 0 | 0
Coal | 0 | 0 | 0 | 0 | 0 | 0
Geo | 0 | 0 | 0 | 0 | 0 | 0
H | 62.6 | 62.6 | 62.6 | 62.6 | 62.6 | 62.6
LFG | 20.8 | 20.8 | 28.97 | 28.97 | 28.97 | 28.97
Nuc | 489.92 | 509.2 | 489.92 | 399.48 | 552.03 | 578.17
PS | 33.52 | 33.52 | 33.52 | 33.52 | 33.52 | 33.52
PV | 0 | 0 | 0 | 0 | 0 | 0
PeakG | 3.78 | 5.56 | 5.31 | 5.31 | 5.31 | 5.31
PeakO | 1.14 | 1.46 | 1.17 | 1.17 | 1.17 | 1.17
ST | 0 | 0 | 0 | 0 | 0 | 0
STOG | 0 | 0 | 0 | 0 | 0 | 0
STWD | 2.76 | 3.45 | 2.81 | 2.81 | 2.81 | 2.81
WT | 113.42 | 133.35 | 133.35 | 182.09 | 223 | 266.32
IGCC | 0 | 0 | 0 | 0 | 0 | 0
DemandResponse | 0 | 0 | 0 | 0 | 0 | 0
IGCC-CCS | 0 | 0 | 0 | 0 | 0 | 0
WT_off | 0 | 0 | 0 | 0 | 0 | 0
PseudoUnit | 0 | 0 | 0 | 0 | 0 | 0
FixedInterchange | 0 | 0 | 0 | 0 | 0 | 0
Base FOM Costs by Reporting Type: NYISO_G-I
ReportingType | 2015 | 2020 | 2025 | 2030 | 2035 | 2040
BM | 0 | 0 | 0 | 0 | 0 | 0
CC | 34.33 | 43.65 | 43.23 | 62.63 | 107.13 | 145.66
CSP | 0 | 0 | 0 | 0 | 0 | 0
CT | 0 | 0 | 0 | 0 | 0 | 0
Coal | 0 | 0 | 0 | 0 | 0 | 0
Geo | 0 | 0 | 0 | 0 | 0 | 0
H | 0.46 | 0.46 | 0.46 | 0.46 | 0.46 | 0.46
LFG | 7.72 | 7.72 | 16.67 | 16.67 | 16.67 | 16.67
Nuc | 297.74 | 323.88 | 297.74 | 297.74 | 452.18 | 0.18
PS | 0 | 0 | 0 | 0 | 0 | 0
PV | 0 | 0 | 0 | 0 | 0 | 0
PeakG | 1.51 | 2.04 | 1.56 | 1.56 | 1.56 | 1.56
PeakO | 2.55 | 3.25 | 2.61 | 2.61 | 2.61 | 2.61
ST | 0 | 0 | 0 | 0 | 0 | 0
STOG | 0 | 0 | 0 | 0 | 0 | 0
STWD | 0 | 0 | 0 | 0 | 0 | 0
WT | 0 | 1.68 | 1.68 | 1.68 | 1.68 | 1.68
IGCC | 0 | 0 | 0 | 0 | 0 | 0
DemandResponse | 0 | 0 | 0 | 0 | 0 | 0
IGCC-CCS | 0 | 0 | 0 | 0 | 0 | 0
WT_off | 0 | 0 | 0 | 0 | 0 | 0
PseudoUnit | 0 | 0 | 0 | 0 | 0 | 0
FixedInterchange | 0 | 0 | 0 | 0 | 0 | 0
Base FOM Costs by Reporting Type: NYISO_J-K
ReportingType | 2015 | 2020 | 2025 | 2030 | 2035 | 2040
BM | 0 | 0 | 0 | 0 | 0 | 0
CC | 125.46 | 154.92 | 127.77 | 138.94 | 172.03 | 197.36
CSP | 0 | 0 | 0 | 0 | 0 | 0
CT | 0 | 0 | 3.55 | 18.61 | 30.19 | 42.58
Coal | 0 | 0 | 0 | 0 | 0 | 0
Geo | 0 | 0 | 0 | 0 | 0 | 0
H | 0 | 0 | 0 | 0 | 0 | 0
LFG | 14.96 | 14.96 | 23.9 | 23.9 | 23.9 | 23.9
Nuc | 0.01 | 0.01 | 0.01 | 0.01 | 0.01 | 0.01
PS | 0 | 0 | 0 | 0 | 0 | 0
PV | 0.53 | 0.53 | 0.53 | 0.53 | 0 | 0
PeakG | 54.7 | 77.08 | 56.45 | 62.35 | 66.78 | 66.78
PeakO | 61.69 | 79.16 | 63.78 | 65.02 | 65.02 | 65.02
ST | 0 | 0 | 0 | 0 | 0 | 0
STOG | 296.71 | 351.09 | 300.97 | 300.97 | 300.97 | 300.97
STWD | 0 | 0 | 0 | 0 | 0 | 0
WT | 0 | 0 | 0 | 0 | 0 | 0
IGCC | 0 | 0 | 0 | 0 | 0 | 0
DemandResponse | 0 | 0 | 0 | 0 | 0 | 0
IGCC-CCS | 0 | 0 | 0 | 0 | 0 | 0
WT_off | 0 | 0 | 0 | 0 | 0 | 0
PseudoUnit | 0 | 0 | 0 | 0 | 0 | 0
FixedInterchange | 0 | 0 | 0 | 0 | 0 | 0
Base FOM Costs by Reporting Type: PJM_E
ReportingType | 2015 | 2020 | 2025 | 2030 | 2035 | 2040
BM | 3.02 | 3.02 | 3.02 | 3.02 | 3.02 | 3.02
CC | 297.21 | 359.4 | 312.87 | 330.19 | 350.43 | 374.87
CSP | 0 | 0 | 0 | 0 | 0 | 0
CT | 0.18 | 0.18 | 0.18 | 29.61 | 42.18 | 64.61
Coal | 67.42 | 27.04 | 31.97 | 32.26 | 34.91 | 34.91
Geo | 0 | 0 | 0 | 0 | 0 | 0
H | 3.85 | 3.85 | 3.85 | 3.85 | 3.85 | 3.85
LFG | 56.83 | 72.83 | 72.83 | 72.83 | 72.83 | 72.83
Nuc | 1239 | 1184.31 | 1149.53 | 1149.53 | 825.73 | 1983.3
PS | 9.5 | 9.5 | 9.5 | 9.5 | 9.5 | 9.5
PV | 0.75 | 0.75 | 0.75 | 0.75 | 0.75 | 0.75
PeakG | 75.2 | 106.43 | 77.64 | 89.79 | 93.22 | 93.22
PeakO | 75.92 | 100.78 | 82.41 | 82.41 | 82.41 | 82.41
ST | 0 | 0 | 0 | 0 | 0 | 0
STOG | 115.25 | 136.37 | 116.9 | 116.9 | 116.9 | 116.9
STWD | 0 | 0 | 0 | 0 | 0 | 0
WT | 32.63 | 32.63 | 32.63 | 32.63 | 32.63 | 32.63
IGCC | 0 | 0 | 0 | 0 | 0 | 0
DemandResponse | 0 | 0 | 0 | 0 | 0 | 0
IGCC-CCS | 0 | 0 | 0 | 0 | 0 | 0
WT_off | 0 | 0 | 58.67 | 58.67 | 58.67 | 58.67
PseudoUnit | 0 | 0 | 0 | 0 | 0 | 0
FixedInterchange | 0 | 0 | 0 | 0 | 0 | 0
Base FOM Costs by Reporting Type: PJM_ROM
ReportingType | 2015 | 2020 | 2025 | 2030 | 2035 | 2040
BM | 1.81 | 1.81 | 1.81 | 1.81 | 1.81 | 1.81
CC | 142.43 | 174.53 | 145.82 | 155.25 | 354.91 | 572.49
CSP | 0 | 0 | 0 | 0 | 0 | 0
CT | 0.11 | 0.11 | 0.11 | 0.11 | 0.11 | 0.11
Coal | 632.42 | 612.74 | 652.83 | 866.09 | 896.42 | 914.11
Geo | 0 | 0 | 0 | 0 | 0 | 0
H | 19.83 | 29.48 | 29.48 | 29.48 | 29.48 | 29.48
LFG | 43.05 | 74.95 | 74.95 | 74.95 | 74.95 | 74.95
Nuc | 733.21 | 756.8 | 733.21 | 733.21 | 657.66 | 1060.55
PS | 35.92 | 35.92 | 35.92 | 35.92 | 35.92 | 35.92
PV | 0.06 | 25.96 | 44.46 | 51.63 | 56.34 | 61.72
PeakG | 30.83 | 44.67 | 41.32 | 41.32 | 41.32 | 41.32
PeakO | 45.95 | 58.57 | 46.94 | 46.94 | 46.94 | 46.94
ST | 0 | 0 | 0 | 0 | 0 | 0
STOG | 155.08 | 183.5 | 157.31 | 157.31 | 157.31 | 157.31
STWD | 2.24 | 2.81 | 2.29 | 2.29 | 2.29 | 2.29
WT | 38.48 | 59.54 | 59.54 | 59.54 | 59.54 | 59.54
IGCC | 0 | 0 | 0 | 0 | 0 | 0
DemandResponse | 0 | 0 | 0 | 0 | 0 | 0
IGCC-CCS | 0 | 0 | 0 | 0 | 0 | 0
WT_off | 0 | 0 | 0 | 0 | 0 | 0
PseudoUnit | 0 | 0 | 0 | 0 | 0 | 0
FixedInterchange | 0 | 0 | 0 | 0 | 0 | 0
Base FOM Costs by Reporting Type: PJM_ROR
ReportingType | 2015 | 2020 | 2025 | 2030 | 2035 | 2040
BM | 38.69 | 38.69 | 38.69 | 38.69 | 38.69 | 19.4
CC | 357.07 | 540.73 | 547.8 | 573.97 | 749.64 | 833.56
CSP | 0 | 0 | 0 | 0 | 0 | 0
CT | 0.19 | 0.19 | 10.04 | 59.44 | 73.67 | 73.67
Coal | 3921.77 | 3604.09 | 3654.58 | 4185.03 | 4705.39 | 4976.74
Geo | 0 | 0 | 0 | 0 | 0 | 0
H | 26.17 | 33.33 | 33.33 | 33.33 | 33.33 | 33.33
LFG | 65.06 | 95.37 | 126.87 | 126.87 | 126.87 | 126.87
Nuc | 2917.4 | 3014.07 | 2917.4 | 2791.17 | 2168.76 | 4415.45
PS | 73.14 | 73.14 | 73.14 | 73.14 | 73.14 | 73.14
PV | 0.35 | 0.35 | 0.35 | 0.35 | 0.35 | 0.35
PeakG | 325.76 | 481.29 | 337.93 | 436.45 | 464.24 | 464.24
PeakO | 48.69 | 65.15 | 52.22 | 52.22 | 52.22 | 52.22
ST | 0 | 0 | 0 | 0 | 0 | 0
STOG | 93.25 | 110.34 | 94.59 | 94.59 | 94.59 | 94.59
STWD | 6.22 | 7.78 | 6.34 | 6.34 | 6.34 | 6.34
WT | 322.6 | 327.98 | 813.29 | 950 | 1097.54 | 1285.55
IGCC | 0 | 0 | 0 | 0 | 0 | 0
DemandResponse | 0 | 0 | 0 | 0 | 0 | 0
IGCC-CCS | 0 | 0 | 0 | 0 | 0 | 0
WT_off | 0 | 0 | 0 | 0 | 0 | 0
PseudoUnit | 0 | 0 | 0 | 0 | 0 | 0
FixedInterchange | 0 | 0 | 0 | 0 | 0 | 0
Base FOM Costs by Reporting Type: SOCO
ReportingType | 2015 | 2020 | 2025 | 2030 | 2035 | 2040
BM | 5.53 | 5.53 | 5.53 | 5.53 | 5.53 | 5.53
CC | 511.87 | 680.49 | 621.52 | 702.55 | 854.05 | 854.05
CSP | 0 | 0 | 0 | 0 | 0 | 0
CT | 0 | 0 | 0 | 0 | 0 | 0
Coal | 1148.84 | 1221.83 | 1243.73 | 1406.65 | 1615.81 | 2105
Geo | 0 | 0 | 0 | 0 | 0 | 0
H | 59.74 | 59.74 | 59.74 | 59.74 | 59.74 | 59.74
LFG | 4.46 | 4.46 | 17.39 | 17.39 | 17.39 | 17.39
Nuc | 850.41 | 1045.67 | 1045.67 | 1045.67 | 1045.67 | 1199.16
PS | 39.76 | 39.76 | 39.76 | 39.76 | 39.76 | 39.76
PV | 0 | 0 | 0 | 0 | 0 | 0
PeakG | 182.94 | 270.92 | 189.83 | 246.58 | 262.59 | 262.59
PeakO | 32.01 | 41.31 | 33.6 | 34.14 | 34.14 | 34.14
ST | 0 | 0 | 0 | 0 | 0 | 0
STOG | 0 | 0 | 0 | 0 | 0 | 0
STWD | 21.41 | 26.79 | 21.83 | 21.83 | 21.83 | 21.83
WT | 0 | 0 | 0 | 0 | 0 | 0
IGCC | 0 | 0 | 0 | 0 | 0 | 0
DemandResponse | 0 | 0 | 0 | 0 | 0 | 0
IGCC-CCS | 0 | 0 | 0 | 0 | 0 | 0
WT_off | 0 | 0 | 0 | 0 | 0 | 0
PseudoUnit | 0 | 0 | 0 | 0 | 0 | 0
FixedInterchange | 0 | 0 | 0 | 0 | 0 | 0
Base FOM Costs by Reporting Type: SPP_N
ReportingType | 2015 | 2020 | 2025 | 2030 | 2035 | 2040
BM | 0 | 0 | 0 | 0 | 0 | 0
CC | 41.13 | 52.29 | 42 | 46.53 | 51.42 | 51.42
CSP | 0 | 0 | 0 | 0 | 0 | 0
CT | 0.74 | 15.66 | 15.66 | 15.66 | 33.42 | 49.46
Coal | 548.33 | 509.01 | 476.16 | 485.75 | 539.48 | 660.57
Geo | 0 | 0 | 0 | 0 | 0 | 0
H | 0.3 | 0.3 | 0.3 | 0.3 | 0.3 | 0.3
LFG | 0.84 | 0.84 | 0.84 | 12.28 | 12.28 | 12.28
Nuc | 160.51 | 168.89 | 168.89 | 168.89 | 168.89 | 168.89
PS | 0 | 0 | 0 | 0 | 0 | 0
PV | 0 | 0 | 0 | 0 | 0 | 0
PeakG | 74.97 | 117.69 | 105.7 | 105.7 | 105.7 | 105.7
PeakO | 34.89 | 44.84 | 35.94 | 35.94 | 35.94 | 35.94
ST | 0 | 0 | 0 | 0 | 0 | 0
STOG | 76.86 | 90.95 | 77.96 | 77.96 | 77.96 | 77.96
STWD | 0 | 0 | 0 | 0 | 0 | 0
WT | 41.99 | 41.99 | 41.99 | 795.98 | 898.07 | 977.8
IGCC | 0 | 0 | 0 | 0 | 0 | 0
DemandResponse | 0 | 0 | 0 | 0 | 0 | 0
IGCC-CCS | 0 | 0 | 0 | 0 | 0 | 0
WT_off | 0 | 0 | 0 | 0 | 0 | 0
PseudoUnit | 0 | 0 | 0 | 0 | 0 | 0
FixedInterchange | 0 | 0 | 0 | 0 | 0 | 0
Base FOM Costs by Reporting Type: SPP_S
ReportingType | 2015 | 2020 | 2025 | 2030 | 2035 | 2040
BM | 0 | 0 | 0 | 0 | 0 | 0
CC | 327.42 | 415.34 | 336.76 | 365.29 | 401.35 | 404.99
CSP | 0 | 0 | 0 | 0 | 0 | 0
CT | 2.76 | 4.77 | 4.77 | 4.77 | 47.75 | 72.65
Coal | 886.54 | 890.08 | 562.89 | 519.64 | 532.31 | 622.33
Geo | 0 | 0 | 0 | 0 | 0 | 0
H | 30.03 | 30.03 | 30.03 | 30.03 | 30.03 | 30.03
LFG | 2.29 | 2.29 | 2.29 | 13.72 | 13.72 | 13.72
Nuc | 0.01 | 0.01 | 0.01 | 0.01 | 0.01 | 0.01
PS | 10.59 | 10.59 | 10.59 | 10.59 | 10.59 | 10.59
PV | 0 | 0 | 0 | 0 | 0 | 0
PeakG | 60.2 | 87.93 | 62.37 | 76.78 | 82.77 | 82.77
PeakO | 3.36 | 4.54 | 3.63 | 3.63 | 3.64 | 3.66
ST | 0 | 0 | 0 | 0 | 0 | 0
STOG | 464.54 | 549.68 | 471.2 | 471.2 | 471.2 | 471.2
STWD | 2.69 | 3.37 | 2.75 | 2.75 | 2.75 | 2.75
WT | 90.68 | 511.91 | 1509.5 | 1763.73 | 1878.72 | 1984.86
IGCC | 0 | 0 | 0 | 0 | 0 | 0
DemandResponse | 0 | 0 | 0 | 0 | 0 | 0
IGCC-CCS | 0 | 0 | 0 | 0 | 0 | 0
WT_off | 0 | 0 | 0 | 0 | 0 | 0
PseudoUnit | 0 | 0 | 0 | 0 | 0 | 0
FixedInterchange | 0 | 0 | 0 | 0 | 0 | 0
Base FOM Costs by Reporting Type: TVA
ReportingType | 2015 | 2020 | 2025 | 2030 | 2035 | 2040
BM | 0 | 0 | 0 | 0 | 0 | 0
CC | 152.84 | 224.71 | 225.41 | 280.59 | 318.33 | 318.33
CSP | 0 | 0 | 0 | 0 | 0 | 0
CT | 2.14 | 18.83 | 18.83 | 34.03 | 50.67 | 50.67
Coal | 1122.44 | 1089.38 | 1128.37 | 1231.52 | 1307.7 | 1429.42
Geo | 0 | 0 | 0 | 0 | 0 | 0
H | 72.8 | 72.8 | 73.19 | 73.19 | 73.19 | 73.19
LFG | 1.57 | 1.57 | 14.49 | 14.49 | 14.49 | 14.49
Nuc | 1153.81 | 1199.07 | 1153.81 | 1153.81 | 788.03 | 1385.25
PS | 41.38 | 41.38 | 41.38 | 41.38 | 41.38 | 41.38
PV | 0 | 0 | 0 | 0 | 0 | 0
PeakG | 99.24 | 153.37 | 140.99 | 140.99 | 140.99 | 140.99
PeakO | 1.87 | 2.54 | 1.92 | 2.49 | 2.49 | 2.49
ST | 0 | 0 | 0 | 0 | 0 | 0
STOG | 0 | 0 | 0 | 0 | 0 | 0
STWD | 0.16 | 0.2 | 0.16 | 0.16 | 0.16 | 0.16
WT | 0.99 | 0.99 | 0.99 | 0.99 | 0.99 | 0.99
IGCC | 0 | 0 | 0 | 0 | 0 | 0
DemandResponse | 0 | 0 | 0 | 0 | 0 | 0
IGCC-CCS | 0 | 0 | 0 | 0 | 0 | 0
WT_off | 0 | 0 | 0 | 0 | 0 | 0
PseudoUnit | 0 | 0 | 0 | 0 | 0 | 0
FixedInterchange | 0 | 0 | 0 | 0 | 0 | 0
Base FOM Costs by Reporting Type: TVA_Transmission
ReportingType | 2015 | 2020 | 2025 | 2030 | 2035 | 2040
BM | 0 | 0 | 0 | 0 | 0 | 0
CC | 0 | 0 | 0 | 0 | 0 | 0
CSP | 0 | 0 | 0 | 0 | 0 | 0
CT | 0 | 0 | 0 | 0 | 0 | 0
Coal | 0 | 0 | 0 | 0 | 0 | 0
Geo | 0 | 0 | 0 | 0 | 0 | 0
H | 0 | 0 | 0 | 0 | 0 | 0
LFG | 0 | 0 | 0 | 0 | 0 | 0
Nuc | 0 | 0 | 0 | 0 | 0 | 0
PS | 0 | 0 | 0 | 0 | 0 | 0
PV | 0 | 0 | 0 | 0 | 0 | 0
PeakG | 0 | 0 | 0 | 0 | 0 | 0
PeakO | 0 | 0 | 0 | 0 | 0 | 0
ST | 0 | 0 | 0 | 0 | 0 | 0
STOG | 0 | 0 | 0 | 0 | 0 | 0
STWD | 0 | 0 | 0 | 0 | 0 | 0
WT | 0 | 0 | 0 | 0 | 0 | 0
IGCC | 0 | 0 | 0 | 0 | 0 | 0
DemandResponse | 0 | 0 | 0 | 0 | 0 | 0
IGCC-CCS | 0 | 0 | 0 | 0 | 0 | 0
WT_off | 0 | 0 | 0 | 0 | 0 | 0
PseudoUnit | 0 | 0 | 0 | 0 | 0 | 0
FixedInterchange | 0 | 0 | 0 | 0 | 0 | 0
Base FOM Costs by Reporting Type: VACAR
ReportingType | 2015 | 2020 | 2025 | 2030 | 2035 | 2040
BM | 0.09 | 42.14 | 124.97 | 149.17 | 188.26 | 226.92
CC | 227.21 | 311.41 | 338.06 | 390.14 | 560.06 | 685.26
CSP | 0 | 0 | 0 | 0 | 0 | 0
CT | 4.8 | 19.45 | 19.45 | 31.88 | 36.92 | 45.76
Coal | 1167.63 | 1068.35 | 1099.82 | 1258.92 | 1431.14 | 1518.9
Geo | 0 | 0 | 0 | 0 | 0 | 0
H | 30.23 | 30.23 | 30.23 | 30.23 | 30.23 | 30.23
LFG | 7.64 | 20.52 | 20.52 | 20.52 | 20.52 | 20.52
Nuc | 1664.13 | 1955.26 | 1870.92 | 1870.92 | 1398.04 | 2995.54
PS | 62.1 | 62.1 | 62.1 | 62.1 | 62.1 | 62.1
PV | 0.23 | 2.79 | 3.07 | 3.32 | 3.73 | 4.13
PeakG | 142.93 | 209.84 | 148.17 | 188.38 | 199.72 | 199.72
PeakO | 36.13 | 46.34 | 37.33 | 38.01 | 38.01 | 38.01
ST | 0 | 0 | 0 | 0 | 0 | 0
STOG | 4.04 | 4.78 | 4.1 | 4.1 | 4.1 | 4.1
STWD | 9.01 | 11.27 | 9.18 | 9.18 | 9.18 | 9.18
WT | 0.03 | 98.25 | 98.25 | 98.25 | 98.25 | 98.25
IGCC | 0 | 0 | 0 | 0 | 0 | 0
DemandResponse | 0 | 0 | 0 | 0 | 0 | 0
IGCC-CCS | 0 | 0 | 0 | 0 | 0 | 0
WT_off | 0.05 | 0.05 | 0.05 | 0.05 | 0.05 | 0.05
PseudoUnit | 0 | 0 | 0 | 0 | 0 | 0
FixedInterchange | 0 | 0 | 0 | 0 | 0 | 0
Base FOM Costs by Reporting Type: IESO
ReportingType | 2015 | 2020 | 2025 | 2030 | 2035 | 2040
BM | 32.8 | 32.8 | 32.8 | 32.8 | 32.8 | 32.8
CC | 197.07 | 197.78 | 199.34 | 207.08 | 278.97 | 347.92
CSP | 0 | 0 | 0 | 0 | 0 | 0
CT | 2.46 | 2.46 | 2.46 | 2.46 | 3.44 | 8.89
Coal | 0 | 0 | 0 | 0 | 0 | 0
Geo | 0 | 0 | 0 | 0 | 0 | 0
H | 123.83 | 123.83 | 123.83 | 123.83 | 123.83 | 127.39
LFG | 14.17 | 14.17 | 14.17 | 14.23 | 14.23 | 14.23
Nuc | 1895.33 | 1895.33 | 1895.33 | 1895.33 | 1745.37 | 2079.68
PS | 2.92 | 2.92 | 2.92 | 2.92 | 2.92 | 2.92
PV | 18.26 | 18.26 | 18.26 | 18.26 | 0.44 | 0.44
PeakG | 11.67 | 13.67 | 13.67 | 13.67 | 13.67 | 13.67
PeakO | 4.92 | 4.92 | 5.03 | 5.12 | 5.12 | 5.12
ST | 0 | 0 | 0 | 0 | 0 | 0
STOG | 0 | 0 | 0 | 0 | 0 | 0
STWD | 4.45 | 4.45 | 4.45 | 4.45 | 4.45 | 4.45
WT | 102.92 | 102.92 | 102.92 | 102.92 | 43.8 | 43.8
IGCC | 0 | 0 | 0 | 0 | 0 | 0
DemandResponse | 0 | 0 | 0 | 0 | 0 | 0
IGCC-CCS | 0 | 0 | 0 | 0 | 0 | 0
WT_off | 0 | 0 | 0 | 0 | 0 | 0
PseudoUnit | 0 | 0 | 0 | 0 | 0 | 0
FixedInterchange | 0 | 0 | 0 | 0 | 0 | 0
Base FOM Costs by Reporting Type: MAPP_CA
ReportingType | 2015 | 2020 | 2025 | 2030 | 2035 | 2040
BM | 0 | 0 | 0 | 0 | 0 | 0
CC | 29.78 | 29.78 | 29.78 | 32.21 | 34.74 | 34.74
CSP | 0 | 0 | 0 | 0 | 0 | 0
CT | 2.6 | 3.89 | 3.89 | 3.89 | 3.89 | 10.06
Coal | 73.47 | 74.67 | 31.07 | 15.7 | 15.7 | 19.31
Geo | 0 | 0 | 0 | 0 | 0 | 0
H | 92.24 | 102.13 | 123.42 | 158.45 | 158.45 | 158.45
LFG | 0 | 0 | 0 | 0 | 0 | 0
Nuc | 0.01 | 0.01 | 0.01 | 0.01 | 0.01 | 0.01
PS | 0 | 0 | 0 | 0 | 0 | 0
PV | 0 | 0 | 0 | 0 | 0 | 0
PeakG | 9.88 | 9.88 | 9.88 | 9.88 | 13.09 | 13.09
PeakO | 0.09 | 0.09 | 0.09 | 0.12 | 0.12 | 0.12
ST | 0 | 0 | 0 | 0 | 0 | 0
STOG | 5.54 | 5.54 | 5.54 | 5.54 | 5.54 | 5.54
STWD | 0 | 0 | 0 | 0 | 0 | 0
WT | 17.9 | 17.9 | 17.9 | 17.9 | 22.04 | 125.3
IGCC | 0 | 0 | 0 | 0 | 0 | 0
DemandResponse | 0 | 0 | 0 | 0 | 0 | 0
IGCC-CCS | 0 | 0 | 0 | 0 | 0 | 0
WT_off | 0 | 0 | 0 | 0 | 0 | 0
PseudoUnit | 0 | 0 | 0 | 0 | 0 | 0
FixedInterchange | 0 | 0 | 0 | 0 | 0 | 0
Base FOM Costs by Reporting Type: AZ_NM_SNV_Coal
ReportingType | 2015 | 2020 | 2025 | 2030 | 2035 | 2040
BM | 0 | 0 | 0 | 0 | 0 | 0
CC | 0 | 0 | 0 | 0 | 0 | 0
CSP | 0 | 0 | 0 | 0 | 0 | 0
CT | 0 | 0 | 0 | 0 | 0 | 0
Coal | 731.78 | 781.65 | 789.38 | 904.87 | 1033.76 | 1488.6
Geo | 0 | 0 | 0 | 0 | 0 | 0
H | 0 | 0 | 0 | 0 | 0 | 0
LFG | 0 | 0 | 0 | 0 | 0 | 0
Nuc | 0 | 0 | 0 | 0 | 0 | 0
PS | 0 | 0 | 0 | 0 | 0 | 0
PV | 0 | 0 | 0 | 0 | 0 | 0
PeakG | 0 | 0 | 0 | 0 | 0 | 0
PeakO | 0 | 0 | 0 | 0 | 0 | 0
ST | 0 | 0 | 0 | 0 | 0 | 0
STOG | 0 | 0 | 0 | 0 | 0 | 0
STWD | 0 | 0 | 0 | 0 | 0 | 0
WT | 0 | 0 | 0 | 0 | 0 | 0
IGCC | 0 | 0 | 0 | 0 | 0 | 0
DemandResponse | 0 | 0 | 0 | 0 | 0 | 0
IGCC-CCS | 0 | 0 | 0 | 0 | 0 | 0
WT_off | 0 | 0 | 0 | 0 | 0 | 0
PseudoUnit | 0 | 0 | 0 | 0 | 0 | 0
FixedInterchange | 0 | 0 | 0 | 0 | 0 | 0
Base FOM Costs by Reporting Type: AZ_NM_SNV_Gas
ReportingType | 2015 | 2020 | 2025 | 2030 | 2035 | 2040
BM | 0 | 0 | 0 | 0 | 0 | 0
CC | 442.18 | 598.42 | 521.42 | 681.79 | 826.33 | 826.33
CSP | 0 | 0 | 0 | 0 | 0 | 0
CT | 4.93 | 4.93 | 4.93 | 4.93 | 0 | 0
Coal | 0 | 0 | 0 | 0 | 0 | 0
Geo | 0 | 0 | 0 | 0 | 0 | 0
H | 0 | 0 | 0 | 0 | 0 | 0
LFG | 0 | 0 | 0 | 0 | 0 | 0
Nuc | 0 | 0 | 0 | 0 | 0 | 0
PS | 0 | 0 | 0 | 0 | 0 | 0
PV | 0 | 0 | 0 | 0 | 0 | 0
PeakG | 51.89 | 77.04 | 57.53 | 0 | 0 | 0
PeakO | 0 | 0 | 0 | 0 | 0 | 0
ST | 0 | 0 | 0 | 0 | 0 | 0
STOG | 0 | 0 | 0 | 0 | 0 | 0
STWD | 0 | 0 | 0 | 0 | 0 | 0
WT | 0 | 0 | 0 | 0 | 0 | 0
IGCC | 0 | 0 | 0 | 0 | 0 | 0
DemandResponse | 0 | 0 | 0 | 0 | 0 | 0
IGCC-CCS | 0 | 0 | 0 | 0 | 0 | 0
WT_off | 0 | 0 | 0 | 0 | 0 | 0
PseudoUnit | 0 | 0 | 0 | 0 | 0 | 0
FixedInterchange | 0 | 0 | 0 | 0 | 0 | 0
Base FOM Costs by Reporting Type: AZ_NM_SNV_NucRenew
ReportingType | 2015 | 2020 | 2025 | 2030 | 2035 | 2040
BM | 0 | 0 | 0 | 0 | 0 | 0
CC | 0 | 0 | 0 | 0 | 0 | 0
CSP | 0 | 0 | 0 | 0 | 0 | 0
CT | 0 | 0 | 0 | 0 | 0 | 0
Coal | 0 | 0 | 0 | 0 | 0 | 0
Geo | 0 | 0 | 122.18 | 122.18 | 122.18 | 122.18
H | 44.6 | 44.6 | 44.6 | 44.6 | 44.6 | 44.6
LFG | 0.84 | 0.84 | 8.14 | 8.14 | 8.14 | 8.14
Nuc | 484.16 | 564.17 | 564.17 | 564.17 | 564.17 | 564.17
PS | 5.13 | 5.13 | 5.13 | 5.13 | 5.13 | 5.13
PV | 2.38 | 2.38 | 2.38 | 2.38 | 2.38 | 2.38
PeakG | 0 | 0 | 0 | 0 | 0 | 0
PeakO | 0 | 0 | 0 | 0 | 0 | 0
ST | 17.92 | 51.13 | 74.53 | 87.74 | 87.74 | 87.74
STOG | 0 | 0 | 0 | 0 | 0 | 0
STWD | 0.83 | 1.04 | 0.85 | 0.85 | 0.85 | 0.85
WT | 17.57 | 137.64 | 170.98 | 199.88 | 199.88 | 199.88
IGCC | 0 | 0 | 0 | 0 | 0 | 0
DemandResponse | 0 | 0 | 0 | 0 | 0 | 0
IGCC-CCS | 0 | 0 | 0 | 0 | 0 | 0
WT_off | 0 | 0 | 0 | 0 | 0 | 0
PseudoUnit | 0 | 0 | 0 | 0 | 0 | 0
FixedInterchange | 0 | 0 | 0 | 0 | 0 | 0
Base FOM Costs by Reporting Type: ERCOT
ReportingType | 2015 | 2020 | 2025 | 2030 | 2035 | 2040
BM | 14.57 | 14.57 | 14.57 | 240.47 | 265.55 | 297.92
CC | 883.83 | 1184.88 | 1050.81 | 1147.7 | 1370.07 | 1487.36
CSP | 0 | 0 | 0 | 0 | 0 | 0
CT | 1.67 | 1.67 | 1.67 | 3.32 | 11.06 | 21.06
Coal | 1175.78 | 1362.67 | 1256.35 | 1310.78 | 1466.71 | 1773.28
Geo | 0 | 0 | 0 | 0 | 0 | 0
H | 8.05 | 8.05 | 8.05 | 16.99 | 16.99 | 16.99
LFG | 9.05 | 9.05 | 51.64 | 51.64 | 51.64 | 51.64
Nuc | 574.09 | 734.71 | 741.22 | 741.22 | 741.22 | 741.22
PS | 0 | 0 | 0 | 0 | 0 | 0
PV | 0.25 | 0.25 | 0.25 | 0.25 | 0.01 | 0.01
PeakG | 80.63 | 119.03 | 114.62 | 114.62 | 114.62 | 114.62
PeakO | 1.29 | 1.86 | 1.53 | 1.53 | 1.53 | 1.53
ST | 0 | 0 | 0 | 0 | 0 | 0
STOG | 832.01 | 984.5 | 843.94 | 843.94 | 843.94 | 843.94
STWD | 0 | 0 | 0 | 0 | 0 | 0
WT | 315.42 | 599.08 | 936.44 | 1173.87 | 1263.75 | 1379.41
IGCC | 0 | 0 | 0 | 0 | 0 | 0
DemandResponse | 0 | 0 | 0 | 0 | 0 | 0
IGCC-CCS | 0 | 0 | 0 | 0 | 0 | 0
WT_off | 0 | 0 | 0 | 0 | 0 | 0
PseudoUnit | 0 | 0 | 0 | 0 | 0 | 0
FixedInterchange | 0 | 0 | 0 | 0 | 0 | 0
Base FOM Costs by Reporting Type: NP15
ReportingType | 2015 | 2020 | 2025 | 2030 | 2035 | 2040
BM | 0 | 0 | 0 | 0 | 0 | 0
CC | 205.4 | 258.04 | 212.25 | 241.96 | 268.43 | 290.56
CSP | 0 | 0 | 0 | 0 | 0 | 0
CT | 19.96 | 56.25 | 87.3 | 128.15 | 159.06 | 204.6
Coal | 1.65 | 0 | 0 | 0 | 0 | 0
Geo | 100.8 | 105.97 | 151.36 | 151.36 | 151.36 | 151.36
H | 125.7 | 125.7 | 125.7 | 125.7 | 125.7 | 125.7
LFG | 10.26 | 78.24 | 78.24 | 78.24 | 78.24 | 78.24
Nuc | 302.44 | 364.27 | 334.86 | 334.86 | 334.86 | 334.86
PS | 53.58 | 53.58 | 53.58 | 53.58 | 53.58 | 53.58
PV | 0.89 | 0.89 | 0.89 | 0.89 | 0.78 | 0.78
PeakG | 56.04 | 82.34 | 58.1 | 74.01 | 78.49 | 78.49
PeakO | 10.26 | 13.08 | 10.48 | 10.49 | 10.49 | 10.49
ST | 1.86 | 1.86 | 1.86 | 1.86 | 1.86 | 1.86
STOG | 167.55 | 198.25 | 169.95 | 169.95 | 169.95 | 169.95
STWD | 14.17 | 17.73 | 14.44 | 14.44 | 14.44 | 14.44
WT | 40.21 | 97.34 | 374.3 | 436 | 436 | 436
IGCC | 0 | 0 | 0 | 0 | 0 | 0
DemandResponse | 0 | 0 | 0 | 0 | 0 | 0
IGCC-CCS | 0 | 0 | 0 | 0 | 0 | 0
WT_off | 0 | 0 | 0 | 0 | 0 | 0
PseudoUnit | 0 | 0 | 0 | 0 | 0 | 0
FixedInterchange | 0 | 0 | 0 | 0 | 0 | 0
Base FOM Costs by Reporting Type: NWPP_Coal
ReportingType | 2015 | 2020 | 2025 | 2030 | 2035 | 2040
BM | 0 | 0 | 0 | 0 | 0 | 0
CC | 0 | 0 | 0 | 0 | 0 | 0
CSP | 0 | 0 | 0 | 0 | 0 | 0
CT | 0 | 0 | 0 | 0 | 0 | 0
Coal | 900.47 | 954.64 | 993.34 | 1065.25 | 1236.53 | 1338.62
Geo | 0 | 0 | 0 | 0 | 0 | 0
H | 0 | 0 | 0 | 0 | 0 | 0
LFG | 0 | 0 | 0 | 0 | 0 | 0
Nuc | 0 | 0 | 0 | 0 | 0 | 0
PS | 0 | 0 | 0 | 0 | 0 | 0
PV | 0 | 0 | 0 | 0 | 0 | 0
PeakG | 0 | 0 | 0 | 0 | 0 | 0
PeakO | 0 | 0 | 0 | 0 | 0 | 0
ST | 0 | 0 | 0 | 0 | 0 | 0
STOG | 0 | 0 | 0 | 0 | 0 | 0
STWD | 0 | 0 | 0 | 0 | 0 | 0
WT | 0 | 0 | 0 | 0 | 0 | 0
IGCC | 0 | 0 | 0 | 0 | 0 | 0
DemandResponse | 0 | 0 | 0 | 0 | 0 | 0
IGCC-CCS | 0 | 0 | 0 | 0 | 0 | 0
WT_off | 0 | 0 | 0 | 0 | 0 | 0
PseudoUnit | 0 | 0 | 0 | 0 | 0 | 0
FixedInterchange | 0 | 0 | 0 | 0 | 0 | 0
Base FOM Costs by Reporting Type: NWPP_Gas
ReportingType | 2015 | 2020 | 2025 | 2030 | 2035 | 2040
BM | 0 | 0 | 0 | 0 | 0 | 0
CC | 192.07 | 263.01 | 274.68 | 357.75 | 520.92 | 586.54
CSP | 0 | 0 | 0 | 0 | 0 | 0
CT | 1 | 1 | 1 | 1 | 0 | 0
Coal | 0 | 0 | 0 | 0 | 0 | 12.64
Geo | 0 | 0 | 0 | 0 | 0 | 0
H | 0 | 0 | 0 | 0 | 0 | 0
LFG | 0 | 0 | 0 | 0 | 0 | 0
Nuc | 0 | 0 | 0 | 0 | 0 | 0
PS | 0 | 0 | 0 | 0 | 0 | 0
PV | 0 | 0 | 0 | 0 | 0 | 0
PeakG | 0 | 0 | 0 | 0 | 0 | 0
PeakO | 0 | 0 | 0 | 0 | 0 | 0
ST | 0 | 0 | 0 | 0 | 0 | 0
STOG | 0 | 0 | 0 | 0 | 0 | 0
STWD | 0 | 0 | 0 | 0 | 0 | 0
WT | 0 | 0 | 0 | 0 | 0 | 0
IGCC | 0 | 0 | 0 | 0 | 0 | 0
DemandResponse | 0 | 0 | 0 | 0 | 0 | 0
IGCC-CCS | 0 | 0 | 0 | 0 | 0 | 0
WT_off | 0 | 0 | 0 | 0 | 0 | 0
PseudoUnit | 0 | 0 | 0 | 0 | 0 | 0
FixedInterchange | 0 | 0 | 0 | 0 | 0 | 0
Base FOM Costs by Reporting Type: NWPP_NucRenew
ReportingType | 2015 | 2020 | 2025 | 2030 | 2035 | 2040
BM | 3.27 | 3.27 | 3.27 | 3.27 | 3.27 | 3.27
CC | 0 | 0 | 0 | 0 | 0 | 0
CSP | 0 | 0 | 0 | 0 | 0 | 0
CT | 0 | 0 | 0 | 0 | 0 | 0
Coal | 0 | 0 | 0 | 0 | 0 | 0
Geo | 35.81 | 35.81 | 72.38 | 72.38 | 72.38 | 72.38
H | 480.54 | 480.54 | 480.54 | 485.31 | 485.31 | 485.31
LFG | 15.5 | 15.5 | 24.63 | 44.91 | 44.91 | 44.91
Nuc | 164.67 | 164.67 | 164.67 | 164.67 | 164.67 | 225.13
PS | 6.12 | 6.12 | 6.12 | 6.12 | 6.12 | 6.12
PV | 0.04 | 0.04 | 0.04 | 0.04 | 0.04 | 0.04
PeakG | 0 | 0 | 0 | 0 | 0 | 0
PeakO | 0 | 0 | 0 | 0 | 0 | 0
ST | 0 | 0 | 0 | 0 | 0 | 0
STOG | 0 | 0 | 0 | 0 | 0 | 0
STWD | 17.98 | 22.5 | 18.33 | 18.33 | 18.33 | 18.33
WT | 228.93 | 228.93 | 228.93 | 228.93 | 239.49 | 239.49
IGCC | 0 | 0 | 0 | 0 | 0 | 0
DemandResponse | 0 | 0 | 0 | 0 | 0 | 0
IGCC-CCS | 0 | 0 | 0 | 0 | 0 | 0
WT_off | 0 | 0 | 0 | 0 | 0 | 0
PseudoUnit | 0 | 0 | 0 | 0 | 0 | 0
FixedInterchange | 0 | 0 | 0 | 0 | 0 | 0
Base FOM Costs by Reporting Type: RMPA
ReportingType | 2015 | 2020 | 2025 | 2030 | 2035 | 2040
BM | 0 | 0 | 0 | 0 | 0 | 0
CC | 79.71 | 101.34 | 81.4 | 99.64 | 99.64 | 99.64
CSP | 0 | 0 | 0 | 0 | 0 | 0
CT | 1.02 | 1.02 | 1.02 | 4.94 | 5.77 | 8.88
Coal | 483.02 | 534.01 | 552.66 | 592.36 | 702.47 | 886.02
Geo | 0 | 47.49 | 216.56 | 216.56 | 216.56 | 216.56
H | 13.99 | 13.99 | 13.99 | 13.99 | 13.99 | 13.99
LFG | 0.89 | 0.89 | 0.89 | 4.37 | 4.37 | 4.37
Nuc | 0.01 | 0.01 | 0.01 | 0.01 | 0.01 | 0.01
PS | 13.37 | 13.37 | 13.37 | 13.37 | 13.37 | 13.37
PV | 0.31 | 0.31 | 0.31 | 0.31 | 0.31 | 0.31
PeakG | 48.87 | 72.26 | 50.7 | 61.6 | 69.81 | 69.81
PeakO | 5.49 | 6.99 | 5.61 | 5.61 | 5.61 | 5.61
ST | 0.19 | 26.9 | 30.63 | 33.55 | 33.55 | 33.55
STOG | 9.54 | 11.28 | 9.67 | 9.67 | 9.67 | 9.67
STWD | 0 | 0 | 0 | 0 | 0 | 0
WT | 67.62 | 67.62 | 67.62 | 76.43 | 76.43 | 76.43
IGCC | 0 | 0 | 0 | 0 | 0 | 0
DemandResponse | 0 | 0 | 0 | 0 | 0 | 0
IGCC-CCS | 0 | 0 | 0 | 0 | 0 | 0
WT_off | 0 | 0 | 0 | 0 | 0 | 0
PseudoUnit | 0 | 0 | 0 | 0 | 0 | 0
FixedInterchange | 0 | 0 | 0 | 0 | 0 | 0
Base FOM Costs by Reporting Type: SP15
ReportingType | 2015 | 2020 | 2025 | 2030 | 2035 | 2040
BM | 0.6 | 0.6 | 0.6 | 0.6 | 0.6 | 0.6
CC | 299.75 | 377.64 | 311.5 | 321.09 | 355.07 | 364.66
CSP | 0 | 0 | 0 | 0 | 0 | 0
CT | 0 | 0 | 0 | 10.09 | 48.52 | 48.52
Coal | 6.4 | 8.11 | 7.61 | 8.09 | 8.23 | 8.23
Geo | 86.16 | 208.35 | 208.35 | 208.35 | 208.35 | 208.35
H | 16.57 | 16.57 | 16.57 | 16.57 | 16.57 | 16.57
LFG | 26.93 | 93.8 | 93.8 | 93.8 | 93.8 | 93.8
Nuc | 327.58 | 356.35 | 327.58 | 327.58 | 327.58 | 447.86
PS | 34.19 | 34.19 | 34.19 | 34.19 | 34.19 | 34.19
PV | 1.87 | 1.87 | 1.87 | 1.87 | 1.8 | 1.8
PeakG | 76.73 | 111.44 | 93.22 | 103.59 | 103.59 | 103.59
PeakO | 1.47 | 1.91 | 1.53 | 1.53 | 1.53 | 1.53
ST | 28.67 | 28.67 | 28.67 | 28.67 | 28.67 | 28.67
STOG | 450.09 | 532.57 | 456.54 | 456.54 | 456.54 | 456.54
STWD | 3.81 | 4.77 | 3.89 | 3.89 | 3.89 | 3.89
WT | 71.03 | 71.03 | 71.03 | 155.26 | 155.56 | 480.19
IGCC | 0 | 0 | 0 | 0 | 0 | 0
DemandResponse | 0 | 0 | 0 | 0 | 0 | 0
IGCC-CCS | 0 | 0 | 0 | 0 | 0 | 0
WT_off | 0 | 0 | 0 | 0 | 0 | 0
PseudoUnit | 0 | 0 | 0 | 0 | 0 | 0
FixedInterchange | 0 | 0 | 0 | 0 | 0 | 0
Base FOM Costs by Reporting Type: ALB
ReportingType | 2015 | 2020 | 2025 | 2030 | 2035 | 2040
BM | 0 | 0 | 0 | 0 | 0 | 0
CC | 72.33 | 89.92 | 108.29 | 145.35 | 177.18 | 211.5
CSP | 0 | 0 | 0 | 0 | 0 | 0
CT | 1.35 | 1.35 | 1.35 | 1.35 | 1.35 | 1.35
Coal | 380.9 | 399.22 | 412.86 | 439.17 | 499.16 | 562.47
Geo | 0 | 0 | 0 | 0 | 0 | 0
H | 12.99 | 12.99 | 12.99 | 12.99 | 12.99 | 12.99
LFG | 1.21 | 1.21 | 1.21 | 1.21 | 1.21 | 1.21
Nuc | 0.01 | 0.01 | 0.01 | 0.01 | 0.01 | 0.01
PS | 0 | 0 | 0 | 0 | 0 | 0
PV | 0 | 0 | 0 | 0 | 0 | 0
PeakG | 33.51 | 33.51 | 33.51 | 33.51 | 47.21 | 47.21
PeakO | 0 | 0 | 0 | 0 | 0 | 0
ST | 0 | 0 | 0 | 0 | 0 | 0
STOG | 0 | 0 | 0 | 0 | 0 | 0
STWD | 0 | 0 | 0 | 0 | 0 | 0
WT | 22.94 | 22.94 | 22.94 | 22.94 | 22.94 | 22.94
IGCC | 0 | 0 | 0 | 0 | 0 | 0
DemandResponse | 0 | 0 | 0 | 0 | 0 | 0
IGCC-CCS | 0 | 0 | 0 | 0 | 0 | 0
WT_off | 0 | 0 | 0 | 0 | 0 | 0
PseudoUnit | 0 | 0 | 0 | 0 | 0 | 0
FixedInterchange | 0 | 0 | 0 | 0 | 0 | 0
Base FOM Costs by Reporting Type: BC
ReportingType | 2015 | 2020 | 2025 | 2030 | 2035 | 2040
BM | 0 | 0 | 0 | 0 | 0 | 0
CC | 28.52 | 42.5 | 62.64 | 80.19 | 99.86 | 120.7
CSP | 0 | 0 | 0 | 0 | 0 | 0
CT | 0 | 0 | 0 | 3.55 | 8.13 | 13.12
Coal | 0 | 0 | 0 | 0 | 0 | 0
Geo | 0 | 0 | 0 | 0 | 0 | 0
H | 173.22 | 173.22 | 173.22 | 173.22 | 173.22 | 173.22
LFG | 2.9 | 2.9 | 2.9 | 2.9 | 2.9 | 2.9
Nuc | 0.01 | 0.01 | 0.01 | 0.01 | 0.01 | 0.01
PS | 0 | 0 | 0 | 0 | 0 | 0
PV | 0 | 0 | 0 | 0 | 0 | 0
PeakG | 2.66 | 2.77 | 3.3 | 3.3 | 3.3 | 3.3
PeakO | 1.16 | 1.29 | 1.29 | 1.29 | 1.29 | 1.29
ST | 0 | 0 | 0 | 0 | 0 | 0
STOG | 8.42 | 8.42 | 8.42 | 8.42 | 8.42 | 8.42
STWD | 16.34 | 16.34 | 16.34 | 16.34 | 16.34 | 16.34
WT | 7.53 | 7.53 | 7.53 | 7.53 | 7.53 | 7.53
IGCC | 0 | 0 | 0 | 0 | 0 | 0
DemandResponse | 0 | 0 | 0 | 0 | 0 | 0
IGCC-CCS | 0 | 0 | 0 | 0 | 0 | 0
WT_off | 0 | 0 | 0 | 0 | 0 | 0
PseudoUnit | 0 | 0 | 0 | 0 | 0 | 0
FixedInterchange | 0 | 0 | 0 | 0 | 0 | 0
Base FOM Costs by Reporting Type: HQ_IESO
ReportingType | 2015 | 2020 | 2025 | 2030 | 2035 | 2040
BM | 0 | 0 | 0 | 0 | 0 | 0
CC | 0 | 0 | 0 | 0 | 0 | 0
CSP | 0 | 0 | 0 | 0 | 0 | 0
CT | 0 | 0 | 0 | 0 | 0 | 0
Coal | 0 | 0 | 0 | 0 | 0 | 0
Geo | 0 | 0 | 0 | 0 | 0 | 0
H | 0 | 0 | 0 | 0 | 0 | 0
LFG | 0 | 0 | 0 | 0 | 0 | 0
Nuc | 0.01 | 0.01 | 0.01 | 0.01 | 0.01 | 0.01
PS | 0 | 0 | 0 | 0 | 0 | 0
PV | 0 | 0 | 0 | 0 | 0 | 0
PeakG | 0 | 0 | 0 | 0 | 0 | 0
PeakO | 0 | 0 | 0 | 0 | 0 | 0
ST | 0 | 0 | 0 | 0 | 0 | 0
STOG | 0 | 0 | 0 | 0 | 0 | 0
STWD | 0 | 0 | 0 | 0 | 0 | 0
WT | 0 | 0 | 0 | 0 | 0 | 0
IGCC | 0 | 0 | 0 | 0 | 0 | 0
DemandResponse | 0 | 0 | 0 | 0 | 0 | 0
IGCC-CCS | 0 | 0 | 0 | 0 | 0 | 0
WT_off | 0 | 0 | 0 | 0 | 0 | 0
PseudoUnit | 0 | 0 | 0 | 0 | 0 | 0
FixedInterchange | 0 | 0 | 0 | 0 | 0 | 0
Base FOM Costs by Reporting Type: HQ_NEISO
ReportingType | 2015 | 2020 | 2025 | 2030 | 2035 | 2040
BM | 0 | 0 | 0 | 0 | 0 | 0
CC | 0 | 0 | 0 | 0 | 0 | 0
CSP | 0 | 0 | 0 | 0 | 0 | 0
CT | 0 | 0 | 0 | 0 | 0 | 0
Coal | 0 | 0 | 0 | 0 | 0 | 0
Geo | 0 | 0 | 0 | 0 | 0 | 0
H | 0 | 0 | 0 | 0 | 0 | 0
LFG | 0 | 0 | 0 | 0 | 0 | 0
Nuc | 0.01 | 0.01 | 0.01 | 0.01 | 0.01 | 0.01
PS | 0 | 0 | 0 | 0 | 0 | 0
PV | 0 | 0 | 0 | 0 | 0 | 0
PeakG | 0 | 0 | 0 | 0 | 0 | 0
PeakO | 0 | 0 | 0 | 0 | 0 | 0
ST | 0 | 0 | 0 | 0 | 0 | 0
STOG | 0 | 0 | 0 | 0 | 0 | 0
STWD | 0 | 0 | 0 | 0 | 0 | 0
WT | 0 | 0 | 0 | 0 | 0 | 0
IGCC | 0 | 0 | 0 | 0 | 0 | 0
DemandResponse | 0 | 0 | 0 | 0 | 0 | 0
IGCC-CCS | 0 | 0 | 0 | 0 | 0 | 0
WT_off | 0 | 0 | 0 | 0 | 0 | 0
PseudoUnit | 0 | 2.26 | 15.75 | 35.6 | 35.6 | 35.6
FixedInterchange | 0 | 0 | 0 | 0 | 0 | 0
Base FOM Costs by Reporting Type: HQ_NY
ReportingType | 2015 | 2020 | 2025 | 2030 | 2035 | 2040
BM | 0 | 0 | 0 | 0 | 0 | 0
CC | 0 | 0 | 0 | 0 | 0 | 0
CSP | 0 | 0 | 0 | 0 | 0 | 0
CT | 0 | 0 | 0 | 0 | 0 | 0
Coal | 0 | 0 | 0 | 0 | 0 | 0
Geo | 0 | 0 | 0 | 0 | 0 | 0
H | 0 | 0 | 0 | 0 | 0 | 0
LFG | 0 | 0 | 0 | 0 | 0 | 0
Nuc | 0.01 | 0.01 | 0.01 | 0.01 | 0.01 | 0.01
PS | 0 | 0 | 0 | 0 | 0 | 0
PV | 0 | 0 | 0 | 0 | 0 | 0
PeakG | 0 | 0 | 0 | 0 | 0 | 0
PeakO | 0 | 0 | 0 | 0 | 0 | 0
ST | 0 | 0 | 0 | 0 | 0 | 0
STOG | 0 | 0 | 0 | 0 | 0 | 0
STWD | 0 | 0 | 0 | 0 | 0 | 0
WT | 0 | 0 | 0 | 0 | 0 | 0
IGCC | 0 | 0 | 0 | 0 | 0 | 0
DemandResponse | 0 | 0 | 0 | 0 | 0 | 0
IGCC-CCS | 0 | 0 | 0 | 0 | 0 | 0
WT_off | 0 | 0 | 0 | 0 | 0 | 0
PseudoUnit | 0 | 15.76 | 35.6 | 35.6 | 35.6 | 35.6
FixedInterchange | 0 | 0 | 0 | 0 | 0 | 0
Base FOM Costs by Reporting Type: MARITIMES
ReportingType | 2015 | 2020 | 2025 | 2030 | 2035 | 2040
BM | 0 | 0 | 0 | 0 | 0 | 0
CC | 0 | 0 | 0 | 0 | 0 | 0
CSP | 0 | 0 | 0 | 0 | 0 | 0
CT | 0 | 0 | 0 | 0 | 0 | 0
Coal | 0 | 0 | 0 | 0 | 0 | 0
Geo | 0 | 0 | 0 | 0 | 0 | 0
H | 0 | 0 | 0 | 0 | 0 | 0
LFG | 0 | 0 | 0 | 0 | 0 | 0
Nuc | 0.01 | 0.01 | 0.01 | 0.01 | 0.01 | 0.01
PS | 0 | 0 | 0 | 0 | 0 | 0
PV | 0 | 0 | 0 | 0 | 0 | 0
PeakG | 0 | 0 | 0 | 0 | 0 | 0
PeakO | 0 | 0 | 0 | 0 | 0 | 0
ST | 0 | 0 | 0 | 0 | 0 | 0
STOG | 0 | 0 | 0 | 0 | 0 | 0
STWD | 0 | 0 | 0 | 0 | 0 | 0
WT | 0 | 0 | 0 | 0 | 0 | 0
IGCC | 0 | 0 | 0 | 0 | 0 | 0
DemandResponse | 0 | 0 | 0 | 0 | 0 | 0
IGCC-CCS | 0 | 0 | 0 | 0 | 0 | 0
WT_off | 0 | 0 | 0 | 0 | 0 | 0
PseudoUnit | 0 | 7.12 | 7.12 | 7.12 | 7.12 | 7.12
FixedInterchange | 0 | 0 | 0 | 0 | 0 | 0
Base FOM Costs by Reporting Type: All
ReportingType | 2015 | 2020 | 2025 | 2030 | 2035 | 2040
BM | 125.73 | 167.78 | 250.61 | 500.7 | 564.87 | 616.6
CC | 6617.69 | 8818.97 | 7933.04 | 8890.82 | 11011 | 12179.24
CSP | 0 | 0 | 0 | 0 | 0 | 0
CT | 66.82 | 217.87 | 331.85 | 591.73 | 922.52 | 1160.94
Coal | 19548.47 | 19291.49 | 18855.18 | 20779.82 | 23187.83 | 26426.94
Geo | 226.72 | 401.57 | 774.79 | 774.79 | 774.79 | 774.79
H | 1511 | 1541.76 | 1574.06 | 1638.29 | 1638.59 | 1642.15
LFG | 498.94 | 733.94 | 999.86 | 1086.97 | 1086.97 | 1086.97
Nuc | 16696.36 | 17842.96 | 17313.01 | 17728.25 | 14523.5 | 21350.19
PS | 517.25 | 517.25 | 517.25 | 517.25 | 517.25 | 517.25
PV | 26.7 | 66.6 | 89.52 | 97.75 | 85.41 | 92.51
PeakG | 2065.89 | 3022.75 | 2292.69 | 2662.04 | 2791.4 | 2791.4
PeakO | 609.68 | 796.17 | 645.63 | 648.9 | 648.91 | 648.93
ST | 48.64 | 108.56 | 135.69 | 151.82 | 151.82 | 151.82
STOG | 3415.75 | 4039.2 | 3464.52 | 3464.52 | 3464.52 | 3464.52
STWD | 153.1 | 186.34 | 155.7 | 155.7 | 155.7 | 155.7
WT | 2034.5 | 3841.6 | 7010.3 | 10382.16 | 11497.84 | 13187.27
IGCC | 30.22 | 30.22 | 30.22 | 30.22 | 30.22 | 30.22
DemandResponse | 0 | 0 | 0 | 0 | 0 | 0
IGCC-CCS | 0 | 0 | 0 | 0 | 0 | 0
WT_off | 25.01 | 25.01 | 83.68 | 83.68 | 83.68 | 83.68
PseudoUnit | 0 | 25.15 | 58.47 | 78.32 | 78.32 | 78.32
FixedInterchange | 0 | 0 | 0 | 0 | 0 | 0
Base FOM Costs by Reporting Type: EI_US
ReportingType | 2015 | 2020 | 2025 | 2030 | 2035 | 2040
BM | 74.48 | 116.53 | 199.37 | 223.56 | 262.65 | 282.01
CC | 4187.05 | 5675.65 | 5080.94 | 5576.06 | 6979.77 | 7809.29
CSP | 0 | 0 | 0 | 0 | 0 | 0
CT | 31.83 | 145.3 | 228.23 | 428.03 | 681.3 | 844.45
Coal | 15795.01 | 15176.52 | 14811.9 | 16443.6 | 18225.28 | 20337.76
Geo | 3.95 | 3.95 | 3.95 | 3.95 | 3.95 | 3.95
H | 419.29 | 440.15 | 451.16 | 466.65 | 466.95 | 466.95
LFG | 417.2 | 517.34 | 724.23 | 787.52 | 787.52 | 787.52
Nuc | 12948.03 | 13763.39 | 13285.11 | 13700.35 | 10645.57 | 16957.2
PS | 401.94 | 401.94 | 401.94 | 401.94 | 401.94 | 401.94
PV | 2.71 | 42.61 | 65.52 | 73.76 | 79.64 | 86.75
PeakG | 1694.01 | 2500.81 | 1858.16 | 2247.85 | 2347.62 | 2347.62
PeakO | 585 | 766.03 | 620.07 | 623.22 | 623.23 | 623.25
ST | 0 | 0 | 0 | 0 | 0 | 0
STOG | 1942.61 | 2298.64 | 1970.46 | 1970.46 | 1970.46 | 1970.46
STWD | 95.51 | 119.51 | 97.38 | 97.38 | 97.38 | 97.38
WT | 1142.42 | 2488.66 | 5009.7 | 7960.51 | 9030.42 | 10176.3
IGCC | 30.22 | 30.22 | 30.22 | 30.22 | 30.22 | 30.22
DemandResponse | 0 | 0 | 0 | 0 | 0 | 0
IGCC-CCS | 0 | 0 | 0 | 0 | 0 | 0
WT_off | 25.01 | 25.01 | 83.68 | 83.68 | 83.68 | 83.68
PseudoUnit | 0 | 25.15 | 58.47 | 78.32 | 78.32 | 78.32
FixedInterchange | 0 | 0 | 0 | 0 | 0 | 0
Base FOM Costs by Reporting Type: EI_Canada
ReportingType | 2015 | 2020 | 2025 | 2030 | 2035 | 2040
BM | 32.8 | 32.8 | 32.8 | 32.8 | 32.8 | 32.8
CC | 226.85 | 227.56 | 229.12 | 239.29 | 313.71 | 382.66
CSP | 0 | 0 | 0 | 0 | 0 | 0
CT | 5.06 | 6.35 | 6.35 | 6.35 | 7.33 | 18.95
Coal | 73.47 | 74.67 | 31.07 | 15.7 | 15.7 | 19.31
Geo | 0 | 0 | 0 | 0 | 0 | 0
H | 216.06 | 225.96 | 247.25 | 282.28 | 282.28 | 285.84
LFG | 14.17 | 14.17 | 14.17 | 14.23 | 14.23 | 14.23
Nuc | 1895.36 | 1895.36 | 1895.36 | 1895.36 | 1745.4 | 2079.7
PS | 2.92 | 2.92 | 2.92 | 2.92 | 2.92 | 2.92
PV | 18.26 | 18.26 | 18.26 | 18.26 | 0.44 | 0.44
PeakG | 21.55 | 23.55 | 23.55 | 23.55 | 26.76 | 26.76
PeakO | 5.01 | 5.01 | 5.12 | 5.23 | 5.23 | 5.23
ST | 0 | 0 | 0 | 0 | 0 | 0
STOG | 5.54 | 5.54 | 5.54 | 5.54 | 5.54 | 5.54
STWD | 4.45 | 4.45 | 4.45 | 4.45 | 4.45 | 4.45
WT | 120.82 | 120.82 | 120.82 | 120.82 | 65.84 | 169.11
IGCC | 0 | 0 | 0 | 0 | 0 | 0
DemandResponse | 0 | 0 | 0 | 0 | 0 | 0
IGCC-CCS | 0 | 0 | 0 | 0 | 0 | 0
WT_off | 0 | 0 | 0 | 0 | 0 | 0
PseudoUnit | 0 | 0 | 0 | 0 | 0 | 0
FixedInterchange | 0 | 0 | 0 | 0 | 0 | 0
Base FOM Costs by Reporting Type: EI
ReportingType | 2015 | 2020 | 2025 | 2030 | 2035 | 2040
BM | 107.28 | 149.33 | 232.16 | 256.36 | 295.45 | 314.81
CC | 4413.9 | 5903.22 | 5310.06 | 5815.34 | 7293.48 | 8191.95
CSP | 0 | 0 | 0 | 0 | 0 | 0
CT | 36.89 | 151.65 | 234.59 | 434.38 | 688.63 | 863.4
Coal | 15868.48 | 15251.2 | 14842.97 | 16459.3 | 18240.98 | 20357.08
Geo | 3.95 | 3.95 | 3.95 | 3.95 | 3.95 | 3.95
H | 635.35 | 666.11 | 698.41 | 748.93 | 749.23 | 752.79
LFG | 431.38 | 531.51 | 738.4 | 801.75 | 801.75 | 801.75
Nuc | 14843.39 | 15658.74 | 15180.47 | 15595.71 | 12390.96 | 19036.91
PS | 404.86 | 404.86 | 404.86 | 404.86 | 404.86 | 404.86
PV | 20.97 | 60.87 | 83.79 | 92.02 | 80.08 | 87.19
PeakG | 1715.56 | 2524.37 | 1881.71 | 2271.41 | 2374.38 | 2374.38
PeakO | 590.01 | 771.03 | 625.19 | 628.46 | 628.47 | 628.48
ST | 0 | 0 | 0 | 0 | 0 | 0
STOG | 1948.15 | 2304.18 | 1976 | 1976 | 1976 | 1976
STWD | 99.96 | 123.96 | 101.84 | 101.84 | 101.84 | 101.84
WT | 1263.24 | 2609.49 | 5130.52 | 8081.33 | 9096.27 | 10345.4
IGCC | 30.22 | 30.22 | 30.22 | 30.22 | 30.22 | 30.22
DemandResponse | 0 | 0 | 0 | 0 | 0 | 0
IGCC-CCS | 0 | 0 | 0 | 0 | 0 | 0
WT_off | 25.01 | 25.01 | 83.68 | 83.68 | 83.68 | 83.68
PseudoUnit | 0 | 25.15 | 58.47 | 78.32 | 78.32 | 78.32
FixedInterchange | 0 | 0 | 0 | 0 | 0 | 0
Base FOM Costs by Reporting Type: Outside_EI
ReportingType | 2015 | 2020 | 2025 | 2030 | 2035 | 2040
BM | 18.45 | 18.45 | 18.45 | 244.34 | 269.42 | 301.79
CC | 2203.79 | 2915.75 | 2622.98 | 3075.48 | 3717.52 | 3987.28
CSP | 0 | 0 | 0 | 0 | 0 | 0
CT | 29.93 | 66.22 | 97.27 | 157.34 | 233.89 | 297.54
Coal | 3679.99 | 4040.29 | 4012.2 | 4320.52 | 4946.85 | 6069.86
Geo | 222.78 | 397.63 | 770.84 | 770.84 | 770.84 | 770.84
H | 875.65 | 875.65 | 875.65 | 889.36 | 889.36 | 889.36
LFG | 67.56 | 202.42 | 261.46 | 285.22 | 285.22 | 285.22
Nuc | 1852.97 | 2184.21 | 2132.54 | 2132.54 | 2132.54 | 2313.28
PS | 112.39 | 112.39 | 112.39 | 112.39 | 112.39 | 112.39
PV | 5.73 | 5.73 | 5.73 | 5.73 | 5.32 | 5.32
PeakG | 350.33 | 498.38 | 410.98 | 390.63 | 417.02 | 417.02
PeakO | 19.67 | 25.14 | 20.44 | 20.44 | 20.45 | 20.45
ST | 48.64 | 108.56 | 135.69 | 151.82 | 151.82 | 151.82
STOG | 1467.6 | 1735.03 | 1488.52 | 1488.52 | 1488.52 | 1488.52
STWD | 53.14 | 62.38 | 53.86 | 53.86 | 53.86 | 53.86
WT | 771.26 | 1232.11 | 1879.78 | 2300.83 | 2401.57 | 2841.87
IGCC | 0 | 0 | 0 | 0 | 0 | 0
DemandResponse | 0 | 0 | 0 | 0 | 0 | 0
IGCC-CCS | 0 | 0 | 0 | 0 | 0 | 0
WT_off | 0 | 0 | 0 | 0 | 0 | 0
PseudoUnit | 0 | 0 | 0 | 0 | 0 | 0
FixedInterchange | 0 | 0 | 0 | 0 | 0 | 0
#11 | Retrofit FOM Costs ($million)
Retrofit FOM Costs by Reporting Type: Entergy
ReportingType | 2015 | 2020 | 2025 | 2030 | 2035 | 2040
BM | 0 | 0 | 0 | 0 | 0 | 0
CC | 0 | 0 | 0 | 0 | 0 | 0
CSP | 0 | 0 | 0 | 0 | 0 | 0
CT | 0 | 0 | 0 | 0 | 0 | 0
Coal | 3.38 | 31.29 | 31.29 | 31.29 | 31.29 | 31.29
Geo | 0 | 0 | 0 | 0 | 0 | 0
H | 0 | 0 | 0 | 0 | 0 | 0
LFG | 0 | 0 | 0 | 0 | 0 | 0
Nuc | 0 | 0 | 0 | 0 | 0 | 0
PS | 0 | 0 | 0 | 0 | 0 | 0
PV | 0 | 0 | 0 | 0 | 0 | 0
PeakG | 0 | 0 | 0 | 0 | 0 | 0
PeakO | 0 | 0 | 0 | 0 | 0 | 0
ST | 0 | 0 | 0 | 0 | 0 | 0
STOG | 0 | 0 | 0 | 0 | 0 | 0
STWD | 0 | 0 | 0 | 0 | 0 | 0
WT | 0 | 0 | 0 | 0 | 0 | 0
IGCC | 0 | 0 | 0 | 0 | 0 | 0
DemandResponse | 0 | 0 | 0 | 0 | 0 | 0
IGCC-CCS | 0 | 0 | 0 | 0 | 0 | 0
WT_off | 0 | 0 | 0 | 0 | 0 | 0
PseudoUnit | 0 | 0 | 0 | 0 | 0 | 0
FixedInterchange | 0 | 0 | 0 | 0 | 0 | 0
Retrofit FOM Costs by Reporting Type: FRCC
ReportingType | 2015 | 2020 | 2025 | 2030 | 2035 | 2040
BM | 0 | 0 | 0 | 0 | 0 | 0
CC | 0 | 0 | 0 | 0 | 0 | 0
CSP | 0 | 0 | 0 | 0 | 0 | 0
CT | 0 | 0 | 0 | 0 | 0 | 0
Coal | 66.73 | 69.79 | 69.79 | 69.79 | 69.79 | 69.79
Geo | 0 | 0 | 0 | 0 | 0 | 0
H | 0 | 0 | 0 | 0 | 0 | 0
LFG | 0 | 0 | 0 | 0 | 0 | 0
Nuc | 0 | 0 | 0 | 0 | 0 | 0
PS | 0 | 0 | 0 | 0 | 0 | 0
PV | 0 | 0 | 0 | 0 | 0 | 0
PeakG | 0 | 0 | 0 | 0 | 0 | 0
PeakO | 0 | 0 | 0 | 0 | 0 | 0
ST | 0 | 0 | 0 | 0 | 0 | 0
STOG | 0 | 0 | 0 | 0 | 0 | 0
STWD | 0 | 0 | 0 | 0 | 0 | 0
WT | 0 | 0 | 0 | 0 | 0 | 0
IGCC | 0 | 0 | 0 | 0 | 0 | 0
DemandResponse | 0 | 0 | 0 | 0 | 0 | 0
IGCC-CCS | 0 | 0 | 0 | 0 | 0 | 0
WT_off | 0 | 0 | 0 | 0 | 0 | 0
PseudoUnit | 0 | 0 | 0 | 0 | 0 | 0
FixedInterchange | 0 | 0 | 0 | 0 | 0 | 0
Retrofit FOM Costs by Reporting Type: MAPP_US
ReportingType | 2015 | 2020 | 2025 | 2030 | 2035 | 2040
BM | 0 | 0 | 0 | 0 | 0 | 0
CC | 0 | 0 | 0 | 0 | 0 | 0
CSP | 0 | 0 | 0 | 0 | 0 | 0
CT | 0 | 0 | 0 | 0 | 0 | 0
Coal | 16.92 | 16.99 | 14.91 | 14.91 | 14.91 | 14.91
Geo | 0 | 0 | 0 | 0 | 0 | 0
H | 0 | 0 | 0 | 0 | 0 | 0
LFG | 0 | 0 | 0 | 0 | 0 | 0
Nuc | 0 | 0 | 0 | 0 | 0 | 0
PS | 0 | 0 | 0 | 0 | 0 | 0
PV | 0 | 0 | 0 | 0 | 0 | 0
PeakG | 0 | 0 | 0 | 0 | 0 | 0
PeakO | 0 | 0 | 0 | 0 | 0 | 0
ST | 0 | 0 | 0 | 0 | 0 | 0
STOG | 0 | 0 | 0 | 0 | 0 | 0
STWD | 0 | 0 | 0 | 0 | 0 | 0
WT | 0 | 0 | 0 | 0 | 0 | 0
IGCC | 0 | 0 | 0 | 0 | 0 | 0
DemandResponse | 0 | 0 | 0 | 0 | 0 | 0
IGCC-CCS | 0 | 0 | 0 | 0 | 0 | 0
WT_off | 0 | 0 | 0 | 0 | 0 | 0
PseudoUnit | 0 | 0 | 0 | 0 | 0 | 0
FixedInterchange | 0 | 0 | 0 | 0 | 0 | 0
Retrofit FOM Costs by Reporting Type: MISO_IN
ReportingType | 2015 | 2020 | 2025 | 2030 | 2035 | 2040
BM | 0 | 0 | 0 | 0 | 0 | 0
CC | 0 | 0 | 0 | 0 | 0 | 0
CSP | 0 | 0 | 0 | 0 | 0 | 0
CT | 0 | 0 | 0 | 0 | 0 | 0
Coal | 103.74 | 113.14 | 113.14 | 113.14 | 113.14 | 113.14
Geo | 0 | 0 | 0 | 0 | 0 | 0
H | 0 | 0 | 0 | 0 | 0 | 0
LFG | 0 | 0 | 0 | 0 | 0 | 0
Nuc | 0 | 0 | 0 | 0 | 0 | 0
PS | 0 | 0 | 0 | 0 | 0 | 0
PV | 0 | 0 | 0 | 0 | 0 | 0
PeakG | 0 | 0 | 0 | 0 | 0 | 0
PeakO | 0 | 0 | 0 | 0 | 0 | 0
ST | 0 | 0 | 0 | 0 | 0 | 0
STOG | 0 | 0 | 0 | 0 | 0 | 0
STWD | 0 | 0 | 0 | 0 | 0 | 0
WT | 0 | 0 | 0 | 0 | 0 | 0
IGCC | 0 | 0 | 0 | 0 | 0 | 0
DemandResponse | 0 | 0 | 0 | 0 | 0 | 0
IGCC-CCS | 0 | 0 | 0 | 0 | 0 | 0
WT_off | 0 | 0 | 0 | 0 | 0 | 0
PseudoUnit | 0 | 0 | 0 | 0 | 0 | 0
FixedInterchange | 0 | 0 | 0 | 0 | 0 | 0
Retrofit FOM Costs by Reporting Type: MISO_MI
ReportingType | 2015 | 2020 | 2025 | 2030 | 2035 | 2040
BM | 0 | 0 | 0 | 0 | 0 | 0
CC | 0 | 0 | 0 | 0 | 0 | 0
CSP | 0 | 0 | 0 | 0 | 0 | 0
CT | 0 | 0 | 0 | 0 | 0 | 0
Coal | 18.05 | 44.16 | 44.16 | 44.16 | 44.16 | 44.16
Geo | 0 | 0 | 0 | 0 | 0 | 0
H | 0 | 0 | 0 | 0 | 0 | 0
LFG | 0 | 0 | 0 | 0 | 0 | 0
Nuc | 0 | 0 | 0 | 0 | 0 | 0
PS | 0 | 0 | 0 | 0 | 0 | 0
PV | 0 | 0 | 0 | 0 | 0 | 0
PeakG | 0 | 0 | 0 | 0 | 0 | 0
PeakO | 0 | 0 | 0 | 0 | 0 | 0
ST | 0 | 0 | 0 | 0 | 0 | 0
STOG | 0 | 0 | 0 | 0 | 0 | 0
STWD | 0 | 0 | 0 | 0 | 0 | 0
WT | 0 | 0 | 0 | 0 | 0 | 0
IGCC | 0 | 0 | 0 | 0 | 0 | 0
DemandResponse | 0 | 0 | 0 | 0 | 0 | 0
IGCC-CCS | 0 | 0 | 0 | 0 | 0 | 0
WT_off | 0 | 0 | 0 | 0 | 0 | 0
PseudoUnit | 0 | 0 | 0 | 0 | 0 | 0
FixedInterchange | 0 | 0 | 0 | 0 | 0 | 0
Retrofit FOM Costs by Reporting Type: MISO_MO-IL
ReportingType | 2015 | 2020 | 2025 | 2030 | 2035 | 2040
BM | 0 | 0 | 0 | 0 | 0 | 0
CC | 0 | 0 | 0 | 0 | 0 | 0
CSP | 0 | 0 | 0 | 0 | 0 | 0
CT | 0 | 0 | 0 | 0 | 0 | 0
Coal | 30.23 | 57.2 | 57.2 | 57.2 | 57.2 | 57.2
Geo | 0 | 0 | 0 | 0 | 0 | 0
H | 0 | 0 | 0 | 0 | 0 | 0
LFG | 0 | 0 | 0 | 0 | 0 | 0
Nuc | 0 | 0 | 0 | 0 | 0 | 0
PS | 0 | 0 | 0 | 0 | 0 | 0
PV | 0 | 0 | 0 | 0 | 0 | 0
PeakG | 0 | 0 | 0 | 0 | 0 | 0
PeakO | 0 | 0 | 0 | 0 | 0 | 0
ST | 0 | 0 | 0 | 0 | 0 | 0
STOG | 0 | 0 | 0 | 0 | 0 | 0
STWD | 0 | 0 | 0 | 0 | 0 | 0
WT | 0 | 0 | 0 | 0 | 0 | 0
IGCC | 0 | 0 | 0 | 0 | 0 | 0
DemandResponse | 0 | 0 | 0 | 0 | 0 | 0
IGCC-CCS | 0 | 0 | 0 | 0 | 0 | 0
WT_off | 0 | 0 | 0 | 0 | 0 | 0
PseudoUnit | 0 | 0 | 0 | 0 | 0 | 0
FixedInterchange | 0 | 0 | 0 | 0 | 0 | 0
Retrofit FOM Costs by Reporting Type: MISO_W
ReportingType | 2015 | 2020 | 2025 | 2030 | 2035 | 2040
BM | 0 | 0 | 0 | 0 | 0 | 0
CC | 0 | 0 | 0 | 0 | 0 | 0
CSP | 0 | 0 | 0 | 0 | 0 | 0
CT | 0 | 0 | 0 | 0 | 0 | 0
Coal | 38.36 | 61.93 | 61.93 | 61.93 | 61.93 | 61.93
Geo | 0 | 0 | 0 | 0 | 0 | 0
H | 0 | 0 | 0 | 0 | 0 | 0
LFG | 0 | 0 | 0 | 0 | 0 | 0
Nuc | 0 | 0 | 0 | 0 | 0 | 0
PS | 0 | 0 | 0 | 0 | 0 | 0
PV | 0 | 0 | 0 | 0 | 0 | 0
PeakG | 0 | 0 | 0 | 0 | 0 | 0
PeakO | 0 | 0 | 0 | 0 | 0 | 0
ST | 0 | 0 | 0 | 0 | 0 | 0
STOG | 0 | 0 | 0 | 0 | 0 | 0
STWD | 0 | 0 | 0 | 0 | 0 | 0
WT | 0 | 0 | 0 | 0 | 0 | 0
IGCC | 0 | 0 | 0 | 0 | 0 | 0
DemandResponse | 0 | 0 | 0 | 0 | 0 | 0
IGCC-CCS | 0 | 0 | 0 | 0 | 0 | 0
WT_off | 0 | 0 | 0 | 0 | 0 | 0
PseudoUnit | 0 | 0 | 0 | 0 | 0 | 0
FixedInterchange | 0 | 0 | 0 | 0 | 0 | 0
Retrofit FOM Costs by Reporting Type: MISO_WUMS
ReportingType | 2015 | 2020 | 2025 | 2030 | 2035 | 2040
BM | 0 | 0 | 0 | 0 | 0 | 0
CC | 0 | 0 | 0 | 0 | 0 | 0
CSP | 0 | 0 | 0 | 0 | 0 | 0
CT | 0 | 0 | 0 | 0 | 0 | 0
Coal | 35.36 | 32.96 | 32.96 | 32.96 | 32.96 | 32.96
Geo | 0 | 0 | 0 | 0 | 0 | 0
H | 0 | 0 | 0 | 0 | 0 | 0
LFG | 0 | 0 | 0 | 0 | 0 | 0
Nuc | 0 | 0 | 0 | 0 | 0 | 0
PS | 0 | 0 | 0 | 0 | 0 | 0
PV | 0 | 0 | 0 | 0 | 0 | 0
PeakG | 0 | 0 | 0 | 0 | 0 | 0
PeakO | 0 | 0 | 0 | 0 | 0 | 0
ST | 0 | 0 | 0 | 0 | 0 | 0
STOG | 0 | 0 | 0 | 0 | 0 | 0
STWD | 0 | 0 | 0 | 0 | 0 | 0
WT | 0 | 0 | 0 | 0 | 0 | 0
IGCC | 0 | 0 | 0 | 0 | 0 | 0
DemandResponse | 0 | 0 | 0 | 0 | 0 | 0
IGCC-CCS | 0 | 0 | 0 | 0 | 0 | 0
WT_off | 0 | 0 | 0 | 0 | 0 | 0
PseudoUnit | 0 | 0 | 0 | 0 | 0 | 0
FixedInterchange | 0 | 0 | 0 | 0 | 0 | 0
Retrofit FOM Costs by Reporting Type: Nebraska
ReportingType | 2015 | 2020 | 2025 | 2030 | 2035 | 2040
BM | 0 | 0 | 0 | 0 | 0 | 0
CC | 0 | 0 | 0 | 0 | 0 | 0
CSP | 0 | 0 | 0 | 0 | 0 | 0
CT | 0 | 0 | 0 | 0 | 0 | 0
Coal | 4.88 | 20.36 | 17.31 | 17.31 | 17.31 | 17.31
Geo | 0 | 0 | 0 | 0 | 0 | 0
H | 0 | 0 | 0 | 0 | 0 | 0
LFG | 0 | 0 | 0 | 0 | 0 | 0
Nuc | 0 | 0 | 0 | 0 | 0 | 0
PS | 0 | 0 | 0 | 0 | 0 | 0
PV | 0 | 0 | 0 | 0 | 0 | 0
PeakG | 0 | 0 | 0 | 0 | 0 | 0
PeakO | 0 | 0 | 0 | 0 | 0 | 0
ST | 0 | 0 | 0 | 0 | 0 | 0
STOG | 0 | 0 | 0 | 0 | 0 | 0
STWD | 0 | 0 | 0 | 0 | 0 | 0
WT | 0 | 0 | 0 | 0 | 0 | 0
IGCC | 0 | 0 | 0 | 0 | 0 | 0
DemandResponse | 0 | 0 | 0 | 0 | 0 | 0
IGCC-CCS | 0 | 0 | 0 | 0 | 0 | 0
WT_off | 0 | 0 | 0 | 0 | 0 | 0
PseudoUnit | 0 | 0 | 0 | 0 | 0 | 0
FixedInterchange | 0 | 0 | 0 | 0 | 0 | 0
Retrofit FOM Costs by Reporting Type: NEISO
ReportingType | 2015 | 2020 | 2025 | 2030 | 2035 | 2040
BM | 0 | 0 | 0 | 0 | 0 | 0
CC | 0 | 0 | 0 | 0 | 0 | 0
CSP | 0 | 0 | 0 | 0 | 0 | 0
CT | 0 | 0 | 0 | 0 | 0 | 0
Coal | 4.08 | 0 | 0 | 0 | 0 | 0
Geo | 0 | 0 | 0 | 0 | 0 | 0
H | 0 | 0 | 0 | 0 | 0 | 0
LFG | 0 | 0 | 0 | 0 | 0 | 0
Nuc | 0 | 0 | 0 | 0 | 0 | 0
PS | 0 | 0 | 0 | 0 | 0 | 0
PV | 0 | 0 | 0 | 0 | 0 | 0
PeakG | 0 | 0 | 0 | 0 | 0 | 0
PeakO | 0 | 0 | 0 | 0 | 0 | 0
ST | 0 | 0 | 0 | 0 | 0 | 0
STOG | 0 | 0 | 0 | 0 | 0 | 0
STWD | 0 | 0 | 0 | 0 | 0 | 0
WT | 0 | 0 | 0 | 0 | 0 | 0
IGCC | 0 | 0 | 0 | 0 | 0 | 0
DemandResponse | 0 | 0 | 0 | 0 | 0 | 0
IGCC-CCS | 0 | 0 | 0 | 0 | 0 | 0
WT_off | 0 | 0 | 0 | 0 | 0 | 0
PseudoUnit | 0 | 0 | 0 | 0 | 0 | 0
FixedInterchange | 0 | 0 | 0 | 0 | 0 | 0
Retrofit FOM Costs by Reporting Type: NonRTO_Midwest
ReportingType | 2015 | 2020 | 2025 | 2030 | 2035 | 2040
BM | 0 | 0 | 0 | 0 | 0 | 0
CC | 0 | 0 | 0 | 0 | 0 | 0
CSP | 0 | 0 | 0 | 0 | 0 | 0
CT | 0 | 0 | 0 | 0 | 0 | 0
Coal | 87.69 | 92.75 | 92.75 | 92.75 | 92.75 | 92.75
Geo | 0 | 0 | 0 | 0 | 0 | 0
H | 0 | 0 | 0 | 0 | 0 | 0
LFG | 0 | 0 | 0 | 0 | 0 | 0
Nuc | 0 | 0 | 0 | 0 | 0 | 0
PS | 0 | 0 | 0 | 0 | 0 | 0
PV | 0 | 0 | 0 | 0 | 0 | 0
PeakG | 0 | 0 | 0 | 0 | 0 | 0
PeakO | 0 | 0 | 0 | 0 | 0 | 0
ST | 0 | 0 | 0 | 0 | 0 | 0
STOG | 0 | 0 | 0 | 0 | 0 | 0
STWD | 0 | 0 | 0 | 0 | 0 | 0
WT | 0 | 0 | 0 | 0 | 0 | 0
IGCC | 0 | 0 | 0 | 0 | 0 | 0
DemandResponse | 0 | 0 | 0 | 0 | 0 | 0
IGCC-CCS | 0 | 0 | 0 | 0 | 0 | 0
WT_off | 0 | 0 | 0 | 0 | 0 | 0
PseudoUnit | 0 | 0 | 0 | 0 | 0 | 0
FixedInterchange | 0 | 0 | 0 | 0 | 0 | 0
Retrofit FOM Costs by Reporting Type: NYISO_A-F
ReportingType | 2015 | 2020 | 2025 | 2030 | 2035 | 2040
BM | 0 | 0 | 0 | 0 | 0 | 0
CC | 0 | 0 | 0 | 0 | 0 | 0
CSP | 0 | 0 | 0 | 0 | 0 | 0
CT | 0 | 0 | 0 | 0 | 0 | 0
Coal | 0 | 0 | 0 | 0 | 0 | 0
Geo | 0 | 0 | 0 | 0 | 0 | 0
H | 0 | 0 | 0 | 0 | 0 | 0
LFG | 0 | 0 | 0 | 0 | 0 | 0
Nuc | 0 | 0 | 0 | 0 | 0 | 0
PS | 0 | 0 | 0 | 0 | 0 | 0
PV | 0 | 0 | 0 | 0 | 0 | 0
PeakG | 0 | 0 | 0 | 0 | 0 | 0
PeakO | 0 | 0 | 0 | 0 | 0 | 0
ST | 0 | 0 | 0 | 0 | 0 | 0
STOG | 0 | 0 | 0 | 0 | 0 | 0
STWD | 0 | 0 | 0 | 0 | 0 | 0
WT | 0 | 0 | 0 | 0 | 0 | 0
IGCC | 0 | 0 | 0 | 0 | 0 | 0
DemandResponse | 0 | 0 | 0 | 0 | 0 | 0
IGCC-CCS | 0 | 0 | 0 | 0 | 0 | 0
WT_off | 0 | 0 | 0 | 0 | 0 | 0
PseudoUnit | 0 | 0 | 0 | 0 | 0 | 0
FixedInterchange | 0 | 0 | 0 | 0 | 0 | 0
Retrofit FOM Costs by Reporting Type: NYISO_G-I
ReportingType | 2015 | 2020 | 2025 | 2030 | 2035 | 2040
BM | 0 | 0 | 0 | 0 | 0 | 0
CC | 0 | 0 | 0 | 0 | 0 | 0
CSP | 0 | 0 | 0 | 0 | 0 | 0
CT | 0 | 0 | 0 | 0 | 0 | 0
Coal | 0 | 0 | 0 | 0 | 0 | 0
Geo | 0 | 0 | 0 | 0 | 0 | 0
H | 0 | 0 | 0 | 0 | 0 | 0
LFG | 0 | 0 | 0 | 0 | 0 | 0
Nuc | 0 | 0 | 0 | 0 | 0 | 0
PS | 0 | 0 | 0 | 0 | 0 | 0
PV | 0 | 0 | 0 | 0 | 0 | 0
PeakG | 0 | 0 | 0 | 0 | 0 | 0
PeakO | 0 | 0 | 0 | 0 | 0 | 0
ST | 0 | 0 | 0 | 0 | 0 | 0
STOG | 0 | 0 | 0 | 0 | 0 | 0
STWD | 0 | 0 | 0 | 0 | 0 | 0
WT | 0 | 0 | 0 | 0 | 0 | 0
IGCC | 0 | 0 | 0 | 0 | 0 | 0
DemandResponse | 0 | 0 | 0 | 0 | 0 | 0
IGCC-CCS | 0 | 0 | 0 | 0 | 0 | 0
WT_off | 0 | 0 | 0 | 0 | 0 | 0
PseudoUnit | 0 | 0 | 0 | 0 | 0 | 0
FixedInterchange | 0 | 0 | 0 | 0 | 0 | 0
Retrofit FOM Costs by Reporting Type: NYISO_J-K
ReportingType | 2015 | 2020 | 2025 | 2030 | 2035 | 2040
BM | 0 | 0 | 0 | 0 | 0 | 0
CC | 0 | 0 | 0 | 0 | 0 | 0
CSP | 0 | 0 | 0 | 0 | 0 | 0
CT | 0 | 0 | 0 | 0 | 0 | 0
Coal | 0 | 0 | 0 | 0 | 0 | 0
Geo | 0 | 0 | 0 | 0 | 0 | 0
H | 0 | 0 | 0 | 0 | 0 | 0
LFG | 0 | 0 | 0 | 0 | 0 | 0
Nuc | 0 | 0 | 0 | 0 | 0 | 0
PS | 0 | 0 | 0 | 0 | 0 | 0
PV | 0 | 0 | 0 | 0 | 0 | 0
PeakG | 0 | 0 | 0 | 0 | 0 | 0
PeakO | 0 | 0 | 0 | 0 | 0 | 0
ST | 0 | 0 | 0 | 0 | 0 | 0
STOG | 0 | 0 | 0 | 0 | 0 | 0
STWD | 0 | 0 | 0 | 0 | 0 | 0
WT | 0 | 0 | 0 | 0 | 0 | 0
IGCC | 0 | 0 | 0 | 0 | 0 | 0
DemandResponse | 0 | 0 | 0 | 0 | 0 | 0
IGCC-CCS | 0 | 0 | 0 | 0 | 0 | 0
WT_off | 0 | 0 | 0 | 0 | 0 | 0
PseudoUnit | 0 | 0 | 0 | 0 | 0 | 0
FixedInterchange | 0 | 0 | 0 | 0 | 0 | 0
Retrofit FOM Costs by Reporting Type: PJM_E
ReportingType | 2015 | 2020 | 2025 | 2030 | 2035 | 2040
BM | 0 | 0 | 0 | 0 | 0 | 0
CC | 0 | 0 | 0 | 0 | 0 | 0
CSP | 0 | 0 | 0 | 0 | 0 | 0
CT | 0 | 0 | 0 | 0 | 0 | 0
Coal | 2.35 | 1.28 | 1.28 | 1.28 | 1.28 | 1.28
Geo | 0 | 0 | 0 | 0 | 0 | 0
H | 0 | 0 | 0 | 0 | 0 | 0
LFG | 0 | 0 | 0 | 0 | 0 | 0
Nuc | 0 | 0 | 0 | 0 | 0 | 0
PS | 0 | 0 | 0 | 0 | 0 | 0
PV | 0 | 0 | 0 | 0 | 0 | 0
PeakG | 0 | 0 | 0 | 0 | 0 | 0
PeakO | 0 | 0 | 0 | 0 | 0 | 0
ST | 0 | 0 | 0 | 0 | 0 | 0
STOG | 0 | 0 | 0 | 0 | 0 | 0
STWD | 0 | 0 | 0 | 0 | 0 | 0
WT | 0 | 0 | 0 | 0 | 0 | 0
IGCC | 0 | 0 | 0 | 0 | 0 | 0
DemandResponse | 0 | 0 | 0 | 0 | 0 | 0
IGCC-CCS | 0 | 0 | 0 | 0 | 0 | 0
WT_off | 0 | 0 | 0 | 0 | 0 | 0
PseudoUnit | 0 | 0 | 0 | 0 | 0 | 0
FixedInterchange | 0 | 0 | 0 | 0 | 0 | 0
Retrofit FOM Costs by Reporting Type: PJM_ROM
ReportingType | 2015 | 2020 | 2025 | 2030 | 2035 | 2040
BM | 0 | 0 | 0 | 0 | 0 | 0
CC | 0 | 0 | 0 | 0 | 0 | 0
CSP | 0 | 0 | 0 | 0 | 0 | 0
CT | 0 | 0 | 0 | 0 | 0 | 0
Coal | 58.52 | 68.08 | 68.08 | 68.08 | 68.08 | 68.08
Geo | 0 | 0 | 0 | 0 | 0 | 0
H | 0 | 0 | 0 | 0 | 0 | 0
LFG | 0 | 0 | 0 | 0 | 0 | 0
Nuc | 0 | 0 | 0 | 0 | 0 | 0
PS | 0 | 0 | 0 | 0 | 0 | 0
PV | 0 | 0 | 0 | 0 | 0 | 0
PeakG | 0 | 0 | 0 | 0 | 0 | 0
PeakO | 0 | 0 | 0 | 0 | 0 | 0
ST | 0 | 0 | 0 | 0 | 0 | 0
STOG | 0 | 0 | 0 | 0 | 0 | 0
STWD | 0 | 0 | 0 | 0 | 0 | 0
WT | 0 | 0 | 0 | 0 | 0 | 0
IGCC | 0 | 0 | 0 | 0 | 0 | 0
DemandResponse | 0 | 0 | 0 | 0 | 0 | 0
IGCC-CCS | 0 | 0 | 0 | 0 | 0 | 0
WT_off | 0 | 0 | 0 | 0 | 0 | 0
PseudoUnit | 0 | 0 | 0 | 0 | 0 | 0
FixedInterchange | 0 | 0 | 0 | 0 | 0 | 0
Retrofit FOM Costs by Reporting Type: PJM_ROR
ReportingType | 2015 | 2020 | 2025 | 2030 | 2035 | 2040
BM | 0 | 0 | 0 | 0 | 0 | 0
CC | 0 | 0 | 0 | 0 | 0 | 0
CSP | 0 | 0 | 0 | 0 | 0 | 0
CT | 0 | 0 | 0 | 0 | 0 | 0
Coal | 273.67 | 327.13 | 327.13 | 327.13 | 327.13 | 327.13
Geo | 0 | 0 | 0 | 0 | 0 | 0
H | 0 | 0 | 0 | 0 | 0 | 0
LFG | 0 | 0 | 0 | 0 | 0 | 0
Nuc | 0 | 0 | 0 | 0 | 0 | 0
PS | 0 | 0 | 0 | 0 | 0 | 0
PV | 0 | 0 | 0 | 0 | 0 | 0
PeakG | 0 | 0 | 0 | 0 | 0 | 0
PeakO | 0 | 0 | 0 | 0 | 0 | 0
ST | 0 | 0 | 0 | 0 | 0 | 0
STOG | 0 | 0 | 0 | 0 | 0 | 0
STWD | 0 | 0 | 0 | 0 | 0 | 0
WT | 0 | 0 | 0 | 0 | 0 | 0
IGCC | 0 | 0 | 0 | 0 | 0 | 0
DemandResponse | 0 | 0 | 0 | 0 | 0 | 0
IGCC-CCS | 0 | 0 | 0 | 0 | 0 | 0
WT_off | 0 | 0 | 0 | 0 | 0 | 0
PseudoUnit | 0 | 0 | 0 | 0 | 0 | 0
FixedInterchange | 0 | 0 | 0 | 0 | 0 | 0
Retrofit FOM Costs by Reporting Type: SOCO
ReportingType | 2015 | 2020 | 2025 | 2030 | 2035 | 2040
BM | 0 | 0 | 0 | 0 | 0 | 0
CC | 0 | 0 | 0 | 0 | 0 | 0
CSP | 0 | 0 | 0 | 0 | 0 | 0
CT | 0 | 0 | 0 | 0 | 0 | 0
Coal | 121.75 | 129.87 | 129.87 | 129.87 | 129.87 | 129.87
Geo | 0 | 0 | 0 | 0 | 0 | 0
H | 0 | 0 | 0 | 0 | 0 | 0
LFG | 0 | 0 | 0 | 0 | 0 | 0
Nuc | 0 | 0 | 0 | 0 | 0 | 0
PS | 0 | 0 | 0 | 0 | 0 | 0
PV | 0 | 0 | 0 | 0 | 0 | 0
PeakG | 0 | 0 | 0 | 0 | 0 | 0
PeakO | 0 | 0 | 0 | 0 | 0 | 0
ST | 0 | 0 | 0 | 0 | 0 | 0
STOG | 0 | 0 | 0 | 0 | 0 | 0
STWD | 0 | 0 | 0 | 0 | 0 | 0
WT | 0 | 0 | 0 | 0 | 0 | 0
IGCC | 0 | 0 | 0 | 0 | 0 | 0
DemandResponse | 0 | 0 | 0 | 0 | 0 | 0
IGCC-CCS | 0 | 0 | 0 | 0 | 0 | 0
WT_off | 0 | 0 | 0 | 0 | 0 | 0
PseudoUnit | 0 | 0 | 0 | 0 | 0 | 0
FixedInterchange | 0 | 0 | 0 | 0 | 0 | 0
Retrofit FOM Costs by Reporting Type: SPP_N
ReportingType | 2015 | 2020 | 2025 | 2030 | 2035 | 2040
BM | 0 | 0 | 0 | 0 | 0 | 0
CC | 0 | 0 | 0 | 0 | 0 | 0
CSP | 0 | 0 | 0 | 0 | 0 | 0
CT | 0 | 0 | 0 | 0 | 0 | 0
Coal | 35.72 | 39.9 | 38.84 | 37.92 | 37.92 | 37.92
Geo | 0 | 0 | 0 | 0 | 0 | 0
H | 0 | 0 | 0 | 0 | 0 | 0
LFG | 0 | 0 | 0 | 0 | 0 | 0
Nuc | 0 | 0 | 0 | 0 | 0 | 0
PS | 0 | 0 | 0 | 0 | 0 | 0
PV | 0 | 0 | 0 | 0 | 0 | 0
PeakG | 0 | 0 | 0 | 0 | 0 | 0
PeakO | 0 | 0 | 0 | 0 | 0 | 0
ST | 0 | 0 | 0 | 0 | 0 | 0
STOG | 0 | 0 | 0 | 0 | 0 | 0
STWD | 0 | 0 | 0 | 0 | 0 | 0
WT | 0 | 0 | 0 | 0 | 0 | 0
IGCC | 0 | 0 | 0 | 0 | 0 | 0
DemandResponse | 0 | 0 | 0 | 0 | 0 | 0
IGCC-CCS | 0 | 0 | 0 | 0 | 0 | 0
WT_off | 0 | 0 | 0 | 0 | 0 | 0
PseudoUnit | 0 | 0 | 0 | 0 | 0 | 0
FixedInterchange | 0 | 0 | 0 | 0 | 0 | 0
Retrofit FOM Costs by Reporting Type: SPP_S
ReportingType | 2015 | 2020 | 2025 | 2030 | 2035 | 2040
BM | 0 | 0 | 0 | 0 | 0 | 0
CC | 0 | 0 | 0 | 0 | 0 | 0
CSP | 0 | 0 | 0 | 0 | 0 | 0
CT | 0 | 0 | 0 | 0 | 0 | 0
Coal | 20.1 | 32.72 | 27.28 | 26.27 | 26.27 | 26.27
Geo | 0 | 0 | 0 | 0 | 0 | 0
H | 0 | 0 | 0 | 0 | 0 | 0
LFG | 0 | 0 | 0 | 0 | 0 | 0
Nuc | 0 | 0 | 0 | 0 | 0 | 0
PS | 0 | 0 | 0 | 0 | 0 | 0
PV | 0 | 0 | 0 | 0 | 0 | 0
PeakG | 0 | 0 | 0 | 0 | 0 | 0
PeakO | 0 | 0 | 0 | 0 | 0 | 0
ST | 0 | 0 | 0 | 0 | 0 | 0
STOG | 0 | 0 | 0 | 0 | 0 | 0
STWD | 0 | 0 | 0 | 0 | 0 | 0
WT | 0 | 0 | 0 | 0 | 0 | 0
IGCC | 0 | 0 | 0 | 0 | 0 | 0
DemandResponse | 0 | 0 | 0 | 0 | 0 | 0
IGCC-CCS | 0 | 0 | 0 | 0 | 0 | 0
WT_off | 0 | 0 | 0 | 0 | 0 | 0
PseudoUnit | 0 | 0 | 0 | 0 | 0 | 0
FixedInterchange | 0 | 0 | 0 | 0 | 0 | 0
Retrofit FOM Costs by Reporting Type: TVA
ReportingType | 2015 | 2020 | 2025 | 2030 | 2035 | 2040
BM | 0 | 0 | 0 | 0 | 0 | 0
CC | 0 | 0 | 0 | 0 | 0 | 0
CSP | 0 | 0 | 0 | 0 | 0 | 0
CT | 0 | 0 | 0 | 0 | 0 | 0
Coal | 56.14 | 69.83 | 69.83 | 69.83 | 69.83 | 69.83
Geo | 0 | 0 | 0 | 0 | 0 | 0
H | 0 | 0 | 0 | 0 | 0 | 0
LFG | 0 | 0 | 0 | 0 | 0 | 0
Nuc | 0 | 0 | 0 | 0 | 0 | 0
PS | 0 | 0 | 0 | 0 | 0 | 0
PV | 0 | 0 | 0 | 0 | 0 | 0
PeakG | 0 | 0 | 0 | 0 | 0 | 0
PeakO | 0 | 0 | 0 | 0 | 0 | 0
ST | 0 | 0 | 0 | 0 | 0 | 0
STOG | 0 | 0 | 0 | 0 | 0 | 0
STWD | 0 | 0 | 0 | 0 | 0 | 0
WT | 0 | 0 | 0 | 0 | 0 | 0
IGCC | 0 | 0 | 0 | 0 | 0 | 0
DemandResponse | 0 | 0 | 0 | 0 | 0 | 0
IGCC-CCS | 0 | 0 | 0 | 0 | 0 | 0
WT_off | 0 | 0 | 0 | 0 | 0 | 0
PseudoUnit | 0 | 0 | 0 | 0 | 0 | 0
FixedInterchange | 0 | 0 | 0 | 0 | 0 | 0
Retrofit FOM Costs by Reporting Type: TVA_Transmission
ReportingType | 2015 | 2020 | 2025 | 2030 | 2035 | 2040
BM | 0 | 0 | 0 | 0 | 0 | 0
CC | 0 | 0 | 0 | 0 | 0 | 0
CSP | 0 | 0 | 0 | 0 | 0 | 0
CT | 0 | 0 | 0 | 0 | 0 | 0
Coal | 0 | 0 | 0 | 0 | 0 | 0
Geo | 0 | 0 | 0 | 0 | 0 | 0
H | 0 | 0 | 0 | 0 | 0 | 0
LFG | 0 | 0 | 0 | 0 | 0 | 0
Nuc | 0 | 0 | 0 | 0 | 0 | 0
PS | 0 | 0 | 0 | 0 | 0 | 0
PV | 0 | 0 | 0 | 0 | 0 | 0
PeakG | 0 | 0 | 0 | 0 | 0 | 0
PeakO | 0 | 0 | 0 | 0 | 0 | 0
ST | 0 | 0 | 0 | 0 | 0 | 0
STOG | 0 | 0 | 0 | 0 | 0 | 0
STWD | 0 | 0 | 0 | 0 | 0 | 0
WT | 0 | 0 | 0 | 0 | 0 | 0
IGCC | 0 | 0 | 0 | 0 | 0 | 0
DemandResponse | 0 | 0 | 0 | 0 | 0 | 0
IGCC-CCS | 0 | 0 | 0 | 0 | 0 | 0
WT_off | 0 | 0 | 0 | 0 | 0 | 0
PseudoUnit | 0 | 0 | 0 | 0 | 0 | 0
FixedInterchange | 0 | 0 | 0 | 0 | 0 | 0
Retrofit FOM Costs by Reporting Type: VACAR
ReportingType | 2015 | 2020 | 2025 | 2030 | 2035 | 2040
BM | 0 | 0 | 0 | 0 | 0 | 0
CC | 0 | 0 | 0 | 0 | 0 | 0
CSP | 0 | 0 | 0 | 0 | 0 | 0
CT | 0 | 0 | 0 | 0 | 0 | 0
Coal | 133.43 | 136.37 | 136.37 | 136.37 | 136.37 | 136.37
Geo | 0 | 0 | 0 | 0 | 0 | 0
H | 0 | 0 | 0 | 0 | 0 | 0
LFG | 0 | 0 | 0 | 0 | 0 | 0
Nuc | 0 | 0 | 0 | 0 | 0 | 0
PS | 0 | 0 | 0 | 0 | 0 | 0
PV | 0 | 0 | 0 | 0 | 0 | 0
PeakG | 0 | 0 | 0 | 0 | 0 | 0
PeakO | 0 | 0 | 0 | 0 | 0 | 0
ST | 0 | 0 | 0 | 0 | 0 | 0
STOG | 0 | 0 | 0 | 0 | 0 | 0
STWD | 0 | 0 | 0 | 0 | 0 | 0
WT | 0 | 0 | 0 | 0 | 0 | 0
IGCC | 0 | 0 | 0 | 0 | 0 | 0
DemandResponse | 0 | 0 | 0 | 0 | 0 | 0
IGCC-CCS | 0 | 0 | 0 | 0 | 0 | 0
WT_off | 0 | 0 | 0 | 0 | 0 | 0
PseudoUnit | 0 | 0 | 0 | 0 | 0 | 0
FixedInterchange | 0 | 0 | 0 | 0 | 0 | 0
Retrofit FOM Costs by Reporting Type: IESO
ReportingType | 2015 | 2020 | 2025 | 2030 | 2035 | 2040
BM | 0 | 0 | 0 | 0 | 0 | 0
CC | 0 | 0 | 0 | 0 | 0 | 0
CSP | 0 | 0 | 0 | 0 | 0 | 0
CT | 0 | 0 | 0 | 0 | 0 | 0
Coal | 0 | 0 | 0 | 0 | 0 | 0
Geo | 0 | 0 | 0 | 0 | 0 | 0
H | 0 | 0 | 0 | 0 | 0 | 0
LFG | 0 | 0 | 0 | 0 | 0 | 0
Nuc | 0 | 0 | 0 | 0 | 0 | 0
PS | 0 | 0 | 0 | 0 | 0 | 0
PV | 0 | 0 | 0 | 0 | 0 | 0
PeakG | 0 | 0 | 0 | 0 | 0 | 0
PeakO | 0 | 0 | 0 | 0 | 0 | 0
ST | 0 | 0 | 0 | 0 | 0 | 0
STOG | 0 | 0 | 0 | 0 | 0 | 0
STWD | 0 | 0 | 0 | 0 | 0 | 0
WT | 0 | 0 | 0 | 0 | 0 | 0
IGCC | 0 | 0 | 0 | 0 | 0 | 0
DemandResponse | 0 | 0 | 0 | 0 | 0 | 0
IGCC-CCS | 0 | 0 | 0 | 0 | 0 | 0
WT_off | 0 | 0 | 0 | 0 | 0 | 0
PseudoUnit | 0 | 0 | 0 | 0 | 0 | 0
FixedInterchange | 0 | 0 | 0 | 0 | 0 | 0
Retrofit FOM Costs by Reporting Type: MAPP_CA
ReportingType | 2015 | 2020 | 2025 | 2030 | 2035 | 2040
BM | 0 | 0 | 0 | 0 | 0 | 0
CC | 0 | 0 | 0 | 0 | 0 | 0
CSP | 0 | 0 | 0 | 0 | 0 | 0
CT | 0 | 0 | 0 | 0 | 0 | 0
Coal | 0 | 0 | 0 | 0 | 0 | 0
Geo | 0 | 0 | 0 | 0 | 0 | 0
H | 0 | 0 | 0 | 0 | 0 | 0
LFG | 0 | 0 | 0 | 0 | 0 | 0
Nuc | 0 | 0 | 0 | 0 | 0 | 0
PS | 0 | 0 | 0 | 0 | 0 | 0
PV | 0 | 0 | 0 | 0 | 0 | 0
PeakG | 0 | 0 | 0 | 0 | 0 | 0
PeakO | 0 | 0 | 0 | 0 | 0 | 0
ST | 0 | 0 | 0 | 0 | 0 | 0
STOG | 0 | 0 | 0 | 0 | 0 | 0
STWD | 0 | 0 | 0 | 0 | 0 | 0
WT | 0 | 0 | 0 | 0 | 0 | 0
IGCC | 0 | 0 | 0 | 0 | 0 | 0
DemandResponse | 0 | 0 | 0 | 0 | 0 | 0
IGCC-CCS | 0 | 0 | 0 | 0 | 0 | 0
WT_off | 0 | 0 | 0 | 0 | 0 | 0
PseudoUnit | 0 | 0 | 0 | 0 | 0 | 0
FixedInterchange | 0 | 0 | 0 | 0 | 0 | 0
Retrofit FOM Costs by Reporting Type: AZ_NM_SNV_Coal
ReportingType | 2015 | 2020 | 2025 | 2030 | 2035 | 2040
BM | 0 | 0 | 0 | 0 | 0 | 0
CC | 0 | 0 | 0 | 0 | 0 | 0
CSP | 0 | 0 | 0 | 0 | 0 | 0
CT | 0 | 0 | 0 | 0 | 0 | 0
Coal | 70.07 | 75.36 | 75.36 | 75.36 | 75.36 | 75.36
Geo | 0 | 0 | 0 | 0 | 0 | 0
H | 0 | 0 | 0 | 0 | 0 | 0
LFG | 0 | 0 | 0 | 0 | 0 | 0
Nuc | 0 | 0 | 0 | 0 | 0 | 0
PS | 0 | 0 | 0 | 0 | 0 | 0
PV | 0 | 0 | 0 | 0 | 0 | 0
PeakG | 0 | 0 | 0 | 0 | 0 | 0
PeakO | 0 | 0 | 0 | 0 | 0 | 0
ST | 0 | 0 | 0 | 0 | 0 | 0
STOG | 0 | 0 | 0 | 0 | 0 | 0
STWD | 0 | 0 | 0 | 0 | 0 | 0
WT | 0 | 0 | 0 | 0 | 0 | 0
IGCC | 0 | 0 | 0 | 0 | 0 | 0
DemandResponse | 0 | 0 | 0 | 0 | 0 | 0
IGCC-CCS | 0 | 0 | 0 | 0 | 0 | 0
WT_off | 0 | 0 | 0 | 0 | 0 | 0
PseudoUnit | 0 | 0 | 0 | 0 | 0 | 0
FixedInterchange | 0 | 0 | 0 | 0 | 0 | 0
Retrofit FOM Costs by Reporting Type: AZ_NM_SNV_Gas
ReportingType | 2015 | 2020 | 2025 | 2030 | 2035 | 2040
BM | 0 | 0 | 0 | 0 | 0 | 0
CC | 0 | 0 | 0 | 0 | 0 | 0
CSP | 0 | 0 | 0 | 0 | 0 | 0
CT | 0 | 0 | 0 | 0 | 0 | 0
Coal | 0 | 0 | 0 | 0 | 0 | 0
Geo | 0 | 0 | 0 | 0 | 0 | 0
H | 0 | 0 | 0 | 0 | 0 | 0
LFG | 0 | 0 | 0 | 0 | 0 | 0
Nuc | 0 | 0 | 0 | 0 | 0 | 0
PS | 0 | 0 | 0 | 0 | 0 | 0
PV | 0 | 0 | 0 | 0 | 0 | 0
PeakG | 0 | 0 | 0 | 0 | 0 | 0
PeakO | 0 | 0 | 0 | 0 | 0 | 0
ST | 0 | 0 | 0 | 0 | 0 | 0
STOG | 0 | 0 | 0 | 0 | 0 | 0
STWD | 0 | 0 | 0 | 0 | 0 | 0
WT | 0 | 0 | 0 | 0 | 0 | 0
IGCC | 0 | 0 | 0 | 0 | 0 | 0
DemandResponse | 0 | 0 | 0 | 0 | 0 | 0
IGCC-CCS | 0 | 0 | 0 | 0 | 0 | 0
WT_off | 0 | 0 | 0 | 0 | 0 | 0
PseudoUnit | 0 | 0 | 0 | 0 | 0 | 0
FixedInterchange | 0 | 0 | 0 | 0 | 0 | 0
Retrofit FOM Costs by Reporting Type: AZ_NM_SNV_NucRenew
ReportingType | 2015 | 2020 | 2025 | 2030 | 2035 | 2040
BM | 0 | 0 | 0 | 0 | 0 | 0
CC | 0 | 0 | 0 | 0 | 0 | 0
CSP | 0 | 0 | 0 | 0 | 0 | 0
CT | 0 | 0 | 0 | 0 | 0 | 0
Coal | 0 | 0 | 0 | 0 | 0 | 0
Geo | 0 | 0 | 0 | 0 | 0 | 0
H | 0 | 0 | 0 | 0 | 0 | 0
LFG | 0 | 0 | 0 | 0 | 0 | 0
Nuc | 0 | 0 | 0 | 0 | 0 | 0
PS | 0 | 0 | 0 | 0 | 0 | 0
PV | 0 | 0 | 0 | 0 | 0 | 0
PeakG | 0 | 0 | 0 | 0 | 0 | 0
PeakO | 0 | 0 | 0 | 0 | 0 | 0
ST | 0 | 0 | 0 | 0 | 0 | 0
STOG | 0 | 0 | 0 | 0 | 0 | 0
STWD | 0 | 0 | 0 | 0 | 0 | 0
WT | 0 | 0 | 0 | 0 | 0 | 0
IGCC | 0 | 0 | 0 | 0 | 0 | 0
DemandResponse | 0 | 0 | 0 | 0 | 0 | 0
IGCC-CCS | 0 | 0 | 0 | 0 | 0 | 0
WT_off | 0 | 0 | 0 | 0 | 0 | 0
PseudoUnit | 0 | 0 | 0 | 0 | 0 | 0
FixedInterchange | 0 | 0 | 0 | 0 | 0 | 0
Retrofit FOM Costs by Reporting Type: ERCOT
ReportingType | 2015 | 2020 | 2025 | 2030 | 2035 | 2040
BM | 0 | 0 | 0 | 0 | 0 | 0
CC | 0 | 0 | 0 | 0 | 0 | 0
CSP | 0 | 0 | 0 | 0 | 0 | 0
CT | 0 | 0 | 0 | 0 | 0 | 0
Coal | 95.78 | 116.56 | 116.56 | 116.56 | 116.56 | 116.56
Geo | 0 | 0 | 0 | 0 | 0 | 0
H | 0 | 0 | 0 | 0 | 0 | 0
LFG | 0 | 0 | 0 | 0 | 0 | 0
Nuc | 0 | 0 | 0 | 0 | 0 | 0
PS | 0 | 0 | 0 | 0 | 0 | 0
PV | 0 | 0 | 0 | 0 | 0 | 0
PeakG | 0 | 0 | 0 | 0 | 0 | 0
PeakO | 0 | 0 | 0 | 0 | 0 | 0
ST | 0 | 0 | 0 | 0 | 0 | 0
STOG | 0 | 0 | 0 | 0 | 0 | 0
STWD | 0 | 0 | 0 | 0 | 0 | 0
WT | 0 | 0 | 0 | 0 | 0 | 0
IGCC | 0 | 0 | 0 | 0 | 0 | 0
DemandResponse | 0 | 0 | 0 | 0 | 0 | 0
IGCC-CCS | 0 | 0 | 0 | 0 | 0 | 0
WT_off | 0 | 0 | 0 | 0 | 0 | 0
PseudoUnit | 0 | 0 | 0 | 0 | 0 | 0
FixedInterchange | 0 | 0 | 0 | 0 | 0 | 0
Retrofit FOM Costs by Reporting Type: NP15
ReportingType | 2015 | 2020 | 2025 | 2030 | 2035 | 2040
BM | 0 | 0 | 0 | 0 | 0 | 0
CC | 0 | 0 | 0 | 0 | 0 | 0
CSP | 0 | 0 | 0 | 0 | 0 | 0
CT | 0 | 0 | 0 | 0 | 0 | 0
Coal | 0.19 | 0 | 0 | 0 | 0 | 0
Geo | 0 | 0 | 0 | 0 | 0 | 0
H | 0 | 0 | 0 | 0 | 0 | 0
LFG | 0 | 0 | 0 | 0 | 0 | 0
Nuc | 0 | 0 | 0 | 0 | 0 | 0
PS | 0 | 0 | 0 | 0 | 0 | 0
PV | 0 | 0 | 0 | 0 | 0 | 0
PeakG | 0 | 0 | 0 | 0 | 0 | 0
PeakO | 0 | 0 | 0 | 0 | 0 | 0
ST | 0 | 0 | 0 | 0 | 0 | 0
STOG | 0 | 0 | 0 | 0 | 0 | 0
STWD | 0 | 0 | 0 | 0 | 0 | 0
WT | 0 | 0 | 0 | 0 | 0 | 0
IGCC | 0 | 0 | 0 | 0 | 0 | 0
DemandResponse | 0 | 0 | 0 | 0 | 0 | 0
IGCC-CCS | 0 | 0 | 0 | 0 | 0 | 0
WT_off | 0 | 0 | 0 | 0 | 0 | 0
PseudoUnit | 0 | 0 | 0 | 0 | 0 | 0
FixedInterchange | 0 | 0 | 0 | 0 | 0 | 0
Retrofit FOM Costs by Reporting Type: NWPP_Coal
ReportingType | 2015 | 2020 | 2025 | 2030 | 2035 | 2040
BM | 0 | 0 | 0 | 0 | 0 | 0
CC | 0 | 0 | 0 | 0 | 0 | 0
CSP | 0 | 0 | 0 | 0 | 0 | 0
CT | 0 | 0 | 0 | 0 | 0 | 0
Coal | 67.09 | 76.88 | 76.88 | 76.88 | 76.88 | 76.88
Geo | 0 | 0 | 0 | 0 | 0 | 0
H | 0 | 0 | 0 | 0 | 0 | 0
LFG | 0 | 0 | 0 | 0 | 0 | 0
Nuc | 0 | 0 | 0 | 0 | 0 | 0
PS | 0 | 0 | 0 | 0 | 0 | 0
PV | 0 | 0 | 0 | 0 | 0 | 0
PeakG | 0 | 0 | 0 | 0 | 0 | 0
PeakO | 0 | 0 | 0 | 0 | 0 | 0
ST | 0 | 0 | 0 | 0 | 0 | 0
STOG | 0 | 0 | 0 | 0 | 0 | 0
STWD | 0 | 0 | 0 | 0 | 0 | 0
WT | 0 | 0 | 0 | 0 | 0 | 0
IGCC | 0 | 0 | 0 | 0 | 0 | 0
DemandResponse | 0 | 0 | 0 | 0 | 0 | 0
IGCC-CCS | 0 | 0 | 0 | 0 | 0 | 0
WT_off | 0 | 0 | 0 | 0 | 0 | 0
PseudoUnit | 0 | 0 | 0 | 0 | 0 | 0
FixedInterchange | 0 | 0 | 0 | 0 | 0 | 0
Retrofit FOM Costs by Reporting Type: NWPP_Gas
ReportingType | 2015 | 2020 | 2025 | 2030 | 2035 | 2040
BM | 0 | 0 | 0 | 0 | 0 | 0
CC | 0 | 0 | 0 | 0 | 0 | 0
CSP | 0 | 0 | 0 | 0 | 0 | 0
CT | 0 | 0 | 0 | 0 | 0 | 0
Coal | 0 | 0 | 0 | 0 | 0 | 0
Geo | 0 | 0 | 0 | 0 | 0 | 0
H | 0 | 0 | 0 | 0 | 0 | 0
LFG | 0 | 0 | 0 | 0 | 0 | 0
Nuc | 0 | 0 | 0 | 0 | 0 | 0
PS | 0 | 0 | 0 | 0 | 0 | 0
PV | 0 | 0 | 0 | 0 | 0 | 0
PeakG | 0 | 0 | 0 | 0 | 0 | 0
PeakO | 0 | 0 | 0 | 0 | 0 | 0
ST | 0 | 0 | 0 | 0 | 0 | 0
STOG | 0 | 0 | 0 | 0 | 0 | 0
STWD | 0 | 0 | 0 | 0 | 0 | 0
WT | 0 | 0 | 0 | 0 | 0 | 0
IGCC | 0 | 0 | 0 | 0 | 0 | 0
DemandResponse | 0 | 0 | 0 | 0 | 0 | 0
IGCC-CCS | 0 | 0 | 0 | 0 | 0 | 0
WT_off | 0 | 0 | 0 | 0 | 0 | 0
PseudoUnit | 0 | 0 | 0 | 0 | 0 | 0
FixedInterchange | 0 | 0 | 0 | 0 | 0 | 0
Retrofit FOM Costs by Reporting Type: NWPP_NucRenew
ReportingType | 2015 | 2020 | 2025 | 2030 | 2035 | 2040
BM | 0 | 0 | 0 | 0 | 0 | 0
CC | 0 | 0 | 0 | 0 | 0 | 0
CSP | 0 | 0 | 0 | 0 | 0 | 0
CT | 0 | 0 | 0 | 0 | 0 | 0
Coal | 0 | 0 | 0 | 0 | 0 | 0
Geo | 0 | 0 | 0 | 0 | 0 | 0
H | 0 | 0 | 0 | 0 | 0 | 0
LFG | 0 | 0 | 0 | 0 | 0 | 0
Nuc | 0 | 0 | 0 | 0 | 0 | 0
PS | 0 | 0 | 0 | 0 | 0 | 0
PV | 0 | 0 | 0 | 0 | 0 | 0
PeakG | 0 | 0 | 0 | 0 | 0 | 0
PeakO | 0 | 0 | 0 | 0 | 0 | 0
ST | 0 | 0 | 0 | 0 | 0 | 0
STOG | 0 | 0 | 0 | 0 | 0 | 0
STWD | 0 | 0 | 0 | 0 | 0 | 0
WT | 0 | 0 | 0 | 0 | 0 | 0
IGCC | 0 | 0 | 0 | 0 | 0 | 0
DemandResponse | 0 | 0 | 0 | 0 | 0 | 0
IGCC-CCS | 0 | 0 | 0 | 0 | 0 | 0
WT_off | 0 | 0 | 0 | 0 | 0 | 0
PseudoUnit | 0 | 0 | 0 | 0 | 0 | 0
FixedInterchange | 0 | 0 | 0 | 0 | 0 | 0
Retrofit FOM Costs by Reporting Type: RMPA
ReportingType | 2015 | 2020 | 2025 | 2030 | 2035 | 2040
BM | 0 | 0 | 0 | 0 | 0 | 0
CC | 0 | 0 | 0 | 0 | 0 | 0
CSP | 0 | 0 | 0 | 0 | 0 | 0
CT | 0 | 0 | 0 | 0 | 0 | 0
Coal | 26.21 | 35.01 | 34.59 | 34.59 | 34.59 | 34.59
Geo | 0 | 0 | 0 | 0 | 0 | 0
H | 0 | 0 | 0 | 0 | 0 | 0
LFG | 0 | 0 | 0 | 0 | 0 | 0
Nuc | 0 | 0 | 0 | 0 | 0 | 0
PS | 0 | 0 | 0 | 0 | 0 | 0
PV | 0 | 0 | 0 | 0 | 0 | 0
PeakG | 0 | 0 | 0 | 0 | 0 | 0
PeakO | 0 | 0 | 0 | 0 | 0 | 0
ST | 0 | 0 | 0 | 0 | 0 | 0
STOG | 0 | 0 | 0 | 0 | 0 | 0
STWD | 0 | 0 | 0 | 0 | 0 | 0
WT | 0 | 0 | 0 | 0 | 0 | 0
IGCC | 0 | 0 | 0 | 0 | 0 | 0
DemandResponse | 0 | 0 | 0 | 0 | 0 | 0
IGCC-CCS | 0 | 0 | 0 | 0 | 0 | 0
WT_off | 0 | 0 | 0 | 0 | 0 | 0
PseudoUnit | 0 | 0 | 0 | 0 | 0 | 0
FixedInterchange | 0 | 0 | 0 | 0 | 0 | 0
Retrofit FOM Costs by Reporting Type: SP15
ReportingType | 2015 | 2020 | 2025 | 2030 | 2035 | 2040
BM | 0 | 0 | 0 | 0 | 0 | 0
CC | 0 | 0 | 0 | 0 | 0 | 0
CSP | 0 | 0 | 0 | 0 | 0 | 0
CT | 0 | 0 | 0 | 0 | 0 | 0
Coal | 0.23 | 0.41 | 0.41 | 0.41 | 0.41 | 0.41
Geo | 0 | 0 | 0 | 0 | 0 | 0
H | 0 | 0 | 0 | 0 | 0 | 0
LFG | 0 | 0 | 0 | 0 | 0 | 0
Nuc | 0 | 0 | 0 | 0 | 0 | 0
PS | 0 | 0 | 0 | 0 | 0 | 0
PV | 0 | 0 | 0 | 0 | 0 | 0
PeakG | 0 | 0 | 0 | 0 | 0 | 0
PeakO | 0 | 0 | 0 | 0 | 0 | 0
ST | 0 | 0 | 0 | 0 | 0 | 0
STOG | 0 | 0 | 0 | 0 | 0 | 0
STWD | 0 | 0 | 0 | 0 | 0 | 0
WT | 0 | 0 | 0 | 0 | 0 | 0
IGCC | 0 | 0 | 0 | 0 | 0 | 0
DemandResponse | 0 | 0 | 0 | 0 | 0 | 0
IGCC-CCS | 0 | 0 | 0 | 0 | 0 | 0
WT_off | 0 | 0 | 0 | 0 | 0 | 0
PseudoUnit | 0 | 0 | 0 | 0 | 0 | 0
FixedInterchange | 0 | 0 | 0 | 0 | 0 | 0
Retrofit FOM Costs by Reporting Type: ALB
ReportingType | 2015 | 2020 | 2025 | 2030 | 2035 | 2040
BM | 0 | 0 | 0 | 0 | 0 | 0
CC | 0 | 0 | 0 | 0 | 0 | 0
CSP | 0 | 0 | 0 | 0 | 0 | 0
CT | 0 | 0 | 0 | 0 | 0 | 0
Coal | 0.29 | 0.29 | 0.29 | 0.29 | 0.29 | 0.29
Geo | 0 | 0 | 0 | 0 | 0 | 0
H | 0 | 0 | 0 | 0 | 0 | 0
LFG | 0 | 0 | 0 | 0 | 0 | 0
Nuc | 0 | 0 | 0 | 0 | 0 | 0
PS | 0 | 0 | 0 | 0 | 0 | 0
PV | 0 | 0 | 0 | 0 | 0 | 0
PeakG | 0 | 0 | 0 | 0 | 0 | 0
PeakO | 0 | 0 | 0 | 0 | 0 | 0
ST | 0 | 0 | 0 | 0 | 0 | 0
STOG | 0 | 0 | 0 | 0 | 0 | 0
STWD | 0 | 0 | 0 | 0 | 0 | 0
WT | 0 | 0 | 0 | 0 | 0 | 0
IGCC | 0 | 0 | 0 | 0 | 0 | 0
DemandResponse | 0 | 0 | 0 | 0 | 0 | 0
IGCC-CCS | 0 | 0 | 0 | 0 | 0 | 0
WT_off | 0 | 0 | 0 | 0 | 0 | 0
PseudoUnit | 0 | 0 | 0 | 0 | 0 | 0
FixedInterchange | 0 | 0 | 0 | 0 | 0 | 0
Retrofit FOM Costs by Reporting Type: BC
ReportingType | 2015 | 2020 | 2025 | 2030 | 2035 | 2040
BM | 0 | 0 | 0 | 0 | 0 | 0
CC | 0 | 0 | 0 | 0 | 0 | 0
CSP | 0 | 0 | 0 | 0 | 0 | 0
CT | 0 | 0 | 0 | 0 | 0 | 0
Coal | 0 | 0 | 0 | 0 | 0 | 0
Geo | 0 | 0 | 0 | 0 | 0 | 0
H | 0 | 0 | 0 | 0 | 0 | 0
LFG | 0 | 0 | 0 | 0 | 0 | 0
Nuc | 0 | 0 | 0 | 0 | 0 | 0
PS | 0 | 0 | 0 | 0 | 0 | 0
PV | 0 | 0 | 0 | 0 | 0 | 0
PeakG | 0 | 0 | 0 | 0 | 0 | 0
PeakO | 0 | 0 | 0 | 0 | 0 | 0
ST | 0 | 0 | 0 | 0 | 0 | 0
STOG | 0 | 0 | 0 | 0 | 0 | 0
STWD | 0 | 0 | 0 | 0 | 0 | 0
WT | 0 | 0 | 0 | 0 | 0 | 0
IGCC | 0 | 0 | 0 | 0 | 0 | 0
DemandResponse | 0 | 0 | 0 | 0 | 0 | 0
IGCC-CCS | 0 | 0 | 0 | 0 | 0 | 0
WT_off | 0 | 0 | 0 | 0 | 0 | 0
PseudoUnit | 0 | 0 | 0 | 0 | 0 | 0
FixedInterchange | 0 | 0 | 0 | 0 | 0 | 0
Retrofit FOM Costs by Reporting Type: HQ_IESO
ReportingType | 2015 | 2020 | 2025 | 2030 | 2035 | 2040
BM | 0 | 0 | 0 | 0 | 0 | 0
CC | 0 | 0 | 0 | 0 | 0 | 0
CSP | 0 | 0 | 0 | 0 | 0 | 0
CT | 0 | 0 | 0 | 0 | 0 | 0
Coal | 0 | 0 | 0 | 0 | 0 | 0
Geo | 0 | 0 | 0 | 0 | 0 | 0
H | 0 | 0 | 0 | 0 | 0 | 0
LFG | 0 | 0 | 0 | 0 | 0 | 0
Nuc | 0 | 0 | 0 | 0 | 0 | 0
PS | 0 | 0 | 0 | 0 | 0 | 0
PV | 0 | 0 | 0 | 0 | 0 | 0
PeakG | 0 | 0 | 0 | 0 | 0 | 0
PeakO | 0 | 0 | 0 | 0 | 0 | 0
ST | 0 | 0 | 0 | 0 | 0 | 0
STOG | 0 | 0 | 0 | 0 | 0 | 0
STWD | 0 | 0 | 0 | 0 | 0 | 0
WT | 0 | 0 | 0 | 0 | 0 | 0
IGCC | 0 | 0 | 0 | 0 | 0 | 0
DemandResponse | 0 | 0 | 0 | 0 | 0 | 0
IGCC-CCS | 0 | 0 | 0 | 0 | 0 | 0
WT_off | 0 | 0 | 0 | 0 | 0 | 0
PseudoUnit | 0 | 0 | 0 | 0 | 0 | 0
FixedInterchange | 0 | 0 | 0 | 0 | 0 | 0
Retrofit FOM Costs by Reporting Type: HQ_NEISO
ReportingType | 2015 | 2020 | 2025 | 2030 | 2035 | 2040
BM | 0 | 0 | 0 | 0 | 0 | 0
CC | 0 | 0 | 0 | 0 | 0 | 0
CSP | 0 | 0 | 0 | 0 | 0 | 0
CT | 0 | 0 | 0 | 0 | 0 | 0
Coal | 0 | 0 | 0 | 0 | 0 | 0
Geo | 0 | 0 | 0 | 0 | 0 | 0
H | 0 | 0 | 0 | 0 | 0 | 0
LFG | 0 | 0 | 0 | 0 | 0 | 0
Nuc | 0 | 0 | 0 | 0 | 0 | 0
PS | 0 | 0 | 0 | 0 | 0 | 0
PV | 0 | 0 | 0 | 0 | 0 | 0
PeakG | 0 | 0 | 0 | 0 | 0 | 0
PeakO | 0 | 0 | 0 | 0 | 0 | 0
ST | 0 | 0 | 0 | 0 | 0 | 0
STOG | 0 | 0 | 0 | 0 | 0 | 0
STWD | 0 | 0 | 0 | 0 | 0 | 0
WT | 0 | 0 | 0 | 0 | 0 | 0
IGCC | 0 | 0 | 0 | 0 | 0 | 0
DemandResponse | 0 | 0 | 0 | 0 | 0 | 0
IGCC-CCS | 0 | 0 | 0 | 0 | 0 | 0
WT_off | 0 | 0 | 0 | 0 | 0 | 0
PseudoUnit | 0 | 0 | 0 | 0 | 0 | 0
FixedInterchange | 0 | 0 | 0 | 0 | 0 | 0
Retrofit FOM Costs by Reporting Type: HQ_NY
ReportingType | 2015 | 2020 | 2025 | 2030 | 2035 | 2040
BM | 0 | 0 | 0 | 0 | 0 | 0
CC | 0 | 0 | 0 | 0 | 0 | 0
CSP | 0 | 0 | 0 | 0 | 0 | 0
CT | 0 | 0 | 0 | 0 | 0 | 0
Coal | 0 | 0 | 0 | 0 | 0 | 0
Geo | 0 | 0 | 0 | 0 | 0 | 0
H | 0 | 0 | 0 | 0 | 0 | 0
LFG | 0 | 0 | 0 | 0 | 0 | 0
Nuc | 0 | 0 | 0 | 0 | 0 | 0
PS | 0 | 0 | 0 | 0 | 0 | 0
PV | 0 | 0 | 0 | 0 | 0 | 0
PeakG | 0 | 0 | 0 | 0 | 0 | 0
PeakO | 0 | 0 | 0 | 0 | 0 | 0
ST | 0 | 0 | 0 | 0 | 0 | 0
STOG | 0 | 0 | 0 | 0 | 0 | 0
STWD | 0 | 0 | 0 | 0 | 0 | 0
WT | 0 | 0 | 0 | 0 | 0 | 0
IGCC | 0 | 0 | 0 | 0 | 0 | 0
DemandResponse | 0 | 0 | 0 | 0 | 0 | 0
IGCC-CCS | 0 | 0 | 0 | 0 | 0 | 0
WT_off | 0 | 0 | 0 | 0 | 0 | 0
PseudoUnit | 0 | 0 | 0 | 0 | 0 | 0
FixedInterchange | 0 | 0 | 0 | 0 | 0 | 0
Retrofit FOM Costs by Reporting Type: MARITIMES
ReportingType | 2015 | 2020 | 2025 | 2030 | 2035 | 2040
BM | 0 | 0 | 0 | 0 | 0 | 0
CC | 0 | 0 | 0 | 0 | 0 | 0
CSP | 0 | 0 | 0 | 0 | 0 | 0
CT | 0 | 0 | 0 | 0 | 0 | 0
Coal | 0 | 0 | 0 | 0 | 0 | 0
Geo | 0 | 0 | 0 | 0 | 0 | 0
H | 0 | 0 | 0 | 0 | 0 | 0
LFG | 0 | 0 | 0 | 0 | 0 | 0
Nuc | 0 | 0 | 0 | 0 | 0 | 0
PS | 0 | 0 | 0 | 0 | 0 | 0
PV | 0 | 0 | 0 | 0 | 0 | 0
PeakG | 0 | 0 | 0 | 0 | 0 | 0
PeakO | 0 | 0 | 0 | 0 | 0 | 0
ST | 0 | 0 | 0 | 0 | 0 | 0
STOG | 0 | 0 | 0 | 0 | 0 | 0
STWD | 0 | 0 | 0 | 0 | 0 | 0
WT | 0 | 0 | 0 | 0 | 0 | 0
IGCC | 0 | 0 | 0 | 0 | 0 | 0
DemandResponse | 0 | 0 | 0 | 0 | 0 | 0
IGCC-CCS | 0 | 0 | 0 | 0 | 0 | 0
WT_off | 0 | 0 | 0 | 0 | 0 | 0
PseudoUnit | 0 | 0 | 0 | 0 | 0 | 0
FixedInterchange | 0 | 0 | 0 | 0 | 0 | 0
Retrofit FOM Costs by Reporting Type: All
ReportingType | 2015 | 2020 | 2025 | 2030 | 2035 | 2040
BM | 0 | 0 | 0 | 0 | 0 | 0
CC | 0 | 0 | 0 | 0 | 0 | 0
CSP | 0 | 0 | 0 | 0 | 0 | 0
CT | 0 | 0 | 0 | 0 | 0 | 0
Coal | 1370.94 | 1650.23 | 1638.19 | 1636.26 | 1636.26 | 1636.26
Geo | 0 | 0 | 0 | 0 | 0 | 0
H | 0 | 0 | 0 | 0 | 0 | 0
LFG | 0 | 0 | 0 | 0 | 0 | 0
Nuc | 0 | 0 | 0 | 0 | 0 | 0
PS | 0 | 0 | 0 | 0 | 0 | 0
PV | 0 | 0 | 0 | 0 | 0 | 0
PeakG | 0 | 0 | 0 | 0 | 0 | 0
PeakO | 0 | 0 | 0 | 0 | 0 | 0
ST | 0 | 0 | 0 | 0 | 0 | 0
STOG | 0 | 0 | 0 | 0 | 0 | 0
STWD | 0 | 0 | 0 | 0 | 0 | 0
WT | 0 | 0 | 0 | 0 | 0 | 0
IGCC | 0 | 0 | 0 | 0 | 0 | 0
DemandResponse | 0 | 0 | 0 | 0 | 0 | 0
IGCC-CCS | 0 | 0 | 0 | 0 | 0 | 0
WT_off | 0 | 0 | 0 | 0 | 0 | 0
PseudoUnit | 0 | 0 | 0 | 0 | 0 | 0
FixedInterchange | 0 | 0 | 0 | 0 | 0 | 0
Retrofit FOM Costs by Reporting Type: EI_US
ReportingType | 2015 | 2020 | 2025 | 2030 | 2035 | 2040
BM | 0 | 0 | 0 | 0 | 0 | 0
CC | 0 | 0 | 0 | 0 | 0 | 0
CSP | 0 | 0 | 0 | 0 | 0 | 0
CT | 0 | 0 | 0 | 0 | 0 | 0
Coal | 1111.08 | 1345.72 | 1334.1 | 1332.17 | 1332.17 | 1332.17
Geo | 0 | 0 | 0 | 0 | 0 | 0
H | 0 | 0 | 0 | 0 | 0 | 0
LFG | 0 | 0 | 0 | 0 | 0 | 0
Nuc | 0 | 0 | 0 | 0 | 0 | 0
PS | 0 | 0 | 0 | 0 | 0 | 0
PV | 0 | 0 | 0 | 0 | 0 | 0
PeakG | 0 | 0 | 0 | 0 | 0 | 0
PeakO | 0 | 0 | 0 | 0 | 0 | 0
ST | 0 | 0 | 0 | 0 | 0 | 0
STOG | 0 | 0 | 0 | 0 | 0 | 0
STWD | 0 | 0 | 0 | 0 | 0 | 0
WT | 0 | 0 | 0 | 0 | 0 | 0
IGCC | 0 | 0 | 0 | 0 | 0 | 0
DemandResponse | 0 | 0 | 0 | 0 | 0 | 0
IGCC-CCS | 0 | 0 | 0 | 0 | 0 | 0
WT_off | 0 | 0 | 0 | 0 | 0 | 0
PseudoUnit | 0 | 0 | 0 | 0 | 0 | 0
FixedInterchange | 0 | 0 | 0 | 0 | 0 | 0
Retrofit FOM Costs by Reporting Type: EI_Canada
ReportingType | 2015 | 2020 | 2025 | 2030 | 2035 | 2040
BM | 0 | 0 | 0 | 0 | 0 | 0
CC | 0 | 0 | 0 | 0 | 0 | 0
CSP | 0 | 0 | 0 | 0 | 0 | 0
CT | 0 | 0 | 0 | 0 | 0 | 0
Coal | 0 | 0 | 0 | 0 | 0 | 0
Geo | 0 | 0 | 0 | 0 | 0 | 0
H | 0 | 0 | 0 | 0 | 0 | 0
LFG | 0 | 0 | 0 | 0 | 0 | 0
Nuc | 0 | 0 | 0 | 0 | 0 | 0
PS | 0 | 0 | 0 | 0 | 0 | 0
PV | 0 | 0 | 0 | 0 | 0 | 0
PeakG | 0 | 0 | 0 | 0 | 0 | 0
PeakO | 0 | 0 | 0 | 0 | 0 | 0
ST | 0 | 0 | 0 | 0 | 0 | 0
STOG | 0 | 0 | 0 | 0 | 0 | 0
STWD | 0 | 0 | 0 | 0 | 0 | 0
WT | 0 | 0 | 0 | 0 | 0 | 0
IGCC | 0 | 0 | 0 | 0 | 0 | 0
DemandResponse | 0 | 0 | 0 | 0 | 0 | 0
IGCC-CCS | 0 | 0 | 0 | 0 | 0 | 0
WT_off | 0 | 0 | 0 | 0 | 0 | 0
PseudoUnit | 0 | 0 | 0 | 0 | 0 | 0
FixedInterchange | 0 | 0 | 0 | 0 | 0 | 0
Retrofit FOM Costs by Reporting Type: EI
ReportingType | 2015 | 2020 | 2025 | 2030 | 2035 | 2040
BM | 0 | 0 | 0 | 0 | 0 | 0
CC | 0 | 0 | 0 | 0 | 0 | 0
CSP | 0 | 0 | 0 | 0 | 0 | 0
CT | 0 | 0 | 0 | 0 | 0 | 0
Coal | 1111.08 | 1345.72 | 1334.1 | 1332.17 | 1332.17 | 1332.17
Geo | 0 | 0 | 0 | 0 | 0 | 0
H | 0 | 0 | 0 | 0 | 0 | 0
LFG | 0 | 0 | 0 | 0 | 0 | 0
Nuc | 0 | 0 | 0 | 0 | 0 | 0
PS | 0 | 0 | 0 | 0 | 0 | 0
PV | 0 | 0 | 0 | 0 | 0 | 0
PeakG | 0 | 0 | 0 | 0 | 0 | 0
PeakO | 0 | 0 | 0 | 0 | 0 | 0
ST | 0 | 0 | 0 | 0 | 0 | 0
STOG | 0 | 0 | 0 | 0 | 0 | 0
STWD | 0 | 0 | 0 | 0 | 0 | 0
WT | 0 | 0 | 0 | 0 | 0 | 0
IGCC | 0 | 0 | 0 | 0 | 0 | 0
DemandResponse | 0 | 0 | 0 | 0 | 0 | 0
IGCC-CCS | 0 | 0 | 0 | 0 | 0 | 0
WT_off | 0 | 0 | 0 | 0 | 0 | 0
PseudoUnit | 0 | 0 | 0 | 0 | 0 | 0
FixedInterchange | 0 | 0 | 0 | 0 | 0 | 0
Retrofit FOM Costs by Reporting Type: Outside_EI
ReportingType | 2015 | 2020 | 2025 | 2030 | 2035 | 2040
BM | 0 | 0 | 0 | 0 | 0 | 0
CC | 0 | 0 | 0 | 0 | 0 | 0
CSP | 0 | 0 | 0 | 0 | 0 | 0
CT | 0 | 0 | 0 | 0 | 0 | 0
Coal | 259.86 | 304.51 | 304.09 | 304.09 | 304.09 | 304.09
Geo | 0 | 0 | 0 | 0 | 0 | 0
H | 0 | 0 | 0 | 0 | 0 | 0
LFG | 0 | 0 | 0 | 0 | 0 | 0
Nuc | 0 | 0 | 0 | 0 | 0 | 0
PS | 0 | 0 | 0 | 0 | 0 | 0
PV | 0 | 0 | 0 | 0 | 0 | 0
PeakG | 0 | 0 | 0 | 0 | 0 | 0
PeakO | 0 | 0 | 0 | 0 | 0 | 0
ST | 0 | 0 | 0 | 0 | 0 | 0
STOG | 0 | 0 | 0 | 0 | 0 | 0
STWD | 0 | 0 | 0 | 0 | 0 | 0
WT | 0 | 0 | 0 | 0 | 0 | 0
IGCC | 0 | 0 | 0 | 0 | 0 | 0
DemandResponse | 0 | 0 | 0 | 0 | 0 | 0
IGCC-CCS | 0 | 0 | 0 | 0 | 0 | 0
WT_off | 0 | 0 | 0 | 0 | 0 | 0
PseudoUnit | 0 | 0 | 0 | 0 | 0 | 0
FixedInterchange | 0 | 0 | 0 | 0 | 0 | 0
#12 | Levelized Capital Costs ($million)
Levelized Capital Costs by Reporting Type: Entergy
ReportingType | 2015 | 2020 | 2025 | 2030 | 2035 | 2040
BM | 0 | 0 | 0 | 0 | 0 | 0
CC | 0 | 208.17 | 208.17 | 208.17 | 443.38 | 905.73
CSP | 0 | 0 | 0 | 0 | 0 | 0
CT | 0 | 0 | 71.43 | 264.95 | 271.29 | 271.29
Coal | 202.06 | 202.06 | 202.06 | 202.06 | 202.06 | 202.06
Geo | 0 | 0 | 0 | 0 | 0 | 0
H | 0 | 0 | 0 | 358.63 | 365.55 | 365.55
LFG | 0 | 0 | 29.03 | 29.03 | 29.03 | 29.03
Nuc | 0 | 0 | 0 | 0 | 0 | 0
PS | 0 | 0 | 0 | 0 | 0 | 0
PV | 0.15 | 32.87 | 51.61 | 55.8 | 60.36 | 32.18
PeakG | 0 | 0 | 0 | 0 | 0 | 0
PeakO | 0 | 0 | 0 | 0 | 0 | 0
ST | 0 | 0 | 0 | 0 | 0 | 0
STOG | 0 | 0 | 0 | 0 | 0 | 0
STWD | 0 | 0 | 0 | 0 | 0 | 0
WT | 0 | 0 | 0 | 25.53 | 612.84 | 612.84
IGCC | 0 | 0 | 0 | 0 | 0 | 0
DemandResponse | 0 | 0 | 0 | 0 | 0 | 0
IGCC-CCS | 0 | 0 | 0 | 0 | 0 | 0
WT_off | 0 | 0 | 0 | 0 | 0 | 0
PseudoUnit | 0 | 0 | 0 | 0 | 0 | 0
FixedInterchange | 0 | 0 | 0 | 0 | 0 | 0
Levelized Capital Costs by Reporting Type: FRCC
ReportingType | 2015 | 2020 | 2025 | 2030 | 2035 | 2040
BM | 0 | 0 | 0 | 0 | 0 | 0
CC | 165.38 | 853.63 | 1319.34 | 1834.27 | 3327.26 | 4342.42
CSP | 0 | 0 | 0 | 0 | 0 | 0
CT | 196.14 | 196.14 | 196.14 | 196.14 | 0 | 0
Coal | 0 | 0 | 0 | 0 | 0 | 0
Geo | 0 | 0 | 0 | 0 | 0 | 0
H | 0 | 0 | 0 | 0 | 0 | 0
LFG | 0 | 0 | 54.31 | 54.31 | 54.31 | 54.31
Nuc | 0 | 0 | 0 | 0 | 0 | 0
PS | 0 | 0 | 0 | 0 | 0 | 0
PV | 0 | 0 | 0 | 0 | 0 | 0
PeakG | 0 | 0 | 0 | 0 | 0 | 0
PeakO | 0 | 0 | 0 | 0 | 0 | 0
ST | 0 | 0 | 0 | 0 | 0 | 0
STOG | 0 | 0 | 0 | 0 | 0 | 0
STWD | 0 | 0 | 0 | 0 | 0 | 0
WT | 0 | 0 | 0 | 0 | 0 | 0
IGCC | 0 | 0 | 0 | 0 | 0 | 0
DemandResponse | 0 | 0 | 0 | 0 | 0 | 0
IGCC-CCS | 0 | 0 | 0 | 0 | 0 | 0
WT_off | 0 | 0 | 0 | 0 | 0 | 0
PseudoUnit | 0 | 0 | 0 | 0 | 0 | 0
FixedInterchange | 0 | 0 | 0 | 0 | 0 | 0
Levelized Capital Costs by Reporting Type: MAPP_US
ReportingType | 2015 | 2020 | 2025 | 2030 | 2035 | 2040
BM | 0 | 0 | 0 | 0 | 0 | 0
CC | 0 | 0 | 0 | 0 | 0 | 0
CSP | 0 | 0 | 0 | 0 | 0 | 0
CT | 25.9 | 25.9 | 25.9 | 70.65 | 136.44 | 205.8
Coal | 0 | 0 | 0 | 0 | 0 | 0
Geo | 0 | 0 | 0 | 0 | 0 | 0
H | 0 | 0 | 0 | 0 | 0 | 0
LFG | 0 | 0 | 0 | 19.19 | 19.19 | 19.19
Nuc | 0 | 0 | 0 | 0 | 0 | 0
PS | 0 | 0 | 0 | 0 | 0 | 0
PV | 0 | 0 | 0 | 0 | 0 | 0
PeakG | 0 | 0 | 0 | 0 | 0 | 0
PeakO | 0 | 0 | 0 | 0 | 0 | 0
ST | 0 | 0 | 0 | 0 | 0 | 0
STOG | 0 | 0 | 0 | 0 | 0 | 0
STWD | 0 | 0 | 0 | 0 | 0 | 0
WT | 122.91 | 842.89 | 1663.72 | 2539.58 | 2925.38 | 2548.82
IGCC | 0 | 0 | 0 | 0 | 0 | 0
DemandResponse | 0 | 0 | 0 | 0 | 0 | 0
IGCC-CCS | 0 | 0 | 0 | 0 | 0 | 0
WT_off | 0 | 0 | 0 | 0 | 0 | 0
PseudoUnit | 0 | 0 | 0 | 0 | 0 | 0
FixedInterchange | 0 | 0 | 0 | 0 | 0 | 0
Levelized Capital Costs by Reporting Type: MISO_IN
ReportingType | 2015 | 2020 | 2025 | 2030 | 2035 | 2040
BM | 0 | 0 | 0 | 0 | 0 | 0
CC | 0 | 322.1 | 322.1 | 322.1 | 322.1 | 322.1
CSP | 0 | 0 | 0 | 0 | 0 | 0
CT | 0 | 0 | 0 | 0 | 0 | 0
Coal | 0 | 0 | 0 | 0 | 0 | 0
Geo | 0 | 0 | 0 | 0 | 0 | 0
H | 0 | 0 | 0 | 0 | 0 | 0
LFG | 0 | 0 | 22.52 | 22.52 | 22.52 | 22.52
Nuc | 0 | 0 | 0 | 0 | 0 | 0
PS | 0 | 0 | 0 | 0 | 0 | 0
PV | 0 | 126.72 | 209.17 | 219.5 | 239.77 | 133.86
PeakG | 0 | 0 | 0 | 0 | 0 | 0
PeakO | 0 | 0 | 0 | 0 | 0 | 0
ST | 0 | 0 | 0 | 0 | 0 | 0
STOG | 0 | 0 | 0 | 0 | 0 | 0
STWD | 0 | 0 | 0 | 0 | 0 | 0
WT | 0 | 0 | 0 | 0 | 2084.65 | 3562.11
IGCC | 215.26 | 215.26 | 215.26 | 215.26 | 215.26 | 215.26
DemandResponse | 0 | 0 | 0 | 0 | 0 | 0
IGCC-CCS | 0 | 0 | 0 | 0 | 0 | 0
WT_off | 0 | 0 | 0 | 0 | 0 | 0
PseudoUnit | 0 | 0 | 0 | 0 | 0 | 0
FixedInterchange | 0 | 0 | 0 | 0 | 0 | 0
Levelized Capital Costs by Reporting Type: MISO_MI
ReportingType | 2015 | 2020 | 2025 | 2030 | 2035 | 2040
BM | 0 | 0 | 0 | 0 | 0 | 0
CC | 0 | 44.95 | 44.95 | 44.95 | 343.92 | 583.42
CSP | 0 | 0 | 0 | 0 | 0 | 0
CT | 0 | 0 | 0 | 0 | 0 | 102.7
Coal | 0 | 0 | 0 | 0 | 0 | 0
Geo | 0 | 0 | 0 | 0 | 0 | 0
H | 0 | 0 | 0 | 0 | 0 | 0
LFG | 0 | 22.32 | 47.09 | 47.09 | 47.09 | 24.78
Nuc | 0 | 0 | 0 | 0 | 0 | 0
PS | 0 | 0 | 0 | 0 | 0 | 0
PV | 0 | 0 | 0 | 0 | 0 | 0
PeakG | 0 | 0 | 0 | 0 | 0 | 0
PeakO | 0 | 0 | 0 | 0 | 0 | 0
ST | 0 | 0 | 0 | 0 | 0 | 0
STOG | 0 | 0 | 0 | 0 | 0 | 0
STWD | 0 | 0 | 0 | 0 | 0 | 0
WT | 580.29 | 747.98 | 822.39 | 946.81 | 490.63 | 475.88
IGCC | 0 | 0 | 0 | 0 | 0 | 0
DemandResponse | 0 | 0 | 0 | 0 | 0 | 0
IGCC-CCS | 0 | 0 | 0 | 0 | 0 | 0
WT_off | 0 | 0 | 0 | 0 | 0 | 0
PseudoUnit | 0 | 0 | 0 | 0 | 0 | 0
FixedInterchange | 0 | 0 | 0 | 0 | 0 | 0
Levelized Capital Costs by Reporting Type: MISO_MO-IL
ReportingType | 2015 | 2020 | 2025 | 2030 | 2035 | 2040
BM | 0 | 0 | 0 | 0 | 0 | 0
CC | 0 | 0 | 0 | 0 | 0 | 0
CSP | 0 | 0 | 0 | 0 | 0 | 0
CT | 0 | 0 | 0 | 0 | 0 | 0
Coal | 574.94 | 574.94 | 574.94 | 574.94 | 574.94 | 574.94
Geo | 0 | 0 | 0 | 0 | 0 | 0
H | 0 | 97.15 | 97.15 | 97.15 | 97.15 | 97.15
LFG | 0 | 0 | 8.95 | 65.25 | 65.25 | 65.25
Nuc | 0 | 0 | 0 | 0 | 0 | 0
PS | 0 | 0 | 0 | 0 | 0 | 0
PV | 0 | 0 | 0 | 0 | 0 | 0
PeakG | 0 | 0 | 0 | 0 | 0 | 0
PeakO | 0 | 0 | 0 | 0 | 0 | 0
ST | 0 | 0 | 0 | 0 | 0 | 0
STOG | 0 | 0 | 0 | 0 | 0 | 0
STWD | 0 | 0 | 0 | 0 | 0 | 0
WT | 87.81 | 87.81 | 87.81 | 1607.22 | 1908.83 | 3754.73
IGCC | 0 | 0 | 0 | 0 | 0 | 0
DemandResponse | 0 | 0 | 0 | 0 | 0 | 0
IGCC-CCS | 0 | 0 | 0 | 0 | 0 | 0
WT_off | 0 | 0 | 0 | 0 | 0 | 0
PseudoUnit | 0 | 0 | 0 | 0 | 0 | 0
FixedInterchange | 0 | 0 | 0 | 0 | 0 | 0
Levelized Capital Costs by Reporting Type: MISO_W
ReportingType | 2015 | 2020 | 2025 | 2030 | 2035 | 2040
BM | 0 | 0 | 0 | 0 | 0 | 0
CC | 0 | 0 | 0 | 0 | 0 | 0
CSP | 0 | 0 | 0 | 0 | 0 | 0
CT | 0 | 0 | 0 | 0 | 0 | 0
Coal | 0 | 0 | 0 | 0 | 0 | 0
Geo | 0 | 0 | 0 | 0 | 0 | 0
H | 0 | 0 | 0 | 0 | 0 | 0
LFG | 0 | 0 | 20.79 | 20.79 | 20.79 | 20.79
Nuc | 0 | 0 | 0 | 0 | 0 | 0
PS | 0 | 0 | 0 | 0 | 0 | 0
PV | 0 | 0 | 0 | 0 | 0 | 0
PeakG | 0 | 0 | 0 | 0 | 0 | 0
PeakO | 0 | 0 | 0 | 0 | 0 | 0
ST | 0 | 0 | 0 | 0 | 0 | 0
STOG | 0 | 0 | 0 | 0 | 0 | 0
STWD | 0 | 0 | 0 | 0 | 0 | 0
WT | 852.88 | 852.88 | 1503.45 | 11902.59 | 12343.46 | 13451.7
IGCC | 0 | 0 | 0 | 0 | 0 | 0
DemandResponse | 0 | 0 | 0 | 0 | 0 | 0
IGCC-CCS | 0 | 0 | 0 | 0 | 0 | 0
WT_off | 0 | 0 | 0 | 0 | 0 | 0
PseudoUnit | 0 | 0 | 0 | 0 | 0 | 0
FixedInterchange | 0 | 0 | 0 | 0 | 0 | 0
Levelized Capital Costs by Reporting Type: MISO_WUMS
ReportingType | 2015 | 2020 | 2025 | 2030 | 2035 | 2040
BM | 0 | 0 | 0 | 0 | 0 | 0
CC | 0 | 319.22 | 319.22 | 319.22 | 319.22 | 319.22
CSP | 0 | 0 | 0 | 0 | 0 | 0
CT | 0 | 722.67 | 1433.59 | 2082.34 | 3230.62 | 3014.23
Coal | 184.51 | 184.51 | 184.51 | 184.51 | 184.51 | 184.51
Geo | 0 | 0 | 0 | 0 | 0 | 0
H | 0 | 0.35 | 0.35 | 0.35 | 0.35 | 0.35
LFG | 0 | 0 | 61.89 | 61.89 | 61.89 | 61.89
Nuc | 0 | 0 | 0 | 0 | 0 | 0
PS | 0 | 0 | 0 | 0 | 0 | 0
PV | 0 | 0 | 0 | 0 | 0 | 0
PeakG | 0 | 0 | 0 | 0 | 0 | 0
PeakO | 0 | 0 | 0 | 0 | 0 | 0
ST | 0 | 0 | 0 | 0 | 0 | 0
STOG | 0 | 0 | 0 | 0 | 0 | 0
STWD | 0 | 0 | 0 | 0 | 0 | 0
WT | 270.99 | 270.99 | 270.99 | 278.98 | 7.99 | 2014.83
IGCC | 0 | 0 | 0 | 0 | 0 | 0
DemandResponse | 0 | 0 | 0 | 0 | 0 | 0
IGCC-CCS | 0 | 0 | 0 | 0 | 0 | 0
WT_off | 0 | 0 | 0 | 0 | 0 | 0
PseudoUnit | 0 | 0 | 0 | 0 | 0 | 0
FixedInterchange | 0 | 0 | 0 | 0 | 0 | 0
Levelized Capital Costs by Reporting Type: Nebraska
ReportingType | 2015 | 2020 | 2025 | 2030 | 2035 | 2040
BM | 0 | 0 | 0 | 0 | 0 | 0
CC | 0 | 0 | 0 | 0 | 0 | 0
CSP | 0 | 0 | 0 | 0 | 0 | 0
CT | 0 | 0 | 0 | 0 | 0 | 0
Coal | 66.52 | 66.52 | 66.52 | 66.52 | 66.52 | 66.52
Geo | 0 | 0 | 0 | 0 | 0 | 0
H | 0 | 0 | 0 | 0 | 0 | 0
LFG | 0 | 0 | 0 | 19.72 | 19.72 | 19.72
Nuc | 0 | 0 | 0 | 0 | 0 | 0
PS | 0 | 0 | 0 | 0 | 0 | 0
PV | 0 | 0 | 0 | 0 | 0 | 0
PeakG | 0 | 0 | 0 | 0 | 0 | 0
PeakO | 0 | 0 | 0 | 0 | 0 | 0
ST | 0 | 0 | 0 | 0 | 0 | 0
STOG | 0 | 0 | 0 | 0 | 0 | 0
STWD | 0 | 0 | 0 | 0 | 0 | 0
WT | 59.42 | 6218.95 | 14067.44 | 18311.18 | 19760.71 | 13601.18
IGCC | 0 | 0 | 0 | 0 | 0 | 0
DemandResponse | 0 | 0 | 0 | 0 | 0 | 0
IGCC-CCS | 0 | 0 | 0 | 0 | 0 | 0
WT_off | 0 | 0 | 0 | 0 | 0 | 0
PseudoUnit | 0 | 0 | 0 | 0 | 0 | 0
FixedInterchange | 0 | 0 | 0 | 0 | 0 | 0
Levelized Capital Costs by Reporting Type: NEISO
ReportingType | 2015 | 2020 | 2025 | 2030 | 2035 | 2040
BM | 115.57 | 115.57 | 115.57 | 115.57 | 115.57 | 115.57
CC | 273.49 | 273.49 | 273.49 | 273.49 | 273.49 | 59.96
CSP | 0 | 0 | 0 | 0 | 0 | 0
CT | 30 | 30 | 30 | 36.6 | 307.76 | 542.58
Coal | 0 | 0 | 0 | 0 | 0 | 0
Geo | 0 | 0 | 0 | 0 | 0 | 0
H | 0 | 1.04 | 1.04 | 1.04 | 1.04 | 1.04
LFG | 14.72 | 14.72 | 34.82 | 34.82 | 20.1 | 20.1
Nuc | 0 | 0 | 0 | 0 | 0 | 0
PS | 0 | 0 | 0 | 0 | 0 | 0
PV | 0 | 179.38 | 188.3 | 195.49 | 205.41 | 36.45
PeakG | 0 | 0 | 0 | 0 | 0 | 0
PeakO | 0 | 0 | 0 | 0 | 0 | 0
ST | 0 | 0 | 0 | 0 | 0 | 0
STOG | 0 | 0 | 0 | 0 | 0 | 0
STWD | 0 | 0 | 0 | 0 | 0 | 0
WT | 68.84 | 834.67 | 1486.03 | 1476.87 | 1417.19 | 651.36
IGCC | 0 | 0 | 0 | 0 | 0 | 0
DemandResponse | 0 | 0 | 0 | 0 | 0 | 0
IGCC-CCS | 0 | 0 | 0 | 0 | 0 | 0
WT_off | 322.52 | 322.52 | 322.52 | 322.52 | 0 | 0
PseudoUnit | 0 | 0 | 0 | 0 | 0 | 0
FixedInterchange | 0 | 0 | 0 | 0 | 0 | 0
Levelized Capital Costs by Reporting Type: NonRTO_Midwest
ReportingType | 2015 | 2020 | 2025 | 2030 | 2035 | 2040
BM | 0 | 0 | 0 | 0 | 0 | 0
CC | 0 | 81.93 | 153.66 | 247.14 | 349.71 | 469.22
CSP | 0 | 0 | 0 | 0 | 0 | 0
CT | 0 | 30.05 | 37.84 | 37.84 | 37.84 | 21.85
Coal | 0 | 0 | 0 | 0 | 0 | 0
Geo | 0 | 0 | 0 | 0 | 0 | 0
H | 0 | 0 | 245.9 | 245.9 | 245.9 | 245.9
LFG | 0 | 0 | 43.27 | 43.27 | 43.27 | 43.27
Nuc | 0 | 0 | 0 | 0 | 0 | 0
PS | 0 | 0 | 0 | 0 | 0 | 0
PV | 0 | 0 | 0 | 0 | 0 | 0
PeakG | 0 | 0 | 0 | 0 | 0 | 0
PeakO | 0 | 0 | 0 | 0 | 0 | 0
ST | 0 | 0 | 0 | 0 | 0 | 0
STOG | 0 | 0 | 0 | 0 | 0 | 0
STWD | 0 | 0 | 0 | 0 | 0 | 0
WT | 0 | 0 | 0 | 0 | 0 | 0
IGCC | 0 | 0 | 0 | 0 | 0 | 0
DemandResponse | 0 | 0 | 0 | 0 | 0 | 0
IGCC-CCS | 0 | 0 | 0 | 0 | 0 | 0
WT_off | 0 | 0 | 0 | 0 | 0 | 0
PseudoUnit | 0 | 0 | 0 | 0 | 0 | 0
FixedInterchange | 0 | 0 | 0 | 0 | 0 | 0
Levelized Capital Costs by Reporting Type: NYISO_A-F
ReportingType | 2015 | 2020 | 2025 | 2030 | 2035 | 2040
BM | 0 | 0 | 0 | 0 | 0 | 0
CC | 85.71 | 85.71 | 85.71 | 85.71 | 85.71 | 0
CSP | 0 | 0 | 0 | 0 | 0 | 0
CT | 0 | 0 | 0 | 0 | 0 | 0
Coal | 0 | 0 | 0 | 0 | 0 | 0
Geo | 0 | 0 | 0 | 0 | 0 | 0
H | 0 | 0 | 0 | 0 | 0 | 0
LFG | 1.88 | 1.88 | 21.07 | 21.07 | 19.19 | 19.19
Nuc | 0 | 0 | 0 | 0 | 0 | 0
PS | 0 | 0 | 0 | 0 | 0 | 0
PV | 0 | 0 | 0 | 0 | 0 | 0
PeakG | 0 | 0 | 0 | 0 | 0 | 0
PeakO | 0 | 0 | 0 | 0 | 0 | 0
ST | 0 | 0 | 0 | 0 | 0 | 0
STOG | 0 | 0 | 0 | 0 | 0 | 0
STWD | 0 | 0 | 0 | 0 | 0 | 0
WT | 705.19 | 899.9 | 899.9 | 1358.26 | 1037.75 | 1250.44
IGCC | 0 | 0 | 0 | 0 | 0 | 0
DemandResponse | 0 | 0 | 0 | 0 | 0 | 0
IGCC-CCS | 0 | 0 | 0 | 0 | 0 | 0
WT_off | 0 | 0 | 0 | 0 | 0 | 0
PseudoUnit | 0 | 0 | 0 | 0 | 0 | 0
FixedInterchange | 0 | 0 | 0 | 0 | 0 | 0
Levelized Capital Costs by Reporting Type: NYISO_G-I
ReportingType | 2015 | 2020 | 2025 | 2030 | 2035 | 2040
BM | 0 | 0 | 0 | 0 | 0 | 0
CC | 0 | 0 | 73.26 | 246.81 | 577.5 | 924.07
CSP | 0 | 0 | 0 | 0 | 0 | 0
CT | 0 | 0 | 0 | 0 | 0 | 0
Coal | 0 | 0 | 0 | 0 | 0 | 0
Geo | 0 | 0 | 0 | 0 | 0 | 0
H | 0 | 0 | 0 | 0 | 0 | 0
LFG | 0 | 0 | 21 | 21 | 21 | 21
Nuc | 0 | 0 | 0 | 0 | 0 | 0
PS | 0 | 0 | 0 | 0 | 0 | 0
PV | 0 | 0 | 0 | 0 | 0 | 0
PeakG | 0 | 0 | 0 | 0 | 0 | 0
PeakO | 0 | 0 | 0 | 0 | 0 | 0
ST | 0 | 0 | 0 | 0 | 0 | 0
STOG | 0 | 0 | 0 | 0 | 0 | 0
STWD | 0 | 0 | 0 | 0 | 0 | 0
WT | 0 | 16.46 | 16.46 | 16.46 | 16.46 | 0
IGCC | 0 | 0 | 0 | 0 | 0 | 0
DemandResponse | 0 | 0 | 0 | 0 | 0 | 0
IGCC-CCS | 0 | 0 | 0 | 0 | 0 | 0
WT_off | 0 | 0 | 0 | 0 | 0 | 0
PseudoUnit | 0 | 0 | 0 | 0 | 0 | 0
FixedInterchange | 0 | 0 | 0 | 0 | 0 | 0
Levelized Capital Costs by Reporting Type: NYISO_J-K
ReportingType | 2015 | 2020 | 2025 | 2030 | 2035 | 2040
BM | 0 | 0 | 0 | 0 | 0 | 0
CC | 226.37 | 226.37 | 226.37 | 226.37 | 477.12 | 577.91
CSP | 0 | 0 | 0 | 0 | 0 | 0
CT | 0 | 0 | 40.99 | 215.14 | 348.96 | 492.15
Coal | 0 | 0 | 0 | 0 | 0 | 0
Geo | 0 | 0 | 0 | 0 | 0 | 0
H | 0 | 0 | 0 | 0 | 0 | 0
LFG | 0 | 0 | 26.63 | 26.63 | 26.63 | 26.63
Nuc | 0 | 0 | 0 | 0 | 0 | 0
PS | 0 | 0 | 0 | 0 | 0 | 0
PV | 23.27 | 23.27 | 23.27 | 23.27 | 0 | 0
PeakG | 0 | 0 | 0 | 0 | 0 | 0
PeakO | 0 | 0 | 0 | 0 | 0 | 0
ST | 0 | 0 | 0 | 0 | 0 | 0
STOG | 0 | 0 | 0 | 0 | 0 | 0
STWD | 0 | 0 | 0 | 0 | 0 | 0
WT | 0 | 0 | 0 | 0 | 0 | 0
IGCC | 0 | 0 | 0 | 0 | 0 | 0
DemandResponse | 0 | 0 | 0 | 0 | 0 | 0
IGCC-CCS | 0 | 0 | 0 | 0 | 0 | 0
WT_off | 0 | 0 | 0 | 0 | 0 | 0
PseudoUnit | 0 | 0 | 0 | 0 | 0 | 0
FixedInterchange | 0 | 0 | 0 | 0 | 0 | 0
Levelized Capital Costs by Reporting Type: PJM_E
ReportingType | 2015 | 2020 | 2025 | 2030 | 2035 | 2040
BM | 14.48 | 14.48 | 14.48 | 14.48 | 14.48 | 14.48
CC | 673.31 | 673.31 | 673.31 | 673.31 | 582.39 | 237.72
CSP | 0 | 0 | 0 | 0 | 0 | 0
CT | 2.28 | 2.28 | 2.28 | 365.17 | 521.15 | 799.4
Coal | 9.09 | 9.09 | 9.09 | 9.09 | 9.09 | 9.09
Geo | 0 | 0 | 0 | 0 | 0 | 0
H | 0 | 0 | 0 | 0 | 0 | 0
LFG | 2.95 | 44.61 | 44.61 | 41.67 | 41.67 | 0
Nuc | 0 | 0 | 0 | 0 | 0 | 0
PS | 0 | 0 | 0 | 0 | 0 | 0
PV | 15.12 | 15.12 | 15.12 | 15.12 | 0 | 0
PeakG | 0 | 0 | 0 | 0 | 0 | 0
PeakO | 0 | 0 | 0 | 0 | 0 | 0
ST | 0 | 0 | 0 | 0 | 0 | 0
STOG | 0 | 0 | 0 | 0 | 0 | 0
STWD | 0 | 0 | 0 | 0 | 0 | 0
WT | 344.71 | 344.71 | 344.71 | 344.71 | 0 | 0
IGCC | 0 | 0 | 0 | 0 | 0 | 0
DemandResponse | 0 | 0 | 0 | 0 | 0 | 0
IGCC-CCS | 0 | 0 | 0 | 0 | 0 | 0
WT_off | 0 | 0 | 624.16 | 624.16 | 624.16 | 624.16
PseudoUnit | 0 | 0 | 0 | 0 | 0 | 0
FixedInterchange | 0 | 0 | 0 | 0 | 0 | 0
Levelized Capital Costs by Reporting Type: PJM_ROM
ReportingType | 2015 | 2020 | 2025 | 2030 | 2035 | 2040
BM | 7.8 | 7.8 | 7.8 | 7.8 | 7.8 | 7.8
CC | 232.92 | 232.92 | 232.92 | 271.57 | 1934.75 | 3726.37
CSP | 0 | 0 | 0 | 0 | 0 | 0
CT | 1.4 | 1.4 | 1.4 | 1.4 | 0 | 0
Coal | 10.21 | 10.21 | 10.21 | 10.21 | 10.21 | 10.21
Geo | 0 | 0 | 0 | 0 | 0 | 0
H | 0 | 235.24 | 235.24 | 235.24 | 235.24 | 235.24
LFG | 5.5 | 80.8 | 80.8 | 78.6 | 75.3 | 0
Nuc | 0 | 0 | 0 | 0 | 0 | 0
PS | 0 | 0 | 0 | 0 | 0 | 0
PV | 0 | 743.67 | 1231.36 | 1420.48 | 1544.68 | 942.65
PeakG | 0 | 0 | 0 | 0 | 0 | 0
PeakO | 0 | 0 | 0 | 0 | 0 | 0
ST | 0 | 0 | 0 | 0 | 0 | 0
STOG | 0 | 0 | 0 | 0 | 0 | 0
STWD | 0 | 0 | 0 | 0 | 0 | 0
WT | 138.79 | 346.42 | 346.42 | 313.07 | 207.63 | 0
IGCC | 0 | 0 | 0 | 0 | 0 | 0
DemandResponse | 0 | 0 | 0 | 0 | 0 | 0
IGCC-CCS | 0 | 0 | 0 | 0 | 0 | 0
WT_off | 0 | 0 | 0 | 0 | 0 | 0
PseudoUnit | 0 | 0 | 0 | 0 | 0 | 0
FixedInterchange | 0 | 0 | 0 | 0 | 0 | 0
Levelized Capital Costs by Reporting Type: PJM_ROR
ReportingType | 2015 | 2020 | 2025 | 2030 | 2035 | 2040
BM | 165.77 | 165.77 | 165.77 | 165.77 | 165.77 | 80.7
CC | 350.7 | 1093.4 | 1702.53 | 1702.53 | 2744.55 | 3054.72
CSP | 0 | 0 | 0 | 0 | 0 | 0
CT | 2.4 | 2.4 | 119.96 | 709.77 | 877.3 | 877.3
Coal | 648.6 | 648.6 | 648.6 | 648.6 | 648.6 | 648.6
Geo | 0 | 0 | 0 | 0 | 0 | 0
H | 0 | 174.52 | 174.52 | 174.52 | 174.52 | 174.52
LFG | 16.47 | 87.02 | 158.97 | 151.04 | 142.49 | 71.94
Nuc | 0 | 0 | 0 | 0 | 0 | 0
PS | 0 | 0 | 0 | 0 | 0 | 0
PV | 0 | 0 | 0 | 0 | 0 | 0
PeakG | 0 | 0 | 0 | 0 | 0 | 0
PeakO | 0 | 0 | 0 | 0 | 0 | 0
ST | 0 | 0 | 0 | 0 | 0 | 0
STOG | 0 | 0 | 0 | 0 | 0 | 0
STWD | 0 | 0 | 0 | 0 | 0 | 0
WT | 2334.11 | 2385.28 | 6826.83 | 7125.88 | 7094.21 | 8763.67
IGCC | 0 | 0 | 0 | 0 | 0 | 0
DemandResponse | 0 | 0 | 0 | 0 | 0 | 0
IGCC-CCS | 0 | 0 | 0 | 0 | 0 | 0
WT_off | 0 | 0 | 0 | 0 | 0 | 0
PseudoUnit | 0 | 0 | 0 | 0 | 0 | 0
FixedInterchange | 0 | 0 | 0 | 0 | 0 | 0
Levelized Capital Costs by Reporting Type: SOCO
ReportingType | 2015 | 2020 | 2025 | 2030 | 2035 | 2040
BM | 21 | 21 | 21 | 21 | 21 | 21
CC | 545.14 | 910.54 | 1276.09 | 1712.87 | 2240.6 | 1695.46
CSP | 0 | 0 | 0 | 0 | 0 | 0
CT | 0 | 0 | 0 | 0 | 0 | 0
Coal | 0 | 0 | 0 | 0 | 0 | 3371.16
Geo | 0 | 0 | 0 | 0 | 0 | 0
H | 0 | 0 | 0 | 0 | 0 | 0
LFG | 0 | 0 | 28.54 | 28.54 | 28.54 | 28.54
Nuc | 0 | 1254.21 | 1254.21 | 1254.21 | 1254.21 | 1254.21
PS | 0 | 0 | 0 | 0 | 0 | 0
PV | 0 | 0 | 0 | 0 | 0 | 0
PeakG | 0 | 0 | 0 | 0 | 0 | 0
PeakO | 0 | 0 | 0 | 0 | 0 | 0
ST | 0 | 0 | 0 | 0 | 0 | 0
STOG | 0 | 0 | 0 | 0 | 0 | 0
STWD | 0 | 0 | 0 | 0 | 0 | 0
WT | 0 | 0 | 0 | 0 | 0 | 0
IGCC | 0 | 0 | 0 | 0 | 0 | 0
DemandResponse | 0 | 0 | 0 | 0 | 0 | 0
IGCC-CCS | 0 | 0 | 0 | 0 | 0 | 0
WT_off | 0 | 0 | 0 | 0 | 0 | 0
PseudoUnit | 0 | 0 | 0 | 0 | 0 | 0
FixedInterchange | 0 | 0 | 0 | 0 | 0 | 0
Levelized Capital Costs by Reporting Type: SPP_N
ReportingType | 2015 | 2020 | 2025 | 2030 | 2035 | 2040
BM | 0 | 0 | 0 | 0 | 0 | 0
CC | 0 | 0 | 0 | 0 | 0 | 0
CSP | 0 | 0 | 0 | 0 | 0 | 0
CT | 8.88 | 185.04 | 185.04 | 185.04 | 382.36 | 392.3
Coal | 128.56 | 128.56 | 128.56 | 128.56 | 128.56 | 128.56
Geo | 0 | 0 | 0 | 0 | 0 | 0
H | 0 | 0 | 0 | 0 | 0 | 0
LFG | 0 | 0 | 0 | 25.49 | 25.49 | 25.49
Nuc | 0 | 0 | 0 | 0 | 0 | 0
PS | 0 | 0 | 0 | 0 | 0 | 0
PV | 0 | 0 | 0 | 0 | 0 | 0
PeakG | 0 | 0 | 0 | 0 | 0 | 0
PeakO | 0 | 0 | 0 | 0 | 0 | 0
ST | 0 | 0 | 0 | 0 | 0 | 0
STOG | 0 | 0 | 0 | 0 | 0 | 0
STWD | 0 | 0 | 0 | 0 | 0 | 0
WT | 0 | 0 | 0 | 7167.79 | 8138.33 | 8896.24
IGCC | 0 | 0 | 0 | 0 | 0 | 0
DemandResponse | 0 | 0 | 0 | 0 | 0 | 0
IGCC-CCS | 0 | 0 | 0 | 0 | 0 | 0
WT_off | 0 | 0 | 0 | 0 | 0 | 0
PseudoUnit | 0 | 0 | 0 | 0 | 0 | 0
FixedInterchange | 0 | 0 | 0 | 0 | 0 | 0
Levelized Capital Costs by Reporting Type: SPP_S
ReportingType | 2015 | 2020 | 2025 | 2030 | 2035 | 2040
BM | 0 | 0 | 0 | 0 | 0 | 0
CC | 0 | 0 | 0 | 0 | 0 | 0
CSP | 0 | 0 | 0 | 0 | 0 | 0
CT | 33.21 | 56.94 | 56.94 | 56.94 | 522.51 | 787.68
Coal | 273.14 | 273.14 | 273.14 | 273.14 | 273.14 | 273.14
Geo | 0 | 0 | 0 | 0 | 0 | 0
H | 0 | 0 | 0 | 0 | 0 | 0
LFG | 0 | 0 | 0 | 25.49 | 25.49 | 25.49
Nuc | 0 | 0 | 0 | 0 | 0 | 0
PS | 0 | 0 | 0 | 0 | 0 | 0
PV | 0 | 0 | 0 | 0 | 0 | 0
PeakG | 0 | 0 | 0 | 0 | 0 | 0
PeakO | 0 | 0 | 0 | 0 | 0 | 0
ST | 0 | 0 | 0 | 0 | 0 | 0
STOG | 0 | 0 | 0 | 0 | 0 | 0
STWD | 0 | 0 | 0 | 0 | 0 | 0
WT | 123.79 | 4284.78 | 13768.38 | 16185.27 | 17154.62 | 14002.58
IGCC | 0 | 0 | 0 | 0 | 0 | 0
DemandResponse | 0 | 0 | 0 | 0 | 0 | 0
IGCC-CCS | 0 | 0 | 0 | 0 | 0 | 0
WT_off | 0 | 0 | 0 | 0 | 0 | 0
PseudoUnit | 0 | 0 | 0 | 0 | 0 | 0
FixedInterchange | 0 | 0 | 0 | 0 | 0 | 0
Levelized Capital Costs by Reporting Type: TVA
ReportingType | 2015 | 2020 | 2025 | 2030 | 2035 | 2040
BM | 0 | 0 | 0 | 0 | 0 | 0
CC | 151.13 | 411.86 | 652.85 | 1004.27 | 1064.43 | 947.77
CSP | 0 | 0 | 0 | 0 | 0 | 0
CT | 26.14 | 226.24 | 226.24 | 405.37 | 575.32 | 375.22
Coal | 0 | 0 | 0 | 0 | 28.68 | 1085.34
Geo | 0 | 0 | 0 | 0 | 0 | 0
H | 0 | 0 | 8.9 | 8.9 | 8.9 | 8.9
LFG | 0 | 0 | 28.24 | 28.24 | 28.24 | 28.24
Nuc | 684.91 | 684.91 | 684.91 | 684.91 | 684.91 | 684.91
PS | 0 | 0 | 0 | 0 | 0 | 0
PV | 0 | 0 | 0 | 0 | 0 | 0
PeakG | 0 | 0 | 0 | 0 | 0 | 0
PeakO | 0 | 0 | 0 | 0 | 0 | 0
ST | 0 | 0 | 0 | 0 | 0 | 0
STOG | 0 | 0 | 0 | 0 | 0 | 0
STWD | 0 | 0 | 0 | 0 | 0 | 0
WT | 0 | 0 | 0 | 0 | 0 | 0
IGCC | 0 | 0 | 0 | 0 | 0 | 0
DemandResponse | 0 | 0 | 0 | 0 | 0 | 0
IGCC-CCS | 0 | 0 | 0 | 0 | 0 | 0
WT_off | 0 | 0 | 0 | 0 | 0 | 0
PseudoUnit | 0 | 0 | 0 | 0 | 0 | 0
FixedInterchange | 0 | 0 | 0 | 0 | 0 | 0
Levelized Capital Costs by Reporting Type: TVA_Transmission
ReportingType | 2015 | 2020 | 2025 | 2030 | 2035 | 2040
BM | 0 | 0 | 0 | 0 | 0 | 0
CC | 0 | 0 | 0 | 0 | 0 | 0
CSP | 0 | 0 | 0 | 0 | 0 | 0
CT | 0 | 0 | 0 | 0 | 0 | 0
Coal | 0 | 0 | 0 | 0 | 0 | 0
Geo | 0 | 0 | 0 | 0 | 0 | 0
H | 0 | 0 | 0 | 0 | 0 | 0
LFG | 0 | 0 | 0 | 0 | 0 | 0
Nuc | 0 | 0 | 0 | 0 | 0 | 0
PS | 0 | 0 | 0 | 0 | 0 | 0
PV | 0 | 0 | 0 | 0 | 0 | 0
PeakG | 0 | 0 | 0 | 0 | 0 | 0
PeakO | 0 | 0 | 0 | 0 | 0 | 0
ST | 0 | 0 | 0 | 0 | 0 | 0
STOG | 0 | 0 | 0 | 0 | 0 | 0
STWD | 0 | 0 | 0 | 0 | 0 | 0
WT | 0 | 0 | 0 | 0 | 0 | 0
IGCC | 0 | 0 | 0 | 0 | 0 | 0
DemandResponse | 0 | 0 | 0 | 0 | 0 | 0
IGCC-CCS | 0 | 0 | 0 | 0 | 0 | 0
WT_off | 0 | 0 | 0 | 0 | 0 | 0
PseudoUnit | 0 | 0 | 0 | 0 | 0 | 0
FixedInterchange | 0 | 0 | 0 | 0 | 0 | 0
Levelized Capital Costs by Reporting Type: VACAR
ReportingType | 2015 | 2020 | 2025 | 2030 | 2035 | 2040
BM | 0.34 | 143.31 | 402.17 | 477.78 | 599.93 | 720.75
CC | 894.89 | 1288.52 | 1661.14 | 1967.47 | 3067.18 | 3055.48
CSP | 0 | 0 | 0 | 0 | 0 | 0
CT | 60.67 | 241.16 | 241.16 | 354.17 | 391.95 | 318.55
Coal | 220.45 | 220.45 | 220.45 | 220.45 | 220.45 | 220.45
Geo | 0 | 0 | 0 | 0 | 0 | 0
H | 0 | 0 | 0 | 0 | 0 | 0
LFG | 0.09 | 28.46 | 28.46 | 28.46 | 28.37 | 0
Nuc | 0 | 1320.06 | 1320.06 | 1320.06 | 1320.06 | 1320.06
PS | 0 | 0 | 0 | 0 | 0 | 0
PV | 0 | 66.67 | 73.21 | 79.27 | 89.06 | 32.07
PeakG | 0 | 0 | 0 | 0 | 0 | 0
PeakO | 0 | 0 | 0 | 0 | 0 | 0
ST | 0 | 0 | 0 | 0 | 0 | 0
STOG | 0 | 0 | 0 | 0 | 0 | 0
STWD | 0 | 0 | 0 | 0 | 0 | 0
WT | 0.24 | 905.81 | 905.81 | 905.81 | 905.57 | 0
IGCC | 0 | 0 | 0 | 0 | 0 | 0
DemandResponse | 0 | 0 | 0 | 0 | 0 | 0
IGCC-CCS | 0 | 0 | 0 | 0 | 0 | 0
WT_off | 0.61 | 0.61 | 0.61 | 0.61 | 0 | 0
PseudoUnit | 0 | 0 | 0 | 0 | 0 | 0
FixedInterchange | 0 | 0 | 0 | 0 | 0 | 0
Levelized Capital Costs by Reporting Type: IESO
ReportingType | 2015 | 2020 | 2025 | 2030 | 2035 | 2040
BM | 144.8 | 144.8 | 144.8 | 144.8 | 144.8 | 144.8
CC | 175.41 | 175.41 | 175.41 | 181.75 | 752.79 | 1052.54
CSP | 0 | 0 | 0 | 0 | 0 | 0
CT | 41.8 | 41.8 | 41.8 | 41.8 | 16 | 105.37
Coal | 0 | 0 | 0 | 0 | 0 | 0
Geo | 0 | 0 | 0 | 0 | 0 | 0
H | 0 | 0 | 0 | 0 | 0 | 98.84
LFG | 5.12 | 5.12 | 5.12 | 5.29 | 0.17 | 0.17
Nuc | 0 | 0 | 0 | 0 | 0 | 0
PS | 0 | 0 | 0 | 0 | 0 | 0
PV | 539.74 | 539.74 | 539.74 | 539.74 | 0 | 0
PeakG | 0 | 0 | 0 | 0 | 0 | 0
PeakO | 0 | 0 | 0 | 0 | 0 | 0
ST | 0 | 0 | 0 | 0 | 0 | 0
STOG | 0 | 0 | 0 | 0 | 0 | 0
STWD | 0 | 0 | 0 | 0 | 0 | 0
WT | 660.4 | 660.4 | 660.4 | 660.4 | 0 | 0
IGCC | 0 | 0 | 0 | 0 | 0 | 0
DemandResponse | 0 | 0 | 0 | 0 | 0 | 0
IGCC-CCS | 0 | 0 | 0 | 0 | 0 | 0
WT_off | 0 | 0 | 0 | 0 | 0 | 0
PseudoUnit | 0 | 0 | 0 | 0 | 0 | 0
FixedInterchange | 0 | 0 | 0 | 0 | 0 | 0
Levelized Capital Costs by Reporting Type: MAPP_CA
ReportingType | 2015 | 2020 | 2025 | 2030 | 2035 | 2040
BM | 0 | 0 | 0 | 0 | 0 | 0
CC | 61.68 | 61.68 | 61.68 | 61.68 | 61.68 | 0
CSP | 0 | 0 | 0 | 0 | 0 | 0
CT | 32.59 | 48.51 | 48.51 | 48.51 | 15.92 | 74.76
Coal | 0 | 0 | 0 | 0 | 0 | 0
Geo | 0 | 0 | 0 | 0 | 0 | 0
H | 0 | 241.14 | 733.92 | 1544.78 | 1544.78 | 1544.78
LFG | 0 | 0 | 0 | 0 | 0 | 0
Nuc | 0 | 0 | 0 | 0 | 0 | 0
PS | 0 | 0 | 0 | 0 | 0 | 0
PV | 0 | 0 | 0 | 0 | 0 | 0
PeakG | 0 | 0 | 0 | 0 | 0 | 0
PeakO | 0 | 0 | 0 | 0 | 0 | 0
ST | 0 | 0 | 0 | 0 | 0 | 0
STOG | 0 | 0 | 0 | 0 | 0 | 0
STWD | 0 | 0 | 0 | 0 | 0 | 0
WT | 87.23 | 87.23 | 87.23 | 87.23 | 39.44 | 1023.04
IGCC | 0 | 0 | 0 | 0 | 0 | 0
DemandResponse | 0 | 0 | 0 | 0 | 0 | 0
IGCC-CCS | 0 | 0 | 0 | 0 | 0 | 0
WT_off | 0 | 0 | 0 | 0 | 0 | 0
PseudoUnit | 0 | 0 | 0 | 0 | 0 | 0
FixedInterchange | 0 | 0 | 0 | 0 | 0 | 0
Levelized Capital Costs by Reporting Type: AZ_NM_SNV_Coal
ReportingType | 2015 | 2020 | 2025 | 2030 | 2035 | 2040
BM | 0 | 0 | 0 | 0 | 0 | 0
CC | 0 | 0 | 0 | 0 | 0 | 0
CSP | 0 | 0 | 0 | 0 | 0 | 0
CT | 0 | 0 | 0 | 0 | 0 | 0
Coal | 0 | 0 | 0 | 0 | 0 | 3089.29
Geo | 0 | 0 | 0 | 0 | 0 | 0
H | 0 | 0 | 0 | 0 | 0 | 0
LFG | 0 | 0 | 0 | 0 | 0 | 0
Nuc | 0 | 0 | 0 | 0 | 0 | 0
PS | 0 | 0 | 0 | 0 | 0 | 0
PV | 0 | 0 | 0 | 0 | 0 | 0
PeakG | 0 | 0 | 0 | 0 | 0 | 0
PeakO | 0 | 0 | 0 | 0 | 0 | 0
ST | 0 | 0 | 0 | 0 | 0 | 0
STOG | 0 | 0 | 0 | 0 | 0 | 0
STWD | 0 | 0 | 0 | 0 | 0 | 0
WT | 0 | 0 | 0 | 0 | 0 | 0
IGCC | 0 | 0 | 0 | 0 | 0 | 0
DemandResponse | 0 | 0 | 0 | 0 | 0 | 0
IGCC-CCS | 0 | 0 | 0 | 0 | 0 | 0
WT_off | 0 | 0 | 0 | 0 | 0 | 0
PseudoUnit | 0 | 0 | 0 | 0 | 0 | 0
FixedInterchange | 0 | 0 | 0 | 0 | 0 | 0
Levelized Capital Costs by Reporting Type: AZ_NM_SNV_Gas
ReportingType | 2015 | 2020 | 2025 | 2030 | 2035 | 2040
BM | 0 | 0 | 0 | 0 | 0 | 0
CC | 79.32 | 394.26 | 642.83 | 1707.37 | 2282.33 | 2203
CSP | 0 | 0 | 0 | 0 | 0 | 0
CT | 63.7 | 63.7 | 63.7 | 63.7 | 0 | 0
Coal | 0 | 0 | 0 | 0 | 0 | 0
Geo | 0 | 0 | 0 | 0 | 0 | 0
H | 0 | 0 | 0 | 0 | 0 | 0
LFG | 0 | 0 | 0 | 0 | 0 | 0
Nuc | 0 | 0 | 0 | 0 | 0 | 0
PS | 0 | 0 | 0 | 0 | 0 | 0
PV | 0 | 0 | 0 | 0 | 0 | 0
PeakG | 0 | 0 | 0 | 0 | 0 | 0
PeakO | 0 | 0 | 0 | 0 | 0 | 0
ST | 0 | 0 | 0 | 0 | 0 | 0
STOG | 0 | 0 | 0 | 0 | 0 | 0
STWD | 0 | 0 | 0 | 0 | 0 | 0
WT | 0 | 0 | 0 | 0 | 0 | 0
IGCC | 0 | 0 | 0 | 0 | 0 | 0
DemandResponse | 0 | 0 | 0 | 0 | 0 | 0
IGCC-CCS | 0 | 0 | 0 | 0 | 0 | 0
WT_off | 0 | 0 | 0 | 0 | 0 | 0
PseudoUnit | 0 | 0 | 0 | 0 | 0 | 0
FixedInterchange | 0 | 0 | 0 | 0 | 0 | 0
Levelized Capital Costs by Reporting Type: AZ_NM_SNV_NucRenew
ReportingType | 2015 | 2020 | 2025 | 2030 | 2035 | 2040
BM | 0 | 0 | 0 | 0 | 0 | 0
CC | 0 | 0 | 0 | 0 | 0 | 0
CSP | 0 | 0 | 0 | 0 | 0 | 0
CT | 0 | 0 | 0 | 0 | 0 | 0
Coal | 0 | 0 | 0 | 0 | 0 | 0
Geo | 0 | 0 | 623.07 | 623.07 | 623.07 | 623.07
H | 0 | 0 | 0 | 0 | 0 | 0
LFG | 0 | 0 | 16.43 | 16.43 | 16.43 | 16.43
Nuc | 0 | 0 | 0 | 0 | 0 | 0
PS | 0 | 0 | 0 | 0 | 0 | 0
PV | 47.79 | 47.79 | 47.79 | 47.79 | 0 | 0
PeakG | 0 | 0 | 0 | 0 | 0 | 0
PeakO | 0 | 0 | 0 | 0 | 0 | 0
ST | 139.01 | 368.65 | 517.27 | 513.07 | 462.12 | 232.49
STOG | 0 | 0 | 0 | 0 | 0 | 0
STWD | 0 | 0 | 0 | 0 | 0 | 0
WT | 17.95 | 1153.98 | 1457.58 | 1720.67 | 1702.72 | 566.69
IGCC | 0 | 0 | 0 | 0 | 0 | 0
DemandResponse | 0 | 0 | 0 | 0 | 0 | 0
IGCC-CCS | 0 | 0 | 0 | 0 | 0 | 0
WT_off | 0 | 0 | 0 | 0 | 0 | 0
PseudoUnit | 0 | 0 | 0 | 0 | 0 | 0
FixedInterchange | 0 | 0 | 0 | 0 | 0 | 0
Levelized Capital Costs by Reporting Type: ERCOT
ReportingType | 2015 | 2020 | 2025 | 2030 | 2035 | 2040
BM | 54.69 | 54.69 | 54.69 | 775.32 | 855.32 | 958.58
CC | 184.45 | 630.41 | 1025.36 | 1503.2 | 2137.08 | 2785.48
CSP | 0 | 0 | 0 | 0 | 0 | 0
CT | 20.97 | 20.97 | 20.97 | 40.89 | 113.62 | 234.69
Coal | 540.38 | 540.38 | 540.38 | 540.38 | 540.38 | 540.38
Geo | 0 | 0 | 0 | 0 | 0 | 0
H | 0 | 0 | 0 | 207 | 207 | 207
LFG | 0 | 0 | 93.08 | 93.08 | 93.08 | 93.08
Nuc | 0 | 0 | 0 | 0 | 0 | 0
PS | 0 | 0 | 0 | 0 | 0 | 0
PV | 6.7 | 6.7 | 6.7 | 6.7 | 0 | 0
PeakG | 0 | 0 | 0 | 0 | 0 | 0
PeakO | 0 | 0 | 0 | 0 | 0 | 0
ST | 0 | 0 | 0 | 0 | 0 | 0
STOG | 0 | 0 | 0 | 0 | 0 | 0
STWD | 0 | 0 | 0 | 0 | 0 | 0
WT | 94.16 | 2711.96 | 5708.19 | 7816.88 | 8520.98 | 6930.48
IGCC | 0 | 0 | 0 | 0 | 0 | 0
DemandResponse | 0 | 0 | 0 | 0 | 0 | 0
IGCC-CCS | 0 | 0 | 0 | 0 | 0 | 0
WT_off | 0 | 0 | 0 | 0 | 0 | 0
PseudoUnit | 0 | 0 | 0 | 0 | 0 | 0
FixedInterchange | 0 | 0 | 0 | 0 | 0 | 0
Levelized Capital Costs by Reporting Type: NP15
ReportingType | 2015 | 2020 | 2025 | 2030 | 2035 | 2040
BM | 0 | 0 | 0 | 0 | 0 | 0
CC | 130.44 | 130.44 | 130.44 | 271.05 | 271.05 | 346.5
CSP | 0 | 0 | 0 | 0 | 0 | 0
CT | 250.41 | 697.91 | 1074.21 | 1569.39 | 1693.55 | 1798.04
Coal | 0 | 0 | 0 | 0 | 0 | 0
Geo | 0 | 29.79 | 281.28 | 281.28 | 281.28 | 251.49
H | 0 | 0 | 0 | 0 | 0 | 0
LFG | 0 | 172.57 | 172.57 | 172.57 | 172.57 | 0
Nuc | 0 | 0 | 0 | 0 | 0 | 0
PS | 0 | 0 | 0 | 0 | 0 | 0
PV | 3.82 | 3.82 | 3.82 | 3.82 | 0 | 0
PeakG | 0 | 0 | 0 | 0 | 0 | 0
PeakO | 0 | 0 | 0 | 0 | 0 | 0
ST | 17.26 | 17.26 | 17.26 | 17.26 | 0 | 0
STOG | 0 | 0 | 0 | 0 | 0 | 0
STWD | 0 | 0 | 0 | 0 | 0 | 0
WT | 31.59 | 643.52 | 3498.69 | 4134.74 | 4103.14 | 3491.21
IGCC | 0 | 0 | 0 | 0 | 0 | 0
DemandResponse | 0 | 0 | 0 | 0 | 0 | 0
IGCC-CCS | 0 | 0 | 0 | 0 | 0 | 0
WT_off | 0 | 0 | 0 | 0 | 0 | 0
PseudoUnit | 0 | 0 | 0 | 0 | 0 | 0
FixedInterchange | 0 | 0 | 0 | 0 | 0 | 0
Levelized Capital Costs by Reporting Type: NWPP_Coal
ReportingType | 2015 | 2020 | 2025 | 2030 | 2035 | 2040
BM | 0 | 0 | 0 | 0 | 0 | 0
CC | 0 | 0 | 0 | 0 | 0 | 0
CSP | 0 | 0 | 0 | 0 | 0 | 0
CT | 0 | 0 | 0 | 0 | 0 | 0
Coal | 0 | 0 | 0 | 0 | 0 | 0
Geo | 0 | 0 | 0 | 0 | 0 | 0
H | 0 | 0 | 0 | 0 | 0 | 0
LFG | 0 | 0 | 0 | 0 | 0 | 0
Nuc | 0 | 0 | 0 | 0 | 0 | 0
PS | 0 | 0 | 0 | 0 | 0 | 0
PV | 0 | 0 | 0 | 0 | 0 | 0
PeakG | 0 | 0 | 0 | 0 | 0 | 0
PeakO | 0 | 0 | 0 | 0 | 0 | 0
ST | 0 | 0 | 0 | 0 | 0 | 0
STOG | 0 | 0 | 0 | 0 | 0 | 0
STWD | 0 | 0 | 0 | 0 | 0 | 0
WT | 0 | 0 | 0 | 0 | 0 | 0
IGCC | 0 | 0 | 0 | 0 | 0 | 0
DemandResponse | 0 | 0 | 0 | 0 | 0 | 0
IGCC-CCS | 0 | 0 | 0 | 0 | 0 | 0
WT_off | 0 | 0 | 0 | 0 | 0 | 0
PseudoUnit | 0 | 0 | 0 | 0 | 0 | 0
FixedInterchange | 0 | 0 | 0 | 0 | 0 | 0
Levelized Capital Costs by Reporting Type: NWPP_Gas
ReportingType | 2015 | 2020 | 2025 | 2030 | 2035 | 2040
BM | 0 | 0 | 0 | 0 | 0 | 0
CC | 33.4 | 185.38 | 623.15 | 1243.36 | 2140.69 | 2597.14
CSP | 0 | 0 | 0 | 0 | 0 | 0
CT | 13.02 | 13.02 | 13.02 | 13.02 | 0 | 0
Coal | 0 | 0 | 0 | 0 | 0 | 118.43
Geo | 0 | 0 | 0 | 0 | 0 | 0
H | 0 | 0 | 0 | 0 | 0 | 0
LFG | 0 | 0 | 0 | 0 | 0 | 0
Nuc | 0 | 0 | 0 | 0 | 0 | 0
PS | 0 | 0 | 0 | 0 | 0 | 0
PV | 0 | 0 | 0 | 0 | 0 | 0
PeakG | 0 | 0 | 0 | 0 | 0 | 0
PeakO | 0 | 0 | 0 | 0 | 0 | 0
ST | 0 | 0 | 0 | 0 | 0 | 0
STOG | 0 | 0 | 0 | 0 | 0 | 0
STWD | 0 | 0 | 0 | 0 | 0 | 0
WT | 0 | 0 | 0 | 0 | 0 | 0
IGCC | 0 | 0 | 0 | 0 | 0 | 0
DemandResponse | 0 | 0 | 0 | 0 | 0 | 0
IGCC-CCS | 0 | 0 | 0 | 0 | 0 | 0
WT_off | 0 | 0 | 0 | 0 | 0 | 0
PseudoUnit | 0 | 0 | 0 | 0 | 0 | 0
FixedInterchange | 0 | 0 | 0 | 0 | 0 | 0
Levelized Capital Costs by Reporting Type: NWPP_NucRenew
ReportingType | 2015 | 2020 | 2025 | 2030 | 2035 | 2040
BM | 13.89 | 13.89 | 13.89 | 13.89 | 13.89 | 13.89
CC | 0 | 0 | 0 | 0 | 0 | 0
CSP | 0 | 0 | 0 | 0 | 0 | 0
CT | 0 | 0 | 0 | 0 | 0 | 0
Coal | 0 | 0 | 0 | 0 | 0 | 0
Geo | 39.91 | 39.91 | 226.59 | 226.59 | 186.68 | 186.68
H | 0 | 0 | 0 | 110.42 | 110.42 | 110.42
LFG | 7.13 | 7.13 | 27.62 | 73.08 | 65.95 | 65.95
Nuc | 0 | 0 | 0 | 0 | 0 | 0
PS | 0 | 0 | 0 | 0 | 0 | 0
PV | 0 | 0 | 0 | 0 | 0 | 0
PeakG | 0 | 0 | 0 | 0 | 0 | 0
PeakO | 0 | 0 | 0 | 0 | 0 | 0
ST | 0 | 0 | 0 | 0 | 0 | 0
STOG | 0 | 0 | 0 | 0 | 0 | 0
STWD | 0 | 0 | 0 | 0 | 0 | 0
WT | 286.32 | 286.32 | 286.32 | 286.32 | 102.13 | 102.13
IGCC | 0 | 0 | 0 | 0 | 0 | 0
DemandResponse | 0 | 0 | 0 | 0 | 0 | 0
IGCC-CCS | 0 | 0 | 0 | 0 | 0 | 0
WT_off | 0 | 0 | 0 | 0 | 0 | 0
PseudoUnit | 0 | 0 | 0 | 0 | 0 | 0
FixedInterchange | 0 | 0 | 0 | 0 | 0 | 0
Levelized Capital Costs by Reporting Type: RMPA
ReportingType | 2015 | 2020 | 2025 | 2030 | 2035 | 2040
BM | 0 | 0 | 0 | 0 | 0 | 0
CC | 0 | 0 | 0 | 0 | 0 | 0
CSP | 0 | 0 | 0 | 0 | 0 | 0
CT | 15.2 | 15.2 | 15.2 | 71.86 | 68.55 | 113.51
Coal | 108.63 | 414.91 | 537.36 | 826.01 | 1467.06 | 2096.87
Geo | 0 | 252.56 | 1117.37 | 1117.37 | 1117.37 | 864.81
H | 0 | 0 | 0 | 0 | 0 | 0
LFG | 0.39 | 0.39 | 0.39 | 8.21 | 7.82 | 7.82
Nuc | 0 | 0 | 0 | 0 | 0 | 0
PS | 0 | 0 | 0 | 0 | 0 | 0
PV | 0.51 | 0.51 | 0.51 | 0.51 | 0 | 0
PeakG | 0 | 0 | 0 | 0 | 0 | 0
PeakO | 0 | 0 | 0 | 0 | 0 | 0
ST | 1.46 | 189.39 | 213.47 | 232.37 | 230.9 | 42.97
STOG | 0 | 0 | 0 | 0 | 0 | 0
STWD | 0 | 0 | 0 | 0 | 0 | 0
WT | 221 | 221 | 221 | 304.99 | 84 | 84
IGCC | 0 | 0 | 0 | 0 | 0 | 0
DemandResponse | 0 | 0 | 0 | 0 | 0 | 0
IGCC-CCS | 0 | 0 | 0 | 0 | 0 | 0
WT_off | 0 | 0 | 0 | 0 | 0 | 0
PseudoUnit | 0 | 0 | 0 | 0 | 0 | 0
FixedInterchange | 0 | 0 | 0 | 0 | 0 | 0
Levelized Capital Costs by Reporting Type: SP15
ReportingType | 2015 | 2020 | 2025 | 2030 | 2035 | 2040
BM | 2.9 | 2.9 | 2.9 | 2.9 | 2.9 | 2.9
CC | 60.76 | 60.76 | 60.76 | 60.76 | 60.76 | 0
CSP | 0 | 0 | 0 | 0 | 0 | 0
CT | 0 | 0 | 0 | 127.54 | 613.06 | 613.06
Coal | 0 | 0 | 0 | 0 | 0 | 0
Geo | 23 | 647.36 | 647.36 | 624.36 | 624.36 | 0
H | 0 | 0 | 0 | 0 | 0 | 0
LFG | 2.85 | 171.81 | 171.81 | 171.5 | 168.96 | 0
Nuc | 0 | 0 | 0 | 0 | 0 | 0
PS | 0 | 0 | 0 | 0 | 0 | 0
PV | 2.22 | 2.22 | 2.22 | 2.22 | 0 | 0
PeakG | 0 | 0 | 0 | 0 | 0 | 0
PeakO | 0 | 0 | 0 | 0 | 0 | 0
ST | 262.18 | 262.18 | 262.18 | 262.18 | 0 | 0
STOG | 0 | 0 | 0 | 0 | 0 | 0
STWD | 0 | 0 | 0 | 0 | 0 | 0
WT | 233.4 | 233.4 | 233.4 | 1116.58 | 886.33 | 4290.42
IGCC | 0 | 0 | 0 | 0 | 0 | 0
DemandResponse | 0 | 0 | 0 | 0 | 0 | 0
IGCC-CCS | 0 | 0 | 0 | 0 | 0 | 0
WT_off | 0 | 0 | 0 | 0 | 0 | 0
PseudoUnit | 0 | 0 | 0 | 0 | 0 | 0
FixedInterchange | 0 | 0 | 0 | 0 | 0 | 0
Levelized Capital Costs by Reporting Type: ALB
ReportingType | 2015 | 2020 | 2025 | 2030 | 2035 | 2040
BM | 0 | 0 | 0 | 0 | 0 | 0
CC | 56.16 | 195.26 | 319.21 | 520.14 | 756.38 | 966.54
CSP | 0 | 0 | 0 | 0 | 0 | 0
CT | 16.7 | 16.7 | 16.7 | 16.7 | 0 | 0
Coal | 147.62 | 147.62 | 147.62 | 147.62 | 147.62 | 147.62
Geo | 0 | 0 | 0 | 0 | 0 | 0
H | 0 | 0 | 0 | 0 | 0 | 0
LFG | 0 | 0 | 0 | 0 | 0 | 0
Nuc | 0 | 0 | 0 | 0 | 0 | 0
PS | 0 | 0 | 0 | 0 | 0 | 0
PV | 0 | 0 | 0 | 0 | 0 | 0
PeakG | 0 | 0 | 0 | 0 | 0 | 0
PeakO | 0 | 0 | 0 | 0 | 0 | 0
ST | 0 | 0 | 0 | 0 | 0 | 0
STOG | 0 | 0 | 0 | 0 | 0 | 0
STWD | 0 | 0 | 0 | 0 | 0 | 0
WT | 2.54 | 2.54 | 2.54 | 2.54 | 0 | 0
IGCC | 0 | 0 | 0 | 0 | 0 | 0
DemandResponse | 0 | 0 | 0 | 0 | 0 | 0
IGCC-CCS | 0 | 0 | 0 | 0 | 0 | 0
WT_off | 0 | 0 | 0 | 0 | 0 | 0
PseudoUnit | 0 | 0 | 0 | 0 | 0 | 0
FixedInterchange | 0 | 0 | 0 | 0 | 0 | 0
Levelized Capital Costs by Reporting Type: BC
ReportingType | 2015 | 2020 | 2025 | 2030 | 2035 | 2040
BM | 0 | 0 | 0 | 0 | 0 | 0
CC | 180.52 | 291.02 | 447.29 | 579.51 | 725.38 | 706.56
CSP | 0 | 0 | 0 | 0 | 0 | 0
CT | 0 | 0 | 0 | 42.5 | 97.26 | 156.96
Coal | 0 | 0 | 0 | 0 | 0 | 0
Geo | 0 | 0 | 0 | 0 | 0 | 0
H | 0 | 0 | 0 | 0 | 0 | 0
LFG | 0 | 0 | 0 | 0 | 0 | 0
Nuc | 0 | 0 | 0 | 0 | 0 | 0
PS | 0 | 0 | 0 | 0 | 0 | 0
PV | 0 | 0 | 0 | 0 | 0 | 0
PeakG | 0 | 0 | 0 | 0 | 0 | 0
PeakO | 0 | 0 | 0 | 0 | 0 | 0
ST | 0 | 0 | 0 | 0 | 0 | 0
STOG | 0 | 0 | 0 | 0 | 0 | 0
STWD | 0 | 0 | 0 | 0 | 0 | 0
WT | 40.68 | 40.68 | 40.68 | 40.68 | 0 | 0
IGCC | 0 | 0 | 0 | 0 | 0 | 0
DemandResponse | 0 | 0 | 0 | 0 | 0 | 0
IGCC-CCS | 0 | 0 | 0 | 0 | 0 | 0
WT_off | 0 | 0 | 0 | 0 | 0 | 0
PseudoUnit | 0 | 0 | 0 | 0 | 0 | 0
FixedInterchange | 0 | 0 | 0 | 0 | 0 | 0
Levelized Capital Costs by Reporting Type: HQ_IESO
ReportingType | 2015 | 2020 | 2025 | 2030 | 2035 | 2040
BM | 0 | 0 | 0 | 0 | 0 | 0
CC | 0 | 0 | 0 | 0 | 0 | 0
CSP | 0 | 0 | 0 | 0 | 0 | 0
CT | 0 | 0 | 0 | 0 | 0 | 0
Coal | 0 | 0 | 0 | 0 | 0 | 0
Geo | 0 | 0 | 0 | 0 | 0 | 0
H | 0 | 0 | 0 | 0 | 0 | 0
LFG | 0 | 0 | 0 | 0 | 0 | 0
Nuc | 0 | 0 | 0 | 0 | 0 | 0
PS | 0 | 0 | 0 | 0 | 0 | 0
PV | 0 | 0 | 0 | 0 | 0 | 0
PeakG | 0 | 0 | 0 | 0 | 0 | 0
PeakO | 0 | 0 | 0 | 0 | 0 | 0
ST | 0 | 0 | 0 | 0 | 0 | 0
STOG | 0 | 0 | 0 | 0 | 0 | 0
STWD | 0 | 0 | 0 | 0 | 0 | 0
WT | 0 | 0 | 0 | 0 | 0 | 0
IGCC | 0 | 0 | 0 | 0 | 0 | 0
DemandResponse | 0 | 0 | 0 | 0 | 0 | 0
IGCC-CCS | 0 | 0 | 0 | 0 | 0 | 0
WT_off | 0 | 0 | 0 | 0 | 0 | 0
PseudoUnit | 0 | 0 | 0 | 0 | 0 | 0
FixedInterchange | 0 | 0 | 0 | 0 | 0 | 0
Levelized Capital Costs by Reporting Type: HQ_NEISO
ReportingType | 2015 | 2020 | 2025 | 2030 | 2035 | 2040
BM | 0 | 0 | 0 | 0 | 0 | 0
CC | 0 | 0 | 0 | 0 | 0 | 0
CSP | 0 | 0 | 0 | 0 | 0 | 0
CT | 0 | 0 | 0 | 0 | 0 | 0
Coal | 0 | 0 | 0 | 0 | 0 | 0
Geo | 0 | 0 | 0 | 0 | 0 | 0
H | 0 | 0 | 0 | 0 | 0 | 0
LFG | 0 | 0 | 0 | 0 | 0 | 0
Nuc | 0 | 0 | 0 | 0 | 0 | 0
PS | 0 | 0 | 0 | 0 | 0 | 0
PV | 0 | 0 | 0 | 0 | 0 | 0
PeakG | 0 | 0 | 0 | 0 | 0 | 0
PeakO | 0 | 0 | 0 | 0 | 0 | 0
ST | 0 | 0 | 0 | 0 | 0 | 0
STOG | 0 | 0 | 0 | 0 | 0 | 0
STWD | 0 | 0 | 0 | 0 | 0 | 0
WT | 0 | 0 | 0 | 0 | 0 | 0
IGCC | 0 | 0 | 0 | 0 | 0 | 0
DemandResponse | 0 | 0 | 0 | 0 | 0 | 0
IGCC-CCS | 0 | 0 | 0 | 0 | 0 | 0
WT_off | 0 | 0 | 0 | 0 | 0 | 0
PseudoUnit | 0 | 55.15 | 367.38 | 826.8 | 826.8 | 826.8
FixedInterchange | 0 | 0 | 0 | 0 | 0 | 0
Levelized Capital Costs by Reporting Type: HQ_NY
ReportingType | 2015 | 2020 | 2025 | 2030 | 2035 | 2040
BM | 0 | 0 | 0 | 0 | 0 | 0
CC | 0 | 0 | 0 | 0 | 0 | 0
CSP | 0 | 0 | 0 | 0 | 0 | 0
CT | 0 | 0 | 0 | 0 | 0 | 0
Coal | 0 | 0 | 0 | 0 | 0 | 0
Geo | 0 | 0 | 0 | 0 | 0 | 0
H | 0 | 0 | 0 | 0 | 0 | 0
LFG | 0 | 0 | 0 | 0 | 0 | 0
Nuc | 0 | 0 | 0 | 0 | 0 | 0
PS | 0 | 0 | 0 | 0 | 0 | 0
PV | 0 | 0 | 0 | 0 | 0 | 0
PeakG | 0 | 0 | 0 | 0 | 0 | 0
PeakO | 0 | 0 | 0 | 0 | 0 | 0
ST | 0 | 0 | 0 | 0 | 0 | 0
STOG | 0 | 0 | 0 | 0 | 0 | 0
STWD | 0 | 0 | 0 | 0 | 0 | 0
WT | 0 | 0 | 0 | 0 | 0 | 0
IGCC | 0 | 0 | 0 | 0 | 0 | 0
DemandResponse | 0 | 0 | 0 | 0 | 0 | 0
IGCC-CCS | 0 | 0 | 0 | 0 | 0 | 0
WT_off | 0 | 0 | 0 | 0 | 0 | 0
PseudoUnit | 0 | 384.07 | 843.25 | 843.25 | 843.25 | 843.25
FixedInterchange | 0 | 0 | 0 | 0 | 0 | 0
Levelized Capital Costs by Reporting Type: MARITIMES
ReportingType | 2015 | 2020 | 2025 | 2030 | 2035 | 2040
BM | 0 | 0 | 0 | 0 | 0 | 0
CC | 0 | 0 | 0 | 0 | 0 | 0
CSP | 0 | 0 | 0 | 0 | 0 | 0
CT | 0 | 0 | 0 | 0 | 0 | 0
Coal | 0 | 0 | 0 | 0 | 0 | 0
Geo | 0 | 0 | 0 | 0 | 0 | 0
H | 0 | 0 | 0 | 0 | 0 | 0
LFG | 0 | 0 | 0 | 0 | 0 | 0
Nuc | 0 | 0 | 0 | 0 | 0 | 0
PS | 0 | 0 | 0 | 0 | 0 | 0
PV | 0 | 0 | 0 | 0 | 0 | 0
PeakG | 0 | 0 | 0 | 0 | 0 | 0
PeakO | 0 | 0 | 0 | 0 | 0 | 0
ST | 0 | 0 | 0 | 0 | 0 | 0
STOG | 0 | 0 | 0 | 0 | 0 | 0
STWD | 0 | 0 | 0 | 0 | 0 | 0
WT | 0 | 0 | 0 | 0 | 0 | 0
IGCC | 0 | 0 | 0 | 0 | 0 | 0
DemandResponse | 0 | 0 | 0 | 0 | 0 | 0
IGCC-CCS | 0 | 0 | 0 | 0 | 0 | 0
WT_off | 0 | 0 | 0 | 0 | 0 | 0
PseudoUnit | 0 | 173.48 | 173.48 | 173.48 | 173.48 | 173.48
FixedInterchange | 0 | 0 | 0 | 0 | 0 | 0
Levelized Capital Costs by Reporting Type: All
ReportingType | 2015 | 2020 | 2025 | 2030 | 2035 | 2040
BM | 541.24 | 684.21 | 943.08 | 1739.31 | 1941.46 | 2080.48
CC | 4561.2 | 9150.75 | 12711.25 | 17269.08 | 27341.45 | 31879.35
CSP | 0 | 0 | 0 | 0 | 0 | 0
CT | 841.43 | 2638.05 | 3963.04 | 7017.45 | 10221.47 | 11297.45
Coal | 3114.71 | 3420.99 | 3543.43 | 3832.09 | 4501.81 | 12767.17
Geo | 62.91 | 969.61 | 2895.67 | 2872.67 | 2832.76 | 1926.05
H | 0 | 749.45 | 1497.02 | 2983.94 | 2990.86 | 3089.69
LFG | 57.1 | 636.84 | 1248.03 | 1434.28 | 1390.56 | 810.82
Nuc | 684.91 | 3259.17 | 3259.17 | 3259.17 | 3259.17 | 3259.17
PS | 0 | 0 | 0 | 0 | 0 | 0
PV | 639.32 | 1788.48 | 2392.81 | 2609.71 | 2139.28 | 1177.21
PeakG | 0 | 0 | 0 | 0 | 0 | 0
PeakO | 0 | 0 | 0 | 0 | 0 | 0
ST | 419.92 | 837.49 | 1010.17 | 1024.88 | 693.03 | 275.46
STOG | 0 | 0 | 0 | 0 | 0 | 0
STWD | 0 | 0 | 0 | 0 | 0 | 0
WT | 7365.23 | 25080.53 | 55206.37 | 86677.06 | 91545 | 90074.36
IGCC | 215.26 | 215.26 | 215.26 | 215.26 | 215.26 | 215.26
DemandResponse | 0 | 0 | 0 | 0 | 0 | 0
IGCC-CCS | 0 | 0 | 0 | 0 | 0 | 0
WT_off | 323.12 | 323.12 | 947.28 | 947.28 | 624.16 | 624.16
PseudoUnit | 0 | 612.7 | 1384.11 | 1843.54 | 1843.54 | 1843.54
FixedInterchange | 0 | 0 | 0 | 0 | 0 | 0
Levelized Capital Costs by Reporting Type: EI_US
ReportingType | 2015 | 2020 | 2025 | 2030 | 2035 | 2040
BM | 324.96 | 467.92 | 726.79 | 802.4 | 924.55 | 960.3
CC | 3599.05 | 7026.13 | 9225.11 | 11140.25 | 18153.31 | 21221.58
CSP | 0 | 0 | 0 | 0 | 0 | 0
CT | 387.03 | 1720.23 | 2668.92 | 4981.53 | 7603.51 | 8201.05
Coal | 2318.08 | 2318.08 | 2318.08 | 2318.08 | 2346.75 | 6774.57
Geo | 0 | 0 | 0 | 0 | 0 | 0
H | 0 | 508.31 | 763.1 | 1121.74 | 1128.65 | 1128.65
LFG | 41.61 | 279.81 | 761 | 894.11 | 865.57 | 627.37
Nuc | 684.91 | 3259.17 | 3259.17 | 3259.17 | 3259.17 | 3259.17
PS | 0 | 0 | 0 | 0 | 0 | 0
PV | 38.54 | 1187.7 | 1792.03 | 2008.93 | 2139.28 | 1177.21
PeakG | 0 | 0 | 0 | 0 | 0 | 0
PeakO | 0 | 0 | 0 | 0 | 0 | 0
ST | 0 | 0 | 0 | 0 | 0 | 0
STOG | 0 | 0 | 0 | 0 | 0 | 0
STWD | 0 | 0 | 0 | 0 | 0 | 0
WT | 5689.97 | 19039.51 | 43010.35 | 70506.03 | 76106.26 | 73586.38
IGCC | 215.26 | 215.26 | 215.26 | 215.26 | 215.26 | 215.26
DemandResponse | 0 | 0 | 0 | 0 | 0 | 0
IGCC-CCS | 0 | 0 | 0 | 0 | 0 | 0
WT_off | 323.12 | 323.12 | 947.28 | 947.28 | 624.16 | 624.16
PseudoUnit | 0 | 612.7 | 1384.11 | 1843.54 | 1843.54 | 1843.54
FixedInterchange | 0 | 0 | 0 | 0 | 0 | 0
Levelized Capital Costs by Reporting Type: EI_Canada
ReportingType | 2015 | 2020 | 2025 | 2030 | 2035 | 2040
BM | 144.8 | 144.8 | 144.8 | 144.8 | 144.8 | 144.8
CC | 237.09 | 237.09 | 237.09 | 243.43 | 814.46 | 1052.54
CSP | 0 | 0 | 0 | 0 | 0 | 0
CT | 74.39 | 90.31 | 90.31 | 90.31 | 31.92 | 180.13
Coal | 0 | 0 | 0 | 0 | 0 | 0
Geo | 0 | 0 | 0 | 0 | 0 | 0
H | 0 | 241.14 | 733.92 | 1544.78 | 1544.78 | 1643.62
LFG | 5.12 | 5.12 | 5.12 | 5.29 | 0.17 | 0.17
Nuc | 0 | 0 | 0 | 0 | 0 | 0
PS | 0 | 0 | 0 | 0 | 0 | 0
PV | 539.74 | 539.74 | 539.74 | 539.74 | 0 | 0
PeakG | 0 | 0 | 0 | 0 | 0 | 0
PeakO | 0 | 0 | 0 | 0 | 0 | 0
ST | 0 | 0 | 0 | 0 | 0 | 0
STOG | 0 | 0 | 0 | 0 | 0 | 0
STWD | 0 | 0 | 0 | 0 | 0 | 0
WT | 747.62 | 747.62 | 747.62 | 747.62 | 39.44 | 1023.04
IGCC | 0 | 0 | 0 | 0 | 0 | 0
DemandResponse | 0 | 0 | 0 | 0 | 0 | 0
IGCC-CCS | 0 | 0 | 0 | 0 | 0 | 0
WT_off | 0 | 0 | 0 | 0 | 0 | 0
PseudoUnit | 0 | 0 | 0 | 0 | 0 | 0
FixedInterchange | 0 | 0 | 0 | 0 | 0 | 0
Levelized Capital Costs by Reporting Type: EI
ReportingType | 2015 | 2020 | 2025 | 2030 | 2035 | 2040
BM | 469.76 | 612.73 | 871.6 | 947.2 | 1069.36 | 1105.11
CC | 3836.14 | 7263.22 | 9462.2 | 11383.69 | 18967.78 | 22274.12
CSP | 0 | 0 | 0 | 0 | 0 | 0
CT | 461.42 | 1810.54 | 2759.23 | 5071.84 | 7635.43 | 8381.18
Coal | 2318.08 | 2318.08 | 2318.08 | 2318.08 | 2346.75 | 6774.57
Geo | 0 | 0 | 0 | 0 | 0 | 0
H | 0 | 749.45 | 1497.02 | 2666.52 | 2673.43 | 2772.27
LFG | 46.73 | 284.93 | 766.12 | 899.4 | 865.74 | 627.54
Nuc | 684.91 | 3259.17 | 3259.17 | 3259.17 | 3259.17 | 3259.17
PS | 0 | 0 | 0 | 0 | 0 | 0
PV | 578.28 | 1727.45 | 2331.78 | 2548.67 | 2139.28 | 1177.21
PeakG | 0 | 0 | 0 | 0 | 0 | 0
PeakO | 0 | 0 | 0 | 0 | 0 | 0
ST | 0 | 0 | 0 | 0 | 0 | 0
STOG | 0 | 0 | 0 | 0 | 0 | 0
STWD | 0 | 0 | 0 | 0 | 0 | 0
WT | 6437.59 | 19787.14 | 43757.97 | 71253.65 | 76145.7 | 74609.42
IGCC | 215.26 | 215.26 | 215.26 | 215.26 | 215.26 | 215.26
DemandResponse | 0 | 0 | 0 | 0 | 0 | 0
IGCC-CCS | 0 | 0 | 0 | 0 | 0 | 0
WT_off | 323.12 | 323.12 | 947.28 | 947.28 | 624.16 | 624.16
PseudoUnit | 0 | 612.7 | 1384.11 | 1843.54 | 1843.54 | 1843.54
FixedInterchange | 0 | 0 | 0 | 0 | 0 | 0
Levelized Capital Costs by Reporting Type: Outside_EI
ReportingType | 2015 | 2020 | 2025 | 2030 | 2035 | 2040
BM | 71.48 | 71.48 | 71.48 | 792.11 | 872.11 | 975.37
CC | 725.06 | 1887.52 | 3249.05 | 5885.39 | 8373.67 | 9605.24
CSP | 0 | 0 | 0 | 0 | 0 | 0
CT | 380.01 | 827.51 | 1203.81 | 1945.61 | 2586.04 | 2916.27
Coal | 796.63 | 1102.91 | 1225.36 | 1514.01 | 2155.06 | 5992.6
Geo | 62.91 | 969.61 | 2895.67 | 2872.67 | 2832.76 | 1926.05
H | 0 | 0 | 0 | 317.42 | 317.42 | 317.42
LFG | 10.38 | 351.91 | 481.91 | 534.88 | 524.82 | 183.28
Nuc | 0 | 0 | 0 | 0 | 0 | 0
PS | 0 | 0 | 0 | 0 | 0 | 0
PV | 61.04 | 61.04 | 61.04 | 61.04 | 0 | 0
PeakG | 0 | 0 | 0 | 0 | 0 | 0
PeakO | 0 | 0 | 0 | 0 | 0 | 0
ST | 419.92 | 837.49 | 1010.17 | 1024.88 | 693.03 | 275.46
STOG | 0 | 0 | 0 | 0 | 0 | 0
STWD | 0 | 0 | 0 | 0 | 0 | 0
WT | 927.64 | 5293.39 | 11448.4 | 15423.41 | 15399.3 | 15464.93
IGCC | 0 | 0 | 0 | 0 | 0 | 0
DemandResponse | 0 | 0 | 0 | 0 | 0 | 0
IGCC-CCS | 0 | 0 | 0 | 0 | 0 | 0
WT_off | 0 | 0 | 0 | 0 | 0 | 0
PseudoUnit | 0 | 0 | 0 | 0 | 0 | 0
FixedInterchange | 0 | 0 | 0 | 0 | 0 | 0
#13 | Levelized Retrofit Capital Costs ($million)
Levelized Retrofit Capital Costs by Reporting Type: Entergy
ReportingType | 2015 | 2020 | 2025 | 2030 | 2035 | 2040
BM | 0 | 0 | 0 | 0 | 0 | 0
CC | 0 | 0 | 0 | 0 | 0 | 0
CSP | 0 | 0 | 0 | 0 | 0 | 0
CT | 0 | 0 | 0 | 0 | 0 | 0
Coal | 0 | 353.26 | 353.26 | 0 | 0 | 0
Geo | 0 | 0 | 0 | 0 | 0 | 0
H | 0 | 0 | 0 | 0 | 0 | 0
LFG | 0 | 0 | 0 | 0 | 0 | 0
Nuc | 0 | 0 | 0 | 0 | 0 | 0
PS | 0 | 0 | 0 | 0 | 0 | 0
PV | 0 | 0 | 0 | 0 | 0 | 0
PeakG | 0 | 0 | 0 | 0 | 0 | 0
PeakO | 0 | 0 | 0 | 0 | 0 | 0
ST | 0 | 0 | 0 | 0 | 0 | 0
STOG | 0 | 0 | 0 | 0 | 0 | 0
STWD | 0 | 0 | 0 | 0 | 0 | 0
WT | 0 | 0 | 0 | 0 | 0 | 0
IGCC | 0 | 0 | 0 | 0 | 0 | 0
DemandResponse | 0 | 0 | 0 | 0 | 0 | 0
IGCC-CCS | 0 | 0 | 0 | 0 | 0 | 0
WT_off | 0 | 0 | 0 | 0 | 0 | 0
PseudoUnit | 0 | 0 | 0 | 0 | 0 | 0
FixedInterchange | 0 | 0 | 0 | 0 | 0 | 0
Levelized Retrofit Capital Costs by Reporting Type: FRCC
ReportingType | 2015 | 2020 | 2025 | 2030 | 2035 | 2040
BM | 0 | 0 | 0 | 0 | 0 | 0
CC | 0 | 0 | 0 | 0 | 0 | 0
CSP | 0 | 0 | 0 | 0 | 0 | 0
CT | 0 | 0 | 0 | 0 | 0 | 0
Coal | 73.1 | 90.37 | 90.37 | 0 | 0 | 0
Geo | 0 | 0 | 0 | 0 | 0 | 0
H | 0 | 0 | 0 | 0 | 0 | 0
LFG | 0 | 0 | 0 | 0 | 0 | 0
Nuc | 0 | 0 | 0 | 0 | 0 | 0
PS | 0 | 0 | 0 | 0 | 0 | 0
PV | 0 | 0 | 0 | 0 | 0 | 0
PeakG | 0 | 0 | 0 | 0 | 0 | 0
PeakO | 0 | 0 | 0 | 0 | 0 | 0
ST | 0 | 0 | 0 | 0 | 0 | 0
STOG | 0 | 0 | 0 | 0 | 0 | 0
STWD | 0 | 0 | 0 | 0 | 0 | 0
WT | 0 | 0 | 0 | 0 | 0 | 0
IGCC | 0 | 0 | 0 | 0 | 0 | 0
DemandResponse | 0 | 0 | 0 | 0 | 0 | 0
IGCC-CCS | 0 | 0 | 0 | 0 | 0 | 0
WT_off | 0 | 0 | 0 | 0 | 0 | 0
PseudoUnit | 0 | 0 | 0 | 0 | 0 | 0
FixedInterchange | 0 | 0 | 0 | 0 | 0 | 0
Levelized Retrofit Capital Costs by Reporting Type: MAPP_US
ReportingType | 2015 | 2020 | 2025 | 2030 | 2035 | 2040
BM | 0 | 0 | 0 | 0 | 0 | 0
CC | 0 | 0 | 0 | 0 | 0 | 0
CSP | 0 | 0 | 0 | 0 | 0 | 0
CT | 0 | 0 | 0 | 0 | 0 | 0
Coal | 22.36 | 44.78 | 22.42 | 0 | 0 | 0
Geo | 0 | 0 | 0 | 0 | 0 | 0
H | 0 | 0 | 0 | 0 | 0 | 0
LFG | 0 | 0 | 0 | 0 | 0 | 0
Nuc | 0 | 0 | 0 | 0 | 0 | 0
PS | 0 | 0 | 0 | 0 | 0 | 0
PV | 0 | 0 | 0 | 0 | 0 | 0
PeakG | 0 | 0 | 0 | 0 | 0 | 0
PeakO | 0 | 0 | 0 | 0 | 0 | 0
ST | 0 | 0 | 0 | 0 | 0 | 0
STOG | 0 | 0 | 0 | 0 | 0 | 0
STWD | 0 | 0 | 0 | 0 | 0 | 0
WT | 0 | 0 | 0 | 0 | 0 | 0
IGCC | 0 | 0 | 0 | 0 | 0 | 0
DemandResponse | 0 | 0 | 0 | 0 | 0 | 0
IGCC-CCS | 0 | 0 | 0 | 0 | 0 | 0
WT_off | 0 | 0 | 0 | 0 | 0 | 0
PseudoUnit | 0 | 0 | 0 | 0 | 0 | 0
FixedInterchange | 0 | 0 | 0 | 0 | 0 | 0
Levelized Retrofit Capital Costs by Reporting Type: MISO_IN
ReportingType | 2015 | 2020 | 2025 | 2030 | 2035 | 2040
BM | 0 | 0 | 0 | 0 | 0 | 0
CC | 0 | 0 | 0 | 0 | 0 | 0
CSP | 0 | 0 | 0 | 0 | 0 | 0
CT | 0 | 0 | 0 | 0 | 0 | 0
Coal | 0 | 223.79 | 223.79 | 0 | 0 | 0
Geo | 0 | 0 | 0 | 0 | 0 | 0
H | 0 | 0 | 0 | 0 | 0 | 0
LFG | 0 | 0 | 0 | 0 | 0 | 0
Nuc | 0 | 0 | 0 | 0 | 0 | 0
PS | 0 | 0 | 0 | 0 | 0 | 0
PV | 0 | 0 | 0 | 0 | 0 | 0
PeakG | 0 | 0 | 0 | 0 | 0 | 0
PeakO | 0 | 0 | 0 | 0 | 0 | 0
ST | 0 | 0 | 0 | 0 | 0 | 0
STOG | 0 | 0 | 0 | 0 | 0 | 0
STWD | 0 | 0 | 0 | 0 | 0 | 0
WT | 0 | 0 | 0 | 0 | 0 | 0
IGCC | 0 | 0 | 0 | 0 | 0 | 0
DemandResponse | 0 | 0 | 0 | 0 | 0 | 0
IGCC-CCS | 0 | 0 | 0 | 0 | 0 | 0
WT_off | 0 | 0 | 0 | 0 | 0 | 0
PseudoUnit | 0 | 0 | 0 | 0 | 0 | 0
FixedInterchange | 0 | 0 | 0 | 0 | 0 | 0
Levelized Retrofit Capital Costs by Reporting Type: MISO_MI
ReportingType | 2015 | 2020 | 2025 | 2030 | 2035 | 2040
BM | 0 | 0 | 0 | 0 | 0 | 0
CC | 0 | 0 | 0 | 0 | 0 | 0
CSP | 0 | 0 | 0 | 0 | 0 | 0
CT | 0 | 0 | 0 | 0 | 0 | 0
Coal | 15.14 | 354.3 | 339.16 | 0 | 0 | 0
Geo | 0 | 0 | 0 | 0 | 0 | 0
H | 0 | 0 | 0 | 0 | 0 | 0
LFG | 0 | 0 | 0 | 0 | 0 | 0
Nuc | 0 | 0 | 0 | 0 | 0 | 0
PS | 0 | 0 | 0 | 0 | 0 | 0
PV | 0 | 0 | 0 | 0 | 0 | 0
PeakG | 0 | 0 | 0 | 0 | 0 | 0
PeakO | 0 | 0 | 0 | 0 | 0 | 0
ST | 0 | 0 | 0 | 0 | 0 | 0
STOG | 0 | 0 | 0 | 0 | 0 | 0
STWD | 0 | 0 | 0 | 0 | 0 | 0
WT | 0 | 0 | 0 | 0 | 0 | 0
IGCC | 0 | 0 | 0 | 0 | 0 | 0
DemandResponse | 0 | 0 | 0 | 0 | 0 | 0
IGCC-CCS | 0 | 0 | 0 | 0 | 0 | 0
WT_off | 0 | 0 | 0 | 0 | 0 | 0
PseudoUnit | 0 | 0 | 0 | 0 | 0 | 0
FixedInterchange | 0 | 0 | 0 | 0 | 0 | 0
Levelized Retrofit Capital Costs by Reporting Type: MISO_MO-IL
ReportingType | 2015 | 2020 | 2025 | 2030 | 2035 | 2040
BM | 0 | 0 | 0 | 0 | 0 | 0
CC | 0 | 0 | 0 | 0 | 0 | 0
CSP | 0 | 0 | 0 | 0 | 0 | 0
CT | 0 | 0 | 0 | 0 | 0 | 0
Coal | 9.29 | 358.76 | 358.76 | 0 | 0 | 0
Geo | 0 | 0 | 0 | 0 | 0 | 0
H | 0 | 0 | 0 | 0 | 0 | 0
LFG | 0 | 0 | 0 | 0 | 0 | 0
Nuc | 0 | 0 | 0 | 0 | 0 | 0
PS | 0 | 0 | 0 | 0 | 0 | 0
PV | 0 | 0 | 0 | 0 | 0 | 0
PeakG | 0 | 0 | 0 | 0 | 0 | 0
PeakO | 0 | 0 | 0 | 0 | 0 | 0
ST | 0 | 0 | 0 | 0 | 0 | 0
STOG | 0 | 0 | 0 | 0 | 0 | 0
STWD | 0 | 0 | 0 | 0 | 0 | 0
WT | 0 | 0 | 0 | 0 | 0 | 0
IGCC | 0 | 0 | 0 | 0 | 0 | 0
DemandResponse | 0 | 0 | 0 | 0 | 0 | 0
IGCC-CCS | 0 | 0 | 0 | 0 | 0 | 0
WT_off | 0 | 0 | 0 | 0 | 0 | 0
PseudoUnit | 0 | 0 | 0 | 0 | 0 | 0
FixedInterchange | 0 | 0 | 0 | 0 | 0 | 0
Levelized Retrofit Capital Costs by Reporting Type: MISO_W
ReportingType | 2015 | 2020 | 2025 | 2030 | 2035 | 2040
BM | 0 | 0 | 0 | 0 | 0 | 0
CC | 0 | 0 | 0 | 0 | 0 | 0
CSP | 0 | 0 | 0 | 0 | 0 | 0
CT | 0 | 0 | 0 | 0 | 0 | 0
Coal | 26.68 | 279.54 | 279.54 | 0 | 0 | 0
Geo | 0 | 0 | 0 | 0 | 0 | 0
H | 0 | 0 | 0 | 0 | 0 | 0
LFG | 0 | 0 | 0 | 0 | 0 | 0
Nuc | 0 | 0 | 0 | 0 | 0 | 0
PS | 0 | 0 | 0 | 0 | 0 | 0
PV | 0 | 0 | 0 | 0 | 0 | 0
PeakG | 0 | 0 | 0 | 0 | 0 | 0
PeakO | 0 | 0 | 0 | 0 | 0 | 0
ST | 0 | 0 | 0 | 0 | 0 | 0
STOG | 0 | 0 | 0 | 0 | 0 | 0
STWD | 0 | 0 | 0 | 0 | 0 | 0
WT | 0 | 0 | 0 | 0 | 0 | 0
IGCC | 0 | 0 | 0 | 0 | 0 | 0
DemandResponse | 0 | 0 | 0 | 0 | 0 | 0
IGCC-CCS | 0 | 0 | 0 | 0 | 0 | 0
WT_off | 0 | 0 | 0 | 0 | 0 | 0
PseudoUnit | 0 | 0 | 0 | 0 | 0 | 0
FixedInterchange | 0 | 0 | 0 | 0 | 0 | 0
Levelized Retrofit Capital Costs by Reporting Type: MISO_WUMS
ReportingType | 2015 | 2020 | 2025 | 2030 | 2035 | 2040
BM | 0 | 0 | 0 | 0 | 0 | 0
CC | 0 | 0 | 0 | 0 | 0 | 0
CSP | 0 | 0 | 0 | 0 | 0 | 0
CT | 0 | 0 | 0 | 0 | 0 | 0
Coal | 197.26 | 214.1 | 40.82 | 0 | 0 | 0
Geo | 0 | 0 | 0 | 0 | 0 | 0
H | 0 | 0 | 0 | 0 | 0 | 0
LFG | 0 | 0 | 0 | 0 | 0 | 0
Nuc | 0 | 0 | 0 | 0 | 0 | 0
PS | 0 | 0 | 0 | 0 | 0 | 0
PV | 0 | 0 | 0 | 0 | 0 | 0
PeakG | 0 | 0 | 0 | 0 | 0 | 0
PeakO | 0 | 0 | 0 | 0 | 0 | 0
ST | 0 | 0 | 0 | 0 | 0 | 0
STOG | 0 | 0 | 0 | 0 | 0 | 0
STWD | 0 | 0 | 0 | 0 | 0 | 0
WT | 0 | 0 | 0 | 0 | 0 | 0
IGCC | 0 | 0 | 0 | 0 | 0 | 0
DemandResponse | 0 | 0 | 0 | 0 | 0 | 0
IGCC-CCS | 0 | 0 | 0 | 0 | 0 | 0
WT_off | 0 | 0 | 0 | 0 | 0 | 0
PseudoUnit | 0 | 0 | 0 | 0 | 0 | 0
FixedInterchange | 0 | 0 | 0 | 0 | 0 | 0
Levelized Retrofit Capital Costs by Reporting Type: Nebraska
ReportingType | 2015 | 2020 | 2025 | 2030 | 2035 | 2040
BM | 0 | 0 | 0 | 0 | 0 | 0
CC | 0 | 0 | 0 | 0 | 0 | 0
CSP | 0 | 0 | 0 | 0 | 0 | 0
CT | 0 | 0 | 0 | 0 | 0 | 0
Coal | 0 | 168.84 | 168.84 | 0 | 0 | 0
Geo | 0 | 0 | 0 | 0 | 0 | 0
H | 0 | 0 | 0 | 0 | 0 | 0
LFG | 0 | 0 | 0 | 0 | 0 | 0
Nuc | 0 | 0 | 0 | 0 | 0 | 0
PS | 0 | 0 | 0 | 0 | 0 | 0
PV | 0 | 0 | 0 | 0 | 0 | 0
PeakG | 0 | 0 | 0 | 0 | 0 | 0
PeakO | 0 | 0 | 0 | 0 | 0 | 0
ST | 0 | 0 | 0 | 0 | 0 | 0
STOG | 0 | 0 | 0 | 0 | 0 | 0
STWD | 0 | 0 | 0 | 0 | 0 | 0
WT | 0 | 0 | 0 | 0 | 0 | 0
IGCC | 0 | 0 | 0 | 0 | 0 | 0
DemandResponse | 0 | 0 | 0 | 0 | 0 | 0
IGCC-CCS | 0 | 0 | 0 | 0 | 0 | 0
WT_off | 0 | 0 | 0 | 0 | 0 | 0
PseudoUnit | 0 | 0 | 0 | 0 | 0 | 0
FixedInterchange | 0 | 0 | 0 | 0 | 0 | 0
Levelized Retrofit Capital Costs by Reporting Type: NEISO
ReportingType | 2015 | 2020 | 2025 | 2030 | 2035 | 2040
BM | 0 | 0 | 0 | 0 | 0 | 0
CC | 0 | 0 | 0 | 0 | 0 | 0
CSP | 0 | 0 | 0 | 0 | 0 | 0
CT | 0 | 0 | 0 | 0 | 0 | 0
Coal | 29.15 | 29.15 | 0 | 0 | 0 | 0
Geo | 0 | 0 | 0 | 0 | 0 | 0
H | 0 | 0 | 0 | 0 | 0 | 0
LFG | 0 | 0 | 0 | 0 | 0 | 0
Nuc | 0 | 0 | 0 | 0 | 0 | 0
PS | 0 | 0 | 0 | 0 | 0 | 0
PV | 0 | 0 | 0 | 0 | 0 | 0
PeakG | 0 | 0 | 0 | 0 | 0 | 0
PeakO | 0 | 0 | 0 | 0 | 0 | 0
ST | 0 | 0 | 0 | 0 | 0 | 0
STOG | 0 | 0 | 0 | 0 | 0 | 0
STWD | 0 | 0 | 0 | 0 | 0 | 0
WT | 0 | 0 | 0 | 0 | 0 | 0
IGCC | 0 | 0 | 0 | 0 | 0 | 0
DemandResponse | 0 | 0 | 0 | 0 | 0 | 0
IGCC-CCS | 0 | 0 | 0 | 0 | 0 | 0
WT_off | 0 | 0 | 0 | 0 | 0 | 0
PseudoUnit | 0 | 0 | 0 | 0 | 0 | 0
FixedInterchange | 0 | 0 | 0 | 0 | 0 | 0
Levelized Retrofit Capital Costs by Reporting Type: NonRTO_Midwest
ReportingType | 2015 | 2020 | 2025 | 2030 | 2035 | 2040
BM | 0 | 0 | 0 | 0 | 0 | 0
CC | 0 | 0 | 0 | 0 | 0 | 0
CSP | 0 | 0 | 0 | 0 | 0 | 0
CT | 0 | 0 | 0 | 0 | 0 | 0
Coal | 165.72 | 264.99 | 126.97 | 0 | 0 | 0
Geo | 0 | 0 | 0 | 0 | 0 | 0
H | 0 | 0 | 0 | 0 | 0 | 0
LFG | 0 | 0 | 0 | 0 | 0 | 0
Nuc | 0 | 0 | 0 | 0 | 0 | 0
PS | 0 | 0 | 0 | 0 | 0 | 0
PV | 0 | 0 | 0 | 0 | 0 | 0
PeakG | 0 | 0 | 0 | 0 | 0 | 0
PeakO | 0 | 0 | 0 | 0 | 0 | 0
ST | 0 | 0 | 0 | 0 | 0 | 0
STOG | 0 | 0 | 0 | 0 | 0 | 0
STWD | 0 | 0 | 0 | 0 | 0 | 0
WT | 0 | 0 | 0 | 0 | 0 | 0
IGCC | 0 | 0 | 0 | 0 | 0 | 0
DemandResponse | 0 | 0 | 0 | 0 | 0 | 0
IGCC-CCS | 0 | 0 | 0 | 0 | 0 | 0
WT_off | 0 | 0 | 0 | 0 | 0 | 0
PseudoUnit | 0 | 0 | 0 | 0 | 0 | 0
FixedInterchange | 0 | 0 | 0 | 0 | 0 | 0
Levelized Retrofit Capital Costs by Reporting Type: NYISO_A-F
ReportingType | 2015 | 2020 | 2025 | 2030 | 2035 | 2040
BM | 0 | 0 | 0 | 0 | 0 | 0
CC | 0 | 0 | 0 | 0 | 0 | 0
CSP | 0 | 0 | 0 | 0 | 0 | 0
CT | 0 | 0 | 0 | 0 | 0 | 0
Coal | 0 | 0 | 0 | 0 | 0 | 0
Geo | 0 | 0 | 0 | 0 | 0 | 0
H | 0 | 0 | 0 | 0 | 0 | 0
LFG | 0 | 0 | 0 | 0 | 0 | 0
Nuc | 0 | 0 | 0 | 0 | 0 | 0
PS | 0 | 0 | 0 | 0 | 0 | 0
PV | 0 | 0 | 0 | 0 | 0 | 0
PeakG | 0 | 0 | 0 | 0 | 0 | 0
PeakO | 0 | 0 | 0 | 0 | 0 | 0
ST | 0 | 0 | 0 | 0 | 0 | 0
STOG | 0 | 0 | 0 | 0 | 0 | 0
STWD | 0 | 0 | 0 | 0 | 0 | 0
WT | 0 | 0 | 0 | 0 | 0 | 0
IGCC | 0 | 0 | 0 | 0 | 0 | 0
DemandResponse | 0 | 0 | 0 | 0 | 0 | 0
IGCC-CCS | 0 | 0 | 0 | 0 | 0 | 0
WT_off | 0 | 0 | 0 | 0 | 0 | 0
PseudoUnit | 0 | 0 | 0 | 0 | 0 | 0
FixedInterchange | 0 | 0 | 0 | 0 | 0 | 0
Levelized Retrofit Capital Costs by Reporting Type: NYISO_G-I
ReportingType | 2015 | 2020 | 2025 | 2030 | 2035 | 2040
BM | 0 | 0 | 0 | 0 | 0 | 0
CC | 0 | 0 | 0 | 0 | 0 | 0
CSP | 0 | 0 | 0 | 0 | 0 | 0
CT | 0 | 0 | 0 | 0 | 0 | 0
Coal | 0 | 0 | 0 | 0 | 0 | 0
Geo | 0 | 0 | 0 | 0 | 0 | 0
H | 0 | 0 | 0 | 0 | 0 | 0
LFG | 0 | 0 | 0 | 0 | 0 | 0
Nuc | 0 | 0 | 0 | 0 | 0 | 0
PS | 0 | 0 | 0 | 0 | 0 | 0
PV | 0 | 0 | 0 | 0 | 0 | 0
PeakG | 0 | 0 | 0 | 0 | 0 | 0
PeakO | 0 | 0 | 0 | 0 | 0 | 0
ST | 0 | 0 | 0 | 0 | 0 | 0
STOG | 0 | 0 | 0 | 0 | 0 | 0
STWD | 0 | 0 | 0 | 0 | 0 | 0
WT | 0 | 0 | 0 | 0 | 0 | 0
IGCC | 0 | 0 | 0 | 0 | 0 | 0
DemandResponse | 0 | 0 | 0 | 0 | 0 | 0
IGCC-CCS | 0 | 0 | 0 | 0 | 0 | 0
WT_off | 0 | 0 | 0 | 0 | 0 | 0
PseudoUnit | 0 | 0 | 0 | 0 | 0 | 0
FixedInterchange | 0 | 0 | 0 | 0 | 0 | 0
Levelized Retrofit Capital Costs by Reporting Type: NYISO_J-K
ReportingType | 2015 | 2020 | 2025 | 2030 | 2035 | 2040
BM | 0 | 0 | 0 | 0 | 0 | 0
CC | 0 | 0 | 0 | 0 | 0 | 0
CSP | 0 | 0 | 0 | 0 | 0 | 0
CT | 0 | 0 | 0 | 0 | 0 | 0
Coal | 0 | 0 | 0 | 0 | 0 | 0
Geo | 0 | 0 | 0 | 0 | 0 | 0
H | 0 | 0 | 0 | 0 | 0 | 0
LFG | 0 | 0 | 0 | 0 | 0 | 0
Nuc | 0 | 0 | 0 | 0 | 0 | 0
PS | 0 | 0 | 0 | 0 | 0 | 0
PV | 0 | 0 | 0 | 0 | 0 | 0
PeakG | 0 | 0 | 0 | 0 | 0 | 0
PeakO | 0 | 0 | 0 | 0 | 0 | 0
ST | 0 | 0 | 0 | 0 | 0 | 0
STOG | 0 | 0 | 0 | 0 | 0 | 0
STWD | 0 | 0 | 0 | 0 | 0 | 0
WT | 0 | 0 | 0 | 0 | 0 | 0
IGCC | 0 | 0 | 0 | 0 | 0 | 0
DemandResponse | 0 | 0 | 0 | 0 | 0 | 0
IGCC-CCS | 0 | 0 | 0 | 0 | 0 | 0
WT_off | 0 | 0 | 0 | 0 | 0 | 0
PseudoUnit | 0 | 0 | 0 | 0 | 0 | 0
FixedInterchange | 0 | 0 | 0 | 0 | 0 | 0
Levelized Retrofit Capital Costs by Reporting Type: PJM_E
ReportingType | 2015 | 2020 | 2025 | 2030 | 2035 | 2040
BM | 0 | 0 | 0 | 0 | 0 | 0
CC | 0 | 0 | 0 | 0 | 0 | 0
CSP | 0 | 0 | 0 | 0 | 0 | 0
CT | 0 | 0 | 0 | 0 | 0 | 0
Coal | 22.45 | 22.45 | 0 | 0 | 0 | 0
Geo | 0 | 0 | 0 | 0 | 0 | 0
H | 0 | 0 | 0 | 0 | 0 | 0
LFG | 0 | 0 | 0 | 0 | 0 | 0
Nuc | 0 | 0 | 0 | 0 | 0 | 0
PS | 0 | 0 | 0 | 0 | 0 | 0
PV | 0 | 0 | 0 | 0 | 0 | 0
PeakG | 0 | 0 | 0 | 0 | 0 | 0
PeakO | 0 | 0 | 0 | 0 | 0 | 0
ST | 0 | 0 | 0 | 0 | 0 | 0
STOG | 0 | 0 | 0 | 0 | 0 | 0
STWD | 0 | 0 | 0 | 0 | 0 | 0
WT | 0 | 0 | 0 | 0 | 0 | 0
IGCC | 0 | 0 | 0 | 0 | 0 | 0
DemandResponse | 0 | 0 | 0 | 0 | 0 | 0
IGCC-CCS | 0 | 0 | 0 | 0 | 0 | 0
WT_off | 0 | 0 | 0 | 0 | 0 | 0
PseudoUnit | 0 | 0 | 0 | 0 | 0 | 0
FixedInterchange | 0 | 0 | 0 | 0 | 0 | 0
Levelized Retrofit Capital Costs by Reporting Type: PJM_ROM
ReportingType | 2015 | 2020 | 2025 | 2030 | 2035 | 2040
BM | 0 | 0 | 0 | 0 | 0 | 0
CC | 0 | 0 | 0 | 0 | 0 | 0
CSP | 0 | 0 | 0 | 0 | 0 | 0
CT | 0 | 0 | 0 | 0 | 0 | 0
Coal | 14.63 | 146.45 | 146.45 | 0 | 0 | 0
Geo | 0 | 0 | 0 | 0 | 0 | 0
H | 0 | 0 | 0 | 0 | 0 | 0
LFG | 0 | 0 | 0 | 0 | 0 | 0
Nuc | 0 | 0 | 0 | 0 | 0 | 0
PS | 0 | 0 | 0 | 0 | 0 | 0
PV | 0 | 0 | 0 | 0 | 0 | 0
PeakG | 0 | 0 | 0 | 0 | 0 | 0
PeakO | 0 | 0 | 0 | 0 | 0 | 0
ST | 0 | 0 | 0 | 0 | 0 | 0
STOG | 0 | 0 | 0 | 0 | 0 | 0
STWD | 0 | 0 | 0 | 0 | 0 | 0
WT | 0 | 0 | 0 | 0 | 0 | 0
IGCC | 0 | 0 | 0 | 0 | 0 | 0
DemandResponse | 0 | 0 | 0 | 0 | 0 | 0
IGCC-CCS | 0 | 0 | 0 | 0 | 0 | 0
WT_off | 0 | 0 | 0 | 0 | 0 | 0
PseudoUnit | 0 | 0 | 0 | 0 | 0 | 0
FixedInterchange | 0 | 0 | 0 | 0 | 0 | 0
Levelized Retrofit Capital Costs by Reporting Type: PJM_ROR
ReportingType | 2015 | 2020 | 2025 | 2030 | 2035 | 2040
BM | 0 | 0 | 0 | 0 | 0 | 0
CC | 0 | 0 | 0 | 0 | 0 | 0
CSP | 0 | 0 | 0 | 0 | 0 | 0
CT | 0 | 0 | 0 | 0 | 0 | 0
Coal | 46.99 | 984.4 | 984.4 | 0 | 0 | 0
Geo | 0 | 0 | 0 | 0 | 0 | 0
H | 0 | 0 | 0 | 0 | 0 | 0
LFG | 0 | 0 | 0 | 0 | 0 | 0
Nuc | 0 | 0 | 0 | 0 | 0 | 0
PS | 0 | 0 | 0 | 0 | 0 | 0
PV | 0 | 0 | 0 | 0 | 0 | 0
PeakG | 0 | 0 | 0 | 0 | 0 | 0
PeakO | 0 | 0 | 0 | 0 | 0 | 0
ST | 0 | 0 | 0 | 0 | 0 | 0
STOG | 0 | 0 | 0 | 0 | 0 | 0
STWD | 0 | 0 | 0 | 0 | 0 | 0
WT | 0 | 0 | 0 | 0 | 0 | 0
IGCC | 0 | 0 | 0 | 0 | 0 | 0
DemandResponse | 0 | 0 | 0 | 0 | 0 | 0
IGCC-CCS | 0 | 0 | 0 | 0 | 0 | 0
WT_off | 0 | 0 | 0 | 0 | 0 | 0
PseudoUnit | 0 | 0 | 0 | 0 | 0 | 0
FixedInterchange | 0 | 0 | 0 | 0 | 0 | 0
Levelized Retrofit Capital Costs by Reporting Type: SOCO
ReportingType | 2015 | 2020 | 2025 | 2030 | 2035 | 2040
BM | 0 | 0 | 0 | 0 | 0 | 0
CC | 0 | 0 | 0 | 0 | 0 | 0
CSP | 0 | 0 | 0 | 0 | 0 | 0
CT | 0 | 0 | 0 | 0 | 0 | 0
Coal | 400.34 | 588.86 | 188.52 | 0 | 0 | 0
Geo | 0 | 0 | 0 | 0 | 0 | 0
H | 0 | 0 | 0 | 0 | 0 | 0
LFG | 0 | 0 | 0 | 0 | 0 | 0
Nuc | 0 | 0 | 0 | 0 | 0 | 0
PS | 0 | 0 | 0 | 0 | 0 | 0
PV | 0 | 0 | 0 | 0 | 0 | 0
PeakG | 0 | 0 | 0 | 0 | 0 | 0
PeakO | 0 | 0 | 0 | 0 | 0 | 0
ST | 0 | 0 | 0 | 0 | 0 | 0
STOG | 0 | 0 | 0 | 0 | 0 | 0
STWD | 0 | 0 | 0 | 0 | 0 | 0
WT | 0 | 0 | 0 | 0 | 0 | 0
IGCC | 0 | 0 | 0 | 0 | 0 | 0
DemandResponse | 0 | 0 | 0 | 0 | 0 | 0
IGCC-CCS | 0 | 0 | 0 | 0 | 0 | 0
WT_off | 0 | 0 | 0 | 0 | 0 | 0
PseudoUnit | 0 | 0 | 0 | 0 | 0 | 0
FixedInterchange | 0 | 0 | 0 | 0 | 0 | 0
Levelized Retrofit Capital Costs by Reporting Type: SPP_N
ReportingType | 2015 | 2020 | 2025 | 2030 | 2035 | 2040
BM | 0 | 0 | 0 | 0 | 0 | 0
CC | 0 | 0 | 0 | 0 | 0 | 0
CSP | 0 | 0 | 0 | 0 | 0 | 0
CT | 0 | 0 | 0 | 0 | 0 | 0
Coal | 0 | 87.46 | 87.46 | 0 | 0 | 0
Geo | 0 | 0 | 0 | 0 | 0 | 0
H | 0 | 0 | 0 | 0 | 0 | 0
LFG | 0 | 0 | 0 | 0 | 0 | 0
Nuc | 0 | 0 | 0 | 0 | 0 | 0
PS | 0 | 0 | 0 | 0 | 0 | 0
PV | 0 | 0 | 0 | 0 | 0 | 0
PeakG | 0 | 0 | 0 | 0 | 0 | 0
PeakO | 0 | 0 | 0 | 0 | 0 | 0
ST | 0 | 0 | 0 | 0 | 0 | 0
STOG | 0 | 0 | 0 | 0 | 0 | 0
STWD | 0 | 0 | 0 | 0 | 0 | 0
WT | 0 | 0 | 0 | 0 | 0 | 0
IGCC | 0 | 0 | 0 | 0 | 0 | 0
DemandResponse | 0 | 0 | 0 | 0 | 0 | 0
IGCC-CCS | 0 | 0 | 0 | 0 | 0 | 0
WT_off | 0 | 0 | 0 | 0 | 0 | 0
PseudoUnit | 0 | 0 | 0 | 0 | 0 | 0
FixedInterchange | 0 | 0 | 0 | 0 | 0 | 0
Levelized Retrofit Capital Costs by Reporting Type: SPP_S
ReportingType | 2015 | 2020 | 2025 | 2030 | 2035 | 2040
BM | 0 | 0 | 0 | 0 | 0 | 0
CC | 0 | 0 | 0 | 0 | 0 | 0
CSP | 0 | 0 | 0 | 0 | 0 | 0
CT | 0 | 0 | 0 | 0 | 0 | 0
Coal | 0 | 199.43 | 199.43 | 0 | 0 | 0
Geo | 0 | 0 | 0 | 0 | 0 | 0
H | 0 | 0 | 0 | 0 | 0 | 0
LFG | 0 | 0 | 0 | 0 | 0 | 0
Nuc | 0 | 0 | 0 | 0 | 0 | 0
PS | 0 | 0 | 0 | 0 | 0 | 0
PV | 0 | 0 | 0 | 0 | 0 | 0
PeakG | 0 | 0 | 0 | 0 | 0 | 0
PeakO | 0 | 0 | 0 | 0 | 0 | 0
ST | 0 | 0 | 0 | 0 | 0 | 0
STOG | 0 | 0 | 0 | 0 | 0 | 0
STWD | 0 | 0 | 0 | 0 | 0 | 0
WT | 0 | 0 | 0 | 0 | 0 | 0
IGCC | 0 | 0 | 0 | 0 | 0 | 0
DemandResponse | 0 | 0 | 0 | 0 | 0 | 0
IGCC-CCS | 0 | 0 | 0 | 0 | 0 | 0
WT_off | 0 | 0 | 0 | 0 | 0 | 0
PseudoUnit | 0 | 0 | 0 | 0 | 0 | 0
FixedInterchange | 0 | 0 | 0 | 0 | 0 | 0
Levelized Retrofit Capital Costs by Reporting Type: TVA
ReportingType | 2015 | 2020 | 2025 | 2030 | 2035 | 2040
BM | 0 | 0 | 0 | 0 | 0 | 0
CC | 0 | 0 | 0 | 0 | 0 | 0
CSP | 0 | 0 | 0 | 0 | 0 | 0
CT | 0 | 0 | 0 | 0 | 0 | 0
Coal | 0 | 248.72 | 248.72 | 0 | 0 | 0
Geo | 0 | 0 | 0 | 0 | 0 | 0
H | 0 | 0 | 0 | 0 | 0 | 0
LFG | 0 | 0 | 0 | 0 | 0 | 0
Nuc | 0 | 0 | 0 | 0 | 0 | 0
PS | 0 | 0 | 0 | 0 | 0 | 0
PV | 0 | 0 | 0 | 0 | 0 | 0
PeakG | 0 | 0 | 0 | 0 | 0 | 0
PeakO | 0 | 0 | 0 | 0 | 0 | 0
ST | 0 | 0 | 0 | 0 | 0 | 0
STOG | 0 | 0 | 0 | 0 | 0 | 0
STWD | 0 | 0 | 0 | 0 | 0 | 0
WT | 0 | 0 | 0 | 0 | 0 | 0
IGCC | 0 | 0 | 0 | 0 | 0 | 0
DemandResponse | 0 | 0 | 0 | 0 | 0 | 0
IGCC-CCS | 0 | 0 | 0 | 0 | 0 | 0
WT_off | 0 | 0 | 0 | 0 | 0 | 0
PseudoUnit | 0 | 0 | 0 | 0 | 0 | 0
FixedInterchange | 0 | 0 | 0 | 0 | 0 | 0
Levelized Retrofit Capital Costs by Reporting Type: TVA_Transmission
ReportingType | 2015 | 2020 | 2025 | 2030 | 2035 | 2040
BM | 0 | 0 | 0 | 0 | 0 | 0
CC | 0 | 0 | 0 | 0 | 0 | 0
CSP | 0 | 0 | 0 | 0 | 0 | 0
CT | 0 | 0 | 0 | 0 | 0 | 0
Coal | 0 | 0 | 0 | 0 | 0 | 0
Geo | 0 | 0 | 0 | 0 | 0 | 0
H | 0 | 0 | 0 | 0 | 0 | 0
LFG | 0 | 0 | 0 | 0 | 0 | 0
Nuc | 0 | 0 | 0 | 0 | 0 | 0
PS | 0 | 0 | 0 | 0 | 0 | 0
PV | 0 | 0 | 0 | 0 | 0 | 0
PeakG | 0 | 0 | 0 | 0 | 0 | 0
PeakO | 0 | 0 | 0 | 0 | 0 | 0
ST | 0 | 0 | 0 | 0 | 0 | 0
STOG | 0 | 0 | 0 | 0 | 0 | 0
STWD | 0 | 0 | 0 | 0 | 0 | 0
WT | 0 | 0 | 0 | 0 | 0 | 0
IGCC | 0 | 0 | 0 | 0 | 0 | 0
DemandResponse | 0 | 0 | 0 | 0 | 0 | 0
IGCC-CCS | 0 | 0 | 0 | 0 | 0 | 0
WT_off | 0 | 0 | 0 | 0 | 0 | 0
PseudoUnit | 0 | 0 | 0 | 0 | 0 | 0
FixedInterchange | 0 | 0 | 0 | 0 | 0 | 0
Levelized Retrofit Capital Costs by Reporting Type: VACAR
ReportingType | 2015 | 2020 | 2025 | 2030 | 2035 | 2040
BM | 0 | 0 | 0 | 0 | 0 | 0
CC | 0 | 0 | 0 | 0 | 0 | 0
CSP | 0 | 0 | 0 | 0 | 0 | 0
CT | 0 | 0 | 0 | 0 | 0 | 0
Coal | 0 | 143.89 | 143.89 | 0 | 0 | 0
Geo | 0 | 0 | 0 | 0 | 0 | 0
H | 0 | 0 | 0 | 0 | 0 | 0
LFG | 0 | 0 | 0 | 0 | 0 | 0
Nuc | 0 | 0 | 0 | 0 | 0 | 0
PS | 0 | 0 | 0 | 0 | 0 | 0
PV | 0 | 0 | 0 | 0 | 0 | 0
PeakG | 0 | 0 | 0 | 0 | 0 | 0
PeakO | 0 | 0 | 0 | 0 | 0 | 0
ST | 0 | 0 | 0 | 0 | 0 | 0
STOG | 0 | 0 | 0 | 0 | 0 | 0
STWD | 0 | 0 | 0 | 0 | 0 | 0
WT | 0 | 0 | 0 | 0 | 0 | 0
IGCC | 0 | 0 | 0 | 0 | 0 | 0
DemandResponse | 0 | 0 | 0 | 0 | 0 | 0
IGCC-CCS | 0 | 0 | 0 | 0 | 0 | 0
WT_off | 0 | 0 | 0 | 0 | 0 | 0
PseudoUnit | 0 | 0 | 0 | 0 | 0 | 0
FixedInterchange | 0 | 0 | 0 | 0 | 0 | 0
Levelized Retrofit Capital Costs by Reporting Type: IESO
ReportingType | 2015 | 2020 | 2025 | 2030 | 2035 | 2040
BM | 0 | 0 | 0 | 0 | 0 | 0
CC | 0 | 0 | 0 | 0 | 0 | 0
CSP | 0 | 0 | 0 | 0 | 0 | 0
CT | 0 | 0 | 0 | 0 | 0 | 0
Coal | 0 | 0 | 0 | 0 | 0 | 0
Geo | 0 | 0 | 0 | 0 | 0 | 0
H | 0 | 0 | 0 | 0 | 0 | 0
LFG | 0 | 0 | 0 | 0 | 0 | 0
Nuc | 0 | 0 | 0 | 0 | 0 | 0
PS | 0 | 0 | 0 | 0 | 0 | 0
PV | 0 | 0 | 0 | 0 | 0 | 0
PeakG | 0 | 0 | 0 | 0 | 0 | 0
PeakO | 0 | 0 | 0 | 0 | 0 | 0
ST | 0 | 0 | 0 | 0 | 0 | 0
STOG | 0 | 0 | 0 | 0 | 0 | 0
STWD | 0 | 0 | 0 | 0 | 0 | 0
WT | 0 | 0 | 0 | 0 | 0 | 0
IGCC | 0 | 0 | 0 | 0 | 0 | 0
DemandResponse | 0 | 0 | 0 | 0 | 0 | 0
IGCC-CCS | 0 | 0 | 0 | 0 | 0 | 0
WT_off | 0 | 0 | 0 | 0 | 0 | 0
PseudoUnit | 0 | 0 | 0 | 0 | 0 | 0
FixedInterchange | 0 | 0 | 0 | 0 | 0 | 0
Levelized Retrofit Capital Costs by Reporting Type: MAPP_CA
ReportingType | 2015 | 2020 | 2025 | 2030 | 2035 | 2040
BM | 0 | 0 | 0 | 0 | 0 | 0
CC | 0 | 0 | 0 | 0 | 0 | 0
CSP | 0 | 0 | 0 | 0 | 0 | 0
CT | 0 | 0 | 0 | 0 | 0 | 0
Coal | 0 | 0 | 0 | 0 | 0 | 0
Geo | 0 | 0 | 0 | 0 | 0 | 0
H | 0 | 0 | 0 | 0 | 0 | 0
LFG | 0 | 0 | 0 | 0 | 0 | 0
Nuc | 0 | 0 | 0 | 0 | 0 | 0
PS | 0 | 0 | 0 | 0 | 0 | 0
PV | 0 | 0 | 0 | 0 | 0 | 0
PeakG | 0 | 0 | 0 | 0 | 0 | 0
PeakO | 0 | 0 | 0 | 0 | 0 | 0
ST | 0 | 0 | 0 | 0 | 0 | 0
STOG | 0 | 0 | 0 | 0 | 0 | 0
STWD | 0 | 0 | 0 | 0 | 0 | 0
WT | 0 | 0 | 0 | 0 | 0 | 0
IGCC | 0 | 0 | 0 | 0 | 0 | 0
DemandResponse | 0 | 0 | 0 | 0 | 0 | 0
IGCC-CCS | 0 | 0 | 0 | 0 | 0 | 0
WT_off | 0 | 0 | 0 | 0 | 0 | 0
PseudoUnit | 0 | 0 | 0 | 0 | 0 | 0
FixedInterchange | 0 | 0 | 0 | 0 | 0 | 0
Levelized Retrofit Capital Costs by Reporting Type: AZ_NM_SNV_Coal
ReportingType | 2015 | 2020 | 2025 | 2030 | 2035 | 2040
BM | 0 | 0 | 0 | 0 | 0 | 0
CC | 0 | 0 | 0 | 0 | 0 | 0
CSP | 0 | 0 | 0 | 0 | 0 | 0
CT | 0 | 0 | 0 | 0 | 0 | 0
Coal | 49.67 | 122 | 89.07 | 0 | 0 | 0
Geo | 0 | 0 | 0 | 0 | 0 | 0
H | 0 | 0 | 0 | 0 | 0 | 0
LFG | 0 | 0 | 0 | 0 | 0 | 0
Nuc | 0 | 0 | 0 | 0 | 0 | 0
PS | 0 | 0 | 0 | 0 | 0 | 0
PV | 0 | 0 | 0 | 0 | 0 | 0
PeakG | 0 | 0 | 0 | 0 | 0 | 0
PeakO | 0 | 0 | 0 | 0 | 0 | 0
ST | 0 | 0 | 0 | 0 | 0 | 0
STOG | 0 | 0 | 0 | 0 | 0 | 0
STWD | 0 | 0 | 0 | 0 | 0 | 0
WT | 0 | 0 | 0 | 0 | 0 | 0
IGCC | 0 | 0 | 0 | 0 | 0 | 0
DemandResponse | 0 | 0 | 0 | 0 | 0 | 0
IGCC-CCS | 0 | 0 | 0 | 0 | 0 | 0
WT_off | 0 | 0 | 0 | 0 | 0 | 0
PseudoUnit | 0 | 0 | 0 | 0 | 0 | 0
FixedInterchange | 0 | 0 | 0 | 0 | 0 | 0
Levelized Retrofit Capital Costs by Reporting Type: AZ_NM_SNV_Gas
ReportingType | 2015 | 2020 | 2025 | 2030 | 2035 | 2040
BM | 0 | 0 | 0 | 0 | 0 | 0
CC | 0 | 0 | 0 | 0 | 0 | 0
CSP | 0 | 0 | 0 | 0 | 0 | 0
CT | 0 | 0 | 0 | 0 | 0 | 0
Coal | 0 | 0 | 0 | 0 | 0 | 0
Geo | 0 | 0 | 0 | 0 | 0 | 0
H | 0 | 0 | 0 | 0 | 0 | 0
LFG | 0 | 0 | 0 | 0 | 0 | 0
Nuc | 0 | 0 | 0 | 0 | 0 | 0
PS | 0 | 0 | 0 | 0 | 0 | 0
PV | 0 | 0 | 0 | 0 | 0 | 0
PeakG | 0 | 0 | 0 | 0 | 0 | 0
PeakO | 0 | 0 | 0 | 0 | 0 | 0
ST | 0 | 0 | 0 | 0 | 0 | 0
STOG | 0 | 0 | 0 | 0 | 0 | 0
STWD | 0 | 0 | 0 | 0 | 0 | 0
WT | 0 | 0 | 0 | 0 | 0 | 0
IGCC | 0 | 0 | 0 | 0 | 0 | 0
DemandResponse | 0 | 0 | 0 | 0 | 0 | 0
IGCC-CCS | 0 | 0 | 0 | 0 | 0 | 0
WT_off | 0 | 0 | 0 | 0 | 0 | 0
PseudoUnit | 0 | 0 | 0 | 0 | 0 | 0
FixedInterchange | 0 | 0 | 0 | 0 | 0 | 0
Levelized Retrofit Capital Costs by Reporting Type: AZ_NM_SNV_NucRenew
ReportingType | 2015 | 2020 | 2025 | 2030 | 2035 | 2040
BM | 0 | 0 | 0 | 0 | 0 | 0
CC | 0 | 0 | 0 | 0 | 0 | 0
CSP | 0 | 0 | 0 | 0 | 0 | 0
CT | 0 | 0 | 0 | 0 | 0 | 0
Coal | 0 | 0 | 0 | 0 | 0 | 0
Geo | 0 | 0 | 0 | 0 | 0 | 0
H | 0 | 0 | 0 | 0 | 0 | 0
LFG | 0 | 0 | 0 | 0 | 0 | 0
Nuc | 0 | 0 | 0 | 0 | 0 | 0
PS | 0 | 0 | 0 | 0 | 0 | 0
PV | 0 | 0 | 0 | 0 | 0 | 0
PeakG | 0 | 0 | 0 | 0 | 0 | 0
PeakO | 0 | 0 | 0 | 0 | 0 | 0
ST | 0 | 0 | 0 | 0 | 0 | 0
STOG | 0 | 0 | 0 | 0 | 0 | 0
STWD | 0 | 0 | 0 | 0 | 0 | 0
WT | 0 | 0 | 0 | 0 | 0 | 0
IGCC | 0 | 0 | 0 | 0 | 0 | 0
DemandResponse | 0 | 0 | 0 | 0 | 0 | 0
IGCC-CCS | 0 | 0 | 0 | 0 | 0 | 0
WT_off | 0 | 0 | 0 | 0 | 0 | 0
PseudoUnit | 0 | 0 | 0 | 0 | 0 | 0
FixedInterchange | 0 | 0 | 0 | 0 | 0 | 0
Levelized Retrofit Capital Costs by Reporting Type: ERCOT
ReportingType | 2015 | 2020 | 2025 | 2030 | 2035 | 2040
BM | 0 | 0 | 0 | 0 | 0 | 0
CC | 0 | 0 | 0 | 0 | 0 | 0
CSP | 0 | 0 | 0 | 0 | 0 | 0
CT | 0 | 0 | 0 | 0 | 0 | 0
Coal | 82.51 | 271.76 | 271.76 | 0 | 0 | 0
Geo | 0 | 0 | 0 | 0 | 0 | 0
H | 0 | 0 | 0 | 0 | 0 | 0
LFG | 0 | 0 | 0 | 0 | 0 | 0
Nuc | 0 | 0 | 0 | 0 | 0 | 0
PS | 0 | 0 | 0 | 0 | 0 | 0
PV | 0 | 0 | 0 | 0 | 0 | 0
PeakG | 0 | 0 | 0 | 0 | 0 | 0
PeakO | 0 | 0 | 0 | 0 | 0 | 0
ST | 0 | 0 | 0 | 0 | 0 | 0
STOG | 0 | 0 | 0 | 0 | 0 | 0
STWD | 0 | 0 | 0 | 0 | 0 | 0
WT | 0 | 0 | 0 | 0 | 0 | 0
IGCC | 0 | 0 | 0 | 0 | 0 | 0
DemandResponse | 0 | 0 | 0 | 0 | 0 | 0
IGCC-CCS | 0 | 0 | 0 | 0 | 0 | 0
WT_off | 0 | 0 | 0 | 0 | 0 | 0
PseudoUnit | 0 | 0 | 0 | 0 | 0 | 0
FixedInterchange | 0 | 0 | 0 | 0 | 0 | 0
Levelized Retrofit Capital Costs by Reporting Type: NP15
ReportingType | 2015 | 2020 | 2025 | 2030 | 2035 | 2040
BM | 0 | 0 | 0 | 0 | 0 | 0
CC | 0 | 0 | 0 | 0 | 0 | 0
CSP | 0 | 0 | 0 | 0 | 0 | 0
CT | 0 | 0 | 0 | 0 | 0 | 0
Coal | 0 | 0 | 0 | 0 | 0 | 0
Geo | 0 | 0 | 0 | 0 | 0 | 0
H | 0 | 0 | 0 | 0 | 0 | 0
LFG | 0 | 0 | 0 | 0 | 0 | 0
Nuc | 0 | 0 | 0 | 0 | 0 | 0
PS | 0 | 0 | 0 | 0 | 0 | 0
PV | 0 | 0 | 0 | 0 | 0 | 0
PeakG | 0 | 0 | 0 | 0 | 0 | 0
PeakO | 0 | 0 | 0 | 0 | 0 | 0
ST | 0 | 0 | 0 | 0 | 0 | 0
STOG | 0 | 0 | 0 | 0 | 0 | 0
STWD | 0 | 0 | 0 | 0 | 0 | 0
WT | 0 | 0 | 0 | 0 | 0 | 0
IGCC | 0 | 0 | 0 | 0 | 0 | 0
DemandResponse | 0 | 0 | 0 | 0 | 0 | 0
IGCC-CCS | 0 | 0 | 0 | 0 | 0 | 0
WT_off | 0 | 0 | 0 | 0 | 0 | 0
PseudoUnit | 0 | 0 | 0 | 0 | 0 | 0
FixedInterchange | 0 | 0 | 0 | 0 | 0 | 0
Levelized Retrofit Capital Costs by Reporting Type: NWPP_Coal
ReportingType | 2015 | 2020 | 2025 | 2030 | 2035 | 2040
BM | 0 | 0 | 0 | 0 | 0 | 0
CC | 0 | 0 | 0 | 0 | 0 | 0
CSP | 0 | 0 | 0 | 0 | 0 | 0
CT | 0 | 0 | 0 | 0 | 0 | 0
Coal | 0 | 173.87 | 173.87 | 0 | 0 | 0
Geo | 0 | 0 | 0 | 0 | 0 | 0
H | 0 | 0 | 0 | 0 | 0 | 0
LFG | 0 | 0 | 0 | 0 | 0 | 0
Nuc | 0 | 0 | 0 | 0 | 0 | 0
PS | 0 | 0 | 0 | 0 | 0 | 0
PV | 0 | 0 | 0 | 0 | 0 | 0
PeakG | 0 | 0 | 0 | 0 | 0 | 0
PeakO | 0 | 0 | 0 | 0 | 0 | 0
ST | 0 | 0 | 0 | 0 | 0 | 0
STOG | 0 | 0 | 0 | 0 | 0 | 0
STWD | 0 | 0 | 0 | 0 | 0 | 0
WT | 0 | 0 | 0 | 0 | 0 | 0
IGCC | 0 | 0 | 0 | 0 | 0 | 0
DemandResponse | 0 | 0 | 0 | 0 | 0 | 0
IGCC-CCS | 0 | 0 | 0 | 0 | 0 | 0
WT_off | 0 | 0 | 0 | 0 | 0 | 0
PseudoUnit | 0 | 0 | 0 | 0 | 0 | 0
FixedInterchange | 0 | 0 | 0 | 0 | 0 | 0
Levelized Retrofit Capital Costs by Reporting Type: NWPP_Gas
ReportingType | 2015 | 2020 | 2025 | 2030 | 2035 | 2040
BM | 0 | 0 | 0 | 0 | 0 | 0
CC | 0 | 0 | 0 | 0 | 0 | 0
CSP | 0 | 0 | 0 | 0 | 0 | 0
CT | 0 | 0 | 0 | 0 | 0 | 0
Coal | 0 | 0 | 0 | 0 | 0 | 0
Geo | 0 | 0 | 0 | 0 | 0 | 0
H | 0 | 0 | 0 | 0 | 0 | 0
LFG | 0 | 0 | 0 | 0 | 0 | 0
Nuc | 0 | 0 | 0 | 0 | 0 | 0
PS | 0 | 0 | 0 | 0 | 0 | 0
PV | 0 | 0 | 0 | 0 | 0 | 0
PeakG | 0 | 0 | 0 | 0 | 0 | 0
PeakO | 0 | 0 | 0 | 0 | 0 | 0
ST | 0 | 0 | 0 | 0 | 0 | 0
STOG | 0 | 0 | 0 | 0 | 0 | 0
STWD | 0 | 0 | 0 | 0 | 0 | 0
WT | 0 | 0 | 0 | 0 | 0 | 0
IGCC | 0 | 0 | 0 | 0 | 0 | 0
DemandResponse | 0 | 0 | 0 | 0 | 0 | 0
IGCC-CCS | 0 | 0 | 0 | 0 | 0 | 0
WT_off | 0 | 0 | 0 | 0 | 0 | 0
PseudoUnit | 0 | 0 | 0 | 0 | 0 | 0
FixedInterchange | 0 | 0 | 0 | 0 | 0 | 0
Levelized Retrofit Capital Costs by Reporting Type: NWPP_NucRenew
ReportingType | 2015 | 2020 | 2025 | 2030 | 2035 | 2040
BM | 0 | 0 | 0 | 0 | 0 | 0
CC | 0 | 0 | 0 | 0 | 0 | 0
CSP | 0 | 0 | 0 | 0 | 0 | 0
CT | 0 | 0 | 0 | 0 | 0 | 0
Coal | 0 | 0 | 0 | 0 | 0 | 0
Geo | 0 | 0 | 0 | 0 | 0 | 0
H | 0 | 0 | 0 | 0 | 0 | 0
LFG | 0 | 0 | 0 | 0 | 0 | 0
Nuc | 0 | 0 | 0 | 0 | 0 | 0
PS | 0 | 0 | 0 | 0 | 0 | 0
PV | 0 | 0 | 0 | 0 | 0 | 0
PeakG | 0 | 0 | 0 | 0 | 0 | 0
PeakO | 0 | 0 | 0 | 0 | 0 | 0
ST | 0 | 0 | 0 | 0 | 0 | 0
STOG | 0 | 0 | 0 | 0 | 0 | 0
STWD | 0 | 0 | 0 | 0 | 0 | 0
WT | 0 | 0 | 0 | 0 | 0 | 0
IGCC | 0 | 0 | 0 | 0 | 0 | 0
DemandResponse | 0 | 0 | 0 | 0 | 0 | 0
IGCC-CCS | 0 | 0 | 0 | 0 | 0 | 0
WT_off | 0 | 0 | 0 | 0 | 0 | 0
PseudoUnit | 0 | 0 | 0 | 0 | 0 | 0
FixedInterchange | 0 | 0 | 0 | 0 | 0 | 0
Levelized Retrofit Capital Costs by Reporting Type: RMPA
ReportingType | 2015 | 2020 | 2025 | 2030 | 2035 | 2040
BM | 0 | 0 | 0 | 0 | 0 | 0
CC | 0 | 0 | 0 | 0 | 0 | 0
CSP | 0 | 0 | 0 | 0 | 0 | 0
CT | 0 | 0 | 0 | 0 | 0 | 0
Coal | 29.1 | 91.53 | 91.53 | 0 | 0 | 0
Geo | 0 | 0 | 0 | 0 | 0 | 0
H | 0 | 0 | 0 | 0 | 0 | 0
LFG | 0 | 0 | 0 | 0 | 0 | 0
Nuc | 0 | 0 | 0 | 0 | 0 | 0
PS | 0 | 0 | 0 | 0 | 0 | 0
PV | 0 | 0 | 0 | 0 | 0 | 0
PeakG | 0 | 0 | 0 | 0 | 0 | 0
PeakO | 0 | 0 | 0 | 0 | 0 | 0
ST | 0 | 0 | 0 | 0 | 0 | 0
STOG | 0 | 0 | 0 | 0 | 0 | 0
STWD | 0 | 0 | 0 | 0 | 0 | 0
WT | 0 | 0 | 0 | 0 | 0 | 0
IGCC | 0 | 0 | 0 | 0 | 0 | 0
DemandResponse | 0 | 0 | 0 | 0 | 0 | 0
IGCC-CCS | 0 | 0 | 0 | 0 | 0 | 0
WT_off | 0 | 0 | 0 | 0 | 0 | 0
PseudoUnit | 0 | 0 | 0 | 0 | 0 | 0
FixedInterchange | 0 | 0 | 0 | 0 | 0 | 0
Levelized Retrofit Capital Costs by Reporting Type: SP15
ReportingType | 2015 | 2020 | 2025 | 2030 | 2035 | 2040
BM | 0 | 0 | 0 | 0 | 0 | 0
CC | 0 | 0 | 0 | 0 | 0 | 0
CSP | 0 | 0 | 0 | 0 | 0 | 0
CT | 0 | 0 | 0 | 0 | 0 | 0
Coal | 0 | 2.92 | 2.92 | 0 | 0 | 0
Geo | 0 | 0 | 0 | 0 | 0 | 0
H | 0 | 0 | 0 | 0 | 0 | 0
LFG | 0 | 0 | 0 | 0 | 0 | 0
Nuc | 0 | 0 | 0 | 0 | 0 | 0
PS | 0 | 0 | 0 | 0 | 0 | 0
PV | 0 | 0 | 0 | 0 | 0 | 0
PeakG | 0 | 0 | 0 | 0 | 0 | 0
PeakO | 0 | 0 | 0 | 0 | 0 | 0
ST | 0 | 0 | 0 | 0 | 0 | 0
STOG | 0 | 0 | 0 | 0 | 0 | 0
STWD | 0 | 0 | 0 | 0 | 0 | 0
WT | 0 | 0 | 0 | 0 | 0 | 0
IGCC | 0 | 0 | 0 | 0 | 0 | 0
DemandResponse | 0 | 0 | 0 | 0 | 0 | 0
IGCC-CCS | 0 | 0 | 0 | 0 | 0 | 0
WT_off | 0 | 0 | 0 | 0 | 0 | 0
PseudoUnit | 0 | 0 | 0 | 0 | 0 | 0
FixedInterchange | 0 | 0 | 0 | 0 | 0 | 0
Levelized Retrofit Capital Costs by Reporting Type: ALB
ReportingType | 2015 | 2020 | 2025 | 2030 | 2035 | 2040
BM | 0 | 0 | 0 | 0 | 0 | 0
CC | 0 | 0 | 0 | 0 | 0 | 0
CSP | 0 | 0 | 0 | 0 | 0 | 0
CT | 0 | 0 | 0 | 0 | 0 | 0
Coal | 0 | 0 | 0 | 0 | 0 | 0
Geo | 0 | 0 | 0 | 0 | 0 | 0
H | 0 | 0 | 0 | 0 | 0 | 0
LFG | 0 | 0 | 0 | 0 | 0 | 0
Nuc | 0 | 0 | 0 | 0 | 0 | 0
PS | 0 | 0 | 0 | 0 | 0 | 0
PV | 0 | 0 | 0 | 0 | 0 | 0
PeakG | 0 | 0 | 0 | 0 | 0 | 0
PeakO | 0 | 0 | 0 | 0 | 0 | 0
ST | 0 | 0 | 0 | 0 | 0 | 0
STOG | 0 | 0 | 0 | 0 | 0 | 0
STWD | 0 | 0 | 0 | 0 | 0 | 0
WT | 0 | 0 | 0 | 0 | 0 | 0
IGCC | 0 | 0 | 0 | 0 | 0 | 0
DemandResponse | 0 | 0 | 0 | 0 | 0 | 0
IGCC-CCS | 0 | 0 | 0 | 0 | 0 | 0
WT_off | 0 | 0 | 0 | 0 | 0 | 0
PseudoUnit | 0 | 0 | 0 | 0 | 0 | 0
FixedInterchange | 0 | 0 | 0 | 0 | 0 | 0
Levelized Retrofit Capital Costs by Reporting Type: BC
ReportingType | 2015 | 2020 | 2025 | 2030 | 2035 | 2040
BM | 0 | 0 | 0 | 0 | 0 | 0
CC | 0 | 0 | 0 | 0 | 0 | 0
CSP | 0 | 0 | 0 | 0 | 0 | 0
CT | 0 | 0 | 0 | 0 | 0 | 0
Coal | 0 | 0 | 0 | 0 | 0 | 0
Geo | 0 | 0 | 0 | 0 | 0 | 0
H | 0 | 0 | 0 | 0 | 0 | 0
LFG | 0 | 0 | 0 | 0 | 0 | 0
Nuc | 0 | 0 | 0 | 0 | 0 | 0
PS | 0 | 0 | 0 | 0 | 0 | 0
PV | 0 | 0 | 0 | 0 | 0 | 0
PeakG | 0 | 0 | 0 | 0 | 0 | 0
PeakO | 0 | 0 | 0 | 0 | 0 | 0
ST | 0 | 0 | 0 | 0 | 0 | 0
STOG | 0 | 0 | 0 | 0 | 0 | 0
STWD | 0 | 0 | 0 | 0 | 0 | 0
WT | 0 | 0 | 0 | 0 | 0 | 0
IGCC | 0 | 0 | 0 | 0 | 0 | 0
DemandResponse | 0 | 0 | 0 | 0 | 0 | 0
IGCC-CCS | 0 | 0 | 0 | 0 | 0 | 0
WT_off | 0 | 0 | 0 | 0 | 0 | 0
PseudoUnit | 0 | 0 | 0 | 0 | 0 | 0
FixedInterchange | 0 | 0 | 0 | 0 | 0 | 0
Levelized Retrofit Capital Costs by Reporting Type: HQ_IESO
ReportingType | 2015 | 2020 | 2025 | 2030 | 2035 | 2040
BM | 0 | 0 | 0 | 0 | 0 | 0
CC | 0 | 0 | 0 | 0 | 0 | 0
CSP | 0 | 0 | 0 | 0 | 0 | 0
CT | 0 | 0 | 0 | 0 | 0 | 0
Coal | 0 | 0 | 0 | 0 | 0 | 0
Geo | 0 | 0 | 0 | 0 | 0 | 0
H | 0 | 0 | 0 | 0 | 0 | 0
LFG | 0 | 0 | 0 | 0 | 0 | 0
Nuc | 0 | 0 | 0 | 0 | 0 | 0
PS | 0 | 0 | 0 | 0 | 0 | 0
PV | 0 | 0 | 0 | 0 | 0 | 0
PeakG | 0 | 0 | 0 | 0 | 0 | 0
PeakO | 0 | 0 | 0 | 0 | 0 | 0
ST | 0 | 0 | 0 | 0 | 0 | 0
STOG | 0 | 0 | 0 | 0 | 0 | 0
STWD | 0 | 0 | 0 | 0 | 0 | 0
WT | 0 | 0 | 0 | 0 | 0 | 0
IGCC | 0 | 0 | 0 | 0 | 0 | 0
DemandResponse | 0 | 0 | 0 | 0 | 0 | 0
IGCC-CCS | 0 | 0 | 0 | 0 | 0 | 0
WT_off | 0 | 0 | 0 | 0 | 0 | 0
PseudoUnit | 0 | 0 | 0 | 0 | 0 | 0
FixedInterchange | 0 | 0 | 0 | 0 | 0 | 0
Levelized Retrofit Capital Costs by Reporting Type: HQ_NEISO
ReportingType | 2015 | 2020 | 2025 | 2030 | 2035 | 2040
BM | 0 | 0 | 0 | 0 | 0 | 0
CC | 0 | 0 | 0 | 0 | 0 | 0
CSP | 0 | 0 | 0 | 0 | 0 | 0
CT | 0 | 0 | 0 | 0 | 0 | 0
Coal | 0 | 0 | 0 | 0 | 0 | 0
Geo | 0 | 0 | 0 | 0 | 0 | 0
H | 0 | 0 | 0 | 0 | 0 | 0
LFG | 0 | 0 | 0 | 0 | 0 | 0
Nuc | 0 | 0 | 0 | 0 | 0 | 0
PS | 0 | 0 | 0 | 0 | 0 | 0
PV | 0 | 0 | 0 | 0 | 0 | 0
PeakG | 0 | 0 | 0 | 0 | 0 | 0
PeakO | 0 | 0 | 0 | 0 | 0 | 0
ST | 0 | 0 | 0 | 0 | 0 | 0
STOG | 0 | 0 | 0 | 0 | 0 | 0
STWD | 0 | 0 | 0 | 0 | 0 | 0
WT | 0 | 0 | 0 | 0 | 0 | 0
IGCC | 0 | 0 | 0 | 0 | 0 | 0
DemandResponse | 0 | 0 | 0 | 0 | 0 | 0
IGCC-CCS | 0 | 0 | 0 | 0 | 0 | 0
WT_off | 0 | 0 | 0 | 0 | 0 | 0
PseudoUnit | 0 | 0 | 0 | 0 | 0 | 0
FixedInterchange | 0 | 0 | 0 | 0 | 0 | 0
Levelized Retrofit Capital Costs by Reporting Type: HQ_NY
ReportingType | 2015 | 2020 | 2025 | 2030 | 2035 | 2040
BM | 0 | 0 | 0 | 0 | 0 | 0
CC | 0 | 0 | 0 | 0 | 0 | 0
CSP | 0 | 0 | 0 | 0 | 0 | 0
CT | 0 | 0 | 0 | 0 | 0 | 0
Coal | 0 | 0 | 0 | 0 | 0 | 0
Geo | 0 | 0 | 0 | 0 | 0 | 0
H | 0 | 0 | 0 | 0 | 0 | 0
LFG | 0 | 0 | 0 | 0 | 0 | 0
Nuc | 0 | 0 | 0 | 0 | 0 | 0
PS | 0 | 0 | 0 | 0 | 0 | 0
PV | 0 | 0 | 0 | 0 | 0 | 0
PeakG | 0 | 0 | 0 | 0 | 0 | 0
PeakO | 0 | 0 | 0 | 0 | 0 | 0
ST | 0 | 0 | 0 | 0 | 0 | 0
STOG | 0 | 0 | 0 | 0 | 0 | 0
STWD | 0 | 0 | 0 | 0 | 0 | 0
WT | 0 | 0 | 0 | 0 | 0 | 0
IGCC | 0 | 0 | 0 | 0 | 0 | 0
DemandResponse | 0 | 0 | 0 | 0 | 0 | 0
IGCC-CCS | 0 | 0 | 0 | 0 | 0 | 0
WT_off | 0 | 0 | 0 | 0 | 0 | 0
PseudoUnit | 0 | 0 | 0 | 0 | 0 | 0
FixedInterchange | 0 | 0 | 0 | 0 | 0 | 0
Levelized Retrofit Capital Costs by Reporting Type: MARITIMES
ReportingType | 2015 | 2020 | 2025 | 2030 | 2035 | 2040
BM | 0 | 0 | 0 | 0 | 0 | 0
CC | 0 | 0 | 0 | 0 | 0 | 0
CSP | 0 | 0 | 0 | 0 | 0 | 0
CT | 0 | 0 | 0 | 0 | 0 | 0
Coal | 0 | 0 | 0 | 0 | 0 | 0
Geo | 0 | 0 | 0 | 0 | 0 | 0
H | 0 | 0 | 0 | 0 | 0 | 0
LFG | 0 | 0 | 0 | 0 | 0 | 0
Nuc | 0 | 0 | 0 | 0 | 0 | 0
PS | 0 | 0 | 0 | 0 | 0 | 0
PV | 0 | 0 | 0 | 0 | 0 | 0
PeakG | 0 | 0 | 0 | 0 | 0 | 0
PeakO | 0 | 0 | 0 | 0 | 0 | 0
ST | 0 | 0 | 0 | 0 | 0 | 0
STOG | 0 | 0 | 0 | 0 | 0 | 0
STWD | 0 | 0 | 0 | 0 | 0 | 0
WT | 0 | 0 | 0 | 0 | 0 | 0
IGCC | 0 | 0 | 0 | 0 | 0 | 0
DemandResponse | 0 | 0 | 0 | 0 | 0 | 0
IGCC-CCS | 0 | 0 | 0 | 0 | 0 | 0
WT_off | 0 | 0 | 0 | 0 | 0 | 0
PseudoUnit | 0 | 0 | 0 | 0 | 0 | 0
FixedInterchange | 0 | 0 | 0 | 0 | 0 | 0
Levelized Retrofit Capital Costs by Reporting Type: All
ReportingType | 2015 | 2020 | 2025 | 2030 | 2035 | 2040
BM | 0 | 0 | 0 | 0 | 0 | 0
CC | 0 | 0 | 0 | 0 | 0 | 0
CSP | 0 | 0 | 0 | 0 | 0 | 0
CT | 0 | 0 | 0 | 0 | 0 | 0
Coal | 1184.41 | 5465.64 | 4631.96 | 0 | 0 | 0
Geo | 0 | 0 | 0 | 0 | 0 | 0
H | 0 | 0 | 0 | 0 | 0 | 0
LFG | 0 | 0 | 0 | 0 | 0 | 0
Nuc | 0 | 0 | 0 | 0 | 0 | 0
PS | 0 | 0 | 0 | 0 | 0 | 0
PV | 0 | 0 | 0 | 0 | 0 | 0
PeakG | 0 | 0 | 0 | 0 | 0 | 0
PeakO | 0 | 0 | 0 | 0 | 0 | 0
ST | 0 | 0 | 0 | 0 | 0 | 0
STOG | 0 | 0 | 0 | 0 | 0 | 0
STWD | 0 | 0 | 0 | 0 | 0 | 0
WT | 0 | 0 | 0 | 0 | 0 | 0
IGCC | 0 | 0 | 0 | 0 | 0 | 0
DemandResponse | 0 | 0 | 0 | 0 | 0 | 0
IGCC-CCS | 0 | 0 | 0 | 0 | 0 | 0
WT_off | 0 | 0 | 0 | 0 | 0 | 0
PseudoUnit | 0 | 0 | 0 | 0 | 0 | 0
FixedInterchange | 0 | 0 | 0 | 0 | 0 | 0
Levelized Retrofit Capital Costs by Reporting Type: EI_US
ReportingType | 2015 | 2020 | 2025 | 2030 | 2035 | 2040
BM | 0 | 0 | 0 | 0 | 0 | 0
CC | 0 | 0 | 0 | 0 | 0 | 0
CSP | 0 | 0 | 0 | 0 | 0 | 0
CT | 0 | 0 | 0 | 0 | 0 | 0
Coal | 1023.13 | 4803.55 | 4002.81 | 0 | 0 | 0
Geo | 0 | 0 | 0 | 0 | 0 | 0
H | 0 | 0 | 0 | 0 | 0 | 0
LFG | 0 | 0 | 0 | 0 | 0 | 0
Nuc | 0 | 0 | 0 | 0 | 0 | 0
PS | 0 | 0 | 0 | 0 | 0 | 0
PV | 0 | 0 | 0 | 0 | 0 | 0
PeakG | 0 | 0 | 0 | 0 | 0 | 0
PeakO | 0 | 0 | 0 | 0 | 0 | 0
ST | 0 | 0 | 0 | 0 | 0 | 0
STOG | 0 | 0 | 0 | 0 | 0 | 0
STWD | 0 | 0 | 0 | 0 | 0 | 0
WT | 0 | 0 | 0 | 0 | 0 | 0
IGCC | 0 | 0 | 0 | 0 | 0 | 0
DemandResponse | 0 | 0 | 0 | 0 | 0 | 0
IGCC-CCS | 0 | 0 | 0 | 0 | 0 | 0
WT_off | 0 | 0 | 0 | 0 | 0 | 0
PseudoUnit | 0 | 0 | 0 | 0 | 0 | 0
FixedInterchange | 0 | 0 | 0 | 0 | 0 | 0
Levelized Retrofit Capital Costs by Reporting Type: EI_Canada
ReportingType | 2015 | 2020 | 2025 | 2030 | 2035 | 2040
BM | 0 | 0 | 0 | 0 | 0 | 0
CC | 0 | 0 | 0 | 0 | 0 | 0
CSP | 0 | 0 | 0 | 0 | 0 | 0
CT | 0 | 0 | 0 | 0 | 0 | 0
Coal | 0 | 0 | 0 | 0 | 0 | 0
Geo | 0 | 0 | 0 | 0 | 0 | 0
H | 0 | 0 | 0 | 0 | 0 | 0
LFG | 0 | 0 | 0 | 0 | 0 | 0
Nuc | 0 | 0 | 0 | 0 | 0 | 0
PS | 0 | 0 | 0 | 0 | 0 | 0
PV | 0 | 0 | 0 | 0 | 0 | 0
PeakG | 0 | 0 | 0 | 0 | 0 | 0
PeakO | 0 | 0 | 0 | 0 | 0 | 0
ST | 0 | 0 | 0 | 0 | 0 | 0
STOG | 0 | 0 | 0 | 0 | 0 | 0
STWD | 0 | 0 | 0 | 0 | 0 | 0
WT | 0 | 0 | 0 | 0 | 0 | 0
IGCC | 0 | 0 | 0 | 0 | 0 | 0
DemandResponse | 0 | 0 | 0 | 0 | 0 | 0
IGCC-CCS | 0 | 0 | 0 | 0 | 0 | 0
WT_off | 0 | 0 | 0 | 0 | 0 | 0
PseudoUnit | 0 | 0 | 0 | 0 | 0 | 0
FixedInterchange | 0 | 0 | 0 | 0 | 0 | 0
Levelized Retrofit Capital Costs by Reporting Type: EI
ReportingType | 2015 | 2020 | 2025 | 2030 | 2035 | 2040
BM | 0 | 0 | 0 | 0 | 0 | 0
CC | 0 | 0 | 0 | 0 | 0 | 0
CSP | 0 | 0 | 0 | 0 | 0 | 0
CT | 0 | 0 | 0 | 0 | 0 | 0
Coal | 1023.13 | 4803.55 | 4002.81 | 0 | 0 | 0
Geo | 0 | 0 | 0 | 0 | 0 | 0
H | 0 | 0 | 0 | 0 | 0 | 0
LFG | 0 | 0 | 0 | 0 | 0 | 0
Nuc | 0 | 0 | 0 | 0 | 0 | 0
PS | 0 | 0 | 0 | 0 | 0 | 0
PV | 0 | 0 | 0 | 0 | 0 | 0
PeakG | 0 | 0 | 0 | 0 | 0 | 0
PeakO | 0 | 0 | 0 | 0 | 0 | 0
ST | 0 | 0 | 0 | 0 | 0 | 0
STOG | 0 | 0 | 0 | 0 | 0 | 0
STWD | 0 | 0 | 0 | 0 | 0 | 0
WT | 0 | 0 | 0 | 0 | 0 | 0
IGCC | 0 | 0 | 0 | 0 | 0 | 0
DemandResponse | 0 | 0 | 0 | 0 | 0 | 0
IGCC-CCS | 0 | 0 | 0 | 0 | 0 | 0
WT_off | 0 | 0 | 0 | 0 | 0 | 0
PseudoUnit | 0 | 0 | 0 | 0 | 0 | 0
FixedInterchange | 0 | 0 | 0 | 0 | 0 | 0
Levelized Retrofit Capital Costs by Reporting Type: Outside_EI
ReportingType | 2015 | 2020 | 2025 | 2030 | 2035 | 2040
BM | 0 | 0 | 0 | 0 | 0 | 0
CC | 0 | 0 | 0 | 0 | 0 | 0
CSP | 0 | 0 | 0 | 0 | 0 | 0
CT | 0 | 0 | 0 | 0 | 0 | 0
Coal | 161.28 | 662.09 | 629.15 | 0 | 0 | 0
Geo | 0 | 0 | 0 | 0 | 0 | 0
H | 0 | 0 | 0 | 0 | 0 | 0
LFG | 0 | 0 | 0 | 0 | 0 | 0
Nuc | 0 | 0 | 0 | 0 | 0 | 0
PS | 0 | 0 | 0 | 0 | 0 | 0
PV | 0 | 0 | 0 | 0 | 0 | 0
PeakG | 0 | 0 | 0 | 0 | 0 | 0
PeakO | 0 | 0 | 0 | 0 | 0 | 0
ST | 0 | 0 | 0 | 0 | 0 | 0
STOG | 0 | 0 | 0 | 0 | 0 | 0
STWD | 0 | 0 | 0 | 0 | 0 | 0
WT | 0 | 0 | 0 | 0 | 0 | 0
IGCC | 0 | 0 | 0 | 0 | 0 | 0
DemandResponse | 0 | 0 | 0 | 0 | 0 | 0
IGCC-CCS | 0 | 0 | 0 | 0 | 0 | 0
WT_off | 0 | 0 | 0 | 0 | 0 | 0
PseudoUnit | 0 | 0 | 0 | 0 | 0 | 0
FixedInterchange | 0 | 0 | 0 | 0 | 0 | 0
#14 | Total Costs ($million)
Total Costs by Reporting Type: Entergy
ReportingType | 2015 | 2020 | 2025 | 2030 | 2035 | 2040
BM | 0 | 0 | 0 | 0 | 0 | 0
CC | 3185.1 | 4175.31 | 2552.9 | 1792.9 | 2566.72 | 3977.19
CSP | 0 | 0 | 0 | 0 | 0 | 0
CT | 0 | 0 | 78.2 | 287.87 | 301.04 | 319.59
Coal | 2464.98 | 2794.42 | 2613.56 | 2254.55 | 2623.75 | 3247.36
Geo | 0 | 0 | 0 | 0 | 0 | 0
H | 10.6 | 10.6 | 10.6 | 384.77 | 391.98 | 391.98
LFG | 0.97 | 0.97 | 43.07 | 43.07 | 43.07 | 43.07
Nuc | 1262.64 | 1285.77 | 1294.03 | 1301.93 | 1099.75 | 1464.17
PS | 1.4 | 1.4 | 1.4 | 1.4 | 1.4 | 1.4
PV | 0.15 | 34.07 | 53.54 | 57.9 | 62.65 | 34.65
PeakG | 47.54 | 69.98 | 49.29 | 63.1 | 67 | 67
PeakO | 4.42 | 5.87 | 5.08 | 5.22 | 5.22 | 5.22
ST | 0 | 0 | 0 | 0 | 0 | 0
STOG | 341.79 | 419.9 | 366.14 | 373.24 | 427 | 524.09
STWD | 6.6 | 20.48 | 18.73 | 25.48 | 63.61 | 85.19
WT | 3.67 | 3.67 | 3.67 | 32.01 | 683.94 | 683.94
IGCC | 0 | 0 | 0 | 0 | 0 | 0
DemandResponse | 0 | 0 | 0 | 0 | 0 | 0
IGCC-CCS | 0 | 0 | 0 | 0 | 0 | 0
WT_off | 0 | 0 | 0 | 0 | 0 | 0
PseudoUnit | 0 | 0 | 0 | 0 | 0 | 0
FixedInterchange | 0 | 0 | 0 | 0 | 0 | 0
Total Costs by Reporting Type: FRCC
ReportingType | 2015 | 2020 | 2025 | 2030 | 2035 | 2040
BM | 0 | 0 | 0 | 0 | 0 | 0
CC | 7725.98 | 10499.41 | 12405.57 | 14636.99 | 21348.92 | 27686.37
CSP | 0 | 0 | 0 | 0 | 0 | 0
CT | 250.22 | 281 | 287.7 | 282.12 | 54.04 | 39.84
Coal | 2951.75 | 2850.49 | 3060.04 | 3047.69 | 3128.26 | 3231.8
Geo | 0 | 0 | 0 | 0 | 0 | 0
H | 0.78 | 0.78 | 0.78 | 0.78 | 0.78 | 0.78
LFG | 58.68 | 58.68 | 137.08 | 137.08 | 137.08 | 137.08
Nuc | 960.37 | 1000.19 | 984.15 | 990.13 | 1182.7 | 448.91
PS | 0 | 0 | 0 | 0 | 0 | 0
PV | 0.75 | 0.75 | 0.75 | 0.75 | 0.75 | 0.75
PeakG | 177.04 | 244.97 | 194.27 | 237.37 | 216.18 | 213.91
PeakO | 64.61 | 83.43 | 68.43 | 68.43 | 68.43 | 68.43
ST | 0 | 0 | 0 | 0 | 0 | 0
STOG | 705 | 702.34 | 637.22 | 637.46 | 593.75 | 539.37
STWD | 6.25 | 111.9 | 110.46 | 110.46 | 110.46 | 110.46
WT | 0 | 0 | 0 | 0 | 0 | 0
IGCC | 0 | 0 | 0 | 0 | 0 | 0
DemandResponse | 0 | 0 | 0 | 0 | 0 | 0
IGCC-CCS | 0 | 0 | 0 | 0 | 0 | 0
WT_off | 0 | 0 | 0 | 0 | 0 | 0
PseudoUnit | 0 | 0 | 0 | 0 | 0 | 0
FixedInterchange | 0 | 0 | 0 | 0 | 0 | 0
Total Costs by Reporting Type: MAPP_US
ReportingType | 2015 | 2020 | 2025 | 2030 | 2035 | 2040
BM | 0 | 0 | 0 | 0 | 0 | 0
CC | 19.27 | 20.76 | 16.87 | 17.43 | 19.26 | 21.73
CSP | 0 | 0 | 0 | 0 | 0 | 0
CT | 27.96 | 27.96 | 28.16 | 76.47 | 149.76 | 224.85
Coal | 724.34 | 675.02 | 613.14 | 435.04 | 509.77 | 573.61
Geo | 3.95 | 3.95 | 3.95 | 3.95 | 3.95 | 3.95
H | 31.14 | 31.14 | 31.14 | 31.14 | 31.14 | 31.14
LFG | 0.24 | 0.24 | 0.24 | 28.15 | 28.15 | 28.15
Nuc | 0.01 | 0.01 | 0.01 | 0.01 | 0.01 | 0.01
PS | 0 | 0 | 0 | 0 | 0 | 0
PV | 0 | 0 | 0 | 0 | 0 | 0
PeakG | 13.68 | 19.67 | 15.81 | 16.07 | 18.48 | 25.48
PeakO | 9.49 | 12.94 | 10.37 | 10.37 | 10.37 | 10.37
ST | 0 | 0 | 0 | 0 | 0 | 0
STOG | 0 | 0 | 0 | 0 | 0 | 0
STWD | 0 | 0 | 0 | 0 | 0 | 0
WT | 178.2 | 971.01 | 1878.14 | 2851.3 | 3285.35 | 2944.89
IGCC | 0 | 0 | 0 | 0 | 0 | 0
DemandResponse | 0 | 0 | 0 | 0 | 0 | 0
IGCC-CCS | 0 | 0 | 0 | 0 | 0 | 0
WT_off | 0 | 0 | 0 | 0 | 0 | 0
PseudoUnit | 0 | 0 | 0 | 0 | 0 | 0
FixedInterchange | 0 | 0 | 0 | 0 | 0 | 0
Total Costs by Reporting Type: MISO_IN
ReportingType | 2015 | 2020 | 2025 | 2030 | 2035 | 2040
BM | 0 | 0 | 0 | 0 | 0 | 0
CC | 194.6 | 1441.94 | 1211.4 | 1240.56 | 1072.24 | 1069.51
CSP | 0 | 0 | 0 | 0 | 0 | 0
CT | 0 | 0 | 0 | 0 | 0 | 0
Coal | 3625.38 | 4159.88 | 4133.16 | 4246.24 | 4526.4 | 4874.93
Geo | 0 | 0 | 0 | 0 | 0 | 0
H | 1.07 | 1.07 | 1.07 | 1.07 | 1.07 | 1.07
LFG | 4.47 | 4.47 | 36.74 | 36.74 | 36.74 | 36.74
Nuc | 0.01 | 0.01 | 0.01 | 0.01 | 0.01 | 0.01
PS | 0 | 0 | 0 | 0 | 0 | 0
PV | 0 | 131.07 | 216.61 | 227.33 | 248.36 | 143.23
PeakG | 52.35 | 78.61 | 56.63 | 76.8 | 80.68 | 86.4
PeakO | 10.59 | 13.5 | 10.82 | 10.82 | 10.82 | 10.82
ST | 0 | 0 | 0 | 0 | 0 | 0
STOG | 13.82 | 20.73 | 19.06 | 19.49 | 20.37 | 27.96
STWD | 0 | 0 | 0 | 0 | 0 | 0
WT | 18.33 | 18.33 | 18.33 | 18.33 | 2325.98 | 3961.49
IGCC | 366.73 | 367.16 | 368.4 | 373.98 | 375.64 | 380.95
DemandResponse | 0 | 0 | 0 | 0 | 0 | 0
IGCC-CCS | 0 | 0 | 0 | 0 | 0 | 0
WT_off | 0 | 0 | 0 | 0 | 0 | 0
PseudoUnit | 0 | 0 | 0 | 0 | 0 | 0
FixedInterchange | 0 | 0 | 0 | 0 | 0 | 0
Total Costs by Reporting Type: MISO_MI
ReportingType | 2015 | 2020 | 2025 | 2030 | 2035 | 2040
BM | 0 | 0 | 0 | 0 | 0 | 0
CC | 495.8 | 901.83 | 730.92 | 702.33 | 1811.45 | 2666.71
CSP | 0 | 0 | 0 | 0 | 0 | 0
CT | 0 | 0 | 0 | 0 | 0 | 154.73
Coal | 2660.12 | 2581.68 | 2445.89 | 2329 | 2483.25 | 2640.83
Geo | 0 | 0 | 0 | 0 | 0 | 0
H | 2.01 | 2.01 | 2.01 | 2.01 | 2.01 | 2.01
LFG | 19.68 | 51.15 | 86.27 | 86.27 | 86.27 | 63.96
Nuc | 449.71 | 452.56 | 461.47 | 464.43 | 273.15 | 529.13
PS | 44.44 | 44.44 | 44.44 | 44.44 | 44.44 | 44.44
PV | 0 | 0 | 0 | 0 | 0 | 0
PeakG | 62.19 | 94.18 | 78.8 | 93.2 | 91.83 | 93.97
PeakO | 15.67 | 19.97 | 16.01 | 16.01 | 16.01 | 16.01
ST | 0 | 0 | 0 | 0 | 0 | 0
STOG | 136.1 | 198.06 | 193.21 | 197.85 | 206.9 | 217.43
STWD | 16.63 | 96.67 | 95.46 | 95.46 | 95.46 | 95.46
WT | 642 | 826.55 | 908.74 | 1046.15 | 602.94 | 604.17
IGCC | 0 | 0 | 0 | 0 | 0 | 0
DemandResponse | 0 | 0 | 0 | 0 | 0 | 0
IGCC-CCS | 0 | 0 | 0 | 0 | 0 | 0
WT_off | 0 | 0 | 0 | 0 | 0 | 0
PseudoUnit | 0 | 0 | 0 | 0 | 0 | 0
FixedInterchange | 0 | 0 | 0 | 0 | 0 | 0
Total Costs by Reporting Type: MISO_MO-IL
ReportingType | 2015 | 2020 | 2025 | 2030 | 2035 | 2040
BM | 0 | 0 | 0 | 0 | 0 | 0
CC | 129.36 | 228.68 | 153.34 | 90.86 | 101.74 | 102.48
CSP | 0 | 0 | 0 | 0 | 0 | 0
CT | 0 | 0 | 0 | 0 | 0 | 0
Coal | 4518.78 | 4426.32 | 4391.88 | 3946.45 | 4661.51 | 5017.24
Geo | 0 | 0 | 0 | 0 | 0 | 0
H | 5.01 | 106.17 | 106.17 | 106.17 | 106.17 | 106.17
LFG | 2.17 | 2.17 | 14.85 | 94.6 | 94.6 | 94.6
Nuc | 493.74 | 512.79 | 521.93 | 524.97 | 524.97 | 524.97
PS | 10.45 | 10.45 | 10.45 | 10.45 | 10.45 | 10.45
PV | 0 | 0 | 0 | 0 | 0 | 0
PeakG | 95.29 | 142.21 | 136.6 | 129.38 | 145.24 | 184.82
PeakO | 21.48 | 28.65 | 22.96 | 22.96 | 22.96 | 22.96
ST | 0 | 0 | 0 | 0 | 0 | 0
STOG | 29.25 | 37.45 | 33.57 | 30.42 | 35.06 | 31.52
STWD | 0 | 0 | 0 | 0 | 0 | 0
WT | 109.19 | 109.19 | 109.19 | 1785.99 | 2127.94 | 4165.02
IGCC | 0 | 0 | 0 | 0 | 0 | 0
DemandResponse | 0 | 0 | 0 | 0 | 0 | 0
IGCC-CCS | 0 | 0 | 0 | 0 | 0 | 0
WT_off | 0 | 0 | 0 | 0 | 0 | 0
PseudoUnit | 0 | 0 | 0 | 0 | 0 | 0
FixedInterchange | 0 | 0 | 0 | 0 | 0 | 0
Total Costs by Reporting Type: MISO_W
ReportingType | 2015 | 2020 | 2025 | 2030 | 2035 | 2040
BM | 0 | 0 | 0 | 0 | 0 | 0
CC | 422.09 | 557.7 | 380.54 | 230.75 | 266.56 | 287.64
CSP | 0 | 0 | 0 | 0 | 0 | 0
CT | 0 | 0 | 0 | 0 | 0 | 0
Coal | 3255.83 | 3274.14 | 3264.27 | 2354.47 | 2633.76 | 3064.22
Geo | 0 | 0 | 0 | 0 | 0 | 0
H | 7.08 | 7.08 | 7.08 | 7.08 | 7.08 | 7.08
LFG | 24.75 | 24.75 | 54.27 | 54.27 | 54.27 | 54.27
Nuc | 539.99 | 543.1 | 552.83 | 814.83 | 0.05 | 0.05
PS | 0 | 0 | 0 | 0 | 0 | 0
PV | 0 | 0 | 0 | 0 | 0 | 0
PeakG | 92.7 | 130.22 | 96.14 | 105.17 | 111.69 | 115.82
PeakO | 56.38 | 79.08 | 64.57 | 64.57 | 64.57 | 64.57
ST | 0 | 0 | 0 | 0 | 0 | 0
STOG | 7.9 | 9.32 | 7.99 | 7.67 | 7.77 | 7.68
STWD | 10.03 | 180.6 | 58.21 | 93.08 | 93.08 | 93.08
WT | 1122.01 | 1122.01 | 1837.54 | 13283.27 | 13844.92 | 15063.8
IGCC | 0 | 0 | 0 | 0 | 0 | 0
DemandResponse | 0 | 0 | 0 | 0 | 0 | 0
IGCC-CCS | 0 | 0 | 0 | 0 | 0 | 0
WT_off | 0 | 0 | 0 | 0 | 0 | 0
PseudoUnit | 0 | 0 | 0 | 0 | 0 | 0
FixedInterchange | 0 | 0 | 0 | 0 | 0 | 0
Total Costs by Reporting Type: MISO_WUMS
ReportingType | 2015 | 2020 | 2025 | 2030 | 2035 | 2040
BM | 0 | 0 | 0 | 0 | 0 | 0
CC | 502.16 | 1785.47 | 1606.17 | 1048.29 | 1626.27 | 1391.64
CSP | 0 | 0 | 0 | 0 | 0 | 0
CT | 0 | 841.33 | 1666.47 | 2344.45 | 3784.97 | 3762.08
Coal | 1831.19 | 1684.98 | 1480.84 | 1404.5 | 1797.1 | 1922.77
Geo | 0 | 0 | 0 | 0 | 0 | 0
H | 4.79 | 5.15 | 5.15 | 5.15 | 5.15 | 5.15
LFG | 8.57 | 8.57 | 97.64 | 97.64 | 97.64 | 97.64
Nuc | 419.03 | 444.73 | 429.21 | 737.97 | 0.05 | 0.05
PS | 0 | 0 | 0 | 0 | 0 | 0
PV | 0 | 0 | 0 | 0 | 0 | 0
PeakG | 57.24 | 81.65 | 65.08 | 77.65 | 77.65 | 77.65
PeakO | 13.52 | 17.78 | 14.69 | 14.69 | 14.69 | 14.69
ST | 0 | 0 | 0 | 0 | 0 | 0
STOG | 13.34 | 15.63 | 13.39 | 13.39 | 13.39 | 13.39
STWD | 3.37 | 55.66 | 32.32 | 32.57 | 68.51 | 68.51
WT | 317.4 | 317.4 | 317.4 | 326.25 | 55.26 | 2279.59
IGCC | 0 | 0 | 0 | 0 | 0 | 0
DemandResponse | 0 | 0 | 0 | 0 | 0 | 0
IGCC-CCS | 0 | 0 | 0 | 0 | 0 | 0
WT_off | 0 | 0 | 0 | 0 | 0 | 0
PseudoUnit | 0 | 0 | 0 | 0 | 0 | 0
FixedInterchange | 0 | 0 | 0 | 0 | 0 | 0
Total Costs by Reporting Type: Nebraska
ReportingType | 2015 | 2020 | 2025 | 2030 | 2035 | 2040
BM | 0 | 0 | 0 | 0 | 0 | 0
CC | 54.42 | 29.44 | 21.72 | 22.08 | 25.89 | 28.15
CSP | 0 | 0 | 0 | 0 | 0 | 0
CT | 0 | 0 | 0 | 0 | 0 | 0
Coal | 942.2 | 1151.19 | 867.37 | 601.11 | 635.92 | 772.35
Geo | 0 | 0 | 0 | 0 | 0 | 0
H | 2.38 | 2.38 | 2.38 | 2.38 | 2.38 | 2.38
LFG | 0.72 | 0.72 | 0.72 | 29.16 | 29.16 | 29.16
Nuc | 289.1 | 306.81 | 296.14 | 352.37 | 0.1 | 0.1
PS | 0 | 0 | 0 | 0 | 0 | 0
PV | 0 | 0 | 0 | 0 | 0 | 0
PeakG | 26.31 | 37.31 | 31.37 | 31.37 | 31.37 | 31.37
PeakO | 9.57 | 12.19 | 9.77 | 9.77 | 9.77 | 9.77
ST | 0 | 0 | 0 | 0 | 0 | 0
STOG | 13.43 | 15.28 | 12.2 | 12.04 | 12.04 | 12.04
STWD | 0 | 0 | 0 | 0 | 0 | 0
WT | 69.96 | 6844.22 | 15506.64 | 20191.78 | 21796.49 | 15636.96
IGCC | 0 | 0 | 0 | 0 | 0 | 0
DemandResponse | 0 | 0 | 0 | 0 | 0 | 0
IGCC-CCS | 0 | 0 | 0 | 0 | 0 | 0
WT_off | 0 | 0 | 0 | 0 | 0 | 0
PseudoUnit | 0 | 0 | 0 | 0 | 0 | 0
FixedInterchange | 0 | 0 | 0 | 0 | 0 | 0
Total Costs by Reporting Type: NEISO
ReportingType | 2015 | 2020 | 2025 | 2030 | 2035 | 2040
BM | 310.13 | 190.44 | 188.35 | 190.44 | 197.69 | 204.53
CC | 2624.6 | 2700.29 | 2618.7 | 2728.21 | 3638.29 | 4324.43
CSP | 0 | 0 | 0 | 0 | 0 | 0
CT | 32.24 | 32.87 | 32.89 | 40.26 | 343.55 | 608.99
Coal | 57.57 | 29.15 | 0 | 0 | 0 | 0
Geo | 0 | 0 | 0 | 0 | 0 | 0
H | 46.4 | 47.49 | 47.49 | 47.49 | 47.49 | 47.49
LFG | 84.95 | 84.95 | 113.53 | 113.53 | 98.81 | 98.81
Nuc | 1055.43 | 1120.79 | 1080.11 | 1086.32 | 784.86 | 1150.98
PS | 39.74 | 39.74 | 39.74 | 39.74 | 39.74 | 39.74
PV | 0.03 | 185.32 | 194.55 | 202 | 212.28 | 43.69
PeakG | 20.5 | 31.73 | 22.89 | 27.16 | 38.1 | 42.18
PeakO | 34.72 | 44.24 | 35.46 | 35.46 | 35.46 | 35.46
ST | 0 | 0 | 0 | 0 | 0 | 0
STOG | 0 | 0 | 0 | 0 | 0 | 0
STWD | 367.79 | 358.77 | 197.94 | 349.21 | 353.28 | 356.19
WT | 82.29 | 923.44 | 1641.37 | 1632.22 | 1572.53 | 806.7
IGCC | 0 | 0 | 0 | 0 | 0 | 0
DemandResponse | 0 | 0 | 0 | 0 | 0 | 0
IGCC-CCS | 0 | 0 | 0 | 0 | 0 | 0
WT_off | 347.5 | 347.5 | 347.5 | 347.5 | 24.98 | 24.98
PseudoUnit | 0 | 0 | 0 | 0 | 0 | 0
FixedInterchange | 0 | 0 | 0 | 0 | 0 | 0
Total Costs by Reporting Type: NonRTO_Midwest
ReportingType | 2015 | 2020 | 2025 | 2030 | 2035 | 2040
BM | 0 | 0 | 0 | 0 | 0 | 0
CC | 0 | 205.13 | 423.45 | 704.93 | 1039.26 | 1547.25
CSP | 0 | 0 | 0 | 0 | 0 | 0
CT | 0 | 37.77 | 54.36 | 54.99 | 56.46 | 49.84
Coal | 2835.05 | 3156.56 | 3096.18 | 3144.35 | 3349.5 | 3547
Geo | 0 | 0 | 0 | 0 | 0 | 0
H | 2.04 | 2.04 | 258.59 | 258.59 | 258.59 | 258.59
LFG | 1.69 | 1.69 | 64.46 | 64.46 | 64.46 | 64.46
Nuc | 0.01 | 0.01 | 0.01 | 0.01 | 0.01 | 0.01
PS | 0 | 0 | 0 | 0 | 0 | 0
PV | 0 | 0 | 0 | 0 | 0 | 0
PeakG | 66.36 | 102.59 | 83.9 | 98.39 | 111.17 | 104.61
PeakO | 0.35 | 0.45 | 0.36 | 0.36 | 0.36 | 0.36
ST | 0 | 0 | 0 | 0 | 0 | 0
STOG | 0 | 0 | 0 | 0 | 0 | 0
STWD | 0 | 0 | 0 | 0 | 0 | 0
WT | 2.26 | 2.26 | 2.26 | 2.26 | 2.26 | 2.26
IGCC | 0 | 0 | 0 | 0 | 0 | 0
DemandResponse | 0 | 0 | 0 | 0 | 0 | 0
IGCC-CCS | 0 | 0 | 0 | 0 | 0 | 0
WT_off | 0 | 0 | 0 | 0 | 0 | 0
PseudoUnit | 0 | 0 | 0 | 0 | 0 | 0
FixedInterchange | 0 | 0 | 0 | 0 | 0 | 0
Total Costs by Reporting Type: NYISO_A-F
ReportingType | 2015 | 2020 | 2025 | 2030 | 2035 | 2040
BM | 0 | 0 | 0 | 0 | 0 | 0
CC | 610.09 | 863.16 | 884.69 | 942.23 | 881.96 | 882.44
CSP | 0 | 0 | 0 | 0 | 0 | 0
CT | 0 | 0 | 0 | 0 | 0 | 0
Coal | 0 | 0 | 0 | 0 | 0 | 0
Geo | 0 | 0 | 0 | 0 | 0 | 0
H | 62.6 | 62.6 | 62.6 | 62.6 | 62.6 | 62.6
LFG | 22.7 | 22.7 | 50.15 | 50.15 | 48.28 | 48.28
Nuc | 769.17 | 792.88 | 787.44 | 645.82 | 746.25 | 695.88
PS | 33.52 | 33.52 | 33.52 | 33.52 | 33.52 | 33.52
PV | 0 | 0 | 0 | 0 | 0 | 0
PeakG | 3.78 | 5.56 | 5.6 | 5.73 | 5.75 | 5.78
PeakO | 1.14 | 1.46 | 1.17 | 1.17 | 1.17 | 1.17
ST | 0 | 0 | 0 | 0 | 0 | 0
STOG | 0 | 0 | 0 | 0 | 0 | 0
STWD | 2.76 | 4.16 | 3.53 | 36.76 | 53.4 | 40.01
WT | 818.73 | 1033.38 | 1033.38 | 1540.53 | 1260.96 | 1517.01
IGCC | 0 | 0 | 0 | 0 | 0 | 0
DemandResponse | 0 | 0 | 0 | 0 | 0 | 0
IGCC-CCS | 0 | 0 | 0 | 0 | 0 | 0
WT_off | 0 | 0 | 0 | 0 | 0 | 0
PseudoUnit | 0 | 0 | 0 | 0 | 0 | 0
FixedInterchange | 0 | 0 | 0 | 0 | 0 | 0
Total Costs by Reporting Type: NYISO_G-I
ReportingType | 2015 | 2020 | 2025 | 2030 | 2035 | 2040
BM | 0 | 0 | 0 | 0 | 0 | 0
CC | 276.73 | 375.64 | 637.63 | 1243.76 | 2470.06 | 3883.02
CSP | 0 | 0 | 0 | 0 | 0 | 0
CT | 0 | 0 | 0 | 0 | 0 | 0
Coal | 0 | 0 | 0 | 0 | 0 | 0
Geo | 0 | 0 | 0 | 0 | 0 | 0
H | 0.46 | 0.46 | 0.46 | 0.46 | 0.46 | 0.46
LFG | 7.73 | 7.73 | 37.77 | 37.77 | 37.77 | 37.77
Nuc | 466.19 | 495 | 477.19 | 479.96 | 543.55 | 0.21
PS | 0 | 0 | 0 | 0 | 0 | 0
PV | 0 | 0 | 0 | 0 | 0 | 0
PeakG | 1.51 | 2.04 | 1.61 | 1.62 | 1.56 | 1.57
PeakO | 2.55 | 3.25 | 2.61 | 2.61 | 2.61 | 2.61
ST | 0 | 0 | 0 | 0 | 0 | 0
STOG | 0 | 0 | 0 | 0 | 0 | 0
STWD | 0 | 0 | 0 | 0 | 0 | 0
WT | 0 | 18.15 | 18.15 | 18.15 | 18.15 | 1.69
IGCC | 0 | 0 | 0 | 0 | 0 | 0
DemandResponse | 0 | 0 | 0 | 0 | 0 | 0
IGCC-CCS | 0 | 0 | 0 | 0 | 0 | 0
WT_off | 0 | 0 | 0 | 0 | 0 | 0
PseudoUnit | 0 | 0 | 0 | 0 | 0 | 0
FixedInterchange | 0 | 0 | 0 | 0 | 0 | 0
Total Costs by Reporting Type: NYISO_J-K
ReportingType | 2015 | 2020 | 2025 | 2030 | 2035 | 2040
BM | 0 | 0 | 0 | 0 | 0 | 0
CC | 1297.29 | 1627.12 | 1696.51 | 1750.58 | 2523.67 | 3305.62
CSP | 0 | 0 | 0 | 0 | 0 | 0
CT | 0 | 0 | 45.58 | 239.41 | 407.08 | 564.02
Coal | 0 | 0 | 0 | 0 | 0 | 0
Geo | 0 | 0 | 0 | 0 | 0 | 0
H | 0 | 0 | 0 | 0 | 0 | 0
LFG | 14.97 | 14.97 | 50.65 | 50.65 | 50.65 | 50.65
Nuc | 0.01 | 0.01 | 0.01 | 0.01 | 0.01 | 0.01
PS | 0 | 0 | 0 | 0 | 0 | 0
PV | 23.8 | 23.8 | 23.8 | 23.8 | 0 | 0
PeakG | 55.58 | 84.23 | 68.49 | 88.25 | 99.36 | 87.18
PeakO | 61.69 | 79.16 | 63.78 | 65.02 | 65.02 | 65.02
ST | 0 | 0 | 0 | 0 | 0 | 0
STOG | 357.71 | 478.61 | 481.39 | 603.82 | 689.77 | 697.83
STWD | 0 | 0 | 0 | 0 | 0 | 0
WT | 0 | 0 | 0 | 0 | 0 | 0
IGCC | 0 | 0 | 0 | 0 | 0 | 0
DemandResponse | 0 | 0 | 0 | 0 | 0 | 0
IGCC-CCS | 0 | 0 | 0 | 0 | 0 | 0
WT_off | 0 | 0 | 0 | 0 | 0 | 0
PseudoUnit | 0 | 0 | 0 | 0 | 0 | 0
FixedInterchange | 0 | 0 | 0 | 0 | 0 | 0
Total Costs by Reporting Type: PJM_E
ReportingType | 2015 | 2020 | 2025 | 2030 | 2035 | 2040
BM | 20.61 | 37.62 | 37.62 | 37.62 | 37.62 | 37.62
CC | 2045.16 | 2718.78 | 2740.86 | 3390.68 | 3173.06 | 3981.15
CSP | 0 | 0 | 0 | 0 | 0 | 0
CT | 2.46 | 2.51 | 2.51 | 450.1 | 735.31 | 956.26
Coal | 123.35 | 85.75 | 84.02 | 94.73 | 108.52 | 161.51
Geo | 0 | 0 | 0 | 0 | 0 | 0
H | 3.85 | 3.85 | 3.85 | 3.85 | 3.85 | 3.85
LFG | 59.84 | 117.68 | 117.68 | 114.73 | 114.73 | 73.06
Nuc | 1960.16 | 1864.06 | 1862.64 | 1873.72 | 1345.93 | 2395.82
PS | 9.5 | 9.5 | 9.5 | 9.5 | 9.5 | 9.5
PV | 15.87 | 15.87 | 15.87 | 15.87 | 0.75 | 0.75
PeakG | 76.45 | 111.4 | 110.14 | 153.88 | 207.24 | 141.91
PeakO | 75.92 | 100.78 | 83.71 | 84.14 | 82.41 | 82.41
ST | 0 | 0 | 0 | 0 | 0 | 0
STOG | 130.7 | 165.98 | 177.37 | 179.54 | 231.56 | 199.82
STWD | 0 | 0 | 0 | 0 | 0 | 0
WT | 377.36 | 377.36 | 377.36 | 377.36 | 32.65 | 32.65
IGCC | 0 | 0 | 0 | 0 | 0 | 0
DemandResponse | 0 | 0 | 0 | 0 | 0 | 0
IGCC-CCS | 0 | 0 | 0 | 0 | 0 | 0
WT_off | 0 | 0 | 682.87 | 682.87 | 682.87 | 682.87
PseudoUnit | 0 | 0 | 0 | 0 | 0 | 0
FixedInterchange | 0 | 0 | 0 | 0 | 0 | 0
Total Costs by Reporting Type: PJM_ROM
ReportingType | 2015 | 2020 | 2025 | 2030 | 2035 | 2040
BM | 11.48 | 21.69 | 21.69 | 21.69 | 21.69 | 21.69
CC | 1066.37 | 1271.73 | 1380.31 | 1677.64 | 7461.76 | 14961.44
CSP | 0 | 0 | 0 | 0 | 0 | 0
CT | 1.51 | 1.54 | 1.71 | 1.92 | 0.54 | 0.34
Coal | 2597.6 | 2751.39 | 2853.74 | 3055.53 | 3204.95 | 3275.69
Geo | 0 | 0 | 0 | 0 | 0 | 0
H | 19.83 | 264.76 | 264.76 | 264.76 | 264.76 | 264.76
LFG | 48.61 | 156.17 | 156.17 | 153.97 | 150.67 | 75.37
Nuc | 1163.94 | 1194.41 | 1192.35 | 1199.5 | 963.59 | 1283.24
PS | 35.92 | 35.92 | 35.92 | 35.92 | 35.92 | 35.92
PV | 0.06 | 769.66 | 1275.87 | 1472.17 | 1601.09 | 1004.43
PeakG | 30.83 | 47.83 | 45.14 | 45.68 | 72.68 | 45.13
PeakO | 45.95 | 58.57 | 46.94 | 46.94 | 46.94 | 46.94
ST | 0 | 0 | 0 | 0 | 0 | 0
STOG | 192.18 | 256.23 | 233.45 | 267.52 | 301.58 | 298.88
STWD | 38.51 | 39.07 | 38.55 | 38.55 | 38.55 | 38.55
WT | 177.31 | 406.02 | 406.02 | 372.67 | 267.23 | 59.6
IGCC | 0 | 0 | 0 | 0 | 0 | 0
DemandResponse | 0 | 0 | 0 | 0 | 0 | 0
IGCC-CCS | 0 | 0 | 0 | 0 | 0 | 0
WT_off | 0 | 0 | 0 | 0 | 0 | 0
PseudoUnit | 0 | 0 | 0 | 0 | 0 | 0
FixedInterchange | 0 | 0 | 0 | 0 | 0 | 0
Total Costs by Reporting Type: PJM_ROR
ReportingType | 2015 | 2020 | 2025 | 2030 | 2035 | 2040
BM | 204.46 | 462.78 | 462.78 | 462.78 | 462.78 | 209.41
CC | 2947.9 | 5766.41 | 7315.28 | 6094.36 | 9995.74 | 10792.51
CSP | 0 | 0 | 0 | 0 | 0 | 0
CT | 2.76 | 2.94 | 148.85 | 953.83 | 1113.33 | 1305.11
Coal | 15936.69 | 14983.61 | 15177.39 | 15427.69 | 16768.74 | 17732.04
Geo | 0 | 0 | 0 | 0 | 0 | 0
H | 26.17 | 207.89 | 207.89 | 207.89 | 207.89 | 207.89
LFG | 81.66 | 182.86 | 286.66 | 278.74 | 270.18 | 199.64
Nuc | 4607.58 | 4731.16 | 4718.65 | 4541.22 | 3528.56 | 5329.49
PS | 73.14 | 73.14 | 73.14 | 73.14 | 73.14 | 73.14
PV | 0.35 | 0.35 | 0.35 | 0.35 | 0.35 | 0.35
PeakG | 387.03 | 554.85 | 431.95 | 515.25 | 585.7 | 680.64
PeakO | 48.69 | 65.15 | 52.22 | 52.22 | 52.22 | 52.22
ST | 0 | 0 | 0 | 0 | 0 | 0
STOG | 131.83 | 154.16 | 141.21 | 141.24 | 185.41 | 197.22
STWD | 25.27 | 114.87 | 113.43 | 113.43 | 113.43 | 113.43
WT | 2657.01 | 2713.58 | 7640.87 | 8076.75 | 8192.75 | 10050.39
IGCC | 0 | 0 | 0 | 0 | 0 | 0
DemandResponse | 0 | 0 | 0 | 0 | 0 | 0
IGCC-CCS | 0 | 0 | 0 | 0 | 0 | 0
WT_off | 0 | 0 | 0 | 0 | 0 | 0
PseudoUnit | 0 | 0 | 0 | 0 | 0 | 0
FixedInterchange | 0 | 0 | 0 | 0 | 0 | 0
Total Costs by Reporting Type: SOCO
ReportingType | 2015 | 2020 | 2025 | 2030 | 2035 | 2040
BM | 26.53 | 31.79 | 31.44 | 37.97 | 57.68 | 63.43
CC | 5895.25 | 7269.18 | 8458.28 | 9711.93 | 12306.09 | 11385.78
CSP | 0 | 0 | 0 | 0 | 0 | 0
CT | 0 | 0 | 0 | 0 | 0 | 0
Coal | 5200.52 | 5762.47 | 5801.68 | 6102.89 | 6613.29 | 13527.74
Geo | 0 | 0 | 0 | 0 | 0 | 0
H | 59.74 | 59.74 | 59.74 | 59.74 | 59.74 | 59.74
LFG | 4.47 | 4.47 | 46.08 | 46.08 | 46.08 | 46.08
Nuc | 1355.07 | 2993.98 | 3028.43 | 3039.86 | 3039.86 | 2945.91
PS | 39.76 | 39.76 | 39.76 | 39.76 | 39.76 | 39.76
PV | 0 | 0 | 0 | 0 | 0 | 0
PeakG | 241.2 | 355.32 | 336.8 | 399.65 | 442.66 | 413.5
PeakO | 32.01 | 41.31 | 33.6 | 34.14 | 34.14 | 34.14
ST | 0 | 0 | 0 | 0 | 0 | 0
STOG | 0 | 0 | 0 | 0 | 0 | 0
STWD | 21.41 | 86.49 | 81.53 | 415.24 | 425.48 | 425.48
WT | 0 | 0 | 0 | 0 | 0 | 0
IGCC | 0 | 0 | 0 | 0 | 0 | 0
DemandResponse | 0 | 0 | 0 | 0 | 0 | 0
IGCC-CCS | 0 | 0 | 0 | 0 | 0 | 0
WT_off | 0 | 0 | 0 | 0 | 0 | 0
PseudoUnit | 0 | 0 | 0 | 0 | 0 | 0
FixedInterchange | 0 | 0 | 0 | 0 | 0 | 0
Total Costs by Reporting Type: SPP_N
ReportingType | 2015 | 2020 | 2025 | 2030 | 2035 | 2040
BM | 0 | 0 | 0 | 0 | 0 | 0
CC | 345.02 | 123.05 | 94.85 | 89.97 | 109.39 | 106.38
CSP | 0 | 0 | 0 | 0 | 0 | 0
CT | 9.83 | 202.01 | 202.2 | 200.7 | 415.79 | 441.76
Coal | 2211.82 | 2039.33 | 1945.24 | 1361.13 | 1472.85 | 1743.92
Geo | 0 | 0 | 0 | 0 | 0 | 0
H | 0.3 | 0.3 | 0.3 | 0.3 | 0.3 | 0.3
LFG | 0.85 | 0.85 | 0.85 | 37.9 | 37.9 | 37.9
Nuc | 256.73 | 266.63 | 271.39 | 272.98 | 261.19 | 261.19
PS | 0 | 0 | 0 | 0 | 0 | 0
PV | 0 | 0 | 0 | 0 | 0 | 0
PeakG | 74.97 | 117.69 | 105.7 | 105.7 | 105.7 | 105.7
PeakO | 34.89 | 44.84 | 35.94 | 35.94 | 35.94 | 35.94
ST | 0 | 0 | 0 | 0 | 0 | 0
STOG | 94.66 | 110.78 | 78.97 | 77.96 | 78.27 | 78.2
STWD | 0 | 0 | 0 | 0 | 0 | 0
WT | 42.04 | 42.04 | 42.04 | 7964.8 | 9037.56 | 9875.3
IGCC | 0 | 0 | 0 | 0 | 0 | 0
DemandResponse | 0 | 0 | 0 | 0 | 0 | 0
IGCC-CCS | 0 | 0 | 0 | 0 | 0 | 0
WT_off | 0 | 0 | 0 | 0 | 0 | 0
PseudoUnit | 0 | 0 | 0 | 0 | 0 | 0
FixedInterchange | 0 | 0 | 0 | 0 | 0 | 0
Total Costs by Reporting Type: SPP_S
ReportingType | 2015 | 2020 | 2025 | 2030 | 2035 | 2040
BM | 0 | 0 | 0 | 0 | 0 | 0
CC | 2218.71 | 1294.25 | 768.66 | 743.19 | 901.56 | 1003.19
CSP | 0 | 0 | 0 | 0 | 0 | 0
CT | 36 | 61.72 | 61.72 | 61.72 | 570.27 | 860.32
Coal | 3857.21 | 3648.76 | 2285.33 | 1489.84 | 1811.81 | 2020.1
Geo | 0 | 0 | 0 | 0 | 0 | 0
H | 30.03 | 30.03 | 30.03 | 30.03 | 30.03 | 30.03
LFG | 2.29 | 2.29 | 2.29 | 39.34 | 39.34 | 39.34
Nuc | 0.01 | 0.01 | 0.01 | 0.01 | 0.01 | 0.01
PS | 10.59 | 10.59 | 10.59 | 10.59 | 10.59 | 10.59
PV | 0 | 0 | 0 | 0 | 0 | 0
PeakG | 60.2 | 87.93 | 62.37 | 76.78 | 82.77 | 82.77
PeakO | 3.36 | 4.54 | 3.63 | 3.63 | 3.64 | 3.66
ST | 0 | 0 | 0 | 0 | 0 | 0
STOG | 644.16 | 746.54 | 562.71 | 533.41 | 696.96 | 750.75
STWD | 2.69 | 8.23 | 5.39 | 7.54 | 14.87 | 14.87
WT | 214.58 | 4797.34 | 15279.84 | 17951.3 | 19035.79 | 15990.02
IGCC | 0 | 0 | 0 | 0 | 0 | 0
DemandResponse | 0 | 0 | 0 | 0 | 0 | 0
IGCC-CCS | 0 | 0 | 0 | 0 | 0 | 0
WT_off | 0 | 0 | 0 | 0 | 0 | 0
PseudoUnit | 0 | 0 | 0 | 0 | 0 | 0
FixedInterchange | 0 | 0 | 0 | 0 | 0 | 0
Total Costs by Reporting Type: TVA
ReportingType | 2015 | 2020 | 2025 | 2030 | 2035 | 2040
BM | 0 | 0 | 0 | 0 | 0 | 0
CC | 1008.45 | 2084.22 | 2933.17 | 4201.92 | 5354.63 | 4942.07
CSP | 0 | 0 | 0 | 0 | 0 | 0
CT | 30.38 | 276.46 | 273.63 | 486.32 | 762.64 | 611.13
Coal | 4069.88 | 4092.35 | 4194.62 | 4161.36 | 4361 | 6576.64
Geo | 0 | 0 | 0 | 0 | 0 | 0
H | 72.8 | 72.8 | 82.09 | 82.09 | 82.09 | 82.09
LFG | 1.57 | 1.57 | 42.88 | 42.88 | 42.88 | 42.88
Nuc | 2533.71 | 2590.04 | 2579.4 | 2590.89 | 1999.33 | 2481.64
PS | 41.38 | 41.38 | 41.38 | 41.38 | 41.38 | 41.38
PV | 0 | 0 | 0 | 0 | 0 | 0
PeakG | 99.24 | 153.37 | 142.64 | 140.99 | 140.99 | 140.99
PeakO | 1.87 | 2.54 | 1.92 | 2.49 | 2.49 | 2.49
ST | 0 | 0 | 0 | 0 | 0 | 0
STOG | 0 | 0 | 0 | 0 | 0 | 0
STWD | 0.16 | 0.51 | 0.44 | 3 | 3 | 3
WT | 0.99 | 0.99 | 0.99 | 0.99 | 0.99 | 0.99
IGCC | 0 | 0 | 0 | 0 | 0 | 0
DemandResponse | 0 | 0 | 0 | 0 | 0 | 0
IGCC-CCS | 0 | 0 | 0 | 0 | 0 | 0
WT_off | 0 | 0 | 0 | 0 | 0 | 0
PseudoUnit | 0 | 0 | 0 | 0 | 0 | 0
FixedInterchange | 0 | 0 | 0 | 0 | 0 | 0
Total Costs by Reporting Type: TVA_Transmission
ReportingType | 2015 | 2020 | 2025 | 2030 | 2035 | 2040
BM | 0 | 0 | 0 | 0 | 0 | 0
CC | 0 | 0 | 0 | 0 | 0 | 0
CSP | 0 | 0 | 0 | 0 | 0 | 0
CT | 0 | 0 | 0 | 0 | 0 | 0
Coal | 0 | 0 | 0 | 0 | 0 | 0
Geo | 0 | 0 | 0 | 0 | 0 | 0
H | 0 | 0 | 0 | 0 | 0 | 0
LFG | 0 | 0 | 0 | 0 | 0 | 0
Nuc | 0 | 0 | 0 | 0 | 0 | 0
PS | 0 | 0 | 0 | 0 | 0 | 0
PV | 0 | 0 | 0 | 0 | 0 | 0
PeakG | 0 | 0 | 0 | 0 | 0 | 0
PeakO | 0 | 0 | 0 | 0 | 0 | 0
ST | 0 | 0 | 0 | 0 | 0 | 0
STOG | 0 | 0 | 0 | 0 | 0 | 0
STWD | 0 | 0 | 0 | 0 | 0 | 0
WT | 0 | 0 | 0 | 0 | 0 | 0
IGCC | 0 | 0 | 0 | 0 | 0 | 0
DemandResponse | 0 | 0 | 0 | 0 | 0 | 0
IGCC-CCS | 0 | 0 | 0 | 0 | 0 | 0
WT_off | 0 | 0 | 0 | 0 | 0 | 0
PseudoUnit | 0 | 0 | 0 | 0 | 0 | 0
FixedInterchange | 0 | 0 | 0 | 0 | 0 | 0
Total Costs by Reporting Type: VACAR
ReportingType | 2015 | 2020 | 2025 | 2030 | 2035 | 2040
BM | 1.05 | 466.77 | 1361.48 | 1622.79 | 2044.99 | 2462.57
CC | 3917.76 | 5531.56 | 6446.54 | 7426.7 | 12117.32 | 15909.25
CSP | 0 | 0 | 0 | 0 | 0 | 0
CT | 67.3 | 279.95 | 289.65 | 443.79 | 495.59 | 452.64
Coal | 4496.43 | 4394.25 | 5140.69 | 5475.39 | 6284.65 | 6724.38
Geo | 0 | 0 | 0 | 0 | 0 | 0
H | 30.23 | 30.23 | 30.23 | 30.23 | 30.23 | 30.23
LFG | 7.74 | 49.14 | 49.14 | 49.14 | 49.05 | 20.68
Nuc | 2606.17 | 4424.34 | 4396.29 | 4414.98 | 3652.53 | 5084.39
PS | 62.1 | 62.1 | 62.1 | 62.1 | 62.1 | 62.1
PV | 0.24 | 69.47 | 76.28 | 82.59 | 92.79 | 36.21
PeakG | 146.46 | 216.47 | 164.93 | 203.53 | 214.48 | 213.7
PeakO | 36.13 | 46.34 | 37.33 | 38.01 | 38.01 | 38.01
ST | 0 | 0 | 0 | 0 | 0 | 0
STOG | 4.04 | 4.78 | 4.1 | 4.1 | 4.1 | 4.1
STWD | 173.41 | 175.67 | 173.58 | 173.58 | 173.58 | 173.58
WT | 0.27 | 1004.15 | 1004.15 | 1004.15 | 1003.91 | 98.34
IGCC | 0 | 0 | 0 | 0 | 0 | 0
DemandResponse | 0 | 0 | 0 | 0 | 0 | 0
IGCC-CCS | 0 | 0 | 0 | 0 | 0 | 0
WT_off | 0.66 | 0.66 | 0.66 | 0.66 | 0.05 | 0.05
PseudoUnit | 0 | 0 | 0 | 0 | 0 | 0
FixedInterchange | 0 | 0 | 0 | 0 | 0 | 0
Total Costs by Reporting Type: IESO
ReportingType | 2015 | 2020 | 2025 | 2030 | 2035 | 2040
BM | 177.6 | 177.6 | 177.6 | 177.6 | 177.6 | 177.87
CC | 441.9 | 459.93 | 626.48 | 1085.86 | 3264.59 | 5144.39
CSP | 0 | 0 | 0 | 0 | 0 | 0
CT | 44.26 | 44.26 | 44.26 | 44.52 | 19.82 | 115.59
Coal | 0 | 0 | 0 | 0 | 0 | 0
Geo | 0 | 0 | 0 | 0 | 0 | 0
H | 123.83 | 123.83 | 123.83 | 123.83 | 123.83 | 226.24
LFG | 19.32 | 19.32 | 19.32 | 19.55 | 14.43 | 14.43
Nuc | 2990.3 | 3007.72 | 3062.19 | 3080.28 | 2836.57 | 3030.7
PS | 2.92 | 2.92 | 2.92 | 2.92 | 2.92 | 2.92
PV | 558.01 | 558.01 | 558.01 | 558.01 | 0.44 | 0.44
PeakG | 11.67 | 13.67 | 13.67 | 13.67 | 14.02 | 14.05
PeakO | 4.92 | 4.92 | 5.03 | 5.12 | 5.12 | 5.12
ST | 0 | 0 | 0 | 0 | 0 | 0
STOG | 0 | 0 | 0 | 0 | 0 | 0
STWD | 4.45 | 4.45 | 4.45 | 4.54 | 5.44 | 5.44
WT | 763.41 | 763.41 | 763.41 | 763.41 | 43.84 | 43.84
IGCC | 0 | 0 | 0 | 0 | 0 | 0
DemandResponse | 0 | 0 | 0 | 0 | 0 | 0
IGCC-CCS | 0 | 0 | 0 | 0 | 0 | 0
WT_off | 0 | 0 | 0 | 0 | 0 | 0
PseudoUnit | 0 | 0 | 0 | 0 | 0 | 0
FixedInterchange | 0 | 0 | 0 | 0 | 0 | 0
Total Costs by Reporting Type: MAPP_CA
ReportingType | 2015 | 2020 | 2025 | 2030 | 2035 | 2040
BM | 0 | 0 | 0 | 0 | 0 | 0
CC | 353.11 | 378.23 | 339.31 | 148.54 | 262.32 | 172.03
CSP | 0 | 0 | 0 | 0 | 0 | 0
CT | 35.6 | 52.55 | 52.6 | 52.4 | 19.81 | 84.82
Coal | 85.15 | 111.4 | 72.5 | 19.8 | 71.74 | 79.25
Geo | 0 | 0 | 0 | 0 | 0 | 0
H | 92.24 | 343.32 | 857.5 | 1703.56 | 1703.56 | 1703.56
LFG | 0 | 0 | 0 | 0 | 0 | 0
Nuc | 0.01 | 0.01 | 0.01 | 0.01 | 0.01 | 0.01
PS | 0 | 0 | 0 | 0 | 0 | 0
PV | 0 | 0 | 0 | 0 | 0 | 0
PeakG | 9.88 | 9.88 | 9.88 | 9.88 | 13.09 | 13.09
PeakO | 0.09 | 0.09 | 0.09 | 0.12 | 0.12 | 0.12
ST | 0 | 0 | 0 | 0 | 0 | 0
STOG | 5.54 | 5.54 | 5.54 | 5.54 | 5.54 | 5.54
STWD | 0 | 0 | 0 | 0 | 0 | 0
WT | 105.14 | 105.14 | 105.14 | 105.14 | 61.5 | 1148.46
IGCC | 0 | 0 | 0 | 0 | 0 | 0
DemandResponse | 0 | 0 | 0 | 0 | 0 | 0
IGCC-CCS | 0 | 0 | 0 | 0 | 0 | 0
WT_off | 0 | 0 | 0 | 0 | 0 | 0
PseudoUnit | 0 | 0 | 0 | 0 | 0 | 0
FixedInterchange | 0 | 0 | 0 | 0 | 0 | 0
Total Costs by Reporting Type: AZ_NM_SNV_Coal
ReportingType | 2015 | 2020 | 2025 | 2030 | 2035 | 2040
BM | 0 | 0 | 0 | 0 | 0 | 0
CC | 0 | 0 | 0 | 0 | 0 | 0
CSP | 0 | 0 | 0 | 0 | 0 | 0
CT | 0 | 0 | 0 | 0 | 0 | 0
Coal | 2856.84 | 3028.63 | 3003.44 | 3029.86 | 3284.93 | 9398.03
Geo | 0 | 0 | 0 | 0 | 0 | 0
H | 0 | 0 | 0 | 0 | 0 | 0
LFG | 0 | 0 | 0 | 0 | 0 | 0
Nuc | 0 | 0 | 0 | 0 | 0 | 0
PS | 0 | 0 | 0 | 0 | 0 | 0
PV | 0 | 0 | 0 | 0 | 0 | 0
PeakG | 0 | 0 | 0 | 0 | 0 | 0
PeakO | 0 | 0 | 0 | 0 | 0 | 0
ST | 0 | 0 | 0 | 0 | 0 | 0
STOG | 0 | 0 | 0 | 0 | 0 | 0
STWD | 0 | 0 | 0 | 0 | 0 | 0
WT | 0 | 0 | 0 | 0 | 0 | 0
IGCC | 0 | 0 | 0 | 0 | 0 | 0
DemandResponse | 0 | 0 | 0 | 0 | 0 | 0
IGCC-CCS | 0 | 0 | 0 | 0 | 0 | 0
WT_off | 0 | 0 | 0 | 0 | 0 | 0
PseudoUnit | 0 | 0 | 0 | 0 | 0 | 0
FixedInterchange | 0 | 0 | 0 | 0 | 0 | 0
Total Costs by Reporting Type: AZ_NM_SNV_Gas
ReportingType | 2015 | 2020 | 2025 | 2030 | 2035 | 2040
BM | 0 | 0 | 0 | 0 | 0 | 0
CC | 4480.86 | 6661.88 | 7849.19 | 12263.89 | 15945.32 | 15713.71
CSP | 0 | 0 | 0 | 0 | 0 | 0
CT | 68.63 | 69.09 | 103.24 | 89.81 | 0 | 0
Coal | 0 | 0 | 0 | 0 | 0 | 0
Geo | 0 | 0 | 0 | 0 | 0 | 0
H | 0 | 0 | 0 | 0 | 0 | 0
LFG | 0 | 0 | 0 | 0 | 0 | 0
Nuc | 0 | 0 | 0 | 0 | 0 | 0
PS | 0 | 0 | 0 | 0 | 0 | 0
PV | 0 | 0 | 0 | 0 | 0 | 0
PeakG | 51.89 | 77.73 | 129.75 | 0 | 0 | 0
PeakO | 0 | 0 | 0 | 0 | 0 | 0
ST | 0 | 0 | 0 | 0 | 0 | 0
STOG | 0 | 0 | 0 | 0 | 0 | 0
STWD | 0 | 0 | 0 | 0 | 0 | 0
WT | 0 | 0 | 0 | 0 | 0 | 0
IGCC | 0 | 0 | 0 | 0 | 0 | 0
DemandResponse | 0 | 0 | 0 | 0 | 0 | 0
IGCC-CCS | 0 | 0 | 0 | 0 | 0 | 0
WT_off | 0 | 0 | 0 | 0 | 0 | 0
PseudoUnit | 0 | 0 | 0 | 0 | 0 | 0
FixedInterchange | 0 | 0 | 0 | 0 | 0 | 0
Total Costs by Reporting Type: AZ_NM_SNV_NucRenew
ReportingType | 2015 | 2020 | 2025 | 2030 | 2035 | 2040
BM | 0 | 0 | 0 | 0 | 0 | 0
CC | 0 | 0 | 0 | 0 | 0 | 0
CSP | 0 | 0 | 0 | 0 | 0 | 0
CT | 0 | 0 | 0 | 0 | 0 | 0
Coal | 0 | 0 | 0 | 0 | 0 | 0
Geo | 0 | 0 | 861.56 | 861.56 | 861.56 | 861.56
H | 44.6 | 44.6 | 44.6 | 44.6 | 44.6 | 44.6
LFG | 0.85 | 0.85 | 24.66 | 24.66 | 24.66 | 24.66
Nuc | 810.72 | 895.93 | 912.19 | 917.59 | 917.59 | 917.59
PS | 5.13 | 5.13 | 5.13 | 5.13 | 5.13 | 5.13
PV | 50.17 | 50.17 | 50.17 | 50.17 | 2.38 | 2.38
PeakG | 0 | 0 | 0 | 0 | 0 | 0
PeakO | 0 | 0 | 0 | 0 | 0 | 0
ST | 156.95 | 419.82 | 591.84 | 600.86 | 549.91 | 320.27
STOG | 0 | 0 | 0 | 0 | 0 | 0
STWD | 12.81 | 13.02 | 12.82 | 12.82 | 12.82 | 12.82
WT | 35.54 | 1291.75 | 1628.74 | 1920.75 | 1902.8 | 766.77
IGCC | 0 | 0 | 0 | 0 | 0 | 0
DemandResponse | 0 | 0 | 0 | 0 | 0 | 0
IGCC-CCS | 0 | 0 | 0 | 0 | 0 | 0
WT_off | 0 | 0 | 0 | 0 | 0 | 0
PseudoUnit | 0 | 0 | 0 | 0 | 0 | 0
FixedInterchange | 0 | 0 | 0 | 0 | 0 | 0
Total Costs by Reporting Type: ERCOT
ReportingType | 2015 | 2020 | 2025 | 2030 | 2035 | 2040
BM | 69.26 | 83.11 | 78.09 | 2621.18 | 2893.67 | 3245.41
CC | 6982.53 | 7990.62 | 8143.62 | 8764.83 | 11198.35 | 14614.73
CSP | 0 | 0 | 0 | 0 | 0 | 0
CT | 22.65 | 22.65 | 22.65 | 44.21 | 124.68 | 255.84
Coal | 5674.8 | 6577.64 | 6696.85 | 6538.28 | 6987.78 | 7907.53
Geo | 0 | 0 | 0 | 0 | 0 | 0
H | 8.05 | 8.05 | 8.05 | 224.01 | 224.01 | 224.01
LFG | 9.06 | 9.06 | 145.21 | 145.21 | 145.21 | 145.21
Nuc | 1007.36 | 1174.9 | 1203.03 | 1210.21 | 1210.21 | 1210.21
PS | 0 | 0 | 0 | 0 | 0 | 0
PV | 6.95 | 6.95 | 6.95 | 6.95 | 0.01 | 0.01
PeakG | 80.63 | 119.03 | 114.62 | 114.62 | 114.62 | 114.62
PeakO | 1.29 | 1.86 | 1.53 | 1.53 | 1.53 | 1.53
ST | 0 | 0 | 0 | 0 | 0 | 0
STOG | 1134.22 | 1290.42 | 1138.53 | 1067.31 | 1086.91 | 1113.6
STWD | 0 | 0 | 0 | 0 | 0 | 0
WT | 409.91 | 3311.67 | 6645.64 | 8992.02 | 9786.1 | 8311.39
IGCC | 0 | 0 | 0 | 0 | 0 | 0
DemandResponse | 0 | 0 | 0 | 0 | 0 | 0
IGCC-CCS | 0 | 0 | 0 | 0 | 0 | 0
WT_off | 0 | 0 | 0 | 0 | 0 | 0
PseudoUnit | 0 | 0 | 0 | 0 | 0 | 0
FixedInterchange | 0 | 0 | 0 | 0 | 0 | 0
Total Costs by Reporting Type: NP15
ReportingType | 2015 | 2020 | 2025 | 2030 | 2035 | 2040
BM | 0 | 0 | 0 | 0 | 0 | 0
CC | 2196.2 | 2655.92 | 2305.51 | 2524.26 | 2460 | 2855.94
CSP | 0 | 0 | 0 | 0 | 0 | 0
CT | 270.38 | 754.16 | 1161.51 | 1697.58 | 1862.08 | 2020.22
Coal | 10.45 | 0 | 0 | 0 | 0 | 0
Geo | 100.91 | 140.79 | 480.88 | 480.88 | 480.88 | 451.09
H | 125.7 | 125.7 | 125.7 | 125.7 | 125.7 | 125.7
LFG | 10.26 | 251.59 | 251.59 | 251.59 | 251.59 | 79.02
Nuc | 495.59 | 560.5 | 540.7 | 543.89 | 543.89 | 543.89
PS | 53.58 | 53.58 | 53.58 | 53.58 | 53.58 | 53.58
PV | 4.71 | 4.71 | 4.71 | 4.71 | 0.78 | 0.78
PeakG | 56.04 | 82.34 | 58.62 | 79.43 | 100.41 | 118.29
PeakO | 10.26 | 13.08 | 10.48 | 10.49 | 10.49 | 10.49
ST | 19.12 | 19.12 | 19.12 | 19.12 | 1.86 | 1.86
STOG | 181.15 | 227.19 | 196.8 | 229.01 | 255.05 | 309.81
STWD | 265.97 | 269.53 | 266.24 | 266.24 | 266.24 | 266.24
WT | 71.84 | 740.95 | 3873.36 | 4571.16 | 4539.57 | 3927.64
IGCC | 0 | 0 | 0 | 0 | 0 | 0
DemandResponse | 0 | 0 | 0 | 0 | 0 | 0
IGCC-CCS | 0 | 0 | 0 | 0 | 0 | 0
WT_off | 0 | 0 | 0 | 0 | 0 | 0
PseudoUnit | 0 | 0 | 0 | 0 | 0 | 0
FixedInterchange | 0 | 0 | 0 | 0 | 0 | 0
Total Costs by Reporting Type: NWPP_Coal
ReportingType | 2015 | 2020 | 2025 | 2030 | 2035 | 2040
BM | 0 | 0 | 0 | 0 | 0 | 0
CC | 0 | 0 | 0 | 0 | 0 | 0
CSP | 0 | 0 | 0 | 0 | 0 | 0
CT | 0 | 0 | 0 | 0 | 0 | 0
Coal | 3432.06 | 3695.94 | 3755.55 | 3713.89 | 3923.9 | 4396.25
Geo | 0 | 0 | 0 | 0 | 0 | 0
H | 0 | 0 | 0 | 0 | 0 | 0
LFG | 0 | 0 | 0 | 0 | 0 | 0
Nuc | 0 | 0 | 0 | 0 | 0 | 0
PS | 0 | 0 | 0 | 0 | 0 | 0
PV | 0 | 0 | 0 | 0 | 0 | 0
PeakG | 0 | 0 | 0 | 0 | 0 | 0
PeakO | 0 | 0 | 0 | 0 | 0 | 0
ST | 0 | 0 | 0 | 0 | 0 | 0
STOG | 0 | 0 | 0 | 0 | 0 | 0
STWD | 0 | 0 | 0 | 0 | 0 | 0
WT | 0 | 0 | 0 | 0 | 0 | 0
IGCC | 0 | 0 | 0 | 0 | 0 | 0
DemandResponse | 0 | 0 | 0 | 0 | 0 | 0
IGCC-CCS | 0 | 0 | 0 | 0 | 0 | 0
WT_off | 0 | 0 | 0 | 0 | 0 | 0
PseudoUnit | 0 | 0 | 0 | 0 | 0 | 0
FixedInterchange | 0 | 0 | 0 | 0 | 0 | 0
Total Costs by Reporting Type: NWPP_Gas
ReportingType | 2015 | 2020 | 2025 | 2030 | 2035 | 2040
BM | 0 | 0 | 0 | 0 | 0 | 0
CC | 2078.65 | 2917.93 | 4810.64 | 7742.58 | 12783.05 | 16613.32
CSP | 0 | 0 | 0 | 0 | 0 | 0
CT | 14.02 | 14.02 | 14.02 | 14.13 | 0 | 0
Coal | 0 | 0 | 0 | 0 | 0 | 221.94
Geo | 0 | 0 | 0 | 0 | 0 | 0
H | 0 | 0 | 0 | 0 | 0 | 0
LFG | 0 | 0 | 0 | 0 | 0 | 0
Nuc | 0 | 0 | 0 | 0 | 0 | 0
PS | 0 | 0 | 0 | 0 | 0 | 0
PV | 0 | 0 | 0 | 0 | 0 | 0
PeakG | 0 | 0 | 0 | 0 | 0 | 0
PeakO | 0 | 0 | 0 | 0 | 0 | 0
ST | 0 | 0 | 0 | 0 | 0 | 0
STOG | 0 | 0 | 0 | 0 | 0 | 0
STWD | 0 | 0 | 0 | 0 | 0 | 0
WT | 0 | 0 | 0 | 0 | 0 | 0
IGCC | 0 | 0 | 0 | 0 | 0 | 0
DemandResponse | 0 | 0 | 0 | 0 | 0 | 0
IGCC-CCS | 0 | 0 | 0 | 0 | 0 | 0
WT_off | 0 | 0 | 0 | 0 | 0 | 0
PseudoUnit | 0 | 0 | 0 | 0 | 0 | 0
FixedInterchange | 0 | 0 | 0 | 0 | 0 | 0
Total Costs by Reporting Type: NWPP_NucRenew
ReportingType | 2015 | 2020 | 2025 | 2030 | 2035 | 2040
BM | 17.16 | 17.16 | 17.16 | 39 | 39 | 39
CC | 0 | 0 | 0 | 0 | 0 | 0
CSP | 0 | 0 | 0 | 0 | 0 | 0
CT | 0 | 0 | 0 | 0 | 0 | 0
Coal | 0 | 0 | 0 | 0 | 0 | 0
Geo | 82.65 | 82.65 | 340.71 | 340.71 | 300.8 | 300.8
H | 480.54 | 480.54 | 480.54 | 595.74 | 595.74 | 595.74
LFG | 22.67 | 22.67 | 52.4 | 118.38 | 111.24 | 111.24
Nuc | 256.71 | 258.17 | 262.7 | 264.21 | 264.21 | 324.67
PS | 6.12 | 6.12 | 6.12 | 6.12 | 6.12 | 6.12
PV | 0.04 | 0.04 | 0.04 | 0.04 | 0.04 | 0.04
PeakG | 0 | 0 | 0 | 0 | 0 | 0
PeakO | 0 | 0 | 0 | 0 | 0 | 0
ST | 0 | 0 | 0 | 0 | 0 | 0
STOG | 0 | 0 | 0 | 0 | 0 | 0
STWD | 17.98 | 181.05 | 329.12 | 329.12 | 329.12 | 329.12
WT | 515.43 | 515.43 | 515.43 | 515.43 | 341.81 | 341.81
IGCC | 0 | 0 | 0 | 0 | 0 | 0
DemandResponse | 0 | 0 | 0 | 0 | 0 | 0
IGCC-CCS | 0 | 0 | 0 | 0 | 0 | 0
WT_off | 0 | 0 | 0 | 0 | 0 | 0
PseudoUnit | 0 | 0 | 0 | 0 | 0 | 0
FixedInterchange | 0 | 0 | 0 | 0 | 0 | 0
Total Costs by Reporting Type: RMPA
ReportingType | 2015 | 2020 | 2025 | 2030 | 2035 | 2040
BM | 0 | 0 | 0 | 0 | 0 | 0
CC | 413.66 | 485.45 | 248.75 | 240.98 | 242.98 | 240.8
CSP | 0 | 0 | 0 | 0 | 0 | 0
CT | 16.21 | 16.21 | 16.21 | 76.81 | 74.32 | 122.4
Coal | 1865.66 | 2396 | 2527.19 | 2875.74 | 4002.99 | 5283.48
Geo | 0 | 345.26 | 1540.07 | 1540.07 | 1540.07 | 1287.51
H | 13.99 | 13.99 | 13.99 | 13.99 | 13.99 | 13.99
LFG | 1.29 | 1.29 | 1.29 | 12.63 | 12.24 | 12.24
Nuc | 0.01 | 0.01 | 0.01 | 0.01 | 0.01 | 0.01
PS | 13.37 | 13.37 | 13.37 | 13.37 | 13.37 | 13.37
PV | 0.82 | 0.82 | 0.82 | 0.82 | 0.31 | 0.31
PeakG | 49.45 | 73.83 | 51.74 | 66 | 75.2 | 74.19
PeakO | 5.49 | 6.99 | 5.61 | 5.61 | 5.61 | 5.61
ST | 1.65 | 216.31 | 244.11 | 265.94 | 264.48 | 76.54
STOG | 9.54 | 11.28 | 9.67 | 9.67 | 9.67 | 9.67
STWD | 0 | 0 | 0 | 0 | 0 | 0
WT | 288.68 | 288.68 | 288.68 | 381.5 | 160.51 | 160.51
IGCC | 0 | 0 | 0 | 0 | 0 | 0
DemandResponse | 0 | 0 | 0 | 0 | 0 | 0
IGCC-CCS | 0 | 0 | 0 | 0 | 0 | 0
WT_off | 0 | 0 | 0 | 0 | 0 | 0
PseudoUnit | 0 | 0 | 0 | 0 | 0 | 0
FixedInterchange | 0 | 0 | 0 | 0 | 0 | 0
Total Costs by Reporting Type: SP15
ReportingType | 2015 | 2020 | 2025 | 2030 | 2035 | 2040
BM | 7.53 | 7.53 | 7.07 | 6.44 | 5.98 | 6.1
CC | 2689.05 | 2661.32 | 2395.44 | 1618.68 | 1986.65 | 1485.91
CSP | 0 | 0 | 0 | 0 | 0 | 0
CT | 0 | 0 | 0 | 142.67 | 738.04 | 725.26
Coal | 36.08 | 43.99 | 48.96 | 36.13 | 20.74 | 14.81
Geo | 113.26 | 976.11 | 976.11 | 953.11 | 953.11 | 328.75
H | 16.57 | 16.57 | 16.57 | 16.57 | 16.57 | 16.57
LFG | 29.81 | 266.4 | 266.4 | 266.09 | 263.55 | 94.59
Nuc | 508.22 | 539.82 | 519.92 | 522.86 | 522.86 | 643.14
PS | 34.19 | 34.19 | 34.19 | 34.19 | 34.19 | 34.19
PV | 4.09 | 4.09 | 4.09 | 4.09 | 1.81 | 1.81
PeakG | 76.73 | 111.44 | 94.89 | 110.64 | 110.76 | 108.49
PeakO | 1.47 | 1.91 | 1.53 | 1.56 | 1.75 | 1.53
ST | 290.87 | 290.87 | 290.87 | 290.87 | 28.69 | 28.69
STOG | 490.06 | 613.4 | 547.33 | 642.33 | 856.33 | 774.93
STWD | 68.43 | 69.39 | 68.5 | 68.5 | 68.5 | 68.5
WT | 304.5 | 304.5 | 304.5 | 1271.99 | 1042.03 | 4771.08
IGCC | 0 | 0 | 0 | 0 | 0 | 0
DemandResponse | 0 | 0 | 0 | 0 | 0.09 | 0
IGCC-CCS | 0 | 0 | 0 | 0 | 0 | 0
WT_off | 0 | 0 | 0 | 0 | 0 | 0
PseudoUnit | 0 | 0 | 0 | 0 | 0 | 0
FixedInterchange | 0 | 0 | 0 | 0 | 0 | 0
Total Costs by Reporting Type: ALB
ReportingType | 2015 | 2020 | 2025 | 2030 | 2035 | 2040
BM | 0 | 0 | 0 | 0 | 0 | 0
CC | 900.61 | 1526.43 | 2184.76 | 3196.43 | 4500.13 | 5887.43
CSP | 0 | 0 | 0 | 0 | 0 | 0
CT | 18.05 | 18.05 | 18.05 | 18.05 | 1.35 | 1.35
Coal | 1030.52 | 953.71 | 967.34 | 993.65 | 1148.82 | 1379.71
Geo | 0 | 0 | 0 | 0 | 0 | 0
H | 12.99 | 12.99 | 12.99 | 12.99 | 12.99 | 12.99
LFG | 1.21 | 1.21 | 1.21 | 1.21 | 1.21 | 1.21
Nuc | 0.01 | 0.01 | 0.01 | 0.01 | 0.01 | 0.01
PS | 0 | 0 | 0 | 0 | 0 | 0
PV | 0 | 0 | 0 | 0 | 0 | 0
PeakG | 33.51 | 33.51 | 33.61 | 33.56 | 47.21 | 47.21
PeakO | 0 | 0 | 0 | 0 | 0 | 0
ST | 0 | 0 | 0 | 0 | 0 | 0
STOG | 0 | 0 | 0 | 0 | 0 | 0
STWD | 0 | 0 | 0 | 0 | 0 | 0
WT | 25.5 | 25.5 | 25.5 | 25.5 | 22.96 | 22.96
IGCC | 0 | 0 | 0 | 0 | 0 | 0
DemandResponse | 0 | 0 | 0 | 0 | 0 | 0
IGCC-CCS | 0 | 0 | 0 | 0 | 0 | 0
WT_off | 0 | 0 | 0 | 0 | 0 | 0
PseudoUnit | 0 | 0 | 0 | 0 | 0 | 0
FixedInterchange | 0 | 0 | 0 | 0 | 0 | 0
Total Costs by Reporting Type: BC
ReportingType | 2015 | 2020 | 2025 | 2030 | 2035 | 2040
BM | 0 | 0 | 0 | 0 | 0 | 0
CC | 676.05 | 1164.63 | 1898.91 | 2572.57 | 3512.04 | 4500.71
CSP | 0 | 0 | 0 | 0 | 0 | 0
CT | 0 | 0 | 0 | 46.06 | 105.39 | 170.08
Coal | 0 | 0 | 0 | 0 | 0 | 0
Geo | 0 | 0 | 0 | 0 | 0 | 0
H | 173.22 | 173.22 | 173.22 | 173.22 | 173.22 | 173.22
LFG | 2.9 | 2.9 | 2.9 | 2.9 | 2.9 | 2.9
Nuc | 0.01 | 0.01 | 0.01 | 0.01 | 0.01 | 0.01
PS | 0 | 0 | 0 | 0 | 0 | 0
PV | 0 | 0 | 0 | 0 | 0 | 0
PeakG | 2.66 | 2.77 | 3.3 | 3.3 | 3.3 | 3.3
PeakO | 1.16 | 1.29 | 1.29 | 1.29 | 1.29 | 1.29
ST | 0 | 0 | 0 | 0 | 0 | 0
STOG | 8.42 | 20.05 | 8.42 | 8.42 | 8.42 | 8.42
STWD | 16.34 | 16.34 | 16.34 | 16.34 | 16.34 | 16.34
WT | 48.22 | 48.22 | 48.22 | 48.22 | 7.54 | 7.54
IGCC | 0 | 0 | 0 | 0 | 0 | 0
DemandResponse | 0 | 0 | 0 | 0 | 0 | 0
IGCC-CCS | 0 | 0 | 0 | 0 | 0 | 0
WT_off | 0 | 0 | 0 | 0 | 0 | 0
PseudoUnit | 0 | 0 | 0 | 0 | 0 | 0
FixedInterchange | 0 | 0 | 0 | 0 | 0 | 0
Total Costs by Reporting Type: HQ_IESO
ReportingType | 2015 | 2020 | 2025 | 2030 | 2035 | 2040
BM | 0 | 0 | 0 | 0 | 0 | 0
CC | 0 | 0 | 0 | 0 | 0 | 0
CSP | 0 | 0 | 0 | 0 | 0 | 0
CT | 0 | 0 | 0 | 0 | 0 | 0
Coal | 0 | 0 | 0 | 0 | 0 | 0
Geo | 0 | 0 | 0 | 0 | 0 | 0
H | 0 | 0 | 0 | 0 | 0 | 0
LFG | 0 | 0 | 0 | 0 | 0 | 0
Nuc | 0.01 | 0.01 | 0.01 | 0.01 | 0.01 | 0.01
PS | 0 | 0 | 0 | 0 | 0 | 0
PV | 0 | 0 | 0 | 0 | 0 | 0
PeakG | 0 | 0 | 0 | 0 | 0 | 0
PeakO | 0 | 0 | 0 | 0 | 0 | 0
ST | 0 | 0 | 0 | 0 | 0 | 0
STOG | 0 | 0 | 0 | 0 | 0 | 0
STWD | 0 | 0 | 0 | 0 | 0 | 0
WT | 0 | 0 | 0 | 0 | 0 | 0
IGCC | 0 | 0 | 0 | 0 | 0 | 0
DemandResponse | 0 | 0 | 0 | 0 | 0 | 0
IGCC-CCS | 0 | 0 | 0 | 0 | 0 | 0
WT_off | 0 | 0 | 0 | 0 | 0 | 0
PseudoUnit | 0 | 0 | 0 | 0 | 0 | 0
FixedInterchange | 0 | 0 | 0 | 0 | 0 | 0
Total Costs by Reporting Type: HQ_NEISO
ReportingType | 2015 | 2020 | 2025 | 2030 | 2035 | 2040
BM | 0 | 0 | 0 | 0 | 0 | 0
CC | 0 | 0 | 0 | 0 | 0 | 0
CSP | 0 | 0 | 0 | 0 | 0 | 0
CT | 0 | 0 | 0 | 0 | 0 | 0
Coal | 0 | 0 | 0 | 0 | 0 | 0
Geo | 0 | 0 | 0 | 0 | 0 | 0
H | 0 | 0 | 0 | 0 | 0 | 0
LFG | 0 | 0 | 0 | 0 | 0 | 0
Nuc | 0.01 | 0.01 | 0.01 | 0.01 | 0.01 | 0.01
PS | 0 | 0 | 0 | 0 | 0 | 0
PV | 0 | 0 | 0 | 0 | 0 | 0
PeakG | 0 | 0 | 0 | 0 | 0 | 0
PeakO | 0 | 0 | 0 | 0 | 0 | 0
ST | 0 | 0 | 0 | 0 | 0 | 0
STOG | 0 | 0 | 0 | 0 | 0 | 0
STWD | 0 | 0 | 0 | 0 | 0 | 0
WT | 0 | 0 | 0 | 0 | 0 | 0
IGCC | 0 | 0 | 0 | 0 | 0 | 0
DemandResponse | 0 | 0 | 0 | 0 | 0 | 0
IGCC-CCS | 0 | 0 | 0 | 0 | 0 | 0
WT_off | 0 | 0 | 0 | 0 | 0 | 0
PseudoUnit | 0 | 62.93 | 421.55 | 949.23 | 949.23 | 949.23
FixedInterchange | 0 | 0 | 0 | 0 | 0 | 0
Total Costs by Reporting Type: HQ_NY
ReportingType | 2015 | 2020 | 2025 | 2030 | 2035 | 2040
BM | 0 | 0 | 0 | 0 | 0 | 0
CC | 0 | 0 | 0 | 0 | 0 | 0
CSP | 0 | 0 | 0 | 0 | 0 | 0
CT | 0 | 0 | 0 | 0 | 0 | 0
Coal | 0 | 0 | 0 | 0 | 0 | 0
Geo | 0 | 0 | 0 | 0 | 0 | 0
H | 0 | 0 | 0 | 0 | 0 | 0
LFG | 0 | 0 | 0 | 0 | 0 | 0
Nuc | 0.01 | 0.01 | 0.01 | 0.01 | 0.01 | 0.01
PS | 0 | 0 | 0 | 0 | 0 | 0
PV | 0 | 0 | 0 | 0 | 0 | 0
PeakG | 0 | 0 | 0 | 0 | 0 | 0
PeakO | 0 | 0 | 0 | 0 | 0 | 0
ST | 0 | 0 | 0 | 0 | 0 | 0
STOG | 0 | 0 | 0 | 0 | 0 | 0
STWD | 0 | 0 | 0 | 0 | 0 | 0
WT | 0 | 0 | 0 | 0 | 0 | 0
IGCC | 0 | 0 | 0 | 0 | 0 | 0
DemandResponse | 0 | 0 | 0 | 0 | 0 | 0
IGCC-CCS | 0 | 0 | 0 | 0 | 0 | 0
WT_off | 0 | 0 | 0 | 0 | 0 | 0
PseudoUnit | 0 | 444.99 | 980.84 | 980.84 | 980.84 | 980.84
FixedInterchange | 0 | 0 | 0 | 0 | 0 | 0
Total Costs by Reporting Type: MARITIMES
ReportingType | 2015 | 2020 | 2025 | 2030 | 2035 | 2040
BM | 0 | 0 | 0 | 0 | 0 | 0
CC | 0 | 0 | 0 | 0 | 0 | 0
CSP | 0 | 0 | 0 | 0 | 0 | 0
CT | 0 | 0 | 0 | 0 | 0 | 0
Coal | 0 | 0 | 0 | 0 | 0 | 0
Geo | 0 | 0 | 0 | 0 | 0 | 0
H | 0 | 0 | 0 | 0 | 0 | 0
LFG | 0 | 0 | 0 | 0 | 0 | 0
Nuc | 0.01 | 0.01 | 0.01 | 0.01 | 0.01 | 0.01
PS | 0 | 0 | 0 | 0 | 0 | 0
PV | 0 | 0 | 0 | 0 | 0 | 0
PeakG | 0 | 0 | 0 | 0 | 0 | 0
PeakO | 0 | 0 | 0 | 0 | 0 | 0
ST | 0 | 0 | 0 | 0 | 0 | 0
STOG | 0 | 0 | 0 | 0 | 0 | 0
STWD | 0 | 0 | 0 | 0 | 0 | 0
WT | 0 | 0 | 0 | 0 | 0 | 0
IGCC | 0 | 0 | 0 | 0 | 0 | 0
DemandResponse | 0 | 0 | 0 | 0 | 0 | 0
IGCC-CCS | 0 | 0 | 0 | 0 | 0 | 0
WT_off | 0 | 0 | 0 | 0 | 0 | 0
PseudoUnit | 0 | 197.97 | 197.97 | 197.97 | 197.97 | 197.97
FixedInterchange | 0 | 0 | 0 | 0 | 0 | 0
Total Costs by Reporting Type: All
ReportingType | 2015 | 2020 | 2025 | 2030 | 2035 | 2040
BM | 845.82 | 1496.5 | 2383.3 | 5217.51 | 5938.71 | 6467.64
CC | 58194.74 | 78373.37 | 86280.96 | 100646.92 | 146967.26 | 181484.94
CSP | 0 | 0 | 0 | 0 | 0 | 0
CT | 950.47 | 3039.07 | 4606.19 | 8150.18 | 12135.86 | 13847.06
Coal | 79352.26 | 81349.06 | 80520.88 | 78139.3 | 86415.94 | 109335.13
Geo | 300.77 | 1548.77 | 4203.28 | 4180.29 | 4140.38 | 3233.67
H | 1511 | 2291.33 | 3071.35 | 4622.75 | 4629.96 | 4732.37
LFG | 556.66 | 1374.06 | 2254.17 | 2528.53 | 2484.81 | 1905.07
Nuc | 27257.76 | 31456.43 | 31434.52 | 31871.07 | 26241.91 | 31266.47
PS | 517.25 | 517.25 | 517.25 | 517.25 | 517.25 | 517.25
PV | 666.04 | 1855.15 | 2482.42 | 2707.56 | 2224.79 | 1269.83
PeakG | 2260.92 | 3294.02 | 2816.27 | 3123.83 | 3426.88 | 3455.32
PeakO | 609.68 | 796.17 | 646.93 | 650.65 | 649.13 | 648.93
ST | 468.59 | 946.11 | 1145.94 | 1176.79 | 844.94 | 427.36
STOG | 4644.85 | 5503.65 | 4868.28 | 5061.43 | 5725.83 | 5822.24
STWD | 1060.85 | 1806.87 | 1627.06 | 2191.95 | 2305.21 | 2316.3
WT | 9401.77 | 28926.36 | 62224.69 | 97071.39 | 103056.27 | 103276.82
IGCC | 366.73 | 367.16 | 368.4 | 373.98 | 375.64 | 380.95
DemandResponse | 0 | 0 | 0 | 0 | 0.09 | 0
IGCC-CCS | 0 | 0 | 0 | 0 | 0 | 0
WT_off | 348.15 | 348.15 | 1031.02 | 1031.02 | 707.9 | 707.9
PseudoUnit | 0 | 705.89 | 1600.36 | 2128.04 | 2128.04 | 2128.04
FixedInterchange | 0 | 0 | 0 | 0 | 0 | 0
Total Costs by Reporting Type: EI_US
ReportingType | 2015 | 2020 | 2025 | 2030 | 2035 | 2040
BM | 574.26 | 1211.1 | 2103.37 | 2373.29 | 2822.46 | 2999.26
CC | 36982.12 | 51471.04 | 55478.35 | 60488.31 | 90811.83 | 114255.96
CSP | 0 | 0 | 0 | 0 | 0 | 0
CT | 460.66 | 2048.06 | 3173.64 | 5923.95 | 9190.38 | 10351.51
Coal | 64360.68 | 64541.75 | 63449.05 | 60931.95 | 66975.03 | 80654.14
Geo | 3.95 | 3.95 | 3.95 | 3.95 | 3.95 | 3.95
H | 419.29 | 948.53 | 1214.38 | 1588.55 | 1595.76 | 1595.76
LFG | 459.31 | 798.78 | 1489.19 | 1686.31 | 1657.78 | 1419.57
Nuc | 21188.8 | 25019.34 | 24933.73 | 25331.97 | 19946.53 | 24596.22
PS | 401.94 | 401.94 | 401.94 | 401.94 | 401.94 | 401.94
PV | 41.25 | 1230.36 | 1857.63 | 2082.77 | 2219.02 | 1264.06
PeakG | 1888.46 | 2769.82 | 2306.17 | 2692.73 | 2948.28 | 2962.09
PeakO | 585 | 766.03 | 621.37 | 624.95 | 623.23 | 623.25
ST | 0 | 0 | 0 | 0 | 0 | 0
STOG | 2815.93 | 3335.77 | 2961.99 | 3099.15 | 3503.92 | 3600.28
STWD | 674.87 | 1253.09 | 929.57 | 1494.37 | 1606.74 | 1617.82
WT | 6833.59 | 21531.08 | 48026.06 | 78476.25 | 85147.61 | 83774.81
IGCC | 366.73 | 367.16 | 368.4 | 373.98 | 375.64 | 380.95
DemandResponse | 0 | 0 | 0 | 0 | 0 | 0
IGCC-CCS | 0 | 0 | 0 | 0 | 0 | 0
WT_off | 348.15 | 348.15 | 1031.02 | 1031.02 | 707.9 | 707.9
PseudoUnit | 0 | 705.89 | 1600.36 | 2128.04 | 2128.04 | 2128.04
FixedInterchange | 0 | 0 | 0 | 0 | 0 | 0
Total Costs by Reporting Type: EI_Canada
ReportingType | 2015 | 2020 | 2025 | 2030 | 2035 | 2040
BM | 177.6 | 177.6 | 177.6 | 177.6 | 177.6 | 177.87
CC | 795.01 | 838.16 | 965.79 | 1234.39 | 3526.9 | 5316.43
CSP | 0 | 0 | 0 | 0 | 0 | 0
CT | 79.86 | 96.81 | 96.86 | 96.92 | 39.63 | 200.41
Coal | 85.15 | 111.4 | 72.5 | 19.8 | 71.74 | 79.25
Geo | 0 | 0 | 0 | 0 | 0 | 0
H | 216.06 | 467.15 | 981.32 | 1827.39 | 1827.39 | 1929.8
LFG | 19.32 | 19.32 | 19.32 | 19.55 | 14.43 | 14.43
Nuc | 2990.32 | 3007.74 | 3062.22 | 3080.31 | 2836.59 | 3030.72
PS | 2.92 | 2.92 | 2.92 | 2.92 | 2.92 | 2.92
PV | 558.01 | 558.01 | 558.01 | 558.01 | 0.44 | 0.44
PeakG | 21.55 | 23.55 | 23.55 | 23.55 | 27.11 | 27.13
PeakO | 5.01 | 5.01 | 5.12 | 5.23 | 5.23 | 5.23
ST | 0 | 0 | 0 | 0 | 0 | 0
STOG | 5.54 | 5.54 | 5.54 | 5.54 | 5.54 | 5.54
STWD | 4.45 | 4.45 | 4.45 | 4.54 | 5.44 | 5.44
WT | 868.55 | 868.55 | 868.55 | 868.55 | 105.34 | 1192.3
IGCC | 0 | 0 | 0 | 0 | 0 | 0
DemandResponse | 0 | 0 | 0 | 0 | 0 | 0
IGCC-CCS | 0 | 0 | 0 | 0 | 0 | 0
WT_off | 0 | 0 | 0 | 0 | 0 | 0
PseudoUnit | 0 | 0 | 0 | 0 | 0 | 0
FixedInterchange | 0 | 0 | 0 | 0 | 0 | 0
Total Costs by Reporting Type: EI
ReportingType | 2015 | 2020 | 2025 | 2030 | 2035 | 2040
BM | 751.86 | 1388.7 | 2280.97 | 2550.9 | 3000.06 | 3177.13
CC | 37777.12 | 52309.2 | 56444.14 | 61722.7 | 94338.73 | 119572.38
CSP | 0 | 0 | 0 | 0 | 0 | 0
CT | 540.52 | 2144.88 | 3270.5 | 6020.87 | 9230.01 | 10551.92
Coal | 64445.83 | 64653.16 | 63521.55 | 60951.75 | 67046.76 | 80733.39
Geo | 3.95 | 3.95 | 3.95 | 3.95 | 3.95 | 3.95
H | 635.35 | 1415.68 | 2195.7 | 3415.93 | 3423.15 | 3525.56
LFG | 478.63 | 818.1 | 1508.51 | 1705.86 | 1672.21 | 1434.01
Nuc | 24179.13 | 28027.08 | 27995.95 | 28412.28 | 22783.12 | 27626.95
PS | 404.86 | 404.86 | 404.86 | 404.86 | 404.86 | 404.86
PV | 599.26 | 1788.37 | 2415.64 | 2640.78 | 2219.46 | 1264.5
PeakG | 1910.01 | 2793.37 | 2329.72 | 2716.28 | 2975.39 | 2989.22
PeakO | 590.01 | 771.03 | 626.49 | 630.18 | 628.47 | 628.48
ST | 0 | 0 | 0 | 0 | 0 | 0
STOG | 2821.46 | 3341.31 | 2967.52 | 3104.69 | 3509.46 | 3605.81
STWD | 679.32 | 1257.55 | 934.03 | 1498.91 | 1612.18 | 1623.26
WT | 7702.14 | 22399.64 | 48894.62 | 79344.8 | 85252.95 | 84967.12
IGCC | 366.73 | 367.16 | 368.4 | 373.98 | 375.64 | 380.95
DemandResponse | 0 | 0 | 0 | 0 | 0 | 0
IGCC-CCS | 0 | 0 | 0 | 0 | 0 | 0
WT_off | 348.15 | 348.15 | 1031.02 | 1031.02 | 707.9 | 707.9
PseudoUnit | 0 | 705.89 | 1600.36 | 2128.04 | 2128.04 | 2128.04
FixedInterchange | 0 | 0 | 0 | 0 | 0 | 0
Total Costs by Reporting Type: Outside_EI
ReportingType | 2015 | 2020 | 2025 | 2030 | 2035 | 2040
BM | 93.95 | 107.8 | 102.32 | 2666.62 | 2938.65 | 3290.5
CC | 20417.62 | 26064.18 | 29836.82 | 38924.22 | 52628.52 | 61912.56
CSP | 0 | 0 | 0 | 0 | 0 | 0
CT | 409.95 | 894.19 | 1335.69 | 2129.31 | 2905.85 | 3295.14
Coal | 14906.43 | 16695.9 | 16999.33 | 17187.55 | 19369.17 | 28601.74
Geo | 296.82 | 1544.81 | 4199.33 | 4176.33 | 4136.42 | 3229.72
H | 875.65 | 875.65 | 875.65 | 1206.82 | 1206.82 | 1206.82
LFG | 78.04 | 555.96 | 745.66 | 822.66 | 812.6 | 471.06
Nuc | 3078.63 | 3429.35 | 3438.57 | 3458.79 | 3458.79 | 3639.53
PS | 112.39 | 112.39 | 112.39 | 112.39 | 112.39 | 112.39
PV | 66.78 | 66.78 | 66.78 | 66.78 | 5.33 | 5.33
PeakG | 350.91 | 500.65 | 486.54 | 407.55 | 451.5 | 466.1
PeakO | 19.67 | 25.14 | 20.44 | 20.47 | 20.67 | 20.45
ST | 468.59 | 946.11 | 1145.94 | 1176.79 | 844.94 | 427.36
STOG | 1823.38 | 2162.34 | 1900.76 | 1956.74 | 2216.38 | 2216.43
STWD | 381.53 | 549.32 | 693.04 | 693.04 | 693.04 | 693.04
WT | 1699.62 | 6526.72 | 13330.08 | 17726.58 | 17803.32 | 18309.7
IGCC | 0 | 0 | 0 | 0 | 0 | 0
DemandResponse | 0 | 0 | 0 | 0 | 0.09 | 0
IGCC-CCS | 0 | 0 | 0 | 0 | 0 | 0
WT_off | 0 | 0 | 0 | 0 | 0 | 0
PseudoUnit | 0 | 0 | 0 | 0 | 0 | 0
FixedInterchange | 0 | 0 | 0 | 0 | 0 | 0
#15 A | RPS Generation Compliance Payments ($)
RPS Program | 2015 | 2020 | 2025 | 2030 | 2035 | 2040
NEISO | 48.7 | 0 | 0 | 0 | 0 | 0
CA | 1786.72 | 1458.46 | 0 | 0 | 0 | 0
NWPP | 0 | 0 | 0 | 35.54 | 0 | 0
PJM | 33.51 | 481.42 | 0 | 0 | 0 | 0
US_EI | 0 | 0 | 0 | 0 | 0 | 0
US_WECC | 0 | 0 | 0 | 0 | 0 | 0
US_ERCOT | 0 | 0 | 0 | 0 | 0 | 0
PJM_Solar | 394.17 | 0 | 0 | 0 | 0 | 0
MA_Solar | 167.93 | 0 | 0 | 0 | 0 | 0
NH_Solar | 11.3 | 0 | 0 | 0 | 0 | 0
MRETS_Solar | 0 | 0 | 0 | 0 | 0 | 0
AZNMSNV | 231.59 | 397.14 | 0 | 0 | 0 | 0
AZNMSNV_Solar | 76.2 | 0 | 0 | 0 | 0 | 0
MRETS | 0 | 0 | 0 | 0 | 0 | 0
MI | 89.68 | 0 | 0 | 0 | 0 | 0
Ohio | 0 | 0 | 0 | 0 | 0 | 0
Ohio_Solar | 59.94 | 0 | 0 | 0 | 0 | 0
MOKSOKNE | 307.62 | 0 | 0 | 0 | 0 | 0
MO_Solar | 31.28 | 0 | 0 | 0 | 0 | 0
NC | 818.83 | 0 | 0 | 0 | 0 | 0
NC_Solar | 27.12 | 0 | 0 | 0 | 0 | 0
CO | 39.74 | 0 | 0 | 0 | 0 | 0
CO_Solar | 193.98 | 0 | 0 | 0 | 0 | 0
NY | 14.66 | 13.65 | 0 | 0 | 0 | 0
TX | 0 | 0 | 0 | 0 | 0 | 0
#15 B | RPS Capacity Compliance Payments ($)
RPS Program | 2015 | 2020 | 2025 | 2030 | 2035 | 2040
NEISO | 0 | 0 | 0 | 0 | 0 | 0
CA | 0 | 0 | 0 | 0 | 0 | 0
NWPP | 0 | 0 | 0 | 0 | 0 | 0
PJM | 0 | 0 | 0 | 0 | 0 | 0
US_EI | 0 | 0 | 0 | 0 | 0 | 0
US_WECC | 0 | 0 | 0 | 0 | 0 | 0
US_ERCOT | 0 | 0 | 0 | 0 | 0 | 0
PJM_Solar | 0 | 0 | 0 | 0 | 0 | 0
MA_Solar | 0 | 0 | 0 | 0 | 0 | 0
NH_Solar | 0 | 0 | 0 | 0 | 0 | 0
MRETS_Solar | 0 | 0 | 0 | 0 | 0 | 0
AZNMSNV | 0 | 0 | 0 | 0 | 0 | 0
AZNMSNV_Solar | 0 | 0 | 0 | 0 | 0 | 0
MRETS | 0 | 0 | 0 | 0 | 0 | 0
MI | 0 | 0 | 0 | 0 | 0 | 0
Ohio | 0 | 0 | 0 | 0 | 0 | 0
Ohio_Solar | 0 | 0 | 0 | 0 | 0 | 0
MOKSOKNE | 0 | 0 | 0 | 0 | 0 | 0
MO_Solar | 0 | 0 | 0 | 0 | 0 | 0
NC | 0 | 0 | 0 | 0 | 0 | 0
NC_Solar | 0 | 0 | 0 | 0 | 0 | 0
CO | 0 | 0 | 0 | 0 | 0 | 0
CO_Solar | 0 | 0 | 0 | 0 | 0 | 0
NY | 0 | 0 | 0 | 0 | 0 | 0
TX | 0 | 0 | 0 | 0 | 0 | 0
#16a | Transmission Costs ($million) [excludes shadow cost]
Transmission Costs: Entergy
Cost | 2015 | 2020 | 2025 | 2030 | 2035 | 2040
a. Wheel Share | 2.91 | 12.35 | 80.08 | 127.71 | 119.44 | 112.11
b. Friction Share | 4.42 | 18.71 | 121.46 | 194.11 | 181.23 | 169.06
Transmission Costs: FRCC
Cost | 2015 | 2020 | 2025 | 2030 | 2035 | 2040
a. Wheel Share | 12.04 | 5.02 | 6 | 4.21 | 0.15 | 0.35
b. Friction Share | 12.04 | 5.02 | 6 | 4.21 | 0.15 | 0.35
Transmission Costs: MAPP_US
Cost | 2015 | 2020 | 2025 | 2030 | 2035 | 2040
a. Wheel Share | 17.27 | 20.94 | 35.4 | 36.87 | 44.4 | 43.55
b. Friction Share | 12.68 | 15.19 | 26.05 | 27.07 | 34.37 | 33.99
Transmission Costs: MISO_IN
Cost | 2015 | 2020 | 2025 | 2030 | 2035 | 2040
a. Wheel Share | 1.66 | 2.07 | 3.02 | 1.93 | 1.65 | 3.46
b. Friction Share | 1.54 | 1.47 | 2.74 | 2.19 | 4.16 | 6.66
Transmission Costs: MISO_MI
Cost | 2015 | 2020 | 2025 | 2030 | 2035 | 2040
a. Wheel Share | 1.29 | 6.04 | 1.61 | 5.03 | 1.52 | 2.47
b. Friction Share | 4.35 | 15.2 | 5.23 | 9.82 | 7.45 | 11.94
Transmission Costs: MISO_MO-IL
Cost | 2015 | 2020 | 2025 | 2030 | 2035 | 2040
a. Wheel Share | 0.41 | 0.17 | 5.67 | 26.93 | 40.94 | 60.9
b. Friction Share | 2.77 | 0.38 | 10.02 | 37.35 | 45.98 | 57.9
Transmission Costs: MISO_W
Cost | 2015 | 2020 | 2025 | 2030 | 2035 | 2040
a. Wheel Share | 5.09 | 8.99 | 96.3 | 150.3 | 164.6 | 160.13
b. Friction Share | 5.05 | 9.59 | 129.9 | 275.77 | 288.09 | 278.45
Transmission Costs: MISO_WUMS
Cost | 2015 | 2020 | 2025 | 2030 | 2035 | 2040
a. Wheel Share | 0 | 0 | 0 | 0 | 0 | 0
b. Friction Share | 0.3 | 0.49 | 0.22 | 1.99 | 2.12 | 1.79
Transmission Costs: Nebraska
Cost | 2015 | 2020 | 2025 | 2030 | 2035 | 2040
a. Wheel Share | 14.49 | 9.3 | 69.91 | 120.33 | 130.58 | 125.78
b. Friction Share | 11.06 | 9.02 | 105.47 | 180.91 | 196.44 | 189.19
Transmission Costs: NEISO
Cost | 2015 | 2020 | 2025 | 2030 | 2035 | 2040
a. Wheel Share | 0 | 0 | 0 | 0 | 0 | 0
b. Friction Share | 10.75 | 12.48 | 13.56 | 18.51 | 16.98 | 15.6
Transmission Costs: NonRTO_Midwest
Cost | 2015 | 2020 | 2025 | 2030 | 2035 | 2040
a. Wheel Share | 1.66 | 2.29 | 3.08 | 2.13 | 1.74 | 3.5
b. Friction Share | 0.99 | 1.51 | 1.89 | 1.41 | 1.43 | 2.67
Transmission Costs: NYISO_A-F
Cost | 2015 | 2020 | 2025 | 2030 | 2035 | 2040
a. Wheel Share | 13.28 | 5.37 | 1.82 | 2.04 | 2.16 | 1.08
b. Friction Share | 34.85 | 13.34 | 5.59 | 7.61 | 6.5 | 5.73
Transmission Costs: NYISO_G-I
Cost | 2015 | 2020 | 2025 | 2030 | 2035 | 2040
a. Wheel Share | 1.4 | 1.99 | 1.42 | 1.94 | 2.73 | 2.4
b. Friction Share | 5.52 | 6.48 | 6.1 | 7.77 | 7.93 | 6.58
Transmission Costs: NYISO_J-K
Cost | 2015 | 2020 | 2025 | 2030 | 2035 | 2040
a. Wheel Share | 0.81 | 1.15 | 1.75 | 1.75 | 2.67 | 2.25
b. Friction Share | 4.94 | 5.66 | 6.58 | 8.02 | 8.76 | 8.37
Transmission Costs: PJM_E
Cost | 2015 | 2020 | 2025 | 2030 | 2035 | 2040
a. Wheel Share | 2.21 | 3.14 | 3.17 | 3.69 | 5.39 | 4.64
b. Friction Share | 2.29 | 2.73 | 2.65 | 2.96 | 4.43 | 3.91
Transmission Costs: PJM_ROM
Cost | 2015 | 2020 | 2025 | 2030 | 2035 | 2040
a. Wheel Share | 0.84 | 2.21 | 1.66 | 2 | 2.13 | 0.77
b. Friction Share | 1.18 | 2.15 | 1.51 | 1.75 | 2.02 | 1.17
Transmission Costs: PJM_ROR
Cost | 2015 | 2020 | 2025 | 2030 | 2035 | 2040
a. Wheel Share | 27.28 | 16.16 | 22.68 | 39.26 | 32.81 | 24
b. Friction Share | 32.48 | 17.92 | 32.25 | 126.43 | 115.95 | 107.74
Transmission Costs: SOCO
Cost | 2015 | 2020 | 2025 | 2030 | 2035 | 2040
a. Wheel Share | 16.66 | 8.44 | 16.31 | 20.12 | 10.27 | 6.32
b. Friction Share | 20.53 | 11.73 | 24.12 | 30.93 | 17.11 | 10.27
Transmission Costs: SPP_N
Cost | 2015 | 2020 | 2025 | 2030 | 2035 | 2040
a. Wheel Share | 4.16 | 11.93 | 57.42 | 94.42 | 90.24 | 88.39
b. Friction Share | 3.41 | 18.62 | 86.81 | 142.29 | 136.03 | 133.27
Transmission Costs: SPP_S
Cost | 2015 | 2020 | 2025 | 2030 | 2035 | 2040
a. Wheel Share | 0.33 | 0.06 | 26.12 | 41.27 | 40.28 | 40.43
b. Friction Share | 0.59 | 0.33 | 39.25 | 62.06 | 60.56 | 60.86
Transmission Costs: TVA
Cost | 2015 | 2020 | 2025 | 2030 | 2035 | 2040
a. Wheel Share | 1.15 | 1.04 | 0.88 | 0.47 | 0.41 | 0.03
b. Friction Share | 1.44 | 1.3 | 1.1 | 0.63 | 0.6 | 0.16
Transmission Costs: TVA_Transmission
Cost | 2015 | 2020 | 2025 | 2030 | 2035 | 2040
a. Wheel Share | 0.48 | 0.22 | 0.84 | 16.95 | 33.96 | 50.47
b. Friction Share | 0.47 | 0.25 | 0.97 | 12.91 | 26.03 | 32.62
Transmission Costs: VACAR
Cost | 2015 | 2020 | 2025 | 2030 | 2035 | 2040
a. Wheel Share | 28.33 | 17.57 | 23.89 | 35.75 | 27.27 | 19.79
b. Friction Share | 30.43 | 19.91 | 26.25 | 36.7 | 27.74 | 19.82
Transmission Costs: IESO
Cost | 2015 | 2020 | 2025 | 2030 | 2035 | 2040
a. Wheel Share | 14.13 | 12.18 | 2.12 | 10.35 | 4.71 | 5.57
b. Friction Share | 35.34 | 30.46 | 5.3 | 9.11 | 7.4 | 9.3
Transmission Costs: MAPP_CA
Cost | 2015 | 2020 | 2025 | 2030 | 2035 | 2040
a. Wheel Share | 1.16 | 5 | 3.61 | 6.08 | 4.41 | 3.73
b. Friction Share | 1.26 | 7.71 | 3.08 | 4.26 | 4.62 | 3.31
Transmission Costs: AZ_NM_SNV_Coal
Cost | 2015 | 2020 | 2025 | 2030 | 2035 | 2040
a. Wheel Share | 21.02 | 22.88 | 25.52 | 31.63 | 47.79 | 82.16
b. Friction Share | 35.47 | 38.66 | 43.18 | 53.56 | 80.63 | 137.72
Transmission Costs: AZ_NM_SNV_Gas
Cost | 2015 | 2020 | 2025 | 2030 | 2035 | 2040
a. Wheel Share | 72.79 | 102.71 | 109.19 | 137.26 | 149.11 | 154.2
b. Friction Share | 121.65 | 171.59 | 182.47 | 229.52 | 249.44 | 257.76
Transmission Costs: AZ_NM_SNV_NucRenew
Cost | 2015 | 2020 | 2025 | 2030 | 2035 | 2040
a. Wheel Share | 37.58 | 52.9 | 70.63 | 92.6 | 105.16 | 111.4
b. Friction Share | 62.74 | 88.29 | 117.87 | 154.43 | 175.3 | 185.68
Transmission Costs: ERCOT
Cost | 2015 | 2020 | 2025 | 2030 | 2035 | 2040
a. Wheel Share | 0.3 | 0 | 4.59 | 5.33 | 5.29 | 5.93
b. Friction Share | 0.44 | 0 | 6.88 | 7.99 | 7.94 | 8.95
Transmission Costs: NP15
Cost | 2015 | 2020 | 2025 | 2030 | 2035 | 2040
a. Wheel Share | 25.65 | 8.51 | 13.54 | 28.17 | 57.38 | 67.42
b. Friction Share | 42.84 | 14.31 | 22.67 | 47.06 | 95.76 | 112.5
Transmission Costs: NWPP_Coal
Cost | 2015 | 2020 | 2025 | 2030 | 2035 | 2040
a. Wheel Share | 67.12 | 41.53 | 51.39 | 75.69 | 119.95 | 123.05
b. Friction Share | 113.14 | 70.56 | 87.21 | 127.98 | 202.14 | 207.54
Transmission Costs: NWPP_Gas
Cost | 2015 | 2020 | 2025 | 2030 | 2035 | 2040
a. Wheel Share | 0 | 0 | 0 | 0 | 0 | 0
b. Friction Share | 0.3 | 0.36 | 0.55 | 0.81 | 1.19 | 1.41
Transmission Costs: NWPP_NucRenew
Cost | 2015 | 2020 | 2025 | 2030 | 2035 | 2040
a. Wheel Share | 0 | 0 | 0 | 0 | 0 | 0
b. Friction Share | 0.96 | 0.98 | 1.01 | 1.03 | 1.03 | 1.03
Transmission Costs: RMPA
Cost | 2015 | 2020 | 2025 | 2030 | 2035 | 2040
a. Wheel Share | 2.64 | 10.68 | 15.37 | 16.31 | 20.03 | 19.61
b. Friction Share | 2.04 | 13.81 | 21.44 | 22.15 | 29.1 | 29.18
Transmission Costs: SP15
Cost | 2015 | 2020 | 2025 | 2030 | 2035 | 2040
a. Wheel Share | 166.12 | 204.34 | 230.73 | 286.74 | 329.81 | 363.15
b. Friction Share | 276.95 | 340.69 | 384.65 | 478.01 | 549.81 | 605.4
Transmission Costs: ALB
Cost | 2015 | 2020 | 2025 | 2030 | 2035 | 2040
a. Wheel Share | 2.95 | 2.63 | 4.45 | 2.34 | 1.37 | 4.57
b. Friction Share | 4.91 | 4.38 | 7.41 | 3.91 | 2.29 | 7.62
Transmission Costs: BC
Cost | 2015 | 2020 | 2025 | 2030 | 2035 | 2040
a. Wheel Share | 7.36 | 2.65 | 5.01 | 4.03 | 4.54 | 5.19
b. Friction Share | 12.26 | 4.42 | 8.34 | 6.72 | 7.56 | 8.65
Transmission Costs: HQ_IESO
Cost | 2015 | 2020 | 2025 | 2030 | 2035 | 2040
a. Wheel Share | 0 | 0 | 0 | 0 | 0 | 0
b. Friction Share | 0.01 | 0.01 | 0.01 | 0.01 | 0.01 | 0.01
Transmission Costs: HQ_NEISO
Cost | 2015 | 2020 | 2025 | 2030 | 2035 | 2040
a. Wheel Share | 0 | 0 | 0 | 0 | 0 | 0
b. Friction Share | 0.11 | 0.12 | 0.15 | 0.19 | 0.19 | 0.19
Transmission Costs: HQ_NY
Cost | 2015 | 2020 | 2025 | 2030 | 2035 | 2040
a. Wheel Share | 0 | 0 | 0 | 0 | 0 | 0
b. Friction Share | 0.03 | 0.07 | 0.12 | 0.12 | 0.12 | 0.12
Transmission Costs: MARITIMES
Cost | 2015 | 2020 | 2025 | 2030 | 2035 | 2040
a. Wheel Share | 0 | 0 | 0 | 0 | 0 | 0
b. Friction Share | 0.05 | 0.07 | 0.07 | 0.07 | 0.07 | 0.07
Transmission Costs: All
Cost | 2015 | 2020 | 2025 | 2030 | 2035 | 2040
a. Wheel Share | 572.55 | 602.45 | 995.15 | 1431.61 | 1604.9 | 1698.79
b. Friction Share | 914.6 | 975.95 | 1548.14 | 2340.35 | 2606.67 | 2734.57
Transmission Costs: EI_US
Cost | 2015 | 2020 | 2025 | 2030 | 2035 | 2040
a. Wheel Share | 153.74 | 136.45 | 459.03 | 735.08 | 755.35 | 752.81
b. Friction Share | 204.28 | 189.72 | 656.06 | 1193.79 | 1192.45 | 1158.5
Transmission Costs: EI_Canada
Cost | 2015 | 2020 | 2025 | 2030 | 2035 | 2040
a. Wheel Share | 15.29 | 17.18 | 5.72 | 16.43 | 9.11 | 9.3
b. Friction Share | 36.61 | 38.18 | 8.4 | 13.39 | 12.03 | 12.62
Transmission Costs: EI
Cost | 2015 | 2020 | 2025 | 2030 | 2035 | 2040
a. Wheel Share | 169.03 | 153.63 | 464.75 | 751.5 | 764.47 | 762.11
b. Friction Share | 240.89 | 227.9 | 664.45 | 1207.18 | 1204.48 | 1171.12
Transmission Costs: Outside_EI
Cost | 2015 | 2020 | 2025 | 2030 | 2035 | 2040
a. Wheel Share | 403.52 | 448.82 | 530.4 | 680.11 | 840.44 | 936.68
b. Friction Share | 673.71 | 748.05 | 883.69 | 1133.17 | 1402.19 | 1563.45

## Capacity
#1 | New Build Capacity (MW)
New Build Capacity by Reporting Type: Entergy
ReportingType | 2015 | 2020 | 2025 | 2030 | 2035 | 2040
BM | 0 | 0 | 0 | 0 | 0 | 0
CC | 0 | 1962.07 | 0 | 0 | 2257.97 | 4438.6
CSP | 0 | 0 | 0 | 0 | 0 | 0
CT | 0 | 0 | 923.18 | 2501.09 | 81.89 | 0
Coal | 720 | 0 | 0 | 0 | 0 | 0
Geo | 0 | 0 | 0 | 0 | 0 | 0
H | 0 | 0 | 0 | 1088.03 | 20.97 | 0
LFG | 0 | 0 | 107.4 | 0 | 0 | 0
Nuc | 170 | 0 | 0 | 0 | 0 | 0
PS | 0 | 0 | 0 | 0 | 0 | 0
PV | 0.29 | 71.11 | 44.32 | 9.92 | 11.14 | 10.76
PeakG | 0 | 0 | 0 | 0 | 0 | 0
PeakO | 0 | 0 | 0 | 0 | 0 | 0
ST | 0 | 0 | 0 | 0 | 0 | 0
STOG | 0 | 0 | 0 | 0 | 0 | 0
STWD | 0 | 0 | 0 | 0 | 0 | 0
WT | 0 | 0 | 0 | 100 | 2300 | 0
IGCC | 0 | 0 | 0 | 0 | 0 | 0
DemandResponse | 0 | 0 | 0 | 0 | 0 | 0
IGCC-CCS | 0 | 0 | 0 | 0 | 0 | 0
WT_off | 0 | 0 | 0 | 0 | 0 | 0
PseudoUnit | 0 | 0 | 0 | 0 | 0 | 0
FixedInterchange | 0 | 0 | 0 | 0 | 0 | 0
New Build Capacity by Reporting Type: FRCC
ReportingType | 2015 | 2020 | 2025 | 2030 | 2035 | 2040
BM | 0 | 0 | 0 | 0 | 0 | 0
CC | 1516.9 | 6424.93 | 4428.05 | 4896.08 | 14195.78 | 11224.84
CSP | 0 | 0 | 0 | 0 | 0 | 0
CT | 2480 | 0 | 0 | 0 | 0 | 0
Coal | 0 | 0 | 0 | 0 | 0 | 0
Geo | 0 | 0 | 0 | 0 | 0 | 0
H | 0 | 0 | 0 | 0 | 0 | 0
LFG | 0 | 0 | 198 | 0 | 0 | 0
Nuc | 229.33 | 0 | 0 | 0 | 0 | 0
PS | 0 | 0 | 0 | 0 | 0 | 0
PV | 0 | 0 | 0 | 0 | 0 | 0
PeakG | 0 | 0 | 0 | 0 | 0 | 0
PeakO | 0 | 0 | 0 | 0 | 0 | 0
ST | 0 | 0 | 0 | 0 | 0 | 0
STOG | 0 | 0 | 0 | 0 | 0 | 0
STWD | 0 | 0 | 0 | 0 | 0 | 0
WT | 0 | 0 | 0 | 0 | 0 | 0
IGCC | 0 | 0 | 0 | 0 | 0 | 0
DemandResponse | 0 | 0 | 0 | 0 | 0 | 0
IGCC-CCS | 0 | 0 | 0 | 0 | 0 | 0
WT_off | 0 | 0 | 0 | 0 | 0 | 0
PseudoUnit | 0 | 0 | 0 | 0 | 0 | 0
FixedInterchange | 0 | 0 | 0 | 0 | 0 | 0
New Build Capacity by Reporting Type: MAPP_US
ReportingType | 2015 | 2020 | 2025 | 2030 | 2035 | 2040
BM | 0 | 0 | 0 | 0 | 0 | 0
CC | 0 | 0 | 0 | 0 | 0 | 0
CSP | 0 | 0 | 0 | 0 | 0 | 0
CT | 308.3 | 0 | 0 | 560.26 | 1121.31 | 854.85
Coal | 0 | 0 | 0 | 0 | 0 | 0
Geo | 0 | 0 | 0 | 0 | 0 | 0
H | 0 | 0 | 0 | 0 | 0 | 0
LFG | 0 | 0 | 0 | 71.67 | 0 | 0
Nuc | 0 | 0 | 0 | 0 | 0 | 0
PS | 0 | 0 | 0 | 0 | 0 | 0
PV | 0 | 0 | 0 | 0 | 0 | 0
PeakG | 0 | 0 | 0 | 0 | 0 | 0
PeakO | 0 | 0 | 0 | 0 | 0 | 0
ST | 0 | 0 | 0 | 0 | 0 | 0
STOG | 0 | 0 | 0 | 0 | 0 | 0
STWD | 0 | 0 | 0 | 0 | 0 | 0
WT | 421.3 | 2591.23 | 3069.75 | 3461.3 | 1716.7 | 1284.27
IGCC | 0 | 0 | 0 | 0 | 0 | 0
DemandResponse | 0 | 0 | 0 | 0 | 0 | 0
IGCC-CCS | 0 | 0 | 0 | 0 | 0 | 0
WT_off | 0 | 0 | 0 | 0 | 0 | 0
PseudoUnit | 0 | 0 | 0 | 0 | 0 | 0
FixedInterchange | 0 | 0 | 0 | 0 | 0 | 0
New Build Capacity by Reporting Type: MISO_IN
ReportingType | 2015 | 2020 | 2025 | 2030 | 2035 | 2040
BM | 0 | 0 | 0 | 0 | 0 | 0
CC | 0 | 2807.2 | 0 | 0 | 0 | 0
CSP | 0 | 0 | 0 | 0 | 0 | 0
CT | 0 | 0 | 0 | 0 | 0 | 0
Coal | 0 | 0 | 0 | 0 | 0 | 0
Geo | 0 | 0 | 0 | 0 | 0 | 0
H | 0 | 0 | 0 | 0 | 0 | 0
LFG | 0 | 0 | 80.12 | 0 | 0 | 0
Nuc | 0 | 0 | 0 | 0 | 0 | 0
PS | 0 | 0 | 0 | 0 | 0 | 0
PV | 0 | 260.56 | 184.58 | 23.13 | 45.38 | 46.57
PeakG | 0 | 0 | 0 | 0 | 0 | 0
PeakO | 0 | 0 | 0 | 0 | 0 | 0
ST | 0 | 0 | 0 | 0 | 0 | 0
STOG | 0 | 0 | 0 | 0 | 0 | 0
STWD | 0 | 0 | 0 | 0 | 0 | 0
WT | 0 | 0 | 0 | 0 | 7936.06 | 5624.54
IGCC | 618 | 0 | 0 | 0 | 0 | 0
DemandResponse | 0 | 0 | 0 | 0 | 0 | 0
IGCC-CCS | 0 | 0 | 0 | 0 | 0 | 0
WT_off | 0 | 0 | 0 | 0 | 0 | 0
PseudoUnit | 0 | 0 | 0 | 0 | 0 | 0
FixedInterchange | 0 | 0 | 0 | 0 | 0 | 0
New Build Capacity by Reporting Type: MISO_MI
ReportingType | 2015 | 2020 | 2025 | 2030 | 2035 | 2040
BM | 0 | 0 | 0 | 0 | 0 | 0
CC | 0 | 375.72 | 0 | 0 | 2545.42 | 2039.19
CSP | 0 | 0 | 0 | 0 | 0 | 0
CT | 0 | 0 | 0 | 0 | 0 | 1321.89
Coal | 0 | 0 | 0 | 0 | 0 | 0
Geo | 0 | 0 | 0 | 0 | 0 | 0
H | 0 | 0 | 0 | 0 | 0 | 0
LFG | 0 | 75.19 | 85.06 | 0 | 0 | 0
Nuc | 0 | 0 | 0 | 0 | 0 | 0
PS | 0 | 0 | 0 | 0 | 0 | 0
PV | 0 | 0 | 0 | 0 | 0 | 0
PeakG | 0 | 0 | 0 | 0 | 0 | 0
PeakO | 0 | 0 | 0 | 0 | 0 | 0
ST | 0 | 0 | 0 | 0 | 0 | 0
STOG | 0 | 0 | 0 | 0 | 0 | 0
STWD | 0 | 0 | 0 | 0 | 0 | 0
WT | 2000 | 600 | 276.66 | 462.58 | 461.44 | 568.62
IGCC | 0 | 0 | 0 | 0 | 0 | 0
DemandResponse | 0 | 0 | 0 | 0 | 0 | 0
IGCC-CCS | 0 | 0 | 0 | 0 | 0 | 0
WT_off | 0 | 0 | 0 | 0 | 0 | 0
PseudoUnit | 0 | 0 | 0 | 0 | 0 | 0
FixedInterchange | 0 | 0 | 0 | 0 | 0 | 0
New Build Capacity by Reporting Type: MISO_MO-IL
ReportingType | 2015 | 2020 | 2025 | 2030 | 2035 | 2040
BM | 0 | 0 | 0 | 0 | 0 | 0
CC | 0 | 0 | 0 | 0 | 0 | 0
CSP | 0 | 0 | 0 | 0 | 0 | 0
CT | 0 | 0 | 0 | 0 | 0 | 0
Coal | 1790 | 0 | 0 | 0 | 0 | 0
Geo | 0 | 0 | 0 | 0 | 0 | 0
H | 0 | 280 | 0 | 0 | 0 | 0
LFG | 0 | 0 | 30.64 | 192.69 | 0 | 0
Nuc | 0 | 0 | 0 | 0 | 0 | 0
PS | 0 | 0 | 0 | 0 | 0 | 0
PV | 0 | 0 | 0 | 0 | 0 | 0
PeakG | 0 | 0 | 0 | 0 | 0 | 0
PeakO | 0 | 0 | 0 | 0 | 0 | 0
ST | 0 | 0 | 0 | 0 | 0 | 0
STOG | 0 | 0 | 0 | 0 | 0 | 0
STWD | 0 | 0 | 0 | 0 | 0 | 0
WT | 300 | 0 | 0 | 5600 | 1435.26 | 6803.31
IGCC | 0 | 0 | 0 | 0 | 0 | 0
DemandResponse | 0 | 0 | 0 | 0 | 0 | 0
IGCC-CCS | 0 | 0 | 0 | 0 | 0 | 0
WT_off | 0 | 0 | 0 | 0 | 0 | 0
PseudoUnit | 0 | 0 | 0 | 0 | 0 | 0
FixedInterchange | 0 | 0 | 0 | 0 | 0 | 0
New Build Capacity by Reporting Type: MISO_W
ReportingType | 2015 | 2020 | 2025 | 2030 | 2035 | 2040
BM | 0 | 0 | 0 | 0 | 0 | 0
CC | 0 | 0 | 0 | 0 | 0 | 0
CSP | 0 | 0 | 0 | 0 | 0 | 0
CT | 0 | 0 | 0 | 0 | 0 | 0
Coal | 0 | 0 | 0 | 0 | 0 | 0
Geo | 0 | 0 | 0 | 0 | 0 | 0
H | 0 | 0 | 0 | 0 | 0 | 0
LFG | 0 | 0 | 71.67 | 0 | 0 | 0
Nuc | 94.33 | 0 | 0 | 0 | 0 | 0
PS | 0 | 0 | 0 | 0 | 0 | 0
PV | 0 | 0 | 0 | 0 | 0 | 0
PeakG | 0 | 0 | 0 | 0 | 0 | 0
PeakO | 0 | 0 | 0 | 0 | 0 | 0
ST | 0 | 0 | 0 | 0 | 0 | 0
STOG | 0 | 0 | 0 | 0 | 0 | 0
STWD | 0 | 0 | 0 | 0 | 0 | 0
WT | 2800.5 | 0 | 2310.8 | 37235.14 | 4297.06 | 3936.38
IGCC | 0 | 0 | 0 | 0 | 0 | 0
DemandResponse | 0 | 0 | 0 | 0 | 0 | 0
IGCC-CCS | 0 | 0 | 0 | 0 | 0 | 0
WT_off | 0 | 0 | 0 | 0 | 0 | 0
PseudoUnit | 0 | 0 | 0 | 0 | 0 | 0
FixedInterchange | 0 | 0 | 0 | 0 | 0 | 0
New Build Capacity by Reporting Type: MISO_WUMS
ReportingType | 2015 | 2020 | 2025 | 2030 | 2035 | 2040
BM | 0 | 0 | 0 | 0 | 0 | 0
CC | 0 | 2844.08 | 0 | 0 | 0 | 0
CSP | 0 | 0 | 0 | 0 | 0 | 0
CT | 0 | 9353.43 | 9362.59 | 8543.74 | 15122.35 | 6667.48
Coal | 615 | 0 | 0 | 0 | 0 | 0
Geo | 0 | 0 | 0 | 0 | 0 | 0
H | 0 | 1 | 0 | 0 | 0 | 0
LFG | 0 | 0 | 223.33 | 0 | 0 | 0
Nuc | 235 | 0 | 0 | 0 | 0 | 0
PS | 0 | 0 | 0 | 0 | 0 | 0
PV | 0 | 0 | 0 | 0 | 0 | 0
PeakG | 0 | 0 | 0 | 0 | 0 | 0
PeakO | 0 | 0 | 0 | 0 | 0 | 0
ST | 0 | 0 | 0 | 0 | 0 | 0
STOG | 0 | 0 | 0 | 0 | 0 | 0
STWD | 0 | 0 | 0 | 0 | 0 | 0
WT | 968.9 | 0 | 0 | 30.8 | 0 | 7740.15
IGCC | 0 | 0 | 0 | 0 | 0 | 0
DemandResponse | 0 | 0 | 0 | 0 | 0 | 0
IGCC-CCS | 0 | 0 | 0 | 0 | 0 | 0
WT_off | 0 | 0 | 0 | 0 | 0 | 0
PseudoUnit | 0 | 0 | 0 | 0 | 0 | 0
FixedInterchange | 0 | 0 | 0 | 0 | 0 | 0
New Build Capacity by Reporting Type: Nebraska
ReportingType | 2015 | 2020 | 2025 | 2030 | 2035 | 2040
BM | 0 | 0 | 0 | 0 | 0 | 0
CC | 0 | 0 | 0 | 0 | 0 | 0
CSP | 0 | 0 | 0 | 0 | 0 | 0
CT | 0 | 0 | 0 | 0 | 0 | 0
Coal | 232.1 | 0 | 0 | 0 | 0 | 0
Geo | 0 | 0 | 0 | 0 | 0 | 0
H | 0 | 0 | 0 | 0 | 0 | 0
LFG | 0 | 0 | 0 | 71.67 | 0 | 0
Nuc | 0 | 0 | 0 | 0 | 0 | 0
PS | 0 | 0 | 0 | 0 | 0 | 0
PV | 0 | 0 | 0 | 0 | 0 | 0
PeakG | 0 | 0 | 0 | 0 | 0 | 0
PeakO | 0 | 0 | 0 | 0 | 0 | 0
ST | 0 | 0 | 0 | 0 | 0 | 0
STOG | 0 | 0 | 0 | 0 | 0 | 0
STWD | 0 | 0 | 0 | 0 | 0 | 0
WT | 202 | 21868.63 | 28954.61 | 15702.58 | 5520.21 | 0
IGCC | 0 | 0 | 0 | 0 | 0 | 0
DemandResponse | 0 | 0 | 0 | 0 | 0 | 0
IGCC-CCS | 0 | 0 | 0 | 0 | 0 | 0
WT_off | 0 | 0 | 0 | 0 | 0 | 0
PseudoUnit | 0 | 0 | 0 | 0 | 0 | 0
FixedInterchange | 0 | 0 | 0 | 0 | 0 | 0
New Build Capacity by Reporting Type: NEISO
ReportingType | 2015 | 2020 | 2025 | 2030 | 2035 | 2040
BM | 252.2 | 0 | 0 | 0 | 0 | 0
CC | 2049.5 | 0 | 0 | 0 | 0 | 465.77
CSP | 0 | 0 | 0 | 0 | 0 | 0
CT | 334 | 0 | 0 | 86.1 | 3461.7 | 2707.03
Coal | 0 | 0 | 0 | 0 | 0 | 0
Geo | 0 | 0 | 0 | 0 | 0 | 0
H | 0 | 3 | 0 | 0 | 0 | 0
LFG | 49.26 | 0 | 69.74 | 0 | 0 | 0
Nuc | 0 | 0 | 0 | 0 | 0 | 0
PS | 0 | 0 | 0 | 0 | 0 | 0
PV | 0 | 353.13 | 19.11 | 15.41 | 21.27 | 22.34
PeakG | 0 | 0 | 0 | 0 | 0 | 0
PeakO | 0 | 0 | 0 | 0 | 0 | 0
ST | 0 | 0 | 0 | 0 | 0 | 0
STOG | 0 | 0 | 0 | 0 | 0 | 0
STWD | 0 | 0 | 0 | 0 | 0 | 0
WT | 231.2 | 2680.13 | 2368.67 | 0 | 0 | 0
IGCC | 0 | 0 | 0 | 0 | 0 | 0
DemandResponse | 0 | 0 | 0 | 0 | 0 | 0
IGCC-CCS | 0 | 0 | 0 | 0 | 0 | 0
WT_off | 468 | 0 | 0 | 0 | 0 | 0
PseudoUnit | 0 | 0 | 0 | 0 | 0 | 0
FixedInterchange | 0 | 0 | 0 | 0 | 0 | 0
New Build Capacity by Reporting Type: NonRTO_Midwest
ReportingType | 2015 | 2020 | 2025 | 2030 | 2035 | 2040
BM | 0 | 0 | 0 | 0 | 0 | 0
CC | 0 | 759.95 | 677.78 | 883.16 | 969.09 | 1129.18
CSP | 0 | 0 | 0 | 0 | 0 | 0
CT | 0 | 386.54 | 101.93 | 0 | 0 | 184.04
Coal | 0 | 0 | 0 | 0 | 0 | 0
Geo | 0 | 0 | 0 | 0 | 0 | 0
H | 0 | 0 | 746 | 0 | 0 | 0
LFG | 0 | 0 | 160.25 | 0 | 0 | 0
Nuc | 0 | 0 | 0 | 0 | 0 | 0
PS | 0 | 0 | 0 | 0 | 0 | 0
PV | 0 | 0 | 0 | 0 | 0 | 0
PeakG | 0 | 0 | 0 | 0 | 0 | 0
PeakO | 0 | 0 | 0 | 0 | 0 | 0
ST | 0 | 0 | 0 | 0 | 0 | 0
STOG | 0 | 0 | 0 | 0 | 0 | 0
STWD | 0 | 0 | 0 | 0 | 0 | 0
WT | 0 | 0 | 0 | 0 | 0 | 0
IGCC | 0 | 0 | 0 | 0 | 0 | 0
DemandResponse | 0 | 0 | 0 | 0 | 0 | 0
IGCC-CCS | 0 | 0 | 0 | 0 | 0 | 0
WT_off | 0 | 0 | 0 | 0 | 0 | 0
PseudoUnit | 0 | 0 | 0 | 0 | 0 | 0
FixedInterchange | 0 | 0 | 0 | 0 | 0 | 0
New Build Capacity by Reporting Type: NYISO_A-F
ReportingType | 2015 | 2020 | 2025 | 2030 | 2035 | 2040
BM | 0 | 0 | 0 | 0 | 0 | 0
CC | 639 | 0 | 0 | 0 | 0 | 0
CSP | 0 | 0 | 0 | 0 | 0 | 0
CT | 0 | 0 | 0 | 0 | 0 | 0
Coal | 0 | 0 | 0 | 0 | 0 | 0
Geo | 0 | 0 | 0 | 0 | 0 | 0
H | 0 | 0 | 0 | 0 | 0 | 0
LFG | 6.4 | 0 | 67.93 | 0 | 0 | 0
Nuc | 168 | 0 | 0 | 0 | 0 | 0
PS | 0 | 0 | 0 | 0 | 0 | 0
PV | 0 | 0 | 0 | 0 | 0 | 0
PeakG | 0 | 0 | 0 | 0 | 0 | 0
PeakO | 0 | 0 | 0 | 0 | 0 | 0
ST | 0 | 0 | 0 | 0 | 0 | 0
STOG | 0 | 0 | 0 | 0 | 0 | 0
STWD | 0 | 0 | 0 | 0 | 0 | 0
WT | 2476.3 | 709.8 | 0 | 1736.3 | 1457.17 | 1543.21
IGCC | 0 | 0 | 0 | 0 | 0 | 0
DemandResponse | 0 | 0 | 0 | 0 | 0 | 0
IGCC-CCS | 0 | 0 | 0 | 0 | 0 | 0
WT_off | 0 | 0 | 0 | 0 | 0 | 0
PseudoUnit | 0 | 0 | 0 | 0 | 0 | 0
FixedInterchange | 0 | 0 | 0 | 0 | 0 | 0
New Build Capacity by Reporting Type: NYISO_G-I
ReportingType | 2015 | 2020 | 2025 | 2030 | 2035 | 2040
BM | 0 | 0 | 0 | 0 | 0 | 0
CC | 0 | 0 | 566.13 | 1341.24 | 2555.57 | 2678.3
CSP | 0 | 0 | 0 | 0 | 0 | 0
CT | 0 | 0 | 0 | 0 | 0 | 0
Coal | 0 | 0 | 0 | 0 | 0 | 0
Geo | 0 | 0 | 0 | 0 | 0 | 0
H | 0 | 0 | 0 | 0 | 0 | 0
LFG | 0 | 0 | 74.33 | 0 | 0 | 0
Nuc | 0 | 0 | 0 | 0 | 0 | 0
PS | 0 | 0 | 0 | 0 | 0 | 0
PV | 0 | 0 | 0 | 0 | 0 | 0
PeakG | 0 | 0 | 0 | 0 | 0 | 0
PeakO | 0 | 0 | 0 | 0 | 0 | 0
ST | 0 | 0 | 0 | 0 | 0 | 0
STOG | 0 | 0 | 0 | 0 | 0 | 0
STWD | 0 | 0 | 0 | 0 | 0 | 0
WT | 0 | 60 | 0 | 0 | 0 | 0
IGCC | 0 | 0 | 0 | 0 | 0 | 0
DemandResponse | 0 | 0 | 0 | 0 | 0 | 0
IGCC-CCS | 0 | 0 | 0 | 0 | 0 | 0
WT_off | 0 | 0 | 0 | 0 | 0 | 0
PseudoUnit | 0 | 0 | 0 | 0 | 0 | 0
FixedInterchange | 0 | 0 | 0 | 0 | 0 | 0
New Build Capacity by Reporting Type: NYISO_J-K
ReportingType | 2015 | 2020 | 2025 | 2030 | 2035 | 2040
BM | 0 | 0 | 0 | 0 | 0 | 0
CC | 1175.4 | 0 | 0 | 0 | 1349.71 | 1760.98
CSP | 0 | 0 | 0 | 0 | 0 | 0
CT | 0 | 0 | 529.7 | 2250.76 | 1729.59 | 1850.55
Coal | 0 | 0 | 0 | 0 | 0 | 0
Geo | 0 | 0 | 0 | 0 | 0 | 0
H | 0 | 0 | 0 | 0 | 0 | 0
LFG | 0 | 0 | 74.33 | 0 | 0 | 0
Nuc | 0 | 0 | 0 | 0 | 0 | 0
PS | 0 | 0 | 0 | 0 | 0 | 0
PV | 32 | 0 | 0 | 0 | 0 | 0
PeakG | 0 | 0 | 0 | 0 | 0 | 0
PeakO | 0 | 0 | 0 | 0 | 0 | 0
ST | 0 | 0 | 0 | 0 | 0 | 0
STOG | 0 | 0 | 0 | 0 | 0 | 0
STWD | 0 | 0 | 0 | 0 | 0 | 0
WT | 0 | 0 | 0 | 0 | 0 | 0
IGCC | 0 | 0 | 0 | 0 | 0 | 0
DemandResponse | 0 | 0 | 0 | 0 | 0 | 0
IGCC-CCS | 0 | 0 | 0 | 0 | 0 | 0
WT_off | 0 | 0 | 0 | 0 | 0 | 0
PseudoUnit | 0 | 0 | 0 | 0 | 0 | 0
FixedInterchange | 0 | 0 | 0 | 0 | 0 | 0
New Build Capacity by Reporting Type: PJM_E
ReportingType | 2015 | 2020 | 2025 | 2030 | 2035 | 2040
BM | 30 | 0 | 0 | 0 | 0 | 0
CC | 4634.3 | 0 | 0 | 0 | 0 | 1699.3
CSP | 0 | 0 | 0 | 0 | 0 | 0
CT | 26.2 | 0 | 0 | 4396.37 | 1877.94 | 3349.93
Coal | 27 | 0 | 0 | 0 | 0 | 0
Geo | 0 | 0 | 0 | 0 | 0 | 0
H | 0 | 0 | 0 | 0 | 0 | 0
LFG | 9.1 | 132.9 | 0 | 0 | 0 | 0
Nuc | 38 | 0 | 0 | 0 | 0 | 0
PS | 0 | 0 | 0 | 0 | 0 | 0
PV | 25.45 | 0 | 0 | 0 | 0 | 0
PeakG | 0 | 0 | 0 | 0 | 0 | 0
PeakO | 0 | 0 | 0 | 0 | 0 | 0
ST | 0 | 0 | 0 | 0 | 0 | 0
STOG | 0 | 0 | 0 | 0 | 0 | 0
STWD | 0 | 0 | 0 | 0 | 0 | 0
WT | 1150 | 0 | 0 | 0 | 0 | 0
IGCC | 0 | 0 | 0 | 0 | 0 | 0
DemandResponse | 0 | 0 | 0 | 0 | 0 | 0
IGCC-CCS | 0 | 0 | 0 | 0 | 0 | 0
WT_off | 0 | 0 | 1100 | 0 | 0 | 0
PseudoUnit | 0 | 0 | 0 | 0 | 0 | 0
FixedInterchange | 0 | 0 | 0 | 0 | 0 | 0
New Build Capacity by Reporting Type: PJM_ROM
ReportingType | 2015 | 2020 | 2025 | 2030 | 2035 | 2040
BM | 18 | 0 | 0 | 0 | 0 | 0
CC | 1678.5 | 0 | 0 | 288.7 | 12424.32 | 15123.77
CSP | 0 | 0 | 0 | 0 | 0 | 0
CT | 16 | 0 | 0 | 0 | 0 | 0
Coal | 32.5 | 0 | 0 | 0 | 0 | 0
Geo | 0 | 0 | 0 | 0 | 0 | 0
H | 0 | 678 | 0 | 0 | 0 | 0
LFG | 18.9 | 265.1 | 0 | 0 | 0 | 0
Nuc | 0 | 0 | 0 | 0 | 0 | 0
PS | 0 | 0 | 0 | 0 | 0 | 0
PV | 0 | 1551.14 | 1107.51 | 429.46 | 282.04 | 321.64
PeakG | 0 | 0 | 0 | 0 | 0 | 0
PeakO | 0 | 0 | 0 | 0 | 0 | 0
ST | 0 | 0 | 0 | 0 | 0 | 0
STOG | 0 | 0 | 0 | 0 | 0 | 0
STWD | 0 | 0 | 0 | 0 | 0 | 0
WT | 479.8 | 750.2 | 0 | 0 | 0 | 0
IGCC | 0 | 0 | 0 | 0 | 0 | 0
DemandResponse | 0 | 0 | 0 | 0 | 0 | 0
IGCC-CCS | 0 | 0 | 0 | 0 | 0 | 0
WT_off | 0 | 0 | 0 | 0 | 0 | 0
PseudoUnit | 0 | 0 | 0 | 0 | 0 | 0
FixedInterchange | 0 | 0 | 0 | 0 | 0 | 0
New Build Capacity by Reporting Type: PJM_ROR
ReportingType | 2015 | 2020 | 2025 | 2030 | 2035 | 2040
BM | 385 | 0 | 0 | 0 | 0 | 0
CC | 3077 | 6637.26 | 5544.57 | 0 | 9667.74 | 5832.67
CSP | 0 | 0 | 0 | 0 | 0 | 0
CT | 29 | 0 | 1470.6 | 7378.5 | 2125.66 | 0
Coal | 2164 | 0 | 0 | 0 | 0 | 0
Geo | 0 | 0 | 0 | 0 | 0 | 0
H | 0 | 503 | 0 | 0 | 0 | 0
LFG | 57.4 | 251.95 | 261.76 | 0 | 0 | 0
Nuc | 38 | 0 | 0 | 0 | 0 | 0
PS | 0 | 0 | 0 | 0 | 0 | 0
PV | 0 | 0 | 0 | 0 | 0 | 0
PeakG | 0 | 0 | 0 | 0 | 0 | 0
PeakO | 0 | 0 | 0 | 0 | 0 | 0
ST | 0 | 0 | 0 | 0 | 0 | 0
STOG | 0 | 0 | 0 | 0 | 0 | 0
STWD | 0 | 0 | 0 | 0 | 0 | 0
WT | 8325.7 | 191.7 | 17287.7 | 4869.92 | 5255.75 | 6697.2
IGCC | 0 | 0 | 0 | 0 | 0 | 0
DemandResponse | 0 | 0 | 0 | 0 | 0 | 0
IGCC-CCS | 0 | 0 | 0 | 0 | 0 | 0
WT_off | 0 | 0 | 0 | 0 | 0 | 0
PseudoUnit | 0 | 0 | 0 | 0 | 0 | 0
FixedInterchange | 0 | 0 | 0 | 0 | 0 | 0
New Build Capacity by Reporting Type: SOCO
ReportingType | 2015 | 2020 | 2025 | 2030 | 2035 | 2040
BM | 55 | 0 | 0 | 0 | 0 | 0
CC | 5026.9 | 3429.26 | 3494.26 | 4175.17 | 5044.6 | 0
CSP | 0 | 0 | 0 | 0 | 0 | 0
CT | 0 | 0 | 0 | 0 | 0 | 0
Coal | 0 | 0 | 0 | 0 | 0 | 12866.71
Geo | 0 | 0 | 0 | 0 | 0 | 0
H | 0 | 0 | 0 | 0 | 0 | 0
LFG | 0 | 0 | 107.4 | 0 | 0 | 0
Nuc | 70 | 2200 | 0 | 0 | 0 | 0
PS | 0 | 0 | 0 | 0 | 0 | 0
PV | 0 | 0 | 0 | 0 | 0 | 0
PeakG | 0 | 0 | 0 | 0 | 0 | 0
PeakO | 0 | 0 | 0 | 0 | 0 | 0
ST | 0 | 0 | 0 | 0 | 0 | 0
STOG | 0 | 0 | 0 | 0 | 0 | 0
STWD | 0 | 0 | 0 | 0 | 0 | 0
WT | 0 | 0 | 0 | 0 | 0 | 0
IGCC | 0 | 0 | 0 | 0 | 0 | 0
DemandResponse | 0 | 0 | 0 | 0 | 0 | 0
IGCC-CCS | 0 | 0 | 0 | 0 | 0 | 0
WT_off | 0 | 0 | 0 | 0 | 0 | 0
PseudoUnit | 0 | 0 | 0 | 0 | 0 | 0
FixedInterchange | 0 | 0 | 0 | 0 | 0 | 0
New Build Capacity by Reporting Type: SPP_N
ReportingType | 2015 | 2020 | 2025 | 2030 | 2035 | 2040
BM | 0 | 0 | 0 | 0 | 0 | 0
CC | 0 | 0 | 0 | 0 | 0 | 0
CSP | 0 | 0 | 0 | 0 | 0 | 0
CT | 110.37 | 2228.4 | 0 | 0 | 2653.92 | 2395.35
Coal | 465.04 | 0 | 0 | 0 | 0 | 0
Geo | 0 | 0 | 0 | 0 | 0 | 0
H | 0 | 0 | 0 | 0 | 0 | 0
LFG | 0 | 0 | 0 | 95 | 0 | 0
Nuc | 0 | 0 | 0 | 0 | 0 | 0
PS | 0 | 0 | 0 | 0 | 0 | 0
PV | 0 | 0 | 0 | 0 | 0 | 0
PeakG | 0 | 0 | 0 | 0 | 0 | 0
PeakO | 0 | 0 | 0 | 0 | 0 | 0
ST | 0 | 0 | 0 | 0 | 0 | 0
STOG | 0 | 0 | 0 | 0 | 0 | 0
STWD | 0 | 0 | 0 | 0 | 0 | 0
WT | 0 | 0 | 0 | 26858.56 | 3636.74 | 2839.96
IGCC | 0 | 0 | 0 | 0 | 0 | 0
DemandResponse | 0 | 0 | 0 | 0 | 0 | 0
IGCC-CCS | 0 | 0 | 0 | 0 | 0 | 0
WT_off | 0 | 0 | 0 | 0 | 0 | 0
PseudoUnit | 0 | 0 | 0 | 0 | 0 | 0
FixedInterchange | 0 | 0 | 0 | 0 | 0 | 0
New Build Capacity by Reporting Type: SPP_S
ReportingType | 2015 | 2020 | 2025 | 2030 | 2035 | 2040
BM | 0 | 0 | 0 | 0 | 0 | 0
CC | 0 | 0 | 0 | 0 | 0 | 0
CSP | 0 | 0 | 0 | 0 | 0 | 0
CT | 413.01 | 300.16 | 0 | 0 | 6419.81 | 3718.27
Coal | 988 | 0 | 0 | 0 | 0 | 0
Geo | 0 | 0 | 0 | 0 | 0 | 0
H | 0 | 0 | 0 | 0 | 0 | 0
LFG | 0 | 0 | 0 | 95 | 0 | 0
Nuc | 0 | 0 | 0 | 0 | 0 | 0
PS | 0 | 0 | 0 | 0 | 0 | 0
PV | 0 | 0 | 0 | 0 | 0 | 0
PeakG | 0 | 0 | 0 | 0 | 0 | 0
PeakO | 0 | 0 | 0 | 0 | 0 | 0
ST | 0 | 0 | 0 | 0 | 0 | 0
STOG | 0 | 0 | 0 | 0 | 0 | 0
STWD | 0 | 0 | 0 | 0 | 0 | 0
WT | 430 | 15005.02 | 35536.21 | 9056.37 | 4096.15 | 3780.64
IGCC | 0 | 0 | 0 | 0 | 0 | 0
DemandResponse | 0 | 0 | 0 | 0 | 0 | 0
IGCC-CCS | 0 | 0 | 0 | 0 | 0 | 0
WT_off | 0 | 0 | 0 | 0 | 0 | 0
PseudoUnit | 0 | 0 | 0 | 0 | 0 | 0
FixedInterchange | 0 | 0 | 0 | 0 | 0 | 0
New Build Capacity by Reporting Type: TVA
ReportingType | 2015 | 2020 | 2025 | 2030 | 2035 | 2040
BM | 0 | 0 | 0 | 0 | 0 | 0
CC | 1418 | 2497.53 | 2351.31 | 3428.76 | 923.29 | 0
CSP | 0 | 0 | 0 | 0 | 0 | 0
CT | 320.14 | 2492.58 | 0 | 2270.41 | 2485.51 | 0
Coal | 0 | 0 | 0 | 0 | 110.42 | 4068.68
Geo | 0 | 0 | 0 | 0 | 0 | 0
H | 0 | 0 | 27 | 0 | 0 | 0
LFG | 0 | 0 | 107.4 | 0 | 0 | 0
Nuc | 1697.89 | 0 | 0 | 0 | 0 | 0
PS | 0 | 0 | 0 | 0 | 0 | 0
PV | 0 | 0 | 0 | 0 | 0 | 0
PeakG | 0 | 0 | 0 | 0 | 0 | 0
PeakO | 0 | 0 | 0 | 0 | 0 | 0
ST | 0 | 0 | 0 | 0 | 0 | 0
STOG | 0 | 0 | 0 | 0 | 0 | 0
STWD | 0 | 0 | 0 | 0 | 0 | 0
WT | 0 | 0 | 0 | 0 | 0 | 0
IGCC | 0 | 0 | 0 | 0 | 0 | 0
DemandResponse | 0 | 0 | 0 | 0 | 0 | 0
IGCC-CCS | 0 | 0 | 0 | 0 | 0 | 0
WT_off | 0 | 0 | 0 | 0 | 0 | 0
PseudoUnit | 0 | 0 | 0 | 0 | 0 | 0
FixedInterchange | 0 | 0 | 0 | 0 | 0 | 0
New Build Capacity by Reporting Type: TVA_Transmission
ReportingType | 2015 | 2020 | 2025 | 2030 | 2035 | 2040
BM | 0 | 0 | 0 | 0 | 0 | 0
CC | 0 | 0 | 0 | 0 | 0 | 0
CSP | 0 | 0 | 0 | 0 | 0 | 0
CT | 0 | 0 | 0 | 0 | 0 | 0
Coal | 0 | 0 | 0 | 0 | 0 | 0
Geo | 0 | 0 | 0 | 0 | 0 | 0
H | 0 | 0 | 0 | 0 | 0 | 0
LFG | 0 | 0 | 0 | 0 | 0 | 0
Nuc | 0 | 0 | 0 | 0 | 0 | 0
PS | 0 | 0 | 0 | 0 | 0 | 0
PV | 0 | 0 | 0 | 0 | 0 | 0
PeakG | 0 | 0 | 0 | 0 | 0 | 0
PeakO | 0 | 0 | 0 | 0 | 0 | 0
ST | 0 | 0 | 0 | 0 | 0 | 0
STOG | 0 | 0 | 0 | 0 | 0 | 0
STWD | 0 | 0 | 0 | 0 | 0 | 0
WT | 0 | 0 | 0 | 0 | 0 | 0
IGCC | 0 | 0 | 0 | 0 | 0 | 0
DemandResponse | 0 | 0 | 0 | 0 | 0 | 0
IGCC-CCS | 0 | 0 | 0 | 0 | 0 | 0
WT_off | 0 | 0 | 0 | 0 | 0 | 0
PseudoUnit | 0 | 0 | 0 | 0 | 0 | 0
FixedInterchange | 0 | 0 | 0 | 0 | 0 | 0
New Build Capacity by Reporting Type: VACAR
ReportingType | 2015 | 2020 | 2025 | 2030 | 2035 | 2040
BM | 0.92 | 418.37 | 824.2 | 240.72 | 388.93 | 384.67
CC | 8506.23 | 3807.97 | 3671.51 | 3018.44 | 10835.99 | 8702.51
CSP | 0 | 0 | 0 | 0 | 0 | 0
CT | 717.2 | 2188.27 | 0 | 1856.79 | 752.04 | 1320.99
Coal | 825 | 0 | 0 | 0 | 0 | 0
Geo | 0 | 0 | 0 | 0 | 0 | 0
H | 0 | 0 | 0 | 0 | 0 | 0
LFG | 0.34 | 107.06 | 0 | 0 | 0 | 0
Nuc | 0 | 2330 | 0 | 0 | 0 | 0
PS | 0 | 0 | 0 | 0 | 0 | 0
PV | 0 | 153.23 | 16.34 | 15.16 | 24.5 | 24.23
PeakG | 0 | 0 | 0 | 0 | 0 | 0
PeakO | 0 | 0 | 0 | 0 | 0 | 0
ST | 0 | 0 | 0 | 0 | 0 | 0
STOG | 0 | 0 | 0 | 0 | 0 | 0
STWD | 0 | 0 | 0 | 0 | 0 | 0
WT | 0.9 | 3499.1 | 0 | 0 | 0 | 0
IGCC | 0 | 0 | 0 | 0 | 0 | 0
DemandResponse | 0 | 0 | 0 | 0 | 0 | 0
IGCC-CCS | 0 | 0 | 0 | 0 | 0 | 0
WT_off | 1 | 0 | 0 | 0 | 0 | 0
PseudoUnit | 0 | 0 | 0 | 0 | 0 | 0
FixedInterchange | 0 | 0 | 0 | 0 | 0 | 0
New Build Capacity by Reporting Type: IESO
ReportingType | 2015 | 2020 | 2025 | 2030 | 2035 | 2040
BM | 326.33 | 0 | 0 | 0 | 0 | 0
CC | 1263 | 0 | 0 | 47.33 | 4262.18 | 3546.61
CSP | 0 | 0 | 0 | 0 | 0 | 0
CT | 368 | 0 | 0 | 0 | 145.76 | 814.47
Coal | 0 | 0 | 0 | 0 | 0 | 0
Geo | 0 | 0 | 0 | 0 | 0 | 0
H | 0 | 0 | 0 | 0 | 0 | 250
LFG | 14.5 | 0 | 0 | 0.5 | 0 | 0
Nuc | 0 | 0 | 0 | 0 | 0 | 0
PS | 0 | 0 | 0 | 0 | 0 | 0
PV | 1067.26 | 0 | 0 | 0 | 0 | 0
PeakG | 0 | 0 | 0 | 0 | 0 | 0
PeakO | 0 | 0 | 0 | 0 | 0 | 0
ST | 0 | 0 | 0 | 0 | 0 | 0
STOG | 0 | 0 | 0 | 0 | 0 | 0
STWD | 0 | 0 | 0 | 0 | 0 | 0
WT | 2105.9 | 0 | 0 | 0 | 0 | 0
IGCC | 0 | 0 | 0 | 0 | 0 | 0
DemandResponse | 0 | 0 | 0 | 0 | 0 | 0
IGCC-CCS | 0 | 0 | 0 | 0 | 0 | 0
WT_off | 0 | 0 | 0 | 0 | 0 | 0
PseudoUnit | 0 | 0 | 0 | 0 | 0 | 0
FixedInterchange | 0 | 0 | 0 | 0 | 0 | 0
New Build Capacity by Reporting Type: MAPP_CA
ReportingType | 2015 | 2020 | 2025 | 2030 | 2035 | 2040
BM | 0 | 0 | 0 | 0 | 0 | 0
CC | 562.16 | 0 | 0 | 0 | 0 | 0
CSP | 0 | 0 | 0 | 0 | 0 | 0
CT | 388.07 | 192.85 | 0 | 0 | 0 | 921.4
Coal | 0 | 0 | 0 | 0 | 0 | 0
Geo | 0 | 0 | 0 | 0 | 0 | 0
H | 0 | 695 | 1495 | 2460 | 0 | 0
LFG | 0 | 0 | 0 | 0 | 0 | 0
Nuc | 0 | 0 | 0 | 0 | 0 | 0
PS | 0 | 0 | 0 | 0 | 0 | 0
PV | 0 | 0 | 0 | 0 | 0 | 0
PeakG | 0 | 0 | 0 | 0 | 0 | 0
PeakO | 0 | 0 | 0 | 0 | 0 | 0
ST | 0 | 0 | 0 | 0 | 0 | 0
STOG | 0 | 0 | 0 | 0 | 0 | 0
STWD | 0 | 0 | 0 | 0 | 0 | 0
WT | 302.4 | 0 | 0 | 0 | 147.5 | 3678.45
IGCC | 0 | 0 | 0 | 0 | 0 | 0
DemandResponse | 0 | 0 | 0 | 0 | 0 | 0
IGCC-CCS | 0 | 0 | 0 | 0 | 0 | 0
WT_off | 0 | 0 | 0 | 0 | 0 | 0
PseudoUnit | 0 | 0 | 0 | 0 | 0 | 0
FixedInterchange | 0 | 0 | 0 | 0 | 0 | 0
New Build Capacity by Reporting Type: AZ_NM_SNV_Coal
ReportingType | 2015 | 2020 | 2025 | 2030 | 2035 | 2040
BM | 0 | 0 | 0 | 0 | 0 | 0
CC | 0 | 0 | 0 | 0 | 0 | 0
CSP | 0 | 0 | 0 | 0 | 0 | 0
CT | 0 | 0 | 0 | 0 | 0 | 0
Coal | 0 | 0 | 0 | 0 | 0 | 11390.79
Geo | 0 | 0 | 0 | 0 | 0 | 0
H | 0 | 0 | 0 | 0 | 0 | 0
LFG | 0 | 0 | 0 | 0 | 0 | 0
Nuc | 0 | 0 | 0 | 0 | 0 | 0
PS | 0 | 0 | 0 | 0 | 0 | 0
PV | 0 | 0 | 0 | 0 | 0 | 0
PeakG | 0 | 0 | 0 | 0 | 0 | 0
PeakO | 0 | 0 | 0 | 0 | 0 | 0
ST | 0 | 0 | 0 | 0 | 0 | 0
STOG | 0 | 0 | 0 | 0 | 0 | 0
STWD | 0 | 0 | 0 | 0 | 0 | 0
WT | 0 | 0 | 0 | 0 | 0 | 0
IGCC | 0 | 0 | 0 | 0 | 0 | 0
DemandResponse | 0 | 0 | 0 | 0 | 0 | 0
IGCC-CCS | 0 | 0 | 0 | 0 | 0 | 0
WT_off | 0 | 0 | 0 | 0 | 0 | 0
PseudoUnit | 0 | 0 | 0 | 0 | 0 | 0
FixedInterchange | 0 | 0 | 0 | 0 | 0 | 0
New Build Capacity by Reporting Type: AZ_NM_SNV_Gas
ReportingType | 2015 | 2020 | 2025 | 2030 | 2035 | 2040
BM | 0 | 0 | 0 | 0 | 0 | 0
CC | 668 | 2699.26 | 2169.99 | 9293.22 | 5019.27 | 0
CSP | 0 | 0 | 0 | 0 | 0 | 0
CT | 736 | 0 | 0 | 0 | 0 | 0
Coal | 0 | 0 | 0 | 0 | 0 | 0
Geo | 0 | 0 | 0 | 0 | 0 | 0
H | 0 | 0 | 0 | 0 | 0 | 0
LFG | 0 | 0 | 0 | 0 | 0 | 0
Nuc | 0 | 0 | 0 | 0 | 0 | 0
PS | 0 | 0 | 0 | 0 | 0 | 0
PV | 0 | 0 | 0 | 0 | 0 | 0
PeakG | 0 | 0 | 0 | 0 | 0 | 0
PeakO | 0 | 0 | 0 | 0 | 0 | 0
ST | 0 | 0 | 0 | 0 | 0 | 0
STOG | 0 | 0 | 0 | 0 | 0 | 0
STWD | 0 | 0 | 0 | 0 | 0 | 0
WT | 0 | 0 | 0 | 0 | 0 | 0
IGCC | 0 | 0 | 0 | 0 | 0 | 0
DemandResponse | 0 | 0 | 0 | 0 | 0 | 0
IGCC-CCS | 0 | 0 | 0 | 0 | 0 | 0
WT_off | 0 | 0 | 0 | 0 | 0 | 0
PseudoUnit | 0 | 0 | 0 | 0 | 0 | 0
FixedInterchange | 0 | 0 | 0 | 0 | 0 | 0
New Build Capacity by Reporting Type: AZ_NM_SNV_NucRenew
ReportingType | 2015 | 2020 | 2025 | 2030 | 2035 | 2040
BM | 0 | 0 | 0 | 0 | 0 | 0
CC | 0 | 0 | 0 | 0 | 0 | 0
CSP | 0 | 0 | 0 | 0 | 0 | 0
CT | 0 | 0 | 0 | 0 | 0 | 0
Coal | 0 | 0 | 0 | 0 | 0 | 0
Geo | 0 | 0 | 1450 | 0 | 0 | 0
H | 0 | 0 | 0 | 0 | 0 | 0
LFG | 0 | 0 | 60.67 | 0 | 0 | 0
Nuc | 0 | 0 | 0 | 0 | 0 | 0
PS | 0 | 0 | 0 | 0 | 0 | 0
PV | 95.7 | 0 | 0 | 0 | 0 | 0
PeakG | 0 | 0 | 0 | 0 | 0 | 0
PeakO | 0 | 0 | 0 | 0 | 0 | 0
ST | 280 | 518.91 | 365.58 | 206.33 | 0 | 0
STOG | 0 | 0 | 0 | 0 | 0 | 0
STWD | 0 | 0 | 0 | 0 | 0 | 0
WT | 65.1 | 4277.13 | 1187.77 | 1029.25 | 0 | 0
IGCC | 0 | 0 | 0 | 0 | 0 | 0
DemandResponse | 0 | 0 | 0 | 0 | 0 | 0
IGCC-CCS | 0 | 0 | 0 | 0 | 0 | 0
WT_off | 0 | 0 | 0 | 0 | 0 | 0
PseudoUnit | 0 | 0 | 0 | 0 | 0 | 0
FixedInterchange | 0 | 0 | 0 | 0 | 0 | 0
New Build Capacity by Reporting Type: ERCOT
ReportingType | 2015 | 2020 | 2025 | 2030 | 2035 | 2040
BM | 145 | 0 | 0 | 2247.66 | 249.52 | 322.08
CC | 1741.75 | 4285.95 | 3866.08 | 4677.5 | 6204.97 | 8152.63
CSP | 0 | 0 | 0 | 0 | 0 | 0
CT | 250 | 0 | 0 | 245.67 | 1156.05 | 1493.62
Coal | 2020 | 0 | 0 | 0 | 0 | 0
Geo | 0 | 0 | 0 | 0 | 0 | 0
H | 0 | 0 | 0 | 628 | 0 | 0
LFG | 0 | 0 | 354 | 0 | 0 | 0
Nuc | 0 | 0 | 0 | 0 | 0 | 0
PS | 0 | 0 | 0 | 0 | 0 | 0
PV | 14 | 0 | 0 | 0 | 0 | 0
PeakG | 0 | 0 | 0 | 0 | 0 | 0
PeakO | 0 | 0 | 0 | 0 | 0 | 0
ST | 0 | 0 | 0 | 0 | 0 | 0
STOG | 0 | 0 | 0 | 0 | 0 | 0
STWD | 0 | 0 | 0 | 0 | 0 | 0
WT | 350.1 | 10104.46 | 12017.4 | 8457.62 | 3201.7 | 4120.3
IGCC | 0 | 0 | 0 | 0 | 0 | 0
DemandResponse | 0 | 0 | 0 | 0 | 0 | 0
IGCC-CCS | 0 | 0 | 0 | 0 | 0 | 0
WT_off | 0 | 0 | 0 | 0 | 0 | 0
PseudoUnit | 0 | 0 | 0 | 0 | 0 | 0
FixedInterchange | 0 | 0 | 0 | 0 | 0 | 0
New Build Capacity by Reporting Type: NP15
ReportingType | 2015 | 2020 | 2025 | 2030 | 2035 | 2040
BM | 0 | 0 | 0 | 0 | 0 | 0
CC | 940 | 0 | 0 | 1050.38 | 0 | 1538.08
CSP | 0 | 0 | 0 | 0 | 0 | 0
CT | 2981.8 | 5420.29 | 4637.68 | 6102.9 | 4616.47 | 6802.97
Coal | 0 | 0 | 0 | 0 | 0 | 0
Geo | 0 | 61.37 | 538.63 | 0 | 0 | 0
H | 0 | 0 | 0 | 0 | 0 | 0
LFG | 0 | 565 | 0 | 0 | 0 | 0
Nuc | 0 | 0 | 0 | 0 | 0 | 0
PS | 0 | 0 | 0 | 0 | 0 | 0
PV | 6.5 | 0 | 0 | 0 | 0 | 0
PeakG | 0 | 0 | 0 | 0 | 0 | 0
PeakO | 0 | 0 | 0 | 0 | 0 | 0
ST | 29 | 0 | 0 | 0 | 0 | 0
STOG | 0 | 0 | 0 | 0 | 0 | 0
STWD | 0 | 0 | 0 | 0 | 0 | 0
WT | 101.2 | 2034.96 | 9866 | 2197.85 | 0 | 0
IGCC | 0 | 0 | 0 | 0 | 0 | 0
DemandResponse | 0 | 0 | 0 | 0 | 0 | 0
IGCC-CCS | 0 | 0 | 0 | 0 | 0 | 0
WT_off | 0 | 0 | 0 | 0 | 0 | 0
PseudoUnit | 0 | 0 | 0 | 0 | 0 | 0
FixedInterchange | 0 | 0 | 0 | 0 | 0 | 0
New Build Capacity by Reporting Type: NWPP_Coal
ReportingType | 2015 | 2020 | 2025 | 2030 | 2035 | 2040
BM | 0 | 0 | 0 | 0 | 0 | 0
CC | 0 | 0 | 0 | 0 | 0 | 0
CSP | 0 | 0 | 0 | 0 | 0 | 0
CT | 0 | 0 | 0 | 0 | 0 | 0
Coal | 0 | 0 | 0 | 0 | 0 | 0
Geo | 0 | 0 | 0 | 0 | 0 | 0
H | 0 | 0 | 0 | 0 | 0 | 0
LFG | 0 | 0 | 0 | 0 | 0 | 0
Nuc | 0 | 0 | 0 | 0 | 0 | 0
PS | 0 | 0 | 0 | 0 | 0 | 0
PV | 0 | 0 | 0 | 0 | 0 | 0
PeakG | 0 | 0 | 0 | 0 | 0 | 0
PeakO | 0 | 0 | 0 | 0 | 0 | 0
ST | 0 | 0 | 0 | 0 | 0 | 0
STOG | 0 | 0 | 0 | 0 | 0 | 0
STWD | 0 | 0 | 0 | 0 | 0 | 0
WT | 0 | 0 | 0 | 0 | 0 | 0
IGCC | 0 | 0 | 0 | 0 | 0 | 0
DemandResponse | 0 | 0 | 0 | 0 | 0 | 0
IGCC-CCS | 0 | 0 | 0 | 0 | 0 | 0
WT_off | 0 | 0 | 0 | 0 | 0 | 0
PseudoUnit | 0 | 0 | 0 | 0 | 0 | 0
FixedInterchange | 0 | 0 | 0 | 0 | 0 | 0
New Build Capacity by Reporting Type: NWPP_Gas
ReportingType | 2015 | 2020 | 2025 | 2030 | 2035 | 2040
BM | 0 | 0 | 0 | 0 | 0 | 0
CC | 300 | 1389.24 | 4075.89 | 5774.54 | 8354.7 | 4560.79
CSP | 0 | 0 | 0 | 0 | 0 | 0
CT | 150 | 0 | 0 | 0 | 0 | 0
Coal | 0 | 0 | 0 | 0 | 0 | 425.84
Geo | 0 | 0 | 0 | 0 | 0 | 0
H | 0 | 0 | 0 | 0 | 0 | 0
LFG | 0 | 0 | 0 | 0 | 0 | 0
Nuc | 0 | 0 | 0 | 0 | 0 | 0
PS | 0 | 0 | 0 | 0 | 0 | 0
PV | 0 | 0 | 0 | 0 | 0 | 0
PeakG | 0 | 0 | 0 | 0 | 0 | 0
PeakO | 0 | 0 | 0 | 0 | 0 | 0
ST | 0 | 0 | 0 | 0 | 0 | 0
STOG | 0 | 0 | 0 | 0 | 0 | 0
STWD | 0 | 0 | 0 | 0 | 0 | 0
WT | 0 | 0 | 0 | 0 | 0 | 0
IGCC | 0 | 0 | 0 | 0 | 0 | 0
DemandResponse | 0 | 0 | 0 | 0 | 0 | 0
IGCC-CCS | 0 | 0 | 0 | 0 | 0 | 0
WT_off | 0 | 0 | 0 | 0 | 0 | 0
PseudoUnit | 0 | 0 | 0 | 0 | 0 | 0
FixedInterchange | 0 | 0 | 0 | 0 | 0 | 0
New Build Capacity by Reporting Type: NWPP_NucRenew
ReportingType | 2015 | 2020 | 2025 | 2030 | 2035 | 2040
BM | 32.55 | 0 | 0 | 0 | 0 | 0
CC | 0 | 0 | 0 | 0 | 0 | 0
CSP | 0 | 0 | 0 | 0 | 0 | 0
CT | 0 | 0 | 0 | 0 | 0 | 0
Coal | 0 | 0 | 0 | 0 | 0 | 0
Geo | 86 | 0 | 434 | 0 | 0 | 0
H | 0 | 0 | 0 | 335 | 0 | 0
LFG | 25.5 | 0 | 75.96 | 168.54 | 0 | 0
Nuc | 0 | 0 | 0 | 0 | 0 | 0
PS | 0 | 0 | 0 | 0 | 0 | 0
PV | 0 | 0 | 0 | 0 | 0 | 0
PeakG | 0 | 0 | 0 | 0 | 0 | 0
PeakO | 0 | 0 | 0 | 0 | 0 | 0
ST | 0 | 0 | 0 | 0 | 0 | 0
STOG | 0 | 0 | 0 | 0 | 0 | 0
STWD | 0 | 0 | 0 | 0 | 0 | 0
WT | 977.3 | 0 | 0 | 0 | 376.05 | 0
IGCC | 0 | 0 | 0 | 0 | 0 | 0
DemandResponse | 0 | 0 | 0 | 0 | 0 | 0
IGCC-CCS | 0 | 0 | 0 | 0 | 0 | 0
WT_off | 0 | 0 | 0 | 0 | 0 | 0
PseudoUnit | 0 | 0 | 0 | 0 | 0 | 0
FixedInterchange | 0 | 0 | 0 | 0 | 0 | 0
New Build Capacity by Reporting Type: RMPA
ReportingType | 2015 | 2020 | 2025 | 2030 | 2035 | 2040
BM | 0 | 0 | 0 | 0 | 0 | 0
CC | 0 | 0 | 0 | 0 | 0 | 0
CSP | 0 | 0 | 0 | 0 | 0 | 0
CT | 152 | 0 | 0 | 586.61 | 123.05 | 465.44
Coal | 390 | 1119.64 | 455.84 | 1074.56 | 2386.44 | 2344.61
Geo | 0 | 563.63 | 2006.37 | 0 | 0 | 0
H | 0 | 0 | 0 | 0 | 0 | 0
LFG | 1.4 | 0 | 0 | 28.93 | 0 | 0
Nuc | 0 | 0 | 0 | 0 | 0 | 0
PS | 0 | 0 | 0 | 0 | 0 | 0
PV | 1 | 0 | 0 | 0 | 0 | 0
PeakG | 0 | 0 | 0 | 0 | 0 | 0
PeakO | 0 | 0 | 0 | 0 | 0 | 0
ST | 3 | 417.34 | 58.2 | 45.69 | 0 | 0
STOG | 0 | 0 | 0 | 0 | 0 | 0
STWD | 0 | 0 | 0 | 0 | 0 | 0
WT | 765.4 | 0 | 0 | 313.82 | 0 | 0
IGCC | 0 | 0 | 0 | 0 | 0 | 0
DemandResponse | 0 | 0 | 0 | 0 | 0 | 0
IGCC-CCS | 0 | 0 | 0 | 0 | 0 | 0
WT_off | 0 | 0 | 0 | 0 | 0 | 0
PseudoUnit | 0 | 0 | 0 | 0 | 0 | 0
FixedInterchange | 0 | 0 | 0 | 0 | 0 | 0
New Build Capacity by Reporting Type: SP15
ReportingType | 2015 | 2020 | 2025 | 2030 | 2035 | 2040
BM | 6 | 0 | 0 | 0 | 0 | 0
CC | 409.5 | 0 | 0 | 0 | 0 | 0
CSP | 0 | 0 | 0 | 0 | 0 | 0
CT | 0 | 0 | 0 | 1507.81 | 5740.18 | 0
Coal | 0 | 0 | 0 | 0 | 0 | 0
Geo | 50 | 1450 | 0 | 0 | 0 | 0
H | 0 | 0 | 0 | 0 | 0 | 0
LFG | 9.2 | 555.8 | 0 | 0 | 0 | 0
Nuc | 0 | 0 | 0 | 0 | 0 | 0
PS | 0 | 0 | 0 | 0 | 0 | 0
PV | 3.8 | 0 | 0 | 0 | 0 | 0
PeakG | 0 | 0 | 0 | 0 | 0 | 0
PeakO | 0 | 0 | 0 | 0 | 0 | 0
ST | 448 | 0 | 0 | 0 | 0 | 0
STOG | 0 | 0 | 0 | 0 | 0 | 0
STWD | 0 | 0 | 0 | 0 | 0 | 0
WT | 735 | 0 | 0 | 3000.25 | 10.67 | 11563.98
IGCC | 0 | 0 | 0 | 0 | 0 | 0
DemandResponse | 0 | 0 | 0 | 0 | 0 | 0
IGCC-CCS | 0 | 0 | 0 | 0 | 0 | 0
WT_off | 0 | 0 | 0 | 0 | 0 | 0
PseudoUnit | 0 | 0 | 0 | 0 | 0 | 0
FixedInterchange | 0 | 0 | 0 | 0 | 0 | 0
New Build Capacity by Reporting Type: ALB
ReportingType | 2015 | 2020 | 2025 | 2030 | 2035 | 2040
BM | 0 | 0 | 0 | 0 | 0 | 0
CC | 485.25 | 1223.18 | 1110.25 | 1799.64 | 2115.95 | 2385.42
CSP | 0 | 0 | 0 | 0 | 0 | 0
CT | 201.5 | 0 | 0 | 0 | 0 | 0
Coal | 495 | 0 | 0 | 0 | 0 | 0
Geo | 0 | 0 | 0 | 0 | 0 | 0
H | 0 | 0 | 0 | 0 | 0 | 0
LFG | 0 | 0 | 0 | 0 | 0 | 0
Nuc | 0 | 0 | 0 | 0 | 0 | 0
PS | 0 | 0 | 0 | 0 | 0 | 0
PV | 0 | 0 | 0 | 0 | 0 | 0
PeakG | 0 | 0 | 0 | 0 | 0 | 0
PeakO | 0 | 0 | 0 | 0 | 0 | 0
ST | 0 | 0 | 0 | 0 | 0 | 0
STOG | 0 | 0 | 0 | 0 | 0 | 0
STWD | 0 | 0 | 0 | 0 | 0 | 0
WT | 9 | 0 | 0 | 0 | 0 | 0
IGCC | 0 | 0 | 0 | 0 | 0 | 0
DemandResponse | 0 | 0 | 0 | 0 | 0 | 0
IGCC-CCS | 0 | 0 | 0 | 0 | 0 | 0
WT_off | 0 | 0 | 0 | 0 | 0 | 0
PseudoUnit | 0 | 0 | 0 | 0 | 0 | 0
FixedInterchange | 0 | 0 | 0 | 0 | 0 | 0
New Build Capacity by Reporting Type: BC
ReportingType | 2015 | 2020 | 2025 | 2030 | 2035 | 2040
BM | 0 | 0 | 0 | 0 | 0 | 0
CC | 1559.75 | 971.67 | 1399.75 | 1184.26 | 1306.46 | 1448.33
CSP | 0 | 0 | 0 | 0 | 0 | 0
CT | 0 | 0 | 0 | 530.65 | 683.57 | 745.39
Coal | 0 | 0 | 0 | 0 | 0 | 0
Geo | 0 | 0 | 0 | 0 | 0 | 0
H | 0 | 0 | 0 | 0 | 0 | 0
LFG | 0 | 0 | 0 | 0 | 0 | 0
Nuc | 0 | 0 | 0 | 0 | 0 | 0
PS | 0 | 0 | 0 | 0 | 0 | 0
PV | 0 | 0 | 0 | 0 | 0 | 0
PeakG | 0 | 0 | 0 | 0 | 0 | 0
PeakO | 0 | 0 | 0 | 0 | 0 | 0
ST | 0 | 0 | 0 | 0 | 0 | 0
STOG | 0 | 0 | 0 | 0 | 0 | 0
STWD | 0 | 0 | 0 | 0 | 0 | 0
WT | 144 | 0 | 0 | 0 | 0 | 0
IGCC | 0 | 0 | 0 | 0 | 0 | 0
DemandResponse | 0 | 0 | 0 | 0 | 0 | 0
IGCC-CCS | 0 | 0 | 0 | 0 | 0 | 0
WT_off | 0 | 0 | 0 | 0 | 0 | 0
PseudoUnit | 0 | 0 | 0 | 0 | 0 | 0
FixedInterchange | 0 | 0 | 0 | 0 | 0 | 0
New Build Capacity by Reporting Type: HQ_IESO
ReportingType | 2015 | 2020 | 2025 | 2030 | 2035 | 2040
BM | 0 | 0 | 0 | 0 | 0 | 0
CC | 0 | 0 | 0 | 0 | 0 | 0
CSP | 0 | 0 | 0 | 0 | 0 | 0
CT | 0 | 0 | 0 | 0 | 0 | 0
Coal | 0 | 0 | 0 | 0 | 0 | 0
Geo | 0 | 0 | 0 | 0 | 0 | 0
H | 0 | 0 | 0 | 0 | 0 | 0
LFG | 0 | 0 | 0 | 0 | 0 | 0
Nuc | 0 | 0 | 0 | 0 | 0 | 0
PS | 0 | 0 | 0 | 0 | 0 | 0
PV | 0 | 0 | 0 | 0 | 0 | 0
PeakG | 0 | 0 | 0 | 0 | 0 | 0
PeakO | 0 | 0 | 0 | 0 | 0 | 0
ST | 0 | 0 | 0 | 0 | 0 | 0
STOG | 0 | 0 | 0 | 0 | 0 | 0
STWD | 0 | 0 | 0 | 0 | 0 | 0
WT | 0 | 0 | 0 | 0 | 0 | 0
IGCC | 0 | 0 | 0 | 0 | 0 | 0
DemandResponse | 0 | 0 | 0 | 0 | 0 | 0
IGCC-CCS | 0 | 0 | 0 | 0 | 0 | 0
WT_off | 0 | 0 | 0 | 0 | 0 | 0
PseudoUnit | 0 | 0 | 0 | 0 | 0 | 0
FixedInterchange | 0 | 0 | 0 | 0 | 0 | 0
New Build Capacity by Reporting Type: HQ_NEISO
ReportingType | 2015 | 2020 | 2025 | 2030 | 2035 | 2040
BM | 0 | 0 | 0 | 0 | 0 | 0
CC | 0 | 0 | 0 | 0 | 0 | 0
CSP | 0 | 0 | 0 | 0 | 0 | 0
CT | 0 | 0 | 0 | 0 | 0 | 0
Coal | 0 | 0 | 0 | 0 | 0 | 0
Geo | 0 | 0 | 0 | 0 | 0 | 0
H | 0 | 0 | 0 | 0 | 0 | 0
LFG | 0 | 0 | 0 | 0 | 0 | 0
Nuc | 0 | 0 | 0 | 0 | 0 | 0
PS | 0 | 0 | 0 | 0 | 0 | 0
PV | 0 | 0 | 0 | 0 | 0 | 0
PeakG | 0 | 0 | 0 | 0 | 0 | 0
PeakO | 0 | 0 | 0 | 0 | 0 | 0
ST | 0 | 0 | 0 | 0 | 0 | 0
STOG | 0 | 0 | 0 | 0 | 0 | 0
STWD | 0 | 0 | 0 | 0 | 0 | 0
WT | 0 | 0 | 0 | 0 | 0 | 0
IGCC | 0 | 0 | 0 | 0 | 0 | 0
DemandResponse | 0 | 0 | 0 | 0 | 0 | 0
IGCC-CCS | 0 | 0 | 0 | 0 | 0 | 0
WT_off | 0 | 0 | 0 | 0 | 0 | 0
PseudoUnit | 0 | 158.94 | 947.24 | 1393.81 | 0 | 0
FixedInterchange | 0 | 0 | 0 | 0 | 0 | 0
New Build Capacity by Reporting Type: HQ_NY
ReportingType | 2015 | 2020 | 2025 | 2030 | 2035 | 2040
BM | 0 | 0 | 0 | 0 | 0 | 0
CC | 0 | 0 | 0 | 0 | 0 | 0
CSP | 0 | 0 | 0 | 0 | 0 | 0
CT | 0 | 0 | 0 | 0 | 0 | 0
Coal | 0 | 0 | 0 | 0 | 0 | 0
Geo | 0 | 0 | 0 | 0 | 0 | 0
H | 0 | 0 | 0 | 0 | 0 | 0
LFG | 0 | 0 | 0 | 0 | 0 | 0
Nuc | 0 | 0 | 0 | 0 | 0 | 0
PS | 0 | 0 | 0 | 0 | 0 | 0
PV | 0 | 0 | 0 | 0 | 0 | 0
PeakG | 0 | 0 | 0 | 0 | 0 | 0
PeakO | 0 | 0 | 0 | 0 | 0 | 0
ST | 0 | 0 | 0 | 0 | 0 | 0
STOG | 0 | 0 | 0 | 0 | 0 | 0
STWD | 0 | 0 | 0 | 0 | 0 | 0
WT | 0 | 0 | 0 | 0 | 0 | 0
IGCC | 0 | 0 | 0 | 0 | 0 | 0
DemandResponse | 0 | 0 | 0 | 0 | 0 | 0
IGCC-CCS | 0 | 0 | 0 | 0 | 0 | 0
WT_off | 0 | 0 | 0 | 0 | 0 | 0
PseudoUnit | 0 | 1106.92 | 1393.08 | 0 | 0 | 0
FixedInterchange | 0 | 0 | 0 | 0 | 0 | 0
New Build Capacity by Reporting Type: MARITIMES
ReportingType | 2015 | 2020 | 2025 | 2030 | 2035 | 2040
BM | 0 | 0 | 0 | 0 | 0 | 0
CC | 0 | 0 | 0 | 0 | 0 | 0
CSP | 0 | 0 | 0 | 0 | 0 | 0
CT | 0 | 0 | 0 | 0 | 0 | 0
Coal | 0 | 0 | 0 | 0 | 0 | 0
Geo | 0 | 0 | 0 | 0 | 0 | 0
H | 0 | 0 | 0 | 0 | 0 | 0
LFG | 0 | 0 | 0 | 0 | 0 | 0
Nuc | 0 | 0 | 0 | 0 | 0 | 0
PS | 0 | 0 | 0 | 0 | 0 | 0
PV | 0 | 0 | 0 | 0 | 0 | 0
PeakG | 0 | 0 | 0 | 0 | 0 | 0
PeakO | 0 | 0 | 0 | 0 | 0 | 0
ST | 0 | 0 | 0 | 0 | 0 | 0
STOG | 0 | 0 | 0 | 0 | 0 | 0
STWD | 0 | 0 | 0 | 0 | 0 | 0
WT | 0 | 0 | 0 | 0 | 0 | 0
IGCC | 0 | 0 | 0 | 0 | 0 | 0
DemandResponse | 0 | 0 | 0 | 0 | 0 | 0
IGCC-CCS | 0 | 0 | 0 | 0 | 0 | 0
WT_off | 0 | 0 | 0 | 0 | 0 | 0
PseudoUnit | 0 | 500 | 0 | 0 | 0 | 0
FixedInterchange | 0 | 0 | 0 | 0 | 0 | 0
New Build Capacity by Reporting Type: All
ReportingType | 2015 | 2020 | 2025 | 2030 | 2035 | 2040
BM | 1251 | 418.37 | 824.2 | 2488.37 | 638.45 | 706.75
CC | 37651.14 | 42115.27 | 33355.59 | 41858.42 | 90033 | 76726.96
CSP | 0 | 0 | 0 | 0 | 0 | 0
CT | 9981.59 | 22562.52 | 17025.68 | 38817.66 | 50296.79 | 35613.67
Coal | 10763.64 | 1119.64 | 455.84 | 1074.56 | 2496.86 | 31096.64
Geo | 136 | 2075 | 4429 | 0 | 0 | 0
H | 0 | 2160 | 2268 | 4511.03 | 20.97 | 250
LFG | 192 | 1953 | 2210 | 724 | 0 | 0
Nuc | 2740.56 | 4530 | 0 | 0 | 0 | 0
PS | 0 | 0 | 0 | 0 | 0 | 0
PV | 1246 | 2389.17 | 1371.86 | 493.09 | 384.33 | 425.54
PeakG | 0 | 0 | 0 | 0 | 0 | 0
PeakO | 0 | 0 | 0 | 0 | 0 | 0
ST | 760 | 936.25 | 423.78 | 252.02 | 0 | 0
STOG | 0 | 0 | 0 | 0 | 0 | 0
STWD | 0 | 0 | 0 | 0 | 0 | 0
WT | 25342 | 64372.36 | 112875.58 | 120112.34 | 41848.44 | 60181.01
IGCC | 618 | 0 | 0 | 0 | 0 | 0
DemandResponse | 0 | 0 | 0 | 0 | 0 | 0
IGCC-CCS | 0 | 0 | 0 | 0 | 0 | 0
WT_off | 469 | 0 | 1100 | 0 | 0 | 0
PseudoUnit | 0 | 1765.87 | 2340.32 | 1393.81 | 0 | 0
FixedInterchange | 0 | 0 | 0 | 0 | 0 | 0
New Build Capacity by Reporting Type: EI_US
ReportingType | 2015 | 2020 | 2025 | 2030 | 2035 | 2040
BM | 741.12 | 418.37 | 824.2 | 240.72 | 388.93 | 384.67
CC | 29721.73 | 31545.98 | 20733.62 | 18031.55 | 62769.48 | 55095.1
CSP | 0 | 0 | 0 | 0 | 0 | 0
CT | 4754.22 | 16949.38 | 12388 | 29844.02 | 37831.7 | 24370.38
Coal | 7858.64 | 0 | 0 | 0 | 110.42 | 16935.39
Geo | 0 | 0 | 0 | 0 | 0 | 0
H | 0 | 1465 | 773 | 1088.03 | 20.97 | 0
LFG | 141.4 | 832.2 | 1719.38 | 526.02 | 0 | 0
Nuc | 2740.56 | 4530 | 0 | 0 | 0 | 0
PS | 0 | 0 | 0 | 0 | 0 | 0
PV | 57.74 | 2389.17 | 1371.86 | 493.09 | 384.33 | 425.54
PeakG | 0 | 0 | 0 | 0 | 0 | 0
PeakO | 0 | 0 | 0 | 0 | 0 | 0
ST | 0 | 0 | 0 | 0 | 0 | 0
STOG | 0 | 0 | 0 | 0 | 0 | 0
STWD | 0 | 0 | 0 | 0 | 0 | 0
WT | 19786.6 | 47955.81 | 89804.4 | 105113.55 | 38112.53 | 40818.28
IGCC | 618 | 0 | 0 | 0 | 0 | 0
DemandResponse | 0 | 0 | 0 | 0 | 0 | 0
IGCC-CCS | 0 | 0 | 0 | 0 | 0 | 0
WT_off | 469 | 0 | 1100 | 0 | 0 | 0
PseudoUnit | 0 | 1765.87 | 2340.32 | 1393.81 | 0 | 0
FixedInterchange | 0 | 0 | 0 | 0 | 0 | 0
New Build Capacity by Reporting Type: EI_Canada
ReportingType | 2015 | 2020 | 2025 | 2030 | 2035 | 2040
BM | 326.33 | 0 | 0 | 0 | 0 | 0
CC | 1825.16 | 0 | 0 | 47.33 | 4262.18 | 3546.61
CSP | 0 | 0 | 0 | 0 | 0 | 0
CT | 756.07 | 192.85 | 0 | 0 | 145.76 | 1735.87
Coal | 0 | 0 | 0 | 0 | 0 | 0
Geo | 0 | 0 | 0 | 0 | 0 | 0
H | 0 | 695 | 1495 | 2460 | 0 | 250
LFG | 14.5 | 0 | 0 | 0.5 | 0 | 0
Nuc | 0 | 0 | 0 | 0 | 0 | 0
PS | 0 | 0 | 0 | 0 | 0 | 0
PV | 1067.26 | 0 | 0 | 0 | 0 | 0
PeakG | 0 | 0 | 0 | 0 | 0 | 0
PeakO | 0 | 0 | 0 | 0 | 0 | 0
ST | 0 | 0 | 0 | 0 | 0 | 0
STOG | 0 | 0 | 0 | 0 | 0 | 0
STWD | 0 | 0 | 0 | 0 | 0 | 0
WT | 2408.3 | 0 | 0 | 0 | 147.5 | 3678.45
IGCC | 0 | 0 | 0 | 0 | 0 | 0
DemandResponse | 0 | 0 | 0 | 0 | 0 | 0
IGCC-CCS | 0 | 0 | 0 | 0 | 0 | 0
WT_off | 0 | 0 | 0 | 0 | 0 | 0
PseudoUnit | 0 | 0 | 0 | 0 | 0 | 0
FixedInterchange | 0 | 0 | 0 | 0 | 0 | 0
New Build Capacity by Reporting Type: EI
ReportingType | 2015 | 2020 | 2025 | 2030 | 2035 | 2040
BM | 1067.45 | 418.37 | 824.2 | 240.72 | 388.93 | 384.67
CC | 31546.89 | 31545.98 | 20733.62 | 18078.88 | 67031.66 | 58641.7
CSP | 0 | 0 | 0 | 0 | 0 | 0
CT | 5510.29 | 17142.23 | 12388 | 29844.02 | 37977.46 | 26106.25
Coal | 7858.64 | 0 | 0 | 0 | 110.42 | 16935.39
Geo | 0 | 0 | 0 | 0 | 0 | 0
H | 0 | 2160 | 2268 | 3548.03 | 20.97 | 250
LFG | 155.9 | 832.2 | 1719.38 | 526.52 | 0 | 0
Nuc | 2740.56 | 4530 | 0 | 0 | 0 | 0
PS | 0 | 0 | 0 | 0 | 0 | 0
PV | 1125 | 2389.17 | 1371.86 | 493.09 | 384.33 | 425.54
PeakG | 0 | 0 | 0 | 0 | 0 | 0
PeakO | 0 | 0 | 0 | 0 | 0 | 0
ST | 0 | 0 | 0 | 0 | 0 | 0
STOG | 0 | 0 | 0 | 0 | 0 | 0
STWD | 0 | 0 | 0 | 0 | 0 | 0
WT | 22194.9 | 47955.81 | 89804.4 | 105113.55 | 38260.03 | 44496.73
IGCC | 618 | 0 | 0 | 0 | 0 | 0
DemandResponse | 0 | 0 | 0 | 0 | 0 | 0
IGCC-CCS | 0 | 0 | 0 | 0 | 0 | 0
WT_off | 469 | 0 | 1100 | 0 | 0 | 0
PseudoUnit | 0 | 1765.87 | 2340.32 | 1393.81 | 0 | 0
FixedInterchange | 0 | 0 | 0 | 0 | 0 | 0
New Build Capacity by Reporting Type: Outside_EI
ReportingType | 2015 | 2020 | 2025 | 2030 | 2035 | 2040
BM | 183.55 | 0 | 0 | 2247.66 | 249.52 | 322.08
CC | 6104.25 | 10569.29 | 12621.96 | 23779.54 | 23001.35 | 18085.25
CSP | 0 | 0 | 0 | 0 | 0 | 0
CT | 4471.3 | 5420.29 | 4637.68 | 8973.65 | 12319.33 | 9507.42
Coal | 2905 | 1119.64 | 455.84 | 1074.56 | 2386.44 | 14161.25
Geo | 136 | 2075 | 4429 | 0 | 0 | 0
H | 0 | 0 | 0 | 963 | 0 | 0
LFG | 36.1 | 1120.8 | 490.62 | 197.48 | 0 | 0
Nuc | 0 | 0 | 0 | 0 | 0 | 0
PS | 0 | 0 | 0 | 0 | 0 | 0
PV | 121 | 0 | 0 | 0 | 0 | 0
PeakG | 0 | 0 | 0 | 0 | 0 | 0
PeakO | 0 | 0 | 0 | 0 | 0 | 0
ST | 760 | 936.25 | 423.78 | 252.02 | 0 | 0
STOG | 0 | 0 | 0 | 0 | 0 | 0
STWD | 0 | 0 | 0 | 0 | 0 | 0
WT | 3147.1 | 16416.55 | 23071.17 | 14998.79 | 3588.41 | 15684.28
IGCC | 0 | 0 | 0 | 0 | 0 | 0
DemandResponse | 0 | 0 | 0 | 0 | 0 | 0
IGCC-CCS | 0 | 0 | 0 | 0 | 0 | 0
WT_off | 0 | 0 | 0 | 0 | 0 | 0
PseudoUnit | 0 | 0 | 0 | 0 | 0 | 0
FixedInterchange | 0 | 0 | 0 | 0 | 0 | 0
#2 | Cumulative New Build Capacity (MW)
Cumulative New Build Capacity by Reporting Type: Entergy
ReportingType | 2015 | 2020 | 2025 | 2030 | 2035 | 2040
BM | 0 | 0 | 0 | 0 | 0 | 0
CC | 0 | 1962.07 | 1962.07 | 1962.07 | 4220.03 | 8658.63
CSP | 0 | 0 | 0 | 0 | 0 | 0
CT | 0 | 0 | 923.18 | 3424.27 | 3506.15 | 3506.15
Coal | 720 | 720 | 720 | 720 | 720 | 720
Geo | 0 | 0 | 0 | 0 | 0 | 0
H | 0 | 0 | 0 | 1088.03 | 1109 | 1109
LFG | 0 | 0 | 107.4 | 107.4 | 107.4 | 107.4
Nuc | 170 | 170 | 170 | 170 | 170 | 170
PS | 0 | 0 | 0 | 0 | 0 | 0
PV | 0.29 | 71.4 | 115.72 | 125.64 | 136.77 | 147.53
PeakG | 0 | 0 | 0 | 0 | 0 | 0
PeakO | 0 | 0 | 0 | 0 | 0 | 0
ST | 0 | 0 | 0 | 0 | 0 | 0
STOG | 0 | 0 | 0 | 0 | 0 | 0
STWD | 0 | 0 | 0 | 0 | 0 | 0
WT | 0 | 0 | 0 | 100 | 2400 | 2400
IGCC | 0 | 0 | 0 | 0 | 0 | 0
DemandResponse | 0 | 0 | 0 | 0 | 0 | 0
IGCC-CCS | 0 | 0 | 0 | 0 | 0 | 0
WT_off | 0 | 0 | 0 | 0 | 0 | 0
PseudoUnit | 0 | 0 | 0 | 0 | 0 | 0
FixedInterchange | 0 | 0 | 0 | 0 | 0 | 0
Cumulative New Build Capacity by Reporting Type: FRCC
ReportingType | 2015 | 2020 | 2025 | 2030 | 2035 | 2040
BM | 0 | 0 | 0 | 0 | 0 | 0
CC | 1516.9 | 7941.83 | 12369.88 | 17265.96 | 31461.74 | 42686.58
CSP | 0 | 0 | 0 | 0 | 0 | 0
CT | 2480 | 2480 | 2480 | 2480 | 2480 | 2480
Coal | 0 | 0 | 0 | 0 | 0 | 0
Geo | 0 | 0 | 0 | 0 | 0 | 0
H | 0 | 0 | 0 | 0 | 0 | 0
LFG | 0 | 0 | 198 | 198 | 198 | 198
Nuc | 229.33 | 229.33 | 229.33 | 229.33 | 229.33 | 229.33
PS | 0 | 0 | 0 | 0 | 0 | 0
PV | 0 | 0 | 0 | 0 | 0 | 0
PeakG | 0 | 0 | 0 | 0 | 0 | 0
PeakO | 0 | 0 | 0 | 0 | 0 | 0
ST | 0 | 0 | 0 | 0 | 0 | 0
STOG | 0 | 0 | 0 | 0 | 0 | 0
STWD | 0 | 0 | 0 | 0 | 0 | 0
WT | 0 | 0 | 0 | 0 | 0 | 0
IGCC | 0 | 0 | 0 | 0 | 0 | 0
DemandResponse | 0 | 0 | 0 | 0 | 0 | 0
IGCC-CCS | 0 | 0 | 0 | 0 | 0 | 0
WT_off | 0 | 0 | 0 | 0 | 0 | 0
PseudoUnit | 0 | 0 | 0 | 0 | 0 | 0
FixedInterchange | 0 | 0 | 0 | 0 | 0 | 0
Cumulative New Build Capacity by Reporting Type: MAPP_US
ReportingType | 2015 | 2020 | 2025 | 2030 | 2035 | 2040
BM | 0 | 0 | 0 | 0 | 0 | 0
CC | 0 | 0 | 0 | 0 | 0 | 0
CSP | 0 | 0 | 0 | 0 | 0 | 0
CT | 308.3 | 308.3 | 308.3 | 868.56 | 1989.86 | 2844.71
Coal | 0 | 0 | 0 | 0 | 0 | 0
Geo | 0 | 0 | 0 | 0 | 0 | 0
H | 0 | 0 | 0 | 0 | 0 | 0
LFG | 0 | 0 | 0 | 71.67 | 71.67 | 71.67
Nuc | 0 | 0 | 0 | 0 | 0 | 0
PS | 0 | 0 | 0 | 0 | 0 | 0
PV | 0 | 0 | 0 | 0 | 0 | 0
PeakG | 0 | 0 | 0 | 0 | 0 | 0
PeakO | 0 | 0 | 0 | 0 | 0 | 0
ST | 0 | 0 | 0 | 0 | 0 | 0
STOG | 0 | 0 | 0 | 0 | 0 | 0
STWD | 0 | 0 | 0 | 0 | 0 | 0
WT | 421.3 | 3012.53 | 6082.28 | 9543.58 | 11260.28 | 12544.55
IGCC | 0 | 0 | 0 | 0 | 0 | 0
DemandResponse | 0 | 0 | 0 | 0 | 0 | 0
IGCC-CCS | 0 | 0 | 0 | 0 | 0 | 0
WT_off | 0 | 0 | 0 | 0 | 0 | 0
PseudoUnit | 0 | 0 | 0 | 0 | 0 | 0
FixedInterchange | 0 | 0 | 0 | 0 | 0 | 0
Cumulative New Build Capacity by Reporting Type: MISO_IN
ReportingType | 2015 | 2020 | 2025 | 2030 | 2035 | 2040
BM | 0 | 0 | 0 | 0 | 0 | 0
CC | 0 | 2807.2 | 2807.2 | 2807.2 | 2807.2 | 2807.2
CSP | 0 | 0 | 0 | 0 | 0 | 0
CT | 0 | 0 | 0 | 0 | 0 | 0
Coal | 0 | 0 | 0 | 0 | 0 | 0
Geo | 0 | 0 | 0 | 0 | 0 | 0
H | 0 | 0 | 0 | 0 | 0 | 0
LFG | 0 | 0 | 80.12 | 80.12 | 80.12 | 80.12
Nuc | 0 | 0 | 0 | 0 | 0 | 0
PS | 0 | 0 | 0 | 0 | 0 | 0
PV | 0 | 260.56 | 445.14 | 468.28 | 513.66 | 560.23
PeakG | 0 | 0 | 0 | 0 | 0 | 0
PeakO | 0 | 0 | 0 | 0 | 0 | 0
ST | 0 | 0 | 0 | 0 | 0 | 0
STOG | 0 | 0 | 0 | 0 | 0 | 0
STWD | 0 | 0 | 0 | 0 | 0 | 0
WT | 0 | 0 | 0 | 0 | 7936.06 | 13560.59
IGCC | 618 | 618 | 618 | 618 | 618 | 618
DemandResponse | 0 | 0 | 0 | 0 | 0 | 0
IGCC-CCS | 0 | 0 | 0 | 0 | 0 | 0
WT_off | 0 | 0 | 0 | 0 | 0 | 0
PseudoUnit | 0 | 0 | 0 | 0 | 0 | 0
FixedInterchange | 0 | 0 | 0 | 0 | 0 | 0
Cumulative New Build Capacity by Reporting Type: MISO_MI
ReportingType | 2015 | 2020 | 2025 | 2030 | 2035 | 2040
BM | 0 | 0 | 0 | 0 | 0 | 0
CC | 0 | 375.72 | 375.72 | 375.72 | 2921.14 | 4960.33
CSP | 0 | 0 | 0 | 0 | 0 | 0
CT | 0 | 0 | 0 | 0 | 0 | 1321.89
Coal | 0 | 0 | 0 | 0 | 0 | 0
Geo | 0 | 0 | 0 | 0 | 0 | 0
H | 0 | 0 | 0 | 0 | 0 | 0
LFG | 0 | 75.19 | 160.25 | 160.25 | 160.25 | 160.25
Nuc | 0 | 0 | 0 | 0 | 0 | 0
PS | 0 | 0 | 0 | 0 | 0 | 0
PV | 0 | 0 | 0 | 0 | 0 | 0
PeakG | 0 | 0 | 0 | 0 | 0 | 0
PeakO | 0 | 0 | 0 | 0 | 0 | 0
ST | 0 | 0 | 0 | 0 | 0 | 0
STOG | 0 | 0 | 0 | 0 | 0 | 0
STWD | 0 | 0 | 0 | 0 | 0 | 0
WT | 2000 | 2600 | 2876.66 | 3339.24 | 3800.68 | 4369.3
IGCC | 0 | 0 | 0 | 0 | 0 | 0
DemandResponse | 0 | 0 | 0 | 0 | 0 | 0
IGCC-CCS | 0 | 0 | 0 | 0 | 0 | 0
WT_off | 0 | 0 | 0 | 0 | 0 | 0
PseudoUnit | 0 | 0 | 0 | 0 | 0 | 0
FixedInterchange | 0 | 0 | 0 | 0 | 0 | 0
Cumulative New Build Capacity by Reporting Type: MISO_MO-IL
ReportingType | 2015 | 2020 | 2025 | 2030 | 2035 | 2040
BM | 0 | 0 | 0 | 0 | 0 | 0
CC | 0 | 0 | 0 | 0 | 0 | 0
CSP | 0 | 0 | 0 | 0 | 0 | 0
CT | 0 | 0 | 0 | 0 | 0 | 0
Coal | 1790 | 1790 | 1790 | 1790 | 1790 | 1790
Geo | 0 | 0 | 0 | 0 | 0 | 0
H | 0 | 280 | 280 | 280 | 280 | 280
LFG | 0 | 0 | 30.64 | 223.33 | 223.33 | 223.33
Nuc | 0 | 0 | 0 | 0 | 0 | 0
PS | 0 | 0 | 0 | 0 | 0 | 0
PV | 0 | 0 | 0 | 0 | 0 | 0
PeakG | 0 | 0 | 0 | 0 | 0 | 0
PeakO | 0 | 0 | 0 | 0 | 0 | 0
ST | 0 | 0 | 0 | 0 | 0 | 0
STOG | 0 | 0 | 0 | 0 | 0 | 0
STWD | 0 | 0 | 0 | 0 | 0 | 0
WT | 300 | 300 | 300 | 5900 | 7335.26 | 14138.57
IGCC | 0 | 0 | 0 | 0 | 0 | 0
DemandResponse | 0 | 0 | 0 | 0 | 0 | 0
IGCC-CCS | 0 | 0 | 0 | 0 | 0 | 0
WT_off | 0 | 0 | 0 | 0 | 0 | 0
PseudoUnit | 0 | 0 | 0 | 0 | 0 | 0
FixedInterchange | 0 | 0 | 0 | 0 | 0 | 0
Cumulative New Build Capacity by Reporting Type: MISO_W
ReportingType | 2015 | 2020 | 2025 | 2030 | 2035 | 2040
BM | 0 | 0 | 0 | 0 | 0 | 0
CC | 0 | 0 | 0 | 0 | 0 | 0
CSP | 0 | 0 | 0 | 0 | 0 | 0
CT | 0 | 0 | 0 | 0 | 0 | 0
Coal | 0 | 0 | 0 | 0 | 0 | 0
Geo | 0 | 0 | 0 | 0 | 0 | 0
H | 0 | 0 | 0 | 0 | 0 | 0
LFG | 0 | 0 | 71.67 | 71.67 | 71.67 | 71.67
Nuc | 94.33 | 94.33 | 94.33 | 94.33 | 94.33 | 94.33
PS | 0 | 0 | 0 | 0 | 0 | 0
PV | 0 | 0 | 0 | 0 | 0 | 0
PeakG | 0 | 0 | 0 | 0 | 0 | 0
PeakO | 0 | 0 | 0 | 0 | 0 | 0
ST | 0 | 0 | 0 | 0 | 0 | 0
STOG | 0 | 0 | 0 | 0 | 0 | 0
STWD | 0 | 0 | 0 | 0 | 0 | 0
WT | 2800.5 | 2800.5 | 5111.3 | 42346.44 | 46643.5 | 50579.88
IGCC | 0 | 0 | 0 | 0 | 0 | 0
DemandResponse | 0 | 0 | 0 | 0 | 0 | 0
IGCC-CCS | 0 | 0 | 0 | 0 | 0 | 0
WT_off | 0 | 0 | 0 | 0 | 0 | 0
PseudoUnit | 0 | 0 | 0 | 0 | 0 | 0
FixedInterchange | 0 | 0 | 0 | 0 | 0 | 0
Cumulative New Build Capacity by Reporting Type: MISO_WUMS
ReportingType | 2015 | 2020 | 2025 | 2030 | 2035 | 2040
BM | 0 | 0 | 0 | 0 | 0 | 0
CC | 0 | 2844.08 | 2844.08 | 2844.08 | 2844.08 | 2844.08
CSP | 0 | 0 | 0 | 0 | 0 | 0
CT | 0 | 9353.43 | 18716.02 | 27259.76 | 42382.11 | 49049.59
Coal | 615 | 615 | 615 | 615 | 615 | 615
Geo | 0 | 0 | 0 | 0 | 0 | 0
H | 0 | 1 | 1 | 1 | 1 | 1
LFG | 0 | 0 | 223.33 | 223.33 | 223.33 | 223.33
Nuc | 235 | 235 | 235 | 235 | 235 | 235
PS | 0 | 0 | 0 | 0 | 0 | 0
PV | 0 | 0 | 0 | 0 | 0 | 0
PeakG | 0 | 0 | 0 | 0 | 0 | 0
PeakO | 0 | 0 | 0 | 0 | 0 | 0
ST | 0 | 0 | 0 | 0 | 0 | 0
STOG | 0 | 0 | 0 | 0 | 0 | 0
STWD | 0 | 0 | 0 | 0 | 0 | 0
WT | 968.9 | 968.9 | 968.9 | 999.7 | 999.7 | 8739.85
IGCC | 0 | 0 | 0 | 0 | 0 | 0
DemandResponse | 0 | 0 | 0 | 0 | 0 | 0
IGCC-CCS | 0 | 0 | 0 | 0 | 0 | 0
WT_off | 0 | 0 | 0 | 0 | 0 | 0
PseudoUnit | 0 | 0 | 0 | 0 | 0 | 0
FixedInterchange | 0 | 0 | 0 | 0 | 0 | 0
Cumulative New Build Capacity by Reporting Type: Nebraska
ReportingType | 2015 | 2020 | 2025 | 2030 | 2035 | 2040
BM | 0 | 0 | 0 | 0 | 0 | 0
CC | 0 | 0 | 0 | 0 | 0 | 0
CSP | 0 | 0 | 0 | 0 | 0 | 0
CT | 0 | 0 | 0 | 0 | 0 | 0
Coal | 232.1 | 232.1 | 232.1 | 232.1 | 232.1 | 232.1
Geo | 0 | 0 | 0 | 0 | 0 | 0
H | 0 | 0 | 0 | 0 | 0 | 0
LFG | 0 | 0 | 0 | 71.67 | 71.67 | 71.67
Nuc | 0 | 0 | 0 | 0 | 0 | 0
PS | 0 | 0 | 0 | 0 | 0 | 0
PV | 0 | 0 | 0 | 0 | 0 | 0
PeakG | 0 | 0 | 0 | 0 | 0 | 0
PeakO | 0 | 0 | 0 | 0 | 0 | 0
ST | 0 | 0 | 0 | 0 | 0 | 0
STOG | 0 | 0 | 0 | 0 | 0 | 0
STWD | 0 | 0 | 0 | 0 | 0 | 0
WT | 202 | 22070.63 | 51025.24 | 66727.82 | 72248.03 | 72248.03
IGCC | 0 | 0 | 0 | 0 | 0 | 0
DemandResponse | 0 | 0 | 0 | 0 | 0 | 0
IGCC-CCS | 0 | 0 | 0 | 0 | 0 | 0
WT_off | 0 | 0 | 0 | 0 | 0 | 0
PseudoUnit | 0 | 0 | 0 | 0 | 0 | 0
FixedInterchange | 0 | 0 | 0 | 0 | 0 | 0
Cumulative New Build Capacity by Reporting Type: NEISO
ReportingType | 2015 | 2020 | 2025 | 2030 | 2035 | 2040
BM | 252.2 | 252.2 | 252.2 | 252.2 | 252.2 | 252.2
CC | 2049.5 | 2049.5 | 2049.5 | 2049.5 | 2049.5 | 2515.27
CSP | 0 | 0 | 0 | 0 | 0 | 0
CT | 334 | 334 | 334 | 420.1 | 3881.8 | 6588.83
Coal | 0 | 0 | 0 | 0 | 0 | 0
Geo | 0 | 0 | 0 | 0 | 0 | 0
H | 0 | 3 | 3 | 3 | 3 | 3
LFG | 49.26 | 49.26 | 119 | 119 | 119 | 119
Nuc | 0 | 0 | 0 | 0 | 0 | 0
PS | 0 | 0 | 0 | 0 | 0 | 0
PV | 0 | 353.13 | 372.24 | 387.65 | 408.92 | 431.26
PeakG | 0 | 0 | 0 | 0 | 0 | 0
PeakO | 0 | 0 | 0 | 0 | 0 | 0
ST | 0 | 0 | 0 | 0 | 0 | 0
STOG | 0 | 0 | 0 | 0 | 0 | 0
STWD | 0 | 0 | 0 | 0 | 0 | 0
WT | 231.2 | 2911.33 | 5280 | 5280 | 5280 | 5280
IGCC | 0 | 0 | 0 | 0 | 0 | 0
DemandResponse | 0 | 0 | 0 | 0 | 0 | 0
IGCC-CCS | 0 | 0 | 0 | 0 | 0 | 0
WT_off | 468 | 468 | 468 | 468 | 468 | 468
PseudoUnit | 0 | 0 | 0 | 0 | 0 | 0
FixedInterchange | 0 | 0 | 0 | 0 | 0 | 0
Cumulative New Build Capacity by Reporting Type: NonRTO_Midwest
ReportingType | 2015 | 2020 | 2025 | 2030 | 2035 | 2040
BM | 0 | 0 | 0 | 0 | 0 | 0
CC | 0 | 759.95 | 1437.73 | 2320.89 | 3289.98 | 4419.16
CSP | 0 | 0 | 0 | 0 | 0 | 0
CT | 0 | 386.54 | 488.47 | 488.47 | 488.47 | 672.51
Coal | 0 | 0 | 0 | 0 | 0 | 0
Geo | 0 | 0 | 0 | 0 | 0 | 0
H | 0 | 0 | 746 | 746 | 746 | 746
LFG | 0 | 0 | 160.25 | 160.25 | 160.25 | 160.25
Nuc | 0 | 0 | 0 | 0 | 0 | 0
PS | 0 | 0 | 0 | 0 | 0 | 0
PV | 0 | 0 | 0 | 0 | 0 | 0
PeakG | 0 | 0 | 0 | 0 | 0 | 0
PeakO | 0 | 0 | 0 | 0 | 0 | 0
ST | 0 | 0 | 0 | 0 | 0 | 0
STOG | 0 | 0 | 0 | 0 | 0 | 0
STWD | 0 | 0 | 0 | 0 | 0 | 0
WT | 0 | 0 | 0 | 0 | 0 | 0
IGCC | 0 | 0 | 0 | 0 | 0 | 0
DemandResponse | 0 | 0 | 0 | 0 | 0 | 0
IGCC-CCS | 0 | 0 | 0 | 0 | 0 | 0
WT_off | 0 | 0 | 0 | 0 | 0 | 0
PseudoUnit | 0 | 0 | 0 | 0 | 0 | 0
FixedInterchange | 0 | 0 | 0 | 0 | 0 | 0
Cumulative New Build Capacity by Reporting Type: NYISO_A-F
ReportingType | 2015 | 2020 | 2025 | 2030 | 2035 | 2040
BM | 0 | 0 | 0 | 0 | 0 | 0
CC | 639 | 639 | 639 | 639 | 639 | 639
CSP | 0 | 0 | 0 | 0 | 0 | 0
CT | 0 | 0 | 0 | 0 | 0 | 0
Coal | 0 | 0 | 0 | 0 | 0 | 0
Geo | 0 | 0 | 0 | 0 | 0 | 0
H | 0 | 0 | 0 | 0 | 0 | 0
LFG | 6.4 | 6.4 | 74.33 | 74.33 | 74.33 | 74.33
Nuc | 168 | 168 | 168 | 168 | 168 | 168
PS | 0 | 0 | 0 | 0 | 0 | 0
PV | 0 | 0 | 0 | 0 | 0 | 0
PeakG | 0 | 0 | 0 | 0 | 0 | 0
PeakO | 0 | 0 | 0 | 0 | 0 | 0
ST | 0 | 0 | 0 | 0 | 0 | 0
STOG | 0 | 0 | 0 | 0 | 0 | 0
STWD | 0 | 0 | 0 | 0 | 0 | 0
WT | 2476.3 | 3186.1 | 3186.1 | 4922.4 | 6379.57 | 7922.78
IGCC | 0 | 0 | 0 | 0 | 0 | 0
DemandResponse | 0 | 0 | 0 | 0 | 0 | 0
IGCC-CCS | 0 | 0 | 0 | 0 | 0 | 0
WT_off | 0 | 0 | 0 | 0 | 0 | 0
PseudoUnit | 0 | 0 | 0 | 0 | 0 | 0
FixedInterchange | 0 | 0 | 0 | 0 | 0 | 0
Cumulative New Build Capacity by Reporting Type: NYISO_G-I
ReportingType | 2015 | 2020 | 2025 | 2030 | 2035 | 2040
BM | 0 | 0 | 0 | 0 | 0 | 0
CC | 0 | 0 | 566.13 | 1907.38 | 4462.94 | 7141.24
CSP | 0 | 0 | 0 | 0 | 0 | 0
CT | 0 | 0 | 0 | 0 | 0 | 0
Coal | 0 | 0 | 0 | 0 | 0 | 0
Geo | 0 | 0 | 0 | 0 | 0 | 0
H | 0 | 0 | 0 | 0 | 0 | 0
LFG | 0 | 0 | 74.33 | 74.33 | 74.33 | 74.33
Nuc | 0 | 0 | 0 | 0 | 0 | 0
PS | 0 | 0 | 0 | 0 | 0 | 0
PV | 0 | 0 | 0 | 0 | 0 | 0
PeakG | 0 | 0 | 0 | 0 | 0 | 0
PeakO | 0 | 0 | 0 | 0 | 0 | 0
ST | 0 | 0 | 0 | 0 | 0 | 0
STOG | 0 | 0 | 0 | 0 | 0 | 0
STWD | 0 | 0 | 0 | 0 | 0 | 0
WT | 0 | 60 | 60 | 60 | 60 | 60
IGCC | 0 | 0 | 0 | 0 | 0 | 0
DemandResponse | 0 | 0 | 0 | 0 | 0 | 0
IGCC-CCS | 0 | 0 | 0 | 0 | 0 | 0
WT_off | 0 | 0 | 0 | 0 | 0 | 0
PseudoUnit | 0 | 0 | 0 | 0 | 0 | 0
FixedInterchange | 0 | 0 | 0 | 0 | 0 | 0
Cumulative New Build Capacity by Reporting Type: NYISO_J-K
ReportingType | 2015 | 2020 | 2025 | 2030 | 2035 | 2040
BM | 0 | 0 | 0 | 0 | 0 | 0
CC | 1175.4 | 1175.4 | 1175.4 | 1175.4 | 2525.11 | 4286.1
CSP | 0 | 0 | 0 | 0 | 0 | 0
CT | 0 | 0 | 529.7 | 2780.46 | 4510.05 | 6360.6
Coal | 0 | 0 | 0 | 0 | 0 | 0
Geo | 0 | 0 | 0 | 0 | 0 | 0
H | 0 | 0 | 0 | 0 | 0 | 0
LFG | 0 | 0 | 74.33 | 74.33 | 74.33 | 74.33
Nuc | 0 | 0 | 0 | 0 | 0 | 0
PS | 0 | 0 | 0 | 0 | 0 | 0
PV | 32 | 32 | 32 | 32 | 32 | 32
PeakG | 0 | 0 | 0 | 0 | 0 | 0
PeakO | 0 | 0 | 0 | 0 | 0 | 0
ST | 0 | 0 | 0 | 0 | 0 | 0
STOG | 0 | 0 | 0 | 0 | 0 | 0
STWD | 0 | 0 | 0 | 0 | 0 | 0
WT | 0 | 0 | 0 | 0 | 0 | 0
IGCC | 0 | 0 | 0 | 0 | 0 | 0
DemandResponse | 0 | 0 | 0 | 0 | 0 | 0
IGCC-CCS | 0 | 0 | 0 | 0 | 0 | 0
WT_off | 0 | 0 | 0 | 0 | 0 | 0
PseudoUnit | 0 | 0 | 0 | 0 | 0 | 0
FixedInterchange | 0 | 0 | 0 | 0 | 0 | 0
Cumulative New Build Capacity by Reporting Type: PJM_E
ReportingType | 2015 | 2020 | 2025 | 2030 | 2035 | 2040
BM | 30 | 30 | 30 | 30 | 30 | 30
CC | 4634.3 | 4634.3 | 4634.3 | 4634.3 | 4634.3 | 6333.6
CSP | 0 | 0 | 0 | 0 | 0 | 0
CT | 26.2 | 26.2 | 26.2 | 4422.57 | 6300.51 | 9650.44
Coal | 27 | 27 | 27 | 27 | 27 | 27
Geo | 0 | 0 | 0 | 0 | 0 | 0
H | 0 | 0 | 0 | 0 | 0 | 0
LFG | 9.1 | 142 | 142 | 142 | 142 | 142
Nuc | 38 | 38 | 38 | 38 | 38 | 38
PS | 0 | 0 | 0 | 0 | 0 | 0
PV | 25.45 | 25.45 | 25.45 | 25.45 | 25.45 | 25.45
PeakG | 0 | 0 | 0 | 0 | 0 | 0
PeakO | 0 | 0 | 0 | 0 | 0 | 0
ST | 0 | 0 | 0 | 0 | 0 | 0
STOG | 0 | 0 | 0 | 0 | 0 | 0
STWD | 0 | 0 | 0 | 0 | 0 | 0
WT | 1150 | 1150 | 1150 | 1150 | 1150 | 1150
IGCC | 0 | 0 | 0 | 0 | 0 | 0
DemandResponse | 0 | 0 | 0 | 0 | 0 | 0
IGCC-CCS | 0 | 0 | 0 | 0 | 0 | 0
WT_off | 0 | 0 | 1100 | 1100 | 1100 | 1100
PseudoUnit | 0 | 0 | 0 | 0 | 0 | 0
FixedInterchange | 0 | 0 | 0 | 0 | 0 | 0
Cumulative New Build Capacity by Reporting Type: PJM_ROM
ReportingType | 2015 | 2020 | 2025 | 2030 | 2035 | 2040
BM | 18 | 18 | 18 | 18 | 18 | 18
CC | 1678.5 | 1678.5 | 1678.5 | 1967.2 | 14391.52 | 29515.29
CSP | 0 | 0 | 0 | 0 | 0 | 0
CT | 16 | 16 | 16 | 16 | 16 | 16
Coal | 32.5 | 32.5 | 32.5 | 32.5 | 32.5 | 32.5
Geo | 0 | 0 | 0 | 0 | 0 | 0
H | 0 | 678 | 678 | 678 | 678 | 678
LFG | 18.9 | 284 | 284 | 284 | 284 | 284
Nuc | 0 | 0 | 0 | 0 | 0 | 0
PS | 0 | 0 | 0 | 0 | 0 | 0
PV | 0 | 1551.14 | 2658.65 | 3088.12 | 3370.16 | 3691.8
PeakG | 0 | 0 | 0 | 0 | 0 | 0
PeakO | 0 | 0 | 0 | 0 | 0 | 0
ST | 0 | 0 | 0 | 0 | 0 | 0
STOG | 0 | 0 | 0 | 0 | 0 | 0
STWD | 0 | 0 | 0 | 0 | 0 | 0
WT | 479.8 | 1230 | 1230 | 1230 | 1230 | 1230
IGCC | 0 | 0 | 0 | 0 | 0 | 0
DemandResponse | 0 | 0 | 0 | 0 | 0 | 0
IGCC-CCS | 0 | 0 | 0 | 0 | 0 | 0
WT_off | 0 | 0 | 0 | 0 | 0 | 0
PseudoUnit | 0 | 0 | 0 | 0 | 0 | 0
FixedInterchange | 0 | 0 | 0 | 0 | 0 | 0
Cumulative New Build Capacity by Reporting Type: PJM_ROR
ReportingType | 2015 | 2020 | 2025 | 2030 | 2035 | 2040
BM | 385 | 385 | 385 | 385 | 385 | 385
CC | 3077 | 9714.26 | 15258.83 | 15258.83 | 24926.58 | 30759.24
CSP | 0 | 0 | 0 | 0 | 0 | 0
CT | 29 | 29 | 1499.6 | 8878.1 | 11003.76 | 11003.76
Coal | 2164 | 2164 | 2164 | 2164 | 2164 | 2164
Geo | 0 | 0 | 0 | 0 | 0 | 0
H | 0 | 503 | 503 | 503 | 503 | 503
LFG | 57.4 | 309.35 | 571.11 | 571.11 | 571.11 | 571.11
Nuc | 38 | 38 | 38 | 38 | 38 | 38
PS | 0 | 0 | 0 | 0 | 0 | 0
PV | 0 | 0 | 0 | 0 | 0 | 0
PeakG | 0 | 0 | 0 | 0 | 0 | 0
PeakO | 0 | 0 | 0 | 0 | 0 | 0
ST | 0 | 0 | 0 | 0 | 0 | 0
STOG | 0 | 0 | 0 | 0 | 0 | 0
STWD | 0 | 0 | 0 | 0 | 0 | 0
WT | 8325.7 | 8517.4 | 25805.1 | 30675.03 | 35930.78 | 42627.97
IGCC | 0 | 0 | 0 | 0 | 0 | 0
DemandResponse | 0 | 0 | 0 | 0 | 0 | 0
IGCC-CCS | 0 | 0 | 0 | 0 | 0 | 0
WT_off | 0 | 0 | 0 | 0 | 0 | 0
PseudoUnit | 0 | 0 | 0 | 0 | 0 | 0
FixedInterchange | 0 | 0 | 0 | 0 | 0 | 0
Cumulative New Build Capacity by Reporting Type: SOCO
ReportingType | 2015 | 2020 | 2025 | 2030 | 2035 | 2040
BM | 55 | 55 | 55 | 55 | 55 | 55
CC | 5026.9 | 8456.16 | 11950.42 | 16125.59 | 21170.19 | 21170.19
CSP | 0 | 0 | 0 | 0 | 0 | 0
CT | 0 | 0 | 0 | 0 | 0 | 0
Coal | 0 | 0 | 0 | 0 | 0 | 12866.71
Geo | 0 | 0 | 0 | 0 | 0 | 0
H | 0 | 0 | 0 | 0 | 0 | 0
LFG | 0 | 0 | 107.4 | 107.4 | 107.4 | 107.4
Nuc | 70 | 2270 | 2270 | 2270 | 2270 | 2270
PS | 0 | 0 | 0 | 0 | 0 | 0
PV | 0 | 0 | 0 | 0 | 0 | 0
PeakG | 0 | 0 | 0 | 0 | 0 | 0
PeakO | 0 | 0 | 0 | 0 | 0 | 0
ST | 0 | 0 | 0 | 0 | 0 | 0
STOG | 0 | 0 | 0 | 0 | 0 | 0
STWD | 0 | 0 | 0 | 0 | 0 | 0
WT | 0 | 0 | 0 | 0 | 0 | 0
IGCC | 0 | 0 | 0 | 0 | 0 | 0
DemandResponse | 0 | 0 | 0 | 0 | 0 | 0
IGCC-CCS | 0 | 0 | 0 | 0 | 0 | 0
WT_off | 0 | 0 | 0 | 0 | 0 | 0
PseudoUnit | 0 | 0 | 0 | 0 | 0 | 0
FixedInterchange | 0 | 0 | 0 | 0 | 0 | 0
Cumulative New Build Capacity by Reporting Type: SPP_N
ReportingType | 2015 | 2020 | 2025 | 2030 | 2035 | 2040
BM | 0 | 0 | 0 | 0 | 0 | 0
CC | 0 | 0 | 0 | 0 | 0 | 0
CSP | 0 | 0 | 0 | 0 | 0 | 0
CT | 110.37 | 2338.77 | 2338.77 | 2338.77 | 4992.69 | 7388.04
Coal | 465.04 | 465.04 | 465.04 | 465.04 | 465.04 | 465.04
Geo | 0 | 0 | 0 | 0 | 0 | 0
H | 0 | 0 | 0 | 0 | 0 | 0
LFG | 0 | 0 | 0 | 95 | 95 | 95
Nuc | 0 | 0 | 0 | 0 | 0 | 0
PS | 0 | 0 | 0 | 0 | 0 | 0
PV | 0 | 0 | 0 | 0 | 0 | 0
PeakG | 0 | 0 | 0 | 0 | 0 | 0
PeakO | 0 | 0 | 0 | 0 | 0 | 0
ST | 0 | 0 | 0 | 0 | 0 | 0
STOG | 0 | 0 | 0 | 0 | 0 | 0
STWD | 0 | 0 | 0 | 0 | 0 | 0
WT | 0 | 0 | 0 | 26858.56 | 30495.3 | 33335.27
IGCC | 0 | 0 | 0 | 0 | 0 | 0
DemandResponse | 0 | 0 | 0 | 0 | 0 | 0
IGCC-CCS | 0 | 0 | 0 | 0 | 0 | 0
WT_off | 0 | 0 | 0 | 0 | 0 | 0
PseudoUnit | 0 | 0 | 0 | 0 | 0 | 0
FixedInterchange | 0 | 0 | 0 | 0 | 0 | 0
Cumulative New Build Capacity by Reporting Type: SPP_S
ReportingType | 2015 | 2020 | 2025 | 2030 | 2035 | 2040
BM | 0 | 0 | 0 | 0 | 0 | 0
CC | 0 | 0 | 0 | 0 | 0 | 0
CSP | 0 | 0 | 0 | 0 | 0 | 0
CT | 413.01 | 713.17 | 713.17 | 713.17 | 7132.98 | 10851.25
Coal | 988 | 988 | 988 | 988 | 988 | 988
Geo | 0 | 0 | 0 | 0 | 0 | 0
H | 0 | 0 | 0 | 0 | 0 | 0
LFG | 0 | 0 | 0 | 95 | 95 | 95
Nuc | 0 | 0 | 0 | 0 | 0 | 0
PS | 0 | 0 | 0 | 0 | 0 | 0
PV | 0 | 0 | 0 | 0 | 0 | 0
PeakG | 0 | 0 | 0 | 0 | 0 | 0
PeakO | 0 | 0 | 0 | 0 | 0 | 0
ST | 0 | 0 | 0 | 0 | 0 | 0
STOG | 0 | 0 | 0 | 0 | 0 | 0
STWD | 0 | 0 | 0 | 0 | 0 | 0
WT | 430 | 15435.02 | 50971.23 | 60027.59 | 64123.74 | 67904.38
IGCC | 0 | 0 | 0 | 0 | 0 | 0
DemandResponse | 0 | 0 | 0 | 0 | 0 | 0
IGCC-CCS | 0 | 0 | 0 | 0 | 0 | 0
WT_off | 0 | 0 | 0 | 0 | 0 | 0
PseudoUnit | 0 | 0 | 0 | 0 | 0 | 0
FixedInterchange | 0 | 0 | 0 | 0 | 0 | 0
Cumulative New Build Capacity by Reporting Type: TVA
ReportingType | 2015 | 2020 | 2025 | 2030 | 2035 | 2040
BM | 0 | 0 | 0 | 0 | 0 | 0
CC | 1418 | 3915.53 | 6266.84 | 9695.61 | 10618.89 | 10618.89
CSP | 0 | 0 | 0 | 0 | 0 | 0
CT | 320.14 | 2812.72 | 2812.72 | 5083.12 | 7568.63 | 7568.63
Coal | 0 | 0 | 0 | 0 | 110.42 | 4179.1
Geo | 0 | 0 | 0 | 0 | 0 | 0
H | 0 | 0 | 27 | 27 | 27 | 27
LFG | 0 | 0 | 107.4 | 107.4 | 107.4 | 107.4
Nuc | 1697.89 | 1697.89 | 1697.89 | 1697.89 | 1697.89 | 1697.89
PS | 0 | 0 | 0 | 0 | 0 | 0
PV | 0 | 0 | 0 | 0 | 0 | 0
PeakG | 0 | 0 | 0 | 0 | 0 | 0
PeakO | 0 | 0 | 0 | 0 | 0 | 0
ST | 0 | 0 | 0 | 0 | 0 | 0
STOG | 0 | 0 | 0 | 0 | 0 | 0
STWD | 0 | 0 | 0 | 0 | 0 | 0
WT | 0 | 0 | 0 | 0 | 0 | 0
IGCC | 0 | 0 | 0 | 0 | 0 | 0
DemandResponse | 0 | 0 | 0 | 0 | 0 | 0
IGCC-CCS | 0 | 0 | 0 | 0 | 0 | 0
WT_off | 0 | 0 | 0 | 0 | 0 | 0
PseudoUnit | 0 | 0 | 0 | 0 | 0 | 0
FixedInterchange | 0 | 0 | 0 | 0 | 0 | 0
Cumulative New Build Capacity by Reporting Type: TVA_Transmission
ReportingType | 2015 | 2020 | 2025 | 2030 | 2035 | 2040
BM | 0 | 0 | 0 | 0 | 0 | 0
CC | 0 | 0 | 0 | 0 | 0 | 0
CSP | 0 | 0 | 0 | 0 | 0 | 0
CT | 0 | 0 | 0 | 0 | 0 | 0
Coal | 0 | 0 | 0 | 0 | 0 | 0
Geo | 0 | 0 | 0 | 0 | 0 | 0
H | 0 | 0 | 0 | 0 | 0 | 0
LFG | 0 | 0 | 0 | 0 | 0 | 0
Nuc | 0 | 0 | 0 | 0 | 0 | 0
PS | 0 | 0 | 0 | 0 | 0 | 0
PV | 0 | 0 | 0 | 0 | 0 | 0
PeakG | 0 | 0 | 0 | 0 | 0 | 0
PeakO | 0 | 0 | 0 | 0 | 0 | 0
ST | 0 | 0 | 0 | 0 | 0 | 0
STOG | 0 | 0 | 0 | 0 | 0 | 0
STWD | 0 | 0 | 0 | 0 | 0 | 0
WT | 0 | 0 | 0 | 0 | 0 | 0
IGCC | 0 | 0 | 0 | 0 | 0 | 0
DemandResponse | 0 | 0 | 0 | 0 | 0 | 0
IGCC-CCS | 0 | 0 | 0 | 0 | 0 | 0
WT_off | 0 | 0 | 0 | 0 | 0 | 0
PseudoUnit | 0 | 0 | 0 | 0 | 0 | 0
FixedInterchange | 0 | 0 | 0 | 0 | 0 | 0
Cumulative New Build Capacity by Reporting Type: VACAR
ReportingType | 2015 | 2020 | 2025 | 2030 | 2035 | 2040
BM | 0.92 | 419.28 | 1243.48 | 1484.19 | 1873.13 | 2257.8
CC | 8506.23 | 12314.2 | 15985.71 | 19004.15 | 29840.14 | 38542.65
CSP | 0 | 0 | 0 | 0 | 0 | 0
CT | 717.2 | 2905.47 | 2905.47 | 4762.26 | 5514.3 | 6835.29
Coal | 825 | 825 | 825 | 825 | 825 | 825
Geo | 0 | 0 | 0 | 0 | 0 | 0
H | 0 | 0 | 0 | 0 | 0 | 0
LFG | 0.34 | 107.4 | 107.4 | 107.4 | 107.4 | 107.4
Nuc | 0 | 2330 | 2330 | 2330 | 2330 | 2330
PS | 0 | 0 | 0 | 0 | 0 | 0
PV | 0 | 153.23 | 169.57 | 184.74 | 209.24 | 233.47
PeakG | 0 | 0 | 0 | 0 | 0 | 0
PeakO | 0 | 0 | 0 | 0 | 0 | 0
ST | 0 | 0 | 0 | 0 | 0 | 0
STOG | 0 | 0 | 0 | 0 | 0 | 0
STWD | 0 | 0 | 0 | 0 | 0 | 0
WT | 0.9 | 3500 | 3500 | 3500 | 3500 | 3500
IGCC | 0 | 0 | 0 | 0 | 0 | 0
DemandResponse | 0 | 0 | 0 | 0 | 0 | 0
IGCC-CCS | 0 | 0 | 0 | 0 | 0 | 0
WT_off | 1 | 1 | 1 | 1 | 1 | 1
PseudoUnit | 0 | 0 | 0 | 0 | 0 | 0
FixedInterchange | 0 | 0 | 0 | 0 | 0 | 0
Cumulative New Build Capacity by Reporting Type: IESO
ReportingType | 2015 | 2020 | 2025 | 2030 | 2035 | 2040
BM | 326.33 | 326.33 | 326.33 | 326.33 | 326.33 | 326.33
CC | 1263 | 1263 | 1263 | 1310.33 | 5572.52 | 9119.12
CSP | 0 | 0 | 0 | 0 | 0 | 0
CT | 368 | 368 | 368 | 368 | 513.76 | 1328.23
Coal | 0 | 0 | 0 | 0 | 0 | 0
Geo | 0 | 0 | 0 | 0 | 0 | 0
H | 0 | 0 | 0 | 0 | 0 | 250
LFG | 14.5 | 14.5 | 14.5 | 15 | 15 | 15
Nuc | 0 | 0 | 0 | 0 | 0 | 0
PS | 0 | 0 | 0 | 0 | 0 | 0
PV | 1067.26 | 1067.26 | 1067.26 | 1067.26 | 1067.26 | 1067.26
PeakG | 0 | 0 | 0 | 0 | 0 | 0
PeakO | 0 | 0 | 0 | 0 | 0 | 0
ST | 0 | 0 | 0 | 0 | 0 | 0
STOG | 0 | 0 | 0 | 0 | 0 | 0
STWD | 0 | 0 | 0 | 0 | 0 | 0
WT | 2105.9 | 2105.9 | 2105.9 | 2105.9 | 2105.9 | 2105.9
IGCC | 0 | 0 | 0 | 0 | 0 | 0
DemandResponse | 0 | 0 | 0 | 0 | 0 | 0
IGCC-CCS | 0 | 0 | 0 | 0 | 0 | 0
WT_off | 0 | 0 | 0 | 0 | 0 | 0
PseudoUnit | 0 | 0 | 0 | 0 | 0 | 0
FixedInterchange | 0 | 0 | 0 | 0 | 0 | 0
Cumulative New Build Capacity by Reporting Type: MAPP_CA
ReportingType | 2015 | 2020 | 2025 | 2030 | 2035 | 2040
BM | 0 | 0 | 0 | 0 | 0 | 0
CC | 562.16 | 562.16 | 562.16 | 562.16 | 562.16 | 562.16
CSP | 0 | 0 | 0 | 0 | 0 | 0
CT | 388.07 | 580.91 | 580.91 | 580.91 | 580.91 | 1502.31
Coal | 0 | 0 | 0 | 0 | 0 | 0
Geo | 0 | 0 | 0 | 0 | 0 | 0
H | 0 | 695 | 2190 | 4650 | 4650 | 4650
LFG | 0 | 0 | 0 | 0 | 0 | 0
Nuc | 0 | 0 | 0 | 0 | 0 | 0
PS | 0 | 0 | 0 | 0 | 0 | 0
PV | 0 | 0 | 0 | 0 | 0 | 0
PeakG | 0 | 0 | 0 | 0 | 0 | 0
PeakO | 0 | 0 | 0 | 0 | 0 | 0
ST | 0 | 0 | 0 | 0 | 0 | 0
STOG | 0 | 0 | 0 | 0 | 0 | 0
STWD | 0 | 0 | 0 | 0 | 0 | 0
WT | 302.4 | 302.4 | 302.4 | 302.4 | 449.9 | 4128.35
IGCC | 0 | 0 | 0 | 0 | 0 | 0
DemandResponse | 0 | 0 | 0 | 0 | 0 | 0
IGCC-CCS | 0 | 0 | 0 | 0 | 0 | 0
WT_off | 0 | 0 | 0 | 0 | 0 | 0
PseudoUnit | 0 | 0 | 0 | 0 | 0 | 0
FixedInterchange | 0 | 0 | 0 | 0 | 0 | 0
Cumulative New Build Capacity by Reporting Type: AZ_NM_SNV_Coal
ReportingType | 2015 | 2020 | 2025 | 2030 | 2035 | 2040
BM | 0 | 0 | 0 | 0 | 0 | 0
CC | 0 | 0 | 0 | 0 | 0 | 0
CSP | 0 | 0 | 0 | 0 | 0 | 0
CT | 0 | 0 | 0 | 0 | 0 | 0
Coal | 0 | 0 | 0 | 0 | 0 | 11390.79
Geo | 0 | 0 | 0 | 0 | 0 | 0
H | 0 | 0 | 0 | 0 | 0 | 0
LFG | 0 | 0 | 0 | 0 | 0 | 0
Nuc | 0 | 0 | 0 | 0 | 0 | 0
PS | 0 | 0 | 0 | 0 | 0 | 0
PV | 0 | 0 | 0 | 0 | 0 | 0
PeakG | 0 | 0 | 0 | 0 | 0 | 0
PeakO | 0 | 0 | 0 | 0 | 0 | 0
ST | 0 | 0 | 0 | 0 | 0 | 0
STOG | 0 | 0 | 0 | 0 | 0 | 0
STWD | 0 | 0 | 0 | 0 | 0 | 0
WT | 0 | 0 | 0 | 0 | 0 | 0
IGCC | 0 | 0 | 0 | 0 | 0 | 0
DemandResponse | 0 | 0 | 0 | 0 | 0 | 0
IGCC-CCS | 0 | 0 | 0 | 0 | 0 | 0
WT_off | 0 | 0 | 0 | 0 | 0 | 0
PseudoUnit | 0 | 0 | 0 | 0 | 0 | 0
FixedInterchange | 0 | 0 | 0 | 0 | 0 | 0
Cumulative New Build Capacity by Reporting Type: AZ_NM_SNV_Gas
ReportingType | 2015 | 2020 | 2025 | 2030 | 2035 | 2040
BM | 0 | 0 | 0 | 0 | 0 | 0
CC | 668 | 3367.26 | 5537.25 | 14830.47 | 19849.74 | 19849.74
CSP | 0 | 0 | 0 | 0 | 0 | 0
CT | 736 | 736 | 736 | 736 | 736 | 736
Coal | 0 | 0 | 0 | 0 | 0 | 0
Geo | 0 | 0 | 0 | 0 | 0 | 0
H | 0 | 0 | 0 | 0 | 0 | 0
LFG | 0 | 0 | 0 | 0 | 0 | 0
Nuc | 0 | 0 | 0 | 0 | 0 | 0
PS | 0 | 0 | 0 | 0 | 0 | 0
PV | 0 | 0 | 0 | 0 | 0 | 0
PeakG | 0 | 0 | 0 | 0 | 0 | 0
PeakO | 0 | 0 | 0 | 0 | 0 | 0
ST | 0 | 0 | 0 | 0 | 0 | 0
STOG | 0 | 0 | 0 | 0 | 0 | 0
STWD | 0 | 0 | 0 | 0 | 0 | 0
WT | 0 | 0 | 0 | 0 | 0 | 0
IGCC | 0 | 0 | 0 | 0 | 0 | 0
DemandResponse | 0 | 0 | 0 | 0 | 0 | 0
IGCC-CCS | 0 | 0 | 0 | 0 | 0 | 0
WT_off | 0 | 0 | 0 | 0 | 0 | 0
PseudoUnit | 0 | 0 | 0 | 0 | 0 | 0
FixedInterchange | 0 | 0 | 0 | 0 | 0 | 0
Cumulative New Build Capacity by Reporting Type: AZ_NM_SNV_NucRenew
ReportingType | 2015 | 2020 | 2025 | 2030 | 2035 | 2040
BM | 0 | 0 | 0 | 0 | 0 | 0
CC | 0 | 0 | 0 | 0 | 0 | 0
CSP | 0 | 0 | 0 | 0 | 0 | 0
CT | 0 | 0 | 0 | 0 | 0 | 0
Coal | 0 | 0 | 0 | 0 | 0 | 0
Geo | 0 | 0 | 1450 | 1450 | 1450 | 1450
H | 0 | 0 | 0 | 0 | 0 | 0
LFG | 0 | 0 | 60.67 | 60.67 | 60.67 | 60.67
Nuc | 0 | 0 | 0 | 0 | 0 | 0
PS | 0 | 0 | 0 | 0 | 0 | 0
PV | 95.7 | 95.7 | 95.7 | 95.7 | 95.7 | 95.7
PeakG | 0 | 0 | 0 | 0 | 0 | 0
PeakO | 0 | 0 | 0 | 0 | 0 | 0
ST | 280 | 798.91 | 1164.49 | 1370.82 | 1370.82 | 1370.82
STOG | 0 | 0 | 0 | 0 | 0 | 0
STWD | 0 | 0 | 0 | 0 | 0 | 0
WT | 65.1 | 4342.23 | 5530.01 | 6559.26 | 6559.26 | 6559.26
IGCC | 0 | 0 | 0 | 0 | 0 | 0
DemandResponse | 0 | 0 | 0 | 0 | 0 | 0
IGCC-CCS | 0 | 0 | 0 | 0 | 0 | 0
WT_off | 0 | 0 | 0 | 0 | 0 | 0
PseudoUnit | 0 | 0 | 0 | 0 | 0 | 0
FixedInterchange | 0 | 0 | 0 | 0 | 0 | 0
Cumulative New Build Capacity by Reporting Type: ERCOT
ReportingType | 2015 | 2020 | 2025 | 2030 | 2035 | 2040
BM | 145 | 145 | 145 | 2392.66 | 2642.17 | 2964.25
CC | 1741.75 | 6027.69 | 9893.78 | 14571.28 | 20776.25 | 28928.88
CSP | 0 | 0 | 0 | 0 | 0 | 0
CT | 250 | 250 | 250 | 495.67 | 1651.72 | 3145.34
Coal | 2020 | 2020 | 2020 | 2020 | 2020 | 2020
Geo | 0 | 0 | 0 | 0 | 0 | 0
H | 0 | 0 | 0 | 628 | 628 | 628
LFG | 0 | 0 | 354 | 354 | 354 | 354
Nuc | 0 | 0 | 0 | 0 | 0 | 0
PS | 0 | 0 | 0 | 0 | 0 | 0
PV | 14 | 14 | 14 | 14 | 14 | 14
PeakG | 0 | 0 | 0 | 0 | 0 | 0
PeakO | 0 | 0 | 0 | 0 | 0 | 0
ST | 0 | 0 | 0 | 0 | 0 | 0
STOG | 0 | 0 | 0 | 0 | 0 | 0
STWD | 0 | 0 | 0 | 0 | 0 | 0
WT | 350.1 | 10454.56 | 22471.97 | 30929.58 | 34131.28 | 38251.58
IGCC | 0 | 0 | 0 | 0 | 0 | 0
DemandResponse | 0 | 0 | 0 | 0 | 0 | 0
IGCC-CCS | 0 | 0 | 0 | 0 | 0 | 0
WT_off | 0 | 0 | 0 | 0 | 0 | 0
PseudoUnit | 0 | 0 | 0 | 0 | 0 | 0
FixedInterchange | 0 | 0 | 0 | 0 | 0 | 0
Cumulative New Build Capacity by Reporting Type: NP15
ReportingType | 2015 | 2020 | 2025 | 2030 | 2035 | 2040
BM | 0 | 0 | 0 | 0 | 0 | 0
CC | 940 | 940 | 940 | 1990.38 | 1990.38 | 3528.46
CSP | 0 | 0 | 0 | 0 | 0 | 0
CT | 2981.8 | 8402.1 | 13039.78 | 19142.67 | 23759.15 | 30562.12
Coal | 0 | 0 | 0 | 0 | 0 | 0
Geo | 0 | 61.37 | 600 | 600 | 600 | 600
H | 0 | 0 | 0 | 0 | 0 | 0
LFG | 0 | 565 | 565 | 565 | 565 | 565
Nuc | 0 | 0 | 0 | 0 | 0 | 0
PS | 0 | 0 | 0 | 0 | 0 | 0
PV | 6.5 | 6.5 | 6.5 | 6.5 | 6.5 | 6.5
PeakG | 0 | 0 | 0 | 0 | 0 | 0
PeakO | 0 | 0 | 0 | 0 | 0 | 0
ST | 29 | 29 | 29 | 29 | 29 | 29
STOG | 0 | 0 | 0 | 0 | 0 | 0
STWD | 0 | 0 | 0 | 0 | 0 | 0
WT | 101.2 | 2136.16 | 12002.15 | 14200 | 14200 | 14200
IGCC | 0 | 0 | 0 | 0 | 0 | 0
DemandResponse | 0 | 0 | 0 | 0 | 0 | 0
IGCC-CCS | 0 | 0 | 0 | 0 | 0 | 0
WT_off | 0 | 0 | 0 | 0 | 0 | 0
PseudoUnit | 0 | 0 | 0 | 0 | 0 | 0
FixedInterchange | 0 | 0 | 0 | 0 | 0 | 0
Cumulative New Build Capacity by Reporting Type: NWPP_Coal
ReportingType | 2015 | 2020 | 2025 | 2030 | 2035 | 2040
BM | 0 | 0 | 0 | 0 | 0 | 0
CC | 0 | 0 | 0 | 0 | 0 | 0
CSP | 0 | 0 | 0 | 0 | 0 | 0
CT | 0 | 0 | 0 | 0 | 0 | 0
Coal | 0 | 0 | 0 | 0 | 0 | 0
Geo | 0 | 0 | 0 | 0 | 0 | 0
H | 0 | 0 | 0 | 0 | 0 | 0
LFG | 0 | 0 | 0 | 0 | 0 | 0
Nuc | 0 | 0 | 0 | 0 | 0 | 0
PS | 0 | 0 | 0 | 0 | 0 | 0
PV | 0 | 0 | 0 | 0 | 0 | 0
PeakG | 0 | 0 | 0 | 0 | 0 | 0
PeakO | 0 | 0 | 0 | 0 | 0 | 0
ST | 0 | 0 | 0 | 0 | 0 | 0
STOG | 0 | 0 | 0 | 0 | 0 | 0
STWD | 0 | 0 | 0 | 0 | 0 | 0
WT | 0 | 0 | 0 | 0 | 0 | 0
IGCC | 0 | 0 | 0 | 0 | 0 | 0
DemandResponse | 0 | 0 | 0 | 0 | 0 | 0
IGCC-CCS | 0 | 0 | 0 | 0 | 0 | 0
WT_off | 0 | 0 | 0 | 0 | 0 | 0
PseudoUnit | 0 | 0 | 0 | 0 | 0 | 0
FixedInterchange | 0 | 0 | 0 | 0 | 0 | 0
Cumulative New Build Capacity by Reporting Type: NWPP_Gas
ReportingType | 2015 | 2020 | 2025 | 2030 | 2035 | 2040
BM | 0 | 0 | 0 | 0 | 0 | 0
CC | 300 | 1689.24 | 5765.13 | 11539.66 | 19894.36 | 24455.15
CSP | 0 | 0 | 0 | 0 | 0 | 0
CT | 150 | 150 | 150 | 150 | 150 | 150
Coal | 0 | 0 | 0 | 0 | 0 | 425.84
Geo | 0 | 0 | 0 | 0 | 0 | 0
H | 0 | 0 | 0 | 0 | 0 | 0
LFG | 0 | 0 | 0 | 0 | 0 | 0
Nuc | 0 | 0 | 0 | 0 | 0 | 0
PS | 0 | 0 | 0 | 0 | 0 | 0
PV | 0 | 0 | 0 | 0 | 0 | 0
PeakG | 0 | 0 | 0 | 0 | 0 | 0
PeakO | 0 | 0 | 0 | 0 | 0 | 0
ST | 0 | 0 | 0 | 0 | 0 | 0
STOG | 0 | 0 | 0 | 0 | 0 | 0
STWD | 0 | 0 | 0 | 0 | 0 | 0
WT | 0 | 0 | 0 | 0 | 0 | 0
IGCC | 0 | 0 | 0 | 0 | 0 | 0
DemandResponse | 0 | 0 | 0 | 0 | 0 | 0
IGCC-CCS | 0 | 0 | 0 | 0 | 0 | 0
WT_off | 0 | 0 | 0 | 0 | 0 | 0
PseudoUnit | 0 | 0 | 0 | 0 | 0 | 0
FixedInterchange | 0 | 0 | 0 | 0 | 0 | 0
Cumulative New Build Capacity by Reporting Type: NWPP_NucRenew
ReportingType | 2015 | 2020 | 2025 | 2030 | 2035 | 2040
BM | 32.55 | 32.55 | 32.55 | 32.55 | 32.55 | 32.55
CC | 0 | 0 | 0 | 0 | 0 | 0
CSP | 0 | 0 | 0 | 0 | 0 | 0
CT | 0 | 0 | 0 | 0 | 0 | 0
Coal | 0 | 0 | 0 | 0 | 0 | 0
Geo | 86 | 86 | 520 | 520 | 520 | 520
H | 0 | 0 | 0 | 335 | 335 | 335
LFG | 25.5 | 25.5 | 101.46 | 270 | 270 | 270
Nuc | 0 | 0 | 0 | 0 | 0 | 0
PS | 0 | 0 | 0 | 0 | 0 | 0
PV | 0 | 0 | 0 | 0 | 0 | 0
PeakG | 0 | 0 | 0 | 0 | 0 | 0
PeakO | 0 | 0 | 0 | 0 | 0 | 0
ST | 0 | 0 | 0 | 0 | 0 | 0
STOG | 0 | 0 | 0 | 0 | 0 | 0
STWD | 0 | 0 | 0 | 0 | 0 | 0
WT | 977.3 | 977.3 | 977.3 | 977.3 | 1353.35 | 1353.35
IGCC | 0 | 0 | 0 | 0 | 0 | 0
DemandResponse | 0 | 0 | 0 | 0 | 0 | 0
IGCC-CCS | 0 | 0 | 0 | 0 | 0 | 0
WT_off | 0 | 0 | 0 | 0 | 0 | 0
PseudoUnit | 0 | 0 | 0 | 0 | 0 | 0
FixedInterchange | 0 | 0 | 0 | 0 | 0 | 0
Cumulative New Build Capacity by Reporting Type: RMPA
ReportingType | 2015 | 2020 | 2025 | 2030 | 2035 | 2040
BM | 0 | 0 | 0 | 0 | 0 | 0
CC | 0 | 0 | 0 | 0 | 0 | 0
CSP | 0 | 0 | 0 | 0 | 0 | 0
CT | 152 | 152 | 152 | 738.61 | 861.67 | 1327.11
Coal | 390 | 1509.64 | 1965.49 | 3040.05 | 5426.49 | 7771.1
Geo | 0 | 563.63 | 2570 | 2570 | 2570 | 2570
H | 0 | 0 | 0 | 0 | 0 | 0
LFG | 1.4 | 1.4 | 1.4 | 30.33 | 30.33 | 30.33
Nuc | 0 | 0 | 0 | 0 | 0 | 0
PS | 0 | 0 | 0 | 0 | 0 | 0
PV | 1 | 1 | 1 | 1 | 1 | 1
PeakG | 0 | 0 | 0 | 0 | 0 | 0
PeakO | 0 | 0 | 0 | 0 | 0 | 0
ST | 3 | 420.34 | 478.54 | 524.22 | 524.22 | 524.22
STOG | 0 | 0 | 0 | 0 | 0 | 0
STWD | 0 | 0 | 0 | 0 | 0 | 0
WT | 765.4 | 765.4 | 765.4 | 1079.22 | 1079.22 | 1079.22
IGCC | 0 | 0 | 0 | 0 | 0 | 0
DemandResponse | 0 | 0 | 0 | 0 | 0 | 0
IGCC-CCS | 0 | 0 | 0 | 0 | 0 | 0
WT_off | 0 | 0 | 0 | 0 | 0 | 0
PseudoUnit | 0 | 0 | 0 | 0 | 0 | 0
FixedInterchange | 0 | 0 | 0 | 0 | 0 | 0
Cumulative New Build Capacity by Reporting Type: SP15
ReportingType | 2015 | 2020 | 2025 | 2030 | 2035 | 2040
BM | 6 | 6 | 6 | 6 | 6 | 6
CC | 409.5 | 409.5 | 409.5 | 409.5 | 409.5 | 409.5
CSP | 0 | 0 | 0 | 0 | 0 | 0
CT | 0 | 0 | 0 | 1507.81 | 7247.99 | 7247.99
Coal | 0 | 0 | 0 | 0 | 0 | 0
Geo | 50 | 1500 | 1500 | 1500 | 1500 | 1500
H | 0 | 0 | 0 | 0 | 0 | 0
LFG | 9.2 | 565 | 565 | 565 | 565 | 565
Nuc | 0 | 0 | 0 | 0 | 0 | 0
PS | 0 | 0 | 0 | 0 | 0 | 0
PV | 3.8 | 3.8 | 3.8 | 3.8 | 3.8 | 3.8
PeakG | 0 | 0 | 0 | 0 | 0 | 0
PeakO | 0 | 0 | 0 | 0 | 0 | 0
ST | 448 | 448 | 448 | 448 | 448 | 448
STOG | 0 | 0 | 0 | 0 | 0 | 0
STWD | 0 | 0 | 0 | 0 | 0 | 0
WT | 735 | 735 | 735 | 3735.25 | 3745.92 | 15309.9
IGCC | 0 | 0 | 0 | 0 | 0 | 0
DemandResponse | 0 | 0 | 0 | 0 | 0 | 0
IGCC-CCS | 0 | 0 | 0 | 0 | 0 | 0
WT_off | 0 | 0 | 0 | 0 | 0 | 0
PseudoUnit | 0 | 0 | 0 | 0 | 0 | 0
FixedInterchange | 0 | 0 | 0 | 0 | 0 | 0
Cumulative New Build Capacity by Reporting Type: ALB
ReportingType | 2015 | 2020 | 2025 | 2030 | 2035 | 2040
BM | 0 | 0 | 0 | 0 | 0 | 0
CC | 485.25 | 1708.42 | 2818.68 | 4618.31 | 6734.27 | 9119.68
CSP | 0 | 0 | 0 | 0 | 0 | 0
CT | 201.5 | 201.5 | 201.5 | 201.5 | 201.5 | 201.5
Coal | 495 | 495 | 495 | 495 | 495 | 495
Geo | 0 | 0 | 0 | 0 | 0 | 0
H | 0 | 0 | 0 | 0 | 0 | 0
LFG | 0 | 0 | 0 | 0 | 0 | 0
Nuc | 0 | 0 | 0 | 0 | 0 | 0
PS | 0 | 0 | 0 | 0 | 0 | 0
PV | 0 | 0 | 0 | 0 | 0 | 0
PeakG | 0 | 0 | 0 | 0 | 0 | 0
PeakO | 0 | 0 | 0 | 0 | 0 | 0
ST | 0 | 0 | 0 | 0 | 0 | 0
STOG | 0 | 0 | 0 | 0 | 0 | 0
STWD | 0 | 0 | 0 | 0 | 0 | 0
WT | 9 | 9 | 9 | 9 | 9 | 9
IGCC | 0 | 0 | 0 | 0 | 0 | 0
DemandResponse | 0 | 0 | 0 | 0 | 0 | 0
IGCC-CCS | 0 | 0 | 0 | 0 | 0 | 0
WT_off | 0 | 0 | 0 | 0 | 0 | 0
PseudoUnit | 0 | 0 | 0 | 0 | 0 | 0
FixedInterchange | 0 | 0 | 0 | 0 | 0 | 0
Cumulative New Build Capacity by Reporting Type: BC
ReportingType | 2015 | 2020 | 2025 | 2030 | 2035 | 2040
BM | 0 | 0 | 0 | 0 | 0 | 0
CC | 1559.75 | 2531.42 | 3931.17 | 5115.43 | 6421.89 | 7870.22
CSP | 0 | 0 | 0 | 0 | 0 | 0
CT | 0 | 0 | 0 | 530.65 | 1214.23 | 1959.61
Coal | 0 | 0 | 0 | 0 | 0 | 0
Geo | 0 | 0 | 0 | 0 | 0 | 0
H | 0 | 0 | 0 | 0 | 0 | 0
LFG | 0 | 0 | 0 | 0 | 0 | 0
Nuc | 0 | 0 | 0 | 0 | 0 | 0
PS | 0 | 0 | 0 | 0 | 0 | 0
PV | 0 | 0 | 0 | 0 | 0 | 0
PeakG | 0 | 0 | 0 | 0 | 0 | 0
PeakO | 0 | 0 | 0 | 0 | 0 | 0
ST | 0 | 0 | 0 | 0 | 0 | 0
STOG | 0 | 0 | 0 | 0 | 0 | 0
STWD | 0 | 0 | 0 | 0 | 0 | 0
WT | 144 | 144 | 144 | 144 | 144 | 144
IGCC | 0 | 0 | 0 | 0 | 0 | 0
DemandResponse | 0 | 0 | 0 | 0 | 0 | 0
IGCC-CCS | 0 | 0 | 0 | 0 | 0 | 0
WT_off | 0 | 0 | 0 | 0 | 0 | 0
PseudoUnit | 0 | 0 | 0 | 0 | 0 | 0
FixedInterchange | 0 | 0 | 0 | 0 | 0 | 0
Cumulative New Build Capacity by Reporting Type: HQ_IESO
ReportingType | 2015 | 2020 | 2025 | 2030 | 2035 | 2040
BM | 0 | 0 | 0 | 0 | 0 | 0
CC | 0 | 0 | 0 | 0 | 0 | 0
CSP | 0 | 0 | 0 | 0 | 0 | 0
CT | 0 | 0 | 0 | 0 | 0 | 0
Coal | 0 | 0 | 0 | 0 | 0 | 0
Geo | 0 | 0 | 0 | 0 | 0 | 0
H | 0 | 0 | 0 | 0 | 0 | 0
LFG | 0 | 0 | 0 | 0 | 0 | 0
Nuc | 0 | 0 | 0 | 0 | 0 | 0
PS | 0 | 0 | 0 | 0 | 0 | 0
PV | 0 | 0 | 0 | 0 | 0 | 0
PeakG | 0 | 0 | 0 | 0 | 0 | 0
PeakO | 0 | 0 | 0 | 0 | 0 | 0
ST | 0 | 0 | 0 | 0 | 0 | 0
STOG | 0 | 0 | 0 | 0 | 0 | 0
STWD | 0 | 0 | 0 | 0 | 0 | 0
WT | 0 | 0 | 0 | 0 | 0 | 0
IGCC | 0 | 0 | 0 | 0 | 0 | 0
DemandResponse | 0 | 0 | 0 | 0 | 0 | 0
IGCC-CCS | 0 | 0 | 0 | 0 | 0 | 0
WT_off | 0 | 0 | 0 | 0 | 0 | 0
PseudoUnit | 0 | 0 | 0 | 0 | 0 | 0
FixedInterchange | 0 | 0 | 0 | 0 | 0 | 0
Cumulative New Build Capacity by Reporting Type: HQ_NEISO
ReportingType | 2015 | 2020 | 2025 | 2030 | 2035 | 2040
BM | 0 | 0 | 0 | 0 | 0 | 0
CC | 0 | 0 | 0 | 0 | 0 | 0
CSP | 0 | 0 | 0 | 0 | 0 | 0
CT | 0 | 0 | 0 | 0 | 0 | 0
Coal | 0 | 0 | 0 | 0 | 0 | 0
Geo | 0 | 0 | 0 | 0 | 0 | 0
H | 0 | 0 | 0 | 0 | 0 | 0
LFG | 0 | 0 | 0 | 0 | 0 | 0
Nuc | 0 | 0 | 0 | 0 | 0 | 0
PS | 0 | 0 | 0 | 0 | 0 | 0
PV | 0 | 0 | 0 | 0 | 0 | 0
PeakG | 0 | 0 | 0 | 0 | 0 | 0
PeakO | 0 | 0 | 0 | 0 | 0 | 0
ST | 0 | 0 | 0 | 0 | 0 | 0
STOG | 0 | 0 | 0 | 0 | 0 | 0
STWD | 0 | 0 | 0 | 0 | 0 | 0
WT | 0 | 0 | 0 | 0 | 0 | 0
IGCC | 0 | 0 | 0 | 0 | 0 | 0
DemandResponse | 0 | 0 | 0 | 0 | 0 | 0
IGCC-CCS | 0 | 0 | 0 | 0 | 0 | 0
WT_off | 0 | 0 | 0 | 0 | 0 | 0
PseudoUnit | 0 | 158.94 | 1106.19 | 2500 | 2500 | 2500
FixedInterchange | 0 | 0 | 0 | 0 | 0 | 0
Cumulative New Build Capacity by Reporting Type: HQ_NY
ReportingType | 2015 | 2020 | 2025 | 2030 | 2035 | 2040
BM | 0 | 0 | 0 | 0 | 0 | 0
CC | 0 | 0 | 0 | 0 | 0 | 0
CSP | 0 | 0 | 0 | 0 | 0 | 0
CT | 0 | 0 | 0 | 0 | 0 | 0
Coal | 0 | 0 | 0 | 0 | 0 | 0
Geo | 0 | 0 | 0 | 0 | 0 | 0
H | 0 | 0 | 0 | 0 | 0 | 0
LFG | 0 | 0 | 0 | 0 | 0 | 0
Nuc | 0 | 0 | 0 | 0 | 0 | 0
PS | 0 | 0 | 0 | 0 | 0 | 0
PV | 0 | 0 | 0 | 0 | 0 | 0
PeakG | 0 | 0 | 0 | 0 | 0 | 0
PeakO | 0 | 0 | 0 | 0 | 0 | 0
ST | 0 | 0 | 0 | 0 | 0 | 0
STOG | 0 | 0 | 0 | 0 | 0 | 0
STWD | 0 | 0 | 0 | 0 | 0 | 0
WT | 0 | 0 | 0 | 0 | 0 | 0
IGCC | 0 | 0 | 0 | 0 | 0 | 0
DemandResponse | 0 | 0 | 0 | 0 | 0 | 0
IGCC-CCS | 0 | 0 | 0 | 0 | 0 | 0
WT_off | 0 | 0 | 0 | 0 | 0 | 0
PseudoUnit | 0 | 1106.92 | 2500 | 2500 | 2500 | 2500
FixedInterchange | 0 | 0 | 0 | 0 | 0 | 0
Cumulative New Build Capacity by Reporting Type: MARITIMES
ReportingType | 2015 | 2020 | 2025 | 2030 | 2035 | 2040
BM | 0 | 0 | 0 | 0 | 0 | 0
CC | 0 | 0 | 0 | 0 | 0 | 0
CSP | 0 | 0 | 0 | 0 | 0 | 0
CT | 0 | 0 | 0 | 0 | 0 | 0
Coal | 0 | 0 | 0 | 0 | 0 | 0
Geo | 0 | 0 | 0 | 0 | 0 | 0
H | 0 | 0 | 0 | 0 | 0 | 0
LFG | 0 | 0 | 0 | 0 | 0 | 0
Nuc | 0 | 0 | 0 | 0 | 0 | 0
PS | 0 | 0 | 0 | 0 | 0 | 0
PV | 0 | 0 | 0 | 0 | 0 | 0
PeakG | 0 | 0 | 0 | 0 | 0 | 0
PeakO | 0 | 0 | 0 | 0 | 0 | 0
ST | 0 | 0 | 0 | 0 | 0 | 0
STOG | 0 | 0 | 0 | 0 | 0 | 0
STWD | 0 | 0 | 0 | 0 | 0 | 0
WT | 0 | 0 | 0 | 0 | 0 | 0
IGCC | 0 | 0 | 0 | 0 | 0 | 0
DemandResponse | 0 | 0 | 0 | 0 | 0 | 0
IGCC-CCS | 0 | 0 | 0 | 0 | 0 | 0
WT_off | 0 | 0 | 0 | 0 | 0 | 0
PseudoUnit | 0 | 500 | 500 | 500 | 500 | 500
FixedInterchange | 0 | 0 | 0 | 0 | 0 | 0
Cumulative New Build Capacity by Reporting Type: All
ReportingType | 2015 | 2020 | 2025 | 2030 | 2035 | 2040
BM | 1251 | 1669.37 | 2493.56 | 4981.93 | 5620.38 | 6327.13
CC | 37651.14 | 79766.41 | 113121.99 | 154980.42 | 245013.42 | 321740.38
CSP | 0 | 0 | 0 | 0 | 0 | 0
CT | 9981.59 | 32544.11 | 49569.79 | 88387.46 | 138684.25 | 174297.92
Coal | 10763.64 | 11883.28 | 12339.12 | 13413.68 | 15910.55 | 47007.18
Geo | 136 | 2211 | 6640 | 6640 | 6640 | 6640
H | 0 | 2160 | 4428 | 8939.03 | 8960 | 9210
LFG | 192 | 2145 | 4355 | 5079 | 5079 | 5079
Nuc | 2740.56 | 7270.56 | 7270.56 | 7270.56 | 7270.56 | 7270.56
PS | 0 | 0 | 0 | 0 | 0 | 0
PV | 1246 | 3635.17 | 5007.03 | 5500.13 | 5884.45 | 6310
PeakG | 0 | 0 | 0 | 0 | 0 | 0
PeakO | 0 | 0 | 0 | 0 | 0 | 0
ST | 760 | 1696.25 | 2120.03 | 2372.05 | 2372.05 | 2372.05
STOG | 0 | 0 | 0 | 0 | 0 | 0
STWD | 0 | 0 | 0 | 0 | 0 | 0
WT | 25342 | 89714.36 | 202589.94 | 322702.28 | 364550.72 | 424731.73
IGCC | 618 | 618 | 618 | 618 | 618 | 618
DemandResponse | 0 | 0 | 0 | 0 | 0 | 0
IGCC-CCS | 0 | 0 | 0 | 0 | 0 | 0
WT_off | 469 | 469 | 1569 | 1569 | 1569 | 1569
PseudoUnit | 0 | 1765.87 | 4106.19 | 5500 | 5500 | 5500
FixedInterchange | 0 | 0 | 0 | 0 | 0 | 0
Cumulative New Build Capacity by Reporting Type: EI_US
ReportingType | 2015 | 2020 | 2025 | 2030 | 2035 | 2040
BM | 741.12 | 1159.48 | 1983.68 | 2224.39 | 2613.33 | 2998
CC | 29721.73 | 61267.71 | 82001.33 | 100032.88 | 162802.35 | 217897.45
CSP | 0 | 0 | 0 | 0 | 0 | 0
CT | 4754.22 | 21703.6 | 34091.6 | 63935.62 | 101767.32 | 126137.7
Coal | 7858.64 | 7858.64 | 7858.64 | 7858.64 | 7969.06 | 24904.45
Geo | 0 | 0 | 0 | 0 | 0 | 0
H | 0 | 1465 | 2238 | 3326.03 | 3347 | 3347
LFG | 141.4 | 973.6 | 2692.98 | 3219 | 3219 | 3219
Nuc | 2740.56 | 7270.56 | 7270.56 | 7270.56 | 7270.56 | 7270.56
PS | 0 | 0 | 0 | 0 | 0 | 0
PV | 57.74 | 2446.91 | 3818.78 | 4311.87 | 4696.2 | 5121.74
PeakG | 0 | 0 | 0 | 0 | 0 | 0
PeakO | 0 | 0 | 0 | 0 | 0 | 0
ST | 0 | 0 | 0 | 0 | 0 | 0
STOG | 0 | 0 | 0 | 0 | 0 | 0
STWD | 0 | 0 | 0 | 0 | 0 | 0
WT | 19786.6 | 67742.41 | 157546.81 | 262660.36 | 300772.89 | 341591.17
IGCC | 618 | 618 | 618 | 618 | 618 | 618
DemandResponse | 0 | 0 | 0 | 0 | 0 | 0
IGCC-CCS | 0 | 0 | 0 | 0 | 0 | 0
WT_off | 469 | 469 | 1569 | 1569 | 1569 | 1569
PseudoUnit | 0 | 1765.87 | 4106.19 | 5500 | 5500 | 5500
FixedInterchange | 0 | 0 | 0 | 0 | 0 | 0
Cumulative New Build Capacity by Reporting Type: EI_Canada
ReportingType | 2015 | 2020 | 2025 | 2030 | 2035 | 2040
BM | 326.33 | 326.33 | 326.33 | 326.33 | 326.33 | 326.33
CC | 1825.16 | 1825.16 | 1825.16 | 1872.5 | 6134.68 | 9681.29
CSP | 0 | 0 | 0 | 0 | 0 | 0
CT | 756.07 | 948.91 | 948.91 | 948.91 | 1094.68 | 2830.54
Coal | 0 | 0 | 0 | 0 | 0 | 0
Geo | 0 | 0 | 0 | 0 | 0 | 0
H | 0 | 695 | 2190 | 4650 | 4650 | 4900
LFG | 14.5 | 14.5 | 14.5 | 15 | 15 | 15
Nuc | 0 | 0 | 0 | 0 | 0 | 0
PS | 0 | 0 | 0 | 0 | 0 | 0
PV | 1067.26 | 1067.26 | 1067.26 | 1067.26 | 1067.26 | 1067.26
PeakG | 0 | 0 | 0 | 0 | 0 | 0
PeakO | 0 | 0 | 0 | 0 | 0 | 0
ST | 0 | 0 | 0 | 0 | 0 | 0
STOG | 0 | 0 | 0 | 0 | 0 | 0
STWD | 0 | 0 | 0 | 0 | 0 | 0
WT | 2408.3 | 2408.3 | 2408.3 | 2408.3 | 2555.8 | 6234.25
IGCC | 0 | 0 | 0 | 0 | 0 | 0
DemandResponse | 0 | 0 | 0 | 0 | 0 | 0
IGCC-CCS | 0 | 0 | 0 | 0 | 0 | 0
WT_off | 0 | 0 | 0 | 0 | 0 | 0
PseudoUnit | 0 | 0 | 0 | 0 | 0 | 0
FixedInterchange | 0 | 0 | 0 | 0 | 0 | 0
Cumulative New Build Capacity by Reporting Type: EI
ReportingType | 2015 | 2020 | 2025 | 2030 | 2035 | 2040
BM | 1067.45 | 1485.82 | 2310.01 | 2550.73 | 2939.66 | 3324.33
CC | 31546.89 | 63092.87 | 83826.49 | 101905.38 | 168937.04 | 227578.74
CSP | 0 | 0 | 0 | 0 | 0 | 0
CT | 5510.29 | 22652.51 | 35040.52 | 64884.53 | 102861.99 | 128968.24
Coal | 7858.64 | 7858.64 | 7858.64 | 7858.64 | 7969.06 | 24904.45
Geo | 0 | 0 | 0 | 0 | 0 | 0
H | 0 | 2160 | 4428 | 7976.03 | 7997 | 8247
LFG | 155.9 | 988.1 | 2707.48 | 3234 | 3234 | 3234
Nuc | 2740.56 | 7270.56 | 7270.56 | 7270.56 | 7270.56 | 7270.56
PS | 0 | 0 | 0 | 0 | 0 | 0
PV | 1125 | 3514.17 | 4886.03 | 5379.13 | 5763.45 | 6189
PeakG | 0 | 0 | 0 | 0 | 0 | 0
PeakO | 0 | 0 | 0 | 0 | 0 | 0
ST | 0 | 0 | 0 | 0 | 0 | 0
STOG | 0 | 0 | 0 | 0 | 0 | 0
STWD | 0 | 0 | 0 | 0 | 0 | 0
WT | 22194.9 | 70150.71 | 159955.11 | 265068.66 | 303328.69 | 347825.42
IGCC | 618 | 618 | 618 | 618 | 618 | 618
DemandResponse | 0 | 0 | 0 | 0 | 0 | 0
IGCC-CCS | 0 | 0 | 0 | 0 | 0 | 0
WT_off | 469 | 469 | 1569 | 1569 | 1569 | 1569
PseudoUnit | 0 | 1765.87 | 4106.19 | 5500 | 5500 | 5500
FixedInterchange | 0 | 0 | 0 | 0 | 0 | 0
Cumulative New Build Capacity by Reporting Type: Outside_EI
ReportingType | 2015 | 2020 | 2025 | 2030 | 2035 | 2040
BM | 183.55 | 183.55 | 183.55 | 2431.21 | 2680.72 | 3002.8
CC | 6104.25 | 16673.54 | 29295.5 | 53075.04 | 76076.39 | 94161.64
CSP | 0 | 0 | 0 | 0 | 0 | 0
CT | 4471.3 | 9891.6 | 14529.28 | 23502.92 | 35822.25 | 45329.68
Coal | 2905 | 4024.64 | 4480.49 | 5555.05 | 7941.49 | 22102.74
Geo | 136 | 2211 | 6640 | 6640 | 6640 | 6640
H | 0 | 0 | 0 | 963 | 963 | 963
LFG | 36.1 | 1156.9 | 1647.52 | 1845 | 1845 | 1845
Nuc | 0 | 0 | 0 | 0 | 0 | 0
PS | 0 | 0 | 0 | 0 | 0 | 0
PV | 121 | 121 | 121 | 121 | 121 | 121
PeakG | 0 | 0 | 0 | 0 | 0 | 0
PeakO | 0 | 0 | 0 | 0 | 0 | 0
ST | 760 | 1696.25 | 2120.03 | 2372.05 | 2372.05 | 2372.05
STOG | 0 | 0 | 0 | 0 | 0 | 0
STWD | 0 | 0 | 0 | 0 | 0 | 0
WT | 3147.1 | 19563.65 | 42634.82 | 57633.61 | 61222.03 | 76906.31
IGCC | 0 | 0 | 0 | 0 | 0 | 0
DemandResponse | 0 | 0 | 0 | 0 | 0 | 0
IGCC-CCS | 0 | 0 | 0 | 0 | 0 | 0
WT_off | 0 | 0 | 0 | 0 | 0 | 0
PseudoUnit | 0 | 0 | 0 | 0 | 0 | 0
FixedInterchange | 0 | 0 | 0 | 0 | 0 | 0
#3 | Retirements of Capacity (MW)
Retirements of Capacity by Reporting Type: Entergy
ReportingType | 2015 | 2020 | 2025 | 2030 | 2035 | 2040
BM | 0 | 0 | 0 | 0 | 0 | 0
CC | 0 | 0 | 0 | 0 | 0 | 0
CSP | 0 | 0 | 0 | 0 | 0 | 0
CT | 0 | 0 | 0 | 0 | 0 | 0
Coal | 892.9 | 0 | 0 | 0 | 0 | 0
Geo | 0 | 0 | 0 | 0 | 0 | 0
H | 0 | 0 | 0 | 0 | 0 | 0
LFG | 0 | 0 | 0 | 0 | 0 | 0
Nuc | 0 | 0 | 0 | 0 | 842 | 997
PS | 0 | 0 | 0 | 0 | 0 | 0
PV | 0 | 0 | 0 | 0 | 0 | 0
PeakG | 0 | 0 | 0 | 0 | 0 | 0
PeakO | 0 | 0 | 0 | 0 | 0 | 0
ST | 0 | 0 | 0 | 0 | 0 | 0
STOG | 9473.76 | 0 | 0 | 0 | 0 | 0
STWD | 0 | 0 | 0 | 0 | 0 | 0
WT | 0 | 0 | 0 | 0 | 0 | 0
IGCC | 0 | 0 | 0 | 0 | 0 | 0
DemandResponse | 0 | 0 | 0 | 0 | 0 | 0
IGCC-CCS | 0 | 0 | 0 | 0 | 0 | 0
WT_off | 0 | 0 | 0 | 0 | 0 | 0
PseudoUnit | 0 | 0 | 0 | 0 | 0 | 0
FixedInterchange | 0 | 0 | 0 | 0 | 0 | 0
Retirements of Capacity by Reporting Type: FRCC
ReportingType | 2015 | 2020 | 2025 | 2030 | 2035 | 2040
BM | 0 | 0 | 0 | 0 | 0 | 0
CC | 0 | 0 | 0 | 0 | 0 | 0
CSP | 0 | 0 | 0 | 0 | 0 | 0
CT | 0 | 0 | 0 | 0 | 0 | 0
Coal | 694.4 | 869 | 0 | 0 | 0 | 0
Geo | 0 | 0 | 0 | 0 | 0 | 0
H | 0 | 0 | 0 | 0 | 0 | 0
LFG | 0 | 0 | 0 | 0 | 0 | 0
Nuc | 0 | 0 | 0 | 0 | 1615.33 | 1677
PS | 0 | 0 | 0 | 0 | 0 | 0
PV | 0 | 0 | 0 | 0 | 0 | 0
PeakG | 0 | 0 | 0 | 0 | 0 | 0
PeakO | 0 | 0 | 0 | 0 | 0 | 0
ST | 0 | 0 | 0 | 0 | 0 | 0
STOG | 2921.78 | 0 | 0 | 0 | 0 | 0
STWD | 0 | 0 | 0 | 0 | 0 | 0
WT | 0 | 0 | 0 | 0 | 0 | 0
IGCC | 0 | 0 | 0 | 0 | 0 | 0
DemandResponse | 0 | 0 | 0 | 0 | 0 | 0
IGCC-CCS | 0 | 0 | 0 | 0 | 0 | 0
WT_off | 0 | 0 | 0 | 0 | 0 | 0
PseudoUnit | 0 | 0 | 0 | 0 | 0 | 0
FixedInterchange | 0 | 0 | 0 | 0 | 0 | 0
Retirements of Capacity by Reporting Type: MAPP_US
ReportingType | 2015 | 2020 | 2025 | 2030 | 2035 | 2040
BM | 0 | 0 | 0 | 0 | 0 | 0
CC | 0 | 0 | 0 | 0 | 0 | 0
CSP | 0 | 0 | 0 | 0 | 0 | 0
CT | 0 | 0 | 0 | 0 | 0 | 0
Coal | 612.6 | 411.16 | 137.32 | 0 | 0 | 0
Geo | 0 | 0 | 0 | 0 | 0 | 0
H | 0 | 0 | 0 | 0 | 0 | 0
LFG | 0 | 0 | 0 | 0 | 0 | 0
Nuc | 0 | 0 | 0 | 0 | 0 | 0
PS | 0 | 0 | 0 | 0 | 0 | 0
PV | 0 | 0 | 0 | 0 | 0 | 0
PeakG | 0 | 0 | 0 | 0 | 0 | 0
PeakO | 0 | 0 | 0 | 0 | 0 | 0
ST | 0 | 0 | 0 | 0 | 0 | 0
STOG | 36 | 0 | 0 | 0 | 0 | 0
STWD | 0 | 0 | 0 | 0 | 0 | 0
WT | 0 | 0 | 0 | 0 | 0 | 0
IGCC | 0 | 0 | 0 | 0 | 0 | 0
DemandResponse | 0 | 0 | 0 | 0 | 0 | 0
IGCC-CCS | 0 | 0 | 0 | 0 | 0 | 0
WT_off | 0 | 0 | 0 | 0 | 0 | 0
PseudoUnit | 0 | 0 | 0 | 0 | 0 | 0
FixedInterchange | 0 | 0 | 0 | 0 | 0 | 0
Retirements of Capacity by Reporting Type: MISO_IN
ReportingType | 2015 | 2020 | 2025 | 2030 | 2035 | 2040
BM | 0 | 0 | 0 | 0 | 0 | 0
CC | 0 | 0 | 0 | 0 | 0 | 0
CSP | 0 | 0 | 0 | 0 | 0 | 0
CT | 0 | 0 | 0 | 0 | 0 | 0
Coal | 871.98 | 488.92 | 0 | 0 | 0 | 0
Geo | 0 | 0 | 0 | 0 | 0 | 0
H | 0 | 0 | 0 | 0 | 0 | 0
LFG | 0 | 0 | 0 | 0 | 0 | 0
Nuc | 0 | 0 | 0 | 0 | 0 | 0
PS | 0 | 0 | 0 | 0 | 0 | 0
PV | 0 | 0 | 0 | 0 | 0 | 0
PeakG | 0 | 0 | 0 | 0 | 0 | 0
PeakO | 0 | 0 | 0 | 0 | 0 | 0
ST | 0 | 0 | 0 | 0 | 0 | 0
STOG | 0 | 0 | 0 | 0 | 0 | 0
STWD | 0 | 0 | 0 | 0 | 0 | 0
WT | 0 | 0 | 0 | 0 | 0 | 0
IGCC | 0 | 0 | 0 | 0 | 0 | 0
DemandResponse | 0 | 0 | 0 | 0 | 0 | 0
IGCC-CCS | 0 | 0 | 0 | 0 | 0 | 0
WT_off | 0 | 0 | 0 | 0 | 0 | 0
PseudoUnit | 0 | 0 | 0 | 0 | 0 | 0
FixedInterchange | 0 | 0 | 0 | 0 | 0 | 0
Retirements of Capacity by Reporting Type: MISO_MI
ReportingType | 2015 | 2020 | 2025 | 2030 | 2035 | 2040
BM | 0 | 0 | 0 | 0 | 0 | 0
CC | 0 | 0 | 0 | 0 | 0 | 0
CSP | 0 | 0 | 0 | 0 | 0 | 0
CT | 0 | 0 | 0 | 0 | 0 | 0
Coal | 1028 | 2925 | 0 | 0 | 0 | 0
Geo | 0 | 0 | 0 | 0 | 0 | 0
H | 0 | 0 | 0 | 0 | 0 | 0
LFG | 0 | 0 | 0 | 0 | 0 | 0
Nuc | 0 | 0 | 0 | 0 | 778 | 0
PS | 0 | 0 | 0 | 0 | 0 | 0
PV | 0 | 0 | 0 | 0 | 0 | 0
PeakG | 0 | 0 | 0 | 0 | 0 | 0
PeakO | 0 | 0 | 0 | 0 | 0 | 0
ST | 0 | 0 | 0 | 0 | 0 | 0
STOG | 0 | 0 | 0 | 0 | 0 | 0
STWD | 0 | 0 | 0 | 0 | 0 | 0
WT | 0 | 0 | 0 | 0 | 0 | 0
IGCC | 0 | 0 | 0 | 0 | 0 | 0
DemandResponse | 0 | 0 | 0 | 0 | 0 | 0
IGCC-CCS | 0 | 0 | 0 | 0 | 0 | 0
WT_off | 0 | 0 | 0 | 0 | 0 | 0
PseudoUnit | 0 | 0 | 0 | 0 | 0 | 0
FixedInterchange | 0 | 0 | 0 | 0 | 0 | 0
Retirements of Capacity by Reporting Type: MISO_MO-IL
ReportingType | 2015 | 2020 | 2025 | 2030 | 2035 | 2040
BM | 0 | 0 | 0 | 0 | 0 | 0
CC | 0 | 0 | 0 | 0 | 0 | 0
CSP | 0 | 0 | 0 | 0 | 0 | 0
CT | 0 | 0 | 0 | 0 | 0 | 0
Coal | 821.7 | 1974 | 0 | 0 | 0 | 0
Geo | 0 | 0 | 0 | 0 | 0 | 0
H | 0 | 0 | 0 | 0 | 0 | 0
LFG | 0 | 0 | 0 | 0 | 0 | 0
Nuc | 0 | 0 | 0 | 0 | 0 | 0
PS | 0 | 0 | 0 | 0 | 0 | 0
PV | 0 | 0 | 0 | 0 | 0 | 0
PeakG | 0 | 0 | 0 | 0 | 0 | 0
PeakO | 0 | 0 | 0 | 0 | 0 | 0
ST | 0 | 0 | 0 | 0 | 0 | 0
STOG | 0 | 0 | 0 | 0 | 0 | 0
STWD | 0 | 0 | 0 | 0 | 0 | 0
WT | 0 | 0 | 0 | 0 | 0 | 0
IGCC | 0 | 0 | 0 | 0 | 0 | 0
DemandResponse | 0 | 0 | 0 | 0 | 0 | 0
IGCC-CCS | 0 | 0 | 0 | 0 | 0 | 0
WT_off | 0 | 0 | 0 | 0 | 0 | 0
PseudoUnit | 0 | 0 | 0 | 0 | 0 | 0
FixedInterchange | 0 | 0 | 0 | 0 | 0 | 0
Retirements of Capacity by Reporting Type: MISO_W
ReportingType | 2015 | 2020 | 2025 | 2030 | 2035 | 2040
BM | 0 | 0 | 0 | 0 | 0 | 0
CC | 0 | 0 | 0 | 0 | 0 | 0
CSP | 0 | 0 | 0 | 0 | 0 | 0
CT | 0 | 0 | 0 | 0 | 0 | 0
Coal | 1243.36 | 1685.2 | 0 | 0 | 0 | 0
Geo | 0 | 0 | 0 | 0 | 0 | 0
H | 0 | 0 | 0 | 0 | 0 | 0
LFG | 0 | 0 | 0 | 0 | 0 | 0
Nuc | 0 | 0 | 0 | 0 | 2361.23 | 0
PS | 0 | 0 | 0 | 0 | 0 | 0
PV | 0 | 0 | 0 | 0 | 0 | 0
PeakG | 0 | 0 | 0 | 0 | 0 | 0
PeakO | 0 | 0 | 0 | 0 | 0 | 0
ST | 0 | 0 | 0 | 0 | 0 | 0
STOG | 0 | 0 | 0 | 0 | 0 | 0
STWD | 0 | 0 | 0 | 0 | 0 | 0
WT | 0 | 0 | 0 | 0 | 0 | 0
IGCC | 0 | 0 | 0 | 0 | 0 | 0
DemandResponse | 0 | 0 | 0 | 0 | 0 | 0
IGCC-CCS | 0 | 0 | 0 | 0 | 0 | 0
WT_off | 0 | 0 | 0 | 0 | 0 | 0
PseudoUnit | 0 | 0 | 0 | 0 | 0 | 0
FixedInterchange | 0 | 0 | 0 | 0 | 0 | 0
Retirements of Capacity by Reporting Type: MISO_WUMS
ReportingType | 2015 | 2020 | 2025 | 2030 | 2035 | 2040
BM | 0 | 0 | 0 | 0 | 0 | 0
CC | 0 | 0 | 0 | 0 | 0 | 0
CSP | 0 | 0 | 0 | 0 | 0 | 0
CT | 0 | 0 | 0 | 0 | 0 | 0
Coal | 1359.02 | 1963.53 | 0 | 0 | 0 | 0
Geo | 0 | 0 | 0 | 0 | 0 | 0
H | 0 | 0 | 0 | 0 | 0 | 0
LFG | 0 | 0 | 0 | 0 | 0 | 0
Nuc | 0 | 0 | 0 | 0 | 1816.9 | 0
PS | 0 | 0 | 0 | 0 | 0 | 0
PV | 0 | 0 | 0 | 0 | 0 | 0
PeakG | 0 | 0 | 0 | 0 | 0 | 0
PeakO | 0 | 0 | 0 | 0 | 0 | 0
ST | 0 | 0 | 0 | 0 | 0 | 0
STOG | 59.5 | 0 | 0 | 0 | 0 | 0
STWD | 0 | 0 | 0 | 0 | 0 | 0
WT | 0 | 0 | 0 | 0 | 0 | 0
IGCC | 0 | 0 | 0 | 0 | 0 | 0
DemandResponse | 0 | 0 | 0 | 0 | 0 | 0
IGCC-CCS | 0 | 0 | 0 | 0 | 0 | 0
WT_off | 0 | 0 | 0 | 0 | 0 | 0
PseudoUnit | 0 | 0 | 0 | 0 | 0 | 0
FixedInterchange | 0 | 0 | 0 | 0 | 0 | 0
Retirements of Capacity by Reporting Type: Nebraska
ReportingType | 2015 | 2020 | 2025 | 2030 | 2035 | 2040
BM | 0 | 0 | 0 | 0 | 0 | 0
CC | 0 | 0 | 0 | 0 | 0 | 0
CSP | 0 | 0 | 0 | 0 | 0 | 0
CT | 0 | 0 | 0 | 0 | 0 | 0
Coal | 0 | 275.6 | 909.2 | 0 | 0 | 0
Geo | 0 | 0 | 0 | 0 | 0 | 0
H | 0 | 0 | 0 | 0 | 0 | 0
LFG | 0 | 0 | 0 | 0 | 0 | 0
Nuc | 0 | 0 | 0 | 0 | 1251.8 | 0
PS | 0 | 0 | 0 | 0 | 0 | 0
PV | 0 | 0 | 0 | 0 | 0 | 0
PeakG | 0 | 0 | 0 | 0 | 0 | 0
PeakO | 0 | 0 | 0 | 0 | 0 | 0
ST | 0 | 0 | 0 | 0 | 0 | 0
STOG | 0 | 0 | 0 | 0 | 0 | 0
STWD | 0 | 0 | 0 | 0 | 0 | 0
WT | 0 | 0 | 0 | 0 | 0 | 0
IGCC | 0 | 0 | 0 | 0 | 0 | 0
DemandResponse | 0 | 0 | 0 | 0 | 0 | 0
IGCC-CCS | 0 | 0 | 0 | 0 | 0 | 0
WT_off | 0 | 0 | 0 | 0 | 0 | 0
PseudoUnit | 0 | 0 | 0 | 0 | 0 | 0
FixedInterchange | 0 | 0 | 0 | 0 | 0 | 0
Retirements of Capacity by Reporting Type: NEISO
ReportingType | 2015 | 2020 | 2025 | 2030 | 2035 | 2040
BM | 0 | 0 | 0 | 0 | 0 | 0
CC | 0 | 0 | 0 | 0 | 0 | 0
CSP | 0 | 0 | 0 | 0 | 0 | 0
CT | 0 | 0 | 0 | 0 | 0 | 0
Coal | 2250.13 | 320 | 0 | 0 | 0 | 0
Geo | 0 | 0 | 0 | 0 | 0 | 0
H | 0 | 0 | 0 | 0 | 0 | 0
LFG | 0 | 0 | 0 | 0 | 0 | 0
Nuc | 0 | 0 | 0 | 0 | 1289 | 876.92
PS | 0 | 0 | 0 | 0 | 0 | 0
PV | 0 | 0 | 0 | 0 | 0 | 0
PeakG | 0 | 0 | 0 | 0 | 0 | 0
PeakO | 0 | 0 | 0 | 0 | 0 | 0
ST | 0 | 0 | 0 | 0 | 0 | 0
STOG | 6237 | 0 | 0 | 0 | 0 | 0
STWD | 0 | 0 | 0 | 0 | 0 | 0
WT | 0 | 0 | 0 | 0 | 0 | 0
IGCC | 0 | 0 | 0 | 0 | 0 | 0
DemandResponse | 0 | 0 | 0 | 0 | 0 | 0
IGCC-CCS | 0 | 0 | 0 | 0 | 0 | 0
WT_off | 0 | 0 | 0 | 0 | 0 | 0
PseudoUnit | 0 | 0 | 0 | 0 | 0 | 0
FixedInterchange | 0 | 0 | 0 | 0 | 0 | 0
Retirements of Capacity by Reporting Type: NonRTO_Midwest
ReportingType | 2015 | 2020 | 2025 | 2030 | 2035 | 2040
BM | 0 | 0 | 0 | 0 | 0 | 0
CC | 0 | 0 | 0 | 0 | 0 | 0
CSP | 0 | 0 | 0 | 0 | 0 | 0
CT | 0 | 0 | 0 | 0 | 0 | 0
Coal | 1260.51 | 0 | 0 | 0 | 0 | 0
Geo | 0 | 0 | 0 | 0 | 0 | 0
H | 0 | 0 | 0 | 0 | 0 | 0
LFG | 0 | 0 | 0 | 0 | 0 | 0
Nuc | 0 | 0 | 0 | 0 | 0 | 0
PS | 0 | 0 | 0 | 0 | 0 | 0
PV | 0 | 0 | 0 | 0 | 0 | 0
PeakG | 0 | 0 | 0 | 0 | 0 | 0
PeakO | 0 | 0 | 0 | 0 | 0 | 0
ST | 0 | 0 | 0 | 0 | 0 | 0
STOG | 0 | 0 | 0 | 0 | 0 | 0
STWD | 0 | 0 | 0 | 0 | 0 | 0
WT | 0 | 0 | 0 | 0 | 0 | 0
IGCC | 0 | 0 | 0 | 0 | 0 | 0
DemandResponse | 0 | 0 | 0 | 0 | 0 | 0
IGCC-CCS | 0 | 0 | 0 | 0 | 0 | 0
WT_off | 0 | 0 | 0 | 0 | 0 | 0
PseudoUnit | 0 | 0 | 0 | 0 | 0 | 0
FixedInterchange | 0 | 0 | 0 | 0 | 0 | 0
Retirements of Capacity by Reporting Type: NYISO_A-F
ReportingType | 2015 | 2020 | 2025 | 2030 | 2035 | 2040
BM | 0 | 0 | 0 | 0 | 0 | 0
CC | 0 | 0 | 0 | 0 | 0 | 0
CSP | 0 | 0 | 0 | 0 | 0 | 0
CT | 0 | 0 | 0 | 0 | 0 | 0
Coal | 2251.9 | 0 | 0 | 0 | 0 | 0
Geo | 0 | 0 | 0 | 0 | 0 | 0
H | 0 | 0 | 0 | 0 | 0 | 0
LFG | 0 | 0 | 0 | 0 | 0 | 0
Nuc | 0 | 0 | 0 | 621.2 | 580.5 | 852.2
PS | 0 | 0 | 0 | 0 | 0 | 0
PV | 0 | 0 | 0 | 0 | 0 | 0
PeakG | 0 | 0 | 0 | 0 | 0 | 0
PeakO | 0 | 0 | 0 | 0 | 0 | 0
ST | 0 | 0 | 0 | 0 | 0 | 0
STOG | 1701 | 0 | 0 | 0 | 0 | 0
STWD | 0 | 0 | 0 | 0 | 0 | 0
WT | 0 | 0 | 0 | 0 | 0 | 0
IGCC | 0 | 0 | 0 | 0 | 0 | 0
DemandResponse | 0 | 0 | 0 | 0 | 0 | 0
IGCC-CCS | 0 | 0 | 0 | 0 | 0 | 0
WT_off | 0 | 0 | 0 | 0 | 0 | 0
PseudoUnit | 0 | 0 | 0 | 0 | 0 | 0
FixedInterchange | 0 | 0 | 0 | 0 | 0 | 0
Retirements of Capacity by Reporting Type: NYISO_G-I
ReportingType | 2015 | 2020 | 2025 | 2030 | 2035 | 2040
BM | 0 | 0 | 0 | 0 | 0 | 0
CC | 0 | 0 | 0 | 0 | 0 | 0
CSP | 0 | 0 | 0 | 0 | 0 | 0
CT | 0 | 0 | 0 | 0 | 0 | 0
Coal | 368.2 | 0 | 0 | 0 | 0 | 0
Geo | 0 | 0 | 0 | 0 | 0 | 0
H | 0 | 0 | 0 | 0 | 0 | 0
LFG | 0 | 0 | 0 | 0 | 0 | 0
Nuc | 0 | 0 | 0 | 0 | 1019.6 | 1025
PS | 0 | 0 | 0 | 0 | 0 | 0
PV | 0 | 0 | 0 | 0 | 0 | 0
PeakG | 0 | 0 | 0 | 0 | 0 | 0
PeakO | 0 | 0 | 0 | 0 | 0 | 0
ST | 0 | 0 | 0 | 0 | 0 | 0
STOG | 2431 | 0 | 0 | 0 | 0 | 0
STWD | 0 | 0 | 0 | 0 | 0 | 0
WT | 0 | 0 | 0 | 0 | 0 | 0
IGCC | 0 | 0 | 0 | 0 | 0 | 0
DemandResponse | 0 | 0 | 0 | 0 | 0 | 0
IGCC-CCS | 0 | 0 | 0 | 0 | 0 | 0
WT_off | 0 | 0 | 0 | 0 | 0 | 0
PseudoUnit | 0 | 0 | 0 | 0 | 0 | 0
FixedInterchange | 0 | 0 | 0 | 0 | 0 | 0
Retirements of Capacity by Reporting Type: NYISO_J-K
ReportingType | 2015 | 2020 | 2025 | 2030 | 2035 | 2040
BM | 0 | 0 | 0 | 0 | 0 | 0
CC | 0 | 0 | 0 | 0 | 0 | 0
CSP | 0 | 0 | 0 | 0 | 0 | 0
CT | 0 | 0 | 0 | 0 | 0 | 0
Coal | 0 | 0 | 0 | 0 | 0 | 0
Geo | 0 | 0 | 0 | 0 | 0 | 0
H | 0 | 0 | 0 | 0 | 0 | 0
LFG | 0 | 0 | 0 | 0 | 0 | 0
Nuc | 0 | 0 | 0 | 0 | 0 | 0
PS | 0 | 0 | 0 | 0 | 0 | 0
PV | 0 | 0 | 0 | 0 | 32 | 0
PeakG | 0 | 0 | 0 | 0 | 0 | 0
PeakO | 0 | 0 | 0 | 0 | 0 | 0
ST | 0 | 0 | 0 | 0 | 0 | 0
STOG | 47.07 | 0 | 0 | 0 | 0 | 0
STWD | 0 | 0 | 0 | 0 | 0 | 0
WT | 0 | 0 | 0 | 0 | 0 | 0
IGCC | 0 | 0 | 0 | 0 | 0 | 0
DemandResponse | 0 | 0 | 0 | 0 | 0 | 0
IGCC-CCS | 0 | 0 | 0 | 0 | 0 | 0
WT_off | 0 | 0 | 0 | 0 | 0 | 0
PseudoUnit | 0 | 0 | 0 | 0 | 0 | 0
FixedInterchange | 0 | 0 | 0 | 0 | 0 | 0
Retirements of Capacity by Reporting Type: PJM_E
ReportingType | 2015 | 2020 | 2025 | 2030 | 2035 | 2040
BM | 0 | 0 | 0 | 0 | 0 | 0
CC | 0 | 0 | 0 | 0 | 0 | 0
CSP | 0 | 0 | 0 | 0 | 0 | 0
CT | 0 | 0 | 0 | 0 | 0 | 0
Coal | 2804 | 568 | 0 | 0 | 0 | 0
Geo | 0 | 0 | 0 | 0 | 0 | 0
H | 0 | 0 | 0 | 0 | 0 | 0
LFG | 0 | 0 | 0 | 0 | 0 | 0
Nuc | 0 | 614.5 | 0 | 0 | 2224 | 1174
PS | 0 | 0 | 0 | 0 | 0 | 0
PV | 0 | 0 | 0 | 0 | 0 | 0
PeakG | 268.5 | 0 | 0 | 0 | 0 | 0
PeakO | 2.7 | 0 | 0 | 0 | 0 | 0
ST | 0 | 0 | 0 | 0 | 0 | 0
STOG | 629.5 | 0 | 0 | 0 | 0 | 0
STWD | 0 | 0 | 0 | 0 | 0 | 0
WT | 0 | 0 | 0 | 0 | 0 | 0
IGCC | 0 | 0 | 0 | 0 | 0 | 0
DemandResponse | 0 | 0 | 0 | 0 | 0 | 0
IGCC-CCS | 0 | 0 | 0 | 0 | 0 | 0
WT_off | 0 | 0 | 0 | 0 | 0 | 0
PseudoUnit | 0 | 0 | 0 | 0 | 0 | 0
FixedInterchange | 0 | 0 | 0 | 0 | 0 | 0
Retirements of Capacity by Reporting Type: PJM_ROM
ReportingType | 2015 | 2020 | 2025 | 2030 | 2035 | 2040
BM | 0 | 0 | 0 | 0 | 0 | 0
CC | 0 | 0 | 0 | 0 | 0 | 0
CSP | 0 | 0 | 0 | 0 | 0 | 0
CT | 0 | 0 | 0 | 0 | 0 | 0
Coal | 7488.61 | 556.89 | 0 | 0 | 0 | 0
Geo | 0 | 0 | 0 | 0 | 0 | 0
H | 0 | 0 | 0 | 0 | 0 | 0
LFG | 0 | 0 | 0 | 0 | 0 | 0
Nuc | 0 | 0 | 0 | 0 | 1732 | 899
PS | 0 | 0 | 0 | 0 | 0 | 0
PV | 0 | 0 | 0 | 0 | 0 | 0
PeakG | 0 | 0 | 0 | 0 | 0 | 0
PeakO | 270 | 0 | 0 | 0 | 0 | 0
ST | 0 | 0 | 0 | 0 | 0 | 0
STOG | 580 | 0 | 0 | 0 | 0 | 0
STWD | 0 | 0 | 0 | 0 | 0 | 0
WT | 0 | 0 | 0 | 0 | 0 | 0
IGCC | 0 | 0 | 0 | 0 | 0 | 0
DemandResponse | 0 | 0 | 0 | 0 | 0 | 0
IGCC-CCS | 0 | 0 | 0 | 0 | 0 | 0
WT_off | 0 | 0 | 0 | 0 | 0 | 0
PseudoUnit | 0 | 0 | 0 | 0 | 0 | 0
FixedInterchange | 0 | 0 | 0 | 0 | 0 | 0
Retirements of Capacity by Reporting Type: PJM_ROR
ReportingType | 2015 | 2020 | 2025 | 2030 | 2035 | 2040
BM | 0 | 0 | 0 | 0 | 0 | 192
CC | 0 | 0 | 0 | 0 | 0 | 0
CSP | 0 | 0 | 0 | 0 | 0 | 0
CT | 0 | 0 | 0 | 0 | 0 | 0
Coal | 8481.1 | 7794 | 0 | 0 | 0 | 0
Geo | 0 | 0 | 0 | 0 | 0 | 0
H | 0 | 0 | 0 | 0 | 0 | 0
LFG | 0 | 0 | 0 | 0 | 0 | 0
Nuc | 0 | 0 | 0 | 867 | 4275 | 4883.16
PS | 0 | 0 | 0 | 0 | 0 | 0
PV | 0 | 0 | 0 | 0 | 0 | 0
PeakG | 0 | 0 | 0 | 0 | 0 | 0
PeakO | 19 | 0 | 0 | 0 | 0 | 0
ST | 0 | 0 | 0 | 0 | 0 | 0
STOG | 0 | 0 | 0 | 0 | 0 | 0
STWD | 0 | 0 | 0 | 0 | 0 | 0
WT | 0 | 0 | 0 | 0 | 0 | 0
IGCC | 0 | 0 | 0 | 0 | 0 | 0
DemandResponse | 0 | 0 | 0 | 0 | 0 | 0
IGCC-CCS | 0 | 0 | 0 | 0 | 0 | 0
WT_off | 0 | 0 | 0 | 0 | 0 | 0
PseudoUnit | 0 | 0 | 0 | 0 | 0 | 0
FixedInterchange | 0 | 0 | 0 | 0 | 0 | 0
Retirements of Capacity by Reporting Type: SOCO
ReportingType | 2015 | 2020 | 2025 | 2030 | 2035 | 2040
BM | 0 | 0 | 0 | 0 | 0 | 0
CC | 0 | 0 | 0 | 0 | 0 | 0
CSP | 0 | 0 | 0 | 0 | 0 | 0
CT | 0 | 0 | 0 | 0 | 0 | 0
Coal | 8889 | 0 | 0 | 0 | 0 | 0
Geo | 0 | 0 | 0 | 0 | 0 | 0
H | 0 | 0 | 0 | 0 | 0 | 0
LFG | 0 | 0 | 0 | 0 | 0 | 0
Nuc | 0 | 0 | 0 | 0 | 0 | 2645.05
PS | 0 | 0 | 0 | 0 | 0 | 0
PV | 0 | 0 | 0 | 0 | 0 | 0
PeakG | 0 | 0 | 0 | 0 | 0 | 0
PeakO | 0 | 0 | 0 | 0 | 0 | 0
ST | 0 | 0 | 0 | 0 | 0 | 0
STOG | 854 | 0 | 0 | 0 | 0 | 0
STWD | 0 | 0 | 0 | 0 | 0 | 0
WT | 0 | 0 | 0 | 0 | 0 | 0
IGCC | 0 | 0 | 0 | 0 | 0 | 0
DemandResponse | 0 | 0 | 0 | 0 | 0 | 0
IGCC-CCS | 0 | 0 | 0 | 0 | 0 | 0
WT_off | 0 | 0 | 0 | 0 | 0 | 0
PseudoUnit | 0 | 0 | 0 | 0 | 0 | 0
FixedInterchange | 0 | 0 | 0 | 0 | 0 | 0
Retirements of Capacity by Reporting Type: SPP_N
ReportingType | 2015 | 2020 | 2025 | 2030 | 2035 | 2040
BM | 0 | 0 | 0 | 0 | 0 | 0
CC | 0 | 0 | 0 | 0 | 0 | 0
CSP | 0 | 0 | 0 | 0 | 0 | 0
CT | 0 | 0 | 0 | 0 | 0 | 0
Coal | 334 | 1049.46 | 364.04 | 369 | 0 | 0
Geo | 0 | 0 | 0 | 0 | 0 | 0
H | 0 | 0 | 0 | 0 | 0 | 0
LFG | 0 | 0 | 0 | 0 | 0 | 0
Nuc | 0 | 0 | 0 | 0 | 0 | 0
PS | 0 | 0 | 0 | 0 | 0 | 0
PV | 0 | 0 | 0 | 0 | 0 | 0
PeakG | 0 | 0 | 0 | 0 | 0 | 0
PeakO | 0 | 0 | 0 | 0 | 0 | 0
ST | 0 | 0 | 0 | 0 | 0 | 0
STOG | 0 | 0 | 0 | 0 | 0 | 0
STWD | 0 | 0 | 0 | 0 | 0 | 0
WT | 0 | 0 | 0 | 0 | 0 | 0
IGCC | 0 | 0 | 0 | 0 | 0 | 0
DemandResponse | 0 | 0 | 0 | 0 | 0 | 0
IGCC-CCS | 0 | 0 | 0 | 0 | 0 | 0
WT_off | 0 | 0 | 0 | 0 | 0 | 0
PseudoUnit | 0 | 0 | 0 | 0 | 0 | 0
FixedInterchange | 0 | 0 | 0 | 0 | 0 | 0
Retirements of Capacity by Reporting Type: SPP_S
ReportingType | 2015 | 2020 | 2025 | 2030 | 2035 | 2040
BM | 0 | 0 | 0 | 0 | 0 | 0
CC | 0 | 0 | 0 | 0 | 0 | 0
CSP | 0 | 0 | 0 | 0 | 0 | 0
CT | 0 | 0 | 0 | 0 | 0 | 0
Coal | 41.71 | 1076.78 | 4449.97 | 709.03 | 0 | 0
Geo | 0 | 0 | 0 | 0 | 0 | 0
H | 0 | 0 | 0 | 0 | 0 | 0
LFG | 0 | 0 | 0 | 0 | 0 | 0
Nuc | 0 | 0 | 0 | 0 | 0 | 0
PS | 0 | 0 | 0 | 0 | 0 | 0
PV | 0 | 0 | 0 | 0 | 0 | 0
PeakG | 0 | 0 | 0 | 0 | 0 | 0
PeakO | 0 | 0 | 0 | 0 | 0 | 0
ST | 0 | 0 | 0 | 0 | 0 | 0
STOG | 0 | 0 | 0 | 0 | 0 | 0
STWD | 0 | 0 | 0 | 0 | 0 | 0
WT | 0 | 0 | 0 | 0 | 0 | 0
IGCC | 0 | 0 | 0 | 0 | 0 | 0
DemandResponse | 0 | 0 | 0 | 0 | 0 | 0
IGCC-CCS | 0 | 0 | 0 | 0 | 0 | 0
WT_off | 0 | 0 | 0 | 0 | 0 | 0
PseudoUnit | 0 | 0 | 0 | 0 | 0 | 0
FixedInterchange | 0 | 0 | 0 | 0 | 0 | 0
Retirements of Capacity by Reporting Type: TVA
ReportingType | 2015 | 2020 | 2025 | 2030 | 2035 | 2040
BM | 0 | 0 | 0 | 0 | 0 | 0
CC | 0 | 0 | 0 | 0 | 0 | 0
CSP | 0 | 0 | 0 | 0 | 0 | 0
CT | 0 | 0 | 0 | 0 | 0 | 0
Coal | 2369.64 | 1648.36 | 0 | 0 | 0 | 0
Geo | 0 | 0 | 0 | 0 | 0 | 0
H | 0 | 0 | 0 | 0 | 0 | 0
LFG | 0 | 0 | 0 | 0 | 0 | 0
Nuc | 0 | 0 | 0 | 0 | 2512.33 | 1278.67
PS | 0 | 0 | 0 | 0 | 0 | 0
PV | 0 | 0 | 0 | 0 | 0 | 0
PeakG | 0 | 0 | 0 | 0 | 0 | 0
PeakO | 0 | 0 | 0 | 0 | 0 | 0
ST | 0 | 0 | 0 | 0 | 0 | 0
STOG | 0 | 0 | 0 | 0 | 0 | 0
STWD | 0 | 0 | 0 | 0 | 0 | 0
WT | 0 | 0 | 0 | 0 | 0 | 0
IGCC | 0 | 0 | 0 | 0 | 0 | 0
DemandResponse | 0 | 0 | 0 | 0 | 0 | 0
IGCC-CCS | 0 | 0 | 0 | 0 | 0 | 0
WT_off | 0 | 0 | 0 | 0 | 0 | 0
PseudoUnit | 0 | 0 | 0 | 0 | 0 | 0
FixedInterchange | 0 | 0 | 0 | 0 | 0 | 0
Retirements of Capacity by Reporting Type: TVA_Transmission
ReportingType | 2015 | 2020 | 2025 | 2030 | 2035 | 2040
BM | 0 | 0 | 0 | 0 | 0 | 0
CC | 0 | 0 | 0 | 0 | 0 | 0
CSP | 0 | 0 | 0 | 0 | 0 | 0
CT | 0 | 0 | 0 | 0 | 0 | 0
Coal | 0 | 0 | 0 | 0 | 0 | 0
Geo | 0 | 0 | 0 | 0 | 0 | 0
H | 0 | 0 | 0 | 0 | 0 | 0
LFG | 0 | 0 | 0 | 0 | 0 | 0
Nuc | 0 | 0 | 0 | 0 | 0 | 0
PS | 0 | 0 | 0 | 0 | 0 | 0
PV | 0 | 0 | 0 | 0 | 0 | 0
PeakG | 0 | 0 | 0 | 0 | 0 | 0
PeakO | 0 | 0 | 0 | 0 | 0 | 0
ST | 0 | 0 | 0 | 0 | 0 | 0
STOG | 0 | 0 | 0 | 0 | 0 | 0
STWD | 0 | 0 | 0 | 0 | 0 | 0
WT | 0 | 0 | 0 | 0 | 0 | 0
IGCC | 0 | 0 | 0 | 0 | 0 | 0
DemandResponse | 0 | 0 | 0 | 0 | 0 | 0
IGCC-CCS | 0 | 0 | 0 | 0 | 0 | 0
WT_off | 0 | 0 | 0 | 0 | 0 | 0
PseudoUnit | 0 | 0 | 0 | 0 | 0 | 0
FixedInterchange | 0 | 0 | 0 | 0 | 0 | 0
Retirements of Capacity by Reporting Type: VACAR
ReportingType | 2015 | 2020 | 2025 | 2030 | 2035 | 2040
BM | 0 | 0 | 0 | 0 | 0 | 0
CC | 0 | 0 | 0 | 0 | 0 | 0
CSP | 0 | 0 | 0 | 0 | 0 | 0
CT | 0 | 0 | 0 | 0 | 0 | 0
Coal | 4090 | 2178 | 0 | 0 | 0 | 0
Geo | 0 | 0 | 0 | 0 | 0 | 0
H | 0 | 0 | 0 | 0 | 0 | 0
LFG | 0 | 0 | 0 | 0 | 0 | 0
Nuc | 0 | 0 | 0 | 0 | 3248 | 1858
PS | 0 | 0 | 0 | 0 | 0 | 0
PV | 0 | 0 | 0 | 0 | 0 | 0
PeakG | 0 | 0 | 0 | 0 | 0 | 0
PeakO | 0 | 0 | 0 | 0 | 0 | 0
ST | 0 | 0 | 0 | 0 | 0 | 0
STOG | 0 | 0 | 0 | 0 | 0 | 0
STWD | 0 | 0 | 0 | 0 | 0 | 0
WT | 0 | 0 | 0 | 0 | 0 | 0
IGCC | 0 | 0 | 0 | 0 | 0 | 0
DemandResponse | 0 | 0 | 0 | 0 | 0 | 0
IGCC-CCS | 0 | 0 | 0 | 0 | 0 | 0
WT_off | 0 | 0 | 0 | 0 | 0 | 0
PseudoUnit | 0 | 0 | 0 | 0 | 0 | 0
FixedInterchange | 0 | 0 | 0 | 0 | 0 | 0
Retirements of Capacity by Reporting Type: IESO
ReportingType | 2015 | 2020 | 2025 | 2030 | 2035 | 2040
BM | 0 | 0 | 0 | 0 | 0 | 0
CC | 0 | 0 | 0 | 0 | 0 | 0
CSP | 0 | 0 | 0 | 0 | 0 | 0
CT | 0 | 0 | 0 | 0 | 0 | 0
Coal | 6416 | 0 | 0 | 0 | 0 | 0
Geo | 0 | 0 | 0 | 0 | 0 | 0
H | 0 | 0 | 0 | 0 | 0 | 0
LFG | 0 | 0 | 0 | 0 | 0 | 0
Nuc | 0 | 0 | 0 | 0 | 1030 | 1540
PS | 0 | 0 | 0 | 0 | 0 | 0
PV | 0 | 0 | 0 | 0 | 1067.26 | 0
PeakG | 0 | 0 | 0 | 0 | 0 | 0
PeakO | 0.65 | 0 | 0 | 0 | 0 | 0
ST | 0 | 0 | 0 | 0 | 0 | 0
STOG | 2126 | 0 | 0 | 0 | 0 | 0
STWD | 0 | 0 | 0 | 0 | 0 | 0
WT | 0 | 0 | 0 | 0 | 2105.9 | 0
IGCC | 0 | 0 | 0 | 0 | 0 | 0
DemandResponse | 0 | 0 | 0 | 0 | 0 | 0
IGCC-CCS | 0 | 0 | 0 | 0 | 0 | 0
WT_off | 0 | 0 | 0 | 0 | 0 | 0
PseudoUnit | 0 | 0 | 0 | 0 | 0 | 0
FixedInterchange | 0 | 0 | 0 | 0 | 0 | 0
Retirements of Capacity by Reporting Type: MAPP_CA
ReportingType | 2015 | 2020 | 2025 | 2030 | 2035 | 2040
BM | 0 | 0 | 0 | 0 | 0 | 0
CC | 0 | 0 | 0 | 0 | 0 | 0
CSP | 0 | 0 | 0 | 0 | 0 | 0
CT | 0 | 0 | 0 | 0 | 0 | 0
Coal | 635.1 | 0 | 680.12 | 213.05 | 0 | 0
Geo | 0 | 0 | 0 | 0 | 0 | 0
H | 0 | 0 | 0 | 0 | 0 | 0
LFG | 0 | 0 | 0 | 0 | 0 | 0
Nuc | 0 | 0 | 0 | 0 | 0 | 0
PS | 0 | 0 | 0 | 0 | 0 | 0
PV | 0 | 0 | 0 | 0 | 0 | 0
PeakG | 0 | 0 | 0 | 0 | 0 | 0
PeakO | 0 | 0 | 0 | 0 | 0 | 0
ST | 0 | 0 | 0 | 0 | 0 | 0
STOG | 0 | 0 | 0 | 0 | 0 | 0
STWD | 0 | 0 | 0 | 0 | 0 | 0
WT | 0 | 0 | 0 | 0 | 0 | 0
IGCC | 0 | 0 | 0 | 0 | 0 | 0
DemandResponse | 0 | 0 | 0 | 0 | 0 | 0
IGCC-CCS | 0 | 0 | 0 | 0 | 0 | 0
WT_off | 0 | 0 | 0 | 0 | 0 | 0
PseudoUnit | 0 | 0 | 0 | 0 | 0 | 0
FixedInterchange | 0 | 0 | 0 | 0 | 0 | 0
Retirements of Capacity by Reporting Type: AZ_NM_SNV_Coal
ReportingType | 2015 | 2020 | 2025 | 2030 | 2035 | 2040
BM | 0 | 0 | 0 | 0 | 0 | 0
CC | 0 | 0 | 0 | 0 | 0 | 0
CSP | 0 | 0 | 0 | 0 | 0 | 0
CT | 0 | 0 | 0 | 0 | 0 | 0
Coal | 0 | 0 | 0 | 0 | 0 | 0
Geo | 0 | 0 | 0 | 0 | 0 | 0
H | 0 | 0 | 0 | 0 | 0 | 0
LFG | 0 | 0 | 0 | 0 | 0 | 0
Nuc | 0 | 0 | 0 | 0 | 0 | 0
PS | 0 | 0 | 0 | 0 | 0 | 0
PV | 0 | 0 | 0 | 0 | 0 | 0
PeakG | 0 | 0 | 0 | 0 | 0 | 0
PeakO | 200 | 0 | 0 | 0 | 0 | 0
ST | 0 | 0 | 0 | 0 | 0 | 0
STOG | 0 | 0 | 0 | 0 | 0 | 0
STWD | 0 | 0 | 0 | 0 | 0 | 0
WT | 0 | 0 | 0 | 0 | 0 | 0
IGCC | 0 | 0 | 0 | 0 | 0 | 0
DemandResponse | 0 | 0 | 0 | 0 | 0 | 0
IGCC-CCS | 0 | 0 | 0 | 0 | 0 | 0
WT_off | 0 | 0 | 0 | 0 | 0 | 0
PseudoUnit | 0 | 0 | 0 | 0 | 0 | 0
FixedInterchange | 0 | 0 | 0 | 0 | 0 | 0
Retirements of Capacity by Reporting Type: AZ_NM_SNV_Gas
ReportingType | 2015 | 2020 | 2025 | 2030 | 2035 | 2040
BM | 0 | 0 | 0 | 0 | 0 | 0
CC | 1095 | 0 | 0 | 0 | 0 | 0
CSP | 0 | 0 | 0 | 0 | 0 | 0
CT | 0 | 0 | 0 | 0 | 736 | 0
Coal | 0 | 0 | 0 | 0 | 0 | 0
Geo | 0 | 0 | 0 | 0 | 0 | 0
H | 0 | 0 | 0 | 0 | 0 | 0
LFG | 0 | 0 | 0 | 0 | 0 | 0
Nuc | 0 | 0 | 0 | 0 | 0 | 0
PS | 0 | 0 | 0 | 0 | 0 | 0
PV | 0 | 0 | 0 | 0 | 0 | 0
PeakG | 537.56 | 0 | 212.3 | 2910.14 | 0 | 0
PeakO | 0 | 0 | 0 | 0 | 0 | 0
ST | 0 | 0 | 0 | 0 | 0 | 0
STOG | 2064 | 0 | 0 | 0 | 0 | 0
STWD | 0 | 0 | 0 | 0 | 0 | 0
WT | 0 | 0 | 0 | 0 | 0 | 0
IGCC | 0 | 0 | 0 | 0 | 0 | 0
DemandResponse | 0 | 0 | 0 | 0 | 0 | 0
IGCC-CCS | 0 | 0 | 0 | 0 | 0 | 0
WT_off | 0 | 0 | 0 | 0 | 0 | 0
PseudoUnit | 0 | 0 | 0 | 0 | 0 | 0
FixedInterchange | 0 | 0 | 0 | 0 | 0 | 0
Retirements of Capacity by Reporting Type: AZ_NM_SNV_NucRenew
ReportingType | 2015 | 2020 | 2025 | 2030 | 2035 | 2040
BM | 0 | 0 | 0 | 0 | 0 | 0
CC | 0 | 0 | 0 | 0 | 0 | 0
CSP | 65 | 0 | 0 | 0 | 0 | 0
CT | 0 | 0 | 0 | 0 | 0 | 0
Coal | 0 | 0 | 0 | 0 | 0 | 0
Geo | 0 | 0 | 0 | 0 | 0 | 0
H | 0 | 0 | 0 | 0 | 0 | 0
LFG | 0 | 0 | 0 | 0 | 0 | 0
Nuc | 0 | 0 | 0 | 0 | 0 | 0
PS | 0 | 0 | 0 | 0 | 0 | 0
PV | 0 | 0 | 0 | 0 | 0 | 0
PeakG | 0 | 0 | 0 | 0 | 0 | 0
PeakO | 0 | 0 | 0 | 0 | 0 | 0
ST | 0 | 0 | 0 | 0 | 0 | 0
STOG | 0 | 0 | 0 | 0 | 0 | 0
STWD | 0 | 0 | 0 | 0 | 0 | 0
WT | 0 | 0 | 0 | 0 | 0 | 0
IGCC | 0 | 0 | 0 | 0 | 0 | 0
DemandResponse | 0 | 0 | 0 | 0 | 0 | 0
IGCC-CCS | 0 | 0 | 0 | 0 | 0 | 0
WT_off | 0 | 0 | 0 | 0 | 0 | 0
PseudoUnit | 0 | 0 | 0 | 0 | 0 | 0
FixedInterchange | 0 | 0 | 0 | 0 | 0 | 0
Retirements of Capacity by Reporting Type: ERCOT
ReportingType | 2015 | 2020 | 2025 | 2030 | 2035 | 2040
BM | 0 | 0 | 0 | 0 | 0 | 0
CC | 0 | 0 | 0 | 0 | 0 | 0
CSP | 0 | 0 | 0 | 0 | 0 | 0
CT | 0 | 0 | 0 | 0 | 0 | 0
Coal | 1144 | 0 | 0 | 0 | 0 | 0
Geo | 0 | 0 | 0 | 0 | 0 | 0
H | 0 | 0 | 0 | 0 | 0 | 0
LFG | 0 | 0 | 0 | 0 | 0 | 0
Nuc | 0 | 0 | 0 | 0 | 0 | 0
PS | 0 | 0 | 0 | 0 | 0 | 0
PV | 0 | 0 | 0 | 0 | 14 | 0
PeakG | 0 | 0 | 0 | 0 | 0 | 0
PeakO | 0 | 0 | 0 | 0 | 0 | 0
ST | 0 | 0 | 0 | 0 | 0 | 0
STOG | 0 | 0 | 0 | 0 | 0 | 0
STWD | 0 | 0 | 0 | 0 | 0 | 0
WT | 0 | 0 | 0 | 0 | 0 | 0
IGCC | 0 | 0 | 0 | 0 | 0 | 0
DemandResponse | 0 | 0 | 0 | 0 | 0 | 0
IGCC-CCS | 0 | 0 | 0 | 0 | 0 | 0
WT_off | 0 | 0 | 0 | 0 | 0 | 0
PseudoUnit | 0 | 0 | 0 | 0 | 0 | 0
FixedInterchange | 0 | 0 | 0 | 0 | 0 | 0
Retirements of Capacity by Reporting Type: NP15
ReportingType | 2015 | 2020 | 2025 | 2030 | 2035 | 2040
BM | 0 | 0 | 0 | 0 | 0 | 0
CC | 0 | 0 | 0 | 0 | 0 | 0
CSP | 0 | 0 | 0 | 0 | 0 | 0
CT | 0 | 0 | 0 | 0 | 0 | 0
Coal | 163.7 | 28.2 | 0 | 0 | 0 | 0
Geo | 0 | 0 | 0 | 0 | 0 | 0
H | 0 | 0 | 0 | 0 | 0 | 0
LFG | 0 | 0 | 0 | 0 | 0 | 0
Nuc | 0 | 0 | 0 | 0 | 0 | 0
PS | 0 | 0 | 0 | 0 | 0 | 0
PV | 0 | 0 | 0 | 0 | 6.5 | 0
PeakG | 0 | 0 | 0 | 0 | 0 | 0
PeakO | 156 | 0 | 0 | 0 | 0 | 0
ST | 0 | 0 | 0 | 0 | 0 | 0
STOG | 1046.4 | 0 | 0 | 0 | 0 | 0
STWD | 0 | 0 | 0 | 0 | 0 | 0
WT | 0 | 0 | 0 | 0 | 0 | 0
IGCC | 0 | 0 | 0 | 0 | 0 | 0
DemandResponse | 0 | 0 | 0 | 0 | 0 | 0
IGCC-CCS | 0 | 0 | 0 | 0 | 0 | 0
WT_off | 0 | 0 | 0 | 0 | 0 | 0
PseudoUnit | 0 | 0 | 0 | 0 | 0 | 0
FixedInterchange | 0 | 0 | 0 | 0 | 0 | 0
Retirements of Capacity by Reporting Type: NWPP_Coal
ReportingType | 2015 | 2020 | 2025 | 2030 | 2035 | 2040
BM | 0 | 0 | 0 | 0 | 0 | 0
CC | 0 | 0 | 0 | 0 | 0 | 0
CSP | 0 | 0 | 0 | 0 | 0 | 0
CT | 0 | 0 | 0 | 0 | 0 | 0
Coal | 685.65 | 0 | 0 | 0 | 0 | 0
Geo | 0 | 0 | 0 | 0 | 0 | 0
H | 0 | 0 | 0 | 0 | 0 | 0
LFG | 0 | 0 | 0 | 0 | 0 | 0
Nuc | 0 | 0 | 0 | 0 | 0 | 0
PS | 0 | 0 | 0 | 0 | 0 | 0
PV | 0 | 0 | 0 | 0 | 0 | 0
PeakG | 0 | 0 | 0 | 0 | 0 | 0
PeakO | 183 | 0 | 0 | 0 | 0 | 0
ST | 0 | 0 | 0 | 0 | 0 | 0
STOG | 0 | 0 | 0 | 0 | 0 | 0
STWD | 0 | 0 | 0 | 0 | 0 | 0
WT | 0 | 0 | 0 | 0 | 0 | 0
IGCC | 0 | 0 | 0 | 0 | 0 | 0
DemandResponse | 0 | 0 | 0 | 0 | 0 | 0
IGCC-CCS | 0 | 0 | 0 | 0 | 0 | 0
WT_off | 0 | 0 | 0 | 0 | 0 | 0
PseudoUnit | 0 | 0 | 0 | 0 | 0 | 0
FixedInterchange | 0 | 0 | 0 | 0 | 0 | 0
Retirements of Capacity by Reporting Type: NWPP_Gas
ReportingType | 2015 | 2020 | 2025 | 2030 | 2035 | 2040
BM | 0 | 0 | 0 | 0 | 0 | 0
CC | 1678 | 0 | 0 | 0 | 0 | 0
CSP | 0 | 0 | 0 | 0 | 0 | 0
CT | 0 | 0 | 0 | 0 | 150 | 0
Coal | 0 | 0 | 0 | 0 | 0 | 0
Geo | 0 | 0 | 0 | 0 | 0 | 0
H | 0 | 0 | 0 | 0 | 0 | 0
LFG | 0 | 0 | 0 | 0 | 0 | 0
Nuc | 0 | 0 | 0 | 0 | 0 | 0
PS | 0 | 0 | 0 | 0 | 0 | 0
PV | 0 | 0 | 0 | 0 | 0 | 0
PeakG | 2623 | 0 | 0 | 0 | 0 | 0
PeakO | 0 | 0 | 0 | 0 | 0 | 0
ST | 0 | 0 | 0 | 0 | 0 | 0
STOG | 786 | 0 | 0 | 0 | 0 | 0
STWD | 0 | 0 | 0 | 0 | 0 | 0
WT | 0 | 0 | 0 | 0 | 0 | 0
IGCC | 0 | 0 | 0 | 0 | 0 | 0
DemandResponse | 0 | 0 | 0 | 0 | 0 | 0
IGCC-CCS | 0 | 0 | 0 | 0 | 0 | 0
WT_off | 0 | 0 | 0 | 0 | 0 | 0
PseudoUnit | 0 | 0 | 0 | 0 | 0 | 0
FixedInterchange | 0 | 0 | 0 | 0 | 0 | 0
Retirements of Capacity by Reporting Type: NWPP_NucRenew
ReportingType | 2015 | 2020 | 2025 | 2030 | 2035 | 2040
BM | 0 | 0 | 0 | 0 | 0 | 0
CC | 0 | 0 | 0 | 0 | 0 | 0
CSP | 0 | 0 | 0 | 0 | 0 | 0
CT | 0 | 0 | 0 | 0 | 0 | 0
Coal | 0 | 0 | 0 | 0 | 0 | 0
Geo | 4.8 | 0 | 0 | 0 | 0 | 0
H | 0 | 0 | 0 | 0 | 0 | 0
LFG | 0 | 0 | 0 | 0 | 0 | 0
Nuc | 0 | 0 | 0 | 0 | 0 | 0
PS | 0 | 0 | 0 | 0 | 0 | 0
PV | 0 | 0 | 0 | 0 | 0 | 0
PeakG | 0 | 0 | 0 | 0 | 0 | 0
PeakO | 0 | 0 | 0 | 0 | 0 | 0
ST | 0 | 0 | 0 | 0 | 0 | 0
STOG | 0 | 0 | 0 | 0 | 0 | 0
STWD | 0 | 0 | 0 | 0 | 0 | 0
WT | 0 | 0 | 0 | 0 | 0 | 0
IGCC | 0 | 0 | 0 | 0 | 0 | 0
DemandResponse | 0 | 0 | 0 | 0 | 0 | 0
IGCC-CCS | 0 | 0 | 0 | 0 | 0 | 0
WT_off | 0 | 0 | 0 | 0 | 0 | 0
PseudoUnit | 0 | 0 | 0 | 0 | 0 | 0
FixedInterchange | 0 | 0 | 0 | 0 | 0 | 0
Retirements of Capacity by Reporting Type: RMPA
ReportingType | 2015 | 2020 | 2025 | 2030 | 2035 | 2040
BM | 0 | 0 | 0 | 0 | 0 | 0
CC | 0 | 0 | 0 | 0 | 0 | 0
CSP | 1 | 0 | 0 | 0 | 0 | 0
CT | 0 | 0 | 0 | 0 | 0 | 0
Coal | 480 | 170.5 | 352 | 0 | 0 | 0
Geo | 0 | 0 | 0 | 0 | 0 | 0
H | 0 | 0 | 0 | 0 | 0 | 0
LFG | 0 | 0 | 0 | 0 | 0 | 0
Nuc | 0 | 0 | 0 | 0 | 0 | 0
PS | 0 | 0 | 0 | 0 | 0 | 0
PV | 0 | 0 | 0 | 0 | 0 | 0
PeakG | 0 | 0 | 0 | 0 | 0 | 0
PeakO | 0 | 0 | 0 | 0 | 0 | 0
ST | 0 | 0 | 0 | 0 | 0 | 0
STOG | 0 | 0 | 0 | 0 | 0 | 0
STWD | 0 | 0 | 0 | 0 | 0 | 0
WT | 0 | 0 | 0 | 0 | 0 | 0
IGCC | 0 | 0 | 0 | 0 | 0 | 0
DemandResponse | 0 | 0 | 0 | 0 | 0 | 0
IGCC-CCS | 0 | 0 | 0 | 0 | 0 | 0
WT_off | 0 | 0 | 0 | 0 | 0 | 0
PseudoUnit | 0 | 0 | 0 | 0 | 0 | 0
FixedInterchange | 0 | 0 | 0 | 0 | 0 | 0
Retirements of Capacity by Reporting Type: SP15
ReportingType | 2015 | 2020 | 2025 | 2030 | 2035 | 2040
BM | 0 | 0 | 0 | 0 | 0 | 0
CC | 0 | 0 | 0 | 0 | 0 | 0
CSP | 409 | 0 | 0 | 0 | 0 | 0
CT | 0 | 0 | 0 | 0 | 0 | 0
Coal | 141.5 | 0 | 0 | 0 | 0 | 0
Geo | 0 | 0 | 0 | 0 | 0 | 0
H | 0 | 0 | 0 | 0 | 0 | 0
LFG | 0 | 0 | 0 | 0 | 0 | 0
Nuc | 0 | 0 | 0 | 0 | 0 | 0
PS | 0 | 0 | 0 | 0 | 0 | 0
PV | 0 | 0 | 0 | 0 | 3.8 | 0
PeakG | 44 | 0 | 0 | 0 | 0 | 0
PeakO | 15 | 0 | 0 | 0 | 0 | 0
ST | 0 | 0 | 0 | 0 | 0 | 0
STOG | 958 | 0 | 0 | 0 | 0 | 0
STWD | 0 | 0 | 0 | 0 | 0 | 0
WT | 126.2 | 0 | 0 | 0 | 0 | 0
IGCC | 0 | 0 | 0 | 0 | 0 | 0
DemandResponse | 0 | 0 | 0 | 0 | 0 | 0
IGCC-CCS | 0 | 0 | 0 | 0 | 0 | 0
WT_off | 0 | 0 | 0 | 0 | 0 | 0
PseudoUnit | 0 | 0 | 0 | 0 | 0 | 0
FixedInterchange | 0 | 0 | 0 | 0 | 0 | 0
Retirements of Capacity by Reporting Type: ALB
ReportingType | 2015 | 2020 | 2025 | 2030 | 2035 | 2040
BM | 0 | 0 | 0 | 0 | 0 | 0
CC | 0 | 0 | 0 | 0 | 0 | 0
CSP | 0 | 0 | 0 | 0 | 0 | 0
CT | 0 | 0 | 0 | 0 | 0 | 0
Coal | 0 | 0 | 0 | 0 | 0 | 0
Geo | 0 | 0 | 0 | 0 | 0 | 0
H | 0 | 0 | 0 | 0 | 0 | 0
LFG | 0 | 0 | 0 | 0 | 0 | 0
Nuc | 0 | 0 | 0 | 0 | 0 | 0
PS | 0 | 0 | 0 | 0 | 0 | 0
PV | 0 | 0 | 0 | 0 | 0 | 0
PeakG | 351.49 | 0 | 0 | 0 | 0 | 0
PeakO | 6 | 0 | 0 | 0 | 0 | 0
ST | 0 | 0 | 0 | 0 | 0 | 0
STOG | 186 | 0 | 0 | 0 | 0 | 0
STWD | 174 | 0 | 0 | 0 | 0 | 0
WT | 0 | 0 | 0 | 0 | 0 | 0
IGCC | 0 | 0 | 0 | 0 | 0 | 0
DemandResponse | 0 | 0 | 0 | 0 | 0 | 0
IGCC-CCS | 0 | 0 | 0 | 0 | 0 | 0
WT_off | 0 | 0 | 0 | 0 | 0 | 0
PseudoUnit | 0 | 0 | 0 | 0 | 0 | 0
FixedInterchange | 0 | 0 | 0 | 0 | 0 | 0
Retirements of Capacity by Reporting Type: BC
ReportingType | 2015 | 2020 | 2025 | 2030 | 2035 | 2040
BM | 0 | 0 | 0 | 0 | 0 | 0
CC | 0 | 0 | 0 | 0 | 0 | 0
CSP | 0 | 0 | 0 | 0 | 0 | 0
CT | 0 | 0 | 0 | 0 | 0 | 0
Coal | 0 | 0 | 0 | 0 | 0 | 0
Geo | 0 | 0 | 0 | 0 | 0 | 0
H | 0 | 0 | 0 | 0 | 0 | 0
LFG | 0 | 0 | 0 | 0 | 0 | 0
Nuc | 0 | 0 | 0 | 0 | 0 | 0
PS | 0 | 0 | 0 | 0 | 0 | 0
PV | 0 | 0 | 0 | 0 | 0 | 0
PeakG | 0 | 0 | 0 | 0 | 0 | 0
PeakO | 0 | 0 | 0 | 0 | 0 | 0
ST | 0 | 0 | 0 | 0 | 0 | 0
STOG | 746.42 | 0 | 0 | 0 | 0 | 0
STWD | 0 | 0 | 0 | 0 | 0 | 0
WT | 0 | 0 | 0 | 0 | 0 | 0
IGCC | 0 | 0 | 0 | 0 | 0 | 0
DemandResponse | 0 | 0 | 0 | 0 | 0 | 0
IGCC-CCS | 0 | 0 | 0 | 0 | 0 | 0
WT_off | 0 | 0 | 0 | 0 | 0 | 0
PseudoUnit | 0 | 0 | 0 | 0 | 0 | 0
FixedInterchange | 0 | 0 | 0 | 0 | 0 | 0
Retirements of Capacity by Reporting Type: HQ_IESO
ReportingType | 2015 | 2020 | 2025 | 2030 | 2035 | 2040
BM | 0 | 0 | 0 | 0 | 0 | 0
CC | 0 | 0 | 0 | 0 | 0 | 0
CSP | 0 | 0 | 0 | 0 | 0 | 0
CT | 0 | 0 | 0 | 0 | 0 | 0
Coal | 0 | 0 | 0 | 0 | 0 | 0
Geo | 0 | 0 | 0 | 0 | 0 | 0
H | 0 | 0 | 0 | 0 | 0 | 0
LFG | 0 | 0 | 0 | 0 | 0 | 0
Nuc | 0 | 0 | 0 | 0 | 0 | 0
PS | 0 | 0 | 0 | 0 | 0 | 0
PV | 0 | 0 | 0 | 0 | 0 | 0
PeakG | 0 | 0 | 0 | 0 | 0 | 0
PeakO | 0 | 0 | 0 | 0 | 0 | 0
ST | 0 | 0 | 0 | 0 | 0 | 0
STOG | 0 | 0 | 0 | 0 | 0 | 0
STWD | 0 | 0 | 0 | 0 | 0 | 0
WT | 0 | 0 | 0 | 0 | 0 | 0
IGCC | 0 | 0 | 0 | 0 | 0 | 0
DemandResponse | 0 | 0 | 0 | 0 | 0 | 0
IGCC-CCS | 0 | 0 | 0 | 0 | 0 | 0
WT_off | 0 | 0 | 0 | 0 | 0 | 0
PseudoUnit | 0 | 0 | 0 | 0 | 0 | 0
FixedInterchange | 0 | 0 | 0 | 0 | 0 | 0
Retirements of Capacity by Reporting Type: HQ_NEISO
ReportingType | 2015 | 2020 | 2025 | 2030 | 2035 | 2040
BM | 0 | 0 | 0 | 0 | 0 | 0
CC | 0 | 0 | 0 | 0 | 0 | 0
CSP | 0 | 0 | 0 | 0 | 0 | 0
CT | 0 | 0 | 0 | 0 | 0 | 0
Coal | 0 | 0 | 0 | 0 | 0 | 0
Geo | 0 | 0 | 0 | 0 | 0 | 0
H | 0 | 0 | 0 | 0 | 0 | 0
LFG | 0 | 0 | 0 | 0 | 0 | 0
Nuc | 0 | 0 | 0 | 0 | 0 | 0
PS | 0 | 0 | 0 | 0 | 0 | 0
PV | 0 | 0 | 0 | 0 | 0 | 0
PeakG | 0 | 0 | 0 | 0 | 0 | 0
PeakO | 0 | 0 | 0 | 0 | 0 | 0
ST | 0 | 0 | 0 | 0 | 0 | 0
STOG | 0 | 0 | 0 | 0 | 0 | 0
STWD | 0 | 0 | 0 | 0 | 0 | 0
WT | 0 | 0 | 0 | 0 | 0 | 0
IGCC | 0 | 0 | 0 | 0 | 0 | 0
DemandResponse | 0 | 0 | 0 | 0 | 0 | 0
IGCC-CCS | 0 | 0 | 0 | 0 | 0 | 0
WT_off | 0 | 0 | 0 | 0 | 0 | 0
PseudoUnit | 0 | 0 | 0 | 0 | 0 | 0
FixedInterchange | 0 | 0 | 0 | 0 | 0 | 0
Retirements of Capacity by Reporting Type: HQ_NY
ReportingType | 2015 | 2020 | 2025 | 2030 | 2035 | 2040
BM | 0 | 0 | 0 | 0 | 0 | 0
CC | 0 | 0 | 0 | 0 | 0 | 0
CSP | 0 | 0 | 0 | 0 | 0 | 0
CT | 0 | 0 | 0 | 0 | 0 | 0
Coal | 0 | 0 | 0 | 0 | 0 | 0
Geo | 0 | 0 | 0 | 0 | 0 | 0
H | 0 | 0 | 0 | 0 | 0 | 0
LFG | 0 | 0 | 0 | 0 | 0 | 0
Nuc | 0 | 0 | 0 | 0 | 0 | 0
PS | 0 | 0 | 0 | 0 | 0 | 0
PV | 0 | 0 | 0 | 0 | 0 | 0
PeakG | 0 | 0 | 0 | 0 | 0 | 0
PeakO | 0 | 0 | 0 | 0 | 0 | 0
ST | 0 | 0 | 0 | 0 | 0 | 0
STOG | 0 | 0 | 0 | 0 | 0 | 0
STWD | 0 | 0 | 0 | 0 | 0 | 0
WT | 0 | 0 | 0 | 0 | 0 | 0
IGCC | 0 | 0 | 0 | 0 | 0 | 0
DemandResponse | 0 | 0 | 0 | 0 | 0 | 0
IGCC-CCS | 0 | 0 | 0 | 0 | 0 | 0
WT_off | 0 | 0 | 0 | 0 | 0 | 0
PseudoUnit | 0 | 0 | 0 | 0 | 0 | 0
FixedInterchange | 0 | 0 | 0 | 0 | 0 | 0
Retirements of Capacity by Reporting Type: MARITIMES
ReportingType | 2015 | 2020 | 2025 | 2030 | 2035 | 2040
BM | 0 | 0 | 0 | 0 | 0 | 0
CC | 0 | 0 | 0 | 0 | 0 | 0
CSP | 0 | 0 | 0 | 0 | 0 | 0
CT | 0 | 0 | 0 | 0 | 0 | 0
Coal | 0 | 0 | 0 | 0 | 0 | 0
Geo | 0 | 0 | 0 | 0 | 0 | 0
H | 0 | 0 | 0 | 0 | 0 | 0
LFG | 0 | 0 | 0 | 0 | 0 | 0
Nuc | 0 | 0 | 0 | 0 | 0 | 0
PS | 0 | 0 | 0 | 0 | 0 | 0
PV | 0 | 0 | 0 | 0 | 0 | 0
PeakG | 0 | 0 | 0 | 0 | 0 | 0
PeakO | 0 | 0 | 0 | 0 | 0 | 0
ST | 0 | 0 | 0 | 0 | 0 | 0
STOG | 0 | 0 | 0 | 0 | 0 | 0
STWD | 0 | 0 | 0 | 0 | 0 | 0
WT | 0 | 0 | 0 | 0 | 0 | 0
IGCC | 0 | 0 | 0 | 0 | 0 | 0
DemandResponse | 0 | 0 | 0 | 0 | 0 | 0
IGCC-CCS | 0 | 0 | 0 | 0 | 0 | 0
WT_off | 0 | 0 | 0 | 0 | 0 | 0
PseudoUnit | 0 | 0 | 0 | 0 | 0 | 0
FixedInterchange | 0 | 0 | 0 | 0 | 0 | 0
Retirements of Capacity by Reporting Type: All
ReportingType | 2015 | 2020 | 2025 | 2030 | 2035 | 2040
BM | 0 | 0 | 0 | 0 | 0 | 192
CC | 2773 | 0 | 0 | 0 | 0 | 0
CSP | 475 | 0 | 0 | 0 | 0 | 0
CT | 0 | 0 | 0 | 0 | 886 | 0
Coal | 57818.7 | 25982.6 | 6892.66 | 1291.08 | 0 | 0
Geo | 4.8 | 0 | 0 | 0 | 0 | 0
H | 0 | 0 | 0 | 0 | 0 | 0
LFG | 0 | 0 | 0 | 0 | 0 | 0
Nuc | 0 | 614.5 | 0 | 1488.2 | 26575.7 | 19706
PS | 0 | 0 | 0 | 0 | 0 | 0
PV | 0 | 0 | 0 | 0 | 1123.56 | 0
PeakG | 3824.55 | 0 | 212.3 | 2910.14 | 0 | 0
PeakO | 852.35 | 0 | 0 | 0 | 0 | 0
ST | 0 | 0 | 0 | 0 | 0 | 0
STOG | 32883.43 | 0 | 0 | 0 | 0 | 0
STWD | 174 | 0 | 0 | 0 | 0 | 0
WT | 126.2 | 0 | 0 | 0 | 2105.9 | 0
IGCC | 0 | 0 | 0 | 0 | 0 | 0
DemandResponse | 0 | 0 | 0 | 0 | 0 | 0
IGCC-CCS | 0 | 0 | 0 | 0 | 0 | 0
WT_off | 0 | 0 | 0 | 0 | 0 | 0
PseudoUnit | 0 | 0 | 0 | 0 | 0 | 0
FixedInterchange | 0 | 0 | 0 | 0 | 0 | 0
Retirements of Capacity by Reporting Type: EI_US
ReportingType | 2015 | 2020 | 2025 | 2030 | 2035 | 2040
BM | 0 | 0 | 0 | 0 | 0 | 192
CC | 0 | 0 | 0 | 0 | 0 | 0
CSP | 0 | 0 | 0 | 0 | 0 | 0
CT | 0 | 0 | 0 | 0 | 0 | 0
Coal | 48152.75 | 25783.9 | 5860.54 | 1078.03 | 0 | 0
Geo | 0 | 0 | 0 | 0 | 0 | 0
H | 0 | 0 | 0 | 0 | 0 | 0
LFG | 0 | 0 | 0 | 0 | 0 | 0
Nuc | 0 | 614.5 | 0 | 1488.2 | 25545.7 | 18166
PS | 0 | 0 | 0 | 0 | 0 | 0
PV | 0 | 0 | 0 | 0 | 32 | 0
PeakG | 268.5 | 0 | 0 | 0 | 0 | 0
PeakO | 291.7 | 0 | 0 | 0 | 0 | 0
ST | 0 | 0 | 0 | 0 | 0 | 0
STOG | 24970.61 | 0 | 0 | 0 | 0 | 0
STWD | 0 | 0 | 0 | 0 | 0 | 0
WT | 0 | 0 | 0 | 0 | 0 | 0
IGCC | 0 | 0 | 0 | 0 | 0 | 0
DemandResponse | 0 | 0 | 0 | 0 | 0 | 0
IGCC-CCS | 0 | 0 | 0 | 0 | 0 | 0
WT_off | 0 | 0 | 0 | 0 | 0 | 0
PseudoUnit | 0 | 0 | 0 | 0 | 0 | 0
FixedInterchange | 0 | 0 | 0 | 0 | 0 | 0
Retirements of Capacity by Reporting Type: EI_Canada
ReportingType | 2015 | 2020 | 2025 | 2030 | 2035 | 2040
BM | 0 | 0 | 0 | 0 | 0 | 0
CC | 0 | 0 | 0 | 0 | 0 | 0
CSP | 0 | 0 | 0 | 0 | 0 | 0
CT | 0 | 0 | 0 | 0 | 0 | 0
Coal | 7051.1 | 0 | 680.12 | 213.05 | 0 | 0
Geo | 0 | 0 | 0 | 0 | 0 | 0
H | 0 | 0 | 0 | 0 | 0 | 0
LFG | 0 | 0 | 0 | 0 | 0 | 0
Nuc | 0 | 0 | 0 | 0 | 1030 | 1540
PS | 0 | 0 | 0 | 0 | 0 | 0
PV | 0 | 0 | 0 | 0 | 1067.26 | 0
PeakG | 0 | 0 | 0 | 0 | 0 | 0
PeakO | 0.65 | 0 | 0 | 0 | 0 | 0
ST | 0 | 0 | 0 | 0 | 0 | 0
STOG | 2126 | 0 | 0 | 0 | 0 | 0
STWD | 0 | 0 | 0 | 0 | 0 | 0
WT | 0 | 0 | 0 | 0 | 2105.9 | 0
IGCC | 0 | 0 | 0 | 0 | 0 | 0
DemandResponse | 0 | 0 | 0 | 0 | 0 | 0
IGCC-CCS | 0 | 0 | 0 | 0 | 0 | 0
WT_off | 0 | 0 | 0 | 0 | 0 | 0
PseudoUnit | 0 | 0 | 0 | 0 | 0 | 0
FixedInterchange | 0 | 0 | 0 | 0 | 0 | 0
Retirements of Capacity by Reporting Type: EI
ReportingType | 2015 | 2020 | 2025 | 2030 | 2035 | 2040
BM | 0 | 0 | 0 | 0 | 0 | 192
CC | 0 | 0 | 0 | 0 | 0 | 0
CSP | 0 | 0 | 0 | 0 | 0 | 0
CT | 0 | 0 | 0 | 0 | 0 | 0
Coal | 55203.85 | 25783.9 | 6540.66 | 1291.08 | 0 | 0
Geo | 0 | 0 | 0 | 0 | 0 | 0
H | 0 | 0 | 0 | 0 | 0 | 0
LFG | 0 | 0 | 0 | 0 | 0 | 0
Nuc | 0 | 614.5 | 0 | 1488.2 | 26575.7 | 19706
PS | 0 | 0 | 0 | 0 | 0 | 0
PV | 0 | 0 | 0 | 0 | 1099.26 | 0
PeakG | 268.5 | 0 | 0 | 0 | 0 | 0
PeakO | 292.35 | 0 | 0 | 0 | 0 | 0
ST | 0 | 0 | 0 | 0 | 0 | 0
STOG | 27096.61 | 0 | 0 | 0 | 0 | 0
STWD | 0 | 0 | 0 | 0 | 0 | 0
WT | 0 | 0 | 0 | 0 | 2105.9 | 0
IGCC | 0 | 0 | 0 | 0 | 0 | 0
DemandResponse | 0 | 0 | 0 | 0 | 0 | 0
IGCC-CCS | 0 | 0 | 0 | 0 | 0 | 0
WT_off | 0 | 0 | 0 | 0 | 0 | 0
PseudoUnit | 0 | 0 | 0 | 0 | 0 | 0
FixedInterchange | 0 | 0 | 0 | 0 | 0 | 0
Retirements of Capacity by Reporting Type: Outside_EI
ReportingType | 2015 | 2020 | 2025 | 2030 | 2035 | 2040
BM | 0 | 0 | 0 | 0 | 0 | 0
CC | 2773 | 0 | 0 | 0 | 0 | 0
CSP | 475 | 0 | 0 | 0 | 0 | 0
CT | 0 | 0 | 0 | 0 | 886 | 0
Coal | 2614.85 | 198.7 | 352 | 0 | 0 | 0
Geo | 4.8 | 0 | 0 | 0 | 0 | 0
H | 0 | 0 | 0 | 0 | 0 | 0
LFG | 0 | 0 | 0 | 0 | 0 | 0
Nuc | 0 | 0 | 0 | 0 | 0 | 0
PS | 0 | 0 | 0 | 0 | 0 | 0
PV | 0 | 0 | 0 | 0 | 24.3 | 0
PeakG | 3556.05 | 0 | 212.3 | 2910.14 | 0 | 0
PeakO | 560 | 0 | 0 | 0 | 0 | 0
ST | 0 | 0 | 0 | 0 | 0 | 0
STOG | 5786.82 | 0 | 0 | 0 | 0 | 0
STWD | 174 | 0 | 0 | 0 | 0 | 0
WT | 126.2 | 0 | 0 | 0 | 0 | 0
IGCC | 0 | 0 | 0 | 0 | 0 | 0
DemandResponse | 0 | 0 | 0 | 0 | 0 | 0
IGCC-CCS | 0 | 0 | 0 | 0 | 0 | 0
WT_off | 0 | 0 | 0 | 0 | 0 | 0
PseudoUnit | 0 | 0 | 0 | 0 | 0 | 0
FixedInterchange | 0 | 0 | 0 | 0 | 0 | 0
#4 | Cumulative Retirements of Capacity (MW)
Cumulative Retirements of Capacity by Reporting Type: Entergy
ReportingType | 2015 | 2020 | 2025 | 2030 | 2035 | 2040
BM | 0 | 0 | 0 | 0 | 0 | 0
CC | 0 | 0 | 0 | 0 | 0 | 0
CSP | 0 | 0 | 0 | 0 | 0 | 0
CT | 0 | 0 | 0 | 0 | 0 | 0
Coal | 892.9 | 892.9 | 892.9 | 892.9 | 892.9 | 892.9
Geo | 0 | 0 | 0 | 0 | 0 | 0
H | 0 | 0 | 0 | 0 | 0 | 0
LFG | 0 | 0 | 0 | 0 | 0 | 0
Nuc | 0 | 0 | 0 | 0 | 842 | 1839
PS | 0 | 0 | 0 | 0 | 0 | 0
PV | 0 | 0 | 0 | 0 | 0 | 0
PeakG | 0 | 0 | 0 | 0 | 0 | 0
PeakO | 0 | 0 | 0 | 0 | 0 | 0
ST | 0 | 0 | 0 | 0 | 0 | 0
STOG | 9473.76 | 9473.76 | 9473.76 | 9473.76 | 9473.76 | 9473.76
STWD | 0 | 0 | 0 | 0 | 0 | 0
WT | 0 | 0 | 0 | 0 | 0 | 0
IGCC | 0 | 0 | 0 | 0 | 0 | 0
DemandResponse | 0 | 0 | 0 | 0 | 0 | 0
IGCC-CCS | 0 | 0 | 0 | 0 | 0 | 0
WT_off | 0 | 0 | 0 | 0 | 0 | 0
PseudoUnit | 0 | 0 | 0 | 0 | 0 | 0
FixedInterchange | 0 | 0 | 0 | 0 | 0 | 0
Cumulative Retirements of Capacity by Reporting Type: FRCC
ReportingType | 2015 | 2020 | 2025 | 2030 | 2035 | 2040
BM | 0 | 0 | 0 | 0 | 0 | 0
CC | 0 | 0 | 0 | 0 | 0 | 0
CSP | 0 | 0 | 0 | 0 | 0 | 0
CT | 0 | 0 | 0 | 0 | 0 | 0
Coal | 694.4 | 1563.4 | 1563.4 | 1563.4 | 1563.4 | 1563.4
Geo | 0 | 0 | 0 | 0 | 0 | 0
H | 0 | 0 | 0 | 0 | 0 | 0
LFG | 0 | 0 | 0 | 0 | 0 | 0
Nuc | 0 | 0 | 0 | 0 | 1615.33 | 3292.33
PS | 0 | 0 | 0 | 0 | 0 | 0
PV | 0 | 0 | 0 | 0 | 0 | 0
PeakG | 0 | 0 | 0 | 0 | 0 | 0
PeakO | 0 | 0 | 0 | 0 | 0 | 0
ST | 0 | 0 | 0 | 0 | 0 | 0
STOG | 2921.78 | 2921.78 | 2921.78 | 2921.78 | 2921.78 | 2921.78
STWD | 0 | 0 | 0 | 0 | 0 | 0
WT | 0 | 0 | 0 | 0 | 0 | 0
IGCC | 0 | 0 | 0 | 0 | 0 | 0
DemandResponse | 0 | 0 | 0 | 0 | 0 | 0
IGCC-CCS | 0 | 0 | 0 | 0 | 0 | 0
WT_off | 0 | 0 | 0 | 0 | 0 | 0
PseudoUnit | 0 | 0 | 0 | 0 | 0 | 0
FixedInterchange | 0 | 0 | 0 | 0 | 0 | 0
Cumulative Retirements of Capacity by Reporting Type: MAPP_US
ReportingType | 2015 | 2020 | 2025 | 2030 | 2035 | 2040
BM | 0 | 0 | 0 | 0 | 0 | 0
CC | 0 | 0 | 0 | 0 | 0 | 0
CSP | 0 | 0 | 0 | 0 | 0 | 0
CT | 0 | 0 | 0 | 0 | 0 | 0
Coal | 612.6 | 1023.76 | 1161.08 | 1161.08 | 1161.08 | 1161.08
Geo | 0 | 0 | 0 | 0 | 0 | 0
H | 0 | 0 | 0 | 0 | 0 | 0
LFG | 0 | 0 | 0 | 0 | 0 | 0
Nuc | 0 | 0 | 0 | 0 | 0 | 0
PS | 0 | 0 | 0 | 0 | 0 | 0
PV | 0 | 0 | 0 | 0 | 0 | 0
PeakG | 0 | 0 | 0 | 0 | 0 | 0
PeakO | 0 | 0 | 0 | 0 | 0 | 0
ST | 0 | 0 | 0 | 0 | 0 | 0
STOG | 36 | 36 | 36 | 36 | 36 | 36
STWD | 0 | 0 | 0 | 0 | 0 | 0
WT | 0 | 0 | 0 | 0 | 0 | 0
IGCC | 0 | 0 | 0 | 0 | 0 | 0
DemandResponse | 0 | 0 | 0 | 0 | 0 | 0
IGCC-CCS | 0 | 0 | 0 | 0 | 0 | 0
WT_off | 0 | 0 | 0 | 0 | 0 | 0
PseudoUnit | 0 | 0 | 0 | 0 | 0 | 0
FixedInterchange | 0 | 0 | 0 | 0 | 0 | 0
Cumulative Retirements of Capacity by Reporting Type: MISO_IN
ReportingType | 2015 | 2020 | 2025 | 2030 | 2035 | 2040
BM | 0 | 0 | 0 | 0 | 0 | 0
CC | 0 | 0 | 0 | 0 | 0 | 0
CSP | 0 | 0 | 0 | 0 | 0 | 0
CT | 0 | 0 | 0 | 0 | 0 | 0
Coal | 871.98 | 1360.9 | 1360.9 | 1360.9 | 1360.9 | 1360.9
Geo | 0 | 0 | 0 | 0 | 0 | 0
H | 0 | 0 | 0 | 0 | 0 | 0
LFG | 0 | 0 | 0 | 0 | 0 | 0
Nuc | 0 | 0 | 0 | 0 | 0 | 0
PS | 0 | 0 | 0 | 0 | 0 | 0
PV | 0 | 0 | 0 | 0 | 0 | 0
PeakG | 0 | 0 | 0 | 0 | 0 | 0
PeakO | 0 | 0 | 0 | 0 | 0 | 0
ST | 0 | 0 | 0 | 0 | 0 | 0
STOG | 0 | 0 | 0 | 0 | 0 | 0
STWD | 0 | 0 | 0 | 0 | 0 | 0
WT | 0 | 0 | 0 | 0 | 0 | 0
IGCC | 0 | 0 | 0 | 0 | 0 | 0
DemandResponse | 0 | 0 | 0 | 0 | 0 | 0
IGCC-CCS | 0 | 0 | 0 | 0 | 0 | 0
WT_off | 0 | 0 | 0 | 0 | 0 | 0
PseudoUnit | 0 | 0 | 0 | 0 | 0 | 0
FixedInterchange | 0 | 0 | 0 | 0 | 0 | 0
Cumulative Retirements of Capacity by Reporting Type: MISO_MI
ReportingType | 2015 | 2020 | 2025 | 2030 | 2035 | 2040
BM | 0 | 0 | 0 | 0 | 0 | 0
CC | 0 | 0 | 0 | 0 | 0 | 0
CSP | 0 | 0 | 0 | 0 | 0 | 0
CT | 0 | 0 | 0 | 0 | 0 | 0
Coal | 1028 | 3953 | 3953 | 3953 | 3953 | 3953
Geo | 0 | 0 | 0 | 0 | 0 | 0
H | 0 | 0 | 0 | 0 | 0 | 0
LFG | 0 | 0 | 0 | 0 | 0 | 0
Nuc | 0 | 0 | 0 | 0 | 778 | 778
PS | 0 | 0 | 0 | 0 | 0 | 0
PV | 0 | 0 | 0 | 0 | 0 | 0
PeakG | 0 | 0 | 0 | 0 | 0 | 0
PeakO | 0 | 0 | 0 | 0 | 0 | 0
ST | 0 | 0 | 0 | 0 | 0 | 0
STOG | 0 | 0 | 0 | 0 | 0 | 0
STWD | 0 | 0 | 0 | 0 | 0 | 0
WT | 0 | 0 | 0 | 0 | 0 | 0
IGCC | 0 | 0 | 0 | 0 | 0 | 0
DemandResponse | 0 | 0 | 0 | 0 | 0 | 0
IGCC-CCS | 0 | 0 | 0 | 0 | 0 | 0
WT_off | 0 | 0 | 0 | 0 | 0 | 0
PseudoUnit | 0 | 0 | 0 | 0 | 0 | 0
FixedInterchange | 0 | 0 | 0 | 0 | 0 | 0
Cumulative Retirements of Capacity by Reporting Type: MISO_MO-IL
ReportingType | 2015 | 2020 | 2025 | 2030 | 2035 | 2040
BM | 0 | 0 | 0 | 0 | 0 | 0
CC | 0 | 0 | 0 | 0 | 0 | 0
CSP | 0 | 0 | 0 | 0 | 0 | 0
CT | 0 | 0 | 0 | 0 | 0 | 0
Coal | 821.7 | 2795.7 | 2795.7 | 2795.7 | 2795.7 | 2795.7
Geo | 0 | 0 | 0 | 0 | 0 | 0
H | 0 | 0 | 0 | 0 | 0 | 0
LFG | 0 | 0 | 0 | 0 | 0 | 0
Nuc | 0 | 0 | 0 | 0 | 0 | 0
PS | 0 | 0 | 0 | 0 | 0 | 0
PV | 0 | 0 | 0 | 0 | 0 | 0
PeakG | 0 | 0 | 0 | 0 | 0 | 0
PeakO | 0 | 0 | 0 | 0 | 0 | 0
ST | 0 | 0 | 0 | 0 | 0 | 0
STOG | 0 | 0 | 0 | 0 | 0 | 0
STWD | 0 | 0 | 0 | 0 | 0 | 0
WT | 0 | 0 | 0 | 0 | 0 | 0
IGCC | 0 | 0 | 0 | 0 | 0 | 0
DemandResponse | 0 | 0 | 0 | 0 | 0 | 0
IGCC-CCS | 0 | 0 | 0 | 0 | 0 | 0
WT_off | 0 | 0 | 0 | 0 | 0 | 0
PseudoUnit | 0 | 0 | 0 | 0 | 0 | 0
FixedInterchange | 0 | 0 | 0 | 0 | 0 | 0
Cumulative Retirements of Capacity by Reporting Type: MISO_W
ReportingType | 2015 | 2020 | 2025 | 2030 | 2035 | 2040
BM | 0 | 0 | 0 | 0 | 0 | 0
CC | 0 | 0 | 0 | 0 | 0 | 0
CSP | 0 | 0 | 0 | 0 | 0 | 0
CT | 0 | 0 | 0 | 0 | 0 | 0
Coal | 1243.36 | 2928.56 | 2928.56 | 2928.56 | 2928.56 | 2928.56
Geo | 0 | 0 | 0 | 0 | 0 | 0
H | 0 | 0 | 0 | 0 | 0 | 0
LFG | 0 | 0 | 0 | 0 | 0 | 0
Nuc | 0 | 0 | 0 | 0 | 2361.23 | 2361.23
PS | 0 | 0 | 0 | 0 | 0 | 0
PV | 0 | 0 | 0 | 0 | 0 | 0
PeakG | 0 | 0 | 0 | 0 | 0 | 0
PeakO | 0 | 0 | 0 | 0 | 0 | 0
ST | 0 | 0 | 0 | 0 | 0 | 0
STOG | 0 | 0 | 0 | 0 | 0 | 0
STWD | 0 | 0 | 0 | 0 | 0 | 0
WT | 0 | 0 | 0 | 0 | 0 | 0
IGCC | 0 | 0 | 0 | 0 | 0 | 0
DemandResponse | 0 | 0 | 0 | 0 | 0 | 0
IGCC-CCS | 0 | 0 | 0 | 0 | 0 | 0
WT_off | 0 | 0 | 0 | 0 | 0 | 0
PseudoUnit | 0 | 0 | 0 | 0 | 0 | 0
FixedInterchange | 0 | 0 | 0 | 0 | 0 | 0
Cumulative Retirements of Capacity by Reporting Type: MISO_WUMS
ReportingType | 2015 | 2020 | 2025 | 2030 | 2035 | 2040
BM | 0 | 0 | 0 | 0 | 0 | 0
CC | 0 | 0 | 0 | 0 | 0 | 0
CSP | 0 | 0 | 0 | 0 | 0 | 0
CT | 0 | 0 | 0 | 0 | 0 | 0
Coal | 1359.02 | 3322.55 | 3322.55 | 3322.55 | 3322.55 | 3322.55
Geo | 0 | 0 | 0 | 0 | 0 | 0
H | 0 | 0 | 0 | 0 | 0 | 0
LFG | 0 | 0 | 0 | 0 | 0 | 0
Nuc | 0 | 0 | 0 | 0 | 1816.9 | 1816.9
PS | 0 | 0 | 0 | 0 | 0 | 0
PV | 0 | 0 | 0 | 0 | 0 | 0
PeakG | 0 | 0 | 0 | 0 | 0 | 0
PeakO | 0 | 0 | 0 | 0 | 0 | 0
ST | 0 | 0 | 0 | 0 | 0 | 0
STOG | 59.5 | 59.5 | 59.5 | 59.5 | 59.5 | 59.5
STWD | 0 | 0 | 0 | 0 | 0 | 0
WT | 0 | 0 | 0 | 0 | 0 | 0
IGCC | 0 | 0 | 0 | 0 | 0 | 0
DemandResponse | 0 | 0 | 0 | 0 | 0 | 0
IGCC-CCS | 0 | 0 | 0 | 0 | 0 | 0
WT_off | 0 | 0 | 0 | 0 | 0 | 0
PseudoUnit | 0 | 0 | 0 | 0 | 0 | 0
FixedInterchange | 0 | 0 | 0 | 0 | 0 | 0
Cumulative Retirements of Capacity by Reporting Type: Nebraska
ReportingType | 2015 | 2020 | 2025 | 2030 | 2035 | 2040
BM | 0 | 0 | 0 | 0 | 0 | 0
CC | 0 | 0 | 0 | 0 | 0 | 0
CSP | 0 | 0 | 0 | 0 | 0 | 0
CT | 0 | 0 | 0 | 0 | 0 | 0
Coal | 0 | 275.6 | 1184.8 | 1184.8 | 1184.8 | 1184.8
Geo | 0 | 0 | 0 | 0 | 0 | 0
H | 0 | 0 | 0 | 0 | 0 | 0
LFG | 0 | 0 | 0 | 0 | 0 | 0
Nuc | 0 | 0 | 0 | 0 | 1251.8 | 1251.8
PS | 0 | 0 | 0 | 0 | 0 | 0
PV | 0 | 0 | 0 | 0 | 0 | 0
PeakG | 0 | 0 | 0 | 0 | 0 | 0
PeakO | 0 | 0 | 0 | 0 | 0 | 0
ST | 0 | 0 | 0 | 0 | 0 | 0
STOG | 0 | 0 | 0 | 0 | 0 | 0
STWD | 0 | 0 | 0 | 0 | 0 | 0
WT | 0 | 0 | 0 | 0 | 0 | 0
IGCC | 0 | 0 | 0 | 0 | 0 | 0
DemandResponse | 0 | 0 | 0 | 0 | 0 | 0
IGCC-CCS | 0 | 0 | 0 | 0 | 0 | 0
WT_off | 0 | 0 | 0 | 0 | 0 | 0
PseudoUnit | 0 | 0 | 0 | 0 | 0 | 0
FixedInterchange | 0 | 0 | 0 | 0 | 0 | 0
Cumulative Retirements of Capacity by Reporting Type: NEISO
ReportingType | 2015 | 2020 | 2025 | 2030 | 2035 | 2040
BM | 0 | 0 | 0 | 0 | 0 | 0
CC | 0 | 0 | 0 | 0 | 0 | 0
CSP | 0 | 0 | 0 | 0 | 0 | 0
CT | 0 | 0 | 0 | 0 | 0 | 0
Coal | 2250.13 | 2570.13 | 2570.13 | 2570.13 | 2570.13 | 2570.13
Geo | 0 | 0 | 0 | 0 | 0 | 0
H | 0 | 0 | 0 | 0 | 0 | 0
LFG | 0 | 0 | 0 | 0 | 0 | 0
Nuc | 0 | 0 | 0 | 0 | 1289 | 2165.92
PS | 0 | 0 | 0 | 0 | 0 | 0
PV | 0 | 0 | 0 | 0 | 0 | 0
PeakG | 0 | 0 | 0 | 0 | 0 | 0
PeakO | 0 | 0 | 0 | 0 | 0 | 0
ST | 0 | 0 | 0 | 0 | 0 | 0
STOG | 6237 | 6237 | 6237 | 6237 | 6237 | 6237
STWD | 0 | 0 | 0 | 0 | 0 | 0
WT | 0 | 0 | 0 | 0 | 0 | 0
IGCC | 0 | 0 | 0 | 0 | 0 | 0
DemandResponse | 0 | 0 | 0 | 0 | 0 | 0
IGCC-CCS | 0 | 0 | 0 | 0 | 0 | 0
WT_off | 0 | 0 | 0 | 0 | 0 | 0
PseudoUnit | 0 | 0 | 0 | 0 | 0 | 0
FixedInterchange | 0 | 0 | 0 | 0 | 0 | 0
Cumulative Retirements of Capacity by Reporting Type: NonRTO_Midwest
ReportingType | 2015 | 2020 | 2025 | 2030 | 2035 | 2040
BM | 0 | 0 | 0 | 0 | 0 | 0
CC | 0 | 0 | 0 | 0 | 0 | 0
CSP | 0 | 0 | 0 | 0 | 0 | 0
CT | 0 | 0 | 0 | 0 | 0 | 0
Coal | 1260.51 | 1260.51 | 1260.51 | 1260.51 | 1260.51 | 1260.51
Geo | 0 | 0 | 0 | 0 | 0 | 0
H | 0 | 0 | 0 | 0 | 0 | 0
LFG | 0 | 0 | 0 | 0 | 0 | 0
Nuc | 0 | 0 | 0 | 0 | 0 | 0
PS | 0 | 0 | 0 | 0 | 0 | 0
PV | 0 | 0 | 0 | 0 | 0 | 0
PeakG | 0 | 0 | 0 | 0 | 0 | 0
PeakO | 0 | 0 | 0 | 0 | 0 | 0
ST | 0 | 0 | 0 | 0 | 0 | 0
STOG | 0 | 0 | 0 | 0 | 0 | 0
STWD | 0 | 0 | 0 | 0 | 0 | 0
WT | 0 | 0 | 0 | 0 | 0 | 0
IGCC | 0 | 0 | 0 | 0 | 0 | 0
DemandResponse | 0 | 0 | 0 | 0 | 0 | 0
IGCC-CCS | 0 | 0 | 0 | 0 | 0 | 0
WT_off | 0 | 0 | 0 | 0 | 0 | 0
PseudoUnit | 0 | 0 | 0 | 0 | 0 | 0
FixedInterchange | 0 | 0 | 0 | 0 | 0 | 0
Cumulative Retirements of Capacity by Reporting Type: NYISO_A-F
ReportingType | 2015 | 2020 | 2025 | 2030 | 2035 | 2040
BM | 0 | 0 | 0 | 0 | 0 | 0
CC | 0 | 0 | 0 | 0 | 0 | 0
CSP | 0 | 0 | 0 | 0 | 0 | 0
CT | 0 | 0 | 0 | 0 | 0 | 0
Coal | 2251.9 | 2251.9 | 2251.9 | 2251.9 | 2251.9 | 2251.9
Geo | 0 | 0 | 0 | 0 | 0 | 0
H | 0 | 0 | 0 | 0 | 0 | 0
LFG | 0 | 0 | 0 | 0 | 0 | 0
Nuc | 0 | 0 | 0 | 621.2 | 1201.7 | 2053.9
PS | 0 | 0 | 0 | 0 | 0 | 0
PV | 0 | 0 | 0 | 0 | 0 | 0
PeakG | 0 | 0 | 0 | 0 | 0 | 0
PeakO | 0 | 0 | 0 | 0 | 0 | 0
ST | 0 | 0 | 0 | 0 | 0 | 0
STOG | 1701 | 1701 | 1701 | 1701 | 1701 | 1701
STWD | 0 | 0 | 0 | 0 | 0 | 0
WT | 0 | 0 | 0 | 0 | 0 | 0
IGCC | 0 | 0 | 0 | 0 | 0 | 0
DemandResponse | 0 | 0 | 0 | 0 | 0 | 0
IGCC-CCS | 0 | 0 | 0 | 0 | 0 | 0
WT_off | 0 | 0 | 0 | 0 | 0 | 0
PseudoUnit | 0 | 0 | 0 | 0 | 0 | 0
FixedInterchange | 0 | 0 | 0 | 0 | 0 | 0
Cumulative Retirements of Capacity by Reporting Type: NYISO_G-I
ReportingType | 2015 | 2020 | 2025 | 2030 | 2035 | 2040
BM | 0 | 0 | 0 | 0 | 0 | 0
CC | 0 | 0 | 0 | 0 | 0 | 0
CSP | 0 | 0 | 0 | 0 | 0 | 0
CT | 0 | 0 | 0 | 0 | 0 | 0
Coal | 368.2 | 368.2 | 368.2 | 368.2 | 368.2 | 368.2
Geo | 0 | 0 | 0 | 0 | 0 | 0
H | 0 | 0 | 0 | 0 | 0 | 0
LFG | 0 | 0 | 0 | 0 | 0 | 0
Nuc | 0 | 0 | 0 | 0 | 1019.6 | 2044.6
PS | 0 | 0 | 0 | 0 | 0 | 0
PV | 0 | 0 | 0 | 0 | 0 | 0
PeakG | 0 | 0 | 0 | 0 | 0 | 0
PeakO | 0 | 0 | 0 | 0 | 0 | 0
ST | 0 | 0 | 0 | 0 | 0 | 0
STOG | 2431 | 2431 | 2431 | 2431 | 2431 | 2431
STWD | 0 | 0 | 0 | 0 | 0 | 0
WT | 0 | 0 | 0 | 0 | 0 | 0
IGCC | 0 | 0 | 0 | 0 | 0 | 0
DemandResponse | 0 | 0 | 0 | 0 | 0 | 0
IGCC-CCS | 0 | 0 | 0 | 0 | 0 | 0
WT_off | 0 | 0 | 0 | 0 | 0 | 0
PseudoUnit | 0 | 0 | 0 | 0 | 0 | 0
FixedInterchange | 0 | 0 | 0 | 0 | 0 | 0
Cumulative Retirements of Capacity by Reporting Type: NYISO_J-K
ReportingType | 2015 | 2020 | 2025 | 2030 | 2035 | 2040
BM | 0 | 0 | 0 | 0 | 0 | 0
CC | 0 | 0 | 0 | 0 | 0 | 0
CSP | 0 | 0 | 0 | 0 | 0 | 0
CT | 0 | 0 | 0 | 0 | 0 | 0
Coal | 0 | 0 | 0 | 0 | 0 | 0
Geo | 0 | 0 | 0 | 0 | 0 | 0
H | 0 | 0 | 0 | 0 | 0 | 0
LFG | 0 | 0 | 0 | 0 | 0 | 0
Nuc | 0 | 0 | 0 | 0 | 0 | 0
PS | 0 | 0 | 0 | 0 | 0 | 0
PV | 0 | 0 | 0 | 0 | 32 | 32
PeakG | 0 | 0 | 0 | 0 | 0 | 0
PeakO | 0 | 0 | 0 | 0 | 0 | 0
ST | 0 | 0 | 0 | 0 | 0 | 0
STOG | 47.07 | 47.07 | 47.07 | 47.07 | 47.07 | 47.07
STWD | 0 | 0 | 0 | 0 | 0 | 0
WT | 0 | 0 | 0 | 0 | 0 | 0
IGCC | 0 | 0 | 0 | 0 | 0 | 0
DemandResponse | 0 | 0 | 0 | 0 | 0 | 0
IGCC-CCS | 0 | 0 | 0 | 0 | 0 | 0
WT_off | 0 | 0 | 0 | 0 | 0 | 0
PseudoUnit | 0 | 0 | 0 | 0 | 0 | 0
FixedInterchange | 0 | 0 | 0 | 0 | 0 | 0
Cumulative Retirements of Capacity by Reporting Type: PJM_E
ReportingType | 2015 | 2020 | 2025 | 2030 | 2035 | 2040
BM | 0 | 0 | 0 | 0 | 0 | 0
CC | 0 | 0 | 0 | 0 | 0 | 0
CSP | 0 | 0 | 0 | 0 | 0 | 0
CT | 0 | 0 | 0 | 0 | 0 | 0
Coal | 2804 | 3372 | 3372 | 3372 | 3372 | 3372
Geo | 0 | 0 | 0 | 0 | 0 | 0
H | 0 | 0 | 0 | 0 | 0 | 0
LFG | 0 | 0 | 0 | 0 | 0 | 0
Nuc | 0 | 614.5 | 614.5 | 614.5 | 2838.5 | 4012.5
PS | 0 | 0 | 0 | 0 | 0 | 0
PV | 0 | 0 | 0 | 0 | 0 | 0
PeakG | 268.5 | 268.5 | 268.5 | 268.5 | 268.5 | 268.5
PeakO | 2.7 | 2.7 | 2.7 | 2.7 | 2.7 | 2.7
ST | 0 | 0 | 0 | 0 | 0 | 0
STOG | 629.5 | 629.5 | 629.5 | 629.5 | 629.5 | 629.5
STWD | 0 | 0 | 0 | 0 | 0 | 0
WT | 0 | 0 | 0 | 0 | 0 | 0
IGCC | 0 | 0 | 0 | 0 | 0 | 0
DemandResponse | 0 | 0 | 0 | 0 | 0 | 0
IGCC-CCS | 0 | 0 | 0 | 0 | 0 | 0
WT_off | 0 | 0 | 0 | 0 | 0 | 0
PseudoUnit | 0 | 0 | 0 | 0 | 0 | 0
FixedInterchange | 0 | 0 | 0 | 0 | 0 | 0
Cumulative Retirements of Capacity by Reporting Type: PJM_ROM
ReportingType | 2015 | 2020 | 2025 | 2030 | 2035 | 2040
BM | 0 | 0 | 0 | 0 | 0 | 0
CC | 0 | 0 | 0 | 0 | 0 | 0
CSP | 0 | 0 | 0 | 0 | 0 | 0
CT | 0 | 0 | 0 | 0 | 0 | 0
Coal | 7488.61 | 8045.5 | 8045.5 | 8045.5 | 8045.5 | 8045.5
Geo | 0 | 0 | 0 | 0 | 0 | 0
H | 0 | 0 | 0 | 0 | 0 | 0
LFG | 0 | 0 | 0 | 0 | 0 | 0
Nuc | 0 | 0 | 0 | 0 | 1732 | 2631
PS | 0 | 0 | 0 | 0 | 0 | 0
PV | 0 | 0 | 0 | 0 | 0 | 0
PeakG | 0 | 0 | 0 | 0 | 0 | 0
PeakO | 270 | 270 | 270 | 270 | 270 | 270
ST | 0 | 0 | 0 | 0 | 0 | 0
STOG | 580 | 580 | 580 | 580 | 580 | 580
STWD | 0 | 0 | 0 | 0 | 0 | 0
WT | 0 | 0 | 0 | 0 | 0 | 0
IGCC | 0 | 0 | 0 | 0 | 0 | 0
DemandResponse | 0 | 0 | 0 | 0 | 0 | 0
IGCC-CCS | 0 | 0 | 0 | 0 | 0 | 0
WT_off | 0 | 0 | 0 | 0 | 0 | 0
PseudoUnit | 0 | 0 | 0 | 0 | 0 | 0
FixedInterchange | 0 | 0 | 0 | 0 | 0 | 0
Cumulative Retirements of Capacity by Reporting Type: PJM_ROR
ReportingType | 2015 | 2020 | 2025 | 2030 | 2035 | 2040
BM | 0 | 0 | 0 | 0 | 0 | 192
CC | 0 | 0 | 0 | 0 | 0 | 0
CSP | 0 | 0 | 0 | 0 | 0 | 0
CT | 0 | 0 | 0 | 0 | 0 | 0
Coal | 8481.1 | 16275.1 | 16275.1 | 16275.1 | 16275.1 | 16275.1
Geo | 0 | 0 | 0 | 0 | 0 | 0
H | 0 | 0 | 0 | 0 | 0 | 0
LFG | 0 | 0 | 0 | 0 | 0 | 0
Nuc | 0 | 0 | 0 | 867 | 5142 | 10025.16
PS | 0 | 0 | 0 | 0 | 0 | 0
PV | 0 | 0 | 0 | 0 | 0 | 0
PeakG | 0 | 0 | 0 | 0 | 0 | 0
PeakO | 19 | 19 | 19 | 19 | 19 | 19
ST | 0 | 0 | 0 | 0 | 0 | 0
STOG | 0 | 0 | 0 | 0 | 0 | 0
STWD | 0 | 0 | 0 | 0 | 0 | 0
WT | 0 | 0 | 0 | 0 | 0 | 0
IGCC | 0 | 0 | 0 | 0 | 0 | 0
DemandResponse | 0 | 0 | 0 | 0 | 0 | 0
IGCC-CCS | 0 | 0 | 0 | 0 | 0 | 0
WT_off | 0 | 0 | 0 | 0 | 0 | 0
PseudoUnit | 0 | 0 | 0 | 0 | 0 | 0
FixedInterchange | 0 | 0 | 0 | 0 | 0 | 0
Cumulative Retirements of Capacity by Reporting Type: SOCO
ReportingType | 2015 | 2020 | 2025 | 2030 | 2035 | 2040
BM | 0 | 0 | 0 | 0 | 0 | 0
CC | 0 | 0 | 0 | 0 | 0 | 0
CSP | 0 | 0 | 0 | 0 | 0 | 0
CT | 0 | 0 | 0 | 0 | 0 | 0
Coal | 8889 | 8889 | 8889 | 8889 | 8889 | 8889
Geo | 0 | 0 | 0 | 0 | 0 | 0
H | 0 | 0 | 0 | 0 | 0 | 0
LFG | 0 | 0 | 0 | 0 | 0 | 0
Nuc | 0 | 0 | 0 | 0 | 0 | 2645.05
PS | 0 | 0 | 0 | 0 | 0 | 0
PV | 0 | 0 | 0 | 0 | 0 | 0
PeakG | 0 | 0 | 0 | 0 | 0 | 0
PeakO | 0 | 0 | 0 | 0 | 0 | 0
ST | 0 | 0 | 0 | 0 | 0 | 0
STOG | 854 | 854 | 854 | 854 | 854 | 854
STWD | 0 | 0 | 0 | 0 | 0 | 0
WT | 0 | 0 | 0 | 0 | 0 | 0
IGCC | 0 | 0 | 0 | 0 | 0 | 0
DemandResponse | 0 | 0 | 0 | 0 | 0 | 0
IGCC-CCS | 0 | 0 | 0 | 0 | 0 | 0
WT_off | 0 | 0 | 0 | 0 | 0 | 0
PseudoUnit | 0 | 0 | 0 | 0 | 0 | 0
FixedInterchange | 0 | 0 | 0 | 0 | 0 | 0
Cumulative Retirements of Capacity by Reporting Type: SPP_N
ReportingType | 2015 | 2020 | 2025 | 2030 | 2035 | 2040
BM | 0 | 0 | 0 | 0 | 0 | 0
CC | 0 | 0 | 0 | 0 | 0 | 0
CSP | 0 | 0 | 0 | 0 | 0 | 0
CT | 0 | 0 | 0 | 0 | 0 | 0
Coal | 334 | 1383.46 | 1747.5 | 2116.5 | 2116.5 | 2116.5
Geo | 0 | 0 | 0 | 0 | 0 | 0
H | 0 | 0 | 0 | 0 | 0 | 0
LFG | 0 | 0 | 0 | 0 | 0 | 0
Nuc | 0 | 0 | 0 | 0 | 0 | 0
PS | 0 | 0 | 0 | 0 | 0 | 0
PV | 0 | 0 | 0 | 0 | 0 | 0
PeakG | 0 | 0 | 0 | 0 | 0 | 0
PeakO | 0 | 0 | 0 | 0 | 0 | 0
ST | 0 | 0 | 0 | 0 | 0 | 0
STOG | 0 | 0 | 0 | 0 | 0 | 0
STWD | 0 | 0 | 0 | 0 | 0 | 0
WT | 0 | 0 | 0 | 0 | 0 | 0
IGCC | 0 | 0 | 0 | 0 | 0 | 0
DemandResponse | 0 | 0 | 0 | 0 | 0 | 0
IGCC-CCS | 0 | 0 | 0 | 0 | 0 | 0
WT_off | 0 | 0 | 0 | 0 | 0 | 0
PseudoUnit | 0 | 0 | 0 | 0 | 0 | 0
FixedInterchange | 0 | 0 | 0 | 0 | 0 | 0
Cumulative Retirements of Capacity by Reporting Type: SPP_S
ReportingType | 2015 | 2020 | 2025 | 2030 | 2035 | 2040
BM | 0 | 0 | 0 | 0 | 0 | 0
CC | 0 | 0 | 0 | 0 | 0 | 0
CSP | 0 | 0 | 0 | 0 | 0 | 0
CT | 0 | 0 | 0 | 0 | 0 | 0
Coal | 41.71 | 1118.5 | 5568.47 | 6277.5 | 6277.5 | 6277.5
Geo | 0 | 0 | 0 | 0 | 0 | 0
H | 0 | 0 | 0 | 0 | 0 | 0
LFG | 0 | 0 | 0 | 0 | 0 | 0
Nuc | 0 | 0 | 0 | 0 | 0 | 0
PS | 0 | 0 | 0 | 0 | 0 | 0
PV | 0 | 0 | 0 | 0 | 0 | 0
PeakG | 0 | 0 | 0 | 0 | 0 | 0
PeakO | 0 | 0 | 0 | 0 | 0 | 0
ST | 0 | 0 | 0 | 0 | 0 | 0
STOG | 0 | 0 | 0 | 0 | 0 | 0
STWD | 0 | 0 | 0 | 0 | 0 | 0
WT | 0 | 0 | 0 | 0 | 0 | 0
IGCC | 0 | 0 | 0 | 0 | 0 | 0
DemandResponse | 0 | 0 | 0 | 0 | 0 | 0
IGCC-CCS | 0 | 0 | 0 | 0 | 0 | 0
WT_off | 0 | 0 | 0 | 0 | 0 | 0
PseudoUnit | 0 | 0 | 0 | 0 | 0 | 0
FixedInterchange | 0 | 0 | 0 | 0 | 0 | 0
Cumulative Retirements of Capacity by Reporting Type: TVA
ReportingType | 2015 | 2020 | 2025 | 2030 | 2035 | 2040
BM | 0 | 0 | 0 | 0 | 0 | 0
CC | 0 | 0 | 0 | 0 | 0 | 0
CSP | 0 | 0 | 0 | 0 | 0 | 0
CT | 0 | 0 | 0 | 0 | 0 | 0
Coal | 2369.64 | 4018 | 4018 | 4018 | 4018 | 4018
Geo | 0 | 0 | 0 | 0 | 0 | 0
H | 0 | 0 | 0 | 0 | 0 | 0
LFG | 0 | 0 | 0 | 0 | 0 | 0
Nuc | 0 | 0 | 0 | 0 | 2512.33 | 3791
PS | 0 | 0 | 0 | 0 | 0 | 0
PV | 0 | 0 | 0 | 0 | 0 | 0
PeakG | 0 | 0 | 0 | 0 | 0 | 0
PeakO | 0 | 0 | 0 | 0 | 0 | 0
ST | 0 | 0 | 0 | 0 | 0 | 0
STOG | 0 | 0 | 0 | 0 | 0 | 0
STWD | 0 | 0 | 0 | 0 | 0 | 0
WT | 0 | 0 | 0 | 0 | 0 | 0
IGCC | 0 | 0 | 0 | 0 | 0 | 0
DemandResponse | 0 | 0 | 0 | 0 | 0 | 0
IGCC-CCS | 0 | 0 | 0 | 0 | 0 | 0
WT_off | 0 | 0 | 0 | 0 | 0 | 0
PseudoUnit | 0 | 0 | 0 | 0 | 0 | 0
FixedInterchange | 0 | 0 | 0 | 0 | 0 | 0
Cumulative Retirements of Capacity by Reporting Type: TVA_Transmission
ReportingType | 2015 | 2020 | 2025 | 2030 | 2035 | 2040
BM | 0 | 0 | 0 | 0 | 0 | 0
CC | 0 | 0 | 0 | 0 | 0 | 0
CSP | 0 | 0 | 0 | 0 | 0 | 0
CT | 0 | 0 | 0 | 0 | 0 | 0
Coal | 0 | 0 | 0 | 0 | 0 | 0
Geo | 0 | 0 | 0 | 0 | 0 | 0
H | 0 | 0 | 0 | 0 | 0 | 0
LFG | 0 | 0 | 0 | 0 | 0 | 0
Nuc | 0 | 0 | 0 | 0 | 0 | 0
PS | 0 | 0 | 0 | 0 | 0 | 0
PV | 0 | 0 | 0 | 0 | 0 | 0
PeakG | 0 | 0 | 0 | 0 | 0 | 0
PeakO | 0 | 0 | 0 | 0 | 0 | 0
ST | 0 | 0 | 0 | 0 | 0 | 0
STOG | 0 | 0 | 0 | 0 | 0 | 0
STWD | 0 | 0 | 0 | 0 | 0 | 0
WT | 0 | 0 | 0 | 0 | 0 | 0
IGCC | 0 | 0 | 0 | 0 | 0 | 0
DemandResponse | 0 | 0 | 0 | 0 | 0 | 0
IGCC-CCS | 0 | 0 | 0 | 0 | 0 | 0
WT_off | 0 | 0 | 0 | 0 | 0 | 0
PseudoUnit | 0 | 0 | 0 | 0 | 0 | 0
FixedInterchange | 0 | 0 | 0 | 0 | 0 | 0
Cumulative Retirements of Capacity by Reporting Type: VACAR
ReportingType | 2015 | 2020 | 2025 | 2030 | 2035 | 2040
BM | 0 | 0 | 0 | 0 | 0 | 0
CC | 0 | 0 | 0 | 0 | 0 | 0
CSP | 0 | 0 | 0 | 0 | 0 | 0
CT | 0 | 0 | 0 | 0 | 0 | 0
Coal | 4090 | 6268 | 6268 | 6268 | 6268 | 6268
Geo | 0 | 0 | 0 | 0 | 0 | 0
H | 0 | 0 | 0 | 0 | 0 | 0
LFG | 0 | 0 | 0 | 0 | 0 | 0
Nuc | 0 | 0 | 0 | 0 | 3248 | 5106
PS | 0 | 0 | 0 | 0 | 0 | 0
PV | 0 | 0 | 0 | 0 | 0 | 0
PeakG | 0 | 0 | 0 | 0 | 0 | 0
PeakO | 0 | 0 | 0 | 0 | 0 | 0
ST | 0 | 0 | 0 | 0 | 0 | 0
STOG | 0 | 0 | 0 | 0 | 0 | 0
STWD | 0 | 0 | 0 | 0 | 0 | 0
WT | 0 | 0 | 0 | 0 | 0 | 0
IGCC | 0 | 0 | 0 | 0 | 0 | 0
DemandResponse | 0 | 0 | 0 | 0 | 0 | 0
IGCC-CCS | 0 | 0 | 0 | 0 | 0 | 0
WT_off | 0 | 0 | 0 | 0 | 0 | 0
PseudoUnit | 0 | 0 | 0 | 0 | 0 | 0
FixedInterchange | 0 | 0 | 0 | 0 | 0 | 0
Cumulative Retirements of Capacity by Reporting Type: IESO
ReportingType | 2015 | 2020 | 2025 | 2030 | 2035 | 2040
BM | 0 | 0 | 0 | 0 | 0 | 0
CC | 0 | 0 | 0 | 0 | 0 | 0
CSP | 0 | 0 | 0 | 0 | 0 | 0
CT | 0 | 0 | 0 | 0 | 0 | 0
Coal | 6416 | 6416 | 6416 | 6416 | 6416 | 6416
Geo | 0 | 0 | 0 | 0 | 0 | 0
H | 0 | 0 | 0 | 0 | 0 | 0
LFG | 0 | 0 | 0 | 0 | 0 | 0
Nuc | 0 | 0 | 0 | 0 | 1030 | 2570
PS | 0 | 0 | 0 | 0 | 0 | 0
PV | 0 | 0 | 0 | 0 | 1067.26 | 1067.26
PeakG | 0 | 0 | 0 | 0 | 0 | 0
PeakO | 0.65 | 0.65 | 0.65 | 0.65 | 0.65 | 0.65
ST | 0 | 0 | 0 | 0 | 0 | 0
STOG | 2126 | 2126 | 2126 | 2126 | 2126 | 2126
STWD | 0 | 0 | 0 | 0 | 0 | 0
WT | 0 | 0 | 0 | 0 | 2105.9 | 2105.9
IGCC | 0 | 0 | 0 | 0 | 0 | 0
DemandResponse | 0 | 0 | 0 | 0 | 0 | 0
IGCC-CCS | 0 | 0 | 0 | 0 | 0 | 0
WT_off | 0 | 0 | 0 | 0 | 0 | 0
PseudoUnit | 0 | 0 | 0 | 0 | 0 | 0
FixedInterchange | 0 | 0 | 0 | 0 | 0 | 0
Cumulative Retirements of Capacity by Reporting Type: MAPP_CA
ReportingType | 2015 | 2020 | 2025 | 2030 | 2035 | 2040
BM | 0 | 0 | 0 | 0 | 0 | 0
CC | 0 | 0 | 0 | 0 | 0 | 0
CSP | 0 | 0 | 0 | 0 | 0 | 0
CT | 0 | 0 | 0 | 0 | 0 | 0
Coal | 635.1 | 635.1 | 1315.22 | 1528.27 | 1528.27 | 1528.27
Geo | 0 | 0 | 0 | 0 | 0 | 0
H | 0 | 0 | 0 | 0 | 0 | 0
LFG | 0 | 0 | 0 | 0 | 0 | 0
Nuc | 0 | 0 | 0 | 0 | 0 | 0
PS | 0 | 0 | 0 | 0 | 0 | 0
PV | 0 | 0 | 0 | 0 | 0 | 0
PeakG | 0 | 0 | 0 | 0 | 0 | 0
PeakO | 0 | 0 | 0 | 0 | 0 | 0
ST | 0 | 0 | 0 | 0 | 0 | 0
STOG | 0 | 0 | 0 | 0 | 0 | 0
STWD | 0 | 0 | 0 | 0 | 0 | 0
WT | 0 | 0 | 0 | 0 | 0 | 0
IGCC | 0 | 0 | 0 | 0 | 0 | 0
DemandResponse | 0 | 0 | 0 | 0 | 0 | 0
IGCC-CCS | 0 | 0 | 0 | 0 | 0 | 0
WT_off | 0 | 0 | 0 | 0 | 0 | 0
PseudoUnit | 0 | 0 | 0 | 0 | 0 | 0
FixedInterchange | 0 | 0 | 0 | 0 | 0 | 0
Cumulative Retirements of Capacity by Reporting Type: AZ_NM_SNV_Coal
ReportingType | 2015 | 2020 | 2025 | 2030 | 2035 | 2040
BM | 0 | 0 | 0 | 0 | 0 | 0
CC | 0 | 0 | 0 | 0 | 0 | 0
CSP | 0 | 0 | 0 | 0 | 0 | 0
CT | 0 | 0 | 0 | 0 | 0 | 0
Coal | 0 | 0 | 0 | 0 | 0 | 0
Geo | 0 | 0 | 0 | 0 | 0 | 0
H | 0 | 0 | 0 | 0 | 0 | 0
LFG | 0 | 0 | 0 | 0 | 0 | 0
Nuc | 0 | 0 | 0 | 0 | 0 | 0
PS | 0 | 0 | 0 | 0 | 0 | 0
PV | 0 | 0 | 0 | 0 | 0 | 0
PeakG | 0 | 0 | 0 | 0 | 0 | 0
PeakO | 200 | 200 | 200 | 200 | 200 | 200
ST | 0 | 0 | 0 | 0 | 0 | 0
STOG | 0 | 0 | 0 | 0 | 0 | 0
STWD | 0 | 0 | 0 | 0 | 0 | 0
WT | 0 | 0 | 0 | 0 | 0 | 0
IGCC | 0 | 0 | 0 | 0 | 0 | 0
DemandResponse | 0 | 0 | 0 | 0 | 0 | 0
IGCC-CCS | 0 | 0 | 0 | 0 | 0 | 0
WT_off | 0 | 0 | 0 | 0 | 0 | 0
PseudoUnit | 0 | 0 | 0 | 0 | 0 | 0
FixedInterchange | 0 | 0 | 0 | 0 | 0 | 0
Cumulative Retirements of Capacity by Reporting Type: AZ_NM_SNV_Gas
ReportingType | 2015 | 2020 | 2025 | 2030 | 2035 | 2040
BM | 0 | 0 | 0 | 0 | 0 | 0
CC | 1095 | 1095 | 1095 | 1095 | 1095 | 1095
CSP | 0 | 0 | 0 | 0 | 0 | 0
CT | 0 | 0 | 0 | 0 | 736 | 736
Coal | 0 | 0 | 0 | 0 | 0 | 0
Geo | 0 | 0 | 0 | 0 | 0 | 0
H | 0 | 0 | 0 | 0 | 0 | 0
LFG | 0 | 0 | 0 | 0 | 0 | 0
Nuc | 0 | 0 | 0 | 0 | 0 | 0
PS | 0 | 0 | 0 | 0 | 0 | 0
PV | 0 | 0 | 0 | 0 | 0 | 0
PeakG | 537.56 | 537.56 | 749.86 | 3660 | 3660 | 3660
PeakO | 0 | 0 | 0 | 0 | 0 | 0
ST | 0 | 0 | 0 | 0 | 0 | 0
STOG | 2064 | 2064 | 2064 | 2064 | 2064 | 2064
STWD | 0 | 0 | 0 | 0 | 0 | 0
WT | 0 | 0 | 0 | 0 | 0 | 0
IGCC | 0 | 0 | 0 | 0 | 0 | 0
DemandResponse | 0 | 0 | 0 | 0 | 0 | 0
IGCC-CCS | 0 | 0 | 0 | 0 | 0 | 0
WT_off | 0 | 0 | 0 | 0 | 0 | 0
PseudoUnit | 0 | 0 | 0 | 0 | 0 | 0
FixedInterchange | 0 | 0 | 0 | 0 | 0 | 0
Cumulative Retirements of Capacity by Reporting Type: AZ_NM_SNV_NucRenew
ReportingType | 2015 | 2020 | 2025 | 2030 | 2035 | 2040
BM | 0 | 0 | 0 | 0 | 0 | 0
CC | 0 | 0 | 0 | 0 | 0 | 0
CSP | 65 | 65 | 65 | 65 | 65 | 65
CT | 0 | 0 | 0 | 0 | 0 | 0
Coal | 0 | 0 | 0 | 0 | 0 | 0
Geo | 0 | 0 | 0 | 0 | 0 | 0
H | 0 | 0 | 0 | 0 | 0 | 0
LFG | 0 | 0 | 0 | 0 | 0 | 0
Nuc | 0 | 0 | 0 | 0 | 0 | 0
PS | 0 | 0 | 0 | 0 | 0 | 0
PV | 0 | 0 | 0 | 0 | 0 | 0
PeakG | 0 | 0 | 0 | 0 | 0 | 0
PeakO | 0 | 0 | 0 | 0 | 0 | 0
ST | 0 | 0 | 0 | 0 | 0 | 0
STOG | 0 | 0 | 0 | 0 | 0 | 0
STWD | 0 | 0 | 0 | 0 | 0 | 0
WT | 0 | 0 | 0 | 0 | 0 | 0
IGCC | 0 | 0 | 0 | 0 | 0 | 0
DemandResponse | 0 | 0 | 0 | 0 | 0 | 0
IGCC-CCS | 0 | 0 | 0 | 0 | 0 | 0
WT_off | 0 | 0 | 0 | 0 | 0 | 0
PseudoUnit | 0 | 0 | 0 | 0 | 0 | 0
FixedInterchange | 0 | 0 | 0 | 0 | 0 | 0
Cumulative Retirements of Capacity by Reporting Type: ERCOT
ReportingType | 2015 | 2020 | 2025 | 2030 | 2035 | 2040
BM | 0 | 0 | 0 | 0 | 0 | 0
CC | 0 | 0 | 0 | 0 | 0 | 0
CSP | 0 | 0 | 0 | 0 | 0 | 0
CT | 0 | 0 | 0 | 0 | 0 | 0
Coal | 1144 | 1144 | 1144 | 1144 | 1144 | 1144
Geo | 0 | 0 | 0 | 0 | 0 | 0
H | 0 | 0 | 0 | 0 | 0 | 0
LFG | 0 | 0 | 0 | 0 | 0 | 0
Nuc | 0 | 0 | 0 | 0 | 0 | 0
PS | 0 | 0 | 0 | 0 | 0 | 0
PV | 0 | 0 | 0 | 0 | 14 | 14
PeakG | 0 | 0 | 0 | 0 | 0 | 0
PeakO | 0 | 0 | 0 | 0 | 0 | 0
ST | 0 | 0 | 0 | 0 | 0 | 0
STOG | 0 | 0 | 0 | 0 | 0 | 0
STWD | 0 | 0 | 0 | 0 | 0 | 0
WT | 0 | 0 | 0 | 0 | 0 | 0
IGCC | 0 | 0 | 0 | 0 | 0 | 0
DemandResponse | 0 | 0 | 0 | 0 | 0 | 0
IGCC-CCS | 0 | 0 | 0 | 0 | 0 | 0
WT_off | 0 | 0 | 0 | 0 | 0 | 0
PseudoUnit | 0 | 0 | 0 | 0 | 0 | 0
FixedInterchange | 0 | 0 | 0 | 0 | 0 | 0
Cumulative Retirements of Capacity by Reporting Type: NP15
ReportingType | 2015 | 2020 | 2025 | 2030 | 2035 | 2040
BM | 0 | 0 | 0 | 0 | 0 | 0
CC | 0 | 0 | 0 | 0 | 0 | 0
CSP | 0 | 0 | 0 | 0 | 0 | 0
CT | 0 | 0 | 0 | 0 | 0 | 0
Coal | 163.7 | 191.9 | 191.9 | 191.9 | 191.9 | 191.9
Geo | 0 | 0 | 0 | 0 | 0 | 0
H | 0 | 0 | 0 | 0 | 0 | 0
LFG | 0 | 0 | 0 | 0 | 0 | 0
Nuc | 0 | 0 | 0 | 0 | 0 | 0
PS | 0 | 0 | 0 | 0 | 0 | 0
PV | 0 | 0 | 0 | 0 | 6.5 | 6.5
PeakG | 0 | 0 | 0 | 0 | 0 | 0
PeakO | 156 | 156 | 156 | 156 | 156 | 156
ST | 0 | 0 | 0 | 0 | 0 | 0
STOG | 1046.4 | 1046.4 | 1046.4 | 1046.4 | 1046.4 | 1046.4
STWD | 0 | 0 | 0 | 0 | 0 | 0
WT | 0 | 0 | 0 | 0 | 0 | 0
IGCC | 0 | 0 | 0 | 0 | 0 | 0
DemandResponse | 0 | 0 | 0 | 0 | 0 | 0
IGCC-CCS | 0 | 0 | 0 | 0 | 0 | 0
WT_off | 0 | 0 | 0 | 0 | 0 | 0
PseudoUnit | 0 | 0 | 0 | 0 | 0 | 0
FixedInterchange | 0 | 0 | 0 | 0 | 0 | 0
Cumulative Retirements of Capacity by Reporting Type: NWPP_Coal
ReportingType | 2015 | 2020 | 2025 | 2030 | 2035 | 2040
BM | 0 | 0 | 0 | 0 | 0 | 0
CC | 0 | 0 | 0 | 0 | 0 | 0
CSP | 0 | 0 | 0 | 0 | 0 | 0
CT | 0 | 0 | 0 | 0 | 0 | 0
Coal | 685.65 | 685.65 | 685.65 | 685.65 | 685.65 | 685.65
Geo | 0 | 0 | 0 | 0 | 0 | 0
H | 0 | 0 | 0 | 0 | 0 | 0
LFG | 0 | 0 | 0 | 0 | 0 | 0
Nuc | 0 | 0 | 0 | 0 | 0 | 0
PS | 0 | 0 | 0 | 0 | 0 | 0
PV | 0 | 0 | 0 | 0 | 0 | 0
PeakG | 0 | 0 | 0 | 0 | 0 | 0
PeakO | 183 | 183 | 183 | 183 | 183 | 183
ST | 0 | 0 | 0 | 0 | 0 | 0
STOG | 0 | 0 | 0 | 0 | 0 | 0
STWD | 0 | 0 | 0 | 0 | 0 | 0
WT | 0 | 0 | 0 | 0 | 0 | 0
IGCC | 0 | 0 | 0 | 0 | 0 | 0
DemandResponse | 0 | 0 | 0 | 0 | 0 | 0
IGCC-CCS | 0 | 0 | 0 | 0 | 0 | 0
WT_off | 0 | 0 | 0 | 0 | 0 | 0
PseudoUnit | 0 | 0 | 0 | 0 | 0 | 0
FixedInterchange | 0 | 0 | 0 | 0 | 0 | 0
Cumulative Retirements of Capacity by Reporting Type: NWPP_Gas
ReportingType | 2015 | 2020 | 2025 | 2030 | 2035 | 2040
BM | 0 | 0 | 0 | 0 | 0 | 0
CC | 1678 | 1678 | 1678 | 1678 | 1678 | 1678
CSP | 0 | 0 | 0 | 0 | 0 | 0
CT | 0 | 0 | 0 | 0 | 150 | 150
Coal | 0 | 0 | 0 | 0 | 0 | 0
Geo | 0 | 0 | 0 | 0 | 0 | 0
H | 0 | 0 | 0 | 0 | 0 | 0
LFG | 0 | 0 | 0 | 0 | 0 | 0
Nuc | 0 | 0 | 0 | 0 | 0 | 0
PS | 0 | 0 | 0 | 0 | 0 | 0
PV | 0 | 0 | 0 | 0 | 0 | 0
PeakG | 2623 | 2623 | 2623 | 2623 | 2623 | 2623
PeakO | 0 | 0 | 0 | 0 | 0 | 0
ST | 0 | 0 | 0 | 0 | 0 | 0
STOG | 786 | 786 | 786 | 786 | 786 | 786
STWD | 0 | 0 | 0 | 0 | 0 | 0
WT | 0 | 0 | 0 | 0 | 0 | 0
IGCC | 0 | 0 | 0 | 0 | 0 | 0
DemandResponse | 0 | 0 | 0 | 0 | 0 | 0
IGCC-CCS | 0 | 0 | 0 | 0 | 0 | 0
WT_off | 0 | 0 | 0 | 0 | 0 | 0
PseudoUnit | 0 | 0 | 0 | 0 | 0 | 0
FixedInterchange | 0 | 0 | 0 | 0 | 0 | 0
Cumulative Retirements of Capacity by Reporting Type: NWPP_NucRenew
ReportingType | 2015 | 2020 | 2025 | 2030 | 2035 | 2040
BM | 0 | 0 | 0 | 0 | 0 | 0
CC | 0 | 0 | 0 | 0 | 0 | 0
CSP | 0 | 0 | 0 | 0 | 0 | 0
CT | 0 | 0 | 0 | 0 | 0 | 0
Coal | 0 | 0 | 0 | 0 | 0 | 0
Geo | 4.8 | 4.8 | 4.8 | 4.8 | 4.8 | 4.8
H | 0 | 0 | 0 | 0 | 0 | 0
LFG | 0 | 0 | 0 | 0 | 0 | 0
Nuc | 0 | 0 | 0 | 0 | 0 | 0
PS | 0 | 0 | 0 | 0 | 0 | 0
PV | 0 | 0 | 0 | 0 | 0 | 0
PeakG | 0 | 0 | 0 | 0 | 0 | 0
PeakO | 0 | 0 | 0 | 0 | 0 | 0
ST | 0 | 0 | 0 | 0 | 0 | 0
STOG | 0 | 0 | 0 | 0 | 0 | 0
STWD | 0 | 0 | 0 | 0 | 0 | 0
WT | 0 | 0 | 0 | 0 | 0 | 0
IGCC | 0 | 0 | 0 | 0 | 0 | 0
DemandResponse | 0 | 0 | 0 | 0 | 0 | 0
IGCC-CCS | 0 | 0 | 0 | 0 | 0 | 0
WT_off | 0 | 0 | 0 | 0 | 0 | 0
PseudoUnit | 0 | 0 | 0 | 0 | 0 | 0
FixedInterchange | 0 | 0 | 0 | 0 | 0 | 0
Cumulative Retirements of Capacity by Reporting Type: RMPA
ReportingType | 2015 | 2020 | 2025 | 2030 | 2035 | 2040
BM | 0 | 0 | 0 | 0 | 0 | 0
CC | 0 | 0 | 0 | 0 | 0 | 0
CSP | 1 | 1 | 1 | 1 | 1 | 1
CT | 0 | 0 | 0 | 0 | 0 | 0
Coal | 480 | 650.5 | 1002.5 | 1002.5 | 1002.5 | 1002.5
Geo | 0 | 0 | 0 | 0 | 0 | 0
H | 0 | 0 | 0 | 0 | 0 | 0
LFG | 0 | 0 | 0 | 0 | 0 | 0
Nuc | 0 | 0 | 0 | 0 | 0 | 0
PS | 0 | 0 | 0 | 0 | 0 | 0
PV | 0 | 0 | 0 | 0 | 0 | 0
PeakG | 0 | 0 | 0 | 0 | 0 | 0
PeakO | 0 | 0 | 0 | 0 | 0 | 0
ST | 0 | 0 | 0 | 0 | 0 | 0
STOG | 0 | 0 | 0 | 0 | 0 | 0
STWD | 0 | 0 | 0 | 0 | 0 | 0
WT | 0 | 0 | 0 | 0 | 0 | 0
IGCC | 0 | 0 | 0 | 0 | 0 | 0
DemandResponse | 0 | 0 | 0 | 0 | 0 | 0
IGCC-CCS | 0 | 0 | 0 | 0 | 0 | 0
WT_off | 0 | 0 | 0 | 0 | 0 | 0
PseudoUnit | 0 | 0 | 0 | 0 | 0 | 0
FixedInterchange | 0 | 0 | 0 | 0 | 0 | 0
Cumulative Retirements of Capacity by Reporting Type: SP15
ReportingType | 2015 | 2020 | 2025 | 2030 | 2035 | 2040
BM | 0 | 0 | 0 | 0 | 0 | 0
CC | 0 | 0 | 0 | 0 | 0 | 0
CSP | 409 | 409 | 409 | 409 | 409 | 409
CT | 0 | 0 | 0 | 0 | 0 | 0
Coal | 141.5 | 141.5 | 141.5 | 141.5 | 141.5 | 141.5
Geo | 0 | 0 | 0 | 0 | 0 | 0
H | 0 | 0 | 0 | 0 | 0 | 0
LFG | 0 | 0 | 0 | 0 | 0 | 0
Nuc | 0 | 0 | 0 | 0 | 0 | 0
PS | 0 | 0 | 0 | 0 | 0 | 0
PV | 0 | 0 | 0 | 0 | 3.8 | 3.8
PeakG | 44 | 44 | 44 | 44 | 44 | 44
PeakO | 15 | 15 | 15 | 15 | 15 | 15
ST | 0 | 0 | 0 | 0 | 0 | 0
STOG | 958 | 958 | 958 | 958 | 958 | 958
STWD | 0 | 0 | 0 | 0 | 0 | 0
WT | 126.2 | 126.2 | 126.2 | 126.2 | 126.2 | 126.2
IGCC | 0 | 0 | 0 | 0 | 0 | 0
DemandResponse | 0 | 0 | 0 | 0 | 0 | 0
IGCC-CCS | 0 | 0 | 0 | 0 | 0 | 0
WT_off | 0 | 0 | 0 | 0 | 0 | 0
PseudoUnit | 0 | 0 | 0 | 0 | 0 | 0
FixedInterchange | 0 | 0 | 0 | 0 | 0 | 0
Cumulative Retirements of Capacity by Reporting Type: ALB
ReportingType | 2015 | 2020 | 2025 | 2030 | 2035 | 2040
BM | 0 | 0 | 0 | 0 | 0 | 0
CC | 0 | 0 | 0 | 0 | 0 | 0
CSP | 0 | 0 | 0 | 0 | 0 | 0
CT | 0 | 0 | 0 | 0 | 0 | 0
Coal | 0 | 0 | 0 | 0 | 0 | 0
Geo | 0 | 0 | 0 | 0 | 0 | 0
H | 0 | 0 | 0 | 0 | 0 | 0
LFG | 0 | 0 | 0 | 0 | 0 | 0
Nuc | 0 | 0 | 0 | 0 | 0 | 0
PS | 0 | 0 | 0 | 0 | 0 | 0
PV | 0 | 0 | 0 | 0 | 0 | 0
PeakG | 351.49 | 351.49 | 351.49 | 351.49 | 351.49 | 351.49
PeakO | 6 | 6 | 6 | 6 | 6 | 6
ST | 0 | 0 | 0 | 0 | 0 | 0
STOG | 186 | 186 | 186 | 186 | 186 | 186
STWD | 174 | 174 | 174 | 174 | 174 | 174
WT | 0 | 0 | 0 | 0 | 0 | 0
IGCC | 0 | 0 | 0 | 0 | 0 | 0
DemandResponse | 0 | 0 | 0 | 0 | 0 | 0
IGCC-CCS | 0 | 0 | 0 | 0 | 0 | 0
WT_off | 0 | 0 | 0 | 0 | 0 | 0
PseudoUnit | 0 | 0 | 0 | 0 | 0 | 0
FixedInterchange | 0 | 0 | 0 | 0 | 0 | 0
Cumulative Retirements of Capacity by Reporting Type: BC
ReportingType | 2015 | 2020 | 2025 | 2030 | 2035 | 2040
BM | 0 | 0 | 0 | 0 | 0 | 0
CC | 0 | 0 | 0 | 0 | 0 | 0
CSP | 0 | 0 | 0 | 0 | 0 | 0
CT | 0 | 0 | 0 | 0 | 0 | 0
Coal | 0 | 0 | 0 | 0 | 0 | 0
Geo | 0 | 0 | 0 | 0 | 0 | 0
H | 0 | 0 | 0 | 0 | 0 | 0
LFG | 0 | 0 | 0 | 0 | 0 | 0
Nuc | 0 | 0 | 0 | 0 | 0 | 0
PS | 0 | 0 | 0 | 0 | 0 | 0
PV | 0 | 0 | 0 | 0 | 0 | 0
PeakG | 0 | 0 | 0 | 0 | 0 | 0
PeakO | 0 | 0 | 0 | 0 | 0 | 0
ST | 0 | 0 | 0 | 0 | 0 | 0
STOG | 746.42 | 746.42 | 746.42 | 746.42 | 746.42 | 746.42
STWD | 0 | 0 | 0 | 0 | 0 | 0
WT | 0 | 0 | 0 | 0 | 0 | 0
IGCC | 0 | 0 | 0 | 0 | 0 | 0
DemandResponse | 0 | 0 | 0 | 0 | 0 | 0
IGCC-CCS | 0 | 0 | 0 | 0 | 0 | 0
WT_off | 0 | 0 | 0 | 0 | 0 | 0
PseudoUnit | 0 | 0 | 0 | 0 | 0 | 0
FixedInterchange | 0 | 0 | 0 | 0 | 0 | 0
Cumulative Retirements of Capacity by Reporting Type: HQ_IESO
ReportingType | 2015 | 2020 | 2025 | 2030 | 2035 | 2040
BM | 0 | 0 | 0 | 0 | 0 | 0
CC | 0 | 0 | 0 | 0 | 0 | 0
CSP | 0 | 0 | 0 | 0 | 0 | 0
CT | 0 | 0 | 0 | 0 | 0 | 0
Coal | 0 | 0 | 0 | 0 | 0 | 0
Geo | 0 | 0 | 0 | 0 | 0 | 0
H | 0 | 0 | 0 | 0 | 0 | 0
LFG | 0 | 0 | 0 | 0 | 0 | 0
Nuc | 0 | 0 | 0 | 0 | 0 | 0
PS | 0 | 0 | 0 | 0 | 0 | 0
PV | 0 | 0 | 0 | 0 | 0 | 0
PeakG | 0 | 0 | 0 | 0 | 0 | 0
PeakO | 0 | 0 | 0 | 0 | 0 | 0
ST | 0 | 0 | 0 | 0 | 0 | 0
STOG | 0 | 0 | 0 | 0 | 0 | 0
STWD | 0 | 0 | 0 | 0 | 0 | 0
WT | 0 | 0 | 0 | 0 | 0 | 0
IGCC | 0 | 0 | 0 | 0 | 0 | 0
DemandResponse | 0 | 0 | 0 | 0 | 0 | 0
IGCC-CCS | 0 | 0 | 0 | 0 | 0 | 0
WT_off | 0 | 0 | 0 | 0 | 0 | 0
PseudoUnit | 0 | 0 | 0 | 0 | 0 | 0
FixedInterchange | 0 | 0 | 0 | 0 | 0 | 0
Cumulative Retirements of Capacity by Reporting Type: HQ_NEISO
ReportingType | 2015 | 2020 | 2025 | 2030 | 2035 | 2040
BM | 0 | 0 | 0 | 0 | 0 | 0
CC | 0 | 0 | 0 | 0 | 0 | 0
CSP | 0 | 0 | 0 | 0 | 0 | 0
CT | 0 | 0 | 0 | 0 | 0 | 0
Coal | 0 | 0 | 0 | 0 | 0 | 0
Geo | 0 | 0 | 0 | 0 | 0 | 0
H | 0 | 0 | 0 | 0 | 0 | 0
LFG | 0 | 0 | 0 | 0 | 0 | 0
Nuc | 0 | 0 | 0 | 0 | 0 | 0
PS | 0 | 0 | 0 | 0 | 0 | 0
PV | 0 | 0 | 0 | 0 | 0 | 0
PeakG | 0 | 0 | 0 | 0 | 0 | 0
PeakO | 0 | 0 | 0 | 0 | 0 | 0
ST | 0 | 0 | 0 | 0 | 0 | 0
STOG | 0 | 0 | 0 | 0 | 0 | 0
STWD | 0 | 0 | 0 | 0 | 0 | 0
WT | 0 | 0 | 0 | 0 | 0 | 0
IGCC | 0 | 0 | 0 | 0 | 0 | 0
DemandResponse | 0 | 0 | 0 | 0 | 0 | 0
IGCC-CCS | 0 | 0 | 0 | 0 | 0 | 0
WT_off | 0 | 0 | 0 | 0 | 0 | 0
PseudoUnit | 0 | 0 | 0 | 0 | 0 | 0
FixedInterchange | 0 | 0 | 0 | 0 | 0 | 0
Cumulative Retirements of Capacity by Reporting Type: HQ_NY
ReportingType | 2015 | 2020 | 2025 | 2030 | 2035 | 2040
BM | 0 | 0 | 0 | 0 | 0 | 0
CC | 0 | 0 | 0 | 0 | 0 | 0
CSP | 0 | 0 | 0 | 0 | 0 | 0
CT | 0 | 0 | 0 | 0 | 0 | 0
Coal | 0 | 0 | 0 | 0 | 0 | 0
Geo | 0 | 0 | 0 | 0 | 0 | 0
H | 0 | 0 | 0 | 0 | 0 | 0
LFG | 0 | 0 | 0 | 0 | 0 | 0
Nuc | 0 | 0 | 0 | 0 | 0 | 0
PS | 0 | 0 | 0 | 0 | 0 | 0
PV | 0 | 0 | 0 | 0 | 0 | 0
PeakG | 0 | 0 | 0 | 0 | 0 | 0
PeakO | 0 | 0 | 0 | 0 | 0 | 0
ST | 0 | 0 | 0 | 0 | 0 | 0
STOG | 0 | 0 | 0 | 0 | 0 | 0
STWD | 0 | 0 | 0 | 0 | 0 | 0
WT | 0 | 0 | 0 | 0 | 0 | 0
IGCC | 0 | 0 | 0 | 0 | 0 | 0
DemandResponse | 0 | 0 | 0 | 0 | 0 | 0
IGCC-CCS | 0 | 0 | 0 | 0 | 0 | 0
WT_off | 0 | 0 | 0 | 0 | 0 | 0
PseudoUnit | 0 | 0 | 0 | 0 | 0 | 0
FixedInterchange | 0 | 0 | 0 | 0 | 0 | 0
Cumulative Retirements of Capacity by Reporting Type: MARITIMES
ReportingType | 2015 | 2020 | 2025 | 2030 | 2035 | 2040
BM | 0 | 0 | 0 | 0 | 0 | 0
CC | 0 | 0 | 0 | 0 | 0 | 0
CSP | 0 | 0 | 0 | 0 | 0 | 0
CT | 0 | 0 | 0 | 0 | 0 | 0
Coal | 0 | 0 | 0 | 0 | 0 | 0
Geo | 0 | 0 | 0 | 0 | 0 | 0
H | 0 | 0 | 0 | 0 | 0 | 0
LFG | 0 | 0 | 0 | 0 | 0 | 0
Nuc | 0 | 0 | 0 | 0 | 0 | 0
PS | 0 | 0 | 0 | 0 | 0 | 0
PV | 0 | 0 | 0 | 0 | 0 | 0
PeakG | 0 | 0 | 0 | 0 | 0 | 0
PeakO | 0 | 0 | 0 | 0 | 0 | 0
ST | 0 | 0 | 0 | 0 | 0 | 0
STOG | 0 | 0 | 0 | 0 | 0 | 0
STWD | 0 | 0 | 0 | 0 | 0 | 0
WT | 0 | 0 | 0 | 0 | 0 | 0
IGCC | 0 | 0 | 0 | 0 | 0 | 0
DemandResponse | 0 | 0 | 0 | 0 | 0 | 0
IGCC-CCS | 0 | 0 | 0 | 0 | 0 | 0
WT_off | 0 | 0 | 0 | 0 | 0 | 0
PseudoUnit | 0 | 0 | 0 | 0 | 0 | 0
FixedInterchange | 0 | 0 | 0 | 0 | 0 | 0
Cumulative Retirements of Capacity by Reporting Type: All
ReportingType | 2015 | 2020 | 2025 | 2030 | 2035 | 2040
BM | 0 | 0 | 0 | 0 | 0 | 192
CC | 2773 | 2773 | 2773 | 2773 | 2773 | 2773
CSP | 475 | 475 | 475 | 475 | 475 | 475
CT | 0 | 0 | 0 | 0 | 886 | 886
Coal | 57818.7 | 83801.29 | 90693.95 | 91985.03 | 91985.03 | 91985.03
Geo | 4.8 | 4.8 | 4.8 | 4.8 | 4.8 | 4.8
H | 0 | 0 | 0 | 0 | 0 | 0
LFG | 0 | 0 | 0 | 0 | 0 | 0
Nuc | 0 | 614.5 | 614.5 | 2102.7 | 28678.4 | 48384.39
PS | 0 | 0 | 0 | 0 | 0 | 0
PV | 0 | 0 | 0 | 0 | 1123.56 | 1123.56
PeakG | 3824.55 | 3824.55 | 4036.85 | 6946.99 | 6946.99 | 6946.99
PeakO | 852.35 | 852.35 | 852.35 | 852.35 | 852.35 | 852.35
ST | 0 | 0 | 0 | 0 | 0 | 0
STOG | 32883.43 | 32883.43 | 32883.43 | 32883.43 | 32883.43 | 32883.43
STWD | 174 | 174 | 174 | 174 | 174 | 174
WT | 126.2 | 126.2 | 126.2 | 126.2 | 2232.1 | 2232.1
IGCC | 0 | 0 | 0 | 0 | 0 | 0
DemandResponse | 0 | 0 | 0 | 0 | 0 | 0
IGCC-CCS | 0 | 0 | 0 | 0 | 0 | 0
WT_off | 0 | 0 | 0 | 0 | 0 | 0
PseudoUnit | 0 | 0 | 0 | 0 | 0 | 0
FixedInterchange | 0 | 0 | 0 | 0 | 0 | 0
Cumulative Retirements of Capacity by Reporting Type: EI_US
ReportingType | 2015 | 2020 | 2025 | 2030 | 2035 | 2040
BM | 0 | 0 | 0 | 0 | 0 | 192
CC | 0 | 0 | 0 | 0 | 0 | 0
CSP | 0 | 0 | 0 | 0 | 0 | 0
CT | 0 | 0 | 0 | 0 | 0 | 0
Coal | 48152.75 | 73936.64 | 79797.18 | 80875.21 | 80875.21 | 80875.21
Geo | 0 | 0 | 0 | 0 | 0 | 0
H | 0 | 0 | 0 | 0 | 0 | 0
LFG | 0 | 0 | 0 | 0 | 0 | 0
Nuc | 0 | 614.5 | 614.5 | 2102.7 | 27648.4 | 45814.39
PS | 0 | 0 | 0 | 0 | 0 | 0
PV | 0 | 0 | 0 | 0 | 32 | 32
PeakG | 268.5 | 268.5 | 268.5 | 268.5 | 268.5 | 268.5
PeakO | 291.7 | 291.7 | 291.7 | 291.7 | 291.7 | 291.7
ST | 0 | 0 | 0 | 0 | 0 | 0
STOG | 24970.61 | 24970.61 | 24970.61 | 24970.61 | 24970.61 | 24970.61
STWD | 0 | 0 | 0 | 0 | 0 | 0
WT | 0 | 0 | 0 | 0 | 0 | 0
IGCC | 0 | 0 | 0 | 0 | 0 | 0
DemandResponse | 0 | 0 | 0 | 0 | 0 | 0
IGCC-CCS | 0 | 0 | 0 | 0 | 0 | 0
WT_off | 0 | 0 | 0 | 0 | 0 | 0
PseudoUnit | 0 | 0 | 0 | 0 | 0 | 0
FixedInterchange | 0 | 0 | 0 | 0 | 0 | 0
Cumulative Retirements of Capacity by Reporting Type: EI_Canada
ReportingType | 2015 | 2020 | 2025 | 2030 | 2035 | 2040
BM | 0 | 0 | 0 | 0 | 0 | 0
CC | 0 | 0 | 0 | 0 | 0 | 0
CSP | 0 | 0 | 0 | 0 | 0 | 0
CT | 0 | 0 | 0 | 0 | 0 | 0
Coal | 7051.1 | 7051.1 | 7731.22 | 7944.27 | 7944.27 | 7944.27
Geo | 0 | 0 | 0 | 0 | 0 | 0
H | 0 | 0 | 0 | 0 | 0 | 0
LFG | 0 | 0 | 0 | 0 | 0 | 0
Nuc | 0 | 0 | 0 | 0 | 1030 | 2570
PS | 0 | 0 | 0 | 0 | 0 | 0
PV | 0 | 0 | 0 | 0 | 1067.26 | 1067.26
PeakG | 0 | 0 | 0 | 0 | 0 | 0
PeakO | 0.65 | 0.65 | 0.65 | 0.65 | 0.65 | 0.65
ST | 0 | 0 | 0 | 0 | 0 | 0
STOG | 2126 | 2126 | 2126 | 2126 | 2126 | 2126
STWD | 0 | 0 | 0 | 0 | 0 | 0
WT | 0 | 0 | 0 | 0 | 2105.9 | 2105.9
IGCC | 0 | 0 | 0 | 0 | 0 | 0
DemandResponse | 0 | 0 | 0 | 0 | 0 | 0
IGCC-CCS | 0 | 0 | 0 | 0 | 0 | 0
WT_off | 0 | 0 | 0 | 0 | 0 | 0
PseudoUnit | 0 | 0 | 0 | 0 | 0 | 0
FixedInterchange | 0 | 0 | 0 | 0 | 0 | 0
Cumulative Retirements of Capacity by Reporting Type: EI
ReportingType | 2015 | 2020 | 2025 | 2030 | 2035 | 2040
BM | 0 | 0 | 0 | 0 | 0 | 192
CC | 0 | 0 | 0 | 0 | 0 | 0
CSP | 0 | 0 | 0 | 0 | 0 | 0
CT | 0 | 0 | 0 | 0 | 0 | 0
Coal | 55203.85 | 80987.74 | 87528.4 | 88819.48 | 88819.48 | 88819.48
Geo | 0 | 0 | 0 | 0 | 0 | 0
H | 0 | 0 | 0 | 0 | 0 | 0
LFG | 0 | 0 | 0 | 0 | 0 | 0
Nuc | 0 | 614.5 | 614.5 | 2102.7 | 28678.4 | 48384.39
PS | 0 | 0 | 0 | 0 | 0 | 0
PV | 0 | 0 | 0 | 0 | 1099.26 | 1099.26
PeakG | 268.5 | 268.5 | 268.5 | 268.5 | 268.5 | 268.5
PeakO | 292.35 | 292.35 | 292.35 | 292.35 | 292.35 | 292.35
ST | 0 | 0 | 0 | 0 | 0 | 0
STOG | 27096.61 | 27096.61 | 27096.61 | 27096.61 | 27096.61 | 27096.61
STWD | 0 | 0 | 0 | 0 | 0 | 0
WT | 0 | 0 | 0 | 0 | 2105.9 | 2105.9
IGCC | 0 | 0 | 0 | 0 | 0 | 0
DemandResponse | 0 | 0 | 0 | 0 | 0 | 0
IGCC-CCS | 0 | 0 | 0 | 0 | 0 | 0
WT_off | 0 | 0 | 0 | 0 | 0 | 0
PseudoUnit | 0 | 0 | 0 | 0 | 0 | 0
FixedInterchange | 0 | 0 | 0 | 0 | 0 | 0
Cumulative Retirements of Capacity by Reporting Type: Outside_EI
ReportingType | 2015 | 2020 | 2025 | 2030 | 2035 | 2040
BM | 0 | 0 | 0 | 0 | 0 | 0
CC | 2773 | 2773 | 2773 | 2773 | 2773 | 2773
CSP | 475 | 475 | 475 | 475 | 475 | 475
CT | 0 | 0 | 0 | 0 | 886 | 886
Coal | 2614.85 | 2813.55 | 3165.55 | 3165.55 | 3165.55 | 3165.55
Geo | 4.8 | 4.8 | 4.8 | 4.8 | 4.8 | 4.8
H | 0 | 0 | 0 | 0 | 0 | 0
LFG | 0 | 0 | 0 | 0 | 0 | 0
Nuc | 0 | 0 | 0 | 0 | 0 | 0
PS | 0 | 0 | 0 | 0 | 0 | 0
PV | 0 | 0 | 0 | 0 | 24.3 | 24.3
PeakG | 3556.05 | 3556.05 | 3768.35 | 6678.49 | 6678.49 | 6678.49
PeakO | 560 | 560 | 560 | 560 | 560 | 560
ST | 0 | 0 | 0 | 0 | 0 | 0
STOG | 5786.82 | 5786.82 | 5786.82 | 5786.82 | 5786.82 | 5786.82
STWD | 174 | 174 | 174 | 174 | 174 | 174
WT | 126.2 | 126.2 | 126.2 | 126.2 | 126.2 | 126.2
IGCC | 0 | 0 | 0 | 0 | 0 | 0
DemandResponse | 0 | 0 | 0 | 0 | 0 | 0
IGCC-CCS | 0 | 0 | 0 | 0 | 0 | 0
WT_off | 0 | 0 | 0 | 0 | 0 | 0
PseudoUnit | 0 | 0 | 0 | 0 | 0 | 0
FixedInterchange | 0 | 0 | 0 | 0 | 0 | 0
#5 | Total Installed ACTIVE Capacity (MW)
Total Installed Capacity by Reporting Type: Entergy
ReportingType | 2015 | 2020 | 2025 | 2030 | 2035 | 2040
BM | 0 | 0 | 0 | 0 | 0 | 0
CC | 13885 | 15847.07 | 15847.07 | 15847.07 | 18105.03 | 22543.63
CSP | 0 | 0 | 0 | 0 | 0 | 0
CT | 0 | 0 | 923.18 | 3424.27 | 3506.15 | 3506.15
Coal | 8136 | 8136 | 8136 | 8136 | 8136 | 8136
Geo | 0 | 0 | 0 | 0 | 0 | 0
H | 744 | 744 | 744 | 1832.03 | 1853 | 1853
LFG | 8 | 8 | 115.4 | 115.4 | 115.4 | 115.4
Nuc | 5422 | 5422 | 5422 | 5422 | 4580 | 3583
PS | 59 | 59 | 59 | 59 | 59 | 59
PV | 0.29 | 71.4 | 115.72 | 125.64 | 136.77 | 147.53
PeakG | 2787 | 2787 | 2787 | 2787 | 2787 | 2787
PeakO | 174 | 174 | 174 | 174 | 174 | 174
ST | 0 | 0 | 0 | 0 | 0 | 0
STOG | 5391.24 | 5391.24 | 5391.24 | 5391.24 | 5391.24 | 5391.24
STWD | 206 | 206 | 206 | 206 | 206 | 206
WT | 107 | 107 | 107 | 207 | 2507 | 2507
IGCC | 0 | 0 | 0 | 0 | 0 | 0
DemandResponse | 313.8 | 1683.13 | 3280.98 | 3540.7 | 3820.98 | 4123.44
IGCC-CCS | 0 | 0 | 0 | 0 | 0 | 0
WT_off | 0 | 0 | 0 | 0 | 0 | 0
PseudoUnit | 0 | 0 | 0 | 0 | 0 | 0
FixedInterchange | 0 | 0 | 0 | 0 | 0 | 0
Total Installed Capacity by Reporting Type: FRCC
ReportingType | 2015 | 2020 | 2025 | 2030 | 2035 | 2040
BM | 0 | 0 | 0 | 0 | 0 | 0
CC | 23300.9 | 29725.83 | 34153.88 | 39049.96 | 53245.74 | 64470.58
CSP | 0 | 0 | 0 | 0 | 0 | 0
CT | 2480 | 2480 | 2480 | 2480 | 2480 | 2480
Coal | 8769 | 7900 | 7900 | 7900 | 7900 | 7900
Geo | 0 | 0 | 0 | 0 | 0 | 0
H | 55 | 55 | 55 | 55 | 55 | 55
LFG | 486 | 486 | 684 | 684 | 684 | 684
Nuc | 4131.33 | 4131.33 | 4131.33 | 4131.33 | 2516 | 839
PS | 0 | 0 | 0 | 0 | 0 | 0
PV | 51 | 51 | 51 | 51 | 51 | 51
PeakG | 8431 | 8431 | 8431 | 8431 | 8431 | 8431
PeakO | 2283 | 2283 | 2283 | 2283 | 2283 | 2283
ST | 0 | 0 | 0 | 0 | 0 | 0
STOG | 6911.22 | 6911.22 | 6911.22 | 6911.22 | 6911.22 | 6911.22
STWD | 195 | 195 | 195 | 195 | 195 | 195
WT | 0 | 0 | 0 | 0 | 0 | 0
IGCC | 0 | 0 | 0 | 0 | 0 | 0
DemandResponse | 2845.48 | 4334.11 | 6353.86 | 7102.41 | 7939.13 | 8874.43
IGCC-CCS | 0 | 0 | 0 | 0 | 0 | 0
WT_off | 0 | 0 | 0 | 0 | 0 | 0
PseudoUnit | 0 | 0 | 0 | 0 | 0 | 0
FixedInterchange | 0 | 0 | 0 | 0 | 0 | 0
Total Installed Capacity by Reporting Type: MAPP_US
ReportingType | 2015 | 2020 | 2025 | 2030 | 2035 | 2040
BM | 0 | 0 | 0 | 0 | 0 | 0
CC | 289 | 289 | 289 | 289 | 289 | 289
CSP | 0 | 0 | 0 | 0 | 0 | 0
CT | 308.3 | 308.3 | 308.3 | 868.56 | 1989.86 | 2844.71
Coal | 2933.9 | 2522.74 | 2385.42 | 2385.42 | 2385.42 | 2385.42
Geo | 44 | 44 | 44 | 44 | 44 | 44
H | 2186 | 2186 | 2186 | 2186 | 2186 | 2186
LFG | 2 | 2 | 2 | 73.67 | 73.67 | 73.67
Nuc | 0.1 | 0.1 | 0.1 | 0.1 | 0.1 | 0.1
PS | 0 | 0 | 0 | 0 | 0 | 0
PV | 0 | 0 | 0 | 0 | 0 | 0
PeakG | 709 | 709 | 709 | 709 | 709 | 709
PeakO | 346 | 346 | 346 | 346 | 346 | 346
ST | 0 | 0 | 0 | 0 | 0 | 0
STOG | 0 | 0 | 0 | 0 | 0 | 0
STWD | 0 | 0 | 0 | 0 | 0 | 0
WT | 1689.3 | 4280.53 | 7350.28 | 10811.58 | 12528.28 | 13812.55
IGCC | 0 | 0 | 0 | 0 | 0 | 0
DemandResponse | 61.39 | 218.08 | 406.68 | 444.36 | 485.52 | 530.5
IGCC-CCS | 0 | 0 | 0 | 0 | 0 | 0
WT_off | 0 | 0 | 0 | 0 | 0 | 0
PseudoUnit | 0 | 0 | 0 | 0 | 0 | 0
FixedInterchange | 0 | 0 | 0 | 0 | 0 | 0
Total Installed Capacity by Reporting Type: MISO_IN
ReportingType | 2015 | 2020 | 2025 | 2030 | 2035 | 2040
BM | 0 | 0 | 0 | 0 | 0 | 0
CC | 1396 | 4203.2 | 4203.2 | 4203.2 | 4203.2 | 4203.2
CSP | 0 | 0 | 0 | 0 | 0 | 0
CT | 0 | 0 | 0 | 0 | 0 | 0
Coal | 13874.72 | 13385.8 | 13385.8 | 13385.8 | 13385.8 | 13385.8
Geo | 0 | 0 | 0 | 0 | 0 | 0
H | 75 | 75 | 75 | 75 | 75 | 75
LFG | 37 | 37 | 117.12 | 117.13 | 117.13 | 117.13
Nuc | 0.1 | 0.1 | 0.1 | 0.1 | 0.1 | 0.1
PS | 0 | 0 | 0 | 0 | 0 | 0
PV | 0 | 260.56 | 445.14 | 468.28 | 513.66 | 560.23
PeakG | 3053 | 3053 | 3053 | 3053 | 3053 | 3053
PeakO | 361 | 361 | 361 | 361 | 361 | 361
ST | 0 | 0 | 0 | 0 | 0 | 0
STOG | 279 | 279 | 279 | 279 | 279 | 279
STWD | 0 | 0 | 0 | 0 | 0 | 0
WT | 535 | 535 | 535 | 535 | 8471.06 | 14095.59
IGCC | 618 | 618 | 618 | 618 | 618 | 618
DemandResponse | 1111.94 | 1408.39 | 1776.05 | 1924.27 | 2084.87 | 2258.87
IGCC-CCS | 0 | 0 | 0 | 0 | 0 | 0
WT_off | 0 | 0 | 0 | 0 | 0 | 0
PseudoUnit | 0 | 0 | 0 | 0 | 0 | 0
FixedInterchange | 0 | 0 | 0 | 0 | 0 | 0
Total Installed Capacity by Reporting Type: MISO_MI
ReportingType | 2015 | 2020 | 2025 | 2030 | 2035 | 2040
BM | 0 | 0 | 0 | 0 | 0 | 0
CC | 4338 | 4713.72 | 4713.72 | 4713.72 | 7259.14 | 9298.33
CSP | 0 | 0 | 0 | 0 | 0 | 0
CT | 0 | 0 | 0 | 0 | 0 | 1321.89
Coal | 9764 | 6839.01 | 6839.01 | 6839.01 | 6839.01 | 6839.01
Geo | 0 | 0 | 0 | 0 | 0 | 0
H | 141 | 141 | 141 | 141 | 141 | 141
LFG | 163 | 238.19 | 323.25 | 323.25 | 323.25 | 323.25
Nuc | 1889 | 1889 | 1889 | 1889 | 1111 | 1111
PS | 1872 | 1872 | 1872 | 1872 | 1872 | 1872
PV | 0 | 0 | 0 | 0 | 0 | 0
PeakG | 3562 | 3562 | 3562 | 3562 | 3562 | 3562
PeakO | 534 | 534 | 534 | 534 | 534 | 534
ST | 0 | 0 | 0 | 0 | 0 | 0
STOG | 2852 | 2852 | 2852 | 2852 | 2852 | 2852
STWD | 163 | 163 | 163 | 163 | 163 | 163
WT | 2161 | 2761 | 3037.66 | 3500.24 | 3961.68 | 4530.3
IGCC | 0 | 0 | 0 | 0 | 0 | 0
DemandResponse | 1913.54 | 2571.64 | 3448.76 | 3770.14 | 4121.47 | 4505.53
IGCC-CCS | 0 | 0 | 0 | 0 | 0 | 0
WT_off | 0 | 0 | 0 | 0 | 0 | 0
PseudoUnit | 0 | 0 | 0 | 0 | 0 | 0
FixedInterchange | 0 | 0 | 0 | 0 | 0 | 0
Total Installed Capacity by Reporting Type: MISO_MO-IL
ReportingType | 2015 | 2020 | 2025 | 2030 | 2035 | 2040
BM | 0 | 0 | 0 | 0 | 0 | 0
CC | 1058 | 1058 | 1058 | 1058 | 1058 | 1058
CSP | 0 | 0 | 0 | 0 | 0 | 0
CT | 0 | 0 | 0 | 0 | 0 | 0
Coal | 14932 | 12958 | 12958 | 12958 | 12958 | 12958
Geo | 0 | 0 | 0 | 0 | 0 | 0
H | 352 | 632 | 632 | 632 | 632 | 632
LFG | 18 | 18 | 48.64 | 241.33 | 241.33 | 241.33
Nuc | 2233 | 2233 | 2233 | 2233 | 2233 | 2233
PS | 440 | 440 | 440 | 440 | 440 | 440
PV | 0 | 0 | 0 | 0 | 0 | 0
PeakG | 4595 | 4595 | 4595 | 4595 | 4595 | 4595
PeakO | 766 | 766 | 766 | 766 | 766 | 766
ST | 0 | 0 | 0 | 0 | 0 | 0
STOG | 592 | 592 | 592 | 592 | 592 | 592
STWD | 0 | 0 | 0 | 0 | 0 | 0
WT | 678 | 678 | 678 | 6278 | 7713.26 | 14516.57
IGCC | 0 | 0 | 0 | 0 | 0 | 0
DemandResponse | 313.37 | 1246.58 | 2376.71 | 2602.05 | 2848.77 | 3118.87
IGCC-CCS | 0 | 0 | 0 | 0 | 0 | 0
WT_off | 0 | 0 | 0 | 0 | 0 | 0
PseudoUnit | 0 | 0 | 0 | 0 | 0 | 0
FixedInterchange | 0 | 0 | 0 | 0 | 0 | 0
Total Installed Capacity by Reporting Type: MISO_W
ReportingType | 2015 | 2020 | 2025 | 2030 | 2035 | 2040
BM | 0 | 0 | 0 | 0 | 0 | 0
CC | 3025 | 3025 | 3025 | 3025 | 3025 | 3025
CSP | 0 | 0 | 0 | 0 | 0 | 0
CT | 0 | 0 | 0 | 0 | 0 | 0
Coal | 12691.23 | 11006.03 | 11006.03 | 11006.03 | 11006.03 | 11006.03
Geo | 0 | 0 | 0 | 0 | 0 | 0
H | 497 | 497 | 497 | 497 | 497 | 497
LFG | 205 | 205 | 276.67 | 276.67 | 276.67 | 276.67
Nuc | 2361.33 | 2361.33 | 2361.33 | 2361.33 | 0.1 | 0.1
PS | 0 | 0 | 0 | 0 | 0 | 0
PV | 0 | 0 | 0 | 0 | 0 | 0
PeakG | 4522 | 4522 | 4522 | 4522 | 4522 | 4522
PeakO | 2154 | 2154 | 2154 | 2154 | 2154 | 2154
ST | 0 | 0 | 0 | 0 | 0 | 0
STOG | 172 | 172 | 172 | 172 | 172 | 172
STWD | 313 | 313 | 313 | 313 | 313 | 313
WT | 8358.5 | 8358.5 | 10669.3 | 47904.44 | 52201.5 | 56137.88
IGCC | 0 | 0 | 0 | 0 | 0 | 0
DemandResponse | 2729.37 | 3156.13 | 3814.42 | 4167.8 | 4553.92 | 4975.82
IGCC-CCS | 0 | 0 | 0 | 0 | 0 | 0
WT_off | 0 | 0 | 0 | 0 | 0 | 0
PseudoUnit | 0 | 0 | 0 | 0 | 0 | 0
FixedInterchange | 0 | 0 | 0 | 0 | 0 | 0
Total Installed Capacity by Reporting Type: MISO_WUMS
ReportingType | 2015 | 2020 | 2025 | 2030 | 2035 | 2040
BM | 0 | 0 | 0 | 0 | 0 | 0
CC | 2724 | 5568.08 | 5568.08 | 5568.08 | 5568.08 | 5568.08
CSP | 0 | 0 | 0 | 0 | 0 | 0
CT | 0 | 9353.43 | 18716.02 | 27259.76 | 42382.11 | 49049.59
Coal | 6801.18 | 4837.65 | 4837.65 | 4837.65 | 4837.65 | 4837.65
Geo | 0 | 0 | 0 | 0 | 0 | 0
H | 336 | 337 | 337 | 337 | 337 | 337
LFG | 71 | 71 | 294.33 | 294.33 | 294.33 | 294.33
Nuc | 1817 | 1817 | 1817 | 1817 | 0.1 | 0.1
PS | 0 | 0 | 0 | 0 | 0 | 0
PV | 0 | 0 | 0 | 0 | 0 | 0
PeakG | 3230 | 3230 | 3230 | 3230 | 3230 | 3230
PeakO | 490 | 490 | 490 | 490 | 490 | 490
ST | 0 | 0 | 0 | 0 | 0 | 0
STOG | 300.5 | 300.5 | 300.5 | 300.5 | 300.5 | 300.5
STWD | 105 | 105 | 105 | 105 | 105 | 105
WT | 1528.9 | 1528.9 | 1528.9 | 1559.7 | 1559.7 | 9299.85
IGCC | 0 | 0 | 0 | 0 | 0 | 0
DemandResponse | 201.19 | 495.57 | 848.03 | 921.09 | 1000.45 | 1086.64
IGCC-CCS | 0 | 0 | 0 | 0 | 0 | 0
WT_off | 0 | 0 | 0 | 0 | 0 | 0
PseudoUnit | 0 | 0 | 0 | 0 | 0 | 0
FixedInterchange | 0 | 0 | 0 | 0 | 0 | 0
Total Installed Capacity by Reporting Type: Nebraska
ReportingType | 2015 | 2020 | 2025 | 2030 | 2035 | 2040
BM | 0 | 0 | 0 | 0 | 0 | 0
CC | 358 | 358 | 358 | 358 | 358 | 358
CSP | 0 | 0 | 0 | 0 | 0 | 0
CT | 0 | 0 | 0 | 0 | 0 | 0
Coal | 4110.1 | 3834.5 | 2925.3 | 2925.3 | 2925.3 | 2925.3
Geo | 0 | 0 | 0 | 0 | 0 | 0
H | 167 | 167 | 167 | 167 | 167 | 167
LFG | 6 | 6 | 6 | 77.67 | 77.67 | 77.67
Nuc | 1252 | 1252 | 1252 | 1252 | 0.2 | 0.2
PS | 0 | 0 | 0 | 0 | 0 | 0
PV | 0 | 0 | 0 | 0 | 0 | 0
PeakG | 1305 | 1305 | 1305 | 1305 | 1305 | 1305
PeakO | 326 | 326 | 326 | 326 | 326 | 326
ST | 0 | 0 | 0 | 0 | 0 | 0
STOG | 270 | 270 | 270 | 270 | 270 | 270
STWD | 0 | 0 | 0 | 0 | 0 | 0
WT | 344 | 22212.63 | 51167.24 | 66869.82 | 72390.03 | 72390.03
IGCC | 0 | 0 | 0 | 0 | 0 | 0
DemandResponse | 649.78 | 826.97 | 1055.68 | 1153.48 | 1260.34 | 1377.11
IGCC-CCS | 0 | 0 | 0 | 0 | 0 | 0
WT_off | 0 | 0 | 0 | 0 | 0 | 0
PseudoUnit | 0 | 0 | 0 | 0 | 0 | 0
FixedInterchange | 0 | 0 | 0 | 0 | 0 | 0
Total Installed Capacity by Reporting Type: NEISO
ReportingType | 2015 | 2020 | 2025 | 2030 | 2035 | 2040
BM | 252.2 | 252.2 | 252.2 | 252.2 | 252.2 | 252.2
CC | 13512.5 | 13512.5 | 13512.5 | 13512.5 | 13512.5 | 13978.27
CSP | 0 | 0 | 0 | 0 | 0 | 0
CT | 334 | 334 | 334 | 420.1 | 3881.8 | 6588.83
Coal | 320 | 0 | 0 | 0 | 0 | 0
Geo | 0 | 0 | 0 | 0 | 0 | 0
H | 3257.7 | 3260.7 | 3260.7 | 3260.7 | 3260.7 | 3260.7
LFG | 581.26 | 581.26 | 651 | 651 | 651 | 651
Nuc | 4645 | 4645 | 4645 | 4645 | 3356 | 2479.08
PS | 1674 | 1674 | 1674 | 1674 | 1674 | 1674
PV | 2 | 355.13 | 374.24 | 389.65 | 410.92 | 433.26
PeakG | 1200 | 1200 | 1200 | 1200 | 1200 | 1200
PeakO | 1183 | 1183 | 1183 | 1183 | 1183 | 1183
ST | 0 | 0 | 0 | 0 | 0 | 0
STOG | 0 | 0 | 0 | 0 | 0 | 0
STWD | 610 | 610 | 610 | 610 | 610 | 610
WT | 434.2 | 3114.33 | 5483 | 5483 | 5483 | 5483
IGCC | 0 | 0 | 0 | 0 | 0 | 0
DemandResponse | 3217.96 | 3967.58 | 4863.03 | 5143.87 | 5437.63 | 5748.18
IGCC-CCS | 0 | 0 | 0 | 0 | 0 | 0
WT_off | 468 | 468 | 468 | 468 | 468 | 468
PseudoUnit | 0 | 0 | 0 | 0 | 0 | 0
FixedInterchange | 0 | 0 | 0 | 0 | 0 | 0
Total Installed Capacity by Reporting Type: NonRTO_Midwest
ReportingType | 2015 | 2020 | 2025 | 2030 | 2035 | 2040
BM | 0 | 0 | 0 | 0 | 0 | 0
CC | 0 | 759.95 | 1437.73 | 2320.89 | 3289.98 | 4419.16
CSP | 0 | 0 | 0 | 0 | 0 | 0
CT | 0 | 386.54 | 488.47 | 488.47 | 488.47 | 672.51
Coal | 9369.69 | 9369.69 | 9369.69 | 9369.69 | 9369.69 | 9369.69
Geo | 0 | 0 | 0 | 0 | 0 | 0
H | 143 | 143 | 889 | 889 | 889 | 889
LFG | 14 | 14 | 174.25 | 174.25 | 174.25 | 174.25
Nuc | 0.1 | 0.1 | 0.1 | 0.1 | 0.1 | 0.1
PS | 0 | 0 | 0 | 0 | 0 | 0
PV | 0 | 0 | 0 | 0 | 0 | 0
PeakG | 3353 | 3353 | 3353 | 3353 | 3353 | 3353
PeakO | 12 | 12 | 12 | 12 | 12 | 12
ST | 0 | 0 | 0 | 0 | 0 | 0
STOG | 0 | 0 | 0 | 0 | 0 | 0
STWD | 0 | 0 | 0 | 0 | 0 | 0
WT | 66 | 66 | 66 | 66 | 66 | 66
IGCC | 0 | 0 | 0 | 0 | 0 | 0
DemandResponse | 201.86 | 495.85 | 836.68 | 901.12 | 970.52 | 1045.26
IGCC-CCS | 0 | 0 | 0 | 0 | 0 | 0
WT_off | 0 | 0 | 0 | 0 | 0 | 0
PseudoUnit | 0 | 0 | 0 | 0 | 0 | 0
FixedInterchange | 0 | 0 | 0 | 0 | 0 | 0
Total Installed Capacity by Reporting Type: NYISO_A-F
ReportingType | 2015 | 2020 | 2025 | 2030 | 2035 | 2040
BM | 0 | 0 | 0 | 0 | 0 | 0
CC | 4233 | 4233 | 4233 | 4233 | 4233 | 4233
CSP | 0 | 0 | 0 | 0 | 0 | 0
CT | 0 | 0 | 0 | 0 | 0 | 0
Coal | 0 | 0 | 0 | 0 | 0 | 0
Geo | 0 | 0 | 0 | 0 | 0 | 0
H | 4395 | 4395 | 4395 | 4395 | 4395 | 4395
LFG | 172.4 | 172.4 | 240.33 | 240.33 | 240.33 | 240.33
Nuc | 3365 | 3365 | 3365 | 2743.8 | 2163.3 | 1311.1
PS | 1412 | 1412 | 1412 | 1412 | 1412 | 1412
PV | 0 | 0 | 0 | 0 | 0 | 0
PeakG | 221 | 221 | 221 | 221 | 221 | 221
PeakO | 39 | 39 | 39 | 39 | 39 | 39
ST | 0 | 0 | 0 | 0 | 0 | 0
STOG | 0 | 0 | 0 | 0 | 0 | 0
STWD | 86 | 86 | 86 | 86 | 86 | 86
WT | 3759.3 | 4469.1 | 4469.1 | 6205.4 | 7662.57 | 9205.78
IGCC | 0 | 0 | 0 | 0 | 0 | 0
DemandResponse | 944.03 | 1113.54 | 1314.17 | 1416.79 | 1527.42 | 1646.69
IGCC-CCS | 0 | 0 | 0 | 0 | 0 | 0
WT_off | 0 | 0 | 0 | 0 | 0 | 0
PseudoUnit | 0 | 0 | 0 | 0 | 0 | 0
FixedInterchange | 0 | 0 | 0 | 0 | 0 | 0
Total Installed Capacity by Reporting Type: NYISO_G-I
ReportingType | 2015 | 2020 | 2025 | 2030 | 2035 | 2040
BM | 0 | 0 | 0 | 0 | 0 | 0
CC | 1157 | 1157 | 1723.13 | 3064.38 | 5619.94 | 8298.24
CSP | 0 | 0 | 0 | 0 | 0 | 0
CT | 0 | 0 | 0 | 0 | 0 | 0
Coal | 0 | 0 | 0 | 0 | 0 | 0
Geo | 0 | 0 | 0 | 0 | 0 | 0
H | 32 | 32 | 32 | 32 | 32 | 32
LFG | 64 | 64 | 138.33 | 138.33 | 138.33 | 138.33
Nuc | 2045 | 2045 | 2045 | 2045 | 1025.4 | 0.4
PS | 0 | 0 | 0 | 0 | 0 | 0
PV | 0 | 0 | 0 | 0 | 0 | 0
PeakG | 65 | 65 | 65 | 65 | 65 | 65
PeakO | 87 | 87 | 87 | 87 | 87 | 87
ST | 0 | 0 | 0 | 0 | 0 | 0
STOG | 0 | 0 | 0 | 0 | 0 | 0
STWD | 0 | 0 | 0 | 0 | 0 | 0
WT | 0 | 60 | 60 | 60 | 60 | 60
IGCC | 0 | 0 | 0 | 0 | 0 | 0
DemandResponse | 353.35 | 415.95 | 499.26 | 547.41 | 600.2 | 658.09
IGCC-CCS | 0 | 0 | 0 | 0 | 0 | 0
WT_off | 0 | 0 | 0 | 0 | 0 | 0
PseudoUnit | 0 | 0 | 0 | 0 | 0 | 0
FixedInterchange | 0 | 0 | 0 | 0 | 0 | 0
Total Installed Capacity by Reporting Type: NYISO_J-K
ReportingType | 2015 | 2020 | 2025 | 2030 | 2035 | 2040
BM | 0 | 0 | 0 | 0 | 0 | 0
CC | 4833.4 | 4833.4 | 4833.4 | 4833.4 | 6183.11 | 7944.1
CSP | 0 | 0 | 0 | 0 | 0 | 0
CT | 0 | 0 | 529.7 | 2780.46 | 4510.05 | 6360.6
Coal | 0 | 0 | 0 | 0 | 0 | 0
Geo | 0 | 0 | 0 | 0 | 0 | 0
H | 0 | 0 | 0 | 0 | 0 | 0
LFG | 124 | 124 | 198.33 | 198.33 | 198.33 | 198.33
Nuc | 0.1 | 0.1 | 0.1 | 0.1 | 0.1 | 0.1
PS | 0 | 0 | 0 | 0 | 0 | 0
PV | 32 | 32 | 32 | 32 | 0 | 0
PeakG | 2778 | 2778 | 2778 | 2778 | 2778 | 2778
PeakO | 2169 | 2169 | 2169 | 2169 | 2169 | 2169
ST | 0 | 0 | 0 | 0 | 0 | 0
STOG | 6751.93 | 6751.93 | 6751.93 | 6751.93 | 6751.93 | 6751.93
STWD | 0 | 0 | 0 | 0 | 0 | 0
WT | 0 | 0 | 0 | 0 | 0 | 0
IGCC | 0 | 0 | 0 | 0 | 0 | 0
DemandResponse | 1372.63 | 1643.44 | 1975.51 | 2169.26 | 2382.01 | 2615.63
IGCC-CCS | 0 | 0 | 0 | 0 | 0 | 0
WT_off | 0 | 0 | 0 | 0 | 0 | 0
PseudoUnit | 0 | 0 | 0 | 0 | 0 | 0
FixedInterchange | 0 | 0 | 0 | 0 | 0 | 0
Total Installed Capacity by Reporting Type: PJM_E
ReportingType | 2015 | 2020 | 2025 | 2030 | 2035 | 2040
BM | 30 | 30 | 30 | 30 | 30 | 30
CC | 12283.3 | 12283.3 | 12283.3 | 12283.3 | 12283.3 | 13982.6
CSP | 0 | 0 | 0 | 0 | 0 | 0
CT | 26.2 | 26.2 | 26.2 | 4422.57 | 6300.51 | 9650.44
Coal | 1076 | 508 | 508 | 508 | 508 | 508
Geo | 0 | 0 | 0 | 0 | 0 | 0
H | 269.99 | 269.99 | 269.99 | 269.99 | 269.99 | 269.99
LFG | 471.1 | 604 | 604 | 604 | 604 | 604
Nuc | 8510 | 7895.5 | 7895.5 | 7895.5 | 5671.5 | 4497.5
PS | 400 | 400 | 400 | 400 | 400 | 400
PV | 47.45 | 47.45 | 47.45 | 47.45 | 47.45 | 47.45
PeakG | 3877.5 | 3877.5 | 3877.5 | 3877.5 | 3877.5 | 3877.5
PeakO | 2749.3 | 2749.3 | 2749.3 | 2749.3 | 2749.3 | 2749.3
ST | 0 | 0 | 0 | 0 | 0 | 0
STOG | 2622.5 | 2622.5 | 2622.5 | 2622.5 | 2622.5 | 2622.5
STWD | 0 | 0 | 0 | 0 | 0 | 0
WT | 1160 | 1160 | 1160 | 1160 | 1160 | 1160
IGCC | 0 | 0 | 0 | 0 | 0 | 0
DemandResponse | 1307.75 | 1879.13 | 2745.66 | 2983.69 | 3242.36 | 3523.45
IGCC-CCS | 0 | 0 | 0 | 0 | 0 | 0
WT_off | 0 | 0 | 1100 | 1100 | 1100 | 1100
PseudoUnit | 0 | 0 | 0 | 0 | 0 | 0
FixedInterchange | 0 | 0 | 0 | 0 | 0 | 0
Total Installed Capacity by Reporting Type: PJM_ROM
ReportingType | 2015 | 2020 | 2025 | 2030 | 2035 | 2040
BM | 18 | 18 | 18 | 18 | 18 | 18
CC | 5664.5 | 5664.5 | 5664.5 | 5953.2 | 18377.52 | 33501.29
CSP | 0 | 0 | 0 | 0 | 0 | 0
CT | 16 | 16 | 16 | 16 | 16 | 16
Coal | 8924.39 | 8367.5 | 8367.5 | 8367.5 | 8367.5 | 8367.5
Geo | 0 | 0 | 0 | 0 | 0 | 0
H | 1392 | 2070 | 2070 | 2070 | 2070 | 2070
LFG | 356.9 | 622 | 622 | 622 | 622 | 622
Nuc | 5036 | 5036 | 5036 | 5036 | 3304 | 2405
PS | 1513 | 1513 | 1513 | 1513 | 1513 | 1513
PV | 4 | 1555.14 | 2662.65 | 3092.12 | 3374.16 | 3695.8
PeakG | 1719 | 1719 | 1719 | 1719 | 1719 | 1719
PeakO | 1566 | 1566 | 1566 | 1566 | 1566 | 1566
ST | 0 | 0 | 0 | 0 | 0 | 0
STOG | 3529 | 3529 | 3529 | 3529 | 3529 | 3529
STWD | 70 | 70 | 70 | 70 | 70 | 70
WT | 1210.8 | 1961 | 1961 | 1961 | 1961 | 1961
IGCC | 0 | 0 | 0 | 0 | 0 | 0
DemandResponse | 2400.99 | 3048.92 | 3878.24 | 4214.46 | 4579.83 | 4976.88
IGCC-CCS | 0 | 0 | 0 | 0 | 0 | 0
WT_off | 0 | 0 | 0 | 0 | 0 | 0
PseudoUnit | 0 | 0 | 0 | 0 | 0 | 0
FixedInterchange | 0 | 0 | 0 | 0 | 0 | 0
Total Installed Capacity by Reporting Type: PJM_ROR
ReportingType | 2015 | 2020 | 2025 | 2030 | 2035 | 2040
BM | 385 | 385 | 385 | 385 | 385 | 193
CC | 13618 | 20255.26 | 25799.83 | 25799.83 | 35467.58 | 41300.24
CSP | 0 | 0 | 0 | 0 | 0 | 0
CT | 29 | 29 | 1499.6 | 8878.1 | 11003.76 | 11003.76
Coal | 53551.1 | 45757.1 | 45757.1 | 45757.11 | 45757.11 | 45757.11
Geo | 0 | 0 | 0 | 0 | 0 | 0
H | 1837.4 | 2340.4 | 2340.4 | 2340.4 | 2340.4 | 2340.4
LFG | 539.4 | 791.35 | 1053.11 | 1053.11 | 1053.11 | 1053.11
Nuc | 20038 | 20038 | 20038 | 19171 | 14896 | 10012.84
PS | 3081 | 3081 | 3081 | 3081 | 3081 | 3081
PV | 24 | 24 | 24 | 24 | 24 | 24
PeakG | 19311 | 19311 | 19311 | 19311 | 19311 | 19311
PeakO | 1742 | 1742 | 1742 | 1742 | 1742 | 1742
ST | 0 | 0 | 0 | 0 | 0 | 0
STOG | 2122 | 2122 | 2122 | 2122 | 2122 | 2122
STWD | 194 | 194 | 194 | 194 | 194 | 194
WT | 10922.7 | 11114.4 | 28402.1 | 33272.03 | 38527.78 | 45224.97
IGCC | 0 | 0 | 0 | 0 | 0 | 0
DemandResponse | 3459.65 | 6870.76 | 11225.25 | 12162.1 | 13177.14 | 14276.89
IGCC-CCS | 0 | 0 | 0 | 0 | 0 | 0
WT_off | 0 | 0 | 0 | 0 | 0 | 0
PseudoUnit | 0 | 0 | 0 | 0 | 0 | 0
FixedInterchange | 0 | 0 | 0 | 0 | 0 | 0
Total Installed Capacity by Reporting Type: SOCO
ReportingType | 2015 | 2020 | 2025 | 2030 | 2035 | 2040
BM | 55 | 55 | 55 | 55 | 55 | 55
CC | 19838.9 | 23268.16 | 26762.42 | 30937.59 | 35982.19 | 35982.19
CSP | 0 | 0 | 0 | 0 | 0 | 0
CT | 0 | 0 | 0 | 0 | 0 | 0
Coal | 16446 | 16446 | 16446 | 16446 | 16446 | 29312.71
Geo | 0 | 0 | 0 | 0 | 0 | 0
H | 4194 | 4194 | 4194 | 4194 | 4194 | 4194
LFG | 37 | 37 | 144.4 | 144.4 | 144.4 | 144.4
Nuc | 5841 | 8041 | 8041 | 8041 | 8041 | 5395.95
PS | 1675 | 1675 | 1675 | 1675 | 1675 | 1675
PV | 0 | 0 | 0 | 0 | 0 | 0
PeakG | 10923 | 10923 | 10923 | 10923 | 10923 | 10923
PeakO | 1139 | 1139 | 1139 | 1139 | 1139 | 1139
ST | 0 | 0 | 0 | 0 | 0 | 0
STOG | 0 | 0 | 0 | 0 | 0 | 0
STWD | 668 | 668 | 668 | 668 | 668 | 668
WT | 0 | 0 | 0 | 0 | 0 | 0
IGCC | 0 | 0 | 0 | 0 | 0 | 0
DemandResponse | 2674.86 | 5221.22 | 8293.98 | 9075.87 | 9931.46 | 10867.71
IGCC-CCS | 0 | 0 | 0 | 0 | 0 | 0
WT_off | 0 | 0 | 0 | 0 | 0 | 0
PseudoUnit | 0 | 0 | 0 | 0 | 0 | 0
FixedInterchange | 0 | 0 | 0 | 0 | 0 | 0
Total Installed Capacity by Reporting Type: SPP_N
ReportingType | 2015 | 2020 | 2025 | 2030 | 2035 | 2040
BM | 0 | 0 | 0 | 0 | 0 | 0
CC | 1386 | 1386 | 1386 | 1386 | 1386 | 1386
CSP | 0 | 0 | 0 | 0 | 0 | 0
CT | 110.37 | 2338.77 | 2338.77 | 2338.77 | 4992.69 | 7388.04
Coal | 8013.53 | 6964.08 | 6600.04 | 6231.04 | 6231.04 | 6231.04
Geo | 0 | 0 | 0 | 0 | 0 | 0
H | 21 | 21 | 21 | 21 | 21 | 21
LFG | 7 | 7 | 7 | 102 | 102 | 102
Nuc | 1160 | 1160 | 1160 | 1160 | 1160 | 1160
PS | 0 | 0 | 0 | 0 | 0 | 0
PV | 0 | 0 | 0 | 0 | 0 | 0
PeakG | 4397 | 4397 | 4397 | 4397 | 4397 | 4397
PeakO | 1199 | 1199 | 1199 | 1199 | 1199 | 1199
ST | 0 | 0 | 0 | 0 | 0 | 0
STOG | 1749 | 1749 | 1749 | 1749 | 1749 | 1749
STWD | 0 | 0 | 0 | 0 | 0 | 0
WT | 1227 | 1227 | 1227 | 28085.56 | 31722.3 | 34562.27
IGCC | 0 | 0 | 0 | 0 | 0 | 0
DemandResponse | 464.82 | 1006.82 | 1646.91 | 1811.12 | 1991.7 | 2190.3
IGCC-CCS | 0 | 0 | 0 | 0 | 0 | 0
WT_off | 0 | 0 | 0 | 0 | 0 | 0
PseudoUnit | 0 | 0 | 0 | 0 | 0 | 0
FixedInterchange | 0 | 0 | 0 | 0 | 0 | 0
Total Installed Capacity by Reporting Type: SPP_S
ReportingType | 2015 | 2020 | 2025 | 2030 | 2035 | 2040
BM | 0 | 0 | 0 | 0 | 0 | 0
CC | 10917 | 10917 | 10917 | 10917 | 10917 | 10917
CSP | 0 | 0 | 0 | 0 | 0 | 0
CT | 413.01 | 713.17 | 713.17 | 713.17 | 7132.98 | 10851.25
Coal | 14086.22 | 13009.43 | 8559.46 | 7850.43 | 7850.43 | 7850.43
Geo | 0 | 0 | 0 | 0 | 0 | 0
H | 2108 | 2108 | 2108 | 2108 | 2108 | 2108
LFG | 19 | 19 | 19 | 114 | 114 | 114
Nuc | 0.1 | 0.1 | 0.1 | 0.1 | 0.1 | 0.1
PS | 446 | 446 | 446 | 446 | 446 | 446
PV | 0 | 0 | 0 | 0 | 0 | 0
PeakG | 3443 | 3443 | 3443 | 3443 | 3443 | 3443
PeakO | 122 | 122 | 122 | 122 | 122 | 122
ST | 0 | 0 | 0 | 0 | 0 | 0
STOG | 10571 | 10571 | 10571 | 10571 | 10571 | 10571
STWD | 84 | 84 | 84 | 84 | 84 | 84
WT | 2727 | 17732.02 | 53268.23 | 62324.59 | 66420.74 | 70201.38
IGCC | 0 | 0 | 0 | 0 | 0 | 0
DemandResponse | 63.59 | 1918.63 | 4092.37 | 4440.53 | 4818.31 | 5228.23
IGCC-CCS | 0 | 0 | 0 | 0 | 0 | 0
WT_off | 0 | 0 | 0 | 0 | 0 | 0
PseudoUnit | 0 | 0 | 0 | 0 | 0 | 0
FixedInterchange | 0 | 0 | 0 | 0 | 0 | 0
Total Installed Capacity by Reporting Type: TVA
ReportingType | 2015 | 2020 | 2025 | 2030 | 2035 | 2040
BM | 0 | 0 | 0 | 0 | 0 | 0
CC | 5881 | 8378.53 | 10729.84 | 14158.61 | 15081.89 | 15081.89
CSP | 0 | 0 | 0 | 0 | 0 | 0
CT | 320.14 | 2812.72 | 2812.72 | 5083.12 | 7568.63 | 7568.63
Coal | 12789.36 | 11141 | 11141 | 11141 | 11251.42 | 15320.1
Geo | 0 | 0 | 0 | 0 | 0 | 0
H | 5111 | 5111 | 5138 | 5138 | 5138 | 5138
LFG | 13 | 13 | 120.4 | 120.4 | 120.4 | 120.4
Nuc | 8394.89 | 8394.89 | 8394.89 | 8394.89 | 5882.56 | 4603.89
PS | 1743 | 1743 | 1743 | 1743 | 1743 | 1743
PV | 0 | 0 | 0 | 0 | 0 | 0
PeakG | 5865 | 5865 | 5865 | 5865 | 5865 | 5865
PeakO | 83 | 83 | 83 | 83 | 83 | 83
ST | 0 | 0 | 0 | 0 | 0 | 0
STOG | 0 | 0 | 0 | 0 | 0 | 0
STWD | 5 | 5 | 5 | 5 | 5 | 5
WT | 29 | 29 | 29 | 29 | 29 | 29
IGCC | 0 | 0 | 0 | 0 | 0 | 0
DemandResponse | 1878.29 | 2795.4 | 3859.81 | 4157.07 | 4477.22 | 4822.03
IGCC-CCS | 0 | 0 | 0 | 0 | 0 | 0
WT_off | 0 | 0 | 0 | 0 | 0 | 0
PseudoUnit | 0 | 0 | 0 | 0 | 0 | 0
FixedInterchange | 0 | 0 | 0 | 0 | 0 | 0
Total Installed Capacity by Reporting Type: TVA_Transmission
ReportingType | 2015 | 2020 | 2025 | 2030 | 2035 | 2040
BM | 0 | 0 | 0 | 0 | 0 | 0
CC | 0 | 0 | 0 | 0 | 0 | 0
CSP | 0 | 0 | 0 | 0 | 0 | 0
CT | 0 | 0 | 0 | 0 | 0 | 0
Coal | 0 | 0 | 0 | 0 | 0 | 0
Geo | 0 | 0 | 0 | 0 | 0 | 0
H | 0 | 0 | 0 | 0 | 0 | 0
LFG | 0 | 0 | 0 | 0 | 0 | 0
Nuc | 0 | 0 | 0 | 0 | 0 | 0
PS | 0 | 0 | 0 | 0 | 0 | 0
PV | 0 | 0 | 0 | 0 | 0 | 0
PeakG | 0 | 0 | 0 | 0 | 0 | 0
PeakO | 0 | 0 | 0 | 0 | 0 | 0
ST | 0 | 0 | 0 | 0 | 0 | 0
STOG | 0 | 0 | 0 | 0 | 0 | 0
STWD | 0 | 0 | 0 | 0 | 0 | 0
WT | 0 | 0 | 0 | 0 | 0 | 0
IGCC | 0 | 0 | 0 | 0 | 0 | 0
DemandResponse | 0 | 0 | 0 | 0 | 0 | 0
IGCC-CCS | 0 | 0 | 0 | 0 | 0 | 0
WT_off | 0 | 0 | 0 | 0 | 0 | 0
PseudoUnit | 0 | 0 | 0 | 0 | 0 | 0
FixedInterchange | 0 | 0 | 0 | 0 | 0 | 0
Total Installed Capacity by Reporting Type: VACAR
ReportingType | 2015 | 2020 | 2025 | 2030 | 2035 | 2040
BM | 0.92 | 419.28 | 1243.48 | 1484.19 | 1873.13 | 2257.8
CC | 12031.23 | 15839.2 | 19510.71 | 22529.15 | 33365.14 | 42067.65
CSP | 0 | 0 | 0 | 0 | 0 | 0
CT | 717.2 | 2905.47 | 2905.47 | 4762.26 | 5514.3 | 6835.29
Coal | 16871 | 14693 | 14693 | 14693 | 14693 | 14693
Geo | 0 | 0 | 0 | 0 | 0 | 0
H | 2122 | 2122 | 2122 | 2122 | 2122 | 2122
LFG | 63.34 | 170.4 | 170.4 | 170.4 | 170.4 | 170.4
Nuc | 11430 | 13760 | 13760 | 13760 | 10512 | 8654
PS | 2616 | 2616 | 2616 | 2616 | 2616 | 2616
PV | 16 | 169.23 | 185.57 | 200.74 | 225.24 | 249.47
PeakG | 8308 | 8308 | 8308 | 8308 | 8308 | 8308
PeakO | 1268 | 1268 | 1268 | 1268 | 1268 | 1268
ST | 0 | 0 | 0 | 0 | 0 | 0
STOG | 92 | 92 | 92 | 92 | 92 | 92
STWD | 281 | 281 | 281 | 281 | 281 | 281
WT | 0.9 | 3500 | 3500 | 3500 | 3500 | 3500
IGCC | 0 | 0 | 0 | 0 | 0 | 0
DemandResponse | 2434.26 | 4230.61 | 6496.28 | 7161.73 | 7895.36 | 8704.13
IGCC-CCS | 0 | 0 | 0 | 0 | 0 | 0
WT_off | 1 | 1 | 1 | 1 | 1 | 1
PseudoUnit | 0 | 0 | 0 | 0 | 0 | 0
FixedInterchange | 0 | 0 | 0 | 0 | 0 | 0
Total Installed Capacity by Reporting Type: IESO
ReportingType | 2015 | 2020 | 2025 | 2030 | 2035 | 2040
BM | 326.33 | 326.33 | 326.33 | 326.33 | 326.33 | 326.33
CC | 7206 | 7206 | 7206 | 7253.33 | 11515.52 | 15062.12
CSP | 0 | 0 | 0 | 0 | 0 | 0
CT | 368 | 368 | 368 | 368 | 513.76 | 1328.23
Coal | 0 | 0 | 0 | 0 | 0 | 0
Geo | 0 | 0 | 0 | 0 | 0 | 0
H | 8693.3 | 8693.3 | 8693.3 | 8693.3 | 8693.3 | 8943.3
LFG | 117.5 | 117.5 | 117.5 | 118 | 118 | 118
Nuc | 13018 | 13018 | 13018 | 13018 | 11988 | 10448
PS | 123 | 123 | 123 | 123 | 123 | 123
PV | 1097.26 | 1097.26 | 1097.26 | 1097.26 | 30 | 30
PeakG | 584 | 584 | 584 | 584 | 584 | 584
PeakO | 174.35 | 174.35 | 174.35 | 174.35 | 174.35 | 174.35
ST | 0 | 0 | 0 | 0 | 0 | 0
STOG | 0 | 0 | 0 | 0 | 0 | 0
STWD | 139 | 139 | 139 | 139 | 139 | 139
WT | 3385.9 | 3385.9 | 3385.9 | 3385.9 | 1280 | 1280
IGCC | 0 | 0 | 0 | 0 | 0 | 0
DemandResponse | 2038.33 | 2260.47 | 2690.39 | 2925.08 | 3180.25 | 3457.67
IGCC-CCS | 0 | 0 | 0 | 0 | 0 | 0
WT_off | 0 | 0 | 0 | 0 | 0 | 0
PseudoUnit | 0 | 0 | 0 | 0 | 0 | 0
FixedInterchange | 0 | 0 | 0 | 0 | 0 | 0
Total Installed Capacity by Reporting Type: MAPP_CA
ReportingType | 2015 | 2020 | 2025 | 2030 | 2035 | 2040
BM | 0 | 0 | 0 | 0 | 0 | 0
CC | 1293.16 | 1293.16 | 1293.16 | 1293.16 | 1293.16 | 1293.16
CSP | 0 | 0 | 0 | 0 | 0 | 0
CT | 388.07 | 580.91 | 580.91 | 580.91 | 580.91 | 1502.31
Coal | 1110.8 | 1110.8 | 430.68 | 217.63 | 217.63 | 217.63
Geo | 0 | 0 | 0 | 0 | 0 | 0
H | 6475.4 | 7170.4 | 8665.4 | 11125.4 | 11125.4 | 11125.4
LFG | 0 | 0 | 0 | 0 | 0 | 0
Nuc | 0.1 | 0.1 | 0.1 | 0.1 | 0.1 | 0.1
PS | 0 | 0 | 0 | 0 | 0 | 0
PV | 0 | 0 | 0 | 0 | 0 | 0
PeakG | 559 | 559 | 559 | 559 | 559 | 559
PeakO | 4 | 4 | 4 | 4 | 4 | 4
ST | 0 | 0 | 0 | 0 | 0 | 0
STOG | 126 | 126 | 126 | 126 | 126 | 126
STWD | 0 | 0 | 0 | 0 | 0 | 0
WT | 577.4 | 577.4 | 577.4 | 577.4 | 724.9 | 4403.35
IGCC | 0 | 0 | 0 | 0 | 0 | 0
DemandResponse | 93.13 | 337.01 | 628.45 | 686.68 | 750.29 | 819.8
IGCC-CCS | 0 | 0 | 0 | 0 | 0 | 0
WT_off | 0 | 0 | 0 | 0 | 0 | 0
PseudoUnit | 0 | 0 | 0 | 0 | 0 | 0
FixedInterchange | 0 | 0 | 0 | 0 | 0 | 0
Total Installed Capacity by Reporting Type: AZ_NM_SNV_Coal
ReportingType | 2015 | 2020 | 2025 | 2030 | 2035 | 2040
BM | 0 | 0 | 0 | 0 | 0 | 0
CC | 0 | 0 | 0 | 0 | 0 | 0
CSP | 0 | 0 | 0 | 0 | 0 | 0
CT | 0 | 0 | 0 | 0 | 0 | 0
Coal | 10466 | 10466 | 10466 | 10466 | 10466 | 21856.79
Geo | 0 | 0 | 0 | 0 | 0 | 0
H | 0 | 0 | 0 | 0 | 0 | 0
LFG | 0 | 0 | 0 | 0 | 0 | 0
Nuc | 0 | 0 | 0 | 0 | 0 | 0
PS | 0 | 0 | 0 | 0 | 0 | 0
PV | 0 | 0 | 0 | 0 | 0 | 0
PeakG | 0 | 0 | 0 | 0 | 0 | 0
PeakO | 0 | 0 | 0 | 0 | 0 | 0
ST | 0 | 0 | 0 | 0 | 0 | 0
STOG | 0 | 0 | 0 | 0 | 0 | 0
STWD | 0 | 0 | 0 | 0 | 0 | 0
WT | 0 | 0 | 0 | 0 | 0 | 0
IGCC | 0 | 0 | 0 | 0 | 0 | 0
DemandResponse | 0 | 0 | 0 | 0 | 0 | 0
IGCC-CCS | 0 | 0 | 0 | 0 | 0 | 0
WT_off | 0 | 0 | 0 | 0 | 0 | 0
PseudoUnit | 0 | 0 | 0 | 0 | 0 | 0
FixedInterchange | 0 | 0 | 0 | 0 | 0 | 0
Total Installed Capacity by Reporting Type: AZ_NM_SNV_Gas
ReportingType | 2015 | 2020 | 2025 | 2030 | 2035 | 2040
BM | 0 | 0 | 0 | 0 | 0 | 0
CC | 15245 | 17944.26 | 20114.25 | 29407.47 | 34426.74 | 34426.74
CSP | 0 | 0 | 0 | 0 | 0 | 0
CT | 736 | 736 | 736 | 736 | 0 | 0
Coal | 0 | 0 | 0 | 0 | 0 | 0
Geo | 0 | 0 | 0 | 0 | 0 | 0
H | 0 | 0 | 0 | 0 | 0 | 0
LFG | 0 | 0 | 0 | 0 | 0 | 0
Nuc | 0 | 0 | 0 | 0 | 0 | 0
PS | 0 | 0 | 0 | 0 | 0 | 0
PV | 0 | 0 | 0 | 0 | 0 | 0
PeakG | 3122.44 | 3122.44 | 2910.14 | 0 | 0 | 0
PeakO | 0 | 0 | 0 | 0 | 0 | 0
ST | 0 | 0 | 0 | 0 | 0 | 0
STOG | 0 | 0 | 0 | 0 | 0 | 0
STWD | 0 | 0 | 0 | 0 | 0 | 0
WT | 0 | 0 | 0 | 0 | 0 | 0
IGCC | 0 | 0 | 0 | 0 | 0 | 0
DemandResponse | 348.13 | 1177.58 | 2216.56 | 2488.51 | 2789.15 | 3128.56
IGCC-CCS | 0 | 0 | 0 | 0 | 0 | 0
WT_off | 0 | 0 | 0 | 0 | 0 | 0
PseudoUnit | 0 | 0 | 0 | 0 | 0 | 0
FixedInterchange | 0 | 0 | 0 | 0 | 0 | 0
Total Installed Capacity by Reporting Type: AZ_NM_SNV_NucRenew
ReportingType | 2015 | 2020 | 2025 | 2030 | 2035 | 2040
BM | 0 | 0 | 0 | 0 | 0 | 0
CC | 0 | 0 | 0 | 0 | 0 | 0
CSP | 0 | 0 | 0 | 0 | 0 | 0
CT | 0 | 0 | 0 | 0 | 0 | 0
Coal | 0 | 0 | 0 | 0 | 0 | 0
Geo | 0 | 0 | 1450 | 1450 | 1450 | 1450
H | 3131 | 3131 | 3131 | 3131 | 3131 | 3131
LFG | 7 | 7 | 67.67 | 67.67 | 67.67 | 67.67
Nuc | 3875 | 3875 | 3875 | 3875 | 3875 | 3875
PS | 216 | 216 | 216 | 216 | 216 | 216
PV | 148.7 | 148.7 | 148.7 | 148.7 | 148.7 | 148.7
PeakG | 0 | 0 | 0 | 0 | 0 | 0
PeakO | 0 | 0 | 0 | 0 | 0 | 0
ST | 280 | 798.91 | 1164.49 | 1370.82 | 1370.82 | 1370.82
STOG | 0 | 0 | 0 | 0 | 0 | 0
STWD | 26 | 26 | 26 | 26 | 26 | 26
WT | 525.1 | 4802.23 | 5990.01 | 7019.26 | 7019.26 | 7019.26
IGCC | 0 | 0 | 0 | 0 | 0 | 0
DemandResponse | 0 | 0 | 0 | 0 | 0 | 0
IGCC-CCS | 0 | 0 | 0 | 0 | 0 | 0
WT_off | 0 | 0 | 0 | 0 | 0 | 0
PseudoUnit | 0 | 0 | 0 | 0 | 0 | 0
FixedInterchange | 0 | 0 | 0 | 0 | 0 | 0
Total Installed Capacity by Reporting Type: ERCOT
ReportingType | 2015 | 2020 | 2025 | 2030 | 2035 | 2040
BM | 145 | 145 | 145 | 2392.66 | 2642.17 | 2964.25
CC | 30616.75 | 34902.69 | 38768.78 | 43446.28 | 49651.25 | 57803.88
CSP | 0 | 0 | 0 | 0 | 0 | 0
CT | 250 | 250 | 250 | 495.67 | 1651.72 | 3145.34
Coal | 18867.87 | 18867.87 | 18867.87 | 18867.87 | 18867.87 | 18867.87
Geo | 0 | 0 | 0 | 0 | 0 | 0
H | 565 | 565 | 565 | 1193 | 1193 | 1193
LFG | 75 | 75 | 429 | 429 | 429 | 429
Nuc | 5091 | 5091 | 5091 | 5091 | 5091 | 5091
PS | 0 | 0 | 0 | 0 | 0 | 0
PV | 15 | 15 | 15 | 15 | 1 | 1
PeakG | 4768 | 4768 | 4768 | 4768 | 4768 | 4768
PeakO | 51 | 51 | 51 | 51 | 51 | 51
ST | 0 | 0 | 0 | 0 | 0 | 0
STOG | 18933 | 18933 | 18933 | 18933 | 18933 | 18933
STWD | 0 | 0 | 0 | 0 | 0 | 0
WT | 9280.1 | 19384.56 | 31401.97 | 39859.58 | 43061.28 | 47181.58
IGCC | 0 | 0 | 0 | 0 | 0 | 0
DemandResponse | 770.89 | 3956.66 | 7724.81 | 8367.66 | 9085.72 | 9863.71
IGCC-CCS | 0 | 0 | 0 | 0 | 0 | 0
WT_off | 0 | 0 | 0 | 0 | 0 | 0
PseudoUnit | 0 | 0 | 0 | 0 | 0 | 0
FixedInterchange | 0 | 0 | 0 | 0 | 0 | 0
Total Installed Capacity by Reporting Type: NP15
ReportingType | 2015 | 2020 | 2025 | 2030 | 2035 | 2040
BM | 0 | 0 | 0 | 0 | 0 | 0
CC | 7404 | 7404 | 7404 | 8454.38 | 8454.38 | 9992.46
CSP | 0 | 0 | 0 | 0 | 0 | 0
CT | 2981.8 | 8402.1 | 13039.78 | 19142.67 | 23759.15 | 30562.12
Coal | 28.2 | 0 | 0 | 0 | 0 | 0
Geo | 1123 | 1184.37 | 1723 | 1723 | 1723 | 1723
H | 8825 | 8825 | 8825 | 8825 | 8825 | 8825
LFG | 85 | 650 | 650 | 650 | 650 | 650
Nuc | 2300 | 2300 | 2300 | 2300 | 2300 | 2300
PS | 2257 | 2257 | 2257 | 2257 | 2257 | 2257
PV | 59.5 | 59.5 | 59.5 | 59.5 | 53 | 53
PeakG | 3265 | 3265 | 3265 | 3265 | 3265 | 3265
PeakO | 350 | 350 | 350 | 350 | 350 | 350
ST | 29 | 29 | 29 | 29 | 29 | 29
STOG | 3812.6 | 3812.6 | 3812.6 | 3812.6 | 3812.6 | 3812.6
STWD | 442 | 442 | 442 | 442 | 442 | 442
WT | 1193.2 | 3228.16 | 13094.15 | 15292 | 15292 | 15292
IGCC | 0 | 0 | 0 | 0 | 0 | 0
DemandResponse | 1902.29 | 2050.88 | 2338.06 | 2597.19 | 2871.61 | 3172.03
IGCC-CCS | 0 | 0 | 0 | 0 | 0 | 0
WT_off | 0 | 0 | 0 | 0 | 0 | 0
PseudoUnit | 0 | 0 | 0 | 0 | 0 | 0
FixedInterchange | 0 | 0 | 0 | 0 | 0 | 0
Total Installed Capacity by Reporting Type: NWPP_Coal
ReportingType | 2015 | 2020 | 2025 | 2030 | 2035 | 2040
BM | 0 | 0 | 0 | 0 | 0 | 0
CC | 0 | 0 | 0 | 0 | 0 | 0
CSP | 0 | 0 | 0 | 0 | 0 | 0
CT | 0 | 0 | 0 | 0 | 0 | 0
Coal | 13097.85 | 13097.85 | 13097.85 | 13097.85 | 13097.85 | 13097.85
Geo | 0 | 0 | 0 | 0 | 0 | 0
H | 0 | 0 | 0 | 0 | 0 | 0
LFG | 0 | 0 | 0 | 0 | 0 | 0
Nuc | 0 | 0 | 0 | 0 | 0 | 0
PS | 0 | 0 | 0 | 0 | 0 | 0
PV | 0 | 0 | 0 | 0 | 0 | 0
PeakG | 0 | 0 | 0 | 0 | 0 | 0
PeakO | 0 | 0 | 0 | 0 | 0 | 0
ST | 0 | 0 | 0 | 0 | 0 | 0
STOG | 0 | 0 | 0 | 0 | 0 | 0
STWD | 0 | 0 | 0 | 0 | 0 | 0
WT | 0 | 0 | 0 | 0 | 0 | 0
IGCC | 0 | 0 | 0 | 0 | 0 | 0
DemandResponse | 0 | 0 | 0 | 0 | 0 | 0
IGCC-CCS | 0 | 0 | 0 | 0 | 0 | 0
WT_off | 0 | 0 | 0 | 0 | 0 | 0
PseudoUnit | 0 | 0 | 0 | 0 | 0 | 0
FixedInterchange | 0 | 0 | 0 | 0 | 0 | 0
Total Installed Capacity by Reporting Type: NWPP_Gas
ReportingType | 2015 | 2020 | 2025 | 2030 | 2035 | 2040
BM | 0 | 0 | 0 | 0 | 0 | 0
CC | 6627 | 8016.24 | 12092.13 | 17866.66 | 26221.36 | 30782.15
CSP | 0 | 0 | 0 | 0 | 0 | 0
CT | 150 | 150 | 150 | 150 | 0 | 0
Coal | 0 | 0 | 0 | 0 | 0 | 425.84
Geo | 0 | 0 | 0 | 0 | 0 | 0
H | 0 | 0 | 0 | 0 | 0 | 0
LFG | 0 | 0 | 0 | 0 | 0 | 0
Nuc | 0 | 0 | 0 | 0 | 0 | 0
PS | 0 | 0 | 0 | 0 | 0 | 0
PV | 0 | 0 | 0 | 0 | 0 | 0
PeakG | 0 | 0 | 0 | 0 | 0 | 0
PeakO | 0 | 0 | 0 | 0 | 0 | 0
ST | 0 | 0 | 0 | 0 | 0 | 0
STOG | 0 | 0 | 0 | 0 | 0 | 0
STWD | 0 | 0 | 0 | 0 | 0 | 0
WT | 0 | 0 | 0 | 0 | 0 | 0
IGCC | 0 | 0 | 0 | 0 | 0 | 0
DemandResponse | 0.01 | 1042.66 | 2285.99 | 2526.32 | 2785.47 | 3067.66
IGCC-CCS | 0 | 0 | 0 | 0 | 0 | 0
WT_off | 0 | 0 | 0 | 0 | 0 | 0
PseudoUnit | 0 | 0 | 0 | 0 | 0 | 0
FixedInterchange | 0 | 0 | 0 | 0 | 0 | 0
Total Installed Capacity by Reporting Type: NWPP_NucRenew
ReportingType | 2015 | 2020 | 2025 | 2030 | 2035 | 2040
BM | 32.55 | 32.55 | 32.55 | 32.55 | 32.55 | 32.55
CC | 0 | 0 | 0 | 0 | 0 | 0
CSP | 0 | 0 | 0 | 0 | 0 | 0
CT | 0 | 0 | 0 | 0 | 0 | 0
Coal | 0 | 0 | 0 | 0 | 0 | 0
Geo | 404.2 | 404.2 | 838.2 | 838.2 | 838.2 | 838.2
H | 33736 | 33736 | 33736 | 34071 | 34071 | 34071
LFG | 128.5 | 128.5 | 204.46 | 373 | 373 | 373
Nuc | 1131 | 1131 | 1131 | 1131 | 1131 | 1131
PS | 258 | 258 | 258 | 258 | 258 | 258
PV | 3 | 3 | 3 | 3 | 3 | 3
PeakG | 0 | 0 | 0 | 0 | 0 | 0
PeakO | 0 | 0 | 0 | 0 | 0 | 0
ST | 0 | 0 | 0 | 0 | 0 | 0
STOG | 0 | 0 | 0 | 0 | 0 | 0
STWD | 561 | 561 | 561 | 561 | 561 | 561
WT | 6865.3 | 6865.3 | 6865.3 | 6865.3 | 7241.35 | 7241.35
IGCC | 0 | 0 | 0 | 0 | 0 | 0
DemandResponse | 0 | 0 | 0 | 0 | 0 | 0
IGCC-CCS | 0 | 0 | 0 | 0 | 0 | 0
WT_off | 0 | 0 | 0 | 0 | 0 | 0
PseudoUnit | 0 | 0 | 0 | 0 | 0 | 0
FixedInterchange | 0 | 0 | 0 | 0 | 0 | 0
Total Installed Capacity by Reporting Type: RMPA
ReportingType | 2015 | 2020 | 2025 | 2030 | 2035 | 2040
BM | 0 | 0 | 0 | 0 | 0 | 0
CC | 2686 | 2686 | 2686 | 2686 | 2686 | 2686
CSP | 0 | 0 | 0 | 0 | 0 | 0
CT | 152 | 152 | 152 | 738.61 | 861.67 | 1327.11
Coal | 7475.3 | 8424.44 | 8528.29 | 9602.85 | 11989.29 | 14333.9
Geo | 0 | 563.63 | 2570 | 2570 | 2570 | 2570
H | 982 | 982 | 982 | 982 | 982 | 982
LFG | 7.4 | 7.4 | 7.4 | 36.33 | 36.33 | 36.33
Nuc | 0.1 | 0.1 | 0.1 | 0.1 | 0.1 | 0.1
PS | 563 | 563 | 563 | 563 | 563 | 563
PV | 21 | 21 | 21 | 21 | 21 | 21
PeakG | 2904 | 2904 | 2904 | 2904 | 2904 | 2904
PeakO | 187 | 187 | 187 | 187 | 187 | 187
ST | 3 | 420.34 | 478.54 | 524.22 | 524.22 | 524.22
STOG | 217 | 217 | 217 | 217 | 217 | 217
STWD | 0 | 0 | 0 | 0 | 0 | 0
WT | 2113.4 | 2113.4 | 2113.4 | 2427.22 | 2427.22 | 2427.22
IGCC | 0 | 0 | 0 | 0 | 0 | 0
DemandResponse | 505.79 | 681.25 | 924.75 | 1035.21 | 1158.72 | 1297.01
IGCC-CCS | 0 | 0 | 0 | 0 | 0 | 0
WT_off | 0 | 0 | 0 | 0 | 0 | 0
PseudoUnit | 0 | 0 | 0 | 0 | 0 | 0
FixedInterchange | 0 | 0 | 0 | 0 | 0 | 0
Total Installed Capacity by Reporting Type: SP15
ReportingType | 2015 | 2020 | 2025 | 2030 | 2035 | 2040
BM | 6 | 6 | 6 | 6 | 6 | 6
CC | 10080.5 | 10080.5 | 10080.5 | 10080.5 | 10080.5 | 10080.5
CSP | 0 | 0 | 0 | 0 | 0 | 0
CT | 0 | 0 | 0 | 1507.81 | 7247.99 | 7247.99
Coal | 101.2 | 101.2 | 101.2 | 101.2 | 101.2 | 101.2
Geo | 963 | 2413 | 2413 | 2413 | 2413 | 2413
H | 1163 | 1163 | 1163 | 1163 | 1163 | 1163
LFG | 223.2 | 779 | 779 | 779 | 779 | 779
Nuc | 2250 | 2250 | 2250 | 2250 | 2250 | 2250
PS | 1440 | 1440 | 1440 | 1440 | 1440 | 1440
PV | 126.8 | 126.8 | 126.8 | 126.8 | 123 | 123
PeakG | 4309 | 4309 | 4309 | 4309 | 4309 | 4309
PeakO | 51 | 51 | 51 | 51 | 51 | 51
ST | 448 | 448 | 448 | 448 | 448 | 448
STOG | 10242 | 10242 | 10242 | 10242 | 10242 | 10242
STWD | 119 | 119 | 119 | 119 | 119 | 119
WT | 2207.8 | 2207.8 | 2207.8 | 5208.05 | 5218.72 | 16782.7
IGCC | 0 | 0 | 0 | 0 | 0 | 0
DemandResponse | 2719.25 | 2983.76 | 3401.56 | 3778.56 | 4177.81 | 4614.88
IGCC-CCS | 0 | 0 | 0 | 0 | 0 | 0
WT_off | 0 | 0 | 0 | 0 | 0 | 0
PseudoUnit | 0 | 0 | 0 | 0 | 0 | 0
FixedInterchange | 0 | 0 | 0 | 0 | 0 | 0
Total Installed Capacity by Reporting Type: ALB
ReportingType | 2015 | 2020 | 2025 | 2030 | 2035 | 2040
BM | 0 | 0 | 0 | 0 | 0 | 0
CC | 2687.25 | 3910.42 | 5020.68 | 6820.31 | 8936.27 | 11321.68
CSP | 0 | 0 | 0 | 0 | 0 | 0
CT | 201.5 | 201.5 | 201.5 | 201.5 | 201.5 | 201.5
Coal | 6240.83 | 6240.83 | 6240.83 | 6240.83 | 6240.83 | 6240.83
Geo | 0 | 0 | 0 | 0 | 0 | 0
H | 912 | 912 | 912 | 912 | 912 | 912
LFG | 10 | 10 | 10 | 10 | 10 | 10
Nuc | 0.1 | 0.1 | 0.1 | 0.1 | 0.1 | 0.1
PS | 0 | 0 | 0 | 0 | 0 | 0
PV | 0 | 0 | 0 | 0 | 0 | 0
PeakG | 2016.51 | 2016.51 | 2016.51 | 2016.51 | 2016.51 | 2016.51
PeakO | 0 | 0 | 0 | 0 | 0 | 0
ST | 0 | 0 | 0 | 0 | 0 | 0
STOG | 0 | 0 | 0 | 0 | 0 | 0
STWD | 0 | 0 | 0 | 0 | 0 | 0
WT | 672 | 672 | 672 | 672 | 672 | 672
IGCC | 0 | 0 | 0 | 0 | 0 | 0
DemandResponse | 109.43 | 394.9 | 759.6 | 856.11 | 964.87 | 1087.46
IGCC-CCS | 0 | 0 | 0 | 0 | 0 | 0
WT_off | 0 | 0 | 0 | 0 | 0 | 0
PseudoUnit | 0 | 0 | 0 | 0 | 0 | 0
FixedInterchange | 0 | 0 | 0 | 0 | 0 | 0
Total Installed Capacity by Reporting Type: BC
ReportingType | 2015 | 2020 | 2025 | 2030 | 2035 | 2040
BM | 0 | 0 | 0 | 0 | 0 | 0
CC | 1764.75 | 2736.42 | 4136.17 | 5320.43 | 6626.89 | 8075.22
CSP | 0 | 0 | 0 | 0 | 0 | 0
CT | 0 | 0 | 0 | 530.65 | 1214.23 | 1959.61
Coal | 0 | 0 | 0 | 0 | 0 | 0
Geo | 0 | 0 | 0 | 0 | 0 | 0
H | 12161 | 12161 | 12161 | 12161 | 12161 | 12161
LFG | 24 | 24 | 24 | 24 | 24 | 24
Nuc | 0.1 | 0.1 | 0.1 | 0.1 | 0.1 | 0.1
PS | 0 | 0 | 0 | 0 | 0 | 0
PV | 0 | 0 | 0 | 0 | 0 | 0
PeakG | 141 | 141 | 141 | 141 | 141 | 141
PeakO | 44 | 44 | 44 | 44 | 44 | 44
ST | 0 | 0 | 0 | 0 | 0 | 0
STOG | 191.58 | 191.58 | 191.58 | 191.58 | 191.58 | 191.58
STWD | 510 | 510 | 510 | 510 | 510 | 510
WT | 246 | 246 | 246 | 246 | 246 | 246
IGCC | 0 | 0 | 0 | 0 | 0 | 0
DemandResponse | 0.01 | 289.48 | 638.31 | 703.74 | 775.87 | 855.4
IGCC-CCS | 0 | 0 | 0 | 0 | 0 | 0
WT_off | 0 | 0 | 0 | 0 | 0 | 0
PseudoUnit | 0 | 0 | 0 | 0 | 0 | 0
FixedInterchange | 0 | 0 | 0 | 0 | 0 | 0
Total Installed Capacity by Reporting Type: HQ_IESO
ReportingType | 2015 | 2020 | 2025 | 2030 | 2035 | 2040
BM | 0 | 0 | 0 | 0 | 0 | 0
CC | 0 | 0 | 0 | 0 | 0 | 0
CSP | 0 | 0 | 0 | 0 | 0 | 0
CT | 0 | 0 | 0 | 0 | 0 | 0
Coal | 0 | 0 | 0 | 0 | 0 | 0
Geo | 0 | 0 | 0 | 0 | 0 | 0
H | 0 | 0 | 0 | 0 | 0 | 0
LFG | 0 | 0 | 0 | 0 | 0 | 0
Nuc | 0.1 | 0.1 | 0.1 | 0.1 | 0.1 | 0.1
PS | 0 | 0 | 0 | 0 | 0 | 0
PV | 0 | 0 | 0 | 0 | 0 | 0
PeakG | 0 | 0 | 0 | 0 | 0 | 0
PeakO | 0 | 0 | 0 | 0 | 0 | 0
ST | 0 | 0 | 0 | 0 | 0 | 0
STOG | 0 | 0 | 0 | 0 | 0 | 0
STWD | 0 | 0 | 0 | 0 | 0 | 0
WT | 0 | 0 | 0 | 0 | 0 | 0
IGCC | 0 | 0 | 0 | 0 | 0 | 0
DemandResponse | 0 | 0 | 0 | 0 | 0 | 0
IGCC-CCS | 0 | 0 | 0 | 0 | 0 | 0
WT_off | 0 | 0 | 0 | 0 | 0 | 0
PseudoUnit | 0 | 0 | 0 | 0 | 0 | 0
FixedInterchange | 3000 | 3000 | 3000 | 3000 | 3000 | 3000
Total Installed Capacity by Reporting Type: HQ_NEISO
ReportingType | 2015 | 2020 | 2025 | 2030 | 2035 | 2040
BM | 0 | 0 | 0 | 0 | 0 | 0
CC | 0 | 0 | 0 | 0 | 0 | 0
CSP | 0 | 0 | 0 | 0 | 0 | 0
CT | 0 | 0 | 0 | 0 | 0 | 0
Coal | 0 | 0 | 0 | 0 | 0 | 0
Geo | 0 | 0 | 0 | 0 | 0 | 0
H | 0 | 0 | 0 | 0 | 0 | 0
LFG | 0 | 0 | 0 | 0 | 0 | 0
Nuc | 0.1 | 0.1 | 0.1 | 0.1 | 0.1 | 0.1
PS | 0 | 0 | 0 | 0 | 0 | 0
PV | 0 | 0 | 0 | 0 | 0 | 0
PeakG | 0 | 0 | 0 | 0 | 0 | 0
PeakO | 0 | 0 | 0 | 0 | 0 | 0
ST | 0 | 0 | 0 | 0 | 0 | 0
STOG | 0 | 0 | 0 | 0 | 0 | 0
STWD | 0 | 0 | 0 | 0 | 0 | 0
WT | 0 | 0 | 0 | 0 | 0 | 0
IGCC | 0 | 0 | 0 | 0 | 0 | 0
DemandResponse | 0 | 0 | 0 | 0 | 0 | 0
IGCC-CCS | 0 | 0 | 0 | 0 | 0 | 0
WT_off | 0 | 0 | 0 | 0 | 0 | 0
PseudoUnit | 0 | 158.94 | 1106.19 | 2500 | 2500 | 2500
FixedInterchange | 2920 | 2920 | 2920 | 2920 | 2920 | 2920
Total Installed Capacity by Reporting Type: HQ_NY
ReportingType | 2015 | 2020 | 2025 | 2030 | 2035 | 2040
BM | 0 | 0 | 0 | 0 | 0 | 0
CC | 0 | 0 | 0 | 0 | 0 | 0
CSP | 0 | 0 | 0 | 0 | 0 | 0
CT | 0 | 0 | 0 | 0 | 0 | 0
Coal | 0 | 0 | 0 | 0 | 0 | 0
Geo | 0 | 0 | 0 | 0 | 0 | 0
H | 0 | 0 | 0 | 0 | 0 | 0
LFG | 0 | 0 | 0 | 0 | 0 | 0
Nuc | 0.1 | 0.1 | 0.1 | 0.1 | 0.1 | 0.1
PS | 0 | 0 | 0 | 0 | 0 | 0
PV | 0 | 0 | 0 | 0 | 0 | 0
PeakG | 0 | 0 | 0 | 0 | 0 | 0
PeakO | 0 | 0 | 0 | 0 | 0 | 0
ST | 0 | 0 | 0 | 0 | 0 | 0
STOG | 0 | 0 | 0 | 0 | 0 | 0
STWD | 0 | 0 | 0 | 0 | 0 | 0
WT | 0 | 0 | 0 | 0 | 0 | 0
IGCC | 0 | 0 | 0 | 0 | 0 | 0
DemandResponse | 0 | 0 | 0 | 0 | 0 | 0
IGCC-CCS | 0 | 0 | 0 | 0 | 0 | 0
WT_off | 0 | 0 | 0 | 0 | 0 | 0
PseudoUnit | 0 | 1106.92 | 2500 | 2500 | 2500 | 2500
FixedInterchange | 1500 | 1500 | 1500 | 1500 | 1500 | 1500
Total Installed Capacity by Reporting Type: MARITIMES
ReportingType | 2015 | 2020 | 2025 | 2030 | 2035 | 2040
BM | 0 | 0 | 0 | 0 | 0 | 0
CC | 0 | 0 | 0 | 0 | 0 | 0
CSP | 0 | 0 | 0 | 0 | 0 | 0
CT | 0 | 0 | 0 | 0 | 0 | 0
Coal | 0 | 0 | 0 | 0 | 0 | 0
Geo | 0 | 0 | 0 | 0 | 0 | 0
H | 0 | 0 | 0 | 0 | 0 | 0
LFG | 0 | 0 | 0 | 0 | 0 | 0
Nuc | 0.1 | 0.1 | 0.1 | 0.1 | 0.1 | 0.1
PS | 0 | 0 | 0 | 0 | 0 | 0
PV | 0 | 0 | 0 | 0 | 0 | 0
PeakG | 0 | 0 | 0 | 0 | 0 | 0
PeakO | 0 | 0 | 0 | 0 | 0 | 0
ST | 0 | 0 | 0 | 0 | 0 | 0
STOG | 0 | 0 | 0 | 0 | 0 | 0
STWD | 0 | 0 | 0 | 0 | 0 | 0
WT | 0 | 0 | 0 | 0 | 0 | 0
IGCC | 0 | 0 | 0 | 0 | 0 | 0
DemandResponse | 0 | 0 | 0 | 0 | 0 | 0
IGCC-CCS | 0 | 0 | 0 | 0 | 0 | 0
WT_off | 0 | 0 | 0 | 0 | 0 | 0
PseudoUnit | 0 | 500 | 500 | 500 | 500 | 500
FixedInterchange | 1400 | 1400 | 1400 | 1400 | 1400 | 1400
Total Installed Capacity by Reporting Type: All
ReportingType | 2015 | 2020 | 2025 | 2030 | 2035 | 2040
BM | 1251 | 1669.37 | 2493.56 | 4981.93 | 5620.38 | 6135.14
CC | 241340.14 | 283455.41 | 316810.99 | 358669.42 | 448702.42 | 525429.38
CSP | 0 | 0 | 0 | 0 | 0 | 0
CT | 9981.59 | 32544.11 | 49569.79 | 88387.46 | 137798.25 | 173411.92
Coal | 280847.49 | 255984.54 | 249547.73 | 249331.22 | 251828.09 | 282924.73
Geo | 2534.2 | 4609.2 | 9038.2 | 9038.2 | 9038.2 | 9038.2
H | 106079.79 | 108239.79 | 110507.79 | 115018.82 | 115039.79 | 115289.79
LFG | 4136 | 6089 | 8299 | 9023 | 9023 | 9023
Nuc | 117236.86 | 121152.36 | 121152.36 | 119664.16 | 93088.46 | 73382.46
PS | 21788 | 21788 | 21788 | 21788 | 21788 | 21788
PV | 1648 | 4037.17 | 5409.03 | 5902.13 | 5162.9 | 5588.44
PeakG | 119323.45 | 119323.45 | 119111.15 | 116201.01 | 116201.01 | 116201.01
PeakO | 21653.65 | 21653.65 | 21653.65 | 21653.65 | 21653.65 | 21653.65
ST | 760 | 1696.25 | 2120.03 | 2372.05 | 2372.05 | 2372.05
STOG | 77727.57 | 77727.57 | 77727.57 | 77727.57 | 77727.57 | 77727.57
STWD | 4777 | 4777 | 4777 | 4777 | 4777 | 4777
WT | 64004.8 | 128377.16 | 241252.74 | 361365.08 | 401107.62 | 461288.63
IGCC | 618 | 618 | 618 | 618 | 618 | 618
DemandResponse | 39401.16 | 65723.11 | 98696.81 | 107776.36 | 117686.38 | 128518.83
IGCC-CCS | 0 | 0 | 0 | 0 | 0 | 0
WT_off | 469 | 469 | 1569 | 1569 | 1569 | 1569
PseudoUnit | 0 | 1765.87 | 4106.19 | 5500 | 5500 | 5500
FixedInterchange | 8820 | 8820 | 8820 | 8820 | 8820 | 8820
Total Installed Capacity by Reporting Type: EI_US
ReportingType | 2015 | 2020 | 2025 | 2030 | 2035 | 2040
BM | 741.12 | 1159.48 | 1983.68 | 2224.39 | 2613.33 | 2806
CC | 155729.73 | 187275.71 | 208009.33 | 226040.88 | 288810.35 | 343905.45
CSP | 0 | 0 | 0 | 0 | 0 | 0
CT | 4754.22 | 21703.6 | 34091.6 | 63935.62 | 101767.32 | 126137.7
Coal | 223459.44 | 197675.55 | 191815.02 | 190736.99 | 190847.42 | 207782.81
Geo | 44 | 44 | 44 | 44 | 44 | 44
H | 29436.09 | 30901.09 | 31674.09 | 32762.12 | 32783.09 | 32783.09
LFG | 3458.4 | 4290.6 | 6009.98 | 6536 | 6536 | 6536
Nuc | 89571.36 | 93486.86 | 93486.86 | 91998.66 | 66452.96 | 48286.96
PS | 16931 | 16931 | 16931 | 16931 | 16931 | 16931
PV | 176.74 | 2565.91 | 3937.78 | 4430.87 | 4783.2 | 5208.74
PeakG | 97654.5 | 97654.5 | 97654.5 | 97654.5 | 97654.5 | 97654.5
PeakO | 20792.3 | 20792.3 | 20792.3 | 20792.3 | 20792.3 | 20792.3
ST | 0 | 0 | 0 | 0 | 0 | 0
STOG | 44205.39 | 44205.39 | 44205.39 | 44205.39 | 44205.39 | 44205.39
STWD | 2980 | 2980 | 2980 | 2980 | 2980 | 2980
WT | 36938.6 | 84894.41 | 174698.81 | 279812.36 | 317924.89 | 358743.17
IGCC | 618 | 618 | 618 | 618 | 618 | 618
DemandResponse | 30913.91 | 50548.46 | 75088.33 | 81811.32 | 89146.62 | 97154.67
IGCC-CCS | 0 | 0 | 0 | 0 | 0 | 0
WT_off | 469 | 469 | 1569 | 1569 | 1569 | 1569
PseudoUnit | 0 | 1765.87 | 4106.19 | 5500 | 5500 | 5500
FixedInterchange | 5820 | 5820 | 5820 | 5820 | 5820 | 5820
Total Installed Capacity by Reporting Type: EI_Canada
ReportingType | 2015 | 2020 | 2025 | 2030 | 2035 | 2040
BM | 326.33 | 326.33 | 326.33 | 326.33 | 326.33 | 326.33
CC | 8499.16 | 8499.16 | 8499.16 | 8546.5 | 12808.68 | 16355.29
CSP | 0 | 0 | 0 | 0 | 0 | 0
CT | 756.07 | 948.91 | 948.91 | 948.91 | 1094.68 | 2830.54
Coal | 1110.8 | 1110.8 | 430.68 | 217.63 | 217.63 | 217.63
Geo | 0 | 0 | 0 | 0 | 0 | 0
H | 15168.7 | 15863.7 | 17358.7 | 19818.7 | 19818.7 | 20068.7
LFG | 117.5 | 117.5 | 117.5 | 118 | 118 | 118
Nuc | 13018.2 | 13018.2 | 13018.2 | 13018.2 | 11988.2 | 10448.2
PS | 123 | 123 | 123 | 123 | 123 | 123
PV | 1097.26 | 1097.26 | 1097.26 | 1097.26 | 30 | 30
PeakG | 1143 | 1143 | 1143 | 1143 | 1143 | 1143
PeakO | 178.35 | 178.35 | 178.35 | 178.35 | 178.35 | 178.35
ST | 0 | 0 | 0 | 0 | 0 | 0
STOG | 126 | 126 | 126 | 126 | 126 | 126
STWD | 139 | 139 | 139 | 139 | 139 | 139
WT | 3963.3 | 3963.3 | 3963.3 | 3963.3 | 2004.9 | 5683.35
IGCC | 0 | 0 | 0 | 0 | 0 | 0
DemandResponse | 2131.46 | 2597.47 | 3318.84 | 3611.76 | 3930.54 | 4277.47
IGCC-CCS | 0 | 0 | 0 | 0 | 0 | 0
WT_off | 0 | 0 | 0 | 0 | 0 | 0
PseudoUnit | 0 | 0 | 0 | 0 | 0 | 0
FixedInterchange | 3000 | 3000 | 3000 | 3000 | 3000 | 3000
Total Installed Capacity by Reporting Type: EI
ReportingType | 2015 | 2020 | 2025 | 2030 | 2035 | 2040
BM | 1067.45 | 1485.82 | 2310.01 | 2550.73 | 2939.66 | 3132.33
CC | 164228.89 | 195774.87 | 216508.49 | 234587.38 | 301619.04 | 360260.74
CSP | 0 | 0 | 0 | 0 | 0 | 0
CT | 5510.29 | 22652.51 | 35040.52 | 64884.53 | 102861.99 | 128968.24
Coal | 224570.24 | 198786.35 | 192245.7 | 190954.62 | 191065.05 | 208000.44
Geo | 44 | 44 | 44 | 44 | 44 | 44
H | 44604.79 | 46764.79 | 49032.79 | 52580.82 | 52601.79 | 52851.79
LFG | 3575.9 | 4408.1 | 6127.48 | 6654 | 6654 | 6654
Nuc | 102589.56 | 106505.06 | 106505.06 | 105016.86 | 78441.16 | 58735.16
PS | 17054 | 17054 | 17054 | 17054 | 17054 | 17054
PV | 1274 | 3663.17 | 5035.03 | 5528.13 | 4813.2 | 5238.74
PeakG | 98797.5 | 98797.5 | 98797.5 | 98797.5 | 98797.5 | 98797.5
PeakO | 20970.65 | 20970.65 | 20970.65 | 20970.65 | 20970.65 | 20970.65
ST | 0 | 0 | 0 | 0 | 0 | 0
STOG | 44331.39 | 44331.39 | 44331.39 | 44331.39 | 44331.39 | 44331.39
STWD | 3119 | 3119 | 3119 | 3119 | 3119 | 3119
WT | 40901.9 | 88857.71 | 178662.11 | 283775.66 | 319929.79 | 364426.52
IGCC | 618 | 618 | 618 | 618 | 618 | 618
DemandResponse | 33045.36 | 53145.93 | 78407.17 | 85423.08 | 93077.15 | 101432.14
IGCC-CCS | 0 | 0 | 0 | 0 | 0 | 0
WT_off | 469 | 469 | 1569 | 1569 | 1569 | 1569
PseudoUnit | 0 | 1765.87 | 4106.19 | 5500 | 5500 | 5500
FixedInterchange | 8820 | 8820 | 8820 | 8820 | 8820 | 8820
Total Installed Capacity by Reporting Type: Outside_EI
ReportingType | 2015 | 2020 | 2025 | 2030 | 2035 | 2040
BM | 183.55 | 183.55 | 183.55 | 2431.21 | 2680.72 | 3002.8
CC | 77111.25 | 87680.54 | 100302.5 | 124082.04 | 147083.39 | 165168.64
CSP | 0 | 0 | 0 | 0 | 0 | 0
CT | 4471.3 | 9891.6 | 14529.28 | 23502.92 | 34936.25 | 44443.68
Coal | 56277.25 | 57198.19 | 57302.03 | 58376.6 | 60763.04 | 74924.29
Geo | 2490.2 | 4565.2 | 8994.2 | 8994.2 | 8994.2 | 8994.2
H | 61475 | 61475 | 61475 | 62438 | 62438 | 62438
LFG | 560.1 | 1680.9 | 2171.52 | 2369 | 2369 | 2369
Nuc | 14647.3 | 14647.3 | 14647.3 | 14647.3 | 14647.3 | 14647.3
PS | 4734 | 4734 | 4734 | 4734 | 4734 | 4734
PV | 374 | 374 | 374 | 374 | 349.7 | 349.7
PeakG | 20525.95 | 20525.95 | 20313.65 | 17403.51 | 17403.51 | 17403.51
PeakO | 683 | 683 | 683 | 683 | 683 | 683
ST | 760 | 1696.25 | 2120.03 | 2372.05 | 2372.05 | 2372.05
STOG | 33396.18 | 33396.18 | 33396.18 | 33396.18 | 33396.18 | 33396.18
STWD | 1658 | 1658 | 1658 | 1658 | 1658 | 1658
WT | 23102.9 | 39519.45 | 62590.62 | 77589.42 | 81177.83 | 96862.11
IGCC | 0 | 0 | 0 | 0 | 0 | 0
DemandResponse | 6355.8 | 12577.18 | 20289.64 | 22353.28 | 24609.22 | 27086.69
IGCC-CCS | 0 | 0 | 0 | 0 | 0 | 0
WT_off | 0 | 0 | 0 | 0 | 0 | 0
PseudoUnit | 0 | 0 | 0 | 0 | 0 | 0
FixedInterchange | 0 | 0 | 0 | 0 | 0 | 0
#6 | Retrofit Capacity (MW)
Retrofit Capacity by Reporting Type: Entergy
ReportingType | 2015 | 2020 | 2025 | 2030 | 2035 | 2040
FGD | 0 | 7356 | 7356 | 7356 | 7356 | 7356
SNCR | 0 | 0 | 0 | 0 | 0 | 0
SCR | 0 | 0 | 0 | 0 | 0 | 0
ACI90 | 0 | 0 | 0 | 0 | 0 | 0
RPJ90 | 0 | 7416 | 7416 | 7416 | 7416 | 7416
PCSEQ | 0 | 0 | 0 | 0 | 0 | 0
Retrofit Capacity by Reporting Type: FRCC
ReportingType | 2015 | 2020 | 2025 | 2030 | 2035 | 2040
FGD | 0 | 235 | 235 | 235 | 235 | 235
SNCR | 0 | 0 | 0 | 0 | 0 | 0
SCR | 3796 | 1898 | 1898 | 1898 | 1898 | 1898
ACI90 | 0 | 0 | 0 | 0 | 0 | 0
RPJ90 | 0 | 7900 | 7900 | 7900 | 7900 | 7900
PCSEQ | 0 | 0 | 0 | 0 | 0 | 0
Retrofit Capacity by Reporting Type: MAPP_US
ReportingType | 2015 | 2020 | 2025 | 2030 | 2035 | 2040
FGD | 221 | 162.74 | 25.42 | 25.42 | 25.42 | 25.42
SNCR | 0 | 0 | 0 | 0 | 0 | 0
SCR | 0 | 0 | 0 | 0 | 0 | 0
ACI90 | 0 | 0 | 0 | 0 | 0 | 0
RPJ90 | 0 | 2522.74 | 2385.42 | 2385.42 | 2385.42 | 2385.42
PCSEQ | 0 | 0 | 0 | 0 | 0 | 0
Retrofit Capacity by Reporting Type: MISO_IN
ReportingType | 2015 | 2020 | 2025 | 2030 | 2035 | 2040
FGD | 0 | 2276 | 2276 | 2276 | 2276 | 2276
SNCR | 0 | 0 | 0 | 0 | 0 | 0
SCR | 0 | 0 | 0 | 0 | 0 | 0
ACI90 | 0 | 0 | 0 | 0 | 0 | 0
RPJ90 | 0.05 | 13115.87 | 13115.89 | 13115.92 | 13115.94 | 13115.96
PCSEQ | 0 | 0 | 0 | 0 | 0 | 0
Retrofit Capacity by Reporting Type: MISO_MI
ReportingType | 2015 | 2020 | 2025 | 2030 | 2035 | 2040
FGD | 0 | 5037.21 | 5037.21 | 5037.21 | 5037.21 | 5037.21
SNCR | 0 | 0 | 0 | 0 | 0 | 0
SCR | 355 | 0 | 0 | 0 | 0 | 0
ACI90 | 0 | 0 | 0 | 0 | 0 | 0
RPJ90 | 0 | 6839.01 | 6839.01 | 6839.01 | 6839.01 | 6839.01
PCSEQ | 0 | 0 | 0 | 0 | 0 | 0
Retrofit Capacity by Reporting Type: MISO_MO-IL
ReportingType | 2015 | 2020 | 2025 | 2030 | 2035 | 2040
FGD | 0 | 7318 | 7318 | 7318 | 7318 | 7318
SNCR | 0 | 0 | 0 | 0 | 0 | 0
SCR | 400 | 200 | 200 | 200 | 200 | 200
ACI90 | 0 | 0 | 0 | 0 | 0 | 0
RPJ90 | 2490.05 | 10968.09 | 10968.11 | 10968.15 | 10968.18 | 10968.21
PCSEQ | 0 | 0 | 0 | 0 | 0 | 0
Retrofit Capacity by Reporting Type: MISO_W
ReportingType | 2015 | 2020 | 2025 | 2030 | 2035 | 2040
FGD | 0 | 5555.5 | 5555.5 | 5555.5 | 5555.5 | 5555.5
SNCR | 0 | 0 | 0 | 0 | 0 | 0
SCR | 1225.26 | 612.63 | 612.63 | 612.63 | 612.63 | 612.63
ACI90 | 0 | 0 | 0 | 0 | 0 | 0
RPJ90 | 2652.36 | 11006.03 | 11006.03 | 11006.03 | 11006.03 | 11006.03
PCSEQ | 0 | 0 | 0 | 0 | 0 | 0
Retrofit Capacity by Reporting Type: MISO_WUMS
ReportingType | 2015 | 2020 | 2025 | 2030 | 2035 | 2040
FGD | 1135 | 1854.65 | 1854.65 | 1854.65 | 1854.65 | 1854.65
SNCR | 0 | 0 | 0 | 0 | 0 | 0
SCR | 2778.6 | 1902.6 | 1902.6 | 1902.6 | 1902.6 | 1902.6
ACI90 | 0 | 0 | 0 | 0 | 0 | 0
RPJ90 | 1740.23 | 3607.7 | 3607.71 | 3607.73 | 3607.74 | 3607.76
PCSEQ | 0 | 0 | 0 | 0 | 0 | 0
Retrofit Capacity by Reporting Type: Nebraska
ReportingType | 2015 | 2020 | 2025 | 2030 | 2035 | 2040
FGD | 0 | 2920.2 | 2011 | 2011 | 2011 | 2011
SNCR | 0 | 0 | 0 | 0 | 0 | 0
SCR | 0 | 0 | 0 | 0 | 0 | 0
ACI90 | 0 | 0 | 0 | 0 | 0 | 0
RPJ90 | 1364.4 | 3602.4 | 2693.2 | 2693.2 | 2693.2 | 2693.2
PCSEQ | 0 | 0 | 0 | 0 | 0 | 0
Retrofit Capacity by Reporting Type: NEISO
ReportingType | 2015 | 2020 | 2025 | 2030 | 2035 | 2040
FGD | 320 | 0 | 0 | 0 | 0 | 0
SNCR | 0 | 0 | 0 | 0 | 0 | 0
SCR | 0 | 0 | 0 | 0 | 0 | 0
ACI90 | 0 | 0 | 0 | 0 | 0 | 0
RPJ90 | 870.93 | 0 | 0 | 0 | 0 | 0
PCSEQ | 0 | 0 | 0 | 0 | 0 | 0
Retrofit Capacity by Reporting Type: NonRTO_Midwest
ReportingType | 2015 | 2020 | 2025 | 2030 | 2035 | 2040
FGD | 1403 | 2045 | 2045 | 2045 | 2045 | 2045
SNCR | 0 | 0 | 0 | 0 | 0 | 0
SCR | 1463.8 | 731.9 | 731.9 | 731.9 | 731.9 | 731.9
ACI90 | 0 | 0 | 0 | 0 | 0 | 0
RPJ90 | 0.06 | 8637.9 | 8637.93 | 8637.96 | 8637.98 | 8638.01
PCSEQ | 0 | 0 | 0 | 0 | 0 | 0
Retrofit Capacity by Reporting Type: NYISO_A-F
ReportingType | 2015 | 2020 | 2025 | 2030 | 2035 | 2040
FGD | 0 | 0 | 0 | 0 | 0 | 0
SNCR | 0 | 0 | 0 | 0 | 0 | 0
SCR | 0 | 0 | 0 | 0 | 0 | 0
ACI90 | 0 | 0 | 0 | 0 | 0 | 0
RPJ90 | 486.3 | 0 | 0 | 0 | 0 | 0
PCSEQ | 0 | 0 | 0 | 0 | 0 | 0
Retrofit Capacity by Reporting Type: NYISO_G-I
ReportingType | 2015 | 2020 | 2025 | 2030 | 2035 | 2040
FGD | 0 | 0 | 0 | 0 | 0 | 0
SNCR | 0 | 0 | 0 | 0 | 0 | 0
SCR | 0 | 0 | 0 | 0 | 0 | 0
ACI90 | 0 | 0 | 0 | 0 | 0 | 0
RPJ90 | 0 | 0 | 0 | 0 | 0 | 0
PCSEQ | 0 | 0 | 0 | 0 | 0 | 0
Retrofit Capacity by Reporting Type: NYISO_J-K
ReportingType | 2015 | 2020 | 2025 | 2030 | 2035 | 2040
FGD | 0 | 0 | 0 | 0 | 0 | 0
SNCR | 0 | 0 | 0 | 0 | 0 | 0
SCR | 0 | 0 | 0 | 0 | 0 | 0
ACI90 | 0 | 0 | 0 | 0 | 0 | 0
RPJ90 | 0 | 0 | 0 | 0 | 0 | 0
PCSEQ | 0 | 0 | 0 | 0 | 0 | 0
Retrofit Capacity by Reporting Type: PJM_E
ReportingType | 2015 | 2020 | 2025 | 2030 | 2035 | 2040
FGD | 0 | 0 | 0 | 0 | 0 | 0
SNCR | 0 | 0 | 0 | 0 | 0 | 0
SCR | 568 | 0 | 0 | 0 | 0 | 0
ACI90 | 0 | 0 | 0 | 0 | 0 | 0
RPJ90 | 1784.09 | 0.25 | 0.34 | 0.45 | 0.62 | 0.8
PCSEQ | 0 | 0 | 0 | 0 | 0 | 0
Retrofit Capacity by Reporting Type: PJM_ROM
ReportingType | 2015 | 2020 | 2025 | 2030 | 2035 | 2040
FGD | 0 | 1234 | 1234 | 1234 | 1234 | 1234
SNCR | 0 | 0 | 0 | 0 | 0 | 0
SCR | 341 | 0 | 0 | 0 | 0 | 0
ACI90 | 0 | 0 | 0 | 0 | 0 | 0
RPJ90 | 2572 | 8335 | 8335 | 8335 | 8335 | 8335
PCSEQ | 0 | 0 | 0 | 0 | 0 | 0
Retrofit Capacity by Reporting Type: PJM_ROR
ReportingType | 2015 | 2020 | 2025 | 2030 | 2035 | 2040
FGD | 0 | 12461.8 | 12461.8 | 12461.8 | 12461.8 | 12461.8
SNCR | 0 | 0 | 0 | 0 | 0 | 0
SCR | 2400 | 1200 | 1200 | 1200 | 1200 | 1200
ACI90 | 0 | 0 | 0 | 0 | 0 | 0
RPJ90 | 0.04 | 43355.36 | 43355.39 | 43355.41 | 43355.44 | 43355.47
PCSEQ | 0 | 0 | 0 | 0 | 0 | 0
Retrofit Capacity by Reporting Type: SOCO
ReportingType | 2015 | 2020 | 2025 | 2030 | 2035 | 2040
FGD | 4088.7 | 7073.2 | 7073.2 | 7073.2 | 7073.2 | 7073.2
SNCR | 0 | 0 | 0 | 0 | 0 | 0
SCR | 3404.7 | 3404.7 | 3404.7 | 3404.7 | 3404.7 | 3404.7
ACI90 | 0 | 0 | 0 | 0 | 0 | 0
RPJ90 | 6809.4 | 16446 | 16446 | 16446 | 16446 | 16446
PCSEQ | 0 | 0 | 0 | 0 | 0 | 0
Retrofit Capacity by Reporting Type: SPP_N
ReportingType | 2015 | 2020 | 2025 | 2030 | 2035 | 2040
FGD | 0 | 1335.04 | 971 | 602 | 602 | 602
SNCR | 0 | 0 | 0 | 0 | 0 | 0
SCR | 0 | 0 | 0 | 0 | 0 | 0
ACI90 | 0 | 0 | 0 | 0 | 0 | 0
RPJ90 | 1302.05 | 5936.11 | 5572.09 | 5203.11 | 5203.14 | 5203.16
PCSEQ | 0 | 0 | 0 | 0 | 0 | 0
Retrofit Capacity by Reporting Type: SPP_S
ReportingType | 2015 | 2020 | 2025 | 2030 | 2035 | 2040
FGD | 0 | 8655.02 | 4205.04 | 3496.01 | 3496.01 | 3496.01
SNCR | 0 | 0 | 0 | 0 | 0 | 0
SCR | 0 | 0 | 0 | 0 | 0 | 0
ACI90 | 0 | 0 | 0 | 0 | 0 | 0
RPJ90 | 0 | 12021.43 | 7571.46 | 6862.43 | 6862.43 | 6862.43
PCSEQ | 0 | 0 | 0 | 0 | 0 | 0
Retrofit Capacity by Reporting Type: TVA
ReportingType | 2015 | 2020 | 2025 | 2030 | 2035 | 2040
FGD | 0 | 4090 | 4090 | 4090 | 4090 | 4090
SNCR | 0 | 0 | 0 | 0 | 0 | 0
SCR | 0 | 0 | 0 | 0 | 0 | 0
ACI90 | 0 | 0 | 0 | 0 | 0 | 0
RPJ90 | 0 | 11141 | 11141 | 11141 | 11141 | 11141
PCSEQ | 0 | 0 | 0 | 0 | 0 | 0
Retrofit Capacity by Reporting Type: TVA_Transmission
ReportingType | 2015 | 2020 | 2025 | 2030 | 2035 | 2040
FGD | 0 | 0 | 0 | 0 | 0 | 0
SNCR | 0 | 0 | 0 | 0 | 0 | 0
SCR | 0 | 0 | 0 | 0 | 0 | 0
ACI90 | 0 | 0 | 0 | 0 | 0 | 0
RPJ90 | 0 | 0 | 0 | 0 | 0 | 0
PCSEQ | 0 | 0 | 0 | 0 | 0 | 0
Retrofit Capacity by Reporting Type: VACAR
ReportingType | 2015 | 2020 | 2025 | 2030 | 2035 | 2040
FGD | 0 | 0 | 0 | 0 | 0 | 0
SNCR | 0 | 0 | 0 | 0 | 0 | 0
SCR | 0 | 0 | 0 | 0 | 0 | 0
ACI90 | 0 | 0 | 0 | 0 | 0 | 0
RPJ90 | 0.13 | 12748.22 | 12748.33 | 12748.43 | 12748.56 | 12748.63
PCSEQ | 0 | 0 | 0 | 0 | 0 | 0
Retrofit Capacity by Reporting Type: IESO
ReportingType | 2015 | 2020 | 2025 | 2030 | 2035 | 2040
FGD | 0 | 0 | 0 | 0 | 0 | 0
SNCR | 0 | 0 | 0 | 0 | 0 | 0
SCR | 0 | 0 | 0 | 0 | 0 | 0
ACI90 | 0 | 0 | 0 | 0 | 0 | 0
RPJ90 | 0 | 0 | 0 | 0 | 0 | 0
PCSEQ | 0 | 0 | 0 | 0 | 0 | 0
Retrofit Capacity by Reporting Type: MAPP_CA
ReportingType | 2015 | 2020 | 2025 | 2030 | 2035 | 2040
FGD | 0 | 0 | 0 | 0 | 0 | 0
SNCR | 0 | 0 | 0 | 0 | 0 | 0
SCR | 0 | 0 | 0 | 0 | 0 | 0
ACI90 | 0 | 0 | 0 | 0 | 0 | 0
RPJ90 | 0 | 0 | 0 | 0 | 0 | 0
PCSEQ | 0 | 0 | 0 | 0 | 0 | 0
Retrofit Capacity by Reporting Type: AZ_NM_SNV_Coal
ReportingType | 2015 | 2020 | 2025 | 2030 | 2035 | 2040
FGD | 384 | 540 | 540 | 540 | 540 | 540
SNCR | 0 | 0 | 0 | 0 | 0 | 0
SCR | 800 | 400 | 400 | 400 | 400 | 400
ACI90 | 0 | 0 | 0 | 0 | 0 | 0
RPJ90 | 3286.02 | 10066.04 | 10066.05 | 10066.07 | 10066.08 | 10066.1
PCSEQ | 0 | 0 | 0 | 0 | 0 | 0
Retrofit Capacity by Reporting Type: AZ_NM_SNV_Gas
ReportingType | 2015 | 2020 | 2025 | 2030 | 2035 | 2040
FGD | 0 | 0 | 0 | 0 | 0 | 0
SNCR | 0 | 0 | 0 | 0 | 0 | 0
SCR | 0 | 0 | 0 | 0 | 0 | 0
ACI90 | 0 | 0 | 0 | 0 | 0 | 0
RPJ90 | 0 | 0 | 0 | 0 | 0 | 0
PCSEQ | 0 | 0 | 0 | 0 | 0 | 0
Retrofit Capacity by Reporting Type: AZ_NM_SNV_NucRenew
ReportingType | 2015 | 2020 | 2025 | 2030 | 2035 | 2040
FGD | 0 | 0 | 0 | 0 | 0 | 0
SNCR | 0 | 0 | 0 | 0 | 0 | 0
SCR | 0 | 0 | 0 | 0 | 0 | 0
ACI90 | 0 | 0 | 0 | 0 | 0 | 0
RPJ90 | 0 | 0 | 0 | 0 | 0 | 0
PCSEQ | 0 | 0 | 0 | 0 | 0 | 0
Retrofit Capacity by Reporting Type: ERCOT
ReportingType | 2015 | 2020 | 2025 | 2030 | 2035 | 2040
FGD | 0 | 5125 | 5125 | 5125 | 5125 | 5125
SNCR | 0 | 0 | 0 | 0 | 0 | 0
SCR | 4370 | 2185 | 2185 | 2185 | 2185 | 2185
ACI90 | 0 | 0 | 0 | 0 | 0 | 0
RPJ90 | 9196.05 | 16247.94 | 16247.96 | 16247.98 | 16248.01 | 16248.03
PCSEQ | 0 | 0 | 0 | 0 | 0 | 0
Retrofit Capacity by Reporting Type: NP15
ReportingType | 2015 | 2020 | 2025 | 2030 | 2035 | 2040
FGD | 0 | 0 | 0 | 0 | 0 | 0
SNCR | 0 | 0 | 0 | 0 | 0 | 0
SCR | 0 | 0 | 0 | 0 | 0 | 0
ACI90 | 0 | 0 | 0 | 0 | 0 | 0
RPJ90 | 0 | 0 | 0 | 0 | 0 | 0
PCSEQ | 0 | 0 | 0 | 0 | 0 | 0
Retrofit Capacity by Reporting Type: NWPP_Coal
ReportingType | 2015 | 2020 | 2025 | 2030 | 2035 | 2040
FGD | 0 | 1601.2 | 1601.2 | 1601.2 | 1601.2 | 1601.2
SNCR | 0 | 0 | 0 | 0 | 0 | 0
SCR | 0 | 0 | 0 | 0 | 0 | 0
ACI90 | 0 | 0 | 0 | 0 | 0 | 0
RPJ90 | 453.6 | 13097.85 | 13097.85 | 13097.85 | 13097.85 | 13097.85
PCSEQ | 0 | 0 | 0 | 0 | 0 | 0
Retrofit Capacity by Reporting Type: NWPP_Gas
ReportingType | 2015 | 2020 | 2025 | 2030 | 2035 | 2040
FGD | 0 | 0 | 0 | 0 | 0 | 0
SNCR | 0 | 0 | 0 | 0 | 0 | 0
SCR | 0 | 0 | 0 | 0 | 0 | 0
ACI90 | 0 | 0 | 0 | 0 | 0 | 0
RPJ90 | 0 | 0 | 0 | 0 | 0 | 0
PCSEQ | 0 | 0 | 0 | 0 | 0 | 0
Retrofit Capacity by Reporting Type: NWPP_NucRenew
ReportingType | 2015 | 2020 | 2025 | 2030 | 2035 | 2040
FGD | 0 | 0 | 0 | 0 | 0 | 0
SNCR | 0 | 0 | 0 | 0 | 0 | 0
SCR | 0 | 0 | 0 | 0 | 0 | 0
ACI90 | 0 | 0 | 0 | 0 | 0 | 0
RPJ90 | 0 | 0 | 0 | 0 | 0 | 0
PCSEQ | 0 | 0 | 0 | 0 | 0 | 0
Retrofit Capacity by Reporting Type: RMPA
ReportingType | 2015 | 2020 | 2025 | 2030 | 2035 | 2040
FGD | 0 | 1282 | 1282 | 1282 | 1282 | 1282
SNCR | 0 | 0 | 0 | 0 | 0 | 0
SCR | 1554.6 | 777.3 | 777.3 | 777.3 | 777.3 | 777.3
ACI90 | 0 | 0 | 0 | 0 | 0 | 0
RPJ90 | 2874.6 | 6914.8 | 6562.8 | 6562.8 | 6562.8 | 6562.8
PCSEQ | 0 | 0 | 0 | 0 | 0 | 0
Retrofit Capacity by Reporting Type: SP15
ReportingType | 2015 | 2020 | 2025 | 2030 | 2035 | 2040
FGD | 0 | 0 | 0 | 0 | 0 | 0
SNCR | 0 | 0 | 0 | 0 | 0 | 0
SCR | 0 | 0 | 0 | 0 | 0 | 0
ACI90 | 0 | 0 | 0 | 0 | 0 | 0
RPJ90 | 0 | 101.2 | 101.2 | 101.2 | 101.2 | 101.2
PCSEQ | 0 | 0 | 0 | 0 | 0 | 0
Retrofit Capacity by Reporting Type: ALB
ReportingType | 2015 | 2020 | 2025 | 2030 | 2035 | 2040
FGD | 0 | 0 | 0 | 0 | 0 | 0
SNCR | 0 | 0 | 0 | 0 | 0 | 0
SCR | 0 | 0 | 0 | 0 | 0 | 0
ACI90 | 0 | 0 | 0 | 0 | 0 | 0
RPJ90 | 0 | 0 | 0 | 0 | 0 | 0
PCSEQ | 0 | 0 | 0 | 0 | 0 | 0
Retrofit Capacity by Reporting Type: BC
ReportingType | 2015 | 2020 | 2025 | 2030 | 2035 | 2040
FGD | 0 | 0 | 0 | 0 | 0 | 0
SNCR | 0 | 0 | 0 | 0 | 0 | 0
SCR | 0 | 0 | 0 | 0 | 0 | 0
ACI90 | 0 | 0 | 0 | 0 | 0 | 0
RPJ90 | 0 | 0 | 0 | 0 | 0 | 0
PCSEQ | 0 | 0 | 0 | 0 | 0 | 0
Retrofit Capacity by Reporting Type: HQ_IESO
ReportingType | 2015 | 2020 | 2025 | 2030 | 2035 | 2040
FGD | 0 | 0 | 0 | 0 | 0 | 0
SNCR | 0 | 0 | 0 | 0 | 0 | 0
SCR | 0 | 0 | 0 | 0 | 0 | 0
ACI90 | 0 | 0 | 0 | 0 | 0 | 0
RPJ90 | 0 | 0 | 0 | 0 | 0 | 0
PCSEQ | 0 | 0 | 0 | 0 | 0 | 0
Retrofit Capacity by Reporting Type: HQ_NEISO
ReportingType | 2015 | 2020 | 2025 | 2030 | 2035 | 2040
FGD | 0 | 0 | 0 | 0 | 0 | 0
SNCR | 0 | 0 | 0 | 0 | 0 | 0
SCR | 0 | 0 | 0 | 0 | 0 | 0
ACI90 | 0 | 0 | 0 | 0 | 0 | 0
RPJ90 | 0 | 0 | 0 | 0 | 0 | 0
PCSEQ | 0 | 0 | 0 | 0 | 0 | 0
Retrofit Capacity by Reporting Type: HQ_NY
ReportingType | 2015 | 2020 | 2025 | 2030 | 2035 | 2040
FGD | 0 | 0 | 0 | 0 | 0 | 0
SNCR | 0 | 0 | 0 | 0 | 0 | 0
SCR | 0 | 0 | 0 | 0 | 0 | 0
ACI90 | 0 | 0 | 0 | 0 | 0 | 0
RPJ90 | 0 | 0 | 0 | 0 | 0 | 0
PCSEQ | 0 | 0 | 0 | 0 | 0 | 0
Retrofit Capacity by Reporting Type: MARITIMES
ReportingType | 2015 | 2020 | 2025 | 2030 | 2035 | 2040
FGD | 0 | 0 | 0 | 0 | 0 | 0
SNCR | 0 | 0 | 0 | 0 | 0 | 0
SCR | 0 | 0 | 0 | 0 | 0 | 0
ACI90 | 0 | 0 | 0 | 0 | 0 | 0
RPJ90 | 0 | 0 | 0 | 0 | 0 | 0
PCSEQ | 0 | 0 | 0 | 0 | 0 | 0
Retrofit Capacity by Reporting Type: All
ReportingType | 2015 | 2020 | 2025 | 2030 | 2035 | 2040
FGD | 7551.7 | 78157.56 | 72297.03 | 71219 | 71219 | 71219
SNCR | 0 | 0 | 0 | 0.01 | 0.01 | 0.01
SCR | 23456.96 | 13312.13 | 13312.14 | 13312.14 | 13312.14 | 13312.14
ACI90 | 0 | 0 | 0 | 0 | 0 | 0
RPJ90 | 37882.34 | 232026.94 | 225814.78 | 224737.14 | 224737.64 | 224738.06
PCSEQ | 0 | 0 | 0 | 0 | 0 | 0
Retrofit Capacity by Reporting Type: EI_US
ReportingType | 2015 | 2020 | 2025 | 2030 | 2035 | 2040
FGD | 7167.7 | 69609.36 | 63748.83 | 62670.8 | 62670.8 | 62670.8
SNCR | 0 | 0 | 0 | 0.01 | 0.01 | 0.01
SCR | 16732.36 | 9949.83 | 9949.84 | 9949.84 | 9949.84 | 9949.84
ACI90 | 0 | 0 | 0 | 0 | 0 | 0
RPJ90 | 22072.08 | 185599.11 | 179738.92 | 178661.25 | 178661.7 | 178662.09
PCSEQ | 0 | 0 | 0 | 0 | 0 | 0
Retrofit Capacity by Reporting Type: EI_Canada
ReportingType | 2015 | 2020 | 2025 | 2030 | 2035 | 2040
FGD | 0 | 0 | 0 | 0 | 0 | 0
SNCR | 0 | 0 | 0 | 0 | 0 | 0
SCR | 0 | 0 | 0 | 0 | 0 | 0
ACI90 | 0 | 0 | 0 | 0 | 0 | 0
RPJ90 | 0 | 0 | 0 | 0 | 0 | 0
PCSEQ | 0 | 0 | 0 | 0 | 0 | 0
Retrofit Capacity by Reporting Type: EI
ReportingType | 2015 | 2020 | 2025 | 2030 | 2035 | 2040
FGD | 7167.7 | 69609.36 | 63748.83 | 62670.8 | 62670.8 | 62670.8
SNCR | 0 | 0 | 0 | 0.01 | 0.01 | 0.01
SCR | 16732.36 | 9949.83 | 9949.84 | 9949.84 | 9949.84 | 9949.84
ACI90 | 0 | 0 | 0 | 0 | 0 | 0
RPJ90 | 22072.08 | 185599.11 | 179738.92 | 178661.25 | 178661.7 | 178662.09
PCSEQ | 0 | 0 | 0 | 0 | 0 | 0
Retrofit Capacity by Reporting Type: Outside_EI
ReportingType | 2015 | 2020 | 2025 | 2030 | 2035 | 2040
FGD | 384 | 8548.2 | 8548.2 | 8548.2 | 8548.2 | 8548.2
SNCR | 0 | 0 | 0 | 0 | 0 | 0
SCR | 6724.6 | 3362.3 | 3362.3 | 3362.3 | 3362.3 | 3362.3
ACI90 | 0 | 0 | 0 | 0 | 0 | 0
RPJ90 | 15810.27 | 46427.83 | 46075.86 | 46075.9 | 46075.94 | 46075.98
PCSEQ | 0 | 0 | 0 | 0 | 0 | 0
#7 | Reserve Margin (MW)
Reserve Margin Data: ALB
| 2015 | 2020 | 2025 | 2030 | 2035 | 2040
a. Peak Demand | 10317.75 | 11441.08 | 12962.39 | 14569.29 | 16454.64 | 18580.07
b. Peak Demand + Reserve Margin | 12174.95 | 13500.48 | 15295.62 | 17191.76 | 19416.48 | 21924.48
c. DR MW | 109.43 | 394.9 | 759.6 | 856.11 | 964.87 | 1087.46
d. Capacity Credit | 12312.01 | 13820.66 | 15295.62 | 17191.76 | 19416.48 | 21924.48
Reserve Margin Data: BC
| 2015 | 2020 | 2025 | 2030 | 2035 | 2040
a. Peak Demand | 12614.95 | 13683.71 | 15165.56 | 16674.32 | 18421.91 | 20348.39
b. Peak Demand + Reserve Margin | 14885.64 | 16146.78 | 17895.36 | 19675.7 | 21737.86 | 24011.1
c. DR MW | 0.01 | 289.48 | 638.31 | 703.74 | 775.87 | 855.4
d. Capacity Credit | 14885.64 | 16146.78 | 17895.36 | 19675.7 | 21737.86 | 24011.1
Reserve Margin Data: ENT
| 2015 | 2020 | 2025 | 2030 | 2035 | 2040
a. Peak Demand | 32580.85 | 35440.95 | 37758.25 | 41150.19 | 43033.92 | 46321.01
b. Peak Demand + Reserve Margin | 37142.17 | 40402.68 | 43044.41 | 46911.22 | 49058.67 | 52805.95
c. DR MW | 313.8 | 1683.13 | 3280.98 | 3540.7 | 3820.98 | 4123.44
d. Capacity Credit | 37142.17 | 40402.68 | 43044.41 | 46911.22 | 49058.67 | 52805.95
Reserve Margin Data: ERCOT
| 2015 | 2020 | 2025 | 2030 | 2035 | 2040
a. Peak Demand | 71976.2 | 79380.1 | 87442.14 | 95622.47 | 103278.07 | 113159.98
b. Peak Demand + Reserve Margin | 80973.23 | 89302.61 | 98372.41 | 107575.28 | 116187.83 | 127304.98
c. DR MW | 770.89 | 3956.66 | 7724.81 | 8367.66 | 9085.72 | 9863.71
d. Capacity Credit | 80973.22 | 89302.61 | 98372.41 | 107575.27 | 116187.83 | 127304.98
Reserve Margin Data: FRCC
| 2015 | 2020 | 2025 | 2030 | 2035 | 2040
a. Peak Demand | 51640.72 | 57712.18 | 63441.32 | 68307.38 | 79873.9 | 88911.09
b. Peak Demand + Reserve Margin | 59903.23 | 66946.13 | 73591.94 | 79236.56 | 92653.73 | 103136.86
c. DR MW | 2845.48 | 4334.11 | 6353.86 | 7102.41 | 7939.13 | 8874.43
d. Capacity Credit | 59903.23 | 66946.13 | 73591.94 | 79236.56 | 92653.73 | 103136.86
Reserve Margin Data: IESO
| 2015 | 2020 | 2025 | 2030 | 2035 | 2040
a. Peak Demand | 24269.13 | 24828.13 | 27135.81 | 29422.33 | 32055.9 | 34917.87
b. Peak Demand + Reserve Margin | 28394.88 | 29048.92 | 31748.9 | 34424.12 | 37505.41 | 40853.91
c. DR MW | 2038.33 | 2260.47 | 2690.39 | 2925.08 | 3180.25 | 3457.67
d. Capacity Credit | 33489.54 | 33711.68 | 34141.6 | 34424.12 | 37505.41 | 40853.91
Reserve Margin Data: MAPP_CA
| 2015 | 2020 | 2025 | 2030 | 2035 | 2040
a. Peak Demand | 9029.62 | 10040.09 | 11027.88 | 12016.61 | 13157.36 | 14403.37
b. Peak Demand + Reserve Margin | 10113.18 | 11244.9 | 12351.23 | 13458.6 | 14736.24 | 16131.78
c. DR MW | 93.13 | 337.01 | 628.45 | 686.68 | 750.29 | 819.8
d. Capacity Credit | 10113.18 | 11244.9 | 12351.23 | 14656.4 | 14736.24 | 16131.78
Reserve Margin Data: MAPP_US
| 2015 | 2020 | 2025 | 2030 | 2035 | 2040
a. Peak Demand | 5614.99 | 6372.03 | 6823.45 | 7866.26 | 9111.85 | 10070.16
b. Peak Demand + Reserve Margin | 6401.09 | 7264.12 | 7778.74 | 8967.53 | 10387.51 | 11479.98
c. DR MW | 61.39 | 218.08 | 406.68 | 444.36 | 485.52 | 530.5
d. Capacity Credit | 7128.45 | 7264.12 | 7778.74 | 8967.53 | 10387.51 | 11479.98
Reserve Margin Data: NEISO
| 2015 | 2020 | 2025 | 2030 | 2035 | 2040
a. Peak Demand | 29724.87 | 31821.96 | 33781.84 | 35303.72 | 37435.49 | 39688.17
b. Peak Demand + Reserve Margin | 34480.85 | 36913.48 | 39186.94 | 40952.32 | 43425.16 | 46038.28
c. DR MW | 3217.96 | 3967.58 | 4863.03 | 5143.87 | 5437.63 | 5748.18
d. Capacity Credit | 35307.23 | 36913.48 | 39186.94 | 40952.32 | 43425.16 | 46038.28
Reserve Margin Data: NonRTO_Midwest
| 2015 | 2020 | 2025 | 2030 | 2035 | 2040
a. Peak Demand | 11468.5 | 12726.04 | 14503.93 | 15335.16 | 16246.11 | 17463.62
b. Peak Demand + Reserve Margin | 13074.09 | 14507.68 | 16534.48 | 17482.08 | 18520.56 | 19908.53
c. DR MW | 201.86 | 495.85 | 836.68 | 901.12 | 970.52 | 1045.26
d. Capacity Credit | 13074.09 | 14507.68 | 16534.48 | 17482.08 | 18520.56 | 19908.53
Reserve Margin Data: NYISO_J-K
| 2015 | 2020 | 2025 | 2030 | 2035 | 2040
a. Peak Demand | 15973.46 | 17705.92 | 19242.64 | 20937.35 | 23434.55 | 25971.68
b. Peak Demand + Reserve Margin | 14695.59 | 16289.44 | 17703.23 | 19262.36 | 21559.79 | 23893.95
c. DR MW | 1372.63 | 1643.44 | 1975.51 | 2169.26 | 2382.01 | 2615.63
d. Capacity Credit | 18038.66 | 18309.47 | 19245.58 | 21690.09 | 24972.54 | 28817.69
Reserve Margin Data: PJM_E
| 2015 | 2020 | 2025 | 2030 | 2035 | 2040
a. Peak Demand | 31737.68 | 30690.67 | 33514.28 | 36663.7 | 39932.52 | 44182.33
b. Peak Demand + Reserve Margin | 31039.45 | 30015.47 | 32776.96 | 35857.1 | 39054 | 43210.32
c. DR MW | 1307.75 | 1879.13 | 2745.66 | 2983.69 | 3242.36 | 3523.45
d. Capacity Credit | 33788.68 | 33310.46 | 34506.99 | 39141.39 | 39054 | 43210.32
Reserve Margin Data: RMPA
| 2015 | 2020 | 2025 | 2030 | 2035 | 2040
a. Peak Demand | 13305.02 | 15621.16 | 17701.14 | 19333.91 | 21643.56 | 24229.83
b. Peak Demand + Reserve Margin | 15167.72 | 17808.13 | 20179.3 | 22040.65 | 24673.65 | 27622
c. DR MW | 505.79 | 681.25 | 924.75 | 1035.21 | 1158.72 | 1297.01
d. Capacity Credit | 16003.8 | 17808.13 | 20179.3 | 22040.65 | 24673.65 | 27622
Reserve Margin Data: SOCO
| 2015 | 2020 | 2025 | 2030 | 2035 | 2040
a. Peak Demand | 55069.53 | 62765.44 | 68620.19 | 72968.49 | 78144.1 | 87931.74
b. Peak Demand + Reserve Margin | 62779.26 | 71552.6 | 78227.02 | 83184.08 | 89084.27 | 100242.18
c. DR MW | 2674.86 | 5221.22 | 8293.98 | 9075.87 | 9931.46 | 10867.71
d. Capacity Credit | 63405.9 | 71552.6 | 78227.02 | 83184.08 | 89084.27 | 100242.18
Reserve Margin Data: TVA
| 2015 | 2020 | 2025 | 2030 | 2035 | 2040
a. Peak Demand | 36597.53 | 40273.63 | 43360.69 | 48574.97 | 49728.91 | 52454.84
b. Peak Demand + Reserve Margin | 42087.16 | 46314.67 | 49864.8 | 55861.22 | 57188.25 | 60323.07
c. DR MW | 1878.29 | 2795.4 | 3859.81 | 4157.07 | 4477.22 | 4822.03
d. Capacity Credit | 42087.16 | 46314.67 | 49864.79 | 55861.22 | 57188.25 | 60323.07
Reserve Margin Data: VACAR
| 2015 | 2020 | 2025 | 2030 | 2035 | 2040
a. Peak Demand | 51087.88 | 59018.45 | 64953.78 | 70029.17 | 78336.13 | 86552.11
b. Peak Demand + Reserve Margin | 58240.18 | 67281.03 | 74047.31 | 79833.26 | 89303.19 | 98669.41
c. DR MW | 2434.26 | 4230.61 | 6496.28 | 7161.73 | 7895.36 | 8704.13
d. Capacity Credit | 58240.18 | 67281.03 | 74047.31 | 79833.26 | 89303.19 | 98669.41
Reserve Margin Data: AZ_NM_SNV
| 2015 | 2020 | 2025 | 2030 | 2035 | 2040
a. Peak Demand | 28462.59 | 32200.57 | 36347.66 | 42322.08 | 46283.99 | 52722.37
b. Peak Demand + Reserve Margin | 32931.22 | 37256.06 | 42054.24 | 48966.65 | 53550.57 | 60999.78
c. DR MW | 348.13 | 1177.58 | 2216.56 | 2488.51 | 2789.15 | 3128.56
d. Capacity Credit | 32931.22 | 37256.06 | 42054.24 | 48966.65 | 53550.57 | 65280.77
Reserve Margin Data: CA
| 2015 | 2020 | 2025 | 2030 | 2035 | 2040
a. Peak Demand | 64951.03 | 72623.24 | 79780 | 88832.86 | 98292.47 | 108557.93
b. Peak Demand + Reserve Margin | 75732.9 | 84678.7 | 93023.48 | 103579.11 | 114609.02 | 126578.55
c. DR MW | 4621.54 | 5034.64 | 5739.62 | 6375.75 | 7049.42 | 7786.91
d. Capacity Credit | 75732.9 | 84678.7 | 93023.48 | 103579.11 | 114609.02 | 126578.55
Reserve Margin Data: MISO
| 2015 | 2020 | 2025 | 2030 | 2035 | 2040
a. Peak Demand | 102221.34 | 110099.31 | 121753.96 | 135692.67 | 149379.92 | 162224.67
b. Peak Demand + Reserve Margin | 120007.86 | 129256.58 | 142939.15 | 159303.2 | 175372.03 | 190451.77
c. DR MW | 6269.41 | 8878.31 | 12263.97 | 13385.36 | 14609.47 | 15945.72
d. Capacity Credit | 120007.85 | 129256.58 | 142939.15 | 159303.19 | 175372.03 | 190451.77
Reserve Margin Data: NWPP
| 2015 | 2020 | 2025 | 2030 | 2035 | 2040
a. Peak Demand | 41162.05 | 45939.69 | 51022.97 | 56809.14 | 63066.4 | 69056.05
b. Peak Demand + Reserve Margin | 48571.22 | 54208.83 | 60207.11 | 67034.79 | 74418.35 | 81486.14
c. DR MW | 0.01 | 1042.66 | 2285.99 | 2526.32 | 2785.47 | 3067.66
d. Capacity Credit | 55356.86 | 57774.55 | 63603.73 | 70122.14 | 78642.39 | 83911.22
Reserve Margin Data: NYISO
| 2015 | 2020 | 2025 | 2030 | 2035 | 2040
a. Peak Demand | 31055.32 | 34315.33 | 36927.27 | 39996.6 | 43962.2 | 48301.16
b. Peak Demand + Reserve Margin | 36179.44 | 39977.36 | 43020.27 | 46596.04 | 51215.96 | 56270.85
c. DR MW | 2670.01 | 3172.93 | 3788.94 | 4133.46 | 4509.63 | 4920.4
d. Capacity Credit | 38473.44 | 39977.36 | 43020.27 | 46596.04 | 51215.96 | 56270.85
Reserve Margin Data: NYISO_G-I_J-K
| 2015 | 2020 | 2025 | 2030 | 2035 | 2040
a. Peak Demand | 20085.71 | 22188.81 | 24102.26 | 26179.04 | 29220.43 | 32356.66
b. Peak Demand + Reserve Margin | 19081.42 | 21079.37 | 22897.15 | 24870.09 | 27759.41 | 30738.82
c. DR MW | 1725.98 | 2059.39 | 2474.77 | 2716.66 | 2982.21 | 3273.71
d. Capacity Credit | 21842.01 | 22184.42 | 23844.3 | 27678.21 | 32549.42 | 38105.75
Reserve Margin Data: PJM
| 2015 | 2020 | 2025 | 2030 | 2035 | 2040
a. Peak Demand | 162608.65 | 166084.41 | 180166.75 | 191848.97 | 209430.59 | 228166.51
b. Peak Demand + Reserve Margin | 187487.77 | 191495.33 | 207732.26 | 221201.86 | 241473.47 | 263075.99
c. DR MW | 7168.4 | 11798.81 | 17849.15 | 19360.25 | 20999.33 | 22777.22
d. Capacity Credit | 187487.77 | 191495.33 | 207732.26 | 221201.86 | 241473.47 | 263075.99
Reserve Margin Data: SPP
| 2015 | 2020 | 2025 | 2030 | 2035 | 2040
a. Peak Demand | 61504.6 | 68629.66 | 74842.92 | 81486.91 | 90707.97 | 97602.32
b. Peak Demand + Reserve Margin | 69869.22 | 77963.29 | 85021.56 | 92569.13 | 103044.25 | 110876.24
c. DR MW | 1178.19 | 3752.42 | 6794.96 | 7405.13 | 8070.36 | 8795.64
d. Capacity Credit | 69869.22 | 77963.29 | 85021.56 | 92569.13 | 103044.25 | 110876.23

## Transmission
$/MW
[8 empty] | Transfer |  | $/MWh | $/MWh | Wheel+ | $/MWh
Year | Line | From | To | EI Internal/External | Season | Block | Duration | Limit | MW flow | From price | To price | Friction | Shadow Price
2015 | ENT_2_MISO_MO-IL | ENT | MISO_MO-IL | Internal | Shoulder | B11 | 25 | 2260 | 0 | 55.32 | 48.41 | 8 | 0
2015 | ENT_2_MISO_MO-IL | ENT | MISO_MO-IL | Internal | Shoulder | B12 | 200 | 2260 | 0 | 39.32 | 40.13 | 8 | 0
2015 | ENT_2_MISO_MO-IL | ENT | MISO_MO-IL | Internal | Shoulder | B13 | 600 | 2260 | 0 | 39.32 | 37.96 | 8 | 0
2015 | ENT_2_MISO_MO-IL | ENT | MISO_MO-IL | Internal | Shoulder | B14 | 900 | 2260 | 0 | 39.15 | 35.9 | 8 | 0
2015 | ENT_2_MISO_MO-IL | ENT | MISO_MO-IL | Internal | Shoulder | B15 | 1203 | 2260 | 0 | 39.04 | 34.29 | 8 | 0
2015 | ENT_2_MISO_MO-IL | ENT | MISO_MO-IL | Internal | Summer | B1 | 10 | 2260 | 0 | 59.69 | 59.68 | 8 | 0
2015 | ENT_2_MISO_MO-IL | ENT | MISO_MO-IL | Internal | Summer | B2 | 25 | 2260 | 0 | 58.82 | 58.82 | 8 | 0
2015 | ENT_2_MISO_MO-IL | ENT | MISO_MO-IL | Internal | Summer | B3 | 75 | 2260 | 0 | 58.43 | 57.91 | 8 | 0
2015 | ENT_2_MISO_MO-IL | ENT | MISO_MO-IL | Internal | Summer | B4 | 100 | 2260 | 0 | 58.43 | 53.39 | 8 | 0
2015 | ENT_2_MISO_MO-IL | ENT | MISO_MO-IL | Internal | Summer | B5 | 200 | 2260 | 0 | 53.58 | 46.43 | 8 | 0
2015 | ENT_2_MISO_MO-IL | ENT | MISO_MO-IL | Internal | Summer | B6 | 300 | 2260 | 0 | 50.55 | 42.55 | 8 | 0
2015 | ENT_2_MISO_MO-IL | ENT | MISO_MO-IL | Internal | Summer | B7 | 400 | 2260 | 0 | 43.72 | 36.72 | 8 | 0
2015 | ENT_2_MISO_MO-IL | ENT | MISO_MO-IL | Internal | Summer | B8 | 500 | 2260 | 0 | 38.1 | 34.39 | 8 | 0
2015 | ENT_2_MISO_MO-IL | ENT | MISO_MO-IL | Internal | Summer | B9 | 800 | 2260 | 0 | 37.83 | 33.51 | 8 | 0
2015 | ENT_2_MISO_MO-IL | ENT | MISO_MO-IL | Internal | Summer | B10 | 1262 | 2260 | 0 | 36.6 | 32.1 | 8 | 0
2015 | ENT_2_MISO_MO-IL | ENT | MISO_MO-IL | Internal | Winter | B16 | 25 | 2260 | 0 | 57.16 | 49.16 | 8 | 0
2015 | ENT_2_MISO_MO-IL | ENT | MISO_MO-IL | Internal | Winter | B17 | 100 | 2260 | 0 | 41.76 | 43.21 | 8 | 0
2015 | ENT_2_MISO_MO-IL | ENT | MISO_MO-IL | Internal | Winter | B18 | 400 | 2260 | 0 | 41.76 | 38.44 | 8 | 0
2015 | ENT_2_MISO_MO-IL | ENT | MISO_MO-IL | Internal | Winter | B19 | 700 | 2260 | 0 | 41.46 | 36.64 | 8 | 0
2015 | ENT_2_MISO_MO-IL | ENT | MISO_MO-IL | Internal | Winter | B20 | 935 | 2260 | 0 | 40.11 | 33.49 | 8 | 0
2015 | ENT_2_SOCO | ENT | SOCO | Internal | Shoulder | B11 | 25 | 2431 | 0 | 55.32 | 63.02 | 8 | 0
2015 | ENT_2_SOCO | ENT | SOCO | Internal | Shoulder | B12 | 200 | 2431 | 0 | 39.32 | 46.3 | 8 | 0
2015 | ENT_2_SOCO | ENT | SOCO | Internal | Shoulder | B13 | 600 | 2431 | 0 | 39.32 | 41.42 | 8 | 0
2015 | ENT_2_SOCO | ENT | SOCO | Internal | Shoulder | B14 | 900 | 2431 | 0 | 39.15 | 40.69 | 8 | 0
2015 | ENT_2_SOCO | ENT | SOCO | Internal | Shoulder | B15 | 1203 | 2431 | 0 | 39.04 | 40 | 8 | 0
2015 | ENT_2_SOCO | ENT | SOCO | Internal | Summer | B1 | 10 | 2431 | 625.42 | 59.69 | 67.69 | 8 | 0
2015 | ENT_2_SOCO | ENT | SOCO | Internal | Summer | B2 | 25 | 2431 | 0 | 58.82 | 66.43 | 8 | 0
2015 | ENT_2_SOCO | ENT | SOCO | Internal | Summer | B3 | 75 | 2431 | 1804.86 | 58.43 | 66.43 | 8 | 0
2015 | ENT_2_SOCO | ENT | SOCO | Internal | Summer | B4 | 100 | 2431 | 1842.23 | 58.43 | 66.43 | 8 | 0
2015 | ENT_2_SOCO | ENT | SOCO | Internal | Summer | B5 | 200 | 2431 | 1863.81 | 53.58 | 61.58 | 8 | 0
2015 | ENT_2_SOCO | ENT | SOCO | Internal | Summer | B6 | 300 | 2431 | 0 | 50.55 | 57.53 | 8 | 0
2015 | ENT_2_SOCO | ENT | SOCO | Internal | Summer | B7 | 400 | 2431 | 129.36 | 43.72 | 51.72 | 8 | 0
2015 | ENT_2_SOCO | ENT | SOCO | Internal | Summer | B8 | 500 | 2431 | 1303.88 | 38.1 | 46.1 | 8 | 0
2015 | ENT_2_SOCO | ENT | SOCO | Internal | Summer | B9 | 800 | 2431 | 0 | 37.83 | 40.21 | 8 | 0
2015 | ENT_2_SOCO | ENT | SOCO | Internal | Summer | B10 | 1262 | 2431 | 0 | 36.6 | 38.83 | 8 | 0
2015 | ENT_2_SOCO | ENT | SOCO | Internal | Winter | B16 | 25 | 2431 | 1430.4 | 57.16 | 65.16 | 8 | 0
2015 | ENT_2_SOCO | ENT | SOCO | Internal | Winter | B17 | 100 | 2431 | 1059.08 | 41.76 | 49.76 | 8 | 0
2015 | ENT_2_SOCO | ENT | SOCO | Internal | Winter | B18 | 400 | 2431 | 0 | 41.76 | 43.32 | 8 | 0
2015 | ENT_2_SOCO | ENT | SOCO | Internal | Winter | B19 | 700 | 2431 | 0 | 41.46 | 42.69 | 8 | 0
2015 | ENT_2_SOCO | ENT | SOCO | Internal | Winter | B20 | 935 | 2431 | 0 | 40.11 | 42.39 | 8 | 0
2015 | ENT_2_TVA_Transmission | ENT | TVA_Transmission | Internal | Shoulder | B11 | 25 | 2100 | 0 | 55.32 | 55.19 | 8 | 0
2015 | ENT_2_TVA_Transmission | ENT | TVA_Transmission | Internal | Shoulder | B12 | 200 | 2100 | 0 | 39.32 | 44.21 | 8 | 0
2015 | ENT_2_TVA_Transmission | ENT | TVA_Transmission | Internal | Shoulder | B13 | 600 | 2100 | 0 | 39.32 | 42.33 | 8 | 0
2015 | ENT_2_TVA_Transmission | ENT | TVA_Transmission | Internal | Shoulder | B14 | 900 | 2100 | 0 | 39.15 | 40.81 | 8 | 0
2015 | ENT_2_TVA_Transmission | ENT | TVA_Transmission | Internal | Shoulder | B15 | 1203 | 2100 | 0 | 39.04 | 40.09 | 8 | 0
2015 | ENT_2_TVA_Transmission | ENT | TVA_Transmission | Internal | Summer | B1 | 10 | 2100 | 0.03 | 59.69 | 67.68 | 8 | 0
2015 | ENT_2_TVA_Transmission | ENT | TVA_Transmission | Internal | Summer | B2 | 25 | 2100 | 1063.1 | 58.82 | 66.82 | 8 | 0
2015 | ENT_2_TVA_Transmission | ENT | TVA_Transmission | Internal | Summer | B3 | 75 | 2100 | 0 | 58.43 | 64.29 | 8 | 0
2015 | ENT_2_TVA_Transmission | ENT | TVA_Transmission | Internal | Summer | B4 | 100 | 2100 | 0 | 58.43 | 61.38 | 8 | 0
2015 | ENT_2_TVA_Transmission | ENT | TVA_Transmission | Internal | Summer | B5 | 200 | 2100 | 0 | 53.58 | 53.41 | 8 | 0
2015 | ENT_2_TVA_Transmission | ENT | TVA_Transmission | Internal | Summer | B6 | 300 | 2100 | 0 | 50.55 | 49.55 | 8 | 0
2015 | ENT_2_TVA_Transmission | ENT | TVA_Transmission | Internal | Summer | B7 | 400 | 2100 | 0 | 43.72 | 42.94 | 8 | 0
2015 | ENT_2_TVA_Transmission | ENT | TVA_Transmission | Internal | Summer | B8 | 500 | 2100 | 0 | 38.1 | 39.72 | 8 | 0
2015 | ENT_2_TVA_Transmission | ENT | TVA_Transmission | Internal | Summer | B9 | 800 | 2100 | 0 | 37.83 | 39.21 | 8 | 0
2015 | ENT_2_TVA_Transmission | ENT | TVA_Transmission | Internal | Summer | B10 | 1262 | 2100 | 0 | 36.6 | 36.78 | 8 | 0
2015 | ENT_2_TVA_Transmission | ENT | TVA_Transmission | Internal | Winter | B16 | 25 | 2100 | 0 | 57.16 | 56.67 | 8 | 0
2015 | ENT_2_TVA_Transmission | ENT | TVA_Transmission | Internal | Winter | B17 | 100 | 2100 | 0 | 41.76 | 47.07 | 8 | 0
2015 | ENT_2_TVA_Transmission | ENT | TVA_Transmission | Internal | Winter | B18 | 400 | 2100 | 0 | 41.76 | 42.96 | 8 | 0
2015 | ENT_2_TVA_Transmission | ENT | TVA_Transmission | Internal | Winter | B19 | 700 | 2100 | 0 | 41.46 | 40.97 | 8 | 0
2015 | ENT_2_TVA_Transmission | ENT | TVA_Transmission | Internal | Winter | B20 | 935 | 2100 | 0 | 40.11 | 39.95 | 8 | 0
2015 | FRCC_2_SOCO | FRCC | SOCO | Internal | Shoulder | B11 | 25 | 900 | 0 | 73.02 | 63.02 | 8 | 0
2015 | FRCC_2_SOCO | FRCC | SOCO | Internal | Shoulder | B12 | 200 | 900 | 0 | 56.3 | 46.3 | 8 | 0
2015 | FRCC_2_SOCO | FRCC | SOCO | Internal | Shoulder | B13 | 600 | 900 | 0 | 51.42 | 41.42 | 8 | 0
2015 | FRCC_2_SOCO | FRCC | SOCO | Internal | Shoulder | B14 | 900 | 900 | 0 | 46.44 | 40.69 | 8 | 0
2015 | FRCC_2_SOCO | FRCC | SOCO | Internal | Shoulder | B15 | 1203 | 900 | 0 | 44.41 | 40 | 8 | 0
2015 | FRCC_2_SOCO | FRCC | SOCO | Internal | Summer | B1 | 10 | 900 | 0 | 73.02 | 67.69 | 8 | 0
2015 | FRCC_2_SOCO | FRCC | SOCO | Internal | Summer | B2 | 25 | 900 | 0 | 73.02 | 66.43 | 8 | 0
2015 | FRCC_2_SOCO | FRCC | SOCO | Internal | Summer | B3 | 75 | 900 | 0 | 73.02 | 66.43 | 8 | 0
2015 | FRCC_2_SOCO | FRCC | SOCO | Internal | Summer | B4 | 100 | 900 | 0 | 73.02 | 66.43 | 8 | 0
2015 | FRCC_2_SOCO | FRCC | SOCO | Internal | Summer | B5 | 200 | 900 | 0 | 71.58 | 61.58 | 8 | 0
2015 | FRCC_2_SOCO | FRCC | SOCO | Internal | Summer | B6 | 300 | 900 | 0 | 67.53 | 57.53 | 8 | 0
2015 | FRCC_2_SOCO | FRCC | SOCO | Internal | Summer | B7 | 400 | 900 | 0 | 61.72 | 51.72 | 8 | 0
2015 | FRCC_2_SOCO | FRCC | SOCO | Internal | Summer | B8 | 500 | 900 | 0 | 56.1 | 46.1 | 8 | 0
2015 | FRCC_2_SOCO | FRCC | SOCO | Internal | Summer | B9 | 800 | 900 | 0 | 50.21 | 40.21 | 8 | 0
2015 | FRCC_2_SOCO | FRCC | SOCO | Internal | Summer | B10 | 1262 | 900 | 0 | 43.74 | 38.83 | 8 | 0
2015 | FRCC_2_SOCO | FRCC | SOCO | Internal | Winter | B16 | 25 | 900 | 0 | 73.21 | 65.16 | 8 | 0
2015 | FRCC_2_SOCO | FRCC | SOCO | Internal | Winter | B17 | 100 | 900 | 0 | 59.76 | 49.76 | 8 | 0
2015 | FRCC_2_SOCO | FRCC | SOCO | Internal | Winter | B18 | 400 | 900 | 0 | 53.32 | 43.32 | 8 | 0
2015 | FRCC_2_SOCO | FRCC | SOCO | Internal | Winter | B19 | 700 | 900 | 0 | 48.64 | 42.69 | 8 | 0
2015 | FRCC_2_SOCO | FRCC | SOCO | Internal | Winter | B20 | 935 | 900 | 0 | 46.43 | 42.39 | 8 | 0
2015 | HQ_NEISO_2_NEISO | HQ_NEISO | NEISO | Internal | Shoulder | B11 | 25 | 99999 | 2920 | 36.89 | 36.9 | 0.01 | 0
2015 | HQ_NEISO_2_NEISO | HQ_NEISO | NEISO | Internal | Shoulder | B12 | 200 | 99999 | 2920 | 36.89 | 36.9 | 0.01 | 0
2015 | HQ_NEISO_2_NEISO | HQ_NEISO | NEISO | Internal | Shoulder | B13 | 600 | 99999 | 2920 | 36.89 | 36.9 | 0.01 | 0
2015 | HQ_NEISO_2_NEISO | HQ_NEISO | NEISO | Internal | Shoulder | B14 | 900 | 99999 | 2920 | 36.89 | 36.9 | 0.01 | 0
2015 | HQ_NEISO_2_NEISO | HQ_NEISO | NEISO | Internal | Shoulder | B15 | 1203 | 99999 | 1143.24 | 36.89 | 36.9 | 0.01 | 0
2015 | HQ_NEISO_2_NEISO | HQ_NEISO | NEISO | Internal | Summer | B1 | 10 | 99999 | 2920 | 54.97 | 54.98 | 0.01 | 0
2015 | HQ_NEISO_2_NEISO | HQ_NEISO | NEISO | Internal | Summer | B2 | 25 | 99999 | 2920 | 53.82 | 53.84 | 0.01 | 0
2015 | HQ_NEISO_2_NEISO | HQ_NEISO | NEISO | Internal | Summer | B3 | 75 | 99999 | 2920 | 47.29 | 47.3 | 0.01 | 0
2015 | HQ_NEISO_2_NEISO | HQ_NEISO | NEISO | Internal | Summer | B4 | 100 | 99999 | 2920 | 39.99 | 40 | 0.01 | 0
2015 | HQ_NEISO_2_NEISO | HQ_NEISO | NEISO | Internal | Summer | B5 | 200 | 99999 | 2920 | 37.54 | 37.55 | 0.01 | 0
2015 | HQ_NEISO_2_NEISO | HQ_NEISO | NEISO | Internal | Summer | B6 | 300 | 99999 | 2920 | 34.19 | 34.2 | 0.01 | 0
2015 | HQ_NEISO_2_NEISO | HQ_NEISO | NEISO | Internal | Summer | B7 | 400 | 99999 | 2920 | 34.19 | 34.2 | 0.01 | 0
2015 | HQ_NEISO_2_NEISO | HQ_NEISO | NEISO | Internal | Summer | B8 | 500 | 99999 | 2920 | 34.19 | 34.2 | 0.01 | 0
2015 | HQ_NEISO_2_NEISO | HQ_NEISO | NEISO | Internal | Summer | B9 | 800 | 99999 | 2920 | 34.19 | 34.2 | 0.01 | 0
2015 | HQ_NEISO_2_NEISO | HQ_NEISO | NEISO | Internal | Summer | B10 | 1262 | 99999 | 795.94 | 34.19 | 34.2 | 0.01 | 0
2015 | HQ_NEISO_2_NEISO | HQ_NEISO | NEISO | Internal | Winter | B16 | 25 | 99999 | 2920 | 45.28 | 45.29 | 0.01 | 0
2015 | HQ_NEISO_2_NEISO | HQ_NEISO | NEISO | Internal | Winter | B17 | 100 | 99999 | 2920 | 45.28 | 45.29 | 0.01 | 0
2015 | HQ_NEISO_2_NEISO | HQ_NEISO | NEISO | Internal | Winter | B18 | 400 | 99999 | 2920 | 45.28 | 45.29 | 0.01 | 0
2015 | HQ_NEISO_2_NEISO | HQ_NEISO | NEISO | Internal | Winter | B19 | 700 | 99999 | 2920 | 45.28 | 45.29 | 0.01 | 0
2015 | HQ_NEISO_2_NEISO | HQ_NEISO | NEISO | Internal | Winter | B20 | 935 | 99999 | 1233.58 | 45.28 | 45.29 | 0.01 | 0
2015 | HQ_NY_2_NYISO_A-F | HQ_NY | NYISO_A-F | Internal | Shoulder | B11 | 25 | 99999 | 1000 | 41.33 | 41.34 | 0.01 | 0
2015 | HQ_NY_2_NYISO_A-F | HQ_NY | NYISO_A-F | Internal | Shoulder | B12 | 200 | 99999 | 1000 | 40.12 | 40.13 | 0.01 | 0
2015 | HQ_NY_2_NYISO_A-F | HQ_NY | NYISO_A-F | Internal | Shoulder | B13 | 600 | 99999 | 1000 | 39.87 | 39.89 | 0.01 | 0
2015 | HQ_NY_2_NYISO_A-F | HQ_NY | NYISO_A-F | Internal | Shoulder | B14 | 900 | 99999 | 1000 | 38.88 | 38.89 | 0.01 | 0
2015 | HQ_NY_2_NYISO_A-F | HQ_NY | NYISO_A-F | Internal | Shoulder | B15 | 1203 | 99999 | 188.69 | 38.88 | 38.89 | 0.01 | 0
2015 | HQ_NY_2_NYISO_A-F | HQ_NY | NYISO_A-F | Internal | Summer | B1 | 10 | 99999 | 1000 | 51.97 | 51.98 | 0.01 | 0
2015 | HQ_NY_2_NYISO_A-F | HQ_NY | NYISO_A-F | Internal | Summer | B2 | 25 | 99999 | 1000 | 51.97 | 51.98 | 0.01 | 0
2015 | HQ_NY_2_NYISO_A-F | HQ_NY | NYISO_A-F | Internal | Summer | B3 | 75 | 99999 | 1000 | 50.27 | 50.28 | 0.01 | 0
2015 | HQ_NY_2_NYISO_A-F | HQ_NY | NYISO_A-F | Internal | Summer | B4 | 100 | 99999 | 1000 | 46.04 | 46.05 | 0.01 | 0
2015 | HQ_NY_2_NYISO_A-F | HQ_NY | NYISO_A-F | Internal | Summer | B5 | 200 | 99999 | 1000 | 45.06 | 45.07 | 0.01 | 0
2015 | HQ_NY_2_NYISO_A-F | HQ_NY | NYISO_A-F | Internal | Summer | B6 | 300 | 99999 | 1000 | 42.52 | 42.53 | 0.01 | 0
2015 | HQ_NY_2_NYISO_A-F | HQ_NY | NYISO_A-F | Internal | Summer | B7 | 400 | 99999 | 1000 | 38.79 | 38.8 | 0.01 | 0
2015 | HQ_NY_2_NYISO_A-F | HQ_NY | NYISO_A-F | Internal | Summer | B8 | 500 | 99999 | 1000 | 37.26 | 37.27 | 0.01 | 0
2015 | HQ_NY_2_NYISO_A-F | HQ_NY | NYISO_A-F | Internal | Summer | B9 | 800 | 99999 | 1000 | 37.19 | 37.2 | 0.01 | 0
2015 | HQ_NY_2_NYISO_A-F | HQ_NY | NYISO_A-F | Internal | Summer | B10 | 1262 | 99999 | 30.11 | 37.19 | 37.2 | 0.01 | 0
2015 | HQ_NY_2_NYISO_A-F | HQ_NY | NYISO_A-F | Internal | Winter | B16 | 25 | 99999 | 1000 | 46.65 | 46.66 | 0.01 | 0
2015 | HQ_NY_2_NYISO_A-F | HQ_NY | NYISO_A-F | Internal | Winter | B17 | 100 | 99999 | 1000 | 43.59 | 43.6 | 0.01 | 0
2015 | HQ_NY_2_NYISO_A-F | HQ_NY | NYISO_A-F | Internal | Winter | B18 | 400 | 99999 | 1000 | 43.59 | 43.6 | 0.01 | 0
2015 | HQ_NY_2_NYISO_A-F | HQ_NY | NYISO_A-F | Internal | Winter | B19 | 700 | 99999 | 1000 | 43.59 | 43.6 | 0.01 | 0
2015 | HQ_NY_2_NYISO_A-F | HQ_NY | NYISO_A-F | Internal | Winter | B20 | 935 | 99999 | 229.95 | 43.59 | 43.6 | 0.01 | 0
2015 | HQ_IESO_2_IESO | HQ_IESO | IESO | Internal | Shoulder | B11 | 25 | 99999 | 400 | 34.33 | 34.34 | 0.01 | 0
2015 | HQ_IESO_2_IESO | HQ_IESO | IESO | Internal | Shoulder | B12 | 200 | 99999 | 400 | 33.12 | 33.13 | 0.01 | 0
2015 | HQ_IESO_2_IESO | HQ_IESO | IESO | Internal | Shoulder | B13 | 600 | 99999 | 400 | 31.4 | 31.41 | 0.01 | 0
2015 | HQ_IESO_2_IESO | HQ_IESO | IESO | Internal | Shoulder | B14 | 900 | 99999 | 400 | 31.4 | 31.41 | 0.01 | 0
2015 | HQ_IESO_2_IESO | HQ_IESO | IESO | Internal | Shoulder | B15 | 1203 | 99999 | 75.48 | 31.4 | 31.41 | 0.01 | 0
2015 | HQ_IESO_2_IESO | HQ_IESO | IESO | Internal | Summer | B1 | 10 | 99999 | 400 | 44.97 | 44.98 | 0.01 | 0
2015 | HQ_IESO_2_IESO | HQ_IESO | IESO | Internal | Summer | B2 | 25 | 99999 | 400 | 41.02 | 41.04 | 0.01 | 0
2015 | HQ_IESO_2_IESO | HQ_IESO | IESO | Internal | Summer | B3 | 75 | 99999 | 400 | 38.06 | 38.07 | 0.01 | 0
2015 | HQ_IESO_2_IESO | HQ_IESO | IESO | Internal | Summer | B4 | 100 | 99999 | 400 | 38.06 | 38.07 | 0.01 | 0
2015 | HQ_IESO_2_IESO | HQ_IESO | IESO | Internal | Summer | B5 | 200 | 99999 | 400 | 38.06 | 38.07 | 0.01 | 0
2015 | HQ_IESO_2_IESO | HQ_IESO | IESO | Internal | Summer | B6 | 300 | 99999 | 400 | 35.52 | 35.53 | 0.01 | 0
2015 | HQ_IESO_2_IESO | HQ_IESO | IESO | Internal | Summer | B7 | 400 | 99999 | 400 | 30.19 | 30.2 | 0.01 | 0
2015 | HQ_IESO_2_IESO | HQ_IESO | IESO | Internal | Summer | B8 | 500 | 99999 | 400 | 30.19 | 30.2 | 0.01 | 0
2015 | HQ_IESO_2_IESO | HQ_IESO | IESO | Internal | Summer | B9 | 800 | 99999 | 400 | 30.19 | 30.2 | 0.01 | 0
2015 | HQ_IESO_2_IESO | HQ_IESO | IESO | Internal | Summer | B10 | 1262 | 99999 | 12.04 | 30.19 | 30.2 | 0.01 | 0
2015 | HQ_IESO_2_IESO | HQ_IESO | IESO | Internal | Winter | B16 | 25 | 99999 | 400 | 39.65 | 39.66 | 0.01 | 0
2015 | HQ_IESO_2_IESO | HQ_IESO | IESO | Internal | Winter | B17 | 100 | 99999 | 400 | 36.59 | 36.6 | 0.01 | 0
2015 | HQ_IESO_2_IESO | HQ_IESO | IESO | Internal | Winter | B18 | 400 | 99999 | 400 | 36.59 | 36.6 | 0.01 | 0
2015 | HQ_IESO_2_IESO | HQ_IESO | IESO | Internal | Winter | B19 | 700 | 99999 | 400 | 36.59 | 36.6 | 0.01 | 0
2015 | HQ_IESO_2_IESO | HQ_IESO | IESO | Internal | Winter | B20 | 935 | 99999 | 91.98 | 36.59 | 36.6 | 0.01 | 0
2015 | IESO_2_MAPP_CA | IESO | MAPP_CA | Internal | Shoulder | B11 | 25 | 262 | 262 | 34.34 | 48.39 | 7 | 7.05
2015 | IESO_2_MAPP_CA | IESO | MAPP_CA | Internal | Shoulder | B12 | 200 | 262 | 0 | 33.13 | 40.12 | 7 | 0
2015 | IESO_2_MAPP_CA | IESO | MAPP_CA | Internal | Shoulder | B13 | 600 | 262 | 0 | 31.41 | 38.32 | 7 | 0
2015 | IESO_2_MAPP_CA | IESO | MAPP_CA | Internal | Shoulder | B14 | 900 | 262 | 0 | 31.41 | 38.32 | 7 | 0
2015 | IESO_2_MAPP_CA | IESO | MAPP_CA | Internal | Shoulder | B15 | 1203 | 262 | 0 | 31.41 | 38.32 | 7 | 0
2015 | IESO_2_MAPP_CA | IESO | MAPP_CA | Internal | Summer | B1 | 10 | 262 | 262 | 44.98 | 58.17 | 7 | 6.19
2015 | IESO_2_MAPP_CA | IESO | MAPP_CA | Internal | Summer | B2 | 25 | 262 | 262 | 41.04 | 58.17 | 7 | 10.14
2015 | IESO_2_MAPP_CA | IESO | MAPP_CA | Internal | Summer | B3 | 75 | 262 | 262 | 38.07 | 57.91 | 7 | 12.84
2015 | IESO_2_MAPP_CA | IESO | MAPP_CA | Internal | Summer | B4 | 100 | 262 | 262 | 38.07 | 53.39 | 7 | 8.31
2015 | IESO_2_MAPP_CA | IESO | MAPP_CA | Internal | Summer | B5 | 200 | 262 | 262 | 38.07 | 46.43 | 7 | 1.35
2015 | IESO_2_MAPP_CA | IESO | MAPP_CA | Internal | Summer | B6 | 300 | 262 | 262 | 35.53 | 42.55 | 7 | 0.02
2015 | IESO_2_MAPP_CA | IESO | MAPP_CA | Internal | Summer | B7 | 400 | 262 | 0 | 30.2 | 36.72 | 7 | 0
2015 | IESO_2_MAPP_CA | IESO | MAPP_CA | Internal | Summer | B8 | 500 | 262 | 0 | 30.2 | 34.53 | 7 | 0
2015 | IESO_2_MAPP_CA | IESO | MAPP_CA | Internal | Summer | B9 | 800 | 262 | 0 | 30.2 | 34.53 | 7 | 0
2015 | IESO_2_MAPP_CA | IESO | MAPP_CA | Internal | Summer | B10 | 1262 | 262 | 0 | 30.2 | 34.53 | 7 | 0
2015 | IESO_2_MAPP_CA | IESO | MAPP_CA | Internal | Winter | B16 | 25 | 262 | 262 | 39.66 | 49.14 | 7 | 2.48
2015 | IESO_2_MAPP_CA | IESO | MAPP_CA | Internal | Winter | B17 | 100 | 262 | 0 | 36.6 | 43.2 | 7 | 0
2015 | IESO_2_MAPP_CA | IESO | MAPP_CA | Internal | Winter | B18 | 400 | 262 | 0 | 36.6 | 41.91 | 7 | 0
2015 | IESO_2_MAPP_CA | IESO | MAPP_CA | Internal | Winter | B19 | 700 | 262 | 0 | 36.6 | 41.91 | 7 | 0
2015 | IESO_2_MAPP_CA | IESO | MAPP_CA | Internal | Winter | B20 | 935 | 262 | 0 | 36.6 | 41.91 | 7 | 0
2015 | IESO_2_MISO_MI | IESO | MISO_MI | Internal | Shoulder | B11 | 25 | 1840 | 1840 | 34.34 | 47.37 | 7 | 6.04
2015 | IESO_2_MISO_MI | IESO | MISO_MI | Internal | Shoulder | B12 | 200 | 1840 | 1750.55 | 33.13 | 40.13 | 7 | 0
2015 | IESO_2_MISO_MI | IESO | MISO_MI | Internal | Shoulder | B13 | 600 | 1840 | 0 | 31.41 | 37.98 | 7 | 0
2015 | IESO_2_MISO_MI | IESO | MISO_MI | Internal | Shoulder | B14 | 900 | 1840 | 0 | 31.41 | 35.93 | 7 | 0
2015 | IESO_2_MISO_MI | IESO | MISO_MI | Internal | Shoulder | B15 | 1203 | 1840 | 0 | 31.41 | 34.31 | 7 | 0
2015 | IESO_2_MISO_MI | IESO | MISO_MI | Internal | Summer | B1 | 10 | 1840 | 1840 | 44.98 | 59.43 | 7 | 7.45
2015 | IESO_2_MISO_MI | IESO | MISO_MI | Internal | Summer | B2 | 25 | 1840 | 1840 | 41.04 | 58.82 | 7 | 10.78
2015 | IESO_2_MISO_MI | IESO | MISO_MI | Internal | Summer | B3 | 75 | 1840 | 1840 | 38.07 | 54.01 | 7 | 8.94
2015 | IESO_2_MISO_MI | IESO | MISO_MI | Internal | Summer | B4 | 100 | 1840 | 1840 | 38.07 | 53.38 | 7 | 8.3
2015 | IESO_2_MISO_MI | IESO | MISO_MI | Internal | Summer | B5 | 200 | 1840 | 1840 | 38.07 | 45.21 | 7 | 0.14
2015 | IESO_2_MISO_MI | IESO | MISO_MI | Internal | Summer | B6 | 300 | 1840 | 310.96 | 35.53 | 42.53 | 7 | 0
2015 | IESO_2_MISO_MI | IESO | MISO_MI | Internal | Summer | B7 | 400 | 1840 | 0 | 30.2 | 36.72 | 7 | 0
2015 | IESO_2_MISO_MI | IESO | MISO_MI | Internal | Summer | B8 | 500 | 1840 | 0 | 30.2 | 34.42 | 7 | 0
2015 | IESO_2_MISO_MI | IESO | MISO_MI | Internal | Summer | B9 | 800 | 1840 | 0 | 30.2 | 33.53 | 7 | 0
2015 | IESO_2_MISO_MI | IESO | MISO_MI | Internal | Summer | B10 | 1262 | 1840 | 0 | 30.2 | 32.13 | 7 | 0
2015 | IESO_2_MISO_MI | IESO | MISO_MI | Internal | Winter | B16 | 25 | 1840 | 1840 | 39.66 | 48.26 | 7 | 1.6
2015 | IESO_2_MISO_MI | IESO | MISO_MI | Internal | Winter | B17 | 100 | 1840 | 0 | 36.6 | 43.23 | 7 | 0
2015 | IESO_2_MISO_MI | IESO | MISO_MI | Internal | Winter | B18 | 400 | 1840 | 0 | 36.6 | 38.47 | 7 | 0
2015 | IESO_2_MISO_MI | IESO | MISO_MI | Internal | Winter | B19 | 700 | 1840 | 0 | 36.6 | 36.66 | 7 | 0
2015 | IESO_2_MISO_MI | IESO | MISO_MI | Internal | Winter | B20 | 935 | 1840 | 0 | 36.6 | 33.51 | 7 | 0
2015 | IESO_2_MISO_W | IESO | MISO_W | Internal | Shoulder | B11 | 25 | 214 | 214 | 34.34 | 48.4 | 7 | 7.06
2015 | IESO_2_MISO_W | IESO | MISO_W | Internal | Shoulder | B12 | 200 | 214 | 161.42 | 33.13 | 40.13 | 7 | 0
2015 | IESO_2_MISO_W | IESO | MISO_W | Internal | Shoulder | B13 | 600 | 214 | 0 | 31.41 | 37.97 | 7 | 0
2015 | IESO_2_MISO_W | IESO | MISO_W | Internal | Shoulder | B14 | 900 | 214 | 0 | 31.41 | 35.91 | 7 | 0
2015 | IESO_2_MISO_W | IESO | MISO_W | Internal | Shoulder | B15 | 1203 | 214 | 0 | 31.41 | 34.3 | 7 | 0
2015 | IESO_2_MISO_W | IESO | MISO_W | Internal | Summer | B1 | 10 | 214 | 214 | 44.98 | 59.68 | 7 | 7.7
2015 | IESO_2_MISO_W | IESO | MISO_W | Internal | Summer | B2 | 25 | 214 | 214 | 41.04 | 58.83 | 7 | 10.8
2015 | IESO_2_MISO_W | IESO | MISO_W | Internal | Summer | B3 | 75 | 214 | 214 | 38.07 | 57.92 | 7 | 12.85
2015 | IESO_2_MISO_W | IESO | MISO_W | Internal | Summer | B4 | 100 | 214 | 214 | 38.07 | 53.4 | 7 | 8.33
2015 | IESO_2_MISO_W | IESO | MISO_W | Internal | Summer | B5 | 200 | 214 | 214 | 38.07 | 46.44 | 7 | 1.37
2015 | IESO_2_MISO_W | IESO | MISO_W | Internal | Summer | B6 | 300 | 214 | 214 | 35.53 | 42.56 | 7 | 0.04
2015 | IESO_2_MISO_W | IESO | MISO_W | Internal | Summer | B7 | 400 | 214 | 0 | 30.2 | 36.73 | 7 | 0
2015 | IESO_2_MISO_W | IESO | MISO_W | Internal | Summer | B8 | 500 | 214 | 0 | 30.2 | 34.4 | 7 | 0
2015 | IESO_2_MISO_W | IESO | MISO_W | Internal | Summer | B9 | 800 | 214 | 0 | 30.2 | 33.52 | 7 | 0
2015 | IESO_2_MISO_W | IESO | MISO_W | Internal | Summer | B10 | 1262 | 214 | 0 | 30.2 | 32.12 | 7 | 0
2015 | IESO_2_MISO_W | IESO | MISO_W | Internal | Winter | B16 | 25 | 214 | 214 | 39.66 | 49.15 | 7 | 2.49
2015 | IESO_2_MISO_W | IESO | MISO_W | Internal | Winter | B17 | 100 | 214 | 0 | 36.6 | 43.2 | 7 | 0
2015 | IESO_2_MISO_W | IESO | MISO_W | Internal | Winter | B18 | 400 | 214 | 0 | 36.6 | 38.45 | 7 | 0
2015 | IESO_2_MISO_W | IESO | MISO_W | Internal | Winter | B19 | 700 | 214 | 0 | 36.6 | 36.65 | 7 | 0
2015 | IESO_2_MISO_W | IESO | MISO_W | Internal | Winter | B20 | 935 | 214 | 0 | 36.6 | 33.5 | 7 | 0
2015 | IESO_2_NYISO_A-F | IESO | NYISO_A-F | Internal | Shoulder | B11 | 25 | 1725 | 772.25 | 34.34 | 41.34 | 7 | 0
2015 | IESO_2_NYISO_A-F | IESO | NYISO_A-F | Internal | Shoulder | B12 | 200 | 1725 | 958.41 | 33.13 | 40.13 | 7 | 0
2015 | IESO_2_NYISO_A-F | IESO | NYISO_A-F | Internal | Shoulder | B13 | 600 | 1725 | 1725 | 31.41 | 39.89 | 7 | 1.47
2015 | IESO_2_NYISO_A-F | IESO | NYISO_A-F | Internal | Shoulder | B14 | 900 | 1725 | 1725 | 31.41 | 38.89 | 7 | 0.48
2015 | IESO_2_NYISO_A-F | IESO | NYISO_A-F | Internal | Shoulder | B15 | 1203 | 1725 | 1725 | 31.41 | 38.89 | 7 | 0.48
2015 | IESO_2_NYISO_A-F | IESO | NYISO_A-F | Internal | Summer | B1 | 10 | 1725 | 1654.42 | 44.98 | 51.98 | 7 | 0
2015 | IESO_2_NYISO_A-F | IESO | NYISO_A-F | Internal | Summer | B2 | 25 | 1725 | 1725 | 41.04 | 51.98 | 7 | 3.94
2015 | IESO_2_NYISO_A-F | IESO | NYISO_A-F | Internal | Summer | B3 | 75 | 1725 | 1725 | 38.07 | 50.28 | 7 | 5.2
2015 | IESO_2_NYISO_A-F | IESO | NYISO_A-F | Internal | Summer | B4 | 100 | 1725 | 1725 | 38.07 | 46.05 | 7 | 0.98
2015 | IESO_2_NYISO_A-F | IESO | NYISO_A-F | Internal | Summer | B5 | 200 | 1725 | 1017.53 | 38.07 | 45.07 | 7 | 0
2015 | IESO_2_NYISO_A-F | IESO | NYISO_A-F | Internal | Summer | B6 | 300 | 1725 | 1665.55 | 35.53 | 42.53 | 7 | 0
2015 | IESO_2_NYISO_A-F | IESO | NYISO_A-F | Internal | Summer | B7 | 400 | 1725 | 1725 | 30.2 | 38.8 | 7 | 1.6
2015 | IESO_2_NYISO_A-F | IESO | NYISO_A-F | Internal | Summer | B8 | 500 | 1725 | 1725 | 30.2 | 37.27 | 7 | 0.07
2015 | IESO_2_NYISO_A-F | IESO | NYISO_A-F | Internal | Summer | B9 | 800 | 1725 | 1387.05 | 30.2 | 37.2 | 7 | 0
2015 | IESO_2_NYISO_A-F | IESO | NYISO_A-F | Internal | Summer | B10 | 1262 | 1725 | 1252.36 | 30.2 | 37.2 | 7 | 0
2015 | IESO_2_NYISO_A-F | IESO | NYISO_A-F | Internal | Winter | B16 | 25 | 1725 | 335.34 | 39.66 | 46.66 | 7 | 0
2015 | IESO_2_NYISO_A-F | IESO | NYISO_A-F | Internal | Winter | B17 | 100 | 1725 | 1294.43 | 36.6 | 43.6 | 7 | 0
2015 | IESO_2_NYISO_A-F | IESO | NYISO_A-F | Internal | Winter | B18 | 400 | 1725 | 1189.38 | 36.6 | 43.6 | 7 | 0
2015 | IESO_2_NYISO_A-F | IESO | NYISO_A-F | Internal | Winter | B19 | 700 | 1725 | 1017.95 | 36.6 | 43.6 | 7 | 0
2015 | IESO_2_NYISO_A-F | IESO | NYISO_A-F | Internal | Winter | B20 | 935 | 1725 | 1003.03 | 36.6 | 43.6 | 7 | 0
2015 | MAPP_CA_2_IESO | MAPP_CA | IESO | Internal | Shoulder | B11 | 25 | 330 | 0 | 48.39 | 34.34 | 8 | 0
2015 | MAPP_CA_2_IESO | MAPP_CA | IESO | Internal | Shoulder | B12 | 200 | 330 | 0 | 40.12 | 33.13 | 8 | 0
2015 | MAPP_CA_2_IESO | MAPP_CA | IESO | Internal | Shoulder | B13 | 600 | 330 | 0 | 38.32 | 31.41 | 8 | 0
2015 | MAPP_CA_2_IESO | MAPP_CA | IESO | Internal | Shoulder | B14 | 900 | 330 | 0 | 38.32 | 31.41 | 8 | 0
2015 | MAPP_CA_2_IESO | MAPP_CA | IESO | Internal | Shoulder | B15 | 1203 | 330 | 0 | 38.32 | 31.41 | 8 | 0
2015 | MAPP_CA_2_IESO | MAPP_CA | IESO | Internal | Summer | B1 | 10 | 330 | 0 | 58.17 | 44.98 | 8 | 0
2015 | MAPP_CA_2_IESO | MAPP_CA | IESO | Internal | Summer | B2 | 25 | 330 | 0 | 58.17 | 41.04 | 8 | 0
2015 | MAPP_CA_2_IESO | MAPP_CA | IESO | Internal | Summer | B3 | 75 | 330 | 0 | 57.91 | 38.07 | 8 | 0
2015 | MAPP_CA_2_IESO | MAPP_CA | IESO | Internal | Summer | B4 | 100 | 330 | 0 | 53.39 | 38.07 | 8 | 0
2015 | MAPP_CA_2_IESO | MAPP_CA | IESO | Internal | Summer | B5 | 200 | 330 | 0 | 46.43 | 38.07 | 8 | 0
2015 | MAPP_CA_2_IESO | MAPP_CA | IESO | Internal | Summer | B6 | 300 | 330 | 0 | 42.55 | 35.53 | 8 | 0
2015 | MAPP_CA_2_IESO | MAPP_CA | IESO | Internal | Summer | B7 | 400 | 330 | 0 | 36.72 | 30.2 | 8 | 0
2015 | MAPP_CA_2_IESO | MAPP_CA | IESO | Internal | Summer | B8 | 500 | 330 | 0 | 34.53 | 30.2 | 8 | 0
2015 | MAPP_CA_2_IESO | MAPP_CA | IESO | Internal | Summer | B9 | 800 | 330 | 0 | 34.53 | 30.2 | 8 | 0
2015 | MAPP_CA_2_IESO | MAPP_CA | IESO | Internal | Summer | B10 | 1262 | 330 | 0 | 34.53 | 30.2 | 8 | 0
2015 | MAPP_CA_2_IESO | MAPP_CA | IESO | Internal | Winter | B16 | 25 | 330 | 0 | 49.14 | 39.66 | 8 | 0
2015 | MAPP_CA_2_IESO | MAPP_CA | IESO | Internal | Winter | B17 | 100 | 330 | 0 | 43.2 | 36.6 | 8 | 0
2015 | MAPP_CA_2_IESO | MAPP_CA | IESO | Internal | Winter | B18 | 400 | 330 | 0 | 41.91 | 36.6 | 8 | 0
2015 | MAPP_CA_2_IESO | MAPP_CA | IESO | Internal | Winter | B19 | 700 | 330 | 0 | 41.91 | 36.6 | 8 | 0
2015 | MAPP_CA_2_IESO | MAPP_CA | IESO | Internal | Winter | B20 | 935 | 330 | 0 | 41.91 | 36.6 | 8 | 0
2015 | MAPP_CA_2_MAPP_US | MAPP_CA | MAPP_US | Internal | Shoulder | B11 | 25 | 437 | 0 | 48.39 | 48.39 | 7 | 0
2015 | MAPP_CA_2_MAPP_US | MAPP_CA | MAPP_US | Internal | Shoulder | B12 | 200 | 437 | 0 | 40.12 | 35.52 | 7 | 0
2015 | MAPP_CA_2_MAPP_US | MAPP_CA | MAPP_US | Internal | Shoulder | B13 | 600 | 437 | 0 | 38.32 | 32.3 | 7 | 0
2015 | MAPP_CA_2_MAPP_US | MAPP_CA | MAPP_US | Internal | Shoulder | B14 | 900 | 437 | 0 | 38.32 | 32.3 | 7 | 0
2015 | MAPP_CA_2_MAPP_US | MAPP_CA | MAPP_US | Internal | Shoulder | B15 | 1203 | 437 | 0 | 38.32 | 32.04 | 7 | 0
2015 | MAPP_CA_2_MAPP_US | MAPP_CA | MAPP_US | Internal | Summer | B1 | 10 | 437 | 0 | 58.17 | 53.81 | 7 | 0
2015 | MAPP_CA_2_MAPP_US | MAPP_CA | MAPP_US | Internal | Summer | B2 | 25 | 437 | 0 | 58.17 | 53.06 | 7 | 0
2015 | MAPP_CA_2_MAPP_US | MAPP_CA | MAPP_US | Internal | Summer | B3 | 75 | 437 | 0 | 57.91 | 52.76 | 7 | 0
2015 | MAPP_CA_2_MAPP_US | MAPP_CA | MAPP_US | Internal | Summer | B4 | 100 | 437 | 0 | 53.39 | 48.27 | 7 | 0
2015 | MAPP_CA_2_MAPP_US | MAPP_CA | MAPP_US | Internal | Summer | B5 | 200 | 437 | 0 | 46.43 | 46.43 | 7 | 0
2015 | MAPP_CA_2_MAPP_US | MAPP_CA | MAPP_US | Internal | Summer | B6 | 300 | 437 | 0 | 42.55 | 42.56 | 7 | 0
2015 | MAPP_CA_2_MAPP_US | MAPP_CA | MAPP_US | Internal | Summer | B7 | 400 | 437 | 0 | 36.72 | 36.72 | 7 | 0
2015 | MAPP_CA_2_MAPP_US | MAPP_CA | MAPP_US | Internal | Summer | B8 | 500 | 437 | 0 | 34.53 | 30.5 | 7 | 0
2015 | MAPP_CA_2_MAPP_US | MAPP_CA | MAPP_US | Internal | Summer | B9 | 800 | 437 | 0 | 34.53 | 29.67 | 7 | 0
2015 | MAPP_CA_2_MAPP_US | MAPP_CA | MAPP_US | Internal | Summer | B10 | 1262 | 437 | 0 | 34.53 | 29.26 | 7 | 0
2015 | MAPP_CA_2_MAPP_US | MAPP_CA | MAPP_US | Internal | Winter | B16 | 25 | 437 | 0 | 49.14 | 45.91 | 7 | 0
2015 | MAPP_CA_2_MAPP_US | MAPP_CA | MAPP_US | Internal | Winter | B17 | 100 | 437 | 0 | 43.2 | 36.2 | 7 | 0
2015 | MAPP_CA_2_MAPP_US | MAPP_CA | MAPP_US | Internal | Winter | B18 | 400 | 437 | 0 | 41.91 | 33.08 | 7 | 0
2015 | MAPP_CA_2_MAPP_US | MAPP_CA | MAPP_US | Internal | Winter | B19 | 700 | 437 | 0 | 41.91 | 33.08 | 7 | 0
2015 | MAPP_CA_2_MAPP_US | MAPP_CA | MAPP_US | Internal | Winter | B20 | 935 | 437 | 0 | 41.91 | 32.99 | 7 | 0
2015 | MAPP_CA_2_MISO_W | MAPP_CA | MISO_W | Internal | Shoulder | B11 | 25 | 2058 | 1594.4 | 48.39 | 48.4 | 0.01 | 0
2015 | MAPP_CA_2_MISO_W | MAPP_CA | MISO_W | Internal | Shoulder | B12 | 200 | 2058 | 732.47 | 40.12 | 40.13 | 0.01 | 0
2015 | MAPP_CA_2_MISO_W | MAPP_CA | MISO_W | Internal | Shoulder | B13 | 600 | 2058 | 0 | 38.32 | 37.97 | 0.01 | 0
2015 | MAPP_CA_2_MISO_W | MAPP_CA | MISO_W | Internal | Shoulder | B14 | 900 | 2058 | 0 | 38.32 | 35.91 | 0.01 | 0
2015 | MAPP_CA_2_MISO_W | MAPP_CA | MISO_W | Internal | Shoulder | B15 | 1203 | 2058 | 0 | 38.32 | 34.3 | 0.01 | 0
2015 | MAPP_CA_2_MISO_W | MAPP_CA | MISO_W | Internal | Summer | B1 | 10 | 2058 | 2058 | 58.17 | 59.68 | 0.01 | 1.49
2015 | MAPP_CA_2_MISO_W | MAPP_CA | MISO_W | Internal | Summer | B2 | 25 | 2058 | 2058 | 58.17 | 58.83 | 0.01 | 0.65
2015 | MAPP_CA_2_MISO_W | MAPP_CA | MISO_W | Internal | Summer | B3 | 75 | 2058 | 1761.29 | 57.91 | 57.92 | 0.01 | 0
2015 | MAPP_CA_2_MISO_W | MAPP_CA | MISO_W | Internal | Summer | B4 | 100 | 2058 | 1859.54 | 53.39 | 53.4 | 0.01 | 0
2015 | MAPP_CA_2_MISO_W | MAPP_CA | MISO_W | Internal | Summer | B5 | 200 | 2058 | 900.12 | 46.43 | 46.44 | 0.01 | 0
2015 | MAPP_CA_2_MISO_W | MAPP_CA | MISO_W | Internal | Summer | B6 | 300 | 2058 | 1029.11 | 42.55 | 42.56 | 0.01 | 0
2015 | MAPP_CA_2_MISO_W | MAPP_CA | MISO_W | Internal | Summer | B7 | 400 | 2058 | 498.27 | 36.72 | 36.73 | 0.01 | 0
2015 | MAPP_CA_2_MISO_W | MAPP_CA | MISO_W | Internal | Summer | B8 | 500 | 2058 | 0 | 34.53 | 34.4 | 0.01 | 0
2015 | MAPP_CA_2_MISO_W | MAPP_CA | MISO_W | Internal | Summer | B9 | 800 | 2058 | 0 | 34.53 | 33.52 | 0.01 | 0
2015 | MAPP_CA_2_MISO_W | MAPP_CA | MISO_W | Internal | Summer | B10 | 1262 | 2058 | 0 | 34.53 | 32.12 | 0.01 | 0
2015 | MAPP_CA_2_MISO_W | MAPP_CA | MISO_W | Internal | Winter | B16 | 25 | 2058 | 1311.24 | 49.14 | 49.15 | 0.01 | 0
2015 | MAPP_CA_2_MISO_W | MAPP_CA | MISO_W | Internal | Winter | B17 | 100 | 2058 | 0 | 43.2 | 43.2 | 0.01 | 0
2015 | MAPP_CA_2_MISO_W | MAPP_CA | MISO_W | Internal | Winter | B18 | 400 | 2058 | 0 | 41.91 | 38.45 | 0.01 | 0
2015 | MAPP_CA_2_MISO_W | MAPP_CA | MISO_W | Internal | Winter | B19 | 700 | 2058 | 0 | 41.91 | 36.65 | 0.01 | 0
2015 | MAPP_CA_2_MISO_W | MAPP_CA | MISO_W | Internal | Winter | B20 | 935 | 2058 | 0 | 41.91 | 33.5 | 0.01 | 0
2015 | MAPP_US_2_MAPP_CA | MAPP_US | MAPP_CA | Internal | Shoulder | B11 | 25 | 230 | 0 | 48.39 | 48.39 | 7 | 0
2015 | MAPP_US_2_MAPP_CA | MAPP_US | MAPP_CA | Internal | Shoulder | B12 | 200 | 230 | 0 | 35.52 | 40.12 | 7 | 0
2015 | MAPP_US_2_MAPP_CA | MAPP_US | MAPP_CA | Internal | Shoulder | B13 | 600 | 230 | 0 | 32.3 | 38.32 | 7 | 0
2015 | MAPP_US_2_MAPP_CA | MAPP_US | MAPP_CA | Internal | Shoulder | B14 | 900 | 230 | 0 | 32.3 | 38.32 | 7 | 0
2015 | MAPP_US_2_MAPP_CA | MAPP_US | MAPP_CA | Internal | Shoulder | B15 | 1203 | 230 | 0 | 32.04 | 38.32 | 7 | 0
2015 | MAPP_US_2_MAPP_CA | MAPP_US | MAPP_CA | Internal | Summer | B1 | 10 | 230 | 0 | 53.81 | 58.17 | 7 | 0
2015 | MAPP_US_2_MAPP_CA | MAPP_US | MAPP_CA | Internal | Summer | B2 | 25 | 230 | 0 | 53.06 | 58.17 | 7 | 0
2015 | MAPP_US_2_MAPP_CA | MAPP_US | MAPP_CA | Internal | Summer | B3 | 75 | 230 | 0 | 52.76 | 57.91 | 7 | 0
2015 | MAPP_US_2_MAPP_CA | MAPP_US | MAPP_CA | Internal | Summer | B4 | 100 | 230 | 0 | 48.27 | 53.39 | 7 | 0
2015 | MAPP_US_2_MAPP_CA | MAPP_US | MAPP_CA | Internal | Summer | B5 | 200 | 230 | 0 | 46.43 | 46.43 | 7 | 0
2015 | MAPP_US_2_MAPP_CA | MAPP_US | MAPP_CA | Internal | Summer | B6 | 300 | 230 | 0 | 42.56 | 42.55 | 7 | 0
2015 | MAPP_US_2_MAPP_CA | MAPP_US | MAPP_CA | Internal | Summer | B7 | 400 | 230 | 0 | 36.72 | 36.72 | 7 | 0
2015 | MAPP_US_2_MAPP_CA | MAPP_US | MAPP_CA | Internal | Summer | B8 | 500 | 230 | 0 | 30.5 | 34.53 | 7 | 0
2015 | MAPP_US_2_MAPP_CA | MAPP_US | MAPP_CA | Internal | Summer | B9 | 800 | 230 | 0 | 29.67 | 34.53 | 7 | 0
2015 | MAPP_US_2_MAPP_CA | MAPP_US | MAPP_CA | Internal | Summer | B10 | 1262 | 230 | 0 | 29.26 | 34.53 | 7 | 0
2015 | MAPP_US_2_MAPP_CA | MAPP_US | MAPP_CA | Internal | Winter | B16 | 25 | 230 | 0 | 45.91 | 49.14 | 7 | 0
2015 | MAPP_US_2_MAPP_CA | MAPP_US | MAPP_CA | Internal | Winter | B17 | 100 | 230 | 106.57 | 36.2 | 43.2 | 7 | 0
2015 | MAPP_US_2_MAPP_CA | MAPP_US | MAPP_CA | Internal | Winter | B18 | 400 | 230 | 230 | 33.08 | 41.91 | 7 | 1.83
2015 | MAPP_US_2_MAPP_CA | MAPP_US | MAPP_CA | Internal | Winter | B19 | 700 | 230 | 230 | 33.08 | 41.91 | 7 | 1.83
2015 | MAPP_US_2_MAPP_CA | MAPP_US | MAPP_CA | Internal | Winter | B20 | 935 | 230 | 230 | 32.99 | 41.91 | 7 | 1.92
2015 | MAPP_US_2_MISO_W | MAPP_US | MISO_W | Internal | Shoulder | B11 | 25 | 2635 | 0 | 48.39 | 48.4 | 7 | 0
2015 | MAPP_US_2_MISO_W | MAPP_US | MISO_W | Internal | Shoulder | B12 | 200 | 2635 | 0 | 35.52 | 40.13 | 7 | 0
2015 | MAPP_US_2_MISO_W | MAPP_US | MISO_W | Internal | Shoulder | B13 | 600 | 2635 | 0 | 32.3 | 37.97 | 7 | 0
2015 | MAPP_US_2_MISO_W | MAPP_US | MISO_W | Internal | Shoulder | B14 | 900 | 2635 | 0 | 32.3 | 35.91 | 7 | 0
2015 | MAPP_US_2_MISO_W | MAPP_US | MISO_W | Internal | Shoulder | B15 | 1203 | 2635 | 0 | 32.04 | 34.3 | 7 | 0
2015 | MAPP_US_2_MISO_W | MAPP_US | MISO_W | Internal | Summer | B1 | 10 | 2635 | 0 | 53.81 | 59.68 | 7 | 0
2015 | MAPP_US_2_MISO_W | MAPP_US | MISO_W | Internal | Summer | B2 | 25 | 2635 | 0 | 53.06 | 58.83 | 7 | 0
2015 | MAPP_US_2_MISO_W | MAPP_US | MISO_W | Internal | Summer | B3 | 75 | 2635 | 0 | 52.76 | 57.92 | 7 | 0
2015 | MAPP_US_2_MISO_W | MAPP_US | MISO_W | Internal | Summer | B4 | 100 | 2635 | 0 | 48.27 | 53.4 | 7 | 0
2015 | MAPP_US_2_MISO_W | MAPP_US | MISO_W | Internal | Summer | B5 | 200 | 2635 | 0 | 46.43 | 46.44 | 7 | 0
2015 | MAPP_US_2_MISO_W | MAPP_US | MISO_W | Internal | Summer | B6 | 300 | 2635 | 0 | 42.56 | 42.56 | 7 | 0
2015 | MAPP_US_2_MISO_W | MAPP_US | MISO_W | Internal | Summer | B7 | 400 | 2635 | 0 | 36.72 | 36.73 | 7 | 0
2015 | MAPP_US_2_MISO_W | MAPP_US | MISO_W | Internal | Summer | B8 | 500 | 2635 | 0 | 30.5 | 34.4 | 7 | 0
2015 | MAPP_US_2_MISO_W | MAPP_US | MISO_W | Internal | Summer | B9 | 800 | 2635 | 0 | 29.67 | 33.52 | 7 | 0
2015 | MAPP_US_2_MISO_W | MAPP_US | MISO_W | Internal | Summer | B10 | 1262 | 2635 | 0 | 29.26 | 32.12 | 7 | 0
2015 | MAPP_US_2_MISO_W | MAPP_US | MISO_W | Internal | Winter | B16 | 25 | 2635 | 0 | 45.91 | 49.15 | 7 | 0
2015 | MAPP_US_2_MISO_W | MAPP_US | MISO_W | Internal | Winter | B17 | 100 | 2635 | 1281.41 | 36.2 | 43.2 | 7 | 0
2015 | MAPP_US_2_MISO_W | MAPP_US | MISO_W | Internal | Winter | B18 | 400 | 2635 | 0 | 33.08 | 38.45 | 7 | 0
2015 | MAPP_US_2_MISO_W | MAPP_US | MISO_W | Internal | Winter | B19 | 700 | 2635 | 0 | 33.08 | 36.65 | 7 | 0
2015 | MAPP_US_2_MISO_W | MAPP_US | MISO_W | Internal | Winter | B20 | 935 | 2635 | 0 | 32.99 | 33.5 | 7 | 0
2015 | MAPP_US_2_NE | MAPP_US | NE | Internal | Shoulder | B11 | 25 | 2000 | 1853.46 | 48.39 | 55.39 | 7 | 0
2015 | MAPP_US_2_NE | MAPP_US | NE | Internal | Shoulder | B12 | 200 | 2000 | 1132.9 | 35.52 | 42.52 | 7 | 0
2015 | MAPP_US_2_NE | MAPP_US | NE | Internal | Shoulder | B13 | 600 | 2000 | 1182.69 | 32.3 | 39.3 | 7 | 0
2015 | MAPP_US_2_NE | MAPP_US | NE | Internal | Shoulder | B14 | 900 | 2000 | 209.17 | 32.3 | 39.3 | 7 | 0
2015 | MAPP_US_2_NE | MAPP_US | NE | Internal | Shoulder | B15 | 1203 | 2000 | 0 | 32.04 | 37.6 | 7 | 0
2015 | MAPP_US_2_NE | MAPP_US | NE | Internal | Summer | B1 | 10 | 2000 | 1604.74 | 53.81 | 60.81 | 7 | 0
2015 | MAPP_US_2_NE | MAPP_US | NE | Internal | Summer | B2 | 25 | 2000 | 1467.62 | 53.06 | 60.06 | 7 | 0
2015 | MAPP_US_2_NE | MAPP_US | NE | Internal | Summer | B3 | 75 | 2000 | 1384.44 | 52.76 | 59.76 | 7 | 0
2015 | MAPP_US_2_NE | MAPP_US | NE | Internal | Summer | B4 | 100 | 2000 | 1425.49 | 48.27 | 55.27 | 7 | 0
2015 | MAPP_US_2_NE | MAPP_US | NE | Internal | Summer | B5 | 200 | 2000 | 1412.16 | 46.43 | 53.43 | 7 | 0
2015 | MAPP_US_2_NE | MAPP_US | NE | Internal | Summer | B6 | 300 | 2000 | 1654.82 | 42.56 | 49.56 | 7 | 0
2015 | MAPP_US_2_NE | MAPP_US | NE | Internal | Summer | B7 | 400 | 2000 | 1970.15 | 36.72 | 43.72 | 7 | 0
2015 | MAPP_US_2_NE | MAPP_US | NE | Internal | Summer | B8 | 500 | 2000 | 2000 | 30.5 | 37.97 | 7 | 0.47
2015 | MAPP_US_2_NE | MAPP_US | NE | Internal | Summer | B9 | 800 | 2000 | 1109.94 | 29.67 | 36.67 | 7 | 0
2015 | MAPP_US_2_NE | MAPP_US | NE | Internal | Summer | B10 | 1262 | 2000 | 986.55 | 29.26 | 36.26 | 7 | 0
2015 | MAPP_US_2_NE | MAPP_US | NE | Internal | Winter | B16 | 25 | 2000 | 1815.36 | 45.91 | 52.91 | 7 | 0
2015 | MAPP_US_2_NE | MAPP_US | NE | Internal | Winter | B17 | 100 | 2000 | 0 | 36.2 | 41.9 | 7 | 0
2015 | MAPP_US_2_NE | MAPP_US | NE | Internal | Winter | B18 | 400 | 2000 | 627.43 | 33.08 | 40.08 | 7 | 0
2015 | MAPP_US_2_NE | MAPP_US | NE | Internal | Winter | B19 | 700 | 2000 | 116.76 | 33.08 | 40.08 | 7 | 0
2015 | MAPP_US_2_NE | MAPP_US | NE | Internal | Winter | B20 | 935 | 2000 | 367.11 | 32.99 | 39.99 | 7 | 0
2015 | MARITIMES_2_NEISO | MARITIMES | NEISO | Internal | Shoulder | B11 | 25 | 99999 | 1400 | 36.89 | 36.9 | 0.01 | 0
2015 | MARITIMES_2_NEISO | MARITIMES | NEISO | Internal | Shoulder | B12 | 200 | 99999 | 1400 | 36.89 | 36.9 | 0.01 | 0
2015 | MARITIMES_2_NEISO | MARITIMES | NEISO | Internal | Shoulder | B13 | 600 | 99999 | 1400 | 36.89 | 36.9 | 0.01 | 0
2015 | MARITIMES_2_NEISO | MARITIMES | NEISO | Internal | Shoulder | B14 | 900 | 99999 | 1400 | 36.89 | 36.9 | 0.01 | 0
2015 | MARITIMES_2_NEISO | MARITIMES | NEISO | Internal | Shoulder | B15 | 1203 | 99999 | 426.43 | 36.89 | 36.9 | 0.01 | 0
2015 | MARITIMES_2_NEISO | MARITIMES | NEISO | Internal | Summer | B1 | 10 | 99999 | 1400 | 54.97 | 54.98 | 0.01 | 0
2015 | MARITIMES_2_NEISO | MARITIMES | NEISO | Internal | Summer | B2 | 25 | 99999 | 1400 | 53.82 | 53.84 | 0.01 | 0
2015 | MARITIMES_2_NEISO | MARITIMES | NEISO | Internal | Summer | B3 | 75 | 99999 | 1400 | 47.29 | 47.3 | 0.01 | 0
2015 | MARITIMES_2_NEISO | MARITIMES | NEISO | Internal | Summer | B4 | 100 | 99999 | 1400 | 39.99 | 40 | 0.01 | 0
2015 | MARITIMES_2_NEISO | MARITIMES | NEISO | Internal | Summer | B5 | 200 | 99999 | 1400 | 37.54 | 37.55 | 0.01 | 0
2015 | MARITIMES_2_NEISO | MARITIMES | NEISO | Internal | Summer | B6 | 300 | 99999 | 1400 | 34.19 | 34.2 | 0.01 | 0
2015 | MARITIMES_2_NEISO | MARITIMES | NEISO | Internal | Summer | B7 | 400 | 99999 | 1400 | 34.19 | 34.2 | 0.01 | 0
2015 | MARITIMES_2_NEISO | MARITIMES | NEISO | Internal | Summer | B8 | 500 | 99999 | 1400 | 34.19 | 34.2 | 0.01 | 0
2015 | MARITIMES_2_NEISO | MARITIMES | NEISO | Internal | Summer | B9 | 800 | 99999 | 1400 | 34.19 | 34.2 | 0.01 | 0
2015 | MARITIMES_2_NEISO | MARITIMES | NEISO | Internal | Summer | B10 | 1262 | 99999 | 236.13 | 34.19 | 34.2 | 0.01 | 0
2015 | MARITIMES_2_NEISO | MARITIMES | NEISO | Internal | Winter | B16 | 25 | 99999 | 1400 | 45.28 | 45.29 | 0.01 | 0
2015 | MARITIMES_2_NEISO | MARITIMES | NEISO | Internal | Winter | B17 | 100 | 99999 | 1400 | 45.28 | 45.29 | 0.01 | 0
2015 | MARITIMES_2_NEISO | MARITIMES | NEISO | Internal | Winter | B18 | 400 | 99999 | 1400 | 45.28 | 45.29 | 0.01 | 0
2015 | MARITIMES_2_NEISO | MARITIMES | NEISO | Internal | Winter | B19 | 700 | 99999 | 1400 | 45.28 | 45.29 | 0.01 | 0
2015 | MARITIMES_2_NEISO | MARITIMES | NEISO | Internal | Winter | B20 | 935 | 99999 | 475.94 | 45.28 | 45.29 | 0.01 | 0
2015 | MISO_IN_2_MISO_MI | MISO_IN | MISO_MI | Internal | Shoulder | B11 | 25 | 5081 | 0 | 48.42 | 47.37 | 0.01 | 0
2015 | MISO_IN_2_MISO_MI | MISO_IN | MISO_MI | Internal | Shoulder | B12 | 200 | 5081 | 0 | 40.14 | 40.13 | 0.01 | 0
2015 | MISO_IN_2_MISO_MI | MISO_IN | MISO_MI | Internal | Shoulder | B13 | 600 | 5081 | 232.92 | 37.97 | 37.98 | 0.01 | 0
2015 | MISO_IN_2_MISO_MI | MISO_IN | MISO_MI | Internal | Shoulder | B14 | 900 | 5081 | 579.7 | 35.91 | 35.93 | 0.01 | 0
2015 | MISO_IN_2_MISO_MI | MISO_IN | MISO_MI | Internal | Shoulder | B15 | 1203 | 5081 | 982.22 | 34.3 | 34.31 | 0.01 | 0
2015 | MISO_IN_2_MISO_MI | MISO_IN | MISO_MI | Internal | Summer | B1 | 10 | 5081 | 0 | 59.69 | 59.43 | 0.01 | 0
2015 | MISO_IN_2_MISO_MI | MISO_IN | MISO_MI | Internal | Summer | B2 | 25 | 5081 | 0 | 58.83 | 58.82 | 0.01 | 0
2015 | MISO_IN_2_MISO_MI | MISO_IN | MISO_MI | Internal | Summer | B3 | 75 | 5081 | 0 | 57.92 | 54.01 | 0.01 | 0
2015 | MISO_IN_2_MISO_MI | MISO_IN | MISO_MI | Internal | Summer | B4 | 100 | 5081 | 0 | 53.4 | 53.38 | 0.01 | 0
2015 | MISO_IN_2_MISO_MI | MISO_IN | MISO_MI | Internal | Summer | B5 | 200 | 5081 | 0 | 46.43 | 45.21 | 0.01 | 0
2015 | MISO_IN_2_MISO_MI | MISO_IN | MISO_MI | Internal | Summer | B6 | 300 | 5081 | 0 | 42.54 | 42.53 | 0.01 | 0
2015 | MISO_IN_2_MISO_MI | MISO_IN | MISO_MI | Internal | Summer | B7 | 400 | 5081 | 0 | 36.72 | 36.72 | 0.01 | 0
2015 | MISO_IN_2_MISO_MI | MISO_IN | MISO_MI | Internal | Summer | B8 | 500 | 5081 | 1385.82 | 34.4 | 34.42 | 0.01 | 0
2015 | MISO_IN_2_MISO_MI | MISO_IN | MISO_MI | Internal | Summer | B9 | 800 | 5081 | 1947.17 | 33.52 | 33.53 | 0.01 | 0
2015 | MISO_IN_2_MISO_MI | MISO_IN | MISO_MI | Internal | Summer | B10 | 1262 | 5081 | 2247.81 | 32.12 | 32.13 | 0.01 | 0
2015 | MISO_IN_2_MISO_MI | MISO_IN | MISO_MI | Internal | Winter | B16 | 25 | 5081 | 0 | 49.17 | 48.26 | 0.01 | 0
2015 | MISO_IN_2_MISO_MI | MISO_IN | MISO_MI | Internal | Winter | B17 | 100 | 5081 | 327.51 | 43.22 | 43.23 | 0.01 | 0
2015 | MISO_IN_2_MISO_MI | MISO_IN | MISO_MI | Internal | Winter | B18 | 400 | 5081 | 671.36 | 38.45 | 38.47 | 0.01 | 0
2015 | MISO_IN_2_MISO_MI | MISO_IN | MISO_MI | Internal | Winter | B19 | 700 | 5081 | 22.02 | 36.65 | 36.66 | 0.01 | 0
2015 | MISO_IN_2_MISO_MI | MISO_IN | MISO_MI | Internal | Winter | B20 | 935 | 5081 | 1044.72 | 33.5 | 33.51 | 0.01 | 0
2015 | MISO_IN_2_MISO_MO-IL | MISO_IN | MISO_MO-IL | Internal | Shoulder | B11 | 25 | 9129 | 0 | 48.42 | 48.41 | 0.01 | 0
2015 | MISO_IN_2_MISO_MO-IL | MISO_IN | MISO_MO-IL | Internal | Shoulder | B12 | 200 | 9129 | 0 | 40.14 | 40.13 | 0.01 | 0
2015 | MISO_IN_2_MISO_MO-IL | MISO_IN | MISO_MO-IL | Internal | Shoulder | B13 | 600 | 9129 | 0 | 37.97 | 37.96 | 0.01 | 0
2015 | MISO_IN_2_MISO_MO-IL | MISO_IN | MISO_MO-IL | Internal | Shoulder | B14 | 900 | 9129 | 0 | 35.91 | 35.9 | 0.01 | 0
2015 | MISO_IN_2_MISO_MO-IL | MISO_IN | MISO_MO-IL | Internal | Shoulder | B15 | 1203 | 9129 | 0 | 34.3 | 34.29 | 0.01 | 0
2015 | MISO_IN_2_MISO_MO-IL | MISO_IN | MISO_MO-IL | Internal | Summer | B1 | 10 | 9129 | 0.02 | 59.69 | 59.68 | 0.01 | 0
2015 | MISO_IN_2_MISO_MO-IL | MISO_IN | MISO_MO-IL | Internal | Summer | B2 | 25 | 9129 | 0 | 58.83 | 58.82 | 0.01 | 0
2015 | MISO_IN_2_MISO_MO-IL | MISO_IN | MISO_MO-IL | Internal | Summer | B3 | 75 | 9129 | 0 | 57.92 | 57.91 | 0.01 | 0
2015 | MISO_IN_2_MISO_MO-IL | MISO_IN | MISO_MO-IL | Internal | Summer | B4 | 100 | 9129 | 0 | 53.4 | 53.39 | 0.01 | 0
2015 | MISO_IN_2_MISO_MO-IL | MISO_IN | MISO_MO-IL | Internal | Summer | B5 | 200 | 9129 | 0 | 46.43 | 46.43 | 0.01 | 0
2015 | MISO_IN_2_MISO_MO-IL | MISO_IN | MISO_MO-IL | Internal | Summer | B6 | 300 | 9129 | 628.4 | 42.54 | 42.55 | 0.01 | 0
2015 | MISO_IN_2_MISO_MO-IL | MISO_IN | MISO_MO-IL | Internal | Summer | B7 | 400 | 9129 | 0 | 36.72 | 36.72 | 0.01 | 0
2015 | MISO_IN_2_MISO_MO-IL | MISO_IN | MISO_MO-IL | Internal | Summer | B8 | 500 | 9129 | 0 | 34.4 | 34.39 | 0.01 | 0
2015 | MISO_IN_2_MISO_MO-IL | MISO_IN | MISO_MO-IL | Internal | Summer | B9 | 800 | 9129 | 0 | 33.52 | 33.51 | 0.01 | 0
2015 | MISO_IN_2_MISO_MO-IL | MISO_IN | MISO_MO-IL | Internal | Summer | B10 | 1262 | 9129 | 0 | 32.12 | 32.1 | 0.01 | 0
2015 | MISO_IN_2_MISO_MO-IL | MISO_IN | MISO_MO-IL | Internal | Winter | B16 | 25 | 9129 | 0 | 49.17 | 49.16 | 0.01 | 0
2015 | MISO_IN_2_MISO_MO-IL | MISO_IN | MISO_MO-IL | Internal | Winter | B17 | 100 | 9129 | 0 | 43.22 | 43.21 | 0.01 | 0
2015 | MISO_IN_2_MISO_MO-IL | MISO_IN | MISO_MO-IL | Internal | Winter | B18 | 400 | 9129 | 0 | 38.45 | 38.44 | 0.01 | 0
2015 | MISO_IN_2_MISO_MO-IL | MISO_IN | MISO_MO-IL | Internal | Winter | B19 | 700 | 9129 | 0 | 36.65 | 36.64 | 0.01 | 0
2015 | MISO_IN_2_MISO_MO-IL | MISO_IN | MISO_MO-IL | Internal | Winter | B20 | 935 | 9129 | 0 | 33.5 | 33.49 | 0.01 | 0
2015 | MISO_IN_2_NonRTO_Midwest | MISO_IN | NonRTO_Midwest | Internal | Shoulder | B11 | 25 | 4800 | 967.36 | 48.42 | 56.42 | 8 | 0
2015 | MISO_IN_2_NonRTO_Midwest | MISO_IN | NonRTO_Midwest | Internal | Shoulder | B12 | 200 | 4800 | 546 | 40.14 | 48.14 | 8 | 0
2015 | MISO_IN_2_NonRTO_Midwest | MISO_IN | NonRTO_Midwest | Internal | Shoulder | B13 | 600 | 4800 | 0 | 37.97 | 45.23 | 8 | 0
2015 | MISO_IN_2_NonRTO_Midwest | MISO_IN | NonRTO_Midwest | Internal | Shoulder | B14 | 900 | 4800 | 0 | 35.91 | 35.7 | 8 | 0
2015 | MISO_IN_2_NonRTO_Midwest | MISO_IN | NonRTO_Midwest | Internal | Shoulder | B15 | 1203 | 4800 | 0 | 34.3 | 34.01 | 8 | 0
2015 | MISO_IN_2_NonRTO_Midwest | MISO_IN | NonRTO_Midwest | Internal | Summer | B1 | 10 | 4800 | 0 | 59.69 | 65.02 | 8 | 0
2015 | MISO_IN_2_NonRTO_Midwest | MISO_IN | NonRTO_Midwest | Internal | Summer | B2 | 25 | 4800 | 0 | 58.83 | 65.02 | 8 | 0
2015 | MISO_IN_2_NonRTO_Midwest | MISO_IN | NonRTO_Midwest | Internal | Summer | B3 | 75 | 4800 | 0 | 57.92 | 65.02 | 8 | 0
2015 | MISO_IN_2_NonRTO_Midwest | MISO_IN | NonRTO_Midwest | Internal | Summer | B4 | 100 | 4800 | 804.35 | 53.4 | 61.4 | 8 | 0
2015 | MISO_IN_2_NonRTO_Midwest | MISO_IN | NonRTO_Midwest | Internal | Summer | B5 | 200 | 4800 | 492.24 | 46.43 | 54.43 | 8 | 0
2015 | MISO_IN_2_NonRTO_Midwest | MISO_IN | NonRTO_Midwest | Internal | Summer | B6 | 300 | 4800 | 8.85 | 42.54 | 50.54 | 8 | 0
2015 | MISO_IN_2_NonRTO_Midwest | MISO_IN | NonRTO_Midwest | Internal | Summer | B7 | 400 | 4800 | 0 | 36.72 | 35.19 | 8 | 0
2015 | MISO_IN_2_NonRTO_Midwest | MISO_IN | NonRTO_Midwest | Internal | Summer | B8 | 500 | 4800 | 0 | 34.4 | 34.01 | 8 | 0
2015 | MISO_IN_2_NonRTO_Midwest | MISO_IN | NonRTO_Midwest | Internal | Summer | B9 | 800 | 4800 | 0 | 33.52 | 33.9 | 8 | 0
2015 | MISO_IN_2_NonRTO_Midwest | MISO_IN | NonRTO_Midwest | Internal | Summer | B10 | 1262 | 4800 | 0 | 32.12 | 33.23 | 8 | 0
2015 | MISO_IN_2_NonRTO_Midwest | MISO_IN | NonRTO_Midwest | Internal | Winter | B16 | 25 | 4800 | 2267.24 | 49.17 | 57.17 | 8 | 0
2015 | MISO_IN_2_NonRTO_Midwest | MISO_IN | NonRTO_Midwest | Internal | Winter | B17 | 100 | 4800 | 1263.42 | 43.22 | 51.22 | 8 | 0
2015 | MISO_IN_2_NonRTO_Midwest | MISO_IN | NonRTO_Midwest | Internal | Winter | B18 | 400 | 4800 | 413.07 | 38.45 | 46.45 | 8 | 0
2015 | MISO_IN_2_NonRTO_Midwest | MISO_IN | NonRTO_Midwest | Internal | Winter | B19 | 700 | 4800 | 0 | 36.65 | 35.88 | 8 | 0
2015 | MISO_IN_2_NonRTO_Midwest | MISO_IN | NonRTO_Midwest | Internal | Winter | B20 | 935 | 4800 | 0 | 33.5 | 34.01 | 8 | 0
2015 | MISO_IN_2_PJM_ROR | MISO_IN | PJM_ROR | Internal | Shoulder | B11 | 25 | 992 | 0 | 48.42 | 49.37 | 2 | 0
2015 | MISO_IN_2_PJM_ROR | MISO_IN | PJM_ROR | Internal | Shoulder | B12 | 200 | 992 | 0 | 40.14 | 42.13 | 2 | 0
2015 | MISO_IN_2_PJM_ROR | MISO_IN | PJM_ROR | Internal | Shoulder | B13 | 600 | 992 | 0 | 37.97 | 39.96 | 2 | 0
2015 | MISO_IN_2_PJM_ROR | MISO_IN | PJM_ROR | Internal | Shoulder | B14 | 900 | 992 | 0 | 35.91 | 37.9 | 2 | 0
2015 | MISO_IN_2_PJM_ROR | MISO_IN | PJM_ROR | Internal | Shoulder | B15 | 1203 | 992 | 0 | 34.3 | 35.25 | 2 | 0
2015 | MISO_IN_2_PJM_ROR | MISO_IN | PJM_ROR | Internal | Summer | B1 | 10 | 992 | 0.04 | 59.69 | 61.68 | 2 | 0
2015 | MISO_IN_2_PJM_ROR | MISO_IN | PJM_ROR | Internal | Summer | B2 | 25 | 992 | 0.02 | 58.83 | 60.82 | 2 | 0
2015 | MISO_IN_2_PJM_ROR | MISO_IN | PJM_ROR | Internal | Summer | B3 | 75 | 992 | 0 | 57.92 | 58.29 | 2 | 0
2015 | MISO_IN_2_PJM_ROR | MISO_IN | PJM_ROR | Internal | Summer | B4 | 100 | 992 | 0 | 53.4 | 55.38 | 2 | 0
2015 | MISO_IN_2_PJM_ROR | MISO_IN | PJM_ROR | Internal | Summer | B5 | 200 | 992 | 527.9 | 46.43 | 48.43 | 2 | 0
2015 | MISO_IN_2_PJM_ROR | MISO_IN | PJM_ROR | Internal | Summer | B6 | 300 | 992 | 0 | 42.54 | 44.53 | 2 | 0
2015 | MISO_IN_2_PJM_ROR | MISO_IN | PJM_ROR | Internal | Summer | B7 | 400 | 992 | 516.84 | 36.72 | 38.72 | 2 | 0
2015 | MISO_IN_2_PJM_ROR | MISO_IN | PJM_ROR | Internal | Summer | B8 | 500 | 992 | 180.45 | 34.4 | 36.4 | 2 | 0
2015 | MISO_IN_2_PJM_ROR | MISO_IN | PJM_ROR | Internal | Summer | B9 | 800 | 992 | 0 | 33.52 | 35.46 | 2 | 0
2015 | MISO_IN_2_PJM_ROR | MISO_IN | PJM_ROR | Internal | Summer | B10 | 1262 | 992 | 0 | 32.12 | 32.49 | 2 | 0
2015 | MISO_IN_2_PJM_ROR | MISO_IN | PJM_ROR | Internal | Winter | B16 | 25 | 992 | 0 | 49.17 | 51.15 | 2 | 0
2015 | MISO_IN_2_PJM_ROR | MISO_IN | PJM_ROR | Internal | Winter | B17 | 100 | 992 | 0 | 43.22 | 45.2 | 2 | 0
2015 | MISO_IN_2_PJM_ROR | MISO_IN | PJM_ROR | Internal | Winter | B18 | 400 | 992 | 0 | 38.45 | 40.33 | 2 | 0
2015 | MISO_IN_2_PJM_ROR | MISO_IN | PJM_ROR | Internal | Winter | B19 | 700 | 992 | 0 | 36.65 | 37.89 | 2 | 0
2015 | MISO_IN_2_PJM_ROR | MISO_IN | PJM_ROR | Internal | Winter | B20 | 935 | 992 | 0 | 33.5 | 35.09 | 2 | 0
2015 | MISO_MI_2_IESO | MISO_MI | IESO | Internal | Shoulder | B11 | 25 | 1580 | 0 | 47.37 | 34.34 | 8 | 0
2015 | MISO_MI_2_IESO | MISO_MI | IESO | Internal | Shoulder | B12 | 200 | 1580 | 0 | 40.13 | 33.13 | 8 | 0
2015 | MISO_MI_2_IESO | MISO_MI | IESO | Internal | Shoulder | B13 | 600 | 1580 | 0 | 37.98 | 31.41 | 8 | 0
2015 | MISO_MI_2_IESO | MISO_MI | IESO | Internal | Shoulder | B14 | 900 | 1580 | 0 | 35.93 | 31.41 | 8 | 0
2015 | MISO_MI_2_IESO | MISO_MI | IESO | Internal | Shoulder | B15 | 1203 | 1580 | 0 | 34.31 | 31.41 | 8 | 0
2015 | MISO_MI_2_IESO | MISO_MI | IESO | Internal | Summer | B1 | 10 | 1580 | 0 | 59.43 | 44.98 | 8 | 0
2015 | MISO_MI_2_IESO | MISO_MI | IESO | Internal | Summer | B2 | 25 | 1580 | 0 | 58.82 | 41.04 | 8 | 0
2015 | MISO_MI_2_IESO | MISO_MI | IESO | Internal | Summer | B3 | 75 | 1580 | 0 | 54.01 | 38.07 | 8 | 0
2015 | MISO_MI_2_IESO | MISO_MI | IESO | Internal | Summer | B4 | 100 | 1580 | 0 | 53.38 | 38.07 | 8 | 0
2015 | MISO_MI_2_IESO | MISO_MI | IESO | Internal | Summer | B5 | 200 | 1580 | 0 | 45.21 | 38.07 | 8 | 0
2015 | MISO_MI_2_IESO | MISO_MI | IESO | Internal | Summer | B6 | 300 | 1580 | 0 | 42.53 | 35.53 | 8 | 0
2015 | MISO_MI_2_IESO | MISO_MI | IESO | Internal | Summer | B7 | 400 | 1580 | 0 | 36.72 | 30.2 | 8 | 0
2015 | MISO_MI_2_IESO | MISO_MI | IESO | Internal | Summer | B8 | 500 | 1580 | 0 | 34.42 | 30.2 | 8 | 0
2015 | MISO_MI_2_IESO | MISO_MI | IESO | Internal | Summer | B9 | 800 | 1580 | 0 | 33.53 | 30.2 | 8 | 0
2015 | MISO_MI_2_IESO | MISO_MI | IESO | Internal | Summer | B10 | 1262 | 1580 | 0 | 32.13 | 30.2 | 8 | 0
2015 | MISO_MI_2_IESO | MISO_MI | IESO | Internal | Winter | B16 | 25 | 1580 | 0 | 48.26 | 39.66 | 8 | 0
2015 | MISO_MI_2_IESO | MISO_MI | IESO | Internal | Winter | B17 | 100 | 1580 | 0 | 43.23 | 36.6 | 8 | 0
2015 | MISO_MI_2_IESO | MISO_MI | IESO | Internal | Winter | B18 | 400 | 1580 | 0 | 38.47 | 36.6 | 8 | 0
2015 | MISO_MI_2_IESO | MISO_MI | IESO | Internal | Winter | B19 | 700 | 1580 | 0 | 36.66 | 36.6 | 8 | 0
2015 | MISO_MI_2_IESO | MISO_MI | IESO | Internal | Winter | B20 | 935 | 1580 | 0 | 33.51 | 36.6 | 8 | 0
2015 | MISO_MI_2_MISO_IN | MISO_MI | MISO_IN | Internal | Shoulder | B11 | 25 | 2126 | 2126 | 47.37 | 48.42 | 0.01 | 1.04
2015 | MISO_MI_2_MISO_IN | MISO_MI | MISO_IN | Internal | Shoulder | B12 | 200 | 2126 | 510.47 | 40.13 | 40.14 | 0.01 | 0
2015 | MISO_MI_2_MISO_IN | MISO_MI | MISO_IN | Internal | Shoulder | B13 | 600 | 2126 | 0 | 37.98 | 37.97 | 0.01 | 0
2015 | MISO_MI_2_MISO_IN | MISO_MI | MISO_IN | Internal | Shoulder | B14 | 900 | 2126 | 0 | 35.93 | 35.91 | 0.01 | 0
2015 | MISO_MI_2_MISO_IN | MISO_MI | MISO_IN | Internal | Shoulder | B15 | 1203 | 2126 | 0 | 34.31 | 34.3 | 0.01 | 0
2015 | MISO_MI_2_MISO_IN | MISO_MI | MISO_IN | Internal | Summer | B1 | 10 | 2126 | 2126 | 59.43 | 59.69 | 0.01 | 0.25
2015 | MISO_MI_2_MISO_IN | MISO_MI | MISO_IN | Internal | Summer | B2 | 25 | 2126 | 1898.19 | 58.82 | 58.83 | 0.01 | 0
2015 | MISO_MI_2_MISO_IN | MISO_MI | MISO_IN | Internal | Summer | B3 | 75 | 2126 | 2126 | 54.01 | 57.92 | 0.01 | 3.9
2015 | MISO_MI_2_MISO_IN | MISO_MI | MISO_IN | Internal | Summer | B4 | 100 | 2126 | 2126 | 53.38 | 53.4 | 0.01 | 0.01
2015 | MISO_MI_2_MISO_IN | MISO_MI | MISO_IN | Internal | Summer | B5 | 200 | 2126 | 2126 | 45.21 | 46.43 | 0.01 | 1.2
2015 | MISO_MI_2_MISO_IN | MISO_MI | MISO_IN | Internal | Summer | B6 | 300 | 2126 | 1040.64 | 42.53 | 42.54 | 0.01 | 0
2015 | MISO_MI_2_MISO_IN | MISO_MI | MISO_IN | Internal | Summer | B7 | 400 | 2126 | 0 | 36.72 | 36.72 | 0.01 | 0
2015 | MISO_MI_2_MISO_IN | MISO_MI | MISO_IN | Internal | Summer | B8 | 500 | 2126 | 0 | 34.42 | 34.4 | 0.01 | 0
2015 | MISO_MI_2_MISO_IN | MISO_MI | MISO_IN | Internal | Summer | B9 | 800 | 2126 | 0 | 33.53 | 33.52 | 0.01 | 0
2015 | MISO_MI_2_MISO_IN | MISO_MI | MISO_IN | Internal | Summer | B10 | 1262 | 2126 | 0 | 32.13 | 32.12 | 0.01 | 0
2015 | MISO_MI_2_MISO_IN | MISO_MI | MISO_IN | Internal | Winter | B16 | 25 | 2126 | 2126 | 48.26 | 49.17 | 0.01 | 0.9
2015 | MISO_MI_2_MISO_IN | MISO_MI | MISO_IN | Internal | Winter | B17 | 100 | 2126 | 0 | 43.23 | 43.22 | 0.01 | 0
2015 | MISO_MI_2_MISO_IN | MISO_MI | MISO_IN | Internal | Winter | B18 | 400 | 2126 | 0 | 38.47 | 38.45 | 0.01 | 0
2015 | MISO_MI_2_MISO_IN | MISO_MI | MISO_IN | Internal | Winter | B19 | 700 | 2126 | 0 | 36.66 | 36.65 | 0.01 | 0
2015 | MISO_MI_2_MISO_IN | MISO_MI | MISO_IN | Internal | Winter | B20 | 935 | 2126 | 0 | 33.51 | 33.5 | 0.01 | 0
2015 | MISO_MI_2_MISO_WUMS | MISO_MI | MISO_WUMS | Internal | Shoulder | B11 | 25 | 166 | 166 | 47.37 | 48.39 | 0.01 | 1
2015 | MISO_MI_2_MISO_WUMS | MISO_MI | MISO_WUMS | Internal | Shoulder | B12 | 200 | 166 | 0 | 40.13 | 40.14 | 0.01 | 0
2015 | MISO_MI_2_MISO_WUMS | MISO_MI | MISO_WUMS | Internal | Shoulder | B13 | 600 | 166 | 0 | 37.98 | 37.98 | 0.01 | 0
2015 | MISO_MI_2_MISO_WUMS | MISO_MI | MISO_WUMS | Internal | Shoulder | B14 | 900 | 166 | 0 | 35.93 | 35.93 | 0.01 | 0
2015 | MISO_MI_2_MISO_WUMS | MISO_MI | MISO_WUMS | Internal | Shoulder | B15 | 1203 | 166 | 0 | 34.31 | 34.31 | 0.01 | 0
2015 | MISO_MI_2_MISO_WUMS | MISO_MI | MISO_WUMS | Internal | Summer | B1 | 10 | 166 | 166 | 59.43 | 59.67 | 0.01 | 0.23
2015 | MISO_MI_2_MISO_WUMS | MISO_MI | MISO_WUMS | Internal | Summer | B2 | 25 | 166 | 165.99 | 58.82 | 58.84 | 0.01 | 0.01
2015 | MISO_MI_2_MISO_WUMS | MISO_MI | MISO_WUMS | Internal | Summer | B3 | 75 | 166 | 166 | 54.01 | 57.94 | 0.01 | 3.91
2015 | MISO_MI_2_MISO_WUMS | MISO_MI | MISO_WUMS | Internal | Summer | B4 | 100 | 166 | 45.69 | 53.38 | 53.39 | 0.01 | 0
2015 | MISO_MI_2_MISO_WUMS | MISO_MI | MISO_WUMS | Internal | Summer | B5 | 200 | 166 | 166 | 45.21 | 46.43 | 0.01 | 1.2
2015 | MISO_MI_2_MISO_WUMS | MISO_MI | MISO_WUMS | Internal | Summer | B6 | 300 | 166 | 166 | 42.53 | 42.55 | 0.01 | 0.01
2015 | MISO_MI_2_MISO_WUMS | MISO_MI | MISO_WUMS | Internal | Summer | B7 | 400 | 166 | 0 | 36.72 | 36.72 | 0.01 | 0
2015 | MISO_MI_2_MISO_WUMS | MISO_MI | MISO_WUMS | Internal | Summer | B8 | 500 | 166 | 0 | 34.42 | 34.42 | 0.01 | 0
2015 | MISO_MI_2_MISO_WUMS | MISO_MI | MISO_WUMS | Internal | Summer | B9 | 800 | 166 | 0 | 33.53 | 33.53 | 0.01 | 0
2015 | MISO_MI_2_MISO_WUMS | MISO_MI | MISO_WUMS | Internal | Summer | B10 | 1262 | 166 | 0 | 32.13 | 32.13 | 0.01 | 0
2015 | MISO_MI_2_MISO_WUMS | MISO_MI | MISO_WUMS | Internal | Winter | B16 | 25 | 166 | 166 | 48.26 | 49.15 | 0.01 | 0.88
2015 | MISO_MI_2_MISO_WUMS | MISO_MI | MISO_WUMS | Internal | Winter | B17 | 100 | 166 | 0 | 43.23 | 43.2 | 0.01 | 0
2015 | MISO_MI_2_MISO_WUMS | MISO_MI | MISO_WUMS | Internal | Winter | B18 | 400 | 166 | 0 | 38.47 | 38.47 | 0.01 | 0
2015 | MISO_MI_2_MISO_WUMS | MISO_MI | MISO_WUMS | Internal | Winter | B19 | 700 | 166 | 0 | 36.66 | 36.66 | 0.01 | 0
2015 | MISO_MI_2_MISO_WUMS | MISO_MI | MISO_WUMS | Internal | Winter | B20 | 935 | 166 | 0 | 33.51 | 33.51 | 0.01 | 0
2015 | MISO_MI_2_PJM_ROR | MISO_MI | PJM_ROR | Internal | Shoulder | B11 | 25 | 1424 | 295.9 | 47.37 | 49.37 | 2 | 0
2015 | MISO_MI_2_PJM_ROR | MISO_MI | PJM_ROR | Internal | Shoulder | B12 | 200 | 1424 | 739.23 | 40.13 | 42.13 | 2 | 0
2015 | MISO_MI_2_PJM_ROR | MISO_MI | PJM_ROR | Internal | Shoulder | B13 | 600 | 1424 | 0 | 37.98 | 39.96 | 2 | 0
2015 | MISO_MI_2_PJM_ROR | MISO_MI | PJM_ROR | Internal | Shoulder | B14 | 900 | 1424 | 0 | 35.93 | 37.9 | 2 | 0
2015 | MISO_MI_2_PJM_ROR | MISO_MI | PJM_ROR | Internal | Shoulder | B15 | 1203 | 1424 | 0 | 34.31 | 35.25 | 2 | 0
2015 | MISO_MI_2_PJM_ROR | MISO_MI | PJM_ROR | Internal | Summer | B1 | 10 | 1424 | 1424 | 59.43 | 61.68 | 2 | 0.25
2015 | MISO_MI_2_PJM_ROR | MISO_MI | PJM_ROR | Internal | Summer | B2 | 25 | 1424 | 1249.32 | 58.82 | 60.82 | 2 | 0
2015 | MISO_MI_2_PJM_ROR | MISO_MI | PJM_ROR | Internal | Summer | B3 | 75 | 1424 | 1424 | 54.01 | 58.29 | 2 | 2.28
2015 | MISO_MI_2_PJM_ROR | MISO_MI | PJM_ROR | Internal | Summer | B4 | 100 | 1424 | 1236.57 | 53.38 | 55.38 | 2 | 0
2015 | MISO_MI_2_PJM_ROR | MISO_MI | PJM_ROR | Internal | Summer | B5 | 200 | 1424 | 1424 | 45.21 | 48.43 | 2 | 1.22
2015 | MISO_MI_2_PJM_ROR | MISO_MI | PJM_ROR | Internal | Summer | B6 | 300 | 1424 | 482.98 | 42.53 | 44.53 | 2 | 0
2015 | MISO_MI_2_PJM_ROR | MISO_MI | PJM_ROR | Internal | Summer | B7 | 400 | 1424 | 426.07 | 36.72 | 38.72 | 2 | 0
2015 | MISO_MI_2_PJM_ROR | MISO_MI | PJM_ROR | Internal | Summer | B8 | 500 | 1424 | 0 | 34.42 | 36.4 | 2 | 0
2015 | MISO_MI_2_PJM_ROR | MISO_MI | PJM_ROR | Internal | Summer | B9 | 800 | 1424 | 0 | 33.53 | 35.46 | 2 | 0
2015 | MISO_MI_2_PJM_ROR | MISO_MI | PJM_ROR | Internal | Summer | B10 | 1262 | 1424 | 0 | 32.13 | 32.49 | 2 | 0
2015 | MISO_MI_2_PJM_ROR | MISO_MI | PJM_ROR | Internal | Winter | B16 | 25 | 1424 | 1424 | 48.26 | 51.15 | 2 | 0.89
2015 | MISO_MI_2_PJM_ROR | MISO_MI | PJM_ROR | Internal | Winter | B17 | 100 | 1424 | 0 | 43.23 | 45.2 | 2 | 0
2015 | MISO_MI_2_PJM_ROR | MISO_MI | PJM_ROR | Internal | Winter | B18 | 400 | 1424 | 0 | 38.47 | 40.33 | 2 | 0
2015 | MISO_MI_2_PJM_ROR | MISO_MI | PJM_ROR | Internal | Winter | B19 | 700 | 1424 | 0 | 36.66 | 37.89 | 2 | 0
2015 | MISO_MI_2_PJM_ROR | MISO_MI | PJM_ROR | Internal | Winter | B20 | 935 | 1424 | 0 | 33.51 | 35.09 | 2 | 0
2015 | MISO_MO-IL_2_ENT | MISO_MO-IL | ENT | Internal | Shoulder | B11 | 25 | 2540 | 0 | 48.41 | 55.32 | 8 | 0
2015 | MISO_MO-IL_2_ENT | MISO_MO-IL | ENT | Internal | Shoulder | B12 | 200 | 2540 | 0 | 40.13 | 39.32 | 8 | 0
2015 | MISO_MO-IL_2_ENT | MISO_MO-IL | ENT | Internal | Shoulder | B13 | 600 | 2540 | 0 | 37.96 | 39.32 | 8 | 0
2015 | MISO_MO-IL_2_ENT | MISO_MO-IL | ENT | Internal | Shoulder | B14 | 900 | 2540 | 0 | 35.9 | 39.15 | 8 | 0
2015 | MISO_MO-IL_2_ENT | MISO_MO-IL | ENT | Internal | Shoulder | B15 | 1203 | 2540 | 0 | 34.29 | 39.04 | 8 | 0
2015 | MISO_MO-IL_2_ENT | MISO_MO-IL | ENT | Internal | Summer | B1 | 10 | 2540 | 0 | 59.68 | 59.69 | 8 | 0
2015 | MISO_MO-IL_2_ENT | MISO_MO-IL | ENT | Internal | Summer | B2 | 25 | 2540 | 0 | 58.82 | 58.82 | 8 | 0
2015 | MISO_MO-IL_2_ENT | MISO_MO-IL | ENT | Internal | Summer | B3 | 75 | 2540 | 0 | 57.91 | 58.43 | 8 | 0
2015 | MISO_MO-IL_2_ENT | MISO_MO-IL | ENT | Internal | Summer | B4 | 100 | 2540 | 0 | 53.39 | 58.43 | 8 | 0
2015 | MISO_MO-IL_2_ENT | MISO_MO-IL | ENT | Internal | Summer | B5 | 200 | 2540 | 0 | 46.43 | 53.58 | 8 | 0
2015 | MISO_MO-IL_2_ENT | MISO_MO-IL | ENT | Internal | Summer | B6 | 300 | 2540 | 386.18 | 42.55 | 50.55 | 8 | 0
2015 | MISO_MO-IL_2_ENT | MISO_MO-IL | ENT | Internal | Summer | B7 | 400 | 2540 | 0 | 36.72 | 43.72 | 8 | 0
2015 | MISO_MO-IL_2_ENT | MISO_MO-IL | ENT | Internal | Summer | B8 | 500 | 2540 | 0 | 34.39 | 38.1 | 8 | 0
2015 | MISO_MO-IL_2_ENT | MISO_MO-IL | ENT | Internal | Summer | B9 | 800 | 2540 | 0 | 33.51 | 37.83 | 8 | 0
2015 | MISO_MO-IL_2_ENT | MISO_MO-IL | ENT | Internal | Summer | B10 | 1262 | 2540 | 0 | 32.1 | 36.6 | 8 | 0
2015 | MISO_MO-IL_2_ENT | MISO_MO-IL | ENT | Internal | Winter | B16 | 25 | 2540 | 428.56 | 49.16 | 57.16 | 8 | 0
2015 | MISO_MO-IL_2_ENT | MISO_MO-IL | ENT | Internal | Winter | B17 | 100 | 2540 | 0 | 43.21 | 41.76 | 8 | 0
2015 | MISO_MO-IL_2_ENT | MISO_MO-IL | ENT | Internal | Winter | B18 | 400 | 2540 | 0 | 38.44 | 41.76 | 8 | 0
2015 | MISO_MO-IL_2_ENT | MISO_MO-IL | ENT | Internal | Winter | B19 | 700 | 2540 | 0 | 36.64 | 41.46 | 8 | 0
2015 | MISO_MO-IL_2_ENT | MISO_MO-IL | ENT | Internal | Winter | B20 | 935 | 2540 | 0 | 33.49 | 40.11 | 8 | 0
2015 | MISO_MO-IL_2_MISO_IN | MISO_MO-IL | MISO_IN | Internal | Shoulder | B11 | 25 | 6229 | 275.47 | 48.41 | 48.42 | 0.01 | 0
2015 | MISO_MO-IL_2_MISO_IN | MISO_MO-IL | MISO_IN | Internal | Shoulder | B12 | 200 | 6229 | 1120.51 | 40.13 | 40.14 | 0.01 | 0
2015 | MISO_MO-IL_2_MISO_IN | MISO_MO-IL | MISO_IN | Internal | Shoulder | B13 | 600 | 6229 | 846.54 | 37.96 | 37.97 | 0.01 | 0
2015 | MISO_MO-IL_2_MISO_IN | MISO_MO-IL | MISO_IN | Internal | Shoulder | B14 | 900 | 6229 | 1523.69 | 35.9 | 35.91 | 0.01 | 0
2015 | MISO_MO-IL_2_MISO_IN | MISO_MO-IL | MISO_IN | Internal | Shoulder | B15 | 1203 | 6229 | 1810.06 | 34.29 | 34.3 | 0.01 | 0
2015 | MISO_MO-IL_2_MISO_IN | MISO_MO-IL | MISO_IN | Internal | Summer | B1 | 10 | 6229 | 1298.38 | 59.68 | 59.69 | 0.01 | 0
2015 | MISO_MO-IL_2_MISO_IN | MISO_MO-IL | MISO_IN | Internal | Summer | B2 | 25 | 6229 | 1246.05 | 58.82 | 58.83 | 0.01 | 0
2015 | MISO_MO-IL_2_MISO_IN | MISO_MO-IL | MISO_IN | Internal | Summer | B3 | 75 | 6229 | 115.11 | 57.91 | 57.92 | 0.01 | 0
2015 | MISO_MO-IL_2_MISO_IN | MISO_MO-IL | MISO_IN | Internal | Summer | B4 | 100 | 6229 | 340.48 | 53.39 | 53.4 | 0.01 | 0
2015 | MISO_MO-IL_2_MISO_IN | MISO_MO-IL | MISO_IN | Internal | Summer | B5 | 200 | 6229 | 0 | 46.43 | 46.43 | 0.01 | 0
2015 | MISO_MO-IL_2_MISO_IN | MISO_MO-IL | MISO_IN | Internal | Summer | B6 | 300 | 6229 | 0 | 42.55 | 42.54 | 0.01 | 0
2015 | MISO_MO-IL_2_MISO_IN | MISO_MO-IL | MISO_IN | Internal | Summer | B7 | 400 | 6229 | 0 | 36.72 | 36.72 | 0.01 | 0
2015 | MISO_MO-IL_2_MISO_IN | MISO_MO-IL | MISO_IN | Internal | Summer | B8 | 500 | 6229 | 1628.49 | 34.39 | 34.4 | 0.01 | 0
2015 | MISO_MO-IL_2_MISO_IN | MISO_MO-IL | MISO_IN | Internal | Summer | B9 | 800 | 6229 | 2580.82 | 33.51 | 33.52 | 0.01 | 0
2015 | MISO_MO-IL_2_MISO_IN | MISO_MO-IL | MISO_IN | Internal | Summer | B10 | 1262 | 6229 | 2621.95 | 32.1 | 32.12 | 0.01 | 0
2015 | MISO_MO-IL_2_MISO_IN | MISO_MO-IL | MISO_IN | Internal | Winter | B16 | 25 | 6229 | 1709.33 | 49.16 | 49.17 | 0.01 | 0
2015 | MISO_MO-IL_2_MISO_IN | MISO_MO-IL | MISO_IN | Internal | Winter | B17 | 100 | 6229 | 2320.98 | 43.21 | 43.22 | 0.01 | 0
2015 | MISO_MO-IL_2_MISO_IN | MISO_MO-IL | MISO_IN | Internal | Winter | B18 | 400 | 6229 | 1714.75 | 38.44 | 38.45 | 0.01 | 0
2015 | MISO_MO-IL_2_MISO_IN | MISO_MO-IL | MISO_IN | Internal | Winter | B19 | 700 | 6229 | 505.02 | 36.64 | 36.65 | 0.01 | 0
2015 | MISO_MO-IL_2_MISO_IN | MISO_MO-IL | MISO_IN | Internal | Winter | B20 | 935 | 6229 | 2290.81 | 33.49 | 33.5 | 0.01 | 0
2015 | MISO_MO-IL_2_MISO_W | MISO_MO-IL | MISO_W | Internal | Shoulder | B11 | 25 | 5033 | 0 | 48.41 | 48.4 | 0.01 | 0
2015 | MISO_MO-IL_2_MISO_W | MISO_MO-IL | MISO_W | Internal | Shoulder | B12 | 200 | 5033 | 0 | 40.13 | 40.13 | 0.01 | 0
2015 | MISO_MO-IL_2_MISO_W | MISO_MO-IL | MISO_W | Internal | Shoulder | B13 | 600 | 5033 | 1066.68 | 37.96 | 37.97 | 0.01 | 0
2015 | MISO_MO-IL_2_MISO_W | MISO_MO-IL | MISO_W | Internal | Shoulder | B14 | 900 | 5033 | 0 | 35.9 | 35.91 | 0.01 | 0
2015 | MISO_MO-IL_2_MISO_W | MISO_MO-IL | MISO_W | Internal | Shoulder | B15 | 1203 | 5033 | 1208.55 | 34.29 | 34.3 | 0.01 | 0
2015 | MISO_MO-IL_2_MISO_W | MISO_MO-IL | MISO_W | Internal | Summer | B1 | 10 | 5033 | 0.04 | 59.68 | 59.68 | 0.01 | 0
2015 | MISO_MO-IL_2_MISO_W | MISO_MO-IL | MISO_W | Internal | Summer | B2 | 25 | 5033 | 536.04 | 58.82 | 58.83 | 0.01 | 0
2015 | MISO_MO-IL_2_MISO_W | MISO_MO-IL | MISO_W | Internal | Summer | B3 | 75 | 5033 | 2753.58 | 57.91 | 57.92 | 0.01 | 0
2015 | MISO_MO-IL_2_MISO_W | MISO_MO-IL | MISO_W | Internal | Summer | B4 | 100 | 5033 | 849.76 | 53.39 | 53.4 | 0.01 | 0
2015 | MISO_MO-IL_2_MISO_W | MISO_MO-IL | MISO_W | Internal | Summer | B5 | 200 | 5033 | 1247.06 | 46.43 | 46.44 | 0.01 | 0
2015 | MISO_MO-IL_2_MISO_W | MISO_MO-IL | MISO_W | Internal | Summer | B6 | 300 | 5033 | 2512.25 | 42.55 | 42.56 | 0.01 | 0
2015 | MISO_MO-IL_2_MISO_W | MISO_MO-IL | MISO_W | Internal | Summer | B7 | 400 | 5033 | 1410.21 | 36.72 | 36.73 | 0.01 | 0
2015 | MISO_MO-IL_2_MISO_W | MISO_MO-IL | MISO_W | Internal | Summer | B8 | 500 | 5033 | 269.74 | 34.39 | 34.4 | 0.01 | 0
2015 | MISO_MO-IL_2_MISO_W | MISO_MO-IL | MISO_W | Internal | Summer | B9 | 800 | 5033 | 718.49 | 33.51 | 33.52 | 0.01 | 0
2015 | MISO_MO-IL_2_MISO_W | MISO_MO-IL | MISO_W | Internal | Summer | B10 | 1262 | 5033 | 1258.95 | 32.1 | 32.12 | 0.01 | 0
2015 | MISO_MO-IL_2_MISO_W | MISO_MO-IL | MISO_W | Internal | Winter | B16 | 25 | 5033 | 0 | 49.16 | 49.15 | 0.01 | 0
2015 | MISO_MO-IL_2_MISO_W | MISO_MO-IL | MISO_W | Internal | Winter | B17 | 100 | 5033 | 0 | 43.21 | 43.2 | 0.01 | 0
2015 | MISO_MO-IL_2_MISO_W | MISO_MO-IL | MISO_W | Internal | Winter | B18 | 400 | 5033 | 861.05 | 38.44 | 38.45 | 0.01 | 0
2015 | MISO_MO-IL_2_MISO_W | MISO_MO-IL | MISO_W | Internal | Winter | B19 | 700 | 5033 | 1989.47 | 36.64 | 36.65 | 0.01 | 0
2015 | MISO_MO-IL_2_MISO_W | MISO_MO-IL | MISO_W | Internal | Winter | B20 | 935 | 5033 | 787.95 | 33.49 | 33.5 | 0.01 | 0
2015 | MISO_MO-IL_2_PJM_ROR | MISO_MO-IL | PJM_ROR | Internal | Shoulder | B11 | 25 | 1212 | 0 | 48.41 | 49.37 | 2 | 0
2015 | MISO_MO-IL_2_PJM_ROR | MISO_MO-IL | PJM_ROR | Internal | Shoulder | B12 | 200 | 1212 | 735.94 | 40.13 | 42.13 | 2 | 0
2015 | MISO_MO-IL_2_PJM_ROR | MISO_MO-IL | PJM_ROR | Internal | Shoulder | B13 | 600 | 1212 | 297.72 | 37.96 | 39.96 | 2 | 0
2015 | MISO_MO-IL_2_PJM_ROR | MISO_MO-IL | PJM_ROR | Internal | Shoulder | B14 | 900 | 1212 | 1049.65 | 35.9 | 37.9 | 2 | 0
2015 | MISO_MO-IL_2_PJM_ROR | MISO_MO-IL | PJM_ROR | Internal | Shoulder | B15 | 1203 | 1212 | 0 | 34.29 | 35.25 | 2 | 0
2015 | MISO_MO-IL_2_PJM_ROR | MISO_MO-IL | PJM_ROR | Internal | Summer | B1 | 10 | 1212 | 263.1 | 59.68 | 61.68 | 2 | 0
2015 | MISO_MO-IL_2_PJM_ROR | MISO_MO-IL | PJM_ROR | Internal | Summer | B2 | 25 | 1212 | 677.45 | 58.82 | 60.82 | 2 | 0
2015 | MISO_MO-IL_2_PJM_ROR | MISO_MO-IL | PJM_ROR | Internal | Summer | B3 | 75 | 1212 | 0 | 57.91 | 58.29 | 2 | 0
2015 | MISO_MO-IL_2_PJM_ROR | MISO_MO-IL | PJM_ROR | Internal | Summer | B4 | 100 | 1212 | 0 | 53.39 | 55.38 | 2 | 0
2015 | MISO_MO-IL_2_PJM_ROR | MISO_MO-IL | PJM_ROR | Internal | Summer | B5 | 200 | 1212 | 398.16 | 46.43 | 48.43 | 2 | 0
2015 | MISO_MO-IL_2_PJM_ROR | MISO_MO-IL | PJM_ROR | Internal | Summer | B6 | 300 | 1212 | 0 | 42.55 | 44.53 | 2 | 0
2015 | MISO_MO-IL_2_PJM_ROR | MISO_MO-IL | PJM_ROR | Internal | Summer | B7 | 400 | 1212 | 1038.62 | 36.72 | 38.72 | 2 | 0
2015 | MISO_MO-IL_2_PJM_ROR | MISO_MO-IL | PJM_ROR | Internal | Summer | B8 | 500 | 1212 | 1212 | 34.39 | 36.4 | 2 | 0.01
2015 | MISO_MO-IL_2_PJM_ROR | MISO_MO-IL | PJM_ROR | Internal | Summer | B9 | 800 | 1212 | 0 | 33.51 | 35.46 | 2 | 0
2015 | MISO_MO-IL_2_PJM_ROR | MISO_MO-IL | PJM_ROR | Internal | Summer | B10 | 1262 | 1212 | 0 | 32.1 | 32.49 | 2 | 0
2015 | MISO_MO-IL_2_PJM_ROR | MISO_MO-IL | PJM_ROR | Internal | Winter | B16 | 25 | 1212 | 0.02 | 49.16 | 51.15 | 2 | 0
2015 | MISO_MO-IL_2_PJM_ROR | MISO_MO-IL | PJM_ROR | Internal | Winter | B17 | 100 | 1212 | 0 | 43.21 | 45.2 | 2 | 0
2015 | MISO_MO-IL_2_PJM_ROR | MISO_MO-IL | PJM_ROR | Internal | Winter | B18 | 400 | 1212 | 0 | 38.44 | 40.33 | 2 | 0
2015 | MISO_MO-IL_2_PJM_ROR | MISO_MO-IL | PJM_ROR | Internal | Winter | B19 | 700 | 1212 | 0 | 36.64 | 37.89 | 2 | 0
2015 | MISO_MO-IL_2_PJM_ROR | MISO_MO-IL | PJM_ROR | Internal | Winter | B20 | 935 | 1212 | 0 | 33.49 | 35.09 | 2 | 0
2015 | MISO_MO-IL_2_TVA_Transmission | MISO_MO-IL | TVA_Transmission | Internal | Shoulder | B11 | 25 | 4000 | 0 | 48.41 | 55.19 | 8 | 0
2015 | MISO_MO-IL_2_TVA_Transmission | MISO_MO-IL | TVA_Transmission | Internal | Shoulder | B12 | 200 | 4000 | 0 | 40.13 | 44.21 | 8 | 0
2015 | MISO_MO-IL_2_TVA_Transmission | MISO_MO-IL | TVA_Transmission | Internal | Shoulder | B13 | 600 | 4000 | 0 | 37.96 | 42.33 | 8 | 0
2015 | MISO_MO-IL_2_TVA_Transmission | MISO_MO-IL | TVA_Transmission | Internal | Shoulder | B14 | 900 | 4000 | 0 | 35.9 | 40.81 | 8 | 0
2015 | MISO_MO-IL_2_TVA_Transmission | MISO_MO-IL | TVA_Transmission | Internal | Shoulder | B15 | 1203 | 4000 | 0 | 34.29 | 40.09 | 8 | 0
2015 | MISO_MO-IL_2_TVA_Transmission | MISO_MO-IL | TVA_Transmission | Internal | Summer | B1 | 10 | 4000 | 1262.4 | 59.68 | 67.68 | 8 | 0
2015 | MISO_MO-IL_2_TVA_Transmission | MISO_MO-IL | TVA_Transmission | Internal | Summer | B2 | 25 | 4000 | 988.95 | 58.82 | 66.82 | 8 | 0
2015 | MISO_MO-IL_2_TVA_Transmission | MISO_MO-IL | TVA_Transmission | Internal | Summer | B3 | 75 | 4000 | 0 | 57.91 | 64.29 | 8 | 0
2015 | MISO_MO-IL_2_TVA_Transmission | MISO_MO-IL | TVA_Transmission | Internal | Summer | B4 | 100 | 4000 | 0 | 53.39 | 61.38 | 8 | 0
2015 | MISO_MO-IL_2_TVA_Transmission | MISO_MO-IL | TVA_Transmission | Internal | Summer | B5 | 200 | 4000 | 0 | 46.43 | 53.41 | 8 | 0
2015 | MISO_MO-IL_2_TVA_Transmission | MISO_MO-IL | TVA_Transmission | Internal | Summer | B6 | 300 | 4000 | 0 | 42.55 | 49.55 | 8 | 0
2015 | MISO_MO-IL_2_TVA_Transmission | MISO_MO-IL | TVA_Transmission | Internal | Summer | B7 | 400 | 4000 | 0 | 36.72 | 42.94 | 8 | 0
2015 | MISO_MO-IL_2_TVA_Transmission | MISO_MO-IL | TVA_Transmission | Internal | Summer | B8 | 500 | 4000 | 0 | 34.39 | 39.72 | 8 | 0
2015 | MISO_MO-IL_2_TVA_Transmission | MISO_MO-IL | TVA_Transmission | Internal | Summer | B9 | 800 | 4000 | 0 | 33.51 | 39.21 | 8 | 0
2015 | MISO_MO-IL_2_TVA_Transmission | MISO_MO-IL | TVA_Transmission | Internal | Summer | B10 | 1262 | 4000 | 0 | 32.1 | 36.78 | 8 | 0
2015 | MISO_MO-IL_2_TVA_Transmission | MISO_MO-IL | TVA_Transmission | Internal | Winter | B16 | 25 | 4000 | 0 | 49.16 | 56.67 | 8 | 0
2015 | MISO_MO-IL_2_TVA_Transmission | MISO_MO-IL | TVA_Transmission | Internal | Winter | B17 | 100 | 4000 | 0 | 43.21 | 47.07 | 8 | 0
2015 | MISO_MO-IL_2_TVA_Transmission | MISO_MO-IL | TVA_Transmission | Internal | Winter | B18 | 400 | 4000 | 0 | 38.44 | 42.96 | 8 | 0
2015 | MISO_MO-IL_2_TVA_Transmission | MISO_MO-IL | TVA_Transmission | Internal | Winter | B19 | 700 | 4000 | 0 | 36.64 | 40.97 | 8 | 0
2015 | MISO_MO-IL_2_TVA_Transmission | MISO_MO-IL | TVA_Transmission | Internal | Winter | B20 | 935 | 4000 | 0 | 33.49 | 39.95 | 8 | 0
2015 | MISO_W_2_IESO | MISO_W | IESO | Internal | Shoulder | B11 | 25 | 164 | 0 | 48.4 | 34.34 | 8 | 0
2015 | MISO_W_2_IESO | MISO_W | IESO | Internal | Shoulder | B12 | 200 | 164 | 0 | 40.13 | 33.13 | 8 | 0
2015 | MISO_W_2_IESO | MISO_W | IESO | Internal | Shoulder | B13 | 600 | 164 | 0 | 37.97 | 31.41 | 8 | 0
2015 | MISO_W_2_IESO | MISO_W | IESO | Internal | Shoulder | B14 | 900 | 164 | 0 | 35.91 | 31.41 | 8 | 0
2015 | MISO_W_2_IESO | MISO_W | IESO | Internal | Shoulder | B15 | 1203 | 164 | 0 | 34.3 | 31.41 | 8 | 0
2015 | MISO_W_2_IESO | MISO_W | IESO | Internal | Summer | B1 | 10 | 164 | 0 | 59.68 | 44.98 | 8 | 0
2015 | MISO_W_2_IESO | MISO_W | IESO | Internal | Summer | B2 | 25 | 164 | 0 | 58.83 | 41.04 | 8 | 0
2015 | MISO_W_2_IESO | MISO_W | IESO | Internal | Summer | B3 | 75 | 164 | 0 | 57.92 | 38.07 | 8 | 0
2015 | MISO_W_2_IESO | MISO_W | IESO | Internal | Summer | B4 | 100 | 164 | 0 | 53.4 | 38.07 | 8 | 0
2015 | MISO_W_2_IESO | MISO_W | IESO | Internal | Summer | B5 | 200 | 164 | 0 | 46.44 | 38.07 | 8 | 0
2015 | MISO_W_2_IESO | MISO_W | IESO | Internal | Summer | B6 | 300 | 164 | 0 | 42.56 | 35.53 | 8 | 0
2015 | MISO_W_2_IESO | MISO_W | IESO | Internal | Summer | B7 | 400 | 164 | 0 | 36.73 | 30.2 | 8 | 0
2015 | MISO_W_2_IESO | MISO_W | IESO | Internal | Summer | B8 | 500 | 164 | 0 | 34.4 | 30.2 | 8 | 0
2015 | MISO_W_2_IESO | MISO_W | IESO | Internal | Summer | B9 | 800 | 164 | 0 | 33.52 | 30.2 | 8 | 0
2015 | MISO_W_2_IESO | MISO_W | IESO | Internal | Summer | B10 | 1262 | 164 | 0 | 32.12 | 30.2 | 8 | 0
2015 | MISO_W_2_IESO | MISO_W | IESO | Internal | Winter | B16 | 25 | 164 | 0 | 49.15 | 39.66 | 8 | 0
2015 | MISO_W_2_IESO | MISO_W | IESO | Internal | Winter | B17 | 100 | 164 | 0 | 43.2 | 36.6 | 8 | 0
2015 | MISO_W_2_IESO | MISO_W | IESO | Internal | Winter | B18 | 400 | 164 | 0 | 38.45 | 36.6 | 8 | 0
2015 | MISO_W_2_IESO | MISO_W | IESO | Internal | Winter | B19 | 700 | 164 | 0 | 36.65 | 36.6 | 8 | 0
2015 | MISO_W_2_IESO | MISO_W | IESO | Internal | Winter | B20 | 935 | 164 | 0 | 33.5 | 36.6 | 8 | 0
2015 | MISO_W_2_MAPP_CA | MISO_W | MAPP_CA | Internal | Shoulder | B11 | 25 | 788 | 0 | 48.4 | 48.39 | 0.01 | 0
2015 | MISO_W_2_MAPP_CA | MISO_W | MAPP_CA | Internal | Shoulder | B12 | 200 | 788 | 0 | 40.13 | 40.12 | 0.01 | 0
2015 | MISO_W_2_MAPP_CA | MISO_W | MAPP_CA | Internal | Shoulder | B13 | 600 | 788 | 788 | 37.97 | 38.32 | 0.01 | 0.34
2015 | MISO_W_2_MAPP_CA | MISO_W | MAPP_CA | Internal | Shoulder | B14 | 900 | 788 | 788 | 35.91 | 38.32 | 0.01 | 2.4
2015 | MISO_W_2_MAPP_CA | MISO_W | MAPP_CA | Internal | Shoulder | B15 | 1203 | 788 | 788 | 34.3 | 38.32 | 0.01 | 4.01
2015 | MISO_W_2_MAPP_CA | MISO_W | MAPP_CA | Internal | Summer | B1 | 10 | 788 | 0 | 59.68 | 58.17 | 0.01 | 0
2015 | MISO_W_2_MAPP_CA | MISO_W | MAPP_CA | Internal | Summer | B2 | 25 | 788 | 0 | 58.83 | 58.17 | 0.01 | 0
2015 | MISO_W_2_MAPP_CA | MISO_W | MAPP_CA | Internal | Summer | B3 | 75 | 788 | 0 | 57.92 | 57.91 | 0.01 | 0
2015 | MISO_W_2_MAPP_CA | MISO_W | MAPP_CA | Internal | Summer | B4 | 100 | 788 | 0 | 53.4 | 53.39 | 0.01 | 0
2015 | MISO_W_2_MAPP_CA | MISO_W | MAPP_CA | Internal | Summer | B5 | 200 | 788 | 0 | 46.44 | 46.43 | 0.01 | 0
2015 | MISO_W_2_MAPP_CA | MISO_W | MAPP_CA | Internal | Summer | B6 | 300 | 788 | 0 | 42.56 | 42.55 | 0.01 | 0
2015 | MISO_W_2_MAPP_CA | MISO_W | MAPP_CA | Internal | Summer | B7 | 400 | 788 | 0 | 36.73 | 36.72 | 0.01 | 0
2015 | MISO_W_2_MAPP_CA | MISO_W | MAPP_CA | Internal | Summer | B8 | 500 | 788 | 788 | 34.4 | 34.53 | 0.01 | 0.11
2015 | MISO_W_2_MAPP_CA | MISO_W | MAPP_CA | Internal | Summer | B9 | 800 | 788 | 788 | 33.52 | 34.53 | 0.01 | 1
2015 | MISO_W_2_MAPP_CA | MISO_W | MAPP_CA | Internal | Summer | B10 | 1262 | 788 | 788 | 32.12 | 34.53 | 0.01 | 2.4
2015 | MISO_W_2_MAPP_CA | MISO_W | MAPP_CA | Internal | Winter | B16 | 25 | 788 | 0 | 49.15 | 49.14 | 0.01 | 0
2015 | MISO_W_2_MAPP_CA | MISO_W | MAPP_CA | Internal | Winter | B17 | 100 | 788 | 0 | 43.2 | 43.2 | 0.01 | 0
2015 | MISO_W_2_MAPP_CA | MISO_W | MAPP_CA | Internal | Winter | B18 | 400 | 788 | 788 | 38.45 | 41.91 | 0.01 | 3.44
2015 | MISO_W_2_MAPP_CA | MISO_W | MAPP_CA | Internal | Winter | B19 | 700 | 788 | 788 | 36.65 | 41.91 | 0.01 | 5.25
2015 | MISO_W_2_MAPP_CA | MISO_W | MAPP_CA | Internal | Winter | B20 | 935 | 788 | 788 | 33.5 | 41.91 | 0.01 | 8.4
2015 | MISO_W_2_MISO_MO-IL | MISO_W | MISO_MO-IL | Internal | Shoulder | B11 | 25 | 7873 | 461.63 | 48.4 | 48.41 | 0.01 | 0
2015 | MISO_W_2_MISO_MO-IL | MISO_W | MISO_MO-IL | Internal | Shoulder | B12 | 200 | 7873 | 0 | 40.13 | 40.13 | 0.01 | 0
2015 | MISO_W_2_MISO_MO-IL | MISO_W | MISO_MO-IL | Internal | Shoulder | B13 | 600 | 7873 | 0 | 37.97 | 37.96 | 0.01 | 0
2015 | MISO_W_2_MISO_MO-IL | MISO_W | MISO_MO-IL | Internal | Shoulder | B14 | 900 | 7873 | 0 | 35.91 | 35.9 | 0.01 | 0
2015 | MISO_W_2_MISO_MO-IL | MISO_W | MISO_MO-IL | Internal | Shoulder | B15 | 1203 | 7873 | 0 | 34.3 | 34.29 | 0.01 | 0
2015 | MISO_W_2_MISO_MO-IL | MISO_W | MISO_MO-IL | Internal | Summer | B1 | 10 | 7873 | 0.04 | 59.68 | 59.68 | 0.01 | 0
2015 | MISO_W_2_MISO_MO-IL | MISO_W | MISO_MO-IL | Internal | Summer | B2 | 25 | 7873 | 0 | 58.83 | 58.82 | 0.01 | 0
2015 | MISO_W_2_MISO_MO-IL | MISO_W | MISO_MO-IL | Internal | Summer | B3 | 75 | 7873 | 0 | 57.92 | 57.91 | 0.01 | 0
2015 | MISO_W_2_MISO_MO-IL | MISO_W | MISO_MO-IL | Internal | Summer | B4 | 100 | 7873 | 0 | 53.4 | 53.39 | 0.01 | 0
2015 | MISO_W_2_MISO_MO-IL | MISO_W | MISO_MO-IL | Internal | Summer | B5 | 200 | 7873 | 0 | 46.44 | 46.43 | 0.01 | 0
2015 | MISO_W_2_MISO_MO-IL | MISO_W | MISO_MO-IL | Internal | Summer | B6 | 300 | 7873 | 0 | 42.56 | 42.55 | 0.01 | 0
2015 | MISO_W_2_MISO_MO-IL | MISO_W | MISO_MO-IL | Internal | Summer | B7 | 400 | 7873 | 0 | 36.73 | 36.72 | 0.01 | 0
2015 | MISO_W_2_MISO_MO-IL | MISO_W | MISO_MO-IL | Internal | Summer | B8 | 500 | 7873 | 0 | 34.4 | 34.39 | 0.01 | 0
2015 | MISO_W_2_MISO_MO-IL | MISO_W | MISO_MO-IL | Internal | Summer | B9 | 800 | 7873 | 0 | 33.52 | 33.51 | 0.01 | 0
2015 | MISO_W_2_MISO_MO-IL | MISO_W | MISO_MO-IL | Internal | Summer | B10 | 1262 | 7873 | 0 | 32.12 | 32.1 | 0.01 | 0
2015 | MISO_W_2_MISO_MO-IL | MISO_W | MISO_MO-IL | Internal | Winter | B16 | 25 | 7873 | 673.96 | 49.15 | 49.16 | 0.01 | 0
2015 | MISO_W_2_MISO_MO-IL | MISO_W | MISO_MO-IL | Internal | Winter | B17 | 100 | 7873 | 229.52 | 43.2 | 43.21 | 0.01 | 0
2015 | MISO_W_2_MISO_MO-IL | MISO_W | MISO_MO-IL | Internal | Winter | B18 | 400 | 7873 | 0 | 38.45 | 38.44 | 0.01 | 0
2015 | MISO_W_2_MISO_MO-IL | MISO_W | MISO_MO-IL | Internal | Winter | B19 | 700 | 7873 | 0 | 36.65 | 36.64 | 0.01 | 0
2015 | MISO_W_2_MISO_MO-IL | MISO_W | MISO_MO-IL | Internal | Winter | B20 | 935 | 7873 | 0 | 33.5 | 33.49 | 0.01 | 0
2015 | MISO_W_2_MISO_WUMS | MISO_W | MISO_WUMS | Internal | Shoulder | B11 | 25 | 3756 | 0 | 48.4 | 48.39 | 0.01 | 0
2015 | MISO_W_2_MISO_WUMS | MISO_W | MISO_WUMS | Internal | Shoulder | B12 | 200 | 3756 | 0 | 40.13 | 40.14 | 0.01 | 0
2015 | MISO_W_2_MISO_WUMS | MISO_W | MISO_WUMS | Internal | Shoulder | B13 | 600 | 3756 | 454.69 | 37.97 | 37.98 | 0.01 | 0
2015 | MISO_W_2_MISO_WUMS | MISO_W | MISO_WUMS | Internal | Shoulder | B14 | 900 | 3756 | 478.83 | 35.91 | 35.93 | 0.01 | 0
2015 | MISO_W_2_MISO_WUMS | MISO_W | MISO_WUMS | Internal | Shoulder | B15 | 1203 | 3756 | 1428.76 | 34.3 | 34.31 | 0.01 | 0
2015 | MISO_W_2_MISO_WUMS | MISO_W | MISO_WUMS | Internal | Summer | B1 | 10 | 3756 | 0.02 | 59.68 | 59.67 | 0.01 | 0
2015 | MISO_W_2_MISO_WUMS | MISO_W | MISO_WUMS | Internal | Summer | B2 | 25 | 3756 | 1078.38 | 58.83 | 58.84 | 0.01 | 0
2015 | MISO_W_2_MISO_WUMS | MISO_W | MISO_WUMS | Internal | Summer | B3 | 75 | 3756 | 456.6 | 57.92 | 57.94 | 0.01 | 0
2015 | MISO_W_2_MISO_WUMS | MISO_W | MISO_WUMS | Internal | Summer | B4 | 100 | 3756 | 0 | 53.4 | 53.39 | 0.01 | 0
2015 | MISO_W_2_MISO_WUMS | MISO_W | MISO_WUMS | Internal | Summer | B5 | 200 | 3756 | 0 | 46.44 | 46.43 | 0.01 | 0
2015 | MISO_W_2_MISO_WUMS | MISO_W | MISO_WUMS | Internal | Summer | B6 | 300 | 3756 | 0 | 42.56 | 42.55 | 0.01 | 0
2015 | MISO_W_2_MISO_WUMS | MISO_W | MISO_WUMS | Internal | Summer | B7 | 400 | 3756 | 0 | 36.73 | 36.72 | 0.01 | 0
2015 | MISO_W_2_MISO_WUMS | MISO_W | MISO_WUMS | Internal | Summer | B8 | 500 | 3756 | 32.92 | 34.4 | 34.42 | 0.01 | 0
2015 | MISO_W_2_MISO_WUMS | MISO_W | MISO_WUMS | Internal | Summer | B9 | 800 | 3756 | 705.89 | 33.52 | 33.53 | 0.01 | 0
2015 | MISO_W_2_MISO_WUMS | MISO_W | MISO_WUMS | Internal | Summer | B10 | 1262 | 3756 | 3550.14 | 32.12 | 32.13 | 0.01 | 0
2015 | MISO_W_2_MISO_WUMS | MISO_W | MISO_WUMS | Internal | Winter | B16 | 25 | 3756 | 0.02 | 49.15 | 49.15 | 0.01 | 0
2015 | MISO_W_2_MISO_WUMS | MISO_W | MISO_WUMS | Internal | Winter | B17 | 100 | 3756 | 0 | 43.2 | 43.2 | 0.01 | 0
2015 | MISO_W_2_MISO_WUMS | MISO_W | MISO_WUMS | Internal | Winter | B18 | 400 | 3756 | 55.09 | 38.45 | 38.47 | 0.01 | 0
2015 | MISO_W_2_MISO_WUMS | MISO_W | MISO_WUMS | Internal | Winter | B19 | 700 | 3756 | 218.11 | 36.65 | 36.66 | 0.01 | 0
2015 | MISO_W_2_MISO_WUMS | MISO_W | MISO_WUMS | Internal | Winter | B20 | 935 | 3756 | 2024.11 | 33.5 | 33.51 | 0.01 | 0
2015 | MISO_W_2_NE | MISO_W | NE | Internal | Shoulder | B11 | 25 | 20297 | 0.01 | 48.4 | 55.39 | 7 | 0
2015 | MISO_W_2_NE | MISO_W | NE | Internal | Shoulder | B12 | 200 | 20297 | 0 | 40.13 | 42.52 | 7 | 0
2015 | MISO_W_2_NE | MISO_W | NE | Internal | Shoulder | B13 | 600 | 20297 | 0 | 37.97 | 39.3 | 7 | 0
2015 | MISO_W_2_NE | MISO_W | NE | Internal | Shoulder | B14 | 900 | 20297 | 0 | 35.91 | 39.3 | 7 | 0
2015 | MISO_W_2_NE | MISO_W | NE | Internal | Shoulder | B15 | 1203 | 20297 | 0 | 34.3 | 37.6 | 7 | 0
2015 | MISO_W_2_NE | MISO_W | NE | Internal | Summer | B1 | 10 | 20297 | 0 | 59.68 | 60.81 | 7 | 0
2015 | MISO_W_2_NE | MISO_W | NE | Internal | Summer | B2 | 25 | 20297 | 0 | 58.83 | 60.06 | 7 | 0
2015 | MISO_W_2_NE | MISO_W | NE | Internal | Summer | B3 | 75 | 20297 | 0 | 57.92 | 59.76 | 7 | 0
2015 | MISO_W_2_NE | MISO_W | NE | Internal | Summer | B4 | 100 | 20297 | 0 | 53.4 | 55.27 | 7 | 0
2015 | MISO_W_2_NE | MISO_W | NE | Internal | Summer | B5 | 200 | 20297 | 0 | 46.44 | 53.43 | 7 | 0
2015 | MISO_W_2_NE | MISO_W | NE | Internal | Summer | B6 | 300 | 20297 | 992.58 | 42.56 | 49.56 | 7 | 0
2015 | MISO_W_2_NE | MISO_W | NE | Internal | Summer | B7 | 400 | 20297 | 0 | 36.73 | 43.72 | 7 | 0
2015 | MISO_W_2_NE | MISO_W | NE | Internal | Summer | B8 | 500 | 20297 | 0 | 34.4 | 37.97 | 7 | 0
2015 | MISO_W_2_NE | MISO_W | NE | Internal | Summer | B9 | 800 | 20297 | 0 | 33.52 | 36.67 | 7 | 0
2015 | MISO_W_2_NE | MISO_W | NE | Internal | Summer | B10 | 1262 | 20297 | 0 | 32.12 | 36.26 | 7 | 0
2015 | MISO_W_2_NE | MISO_W | NE | Internal | Winter | B16 | 25 | 20297 | 0 | 49.15 | 52.91 | 7 | 0
2015 | MISO_W_2_NE | MISO_W | NE | Internal | Winter | B17 | 100 | 20297 | 0 | 43.2 | 41.9 | 7 | 0
2015 | MISO_W_2_NE | MISO_W | NE | Internal | Winter | B18 | 400 | 20297 | 0 | 38.45 | 40.08 | 7 | 0
2015 | MISO_W_2_NE | MISO_W | NE | Internal | Winter | B19 | 700 | 20297 | 0 | 36.65 | 40.08 | 7 | 0
2015 | MISO_W_2_NE | MISO_W | NE | Internal | Winter | B20 | 935 | 20297 | 0 | 33.5 | 39.99 | 7 | 0
2015 | MISO_W_2_PJM_ROR | MISO_W | PJM_ROR | Internal | Shoulder | B11 | 25 | 10135 | 0 | 48.4 | 49.37 | 2 | 0
2015 | MISO_W_2_PJM_ROR | MISO_W | PJM_ROR | Internal | Shoulder | B12 | 200 | 10135 | 555.14 | 40.13 | 42.13 | 2 | 0
2015 | MISO_W_2_PJM_ROR | MISO_W | PJM_ROR | Internal | Shoulder | B13 | 600 | 10135 | 0 | 37.97 | 39.96 | 2 | 0
2015 | MISO_W_2_PJM_ROR | MISO_W | PJM_ROR | Internal | Shoulder | B14 | 900 | 10135 | 0 | 35.91 | 37.9 | 2 | 0
2015 | MISO_W_2_PJM_ROR | MISO_W | PJM_ROR | Internal | Shoulder | B15 | 1203 | 10135 | 0 | 34.3 | 35.25 | 2 | 0
2015 | MISO_W_2_PJM_ROR | MISO_W | PJM_ROR | Internal | Summer | B1 | 10 | 10135 | 1884.22 | 59.68 | 61.68 | 2 | 0
2015 | MISO_W_2_PJM_ROR | MISO_W | PJM_ROR | Internal | Summer | B2 | 25 | 10135 | 0.02 | 58.83 | 60.82 | 2 | 0
2015 | MISO_W_2_PJM_ROR | MISO_W | PJM_ROR | Internal | Summer | B3 | 75 | 10135 | 0 | 57.92 | 58.29 | 2 | 0
2015 | MISO_W_2_PJM_ROR | MISO_W | PJM_ROR | Internal | Summer | B4 | 100 | 10135 | 0 | 53.4 | 55.38 | 2 | 0
2015 | MISO_W_2_PJM_ROR | MISO_W | PJM_ROR | Internal | Summer | B5 | 200 | 10135 | 0 | 46.44 | 48.43 | 2 | 0
2015 | MISO_W_2_PJM_ROR | MISO_W | PJM_ROR | Internal | Summer | B6 | 300 | 10135 | 0 | 42.56 | 44.53 | 2 | 0
2015 | MISO_W_2_PJM_ROR | MISO_W | PJM_ROR | Internal | Summer | B7 | 400 | 10135 | 0 | 36.73 | 38.72 | 2 | 0
2015 | MISO_W_2_PJM_ROR | MISO_W | PJM_ROR | Internal | Summer | B8 | 500 | 10135 | 801.67 | 34.4 | 36.4 | 2 | 0
2015 | MISO_W_2_PJM_ROR | MISO_W | PJM_ROR | Internal | Summer | B9 | 800 | 10135 | 0 | 33.52 | 35.46 | 2 | 0
2015 | MISO_W_2_PJM_ROR | MISO_W | PJM_ROR | Internal | Summer | B10 | 1262 | 10135 | 0 | 32.12 | 32.49 | 2 | 0
2015 | MISO_W_2_PJM_ROR | MISO_W | PJM_ROR | Internal | Winter | B16 | 25 | 10135 | 792.79 | 49.15 | 51.15 | 2 | 0
2015 | MISO_W_2_PJM_ROR | MISO_W | PJM_ROR | Internal | Winter | B17 | 100 | 10135 | 1819.85 | 43.2 | 45.2 | 2 | 0
2015 | MISO_W_2_PJM_ROR | MISO_W | PJM_ROR | Internal | Winter | B18 | 400 | 10135 | 0 | 38.45 | 40.33 | 2 | 0
2015 | MISO_W_2_PJM_ROR | MISO_W | PJM_ROR | Internal | Winter | B19 | 700 | 10135 | 0 | 36.65 | 37.89 | 2 | 0
2015 | MISO_W_2_PJM_ROR | MISO_W | PJM_ROR | Internal | Winter | B20 | 935 | 10135 | 0 | 33.5 | 35.09 | 2 | 0
2015 | MISO_W_2_SPP_N | MISO_W | SPP_N | Internal | Shoulder | B11 | 25 | 3200 | 69.95 | 48.4 | 55.4 | 7 | 0
2015 | MISO_W_2_SPP_N | MISO_W | SPP_N | Internal | Shoulder | B12 | 200 | 3200 | 0 | 40.13 | 42.53 | 7 | 0
2015 | MISO_W_2_SPP_N | MISO_W | SPP_N | Internal | Shoulder | B13 | 600 | 3200 | 0 | 37.97 | 39.31 | 7 | 0
2015 | MISO_W_2_SPP_N | MISO_W | SPP_N | Internal | Shoulder | B14 | 900 | 3200 | 0 | 35.91 | 39.31 | 7 | 0
2015 | MISO_W_2_SPP_N | MISO_W | SPP_N | Internal | Shoulder | B15 | 1203 | 3200 | 0 | 34.3 | 37.62 | 7 | 0
2015 | MISO_W_2_SPP_N | MISO_W | SPP_N | Internal | Summer | B1 | 10 | 3200 | 0 | 59.68 | 60.82 | 7 | 0
2015 | MISO_W_2_SPP_N | MISO_W | SPP_N | Internal | Summer | B2 | 25 | 3200 | 0 | 58.83 | 60.07 | 7 | 0
2015 | MISO_W_2_SPP_N | MISO_W | SPP_N | Internal | Summer | B3 | 75 | 3200 | 0 | 57.92 | 59.77 | 7 | 0
2015 | MISO_W_2_SPP_N | MISO_W | SPP_N | Internal | Summer | B4 | 100 | 3200 | 0 | 53.4 | 55.29 | 7 | 0
2015 | MISO_W_2_SPP_N | MISO_W | SPP_N | Internal | Summer | B5 | 200 | 3200 | 621.12 | 46.44 | 53.44 | 7 | 0
2015 | MISO_W_2_SPP_N | MISO_W | SPP_N | Internal | Summer | B6 | 300 | 3200 | 3200 | 42.56 | 49.58 | 7 | 0.01
2015 | MISO_W_2_SPP_N | MISO_W | SPP_N | Internal | Summer | B7 | 400 | 3200 | 2345.19 | 36.73 | 43.73 | 7 | 0
2015 | MISO_W_2_SPP_N | MISO_W | SPP_N | Internal | Summer | B8 | 500 | 3200 | 0 | 34.4 | 37.98 | 7 | 0
2015 | MISO_W_2_SPP_N | MISO_W | SPP_N | Internal | Summer | B9 | 800 | 3200 | 0 | 33.52 | 36.69 | 7 | 0
2015 | MISO_W_2_SPP_N | MISO_W | SPP_N | Internal | Summer | B10 | 1262 | 3200 | 0 | 32.12 | 36.27 | 7 | 0
2015 | MISO_W_2_SPP_N | MISO_W | SPP_N | Internal | Winter | B16 | 25 | 3200 | 0 | 49.15 | 52.92 | 7 | 0
2015 | MISO_W_2_SPP_N | MISO_W | SPP_N | Internal | Winter | B17 | 100 | 3200 | 0 | 43.2 | 41.91 | 7 | 0
2015 | MISO_W_2_SPP_N | MISO_W | SPP_N | Internal | Winter | B18 | 400 | 3200 | 0 | 38.45 | 40.09 | 7 | 0
2015 | MISO_W_2_SPP_N | MISO_W | SPP_N | Internal | Winter | B19 | 700 | 3200 | 0 | 36.65 | 40.09 | 7 | 0
2015 | MISO_W_2_SPP_N | MISO_W | SPP_N | Internal | Winter | B20 | 935 | 3200 | 0 | 33.5 | 40.01 | 7 | 0
2015 | MISO_WUMS_2_MISO_MI | MISO_WUMS | MISO_MI | Internal | Shoulder | B11 | 25 | 148 | 0 | 48.39 | 47.37 | 0.01 | 0
2015 | MISO_WUMS_2_MISO_MI | MISO_WUMS | MISO_MI | Internal | Shoulder | B12 | 200 | 148 | 0 | 40.14 | 40.13 | 0.01 | 0
2015 | MISO_WUMS_2_MISO_MI | MISO_WUMS | MISO_MI | Internal | Shoulder | B13 | 600 | 148 | 0 | 37.98 | 37.98 | 0.01 | 0
2015 | MISO_WUMS_2_MISO_MI | MISO_WUMS | MISO_MI | Internal | Shoulder | B14 | 900 | 148 | 0 | 35.93 | 35.93 | 0.01 | 0
2015 | MISO_WUMS_2_MISO_MI | MISO_WUMS | MISO_MI | Internal | Shoulder | B15 | 1203 | 148 | 0 | 34.31 | 34.31 | 0.01 | 0
2015 | MISO_WUMS_2_MISO_MI | MISO_WUMS | MISO_MI | Internal | Summer | B1 | 10 | 148 | 0 | 59.67 | 59.43 | 0.01 | 0
2015 | MISO_WUMS_2_MISO_MI | MISO_WUMS | MISO_MI | Internal | Summer | B2 | 25 | 148 | 0 | 58.84 | 58.82 | 0.01 | 0
2015 | MISO_WUMS_2_MISO_MI | MISO_WUMS | MISO_MI | Internal | Summer | B3 | 75 | 148 | 0 | 57.94 | 54.01 | 0.01 | 0
2015 | MISO_WUMS_2_MISO_MI | MISO_WUMS | MISO_MI | Internal | Summer | B4 | 100 | 148 | 0 | 53.39 | 53.38 | 0.01 | 0
2015 | MISO_WUMS_2_MISO_MI | MISO_WUMS | MISO_MI | Internal | Summer | B5 | 200 | 148 | 0 | 46.43 | 45.21 | 0.01 | 0
2015 | MISO_WUMS_2_MISO_MI | MISO_WUMS | MISO_MI | Internal | Summer | B6 | 300 | 148 | 0 | 42.55 | 42.53 | 0.01 | 0
2015 | MISO_WUMS_2_MISO_MI | MISO_WUMS | MISO_MI | Internal | Summer | B7 | 400 | 148 | 0 | 36.72 | 36.72 | 0.01 | 0
2015 | MISO_WUMS_2_MISO_MI | MISO_WUMS | MISO_MI | Internal | Summer | B8 | 500 | 148 | 0 | 34.42 | 34.42 | 0.01 | 0
2015 | MISO_WUMS_2_MISO_MI | MISO_WUMS | MISO_MI | Internal | Summer | B9 | 800 | 148 | 0 | 33.53 | 33.53 | 0.01 | 0
2015 | MISO_WUMS_2_MISO_MI | MISO_WUMS | MISO_MI | Internal | Summer | B10 | 1262 | 148 | 0 | 32.13 | 32.13 | 0.01 | 0
2015 | MISO_WUMS_2_MISO_MI | MISO_WUMS | MISO_MI | Internal | Winter | B16 | 25 | 148 | 0 | 49.15 | 48.26 | 0.01 | 0
2015 | MISO_WUMS_2_MISO_MI | MISO_WUMS | MISO_MI | Internal | Winter | B17 | 100 | 148 | 148 | 43.2 | 43.23 | 0.01 | 0.02
2015 | MISO_WUMS_2_MISO_MI | MISO_WUMS | MISO_MI | Internal | Winter | B18 | 400 | 148 | 0 | 38.47 | 38.47 | 0.01 | 0
2015 | MISO_WUMS_2_MISO_MI | MISO_WUMS | MISO_MI | Internal | Winter | B19 | 700 | 148 | 0 | 36.66 | 36.66 | 0.01 | 0
2015 | MISO_WUMS_2_MISO_MI | MISO_WUMS | MISO_MI | Internal | Winter | B20 | 935 | 148 | 0 | 33.51 | 33.51 | 0.01 | 0
2015 | MISO_WUMS_2_MISO_W | MISO_WUMS | MISO_W | Internal | Shoulder | B11 | 25 | 3264 | 435.63 | 48.39 | 48.4 | 0.01 | 0
2015 | MISO_WUMS_2_MISO_W | MISO_WUMS | MISO_W | Internal | Shoulder | B12 | 200 | 3264 | 0 | 40.14 | 40.13 | 0.01 | 0
2015 | MISO_WUMS_2_MISO_W | MISO_WUMS | MISO_W | Internal | Shoulder | B13 | 600 | 3264 | 0 | 37.98 | 37.97 | 0.01 | 0
2015 | MISO_WUMS_2_MISO_W | MISO_WUMS | MISO_W | Internal | Shoulder | B14 | 900 | 3264 | 0 | 35.93 | 35.91 | 0.01 | 0
2015 | MISO_WUMS_2_MISO_W | MISO_WUMS | MISO_W | Internal | Shoulder | B15 | 1203 | 3264 | 0 | 34.31 | 34.3 | 0.01 | 0
2015 | MISO_WUMS_2_MISO_W | MISO_WUMS | MISO_W | Internal | Summer | B1 | 10 | 3264 | 171.05 | 59.67 | 59.68 | 0.01 | 0
2015 | MISO_WUMS_2_MISO_W | MISO_WUMS | MISO_W | Internal | Summer | B2 | 25 | 3264 | 0 | 58.84 | 58.83 | 0.01 | 0
2015 | MISO_WUMS_2_MISO_W | MISO_WUMS | MISO_W | Internal | Summer | B3 | 75 | 3264 | 0 | 57.94 | 57.92 | 0.01 | 0
2015 | MISO_WUMS_2_MISO_W | MISO_WUMS | MISO_W | Internal | Summer | B4 | 100 | 3264 | 200.6 | 53.39 | 53.4 | 0.01 | 0
2015 | MISO_WUMS_2_MISO_W | MISO_WUMS | MISO_W | Internal | Summer | B5 | 200 | 3264 | 546.15 | 46.43 | 46.44 | 0.01 | 0
2015 | MISO_WUMS_2_MISO_W | MISO_WUMS | MISO_W | Internal | Summer | B6 | 300 | 3264 | 1434.84 | 42.55 | 42.56 | 0.01 | 0
2015 | MISO_WUMS_2_MISO_W | MISO_WUMS | MISO_W | Internal | Summer | B7 | 400 | 3264 | 82.61 | 36.72 | 36.73 | 0.01 | 0
2015 | MISO_WUMS_2_MISO_W | MISO_WUMS | MISO_W | Internal | Summer | B8 | 500 | 3264 | 0 | 34.42 | 34.4 | 0.01 | 0
2015 | MISO_WUMS_2_MISO_W | MISO_WUMS | MISO_W | Internal | Summer | B9 | 800 | 3264 | 0 | 33.53 | 33.52 | 0.01 | 0
2015 | MISO_WUMS_2_MISO_W | MISO_WUMS | MISO_W | Internal | Summer | B10 | 1262 | 3264 | 0 | 32.13 | 32.12 | 0.01 | 0
2015 | MISO_WUMS_2_MISO_W | MISO_WUMS | MISO_W | Internal | Winter | B16 | 25 | 3264 | 0.02 | 49.15 | 49.15 | 0.01 | 0
2015 | MISO_WUMS_2_MISO_W | MISO_WUMS | MISO_W | Internal | Winter | B17 | 100 | 3264 | 0 | 43.2 | 43.2 | 0.01 | 0
2015 | MISO_WUMS_2_MISO_W | MISO_WUMS | MISO_W | Internal | Winter | B18 | 400 | 3264 | 0 | 38.47 | 38.45 | 0.01 | 0
2015 | MISO_WUMS_2_MISO_W | MISO_WUMS | MISO_W | Internal | Winter | B19 | 700 | 3264 | 0 | 36.66 | 36.65 | 0.01 | 0
2015 | MISO_WUMS_2_MISO_W | MISO_WUMS | MISO_W | Internal | Winter | B20 | 935 | 3264 | 0 | 33.51 | 33.5 | 0.01 | 0
2015 | MISO_WUMS_2_PJM_ROR | MISO_WUMS | PJM_ROR | Internal | Shoulder | B11 | 25 | 1600 | 0 | 48.39 | 49.37 | 2 | 0
2015 | MISO_WUMS_2_PJM_ROR | MISO_WUMS | PJM_ROR | Internal | Shoulder | B12 | 200 | 1600 | 0 | 40.14 | 42.13 | 2 | 0
2015 | MISO_WUMS_2_PJM_ROR | MISO_WUMS | PJM_ROR | Internal | Shoulder | B13 | 600 | 1600 | 0 | 37.98 | 39.96 | 2 | 0
2015 | MISO_WUMS_2_PJM_ROR | MISO_WUMS | PJM_ROR | Internal | Shoulder | B14 | 900 | 1600 | 0 | 35.93 | 37.9 | 2 | 0
2015 | MISO_WUMS_2_PJM_ROR | MISO_WUMS | PJM_ROR | Internal | Shoulder | B15 | 1203 | 1600 | 0 | 34.31 | 35.25 | 2 | 0
2015 | MISO_WUMS_2_PJM_ROR | MISO_WUMS | PJM_ROR | Internal | Summer | B1 | 10 | 1600 | 1599.96 | 59.67 | 61.68 | 2 | 0.01
2015 | MISO_WUMS_2_PJM_ROR | MISO_WUMS | PJM_ROR | Internal | Summer | B2 | 25 | 1600 | 0 | 58.84 | 60.82 | 2 | 0
2015 | MISO_WUMS_2_PJM_ROR | MISO_WUMS | PJM_ROR | Internal | Summer | B3 | 75 | 1600 | 0 | 57.94 | 58.29 | 2 | 0
2015 | MISO_WUMS_2_PJM_ROR | MISO_WUMS | PJM_ROR | Internal | Summer | B4 | 100 | 1600 | 0 | 53.39 | 55.38 | 2 | 0
2015 | MISO_WUMS_2_PJM_ROR | MISO_WUMS | PJM_ROR | Internal | Summer | B5 | 200 | 1600 | 353.75 | 46.43 | 48.43 | 2 | 0
2015 | MISO_WUMS_2_PJM_ROR | MISO_WUMS | PJM_ROR | Internal | Summer | B6 | 300 | 1600 | 0 | 42.55 | 44.53 | 2 | 0
2015 | MISO_WUMS_2_PJM_ROR | MISO_WUMS | PJM_ROR | Internal | Summer | B7 | 400 | 1600 | 156.88 | 36.72 | 38.72 | 2 | 0
2015 | MISO_WUMS_2_PJM_ROR | MISO_WUMS | PJM_ROR | Internal | Summer | B8 | 500 | 1600 | 0 | 34.42 | 36.4 | 2 | 0
2015 | MISO_WUMS_2_PJM_ROR | MISO_WUMS | PJM_ROR | Internal | Summer | B9 | 800 | 1600 | 0 | 33.53 | 35.46 | 2 | 0
2015 | MISO_WUMS_2_PJM_ROR | MISO_WUMS | PJM_ROR | Internal | Summer | B10 | 1262 | 1600 | 0 | 32.13 | 32.49 | 2 | 0
2015 | MISO_WUMS_2_PJM_ROR | MISO_WUMS | PJM_ROR | Internal | Winter | B16 | 25 | 1600 | 692.06 | 49.15 | 51.15 | 2 | 0
2015 | MISO_WUMS_2_PJM_ROR | MISO_WUMS | PJM_ROR | Internal | Winter | B17 | 100 | 1600 | 702.7 | 43.2 | 45.2 | 2 | 0
2015 | MISO_WUMS_2_PJM_ROR | MISO_WUMS | PJM_ROR | Internal | Winter | B18 | 400 | 1600 | 0 | 38.47 | 40.33 | 2 | 0
2015 | MISO_WUMS_2_PJM_ROR | MISO_WUMS | PJM_ROR | Internal | Winter | B19 | 700 | 1600 | 0 | 36.66 | 37.89 | 2 | 0
2015 | MISO_WUMS_2_PJM_ROR | MISO_WUMS | PJM_ROR | Internal | Winter | B20 | 935 | 1600 | 0 | 33.51 | 35.09 | 2 | 0
2015 | NE_2_MAPP_US | NE | MAPP_US | Internal | Shoulder | B11 | 25 | 1600 | 0 | 55.39 | 48.39 | 5 | 0
2015 | NE_2_MAPP_US | NE | MAPP_US | Internal | Shoulder | B12 | 200 | 1600 | 0 | 42.52 | 35.52 | 5 | 0
2015 | NE_2_MAPP_US | NE | MAPP_US | Internal | Shoulder | B13 | 600 | 1600 | 0 | 39.3 | 32.3 | 5 | 0
2015 | NE_2_MAPP_US | NE | MAPP_US | Internal | Shoulder | B14 | 900 | 1600 | 0 | 39.3 | 32.3 | 5 | 0
2015 | NE_2_MAPP_US | NE | MAPP_US | Internal | Shoulder | B15 | 1203 | 1600 | 0 | 37.6 | 32.04 | 5 | 0
2015 | NE_2_MAPP_US | NE | MAPP_US | Internal | Summer | B1 | 10 | 1600 | 0 | 60.81 | 53.81 | 5 | 0
2015 | NE_2_MAPP_US | NE | MAPP_US | Internal | Summer | B2 | 25 | 1600 | 0 | 60.06 | 53.06 | 5 | 0
2015 | NE_2_MAPP_US | NE | MAPP_US | Internal | Summer | B3 | 75 | 1600 | 0 | 59.76 | 52.76 | 5 | 0
2015 | NE_2_MAPP_US | NE | MAPP_US | Internal | Summer | B4 | 100 | 1600 | 0 | 55.27 | 48.27 | 5 | 0
2015 | NE_2_MAPP_US | NE | MAPP_US | Internal | Summer | B5 | 200 | 1600 | 0 | 53.43 | 46.43 | 5 | 0
2015 | NE_2_MAPP_US | NE | MAPP_US | Internal | Summer | B6 | 300 | 1600 | 0 | 49.56 | 42.56 | 5 | 0
2015 | NE_2_MAPP_US | NE | MAPP_US | Internal | Summer | B7 | 400 | 1600 | 0 | 43.72 | 36.72 | 5 | 0
2015 | NE_2_MAPP_US | NE | MAPP_US | Internal | Summer | B8 | 500 | 1600 | 0 | 37.97 | 30.5 | 5 | 0
2015 | NE_2_MAPP_US | NE | MAPP_US | Internal | Summer | B9 | 800 | 1600 | 0 | 36.67 | 29.67 | 5 | 0
2015 | NE_2_MAPP_US | NE | MAPP_US | Internal | Summer | B10 | 1262 | 1600 | 0 | 36.26 | 29.26 | 5 | 0
2015 | NE_2_MAPP_US | NE | MAPP_US | Internal | Winter | B16 | 25 | 1600 | 0 | 52.91 | 45.91 | 5 | 0
2015 | NE_2_MAPP_US | NE | MAPP_US | Internal | Winter | B17 | 100 | 1600 | 0 | 41.9 | 36.2 | 5 | 0
2015 | NE_2_MAPP_US | NE | MAPP_US | Internal | Winter | B18 | 400 | 1600 | 0 | 40.08 | 33.08 | 5 | 0
2015 | NE_2_MAPP_US | NE | MAPP_US | Internal | Winter | B19 | 700 | 1600 | 0 | 40.08 | 33.08 | 5 | 0
2015 | NE_2_MAPP_US | NE | MAPP_US | Internal | Winter | B20 | 935 | 1600 | 0 | 39.99 | 32.99 | 5 | 0
2015 | NE_2_MISO_W | NE | MISO_W | Internal | Shoulder | B11 | 25 | 19097 | 0 | 55.39 | 48.4 | 5 | 0
2015 | NE_2_MISO_W | NE | MISO_W | Internal | Shoulder | B12 | 200 | 19097 | 0 | 42.52 | 40.13 | 5 | 0
2015 | NE_2_MISO_W | NE | MISO_W | Internal | Shoulder | B13 | 600 | 19097 | 0 | 39.3 | 37.97 | 5 | 0
2015 | NE_2_MISO_W | NE | MISO_W | Internal | Shoulder | B14 | 900 | 19097 | 0 | 39.3 | 35.91 | 5 | 0
2015 | NE_2_MISO_W | NE | MISO_W | Internal | Shoulder | B15 | 1203 | 19097 | 0 | 37.6 | 34.3 | 5 | 0
2015 | NE_2_MISO_W | NE | MISO_W | Internal | Summer | B1 | 10 | 19097 | 0 | 60.81 | 59.68 | 5 | 0
2015 | NE_2_MISO_W | NE | MISO_W | Internal | Summer | B2 | 25 | 19097 | 0 | 60.06 | 58.83 | 5 | 0
2015 | NE_2_MISO_W | NE | MISO_W | Internal | Summer | B3 | 75 | 19097 | 0 | 59.76 | 57.92 | 5 | 0
2015 | NE_2_MISO_W | NE | MISO_W | Internal | Summer | B4 | 100 | 19097 | 0 | 55.27 | 53.4 | 5 | 0
2015 | NE_2_MISO_W | NE | MISO_W | Internal | Summer | B5 | 200 | 19097 | 0 | 53.43 | 46.44 | 5 | 0
2015 | NE_2_MISO_W | NE | MISO_W | Internal | Summer | B6 | 300 | 19097 | 0 | 49.56 | 42.56 | 5 | 0
2015 | NE_2_MISO_W | NE | MISO_W | Internal | Summer | B7 | 400 | 19097 | 0 | 43.72 | 36.73 | 5 | 0
2015 | NE_2_MISO_W | NE | MISO_W | Internal | Summer | B8 | 500 | 19097 | 0 | 37.97 | 34.4 | 5 | 0
2015 | NE_2_MISO_W | NE | MISO_W | Internal | Summer | B9 | 800 | 19097 | 0 | 36.67 | 33.52 | 5 | 0
2015 | NE_2_MISO_W | NE | MISO_W | Internal | Summer | B10 | 1262 | 19097 | 0 | 36.26 | 32.12 | 5 | 0
2015 | NE_2_MISO_W | NE | MISO_W | Internal | Winter | B16 | 25 | 19097 | 0 | 52.91 | 49.15 | 5 | 0
2015 | NE_2_MISO_W | NE | MISO_W | Internal | Winter | B17 | 100 | 19097 | 0 | 41.9 | 43.2 | 5 | 0
2015 | NE_2_MISO_W | NE | MISO_W | Internal | Winter | B18 | 400 | 19097 | 0 | 40.08 | 38.45 | 5 | 0
2015 | NE_2_MISO_W | NE | MISO_W | Internal | Winter | B19 | 700 | 19097 | 0 | 40.08 | 36.65 | 5 | 0
2015 | NE_2_MISO_W | NE | MISO_W | Internal | Winter | B20 | 935 | 19097 | 0 | 39.99 | 33.5 | 5 | 0
2015 | NE_2_SPP_N | NE | SPP_N | Internal | Shoulder | B11 | 25 | 12798 | 1982.74 | 55.39 | 55.4 | 0.01 | 0
2015 | NE_2_SPP_N | NE | SPP_N | Internal | Shoulder | B12 | 200 | 12798 | 1391.47 | 42.52 | 42.53 | 0.01 | 0
2015 | NE_2_SPP_N | NE | SPP_N | Internal | Shoulder | B13 | 600 | 12798 | 1572.25 | 39.3 | 39.31 | 0.01 | 0
2015 | NE_2_SPP_N | NE | SPP_N | Internal | Shoulder | B14 | 900 | 12798 | 858.58 | 39.3 | 39.31 | 0.01 | 0
2015 | NE_2_SPP_N | NE | SPP_N | Internal | Shoulder | B15 | 1203 | 12798 | 732.75 | 37.6 | 37.62 | 0.01 | 0
2015 | NE_2_SPP_N | NE | SPP_N | Internal | Summer | B1 | 10 | 12798 | 2813.15 | 60.81 | 60.82 | 0.01 | 0
2015 | NE_2_SPP_N | NE | SPP_N | Internal | Summer | B2 | 25 | 12798 | 2666.23 | 60.06 | 60.07 | 0.01 | 0
2015 | NE_2_SPP_N | NE | SPP_N | Internal | Summer | B3 | 75 | 12798 | 1886.14 | 59.76 | 59.77 | 0.01 | 0
2015 | NE_2_SPP_N | NE | SPP_N | Internal | Summer | B4 | 100 | 12798 | 1351.65 | 55.27 | 55.29 | 0.01 | 0
2015 | NE_2_SPP_N | NE | SPP_N | Internal | Summer | B5 | 200 | 12798 | 1535.17 | 53.43 | 53.44 | 0.01 | 0
2015 | NE_2_SPP_N | NE | SPP_N | Internal | Summer | B6 | 300 | 12798 | 3229.56 | 49.56 | 49.58 | 0.01 | 0
2015 | NE_2_SPP_N | NE | SPP_N | Internal | Summer | B7 | 400 | 12798 | 2579.92 | 43.72 | 43.73 | 0.01 | 0
2015 | NE_2_SPP_N | NE | SPP_N | Internal | Summer | B8 | 500 | 12798 | 3025.04 | 37.97 | 37.98 | 0.01 | 0
2015 | NE_2_SPP_N | NE | SPP_N | Internal | Summer | B9 | 800 | 12798 | 2079.89 | 36.67 | 36.69 | 0.01 | 0
2015 | NE_2_SPP_N | NE | SPP_N | Internal | Summer | B10 | 1262 | 12798 | 2595.06 | 36.26 | 36.27 | 0.01 | 0
2015 | NE_2_SPP_N | NE | SPP_N | Internal | Winter | B16 | 25 | 12798 | 2891.32 | 52.91 | 52.92 | 0.01 | 0
2015 | NE_2_SPP_N | NE | SPP_N | Internal | Winter | B17 | 100 | 12798 | 1347.01 | 41.9 | 41.91 | 0.01 | 0
2015 | NE_2_SPP_N | NE | SPP_N | Internal | Winter | B18 | 400 | 12798 | 1751.45 | 40.08 | 40.09 | 0.01 | 0
2015 | NE_2_SPP_N | NE | SPP_N | Internal | Winter | B19 | 700 | 12798 | 1411.36 | 40.08 | 40.09 | 0.01 | 0
2015 | NE_2_SPP_N | NE | SPP_N | Internal | Winter | B20 | 935 | 12798 | 2100.18 | 39.99 | 40.01 | 0.01 | 0
2015 | NEISO_2_NYISO_A-F | NEISO | NYISO_A-F | Internal | Shoulder | B11 | 25 | 600 | 600 | 36.9 | 41.34 | 3 | 1.44
2015 | NEISO_2_NYISO_A-F | NEISO | NYISO_A-F | Internal | Shoulder | B12 | 200 | 600 | 600 | 36.9 | 40.13 | 3 | 0.23
2015 | NEISO_2_NYISO_A-F | NEISO | NYISO_A-F | Internal | Shoulder | B13 | 600 | 600 | 0 | 36.9 | 39.89 | 3 | 0
2015 | NEISO_2_NYISO_A-F | NEISO | NYISO_A-F | Internal | Shoulder | B14 | 900 | 600 | 0 | 36.9 | 38.89 | 3 | 0
2015 | NEISO_2_NYISO_A-F | NEISO | NYISO_A-F | Internal | Shoulder | B15 | 1203 | 600 | 0 | 36.9 | 38.89 | 3 | 0
2015 | NEISO_2_NYISO_A-F | NEISO | NYISO_A-F | Internal | Summer | B1 | 10 | 600 | 0 | 54.98 | 51.98 | 3 | 0
2015 | NEISO_2_NYISO_A-F | NEISO | NYISO_A-F | Internal | Summer | B2 | 25 | 600 | 0 | 53.84 | 51.98 | 3 | 0
2015 | NEISO_2_NYISO_A-F | NEISO | NYISO_A-F | Internal | Summer | B3 | 75 | 600 | 0 | 47.3 | 50.28 | 3 | 0
2015 | NEISO_2_NYISO_A-F | NEISO | NYISO_A-F | Internal | Summer | B4 | 100 | 600 | 600 | 40 | 46.05 | 3 | 3.05
2015 | NEISO_2_NYISO_A-F | NEISO | NYISO_A-F | Internal | Summer | B5 | 200 | 600 | 600 | 37.55 | 45.07 | 3 | 4.52
2015 | NEISO_2_NYISO_A-F | NEISO | NYISO_A-F | Internal | Summer | B6 | 300 | 600 | 600 | 34.2 | 42.53 | 3 | 5.33
2015 | NEISO_2_NYISO_A-F | NEISO | NYISO_A-F | Internal | Summer | B7 | 400 | 600 | 600 | 34.2 | 38.8 | 3 | 1.6
2015 | NEISO_2_NYISO_A-F | NEISO | NYISO_A-F | Internal | Summer | B8 | 500 | 600 | 600 | 34.2 | 37.27 | 3 | 0.07
2015 | NEISO_2_NYISO_A-F | NEISO | NYISO_A-F | Internal | Summer | B9 | 800 | 600 | 439.67 | 34.2 | 37.2 | 3 | 0
2015 | NEISO_2_NYISO_A-F | NEISO | NYISO_A-F | Internal | Summer | B10 | 1262 | 600 | 426.09 | 34.2 | 37.2 | 3 | 0
2015 | NEISO_2_NYISO_A-F | NEISO | NYISO_A-F | Internal | Winter | B16 | 25 | 600 | 0 | 45.29 | 46.66 | 3 | 0
2015 | NEISO_2_NYISO_A-F | NEISO | NYISO_A-F | Internal | Winter | B17 | 100 | 600 | 0 | 45.29 | 43.6 | 3 | 0
2015 | NEISO_2_NYISO_A-F | NEISO | NYISO_A-F | Internal | Winter | B18 | 400 | 600 | 0 | 45.29 | 43.6 | 3 | 0
2015 | NEISO_2_NYISO_A-F | NEISO | NYISO_A-F | Internal | Winter | B19 | 700 | 600 | 0 | 45.29 | 43.6 | 3 | 0
2015 | NEISO_2_NYISO_A-F | NEISO | NYISO_A-F | Internal | Winter | B20 | 935 | 600 | 0 | 45.29 | 43.6 | 3 | 0
2015 | NEISO_2_NYISO_G-I | NEISO | NYISO_G-I | Internal | Shoulder | B11 | 25 | 600 | 600 | 36.9 | 41.35 | 3 | 1.45
2015 | NEISO_2_NYISO_G-I | NEISO | NYISO_G-I | Internal | Shoulder | B12 | 200 | 600 | 600 | 36.9 | 40.14 | 3 | 0.25
2015 | NEISO_2_NYISO_G-I | NEISO | NYISO_G-I | Internal | Shoulder | B13 | 600 | 600 | 167.77 | 36.9 | 39.9 | 3 | 0
2015 | NEISO_2_NYISO_G-I | NEISO | NYISO_G-I | Internal | Shoulder | B14 | 900 | 600 | 0 | 36.9 | 38.91 | 3 | 0
2015 | NEISO_2_NYISO_G-I | NEISO | NYISO_G-I | Internal | Shoulder | B15 | 1203 | 600 | 0 | 36.9 | 38.91 | 3 | 0
2015 | NEISO_2_NYISO_G-I | NEISO | NYISO_G-I | Internal | Summer | B1 | 10 | 600 | 0 | 54.98 | 53.7 | 3 | 0
2015 | NEISO_2_NYISO_G-I | NEISO | NYISO_G-I | Internal | Summer | B2 | 25 | 600 | 0 | 53.84 | 53.45 | 3 | 0
2015 | NEISO_2_NYISO_G-I | NEISO | NYISO_G-I | Internal | Summer | B3 | 75 | 600 | 0 | 47.3 | 50.29 | 3 | 0
2015 | NEISO_2_NYISO_G-I | NEISO | NYISO_G-I | Internal | Summer | B4 | 100 | 600 | 600 | 40 | 49.5 | 3 | 6.5
2015 | NEISO_2_NYISO_G-I | NEISO | NYISO_G-I | Internal | Summer | B5 | 200 | 600 | 600 | 37.55 | 49.5 | 3 | 8.95
2015 | NEISO_2_NYISO_G-I | NEISO | NYISO_G-I | Internal | Summer | B6 | 300 | 600 | 600 | 34.2 | 49.5 | 3 | 12.29
2015 | NEISO_2_NYISO_G-I | NEISO | NYISO_G-I | Internal | Summer | B7 | 400 | 600 | 600 | 34.2 | 38.82 | 3 | 1.61
2015 | NEISO_2_NYISO_G-I | NEISO | NYISO_G-I | Internal | Summer | B8 | 500 | 600 | 600 | 34.2 | 37.28 | 3 | 0.08
2015 | NEISO_2_NYISO_G-I | NEISO | NYISO_G-I | Internal | Summer | B9 | 800 | 600 | 600 | 34.2 | 37.21 | 3 | 0.01
2015 | NEISO_2_NYISO_G-I | NEISO | NYISO_G-I | Internal | Summer | B10 | 1262 | 600 | 600 | 34.2 | 37.21 | 3 | 0.01
2015 | NEISO_2_NYISO_G-I | NEISO | NYISO_G-I | Internal | Winter | B16 | 25 | 600 | 600 | 45.29 | 51.19 | 3 | 2.9
2015 | NEISO_2_NYISO_G-I | NEISO | NYISO_G-I | Internal | Winter | B17 | 100 | 600 | 428.54 | 45.29 | 48.29 | 3 | 0
2015 | NEISO_2_NYISO_G-I | NEISO | NYISO_G-I | Internal | Winter | B18 | 400 | 600 | 261.35 | 45.29 | 48.29 | 3 | 0
2015 | NEISO_2_NYISO_G-I | NEISO | NYISO_G-I | Internal | Winter | B19 | 700 | 600 | 0 | 45.29 | 47.71 | 3 | 0
2015 | NEISO_2_NYISO_G-I | NEISO | NYISO_G-I | Internal | Winter | B20 | 935 | 600 | 0 | 45.29 | 44.31 | 3 | 0
2015 | NEISO_2_NYISO_J-K | NEISO | NYISO_J-K | Internal | Shoulder | B11 | 25 | 520 | 520 | 36.9 | 41.36 | 3 | 1.46
2015 | NEISO_2_NYISO_J-K | NEISO | NYISO_J-K | Internal | Shoulder | B12 | 200 | 520 | 520 | 36.9 | 40.16 | 3 | 0.26
2015 | NEISO_2_NYISO_J-K | NEISO | NYISO_J-K | Internal | Shoulder | B13 | 600 | 520 | 520 | 36.9 | 39.91 | 3 | 0.01
2015 | NEISO_2_NYISO_J-K | NEISO | NYISO_J-K | Internal | Shoulder | B14 | 900 | 520 | 0 | 36.9 | 38.92 | 3 | 0
2015 | NEISO_2_NYISO_J-K | NEISO | NYISO_J-K | Internal | Shoulder | B15 | 1203 | 520 | 0 | 36.9 | 38.92 | 3 | 0
2015 | NEISO_2_NYISO_J-K | NEISO | NYISO_J-K | Internal | Summer | B1 | 10 | 520 | 0 | 54.98 | 53.71 | 3 | 0
2015 | NEISO_2_NYISO_J-K | NEISO | NYISO_J-K | Internal | Summer | B2 | 25 | 520 | 0 | 53.84 | 53.46 | 3 | 0
2015 | NEISO_2_NYISO_J-K | NEISO | NYISO_J-K | Internal | Summer | B3 | 75 | 520 | 502.48 | 47.3 | 50.3 | 3 | 0
2015 | NEISO_2_NYISO_J-K | NEISO | NYISO_J-K | Internal | Summer | B4 | 100 | 520 | 520 | 40 | 49.51 | 3 | 6.51
2015 | NEISO_2_NYISO_J-K | NEISO | NYISO_J-K | Internal | Summer | B5 | 200 | 520 | 520 | 37.55 | 49.51 | 3 | 8.96
2015 | NEISO_2_NYISO_J-K | NEISO | NYISO_J-K | Internal | Summer | B6 | 300 | 520 | 520 | 34.2 | 49.51 | 3 | 12.31
2015 | NEISO_2_NYISO_J-K | NEISO | NYISO_J-K | Internal | Summer | B7 | 400 | 520 | 520 | 34.2 | 38.83 | 3 | 1.63
2015 | NEISO_2_NYISO_J-K | NEISO | NYISO_J-K | Internal | Summer | B8 | 500 | 520 | 520 | 34.2 | 37.29 | 3 | 0.09
2015 | NEISO_2_NYISO_J-K | NEISO | NYISO_J-K | Internal | Summer | B9 | 800 | 520 | 520 | 34.2 | 37.23 | 3 | 0.02
2015 | NEISO_2_NYISO_J-K | NEISO | NYISO_J-K | Internal | Summer | B10 | 1262 | 520 | 520 | 34.2 | 37.23 | 3 | 0.02
2015 | NEISO_2_NYISO_J-K | NEISO | NYISO_J-K | Internal | Winter | B16 | 25 | 520 | 520 | 45.29 | 51.21 | 3 | 2.91
2015 | NEISO_2_NYISO_J-K | NEISO | NYISO_J-K | Internal | Winter | B17 | 100 | 520 | 520 | 45.29 | 48.3 | 3 | 0.01
2015 | NEISO_2_NYISO_J-K | NEISO | NYISO_J-K | Internal | Winter | B18 | 400 | 520 | 520 | 45.29 | 48.3 | 3 | 0.01
2015 | NEISO_2_NYISO_J-K | NEISO | NYISO_J-K | Internal | Winter | B19 | 700 | 520 | 0 | 45.29 | 48.14 | 3 | 0
2015 | NEISO_2_NYISO_J-K | NEISO | NYISO_J-K | Internal | Winter | B20 | 935 | 520 | 0 | 45.29 | 44.32 | 3 | 0
2015 | NonRTO_Midwest_2_MISO_IN | NonRTO_Midwest | MISO_IN | Internal | Shoulder | B11 | 25 | 4450 | 0 | 56.42 | 48.42 | 8 | 0
2015 | NonRTO_Midwest_2_MISO_IN | NonRTO_Midwest | MISO_IN | Internal | Shoulder | B12 | 200 | 4450 | 0 | 48.14 | 40.14 | 8 | 0
2015 | NonRTO_Midwest_2_MISO_IN | NonRTO_Midwest | MISO_IN | Internal | Shoulder | B13 | 600 | 4450 | 0 | 45.23 | 37.97 | 8 | 0
2015 | NonRTO_Midwest_2_MISO_IN | NonRTO_Midwest | MISO_IN | Internal | Shoulder | B14 | 900 | 4450 | 0 | 35.7 | 35.91 | 8 | 0
2015 | NonRTO_Midwest_2_MISO_IN | NonRTO_Midwest | MISO_IN | Internal | Shoulder | B15 | 1203 | 4450 | 0 | 34.01 | 34.3 | 8 | 0
2015 | NonRTO_Midwest_2_MISO_IN | NonRTO_Midwest | MISO_IN | Internal | Summer | B1 | 10 | 4450 | 0 | 65.02 | 59.69 | 8 | 0
2015 | NonRTO_Midwest_2_MISO_IN | NonRTO_Midwest | MISO_IN | Internal | Summer | B2 | 25 | 4450 | 0 | 65.02 | 58.83 | 8 | 0
2015 | NonRTO_Midwest_2_MISO_IN | NonRTO_Midwest | MISO_IN | Internal | Summer | B3 | 75 | 4450 | 0 | 65.02 | 57.92 | 8 | 0
2015 | NonRTO_Midwest_2_MISO_IN | NonRTO_Midwest | MISO_IN | Internal | Summer | B4 | 100 | 4450 | 0 | 61.4 | 53.4 | 8 | 0
2015 | NonRTO_Midwest_2_MISO_IN | NonRTO_Midwest | MISO_IN | Internal | Summer | B5 | 200 | 4450 | 0 | 54.43 | 46.43 | 8 | 0
2015 | NonRTO_Midwest_2_MISO_IN | NonRTO_Midwest | MISO_IN | Internal | Summer | B6 | 300 | 4450 | 0 | 50.54 | 42.54 | 8 | 0
2015 | NonRTO_Midwest_2_MISO_IN | NonRTO_Midwest | MISO_IN | Internal | Summer | B7 | 400 | 4450 | 0 | 35.19 | 36.72 | 8 | 0
2015 | NonRTO_Midwest_2_MISO_IN | NonRTO_Midwest | MISO_IN | Internal | Summer | B8 | 500 | 4450 | 0 | 34.01 | 34.4 | 8 | 0
2015 | NonRTO_Midwest_2_MISO_IN | NonRTO_Midwest | MISO_IN | Internal | Summer | B9 | 800 | 4450 | 0 | 33.9 | 33.52 | 8 | 0
2015 | NonRTO_Midwest_2_MISO_IN | NonRTO_Midwest | MISO_IN | Internal | Summer | B10 | 1262 | 4450 | 0 | 33.23 | 32.12 | 8 | 0
2015 | NonRTO_Midwest_2_MISO_IN | NonRTO_Midwest | MISO_IN | Internal | Winter | B16 | 25 | 4450 | 0 | 57.17 | 49.17 | 8 | 0
2015 | NonRTO_Midwest_2_MISO_IN | NonRTO_Midwest | MISO_IN | Internal | Winter | B17 | 100 | 4450 | 0 | 51.22 | 43.22 | 8 | 0
2015 | NonRTO_Midwest_2_MISO_IN | NonRTO_Midwest | MISO_IN | Internal | Winter | B18 | 400 | 4450 | 0 | 46.45 | 38.45 | 8 | 0
2015 | NonRTO_Midwest_2_MISO_IN | NonRTO_Midwest | MISO_IN | Internal | Winter | B19 | 700 | 4450 | 0 | 35.88 | 36.65 | 8 | 0
2015 | NonRTO_Midwest_2_MISO_IN | NonRTO_Midwest | MISO_IN | Internal | Winter | B20 | 935 | 4450 | 0 | 34.01 | 33.5 | 8 | 0
2015 | NonRTO_Midwest_2_TVA_Transmission | NonRTO_Midwest | TVA_Transmission | Internal | Shoulder | B11 | 25 | 2400 | 0 | 56.42 | 55.19 | 8 | 0
2015 | NonRTO_Midwest_2_TVA_Transmission | NonRTO_Midwest | TVA_Transmission | Internal | Shoulder | B12 | 200 | 2400 | 0 | 48.14 | 44.21 | 8 | 0
2015 | NonRTO_Midwest_2_TVA_Transmission | NonRTO_Midwest | TVA_Transmission | Internal | Shoulder | B13 | 600 | 2400 | 0 | 45.23 | 42.33 | 8 | 0
2015 | NonRTO_Midwest_2_TVA_Transmission | NonRTO_Midwest | TVA_Transmission | Internal | Shoulder | B14 | 900 | 2400 | 0 | 35.7 | 40.81 | 8 | 0
2015 | NonRTO_Midwest_2_TVA_Transmission | NonRTO_Midwest | TVA_Transmission | Internal | Shoulder | B15 | 1203 | 2400 | 0 | 34.01 | 40.09 | 8 | 0
2015 | NonRTO_Midwest_2_TVA_Transmission | NonRTO_Midwest | TVA_Transmission | Internal | Summer | B1 | 10 | 2400 | 0 | 65.02 | 67.68 | 8 | 0
2015 | NonRTO_Midwest_2_TVA_Transmission | NonRTO_Midwest | TVA_Transmission | Internal | Summer | B2 | 25 | 2400 | 0 | 65.02 | 66.82 | 8 | 0
2015 | NonRTO_Midwest_2_TVA_Transmission | NonRTO_Midwest | TVA_Transmission | Internal | Summer | B3 | 75 | 2400 | 0 | 65.02 | 64.29 | 8 | 0
2015 | NonRTO_Midwest_2_TVA_Transmission | NonRTO_Midwest | TVA_Transmission | Internal | Summer | B4 | 100 | 2400 | 0 | 61.4 | 61.38 | 8 | 0
2015 | NonRTO_Midwest_2_TVA_Transmission | NonRTO_Midwest | TVA_Transmission | Internal | Summer | B5 | 200 | 2400 | 0 | 54.43 | 53.41 | 8 | 0
2015 | NonRTO_Midwest_2_TVA_Transmission | NonRTO_Midwest | TVA_Transmission | Internal | Summer | B6 | 300 | 2400 | 0 | 50.54 | 49.55 | 8 | 0
2015 | NonRTO_Midwest_2_TVA_Transmission | NonRTO_Midwest | TVA_Transmission | Internal | Summer | B7 | 400 | 2400 | 0 | 35.19 | 42.94 | 8 | 0
2015 | NonRTO_Midwest_2_TVA_Transmission | NonRTO_Midwest | TVA_Transmission | Internal | Summer | B8 | 500 | 2400 | 0 | 34.01 | 39.72 | 8 | 0
2015 | NonRTO_Midwest_2_TVA_Transmission | NonRTO_Midwest | TVA_Transmission | Internal | Summer | B9 | 800 | 2400 | 0 | 33.9 | 39.21 | 8 | 0
2015 | NonRTO_Midwest_2_TVA_Transmission | NonRTO_Midwest | TVA_Transmission | Internal | Summer | B10 | 1262 | 2400 | 0 | 33.23 | 36.78 | 8 | 0
2015 | NonRTO_Midwest_2_TVA_Transmission | NonRTO_Midwest | TVA_Transmission | Internal | Winter | B16 | 25 | 2400 | 0 | 57.17 | 56.67 | 8 | 0
2015 | NonRTO_Midwest_2_TVA_Transmission | NonRTO_Midwest | TVA_Transmission | Internal | Winter | B17 | 100 | 2400 | 0 | 51.22 | 47.07 | 8 | 0
2015 | NonRTO_Midwest_2_TVA_Transmission | NonRTO_Midwest | TVA_Transmission | Internal | Winter | B18 | 400 | 2400 | 0 | 46.45 | 42.96 | 8 | 0
2015 | NonRTO_Midwest_2_TVA_Transmission | NonRTO_Midwest | TVA_Transmission | Internal | Winter | B19 | 700 | 2400 | 0 | 35.88 | 40.97 | 8 | 0
2015 | NonRTO_Midwest_2_TVA_Transmission | NonRTO_Midwest | TVA_Transmission | Internal | Winter | B20 | 935 | 2400 | 0 | 34.01 | 39.95 | 8 | 0
2015 | NYISO_A-F_2_IESO | NYISO_A-F | IESO | Internal | Shoulder | B11 | 25 | 1600 | 0 | 41.34 | 34.34 | 7 | 0
2015 | NYISO_A-F_2_IESO | NYISO_A-F | IESO | Internal | Shoulder | B12 | 200 | 1600 | 0 | 40.13 | 33.13 | 7 | 0
2015 | NYISO_A-F_2_IESO | NYISO_A-F | IESO | Internal | Shoulder | B13 | 600 | 1600 | 0 | 39.89 | 31.41 | 7 | 0
2015 | NYISO_A-F_2_IESO | NYISO_A-F | IESO | Internal | Shoulder | B14 | 900 | 1600 | 0 | 38.89 | 31.41 | 7 | 0
2015 | NYISO_A-F_2_IESO | NYISO_A-F | IESO | Internal | Shoulder | B15 | 1203 | 1600 | 0 | 38.89 | 31.41 | 7 | 0
2015 | NYISO_A-F_2_IESO | NYISO_A-F | IESO | Internal | Summer | B1 | 10 | 1600 | 0 | 51.98 | 44.98 | 7 | 0
2015 | NYISO_A-F_2_IESO | NYISO_A-F | IESO | Internal | Summer | B2 | 25 | 1600 | 0 | 51.98 | 41.04 | 7 | 0
2015 | NYISO_A-F_2_IESO | NYISO_A-F | IESO | Internal | Summer | B3 | 75 | 1600 | 0 | 50.28 | 38.07 | 7 | 0
2015 | NYISO_A-F_2_IESO | NYISO_A-F | IESO | Internal | Summer | B4 | 100 | 1600 | 0 | 46.05 | 38.07 | 7 | 0
2015 | NYISO_A-F_2_IESO | NYISO_A-F | IESO | Internal | Summer | B5 | 200 | 1600 | 0 | 45.07 | 38.07 | 7 | 0
2015 | NYISO_A-F_2_IESO | NYISO_A-F | IESO | Internal | Summer | B6 | 300 | 1600 | 0 | 42.53 | 35.53 | 7 | 0
2015 | NYISO_A-F_2_IESO | NYISO_A-F | IESO | Internal | Summer | B7 | 400 | 1600 | 0 | 38.8 | 30.2 | 7 | 0
2015 | NYISO_A-F_2_IESO | NYISO_A-F | IESO | Internal | Summer | B8 | 500 | 1600 | 0 | 37.27 | 30.2 | 7 | 0
2015 | NYISO_A-F_2_IESO | NYISO_A-F | IESO | Internal | Summer | B9 | 800 | 1600 | 0 | 37.2 | 30.2 | 7 | 0
2015 | NYISO_A-F_2_IESO | NYISO_A-F | IESO | Internal | Summer | B10 | 1262 | 1600 | 0 | 37.2 | 30.2 | 7 | 0
2015 | NYISO_A-F_2_IESO | NYISO_A-F | IESO | Internal | Winter | B16 | 25 | 1600 | 0 | 46.66 | 39.66 | 7 | 0
2015 | NYISO_A-F_2_IESO | NYISO_A-F | IESO | Internal | Winter | B17 | 100 | 1600 | 0 | 43.6 | 36.6 | 7 | 0
2015 | NYISO_A-F_2_IESO | NYISO_A-F | IESO | Internal | Winter | B18 | 400 | 1600 | 0 | 43.6 | 36.6 | 7 | 0
2015 | NYISO_A-F_2_IESO | NYISO_A-F | IESO | Internal | Winter | B19 | 700 | 1600 | 0 | 43.6 | 36.6 | 7 | 0
2015 | NYISO_A-F_2_IESO | NYISO_A-F | IESO | Internal | Winter | B20 | 935 | 1600 | 0 | 43.6 | 36.6 | 7 | 0
2015 | NYISO_A-F_2_NEISO | NYISO_A-F | NEISO | Internal | Shoulder | B11 | 25 | 600 | 0 | 41.34 | 36.9 | 3 | 0
2015 | NYISO_A-F_2_NEISO | NYISO_A-F | NEISO | Internal | Shoulder | B12 | 200 | 600 | 0 | 40.13 | 36.9 | 3 | 0
2015 | NYISO_A-F_2_NEISO | NYISO_A-F | NEISO | Internal | Shoulder | B13 | 600 | 600 | 0 | 39.89 | 36.9 | 3 | 0
2015 | NYISO_A-F_2_NEISO | NYISO_A-F | NEISO | Internal | Shoulder | B14 | 900 | 600 | 0 | 38.89 | 36.9 | 3 | 0
2015 | NYISO_A-F_2_NEISO | NYISO_A-F | NEISO | Internal | Shoulder | B15 | 1203 | 600 | 0 | 38.89 | 36.9 | 3 | 0
2015 | NYISO_A-F_2_NEISO | NYISO_A-F | NEISO | Internal | Summer | B1 | 10 | 600 | 340.9 | 51.98 | 54.98 | 3 | 0
2015 | NYISO_A-F_2_NEISO | NYISO_A-F | NEISO | Internal | Summer | B2 | 25 | 600 | 0 | 51.98 | 53.84 | 3 | 0
2015 | NYISO_A-F_2_NEISO | NYISO_A-F | NEISO | Internal | Summer | B3 | 75 | 600 | 0 | 50.28 | 47.3 | 3 | 0
2015 | NYISO_A-F_2_NEISO | NYISO_A-F | NEISO | Internal | Summer | B4 | 100 | 600 | 0 | 46.05 | 40 | 3 | 0
2015 | NYISO_A-F_2_NEISO | NYISO_A-F | NEISO | Internal | Summer | B5 | 200 | 600 | 0 | 45.07 | 37.55 | 3 | 0
2015 | NYISO_A-F_2_NEISO | NYISO_A-F | NEISO | Internal | Summer | B6 | 300 | 600 | 0 | 42.53 | 34.2 | 3 | 0
2015 | NYISO_A-F_2_NEISO | NYISO_A-F | NEISO | Internal | Summer | B7 | 400 | 600 | 0 | 38.8 | 34.2 | 3 | 0
2015 | NYISO_A-F_2_NEISO | NYISO_A-F | NEISO | Internal | Summer | B8 | 500 | 600 | 0 | 37.27 | 34.2 | 3 | 0
2015 | NYISO_A-F_2_NEISO | NYISO_A-F | NEISO | Internal | Summer | B9 | 800 | 600 | 0 | 37.2 | 34.2 | 3 | 0
2015 | NYISO_A-F_2_NEISO | NYISO_A-F | NEISO | Internal | Summer | B10 | 1262 | 600 | 0 | 37.2 | 34.2 | 3 | 0
2015 | NYISO_A-F_2_NEISO | NYISO_A-F | NEISO | Internal | Winter | B16 | 25 | 600 | 0 | 46.66 | 45.29 | 3 | 0
2015 | NYISO_A-F_2_NEISO | NYISO_A-F | NEISO | Internal | Winter | B17 | 100 | 600 | 0 | 43.6 | 45.29 | 3 | 0
2015 | NYISO_A-F_2_NEISO | NYISO_A-F | NEISO | Internal | Winter | B18 | 400 | 600 | 0 | 43.6 | 45.29 | 3 | 0
2015 | NYISO_A-F_2_NEISO | NYISO_A-F | NEISO | Internal | Winter | B19 | 700 | 600 | 0 | 43.6 | 45.29 | 3 | 0
2015 | NYISO_A-F_2_NEISO | NYISO_A-F | NEISO | Internal | Winter | B20 | 935 | 600 | 0 | 43.6 | 45.29 | 3 | 0
2015 | NYISO_A-F_2_NYISO_G-I | NYISO_A-F | NYISO_G-I | Internal | Shoulder | B11 | 25 | 4888 | 4189.39 | 41.34 | 41.35 | 0.01 | 0
2015 | NYISO_A-F_2_NYISO_G-I | NYISO_A-F | NYISO_G-I | Internal | Shoulder | B12 | 200 | 4888 | 4370.5 | 40.13 | 40.14 | 0.01 | 0
2015 | NYISO_A-F_2_NYISO_G-I | NYISO_A-F | NYISO_G-I | Internal | Shoulder | B13 | 600 | 4888 | 4397.59 | 39.89 | 39.9 | 0.01 | 0
2015 | NYISO_A-F_2_NYISO_G-I | NYISO_A-F | NYISO_G-I | Internal | Shoulder | B14 | 900 | 4888 | 4749.86 | 38.89 | 38.91 | 0.01 | 0
2015 | NYISO_A-F_2_NYISO_G-I | NYISO_A-F | NYISO_G-I | Internal | Shoulder | B15 | 1203 | 4888 | 2913.19 | 38.89 | 38.91 | 0.01 | 0
2015 | NYISO_A-F_2_NYISO_G-I | NYISO_A-F | NYISO_G-I | Internal | Summer | B1 | 10 | 4888 | 4888 | 51.98 | 53.7 | 0.01 | 1.71
2015 | NYISO_A-F_2_NYISO_G-I | NYISO_A-F | NYISO_G-I | Internal | Summer | B2 | 25 | 4888 | 4888 | 51.98 | 53.45 | 0.01 | 1.46
2015 | NYISO_A-F_2_NYISO_G-I | NYISO_A-F | NYISO_G-I | Internal | Summer | B3 | 75 | 4888 | 3980.79 | 50.28 | 50.29 | 0.01 | 0
2015 | NYISO_A-F_2_NYISO_G-I | NYISO_A-F | NYISO_G-I | Internal | Summer | B4 | 100 | 4888 | 4888 | 46.05 | 49.5 | 0.01 | 3.43
2015 | NYISO_A-F_2_NYISO_G-I | NYISO_A-F | NYISO_G-I | Internal | Summer | B5 | 200 | 4888 | 4888 | 45.07 | 49.5 | 0.01 | 4.41
2015 | NYISO_A-F_2_NYISO_G-I | NYISO_A-F | NYISO_G-I | Internal | Summer | B6 | 300 | 4888 | 4888 | 42.53 | 49.5 | 0.01 | 6.96
2015 | NYISO_A-F_2_NYISO_G-I | NYISO_A-F | NYISO_G-I | Internal | Summer | B7 | 400 | 4888 | 3972.82 | 38.8 | 38.82 | 0.01 | 0
2015 | NYISO_A-F_2_NYISO_G-I | NYISO_A-F | NYISO_G-I | Internal | Summer | B8 | 500 | 4888 | 4016.37 | 37.27 | 37.28 | 0.01 | 0
2015 | NYISO_A-F_2_NYISO_G-I | NYISO_A-F | NYISO_G-I | Internal | Summer | B9 | 800 | 4888 | 3396.62 | 37.2 | 37.21 | 0.01 | 0
2015 | NYISO_A-F_2_NYISO_G-I | NYISO_A-F | NYISO_G-I | Internal | Summer | B10 | 1262 | 4888 | 1167.52 | 37.2 | 37.21 | 0.01 | 0
2015 | NYISO_A-F_2_NYISO_G-I | NYISO_A-F | NYISO_G-I | Internal | Winter | B16 | 25 | 4888 | 4888 | 46.66 | 51.19 | 0.01 | 4.52
2015 | NYISO_A-F_2_NYISO_G-I | NYISO_A-F | NYISO_G-I | Internal | Winter | B17 | 100 | 4888 | 4888 | 43.6 | 48.29 | 0.01 | 4.68
2015 | NYISO_A-F_2_NYISO_G-I | NYISO_A-F | NYISO_G-I | Internal | Winter | B18 | 400 | 4888 | 4888 | 43.6 | 48.29 | 0.01 | 4.68
2015 | NYISO_A-F_2_NYISO_G-I | NYISO_A-F | NYISO_G-I | Internal | Winter | B19 | 700 | 4888 | 4888 | 43.6 | 47.71 | 0.01 | 4.1
2015 | NYISO_A-F_2_NYISO_G-I | NYISO_A-F | NYISO_G-I | Internal | Winter | B20 | 935 | 4888 | 4888 | 43.6 | 44.31 | 0.01 | 0.7
2015 | NYISO_A-F_2_PJM_ROM | NYISO_A-F | PJM_ROM | Internal | Shoulder | B11 | 25 | 1000 | 999.99 | 41.34 | 49.36 | 8 | 0.02
2015 | NYISO_A-F_2_PJM_ROM | NYISO_A-F | PJM_ROM | Internal | Shoulder | B12 | 200 | 1000 | 0 | 40.13 | 42.14 | 8 | 0
2015 | NYISO_A-F_2_PJM_ROM | NYISO_A-F | PJM_ROM | Internal | Shoulder | B13 | 600 | 1000 | 0 | 39.89 | 39.97 | 8 | 0
2015 | NYISO_A-F_2_PJM_ROM | NYISO_A-F | PJM_ROM | Internal | Shoulder | B14 | 900 | 1000 | 0 | 38.89 | 39.3 | 8 | 0
2015 | NYISO_A-F_2_PJM_ROM | NYISO_A-F | PJM_ROM | Internal | Shoulder | B15 | 1203 | 1000 | 0 | 38.89 | 37.03 | 8 | 0
2015 | NYISO_A-F_2_PJM_ROM | NYISO_A-F | PJM_ROM | Internal | Summer | B1 | 10 | 1000 | 1000 | 51.98 | 61.69 | 8 | 1.71
2015 | NYISO_A-F_2_PJM_ROM | NYISO_A-F | PJM_ROM | Internal | Summer | B2 | 25 | 1000 | 1000 | 51.98 | 60.83 | 8 | 0.85
2015 | NYISO_A-F_2_PJM_ROM | NYISO_A-F | PJM_ROM | Internal | Summer | B3 | 75 | 1000 | 888.51 | 50.28 | 58.28 | 8 | 0
2015 | NYISO_A-F_2_PJM_ROM | NYISO_A-F | PJM_ROM | Internal | Summer | B4 | 100 | 1000 | 1000 | 46.05 | 55.39 | 8 | 1.34
2015 | NYISO_A-F_2_PJM_ROM | NYISO_A-F | PJM_ROM | Internal | Summer | B5 | 200 | 1000 | 0 | 45.07 | 48.44 | 8 | 0
2015 | NYISO_A-F_2_PJM_ROM | NYISO_A-F | PJM_ROM | Internal | Summer | B6 | 300 | 1000 | 0 | 42.53 | 44.54 | 8 | 0
2015 | NYISO_A-F_2_PJM_ROM | NYISO_A-F | PJM_ROM | Internal | Summer | B7 | 400 | 1000 | 0 | 38.8 | 38.73 | 8 | 0
2015 | NYISO_A-F_2_PJM_ROM | NYISO_A-F | PJM_ROM | Internal | Summer | B8 | 500 | 1000 | 0 | 37.27 | 37.2 | 8 | 0
2015 | NYISO_A-F_2_PJM_ROM | NYISO_A-F | PJM_ROM | Internal | Summer | B9 | 800 | 1000 | 0 | 37.2 | 37.03 | 8 | 0
2015 | NYISO_A-F_2_PJM_ROM | NYISO_A-F | PJM_ROM | Internal | Summer | B10 | 1262 | 1000 | 0 | 37.2 | 34.55 | 8 | 0
2015 | NYISO_A-F_2_PJM_ROM | NYISO_A-F | PJM_ROM | Internal | Winter | B16 | 25 | 1000 | 0 | 46.66 | 51.16 | 8 | 0
2015 | NYISO_A-F_2_PJM_ROM | NYISO_A-F | PJM_ROM | Internal | Winter | B17 | 100 | 1000 | 0 | 43.6 | 45.21 | 8 | 0
2015 | NYISO_A-F_2_PJM_ROM | NYISO_A-F | PJM_ROM | Internal | Winter | B18 | 400 | 1000 | 0 | 43.6 | 44.02 | 8 | 0
2015 | NYISO_A-F_2_PJM_ROM | NYISO_A-F | PJM_ROM | Internal | Winter | B19 | 700 | 1000 | 0 | 43.6 | 41.7 | 8 | 0
2015 | NYISO_A-F_2_PJM_ROM | NYISO_A-F | PJM_ROM | Internal | Winter | B20 | 935 | 1000 | 0 | 43.6 | 37.6 | 8 | 0
2015 | NYISO_G-I_2_NEISO | NYISO_G-I | NEISO | Internal | Shoulder | B11 | 25 | 600 | 0 | 41.35 | 36.9 | 3 | 0
2015 | NYISO_G-I_2_NEISO | NYISO_G-I | NEISO | Internal | Shoulder | B12 | 200 | 600 | 0 | 40.14 | 36.9 | 3 | 0
2015 | NYISO_G-I_2_NEISO | NYISO_G-I | NEISO | Internal | Shoulder | B13 | 600 | 600 | 0 | 39.9 | 36.9 | 3 | 0
2015 | NYISO_G-I_2_NEISO | NYISO_G-I | NEISO | Internal | Shoulder | B14 | 900 | 600 | 0 | 38.91 | 36.9 | 3 | 0
2015 | NYISO_G-I_2_NEISO | NYISO_G-I | NEISO | Internal | Shoulder | B15 | 1203 | 600 | 0 | 38.91 | 36.9 | 3 | 0
2015 | NYISO_G-I_2_NEISO | NYISO_G-I | NEISO | Internal | Summer | B1 | 10 | 600 | 0 | 53.7 | 54.98 | 3 | 0
2015 | NYISO_G-I_2_NEISO | NYISO_G-I | NEISO | Internal | Summer | B2 | 25 | 600 | 0 | 53.45 | 53.84 | 3 | 0
2015 | NYISO_G-I_2_NEISO | NYISO_G-I | NEISO | Internal | Summer | B3 | 75 | 600 | 0 | 50.29 | 47.3 | 3 | 0
2015 | NYISO_G-I_2_NEISO | NYISO_G-I | NEISO | Internal | Summer | B4 | 100 | 600 | 0 | 49.5 | 40 | 3 | 0
2015 | NYISO_G-I_2_NEISO | NYISO_G-I | NEISO | Internal | Summer | B5 | 200 | 600 | 0 | 49.5 | 37.55 | 3 | 0
2015 | NYISO_G-I_2_NEISO | NYISO_G-I | NEISO | Internal | Summer | B6 | 300 | 600 | 0 | 49.5 | 34.2 | 3 | 0
2015 | NYISO_G-I_2_NEISO | NYISO_G-I | NEISO | Internal | Summer | B7 | 400 | 600 | 0 | 38.82 | 34.2 | 3 | 0
2015 | NYISO_G-I_2_NEISO | NYISO_G-I | NEISO | Internal | Summer | B8 | 500 | 600 | 0 | 37.28 | 34.2 | 3 | 0
2015 | NYISO_G-I_2_NEISO | NYISO_G-I | NEISO | Internal | Summer | B9 | 800 | 600 | 0 | 37.21 | 34.2 | 3 | 0
2015 | NYISO_G-I_2_NEISO | NYISO_G-I | NEISO | Internal | Summer | B10 | 1262 | 600 | 0 | 37.21 | 34.2 | 3 | 0
2015 | NYISO_G-I_2_NEISO | NYISO_G-I | NEISO | Internal | Winter | B16 | 25 | 600 | 0 | 51.19 | 45.29 | 3 | 0
2015 | NYISO_G-I_2_NEISO | NYISO_G-I | NEISO | Internal | Winter | B17 | 100 | 600 | 0 | 48.29 | 45.29 | 3 | 0
2015 | NYISO_G-I_2_NEISO | NYISO_G-I | NEISO | Internal | Winter | B18 | 400 | 600 | 0 | 48.29 | 45.29 | 3 | 0
2015 | NYISO_G-I_2_NEISO | NYISO_G-I | NEISO | Internal | Winter | B19 | 700 | 600 | 0 | 47.71 | 45.29 | 3 | 0
2015 | NYISO_G-I_2_NEISO | NYISO_G-I | NEISO | Internal | Winter | B20 | 935 | 600 | 0 | 44.31 | 45.29 | 3 | 0
2015 | NYISO_G-I_2_NYISO_A-F | NYISO_G-I | NYISO_A-F | Internal | Shoulder | B11 | 25 | 2637 | 0 | 41.35 | 41.34 | 0.01 | 0
2015 | NYISO_G-I_2_NYISO_A-F | NYISO_G-I | NYISO_A-F | Internal | Shoulder | B12 | 200 | 2637 | 0 | 40.14 | 40.13 | 0.01 | 0
2015 | NYISO_G-I_2_NYISO_A-F | NYISO_G-I | NYISO_A-F | Internal | Shoulder | B13 | 600 | 2637 | 0 | 39.9 | 39.89 | 0.01 | 0
2015 | NYISO_G-I_2_NYISO_A-F | NYISO_G-I | NYISO_A-F | Internal | Shoulder | B14 | 900 | 2637 | 0 | 38.91 | 38.89 | 0.01 | 0
2015 | NYISO_G-I_2_NYISO_A-F | NYISO_G-I | NYISO_A-F | Internal | Shoulder | B15 | 1203 | 2637 | 0 | 38.91 | 38.89 | 0.01 | 0
2015 | NYISO_G-I_2_NYISO_A-F | NYISO_G-I | NYISO_A-F | Internal | Summer | B1 | 10 | 2637 | 0 | 53.7 | 51.98 | 0.01 | 0
2015 | NYISO_G-I_2_NYISO_A-F | NYISO_G-I | NYISO_A-F | Internal | Summer | B2 | 25 | 2637 | 0 | 53.45 | 51.98 | 0.01 | 0
2015 | NYISO_G-I_2_NYISO_A-F | NYISO_G-I | NYISO_A-F | Internal | Summer | B3 | 75 | 2637 | 0 | 50.29 | 50.28 | 0.01 | 0
2015 | NYISO_G-I_2_NYISO_A-F | NYISO_G-I | NYISO_A-F | Internal | Summer | B4 | 100 | 2637 | 0 | 49.5 | 46.05 | 0.01 | 0
2015 | NYISO_G-I_2_NYISO_A-F | NYISO_G-I | NYISO_A-F | Internal | Summer | B5 | 200 | 2637 | 0 | 49.5 | 45.07 | 0.01 | 0
2015 | NYISO_G-I_2_NYISO_A-F | NYISO_G-I | NYISO_A-F | Internal | Summer | B6 | 300 | 2637 | 0 | 49.5 | 42.53 | 0.01 | 0
2015 | NYISO_G-I_2_NYISO_A-F | NYISO_G-I | NYISO_A-F | Internal | Summer | B7 | 400 | 2637 | 0 | 38.82 | 38.8 | 0.01 | 0
2015 | NYISO_G-I_2_NYISO_A-F | NYISO_G-I | NYISO_A-F | Internal | Summer | B8 | 500 | 2637 | 0 | 37.28 | 37.27 | 0.01 | 0
2015 | NYISO_G-I_2_NYISO_A-F | NYISO_G-I | NYISO_A-F | Internal | Summer | B9 | 800 | 2637 | 0 | 37.21 | 37.2 | 0.01 | 0
2015 | NYISO_G-I_2_NYISO_A-F | NYISO_G-I | NYISO_A-F | Internal | Summer | B10 | 1262 | 2637 | 0 | 37.21 | 37.2 | 0.01 | 0
2015 | NYISO_G-I_2_NYISO_A-F | NYISO_G-I | NYISO_A-F | Internal | Winter | B16 | 25 | 2637 | 0 | 51.19 | 46.66 | 0.01 | 0
2015 | NYISO_G-I_2_NYISO_A-F | NYISO_G-I | NYISO_A-F | Internal | Winter | B17 | 100 | 2637 | 0 | 48.29 | 43.6 | 0.01 | 0
2015 | NYISO_G-I_2_NYISO_A-F | NYISO_G-I | NYISO_A-F | Internal | Winter | B18 | 400 | 2637 | 0 | 48.29 | 43.6 | 0.01 | 0
2015 | NYISO_G-I_2_NYISO_A-F | NYISO_G-I | NYISO_A-F | Internal | Winter | B19 | 700 | 2637 | 0 | 47.71 | 43.6 | 0.01 | 0
2015 | NYISO_G-I_2_NYISO_A-F | NYISO_G-I | NYISO_A-F | Internal | Winter | B20 | 935 | 2637 | 0 | 44.31 | 43.6 | 0.01 | 0
2015 | NYISO_G-I_2_NYISO_J-K | NYISO_G-I | NYISO_J-K | Internal | Shoulder | B11 | 25 | 6130 | 4387.33 | 41.35 | 41.36 | 0.01 | 0
2015 | NYISO_G-I_2_NYISO_J-K | NYISO_G-I | NYISO_J-K | Internal | Shoulder | B12 | 200 | 6130 | 5018.53 | 40.14 | 40.16 | 0.01 | 0
2015 | NYISO_G-I_2_NYISO_J-K | NYISO_G-I | NYISO_J-K | Internal | Shoulder | B13 | 600 | 6130 | 4737.37 | 39.9 | 39.91 | 0.01 | 0
2015 | NYISO_G-I_2_NYISO_J-K | NYISO_G-I | NYISO_J-K | Internal | Shoulder | B14 | 900 | 6130 | 4536.84 | 38.91 | 38.92 | 0.01 | 0
2015 | NYISO_G-I_2_NYISO_J-K | NYISO_G-I | NYISO_J-K | Internal | Shoulder | B15 | 1203 | 6130 | 2873.71 | 38.91 | 38.92 | 0.01 | 0
2015 | NYISO_G-I_2_NYISO_J-K | NYISO_G-I | NYISO_J-K | Internal | Summer | B1 | 10 | 6130 | 3188.96 | 53.7 | 53.71 | 0.01 | 0
2015 | NYISO_G-I_2_NYISO_J-K | NYISO_G-I | NYISO_J-K | Internal | Summer | B2 | 25 | 6130 | 4196.12 | 53.45 | 53.46 | 0.01 | 0
2015 | NYISO_G-I_2_NYISO_J-K | NYISO_G-I | NYISO_J-K | Internal | Summer | B3 | 75 | 6130 | 2349.39 | 50.29 | 50.3 | 0.01 | 0
2015 | NYISO_G-I_2_NYISO_J-K | NYISO_G-I | NYISO_J-K | Internal | Summer | B4 | 100 | 6130 | 5484.53 | 49.5 | 49.51 | 0.01 | 0
2015 | NYISO_G-I_2_NYISO_J-K | NYISO_G-I | NYISO_J-K | Internal | Summer | B5 | 200 | 6130 | 5623.3 | 49.5 | 49.51 | 0.01 | 0
2015 | NYISO_G-I_2_NYISO_J-K | NYISO_G-I | NYISO_J-K | Internal | Summer | B6 | 300 | 6130 | 5822.68 | 49.5 | 49.51 | 0.01 | 0
2015 | NYISO_G-I_2_NYISO_J-K | NYISO_G-I | NYISO_J-K | Internal | Summer | B7 | 400 | 6130 | 5089.22 | 38.82 | 38.83 | 0.01 | 0
2015 | NYISO_G-I_2_NYISO_J-K | NYISO_G-I | NYISO_J-K | Internal | Summer | B8 | 500 | 6130 | 5291.49 | 37.28 | 37.29 | 0.01 | 0
2015 | NYISO_G-I_2_NYISO_J-K | NYISO_G-I | NYISO_J-K | Internal | Summer | B9 | 800 | 6130 | 4881.56 | 37.21 | 37.23 | 0.01 | 0
2015 | NYISO_G-I_2_NYISO_J-K | NYISO_G-I | NYISO_J-K | Internal | Summer | B10 | 1262 | 6130 | 3105.1 | 37.21 | 37.23 | 0.01 | 0
2015 | NYISO_G-I_2_NYISO_J-K | NYISO_G-I | NYISO_J-K | Internal | Winter | B16 | 25 | 6130 | 5980.13 | 51.19 | 51.21 | 0.01 | 0
2015 | NYISO_G-I_2_NYISO_J-K | NYISO_G-I | NYISO_J-K | Internal | Winter | B17 | 100 | 6130 | 5926.24 | 48.29 | 48.3 | 0.01 | 0
2015 | NYISO_G-I_2_NYISO_J-K | NYISO_G-I | NYISO_J-K | Internal | Winter | B18 | 400 | 6130 | 5833.59 | 48.29 | 48.3 | 0.01 | 0
2015 | NYISO_G-I_2_NYISO_J-K | NYISO_G-I | NYISO_J-K | Internal | Winter | B19 | 700 | 6130 | 6130 | 47.71 | 48.14 | 0.01 | 0.41
2015 | NYISO_G-I_2_NYISO_J-K | NYISO_G-I | NYISO_J-K | Internal | Winter | B20 | 935 | 6130 | 5591.9 | 44.31 | 44.32 | 0.01 | 0
2015 | NYISO_G-I_2_PJM_E | NYISO_G-I | PJM_E | Internal | Shoulder | B11 | 25 | 1500 | 380.03 | 41.35 | 49.35 | 8 | 0
2015 | NYISO_G-I_2_PJM_E | NYISO_G-I | PJM_E | Internal | Shoulder | B12 | 200 | 1500 | 0 | 40.14 | 42.16 | 8 | 0
2015 | NYISO_G-I_2_PJM_E | NYISO_G-I | PJM_E | Internal | Shoulder | B13 | 600 | 1500 | 0 | 39.9 | 39.98 | 8 | 0
2015 | NYISO_G-I_2_PJM_E | NYISO_G-I | PJM_E | Internal | Shoulder | B14 | 900 | 1500 | 0 | 38.91 | 39.31 | 8 | 0
2015 | NYISO_G-I_2_PJM_E | NYISO_G-I | PJM_E | Internal | Shoulder | B15 | 1203 | 1500 | 0 | 38.91 | 37.04 | 8 | 0
2015 | NYISO_G-I_2_PJM_E | NYISO_G-I | PJM_E | Internal | Summer | B1 | 10 | 1500 | 838.83 | 53.7 | 61.7 | 8 | 0
2015 | NYISO_G-I_2_PJM_E | NYISO_G-I | PJM_E | Internal | Summer | B2 | 25 | 1500 | 0 | 53.45 | 60.84 | 8 | 0
2015 | NYISO_G-I_2_PJM_E | NYISO_G-I | PJM_E | Internal | Summer | B3 | 75 | 1500 | 1352.92 | 50.29 | 58.29 | 8 | 0
2015 | NYISO_G-I_2_PJM_E | NYISO_G-I | PJM_E | Internal | Summer | B4 | 100 | 1500 | 0 | 49.5 | 55.4 | 8 | 0
2015 | NYISO_G-I_2_PJM_E | NYISO_G-I | PJM_E | Internal | Summer | B5 | 200 | 1500 | 0 | 49.5 | 48.45 | 8 | 0
2015 | NYISO_G-I_2_PJM_E | NYISO_G-I | PJM_E | Internal | Summer | B6 | 300 | 1500 | 0 | 49.5 | 44.55 | 8 | 0
2015 | NYISO_G-I_2_PJM_E | NYISO_G-I | PJM_E | Internal | Summer | B7 | 400 | 1500 | 0 | 38.82 | 38.74 | 8 | 0
2015 | NYISO_G-I_2_PJM_E | NYISO_G-I | PJM_E | Internal | Summer | B8 | 500 | 1500 | 0 | 37.28 | 37.21 | 8 | 0
2015 | NYISO_G-I_2_PJM_E | NYISO_G-I | PJM_E | Internal | Summer | B9 | 800 | 1500 | 0 | 37.21 | 37.04 | 8 | 0
2015 | NYISO_G-I_2_PJM_E | NYISO_G-I | PJM_E | Internal | Summer | B10 | 1262 | 1500 | 0 | 37.21 | 34.56 | 8 | 0
2015 | NYISO_G-I_2_PJM_E | NYISO_G-I | PJM_E | Internal | Winter | B16 | 25 | 1500 | 0 | 51.19 | 51.17 | 8 | 0
2015 | NYISO_G-I_2_PJM_E | NYISO_G-I | PJM_E | Internal | Winter | B17 | 100 | 1500 | 0 | 48.29 | 45.22 | 8 | 0
2015 | NYISO_G-I_2_PJM_E | NYISO_G-I | PJM_E | Internal | Winter | B18 | 400 | 1500 | 0 | 48.29 | 44.03 | 8 | 0
2015 | NYISO_G-I_2_PJM_E | NYISO_G-I | PJM_E | Internal | Winter | B19 | 700 | 1500 | 0 | 47.71 | 41.71 | 8 | 0
2015 | NYISO_G-I_2_PJM_E | NYISO_G-I | PJM_E | Internal | Winter | B20 | 935 | 1500 | 0 | 44.31 | 37.61 | 8 | 0
2015 | NYISO_J-K_2_NEISO | NYISO_J-K | NEISO | Internal | Shoulder | B11 | 25 | 90 | 0 | 41.36 | 36.9 | 3 | 0
2015 | NYISO_J-K_2_NEISO | NYISO_J-K | NEISO | Internal | Shoulder | B12 | 200 | 90 | 0 | 40.16 | 36.9 | 3 | 0
2015 | NYISO_J-K_2_NEISO | NYISO_J-K | NEISO | Internal | Shoulder | B13 | 600 | 90 | 0 | 39.91 | 36.9 | 3 | 0
2015 | NYISO_J-K_2_NEISO | NYISO_J-K | NEISO | Internal | Shoulder | B14 | 900 | 90 | 0 | 38.92 | 36.9 | 3 | 0
2015 | NYISO_J-K_2_NEISO | NYISO_J-K | NEISO | Internal | Shoulder | B15 | 1203 | 90 | 0 | 38.92 | 36.9 | 3 | 0
2015 | NYISO_J-K_2_NEISO | NYISO_J-K | NEISO | Internal | Summer | B1 | 10 | 90 | 0 | 53.71 | 54.98 | 3 | 0
2015 | NYISO_J-K_2_NEISO | NYISO_J-K | NEISO | Internal | Summer | B2 | 25 | 90 | 0 | 53.46 | 53.84 | 3 | 0
2015 | NYISO_J-K_2_NEISO | NYISO_J-K | NEISO | Internal | Summer | B3 | 75 | 90 | 0 | 50.3 | 47.3 | 3 | 0
2015 | NYISO_J-K_2_NEISO | NYISO_J-K | NEISO | Internal | Summer | B4 | 100 | 90 | 0 | 49.51 | 40 | 3 | 0
2015 | NYISO_J-K_2_NEISO | NYISO_J-K | NEISO | Internal | Summer | B5 | 200 | 90 | 0 | 49.51 | 37.55 | 3 | 0
2015 | NYISO_J-K_2_NEISO | NYISO_J-K | NEISO | Internal | Summer | B6 | 300 | 90 | 0 | 49.51 | 34.2 | 3 | 0
2015 | NYISO_J-K_2_NEISO | NYISO_J-K | NEISO | Internal | Summer | B7 | 400 | 90 | 0 | 38.83 | 34.2 | 3 | 0
2015 | NYISO_J-K_2_NEISO | NYISO_J-K | NEISO | Internal | Summer | B8 | 500 | 90 | 0 | 37.29 | 34.2 | 3 | 0
2015 | NYISO_J-K_2_NEISO | NYISO_J-K | NEISO | Internal | Summer | B9 | 800 | 90 | 0 | 37.23 | 34.2 | 3 | 0
2015 | NYISO_J-K_2_NEISO | NYISO_J-K | NEISO | Internal | Summer | B10 | 1262 | 90 | 0 | 37.23 | 34.2 | 3 | 0
2015 | NYISO_J-K_2_NEISO | NYISO_J-K | NEISO | Internal | Winter | B16 | 25 | 90 | 0 | 51.21 | 45.29 | 3 | 0
2015 | NYISO_J-K_2_NEISO | NYISO_J-K | NEISO | Internal | Winter | B17 | 100 | 90 | 0 | 48.3 | 45.29 | 3 | 0
2015 | NYISO_J-K_2_NEISO | NYISO_J-K | NEISO | Internal | Winter | B18 | 400 | 90 | 0 | 48.3 | 45.29 | 3 | 0
2015 | NYISO_J-K_2_NEISO | NYISO_J-K | NEISO | Internal | Winter | B19 | 700 | 90 | 0 | 48.14 | 45.29 | 3 | 0
2015 | NYISO_J-K_2_NEISO | NYISO_J-K | NEISO | Internal | Winter | B20 | 935 | 90 | 0 | 44.32 | 45.29 | 3 | 0
2015 | NYISO_J-K_2_NYISO_G-I | NYISO_J-K | NYISO_G-I | Internal | Shoulder | B11 | 25 | 1999 | 0 | 41.36 | 41.35 | 0.01 | 0
2015 | NYISO_J-K_2_NYISO_G-I | NYISO_J-K | NYISO_G-I | Internal | Shoulder | B12 | 200 | 1999 | 0 | 40.16 | 40.14 | 0.01 | 0
2015 | NYISO_J-K_2_NYISO_G-I | NYISO_J-K | NYISO_G-I | Internal | Shoulder | B13 | 600 | 1999 | 0 | 39.91 | 39.9 | 0.01 | 0
2015 | NYISO_J-K_2_NYISO_G-I | NYISO_J-K | NYISO_G-I | Internal | Shoulder | B14 | 900 | 1999 | 0 | 38.92 | 38.91 | 0.01 | 0
2015 | NYISO_J-K_2_NYISO_G-I | NYISO_J-K | NYISO_G-I | Internal | Shoulder | B15 | 1203 | 1999 | 0 | 38.92 | 38.91 | 0.01 | 0
2015 | NYISO_J-K_2_NYISO_G-I | NYISO_J-K | NYISO_G-I | Internal | Summer | B1 | 10 | 1999 | 0.02 | 53.71 | 53.7 | 0.01 | 0
2015 | NYISO_J-K_2_NYISO_G-I | NYISO_J-K | NYISO_G-I | Internal | Summer | B2 | 25 | 1999 | 0 | 53.46 | 53.45 | 0.01 | 0
2015 | NYISO_J-K_2_NYISO_G-I | NYISO_J-K | NYISO_G-I | Internal | Summer | B3 | 75 | 1999 | 0 | 50.3 | 50.29 | 0.01 | 0
2015 | NYISO_J-K_2_NYISO_G-I | NYISO_J-K | NYISO_G-I | Internal | Summer | B4 | 100 | 1999 | 0 | 49.51 | 49.5 | 0.01 | 0
2015 | NYISO_J-K_2_NYISO_G-I | NYISO_J-K | NYISO_G-I | Internal | Summer | B5 | 200 | 1999 | 0 | 49.51 | 49.5 | 0.01 | 0
2015 | NYISO_J-K_2_NYISO_G-I | NYISO_J-K | NYISO_G-I | Internal | Summer | B6 | 300 | 1999 | 0 | 49.51 | 49.5 | 0.01 | 0
2015 | NYISO_J-K_2_NYISO_G-I | NYISO_J-K | NYISO_G-I | Internal | Summer | B7 | 400 | 1999 | 0 | 38.83 | 38.82 | 0.01 | 0
2015 | NYISO_J-K_2_NYISO_G-I | NYISO_J-K | NYISO_G-I | Internal | Summer | B8 | 500 | 1999 | 0 | 37.29 | 37.28 | 0.01 | 0
2015 | NYISO_J-K_2_NYISO_G-I | NYISO_J-K | NYISO_G-I | Internal | Summer | B9 | 800 | 1999 | 0 | 37.23 | 37.21 | 0.01 | 0
2015 | NYISO_J-K_2_NYISO_G-I | NYISO_J-K | NYISO_G-I | Internal | Summer | B10 | 1262 | 1999 | 0 | 37.23 | 37.21 | 0.01 | 0
2015 | NYISO_J-K_2_NYISO_G-I | NYISO_J-K | NYISO_G-I | Internal | Winter | B16 | 25 | 1999 | 0 | 51.21 | 51.19 | 0.01 | 0
2015 | NYISO_J-K_2_NYISO_G-I | NYISO_J-K | NYISO_G-I | Internal | Winter | B17 | 100 | 1999 | 0 | 48.3 | 48.29 | 0.01 | 0
2015 | NYISO_J-K_2_NYISO_G-I | NYISO_J-K | NYISO_G-I | Internal | Winter | B18 | 400 | 1999 | 0 | 48.3 | 48.29 | 0.01 | 0
2015 | NYISO_J-K_2_NYISO_G-I | NYISO_J-K | NYISO_G-I | Internal | Winter | B19 | 700 | 1999 | 0 | 48.14 | 47.71 | 0.01 | 0
2015 | NYISO_J-K_2_NYISO_G-I | NYISO_J-K | NYISO_G-I | Internal | Winter | B20 | 935 | 1999 | 0 | 44.32 | 44.31 | 0.01 | 0
2015 | NYISO_J-K_2_PJM_E | NYISO_J-K | PJM_E | Internal | Shoulder | B11 | 25 | 330 | 0.01 | 41.36 | 49.35 | 8 | 0
2015 | NYISO_J-K_2_PJM_E | NYISO_J-K | PJM_E | Internal | Shoulder | B12 | 200 | 330 | 0 | 40.16 | 42.16 | 8 | 0
2015 | NYISO_J-K_2_PJM_E | NYISO_J-K | PJM_E | Internal | Shoulder | B13 | 600 | 330 | 0 | 39.91 | 39.98 | 8 | 0
2015 | NYISO_J-K_2_PJM_E | NYISO_J-K | PJM_E | Internal | Shoulder | B14 | 900 | 330 | 0 | 38.92 | 39.31 | 8 | 0
2015 | NYISO_J-K_2_PJM_E | NYISO_J-K | PJM_E | Internal | Shoulder | B15 | 1203 | 330 | 0 | 38.92 | 37.04 | 8 | 0
2015 | NYISO_J-K_2_PJM_E | NYISO_J-K | PJM_E | Internal | Summer | B1 | 10 | 330 | 0.04 | 53.71 | 61.7 | 8 | 0
2015 | NYISO_J-K_2_PJM_E | NYISO_J-K | PJM_E | Internal | Summer | B2 | 25 | 330 | 0 | 53.46 | 60.84 | 8 | 0
2015 | NYISO_J-K_2_PJM_E | NYISO_J-K | PJM_E | Internal | Summer | B3 | 75 | 330 | 0 | 50.3 | 58.29 | 8 | 0
2015 | NYISO_J-K_2_PJM_E | NYISO_J-K | PJM_E | Internal | Summer | B4 | 100 | 330 | 0 | 49.51 | 55.4 | 8 | 0
2015 | NYISO_J-K_2_PJM_E | NYISO_J-K | PJM_E | Internal | Summer | B5 | 200 | 330 | 0 | 49.51 | 48.45 | 8 | 0
2015 | NYISO_J-K_2_PJM_E | NYISO_J-K | PJM_E | Internal | Summer | B6 | 300 | 330 | 0 | 49.51 | 44.55 | 8 | 0
2015 | NYISO_J-K_2_PJM_E | NYISO_J-K | PJM_E | Internal | Summer | B7 | 400 | 330 | 0 | 38.83 | 38.74 | 8 | 0
2015 | NYISO_J-K_2_PJM_E | NYISO_J-K | PJM_E | Internal | Summer | B8 | 500 | 330 | 0 | 37.29 | 37.21 | 8 | 0
2015 | NYISO_J-K_2_PJM_E | NYISO_J-K | PJM_E | Internal | Summer | B9 | 800 | 330 | 0 | 37.23 | 37.04 | 8 | 0
2015 | NYISO_J-K_2_PJM_E | NYISO_J-K | PJM_E | Internal | Summer | B10 | 1262 | 330 | 0 | 37.23 | 34.56 | 8 | 0
2015 | NYISO_J-K_2_PJM_E | NYISO_J-K | PJM_E | Internal | Winter | B16 | 25 | 330 | 0 | 51.21 | 51.17 | 8 | 0
2015 | NYISO_J-K_2_PJM_E | NYISO_J-K | PJM_E | Internal | Winter | B17 | 100 | 330 | 0 | 48.3 | 45.22 | 8 | 0
2015 | NYISO_J-K_2_PJM_E | NYISO_J-K | PJM_E | Internal | Winter | B18 | 400 | 330 | 0 | 48.3 | 44.03 | 8 | 0
2015 | NYISO_J-K_2_PJM_E | NYISO_J-K | PJM_E | Internal | Winter | B19 | 700 | 330 | 0 | 48.14 | 41.71 | 8 | 0
2015 | NYISO_J-K_2_PJM_E | NYISO_J-K | PJM_E | Internal | Winter | B20 | 935 | 330 | 0 | 44.32 | 37.61 | 8 | 0
2015 | PJM_E_2_NYISO_G-I | PJM_E | NYISO_G-I | Internal | Shoulder | B11 | 25 | 500 | 0 | 49.35 | 41.35 | 6 | 0
2015 | PJM_E_2_NYISO_G-I | PJM_E | NYISO_G-I | Internal | Shoulder | B12 | 200 | 500 | 0 | 42.16 | 40.14 | 6 | 0
2015 | PJM_E_2_NYISO_G-I | PJM_E | NYISO_G-I | Internal | Shoulder | B13 | 600 | 500 | 0 | 39.98 | 39.9 | 6 | 0
2015 | PJM_E_2_NYISO_G-I | PJM_E | NYISO_G-I | Internal | Shoulder | B14 | 900 | 500 | 0 | 39.31 | 38.91 | 6 | 0
2015 | PJM_E_2_NYISO_G-I | PJM_E | NYISO_G-I | Internal | Shoulder | B15 | 1203 | 500 | 0 | 37.04 | 38.91 | 6 | 0
2015 | PJM_E_2_NYISO_G-I | PJM_E | NYISO_G-I | Internal | Summer | B1 | 10 | 500 | 0 | 61.7 | 53.7 | 6 | 0
2015 | PJM_E_2_NYISO_G-I | PJM_E | NYISO_G-I | Internal | Summer | B2 | 25 | 500 | 0 | 60.84 | 53.45 | 6 | 0
2015 | PJM_E_2_NYISO_G-I | PJM_E | NYISO_G-I | Internal | Summer | B3 | 75 | 500 | 0 | 58.29 | 50.29 | 6 | 0
2015 | PJM_E_2_NYISO_G-I | PJM_E | NYISO_G-I | Internal | Summer | B4 | 100 | 500 | 0 | 55.4 | 49.5 | 6 | 0
2015 | PJM_E_2_NYISO_G-I | PJM_E | NYISO_G-I | Internal | Summer | B5 | 200 | 500 | 0 | 48.45 | 49.5 | 6 | 0
2015 | PJM_E_2_NYISO_G-I | PJM_E | NYISO_G-I | Internal | Summer | B6 | 300 | 500 | 0 | 44.55 | 49.5 | 6 | 0
2015 | PJM_E_2_NYISO_G-I | PJM_E | NYISO_G-I | Internal | Summer | B7 | 400 | 500 | 0 | 38.74 | 38.82 | 6 | 0
2015 | PJM_E_2_NYISO_G-I | PJM_E | NYISO_G-I | Internal | Summer | B8 | 500 | 500 | 0 | 37.21 | 37.28 | 6 | 0
2015 | PJM_E_2_NYISO_G-I | PJM_E | NYISO_G-I | Internal | Summer | B9 | 800 | 500 | 0 | 37.04 | 37.21 | 6 | 0
2015 | PJM_E_2_NYISO_G-I | PJM_E | NYISO_G-I | Internal | Summer | B10 | 1262 | 500 | 0 | 34.56 | 37.21 | 6 | 0
2015 | PJM_E_2_NYISO_G-I | PJM_E | NYISO_G-I | Internal | Winter | B16 | 25 | 500 | 0 | 51.17 | 51.19 | 6 | 0
2015 | PJM_E_2_NYISO_G-I | PJM_E | NYISO_G-I | Internal | Winter | B17 | 100 | 500 | 0 | 45.22 | 48.29 | 6 | 0
2015 | PJM_E_2_NYISO_G-I | PJM_E | NYISO_G-I | Internal | Winter | B18 | 400 | 500 | 0 | 44.03 | 48.29 | 6 | 0
2015 | PJM_E_2_NYISO_G-I | PJM_E | NYISO_G-I | Internal | Winter | B19 | 700 | 500 | 380.78 | 41.71 | 47.71 | 6 | 0
2015 | PJM_E_2_NYISO_G-I | PJM_E | NYISO_G-I | Internal | Winter | B20 | 935 | 500 | 500 | 37.61 | 44.31 | 6 | 0.7
2015 | PJM_E_2_NYISO_J-K | PJM_E | NYISO_J-K | Internal | Shoulder | B11 | 25 | 330 | 0 | 49.35 | 41.36 | 6 | 0
2015 | PJM_E_2_NYISO_J-K | PJM_E | NYISO_J-K | Internal | Shoulder | B12 | 200 | 330 | 0 | 42.16 | 40.16 | 6 | 0
2015 | PJM_E_2_NYISO_J-K | PJM_E | NYISO_J-K | Internal | Shoulder | B13 | 600 | 330 | 0 | 39.98 | 39.91 | 6 | 0
2015 | PJM_E_2_NYISO_J-K | PJM_E | NYISO_J-K | Internal | Shoulder | B14 | 900 | 330 | 0 | 39.31 | 38.92 | 6 | 0
2015 | PJM_E_2_NYISO_J-K | PJM_E | NYISO_J-K | Internal | Shoulder | B15 | 1203 | 330 | 0 | 37.04 | 38.92 | 6 | 0
2015 | PJM_E_2_NYISO_J-K | PJM_E | NYISO_J-K | Internal | Summer | B1 | 10 | 330 | 0 | 61.7 | 53.71 | 6 | 0
2015 | PJM_E_2_NYISO_J-K | PJM_E | NYISO_J-K | Internal | Summer | B2 | 25 | 330 | 0 | 60.84 | 53.46 | 6 | 0
2015 | PJM_E_2_NYISO_J-K | PJM_E | NYISO_J-K | Internal | Summer | B3 | 75 | 330 | 0 | 58.29 | 50.3 | 6 | 0
2015 | PJM_E_2_NYISO_J-K | PJM_E | NYISO_J-K | Internal | Summer | B4 | 100 | 330 | 0 | 55.4 | 49.51 | 6 | 0
2015 | PJM_E_2_NYISO_J-K | PJM_E | NYISO_J-K | Internal | Summer | B5 | 200 | 330 | 0 | 48.45 | 49.51 | 6 | 0
2015 | PJM_E_2_NYISO_J-K | PJM_E | NYISO_J-K | Internal | Summer | B6 | 300 | 330 | 0 | 44.55 | 49.51 | 6 | 0
2015 | PJM_E_2_NYISO_J-K | PJM_E | NYISO_J-K | Internal | Summer | B7 | 400 | 330 | 0 | 38.74 | 38.83 | 6 | 0
2015 | PJM_E_2_NYISO_J-K | PJM_E | NYISO_J-K | Internal | Summer | B8 | 500 | 330 | 0 | 37.21 | 37.29 | 6 | 0
2015 | PJM_E_2_NYISO_J-K | PJM_E | NYISO_J-K | Internal | Summer | B9 | 800 | 330 | 0 | 37.04 | 37.23 | 6 | 0
2015 | PJM_E_2_NYISO_J-K | PJM_E | NYISO_J-K | Internal | Summer | B10 | 1262 | 330 | 0 | 34.56 | 37.23 | 6 | 0
2015 | PJM_E_2_NYISO_J-K | PJM_E | NYISO_J-K | Internal | Winter | B16 | 25 | 330 | 0 | 51.17 | 51.21 | 6 | 0
2015 | PJM_E_2_NYISO_J-K | PJM_E | NYISO_J-K | Internal | Winter | B17 | 100 | 330 | 0 | 45.22 | 48.3 | 6 | 0
2015 | PJM_E_2_NYISO_J-K | PJM_E | NYISO_J-K | Internal | Winter | B18 | 400 | 330 | 0 | 44.03 | 48.3 | 6 | 0
2015 | PJM_E_2_NYISO_J-K | PJM_E | NYISO_J-K | Internal | Winter | B19 | 700 | 330 | 330 | 41.71 | 48.14 | 6 | 0.43
2015 | PJM_E_2_NYISO_J-K | PJM_E | NYISO_J-K | Internal | Winter | B20 | 935 | 330 | 330 | 37.61 | 44.32 | 6 | 0.71
2015 | PJM_E_2_PJM_ROM | PJM_E | PJM_ROM | Internal | Shoulder | B11 | 25 | 8000 | 1821.87 | 49.35 | 49.36 | 0.01 | 0
2015 | PJM_E_2_PJM_ROM | PJM_E | PJM_ROM | Internal | Shoulder | B12 | 200 | 8000 | 0 | 42.16 | 42.14 | 0.01 | 0
2015 | PJM_E_2_PJM_ROM | PJM_E | PJM_ROM | Internal | Shoulder | B13 | 600 | 8000 | 0 | 39.98 | 39.97 | 0.01 | 0
2015 | PJM_E_2_PJM_ROM | PJM_E | PJM_ROM | Internal | Shoulder | B14 | 900 | 8000 | 0 | 39.31 | 39.3 | 0.01 | 0
2015 | PJM_E_2_PJM_ROM | PJM_E | PJM_ROM | Internal | Shoulder | B15 | 1203 | 8000 | 0 | 37.04 | 37.03 | 0.01 | 0
2015 | PJM_E_2_PJM_ROM | PJM_E | PJM_ROM | Internal | Summer | B1 | 10 | 8000 | 0.02 | 61.7 | 61.69 | 0.01 | 0
2015 | PJM_E_2_PJM_ROM | PJM_E | PJM_ROM | Internal | Summer | B2 | 25 | 8000 | 0 | 60.84 | 60.83 | 0.01 | 0
2015 | PJM_E_2_PJM_ROM | PJM_E | PJM_ROM | Internal | Summer | B3 | 75 | 8000 | 0 | 58.29 | 58.28 | 0.01 | 0
2015 | PJM_E_2_PJM_ROM | PJM_E | PJM_ROM | Internal | Summer | B4 | 100 | 8000 | 0 | 55.4 | 55.39 | 0.01 | 0
2015 | PJM_E_2_PJM_ROM | PJM_E | PJM_ROM | Internal | Summer | B5 | 200 | 8000 | 0 | 48.45 | 48.44 | 0.01 | 0
2015 | PJM_E_2_PJM_ROM | PJM_E | PJM_ROM | Internal | Summer | B6 | 300 | 8000 | 0 | 44.55 | 44.54 | 0.01 | 0
2015 | PJM_E_2_PJM_ROM | PJM_E | PJM_ROM | Internal | Summer | B7 | 400 | 8000 | 0 | 38.74 | 38.73 | 0.01 | 0
2015 | PJM_E_2_PJM_ROM | PJM_E | PJM_ROM | Internal | Summer | B8 | 500 | 8000 | 0 | 37.21 | 37.2 | 0.01 | 0
2015 | PJM_E_2_PJM_ROM | PJM_E | PJM_ROM | Internal | Summer | B9 | 800 | 8000 | 0 | 37.04 | 37.03 | 0.01 | 0
2015 | PJM_E_2_PJM_ROM | PJM_E | PJM_ROM | Internal | Summer | B10 | 1262 | 8000 | 0 | 34.56 | 34.55 | 0.01 | 0
2015 | PJM_E_2_PJM_ROM | PJM_E | PJM_ROM | Internal | Winter | B16 | 25 | 8000 | 0 | 51.17 | 51.16 | 0.01 | 0
2015 | PJM_E_2_PJM_ROM | PJM_E | PJM_ROM | Internal | Winter | B17 | 100 | 8000 | 0 | 45.22 | 45.21 | 0.01 | 0
2015 | PJM_E_2_PJM_ROM | PJM_E | PJM_ROM | Internal | Winter | B18 | 400 | 8000 | 0 | 44.03 | 44.02 | 0.01 | 0
2015 | PJM_E_2_PJM_ROM | PJM_E | PJM_ROM | Internal | Winter | B19 | 700 | 8000 | 0 | 41.71 | 41.7 | 0.01 | 0
2015 | PJM_E_2_PJM_ROM | PJM_E | PJM_ROM | Internal | Winter | B20 | 935 | 8000 | 0 | 37.61 | 37.6 | 0.01 | 0
2015 | PJM_ROR_2_MISO_IN | PJM_ROR | MISO_IN | Internal | Shoulder | B11 | 25 | 909 | 0 | 49.37 | 48.42 | 2 | 0
2015 | PJM_ROR_2_MISO_IN | PJM_ROR | MISO_IN | Internal | Shoulder | B12 | 200 | 909 | 0 | 42.13 | 40.14 | 2 | 0
2015 | PJM_ROR_2_MISO_IN | PJM_ROR | MISO_IN | Internal | Shoulder | B13 | 600 | 909 | 0 | 39.96 | 37.97 | 2 | 0
2015 | PJM_ROR_2_MISO_IN | PJM_ROR | MISO_IN | Internal | Shoulder | B14 | 900 | 909 | 0 | 37.9 | 35.91 | 2 | 0
2015 | PJM_ROR_2_MISO_IN | PJM_ROR | MISO_IN | Internal | Shoulder | B15 | 1203 | 909 | 0 | 35.25 | 34.3 | 2 | 0
2015 | PJM_ROR_2_MISO_IN | PJM_ROR | MISO_IN | Internal | Summer | B1 | 10 | 909 | 0 | 61.68 | 59.69 | 2 | 0
2015 | PJM_ROR_2_MISO_IN | PJM_ROR | MISO_IN | Internal | Summer | B2 | 25 | 909 | 0 | 60.82 | 58.83 | 2 | 0
2015 | PJM_ROR_2_MISO_IN | PJM_ROR | MISO_IN | Internal | Summer | B3 | 75 | 909 | 0 | 58.29 | 57.92 | 2 | 0
2015 | PJM_ROR_2_MISO_IN | PJM_ROR | MISO_IN | Internal | Summer | B4 | 100 | 909 | 0 | 55.38 | 53.4 | 2 | 0
2015 | PJM_ROR_2_MISO_IN | PJM_ROR | MISO_IN | Internal | Summer | B5 | 200 | 909 | 0 | 48.43 | 46.43 | 2 | 0
2015 | PJM_ROR_2_MISO_IN | PJM_ROR | MISO_IN | Internal | Summer | B6 | 300 | 909 | 0 | 44.53 | 42.54 | 2 | 0
2015 | PJM_ROR_2_MISO_IN | PJM_ROR | MISO_IN | Internal | Summer | B7 | 400 | 909 | 0 | 38.72 | 36.72 | 2 | 0
2015 | PJM_ROR_2_MISO_IN | PJM_ROR | MISO_IN | Internal | Summer | B8 | 500 | 909 | 0 | 36.4 | 34.4 | 2 | 0
2015 | PJM_ROR_2_MISO_IN | PJM_ROR | MISO_IN | Internal | Summer | B9 | 800 | 909 | 0 | 35.46 | 33.52 | 2 | 0
2015 | PJM_ROR_2_MISO_IN | PJM_ROR | MISO_IN | Internal | Summer | B10 | 1262 | 909 | 0 | 32.49 | 32.12 | 2 | 0
2015 | PJM_ROR_2_MISO_IN | PJM_ROR | MISO_IN | Internal | Winter | B16 | 25 | 909 | 0 | 51.15 | 49.17 | 2 | 0
2015 | PJM_ROR_2_MISO_IN | PJM_ROR | MISO_IN | Internal | Winter | B17 | 100 | 909 | 0 | 45.2 | 43.22 | 2 | 0
2015 | PJM_ROR_2_MISO_IN | PJM_ROR | MISO_IN | Internal | Winter | B18 | 400 | 909 | 0 | 40.33 | 38.45 | 2 | 0
2015 | PJM_ROR_2_MISO_IN | PJM_ROR | MISO_IN | Internal | Winter | B19 | 700 | 909 | 0 | 37.89 | 36.65 | 2 | 0
2015 | PJM_ROR_2_MISO_IN | PJM_ROR | MISO_IN | Internal | Winter | B20 | 935 | 909 | 0 | 35.09 | 33.5 | 2 | 0
2015 | PJM_ROR_2_MISO_MI | PJM_ROR | MISO_MI | Internal | Shoulder | B11 | 25 | 1305 | 0 | 49.37 | 47.37 | 2 | 0
2015 | PJM_ROR_2_MISO_MI | PJM_ROR | MISO_MI | Internal | Shoulder | B12 | 200 | 1305 | 0 | 42.13 | 40.13 | 2 | 0
2015 | PJM_ROR_2_MISO_MI | PJM_ROR | MISO_MI | Internal | Shoulder | B13 | 600 | 1305 | 0 | 39.96 | 37.98 | 2 | 0
2015 | PJM_ROR_2_MISO_MI | PJM_ROR | MISO_MI | Internal | Shoulder | B14 | 900 | 1305 | 0 | 37.9 | 35.93 | 2 | 0
2015 | PJM_ROR_2_MISO_MI | PJM_ROR | MISO_MI | Internal | Shoulder | B15 | 1203 | 1305 | 0 | 35.25 | 34.31 | 2 | 0
2015 | PJM_ROR_2_MISO_MI | PJM_ROR | MISO_MI | Internal | Summer | B1 | 10 | 1305 | 0 | 61.68 | 59.43 | 2 | 0
2015 | PJM_ROR_2_MISO_MI | PJM_ROR | MISO_MI | Internal | Summer | B2 | 25 | 1305 | 0 | 60.82 | 58.82 | 2 | 0
2015 | PJM_ROR_2_MISO_MI | PJM_ROR | MISO_MI | Internal | Summer | B3 | 75 | 1305 | 0 | 58.29 | 54.01 | 2 | 0
2015 | PJM_ROR_2_MISO_MI | PJM_ROR | MISO_MI | Internal | Summer | B4 | 100 | 1305 | 0 | 55.38 | 53.38 | 2 | 0
2015 | PJM_ROR_2_MISO_MI | PJM_ROR | MISO_MI | Internal | Summer | B5 | 200 | 1305 | 0 | 48.43 | 45.21 | 2 | 0
2015 | PJM_ROR_2_MISO_MI | PJM_ROR | MISO_MI | Internal | Summer | B6 | 300 | 1305 | 0 | 44.53 | 42.53 | 2 | 0
2015 | PJM_ROR_2_MISO_MI | PJM_ROR | MISO_MI | Internal | Summer | B7 | 400 | 1305 | 0 | 38.72 | 36.72 | 2 | 0
2015 | PJM_ROR_2_MISO_MI | PJM_ROR | MISO_MI | Internal | Summer | B8 | 500 | 1305 | 0 | 36.4 | 34.42 | 2 | 0
2015 | PJM_ROR_2_MISO_MI | PJM_ROR | MISO_MI | Internal | Summer | B9 | 800 | 1305 | 0 | 35.46 | 33.53 | 2 | 0
2015 | PJM_ROR_2_MISO_MI | PJM_ROR | MISO_MI | Internal | Summer | B10 | 1262 | 1305 | 0 | 32.49 | 32.13 | 2 | 0
2015 | PJM_ROR_2_MISO_MI | PJM_ROR | MISO_MI | Internal | Winter | B16 | 25 | 1305 | 0 | 51.15 | 48.26 | 2 | 0
2015 | PJM_ROR_2_MISO_MI | PJM_ROR | MISO_MI | Internal | Winter | B17 | 100 | 1305 | 0 | 45.2 | 43.23 | 2 | 0
2015 | PJM_ROR_2_MISO_MI | PJM_ROR | MISO_MI | Internal | Winter | B18 | 400 | 1305 | 0 | 40.33 | 38.47 | 2 | 0
2015 | PJM_ROR_2_MISO_MI | PJM_ROR | MISO_MI | Internal | Winter | B19 | 700 | 1305 | 0 | 37.89 | 36.66 | 2 | 0
2015 | PJM_ROR_2_MISO_MI | PJM_ROR | MISO_MI | Internal | Winter | B20 | 935 | 1305 | 0 | 35.09 | 33.51 | 2 | 0
2015 | PJM_ROR_2_MISO_MO-IL | PJM_ROR | MISO_MO-IL | Internal | Shoulder | B11 | 25 | 1111 | 0 | 49.37 | 48.41 | 2 | 0
2015 | PJM_ROR_2_MISO_MO-IL | PJM_ROR | MISO_MO-IL | Internal | Shoulder | B12 | 200 | 1111 | 0 | 42.13 | 40.13 | 2 | 0
2015 | PJM_ROR_2_MISO_MO-IL | PJM_ROR | MISO_MO-IL | Internal | Shoulder | B13 | 600 | 1111 | 0 | 39.96 | 37.96 | 2 | 0
2015 | PJM_ROR_2_MISO_MO-IL | PJM_ROR | MISO_MO-IL | Internal | Shoulder | B14 | 900 | 1111 | 0 | 37.9 | 35.9 | 2 | 0
2015 | PJM_ROR_2_MISO_MO-IL | PJM_ROR | MISO_MO-IL | Internal | Shoulder | B15 | 1203 | 1111 | 0 | 35.25 | 34.29 | 2 | 0
2015 | PJM_ROR_2_MISO_MO-IL | PJM_ROR | MISO_MO-IL | Internal | Summer | B1 | 10 | 1111 | 0 | 61.68 | 59.68 | 2 | 0
2015 | PJM_ROR_2_MISO_MO-IL | PJM_ROR | MISO_MO-IL | Internal | Summer | B2 | 25 | 1111 | 0 | 60.82 | 58.82 | 2 | 0
2015 | PJM_ROR_2_MISO_MO-IL | PJM_ROR | MISO_MO-IL | Internal | Summer | B3 | 75 | 1111 | 0 | 58.29 | 57.91 | 2 | 0
2015 | PJM_ROR_2_MISO_MO-IL | PJM_ROR | MISO_MO-IL | Internal | Summer | B4 | 100 | 1111 | 0 | 55.38 | 53.39 | 2 | 0
2015 | PJM_ROR_2_MISO_MO-IL | PJM_ROR | MISO_MO-IL | Internal | Summer | B5 | 200 | 1111 | 0 | 48.43 | 46.43 | 2 | 0
2015 | PJM_ROR_2_MISO_MO-IL | PJM_ROR | MISO_MO-IL | Internal | Summer | B6 | 300 | 1111 | 0 | 44.53 | 42.55 | 2 | 0
2015 | PJM_ROR_2_MISO_MO-IL | PJM_ROR | MISO_MO-IL | Internal | Summer | B7 | 400 | 1111 | 0 | 38.72 | 36.72 | 2 | 0
2015 | PJM_ROR_2_MISO_MO-IL | PJM_ROR | MISO_MO-IL | Internal | Summer | B8 | 500 | 1111 | 0 | 36.4 | 34.39 | 2 | 0
2015 | PJM_ROR_2_MISO_MO-IL | PJM_ROR | MISO_MO-IL | Internal | Summer | B9 | 800 | 1111 | 0 | 35.46 | 33.51 | 2 | 0
2015 | PJM_ROR_2_MISO_MO-IL | PJM_ROR | MISO_MO-IL | Internal | Summer | B10 | 1262 | 1111 | 0 | 32.49 | 32.1 | 2 | 0
2015 | PJM_ROR_2_MISO_MO-IL | PJM_ROR | MISO_MO-IL | Internal | Winter | B16 | 25 | 1111 | 0 | 51.15 | 49.16 | 2 | 0
2015 | PJM_ROR_2_MISO_MO-IL | PJM_ROR | MISO_MO-IL | Internal | Winter | B17 | 100 | 1111 | 0 | 45.2 | 43.21 | 2 | 0
2015 | PJM_ROR_2_MISO_MO-IL | PJM_ROR | MISO_MO-IL | Internal | Winter | B18 | 400 | 1111 | 0 | 40.33 | 38.44 | 2 | 0
2015 | PJM_ROR_2_MISO_MO-IL | PJM_ROR | MISO_MO-IL | Internal | Winter | B19 | 700 | 1111 | 0 | 37.89 | 36.64 | 2 | 0
2015 | PJM_ROR_2_MISO_MO-IL | PJM_ROR | MISO_MO-IL | Internal | Winter | B20 | 935 | 1111 | 0 | 35.09 | 33.49 | 2 | 0
2015 | PJM_ROR_2_MISO_W | PJM_ROR | MISO_W | Internal | Shoulder | B11 | 25 | 10071 | 0 | 49.37 | 48.4 | 2 | 0
2015 | PJM_ROR_2_MISO_W | PJM_ROR | MISO_W | Internal | Shoulder | B12 | 200 | 10071 | 0 | 42.13 | 40.13 | 2 | 0
2015 | PJM_ROR_2_MISO_W | PJM_ROR | MISO_W | Internal | Shoulder | B13 | 600 | 10071 | 0 | 39.96 | 37.97 | 2 | 0
2015 | PJM_ROR_2_MISO_W | PJM_ROR | MISO_W | Internal | Shoulder | B14 | 900 | 10071 | 0 | 37.9 | 35.91 | 2 | 0
2015 | PJM_ROR_2_MISO_W | PJM_ROR | MISO_W | Internal | Shoulder | B15 | 1203 | 10071 | 0 | 35.25 | 34.3 | 2 | 0
2015 | PJM_ROR_2_MISO_W | PJM_ROR | MISO_W | Internal | Summer | B1 | 10 | 10071 | 0 | 61.68 | 59.68 | 2 | 0
2015 | PJM_ROR_2_MISO_W | PJM_ROR | MISO_W | Internal | Summer | B2 | 25 | 10071 | 0 | 60.82 | 58.83 | 2 | 0
2015 | PJM_ROR_2_MISO_W | PJM_ROR | MISO_W | Internal | Summer | B3 | 75 | 10071 | 0 | 58.29 | 57.92 | 2 | 0
2015 | PJM_ROR_2_MISO_W | PJM_ROR | MISO_W | Internal | Summer | B4 | 100 | 10071 | 0 | 55.38 | 53.4 | 2 | 0
2015 | PJM_ROR_2_MISO_W | PJM_ROR | MISO_W | Internal | Summer | B5 | 200 | 10071 | 0 | 48.43 | 46.44 | 2 | 0
2015 | PJM_ROR_2_MISO_W | PJM_ROR | MISO_W | Internal | Summer | B6 | 300 | 10071 | 0 | 44.53 | 42.56 | 2 | 0
2015 | PJM_ROR_2_MISO_W | PJM_ROR | MISO_W | Internal | Summer | B7 | 400 | 10071 | 0 | 38.72 | 36.73 | 2 | 0
2015 | PJM_ROR_2_MISO_W | PJM_ROR | MISO_W | Internal | Summer | B8 | 500 | 10071 | 0 | 36.4 | 34.4 | 2 | 0
2015 | PJM_ROR_2_MISO_W | PJM_ROR | MISO_W | Internal | Summer | B9 | 800 | 10071 | 0 | 35.46 | 33.52 | 2 | 0
2015 | PJM_ROR_2_MISO_W | PJM_ROR | MISO_W | Internal | Summer | B10 | 1262 | 10071 | 0 | 32.49 | 32.12 | 2 | 0
2015 | PJM_ROR_2_MISO_W | PJM_ROR | MISO_W | Internal | Winter | B16 | 25 | 10071 | 0 | 51.15 | 49.15 | 2 | 0
2015 | PJM_ROR_2_MISO_W | PJM_ROR | MISO_W | Internal | Winter | B17 | 100 | 10071 | 0 | 45.2 | 43.2 | 2 | 0
2015 | PJM_ROR_2_MISO_W | PJM_ROR | MISO_W | Internal | Winter | B18 | 400 | 10071 | 0 | 40.33 | 38.45 | 2 | 0
2015 | PJM_ROR_2_MISO_W | PJM_ROR | MISO_W | Internal | Winter | B19 | 700 | 10071 | 0 | 37.89 | 36.65 | 2 | 0
2015 | PJM_ROR_2_MISO_W | PJM_ROR | MISO_W | Internal | Winter | B20 | 935 | 10071 | 0 | 35.09 | 33.5 | 2 | 0
2015 | PJM_ROR_2_MISO_WUMS | PJM_ROR | MISO_WUMS | Internal | Shoulder | B11 | 25 | 1467 | 0 | 49.37 | 48.39 | 2 | 0
2015 | PJM_ROR_2_MISO_WUMS | PJM_ROR | MISO_WUMS | Internal | Shoulder | B12 | 200 | 1467 | 0 | 42.13 | 40.14 | 2 | 0
2015 | PJM_ROR_2_MISO_WUMS | PJM_ROR | MISO_WUMS | Internal | Shoulder | B13 | 600 | 1467 | 0 | 39.96 | 37.98 | 2 | 0
2015 | PJM_ROR_2_MISO_WUMS | PJM_ROR | MISO_WUMS | Internal | Shoulder | B14 | 900 | 1467 | 0 | 37.9 | 35.93 | 2 | 0
2015 | PJM_ROR_2_MISO_WUMS | PJM_ROR | MISO_WUMS | Internal | Shoulder | B15 | 1203 | 1467 | 0 | 35.25 | 34.31 | 2 | 0
2015 | PJM_ROR_2_MISO_WUMS | PJM_ROR | MISO_WUMS | Internal | Summer | B1 | 10 | 1467 | 0 | 61.68 | 59.67 | 2 | 0
2015 | PJM_ROR_2_MISO_WUMS | PJM_ROR | MISO_WUMS | Internal | Summer | B2 | 25 | 1467 | 0 | 60.82 | 58.84 | 2 | 0
2015 | PJM_ROR_2_MISO_WUMS | PJM_ROR | MISO_WUMS | Internal | Summer | B3 | 75 | 1467 | 0 | 58.29 | 57.94 | 2 | 0
2015 | PJM_ROR_2_MISO_WUMS | PJM_ROR | MISO_WUMS | Internal | Summer | B4 | 100 | 1467 | 0 | 55.38 | 53.39 | 2 | 0
2015 | PJM_ROR_2_MISO_WUMS | PJM_ROR | MISO_WUMS | Internal | Summer | B5 | 200 | 1467 | 0 | 48.43 | 46.43 | 2 | 0
2015 | PJM_ROR_2_MISO_WUMS | PJM_ROR | MISO_WUMS | Internal | Summer | B6 | 300 | 1467 | 0 | 44.53 | 42.55 | 2 | 0
2015 | PJM_ROR_2_MISO_WUMS | PJM_ROR | MISO_WUMS | Internal | Summer | B7 | 400 | 1467 | 0 | 38.72 | 36.72 | 2 | 0
2015 | PJM_ROR_2_MISO_WUMS | PJM_ROR | MISO_WUMS | Internal | Summer | B8 | 500 | 1467 | 0 | 36.4 | 34.42 | 2 | 0
2015 | PJM_ROR_2_MISO_WUMS | PJM_ROR | MISO_WUMS | Internal | Summer | B9 | 800 | 1467 | 0 | 35.46 | 33.53 | 2 | 0
2015 | PJM_ROR_2_MISO_WUMS | PJM_ROR | MISO_WUMS | Internal | Summer | B10 | 1262 | 1467 | 0 | 32.49 | 32.13 | 2 | 0
2015 | PJM_ROR_2_MISO_WUMS | PJM_ROR | MISO_WUMS | Internal | Winter | B16 | 25 | 1467 | 0 | 51.15 | 49.15 | 2 | 0
2015 | PJM_ROR_2_MISO_WUMS | PJM_ROR | MISO_WUMS | Internal | Winter | B17 | 100 | 1467 | 0 | 45.2 | 43.2 | 2 | 0
2015 | PJM_ROR_2_MISO_WUMS | PJM_ROR | MISO_WUMS | Internal | Winter | B18 | 400 | 1467 | 0 | 40.33 | 38.47 | 2 | 0
2015 | PJM_ROR_2_MISO_WUMS | PJM_ROR | MISO_WUMS | Internal | Winter | B19 | 700 | 1467 | 0 | 37.89 | 36.66 | 2 | 0
2015 | PJM_ROR_2_MISO_WUMS | PJM_ROR | MISO_WUMS | Internal | Winter | B20 | 935 | 1467 | 0 | 35.09 | 33.51 | 2 | 0
2015 | PJM_ROR_2_PJM_ROM | PJM_ROR | PJM_ROM | Internal | Shoulder | B11 | 25 | 8000 | 0 | 49.37 | 49.36 | 0.01 | 0
2015 | PJM_ROR_2_PJM_ROM | PJM_ROR | PJM_ROM | Internal | Shoulder | B12 | 200 | 8000 | 4712.69 | 42.13 | 42.14 | 0.01 | 0
2015 | PJM_ROR_2_PJM_ROM | PJM_ROR | PJM_ROM | Internal | Shoulder | B13 | 600 | 8000 | 4203.17 | 39.96 | 39.97 | 0.01 | 0
2015 | PJM_ROR_2_PJM_ROM | PJM_ROR | PJM_ROM | Internal | Shoulder | B14 | 900 | 8000 | 8000 | 37.9 | 39.3 | 0.01 | 1.38
2015 | PJM_ROR_2_PJM_ROM | PJM_ROR | PJM_ROM | Internal | Shoulder | B15 | 1203 | 8000 | 8000 | 35.25 | 37.03 | 0.01 | 1.76
2015 | PJM_ROR_2_PJM_ROM | PJM_ROR | PJM_ROM | Internal | Summer | B1 | 10 | 8000 | 4303.08 | 61.68 | 61.69 | 0.01 | 0
2015 | PJM_ROR_2_PJM_ROM | PJM_ROR | PJM_ROM | Internal | Summer | B2 | 25 | 8000 | 5676.2 | 60.82 | 60.83 | 0.01 | 0
2015 | PJM_ROR_2_PJM_ROM | PJM_ROR | PJM_ROM | Internal | Summer | B3 | 75 | 8000 | 0 | 58.29 | 58.28 | 0.01 | 0
2015 | PJM_ROR_2_PJM_ROM | PJM_ROR | PJM_ROM | Internal | Summer | B4 | 100 | 8000 | 6.86 | 55.38 | 55.39 | 0.01 | 0
2015 | PJM_ROR_2_PJM_ROM | PJM_ROR | PJM_ROM | Internal | Summer | B5 | 200 | 8000 | 4222.34 | 48.43 | 48.44 | 0.01 | 0
2015 | PJM_ROR_2_PJM_ROM | PJM_ROR | PJM_ROM | Internal | Summer | B6 | 300 | 8000 | 3306.44 | 44.53 | 44.54 | 0.01 | 0
2015 | PJM_ROR_2_PJM_ROM | PJM_ROR | PJM_ROM | Internal | Summer | B7 | 400 | 8000 | 4955.69 | 38.72 | 38.73 | 0.01 | 0
2015 | PJM_ROR_2_PJM_ROM | PJM_ROR | PJM_ROM | Internal | Summer | B8 | 500 | 8000 | 8000 | 36.4 | 37.2 | 0.01 | 0.78
2015 | PJM_ROR_2_PJM_ROM | PJM_ROR | PJM_ROM | Internal | Summer | B9 | 800 | 8000 | 8000 | 35.46 | 37.03 | 0.01 | 1.56
2015 | PJM_ROR_2_PJM_ROM | PJM_ROR | PJM_ROM | Internal | Summer | B10 | 1262 | 8000 | 8000 | 32.49 | 34.55 | 0.01 | 2.05
2015 | PJM_ROR_2_PJM_ROM | PJM_ROR | PJM_ROM | Internal | Winter | B16 | 25 | 8000 | 4876.41 | 51.15 | 51.16 | 0.01 | 0
2015 | PJM_ROR_2_PJM_ROM | PJM_ROR | PJM_ROM | Internal | Winter | B17 | 100 | 8000 | 7914.03 | 45.2 | 45.21 | 0.01 | 0
2015 | PJM_ROR_2_PJM_ROM | PJM_ROR | PJM_ROM | Internal | Winter | B18 | 400 | 8000 | 8000 | 40.33 | 44.02 | 0.01 | 3.68
2015 | PJM_ROR_2_PJM_ROM | PJM_ROR | PJM_ROM | Internal | Winter | B19 | 700 | 8000 | 8000 | 37.89 | 41.7 | 0.01 | 3.8
2015 | PJM_ROR_2_PJM_ROM | PJM_ROR | PJM_ROM | Internal | Winter | B20 | 935 | 8000 | 8000 | 35.09 | 37.6 | 0.01 | 2.5
2015 | PJM_ROR_2_TVA_Transmission | PJM_ROR | TVA_Transmission | Internal | Shoulder | B11 | 25 | 2500 | 0 | 49.37 | 55.19 | 6 | 0
2015 | PJM_ROR_2_TVA_Transmission | PJM_ROR | TVA_Transmission | Internal | Shoulder | B12 | 200 | 2500 | 0 | 42.13 | 44.21 | 6 | 0
2015 | PJM_ROR_2_TVA_Transmission | PJM_ROR | TVA_Transmission | Internal | Shoulder | B13 | 600 | 2500 | 0 | 39.96 | 42.33 | 6 | 0
2015 | PJM_ROR_2_TVA_Transmission | PJM_ROR | TVA_Transmission | Internal | Shoulder | B14 | 900 | 2500 | 0 | 37.9 | 40.81 | 6 | 0
2015 | PJM_ROR_2_TVA_Transmission | PJM_ROR | TVA_Transmission | Internal | Shoulder | B15 | 1203 | 2500 | 0 | 35.25 | 40.09 | 6 | 0
2015 | PJM_ROR_2_TVA_Transmission | PJM_ROR | TVA_Transmission | Internal | Summer | B1 | 10 | 2500 | 2132.67 | 61.68 | 67.68 | 6 | 0
2015 | PJM_ROR_2_TVA_Transmission | PJM_ROR | TVA_Transmission | Internal | Summer | B2 | 25 | 2500 | 618.27 | 60.82 | 66.82 | 6 | 0
2015 | PJM_ROR_2_TVA_Transmission | PJM_ROR | TVA_Transmission | Internal | Summer | B3 | 75 | 2500 | 1288.04 | 58.29 | 64.29 | 6 | 0
2015 | PJM_ROR_2_TVA_Transmission | PJM_ROR | TVA_Transmission | Internal | Summer | B4 | 100 | 2500 | 960.65 | 55.38 | 61.38 | 6 | 0
2015 | PJM_ROR_2_TVA_Transmission | PJM_ROR | TVA_Transmission | Internal | Summer | B5 | 200 | 2500 | 0 | 48.43 | 53.41 | 6 | 0
2015 | PJM_ROR_2_TVA_Transmission | PJM_ROR | TVA_Transmission | Internal | Summer | B6 | 300 | 2500 | 0 | 44.53 | 49.55 | 6 | 0
2015 | PJM_ROR_2_TVA_Transmission | PJM_ROR | TVA_Transmission | Internal | Summer | B7 | 400 | 2500 | 0 | 38.72 | 42.94 | 6 | 0
2015 | PJM_ROR_2_TVA_Transmission | PJM_ROR | TVA_Transmission | Internal | Summer | B8 | 500 | 2500 | 0 | 36.4 | 39.72 | 6 | 0
2015 | PJM_ROR_2_TVA_Transmission | PJM_ROR | TVA_Transmission | Internal | Summer | B9 | 800 | 2500 | 0 | 35.46 | 39.21 | 6 | 0
2015 | PJM_ROR_2_TVA_Transmission | PJM_ROR | TVA_Transmission | Internal | Summer | B10 | 1262 | 2500 | 0 | 32.49 | 36.78 | 6 | 0
2015 | PJM_ROR_2_TVA_Transmission | PJM_ROR | TVA_Transmission | Internal | Winter | B16 | 25 | 2500 | 0 | 51.15 | 56.67 | 6 | 0
2015 | PJM_ROR_2_TVA_Transmission | PJM_ROR | TVA_Transmission | Internal | Winter | B17 | 100 | 2500 | 0 | 45.2 | 47.07 | 6 | 0
2015 | PJM_ROR_2_TVA_Transmission | PJM_ROR | TVA_Transmission | Internal | Winter | B18 | 400 | 2500 | 0 | 40.33 | 42.96 | 6 | 0
2015 | PJM_ROR_2_TVA_Transmission | PJM_ROR | TVA_Transmission | Internal | Winter | B19 | 700 | 2500 | 0 | 37.89 | 40.97 | 6 | 0
2015 | PJM_ROR_2_TVA_Transmission | PJM_ROR | TVA_Transmission | Internal | Winter | B20 | 935 | 2500 | 0 | 35.09 | 39.95 | 6 | 0
2015 | PJM_ROR_2_VACAR | PJM_ROR | VACAR | Internal | Shoulder | B11 | 25 | 3865 | 3703.66 | 49.37 | 55.37 | 6 | 0
2015 | PJM_ROR_2_VACAR | PJM_ROR | VACAR | Internal | Shoulder | B12 | 200 | 3865 | 0 | 42.13 | 47.69 | 6 | 0
2015 | PJM_ROR_2_VACAR | PJM_ROR | VACAR | Internal | Shoulder | B13 | 600 | 3865 | 0 | 39.96 | 45.66 | 6 | 0
2015 | PJM_ROR_2_VACAR | PJM_ROR | VACAR | Internal | Shoulder | B14 | 900 | 3865 | 0 | 37.9 | 43.63 | 6 | 0
2015 | PJM_ROR_2_VACAR | PJM_ROR | VACAR | Internal | Shoulder | B15 | 1203 | 3865 | 2312.44 | 35.25 | 41.25 | 6 | 0
2015 | PJM_ROR_2_VACAR | PJM_ROR | VACAR | Internal | Summer | B1 | 10 | 3865 | 3865 | 61.68 | 69.73 | 6 | 2.05
2015 | PJM_ROR_2_VACAR | PJM_ROR | VACAR | Internal | Summer | B2 | 25 | 3865 | 3865 | 60.82 | 69.73 | 6 | 2.91
2015 | PJM_ROR_2_VACAR | PJM_ROR | VACAR | Internal | Summer | B3 | 75 | 3865 | 3865 | 58.29 | 68.59 | 6 | 4.3
2015 | PJM_ROR_2_VACAR | PJM_ROR | VACAR | Internal | Summer | B4 | 100 | 3865 | 1811.05 | 55.38 | 61.38 | 6 | 0
2015 | PJM_ROR_2_VACAR | PJM_ROR | VACAR | Internal | Summer | B5 | 200 | 3865 | 3234.39 | 48.43 | 54.43 | 6 | 0
2015 | PJM_ROR_2_VACAR | PJM_ROR | VACAR | Internal | Summer | B6 | 300 | 3865 | 982.93 | 44.53 | 50.53 | 6 | 0
2015 | PJM_ROR_2_VACAR | PJM_ROR | VACAR | Internal | Summer | B7 | 400 | 3865 | 3466.36 | 38.72 | 44.72 | 6 | 0
2015 | PJM_ROR_2_VACAR | PJM_ROR | VACAR | Internal | Summer | B8 | 500 | 3865 | 2730.36 | 36.4 | 42.4 | 6 | 0
2015 | PJM_ROR_2_VACAR | PJM_ROR | VACAR | Internal | Summer | B9 | 800 | 3865 | 2235.24 | 35.46 | 41.46 | 6 | 0
2015 | PJM_ROR_2_VACAR | PJM_ROR | VACAR | Internal | Summer | B10 | 1262 | 3865 | 3865 | 32.49 | 38.86 | 6 | 0.37
2015 | PJM_ROR_2_VACAR | PJM_ROR | VACAR | Internal | Winter | B16 | 25 | 3865 | 3865 | 51.15 | 59.67 | 6 | 2.52
2015 | PJM_ROR_2_VACAR | PJM_ROR | VACAR | Internal | Winter | B17 | 100 | 3865 | 365.59 | 45.2 | 51.2 | 6 | 0
2015 | PJM_ROR_2_VACAR | PJM_ROR | VACAR | Internal | Winter | B18 | 400 | 3865 | 920.17 | 40.33 | 46.33 | 6 | 0
2015 | PJM_ROR_2_VACAR | PJM_ROR | VACAR | Internal | Winter | B19 | 700 | 3865 | 0 | 37.89 | 43.63 | 6 | 0
2015 | PJM_ROR_2_VACAR | PJM_ROR | VACAR | Internal | Winter | B20 | 935 | 3865 | 3865 | 35.09 | 42.97 | 6 | 1.89
2015 | PJM_ROM_2_NYISO_A-F | PJM_ROM | NYISO_A-F | Internal | Shoulder | B11 | 25 | 2000 | 0 | 49.36 | 41.34 | 6 | 0
2015 | PJM_ROM_2_NYISO_A-F | PJM_ROM | NYISO_A-F | Internal | Shoulder | B12 | 200 | 2000 | 0 | 42.14 | 40.13 | 6 | 0
2015 | PJM_ROM_2_NYISO_A-F | PJM_ROM | NYISO_A-F | Internal | Shoulder | B13 | 600 | 2000 | 0 | 39.97 | 39.89 | 6 | 0
2015 | PJM_ROM_2_NYISO_A-F | PJM_ROM | NYISO_A-F | Internal | Shoulder | B14 | 900 | 2000 | 0 | 39.3 | 38.89 | 6 | 0
2015 | PJM_ROM_2_NYISO_A-F | PJM_ROM | NYISO_A-F | Internal | Shoulder | B15 | 1203 | 2000 | 0 | 37.03 | 38.89 | 6 | 0
2015 | PJM_ROM_2_NYISO_A-F | PJM_ROM | NYISO_A-F | Internal | Summer | B1 | 10 | 2000 | 0 | 61.69 | 51.98 | 6 | 0
2015 | PJM_ROM_2_NYISO_A-F | PJM_ROM | NYISO_A-F | Internal | Summer | B2 | 25 | 2000 | 0 | 60.83 | 51.98 | 6 | 0
2015 | PJM_ROM_2_NYISO_A-F | PJM_ROM | NYISO_A-F | Internal | Summer | B3 | 75 | 2000 | 0 | 58.28 | 50.28 | 6 | 0
2015 | PJM_ROM_2_NYISO_A-F | PJM_ROM | NYISO_A-F | Internal | Summer | B4 | 100 | 2000 | 0 | 55.39 | 46.05 | 6 | 0
2015 | PJM_ROM_2_NYISO_A-F | PJM_ROM | NYISO_A-F | Internal | Summer | B5 | 200 | 2000 | 0 | 48.44 | 45.07 | 6 | 0
2015 | PJM_ROM_2_NYISO_A-F | PJM_ROM | NYISO_A-F | Internal | Summer | B6 | 300 | 2000 | 0 | 44.54 | 42.53 | 6 | 0
2015 | PJM_ROM_2_NYISO_A-F | PJM_ROM | NYISO_A-F | Internal | Summer | B7 | 400 | 2000 | 0 | 38.73 | 38.8 | 6 | 0
2015 | PJM_ROM_2_NYISO_A-F | PJM_ROM | NYISO_A-F | Internal | Summer | B8 | 500 | 2000 | 0 | 37.2 | 37.27 | 6 | 0
2015 | PJM_ROM_2_NYISO_A-F | PJM_ROM | NYISO_A-F | Internal | Summer | B9 | 800 | 2000 | 0 | 37.03 | 37.2 | 6 | 0
2015 | PJM_ROM_2_NYISO_A-F | PJM_ROM | NYISO_A-F | Internal | Summer | B10 | 1262 | 2000 | 0 | 34.55 | 37.2 | 6 | 0
2015 | PJM_ROM_2_NYISO_A-F | PJM_ROM | NYISO_A-F | Internal | Winter | B16 | 25 | 2000 | 0 | 51.16 | 46.66 | 6 | 0
2015 | PJM_ROM_2_NYISO_A-F | PJM_ROM | NYISO_A-F | Internal | Winter | B17 | 100 | 2000 | 0 | 45.21 | 43.6 | 6 | 0
2015 | PJM_ROM_2_NYISO_A-F | PJM_ROM | NYISO_A-F | Internal | Winter | B18 | 400 | 2000 | 0 | 44.02 | 43.6 | 6 | 0
2015 | PJM_ROM_2_NYISO_A-F | PJM_ROM | NYISO_A-F | Internal | Winter | B19 | 700 | 2000 | 0 | 41.7 | 43.6 | 6 | 0
2015 | PJM_ROM_2_NYISO_A-F | PJM_ROM | NYISO_A-F | Internal | Winter | B20 | 935 | 2000 | 192.91 | 37.6 | 43.6 | 6 | 0
2015 | PJM_ROM_2_PJM_E | PJM_ROM | PJM_E | Internal | Shoulder | B11 | 25 | 8000 | 0 | 49.36 | 49.35 | 0.01 | 0
2015 | PJM_ROM_2_PJM_E | PJM_ROM | PJM_E | Internal | Shoulder | B12 | 200 | 8000 | 1691.19 | 42.14 | 42.16 | 0.01 | 0
2015 | PJM_ROM_2_PJM_E | PJM_ROM | PJM_E | Internal | Shoulder | B13 | 600 | 8000 | 2097.96 | 39.97 | 39.98 | 0.01 | 0
2015 | PJM_ROM_2_PJM_E | PJM_ROM | PJM_E | Internal | Shoulder | B14 | 900 | 8000 | 3752.8 | 39.3 | 39.31 | 0.01 | 0
2015 | PJM_ROM_2_PJM_E | PJM_ROM | PJM_E | Internal | Shoulder | B15 | 1203 | 8000 | 4594.51 | 37.03 | 37.04 | 0.01 | 0
2015 | PJM_ROM_2_PJM_E | PJM_ROM | PJM_E | Internal | Summer | B1 | 10 | 8000 | 3451.66 | 61.69 | 61.7 | 0.01 | 0
2015 | PJM_ROM_2_PJM_E | PJM_ROM | PJM_E | Internal | Summer | B2 | 25 | 8000 | 5347.88 | 60.83 | 60.84 | 0.01 | 0
2015 | PJM_ROM_2_PJM_E | PJM_ROM | PJM_E | Internal | Summer | B3 | 75 | 8000 | 879.53 | 58.28 | 58.29 | 0.01 | 0
2015 | PJM_ROM_2_PJM_E | PJM_ROM | PJM_E | Internal | Summer | B4 | 100 | 8000 | 2570.83 | 55.39 | 55.4 | 0.01 | 0
2015 | PJM_ROM_2_PJM_E | PJM_ROM | PJM_E | Internal | Summer | B5 | 200 | 8000 | 2869.39 | 48.44 | 48.45 | 0.01 | 0
2015 | PJM_ROM_2_PJM_E | PJM_ROM | PJM_E | Internal | Summer | B6 | 300 | 8000 | 1829.32 | 44.54 | 44.55 | 0.01 | 0
2015 | PJM_ROM_2_PJM_E | PJM_ROM | PJM_E | Internal | Summer | B7 | 400 | 8000 | 3090.69 | 38.73 | 38.74 | 0.01 | 0
2015 | PJM_ROM_2_PJM_E | PJM_ROM | PJM_E | Internal | Summer | B8 | 500 | 8000 | 4848.54 | 37.2 | 37.21 | 0.01 | 0
2015 | PJM_ROM_2_PJM_E | PJM_ROM | PJM_E | Internal | Summer | B9 | 800 | 8000 | 3223.83 | 37.03 | 37.04 | 0.01 | 0
2015 | PJM_ROM_2_PJM_E | PJM_ROM | PJM_E | Internal | Summer | B10 | 1262 | 8000 | 4290.07 | 34.55 | 34.56 | 0.01 | 0
2015 | PJM_ROM_2_PJM_E | PJM_ROM | PJM_E | Internal | Winter | B16 | 25 | 8000 | 1578.54 | 51.16 | 51.17 | 0.01 | 0
2015 | PJM_ROM_2_PJM_E | PJM_ROM | PJM_E | Internal | Winter | B17 | 100 | 8000 | 4719.76 | 45.21 | 45.22 | 0.01 | 0
2015 | PJM_ROM_2_PJM_E | PJM_ROM | PJM_E | Internal | Winter | B18 | 400 | 8000 | 5347.43 | 44.02 | 44.03 | 0.01 | 0
2015 | PJM_ROM_2_PJM_E | PJM_ROM | PJM_E | Internal | Winter | B19 | 700 | 8000 | 4960.93 | 41.7 | 41.71 | 0.01 | 0
2015 | PJM_ROM_2_PJM_E | PJM_ROM | PJM_E | Internal | Winter | B20 | 935 | 8000 | 4956.38 | 37.6 | 37.61 | 0.01 | 0
2015 | PJM_ROM_2_PJM_ROR | PJM_ROM | PJM_ROR | Internal | Shoulder | B11 | 25 | 8000 | 838.94 | 49.36 | 49.37 | 0.01 | 0
2015 | PJM_ROM_2_PJM_ROR | PJM_ROM | PJM_ROR | Internal | Shoulder | B12 | 200 | 8000 | 0 | 42.14 | 42.13 | 0.01 | 0
2015 | PJM_ROM_2_PJM_ROR | PJM_ROM | PJM_ROR | Internal | Shoulder | B13 | 600 | 8000 | 0 | 39.97 | 39.96 | 0.01 | 0
2015 | PJM_ROM_2_PJM_ROR | PJM_ROM | PJM_ROR | Internal | Shoulder | B14 | 900 | 8000 | 0 | 39.3 | 37.9 | 0.01 | 0
2015 | PJM_ROM_2_PJM_ROR | PJM_ROM | PJM_ROR | Internal | Shoulder | B15 | 1203 | 8000 | 0 | 37.03 | 35.25 | 0.01 | 0
2015 | PJM_ROM_2_PJM_ROR | PJM_ROM | PJM_ROR | Internal | Summer | B1 | 10 | 8000 | 0.02 | 61.69 | 61.68 | 0.01 | 0
2015 | PJM_ROM_2_PJM_ROR | PJM_ROM | PJM_ROR | Internal | Summer | B2 | 25 | 8000 | 0 | 60.83 | 60.82 | 0.01 | 0
2015 | PJM_ROM_2_PJM_ROR | PJM_ROM | PJM_ROR | Internal | Summer | B3 | 75 | 8000 | 334.79 | 58.28 | 58.29 | 0.01 | 0
2015 | PJM_ROM_2_PJM_ROR | PJM_ROM | PJM_ROR | Internal | Summer | B4 | 100 | 8000 | 0 | 55.39 | 55.38 | 0.01 | 0
2015 | PJM_ROM_2_PJM_ROR | PJM_ROM | PJM_ROR | Internal | Summer | B5 | 200 | 8000 | 0 | 48.44 | 48.43 | 0.01 | 0
2015 | PJM_ROM_2_PJM_ROR | PJM_ROM | PJM_ROR | Internal | Summer | B6 | 300 | 8000 | 0 | 44.54 | 44.53 | 0.01 | 0
2015 | PJM_ROM_2_PJM_ROR | PJM_ROM | PJM_ROR | Internal | Summer | B7 | 400 | 8000 | 0 | 38.73 | 38.72 | 0.01 | 0
2015 | PJM_ROM_2_PJM_ROR | PJM_ROM | PJM_ROR | Internal | Summer | B8 | 500 | 8000 | 0 | 37.2 | 36.4 | 0.01 | 0
2015 | PJM_ROM_2_PJM_ROR | PJM_ROM | PJM_ROR | Internal | Summer | B9 | 800 | 8000 | 0 | 37.03 | 35.46 | 0.01 | 0
2015 | PJM_ROM_2_PJM_ROR | PJM_ROM | PJM_ROR | Internal | Summer | B10 | 1262 | 8000 | 0 | 34.55 | 32.49 | 0.01 | 0
2015 | PJM_ROM_2_PJM_ROR | PJM_ROM | PJM_ROR | Internal | Winter | B16 | 25 | 8000 | 0 | 51.16 | 51.15 | 0.01 | 0
2015 | PJM_ROM_2_PJM_ROR | PJM_ROM | PJM_ROR | Internal | Winter | B17 | 100 | 8000 | 0 | 45.21 | 45.2 | 0.01 | 0
2015 | PJM_ROM_2_PJM_ROR | PJM_ROM | PJM_ROR | Internal | Winter | B18 | 400 | 8000 | 0 | 44.02 | 40.33 | 0.01 | 0
2015 | PJM_ROM_2_PJM_ROR | PJM_ROM | PJM_ROR | Internal | Winter | B19 | 700 | 8000 | 0 | 41.7 | 37.89 | 0.01 | 0
2015 | PJM_ROM_2_PJM_ROR | PJM_ROM | PJM_ROR | Internal | Winter | B20 | 935 | 8000 | 0 | 37.6 | 35.09 | 0.01 | 0
2015 | SOCO_2_FRCC | SOCO | FRCC | Internal | Shoulder | B11 | 25 | 3700 | 2767.2 | 63.02 | 73.02 | 10 | 0
2015 | SOCO_2_FRCC | SOCO | FRCC | Internal | Shoulder | B12 | 200 | 3700 | 3245.75 | 46.3 | 56.3 | 10 | 0
2015 | SOCO_2_FRCC | SOCO | FRCC | Internal | Shoulder | B13 | 600 | 3700 | 1695.8 | 41.42 | 51.42 | 10 | 0
2015 | SOCO_2_FRCC | SOCO | FRCC | Internal | Shoulder | B14 | 900 | 3700 | 0 | 40.69 | 46.44 | 10 | 0
2015 | SOCO_2_FRCC | SOCO | FRCC | Internal | Shoulder | B15 | 1203 | 3700 | 0 | 40 | 44.41 | 10 | 0
2015 | SOCO_2_FRCC | SOCO | FRCC | Internal | Summer | B1 | 10 | 3700 | 0 | 67.69 | 73.02 | 10 | 0
2015 | SOCO_2_FRCC | SOCO | FRCC | Internal | Summer | B2 | 25 | 3700 | 0 | 66.43 | 73.02 | 10 | 0
2015 | SOCO_2_FRCC | SOCO | FRCC | Internal | Summer | B3 | 75 | 3700 | 0 | 66.43 | 73.02 | 10 | 0
2015 | SOCO_2_FRCC | SOCO | FRCC | Internal | Summer | B4 | 100 | 3700 | 0 | 66.43 | 73.02 | 10 | 0
2015 | SOCO_2_FRCC | SOCO | FRCC | Internal | Summer | B5 | 200 | 3700 | 2303.92 | 61.58 | 71.58 | 10 | 0
2015 | SOCO_2_FRCC | SOCO | FRCC | Internal | Summer | B6 | 300 | 3700 | 287.38 | 57.53 | 67.53 | 10 | 0
2015 | SOCO_2_FRCC | SOCO | FRCC | Internal | Summer | B7 | 400 | 3700 | 778.18 | 51.72 | 61.72 | 10 | 0
2015 | SOCO_2_FRCC | SOCO | FRCC | Internal | Summer | B8 | 500 | 3700 | 2529.49 | 46.1 | 56.1 | 10 | 0
2015 | SOCO_2_FRCC | SOCO | FRCC | Internal | Summer | B9 | 800 | 3700 | 258.48 | 40.21 | 50.21 | 10 | 0
2015 | SOCO_2_FRCC | SOCO | FRCC | Internal | Summer | B10 | 1262 | 3700 | 0 | 38.83 | 43.74 | 10 | 0
2015 | SOCO_2_FRCC | SOCO | FRCC | Internal | Winter | B16 | 25 | 3700 | 0 | 65.16 | 73.21 | 10 | 0
2015 | SOCO_2_FRCC | SOCO | FRCC | Internal | Winter | B17 | 100 | 3700 | 2436.16 | 49.76 | 59.76 | 10 | 0
2015 | SOCO_2_FRCC | SOCO | FRCC | Internal | Winter | B18 | 400 | 3700 | 1267.68 | 43.32 | 53.32 | 10 | 0
2015 | SOCO_2_FRCC | SOCO | FRCC | Internal | Winter | B19 | 700 | 3700 | 0 | 42.69 | 48.64 | 10 | 0
2015 | SOCO_2_FRCC | SOCO | FRCC | Internal | Winter | B20 | 935 | 3700 | 0 | 42.39 | 46.43 | 10 | 0
2015 | SOCO_2_VACAR | SOCO | VACAR | Internal | Shoulder | B11 | 25 | 2000 | 0 | 63.02 | 55.37 | 10 | 0
2015 | SOCO_2_VACAR | SOCO | VACAR | Internal | Shoulder | B12 | 200 | 2000 | 0 | 46.3 | 47.69 | 10 | 0
2015 | SOCO_2_VACAR | SOCO | VACAR | Internal | Shoulder | B13 | 600 | 2000 | 0 | 41.42 | 45.66 | 10 | 0
2015 | SOCO_2_VACAR | SOCO | VACAR | Internal | Shoulder | B14 | 900 | 2000 | 0 | 40.69 | 43.63 | 10 | 0
2015 | SOCO_2_VACAR | SOCO | VACAR | Internal | Shoulder | B15 | 1203 | 2000 | 0 | 40 | 41.25 | 10 | 0
2015 | SOCO_2_VACAR | SOCO | VACAR | Internal | Summer | B1 | 10 | 2000 | 0 | 67.69 | 69.73 | 10 | 0
2015 | SOCO_2_VACAR | SOCO | VACAR | Internal | Summer | B2 | 25 | 2000 | 0 | 66.43 | 69.73 | 10 | 0
2015 | SOCO_2_VACAR | SOCO | VACAR | Internal | Summer | B3 | 75 | 2000 | 0 | 66.43 | 68.59 | 10 | 0
2015 | SOCO_2_VACAR | SOCO | VACAR | Internal | Summer | B4 | 100 | 2000 | 0 | 66.43 | 61.38 | 10 | 0
2015 | SOCO_2_VACAR | SOCO | VACAR | Internal | Summer | B5 | 200 | 2000 | 0 | 61.58 | 54.43 | 10 | 0
2015 | SOCO_2_VACAR | SOCO | VACAR | Internal | Summer | B6 | 300 | 2000 | 0 | 57.53 | 50.53 | 10 | 0
2015 | SOCO_2_VACAR | SOCO | VACAR | Internal | Summer | B7 | 400 | 2000 | 0 | 51.72 | 44.72 | 10 | 0
2015 | SOCO_2_VACAR | SOCO | VACAR | Internal | Summer | B8 | 500 | 2000 | 0 | 46.1 | 42.4 | 10 | 0
2015 | SOCO_2_VACAR | SOCO | VACAR | Internal | Summer | B9 | 800 | 2000 | 0 | 40.21 | 41.46 | 10 | 0
2015 | SOCO_2_VACAR | SOCO | VACAR | Internal | Summer | B10 | 1262 | 2000 | 0 | 38.83 | 38.86 | 10 | 0
2015 | SOCO_2_VACAR | SOCO | VACAR | Internal | Winter | B16 | 25 | 2000 | 0 | 65.16 | 59.67 | 10 | 0
2015 | SOCO_2_VACAR | SOCO | VACAR | Internal | Winter | B17 | 100 | 2000 | 0 | 49.76 | 51.2 | 10 | 0
2015 | SOCO_2_VACAR | SOCO | VACAR | Internal | Winter | B18 | 400 | 2000 | 0 | 43.32 | 46.33 | 10 | 0
2015 | SOCO_2_VACAR | SOCO | VACAR | Internal | Winter | B19 | 700 | 2000 | 0 | 42.69 | 43.63 | 10 | 0
2015 | SOCO_2_VACAR | SOCO | VACAR | Internal | Winter | B20 | 935 | 2000 | 0 | 42.39 | 42.97 | 10 | 0
2015 | SPP_N_2_ENT | SPP_N | ENT | Internal | Shoulder | B11 | 25 | 9240 | 0 | 55.4 | 55.32 | 5 | 0
2015 | SPP_N_2_ENT | SPP_N | ENT | Internal | Shoulder | B12 | 200 | 9240 | 0 | 42.53 | 39.32 | 5 | 0
2015 | SPP_N_2_ENT | SPP_N | ENT | Internal | Shoulder | B13 | 600 | 9240 | 0 | 39.31 | 39.32 | 5 | 0
2015 | SPP_N_2_ENT | SPP_N | ENT | Internal | Shoulder | B14 | 900 | 9240 | 0 | 39.31 | 39.15 | 5 | 0
2015 | SPP_N_2_ENT | SPP_N | ENT | Internal | Shoulder | B15 | 1203 | 9240 | 0 | 37.62 | 39.04 | 5 | 0
2015 | SPP_N_2_ENT | SPP_N | ENT | Internal | Summer | B1 | 10 | 9240 | 0 | 60.82 | 59.69 | 5 | 0
2015 | SPP_N_2_ENT | SPP_N | ENT | Internal | Summer | B2 | 25 | 9240 | 0 | 60.07 | 58.82 | 5 | 0
2015 | SPP_N_2_ENT | SPP_N | ENT | Internal | Summer | B3 | 75 | 9240 | 0 | 59.77 | 58.43 | 5 | 0
2015 | SPP_N_2_ENT | SPP_N | ENT | Internal | Summer | B4 | 100 | 9240 | 0 | 55.29 | 58.43 | 5 | 0
2015 | SPP_N_2_ENT | SPP_N | ENT | Internal | Summer | B5 | 200 | 9240 | 0 | 53.44 | 53.58 | 5 | 0
2015 | SPP_N_2_ENT | SPP_N | ENT | Internal | Summer | B6 | 300 | 9240 | 0 | 49.58 | 50.55 | 5 | 0
2015 | SPP_N_2_ENT | SPP_N | ENT | Internal | Summer | B7 | 400 | 9240 | 0 | 43.73 | 43.72 | 5 | 0
2015 | SPP_N_2_ENT | SPP_N | ENT | Internal | Summer | B8 | 500 | 9240 | 0 | 37.98 | 38.1 | 5 | 0
2015 | SPP_N_2_ENT | SPP_N | ENT | Internal | Summer | B9 | 800 | 9240 | 0 | 36.69 | 37.83 | 5 | 0
2015 | SPP_N_2_ENT | SPP_N | ENT | Internal | Summer | B10 | 1262 | 9240 | 0 | 36.27 | 36.6 | 5 | 0
2015 | SPP_N_2_ENT | SPP_N | ENT | Internal | Winter | B16 | 25 | 9240 | 0 | 52.92 | 57.16 | 5 | 0
2015 | SPP_N_2_ENT | SPP_N | ENT | Internal | Winter | B17 | 100 | 9240 | 0 | 41.91 | 41.76 | 5 | 0
2015 | SPP_N_2_ENT | SPP_N | ENT | Internal | Winter | B18 | 400 | 9240 | 0 | 40.09 | 41.76 | 5 | 0
2015 | SPP_N_2_ENT | SPP_N | ENT | Internal | Winter | B19 | 700 | 9240 | 0 | 40.09 | 41.46 | 5 | 0
2015 | SPP_N_2_ENT | SPP_N | ENT | Internal | Winter | B20 | 935 | 9240 | 0 | 40.01 | 40.11 | 5 | 0
2015 | SPP_N_2_MISO_MO-IL | SPP_N | MISO_MO-IL | Internal | Shoulder | B11 | 25 | 2263 | 0 | 55.4 | 48.41 | 5 | 0
2015 | SPP_N_2_MISO_MO-IL | SPP_N | MISO_MO-IL | Internal | Shoulder | B12 | 200 | 2263 | 0 | 42.53 | 40.13 | 5 | 0
2015 | SPP_N_2_MISO_MO-IL | SPP_N | MISO_MO-IL | Internal | Shoulder | B13 | 600 | 2263 | 0 | 39.31 | 37.96 | 5 | 0
2015 | SPP_N_2_MISO_MO-IL | SPP_N | MISO_MO-IL | Internal | Shoulder | B14 | 900 | 2263 | 0 | 39.31 | 35.9 | 5 | 0
2015 | SPP_N_2_MISO_MO-IL | SPP_N | MISO_MO-IL | Internal | Shoulder | B15 | 1203 | 2263 | 0 | 37.62 | 34.29 | 5 | 0
2015 | SPP_N_2_MISO_MO-IL | SPP_N | MISO_MO-IL | Internal | Summer | B1 | 10 | 2263 | 0 | 60.82 | 59.68 | 5 | 0
2015 | SPP_N_2_MISO_MO-IL | SPP_N | MISO_MO-IL | Internal | Summer | B2 | 25 | 2263 | 0 | 60.07 | 58.82 | 5 | 0
2015 | SPP_N_2_MISO_MO-IL | SPP_N | MISO_MO-IL | Internal | Summer | B3 | 75 | 2263 | 0 | 59.77 | 57.91 | 5 | 0
2015 | SPP_N_2_MISO_MO-IL | SPP_N | MISO_MO-IL | Internal | Summer | B4 | 100 | 2263 | 0 | 55.29 | 53.39 | 5 | 0
2015 | SPP_N_2_MISO_MO-IL | SPP_N | MISO_MO-IL | Internal | Summer | B5 | 200 | 2263 | 0 | 53.44 | 46.43 | 5 | 0
2015 | SPP_N_2_MISO_MO-IL | SPP_N | MISO_MO-IL | Internal | Summer | B6 | 300 | 2263 | 0 | 49.58 | 42.55 | 5 | 0
2015 | SPP_N_2_MISO_MO-IL | SPP_N | MISO_MO-IL | Internal | Summer | B7 | 400 | 2263 | 0 | 43.73 | 36.72 | 5 | 0
2015 | SPP_N_2_MISO_MO-IL | SPP_N | MISO_MO-IL | Internal | Summer | B8 | 500 | 2263 | 0 | 37.98 | 34.39 | 5 | 0
2015 | SPP_N_2_MISO_MO-IL | SPP_N | MISO_MO-IL | Internal | Summer | B9 | 800 | 2263 | 0 | 36.69 | 33.51 | 5 | 0
2015 | SPP_N_2_MISO_MO-IL | SPP_N | MISO_MO-IL | Internal | Summer | B10 | 1262 | 2263 | 0 | 36.27 | 32.1 | 5 | 0
2015 | SPP_N_2_MISO_MO-IL | SPP_N | MISO_MO-IL | Internal | Winter | B16 | 25 | 2263 | 0 | 52.92 | 49.16 | 5 | 0
2015 | SPP_N_2_MISO_MO-IL | SPP_N | MISO_MO-IL | Internal | Winter | B17 | 100 | 2263 | 0 | 41.91 | 43.21 | 5 | 0
2015 | SPP_N_2_MISO_MO-IL | SPP_N | MISO_MO-IL | Internal | Winter | B18 | 400 | 2263 | 0 | 40.09 | 38.44 | 5 | 0
2015 | SPP_N_2_MISO_MO-IL | SPP_N | MISO_MO-IL | Internal | Winter | B19 | 700 | 2263 | 0 | 40.09 | 36.64 | 5 | 0
2015 | SPP_N_2_MISO_MO-IL | SPP_N | MISO_MO-IL | Internal | Winter | B20 | 935 | 2263 | 0 | 40.01 | 33.49 | 5 | 0
2015 | SPP_N_2_MISO_W | SPP_N | MISO_W | Internal | Shoulder | B11 | 25 | 750 | 0 | 55.4 | 48.4 | 5 | 0
2015 | SPP_N_2_MISO_W | SPP_N | MISO_W | Internal | Shoulder | B12 | 200 | 750 | 0 | 42.53 | 40.13 | 5 | 0
2015 | SPP_N_2_MISO_W | SPP_N | MISO_W | Internal | Shoulder | B13 | 600 | 750 | 0 | 39.31 | 37.97 | 5 | 0
2015 | SPP_N_2_MISO_W | SPP_N | MISO_W | Internal | Shoulder | B14 | 900 | 750 | 0 | 39.31 | 35.91 | 5 | 0
2015 | SPP_N_2_MISO_W | SPP_N | MISO_W | Internal | Shoulder | B15 | 1203 | 750 | 0 | 37.62 | 34.3 | 5 | 0
2015 | SPP_N_2_MISO_W | SPP_N | MISO_W | Internal | Summer | B1 | 10 | 750 | 0 | 60.82 | 59.68 | 5 | 0
2015 | SPP_N_2_MISO_W | SPP_N | MISO_W | Internal | Summer | B2 | 25 | 750 | 0 | 60.07 | 58.83 | 5 | 0
2015 | SPP_N_2_MISO_W | SPP_N | MISO_W | Internal | Summer | B3 | 75 | 750 | 0 | 59.77 | 57.92 | 5 | 0
2015 | SPP_N_2_MISO_W | SPP_N | MISO_W | Internal | Summer | B4 | 100 | 750 | 0 | 55.29 | 53.4 | 5 | 0
2015 | SPP_N_2_MISO_W | SPP_N | MISO_W | Internal | Summer | B5 | 200 | 750 | 0 | 53.44 | 46.44 | 5 | 0
2015 | SPP_N_2_MISO_W | SPP_N | MISO_W | Internal | Summer | B6 | 300 | 750 | 0 | 49.58 | 42.56 | 5 | 0
2015 | SPP_N_2_MISO_W | SPP_N | MISO_W | Internal | Summer | B7 | 400 | 750 | 0 | 43.73 | 36.73 | 5 | 0
2015 | SPP_N_2_MISO_W | SPP_N | MISO_W | Internal | Summer | B8 | 500 | 750 | 0 | 37.98 | 34.4 | 5 | 0
2015 | SPP_N_2_MISO_W | SPP_N | MISO_W | Internal | Summer | B9 | 800 | 750 | 0 | 36.69 | 33.52 | 5 | 0
2015 | SPP_N_2_MISO_W | SPP_N | MISO_W | Internal | Summer | B10 | 1262 | 750 | 0 | 36.27 | 32.12 | 5 | 0
2015 | SPP_N_2_MISO_W | SPP_N | MISO_W | Internal | Winter | B16 | 25 | 750 | 0 | 52.92 | 49.15 | 5 | 0
2015 | SPP_N_2_MISO_W | SPP_N | MISO_W | Internal | Winter | B17 | 100 | 750 | 0 | 41.91 | 43.2 | 5 | 0
2015 | SPP_N_2_MISO_W | SPP_N | MISO_W | Internal | Winter | B18 | 400 | 750 | 0 | 40.09 | 38.45 | 5 | 0
2015 | SPP_N_2_MISO_W | SPP_N | MISO_W | Internal | Winter | B19 | 700 | 750 | 0 | 40.09 | 36.65 | 5 | 0
2015 | SPP_N_2_MISO_W | SPP_N | MISO_W | Internal | Winter | B20 | 935 | 750 | 0 | 40.01 | 33.5 | 5 | 0
2015 | SPP_N_2_NE | SPP_N | NE | Internal | Shoulder | B11 | 25 | 11328 | 0 | 55.4 | 55.39 | 0.01 | 0
2015 | SPP_N_2_NE | SPP_N | NE | Internal | Shoulder | B12 | 200 | 11328 | 0 | 42.53 | 42.52 | 0.01 | 0
2015 | SPP_N_2_NE | SPP_N | NE | Internal | Shoulder | B13 | 600 | 11328 | 0 | 39.31 | 39.3 | 0.01 | 0
2015 | SPP_N_2_NE | SPP_N | NE | Internal | Shoulder | B14 | 900 | 11328 | 0 | 39.31 | 39.3 | 0.01 | 0
2015 | SPP_N_2_NE | SPP_N | NE | Internal | Shoulder | B15 | 1203 | 11328 | 0 | 37.62 | 37.6 | 0.01 | 0
2015 | SPP_N_2_NE | SPP_N | NE | Internal | Summer | B1 | 10 | 11328 | 0.02 | 60.82 | 60.81 | 0.01 | 0
2015 | SPP_N_2_NE | SPP_N | NE | Internal | Summer | B2 | 25 | 11328 | 0 | 60.07 | 60.06 | 0.01 | 0
2015 | SPP_N_2_NE | SPP_N | NE | Internal | Summer | B3 | 75 | 11328 | 0 | 59.77 | 59.76 | 0.01 | 0
2015 | SPP_N_2_NE | SPP_N | NE | Internal | Summer | B4 | 100 | 11328 | 0 | 55.29 | 55.27 | 0.01 | 0
2015 | SPP_N_2_NE | SPP_N | NE | Internal | Summer | B5 | 200 | 11328 | 0 | 53.44 | 53.43 | 0.01 | 0
2015 | SPP_N_2_NE | SPP_N | NE | Internal | Summer | B6 | 300 | 11328 | 0 | 49.58 | 49.56 | 0.01 | 0
2015 | SPP_N_2_NE | SPP_N | NE | Internal | Summer | B7 | 400 | 11328 | 0 | 43.73 | 43.72 | 0.01 | 0
2015 | SPP_N_2_NE | SPP_N | NE | Internal | Summer | B8 | 500 | 11328 | 0 | 37.98 | 37.97 | 0.01 | 0
2015 | SPP_N_2_NE | SPP_N | NE | Internal | Summer | B9 | 800 | 11328 | 0 | 36.69 | 36.67 | 0.01 | 0
2015 | SPP_N_2_NE | SPP_N | NE | Internal | Summer | B10 | 1262 | 11328 | 0 | 36.27 | 36.26 | 0.01 | 0
2015 | SPP_N_2_NE | SPP_N | NE | Internal | Winter | B16 | 25 | 11328 | 0 | 52.92 | 52.91 | 0.01 | 0
2015 | SPP_N_2_NE | SPP_N | NE | Internal | Winter | B17 | 100 | 11328 | 0 | 41.91 | 41.9 | 0.01 | 0
2015 | SPP_N_2_NE | SPP_N | NE | Internal | Winter | B18 | 400 | 11328 | 0 | 40.09 | 40.08 | 0.01 | 0
2015 | SPP_N_2_NE | SPP_N | NE | Internal | Winter | B19 | 700 | 11328 | 0 | 40.09 | 40.08 | 0.01 | 0
2015 | SPP_N_2_NE | SPP_N | NE | Internal | Winter | B20 | 935 | 11328 | 0 | 40.01 | 39.99 | 0.01 | 0
2015 | SPP_N_2_SPP_S | SPP_N | SPP_S | Internal | Shoulder | B11 | 25 | 5571 | 0 | 55.4 | 54.52 | 0.01 | 0
2015 | SPP_N_2_SPP_S | SPP_N | SPP_S | Internal | Shoulder | B12 | 200 | 5571 | 0 | 42.53 | 42.52 | 0.01 | 0
2015 | SPP_N_2_SPP_S | SPP_N | SPP_S | Internal | Shoulder | B13 | 600 | 5571 | 153.61 | 39.31 | 39.32 | 0.01 | 0
2015 | SPP_N_2_SPP_S | SPP_N | SPP_S | Internal | Shoulder | B14 | 900 | 5571 | 131.74 | 39.31 | 39.32 | 0.01 | 0
2015 | SPP_N_2_SPP_S | SPP_N | SPP_S | Internal | Shoulder | B15 | 1203 | 5571 | 872.56 | 37.62 | 37.63 | 0.01 | 0
2015 | SPP_N_2_SPP_S | SPP_N | SPP_S | Internal | Summer | B1 | 10 | 5571 | 0.02 | 60.82 | 60.81 | 0.01 | 0
2015 | SPP_N_2_SPP_S | SPP_N | SPP_S | Internal | Summer | B2 | 25 | 5571 | 0 | 60.07 | 60.06 | 0.01 | 0
2015 | SPP_N_2_SPP_S | SPP_N | SPP_S | Internal | Summer | B3 | 75 | 5571 | 0 | 59.77 | 54.49 | 0.01 | 0
2015 | SPP_N_2_SPP_S | SPP_N | SPP_S | Internal | Summer | B4 | 100 | 5571 | 0 | 55.29 | 54.49 | 0.01 | 0
2015 | SPP_N_2_SPP_S | SPP_N | SPP_S | Internal | Summer | B5 | 200 | 5571 | 0 | 53.44 | 52.64 | 0.01 | 0
2015 | SPP_N_2_SPP_S | SPP_N | SPP_S | Internal | Summer | B6 | 300 | 5571 | 3320.25 | 49.58 | 49.59 | 0.01 | 0
2015 | SPP_N_2_SPP_S | SPP_N | SPP_S | Internal | Summer | B7 | 400 | 5571 | 2488.12 | 43.73 | 43.74 | 0.01 | 0
2015 | SPP_N_2_SPP_S | SPP_N | SPP_S | Internal | Summer | B8 | 500 | 5571 | 1753.55 | 37.98 | 38 | 0.01 | 0
2015 | SPP_N_2_SPP_S | SPP_N | SPP_S | Internal | Summer | B9 | 800 | 5571 | 1998.42 | 36.69 | 36.7 | 0.01 | 0
2015 | SPP_N_2_SPP_S | SPP_N | SPP_S | Internal | Summer | B10 | 1262 | 5571 | 3988.04 | 36.27 | 36.28 | 0.01 | 0
2015 | SPP_N_2_SPP_S | SPP_N | SPP_S | Internal | Winter | B16 | 25 | 5571 | 1133.34 | 52.92 | 52.94 | 0.01 | 0
2015 | SPP_N_2_SPP_S | SPP_N | SPP_S | Internal | Winter | B17 | 100 | 5571 | 818.75 | 41.91 | 41.92 | 0.01 | 0
2015 | SPP_N_2_SPP_S | SPP_N | SPP_S | Internal | Winter | B18 | 400 | 5571 | 1170 | 40.09 | 40.11 | 0.01 | 0
2015 | SPP_N_2_SPP_S | SPP_N | SPP_S | Internal | Winter | B19 | 700 | 5571 | 1429.06 | 40.09 | 40.11 | 0.01 | 0
2015 | SPP_N_2_SPP_S | SPP_N | SPP_S | Internal | Winter | B20 | 935 | 5571 | 3485.5 | 40.01 | 40.02 | 0.01 | 0
2015 | SPP_S_2_ENT | SPP_S | ENT | Internal | Shoulder | B11 | 25 | 5132 | 0 | 54.52 | 55.32 | 5 | 0
2015 | SPP_S_2_ENT | SPP_S | ENT | Internal | Shoulder | B12 | 200 | 5132 | 0 | 42.52 | 39.32 | 5 | 0
2015 | SPP_S_2_ENT | SPP_S | ENT | Internal | Shoulder | B13 | 600 | 5132 | 0 | 39.32 | 39.32 | 5 | 0
2015 | SPP_S_2_ENT | SPP_S | ENT | Internal | Shoulder | B14 | 900 | 5132 | 0 | 39.32 | 39.15 | 5 | 0
2015 | SPP_S_2_ENT | SPP_S | ENT | Internal | Shoulder | B15 | 1203 | 5132 | 0 | 37.63 | 39.04 | 5 | 0
2015 | SPP_S_2_ENT | SPP_S | ENT | Internal | Summer | B1 | 10 | 5132 | 0 | 60.81 | 59.69 | 5 | 0
2015 | SPP_S_2_ENT | SPP_S | ENT | Internal | Summer | B2 | 25 | 5132 | 0 | 60.06 | 58.82 | 5 | 0
2015 | SPP_S_2_ENT | SPP_S | ENT | Internal | Summer | B3 | 75 | 5132 | 0 | 54.49 | 58.43 | 5 | 0
2015 | SPP_S_2_ENT | SPP_S | ENT | Internal | Summer | B4 | 100 | 5132 | 0 | 54.49 | 58.43 | 5 | 0
2015 | SPP_S_2_ENT | SPP_S | ENT | Internal | Summer | B5 | 200 | 5132 | 0 | 52.64 | 53.58 | 5 | 0
2015 | SPP_S_2_ENT | SPP_S | ENT | Internal | Summer | B6 | 300 | 5132 | 0 | 49.59 | 50.55 | 5 | 0
2015 | SPP_S_2_ENT | SPP_S | ENT | Internal | Summer | B7 | 400 | 5132 | 0 | 43.74 | 43.72 | 5 | 0
2015 | SPP_S_2_ENT | SPP_S | ENT | Internal | Summer | B8 | 500 | 5132 | 0 | 38 | 38.1 | 5 | 0
2015 | SPP_S_2_ENT | SPP_S | ENT | Internal | Summer | B9 | 800 | 5132 | 0 | 36.7 | 37.83 | 5 | 0
2015 | SPP_S_2_ENT | SPP_S | ENT | Internal | Summer | B10 | 1262 | 5132 | 0 | 36.28 | 36.6 | 5 | 0
2015 | SPP_S_2_ENT | SPP_S | ENT | Internal | Winter | B16 | 25 | 5132 | 0 | 52.94 | 57.16 | 5 | 0
2015 | SPP_S_2_ENT | SPP_S | ENT | Internal | Winter | B17 | 100 | 5132 | 0 | 41.92 | 41.76 | 5 | 0
2015 | SPP_S_2_ENT | SPP_S | ENT | Internal | Winter | B18 | 400 | 5132 | 0 | 40.11 | 41.76 | 5 | 0
2015 | SPP_S_2_ENT | SPP_S | ENT | Internal | Winter | B19 | 700 | 5132 | 0 | 40.11 | 41.46 | 5 | 0
2015 | SPP_S_2_ENT | SPP_S | ENT | Internal | Winter | B20 | 935 | 5132 | 0 | 40.02 | 40.11 | 5 | 0
2015 | SPP_S_2_SPP_N | SPP_S | SPP_N | Internal | Shoulder | B11 | 25 | 2211 | 2211 | 54.52 | 55.4 | 0.01 | 0.87
2015 | SPP_S_2_SPP_N | SPP_S | SPP_N | Internal | Shoulder | B12 | 200 | 2211 | 602.65 | 42.52 | 42.53 | 0.01 | 0
2015 | SPP_S_2_SPP_N | SPP_S | SPP_N | Internal | Shoulder | B13 | 600 | 2211 | 0 | 39.32 | 39.31 | 0.01 | 0
2015 | SPP_S_2_SPP_N | SPP_S | SPP_N | Internal | Shoulder | B14 | 900 | 2211 | 0 | 39.32 | 39.31 | 0.01 | 0
2015 | SPP_S_2_SPP_N | SPP_S | SPP_N | Internal | Shoulder | B15 | 1203 | 2211 | 0 | 37.63 | 37.62 | 0.01 | 0
2015 | SPP_S_2_SPP_N | SPP_S | SPP_N | Internal | Summer | B1 | 10 | 2211 | 2045.96 | 60.81 | 60.82 | 0.01 | 0
2015 | SPP_S_2_SPP_N | SPP_S | SPP_N | Internal | Summer | B2 | 25 | 2211 | 1903.79 | 60.06 | 60.07 | 0.01 | 0
2015 | SPP_S_2_SPP_N | SPP_S | SPP_N | Internal | Summer | B3 | 75 | 2211 | 2211 | 54.49 | 59.77 | 0.01 | 5.27
2015 | SPP_S_2_SPP_N | SPP_S | SPP_N | Internal | Summer | B4 | 100 | 2211 | 2211 | 54.49 | 55.29 | 0.01 | 0.79
2015 | SPP_S_2_SPP_N | SPP_S | SPP_N | Internal | Summer | B5 | 200 | 2211 | 2211 | 52.64 | 53.44 | 0.01 | 0.78
2015 | SPP_S_2_SPP_N | SPP_S | SPP_N | Internal | Summer | B6 | 300 | 2211 | 0 | 49.59 | 49.58 | 0.01 | 0
2015 | SPP_S_2_SPP_N | SPP_S | SPP_N | Internal | Summer | B7 | 400 | 2211 | 0 | 43.74 | 43.73 | 0.01 | 0
2015 | SPP_S_2_SPP_N | SPP_S | SPP_N | Internal | Summer | B8 | 500 | 2211 | 0 | 38 | 37.98 | 0.01 | 0
2015 | SPP_S_2_SPP_N | SPP_S | SPP_N | Internal | Summer | B9 | 800 | 2211 | 0 | 36.7 | 36.69 | 0.01 | 0
2015 | SPP_S_2_SPP_N | SPP_S | SPP_N | Internal | Summer | B10 | 1262 | 2211 | 0 | 36.28 | 36.27 | 0.01 | 0
2015 | SPP_S_2_SPP_N | SPP_S | SPP_N | Internal | Winter | B16 | 25 | 2211 | 0 | 52.94 | 52.92 | 0.01 | 0
2015 | SPP_S_2_SPP_N | SPP_S | SPP_N | Internal | Winter | B17 | 100 | 2211 | 0 | 41.92 | 41.91 | 0.01 | 0
2015 | SPP_S_2_SPP_N | SPP_S | SPP_N | Internal | Winter | B18 | 400 | 2211 | 0 | 40.11 | 40.09 | 0.01 | 0
2015 | SPP_S_2_SPP_N | SPP_S | SPP_N | Internal | Winter | B19 | 700 | 2211 | 0 | 40.11 | 40.09 | 0.01 | 0
2015 | SPP_S_2_SPP_N | SPP_S | SPP_N | Internal | Winter | B20 | 935 | 2211 | 0 | 40.02 | 40.01 | 0.01 | 0
2015 | TVA_2_ENT | TVA | ENT | Internal | Shoulder | B11 | 25 | 500 | 0 | 55.02 | 55.32 | 9 | 0
2015 | TVA_2_ENT | TVA | ENT | Internal | Shoulder | B12 | 200 | 500 | 0 | 41.16 | 39.32 | 9 | 0
2015 | TVA_2_ENT | TVA | ENT | Internal | Shoulder | B13 | 600 | 500 | 0 | 39.49 | 39.32 | 9 | 0
2015 | TVA_2_ENT | TVA | ENT | Internal | Shoulder | B14 | 900 | 500 | 0 | 39.49 | 39.15 | 9 | 0
2015 | TVA_2_ENT | TVA | ENT | Internal | Shoulder | B15 | 1203 | 500 | 0 | 39.49 | 39.04 | 9 | 0
2015 | TVA_2_ENT | TVA | ENT | Internal | Summer | B1 | 10 | 500 | 0 | 67.69 | 59.69 | 9 | 0
2015 | TVA_2_ENT | TVA | ENT | Internal | Summer | B2 | 25 | 500 | 0 | 66.83 | 58.82 | 9 | 0
2015 | TVA_2_ENT | TVA | ENT | Internal | Summer | B3 | 75 | 500 | 0 | 64.3 | 58.43 | 9 | 0
2015 | TVA_2_ENT | TVA | ENT | Internal | Summer | B4 | 100 | 500 | 0 | 61.39 | 58.43 | 9 | 0
2015 | TVA_2_ENT | TVA | ENT | Internal | Summer | B5 | 200 | 500 | 0 | 51.96 | 53.58 | 9 | 0
2015 | TVA_2_ENT | TVA | ENT | Internal | Summer | B6 | 300 | 500 | 402.58 | 41.55 | 50.55 | 9 | 0
2015 | TVA_2_ENT | TVA | ENT | Internal | Summer | B7 | 400 | 500 | 0 | 38.22 | 43.72 | 9 | 0
2015 | TVA_2_ENT | TVA | ENT | Internal | Summer | B8 | 500 | 500 | 0 | 38.22 | 38.1 | 9 | 0
2015 | TVA_2_ENT | TVA | ENT | Internal | Summer | B9 | 800 | 500 | 0 | 38.22 | 37.83 | 9 | 0
2015 | TVA_2_ENT | TVA | ENT | Internal | Summer | B10 | 1262 | 500 | 0 | 35.46 | 36.6 | 9 | 0
2015 | TVA_2_ENT | TVA | ENT | Internal | Winter | B16 | 25 | 500 | 0 | 56.16 | 57.16 | 9 | 0
2015 | TVA_2_ENT | TVA | ENT | Internal | Winter | B17 | 100 | 500 | 0 | 43.7 | 41.76 | 9 | 0
2015 | TVA_2_ENT | TVA | ENT | Internal | Winter | B18 | 400 | 500 | 0 | 39.34 | 41.76 | 9 | 0
2015 | TVA_2_ENT | TVA | ENT | Internal | Winter | B19 | 700 | 500 | 0 | 39.34 | 41.46 | 9 | 0
2015 | TVA_2_ENT | TVA | ENT | Internal | Winter | B20 | 935 | 500 | 0 | 39.34 | 40.11 | 9 | 0
2015 | TVA_2_NonRTO_Midwest | TVA | NonRTO_Midwest | Internal | Shoulder | B11 | 25 | 100 | 0 | 55.02 | 56.42 | 9 | 0
2015 | TVA_2_NonRTO_Midwest | TVA | NonRTO_Midwest | Internal | Shoulder | B12 | 200 | 100 | 0 | 41.16 | 48.14 | 9 | 0
2015 | TVA_2_NonRTO_Midwest | TVA | NonRTO_Midwest | Internal | Shoulder | B13 | 600 | 100 | 0 | 39.49 | 45.23 | 9 | 0
2015 | TVA_2_NonRTO_Midwest | TVA | NonRTO_Midwest | Internal | Shoulder | B14 | 900 | 100 | 0 | 39.49 | 35.7 | 9 | 0
2015 | TVA_2_NonRTO_Midwest | TVA | NonRTO_Midwest | Internal | Shoulder | B15 | 1203 | 100 | 0 | 39.49 | 34.01 | 9 | 0
2015 | TVA_2_NonRTO_Midwest | TVA | NonRTO_Midwest | Internal | Summer | B1 | 10 | 100 | 0 | 67.69 | 65.02 | 9 | 0
2015 | TVA_2_NonRTO_Midwest | TVA | NonRTO_Midwest | Internal | Summer | B2 | 25 | 100 | 0 | 66.83 | 65.02 | 9 | 0
2015 | TVA_2_NonRTO_Midwest | TVA | NonRTO_Midwest | Internal | Summer | B3 | 75 | 100 | 0 | 64.3 | 65.02 | 9 | 0
2015 | TVA_2_NonRTO_Midwest | TVA | NonRTO_Midwest | Internal | Summer | B4 | 100 | 100 | 0 | 61.39 | 61.4 | 9 | 0
2015 | TVA_2_NonRTO_Midwest | TVA | NonRTO_Midwest | Internal | Summer | B5 | 200 | 100 | 0 | 51.96 | 54.43 | 9 | 0
2015 | TVA_2_NonRTO_Midwest | TVA | NonRTO_Midwest | Internal | Summer | B6 | 300 | 100 | 0 | 41.55 | 50.54 | 9 | 0
2015 | TVA_2_NonRTO_Midwest | TVA | NonRTO_Midwest | Internal | Summer | B7 | 400 | 100 | 0 | 38.22 | 35.19 | 9 | 0
2015 | TVA_2_NonRTO_Midwest | TVA | NonRTO_Midwest | Internal | Summer | B8 | 500 | 100 | 0 | 38.22 | 34.01 | 9 | 0
2015 | TVA_2_NonRTO_Midwest | TVA | NonRTO_Midwest | Internal | Summer | B9 | 800 | 100 | 0 | 38.22 | 33.9 | 9 | 0
2015 | TVA_2_NonRTO_Midwest | TVA | NonRTO_Midwest | Internal | Summer | B10 | 1262 | 100 | 0 | 35.46 | 33.23 | 9 | 0
2015 | TVA_2_NonRTO_Midwest | TVA | NonRTO_Midwest | Internal | Winter | B16 | 25 | 100 | 0 | 56.16 | 57.17 | 9 | 0
2015 | TVA_2_NonRTO_Midwest | TVA | NonRTO_Midwest | Internal | Winter | B17 | 100 | 100 | 0 | 43.7 | 51.22 | 9 | 0
2015 | TVA_2_NonRTO_Midwest | TVA | NonRTO_Midwest | Internal | Winter | B18 | 400 | 100 | 0 | 39.34 | 46.45 | 9 | 0
2015 | TVA_2_NonRTO_Midwest | TVA | NonRTO_Midwest | Internal | Winter | B19 | 700 | 100 | 0 | 39.34 | 35.88 | 9 | 0
2015 | TVA_2_NonRTO_Midwest | TVA | NonRTO_Midwest | Internal | Winter | B20 | 935 | 100 | 0 | 39.34 | 34.01 | 9 | 0
2015 | TVA_2_SOCO | TVA | SOCO | Internal | Shoulder | B11 | 25 | 500 | 0 | 55.02 | 63.02 | 9 | 0
2015 | TVA_2_SOCO | TVA | SOCO | Internal | Shoulder | B12 | 200 | 500 | 0 | 41.16 | 46.3 | 9 | 0
2015 | TVA_2_SOCO | TVA | SOCO | Internal | Shoulder | B13 | 600 | 500 | 0 | 39.49 | 41.42 | 9 | 0
2015 | TVA_2_SOCO | TVA | SOCO | Internal | Shoulder | B14 | 900 | 500 | 0 | 39.49 | 40.69 | 9 | 0
2015 | TVA_2_SOCO | TVA | SOCO | Internal | Shoulder | B15 | 1203 | 500 | 0 | 39.49 | 40 | 9 | 0
2015 | TVA_2_SOCO | TVA | SOCO | Internal | Summer | B1 | 10 | 500 | 0 | 67.69 | 67.69 | 9 | 0
2015 | TVA_2_SOCO | TVA | SOCO | Internal | Summer | B2 | 25 | 500 | 0 | 66.83 | 66.43 | 9 | 0
2015 | TVA_2_SOCO | TVA | SOCO | Internal | Summer | B3 | 75 | 500 | 0 | 64.3 | 66.43 | 9 | 0
2015 | TVA_2_SOCO | TVA | SOCO | Internal | Summer | B4 | 100 | 500 | 0 | 61.39 | 66.43 | 9 | 0
2015 | TVA_2_SOCO | TVA | SOCO | Internal | Summer | B5 | 200 | 500 | 500 | 51.96 | 61.58 | 9 | 0.61
2015 | TVA_2_SOCO | TVA | SOCO | Internal | Summer | B6 | 300 | 500 | 500 | 41.55 | 57.53 | 9 | 6.98
2015 | TVA_2_SOCO | TVA | SOCO | Internal | Summer | B7 | 400 | 500 | 500 | 38.22 | 51.72 | 9 | 4.5
2015 | TVA_2_SOCO | TVA | SOCO | Internal | Summer | B8 | 500 | 500 | 0 | 38.22 | 46.1 | 9 | 0
2015 | TVA_2_SOCO | TVA | SOCO | Internal | Summer | B9 | 800 | 500 | 0 | 38.22 | 40.21 | 9 | 0
2015 | TVA_2_SOCO | TVA | SOCO | Internal | Summer | B10 | 1262 | 500 | 0 | 35.46 | 38.83 | 9 | 0
2015 | TVA_2_SOCO | TVA | SOCO | Internal | Winter | B16 | 25 | 500 | 177.06 | 56.16 | 65.16 | 9 | 0
2015 | TVA_2_SOCO | TVA | SOCO | Internal | Winter | B17 | 100 | 500 | 0 | 43.7 | 49.76 | 9 | 0
2015 | TVA_2_SOCO | TVA | SOCO | Internal | Winter | B18 | 400 | 500 | 0 | 39.34 | 43.32 | 9 | 0
2015 | TVA_2_SOCO | TVA | SOCO | Internal | Winter | B19 | 700 | 500 | 0 | 39.34 | 42.69 | 9 | 0
2015 | TVA_2_SOCO | TVA | SOCO | Internal | Winter | B20 | 935 | 500 | 0 | 39.34 | 42.39 | 9 | 0
2015 | TVA_2_VACAR | TVA | VACAR | Internal | Shoulder | B11 | 25 | 150 | 0 | 55.02 | 55.37 | 9 | 0
2015 | TVA_2_VACAR | TVA | VACAR | Internal | Shoulder | B12 | 200 | 150 | 0 | 41.16 | 47.69 | 9 | 0
2015 | TVA_2_VACAR | TVA | VACAR | Internal | Shoulder | B13 | 600 | 150 | 0 | 39.49 | 45.66 | 9 | 0
2015 | TVA_2_VACAR | TVA | VACAR | Internal | Shoulder | B14 | 900 | 150 | 0 | 39.49 | 43.63 | 9 | 0
2015 | TVA_2_VACAR | TVA | VACAR | Internal | Shoulder | B15 | 1203 | 150 | 0 | 39.49 | 41.25 | 9 | 0
2015 | TVA_2_VACAR | TVA | VACAR | Internal | Summer | B1 | 10 | 150 | 0 | 67.69 | 69.73 | 9 | 0
2015 | TVA_2_VACAR | TVA | VACAR | Internal | Summer | B2 | 25 | 150 | 0 | 66.83 | 69.73 | 9 | 0
2015 | TVA_2_VACAR | TVA | VACAR | Internal | Summer | B3 | 75 | 150 | 0 | 64.3 | 68.59 | 9 | 0
2015 | TVA_2_VACAR | TVA | VACAR | Internal | Summer | B4 | 100 | 150 | 0 | 61.39 | 61.38 | 9 | 0
2015 | TVA_2_VACAR | TVA | VACAR | Internal | Summer | B5 | 200 | 150 | 0 | 51.96 | 54.43 | 9 | 0
2015 | TVA_2_VACAR | TVA | VACAR | Internal | Summer | B6 | 300 | 150 | 0 | 41.55 | 50.53 | 9 | 0
2015 | TVA_2_VACAR | TVA | VACAR | Internal | Summer | B7 | 400 | 150 | 0 | 38.22 | 44.72 | 9 | 0
2015 | TVA_2_VACAR | TVA | VACAR | Internal | Summer | B8 | 500 | 150 | 0 | 38.22 | 42.4 | 9 | 0
2015 | TVA_2_VACAR | TVA | VACAR | Internal | Summer | B9 | 800 | 150 | 0 | 38.22 | 41.46 | 9 | 0
2015 | TVA_2_VACAR | TVA | VACAR | Internal | Summer | B10 | 1262 | 150 | 0 | 35.46 | 38.86 | 9 | 0
2015 | TVA_2_VACAR | TVA | VACAR | Internal | Winter | B16 | 25 | 150 | 0 | 56.16 | 59.67 | 9 | 0
2015 | TVA_2_VACAR | TVA | VACAR | Internal | Winter | B17 | 100 | 150 | 0 | 43.7 | 51.2 | 9 | 0
2015 | TVA_2_VACAR | TVA | VACAR | Internal | Winter | B18 | 400 | 150 | 0 | 39.34 | 46.33 | 9 | 0
2015 | TVA_2_VACAR | TVA | VACAR | Internal | Winter | B19 | 700 | 150 | 0 | 39.34 | 43.63 | 9 | 0
2015 | TVA_2_VACAR | TVA | VACAR | Internal | Winter | B20 | 935 | 150 | 0 | 39.34 | 42.97 | 9 | 0
2015 | TVA_Transmission_2_NonRTO_Midwest | TVA_Transmission | NonRTO_Midwest | Internal | Shoulder | B11 | 25 | 700 | 0 | 55.19 | 56.42 | 9 | 0
2015 | TVA_Transmission_2_NonRTO_Midwest | TVA_Transmission | NonRTO_Midwest | Internal | Shoulder | B12 | 200 | 700 | 0 | 44.21 | 48.14 | 9 | 0
2015 | TVA_Transmission_2_NonRTO_Midwest | TVA_Transmission | NonRTO_Midwest | Internal | Shoulder | B13 | 600 | 700 | 0 | 42.33 | 45.23 | 9 | 0
2015 | TVA_Transmission_2_NonRTO_Midwest | TVA_Transmission | NonRTO_Midwest | Internal | Shoulder | B14 | 900 | 700 | 0 | 40.81 | 35.7 | 9 | 0
2015 | TVA_Transmission_2_NonRTO_Midwest | TVA_Transmission | NonRTO_Midwest | Internal | Shoulder | B15 | 1203 | 700 | 0 | 40.09 | 34.01 | 9 | 0
2015 | TVA_Transmission_2_NonRTO_Midwest | TVA_Transmission | NonRTO_Midwest | Internal | Summer | B1 | 10 | 700 | 0 | 67.68 | 65.02 | 9 | 0
2015 | TVA_Transmission_2_NonRTO_Midwest | TVA_Transmission | NonRTO_Midwest | Internal | Summer | B2 | 25 | 700 | 0 | 66.82 | 65.02 | 9 | 0
2015 | TVA_Transmission_2_NonRTO_Midwest | TVA_Transmission | NonRTO_Midwest | Internal | Summer | B3 | 75 | 700 | 0 | 64.29 | 65.02 | 9 | 0
2015 | TVA_Transmission_2_NonRTO_Midwest | TVA_Transmission | NonRTO_Midwest | Internal | Summer | B4 | 100 | 700 | 0 | 61.38 | 61.4 | 9 | 0
2015 | TVA_Transmission_2_NonRTO_Midwest | TVA_Transmission | NonRTO_Midwest | Internal | Summer | B5 | 200 | 700 | 0 | 53.41 | 54.43 | 9 | 0
2015 | TVA_Transmission_2_NonRTO_Midwest | TVA_Transmission | NonRTO_Midwest | Internal | Summer | B6 | 300 | 700 | 0 | 49.55 | 50.54 | 9 | 0
2015 | TVA_Transmission_2_NonRTO_Midwest | TVA_Transmission | NonRTO_Midwest | Internal | Summer | B7 | 400 | 700 | 0 | 42.94 | 35.19 | 9 | 0
2015 | TVA_Transmission_2_NonRTO_Midwest | TVA_Transmission | NonRTO_Midwest | Internal | Summer | B8 | 500 | 700 | 0 | 39.72 | 34.01 | 9 | 0
2015 | TVA_Transmission_2_NonRTO_Midwest | TVA_Transmission | NonRTO_Midwest | Internal | Summer | B9 | 800 | 700 | 0 | 39.21 | 33.9 | 9 | 0
2015 | TVA_Transmission_2_NonRTO_Midwest | TVA_Transmission | NonRTO_Midwest | Internal | Summer | B10 | 1262 | 700 | 0 | 36.78 | 33.23 | 9 | 0
2015 | TVA_Transmission_2_NonRTO_Midwest | TVA_Transmission | NonRTO_Midwest | Internal | Winter | B16 | 25 | 700 | 0 | 56.67 | 57.17 | 9 | 0
2015 | TVA_Transmission_2_NonRTO_Midwest | TVA_Transmission | NonRTO_Midwest | Internal | Winter | B17 | 100 | 700 | 0 | 47.07 | 51.22 | 9 | 0
2015 | TVA_Transmission_2_NonRTO_Midwest | TVA_Transmission | NonRTO_Midwest | Internal | Winter | B18 | 400 | 700 | 0 | 42.96 | 46.45 | 9 | 0
2015 | TVA_Transmission_2_NonRTO_Midwest | TVA_Transmission | NonRTO_Midwest | Internal | Winter | B19 | 700 | 700 | 0 | 40.97 | 35.88 | 9 | 0
2015 | TVA_Transmission_2_NonRTO_Midwest | TVA_Transmission | NonRTO_Midwest | Internal | Winter | B20 | 935 | 700 | 0 | 39.95 | 34.01 | 9 | 0
2015 | TVA_Transmission_2_SOCO | TVA_Transmission | SOCO | Internal | Shoulder | B11 | 25 | 3200 | 0 | 55.19 | 63.02 | 9 | 0
2015 | TVA_Transmission_2_SOCO | TVA_Transmission | SOCO | Internal | Shoulder | B12 | 200 | 3200 | 0 | 44.21 | 46.3 | 9 | 0
2015 | TVA_Transmission_2_SOCO | TVA_Transmission | SOCO | Internal | Shoulder | B13 | 600 | 3200 | 0 | 42.33 | 41.42 | 9 | 0
2015 | TVA_Transmission_2_SOCO | TVA_Transmission | SOCO | Internal | Shoulder | B14 | 900 | 3200 | 0 | 40.81 | 40.69 | 9 | 0
2015 | TVA_Transmission_2_SOCO | TVA_Transmission | SOCO | Internal | Shoulder | B15 | 1203 | 3200 | 0 | 40.09 | 40 | 9 | 0
2015 | TVA_Transmission_2_SOCO | TVA_Transmission | SOCO | Internal | Summer | B1 | 10 | 3200 | 0 | 67.68 | 67.69 | 9 | 0
2015 | TVA_Transmission_2_SOCO | TVA_Transmission | SOCO | Internal | Summer | B2 | 25 | 3200 | 0 | 66.82 | 66.43 | 9 | 0
2015 | TVA_Transmission_2_SOCO | TVA_Transmission | SOCO | Internal | Summer | B3 | 75 | 3200 | 0 | 64.29 | 66.43 | 9 | 0
2015 | TVA_Transmission_2_SOCO | TVA_Transmission | SOCO | Internal | Summer | B4 | 100 | 3200 | 0 | 61.38 | 66.43 | 9 | 0
2015 | TVA_Transmission_2_SOCO | TVA_Transmission | SOCO | Internal | Summer | B5 | 200 | 3200 | 0 | 53.41 | 61.58 | 9 | 0
2015 | TVA_Transmission_2_SOCO | TVA_Transmission | SOCO | Internal | Summer | B6 | 300 | 3200 | 0 | 49.55 | 57.53 | 9 | 0
2015 | TVA_Transmission_2_SOCO | TVA_Transmission | SOCO | Internal | Summer | B7 | 400 | 3200 | 0 | 42.94 | 51.72 | 9 | 0
2015 | TVA_Transmission_2_SOCO | TVA_Transmission | SOCO | Internal | Summer | B8 | 500 | 3200 | 0 | 39.72 | 46.1 | 9 | 0
2015 | TVA_Transmission_2_SOCO | TVA_Transmission | SOCO | Internal | Summer | B9 | 800 | 3200 | 0 | 39.21 | 40.21 | 9 | 0
2015 | TVA_Transmission_2_SOCO | TVA_Transmission | SOCO | Internal | Summer | B10 | 1262 | 3200 | 0 | 36.78 | 38.83 | 9 | 0
2015 | TVA_Transmission_2_SOCO | TVA_Transmission | SOCO | Internal | Winter | B16 | 25 | 3200 | 0 | 56.67 | 65.16 | 9 | 0
2015 | TVA_Transmission_2_SOCO | TVA_Transmission | SOCO | Internal | Winter | B17 | 100 | 3200 | 0 | 47.07 | 49.76 | 9 | 0
2015 | TVA_Transmission_2_SOCO | TVA_Transmission | SOCO | Internal | Winter | B18 | 400 | 3200 | 0 | 42.96 | 43.32 | 9 | 0
2015 | TVA_Transmission_2_SOCO | TVA_Transmission | SOCO | Internal | Winter | B19 | 700 | 3200 | 0 | 40.97 | 42.69 | 9 | 0
2015 | TVA_Transmission_2_SOCO | TVA_Transmission | SOCO | Internal | Winter | B20 | 935 | 3200 | 0 | 39.95 | 42.39 | 9 | 0
2015 | TVA_Transmission_2_TVA | TVA_Transmission | TVA | Internal | Shoulder | B11 | 25 | 99999 | 0 | 55.19 | 55.02 | 0.01 | 0
2015 | TVA_Transmission_2_TVA | TVA_Transmission | TVA | Internal | Shoulder | B12 | 200 | 99999 | 0 | 44.21 | 41.16 | 0.01 | 0
2015 | TVA_Transmission_2_TVA | TVA_Transmission | TVA | Internal | Shoulder | B13 | 600 | 99999 | 0 | 42.33 | 39.49 | 0.01 | 0
2015 | TVA_Transmission_2_TVA | TVA_Transmission | TVA | Internal | Shoulder | B14 | 900 | 99999 | 0 | 40.81 | 39.49 | 0.01 | 0
2015 | TVA_Transmission_2_TVA | TVA_Transmission | TVA | Internal | Shoulder | B15 | 1203 | 99999 | 0 | 40.09 | 39.49 | 0.01 | 0
2015 | TVA_Transmission_2_TVA | TVA_Transmission | TVA | Internal | Summer | B1 | 10 | 99999 | 3395.1 | 67.68 | 67.69 | 0.01 | 0
2015 | TVA_Transmission_2_TVA | TVA_Transmission | TVA | Internal | Summer | B2 | 25 | 99999 | 2670.33 | 66.82 | 66.83 | 0.01 | 0
2015 | TVA_Transmission_2_TVA | TVA_Transmission | TVA | Internal | Summer | B3 | 75 | 99999 | 1288.04 | 64.29 | 64.3 | 0.01 | 0
2015 | TVA_Transmission_2_TVA | TVA_Transmission | TVA | Internal | Summer | B4 | 100 | 99999 | 960.66 | 61.38 | 61.39 | 0.01 | 0
2015 | TVA_Transmission_2_TVA | TVA_Transmission | TVA | Internal | Summer | B5 | 200 | 99999 | 0 | 53.41 | 51.96 | 0.01 | 0
2015 | TVA_Transmission_2_TVA | TVA_Transmission | TVA | Internal | Summer | B6 | 300 | 99999 | 0 | 49.55 | 41.55 | 0.01 | 0
2015 | TVA_Transmission_2_TVA | TVA_Transmission | TVA | Internal | Summer | B7 | 400 | 99999 | 0 | 42.94 | 38.22 | 0.01 | 0
2015 | TVA_Transmission_2_TVA | TVA_Transmission | TVA | Internal | Summer | B8 | 500 | 99999 | 0 | 39.72 | 38.22 | 0.01 | 0
2015 | TVA_Transmission_2_TVA | TVA_Transmission | TVA | Internal | Summer | B9 | 800 | 99999 | 0 | 39.21 | 38.22 | 0.01 | 0
2015 | TVA_Transmission_2_TVA | TVA_Transmission | TVA | Internal | Summer | B10 | 1262 | 99999 | 0 | 36.78 | 35.46 | 0.01 | 0
2015 | TVA_Transmission_2_TVA | TVA_Transmission | TVA | Internal | Winter | B16 | 25 | 99999 | 0 | 56.67 | 56.16 | 0.01 | 0
2015 | TVA_Transmission_2_TVA | TVA_Transmission | TVA | Internal | Winter | B17 | 100 | 99999 | 0 | 47.07 | 43.7 | 0.01 | 0
2015 | TVA_Transmission_2_TVA | TVA_Transmission | TVA | Internal | Winter | B18 | 400 | 99999 | 0 | 42.96 | 39.34 | 0.01 | 0
2015 | TVA_Transmission_2_TVA | TVA_Transmission | TVA | Internal | Winter | B19 | 700 | 99999 | 0 | 40.97 | 39.34 | 0.01 | 0
2015 | TVA_Transmission_2_TVA | TVA_Transmission | TVA | Internal | Winter | B20 | 935 | 99999 | 0 | 39.95 | 39.34 | 0.01 | 0
2015 | TVA_Transmission_2_VACAR | TVA_Transmission | VACAR | Internal | Shoulder | B11 | 25 | 900 | 0 | 55.19 | 55.37 | 9 | 0
2015 | TVA_Transmission_2_VACAR | TVA_Transmission | VACAR | Internal | Shoulder | B12 | 200 | 900 | 0 | 44.21 | 47.69 | 9 | 0
2015 | TVA_Transmission_2_VACAR | TVA_Transmission | VACAR | Internal | Shoulder | B13 | 600 | 900 | 0 | 42.33 | 45.66 | 9 | 0
2015 | TVA_Transmission_2_VACAR | TVA_Transmission | VACAR | Internal | Shoulder | B14 | 900 | 900 | 0 | 40.81 | 43.63 | 9 | 0
2015 | TVA_Transmission_2_VACAR | TVA_Transmission | VACAR | Internal | Shoulder | B15 | 1203 | 900 | 0 | 40.09 | 41.25 | 9 | 0
2015 | TVA_Transmission_2_VACAR | TVA_Transmission | VACAR | Internal | Summer | B1 | 10 | 900 | 0 | 67.68 | 69.73 | 9 | 0
2015 | TVA_Transmission_2_VACAR | TVA_Transmission | VACAR | Internal | Summer | B2 | 25 | 900 | 0 | 66.82 | 69.73 | 9 | 0
2015 | TVA_Transmission_2_VACAR | TVA_Transmission | VACAR | Internal | Summer | B3 | 75 | 900 | 0 | 64.29 | 68.59 | 9 | 0
2015 | TVA_Transmission_2_VACAR | TVA_Transmission | VACAR | Internal | Summer | B4 | 100 | 900 | 0 | 61.38 | 61.38 | 9 | 0
2015 | TVA_Transmission_2_VACAR | TVA_Transmission | VACAR | Internal | Summer | B5 | 200 | 900 | 0 | 53.41 | 54.43 | 9 | 0
2015 | TVA_Transmission_2_VACAR | TVA_Transmission | VACAR | Internal | Summer | B6 | 300 | 900 | 0 | 49.55 | 50.53 | 9 | 0
2015 | TVA_Transmission_2_VACAR | TVA_Transmission | VACAR | Internal | Summer | B7 | 400 | 900 | 0 | 42.94 | 44.72 | 9 | 0
2015 | TVA_Transmission_2_VACAR | TVA_Transmission | VACAR | Internal | Summer | B8 | 500 | 900 | 0 | 39.72 | 42.4 | 9 | 0
2015 | TVA_Transmission_2_VACAR | TVA_Transmission | VACAR | Internal | Summer | B9 | 800 | 900 | 0 | 39.21 | 41.46 | 9 | 0
2015 | TVA_Transmission_2_VACAR | TVA_Transmission | VACAR | Internal | Summer | B10 | 1262 | 900 | 0 | 36.78 | 38.86 | 9 | 0
2015 | TVA_Transmission_2_VACAR | TVA_Transmission | VACAR | Internal | Winter | B16 | 25 | 900 | 0 | 56.67 | 59.67 | 9 | 0
2015 | TVA_Transmission_2_VACAR | TVA_Transmission | VACAR | Internal | Winter | B17 | 100 | 900 | 0 | 47.07 | 51.2 | 9 | 0
2015 | TVA_Transmission_2_VACAR | TVA_Transmission | VACAR | Internal | Winter | B18 | 400 | 900 | 0 | 42.96 | 46.33 | 9 | 0
2015 | TVA_Transmission_2_VACAR | TVA_Transmission | VACAR | Internal | Winter | B19 | 700 | 900 | 0 | 40.97 | 43.63 | 9 | 0
2015 | TVA_Transmission_2_VACAR | TVA_Transmission | VACAR | Internal | Winter | B20 | 935 | 900 | 0 | 39.95 | 42.97 | 9 | 0
2015 | VACAR_2_PJM_ROR | VACAR | PJM_ROR | Internal | Shoulder | B11 | 25 | 2865 | 0 | 55.37 | 49.37 | 7 | 0
2015 | VACAR_2_PJM_ROR | VACAR | PJM_ROR | Internal | Shoulder | B12 | 200 | 2865 | 0 | 47.69 | 42.13 | 7 | 0
2015 | VACAR_2_PJM_ROR | VACAR | PJM_ROR | Internal | Shoulder | B13 | 600 | 2865 | 0 | 45.66 | 39.96 | 7 | 0
2015 | VACAR_2_PJM_ROR | VACAR | PJM_ROR | Internal | Shoulder | B14 | 900 | 2865 | 0 | 43.63 | 37.9 | 7 | 0
2015 | VACAR_2_PJM_ROR | VACAR | PJM_ROR | Internal | Shoulder | B15 | 1203 | 2865 | 0 | 41.25 | 35.25 | 7 | 0
2015 | VACAR_2_PJM_ROR | VACAR | PJM_ROR | Internal | Summer | B1 | 10 | 2865 | 0 | 69.73 | 61.68 | 7 | 0
2015 | VACAR_2_PJM_ROR | VACAR | PJM_ROR | Internal | Summer | B2 | 25 | 2865 | 0 | 69.73 | 60.82 | 7 | 0
2015 | VACAR_2_PJM_ROR | VACAR | PJM_ROR | Internal | Summer | B3 | 75 | 2865 | 0 | 68.59 | 58.29 | 7 | 0
2015 | VACAR_2_PJM_ROR | VACAR | PJM_ROR | Internal | Summer | B4 | 100 | 2865 | 0 | 61.38 | 55.38 | 7 | 0
2015 | VACAR_2_PJM_ROR | VACAR | PJM_ROR | Internal | Summer | B5 | 200 | 2865 | 0 | 54.43 | 48.43 | 7 | 0
2015 | VACAR_2_PJM_ROR | VACAR | PJM_ROR | Internal | Summer | B6 | 300 | 2865 | 0 | 50.53 | 44.53 | 7 | 0
2015 | VACAR_2_PJM_ROR | VACAR | PJM_ROR | Internal | Summer | B7 | 400 | 2865 | 0 | 44.72 | 38.72 | 7 | 0
2015 | VACAR_2_PJM_ROR | VACAR | PJM_ROR | Internal | Summer | B8 | 500 | 2865 | 0 | 42.4 | 36.4 | 7 | 0
2015 | VACAR_2_PJM_ROR | VACAR | PJM_ROR | Internal | Summer | B9 | 800 | 2865 | 0 | 41.46 | 35.46 | 7 | 0
2015 | VACAR_2_PJM_ROR | VACAR | PJM_ROR | Internal | Summer | B10 | 1262 | 2865 | 0 | 38.86 | 32.49 | 7 | 0
2015 | VACAR_2_PJM_ROR | VACAR | PJM_ROR | Internal | Winter | B16 | 25 | 2865 | 0 | 59.67 | 51.15 | 7 | 0
2015 | VACAR_2_PJM_ROR | VACAR | PJM_ROR | Internal | Winter | B17 | 100 | 2865 | 0 | 51.2 | 45.2 | 7 | 0
2015 | VACAR_2_PJM_ROR | VACAR | PJM_ROR | Internal | Winter | B18 | 400 | 2865 | 0 | 46.33 | 40.33 | 7 | 0
2015 | VACAR_2_PJM_ROR | VACAR | PJM_ROR | Internal | Winter | B19 | 700 | 2865 | 0 | 43.63 | 37.89 | 7 | 0
2015 | VACAR_2_PJM_ROR | VACAR | PJM_ROR | Internal | Winter | B20 | 935 | 2865 | 0 | 42.97 | 35.09 | 7 | 0
2015 | VACAR_2_SOCO | VACAR | SOCO | Internal | Shoulder | B11 | 25 | 3000 | 3000 | 55.37 | 63.02 | 7 | 0.65
2015 | VACAR_2_SOCO | VACAR | SOCO | Internal | Shoulder | B12 | 200 | 3000 | 0 | 47.69 | 46.3 | 7 | 0
2015 | VACAR_2_SOCO | VACAR | SOCO | Internal | Shoulder | B13 | 600 | 3000 | 0 | 45.66 | 41.42 | 7 | 0
2015 | VACAR_2_SOCO | VACAR | SOCO | Internal | Shoulder | B14 | 900 | 3000 | 0 | 43.63 | 40.69 | 7 | 0
2015 | VACAR_2_SOCO | VACAR | SOCO | Internal | Shoulder | B15 | 1203 | 3000 | 0 | 41.25 | 40 | 7 | 0
2015 | VACAR_2_SOCO | VACAR | SOCO | Internal | Summer | B1 | 10 | 3000 | 0 | 69.73 | 67.69 | 7 | 0
2015 | VACAR_2_SOCO | VACAR | SOCO | Internal | Summer | B2 | 25 | 3000 | 0 | 69.73 | 66.43 | 7 | 0
2015 | VACAR_2_SOCO | VACAR | SOCO | Internal | Summer | B3 | 75 | 3000 | 0 | 68.59 | 66.43 | 7 | 0
2015 | VACAR_2_SOCO | VACAR | SOCO | Internal | Summer | B4 | 100 | 3000 | 0 | 61.38 | 66.43 | 7 | 0
2015 | VACAR_2_SOCO | VACAR | SOCO | Internal | Summer | B5 | 200 | 3000 | 3000 | 54.43 | 61.58 | 7 | 0.15
2015 | VACAR_2_SOCO | VACAR | SOCO | Internal | Summer | B6 | 300 | 3000 | 258.15 | 50.53 | 57.53 | 7 | 0
2015 | VACAR_2_SOCO | VACAR | SOCO | Internal | Summer | B7 | 400 | 3000 | 1615.78 | 44.72 | 51.72 | 7 | 0
2015 | VACAR_2_SOCO | VACAR | SOCO | Internal | Summer | B8 | 500 | 3000 | 0 | 42.4 | 46.1 | 7 | 0
2015 | VACAR_2_SOCO | VACAR | SOCO | Internal | Summer | B9 | 800 | 3000 | 0 | 41.46 | 40.21 | 7 | 0
2015 | VACAR_2_SOCO | VACAR | SOCO | Internal | Summer | B10 | 1262 | 3000 | 0 | 38.86 | 38.83 | 7 | 0
2015 | VACAR_2_SOCO | VACAR | SOCO | Internal | Winter | B16 | 25 | 3000 | 0 | 59.67 | 65.16 | 7 | 0
2015 | VACAR_2_SOCO | VACAR | SOCO | Internal | Winter | B17 | 100 | 3000 | 0 | 51.2 | 49.76 | 7 | 0
2015 | VACAR_2_SOCO | VACAR | SOCO | Internal | Winter | B18 | 400 | 3000 | 0 | 46.33 | 43.32 | 7 | 0
2015 | VACAR_2_SOCO | VACAR | SOCO | Internal | Winter | B19 | 700 | 3000 | 0 | 43.63 | 42.69 | 7 | 0
2015 | VACAR_2_SOCO | VACAR | SOCO | Internal | Winter | B20 | 935 | 3000 | 0 | 42.97 | 42.39 | 7 | 0
2015 | VACAR_2_TVA_Transmission | VACAR | TVA_Transmission | Internal | Shoulder | B11 | 25 | 900 | 0 | 55.37 | 55.19 | 7 | 0
2015 | VACAR_2_TVA_Transmission | VACAR | TVA_Transmission | Internal | Shoulder | B12 | 200 | 900 | 0 | 47.69 | 44.21 | 7 | 0
2015 | VACAR_2_TVA_Transmission | VACAR | TVA_Transmission | Internal | Shoulder | B13 | 600 | 900 | 0 | 45.66 | 42.33 | 7 | 0
2015 | VACAR_2_TVA_Transmission | VACAR | TVA_Transmission | Internal | Shoulder | B14 | 900 | 900 | 0 | 43.63 | 40.81 | 7 | 0
2015 | VACAR_2_TVA_Transmission | VACAR | TVA_Transmission | Internal | Shoulder | B15 | 1203 | 900 | 0 | 41.25 | 40.09 | 7 | 0
2015 | VACAR_2_TVA_Transmission | VACAR | TVA_Transmission | Internal | Summer | B1 | 10 | 900 | 0 | 69.73 | 67.68 | 7 | 0
2015 | VACAR_2_TVA_Transmission | VACAR | TVA_Transmission | Internal | Summer | B2 | 25 | 900 | 0 | 69.73 | 66.82 | 7 | 0
2015 | VACAR_2_TVA_Transmission | VACAR | TVA_Transmission | Internal | Summer | B3 | 75 | 900 | 0 | 68.59 | 64.29 | 7 | 0
2015 | VACAR_2_TVA_Transmission | VACAR | TVA_Transmission | Internal | Summer | B4 | 100 | 900 | 0 | 61.38 | 61.38 | 7 | 0
2015 | VACAR_2_TVA_Transmission | VACAR | TVA_Transmission | Internal | Summer | B5 | 200 | 900 | 0 | 54.43 | 53.41 | 7 | 0
2015 | VACAR_2_TVA_Transmission | VACAR | TVA_Transmission | Internal | Summer | B6 | 300 | 900 | 0 | 50.53 | 49.55 | 7 | 0
2015 | VACAR_2_TVA_Transmission | VACAR | TVA_Transmission | Internal | Summer | B7 | 400 | 900 | 0 | 44.72 | 42.94 | 7 | 0
2015 | VACAR_2_TVA_Transmission | VACAR | TVA_Transmission | Internal | Summer | B8 | 500 | 900 | 0 | 42.4 | 39.72 | 7 | 0
2015 | VACAR_2_TVA_Transmission | VACAR | TVA_Transmission | Internal | Summer | B9 | 800 | 900 | 0 | 41.46 | 39.21 | 7 | 0
2015 | VACAR_2_TVA_Transmission | VACAR | TVA_Transmission | Internal | Summer | B10 | 1262 | 900 | 0 | 38.86 | 36.78 | 7 | 0
2015 | VACAR_2_TVA_Transmission | VACAR | TVA_Transmission | Internal | Winter | B16 | 25 | 900 | 0 | 59.67 | 56.67 | 7 | 0
2015 | VACAR_2_TVA_Transmission | VACAR | TVA_Transmission | Internal | Winter | B17 | 100 | 900 | 0 | 51.2 | 47.07 | 7 | 0
2015 | VACAR_2_TVA_Transmission | VACAR | TVA_Transmission | Internal | Winter | B18 | 400 | 900 | 0 | 46.33 | 42.96 | 7 | 0
2015 | VACAR_2_TVA_Transmission | VACAR | TVA_Transmission | Internal | Winter | B19 | 700 | 900 | 0 | 43.63 | 40.97 | 7 | 0
2015 | VACAR_2_TVA_Transmission | VACAR | TVA_Transmission | Internal | Winter | B20 | 935 | 900 | 0 | 42.97 | 39.95 | 7 | 0
2020 | ENT_2_MISO_MO-IL | ENT | MISO_MO-IL | Internal | Shoulder | B11 | 25 | 2260 | 0 | 59.7 | 58.46 | 8 | 0
2020 | ENT_2_MISO_MO-IL | ENT | MISO_MO-IL | Internal | Shoulder | B12 | 200 | 2260 | 0 | 42.38 | 46.75 | 8 | 0
2020 | ENT_2_MISO_MO-IL | ENT | MISO_MO-IL | Internal | Shoulder | B13 | 600 | 2260 | 0 | 42.38 | 44.33 | 8 | 0
2020 | ENT_2_MISO_MO-IL | ENT | MISO_MO-IL | Internal | Shoulder | B14 | 900 | 2260 | 0 | 42.38 | 41.19 | 8 | 0
2020 | ENT_2_MISO_MO-IL | ENT | MISO_MO-IL | Internal | Shoulder | B15 | 1203 | 2260 | 0 | 40.77 | 38.24 | 8 | 0
2020 | ENT_2_MISO_MO-IL | ENT | MISO_MO-IL | Internal | Summer | B1 | 10 | 2260 | 0 | 63.71 | 65.82 | 8 | 0
2020 | ENT_2_MISO_MO-IL | ENT | MISO_MO-IL | Internal | Summer | B2 | 25 | 2260 | 0 | 63.71 | 64.12 | 8 | 0
2020 | ENT_2_MISO_MO-IL | ENT | MISO_MO-IL | Internal | Summer | B3 | 75 | 2260 | 0 | 62.36 | 63.37 | 8 | 0
2020 | ENT_2_MISO_MO-IL | ENT | MISO_MO-IL | Internal | Summer | B4 | 100 | 2260 | 0 | 62.36 | 61.17 | 8 | 0
2020 | ENT_2_MISO_MO-IL | ENT | MISO_MO-IL | Internal | Summer | B5 | 200 | 2260 | 0 | 61.88 | 58.95 | 8 | 0
2020 | ENT_2_MISO_MO-IL | ENT | MISO_MO-IL | Internal | Summer | B6 | 300 | 2260 | 0 | 57.73 | 49.95 | 8 | 0
2020 | ENT_2_MISO_MO-IL | ENT | MISO_MO-IL | Internal | Summer | B7 | 400 | 2260 | 0 | 49.47 | 42.32 | 8 | 0
2020 | ENT_2_MISO_MO-IL | ENT | MISO_MO-IL | Internal | Summer | B8 | 500 | 2260 | 0 | 42.27 | 38.8 | 8 | 0
2020 | ENT_2_MISO_MO-IL | ENT | MISO_MO-IL | Internal | Summer | B9 | 800 | 2260 | 0 | 41 | 37.85 | 8 | 0
2020 | ENT_2_MISO_MO-IL | ENT | MISO_MO-IL | Internal | Summer | B10 | 1262 | 2260 | 0 | 40.4 | 35.64 | 8 | 0
2020 | ENT_2_MISO_MO-IL | ENT | MISO_MO-IL | Internal | Winter | B16 | 25 | 2260 | 0 | 55.44 | 55.44 | 8 | 0
2020 | ENT_2_MISO_MO-IL | ENT | MISO_MO-IL | Internal | Winter | B17 | 100 | 2260 | 0 | 45.1 | 48.27 | 8 | 0
2020 | ENT_2_MISO_MO-IL | ENT | MISO_MO-IL | Internal | Winter | B18 | 400 | 2260 | 0 | 45.06 | 44.44 | 8 | 0
2020 | ENT_2_MISO_MO-IL | ENT | MISO_MO-IL | Internal | Winter | B19 | 700 | 2260 | 0 | 44.35 | 42.33 | 8 | 0
2020 | ENT_2_MISO_MO-IL | ENT | MISO_MO-IL | Internal | Winter | B20 | 935 | 2260 | 0 | 43.31 | 37.72 | 8 | 0
2020 | ENT_2_SOCO | ENT | SOCO | Internal | Shoulder | B11 | 25 | 2431 | 312.68 | 59.7 | 67.7 | 8 | 0
2020 | ENT_2_SOCO | ENT | SOCO | Internal | Shoulder | B12 | 200 | 2431 | 0 | 42.38 | 46.39 | 8 | 0
2020 | ENT_2_SOCO | ENT | SOCO | Internal | Shoulder | B13 | 600 | 2431 | 0 | 42.38 | 43.05 | 8 | 0
2020 | ENT_2_SOCO | ENT | SOCO | Internal | Shoulder | B14 | 900 | 2431 | 0 | 42.38 | 43.05 | 8 | 0
2020 | ENT_2_SOCO | ENT | SOCO | Internal | Shoulder | B15 | 1203 | 2431 | 0 | 40.77 | 42.57 | 8 | 0
2020 | ENT_2_SOCO | ENT | SOCO | Internal | Summer | B1 | 10 | 2431 | 925.28 | 63.71 | 71.71 | 8 | 0
2020 | ENT_2_SOCO | ENT | SOCO | Internal | Summer | B2 | 25 | 2431 | 92.3 | 63.71 | 71.71 | 8 | 0
2020 | ENT_2_SOCO | ENT | SOCO | Internal | Summer | B3 | 75 | 2431 | 1214.09 | 62.36 | 70.36 | 8 | 0
2020 | ENT_2_SOCO | ENT | SOCO | Internal | Summer | B4 | 100 | 2431 | 1255.75 | 62.36 | 70.36 | 8 | 0
2020 | ENT_2_SOCO | ENT | SOCO | Internal | Summer | B5 | 200 | 2431 | 2431 | 61.88 | 69.95 | 8 | 0.07
2020 | ENT_2_SOCO | ENT | SOCO | Internal | Summer | B6 | 300 | 2431 | 0 | 57.73 | 62.2 | 8 | 0
2020 | ENT_2_SOCO | ENT | SOCO | Internal | Summer | B7 | 400 | 2431 | 0 | 49.47 | 56.06 | 8 | 0
2020 | ENT_2_SOCO | ENT | SOCO | Internal | Summer | B8 | 500 | 2431 | 0 | 42.27 | 47.58 | 8 | 0
2020 | ENT_2_SOCO | ENT | SOCO | Internal | Summer | B9 | 800 | 2431 | 0 | 41 | 42.71 | 8 | 0
2020 | ENT_2_SOCO | ENT | SOCO | Internal | Summer | B10 | 1262 | 2431 | 0 | 40.4 | 41.3 | 8 | 0
2020 | ENT_2_SOCO | ENT | SOCO | Internal | Winter | B16 | 25 | 2431 | 2431 | 55.44 | 68.09 | 8 | 4.66
2020 | ENT_2_SOCO | ENT | SOCO | Internal | Winter | B17 | 100 | 2431 | 0 | 45.1 | 49.06 | 8 | 0
2020 | ENT_2_SOCO | ENT | SOCO | Internal | Winter | B18 | 400 | 2431 | 0 | 45.06 | 45.18 | 8 | 0
2020 | ENT_2_SOCO | ENT | SOCO | Internal | Winter | B19 | 700 | 2431 | 0 | 44.35 | 45.18 | 8 | 0
2020 | ENT_2_SOCO | ENT | SOCO | Internal | Winter | B20 | 935 | 2431 | 0 | 43.31 | 45.18 | 8 | 0
2020 | ENT_2_TVA_Transmission | ENT | TVA_Transmission | Internal | Shoulder | B11 | 25 | 2100 | 0 | 59.7 | 61.2 | 8 | 0
2020 | ENT_2_TVA_Transmission | ENT | TVA_Transmission | Internal | Shoulder | B12 | 200 | 2100 | 0 | 42.38 | 48.34 | 8 | 0
2020 | ENT_2_TVA_Transmission | ENT | TVA_Transmission | Internal | Shoulder | B13 | 600 | 2100 | 0 | 42.38 | 46.02 | 8 | 0
2020 | ENT_2_TVA_Transmission | ENT | TVA_Transmission | Internal | Shoulder | B14 | 900 | 2100 | 0 | 42.38 | 44.16 | 8 | 0
2020 | ENT_2_TVA_Transmission | ENT | TVA_Transmission | Internal | Shoulder | B15 | 1203 | 2100 | 0 | 40.77 | 42.8 | 8 | 0
2020 | ENT_2_TVA_Transmission | ENT | TVA_Transmission | Internal | Summer | B1 | 10 | 2100 | 2100 | 63.71 | 73.8 | 8 | 2.1
2020 | ENT_2_TVA_Transmission | ENT | TVA_Transmission | Internal | Summer | B2 | 25 | 2100 | 252.75 | 63.71 | 71.71 | 8 | 0
2020 | ENT_2_TVA_Transmission | ENT | TVA_Transmission | Internal | Summer | B3 | 75 | 2100 | 0 | 62.36 | 67.86 | 8 | 0
2020 | ENT_2_TVA_Transmission | ENT | TVA_Transmission | Internal | Summer | B4 | 100 | 2100 | 0 | 62.36 | 67.71 | 8 | 0
2020 | ENT_2_TVA_Transmission | ENT | TVA_Transmission | Internal | Summer | B5 | 200 | 2100 | 0 | 61.88 | 62.95 | 8 | 0
2020 | ENT_2_TVA_Transmission | ENT | TVA_Transmission | Internal | Summer | B6 | 300 | 2100 | 0 | 57.73 | 54.31 | 8 | 0
2020 | ENT_2_TVA_Transmission | ENT | TVA_Transmission | Internal | Summer | B7 | 400 | 2100 | 0 | 49.47 | 47.5 | 8 | 0
2020 | ENT_2_TVA_Transmission | ENT | TVA_Transmission | Internal | Summer | B8 | 500 | 2100 | 0 | 42.27 | 42.33 | 8 | 0
2020 | ENT_2_TVA_Transmission | ENT | TVA_Transmission | Internal | Summer | B9 | 800 | 2100 | 0 | 41 | 41.59 | 8 | 0
2020 | ENT_2_TVA_Transmission | ENT | TVA_Transmission | Internal | Summer | B10 | 1262 | 2100 | 0 | 40.4 | 39.26 | 8 | 0
2020 | ENT_2_TVA_Transmission | ENT | TVA_Transmission | Internal | Winter | B16 | 25 | 2100 | 0.02 | 55.44 | 63.42 | 8 | 0
2020 | ENT_2_TVA_Transmission | ENT | TVA_Transmission | Internal | Winter | B17 | 100 | 2100 | 0 | 45.1 | 50.97 | 8 | 0
2020 | ENT_2_TVA_Transmission | ENT | TVA_Transmission | Internal | Winter | B18 | 400 | 2100 | 0 | 45.06 | 47.28 | 8 | 0
2020 | ENT_2_TVA_Transmission | ENT | TVA_Transmission | Internal | Winter | B19 | 700 | 2100 | 0 | 44.35 | 44.94 | 8 | 0
2020 | ENT_2_TVA_Transmission | ENT | TVA_Transmission | Internal | Winter | B20 | 935 | 2100 | 0 | 43.31 | 43.06 | 8 | 0
2020 | FRCC_2_SOCO | FRCC | SOCO | Internal | Shoulder | B11 | 25 | 900 | 0 | 77.66 | 67.7 | 8 | 0
2020 | FRCC_2_SOCO | FRCC | SOCO | Internal | Shoulder | B12 | 200 | 900 | 0 | 56.39 | 46.39 | 8 | 0
2020 | FRCC_2_SOCO | FRCC | SOCO | Internal | Shoulder | B13 | 600 | 900 | 0 | 50.4 | 43.05 | 8 | 0
2020 | FRCC_2_SOCO | FRCC | SOCO | Internal | Shoulder | B14 | 900 | 900 | 0 | 49.53 | 43.05 | 8 | 0
2020 | FRCC_2_SOCO | FRCC | SOCO | Internal | Shoulder | B15 | 1203 | 900 | 0 | 47.5 | 42.57 | 8 | 0
2020 | FRCC_2_SOCO | FRCC | SOCO | Internal | Summer | B1 | 10 | 900 | 0 | 77.75 | 71.71 | 8 | 0
2020 | FRCC_2_SOCO | FRCC | SOCO | Internal | Summer | B2 | 25 | 900 | 0 | 77.75 | 71.71 | 8 | 0
2020 | FRCC_2_SOCO | FRCC | SOCO | Internal | Summer | B3 | 75 | 900 | 0 | 77.75 | 70.36 | 8 | 0
2020 | FRCC_2_SOCO | FRCC | SOCO | Internal | Summer | B4 | 100 | 900 | 0 | 77.75 | 70.36 | 8 | 0
2020 | FRCC_2_SOCO | FRCC | SOCO | Internal | Summer | B5 | 200 | 900 | 0 | 76.56 | 69.95 | 8 | 0
2020 | FRCC_2_SOCO | FRCC | SOCO | Internal | Summer | B6 | 300 | 900 | 0 | 66.06 | 62.2 | 8 | 0
2020 | FRCC_2_SOCO | FRCC | SOCO | Internal | Summer | B7 | 400 | 900 | 0 | 66.06 | 56.06 | 8 | 0
2020 | FRCC_2_SOCO | FRCC | SOCO | Internal | Summer | B8 | 500 | 900 | 0 | 57.58 | 47.58 | 8 | 0
2020 | FRCC_2_SOCO | FRCC | SOCO | Internal | Summer | B9 | 800 | 900 | 0 | 48.76 | 42.71 | 8 | 0
2020 | FRCC_2_SOCO | FRCC | SOCO | Internal | Summer | B10 | 1262 | 900 | 0 | 46.76 | 41.3 | 8 | 0
2020 | FRCC_2_SOCO | FRCC | SOCO | Internal | Winter | B16 | 25 | 900 | 0 | 78.09 | 68.09 | 8 | 0
2020 | FRCC_2_SOCO | FRCC | SOCO | Internal | Winter | B17 | 100 | 900 | 0 | 59.06 | 49.06 | 8 | 0
2020 | FRCC_2_SOCO | FRCC | SOCO | Internal | Winter | B18 | 400 | 900 | 0 | 51.86 | 45.18 | 8 | 0
2020 | FRCC_2_SOCO | FRCC | SOCO | Internal | Winter | B19 | 700 | 900 | 0 | 51.86 | 45.18 | 8 | 0
2020 | FRCC_2_SOCO | FRCC | SOCO | Internal | Winter | B20 | 935 | 900 | 0 | 49.73 | 45.18 | 8 | 0
2020 | HQ_NEISO_2_NEISO | HQ_NEISO | NEISO | Internal | Shoulder | B11 | 25 | 99999 | 3021.93 | 37.48 | 37.5 | 0.01 | 0
2020 | HQ_NEISO_2_NEISO | HQ_NEISO | NEISO | Internal | Shoulder | B12 | 200 | 99999 | 3020.91 | 37.48 | 37.5 | 0.01 | 0
2020 | HQ_NEISO_2_NEISO | HQ_NEISO | NEISO | Internal | Shoulder | B13 | 600 | 99999 | 3016.89 | 37.48 | 37.5 | 0.01 | 0
2020 | HQ_NEISO_2_NEISO | HQ_NEISO | NEISO | Internal | Shoulder | B14 | 900 | 99999 | 3009.85 | 37.48 | 37.5 | 0.01 | 0
2020 | HQ_NEISO_2_NEISO | HQ_NEISO | NEISO | Internal | Shoulder | B15 | 1203 | 99999 | 1213.7 | 37.48 | 37.5 | 0.01 | 0
2020 | HQ_NEISO_2_NEISO | HQ_NEISO | NEISO | Internal | Summer | B1 | 10 | 99999 | 3078.94 | 81.04 | 81.05 | 0.01 | 0
2020 | HQ_NEISO_2_NEISO | HQ_NEISO | NEISO | Internal | Summer | B2 | 25 | 99999 | 3072.19 | 68.72 | 68.73 | 0.01 | 0
2020 | HQ_NEISO_2_NEISO | HQ_NEISO | NEISO | Internal | Summer | B3 | 75 | 99999 | 3058.72 | 49.9 | 49.91 | 0.01 | 0
2020 | HQ_NEISO_2_NEISO | HQ_NEISO | NEISO | Internal | Summer | B4 | 100 | 99999 | 3047.15 | 43.13 | 43.14 | 0.01 | 0
2020 | HQ_NEISO_2_NEISO | HQ_NEISO | NEISO | Internal | Summer | B5 | 200 | 99999 | 3040.85 | 38.34 | 38.35 | 0.01 | 0
2020 | HQ_NEISO_2_NEISO | HQ_NEISO | NEISO | Internal | Summer | B6 | 300 | 99999 | 3033.75 | 34.6 | 34.61 | 0.01 | 0
2020 | HQ_NEISO_2_NEISO | HQ_NEISO | NEISO | Internal | Summer | B7 | 400 | 99999 | 3025.61 | 34.6 | 34.61 | 0.01 | 0
2020 | HQ_NEISO_2_NEISO | HQ_NEISO | NEISO | Internal | Summer | B8 | 500 | 99999 | 3019.21 | 34.6 | 34.61 | 0.01 | 0
2020 | HQ_NEISO_2_NEISO | HQ_NEISO | NEISO | Internal | Summer | B9 | 800 | 99999 | 3011.38 | 34.6 | 34.61 | 0.01 | 0
2020 | HQ_NEISO_2_NEISO | HQ_NEISO | NEISO | Internal | Summer | B10 | 1262 | 99999 | 868.72 | 34.6 | 34.61 | 0.01 | 0
2020 | HQ_NEISO_2_NEISO | HQ_NEISO | NEISO | Internal | Winter | B16 | 25 | 99999 | 3036.1 | 46.41 | 46.42 | 0.01 | 0
2020 | HQ_NEISO_2_NEISO | HQ_NEISO | NEISO | Internal | Winter | B17 | 100 | 99999 | 3030.42 | 46.41 | 46.42 | 0.01 | 0
2020 | HQ_NEISO_2_NEISO | HQ_NEISO | NEISO | Internal | Winter | B18 | 400 | 99999 | 3026.06 | 46.41 | 46.42 | 0.01 | 0
2020 | HQ_NEISO_2_NEISO | HQ_NEISO | NEISO | Internal | Winter | B19 | 700 | 99999 | 3017.96 | 46.41 | 46.42 | 0.01 | 0
2020 | HQ_NEISO_2_NEISO | HQ_NEISO | NEISO | Internal | Winter | B20 | 935 | 99999 | 1312.26 | 46.41 | 46.42 | 0.01 | 0
2020 | HQ_NY_2_NYISO_A-F | HQ_NY | NYISO_A-F | Internal | Shoulder | B11 | 25 | 99999 | 1802.42 | 44.15 | 44.17 | 0.01 | 0
2020 | HQ_NY_2_NYISO_A-F | HQ_NY | NYISO_A-F | Internal | Shoulder | B12 | 200 | 99999 | 1818.1 | 43.69 | 43.7 | 0.01 | 0
2020 | HQ_NY_2_NYISO_A-F | HQ_NY | NYISO_A-F | Internal | Shoulder | B13 | 600 | 99999 | 1788.95 | 40.46 | 40.47 | 0.01 | 0
2020 | HQ_NY_2_NYISO_A-F | HQ_NY | NYISO_A-F | Internal | Shoulder | B14 | 900 | 99999 | 1740.81 | 40 | 40.01 | 0.01 | 0
2020 | HQ_NY_2_NYISO_A-F | HQ_NY | NYISO_A-F | Internal | Shoulder | B15 | 1203 | 99999 | 805.92 | 40 | 40.01 | 0.01 | 0
2020 | HQ_NY_2_NYISO_A-F | HQ_NY | NYISO_A-F | Internal | Summer | B1 | 10 | 99999 | 2106.92 | 53.29 | 53.3 | 0.01 | 0
2020 | HQ_NY_2_NYISO_A-F | HQ_NY | NYISO_A-F | Internal | Summer | B2 | 25 | 99999 | 2065.57 | 53.29 | 53.3 | 0.01 | 0
2020 | HQ_NY_2_NYISO_A-F | HQ_NY | NYISO_A-F | Internal | Summer | B3 | 75 | 99999 | 2003.58 | 52.9 | 52.91 | 0.01 | 0
2020 | HQ_NY_2_NYISO_A-F | HQ_NY | NYISO_A-F | Internal | Summer | B4 | 100 | 99999 | 1937.02 | 46.13 | 46.14 | 0.01 | 0
2020 | HQ_NY_2_NYISO_A-F | HQ_NY | NYISO_A-F | Internal | Summer | B5 | 200 | 99999 | 1896.82 | 46.13 | 46.14 | 0.01 | 0
2020 | HQ_NY_2_NYISO_A-F | HQ_NY | NYISO_A-F | Internal | Summer | B6 | 300 | 99999 | 1856.7 | 45.2 | 45.21 | 0.01 | 0
2020 | HQ_NY_2_NYISO_A-F | HQ_NY | NYISO_A-F | Internal | Summer | B7 | 400 | 99999 | 1810.6 | 42.31 | 42.32 | 0.01 | 0
2020 | HQ_NY_2_NYISO_A-F | HQ_NY | NYISO_A-F | Internal | Summer | B8 | 500 | 99999 | 1779.38 | 38.78 | 38.8 | 0.01 | 0
2020 | HQ_NY_2_NYISO_A-F | HQ_NY | NYISO_A-F | Internal | Summer | B9 | 800 | 99999 | 1737.08 | 38.18 | 38.19 | 0.01 | 0
2020 | HQ_NY_2_NYISO_A-F | HQ_NY | NYISO_A-F | Internal | Summer | B10 | 1262 | 99999 | 652.73 | 38.18 | 38.19 | 0.01 | 0
2020 | HQ_NY_2_NYISO_A-F | HQ_NY | NYISO_A-F | Internal | Winter | B16 | 25 | 99999 | 1911.6 | 49.39 | 49.4 | 0.01 | 0
2020 | HQ_NY_2_NYISO_A-F | HQ_NY | NYISO_A-F | Internal | Winter | B17 | 100 | 99999 | 1886.03 | 46.33 | 46.34 | 0.01 | 0
2020 | HQ_NY_2_NYISO_A-F | HQ_NY | NYISO_A-F | Internal | Winter | B18 | 400 | 99999 | 1856.62 | 45.75 | 45.77 | 0.01 | 0
2020 | HQ_NY_2_NYISO_A-F | HQ_NY | NYISO_A-F | Internal | Winter | B19 | 700 | 99999 | 1805.43 | 45.75 | 45.77 | 0.01 | 0
2020 | HQ_NY_2_NYISO_A-F | HQ_NY | NYISO_A-F | Internal | Winter | B20 | 935 | 99999 | 908.72 | 45.75 | 45.77 | 0.01 | 0
2020 | HQ_IESO_2_IESO | HQ_IESO | IESO | Internal | Shoulder | B11 | 25 | 99999 | 400 | 37.15 | 37.17 | 0.01 | 0
2020 | HQ_IESO_2_IESO | HQ_IESO | IESO | Internal | Shoulder | B12 | 200 | 99999 | 400 | 36.69 | 36.7 | 0.01 | 0
2020 | HQ_IESO_2_IESO | HQ_IESO | IESO | Internal | Shoulder | B13 | 600 | 99999 | 400 | 33.46 | 33.47 | 0.01 | 0
2020 | HQ_IESO_2_IESO | HQ_IESO | IESO | Internal | Shoulder | B14 | 900 | 99999 | 400 | 33 | 33.01 | 0.01 | 0
2020 | HQ_IESO_2_IESO | HQ_IESO | IESO | Internal | Shoulder | B15 | 1203 | 99999 | 75.48 | 33 | 33.01 | 0.01 | 0
2020 | HQ_IESO_2_IESO | HQ_IESO | IESO | Internal | Summer | B1 | 10 | 99999 | 400 | 46.29 | 46.3 | 0.01 | 0
2020 | HQ_IESO_2_IESO | HQ_IESO | IESO | Internal | Summer | B2 | 25 | 99999 | 400 | 46.29 | 46.3 | 0.01 | 0
2020 | HQ_IESO_2_IESO | HQ_IESO | IESO | Internal | Summer | B3 | 75 | 99999 | 400 | 42.18 | 42.19 | 0.01 | 0
2020 | HQ_IESO_2_IESO | HQ_IESO | IESO | Internal | Summer | B4 | 100 | 99999 | 400 | 39.13 | 39.14 | 0.01 | 0
2020 | HQ_IESO_2_IESO | HQ_IESO | IESO | Internal | Summer | B5 | 200 | 99999 | 400 | 39.13 | 39.14 | 0.01 | 0
2020 | HQ_IESO_2_IESO | HQ_IESO | IESO | Internal | Summer | B6 | 300 | 99999 | 400 | 39.13 | 39.14 | 0.01 | 0
2020 | HQ_IESO_2_IESO | HQ_IESO | IESO | Internal | Summer | B7 | 400 | 99999 | 400 | 35.31 | 35.32 | 0.01 | 0
2020 | HQ_IESO_2_IESO | HQ_IESO | IESO | Internal | Summer | B8 | 500 | 99999 | 400 | 31.78 | 31.8 | 0.01 | 0
2020 | HQ_IESO_2_IESO | HQ_IESO | IESO | Internal | Summer | B9 | 800 | 99999 | 400 | 31.18 | 31.19 | 0.01 | 0
2020 | HQ_IESO_2_IESO | HQ_IESO | IESO | Internal | Summer | B10 | 1262 | 99999 | 12.04 | 31.18 | 31.19 | 0.01 | 0
2020 | HQ_IESO_2_IESO | HQ_IESO | IESO | Internal | Winter | B16 | 25 | 99999 | 400 | 42.39 | 42.4 | 0.01 | 0
2020 | HQ_IESO_2_IESO | HQ_IESO | IESO | Internal | Winter | B17 | 100 | 99999 | 400 | 39.33 | 39.34 | 0.01 | 0
2020 | HQ_IESO_2_IESO | HQ_IESO | IESO | Internal | Winter | B18 | 400 | 99999 | 400 | 38.75 | 38.77 | 0.01 | 0
2020 | HQ_IESO_2_IESO | HQ_IESO | IESO | Internal | Winter | B19 | 700 | 99999 | 400 | 38.75 | 38.77 | 0.01 | 0
2020 | HQ_IESO_2_IESO | HQ_IESO | IESO | Internal | Winter | B20 | 935 | 99999 | 91.98 | 38.75 | 38.77 | 0.01 | 0
2020 | IESO_2_MAPP_CA | IESO | MAPP_CA | Internal | Shoulder | B11 | 25 | 262 | 262 | 37.17 | 48.76 | 7 | 4.59
2020 | IESO_2_MAPP_CA | IESO | MAPP_CA | Internal | Shoulder | B12 | 200 | 262 | 262 | 36.7 | 46.72 | 7 | 3.02
2020 | IESO_2_MAPP_CA | IESO | MAPP_CA | Internal | Shoulder | B13 | 600 | 262 | 262 | 33.47 | 44.31 | 7 | 3.84
2020 | IESO_2_MAPP_CA | IESO | MAPP_CA | Internal | Shoulder | B14 | 900 | 262 | 262 | 33.01 | 44.31 | 7 | 4.3
2020 | IESO_2_MAPP_CA | IESO | MAPP_CA | Internal | Shoulder | B15 | 1203 | 262 | 262 | 33.01 | 44.31 | 7 | 4.3
2020 | IESO_2_MAPP_CA | IESO | MAPP_CA | Internal | Summer | B1 | 10 | 262 | 262 | 46.3 | 65.06 | 7 | 11.77
2020 | IESO_2_MAPP_CA | IESO | MAPP_CA | Internal | Summer | B2 | 25 | 262 | 262 | 46.3 | 64.09 | 7 | 10.8
2020 | IESO_2_MAPP_CA | IESO | MAPP_CA | Internal | Summer | B3 | 75 | 262 | 262 | 42.19 | 63.37 | 7 | 14.18
2020 | IESO_2_MAPP_CA | IESO | MAPP_CA | Internal | Summer | B4 | 100 | 262 | 262 | 39.14 | 61.17 | 7 | 15.03
2020 | IESO_2_MAPP_CA | IESO | MAPP_CA | Internal | Summer | B5 | 200 | 262 | 262 | 39.14 | 58.93 | 7 | 12.8
2020 | IESO_2_MAPP_CA | IESO | MAPP_CA | Internal | Summer | B6 | 300 | 262 | 262 | 39.14 | 49.95 | 7 | 3.82
2020 | IESO_2_MAPP_CA | IESO | MAPP_CA | Internal | Summer | B7 | 400 | 262 | 122.94 | 35.32 | 42.32 | 7 | 0
2020 | IESO_2_MAPP_CA | IESO | MAPP_CA | Internal | Summer | B8 | 500 | 262 | 262 | 31.8 | 39.11 | 7 | 0.32
2020 | IESO_2_MAPP_CA | IESO | MAPP_CA | Internal | Summer | B9 | 800 | 262 | 262 | 31.19 | 39.11 | 7 | 0.92
2020 | IESO_2_MAPP_CA | IESO | MAPP_CA | Internal | Summer | B10 | 1262 | 262 | 262 | 31.19 | 39.11 | 7 | 0.92
2020 | IESO_2_MAPP_CA | IESO | MAPP_CA | Internal | Winter | B16 | 25 | 262 | 262 | 42.4 | 55.41 | 7 | 6.01
2020 | IESO_2_MAPP_CA | IESO | MAPP_CA | Internal | Winter | B17 | 100 | 262 | 262 | 39.34 | 48.25 | 7 | 1.92
2020 | IESO_2_MAPP_CA | IESO | MAPP_CA | Internal | Winter | B18 | 400 | 262 | 262 | 38.77 | 47.63 | 7 | 1.86
2020 | IESO_2_MAPP_CA | IESO | MAPP_CA | Internal | Winter | B19 | 700 | 262 | 262 | 38.77 | 47.63 | 7 | 1.86
2020 | IESO_2_MAPP_CA | IESO | MAPP_CA | Internal | Winter | B20 | 935 | 262 | 262 | 38.77 | 47.63 | 7 | 1.86
2020 | IESO_2_MISO_MI | IESO | MISO_MI | Internal | Shoulder | B11 | 25 | 1840 | 1840 | 37.17 | 58.43 | 7 | 14.27
2020 | IESO_2_MISO_MI | IESO | MISO_MI | Internal | Shoulder | B12 | 200 | 1840 | 1840 | 36.7 | 46.76 | 7 | 3.06
2020 | IESO_2_MISO_MI | IESO | MISO_MI | Internal | Shoulder | B13 | 600 | 1840 | 1840 | 33.47 | 44.36 | 7 | 3.88
2020 | IESO_2_MISO_MI | IESO | MISO_MI | Internal | Shoulder | B14 | 900 | 1840 | 1840 | 33.01 | 41.19 | 7 | 1.18
2020 | IESO_2_MISO_MI | IESO | MISO_MI | Internal | Shoulder | B15 | 1203 | 1840 | 0 | 33.01 | 38.24 | 7 | 0
2020 | IESO_2_MISO_MI | IESO | MISO_MI | Internal | Summer | B1 | 10 | 1840 | 1840 | 46.3 | 65.79 | 7 | 12.49
2020 | IESO_2_MISO_MI | IESO | MISO_MI | Internal | Summer | B2 | 25 | 1840 | 1840 | 46.3 | 64.12 | 7 | 10.82
2020 | IESO_2_MISO_MI | IESO | MISO_MI | Internal | Summer | B3 | 75 | 1840 | 1840 | 42.19 | 63.35 | 7 | 14.16
2020 | IESO_2_MISO_MI | IESO | MISO_MI | Internal | Summer | B4 | 100 | 1840 | 1840 | 39.14 | 59.71 | 7 | 13.57
2020 | IESO_2_MISO_MI | IESO | MISO_MI | Internal | Summer | B5 | 200 | 1840 | 1840 | 39.14 | 58.75 | 7 | 12.62
2020 | IESO_2_MISO_MI | IESO | MISO_MI | Internal | Summer | B6 | 300 | 1840 | 1840 | 39.14 | 49.93 | 7 | 3.79
2020 | IESO_2_MISO_MI | IESO | MISO_MI | Internal | Summer | B7 | 400 | 1840 | 1101.01 | 35.32 | 42.32 | 7 | 0
2020 | IESO_2_MISO_MI | IESO | MISO_MI | Internal | Summer | B8 | 500 | 1840 | 1768.94 | 31.8 | 38.8 | 7 | 0
2020 | IESO_2_MISO_MI | IESO | MISO_MI | Internal | Summer | B9 | 800 | 1840 | 0 | 31.19 | 37.85 | 7 | 0
2020 | IESO_2_MISO_MI | IESO | MISO_MI | Internal | Summer | B10 | 1262 | 1840 | 0 | 31.19 | 35.67 | 7 | 0
2020 | IESO_2_MISO_MI | IESO | MISO_MI | Internal | Winter | B16 | 25 | 1840 | 1840 | 42.4 | 55.44 | 7 | 6.04
2020 | IESO_2_MISO_MI | IESO | MISO_MI | Internal | Winter | B17 | 100 | 1840 | 1840 | 39.34 | 48.29 | 7 | 1.95
2020 | IESO_2_MISO_MI | IESO | MISO_MI | Internal | Winter | B18 | 400 | 1840 | 0 | 38.77 | 44.46 | 7 | 0
2020 | IESO_2_MISO_MI | IESO | MISO_MI | Internal | Winter | B19 | 700 | 1840 | 0 | 38.77 | 42.33 | 7 | 0
2020 | IESO_2_MISO_MI | IESO | MISO_MI | Internal | Winter | B20 | 935 | 1840 | 0 | 38.77 | 37.72 | 7 | 0
2020 | IESO_2_MISO_W | IESO | MISO_W | Internal | Shoulder | B11 | 25 | 214 | 214 | 37.17 | 58.44 | 7 | 14.28
2020 | IESO_2_MISO_W | IESO | MISO_W | Internal | Shoulder | B12 | 200 | 214 | 214 | 36.7 | 46.73 | 7 | 3.03
2020 | IESO_2_MISO_W | IESO | MISO_W | Internal | Shoulder | B13 | 600 | 214 | 214 | 33.47 | 44.32 | 7 | 3.85
2020 | IESO_2_MISO_W | IESO | MISO_W | Internal | Shoulder | B14 | 900 | 214 | 214 | 33.01 | 41.2 | 7 | 1.19
2020 | IESO_2_MISO_W | IESO | MISO_W | Internal | Shoulder | B15 | 1203 | 214 | 0 | 33.01 | 38.23 | 7 | 0
2020 | IESO_2_MISO_W | IESO | MISO_W | Internal | Summer | B1 | 10 | 214 | 214 | 46.3 | 65.8 | 7 | 12.51
2020 | IESO_2_MISO_W | IESO | MISO_W | Internal | Summer | B2 | 25 | 214 | 214 | 46.3 | 64.11 | 7 | 10.81
2020 | IESO_2_MISO_W | IESO | MISO_W | Internal | Summer | B3 | 75 | 214 | 214 | 42.19 | 63.38 | 7 | 14.19
2020 | IESO_2_MISO_W | IESO | MISO_W | Internal | Summer | B4 | 100 | 214 | 214 | 39.14 | 61.18 | 7 | 15.04
2020 | IESO_2_MISO_W | IESO | MISO_W | Internal | Summer | B5 | 200 | 214 | 214 | 39.14 | 58.95 | 7 | 12.81
2020 | IESO_2_MISO_W | IESO | MISO_W | Internal | Summer | B6 | 300 | 214 | 214 | 39.14 | 49.97 | 7 | 3.83
2020 | IESO_2_MISO_W | IESO | MISO_W | Internal | Summer | B7 | 400 | 214 | 214 | 35.32 | 42.33 | 7 | 0.01
2020 | IESO_2_MISO_W | IESO | MISO_W | Internal | Summer | B8 | 500 | 214 | 214 | 31.8 | 38.81 | 7 | 0.01
2020 | IESO_2_MISO_W | IESO | MISO_W | Internal | Summer | B9 | 800 | 214 | 0 | 31.19 | 37.86 | 7 | 0
2020 | IESO_2_MISO_W | IESO | MISO_W | Internal | Summer | B10 | 1262 | 214 | 0 | 31.19 | 35.63 | 7 | 0
2020 | IESO_2_MISO_W | IESO | MISO_W | Internal | Winter | B16 | 25 | 214 | 214 | 42.4 | 55.42 | 7 | 6.03
2020 | IESO_2_MISO_W | IESO | MISO_W | Internal | Winter | B17 | 100 | 214 | 214 | 39.34 | 48.25 | 7 | 1.92
2020 | IESO_2_MISO_W | IESO | MISO_W | Internal | Winter | B18 | 400 | 214 | 0 | 38.77 | 44.43 | 7 | 0
2020 | IESO_2_MISO_W | IESO | MISO_W | Internal | Winter | B19 | 700 | 214 | 0 | 38.77 | 42.34 | 7 | 0
2020 | IESO_2_MISO_W | IESO | MISO_W | Internal | Winter | B20 | 935 | 214 | 0 | 38.77 | 37.73 | 7 | 0
2020 | IESO_2_NYISO_A-F | IESO | NYISO_A-F | Internal | Shoulder | B11 | 25 | 1725 | 983.75 | 37.17 | 44.17 | 7 | 0
2020 | IESO_2_NYISO_A-F | IESO | NYISO_A-F | Internal | Shoulder | B12 | 200 | 1725 | 525.13 | 36.7 | 43.7 | 7 | 0
2020 | IESO_2_NYISO_A-F | IESO | NYISO_A-F | Internal | Shoulder | B13 | 600 | 1725 | 1084.86 | 33.47 | 40.47 | 7 | 0
2020 | IESO_2_NYISO_A-F | IESO | NYISO_A-F | Internal | Shoulder | B14 | 900 | 1725 | 195.75 | 33.01 | 40.01 | 7 | 0
2020 | IESO_2_NYISO_A-F | IESO | NYISO_A-F | Internal | Shoulder | B15 | 1203 | 1725 | 65.75 | 33.01 | 40.01 | 7 | 0
2020 | IESO_2_NYISO_A-F | IESO | NYISO_A-F | Internal | Summer | B1 | 10 | 1725 | 905.07 | 46.3 | 53.3 | 7 | 0
2020 | IESO_2_NYISO_A-F | IESO | NYISO_A-F | Internal | Summer | B2 | 25 | 1725 | 1509.3 | 46.3 | 53.3 | 7 | 0
2020 | IESO_2_NYISO_A-F | IESO | NYISO_A-F | Internal | Summer | B3 | 75 | 1725 | 1725 | 42.19 | 52.91 | 7 | 3.72
2020 | IESO_2_NYISO_A-F | IESO | NYISO_A-F | Internal | Summer | B4 | 100 | 1725 | 1217.68 | 39.14 | 46.14 | 7 | 0
2020 | IESO_2_NYISO_A-F | IESO | NYISO_A-F | Internal | Summer | B5 | 200 | 1725 | 687.65 | 39.14 | 46.14 | 7 | 0
2020 | IESO_2_NYISO_A-F | IESO | NYISO_A-F | Internal | Summer | B6 | 300 | 1725 | 0 | 39.14 | 45.21 | 7 | 0
2020 | IESO_2_NYISO_A-F | IESO | NYISO_A-F | Internal | Summer | B7 | 400 | 1725 | 51.63 | 35.32 | 42.32 | 7 | 0
2020 | IESO_2_NYISO_A-F | IESO | NYISO_A-F | Internal | Summer | B8 | 500 | 1725 | 59.85 | 31.8 | 38.8 | 7 | 0
2020 | IESO_2_NYISO_A-F | IESO | NYISO_A-F | Internal | Summer | B9 | 800 | 1725 | 459.44 | 31.19 | 38.19 | 7 | 0
2020 | IESO_2_NYISO_A-F | IESO | NYISO_A-F | Internal | Summer | B10 | 1262 | 1725 | 190.29 | 31.19 | 38.19 | 7 | 0
2020 | IESO_2_NYISO_A-F | IESO | NYISO_A-F | Internal | Winter | B16 | 25 | 1725 | 726.58 | 42.4 | 49.4 | 7 | 0
2020 | IESO_2_NYISO_A-F | IESO | NYISO_A-F | Internal | Winter | B17 | 100 | 1725 | 467.38 | 39.34 | 46.34 | 7 | 0
2020 | IESO_2_NYISO_A-F | IESO | NYISO_A-F | Internal | Winter | B18 | 400 | 1725 | 820.51 | 38.77 | 45.77 | 7 | 0
2020 | IESO_2_NYISO_A-F | IESO | NYISO_A-F | Internal | Winter | B19 | 700 | 1725 | 486.3 | 38.77 | 45.77 | 7 | 0
2020 | IESO_2_NYISO_A-F | IESO | NYISO_A-F | Internal | Winter | B20 | 935 | 1725 | 319.53 | 38.77 | 45.77 | 7 | 0
2020 | MAPP_CA_2_IESO | MAPP_CA | IESO | Internal | Shoulder | B11 | 25 | 330 | 0 | 48.76 | 37.17 | 8 | 0
2020 | MAPP_CA_2_IESO | MAPP_CA | IESO | Internal | Shoulder | B12 | 200 | 330 | 0 | 46.72 | 36.7 | 8 | 0
2020 | MAPP_CA_2_IESO | MAPP_CA | IESO | Internal | Shoulder | B13 | 600 | 330 | 0 | 44.31 | 33.47 | 8 | 0
2020 | MAPP_CA_2_IESO | MAPP_CA | IESO | Internal | Shoulder | B14 | 900 | 330 | 0 | 44.31 | 33.01 | 8 | 0
2020 | MAPP_CA_2_IESO | MAPP_CA | IESO | Internal | Shoulder | B15 | 1203 | 330 | 0 | 44.31 | 33.01 | 8 | 0
2020 | MAPP_CA_2_IESO | MAPP_CA | IESO | Internal | Summer | B1 | 10 | 330 | 0 | 65.06 | 46.3 | 8 | 0
2020 | MAPP_CA_2_IESO | MAPP_CA | IESO | Internal | Summer | B2 | 25 | 330 | 0 | 64.09 | 46.3 | 8 | 0
2020 | MAPP_CA_2_IESO | MAPP_CA | IESO | Internal | Summer | B3 | 75 | 330 | 0 | 63.37 | 42.19 | 8 | 0
2020 | MAPP_CA_2_IESO | MAPP_CA | IESO | Internal | Summer | B4 | 100 | 330 | 0 | 61.17 | 39.14 | 8 | 0
2020 | MAPP_CA_2_IESO | MAPP_CA | IESO | Internal | Summer | B5 | 200 | 330 | 0 | 58.93 | 39.14 | 8 | 0
2020 | MAPP_CA_2_IESO | MAPP_CA | IESO | Internal | Summer | B6 | 300 | 330 | 0 | 49.95 | 39.14 | 8 | 0
2020 | MAPP_CA_2_IESO | MAPP_CA | IESO | Internal | Summer | B7 | 400 | 330 | 0 | 42.32 | 35.32 | 8 | 0
2020 | MAPP_CA_2_IESO | MAPP_CA | IESO | Internal | Summer | B8 | 500 | 330 | 0 | 39.11 | 31.8 | 8 | 0
2020 | MAPP_CA_2_IESO | MAPP_CA | IESO | Internal | Summer | B9 | 800 | 330 | 0 | 39.11 | 31.19 | 8 | 0
2020 | MAPP_CA_2_IESO | MAPP_CA | IESO | Internal | Summer | B10 | 1262 | 330 | 0 | 39.11 | 31.19 | 8 | 0
2020 | MAPP_CA_2_IESO | MAPP_CA | IESO | Internal | Winter | B16 | 25 | 330 | 0 | 55.41 | 42.4 | 8 | 0
2020 | MAPP_CA_2_IESO | MAPP_CA | IESO | Internal | Winter | B17 | 100 | 330 | 0 | 48.25 | 39.34 | 8 | 0
2020 | MAPP_CA_2_IESO | MAPP_CA | IESO | Internal | Winter | B18 | 400 | 330 | 0 | 47.63 | 38.77 | 8 | 0
2020 | MAPP_CA_2_IESO | MAPP_CA | IESO | Internal | Winter | B19 | 700 | 330 | 0 | 47.63 | 38.77 | 8 | 0
2020 | MAPP_CA_2_IESO | MAPP_CA | IESO | Internal | Winter | B20 | 935 | 330 | 0 | 47.63 | 38.77 | 8 | 0
2020 | MAPP_CA_2_MAPP_US | MAPP_CA | MAPP_US | Internal | Shoulder | B11 | 25 | 437 | 0 | 48.76 | 51.44 | 7 | 0
2020 | MAPP_CA_2_MAPP_US | MAPP_CA | MAPP_US | Internal | Shoulder | B12 | 200 | 437 | 0 | 46.72 | 39.73 | 7 | 0
2020 | MAPP_CA_2_MAPP_US | MAPP_CA | MAPP_US | Internal | Shoulder | B13 | 600 | 437 | 0 | 44.31 | 37.32 | 7 | 0
2020 | MAPP_CA_2_MAPP_US | MAPP_CA | MAPP_US | Internal | Shoulder | B14 | 900 | 437 | 0 | 44.31 | 34.2 | 7 | 0
2020 | MAPP_CA_2_MAPP_US | MAPP_CA | MAPP_US | Internal | Shoulder | B15 | 1203 | 437 | 0 | 44.31 | 31.23 | 7 | 0
2020 | MAPP_CA_2_MAPP_US | MAPP_CA | MAPP_US | Internal | Summer | B1 | 10 | 437 | 0 | 65.06 | 58.8 | 7 | 0
2020 | MAPP_CA_2_MAPP_US | MAPP_CA | MAPP_US | Internal | Summer | B2 | 25 | 437 | 0 | 64.09 | 57.11 | 7 | 0
2020 | MAPP_CA_2_MAPP_US | MAPP_CA | MAPP_US | Internal | Summer | B3 | 75 | 437 | 0 | 63.37 | 56.38 | 7 | 0
2020 | MAPP_CA_2_MAPP_US | MAPP_CA | MAPP_US | Internal | Summer | B4 | 100 | 437 | 0 | 61.17 | 54.18 | 7 | 0
2020 | MAPP_CA_2_MAPP_US | MAPP_CA | MAPP_US | Internal | Summer | B5 | 200 | 437 | 0 | 58.93 | 51.95 | 7 | 0
2020 | MAPP_CA_2_MAPP_US | MAPP_CA | MAPP_US | Internal | Summer | B6 | 300 | 437 | 0 | 49.95 | 49.38 | 7 | 0
2020 | MAPP_CA_2_MAPP_US | MAPP_CA | MAPP_US | Internal | Summer | B7 | 400 | 437 | 0 | 42.32 | 37.45 | 7 | 0
2020 | MAPP_CA_2_MAPP_US | MAPP_CA | MAPP_US | Internal | Summer | B8 | 500 | 437 | 0 | 39.11 | 32.58 | 7 | 0
2020 | MAPP_CA_2_MAPP_US | MAPP_CA | MAPP_US | Internal | Summer | B9 | 800 | 437 | 0 | 39.11 | 32.11 | 7 | 0
2020 | MAPP_CA_2_MAPP_US | MAPP_CA | MAPP_US | Internal | Summer | B10 | 1262 | 437 | 0 | 39.11 | 28.63 | 7 | 0
2020 | MAPP_CA_2_MAPP_US | MAPP_CA | MAPP_US | Internal | Winter | B16 | 25 | 437 | 0 | 55.41 | 48.42 | 7 | 0
2020 | MAPP_CA_2_MAPP_US | MAPP_CA | MAPP_US | Internal | Winter | B17 | 100 | 437 | 0 | 48.25 | 41.25 | 7 | 0
2020 | MAPP_CA_2_MAPP_US | MAPP_CA | MAPP_US | Internal | Winter | B18 | 400 | 437 | 0 | 47.63 | 37.43 | 7 | 0
2020 | MAPP_CA_2_MAPP_US | MAPP_CA | MAPP_US | Internal | Winter | B19 | 700 | 437 | 0 | 47.63 | 35.34 | 7 | 0
2020 | MAPP_CA_2_MAPP_US | MAPP_CA | MAPP_US | Internal | Winter | B20 | 935 | 437 | 0 | 47.63 | 31.29 | 7 | 0
2020 | MAPP_CA_2_MISO_W | MAPP_CA | MISO_W | Internal | Shoulder | B11 | 25 | 2058 | 2058 | 48.76 | 58.44 | 0.01 | 9.68
2020 | MAPP_CA_2_MISO_W | MAPP_CA | MISO_W | Internal | Shoulder | B12 | 200 | 2058 | 833.82 | 46.72 | 46.73 | 0.01 | 0
2020 | MAPP_CA_2_MISO_W | MAPP_CA | MISO_W | Internal | Shoulder | B13 | 600 | 2058 | 542.22 | 44.31 | 44.32 | 0.01 | 0
2020 | MAPP_CA_2_MISO_W | MAPP_CA | MISO_W | Internal | Shoulder | B14 | 900 | 2058 | 0 | 44.31 | 41.2 | 0.01 | 0
2020 | MAPP_CA_2_MISO_W | MAPP_CA | MISO_W | Internal | Shoulder | B15 | 1203 | 2058 | 0 | 44.31 | 38.23 | 0.01 | 0
2020 | MAPP_CA_2_MISO_W | MAPP_CA | MISO_W | Internal | Summer | B1 | 10 | 2058 | 2058 | 65.06 | 65.8 | 0.01 | 0.73
2020 | MAPP_CA_2_MISO_W | MAPP_CA | MISO_W | Internal | Summer | B2 | 25 | 2058 | 1721.57 | 64.09 | 64.11 | 0.01 | 0
2020 | MAPP_CA_2_MISO_W | MAPP_CA | MISO_W | Internal | Summer | B3 | 75 | 2058 | 1646.34 | 63.37 | 63.38 | 0.01 | 0
2020 | MAPP_CA_2_MISO_W | MAPP_CA | MISO_W | Internal | Summer | B4 | 100 | 2058 | 1715.25 | 61.17 | 61.18 | 0.01 | 0
2020 | MAPP_CA_2_MISO_W | MAPP_CA | MISO_W | Internal | Summer | B5 | 200 | 2058 | 1766.55 | 58.93 | 58.95 | 0.01 | 0
2020 | MAPP_CA_2_MISO_W | MAPP_CA | MISO_W | Internal | Summer | B6 | 300 | 2058 | 1864.21 | 49.95 | 49.97 | 0.01 | 0
2020 | MAPP_CA_2_MISO_W | MAPP_CA | MISO_W | Internal | Summer | B7 | 400 | 2058 | 399.42 | 42.32 | 42.33 | 0.01 | 0
2020 | MAPP_CA_2_MISO_W | MAPP_CA | MISO_W | Internal | Summer | B8 | 500 | 2058 | 0 | 39.11 | 38.81 | 0.01 | 0
2020 | MAPP_CA_2_MISO_W | MAPP_CA | MISO_W | Internal | Summer | B9 | 800 | 2058 | 0 | 39.11 | 37.86 | 0.01 | 0
2020 | MAPP_CA_2_MISO_W | MAPP_CA | MISO_W | Internal | Summer | B10 | 1262 | 2058 | 0 | 39.11 | 35.63 | 0.01 | 0
2020 | MAPP_CA_2_MISO_W | MAPP_CA | MISO_W | Internal | Winter | B16 | 25 | 2058 | 1055.33 | 55.41 | 55.42 | 0.01 | 0
2020 | MAPP_CA_2_MISO_W | MAPP_CA | MISO_W | Internal | Winter | B17 | 100 | 2058 | 0 | 48.25 | 48.25 | 0.01 | 0
2020 | MAPP_CA_2_MISO_W | MAPP_CA | MISO_W | Internal | Winter | B18 | 400 | 2058 | 0 | 47.63 | 44.43 | 0.01 | 0
2020 | MAPP_CA_2_MISO_W | MAPP_CA | MISO_W | Internal | Winter | B19 | 700 | 2058 | 0 | 47.63 | 42.34 | 0.01 | 0
2020 | MAPP_CA_2_MISO_W | MAPP_CA | MISO_W | Internal | Winter | B20 | 935 | 2058 | 0 | 47.63 | 37.73 | 0.01 | 0
2020 | MAPP_US_2_MAPP_CA | MAPP_US | MAPP_CA | Internal | Shoulder | B11 | 25 | 230 | 0 | 51.44 | 48.76 | 7 | 0
2020 | MAPP_US_2_MAPP_CA | MAPP_US | MAPP_CA | Internal | Shoulder | B12 | 200 | 230 | 0 | 39.73 | 46.72 | 7 | 0
2020 | MAPP_US_2_MAPP_CA | MAPP_US | MAPP_CA | Internal | Shoulder | B13 | 600 | 230 | 0 | 37.32 | 44.31 | 7 | 0
2020 | MAPP_US_2_MAPP_CA | MAPP_US | MAPP_CA | Internal | Shoulder | B14 | 900 | 230 | 230 | 34.2 | 44.31 | 7 | 3.11
2020 | MAPP_US_2_MAPP_CA | MAPP_US | MAPP_CA | Internal | Shoulder | B15 | 1203 | 230 | 230 | 31.23 | 44.31 | 7 | 6.08
2020 | MAPP_US_2_MAPP_CA | MAPP_US | MAPP_CA | Internal | Summer | B1 | 10 | 230 | 0 | 58.8 | 65.06 | 7 | 0
2020 | MAPP_US_2_MAPP_CA | MAPP_US | MAPP_CA | Internal | Summer | B2 | 25 | 230 | 0.02 | 57.11 | 64.09 | 7 | 0
2020 | MAPP_US_2_MAPP_CA | MAPP_US | MAPP_CA | Internal | Summer | B3 | 75 | 230 | 0 | 56.38 | 63.37 | 7 | 0
2020 | MAPP_US_2_MAPP_CA | MAPP_US | MAPP_CA | Internal | Summer | B4 | 100 | 230 | 0 | 54.18 | 61.17 | 7 | 0
2020 | MAPP_US_2_MAPP_CA | MAPP_US | MAPP_CA | Internal | Summer | B5 | 200 | 230 | 0 | 51.95 | 58.93 | 7 | 0
2020 | MAPP_US_2_MAPP_CA | MAPP_US | MAPP_CA | Internal | Summer | B6 | 300 | 230 | 0 | 49.38 | 49.95 | 7 | 0
2020 | MAPP_US_2_MAPP_CA | MAPP_US | MAPP_CA | Internal | Summer | B7 | 400 | 230 | 0 | 37.45 | 42.32 | 7 | 0
2020 | MAPP_US_2_MAPP_CA | MAPP_US | MAPP_CA | Internal | Summer | B8 | 500 | 230 | 0 | 32.58 | 39.11 | 7 | 0
2020 | MAPP_US_2_MAPP_CA | MAPP_US | MAPP_CA | Internal | Summer | B9 | 800 | 230 | 154.76 | 32.11 | 39.11 | 7 | 0
2020 | MAPP_US_2_MAPP_CA | MAPP_US | MAPP_CA | Internal | Summer | B10 | 1262 | 230 | 230 | 28.63 | 39.11 | 7 | 3.48
2020 | MAPP_US_2_MAPP_CA | MAPP_US | MAPP_CA | Internal | Winter | B16 | 25 | 230 | 0.02 | 48.42 | 55.41 | 7 | 0
2020 | MAPP_US_2_MAPP_CA | MAPP_US | MAPP_CA | Internal | Winter | B17 | 100 | 230 | 147.91 | 41.25 | 48.25 | 7 | 0
2020 | MAPP_US_2_MAPP_CA | MAPP_US | MAPP_CA | Internal | Winter | B18 | 400 | 230 | 230 | 37.43 | 47.63 | 7 | 3.2
2020 | MAPP_US_2_MAPP_CA | MAPP_US | MAPP_CA | Internal | Winter | B19 | 700 | 230 | 230 | 35.34 | 47.63 | 7 | 5.29
2020 | MAPP_US_2_MAPP_CA | MAPP_US | MAPP_CA | Internal | Winter | B20 | 935 | 230 | 230 | 31.29 | 47.63 | 7 | 9.33
2020 | MAPP_US_2_MISO_W | MAPP_US | MISO_W | Internal | Shoulder | B11 | 25 | 2635 | 6.59 | 51.44 | 58.44 | 7 | 0
2020 | MAPP_US_2_MISO_W | MAPP_US | MISO_W | Internal | Shoulder | B12 | 200 | 2635 | 1592.95 | 39.73 | 46.73 | 7 | 0
2020 | MAPP_US_2_MISO_W | MAPP_US | MISO_W | Internal | Shoulder | B13 | 600 | 2635 | 1477.55 | 37.32 | 44.32 | 7 | 0
2020 | MAPP_US_2_MISO_W | MAPP_US | MISO_W | Internal | Shoulder | B14 | 900 | 2635 | 24.68 | 34.2 | 41.2 | 7 | 0
2020 | MAPP_US_2_MISO_W | MAPP_US | MISO_W | Internal | Shoulder | B15 | 1203 | 2635 | 169.25 | 31.23 | 38.23 | 7 | 0
2020 | MAPP_US_2_MISO_W | MAPP_US | MISO_W | Internal | Summer | B1 | 10 | 2635 | 984.5 | 58.8 | 65.8 | 7 | 0
2020 | MAPP_US_2_MISO_W | MAPP_US | MISO_W | Internal | Summer | B2 | 25 | 2635 | 833.64 | 57.11 | 64.11 | 7 | 0
2020 | MAPP_US_2_MISO_W | MAPP_US | MISO_W | Internal | Summer | B3 | 75 | 2635 | 564.58 | 56.38 | 63.38 | 7 | 0
2020 | MAPP_US_2_MISO_W | MAPP_US | MISO_W | Internal | Summer | B4 | 100 | 2635 | 684.57 | 54.18 | 61.18 | 7 | 0
2020 | MAPP_US_2_MISO_W | MAPP_US | MISO_W | Internal | Summer | B5 | 200 | 2635 | 466.6 | 51.95 | 58.95 | 7 | 0
2020 | MAPP_US_2_MISO_W | MAPP_US | MISO_W | Internal | Summer | B6 | 300 | 2635 | 0 | 49.38 | 49.97 | 7 | 0
2020 | MAPP_US_2_MISO_W | MAPP_US | MISO_W | Internal | Summer | B7 | 400 | 2635 | 0 | 37.45 | 42.33 | 7 | 0
2020 | MAPP_US_2_MISO_W | MAPP_US | MISO_W | Internal | Summer | B8 | 500 | 2635 | 0 | 32.58 | 38.81 | 7 | 0
2020 | MAPP_US_2_MISO_W | MAPP_US | MISO_W | Internal | Summer | B9 | 800 | 2635 | 0 | 32.11 | 37.86 | 7 | 0
2020 | MAPP_US_2_MISO_W | MAPP_US | MISO_W | Internal | Summer | B10 | 1262 | 2635 | 1021.75 | 28.63 | 35.63 | 7 | 0
2020 | MAPP_US_2_MISO_W | MAPP_US | MISO_W | Internal | Winter | B16 | 25 | 2635 | 2510.59 | 48.42 | 55.42 | 7 | 0
2020 | MAPP_US_2_MISO_W | MAPP_US | MISO_W | Internal | Winter | B17 | 100 | 2635 | 1667.23 | 41.25 | 48.25 | 7 | 0
2020 | MAPP_US_2_MISO_W | MAPP_US | MISO_W | Internal | Winter | B18 | 400 | 2635 | 1322.6 | 37.43 | 44.43 | 7 | 0
2020 | MAPP_US_2_MISO_W | MAPP_US | MISO_W | Internal | Winter | B19 | 700 | 2635 | 95.58 | 35.34 | 42.34 | 7 | 0
2020 | MAPP_US_2_MISO_W | MAPP_US | MISO_W | Internal | Winter | B20 | 935 | 2635 | 0 | 31.29 | 37.73 | 7 | 0
2020 | MAPP_US_2_NE | MAPP_US | NE | Internal | Shoulder | B11 | 25 | 2000 | 1579.08 | 51.44 | 58.44 | 7 | 0
2020 | MAPP_US_2_NE | MAPP_US | NE | Internal | Shoulder | B12 | 200 | 2000 | 0 | 39.73 | 41.73 | 7 | 0
2020 | MAPP_US_2_NE | MAPP_US | NE | Internal | Shoulder | B13 | 600 | 2000 | 0 | 37.32 | 40.51 | 7 | 0
2020 | MAPP_US_2_NE | MAPP_US | NE | Internal | Shoulder | B14 | 900 | 2000 | 0 | 34.2 | 39.21 | 7 | 0
2020 | MAPP_US_2_NE | MAPP_US | NE | Internal | Shoulder | B15 | 1203 | 2000 | 0 | 31.23 | 35.75 | 7 | 0
2020 | MAPP_US_2_NE | MAPP_US | NE | Internal | Summer | B1 | 10 | 2000 | 0 | 58.8 | 65.07 | 7 | 0
2020 | MAPP_US_2_NE | MAPP_US | NE | Internal | Summer | B2 | 25 | 2000 | 0 | 57.11 | 60.96 | 7 | 0
2020 | MAPP_US_2_NE | MAPP_US | NE | Internal | Summer | B3 | 75 | 2000 | 0 | 56.38 | 62.3 | 7 | 0
2020 | MAPP_US_2_NE | MAPP_US | NE | Internal | Summer | B4 | 100 | 2000 | 386.28 | 54.18 | 61.18 | 7 | 0
2020 | MAPP_US_2_NE | MAPP_US | NE | Internal | Summer | B5 | 200 | 2000 | 686.86 | 51.95 | 58.95 | 7 | 0
2020 | MAPP_US_2_NE | MAPP_US | NE | Internal | Summer | B6 | 300 | 2000 | 1426.3 | 49.38 | 56.38 | 7 | 0
2020 | MAPP_US_2_NE | MAPP_US | NE | Internal | Summer | B7 | 400 | 2000 | 1660.06 | 37.45 | 44.45 | 7 | 0
2020 | MAPP_US_2_NE | MAPP_US | NE | Internal | Summer | B8 | 500 | 2000 | 1924.16 | 32.58 | 39.58 | 7 | 0
2020 | MAPP_US_2_NE | MAPP_US | NE | Internal | Summer | B9 | 800 | 2000 | 1112.04 | 32.11 | 39.11 | 7 | 0
2020 | MAPP_US_2_NE | MAPP_US | NE | Internal | Summer | B10 | 1262 | 2000 | 0 | 28.63 | 35.39 | 7 | 0
2020 | MAPP_US_2_NE | MAPP_US | NE | Internal | Winter | B16 | 25 | 2000 | 0 | 48.42 | 50.42 | 7 | 0
2020 | MAPP_US_2_NE | MAPP_US | NE | Internal | Winter | B17 | 100 | 2000 | 0 | 41.25 | 43.25 | 7 | 0
2020 | MAPP_US_2_NE | MAPP_US | NE | Internal | Winter | B18 | 400 | 2000 | 0 | 37.43 | 40.04 | 7 | 0
2020 | MAPP_US_2_NE | MAPP_US | NE | Internal | Winter | B19 | 700 | 2000 | 0 | 35.34 | 39.34 | 7 | 0
2020 | MAPP_US_2_NE | MAPP_US | NE | Internal | Winter | B20 | 935 | 2000 | 478.62 | 31.29 | 38.29 | 7 | 0
2020 | MARITIMES_2_NEISO | MARITIMES | NEISO | Internal | Shoulder | B11 | 25 | 99999 | 1720.66 | 37.48 | 37.5 | 0.01 | 0
2020 | MARITIMES_2_NEISO | MARITIMES | NEISO | Internal | Shoulder | B12 | 200 | 99999 | 1717.44 | 37.48 | 37.5 | 0.01 | 0
2020 | MARITIMES_2_NEISO | MARITIMES | NEISO | Internal | Shoulder | B13 | 600 | 99999 | 1704.78 | 37.48 | 37.5 | 0.01 | 0
2020 | MARITIMES_2_NEISO | MARITIMES | NEISO | Internal | Shoulder | B14 | 900 | 99999 | 1682.64 | 37.48 | 37.5 | 0.01 | 0
2020 | MARITIMES_2_NEISO | MARITIMES | NEISO | Internal | Shoulder | B15 | 1203 | 99999 | 648.08 | 37.48 | 37.5 | 0.01 | 0
2020 | MARITIMES_2_NEISO | MARITIMES | NEISO | Internal | Summer | B1 | 10 | 99999 | 1900 | 81.04 | 81.05 | 0.01 | 0
2020 | MARITIMES_2_NEISO | MARITIMES | NEISO | Internal | Summer | B2 | 25 | 99999 | 1878.75 | 68.72 | 68.73 | 0.01 | 0
2020 | MARITIMES_2_NEISO | MARITIMES | NEISO | Internal | Summer | B3 | 75 | 99999 | 1836.38 | 49.9 | 49.91 | 0.01 | 0
2020 | MARITIMES_2_NEISO | MARITIMES | NEISO | Internal | Summer | B4 | 100 | 99999 | 1799.97 | 43.13 | 43.14 | 0.01 | 0
2020 | MARITIMES_2_NEISO | MARITIMES | NEISO | Internal | Summer | B5 | 200 | 99999 | 1780.16 | 38.34 | 38.35 | 0.01 | 0
2020 | MARITIMES_2_NEISO | MARITIMES | NEISO | Internal | Summer | B6 | 300 | 99999 | 1757.82 | 34.6 | 34.61 | 0.01 | 0
2020 | MARITIMES_2_NEISO | MARITIMES | NEISO | Internal | Summer | B7 | 400 | 99999 | 1732.23 | 34.6 | 34.61 | 0.01 | 0
2020 | MARITIMES_2_NEISO | MARITIMES | NEISO | Internal | Summer | B8 | 500 | 99999 | 1712.1 | 34.6 | 34.61 | 0.01 | 0
2020 | MARITIMES_2_NEISO | MARITIMES | NEISO | Internal | Summer | B9 | 800 | 99999 | 1687.45 | 34.6 | 34.61 | 0.01 | 0
2020 | MARITIMES_2_NEISO | MARITIMES | NEISO | Internal | Summer | B10 | 1262 | 99999 | 465.06 | 34.6 | 34.61 | 0.01 | 0
2020 | MARITIMES_2_NEISO | MARITIMES | NEISO | Internal | Winter | B16 | 25 | 99999 | 1765.23 | 46.41 | 46.42 | 0.01 | 0
2020 | MARITIMES_2_NEISO | MARITIMES | NEISO | Internal | Winter | B17 | 100 | 99999 | 1747.34 | 46.41 | 46.42 | 0.01 | 0
2020 | MARITIMES_2_NEISO | MARITIMES | NEISO | Internal | Winter | B18 | 400 | 99999 | 1733.65 | 46.41 | 46.42 | 0.01 | 0
2020 | MARITIMES_2_NEISO | MARITIMES | NEISO | Internal | Winter | B19 | 700 | 99999 | 1708.15 | 46.41 | 46.42 | 0.01 | 0
2020 | MARITIMES_2_NEISO | MARITIMES | NEISO | Internal | Winter | B20 | 935 | 99999 | 723.43 | 46.41 | 46.42 | 0.01 | 0
2020 | MISO_IN_2_MISO_MI | MISO_IN | MISO_MI | Internal | Shoulder | B11 | 25 | 5081 | 0 | 58.44 | 58.43 | 0.01 | 0
2020 | MISO_IN_2_MISO_MI | MISO_IN | MISO_MI | Internal | Shoulder | B12 | 200 | 5081 | 0.03 | 46.75 | 46.76 | 0.01 | 0
2020 | MISO_IN_2_MISO_MI | MISO_IN | MISO_MI | Internal | Shoulder | B13 | 600 | 5081 | 1085.5 | 44.34 | 44.36 | 0.01 | 0
2020 | MISO_IN_2_MISO_MI | MISO_IN | MISO_MI | Internal | Shoulder | B14 | 900 | 5081 | 237.85 | 41.18 | 41.19 | 0.01 | 0
2020 | MISO_IN_2_MISO_MI | MISO_IN | MISO_MI | Internal | Shoulder | B15 | 1203 | 5081 | 1227.75 | 38.23 | 38.24 | 0.01 | 0
2020 | MISO_IN_2_MISO_MI | MISO_IN | MISO_MI | Internal | Summer | B1 | 10 | 5081 | 0.03 | 65.8 | 65.79 | 0.01 | 0
2020 | MISO_IN_2_MISO_MI | MISO_IN | MISO_MI | Internal | Summer | B2 | 25 | 5081 | 0.01 | 64.13 | 64.12 | 0.01 | 0
2020 | MISO_IN_2_MISO_MI | MISO_IN | MISO_MI | Internal | Summer | B3 | 75 | 5081 | 0 | 63.36 | 63.35 | 0.01 | 0
2020 | MISO_IN_2_MISO_MI | MISO_IN | MISO_MI | Internal | Summer | B4 | 100 | 5081 | 0 | 61.15 | 59.71 | 0.01 | 0
2020 | MISO_IN_2_MISO_MI | MISO_IN | MISO_MI | Internal | Summer | B5 | 200 | 5081 | 0 | 58.93 | 58.75 | 0.01 | 0
2020 | MISO_IN_2_MISO_MI | MISO_IN | MISO_MI | Internal | Summer | B6 | 300 | 5081 | 0 | 49.94 | 49.93 | 0.01 | 0
2020 | MISO_IN_2_MISO_MI | MISO_IN | MISO_MI | Internal | Summer | B7 | 400 | 5081 | 1497.94 | 42.31 | 42.32 | 0.01 | 0
2020 | MISO_IN_2_MISO_MI | MISO_IN | MISO_MI | Internal | Summer | B8 | 500 | 5081 | 713.89 | 38.78 | 38.8 | 0.01 | 0
2020 | MISO_IN_2_MISO_MI | MISO_IN | MISO_MI | Internal | Summer | B9 | 800 | 5081 | 2094.93 | 37.84 | 37.85 | 0.01 | 0
2020 | MISO_IN_2_MISO_MI | MISO_IN | MISO_MI | Internal | Summer | B10 | 1262 | 5081 | 3965.65 | 35.66 | 35.67 | 0.01 | 0
2020 | MISO_IN_2_MISO_MI | MISO_IN | MISO_MI | Internal | Winter | B16 | 25 | 5081 | 0.01 | 55.45 | 55.44 | 0.01 | 0
2020 | MISO_IN_2_MISO_MI | MISO_IN | MISO_MI | Internal | Winter | B17 | 100 | 5081 | 598.71 | 48.28 | 48.29 | 0.01 | 0
2020 | MISO_IN_2_MISO_MI | MISO_IN | MISO_MI | Internal | Winter | B18 | 400 | 5081 | 2328.76 | 44.45 | 44.46 | 0.01 | 0
2020 | MISO_IN_2_MISO_MI | MISO_IN | MISO_MI | Internal | Winter | B19 | 700 | 5081 | 1534.13 | 42.31 | 42.33 | 0.01 | 0
2020 | MISO_IN_2_MISO_MI | MISO_IN | MISO_MI | Internal | Winter | B20 | 935 | 5081 | 1426.41 | 37.71 | 37.72 | 0.01 | 0
2020 | MISO_IN_2_MISO_MO-IL | MISO_IN | MISO_MO-IL | Internal | Shoulder | B11 | 25 | 9129 | 897.77 | 58.44 | 58.46 | 0.01 | 0
2020 | MISO_IN_2_MISO_MO-IL | MISO_IN | MISO_MO-IL | Internal | Shoulder | B12 | 200 | 9129 | 0 | 46.75 | 46.75 | 0.01 | 0
2020 | MISO_IN_2_MISO_MO-IL | MISO_IN | MISO_MO-IL | Internal | Shoulder | B13 | 600 | 9129 | 0 | 44.34 | 44.33 | 0.01 | 0
2020 | MISO_IN_2_MISO_MO-IL | MISO_IN | MISO_MO-IL | Internal | Shoulder | B14 | 900 | 9129 | 785.47 | 41.18 | 41.19 | 0.01 | 0
2020 | MISO_IN_2_MISO_MO-IL | MISO_IN | MISO_MO-IL | Internal | Shoulder | B15 | 1203 | 9129 | 645.51 | 38.23 | 38.24 | 0.01 | 0
2020 | MISO_IN_2_MISO_MO-IL | MISO_IN | MISO_MO-IL | Internal | Summer | B1 | 10 | 9129 | 191.95 | 65.8 | 65.82 | 0.01 | 0
2020 | MISO_IN_2_MISO_MO-IL | MISO_IN | MISO_MO-IL | Internal | Summer | B2 | 25 | 9129 | 0.01 | 64.13 | 64.12 | 0.01 | 0
2020 | MISO_IN_2_MISO_MO-IL | MISO_IN | MISO_MO-IL | Internal | Summer | B3 | 75 | 9129 | 337.16 | 63.36 | 63.37 | 0.01 | 0
2020 | MISO_IN_2_MISO_MO-IL | MISO_IN | MISO_MO-IL | Internal | Summer | B4 | 100 | 9129 | 1990.78 | 61.15 | 61.17 | 0.01 | 0
2020 | MISO_IN_2_MISO_MO-IL | MISO_IN | MISO_MO-IL | Internal | Summer | B5 | 200 | 9129 | 1617.35 | 58.93 | 58.95 | 0.01 | 0
2020 | MISO_IN_2_MISO_MO-IL | MISO_IN | MISO_MO-IL | Internal | Summer | B6 | 300 | 9129 | 1282.22 | 49.94 | 49.95 | 0.01 | 0
2020 | MISO_IN_2_MISO_MO-IL | MISO_IN | MISO_MO-IL | Internal | Summer | B7 | 400 | 9129 | 531 | 42.31 | 42.32 | 0.01 | 0
2020 | MISO_IN_2_MISO_MO-IL | MISO_IN | MISO_MO-IL | Internal | Summer | B8 | 500 | 9129 | 1619.23 | 38.78 | 38.8 | 0.01 | 0
2020 | MISO_IN_2_MISO_MO-IL | MISO_IN | MISO_MO-IL | Internal | Summer | B9 | 800 | 9129 | 1100.48 | 37.84 | 37.85 | 0.01 | 0
2020 | MISO_IN_2_MISO_MO-IL | MISO_IN | MISO_MO-IL | Internal | Summer | B10 | 1262 | 9129 | 0 | 35.66 | 35.64 | 0.01 | 0
2020 | MISO_IN_2_MISO_MO-IL | MISO_IN | MISO_MO-IL | Internal | Winter | B16 | 25 | 9129 | 0.01 | 55.45 | 55.44 | 0.01 | 0
2020 | MISO_IN_2_MISO_MO-IL | MISO_IN | MISO_MO-IL | Internal | Winter | B17 | 100 | 9129 | 0 | 48.28 | 48.27 | 0.01 | 0
2020 | MISO_IN_2_MISO_MO-IL | MISO_IN | MISO_MO-IL | Internal | Winter | B18 | 400 | 9129 | 0 | 44.45 | 44.44 | 0.01 | 0
2020 | MISO_IN_2_MISO_MO-IL | MISO_IN | MISO_MO-IL | Internal | Winter | B19 | 700 | 9129 | 145.81 | 42.31 | 42.33 | 0.01 | 0
2020 | MISO_IN_2_MISO_MO-IL | MISO_IN | MISO_MO-IL | Internal | Winter | B20 | 935 | 9129 | 180.67 | 37.71 | 37.72 | 0.01 | 0
2020 | MISO_IN_2_NonRTO_Midwest | MISO_IN | NonRTO_Midwest | Internal | Shoulder | B11 | 25 | 4800 | 1088.63 | 58.44 | 66.44 | 8 | 0
2020 | MISO_IN_2_NonRTO_Midwest | MISO_IN | NonRTO_Midwest | Internal | Shoulder | B12 | 200 | 4800 | 521.41 | 46.75 | 54.75 | 8 | 0
2020 | MISO_IN_2_NonRTO_Midwest | MISO_IN | NonRTO_Midwest | Internal | Shoulder | B13 | 600 | 4800 | 0 | 44.34 | 51.71 | 8 | 0
2020 | MISO_IN_2_NonRTO_Midwest | MISO_IN | NonRTO_Midwest | Internal | Shoulder | B14 | 900 | 4800 | 0 | 41.18 | 41.3 | 8 | 0
2020 | MISO_IN_2_NonRTO_Midwest | MISO_IN | NonRTO_Midwest | Internal | Shoulder | B15 | 1203 | 4800 | 0 | 38.23 | 36.31 | 8 | 0
2020 | MISO_IN_2_NonRTO_Midwest | MISO_IN | NonRTO_Midwest | Internal | Summer | B1 | 10 | 4800 | 0 | 65.8 | 69.15 | 8 | 0
2020 | MISO_IN_2_NonRTO_Midwest | MISO_IN | NonRTO_Midwest | Internal | Summer | B2 | 25 | 4800 | 0 | 64.13 | 69.15 | 8 | 0
2020 | MISO_IN_2_NonRTO_Midwest | MISO_IN | NonRTO_Midwest | Internal | Summer | B3 | 75 | 4800 | 0 | 63.36 | 69.15 | 8 | 0
2020 | MISO_IN_2_NonRTO_Midwest | MISO_IN | NonRTO_Midwest | Internal | Summer | B4 | 100 | 4800 | 79.76 | 61.15 | 69.15 | 8 | 0
2020 | MISO_IN_2_NonRTO_Midwest | MISO_IN | NonRTO_Midwest | Internal | Summer | B5 | 200 | 4800 | 1044.08 | 58.93 | 66.93 | 8 | 0
2020 | MISO_IN_2_NonRTO_Midwest | MISO_IN | NonRTO_Midwest | Internal | Summer | B6 | 300 | 4800 | 415.93 | 49.94 | 57.94 | 8 | 0
2020 | MISO_IN_2_NonRTO_Midwest | MISO_IN | NonRTO_Midwest | Internal | Summer | B7 | 400 | 4800 | 0 | 42.31 | 44.35 | 8 | 0
2020 | MISO_IN_2_NonRTO_Midwest | MISO_IN | NonRTO_Midwest | Internal | Summer | B8 | 500 | 4800 | 0 | 38.78 | 37.75 | 8 | 0
2020 | MISO_IN_2_NonRTO_Midwest | MISO_IN | NonRTO_Midwest | Internal | Summer | B9 | 800 | 4800 | 0 | 37.84 | 37.44 | 8 | 0
2020 | MISO_IN_2_NonRTO_Midwest | MISO_IN | NonRTO_Midwest | Internal | Summer | B10 | 1262 | 4800 | 0 | 35.66 | 35.08 | 8 | 0
2020 | MISO_IN_2_NonRTO_Midwest | MISO_IN | NonRTO_Midwest | Internal | Winter | B16 | 25 | 4800 | 2546.14 | 55.45 | 63.45 | 8 | 0
2020 | MISO_IN_2_NonRTO_Midwest | MISO_IN | NonRTO_Midwest | Internal | Winter | B17 | 100 | 4800 | 1334.57 | 48.28 | 56.28 | 8 | 0
2020 | MISO_IN_2_NonRTO_Midwest | MISO_IN | NonRTO_Midwest | Internal | Winter | B18 | 400 | 4800 | 392.51 | 44.45 | 52.45 | 8 | 0
2020 | MISO_IN_2_NonRTO_Midwest | MISO_IN | NonRTO_Midwest | Internal | Winter | B19 | 700 | 4800 | 0 | 42.31 | 42.62 | 8 | 0
2020 | MISO_IN_2_NonRTO_Midwest | MISO_IN | NonRTO_Midwest | Internal | Winter | B20 | 935 | 4800 | 0 | 37.71 | 36.16 | 8 | 0
2020 | MISO_IN_2_PJM_ROR | MISO_IN | PJM_ROR | Internal | Shoulder | B11 | 25 | 992 | 0 | 58.44 | 56.44 | 2 | 0
2020 | MISO_IN_2_PJM_ROR | MISO_IN | PJM_ROR | Internal | Shoulder | B12 | 200 | 992 | 0 | 46.75 | 48.72 | 2 | 0
2020 | MISO_IN_2_PJM_ROR | MISO_IN | PJM_ROR | Internal | Shoulder | B13 | 600 | 992 | 0 | 44.34 | 43.02 | 2 | 0
2020 | MISO_IN_2_PJM_ROR | MISO_IN | PJM_ROR | Internal | Shoulder | B14 | 900 | 992 | 0 | 41.18 | 40.24 | 2 | 0
2020 | MISO_IN_2_PJM_ROR | MISO_IN | PJM_ROR | Internal | Shoulder | B15 | 1203 | 992 | 0 | 38.23 | 37.64 | 2 | 0
2020 | MISO_IN_2_PJM_ROR | MISO_IN | PJM_ROR | Internal | Summer | B1 | 10 | 992 | 184.75 | 65.8 | 67.8 | 2 | 0
2020 | MISO_IN_2_PJM_ROR | MISO_IN | PJM_ROR | Internal | Summer | B2 | 25 | 992 | 0 | 64.13 | 65.71 | 2 | 0
2020 | MISO_IN_2_PJM_ROR | MISO_IN | PJM_ROR | Internal | Summer | B3 | 75 | 992 | 0 | 63.36 | 61.86 | 2 | 0
2020 | MISO_IN_2_PJM_ROR | MISO_IN | PJM_ROR | Internal | Summer | B4 | 100 | 992 | 0 | 61.15 | 61.71 | 2 | 0
2020 | MISO_IN_2_PJM_ROR | MISO_IN | PJM_ROR | Internal | Summer | B5 | 200 | 992 | 0 | 58.93 | 56.95 | 2 | 0
2020 | MISO_IN_2_PJM_ROR | MISO_IN | PJM_ROR | Internal | Summer | B6 | 300 | 992 | 0 | 49.94 | 49.2 | 2 | 0
2020 | MISO_IN_2_PJM_ROR | MISO_IN | PJM_ROR | Internal | Summer | B7 | 400 | 992 | 0 | 42.31 | 41.97 | 2 | 0
2020 | MISO_IN_2_PJM_ROR | MISO_IN | PJM_ROR | Internal | Summer | B8 | 500 | 992 | 0 | 38.78 | 38.01 | 2 | 0
2020 | MISO_IN_2_PJM_ROR | MISO_IN | PJM_ROR | Internal | Summer | B9 | 800 | 992 | 0 | 37.84 | 36.45 | 2 | 0
2020 | MISO_IN_2_PJM_ROR | MISO_IN | PJM_ROR | Internal | Summer | B10 | 1262 | 992 | 0 | 35.66 | 35.12 | 2 | 0
2020 | MISO_IN_2_PJM_ROR | MISO_IN | PJM_ROR | Internal | Winter | B16 | 25 | 992 | 0.01 | 55.45 | 57.42 | 2 | 0
2020 | MISO_IN_2_PJM_ROR | MISO_IN | PJM_ROR | Internal | Winter | B17 | 100 | 992 | 0 | 48.28 | 50.25 | 2 | 0
2020 | MISO_IN_2_PJM_ROR | MISO_IN | PJM_ROR | Internal | Winter | B18 | 400 | 992 | 0 | 44.45 | 45.53 | 2 | 0
2020 | MISO_IN_2_PJM_ROR | MISO_IN | PJM_ROR | Internal | Winter | B19 | 700 | 992 | 0 | 42.31 | 42.61 | 2 | 0
2020 | MISO_IN_2_PJM_ROR | MISO_IN | PJM_ROR | Internal | Winter | B20 | 935 | 992 | 98.74 | 37.71 | 39.71 | 2 | 0
2020 | MISO_MI_2_IESO | MISO_MI | IESO | Internal | Shoulder | B11 | 25 | 1580 | 0 | 58.43 | 37.17 | 8 | 0
2020 | MISO_MI_2_IESO | MISO_MI | IESO | Internal | Shoulder | B12 | 200 | 1580 | 0 | 46.76 | 36.7 | 8 | 0
2020 | MISO_MI_2_IESO | MISO_MI | IESO | Internal | Shoulder | B13 | 600 | 1580 | 0 | 44.36 | 33.47 | 8 | 0
2020 | MISO_MI_2_IESO | MISO_MI | IESO | Internal | Shoulder | B14 | 900 | 1580 | 0 | 41.19 | 33.01 | 8 | 0
2020 | MISO_MI_2_IESO | MISO_MI | IESO | Internal | Shoulder | B15 | 1203 | 1580 | 0 | 38.24 | 33.01 | 8 | 0
2020 | MISO_MI_2_IESO | MISO_MI | IESO | Internal | Summer | B1 | 10 | 1580 | 0 | 65.79 | 46.3 | 8 | 0
2020 | MISO_MI_2_IESO | MISO_MI | IESO | Internal | Summer | B2 | 25 | 1580 | 0 | 64.12 | 46.3 | 8 | 0
2020 | MISO_MI_2_IESO | MISO_MI | IESO | Internal | Summer | B3 | 75 | 1580 | 0 | 63.35 | 42.19 | 8 | 0
2020 | MISO_MI_2_IESO | MISO_MI | IESO | Internal | Summer | B4 | 100 | 1580 | 0 | 59.71 | 39.14 | 8 | 0
2020 | MISO_MI_2_IESO | MISO_MI | IESO | Internal | Summer | B5 | 200 | 1580 | 0 | 58.75 | 39.14 | 8 | 0
2020 | MISO_MI_2_IESO | MISO_MI | IESO | Internal | Summer | B6 | 300 | 1580 | 0 | 49.93 | 39.14 | 8 | 0
2020 | MISO_MI_2_IESO | MISO_MI | IESO | Internal | Summer | B7 | 400 | 1580 | 0 | 42.32 | 35.32 | 8 | 0
2020 | MISO_MI_2_IESO | MISO_MI | IESO | Internal | Summer | B8 | 500 | 1580 | 0 | 38.8 | 31.8 | 8 | 0
2020 | MISO_MI_2_IESO | MISO_MI | IESO | Internal | Summer | B9 | 800 | 1580 | 0 | 37.85 | 31.19 | 8 | 0
2020 | MISO_MI_2_IESO | MISO_MI | IESO | Internal | Summer | B10 | 1262 | 1580 | 0 | 35.67 | 31.19 | 8 | 0
2020 | MISO_MI_2_IESO | MISO_MI | IESO | Internal | Winter | B16 | 25 | 1580 | 0 | 55.44 | 42.4 | 8 | 0
2020 | MISO_MI_2_IESO | MISO_MI | IESO | Internal | Winter | B17 | 100 | 1580 | 0 | 48.29 | 39.34 | 8 | 0
2020 | MISO_MI_2_IESO | MISO_MI | IESO | Internal | Winter | B18 | 400 | 1580 | 0 | 44.46 | 38.77 | 8 | 0
2020 | MISO_MI_2_IESO | MISO_MI | IESO | Internal | Winter | B19 | 700 | 1580 | 0 | 42.33 | 38.77 | 8 | 0
2020 | MISO_MI_2_IESO | MISO_MI | IESO | Internal | Winter | B20 | 935 | 1580 | 0 | 37.72 | 38.77 | 8 | 0
2020 | MISO_MI_2_MISO_IN | MISO_MI | MISO_IN | Internal | Shoulder | B11 | 25 | 2126 | 1717.62 | 58.43 | 58.44 | 0.01 | 0
2020 | MISO_MI_2_MISO_IN | MISO_MI | MISO_IN | Internal | Shoulder | B12 | 200 | 2126 | 0 | 46.76 | 46.75 | 0.01 | 0
2020 | MISO_MI_2_MISO_IN | MISO_MI | MISO_IN | Internal | Shoulder | B13 | 600 | 2126 | 0 | 44.36 | 44.34 | 0.01 | 0
2020 | MISO_MI_2_MISO_IN | MISO_MI | MISO_IN | Internal | Shoulder | B14 | 900 | 2126 | 0 | 41.19 | 41.18 | 0.01 | 0
2020 | MISO_MI_2_MISO_IN | MISO_MI | MISO_IN | Internal | Shoulder | B15 | 1203 | 2126 | 0 | 38.24 | 38.23 | 0.01 | 0
2020 | MISO_MI_2_MISO_IN | MISO_MI | MISO_IN | Internal | Summer | B1 | 10 | 2126 | 8.35 | 65.79 | 65.8 | 0.01 | 0
2020 | MISO_MI_2_MISO_IN | MISO_MI | MISO_IN | Internal | Summer | B2 | 25 | 2126 | 1221.65 | 64.12 | 64.13 | 0.01 | 0
2020 | MISO_MI_2_MISO_IN | MISO_MI | MISO_IN | Internal | Summer | B3 | 75 | 2126 | 1287.21 | 63.35 | 63.36 | 0.01 | 0
2020 | MISO_MI_2_MISO_IN | MISO_MI | MISO_IN | Internal | Summer | B4 | 100 | 2126 | 2126 | 59.71 | 61.15 | 0.01 | 1.43
2020 | MISO_MI_2_MISO_IN | MISO_MI | MISO_IN | Internal | Summer | B5 | 200 | 2126 | 2126 | 58.75 | 58.93 | 0.01 | 0.17
2020 | MISO_MI_2_MISO_IN | MISO_MI | MISO_IN | Internal | Summer | B6 | 300 | 2126 | 403.84 | 49.93 | 49.94 | 0.01 | 0
2020 | MISO_MI_2_MISO_IN | MISO_MI | MISO_IN | Internal | Summer | B7 | 400 | 2126 | 0 | 42.32 | 42.31 | 0.01 | 0
2020 | MISO_MI_2_MISO_IN | MISO_MI | MISO_IN | Internal | Summer | B8 | 500 | 2126 | 0 | 38.8 | 38.78 | 0.01 | 0
2020 | MISO_MI_2_MISO_IN | MISO_MI | MISO_IN | Internal | Summer | B9 | 800 | 2126 | 0 | 37.85 | 37.84 | 0.01 | 0
2020 | MISO_MI_2_MISO_IN | MISO_MI | MISO_IN | Internal | Summer | B10 | 1262 | 2126 | 0 | 35.67 | 35.66 | 0.01 | 0
2020 | MISO_MI_2_MISO_IN | MISO_MI | MISO_IN | Internal | Winter | B16 | 25 | 2126 | 709.84 | 55.44 | 55.45 | 0.01 | 0
2020 | MISO_MI_2_MISO_IN | MISO_MI | MISO_IN | Internal | Winter | B17 | 100 | 2126 | 0 | 48.29 | 48.28 | 0.01 | 0
2020 | MISO_MI_2_MISO_IN | MISO_MI | MISO_IN | Internal | Winter | B18 | 400 | 2126 | 0 | 44.46 | 44.45 | 0.01 | 0
2020 | MISO_MI_2_MISO_IN | MISO_MI | MISO_IN | Internal | Winter | B19 | 700 | 2126 | 0 | 42.33 | 42.31 | 0.01 | 0
2020 | MISO_MI_2_MISO_IN | MISO_MI | MISO_IN | Internal | Winter | B20 | 935 | 2126 | 0 | 37.72 | 37.71 | 0.01 | 0
2020 | MISO_MI_2_MISO_WUMS | MISO_MI | MISO_WUMS | Internal | Shoulder | B11 | 25 | 166 | 0.02 | 58.43 | 58.43 | 0.01 | 0
2020 | MISO_MI_2_MISO_WUMS | MISO_MI | MISO_WUMS | Internal | Shoulder | B12 | 200 | 166 | 0 | 46.76 | 46.72 | 0.01 | 0
2020 | MISO_MI_2_MISO_WUMS | MISO_MI | MISO_WUMS | Internal | Shoulder | B13 | 600 | 166 | 0 | 44.36 | 44.31 | 0.01 | 0
2020 | MISO_MI_2_MISO_WUMS | MISO_MI | MISO_WUMS | Internal | Shoulder | B14 | 900 | 166 | 0 | 41.19 | 41.19 | 0.01 | 0
2020 | MISO_MI_2_MISO_WUMS | MISO_MI | MISO_WUMS | Internal | Shoulder | B15 | 1203 | 166 | 0 | 38.24 | 38.22 | 0.01 | 0
2020 | MISO_MI_2_MISO_WUMS | MISO_MI | MISO_WUMS | Internal | Summer | B1 | 10 | 166 | 0 | 65.79 | 60.4 | 0.01 | 0
2020 | MISO_MI_2_MISO_WUMS | MISO_MI | MISO_WUMS | Internal | Summer | B2 | 25 | 166 | 0 | 64.12 | 60.4 | 0.01 | 0
2020 | MISO_MI_2_MISO_WUMS | MISO_MI | MISO_WUMS | Internal | Summer | B3 | 75 | 166 | 0 | 63.35 | 60.4 | 0.01 | 0
2020 | MISO_MI_2_MISO_WUMS | MISO_MI | MISO_WUMS | Internal | Summer | B4 | 100 | 166 | 166 | 59.71 | 60.4 | 0.01 | 0.67
2020 | MISO_MI_2_MISO_WUMS | MISO_MI | MISO_WUMS | Internal | Summer | B5 | 200 | 166 | 166 | 58.75 | 58.93 | 0.01 | 0.17
2020 | MISO_MI_2_MISO_WUMS | MISO_MI | MISO_WUMS | Internal | Summer | B6 | 300 | 166 | 166 | 49.93 | 49.95 | 0.01 | 0.01
2020 | MISO_MI_2_MISO_WUMS | MISO_MI | MISO_WUMS | Internal | Summer | B7 | 400 | 166 | 0 | 42.32 | 42.32 | 0.01 | 0
2020 | MISO_MI_2_MISO_WUMS | MISO_MI | MISO_WUMS | Internal | Summer | B8 | 500 | 166 | 0 | 38.8 | 38.8 | 0.01 | 0
2020 | MISO_MI_2_MISO_WUMS | MISO_MI | MISO_WUMS | Internal | Summer | B9 | 800 | 166 | 0 | 37.85 | 37.85 | 0.01 | 0
2020 | MISO_MI_2_MISO_WUMS | MISO_MI | MISO_WUMS | Internal | Summer | B10 | 1262 | 166 | 0 | 35.67 | 35.64 | 0.01 | 0
2020 | MISO_MI_2_MISO_WUMS | MISO_MI | MISO_WUMS | Internal | Winter | B16 | 25 | 166 | 0 | 55.44 | 55.42 | 0.01 | 0
2020 | MISO_MI_2_MISO_WUMS | MISO_MI | MISO_WUMS | Internal | Winter | B17 | 100 | 166 | 0 | 48.29 | 48.25 | 0.01 | 0
2020 | MISO_MI_2_MISO_WUMS | MISO_MI | MISO_WUMS | Internal | Winter | B18 | 400 | 166 | 0 | 44.46 | 44.41 | 0.01 | 0
2020 | MISO_MI_2_MISO_WUMS | MISO_MI | MISO_WUMS | Internal | Winter | B19 | 700 | 166 | 0 | 42.33 | 42.33 | 0.01 | 0
2020 | MISO_MI_2_MISO_WUMS | MISO_MI | MISO_WUMS | Internal | Winter | B20 | 935 | 166 | 0 | 37.72 | 37.72 | 0.01 | 0
2020 | MISO_MI_2_PJM_ROR | MISO_MI | PJM_ROR | Internal | Shoulder | B11 | 25 | 1424 | 0 | 58.43 | 56.44 | 2 | 0
2020 | MISO_MI_2_PJM_ROR | MISO_MI | PJM_ROR | Internal | Shoulder | B12 | 200 | 1424 | 0 | 46.76 | 48.72 | 2 | 0
2020 | MISO_MI_2_PJM_ROR | MISO_MI | PJM_ROR | Internal | Shoulder | B13 | 600 | 1424 | 0 | 44.36 | 43.02 | 2 | 0
2020 | MISO_MI_2_PJM_ROR | MISO_MI | PJM_ROR | Internal | Shoulder | B14 | 900 | 1424 | 0 | 41.19 | 40.24 | 2 | 0
2020 | MISO_MI_2_PJM_ROR | MISO_MI | PJM_ROR | Internal | Shoulder | B15 | 1203 | 1424 | 0 | 38.24 | 37.64 | 2 | 0
2020 | MISO_MI_2_PJM_ROR | MISO_MI | PJM_ROR | Internal | Summer | B1 | 10 | 1424 | 1423.93 | 65.79 | 67.8 | 2 | 0.01
2020 | MISO_MI_2_PJM_ROR | MISO_MI | PJM_ROR | Internal | Summer | B2 | 25 | 1424 | 0 | 64.12 | 65.71 | 2 | 0
2020 | MISO_MI_2_PJM_ROR | MISO_MI | PJM_ROR | Internal | Summer | B3 | 75 | 1424 | 0 | 63.35 | 61.86 | 2 | 0
2020 | MISO_MI_2_PJM_ROR | MISO_MI | PJM_ROR | Internal | Summer | B4 | 100 | 1424 | 81.61 | 59.71 | 61.71 | 2 | 0
2020 | MISO_MI_2_PJM_ROR | MISO_MI | PJM_ROR | Internal | Summer | B5 | 200 | 1424 | 0 | 58.75 | 56.95 | 2 | 0
2020 | MISO_MI_2_PJM_ROR | MISO_MI | PJM_ROR | Internal | Summer | B6 | 300 | 1424 | 0 | 49.93 | 49.2 | 2 | 0
2020 | MISO_MI_2_PJM_ROR | MISO_MI | PJM_ROR | Internal | Summer | B7 | 400 | 1424 | 0 | 42.32 | 41.97 | 2 | 0
2020 | MISO_MI_2_PJM_ROR | MISO_MI | PJM_ROR | Internal | Summer | B8 | 500 | 1424 | 0 | 38.8 | 38.01 | 2 | 0
2020 | MISO_MI_2_PJM_ROR | MISO_MI | PJM_ROR | Internal | Summer | B9 | 800 | 1424 | 0 | 37.85 | 36.45 | 2 | 0
2020 | MISO_MI_2_PJM_ROR | MISO_MI | PJM_ROR | Internal | Summer | B10 | 1262 | 1424 | 0 | 35.67 | 35.12 | 2 | 0
2020 | MISO_MI_2_PJM_ROR | MISO_MI | PJM_ROR | Internal | Winter | B16 | 25 | 1424 | 0.02 | 55.44 | 57.42 | 2 | 0
2020 | MISO_MI_2_PJM_ROR | MISO_MI | PJM_ROR | Internal | Winter | B17 | 100 | 1424 | 0 | 48.29 | 50.25 | 2 | 0
2020 | MISO_MI_2_PJM_ROR | MISO_MI | PJM_ROR | Internal | Winter | B18 | 400 | 1424 | 0 | 44.46 | 45.53 | 2 | 0
2020 | MISO_MI_2_PJM_ROR | MISO_MI | PJM_ROR | Internal | Winter | B19 | 700 | 1424 | 0 | 42.33 | 42.61 | 2 | 0
2020 | MISO_MI_2_PJM_ROR | MISO_MI | PJM_ROR | Internal | Winter | B20 | 935 | 1424 | 0 | 37.72 | 39.71 | 2 | 0
2020 | MISO_MO-IL_2_ENT | MISO_MO-IL | ENT | Internal | Shoulder | B11 | 25 | 2540 | 0 | 58.46 | 59.7 | 8 | 0
2020 | MISO_MO-IL_2_ENT | MISO_MO-IL | ENT | Internal | Shoulder | B12 | 200 | 2540 | 0 | 46.75 | 42.38 | 8 | 0
2020 | MISO_MO-IL_2_ENT | MISO_MO-IL | ENT | Internal | Shoulder | B13 | 600 | 2540 | 0 | 44.33 | 42.38 | 8 | 0
2020 | MISO_MO-IL_2_ENT | MISO_MO-IL | ENT | Internal | Shoulder | B14 | 900 | 2540 | 0 | 41.19 | 42.38 | 8 | 0
2020 | MISO_MO-IL_2_ENT | MISO_MO-IL | ENT | Internal | Shoulder | B15 | 1203 | 2540 | 0 | 38.24 | 40.77 | 8 | 0
2020 | MISO_MO-IL_2_ENT | MISO_MO-IL | ENT | Internal | Summer | B1 | 10 | 2540 | 0 | 65.82 | 63.71 | 8 | 0
2020 | MISO_MO-IL_2_ENT | MISO_MO-IL | ENT | Internal | Summer | B2 | 25 | 2540 | 0 | 64.12 | 63.71 | 8 | 0
2020 | MISO_MO-IL_2_ENT | MISO_MO-IL | ENT | Internal | Summer | B3 | 75 | 2540 | 0 | 63.37 | 62.36 | 8 | 0
2020 | MISO_MO-IL_2_ENT | MISO_MO-IL | ENT | Internal | Summer | B4 | 100 | 2540 | 0 | 61.17 | 62.36 | 8 | 0
2020 | MISO_MO-IL_2_ENT | MISO_MO-IL | ENT | Internal | Summer | B5 | 200 | 2540 | 0 | 58.95 | 61.88 | 8 | 0
2020 | MISO_MO-IL_2_ENT | MISO_MO-IL | ENT | Internal | Summer | B6 | 300 | 2540 | 0 | 49.95 | 57.73 | 8 | 0
2020 | MISO_MO-IL_2_ENT | MISO_MO-IL | ENT | Internal | Summer | B7 | 400 | 2540 | 0 | 42.32 | 49.47 | 8 | 0
2020 | MISO_MO-IL_2_ENT | MISO_MO-IL | ENT | Internal | Summer | B8 | 500 | 2540 | 0 | 38.8 | 42.27 | 8 | 0
2020 | MISO_MO-IL_2_ENT | MISO_MO-IL | ENT | Internal | Summer | B9 | 800 | 2540 | 0 | 37.85 | 41 | 8 | 0
2020 | MISO_MO-IL_2_ENT | MISO_MO-IL | ENT | Internal | Summer | B10 | 1262 | 2540 | 0 | 35.64 | 40.4 | 8 | 0
2020 | MISO_MO-IL_2_ENT | MISO_MO-IL | ENT | Internal | Winter | B16 | 25 | 2540 | 0 | 55.44 | 55.44 | 8 | 0
2020 | MISO_MO-IL_2_ENT | MISO_MO-IL | ENT | Internal | Winter | B17 | 100 | 2540 | 0 | 48.27 | 45.1 | 8 | 0
2020 | MISO_MO-IL_2_ENT | MISO_MO-IL | ENT | Internal | Winter | B18 | 400 | 2540 | 0 | 44.44 | 45.06 | 8 | 0
2020 | MISO_MO-IL_2_ENT | MISO_MO-IL | ENT | Internal | Winter | B19 | 700 | 2540 | 0 | 42.33 | 44.35 | 8 | 0
2020 | MISO_MO-IL_2_ENT | MISO_MO-IL | ENT | Internal | Winter | B20 | 935 | 2540 | 0 | 37.72 | 43.31 | 8 | 0
2020 | MISO_MO-IL_2_MISO_IN | MISO_MO-IL | MISO_IN | Internal | Shoulder | B11 | 25 | 6229 | 0.01 | 58.46 | 58.44 | 0.01 | 0
2020 | MISO_MO-IL_2_MISO_IN | MISO_MO-IL | MISO_IN | Internal | Shoulder | B12 | 200 | 6229 | 0 | 46.75 | 46.75 | 0.01 | 0
2020 | MISO_MO-IL_2_MISO_IN | MISO_MO-IL | MISO_IN | Internal | Shoulder | B13 | 600 | 6229 | 66.96 | 44.33 | 44.34 | 0.01 | 0
2020 | MISO_MO-IL_2_MISO_IN | MISO_MO-IL | MISO_IN | Internal | Shoulder | B14 | 900 | 6229 | 0 | 41.19 | 41.18 | 0.01 | 0
2020 | MISO_MO-IL_2_MISO_IN | MISO_MO-IL | MISO_IN | Internal | Shoulder | B15 | 1203 | 6229 | 0 | 38.24 | 38.23 | 0.01 | 0
2020 | MISO_MO-IL_2_MISO_IN | MISO_MO-IL | MISO_IN | Internal | Summer | B1 | 10 | 6229 | 0.03 | 65.82 | 65.8 | 0.01 | 0
2020 | MISO_MO-IL_2_MISO_IN | MISO_MO-IL | MISO_IN | Internal | Summer | B2 | 25 | 6229 | 690.76 | 64.12 | 64.13 | 0.01 | 0
2020 | MISO_MO-IL_2_MISO_IN | MISO_MO-IL | MISO_IN | Internal | Summer | B3 | 75 | 6229 | 0 | 63.37 | 63.36 | 0.01 | 0
2020 | MISO_MO-IL_2_MISO_IN | MISO_MO-IL | MISO_IN | Internal | Summer | B4 | 100 | 6229 | 0 | 61.17 | 61.15 | 0.01 | 0
2020 | MISO_MO-IL_2_MISO_IN | MISO_MO-IL | MISO_IN | Internal | Summer | B5 | 200 | 6229 | 0 | 58.95 | 58.93 | 0.01 | 0
2020 | MISO_MO-IL_2_MISO_IN | MISO_MO-IL | MISO_IN | Internal | Summer | B6 | 300 | 6229 | 0 | 49.95 | 49.94 | 0.01 | 0
2020 | MISO_MO-IL_2_MISO_IN | MISO_MO-IL | MISO_IN | Internal | Summer | B7 | 400 | 6229 | 0 | 42.32 | 42.31 | 0.01 | 0
2020 | MISO_MO-IL_2_MISO_IN | MISO_MO-IL | MISO_IN | Internal | Summer | B8 | 500 | 6229 | 0 | 38.8 | 38.78 | 0.01 | 0
2020 | MISO_MO-IL_2_MISO_IN | MISO_MO-IL | MISO_IN | Internal | Summer | B9 | 800 | 6229 | 0 | 37.85 | 37.84 | 0.01 | 0
2020 | MISO_MO-IL_2_MISO_IN | MISO_MO-IL | MISO_IN | Internal | Summer | B10 | 1262 | 6229 | 575.29 | 35.64 | 35.66 | 0.01 | 0
2020 | MISO_MO-IL_2_MISO_IN | MISO_MO-IL | MISO_IN | Internal | Winter | B16 | 25 | 6229 | 2290.97 | 55.44 | 55.45 | 0.01 | 0
2020 | MISO_MO-IL_2_MISO_IN | MISO_MO-IL | MISO_IN | Internal | Winter | B17 | 100 | 6229 | 1477.72 | 48.27 | 48.28 | 0.01 | 0
2020 | MISO_MO-IL_2_MISO_IN | MISO_MO-IL | MISO_IN | Internal | Winter | B18 | 400 | 6229 | 1403.46 | 44.44 | 44.45 | 0.01 | 0
2020 | MISO_MO-IL_2_MISO_IN | MISO_MO-IL | MISO_IN | Internal | Winter | B19 | 700 | 6229 | 0 | 42.33 | 42.31 | 0.01 | 0
2020 | MISO_MO-IL_2_MISO_IN | MISO_MO-IL | MISO_IN | Internal | Winter | B20 | 935 | 6229 | 0 | 37.72 | 37.71 | 0.01 | 0
2020 | MISO_MO-IL_2_MISO_W | MISO_MO-IL | MISO_W | Internal | Shoulder | B11 | 25 | 5033 | 0.01 | 58.46 | 58.44 | 0.01 | 0
2020 | MISO_MO-IL_2_MISO_W | MISO_MO-IL | MISO_W | Internal | Shoulder | B12 | 200 | 5033 | 0 | 46.75 | 46.73 | 0.01 | 0
2020 | MISO_MO-IL_2_MISO_W | MISO_MO-IL | MISO_W | Internal | Shoulder | B13 | 600 | 5033 | 0 | 44.33 | 44.32 | 0.01 | 0
2020 | MISO_MO-IL_2_MISO_W | MISO_MO-IL | MISO_W | Internal | Shoulder | B14 | 900 | 5033 | 257.34 | 41.19 | 41.2 | 0.01 | 0
2020 | MISO_MO-IL_2_MISO_W | MISO_MO-IL | MISO_W | Internal | Shoulder | B15 | 1203 | 5033 | 0 | 38.24 | 38.23 | 0.01 | 0
2020 | MISO_MO-IL_2_MISO_W | MISO_MO-IL | MISO_W | Internal | Summer | B1 | 10 | 5033 | 0.03 | 65.82 | 65.8 | 0.01 | 0
2020 | MISO_MO-IL_2_MISO_W | MISO_MO-IL | MISO_W | Internal | Summer | B2 | 25 | 5033 | 0.01 | 64.12 | 64.11 | 0.01 | 0
2020 | MISO_MO-IL_2_MISO_W | MISO_MO-IL | MISO_W | Internal | Summer | B3 | 75 | 5033 | 1534.83 | 63.37 | 63.38 | 0.01 | 0
2020 | MISO_MO-IL_2_MISO_W | MISO_MO-IL | MISO_W | Internal | Summer | B4 | 100 | 5033 | 283.98 | 61.17 | 61.18 | 0.01 | 0
2020 | MISO_MO-IL_2_MISO_W | MISO_MO-IL | MISO_W | Internal | Summer | B5 | 200 | 5033 | 0 | 58.95 | 58.95 | 0.01 | 0
2020 | MISO_MO-IL_2_MISO_W | MISO_MO-IL | MISO_W | Internal | Summer | B6 | 300 | 5033 | 734.71 | 49.95 | 49.97 | 0.01 | 0
2020 | MISO_MO-IL_2_MISO_W | MISO_MO-IL | MISO_W | Internal | Summer | B7 | 400 | 5033 | 507.27 | 42.32 | 42.33 | 0.01 | 0
2020 | MISO_MO-IL_2_MISO_W | MISO_MO-IL | MISO_W | Internal | Summer | B8 | 500 | 5033 | 266.73 | 38.8 | 38.81 | 0.01 | 0
2020 | MISO_MO-IL_2_MISO_W | MISO_MO-IL | MISO_W | Internal | Summer | B9 | 800 | 5033 | 540.1 | 37.85 | 37.86 | 0.01 | 0
2020 | MISO_MO-IL_2_MISO_W | MISO_MO-IL | MISO_W | Internal | Summer | B10 | 1262 | 5033 | 0 | 35.64 | 35.63 | 0.01 | 0
2020 | MISO_MO-IL_2_MISO_W | MISO_MO-IL | MISO_W | Internal | Winter | B16 | 25 | 5033 | 0.01 | 55.44 | 55.42 | 0.01 | 0
2020 | MISO_MO-IL_2_MISO_W | MISO_MO-IL | MISO_W | Internal | Winter | B17 | 100 | 5033 | 0 | 48.27 | 48.25 | 0.01 | 0
2020 | MISO_MO-IL_2_MISO_W | MISO_MO-IL | MISO_W | Internal | Winter | B18 | 400 | 5033 | 0 | 44.44 | 44.43 | 0.01 | 0
2020 | MISO_MO-IL_2_MISO_W | MISO_MO-IL | MISO_W | Internal | Winter | B19 | 700 | 5033 | 1871.85 | 42.33 | 42.34 | 0.01 | 0
2020 | MISO_MO-IL_2_MISO_W | MISO_MO-IL | MISO_W | Internal | Winter | B20 | 935 | 5033 | 205.98 | 37.72 | 37.73 | 0.01 | 0
2020 | MISO_MO-IL_2_PJM_ROR | MISO_MO-IL | PJM_ROR | Internal | Shoulder | B11 | 25 | 1212 | 0 | 58.46 | 56.44 | 2 | 0
2020 | MISO_MO-IL_2_PJM_ROR | MISO_MO-IL | PJM_ROR | Internal | Shoulder | B12 | 200 | 1212 | 0 | 46.75 | 48.72 | 2 | 0
2020 | MISO_MO-IL_2_PJM_ROR | MISO_MO-IL | PJM_ROR | Internal | Shoulder | B13 | 600 | 1212 | 0 | 44.33 | 43.02 | 2 | 0
2020 | MISO_MO-IL_2_PJM_ROR | MISO_MO-IL | PJM_ROR | Internal | Shoulder | B14 | 900 | 1212 | 0 | 41.19 | 40.24 | 2 | 0
2020 | MISO_MO-IL_2_PJM_ROR | MISO_MO-IL | PJM_ROR | Internal | Shoulder | B15 | 1203 | 1212 | 0 | 38.24 | 37.64 | 2 | 0
2020 | MISO_MO-IL_2_PJM_ROR | MISO_MO-IL | PJM_ROR | Internal | Summer | B1 | 10 | 1212 | 0.05 | 65.82 | 67.8 | 2 | 0
2020 | MISO_MO-IL_2_PJM_ROR | MISO_MO-IL | PJM_ROR | Internal | Summer | B2 | 25 | 1212 | 0 | 64.12 | 65.71 | 2 | 0
2020 | MISO_MO-IL_2_PJM_ROR | MISO_MO-IL | PJM_ROR | Internal | Summer | B3 | 75 | 1212 | 0 | 63.37 | 61.86 | 2 | 0
2020 | MISO_MO-IL_2_PJM_ROR | MISO_MO-IL | PJM_ROR | Internal | Summer | B4 | 100 | 1212 | 0 | 61.17 | 61.71 | 2 | 0
2020 | MISO_MO-IL_2_PJM_ROR | MISO_MO-IL | PJM_ROR | Internal | Summer | B5 | 200 | 1212 | 0 | 58.95 | 56.95 | 2 | 0
2020 | MISO_MO-IL_2_PJM_ROR | MISO_MO-IL | PJM_ROR | Internal | Summer | B6 | 300 | 1212 | 0 | 49.95 | 49.2 | 2 | 0
2020 | MISO_MO-IL_2_PJM_ROR | MISO_MO-IL | PJM_ROR | Internal | Summer | B7 | 400 | 1212 | 0 | 42.32 | 41.97 | 2 | 0
2020 | MISO_MO-IL_2_PJM_ROR | MISO_MO-IL | PJM_ROR | Internal | Summer | B8 | 500 | 1212 | 0 | 38.8 | 38.01 | 2 | 0
2020 | MISO_MO-IL_2_PJM_ROR | MISO_MO-IL | PJM_ROR | Internal | Summer | B9 | 800 | 1212 | 0 | 37.85 | 36.45 | 2 | 0
2020 | MISO_MO-IL_2_PJM_ROR | MISO_MO-IL | PJM_ROR | Internal | Summer | B10 | 1262 | 1212 | 0 | 35.64 | 35.12 | 2 | 0
2020 | MISO_MO-IL_2_PJM_ROR | MISO_MO-IL | PJM_ROR | Internal | Winter | B16 | 25 | 1212 | 0.02 | 55.44 | 57.42 | 2 | 0
2020 | MISO_MO-IL_2_PJM_ROR | MISO_MO-IL | PJM_ROR | Internal | Winter | B17 | 100 | 1212 | 0 | 48.27 | 50.25 | 2 | 0
2020 | MISO_MO-IL_2_PJM_ROR | MISO_MO-IL | PJM_ROR | Internal | Winter | B18 | 400 | 1212 | 0 | 44.44 | 45.53 | 2 | 0
2020 | MISO_MO-IL_2_PJM_ROR | MISO_MO-IL | PJM_ROR | Internal | Winter | B19 | 700 | 1212 | 0 | 42.33 | 42.61 | 2 | 0
2020 | MISO_MO-IL_2_PJM_ROR | MISO_MO-IL | PJM_ROR | Internal | Winter | B20 | 935 | 1212 | 0 | 37.72 | 39.71 | 2 | 0
2020 | MISO_MO-IL_2_TVA_Transmission | MISO_MO-IL | TVA_Transmission | Internal | Shoulder | B11 | 25 | 4000 | 0 | 58.46 | 61.2 | 8 | 0
2020 | MISO_MO-IL_2_TVA_Transmission | MISO_MO-IL | TVA_Transmission | Internal | Shoulder | B12 | 200 | 4000 | 0 | 46.75 | 48.34 | 8 | 0
2020 | MISO_MO-IL_2_TVA_Transmission | MISO_MO-IL | TVA_Transmission | Internal | Shoulder | B13 | 600 | 4000 | 0 | 44.33 | 46.02 | 8 | 0
2020 | MISO_MO-IL_2_TVA_Transmission | MISO_MO-IL | TVA_Transmission | Internal | Shoulder | B14 | 900 | 4000 | 0 | 41.19 | 44.16 | 8 | 0
2020 | MISO_MO-IL_2_TVA_Transmission | MISO_MO-IL | TVA_Transmission | Internal | Shoulder | B15 | 1203 | 4000 | 0 | 38.24 | 42.8 | 8 | 0
2020 | MISO_MO-IL_2_TVA_Transmission | MISO_MO-IL | TVA_Transmission | Internal | Summer | B1 | 10 | 4000 | 0.05 | 65.82 | 73.8 | 8 | 0
2020 | MISO_MO-IL_2_TVA_Transmission | MISO_MO-IL | TVA_Transmission | Internal | Summer | B2 | 25 | 4000 | 0 | 64.12 | 71.71 | 8 | 0
2020 | MISO_MO-IL_2_TVA_Transmission | MISO_MO-IL | TVA_Transmission | Internal | Summer | B3 | 75 | 4000 | 0 | 63.37 | 67.86 | 8 | 0
2020 | MISO_MO-IL_2_TVA_Transmission | MISO_MO-IL | TVA_Transmission | Internal | Summer | B4 | 100 | 4000 | 0 | 61.17 | 67.71 | 8 | 0
2020 | MISO_MO-IL_2_TVA_Transmission | MISO_MO-IL | TVA_Transmission | Internal | Summer | B5 | 200 | 4000 | 0 | 58.95 | 62.95 | 8 | 0
2020 | MISO_MO-IL_2_TVA_Transmission | MISO_MO-IL | TVA_Transmission | Internal | Summer | B6 | 300 | 4000 | 0 | 49.95 | 54.31 | 8 | 0
2020 | MISO_MO-IL_2_TVA_Transmission | MISO_MO-IL | TVA_Transmission | Internal | Summer | B7 | 400 | 4000 | 0 | 42.32 | 47.5 | 8 | 0
2020 | MISO_MO-IL_2_TVA_Transmission | MISO_MO-IL | TVA_Transmission | Internal | Summer | B8 | 500 | 4000 | 0 | 38.8 | 42.33 | 8 | 0
2020 | MISO_MO-IL_2_TVA_Transmission | MISO_MO-IL | TVA_Transmission | Internal | Summer | B9 | 800 | 4000 | 0 | 37.85 | 41.59 | 8 | 0
2020 | MISO_MO-IL_2_TVA_Transmission | MISO_MO-IL | TVA_Transmission | Internal | Summer | B10 | 1262 | 4000 | 0 | 35.64 | 39.26 | 8 | 0
2020 | MISO_MO-IL_2_TVA_Transmission | MISO_MO-IL | TVA_Transmission | Internal | Winter | B16 | 25 | 4000 | 0.02 | 55.44 | 63.42 | 8 | 0
2020 | MISO_MO-IL_2_TVA_Transmission | MISO_MO-IL | TVA_Transmission | Internal | Winter | B17 | 100 | 4000 | 0 | 48.27 | 50.97 | 8 | 0
2020 | MISO_MO-IL_2_TVA_Transmission | MISO_MO-IL | TVA_Transmission | Internal | Winter | B18 | 400 | 4000 | 0 | 44.44 | 47.28 | 8 | 0
2020 | MISO_MO-IL_2_TVA_Transmission | MISO_MO-IL | TVA_Transmission | Internal | Winter | B19 | 700 | 4000 | 0 | 42.33 | 44.94 | 8 | 0
2020 | MISO_MO-IL_2_TVA_Transmission | MISO_MO-IL | TVA_Transmission | Internal | Winter | B20 | 935 | 4000 | 0 | 37.72 | 43.06 | 8 | 0
2020 | MISO_W_2_IESO | MISO_W | IESO | Internal | Shoulder | B11 | 25 | 164 | 0 | 58.44 | 37.17 | 8 | 0
2020 | MISO_W_2_IESO | MISO_W | IESO | Internal | Shoulder | B12 | 200 | 164 | 0 | 46.73 | 36.7 | 8 | 0
2020 | MISO_W_2_IESO | MISO_W | IESO | Internal | Shoulder | B13 | 600 | 164 | 0 | 44.32 | 33.47 | 8 | 0
2020 | MISO_W_2_IESO | MISO_W | IESO | Internal | Shoulder | B14 | 900 | 164 | 0 | 41.2 | 33.01 | 8 | 0
2020 | MISO_W_2_IESO | MISO_W | IESO | Internal | Shoulder | B15 | 1203 | 164 | 0 | 38.23 | 33.01 | 8 | 0
2020 | MISO_W_2_IESO | MISO_W | IESO | Internal | Summer | B1 | 10 | 164 | 0 | 65.8 | 46.3 | 8 | 0
2020 | MISO_W_2_IESO | MISO_W | IESO | Internal | Summer | B2 | 25 | 164 | 0 | 64.11 | 46.3 | 8 | 0
2020 | MISO_W_2_IESO | MISO_W | IESO | Internal | Summer | B3 | 75 | 164 | 0 | 63.38 | 42.19 | 8 | 0
2020 | MISO_W_2_IESO | MISO_W | IESO | Internal | Summer | B4 | 100 | 164 | 0 | 61.18 | 39.14 | 8 | 0
2020 | MISO_W_2_IESO | MISO_W | IESO | Internal | Summer | B5 | 200 | 164 | 0 | 58.95 | 39.14 | 8 | 0
2020 | MISO_W_2_IESO | MISO_W | IESO | Internal | Summer | B6 | 300 | 164 | 0 | 49.97 | 39.14 | 8 | 0
2020 | MISO_W_2_IESO | MISO_W | IESO | Internal | Summer | B7 | 400 | 164 | 0 | 42.33 | 35.32 | 8 | 0
2020 | MISO_W_2_IESO | MISO_W | IESO | Internal | Summer | B8 | 500 | 164 | 0 | 38.81 | 31.8 | 8 | 0
2020 | MISO_W_2_IESO | MISO_W | IESO | Internal | Summer | B9 | 800 | 164 | 0 | 37.86 | 31.19 | 8 | 0
2020 | MISO_W_2_IESO | MISO_W | IESO | Internal | Summer | B10 | 1262 | 164 | 0 | 35.63 | 31.19 | 8 | 0
2020 | MISO_W_2_IESO | MISO_W | IESO | Internal | Winter | B16 | 25 | 164 | 0 | 55.42 | 42.4 | 8 | 0
2020 | MISO_W_2_IESO | MISO_W | IESO | Internal | Winter | B17 | 100 | 164 | 0 | 48.25 | 39.34 | 8 | 0
2020 | MISO_W_2_IESO | MISO_W | IESO | Internal | Winter | B18 | 400 | 164 | 0 | 44.43 | 38.77 | 8 | 0
2020 | MISO_W_2_IESO | MISO_W | IESO | Internal | Winter | B19 | 700 | 164 | 0 | 42.34 | 38.77 | 8 | 0
2020 | MISO_W_2_IESO | MISO_W | IESO | Internal | Winter | B20 | 935 | 164 | 0 | 37.73 | 38.77 | 8 | 0
2020 | MISO_W_2_MAPP_CA | MISO_W | MAPP_CA | Internal | Shoulder | B11 | 25 | 788 | 0 | 58.44 | 48.76 | 0.01 | 0
2020 | MISO_W_2_MAPP_CA | MISO_W | MAPP_CA | Internal | Shoulder | B12 | 200 | 788 | 0 | 46.73 | 46.72 | 0.01 | 0
2020 | MISO_W_2_MAPP_CA | MISO_W | MAPP_CA | Internal | Shoulder | B13 | 600 | 788 | 0 | 44.32 | 44.31 | 0.01 | 0
2020 | MISO_W_2_MAPP_CA | MISO_W | MAPP_CA | Internal | Shoulder | B14 | 900 | 788 | 788 | 41.2 | 44.31 | 0.01 | 3.1
2020 | MISO_W_2_MAPP_CA | MISO_W | MAPP_CA | Internal | Shoulder | B15 | 1203 | 788 | 788 | 38.23 | 44.31 | 0.01 | 6.07
2020 | MISO_W_2_MAPP_CA | MISO_W | MAPP_CA | Internal | Summer | B1 | 10 | 788 | 0 | 65.8 | 65.06 | 0.01 | 0
2020 | MISO_W_2_MAPP_CA | MISO_W | MAPP_CA | Internal | Summer | B2 | 25 | 788 | 0 | 64.11 | 64.09 | 0.01 | 0
2020 | MISO_W_2_MAPP_CA | MISO_W | MAPP_CA | Internal | Summer | B3 | 75 | 788 | 0 | 63.38 | 63.37 | 0.01 | 0
2020 | MISO_W_2_MAPP_CA | MISO_W | MAPP_CA | Internal | Summer | B4 | 100 | 788 | 0 | 61.18 | 61.17 | 0.01 | 0
2020 | MISO_W_2_MAPP_CA | MISO_W | MAPP_CA | Internal | Summer | B5 | 200 | 788 | 0 | 58.95 | 58.93 | 0.01 | 0
2020 | MISO_W_2_MAPP_CA | MISO_W | MAPP_CA | Internal | Summer | B6 | 300 | 788 | 0 | 49.97 | 49.95 | 0.01 | 0
2020 | MISO_W_2_MAPP_CA | MISO_W | MAPP_CA | Internal | Summer | B7 | 400 | 788 | 0 | 42.33 | 42.32 | 0.01 | 0
2020 | MISO_W_2_MAPP_CA | MISO_W | MAPP_CA | Internal | Summer | B8 | 500 | 788 | 788 | 38.81 | 39.11 | 0.01 | 0.29
2020 | MISO_W_2_MAPP_CA | MISO_W | MAPP_CA | Internal | Summer | B9 | 800 | 788 | 788 | 37.86 | 39.11 | 0.01 | 1.24
2020 | MISO_W_2_MAPP_CA | MISO_W | MAPP_CA | Internal | Summer | B10 | 1262 | 788 | 788 | 35.63 | 39.11 | 0.01 | 3.47
2020 | MISO_W_2_MAPP_CA | MISO_W | MAPP_CA | Internal | Winter | B16 | 25 | 788 | 0 | 55.42 | 55.41 | 0.01 | 0
2020 | MISO_W_2_MAPP_CA | MISO_W | MAPP_CA | Internal | Winter | B17 | 100 | 788 | 0 | 48.25 | 48.25 | 0.01 | 0
2020 | MISO_W_2_MAPP_CA | MISO_W | MAPP_CA | Internal | Winter | B18 | 400 | 788 | 788 | 44.43 | 47.63 | 0.01 | 3.19
2020 | MISO_W_2_MAPP_CA | MISO_W | MAPP_CA | Internal | Winter | B19 | 700 | 788 | 788 | 42.34 | 47.63 | 0.01 | 5.27
2020 | MISO_W_2_MAPP_CA | MISO_W | MAPP_CA | Internal | Winter | B20 | 935 | 788 | 788 | 37.73 | 47.63 | 0.01 | 9.88
2020 | MISO_W_2_MISO_MO-IL | MISO_W | MISO_MO-IL | Internal | Shoulder | B11 | 25 | 7873 | 2063.23 | 58.44 | 58.46 | 0.01 | 0
2020 | MISO_W_2_MISO_MO-IL | MISO_W | MISO_MO-IL | Internal | Shoulder | B12 | 200 | 7873 | 1174.21 | 46.73 | 46.75 | 0.01 | 0
2020 | MISO_W_2_MISO_MO-IL | MISO_W | MISO_MO-IL | Internal | Shoulder | B13 | 600 | 7873 | 1044.08 | 44.32 | 44.33 | 0.01 | 0
2020 | MISO_W_2_MISO_MO-IL | MISO_W | MISO_MO-IL | Internal | Shoulder | B14 | 900 | 7873 | 0 | 41.2 | 41.19 | 0.01 | 0
2020 | MISO_W_2_MISO_MO-IL | MISO_W | MISO_MO-IL | Internal | Shoulder | B15 | 1203 | 7873 | 282.53 | 38.23 | 38.24 | 0.01 | 0
2020 | MISO_W_2_MISO_MO-IL | MISO_W | MISO_MO-IL | Internal | Summer | B1 | 10 | 7873 | 775.47 | 65.8 | 65.82 | 0.01 | 0
2020 | MISO_W_2_MISO_MO-IL | MISO_W | MISO_MO-IL | Internal | Summer | B2 | 25 | 7873 | 932.8 | 64.11 | 64.12 | 0.01 | 0
2020 | MISO_W_2_MISO_MO-IL | MISO_W | MISO_MO-IL | Internal | Summer | B3 | 75 | 7873 | 0 | 63.38 | 63.37 | 0.01 | 0
2020 | MISO_W_2_MISO_MO-IL | MISO_W | MISO_MO-IL | Internal | Summer | B4 | 100 | 7873 | 0 | 61.18 | 61.17 | 0.01 | 0
2020 | MISO_W_2_MISO_MO-IL | MISO_W | MISO_MO-IL | Internal | Summer | B5 | 200 | 7873 | 0 | 58.95 | 58.95 | 0.01 | 0
2020 | MISO_W_2_MISO_MO-IL | MISO_W | MISO_MO-IL | Internal | Summer | B6 | 300 | 7873 | 0 | 49.97 | 49.95 | 0.01 | 0
2020 | MISO_W_2_MISO_MO-IL | MISO_W | MISO_MO-IL | Internal | Summer | B7 | 400 | 7873 | 0 | 42.33 | 42.32 | 0.01 | 0
2020 | MISO_W_2_MISO_MO-IL | MISO_W | MISO_MO-IL | Internal | Summer | B8 | 500 | 7873 | 0 | 38.81 | 38.8 | 0.01 | 0
2020 | MISO_W_2_MISO_MO-IL | MISO_W | MISO_MO-IL | Internal | Summer | B9 | 800 | 7873 | 0 | 37.86 | 37.85 | 0.01 | 0
2020 | MISO_W_2_MISO_MO-IL | MISO_W | MISO_MO-IL | Internal | Summer | B10 | 1262 | 7873 | 441.05 | 35.63 | 35.64 | 0.01 | 0
2020 | MISO_W_2_MISO_MO-IL | MISO_W | MISO_MO-IL | Internal | Winter | B16 | 25 | 7873 | 1943.14 | 55.42 | 55.44 | 0.01 | 0
2020 | MISO_W_2_MISO_MO-IL | MISO_W | MISO_MO-IL | Internal | Winter | B17 | 100 | 7873 | 724.54 | 48.25 | 48.27 | 0.01 | 0
2020 | MISO_W_2_MISO_MO-IL | MISO_W | MISO_MO-IL | Internal | Winter | B18 | 400 | 7873 | 249.3 | 44.43 | 44.44 | 0.01 | 0
2020 | MISO_W_2_MISO_MO-IL | MISO_W | MISO_MO-IL | Internal | Winter | B19 | 700 | 7873 | 0 | 42.34 | 42.33 | 0.01 | 0
2020 | MISO_W_2_MISO_MO-IL | MISO_W | MISO_MO-IL | Internal | Winter | B20 | 935 | 7873 | 0 | 37.73 | 37.72 | 0.01 | 0
2020 | MISO_W_2_MISO_WUMS | MISO_W | MISO_WUMS | Internal | Shoulder | B11 | 25 | 3756 | 0 | 58.44 | 58.43 | 0.01 | 0
2020 | MISO_W_2_MISO_WUMS | MISO_W | MISO_WUMS | Internal | Shoulder | B12 | 200 | 3756 | 0 | 46.73 | 46.72 | 0.01 | 0
2020 | MISO_W_2_MISO_WUMS | MISO_W | MISO_WUMS | Internal | Shoulder | B13 | 600 | 3756 | 0 | 44.32 | 44.31 | 0.01 | 0
2020 | MISO_W_2_MISO_WUMS | MISO_W | MISO_WUMS | Internal | Shoulder | B14 | 900 | 3756 | 0 | 41.2 | 41.19 | 0.01 | 0
2020 | MISO_W_2_MISO_WUMS | MISO_W | MISO_WUMS | Internal | Shoulder | B15 | 1203 | 3756 | 0 | 38.23 | 38.22 | 0.01 | 0
2020 | MISO_W_2_MISO_WUMS | MISO_W | MISO_WUMS | Internal | Summer | B1 | 10 | 3756 | 0 | 65.8 | 60.4 | 0.01 | 0
2020 | MISO_W_2_MISO_WUMS | MISO_W | MISO_WUMS | Internal | Summer | B2 | 25 | 3756 | 0 | 64.11 | 60.4 | 0.01 | 0
2020 | MISO_W_2_MISO_WUMS | MISO_W | MISO_WUMS | Internal | Summer | B3 | 75 | 3756 | 0 | 63.38 | 60.4 | 0.01 | 0
2020 | MISO_W_2_MISO_WUMS | MISO_W | MISO_WUMS | Internal | Summer | B4 | 100 | 3756 | 0 | 61.18 | 60.4 | 0.01 | 0
2020 | MISO_W_2_MISO_WUMS | MISO_W | MISO_WUMS | Internal | Summer | B5 | 200 | 3756 | 0 | 58.95 | 58.93 | 0.01 | 0
2020 | MISO_W_2_MISO_WUMS | MISO_W | MISO_WUMS | Internal | Summer | B6 | 300 | 3756 | 0 | 49.97 | 49.95 | 0.01 | 0
2020 | MISO_W_2_MISO_WUMS | MISO_W | MISO_WUMS | Internal | Summer | B7 | 400 | 3756 | 0 | 42.33 | 42.32 | 0.01 | 0
2020 | MISO_W_2_MISO_WUMS | MISO_W | MISO_WUMS | Internal | Summer | B8 | 500 | 3756 | 0 | 38.81 | 38.8 | 0.01 | 0
2020 | MISO_W_2_MISO_WUMS | MISO_W | MISO_WUMS | Internal | Summer | B9 | 800 | 3756 | 0 | 37.86 | 37.85 | 0.01 | 0
2020 | MISO_W_2_MISO_WUMS | MISO_W | MISO_WUMS | Internal | Summer | B10 | 1262 | 3756 | 890.43 | 35.63 | 35.64 | 0.01 | 0
2020 | MISO_W_2_MISO_WUMS | MISO_W | MISO_WUMS | Internal | Winter | B16 | 25 | 3756 | 0.02 | 55.42 | 55.42 | 0.01 | 0
2020 | MISO_W_2_MISO_WUMS | MISO_W | MISO_WUMS | Internal | Winter | B17 | 100 | 3756 | 0 | 48.25 | 48.25 | 0.01 | 0
2020 | MISO_W_2_MISO_WUMS | MISO_W | MISO_WUMS | Internal | Winter | B18 | 400 | 3756 | 0 | 44.43 | 44.41 | 0.01 | 0
2020 | MISO_W_2_MISO_WUMS | MISO_W | MISO_WUMS | Internal | Winter | B19 | 700 | 3756 | 0 | 42.34 | 42.33 | 0.01 | 0
2020 | MISO_W_2_MISO_WUMS | MISO_W | MISO_WUMS | Internal | Winter | B20 | 935 | 3756 | 0 | 37.73 | 37.72 | 0.01 | 0
2020 | MISO_W_2_NE | MISO_W | NE | Internal | Shoulder | B11 | 25 | 20297 | 0 | 58.44 | 58.44 | 7 | 0
2020 | MISO_W_2_NE | MISO_W | NE | Internal | Shoulder | B12 | 200 | 20297 | 0 | 46.73 | 41.73 | 7 | 0
2020 | MISO_W_2_NE | MISO_W | NE | Internal | Shoulder | B13 | 600 | 20297 | 0 | 44.32 | 40.51 | 7 | 0
2020 | MISO_W_2_NE | MISO_W | NE | Internal | Shoulder | B14 | 900 | 20297 | 0 | 41.2 | 39.21 | 7 | 0
2020 | MISO_W_2_NE | MISO_W | NE | Internal | Shoulder | B15 | 1203 | 20297 | 0 | 38.23 | 35.75 | 7 | 0
2020 | MISO_W_2_NE | MISO_W | NE | Internal | Summer | B1 | 10 | 20297 | 0 | 65.8 | 65.07 | 7 | 0
2020 | MISO_W_2_NE | MISO_W | NE | Internal | Summer | B2 | 25 | 20297 | 0 | 64.11 | 60.96 | 7 | 0
2020 | MISO_W_2_NE | MISO_W | NE | Internal | Summer | B3 | 75 | 20297 | 0 | 63.38 | 62.3 | 7 | 0
2020 | MISO_W_2_NE | MISO_W | NE | Internal | Summer | B4 | 100 | 20297 | 0 | 61.18 | 61.18 | 7 | 0
2020 | MISO_W_2_NE | MISO_W | NE | Internal | Summer | B5 | 200 | 20297 | 0 | 58.95 | 58.95 | 7 | 0
2020 | MISO_W_2_NE | MISO_W | NE | Internal | Summer | B6 | 300 | 20297 | 0 | 49.97 | 56.38 | 7 | 0
2020 | MISO_W_2_NE | MISO_W | NE | Internal | Summer | B7 | 400 | 20297 | 0 | 42.33 | 44.45 | 7 | 0
2020 | MISO_W_2_NE | MISO_W | NE | Internal | Summer | B8 | 500 | 20297 | 0 | 38.81 | 39.58 | 7 | 0
2020 | MISO_W_2_NE | MISO_W | NE | Internal | Summer | B9 | 800 | 20297 | 0 | 37.86 | 39.11 | 7 | 0
2020 | MISO_W_2_NE | MISO_W | NE | Internal | Summer | B10 | 1262 | 20297 | 0 | 35.63 | 35.39 | 7 | 0
2020 | MISO_W_2_NE | MISO_W | NE | Internal | Winter | B16 | 25 | 20297 | 0 | 55.42 | 50.42 | 7 | 0
2020 | MISO_W_2_NE | MISO_W | NE | Internal | Winter | B17 | 100 | 20297 | 0 | 48.25 | 43.25 | 7 | 0
2020 | MISO_W_2_NE | MISO_W | NE | Internal | Winter | B18 | 400 | 20297 | 0 | 44.43 | 40.04 | 7 | 0
2020 | MISO_W_2_NE | MISO_W | NE | Internal | Winter | B19 | 700 | 20297 | 0 | 42.34 | 39.34 | 7 | 0
2020 | MISO_W_2_NE | MISO_W | NE | Internal | Winter | B20 | 935 | 20297 | 0 | 37.73 | 38.29 | 7 | 0
2020 | MISO_W_2_PJM_ROR | MISO_W | PJM_ROR | Internal | Shoulder | B11 | 25 | 10135 | 0 | 58.44 | 56.44 | 2 | 0
2020 | MISO_W_2_PJM_ROR | MISO_W | PJM_ROR | Internal | Shoulder | B12 | 200 | 10135 | 0 | 46.73 | 48.72 | 2 | 0
2020 | MISO_W_2_PJM_ROR | MISO_W | PJM_ROR | Internal | Shoulder | B13 | 600 | 10135 | 0 | 44.32 | 43.02 | 2 | 0
2020 | MISO_W_2_PJM_ROR | MISO_W | PJM_ROR | Internal | Shoulder | B14 | 900 | 10135 | 0 | 41.2 | 40.24 | 2 | 0
2020 | MISO_W_2_PJM_ROR | MISO_W | PJM_ROR | Internal | Shoulder | B15 | 1203 | 10135 | 0 | 38.23 | 37.64 | 2 | 0
2020 | MISO_W_2_PJM_ROR | MISO_W | PJM_ROR | Internal | Summer | B1 | 10 | 10135 | 2037.38 | 65.8 | 67.8 | 2 | 0
2020 | MISO_W_2_PJM_ROR | MISO_W | PJM_ROR | Internal | Summer | B2 | 25 | 10135 | 0 | 64.11 | 65.71 | 2 | 0
2020 | MISO_W_2_PJM_ROR | MISO_W | PJM_ROR | Internal | Summer | B3 | 75 | 10135 | 0 | 63.38 | 61.86 | 2 | 0
2020 | MISO_W_2_PJM_ROR | MISO_W | PJM_ROR | Internal | Summer | B4 | 100 | 10135 | 0 | 61.18 | 61.71 | 2 | 0
2020 | MISO_W_2_PJM_ROR | MISO_W | PJM_ROR | Internal | Summer | B5 | 200 | 10135 | 0 | 58.95 | 56.95 | 2 | 0
2020 | MISO_W_2_PJM_ROR | MISO_W | PJM_ROR | Internal | Summer | B6 | 300 | 10135 | 0 | 49.97 | 49.2 | 2 | 0
2020 | MISO_W_2_PJM_ROR | MISO_W | PJM_ROR | Internal | Summer | B7 | 400 | 10135 | 0 | 42.33 | 41.97 | 2 | 0
2020 | MISO_W_2_PJM_ROR | MISO_W | PJM_ROR | Internal | Summer | B8 | 500 | 10135 | 0 | 38.81 | 38.01 | 2 | 0
2020 | MISO_W_2_PJM_ROR | MISO_W | PJM_ROR | Internal | Summer | B9 | 800 | 10135 | 0 | 37.86 | 36.45 | 2 | 0
2020 | MISO_W_2_PJM_ROR | MISO_W | PJM_ROR | Internal | Summer | B10 | 1262 | 10135 | 0 | 35.63 | 35.12 | 2 | 0
2020 | MISO_W_2_PJM_ROR | MISO_W | PJM_ROR | Internal | Winter | B16 | 25 | 10135 | 4631.45 | 55.42 | 57.42 | 2 | 0
2020 | MISO_W_2_PJM_ROR | MISO_W | PJM_ROR | Internal | Winter | B17 | 100 | 10135 | 2187.52 | 48.25 | 50.25 | 2 | 0
2020 | MISO_W_2_PJM_ROR | MISO_W | PJM_ROR | Internal | Winter | B18 | 400 | 10135 | 0 | 44.43 | 45.53 | 2 | 0
2020 | MISO_W_2_PJM_ROR | MISO_W | PJM_ROR | Internal | Winter | B19 | 700 | 10135 | 0 | 42.34 | 42.61 | 2 | 0
2020 | MISO_W_2_PJM_ROR | MISO_W | PJM_ROR | Internal | Winter | B20 | 935 | 10135 | 0 | 37.73 | 39.71 | 2 | 0
2020 | MISO_W_2_SPP_N | MISO_W | SPP_N | Internal | Shoulder | B11 | 25 | 3200 | 0 | 58.44 | 58.46 | 7 | 0
2020 | MISO_W_2_SPP_N | MISO_W | SPP_N | Internal | Shoulder | B12 | 200 | 3200 | 0 | 46.73 | 41.75 | 7 | 0
2020 | MISO_W_2_SPP_N | MISO_W | SPP_N | Internal | Shoulder | B13 | 600 | 3200 | 0 | 44.32 | 40.53 | 7 | 0
2020 | MISO_W_2_SPP_N | MISO_W | SPP_N | Internal | Shoulder | B14 | 900 | 3200 | 0 | 41.2 | 39.22 | 7 | 0
2020 | MISO_W_2_SPP_N | MISO_W | SPP_N | Internal | Shoulder | B15 | 1203 | 3200 | 0 | 38.23 | 35.77 | 7 | 0
2020 | MISO_W_2_SPP_N | MISO_W | SPP_N | Internal | Summer | B1 | 10 | 3200 | 0 | 65.8 | 65.08 | 7 | 0
2020 | MISO_W_2_SPP_N | MISO_W | SPP_N | Internal | Summer | B2 | 25 | 3200 | 0 | 64.11 | 60.97 | 7 | 0
2020 | MISO_W_2_SPP_N | MISO_W | SPP_N | Internal | Summer | B3 | 75 | 3200 | 0 | 63.38 | 62.32 | 7 | 0
2020 | MISO_W_2_SPP_N | MISO_W | SPP_N | Internal | Summer | B4 | 100 | 3200 | 0 | 61.18 | 61.19 | 7 | 0
2020 | MISO_W_2_SPP_N | MISO_W | SPP_N | Internal | Summer | B5 | 200 | 3200 | 0 | 58.95 | 58.96 | 7 | 0
2020 | MISO_W_2_SPP_N | MISO_W | SPP_N | Internal | Summer | B6 | 300 | 3200 | 0 | 49.97 | 56.4 | 7 | 0
2020 | MISO_W_2_SPP_N | MISO_W | SPP_N | Internal | Summer | B7 | 400 | 3200 | 0 | 42.33 | 44.47 | 7 | 0
2020 | MISO_W_2_SPP_N | MISO_W | SPP_N | Internal | Summer | B8 | 500 | 3200 | 0 | 38.81 | 39.59 | 7 | 0
2020 | MISO_W_2_SPP_N | MISO_W | SPP_N | Internal | Summer | B9 | 800 | 3200 | 0 | 37.86 | 39.12 | 7 | 0
2020 | MISO_W_2_SPP_N | MISO_W | SPP_N | Internal | Summer | B10 | 1262 | 3200 | 0 | 35.63 | 35.4 | 7 | 0
2020 | MISO_W_2_SPP_N | MISO_W | SPP_N | Internal | Winter | B16 | 25 | 3200 | 0 | 55.42 | 50.44 | 7 | 0
2020 | MISO_W_2_SPP_N | MISO_W | SPP_N | Internal | Winter | B17 | 100 | 3200 | 0 | 48.25 | 43.27 | 7 | 0
2020 | MISO_W_2_SPP_N | MISO_W | SPP_N | Internal | Winter | B18 | 400 | 3200 | 0 | 44.43 | 40.06 | 7 | 0
2020 | MISO_W_2_SPP_N | MISO_W | SPP_N | Internal | Winter | B19 | 700 | 3200 | 0 | 42.34 | 39.35 | 7 | 0
2020 | MISO_W_2_SPP_N | MISO_W | SPP_N | Internal | Winter | B20 | 935 | 3200 | 0 | 37.73 | 38.31 | 7 | 0
2020 | MISO_WUMS_2_MISO_MI | MISO_WUMS | MISO_MI | Internal | Shoulder | B11 | 25 | 148 | 0.02 | 58.43 | 58.43 | 0.01 | 0
2020 | MISO_WUMS_2_MISO_MI | MISO_WUMS | MISO_MI | Internal | Shoulder | B12 | 200 | 148 | 148 | 46.72 | 46.76 | 0.01 | 0.02
2020 | MISO_WUMS_2_MISO_MI | MISO_WUMS | MISO_MI | Internal | Shoulder | B13 | 600 | 148 | 148 | 44.31 | 44.36 | 0.01 | 0.04
2020 | MISO_WUMS_2_MISO_MI | MISO_WUMS | MISO_MI | Internal | Shoulder | B14 | 900 | 148 | 0 | 41.19 | 41.19 | 0.01 | 0
2020 | MISO_WUMS_2_MISO_MI | MISO_WUMS | MISO_MI | Internal | Shoulder | B15 | 1203 | 148 | 148 | 38.22 | 38.24 | 0.01 | 0.01
2020 | MISO_WUMS_2_MISO_MI | MISO_WUMS | MISO_MI | Internal | Summer | B1 | 10 | 148 | 148 | 60.4 | 65.79 | 0.01 | 5.39
2020 | MISO_WUMS_2_MISO_MI | MISO_WUMS | MISO_MI | Internal | Summer | B2 | 25 | 148 | 148 | 60.4 | 64.12 | 0.01 | 3.71
2020 | MISO_WUMS_2_MISO_MI | MISO_WUMS | MISO_MI | Internal | Summer | B3 | 75 | 148 | 148 | 60.4 | 63.35 | 0.01 | 2.94
2020 | MISO_WUMS_2_MISO_MI | MISO_WUMS | MISO_MI | Internal | Summer | B4 | 100 | 148 | 0 | 60.4 | 59.71 | 0.01 | 0
2020 | MISO_WUMS_2_MISO_MI | MISO_WUMS | MISO_MI | Internal | Summer | B5 | 200 | 148 | 0 | 58.93 | 58.75 | 0.01 | 0
2020 | MISO_WUMS_2_MISO_MI | MISO_WUMS | MISO_MI | Internal | Summer | B6 | 300 | 148 | 0 | 49.95 | 49.93 | 0.01 | 0
2020 | MISO_WUMS_2_MISO_MI | MISO_WUMS | MISO_MI | Internal | Summer | B7 | 400 | 148 | 0 | 42.32 | 42.32 | 0.01 | 0
2020 | MISO_WUMS_2_MISO_MI | MISO_WUMS | MISO_MI | Internal | Summer | B8 | 500 | 148 | 0 | 38.8 | 38.8 | 0.01 | 0
2020 | MISO_WUMS_2_MISO_MI | MISO_WUMS | MISO_MI | Internal | Summer | B9 | 800 | 148 | 0 | 37.85 | 37.85 | 0.01 | 0
2020 | MISO_WUMS_2_MISO_MI | MISO_WUMS | MISO_MI | Internal | Summer | B10 | 1262 | 148 | 148 | 35.64 | 35.67 | 0.01 | 0.01
2020 | MISO_WUMS_2_MISO_MI | MISO_WUMS | MISO_MI | Internal | Winter | B16 | 25 | 148 | 68.66 | 55.42 | 55.44 | 0.01 | 0
2020 | MISO_WUMS_2_MISO_MI | MISO_WUMS | MISO_MI | Internal | Winter | B17 | 100 | 148 | 148 | 48.25 | 48.29 | 0.01 | 0.02
2020 | MISO_WUMS_2_MISO_MI | MISO_WUMS | MISO_MI | Internal | Winter | B18 | 400 | 148 | 148 | 44.41 | 44.46 | 0.01 | 0.04
2020 | MISO_WUMS_2_MISO_MI | MISO_WUMS | MISO_MI | Internal | Winter | B19 | 700 | 148 | 0 | 42.33 | 42.33 | 0.01 | 0
2020 | MISO_WUMS_2_MISO_MI | MISO_WUMS | MISO_MI | Internal | Winter | B20 | 935 | 148 | 0 | 37.72 | 37.72 | 0.01 | 0
2020 | MISO_WUMS_2_MISO_W | MISO_WUMS | MISO_W | Internal | Shoulder | B11 | 25 | 3264 | 1556.09 | 58.43 | 58.44 | 0.01 | 0
2020 | MISO_WUMS_2_MISO_W | MISO_WUMS | MISO_W | Internal | Shoulder | B12 | 200 | 3264 | 133.88 | 46.72 | 46.73 | 0.01 | 0
2020 | MISO_WUMS_2_MISO_W | MISO_WUMS | MISO_W | Internal | Shoulder | B13 | 600 | 3264 | 1691.14 | 44.31 | 44.32 | 0.01 | 0
2020 | MISO_WUMS_2_MISO_W | MISO_WUMS | MISO_W | Internal | Shoulder | B14 | 900 | 3264 | 1976.07 | 41.19 | 41.2 | 0.01 | 0
2020 | MISO_WUMS_2_MISO_W | MISO_WUMS | MISO_W | Internal | Shoulder | B15 | 1203 | 3264 | 2952.57 | 38.22 | 38.23 | 0.01 | 0
2020 | MISO_WUMS_2_MISO_W | MISO_WUMS | MISO_W | Internal | Summer | B1 | 10 | 3264 | 3264 | 60.4 | 65.8 | 0.01 | 5.4
2020 | MISO_WUMS_2_MISO_W | MISO_WUMS | MISO_W | Internal | Summer | B2 | 25 | 3264 | 3264 | 60.4 | 64.11 | 0.01 | 3.7
2020 | MISO_WUMS_2_MISO_W | MISO_WUMS | MISO_W | Internal | Summer | B3 | 75 | 3264 | 3264 | 60.4 | 63.38 | 0.01 | 2.97
2020 | MISO_WUMS_2_MISO_W | MISO_WUMS | MISO_W | Internal | Summer | B4 | 100 | 3264 | 3264 | 60.4 | 61.18 | 0.01 | 0.77
2020 | MISO_WUMS_2_MISO_W | MISO_WUMS | MISO_W | Internal | Summer | B5 | 200 | 3264 | 450.96 | 58.93 | 58.95 | 0.01 | 0
2020 | MISO_WUMS_2_MISO_W | MISO_WUMS | MISO_W | Internal | Summer | B6 | 300 | 3264 | 1021.68 | 49.95 | 49.97 | 0.01 | 0
2020 | MISO_WUMS_2_MISO_W | MISO_WUMS | MISO_W | Internal | Summer | B7 | 400 | 3264 | 1195.69 | 42.32 | 42.33 | 0.01 | 0
2020 | MISO_WUMS_2_MISO_W | MISO_WUMS | MISO_W | Internal | Summer | B8 | 500 | 3264 | 503.75 | 38.8 | 38.81 | 0.01 | 0
2020 | MISO_WUMS_2_MISO_W | MISO_WUMS | MISO_W | Internal | Summer | B9 | 800 | 3264 | 1011.09 | 37.85 | 37.86 | 0.01 | 0
2020 | MISO_WUMS_2_MISO_W | MISO_WUMS | MISO_W | Internal | Summer | B10 | 1262 | 3264 | 0 | 35.64 | 35.63 | 0.01 | 0
2020 | MISO_WUMS_2_MISO_W | MISO_WUMS | MISO_W | Internal | Winter | B16 | 25 | 3264 | 0.02 | 55.42 | 55.42 | 0.01 | 0
2020 | MISO_WUMS_2_MISO_W | MISO_WUMS | MISO_W | Internal | Winter | B17 | 100 | 3264 | 0 | 48.25 | 48.25 | 0.01 | 0
2020 | MISO_WUMS_2_MISO_W | MISO_WUMS | MISO_W | Internal | Winter | B18 | 400 | 3264 | 903.73 | 44.41 | 44.43 | 0.01 | 0
2020 | MISO_WUMS_2_MISO_W | MISO_WUMS | MISO_W | Internal | Winter | B19 | 700 | 3264 | 1097.56 | 42.33 | 42.34 | 0.01 | 0
2020 | MISO_WUMS_2_MISO_W | MISO_WUMS | MISO_W | Internal | Winter | B20 | 935 | 3264 | 44.89 | 37.72 | 37.73 | 0.01 | 0
2020 | MISO_WUMS_2_PJM_ROR | MISO_WUMS | PJM_ROR | Internal | Shoulder | B11 | 25 | 1600 | 0 | 58.43 | 56.44 | 2 | 0
2020 | MISO_WUMS_2_PJM_ROR | MISO_WUMS | PJM_ROR | Internal | Shoulder | B12 | 200 | 1600 | 1448.73 | 46.72 | 48.72 | 2 | 0
2020 | MISO_WUMS_2_PJM_ROR | MISO_WUMS | PJM_ROR | Internal | Shoulder | B13 | 600 | 1600 | 0 | 44.31 | 43.02 | 2 | 0
2020 | MISO_WUMS_2_PJM_ROR | MISO_WUMS | PJM_ROR | Internal | Shoulder | B14 | 900 | 1600 | 0 | 41.19 | 40.24 | 2 | 0
2020 | MISO_WUMS_2_PJM_ROR | MISO_WUMS | PJM_ROR | Internal | Shoulder | B15 | 1203 | 1600 | 0 | 38.22 | 37.64 | 2 | 0
2020 | MISO_WUMS_2_PJM_ROR | MISO_WUMS | PJM_ROR | Internal | Summer | B1 | 10 | 1600 | 1600 | 60.4 | 67.8 | 2 | 5.41
2020 | MISO_WUMS_2_PJM_ROR | MISO_WUMS | PJM_ROR | Internal | Summer | B2 | 25 | 1600 | 1600 | 60.4 | 65.71 | 2 | 3.31
2020 | MISO_WUMS_2_PJM_ROR | MISO_WUMS | PJM_ROR | Internal | Summer | B3 | 75 | 1600 | 0 | 60.4 | 61.86 | 2 | 0
2020 | MISO_WUMS_2_PJM_ROR | MISO_WUMS | PJM_ROR | Internal | Summer | B4 | 100 | 1600 | 0 | 60.4 | 61.71 | 2 | 0
2020 | MISO_WUMS_2_PJM_ROR | MISO_WUMS | PJM_ROR | Internal | Summer | B5 | 200 | 1600 | 0 | 58.93 | 56.95 | 2 | 0
2020 | MISO_WUMS_2_PJM_ROR | MISO_WUMS | PJM_ROR | Internal | Summer | B6 | 300 | 1600 | 0 | 49.95 | 49.2 | 2 | 0
2020 | MISO_WUMS_2_PJM_ROR | MISO_WUMS | PJM_ROR | Internal | Summer | B7 | 400 | 1600 | 0 | 42.32 | 41.97 | 2 | 0
2020 | MISO_WUMS_2_PJM_ROR | MISO_WUMS | PJM_ROR | Internal | Summer | B8 | 500 | 1600 | 0 | 38.8 | 38.01 | 2 | 0
2020 | MISO_WUMS_2_PJM_ROR | MISO_WUMS | PJM_ROR | Internal | Summer | B9 | 800 | 1600 | 0 | 37.85 | 36.45 | 2 | 0
2020 | MISO_WUMS_2_PJM_ROR | MISO_WUMS | PJM_ROR | Internal | Summer | B10 | 1262 | 1600 | 0 | 35.64 | 35.12 | 2 | 0
2020 | MISO_WUMS_2_PJM_ROR | MISO_WUMS | PJM_ROR | Internal | Winter | B16 | 25 | 1600 | 330.75 | 55.42 | 57.42 | 2 | 0
2020 | MISO_WUMS_2_PJM_ROR | MISO_WUMS | PJM_ROR | Internal | Winter | B17 | 100 | 1600 | 619.03 | 48.25 | 50.25 | 2 | 0
2020 | MISO_WUMS_2_PJM_ROR | MISO_WUMS | PJM_ROR | Internal | Winter | B18 | 400 | 1600 | 0 | 44.41 | 45.53 | 2 | 0
2020 | MISO_WUMS_2_PJM_ROR | MISO_WUMS | PJM_ROR | Internal | Winter | B19 | 700 | 1600 | 0 | 42.33 | 42.61 | 2 | 0
2020 | MISO_WUMS_2_PJM_ROR | MISO_WUMS | PJM_ROR | Internal | Winter | B20 | 935 | 1600 | 0 | 37.72 | 39.71 | 2 | 0
2020 | NE_2_MAPP_US | NE | MAPP_US | Internal | Shoulder | B11 | 25 | 1600 | 0 | 58.44 | 51.44 | 5 | 0
2020 | NE_2_MAPP_US | NE | MAPP_US | Internal | Shoulder | B12 | 200 | 1600 | 0 | 41.73 | 39.73 | 5 | 0
2020 | NE_2_MAPP_US | NE | MAPP_US | Internal | Shoulder | B13 | 600 | 1600 | 0 | 40.51 | 37.32 | 5 | 0
2020 | NE_2_MAPP_US | NE | MAPP_US | Internal | Shoulder | B14 | 900 | 1600 | 0 | 39.21 | 34.2 | 5 | 0
2020 | NE_2_MAPP_US | NE | MAPP_US | Internal | Shoulder | B15 | 1203 | 1600 | 0 | 35.75 | 31.23 | 5 | 0
2020 | NE_2_MAPP_US | NE | MAPP_US | Internal | Summer | B1 | 10 | 1600 | 0 | 65.07 | 58.8 | 5 | 0
2020 | NE_2_MAPP_US | NE | MAPP_US | Internal | Summer | B2 | 25 | 1600 | 0 | 60.96 | 57.11 | 5 | 0
2020 | NE_2_MAPP_US | NE | MAPP_US | Internal | Summer | B3 | 75 | 1600 | 0 | 62.3 | 56.38 | 5 | 0
2020 | NE_2_MAPP_US | NE | MAPP_US | Internal | Summer | B4 | 100 | 1600 | 0 | 61.18 | 54.18 | 5 | 0
2020 | NE_2_MAPP_US | NE | MAPP_US | Internal | Summer | B5 | 200 | 1600 | 0 | 58.95 | 51.95 | 5 | 0
2020 | NE_2_MAPP_US | NE | MAPP_US | Internal | Summer | B6 | 300 | 1600 | 0 | 56.38 | 49.38 | 5 | 0
2020 | NE_2_MAPP_US | NE | MAPP_US | Internal | Summer | B7 | 400 | 1600 | 0 | 44.45 | 37.45 | 5 | 0
2020 | NE_2_MAPP_US | NE | MAPP_US | Internal | Summer | B8 | 500 | 1600 | 0 | 39.58 | 32.58 | 5 | 0
2020 | NE_2_MAPP_US | NE | MAPP_US | Internal | Summer | B9 | 800 | 1600 | 0 | 39.11 | 32.11 | 5 | 0
2020 | NE_2_MAPP_US | NE | MAPP_US | Internal | Summer | B10 | 1262 | 1600 | 0 | 35.39 | 28.63 | 5 | 0
2020 | NE_2_MAPP_US | NE | MAPP_US | Internal | Winter | B16 | 25 | 1600 | 0 | 50.42 | 48.42 | 5 | 0
2020 | NE_2_MAPP_US | NE | MAPP_US | Internal | Winter | B17 | 100 | 1600 | 0 | 43.25 | 41.25 | 5 | 0
2020 | NE_2_MAPP_US | NE | MAPP_US | Internal | Winter | B18 | 400 | 1600 | 0 | 40.04 | 37.43 | 5 | 0
2020 | NE_2_MAPP_US | NE | MAPP_US | Internal | Winter | B19 | 700 | 1600 | 0 | 39.34 | 35.34 | 5 | 0
2020 | NE_2_MAPP_US | NE | MAPP_US | Internal | Winter | B20 | 935 | 1600 | 0 | 38.29 | 31.29 | 5 | 0
2020 | NE_2_MISO_W | NE | MISO_W | Internal | Shoulder | B11 | 25 | 19097 | 0 | 58.44 | 58.44 | 5 | 0
2020 | NE_2_MISO_W | NE | MISO_W | Internal | Shoulder | B12 | 200 | 19097 | 1894.68 | 41.73 | 46.73 | 5 | 0
2020 | NE_2_MISO_W | NE | MISO_W | Internal | Shoulder | B13 | 600 | 19097 | 0 | 40.51 | 44.32 | 5 | 0
2020 | NE_2_MISO_W | NE | MISO_W | Internal | Shoulder | B14 | 900 | 19097 | 0 | 39.21 | 41.2 | 5 | 0
2020 | NE_2_MISO_W | NE | MISO_W | Internal | Shoulder | B15 | 1203 | 19097 | 0 | 35.75 | 38.23 | 5 | 0
2020 | NE_2_MISO_W | NE | MISO_W | Internal | Summer | B1 | 10 | 19097 | 0 | 65.07 | 65.8 | 5 | 0
2020 | NE_2_MISO_W | NE | MISO_W | Internal | Summer | B2 | 25 | 19097 | 0 | 60.96 | 64.11 | 5 | 0
2020 | NE_2_MISO_W | NE | MISO_W | Internal | Summer | B3 | 75 | 19097 | 0 | 62.3 | 63.38 | 5 | 0
2020 | NE_2_MISO_W | NE | MISO_W | Internal | Summer | B4 | 100 | 19097 | 0 | 61.18 | 61.18 | 5 | 0
2020 | NE_2_MISO_W | NE | MISO_W | Internal | Summer | B5 | 200 | 19097 | 0 | 58.95 | 58.95 | 5 | 0
2020 | NE_2_MISO_W | NE | MISO_W | Internal | Summer | B6 | 300 | 19097 | 0 | 56.38 | 49.97 | 5 | 0
2020 | NE_2_MISO_W | NE | MISO_W | Internal | Summer | B7 | 400 | 19097 | 0 | 44.45 | 42.33 | 5 | 0
2020 | NE_2_MISO_W | NE | MISO_W | Internal | Summer | B8 | 500 | 19097 | 0 | 39.58 | 38.81 | 5 | 0
2020 | NE_2_MISO_W | NE | MISO_W | Internal | Summer | B9 | 800 | 19097 | 0 | 39.11 | 37.86 | 5 | 0
2020 | NE_2_MISO_W | NE | MISO_W | Internal | Summer | B10 | 1262 | 19097 | 0 | 35.39 | 35.63 | 5 | 0
2020 | NE_2_MISO_W | NE | MISO_W | Internal | Winter | B16 | 25 | 19097 | 4637.88 | 50.42 | 55.42 | 5 | 0
2020 | NE_2_MISO_W | NE | MISO_W | Internal | Winter | B17 | 100 | 19097 | 1934.83 | 43.25 | 48.25 | 5 | 0
2020 | NE_2_MISO_W | NE | MISO_W | Internal | Winter | B18 | 400 | 19097 | 0 | 40.04 | 44.43 | 5 | 0
2020 | NE_2_MISO_W | NE | MISO_W | Internal | Winter | B19 | 700 | 19097 | 0 | 39.34 | 42.34 | 5 | 0
2020 | NE_2_MISO_W | NE | MISO_W | Internal | Winter | B20 | 935 | 19097 | 0 | 38.29 | 37.73 | 5 | 0
2020 | NE_2_SPP_N | NE | SPP_N | Internal | Shoulder | B11 | 25 | 12798 | 6747.51 | 58.44 | 58.46 | 0.01 | 0
2020 | NE_2_SPP_N | NE | SPP_N | Internal | Shoulder | B12 | 200 | 12798 | 5394.32 | 41.73 | 41.75 | 0.01 | 0
2020 | NE_2_SPP_N | NE | SPP_N | Internal | Shoulder | B13 | 600 | 12798 | 8327.84 | 40.51 | 40.53 | 0.01 | 0
2020 | NE_2_SPP_N | NE | SPP_N | Internal | Shoulder | B14 | 900 | 12798 | 8718.53 | 39.21 | 39.22 | 0.01 | 0
2020 | NE_2_SPP_N | NE | SPP_N | Internal | Shoulder | B15 | 1203 | 12798 | 9870.71 | 35.75 | 35.77 | 0.01 | 0
2020 | NE_2_SPP_N | NE | SPP_N | Internal | Summer | B1 | 10 | 12798 | 4517.52 | 65.07 | 65.08 | 0.01 | 0
2020 | NE_2_SPP_N | NE | SPP_N | Internal | Summer | B2 | 25 | 12798 | 6346.19 | 60.96 | 60.97 | 0.01 | 0
2020 | NE_2_SPP_N | NE | SPP_N | Internal | Summer | B3 | 75 | 12798 | 5392.22 | 62.3 | 62.32 | 0.01 | 0
2020 | NE_2_SPP_N | NE | SPP_N | Internal | Summer | B4 | 100 | 12798 | 4597.67 | 61.18 | 61.19 | 0.01 | 0
2020 | NE_2_SPP_N | NE | SPP_N | Internal | Summer | B5 | 200 | 12798 | 5334.22 | 58.95 | 58.96 | 0.01 | 0
2020 | NE_2_SPP_N | NE | SPP_N | Internal | Summer | B6 | 300 | 12798 | 6560.5 | 56.38 | 56.4 | 0.01 | 0
2020 | NE_2_SPP_N | NE | SPP_N | Internal | Summer | B7 | 400 | 12798 | 7937.32 | 44.45 | 44.47 | 0.01 | 0
2020 | NE_2_SPP_N | NE | SPP_N | Internal | Summer | B8 | 500 | 12798 | 9636.49 | 39.58 | 39.59 | 0.01 | 0
2020 | NE_2_SPP_N | NE | SPP_N | Internal | Summer | B9 | 800 | 12798 | 8938.65 | 39.11 | 39.12 | 0.01 | 0
2020 | NE_2_SPP_N | NE | SPP_N | Internal | Summer | B10 | 1262 | 12798 | 9104.29 | 35.39 | 35.4 | 0.01 | 0
2020 | NE_2_SPP_N | NE | SPP_N | Internal | Winter | B16 | 25 | 12798 | 8555.21 | 50.42 | 50.44 | 0.01 | 0
2020 | NE_2_SPP_N | NE | SPP_N | Internal | Winter | B17 | 100 | 12798 | 9991.57 | 43.25 | 43.27 | 0.01 | 0
2020 | NE_2_SPP_N | NE | SPP_N | Internal | Winter | B18 | 400 | 12798 | 10629.32 | 40.04 | 40.06 | 0.01 | 0
2020 | NE_2_SPP_N | NE | SPP_N | Internal | Winter | B19 | 700 | 12798 | 10021.46 | 39.34 | 39.35 | 0.01 | 0
2020 | NE_2_SPP_N | NE | SPP_N | Internal | Winter | B20 | 935 | 12798 | 11977.03 | 38.29 | 38.31 | 0.01 | 0
2020 | NEISO_2_NYISO_A-F | NEISO | NYISO_A-F | Internal | Shoulder | B11 | 25 | 600 | 600 | 37.5 | 44.17 | 3 | 3.67
2020 | NEISO_2_NYISO_A-F | NEISO | NYISO_A-F | Internal | Shoulder | B12 | 200 | 600 | 600 | 37.5 | 43.7 | 3 | 3.21
2020 | NEISO_2_NYISO_A-F | NEISO | NYISO_A-F | Internal | Shoulder | B13 | 600 | 600 | 0 | 37.5 | 40.47 | 3 | 0
2020 | NEISO_2_NYISO_A-F | NEISO | NYISO_A-F | Internal | Shoulder | B14 | 900 | 600 | 0 | 37.5 | 40.01 | 3 | 0
2020 | NEISO_2_NYISO_A-F | NEISO | NYISO_A-F | Internal | Shoulder | B15 | 1203 | 600 | 0 | 37.5 | 40.01 | 3 | 0
2020 | NEISO_2_NYISO_A-F | NEISO | NYISO_A-F | Internal | Summer | B1 | 10 | 600 | 0 | 81.05 | 53.3 | 3 | 0
2020 | NEISO_2_NYISO_A-F | NEISO | NYISO_A-F | Internal | Summer | B2 | 25 | 600 | 0 | 68.73 | 53.3 | 3 | 0
2020 | NEISO_2_NYISO_A-F | NEISO | NYISO_A-F | Internal | Summer | B3 | 75 | 600 | 49.35 | 49.91 | 52.91 | 3 | 0
2020 | NEISO_2_NYISO_A-F | NEISO | NYISO_A-F | Internal | Summer | B4 | 100 | 600 | 445.62 | 43.14 | 46.14 | 3 | 0
2020 | NEISO_2_NYISO_A-F | NEISO | NYISO_A-F | Internal | Summer | B5 | 200 | 600 | 600 | 38.35 | 46.14 | 3 | 4.79
2020 | NEISO_2_NYISO_A-F | NEISO | NYISO_A-F | Internal | Summer | B6 | 300 | 600 | 600 | 34.61 | 45.21 | 3 | 7.59
2020 | NEISO_2_NYISO_A-F | NEISO | NYISO_A-F | Internal | Summer | B7 | 400 | 600 | 600 | 34.61 | 42.32 | 3 | 4.7
2020 | NEISO_2_NYISO_A-F | NEISO | NYISO_A-F | Internal | Summer | B8 | 500 | 600 | 600 | 34.61 | 38.8 | 3 | 1.18
2020 | NEISO_2_NYISO_A-F | NEISO | NYISO_A-F | Internal | Summer | B9 | 800 | 600 | 600 | 34.61 | 38.19 | 3 | 0.58
2020 | NEISO_2_NYISO_A-F | NEISO | NYISO_A-F | Internal | Summer | B10 | 1262 | 600 | 600 | 34.61 | 38.19 | 3 | 0.58
2020 | NEISO_2_NYISO_A-F | NEISO | NYISO_A-F | Internal | Winter | B16 | 25 | 600 | 0 | 46.42 | 49.4 | 3 | 0
2020 | NEISO_2_NYISO_A-F | NEISO | NYISO_A-F | Internal | Winter | B17 | 100 | 600 | 0 | 46.42 | 46.34 | 3 | 0
2020 | NEISO_2_NYISO_A-F | NEISO | NYISO_A-F | Internal | Winter | B18 | 400 | 600 | 0 | 46.42 | 45.77 | 3 | 0
2020 | NEISO_2_NYISO_A-F | NEISO | NYISO_A-F | Internal | Winter | B19 | 700 | 600 | 0 | 46.42 | 45.77 | 3 | 0
2020 | NEISO_2_NYISO_A-F | NEISO | NYISO_A-F | Internal | Winter | B20 | 935 | 600 | 0 | 46.42 | 45.77 | 3 | 0
2020 | NEISO_2_NYISO_G-I | NEISO | NYISO_G-I | Internal | Shoulder | B11 | 25 | 600 | 600 | 37.5 | 53.19 | 3 | 12.7
2020 | NEISO_2_NYISO_G-I | NEISO | NYISO_G-I | Internal | Shoulder | B12 | 200 | 600 | 600 | 37.5 | 43.71 | 3 | 3.22
2020 | NEISO_2_NYISO_G-I | NEISO | NYISO_G-I | Internal | Shoulder | B13 | 600 | 600 | 0 | 37.5 | 40.48 | 3 | 0
2020 | NEISO_2_NYISO_G-I | NEISO | NYISO_G-I | Internal | Shoulder | B14 | 900 | 600 | 0 | 37.5 | 40.02 | 3 | 0
2020 | NEISO_2_NYISO_G-I | NEISO | NYISO_G-I | Internal | Shoulder | B15 | 1203 | 600 | 0 | 37.5 | 40.02 | 3 | 0
2020 | NEISO_2_NYISO_G-I | NEISO | NYISO_G-I | Internal | Summer | B1 | 10 | 600 | 0 | 81.05 | 78.05 | 3 | 0
2020 | NEISO_2_NYISO_G-I | NEISO | NYISO_G-I | Internal | Summer | B2 | 25 | 600 | 0.02 | 68.73 | 71.72 | 3 | 0
2020 | NEISO_2_NYISO_G-I | NEISO | NYISO_G-I | Internal | Summer | B3 | 75 | 600 | 599.99 | 49.91 | 52.92 | 3 | 0.01
2020 | NEISO_2_NYISO_G-I | NEISO | NYISO_G-I | Internal | Summer | B4 | 100 | 600 | 600 | 43.14 | 48.95 | 3 | 2.81
2020 | NEISO_2_NYISO_G-I | NEISO | NYISO_G-I | Internal | Summer | B5 | 200 | 600 | 600 | 38.35 | 48.95 | 3 | 7.59
2020 | NEISO_2_NYISO_G-I | NEISO | NYISO_G-I | Internal | Summer | B6 | 300 | 600 | 600 | 34.61 | 48.95 | 3 | 11.33
2020 | NEISO_2_NYISO_G-I | NEISO | NYISO_G-I | Internal | Summer | B7 | 400 | 600 | 600 | 34.61 | 47.99 | 3 | 10.38
2020 | NEISO_2_NYISO_G-I | NEISO | NYISO_G-I | Internal | Summer | B8 | 500 | 600 | 600 | 34.61 | 38.81 | 3 | 1.19
2020 | NEISO_2_NYISO_G-I | NEISO | NYISO_G-I | Internal | Summer | B9 | 800 | 600 | 600 | 34.61 | 38.21 | 3 | 0.59
2020 | NEISO_2_NYISO_G-I | NEISO | NYISO_G-I | Internal | Summer | B10 | 1262 | 600 | 600 | 34.61 | 38.21 | 3 | 0.59
2020 | NEISO_2_NYISO_G-I | NEISO | NYISO_G-I | Internal | Winter | B16 | 25 | 600 | 600 | 46.42 | 63.45 | 3 | 14.02
2020 | NEISO_2_NYISO_G-I | NEISO | NYISO_G-I | Internal | Winter | B17 | 100 | 600 | 600 | 46.42 | 56.27 | 3 | 6.84
2020 | NEISO_2_NYISO_G-I | NEISO | NYISO_G-I | Internal | Winter | B18 | 400 | 600 | 600 | 46.42 | 51.16 | 3 | 1.73
2020 | NEISO_2_NYISO_G-I | NEISO | NYISO_G-I | Internal | Winter | B19 | 700 | 600 | 562.67 | 46.42 | 49.42 | 3 | 0
2020 | NEISO_2_NYISO_G-I | NEISO | NYISO_G-I | Internal | Winter | B20 | 935 | 600 | 0 | 46.42 | 45.78 | 3 | 0
2020 | NEISO_2_NYISO_J-K | NEISO | NYISO_J-K | Internal | Shoulder | B11 | 25 | 520 | 520 | 37.5 | 53.21 | 3 | 12.71
2020 | NEISO_2_NYISO_J-K | NEISO | NYISO_J-K | Internal | Shoulder | B12 | 200 | 520 | 520 | 37.5 | 43.73 | 3 | 3.23
2020 | NEISO_2_NYISO_J-K | NEISO | NYISO_J-K | Internal | Shoulder | B13 | 600 | 520 | 377.61 | 37.5 | 40.5 | 3 | 0
2020 | NEISO_2_NYISO_J-K | NEISO | NYISO_J-K | Internal | Shoulder | B14 | 900 | 520 | 0 | 37.5 | 40.03 | 3 | 0
2020 | NEISO_2_NYISO_J-K | NEISO | NYISO_J-K | Internal | Shoulder | B15 | 1203 | 520 | 0 | 37.5 | 40.03 | 3 | 0
2020 | NEISO_2_NYISO_J-K | NEISO | NYISO_J-K | Internal | Summer | B1 | 10 | 520 | 0 | 81.05 | 78.06 | 3 | 0
2020 | NEISO_2_NYISO_J-K | NEISO | NYISO_J-K | Internal | Summer | B2 | 25 | 520 | 487.88 | 68.73 | 71.73 | 3 | 0
2020 | NEISO_2_NYISO_J-K | NEISO | NYISO_J-K | Internal | Summer | B3 | 75 | 520 | 520 | 49.91 | 52.93 | 3 | 0.02
2020 | NEISO_2_NYISO_J-K | NEISO | NYISO_J-K | Internal | Summer | B4 | 100 | 520 | 520 | 43.14 | 48.96 | 3 | 2.82
2020 | NEISO_2_NYISO_J-K | NEISO | NYISO_J-K | Internal | Summer | B5 | 200 | 520 | 520 | 38.35 | 48.96 | 3 | 7.61
2020 | NEISO_2_NYISO_J-K | NEISO | NYISO_J-K | Internal | Summer | B6 | 300 | 520 | 520 | 34.61 | 48.96 | 3 | 11.34
2020 | NEISO_2_NYISO_J-K | NEISO | NYISO_J-K | Internal | Summer | B7 | 400 | 520 | 520 | 34.61 | 48.01 | 3 | 10.39
2020 | NEISO_2_NYISO_J-K | NEISO | NYISO_J-K | Internal | Summer | B8 | 500 | 520 | 520 | 34.61 | 38.82 | 3 | 1.2
2020 | NEISO_2_NYISO_J-K | NEISO | NYISO_J-K | Internal | Summer | B9 | 800 | 520 | 520 | 34.61 | 38.22 | 3 | 0.6
2020 | NEISO_2_NYISO_J-K | NEISO | NYISO_J-K | Internal | Summer | B10 | 1262 | 520 | 520 | 34.61 | 38.22 | 3 | 0.6
2020 | NEISO_2_NYISO_J-K | NEISO | NYISO_J-K | Internal | Winter | B16 | 25 | 520 | 520 | 46.42 | 63.46 | 3 | 14.04
2020 | NEISO_2_NYISO_J-K | NEISO | NYISO_J-K | Internal | Winter | B17 | 100 | 520 | 520 | 46.42 | 56.28 | 3 | 6.85
2020 | NEISO_2_NYISO_J-K | NEISO | NYISO_J-K | Internal | Winter | B18 | 400 | 520 | 520 | 46.42 | 51.17 | 3 | 1.74
2020 | NEISO_2_NYISO_J-K | NEISO | NYISO_J-K | Internal | Winter | B19 | 700 | 520 | 520 | 46.42 | 49.44 | 3 | 0.01
2020 | NEISO_2_NYISO_J-K | NEISO | NYISO_J-K | Internal | Winter | B20 | 935 | 520 | 0 | 46.42 | 48.1 | 3 | 0
2020 | NonRTO_Midwest_2_MISO_IN | NonRTO_Midwest | MISO_IN | Internal | Shoulder | B11 | 25 | 4450 | 0 | 66.44 | 58.44 | 8 | 0
2020 | NonRTO_Midwest_2_MISO_IN | NonRTO_Midwest | MISO_IN | Internal | Shoulder | B12 | 200 | 4450 | 0 | 54.75 | 46.75 | 8 | 0
2020 | NonRTO_Midwest_2_MISO_IN | NonRTO_Midwest | MISO_IN | Internal | Shoulder | B13 | 600 | 4450 | 0 | 51.71 | 44.34 | 8 | 0
2020 | NonRTO_Midwest_2_MISO_IN | NonRTO_Midwest | MISO_IN | Internal | Shoulder | B14 | 900 | 4450 | 0 | 41.3 | 41.18 | 8 | 0
2020 | NonRTO_Midwest_2_MISO_IN | NonRTO_Midwest | MISO_IN | Internal | Shoulder | B15 | 1203 | 4450 | 0 | 36.31 | 38.23 | 8 | 0
2020 | NonRTO_Midwest_2_MISO_IN | NonRTO_Midwest | MISO_IN | Internal | Summer | B1 | 10 | 4450 | 0 | 69.15 | 65.8 | 8 | 0
2020 | NonRTO_Midwest_2_MISO_IN | NonRTO_Midwest | MISO_IN | Internal | Summer | B2 | 25 | 4450 | 0 | 69.15 | 64.13 | 8 | 0
2020 | NonRTO_Midwest_2_MISO_IN | NonRTO_Midwest | MISO_IN | Internal | Summer | B3 | 75 | 4450 | 0 | 69.15 | 63.36 | 8 | 0
2020 | NonRTO_Midwest_2_MISO_IN | NonRTO_Midwest | MISO_IN | Internal | Summer | B4 | 100 | 4450 | 0 | 69.15 | 61.15 | 8 | 0
2020 | NonRTO_Midwest_2_MISO_IN | NonRTO_Midwest | MISO_IN | Internal | Summer | B5 | 200 | 4450 | 0 | 66.93 | 58.93 | 8 | 0
2020 | NonRTO_Midwest_2_MISO_IN | NonRTO_Midwest | MISO_IN | Internal | Summer | B6 | 300 | 4450 | 0 | 57.94 | 49.94 | 8 | 0
2020 | NonRTO_Midwest_2_MISO_IN | NonRTO_Midwest | MISO_IN | Internal | Summer | B7 | 400 | 4450 | 0 | 44.35 | 42.31 | 8 | 0
2020 | NonRTO_Midwest_2_MISO_IN | NonRTO_Midwest | MISO_IN | Internal | Summer | B8 | 500 | 4450 | 0 | 37.75 | 38.78 | 8 | 0
2020 | NonRTO_Midwest_2_MISO_IN | NonRTO_Midwest | MISO_IN | Internal | Summer | B9 | 800 | 4450 | 0 | 37.44 | 37.84 | 8 | 0
2020 | NonRTO_Midwest_2_MISO_IN | NonRTO_Midwest | MISO_IN | Internal | Summer | B10 | 1262 | 4450 | 0 | 35.08 | 35.66 | 8 | 0
2020 | NonRTO_Midwest_2_MISO_IN | NonRTO_Midwest | MISO_IN | Internal | Winter | B16 | 25 | 4450 | 0 | 63.45 | 55.45 | 8 | 0
2020 | NonRTO_Midwest_2_MISO_IN | NonRTO_Midwest | MISO_IN | Internal | Winter | B17 | 100 | 4450 | 0 | 56.28 | 48.28 | 8 | 0
2020 | NonRTO_Midwest_2_MISO_IN | NonRTO_Midwest | MISO_IN | Internal | Winter | B18 | 400 | 4450 | 0 | 52.45 | 44.45 | 8 | 0
2020 | NonRTO_Midwest_2_MISO_IN | NonRTO_Midwest | MISO_IN | Internal | Winter | B19 | 700 | 4450 | 0 | 42.62 | 42.31 | 8 | 0
2020 | NonRTO_Midwest_2_MISO_IN | NonRTO_Midwest | MISO_IN | Internal | Winter | B20 | 935 | 4450 | 0 | 36.16 | 37.71 | 8 | 0
2020 | NonRTO_Midwest_2_TVA_Transmission | NonRTO_Midwest | TVA_Transmission | Internal | Shoulder | B11 | 25 | 2400 | 0 | 66.44 | 61.2 | 8 | 0
2020 | NonRTO_Midwest_2_TVA_Transmission | NonRTO_Midwest | TVA_Transmission | Internal | Shoulder | B12 | 200 | 2400 | 0 | 54.75 | 48.34 | 8 | 0
2020 | NonRTO_Midwest_2_TVA_Transmission | NonRTO_Midwest | TVA_Transmission | Internal | Shoulder | B13 | 600 | 2400 | 0 | 51.71 | 46.02 | 8 | 0
2020 | NonRTO_Midwest_2_TVA_Transmission | NonRTO_Midwest | TVA_Transmission | Internal | Shoulder | B14 | 900 | 2400 | 0 | 41.3 | 44.16 | 8 | 0
2020 | NonRTO_Midwest_2_TVA_Transmission | NonRTO_Midwest | TVA_Transmission | Internal | Shoulder | B15 | 1203 | 2400 | 0 | 36.31 | 42.8 | 8 | 0
2020 | NonRTO_Midwest_2_TVA_Transmission | NonRTO_Midwest | TVA_Transmission | Internal | Summer | B1 | 10 | 2400 | 0 | 69.15 | 73.8 | 8 | 0
2020 | NonRTO_Midwest_2_TVA_Transmission | NonRTO_Midwest | TVA_Transmission | Internal | Summer | B2 | 25 | 2400 | 0 | 69.15 | 71.71 | 8 | 0
2020 | NonRTO_Midwest_2_TVA_Transmission | NonRTO_Midwest | TVA_Transmission | Internal | Summer | B3 | 75 | 2400 | 0 | 69.15 | 67.86 | 8 | 0
2020 | NonRTO_Midwest_2_TVA_Transmission | NonRTO_Midwest | TVA_Transmission | Internal | Summer | B4 | 100 | 2400 | 0 | 69.15 | 67.71 | 8 | 0
2020 | NonRTO_Midwest_2_TVA_Transmission | NonRTO_Midwest | TVA_Transmission | Internal | Summer | B5 | 200 | 2400 | 0 | 66.93 | 62.95 | 8 | 0
2020 | NonRTO_Midwest_2_TVA_Transmission | NonRTO_Midwest | TVA_Transmission | Internal | Summer | B6 | 300 | 2400 | 0 | 57.94 | 54.31 | 8 | 0
2020 | NonRTO_Midwest_2_TVA_Transmission | NonRTO_Midwest | TVA_Transmission | Internal | Summer | B7 | 400 | 2400 | 0 | 44.35 | 47.5 | 8 | 0
2020 | NonRTO_Midwest_2_TVA_Transmission | NonRTO_Midwest | TVA_Transmission | Internal | Summer | B8 | 500 | 2400 | 0 | 37.75 | 42.33 | 8 | 0
2020 | NonRTO_Midwest_2_TVA_Transmission | NonRTO_Midwest | TVA_Transmission | Internal | Summer | B9 | 800 | 2400 | 0 | 37.44 | 41.59 | 8 | 0
2020 | NonRTO_Midwest_2_TVA_Transmission | NonRTO_Midwest | TVA_Transmission | Internal | Summer | B10 | 1262 | 2400 | 0 | 35.08 | 39.26 | 8 | 0
2020 | NonRTO_Midwest_2_TVA_Transmission | NonRTO_Midwest | TVA_Transmission | Internal | Winter | B16 | 25 | 2400 | 0 | 63.45 | 63.42 | 8 | 0
2020 | NonRTO_Midwest_2_TVA_Transmission | NonRTO_Midwest | TVA_Transmission | Internal | Winter | B17 | 100 | 2400 | 0 | 56.28 | 50.97 | 8 | 0
2020 | NonRTO_Midwest_2_TVA_Transmission | NonRTO_Midwest | TVA_Transmission | Internal | Winter | B18 | 400 | 2400 | 0 | 52.45 | 47.28 | 8 | 0
2020 | NonRTO_Midwest_2_TVA_Transmission | NonRTO_Midwest | TVA_Transmission | Internal | Winter | B19 | 700 | 2400 | 0 | 42.62 | 44.94 | 8 | 0
2020 | NonRTO_Midwest_2_TVA_Transmission | NonRTO_Midwest | TVA_Transmission | Internal | Winter | B20 | 935 | 2400 | 0 | 36.16 | 43.06 | 8 | 0
2020 | NYISO_A-F_2_IESO | NYISO_A-F | IESO | Internal | Shoulder | B11 | 25 | 1600 | 0 | 44.17 | 37.17 | 7 | 0
2020 | NYISO_A-F_2_IESO | NYISO_A-F | IESO | Internal | Shoulder | B12 | 200 | 1600 | 0 | 43.7 | 36.7 | 7 | 0
2020 | NYISO_A-F_2_IESO | NYISO_A-F | IESO | Internal | Shoulder | B13 | 600 | 1600 | 0 | 40.47 | 33.47 | 7 | 0
2020 | NYISO_A-F_2_IESO | NYISO_A-F | IESO | Internal | Shoulder | B14 | 900 | 1600 | 0 | 40.01 | 33.01 | 7 | 0
2020 | NYISO_A-F_2_IESO | NYISO_A-F | IESO | Internal | Shoulder | B15 | 1203 | 1600 | 0 | 40.01 | 33.01 | 7 | 0
2020 | NYISO_A-F_2_IESO | NYISO_A-F | IESO | Internal | Summer | B1 | 10 | 1600 | 0 | 53.3 | 46.3 | 7 | 0
2020 | NYISO_A-F_2_IESO | NYISO_A-F | IESO | Internal | Summer | B2 | 25 | 1600 | 0 | 53.3 | 46.3 | 7 | 0
2020 | NYISO_A-F_2_IESO | NYISO_A-F | IESO | Internal | Summer | B3 | 75 | 1600 | 0 | 52.91 | 42.19 | 7 | 0
2020 | NYISO_A-F_2_IESO | NYISO_A-F | IESO | Internal | Summer | B4 | 100 | 1600 | 0 | 46.14 | 39.14 | 7 | 0
2020 | NYISO_A-F_2_IESO | NYISO_A-F | IESO | Internal | Summer | B5 | 200 | 1600 | 0 | 46.14 | 39.14 | 7 | 0
2020 | NYISO_A-F_2_IESO | NYISO_A-F | IESO | Internal | Summer | B6 | 300 | 1600 | 0 | 45.21 | 39.14 | 7 | 0
2020 | NYISO_A-F_2_IESO | NYISO_A-F | IESO | Internal | Summer | B7 | 400 | 1600 | 0 | 42.32 | 35.32 | 7 | 0
2020 | NYISO_A-F_2_IESO | NYISO_A-F | IESO | Internal | Summer | B8 | 500 | 1600 | 0 | 38.8 | 31.8 | 7 | 0
2020 | NYISO_A-F_2_IESO | NYISO_A-F | IESO | Internal | Summer | B9 | 800 | 1600 | 0 | 38.19 | 31.19 | 7 | 0
2020 | NYISO_A-F_2_IESO | NYISO_A-F | IESO | Internal | Summer | B10 | 1262 | 1600 | 0 | 38.19 | 31.19 | 7 | 0
2020 | NYISO_A-F_2_IESO | NYISO_A-F | IESO | Internal | Winter | B16 | 25 | 1600 | 0 | 49.4 | 42.4 | 7 | 0
2020 | NYISO_A-F_2_IESO | NYISO_A-F | IESO | Internal | Winter | B17 | 100 | 1600 | 0 | 46.34 | 39.34 | 7 | 0
2020 | NYISO_A-F_2_IESO | NYISO_A-F | IESO | Internal | Winter | B18 | 400 | 1600 | 0 | 45.77 | 38.77 | 7 | 0
2020 | NYISO_A-F_2_IESO | NYISO_A-F | IESO | Internal | Winter | B19 | 700 | 1600 | 0 | 45.77 | 38.77 | 7 | 0
2020 | NYISO_A-F_2_IESO | NYISO_A-F | IESO | Internal | Winter | B20 | 935 | 1600 | 0 | 45.77 | 38.77 | 7 | 0
2020 | NYISO_A-F_2_NEISO | NYISO_A-F | NEISO | Internal | Shoulder | B11 | 25 | 600 | 0 | 44.17 | 37.5 | 3 | 0
2020 | NYISO_A-F_2_NEISO | NYISO_A-F | NEISO | Internal | Shoulder | B12 | 200 | 600 | 0 | 43.7 | 37.5 | 3 | 0
2020 | NYISO_A-F_2_NEISO | NYISO_A-F | NEISO | Internal | Shoulder | B13 | 600 | 600 | 0 | 40.47 | 37.5 | 3 | 0
2020 | NYISO_A-F_2_NEISO | NYISO_A-F | NEISO | Internal | Shoulder | B14 | 900 | 600 | 0 | 40.01 | 37.5 | 3 | 0
2020 | NYISO_A-F_2_NEISO | NYISO_A-F | NEISO | Internal | Shoulder | B15 | 1203 | 600 | 0 | 40.01 | 37.5 | 3 | 0
2020 | NYISO_A-F_2_NEISO | NYISO_A-F | NEISO | Internal | Summer | B1 | 10 | 600 | 600 | 53.3 | 81.05 | 3 | 24.75
2020 | NYISO_A-F_2_NEISO | NYISO_A-F | NEISO | Internal | Summer | B2 | 25 | 600 | 600 | 53.3 | 68.73 | 3 | 12.43
2020 | NYISO_A-F_2_NEISO | NYISO_A-F | NEISO | Internal | Summer | B3 | 75 | 600 | 0 | 52.91 | 49.91 | 3 | 0
2020 | NYISO_A-F_2_NEISO | NYISO_A-F | NEISO | Internal | Summer | B4 | 100 | 600 | 0 | 46.14 | 43.14 | 3 | 0
2020 | NYISO_A-F_2_NEISO | NYISO_A-F | NEISO | Internal | Summer | B5 | 200 | 600 | 0 | 46.14 | 38.35 | 3 | 0
2020 | NYISO_A-F_2_NEISO | NYISO_A-F | NEISO | Internal | Summer | B6 | 300 | 600 | 0 | 45.21 | 34.61 | 3 | 0
2020 | NYISO_A-F_2_NEISO | NYISO_A-F | NEISO | Internal | Summer | B7 | 400 | 600 | 0 | 42.32 | 34.61 | 3 | 0
2020 | NYISO_A-F_2_NEISO | NYISO_A-F | NEISO | Internal | Summer | B8 | 500 | 600 | 0 | 38.8 | 34.61 | 3 | 0
2020 | NYISO_A-F_2_NEISO | NYISO_A-F | NEISO | Internal | Summer | B9 | 800 | 600 | 0 | 38.19 | 34.61 | 3 | 0
2020 | NYISO_A-F_2_NEISO | NYISO_A-F | NEISO | Internal | Summer | B10 | 1262 | 600 | 0 | 38.19 | 34.61 | 3 | 0
2020 | NYISO_A-F_2_NEISO | NYISO_A-F | NEISO | Internal | Winter | B16 | 25 | 600 | 0 | 49.4 | 46.42 | 3 | 0
2020 | NYISO_A-F_2_NEISO | NYISO_A-F | NEISO | Internal | Winter | B17 | 100 | 600 | 0 | 46.34 | 46.42 | 3 | 0
2020 | NYISO_A-F_2_NEISO | NYISO_A-F | NEISO | Internal | Winter | B18 | 400 | 600 | 0 | 45.77 | 46.42 | 3 | 0
2020 | NYISO_A-F_2_NEISO | NYISO_A-F | NEISO | Internal | Winter | B19 | 700 | 600 | 0 | 45.77 | 46.42 | 3 | 0
2020 | NYISO_A-F_2_NEISO | NYISO_A-F | NEISO | Internal | Winter | B20 | 935 | 600 | 0 | 45.77 | 46.42 | 3 | 0
2020 | NYISO_A-F_2_NYISO_G-I | NYISO_A-F | NYISO_G-I | Internal | Shoulder | B11 | 25 | 4888 | 4888 | 44.17 | 53.19 | 0.01 | 9.02
2020 | NYISO_A-F_2_NYISO_G-I | NYISO_A-F | NYISO_G-I | Internal | Shoulder | B12 | 200 | 4888 | 4295.57 | 43.7 | 43.71 | 0.01 | 0
2020 | NYISO_A-F_2_NYISO_G-I | NYISO_A-F | NYISO_G-I | Internal | Shoulder | B13 | 600 | 4888 | 4600.38 | 40.47 | 40.48 | 0.01 | 0
2020 | NYISO_A-F_2_NYISO_G-I | NYISO_A-F | NYISO_G-I | Internal | Shoulder | B14 | 900 | 4888 | 4073.62 | 40.01 | 40.02 | 0.01 | 0
2020 | NYISO_A-F_2_NYISO_G-I | NYISO_A-F | NYISO_G-I | Internal | Shoulder | B15 | 1203 | 4888 | 2096.06 | 40.01 | 40.02 | 0.01 | 0
2020 | NYISO_A-F_2_NYISO_G-I | NYISO_A-F | NYISO_G-I | Internal | Summer | B1 | 10 | 4888 | 4888 | 53.3 | 78.05 | 0.01 | 24.74
2020 | NYISO_A-F_2_NYISO_G-I | NYISO_A-F | NYISO_G-I | Internal | Summer | B2 | 25 | 4888 | 4888 | 53.3 | 71.72 | 0.01 | 18.41
2020 | NYISO_A-F_2_NYISO_G-I | NYISO_A-F | NYISO_G-I | Internal | Summer | B3 | 75 | 4888 | 4699.51 | 52.91 | 52.92 | 0.01 | 0
2020 | NYISO_A-F_2_NYISO_G-I | NYISO_A-F | NYISO_G-I | Internal | Summer | B4 | 100 | 4888 | 4888 | 46.14 | 48.95 | 0.01 | 2.8
2020 | NYISO_A-F_2_NYISO_G-I | NYISO_A-F | NYISO_G-I | Internal | Summer | B5 | 200 | 4888 | 4888 | 46.14 | 48.95 | 0.01 | 2.8
2020 | NYISO_A-F_2_NYISO_G-I | NYISO_A-F | NYISO_G-I | Internal | Summer | B6 | 300 | 4888 | 4888 | 45.21 | 48.95 | 0.01 | 3.73
2020 | NYISO_A-F_2_NYISO_G-I | NYISO_A-F | NYISO_G-I | Internal | Summer | B7 | 400 | 4888 | 4888 | 42.32 | 47.99 | 0.01 | 5.66
2020 | NYISO_A-F_2_NYISO_G-I | NYISO_A-F | NYISO_G-I | Internal | Summer | B8 | 500 | 4888 | 4548.21 | 38.8 | 38.81 | 0.01 | 0
2020 | NYISO_A-F_2_NYISO_G-I | NYISO_A-F | NYISO_G-I | Internal | Summer | B9 | 800 | 4888 | 3356.71 | 38.19 | 38.21 | 0.01 | 0
2020 | NYISO_A-F_2_NYISO_G-I | NYISO_A-F | NYISO_G-I | Internal | Summer | B10 | 1262 | 4888 | 869.61 | 38.19 | 38.21 | 0.01 | 0
2020 | NYISO_A-F_2_NYISO_G-I | NYISO_A-F | NYISO_G-I | Internal | Winter | B16 | 25 | 4888 | 4888 | 49.4 | 63.45 | 0.01 | 14.04
2020 | NYISO_A-F_2_NYISO_G-I | NYISO_A-F | NYISO_G-I | Internal | Winter | B17 | 100 | 4888 | 4888 | 46.34 | 56.27 | 0.01 | 9.92
2020 | NYISO_A-F_2_NYISO_G-I | NYISO_A-F | NYISO_G-I | Internal | Winter | B18 | 400 | 4888 | 4888 | 45.77 | 51.16 | 0.01 | 5.38
2020 | NYISO_A-F_2_NYISO_G-I | NYISO_A-F | NYISO_G-I | Internal | Winter | B19 | 700 | 4888 | 4888 | 45.77 | 49.42 | 0.01 | 3.65
2020 | NYISO_A-F_2_NYISO_G-I | NYISO_A-F | NYISO_G-I | Internal | Winter | B20 | 935 | 4888 | 4828.95 | 45.77 | 45.78 | 0.01 | 0
2020 | NYISO_A-F_2_PJM_ROM | NYISO_A-F | PJM_ROM | Internal | Shoulder | B11 | 25 | 1000 | 1000 | 44.17 | 56.43 | 8 | 4.27
2020 | NYISO_A-F_2_PJM_ROM | NYISO_A-F | PJM_ROM | Internal | Shoulder | B12 | 200 | 1000 | 0 | 43.7 | 48.73 | 8 | 0
2020 | NYISO_A-F_2_PJM_ROM | NYISO_A-F | PJM_ROM | Internal | Shoulder | B13 | 600 | 1000 | 0 | 40.47 | 43.03 | 8 | 0
2020 | NYISO_A-F_2_PJM_ROM | NYISO_A-F | PJM_ROM | Internal | Shoulder | B14 | 900 | 1000 | 0 | 40.01 | 40.25 | 8 | 0
2020 | NYISO_A-F_2_PJM_ROM | NYISO_A-F | PJM_ROM | Internal | Shoulder | B15 | 1203 | 1000 | 0 | 40.01 | 37.65 | 8 | 0
2020 | NYISO_A-F_2_PJM_ROM | NYISO_A-F | PJM_ROM | Internal | Summer | B1 | 10 | 1000 | 1000 | 53.3 | 67.82 | 8 | 6.52
2020 | NYISO_A-F_2_PJM_ROM | NYISO_A-F | PJM_ROM | Internal | Summer | B2 | 25 | 1000 | 1000 | 53.3 | 65.72 | 8 | 4.42
2020 | NYISO_A-F_2_PJM_ROM | NYISO_A-F | PJM_ROM | Internal | Summer | B3 | 75 | 1000 | 1000 | 52.91 | 61.87 | 8 | 0.96
2020 | NYISO_A-F_2_PJM_ROM | NYISO_A-F | PJM_ROM | Internal | Summer | B4 | 100 | 1000 | 1000 | 46.14 | 61.7 | 8 | 7.56
2020 | NYISO_A-F_2_PJM_ROM | NYISO_A-F | PJM_ROM | Internal | Summer | B5 | 200 | 1000 | 1000 | 46.14 | 56.93 | 8 | 2.8
2020 | NYISO_A-F_2_PJM_ROM | NYISO_A-F | PJM_ROM | Internal | Summer | B6 | 300 | 1000 | 0 | 45.21 | 49.21 | 8 | 0
2020 | NYISO_A-F_2_PJM_ROM | NYISO_A-F | PJM_ROM | Internal | Summer | B7 | 400 | 1000 | 0 | 42.32 | 41.98 | 8 | 0
2020 | NYISO_A-F_2_PJM_ROM | NYISO_A-F | PJM_ROM | Internal | Summer | B8 | 500 | 1000 | 0 | 38.8 | 38.02 | 8 | 0
2020 | NYISO_A-F_2_PJM_ROM | NYISO_A-F | PJM_ROM | Internal | Summer | B9 | 800 | 1000 | 0 | 38.19 | 36.47 | 8 | 0
2020 | NYISO_A-F_2_PJM_ROM | NYISO_A-F | PJM_ROM | Internal | Summer | B10 | 1262 | 1000 | 0 | 38.19 | 35.13 | 8 | 0
2020 | NYISO_A-F_2_PJM_ROM | NYISO_A-F | PJM_ROM | Internal | Winter | B16 | 25 | 1000 | 999.99 | 49.4 | 57.44 | 8 | 0.04
2020 | NYISO_A-F_2_PJM_ROM | NYISO_A-F | PJM_ROM | Internal | Winter | B17 | 100 | 1000 | 0 | 46.34 | 50.27 | 8 | 0
2020 | NYISO_A-F_2_PJM_ROM | NYISO_A-F | PJM_ROM | Internal | Winter | B18 | 400 | 1000 | 0 | 45.77 | 45.54 | 8 | 0
2020 | NYISO_A-F_2_PJM_ROM | NYISO_A-F | PJM_ROM | Internal | Winter | B19 | 700 | 1000 | 0 | 45.77 | 43.42 | 8 | 0
2020 | NYISO_A-F_2_PJM_ROM | NYISO_A-F | PJM_ROM | Internal | Winter | B20 | 935 | 1000 | 0 | 45.77 | 39.77 | 8 | 0
2020 | NYISO_G-I_2_NEISO | NYISO_G-I | NEISO | Internal | Shoulder | B11 | 25 | 600 | 0 | 53.19 | 37.5 | 3 | 0
2020 | NYISO_G-I_2_NEISO | NYISO_G-I | NEISO | Internal | Shoulder | B12 | 200 | 600 | 0 | 43.71 | 37.5 | 3 | 0
2020 | NYISO_G-I_2_NEISO | NYISO_G-I | NEISO | Internal | Shoulder | B13 | 600 | 600 | 0 | 40.48 | 37.5 | 3 | 0
2020 | NYISO_G-I_2_NEISO | NYISO_G-I | NEISO | Internal | Shoulder | B14 | 900 | 600 | 0 | 40.02 | 37.5 | 3 | 0
2020 | NYISO_G-I_2_NEISO | NYISO_G-I | NEISO | Internal | Shoulder | B15 | 1203 | 600 | 0 | 40.02 | 37.5 | 3 | 0
2020 | NYISO_G-I_2_NEISO | NYISO_G-I | NEISO | Internal | Summer | B1 | 10 | 600 | 379.32 | 78.05 | 81.05 | 3 | 0
2020 | NYISO_G-I_2_NEISO | NYISO_G-I | NEISO | Internal | Summer | B2 | 25 | 600 | 0 | 71.72 | 68.73 | 3 | 0
2020 | NYISO_G-I_2_NEISO | NYISO_G-I | NEISO | Internal | Summer | B3 | 75 | 600 | 0 | 52.92 | 49.91 | 3 | 0
2020 | NYISO_G-I_2_NEISO | NYISO_G-I | NEISO | Internal | Summer | B4 | 100 | 600 | 0 | 48.95 | 43.14 | 3 | 0
2020 | NYISO_G-I_2_NEISO | NYISO_G-I | NEISO | Internal | Summer | B5 | 200 | 600 | 0 | 48.95 | 38.35 | 3 | 0
2020 | NYISO_G-I_2_NEISO | NYISO_G-I | NEISO | Internal | Summer | B6 | 300 | 600 | 0 | 48.95 | 34.61 | 3 | 0
2020 | NYISO_G-I_2_NEISO | NYISO_G-I | NEISO | Internal | Summer | B7 | 400 | 600 | 0 | 47.99 | 34.61 | 3 | 0
2020 | NYISO_G-I_2_NEISO | NYISO_G-I | NEISO | Internal | Summer | B8 | 500 | 600 | 0 | 38.81 | 34.61 | 3 | 0
2020 | NYISO_G-I_2_NEISO | NYISO_G-I | NEISO | Internal | Summer | B9 | 800 | 600 | 0 | 38.21 | 34.61 | 3 | 0
2020 | NYISO_G-I_2_NEISO | NYISO_G-I | NEISO | Internal | Summer | B10 | 1262 | 600 | 0 | 38.21 | 34.61 | 3 | 0
2020 | NYISO_G-I_2_NEISO | NYISO_G-I | NEISO | Internal | Winter | B16 | 25 | 600 | 0 | 63.45 | 46.42 | 3 | 0
2020 | NYISO_G-I_2_NEISO | NYISO_G-I | NEISO | Internal | Winter | B17 | 100 | 600 | 0 | 56.27 | 46.42 | 3 | 0
2020 | NYISO_G-I_2_NEISO | NYISO_G-I | NEISO | Internal | Winter | B18 | 400 | 600 | 0 | 51.16 | 46.42 | 3 | 0
2020 | NYISO_G-I_2_NEISO | NYISO_G-I | NEISO | Internal | Winter | B19 | 700 | 600 | 0 | 49.42 | 46.42 | 3 | 0
2020 | NYISO_G-I_2_NEISO | NYISO_G-I | NEISO | Internal | Winter | B20 | 935 | 600 | 0 | 45.78 | 46.42 | 3 | 0
2020 | NYISO_G-I_2_NYISO_A-F | NYISO_G-I | NYISO_A-F | Internal | Shoulder | B11 | 25 | 2637 | 0 | 53.19 | 44.17 | 0.01 | 0
2020 | NYISO_G-I_2_NYISO_A-F | NYISO_G-I | NYISO_A-F | Internal | Shoulder | B12 | 200 | 2637 | 0 | 43.71 | 43.7 | 0.01 | 0
2020 | NYISO_G-I_2_NYISO_A-F | NYISO_G-I | NYISO_A-F | Internal | Shoulder | B13 | 600 | 2637 | 0 | 40.48 | 40.47 | 0.01 | 0
2020 | NYISO_G-I_2_NYISO_A-F | NYISO_G-I | NYISO_A-F | Internal | Shoulder | B14 | 900 | 2637 | 0 | 40.02 | 40.01 | 0.01 | 0
2020 | NYISO_G-I_2_NYISO_A-F | NYISO_G-I | NYISO_A-F | Internal | Shoulder | B15 | 1203 | 2637 | 0 | 40.02 | 40.01 | 0.01 | 0
2020 | NYISO_G-I_2_NYISO_A-F | NYISO_G-I | NYISO_A-F | Internal | Summer | B1 | 10 | 2637 | 0 | 78.05 | 53.3 | 0.01 | 0
2020 | NYISO_G-I_2_NYISO_A-F | NYISO_G-I | NYISO_A-F | Internal | Summer | B2 | 25 | 2637 | 0 | 71.72 | 53.3 | 0.01 | 0
2020 | NYISO_G-I_2_NYISO_A-F | NYISO_G-I | NYISO_A-F | Internal | Summer | B3 | 75 | 2637 | 0 | 52.92 | 52.91 | 0.01 | 0
2020 | NYISO_G-I_2_NYISO_A-F | NYISO_G-I | NYISO_A-F | Internal | Summer | B4 | 100 | 2637 | 0 | 48.95 | 46.14 | 0.01 | 0
2020 | NYISO_G-I_2_NYISO_A-F | NYISO_G-I | NYISO_A-F | Internal | Summer | B5 | 200 | 2637 | 0 | 48.95 | 46.14 | 0.01 | 0
2020 | NYISO_G-I_2_NYISO_A-F | NYISO_G-I | NYISO_A-F | Internal | Summer | B6 | 300 | 2637 | 0 | 48.95 | 45.21 | 0.01 | 0
2020 | NYISO_G-I_2_NYISO_A-F | NYISO_G-I | NYISO_A-F | Internal | Summer | B7 | 400 | 2637 | 0 | 47.99 | 42.32 | 0.01 | 0
2020 | NYISO_G-I_2_NYISO_A-F | NYISO_G-I | NYISO_A-F | Internal | Summer | B8 | 500 | 2637 | 0 | 38.81 | 38.8 | 0.01 | 0
2020 | NYISO_G-I_2_NYISO_A-F | NYISO_G-I | NYISO_A-F | Internal | Summer | B9 | 800 | 2637 | 0 | 38.21 | 38.19 | 0.01 | 0
2020 | NYISO_G-I_2_NYISO_A-F | NYISO_G-I | NYISO_A-F | Internal | Summer | B10 | 1262 | 2637 | 0 | 38.21 | 38.19 | 0.01 | 0
2020 | NYISO_G-I_2_NYISO_A-F | NYISO_G-I | NYISO_A-F | Internal | Winter | B16 | 25 | 2637 | 0 | 63.45 | 49.4 | 0.01 | 0
2020 | NYISO_G-I_2_NYISO_A-F | NYISO_G-I | NYISO_A-F | Internal | Winter | B17 | 100 | 2637 | 0 | 56.27 | 46.34 | 0.01 | 0
2020 | NYISO_G-I_2_NYISO_A-F | NYISO_G-I | NYISO_A-F | Internal | Winter | B18 | 400 | 2637 | 0 | 51.16 | 45.77 | 0.01 | 0
2020 | NYISO_G-I_2_NYISO_A-F | NYISO_G-I | NYISO_A-F | Internal | Winter | B19 | 700 | 2637 | 0 | 49.42 | 45.77 | 0.01 | 0
2020 | NYISO_G-I_2_NYISO_A-F | NYISO_G-I | NYISO_A-F | Internal | Winter | B20 | 935 | 2637 | 0 | 45.78 | 45.77 | 0.01 | 0
2020 | NYISO_G-I_2_NYISO_J-K | NYISO_G-I | NYISO_J-K | Internal | Shoulder | B11 | 25 | 6130 | 5256.61 | 53.19 | 53.21 | 0.01 | 0
2020 | NYISO_G-I_2_NYISO_J-K | NYISO_G-I | NYISO_J-K | Internal | Shoulder | B12 | 200 | 6130 | 4734.28 | 43.71 | 43.73 | 0.01 | 0
2020 | NYISO_G-I_2_NYISO_J-K | NYISO_G-I | NYISO_J-K | Internal | Shoulder | B13 | 600 | 6130 | 4561.32 | 40.48 | 40.5 | 0.01 | 0
2020 | NYISO_G-I_2_NYISO_J-K | NYISO_G-I | NYISO_J-K | Internal | Shoulder | B14 | 900 | 6130 | 4204.65 | 40.02 | 40.03 | 0.01 | 0
2020 | NYISO_G-I_2_NYISO_J-K | NYISO_G-I | NYISO_J-K | Internal | Shoulder | B15 | 1203 | 6130 | 2701.09 | 40.02 | 40.03 | 0.01 | 0
2020 | NYISO_G-I_2_NYISO_J-K | NYISO_G-I | NYISO_J-K | Internal | Summer | B1 | 10 | 6130 | 3812.96 | 78.05 | 78.06 | 0.01 | 0
2020 | NYISO_G-I_2_NYISO_J-K | NYISO_G-I | NYISO_J-K | Internal | Summer | B2 | 25 | 6130 | 3866.15 | 71.72 | 71.73 | 0.01 | 0
2020 | NYISO_G-I_2_NYISO_J-K | NYISO_G-I | NYISO_J-K | Internal | Summer | B3 | 75 | 6130 | 3221.53 | 52.92 | 52.93 | 0.01 | 0
2020 | NYISO_G-I_2_NYISO_J-K | NYISO_G-I | NYISO_J-K | Internal | Summer | B4 | 100 | 6130 | 3700.89 | 48.95 | 48.96 | 0.01 | 0
2020 | NYISO_G-I_2_NYISO_J-K | NYISO_G-I | NYISO_J-K | Internal | Summer | B5 | 200 | 6130 | 4279.05 | 48.95 | 48.96 | 0.01 | 0
2020 | NYISO_G-I_2_NYISO_J-K | NYISO_G-I | NYISO_J-K | Internal | Summer | B6 | 300 | 6130 | 5563.68 | 48.95 | 48.96 | 0.01 | 0
2020 | NYISO_G-I_2_NYISO_J-K | NYISO_G-I | NYISO_J-K | Internal | Summer | B7 | 400 | 6130 | 5990.46 | 47.99 | 48.01 | 0.01 | 0
2020 | NYISO_G-I_2_NYISO_J-K | NYISO_G-I | NYISO_J-K | Internal | Summer | B8 | 500 | 6130 | 5580.76 | 38.81 | 38.82 | 0.01 | 0
2020 | NYISO_G-I_2_NYISO_J-K | NYISO_G-I | NYISO_J-K | Internal | Summer | B9 | 800 | 6130 | 4618.47 | 38.21 | 38.22 | 0.01 | 0
2020 | NYISO_G-I_2_NYISO_J-K | NYISO_G-I | NYISO_J-K | Internal | Summer | B10 | 1262 | 6130 | 2628.74 | 38.21 | 38.22 | 0.01 | 0
2020 | NYISO_G-I_2_NYISO_J-K | NYISO_G-I | NYISO_J-K | Internal | Winter | B16 | 25 | 6130 | 6085.07 | 63.45 | 63.46 | 0.01 | 0
2020 | NYISO_G-I_2_NYISO_J-K | NYISO_G-I | NYISO_J-K | Internal | Winter | B17 | 100 | 6130 | 5889.65 | 56.27 | 56.28 | 0.01 | 0
2020 | NYISO_G-I_2_NYISO_J-K | NYISO_G-I | NYISO_J-K | Internal | Winter | B18 | 400 | 6130 | 5964.77 | 51.16 | 51.17 | 0.01 | 0
2020 | NYISO_G-I_2_NYISO_J-K | NYISO_G-I | NYISO_J-K | Internal | Winter | B19 | 700 | 6130 | 6099.63 | 49.42 | 49.44 | 0.01 | 0
2020 | NYISO_G-I_2_NYISO_J-K | NYISO_G-I | NYISO_J-K | Internal | Winter | B20 | 935 | 6130 | 6130 | 45.78 | 48.1 | 0.01 | 2.32
2020 | NYISO_G-I_2_PJM_E | NYISO_G-I | PJM_E | Internal | Shoulder | B11 | 25 | 1500 | 0 | 53.19 | 56.42 | 8 | 0
2020 | NYISO_G-I_2_PJM_E | NYISO_G-I | PJM_E | Internal | Shoulder | B12 | 200 | 1500 | 0 | 43.71 | 48.72 | 8 | 0
2020 | NYISO_G-I_2_PJM_E | NYISO_G-I | PJM_E | Internal | Shoulder | B13 | 600 | 1500 | 0 | 40.48 | 43.02 | 8 | 0
2020 | NYISO_G-I_2_PJM_E | NYISO_G-I | PJM_E | Internal | Shoulder | B14 | 900 | 1500 | 0 | 40.02 | 40.26 | 8 | 0
2020 | NYISO_G-I_2_PJM_E | NYISO_G-I | PJM_E | Internal | Shoulder | B15 | 1203 | 1500 | 0 | 40.02 | 37.66 | 8 | 0
2020 | NYISO_G-I_2_PJM_E | NYISO_G-I | PJM_E | Internal | Summer | B1 | 10 | 1500 | 0 | 78.05 | 67.83 | 8 | 0
2020 | NYISO_G-I_2_PJM_E | NYISO_G-I | PJM_E | Internal | Summer | B2 | 25 | 1500 | 0 | 71.72 | 65.73 | 8 | 0
2020 | NYISO_G-I_2_PJM_E | NYISO_G-I | PJM_E | Internal | Summer | B3 | 75 | 1500 | 1500 | 52.92 | 61.89 | 8 | 0.96
2020 | NYISO_G-I_2_PJM_E | NYISO_G-I | PJM_E | Internal | Summer | B4 | 100 | 1500 | 1500 | 48.95 | 61.69 | 8 | 4.74
2020 | NYISO_G-I_2_PJM_E | NYISO_G-I | PJM_E | Internal | Summer | B5 | 200 | 1500 | 1071.4 | 48.95 | 56.95 | 8 | 0
2020 | NYISO_G-I_2_PJM_E | NYISO_G-I | PJM_E | Internal | Summer | B6 | 300 | 1500 | 0 | 48.95 | 49.23 | 8 | 0
2020 | NYISO_G-I_2_PJM_E | NYISO_G-I | PJM_E | Internal | Summer | B7 | 400 | 1500 | 0 | 47.99 | 41.99 | 8 | 0
2020 | NYISO_G-I_2_PJM_E | NYISO_G-I | PJM_E | Internal | Summer | B8 | 500 | 1500 | 0 | 38.81 | 38.03 | 8 | 0
2020 | NYISO_G-I_2_PJM_E | NYISO_G-I | PJM_E | Internal | Summer | B9 | 800 | 1500 | 0 | 38.21 | 36.48 | 8 | 0
2020 | NYISO_G-I_2_PJM_E | NYISO_G-I | PJM_E | Internal | Summer | B10 | 1262 | 1500 | 0 | 38.21 | 35.15 | 8 | 0
2020 | NYISO_G-I_2_PJM_E | NYISO_G-I | PJM_E | Internal | Winter | B16 | 25 | 1500 | 0 | 63.45 | 57.45 | 8 | 0
2020 | NYISO_G-I_2_PJM_E | NYISO_G-I | PJM_E | Internal | Winter | B17 | 100 | 1500 | 0 | 56.27 | 50.28 | 8 | 0
2020 | NYISO_G-I_2_PJM_E | NYISO_G-I | PJM_E | Internal | Winter | B18 | 400 | 1500 | 0 | 51.16 | 45.56 | 8 | 0
2020 | NYISO_G-I_2_PJM_E | NYISO_G-I | PJM_E | Internal | Winter | B19 | 700 | 1500 | 0 | 49.42 | 43.44 | 8 | 0
2020 | NYISO_G-I_2_PJM_E | NYISO_G-I | PJM_E | Internal | Winter | B20 | 935 | 1500 | 0 | 45.78 | 39.78 | 8 | 0
2020 | NYISO_J-K_2_NEISO | NYISO_J-K | NEISO | Internal | Shoulder | B11 | 25 | 90 | 0 | 53.21 | 37.5 | 3 | 0
2020 | NYISO_J-K_2_NEISO | NYISO_J-K | NEISO | Internal | Shoulder | B12 | 200 | 90 | 0 | 43.73 | 37.5 | 3 | 0
2020 | NYISO_J-K_2_NEISO | NYISO_J-K | NEISO | Internal | Shoulder | B13 | 600 | 90 | 0 | 40.5 | 37.5 | 3 | 0
2020 | NYISO_J-K_2_NEISO | NYISO_J-K | NEISO | Internal | Shoulder | B14 | 900 | 90 | 0 | 40.03 | 37.5 | 3 | 0
2020 | NYISO_J-K_2_NEISO | NYISO_J-K | NEISO | Internal | Shoulder | B15 | 1203 | 90 | 0 | 40.03 | 37.5 | 3 | 0
2020 | NYISO_J-K_2_NEISO | NYISO_J-K | NEISO | Internal | Summer | B1 | 10 | 90 | 0.04 | 78.06 | 81.05 | 3 | 0
2020 | NYISO_J-K_2_NEISO | NYISO_J-K | NEISO | Internal | Summer | B2 | 25 | 90 | 0 | 71.73 | 68.73 | 3 | 0
2020 | NYISO_J-K_2_NEISO | NYISO_J-K | NEISO | Internal | Summer | B3 | 75 | 90 | 0 | 52.93 | 49.91 | 3 | 0
2020 | NYISO_J-K_2_NEISO | NYISO_J-K | NEISO | Internal | Summer | B4 | 100 | 90 | 0 | 48.96 | 43.14 | 3 | 0
2020 | NYISO_J-K_2_NEISO | NYISO_J-K | NEISO | Internal | Summer | B5 | 200 | 90 | 0 | 48.96 | 38.35 | 3 | 0
2020 | NYISO_J-K_2_NEISO | NYISO_J-K | NEISO | Internal | Summer | B6 | 300 | 90 | 0 | 48.96 | 34.61 | 3 | 0
2020 | NYISO_J-K_2_NEISO | NYISO_J-K | NEISO | Internal | Summer | B7 | 400 | 90 | 0 | 48.01 | 34.61 | 3 | 0
2020 | NYISO_J-K_2_NEISO | NYISO_J-K | NEISO | Internal | Summer | B8 | 500 | 90 | 0 | 38.82 | 34.61 | 3 | 0
2020 | NYISO_J-K_2_NEISO | NYISO_J-K | NEISO | Internal | Summer | B9 | 800 | 90 | 0 | 38.22 | 34.61 | 3 | 0
2020 | NYISO_J-K_2_NEISO | NYISO_J-K | NEISO | Internal | Summer | B10 | 1262 | 90 | 0 | 38.22 | 34.61 | 3 | 0
2020 | NYISO_J-K_2_NEISO | NYISO_J-K | NEISO | Internal | Winter | B16 | 25 | 90 | 0 | 63.46 | 46.42 | 3 | 0
2020 | NYISO_J-K_2_NEISO | NYISO_J-K | NEISO | Internal | Winter | B17 | 100 | 90 | 0 | 56.28 | 46.42 | 3 | 0
2020 | NYISO_J-K_2_NEISO | NYISO_J-K | NEISO | Internal | Winter | B18 | 400 | 90 | 0 | 51.17 | 46.42 | 3 | 0
2020 | NYISO_J-K_2_NEISO | NYISO_J-K | NEISO | Internal | Winter | B19 | 700 | 90 | 0 | 49.44 | 46.42 | 3 | 0
2020 | NYISO_J-K_2_NEISO | NYISO_J-K | NEISO | Internal | Winter | B20 | 935 | 90 | 0 | 48.1 | 46.42 | 3 | 0
2020 | NYISO_J-K_2_NYISO_G-I | NYISO_J-K | NYISO_G-I | Internal | Shoulder | B11 | 25 | 1999 | 0 | 53.21 | 53.19 | 0.01 | 0
2020 | NYISO_J-K_2_NYISO_G-I | NYISO_J-K | NYISO_G-I | Internal | Shoulder | B12 | 200 | 1999 | 0 | 43.73 | 43.71 | 0.01 | 0
2020 | NYISO_J-K_2_NYISO_G-I | NYISO_J-K | NYISO_G-I | Internal | Shoulder | B13 | 600 | 1999 | 0 | 40.5 | 40.48 | 0.01 | 0
2020 | NYISO_J-K_2_NYISO_G-I | NYISO_J-K | NYISO_G-I | Internal | Shoulder | B14 | 900 | 1999 | 0 | 40.03 | 40.02 | 0.01 | 0
2020 | NYISO_J-K_2_NYISO_G-I | NYISO_J-K | NYISO_G-I | Internal | Shoulder | B15 | 1203 | 1999 | 0 | 40.03 | 40.02 | 0.01 | 0
2020 | NYISO_J-K_2_NYISO_G-I | NYISO_J-K | NYISO_G-I | Internal | Summer | B1 | 10 | 1999 | 0.02 | 78.06 | 78.05 | 0.01 | 0
2020 | NYISO_J-K_2_NYISO_G-I | NYISO_J-K | NYISO_G-I | Internal | Summer | B2 | 25 | 1999 | 0.01 | 71.73 | 71.72 | 0.01 | 0
2020 | NYISO_J-K_2_NYISO_G-I | NYISO_J-K | NYISO_G-I | Internal | Summer | B3 | 75 | 1999 | 0 | 52.93 | 52.92 | 0.01 | 0
2020 | NYISO_J-K_2_NYISO_G-I | NYISO_J-K | NYISO_G-I | Internal | Summer | B4 | 100 | 1999 | 0 | 48.96 | 48.95 | 0.01 | 0
2020 | NYISO_J-K_2_NYISO_G-I | NYISO_J-K | NYISO_G-I | Internal | Summer | B5 | 200 | 1999 | 0 | 48.96 | 48.95 | 0.01 | 0
2020 | NYISO_J-K_2_NYISO_G-I | NYISO_J-K | NYISO_G-I | Internal | Summer | B6 | 300 | 1999 | 0 | 48.96 | 48.95 | 0.01 | 0
2020 | NYISO_J-K_2_NYISO_G-I | NYISO_J-K | NYISO_G-I | Internal | Summer | B7 | 400 | 1999 | 0 | 48.01 | 47.99 | 0.01 | 0
2020 | NYISO_J-K_2_NYISO_G-I | NYISO_J-K | NYISO_G-I | Internal | Summer | B8 | 500 | 1999 | 0 | 38.82 | 38.81 | 0.01 | 0
2020 | NYISO_J-K_2_NYISO_G-I | NYISO_J-K | NYISO_G-I | Internal | Summer | B9 | 800 | 1999 | 0 | 38.22 | 38.21 | 0.01 | 0
2020 | NYISO_J-K_2_NYISO_G-I | NYISO_J-K | NYISO_G-I | Internal | Summer | B10 | 1262 | 1999 | 0 | 38.22 | 38.21 | 0.01 | 0
2020 | NYISO_J-K_2_NYISO_G-I | NYISO_J-K | NYISO_G-I | Internal | Winter | B16 | 25 | 1999 | 0 | 63.46 | 63.45 | 0.01 | 0
2020 | NYISO_J-K_2_NYISO_G-I | NYISO_J-K | NYISO_G-I | Internal | Winter | B17 | 100 | 1999 | 0 | 56.28 | 56.27 | 0.01 | 0
2020 | NYISO_J-K_2_NYISO_G-I | NYISO_J-K | NYISO_G-I | Internal | Winter | B18 | 400 | 1999 | 0 | 51.17 | 51.16 | 0.01 | 0
2020 | NYISO_J-K_2_NYISO_G-I | NYISO_J-K | NYISO_G-I | Internal | Winter | B19 | 700 | 1999 | 0 | 49.44 | 49.42 | 0.01 | 0
2020 | NYISO_J-K_2_NYISO_G-I | NYISO_J-K | NYISO_G-I | Internal | Winter | B20 | 935 | 1999 | 0 | 48.1 | 45.78 | 0.01 | 0
2020 | NYISO_J-K_2_PJM_E | NYISO_J-K | PJM_E | Internal | Shoulder | B11 | 25 | 330 | 0 | 53.21 | 56.42 | 8 | 0
2020 | NYISO_J-K_2_PJM_E | NYISO_J-K | PJM_E | Internal | Shoulder | B12 | 200 | 330 | 0 | 43.73 | 48.72 | 8 | 0
2020 | NYISO_J-K_2_PJM_E | NYISO_J-K | PJM_E | Internal | Shoulder | B13 | 600 | 330 | 0 | 40.5 | 43.02 | 8 | 0
2020 | NYISO_J-K_2_PJM_E | NYISO_J-K | PJM_E | Internal | Shoulder | B14 | 900 | 330 | 0 | 40.03 | 40.26 | 8 | 0
2020 | NYISO_J-K_2_PJM_E | NYISO_J-K | PJM_E | Internal | Shoulder | B15 | 1203 | 330 | 0 | 40.03 | 37.66 | 8 | 0
2020 | NYISO_J-K_2_PJM_E | NYISO_J-K | PJM_E | Internal | Summer | B1 | 10 | 330 | 0 | 78.06 | 67.83 | 8 | 0
2020 | NYISO_J-K_2_PJM_E | NYISO_J-K | PJM_E | Internal | Summer | B2 | 25 | 330 | 0 | 71.73 | 65.73 | 8 | 0
2020 | NYISO_J-K_2_PJM_E | NYISO_J-K | PJM_E | Internal | Summer | B3 | 75 | 330 | 330 | 52.93 | 61.89 | 8 | 0.95
2020 | NYISO_J-K_2_PJM_E | NYISO_J-K | PJM_E | Internal | Summer | B4 | 100 | 330 | 330 | 48.96 | 61.69 | 8 | 4.73
2020 | NYISO_J-K_2_PJM_E | NYISO_J-K | PJM_E | Internal | Summer | B5 | 200 | 330 | 0 | 48.96 | 56.95 | 8 | 0
2020 | NYISO_J-K_2_PJM_E | NYISO_J-K | PJM_E | Internal | Summer | B6 | 300 | 330 | 0 | 48.96 | 49.23 | 8 | 0
2020 | NYISO_J-K_2_PJM_E | NYISO_J-K | PJM_E | Internal | Summer | B7 | 400 | 330 | 0 | 48.01 | 41.99 | 8 | 0
2020 | NYISO_J-K_2_PJM_E | NYISO_J-K | PJM_E | Internal | Summer | B8 | 500 | 330 | 0 | 38.82 | 38.03 | 8 | 0
2020 | NYISO_J-K_2_PJM_E | NYISO_J-K | PJM_E | Internal | Summer | B9 | 800 | 330 | 0 | 38.22 | 36.48 | 8 | 0
2020 | NYISO_J-K_2_PJM_E | NYISO_J-K | PJM_E | Internal | Summer | B10 | 1262 | 330 | 0 | 38.22 | 35.15 | 8 | 0
2020 | NYISO_J-K_2_PJM_E | NYISO_J-K | PJM_E | Internal | Winter | B16 | 25 | 330 | 0 | 63.46 | 57.45 | 8 | 0
2020 | NYISO_J-K_2_PJM_E | NYISO_J-K | PJM_E | Internal | Winter | B17 | 100 | 330 | 0 | 56.28 | 50.28 | 8 | 0
2020 | NYISO_J-K_2_PJM_E | NYISO_J-K | PJM_E | Internal | Winter | B18 | 400 | 330 | 0 | 51.17 | 45.56 | 8 | 0
2020 | NYISO_J-K_2_PJM_E | NYISO_J-K | PJM_E | Internal | Winter | B19 | 700 | 330 | 0 | 49.44 | 43.44 | 8 | 0
2020 | NYISO_J-K_2_PJM_E | NYISO_J-K | PJM_E | Internal | Winter | B20 | 935 | 330 | 0 | 48.1 | 39.78 | 8 | 0
2020 | PJM_E_2_NYISO_G-I | PJM_E | NYISO_G-I | Internal | Shoulder | B11 | 25 | 500 | 0 | 56.42 | 53.19 | 6 | 0
2020 | PJM_E_2_NYISO_G-I | PJM_E | NYISO_G-I | Internal | Shoulder | B12 | 200 | 500 | 0 | 48.72 | 43.71 | 6 | 0
2020 | PJM_E_2_NYISO_G-I | PJM_E | NYISO_G-I | Internal | Shoulder | B13 | 600 | 500 | 0 | 43.02 | 40.48 | 6 | 0
2020 | PJM_E_2_NYISO_G-I | PJM_E | NYISO_G-I | Internal | Shoulder | B14 | 900 | 500 | 0 | 40.26 | 40.02 | 6 | 0
2020 | PJM_E_2_NYISO_G-I | PJM_E | NYISO_G-I | Internal | Shoulder | B15 | 1203 | 500 | 0 | 37.66 | 40.02 | 6 | 0
2020 | PJM_E_2_NYISO_G-I | PJM_E | NYISO_G-I | Internal | Summer | B1 | 10 | 500 | 500 | 67.83 | 78.05 | 6 | 4.22
2020 | PJM_E_2_NYISO_G-I | PJM_E | NYISO_G-I | Internal | Summer | B2 | 25 | 500 | 0.01 | 65.73 | 71.72 | 6 | 0
2020 | PJM_E_2_NYISO_G-I | PJM_E | NYISO_G-I | Internal | Summer | B3 | 75 | 500 | 0 | 61.89 | 52.92 | 6 | 0
2020 | PJM_E_2_NYISO_G-I | PJM_E | NYISO_G-I | Internal | Summer | B4 | 100 | 500 | 0 | 61.69 | 48.95 | 6 | 0
2020 | PJM_E_2_NYISO_G-I | PJM_E | NYISO_G-I | Internal | Summer | B5 | 200 | 500 | 0 | 56.95 | 48.95 | 6 | 0
2020 | PJM_E_2_NYISO_G-I | PJM_E | NYISO_G-I | Internal | Summer | B6 | 300 | 500 | 0 | 49.23 | 48.95 | 6 | 0
2020 | PJM_E_2_NYISO_G-I | PJM_E | NYISO_G-I | Internal | Summer | B7 | 400 | 500 | 219.79 | 41.99 | 47.99 | 6 | 0
2020 | PJM_E_2_NYISO_G-I | PJM_E | NYISO_G-I | Internal | Summer | B8 | 500 | 500 | 0 | 38.03 | 38.81 | 6 | 0
2020 | PJM_E_2_NYISO_G-I | PJM_E | NYISO_G-I | Internal | Summer | B9 | 800 | 500 | 0 | 36.48 | 38.21 | 6 | 0
2020 | PJM_E_2_NYISO_G-I | PJM_E | NYISO_G-I | Internal | Summer | B10 | 1262 | 500 | 0 | 35.15 | 38.21 | 6 | 0
2020 | PJM_E_2_NYISO_G-I | PJM_E | NYISO_G-I | Internal | Winter | B16 | 25 | 500 | 335.93 | 57.45 | 63.45 | 6 | 0
2020 | PJM_E_2_NYISO_G-I | PJM_E | NYISO_G-I | Internal | Winter | B17 | 100 | 500 | 0 | 50.28 | 56.27 | 6 | 0
2020 | PJM_E_2_NYISO_G-I | PJM_E | NYISO_G-I | Internal | Winter | B18 | 400 | 500 | 0 | 45.56 | 51.16 | 6 | 0
2020 | PJM_E_2_NYISO_G-I | PJM_E | NYISO_G-I | Internal | Winter | B19 | 700 | 500 | 0 | 43.44 | 49.42 | 6 | 0
2020 | PJM_E_2_NYISO_G-I | PJM_E | NYISO_G-I | Internal | Winter | B20 | 935 | 500 | 457.67 | 39.78 | 45.78 | 6 | 0
2020 | PJM_E_2_NYISO_J-K | PJM_E | NYISO_J-K | Internal | Shoulder | B11 | 25 | 330 | 0 | 56.42 | 53.21 | 6 | 0
2020 | PJM_E_2_NYISO_J-K | PJM_E | NYISO_J-K | Internal | Shoulder | B12 | 200 | 330 | 0 | 48.72 | 43.73 | 6 | 0
2020 | PJM_E_2_NYISO_J-K | PJM_E | NYISO_J-K | Internal | Shoulder | B13 | 600 | 330 | 0 | 43.02 | 40.5 | 6 | 0
2020 | PJM_E_2_NYISO_J-K | PJM_E | NYISO_J-K | Internal | Shoulder | B14 | 900 | 330 | 0 | 40.26 | 40.03 | 6 | 0
2020 | PJM_E_2_NYISO_J-K | PJM_E | NYISO_J-K | Internal | Shoulder | B15 | 1203 | 330 | 0 | 37.66 | 40.03 | 6 | 0
2020 | PJM_E_2_NYISO_J-K | PJM_E | NYISO_J-K | Internal | Summer | B1 | 10 | 330 | 330 | 67.83 | 78.06 | 6 | 4.24
2020 | PJM_E_2_NYISO_J-K | PJM_E | NYISO_J-K | Internal | Summer | B2 | 25 | 330 | 4.36 | 65.73 | 71.73 | 6 | 0
2020 | PJM_E_2_NYISO_J-K | PJM_E | NYISO_J-K | Internal | Summer | B3 | 75 | 330 | 0 | 61.89 | 52.93 | 6 | 0
2020 | PJM_E_2_NYISO_J-K | PJM_E | NYISO_J-K | Internal | Summer | B4 | 100 | 330 | 0 | 61.69 | 48.96 | 6 | 0
2020 | PJM_E_2_NYISO_J-K | PJM_E | NYISO_J-K | Internal | Summer | B5 | 200 | 330 | 0 | 56.95 | 48.96 | 6 | 0
2020 | PJM_E_2_NYISO_J-K | PJM_E | NYISO_J-K | Internal | Summer | B6 | 300 | 330 | 0 | 49.23 | 48.96 | 6 | 0
2020 | PJM_E_2_NYISO_J-K | PJM_E | NYISO_J-K | Internal | Summer | B7 | 400 | 330 | 330 | 41.99 | 48.01 | 6 | 0.01
2020 | PJM_E_2_NYISO_J-K | PJM_E | NYISO_J-K | Internal | Summer | B8 | 500 | 330 | 0 | 38.03 | 38.82 | 6 | 0
2020 | PJM_E_2_NYISO_J-K | PJM_E | NYISO_J-K | Internal | Summer | B9 | 800 | 330 | 0 | 36.48 | 38.22 | 6 | 0
2020 | PJM_E_2_NYISO_J-K | PJM_E | NYISO_J-K | Internal | Summer | B10 | 1262 | 330 | 0 | 35.15 | 38.22 | 6 | 0
2020 | PJM_E_2_NYISO_J-K | PJM_E | NYISO_J-K | Internal | Winter | B16 | 25 | 330 | 329.98 | 57.45 | 63.46 | 6 | 0.01
2020 | PJM_E_2_NYISO_J-K | PJM_E | NYISO_J-K | Internal | Winter | B17 | 100 | 330 | 127.17 | 50.28 | 56.28 | 6 | 0
2020 | PJM_E_2_NYISO_J-K | PJM_E | NYISO_J-K | Internal | Winter | B18 | 400 | 330 | 0 | 45.56 | 51.17 | 6 | 0
2020 | PJM_E_2_NYISO_J-K | PJM_E | NYISO_J-K | Internal | Winter | B19 | 700 | 330 | 296.92 | 43.44 | 49.44 | 6 | 0
2020 | PJM_E_2_NYISO_J-K | PJM_E | NYISO_J-K | Internal | Winter | B20 | 935 | 330 | 330 | 39.78 | 48.1 | 6 | 2.33
2020 | PJM_E_2_PJM_ROM | PJM_E | PJM_ROM | Internal | Shoulder | B11 | 25 | 8000 | 2104.19 | 56.42 | 56.43 | 0.01 | 0
2020 | PJM_E_2_PJM_ROM | PJM_E | PJM_ROM | Internal | Shoulder | B12 | 200 | 8000 | 2058.75 | 48.72 | 48.73 | 0.01 | 0
2020 | PJM_E_2_PJM_ROM | PJM_E | PJM_ROM | Internal | Shoulder | B13 | 600 | 8000 | 2033.01 | 43.02 | 43.03 | 0.01 | 0
2020 | PJM_E_2_PJM_ROM | PJM_E | PJM_ROM | Internal | Shoulder | B14 | 900 | 8000 | 0 | 40.26 | 40.25 | 0.01 | 0
2020 | PJM_E_2_PJM_ROM | PJM_E | PJM_ROM | Internal | Shoulder | B15 | 1203 | 8000 | 0 | 37.66 | 37.65 | 0.01 | 0
2020 | PJM_E_2_PJM_ROM | PJM_E | PJM_ROM | Internal | Summer | B1 | 10 | 8000 | 0.02 | 67.83 | 67.82 | 0.01 | 0
2020 | PJM_E_2_PJM_ROM | PJM_E | PJM_ROM | Internal | Summer | B2 | 25 | 8000 | 0.01 | 65.73 | 65.72 | 0.01 | 0
2020 | PJM_E_2_PJM_ROM | PJM_E | PJM_ROM | Internal | Summer | B3 | 75 | 8000 | 0 | 61.89 | 61.87 | 0.01 | 0
2020 | PJM_E_2_PJM_ROM | PJM_E | PJM_ROM | Internal | Summer | B4 | 100 | 8000 | 1336.23 | 61.69 | 61.7 | 0.01 | 0
2020 | PJM_E_2_PJM_ROM | PJM_E | PJM_ROM | Internal | Summer | B5 | 200 | 8000 | 0 | 56.95 | 56.93 | 0.01 | 0
2020 | PJM_E_2_PJM_ROM | PJM_E | PJM_ROM | Internal | Summer | B6 | 300 | 8000 | 0 | 49.23 | 49.21 | 0.01 | 0
2020 | PJM_E_2_PJM_ROM | PJM_E | PJM_ROM | Internal | Summer | B7 | 400 | 8000 | 0 | 41.99 | 41.98 | 0.01 | 0
2020 | PJM_E_2_PJM_ROM | PJM_E | PJM_ROM | Internal | Summer | B8 | 500 | 8000 | 0 | 38.03 | 38.02 | 0.01 | 0
2020 | PJM_E_2_PJM_ROM | PJM_E | PJM_ROM | Internal | Summer | B9 | 800 | 8000 | 0 | 36.48 | 36.47 | 0.01 | 0
2020 | PJM_E_2_PJM_ROM | PJM_E | PJM_ROM | Internal | Summer | B10 | 1262 | 8000 | 0 | 35.15 | 35.13 | 0.01 | 0
2020 | PJM_E_2_PJM_ROM | PJM_E | PJM_ROM | Internal | Winter | B16 | 25 | 8000 | 0.01 | 57.45 | 57.44 | 0.01 | 0
2020 | PJM_E_2_PJM_ROM | PJM_E | PJM_ROM | Internal | Winter | B17 | 100 | 8000 | 0 | 50.28 | 50.27 | 0.01 | 0
2020 | PJM_E_2_PJM_ROM | PJM_E | PJM_ROM | Internal | Winter | B18 | 400 | 8000 | 0 | 45.56 | 45.54 | 0.01 | 0
2020 | PJM_E_2_PJM_ROM | PJM_E | PJM_ROM | Internal | Winter | B19 | 700 | 8000 | 0 | 43.44 | 43.42 | 0.01 | 0
2020 | PJM_E_2_PJM_ROM | PJM_E | PJM_ROM | Internal | Winter | B20 | 935 | 8000 | 0 | 39.78 | 39.77 | 0.01 | 0
2020 | PJM_ROR_2_MISO_IN | PJM_ROR | MISO_IN | Internal | Shoulder | B11 | 25 | 909 | 503.85 | 56.44 | 58.44 | 2 | 0
2020 | PJM_ROR_2_MISO_IN | PJM_ROR | MISO_IN | Internal | Shoulder | B12 | 200 | 909 | 0 | 48.72 | 46.75 | 2 | 0
2020 | PJM_ROR_2_MISO_IN | PJM_ROR | MISO_IN | Internal | Shoulder | B13 | 600 | 909 | 0 | 43.02 | 44.34 | 2 | 0
2020 | PJM_ROR_2_MISO_IN | PJM_ROR | MISO_IN | Internal | Shoulder | B14 | 900 | 909 | 0 | 40.24 | 41.18 | 2 | 0
2020 | PJM_ROR_2_MISO_IN | PJM_ROR | MISO_IN | Internal | Shoulder | B15 | 1203 | 909 | 0 | 37.64 | 38.23 | 2 | 0
2020 | PJM_ROR_2_MISO_IN | PJM_ROR | MISO_IN | Internal | Summer | B1 | 10 | 909 | 0 | 67.8 | 65.8 | 2 | 0
2020 | PJM_ROR_2_MISO_IN | PJM_ROR | MISO_IN | Internal | Summer | B2 | 25 | 909 | 0 | 65.71 | 64.13 | 2 | 0
2020 | PJM_ROR_2_MISO_IN | PJM_ROR | MISO_IN | Internal | Summer | B3 | 75 | 909 | 0 | 61.86 | 63.36 | 2 | 0
2020 | PJM_ROR_2_MISO_IN | PJM_ROR | MISO_IN | Internal | Summer | B4 | 100 | 909 | 0 | 61.71 | 61.15 | 2 | 0
2020 | PJM_ROR_2_MISO_IN | PJM_ROR | MISO_IN | Internal | Summer | B5 | 200 | 909 | 0 | 56.95 | 58.93 | 2 | 0
2020 | PJM_ROR_2_MISO_IN | PJM_ROR | MISO_IN | Internal | Summer | B6 | 300 | 909 | 0 | 49.2 | 49.94 | 2 | 0
2020 | PJM_ROR_2_MISO_IN | PJM_ROR | MISO_IN | Internal | Summer | B7 | 400 | 909 | 0 | 41.97 | 42.31 | 2 | 0
2020 | PJM_ROR_2_MISO_IN | PJM_ROR | MISO_IN | Internal | Summer | B8 | 500 | 909 | 0 | 38.01 | 38.78 | 2 | 0
2020 | PJM_ROR_2_MISO_IN | PJM_ROR | MISO_IN | Internal | Summer | B9 | 800 | 909 | 0 | 36.45 | 37.84 | 2 | 0
2020 | PJM_ROR_2_MISO_IN | PJM_ROR | MISO_IN | Internal | Summer | B10 | 1262 | 909 | 0 | 35.12 | 35.66 | 2 | 0
2020 | PJM_ROR_2_MISO_IN | PJM_ROR | MISO_IN | Internal | Winter | B16 | 25 | 909 | 0 | 57.42 | 55.45 | 2 | 0
2020 | PJM_ROR_2_MISO_IN | PJM_ROR | MISO_IN | Internal | Winter | B17 | 100 | 909 | 0 | 50.25 | 48.28 | 2 | 0
2020 | PJM_ROR_2_MISO_IN | PJM_ROR | MISO_IN | Internal | Winter | B18 | 400 | 909 | 0 | 45.53 | 44.45 | 2 | 0
2020 | PJM_ROR_2_MISO_IN | PJM_ROR | MISO_IN | Internal | Winter | B19 | 700 | 909 | 0 | 42.61 | 42.31 | 2 | 0
2020 | PJM_ROR_2_MISO_IN | PJM_ROR | MISO_IN | Internal | Winter | B20 | 935 | 909 | 0 | 39.71 | 37.71 | 2 | 0
2020 | PJM_ROR_2_MISO_MI | PJM_ROR | MISO_MI | Internal | Shoulder | B11 | 25 | 1305 | 0.02 | 56.44 | 58.43 | 2 | 0
2020 | PJM_ROR_2_MISO_MI | PJM_ROR | MISO_MI | Internal | Shoulder | B12 | 200 | 1305 | 0 | 48.72 | 46.76 | 2 | 0
2020 | PJM_ROR_2_MISO_MI | PJM_ROR | MISO_MI | Internal | Shoulder | B13 | 600 | 1305 | 0 | 43.02 | 44.36 | 2 | 0
2020 | PJM_ROR_2_MISO_MI | PJM_ROR | MISO_MI | Internal | Shoulder | B14 | 900 | 1305 | 0 | 40.24 | 41.19 | 2 | 0
2020 | PJM_ROR_2_MISO_MI | PJM_ROR | MISO_MI | Internal | Shoulder | B15 | 1203 | 1305 | 0 | 37.64 | 38.24 | 2 | 0
2020 | PJM_ROR_2_MISO_MI | PJM_ROR | MISO_MI | Internal | Summer | B1 | 10 | 1305 | 0 | 67.8 | 65.79 | 2 | 0
2020 | PJM_ROR_2_MISO_MI | PJM_ROR | MISO_MI | Internal | Summer | B2 | 25 | 1305 | 0 | 65.71 | 64.12 | 2 | 0
2020 | PJM_ROR_2_MISO_MI | PJM_ROR | MISO_MI | Internal | Summer | B3 | 75 | 1305 | 0 | 61.86 | 63.35 | 2 | 0
2020 | PJM_ROR_2_MISO_MI | PJM_ROR | MISO_MI | Internal | Summer | B4 | 100 | 1305 | 0 | 61.71 | 59.71 | 2 | 0
2020 | PJM_ROR_2_MISO_MI | PJM_ROR | MISO_MI | Internal | Summer | B5 | 200 | 1305 | 0 | 56.95 | 58.75 | 2 | 0
2020 | PJM_ROR_2_MISO_MI | PJM_ROR | MISO_MI | Internal | Summer | B6 | 300 | 1305 | 0 | 49.2 | 49.93 | 2 | 0
2020 | PJM_ROR_2_MISO_MI | PJM_ROR | MISO_MI | Internal | Summer | B7 | 400 | 1305 | 0 | 41.97 | 42.32 | 2 | 0
2020 | PJM_ROR_2_MISO_MI | PJM_ROR | MISO_MI | Internal | Summer | B8 | 500 | 1305 | 0 | 38.01 | 38.8 | 2 | 0
2020 | PJM_ROR_2_MISO_MI | PJM_ROR | MISO_MI | Internal | Summer | B9 | 800 | 1305 | 0 | 36.45 | 37.85 | 2 | 0
2020 | PJM_ROR_2_MISO_MI | PJM_ROR | MISO_MI | Internal | Summer | B10 | 1262 | 1305 | 0 | 35.12 | 35.67 | 2 | 0
2020 | PJM_ROR_2_MISO_MI | PJM_ROR | MISO_MI | Internal | Winter | B16 | 25 | 1305 | 0 | 57.42 | 55.44 | 2 | 0
2020 | PJM_ROR_2_MISO_MI | PJM_ROR | MISO_MI | Internal | Winter | B17 | 100 | 1305 | 0 | 50.25 | 48.29 | 2 | 0
2020 | PJM_ROR_2_MISO_MI | PJM_ROR | MISO_MI | Internal | Winter | B18 | 400 | 1305 | 0 | 45.53 | 44.46 | 2 | 0
2020 | PJM_ROR_2_MISO_MI | PJM_ROR | MISO_MI | Internal | Winter | B19 | 700 | 1305 | 0 | 42.61 | 42.33 | 2 | 0
2020 | PJM_ROR_2_MISO_MI | PJM_ROR | MISO_MI | Internal | Winter | B20 | 935 | 1305 | 0 | 39.71 | 37.72 | 2 | 0
2020 | PJM_ROR_2_MISO_MO-IL | PJM_ROR | MISO_MO-IL | Internal | Shoulder | B11 | 25 | 1111 | 1110.98 | 56.44 | 58.46 | 2 | 0.01
2020 | PJM_ROR_2_MISO_MO-IL | PJM_ROR | MISO_MO-IL | Internal | Shoulder | B12 | 200 | 1111 | 0 | 48.72 | 46.75 | 2 | 0
2020 | PJM_ROR_2_MISO_MO-IL | PJM_ROR | MISO_MO-IL | Internal | Shoulder | B13 | 600 | 1111 | 0 | 43.02 | 44.33 | 2 | 0
2020 | PJM_ROR_2_MISO_MO-IL | PJM_ROR | MISO_MO-IL | Internal | Shoulder | B14 | 900 | 1111 | 0 | 40.24 | 41.19 | 2 | 0
2020 | PJM_ROR_2_MISO_MO-IL | PJM_ROR | MISO_MO-IL | Internal | Shoulder | B15 | 1203 | 1111 | 0 | 37.64 | 38.24 | 2 | 0
2020 | PJM_ROR_2_MISO_MO-IL | PJM_ROR | MISO_MO-IL | Internal | Summer | B1 | 10 | 1111 | 0 | 67.8 | 65.82 | 2 | 0
2020 | PJM_ROR_2_MISO_MO-IL | PJM_ROR | MISO_MO-IL | Internal | Summer | B2 | 25 | 1111 | 0 | 65.71 | 64.12 | 2 | 0
2020 | PJM_ROR_2_MISO_MO-IL | PJM_ROR | MISO_MO-IL | Internal | Summer | B3 | 75 | 1111 | 0 | 61.86 | 63.37 | 2 | 0
2020 | PJM_ROR_2_MISO_MO-IL | PJM_ROR | MISO_MO-IL | Internal | Summer | B4 | 100 | 1111 | 0 | 61.71 | 61.17 | 2 | 0
2020 | PJM_ROR_2_MISO_MO-IL | PJM_ROR | MISO_MO-IL | Internal | Summer | B5 | 200 | 1111 | 111.29 | 56.95 | 58.95 | 2 | 0
2020 | PJM_ROR_2_MISO_MO-IL | PJM_ROR | MISO_MO-IL | Internal | Summer | B6 | 300 | 1111 | 0 | 49.2 | 49.95 | 2 | 0
2020 | PJM_ROR_2_MISO_MO-IL | PJM_ROR | MISO_MO-IL | Internal | Summer | B7 | 400 | 1111 | 0 | 41.97 | 42.32 | 2 | 0
2020 | PJM_ROR_2_MISO_MO-IL | PJM_ROR | MISO_MO-IL | Internal | Summer | B8 | 500 | 1111 | 0 | 38.01 | 38.8 | 2 | 0
2020 | PJM_ROR_2_MISO_MO-IL | PJM_ROR | MISO_MO-IL | Internal | Summer | B9 | 800 | 1111 | 0 | 36.45 | 37.85 | 2 | 0
2020 | PJM_ROR_2_MISO_MO-IL | PJM_ROR | MISO_MO-IL | Internal | Summer | B10 | 1262 | 1111 | 0 | 35.12 | 35.64 | 2 | 0
2020 | PJM_ROR_2_MISO_MO-IL | PJM_ROR | MISO_MO-IL | Internal | Winter | B16 | 25 | 1111 | 0 | 57.42 | 55.44 | 2 | 0
2020 | PJM_ROR_2_MISO_MO-IL | PJM_ROR | MISO_MO-IL | Internal | Winter | B17 | 100 | 1111 | 0 | 50.25 | 48.27 | 2 | 0
2020 | PJM_ROR_2_MISO_MO-IL | PJM_ROR | MISO_MO-IL | Internal | Winter | B18 | 400 | 1111 | 0 | 45.53 | 44.44 | 2 | 0
2020 | PJM_ROR_2_MISO_MO-IL | PJM_ROR | MISO_MO-IL | Internal | Winter | B19 | 700 | 1111 | 0 | 42.61 | 42.33 | 2 | 0
2020 | PJM_ROR_2_MISO_MO-IL | PJM_ROR | MISO_MO-IL | Internal | Winter | B20 | 935 | 1111 | 0 | 39.71 | 37.72 | 2 | 0
2020 | PJM_ROR_2_MISO_W | PJM_ROR | MISO_W | Internal | Shoulder | B11 | 25 | 10071 | 3140.94 | 56.44 | 58.44 | 2 | 0
2020 | PJM_ROR_2_MISO_W | PJM_ROR | MISO_W | Internal | Shoulder | B12 | 200 | 10071 | 0 | 48.72 | 46.73 | 2 | 0
2020 | PJM_ROR_2_MISO_W | PJM_ROR | MISO_W | Internal | Shoulder | B13 | 600 | 10071 | 0 | 43.02 | 44.32 | 2 | 0
2020 | PJM_ROR_2_MISO_W | PJM_ROR | MISO_W | Internal | Shoulder | B14 | 900 | 10071 | 0 | 40.24 | 41.2 | 2 | 0
2020 | PJM_ROR_2_MISO_W | PJM_ROR | MISO_W | Internal | Shoulder | B15 | 1203 | 10071 | 0 | 37.64 | 38.23 | 2 | 0
2020 | PJM_ROR_2_MISO_W | PJM_ROR | MISO_W | Internal | Summer | B1 | 10 | 10071 | 0 | 67.8 | 65.8 | 2 | 0
2020 | PJM_ROR_2_MISO_W | PJM_ROR | MISO_W | Internal | Summer | B2 | 25 | 10071 | 0 | 65.71 | 64.11 | 2 | 0
2020 | PJM_ROR_2_MISO_W | PJM_ROR | MISO_W | Internal | Summer | B3 | 75 | 10071 | 0 | 61.86 | 63.38 | 2 | 0
2020 | PJM_ROR_2_MISO_W | PJM_ROR | MISO_W | Internal | Summer | B4 | 100 | 10071 | 0 | 61.71 | 61.18 | 2 | 0
2020 | PJM_ROR_2_MISO_W | PJM_ROR | MISO_W | Internal | Summer | B5 | 200 | 10071 | 2330.76 | 56.95 | 58.95 | 2 | 0
2020 | PJM_ROR_2_MISO_W | PJM_ROR | MISO_W | Internal | Summer | B6 | 300 | 10071 | 0 | 49.2 | 49.97 | 2 | 0
2020 | PJM_ROR_2_MISO_W | PJM_ROR | MISO_W | Internal | Summer | B7 | 400 | 10071 | 0 | 41.97 | 42.33 | 2 | 0
2020 | PJM_ROR_2_MISO_W | PJM_ROR | MISO_W | Internal | Summer | B8 | 500 | 10071 | 0 | 38.01 | 38.81 | 2 | 0
2020 | PJM_ROR_2_MISO_W | PJM_ROR | MISO_W | Internal | Summer | B9 | 800 | 10071 | 0 | 36.45 | 37.86 | 2 | 0
2020 | PJM_ROR_2_MISO_W | PJM_ROR | MISO_W | Internal | Summer | B10 | 1262 | 10071 | 0 | 35.12 | 35.63 | 2 | 0
2020 | PJM_ROR_2_MISO_W | PJM_ROR | MISO_W | Internal | Winter | B16 | 25 | 10071 | 0 | 57.42 | 55.42 | 2 | 0
2020 | PJM_ROR_2_MISO_W | PJM_ROR | MISO_W | Internal | Winter | B17 | 100 | 10071 | 0 | 50.25 | 48.25 | 2 | 0
2020 | PJM_ROR_2_MISO_W | PJM_ROR | MISO_W | Internal | Winter | B18 | 400 | 10071 | 0 | 45.53 | 44.43 | 2 | 0
2020 | PJM_ROR_2_MISO_W | PJM_ROR | MISO_W | Internal | Winter | B19 | 700 | 10071 | 0 | 42.61 | 42.34 | 2 | 0
2020 | PJM_ROR_2_MISO_W | PJM_ROR | MISO_W | Internal | Winter | B20 | 935 | 10071 | 0 | 39.71 | 37.73 | 2 | 0
2020 | PJM_ROR_2_MISO_WUMS | PJM_ROR | MISO_WUMS | Internal | Shoulder | B11 | 25 | 1467 | 0.02 | 56.44 | 58.43 | 2 | 0
2020 | PJM_ROR_2_MISO_WUMS | PJM_ROR | MISO_WUMS | Internal | Shoulder | B12 | 200 | 1467 | 0 | 48.72 | 46.72 | 2 | 0
2020 | PJM_ROR_2_MISO_WUMS | PJM_ROR | MISO_WUMS | Internal | Shoulder | B13 | 600 | 1467 | 0 | 43.02 | 44.31 | 2 | 0
2020 | PJM_ROR_2_MISO_WUMS | PJM_ROR | MISO_WUMS | Internal | Shoulder | B14 | 900 | 1467 | 0 | 40.24 | 41.19 | 2 | 0
2020 | PJM_ROR_2_MISO_WUMS | PJM_ROR | MISO_WUMS | Internal | Shoulder | B15 | 1203 | 1467 | 0 | 37.64 | 38.22 | 2 | 0
2020 | PJM_ROR_2_MISO_WUMS | PJM_ROR | MISO_WUMS | Internal | Summer | B1 | 10 | 1467 | 0 | 67.8 | 60.4 | 2 | 0
2020 | PJM_ROR_2_MISO_WUMS | PJM_ROR | MISO_WUMS | Internal | Summer | B2 | 25 | 1467 | 0 | 65.71 | 60.4 | 2 | 0
2020 | PJM_ROR_2_MISO_WUMS | PJM_ROR | MISO_WUMS | Internal | Summer | B3 | 75 | 1467 | 0 | 61.86 | 60.4 | 2 | 0
2020 | PJM_ROR_2_MISO_WUMS | PJM_ROR | MISO_WUMS | Internal | Summer | B4 | 100 | 1467 | 0 | 61.71 | 60.4 | 2 | 0
2020 | PJM_ROR_2_MISO_WUMS | PJM_ROR | MISO_WUMS | Internal | Summer | B5 | 200 | 1467 | 0 | 56.95 | 58.93 | 2 | 0
2020 | PJM_ROR_2_MISO_WUMS | PJM_ROR | MISO_WUMS | Internal | Summer | B6 | 300 | 1467 | 0 | 49.2 | 49.95 | 2 | 0
2020 | PJM_ROR_2_MISO_WUMS | PJM_ROR | MISO_WUMS | Internal | Summer | B7 | 400 | 1467 | 0 | 41.97 | 42.32 | 2 | 0
2020 | PJM_ROR_2_MISO_WUMS | PJM_ROR | MISO_WUMS | Internal | Summer | B8 | 500 | 1467 | 0 | 38.01 | 38.8 | 2 | 0
2020 | PJM_ROR_2_MISO_WUMS | PJM_ROR | MISO_WUMS | Internal | Summer | B9 | 800 | 1467 | 0 | 36.45 | 37.85 | 2 | 0
2020 | PJM_ROR_2_MISO_WUMS | PJM_ROR | MISO_WUMS | Internal | Summer | B10 | 1262 | 1467 | 0 | 35.12 | 35.64 | 2 | 0
2020 | PJM_ROR_2_MISO_WUMS | PJM_ROR | MISO_WUMS | Internal | Winter | B16 | 25 | 1467 | 0 | 57.42 | 55.42 | 2 | 0
2020 | PJM_ROR_2_MISO_WUMS | PJM_ROR | MISO_WUMS | Internal | Winter | B17 | 100 | 1467 | 0 | 50.25 | 48.25 | 2 | 0
2020 | PJM_ROR_2_MISO_WUMS | PJM_ROR | MISO_WUMS | Internal | Winter | B18 | 400 | 1467 | 0 | 45.53 | 44.41 | 2 | 0
2020 | PJM_ROR_2_MISO_WUMS | PJM_ROR | MISO_WUMS | Internal | Winter | B19 | 700 | 1467 | 0 | 42.61 | 42.33 | 2 | 0
2020 | PJM_ROR_2_MISO_WUMS | PJM_ROR | MISO_WUMS | Internal | Winter | B20 | 935 | 1467 | 0 | 39.71 | 37.72 | 2 | 0
2020 | PJM_ROR_2_PJM_ROM | PJM_ROR | PJM_ROM | Internal | Shoulder | B11 | 25 | 8000 | 0.01 | 56.44 | 56.43 | 0.01 | 0
2020 | PJM_ROR_2_PJM_ROM | PJM_ROR | PJM_ROM | Internal | Shoulder | B12 | 200 | 8000 | 598.32 | 48.72 | 48.73 | 0.01 | 0
2020 | PJM_ROR_2_PJM_ROM | PJM_ROR | PJM_ROM | Internal | Shoulder | B13 | 600 | 8000 | 399.58 | 43.02 | 43.03 | 0.01 | 0
2020 | PJM_ROR_2_PJM_ROM | PJM_ROR | PJM_ROM | Internal | Shoulder | B14 | 900 | 8000 | 2809.5 | 40.24 | 40.25 | 0.01 | 0
2020 | PJM_ROR_2_PJM_ROM | PJM_ROR | PJM_ROM | Internal | Shoulder | B15 | 1203 | 8000 | 3679.44 | 37.64 | 37.65 | 0.01 | 0
2020 | PJM_ROR_2_PJM_ROM | PJM_ROR | PJM_ROM | Internal | Summer | B1 | 10 | 8000 | 6482.03 | 67.8 | 67.82 | 0.01 | 0
2020 | PJM_ROR_2_PJM_ROM | PJM_ROR | PJM_ROM | Internal | Summer | B2 | 25 | 8000 | 4147.83 | 65.71 | 65.72 | 0.01 | 0
2020 | PJM_ROR_2_PJM_ROM | PJM_ROR | PJM_ROM | Internal | Summer | B3 | 75 | 8000 | 1220.21 | 61.86 | 61.87 | 0.01 | 0
2020 | PJM_ROR_2_PJM_ROM | PJM_ROR | PJM_ROM | Internal | Summer | B4 | 100 | 8000 | 0 | 61.71 | 61.7 | 0.01 | 0
2020 | PJM_ROR_2_PJM_ROM | PJM_ROR | PJM_ROM | Internal | Summer | B5 | 200 | 8000 | 0 | 56.95 | 56.93 | 0.01 | 0
2020 | PJM_ROR_2_PJM_ROM | PJM_ROR | PJM_ROM | Internal | Summer | B6 | 300 | 8000 | 3942.44 | 49.2 | 49.21 | 0.01 | 0
2020 | PJM_ROR_2_PJM_ROM | PJM_ROR | PJM_ROM | Internal | Summer | B7 | 400 | 8000 | 2439.42 | 41.97 | 41.98 | 0.01 | 0
2020 | PJM_ROR_2_PJM_ROM | PJM_ROR | PJM_ROM | Internal | Summer | B8 | 500 | 8000 | 4164.82 | 38.01 | 38.02 | 0.01 | 0
2020 | PJM_ROR_2_PJM_ROM | PJM_ROR | PJM_ROM | Internal | Summer | B9 | 800 | 8000 | 8000 | 36.45 | 36.47 | 0.01 | 0.01
2020 | PJM_ROR_2_PJM_ROM | PJM_ROR | PJM_ROM | Internal | Summer | B10 | 1262 | 8000 | 7933.67 | 35.12 | 35.13 | 0.01 | 0
2020 | PJM_ROR_2_PJM_ROM | PJM_ROR | PJM_ROM | Internal | Winter | B16 | 25 | 8000 | 3558.2 | 57.42 | 57.44 | 0.01 | 0
2020 | PJM_ROR_2_PJM_ROM | PJM_ROR | PJM_ROM | Internal | Winter | B17 | 100 | 8000 | 4209.94 | 50.25 | 50.27 | 0.01 | 0
2020 | PJM_ROR_2_PJM_ROM | PJM_ROR | PJM_ROM | Internal | Winter | B18 | 400 | 8000 | 6717.85 | 45.53 | 45.54 | 0.01 | 0
2020 | PJM_ROR_2_PJM_ROM | PJM_ROR | PJM_ROM | Internal | Winter | B19 | 700 | 8000 | 8000 | 42.61 | 43.42 | 0.01 | 0.8
2020 | PJM_ROR_2_PJM_ROM | PJM_ROR | PJM_ROM | Internal | Winter | B20 | 935 | 8000 | 8000 | 39.71 | 39.77 | 0.01 | 0.05
2020 | PJM_ROR_2_TVA_Transmission | PJM_ROR | TVA_Transmission | Internal | Shoulder | B11 | 25 | 2500 | 0 | 56.44 | 61.2 | 6 | 0
2020 | PJM_ROR_2_TVA_Transmission | PJM_ROR | TVA_Transmission | Internal | Shoulder | B12 | 200 | 2500 | 0 | 48.72 | 48.34 | 6 | 0
2020 | PJM_ROR_2_TVA_Transmission | PJM_ROR | TVA_Transmission | Internal | Shoulder | B13 | 600 | 2500 | 0 | 43.02 | 46.02 | 6 | 0
2020 | PJM_ROR_2_TVA_Transmission | PJM_ROR | TVA_Transmission | Internal | Shoulder | B14 | 900 | 2500 | 0 | 40.24 | 44.16 | 6 | 0
2020 | PJM_ROR_2_TVA_Transmission | PJM_ROR | TVA_Transmission | Internal | Shoulder | B15 | 1203 | 2500 | 0 | 37.64 | 42.8 | 6 | 0
2020 | PJM_ROR_2_TVA_Transmission | PJM_ROR | TVA_Transmission | Internal | Summer | B1 | 10 | 2500 | 711.02 | 67.8 | 73.8 | 6 | 0
2020 | PJM_ROR_2_TVA_Transmission | PJM_ROR | TVA_Transmission | Internal | Summer | B2 | 25 | 2500 | 1667 | 65.71 | 71.71 | 6 | 0
2020 | PJM_ROR_2_TVA_Transmission | PJM_ROR | TVA_Transmission | Internal | Summer | B3 | 75 | 2500 | 169.9 | 61.86 | 67.86 | 6 | 0
2020 | PJM_ROR_2_TVA_Transmission | PJM_ROR | TVA_Transmission | Internal | Summer | B4 | 100 | 2500 | 243.51 | 61.71 | 67.71 | 6 | 0
2020 | PJM_ROR_2_TVA_Transmission | PJM_ROR | TVA_Transmission | Internal | Summer | B5 | 200 | 2500 | 134.41 | 56.95 | 62.95 | 6 | 0
2020 | PJM_ROR_2_TVA_Transmission | PJM_ROR | TVA_Transmission | Internal | Summer | B6 | 300 | 2500 | 0 | 49.2 | 54.31 | 6 | 0
2020 | PJM_ROR_2_TVA_Transmission | PJM_ROR | TVA_Transmission | Internal | Summer | B7 | 400 | 2500 | 0 | 41.97 | 47.5 | 6 | 0
2020 | PJM_ROR_2_TVA_Transmission | PJM_ROR | TVA_Transmission | Internal | Summer | B8 | 500 | 2500 | 0 | 38.01 | 42.33 | 6 | 0
2020 | PJM_ROR_2_TVA_Transmission | PJM_ROR | TVA_Transmission | Internal | Summer | B9 | 800 | 2500 | 0 | 36.45 | 41.59 | 6 | 0
2020 | PJM_ROR_2_TVA_Transmission | PJM_ROR | TVA_Transmission | Internal | Summer | B10 | 1262 | 2500 | 0 | 35.12 | 39.26 | 6 | 0
2020 | PJM_ROR_2_TVA_Transmission | PJM_ROR | TVA_Transmission | Internal | Winter | B16 | 25 | 2500 | 69.72 | 57.42 | 63.42 | 6 | 0
2020 | PJM_ROR_2_TVA_Transmission | PJM_ROR | TVA_Transmission | Internal | Winter | B17 | 100 | 2500 | 0 | 50.25 | 50.97 | 6 | 0
2020 | PJM_ROR_2_TVA_Transmission | PJM_ROR | TVA_Transmission | Internal | Winter | B18 | 400 | 2500 | 0 | 45.53 | 47.28 | 6 | 0
2020 | PJM_ROR_2_TVA_Transmission | PJM_ROR | TVA_Transmission | Internal | Winter | B19 | 700 | 2500 | 0 | 42.61 | 44.94 | 6 | 0
2020 | PJM_ROR_2_TVA_Transmission | PJM_ROR | TVA_Transmission | Internal | Winter | B20 | 935 | 2500 | 0 | 39.71 | 43.06 | 6 | 0
2020 | PJM_ROR_2_VACAR | PJM_ROR | VACAR | Internal | Shoulder | B11 | 25 | 3865 | 0 | 56.44 | 60.7 | 6 | 0
2020 | PJM_ROR_2_VACAR | PJM_ROR | VACAR | Internal | Shoulder | B12 | 200 | 3865 | 0 | 48.72 | 49.48 | 6 | 0
2020 | PJM_ROR_2_VACAR | PJM_ROR | VACAR | Internal | Shoulder | B13 | 600 | 3865 | 0 | 43.02 | 46.79 | 6 | 0
2020 | PJM_ROR_2_VACAR | PJM_ROR | VACAR | Internal | Shoulder | B14 | 900 | 3865 | 0 | 40.24 | 45.98 | 6 | 0
2020 | PJM_ROR_2_VACAR | PJM_ROR | VACAR | Internal | Shoulder | B15 | 1203 | 3865 | 0 | 37.64 | 42.39 | 6 | 0
2020 | PJM_ROR_2_VACAR | PJM_ROR | VACAR | Internal | Summer | B1 | 10 | 3865 | 2902.89 | 67.8 | 73.8 | 6 | 0
2020 | PJM_ROR_2_VACAR | PJM_ROR | VACAR | Internal | Summer | B2 | 25 | 3865 | 3865 | 65.71 | 73.8 | 6 | 2.1
2020 | PJM_ROR_2_VACAR | PJM_ROR | VACAR | Internal | Summer | B3 | 75 | 3865 | 3865 | 61.86 | 72.49 | 6 | 4.62
2020 | PJM_ROR_2_VACAR | PJM_ROR | VACAR | Internal | Summer | B4 | 100 | 3865 | 3687.71 | 61.71 | 67.71 | 6 | 0
2020 | PJM_ROR_2_VACAR | PJM_ROR | VACAR | Internal | Summer | B5 | 200 | 3865 | 3158.05 | 56.95 | 62.95 | 6 | 0
2020 | PJM_ROR_2_VACAR | PJM_ROR | VACAR | Internal | Summer | B6 | 300 | 3865 | 2278.1 | 49.2 | 55.2 | 6 | 0
2020 | PJM_ROR_2_VACAR | PJM_ROR | VACAR | Internal | Summer | B7 | 400 | 3865 | 3844.71 | 41.97 | 47.97 | 6 | 0
2020 | PJM_ROR_2_VACAR | PJM_ROR | VACAR | Internal | Summer | B8 | 500 | 3865 | 3186.82 | 38.01 | 44.01 | 6 | 0
2020 | PJM_ROR_2_VACAR | PJM_ROR | VACAR | Internal | Summer | B9 | 800 | 3865 | 1965.72 | 36.45 | 42.45 | 6 | 0
2020 | PJM_ROR_2_VACAR | PJM_ROR | VACAR | Internal | Summer | B10 | 1262 | 3865 | 0 | 35.12 | 40.67 | 6 | 0
2020 | PJM_ROR_2_VACAR | PJM_ROR | VACAR | Internal | Winter | B16 | 25 | 3865 | 3865 | 57.42 | 72.42 | 6 | 9
2020 | PJM_ROR_2_VACAR | PJM_ROR | VACAR | Internal | Winter | B17 | 100 | 3865 | 1428.16 | 50.25 | 56.25 | 6 | 0
2020 | PJM_ROR_2_VACAR | PJM_ROR | VACAR | Internal | Winter | B18 | 400 | 3865 | 0 | 45.53 | 48.14 | 6 | 0
2020 | PJM_ROR_2_VACAR | PJM_ROR | VACAR | Internal | Winter | B19 | 700 | 3865 | 0 | 42.61 | 46.27 | 6 | 0
2020 | PJM_ROR_2_VACAR | PJM_ROR | VACAR | Internal | Winter | B20 | 935 | 3865 | 3865 | 39.71 | 46.27 | 6 | 0.57
2020 | PJM_ROM_2_NYISO_A-F | PJM_ROM | NYISO_A-F | Internal | Shoulder | B11 | 25 | 2000 | 0 | 56.43 | 44.17 | 6 | 0
2020 | PJM_ROM_2_NYISO_A-F | PJM_ROM | NYISO_A-F | Internal | Shoulder | B12 | 200 | 2000 | 0 | 48.73 | 43.7 | 6 | 0
2020 | PJM_ROM_2_NYISO_A-F | PJM_ROM | NYISO_A-F | Internal | Shoulder | B13 | 600 | 2000 | 0 | 43.03 | 40.47 | 6 | 0
2020 | PJM_ROM_2_NYISO_A-F | PJM_ROM | NYISO_A-F | Internal | Shoulder | B14 | 900 | 2000 | 0 | 40.25 | 40.01 | 6 | 0
2020 | PJM_ROM_2_NYISO_A-F | PJM_ROM | NYISO_A-F | Internal | Shoulder | B15 | 1203 | 2000 | 0 | 37.65 | 40.01 | 6 | 0
2020 | PJM_ROM_2_NYISO_A-F | PJM_ROM | NYISO_A-F | Internal | Summer | B1 | 10 | 2000 | 0 | 67.82 | 53.3 | 6 | 0
2020 | PJM_ROM_2_NYISO_A-F | PJM_ROM | NYISO_A-F | Internal | Summer | B2 | 25 | 2000 | 0 | 65.72 | 53.3 | 6 | 0
2020 | PJM_ROM_2_NYISO_A-F | PJM_ROM | NYISO_A-F | Internal | Summer | B3 | 75 | 2000 | 0 | 61.87 | 52.91 | 6 | 0
2020 | PJM_ROM_2_NYISO_A-F | PJM_ROM | NYISO_A-F | Internal | Summer | B4 | 100 | 2000 | 0 | 61.7 | 46.14 | 6 | 0
2020 | PJM_ROM_2_NYISO_A-F | PJM_ROM | NYISO_A-F | Internal | Summer | B5 | 200 | 2000 | 0 | 56.93 | 46.14 | 6 | 0
2020 | PJM_ROM_2_NYISO_A-F | PJM_ROM | NYISO_A-F | Internal | Summer | B6 | 300 | 2000 | 0 | 49.21 | 45.21 | 6 | 0
2020 | PJM_ROM_2_NYISO_A-F | PJM_ROM | NYISO_A-F | Internal | Summer | B7 | 400 | 2000 | 0 | 41.98 | 42.32 | 6 | 0
2020 | PJM_ROM_2_NYISO_A-F | PJM_ROM | NYISO_A-F | Internal | Summer | B8 | 500 | 2000 | 0 | 38.02 | 38.8 | 6 | 0
2020 | PJM_ROM_2_NYISO_A-F | PJM_ROM | NYISO_A-F | Internal | Summer | B9 | 800 | 2000 | 0 | 36.47 | 38.19 | 6 | 0
2020 | PJM_ROM_2_NYISO_A-F | PJM_ROM | NYISO_A-F | Internal | Summer | B10 | 1262 | 2000 | 0 | 35.13 | 38.19 | 6 | 0
2020 | PJM_ROM_2_NYISO_A-F | PJM_ROM | NYISO_A-F | Internal | Winter | B16 | 25 | 2000 | 0 | 57.44 | 49.4 | 6 | 0
2020 | PJM_ROM_2_NYISO_A-F | PJM_ROM | NYISO_A-F | Internal | Winter | B17 | 100 | 2000 | 0 | 50.27 | 46.34 | 6 | 0
2020 | PJM_ROM_2_NYISO_A-F | PJM_ROM | NYISO_A-F | Internal | Winter | B18 | 400 | 2000 | 0 | 45.54 | 45.77 | 6 | 0
2020 | PJM_ROM_2_NYISO_A-F | PJM_ROM | NYISO_A-F | Internal | Winter | B19 | 700 | 2000 | 0 | 43.42 | 45.77 | 6 | 0
2020 | PJM_ROM_2_NYISO_A-F | PJM_ROM | NYISO_A-F | Internal | Winter | B20 | 935 | 2000 | 756.9 | 39.77 | 45.77 | 6 | 0
2020 | PJM_ROM_2_PJM_E | PJM_ROM | PJM_E | Internal | Shoulder | B11 | 25 | 8000 | 0.01 | 56.43 | 56.42 | 0.01 | 0
2020 | PJM_ROM_2_PJM_E | PJM_ROM | PJM_E | Internal | Shoulder | B12 | 200 | 8000 | 0 | 48.73 | 48.72 | 0.01 | 0
2020 | PJM_ROM_2_PJM_E | PJM_ROM | PJM_E | Internal | Shoulder | B13 | 600 | 8000 | 0 | 43.03 | 43.02 | 0.01 | 0
2020 | PJM_ROM_2_PJM_E | PJM_ROM | PJM_E | Internal | Shoulder | B14 | 900 | 8000 | 257.56 | 40.25 | 40.26 | 0.01 | 0
2020 | PJM_ROM_2_PJM_E | PJM_ROM | PJM_E | Internal | Shoulder | B15 | 1203 | 8000 | 1106.32 | 37.65 | 37.66 | 0.01 | 0
2020 | PJM_ROM_2_PJM_E | PJM_ROM | PJM_E | Internal | Summer | B1 | 10 | 8000 | 5066.1 | 67.82 | 67.83 | 0.01 | 0
2020 | PJM_ROM_2_PJM_E | PJM_ROM | PJM_E | Internal | Summer | B2 | 25 | 8000 | 3286.14 | 65.72 | 65.73 | 0.01 | 0
2020 | PJM_ROM_2_PJM_E | PJM_ROM | PJM_E | Internal | Summer | B3 | 75 | 8000 | 723.68 | 61.87 | 61.89 | 0.01 | 0
2020 | PJM_ROM_2_PJM_E | PJM_ROM | PJM_E | Internal | Summer | B4 | 100 | 8000 | 0 | 61.7 | 61.69 | 0.01 | 0
2020 | PJM_ROM_2_PJM_E | PJM_ROM | PJM_E | Internal | Summer | B5 | 200 | 8000 | 768.51 | 56.93 | 56.95 | 0.01 | 0
2020 | PJM_ROM_2_PJM_E | PJM_ROM | PJM_E | Internal | Summer | B6 | 300 | 8000 | 827.26 | 49.21 | 49.23 | 0.01 | 0
2020 | PJM_ROM_2_PJM_E | PJM_ROM | PJM_E | Internal | Summer | B7 | 400 | 8000 | 149.18 | 41.98 | 41.99 | 0.01 | 0
2020 | PJM_ROM_2_PJM_E | PJM_ROM | PJM_E | Internal | Summer | B8 | 500 | 8000 | 1380.39 | 38.02 | 38.03 | 0.01 | 0
2020 | PJM_ROM_2_PJM_E | PJM_ROM | PJM_E | Internal | Summer | B9 | 800 | 8000 | 3236.71 | 36.47 | 36.48 | 0.01 | 0
2020 | PJM_ROM_2_PJM_E | PJM_ROM | PJM_E | Internal | Summer | B10 | 1262 | 8000 | 3999.6 | 35.13 | 35.15 | 0.01 | 0
2020 | PJM_ROM_2_PJM_E | PJM_ROM | PJM_E | Internal | Winter | B16 | 25 | 8000 | 2016.78 | 57.44 | 57.45 | 0.01 | 0
2020 | PJM_ROM_2_PJM_E | PJM_ROM | PJM_E | Internal | Winter | B17 | 100 | 8000 | 1023.93 | 50.27 | 50.28 | 0.01 | 0
2020 | PJM_ROM_2_PJM_E | PJM_ROM | PJM_E | Internal | Winter | B18 | 400 | 8000 | 4057.34 | 45.54 | 45.56 | 0.01 | 0
2020 | PJM_ROM_2_PJM_E | PJM_ROM | PJM_E | Internal | Winter | B19 | 700 | 8000 | 4348.24 | 43.42 | 43.44 | 0.01 | 0
2020 | PJM_ROM_2_PJM_E | PJM_ROM | PJM_E | Internal | Winter | B20 | 935 | 8000 | 4998.31 | 39.77 | 39.78 | 0.01 | 0
2020 | PJM_ROM_2_PJM_ROR | PJM_ROM | PJM_ROR | Internal | Shoulder | B11 | 25 | 8000 | 1529.22 | 56.43 | 56.44 | 0.01 | 0
2020 | PJM_ROM_2_PJM_ROR | PJM_ROM | PJM_ROR | Internal | Shoulder | B12 | 200 | 8000 | 0 | 48.73 | 48.72 | 0.01 | 0
2020 | PJM_ROM_2_PJM_ROR | PJM_ROM | PJM_ROR | Internal | Shoulder | B13 | 600 | 8000 | 0 | 43.03 | 43.02 | 0.01 | 0
2020 | PJM_ROM_2_PJM_ROR | PJM_ROM | PJM_ROR | Internal | Shoulder | B14 | 900 | 8000 | 0 | 40.25 | 40.24 | 0.01 | 0
2020 | PJM_ROM_2_PJM_ROR | PJM_ROM | PJM_ROR | Internal | Shoulder | B15 | 1203 | 8000 | 0 | 37.65 | 37.64 | 0.01 | 0
2020 | PJM_ROM_2_PJM_ROR | PJM_ROM | PJM_ROR | Internal | Summer | B1 | 10 | 8000 | 0.02 | 67.82 | 67.8 | 0.01 | 0
2020 | PJM_ROM_2_PJM_ROR | PJM_ROM | PJM_ROR | Internal | Summer | B2 | 25 | 8000 | 0.01 | 65.72 | 65.71 | 0.01 | 0
2020 | PJM_ROM_2_PJM_ROR | PJM_ROM | PJM_ROR | Internal | Summer | B3 | 75 | 8000 | 0 | 61.87 | 61.86 | 0.01 | 0
2020 | PJM_ROM_2_PJM_ROR | PJM_ROM | PJM_ROR | Internal | Summer | B4 | 100 | 8000 | 2129.49 | 61.7 | 61.71 | 0.01 | 0
2020 | PJM_ROM_2_PJM_ROR | PJM_ROM | PJM_ROR | Internal | Summer | B5 | 200 | 8000 | 738.98 | 56.93 | 56.95 | 0.01 | 0
2020 | PJM_ROM_2_PJM_ROR | PJM_ROM | PJM_ROR | Internal | Summer | B6 | 300 | 8000 | 0 | 49.21 | 49.2 | 0.01 | 0
2020 | PJM_ROM_2_PJM_ROR | PJM_ROM | PJM_ROR | Internal | Summer | B7 | 400 | 8000 | 0 | 41.98 | 41.97 | 0.01 | 0
2020 | PJM_ROM_2_PJM_ROR | PJM_ROM | PJM_ROR | Internal | Summer | B8 | 500 | 8000 | 0 | 38.02 | 38.01 | 0.01 | 0
2020 | PJM_ROM_2_PJM_ROR | PJM_ROM | PJM_ROR | Internal | Summer | B9 | 800 | 8000 | 0 | 36.47 | 36.45 | 0.01 | 0
2020 | PJM_ROM_2_PJM_ROR | PJM_ROM | PJM_ROR | Internal | Summer | B10 | 1262 | 8000 | 0 | 35.13 | 35.12 | 0.01 | 0
2020 | PJM_ROM_2_PJM_ROR | PJM_ROM | PJM_ROR | Internal | Winter | B16 | 25 | 8000 | 0.01 | 57.44 | 57.42 | 0.01 | 0
2020 | PJM_ROM_2_PJM_ROR | PJM_ROM | PJM_ROR | Internal | Winter | B17 | 100 | 8000 | 0 | 50.27 | 50.25 | 0.01 | 0
2020 | PJM_ROM_2_PJM_ROR | PJM_ROM | PJM_ROR | Internal | Winter | B18 | 400 | 8000 | 0 | 45.54 | 45.53 | 0.01 | 0
2020 | PJM_ROM_2_PJM_ROR | PJM_ROM | PJM_ROR | Internal | Winter | B19 | 700 | 8000 | 0 | 43.42 | 42.61 | 0.01 | 0
2020 | PJM_ROM_2_PJM_ROR | PJM_ROM | PJM_ROR | Internal | Winter | B20 | 935 | 8000 | 0 | 39.77 | 39.71 | 0.01 | 0
2020 | SOCO_2_FRCC | SOCO | FRCC | Internal | Shoulder | B11 | 25 | 3700 | 0 | 67.7 | 77.66 | 10 | 0
2020 | SOCO_2_FRCC | SOCO | FRCC | Internal | Shoulder | B12 | 200 | 3700 | 2344.12 | 46.39 | 56.39 | 10 | 0
2020 | SOCO_2_FRCC | SOCO | FRCC | Internal | Shoulder | B13 | 600 | 3700 | 0 | 43.05 | 50.4 | 10 | 0
2020 | SOCO_2_FRCC | SOCO | FRCC | Internal | Shoulder | B14 | 900 | 3700 | 0 | 43.05 | 49.53 | 10 | 0
2020 | SOCO_2_FRCC | SOCO | FRCC | Internal | Shoulder | B15 | 1203 | 3700 | 0 | 42.57 | 47.5 | 10 | 0
2020 | SOCO_2_FRCC | SOCO | FRCC | Internal | Summer | B1 | 10 | 3700 | 0 | 71.71 | 77.75 | 10 | 0
2020 | SOCO_2_FRCC | SOCO | FRCC | Internal | Summer | B2 | 25 | 3700 | 0 | 71.71 | 77.75 | 10 | 0
2020 | SOCO_2_FRCC | SOCO | FRCC | Internal | Summer | B3 | 75 | 3700 | 0 | 70.36 | 77.75 | 10 | 0
2020 | SOCO_2_FRCC | SOCO | FRCC | Internal | Summer | B4 | 100 | 3700 | 0 | 70.36 | 77.75 | 10 | 0
2020 | SOCO_2_FRCC | SOCO | FRCC | Internal | Summer | B5 | 200 | 3700 | 0 | 69.95 | 76.56 | 10 | 0
2020 | SOCO_2_FRCC | SOCO | FRCC | Internal | Summer | B6 | 300 | 3700 | 0 | 62.2 | 66.06 | 10 | 0
2020 | SOCO_2_FRCC | SOCO | FRCC | Internal | Summer | B7 | 400 | 3700 | 2246.98 | 56.06 | 66.06 | 10 | 0
2020 | SOCO_2_FRCC | SOCO | FRCC | Internal | Summer | B8 | 500 | 3700 | 883 | 47.58 | 57.58 | 10 | 0
2020 | SOCO_2_FRCC | SOCO | FRCC | Internal | Summer | B9 | 800 | 3700 | 0 | 42.71 | 48.76 | 10 | 0
2020 | SOCO_2_FRCC | SOCO | FRCC | Internal | Summer | B10 | 1262 | 3700 | 0 | 41.3 | 46.76 | 10 | 0
2020 | SOCO_2_FRCC | SOCO | FRCC | Internal | Winter | B16 | 25 | 3700 | 1111.73 | 68.09 | 78.09 | 10 | 0
2020 | SOCO_2_FRCC | SOCO | FRCC | Internal | Winter | B17 | 100 | 3700 | 1697.45 | 49.06 | 59.06 | 10 | 0
2020 | SOCO_2_FRCC | SOCO | FRCC | Internal | Winter | B18 | 400 | 3700 | 0 | 45.18 | 51.86 | 10 | 0
2020 | SOCO_2_FRCC | SOCO | FRCC | Internal | Winter | B19 | 700 | 3700 | 0 | 45.18 | 51.86 | 10 | 0
2020 | SOCO_2_FRCC | SOCO | FRCC | Internal | Winter | B20 | 935 | 3700 | 0 | 45.18 | 49.73 | 10 | 0
2020 | SOCO_2_VACAR | SOCO | VACAR | Internal | Shoulder | B11 | 25 | 2000 | 0 | 67.7 | 60.7 | 10 | 0
2020 | SOCO_2_VACAR | SOCO | VACAR | Internal | Shoulder | B12 | 200 | 2000 | 0 | 46.39 | 49.48 | 10 | 0
2020 | SOCO_2_VACAR | SOCO | VACAR | Internal | Shoulder | B13 | 600 | 2000 | 0 | 43.05 | 46.79 | 10 | 0
2020 | SOCO_2_VACAR | SOCO | VACAR | Internal | Shoulder | B14 | 900 | 2000 | 0 | 43.05 | 45.98 | 10 | 0
2020 | SOCO_2_VACAR | SOCO | VACAR | Internal | Shoulder | B15 | 1203 | 2000 | 0 | 42.57 | 42.39 | 10 | 0
2020 | SOCO_2_VACAR | SOCO | VACAR | Internal | Summer | B1 | 10 | 2000 | 0 | 71.71 | 73.8 | 10 | 0
2020 | SOCO_2_VACAR | SOCO | VACAR | Internal | Summer | B2 | 25 | 2000 | 0 | 71.71 | 73.8 | 10 | 0
2020 | SOCO_2_VACAR | SOCO | VACAR | Internal | Summer | B3 | 75 | 2000 | 0 | 70.36 | 72.49 | 10 | 0
2020 | SOCO_2_VACAR | SOCO | VACAR | Internal | Summer | B4 | 100 | 2000 | 0 | 70.36 | 67.71 | 10 | 0
2020 | SOCO_2_VACAR | SOCO | VACAR | Internal | Summer | B5 | 200 | 2000 | 0 | 69.95 | 62.95 | 10 | 0
2020 | SOCO_2_VACAR | SOCO | VACAR | Internal | Summer | B6 | 300 | 2000 | 0 | 62.2 | 55.2 | 10 | 0
2020 | SOCO_2_VACAR | SOCO | VACAR | Internal | Summer | B7 | 400 | 2000 | 0 | 56.06 | 47.97 | 10 | 0
2020 | SOCO_2_VACAR | SOCO | VACAR | Internal | Summer | B8 | 500 | 2000 | 0 | 47.58 | 44.01 | 10 | 0
2020 | SOCO_2_VACAR | SOCO | VACAR | Internal | Summer | B9 | 800 | 2000 | 0 | 42.71 | 42.45 | 10 | 0
2020 | SOCO_2_VACAR | SOCO | VACAR | Internal | Summer | B10 | 1262 | 2000 | 0 | 41.3 | 40.67 | 10 | 0
2020 | SOCO_2_VACAR | SOCO | VACAR | Internal | Winter | B16 | 25 | 2000 | 0 | 68.09 | 72.42 | 10 | 0
2020 | SOCO_2_VACAR | SOCO | VACAR | Internal | Winter | B17 | 100 | 2000 | 0 | 49.06 | 56.25 | 10 | 0
2020 | SOCO_2_VACAR | SOCO | VACAR | Internal | Winter | B18 | 400 | 2000 | 0 | 45.18 | 48.14 | 10 | 0
2020 | SOCO_2_VACAR | SOCO | VACAR | Internal | Winter | B19 | 700 | 2000 | 0 | 45.18 | 46.27 | 10 | 0
2020 | SOCO_2_VACAR | SOCO | VACAR | Internal | Winter | B20 | 935 | 2000 | 0 | 45.18 | 46.27 | 10 | 0
2020 | SPP_N_2_ENT | SPP_N | ENT | Internal | Shoulder | B11 | 25 | 9240 | 0 | 58.46 | 59.7 | 5 | 0
2020 | SPP_N_2_ENT | SPP_N | ENT | Internal | Shoulder | B12 | 200 | 9240 | 0 | 41.75 | 42.38 | 5 | 0
2020 | SPP_N_2_ENT | SPP_N | ENT | Internal | Shoulder | B13 | 600 | 9240 | 0 | 40.53 | 42.38 | 5 | 0
2020 | SPP_N_2_ENT | SPP_N | ENT | Internal | Shoulder | B14 | 900 | 9240 | 0 | 39.22 | 42.38 | 5 | 0
2020 | SPP_N_2_ENT | SPP_N | ENT | Internal | Shoulder | B15 | 1203 | 9240 | 1338.22 | 35.77 | 40.77 | 5 | 0
2020 | SPP_N_2_ENT | SPP_N | ENT | Internal | Summer | B1 | 10 | 9240 | 0 | 65.08 | 63.71 | 5 | 0
2020 | SPP_N_2_ENT | SPP_N | ENT | Internal | Summer | B2 | 25 | 9240 | 0 | 60.97 | 63.71 | 5 | 0
2020 | SPP_N_2_ENT | SPP_N | ENT | Internal | Summer | B3 | 75 | 9240 | 0 | 62.32 | 62.36 | 5 | 0
2020 | SPP_N_2_ENT | SPP_N | ENT | Internal | Summer | B4 | 100 | 9240 | 0 | 61.19 | 62.36 | 5 | 0
2020 | SPP_N_2_ENT | SPP_N | ENT | Internal | Summer | B5 | 200 | 9240 | 0 | 58.96 | 61.88 | 5 | 0
2020 | SPP_N_2_ENT | SPP_N | ENT | Internal | Summer | B6 | 300 | 9240 | 0 | 56.4 | 57.73 | 5 | 0
2020 | SPP_N_2_ENT | SPP_N | ENT | Internal | Summer | B7 | 400 | 9240 | 109.96 | 44.47 | 49.47 | 5 | 0
2020 | SPP_N_2_ENT | SPP_N | ENT | Internal | Summer | B8 | 500 | 9240 | 0 | 39.59 | 42.27 | 5 | 0
2020 | SPP_N_2_ENT | SPP_N | ENT | Internal | Summer | B9 | 800 | 9240 | 0 | 39.12 | 41 | 5 | 0
2020 | SPP_N_2_ENT | SPP_N | ENT | Internal | Summer | B10 | 1262 | 9240 | 1582.25 | 35.4 | 40.4 | 5 | 0
2020 | SPP_N_2_ENT | SPP_N | ENT | Internal | Winter | B16 | 25 | 9240 | 2920.05 | 50.44 | 55.44 | 5 | 0
2020 | SPP_N_2_ENT | SPP_N | ENT | Internal | Winter | B17 | 100 | 9240 | 0 | 43.27 | 45.1 | 5 | 0
2020 | SPP_N_2_ENT | SPP_N | ENT | Internal | Winter | B18 | 400 | 9240 | 1345.41 | 40.06 | 45.06 | 5 | 0
2020 | SPP_N_2_ENT | SPP_N | ENT | Internal | Winter | B19 | 700 | 9240 | 1952.1 | 39.35 | 44.35 | 5 | 0
2020 | SPP_N_2_ENT | SPP_N | ENT | Internal | Winter | B20 | 935 | 9240 | 5729.06 | 38.31 | 43.31 | 5 | 0
2020 | SPP_N_2_MISO_MO-IL | SPP_N | MISO_MO-IL | Internal | Shoulder | B11 | 25 | 2263 | 0 | 58.46 | 58.46 | 5 | 0
2020 | SPP_N_2_MISO_MO-IL | SPP_N | MISO_MO-IL | Internal | Shoulder | B12 | 200 | 2263 | 571.13 | 41.75 | 46.75 | 5 | 0
2020 | SPP_N_2_MISO_MO-IL | SPP_N | MISO_MO-IL | Internal | Shoulder | B13 | 600 | 2263 | 0 | 40.53 | 44.33 | 5 | 0
2020 | SPP_N_2_MISO_MO-IL | SPP_N | MISO_MO-IL | Internal | Shoulder | B14 | 900 | 2263 | 0 | 39.22 | 41.19 | 5 | 0
2020 | SPP_N_2_MISO_MO-IL | SPP_N | MISO_MO-IL | Internal | Shoulder | B15 | 1203 | 2263 | 0 | 35.77 | 38.24 | 5 | 0
2020 | SPP_N_2_MISO_MO-IL | SPP_N | MISO_MO-IL | Internal | Summer | B1 | 10 | 2263 | 0 | 65.08 | 65.82 | 5 | 0
2020 | SPP_N_2_MISO_MO-IL | SPP_N | MISO_MO-IL | Internal | Summer | B2 | 25 | 2263 | 0 | 60.97 | 64.12 | 5 | 0
2020 | SPP_N_2_MISO_MO-IL | SPP_N | MISO_MO-IL | Internal | Summer | B3 | 75 | 2263 | 0 | 62.32 | 63.37 | 5 | 0
2020 | SPP_N_2_MISO_MO-IL | SPP_N | MISO_MO-IL | Internal | Summer | B4 | 100 | 2263 | 0 | 61.19 | 61.17 | 5 | 0
2020 | SPP_N_2_MISO_MO-IL | SPP_N | MISO_MO-IL | Internal | Summer | B5 | 200 | 2263 | 0 | 58.96 | 58.95 | 5 | 0
2020 | SPP_N_2_MISO_MO-IL | SPP_N | MISO_MO-IL | Internal | Summer | B6 | 300 | 2263 | 0 | 56.4 | 49.95 | 5 | 0
2020 | SPP_N_2_MISO_MO-IL | SPP_N | MISO_MO-IL | Internal | Summer | B7 | 400 | 2263 | 0 | 44.47 | 42.32 | 5 | 0
2020 | SPP_N_2_MISO_MO-IL | SPP_N | MISO_MO-IL | Internal | Summer | B8 | 500 | 2263 | 0 | 39.59 | 38.8 | 5 | 0
2020 | SPP_N_2_MISO_MO-IL | SPP_N | MISO_MO-IL | Internal | Summer | B9 | 800 | 2263 | 0 | 39.12 | 37.85 | 5 | 0
2020 | SPP_N_2_MISO_MO-IL | SPP_N | MISO_MO-IL | Internal | Summer | B10 | 1262 | 2263 | 0 | 35.4 | 35.64 | 5 | 0
2020 | SPP_N_2_MISO_MO-IL | SPP_N | MISO_MO-IL | Internal | Winter | B16 | 25 | 2263 | 772.58 | 50.44 | 55.44 | 5 | 0
2020 | SPP_N_2_MISO_MO-IL | SPP_N | MISO_MO-IL | Internal | Winter | B17 | 100 | 2263 | 400.58 | 43.27 | 48.27 | 5 | 0
2020 | SPP_N_2_MISO_MO-IL | SPP_N | MISO_MO-IL | Internal | Winter | B18 | 400 | 2263 | 0 | 40.06 | 44.44 | 5 | 0
2020 | SPP_N_2_MISO_MO-IL | SPP_N | MISO_MO-IL | Internal | Winter | B19 | 700 | 2263 | 0 | 39.35 | 42.33 | 5 | 0
2020 | SPP_N_2_MISO_MO-IL | SPP_N | MISO_MO-IL | Internal | Winter | B20 | 935 | 2263 | 0 | 38.31 | 37.72 | 5 | 0
2020 | SPP_N_2_MISO_W | SPP_N | MISO_W | Internal | Shoulder | B11 | 25 | 750 | 0 | 58.46 | 58.44 | 5 | 0
2020 | SPP_N_2_MISO_W | SPP_N | MISO_W | Internal | Shoulder | B12 | 200 | 750 | 0 | 41.75 | 46.73 | 5 | 0
2020 | SPP_N_2_MISO_W | SPP_N | MISO_W | Internal | Shoulder | B13 | 600 | 750 | 0 | 40.53 | 44.32 | 5 | 0
2020 | SPP_N_2_MISO_W | SPP_N | MISO_W | Internal | Shoulder | B14 | 900 | 750 | 0 | 39.22 | 41.2 | 5 | 0
2020 | SPP_N_2_MISO_W | SPP_N | MISO_W | Internal | Shoulder | B15 | 1203 | 750 | 0 | 35.77 | 38.23 | 5 | 0
2020 | SPP_N_2_MISO_W | SPP_N | MISO_W | Internal | Summer | B1 | 10 | 750 | 0 | 65.08 | 65.8 | 5 | 0
2020 | SPP_N_2_MISO_W | SPP_N | MISO_W | Internal | Summer | B2 | 25 | 750 | 0 | 60.97 | 64.11 | 5 | 0
2020 | SPP_N_2_MISO_W | SPP_N | MISO_W | Internal | Summer | B3 | 75 | 750 | 0 | 62.32 | 63.38 | 5 | 0
2020 | SPP_N_2_MISO_W | SPP_N | MISO_W | Internal | Summer | B4 | 100 | 750 | 0 | 61.19 | 61.18 | 5 | 0
2020 | SPP_N_2_MISO_W | SPP_N | MISO_W | Internal | Summer | B5 | 200 | 750 | 0 | 58.96 | 58.95 | 5 | 0
2020 | SPP_N_2_MISO_W | SPP_N | MISO_W | Internal | Summer | B6 | 300 | 750 | 0 | 56.4 | 49.97 | 5 | 0
2020 | SPP_N_2_MISO_W | SPP_N | MISO_W | Internal | Summer | B7 | 400 | 750 | 0 | 44.47 | 42.33 | 5 | 0
2020 | SPP_N_2_MISO_W | SPP_N | MISO_W | Internal | Summer | B8 | 500 | 750 | 0 | 39.59 | 38.81 | 5 | 0
2020 | SPP_N_2_MISO_W | SPP_N | MISO_W | Internal | Summer | B9 | 800 | 750 | 0 | 39.12 | 37.86 | 5 | 0
2020 | SPP_N_2_MISO_W | SPP_N | MISO_W | Internal | Summer | B10 | 1262 | 750 | 0 | 35.4 | 35.63 | 5 | 0
2020 | SPP_N_2_MISO_W | SPP_N | MISO_W | Internal | Winter | B16 | 25 | 750 | 0.02 | 50.44 | 55.42 | 5 | 0
2020 | SPP_N_2_MISO_W | SPP_N | MISO_W | Internal | Winter | B17 | 100 | 750 | 0 | 43.27 | 48.25 | 5 | 0
2020 | SPP_N_2_MISO_W | SPP_N | MISO_W | Internal | Winter | B18 | 400 | 750 | 0 | 40.06 | 44.43 | 5 | 0
2020 | SPP_N_2_MISO_W | SPP_N | MISO_W | Internal | Winter | B19 | 700 | 750 | 0 | 39.35 | 42.34 | 5 | 0
2020 | SPP_N_2_MISO_W | SPP_N | MISO_W | Internal | Winter | B20 | 935 | 750 | 0 | 38.31 | 37.73 | 5 | 0
2020 | SPP_N_2_NE | SPP_N | NE | Internal | Shoulder | B11 | 25 | 11328 | 0.01 | 58.46 | 58.44 | 0.01 | 0
2020 | SPP_N_2_NE | SPP_N | NE | Internal | Shoulder | B12 | 200 | 11328 | 0 | 41.75 | 41.73 | 0.01 | 0
2020 | SPP_N_2_NE | SPP_N | NE | Internal | Shoulder | B13 | 600 | 11328 | 0 | 40.53 | 40.51 | 0.01 | 0
2020 | SPP_N_2_NE | SPP_N | NE | Internal | Shoulder | B14 | 900 | 11328 | 0 | 39.22 | 39.21 | 0.01 | 0
2020 | SPP_N_2_NE | SPP_N | NE | Internal | Shoulder | B15 | 1203 | 11328 | 0 | 35.77 | 35.75 | 0.01 | 0
2020 | SPP_N_2_NE | SPP_N | NE | Internal | Summer | B1 | 10 | 11328 | 0.03 | 65.08 | 65.07 | 0.01 | 0
2020 | SPP_N_2_NE | SPP_N | NE | Internal | Summer | B2 | 25 | 11328 | 0.01 | 60.97 | 60.96 | 0.01 | 0
2020 | SPP_N_2_NE | SPP_N | NE | Internal | Summer | B3 | 75 | 11328 | 0 | 62.32 | 62.3 | 0.01 | 0
2020 | SPP_N_2_NE | SPP_N | NE | Internal | Summer | B4 | 100 | 11328 | 0 | 61.19 | 61.18 | 0.01 | 0
2020 | SPP_N_2_NE | SPP_N | NE | Internal | Summer | B5 | 200 | 11328 | 0 | 58.96 | 58.95 | 0.01 | 0
2020 | SPP_N_2_NE | SPP_N | NE | Internal | Summer | B6 | 300 | 11328 | 0 | 56.4 | 56.38 | 0.01 | 0
2020 | SPP_N_2_NE | SPP_N | NE | Internal | Summer | B7 | 400 | 11328 | 0 | 44.47 | 44.45 | 0.01 | 0
2020 | SPP_N_2_NE | SPP_N | NE | Internal | Summer | B8 | 500 | 11328 | 0 | 39.59 | 39.58 | 0.01 | 0
2020 | SPP_N_2_NE | SPP_N | NE | Internal | Summer | B9 | 800 | 11328 | 0 | 39.12 | 39.11 | 0.01 | 0
2020 | SPP_N_2_NE | SPP_N | NE | Internal | Summer | B10 | 1262 | 11328 | 0 | 35.4 | 35.39 | 0.01 | 0
2020 | SPP_N_2_NE | SPP_N | NE | Internal | Winter | B16 | 25 | 11328 | 0.01 | 50.44 | 50.42 | 0.01 | 0
2020 | SPP_N_2_NE | SPP_N | NE | Internal | Winter | B17 | 100 | 11328 | 0 | 43.27 | 43.25 | 0.01 | 0
2020 | SPP_N_2_NE | SPP_N | NE | Internal | Winter | B18 | 400 | 11328 | 0 | 40.06 | 40.04 | 0.01 | 0
2020 | SPP_N_2_NE | SPP_N | NE | Internal | Winter | B19 | 700 | 11328 | 0 | 39.35 | 39.34 | 0.01 | 0
2020 | SPP_N_2_NE | SPP_N | NE | Internal | Winter | B20 | 935 | 11328 | 0 | 38.31 | 38.29 | 0.01 | 0
2020 | SPP_N_2_SPP_S | SPP_N | SPP_S | Internal | Shoulder | B11 | 25 | 5571 | 65.27 | 58.46 | 58.47 | 0.01 | 0
2020 | SPP_N_2_SPP_S | SPP_N | SPP_S | Internal | Shoulder | B12 | 200 | 5571 | 775.56 | 41.75 | 41.76 | 0.01 | 0
2020 | SPP_N_2_SPP_S | SPP_N | SPP_S | Internal | Shoulder | B13 | 600 | 5571 | 3643.73 | 40.53 | 40.54 | 0.01 | 0
2020 | SPP_N_2_SPP_S | SPP_N | SPP_S | Internal | Shoulder | B14 | 900 | 5571 | 4728.91 | 39.22 | 39.24 | 0.01 | 0
2020 | SPP_N_2_SPP_S | SPP_N | SPP_S | Internal | Shoulder | B15 | 1203 | 5571 | 5571 | 35.77 | 37.9 | 0.01 | 2.12
2020 | SPP_N_2_SPP_S | SPP_N | SPP_S | Internal | Summer | B1 | 10 | 5571 | 0 | 65.08 | 58.71 | 0.01 | 0
2020 | SPP_N_2_SPP_S | SPP_N | SPP_S | Internal | Summer | B2 | 25 | 5571 | 0 | 60.97 | 58.88 | 0.01 | 0
2020 | SPP_N_2_SPP_S | SPP_N | SPP_S | Internal | Summer | B3 | 75 | 5571 | 0 | 62.32 | 58.88 | 0.01 | 0
2020 | SPP_N_2_SPP_S | SPP_N | SPP_S | Internal | Summer | B4 | 100 | 5571 | 0 | 61.19 | 58.88 | 0.01 | 0
2020 | SPP_N_2_SPP_S | SPP_N | SPP_S | Internal | Summer | B5 | 200 | 5571 | 0 | 58.96 | 56.88 | 0.01 | 0
2020 | SPP_N_2_SPP_S | SPP_N | SPP_S | Internal | Summer | B6 | 300 | 5571 | 353.84 | 56.4 | 56.41 | 0.01 | 0
2020 | SPP_N_2_SPP_S | SPP_N | SPP_S | Internal | Summer | B7 | 400 | 5571 | 2717.24 | 44.47 | 44.48 | 0.01 | 0
2020 | SPP_N_2_SPP_S | SPP_N | SPP_S | Internal | Summer | B8 | 500 | 5571 | 4640.73 | 39.59 | 39.6 | 0.01 | 0
2020 | SPP_N_2_SPP_S | SPP_N | SPP_S | Internal | Summer | B9 | 800 | 5571 | 5571 | 39.12 | 39.22 | 0.01 | 0.09
2020 | SPP_N_2_SPP_S | SPP_N | SPP_S | Internal | Summer | B10 | 1262 | 5571 | 5571 | 35.4 | 39.14 | 0.01 | 3.72
2020 | SPP_N_2_SPP_S | SPP_N | SPP_S | Internal | Winter | B16 | 25 | 5571 | 0.02 | 50.44 | 50.44 | 0.01 | 0
2020 | SPP_N_2_SPP_S | SPP_N | SPP_S | Internal | Winter | B17 | 100 | 5571 | 5571 | 43.27 | 43.29 | 0.01 | 0.01
2020 | SPP_N_2_SPP_S | SPP_N | SPP_S | Internal | Winter | B18 | 400 | 5571 | 5571 | 40.06 | 40.6 | 0.01 | 0.53
2020 | SPP_N_2_SPP_S | SPP_N | SPP_S | Internal | Winter | B19 | 700 | 5571 | 5054.64 | 39.35 | 39.36 | 0.01 | 0
2020 | SPP_N_2_SPP_S | SPP_N | SPP_S | Internal | Winter | B20 | 935 | 5571 | 4820.6 | 38.31 | 38.32 | 0.01 | 0
2020 | SPP_S_2_ENT | SPP_S | ENT | Internal | Shoulder | B11 | 25 | 5132 | 0 | 58.47 | 59.7 | 5 | 0
2020 | SPP_S_2_ENT | SPP_S | ENT | Internal | Shoulder | B12 | 200 | 5132 | 0 | 41.76 | 42.38 | 5 | 0
2020 | SPP_S_2_ENT | SPP_S | ENT | Internal | Shoulder | B13 | 600 | 5132 | 0 | 40.54 | 42.38 | 5 | 0
2020 | SPP_S_2_ENT | SPP_S | ENT | Internal | Shoulder | B14 | 900 | 5132 | 0 | 39.24 | 42.38 | 5 | 0
2020 | SPP_S_2_ENT | SPP_S | ENT | Internal | Shoulder | B15 | 1203 | 5132 | 0 | 37.9 | 40.77 | 5 | 0
2020 | SPP_S_2_ENT | SPP_S | ENT | Internal | Summer | B1 | 10 | 5132 | 3158.88 | 58.71 | 63.71 | 5 | 0
2020 | SPP_S_2_ENT | SPP_S | ENT | Internal | Summer | B2 | 25 | 5132 | 0 | 58.88 | 63.71 | 5 | 0
2020 | SPP_S_2_ENT | SPP_S | ENT | Internal | Summer | B3 | 75 | 5132 | 0 | 58.88 | 62.36 | 5 | 0
2020 | SPP_S_2_ENT | SPP_S | ENT | Internal | Summer | B4 | 100 | 5132 | 0 | 58.88 | 62.36 | 5 | 0
2020 | SPP_S_2_ENT | SPP_S | ENT | Internal | Summer | B5 | 200 | 5132 | 121.48 | 56.88 | 61.88 | 5 | 0
2020 | SPP_S_2_ENT | SPP_S | ENT | Internal | Summer | B6 | 300 | 5132 | 0 | 56.41 | 57.73 | 5 | 0
2020 | SPP_S_2_ENT | SPP_S | ENT | Internal | Summer | B7 | 400 | 5132 | 0 | 44.48 | 49.47 | 5 | 0
2020 | SPP_S_2_ENT | SPP_S | ENT | Internal | Summer | B8 | 500 | 5132 | 0 | 39.6 | 42.27 | 5 | 0
2020 | SPP_S_2_ENT | SPP_S | ENT | Internal | Summer | B9 | 800 | 5132 | 0 | 39.22 | 41 | 5 | 0
2020 | SPP_S_2_ENT | SPP_S | ENT | Internal | Summer | B10 | 1262 | 5132 | 0 | 39.14 | 40.4 | 5 | 0
2020 | SPP_S_2_ENT | SPP_S | ENT | Internal | Winter | B16 | 25 | 5132 | 311.94 | 50.44 | 55.44 | 5 | 0
2020 | SPP_S_2_ENT | SPP_S | ENT | Internal | Winter | B17 | 100 | 5132 | 0 | 43.29 | 45.1 | 5 | 0
2020 | SPP_S_2_ENT | SPP_S | ENT | Internal | Winter | B18 | 400 | 5132 | 0 | 40.6 | 45.06 | 5 | 0
2020 | SPP_S_2_ENT | SPP_S | ENT | Internal | Winter | B19 | 700 | 5132 | 0 | 39.36 | 44.35 | 5 | 0
2020 | SPP_S_2_ENT | SPP_S | ENT | Internal | Winter | B20 | 935 | 5132 | 0 | 38.32 | 43.31 | 5 | 0
2020 | SPP_S_2_SPP_N | SPP_S | SPP_N | Internal | Shoulder | B11 | 25 | 2211 | 0.01 | 58.47 | 58.46 | 0.01 | 0
2020 | SPP_S_2_SPP_N | SPP_S | SPP_N | Internal | Shoulder | B12 | 200 | 2211 | 0 | 41.76 | 41.75 | 0.01 | 0
2020 | SPP_S_2_SPP_N | SPP_S | SPP_N | Internal | Shoulder | B13 | 600 | 2211 | 0 | 40.54 | 40.53 | 0.01 | 0
2020 | SPP_S_2_SPP_N | SPP_S | SPP_N | Internal | Shoulder | B14 | 900 | 2211 | 0 | 39.24 | 39.22 | 0.01 | 0
2020 | SPP_S_2_SPP_N | SPP_S | SPP_N | Internal | Shoulder | B15 | 1203 | 2211 | 0 | 37.9 | 35.77 | 0.01 | 0
2020 | SPP_S_2_SPP_N | SPP_S | SPP_N | Internal | Summer | B1 | 10 | 2211 | 2211 | 58.71 | 65.08 | 0.01 | 6.36
2020 | SPP_S_2_SPP_N | SPP_S | SPP_N | Internal | Summer | B2 | 25 | 2211 | 2211 | 58.88 | 60.97 | 0.01 | 2.09
2020 | SPP_S_2_SPP_N | SPP_S | SPP_N | Internal | Summer | B3 | 75 | 2211 | 2211 | 58.88 | 62.32 | 0.01 | 3.43
2020 | SPP_S_2_SPP_N | SPP_S | SPP_N | Internal | Summer | B4 | 100 | 2211 | 2211 | 58.88 | 61.19 | 0.01 | 2.3
2020 | SPP_S_2_SPP_N | SPP_S | SPP_N | Internal | Summer | B5 | 200 | 2211 | 2211 | 56.88 | 58.96 | 0.01 | 2.07
2020 | SPP_S_2_SPP_N | SPP_S | SPP_N | Internal | Summer | B6 | 300 | 2211 | 0 | 56.41 | 56.4 | 0.01 | 0
2020 | SPP_S_2_SPP_N | SPP_S | SPP_N | Internal | Summer | B7 | 400 | 2211 | 0 | 44.48 | 44.47 | 0.01 | 0
2020 | SPP_S_2_SPP_N | SPP_S | SPP_N | Internal | Summer | B8 | 500 | 2211 | 0 | 39.6 | 39.59 | 0.01 | 0
2020 | SPP_S_2_SPP_N | SPP_S | SPP_N | Internal | Summer | B9 | 800 | 2211 | 0 | 39.22 | 39.12 | 0.01 | 0
2020 | SPP_S_2_SPP_N | SPP_S | SPP_N | Internal | Summer | B10 | 1262 | 2211 | 0 | 39.14 | 35.4 | 0.01 | 0
2020 | SPP_S_2_SPP_N | SPP_S | SPP_N | Internal | Winter | B16 | 25 | 2211 | 0.02 | 50.44 | 50.44 | 0.01 | 0
2020 | SPP_S_2_SPP_N | SPP_S | SPP_N | Internal | Winter | B17 | 100 | 2211 | 0 | 43.29 | 43.27 | 0.01 | 0
2020 | SPP_S_2_SPP_N | SPP_S | SPP_N | Internal | Winter | B18 | 400 | 2211 | 0 | 40.6 | 40.06 | 0.01 | 0
2020 | SPP_S_2_SPP_N | SPP_S | SPP_N | Internal | Winter | B19 | 700 | 2211 | 0 | 39.36 | 39.35 | 0.01 | 0
2020 | SPP_S_2_SPP_N | SPP_S | SPP_N | Internal | Winter | B20 | 935 | 2211 | 0 | 38.32 | 38.31 | 0.01 | 0
2020 | TVA_2_ENT | TVA | ENT | Internal | Shoulder | B11 | 25 | 500 | 0 | 58.81 | 59.7 | 9 | 0
2020 | TVA_2_ENT | TVA | ENT | Internal | Shoulder | B12 | 200 | 500 | 0 | 44 | 42.38 | 9 | 0
2020 | TVA_2_ENT | TVA | ENT | Internal | Shoulder | B13 | 600 | 500 | 0 | 42.71 | 42.38 | 9 | 0
2020 | TVA_2_ENT | TVA | ENT | Internal | Shoulder | B14 | 900 | 500 | 0 | 42.71 | 42.38 | 9 | 0
2020 | TVA_2_ENT | TVA | ENT | Internal | Shoulder | B15 | 1203 | 500 | 0 | 42.33 | 40.77 | 9 | 0
2020 | TVA_2_ENT | TVA | ENT | Internal | Summer | B1 | 10 | 500 | 0 | 73.82 | 63.71 | 9 | 0
2020 | TVA_2_ENT | TVA | ENT | Internal | Summer | B2 | 25 | 500 | 0 | 71.72 | 63.71 | 9 | 0
2020 | TVA_2_ENT | TVA | ENT | Internal | Summer | B3 | 75 | 500 | 0 | 67.87 | 62.36 | 9 | 0
2020 | TVA_2_ENT | TVA | ENT | Internal | Summer | B4 | 100 | 500 | 0 | 67.72 | 62.36 | 9 | 0
2020 | TVA_2_ENT | TVA | ENT | Internal | Summer | B5 | 200 | 500 | 0 | 62.96 | 61.88 | 9 | 0
2020 | TVA_2_ENT | TVA | ENT | Internal | Summer | B6 | 300 | 500 | 145.92 | 48.73 | 57.73 | 9 | 0
2020 | TVA_2_ENT | TVA | ENT | Internal | Summer | B7 | 400 | 500 | 0 | 40.88 | 49.47 | 9 | 0
2020 | TVA_2_ENT | TVA | ENT | Internal | Summer | B8 | 500 | 500 | 0 | 40.88 | 42.27 | 9 | 0
2020 | TVA_2_ENT | TVA | ENT | Internal | Summer | B9 | 800 | 500 | 0 | 40.88 | 41 | 9 | 0
2020 | TVA_2_ENT | TVA | ENT | Internal | Summer | B10 | 1262 | 500 | 0 | 37.84 | 40.4 | 9 | 0
2020 | TVA_2_ENT | TVA | ENT | Internal | Winter | B16 | 25 | 500 | 0 | 63.42 | 55.44 | 9 | 0
2020 | TVA_2_ENT | TVA | ENT | Internal | Winter | B17 | 100 | 500 | 0 | 46.75 | 45.1 | 9 | 0
2020 | TVA_2_ENT | TVA | ENT | Internal | Winter | B18 | 400 | 500 | 0 | 42.33 | 45.06 | 9 | 0
2020 | TVA_2_ENT | TVA | ENT | Internal | Winter | B19 | 700 | 500 | 0 | 42.33 | 44.35 | 9 | 0
2020 | TVA_2_ENT | TVA | ENT | Internal | Winter | B20 | 935 | 500 | 0 | 42.33 | 43.31 | 9 | 0
2020 | TVA_2_NonRTO_Midwest | TVA | NonRTO_Midwest | Internal | Shoulder | B11 | 25 | 100 | 0 | 58.81 | 66.44 | 9 | 0
2020 | TVA_2_NonRTO_Midwest | TVA | NonRTO_Midwest | Internal | Shoulder | B12 | 200 | 100 | 100 | 44 | 54.75 | 9 | 1.75
2020 | TVA_2_NonRTO_Midwest | TVA | NonRTO_Midwest | Internal | Shoulder | B13 | 600 | 100 | 15.38 | 42.71 | 51.71 | 9 | 0
2020 | TVA_2_NonRTO_Midwest | TVA | NonRTO_Midwest | Internal | Shoulder | B14 | 900 | 100 | 0 | 42.71 | 41.3 | 9 | 0
2020 | TVA_2_NonRTO_Midwest | TVA | NonRTO_Midwest | Internal | Shoulder | B15 | 1203 | 100 | 0 | 42.33 | 36.31 | 9 | 0
2020 | TVA_2_NonRTO_Midwest | TVA | NonRTO_Midwest | Internal | Summer | B1 | 10 | 100 | 0 | 73.82 | 69.15 | 9 | 0
2020 | TVA_2_NonRTO_Midwest | TVA | NonRTO_Midwest | Internal | Summer | B2 | 25 | 100 | 0 | 71.72 | 69.15 | 9 | 0
2020 | TVA_2_NonRTO_Midwest | TVA | NonRTO_Midwest | Internal | Summer | B3 | 75 | 100 | 0 | 67.87 | 69.15 | 9 | 0
2020 | TVA_2_NonRTO_Midwest | TVA | NonRTO_Midwest | Internal | Summer | B4 | 100 | 100 | 0 | 67.72 | 69.15 | 9 | 0
2020 | TVA_2_NonRTO_Midwest | TVA | NonRTO_Midwest | Internal | Summer | B5 | 200 | 100 | 0 | 62.96 | 66.93 | 9 | 0
2020 | TVA_2_NonRTO_Midwest | TVA | NonRTO_Midwest | Internal | Summer | B6 | 300 | 100 | 100 | 48.73 | 57.94 | 9 | 0.21
2020 | TVA_2_NonRTO_Midwest | TVA | NonRTO_Midwest | Internal | Summer | B7 | 400 | 100 | 0 | 40.88 | 44.35 | 9 | 0
2020 | TVA_2_NonRTO_Midwest | TVA | NonRTO_Midwest | Internal | Summer | B8 | 500 | 100 | 0 | 40.88 | 37.75 | 9 | 0
2020 | TVA_2_NonRTO_Midwest | TVA | NonRTO_Midwest | Internal | Summer | B9 | 800 | 100 | 0 | 40.88 | 37.44 | 9 | 0
2020 | TVA_2_NonRTO_Midwest | TVA | NonRTO_Midwest | Internal | Summer | B10 | 1262 | 100 | 0 | 37.84 | 35.08 | 9 | 0
2020 | TVA_2_NonRTO_Midwest | TVA | NonRTO_Midwest | Internal | Winter | B16 | 25 | 100 | 0 | 63.42 | 63.45 | 9 | 0
2020 | TVA_2_NonRTO_Midwest | TVA | NonRTO_Midwest | Internal | Winter | B17 | 100 | 100 | 100 | 46.75 | 56.28 | 9 | 0.53
2020 | TVA_2_NonRTO_Midwest | TVA | NonRTO_Midwest | Internal | Winter | B18 | 400 | 100 | 100 | 42.33 | 52.45 | 9 | 1.12
2020 | TVA_2_NonRTO_Midwest | TVA | NonRTO_Midwest | Internal | Winter | B19 | 700 | 100 | 0 | 42.33 | 42.62 | 9 | 0
2020 | TVA_2_NonRTO_Midwest | TVA | NonRTO_Midwest | Internal | Winter | B20 | 935 | 100 | 0 | 42.33 | 36.16 | 9 | 0
2020 | TVA_2_SOCO | TVA | SOCO | Internal | Shoulder | B11 | 25 | 500 | 0 | 58.81 | 67.7 | 9 | 0
2020 | TVA_2_SOCO | TVA | SOCO | Internal | Shoulder | B12 | 200 | 500 | 0 | 44 | 46.39 | 9 | 0
2020 | TVA_2_SOCO | TVA | SOCO | Internal | Shoulder | B13 | 600 | 500 | 0 | 42.71 | 43.05 | 9 | 0
2020 | TVA_2_SOCO | TVA | SOCO | Internal | Shoulder | B14 | 900 | 500 | 0 | 42.71 | 43.05 | 9 | 0
2020 | TVA_2_SOCO | TVA | SOCO | Internal | Shoulder | B15 | 1203 | 500 | 0 | 42.33 | 42.57 | 9 | 0
2020 | TVA_2_SOCO | TVA | SOCO | Internal | Summer | B1 | 10 | 500 | 0 | 73.82 | 71.71 | 9 | 0
2020 | TVA_2_SOCO | TVA | SOCO | Internal | Summer | B2 | 25 | 500 | 0 | 71.72 | 71.71 | 9 | 0
2020 | TVA_2_SOCO | TVA | SOCO | Internal | Summer | B3 | 75 | 500 | 0 | 67.87 | 70.36 | 9 | 0
2020 | TVA_2_SOCO | TVA | SOCO | Internal | Summer | B4 | 100 | 500 | 0 | 67.72 | 70.36 | 9 | 0
2020 | TVA_2_SOCO | TVA | SOCO | Internal | Summer | B5 | 200 | 500 | 0 | 62.96 | 69.95 | 9 | 0
2020 | TVA_2_SOCO | TVA | SOCO | Internal | Summer | B6 | 300 | 500 | 500 | 48.73 | 62.2 | 9 | 4.47
2020 | TVA_2_SOCO | TVA | SOCO | Internal | Summer | B7 | 400 | 500 | 500 | 40.88 | 56.06 | 9 | 6.18
2020 | TVA_2_SOCO | TVA | SOCO | Internal | Summer | B8 | 500 | 500 | 0 | 40.88 | 47.58 | 9 | 0
2020 | TVA_2_SOCO | TVA | SOCO | Internal | Summer | B9 | 800 | 500 | 0 | 40.88 | 42.71 | 9 | 0
2020 | TVA_2_SOCO | TVA | SOCO | Internal | Summer | B10 | 1262 | 500 | 0 | 37.84 | 41.3 | 9 | 0
2020 | TVA_2_SOCO | TVA | SOCO | Internal | Winter | B16 | 25 | 500 | 0 | 63.42 | 68.09 | 9 | 0
2020 | TVA_2_SOCO | TVA | SOCO | Internal | Winter | B17 | 100 | 500 | 0 | 46.75 | 49.06 | 9 | 0
2020 | TVA_2_SOCO | TVA | SOCO | Internal | Winter | B18 | 400 | 500 | 0 | 42.33 | 45.18 | 9 | 0
2020 | TVA_2_SOCO | TVA | SOCO | Internal | Winter | B19 | 700 | 500 | 0 | 42.33 | 45.18 | 9 | 0
2020 | TVA_2_SOCO | TVA | SOCO | Internal | Winter | B20 | 935 | 500 | 0 | 42.33 | 45.18 | 9 | 0
2020 | TVA_2_VACAR | TVA | VACAR | Internal | Shoulder | B11 | 25 | 150 | 0 | 58.81 | 60.7 | 9 | 0
2020 | TVA_2_VACAR | TVA | VACAR | Internal | Shoulder | B12 | 200 | 150 | 0 | 44 | 49.48 | 9 | 0
2020 | TVA_2_VACAR | TVA | VACAR | Internal | Shoulder | B13 | 600 | 150 | 0 | 42.71 | 46.79 | 9 | 0
2020 | TVA_2_VACAR | TVA | VACAR | Internal | Shoulder | B14 | 900 | 150 | 0 | 42.71 | 45.98 | 9 | 0
2020 | TVA_2_VACAR | TVA | VACAR | Internal | Shoulder | B15 | 1203 | 150 | 0 | 42.33 | 42.39 | 9 | 0
2020 | TVA_2_VACAR | TVA | VACAR | Internal | Summer | B1 | 10 | 150 | 0 | 73.82 | 73.8 | 9 | 0
2020 | TVA_2_VACAR | TVA | VACAR | Internal | Summer | B2 | 25 | 150 | 0 | 71.72 | 73.8 | 9 | 0
2020 | TVA_2_VACAR | TVA | VACAR | Internal | Summer | B3 | 75 | 150 | 0 | 67.87 | 72.49 | 9 | 0
2020 | TVA_2_VACAR | TVA | VACAR | Internal | Summer | B4 | 100 | 150 | 0 | 67.72 | 67.71 | 9 | 0
2020 | TVA_2_VACAR | TVA | VACAR | Internal | Summer | B5 | 200 | 150 | 0 | 62.96 | 62.95 | 9 | 0
2020 | TVA_2_VACAR | TVA | VACAR | Internal | Summer | B6 | 300 | 150 | 0 | 48.73 | 55.2 | 9 | 0
2020 | TVA_2_VACAR | TVA | VACAR | Internal | Summer | B7 | 400 | 150 | 0 | 40.88 | 47.97 | 9 | 0
2020 | TVA_2_VACAR | TVA | VACAR | Internal | Summer | B8 | 500 | 150 | 0 | 40.88 | 44.01 | 9 | 0
2020 | TVA_2_VACAR | TVA | VACAR | Internal | Summer | B9 | 800 | 150 | 0 | 40.88 | 42.45 | 9 | 0
2020 | TVA_2_VACAR | TVA | VACAR | Internal | Summer | B10 | 1262 | 150 | 0 | 37.84 | 40.67 | 9 | 0
2020 | TVA_2_VACAR | TVA | VACAR | Internal | Winter | B16 | 25 | 150 | 107.54 | 63.42 | 72.42 | 9 | 0
2020 | TVA_2_VACAR | TVA | VACAR | Internal | Winter | B17 | 100 | 150 | 150 | 46.75 | 56.25 | 9 | 0.51
2020 | TVA_2_VACAR | TVA | VACAR | Internal | Winter | B18 | 400 | 150 | 0 | 42.33 | 48.14 | 9 | 0
2020 | TVA_2_VACAR | TVA | VACAR | Internal | Winter | B19 | 700 | 150 | 0 | 42.33 | 46.27 | 9 | 0
2020 | TVA_2_VACAR | TVA | VACAR | Internal | Winter | B20 | 935 | 150 | 0 | 42.33 | 46.27 | 9 | 0
2020 | TVA_Transmission_2_NonRTO_Midwest | TVA_Transmission | NonRTO_Midwest | Internal | Shoulder | B11 | 25 | 700 | 0 | 61.2 | 66.44 | 9 | 0
2020 | TVA_Transmission_2_NonRTO_Midwest | TVA_Transmission | NonRTO_Midwest | Internal | Shoulder | B12 | 200 | 700 | 0 | 48.34 | 54.75 | 9 | 0
2020 | TVA_Transmission_2_NonRTO_Midwest | TVA_Transmission | NonRTO_Midwest | Internal | Shoulder | B13 | 600 | 700 | 0 | 46.02 | 51.71 | 9 | 0
2020 | TVA_Transmission_2_NonRTO_Midwest | TVA_Transmission | NonRTO_Midwest | Internal | Shoulder | B14 | 900 | 700 | 0 | 44.16 | 41.3 | 9 | 0
2020 | TVA_Transmission_2_NonRTO_Midwest | TVA_Transmission | NonRTO_Midwest | Internal | Shoulder | B15 | 1203 | 700 | 0 | 42.8 | 36.31 | 9 | 0
2020 | TVA_Transmission_2_NonRTO_Midwest | TVA_Transmission | NonRTO_Midwest | Internal | Summer | B1 | 10 | 700 | 0 | 73.8 | 69.15 | 9 | 0
2020 | TVA_Transmission_2_NonRTO_Midwest | TVA_Transmission | NonRTO_Midwest | Internal | Summer | B2 | 25 | 700 | 0 | 71.71 | 69.15 | 9 | 0
2020 | TVA_Transmission_2_NonRTO_Midwest | TVA_Transmission | NonRTO_Midwest | Internal | Summer | B3 | 75 | 700 | 0 | 67.86 | 69.15 | 9 | 0
2020 | TVA_Transmission_2_NonRTO_Midwest | TVA_Transmission | NonRTO_Midwest | Internal | Summer | B4 | 100 | 700 | 0 | 67.71 | 69.15 | 9 | 0
2020 | TVA_Transmission_2_NonRTO_Midwest | TVA_Transmission | NonRTO_Midwest | Internal | Summer | B5 | 200 | 700 | 0 | 62.95 | 66.93 | 9 | 0
2020 | TVA_Transmission_2_NonRTO_Midwest | TVA_Transmission | NonRTO_Midwest | Internal | Summer | B6 | 300 | 700 | 0 | 54.31 | 57.94 | 9 | 0
2020 | TVA_Transmission_2_NonRTO_Midwest | TVA_Transmission | NonRTO_Midwest | Internal | Summer | B7 | 400 | 700 | 0 | 47.5 | 44.35 | 9 | 0
2020 | TVA_Transmission_2_NonRTO_Midwest | TVA_Transmission | NonRTO_Midwest | Internal | Summer | B8 | 500 | 700 | 0 | 42.33 | 37.75 | 9 | 0
2020 | TVA_Transmission_2_NonRTO_Midwest | TVA_Transmission | NonRTO_Midwest | Internal | Summer | B9 | 800 | 700 | 0 | 41.59 | 37.44 | 9 | 0
2020 | TVA_Transmission_2_NonRTO_Midwest | TVA_Transmission | NonRTO_Midwest | Internal | Summer | B10 | 1262 | 700 | 0 | 39.26 | 35.08 | 9 | 0
2020 | TVA_Transmission_2_NonRTO_Midwest | TVA_Transmission | NonRTO_Midwest | Internal | Winter | B16 | 25 | 700 | 0 | 63.42 | 63.45 | 9 | 0
2020 | TVA_Transmission_2_NonRTO_Midwest | TVA_Transmission | NonRTO_Midwest | Internal | Winter | B17 | 100 | 700 | 0 | 50.97 | 56.28 | 9 | 0
2020 | TVA_Transmission_2_NonRTO_Midwest | TVA_Transmission | NonRTO_Midwest | Internal | Winter | B18 | 400 | 700 | 0 | 47.28 | 52.45 | 9 | 0
2020 | TVA_Transmission_2_NonRTO_Midwest | TVA_Transmission | NonRTO_Midwest | Internal | Winter | B19 | 700 | 700 | 0 | 44.94 | 42.62 | 9 | 0
2020 | TVA_Transmission_2_NonRTO_Midwest | TVA_Transmission | NonRTO_Midwest | Internal | Winter | B20 | 935 | 700 | 0 | 43.06 | 36.16 | 9 | 0
2020 | TVA_Transmission_2_SOCO | TVA_Transmission | SOCO | Internal | Shoulder | B11 | 25 | 3200 | 0 | 61.2 | 67.7 | 9 | 0
2020 | TVA_Transmission_2_SOCO | TVA_Transmission | SOCO | Internal | Shoulder | B12 | 200 | 3200 | 0 | 48.34 | 46.39 | 9 | 0
2020 | TVA_Transmission_2_SOCO | TVA_Transmission | SOCO | Internal | Shoulder | B13 | 600 | 3200 | 0 | 46.02 | 43.05 | 9 | 0
2020 | TVA_Transmission_2_SOCO | TVA_Transmission | SOCO | Internal | Shoulder | B14 | 900 | 3200 | 0 | 44.16 | 43.05 | 9 | 0
2020 | TVA_Transmission_2_SOCO | TVA_Transmission | SOCO | Internal | Shoulder | B15 | 1203 | 3200 | 0 | 42.8 | 42.57 | 9 | 0
2020 | TVA_Transmission_2_SOCO | TVA_Transmission | SOCO | Internal | Summer | B1 | 10 | 3200 | 0 | 73.8 | 71.71 | 9 | 0
2020 | TVA_Transmission_2_SOCO | TVA_Transmission | SOCO | Internal | Summer | B2 | 25 | 3200 | 0 | 71.71 | 71.71 | 9 | 0
2020 | TVA_Transmission_2_SOCO | TVA_Transmission | SOCO | Internal | Summer | B3 | 75 | 3200 | 0 | 67.86 | 70.36 | 9 | 0
2020 | TVA_Transmission_2_SOCO | TVA_Transmission | SOCO | Internal | Summer | B4 | 100 | 3200 | 0 | 67.71 | 70.36 | 9 | 0
2020 | TVA_Transmission_2_SOCO | TVA_Transmission | SOCO | Internal | Summer | B5 | 200 | 3200 | 0 | 62.95 | 69.95 | 9 | 0
2020 | TVA_Transmission_2_SOCO | TVA_Transmission | SOCO | Internal | Summer | B6 | 300 | 3200 | 0 | 54.31 | 62.2 | 9 | 0
2020 | TVA_Transmission_2_SOCO | TVA_Transmission | SOCO | Internal | Summer | B7 | 400 | 3200 | 0 | 47.5 | 56.06 | 9 | 0
2020 | TVA_Transmission_2_SOCO | TVA_Transmission | SOCO | Internal | Summer | B8 | 500 | 3200 | 0 | 42.33 | 47.58 | 9 | 0
2020 | TVA_Transmission_2_SOCO | TVA_Transmission | SOCO | Internal | Summer | B9 | 800 | 3200 | 0 | 41.59 | 42.71 | 9 | 0
2020 | TVA_Transmission_2_SOCO | TVA_Transmission | SOCO | Internal | Summer | B10 | 1262 | 3200 | 0 | 39.26 | 41.3 | 9 | 0
2020 | TVA_Transmission_2_SOCO | TVA_Transmission | SOCO | Internal | Winter | B16 | 25 | 3200 | 0 | 63.42 | 68.09 | 9 | 0
2020 | TVA_Transmission_2_SOCO | TVA_Transmission | SOCO | Internal | Winter | B17 | 100 | 3200 | 0 | 50.97 | 49.06 | 9 | 0
2020 | TVA_Transmission_2_SOCO | TVA_Transmission | SOCO | Internal | Winter | B18 | 400 | 3200 | 0 | 47.28 | 45.18 | 9 | 0
2020 | TVA_Transmission_2_SOCO | TVA_Transmission | SOCO | Internal | Winter | B19 | 700 | 3200 | 0 | 44.94 | 45.18 | 9 | 0
2020 | TVA_Transmission_2_SOCO | TVA_Transmission | SOCO | Internal | Winter | B20 | 935 | 3200 | 0 | 43.06 | 45.18 | 9 | 0
2020 | TVA_Transmission_2_TVA | TVA_Transmission | TVA | Internal | Shoulder | B11 | 25 | 99999 | 0 | 61.2 | 58.81 | 0.01 | 0
2020 | TVA_Transmission_2_TVA | TVA_Transmission | TVA | Internal | Shoulder | B12 | 200 | 99999 | 0 | 48.34 | 44 | 0.01 | 0
2020 | TVA_Transmission_2_TVA | TVA_Transmission | TVA | Internal | Shoulder | B13 | 600 | 99999 | 0 | 46.02 | 42.71 | 0.01 | 0
2020 | TVA_Transmission_2_TVA | TVA_Transmission | TVA | Internal | Shoulder | B14 | 900 | 99999 | 0 | 44.16 | 42.71 | 0.01 | 0
2020 | TVA_Transmission_2_TVA | TVA_Transmission | TVA | Internal | Shoulder | B15 | 1203 | 99999 | 0 | 42.8 | 42.33 | 0.01 | 0
2020 | TVA_Transmission_2_TVA | TVA_Transmission | TVA | Internal | Summer | B1 | 10 | 99999 | 2811.07 | 73.8 | 73.82 | 0.01 | 0
2020 | TVA_Transmission_2_TVA | TVA_Transmission | TVA | Internal | Summer | B2 | 25 | 99999 | 1919.75 | 71.71 | 71.72 | 0.01 | 0
2020 | TVA_Transmission_2_TVA | TVA_Transmission | TVA | Internal | Summer | B3 | 75 | 99999 | 169.9 | 67.86 | 67.87 | 0.01 | 0
2020 | TVA_Transmission_2_TVA | TVA_Transmission | TVA | Internal | Summer | B4 | 100 | 99999 | 243.51 | 67.71 | 67.72 | 0.01 | 0
2020 | TVA_Transmission_2_TVA | TVA_Transmission | TVA | Internal | Summer | B5 | 200 | 99999 | 134.41 | 62.95 | 62.96 | 0.01 | 0
2020 | TVA_Transmission_2_TVA | TVA_Transmission | TVA | Internal | Summer | B6 | 300 | 99999 | 0 | 54.31 | 48.73 | 0.01 | 0
2020 | TVA_Transmission_2_TVA | TVA_Transmission | TVA | Internal | Summer | B7 | 400 | 99999 | 0 | 47.5 | 40.88 | 0.01 | 0
2020 | TVA_Transmission_2_TVA | TVA_Transmission | TVA | Internal | Summer | B8 | 500 | 99999 | 0 | 42.33 | 40.88 | 0.01 | 0
2020 | TVA_Transmission_2_TVA | TVA_Transmission | TVA | Internal | Summer | B9 | 800 | 99999 | 0 | 41.59 | 40.88 | 0.01 | 0
2020 | TVA_Transmission_2_TVA | TVA_Transmission | TVA | Internal | Summer | B10 | 1262 | 99999 | 0 | 39.26 | 37.84 | 0.01 | 0
2020 | TVA_Transmission_2_TVA | TVA_Transmission | TVA | Internal | Winter | B16 | 25 | 99999 | 0.02 | 63.42 | 63.42 | 0.01 | 0
2020 | TVA_Transmission_2_TVA | TVA_Transmission | TVA | Internal | Winter | B17 | 100 | 99999 | 0 | 50.97 | 46.75 | 0.01 | 0
2020 | TVA_Transmission_2_TVA | TVA_Transmission | TVA | Internal | Winter | B18 | 400 | 99999 | 0 | 47.28 | 42.33 | 0.01 | 0
2020 | TVA_Transmission_2_TVA | TVA_Transmission | TVA | Internal | Winter | B19 | 700 | 99999 | 0 | 44.94 | 42.33 | 0.01 | 0
2020 | TVA_Transmission_2_TVA | TVA_Transmission | TVA | Internal | Winter | B20 | 935 | 99999 | 0 | 43.06 | 42.33 | 0.01 | 0
2020 | TVA_Transmission_2_VACAR | TVA_Transmission | VACAR | Internal | Shoulder | B11 | 25 | 900 | 0 | 61.2 | 60.7 | 9 | 0
2020 | TVA_Transmission_2_VACAR | TVA_Transmission | VACAR | Internal | Shoulder | B12 | 200 | 900 | 0 | 48.34 | 49.48 | 9 | 0
2020 | TVA_Transmission_2_VACAR | TVA_Transmission | VACAR | Internal | Shoulder | B13 | 600 | 900 | 0 | 46.02 | 46.79 | 9 | 0
2020 | TVA_Transmission_2_VACAR | TVA_Transmission | VACAR | Internal | Shoulder | B14 | 900 | 900 | 0 | 44.16 | 45.98 | 9 | 0
2020 | TVA_Transmission_2_VACAR | TVA_Transmission | VACAR | Internal | Shoulder | B15 | 1203 | 900 | 0 | 42.8 | 42.39 | 9 | 0
2020 | TVA_Transmission_2_VACAR | TVA_Transmission | VACAR | Internal | Summer | B1 | 10 | 900 | 0 | 73.8 | 73.8 | 9 | 0
2020 | TVA_Transmission_2_VACAR | TVA_Transmission | VACAR | Internal | Summer | B2 | 25 | 900 | 0 | 71.71 | 73.8 | 9 | 0
2020 | TVA_Transmission_2_VACAR | TVA_Transmission | VACAR | Internal | Summer | B3 | 75 | 900 | 0 | 67.86 | 72.49 | 9 | 0
2020 | TVA_Transmission_2_VACAR | TVA_Transmission | VACAR | Internal | Summer | B4 | 100 | 900 | 0 | 67.71 | 67.71 | 9 | 0
2020 | TVA_Transmission_2_VACAR | TVA_Transmission | VACAR | Internal | Summer | B5 | 200 | 900 | 0 | 62.95 | 62.95 | 9 | 0
2020 | TVA_Transmission_2_VACAR | TVA_Transmission | VACAR | Internal | Summer | B6 | 300 | 900 | 0 | 54.31 | 55.2 | 9 | 0
2020 | TVA_Transmission_2_VACAR | TVA_Transmission | VACAR | Internal | Summer | B7 | 400 | 900 | 0 | 47.5 | 47.97 | 9 | 0
2020 | TVA_Transmission_2_VACAR | TVA_Transmission | VACAR | Internal | Summer | B8 | 500 | 900 | 0 | 42.33 | 44.01 | 9 | 0
2020 | TVA_Transmission_2_VACAR | TVA_Transmission | VACAR | Internal | Summer | B9 | 800 | 900 | 0 | 41.59 | 42.45 | 9 | 0
2020 | TVA_Transmission_2_VACAR | TVA_Transmission | VACAR | Internal | Summer | B10 | 1262 | 900 | 0 | 39.26 | 40.67 | 9 | 0
2020 | TVA_Transmission_2_VACAR | TVA_Transmission | VACAR | Internal | Winter | B16 | 25 | 900 | 69.74 | 63.42 | 72.42 | 9 | 0
2020 | TVA_Transmission_2_VACAR | TVA_Transmission | VACAR | Internal | Winter | B17 | 100 | 900 | 0 | 50.97 | 56.25 | 9 | 0
2020 | TVA_Transmission_2_VACAR | TVA_Transmission | VACAR | Internal | Winter | B18 | 400 | 900 | 0 | 47.28 | 48.14 | 9 | 0
2020 | TVA_Transmission_2_VACAR | TVA_Transmission | VACAR | Internal | Winter | B19 | 700 | 900 | 0 | 44.94 | 46.27 | 9 | 0
2020 | TVA_Transmission_2_VACAR | TVA_Transmission | VACAR | Internal | Winter | B20 | 935 | 900 | 0 | 43.06 | 46.27 | 9 | 0
2020 | VACAR_2_PJM_ROR | VACAR | PJM_ROR | Internal | Shoulder | B11 | 25 | 2865 | 0 | 60.7 | 56.44 | 7 | 0
2020 | VACAR_2_PJM_ROR | VACAR | PJM_ROR | Internal | Shoulder | B12 | 200 | 2865 | 0 | 49.48 | 48.72 | 7 | 0
2020 | VACAR_2_PJM_ROR | VACAR | PJM_ROR | Internal | Shoulder | B13 | 600 | 2865 | 0 | 46.79 | 43.02 | 7 | 0
2020 | VACAR_2_PJM_ROR | VACAR | PJM_ROR | Internal | Shoulder | B14 | 900 | 2865 | 0 | 45.98 | 40.24 | 7 | 0
2020 | VACAR_2_PJM_ROR | VACAR | PJM_ROR | Internal | Shoulder | B15 | 1203 | 2865 | 0 | 42.39 | 37.64 | 7 | 0
2020 | VACAR_2_PJM_ROR | VACAR | PJM_ROR | Internal | Summer | B1 | 10 | 2865 | 0 | 73.8 | 67.8 | 7 | 0
2020 | VACAR_2_PJM_ROR | VACAR | PJM_ROR | Internal | Summer | B2 | 25 | 2865 | 0 | 73.8 | 65.71 | 7 | 0
2020 | VACAR_2_PJM_ROR | VACAR | PJM_ROR | Internal | Summer | B3 | 75 | 2865 | 0 | 72.49 | 61.86 | 7 | 0
2020 | VACAR_2_PJM_ROR | VACAR | PJM_ROR | Internal | Summer | B4 | 100 | 2865 | 0 | 67.71 | 61.71 | 7 | 0
2020 | VACAR_2_PJM_ROR | VACAR | PJM_ROR | Internal | Summer | B5 | 200 | 2865 | 0 | 62.95 | 56.95 | 7 | 0
2020 | VACAR_2_PJM_ROR | VACAR | PJM_ROR | Internal | Summer | B6 | 300 | 2865 | 0 | 55.2 | 49.2 | 7 | 0
2020 | VACAR_2_PJM_ROR | VACAR | PJM_ROR | Internal | Summer | B7 | 400 | 2865 | 0 | 47.97 | 41.97 | 7 | 0
2020 | VACAR_2_PJM_ROR | VACAR | PJM_ROR | Internal | Summer | B8 | 500 | 2865 | 0 | 44.01 | 38.01 | 7 | 0
2020 | VACAR_2_PJM_ROR | VACAR | PJM_ROR | Internal | Summer | B9 | 800 | 2865 | 0 | 42.45 | 36.45 | 7 | 0
2020 | VACAR_2_PJM_ROR | VACAR | PJM_ROR | Internal | Summer | B10 | 1262 | 2865 | 0 | 40.67 | 35.12 | 7 | 0
2020 | VACAR_2_PJM_ROR | VACAR | PJM_ROR | Internal | Winter | B16 | 25 | 2865 | 0 | 72.42 | 57.42 | 7 | 0
2020 | VACAR_2_PJM_ROR | VACAR | PJM_ROR | Internal | Winter | B17 | 100 | 2865 | 0 | 56.25 | 50.25 | 7 | 0
2020 | VACAR_2_PJM_ROR | VACAR | PJM_ROR | Internal | Winter | B18 | 400 | 2865 | 0 | 48.14 | 45.53 | 7 | 0
2020 | VACAR_2_PJM_ROR | VACAR | PJM_ROR | Internal | Winter | B19 | 700 | 2865 | 0 | 46.27 | 42.61 | 7 | 0
2020 | VACAR_2_PJM_ROR | VACAR | PJM_ROR | Internal | Winter | B20 | 935 | 2865 | 0 | 46.27 | 39.71 | 7 | 0
2020 | VACAR_2_SOCO | VACAR | SOCO | Internal | Shoulder | B11 | 25 | 3000 | 776.16 | 60.7 | 67.7 | 7 | 0
2020 | VACAR_2_SOCO | VACAR | SOCO | Internal | Shoulder | B12 | 200 | 3000 | 0 | 49.48 | 46.39 | 7 | 0
2020 | VACAR_2_SOCO | VACAR | SOCO | Internal | Shoulder | B13 | 600 | 3000 | 0 | 46.79 | 43.05 | 7 | 0
2020 | VACAR_2_SOCO | VACAR | SOCO | Internal | Shoulder | B14 | 900 | 3000 | 0 | 45.98 | 43.05 | 7 | 0
2020 | VACAR_2_SOCO | VACAR | SOCO | Internal | Shoulder | B15 | 1203 | 3000 | 0 | 42.39 | 42.57 | 7 | 0
2020 | VACAR_2_SOCO | VACAR | SOCO | Internal | Summer | B1 | 10 | 3000 | 0 | 73.8 | 71.71 | 7 | 0
2020 | VACAR_2_SOCO | VACAR | SOCO | Internal | Summer | B2 | 25 | 3000 | 0 | 73.8 | 71.71 | 7 | 0
2020 | VACAR_2_SOCO | VACAR | SOCO | Internal | Summer | B3 | 75 | 3000 | 0 | 72.49 | 70.36 | 7 | 0
2020 | VACAR_2_SOCO | VACAR | SOCO | Internal | Summer | B4 | 100 | 3000 | 0 | 67.71 | 70.36 | 7 | 0
2020 | VACAR_2_SOCO | VACAR | SOCO | Internal | Summer | B5 | 200 | 3000 | 1290.17 | 62.95 | 69.95 | 7 | 0
2020 | VACAR_2_SOCO | VACAR | SOCO | Internal | Summer | B6 | 300 | 3000 | 246.32 | 55.2 | 62.2 | 7 | 0
2020 | VACAR_2_SOCO | VACAR | SOCO | Internal | Summer | B7 | 400 | 3000 | 3000 | 47.97 | 56.06 | 7 | 1.09
2020 | VACAR_2_SOCO | VACAR | SOCO | Internal | Summer | B8 | 500 | 3000 | 0 | 44.01 | 47.58 | 7 | 0
2020 | VACAR_2_SOCO | VACAR | SOCO | Internal | Summer | B9 | 800 | 3000 | 0 | 42.45 | 42.71 | 7 | 0
2020 | VACAR_2_SOCO | VACAR | SOCO | Internal | Summer | B10 | 1262 | 3000 | 0 | 40.67 | 41.3 | 7 | 0
2020 | VACAR_2_SOCO | VACAR | SOCO | Internal | Winter | B16 | 25 | 3000 | 0 | 72.42 | 68.09 | 7 | 0
2020 | VACAR_2_SOCO | VACAR | SOCO | Internal | Winter | B17 | 100 | 3000 | 0 | 56.25 | 49.06 | 7 | 0
2020 | VACAR_2_SOCO | VACAR | SOCO | Internal | Winter | B18 | 400 | 3000 | 0 | 48.14 | 45.18 | 7 | 0
2020 | VACAR_2_SOCO | VACAR | SOCO | Internal | Winter | B19 | 700 | 3000 | 0 | 46.27 | 45.18 | 7 | 0
2020 | VACAR_2_SOCO | VACAR | SOCO | Internal | Winter | B20 | 935 | 3000 | 0 | 46.27 | 45.18 | 7 | 0
2020 | VACAR_2_TVA_Transmission | VACAR | TVA_Transmission | Internal | Shoulder | B11 | 25 | 900 | 0 | 60.7 | 61.2 | 7 | 0
2020 | VACAR_2_TVA_Transmission | VACAR | TVA_Transmission | Internal | Shoulder | B12 | 200 | 900 | 0 | 49.48 | 48.34 | 7 | 0
2020 | VACAR_2_TVA_Transmission | VACAR | TVA_Transmission | Internal | Shoulder | B13 | 600 | 900 | 0 | 46.79 | 46.02 | 7 | 0
2020 | VACAR_2_TVA_Transmission | VACAR | TVA_Transmission | Internal | Shoulder | B14 | 900 | 900 | 0 | 45.98 | 44.16 | 7 | 0
2020 | VACAR_2_TVA_Transmission | VACAR | TVA_Transmission | Internal | Shoulder | B15 | 1203 | 900 | 0 | 42.39 | 42.8 | 7 | 0
2020 | VACAR_2_TVA_Transmission | VACAR | TVA_Transmission | Internal | Summer | B1 | 10 | 900 | 0 | 73.8 | 73.8 | 7 | 0
2020 | VACAR_2_TVA_Transmission | VACAR | TVA_Transmission | Internal | Summer | B2 | 25 | 900 | 0 | 73.8 | 71.71 | 7 | 0
2020 | VACAR_2_TVA_Transmission | VACAR | TVA_Transmission | Internal | Summer | B3 | 75 | 900 | 0 | 72.49 | 67.86 | 7 | 0
2020 | VACAR_2_TVA_Transmission | VACAR | TVA_Transmission | Internal | Summer | B4 | 100 | 900 | 0 | 67.71 | 67.71 | 7 | 0
2020 | VACAR_2_TVA_Transmission | VACAR | TVA_Transmission | Internal | Summer | B5 | 200 | 900 | 0 | 62.95 | 62.95 | 7 | 0
2020 | VACAR_2_TVA_Transmission | VACAR | TVA_Transmission | Internal | Summer | B6 | 300 | 900 | 0 | 55.2 | 54.31 | 7 | 0
2020 | VACAR_2_TVA_Transmission | VACAR | TVA_Transmission | Internal | Summer | B7 | 400 | 900 | 0 | 47.97 | 47.5 | 7 | 0
2020 | VACAR_2_TVA_Transmission | VACAR | TVA_Transmission | Internal | Summer | B8 | 500 | 900 | 0 | 44.01 | 42.33 | 7 | 0
2020 | VACAR_2_TVA_Transmission | VACAR | TVA_Transmission | Internal | Summer | B9 | 800 | 900 | 0 | 42.45 | 41.59 | 7 | 0
2020 | VACAR_2_TVA_Transmission | VACAR | TVA_Transmission | Internal | Summer | B10 | 1262 | 900 | 0 | 40.67 | 39.26 | 7 | 0
2020 | VACAR_2_TVA_Transmission | VACAR | TVA_Transmission | Internal | Winter | B16 | 25 | 900 | 0 | 72.42 | 63.42 | 7 | 0
2020 | VACAR_2_TVA_Transmission | VACAR | TVA_Transmission | Internal | Winter | B17 | 100 | 900 | 0 | 56.25 | 50.97 | 7 | 0
2020 | VACAR_2_TVA_Transmission | VACAR | TVA_Transmission | Internal | Winter | B18 | 400 | 900 | 0 | 48.14 | 47.28 | 7 | 0
2020 | VACAR_2_TVA_Transmission | VACAR | TVA_Transmission | Internal | Winter | B19 | 700 | 900 | 0 | 46.27 | 44.94 | 7 | 0
2020 | VACAR_2_TVA_Transmission | VACAR | TVA_Transmission | Internal | Winter | B20 | 935 | 900 | 0 | 46.27 | 43.06 | 7 | 0
2025 | ENT_2_MISO_MO-IL | ENT | MISO_MO-IL | Internal | Shoulder | B11 | 25 | 2260 | 0 | 60.32 | 60.32 | 8 | 0
2025 | ENT_2_MISO_MO-IL | ENT | MISO_MO-IL | Internal | Shoulder | B12 | 200 | 2260 | 0 | 44.8 | 46.12 | 8 | 0
2025 | ENT_2_MISO_MO-IL | ENT | MISO_MO-IL | Internal | Shoulder | B13 | 600 | 2260 | 0 | 43.63 | 43.63 | 8 | 0
2025 | ENT_2_MISO_MO-IL | ENT | MISO_MO-IL | Internal | Shoulder | B14 | 900 | 2260 | 0 | 42.01 | 42.01 | 8 | 0
2025 | ENT_2_MISO_MO-IL | ENT | MISO_MO-IL | Internal | Shoulder | B15 | 1203 | 2260 | 0 | 36.95 | 36.95 | 8 | 0
2025 | ENT_2_MISO_MO-IL | ENT | MISO_MO-IL | Internal | Summer | B1 | 10 | 2260 | 0 | 69.95 | 73.99 | 8 | 0
2025 | ENT_2_MISO_MO-IL | ENT | MISO_MO-IL | Internal | Summer | B2 | 25 | 2260 | 0 | 67.37 | 68.32 | 8 | 0
2025 | ENT_2_MISO_MO-IL | ENT | MISO_MO-IL | Internal | Summer | B3 | 75 | 2260 | 0 | 67.17 | 67.47 | 8 | 0
2025 | ENT_2_MISO_MO-IL | ENT | MISO_MO-IL | Internal | Summer | B4 | 100 | 2260 | 0 | 65.05 | 67.06 | 8 | 0
2025 | ENT_2_MISO_MO-IL | ENT | MISO_MO-IL | Internal | Summer | B5 | 200 | 2260 | 0 | 64.55 | 63.87 | 8 | 0
2025 | ENT_2_MISO_MO-IL | ENT | MISO_MO-IL | Internal | Summer | B6 | 300 | 2260 | 0 | 58.46 | 55.48 | 8 | 0
2025 | ENT_2_MISO_MO-IL | ENT | MISO_MO-IL | Internal | Summer | B7 | 400 | 2260 | 0 | 47.81 | 46.59 | 8 | 0
2025 | ENT_2_MISO_MO-IL | ENT | MISO_MO-IL | Internal | Summer | B8 | 500 | 2260 | 0 | 44.29 | 40.92 | 8 | 0
2025 | ENT_2_MISO_MO-IL | ENT | MISO_MO-IL | Internal | Summer | B9 | 800 | 2260 | 0 | 42.97 | 39.45 | 8 | 0
2025 | ENT_2_MISO_MO-IL | ENT | MISO_MO-IL | Internal | Summer | B10 | 1262 | 2260 | 0 | 38.56 | 35.88 | 8 | 0
2025 | ENT_2_MISO_MO-IL | ENT | MISO_MO-IL | Internal | Winter | B16 | 25 | 2260 | 0 | 50.99 | 52.53 | 8 | 0
2025 | ENT_2_MISO_MO-IL | ENT | MISO_MO-IL | Internal | Winter | B17 | 100 | 2260 | 0 | 45.88 | 45.88 | 8 | 0
2025 | ENT_2_MISO_MO-IL | ENT | MISO_MO-IL | Internal | Winter | B18 | 400 | 2260 | 0 | 44.29 | 44.08 | 8 | 0
2025 | ENT_2_MISO_MO-IL | ENT | MISO_MO-IL | Internal | Winter | B19 | 700 | 2260 | 0 | 42.31 | 42.31 | 8 | 0
2025 | ENT_2_MISO_MO-IL | ENT | MISO_MO-IL | Internal | Winter | B20 | 935 | 2260 | 0 | 37.34 | 37.34 | 8 | 0
2025 | ENT_2_SOCO | ENT | SOCO | Internal | Shoulder | B11 | 25 | 2431 | 2431 | 60.32 | 71.31 | 8 | 2.99
2025 | ENT_2_SOCO | ENT | SOCO | Internal | Shoulder | B12 | 200 | 2431 | 0 | 44.8 | 49.43 | 8 | 0
2025 | ENT_2_SOCO | ENT | SOCO | Internal | Shoulder | B13 | 600 | 2431 | 0 | 43.63 | 44.95 | 8 | 0
2025 | ENT_2_SOCO | ENT | SOCO | Internal | Shoulder | B14 | 900 | 2431 | 0 | 42.01 | 44.95 | 8 | 0
2025 | ENT_2_SOCO | ENT | SOCO | Internal | Shoulder | B15 | 1203 | 2431 | 724.68 | 36.95 | 44.95 | 8 | 0
2025 | ENT_2_SOCO | ENT | SOCO | Internal | Summer | B1 | 10 | 2431 | 2431 | 69.95 | 85.01 | 8 | 7.06
2025 | ENT_2_SOCO | ENT | SOCO | Internal | Summer | B2 | 25 | 2431 | 2241.1 | 67.37 | 75.37 | 8 | 0
2025 | ENT_2_SOCO | ENT | SOCO | Internal | Summer | B3 | 75 | 2431 | 2056.41 | 67.17 | 75.17 | 8 | 0
2025 | ENT_2_SOCO | ENT | SOCO | Internal | Summer | B4 | 100 | 2431 | 2431 | 65.05 | 73.95 | 8 | 0.89
2025 | ENT_2_SOCO | ENT | SOCO | Internal | Summer | B5 | 200 | 2431 | 2431 | 64.55 | 73.95 | 8 | 1.39
2025 | ENT_2_SOCO | ENT | SOCO | Internal | Summer | B6 | 300 | 2431 | 655.66 | 58.46 | 66.46 | 8 | 0
2025 | ENT_2_SOCO | ENT | SOCO | Internal | Summer | B7 | 400 | 2431 | 2431 | 47.81 | 58.58 | 8 | 2.78
2025 | ENT_2_SOCO | ENT | SOCO | Internal | Summer | B8 | 500 | 2431 | 0 | 44.29 | 48.63 | 8 | 0
2025 | ENT_2_SOCO | ENT | SOCO | Internal | Summer | B9 | 800 | 2431 | 0 | 42.97 | 43.55 | 8 | 0
2025 | ENT_2_SOCO | ENT | SOCO | Internal | Summer | B10 | 1262 | 2431 | 0 | 38.56 | 43.55 | 8 | 0
2025 | ENT_2_SOCO | ENT | SOCO | Internal | Winter | B16 | 25 | 2431 | 2431 | 50.99 | 69.53 | 8 | 10.54
2025 | ENT_2_SOCO | ENT | SOCO | Internal | Winter | B17 | 100 | 2431 | 669.74 | 45.88 | 53.88 | 8 | 0
2025 | ENT_2_SOCO | ENT | SOCO | Internal | Winter | B18 | 400 | 2431 | 0 | 44.29 | 47.83 | 8 | 0
2025 | ENT_2_SOCO | ENT | SOCO | Internal | Winter | B19 | 700 | 2431 | 0 | 42.31 | 47.83 | 8 | 0
2025 | ENT_2_SOCO | ENT | SOCO | Internal | Winter | B20 | 935 | 2431 | 2213.49 | 37.34 | 45.34 | 8 | 0
2025 | ENT_2_TVA_Transmission | ENT | TVA_Transmission | Internal | Shoulder | B11 | 25 | 2100 | 0 | 60.32 | 63.53 | 8 | 0
2025 | ENT_2_TVA_Transmission | ENT | TVA_Transmission | Internal | Shoulder | B12 | 200 | 2100 | 0 | 44.8 | 49.58 | 8 | 0
2025 | ENT_2_TVA_Transmission | ENT | TVA_Transmission | Internal | Shoulder | B13 | 600 | 2100 | 0 | 43.63 | 47.19 | 8 | 0
2025 | ENT_2_TVA_Transmission | ENT | TVA_Transmission | Internal | Shoulder | B14 | 900 | 2100 | 0 | 42.01 | 45.69 | 8 | 0
2025 | ENT_2_TVA_Transmission | ENT | TVA_Transmission | Internal | Shoulder | B15 | 1203 | 2100 | 0 | 36.95 | 44.57 | 8 | 0
2025 | ENT_2_TVA_Transmission | ENT | TVA_Transmission | Internal | Summer | B1 | 10 | 2100 | 1330.93 | 69.95 | 77.95 | 8 | 0
2025 | ENT_2_TVA_Transmission | ENT | TVA_Transmission | Internal | Summer | B2 | 25 | 2100 | 1168.78 | 67.37 | 75.37 | 8 | 0
2025 | ENT_2_TVA_Transmission | ENT | TVA_Transmission | Internal | Summer | B3 | 75 | 2100 | 0 | 67.17 | 71.45 | 8 | 0
2025 | ENT_2_TVA_Transmission | ENT | TVA_Transmission | Internal | Summer | B4 | 100 | 2100 | 0 | 65.05 | 71.07 | 8 | 0
2025 | ENT_2_TVA_Transmission | ENT | TVA_Transmission | Internal | Summer | B5 | 200 | 2100 | 0 | 64.55 | 67.86 | 8 | 0
2025 | ENT_2_TVA_Transmission | ENT | TVA_Transmission | Internal | Summer | B6 | 300 | 2100 | 0 | 58.46 | 58.55 | 8 | 0
2025 | ENT_2_TVA_Transmission | ENT | TVA_Transmission | Internal | Summer | B7 | 400 | 2100 | 0 | 47.81 | 50.03 | 8 | 0
2025 | ENT_2_TVA_Transmission | ENT | TVA_Transmission | Internal | Summer | B8 | 500 | 2100 | 0 | 44.29 | 44.23 | 8 | 0
2025 | ENT_2_TVA_Transmission | ENT | TVA_Transmission | Internal | Summer | B9 | 800 | 2100 | 0 | 42.97 | 42.96 | 8 | 0
2025 | ENT_2_TVA_Transmission | ENT | TVA_Transmission | Internal | Summer | B10 | 1262 | 2100 | 0 | 38.56 | 40.63 | 8 | 0
2025 | ENT_2_TVA_Transmission | ENT | TVA_Transmission | Internal | Winter | B16 | 25 | 2100 | 2100 | 50.99 | 60.53 | 8 | 1.54
2025 | ENT_2_TVA_Transmission | ENT | TVA_Transmission | Internal | Winter | B17 | 100 | 2100 | 0 | 45.88 | 51.21 | 8 | 0
2025 | ENT_2_TVA_Transmission | ENT | TVA_Transmission | Internal | Winter | B18 | 400 | 2100 | 0 | 44.29 | 47.74 | 8 | 0
2025 | ENT_2_TVA_Transmission | ENT | TVA_Transmission | Internal | Winter | B19 | 700 | 2100 | 0 | 42.31 | 46.5 | 8 | 0
2025 | ENT_2_TVA_Transmission | ENT | TVA_Transmission | Internal | Winter | B20 | 935 | 2100 | 0 | 37.34 | 44.07 | 8 | 0
2025 | FRCC_2_SOCO | FRCC | SOCO | Internal | Shoulder | B11 | 25 | 900 | 0 | 81.31 | 71.31 | 8 | 0
2025 | FRCC_2_SOCO | FRCC | SOCO | Internal | Shoulder | B12 | 200 | 900 | 0 | 59.43 | 49.43 | 8 | 0
2025 | FRCC_2_SOCO | FRCC | SOCO | Internal | Shoulder | B13 | 600 | 900 | 0 | 52.33 | 44.95 | 8 | 0
2025 | FRCC_2_SOCO | FRCC | SOCO | Internal | Shoulder | B14 | 900 | 900 | 0 | 52.33 | 44.95 | 8 | 0
2025 | FRCC_2_SOCO | FRCC | SOCO | Internal | Shoulder | B15 | 1203 | 900 | 0 | 50.17 | 44.95 | 8 | 0
2025 | FRCC_2_SOCO | FRCC | SOCO | Internal | Summer | B1 | 10 | 900 | 0 | 95.01 | 85.01 | 8 | 0
2025 | FRCC_2_SOCO | FRCC | SOCO | Internal | Summer | B2 | 25 | 900 | 0 | 81.82 | 75.37 | 8 | 0
2025 | FRCC_2_SOCO | FRCC | SOCO | Internal | Summer | B3 | 75 | 900 | 0 | 81.82 | 75.17 | 8 | 0
2025 | FRCC_2_SOCO | FRCC | SOCO | Internal | Summer | B4 | 100 | 900 | 0 | 81.82 | 73.95 | 8 | 0
2025 | FRCC_2_SOCO | FRCC | SOCO | Internal | Summer | B5 | 200 | 900 | 0 | 80.47 | 73.95 | 8 | 0
2025 | FRCC_2_SOCO | FRCC | SOCO | Internal | Summer | B6 | 300 | 900 | 0 | 69.79 | 66.46 | 8 | 0
2025 | FRCC_2_SOCO | FRCC | SOCO | Internal | Summer | B7 | 400 | 900 | 0 | 68.58 | 58.58 | 8 | 0
2025 | FRCC_2_SOCO | FRCC | SOCO | Internal | Summer | B8 | 500 | 900 | 0 | 58.63 | 48.63 | 8 | 0
2025 | FRCC_2_SOCO | FRCC | SOCO | Internal | Summer | B9 | 800 | 900 | 0 | 51.48 | 43.55 | 8 | 0
2025 | FRCC_2_SOCO | FRCC | SOCO | Internal | Summer | B10 | 1262 | 900 | 0 | 49.37 | 43.55 | 8 | 0
2025 | FRCC_2_SOCO | FRCC | SOCO | Internal | Winter | B16 | 25 | 900 | 0 | 79.53 | 69.53 | 8 | 0
2025 | FRCC_2_SOCO | FRCC | SOCO | Internal | Winter | B17 | 100 | 900 | 0 | 63.88 | 53.88 | 8 | 0
2025 | FRCC_2_SOCO | FRCC | SOCO | Internal | Winter | B18 | 400 | 900 | 0 | 54.89 | 47.83 | 8 | 0
2025 | FRCC_2_SOCO | FRCC | SOCO | Internal | Winter | B19 | 700 | 900 | 0 | 54.13 | 47.83 | 8 | 0
2025 | FRCC_2_SOCO | FRCC | SOCO | Internal | Winter | B20 | 935 | 900 | 0 | 52.63 | 45.34 | 8 | 0
2025 | HQ_NEISO_2_NEISO | HQ_NEISO | NEISO | Internal | Shoulder | B11 | 25 | 99999 | 3629.42 | 38.87 | 38.89 | 0.01 | 0
2025 | HQ_NEISO_2_NEISO | HQ_NEISO | NEISO | Internal | Shoulder | B12 | 200 | 99999 | 3622.3 | 38.87 | 38.89 | 0.01 | 0
2025 | HQ_NEISO_2_NEISO | HQ_NEISO | NEISO | Internal | Shoulder | B13 | 600 | 99999 | 3594.3 | 38.87 | 38.89 | 0.01 | 0
2025 | HQ_NEISO_2_NEISO | HQ_NEISO | NEISO | Internal | Shoulder | B14 | 900 | 99999 | 3545.3 | 38.87 | 38.89 | 0.01 | 0
2025 | HQ_NEISO_2_NEISO | HQ_NEISO | NEISO | Internal | Shoulder | B15 | 1203 | 99999 | 1633.62 | 38.87 | 38.89 | 0.01 | 0
2025 | HQ_NEISO_2_NEISO | HQ_NEISO | NEISO | Internal | Summer | B1 | 10 | 99999 | 4026.28 | 274.15 | 274.16 | 0.01 | 0
2025 | HQ_NEISO_2_NEISO | HQ_NEISO | NEISO | Internal | Summer | B2 | 25 | 99999 | 3979.17 | 77.96 | 77.97 | 0.01 | 0
2025 | HQ_NEISO_2_NEISO | HQ_NEISO | NEISO | Internal | Summer | B3 | 75 | 99999 | 3885.44 | 52.6 | 52.61 | 0.01 | 0
2025 | HQ_NEISO_2_NEISO | HQ_NEISO | NEISO | Internal | Summer | B4 | 100 | 99999 | 3804.88 | 46.83 | 46.84 | 0.01 | 0
2025 | HQ_NEISO_2_NEISO | HQ_NEISO | NEISO | Internal | Summer | B5 | 200 | 99999 | 3761.06 | 39.57 | 39.58 | 0.01 | 0
2025 | HQ_NEISO_2_NEISO | HQ_NEISO | NEISO | Internal | Summer | B6 | 300 | 99999 | 3711.64 | 35.71 | 35.72 | 0.01 | 0
2025 | HQ_NEISO_2_NEISO | HQ_NEISO | NEISO | Internal | Summer | B7 | 400 | 99999 | 3655.01 | 35.71 | 35.72 | 0.01 | 0
2025 | HQ_NEISO_2_NEISO | HQ_NEISO | NEISO | Internal | Summer | B8 | 500 | 99999 | 3610.49 | 35.71 | 35.72 | 0.01 | 0
2025 | HQ_NEISO_2_NEISO | HQ_NEISO | NEISO | Internal | Summer | B9 | 800 | 99999 | 3555.95 | 35.71 | 35.72 | 0.01 | 0
2025 | HQ_NEISO_2_NEISO | HQ_NEISO | NEISO | Internal | Summer | B10 | 1262 | 99999 | 1302.41 | 35.71 | 35.72 | 0.01 | 0
2025 | HQ_NEISO_2_NEISO | HQ_NEISO | NEISO | Internal | Winter | B16 | 25 | 99999 | 3728.03 | 48.67 | 48.68 | 0.01 | 0
2025 | HQ_NEISO_2_NEISO | HQ_NEISO | NEISO | Internal | Winter | B17 | 100 | 99999 | 3688.45 | 48.67 | 48.68 | 0.01 | 0
2025 | HQ_NEISO_2_NEISO | HQ_NEISO | NEISO | Internal | Winter | B18 | 400 | 99999 | 3658.16 | 48.67 | 48.68 | 0.01 | 0
2025 | HQ_NEISO_2_NEISO | HQ_NEISO | NEISO | Internal | Winter | B19 | 700 | 99999 | 3601.74 | 48.67 | 48.68 | 0.01 | 0
2025 | HQ_NEISO_2_NEISO | HQ_NEISO | NEISO | Internal | Winter | B20 | 935 | 99999 | 1781.14 | 48.67 | 48.68 | 0.01 | 0
2025 | HQ_NY_2_NYISO_A-F | HQ_NY | NYISO_A-F | Internal | Shoulder | B11 | 25 | 99999 | 2812.27 | 49.52 | 49.53 | 0.01 | 0
2025 | HQ_NY_2_NYISO_A-F | HQ_NY | NYISO_A-F | Internal | Shoulder | B12 | 200 | 99999 | 2847.69 | 45.71 | 45.73 | 0.01 | 0
2025 | HQ_NY_2_NYISO_A-F | HQ_NY | NYISO_A-F | Internal | Shoulder | B13 | 600 | 99999 | 2781.85 | 41.87 | 41.89 | 0.01 | 0
2025 | HQ_NY_2_NYISO_A-F | HQ_NY | NYISO_A-F | Internal | Shoulder | B14 | 900 | 99999 | 2673.14 | 41.85 | 41.86 | 0.01 | 0
2025 | HQ_NY_2_NYISO_A-F | HQ_NY | NYISO_A-F | Internal | Shoulder | B15 | 1203 | 99999 | 1582.7 | 41.75 | 41.76 | 0.01 | 0
2025 | HQ_NY_2_NYISO_A-F | HQ_NY | NYISO_A-F | Internal | Summer | B1 | 10 | 99999 | 3500 | 59.96 | 59.98 | 0.01 | 0
2025 | HQ_NY_2_NYISO_A-F | HQ_NY | NYISO_A-F | Internal | Summer | B2 | 25 | 99999 | 3406.62 | 62.08 | 62.09 | 0.01 | 0
2025 | HQ_NY_2_NYISO_A-F | HQ_NY | NYISO_A-F | Internal | Summer | B3 | 75 | 99999 | 3266.6 | 55.6 | 55.61 | 0.01 | 0
2025 | HQ_NY_2_NYISO_A-F | HQ_NY | NYISO_A-F | Internal | Summer | B4 | 100 | 99999 | 3116.28 | 49.83 | 49.84 | 0.01 | 0
2025 | HQ_NY_2_NYISO_A-F | HQ_NY | NYISO_A-F | Internal | Summer | B5 | 200 | 99999 | 3025.49 | 47.97 | 47.98 | 0.01 | 0
2025 | HQ_NY_2_NYISO_A-F | HQ_NY | NYISO_A-F | Internal | Summer | B6 | 300 | 99999 | 2934.86 | 45.46 | 45.48 | 0.01 | 0
2025 | HQ_NY_2_NYISO_A-F | HQ_NY | NYISO_A-F | Internal | Summer | B7 | 400 | 99999 | 2830.75 | 44.29 | 44.3 | 0.01 | 0
2025 | HQ_NY_2_NYISO_A-F | HQ_NY | NYISO_A-F | Internal | Summer | B8 | 500 | 99999 | 2760.25 | 40.4 | 40.41 | 0.01 | 0
2025 | HQ_NY_2_NYISO_A-F | HQ_NY | NYISO_A-F | Internal | Summer | B9 | 800 | 99999 | 2664.71 | 39.91 | 39.93 | 0.01 | 0
2025 | HQ_NY_2_NYISO_A-F | HQ_NY | NYISO_A-F | Internal | Summer | B10 | 1262 | 99999 | 1436.31 | 39.91 | 39.93 | 0.01 | 0
2025 | HQ_NY_2_NYISO_A-F | HQ_NY | NYISO_A-F | Internal | Winter | B16 | 25 | 99999 | 3058.87 | 51.67 | 51.68 | 0.01 | 0
2025 | HQ_NY_2_NYISO_A-F | HQ_NY | NYISO_A-F | Internal | Winter | B17 | 100 | 99999 | 3001.1 | 48.52 | 48.54 | 0.01 | 0
2025 | HQ_NY_2_NYISO_A-F | HQ_NY | NYISO_A-F | Internal | Winter | B18 | 400 | 99999 | 2934.69 | 48.52 | 48.54 | 0.01 | 0
2025 | HQ_NY_2_NYISO_A-F | HQ_NY | NYISO_A-F | Internal | Winter | B19 | 700 | 99999 | 2819.07 | 48.52 | 48.54 | 0.01 | 0
2025 | HQ_NY_2_NYISO_A-F | HQ_NY | NYISO_A-F | Internal | Winter | B20 | 935 | 99999 | 1762.97 | 48.52 | 48.54 | 0.01 | 0
2025 | HQ_IESO_2_IESO | HQ_IESO | IESO | Internal | Shoulder | B11 | 25 | 99999 | 400 | 43.76 | 43.77 | 0.01 | 0
2025 | HQ_IESO_2_IESO | HQ_IESO | IESO | Internal | Shoulder | B12 | 200 | 99999 | 400 | 40.41 | 40.42 | 0.01 | 0
2025 | HQ_IESO_2_IESO | HQ_IESO | IESO | Internal | Shoulder | B13 | 600 | 99999 | 400 | 40.41 | 40.42 | 0.01 | 0
2025 | HQ_IESO_2_IESO | HQ_IESO | IESO | Internal | Shoulder | B14 | 900 | 99999 | 400 | 40.41 | 40.42 | 0.01 | 0
2025 | HQ_IESO_2_IESO | HQ_IESO | IESO | Internal | Shoulder | B15 | 1203 | 99999 | 75.48 | 40.41 | 40.42 | 0.01 | 0
2025 | HQ_IESO_2_IESO | HQ_IESO | IESO | Internal | Summer | B1 | 10 | 99999 | 400 | 66.96 | 66.98 | 0.01 | 0
2025 | HQ_IESO_2_IESO | HQ_IESO | IESO | Internal | Summer | B2 | 25 | 99999 | 400 | 55.08 | 55.09 | 0.01 | 0
2025 | HQ_IESO_2_IESO | HQ_IESO | IESO | Internal | Summer | B3 | 75 | 99999 | 400 | 48.6 | 48.61 | 0.01 | 0
2025 | HQ_IESO_2_IESO | HQ_IESO | IESO | Internal | Summer | B4 | 100 | 99999 | 400 | 42.83 | 42.84 | 0.01 | 0
2025 | HQ_IESO_2_IESO | HQ_IESO | IESO | Internal | Summer | B5 | 200 | 99999 | 400 | 42.83 | 42.84 | 0.01 | 0
2025 | HQ_IESO_2_IESO | HQ_IESO | IESO | Internal | Summer | B6 | 300 | 99999 | 400 | 42.83 | 42.84 | 0.01 | 0
2025 | HQ_IESO_2_IESO | HQ_IESO | IESO | Internal | Summer | B7 | 400 | 99999 | 400 | 39.58 | 39.59 | 0.01 | 0
2025 | HQ_IESO_2_IESO | HQ_IESO | IESO | Internal | Summer | B8 | 500 | 99999 | 400 | 39.53 | 39.54 | 0.01 | 0
2025 | HQ_IESO_2_IESO | HQ_IESO | IESO | Internal | Summer | B9 | 800 | 99999 | 400 | 39.53 | 39.54 | 0.01 | 0
2025 | HQ_IESO_2_IESO | HQ_IESO | IESO | Internal | Summer | B10 | 1262 | 99999 | 12.04 | 39.53 | 39.54 | 0.01 | 0
2025 | HQ_IESO_2_IESO | HQ_IESO | IESO | Internal | Winter | B16 | 25 | 99999 | 400 | 46.08 | 46.09 | 0.01 | 0
2025 | HQ_IESO_2_IESO | HQ_IESO | IESO | Internal | Winter | B17 | 100 | 99999 | 400 | 42.48 | 42.49 | 0.01 | 0
2025 | HQ_IESO_2_IESO | HQ_IESO | IESO | Internal | Winter | B18 | 400 | 99999 | 400 | 42.48 | 42.49 | 0.01 | 0
2025 | HQ_IESO_2_IESO | HQ_IESO | IESO | Internal | Winter | B19 | 700 | 99999 | 400 | 42.48 | 42.49 | 0.01 | 0
2025 | HQ_IESO_2_IESO | HQ_IESO | IESO | Internal | Winter | B20 | 935 | 99999 | 91.98 | 42.48 | 42.49 | 0.01 | 0
2025 | IESO_2_MAPP_CA | IESO | MAPP_CA | Internal | Shoulder | B11 | 25 | 262 | 262 | 43.77 | 60.3 | 7 | 9.53
2025 | IESO_2_MAPP_CA | IESO | MAPP_CA | Internal | Shoulder | B12 | 200 | 262 | 0 | 40.42 | 46.09 | 7 | 0
2025 | IESO_2_MAPP_CA | IESO | MAPP_CA | Internal | Shoulder | B13 | 600 | 262 | 0 | 40.42 | 45.43 | 7 | 0
2025 | IESO_2_MAPP_CA | IESO | MAPP_CA | Internal | Shoulder | B14 | 900 | 262 | 0 | 40.42 | 45.43 | 7 | 0
2025 | IESO_2_MAPP_CA | IESO | MAPP_CA | Internal | Shoulder | B15 | 1203 | 262 | 0 | 40.42 | 45.43 | 7 | 0
2025 | IESO_2_MAPP_CA | IESO | MAPP_CA | Internal | Summer | B1 | 10 | 262 | 0 | 66.98 | 71.73 | 7 | 0
2025 | IESO_2_MAPP_CA | IESO | MAPP_CA | Internal | Summer | B2 | 25 | 262 | 262 | 55.09 | 68.3 | 7 | 6.2
2025 | IESO_2_MAPP_CA | IESO | MAPP_CA | Internal | Summer | B3 | 75 | 262 | 262 | 48.61 | 67.44 | 7 | 11.83
2025 | IESO_2_MAPP_CA | IESO | MAPP_CA | Internal | Summer | B4 | 100 | 262 | 262 | 42.84 | 67.06 | 7 | 17.21
2025 | IESO_2_MAPP_CA | IESO | MAPP_CA | Internal | Summer | B5 | 200 | 262 | 262 | 42.84 | 63.84 | 7 | 14
2025 | IESO_2_MAPP_CA | IESO | MAPP_CA | Internal | Summer | B6 | 300 | 262 | 262 | 42.84 | 55.45 | 7 | 5.61
2025 | IESO_2_MAPP_CA | IESO | MAPP_CA | Internal | Summer | B7 | 400 | 262 | 0 | 39.59 | 46.57 | 7 | 0
2025 | IESO_2_MAPP_CA | IESO | MAPP_CA | Internal | Summer | B8 | 500 | 262 | 0 | 39.54 | 40.92 | 7 | 0
2025 | IESO_2_MAPP_CA | IESO | MAPP_CA | Internal | Summer | B9 | 800 | 262 | 0 | 39.54 | 40.92 | 7 | 0
2025 | IESO_2_MAPP_CA | IESO | MAPP_CA | Internal | Summer | B10 | 1262 | 262 | 0 | 39.54 | 40.92 | 7 | 0
2025 | IESO_2_MAPP_CA | IESO | MAPP_CA | Internal | Winter | B16 | 25 | 262 | 0 | 46.09 | 50.96 | 7 | 0
2025 | IESO_2_MAPP_CA | IESO | MAPP_CA | Internal | Winter | B17 | 100 | 262 | 0 | 42.49 | 49.21 | 7 | 0
2025 | IESO_2_MAPP_CA | IESO | MAPP_CA | Internal | Winter | B18 | 400 | 262 | 0 | 42.49 | 49.21 | 7 | 0
2025 | IESO_2_MAPP_CA | IESO | MAPP_CA | Internal | Winter | B19 | 700 | 262 | 0 | 42.49 | 49.21 | 7 | 0
2025 | IESO_2_MAPP_CA | IESO | MAPP_CA | Internal | Winter | B20 | 935 | 262 | 0 | 42.49 | 49.21 | 7 | 0
2025 | IESO_2_MISO_MI | IESO | MISO_MI | Internal | Shoulder | B11 | 25 | 1840 | 1840 | 43.77 | 60.32 | 7 | 9.55
2025 | IESO_2_MISO_MI | IESO | MISO_MI | Internal | Shoulder | B12 | 200 | 1840 | 0 | 40.42 | 46.96 | 7 | 0
2025 | IESO_2_MISO_MI | IESO | MISO_MI | Internal | Shoulder | B13 | 600 | 1840 | 0 | 40.42 | 43.65 | 7 | 0
2025 | IESO_2_MISO_MI | IESO | MISO_MI | Internal | Shoulder | B14 | 900 | 1840 | 0 | 40.42 | 42.03 | 7 | 0
2025 | IESO_2_MISO_MI | IESO | MISO_MI | Internal | Shoulder | B15 | 1203 | 1840 | 0 | 40.42 | 37.22 | 7 | 0
2025 | IESO_2_MISO_MI | IESO | MISO_MI | Internal | Summer | B1 | 10 | 1840 | 1839.99 | 66.98 | 74.01 | 7 | 0.04
2025 | IESO_2_MISO_MI | IESO | MISO_MI | Internal | Summer | B2 | 25 | 1840 | 1840 | 55.09 | 68.32 | 7 | 6.23
2025 | IESO_2_MISO_MI | IESO | MISO_MI | Internal | Summer | B3 | 75 | 1840 | 1840 | 48.61 | 67.47 | 7 | 11.86
2025 | IESO_2_MISO_MI | IESO | MISO_MI | Internal | Summer | B4 | 100 | 1840 | 1840 | 42.84 | 67.06 | 7 | 17.21
2025 | IESO_2_MISO_MI | IESO | MISO_MI | Internal | Summer | B5 | 200 | 1840 | 1840 | 42.84 | 63.84 | 7 | 14
2025 | IESO_2_MISO_MI | IESO | MISO_MI | Internal | Summer | B6 | 300 | 1840 | 1840 | 42.84 | 55.45 | 7 | 5.61
2025 | IESO_2_MISO_MI | IESO | MISO_MI | Internal | Summer | B7 | 400 | 1840 | 618.58 | 39.59 | 46.59 | 7 | 0
2025 | IESO_2_MISO_MI | IESO | MISO_MI | Internal | Summer | B8 | 500 | 1840 | 0 | 39.54 | 40.94 | 7 | 0
2025 | IESO_2_MISO_MI | IESO | MISO_MI | Internal | Summer | B9 | 800 | 1840 | 0 | 39.54 | 39.47 | 7 | 0
2025 | IESO_2_MISO_MI | IESO | MISO_MI | Internal | Summer | B10 | 1262 | 1840 | 0 | 39.54 | 37.51 | 7 | 0
2025 | IESO_2_MISO_MI | IESO | MISO_MI | Internal | Winter | B16 | 25 | 1840 | 350.96 | 46.09 | 53.09 | 7 | 0
2025 | IESO_2_MISO_MI | IESO | MISO_MI | Internal | Winter | B17 | 100 | 1840 | 0 | 42.49 | 48.81 | 7 | 0
2025 | IESO_2_MISO_MI | IESO | MISO_MI | Internal | Winter | B18 | 400 | 1840 | 0 | 42.49 | 44.11 | 7 | 0
2025 | IESO_2_MISO_MI | IESO | MISO_MI | Internal | Winter | B19 | 700 | 1840 | 0 | 42.49 | 42.33 | 7 | 0
2025 | IESO_2_MISO_MI | IESO | MISO_MI | Internal | Winter | B20 | 935 | 1840 | 0 | 42.49 | 37.37 | 7 | 0
2025 | IESO_2_MISO_W | IESO | MISO_W | Internal | Shoulder | B11 | 25 | 214 | 214 | 43.77 | 60.31 | 7 | 9.54
2025 | IESO_2_MISO_W | IESO | MISO_W | Internal | Shoulder | B12 | 200 | 214 | 0 | 40.42 | 46.1 | 7 | 0
2025 | IESO_2_MISO_W | IESO | MISO_W | Internal | Shoulder | B13 | 600 | 214 | 0 | 40.42 | 43.62 | 7 | 0
2025 | IESO_2_MISO_W | IESO | MISO_W | Internal | Shoulder | B14 | 900 | 214 | 0 | 40.42 | 41.99 | 7 | 0
2025 | IESO_2_MISO_W | IESO | MISO_W | Internal | Shoulder | B15 | 1203 | 214 | 0 | 40.42 | 36.93 | 7 | 0
2025 | IESO_2_MISO_W | IESO | MISO_W | Internal | Summer | B1 | 10 | 214 | 211.11 | 66.98 | 73.98 | 7 | 0
2025 | IESO_2_MISO_W | IESO | MISO_W | Internal | Summer | B2 | 25 | 214 | 214 | 55.09 | 68.31 | 7 | 6.22
2025 | IESO_2_MISO_W | IESO | MISO_W | Internal | Summer | B3 | 75 | 214 | 214 | 48.61 | 67.45 | 7 | 11.84
2025 | IESO_2_MISO_W | IESO | MISO_W | Internal | Summer | B4 | 100 | 214 | 214 | 42.84 | 67.07 | 7 | 17.23
2025 | IESO_2_MISO_W | IESO | MISO_W | Internal | Summer | B5 | 200 | 214 | 214 | 42.84 | 63.86 | 7 | 14.02
2025 | IESO_2_MISO_W | IESO | MISO_W | Internal | Summer | B6 | 300 | 214 | 214 | 42.84 | 55.46 | 7 | 5.62
2025 | IESO_2_MISO_W | IESO | MISO_W | Internal | Summer | B7 | 400 | 214 | 0 | 39.59 | 46.58 | 7 | 0
2025 | IESO_2_MISO_W | IESO | MISO_W | Internal | Summer | B8 | 500 | 214 | 0 | 39.54 | 40.91 | 7 | 0
2025 | IESO_2_MISO_W | IESO | MISO_W | Internal | Summer | B9 | 800 | 214 | 0 | 39.54 | 39.43 | 7 | 0
2025 | IESO_2_MISO_W | IESO | MISO_W | Internal | Summer | B10 | 1262 | 214 | 0 | 39.54 | 35.87 | 7 | 0
2025 | IESO_2_MISO_W | IESO | MISO_W | Internal | Winter | B16 | 25 | 214 | 0 | 46.09 | 50.98 | 7 | 0
2025 | IESO_2_MISO_W | IESO | MISO_W | Internal | Winter | B17 | 100 | 214 | 0 | 42.49 | 45.87 | 7 | 0
2025 | IESO_2_MISO_W | IESO | MISO_W | Internal | Winter | B18 | 400 | 214 | 0 | 42.49 | 44.07 | 7 | 0
2025 | IESO_2_MISO_W | IESO | MISO_W | Internal | Winter | B19 | 700 | 214 | 0 | 42.49 | 42.3 | 7 | 0
2025 | IESO_2_MISO_W | IESO | MISO_W | Internal | Winter | B20 | 935 | 214 | 0 | 42.49 | 37.33 | 7 | 0
2025 | IESO_2_NYISO_A-F | IESO | NYISO_A-F | Internal | Shoulder | B11 | 25 | 1725 | 0 | 43.77 | 49.53 | 7 | 0
2025 | IESO_2_NYISO_A-F | IESO | NYISO_A-F | Internal | Shoulder | B12 | 200 | 1725 | 0 | 40.42 | 45.73 | 7 | 0
2025 | IESO_2_NYISO_A-F | IESO | NYISO_A-F | Internal | Shoulder | B13 | 600 | 1725 | 0 | 40.42 | 41.89 | 7 | 0
2025 | IESO_2_NYISO_A-F | IESO | NYISO_A-F | Internal | Shoulder | B14 | 900 | 1725 | 0 | 40.42 | 41.86 | 7 | 0
2025 | IESO_2_NYISO_A-F | IESO | NYISO_A-F | Internal | Shoulder | B15 | 1203 | 1725 | 0 | 40.42 | 41.76 | 7 | 0
2025 | IESO_2_NYISO_A-F | IESO | NYISO_A-F | Internal | Summer | B1 | 10 | 1725 | 0 | 66.98 | 59.98 | 7 | 0
2025 | IESO_2_NYISO_A-F | IESO | NYISO_A-F | Internal | Summer | B2 | 25 | 1725 | 281.73 | 55.09 | 62.09 | 7 | 0
2025 | IESO_2_NYISO_A-F | IESO | NYISO_A-F | Internal | Summer | B3 | 75 | 1725 | 1082.67 | 48.61 | 55.61 | 7 | 0
2025 | IESO_2_NYISO_A-F | IESO | NYISO_A-F | Internal | Summer | B4 | 100 | 1725 | 705.97 | 42.84 | 49.84 | 7 | 0
2025 | IESO_2_NYISO_A-F | IESO | NYISO_A-F | Internal | Summer | B5 | 200 | 1725 | 0 | 42.84 | 47.98 | 7 | 0
2025 | IESO_2_NYISO_A-F | IESO | NYISO_A-F | Internal | Summer | B6 | 300 | 1725 | 0 | 42.84 | 45.48 | 7 | 0
2025 | IESO_2_NYISO_A-F | IESO | NYISO_A-F | Internal | Summer | B7 | 400 | 1725 | 0 | 39.59 | 44.3 | 7 | 0
2025 | IESO_2_NYISO_A-F | IESO | NYISO_A-F | Internal | Summer | B8 | 500 | 1725 | 0 | 39.54 | 40.41 | 7 | 0
2025 | IESO_2_NYISO_A-F | IESO | NYISO_A-F | Internal | Summer | B9 | 800 | 1725 | 0 | 39.54 | 39.93 | 7 | 0
2025 | IESO_2_NYISO_A-F | IESO | NYISO_A-F | Internal | Summer | B10 | 1262 | 1725 | 0 | 39.54 | 39.93 | 7 | 0
2025 | IESO_2_NYISO_A-F | IESO | NYISO_A-F | Internal | Winter | B16 | 25 | 1725 | 0 | 46.09 | 51.68 | 7 | 0
2025 | IESO_2_NYISO_A-F | IESO | NYISO_A-F | Internal | Winter | B17 | 100 | 1725 | 0 | 42.49 | 48.54 | 7 | 0
2025 | IESO_2_NYISO_A-F | IESO | NYISO_A-F | Internal | Winter | B18 | 400 | 1725 | 0 | 42.49 | 48.54 | 7 | 0
2025 | IESO_2_NYISO_A-F | IESO | NYISO_A-F | Internal | Winter | B19 | 700 | 1725 | 0 | 42.49 | 48.54 | 7 | 0
2025 | IESO_2_NYISO_A-F | IESO | NYISO_A-F | Internal | Winter | B20 | 935 | 1725 | 0 | 42.49 | 48.54 | 7 | 0
2025 | MAPP_CA_2_IESO | MAPP_CA | IESO | Internal | Shoulder | B11 | 25 | 330 | 0 | 60.3 | 43.77 | 8 | 0
2025 | MAPP_CA_2_IESO | MAPP_CA | IESO | Internal | Shoulder | B12 | 200 | 330 | 0 | 46.09 | 40.42 | 8 | 0
2025 | MAPP_CA_2_IESO | MAPP_CA | IESO | Internal | Shoulder | B13 | 600 | 330 | 0 | 45.43 | 40.42 | 8 | 0
2025 | MAPP_CA_2_IESO | MAPP_CA | IESO | Internal | Shoulder | B14 | 900 | 330 | 0 | 45.43 | 40.42 | 8 | 0
2025 | MAPP_CA_2_IESO | MAPP_CA | IESO | Internal | Shoulder | B15 | 1203 | 330 | 0 | 45.43 | 40.42 | 8 | 0
2025 | MAPP_CA_2_IESO | MAPP_CA | IESO | Internal | Summer | B1 | 10 | 330 | 0 | 71.73 | 66.98 | 8 | 0
2025 | MAPP_CA_2_IESO | MAPP_CA | IESO | Internal | Summer | B2 | 25 | 330 | 0 | 68.3 | 55.09 | 8 | 0
2025 | MAPP_CA_2_IESO | MAPP_CA | IESO | Internal | Summer | B3 | 75 | 330 | 0 | 67.44 | 48.61 | 8 | 0
2025 | MAPP_CA_2_IESO | MAPP_CA | IESO | Internal | Summer | B4 | 100 | 330 | 0 | 67.06 | 42.84 | 8 | 0
2025 | MAPP_CA_2_IESO | MAPP_CA | IESO | Internal | Summer | B5 | 200 | 330 | 0 | 63.84 | 42.84 | 8 | 0
2025 | MAPP_CA_2_IESO | MAPP_CA | IESO | Internal | Summer | B6 | 300 | 330 | 0 | 55.45 | 42.84 | 8 | 0
2025 | MAPP_CA_2_IESO | MAPP_CA | IESO | Internal | Summer | B7 | 400 | 330 | 0 | 46.57 | 39.59 | 8 | 0
2025 | MAPP_CA_2_IESO | MAPP_CA | IESO | Internal | Summer | B8 | 500 | 330 | 0 | 40.92 | 39.54 | 8 | 0
2025 | MAPP_CA_2_IESO | MAPP_CA | IESO | Internal | Summer | B9 | 800 | 330 | 0 | 40.92 | 39.54 | 8 | 0
2025 | MAPP_CA_2_IESO | MAPP_CA | IESO | Internal | Summer | B10 | 1262 | 330 | 0 | 40.92 | 39.54 | 8 | 0
2025 | MAPP_CA_2_IESO | MAPP_CA | IESO | Internal | Winter | B16 | 25 | 330 | 0 | 50.96 | 46.09 | 8 | 0
2025 | MAPP_CA_2_IESO | MAPP_CA | IESO | Internal | Winter | B17 | 100 | 330 | 0 | 49.21 | 42.49 | 8 | 0
2025 | MAPP_CA_2_IESO | MAPP_CA | IESO | Internal | Winter | B18 | 400 | 330 | 0 | 49.21 | 42.49 | 8 | 0
2025 | MAPP_CA_2_IESO | MAPP_CA | IESO | Internal | Winter | B19 | 700 | 330 | 0 | 49.21 | 42.49 | 8 | 0
2025 | MAPP_CA_2_IESO | MAPP_CA | IESO | Internal | Winter | B20 | 935 | 330 | 0 | 49.21 | 42.49 | 8 | 0
2025 | MAPP_CA_2_MAPP_US | MAPP_CA | MAPP_US | Internal | Shoulder | B11 | 25 | 437 | 0 | 60.3 | 53.3 | 7 | 0
2025 | MAPP_CA_2_MAPP_US | MAPP_CA | MAPP_US | Internal | Shoulder | B12 | 200 | 437 | 0 | 46.09 | 39.1 | 7 | 0
2025 | MAPP_CA_2_MAPP_US | MAPP_CA | MAPP_US | Internal | Shoulder | B13 | 600 | 437 | 0 | 45.43 | 36.62 | 7 | 0
2025 | MAPP_CA_2_MAPP_US | MAPP_CA | MAPP_US | Internal | Shoulder | B14 | 900 | 437 | 0 | 45.43 | 34.99 | 7 | 0
2025 | MAPP_CA_2_MAPP_US | MAPP_CA | MAPP_US | Internal | Shoulder | B15 | 1203 | 437 | 0 | 45.43 | 29.93 | 7 | 0
2025 | MAPP_CA_2_MAPP_US | MAPP_CA | MAPP_US | Internal | Summer | B1 | 10 | 437 | 0 | 71.73 | 66.98 | 7 | 0
2025 | MAPP_CA_2_MAPP_US | MAPP_CA | MAPP_US | Internal | Summer | B2 | 25 | 437 | 0 | 68.3 | 61.31 | 7 | 0
2025 | MAPP_CA_2_MAPP_US | MAPP_CA | MAPP_US | Internal | Summer | B3 | 75 | 437 | 0 | 67.44 | 60.45 | 7 | 0
2025 | MAPP_CA_2_MAPP_US | MAPP_CA | MAPP_US | Internal | Summer | B4 | 100 | 437 | 0 | 67.06 | 60.07 | 7 | 0
2025 | MAPP_CA_2_MAPP_US | MAPP_CA | MAPP_US | Internal | Summer | B5 | 200 | 437 | 0 | 63.84 | 56.86 | 7 | 0
2025 | MAPP_CA_2_MAPP_US | MAPP_CA | MAPP_US | Internal | Summer | B6 | 300 | 437 | 0 | 55.45 | 48.46 | 7 | 0
2025 | MAPP_CA_2_MAPP_US | MAPP_CA | MAPP_US | Internal | Summer | B7 | 400 | 437 | 0 | 46.57 | 39.58 | 7 | 0
2025 | MAPP_CA_2_MAPP_US | MAPP_CA | MAPP_US | Internal | Summer | B8 | 500 | 437 | 0 | 40.92 | 33.91 | 7 | 0
2025 | MAPP_CA_2_MAPP_US | MAPP_CA | MAPP_US | Internal | Summer | B9 | 800 | 437 | 0 | 40.92 | 32.43 | 7 | 0
2025 | MAPP_CA_2_MAPP_US | MAPP_CA | MAPP_US | Internal | Summer | B10 | 1262 | 437 | 0 | 40.92 | 28.87 | 7 | 0
2025 | MAPP_CA_2_MAPP_US | MAPP_CA | MAPP_US | Internal | Winter | B16 | 25 | 437 | 0 | 50.96 | 38.98 | 7 | 0
2025 | MAPP_CA_2_MAPP_US | MAPP_CA | MAPP_US | Internal | Winter | B17 | 100 | 437 | 0 | 49.21 | 38.87 | 7 | 0
2025 | MAPP_CA_2_MAPP_US | MAPP_CA | MAPP_US | Internal | Winter | B18 | 400 | 437 | 0 | 49.21 | 37.07 | 7 | 0
2025 | MAPP_CA_2_MAPP_US | MAPP_CA | MAPP_US | Internal | Winter | B19 | 700 | 437 | 0 | 49.21 | 35.3 | 7 | 0
2025 | MAPP_CA_2_MAPP_US | MAPP_CA | MAPP_US | Internal | Winter | B20 | 935 | 437 | 0 | 49.21 | 30.33 | 7 | 0
2025 | MAPP_CA_2_MISO_W | MAPP_CA | MISO_W | Internal | Shoulder | B11 | 25 | 2058 | 2010.3 | 60.3 | 60.31 | 0.01 | 0
2025 | MAPP_CA_2_MISO_W | MAPP_CA | MISO_W | Internal | Shoulder | B12 | 200 | 2058 | 333.53 | 46.09 | 46.1 | 0.01 | 0
2025 | MAPP_CA_2_MISO_W | MAPP_CA | MISO_W | Internal | Shoulder | B13 | 600 | 2058 | 0 | 45.43 | 43.62 | 0.01 | 0
2025 | MAPP_CA_2_MISO_W | MAPP_CA | MISO_W | Internal | Shoulder | B14 | 900 | 2058 | 0 | 45.43 | 41.99 | 0.01 | 0
2025 | MAPP_CA_2_MISO_W | MAPP_CA | MISO_W | Internal | Shoulder | B15 | 1203 | 2058 | 0 | 45.43 | 36.93 | 0.01 | 0
2025 | MAPP_CA_2_MISO_W | MAPP_CA | MISO_W | Internal | Summer | B1 | 10 | 2058 | 2058 | 71.73 | 73.98 | 0.01 | 2.23
2025 | MAPP_CA_2_MISO_W | MAPP_CA | MISO_W | Internal | Summer | B2 | 25 | 2058 | 1956.7 | 68.3 | 68.31 | 0.01 | 0
2025 | MAPP_CA_2_MISO_W | MAPP_CA | MISO_W | Internal | Summer | B3 | 75 | 2058 | 1846.37 | 67.44 | 67.45 | 0.01 | 0
2025 | MAPP_CA_2_MISO_W | MAPP_CA | MISO_W | Internal | Summer | B4 | 100 | 2058 | 1856.1 | 67.06 | 67.07 | 0.01 | 0
2025 | MAPP_CA_2_MISO_W | MAPP_CA | MISO_W | Internal | Summer | B5 | 200 | 2058 | 1854.5 | 63.84 | 63.86 | 0.01 | 0
2025 | MAPP_CA_2_MISO_W | MAPP_CA | MISO_W | Internal | Summer | B6 | 300 | 2058 | 1884.04 | 55.45 | 55.46 | 0.01 | 0
2025 | MAPP_CA_2_MISO_W | MAPP_CA | MISO_W | Internal | Summer | B7 | 400 | 2058 | 886.74 | 46.57 | 46.58 | 0.01 | 0
2025 | MAPP_CA_2_MISO_W | MAPP_CA | MISO_W | Internal | Summer | B8 | 500 | 2058 | 0 | 40.92 | 40.91 | 0.01 | 0
2025 | MAPP_CA_2_MISO_W | MAPP_CA | MISO_W | Internal | Summer | B9 | 800 | 2058 | 0 | 40.92 | 39.43 | 0.01 | 0
2025 | MAPP_CA_2_MISO_W | MAPP_CA | MISO_W | Internal | Summer | B10 | 1262 | 2058 | 0 | 40.92 | 35.87 | 0.01 | 0
2025 | MAPP_CA_2_MISO_W | MAPP_CA | MISO_W | Internal | Winter | B16 | 25 | 2058 | 382.64 | 50.96 | 50.98 | 0.01 | 0
2025 | MAPP_CA_2_MISO_W | MAPP_CA | MISO_W | Internal | Winter | B17 | 100 | 2058 | 0 | 49.21 | 45.87 | 0.01 | 0
2025 | MAPP_CA_2_MISO_W | MAPP_CA | MISO_W | Internal | Winter | B18 | 400 | 2058 | 0 | 49.21 | 44.07 | 0.01 | 0
2025 | MAPP_CA_2_MISO_W | MAPP_CA | MISO_W | Internal | Winter | B19 | 700 | 2058 | 0 | 49.21 | 42.3 | 0.01 | 0
2025 | MAPP_CA_2_MISO_W | MAPP_CA | MISO_W | Internal | Winter | B20 | 935 | 2058 | 0 | 49.21 | 37.33 | 0.01 | 0
2025 | MAPP_US_2_MAPP_CA | MAPP_US | MAPP_CA | Internal | Shoulder | B11 | 25 | 230 | 20.38 | 53.3 | 60.3 | 7 | 0
2025 | MAPP_US_2_MAPP_CA | MAPP_US | MAPP_CA | Internal | Shoulder | B12 | 200 | 230 | 0 | 39.1 | 46.09 | 7 | 0
2025 | MAPP_US_2_MAPP_CA | MAPP_US | MAPP_CA | Internal | Shoulder | B13 | 600 | 230 | 230 | 36.62 | 45.43 | 7 | 1.81
2025 | MAPP_US_2_MAPP_CA | MAPP_US | MAPP_CA | Internal | Shoulder | B14 | 900 | 230 | 230 | 34.99 | 45.43 | 7 | 3.44
2025 | MAPP_US_2_MAPP_CA | MAPP_US | MAPP_CA | Internal | Shoulder | B15 | 1203 | 230 | 230 | 29.93 | 45.43 | 7 | 8.5
2025 | MAPP_US_2_MAPP_CA | MAPP_US | MAPP_CA | Internal | Summer | B1 | 10 | 230 | 0 | 66.98 | 71.73 | 7 | 0
2025 | MAPP_US_2_MAPP_CA | MAPP_US | MAPP_CA | Internal | Summer | B2 | 25 | 230 | 0.02 | 61.31 | 68.3 | 7 | 0
2025 | MAPP_US_2_MAPP_CA | MAPP_US | MAPP_CA | Internal | Summer | B3 | 75 | 230 | 0 | 60.45 | 67.44 | 7 | 0
2025 | MAPP_US_2_MAPP_CA | MAPP_US | MAPP_CA | Internal | Summer | B4 | 100 | 230 | 0 | 60.07 | 67.06 | 7 | 0
2025 | MAPP_US_2_MAPP_CA | MAPP_US | MAPP_CA | Internal | Summer | B5 | 200 | 230 | 0 | 56.86 | 63.84 | 7 | 0
2025 | MAPP_US_2_MAPP_CA | MAPP_US | MAPP_CA | Internal | Summer | B6 | 300 | 230 | 0 | 48.46 | 55.45 | 7 | 0
2025 | MAPP_US_2_MAPP_CA | MAPP_US | MAPP_CA | Internal | Summer | B7 | 400 | 230 | 0 | 39.58 | 46.57 | 7 | 0
2025 | MAPP_US_2_MAPP_CA | MAPP_US | MAPP_CA | Internal | Summer | B8 | 500 | 230 | 230 | 33.91 | 40.92 | 7 | 0.01
2025 | MAPP_US_2_MAPP_CA | MAPP_US | MAPP_CA | Internal | Summer | B9 | 800 | 230 | 230 | 32.43 | 40.92 | 7 | 1.48
2025 | MAPP_US_2_MAPP_CA | MAPP_US | MAPP_CA | Internal | Summer | B10 | 1262 | 230 | 230 | 28.87 | 40.92 | 7 | 5.05
2025 | MAPP_US_2_MAPP_CA | MAPP_US | MAPP_CA | Internal | Winter | B16 | 25 | 230 | 230 | 38.98 | 50.96 | 7 | 4.99
2025 | MAPP_US_2_MAPP_CA | MAPP_US | MAPP_CA | Internal | Winter | B17 | 100 | 230 | 230 | 38.87 | 49.21 | 7 | 3.34
2025 | MAPP_US_2_MAPP_CA | MAPP_US | MAPP_CA | Internal | Winter | B18 | 400 | 230 | 230 | 37.07 | 49.21 | 7 | 5.14
2025 | MAPP_US_2_MAPP_CA | MAPP_US | MAPP_CA | Internal | Winter | B19 | 700 | 230 | 230 | 35.3 | 49.21 | 7 | 6.91
2025 | MAPP_US_2_MAPP_CA | MAPP_US | MAPP_CA | Internal | Winter | B20 | 935 | 230 | 230 | 30.33 | 49.21 | 7 | 11.88
2025 | MAPP_US_2_MISO_W | MAPP_US | MISO_W | Internal | Shoulder | B11 | 25 | 2635 | 2634.98 | 53.3 | 60.31 | 7 | 0.01
2025 | MAPP_US_2_MISO_W | MAPP_US | MISO_W | Internal | Shoulder | B12 | 200 | 2635 | 2392.74 | 39.1 | 46.1 | 7 | 0
2025 | MAPP_US_2_MISO_W | MAPP_US | MISO_W | Internal | Shoulder | B13 | 600 | 2635 | 2378.06 | 36.62 | 43.62 | 7 | 0
2025 | MAPP_US_2_MISO_W | MAPP_US | MISO_W | Internal | Shoulder | B14 | 900 | 2635 | 1366.02 | 34.99 | 41.99 | 7 | 0
2025 | MAPP_US_2_MISO_W | MAPP_US | MISO_W | Internal | Shoulder | B15 | 1203 | 2635 | 1659.97 | 29.93 | 36.93 | 7 | 0
2025 | MAPP_US_2_MISO_W | MAPP_US | MISO_W | Internal | Summer | B1 | 10 | 2635 | 1700.34 | 66.98 | 73.98 | 7 | 0
2025 | MAPP_US_2_MISO_W | MAPP_US | MISO_W | Internal | Summer | B2 | 25 | 2635 | 1427.64 | 61.31 | 68.31 | 7 | 0
2025 | MAPP_US_2_MISO_W | MAPP_US | MISO_W | Internal | Summer | B3 | 75 | 2635 | 1338.74 | 60.45 | 67.45 | 7 | 0
2025 | MAPP_US_2_MISO_W | MAPP_US | MISO_W | Internal | Summer | B4 | 100 | 2635 | 1484.16 | 60.07 | 67.07 | 7 | 0
2025 | MAPP_US_2_MISO_W | MAPP_US | MISO_W | Internal | Summer | B5 | 200 | 2635 | 1489.85 | 56.86 | 63.86 | 7 | 0
2025 | MAPP_US_2_MISO_W | MAPP_US | MISO_W | Internal | Summer | B6 | 300 | 2635 | 1782.01 | 48.46 | 55.46 | 7 | 0
2025 | MAPP_US_2_MISO_W | MAPP_US | MISO_W | Internal | Summer | B7 | 400 | 2635 | 2217.55 | 39.58 | 46.58 | 7 | 0
2025 | MAPP_US_2_MISO_W | MAPP_US | MISO_W | Internal | Summer | B8 | 500 | 2635 | 2367.52 | 33.91 | 40.91 | 7 | 0
2025 | MAPP_US_2_MISO_W | MAPP_US | MISO_W | Internal | Summer | B9 | 800 | 2635 | 1793.24 | 32.43 | 39.43 | 7 | 0
2025 | MAPP_US_2_MISO_W | MAPP_US | MISO_W | Internal | Summer | B10 | 1262 | 2635 | 1903.34 | 28.87 | 35.87 | 7 | 0
2025 | MAPP_US_2_MISO_W | MAPP_US | MISO_W | Internal | Winter | B16 | 25 | 2635 | 2635 | 38.98 | 50.98 | 7 | 5
2025 | MAPP_US_2_MISO_W | MAPP_US | MISO_W | Internal | Winter | B17 | 100 | 2635 | 1892.72 | 38.87 | 45.87 | 7 | 0
2025 | MAPP_US_2_MISO_W | MAPP_US | MISO_W | Internal | Winter | B18 | 400 | 2635 | 1715.08 | 37.07 | 44.07 | 7 | 0
2025 | MAPP_US_2_MISO_W | MAPP_US | MISO_W | Internal | Winter | B19 | 700 | 2635 | 289.19 | 35.3 | 42.3 | 7 | 0
2025 | MAPP_US_2_MISO_W | MAPP_US | MISO_W | Internal | Winter | B20 | 935 | 2635 | 997.46 | 30.33 | 37.33 | 7 | 0
2025 | MAPP_US_2_NE | MAPP_US | NE | Internal | Shoulder | B11 | 25 | 2000 | 0 | 53.3 | 55.31 | 7 | 0
2025 | MAPP_US_2_NE | MAPP_US | NE | Internal | Shoulder | B12 | 200 | 2000 | 0 | 39.1 | 41.1 | 7 | 0
2025 | MAPP_US_2_NE | MAPP_US | NE | Internal | Shoulder | B13 | 600 | 2000 | 0 | 36.62 | 38.62 | 7 | 0
2025 | MAPP_US_2_NE | MAPP_US | NE | Internal | Shoulder | B14 | 900 | 2000 | 0 | 34.99 | 36.99 | 7 | 0
2025 | MAPP_US_2_NE | MAPP_US | NE | Internal | Shoulder | B15 | 1203 | 2000 | 0 | 29.93 | 31.93 | 7 | 0
2025 | MAPP_US_2_NE | MAPP_US | NE | Internal | Summer | B1 | 10 | 2000 | 0 | 66.98 | 68.98 | 7 | 0
2025 | MAPP_US_2_NE | MAPP_US | NE | Internal | Summer | B2 | 25 | 2000 | 0 | 61.31 | 63.31 | 7 | 0
2025 | MAPP_US_2_NE | MAPP_US | NE | Internal | Summer | B3 | 75 | 2000 | 0 | 60.45 | 62.45 | 7 | 0
2025 | MAPP_US_2_NE | MAPP_US | NE | Internal | Summer | B4 | 100 | 2000 | 0 | 60.07 | 62.07 | 7 | 0
2025 | MAPP_US_2_NE | MAPP_US | NE | Internal | Summer | B5 | 200 | 2000 | 0 | 56.86 | 59.54 | 7 | 0
2025 | MAPP_US_2_NE | MAPP_US | NE | Internal | Summer | B6 | 300 | 2000 | 0 | 48.46 | 53.45 | 7 | 0
2025 | MAPP_US_2_NE | MAPP_US | NE | Internal | Summer | B7 | 400 | 2000 | 0 | 39.58 | 41.58 | 7 | 0
2025 | MAPP_US_2_NE | MAPP_US | NE | Internal | Summer | B8 | 500 | 2000 | 0 | 33.91 | 35.91 | 7 | 0
2025 | MAPP_US_2_NE | MAPP_US | NE | Internal | Summer | B9 | 800 | 2000 | 0 | 32.43 | 34.43 | 7 | 0
2025 | MAPP_US_2_NE | MAPP_US | NE | Internal | Summer | B10 | 1262 | 2000 | 0 | 28.87 | 30.87 | 7 | 0
2025 | MAPP_US_2_NE | MAPP_US | NE | Internal | Winter | B16 | 25 | 2000 | 73.6 | 38.98 | 45.98 | 7 | 0
2025 | MAPP_US_2_NE | MAPP_US | NE | Internal | Winter | B17 | 100 | 2000 | 0 | 38.87 | 40.87 | 7 | 0
2025 | MAPP_US_2_NE | MAPP_US | NE | Internal | Winter | B18 | 400 | 2000 | 0 | 37.07 | 39.07 | 7 | 0
2025 | MAPP_US_2_NE | MAPP_US | NE | Internal | Winter | B19 | 700 | 2000 | 0 | 35.3 | 37.3 | 7 | 0
2025 | MAPP_US_2_NE | MAPP_US | NE | Internal | Winter | B20 | 935 | 2000 | 0 | 30.33 | 32.33 | 7 | 0
2025 | MARITIMES_2_NEISO | MARITIMES | NEISO | Internal | Shoulder | B11 | 25 | 99999 | 1720.66 | 38.87 | 38.89 | 0.01 | 0
2025 | MARITIMES_2_NEISO | MARITIMES | NEISO | Internal | Shoulder | B12 | 200 | 99999 | 1717.44 | 38.87 | 38.89 | 0.01 | 0
2025 | MARITIMES_2_NEISO | MARITIMES | NEISO | Internal | Shoulder | B13 | 600 | 99999 | 1704.78 | 38.87 | 38.89 | 0.01 | 0
2025 | MARITIMES_2_NEISO | MARITIMES | NEISO | Internal | Shoulder | B14 | 900 | 99999 | 1682.64 | 38.87 | 38.89 | 0.01 | 0
2025 | MARITIMES_2_NEISO | MARITIMES | NEISO | Internal | Shoulder | B15 | 1203 | 99999 | 648.08 | 38.87 | 38.89 | 0.01 | 0
2025 | MARITIMES_2_NEISO | MARITIMES | NEISO | Internal | Summer | B1 | 10 | 99999 | 1900.1 | 274.15 | 274.16 | 0.01 | 0
2025 | MARITIMES_2_NEISO | MARITIMES | NEISO | Internal | Summer | B2 | 25 | 99999 | 1878.75 | 77.96 | 77.97 | 0.01 | 0
2025 | MARITIMES_2_NEISO | MARITIMES | NEISO | Internal | Summer | B3 | 75 | 99999 | 1836.38 | 52.6 | 52.61 | 0.01 | 0
2025 | MARITIMES_2_NEISO | MARITIMES | NEISO | Internal | Summer | B4 | 100 | 99999 | 1799.97 | 46.83 | 46.84 | 0.01 | 0
2025 | MARITIMES_2_NEISO | MARITIMES | NEISO | Internal | Summer | B5 | 200 | 99999 | 1780.16 | 39.57 | 39.58 | 0.01 | 0
2025 | MARITIMES_2_NEISO | MARITIMES | NEISO | Internal | Summer | B6 | 300 | 99999 | 1757.82 | 35.71 | 35.72 | 0.01 | 0
2025 | MARITIMES_2_NEISO | MARITIMES | NEISO | Internal | Summer | B7 | 400 | 99999 | 1732.23 | 35.71 | 35.72 | 0.01 | 0
2025 | MARITIMES_2_NEISO | MARITIMES | NEISO | Internal | Summer | B8 | 500 | 99999 | 1712.1 | 35.71 | 35.72 | 0.01 | 0
2025 | MARITIMES_2_NEISO | MARITIMES | NEISO | Internal | Summer | B9 | 800 | 99999 | 1687.45 | 35.71 | 35.72 | 0.01 | 0
2025 | MARITIMES_2_NEISO | MARITIMES | NEISO | Internal | Summer | B10 | 1262 | 99999 | 465.06 | 35.71 | 35.72 | 0.01 | 0
2025 | MARITIMES_2_NEISO | MARITIMES | NEISO | Internal | Winter | B16 | 25 | 99999 | 1765.23 | 48.67 | 48.68 | 0.01 | 0
2025 | MARITIMES_2_NEISO | MARITIMES | NEISO | Internal | Winter | B17 | 100 | 99999 | 1747.34 | 48.67 | 48.68 | 0.01 | 0
2025 | MARITIMES_2_NEISO | MARITIMES | NEISO | Internal | Winter | B18 | 400 | 99999 | 1733.65 | 48.67 | 48.68 | 0.01 | 0
2025 | MARITIMES_2_NEISO | MARITIMES | NEISO | Internal | Winter | B19 | 700 | 99999 | 1708.15 | 48.67 | 48.68 | 0.01 | 0
2025 | MARITIMES_2_NEISO | MARITIMES | NEISO | Internal | Winter | B20 | 935 | 99999 | 723.43 | 48.67 | 48.68 | 0.01 | 0
2025 | MISO_IN_2_MISO_MI | MISO_IN | MISO_MI | Internal | Shoulder | B11 | 25 | 5081 | 0.01 | 60.33 | 60.32 | 0.01 | 0
2025 | MISO_IN_2_MISO_MI | MISO_IN | MISO_MI | Internal | Shoulder | B12 | 200 | 5081 | 4561.39 | 46.95 | 46.96 | 0.01 | 0
2025 | MISO_IN_2_MISO_MI | MISO_IN | MISO_MI | Internal | Shoulder | B13 | 600 | 5081 | 4122.77 | 43.64 | 43.65 | 0.01 | 0
2025 | MISO_IN_2_MISO_MI | MISO_IN | MISO_MI | Internal | Shoulder | B14 | 900 | 5081 | 4085 | 42.02 | 42.03 | 0.01 | 0
2025 | MISO_IN_2_MISO_MI | MISO_IN | MISO_MI | Internal | Shoulder | B15 | 1203 | 5081 | 4859.63 | 37.21 | 37.22 | 0.01 | 0
2025 | MISO_IN_2_MISO_MI | MISO_IN | MISO_MI | Internal | Summer | B1 | 10 | 5081 | 290.3 | 74 | 74.01 | 0.01 | 0
2025 | MISO_IN_2_MISO_MI | MISO_IN | MISO_MI | Internal | Summer | B2 | 25 | 5081 | 0.01 | 68.33 | 68.32 | 0.01 | 0
2025 | MISO_IN_2_MISO_MI | MISO_IN | MISO_MI | Internal | Summer | B3 | 75 | 5081 | 0 | 67.48 | 67.47 | 0.01 | 0
2025 | MISO_IN_2_MISO_MI | MISO_IN | MISO_MI | Internal | Summer | B4 | 100 | 5081 | 0 | 67.07 | 67.06 | 0.01 | 0
2025 | MISO_IN_2_MISO_MI | MISO_IN | MISO_MI | Internal | Summer | B5 | 200 | 5081 | 0 | 63.86 | 63.84 | 0.01 | 0
2025 | MISO_IN_2_MISO_MI | MISO_IN | MISO_MI | Internal | Summer | B6 | 300 | 5081 | 0 | 55.46 | 55.45 | 0.01 | 0
2025 | MISO_IN_2_MISO_MI | MISO_IN | MISO_MI | Internal | Summer | B7 | 400 | 5081 | 1988.79 | 46.58 | 46.59 | 0.01 | 0
2025 | MISO_IN_2_MISO_MI | MISO_IN | MISO_MI | Internal | Summer | B8 | 500 | 5081 | 4092.64 | 40.93 | 40.94 | 0.01 | 0
2025 | MISO_IN_2_MISO_MI | MISO_IN | MISO_MI | Internal | Summer | B9 | 800 | 5081 | 2533.85 | 39.46 | 39.47 | 0.01 | 0
2025 | MISO_IN_2_MISO_MI | MISO_IN | MISO_MI | Internal | Summer | B10 | 1262 | 5081 | 5081 | 35.9 | 37.51 | 0.01 | 1.6
2025 | MISO_IN_2_MISO_MI | MISO_IN | MISO_MI | Internal | Winter | B16 | 25 | 5081 | 2371.4 | 53.08 | 53.09 | 0.01 | 0
2025 | MISO_IN_2_MISO_MI | MISO_IN | MISO_MI | Internal | Winter | B17 | 100 | 5081 | 4668.71 | 48.8 | 48.81 | 0.01 | 0
2025 | MISO_IN_2_MISO_MI | MISO_IN | MISO_MI | Internal | Winter | B18 | 400 | 5081 | 4561.01 | 44.1 | 44.11 | 0.01 | 0
2025 | MISO_IN_2_MISO_MI | MISO_IN | MISO_MI | Internal | Winter | B19 | 700 | 5081 | 3505.11 | 42.32 | 42.33 | 0.01 | 0
2025 | MISO_IN_2_MISO_MI | MISO_IN | MISO_MI | Internal | Winter | B20 | 935 | 5081 | 3527.59 | 37.36 | 37.37 | 0.01 | 0
2025 | MISO_IN_2_MISO_MO-IL | MISO_IN | MISO_MO-IL | Internal | Shoulder | B11 | 25 | 9129 | 0.01 | 60.33 | 60.32 | 0.01 | 0
2025 | MISO_IN_2_MISO_MO-IL | MISO_IN | MISO_MO-IL | Internal | Shoulder | B12 | 200 | 9129 | 0 | 46.95 | 46.12 | 0.01 | 0
2025 | MISO_IN_2_MISO_MO-IL | MISO_IN | MISO_MO-IL | Internal | Shoulder | B13 | 600 | 9129 | 0 | 43.64 | 43.63 | 0.01 | 0
2025 | MISO_IN_2_MISO_MO-IL | MISO_IN | MISO_MO-IL | Internal | Shoulder | B14 | 900 | 9129 | 0 | 42.02 | 42.01 | 0.01 | 0
2025 | MISO_IN_2_MISO_MO-IL | MISO_IN | MISO_MO-IL | Internal | Shoulder | B15 | 1203 | 9129 | 0 | 37.21 | 36.95 | 0.01 | 0
2025 | MISO_IN_2_MISO_MO-IL | MISO_IN | MISO_MO-IL | Internal | Summer | B1 | 10 | 9129 | 0.03 | 74 | 73.99 | 0.01 | 0
2025 | MISO_IN_2_MISO_MO-IL | MISO_IN | MISO_MO-IL | Internal | Summer | B2 | 25 | 9129 | 0.01 | 68.33 | 68.32 | 0.01 | 0
2025 | MISO_IN_2_MISO_MO-IL | MISO_IN | MISO_MO-IL | Internal | Summer | B3 | 75 | 9129 | 0 | 67.48 | 67.47 | 0.01 | 0
2025 | MISO_IN_2_MISO_MO-IL | MISO_IN | MISO_MO-IL | Internal | Summer | B4 | 100 | 9129 | 0 | 67.07 | 67.06 | 0.01 | 0
2025 | MISO_IN_2_MISO_MO-IL | MISO_IN | MISO_MO-IL | Internal | Summer | B5 | 200 | 9129 | 819.47 | 63.86 | 63.87 | 0.01 | 0
2025 | MISO_IN_2_MISO_MO-IL | MISO_IN | MISO_MO-IL | Internal | Summer | B6 | 300 | 9129 | 390.4 | 55.46 | 55.48 | 0.01 | 0
2025 | MISO_IN_2_MISO_MO-IL | MISO_IN | MISO_MO-IL | Internal | Summer | B7 | 400 | 9129 | 40.64 | 46.58 | 46.59 | 0.01 | 0
2025 | MISO_IN_2_MISO_MO-IL | MISO_IN | MISO_MO-IL | Internal | Summer | B8 | 500 | 9129 | 0 | 40.93 | 40.92 | 0.01 | 0
2025 | MISO_IN_2_MISO_MO-IL | MISO_IN | MISO_MO-IL | Internal | Summer | B9 | 800 | 9129 | 0 | 39.46 | 39.45 | 0.01 | 0
2025 | MISO_IN_2_MISO_MO-IL | MISO_IN | MISO_MO-IL | Internal | Summer | B10 | 1262 | 9129 | 0 | 35.9 | 35.88 | 0.01 | 0
2025 | MISO_IN_2_MISO_MO-IL | MISO_IN | MISO_MO-IL | Internal | Winter | B16 | 25 | 9129 | 0 | 53.08 | 52.53 | 0.01 | 0
2025 | MISO_IN_2_MISO_MO-IL | MISO_IN | MISO_MO-IL | Internal | Winter | B17 | 100 | 9129 | 0 | 48.8 | 45.88 | 0.01 | 0
2025 | MISO_IN_2_MISO_MO-IL | MISO_IN | MISO_MO-IL | Internal | Winter | B18 | 400 | 9129 | 0 | 44.1 | 44.08 | 0.01 | 0
2025 | MISO_IN_2_MISO_MO-IL | MISO_IN | MISO_MO-IL | Internal | Winter | B19 | 700 | 9129 | 0 | 42.32 | 42.31 | 0.01 | 0
2025 | MISO_IN_2_MISO_MO-IL | MISO_IN | MISO_MO-IL | Internal | Winter | B20 | 935 | 9129 | 0 | 37.36 | 37.34 | 0.01 | 0
2025 | MISO_IN_2_NonRTO_Midwest | MISO_IN | NonRTO_Midwest | Internal | Shoulder | B11 | 25 | 4800 | 1520.17 | 60.33 | 68.33 | 8 | 0
2025 | MISO_IN_2_NonRTO_Midwest | MISO_IN | NonRTO_Midwest | Internal | Shoulder | B12 | 200 | 4800 | 801.47 | 46.95 | 54.95 | 8 | 0
2025 | MISO_IN_2_NonRTO_Midwest | MISO_IN | NonRTO_Midwest | Internal | Shoulder | B13 | 600 | 4800 | 126.07 | 43.64 | 51.64 | 8 | 0
2025 | MISO_IN_2_NonRTO_Midwest | MISO_IN | NonRTO_Midwest | Internal | Shoulder | B14 | 900 | 4800 | 0 | 42.02 | 41.44 | 8 | 0
2025 | MISO_IN_2_NonRTO_Midwest | MISO_IN | NonRTO_Midwest | Internal | Shoulder | B15 | 1203 | 4800 | 0 | 37.21 | 41.1 | 8 | 0
2025 | MISO_IN_2_NonRTO_Midwest | MISO_IN | NonRTO_Midwest | Internal | Summer | B1 | 10 | 4800 | 0 | 74 | 72.57 | 8 | 0
2025 | MISO_IN_2_NonRTO_Midwest | MISO_IN | NonRTO_Midwest | Internal | Summer | B2 | 25 | 4800 | 0 | 68.33 | 72.57 | 8 | 0
2025 | MISO_IN_2_NonRTO_Midwest | MISO_IN | NonRTO_Midwest | Internal | Summer | B3 | 75 | 4800 | 0 | 67.48 | 72.57 | 8 | 0
2025 | MISO_IN_2_NonRTO_Midwest | MISO_IN | NonRTO_Midwest | Internal | Summer | B4 | 100 | 4800 | 0 | 67.07 | 72.57 | 8 | 0
2025 | MISO_IN_2_NonRTO_Midwest | MISO_IN | NonRTO_Midwest | Internal | Summer | B5 | 200 | 4800 | 877.87 | 63.86 | 71.86 | 8 | 0
2025 | MISO_IN_2_NonRTO_Midwest | MISO_IN | NonRTO_Midwest | Internal | Summer | B6 | 300 | 4800 | 627.01 | 55.46 | 63.46 | 8 | 0
2025 | MISO_IN_2_NonRTO_Midwest | MISO_IN | NonRTO_Midwest | Internal | Summer | B7 | 400 | 4800 | 0 | 46.58 | 44.71 | 8 | 0
2025 | MISO_IN_2_NonRTO_Midwest | MISO_IN | NonRTO_Midwest | Internal | Summer | B8 | 500 | 4800 | 0 | 40.93 | 39.68 | 8 | 0
2025 | MISO_IN_2_NonRTO_Midwest | MISO_IN | NonRTO_Midwest | Internal | Summer | B9 | 800 | 4800 | 0 | 39.46 | 39.68 | 8 | 0
2025 | MISO_IN_2_NonRTO_Midwest | MISO_IN | NonRTO_Midwest | Internal | Summer | B10 | 1262 | 4800 | 0 | 35.9 | 36.02 | 8 | 0
2025 | MISO_IN_2_NonRTO_Midwest | MISO_IN | NonRTO_Midwest | Internal | Winter | B16 | 25 | 4800 | 3156.72 | 53.08 | 61.08 | 8 | 0
2025 | MISO_IN_2_NonRTO_Midwest | MISO_IN | NonRTO_Midwest | Internal | Winter | B17 | 100 | 4800 | 1838.27 | 48.8 | 56.8 | 8 | 0
2025 | MISO_IN_2_NonRTO_Midwest | MISO_IN | NonRTO_Midwest | Internal | Winter | B18 | 400 | 4800 | 765.15 | 44.1 | 52.1 | 8 | 0
2025 | MISO_IN_2_NonRTO_Midwest | MISO_IN | NonRTO_Midwest | Internal | Winter | B19 | 700 | 4800 | 0 | 42.32 | 44.71 | 8 | 0
2025 | MISO_IN_2_NonRTO_Midwest | MISO_IN | NonRTO_Midwest | Internal | Winter | B20 | 935 | 4800 | 0 | 37.36 | 39.44 | 8 | 0
2025 | MISO_IN_2_PJM_ROR | MISO_IN | PJM_ROR | Internal | Shoulder | B11 | 25 | 992 | 0 | 60.33 | 58.31 | 2 | 0
2025 | MISO_IN_2_PJM_ROR | MISO_IN | PJM_ROR | Internal | Shoulder | B12 | 200 | 992 | 0 | 46.95 | 48.1 | 2 | 0
2025 | MISO_IN_2_PJM_ROR | MISO_IN | PJM_ROR | Internal | Shoulder | B13 | 600 | 992 | 0 | 43.64 | 44.85 | 2 | 0
2025 | MISO_IN_2_PJM_ROR | MISO_IN | PJM_ROR | Internal | Shoulder | B14 | 900 | 992 | 0 | 42.02 | 42.08 | 2 | 0
2025 | MISO_IN_2_PJM_ROR | MISO_IN | PJM_ROR | Internal | Shoulder | B15 | 1203 | 992 | 0 | 37.21 | 38.72 | 2 | 0
2025 | MISO_IN_2_PJM_ROR | MISO_IN | PJM_ROR | Internal | Summer | B1 | 10 | 992 | 0 | 74 | 72.01 | 2 | 0
2025 | MISO_IN_2_PJM_ROR | MISO_IN | PJM_ROR | Internal | Summer | B2 | 25 | 992 | 0 | 68.33 | 69.37 | 2 | 0
2025 | MISO_IN_2_PJM_ROR | MISO_IN | PJM_ROR | Internal | Summer | B3 | 75 | 992 | 0 | 67.48 | 65.45 | 2 | 0
2025 | MISO_IN_2_PJM_ROR | MISO_IN | PJM_ROR | Internal | Summer | B4 | 100 | 992 | 0 | 67.07 | 65.07 | 2 | 0
2025 | MISO_IN_2_PJM_ROR | MISO_IN | PJM_ROR | Internal | Summer | B5 | 200 | 992 | 0 | 63.86 | 61.86 | 2 | 0
2025 | MISO_IN_2_PJM_ROR | MISO_IN | PJM_ROR | Internal | Summer | B6 | 300 | 992 | 0 | 55.46 | 53.46 | 2 | 0
2025 | MISO_IN_2_PJM_ROR | MISO_IN | PJM_ROR | Internal | Summer | B7 | 400 | 992 | 0 | 46.58 | 44.58 | 2 | 0
2025 | MISO_IN_2_PJM_ROR | MISO_IN | PJM_ROR | Internal | Summer | B8 | 500 | 992 | 0 | 40.93 | 39.54 | 2 | 0
2025 | MISO_IN_2_PJM_ROR | MISO_IN | PJM_ROR | Internal | Summer | B9 | 800 | 992 | 0 | 39.46 | 37.47 | 2 | 0
2025 | MISO_IN_2_PJM_ROR | MISO_IN | PJM_ROR | Internal | Summer | B10 | 1262 | 992 | 0 | 35.9 | 35.68 | 2 | 0
2025 | MISO_IN_2_PJM_ROR | MISO_IN | PJM_ROR | Internal | Winter | B16 | 25 | 992 | 0 | 53.08 | 52.98 | 2 | 0
2025 | MISO_IN_2_PJM_ROR | MISO_IN | PJM_ROR | Internal | Winter | B17 | 100 | 992 | 0 | 48.8 | 47.87 | 2 | 0
2025 | MISO_IN_2_PJM_ROR | MISO_IN | PJM_ROR | Internal | Winter | B18 | 400 | 992 | 0 | 44.1 | 44.76 | 2 | 0
2025 | MISO_IN_2_PJM_ROR | MISO_IN | PJM_ROR | Internal | Winter | B19 | 700 | 992 | 0 | 42.32 | 43.33 | 2 | 0
2025 | MISO_IN_2_PJM_ROR | MISO_IN | PJM_ROR | Internal | Winter | B20 | 935 | 992 | 0 | 37.36 | 39.33 | 2 | 0
2025 | MISO_MI_2_IESO | MISO_MI | IESO | Internal | Shoulder | B11 | 25 | 1580 | 0 | 60.32 | 43.77 | 8 | 0
2025 | MISO_MI_2_IESO | MISO_MI | IESO | Internal | Shoulder | B12 | 200 | 1580 | 0 | 46.96 | 40.42 | 8 | 0
2025 | MISO_MI_2_IESO | MISO_MI | IESO | Internal | Shoulder | B13 | 600 | 1580 | 0 | 43.65 | 40.42 | 8 | 0
2025 | MISO_MI_2_IESO | MISO_MI | IESO | Internal | Shoulder | B14 | 900 | 1580 | 0 | 42.03 | 40.42 | 8 | 0
2025 | MISO_MI_2_IESO | MISO_MI | IESO | Internal | Shoulder | B15 | 1203 | 1580 | 0 | 37.22 | 40.42 | 8 | 0
2025 | MISO_MI_2_IESO | MISO_MI | IESO | Internal | Summer | B1 | 10 | 1580 | 0 | 74.01 | 66.98 | 8 | 0
2025 | MISO_MI_2_IESO | MISO_MI | IESO | Internal | Summer | B2 | 25 | 1580 | 0 | 68.32 | 55.09 | 8 | 0
2025 | MISO_MI_2_IESO | MISO_MI | IESO | Internal | Summer | B3 | 75 | 1580 | 0 | 67.47 | 48.61 | 8 | 0
2025 | MISO_MI_2_IESO | MISO_MI | IESO | Internal | Summer | B4 | 100 | 1580 | 0 | 67.06 | 42.84 | 8 | 0
2025 | MISO_MI_2_IESO | MISO_MI | IESO | Internal | Summer | B5 | 200 | 1580 | 0 | 63.84 | 42.84 | 8 | 0
2025 | MISO_MI_2_IESO | MISO_MI | IESO | Internal | Summer | B6 | 300 | 1580 | 0 | 55.45 | 42.84 | 8 | 0
2025 | MISO_MI_2_IESO | MISO_MI | IESO | Internal | Summer | B7 | 400 | 1580 | 0 | 46.59 | 39.59 | 8 | 0
2025 | MISO_MI_2_IESO | MISO_MI | IESO | Internal | Summer | B8 | 500 | 1580 | 0 | 40.94 | 39.54 | 8 | 0
2025 | MISO_MI_2_IESO | MISO_MI | IESO | Internal | Summer | B9 | 800 | 1580 | 0 | 39.47 | 39.54 | 8 | 0
2025 | MISO_MI_2_IESO | MISO_MI | IESO | Internal | Summer | B10 | 1262 | 1580 | 0 | 37.51 | 39.54 | 8 | 0
2025 | MISO_MI_2_IESO | MISO_MI | IESO | Internal | Winter | B16 | 25 | 1580 | 0 | 53.09 | 46.09 | 8 | 0
2025 | MISO_MI_2_IESO | MISO_MI | IESO | Internal | Winter | B17 | 100 | 1580 | 0 | 48.81 | 42.49 | 8 | 0
2025 | MISO_MI_2_IESO | MISO_MI | IESO | Internal | Winter | B18 | 400 | 1580 | 0 | 44.11 | 42.49 | 8 | 0
2025 | MISO_MI_2_IESO | MISO_MI | IESO | Internal | Winter | B19 | 700 | 1580 | 0 | 42.33 | 42.49 | 8 | 0
2025 | MISO_MI_2_IESO | MISO_MI | IESO | Internal | Winter | B20 | 935 | 1580 | 0 | 37.37 | 42.49 | 8 | 0
2025 | MISO_MI_2_MISO_IN | MISO_MI | MISO_IN | Internal | Shoulder | B11 | 25 | 2126 | 1927.44 | 60.32 | 60.33 | 0.01 | 0
2025 | MISO_MI_2_MISO_IN | MISO_MI | MISO_IN | Internal | Shoulder | B12 | 200 | 2126 | 0 | 46.96 | 46.95 | 0.01 | 0
2025 | MISO_MI_2_MISO_IN | MISO_MI | MISO_IN | Internal | Shoulder | B13 | 600 | 2126 | 0 | 43.65 | 43.64 | 0.01 | 0
2025 | MISO_MI_2_MISO_IN | MISO_MI | MISO_IN | Internal | Shoulder | B14 | 900 | 2126 | 0 | 42.03 | 42.02 | 0.01 | 0
2025 | MISO_MI_2_MISO_IN | MISO_MI | MISO_IN | Internal | Shoulder | B15 | 1203 | 2126 | 0 | 37.22 | 37.21 | 0.01 | 0
2025 | MISO_MI_2_MISO_IN | MISO_MI | MISO_IN | Internal | Summer | B1 | 10 | 2126 | 0.03 | 74.01 | 74 | 0.01 | 0
2025 | MISO_MI_2_MISO_IN | MISO_MI | MISO_IN | Internal | Summer | B2 | 25 | 2126 | 660.02 | 68.32 | 68.33 | 0.01 | 0
2025 | MISO_MI_2_MISO_IN | MISO_MI | MISO_IN | Internal | Summer | B3 | 75 | 2126 | 692.05 | 67.47 | 67.48 | 0.01 | 0
2025 | MISO_MI_2_MISO_IN | MISO_MI | MISO_IN | Internal | Summer | B4 | 100 | 2126 | 755.42 | 67.06 | 67.07 | 0.01 | 0
2025 | MISO_MI_2_MISO_IN | MISO_MI | MISO_IN | Internal | Summer | B5 | 200 | 2126 | 1671.7 | 63.84 | 63.86 | 0.01 | 0
2025 | MISO_MI_2_MISO_IN | MISO_MI | MISO_IN | Internal | Summer | B6 | 300 | 2126 | 72.17 | 55.45 | 55.46 | 0.01 | 0
2025 | MISO_MI_2_MISO_IN | MISO_MI | MISO_IN | Internal | Summer | B7 | 400 | 2126 | 0 | 46.59 | 46.58 | 0.01 | 0
2025 | MISO_MI_2_MISO_IN | MISO_MI | MISO_IN | Internal | Summer | B8 | 500 | 2126 | 0 | 40.94 | 40.93 | 0.01 | 0
2025 | MISO_MI_2_MISO_IN | MISO_MI | MISO_IN | Internal | Summer | B9 | 800 | 2126 | 0 | 39.47 | 39.46 | 0.01 | 0
2025 | MISO_MI_2_MISO_IN | MISO_MI | MISO_IN | Internal | Summer | B10 | 1262 | 2126 | 0 | 37.51 | 35.9 | 0.01 | 0
2025 | MISO_MI_2_MISO_IN | MISO_MI | MISO_IN | Internal | Winter | B16 | 25 | 2126 | 0.01 | 53.09 | 53.08 | 0.01 | 0
2025 | MISO_MI_2_MISO_IN | MISO_MI | MISO_IN | Internal | Winter | B17 | 100 | 2126 | 0 | 48.81 | 48.8 | 0.01 | 0
2025 | MISO_MI_2_MISO_IN | MISO_MI | MISO_IN | Internal | Winter | B18 | 400 | 2126 | 0 | 44.11 | 44.1 | 0.01 | 0
2025 | MISO_MI_2_MISO_IN | MISO_MI | MISO_IN | Internal | Winter | B19 | 700 | 2126 | 0 | 42.33 | 42.32 | 0.01 | 0
2025 | MISO_MI_2_MISO_IN | MISO_MI | MISO_IN | Internal | Winter | B20 | 935 | 2126 | 0 | 37.37 | 37.36 | 0.01 | 0
2025 | MISO_MI_2_MISO_WUMS | MISO_MI | MISO_WUMS | Internal | Shoulder | B11 | 25 | 166 | 0 | 60.32 | 60.3 | 0.01 | 0
2025 | MISO_MI_2_MISO_WUMS | MISO_MI | MISO_WUMS | Internal | Shoulder | B12 | 200 | 166 | 0 | 46.96 | 46.1 | 0.01 | 0
2025 | MISO_MI_2_MISO_WUMS | MISO_MI | MISO_WUMS | Internal | Shoulder | B13 | 600 | 166 | 0 | 43.65 | 43.61 | 0.01 | 0
2025 | MISO_MI_2_MISO_WUMS | MISO_MI | MISO_WUMS | Internal | Shoulder | B14 | 900 | 166 | 0 | 42.03 | 41.98 | 0.01 | 0
2025 | MISO_MI_2_MISO_WUMS | MISO_MI | MISO_WUMS | Internal | Shoulder | B15 | 1203 | 166 | 0 | 37.22 | 36.95 | 0.01 | 0
2025 | MISO_MI_2_MISO_WUMS | MISO_MI | MISO_WUMS | Internal | Summer | B1 | 10 | 166 | 0 | 74.01 | 63.83 | 0.01 | 0
2025 | MISO_MI_2_MISO_WUMS | MISO_MI | MISO_WUMS | Internal | Summer | B2 | 25 | 166 | 0 | 68.32 | 63.83 | 0.01 | 0
2025 | MISO_MI_2_MISO_WUMS | MISO_MI | MISO_WUMS | Internal | Summer | B3 | 75 | 166 | 0 | 67.47 | 63.83 | 0.01 | 0
2025 | MISO_MI_2_MISO_WUMS | MISO_MI | MISO_WUMS | Internal | Summer | B4 | 100 | 166 | 0 | 67.06 | 63.83 | 0.01 | 0
2025 | MISO_MI_2_MISO_WUMS | MISO_MI | MISO_WUMS | Internal | Summer | B5 | 200 | 166 | 0 | 63.84 | 63.83 | 0.01 | 0
2025 | MISO_MI_2_MISO_WUMS | MISO_MI | MISO_WUMS | Internal | Summer | B6 | 300 | 166 | 0 | 55.45 | 55.45 | 0.01 | 0
2025 | MISO_MI_2_MISO_WUMS | MISO_MI | MISO_WUMS | Internal | Summer | B7 | 400 | 166 | 0 | 46.59 | 46.57 | 0.01 | 0
2025 | MISO_MI_2_MISO_WUMS | MISO_MI | MISO_WUMS | Internal | Summer | B8 | 500 | 166 | 0 | 40.94 | 40.89 | 0.01 | 0
2025 | MISO_MI_2_MISO_WUMS | MISO_MI | MISO_WUMS | Internal | Summer | B9 | 800 | 166 | 0 | 39.47 | 39.42 | 0.01 | 0
2025 | MISO_MI_2_MISO_WUMS | MISO_MI | MISO_WUMS | Internal | Summer | B10 | 1262 | 166 | 0 | 37.51 | 35.88 | 0.01 | 0
2025 | MISO_MI_2_MISO_WUMS | MISO_MI | MISO_WUMS | Internal | Winter | B16 | 25 | 166 | 0 | 53.09 | 50.99 | 0.01 | 0
2025 | MISO_MI_2_MISO_WUMS | MISO_MI | MISO_WUMS | Internal | Winter | B17 | 100 | 166 | 0 | 48.81 | 45.88 | 0.01 | 0
2025 | MISO_MI_2_MISO_WUMS | MISO_MI | MISO_WUMS | Internal | Winter | B18 | 400 | 166 | 0 | 44.11 | 44.08 | 0.01 | 0
2025 | MISO_MI_2_MISO_WUMS | MISO_MI | MISO_WUMS | Internal | Winter | B19 | 700 | 166 | 0 | 42.33 | 42.31 | 0.01 | 0
2025 | MISO_MI_2_MISO_WUMS | MISO_MI | MISO_WUMS | Internal | Winter | B20 | 935 | 166 | 0 | 37.37 | 37.34 | 0.01 | 0
2025 | MISO_MI_2_PJM_ROR | MISO_MI | PJM_ROR | Internal | Shoulder | B11 | 25 | 1424 | 0 | 60.32 | 58.31 | 2 | 0
2025 | MISO_MI_2_PJM_ROR | MISO_MI | PJM_ROR | Internal | Shoulder | B12 | 200 | 1424 | 0 | 46.96 | 48.1 | 2 | 0
2025 | MISO_MI_2_PJM_ROR | MISO_MI | PJM_ROR | Internal | Shoulder | B13 | 600 | 1424 | 0 | 43.65 | 44.85 | 2 | 0
2025 | MISO_MI_2_PJM_ROR | MISO_MI | PJM_ROR | Internal | Shoulder | B14 | 900 | 1424 | 0 | 42.03 | 42.08 | 2 | 0
2025 | MISO_MI_2_PJM_ROR | MISO_MI | PJM_ROR | Internal | Shoulder | B15 | 1203 | 1424 | 0 | 37.22 | 38.72 | 2 | 0
2025 | MISO_MI_2_PJM_ROR | MISO_MI | PJM_ROR | Internal | Summer | B1 | 10 | 1424 | 0 | 74.01 | 72.01 | 2 | 0
2025 | MISO_MI_2_PJM_ROR | MISO_MI | PJM_ROR | Internal | Summer | B2 | 25 | 1424 | 0 | 68.32 | 69.37 | 2 | 0
2025 | MISO_MI_2_PJM_ROR | MISO_MI | PJM_ROR | Internal | Summer | B3 | 75 | 1424 | 0 | 67.47 | 65.45 | 2 | 0
2025 | MISO_MI_2_PJM_ROR | MISO_MI | PJM_ROR | Internal | Summer | B4 | 100 | 1424 | 0 | 67.06 | 65.07 | 2 | 0
2025 | MISO_MI_2_PJM_ROR | MISO_MI | PJM_ROR | Internal | Summer | B5 | 200 | 1424 | 0 | 63.84 | 61.86 | 2 | 0
2025 | MISO_MI_2_PJM_ROR | MISO_MI | PJM_ROR | Internal | Summer | B6 | 300 | 1424 | 0 | 55.45 | 53.46 | 2 | 0
2025 | MISO_MI_2_PJM_ROR | MISO_MI | PJM_ROR | Internal | Summer | B7 | 400 | 1424 | 0 | 46.59 | 44.58 | 2 | 0
2025 | MISO_MI_2_PJM_ROR | MISO_MI | PJM_ROR | Internal | Summer | B8 | 500 | 1424 | 0 | 40.94 | 39.54 | 2 | 0
2025 | MISO_MI_2_PJM_ROR | MISO_MI | PJM_ROR | Internal | Summer | B9 | 800 | 1424 | 0 | 39.47 | 37.47 | 2 | 0
2025 | MISO_MI_2_PJM_ROR | MISO_MI | PJM_ROR | Internal | Summer | B10 | 1262 | 1424 | 0 | 37.51 | 35.68 | 2 | 0
2025 | MISO_MI_2_PJM_ROR | MISO_MI | PJM_ROR | Internal | Winter | B16 | 25 | 1424 | 0 | 53.09 | 52.98 | 2 | 0
2025 | MISO_MI_2_PJM_ROR | MISO_MI | PJM_ROR | Internal | Winter | B17 | 100 | 1424 | 0 | 48.81 | 47.87 | 2 | 0
2025 | MISO_MI_2_PJM_ROR | MISO_MI | PJM_ROR | Internal | Winter | B18 | 400 | 1424 | 0 | 44.11 | 44.76 | 2 | 0
2025 | MISO_MI_2_PJM_ROR | MISO_MI | PJM_ROR | Internal | Winter | B19 | 700 | 1424 | 0 | 42.33 | 43.33 | 2 | 0
2025 | MISO_MI_2_PJM_ROR | MISO_MI | PJM_ROR | Internal | Winter | B20 | 935 | 1424 | 0 | 37.37 | 39.33 | 2 | 0
2025 | MISO_MO-IL_2_ENT | MISO_MO-IL | ENT | Internal | Shoulder | B11 | 25 | 2540 | 0 | 60.32 | 60.32 | 8 | 0
2025 | MISO_MO-IL_2_ENT | MISO_MO-IL | ENT | Internal | Shoulder | B12 | 200 | 2540 | 0 | 46.12 | 44.8 | 8 | 0
2025 | MISO_MO-IL_2_ENT | MISO_MO-IL | ENT | Internal | Shoulder | B13 | 600 | 2540 | 0 | 43.63 | 43.63 | 8 | 0
2025 | MISO_MO-IL_2_ENT | MISO_MO-IL | ENT | Internal | Shoulder | B14 | 900 | 2540 | 0 | 42.01 | 42.01 | 8 | 0
2025 | MISO_MO-IL_2_ENT | MISO_MO-IL | ENT | Internal | Shoulder | B15 | 1203 | 2540 | 0 | 36.95 | 36.95 | 8 | 0
2025 | MISO_MO-IL_2_ENT | MISO_MO-IL | ENT | Internal | Summer | B1 | 10 | 2540 | 0 | 73.99 | 69.95 | 8 | 0
2025 | MISO_MO-IL_2_ENT | MISO_MO-IL | ENT | Internal | Summer | B2 | 25 | 2540 | 0 | 68.32 | 67.37 | 8 | 0
2025 | MISO_MO-IL_2_ENT | MISO_MO-IL | ENT | Internal | Summer | B3 | 75 | 2540 | 0 | 67.47 | 67.17 | 8 | 0
2025 | MISO_MO-IL_2_ENT | MISO_MO-IL | ENT | Internal | Summer | B4 | 100 | 2540 | 0 | 67.06 | 65.05 | 8 | 0
2025 | MISO_MO-IL_2_ENT | MISO_MO-IL | ENT | Internal | Summer | B5 | 200 | 2540 | 0 | 63.87 | 64.55 | 8 | 0
2025 | MISO_MO-IL_2_ENT | MISO_MO-IL | ENT | Internal | Summer | B6 | 300 | 2540 | 0 | 55.48 | 58.46 | 8 | 0
2025 | MISO_MO-IL_2_ENT | MISO_MO-IL | ENT | Internal | Summer | B7 | 400 | 2540 | 0 | 46.59 | 47.81 | 8 | 0
2025 | MISO_MO-IL_2_ENT | MISO_MO-IL | ENT | Internal | Summer | B8 | 500 | 2540 | 0 | 40.92 | 44.29 | 8 | 0
2025 | MISO_MO-IL_2_ENT | MISO_MO-IL | ENT | Internal | Summer | B9 | 800 | 2540 | 0 | 39.45 | 42.97 | 8 | 0
2025 | MISO_MO-IL_2_ENT | MISO_MO-IL | ENT | Internal | Summer | B10 | 1262 | 2540 | 0 | 35.88 | 38.56 | 8 | 0
2025 | MISO_MO-IL_2_ENT | MISO_MO-IL | ENT | Internal | Winter | B16 | 25 | 2540 | 0 | 52.53 | 50.99 | 8 | 0
2025 | MISO_MO-IL_2_ENT | MISO_MO-IL | ENT | Internal | Winter | B17 | 100 | 2540 | 0 | 45.88 | 45.88 | 8 | 0
2025 | MISO_MO-IL_2_ENT | MISO_MO-IL | ENT | Internal | Winter | B18 | 400 | 2540 | 0 | 44.08 | 44.29 | 8 | 0
2025 | MISO_MO-IL_2_ENT | MISO_MO-IL | ENT | Internal | Winter | B19 | 700 | 2540 | 0 | 42.31 | 42.31 | 8 | 0
2025 | MISO_MO-IL_2_ENT | MISO_MO-IL | ENT | Internal | Winter | B20 | 935 | 2540 | 0 | 37.34 | 37.34 | 8 | 0
2025 | MISO_MO-IL_2_MISO_IN | MISO_MO-IL | MISO_IN | Internal | Shoulder | B11 | 25 | 6229 | 360 | 60.32 | 60.33 | 0.01 | 0
2025 | MISO_MO-IL_2_MISO_IN | MISO_MO-IL | MISO_IN | Internal | Shoulder | B12 | 200 | 6229 | 6229 | 46.12 | 46.95 | 0.01 | 0.82
2025 | MISO_MO-IL_2_MISO_IN | MISO_MO-IL | MISO_IN | Internal | Shoulder | B13 | 600 | 6229 | 4583.22 | 43.63 | 43.64 | 0.01 | 0
2025 | MISO_MO-IL_2_MISO_IN | MISO_MO-IL | MISO_IN | Internal | Shoulder | B14 | 900 | 6229 | 4549.43 | 42.01 | 42.02 | 0.01 | 0
2025 | MISO_MO-IL_2_MISO_IN | MISO_MO-IL | MISO_IN | Internal | Shoulder | B15 | 1203 | 6229 | 6229 | 36.95 | 37.21 | 0.01 | 0.25
2025 | MISO_MO-IL_2_MISO_IN | MISO_MO-IL | MISO_IN | Internal | Summer | B1 | 10 | 6229 | 1119.9 | 73.99 | 74 | 0.01 | 0
2025 | MISO_MO-IL_2_MISO_IN | MISO_MO-IL | MISO_IN | Internal | Summer | B2 | 25 | 6229 | 2076.99 | 68.32 | 68.33 | 0.01 | 0
2025 | MISO_MO-IL_2_MISO_IN | MISO_MO-IL | MISO_IN | Internal | Summer | B3 | 75 | 6229 | 456.34 | 67.47 | 67.48 | 0.01 | 0
2025 | MISO_MO-IL_2_MISO_IN | MISO_MO-IL | MISO_IN | Internal | Summer | B4 | 100 | 6229 | 22.68 | 67.06 | 67.07 | 0.01 | 0
2025 | MISO_MO-IL_2_MISO_IN | MISO_MO-IL | MISO_IN | Internal | Summer | B5 | 200 | 6229 | 0 | 63.87 | 63.86 | 0.01 | 0
2025 | MISO_MO-IL_2_MISO_IN | MISO_MO-IL | MISO_IN | Internal | Summer | B6 | 300 | 6229 | 0 | 55.48 | 55.46 | 0.01 | 0
2025 | MISO_MO-IL_2_MISO_IN | MISO_MO-IL | MISO_IN | Internal | Summer | B7 | 400 | 6229 | 0 | 46.59 | 46.58 | 0.01 | 0
2025 | MISO_MO-IL_2_MISO_IN | MISO_MO-IL | MISO_IN | Internal | Summer | B8 | 500 | 6229 | 2843.31 | 40.92 | 40.93 | 0.01 | 0
2025 | MISO_MO-IL_2_MISO_IN | MISO_MO-IL | MISO_IN | Internal | Summer | B9 | 800 | 6229 | 34.63 | 39.45 | 39.46 | 0.01 | 0
2025 | MISO_MO-IL_2_MISO_IN | MISO_MO-IL | MISO_IN | Internal | Summer | B10 | 1262 | 6229 | 4887.74 | 35.88 | 35.9 | 0.01 | 0
2025 | MISO_MO-IL_2_MISO_IN | MISO_MO-IL | MISO_IN | Internal | Winter | B16 | 25 | 6229 | 6229 | 52.53 | 53.08 | 0.01 | 0.53
2025 | MISO_MO-IL_2_MISO_IN | MISO_MO-IL | MISO_IN | Internal | Winter | B17 | 100 | 6229 | 6229 | 45.88 | 48.8 | 0.01 | 2.9
2025 | MISO_MO-IL_2_MISO_IN | MISO_MO-IL | MISO_IN | Internal | Winter | B18 | 400 | 6229 | 4346.62 | 44.08 | 44.1 | 0.01 | 0
2025 | MISO_MO-IL_2_MISO_IN | MISO_MO-IL | MISO_IN | Internal | Winter | B19 | 700 | 6229 | 2756.91 | 42.31 | 42.32 | 0.01 | 0
2025 | MISO_MO-IL_2_MISO_IN | MISO_MO-IL | MISO_IN | Internal | Winter | B20 | 935 | 6229 | 3800.9 | 37.34 | 37.36 | 0.01 | 0
2025 | MISO_MO-IL_2_MISO_W | MISO_MO-IL | MISO_W | Internal | Shoulder | B11 | 25 | 5033 | 0.01 | 60.32 | 60.31 | 0.01 | 0
2025 | MISO_MO-IL_2_MISO_W | MISO_MO-IL | MISO_W | Internal | Shoulder | B12 | 200 | 5033 | 0 | 46.12 | 46.1 | 0.01 | 0
2025 | MISO_MO-IL_2_MISO_W | MISO_MO-IL | MISO_W | Internal | Shoulder | B13 | 600 | 5033 | 0 | 43.63 | 43.62 | 0.01 | 0
2025 | MISO_MO-IL_2_MISO_W | MISO_MO-IL | MISO_W | Internal | Shoulder | B14 | 900 | 5033 | 0 | 42.01 | 41.99 | 0.01 | 0
2025 | MISO_MO-IL_2_MISO_W | MISO_MO-IL | MISO_W | Internal | Shoulder | B15 | 1203 | 5033 | 0 | 36.95 | 36.93 | 0.01 | 0
2025 | MISO_MO-IL_2_MISO_W | MISO_MO-IL | MISO_W | Internal | Summer | B1 | 10 | 5033 | 0.03 | 73.99 | 73.98 | 0.01 | 0
2025 | MISO_MO-IL_2_MISO_W | MISO_MO-IL | MISO_W | Internal | Summer | B2 | 25 | 5033 | 0.01 | 68.32 | 68.31 | 0.01 | 0
2025 | MISO_MO-IL_2_MISO_W | MISO_MO-IL | MISO_W | Internal | Summer | B3 | 75 | 5033 | 0 | 67.47 | 67.45 | 0.01 | 0
2025 | MISO_MO-IL_2_MISO_W | MISO_MO-IL | MISO_W | Internal | Summer | B4 | 100 | 5033 | 10.08 | 67.06 | 67.07 | 0.01 | 0
2025 | MISO_MO-IL_2_MISO_W | MISO_MO-IL | MISO_W | Internal | Summer | B5 | 200 | 5033 | 0 | 63.87 | 63.86 | 0.01 | 0
2025 | MISO_MO-IL_2_MISO_W | MISO_MO-IL | MISO_W | Internal | Summer | B6 | 300 | 5033 | 0 | 55.48 | 55.46 | 0.01 | 0
2025 | MISO_MO-IL_2_MISO_W | MISO_MO-IL | MISO_W | Internal | Summer | B7 | 400 | 5033 | 0 | 46.59 | 46.58 | 0.01 | 0
2025 | MISO_MO-IL_2_MISO_W | MISO_MO-IL | MISO_W | Internal | Summer | B8 | 500 | 5033 | 0 | 40.92 | 40.91 | 0.01 | 0
2025 | MISO_MO-IL_2_MISO_W | MISO_MO-IL | MISO_W | Internal | Summer | B9 | 800 | 5033 | 0 | 39.45 | 39.43 | 0.01 | 0
2025 | MISO_MO-IL_2_MISO_W | MISO_MO-IL | MISO_W | Internal | Summer | B10 | 1262 | 5033 | 0 | 35.88 | 35.87 | 0.01 | 0
2025 | MISO_MO-IL_2_MISO_W | MISO_MO-IL | MISO_W | Internal | Winter | B16 | 25 | 5033 | 0 | 52.53 | 50.98 | 0.01 | 0
2025 | MISO_MO-IL_2_MISO_W | MISO_MO-IL | MISO_W | Internal | Winter | B17 | 100 | 5033 | 0 | 45.88 | 45.87 | 0.01 | 0
2025 | MISO_MO-IL_2_MISO_W | MISO_MO-IL | MISO_W | Internal | Winter | B18 | 400 | 5033 | 0 | 44.08 | 44.07 | 0.01 | 0
2025 | MISO_MO-IL_2_MISO_W | MISO_MO-IL | MISO_W | Internal | Winter | B19 | 700 | 5033 | 0 | 42.31 | 42.3 | 0.01 | 0
2025 | MISO_MO-IL_2_MISO_W | MISO_MO-IL | MISO_W | Internal | Winter | B20 | 935 | 5033 | 0 | 37.34 | 37.33 | 0.01 | 0
2025 | MISO_MO-IL_2_PJM_ROR | MISO_MO-IL | PJM_ROR | Internal | Shoulder | B11 | 25 | 1212 | 0 | 60.32 | 58.31 | 2 | 0
2025 | MISO_MO-IL_2_PJM_ROR | MISO_MO-IL | PJM_ROR | Internal | Shoulder | B12 | 200 | 1212 | 0 | 46.12 | 48.1 | 2 | 0
2025 | MISO_MO-IL_2_PJM_ROR | MISO_MO-IL | PJM_ROR | Internal | Shoulder | B13 | 600 | 1212 | 0 | 43.63 | 44.85 | 2 | 0
2025 | MISO_MO-IL_2_PJM_ROR | MISO_MO-IL | PJM_ROR | Internal | Shoulder | B14 | 900 | 1212 | 0 | 42.01 | 42.08 | 2 | 0
2025 | MISO_MO-IL_2_PJM_ROR | MISO_MO-IL | PJM_ROR | Internal | Shoulder | B15 | 1203 | 1212 | 0 | 36.95 | 38.72 | 2 | 0
2025 | MISO_MO-IL_2_PJM_ROR | MISO_MO-IL | PJM_ROR | Internal | Summer | B1 | 10 | 1212 | 0 | 73.99 | 72.01 | 2 | 0
2025 | MISO_MO-IL_2_PJM_ROR | MISO_MO-IL | PJM_ROR | Internal | Summer | B2 | 25 | 1212 | 0 | 68.32 | 69.37 | 2 | 0
2025 | MISO_MO-IL_2_PJM_ROR | MISO_MO-IL | PJM_ROR | Internal | Summer | B3 | 75 | 1212 | 0 | 67.47 | 65.45 | 2 | 0
2025 | MISO_MO-IL_2_PJM_ROR | MISO_MO-IL | PJM_ROR | Internal | Summer | B4 | 100 | 1212 | 0 | 67.06 | 65.07 | 2 | 0
2025 | MISO_MO-IL_2_PJM_ROR | MISO_MO-IL | PJM_ROR | Internal | Summer | B5 | 200 | 1212 | 0 | 63.87 | 61.86 | 2 | 0
2025 | MISO_MO-IL_2_PJM_ROR | MISO_MO-IL | PJM_ROR | Internal | Summer | B6 | 300 | 1212 | 0 | 55.48 | 53.46 | 2 | 0
2025 | MISO_MO-IL_2_PJM_ROR | MISO_MO-IL | PJM_ROR | Internal | Summer | B7 | 400 | 1212 | 0 | 46.59 | 44.58 | 2 | 0
2025 | MISO_MO-IL_2_PJM_ROR | MISO_MO-IL | PJM_ROR | Internal | Summer | B8 | 500 | 1212 | 0 | 40.92 | 39.54 | 2 | 0
2025 | MISO_MO-IL_2_PJM_ROR | MISO_MO-IL | PJM_ROR | Internal | Summer | B9 | 800 | 1212 | 0 | 39.45 | 37.47 | 2 | 0
2025 | MISO_MO-IL_2_PJM_ROR | MISO_MO-IL | PJM_ROR | Internal | Summer | B10 | 1262 | 1212 | 0 | 35.88 | 35.68 | 2 | 0
2025 | MISO_MO-IL_2_PJM_ROR | MISO_MO-IL | PJM_ROR | Internal | Winter | B16 | 25 | 1212 | 0 | 52.53 | 52.98 | 2 | 0
2025 | MISO_MO-IL_2_PJM_ROR | MISO_MO-IL | PJM_ROR | Internal | Winter | B17 | 100 | 1212 | 0 | 45.88 | 47.87 | 2 | 0
2025 | MISO_MO-IL_2_PJM_ROR | MISO_MO-IL | PJM_ROR | Internal | Winter | B18 | 400 | 1212 | 0 | 44.08 | 44.76 | 2 | 0
2025 | MISO_MO-IL_2_PJM_ROR | MISO_MO-IL | PJM_ROR | Internal | Winter | B19 | 700 | 1212 | 0 | 42.31 | 43.33 | 2 | 0
2025 | MISO_MO-IL_2_PJM_ROR | MISO_MO-IL | PJM_ROR | Internal | Winter | B20 | 935 | 1212 | 0 | 37.34 | 39.33 | 2 | 0
2025 | MISO_MO-IL_2_TVA_Transmission | MISO_MO-IL | TVA_Transmission | Internal | Shoulder | B11 | 25 | 4000 | 0 | 60.32 | 63.53 | 8 | 0
2025 | MISO_MO-IL_2_TVA_Transmission | MISO_MO-IL | TVA_Transmission | Internal | Shoulder | B12 | 200 | 4000 | 0 | 46.12 | 49.58 | 8 | 0
2025 | MISO_MO-IL_2_TVA_Transmission | MISO_MO-IL | TVA_Transmission | Internal | Shoulder | B13 | 600 | 4000 | 0 | 43.63 | 47.19 | 8 | 0
2025 | MISO_MO-IL_2_TVA_Transmission | MISO_MO-IL | TVA_Transmission | Internal | Shoulder | B14 | 900 | 4000 | 0 | 42.01 | 45.69 | 8 | 0
2025 | MISO_MO-IL_2_TVA_Transmission | MISO_MO-IL | TVA_Transmission | Internal | Shoulder | B15 | 1203 | 4000 | 0 | 36.95 | 44.57 | 8 | 0
2025 | MISO_MO-IL_2_TVA_Transmission | MISO_MO-IL | TVA_Transmission | Internal | Summer | B1 | 10 | 4000 | 0 | 73.99 | 77.95 | 8 | 0
2025 | MISO_MO-IL_2_TVA_Transmission | MISO_MO-IL | TVA_Transmission | Internal | Summer | B2 | 25 | 4000 | 0 | 68.32 | 75.37 | 8 | 0
2025 | MISO_MO-IL_2_TVA_Transmission | MISO_MO-IL | TVA_Transmission | Internal | Summer | B3 | 75 | 4000 | 0 | 67.47 | 71.45 | 8 | 0
2025 | MISO_MO-IL_2_TVA_Transmission | MISO_MO-IL | TVA_Transmission | Internal | Summer | B4 | 100 | 4000 | 0 | 67.06 | 71.07 | 8 | 0
2025 | MISO_MO-IL_2_TVA_Transmission | MISO_MO-IL | TVA_Transmission | Internal | Summer | B5 | 200 | 4000 | 0 | 63.87 | 67.86 | 8 | 0
2025 | MISO_MO-IL_2_TVA_Transmission | MISO_MO-IL | TVA_Transmission | Internal | Summer | B6 | 300 | 4000 | 0 | 55.48 | 58.55 | 8 | 0
2025 | MISO_MO-IL_2_TVA_Transmission | MISO_MO-IL | TVA_Transmission | Internal | Summer | B7 | 400 | 4000 | 0 | 46.59 | 50.03 | 8 | 0
2025 | MISO_MO-IL_2_TVA_Transmission | MISO_MO-IL | TVA_Transmission | Internal | Summer | B8 | 500 | 4000 | 0 | 40.92 | 44.23 | 8 | 0
2025 | MISO_MO-IL_2_TVA_Transmission | MISO_MO-IL | TVA_Transmission | Internal | Summer | B9 | 800 | 4000 | 0 | 39.45 | 42.96 | 8 | 0
2025 | MISO_MO-IL_2_TVA_Transmission | MISO_MO-IL | TVA_Transmission | Internal | Summer | B10 | 1262 | 4000 | 0 | 35.88 | 40.63 | 8 | 0
2025 | MISO_MO-IL_2_TVA_Transmission | MISO_MO-IL | TVA_Transmission | Internal | Winter | B16 | 25 | 4000 | 544 | 52.53 | 60.53 | 8 | 0
2025 | MISO_MO-IL_2_TVA_Transmission | MISO_MO-IL | TVA_Transmission | Internal | Winter | B17 | 100 | 4000 | 0 | 45.88 | 51.21 | 8 | 0
2025 | MISO_MO-IL_2_TVA_Transmission | MISO_MO-IL | TVA_Transmission | Internal | Winter | B18 | 400 | 4000 | 0 | 44.08 | 47.74 | 8 | 0
2025 | MISO_MO-IL_2_TVA_Transmission | MISO_MO-IL | TVA_Transmission | Internal | Winter | B19 | 700 | 4000 | 0 | 42.31 | 46.5 | 8 | 0
2025 | MISO_MO-IL_2_TVA_Transmission | MISO_MO-IL | TVA_Transmission | Internal | Winter | B20 | 935 | 4000 | 0 | 37.34 | 44.07 | 8 | 0
2025 | MISO_W_2_IESO | MISO_W | IESO | Internal | Shoulder | B11 | 25 | 164 | 0 | 60.31 | 43.77 | 8 | 0
2025 | MISO_W_2_IESO | MISO_W | IESO | Internal | Shoulder | B12 | 200 | 164 | 0 | 46.1 | 40.42 | 8 | 0
2025 | MISO_W_2_IESO | MISO_W | IESO | Internal | Shoulder | B13 | 600 | 164 | 0 | 43.62 | 40.42 | 8 | 0
2025 | MISO_W_2_IESO | MISO_W | IESO | Internal | Shoulder | B14 | 900 | 164 | 0 | 41.99 | 40.42 | 8 | 0
2025 | MISO_W_2_IESO | MISO_W | IESO | Internal | Shoulder | B15 | 1203 | 164 | 0 | 36.93 | 40.42 | 8 | 0
2025 | MISO_W_2_IESO | MISO_W | IESO | Internal | Summer | B1 | 10 | 164 | 0 | 73.98 | 66.98 | 8 | 0
2025 | MISO_W_2_IESO | MISO_W | IESO | Internal | Summer | B2 | 25 | 164 | 0 | 68.31 | 55.09 | 8 | 0
2025 | MISO_W_2_IESO | MISO_W | IESO | Internal | Summer | B3 | 75 | 164 | 0 | 67.45 | 48.61 | 8 | 0
2025 | MISO_W_2_IESO | MISO_W | IESO | Internal | Summer | B4 | 100 | 164 | 0 | 67.07 | 42.84 | 8 | 0
2025 | MISO_W_2_IESO | MISO_W | IESO | Internal | Summer | B5 | 200 | 164 | 0 | 63.86 | 42.84 | 8 | 0
2025 | MISO_W_2_IESO | MISO_W | IESO | Internal | Summer | B6 | 300 | 164 | 0 | 55.46 | 42.84 | 8 | 0
2025 | MISO_W_2_IESO | MISO_W | IESO | Internal | Summer | B7 | 400 | 164 | 0 | 46.58 | 39.59 | 8 | 0
2025 | MISO_W_2_IESO | MISO_W | IESO | Internal | Summer | B8 | 500 | 164 | 0 | 40.91 | 39.54 | 8 | 0
2025 | MISO_W_2_IESO | MISO_W | IESO | Internal | Summer | B9 | 800 | 164 | 0 | 39.43 | 39.54 | 8 | 0
2025 | MISO_W_2_IESO | MISO_W | IESO | Internal | Summer | B10 | 1262 | 164 | 0 | 35.87 | 39.54 | 8 | 0
2025 | MISO_W_2_IESO | MISO_W | IESO | Internal | Winter | B16 | 25 | 164 | 0 | 50.98 | 46.09 | 8 | 0
2025 | MISO_W_2_IESO | MISO_W | IESO | Internal | Winter | B17 | 100 | 164 | 0 | 45.87 | 42.49 | 8 | 0
2025 | MISO_W_2_IESO | MISO_W | IESO | Internal | Winter | B18 | 400 | 164 | 0 | 44.07 | 42.49 | 8 | 0
2025 | MISO_W_2_IESO | MISO_W | IESO | Internal | Winter | B19 | 700 | 164 | 0 | 42.3 | 42.49 | 8 | 0
2025 | MISO_W_2_IESO | MISO_W | IESO | Internal | Winter | B20 | 935 | 164 | 0 | 37.33 | 42.49 | 8 | 0
2025 | MISO_W_2_MAPP_CA | MISO_W | MAPP_CA | Internal | Shoulder | B11 | 25 | 788 | 0.01 | 60.31 | 60.3 | 0.01 | 0
2025 | MISO_W_2_MAPP_CA | MISO_W | MAPP_CA | Internal | Shoulder | B12 | 200 | 788 | 0 | 46.1 | 46.09 | 0.01 | 0
2025 | MISO_W_2_MAPP_CA | MISO_W | MAPP_CA | Internal | Shoulder | B13 | 600 | 788 | 788 | 43.62 | 45.43 | 0.01 | 1.8
2025 | MISO_W_2_MAPP_CA | MISO_W | MAPP_CA | Internal | Shoulder | B14 | 900 | 788 | 788 | 41.99 | 45.43 | 0.01 | 3.43
2025 | MISO_W_2_MAPP_CA | MISO_W | MAPP_CA | Internal | Shoulder | B15 | 1203 | 788 | 788 | 36.93 | 45.43 | 0.01 | 8.49
2025 | MISO_W_2_MAPP_CA | MISO_W | MAPP_CA | Internal | Summer | B1 | 10 | 788 | 0 | 73.98 | 71.73 | 0.01 | 0
2025 | MISO_W_2_MAPP_CA | MISO_W | MAPP_CA | Internal | Summer | B2 | 25 | 788 | 0.01 | 68.31 | 68.3 | 0.01 | 0
2025 | MISO_W_2_MAPP_CA | MISO_W | MAPP_CA | Internal | Summer | B3 | 75 | 788 | 0 | 67.45 | 67.44 | 0.01 | 0
2025 | MISO_W_2_MAPP_CA | MISO_W | MAPP_CA | Internal | Summer | B4 | 100 | 788 | 0 | 67.07 | 67.06 | 0.01 | 0
2025 | MISO_W_2_MAPP_CA | MISO_W | MAPP_CA | Internal | Summer | B5 | 200 | 788 | 0 | 63.86 | 63.84 | 0.01 | 0
2025 | MISO_W_2_MAPP_CA | MISO_W | MAPP_CA | Internal | Summer | B6 | 300 | 788 | 0 | 55.46 | 55.45 | 0.01 | 0
2025 | MISO_W_2_MAPP_CA | MISO_W | MAPP_CA | Internal | Summer | B7 | 400 | 788 | 0 | 46.58 | 46.57 | 0.01 | 0
2025 | MISO_W_2_MAPP_CA | MISO_W | MAPP_CA | Internal | Summer | B8 | 500 | 788 | 81.22 | 40.91 | 40.92 | 0.01 | 0
2025 | MISO_W_2_MAPP_CA | MISO_W | MAPP_CA | Internal | Summer | B9 | 800 | 788 | 788 | 39.43 | 40.92 | 0.01 | 1.47
2025 | MISO_W_2_MAPP_CA | MISO_W | MAPP_CA | Internal | Summer | B10 | 1262 | 788 | 788 | 35.87 | 40.92 | 0.01 | 5.03
2025 | MISO_W_2_MAPP_CA | MISO_W | MAPP_CA | Internal | Winter | B16 | 25 | 788 | 0.01 | 50.98 | 50.96 | 0.01 | 0
2025 | MISO_W_2_MAPP_CA | MISO_W | MAPP_CA | Internal | Winter | B17 | 100 | 788 | 788 | 45.87 | 49.21 | 0.01 | 3.32
2025 | MISO_W_2_MAPP_CA | MISO_W | MAPP_CA | Internal | Winter | B18 | 400 | 788 | 788 | 44.07 | 49.21 | 0.01 | 5.13
2025 | MISO_W_2_MAPP_CA | MISO_W | MAPP_CA | Internal | Winter | B19 | 700 | 788 | 788 | 42.3 | 49.21 | 0.01 | 6.9
2025 | MISO_W_2_MAPP_CA | MISO_W | MAPP_CA | Internal | Winter | B20 | 935 | 788 | 788 | 37.33 | 49.21 | 0.01 | 11.87
2025 | MISO_W_2_MISO_MO-IL | MISO_W | MISO_MO-IL | Internal | Shoulder | B11 | 25 | 7873 | 3879.23 | 60.31 | 60.32 | 0.01 | 0
2025 | MISO_W_2_MISO_MO-IL | MISO_W | MISO_MO-IL | Internal | Shoulder | B12 | 200 | 7873 | 7224.77 | 46.1 | 46.12 | 0.01 | 0
2025 | MISO_W_2_MISO_MO-IL | MISO_W | MISO_MO-IL | Internal | Shoulder | B13 | 600 | 7873 | 5821.65 | 43.62 | 43.63 | 0.01 | 0
2025 | MISO_W_2_MISO_MO-IL | MISO_W | MISO_MO-IL | Internal | Shoulder | B14 | 900 | 7873 | 5049.65 | 41.99 | 42.01 | 0.01 | 0
2025 | MISO_W_2_MISO_MO-IL | MISO_W | MISO_MO-IL | Internal | Shoulder | B15 | 1203 | 7873 | 7571.95 | 36.93 | 36.95 | 0.01 | 0
2025 | MISO_W_2_MISO_MO-IL | MISO_W | MISO_MO-IL | Internal | Summer | B1 | 10 | 7873 | 3893.4 | 73.98 | 73.99 | 0.01 | 0
2025 | MISO_W_2_MISO_MO-IL | MISO_W | MISO_MO-IL | Internal | Summer | B2 | 25 | 7873 | 4126.91 | 68.31 | 68.32 | 0.01 | 0
2025 | MISO_W_2_MISO_MO-IL | MISO_W | MISO_MO-IL | Internal | Summer | B3 | 75 | 7873 | 314.04 | 67.45 | 67.47 | 0.01 | 0
2025 | MISO_W_2_MISO_MO-IL | MISO_W | MISO_MO-IL | Internal | Summer | B4 | 100 | 7873 | 0 | 67.07 | 67.06 | 0.01 | 0
2025 | MISO_W_2_MISO_MO-IL | MISO_W | MISO_MO-IL | Internal | Summer | B5 | 200 | 7873 | 2011.57 | 63.86 | 63.87 | 0.01 | 0
2025 | MISO_W_2_MISO_MO-IL | MISO_W | MISO_MO-IL | Internal | Summer | B6 | 300 | 7873 | 1114.81 | 55.46 | 55.48 | 0.01 | 0
2025 | MISO_W_2_MISO_MO-IL | MISO_W | MISO_MO-IL | Internal | Summer | B7 | 400 | 7873 | 822.88 | 46.58 | 46.59 | 0.01 | 0
2025 | MISO_W_2_MISO_MO-IL | MISO_W | MISO_MO-IL | Internal | Summer | B8 | 500 | 7873 | 4405.88 | 40.91 | 40.92 | 0.01 | 0
2025 | MISO_W_2_MISO_MO-IL | MISO_W | MISO_MO-IL | Internal | Summer | B9 | 800 | 7873 | 2223.51 | 39.43 | 39.45 | 0.01 | 0
2025 | MISO_W_2_MISO_MO-IL | MISO_W | MISO_MO-IL | Internal | Summer | B10 | 1262 | 7873 | 6107.23 | 35.87 | 35.88 | 0.01 | 0
2025 | MISO_W_2_MISO_MO-IL | MISO_W | MISO_MO-IL | Internal | Winter | B16 | 25 | 7873 | 7873 | 50.98 | 52.53 | 0.01 | 1.54
2025 | MISO_W_2_MISO_MO-IL | MISO_W | MISO_MO-IL | Internal | Winter | B17 | 100 | 7873 | 7172.79 | 45.87 | 45.88 | 0.01 | 0
2025 | MISO_W_2_MISO_MO-IL | MISO_W | MISO_MO-IL | Internal | Winter | B18 | 400 | 7873 | 6106.06 | 44.07 | 44.08 | 0.01 | 0
2025 | MISO_W_2_MISO_MO-IL | MISO_W | MISO_MO-IL | Internal | Winter | B19 | 700 | 7873 | 3439.68 | 42.3 | 42.31 | 0.01 | 0
2025 | MISO_W_2_MISO_MO-IL | MISO_W | MISO_MO-IL | Internal | Winter | B20 | 935 | 7873 | 4485.04 | 37.33 | 37.34 | 0.01 | 0
2025 | MISO_W_2_MISO_WUMS | MISO_W | MISO_WUMS | Internal | Shoulder | B11 | 25 | 3756 | 0.01 | 60.31 | 60.3 | 0.01 | 0
2025 | MISO_W_2_MISO_WUMS | MISO_W | MISO_WUMS | Internal | Shoulder | B12 | 200 | 3756 | 0 | 46.1 | 46.1 | 0.01 | 0
2025 | MISO_W_2_MISO_WUMS | MISO_W | MISO_WUMS | Internal | Shoulder | B13 | 600 | 3756 | 0 | 43.62 | 43.61 | 0.01 | 0
2025 | MISO_W_2_MISO_WUMS | MISO_W | MISO_WUMS | Internal | Shoulder | B14 | 900 | 3756 | 0 | 41.99 | 41.98 | 0.01 | 0
2025 | MISO_W_2_MISO_WUMS | MISO_W | MISO_WUMS | Internal | Shoulder | B15 | 1203 | 3756 | 1442.99 | 36.93 | 36.95 | 0.01 | 0
2025 | MISO_W_2_MISO_WUMS | MISO_W | MISO_WUMS | Internal | Summer | B1 | 10 | 3756 | 0 | 73.98 | 63.83 | 0.01 | 0
2025 | MISO_W_2_MISO_WUMS | MISO_W | MISO_WUMS | Internal | Summer | B2 | 25 | 3756 | 0 | 68.31 | 63.83 | 0.01 | 0
2025 | MISO_W_2_MISO_WUMS | MISO_W | MISO_WUMS | Internal | Summer | B3 | 75 | 3756 | 0 | 67.45 | 63.83 | 0.01 | 0
2025 | MISO_W_2_MISO_WUMS | MISO_W | MISO_WUMS | Internal | Summer | B4 | 100 | 3756 | 0 | 67.07 | 63.83 | 0.01 | 0
2025 | MISO_W_2_MISO_WUMS | MISO_W | MISO_WUMS | Internal | Summer | B5 | 200 | 3756 | 0 | 63.86 | 63.83 | 0.01 | 0
2025 | MISO_W_2_MISO_WUMS | MISO_W | MISO_WUMS | Internal | Summer | B6 | 300 | 3756 | 0 | 55.46 | 55.45 | 0.01 | 0
2025 | MISO_W_2_MISO_WUMS | MISO_W | MISO_WUMS | Internal | Summer | B7 | 400 | 3756 | 0 | 46.58 | 46.57 | 0.01 | 0
2025 | MISO_W_2_MISO_WUMS | MISO_W | MISO_WUMS | Internal | Summer | B8 | 500 | 3756 | 0 | 40.91 | 40.89 | 0.01 | 0
2025 | MISO_W_2_MISO_WUMS | MISO_W | MISO_WUMS | Internal | Summer | B9 | 800 | 3756 | 0 | 39.43 | 39.42 | 0.01 | 0
2025 | MISO_W_2_MISO_WUMS | MISO_W | MISO_WUMS | Internal | Summer | B10 | 1262 | 3756 | 1040.96 | 35.87 | 35.88 | 0.01 | 0
2025 | MISO_W_2_MISO_WUMS | MISO_W | MISO_WUMS | Internal | Winter | B16 | 25 | 3756 | 1254.46 | 50.98 | 50.99 | 0.01 | 0
2025 | MISO_W_2_MISO_WUMS | MISO_W | MISO_WUMS | Internal | Winter | B17 | 100 | 3756 | 935.22 | 45.87 | 45.88 | 0.01 | 0
2025 | MISO_W_2_MISO_WUMS | MISO_W | MISO_WUMS | Internal | Winter | B18 | 400 | 3756 | 738.4 | 44.07 | 44.08 | 0.01 | 0
2025 | MISO_W_2_MISO_WUMS | MISO_W | MISO_WUMS | Internal | Winter | B19 | 700 | 3756 | 1994.2 | 42.3 | 42.31 | 0.01 | 0
2025 | MISO_W_2_MISO_WUMS | MISO_W | MISO_WUMS | Internal | Winter | B20 | 935 | 3756 | 3406.5 | 37.33 | 37.34 | 0.01 | 0
2025 | MISO_W_2_NE | MISO_W | NE | Internal | Shoulder | B11 | 25 | 20297 | 0 | 60.31 | 55.31 | 7 | 0
2025 | MISO_W_2_NE | MISO_W | NE | Internal | Shoulder | B12 | 200 | 20297 | 0 | 46.1 | 41.1 | 7 | 0
2025 | MISO_W_2_NE | MISO_W | NE | Internal | Shoulder | B13 | 600 | 20297 | 0 | 43.62 | 38.62 | 7 | 0
2025 | MISO_W_2_NE | MISO_W | NE | Internal | Shoulder | B14 | 900 | 20297 | 0 | 41.99 | 36.99 | 7 | 0
2025 | MISO_W_2_NE | MISO_W | NE | Internal | Shoulder | B15 | 1203 | 20297 | 0 | 36.93 | 31.93 | 7 | 0
2025 | MISO_W_2_NE | MISO_W | NE | Internal | Summer | B1 | 10 | 20297 | 0 | 73.98 | 68.98 | 7 | 0
2025 | MISO_W_2_NE | MISO_W | NE | Internal | Summer | B2 | 25 | 20297 | 0 | 68.31 | 63.31 | 7 | 0
2025 | MISO_W_2_NE | MISO_W | NE | Internal | Summer | B3 | 75 | 20297 | 0 | 67.45 | 62.45 | 7 | 0
2025 | MISO_W_2_NE | MISO_W | NE | Internal | Summer | B4 | 100 | 20297 | 0 | 67.07 | 62.07 | 7 | 0
2025 | MISO_W_2_NE | MISO_W | NE | Internal | Summer | B5 | 200 | 20297 | 0 | 63.86 | 59.54 | 7 | 0
2025 | MISO_W_2_NE | MISO_W | NE | Internal | Summer | B6 | 300 | 20297 | 0 | 55.46 | 53.45 | 7 | 0
2025 | MISO_W_2_NE | MISO_W | NE | Internal | Summer | B7 | 400 | 20297 | 0 | 46.58 | 41.58 | 7 | 0
2025 | MISO_W_2_NE | MISO_W | NE | Internal | Summer | B8 | 500 | 20297 | 0 | 40.91 | 35.91 | 7 | 0
2025 | MISO_W_2_NE | MISO_W | NE | Internal | Summer | B9 | 800 | 20297 | 0 | 39.43 | 34.43 | 7 | 0
2025 | MISO_W_2_NE | MISO_W | NE | Internal | Summer | B10 | 1262 | 20297 | 0 | 35.87 | 30.87 | 7 | 0
2025 | MISO_W_2_NE | MISO_W | NE | Internal | Winter | B16 | 25 | 20297 | 0 | 50.98 | 45.98 | 7 | 0
2025 | MISO_W_2_NE | MISO_W | NE | Internal | Winter | B17 | 100 | 20297 | 0 | 45.87 | 40.87 | 7 | 0
2025 | MISO_W_2_NE | MISO_W | NE | Internal | Winter | B18 | 400 | 20297 | 0 | 44.07 | 39.07 | 7 | 0
2025 | MISO_W_2_NE | MISO_W | NE | Internal | Winter | B19 | 700 | 20297 | 0 | 42.3 | 37.3 | 7 | 0
2025 | MISO_W_2_NE | MISO_W | NE | Internal | Winter | B20 | 935 | 20297 | 0 | 37.33 | 32.33 | 7 | 0
2025 | MISO_W_2_PJM_ROR | MISO_W | PJM_ROR | Internal | Shoulder | B11 | 25 | 10135 | 0 | 60.31 | 58.31 | 2 | 0
2025 | MISO_W_2_PJM_ROR | MISO_W | PJM_ROR | Internal | Shoulder | B12 | 200 | 10135 | 792 | 46.1 | 48.1 | 2 | 0
2025 | MISO_W_2_PJM_ROR | MISO_W | PJM_ROR | Internal | Shoulder | B13 | 600 | 10135 | 0 | 43.62 | 44.85 | 2 | 0
2025 | MISO_W_2_PJM_ROR | MISO_W | PJM_ROR | Internal | Shoulder | B14 | 900 | 10135 | 0 | 41.99 | 42.08 | 2 | 0
2025 | MISO_W_2_PJM_ROR | MISO_W | PJM_ROR | Internal | Shoulder | B15 | 1203 | 10135 | 0 | 36.93 | 38.72 | 2 | 0
2025 | MISO_W_2_PJM_ROR | MISO_W | PJM_ROR | Internal | Summer | B1 | 10 | 10135 | 0 | 73.98 | 72.01 | 2 | 0
2025 | MISO_W_2_PJM_ROR | MISO_W | PJM_ROR | Internal | Summer | B2 | 25 | 10135 | 0 | 68.31 | 69.37 | 2 | 0
2025 | MISO_W_2_PJM_ROR | MISO_W | PJM_ROR | Internal | Summer | B3 | 75 | 10135 | 0 | 67.45 | 65.45 | 2 | 0
2025 | MISO_W_2_PJM_ROR | MISO_W | PJM_ROR | Internal | Summer | B4 | 100 | 10135 | 0 | 67.07 | 65.07 | 2 | 0
2025 | MISO_W_2_PJM_ROR | MISO_W | PJM_ROR | Internal | Summer | B5 | 200 | 10135 | 0 | 63.86 | 61.86 | 2 | 0
2025 | MISO_W_2_PJM_ROR | MISO_W | PJM_ROR | Internal | Summer | B6 | 300 | 10135 | 0 | 55.46 | 53.46 | 2 | 0
2025 | MISO_W_2_PJM_ROR | MISO_W | PJM_ROR | Internal | Summer | B7 | 400 | 10135 | 0 | 46.58 | 44.58 | 2 | 0
2025 | MISO_W_2_PJM_ROR | MISO_W | PJM_ROR | Internal | Summer | B8 | 500 | 10135 | 0 | 40.91 | 39.54 | 2 | 0
2025 | MISO_W_2_PJM_ROR | MISO_W | PJM_ROR | Internal | Summer | B9 | 800 | 10135 | 0 | 39.43 | 37.47 | 2 | 0
2025 | MISO_W_2_PJM_ROR | MISO_W | PJM_ROR | Internal | Summer | B10 | 1262 | 10135 | 0 | 35.87 | 35.68 | 2 | 0
2025 | MISO_W_2_PJM_ROR | MISO_W | PJM_ROR | Internal | Winter | B16 | 25 | 10135 | 9521.87 | 50.98 | 52.98 | 2 | 0
2025 | MISO_W_2_PJM_ROR | MISO_W | PJM_ROR | Internal | Winter | B17 | 100 | 10135 | 6252.7 | 45.87 | 47.87 | 2 | 0
2025 | MISO_W_2_PJM_ROR | MISO_W | PJM_ROR | Internal | Winter | B18 | 400 | 10135 | 0 | 44.07 | 44.76 | 2 | 0
2025 | MISO_W_2_PJM_ROR | MISO_W | PJM_ROR | Internal | Winter | B19 | 700 | 10135 | 0 | 42.3 | 43.33 | 2 | 0
2025 | MISO_W_2_PJM_ROR | MISO_W | PJM_ROR | Internal | Winter | B20 | 935 | 10135 | 4243.13 | 37.33 | 39.33 | 2 | 0
2025 | MISO_W_2_SPP_N | MISO_W | SPP_N | Internal | Shoulder | B11 | 25 | 3200 | 0 | 60.31 | 55.32 | 7 | 0
2025 | MISO_W_2_SPP_N | MISO_W | SPP_N | Internal | Shoulder | B12 | 200 | 3200 | 0 | 46.1 | 41.12 | 7 | 0
2025 | MISO_W_2_SPP_N | MISO_W | SPP_N | Internal | Shoulder | B13 | 600 | 3200 | 0 | 43.62 | 38.63 | 7 | 0
2025 | MISO_W_2_SPP_N | MISO_W | SPP_N | Internal | Shoulder | B14 | 900 | 3200 | 0 | 41.99 | 37.01 | 7 | 0
2025 | MISO_W_2_SPP_N | MISO_W | SPP_N | Internal | Shoulder | B15 | 1203 | 3200 | 0 | 36.93 | 31.95 | 7 | 0
2025 | MISO_W_2_SPP_N | MISO_W | SPP_N | Internal | Summer | B1 | 10 | 3200 | 0 | 73.98 | 68.99 | 7 | 0
2025 | MISO_W_2_SPP_N | MISO_W | SPP_N | Internal | Summer | B2 | 25 | 3200 | 0 | 68.31 | 63.32 | 7 | 0
2025 | MISO_W_2_SPP_N | MISO_W | SPP_N | Internal | Summer | B3 | 75 | 3200 | 0 | 67.45 | 62.47 | 7 | 0
2025 | MISO_W_2_SPP_N | MISO_W | SPP_N | Internal | Summer | B4 | 100 | 3200 | 0 | 67.07 | 62.08 | 7 | 0
2025 | MISO_W_2_SPP_N | MISO_W | SPP_N | Internal | Summer | B5 | 200 | 3200 | 0 | 63.86 | 59.55 | 7 | 0
2025 | MISO_W_2_SPP_N | MISO_W | SPP_N | Internal | Summer | B6 | 300 | 3200 | 0 | 55.46 | 53.46 | 7 | 0
2025 | MISO_W_2_SPP_N | MISO_W | SPP_N | Internal | Summer | B7 | 400 | 3200 | 0 | 46.58 | 42.81 | 7 | 0
2025 | MISO_W_2_SPP_N | MISO_W | SPP_N | Internal | Summer | B8 | 500 | 3200 | 0 | 40.91 | 39.29 | 7 | 0
2025 | MISO_W_2_SPP_N | MISO_W | SPP_N | Internal | Summer | B9 | 800 | 3200 | 0 | 39.43 | 37.97 | 7 | 0
2025 | MISO_W_2_SPP_N | MISO_W | SPP_N | Internal | Summer | B10 | 1262 | 3200 | 0 | 35.87 | 33.55 | 7 | 0
2025 | MISO_W_2_SPP_N | MISO_W | SPP_N | Internal | Winter | B16 | 25 | 3200 | 0 | 50.98 | 45.99 | 7 | 0
2025 | MISO_W_2_SPP_N | MISO_W | SPP_N | Internal | Winter | B17 | 100 | 3200 | 0 | 45.87 | 40.88 | 7 | 0
2025 | MISO_W_2_SPP_N | MISO_W | SPP_N | Internal | Winter | B18 | 400 | 3200 | 0 | 44.07 | 39.29 | 7 | 0
2025 | MISO_W_2_SPP_N | MISO_W | SPP_N | Internal | Winter | B19 | 700 | 3200 | 0 | 42.3 | 37.31 | 7 | 0
2025 | MISO_W_2_SPP_N | MISO_W | SPP_N | Internal | Winter | B20 | 935 | 3200 | 0 | 37.33 | 32.34 | 7 | 0
2025 | MISO_WUMS_2_MISO_MI | MISO_WUMS | MISO_MI | Internal | Shoulder | B11 | 25 | 148 | 147.98 | 60.3 | 60.32 | 0.01 | 0.01
2025 | MISO_WUMS_2_MISO_MI | MISO_WUMS | MISO_MI | Internal | Shoulder | B12 | 200 | 148 | 148 | 46.1 | 46.96 | 0.01 | 0.84
2025 | MISO_WUMS_2_MISO_MI | MISO_WUMS | MISO_MI | Internal | Shoulder | B13 | 600 | 148 | 148 | 43.61 | 43.65 | 0.01 | 0.04
2025 | MISO_WUMS_2_MISO_MI | MISO_WUMS | MISO_MI | Internal | Shoulder | B14 | 900 | 148 | 148 | 41.98 | 42.03 | 0.01 | 0.04
2025 | MISO_WUMS_2_MISO_MI | MISO_WUMS | MISO_MI | Internal | Shoulder | B15 | 1203 | 148 | 148 | 36.95 | 37.22 | 0.01 | 0.26
2025 | MISO_WUMS_2_MISO_MI | MISO_WUMS | MISO_MI | Internal | Summer | B1 | 10 | 148 | 148 | 63.83 | 74.01 | 0.01 | 10.17
2025 | MISO_WUMS_2_MISO_MI | MISO_WUMS | MISO_MI | Internal | Summer | B2 | 25 | 148 | 148 | 63.83 | 68.32 | 0.01 | 4.47
2025 | MISO_WUMS_2_MISO_MI | MISO_WUMS | MISO_MI | Internal | Summer | B3 | 75 | 148 | 148 | 63.83 | 67.47 | 0.01 | 3.62
2025 | MISO_WUMS_2_MISO_MI | MISO_WUMS | MISO_MI | Internal | Summer | B4 | 100 | 148 | 148 | 63.83 | 67.06 | 0.01 | 3.21
2025 | MISO_WUMS_2_MISO_MI | MISO_WUMS | MISO_MI | Internal | Summer | B5 | 200 | 148 | 0.07 | 63.83 | 63.84 | 0.01 | 0
2025 | MISO_WUMS_2_MISO_MI | MISO_WUMS | MISO_MI | Internal | Summer | B6 | 300 | 148 | 0 | 55.45 | 55.45 | 0.01 | 0
2025 | MISO_WUMS_2_MISO_MI | MISO_WUMS | MISO_MI | Internal | Summer | B7 | 400 | 148 | 148 | 46.57 | 46.59 | 0.01 | 0.01
2025 | MISO_WUMS_2_MISO_MI | MISO_WUMS | MISO_MI | Internal | Summer | B8 | 500 | 148 | 148 | 40.89 | 40.94 | 0.01 | 0.04
2025 | MISO_WUMS_2_MISO_MI | MISO_WUMS | MISO_MI | Internal | Summer | B9 | 800 | 148 | 148 | 39.42 | 39.47 | 0.01 | 0.04
2025 | MISO_WUMS_2_MISO_MI | MISO_WUMS | MISO_MI | Internal | Summer | B10 | 1262 | 148 | 148 | 35.88 | 37.51 | 0.01 | 1.61
2025 | MISO_WUMS_2_MISO_MI | MISO_WUMS | MISO_MI | Internal | Winter | B16 | 25 | 148 | 148 | 50.99 | 53.09 | 0.01 | 2.09
2025 | MISO_WUMS_2_MISO_MI | MISO_WUMS | MISO_MI | Internal | Winter | B17 | 100 | 148 | 148 | 45.88 | 48.81 | 0.01 | 2.91
2025 | MISO_WUMS_2_MISO_MI | MISO_WUMS | MISO_MI | Internal | Winter | B18 | 400 | 148 | 148 | 44.08 | 44.11 | 0.01 | 0.01
2025 | MISO_WUMS_2_MISO_MI | MISO_WUMS | MISO_MI | Internal | Winter | B19 | 700 | 148 | 148 | 42.31 | 42.33 | 0.01 | 0.01
2025 | MISO_WUMS_2_MISO_MI | MISO_WUMS | MISO_MI | Internal | Winter | B20 | 935 | 148 | 148 | 37.34 | 37.37 | 0.01 | 0.01
2025 | MISO_WUMS_2_MISO_W | MISO_WUMS | MISO_W | Internal | Shoulder | B11 | 25 | 3264 | 226.02 | 60.3 | 60.31 | 0.01 | 0
2025 | MISO_WUMS_2_MISO_W | MISO_WUMS | MISO_W | Internal | Shoulder | B12 | 200 | 3264 | 0 | 46.1 | 46.1 | 0.01 | 0
2025 | MISO_WUMS_2_MISO_W | MISO_WUMS | MISO_W | Internal | Shoulder | B13 | 600 | 3264 | 487.41 | 43.61 | 43.62 | 0.01 | 0
2025 | MISO_WUMS_2_MISO_W | MISO_WUMS | MISO_W | Internal | Shoulder | B14 | 900 | 3264 | 966.03 | 41.98 | 41.99 | 0.01 | 0
2025 | MISO_WUMS_2_MISO_W | MISO_WUMS | MISO_W | Internal | Shoulder | B15 | 1203 | 3264 | 0 | 36.95 | 36.93 | 0.01 | 0
2025 | MISO_WUMS_2_MISO_W | MISO_WUMS | MISO_W | Internal | Summer | B1 | 10 | 3264 | 3264 | 63.83 | 73.98 | 0.01 | 10.13
2025 | MISO_WUMS_2_MISO_W | MISO_WUMS | MISO_W | Internal | Summer | B2 | 25 | 3264 | 3264 | 63.83 | 68.31 | 0.01 | 4.46
2025 | MISO_WUMS_2_MISO_W | MISO_WUMS | MISO_W | Internal | Summer | B3 | 75 | 3264 | 3264 | 63.83 | 67.45 | 0.01 | 3.61
2025 | MISO_WUMS_2_MISO_W | MISO_WUMS | MISO_W | Internal | Summer | B4 | 100 | 3264 | 3264 | 63.83 | 67.07 | 0.01 | 3.22
2025 | MISO_WUMS_2_MISO_W | MISO_WUMS | MISO_W | Internal | Summer | B5 | 200 | 3264 | 3264 | 63.83 | 63.86 | 0.01 | 0.01
2025 | MISO_WUMS_2_MISO_W | MISO_WUMS | MISO_W | Internal | Summer | B6 | 300 | 3264 | 657.39 | 55.45 | 55.46 | 0.01 | 0
2025 | MISO_WUMS_2_MISO_W | MISO_WUMS | MISO_W | Internal | Summer | B7 | 400 | 3264 | 1116.34 | 46.57 | 46.58 | 0.01 | 0
2025 | MISO_WUMS_2_MISO_W | MISO_WUMS | MISO_W | Internal | Summer | B8 | 500 | 3264 | 172.83 | 40.89 | 40.91 | 0.01 | 0
2025 | MISO_WUMS_2_MISO_W | MISO_WUMS | MISO_W | Internal | Summer | B9 | 800 | 3264 | 743.28 | 39.42 | 39.43 | 0.01 | 0
2025 | MISO_WUMS_2_MISO_W | MISO_WUMS | MISO_W | Internal | Summer | B10 | 1262 | 3264 | 0 | 35.88 | 35.87 | 0.01 | 0
2025 | MISO_WUMS_2_MISO_W | MISO_WUMS | MISO_W | Internal | Winter | B16 | 25 | 3264 | 0.01 | 50.99 | 50.98 | 0.01 | 0
2025 | MISO_WUMS_2_MISO_W | MISO_WUMS | MISO_W | Internal | Winter | B17 | 100 | 3264 | 0 | 45.88 | 45.87 | 0.01 | 0
2025 | MISO_WUMS_2_MISO_W | MISO_WUMS | MISO_W | Internal | Winter | B18 | 400 | 3264 | 0 | 44.08 | 44.07 | 0.01 | 0
2025 | MISO_WUMS_2_MISO_W | MISO_WUMS | MISO_W | Internal | Winter | B19 | 700 | 3264 | 0 | 42.31 | 42.3 | 0.01 | 0
2025 | MISO_WUMS_2_MISO_W | MISO_WUMS | MISO_W | Internal | Winter | B20 | 935 | 3264 | 0 | 37.34 | 37.33 | 0.01 | 0
2025 | MISO_WUMS_2_PJM_ROR | MISO_WUMS | PJM_ROR | Internal | Shoulder | B11 | 25 | 1600 | 0 | 60.3 | 58.31 | 2 | 0
2025 | MISO_WUMS_2_PJM_ROR | MISO_WUMS | PJM_ROR | Internal | Shoulder | B12 | 200 | 1600 | 416.35 | 46.1 | 48.1 | 2 | 0
2025 | MISO_WUMS_2_PJM_ROR | MISO_WUMS | PJM_ROR | Internal | Shoulder | B13 | 600 | 1600 | 0 | 43.61 | 44.85 | 2 | 0
2025 | MISO_WUMS_2_PJM_ROR | MISO_WUMS | PJM_ROR | Internal | Shoulder | B14 | 900 | 1600 | 0 | 41.98 | 42.08 | 2 | 0
2025 | MISO_WUMS_2_PJM_ROR | MISO_WUMS | PJM_ROR | Internal | Shoulder | B15 | 1203 | 1600 | 0 | 36.95 | 38.72 | 2 | 0
2025 | MISO_WUMS_2_PJM_ROR | MISO_WUMS | PJM_ROR | Internal | Summer | B1 | 10 | 1600 | 1600 | 63.83 | 72.01 | 2 | 6.18
2025 | MISO_WUMS_2_PJM_ROR | MISO_WUMS | PJM_ROR | Internal | Summer | B2 | 25 | 1600 | 1600 | 63.83 | 69.37 | 2 | 3.54
2025 | MISO_WUMS_2_PJM_ROR | MISO_WUMS | PJM_ROR | Internal | Summer | B3 | 75 | 1600 | 0 | 63.83 | 65.45 | 2 | 0
2025 | MISO_WUMS_2_PJM_ROR | MISO_WUMS | PJM_ROR | Internal | Summer | B4 | 100 | 1600 | 0 | 63.83 | 65.07 | 2 | 0
2025 | MISO_WUMS_2_PJM_ROR | MISO_WUMS | PJM_ROR | Internal | Summer | B5 | 200 | 1600 | 0 | 63.83 | 61.86 | 2 | 0
2025 | MISO_WUMS_2_PJM_ROR | MISO_WUMS | PJM_ROR | Internal | Summer | B6 | 300 | 1600 | 0 | 55.45 | 53.46 | 2 | 0
2025 | MISO_WUMS_2_PJM_ROR | MISO_WUMS | PJM_ROR | Internal | Summer | B7 | 400 | 1600 | 0 | 46.57 | 44.58 | 2 | 0
2025 | MISO_WUMS_2_PJM_ROR | MISO_WUMS | PJM_ROR | Internal | Summer | B8 | 500 | 1600 | 0 | 40.89 | 39.54 | 2 | 0
2025 | MISO_WUMS_2_PJM_ROR | MISO_WUMS | PJM_ROR | Internal | Summer | B9 | 800 | 1600 | 0 | 39.42 | 37.47 | 2 | 0
2025 | MISO_WUMS_2_PJM_ROR | MISO_WUMS | PJM_ROR | Internal | Summer | B10 | 1262 | 1600 | 0 | 35.88 | 35.68 | 2 | 0
2025 | MISO_WUMS_2_PJM_ROR | MISO_WUMS | PJM_ROR | Internal | Winter | B16 | 25 | 1600 | 0.03 | 50.99 | 52.98 | 2 | 0
2025 | MISO_WUMS_2_PJM_ROR | MISO_WUMS | PJM_ROR | Internal | Winter | B17 | 100 | 1600 | 0 | 45.88 | 47.87 | 2 | 0
2025 | MISO_WUMS_2_PJM_ROR | MISO_WUMS | PJM_ROR | Internal | Winter | B18 | 400 | 1600 | 0 | 44.08 | 44.76 | 2 | 0
2025 | MISO_WUMS_2_PJM_ROR | MISO_WUMS | PJM_ROR | Internal | Winter | B19 | 700 | 1600 | 0 | 42.31 | 43.33 | 2 | 0
2025 | MISO_WUMS_2_PJM_ROR | MISO_WUMS | PJM_ROR | Internal | Winter | B20 | 935 | 1600 | 0 | 37.34 | 39.33 | 2 | 0
2025 | NE_2_MAPP_US | NE | MAPP_US | Internal | Shoulder | B11 | 25 | 1600 | 0 | 55.31 | 53.3 | 5 | 0
2025 | NE_2_MAPP_US | NE | MAPP_US | Internal | Shoulder | B12 | 200 | 1600 | 0 | 41.1 | 39.1 | 5 | 0
2025 | NE_2_MAPP_US | NE | MAPP_US | Internal | Shoulder | B13 | 600 | 1600 | 0 | 38.62 | 36.62 | 5 | 0
2025 | NE_2_MAPP_US | NE | MAPP_US | Internal | Shoulder | B14 | 900 | 1600 | 0 | 36.99 | 34.99 | 5 | 0
2025 | NE_2_MAPP_US | NE | MAPP_US | Internal | Shoulder | B15 | 1203 | 1600 | 0 | 31.93 | 29.93 | 5 | 0
2025 | NE_2_MAPP_US | NE | MAPP_US | Internal | Summer | B1 | 10 | 1600 | 0 | 68.98 | 66.98 | 5 | 0
2025 | NE_2_MAPP_US | NE | MAPP_US | Internal | Summer | B2 | 25 | 1600 | 0 | 63.31 | 61.31 | 5 | 0
2025 | NE_2_MAPP_US | NE | MAPP_US | Internal | Summer | B3 | 75 | 1600 | 0 | 62.45 | 60.45 | 5 | 0
2025 | NE_2_MAPP_US | NE | MAPP_US | Internal | Summer | B4 | 100 | 1600 | 0 | 62.07 | 60.07 | 5 | 0
2025 | NE_2_MAPP_US | NE | MAPP_US | Internal | Summer | B5 | 200 | 1600 | 0 | 59.54 | 56.86 | 5 | 0
2025 | NE_2_MAPP_US | NE | MAPP_US | Internal | Summer | B6 | 300 | 1600 | 0 | 53.45 | 48.46 | 5 | 0
2025 | NE_2_MAPP_US | NE | MAPP_US | Internal | Summer | B7 | 400 | 1600 | 0 | 41.58 | 39.58 | 5 | 0
2025 | NE_2_MAPP_US | NE | MAPP_US | Internal | Summer | B8 | 500 | 1600 | 0 | 35.91 | 33.91 | 5 | 0
2025 | NE_2_MAPP_US | NE | MAPP_US | Internal | Summer | B9 | 800 | 1600 | 0 | 34.43 | 32.43 | 5 | 0
2025 | NE_2_MAPP_US | NE | MAPP_US | Internal | Summer | B10 | 1262 | 1600 | 0 | 30.87 | 28.87 | 5 | 0
2025 | NE_2_MAPP_US | NE | MAPP_US | Internal | Winter | B16 | 25 | 1600 | 0 | 45.98 | 38.98 | 5 | 0
2025 | NE_2_MAPP_US | NE | MAPP_US | Internal | Winter | B17 | 100 | 1600 | 0 | 40.87 | 38.87 | 5 | 0
2025 | NE_2_MAPP_US | NE | MAPP_US | Internal | Winter | B18 | 400 | 1600 | 0 | 39.07 | 37.07 | 5 | 0
2025 | NE_2_MAPP_US | NE | MAPP_US | Internal | Winter | B19 | 700 | 1600 | 0 | 37.3 | 35.3 | 5 | 0
2025 | NE_2_MAPP_US | NE | MAPP_US | Internal | Winter | B20 | 935 | 1600 | 0 | 32.33 | 30.33 | 5 | 0
2025 | NE_2_MISO_W | NE | MISO_W | Internal | Shoulder | B11 | 25 | 19097 | 2883.96 | 55.31 | 60.31 | 5 | 0
2025 | NE_2_MISO_W | NE | MISO_W | Internal | Shoulder | B12 | 200 | 19097 | 10151.56 | 41.1 | 46.1 | 5 | 0
2025 | NE_2_MISO_W | NE | MISO_W | Internal | Shoulder | B13 | 600 | 19097 | 7903.79 | 38.62 | 43.62 | 5 | 0
2025 | NE_2_MISO_W | NE | MISO_W | Internal | Shoulder | B14 | 900 | 19097 | 9141.24 | 36.99 | 41.99 | 5 | 0
2025 | NE_2_MISO_W | NE | MISO_W | Internal | Shoulder | B15 | 1203 | 19097 | 11166.43 | 31.93 | 36.93 | 5 | 0
2025 | NE_2_MISO_W | NE | MISO_W | Internal | Summer | B1 | 10 | 19097 | 2817.53 | 68.98 | 73.98 | 5 | 0
2025 | NE_2_MISO_W | NE | MISO_W | Internal | Summer | B2 | 25 | 19097 | 4821.77 | 63.31 | 68.31 | 5 | 0
2025 | NE_2_MISO_W | NE | MISO_W | Internal | Summer | B3 | 75 | 19097 | 2627.16 | 62.45 | 67.45 | 5 | 0
2025 | NE_2_MISO_W | NE | MISO_W | Internal | Summer | B4 | 100 | 19097 | 1597.39 | 62.07 | 67.07 | 5 | 0
2025 | NE_2_MISO_W | NE | MISO_W | Internal | Summer | B5 | 200 | 19097 | 0 | 59.54 | 63.86 | 5 | 0
2025 | NE_2_MISO_W | NE | MISO_W | Internal | Summer | B6 | 300 | 19097 | 0 | 53.45 | 55.46 | 5 | 0
2025 | NE_2_MISO_W | NE | MISO_W | Internal | Summer | B7 | 400 | 19097 | 656.66 | 41.58 | 46.58 | 5 | 0
2025 | NE_2_MISO_W | NE | MISO_W | Internal | Summer | B8 | 500 | 19097 | 3881.31 | 35.91 | 40.91 | 5 | 0
2025 | NE_2_MISO_W | NE | MISO_W | Internal | Summer | B9 | 800 | 19097 | 3735.55 | 34.43 | 39.43 | 5 | 0
2025 | NE_2_MISO_W | NE | MISO_W | Internal | Summer | B10 | 1262 | 19097 | 6523.12 | 30.87 | 35.87 | 5 | 0
2025 | NE_2_MISO_W | NE | MISO_W | Internal | Winter | B16 | 25 | 19097 | 19016.75 | 45.98 | 50.98 | 5 | 0
2025 | NE_2_MISO_W | NE | MISO_W | Internal | Winter | B17 | 100 | 19097 | 15673.34 | 40.87 | 45.87 | 5 | 0
2025 | NE_2_MISO_W | NE | MISO_W | Internal | Winter | B18 | 400 | 19097 | 10616.33 | 39.07 | 44.07 | 5 | 0
2025 | NE_2_MISO_W | NE | MISO_W | Internal | Winter | B19 | 700 | 19097 | 10095.71 | 37.3 | 42.3 | 5 | 0
2025 | NE_2_MISO_W | NE | MISO_W | Internal | Winter | B20 | 935 | 19097 | 12535.04 | 32.33 | 37.33 | 5 | 0
2025 | NE_2_SPP_N | NE | SPP_N | Internal | Shoulder | B11 | 25 | 12798 | 9667.12 | 55.31 | 55.32 | 0.01 | 0
2025 | NE_2_SPP_N | NE | SPP_N | Internal | Shoulder | B12 | 200 | 12798 | 6635.5 | 41.1 | 41.12 | 0.01 | 0
2025 | NE_2_SPP_N | NE | SPP_N | Internal | Shoulder | B13 | 600 | 12798 | 11089.26 | 38.62 | 38.63 | 0.01 | 0
2025 | NE_2_SPP_N | NE | SPP_N | Internal | Shoulder | B14 | 900 | 12798 | 11149.12 | 36.99 | 37.01 | 0.01 | 0
2025 | NE_2_SPP_N | NE | SPP_N | Internal | Shoulder | B15 | 1203 | 12798 | 11180.94 | 31.93 | 31.95 | 0.01 | 0
2025 | NE_2_SPP_N | NE | SPP_N | Internal | Summer | B1 | 10 | 12798 | 7712.13 | 68.98 | 68.99 | 0.01 | 0
2025 | NE_2_SPP_N | NE | SPP_N | Internal | Summer | B2 | 25 | 12798 | 10864.01 | 63.31 | 63.32 | 0.01 | 0
2025 | NE_2_SPP_N | NE | SPP_N | Internal | Summer | B3 | 75 | 12798 | 9471.52 | 62.45 | 62.47 | 0.01 | 0
2025 | NE_2_SPP_N | NE | SPP_N | Internal | Summer | B4 | 100 | 12798 | 8346.59 | 62.07 | 62.08 | 0.01 | 0
2025 | NE_2_SPP_N | NE | SPP_N | Internal | Summer | B5 | 200 | 12798 | 10682.24 | 59.54 | 59.55 | 0.01 | 0
2025 | NE_2_SPP_N | NE | SPP_N | Internal | Summer | B6 | 300 | 12798 | 11474.42 | 53.45 | 53.46 | 0.01 | 0
2025 | NE_2_SPP_N | NE | SPP_N | Internal | Summer | B7 | 400 | 12798 | 12798 | 41.58 | 42.81 | 0.01 | 1.22
2025 | NE_2_SPP_N | NE | SPP_N | Internal | Summer | B8 | 500 | 12798 | 12798 | 35.91 | 39.29 | 0.01 | 3.37
2025 | NE_2_SPP_N | NE | SPP_N | Internal | Summer | B9 | 800 | 12798 | 12798 | 34.43 | 37.97 | 0.01 | 3.52
2025 | NE_2_SPP_N | NE | SPP_N | Internal | Summer | B10 | 1262 | 12798 | 12798 | 30.87 | 33.55 | 0.01 | 2.67
2025 | NE_2_SPP_N | NE | SPP_N | Internal | Winter | B16 | 25 | 12798 | 10145.97 | 45.98 | 45.99 | 0.01 | 0
2025 | NE_2_SPP_N | NE | SPP_N | Internal | Winter | B17 | 100 | 12798 | 10168.43 | 40.87 | 40.88 | 0.01 | 0
2025 | NE_2_SPP_N | NE | SPP_N | Internal | Winter | B18 | 400 | 12798 | 12798 | 39.07 | 39.29 | 0.01 | 0.21
2025 | NE_2_SPP_N | NE | SPP_N | Internal | Winter | B19 | 700 | 12798 | 11854.08 | 37.3 | 37.31 | 0.01 | 0
2025 | NE_2_SPP_N | NE | SPP_N | Internal | Winter | B20 | 935 | 12798 | 11481.18 | 32.33 | 32.34 | 0.01 | 0
2025 | NEISO_2_NYISO_A-F | NEISO | NYISO_A-F | Internal | Shoulder | B11 | 25 | 600 | 600 | 38.89 | 49.53 | 3 | 7.64
2025 | NEISO_2_NYISO_A-F | NEISO | NYISO_A-F | Internal | Shoulder | B12 | 200 | 600 | 600 | 38.89 | 45.73 | 3 | 3.84
2025 | NEISO_2_NYISO_A-F | NEISO | NYISO_A-F | Internal | Shoulder | B13 | 600 | 600 | 546.27 | 38.89 | 41.89 | 3 | 0
2025 | NEISO_2_NYISO_A-F | NEISO | NYISO_A-F | Internal | Shoulder | B14 | 900 | 600 | 0 | 38.89 | 41.86 | 3 | 0
2025 | NEISO_2_NYISO_A-F | NEISO | NYISO_A-F | Internal | Shoulder | B15 | 1203 | 600 | 0 | 38.89 | 41.76 | 3 | 0
2025 | NEISO_2_NYISO_A-F | NEISO | NYISO_A-F | Internal | Summer | B1 | 10 | 600 | 0 | 274.16 | 59.98 | 3 | 0
2025 | NEISO_2_NYISO_A-F | NEISO | NYISO_A-F | Internal | Summer | B2 | 25 | 600 | 0 | 77.97 | 62.09 | 3 | 0
2025 | NEISO_2_NYISO_A-F | NEISO | NYISO_A-F | Internal | Summer | B3 | 75 | 600 | 19.42 | 52.61 | 55.61 | 3 | 0
2025 | NEISO_2_NYISO_A-F | NEISO | NYISO_A-F | Internal | Summer | B4 | 100 | 600 | 222.96 | 46.84 | 49.84 | 3 | 0
2025 | NEISO_2_NYISO_A-F | NEISO | NYISO_A-F | Internal | Summer | B5 | 200 | 600 | 600 | 39.58 | 47.98 | 3 | 5.39
2025 | NEISO_2_NYISO_A-F | NEISO | NYISO_A-F | Internal | Summer | B6 | 300 | 600 | 600 | 35.72 | 45.48 | 3 | 6.76
2025 | NEISO_2_NYISO_A-F | NEISO | NYISO_A-F | Internal | Summer | B7 | 400 | 600 | 600 | 35.72 | 44.3 | 3 | 5.58
2025 | NEISO_2_NYISO_A-F | NEISO | NYISO_A-F | Internal | Summer | B8 | 500 | 600 | 600 | 35.72 | 40.41 | 3 | 1.69
2025 | NEISO_2_NYISO_A-F | NEISO | NYISO_A-F | Internal | Summer | B9 | 800 | 600 | 600 | 35.72 | 39.93 | 3 | 1.21
2025 | NEISO_2_NYISO_A-F | NEISO | NYISO_A-F | Internal | Summer | B10 | 1262 | 600 | 600 | 35.72 | 39.93 | 3 | 1.21
2025 | NEISO_2_NYISO_A-F | NEISO | NYISO_A-F | Internal | Winter | B16 | 25 | 600 | 82.56 | 48.68 | 51.68 | 3 | 0
2025 | NEISO_2_NYISO_A-F | NEISO | NYISO_A-F | Internal | Winter | B17 | 100 | 600 | 0 | 48.68 | 48.54 | 3 | 0
2025 | NEISO_2_NYISO_A-F | NEISO | NYISO_A-F | Internal | Winter | B18 | 400 | 600 | 0 | 48.68 | 48.54 | 3 | 0
2025 | NEISO_2_NYISO_A-F | NEISO | NYISO_A-F | Internal | Winter | B19 | 700 | 600 | 0 | 48.68 | 48.54 | 3 | 0
2025 | NEISO_2_NYISO_A-F | NEISO | NYISO_A-F | Internal | Winter | B20 | 935 | 600 | 0 | 48.68 | 48.54 | 3 | 0
2025 | NEISO_2_NYISO_G-I | NEISO | NYISO_G-I | Internal | Shoulder | B11 | 25 | 600 | 600 | 38.89 | 55.56 | 3 | 13.68
2025 | NEISO_2_NYISO_G-I | NEISO | NYISO_G-I | Internal | Shoulder | B12 | 200 | 600 | 600 | 38.89 | 54.09 | 3 | 12.2
2025 | NEISO_2_NYISO_G-I | NEISO | NYISO_G-I | Internal | Shoulder | B13 | 600 | 600 | 600 | 38.89 | 41.9 | 3 | 0.01
2025 | NEISO_2_NYISO_G-I | NEISO | NYISO_G-I | Internal | Shoulder | B14 | 900 | 600 | 0 | 38.89 | 41.87 | 3 | 0
2025 | NEISO_2_NYISO_G-I | NEISO | NYISO_G-I | Internal | Shoulder | B15 | 1203 | 600 | 0 | 38.89 | 41.78 | 3 | 0
2025 | NEISO_2_NYISO_G-I | NEISO | NYISO_G-I | Internal | Summer | B1 | 10 | 600 | 0 | 274.16 | 271.16 | 3 | 0
2025 | NEISO_2_NYISO_G-I | NEISO | NYISO_G-I | Internal | Summer | B2 | 25 | 600 | 0.03 | 77.97 | 80.96 | 3 | 0
2025 | NEISO_2_NYISO_G-I | NEISO | NYISO_G-I | Internal | Summer | B3 | 75 | 600 | 600 | 52.61 | 57.47 | 3 | 1.86
2025 | NEISO_2_NYISO_G-I | NEISO | NYISO_G-I | Internal | Summer | B4 | 100 | 600 | 600 | 46.84 | 54.78 | 3 | 4.94
2025 | NEISO_2_NYISO_G-I | NEISO | NYISO_G-I | Internal | Summer | B5 | 200 | 600 | 600 | 39.58 | 50.89 | 3 | 8.31
2025 | NEISO_2_NYISO_G-I | NEISO | NYISO_G-I | Internal | Summer | B6 | 300 | 600 | 600 | 35.72 | 50.89 | 3 | 12.17
2025 | NEISO_2_NYISO_G-I | NEISO | NYISO_G-I | Internal | Summer | B7 | 400 | 600 | 600 | 35.72 | 47.17 | 3 | 8.45
2025 | NEISO_2_NYISO_G-I | NEISO | NYISO_G-I | Internal | Summer | B8 | 500 | 600 | 600 | 35.72 | 40.42 | 3 | 1.7
2025 | NEISO_2_NYISO_G-I | NEISO | NYISO_G-I | Internal | Summer | B9 | 800 | 600 | 600 | 35.72 | 39.94 | 3 | 1.22
2025 | NEISO_2_NYISO_G-I | NEISO | NYISO_G-I | Internal | Summer | B10 | 1262 | 600 | 600 | 35.72 | 39.94 | 3 | 1.22
2025 | NEISO_2_NYISO_G-I | NEISO | NYISO_G-I | Internal | Winter | B16 | 25 | 600 | 600 | 48.68 | 65.77 | 3 | 14.09
2025 | NEISO_2_NYISO_G-I | NEISO | NYISO_G-I | Internal | Winter | B17 | 100 | 600 | 600 | 48.68 | 54.09 | 3 | 2.41
2025 | NEISO_2_NYISO_G-I | NEISO | NYISO_G-I | Internal | Winter | B18 | 400 | 600 | 530.92 | 48.68 | 51.68 | 3 | 0
2025 | NEISO_2_NYISO_G-I | NEISO | NYISO_G-I | Internal | Winter | B19 | 700 | 600 | 324.77 | 48.68 | 51.68 | 3 | 0
2025 | NEISO_2_NYISO_G-I | NEISO | NYISO_G-I | Internal | Winter | B20 | 935 | 600 | 0 | 48.68 | 48.55 | 3 | 0
2025 | NEISO_2_NYISO_J-K | NEISO | NYISO_J-K | Internal | Shoulder | B11 | 25 | 520 | 520 | 38.89 | 55.58 | 3 | 13.69
2025 | NEISO_2_NYISO_J-K | NEISO | NYISO_J-K | Internal | Shoulder | B12 | 200 | 520 | 520 | 38.89 | 54.1 | 3 | 12.22
2025 | NEISO_2_NYISO_J-K | NEISO | NYISO_J-K | Internal | Shoulder | B13 | 600 | 520 | 520 | 38.89 | 41.91 | 3 | 0.02
2025 | NEISO_2_NYISO_J-K | NEISO | NYISO_J-K | Internal | Shoulder | B14 | 900 | 520 | 170.29 | 38.89 | 41.89 | 3 | 0
2025 | NEISO_2_NYISO_J-K | NEISO | NYISO_J-K | Internal | Shoulder | B15 | 1203 | 520 | 0 | 38.89 | 41.79 | 3 | 0
2025 | NEISO_2_NYISO_J-K | NEISO | NYISO_J-K | Internal | Summer | B1 | 10 | 520 | 0 | 274.16 | 271.17 | 3 | 0
2025 | NEISO_2_NYISO_J-K | NEISO | NYISO_J-K | Internal | Summer | B2 | 25 | 520 | 405.35 | 77.97 | 80.97 | 3 | 0
2025 | NEISO_2_NYISO_J-K | NEISO | NYISO_J-K | Internal | Summer | B3 | 75 | 520 | 520 | 52.61 | 57.48 | 3 | 1.87
2025 | NEISO_2_NYISO_J-K | NEISO | NYISO_J-K | Internal | Summer | B4 | 100 | 520 | 520 | 46.84 | 54.8 | 3 | 4.95
2025 | NEISO_2_NYISO_J-K | NEISO | NYISO_J-K | Internal | Summer | B5 | 200 | 520 | 520 | 39.58 | 50.9 | 3 | 8.32
2025 | NEISO_2_NYISO_J-K | NEISO | NYISO_J-K | Internal | Summer | B6 | 300 | 520 | 520 | 35.72 | 50.9 | 3 | 12.18
2025 | NEISO_2_NYISO_J-K | NEISO | NYISO_J-K | Internal | Summer | B7 | 400 | 520 | 520 | 35.72 | 50.9 | 3 | 12.18
2025 | NEISO_2_NYISO_J-K | NEISO | NYISO_J-K | Internal | Summer | B8 | 500 | 520 | 520 | 35.72 | 45.56 | 3 | 6.84
2025 | NEISO_2_NYISO_J-K | NEISO | NYISO_J-K | Internal | Summer | B9 | 800 | 520 | 520 | 35.72 | 39.95 | 3 | 1.23
2025 | NEISO_2_NYISO_J-K | NEISO | NYISO_J-K | Internal | Summer | B10 | 1262 | 520 | 520 | 35.72 | 39.95 | 3 | 1.23
2025 | NEISO_2_NYISO_J-K | NEISO | NYISO_J-K | Internal | Winter | B16 | 25 | 520 | 520 | 48.68 | 72.1 | 3 | 20.42
2025 | NEISO_2_NYISO_J-K | NEISO | NYISO_J-K | Internal | Winter | B17 | 100 | 520 | 520 | 48.68 | 67.52 | 3 | 15.84
2025 | NEISO_2_NYISO_J-K | NEISO | NYISO_J-K | Internal | Winter | B18 | 400 | 520 | 520 | 48.68 | 55 | 3 | 3.32
2025 | NEISO_2_NYISO_J-K | NEISO | NYISO_J-K | Internal | Winter | B19 | 700 | 520 | 520 | 48.68 | 54.03 | 3 | 2.35
2025 | NEISO_2_NYISO_J-K | NEISO | NYISO_J-K | Internal | Winter | B20 | 935 | 520 | 0 | 48.68 | 50.78 | 3 | 0
2025 | NonRTO_Midwest_2_MISO_IN | NonRTO_Midwest | MISO_IN | Internal | Shoulder | B11 | 25 | 4450 | 0 | 68.33 | 60.33 | 8 | 0
2025 | NonRTO_Midwest_2_MISO_IN | NonRTO_Midwest | MISO_IN | Internal | Shoulder | B12 | 200 | 4450 | 0 | 54.95 | 46.95 | 8 | 0
2025 | NonRTO_Midwest_2_MISO_IN | NonRTO_Midwest | MISO_IN | Internal | Shoulder | B13 | 600 | 4450 | 0 | 51.64 | 43.64 | 8 | 0
2025 | NonRTO_Midwest_2_MISO_IN | NonRTO_Midwest | MISO_IN | Internal | Shoulder | B14 | 900 | 4450 | 0 | 41.44 | 42.02 | 8 | 0
2025 | NonRTO_Midwest_2_MISO_IN | NonRTO_Midwest | MISO_IN | Internal | Shoulder | B15 | 1203 | 4450 | 0 | 41.1 | 37.21 | 8 | 0
2025 | NonRTO_Midwest_2_MISO_IN | NonRTO_Midwest | MISO_IN | Internal | Summer | B1 | 10 | 4450 | 0 | 72.57 | 74 | 8 | 0
2025 | NonRTO_Midwest_2_MISO_IN | NonRTO_Midwest | MISO_IN | Internal | Summer | B2 | 25 | 4450 | 0 | 72.57 | 68.33 | 8 | 0
2025 | NonRTO_Midwest_2_MISO_IN | NonRTO_Midwest | MISO_IN | Internal | Summer | B3 | 75 | 4450 | 0 | 72.57 | 67.48 | 8 | 0
2025 | NonRTO_Midwest_2_MISO_IN | NonRTO_Midwest | MISO_IN | Internal | Summer | B4 | 100 | 4450 | 0 | 72.57 | 67.07 | 8 | 0
2025 | NonRTO_Midwest_2_MISO_IN | NonRTO_Midwest | MISO_IN | Internal | Summer | B5 | 200 | 4450 | 0 | 71.86 | 63.86 | 8 | 0
2025 | NonRTO_Midwest_2_MISO_IN | NonRTO_Midwest | MISO_IN | Internal | Summer | B6 | 300 | 4450 | 0 | 63.46 | 55.46 | 8 | 0
2025 | NonRTO_Midwest_2_MISO_IN | NonRTO_Midwest | MISO_IN | Internal | Summer | B7 | 400 | 4450 | 0 | 44.71 | 46.58 | 8 | 0
2025 | NonRTO_Midwest_2_MISO_IN | NonRTO_Midwest | MISO_IN | Internal | Summer | B8 | 500 | 4450 | 0 | 39.68 | 40.93 | 8 | 0
2025 | NonRTO_Midwest_2_MISO_IN | NonRTO_Midwest | MISO_IN | Internal | Summer | B9 | 800 | 4450 | 0 | 39.68 | 39.46 | 8 | 0
2025 | NonRTO_Midwest_2_MISO_IN | NonRTO_Midwest | MISO_IN | Internal | Summer | B10 | 1262 | 4450 | 0 | 36.02 | 35.9 | 8 | 0
2025 | NonRTO_Midwest_2_MISO_IN | NonRTO_Midwest | MISO_IN | Internal | Winter | B16 | 25 | 4450 | 0 | 61.08 | 53.08 | 8 | 0
2025 | NonRTO_Midwest_2_MISO_IN | NonRTO_Midwest | MISO_IN | Internal | Winter | B17 | 100 | 4450 | 0 | 56.8 | 48.8 | 8 | 0
2025 | NonRTO_Midwest_2_MISO_IN | NonRTO_Midwest | MISO_IN | Internal | Winter | B18 | 400 | 4450 | 0 | 52.1 | 44.1 | 8 | 0
2025 | NonRTO_Midwest_2_MISO_IN | NonRTO_Midwest | MISO_IN | Internal | Winter | B19 | 700 | 4450 | 0 | 44.71 | 42.32 | 8 | 0
2025 | NonRTO_Midwest_2_MISO_IN | NonRTO_Midwest | MISO_IN | Internal | Winter | B20 | 935 | 4450 | 0 | 39.44 | 37.36 | 8 | 0
2025 | NonRTO_Midwest_2_TVA_Transmission | NonRTO_Midwest | TVA_Transmission | Internal | Shoulder | B11 | 25 | 2400 | 0 | 68.33 | 63.53 | 8 | 0
2025 | NonRTO_Midwest_2_TVA_Transmission | NonRTO_Midwest | TVA_Transmission | Internal | Shoulder | B12 | 200 | 2400 | 0 | 54.95 | 49.58 | 8 | 0
2025 | NonRTO_Midwest_2_TVA_Transmission | NonRTO_Midwest | TVA_Transmission | Internal | Shoulder | B13 | 600 | 2400 | 0 | 51.64 | 47.19 | 8 | 0
2025 | NonRTO_Midwest_2_TVA_Transmission | NonRTO_Midwest | TVA_Transmission | Internal | Shoulder | B14 | 900 | 2400 | 0 | 41.44 | 45.69 | 8 | 0
2025 | NonRTO_Midwest_2_TVA_Transmission | NonRTO_Midwest | TVA_Transmission | Internal | Shoulder | B15 | 1203 | 2400 | 0 | 41.1 | 44.57 | 8 | 0
2025 | NonRTO_Midwest_2_TVA_Transmission | NonRTO_Midwest | TVA_Transmission | Internal | Summer | B1 | 10 | 2400 | 0 | 72.57 | 77.95 | 8 | 0
2025 | NonRTO_Midwest_2_TVA_Transmission | NonRTO_Midwest | TVA_Transmission | Internal | Summer | B2 | 25 | 2400 | 0 | 72.57 | 75.37 | 8 | 0
2025 | NonRTO_Midwest_2_TVA_Transmission | NonRTO_Midwest | TVA_Transmission | Internal | Summer | B3 | 75 | 2400 | 0 | 72.57 | 71.45 | 8 | 0
2025 | NonRTO_Midwest_2_TVA_Transmission | NonRTO_Midwest | TVA_Transmission | Internal | Summer | B4 | 100 | 2400 | 0 | 72.57 | 71.07 | 8 | 0
2025 | NonRTO_Midwest_2_TVA_Transmission | NonRTO_Midwest | TVA_Transmission | Internal | Summer | B5 | 200 | 2400 | 0 | 71.86 | 67.86 | 8 | 0
2025 | NonRTO_Midwest_2_TVA_Transmission | NonRTO_Midwest | TVA_Transmission | Internal | Summer | B6 | 300 | 2400 | 0 | 63.46 | 58.55 | 8 | 0
2025 | NonRTO_Midwest_2_TVA_Transmission | NonRTO_Midwest | TVA_Transmission | Internal | Summer | B7 | 400 | 2400 | 0 | 44.71 | 50.03 | 8 | 0
2025 | NonRTO_Midwest_2_TVA_Transmission | NonRTO_Midwest | TVA_Transmission | Internal | Summer | B8 | 500 | 2400 | 0 | 39.68 | 44.23 | 8 | 0
2025 | NonRTO_Midwest_2_TVA_Transmission | NonRTO_Midwest | TVA_Transmission | Internal | Summer | B9 | 800 | 2400 | 0 | 39.68 | 42.96 | 8 | 0
2025 | NonRTO_Midwest_2_TVA_Transmission | NonRTO_Midwest | TVA_Transmission | Internal | Summer | B10 | 1262 | 2400 | 0 | 36.02 | 40.63 | 8 | 0
2025 | NonRTO_Midwest_2_TVA_Transmission | NonRTO_Midwest | TVA_Transmission | Internal | Winter | B16 | 25 | 2400 | 0 | 61.08 | 60.53 | 8 | 0
2025 | NonRTO_Midwest_2_TVA_Transmission | NonRTO_Midwest | TVA_Transmission | Internal | Winter | B17 | 100 | 2400 | 0 | 56.8 | 51.21 | 8 | 0
2025 | NonRTO_Midwest_2_TVA_Transmission | NonRTO_Midwest | TVA_Transmission | Internal | Winter | B18 | 400 | 2400 | 0 | 52.1 | 47.74 | 8 | 0
2025 | NonRTO_Midwest_2_TVA_Transmission | NonRTO_Midwest | TVA_Transmission | Internal | Winter | B19 | 700 | 2400 | 0 | 44.71 | 46.5 | 8 | 0
2025 | NonRTO_Midwest_2_TVA_Transmission | NonRTO_Midwest | TVA_Transmission | Internal | Winter | B20 | 935 | 2400 | 0 | 39.44 | 44.07 | 8 | 0
2025 | NYISO_A-F_2_IESO | NYISO_A-F | IESO | Internal | Shoulder | B11 | 25 | 1600 | 0 | 49.53 | 43.77 | 7 | 0
2025 | NYISO_A-F_2_IESO | NYISO_A-F | IESO | Internal | Shoulder | B12 | 200 | 1600 | 0 | 45.73 | 40.42 | 7 | 0
2025 | NYISO_A-F_2_IESO | NYISO_A-F | IESO | Internal | Shoulder | B13 | 600 | 1600 | 0 | 41.89 | 40.42 | 7 | 0
2025 | NYISO_A-F_2_IESO | NYISO_A-F | IESO | Internal | Shoulder | B14 | 900 | 1600 | 0 | 41.86 | 40.42 | 7 | 0
2025 | NYISO_A-F_2_IESO | NYISO_A-F | IESO | Internal | Shoulder | B15 | 1203 | 1600 | 0 | 41.76 | 40.42 | 7 | 0
2025 | NYISO_A-F_2_IESO | NYISO_A-F | IESO | Internal | Summer | B1 | 10 | 1600 | 39.16 | 59.98 | 66.98 | 7 | 0
2025 | NYISO_A-F_2_IESO | NYISO_A-F | IESO | Internal | Summer | B2 | 25 | 1600 | 0 | 62.09 | 55.09 | 7 | 0
2025 | NYISO_A-F_2_IESO | NYISO_A-F | IESO | Internal | Summer | B3 | 75 | 1600 | 0 | 55.61 | 48.61 | 7 | 0
2025 | NYISO_A-F_2_IESO | NYISO_A-F | IESO | Internal | Summer | B4 | 100 | 1600 | 0 | 49.84 | 42.84 | 7 | 0
2025 | NYISO_A-F_2_IESO | NYISO_A-F | IESO | Internal | Summer | B5 | 200 | 1600 | 0 | 47.98 | 42.84 | 7 | 0
2025 | NYISO_A-F_2_IESO | NYISO_A-F | IESO | Internal | Summer | B6 | 300 | 1600 | 0 | 45.48 | 42.84 | 7 | 0
2025 | NYISO_A-F_2_IESO | NYISO_A-F | IESO | Internal | Summer | B7 | 400 | 1600 | 0 | 44.3 | 39.59 | 7 | 0
2025 | NYISO_A-F_2_IESO | NYISO_A-F | IESO | Internal | Summer | B8 | 500 | 1600 | 0 | 40.41 | 39.54 | 7 | 0
2025 | NYISO_A-F_2_IESO | NYISO_A-F | IESO | Internal | Summer | B9 | 800 | 1600 | 0 | 39.93 | 39.54 | 7 | 0
2025 | NYISO_A-F_2_IESO | NYISO_A-F | IESO | Internal | Summer | B10 | 1262 | 1600 | 0 | 39.93 | 39.54 | 7 | 0
2025 | NYISO_A-F_2_IESO | NYISO_A-F | IESO | Internal | Winter | B16 | 25 | 1600 | 0 | 51.68 | 46.09 | 7 | 0
2025 | NYISO_A-F_2_IESO | NYISO_A-F | IESO | Internal | Winter | B17 | 100 | 1600 | 0 | 48.54 | 42.49 | 7 | 0
2025 | NYISO_A-F_2_IESO | NYISO_A-F | IESO | Internal | Winter | B18 | 400 | 1600 | 0 | 48.54 | 42.49 | 7 | 0
2025 | NYISO_A-F_2_IESO | NYISO_A-F | IESO | Internal | Winter | B19 | 700 | 1600 | 0 | 48.54 | 42.49 | 7 | 0
2025 | NYISO_A-F_2_IESO | NYISO_A-F | IESO | Internal | Winter | B20 | 935 | 1600 | 0 | 48.54 | 42.49 | 7 | 0
2025 | NYISO_A-F_2_NEISO | NYISO_A-F | NEISO | Internal | Shoulder | B11 | 25 | 600 | 0 | 49.53 | 38.89 | 3 | 0
2025 | NYISO_A-F_2_NEISO | NYISO_A-F | NEISO | Internal | Shoulder | B12 | 200 | 600 | 0 | 45.73 | 38.89 | 3 | 0
2025 | NYISO_A-F_2_NEISO | NYISO_A-F | NEISO | Internal | Shoulder | B13 | 600 | 600 | 0 | 41.89 | 38.89 | 3 | 0
2025 | NYISO_A-F_2_NEISO | NYISO_A-F | NEISO | Internal | Shoulder | B14 | 900 | 600 | 0 | 41.86 | 38.89 | 3 | 0
2025 | NYISO_A-F_2_NEISO | NYISO_A-F | NEISO | Internal | Shoulder | B15 | 1203 | 600 | 0 | 41.76 | 38.89 | 3 | 0
2025 | NYISO_A-F_2_NEISO | NYISO_A-F | NEISO | Internal | Summer | B1 | 10 | 600 | 600 | 59.98 | 274.16 | 3 | 211.18
2025 | NYISO_A-F_2_NEISO | NYISO_A-F | NEISO | Internal | Summer | B2 | 25 | 600 | 600 | 62.09 | 77.97 | 3 | 12.88
2025 | NYISO_A-F_2_NEISO | NYISO_A-F | NEISO | Internal | Summer | B3 | 75 | 600 | 0 | 55.61 | 52.61 | 3 | 0
2025 | NYISO_A-F_2_NEISO | NYISO_A-F | NEISO | Internal | Summer | B4 | 100 | 600 | 0 | 49.84 | 46.84 | 3 | 0
2025 | NYISO_A-F_2_NEISO | NYISO_A-F | NEISO | Internal | Summer | B5 | 200 | 600 | 0 | 47.98 | 39.58 | 3 | 0
2025 | NYISO_A-F_2_NEISO | NYISO_A-F | NEISO | Internal | Summer | B6 | 300 | 600 | 0 | 45.48 | 35.72 | 3 | 0
2025 | NYISO_A-F_2_NEISO | NYISO_A-F | NEISO | Internal | Summer | B7 | 400 | 600 | 0 | 44.3 | 35.72 | 3 | 0
2025 | NYISO_A-F_2_NEISO | NYISO_A-F | NEISO | Internal | Summer | B8 | 500 | 600 | 0 | 40.41 | 35.72 | 3 | 0
2025 | NYISO_A-F_2_NEISO | NYISO_A-F | NEISO | Internal | Summer | B9 | 800 | 600 | 0 | 39.93 | 35.72 | 3 | 0
2025 | NYISO_A-F_2_NEISO | NYISO_A-F | NEISO | Internal | Summer | B10 | 1262 | 600 | 0 | 39.93 | 35.72 | 3 | 0
2025 | NYISO_A-F_2_NEISO | NYISO_A-F | NEISO | Internal | Winter | B16 | 25 | 600 | 0 | 51.68 | 48.68 | 3 | 0
2025 | NYISO_A-F_2_NEISO | NYISO_A-F | NEISO | Internal | Winter | B17 | 100 | 600 | 0 | 48.54 | 48.68 | 3 | 0
2025 | NYISO_A-F_2_NEISO | NYISO_A-F | NEISO | Internal | Winter | B18 | 400 | 600 | 0 | 48.54 | 48.68 | 3 | 0
2025 | NYISO_A-F_2_NEISO | NYISO_A-F | NEISO | Internal | Winter | B19 | 700 | 600 | 0 | 48.54 | 48.68 | 3 | 0
2025 | NYISO_A-F_2_NEISO | NYISO_A-F | NEISO | Internal | Winter | B20 | 935 | 600 | 0 | 48.54 | 48.68 | 3 | 0
2025 | NYISO_A-F_2_NYISO_G-I | NYISO_A-F | NYISO_G-I | Internal | Shoulder | B11 | 25 | 4888 | 4888 | 49.53 | 55.56 | 0.01 | 6.02
2025 | NYISO_A-F_2_NYISO_G-I | NYISO_A-F | NYISO_G-I | Internal | Shoulder | B12 | 200 | 4888 | 4888 | 45.73 | 54.09 | 0.01 | 8.35
2025 | NYISO_A-F_2_NYISO_G-I | NYISO_A-F | NYISO_G-I | Internal | Shoulder | B13 | 600 | 4888 | 4524.62 | 41.89 | 41.9 | 0.01 | 0
2025 | NYISO_A-F_2_NYISO_G-I | NYISO_A-F | NYISO_G-I | Internal | Shoulder | B14 | 900 | 4888 | 4411.6 | 41.86 | 41.87 | 0.01 | 0
2025 | NYISO_A-F_2_NYISO_G-I | NYISO_A-F | NYISO_G-I | Internal | Shoulder | B15 | 1203 | 4888 | 2308.48 | 41.76 | 41.78 | 0.01 | 0
2025 | NYISO_A-F_2_NYISO_G-I | NYISO_A-F | NYISO_G-I | Internal | Summer | B1 | 10 | 4888 | 4888 | 59.98 | 271.16 | 0.01 | 211.17
2025 | NYISO_A-F_2_NYISO_G-I | NYISO_A-F | NYISO_G-I | Internal | Summer | B2 | 25 | 4888 | 4888 | 62.09 | 80.96 | 0.01 | 18.86
2025 | NYISO_A-F_2_NYISO_G-I | NYISO_A-F | NYISO_G-I | Internal | Summer | B3 | 75 | 4888 | 4888 | 55.61 | 57.47 | 0.01 | 1.84
2025 | NYISO_A-F_2_NYISO_G-I | NYISO_A-F | NYISO_G-I | Internal | Summer | B4 | 100 | 4888 | 4888 | 49.84 | 54.78 | 0.01 | 4.93
2025 | NYISO_A-F_2_NYISO_G-I | NYISO_A-F | NYISO_G-I | Internal | Summer | B5 | 200 | 4888 | 4888 | 47.98 | 50.89 | 0.01 | 2.9
2025 | NYISO_A-F_2_NYISO_G-I | NYISO_A-F | NYISO_G-I | Internal | Summer | B6 | 300 | 4888 | 4888 | 45.48 | 50.89 | 0.01 | 5.4
2025 | NYISO_A-F_2_NYISO_G-I | NYISO_A-F | NYISO_G-I | Internal | Summer | B7 | 400 | 4888 | 4888 | 44.3 | 47.17 | 0.01 | 2.86
2025 | NYISO_A-F_2_NYISO_G-I | NYISO_A-F | NYISO_G-I | Internal | Summer | B8 | 500 | 4888 | 4724.02 | 40.41 | 40.42 | 0.01 | 0
2025 | NYISO_A-F_2_NYISO_G-I | NYISO_A-F | NYISO_G-I | Internal | Summer | B9 | 800 | 4888 | 3744.34 | 39.93 | 39.94 | 0.01 | 0
2025 | NYISO_A-F_2_NYISO_G-I | NYISO_A-F | NYISO_G-I | Internal | Summer | B10 | 1262 | 4888 | 1042.58 | 39.93 | 39.94 | 0.01 | 0
2025 | NYISO_A-F_2_NYISO_G-I | NYISO_A-F | NYISO_G-I | Internal | Winter | B16 | 25 | 4888 | 4888 | 51.68 | 65.77 | 0.01 | 14.08
2025 | NYISO_A-F_2_NYISO_G-I | NYISO_A-F | NYISO_G-I | Internal | Winter | B17 | 100 | 4888 | 4888 | 48.54 | 54.09 | 0.01 | 5.54
2025 | NYISO_A-F_2_NYISO_G-I | NYISO_A-F | NYISO_G-I | Internal | Winter | B18 | 400 | 4888 | 4888 | 48.54 | 51.68 | 0.01 | 3.13
2025 | NYISO_A-F_2_NYISO_G-I | NYISO_A-F | NYISO_G-I | Internal | Winter | B19 | 700 | 4888 | 4888 | 48.54 | 51.68 | 0.01 | 3.13
2025 | NYISO_A-F_2_NYISO_G-I | NYISO_A-F | NYISO_G-I | Internal | Winter | B20 | 935 | 4888 | 4720 | 48.54 | 48.55 | 0.01 | 0
2025 | NYISO_A-F_2_PJM_ROM | NYISO_A-F | PJM_ROM | Internal | Shoulder | B11 | 25 | 1000 | 1000 | 49.53 | 58.32 | 8 | 0.79
2025 | NYISO_A-F_2_PJM_ROM | NYISO_A-F | PJM_ROM | Internal | Shoulder | B12 | 200 | 1000 | 0 | 45.73 | 48.12 | 8 | 0
2025 | NYISO_A-F_2_PJM_ROM | NYISO_A-F | PJM_ROM | Internal | Shoulder | B13 | 600 | 1000 | 0 | 41.89 | 44.87 | 8 | 0
2025 | NYISO_A-F_2_PJM_ROM | NYISO_A-F | PJM_ROM | Internal | Shoulder | B14 | 900 | 1000 | 0 | 41.86 | 42.09 | 8 | 0
2025 | NYISO_A-F_2_PJM_ROM | NYISO_A-F | PJM_ROM | Internal | Shoulder | B15 | 1203 | 1000 | 0 | 41.76 | 38.88 | 8 | 0
2025 | NYISO_A-F_2_PJM_ROM | NYISO_A-F | PJM_ROM | Internal | Summer | B1 | 10 | 1000 | 1000 | 59.98 | 265.15 | 8 | 197.17
2025 | NYISO_A-F_2_PJM_ROM | NYISO_A-F | PJM_ROM | Internal | Summer | B2 | 25 | 1000 | 1000 | 62.09 | 86.11 | 8 | 16.01
2025 | NYISO_A-F_2_PJM_ROM | NYISO_A-F | PJM_ROM | Internal | Summer | B3 | 75 | 1000 | 1000 | 55.61 | 65.47 | 8 | 1.86
2025 | NYISO_A-F_2_PJM_ROM | NYISO_A-F | PJM_ROM | Internal | Summer | B4 | 100 | 1000 | 1000 | 49.84 | 65.06 | 8 | 7.21
2025 | NYISO_A-F_2_PJM_ROM | NYISO_A-F | PJM_ROM | Internal | Summer | B5 | 200 | 1000 | 1000 | 47.98 | 61.84 | 8 | 5.87
2025 | NYISO_A-F_2_PJM_ROM | NYISO_A-F | PJM_ROM | Internal | Summer | B6 | 300 | 1000 | 681.83 | 45.48 | 53.48 | 8 | 0
2025 | NYISO_A-F_2_PJM_ROM | NYISO_A-F | PJM_ROM | Internal | Summer | B7 | 400 | 1000 | 0 | 44.3 | 44.59 | 8 | 0
2025 | NYISO_A-F_2_PJM_ROM | NYISO_A-F | PJM_ROM | Internal | Summer | B8 | 500 | 1000 | 0 | 40.41 | 39.55 | 8 | 0
2025 | NYISO_A-F_2_PJM_ROM | NYISO_A-F | PJM_ROM | Internal | Summer | B9 | 800 | 1000 | 0 | 39.93 | 39.07 | 8 | 0
2025 | NYISO_A-F_2_PJM_ROM | NYISO_A-F | PJM_ROM | Internal | Summer | B10 | 1262 | 1000 | 0 | 39.93 | 36.65 | 8 | 0
2025 | NYISO_A-F_2_PJM_ROM | NYISO_A-F | PJM_ROM | Internal | Winter | B16 | 25 | 1000 | 1000 | 51.68 | 59.76 | 8 | 0.08
2025 | NYISO_A-F_2_PJM_ROM | NYISO_A-F | PJM_ROM | Internal | Winter | B17 | 100 | 1000 | 0 | 48.54 | 51.17 | 8 | 0
2025 | NYISO_A-F_2_PJM_ROM | NYISO_A-F | PJM_ROM | Internal | Winter | B18 | 400 | 1000 | 0 | 48.54 | 48.99 | 8 | 0
2025 | NYISO_A-F_2_PJM_ROM | NYISO_A-F | PJM_ROM | Internal | Winter | B19 | 700 | 1000 | 0 | 48.54 | 47.93 | 8 | 0
2025 | NYISO_A-F_2_PJM_ROM | NYISO_A-F | PJM_ROM | Internal | Winter | B20 | 935 | 1000 | 0 | 48.54 | 43.04 | 8 | 0
2025 | NYISO_G-I_2_NEISO | NYISO_G-I | NEISO | Internal | Shoulder | B11 | 25 | 600 | 0 | 55.56 | 38.89 | 3 | 0
2025 | NYISO_G-I_2_NEISO | NYISO_G-I | NEISO | Internal | Shoulder | B12 | 200 | 600 | 0 | 54.09 | 38.89 | 3 | 0
2025 | NYISO_G-I_2_NEISO | NYISO_G-I | NEISO | Internal | Shoulder | B13 | 600 | 600 | 0 | 41.9 | 38.89 | 3 | 0
2025 | NYISO_G-I_2_NEISO | NYISO_G-I | NEISO | Internal | Shoulder | B14 | 900 | 600 | 0 | 41.87 | 38.89 | 3 | 0
2025 | NYISO_G-I_2_NEISO | NYISO_G-I | NEISO | Internal | Shoulder | B15 | 1203 | 600 | 0 | 41.78 | 38.89 | 3 | 0
2025 | NYISO_G-I_2_NEISO | NYISO_G-I | NEISO | Internal | Summer | B1 | 10 | 600 | 145.79 | 271.16 | 274.16 | 3 | 0
2025 | NYISO_G-I_2_NEISO | NYISO_G-I | NEISO | Internal | Summer | B2 | 25 | 600 | 0 | 80.96 | 77.97 | 3 | 0
2025 | NYISO_G-I_2_NEISO | NYISO_G-I | NEISO | Internal | Summer | B3 | 75 | 600 | 0 | 57.47 | 52.61 | 3 | 0
2025 | NYISO_G-I_2_NEISO | NYISO_G-I | NEISO | Internal | Summer | B4 | 100 | 600 | 0 | 54.78 | 46.84 | 3 | 0
2025 | NYISO_G-I_2_NEISO | NYISO_G-I | NEISO | Internal | Summer | B5 | 200 | 600 | 0 | 50.89 | 39.58 | 3 | 0
2025 | NYISO_G-I_2_NEISO | NYISO_G-I | NEISO | Internal | Summer | B6 | 300 | 600 | 0 | 50.89 | 35.72 | 3 | 0
2025 | NYISO_G-I_2_NEISO | NYISO_G-I | NEISO | Internal | Summer | B7 | 400 | 600 | 0 | 47.17 | 35.72 | 3 | 0
2025 | NYISO_G-I_2_NEISO | NYISO_G-I | NEISO | Internal | Summer | B8 | 500 | 600 | 0 | 40.42 | 35.72 | 3 | 0
2025 | NYISO_G-I_2_NEISO | NYISO_G-I | NEISO | Internal | Summer | B9 | 800 | 600 | 0 | 39.94 | 35.72 | 3 | 0
2025 | NYISO_G-I_2_NEISO | NYISO_G-I | NEISO | Internal | Summer | B10 | 1262 | 600 | 0 | 39.94 | 35.72 | 3 | 0
2025 | NYISO_G-I_2_NEISO | NYISO_G-I | NEISO | Internal | Winter | B16 | 25 | 600 | 0 | 65.77 | 48.68 | 3 | 0
2025 | NYISO_G-I_2_NEISO | NYISO_G-I | NEISO | Internal | Winter | B17 | 100 | 600 | 0 | 54.09 | 48.68 | 3 | 0
2025 | NYISO_G-I_2_NEISO | NYISO_G-I | NEISO | Internal | Winter | B18 | 400 | 600 | 0 | 51.68 | 48.68 | 3 | 0
2025 | NYISO_G-I_2_NEISO | NYISO_G-I | NEISO | Internal | Winter | B19 | 700 | 600 | 0 | 51.68 | 48.68 | 3 | 0
2025 | NYISO_G-I_2_NEISO | NYISO_G-I | NEISO | Internal | Winter | B20 | 935 | 600 | 0 | 48.55 | 48.68 | 3 | 0
2025 | NYISO_G-I_2_NYISO_A-F | NYISO_G-I | NYISO_A-F | Internal | Shoulder | B11 | 25 | 2637 | 0 | 55.56 | 49.53 | 0.01 | 0
2025 | NYISO_G-I_2_NYISO_A-F | NYISO_G-I | NYISO_A-F | Internal | Shoulder | B12 | 200 | 2637 | 0 | 54.09 | 45.73 | 0.01 | 0
2025 | NYISO_G-I_2_NYISO_A-F | NYISO_G-I | NYISO_A-F | Internal | Shoulder | B13 | 600 | 2637 | 0 | 41.9 | 41.89 | 0.01 | 0
2025 | NYISO_G-I_2_NYISO_A-F | NYISO_G-I | NYISO_A-F | Internal | Shoulder | B14 | 900 | 2637 | 0 | 41.87 | 41.86 | 0.01 | 0
2025 | NYISO_G-I_2_NYISO_A-F | NYISO_G-I | NYISO_A-F | Internal | Shoulder | B15 | 1203 | 2637 | 0 | 41.78 | 41.76 | 0.01 | 0
2025 | NYISO_G-I_2_NYISO_A-F | NYISO_G-I | NYISO_A-F | Internal | Summer | B1 | 10 | 2637 | 0 | 271.16 | 59.98 | 0.01 | 0
2025 | NYISO_G-I_2_NYISO_A-F | NYISO_G-I | NYISO_A-F | Internal | Summer | B2 | 25 | 2637 | 0 | 80.96 | 62.09 | 0.01 | 0
2025 | NYISO_G-I_2_NYISO_A-F | NYISO_G-I | NYISO_A-F | Internal | Summer | B3 | 75 | 2637 | 0 | 57.47 | 55.61 | 0.01 | 0
2025 | NYISO_G-I_2_NYISO_A-F | NYISO_G-I | NYISO_A-F | Internal | Summer | B4 | 100 | 2637 | 0 | 54.78 | 49.84 | 0.01 | 0
2025 | NYISO_G-I_2_NYISO_A-F | NYISO_G-I | NYISO_A-F | Internal | Summer | B5 | 200 | 2637 | 0 | 50.89 | 47.98 | 0.01 | 0
2025 | NYISO_G-I_2_NYISO_A-F | NYISO_G-I | NYISO_A-F | Internal | Summer | B6 | 300 | 2637 | 0 | 50.89 | 45.48 | 0.01 | 0
2025 | NYISO_G-I_2_NYISO_A-F | NYISO_G-I | NYISO_A-F | Internal | Summer | B7 | 400 | 2637 | 0 | 47.17 | 44.3 | 0.01 | 0
2025 | NYISO_G-I_2_NYISO_A-F | NYISO_G-I | NYISO_A-F | Internal | Summer | B8 | 500 | 2637 | 0 | 40.42 | 40.41 | 0.01 | 0
2025 | NYISO_G-I_2_NYISO_A-F | NYISO_G-I | NYISO_A-F | Internal | Summer | B9 | 800 | 2637 | 0 | 39.94 | 39.93 | 0.01 | 0
2025 | NYISO_G-I_2_NYISO_A-F | NYISO_G-I | NYISO_A-F | Internal | Summer | B10 | 1262 | 2637 | 0 | 39.94 | 39.93 | 0.01 | 0
2025 | NYISO_G-I_2_NYISO_A-F | NYISO_G-I | NYISO_A-F | Internal | Winter | B16 | 25 | 2637 | 0 | 65.77 | 51.68 | 0.01 | 0
2025 | NYISO_G-I_2_NYISO_A-F | NYISO_G-I | NYISO_A-F | Internal | Winter | B17 | 100 | 2637 | 0 | 54.09 | 48.54 | 0.01 | 0
2025 | NYISO_G-I_2_NYISO_A-F | NYISO_G-I | NYISO_A-F | Internal | Winter | B18 | 400 | 2637 | 0 | 51.68 | 48.54 | 0.01 | 0
2025 | NYISO_G-I_2_NYISO_A-F | NYISO_G-I | NYISO_A-F | Internal | Winter | B19 | 700 | 2637 | 0 | 51.68 | 48.54 | 0.01 | 0
2025 | NYISO_G-I_2_NYISO_A-F | NYISO_G-I | NYISO_A-F | Internal | Winter | B20 | 935 | 2637 | 0 | 48.55 | 48.54 | 0.01 | 0
2025 | NYISO_G-I_2_NYISO_J-K | NYISO_G-I | NYISO_J-K | Internal | Shoulder | B11 | 25 | 6130 | 5600.76 | 55.56 | 55.58 | 0.01 | 0
2025 | NYISO_G-I_2_NYISO_J-K | NYISO_G-I | NYISO_J-K | Internal | Shoulder | B12 | 200 | 6130 | 5677.37 | 54.09 | 54.1 | 0.01 | 0
2025 | NYISO_G-I_2_NYISO_J-K | NYISO_G-I | NYISO_J-K | Internal | Shoulder | B13 | 600 | 6130 | 5443.86 | 41.9 | 41.91 | 0.01 | 0
2025 | NYISO_G-I_2_NYISO_J-K | NYISO_G-I | NYISO_J-K | Internal | Shoulder | B14 | 900 | 6130 | 4915.28 | 41.87 | 41.89 | 0.01 | 0
2025 | NYISO_G-I_2_NYISO_J-K | NYISO_G-I | NYISO_J-K | Internal | Shoulder | B15 | 1203 | 6130 | 3326.1 | 41.78 | 41.79 | 0.01 | 0
2025 | NYISO_G-I_2_NYISO_J-K | NYISO_G-I | NYISO_J-K | Internal | Summer | B1 | 10 | 6130 | 4212.67 | 271.16 | 271.17 | 0.01 | 0
2025 | NYISO_G-I_2_NYISO_J-K | NYISO_G-I | NYISO_J-K | Internal | Summer | B2 | 25 | 6130 | 4115.02 | 80.96 | 80.97 | 0.01 | 0
2025 | NYISO_G-I_2_NYISO_J-K | NYISO_G-I | NYISO_J-K | Internal | Summer | B3 | 75 | 6130 | 3696.53 | 57.47 | 57.48 | 0.01 | 0
2025 | NYISO_G-I_2_NYISO_J-K | NYISO_G-I | NYISO_J-K | Internal | Summer | B4 | 100 | 6130 | 4012.13 | 54.78 | 54.8 | 0.01 | 0
2025 | NYISO_G-I_2_NYISO_J-K | NYISO_G-I | NYISO_J-K | Internal | Summer | B5 | 200 | 6130 | 4174.16 | 50.89 | 50.9 | 0.01 | 0
2025 | NYISO_G-I_2_NYISO_J-K | NYISO_G-I | NYISO_J-K | Internal | Summer | B6 | 300 | 6130 | 5905.26 | 50.89 | 50.9 | 0.01 | 0
2025 | NYISO_G-I_2_NYISO_J-K | NYISO_G-I | NYISO_J-K | Internal | Summer | B7 | 400 | 6130 | 6130 | 47.17 | 50.9 | 0.01 | 3.72
2025 | NYISO_G-I_2_NYISO_J-K | NYISO_G-I | NYISO_J-K | Internal | Summer | B8 | 500 | 6130 | 6130 | 40.42 | 45.56 | 0.01 | 5.13
2025 | NYISO_G-I_2_NYISO_J-K | NYISO_G-I | NYISO_J-K | Internal | Summer | B9 | 800 | 6130 | 5398.64 | 39.94 | 39.95 | 0.01 | 0
2025 | NYISO_G-I_2_NYISO_J-K | NYISO_G-I | NYISO_J-K | Internal | Summer | B10 | 1262 | 6130 | 3236.23 | 39.94 | 39.95 | 0.01 | 0
2025 | NYISO_G-I_2_NYISO_J-K | NYISO_G-I | NYISO_J-K | Internal | Winter | B16 | 25 | 6130 | 6130 | 65.77 | 72.1 | 0.01 | 6.31
2025 | NYISO_G-I_2_NYISO_J-K | NYISO_G-I | NYISO_J-K | Internal | Winter | B17 | 100 | 6130 | 6130 | 54.09 | 67.52 | 0.01 | 13.42
2025 | NYISO_G-I_2_NYISO_J-K | NYISO_G-I | NYISO_J-K | Internal | Winter | B18 | 400 | 6130 | 6130 | 51.68 | 55 | 0.01 | 3.31
2025 | NYISO_G-I_2_NYISO_J-K | NYISO_G-I | NYISO_J-K | Internal | Winter | B19 | 700 | 6130 | 6130 | 51.68 | 54.03 | 0.01 | 2.33
2025 | NYISO_G-I_2_NYISO_J-K | NYISO_G-I | NYISO_J-K | Internal | Winter | B20 | 935 | 6130 | 6130 | 48.55 | 50.78 | 0.01 | 2.22
2025 | NYISO_G-I_2_PJM_E | NYISO_G-I | PJM_E | Internal | Shoulder | B11 | 25 | 1500 | 0 | 55.56 | 58.31 | 8 | 0
2025 | NYISO_G-I_2_PJM_E | NYISO_G-I | PJM_E | Internal | Shoulder | B12 | 200 | 1500 | 0 | 54.09 | 48.1 | 8 | 0
2025 | NYISO_G-I_2_PJM_E | NYISO_G-I | PJM_E | Internal | Shoulder | B13 | 600 | 1500 | 0 | 41.9 | 44.88 | 8 | 0
2025 | NYISO_G-I_2_PJM_E | NYISO_G-I | PJM_E | Internal | Shoulder | B14 | 900 | 1500 | 0 | 41.87 | 42.1 | 8 | 0
2025 | NYISO_G-I_2_PJM_E | NYISO_G-I | PJM_E | Internal | Shoulder | B15 | 1203 | 1500 | 0 | 41.78 | 38.89 | 8 | 0
2025 | NYISO_G-I_2_PJM_E | NYISO_G-I | PJM_E | Internal | Summer | B1 | 10 | 1500 | 0 | 271.16 | 265.16 | 8 | 0
2025 | NYISO_G-I_2_PJM_E | NYISO_G-I | PJM_E | Internal | Summer | B2 | 25 | 1500 | 0 | 80.96 | 86.12 | 8 | 0
2025 | NYISO_G-I_2_PJM_E | NYISO_G-I | PJM_E | Internal | Summer | B3 | 75 | 1500 | 1499.99 | 57.47 | 65.48 | 8 | 0.01
2025 | NYISO_G-I_2_PJM_E | NYISO_G-I | PJM_E | Internal | Summer | B4 | 100 | 1500 | 1500 | 54.78 | 65.04 | 8 | 2.26
2025 | NYISO_G-I_2_PJM_E | NYISO_G-I | PJM_E | Internal | Summer | B5 | 200 | 1500 | 1500 | 50.89 | 61.83 | 8 | 2.94
2025 | NYISO_G-I_2_PJM_E | NYISO_G-I | PJM_E | Internal | Summer | B6 | 300 | 1500 | 0 | 50.89 | 53.49 | 8 | 0
2025 | NYISO_G-I_2_PJM_E | NYISO_G-I | PJM_E | Internal | Summer | B7 | 400 | 1500 | 0 | 47.17 | 44.6 | 8 | 0
2025 | NYISO_G-I_2_PJM_E | NYISO_G-I | PJM_E | Internal | Summer | B8 | 500 | 1500 | 0 | 40.42 | 39.56 | 8 | 0
2025 | NYISO_G-I_2_PJM_E | NYISO_G-I | PJM_E | Internal | Summer | B9 | 800 | 1500 | 0 | 39.94 | 39.08 | 8 | 0
2025 | NYISO_G-I_2_PJM_E | NYISO_G-I | PJM_E | Internal | Summer | B10 | 1262 | 1500 | 0 | 39.94 | 36.66 | 8 | 0
2025 | NYISO_G-I_2_PJM_E | NYISO_G-I | PJM_E | Internal | Winter | B16 | 25 | 1500 | 0 | 65.77 | 59.77 | 8 | 0
2025 | NYISO_G-I_2_PJM_E | NYISO_G-I | PJM_E | Internal | Winter | B17 | 100 | 1500 | 0 | 54.09 | 51.18 | 8 | 0
2025 | NYISO_G-I_2_PJM_E | NYISO_G-I | PJM_E | Internal | Winter | B18 | 400 | 1500 | 0 | 51.68 | 49 | 8 | 0
2025 | NYISO_G-I_2_PJM_E | NYISO_G-I | PJM_E | Internal | Winter | B19 | 700 | 1500 | 0 | 51.68 | 47.95 | 8 | 0
2025 | NYISO_G-I_2_PJM_E | NYISO_G-I | PJM_E | Internal | Winter | B20 | 935 | 1500 | 0 | 48.55 | 43.05 | 8 | 0
2025 | NYISO_J-K_2_NEISO | NYISO_J-K | NEISO | Internal | Shoulder | B11 | 25 | 90 | 0 | 55.58 | 38.89 | 3 | 0
2025 | NYISO_J-K_2_NEISO | NYISO_J-K | NEISO | Internal | Shoulder | B12 | 200 | 90 | 0 | 54.1 | 38.89 | 3 | 0
2025 | NYISO_J-K_2_NEISO | NYISO_J-K | NEISO | Internal | Shoulder | B13 | 600 | 90 | 0 | 41.91 | 38.89 | 3 | 0
2025 | NYISO_J-K_2_NEISO | NYISO_J-K | NEISO | Internal | Shoulder | B14 | 900 | 90 | 0 | 41.89 | 38.89 | 3 | 0
2025 | NYISO_J-K_2_NEISO | NYISO_J-K | NEISO | Internal | Shoulder | B15 | 1203 | 90 | 0 | 41.79 | 38.89 | 3 | 0
2025 | NYISO_J-K_2_NEISO | NYISO_J-K | NEISO | Internal | Summer | B1 | 10 | 90 | 0.05 | 271.17 | 274.16 | 3 | 0
2025 | NYISO_J-K_2_NEISO | NYISO_J-K | NEISO | Internal | Summer | B2 | 25 | 90 | 0 | 80.97 | 77.97 | 3 | 0
2025 | NYISO_J-K_2_NEISO | NYISO_J-K | NEISO | Internal | Summer | B3 | 75 | 90 | 0 | 57.48 | 52.61 | 3 | 0
2025 | NYISO_J-K_2_NEISO | NYISO_J-K | NEISO | Internal | Summer | B4 | 100 | 90 | 0 | 54.8 | 46.84 | 3 | 0
2025 | NYISO_J-K_2_NEISO | NYISO_J-K | NEISO | Internal | Summer | B5 | 200 | 90 | 0 | 50.9 | 39.58 | 3 | 0
2025 | NYISO_J-K_2_NEISO | NYISO_J-K | NEISO | Internal | Summer | B6 | 300 | 90 | 0 | 50.9 | 35.72 | 3 | 0
2025 | NYISO_J-K_2_NEISO | NYISO_J-K | NEISO | Internal | Summer | B7 | 400 | 90 | 0 | 50.9 | 35.72 | 3 | 0
2025 | NYISO_J-K_2_NEISO | NYISO_J-K | NEISO | Internal | Summer | B8 | 500 | 90 | 0 | 45.56 | 35.72 | 3 | 0
2025 | NYISO_J-K_2_NEISO | NYISO_J-K | NEISO | Internal | Summer | B9 | 800 | 90 | 0 | 39.95 | 35.72 | 3 | 0
2025 | NYISO_J-K_2_NEISO | NYISO_J-K | NEISO | Internal | Summer | B10 | 1262 | 90 | 0 | 39.95 | 35.72 | 3 | 0
2025 | NYISO_J-K_2_NEISO | NYISO_J-K | NEISO | Internal | Winter | B16 | 25 | 90 | 0 | 72.1 | 48.68 | 3 | 0
2025 | NYISO_J-K_2_NEISO | NYISO_J-K | NEISO | Internal | Winter | B17 | 100 | 90 | 0 | 67.52 | 48.68 | 3 | 0
2025 | NYISO_J-K_2_NEISO | NYISO_J-K | NEISO | Internal | Winter | B18 | 400 | 90 | 0 | 55 | 48.68 | 3 | 0
2025 | NYISO_J-K_2_NEISO | NYISO_J-K | NEISO | Internal | Winter | B19 | 700 | 90 | 0 | 54.03 | 48.68 | 3 | 0
2025 | NYISO_J-K_2_NEISO | NYISO_J-K | NEISO | Internal | Winter | B20 | 935 | 90 | 0 | 50.78 | 48.68 | 3 | 0
2025 | NYISO_J-K_2_NYISO_G-I | NYISO_J-K | NYISO_G-I | Internal | Shoulder | B11 | 25 | 1999 | 0.01 | 55.58 | 55.56 | 0.01 | 0
2025 | NYISO_J-K_2_NYISO_G-I | NYISO_J-K | NYISO_G-I | Internal | Shoulder | B12 | 200 | 1999 | 0 | 54.1 | 54.09 | 0.01 | 0
2025 | NYISO_J-K_2_NYISO_G-I | NYISO_J-K | NYISO_G-I | Internal | Shoulder | B13 | 600 | 1999 | 0 | 41.91 | 41.9 | 0.01 | 0
2025 | NYISO_J-K_2_NYISO_G-I | NYISO_J-K | NYISO_G-I | Internal | Shoulder | B14 | 900 | 1999 | 0 | 41.89 | 41.87 | 0.01 | 0
2025 | NYISO_J-K_2_NYISO_G-I | NYISO_J-K | NYISO_G-I | Internal | Shoulder | B15 | 1203 | 1999 | 0 | 41.79 | 41.78 | 0.01 | 0
2025 | NYISO_J-K_2_NYISO_G-I | NYISO_J-K | NYISO_G-I | Internal | Summer | B1 | 10 | 1999 | 0.03 | 271.17 | 271.16 | 0.01 | 0
2025 | NYISO_J-K_2_NYISO_G-I | NYISO_J-K | NYISO_G-I | Internal | Summer | B2 | 25 | 1999 | 0.01 | 80.97 | 80.96 | 0.01 | 0
2025 | NYISO_J-K_2_NYISO_G-I | NYISO_J-K | NYISO_G-I | Internal | Summer | B3 | 75 | 1999 | 0 | 57.48 | 57.47 | 0.01 | 0
2025 | NYISO_J-K_2_NYISO_G-I | NYISO_J-K | NYISO_G-I | Internal | Summer | B4 | 100 | 1999 | 0 | 54.8 | 54.78 | 0.01 | 0
2025 | NYISO_J-K_2_NYISO_G-I | NYISO_J-K | NYISO_G-I | Internal | Summer | B5 | 200 | 1999 | 0 | 50.9 | 50.89 | 0.01 | 0
2025 | NYISO_J-K_2_NYISO_G-I | NYISO_J-K | NYISO_G-I | Internal | Summer | B6 | 300 | 1999 | 0 | 50.9 | 50.89 | 0.01 | 0
2025 | NYISO_J-K_2_NYISO_G-I | NYISO_J-K | NYISO_G-I | Internal | Summer | B7 | 400 | 1999 | 0 | 50.9 | 47.17 | 0.01 | 0
2025 | NYISO_J-K_2_NYISO_G-I | NYISO_J-K | NYISO_G-I | Internal | Summer | B8 | 500 | 1999 | 0 | 45.56 | 40.42 | 0.01 | 0
2025 | NYISO_J-K_2_NYISO_G-I | NYISO_J-K | NYISO_G-I | Internal | Summer | B9 | 800 | 1999 | 0 | 39.95 | 39.94 | 0.01 | 0
2025 | NYISO_J-K_2_NYISO_G-I | NYISO_J-K | NYISO_G-I | Internal | Summer | B10 | 1262 | 1999 | 0 | 39.95 | 39.94 | 0.01 | 0
2025 | NYISO_J-K_2_NYISO_G-I | NYISO_J-K | NYISO_G-I | Internal | Winter | B16 | 25 | 1999 | 0 | 72.1 | 65.77 | 0.01 | 0
2025 | NYISO_J-K_2_NYISO_G-I | NYISO_J-K | NYISO_G-I | Internal | Winter | B17 | 100 | 1999 | 0 | 67.52 | 54.09 | 0.01 | 0
2025 | NYISO_J-K_2_NYISO_G-I | NYISO_J-K | NYISO_G-I | Internal | Winter | B18 | 400 | 1999 | 0 | 55 | 51.68 | 0.01 | 0
2025 | NYISO_J-K_2_NYISO_G-I | NYISO_J-K | NYISO_G-I | Internal | Winter | B19 | 700 | 1999 | 0 | 54.03 | 51.68 | 0.01 | 0
2025 | NYISO_J-K_2_NYISO_G-I | NYISO_J-K | NYISO_G-I | Internal | Winter | B20 | 935 | 1999 | 0 | 50.78 | 48.55 | 0.01 | 0
2025 | NYISO_J-K_2_PJM_E | NYISO_J-K | PJM_E | Internal | Shoulder | B11 | 25 | 330 | 0 | 55.58 | 58.31 | 8 | 0
2025 | NYISO_J-K_2_PJM_E | NYISO_J-K | PJM_E | Internal | Shoulder | B12 | 200 | 330 | 0 | 54.1 | 48.1 | 8 | 0
2025 | NYISO_J-K_2_PJM_E | NYISO_J-K | PJM_E | Internal | Shoulder | B13 | 600 | 330 | 0 | 41.91 | 44.88 | 8 | 0
2025 | NYISO_J-K_2_PJM_E | NYISO_J-K | PJM_E | Internal | Shoulder | B14 | 900 | 330 | 0 | 41.89 | 42.1 | 8 | 0
2025 | NYISO_J-K_2_PJM_E | NYISO_J-K | PJM_E | Internal | Shoulder | B15 | 1203 | 330 | 0 | 41.79 | 38.89 | 8 | 0
2025 | NYISO_J-K_2_PJM_E | NYISO_J-K | PJM_E | Internal | Summer | B1 | 10 | 330 | 0 | 271.17 | 265.16 | 8 | 0
2025 | NYISO_J-K_2_PJM_E | NYISO_J-K | PJM_E | Internal | Summer | B2 | 25 | 330 | 0 | 80.97 | 86.12 | 8 | 0
2025 | NYISO_J-K_2_PJM_E | NYISO_J-K | PJM_E | Internal | Summer | B3 | 75 | 330 | 116.01 | 57.48 | 65.48 | 8 | 0
2025 | NYISO_J-K_2_PJM_E | NYISO_J-K | PJM_E | Internal | Summer | B4 | 100 | 330 | 330 | 54.8 | 65.04 | 8 | 2.25
2025 | NYISO_J-K_2_PJM_E | NYISO_J-K | PJM_E | Internal | Summer | B5 | 200 | 330 | 330 | 50.9 | 61.83 | 8 | 2.93
2025 | NYISO_J-K_2_PJM_E | NYISO_J-K | PJM_E | Internal | Summer | B6 | 300 | 330 | 0 | 50.9 | 53.49 | 8 | 0
2025 | NYISO_J-K_2_PJM_E | NYISO_J-K | PJM_E | Internal | Summer | B7 | 400 | 330 | 0 | 50.9 | 44.6 | 8 | 0
2025 | NYISO_J-K_2_PJM_E | NYISO_J-K | PJM_E | Internal | Summer | B8 | 500 | 330 | 0 | 45.56 | 39.56 | 8 | 0
2025 | NYISO_J-K_2_PJM_E | NYISO_J-K | PJM_E | Internal | Summer | B9 | 800 | 330 | 0 | 39.95 | 39.08 | 8 | 0
2025 | NYISO_J-K_2_PJM_E | NYISO_J-K | PJM_E | Internal | Summer | B10 | 1262 | 330 | 0 | 39.95 | 36.66 | 8 | 0
2025 | NYISO_J-K_2_PJM_E | NYISO_J-K | PJM_E | Internal | Winter | B16 | 25 | 330 | 0 | 72.1 | 59.77 | 8 | 0
2025 | NYISO_J-K_2_PJM_E | NYISO_J-K | PJM_E | Internal | Winter | B17 | 100 | 330 | 0 | 67.52 | 51.18 | 8 | 0
2025 | NYISO_J-K_2_PJM_E | NYISO_J-K | PJM_E | Internal | Winter | B18 | 400 | 330 | 0 | 55 | 49 | 8 | 0
2025 | NYISO_J-K_2_PJM_E | NYISO_J-K | PJM_E | Internal | Winter | B19 | 700 | 330 | 0 | 54.03 | 47.95 | 8 | 0
2025 | NYISO_J-K_2_PJM_E | NYISO_J-K | PJM_E | Internal | Winter | B20 | 935 | 330 | 0 | 50.78 | 43.05 | 8 | 0
2025 | PJM_E_2_NYISO_G-I | PJM_E | NYISO_G-I | Internal | Shoulder | B11 | 25 | 500 | 0 | 58.31 | 55.56 | 6 | 0
2025 | PJM_E_2_NYISO_G-I | PJM_E | NYISO_G-I | Internal | Shoulder | B12 | 200 | 500 | 0 | 48.1 | 54.09 | 6 | 0
2025 | PJM_E_2_NYISO_G-I | PJM_E | NYISO_G-I | Internal | Shoulder | B13 | 600 | 500 | 0 | 44.88 | 41.9 | 6 | 0
2025 | PJM_E_2_NYISO_G-I | PJM_E | NYISO_G-I | Internal | Shoulder | B14 | 900 | 500 | 0 | 42.1 | 41.87 | 6 | 0
2025 | PJM_E_2_NYISO_G-I | PJM_E | NYISO_G-I | Internal | Shoulder | B15 | 1203 | 500 | 0 | 38.89 | 41.78 | 6 | 0
2025 | PJM_E_2_NYISO_G-I | PJM_E | NYISO_G-I | Internal | Summer | B1 | 10 | 500 | 368.47 | 265.16 | 271.16 | 6 | 0
2025 | PJM_E_2_NYISO_G-I | PJM_E | NYISO_G-I | Internal | Summer | B2 | 25 | 500 | 0 | 86.12 | 80.96 | 6 | 0
2025 | PJM_E_2_NYISO_G-I | PJM_E | NYISO_G-I | Internal | Summer | B3 | 75 | 500 | 0 | 65.48 | 57.47 | 6 | 0
2025 | PJM_E_2_NYISO_G-I | PJM_E | NYISO_G-I | Internal | Summer | B4 | 100 | 500 | 0 | 65.04 | 54.78 | 6 | 0
2025 | PJM_E_2_NYISO_G-I | PJM_E | NYISO_G-I | Internal | Summer | B5 | 200 | 500 | 0 | 61.83 | 50.89 | 6 | 0
2025 | PJM_E_2_NYISO_G-I | PJM_E | NYISO_G-I | Internal | Summer | B6 | 300 | 500 | 0 | 53.49 | 50.89 | 6 | 0
2025 | PJM_E_2_NYISO_G-I | PJM_E | NYISO_G-I | Internal | Summer | B7 | 400 | 500 | 0 | 44.6 | 47.17 | 6 | 0
2025 | PJM_E_2_NYISO_G-I | PJM_E | NYISO_G-I | Internal | Summer | B8 | 500 | 500 | 0 | 39.56 | 40.42 | 6 | 0
2025 | PJM_E_2_NYISO_G-I | PJM_E | NYISO_G-I | Internal | Summer | B9 | 800 | 500 | 0 | 39.08 | 39.94 | 6 | 0
2025 | PJM_E_2_NYISO_G-I | PJM_E | NYISO_G-I | Internal | Summer | B10 | 1262 | 500 | 0 | 36.66 | 39.94 | 6 | 0
2025 | PJM_E_2_NYISO_G-I | PJM_E | NYISO_G-I | Internal | Winter | B16 | 25 | 500 | 152.48 | 59.77 | 65.77 | 6 | 0
2025 | PJM_E_2_NYISO_G-I | PJM_E | NYISO_G-I | Internal | Winter | B17 | 100 | 500 | 0 | 51.18 | 54.09 | 6 | 0
2025 | PJM_E_2_NYISO_G-I | PJM_E | NYISO_G-I | Internal | Winter | B18 | 400 | 500 | 0 | 49 | 51.68 | 6 | 0
2025 | PJM_E_2_NYISO_G-I | PJM_E | NYISO_G-I | Internal | Winter | B19 | 700 | 500 | 0 | 47.95 | 51.68 | 6 | 0
2025 | PJM_E_2_NYISO_G-I | PJM_E | NYISO_G-I | Internal | Winter | B20 | 935 | 500 | 0 | 43.05 | 48.55 | 6 | 0
2025 | PJM_E_2_NYISO_J-K | PJM_E | NYISO_J-K | Internal | Shoulder | B11 | 25 | 330 | 0 | 58.31 | 55.58 | 6 | 0
2025 | PJM_E_2_NYISO_J-K | PJM_E | NYISO_J-K | Internal | Shoulder | B12 | 200 | 330 | 109.22 | 48.1 | 54.1 | 6 | 0
2025 | PJM_E_2_NYISO_J-K | PJM_E | NYISO_J-K | Internal | Shoulder | B13 | 600 | 330 | 0 | 44.88 | 41.91 | 6 | 0
2025 | PJM_E_2_NYISO_J-K | PJM_E | NYISO_J-K | Internal | Shoulder | B14 | 900 | 330 | 0 | 42.1 | 41.89 | 6 | 0
2025 | PJM_E_2_NYISO_J-K | PJM_E | NYISO_J-K | Internal | Shoulder | B15 | 1203 | 330 | 0 | 38.89 | 41.79 | 6 | 0
2025 | PJM_E_2_NYISO_J-K | PJM_E | NYISO_J-K | Internal | Summer | B1 | 10 | 330 | 329.94 | 265.16 | 271.17 | 6 | 0.01
2025 | PJM_E_2_NYISO_J-K | PJM_E | NYISO_J-K | Internal | Summer | B2 | 25 | 330 | 0 | 86.12 | 80.97 | 6 | 0
2025 | PJM_E_2_NYISO_J-K | PJM_E | NYISO_J-K | Internal | Summer | B3 | 75 | 330 | 0 | 65.48 | 57.48 | 6 | 0
2025 | PJM_E_2_NYISO_J-K | PJM_E | NYISO_J-K | Internal | Summer | B4 | 100 | 330 | 0 | 65.04 | 54.8 | 6 | 0
2025 | PJM_E_2_NYISO_J-K | PJM_E | NYISO_J-K | Internal | Summer | B5 | 200 | 330 | 0 | 61.83 | 50.9 | 6 | 0
2025 | PJM_E_2_NYISO_J-K | PJM_E | NYISO_J-K | Internal | Summer | B6 | 300 | 330 | 0 | 53.49 | 50.9 | 6 | 0
2025 | PJM_E_2_NYISO_J-K | PJM_E | NYISO_J-K | Internal | Summer | B7 | 400 | 330 | 330 | 44.6 | 50.9 | 6 | 0.3
2025 | PJM_E_2_NYISO_J-K | PJM_E | NYISO_J-K | Internal | Summer | B8 | 500 | 330 | 314.45 | 39.56 | 45.56 | 6 | 0
2025 | PJM_E_2_NYISO_J-K | PJM_E | NYISO_J-K | Internal | Summer | B9 | 800 | 330 | 0 | 39.08 | 39.95 | 6 | 0
2025 | PJM_E_2_NYISO_J-K | PJM_E | NYISO_J-K | Internal | Summer | B10 | 1262 | 330 | 0 | 36.66 | 39.95 | 6 | 0
2025 | PJM_E_2_NYISO_J-K | PJM_E | NYISO_J-K | Internal | Winter | B16 | 25 | 330 | 330 | 59.77 | 72.1 | 6 | 6.33
2025 | PJM_E_2_NYISO_J-K | PJM_E | NYISO_J-K | Internal | Winter | B17 | 100 | 330 | 330 | 51.18 | 67.52 | 6 | 10.34
2025 | PJM_E_2_NYISO_J-K | PJM_E | NYISO_J-K | Internal | Winter | B18 | 400 | 330 | 229.37 | 49 | 55 | 6 | 0
2025 | PJM_E_2_NYISO_J-K | PJM_E | NYISO_J-K | Internal | Winter | B19 | 700 | 330 | 330 | 47.95 | 54.03 | 6 | 0.08
2025 | PJM_E_2_NYISO_J-K | PJM_E | NYISO_J-K | Internal | Winter | B20 | 935 | 330 | 330 | 43.05 | 50.78 | 6 | 1.73
2025 | PJM_E_2_PJM_ROM | PJM_E | PJM_ROM | Internal | Shoulder | B11 | 25 | 8000 | 1277.29 | 58.31 | 58.32 | 0.01 | 0
2025 | PJM_E_2_PJM_ROM | PJM_E | PJM_ROM | Internal | Shoulder | B12 | 200 | 8000 | 371.71 | 48.1 | 48.12 | 0.01 | 0
2025 | PJM_E_2_PJM_ROM | PJM_E | PJM_ROM | Internal | Shoulder | B13 | 600 | 8000 | 0 | 44.88 | 44.87 | 0.01 | 0
2025 | PJM_E_2_PJM_ROM | PJM_E | PJM_ROM | Internal | Shoulder | B14 | 900 | 8000 | 0 | 42.1 | 42.09 | 0.01 | 0
2025 | PJM_E_2_PJM_ROM | PJM_E | PJM_ROM | Internal | Shoulder | B15 | 1203 | 8000 | 0 | 38.89 | 38.88 | 0.01 | 0
2025 | PJM_E_2_PJM_ROM | PJM_E | PJM_ROM | Internal | Summer | B1 | 10 | 8000 | 0.03 | 265.16 | 265.15 | 0.01 | 0
2025 | PJM_E_2_PJM_ROM | PJM_E | PJM_ROM | Internal | Summer | B2 | 25 | 8000 | 0.01 | 86.12 | 86.11 | 0.01 | 0
2025 | PJM_E_2_PJM_ROM | PJM_E | PJM_ROM | Internal | Summer | B3 | 75 | 8000 | 0 | 65.48 | 65.47 | 0.01 | 0
2025 | PJM_E_2_PJM_ROM | PJM_E | PJM_ROM | Internal | Summer | B4 | 100 | 8000 | 1893.38 | 65.04 | 65.06 | 0.01 | 0
2025 | PJM_E_2_PJM_ROM | PJM_E | PJM_ROM | Internal | Summer | B5 | 200 | 8000 | 806.09 | 61.83 | 61.84 | 0.01 | 0
2025 | PJM_E_2_PJM_ROM | PJM_E | PJM_ROM | Internal | Summer | B6 | 300 | 8000 | 0 | 53.49 | 53.48 | 0.01 | 0
2025 | PJM_E_2_PJM_ROM | PJM_E | PJM_ROM | Internal | Summer | B7 | 400 | 8000 | 0 | 44.6 | 44.59 | 0.01 | 0
2025 | PJM_E_2_PJM_ROM | PJM_E | PJM_ROM | Internal | Summer | B8 | 500 | 8000 | 0 | 39.56 | 39.55 | 0.01 | 0
2025 | PJM_E_2_PJM_ROM | PJM_E | PJM_ROM | Internal | Summer | B9 | 800 | 8000 | 0 | 39.08 | 39.07 | 0.01 | 0
2025 | PJM_E_2_PJM_ROM | PJM_E | PJM_ROM | Internal | Summer | B10 | 1262 | 8000 | 0 | 36.66 | 36.65 | 0.01 | 0
2025 | PJM_E_2_PJM_ROM | PJM_E | PJM_ROM | Internal | Winter | B16 | 25 | 8000 | 0.01 | 59.77 | 59.76 | 0.01 | 0
2025 | PJM_E_2_PJM_ROM | PJM_E | PJM_ROM | Internal | Winter | B17 | 100 | 8000 | 0 | 51.18 | 51.17 | 0.01 | 0
2025 | PJM_E_2_PJM_ROM | PJM_E | PJM_ROM | Internal | Winter | B18 | 400 | 8000 | 0 | 49 | 48.99 | 0.01 | 0
2025 | PJM_E_2_PJM_ROM | PJM_E | PJM_ROM | Internal | Winter | B19 | 700 | 8000 | 0 | 47.95 | 47.93 | 0.01 | 0
2025 | PJM_E_2_PJM_ROM | PJM_E | PJM_ROM | Internal | Winter | B20 | 935 | 8000 | 0 | 43.05 | 43.04 | 0.01 | 0
2025 | PJM_ROR_2_MISO_IN | PJM_ROR | MISO_IN | Internal | Shoulder | B11 | 25 | 909 | 908.99 | 58.31 | 60.33 | 2 | 0.02
2025 | PJM_ROR_2_MISO_IN | PJM_ROR | MISO_IN | Internal | Shoulder | B12 | 200 | 909 | 0 | 48.1 | 46.95 | 2 | 0
2025 | PJM_ROR_2_MISO_IN | PJM_ROR | MISO_IN | Internal | Shoulder | B13 | 600 | 909 | 0 | 44.85 | 43.64 | 2 | 0
2025 | PJM_ROR_2_MISO_IN | PJM_ROR | MISO_IN | Internal | Shoulder | B14 | 900 | 909 | 0 | 42.08 | 42.02 | 2 | 0
2025 | PJM_ROR_2_MISO_IN | PJM_ROR | MISO_IN | Internal | Shoulder | B15 | 1203 | 909 | 0 | 38.72 | 37.21 | 2 | 0
2025 | PJM_ROR_2_MISO_IN | PJM_ROR | MISO_IN | Internal | Summer | B1 | 10 | 909 | 0.06 | 72.01 | 74 | 2 | 0
2025 | PJM_ROR_2_MISO_IN | PJM_ROR | MISO_IN | Internal | Summer | B2 | 25 | 909 | 0 | 69.37 | 68.33 | 2 | 0
2025 | PJM_ROR_2_MISO_IN | PJM_ROR | MISO_IN | Internal | Summer | B3 | 75 | 909 | 909 | 65.45 | 67.48 | 2 | 0.02
2025 | PJM_ROR_2_MISO_IN | PJM_ROR | MISO_IN | Internal | Summer | B4 | 100 | 909 | 321.78 | 65.07 | 67.07 | 2 | 0
2025 | PJM_ROR_2_MISO_IN | PJM_ROR | MISO_IN | Internal | Summer | B5 | 200 | 909 | 495.45 | 61.86 | 63.86 | 2 | 0
2025 | PJM_ROR_2_MISO_IN | PJM_ROR | MISO_IN | Internal | Summer | B6 | 300 | 909 | 587.35 | 53.46 | 55.46 | 2 | 0
2025 | PJM_ROR_2_MISO_IN | PJM_ROR | MISO_IN | Internal | Summer | B7 | 400 | 909 | 366.54 | 44.58 | 46.58 | 2 | 0
2025 | PJM_ROR_2_MISO_IN | PJM_ROR | MISO_IN | Internal | Summer | B8 | 500 | 909 | 0 | 39.54 | 40.93 | 2 | 0
2025 | PJM_ROR_2_MISO_IN | PJM_ROR | MISO_IN | Internal | Summer | B9 | 800 | 909 | 0 | 37.47 | 39.46 | 2 | 0
2025 | PJM_ROR_2_MISO_IN | PJM_ROR | MISO_IN | Internal | Summer | B10 | 1262 | 909 | 0 | 35.68 | 35.9 | 2 | 0
2025 | PJM_ROR_2_MISO_IN | PJM_ROR | MISO_IN | Internal | Winter | B16 | 25 | 909 | 0 | 52.98 | 53.08 | 2 | 0
2025 | PJM_ROR_2_MISO_IN | PJM_ROR | MISO_IN | Internal | Winter | B17 | 100 | 909 | 0 | 47.87 | 48.8 | 2 | 0
2025 | PJM_ROR_2_MISO_IN | PJM_ROR | MISO_IN | Internal | Winter | B18 | 400 | 909 | 0 | 44.76 | 44.1 | 2 | 0
2025 | PJM_ROR_2_MISO_IN | PJM_ROR | MISO_IN | Internal | Winter | B19 | 700 | 909 | 0 | 43.33 | 42.32 | 2 | 0
2025 | PJM_ROR_2_MISO_IN | PJM_ROR | MISO_IN | Internal | Winter | B20 | 935 | 909 | 0 | 39.33 | 37.36 | 2 | 0
2025 | PJM_ROR_2_MISO_MI | PJM_ROR | MISO_MI | Internal | Shoulder | B11 | 25 | 1305 | 1304.97 | 58.31 | 60.32 | 2 | 0.01
2025 | PJM_ROR_2_MISO_MI | PJM_ROR | MISO_MI | Internal | Shoulder | B12 | 200 | 1305 | 0 | 48.1 | 46.96 | 2 | 0
2025 | PJM_ROR_2_MISO_MI | PJM_ROR | MISO_MI | Internal | Shoulder | B13 | 600 | 1305 | 0 | 44.85 | 43.65 | 2 | 0
2025 | PJM_ROR_2_MISO_MI | PJM_ROR | MISO_MI | Internal | Shoulder | B14 | 900 | 1305 | 0 | 42.08 | 42.03 | 2 | 0
2025 | PJM_ROR_2_MISO_MI | PJM_ROR | MISO_MI | Internal | Shoulder | B15 | 1203 | 1305 | 0 | 38.72 | 37.22 | 2 | 0
2025 | PJM_ROR_2_MISO_MI | PJM_ROR | MISO_MI | Internal | Summer | B1 | 10 | 1305 | 496.31 | 72.01 | 74.01 | 2 | 0
2025 | PJM_ROR_2_MISO_MI | PJM_ROR | MISO_MI | Internal | Summer | B2 | 25 | 1305 | 0 | 69.37 | 68.32 | 2 | 0
2025 | PJM_ROR_2_MISO_MI | PJM_ROR | MISO_MI | Internal | Summer | B3 | 75 | 1305 | 1304.99 | 65.45 | 67.47 | 2 | 0.01
2025 | PJM_ROR_2_MISO_MI | PJM_ROR | MISO_MI | Internal | Summer | B4 | 100 | 1305 | 0 | 65.07 | 67.06 | 2 | 0
2025 | PJM_ROR_2_MISO_MI | PJM_ROR | MISO_MI | Internal | Summer | B5 | 200 | 1305 | 0 | 61.86 | 63.84 | 2 | 0
2025 | PJM_ROR_2_MISO_MI | PJM_ROR | MISO_MI | Internal | Summer | B6 | 300 | 1305 | 0 | 53.46 | 55.45 | 2 | 0
2025 | PJM_ROR_2_MISO_MI | PJM_ROR | MISO_MI | Internal | Summer | B7 | 400 | 1305 | 1305 | 44.58 | 46.59 | 2 | 0.01
2025 | PJM_ROR_2_MISO_MI | PJM_ROR | MISO_MI | Internal | Summer | B8 | 500 | 1305 | 0 | 39.54 | 40.94 | 2 | 0
2025 | PJM_ROR_2_MISO_MI | PJM_ROR | MISO_MI | Internal | Summer | B9 | 800 | 1305 | 440.76 | 37.47 | 39.47 | 2 | 0
2025 | PJM_ROR_2_MISO_MI | PJM_ROR | MISO_MI | Internal | Summer | B10 | 1262 | 1305 | 0 | 35.68 | 37.51 | 2 | 0
2025 | PJM_ROR_2_MISO_MI | PJM_ROR | MISO_MI | Internal | Winter | B16 | 25 | 1305 | 0 | 52.98 | 53.09 | 2 | 0
2025 | PJM_ROR_2_MISO_MI | PJM_ROR | MISO_MI | Internal | Winter | B17 | 100 | 1305 | 0 | 47.87 | 48.81 | 2 | 0
2025 | PJM_ROR_2_MISO_MI | PJM_ROR | MISO_MI | Internal | Winter | B18 | 400 | 1305 | 0 | 44.76 | 44.11 | 2 | 0
2025 | PJM_ROR_2_MISO_MI | PJM_ROR | MISO_MI | Internal | Winter | B19 | 700 | 1305 | 0 | 43.33 | 42.33 | 2 | 0
2025 | PJM_ROR_2_MISO_MI | PJM_ROR | MISO_MI | Internal | Winter | B20 | 935 | 1305 | 0 | 39.33 | 37.37 | 2 | 0
2025 | PJM_ROR_2_MISO_MO-IL | PJM_ROR | MISO_MO-IL | Internal | Shoulder | B11 | 25 | 1111 | 1110.97 | 58.31 | 60.32 | 2 | 0.01
2025 | PJM_ROR_2_MISO_MO-IL | PJM_ROR | MISO_MO-IL | Internal | Shoulder | B12 | 200 | 1111 | 0 | 48.1 | 46.12 | 2 | 0
2025 | PJM_ROR_2_MISO_MO-IL | PJM_ROR | MISO_MO-IL | Internal | Shoulder | B13 | 600 | 1111 | 0 | 44.85 | 43.63 | 2 | 0
2025 | PJM_ROR_2_MISO_MO-IL | PJM_ROR | MISO_MO-IL | Internal | Shoulder | B14 | 900 | 1111 | 0 | 42.08 | 42.01 | 2 | 0
2025 | PJM_ROR_2_MISO_MO-IL | PJM_ROR | MISO_MO-IL | Internal | Shoulder | B15 | 1203 | 1111 | 0 | 38.72 | 36.95 | 2 | 0
2025 | PJM_ROR_2_MISO_MO-IL | PJM_ROR | MISO_MO-IL | Internal | Summer | B1 | 10 | 1111 | 0.03 | 72.01 | 73.99 | 2 | 0
2025 | PJM_ROR_2_MISO_MO-IL | PJM_ROR | MISO_MO-IL | Internal | Summer | B2 | 25 | 1111 | 0 | 69.37 | 68.32 | 2 | 0
2025 | PJM_ROR_2_MISO_MO-IL | PJM_ROR | MISO_MO-IL | Internal | Summer | B3 | 75 | 1111 | 1110.99 | 65.45 | 67.47 | 2 | 0.01
2025 | PJM_ROR_2_MISO_MO-IL | PJM_ROR | MISO_MO-IL | Internal | Summer | B4 | 100 | 1111 | 0 | 65.07 | 67.06 | 2 | 0
2025 | PJM_ROR_2_MISO_MO-IL | PJM_ROR | MISO_MO-IL | Internal | Summer | B5 | 200 | 1111 | 1111 | 61.86 | 63.87 | 2 | 0.01
2025 | PJM_ROR_2_MISO_MO-IL | PJM_ROR | MISO_MO-IL | Internal | Summer | B6 | 300 | 1111 | 1111 | 53.46 | 55.48 | 2 | 0.01
2025 | PJM_ROR_2_MISO_MO-IL | PJM_ROR | MISO_MO-IL | Internal | Summer | B7 | 400 | 1111 | 1111 | 44.58 | 46.59 | 2 | 0.01
2025 | PJM_ROR_2_MISO_MO-IL | PJM_ROR | MISO_MO-IL | Internal | Summer | B8 | 500 | 1111 | 0 | 39.54 | 40.92 | 2 | 0
2025 | PJM_ROR_2_MISO_MO-IL | PJM_ROR | MISO_MO-IL | Internal | Summer | B9 | 800 | 1111 | 0 | 37.47 | 39.45 | 2 | 0
2025 | PJM_ROR_2_MISO_MO-IL | PJM_ROR | MISO_MO-IL | Internal | Summer | B10 | 1262 | 1111 | 0 | 35.68 | 35.88 | 2 | 0
2025 | PJM_ROR_2_MISO_MO-IL | PJM_ROR | MISO_MO-IL | Internal | Winter | B16 | 25 | 1111 | 0 | 52.98 | 52.53 | 2 | 0
2025 | PJM_ROR_2_MISO_MO-IL | PJM_ROR | MISO_MO-IL | Internal | Winter | B17 | 100 | 1111 | 0 | 47.87 | 45.88 | 2 | 0
2025 | PJM_ROR_2_MISO_MO-IL | PJM_ROR | MISO_MO-IL | Internal | Winter | B18 | 400 | 1111 | 0 | 44.76 | 44.08 | 2 | 0
2025 | PJM_ROR_2_MISO_MO-IL | PJM_ROR | MISO_MO-IL | Internal | Winter | B19 | 700 | 1111 | 0 | 43.33 | 42.31 | 2 | 0
2025 | PJM_ROR_2_MISO_MO-IL | PJM_ROR | MISO_MO-IL | Internal | Winter | B20 | 935 | 1111 | 0 | 39.33 | 37.34 | 2 | 0
2025 | PJM_ROR_2_MISO_W | PJM_ROR | MISO_W | Internal | Shoulder | B11 | 25 | 10071 | 2399.2 | 58.31 | 60.31 | 2 | 0
2025 | PJM_ROR_2_MISO_W | PJM_ROR | MISO_W | Internal | Shoulder | B12 | 200 | 10071 | 0 | 48.1 | 46.1 | 2 | 0
2025 | PJM_ROR_2_MISO_W | PJM_ROR | MISO_W | Internal | Shoulder | B13 | 600 | 10071 | 0 | 44.85 | 43.62 | 2 | 0
2025 | PJM_ROR_2_MISO_W | PJM_ROR | MISO_W | Internal | Shoulder | B14 | 900 | 10071 | 0 | 42.08 | 41.99 | 2 | 0
2025 | PJM_ROR_2_MISO_W | PJM_ROR | MISO_W | Internal | Shoulder | B15 | 1203 | 10071 | 0 | 38.72 | 36.93 | 2 | 0
2025 | PJM_ROR_2_MISO_W | PJM_ROR | MISO_W | Internal | Summer | B1 | 10 | 10071 | 0.02 | 72.01 | 73.98 | 2 | 0
2025 | PJM_ROR_2_MISO_W | PJM_ROR | MISO_W | Internal | Summer | B2 | 25 | 10071 | 0 | 69.37 | 68.31 | 2 | 0
2025 | PJM_ROR_2_MISO_W | PJM_ROR | MISO_W | Internal | Summer | B3 | 75 | 10071 | 884.54 | 65.45 | 67.45 | 2 | 0
2025 | PJM_ROR_2_MISO_W | PJM_ROR | MISO_W | Internal | Summer | B4 | 100 | 10071 | 17.16 | 65.07 | 67.07 | 2 | 0
2025 | PJM_ROR_2_MISO_W | PJM_ROR | MISO_W | Internal | Summer | B5 | 200 | 10071 | 2630.35 | 61.86 | 63.86 | 2 | 0
2025 | PJM_ROR_2_MISO_W | PJM_ROR | MISO_W | Internal | Summer | B6 | 300 | 10071 | 2467.64 | 53.46 | 55.46 | 2 | 0
2025 | PJM_ROR_2_MISO_W | PJM_ROR | MISO_W | Internal | Summer | B7 | 400 | 10071 | 50.45 | 44.58 | 46.58 | 2 | 0
2025 | PJM_ROR_2_MISO_W | PJM_ROR | MISO_W | Internal | Summer | B8 | 500 | 10071 | 0 | 39.54 | 40.91 | 2 | 0
2025 | PJM_ROR_2_MISO_W | PJM_ROR | MISO_W | Internal | Summer | B9 | 800 | 10071 | 0 | 37.47 | 39.43 | 2 | 0
2025 | PJM_ROR_2_MISO_W | PJM_ROR | MISO_W | Internal | Summer | B10 | 1262 | 10071 | 0 | 35.68 | 35.87 | 2 | 0
2025 | PJM_ROR_2_MISO_W | PJM_ROR | MISO_W | Internal | Winter | B16 | 25 | 10071 | 0 | 52.98 | 50.98 | 2 | 0
2025 | PJM_ROR_2_MISO_W | PJM_ROR | MISO_W | Internal | Winter | B17 | 100 | 10071 | 0 | 47.87 | 45.87 | 2 | 0
2025 | PJM_ROR_2_MISO_W | PJM_ROR | MISO_W | Internal | Winter | B18 | 400 | 10071 | 0 | 44.76 | 44.07 | 2 | 0
2025 | PJM_ROR_2_MISO_W | PJM_ROR | MISO_W | Internal | Winter | B19 | 700 | 10071 | 0 | 43.33 | 42.3 | 2 | 0
2025 | PJM_ROR_2_MISO_W | PJM_ROR | MISO_W | Internal | Winter | B20 | 935 | 10071 | 0 | 39.33 | 37.33 | 2 | 0
2025 | PJM_ROR_2_MISO_WUMS | PJM_ROR | MISO_WUMS | Internal | Shoulder | B11 | 25 | 1467 | 0.03 | 58.31 | 60.3 | 2 | 0
2025 | PJM_ROR_2_MISO_WUMS | PJM_ROR | MISO_WUMS | Internal | Shoulder | B12 | 200 | 1467 | 0 | 48.1 | 46.1 | 2 | 0
2025 | PJM_ROR_2_MISO_WUMS | PJM_ROR | MISO_WUMS | Internal | Shoulder | B13 | 600 | 1467 | 0 | 44.85 | 43.61 | 2 | 0
2025 | PJM_ROR_2_MISO_WUMS | PJM_ROR | MISO_WUMS | Internal | Shoulder | B14 | 900 | 1467 | 0 | 42.08 | 41.98 | 2 | 0
2025 | PJM_ROR_2_MISO_WUMS | PJM_ROR | MISO_WUMS | Internal | Shoulder | B15 | 1203 | 1467 | 0 | 38.72 | 36.95 | 2 | 0
2025 | PJM_ROR_2_MISO_WUMS | PJM_ROR | MISO_WUMS | Internal | Summer | B1 | 10 | 1467 | 0 | 72.01 | 63.83 | 2 | 0
2025 | PJM_ROR_2_MISO_WUMS | PJM_ROR | MISO_WUMS | Internal | Summer | B2 | 25 | 1467 | 0 | 69.37 | 63.83 | 2 | 0
2025 | PJM_ROR_2_MISO_WUMS | PJM_ROR | MISO_WUMS | Internal | Summer | B3 | 75 | 1467 | 0 | 65.45 | 63.83 | 2 | 0
2025 | PJM_ROR_2_MISO_WUMS | PJM_ROR | MISO_WUMS | Internal | Summer | B4 | 100 | 1467 | 0 | 65.07 | 63.83 | 2 | 0
2025 | PJM_ROR_2_MISO_WUMS | PJM_ROR | MISO_WUMS | Internal | Summer | B5 | 200 | 1467 | 0 | 61.86 | 63.83 | 2 | 0
2025 | PJM_ROR_2_MISO_WUMS | PJM_ROR | MISO_WUMS | Internal | Summer | B6 | 300 | 1467 | 0 | 53.46 | 55.45 | 2 | 0
2025 | PJM_ROR_2_MISO_WUMS | PJM_ROR | MISO_WUMS | Internal | Summer | B7 | 400 | 1467 | 0 | 44.58 | 46.57 | 2 | 0
2025 | PJM_ROR_2_MISO_WUMS | PJM_ROR | MISO_WUMS | Internal | Summer | B8 | 500 | 1467 | 0 | 39.54 | 40.89 | 2 | 0
2025 | PJM_ROR_2_MISO_WUMS | PJM_ROR | MISO_WUMS | Internal | Summer | B9 | 800 | 1467 | 0 | 37.47 | 39.42 | 2 | 0
2025 | PJM_ROR_2_MISO_WUMS | PJM_ROR | MISO_WUMS | Internal | Summer | B10 | 1262 | 1467 | 0 | 35.68 | 35.88 | 2 | 0
2025 | PJM_ROR_2_MISO_WUMS | PJM_ROR | MISO_WUMS | Internal | Winter | B16 | 25 | 1467 | 0 | 52.98 | 50.99 | 2 | 0
2025 | PJM_ROR_2_MISO_WUMS | PJM_ROR | MISO_WUMS | Internal | Winter | B17 | 100 | 1467 | 0 | 47.87 | 45.88 | 2 | 0
2025 | PJM_ROR_2_MISO_WUMS | PJM_ROR | MISO_WUMS | Internal | Winter | B18 | 400 | 1467 | 0 | 44.76 | 44.08 | 2 | 0
2025 | PJM_ROR_2_MISO_WUMS | PJM_ROR | MISO_WUMS | Internal | Winter | B19 | 700 | 1467 | 0 | 43.33 | 42.31 | 2 | 0
2025 | PJM_ROR_2_MISO_WUMS | PJM_ROR | MISO_WUMS | Internal | Winter | B20 | 935 | 1467 | 0 | 39.33 | 37.34 | 2 | 0
2025 | PJM_ROR_2_PJM_ROM | PJM_ROR | PJM_ROM | Internal | Shoulder | B11 | 25 | 8000 | 1841.09 | 58.31 | 58.32 | 0.01 | 0
2025 | PJM_ROR_2_PJM_ROM | PJM_ROR | PJM_ROM | Internal | Shoulder | B12 | 200 | 8000 | 4795.3 | 48.1 | 48.12 | 0.01 | 0
2025 | PJM_ROR_2_PJM_ROM | PJM_ROR | PJM_ROM | Internal | Shoulder | B13 | 600 | 8000 | 5430.47 | 44.85 | 44.87 | 0.01 | 0
2025 | PJM_ROR_2_PJM_ROM | PJM_ROR | PJM_ROM | Internal | Shoulder | B14 | 900 | 8000 | 5948.81 | 42.08 | 42.09 | 0.01 | 0
2025 | PJM_ROR_2_PJM_ROM | PJM_ROR | PJM_ROM | Internal | Shoulder | B15 | 1203 | 8000 | 8000 | 38.72 | 38.88 | 0.01 | 0.15
2025 | PJM_ROR_2_PJM_ROM | PJM_ROR | PJM_ROM | Internal | Summer | B1 | 10 | 8000 | 8000 | 72.01 | 265.15 | 0.01 | 193.12
2025 | PJM_ROR_2_PJM_ROM | PJM_ROR | PJM_ROM | Internal | Summer | B2 | 25 | 8000 | 8000 | 69.37 | 86.11 | 0.01 | 16.72
2025 | PJM_ROR_2_PJM_ROM | PJM_ROR | PJM_ROM | Internal | Summer | B3 | 75 | 8000 | 2749.2 | 65.45 | 65.47 | 0.01 | 0
2025 | PJM_ROR_2_PJM_ROM | PJM_ROR | PJM_ROM | Internal | Summer | B4 | 100 | 8000 | 0 | 65.07 | 65.06 | 0.01 | 0
2025 | PJM_ROR_2_PJM_ROM | PJM_ROR | PJM_ROM | Internal | Summer | B5 | 200 | 8000 | 0 | 61.86 | 61.84 | 0.01 | 0
2025 | PJM_ROR_2_PJM_ROM | PJM_ROR | PJM_ROM | Internal | Summer | B6 | 300 | 8000 | 4190.7 | 53.46 | 53.48 | 0.01 | 0
2025 | PJM_ROR_2_PJM_ROM | PJM_ROR | PJM_ROM | Internal | Summer | B7 | 400 | 8000 | 4737.77 | 44.58 | 44.59 | 0.01 | 0
2025 | PJM_ROR_2_PJM_ROM | PJM_ROR | PJM_ROM | Internal | Summer | B8 | 500 | 8000 | 6847.11 | 39.54 | 39.55 | 0.01 | 0
2025 | PJM_ROR_2_PJM_ROM | PJM_ROR | PJM_ROM | Internal | Summer | B9 | 800 | 8000 | 8000 | 37.47 | 39.07 | 0.01 | 1.59
2025 | PJM_ROR_2_PJM_ROM | PJM_ROR | PJM_ROM | Internal | Summer | B10 | 1262 | 8000 | 8000 | 35.68 | 36.65 | 0.01 | 0.95
2025 | PJM_ROR_2_PJM_ROM | PJM_ROR | PJM_ROM | Internal | Winter | B16 | 25 | 8000 | 8000 | 52.98 | 59.76 | 0.01 | 6.77
2025 | PJM_ROR_2_PJM_ROM | PJM_ROR | PJM_ROM | Internal | Winter | B17 | 100 | 8000 | 8000 | 47.87 | 51.17 | 0.01 | 3.28
2025 | PJM_ROR_2_PJM_ROM | PJM_ROR | PJM_ROM | Internal | Winter | B18 | 400 | 8000 | 8000 | 44.76 | 48.99 | 0.01 | 4.22
2025 | PJM_ROR_2_PJM_ROM | PJM_ROR | PJM_ROM | Internal | Winter | B19 | 700 | 8000 | 8000 | 43.33 | 47.93 | 0.01 | 4.59
2025 | PJM_ROR_2_PJM_ROM | PJM_ROR | PJM_ROM | Internal | Winter | B20 | 935 | 8000 | 8000 | 39.33 | 43.04 | 0.01 | 3.69
2025 | PJM_ROR_2_TVA_Transmission | PJM_ROR | TVA_Transmission | Internal | Shoulder | B11 | 25 | 2500 | 0 | 58.31 | 63.53 | 6 | 0
2025 | PJM_ROR_2_TVA_Transmission | PJM_ROR | TVA_Transmission | Internal | Shoulder | B12 | 200 | 2500 | 0 | 48.1 | 49.58 | 6 | 0
2025 | PJM_ROR_2_TVA_Transmission | PJM_ROR | TVA_Transmission | Internal | Shoulder | B13 | 600 | 2500 | 0 | 44.85 | 47.19 | 6 | 0
2025 | PJM_ROR_2_TVA_Transmission | PJM_ROR | TVA_Transmission | Internal | Shoulder | B14 | 900 | 2500 | 0 | 42.08 | 45.69 | 6 | 0
2025 | PJM_ROR_2_TVA_Transmission | PJM_ROR | TVA_Transmission | Internal | Shoulder | B15 | 1203 | 2500 | 0 | 38.72 | 44.57 | 6 | 0
2025 | PJM_ROR_2_TVA_Transmission | PJM_ROR | TVA_Transmission | Internal | Summer | B1 | 10 | 2500 | 0 | 72.01 | 77.95 | 6 | 0
2025 | PJM_ROR_2_TVA_Transmission | PJM_ROR | TVA_Transmission | Internal | Summer | B2 | 25 | 2500 | 1309.28 | 69.37 | 75.37 | 6 | 0
2025 | PJM_ROR_2_TVA_Transmission | PJM_ROR | TVA_Transmission | Internal | Summer | B3 | 75 | 2500 | 593.99 | 65.45 | 71.45 | 6 | 0
2025 | PJM_ROR_2_TVA_Transmission | PJM_ROR | TVA_Transmission | Internal | Summer | B4 | 100 | 2500 | 1222.33 | 65.07 | 71.07 | 6 | 0
2025 | PJM_ROR_2_TVA_Transmission | PJM_ROR | TVA_Transmission | Internal | Summer | B5 | 200 | 2500 | 354.45 | 61.86 | 67.86 | 6 | 0
2025 | PJM_ROR_2_TVA_Transmission | PJM_ROR | TVA_Transmission | Internal | Summer | B6 | 300 | 2500 | 0 | 53.46 | 58.55 | 6 | 0
2025 | PJM_ROR_2_TVA_Transmission | PJM_ROR | TVA_Transmission | Internal | Summer | B7 | 400 | 2500 | 0 | 44.58 | 50.03 | 6 | 0
2025 | PJM_ROR_2_TVA_Transmission | PJM_ROR | TVA_Transmission | Internal | Summer | B8 | 500 | 2500 | 0 | 39.54 | 44.23 | 6 | 0
2025 | PJM_ROR_2_TVA_Transmission | PJM_ROR | TVA_Transmission | Internal | Summer | B9 | 800 | 2500 | 0 | 37.47 | 42.96 | 6 | 0
2025 | PJM_ROR_2_TVA_Transmission | PJM_ROR | TVA_Transmission | Internal | Summer | B10 | 1262 | 2500 | 0 | 35.68 | 40.63 | 6 | 0
2025 | PJM_ROR_2_TVA_Transmission | PJM_ROR | TVA_Transmission | Internal | Winter | B16 | 25 | 2500 | 2500 | 52.98 | 60.53 | 6 | 1.55
2025 | PJM_ROR_2_TVA_Transmission | PJM_ROR | TVA_Transmission | Internal | Winter | B17 | 100 | 2500 | 0 | 47.87 | 51.21 | 6 | 0
2025 | PJM_ROR_2_TVA_Transmission | PJM_ROR | TVA_Transmission | Internal | Winter | B18 | 400 | 2500 | 0 | 44.76 | 47.74 | 6 | 0
2025 | PJM_ROR_2_TVA_Transmission | PJM_ROR | TVA_Transmission | Internal | Winter | B19 | 700 | 2500 | 0 | 43.33 | 46.5 | 6 | 0
2025 | PJM_ROR_2_TVA_Transmission | PJM_ROR | TVA_Transmission | Internal | Winter | B20 | 935 | 2500 | 0 | 39.33 | 44.07 | 6 | 0
2025 | PJM_ROR_2_VACAR | PJM_ROR | VACAR | Internal | Shoulder | B11 | 25 | 3865 | 839.03 | 58.31 | 64.31 | 6 | 0
2025 | PJM_ROR_2_VACAR | PJM_ROR | VACAR | Internal | Shoulder | B12 | 200 | 3865 | 0 | 48.1 | 51.36 | 6 | 0
2025 | PJM_ROR_2_VACAR | PJM_ROR | VACAR | Internal | Shoulder | B13 | 600 | 3865 | 0 | 44.85 | 48.58 | 6 | 0
2025 | PJM_ROR_2_VACAR | PJM_ROR | VACAR | Internal | Shoulder | B14 | 900 | 3865 | 0 | 42.08 | 47.12 | 6 | 0
2025 | PJM_ROR_2_VACAR | PJM_ROR | VACAR | Internal | Shoulder | B15 | 1203 | 3865 | 1182.25 | 38.72 | 44.72 | 6 | 0
2025 | PJM_ROR_2_VACAR | PJM_ROR | VACAR | Internal | Summer | B1 | 10 | 3865 | 2163.21 | 72.01 | 78.01 | 6 | 0
2025 | PJM_ROR_2_VACAR | PJM_ROR | VACAR | Internal | Summer | B2 | 25 | 3865 | 3865 | 69.37 | 77.58 | 6 | 2.21
2025 | PJM_ROR_2_VACAR | PJM_ROR | VACAR | Internal | Summer | B3 | 75 | 3865 | 3865 | 65.45 | 77.58 | 6 | 6.12
2025 | PJM_ROR_2_VACAR | PJM_ROR | VACAR | Internal | Summer | B4 | 100 | 3865 | 3865 | 65.07 | 76.09 | 6 | 5.03
2025 | PJM_ROR_2_VACAR | PJM_ROR | VACAR | Internal | Summer | B5 | 200 | 3865 | 2674.44 | 61.86 | 67.86 | 6 | 0
2025 | PJM_ROR_2_VACAR | PJM_ROR | VACAR | Internal | Summer | B6 | 300 | 3865 | 1093.21 | 53.46 | 59.46 | 6 | 0
2025 | PJM_ROR_2_VACAR | PJM_ROR | VACAR | Internal | Summer | B7 | 400 | 3865 | 2608.59 | 44.58 | 50.58 | 6 | 0
2025 | PJM_ROR_2_VACAR | PJM_ROR | VACAR | Internal | Summer | B8 | 500 | 3865 | 2162.89 | 39.54 | 45.54 | 6 | 0
2025 | PJM_ROR_2_VACAR | PJM_ROR | VACAR | Internal | Summer | B9 | 800 | 3865 | 811.21 | 37.47 | 43.47 | 6 | 0
2025 | PJM_ROR_2_VACAR | PJM_ROR | VACAR | Internal | Summer | B10 | 1262 | 3865 | 3865 | 35.68 | 42.82 | 6 | 1.14
2025 | PJM_ROR_2_VACAR | PJM_ROR | VACAR | Internal | Winter | B16 | 25 | 3865 | 3865 | 52.98 | 79.53 | 6 | 20.55
2025 | PJM_ROR_2_VACAR | PJM_ROR | VACAR | Internal | Winter | B17 | 100 | 3865 | 3277.29 | 47.87 | 53.87 | 6 | 0
2025 | PJM_ROR_2_VACAR | PJM_ROR | VACAR | Internal | Winter | B18 | 400 | 3865 | 0 | 44.76 | 50.25 | 6 | 0
2025 | PJM_ROR_2_VACAR | PJM_ROR | VACAR | Internal | Winter | B19 | 700 | 3865 | 0 | 43.33 | 48.99 | 6 | 0
2025 | PJM_ROR_2_VACAR | PJM_ROR | VACAR | Internal | Winter | B20 | 935 | 3865 | 3865 | 39.33 | 48.99 | 6 | 3.66
2025 | PJM_ROM_2_NYISO_A-F | PJM_ROM | NYISO_A-F | Internal | Shoulder | B11 | 25 | 2000 | 0 | 58.32 | 49.53 | 6 | 0
2025 | PJM_ROM_2_NYISO_A-F | PJM_ROM | NYISO_A-F | Internal | Shoulder | B12 | 200 | 2000 | 0 | 48.12 | 45.73 | 6 | 0
2025 | PJM_ROM_2_NYISO_A-F | PJM_ROM | NYISO_A-F | Internal | Shoulder | B13 | 600 | 2000 | 0 | 44.87 | 41.89 | 6 | 0
2025 | PJM_ROM_2_NYISO_A-F | PJM_ROM | NYISO_A-F | Internal | Shoulder | B14 | 900 | 2000 | 0 | 42.09 | 41.86 | 6 | 0
2025 | PJM_ROM_2_NYISO_A-F | PJM_ROM | NYISO_A-F | Internal | Shoulder | B15 | 1203 | 2000 | 0 | 38.88 | 41.76 | 6 | 0
2025 | PJM_ROM_2_NYISO_A-F | PJM_ROM | NYISO_A-F | Internal | Summer | B1 | 10 | 2000 | 0 | 265.15 | 59.98 | 6 | 0
2025 | PJM_ROM_2_NYISO_A-F | PJM_ROM | NYISO_A-F | Internal | Summer | B2 | 25 | 2000 | 0 | 86.11 | 62.09 | 6 | 0
2025 | PJM_ROM_2_NYISO_A-F | PJM_ROM | NYISO_A-F | Internal | Summer | B3 | 75 | 2000 | 0 | 65.47 | 55.61 | 6 | 0
2025 | PJM_ROM_2_NYISO_A-F | PJM_ROM | NYISO_A-F | Internal | Summer | B4 | 100 | 2000 | 0 | 65.06 | 49.84 | 6 | 0
2025 | PJM_ROM_2_NYISO_A-F | PJM_ROM | NYISO_A-F | Internal | Summer | B5 | 200 | 2000 | 0 | 61.84 | 47.98 | 6 | 0
2025 | PJM_ROM_2_NYISO_A-F | PJM_ROM | NYISO_A-F | Internal | Summer | B6 | 300 | 2000 | 0 | 53.48 | 45.48 | 6 | 0
2025 | PJM_ROM_2_NYISO_A-F | PJM_ROM | NYISO_A-F | Internal | Summer | B7 | 400 | 2000 | 0 | 44.59 | 44.3 | 6 | 0
2025 | PJM_ROM_2_NYISO_A-F | PJM_ROM | NYISO_A-F | Internal | Summer | B8 | 500 | 2000 | 0 | 39.55 | 40.41 | 6 | 0
2025 | PJM_ROM_2_NYISO_A-F | PJM_ROM | NYISO_A-F | Internal | Summer | B9 | 800 | 2000 | 0 | 39.07 | 39.93 | 6 | 0
2025 | PJM_ROM_2_NYISO_A-F | PJM_ROM | NYISO_A-F | Internal | Summer | B10 | 1262 | 2000 | 0 | 36.65 | 39.93 | 6 | 0
2025 | PJM_ROM_2_NYISO_A-F | PJM_ROM | NYISO_A-F | Internal | Winter | B16 | 25 | 2000 | 0 | 59.76 | 51.68 | 6 | 0
2025 | PJM_ROM_2_NYISO_A-F | PJM_ROM | NYISO_A-F | Internal | Winter | B17 | 100 | 2000 | 0 | 51.17 | 48.54 | 6 | 0
2025 | PJM_ROM_2_NYISO_A-F | PJM_ROM | NYISO_A-F | Internal | Winter | B18 | 400 | 2000 | 0 | 48.99 | 48.54 | 6 | 0
2025 | PJM_ROM_2_NYISO_A-F | PJM_ROM | NYISO_A-F | Internal | Winter | B19 | 700 | 2000 | 0 | 47.93 | 48.54 | 6 | 0
2025 | PJM_ROM_2_NYISO_A-F | PJM_ROM | NYISO_A-F | Internal | Winter | B20 | 935 | 2000 | 0 | 43.04 | 48.54 | 6 | 0
2025 | PJM_ROM_2_PJM_E | PJM_ROM | PJM_E | Internal | Shoulder | B11 | 25 | 8000 | 0.01 | 58.32 | 58.31 | 0.01 | 0
2025 | PJM_ROM_2_PJM_E | PJM_ROM | PJM_E | Internal | Shoulder | B12 | 200 | 8000 | 0 | 48.12 | 48.1 | 0.01 | 0
2025 | PJM_ROM_2_PJM_E | PJM_ROM | PJM_E | Internal | Shoulder | B13 | 600 | 8000 | 62.5 | 44.87 | 44.88 | 0.01 | 0
2025 | PJM_ROM_2_PJM_E | PJM_ROM | PJM_E | Internal | Shoulder | B14 | 900 | 8000 | 1098.66 | 42.09 | 42.1 | 0.01 | 0
2025 | PJM_ROM_2_PJM_E | PJM_ROM | PJM_E | Internal | Shoulder | B15 | 1203 | 8000 | 3748.91 | 38.88 | 38.89 | 0.01 | 0
2025 | PJM_ROM_2_PJM_E | PJM_ROM | PJM_E | Internal | Summer | B1 | 10 | 8000 | 4991.63 | 265.15 | 265.16 | 0.01 | 0
2025 | PJM_ROM_2_PJM_E | PJM_ROM | PJM_E | Internal | Summer | B2 | 25 | 8000 | 5412.24 | 86.11 | 86.12 | 0.01 | 0
2025 | PJM_ROM_2_PJM_E | PJM_ROM | PJM_E | Internal | Summer | B3 | 75 | 8000 | 582.11 | 65.47 | 65.48 | 0.01 | 0
2025 | PJM_ROM_2_PJM_E | PJM_ROM | PJM_E | Internal | Summer | B4 | 100 | 8000 | 0 | 65.06 | 65.04 | 0.01 | 0
2025 | PJM_ROM_2_PJM_E | PJM_ROM | PJM_E | Internal | Summer | B5 | 200 | 8000 | 0 | 61.84 | 61.83 | 0.01 | 0
2025 | PJM_ROM_2_PJM_E | PJM_ROM | PJM_E | Internal | Summer | B6 | 300 | 8000 | 1878.4 | 53.48 | 53.49 | 0.01 | 0
2025 | PJM_ROM_2_PJM_E | PJM_ROM | PJM_E | Internal | Summer | B7 | 400 | 8000 | 1206.49 | 44.59 | 44.6 | 0.01 | 0
2025 | PJM_ROM_2_PJM_E | PJM_ROM | PJM_E | Internal | Summer | B8 | 500 | 8000 | 2940.23 | 39.55 | 39.56 | 0.01 | 0
2025 | PJM_ROM_2_PJM_E | PJM_ROM | PJM_E | Internal | Summer | B9 | 800 | 8000 | 4241.18 | 39.07 | 39.08 | 0.01 | 0
2025 | PJM_ROM_2_PJM_E | PJM_ROM | PJM_E | Internal | Summer | B10 | 1262 | 8000 | 3027.68 | 36.65 | 36.66 | 0.01 | 0
2025 | PJM_ROM_2_PJM_E | PJM_ROM | PJM_E | Internal | Winter | B16 | 25 | 8000 | 3275.27 | 59.76 | 59.77 | 0.01 | 0
2025 | PJM_ROM_2_PJM_E | PJM_ROM | PJM_E | Internal | Winter | B17 | 100 | 8000 | 3040.25 | 51.17 | 51.18 | 0.01 | 0
2025 | PJM_ROM_2_PJM_E | PJM_ROM | PJM_E | Internal | Winter | B18 | 400 | 8000 | 3694.45 | 48.99 | 49 | 0.01 | 0
2025 | PJM_ROM_2_PJM_E | PJM_ROM | PJM_E | Internal | Winter | B19 | 700 | 8000 | 4568.02 | 47.93 | 47.95 | 0.01 | 0
2025 | PJM_ROM_2_PJM_E | PJM_ROM | PJM_E | Internal | Winter | B20 | 935 | 8000 | 5221.58 | 43.04 | 43.05 | 0.01 | 0
2025 | PJM_ROM_2_PJM_ROR | PJM_ROM | PJM_ROR | Internal | Shoulder | B11 | 25 | 8000 | 0.01 | 58.32 | 58.31 | 0.01 | 0
2025 | PJM_ROM_2_PJM_ROR | PJM_ROM | PJM_ROR | Internal | Shoulder | B12 | 200 | 8000 | 0 | 48.12 | 48.1 | 0.01 | 0
2025 | PJM_ROM_2_PJM_ROR | PJM_ROM | PJM_ROR | Internal | Shoulder | B13 | 600 | 8000 | 0 | 44.87 | 44.85 | 0.01 | 0
2025 | PJM_ROM_2_PJM_ROR | PJM_ROM | PJM_ROR | Internal | Shoulder | B14 | 900 | 8000 | 0 | 42.09 | 42.08 | 0.01 | 0
2025 | PJM_ROM_2_PJM_ROR | PJM_ROM | PJM_ROR | Internal | Shoulder | B15 | 1203 | 8000 | 0 | 38.88 | 38.72 | 0.01 | 0
2025 | PJM_ROM_2_PJM_ROR | PJM_ROM | PJM_ROR | Internal | Summer | B1 | 10 | 8000 | 0 | 265.15 | 72.01 | 0.01 | 0
2025 | PJM_ROM_2_PJM_ROR | PJM_ROM | PJM_ROR | Internal | Summer | B2 | 25 | 8000 | 0 | 86.11 | 69.37 | 0.01 | 0
2025 | PJM_ROM_2_PJM_ROR | PJM_ROM | PJM_ROR | Internal | Summer | B3 | 75 | 8000 | 0 | 65.47 | 65.45 | 0.01 | 0
2025 | PJM_ROM_2_PJM_ROR | PJM_ROM | PJM_ROR | Internal | Summer | B4 | 100 | 8000 | 1141.18 | 65.06 | 65.07 | 0.01 | 0
2025 | PJM_ROM_2_PJM_ROR | PJM_ROM | PJM_ROR | Internal | Summer | B5 | 200 | 8000 | 816.52 | 61.84 | 61.86 | 0.01 | 0
2025 | PJM_ROM_2_PJM_ROR | PJM_ROM | PJM_ROR | Internal | Summer | B6 | 300 | 8000 | 0 | 53.48 | 53.46 | 0.01 | 0
2025 | PJM_ROM_2_PJM_ROR | PJM_ROM | PJM_ROR | Internal | Summer | B7 | 400 | 8000 | 0 | 44.59 | 44.58 | 0.01 | 0
2025 | PJM_ROM_2_PJM_ROR | PJM_ROM | PJM_ROR | Internal | Summer | B8 | 500 | 8000 | 0 | 39.55 | 39.54 | 0.01 | 0
2025 | PJM_ROM_2_PJM_ROR | PJM_ROM | PJM_ROR | Internal | Summer | B9 | 800 | 8000 | 0 | 39.07 | 37.47 | 0.01 | 0
2025 | PJM_ROM_2_PJM_ROR | PJM_ROM | PJM_ROR | Internal | Summer | B10 | 1262 | 8000 | 0 | 36.65 | 35.68 | 0.01 | 0
2025 | PJM_ROM_2_PJM_ROR | PJM_ROM | PJM_ROR | Internal | Winter | B16 | 25 | 8000 | 0 | 59.76 | 52.98 | 0.01 | 0
2025 | PJM_ROM_2_PJM_ROR | PJM_ROM | PJM_ROR | Internal | Winter | B17 | 100 | 8000 | 0 | 51.17 | 47.87 | 0.01 | 0
2025 | PJM_ROM_2_PJM_ROR | PJM_ROM | PJM_ROR | Internal | Winter | B18 | 400 | 8000 | 0 | 48.99 | 44.76 | 0.01 | 0
2025 | PJM_ROM_2_PJM_ROR | PJM_ROM | PJM_ROR | Internal | Winter | B19 | 700 | 8000 | 0 | 47.93 | 43.33 | 0.01 | 0
2025 | PJM_ROM_2_PJM_ROR | PJM_ROM | PJM_ROR | Internal | Winter | B20 | 935 | 8000 | 0 | 43.04 | 39.33 | 0.01 | 0
2025 | SOCO_2_FRCC | SOCO | FRCC | Internal | Shoulder | B11 | 25 | 3700 | 2401.81 | 71.31 | 81.31 | 10 | 0
2025 | SOCO_2_FRCC | SOCO | FRCC | Internal | Shoulder | B12 | 200 | 3700 | 2411.31 | 49.43 | 59.43 | 10 | 0
2025 | SOCO_2_FRCC | SOCO | FRCC | Internal | Shoulder | B13 | 600 | 3700 | 0 | 44.95 | 52.33 | 10 | 0
2025 | SOCO_2_FRCC | SOCO | FRCC | Internal | Shoulder | B14 | 900 | 3700 | 0 | 44.95 | 52.33 | 10 | 0
2025 | SOCO_2_FRCC | SOCO | FRCC | Internal | Shoulder | B15 | 1203 | 3700 | 0 | 44.95 | 50.17 | 10 | 0
2025 | SOCO_2_FRCC | SOCO | FRCC | Internal | Summer | B1 | 10 | 3700 | 1043.64 | 85.01 | 95.01 | 10 | 0
2025 | SOCO_2_FRCC | SOCO | FRCC | Internal | Summer | B2 | 25 | 3700 | 0 | 75.37 | 81.82 | 10 | 0
2025 | SOCO_2_FRCC | SOCO | FRCC | Internal | Summer | B3 | 75 | 3700 | 0 | 75.17 | 81.82 | 10 | 0
2025 | SOCO_2_FRCC | SOCO | FRCC | Internal | Summer | B4 | 100 | 3700 | 0 | 73.95 | 81.82 | 10 | 0
2025 | SOCO_2_FRCC | SOCO | FRCC | Internal | Summer | B5 | 200 | 3700 | 0 | 73.95 | 80.47 | 10 | 0
2025 | SOCO_2_FRCC | SOCO | FRCC | Internal | Summer | B6 | 300 | 3700 | 0 | 66.46 | 69.79 | 10 | 0
2025 | SOCO_2_FRCC | SOCO | FRCC | Internal | Summer | B7 | 400 | 3700 | 3560.27 | 58.58 | 68.58 | 10 | 0
2025 | SOCO_2_FRCC | SOCO | FRCC | Internal | Summer | B8 | 500 | 3700 | 620.87 | 48.63 | 58.63 | 10 | 0
2025 | SOCO_2_FRCC | SOCO | FRCC | Internal | Summer | B9 | 800 | 3700 | 0 | 43.55 | 51.48 | 10 | 0
2025 | SOCO_2_FRCC | SOCO | FRCC | Internal | Summer | B10 | 1262 | 3700 | 0 | 43.55 | 49.37 | 10 | 0
2025 | SOCO_2_FRCC | SOCO | FRCC | Internal | Winter | B16 | 25 | 3700 | 1152.72 | 69.53 | 79.53 | 10 | 0
2025 | SOCO_2_FRCC | SOCO | FRCC | Internal | Winter | B17 | 100 | 3700 | 823.34 | 53.88 | 63.88 | 10 | 0
2025 | SOCO_2_FRCC | SOCO | FRCC | Internal | Winter | B18 | 400 | 3700 | 0 | 47.83 | 54.89 | 10 | 0
2025 | SOCO_2_FRCC | SOCO | FRCC | Internal | Winter | B19 | 700 | 3700 | 0 | 47.83 | 54.13 | 10 | 0
2025 | SOCO_2_FRCC | SOCO | FRCC | Internal | Winter | B20 | 935 | 3700 | 0 | 45.34 | 52.63 | 10 | 0
2025 | SOCO_2_VACAR | SOCO | VACAR | Internal | Shoulder | B11 | 25 | 2000 | 0 | 71.31 | 64.31 | 10 | 0
2025 | SOCO_2_VACAR | SOCO | VACAR | Internal | Shoulder | B12 | 200 | 2000 | 0 | 49.43 | 51.36 | 10 | 0
2025 | SOCO_2_VACAR | SOCO | VACAR | Internal | Shoulder | B13 | 600 | 2000 | 0 | 44.95 | 48.58 | 10 | 0
2025 | SOCO_2_VACAR | SOCO | VACAR | Internal | Shoulder | B14 | 900 | 2000 | 0 | 44.95 | 47.12 | 10 | 0
2025 | SOCO_2_VACAR | SOCO | VACAR | Internal | Shoulder | B15 | 1203 | 2000 | 0 | 44.95 | 44.72 | 10 | 0
2025 | SOCO_2_VACAR | SOCO | VACAR | Internal | Summer | B1 | 10 | 2000 | 0 | 85.01 | 78.01 | 10 | 0
2025 | SOCO_2_VACAR | SOCO | VACAR | Internal | Summer | B2 | 25 | 2000 | 0 | 75.37 | 77.58 | 10 | 0
2025 | SOCO_2_VACAR | SOCO | VACAR | Internal | Summer | B3 | 75 | 2000 | 0 | 75.17 | 77.58 | 10 | 0
2025 | SOCO_2_VACAR | SOCO | VACAR | Internal | Summer | B4 | 100 | 2000 | 0 | 73.95 | 76.09 | 10 | 0
2025 | SOCO_2_VACAR | SOCO | VACAR | Internal | Summer | B5 | 200 | 2000 | 0 | 73.95 | 67.86 | 10 | 0
2025 | SOCO_2_VACAR | SOCO | VACAR | Internal | Summer | B6 | 300 | 2000 | 0 | 66.46 | 59.46 | 10 | 0
2025 | SOCO_2_VACAR | SOCO | VACAR | Internal | Summer | B7 | 400 | 2000 | 0 | 58.58 | 50.58 | 10 | 0
2025 | SOCO_2_VACAR | SOCO | VACAR | Internal | Summer | B8 | 500 | 2000 | 0 | 48.63 | 45.54 | 10 | 0
2025 | SOCO_2_VACAR | SOCO | VACAR | Internal | Summer | B9 | 800 | 2000 | 0 | 43.55 | 43.47 | 10 | 0
2025 | SOCO_2_VACAR | SOCO | VACAR | Internal | Summer | B10 | 1262 | 2000 | 0 | 43.55 | 42.82 | 10 | 0
2025 | SOCO_2_VACAR | SOCO | VACAR | Internal | Winter | B16 | 25 | 2000 | 326.81 | 69.53 | 79.53 | 10 | 0
2025 | SOCO_2_VACAR | SOCO | VACAR | Internal | Winter | B17 | 100 | 2000 | 0 | 53.88 | 53.87 | 10 | 0
2025 | SOCO_2_VACAR | SOCO | VACAR | Internal | Winter | B18 | 400 | 2000 | 0 | 47.83 | 50.25 | 10 | 0
2025 | SOCO_2_VACAR | SOCO | VACAR | Internal | Winter | B19 | 700 | 2000 | 0 | 47.83 | 48.99 | 10 | 0
2025 | SOCO_2_VACAR | SOCO | VACAR | Internal | Winter | B20 | 935 | 2000 | 0 | 45.34 | 48.99 | 10 | 0
2025 | SPP_N_2_ENT | SPP_N | ENT | Internal | Shoulder | B11 | 25 | 9240 | 1258.03 | 55.32 | 60.32 | 5 | 0
2025 | SPP_N_2_ENT | SPP_N | ENT | Internal | Shoulder | B12 | 200 | 9240 | 0 | 41.12 | 44.8 | 5 | 0
2025 | SPP_N_2_ENT | SPP_N | ENT | Internal | Shoulder | B13 | 600 | 9240 | 3741.56 | 38.63 | 43.63 | 5 | 0
2025 | SPP_N_2_ENT | SPP_N | ENT | Internal | Shoulder | B14 | 900 | 9240 | 6021.87 | 37.01 | 42.01 | 5 | 0
2025 | SPP_N_2_ENT | SPP_N | ENT | Internal | Shoulder | B15 | 1203 | 9240 | 7397.43 | 31.95 | 36.95 | 5 | 0
2025 | SPP_N_2_ENT | SPP_N | ENT | Internal | Summer | B1 | 10 | 9240 | 0 | 68.99 | 69.95 | 5 | 0
2025 | SPP_N_2_ENT | SPP_N | ENT | Internal | Summer | B2 | 25 | 9240 | 0 | 63.32 | 67.37 | 5 | 0
2025 | SPP_N_2_ENT | SPP_N | ENT | Internal | Summer | B3 | 75 | 9240 | 0 | 62.47 | 67.17 | 5 | 0
2025 | SPP_N_2_ENT | SPP_N | ENT | Internal | Summer | B4 | 100 | 9240 | 0 | 62.08 | 65.05 | 5 | 0
2025 | SPP_N_2_ENT | SPP_N | ENT | Internal | Summer | B5 | 200 | 9240 | 1027.43 | 59.55 | 64.55 | 5 | 0
2025 | SPP_N_2_ENT | SPP_N | ENT | Internal | Summer | B6 | 300 | 9240 | 3302.5 | 53.46 | 58.46 | 5 | 0
2025 | SPP_N_2_ENT | SPP_N | ENT | Internal | Summer | B7 | 400 | 9240 | 4443.42 | 42.81 | 47.81 | 5 | 0
2025 | SPP_N_2_ENT | SPP_N | ENT | Internal | Summer | B8 | 500 | 9240 | 824.16 | 39.29 | 44.29 | 5 | 0
2025 | SPP_N_2_ENT | SPP_N | ENT | Internal | Summer | B9 | 800 | 9240 | 4030.15 | 37.97 | 42.97 | 5 | 0
2025 | SPP_N_2_ENT | SPP_N | ENT | Internal | Summer | B10 | 1262 | 9240 | 9240 | 33.55 | 38.56 | 5 | 0.01
2025 | SPP_N_2_ENT | SPP_N | ENT | Internal | Winter | B16 | 25 | 9240 | 2415.79 | 45.99 | 50.99 | 5 | 0
2025 | SPP_N_2_ENT | SPP_N | ENT | Internal | Winter | B17 | 100 | 9240 | 2750.42 | 40.88 | 45.88 | 5 | 0
2025 | SPP_N_2_ENT | SPP_N | ENT | Internal | Winter | B18 | 400 | 9240 | 7680.63 | 39.29 | 44.29 | 5 | 0
2025 | SPP_N_2_ENT | SPP_N | ENT | Internal | Winter | B19 | 700 | 9240 | 6900.47 | 37.31 | 42.31 | 5 | 0
2025 | SPP_N_2_ENT | SPP_N | ENT | Internal | Winter | B20 | 935 | 9240 | 7924.83 | 32.34 | 37.34 | 5 | 0
2025 | SPP_N_2_MISO_MO-IL | SPP_N | MISO_MO-IL | Internal | Shoulder | B11 | 25 | 2263 | 810.19 | 55.32 | 60.32 | 5 | 0
2025 | SPP_N_2_MISO_MO-IL | SPP_N | MISO_MO-IL | Internal | Shoulder | B12 | 200 | 2263 | 1766.76 | 41.12 | 46.12 | 5 | 0
2025 | SPP_N_2_MISO_MO-IL | SPP_N | MISO_MO-IL | Internal | Shoulder | B13 | 600 | 2263 | 996.42 | 38.63 | 43.63 | 5 | 0
2025 | SPP_N_2_MISO_MO-IL | SPP_N | MISO_MO-IL | Internal | Shoulder | B14 | 900 | 2263 | 919.29 | 37.01 | 42.01 | 5 | 0
2025 | SPP_N_2_MISO_MO-IL | SPP_N | MISO_MO-IL | Internal | Shoulder | B15 | 1203 | 2263 | 1955 | 31.95 | 36.95 | 5 | 0
2025 | SPP_N_2_MISO_MO-IL | SPP_N | MISO_MO-IL | Internal | Summer | B1 | 10 | 2263 | 889.71 | 68.99 | 73.99 | 5 | 0
2025 | SPP_N_2_MISO_MO-IL | SPP_N | MISO_MO-IL | Internal | Summer | B2 | 25 | 2263 | 793.6 | 63.32 | 68.32 | 5 | 0
2025 | SPP_N_2_MISO_MO-IL | SPP_N | MISO_MO-IL | Internal | Summer | B3 | 75 | 2263 | 249.4 | 62.47 | 67.47 | 5 | 0
2025 | SPP_N_2_MISO_MO-IL | SPP_N | MISO_MO-IL | Internal | Summer | B4 | 100 | 2263 | 0 | 62.08 | 67.06 | 5 | 0
2025 | SPP_N_2_MISO_MO-IL | SPP_N | MISO_MO-IL | Internal | Summer | B5 | 200 | 2263 | 0 | 59.55 | 63.87 | 5 | 0
2025 | SPP_N_2_MISO_MO-IL | SPP_N | MISO_MO-IL | Internal | Summer | B6 | 300 | 2263 | 0 | 53.46 | 55.48 | 5 | 0
2025 | SPP_N_2_MISO_MO-IL | SPP_N | MISO_MO-IL | Internal | Summer | B7 | 400 | 2263 | 0 | 42.81 | 46.59 | 5 | 0
2025 | SPP_N_2_MISO_MO-IL | SPP_N | MISO_MO-IL | Internal | Summer | B8 | 500 | 2263 | 0 | 39.29 | 40.92 | 5 | 0
2025 | SPP_N_2_MISO_MO-IL | SPP_N | MISO_MO-IL | Internal | Summer | B9 | 800 | 2263 | 0 | 37.97 | 39.45 | 5 | 0
2025 | SPP_N_2_MISO_MO-IL | SPP_N | MISO_MO-IL | Internal | Summer | B10 | 1262 | 2263 | 0 | 33.55 | 35.88 | 5 | 0
2025 | SPP_N_2_MISO_MO-IL | SPP_N | MISO_MO-IL | Internal | Winter | B16 | 25 | 2263 | 2263 | 45.99 | 52.53 | 5 | 1.54
2025 | SPP_N_2_MISO_MO-IL | SPP_N | MISO_MO-IL | Internal | Winter | B17 | 100 | 2263 | 1719.12 | 40.88 | 45.88 | 5 | 0
2025 | SPP_N_2_MISO_MO-IL | SPP_N | MISO_MO-IL | Internal | Winter | B18 | 400 | 2263 | 0 | 39.29 | 44.08 | 5 | 0
2025 | SPP_N_2_MISO_MO-IL | SPP_N | MISO_MO-IL | Internal | Winter | B19 | 700 | 2263 | 608.31 | 37.31 | 42.31 | 5 | 0
2025 | SPP_N_2_MISO_MO-IL | SPP_N | MISO_MO-IL | Internal | Winter | B20 | 935 | 2263 | 835.47 | 32.34 | 37.34 | 5 | 0
2025 | SPP_N_2_MISO_W | SPP_N | MISO_W | Internal | Shoulder | B11 | 25 | 750 | 0.02 | 55.32 | 60.31 | 5 | 0
2025 | SPP_N_2_MISO_W | SPP_N | MISO_W | Internal | Shoulder | B12 | 200 | 750 | 0 | 41.12 | 46.1 | 5 | 0
2025 | SPP_N_2_MISO_W | SPP_N | MISO_W | Internal | Shoulder | B13 | 600 | 750 | 0 | 38.63 | 43.62 | 5 | 0
2025 | SPP_N_2_MISO_W | SPP_N | MISO_W | Internal | Shoulder | B14 | 900 | 750 | 0 | 37.01 | 41.99 | 5 | 0
2025 | SPP_N_2_MISO_W | SPP_N | MISO_W | Internal | Shoulder | B15 | 1203 | 750 | 0 | 31.95 | 36.93 | 5 | 0
2025 | SPP_N_2_MISO_W | SPP_N | MISO_W | Internal | Summer | B1 | 10 | 750 | 0.06 | 68.99 | 73.98 | 5 | 0
2025 | SPP_N_2_MISO_W | SPP_N | MISO_W | Internal | Summer | B2 | 25 | 750 | 0.02 | 63.32 | 68.31 | 5 | 0
2025 | SPP_N_2_MISO_W | SPP_N | MISO_W | Internal | Summer | B3 | 75 | 750 | 0 | 62.47 | 67.45 | 5 | 0
2025 | SPP_N_2_MISO_W | SPP_N | MISO_W | Internal | Summer | B4 | 100 | 750 | 0 | 62.08 | 67.07 | 5 | 0
2025 | SPP_N_2_MISO_W | SPP_N | MISO_W | Internal | Summer | B5 | 200 | 750 | 0 | 59.55 | 63.86 | 5 | 0
2025 | SPP_N_2_MISO_W | SPP_N | MISO_W | Internal | Summer | B6 | 300 | 750 | 0 | 53.46 | 55.46 | 5 | 0
2025 | SPP_N_2_MISO_W | SPP_N | MISO_W | Internal | Summer | B7 | 400 | 750 | 0 | 42.81 | 46.58 | 5 | 0
2025 | SPP_N_2_MISO_W | SPP_N | MISO_W | Internal | Summer | B8 | 500 | 750 | 0 | 39.29 | 40.91 | 5 | 0
2025 | SPP_N_2_MISO_W | SPP_N | MISO_W | Internal | Summer | B9 | 800 | 750 | 0 | 37.97 | 39.43 | 5 | 0
2025 | SPP_N_2_MISO_W | SPP_N | MISO_W | Internal | Summer | B10 | 1262 | 750 | 0 | 33.55 | 35.87 | 5 | 0
2025 | SPP_N_2_MISO_W | SPP_N | MISO_W | Internal | Winter | B16 | 25 | 750 | 0.03 | 45.99 | 50.98 | 5 | 0
2025 | SPP_N_2_MISO_W | SPP_N | MISO_W | Internal | Winter | B17 | 100 | 750 | 0 | 40.88 | 45.87 | 5 | 0
2025 | SPP_N_2_MISO_W | SPP_N | MISO_W | Internal | Winter | B18 | 400 | 750 | 0 | 39.29 | 44.07 | 5 | 0
2025 | SPP_N_2_MISO_W | SPP_N | MISO_W | Internal | Winter | B19 | 700 | 750 | 0 | 37.31 | 42.3 | 5 | 0
2025 | SPP_N_2_MISO_W | SPP_N | MISO_W | Internal | Winter | B20 | 935 | 750 | 0 | 32.34 | 37.33 | 5 | 0
2025 | SPP_N_2_NE | SPP_N | NE | Internal | Shoulder | B11 | 25 | 11328 | 0.01 | 55.32 | 55.31 | 0.01 | 0
2025 | SPP_N_2_NE | SPP_N | NE | Internal | Shoulder | B12 | 200 | 11328 | 0 | 41.12 | 41.1 | 0.01 | 0
2025 | SPP_N_2_NE | SPP_N | NE | Internal | Shoulder | B13 | 600 | 11328 | 0 | 38.63 | 38.62 | 0.01 | 0
2025 | SPP_N_2_NE | SPP_N | NE | Internal | Shoulder | B14 | 900 | 11328 | 0 | 37.01 | 36.99 | 0.01 | 0
2025 | SPP_N_2_NE | SPP_N | NE | Internal | Shoulder | B15 | 1203 | 11328 | 0 | 31.95 | 31.93 | 0.01 | 0
2025 | SPP_N_2_NE | SPP_N | NE | Internal | Summer | B1 | 10 | 11328 | 0.03 | 68.99 | 68.98 | 0.01 | 0
2025 | SPP_N_2_NE | SPP_N | NE | Internal | Summer | B2 | 25 | 11328 | 0.01 | 63.32 | 63.31 | 0.01 | 0
2025 | SPP_N_2_NE | SPP_N | NE | Internal | Summer | B3 | 75 | 11328 | 0 | 62.47 | 62.45 | 0.01 | 0
2025 | SPP_N_2_NE | SPP_N | NE | Internal | Summer | B4 | 100 | 11328 | 0 | 62.08 | 62.07 | 0.01 | 0
2025 | SPP_N_2_NE | SPP_N | NE | Internal | Summer | B5 | 200 | 11328 | 0 | 59.55 | 59.54 | 0.01 | 0
2025 | SPP_N_2_NE | SPP_N | NE | Internal | Summer | B6 | 300 | 11328 | 0 | 53.46 | 53.45 | 0.01 | 0
2025 | SPP_N_2_NE | SPP_N | NE | Internal | Summer | B7 | 400 | 11328 | 0 | 42.81 | 41.58 | 0.01 | 0
2025 | SPP_N_2_NE | SPP_N | NE | Internal | Summer | B8 | 500 | 11328 | 0 | 39.29 | 35.91 | 0.01 | 0
2025 | SPP_N_2_NE | SPP_N | NE | Internal | Summer | B9 | 800 | 11328 | 0 | 37.97 | 34.43 | 0.01 | 0
2025 | SPP_N_2_NE | SPP_N | NE | Internal | Summer | B10 | 1262 | 11328 | 0 | 33.55 | 30.87 | 0.01 | 0
2025 | SPP_N_2_NE | SPP_N | NE | Internal | Winter | B16 | 25 | 11328 | 0.01 | 45.99 | 45.98 | 0.01 | 0
2025 | SPP_N_2_NE | SPP_N | NE | Internal | Winter | B17 | 100 | 11328 | 0 | 40.88 | 40.87 | 0.01 | 0
2025 | SPP_N_2_NE | SPP_N | NE | Internal | Winter | B18 | 400 | 11328 | 0 | 39.29 | 39.07 | 0.01 | 0
2025 | SPP_N_2_NE | SPP_N | NE | Internal | Winter | B19 | 700 | 11328 | 0 | 37.31 | 37.3 | 0.01 | 0
2025 | SPP_N_2_NE | SPP_N | NE | Internal | Winter | B20 | 935 | 11328 | 0 | 32.34 | 32.33 | 0.01 | 0
2025 | SPP_N_2_SPP_S | SPP_N | SPP_S | Internal | Shoulder | B11 | 25 | 5571 | 0.01 | 55.32 | 55.31 | 0.01 | 0
2025 | SPP_N_2_SPP_S | SPP_N | SPP_S | Internal | Shoulder | B12 | 200 | 5571 | 0 | 41.12 | 40.5 | 0.01 | 0
2025 | SPP_N_2_SPP_S | SPP_N | SPP_S | Internal | Shoulder | B13 | 600 | 5571 | 0 | 38.63 | 38.63 | 0.01 | 0
2025 | SPP_N_2_SPP_S | SPP_N | SPP_S | Internal | Shoulder | B14 | 900 | 5571 | 0 | 37.01 | 36.99 | 0.01 | 0
2025 | SPP_N_2_SPP_S | SPP_N | SPP_S | Internal | Shoulder | B15 | 1203 | 5571 | 0 | 31.95 | 31.93 | 0.01 | 0
2025 | SPP_N_2_SPP_S | SPP_N | SPP_S | Internal | Summer | B1 | 10 | 5571 | 0 | 68.99 | 41.37 | 0.01 | 0
2025 | SPP_N_2_SPP_S | SPP_N | SPP_S | Internal | Summer | B2 | 25 | 5571 | 0 | 63.32 | 60.05 | 0.01 | 0
2025 | SPP_N_2_SPP_S | SPP_N | SPP_S | Internal | Summer | B3 | 75 | 5571 | 0 | 62.47 | 62.17 | 0.01 | 0
2025 | SPP_N_2_SPP_S | SPP_N | SPP_S | Internal | Summer | B4 | 100 | 5571 | 0 | 62.08 | 60.05 | 0.01 | 0
2025 | SPP_N_2_SPP_S | SPP_N | SPP_S | Internal | Summer | B5 | 200 | 5571 | 0 | 59.55 | 59.55 | 0.01 | 0
2025 | SPP_N_2_SPP_S | SPP_N | SPP_S | Internal | Summer | B6 | 300 | 5571 | 0 | 53.46 | 53.46 | 0.01 | 0
2025 | SPP_N_2_SPP_S | SPP_N | SPP_S | Internal | Summer | B7 | 400 | 5571 | 811.57 | 42.81 | 42.82 | 0.01 | 0
2025 | SPP_N_2_SPP_S | SPP_N | SPP_S | Internal | Summer | B8 | 500 | 5571 | 5066.47 | 39.29 | 39.3 | 0.01 | 0
2025 | SPP_N_2_SPP_S | SPP_N | SPP_S | Internal | Summer | B9 | 800 | 5571 | 3664.25 | 37.97 | 37.98 | 0.01 | 0
2025 | SPP_N_2_SPP_S | SPP_N | SPP_S | Internal | Summer | B10 | 1262 | 5571 | 748.11 | 33.55 | 33.56 | 0.01 | 0
2025 | SPP_N_2_SPP_S | SPP_N | SPP_S | Internal | Winter | B16 | 25 | 5571 | 0.01 | 45.99 | 45.98 | 0.01 | 0
2025 | SPP_N_2_SPP_S | SPP_N | SPP_S | Internal | Winter | B17 | 100 | 5571 | 0 | 40.88 | 40.88 | 0.01 | 0
2025 | SPP_N_2_SPP_S | SPP_N | SPP_S | Internal | Winter | B18 | 400 | 5571 | 0 | 39.29 | 39.29 | 0.01 | 0
2025 | SPP_N_2_SPP_S | SPP_N | SPP_S | Internal | Winter | B19 | 700 | 5571 | 0 | 37.31 | 37.31 | 0.01 | 0
2025 | SPP_N_2_SPP_S | SPP_N | SPP_S | Internal | Winter | B20 | 935 | 5571 | 0 | 32.34 | 32.34 | 0.01 | 0
2025 | SPP_S_2_ENT | SPP_S | ENT | Internal | Shoulder | B11 | 25 | 5132 | 5131.97 | 55.31 | 60.32 | 5 | 0.01
2025 | SPP_S_2_ENT | SPP_S | ENT | Internal | Shoulder | B12 | 200 | 5132 | 0 | 40.5 | 44.8 | 5 | 0
2025 | SPP_S_2_ENT | SPP_S | ENT | Internal | Shoulder | B13 | 600 | 5132 | 1866.02 | 38.63 | 43.63 | 5 | 0
2025 | SPP_S_2_ENT | SPP_S | ENT | Internal | Shoulder | B14 | 900 | 5132 | 5132 | 36.99 | 42.01 | 5 | 0.01
2025 | SPP_S_2_ENT | SPP_S | ENT | Internal | Shoulder | B15 | 1203 | 5132 | 5132 | 31.93 | 36.95 | 5 | 0.01
2025 | SPP_S_2_ENT | SPP_S | ENT | Internal | Summer | B1 | 10 | 5132 | 5132 | 41.37 | 69.95 | 5 | 23.58
2025 | SPP_S_2_ENT | SPP_S | ENT | Internal | Summer | B2 | 25 | 5132 | 5132 | 60.05 | 67.37 | 5 | 2.32
2025 | SPP_S_2_ENT | SPP_S | ENT | Internal | Summer | B3 | 75 | 5132 | 2722.74 | 62.17 | 67.17 | 5 | 0
2025 | SPP_S_2_ENT | SPP_S | ENT | Internal | Summer | B4 | 100 | 5132 | 3209.15 | 60.05 | 65.05 | 5 | 0
2025 | SPP_S_2_ENT | SPP_S | ENT | Internal | Summer | B5 | 200 | 5132 | 986.8 | 59.55 | 64.55 | 5 | 0
2025 | SPP_S_2_ENT | SPP_S | ENT | Internal | Summer | B6 | 300 | 5132 | 220.3 | 53.46 | 58.46 | 5 | 0
2025 | SPP_S_2_ENT | SPP_S | ENT | Internal | Summer | B7 | 400 | 5132 | 0 | 42.82 | 47.81 | 5 | 0
2025 | SPP_S_2_ENT | SPP_S | ENT | Internal | Summer | B8 | 500 | 5132 | 0 | 39.3 | 44.29 | 5 | 0
2025 | SPP_S_2_ENT | SPP_S | ENT | Internal | Summer | B9 | 800 | 5132 | 0 | 37.98 | 42.97 | 5 | 0
2025 | SPP_S_2_ENT | SPP_S | ENT | Internal | Summer | B10 | 1262 | 5132 | 596.85 | 33.56 | 38.56 | 5 | 0
2025 | SPP_S_2_ENT | SPP_S | ENT | Internal | Winter | B16 | 25 | 5132 | 5131.98 | 45.98 | 50.99 | 5 | 0.01
2025 | SPP_S_2_ENT | SPP_S | ENT | Internal | Winter | B17 | 100 | 5132 | 4417.81 | 40.88 | 45.88 | 5 | 0
2025 | SPP_S_2_ENT | SPP_S | ENT | Internal | Winter | B18 | 400 | 5132 | 2323.61 | 39.29 | 44.29 | 5 | 0
2025 | SPP_S_2_ENT | SPP_S | ENT | Internal | Winter | B19 | 700 | 5132 | 2787.39 | 37.31 | 42.31 | 5 | 0
2025 | SPP_S_2_ENT | SPP_S | ENT | Internal | Winter | B20 | 935 | 5132 | 4620 | 32.34 | 37.34 | 5 | 0
2025 | SPP_S_2_SPP_N | SPP_S | SPP_N | Internal | Shoulder | B11 | 25 | 2211 | 865.53 | 55.31 | 55.32 | 0.01 | 0
2025 | SPP_S_2_SPP_N | SPP_S | SPP_N | Internal | Shoulder | B12 | 200 | 2211 | 2211 | 40.5 | 41.12 | 0.01 | 0.6
2025 | SPP_S_2_SPP_N | SPP_S | SPP_N | Internal | Shoulder | B13 | 600 | 2211 | 0 | 38.63 | 38.63 | 0.01 | 0
2025 | SPP_S_2_SPP_N | SPP_S | SPP_N | Internal | Shoulder | B14 | 900 | 2211 | 1310.06 | 36.99 | 37.01 | 0.01 | 0
2025 | SPP_S_2_SPP_N | SPP_S | SPP_N | Internal | Shoulder | B15 | 1203 | 2211 | 2034.55 | 31.93 | 31.95 | 0.01 | 0
2025 | SPP_S_2_SPP_N | SPP_S | SPP_N | Internal | Summer | B1 | 10 | 2211 | 2211 | 41.37 | 68.99 | 0.01 | 27.61
2025 | SPP_S_2_SPP_N | SPP_S | SPP_N | Internal | Summer | B2 | 25 | 2211 | 2211 | 60.05 | 63.32 | 0.01 | 3.26
2025 | SPP_S_2_SPP_N | SPP_S | SPP_N | Internal | Summer | B3 | 75 | 2211 | 2211 | 62.17 | 62.47 | 0.01 | 0.29
2025 | SPP_S_2_SPP_N | SPP_S | SPP_N | Internal | Summer | B4 | 100 | 2211 | 2211 | 60.05 | 62.08 | 0.01 | 2.01
2025 | SPP_S_2_SPP_N | SPP_S | SPP_N | Internal | Summer | B5 | 200 | 2211 | 0 | 59.55 | 59.55 | 0.01 | 0
2025 | SPP_S_2_SPP_N | SPP_S | SPP_N | Internal | Summer | B6 | 300 | 2211 | 0 | 53.46 | 53.46 | 0.01 | 0
2025 | SPP_S_2_SPP_N | SPP_S | SPP_N | Internal | Summer | B7 | 400 | 2211 | 0 | 42.82 | 42.81 | 0.01 | 0
2025 | SPP_S_2_SPP_N | SPP_S | SPP_N | Internal | Summer | B8 | 500 | 2211 | 0 | 39.3 | 39.29 | 0.01 | 0
2025 | SPP_S_2_SPP_N | SPP_S | SPP_N | Internal | Summer | B9 | 800 | 2211 | 0 | 37.98 | 37.97 | 0.01 | 0
2025 | SPP_S_2_SPP_N | SPP_S | SPP_N | Internal | Summer | B10 | 1262 | 2211 | 0 | 33.56 | 33.55 | 0.01 | 0
2025 | SPP_S_2_SPP_N | SPP_S | SPP_N | Internal | Winter | B16 | 25 | 2211 | 2185.61 | 45.98 | 45.99 | 0.01 | 0
2025 | SPP_S_2_SPP_N | SPP_S | SPP_N | Internal | Winter | B17 | 100 | 2211 | 0 | 40.88 | 40.88 | 0.01 | 0
2025 | SPP_S_2_SPP_N | SPP_S | SPP_N | Internal | Winter | B18 | 400 | 2211 | 0 | 39.29 | 39.29 | 0.01 | 0
2025 | SPP_S_2_SPP_N | SPP_S | SPP_N | Internal | Winter | B19 | 700 | 2211 | 0 | 37.31 | 37.31 | 0.01 | 0
2025 | SPP_S_2_SPP_N | SPP_S | SPP_N | Internal | Winter | B20 | 935 | 2211 | 0 | 32.34 | 32.34 | 0.01 | 0
2025 | TVA_2_ENT | TVA | ENT | Internal | Shoulder | B11 | 25 | 500 | 0 | 61.69 | 60.32 | 9 | 0
2025 | TVA_2_ENT | TVA | ENT | Internal | Shoulder | B12 | 200 | 500 | 0 | 45.95 | 44.8 | 9 | 0
2025 | TVA_2_ENT | TVA | ENT | Internal | Shoulder | B13 | 600 | 500 | 0 | 44.49 | 43.63 | 9 | 0
2025 | TVA_2_ENT | TVA | ENT | Internal | Shoulder | B14 | 900 | 500 | 0 | 44.49 | 42.01 | 9 | 0
2025 | TVA_2_ENT | TVA | ENT | Internal | Shoulder | B15 | 1203 | 500 | 0 | 44.49 | 36.95 | 9 | 0
2025 | TVA_2_ENT | TVA | ENT | Internal | Summer | B1 | 10 | 500 | 0 | 77.96 | 69.95 | 9 | 0
2025 | TVA_2_ENT | TVA | ENT | Internal | Summer | B2 | 25 | 500 | 0 | 75.38 | 67.37 | 9 | 0
2025 | TVA_2_ENT | TVA | ENT | Internal | Summer | B3 | 75 | 500 | 0 | 71.47 | 67.17 | 9 | 0
2025 | TVA_2_ENT | TVA | ENT | Internal | Summer | B4 | 100 | 500 | 0 | 71.08 | 65.05 | 9 | 0
2025 | TVA_2_ENT | TVA | ENT | Internal | Summer | B5 | 200 | 500 | 0 | 67.87 | 64.55 | 9 | 0
2025 | TVA_2_ENT | TVA | ENT | Internal | Summer | B6 | 300 | 500 | 0 | 50.46 | 58.46 | 9 | 0
2025 | TVA_2_ENT | TVA | ENT | Internal | Summer | B7 | 400 | 500 | 0 | 43.12 | 47.81 | 9 | 0
2025 | TVA_2_ENT | TVA | ENT | Internal | Summer | B8 | 500 | 500 | 0 | 43.12 | 44.29 | 9 | 0
2025 | TVA_2_ENT | TVA | ENT | Internal | Summer | B9 | 800 | 500 | 0 | 42.49 | 42.97 | 9 | 0
2025 | TVA_2_ENT | TVA | ENT | Internal | Summer | B10 | 1262 | 500 | 0 | 39.84 | 38.56 | 9 | 0
2025 | TVA_2_ENT | TVA | ENT | Internal | Winter | B16 | 25 | 500 | 0 | 60.54 | 50.99 | 9 | 0
2025 | TVA_2_ENT | TVA | ENT | Internal | Winter | B17 | 100 | 500 | 0 | 49.38 | 45.88 | 9 | 0
2025 | TVA_2_ENT | TVA | ENT | Internal | Winter | B18 | 400 | 500 | 0 | 44.9 | 44.29 | 9 | 0
2025 | TVA_2_ENT | TVA | ENT | Internal | Winter | B19 | 700 | 500 | 0 | 44.9 | 42.31 | 9 | 0
2025 | TVA_2_ENT | TVA | ENT | Internal | Winter | B20 | 935 | 500 | 0 | 43.63 | 37.34 | 9 | 0
2025 | TVA_2_NonRTO_Midwest | TVA | NonRTO_Midwest | Internal | Shoulder | B11 | 25 | 100 | 0 | 61.69 | 68.33 | 9 | 0
2025 | TVA_2_NonRTO_Midwest | TVA | NonRTO_Midwest | Internal | Shoulder | B12 | 200 | 100 | 19.15 | 45.95 | 54.95 | 9 | 0
2025 | TVA_2_NonRTO_Midwest | TVA | NonRTO_Midwest | Internal | Shoulder | B13 | 600 | 100 | 0 | 44.49 | 51.64 | 9 | 0
2025 | TVA_2_NonRTO_Midwest | TVA | NonRTO_Midwest | Internal | Shoulder | B14 | 900 | 100 | 0 | 44.49 | 41.44 | 9 | 0
2025 | TVA_2_NonRTO_Midwest | TVA | NonRTO_Midwest | Internal | Shoulder | B15 | 1203 | 100 | 0 | 44.49 | 41.1 | 9 | 0
2025 | TVA_2_NonRTO_Midwest | TVA | NonRTO_Midwest | Internal | Summer | B1 | 10 | 100 | 0 | 77.96 | 72.57 | 9 | 0
2025 | TVA_2_NonRTO_Midwest | TVA | NonRTO_Midwest | Internal | Summer | B2 | 25 | 100 | 0 | 75.38 | 72.57 | 9 | 0
2025 | TVA_2_NonRTO_Midwest | TVA | NonRTO_Midwest | Internal | Summer | B3 | 75 | 100 | 0 | 71.47 | 72.57 | 9 | 0
2025 | TVA_2_NonRTO_Midwest | TVA | NonRTO_Midwest | Internal | Summer | B4 | 100 | 100 | 0 | 71.08 | 72.57 | 9 | 0
2025 | TVA_2_NonRTO_Midwest | TVA | NonRTO_Midwest | Internal | Summer | B5 | 200 | 100 | 0 | 67.87 | 71.86 | 9 | 0
2025 | TVA_2_NonRTO_Midwest | TVA | NonRTO_Midwest | Internal | Summer | B6 | 300 | 100 | 100 | 50.46 | 63.46 | 9 | 4
2025 | TVA_2_NonRTO_Midwest | TVA | NonRTO_Midwest | Internal | Summer | B7 | 400 | 100 | 0 | 43.12 | 44.71 | 9 | 0
2025 | TVA_2_NonRTO_Midwest | TVA | NonRTO_Midwest | Internal | Summer | B8 | 500 | 100 | 0 | 43.12 | 39.68 | 9 | 0
2025 | TVA_2_NonRTO_Midwest | TVA | NonRTO_Midwest | Internal | Summer | B9 | 800 | 100 | 0 | 42.49 | 39.68 | 9 | 0
2025 | TVA_2_NonRTO_Midwest | TVA | NonRTO_Midwest | Internal | Summer | B10 | 1262 | 100 | 0 | 39.84 | 36.02 | 9 | 0
2025 | TVA_2_NonRTO_Midwest | TVA | NonRTO_Midwest | Internal | Winter | B16 | 25 | 100 | 0 | 60.54 | 61.08 | 9 | 0
2025 | TVA_2_NonRTO_Midwest | TVA | NonRTO_Midwest | Internal | Winter | B17 | 100 | 100 | 0 | 49.38 | 56.8 | 9 | 0
2025 | TVA_2_NonRTO_Midwest | TVA | NonRTO_Midwest | Internal | Winter | B18 | 400 | 100 | 0 | 44.9 | 52.1 | 9 | 0
2025 | TVA_2_NonRTO_Midwest | TVA | NonRTO_Midwest | Internal | Winter | B19 | 700 | 100 | 0 | 44.9 | 44.71 | 9 | 0
2025 | TVA_2_NonRTO_Midwest | TVA | NonRTO_Midwest | Internal | Winter | B20 | 935 | 100 | 0 | 43.63 | 39.44 | 9 | 0
2025 | TVA_2_SOCO | TVA | SOCO | Internal | Shoulder | B11 | 25 | 500 | 500 | 61.69 | 71.31 | 9 | 0.62
2025 | TVA_2_SOCO | TVA | SOCO | Internal | Shoulder | B12 | 200 | 500 | 0 | 45.95 | 49.43 | 9 | 0
2025 | TVA_2_SOCO | TVA | SOCO | Internal | Shoulder | B13 | 600 | 500 | 0 | 44.49 | 44.95 | 9 | 0
2025 | TVA_2_SOCO | TVA | SOCO | Internal | Shoulder | B14 | 900 | 500 | 0 | 44.49 | 44.95 | 9 | 0
2025 | TVA_2_SOCO | TVA | SOCO | Internal | Shoulder | B15 | 1203 | 500 | 0 | 44.49 | 44.95 | 9 | 0
2025 | TVA_2_SOCO | TVA | SOCO | Internal | Summer | B1 | 10 | 500 | 0 | 77.96 | 85.01 | 9 | 0
2025 | TVA_2_SOCO | TVA | SOCO | Internal | Summer | B2 | 25 | 500 | 0 | 75.38 | 75.37 | 9 | 0
2025 | TVA_2_SOCO | TVA | SOCO | Internal | Summer | B3 | 75 | 500 | 0 | 71.47 | 75.17 | 9 | 0
2025 | TVA_2_SOCO | TVA | SOCO | Internal | Summer | B4 | 100 | 500 | 0 | 71.08 | 73.95 | 9 | 0
2025 | TVA_2_SOCO | TVA | SOCO | Internal | Summer | B5 | 200 | 500 | 0 | 67.87 | 73.95 | 9 | 0
2025 | TVA_2_SOCO | TVA | SOCO | Internal | Summer | B6 | 300 | 500 | 500 | 50.46 | 66.46 | 9 | 7
2025 | TVA_2_SOCO | TVA | SOCO | Internal | Summer | B7 | 400 | 500 | 500 | 43.12 | 58.58 | 9 | 6.47
2025 | TVA_2_SOCO | TVA | SOCO | Internal | Summer | B8 | 500 | 500 | 0 | 43.12 | 48.63 | 9 | 0
2025 | TVA_2_SOCO | TVA | SOCO | Internal | Summer | B9 | 800 | 500 | 0 | 42.49 | 43.55 | 9 | 0
2025 | TVA_2_SOCO | TVA | SOCO | Internal | Summer | B10 | 1262 | 500 | 0 | 39.84 | 43.55 | 9 | 0
2025 | TVA_2_SOCO | TVA | SOCO | Internal | Winter | B16 | 25 | 500 | 0.03 | 60.54 | 69.53 | 9 | 0
2025 | TVA_2_SOCO | TVA | SOCO | Internal | Winter | B17 | 100 | 500 | 0 | 49.38 | 53.88 | 9 | 0
2025 | TVA_2_SOCO | TVA | SOCO | Internal | Winter | B18 | 400 | 500 | 0 | 44.9 | 47.83 | 9 | 0
2025 | TVA_2_SOCO | TVA | SOCO | Internal | Winter | B19 | 700 | 500 | 0 | 44.9 | 47.83 | 9 | 0
2025 | TVA_2_SOCO | TVA | SOCO | Internal | Winter | B20 | 935 | 500 | 0 | 43.63 | 45.34 | 9 | 0
2025 | TVA_2_VACAR | TVA | VACAR | Internal | Shoulder | B11 | 25 | 150 | 0 | 61.69 | 64.31 | 9 | 0
2025 | TVA_2_VACAR | TVA | VACAR | Internal | Shoulder | B12 | 200 | 150 | 0 | 45.95 | 51.36 | 9 | 0
2025 | TVA_2_VACAR | TVA | VACAR | Internal | Shoulder | B13 | 600 | 150 | 0 | 44.49 | 48.58 | 9 | 0
2025 | TVA_2_VACAR | TVA | VACAR | Internal | Shoulder | B14 | 900 | 150 | 0 | 44.49 | 47.12 | 9 | 0
2025 | TVA_2_VACAR | TVA | VACAR | Internal | Shoulder | B15 | 1203 | 150 | 0 | 44.49 | 44.72 | 9 | 0
2025 | TVA_2_VACAR | TVA | VACAR | Internal | Summer | B1 | 10 | 150 | 0 | 77.96 | 78.01 | 9 | 0
2025 | TVA_2_VACAR | TVA | VACAR | Internal | Summer | B2 | 25 | 150 | 0 | 75.38 | 77.58 | 9 | 0
2025 | TVA_2_VACAR | TVA | VACAR | Internal | Summer | B3 | 75 | 150 | 0 | 71.47 | 77.58 | 9 | 0
2025 | TVA_2_VACAR | TVA | VACAR | Internal | Summer | B4 | 100 | 150 | 0 | 71.08 | 76.09 | 9 | 0
2025 | TVA_2_VACAR | TVA | VACAR | Internal | Summer | B5 | 200 | 150 | 0 | 67.87 | 67.86 | 9 | 0
2025 | TVA_2_VACAR | TVA | VACAR | Internal | Summer | B6 | 300 | 150 | 126.8 | 50.46 | 59.46 | 9 | 0
2025 | TVA_2_VACAR | TVA | VACAR | Internal | Summer | B7 | 400 | 150 | 0 | 43.12 | 50.58 | 9 | 0
2025 | TVA_2_VACAR | TVA | VACAR | Internal | Summer | B8 | 500 | 150 | 0 | 43.12 | 45.54 | 9 | 0
2025 | TVA_2_VACAR | TVA | VACAR | Internal | Summer | B9 | 800 | 150 | 0 | 42.49 | 43.47 | 9 | 0
2025 | TVA_2_VACAR | TVA | VACAR | Internal | Summer | B10 | 1262 | 150 | 0 | 39.84 | 42.82 | 9 | 0
2025 | TVA_2_VACAR | TVA | VACAR | Internal | Winter | B16 | 25 | 150 | 150 | 60.54 | 79.53 | 9 | 9.99
2025 | TVA_2_VACAR | TVA | VACAR | Internal | Winter | B17 | 100 | 150 | 0 | 49.38 | 53.87 | 9 | 0
2025 | TVA_2_VACAR | TVA | VACAR | Internal | Winter | B18 | 400 | 150 | 0 | 44.9 | 50.25 | 9 | 0
2025 | TVA_2_VACAR | TVA | VACAR | Internal | Winter | B19 | 700 | 150 | 0 | 44.9 | 48.99 | 9 | 0
2025 | TVA_2_VACAR | TVA | VACAR | Internal | Winter | B20 | 935 | 150 | 0 | 43.63 | 48.99 | 9 | 0
2025 | TVA_Transmission_2_NonRTO_Midwest | TVA_Transmission | NonRTO_Midwest | Internal | Shoulder | B11 | 25 | 700 | 0 | 63.53 | 68.33 | 9 | 0
2025 | TVA_Transmission_2_NonRTO_Midwest | TVA_Transmission | NonRTO_Midwest | Internal | Shoulder | B12 | 200 | 700 | 0 | 49.58 | 54.95 | 9 | 0
2025 | TVA_Transmission_2_NonRTO_Midwest | TVA_Transmission | NonRTO_Midwest | Internal | Shoulder | B13 | 600 | 700 | 0 | 47.19 | 51.64 | 9 | 0
2025 | TVA_Transmission_2_NonRTO_Midwest | TVA_Transmission | NonRTO_Midwest | Internal | Shoulder | B14 | 900 | 700 | 0 | 45.69 | 41.44 | 9 | 0
2025 | TVA_Transmission_2_NonRTO_Midwest | TVA_Transmission | NonRTO_Midwest | Internal | Shoulder | B15 | 1203 | 700 | 0 | 44.57 | 41.1 | 9 | 0
2025 | TVA_Transmission_2_NonRTO_Midwest | TVA_Transmission | NonRTO_Midwest | Internal | Summer | B1 | 10 | 700 | 0 | 77.95 | 72.57 | 9 | 0
2025 | TVA_Transmission_2_NonRTO_Midwest | TVA_Transmission | NonRTO_Midwest | Internal | Summer | B2 | 25 | 700 | 0 | 75.37 | 72.57 | 9 | 0
2025 | TVA_Transmission_2_NonRTO_Midwest | TVA_Transmission | NonRTO_Midwest | Internal | Summer | B3 | 75 | 700 | 0 | 71.45 | 72.57 | 9 | 0
2025 | TVA_Transmission_2_NonRTO_Midwest | TVA_Transmission | NonRTO_Midwest | Internal | Summer | B4 | 100 | 700 | 0 | 71.07 | 72.57 | 9 | 0
2025 | TVA_Transmission_2_NonRTO_Midwest | TVA_Transmission | NonRTO_Midwest | Internal | Summer | B5 | 200 | 700 | 0 | 67.86 | 71.86 | 9 | 0
2025 | TVA_Transmission_2_NonRTO_Midwest | TVA_Transmission | NonRTO_Midwest | Internal | Summer | B6 | 300 | 700 | 0 | 58.55 | 63.46 | 9 | 0
2025 | TVA_Transmission_2_NonRTO_Midwest | TVA_Transmission | NonRTO_Midwest | Internal | Summer | B7 | 400 | 700 | 0 | 50.03 | 44.71 | 9 | 0
2025 | TVA_Transmission_2_NonRTO_Midwest | TVA_Transmission | NonRTO_Midwest | Internal | Summer | B8 | 500 | 700 | 0 | 44.23 | 39.68 | 9 | 0
2025 | TVA_Transmission_2_NonRTO_Midwest | TVA_Transmission | NonRTO_Midwest | Internal | Summer | B9 | 800 | 700 | 0 | 42.96 | 39.68 | 9 | 0
2025 | TVA_Transmission_2_NonRTO_Midwest | TVA_Transmission | NonRTO_Midwest | Internal | Summer | B10 | 1262 | 700 | 0 | 40.63 | 36.02 | 9 | 0
2025 | TVA_Transmission_2_NonRTO_Midwest | TVA_Transmission | NonRTO_Midwest | Internal | Winter | B16 | 25 | 700 | 0 | 60.53 | 61.08 | 9 | 0
2025 | TVA_Transmission_2_NonRTO_Midwest | TVA_Transmission | NonRTO_Midwest | Internal | Winter | B17 | 100 | 700 | 0 | 51.21 | 56.8 | 9 | 0
2025 | TVA_Transmission_2_NonRTO_Midwest | TVA_Transmission | NonRTO_Midwest | Internal | Winter | B18 | 400 | 700 | 0 | 47.74 | 52.1 | 9 | 0
2025 | TVA_Transmission_2_NonRTO_Midwest | TVA_Transmission | NonRTO_Midwest | Internal | Winter | B19 | 700 | 700 | 0 | 46.5 | 44.71 | 9 | 0
2025 | TVA_Transmission_2_NonRTO_Midwest | TVA_Transmission | NonRTO_Midwest | Internal | Winter | B20 | 935 | 700 | 0 | 44.07 | 39.44 | 9 | 0
2025 | TVA_Transmission_2_SOCO | TVA_Transmission | SOCO | Internal | Shoulder | B11 | 25 | 3200 | 0 | 63.53 | 71.31 | 9 | 0
2025 | TVA_Transmission_2_SOCO | TVA_Transmission | SOCO | Internal | Shoulder | B12 | 200 | 3200 | 0 | 49.58 | 49.43 | 9 | 0
2025 | TVA_Transmission_2_SOCO | TVA_Transmission | SOCO | Internal | Shoulder | B13 | 600 | 3200 | 0 | 47.19 | 44.95 | 9 | 0
2025 | TVA_Transmission_2_SOCO | TVA_Transmission | SOCO | Internal | Shoulder | B14 | 900 | 3200 | 0 | 45.69 | 44.95 | 9 | 0
2025 | TVA_Transmission_2_SOCO | TVA_Transmission | SOCO | Internal | Shoulder | B15 | 1203 | 3200 | 0 | 44.57 | 44.95 | 9 | 0
2025 | TVA_Transmission_2_SOCO | TVA_Transmission | SOCO | Internal | Summer | B1 | 10 | 3200 | 0 | 77.95 | 85.01 | 9 | 0
2025 | TVA_Transmission_2_SOCO | TVA_Transmission | SOCO | Internal | Summer | B2 | 25 | 3200 | 0 | 75.37 | 75.37 | 9 | 0
2025 | TVA_Transmission_2_SOCO | TVA_Transmission | SOCO | Internal | Summer | B3 | 75 | 3200 | 0 | 71.45 | 75.17 | 9 | 0
2025 | TVA_Transmission_2_SOCO | TVA_Transmission | SOCO | Internal | Summer | B4 | 100 | 3200 | 0 | 71.07 | 73.95 | 9 | 0
2025 | TVA_Transmission_2_SOCO | TVA_Transmission | SOCO | Internal | Summer | B5 | 200 | 3200 | 0 | 67.86 | 73.95 | 9 | 0
2025 | TVA_Transmission_2_SOCO | TVA_Transmission | SOCO | Internal | Summer | B6 | 300 | 3200 | 0 | 58.55 | 66.46 | 9 | 0
2025 | TVA_Transmission_2_SOCO | TVA_Transmission | SOCO | Internal | Summer | B7 | 400 | 3200 | 0 | 50.03 | 58.58 | 9 | 0
2025 | TVA_Transmission_2_SOCO | TVA_Transmission | SOCO | Internal | Summer | B8 | 500 | 3200 | 0 | 44.23 | 48.63 | 9 | 0
2025 | TVA_Transmission_2_SOCO | TVA_Transmission | SOCO | Internal | Summer | B9 | 800 | 3200 | 0 | 42.96 | 43.55 | 9 | 0
2025 | TVA_Transmission_2_SOCO | TVA_Transmission | SOCO | Internal | Summer | B10 | 1262 | 3200 | 0 | 40.63 | 43.55 | 9 | 0
2025 | TVA_Transmission_2_SOCO | TVA_Transmission | SOCO | Internal | Winter | B16 | 25 | 3200 | 2477.52 | 60.53 | 69.53 | 9 | 0
2025 | TVA_Transmission_2_SOCO | TVA_Transmission | SOCO | Internal | Winter | B17 | 100 | 3200 | 0 | 51.21 | 53.88 | 9 | 0
2025 | TVA_Transmission_2_SOCO | TVA_Transmission | SOCO | Internal | Winter | B18 | 400 | 3200 | 0 | 47.74 | 47.83 | 9 | 0
2025 | TVA_Transmission_2_SOCO | TVA_Transmission | SOCO | Internal | Winter | B19 | 700 | 3200 | 0 | 46.5 | 47.83 | 9 | 0
2025 | TVA_Transmission_2_SOCO | TVA_Transmission | SOCO | Internal | Winter | B20 | 935 | 3200 | 0 | 44.07 | 45.34 | 9 | 0
2025 | TVA_Transmission_2_TVA | TVA_Transmission | TVA | Internal | Shoulder | B11 | 25 | 99999 | 0 | 63.53 | 61.69 | 0.01 | 0
2025 | TVA_Transmission_2_TVA | TVA_Transmission | TVA | Internal | Shoulder | B12 | 200 | 99999 | 0 | 49.58 | 45.95 | 0.01 | 0
2025 | TVA_Transmission_2_TVA | TVA_Transmission | TVA | Internal | Shoulder | B13 | 600 | 99999 | 0 | 47.19 | 44.49 | 0.01 | 0
2025 | TVA_Transmission_2_TVA | TVA_Transmission | TVA | Internal | Shoulder | B14 | 900 | 99999 | 0 | 45.69 | 44.49 | 0.01 | 0
2025 | TVA_Transmission_2_TVA | TVA_Transmission | TVA | Internal | Shoulder | B15 | 1203 | 99999 | 0 | 44.57 | 44.49 | 0.01 | 0
2025 | TVA_Transmission_2_TVA | TVA_Transmission | TVA | Internal | Summer | B1 | 10 | 99999 | 1330.93 | 77.95 | 77.96 | 0.01 | 0
2025 | TVA_Transmission_2_TVA | TVA_Transmission | TVA | Internal | Summer | B2 | 25 | 99999 | 2478.06 | 75.37 | 75.38 | 0.01 | 0
2025 | TVA_Transmission_2_TVA | TVA_Transmission | TVA | Internal | Summer | B3 | 75 | 99999 | 593.99 | 71.45 | 71.47 | 0.01 | 0
2025 | TVA_Transmission_2_TVA | TVA_Transmission | TVA | Internal | Summer | B4 | 100 | 99999 | 1222.33 | 71.07 | 71.08 | 0.01 | 0
2025 | TVA_Transmission_2_TVA | TVA_Transmission | TVA | Internal | Summer | B5 | 200 | 99999 | 354.45 | 67.86 | 67.87 | 0.01 | 0
2025 | TVA_Transmission_2_TVA | TVA_Transmission | TVA | Internal | Summer | B6 | 300 | 99999 | 0 | 58.55 | 50.46 | 0.01 | 0
2025 | TVA_Transmission_2_TVA | TVA_Transmission | TVA | Internal | Summer | B7 | 400 | 99999 | 0 | 50.03 | 43.12 | 0.01 | 0
2025 | TVA_Transmission_2_TVA | TVA_Transmission | TVA | Internal | Summer | B8 | 500 | 99999 | 0 | 44.23 | 43.12 | 0.01 | 0
2025 | TVA_Transmission_2_TVA | TVA_Transmission | TVA | Internal | Summer | B9 | 800 | 99999 | 0 | 42.96 | 42.49 | 0.01 | 0
2025 | TVA_Transmission_2_TVA | TVA_Transmission | TVA | Internal | Summer | B10 | 1262 | 99999 | 0 | 40.63 | 39.84 | 0.01 | 0
2025 | TVA_Transmission_2_TVA | TVA_Transmission | TVA | Internal | Winter | B16 | 25 | 99999 | 1766.48 | 60.53 | 60.54 | 0.01 | 0
2025 | TVA_Transmission_2_TVA | TVA_Transmission | TVA | Internal | Winter | B17 | 100 | 99999 | 0 | 51.21 | 49.38 | 0.01 | 0
2025 | TVA_Transmission_2_TVA | TVA_Transmission | TVA | Internal | Winter | B18 | 400 | 99999 | 0 | 47.74 | 44.9 | 0.01 | 0
2025 | TVA_Transmission_2_TVA | TVA_Transmission | TVA | Internal | Winter | B19 | 700 | 99999 | 0 | 46.5 | 44.9 | 0.01 | 0
2025 | TVA_Transmission_2_TVA | TVA_Transmission | TVA | Internal | Winter | B20 | 935 | 99999 | 0 | 44.07 | 43.63 | 0.01 | 0
2025 | TVA_Transmission_2_VACAR | TVA_Transmission | VACAR | Internal | Shoulder | B11 | 25 | 900 | 0 | 63.53 | 64.31 | 9 | 0
2025 | TVA_Transmission_2_VACAR | TVA_Transmission | VACAR | Internal | Shoulder | B12 | 200 | 900 | 0 | 49.58 | 51.36 | 9 | 0
2025 | TVA_Transmission_2_VACAR | TVA_Transmission | VACAR | Internal | Shoulder | B13 | 600 | 900 | 0 | 47.19 | 48.58 | 9 | 0
2025 | TVA_Transmission_2_VACAR | TVA_Transmission | VACAR | Internal | Shoulder | B14 | 900 | 900 | 0 | 45.69 | 47.12 | 9 | 0
2025 | TVA_Transmission_2_VACAR | TVA_Transmission | VACAR | Internal | Shoulder | B15 | 1203 | 900 | 0 | 44.57 | 44.72 | 9 | 0
2025 | TVA_Transmission_2_VACAR | TVA_Transmission | VACAR | Internal | Summer | B1 | 10 | 900 | 0 | 77.95 | 78.01 | 9 | 0
2025 | TVA_Transmission_2_VACAR | TVA_Transmission | VACAR | Internal | Summer | B2 | 25 | 900 | 0 | 75.37 | 77.58 | 9 | 0
2025 | TVA_Transmission_2_VACAR | TVA_Transmission | VACAR | Internal | Summer | B3 | 75 | 900 | 0 | 71.45 | 77.58 | 9 | 0
2025 | TVA_Transmission_2_VACAR | TVA_Transmission | VACAR | Internal | Summer | B4 | 100 | 900 | 0 | 71.07 | 76.09 | 9 | 0
2025 | TVA_Transmission_2_VACAR | TVA_Transmission | VACAR | Internal | Summer | B5 | 200 | 900 | 0 | 67.86 | 67.86 | 9 | 0
2025 | TVA_Transmission_2_VACAR | TVA_Transmission | VACAR | Internal | Summer | B6 | 300 | 900 | 0 | 58.55 | 59.46 | 9 | 0
2025 | TVA_Transmission_2_VACAR | TVA_Transmission | VACAR | Internal | Summer | B7 | 400 | 900 | 0 | 50.03 | 50.58 | 9 | 0
2025 | TVA_Transmission_2_VACAR | TVA_Transmission | VACAR | Internal | Summer | B8 | 500 | 900 | 0 | 44.23 | 45.54 | 9 | 0
2025 | TVA_Transmission_2_VACAR | TVA_Transmission | VACAR | Internal | Summer | B9 | 800 | 900 | 0 | 42.96 | 43.47 | 9 | 0
2025 | TVA_Transmission_2_VACAR | TVA_Transmission | VACAR | Internal | Summer | B10 | 1262 | 900 | 0 | 40.63 | 42.82 | 9 | 0
2025 | TVA_Transmission_2_VACAR | TVA_Transmission | VACAR | Internal | Winter | B16 | 25 | 900 | 900 | 60.53 | 79.53 | 9 | 10
2025 | TVA_Transmission_2_VACAR | TVA_Transmission | VACAR | Internal | Winter | B17 | 100 | 900 | 0 | 51.21 | 53.87 | 9 | 0
2025 | TVA_Transmission_2_VACAR | TVA_Transmission | VACAR | Internal | Winter | B18 | 400 | 900 | 0 | 47.74 | 50.25 | 9 | 0
2025 | TVA_Transmission_2_VACAR | TVA_Transmission | VACAR | Internal | Winter | B19 | 700 | 900 | 0 | 46.5 | 48.99 | 9 | 0
2025 | TVA_Transmission_2_VACAR | TVA_Transmission | VACAR | Internal | Winter | B20 | 935 | 900 | 0 | 44.07 | 48.99 | 9 | 0
2025 | VACAR_2_PJM_ROR | VACAR | PJM_ROR | Internal | Shoulder | B11 | 25 | 2865 | 0 | 64.31 | 58.31 | 7 | 0
2025 | VACAR_2_PJM_ROR | VACAR | PJM_ROR | Internal | Shoulder | B12 | 200 | 2865 | 0 | 51.36 | 48.1 | 7 | 0
2025 | VACAR_2_PJM_ROR | VACAR | PJM_ROR | Internal | Shoulder | B13 | 600 | 2865 | 0 | 48.58 | 44.85 | 7 | 0
2025 | VACAR_2_PJM_ROR | VACAR | PJM_ROR | Internal | Shoulder | B14 | 900 | 2865 | 0 | 47.12 | 42.08 | 7 | 0
2025 | VACAR_2_PJM_ROR | VACAR | PJM_ROR | Internal | Shoulder | B15 | 1203 | 2865 | 0 | 44.72 | 38.72 | 7 | 0
2025 | VACAR_2_PJM_ROR | VACAR | PJM_ROR | Internal | Summer | B1 | 10 | 2865 | 0 | 78.01 | 72.01 | 7 | 0
2025 | VACAR_2_PJM_ROR | VACAR | PJM_ROR | Internal | Summer | B2 | 25 | 2865 | 0 | 77.58 | 69.37 | 7 | 0
2025 | VACAR_2_PJM_ROR | VACAR | PJM_ROR | Internal | Summer | B3 | 75 | 2865 | 0 | 77.58 | 65.45 | 7 | 0
2025 | VACAR_2_PJM_ROR | VACAR | PJM_ROR | Internal | Summer | B4 | 100 | 2865 | 0 | 76.09 | 65.07 | 7 | 0
2025 | VACAR_2_PJM_ROR | VACAR | PJM_ROR | Internal | Summer | B5 | 200 | 2865 | 0 | 67.86 | 61.86 | 7 | 0
2025 | VACAR_2_PJM_ROR | VACAR | PJM_ROR | Internal | Summer | B6 | 300 | 2865 | 0 | 59.46 | 53.46 | 7 | 0
2025 | VACAR_2_PJM_ROR | VACAR | PJM_ROR | Internal | Summer | B7 | 400 | 2865 | 0 | 50.58 | 44.58 | 7 | 0
2025 | VACAR_2_PJM_ROR | VACAR | PJM_ROR | Internal | Summer | B8 | 500 | 2865 | 0 | 45.54 | 39.54 | 7 | 0
2025 | VACAR_2_PJM_ROR | VACAR | PJM_ROR | Internal | Summer | B9 | 800 | 2865 | 0 | 43.47 | 37.47 | 7 | 0
2025 | VACAR_2_PJM_ROR | VACAR | PJM_ROR | Internal | Summer | B10 | 1262 | 2865 | 0 | 42.82 | 35.68 | 7 | 0
2025 | VACAR_2_PJM_ROR | VACAR | PJM_ROR | Internal | Winter | B16 | 25 | 2865 | 0 | 79.53 | 52.98 | 7 | 0
2025 | VACAR_2_PJM_ROR | VACAR | PJM_ROR | Internal | Winter | B17 | 100 | 2865 | 0 | 53.87 | 47.87 | 7 | 0
2025 | VACAR_2_PJM_ROR | VACAR | PJM_ROR | Internal | Winter | B18 | 400 | 2865 | 0 | 50.25 | 44.76 | 7 | 0
2025 | VACAR_2_PJM_ROR | VACAR | PJM_ROR | Internal | Winter | B19 | 700 | 2865 | 0 | 48.99 | 43.33 | 7 | 0
2025 | VACAR_2_PJM_ROR | VACAR | PJM_ROR | Internal | Winter | B20 | 935 | 2865 | 0 | 48.99 | 39.33 | 7 | 0
2025 | VACAR_2_SOCO | VACAR | SOCO | Internal | Shoulder | B11 | 25 | 3000 | 1336.22 | 64.31 | 71.31 | 7 | 0
2025 | VACAR_2_SOCO | VACAR | SOCO | Internal | Shoulder | B12 | 200 | 3000 | 0 | 51.36 | 49.43 | 7 | 0
2025 | VACAR_2_SOCO | VACAR | SOCO | Internal | Shoulder | B13 | 600 | 3000 | 0 | 48.58 | 44.95 | 7 | 0
2025 | VACAR_2_SOCO | VACAR | SOCO | Internal | Shoulder | B14 | 900 | 3000 | 0 | 47.12 | 44.95 | 7 | 0
2025 | VACAR_2_SOCO | VACAR | SOCO | Internal | Shoulder | B15 | 1203 | 3000 | 0 | 44.72 | 44.95 | 7 | 0
2025 | VACAR_2_SOCO | VACAR | SOCO | Internal | Summer | B1 | 10 | 3000 | 494.34 | 78.01 | 85.01 | 7 | 0
2025 | VACAR_2_SOCO | VACAR | SOCO | Internal | Summer | B2 | 25 | 3000 | 0 | 77.58 | 75.37 | 7 | 0
2025 | VACAR_2_SOCO | VACAR | SOCO | Internal | Summer | B3 | 75 | 3000 | 0 | 77.58 | 75.17 | 7 | 0
2025 | VACAR_2_SOCO | VACAR | SOCO | Internal | Summer | B4 | 100 | 3000 | 0 | 76.09 | 73.95 | 7 | 0
2025 | VACAR_2_SOCO | VACAR | SOCO | Internal | Summer | B5 | 200 | 3000 | 0 | 67.86 | 73.95 | 7 | 0
2025 | VACAR_2_SOCO | VACAR | SOCO | Internal | Summer | B6 | 300 | 3000 | 1053.22 | 59.46 | 66.46 | 7 | 0
2025 | VACAR_2_SOCO | VACAR | SOCO | Internal | Summer | B7 | 400 | 3000 | 3000 | 50.58 | 58.58 | 7 | 1
2025 | VACAR_2_SOCO | VACAR | SOCO | Internal | Summer | B8 | 500 | 3000 | 0 | 45.54 | 48.63 | 7 | 0
2025 | VACAR_2_SOCO | VACAR | SOCO | Internal | Summer | B9 | 800 | 3000 | 0 | 43.47 | 43.55 | 7 | 0
2025 | VACAR_2_SOCO | VACAR | SOCO | Internal | Summer | B10 | 1262 | 3000 | 0 | 42.82 | 43.55 | 7 | 0
2025 | VACAR_2_SOCO | VACAR | SOCO | Internal | Winter | B16 | 25 | 3000 | 0 | 79.53 | 69.53 | 7 | 0
2025 | VACAR_2_SOCO | VACAR | SOCO | Internal | Winter | B17 | 100 | 3000 | 0 | 53.87 | 53.88 | 7 | 0
2025 | VACAR_2_SOCO | VACAR | SOCO | Internal | Winter | B18 | 400 | 3000 | 0 | 50.25 | 47.83 | 7 | 0
2025 | VACAR_2_SOCO | VACAR | SOCO | Internal | Winter | B19 | 700 | 3000 | 0 | 48.99 | 47.83 | 7 | 0
2025 | VACAR_2_SOCO | VACAR | SOCO | Internal | Winter | B20 | 935 | 3000 | 0 | 48.99 | 45.34 | 7 | 0
2025 | VACAR_2_TVA_Transmission | VACAR | TVA_Transmission | Internal | Shoulder | B11 | 25 | 900 | 0 | 64.31 | 63.53 | 7 | 0
2025 | VACAR_2_TVA_Transmission | VACAR | TVA_Transmission | Internal | Shoulder | B12 | 200 | 900 | 0 | 51.36 | 49.58 | 7 | 0
2025 | VACAR_2_TVA_Transmission | VACAR | TVA_Transmission | Internal | Shoulder | B13 | 600 | 900 | 0 | 48.58 | 47.19 | 7 | 0
2025 | VACAR_2_TVA_Transmission | VACAR | TVA_Transmission | Internal | Shoulder | B14 | 900 | 900 | 0 | 47.12 | 45.69 | 7 | 0
2025 | VACAR_2_TVA_Transmission | VACAR | TVA_Transmission | Internal | Shoulder | B15 | 1203 | 900 | 0 | 44.72 | 44.57 | 7 | 0
2025 | VACAR_2_TVA_Transmission | VACAR | TVA_Transmission | Internal | Summer | B1 | 10 | 900 | 0 | 78.01 | 77.95 | 7 | 0
2025 | VACAR_2_TVA_Transmission | VACAR | TVA_Transmission | Internal | Summer | B2 | 25 | 900 | 0 | 77.58 | 75.37 | 7 | 0
2025 | VACAR_2_TVA_Transmission | VACAR | TVA_Transmission | Internal | Summer | B3 | 75 | 900 | 0 | 77.58 | 71.45 | 7 | 0
2025 | VACAR_2_TVA_Transmission | VACAR | TVA_Transmission | Internal | Summer | B4 | 100 | 900 | 0 | 76.09 | 71.07 | 7 | 0
2025 | VACAR_2_TVA_Transmission | VACAR | TVA_Transmission | Internal | Summer | B5 | 200 | 900 | 0 | 67.86 | 67.86 | 7 | 0
2025 | VACAR_2_TVA_Transmission | VACAR | TVA_Transmission | Internal | Summer | B6 | 300 | 900 | 0 | 59.46 | 58.55 | 7 | 0
2025 | VACAR_2_TVA_Transmission | VACAR | TVA_Transmission | Internal | Summer | B7 | 400 | 900 | 0 | 50.58 | 50.03 | 7 | 0
2025 | VACAR_2_TVA_Transmission | VACAR | TVA_Transmission | Internal | Summer | B8 | 500 | 900 | 0 | 45.54 | 44.23 | 7 | 0
2025 | VACAR_2_TVA_Transmission | VACAR | TVA_Transmission | Internal | Summer | B9 | 800 | 900 | 0 | 43.47 | 42.96 | 7 | 0
2025 | VACAR_2_TVA_Transmission | VACAR | TVA_Transmission | Internal | Summer | B10 | 1262 | 900 | 0 | 42.82 | 40.63 | 7 | 0
2025 | VACAR_2_TVA_Transmission | VACAR | TVA_Transmission | Internal | Winter | B16 | 25 | 900 | 0 | 79.53 | 60.53 | 7 | 0
2025 | VACAR_2_TVA_Transmission | VACAR | TVA_Transmission | Internal | Winter | B17 | 100 | 900 | 0 | 53.87 | 51.21 | 7 | 0
2025 | VACAR_2_TVA_Transmission | VACAR | TVA_Transmission | Internal | Winter | B18 | 400 | 900 | 0 | 50.25 | 47.74 | 7 | 0
2025 | VACAR_2_TVA_Transmission | VACAR | TVA_Transmission | Internal | Winter | B19 | 700 | 900 | 0 | 48.99 | 46.5 | 7 | 0
2025 | VACAR_2_TVA_Transmission | VACAR | TVA_Transmission | Internal | Winter | B20 | 935 | 900 | 0 | 48.99 | 44.07 | 7 | 0
2030 | ENT_2_MISO_MO-IL | ENT | MISO_MO-IL | Internal | Shoulder | B11 | 25 | 2260 | 0 | 53.04 | 53.04 | 8 | 0
2030 | ENT_2_MISO_MO-IL | ENT | MISO_MO-IL | Internal | Shoulder | B12 | 200 | 2260 | 0 | 44.91 | 44.32 | 8 | 0
2030 | ENT_2_MISO_MO-IL | ENT | MISO_MO-IL | Internal | Shoulder | B13 | 600 | 2260 | 0 | 42.11 | 41.33 | 8 | 0
2030 | ENT_2_MISO_MO-IL | ENT | MISO_MO-IL | Internal | Shoulder | B14 | 900 | 2260 | 0 | 41.93 | 40.33 | 8 | 0
2030 | ENT_2_MISO_MO-IL | ENT | MISO_MO-IL | Internal | Shoulder | B15 | 1203 | 2260 | 0 | 37.09 | 35.99 | 8 | 0
2030 | ENT_2_MISO_MO-IL | ENT | MISO_MO-IL | Internal | Summer | B1 | 10 | 2260 | 0 | 70.66 | 70.66 | 8 | 0
2030 | ENT_2_MISO_MO-IL | ENT | MISO_MO-IL | Internal | Summer | B2 | 25 | 2260 | 0 | 67.69 | 70.66 | 8 | 0
2030 | ENT_2_MISO_MO-IL | ENT | MISO_MO-IL | Internal | Summer | B3 | 75 | 2260 | 0 | 70.66 | 70.66 | 8 | 0
2030 | ENT_2_MISO_MO-IL | ENT | MISO_MO-IL | Internal | Summer | B4 | 100 | 2260 | 0 | 67.94 | 68.12 | 8 | 0
2030 | ENT_2_MISO_MO-IL | ENT | MISO_MO-IL | Internal | Summer | B5 | 200 | 2260 | 0 | 67.69 | 67.69 | 8 | 0
2030 | ENT_2_MISO_MO-IL | ENT | MISO_MO-IL | Internal | Summer | B6 | 300 | 2260 | 0 | 56.42 | 56.42 | 8 | 0
2030 | ENT_2_MISO_MO-IL | ENT | MISO_MO-IL | Internal | Summer | B7 | 400 | 2260 | 0 | 48.57 | 47.31 | 8 | 0
2030 | ENT_2_MISO_MO-IL | ENT | MISO_MO-IL | Internal | Summer | B8 | 500 | 2260 | 0 | 44.91 | 41.95 | 8 | 0
2030 | ENT_2_MISO_MO-IL | ENT | MISO_MO-IL | Internal | Summer | B9 | 800 | 2260 | 0 | 43.87 | 39.34 | 8 | 0
2030 | ENT_2_MISO_MO-IL | ENT | MISO_MO-IL | Internal | Summer | B10 | 1262 | 2260 | 0 | 36.91 | 34.31 | 8 | 0
2030 | ENT_2_MISO_MO-IL | ENT | MISO_MO-IL | Internal | Winter | B16 | 25 | 2260 | 0 | 48.62 | 53.04 | 8 | 0
2030 | ENT_2_MISO_MO-IL | ENT | MISO_MO-IL | Internal | Winter | B17 | 100 | 2260 | 0 | 44.67 | 44.67 | 8 | 0
2030 | ENT_2_MISO_MO-IL | ENT | MISO_MO-IL | Internal | Winter | B18 | 400 | 2260 | 0 | 42.64 | 41.08 | 8 | 0
2030 | ENT_2_MISO_MO-IL | ENT | MISO_MO-IL | Internal | Winter | B19 | 700 | 2260 | 0 | 42.64 | 39.34 | 8 | 0
2030 | ENT_2_MISO_MO-IL | ENT | MISO_MO-IL | Internal | Winter | B20 | 935 | 2260 | 0 | 37.18 | 37.18 | 8 | 0
2030 | ENT_2_SOCO | ENT | SOCO | Internal | Shoulder | B11 | 25 | 2431 | 2431 | 53.04 | 70.04 | 8 | 9
2030 | ENT_2_SOCO | ENT | SOCO | Internal | Shoulder | B12 | 200 | 2431 | 0 | 44.91 | 49.17 | 8 | 0
2030 | ENT_2_SOCO | ENT | SOCO | Internal | Shoulder | B13 | 600 | 2431 | 0 | 42.11 | 47.47 | 8 | 0
2030 | ENT_2_SOCO | ENT | SOCO | Internal | Shoulder | B14 | 900 | 2431 | 0 | 41.93 | 47.47 | 8 | 0
2030 | ENT_2_SOCO | ENT | SOCO | Internal | Shoulder | B15 | 1203 | 2431 | 1331.89 | 37.09 | 45.09 | 8 | 0
2030 | ENT_2_SOCO | ENT | SOCO | Internal | Summer | B1 | 10 | 2431 | 2431 | 70.66 | 87.66 | 8 | 9
2030 | ENT_2_SOCO | ENT | SOCO | Internal | Summer | B2 | 25 | 2431 | 2431 | 67.69 | 79.32 | 8 | 3.63
2030 | ENT_2_SOCO | ENT | SOCO | Internal | Summer | B3 | 75 | 2431 | 2191.04 | 70.66 | 78.66 | 8 | 0
2030 | ENT_2_SOCO | ENT | SOCO | Internal | Summer | B4 | 100 | 2431 | 2431 | 67.94 | 77.81 | 8 | 1.87
2030 | ENT_2_SOCO | ENT | SOCO | Internal | Summer | B5 | 200 | 2431 | 2431 | 67.69 | 77.81 | 8 | 2.13
2030 | ENT_2_SOCO | ENT | SOCO | Internal | Summer | B6 | 300 | 2431 | 1887.27 | 56.42 | 64.42 | 8 | 0
2030 | ENT_2_SOCO | ENT | SOCO | Internal | Summer | B7 | 400 | 2431 | 2431 | 48.57 | 59.2 | 8 | 2.63
2030 | ENT_2_SOCO | ENT | SOCO | Internal | Summer | B8 | 500 | 2431 | 0 | 44.91 | 47.61 | 8 | 0
2030 | ENT_2_SOCO | ENT | SOCO | Internal | Summer | B9 | 800 | 2431 | 0 | 43.87 | 45.97 | 8 | 0
2030 | ENT_2_SOCO | ENT | SOCO | Internal | Summer | B10 | 1262 | 2431 | 942.33 | 36.91 | 44.91 | 8 | 0
2030 | ENT_2_SOCO | ENT | SOCO | Internal | Winter | B16 | 25 | 2431 | 2431 | 48.62 | 70.04 | 8 | 13.41
2030 | ENT_2_SOCO | ENT | SOCO | Internal | Winter | B17 | 100 | 2431 | 0 | 44.67 | 52.46 | 8 | 0
2030 | ENT_2_SOCO | ENT | SOCO | Internal | Winter | B18 | 400 | 2431 | 975.08 | 42.64 | 50.64 | 8 | 0
2030 | ENT_2_SOCO | ENT | SOCO | Internal | Winter | B19 | 700 | 2431 | 2346.41 | 42.64 | 50.64 | 8 | 0
2030 | ENT_2_SOCO | ENT | SOCO | Internal | Winter | B20 | 935 | 2431 | 2431 | 37.18 | 46.56 | 8 | 1.38
2030 | ENT_2_TVA_Transmission | ENT | TVA_Transmission | Internal | Shoulder | B11 | 25 | 2100 | 494.1 | 53.04 | 61.04 | 8 | 0
2030 | ENT_2_TVA_Transmission | ENT | TVA_Transmission | Internal | Shoulder | B12 | 200 | 2100 | 0 | 44.91 | 51.5 | 8 | 0
2030 | ENT_2_TVA_Transmission | ENT | TVA_Transmission | Internal | Shoulder | B13 | 600 | 2100 | 0 | 42.11 | 47.71 | 8 | 0
2030 | ENT_2_TVA_Transmission | ENT | TVA_Transmission | Internal | Shoulder | B14 | 900 | 2100 | 0 | 41.93 | 47.32 | 8 | 0
2030 | ENT_2_TVA_Transmission | ENT | TVA_Transmission | Internal | Shoulder | B15 | 1203 | 2100 | 0 | 37.09 | 43.99 | 8 | 0
2030 | ENT_2_TVA_Transmission | ENT | TVA_Transmission | Internal | Summer | B1 | 10 | 2100 | 1226.5 | 70.66 | 78.66 | 8 | 0
2030 | ENT_2_TVA_Transmission | ENT | TVA_Transmission | Internal | Summer | B2 | 25 | 2100 | 0.03 | 67.69 | 75.68 | 8 | 0
2030 | ENT_2_TVA_Transmission | ENT | TVA_Transmission | Internal | Summer | B3 | 75 | 2100 | 0 | 70.66 | 74.91 | 8 | 0
2030 | ENT_2_TVA_Transmission | ENT | TVA_Transmission | Internal | Summer | B4 | 100 | 2100 | 0 | 67.94 | 74.55 | 8 | 0
2030 | ENT_2_TVA_Transmission | ENT | TVA_Transmission | Internal | Summer | B5 | 200 | 2100 | 0 | 67.69 | 73.72 | 8 | 0
2030 | ENT_2_TVA_Transmission | ENT | TVA_Transmission | Internal | Summer | B6 | 300 | 2100 | 0 | 56.42 | 60.79 | 8 | 0
2030 | ENT_2_TVA_Transmission | ENT | TVA_Transmission | Internal | Summer | B7 | 400 | 2100 | 0 | 48.57 | 51.11 | 8 | 0
2030 | ENT_2_TVA_Transmission | ENT | TVA_Transmission | Internal | Summer | B8 | 500 | 2100 | 0 | 44.91 | 46.07 | 8 | 0
2030 | ENT_2_TVA_Transmission | ENT | TVA_Transmission | Internal | Summer | B9 | 800 | 2100 | 0 | 43.87 | 43.24 | 8 | 0
2030 | ENT_2_TVA_Transmission | ENT | TVA_Transmission | Internal | Summer | B10 | 1262 | 2100 | 0 | 36.91 | 42.06 | 8 | 0
2030 | ENT_2_TVA_Transmission | ENT | TVA_Transmission | Internal | Winter | B16 | 25 | 2100 | 2100 | 48.62 | 61.04 | 8 | 4.41
2030 | ENT_2_TVA_Transmission | ENT | TVA_Transmission | Internal | Winter | B17 | 100 | 2100 | 199.91 | 44.67 | 52.67 | 8 | 0
2030 | ENT_2_TVA_Transmission | ENT | TVA_Transmission | Internal | Winter | B18 | 400 | 2100 | 0 | 42.64 | 49.08 | 8 | 0
2030 | ENT_2_TVA_Transmission | ENT | TVA_Transmission | Internal | Winter | B19 | 700 | 2100 | 0 | 42.64 | 47.34 | 8 | 0
2030 | ENT_2_TVA_Transmission | ENT | TVA_Transmission | Internal | Winter | B20 | 935 | 2100 | 398.81 | 37.18 | 45.18 | 8 | 0
2030 | FRCC_2_SOCO | FRCC | SOCO | Internal | Shoulder | B11 | 25 | 900 | 0 | 80.04 | 70.04 | 8 | 0
2030 | FRCC_2_SOCO | FRCC | SOCO | Internal | Shoulder | B12 | 200 | 900 | 0 | 59.17 | 49.17 | 8 | 0
2030 | FRCC_2_SOCO | FRCC | SOCO | Internal | Shoulder | B13 | 600 | 900 | 0 | 54.98 | 47.47 | 8 | 0
2030 | FRCC_2_SOCO | FRCC | SOCO | Internal | Shoulder | B14 | 900 | 900 | 0 | 52.71 | 47.47 | 8 | 0
2030 | FRCC_2_SOCO | FRCC | SOCO | Internal | Shoulder | B15 | 1203 | 900 | 0 | 52.71 | 45.09 | 8 | 0
2030 | FRCC_2_SOCO | FRCC | SOCO | Internal | Summer | B1 | 10 | 900 | 0 | 97.66 | 87.66 | 8 | 0
2030 | FRCC_2_SOCO | FRCC | SOCO | Internal | Summer | B2 | 25 | 900 | 0 | 85.63 | 79.32 | 8 | 0
2030 | FRCC_2_SOCO | FRCC | SOCO | Internal | Summer | B3 | 75 | 900 | 0 | 85.63 | 78.66 | 8 | 0
2030 | FRCC_2_SOCO | FRCC | SOCO | Internal | Summer | B4 | 100 | 900 | 0 | 85.63 | 77.81 | 8 | 0
2030 | FRCC_2_SOCO | FRCC | SOCO | Internal | Summer | B5 | 200 | 900 | 0 | 84.12 | 77.81 | 8 | 0
2030 | FRCC_2_SOCO | FRCC | SOCO | Internal | Summer | B6 | 300 | 900 | 0 | 73.28 | 64.42 | 8 | 0
2030 | FRCC_2_SOCO | FRCC | SOCO | Internal | Summer | B7 | 400 | 900 | 0 | 69.2 | 59.2 | 8 | 0
2030 | FRCC_2_SOCO | FRCC | SOCO | Internal | Summer | B8 | 500 | 900 | 0 | 57.61 | 47.61 | 8 | 0
2030 | FRCC_2_SOCO | FRCC | SOCO | Internal | Summer | B9 | 800 | 900 | 0 | 51.8 | 45.97 | 8 | 0
2030 | FRCC_2_SOCO | FRCC | SOCO | Internal | Summer | B10 | 1262 | 900 | 0 | 51.8 | 44.91 | 8 | 0
2030 | FRCC_2_SOCO | FRCC | SOCO | Internal | Winter | B16 | 25 | 900 | 0 | 80.04 | 70.04 | 8 | 0
2030 | FRCC_2_SOCO | FRCC | SOCO | Internal | Winter | B17 | 100 | 900 | 0 | 62.46 | 52.46 | 8 | 0
2030 | FRCC_2_SOCO | FRCC | SOCO | Internal | Winter | B18 | 400 | 900 | 0 | 56.68 | 50.64 | 8 | 0
2030 | FRCC_2_SOCO | FRCC | SOCO | Internal | Winter | B19 | 700 | 900 | 0 | 55.37 | 50.64 | 8 | 0
2030 | FRCC_2_SOCO | FRCC | SOCO | Internal | Winter | B20 | 935 | 900 | 0 | 55.37 | 46.56 | 8 | 0
2030 | HQ_NEISO_2_NEISO | HQ_NEISO | NEISO | Internal | Shoulder | B11 | 25 | 99999 | 4523.29 | 40.19 | 40.21 | 0.01 | 0
2030 | HQ_NEISO_2_NEISO | HQ_NEISO | NEISO | Internal | Shoulder | B12 | 200 | 99999 | 4507.22 | 40.19 | 40.21 | 0.01 | 0
2030 | HQ_NEISO_2_NEISO | HQ_NEISO | NEISO | Internal | Shoulder | B13 | 600 | 99999 | 4443.92 | 40.19 | 40.21 | 0.01 | 0
2030 | HQ_NEISO_2_NEISO | HQ_NEISO | NEISO | Internal | Shoulder | B14 | 900 | 99999 | 4333.2 | 40.19 | 40.21 | 0.01 | 0
2030 | HQ_NEISO_2_NEISO | HQ_NEISO | NEISO | Internal | Shoulder | B15 | 1203 | 99999 | 2251.49 | 40.19 | 40.21 | 0.01 | 0
2030 | HQ_NEISO_2_NEISO | HQ_NEISO | NEISO | Internal | Summer | B1 | 10 | 99999 | 5420.1 | 283.68 | 283.69 | 0.01 | 0
2030 | HQ_NEISO_2_NEISO | HQ_NEISO | NEISO | Internal | Summer | B2 | 25 | 99999 | 5313.73 | 80.53 | 80.54 | 0.01 | 0
2030 | HQ_NEISO_2_NEISO | HQ_NEISO | NEISO | Internal | Summer | B3 | 75 | 99999 | 5101.91 | 57.52 | 57.53 | 0.01 | 0
2030 | HQ_NEISO_2_NEISO | HQ_NEISO | NEISO | Internal | Summer | B4 | 100 | 99999 | 4919.84 | 51.41 | 51.42 | 0.01 | 0
2030 | HQ_NEISO_2_NEISO | HQ_NEISO | NEISO | Internal | Summer | B5 | 200 | 99999 | 4820.81 | 40.76 | 40.77 | 0.01 | 0
2030 | HQ_NEISO_2_NEISO | HQ_NEISO | NEISO | Internal | Summer | B6 | 300 | 99999 | 4709.12 | 36.77 | 36.79 | 0.01 | 0
2030 | HQ_NEISO_2_NEISO | HQ_NEISO | NEISO | Internal | Summer | B7 | 400 | 99999 | 4581.14 | 36.77 | 36.79 | 0.01 | 0
2030 | HQ_NEISO_2_NEISO | HQ_NEISO | NEISO | Internal | Summer | B8 | 500 | 99999 | 4480.51 | 36.77 | 36.79 | 0.01 | 0
2030 | HQ_NEISO_2_NEISO | HQ_NEISO | NEISO | Internal | Summer | B9 | 800 | 99999 | 4357.25 | 36.77 | 36.79 | 0.01 | 0
2030 | HQ_NEISO_2_NEISO | HQ_NEISO | NEISO | Internal | Summer | B10 | 1262 | 99999 | 1940.57 | 36.77 | 36.79 | 0.01 | 0
2030 | HQ_NEISO_2_NEISO | HQ_NEISO | NEISO | Internal | Winter | B16 | 25 | 99999 | 4746.16 | 50.76 | 50.77 | 0.01 | 0
2030 | HQ_NEISO_2_NEISO | HQ_NEISO | NEISO | Internal | Winter | B17 | 100 | 99999 | 4656.71 | 50.76 | 50.77 | 0.01 | 0
2030 | HQ_NEISO_2_NEISO | HQ_NEISO | NEISO | Internal | Winter | B18 | 400 | 99999 | 4588.26 | 50.76 | 50.77 | 0.01 | 0
2030 | HQ_NEISO_2_NEISO | HQ_NEISO | NEISO | Internal | Winter | B19 | 700 | 99999 | 4460.73 | 50.76 | 50.77 | 0.01 | 0
2030 | HQ_NEISO_2_NEISO | HQ_NEISO | NEISO | Internal | Winter | B20 | 935 | 99999 | 2471.08 | 50.76 | 50.77 | 0.01 | 0
2030 | HQ_NY_2_NYISO_A-F | HQ_NY | NYISO_A-F | Internal | Shoulder | B11 | 25 | 99999 | 2812.27 | 51.48 | 51.49 | 0.01 | 0
2030 | HQ_NY_2_NYISO_A-F | HQ_NY | NYISO_A-F | Internal | Shoulder | B12 | 200 | 99999 | 2847.69 | 47.81 | 47.82 | 0.01 | 0
2030 | HQ_NY_2_NYISO_A-F | HQ_NY | NYISO_A-F | Internal | Shoulder | B13 | 600 | 99999 | 2781.85 | 45.93 | 45.94 | 0.01 | 0
2030 | HQ_NY_2_NYISO_A-F | HQ_NY | NYISO_A-F | Internal | Shoulder | B14 | 900 | 99999 | 2673.14 | 43.33 | 43.34 | 0.01 | 0
2030 | HQ_NY_2_NYISO_A-F | HQ_NY | NYISO_A-F | Internal | Shoulder | B15 | 1203 | 99999 | 1582.7 | 43.33 | 43.34 | 0.01 | 0
2030 | HQ_NY_2_NYISO_A-F | HQ_NY | NYISO_A-F | Internal | Summer | B1 | 10 | 99999 | 3500 | 84.13 | 84.14 | 0.01 | 0
2030 | HQ_NY_2_NYISO_A-F | HQ_NY | NYISO_A-F | Internal | Summer | B2 | 25 | 99999 | 3406.62 | 77.53 | 77.54 | 0.01 | 0
2030 | HQ_NY_2_NYISO_A-F | HQ_NY | NYISO_A-F | Internal | Summer | B3 | 75 | 99999 | 3266.6 | 61.26 | 61.27 | 0.01 | 0
2030 | HQ_NY_2_NYISO_A-F | HQ_NY | NYISO_A-F | Internal | Summer | B4 | 100 | 99999 | 3116.28 | 56.74 | 56.75 | 0.01 | 0
2030 | HQ_NY_2_NYISO_A-F | HQ_NY | NYISO_A-F | Internal | Summer | B5 | 200 | 99999 | 3025.49 | 56.4 | 56.41 | 0.01 | 0
2030 | HQ_NY_2_NYISO_A-F | HQ_NY | NYISO_A-F | Internal | Summer | B6 | 300 | 99999 | 2934.86 | 50.41 | 50.42 | 0.01 | 0
2030 | HQ_NY_2_NYISO_A-F | HQ_NY | NYISO_A-F | Internal | Summer | B7 | 400 | 99999 | 2830.75 | 46.06 | 46.07 | 0.01 | 0
2030 | HQ_NY_2_NYISO_A-F | HQ_NY | NYISO_A-F | Internal | Summer | B8 | 500 | 99999 | 2760.25 | 42.01 | 42.02 | 0.01 | 0
2030 | HQ_NY_2_NYISO_A-F | HQ_NY | NYISO_A-F | Internal | Summer | B9 | 800 | 99999 | 2664.71 | 42.01 | 42.02 | 0.01 | 0
2030 | HQ_NY_2_NYISO_A-F | HQ_NY | NYISO_A-F | Internal | Summer | B10 | 1262 | 99999 | 1436.31 | 42.01 | 42.02 | 0.01 | 0
2030 | HQ_NY_2_NYISO_A-F | HQ_NY | NYISO_A-F | Internal | Winter | B16 | 25 | 99999 | 3058.87 | 54.7 | 54.71 | 0.01 | 0
2030 | HQ_NY_2_NYISO_A-F | HQ_NY | NYISO_A-F | Internal | Winter | B17 | 100 | 99999 | 3001.1 | 53.76 | 53.77 | 0.01 | 0
2030 | HQ_NY_2_NYISO_A-F | HQ_NY | NYISO_A-F | Internal | Winter | B18 | 400 | 99999 | 2934.69 | 50.48 | 50.49 | 0.01 | 0
2030 | HQ_NY_2_NYISO_A-F | HQ_NY | NYISO_A-F | Internal | Winter | B19 | 700 | 99999 | 2819.07 | 50.48 | 50.49 | 0.01 | 0
2030 | HQ_NY_2_NYISO_A-F | HQ_NY | NYISO_A-F | Internal | Winter | B20 | 935 | 99999 | 1762.97 | 50.48 | 50.49 | 0.01 | 0
2030 | HQ_IESO_2_IESO | HQ_IESO | IESO | Internal | Shoulder | B11 | 25 | 99999 | 400 | 47 | 47.01 | 0.01 | 0
2030 | HQ_IESO_2_IESO | HQ_IESO | IESO | Internal | Shoulder | B12 | 200 | 99999 | 400 | 47 | 47.01 | 0.01 | 0
2030 | HQ_IESO_2_IESO | HQ_IESO | IESO | Internal | Shoulder | B13 | 600 | 99999 | 400 | 47 | 47.01 | 0.01 | 0
2030 | HQ_IESO_2_IESO | HQ_IESO | IESO | Internal | Shoulder | B14 | 900 | 99999 | 400 | 47 | 47.01 | 0.01 | 0
2030 | HQ_IESO_2_IESO | HQ_IESO | IESO | Internal | Shoulder | B15 | 1203 | 99999 | 75.48 | 47 | 47.01 | 0.01 | 0
2030 | HQ_IESO_2_IESO | HQ_IESO | IESO | Internal | Summer | B1 | 10 | 99999 | 400 | 77.13 | 77.14 | 0.01 | 0
2030 | HQ_IESO_2_IESO | HQ_IESO | IESO | Internal | Summer | B2 | 25 | 99999 | 400 | 70.53 | 70.54 | 0.01 | 0
2030 | HQ_IESO_2_IESO | HQ_IESO | IESO | Internal | Summer | B3 | 75 | 99999 | 400 | 62.8 | 62.81 | 0.01 | 0
2030 | HQ_IESO_2_IESO | HQ_IESO | IESO | Internal | Summer | B4 | 100 | 99999 | 400 | 49.74 | 49.75 | 0.01 | 0
2030 | HQ_IESO_2_IESO | HQ_IESO | IESO | Internal | Summer | B5 | 200 | 99999 | 400 | 49.74 | 49.75 | 0.01 | 0
2030 | HQ_IESO_2_IESO | HQ_IESO | IESO | Internal | Summer | B6 | 300 | 99999 | 400 | 46.11 | 46.12 | 0.01 | 0
2030 | HQ_IESO_2_IESO | HQ_IESO | IESO | Internal | Summer | B7 | 400 | 99999 | 400 | 46.11 | 46.12 | 0.01 | 0
2030 | HQ_IESO_2_IESO | HQ_IESO | IESO | Internal | Summer | B8 | 500 | 99999 | 400 | 46.11 | 46.12 | 0.01 | 0
2030 | HQ_IESO_2_IESO | HQ_IESO | IESO | Internal | Summer | B9 | 800 | 99999 | 400 | 46.11 | 46.12 | 0.01 | 0
2030 | HQ_IESO_2_IESO | HQ_IESO | IESO | Internal | Summer | B10 | 1262 | 99999 | 12.04 | 46.11 | 46.12 | 0.01 | 0
2030 | HQ_IESO_2_IESO | HQ_IESO | IESO | Internal | Winter | B16 | 25 | 99999 | 400 | 49.36 | 49.38 | 0.01 | 0
2030 | HQ_IESO_2_IESO | HQ_IESO | IESO | Internal | Winter | B17 | 100 | 99999 | 400 | 49.36 | 49.38 | 0.01 | 0
2030 | HQ_IESO_2_IESO | HQ_IESO | IESO | Internal | Winter | B18 | 400 | 99999 | 400 | 49.36 | 49.38 | 0.01 | 0
2030 | HQ_IESO_2_IESO | HQ_IESO | IESO | Internal | Winter | B19 | 700 | 99999 | 400 | 49.36 | 49.38 | 0.01 | 0
2030 | HQ_IESO_2_IESO | HQ_IESO | IESO | Internal | Winter | B20 | 935 | 99999 | 91.98 | 49.36 | 49.38 | 0.01 | 0
2030 | IESO_2_MAPP_CA | IESO | MAPP_CA | Internal | Shoulder | B11 | 25 | 262 | 0 | 47.01 | 49.79 | 7 | 0
2030 | IESO_2_MAPP_CA | IESO | MAPP_CA | Internal | Shoulder | B12 | 200 | 262 | 0 | 47.01 | 44.3 | 7 | 0
2030 | IESO_2_MAPP_CA | IESO | MAPP_CA | Internal | Shoulder | B13 | 600 | 262 | 0 | 47.01 | 39.01 | 7 | 0
2030 | IESO_2_MAPP_CA | IESO | MAPP_CA | Internal | Shoulder | B14 | 900 | 262 | 0 | 47.01 | 39.01 | 7 | 0
2030 | IESO_2_MAPP_CA | IESO | MAPP_CA | Internal | Shoulder | B15 | 1203 | 262 | 0 | 47.01 | 39.01 | 7 | 0
2030 | IESO_2_MAPP_CA | IESO | MAPP_CA | Internal | Summer | B1 | 10 | 262 | 0 | 77.14 | 49.79 | 7 | 0
2030 | IESO_2_MAPP_CA | IESO | MAPP_CA | Internal | Summer | B2 | 25 | 262 | 0 | 70.54 | 52.21 | 7 | 0
2030 | IESO_2_MAPP_CA | IESO | MAPP_CA | Internal | Summer | B3 | 75 | 262 | 0 | 62.81 | 52.21 | 7 | 0
2030 | IESO_2_MAPP_CA | IESO | MAPP_CA | Internal | Summer | B4 | 100 | 262 | 0 | 49.75 | 49.79 | 7 | 0
2030 | IESO_2_MAPP_CA | IESO | MAPP_CA | Internal | Summer | B5 | 200 | 262 | 0 | 49.75 | 52.21 | 7 | 0
2030 | IESO_2_MAPP_CA | IESO | MAPP_CA | Internal | Summer | B6 | 300 | 262 | 0 | 46.12 | 47.99 | 7 | 0
2030 | IESO_2_MAPP_CA | IESO | MAPP_CA | Internal | Summer | B7 | 400 | 262 | 0 | 46.12 | 44.19 | 7 | 0
2030 | IESO_2_MAPP_CA | IESO | MAPP_CA | Internal | Summer | B8 | 500 | 262 | 0 | 46.12 | 38.87 | 7 | 0
2030 | IESO_2_MAPP_CA | IESO | MAPP_CA | Internal | Summer | B9 | 800 | 262 | 0 | 46.12 | 38.12 | 7 | 0
2030 | IESO_2_MAPP_CA | IESO | MAPP_CA | Internal | Summer | B10 | 1262 | 262 | 0 | 46.12 | 38.12 | 7 | 0
2030 | IESO_2_MAPP_CA | IESO | MAPP_CA | Internal | Winter | B16 | 25 | 262 | 0 | 49.38 | 49.48 | 7 | 0
2030 | IESO_2_MAPP_CA | IESO | MAPP_CA | Internal | Winter | B17 | 100 | 262 | 0 | 49.38 | 49.48 | 7 | 0
2030 | IESO_2_MAPP_CA | IESO | MAPP_CA | Internal | Winter | B18 | 400 | 262 | 0 | 49.38 | 49.48 | 7 | 0
2030 | IESO_2_MAPP_CA | IESO | MAPP_CA | Internal | Winter | B19 | 700 | 262 | 0 | 49.38 | 49.48 | 7 | 0
2030 | IESO_2_MAPP_CA | IESO | MAPP_CA | Internal | Winter | B20 | 935 | 262 | 0 | 49.38 | 49.48 | 7 | 0
2030 | IESO_2_MISO_MI | IESO | MISO_MI | Internal | Shoulder | B11 | 25 | 1840 | 1840 | 47.01 | 57.05 | 7 | 3.04
2030 | IESO_2_MISO_MI | IESO | MISO_MI | Internal | Shoulder | B12 | 200 | 1840 | 0 | 47.01 | 52.12 | 7 | 0
2030 | IESO_2_MISO_MI | IESO | MISO_MI | Internal | Shoulder | B13 | 600 | 1840 | 0 | 47.01 | 45.71 | 7 | 0
2030 | IESO_2_MISO_MI | IESO | MISO_MI | Internal | Shoulder | B14 | 900 | 1840 | 0 | 47.01 | 44.64 | 7 | 0
2030 | IESO_2_MISO_MI | IESO | MISO_MI | Internal | Shoulder | B15 | 1203 | 1840 | 0 | 47.01 | 41.32 | 7 | 0
2030 | IESO_2_MISO_MI | IESO | MISO_MI | Internal | Summer | B1 | 10 | 1840 | 99.38 | 77.14 | 84.14 | 7 | 0
2030 | IESO_2_MISO_MI | IESO | MISO_MI | Internal | Summer | B2 | 25 | 1840 | 0 | 70.54 | 72.38 | 7 | 0
2030 | IESO_2_MISO_MI | IESO | MISO_MI | Internal | Summer | B3 | 75 | 1840 | 1840 | 62.81 | 71.28 | 7 | 1.47
2030 | IESO_2_MISO_MI | IESO | MISO_MI | Internal | Summer | B4 | 100 | 1840 | 1840 | 49.75 | 68.14 | 7 | 11.39
2030 | IESO_2_MISO_MI | IESO | MISO_MI | Internal | Summer | B5 | 200 | 1840 | 1840 | 49.75 | 67.69 | 7 | 10.93
2030 | IESO_2_MISO_MI | IESO | MISO_MI | Internal | Summer | B6 | 300 | 1840 | 1840 | 46.12 | 56.45 | 7 | 3.32
2030 | IESO_2_MISO_MI | IESO | MISO_MI | Internal | Summer | B7 | 400 | 1840 | 0 | 46.12 | 48.2 | 7 | 0
2030 | IESO_2_MISO_MI | IESO | MISO_MI | Internal | Summer | B8 | 500 | 1840 | 0 | 46.12 | 42.88 | 7 | 0
2030 | IESO_2_MISO_MI | IESO | MISO_MI | Internal | Summer | B9 | 800 | 1840 | 0 | 46.12 | 40.66 | 7 | 0
2030 | IESO_2_MISO_MI | IESO | MISO_MI | Internal | Summer | B10 | 1262 | 1840 | 0 | 46.12 | 38.25 | 7 | 0
2030 | IESO_2_MISO_MI | IESO | MISO_MI | Internal | Winter | B16 | 25 | 1840 | 1840 | 49.38 | 57.28 | 7 | 0.91
2030 | IESO_2_MISO_MI | IESO | MISO_MI | Internal | Winter | B17 | 100 | 1840 | 0 | 49.38 | 55.29 | 7 | 0
2030 | IESO_2_MISO_MI | IESO | MISO_MI | Internal | Winter | B18 | 400 | 1840 | 0 | 49.38 | 46.41 | 7 | 0
2030 | IESO_2_MISO_MI | IESO | MISO_MI | Internal | Winter | B19 | 700 | 1840 | 0 | 49.38 | 44.64 | 7 | 0
2030 | IESO_2_MISO_MI | IESO | MISO_MI | Internal | Winter | B20 | 935 | 1840 | 0 | 49.38 | 41.18 | 7 | 0
2030 | IESO_2_MISO_W | IESO | MISO_W | Internal | Shoulder | B11 | 25 | 214 | 0 | 47.01 | 53.02 | 7 | 0
2030 | IESO_2_MISO_W | IESO | MISO_W | Internal | Shoulder | B12 | 200 | 214 | 0 | 47.01 | 44.31 | 7 | 0
2030 | IESO_2_MISO_W | IESO | MISO_W | Internal | Shoulder | B13 | 600 | 214 | 0 | 47.01 | 39 | 7 | 0
2030 | IESO_2_MISO_W | IESO | MISO_W | Internal | Shoulder | B14 | 900 | 214 | 0 | 47.01 | 31.04 | 7 | 0
2030 | IESO_2_MISO_W | IESO | MISO_W | Internal | Shoulder | B15 | 1203 | 214 | 0 | 47.01 | 19.05 | 7 | 0
2030 | IESO_2_MISO_W | IESO | MISO_W | Internal | Summer | B1 | 10 | 214 | 0 | 77.14 | 70.65 | 7 | 0
2030 | IESO_2_MISO_W | IESO | MISO_W | Internal | Summer | B2 | 25 | 214 | 0 | 70.54 | 67.68 | 7 | 0
2030 | IESO_2_MISO_W | IESO | MISO_W | Internal | Summer | B3 | 75 | 214 | 214 | 62.81 | 70.65 | 7 | 0.83
2030 | IESO_2_MISO_W | IESO | MISO_W | Internal | Summer | B4 | 100 | 214 | 214 | 49.75 | 67.93 | 7 | 11.18
2030 | IESO_2_MISO_W | IESO | MISO_W | Internal | Summer | B5 | 200 | 214 | 214 | 49.75 | 67.68 | 7 | 10.92
2030 | IESO_2_MISO_W | IESO | MISO_W | Internal | Summer | B6 | 300 | 214 | 214 | 46.12 | 56.41 | 7 | 3.29
2030 | IESO_2_MISO_W | IESO | MISO_W | Internal | Summer | B7 | 400 | 214 | 0 | 46.12 | 44.2 | 7 | 0
2030 | IESO_2_MISO_W | IESO | MISO_W | Internal | Summer | B8 | 500 | 214 | 0 | 46.12 | 38.88 | 7 | 0
2030 | IESO_2_MISO_W | IESO | MISO_W | Internal | Summer | B9 | 800 | 214 | 0 | 46.12 | 36.66 | 7 | 0
2030 | IESO_2_MISO_W | IESO | MISO_W | Internal | Summer | B10 | 1262 | 214 | 0 | 46.12 | 32.73 | 7 | 0
2030 | IESO_2_MISO_W | IESO | MISO_W | Internal | Winter | B16 | 25 | 214 | 0 | 49.38 | 24.53 | 7 | 0
2030 | IESO_2_MISO_W | IESO | MISO_W | Internal | Winter | B17 | 100 | 214 | 0 | 49.38 | 28.57 | 7 | 0
2030 | IESO_2_MISO_W | IESO | MISO_W | Internal | Winter | B18 | 400 | 214 | 0 | 49.38 | 36.52 | 7 | 0
2030 | IESO_2_MISO_W | IESO | MISO_W | Internal | Winter | B19 | 700 | 214 | 0 | 49.38 | 36.52 | 7 | 0
2030 | IESO_2_MISO_W | IESO | MISO_W | Internal | Winter | B20 | 935 | 214 | 0 | 49.38 | 24.73 | 7 | 0
2030 | IESO_2_NYISO_A-F | IESO | NYISO_A-F | Internal | Shoulder | B11 | 25 | 1725 | 0 | 47.01 | 51.49 | 7 | 0
2030 | IESO_2_NYISO_A-F | IESO | NYISO_A-F | Internal | Shoulder | B12 | 200 | 1725 | 0 | 47.01 | 47.82 | 7 | 0
2030 | IESO_2_NYISO_A-F | IESO | NYISO_A-F | Internal | Shoulder | B13 | 600 | 1725 | 0 | 47.01 | 45.94 | 7 | 0
2030 | IESO_2_NYISO_A-F | IESO | NYISO_A-F | Internal | Shoulder | B14 | 900 | 1725 | 0 | 47.01 | 43.34 | 7 | 0
2030 | IESO_2_NYISO_A-F | IESO | NYISO_A-F | Internal | Shoulder | B15 | 1203 | 1725 | 0 | 47.01 | 43.34 | 7 | 0
2030 | IESO_2_NYISO_A-F | IESO | NYISO_A-F | Internal | Summer | B1 | 10 | 1725 | 354.86 | 77.14 | 84.14 | 7 | 0
2030 | IESO_2_NYISO_A-F | IESO | NYISO_A-F | Internal | Summer | B2 | 25 | 1725 | 781.65 | 70.54 | 77.54 | 7 | 0
2030 | IESO_2_NYISO_A-F | IESO | NYISO_A-F | Internal | Summer | B3 | 75 | 1725 | 0 | 62.81 | 61.27 | 7 | 0
2030 | IESO_2_NYISO_A-F | IESO | NYISO_A-F | Internal | Summer | B4 | 100 | 1725 | 177.79 | 49.75 | 56.75 | 7 | 0
2030 | IESO_2_NYISO_A-F | IESO | NYISO_A-F | Internal | Summer | B5 | 200 | 1725 | 0 | 49.75 | 56.41 | 7 | 0
2030 | IESO_2_NYISO_A-F | IESO | NYISO_A-F | Internal | Summer | B6 | 300 | 1725 | 0 | 46.12 | 50.42 | 7 | 0
2030 | IESO_2_NYISO_A-F | IESO | NYISO_A-F | Internal | Summer | B7 | 400 | 1725 | 0 | 46.12 | 46.07 | 7 | 0
2030 | IESO_2_NYISO_A-F | IESO | NYISO_A-F | Internal | Summer | B8 | 500 | 1725 | 0 | 46.12 | 42.02 | 7 | 0
2030 | IESO_2_NYISO_A-F | IESO | NYISO_A-F | Internal | Summer | B9 | 800 | 1725 | 0 | 46.12 | 42.02 | 7 | 0
2030 | IESO_2_NYISO_A-F | IESO | NYISO_A-F | Internal | Summer | B10 | 1262 | 1725 | 0 | 46.12 | 42.02 | 7 | 0
2030 | IESO_2_NYISO_A-F | IESO | NYISO_A-F | Internal | Winter | B16 | 25 | 1725 | 0 | 49.38 | 54.71 | 7 | 0
2030 | IESO_2_NYISO_A-F | IESO | NYISO_A-F | Internal | Winter | B17 | 100 | 1725 | 0 | 49.38 | 53.77 | 7 | 0
2030 | IESO_2_NYISO_A-F | IESO | NYISO_A-F | Internal | Winter | B18 | 400 | 1725 | 0 | 49.38 | 50.49 | 7 | 0
2030 | IESO_2_NYISO_A-F | IESO | NYISO_A-F | Internal | Winter | B19 | 700 | 1725 | 0 | 49.38 | 50.49 | 7 | 0
2030 | IESO_2_NYISO_A-F | IESO | NYISO_A-F | Internal | Winter | B20 | 935 | 1725 | 0 | 49.38 | 50.49 | 7 | 0
2030 | MAPP_CA_2_IESO | MAPP_CA | IESO | Internal | Shoulder | B11 | 25 | 330 | 0 | 49.79 | 47.01 | 8 | 0
2030 | MAPP_CA_2_IESO | MAPP_CA | IESO | Internal | Shoulder | B12 | 200 | 330 | 0 | 44.3 | 47.01 | 8 | 0
2030 | MAPP_CA_2_IESO | MAPP_CA | IESO | Internal | Shoulder | B13 | 600 | 330 | 227.97 | 39.01 | 47.01 | 8 | 0
2030 | MAPP_CA_2_IESO | MAPP_CA | IESO | Internal | Shoulder | B14 | 900 | 330 | 250.48 | 39.01 | 47.01 | 8 | 0
2030 | MAPP_CA_2_IESO | MAPP_CA | IESO | Internal | Shoulder | B15 | 1203 | 330 | 262.87 | 39.01 | 47.01 | 8 | 0
2030 | MAPP_CA_2_IESO | MAPP_CA | IESO | Internal | Summer | B1 | 10 | 330 | 330 | 49.79 | 77.14 | 8 | 19.35
2030 | MAPP_CA_2_IESO | MAPP_CA | IESO | Internal | Summer | B2 | 25 | 330 | 330 | 52.21 | 70.54 | 8 | 10.32
2030 | MAPP_CA_2_IESO | MAPP_CA | IESO | Internal | Summer | B3 | 75 | 330 | 330 | 52.21 | 62.81 | 8 | 2.6
2030 | MAPP_CA_2_IESO | MAPP_CA | IESO | Internal | Summer | B4 | 100 | 330 | 0 | 49.79 | 49.75 | 8 | 0
2030 | MAPP_CA_2_IESO | MAPP_CA | IESO | Internal | Summer | B5 | 200 | 330 | 0 | 52.21 | 49.75 | 8 | 0
2030 | MAPP_CA_2_IESO | MAPP_CA | IESO | Internal | Summer | B6 | 300 | 330 | 0 | 47.99 | 46.12 | 8 | 0
2030 | MAPP_CA_2_IESO | MAPP_CA | IESO | Internal | Summer | B7 | 400 | 330 | 0 | 44.19 | 46.12 | 8 | 0
2030 | MAPP_CA_2_IESO | MAPP_CA | IESO | Internal | Summer | B8 | 500 | 330 | 0 | 38.87 | 46.12 | 8 | 0
2030 | MAPP_CA_2_IESO | MAPP_CA | IESO | Internal | Summer | B9 | 800 | 330 | 111.81 | 38.12 | 46.12 | 8 | 0
2030 | MAPP_CA_2_IESO | MAPP_CA | IESO | Internal | Summer | B10 | 1262 | 330 | 92.18 | 38.12 | 46.12 | 8 | 0
2030 | MAPP_CA_2_IESO | MAPP_CA | IESO | Internal | Winter | B16 | 25 | 330 | 0 | 49.48 | 49.38 | 8 | 0
2030 | MAPP_CA_2_IESO | MAPP_CA | IESO | Internal | Winter | B17 | 100 | 330 | 0 | 49.48 | 49.38 | 8 | 0
2030 | MAPP_CA_2_IESO | MAPP_CA | IESO | Internal | Winter | B18 | 400 | 330 | 0 | 49.48 | 49.38 | 8 | 0
2030 | MAPP_CA_2_IESO | MAPP_CA | IESO | Internal | Winter | B19 | 700 | 330 | 0 | 49.48 | 49.38 | 8 | 0
2030 | MAPP_CA_2_IESO | MAPP_CA | IESO | Internal | Winter | B20 | 935 | 330 | 0 | 49.48 | 49.38 | 8 | 0
2030 | MAPP_CA_2_MAPP_US | MAPP_CA | MAPP_US | Internal | Shoulder | B11 | 25 | 437 | 0 | 49.79 | 45.26 | 7 | 0
2030 | MAPP_CA_2_MAPP_US | MAPP_CA | MAPP_US | Internal | Shoulder | B12 | 200 | 437 | 0 | 44.3 | 37.31 | 7 | 0
2030 | MAPP_CA_2_MAPP_US | MAPP_CA | MAPP_US | Internal | Shoulder | B13 | 600 | 437 | 0 | 39.01 | 29.75 | 7 | 0
2030 | MAPP_CA_2_MAPP_US | MAPP_CA | MAPP_US | Internal | Shoulder | B14 | 900 | 437 | 0 | 39.01 | 24.04 | 7 | 0
2030 | MAPP_CA_2_MAPP_US | MAPP_CA | MAPP_US | Internal | Shoulder | B15 | 1203 | 437 | 0 | 39.01 | 12.05 | 7 | 0
2030 | MAPP_CA_2_MAPP_US | MAPP_CA | MAPP_US | Internal | Summer | B1 | 10 | 437 | 437 | 49.79 | 63.65 | 7 | 6.85
2030 | MAPP_CA_2_MAPP_US | MAPP_CA | MAPP_US | Internal | Summer | B2 | 25 | 437 | 437 | 52.21 | 60.68 | 7 | 1.46
2030 | MAPP_CA_2_MAPP_US | MAPP_CA | MAPP_US | Internal | Summer | B3 | 75 | 437 | 437 | 52.21 | 63.65 | 7 | 4.43
2030 | MAPP_CA_2_MAPP_US | MAPP_CA | MAPP_US | Internal | Summer | B4 | 100 | 437 | 437 | 49.79 | 60.93 | 7 | 4.14
2030 | MAPP_CA_2_MAPP_US | MAPP_CA | MAPP_US | Internal | Summer | B5 | 200 | 437 | 437 | 52.21 | 60.68 | 7 | 1.46
2030 | MAPP_CA_2_MAPP_US | MAPP_CA | MAPP_US | Internal | Summer | B6 | 300 | 437 | 0 | 47.99 | 49.41 | 7 | 0
2030 | MAPP_CA_2_MAPP_US | MAPP_CA | MAPP_US | Internal | Summer | B7 | 400 | 437 | 0 | 44.19 | 37.2 | 7 | 0
2030 | MAPP_CA_2_MAPP_US | MAPP_CA | MAPP_US | Internal | Summer | B8 | 500 | 437 | 0 | 38.87 | 26.88 | 7 | 0
2030 | MAPP_CA_2_MAPP_US | MAPP_CA | MAPP_US | Internal | Summer | B9 | 800 | 437 | 0 | 38.12 | 26.88 | 7 | 0
2030 | MAPP_CA_2_MAPP_US | MAPP_CA | MAPP_US | Internal | Summer | B10 | 1262 | 437 | 0 | 38.12 | 25.73 | 7 | 0
2030 | MAPP_CA_2_MAPP_US | MAPP_CA | MAPP_US | Internal | Winter | B16 | 25 | 437 | 0 | 49.48 | 17.53 | 7 | 0
2030 | MAPP_CA_2_MAPP_US | MAPP_CA | MAPP_US | Internal | Winter | B17 | 100 | 437 | 0 | 49.48 | 21.57 | 7 | 0
2030 | MAPP_CA_2_MAPP_US | MAPP_CA | MAPP_US | Internal | Winter | B18 | 400 | 437 | 0 | 49.48 | 29.52 | 7 | 0
2030 | MAPP_CA_2_MAPP_US | MAPP_CA | MAPP_US | Internal | Winter | B19 | 700 | 437 | 0 | 49.48 | 29.52 | 7 | 0
2030 | MAPP_CA_2_MAPP_US | MAPP_CA | MAPP_US | Internal | Winter | B20 | 935 | 437 | 0 | 49.48 | 17.73 | 7 | 0
2030 | MAPP_CA_2_MISO_W | MAPP_CA | MISO_W | Internal | Shoulder | B11 | 25 | 2058 | 2058 | 49.79 | 53.02 | 0.01 | 3.22
2030 | MAPP_CA_2_MISO_W | MAPP_CA | MISO_W | Internal | Shoulder | B12 | 200 | 2058 | 745.02 | 44.3 | 44.31 | 0.01 | 0
2030 | MAPP_CA_2_MISO_W | MAPP_CA | MISO_W | Internal | Shoulder | B13 | 600 | 2058 | 0 | 39.01 | 39 | 0.01 | 0
2030 | MAPP_CA_2_MISO_W | MAPP_CA | MISO_W | Internal | Shoulder | B14 | 900 | 2058 | 0 | 39.01 | 31.04 | 0.01 | 0
2030 | MAPP_CA_2_MISO_W | MAPP_CA | MISO_W | Internal | Shoulder | B15 | 1203 | 2058 | 0 | 39.01 | 19.05 | 0.01 | 0
2030 | MAPP_CA_2_MISO_W | MAPP_CA | MISO_W | Internal | Summer | B1 | 10 | 2058 | 2058 | 49.79 | 70.65 | 0.01 | 20.84
2030 | MAPP_CA_2_MISO_W | MAPP_CA | MISO_W | Internal | Summer | B2 | 25 | 2058 | 2058 | 52.21 | 67.68 | 0.01 | 15.45
2030 | MAPP_CA_2_MISO_W | MAPP_CA | MISO_W | Internal | Summer | B3 | 75 | 2058 | 2058 | 52.21 | 70.65 | 0.01 | 18.42
2030 | MAPP_CA_2_MISO_W | MAPP_CA | MISO_W | Internal | Summer | B4 | 100 | 2058 | 2058 | 49.79 | 67.93 | 0.01 | 18.13
2030 | MAPP_CA_2_MISO_W | MAPP_CA | MISO_W | Internal | Summer | B5 | 200 | 2058 | 2058 | 52.21 | 67.68 | 0.01 | 15.45
2030 | MAPP_CA_2_MISO_W | MAPP_CA | MISO_W | Internal | Summer | B6 | 300 | 2058 | 2058 | 47.99 | 56.41 | 0.01 | 8.41
2030 | MAPP_CA_2_MISO_W | MAPP_CA | MISO_W | Internal | Summer | B7 | 400 | 2058 | 1781.09 | 44.19 | 44.2 | 0.01 | 0
2030 | MAPP_CA_2_MISO_W | MAPP_CA | MISO_W | Internal | Summer | B8 | 500 | 2058 | 1496.77 | 38.87 | 38.88 | 0.01 | 0
2030 | MAPP_CA_2_MISO_W | MAPP_CA | MISO_W | Internal | Summer | B9 | 800 | 2058 | 0 | 38.12 | 36.66 | 0.01 | 0
2030 | MAPP_CA_2_MISO_W | MAPP_CA | MISO_W | Internal | Summer | B10 | 1262 | 2058 | 0 | 38.12 | 32.73 | 0.01 | 0
2030 | MAPP_CA_2_MISO_W | MAPP_CA | MISO_W | Internal | Winter | B16 | 25 | 2058 | 0 | 49.48 | 24.53 | 0.01 | 0
2030 | MAPP_CA_2_MISO_W | MAPP_CA | MISO_W | Internal | Winter | B17 | 100 | 2058 | 0 | 49.48 | 28.57 | 0.01 | 0
2030 | MAPP_CA_2_MISO_W | MAPP_CA | MISO_W | Internal | Winter | B18 | 400 | 2058 | 0 | 49.48 | 36.52 | 0.01 | 0
2030 | MAPP_CA_2_MISO_W | MAPP_CA | MISO_W | Internal | Winter | B19 | 700 | 2058 | 0 | 49.48 | 36.52 | 0.01 | 0
2030 | MAPP_CA_2_MISO_W | MAPP_CA | MISO_W | Internal | Winter | B20 | 935 | 2058 | 0 | 49.48 | 24.73 | 0.01 | 0
2030 | MAPP_US_2_MAPP_CA | MAPP_US | MAPP_CA | Internal | Shoulder | B11 | 25 | 230 | 0 | 45.26 | 49.79 | 7 | 0
2030 | MAPP_US_2_MAPP_CA | MAPP_US | MAPP_CA | Internal | Shoulder | B12 | 200 | 230 | 0 | 37.31 | 44.3 | 7 | 0
2030 | MAPP_US_2_MAPP_CA | MAPP_US | MAPP_CA | Internal | Shoulder | B13 | 600 | 230 | 230 | 29.75 | 39.01 | 7 | 2.27
2030 | MAPP_US_2_MAPP_CA | MAPP_US | MAPP_CA | Internal | Shoulder | B14 | 900 | 230 | 230 | 24.04 | 39.01 | 7 | 7.97
2030 | MAPP_US_2_MAPP_CA | MAPP_US | MAPP_CA | Internal | Shoulder | B15 | 1203 | 230 | 230 | 12.05 | 39.01 | 7 | 19.96
2030 | MAPP_US_2_MAPP_CA | MAPP_US | MAPP_CA | Internal | Summer | B1 | 10 | 230 | 0 | 63.65 | 49.79 | 7 | 0
2030 | MAPP_US_2_MAPP_CA | MAPP_US | MAPP_CA | Internal | Summer | B2 | 25 | 230 | 0 | 60.68 | 52.21 | 7 | 0
2030 | MAPP_US_2_MAPP_CA | MAPP_US | MAPP_CA | Internal | Summer | B3 | 75 | 230 | 0 | 63.65 | 52.21 | 7 | 0
2030 | MAPP_US_2_MAPP_CA | MAPP_US | MAPP_CA | Internal | Summer | B4 | 100 | 230 | 0 | 60.93 | 49.79 | 7 | 0
2030 | MAPP_US_2_MAPP_CA | MAPP_US | MAPP_CA | Internal | Summer | B5 | 200 | 230 | 0 | 60.68 | 52.21 | 7 | 0
2030 | MAPP_US_2_MAPP_CA | MAPP_US | MAPP_CA | Internal | Summer | B6 | 300 | 230 | 0 | 49.41 | 47.99 | 7 | 0
2030 | MAPP_US_2_MAPP_CA | MAPP_US | MAPP_CA | Internal | Summer | B7 | 400 | 230 | 0 | 37.2 | 44.19 | 7 | 0
2030 | MAPP_US_2_MAPP_CA | MAPP_US | MAPP_CA | Internal | Summer | B8 | 500 | 230 | 230 | 26.88 | 38.87 | 7 | 4.99
2030 | MAPP_US_2_MAPP_CA | MAPP_US | MAPP_CA | Internal | Summer | B9 | 800 | 230 | 230 | 26.88 | 38.12 | 7 | 4.24
2030 | MAPP_US_2_MAPP_CA | MAPP_US | MAPP_CA | Internal | Summer | B10 | 1262 | 230 | 230 | 25.73 | 38.12 | 7 | 5.39
2030 | MAPP_US_2_MAPP_CA | MAPP_US | MAPP_CA | Internal | Winter | B16 | 25 | 230 | 230 | 17.53 | 49.48 | 7 | 24.95
2030 | MAPP_US_2_MAPP_CA | MAPP_US | MAPP_CA | Internal | Winter | B17 | 100 | 230 | 230 | 21.57 | 49.48 | 7 | 20.92
2030 | MAPP_US_2_MAPP_CA | MAPP_US | MAPP_CA | Internal | Winter | B18 | 400 | 230 | 230 | 29.52 | 49.48 | 7 | 12.97
2030 | MAPP_US_2_MAPP_CA | MAPP_US | MAPP_CA | Internal | Winter | B19 | 700 | 230 | 230 | 29.52 | 49.48 | 7 | 12.97
2030 | MAPP_US_2_MAPP_CA | MAPP_US | MAPP_CA | Internal | Winter | B20 | 935 | 230 | 230 | 17.73 | 49.48 | 7 | 24.76
2030 | MAPP_US_2_MISO_W | MAPP_US | MISO_W | Internal | Shoulder | B11 | 25 | 2635 | 2635 | 45.26 | 53.02 | 7 | 0.76
2030 | MAPP_US_2_MISO_W | MAPP_US | MISO_W | Internal | Shoulder | B12 | 200 | 2635 | 2593.75 | 37.31 | 44.31 | 7 | 0
2030 | MAPP_US_2_MISO_W | MAPP_US | MISO_W | Internal | Shoulder | B13 | 600 | 2635 | 2635 | 29.75 | 39 | 7 | 2.25
2030 | MAPP_US_2_MISO_W | MAPP_US | MISO_W | Internal | Shoulder | B14 | 900 | 2635 | 698.55 | 24.04 | 31.04 | 7 | 0
2030 | MAPP_US_2_MISO_W | MAPP_US | MISO_W | Internal | Shoulder | B15 | 1203 | 2635 | 507.49 | 12.05 | 19.05 | 7 | 0
2030 | MAPP_US_2_MISO_W | MAPP_US | MISO_W | Internal | Summer | B1 | 10 | 2635 | 800.66 | 63.65 | 70.65 | 7 | 0
2030 | MAPP_US_2_MISO_W | MAPP_US | MISO_W | Internal | Summer | B2 | 25 | 2635 | 1684.8 | 60.68 | 67.68 | 7 | 0
2030 | MAPP_US_2_MISO_W | MAPP_US | MISO_W | Internal | Summer | B3 | 75 | 2635 | 1556.61 | 63.65 | 70.65 | 7 | 0
2030 | MAPP_US_2_MISO_W | MAPP_US | MISO_W | Internal | Summer | B4 | 100 | 2635 | 2189.7 | 60.93 | 67.93 | 7 | 0
2030 | MAPP_US_2_MISO_W | MAPP_US | MISO_W | Internal | Summer | B5 | 200 | 2635 | 2125.65 | 60.68 | 67.68 | 7 | 0
2030 | MAPP_US_2_MISO_W | MAPP_US | MISO_W | Internal | Summer | B6 | 300 | 2635 | 2025.18 | 49.41 | 56.41 | 7 | 0
2030 | MAPP_US_2_MISO_W | MAPP_US | MISO_W | Internal | Summer | B7 | 400 | 2635 | 2508.78 | 37.2 | 44.2 | 7 | 0
2030 | MAPP_US_2_MISO_W | MAPP_US | MISO_W | Internal | Summer | B8 | 500 | 2635 | 2635 | 26.88 | 38.88 | 7 | 5
2030 | MAPP_US_2_MISO_W | MAPP_US | MISO_W | Internal | Summer | B9 | 800 | 2635 | 2635 | 26.88 | 36.66 | 7 | 2.78
2030 | MAPP_US_2_MISO_W | MAPP_US | MISO_W | Internal | Summer | B10 | 1262 | 2635 | 1615.21 | 25.73 | 32.73 | 7 | 0
2030 | MAPP_US_2_MISO_W | MAPP_US | MISO_W | Internal | Winter | B16 | 25 | 2635 | 2242.81 | 17.53 | 24.53 | 7 | 0
2030 | MAPP_US_2_MISO_W | MAPP_US | MISO_W | Internal | Winter | B17 | 100 | 2635 | 357.3 | 21.57 | 28.57 | 7 | 0
2030 | MAPP_US_2_MISO_W | MAPP_US | MISO_W | Internal | Winter | B18 | 400 | 2635 | 2496.61 | 29.52 | 36.52 | 7 | 0
2030 | MAPP_US_2_MISO_W | MAPP_US | MISO_W | Internal | Winter | B19 | 700 | 2635 | 2519.57 | 29.52 | 36.52 | 7 | 0
2030 | MAPP_US_2_MISO_W | MAPP_US | MISO_W | Internal | Winter | B20 | 935 | 2635 | 263.25 | 17.73 | 24.73 | 7 | 0
2030 | MAPP_US_2_NE | MAPP_US | NE | Internal | Shoulder | B11 | 25 | 2000 | 0 | 45.26 | 48.02 | 7 | 0
2030 | MAPP_US_2_NE | MAPP_US | NE | Internal | Shoulder | B12 | 200 | 2000 | 0 | 37.31 | 39.31 | 7 | 0
2030 | MAPP_US_2_NE | MAPP_US | NE | Internal | Shoulder | B13 | 600 | 2000 | 0 | 29.75 | 34 | 7 | 0
2030 | MAPP_US_2_NE | MAPP_US | NE | Internal | Shoulder | B14 | 900 | 2000 | 0 | 24.04 | 26.04 | 7 | 0
2030 | MAPP_US_2_NE | MAPP_US | NE | Internal | Shoulder | B15 | 1203 | 2000 | 0 | 12.05 | 11.86 | 7 | 0
2030 | MAPP_US_2_NE | MAPP_US | NE | Internal | Summer | B1 | 10 | 2000 | 0 | 63.65 | 65.65 | 7 | 0
2030 | MAPP_US_2_NE | MAPP_US | NE | Internal | Summer | B2 | 25 | 2000 | 0 | 60.68 | 62.68 | 7 | 0
2030 | MAPP_US_2_NE | MAPP_US | NE | Internal | Summer | B3 | 75 | 2000 | 0 | 63.65 | 65.65 | 7 | 0
2030 | MAPP_US_2_NE | MAPP_US | NE | Internal | Summer | B4 | 100 | 2000 | 0 | 60.93 | 62.93 | 7 | 0
2030 | MAPP_US_2_NE | MAPP_US | NE | Internal | Summer | B5 | 200 | 2000 | 0 | 60.68 | 62.68 | 7 | 0
2030 | MAPP_US_2_NE | MAPP_US | NE | Internal | Summer | B6 | 300 | 2000 | 0 | 49.41 | 51.41 | 7 | 0
2030 | MAPP_US_2_NE | MAPP_US | NE | Internal | Summer | B7 | 400 | 2000 | 0 | 37.2 | 39.2 | 7 | 0
2030 | MAPP_US_2_NE | MAPP_US | NE | Internal | Summer | B8 | 500 | 2000 | 203.71 | 26.88 | 33.88 | 7 | 0
2030 | MAPP_US_2_NE | MAPP_US | NE | Internal | Summer | B9 | 800 | 2000 | 0 | 26.88 | 31.66 | 7 | 0
2030 | MAPP_US_2_NE | MAPP_US | NE | Internal | Summer | B10 | 1262 | 2000 | 0 | 25.73 | 27.73 | 7 | 0
2030 | MAPP_US_2_NE | MAPP_US | NE | Internal | Winter | B16 | 25 | 2000 | 0 | 17.53 | -2.03 | 7 | 0
2030 | MAPP_US_2_NE | MAPP_US | NE | Internal | Winter | B17 | 100 | 2000 | 0 | 21.57 | 23.57 | 7 | 0
2030 | MAPP_US_2_NE | MAPP_US | NE | Internal | Winter | B18 | 400 | 2000 | 0 | 29.52 | 31.52 | 7 | 0
2030 | MAPP_US_2_NE | MAPP_US | NE | Internal | Winter | B19 | 700 | 2000 | 0 | 29.52 | 31.52 | 7 | 0
2030 | MAPP_US_2_NE | MAPP_US | NE | Internal | Winter | B20 | 935 | 2000 | 0 | 17.73 | 19.73 | 7 | 0
2030 | MARITIMES_2_NEISO | MARITIMES | NEISO | Internal | Shoulder | B11 | 25 | 99999 | 1720.66 | 40.19 | 40.21 | 0.01 | 0
2030 | MARITIMES_2_NEISO | MARITIMES | NEISO | Internal | Shoulder | B12 | 200 | 99999 | 1717.44 | 40.19 | 40.21 | 0.01 | 0
2030 | MARITIMES_2_NEISO | MARITIMES | NEISO | Internal | Shoulder | B13 | 600 | 99999 | 1704.78 | 40.19 | 40.21 | 0.01 | 0
2030 | MARITIMES_2_NEISO | MARITIMES | NEISO | Internal | Shoulder | B14 | 900 | 99999 | 1682.64 | 40.19 | 40.21 | 0.01 | 0
2030 | MARITIMES_2_NEISO | MARITIMES | NEISO | Internal | Shoulder | B15 | 1203 | 99999 | 648.08 | 40.19 | 40.21 | 0.01 | 0
2030 | MARITIMES_2_NEISO | MARITIMES | NEISO | Internal | Summer | B1 | 10 | 99999 | 1900.1 | 283.68 | 283.69 | 0.01 | 0
2030 | MARITIMES_2_NEISO | MARITIMES | NEISO | Internal | Summer | B2 | 25 | 99999 | 1878.75 | 80.53 | 80.54 | 0.01 | 0
2030 | MARITIMES_2_NEISO | MARITIMES | NEISO | Internal | Summer | B3 | 75 | 99999 | 1836.38 | 57.52 | 57.53 | 0.01 | 0
2030 | MARITIMES_2_NEISO | MARITIMES | NEISO | Internal | Summer | B4 | 100 | 99999 | 1799.97 | 51.41 | 51.42 | 0.01 | 0
2030 | MARITIMES_2_NEISO | MARITIMES | NEISO | Internal | Summer | B5 | 200 | 99999 | 1780.16 | 40.76 | 40.77 | 0.01 | 0
2030 | MARITIMES_2_NEISO | MARITIMES | NEISO | Internal | Summer | B6 | 300 | 99999 | 1757.82 | 36.77 | 36.79 | 0.01 | 0
2030 | MARITIMES_2_NEISO | MARITIMES | NEISO | Internal | Summer | B7 | 400 | 99999 | 1732.23 | 36.77 | 36.79 | 0.01 | 0
2030 | MARITIMES_2_NEISO | MARITIMES | NEISO | Internal | Summer | B8 | 500 | 99999 | 1712.1 | 36.77 | 36.79 | 0.01 | 0
2030 | MARITIMES_2_NEISO | MARITIMES | NEISO | Internal | Summer | B9 | 800 | 99999 | 1687.45 | 36.77 | 36.79 | 0.01 | 0
2030 | MARITIMES_2_NEISO | MARITIMES | NEISO | Internal | Summer | B10 | 1262 | 99999 | 465.06 | 36.77 | 36.79 | 0.01 | 0
2030 | MARITIMES_2_NEISO | MARITIMES | NEISO | Internal | Winter | B16 | 25 | 99999 | 1765.23 | 50.76 | 50.77 | 0.01 | 0
2030 | MARITIMES_2_NEISO | MARITIMES | NEISO | Internal | Winter | B17 | 100 | 99999 | 1747.34 | 50.76 | 50.77 | 0.01 | 0
2030 | MARITIMES_2_NEISO | MARITIMES | NEISO | Internal | Winter | B18 | 400 | 99999 | 1733.65 | 50.76 | 50.77 | 0.01 | 0
2030 | MARITIMES_2_NEISO | MARITIMES | NEISO | Internal | Winter | B19 | 700 | 99999 | 1708.15 | 50.76 | 50.77 | 0.01 | 0
2030 | MARITIMES_2_NEISO | MARITIMES | NEISO | Internal | Winter | B20 | 935 | 99999 | 723.43 | 50.76 | 50.77 | 0.01 | 0
2030 | MISO_IN_2_MISO_MI | MISO_IN | MISO_MI | Internal | Shoulder | B11 | 25 | 5081 | 1425.08 | 57.04 | 57.05 | 0.01 | 0
2030 | MISO_IN_2_MISO_MI | MISO_IN | MISO_MI | Internal | Shoulder | B12 | 200 | 5081 | 3653.02 | 52.11 | 52.12 | 0.01 | 0
2030 | MISO_IN_2_MISO_MI | MISO_IN | MISO_MI | Internal | Shoulder | B13 | 600 | 5081 | 4258.24 | 45.7 | 45.71 | 0.01 | 0
2030 | MISO_IN_2_MISO_MI | MISO_IN | MISO_MI | Internal | Shoulder | B14 | 900 | 5081 | 4651.49 | 44.63 | 44.64 | 0.01 | 0
2030 | MISO_IN_2_MISO_MI | MISO_IN | MISO_MI | Internal | Shoulder | B15 | 1203 | 5081 | 4485.89 | 41.31 | 41.32 | 0.01 | 0
2030 | MISO_IN_2_MISO_MI | MISO_IN | MISO_MI | Internal | Summer | B1 | 10 | 5081 | 3132.6 | 84.13 | 84.14 | 0.01 | 0
2030 | MISO_IN_2_MISO_MI | MISO_IN | MISO_MI | Internal | Summer | B2 | 25 | 5081 | 1773.23 | 72.37 | 72.38 | 0.01 | 0
2030 | MISO_IN_2_MISO_MI | MISO_IN | MISO_MI | Internal | Summer | B3 | 75 | 5081 | 1200.84 | 71.27 | 71.28 | 0.01 | 0
2030 | MISO_IN_2_MISO_MI | MISO_IN | MISO_MI | Internal | Summer | B4 | 100 | 5081 | 905.58 | 68.13 | 68.14 | 0.01 | 0
2030 | MISO_IN_2_MISO_MI | MISO_IN | MISO_MI | Internal | Summer | B5 | 200 | 5081 | 0 | 67.7 | 67.69 | 0.01 | 0
2030 | MISO_IN_2_MISO_MI | MISO_IN | MISO_MI | Internal | Summer | B6 | 300 | 5081 | 1257.43 | 56.44 | 56.45 | 0.01 | 0
2030 | MISO_IN_2_MISO_MI | MISO_IN | MISO_MI | Internal | Summer | B7 | 400 | 5081 | 5081 | 47.32 | 48.2 | 0.01 | 0.87
2030 | MISO_IN_2_MISO_MI | MISO_IN | MISO_MI | Internal | Summer | B8 | 500 | 5081 | 5081 | 41.97 | 42.88 | 0.01 | 0.9
2030 | MISO_IN_2_MISO_MI | MISO_IN | MISO_MI | Internal | Summer | B9 | 800 | 5081 | 5081 | 39.36 | 40.66 | 0.01 | 1.29
2030 | MISO_IN_2_MISO_MI | MISO_IN | MISO_MI | Internal | Summer | B10 | 1262 | 5081 | 5081 | 38.08 | 38.25 | 0.01 | 0.15
2030 | MISO_IN_2_MISO_MI | MISO_IN | MISO_MI | Internal | Winter | B16 | 25 | 5081 | 944.06 | 57.27 | 57.28 | 0.01 | 0
2030 | MISO_IN_2_MISO_MI | MISO_IN | MISO_MI | Internal | Winter | B17 | 100 | 5081 | 4278.1 | 55.28 | 55.29 | 0.01 | 0
2030 | MISO_IN_2_MISO_MI | MISO_IN | MISO_MI | Internal | Winter | B18 | 400 | 5081 | 4541.5 | 46.4 | 46.41 | 0.01 | 0
2030 | MISO_IN_2_MISO_MI | MISO_IN | MISO_MI | Internal | Winter | B19 | 700 | 5081 | 5061.89 | 44.63 | 44.64 | 0.01 | 0
2030 | MISO_IN_2_MISO_MI | MISO_IN | MISO_MI | Internal | Winter | B20 | 935 | 5081 | 3808.99 | 41.17 | 41.18 | 0.01 | 0
2030 | MISO_IN_2_MISO_MO-IL | MISO_IN | MISO_MO-IL | Internal | Shoulder | B11 | 25 | 9129 | 0 | 57.04 | 53.04 | 0.01 | 0
2030 | MISO_IN_2_MISO_MO-IL | MISO_IN | MISO_MO-IL | Internal | Shoulder | B12 | 200 | 9129 | 0 | 52.11 | 44.32 | 0.01 | 0
2030 | MISO_IN_2_MISO_MO-IL | MISO_IN | MISO_MO-IL | Internal | Shoulder | B13 | 600 | 9129 | 0 | 45.7 | 41.33 | 0.01 | 0
2030 | MISO_IN_2_MISO_MO-IL | MISO_IN | MISO_MO-IL | Internal | Shoulder | B14 | 900 | 9129 | 0 | 44.63 | 40.33 | 0.01 | 0
2030 | MISO_IN_2_MISO_MO-IL | MISO_IN | MISO_MO-IL | Internal | Shoulder | B15 | 1203 | 9129 | 0 | 41.31 | 35.99 | 0.01 | 0
2030 | MISO_IN_2_MISO_MO-IL | MISO_IN | MISO_MO-IL | Internal | Summer | B1 | 10 | 9129 | 0 | 84.13 | 70.66 | 0.01 | 0
2030 | MISO_IN_2_MISO_MO-IL | MISO_IN | MISO_MO-IL | Internal | Summer | B2 | 25 | 9129 | 0 | 72.37 | 70.66 | 0.01 | 0
2030 | MISO_IN_2_MISO_MO-IL | MISO_IN | MISO_MO-IL | Internal | Summer | B3 | 75 | 9129 | 0 | 71.27 | 70.66 | 0.01 | 0
2030 | MISO_IN_2_MISO_MO-IL | MISO_IN | MISO_MO-IL | Internal | Summer | B4 | 100 | 9129 | 0 | 68.13 | 68.12 | 0.01 | 0
2030 | MISO_IN_2_MISO_MO-IL | MISO_IN | MISO_MO-IL | Internal | Summer | B5 | 200 | 9129 | 0 | 67.7 | 67.69 | 0.01 | 0
2030 | MISO_IN_2_MISO_MO-IL | MISO_IN | MISO_MO-IL | Internal | Summer | B6 | 300 | 9129 | 0 | 56.44 | 56.42 | 0.01 | 0
2030 | MISO_IN_2_MISO_MO-IL | MISO_IN | MISO_MO-IL | Internal | Summer | B7 | 400 | 9129 | 0 | 47.32 | 47.31 | 0.01 | 0
2030 | MISO_IN_2_MISO_MO-IL | MISO_IN | MISO_MO-IL | Internal | Summer | B8 | 500 | 9129 | 0 | 41.97 | 41.95 | 0.01 | 0
2030 | MISO_IN_2_MISO_MO-IL | MISO_IN | MISO_MO-IL | Internal | Summer | B9 | 800 | 9129 | 0 | 39.36 | 39.34 | 0.01 | 0
2030 | MISO_IN_2_MISO_MO-IL | MISO_IN | MISO_MO-IL | Internal | Summer | B10 | 1262 | 9129 | 0 | 38.08 | 34.31 | 0.01 | 0
2030 | MISO_IN_2_MISO_MO-IL | MISO_IN | MISO_MO-IL | Internal | Winter | B16 | 25 | 9129 | 0 | 57.27 | 53.04 | 0.01 | 0
2030 | MISO_IN_2_MISO_MO-IL | MISO_IN | MISO_MO-IL | Internal | Winter | B17 | 100 | 9129 | 0 | 55.28 | 44.67 | 0.01 | 0
2030 | MISO_IN_2_MISO_MO-IL | MISO_IN | MISO_MO-IL | Internal | Winter | B18 | 400 | 9129 | 0 | 46.4 | 41.08 | 0.01 | 0
2030 | MISO_IN_2_MISO_MO-IL | MISO_IN | MISO_MO-IL | Internal | Winter | B19 | 700 | 9129 | 0 | 44.63 | 39.34 | 0.01 | 0
2030 | MISO_IN_2_MISO_MO-IL | MISO_IN | MISO_MO-IL | Internal | Winter | B20 | 935 | 9129 | 0 | 41.17 | 37.18 | 0.01 | 0
2030 | MISO_IN_2_NonRTO_Midwest | MISO_IN | NonRTO_Midwest | Internal | Shoulder | B11 | 25 | 4800 | 1463.77 | 57.04 | 65.04 | 8 | 0
2030 | MISO_IN_2_NonRTO_Midwest | MISO_IN | NonRTO_Midwest | Internal | Shoulder | B12 | 200 | 4800 | 634.05 | 52.11 | 60.11 | 8 | 0
2030 | MISO_IN_2_NonRTO_Midwest | MISO_IN | NonRTO_Midwest | Internal | Shoulder | B13 | 600 | 4800 | 0 | 45.7 | 52.4 | 8 | 0
2030 | MISO_IN_2_NonRTO_Midwest | MISO_IN | NonRTO_Midwest | Internal | Shoulder | B14 | 900 | 4800 | 0 | 44.63 | 43.2 | 8 | 0
2030 | MISO_IN_2_NonRTO_Midwest | MISO_IN | NonRTO_Midwest | Internal | Shoulder | B15 | 1203 | 4800 | 0 | 41.31 | 43.2 | 8 | 0
2030 | MISO_IN_2_NonRTO_Midwest | MISO_IN | NonRTO_Midwest | Internal | Summer | B1 | 10 | 4800 | 0 | 84.13 | 76.13 | 8 | 0
2030 | MISO_IN_2_NonRTO_Midwest | MISO_IN | NonRTO_Midwest | Internal | Summer | B2 | 25 | 4800 | 0 | 72.37 | 76.13 | 8 | 0
2030 | MISO_IN_2_NonRTO_Midwest | MISO_IN | NonRTO_Midwest | Internal | Summer | B3 | 75 | 4800 | 0 | 71.27 | 76.13 | 8 | 0
2030 | MISO_IN_2_NonRTO_Midwest | MISO_IN | NonRTO_Midwest | Internal | Summer | B4 | 100 | 4800 | 203.57 | 68.13 | 76.13 | 8 | 0
2030 | MISO_IN_2_NonRTO_Midwest | MISO_IN | NonRTO_Midwest | Internal | Summer | B5 | 200 | 4800 | 969.56 | 67.7 | 75.7 | 8 | 0
2030 | MISO_IN_2_NonRTO_Midwest | MISO_IN | NonRTO_Midwest | Internal | Summer | B6 | 300 | 4800 | 784.19 | 56.44 | 64.44 | 8 | 0
2030 | MISO_IN_2_NonRTO_Midwest | MISO_IN | NonRTO_Midwest | Internal | Summer | B7 | 400 | 4800 | 0 | 47.32 | 48.15 | 8 | 0
2030 | MISO_IN_2_NonRTO_Midwest | MISO_IN | NonRTO_Midwest | Internal | Summer | B8 | 500 | 4800 | 0 | 41.97 | 41.68 | 8 | 0
2030 | MISO_IN_2_NonRTO_Midwest | MISO_IN | NonRTO_Midwest | Internal | Summer | B9 | 800 | 4800 | 0 | 39.36 | 41.68 | 8 | 0
2030 | MISO_IN_2_NonRTO_Midwest | MISO_IN | NonRTO_Midwest | Internal | Summer | B10 | 1262 | 4800 | 0 | 38.08 | 36.91 | 8 | 0
2030 | MISO_IN_2_NonRTO_Midwest | MISO_IN | NonRTO_Midwest | Internal | Winter | B16 | 25 | 4800 | 2643.85 | 57.27 | 65.27 | 8 | 0
2030 | MISO_IN_2_NonRTO_Midwest | MISO_IN | NonRTO_Midwest | Internal | Winter | B17 | 100 | 4800 | 452.59 | 55.28 | 63.28 | 8 | 0
2030 | MISO_IN_2_NonRTO_Midwest | MISO_IN | NonRTO_Midwest | Internal | Winter | B18 | 400 | 4800 | 118.11 | 46.4 | 54.4 | 8 | 0
2030 | MISO_IN_2_NonRTO_Midwest | MISO_IN | NonRTO_Midwest | Internal | Winter | B19 | 700 | 4800 | 0 | 44.63 | 46.19 | 8 | 0
2030 | MISO_IN_2_NonRTO_Midwest | MISO_IN | NonRTO_Midwest | Internal | Winter | B20 | 935 | 4800 | 0 | 41.17 | 40.88 | 8 | 0
2030 | MISO_IN_2_PJM_ROR | MISO_IN | PJM_ROR | Internal | Shoulder | B11 | 25 | 992 | 0 | 57.04 | 55.04 | 2 | 0
2030 | MISO_IN_2_PJM_ROR | MISO_IN | PJM_ROR | Internal | Shoulder | B12 | 200 | 992 | 0 | 52.11 | 46.32 | 2 | 0
2030 | MISO_IN_2_PJM_ROR | MISO_IN | PJM_ROR | Internal | Shoulder | B13 | 600 | 992 | 0 | 45.7 | 43.7 | 2 | 0
2030 | MISO_IN_2_PJM_ROR | MISO_IN | PJM_ROR | Internal | Shoulder | B14 | 900 | 992 | 0 | 44.63 | 42.64 | 2 | 0
2030 | MISO_IN_2_PJM_ROR | MISO_IN | PJM_ROR | Internal | Shoulder | B15 | 1203 | 992 | 0 | 41.31 | 39.41 | 2 | 0
2030 | MISO_IN_2_PJM_ROR | MISO_IN | PJM_ROR | Internal | Summer | B1 | 10 | 992 | 0 | 84.13 | 72.65 | 2 | 0
2030 | MISO_IN_2_PJM_ROR | MISO_IN | PJM_ROR | Internal | Summer | B2 | 25 | 992 | 0 | 72.37 | 69.68 | 2 | 0
2030 | MISO_IN_2_PJM_ROR | MISO_IN | PJM_ROR | Internal | Summer | B3 | 75 | 992 | 0 | 71.27 | 69.28 | 2 | 0
2030 | MISO_IN_2_PJM_ROR | MISO_IN | PJM_ROR | Internal | Summer | B4 | 100 | 992 | 0 | 68.13 | 67.85 | 2 | 0
2030 | MISO_IN_2_PJM_ROR | MISO_IN | PJM_ROR | Internal | Summer | B5 | 200 | 992 | 0 | 67.7 | 67.72 | 2 | 0
2030 | MISO_IN_2_PJM_ROR | MISO_IN | PJM_ROR | Internal | Summer | B6 | 300 | 992 | 0 | 56.44 | 58.41 | 2 | 0
2030 | MISO_IN_2_PJM_ROR | MISO_IN | PJM_ROR | Internal | Summer | B7 | 400 | 992 | 0 | 47.32 | 46.2 | 2 | 0
2030 | MISO_IN_2_PJM_ROR | MISO_IN | PJM_ROR | Internal | Summer | B8 | 500 | 992 | 0 | 41.97 | 40.88 | 2 | 0
2030 | MISO_IN_2_PJM_ROR | MISO_IN | PJM_ROR | Internal | Summer | B9 | 800 | 992 | 0 | 39.36 | 38.66 | 2 | 0
2030 | MISO_IN_2_PJM_ROR | MISO_IN | PJM_ROR | Internal | Summer | B10 | 1262 | 992 | 0 | 38.08 | 36.6 | 2 | 0
2030 | MISO_IN_2_PJM_ROR | MISO_IN | PJM_ROR | Internal | Winter | B16 | 25 | 992 | 0 | 57.27 | 54.62 | 2 | 0
2030 | MISO_IN_2_PJM_ROR | MISO_IN | PJM_ROR | Internal | Winter | B17 | 100 | 992 | 0 | 55.28 | 48.61 | 2 | 0
2030 | MISO_IN_2_PJM_ROR | MISO_IN | PJM_ROR | Internal | Winter | B18 | 400 | 992 | 0 | 46.4 | 44.41 | 2 | 0
2030 | MISO_IN_2_PJM_ROR | MISO_IN | PJM_ROR | Internal | Winter | B19 | 700 | 992 | 0 | 44.63 | 42.64 | 2 | 0
2030 | MISO_IN_2_PJM_ROR | MISO_IN | PJM_ROR | Internal | Winter | B20 | 935 | 992 | 0 | 41.17 | 39.18 | 2 | 0
2030 | MISO_MI_2_IESO | MISO_MI | IESO | Internal | Shoulder | B11 | 25 | 1580 | 0 | 57.05 | 47.01 | 8 | 0
2030 | MISO_MI_2_IESO | MISO_MI | IESO | Internal | Shoulder | B12 | 200 | 1580 | 0 | 52.12 | 47.01 | 8 | 0
2030 | MISO_MI_2_IESO | MISO_MI | IESO | Internal | Shoulder | B13 | 600 | 1580 | 0 | 45.71 | 47.01 | 8 | 0
2030 | MISO_MI_2_IESO | MISO_MI | IESO | Internal | Shoulder | B14 | 900 | 1580 | 0 | 44.64 | 47.01 | 8 | 0
2030 | MISO_MI_2_IESO | MISO_MI | IESO | Internal | Shoulder | B15 | 1203 | 1580 | 0 | 41.32 | 47.01 | 8 | 0
2030 | MISO_MI_2_IESO | MISO_MI | IESO | Internal | Summer | B1 | 10 | 1580 | 0 | 84.14 | 77.14 | 8 | 0
2030 | MISO_MI_2_IESO | MISO_MI | IESO | Internal | Summer | B2 | 25 | 1580 | 0 | 72.38 | 70.54 | 8 | 0
2030 | MISO_MI_2_IESO | MISO_MI | IESO | Internal | Summer | B3 | 75 | 1580 | 0 | 71.28 | 62.81 | 8 | 0
2030 | MISO_MI_2_IESO | MISO_MI | IESO | Internal | Summer | B4 | 100 | 1580 | 0 | 68.14 | 49.75 | 8 | 0
2030 | MISO_MI_2_IESO | MISO_MI | IESO | Internal | Summer | B5 | 200 | 1580 | 0 | 67.69 | 49.75 | 8 | 0
2030 | MISO_MI_2_IESO | MISO_MI | IESO | Internal | Summer | B6 | 300 | 1580 | 0 | 56.45 | 46.12 | 8 | 0
2030 | MISO_MI_2_IESO | MISO_MI | IESO | Internal | Summer | B7 | 400 | 1580 | 0 | 48.2 | 46.12 | 8 | 0
2030 | MISO_MI_2_IESO | MISO_MI | IESO | Internal | Summer | B8 | 500 | 1580 | 0 | 42.88 | 46.12 | 8 | 0
2030 | MISO_MI_2_IESO | MISO_MI | IESO | Internal | Summer | B9 | 800 | 1580 | 0 | 40.66 | 46.12 | 8 | 0
2030 | MISO_MI_2_IESO | MISO_MI | IESO | Internal | Summer | B10 | 1262 | 1580 | 0 | 38.25 | 46.12 | 8 | 0
2030 | MISO_MI_2_IESO | MISO_MI | IESO | Internal | Winter | B16 | 25 | 1580 | 0 | 57.28 | 49.38 | 8 | 0
2030 | MISO_MI_2_IESO | MISO_MI | IESO | Internal | Winter | B17 | 100 | 1580 | 0 | 55.29 | 49.38 | 8 | 0
2030 | MISO_MI_2_IESO | MISO_MI | IESO | Internal | Winter | B18 | 400 | 1580 | 0 | 46.41 | 49.38 | 8 | 0
2030 | MISO_MI_2_IESO | MISO_MI | IESO | Internal | Winter | B19 | 700 | 1580 | 0 | 44.64 | 49.38 | 8 | 0
2030 | MISO_MI_2_IESO | MISO_MI | IESO | Internal | Winter | B20 | 935 | 1580 | 1580 | 41.18 | 49.38 | 8 | 0.19
2030 | MISO_MI_2_MISO_IN | MISO_MI | MISO_IN | Internal | Shoulder | B11 | 25 | 2126 | 0.02 | 57.05 | 57.04 | 0.01 | 0
2030 | MISO_MI_2_MISO_IN | MISO_MI | MISO_IN | Internal | Shoulder | B12 | 200 | 2126 | 0 | 52.12 | 52.11 | 0.01 | 0
2030 | MISO_MI_2_MISO_IN | MISO_MI | MISO_IN | Internal | Shoulder | B13 | 600 | 2126 | 0 | 45.71 | 45.7 | 0.01 | 0
2030 | MISO_MI_2_MISO_IN | MISO_MI | MISO_IN | Internal | Shoulder | B14 | 900 | 2126 | 0 | 44.64 | 44.63 | 0.01 | 0
2030 | MISO_MI_2_MISO_IN | MISO_MI | MISO_IN | Internal | Shoulder | B15 | 1203 | 2126 | 0 | 41.32 | 41.31 | 0.01 | 0
2030 | MISO_MI_2_MISO_IN | MISO_MI | MISO_IN | Internal | Summer | B1 | 10 | 2126 | 0.04 | 84.14 | 84.13 | 0.01 | 0
2030 | MISO_MI_2_MISO_IN | MISO_MI | MISO_IN | Internal | Summer | B2 | 25 | 2126 | 0.02 | 72.38 | 72.37 | 0.01 | 0
2030 | MISO_MI_2_MISO_IN | MISO_MI | MISO_IN | Internal | Summer | B3 | 75 | 2126 | 0 | 71.28 | 71.27 | 0.01 | 0
2030 | MISO_MI_2_MISO_IN | MISO_MI | MISO_IN | Internal | Summer | B4 | 100 | 2126 | 0 | 68.14 | 68.13 | 0.01 | 0
2030 | MISO_MI_2_MISO_IN | MISO_MI | MISO_IN | Internal | Summer | B5 | 200 | 2126 | 131.99 | 67.69 | 67.7 | 0.01 | 0
2030 | MISO_MI_2_MISO_IN | MISO_MI | MISO_IN | Internal | Summer | B6 | 300 | 2126 | 0 | 56.45 | 56.44 | 0.01 | 0
2030 | MISO_MI_2_MISO_IN | MISO_MI | MISO_IN | Internal | Summer | B7 | 400 | 2126 | 0 | 48.2 | 47.32 | 0.01 | 0
2030 | MISO_MI_2_MISO_IN | MISO_MI | MISO_IN | Internal | Summer | B8 | 500 | 2126 | 0 | 42.88 | 41.97 | 0.01 | 0
2030 | MISO_MI_2_MISO_IN | MISO_MI | MISO_IN | Internal | Summer | B9 | 800 | 2126 | 0 | 40.66 | 39.36 | 0.01 | 0
2030 | MISO_MI_2_MISO_IN | MISO_MI | MISO_IN | Internal | Summer | B10 | 1262 | 2126 | 0 | 38.25 | 38.08 | 0.01 | 0
2030 | MISO_MI_2_MISO_IN | MISO_MI | MISO_IN | Internal | Winter | B16 | 25 | 2126 | 0.02 | 57.28 | 57.27 | 0.01 | 0
2030 | MISO_MI_2_MISO_IN | MISO_MI | MISO_IN | Internal | Winter | B17 | 100 | 2126 | 0 | 55.29 | 55.28 | 0.01 | 0
2030 | MISO_MI_2_MISO_IN | MISO_MI | MISO_IN | Internal | Winter | B18 | 400 | 2126 | 0 | 46.41 | 46.4 | 0.01 | 0
2030 | MISO_MI_2_MISO_IN | MISO_MI | MISO_IN | Internal | Winter | B19 | 700 | 2126 | 0 | 44.64 | 44.63 | 0.01 | 0
2030 | MISO_MI_2_MISO_IN | MISO_MI | MISO_IN | Internal | Winter | B20 | 935 | 2126 | 0 | 41.18 | 41.17 | 0.01 | 0
2030 | MISO_MI_2_MISO_WUMS | MISO_MI | MISO_WUMS | Internal | Shoulder | B11 | 25 | 166 | 0 | 57.05 | 53.04 | 0.01 | 0
2030 | MISO_MI_2_MISO_WUMS | MISO_MI | MISO_WUMS | Internal | Shoulder | B12 | 200 | 166 | 0 | 52.12 | 44.32 | 0.01 | 0
2030 | MISO_MI_2_MISO_WUMS | MISO_MI | MISO_WUMS | Internal | Shoulder | B13 | 600 | 166 | 0 | 45.71 | 41.7 | 0.01 | 0
2030 | MISO_MI_2_MISO_WUMS | MISO_MI | MISO_WUMS | Internal | Shoulder | B14 | 900 | 166 | 0 | 44.64 | 40.64 | 0.01 | 0
2030 | MISO_MI_2_MISO_WUMS | MISO_MI | MISO_WUMS | Internal | Shoulder | B15 | 1203 | 166 | 0 | 41.32 | 39.24 | 0.01 | 0
2030 | MISO_MI_2_MISO_WUMS | MISO_MI | MISO_WUMS | Internal | Summer | B1 | 10 | 166 | 0 | 84.14 | 67.68 | 0.01 | 0
2030 | MISO_MI_2_MISO_WUMS | MISO_MI | MISO_WUMS | Internal | Summer | B2 | 25 | 166 | 0 | 72.38 | 67.68 | 0.01 | 0
2030 | MISO_MI_2_MISO_WUMS | MISO_MI | MISO_WUMS | Internal | Summer | B3 | 75 | 166 | 0 | 71.28 | 67.68 | 0.01 | 0
2030 | MISO_MI_2_MISO_WUMS | MISO_MI | MISO_WUMS | Internal | Summer | B4 | 100 | 166 | 0 | 68.14 | 67.68 | 0.01 | 0
2030 | MISO_MI_2_MISO_WUMS | MISO_MI | MISO_WUMS | Internal | Summer | B5 | 200 | 166 | 0 | 67.69 | 67.68 | 0.01 | 0
2030 | MISO_MI_2_MISO_WUMS | MISO_MI | MISO_WUMS | Internal | Summer | B6 | 300 | 166 | 0 | 56.45 | 56.42 | 0.01 | 0
2030 | MISO_MI_2_MISO_WUMS | MISO_MI | MISO_WUMS | Internal | Summer | B7 | 400 | 166 | 0 | 48.2 | 44.2 | 0.01 | 0
2030 | MISO_MI_2_MISO_WUMS | MISO_MI | MISO_WUMS | Internal | Summer | B8 | 500 | 166 | 0 | 42.88 | 38.89 | 0.01 | 0
2030 | MISO_MI_2_MISO_WUMS | MISO_MI | MISO_WUMS | Internal | Summer | B9 | 800 | 166 | 0 | 40.66 | 37.81 | 0.01 | 0
2030 | MISO_MI_2_MISO_WUMS | MISO_MI | MISO_WUMS | Internal | Summer | B10 | 1262 | 166 | 0 | 38.25 | 37.81 | 0.01 | 0
2030 | MISO_MI_2_MISO_WUMS | MISO_MI | MISO_WUMS | Internal | Winter | B16 | 25 | 166 | 0 | 57.28 | 45.53 | 0.01 | 0
2030 | MISO_MI_2_MISO_WUMS | MISO_MI | MISO_WUMS | Internal | Winter | B17 | 100 | 166 | 0 | 55.29 | 45.53 | 0.01 | 0
2030 | MISO_MI_2_MISO_WUMS | MISO_MI | MISO_WUMS | Internal | Winter | B18 | 400 | 166 | 0 | 46.41 | 42.41 | 0.01 | 0
2030 | MISO_MI_2_MISO_WUMS | MISO_MI | MISO_WUMS | Internal | Winter | B19 | 700 | 166 | 0 | 44.64 | 42 | 0.01 | 0
2030 | MISO_MI_2_MISO_WUMS | MISO_MI | MISO_WUMS | Internal | Winter | B20 | 935 | 166 | 0 | 41.18 | 38.67 | 0.01 | 0
2030 | MISO_MI_2_PJM_ROR | MISO_MI | PJM_ROR | Internal | Shoulder | B11 | 25 | 1424 | 0 | 57.05 | 55.04 | 2 | 0
2030 | MISO_MI_2_PJM_ROR | MISO_MI | PJM_ROR | Internal | Shoulder | B12 | 200 | 1424 | 0 | 52.12 | 46.32 | 2 | 0
2030 | MISO_MI_2_PJM_ROR | MISO_MI | PJM_ROR | Internal | Shoulder | B13 | 600 | 1424 | 0 | 45.71 | 43.7 | 2 | 0
2030 | MISO_MI_2_PJM_ROR | MISO_MI | PJM_ROR | Internal | Shoulder | B14 | 900 | 1424 | 0 | 44.64 | 42.64 | 2 | 0
2030 | MISO_MI_2_PJM_ROR | MISO_MI | PJM_ROR | Internal | Shoulder | B15 | 1203 | 1424 | 0 | 41.32 | 39.41 | 2 | 0
2030 | MISO_MI_2_PJM_ROR | MISO_MI | PJM_ROR | Internal | Summer | B1 | 10 | 1424 | 0 | 84.14 | 72.65 | 2 | 0
2030 | MISO_MI_2_PJM_ROR | MISO_MI | PJM_ROR | Internal | Summer | B2 | 25 | 1424 | 0 | 72.38 | 69.68 | 2 | 0
2030 | MISO_MI_2_PJM_ROR | MISO_MI | PJM_ROR | Internal | Summer | B3 | 75 | 1424 | 0 | 71.28 | 69.28 | 2 | 0
2030 | MISO_MI_2_PJM_ROR | MISO_MI | PJM_ROR | Internal | Summer | B4 | 100 | 1424 | 0 | 68.14 | 67.85 | 2 | 0
2030 | MISO_MI_2_PJM_ROR | MISO_MI | PJM_ROR | Internal | Summer | B5 | 200 | 1424 | 0 | 67.69 | 67.72 | 2 | 0
2030 | MISO_MI_2_PJM_ROR | MISO_MI | PJM_ROR | Internal | Summer | B6 | 300 | 1424 | 0 | 56.45 | 58.41 | 2 | 0
2030 | MISO_MI_2_PJM_ROR | MISO_MI | PJM_ROR | Internal | Summer | B7 | 400 | 1424 | 0 | 48.2 | 46.2 | 2 | 0
2030 | MISO_MI_2_PJM_ROR | MISO_MI | PJM_ROR | Internal | Summer | B8 | 500 | 1424 | 0 | 42.88 | 40.88 | 2 | 0
2030 | MISO_MI_2_PJM_ROR | MISO_MI | PJM_ROR | Internal | Summer | B9 | 800 | 1424 | 0 | 40.66 | 38.66 | 2 | 0
2030 | MISO_MI_2_PJM_ROR | MISO_MI | PJM_ROR | Internal | Summer | B10 | 1262 | 1424 | 0 | 38.25 | 36.6 | 2 | 0
2030 | MISO_MI_2_PJM_ROR | MISO_MI | PJM_ROR | Internal | Winter | B16 | 25 | 1424 | 0 | 57.28 | 54.62 | 2 | 0
2030 | MISO_MI_2_PJM_ROR | MISO_MI | PJM_ROR | Internal | Winter | B17 | 100 | 1424 | 0 | 55.29 | 48.61 | 2 | 0
2030 | MISO_MI_2_PJM_ROR | MISO_MI | PJM_ROR | Internal | Winter | B18 | 400 | 1424 | 0 | 46.41 | 44.41 | 2 | 0
2030 | MISO_MI_2_PJM_ROR | MISO_MI | PJM_ROR | Internal | Winter | B19 | 700 | 1424 | 0 | 44.64 | 42.64 | 2 | 0
2030 | MISO_MI_2_PJM_ROR | MISO_MI | PJM_ROR | Internal | Winter | B20 | 935 | 1424 | 0 | 41.18 | 39.18 | 2 | 0
2030 | MISO_MO-IL_2_ENT | MISO_MO-IL | ENT | Internal | Shoulder | B11 | 25 | 2540 | 0 | 53.04 | 53.04 | 8 | 0
2030 | MISO_MO-IL_2_ENT | MISO_MO-IL | ENT | Internal | Shoulder | B12 | 200 | 2540 | 0 | 44.32 | 44.91 | 8 | 0
2030 | MISO_MO-IL_2_ENT | MISO_MO-IL | ENT | Internal | Shoulder | B13 | 600 | 2540 | 0 | 41.33 | 42.11 | 8 | 0
2030 | MISO_MO-IL_2_ENT | MISO_MO-IL | ENT | Internal | Shoulder | B14 | 900 | 2540 | 0 | 40.33 | 41.93 | 8 | 0
2030 | MISO_MO-IL_2_ENT | MISO_MO-IL | ENT | Internal | Shoulder | B15 | 1203 | 2540 | 0 | 35.99 | 37.09 | 8 | 0
2030 | MISO_MO-IL_2_ENT | MISO_MO-IL | ENT | Internal | Summer | B1 | 10 | 2540 | 0 | 70.66 | 70.66 | 8 | 0
2030 | MISO_MO-IL_2_ENT | MISO_MO-IL | ENT | Internal | Summer | B2 | 25 | 2540 | 0 | 70.66 | 67.69 | 8 | 0
2030 | MISO_MO-IL_2_ENT | MISO_MO-IL | ENT | Internal | Summer | B3 | 75 | 2540 | 0 | 70.66 | 70.66 | 8 | 0
2030 | MISO_MO-IL_2_ENT | MISO_MO-IL | ENT | Internal | Summer | B4 | 100 | 2540 | 0 | 68.12 | 67.94 | 8 | 0
2030 | MISO_MO-IL_2_ENT | MISO_MO-IL | ENT | Internal | Summer | B5 | 200 | 2540 | 0 | 67.69 | 67.69 | 8 | 0
2030 | MISO_MO-IL_2_ENT | MISO_MO-IL | ENT | Internal | Summer | B6 | 300 | 2540 | 0 | 56.42 | 56.42 | 8 | 0
2030 | MISO_MO-IL_2_ENT | MISO_MO-IL | ENT | Internal | Summer | B7 | 400 | 2540 | 0 | 47.31 | 48.57 | 8 | 0
2030 | MISO_MO-IL_2_ENT | MISO_MO-IL | ENT | Internal | Summer | B8 | 500 | 2540 | 0 | 41.95 | 44.91 | 8 | 0
2030 | MISO_MO-IL_2_ENT | MISO_MO-IL | ENT | Internal | Summer | B9 | 800 | 2540 | 0 | 39.34 | 43.87 | 8 | 0
2030 | MISO_MO-IL_2_ENT | MISO_MO-IL | ENT | Internal | Summer | B10 | 1262 | 2540 | 0 | 34.31 | 36.91 | 8 | 0
2030 | MISO_MO-IL_2_ENT | MISO_MO-IL | ENT | Internal | Winter | B16 | 25 | 2540 | 0 | 53.04 | 48.62 | 8 | 0
2030 | MISO_MO-IL_2_ENT | MISO_MO-IL | ENT | Internal | Winter | B17 | 100 | 2540 | 0 | 44.67 | 44.67 | 8 | 0
2030 | MISO_MO-IL_2_ENT | MISO_MO-IL | ENT | Internal | Winter | B18 | 400 | 2540 | 0 | 41.08 | 42.64 | 8 | 0
2030 | MISO_MO-IL_2_ENT | MISO_MO-IL | ENT | Internal | Winter | B19 | 700 | 2540 | 0 | 39.34 | 42.64 | 8 | 0
2030 | MISO_MO-IL_2_ENT | MISO_MO-IL | ENT | Internal | Winter | B20 | 935 | 2540 | 0 | 37.18 | 37.18 | 8 | 0
2030 | MISO_MO-IL_2_MISO_IN | MISO_MO-IL | MISO_IN | Internal | Shoulder | B11 | 25 | 6229 | 6229 | 53.04 | 57.04 | 0.01 | 3.99
2030 | MISO_MO-IL_2_MISO_IN | MISO_MO-IL | MISO_IN | Internal | Shoulder | B12 | 200 | 6229 | 6229 | 44.32 | 52.11 | 0.01 | 7.77
2030 | MISO_MO-IL_2_MISO_IN | MISO_MO-IL | MISO_IN | Internal | Shoulder | B13 | 600 | 6229 | 6229 | 41.33 | 45.7 | 0.01 | 4.36
2030 | MISO_MO-IL_2_MISO_IN | MISO_MO-IL | MISO_IN | Internal | Shoulder | B14 | 900 | 6229 | 6229 | 40.33 | 44.63 | 0.01 | 4.28
2030 | MISO_MO-IL_2_MISO_IN | MISO_MO-IL | MISO_IN | Internal | Shoulder | B15 | 1203 | 6229 | 6229 | 35.99 | 41.31 | 0.01 | 5.3
2030 | MISO_MO-IL_2_MISO_IN | MISO_MO-IL | MISO_IN | Internal | Summer | B1 | 10 | 6229 | 6229 | 70.66 | 84.13 | 0.01 | 13.46
2030 | MISO_MO-IL_2_MISO_IN | MISO_MO-IL | MISO_IN | Internal | Summer | B2 | 25 | 6229 | 6229 | 70.66 | 72.37 | 0.01 | 1.7
2030 | MISO_MO-IL_2_MISO_IN | MISO_MO-IL | MISO_IN | Internal | Summer | B3 | 75 | 6229 | 6229 | 70.66 | 71.27 | 0.01 | 0.6
2030 | MISO_MO-IL_2_MISO_IN | MISO_MO-IL | MISO_IN | Internal | Summer | B4 | 100 | 6229 | 5029.62 | 68.12 | 68.13 | 0.01 | 0
2030 | MISO_MO-IL_2_MISO_IN | MISO_MO-IL | MISO_IN | Internal | Summer | B5 | 200 | 6229 | 4034.49 | 67.69 | 67.7 | 0.01 | 0
2030 | MISO_MO-IL_2_MISO_IN | MISO_MO-IL | MISO_IN | Internal | Summer | B6 | 300 | 6229 | 4246.63 | 56.42 | 56.44 | 0.01 | 0
2030 | MISO_MO-IL_2_MISO_IN | MISO_MO-IL | MISO_IN | Internal | Summer | B7 | 400 | 6229 | 5784 | 47.31 | 47.32 | 0.01 | 0
2030 | MISO_MO-IL_2_MISO_IN | MISO_MO-IL | MISO_IN | Internal | Summer | B8 | 500 | 6229 | 5795.19 | 41.95 | 41.97 | 0.01 | 0
2030 | MISO_MO-IL_2_MISO_IN | MISO_MO-IL | MISO_IN | Internal | Summer | B9 | 800 | 6229 | 5574.13 | 39.34 | 39.36 | 0.01 | 0
2030 | MISO_MO-IL_2_MISO_IN | MISO_MO-IL | MISO_IN | Internal | Summer | B10 | 1262 | 6229 | 6229 | 34.31 | 38.08 | 0.01 | 3.76
2030 | MISO_MO-IL_2_MISO_IN | MISO_MO-IL | MISO_IN | Internal | Winter | B16 | 25 | 6229 | 6229 | 53.04 | 57.27 | 0.01 | 4.22
2030 | MISO_MO-IL_2_MISO_IN | MISO_MO-IL | MISO_IN | Internal | Winter | B17 | 100 | 6229 | 6229 | 44.67 | 55.28 | 0.01 | 10.6
2030 | MISO_MO-IL_2_MISO_IN | MISO_MO-IL | MISO_IN | Internal | Winter | B18 | 400 | 6229 | 6229 | 41.08 | 46.4 | 0.01 | 5.31
2030 | MISO_MO-IL_2_MISO_IN | MISO_MO-IL | MISO_IN | Internal | Winter | B19 | 700 | 6229 | 6229 | 39.34 | 44.63 | 0.01 | 5.28
2030 | MISO_MO-IL_2_MISO_IN | MISO_MO-IL | MISO_IN | Internal | Winter | B20 | 935 | 6229 | 6229 | 37.18 | 41.17 | 0.01 | 3.98
2030 | MISO_MO-IL_2_MISO_W | MISO_MO-IL | MISO_W | Internal | Shoulder | B11 | 25 | 5033 | 0.01 | 53.04 | 53.02 | 0.01 | 0
2030 | MISO_MO-IL_2_MISO_W | MISO_MO-IL | MISO_W | Internal | Shoulder | B12 | 200 | 5033 | 0 | 44.32 | 44.31 | 0.01 | 0
2030 | MISO_MO-IL_2_MISO_W | MISO_MO-IL | MISO_W | Internal | Shoulder | B13 | 600 | 5033 | 0 | 41.33 | 39 | 0.01 | 0
2030 | MISO_MO-IL_2_MISO_W | MISO_MO-IL | MISO_W | Internal | Shoulder | B14 | 900 | 5033 | 0 | 40.33 | 31.04 | 0.01 | 0
2030 | MISO_MO-IL_2_MISO_W | MISO_MO-IL | MISO_W | Internal | Shoulder | B15 | 1203 | 5033 | 0 | 35.99 | 19.05 | 0.01 | 0
2030 | MISO_MO-IL_2_MISO_W | MISO_MO-IL | MISO_W | Internal | Summer | B1 | 10 | 5033 | 0.03 | 70.66 | 70.65 | 0.01 | 0
2030 | MISO_MO-IL_2_MISO_W | MISO_MO-IL | MISO_W | Internal | Summer | B2 | 25 | 5033 | 0 | 70.66 | 67.68 | 0.01 | 0
2030 | MISO_MO-IL_2_MISO_W | MISO_MO-IL | MISO_W | Internal | Summer | B3 | 75 | 5033 | 0 | 70.66 | 70.65 | 0.01 | 0
2030 | MISO_MO-IL_2_MISO_W | MISO_MO-IL | MISO_W | Internal | Summer | B4 | 100 | 5033 | 0 | 68.12 | 67.93 | 0.01 | 0
2030 | MISO_MO-IL_2_MISO_W | MISO_MO-IL | MISO_W | Internal | Summer | B5 | 200 | 5033 | 0 | 67.69 | 67.68 | 0.01 | 0
2030 | MISO_MO-IL_2_MISO_W | MISO_MO-IL | MISO_W | Internal | Summer | B6 | 300 | 5033 | 0 | 56.42 | 56.41 | 0.01 | 0
2030 | MISO_MO-IL_2_MISO_W | MISO_MO-IL | MISO_W | Internal | Summer | B7 | 400 | 5033 | 0 | 47.31 | 44.2 | 0.01 | 0
2030 | MISO_MO-IL_2_MISO_W | MISO_MO-IL | MISO_W | Internal | Summer | B8 | 500 | 5033 | 0 | 41.95 | 38.88 | 0.01 | 0
2030 | MISO_MO-IL_2_MISO_W | MISO_MO-IL | MISO_W | Internal | Summer | B9 | 800 | 5033 | 0 | 39.34 | 36.66 | 0.01 | 0
2030 | MISO_MO-IL_2_MISO_W | MISO_MO-IL | MISO_W | Internal | Summer | B10 | 1262 | 5033 | 0 | 34.31 | 32.73 | 0.01 | 0
2030 | MISO_MO-IL_2_MISO_W | MISO_MO-IL | MISO_W | Internal | Winter | B16 | 25 | 5033 | 0 | 53.04 | 24.53 | 0.01 | 0
2030 | MISO_MO-IL_2_MISO_W | MISO_MO-IL | MISO_W | Internal | Winter | B17 | 100 | 5033 | 0 | 44.67 | 28.57 | 0.01 | 0
2030 | MISO_MO-IL_2_MISO_W | MISO_MO-IL | MISO_W | Internal | Winter | B18 | 400 | 5033 | 0 | 41.08 | 36.52 | 0.01 | 0
2030 | MISO_MO-IL_2_MISO_W | MISO_MO-IL | MISO_W | Internal | Winter | B19 | 700 | 5033 | 0 | 39.34 | 36.52 | 0.01 | 0
2030 | MISO_MO-IL_2_MISO_W | MISO_MO-IL | MISO_W | Internal | Winter | B20 | 935 | 5033 | 0 | 37.18 | 24.73 | 0.01 | 0
2030 | MISO_MO-IL_2_PJM_ROR | MISO_MO-IL | PJM_ROR | Internal | Shoulder | B11 | 25 | 1212 | 5.49 | 53.04 | 55.04 | 2 | 0
2030 | MISO_MO-IL_2_PJM_ROR | MISO_MO-IL | PJM_ROR | Internal | Shoulder | B12 | 200 | 1212 | 669.89 | 44.32 | 46.32 | 2 | 0
2030 | MISO_MO-IL_2_PJM_ROR | MISO_MO-IL | PJM_ROR | Internal | Shoulder | B13 | 600 | 1212 | 1212 | 41.33 | 43.7 | 2 | 0.37
2030 | MISO_MO-IL_2_PJM_ROR | MISO_MO-IL | PJM_ROR | Internal | Shoulder | B14 | 900 | 1212 | 1212 | 40.33 | 42.64 | 2 | 0.31
2030 | MISO_MO-IL_2_PJM_ROR | MISO_MO-IL | PJM_ROR | Internal | Shoulder | B15 | 1203 | 1212 | 1212 | 35.99 | 39.41 | 2 | 1.42
2030 | MISO_MO-IL_2_PJM_ROR | MISO_MO-IL | PJM_ROR | Internal | Summer | B1 | 10 | 1212 | 0.07 | 70.66 | 72.65 | 2 | 0
2030 | MISO_MO-IL_2_PJM_ROR | MISO_MO-IL | PJM_ROR | Internal | Summer | B2 | 25 | 1212 | 0 | 70.66 | 69.68 | 2 | 0
2030 | MISO_MO-IL_2_PJM_ROR | MISO_MO-IL | PJM_ROR | Internal | Summer | B3 | 75 | 1212 | 0 | 70.66 | 69.28 | 2 | 0
2030 | MISO_MO-IL_2_PJM_ROR | MISO_MO-IL | PJM_ROR | Internal | Summer | B4 | 100 | 1212 | 0 | 68.12 | 67.85 | 2 | 0
2030 | MISO_MO-IL_2_PJM_ROR | MISO_MO-IL | PJM_ROR | Internal | Summer | B5 | 200 | 1212 | 0 | 67.69 | 67.72 | 2 | 0
2030 | MISO_MO-IL_2_PJM_ROR | MISO_MO-IL | PJM_ROR | Internal | Summer | B6 | 300 | 1212 | 0 | 56.42 | 58.41 | 2 | 0
2030 | MISO_MO-IL_2_PJM_ROR | MISO_MO-IL | PJM_ROR | Internal | Summer | B7 | 400 | 1212 | 0 | 47.31 | 46.2 | 2 | 0
2030 | MISO_MO-IL_2_PJM_ROR | MISO_MO-IL | PJM_ROR | Internal | Summer | B8 | 500 | 1212 | 0 | 41.95 | 40.88 | 2 | 0
2030 | MISO_MO-IL_2_PJM_ROR | MISO_MO-IL | PJM_ROR | Internal | Summer | B9 | 800 | 1212 | 0 | 39.34 | 38.66 | 2 | 0
2030 | MISO_MO-IL_2_PJM_ROR | MISO_MO-IL | PJM_ROR | Internal | Summer | B10 | 1262 | 1212 | 1212 | 34.31 | 36.6 | 2 | 0.29
2030 | MISO_MO-IL_2_PJM_ROR | MISO_MO-IL | PJM_ROR | Internal | Winter | B16 | 25 | 1212 | 0 | 53.04 | 54.62 | 2 | 0
2030 | MISO_MO-IL_2_PJM_ROR | MISO_MO-IL | PJM_ROR | Internal | Winter | B17 | 100 | 1212 | 1212 | 44.67 | 48.61 | 2 | 1.93
2030 | MISO_MO-IL_2_PJM_ROR | MISO_MO-IL | PJM_ROR | Internal | Winter | B18 | 400 | 1212 | 1212 | 41.08 | 44.41 | 2 | 1.33
2030 | MISO_MO-IL_2_PJM_ROR | MISO_MO-IL | PJM_ROR | Internal | Winter | B19 | 700 | 1212 | 1212 | 39.34 | 42.64 | 2 | 1.3
2030 | MISO_MO-IL_2_PJM_ROR | MISO_MO-IL | PJM_ROR | Internal | Winter | B20 | 935 | 1212 | 296.55 | 37.18 | 39.18 | 2 | 0
2030 | MISO_MO-IL_2_TVA_Transmission | MISO_MO-IL | TVA_Transmission | Internal | Shoulder | B11 | 25 | 4000 | 5.59 | 53.04 | 61.04 | 8 | 0
2030 | MISO_MO-IL_2_TVA_Transmission | MISO_MO-IL | TVA_Transmission | Internal | Shoulder | B12 | 200 | 4000 | 0 | 44.32 | 51.5 | 8 | 0
2030 | MISO_MO-IL_2_TVA_Transmission | MISO_MO-IL | TVA_Transmission | Internal | Shoulder | B13 | 600 | 4000 | 0 | 41.33 | 47.71 | 8 | 0
2030 | MISO_MO-IL_2_TVA_Transmission | MISO_MO-IL | TVA_Transmission | Internal | Shoulder | B14 | 900 | 4000 | 0 | 40.33 | 47.32 | 8 | 0
2030 | MISO_MO-IL_2_TVA_Transmission | MISO_MO-IL | TVA_Transmission | Internal | Shoulder | B15 | 1203 | 4000 | 137.22 | 35.99 | 43.99 | 8 | 0
2030 | MISO_MO-IL_2_TVA_Transmission | MISO_MO-IL | TVA_Transmission | Internal | Summer | B1 | 10 | 4000 | 182.05 | 70.66 | 78.66 | 8 | 0
2030 | MISO_MO-IL_2_TVA_Transmission | MISO_MO-IL | TVA_Transmission | Internal | Summer | B2 | 25 | 4000 | 0 | 70.66 | 75.68 | 8 | 0
2030 | MISO_MO-IL_2_TVA_Transmission | MISO_MO-IL | TVA_Transmission | Internal | Summer | B3 | 75 | 4000 | 0 | 70.66 | 74.91 | 8 | 0
2030 | MISO_MO-IL_2_TVA_Transmission | MISO_MO-IL | TVA_Transmission | Internal | Summer | B4 | 100 | 4000 | 0 | 68.12 | 74.55 | 8 | 0
2030 | MISO_MO-IL_2_TVA_Transmission | MISO_MO-IL | TVA_Transmission | Internal | Summer | B5 | 200 | 4000 | 0 | 67.69 | 73.72 | 8 | 0
2030 | MISO_MO-IL_2_TVA_Transmission | MISO_MO-IL | TVA_Transmission | Internal | Summer | B6 | 300 | 4000 | 0 | 56.42 | 60.79 | 8 | 0
2030 | MISO_MO-IL_2_TVA_Transmission | MISO_MO-IL | TVA_Transmission | Internal | Summer | B7 | 400 | 4000 | 0 | 47.31 | 51.11 | 8 | 0
2030 | MISO_MO-IL_2_TVA_Transmission | MISO_MO-IL | TVA_Transmission | Internal | Summer | B8 | 500 | 4000 | 0 | 41.95 | 46.07 | 8 | 0
2030 | MISO_MO-IL_2_TVA_Transmission | MISO_MO-IL | TVA_Transmission | Internal | Summer | B9 | 800 | 4000 | 0 | 39.34 | 43.24 | 8 | 0
2030 | MISO_MO-IL_2_TVA_Transmission | MISO_MO-IL | TVA_Transmission | Internal | Summer | B10 | 1262 | 4000 | 0 | 34.31 | 42.06 | 8 | 0
2030 | MISO_MO-IL_2_TVA_Transmission | MISO_MO-IL | TVA_Transmission | Internal | Winter | B16 | 25 | 4000 | 2266.25 | 53.04 | 61.04 | 8 | 0
2030 | MISO_MO-IL_2_TVA_Transmission | MISO_MO-IL | TVA_Transmission | Internal | Winter | B17 | 100 | 4000 | 581.65 | 44.67 | 52.67 | 8 | 0
2030 | MISO_MO-IL_2_TVA_Transmission | MISO_MO-IL | TVA_Transmission | Internal | Winter | B18 | 400 | 4000 | 757.63 | 41.08 | 49.08 | 8 | 0
2030 | MISO_MO-IL_2_TVA_Transmission | MISO_MO-IL | TVA_Transmission | Internal | Winter | B19 | 700 | 4000 | 802.69 | 39.34 | 47.34 | 8 | 0
2030 | MISO_MO-IL_2_TVA_Transmission | MISO_MO-IL | TVA_Transmission | Internal | Winter | B20 | 935 | 4000 | 3732.04 | 37.18 | 45.18 | 8 | 0
2030 | MISO_W_2_IESO | MISO_W | IESO | Internal | Shoulder | B11 | 25 | 164 | 0 | 53.02 | 47.01 | 8 | 0
2030 | MISO_W_2_IESO | MISO_W | IESO | Internal | Shoulder | B12 | 200 | 164 | 0 | 44.31 | 47.01 | 8 | 0
2030 | MISO_W_2_IESO | MISO_W | IESO | Internal | Shoulder | B13 | 600 | 164 | 164 | 39 | 47.01 | 8 | 0.01
2030 | MISO_W_2_IESO | MISO_W | IESO | Internal | Shoulder | B14 | 900 | 164 | 164 | 31.04 | 47.01 | 8 | 7.97
2030 | MISO_W_2_IESO | MISO_W | IESO | Internal | Shoulder | B15 | 1203 | 164 | 164 | 19.05 | 47.01 | 8 | 19.96
2030 | MISO_W_2_IESO | MISO_W | IESO | Internal | Summer | B1 | 10 | 164 | 0 | 70.65 | 77.14 | 8 | 0
2030 | MISO_W_2_IESO | MISO_W | IESO | Internal | Summer | B2 | 25 | 164 | 0 | 67.68 | 70.54 | 8 | 0
2030 | MISO_W_2_IESO | MISO_W | IESO | Internal | Summer | B3 | 75 | 164 | 0 | 70.65 | 62.81 | 8 | 0
2030 | MISO_W_2_IESO | MISO_W | IESO | Internal | Summer | B4 | 100 | 164 | 0 | 67.93 | 49.75 | 8 | 0
2030 | MISO_W_2_IESO | MISO_W | IESO | Internal | Summer | B5 | 200 | 164 | 0 | 67.68 | 49.75 | 8 | 0
2030 | MISO_W_2_IESO | MISO_W | IESO | Internal | Summer | B6 | 300 | 164 | 0 | 56.41 | 46.12 | 8 | 0
2030 | MISO_W_2_IESO | MISO_W | IESO | Internal | Summer | B7 | 400 | 164 | 0 | 44.2 | 46.12 | 8 | 0
2030 | MISO_W_2_IESO | MISO_W | IESO | Internal | Summer | B8 | 500 | 164 | 0 | 38.88 | 46.12 | 8 | 0
2030 | MISO_W_2_IESO | MISO_W | IESO | Internal | Summer | B9 | 800 | 164 | 164 | 36.66 | 46.12 | 8 | 1.46
2030 | MISO_W_2_IESO | MISO_W | IESO | Internal | Summer | B10 | 1262 | 164 | 164 | 32.73 | 46.12 | 8 | 5.39
2030 | MISO_W_2_IESO | MISO_W | IESO | Internal | Winter | B16 | 25 | 164 | 164 | 24.53 | 49.38 | 8 | 16.85
2030 | MISO_W_2_IESO | MISO_W | IESO | Internal | Winter | B17 | 100 | 164 | 164 | 28.57 | 49.38 | 8 | 12.81
2030 | MISO_W_2_IESO | MISO_W | IESO | Internal | Winter | B18 | 400 | 164 | 164 | 36.52 | 49.38 | 8 | 4.86
2030 | MISO_W_2_IESO | MISO_W | IESO | Internal | Winter | B19 | 700 | 164 | 164 | 36.52 | 49.38 | 8 | 4.86
2030 | MISO_W_2_IESO | MISO_W | IESO | Internal | Winter | B20 | 935 | 164 | 164 | 24.73 | 49.38 | 8 | 16.65
2030 | MISO_W_2_MAPP_CA | MISO_W | MAPP_CA | Internal | Shoulder | B11 | 25 | 788 | 0 | 53.02 | 49.79 | 0.01 | 0
2030 | MISO_W_2_MAPP_CA | MISO_W | MAPP_CA | Internal | Shoulder | B12 | 200 | 788 | 0 | 44.31 | 44.3 | 0.01 | 0
2030 | MISO_W_2_MAPP_CA | MISO_W | MAPP_CA | Internal | Shoulder | B13 | 600 | 788 | 220.42 | 39 | 39.01 | 0.01 | 0
2030 | MISO_W_2_MAPP_CA | MISO_W | MAPP_CA | Internal | Shoulder | B14 | 900 | 788 | 788 | 31.04 | 39.01 | 0.01 | 7.96
2030 | MISO_W_2_MAPP_CA | MISO_W | MAPP_CA | Internal | Shoulder | B15 | 1203 | 788 | 788 | 19.05 | 39.01 | 0.01 | 19.95
2030 | MISO_W_2_MAPP_CA | MISO_W | MAPP_CA | Internal | Summer | B1 | 10 | 788 | 0 | 70.65 | 49.79 | 0.01 | 0
2030 | MISO_W_2_MAPP_CA | MISO_W | MAPP_CA | Internal | Summer | B2 | 25 | 788 | 0 | 67.68 | 52.21 | 0.01 | 0
2030 | MISO_W_2_MAPP_CA | MISO_W | MAPP_CA | Internal | Summer | B3 | 75 | 788 | 0 | 70.65 | 52.21 | 0.01 | 0
2030 | MISO_W_2_MAPP_CA | MISO_W | MAPP_CA | Internal | Summer | B4 | 100 | 788 | 0 | 67.93 | 49.79 | 0.01 | 0
2030 | MISO_W_2_MAPP_CA | MISO_W | MAPP_CA | Internal | Summer | B5 | 200 | 788 | 0 | 67.68 | 52.21 | 0.01 | 0
2030 | MISO_W_2_MAPP_CA | MISO_W | MAPP_CA | Internal | Summer | B6 | 300 | 788 | 0 | 56.41 | 47.99 | 0.01 | 0
2030 | MISO_W_2_MAPP_CA | MISO_W | MAPP_CA | Internal | Summer | B7 | 400 | 788 | 0 | 44.2 | 44.19 | 0.01 | 0
2030 | MISO_W_2_MAPP_CA | MISO_W | MAPP_CA | Internal | Summer | B8 | 500 | 788 | 0 | 38.88 | 38.87 | 0.01 | 0
2030 | MISO_W_2_MAPP_CA | MISO_W | MAPP_CA | Internal | Summer | B9 | 800 | 788 | 788 | 36.66 | 38.12 | 0.01 | 1.45
2030 | MISO_W_2_MAPP_CA | MISO_W | MAPP_CA | Internal | Summer | B10 | 1262 | 788 | 788 | 32.73 | 38.12 | 0.01 | 5.38
2030 | MISO_W_2_MAPP_CA | MISO_W | MAPP_CA | Internal | Winter | B16 | 25 | 788 | 788 | 24.53 | 49.48 | 0.01 | 24.94
2030 | MISO_W_2_MAPP_CA | MISO_W | MAPP_CA | Internal | Winter | B17 | 100 | 788 | 788 | 28.57 | 49.48 | 0.01 | 20.91
2030 | MISO_W_2_MAPP_CA | MISO_W | MAPP_CA | Internal | Winter | B18 | 400 | 788 | 788 | 36.52 | 49.48 | 0.01 | 12.95
2030 | MISO_W_2_MAPP_CA | MISO_W | MAPP_CA | Internal | Winter | B19 | 700 | 788 | 788 | 36.52 | 49.48 | 0.01 | 12.95
2030 | MISO_W_2_MAPP_CA | MISO_W | MAPP_CA | Internal | Winter | B20 | 935 | 788 | 788 | 24.73 | 49.48 | 0.01 | 24.75
2030 | MISO_W_2_MISO_MO-IL | MISO_W | MISO_MO-IL | Internal | Shoulder | B11 | 25 | 7873 | 7867.43 | 53.02 | 53.04 | 0.01 | 0
2030 | MISO_W_2_MISO_MO-IL | MISO_W | MISO_MO-IL | Internal | Shoulder | B12 | 200 | 7873 | 7210.79 | 44.31 | 44.32 | 0.01 | 0
2030 | MISO_W_2_MISO_MO-IL | MISO_W | MISO_MO-IL | Internal | Shoulder | B13 | 600 | 7873 | 7873 | 39 | 41.33 | 0.01 | 2.31
2030 | MISO_W_2_MISO_MO-IL | MISO_W | MISO_MO-IL | Internal | Shoulder | B14 | 900 | 7873 | 7873 | 31.04 | 40.33 | 0.01 | 9.28
2030 | MISO_W_2_MISO_MO-IL | MISO_W | MISO_MO-IL | Internal | Shoulder | B15 | 1203 | 7873 | 7873 | 19.05 | 35.99 | 0.01 | 16.93
2030 | MISO_W_2_MISO_MO-IL | MISO_W | MISO_MO-IL | Internal | Summer | B1 | 10 | 7873 | 7694.02 | 70.65 | 70.66 | 0.01 | 0
2030 | MISO_W_2_MISO_MO-IL | MISO_W | MISO_MO-IL | Internal | Summer | B2 | 25 | 7873 | 7873 | 67.68 | 70.66 | 0.01 | 2.97
2030 | MISO_W_2_MISO_MO-IL | MISO_W | MISO_MO-IL | Internal | Summer | B3 | 75 | 7873 | 7169.93 | 70.65 | 70.66 | 0.01 | 0
2030 | MISO_W_2_MISO_MO-IL | MISO_W | MISO_MO-IL | Internal | Summer | B4 | 100 | 7873 | 7873 | 67.93 | 68.12 | 0.01 | 0.18
2030 | MISO_W_2_MISO_MO-IL | MISO_W | MISO_MO-IL | Internal | Summer | B5 | 200 | 7873 | 6931.12 | 67.68 | 67.69 | 0.01 | 0
2030 | MISO_W_2_MISO_MO-IL | MISO_W | MISO_MO-IL | Internal | Summer | B6 | 300 | 7873 | 6053.05 | 56.41 | 56.42 | 0.01 | 0
2030 | MISO_W_2_MISO_MO-IL | MISO_W | MISO_MO-IL | Internal | Summer | B7 | 400 | 7873 | 7873 | 44.2 | 47.31 | 0.01 | 3.1
2030 | MISO_W_2_MISO_MO-IL | MISO_W | MISO_MO-IL | Internal | Summer | B8 | 500 | 7873 | 7873 | 38.88 | 41.95 | 0.01 | 3.06
2030 | MISO_W_2_MISO_MO-IL | MISO_W | MISO_MO-IL | Internal | Summer | B9 | 800 | 7873 | 7873 | 36.66 | 39.34 | 0.01 | 2.67
2030 | MISO_W_2_MISO_MO-IL | MISO_W | MISO_MO-IL | Internal | Summer | B10 | 1262 | 7873 | 7873 | 32.73 | 34.31 | 0.01 | 1.56
2030 | MISO_W_2_MISO_MO-IL | MISO_W | MISO_MO-IL | Internal | Winter | B16 | 25 | 7873 | 7873 | 24.53 | 53.04 | 0.01 | 28.49
2030 | MISO_W_2_MISO_MO-IL | MISO_W | MISO_MO-IL | Internal | Winter | B17 | 100 | 7873 | 7873 | 28.57 | 44.67 | 0.01 | 16.1
2030 | MISO_W_2_MISO_MO-IL | MISO_W | MISO_MO-IL | Internal | Winter | B18 | 400 | 7873 | 7873 | 36.52 | 41.08 | 0.01 | 4.55
2030 | MISO_W_2_MISO_MO-IL | MISO_W | MISO_MO-IL | Internal | Winter | B19 | 700 | 7873 | 7873 | 36.52 | 39.34 | 0.01 | 2.82
2030 | MISO_W_2_MISO_MO-IL | MISO_W | MISO_MO-IL | Internal | Winter | B20 | 935 | 7873 | 7873 | 24.73 | 37.18 | 0.01 | 12.44
2030 | MISO_W_2_MISO_WUMS | MISO_W | MISO_WUMS | Internal | Shoulder | B11 | 25 | 3756 | 1269.99 | 53.02 | 53.04 | 0.01 | 0
2030 | MISO_W_2_MISO_WUMS | MISO_W | MISO_WUMS | Internal | Shoulder | B12 | 200 | 3756 | 1896.06 | 44.31 | 44.32 | 0.01 | 0
2030 | MISO_W_2_MISO_WUMS | MISO_W | MISO_WUMS | Internal | Shoulder | B13 | 600 | 3756 | 3756 | 39 | 41.7 | 0.01 | 2.68
2030 | MISO_W_2_MISO_WUMS | MISO_W | MISO_WUMS | Internal | Shoulder | B14 | 900 | 3756 | 3756 | 31.04 | 40.64 | 0.01 | 9.59
2030 | MISO_W_2_MISO_WUMS | MISO_W | MISO_WUMS | Internal | Shoulder | B15 | 1203 | 3756 | 3756 | 19.05 | 39.24 | 0.01 | 20.18
2030 | MISO_W_2_MISO_WUMS | MISO_W | MISO_WUMS | Internal | Summer | B1 | 10 | 3756 | 0 | 70.65 | 67.68 | 0.01 | 0
2030 | MISO_W_2_MISO_WUMS | MISO_W | MISO_WUMS | Internal | Summer | B2 | 25 | 3756 | 0.04 | 67.68 | 67.68 | 0.01 | 0
2030 | MISO_W_2_MISO_WUMS | MISO_W | MISO_WUMS | Internal | Summer | B3 | 75 | 3756 | 0 | 70.65 | 67.68 | 0.01 | 0
2030 | MISO_W_2_MISO_WUMS | MISO_W | MISO_WUMS | Internal | Summer | B4 | 100 | 3756 | 0 | 67.93 | 67.68 | 0.01 | 0
2030 | MISO_W_2_MISO_WUMS | MISO_W | MISO_WUMS | Internal | Summer | B5 | 200 | 3756 | 0 | 67.68 | 67.68 | 0.01 | 0
2030 | MISO_W_2_MISO_WUMS | MISO_W | MISO_WUMS | Internal | Summer | B6 | 300 | 3756 | 48.47 | 56.41 | 56.42 | 0.01 | 0
2030 | MISO_W_2_MISO_WUMS | MISO_W | MISO_WUMS | Internal | Summer | B7 | 400 | 3756 | 0 | 44.2 | 44.2 | 0.01 | 0
2030 | MISO_W_2_MISO_WUMS | MISO_W | MISO_WUMS | Internal | Summer | B8 | 500 | 3756 | 2721.33 | 38.88 | 38.89 | 0.01 | 0
2030 | MISO_W_2_MISO_WUMS | MISO_W | MISO_WUMS | Internal | Summer | B9 | 800 | 3756 | 3756 | 36.66 | 37.81 | 0.01 | 1.14
2030 | MISO_W_2_MISO_WUMS | MISO_W | MISO_WUMS | Internal | Summer | B10 | 1262 | 3756 | 3756 | 32.73 | 37.81 | 0.01 | 5.07
2030 | MISO_W_2_MISO_WUMS | MISO_W | MISO_WUMS | Internal | Winter | B16 | 25 | 3756 | 3756 | 24.53 | 45.53 | 0.01 | 20.99
2030 | MISO_W_2_MISO_WUMS | MISO_W | MISO_WUMS | Internal | Winter | B17 | 100 | 3756 | 3756 | 28.57 | 45.53 | 0.01 | 16.96
2030 | MISO_W_2_MISO_WUMS | MISO_W | MISO_WUMS | Internal | Winter | B18 | 400 | 3756 | 3756 | 36.52 | 42.41 | 0.01 | 5.88
2030 | MISO_W_2_MISO_WUMS | MISO_W | MISO_WUMS | Internal | Winter | B19 | 700 | 3756 | 3756 | 36.52 | 42 | 0.01 | 5.47
2030 | MISO_W_2_MISO_WUMS | MISO_W | MISO_WUMS | Internal | Winter | B20 | 935 | 3756 | 3756 | 24.73 | 38.67 | 0.01 | 13.93
2030 | MISO_W_2_NE | MISO_W | NE | Internal | Shoulder | B11 | 25 | 20297 | 0 | 53.02 | 48.02 | 7 | 0
2030 | MISO_W_2_NE | MISO_W | NE | Internal | Shoulder | B12 | 200 | 20297 | 0 | 44.31 | 39.31 | 7 | 0
2030 | MISO_W_2_NE | MISO_W | NE | Internal | Shoulder | B13 | 600 | 20297 | 0 | 39 | 34 | 7 | 0
2030 | MISO_W_2_NE | MISO_W | NE | Internal | Shoulder | B14 | 900 | 20297 | 0 | 31.04 | 26.04 | 7 | 0
2030 | MISO_W_2_NE | MISO_W | NE | Internal | Shoulder | B15 | 1203 | 20297 | 0 | 19.05 | 11.86 | 7 | 0
2030 | MISO_W_2_NE | MISO_W | NE | Internal | Summer | B1 | 10 | 20297 | 0 | 70.65 | 65.65 | 7 | 0
2030 | MISO_W_2_NE | MISO_W | NE | Internal | Summer | B2 | 25 | 20297 | 0 | 67.68 | 62.68 | 7 | 0
2030 | MISO_W_2_NE | MISO_W | NE | Internal | Summer | B3 | 75 | 20297 | 0 | 70.65 | 65.65 | 7 | 0
2030 | MISO_W_2_NE | MISO_W | NE | Internal | Summer | B4 | 100 | 20297 | 0 | 67.93 | 62.93 | 7 | 0
2030 | MISO_W_2_NE | MISO_W | NE | Internal | Summer | B5 | 200 | 20297 | 0 | 67.68 | 62.68 | 7 | 0
2030 | MISO_W_2_NE | MISO_W | NE | Internal | Summer | B6 | 300 | 20297 | 0 | 56.41 | 51.41 | 7 | 0
2030 | MISO_W_2_NE | MISO_W | NE | Internal | Summer | B7 | 400 | 20297 | 0 | 44.2 | 39.2 | 7 | 0
2030 | MISO_W_2_NE | MISO_W | NE | Internal | Summer | B8 | 500 | 20297 | 0 | 38.88 | 33.88 | 7 | 0
2030 | MISO_W_2_NE | MISO_W | NE | Internal | Summer | B9 | 800 | 20297 | 0 | 36.66 | 31.66 | 7 | 0
2030 | MISO_W_2_NE | MISO_W | NE | Internal | Summer | B10 | 1262 | 20297 | 0 | 32.73 | 27.73 | 7 | 0
2030 | MISO_W_2_NE | MISO_W | NE | Internal | Winter | B16 | 25 | 20297 | 0 | 24.53 | -2.03 | 7 | 0
2030 | MISO_W_2_NE | MISO_W | NE | Internal | Winter | B17 | 100 | 20297 | 0 | 28.57 | 23.57 | 7 | 0
2030 | MISO_W_2_NE | MISO_W | NE | Internal | Winter | B18 | 400 | 20297 | 0 | 36.52 | 31.52 | 7 | 0
2030 | MISO_W_2_NE | MISO_W | NE | Internal | Winter | B19 | 700 | 20297 | 0 | 36.52 | 31.52 | 7 | 0
2030 | MISO_W_2_NE | MISO_W | NE | Internal | Winter | B20 | 935 | 20297 | 0 | 24.73 | 19.73 | 7 | 0
2030 | MISO_W_2_PJM_ROR | MISO_W | PJM_ROR | Internal | Shoulder | B11 | 25 | 10135 | 10134.97 | 53.02 | 55.04 | 2 | 0.01
2030 | MISO_W_2_PJM_ROR | MISO_W | PJM_ROR | Internal | Shoulder | B12 | 200 | 10135 | 10135 | 44.31 | 46.32 | 2 | 0.01
2030 | MISO_W_2_PJM_ROR | MISO_W | PJM_ROR | Internal | Shoulder | B13 | 600 | 10135 | 10135 | 39 | 43.7 | 2 | 2.7
2030 | MISO_W_2_PJM_ROR | MISO_W | PJM_ROR | Internal | Shoulder | B14 | 900 | 10135 | 10135 | 31.04 | 42.64 | 2 | 9.6
2030 | MISO_W_2_PJM_ROR | MISO_W | PJM_ROR | Internal | Shoulder | B15 | 1203 | 10135 | 10135 | 19.05 | 39.41 | 2 | 18.36
2030 | MISO_W_2_PJM_ROR | MISO_W | PJM_ROR | Internal | Summer | B1 | 10 | 10135 | 3938.22 | 70.65 | 72.65 | 2 | 0
2030 | MISO_W_2_PJM_ROR | MISO_W | PJM_ROR | Internal | Summer | B2 | 25 | 10135 | 2356.48 | 67.68 | 69.68 | 2 | 0
2030 | MISO_W_2_PJM_ROR | MISO_W | PJM_ROR | Internal | Summer | B3 | 75 | 10135 | 0 | 70.65 | 69.28 | 2 | 0
2030 | MISO_W_2_PJM_ROR | MISO_W | PJM_ROR | Internal | Summer | B4 | 100 | 10135 | 0 | 67.93 | 67.85 | 2 | 0
2030 | MISO_W_2_PJM_ROR | MISO_W | PJM_ROR | Internal | Summer | B5 | 200 | 10135 | 0 | 67.68 | 67.72 | 2 | 0
2030 | MISO_W_2_PJM_ROR | MISO_W | PJM_ROR | Internal | Summer | B6 | 300 | 10135 | 1478.66 | 56.41 | 58.41 | 2 | 0
2030 | MISO_W_2_PJM_ROR | MISO_W | PJM_ROR | Internal | Summer | B7 | 400 | 10135 | 3688.07 | 44.2 | 46.2 | 2 | 0
2030 | MISO_W_2_PJM_ROR | MISO_W | PJM_ROR | Internal | Summer | B8 | 500 | 10135 | 7342.15 | 38.88 | 40.88 | 2 | 0
2030 | MISO_W_2_PJM_ROR | MISO_W | PJM_ROR | Internal | Summer | B9 | 800 | 10135 | 4643.4 | 36.66 | 38.66 | 2 | 0
2030 | MISO_W_2_PJM_ROR | MISO_W | PJM_ROR | Internal | Summer | B10 | 1262 | 10135 | 10135 | 32.73 | 36.6 | 2 | 1.87
2030 | MISO_W_2_PJM_ROR | MISO_W | PJM_ROR | Internal | Winter | B16 | 25 | 10135 | 10135 | 24.53 | 54.62 | 2 | 28.09
2030 | MISO_W_2_PJM_ROR | MISO_W | PJM_ROR | Internal | Winter | B17 | 100 | 10135 | 10135 | 28.57 | 48.61 | 2 | 18.04
2030 | MISO_W_2_PJM_ROR | MISO_W | PJM_ROR | Internal | Winter | B18 | 400 | 10135 | 10135 | 36.52 | 44.41 | 2 | 5.89
2030 | MISO_W_2_PJM_ROR | MISO_W | PJM_ROR | Internal | Winter | B19 | 700 | 10135 | 10135 | 36.52 | 42.64 | 2 | 4.13
2030 | MISO_W_2_PJM_ROR | MISO_W | PJM_ROR | Internal | Winter | B20 | 935 | 10135 | 10135 | 24.73 | 39.18 | 2 | 12.45
2030 | MISO_W_2_SPP_N | MISO_W | SPP_N | Internal | Shoulder | B11 | 25 | 3200 | 0 | 53.02 | 48.04 | 7 | 0
2030 | MISO_W_2_SPP_N | MISO_W | SPP_N | Internal | Shoulder | B12 | 200 | 3200 | 0 | 44.31 | 39.32 | 7 | 0
2030 | MISO_W_2_SPP_N | MISO_W | SPP_N | Internal | Shoulder | B13 | 600 | 3200 | 0 | 39 | 34.01 | 7 | 0
2030 | MISO_W_2_SPP_N | MISO_W | SPP_N | Internal | Shoulder | B14 | 900 | 3200 | 0 | 31.04 | 26.05 | 7 | 0
2030 | MISO_W_2_SPP_N | MISO_W | SPP_N | Internal | Shoulder | B15 | 1203 | 3200 | 0 | 19.05 | 11.87 | 7 | 0
2030 | MISO_W_2_SPP_N | MISO_W | SPP_N | Internal | Summer | B1 | 10 | 3200 | 0 | 70.65 | 65.66 | 7 | 0
2030 | MISO_W_2_SPP_N | MISO_W | SPP_N | Internal | Summer | B2 | 25 | 3200 | 0 | 67.68 | 62.69 | 7 | 0
2030 | MISO_W_2_SPP_N | MISO_W | SPP_N | Internal | Summer | B3 | 75 | 3200 | 0 | 70.65 | 65.66 | 7 | 0
2030 | MISO_W_2_SPP_N | MISO_W | SPP_N | Internal | Summer | B4 | 100 | 3200 | 0 | 67.93 | 62.94 | 7 | 0
2030 | MISO_W_2_SPP_N | MISO_W | SPP_N | Internal | Summer | B5 | 200 | 3200 | 0 | 67.68 | 62.69 | 7 | 0
2030 | MISO_W_2_SPP_N | MISO_W | SPP_N | Internal | Summer | B6 | 300 | 3200 | 0 | 56.41 | 51.42 | 7 | 0
2030 | MISO_W_2_SPP_N | MISO_W | SPP_N | Internal | Summer | B7 | 400 | 3200 | 0 | 44.2 | 43.57 | 7 | 0
2030 | MISO_W_2_SPP_N | MISO_W | SPP_N | Internal | Summer | B8 | 500 | 3200 | 0 | 38.88 | 39.91 | 7 | 0
2030 | MISO_W_2_SPP_N | MISO_W | SPP_N | Internal | Summer | B9 | 800 | 3200 | 0 | 36.66 | 34.34 | 7 | 0
2030 | MISO_W_2_SPP_N | MISO_W | SPP_N | Internal | Summer | B10 | 1262 | 3200 | 0 | 32.73 | 28.44 | 7 | 0
2030 | MISO_W_2_SPP_N | MISO_W | SPP_N | Internal | Winter | B16 | 25 | 3200 | 1630.24 | 24.53 | 31.53 | 7 | 0
2030 | MISO_W_2_SPP_N | MISO_W | SPP_N | Internal | Winter | B17 | 100 | 3200 | 0 | 28.57 | 31.18 | 7 | 0
2030 | MISO_W_2_SPP_N | MISO_W | SPP_N | Internal | Winter | B18 | 400 | 3200 | 0 | 36.52 | 34.86 | 7 | 0
2030 | MISO_W_2_SPP_N | MISO_W | SPP_N | Internal | Winter | B19 | 700 | 3200 | 0 | 36.52 | 31.53 | 7 | 0
2030 | MISO_W_2_SPP_N | MISO_W | SPP_N | Internal | Winter | B20 | 935 | 3200 | 0 | 24.73 | 19.74 | 7 | 0
2030 | MISO_WUMS_2_MISO_MI | MISO_WUMS | MISO_MI | Internal | Shoulder | B11 | 25 | 148 | 148 | 53.04 | 57.05 | 0.01 | 4
2030 | MISO_WUMS_2_MISO_MI | MISO_WUMS | MISO_MI | Internal | Shoulder | B12 | 200 | 148 | 148 | 44.32 | 52.12 | 0.01 | 7.79
2030 | MISO_WUMS_2_MISO_MI | MISO_WUMS | MISO_MI | Internal | Shoulder | B13 | 600 | 148 | 148 | 41.7 | 45.71 | 0.01 | 4
2030 | MISO_WUMS_2_MISO_MI | MISO_WUMS | MISO_MI | Internal | Shoulder | B14 | 900 | 148 | 148 | 40.64 | 44.64 | 0.01 | 3.99
2030 | MISO_WUMS_2_MISO_MI | MISO_WUMS | MISO_MI | Internal | Shoulder | B15 | 1203 | 148 | 148 | 39.24 | 41.32 | 0.01 | 2.07
2030 | MISO_WUMS_2_MISO_MI | MISO_WUMS | MISO_MI | Internal | Summer | B1 | 10 | 148 | 148 | 67.68 | 84.14 | 0.01 | 16.45
2030 | MISO_WUMS_2_MISO_MI | MISO_WUMS | MISO_MI | Internal | Summer | B2 | 25 | 148 | 148 | 67.68 | 72.38 | 0.01 | 4.7
2030 | MISO_WUMS_2_MISO_MI | MISO_WUMS | MISO_MI | Internal | Summer | B3 | 75 | 148 | 148 | 67.68 | 71.28 | 0.01 | 3.6
2030 | MISO_WUMS_2_MISO_MI | MISO_WUMS | MISO_MI | Internal | Summer | B4 | 100 | 148 | 148 | 67.68 | 68.14 | 0.01 | 0.45
2030 | MISO_WUMS_2_MISO_MI | MISO_WUMS | MISO_MI | Internal | Summer | B5 | 200 | 148 | 25.97 | 67.68 | 67.69 | 0.01 | 0
2030 | MISO_WUMS_2_MISO_MI | MISO_WUMS | MISO_MI | Internal | Summer | B6 | 300 | 148 | 148 | 56.42 | 56.45 | 0.01 | 0.01
2030 | MISO_WUMS_2_MISO_MI | MISO_WUMS | MISO_MI | Internal | Summer | B7 | 400 | 148 | 148 | 44.2 | 48.2 | 0.01 | 3.99
2030 | MISO_WUMS_2_MISO_MI | MISO_WUMS | MISO_MI | Internal | Summer | B8 | 500 | 148 | 148 | 38.89 | 42.88 | 0.01 | 3.98
2030 | MISO_WUMS_2_MISO_MI | MISO_WUMS | MISO_MI | Internal | Summer | B9 | 800 | 148 | 148 | 37.81 | 40.66 | 0.01 | 2.84
2030 | MISO_WUMS_2_MISO_MI | MISO_WUMS | MISO_MI | Internal | Summer | B10 | 1262 | 148 | 148 | 37.81 | 38.25 | 0.01 | 0.42
2030 | MISO_WUMS_2_MISO_MI | MISO_WUMS | MISO_MI | Internal | Winter | B16 | 25 | 148 | 148 | 45.53 | 57.28 | 0.01 | 11.74
2030 | MISO_WUMS_2_MISO_MI | MISO_WUMS | MISO_MI | Internal | Winter | B17 | 100 | 148 | 148 | 45.53 | 55.29 | 0.01 | 9.75
2030 | MISO_WUMS_2_MISO_MI | MISO_WUMS | MISO_MI | Internal | Winter | B18 | 400 | 148 | 148 | 42.41 | 46.41 | 0.01 | 3.99
2030 | MISO_WUMS_2_MISO_MI | MISO_WUMS | MISO_MI | Internal | Winter | B19 | 700 | 148 | 148 | 42 | 44.64 | 0.01 | 2.64
2030 | MISO_WUMS_2_MISO_MI | MISO_WUMS | MISO_MI | Internal | Winter | B20 | 935 | 148 | 148 | 38.67 | 41.18 | 0.01 | 2.5
2030 | MISO_WUMS_2_MISO_W | MISO_WUMS | MISO_W | Internal | Shoulder | B11 | 25 | 3264 | 0.02 | 53.04 | 53.02 | 0.01 | 0
2030 | MISO_WUMS_2_MISO_W | MISO_WUMS | MISO_W | Internal | Shoulder | B12 | 200 | 3264 | 0 | 44.32 | 44.31 | 0.01 | 0
2030 | MISO_WUMS_2_MISO_W | MISO_WUMS | MISO_W | Internal | Shoulder | B13 | 600 | 3264 | 0 | 41.7 | 39 | 0.01 | 0
2030 | MISO_WUMS_2_MISO_W | MISO_WUMS | MISO_W | Internal | Shoulder | B14 | 900 | 3264 | 0 | 40.64 | 31.04 | 0.01 | 0
2030 | MISO_WUMS_2_MISO_W | MISO_WUMS | MISO_W | Internal | Shoulder | B15 | 1203 | 3264 | 0 | 39.24 | 19.05 | 0.01 | 0
2030 | MISO_WUMS_2_MISO_W | MISO_WUMS | MISO_W | Internal | Summer | B1 | 10 | 3264 | 3264 | 67.68 | 70.65 | 0.01 | 2.96
2030 | MISO_WUMS_2_MISO_W | MISO_WUMS | MISO_W | Internal | Summer | B2 | 25 | 3264 | 0.03 | 67.68 | 67.68 | 0.01 | 0
2030 | MISO_WUMS_2_MISO_W | MISO_WUMS | MISO_W | Internal | Summer | B3 | 75 | 3264 | 3264 | 67.68 | 70.65 | 0.01 | 2.96
2030 | MISO_WUMS_2_MISO_W | MISO_WUMS | MISO_W | Internal | Summer | B4 | 100 | 3264 | 3264 | 67.68 | 67.93 | 0.01 | 0.24
2030 | MISO_WUMS_2_MISO_W | MISO_WUMS | MISO_W | Internal | Summer | B5 | 200 | 3264 | 0 | 67.68 | 67.68 | 0.01 | 0
2030 | MISO_WUMS_2_MISO_W | MISO_WUMS | MISO_W | Internal | Summer | B6 | 300 | 3264 | 0 | 56.42 | 56.41 | 0.01 | 0
2030 | MISO_WUMS_2_MISO_W | MISO_WUMS | MISO_W | Internal | Summer | B7 | 400 | 3264 | 0 | 44.2 | 44.2 | 0.01 | 0
2030 | MISO_WUMS_2_MISO_W | MISO_WUMS | MISO_W | Internal | Summer | B8 | 500 | 3264 | 0 | 38.89 | 38.88 | 0.01 | 0
2030 | MISO_WUMS_2_MISO_W | MISO_WUMS | MISO_W | Internal | Summer | B9 | 800 | 3264 | 0 | 37.81 | 36.66 | 0.01 | 0
2030 | MISO_WUMS_2_MISO_W | MISO_WUMS | MISO_W | Internal | Summer | B10 | 1262 | 3264 | 0 | 37.81 | 32.73 | 0.01 | 0
2030 | MISO_WUMS_2_MISO_W | MISO_WUMS | MISO_W | Internal | Winter | B16 | 25 | 3264 | 0 | 45.53 | 24.53 | 0.01 | 0
2030 | MISO_WUMS_2_MISO_W | MISO_WUMS | MISO_W | Internal | Winter | B17 | 100 | 3264 | 0 | 45.53 | 28.57 | 0.01 | 0
2030 | MISO_WUMS_2_MISO_W | MISO_WUMS | MISO_W | Internal | Winter | B18 | 400 | 3264 | 0 | 42.41 | 36.52 | 0.01 | 0
2030 | MISO_WUMS_2_MISO_W | MISO_WUMS | MISO_W | Internal | Winter | B19 | 700 | 3264 | 0 | 42 | 36.52 | 0.01 | 0
2030 | MISO_WUMS_2_MISO_W | MISO_WUMS | MISO_W | Internal | Winter | B20 | 935 | 3264 | 0 | 38.67 | 24.73 | 0.01 | 0
2030 | MISO_WUMS_2_PJM_ROR | MISO_WUMS | PJM_ROR | Internal | Shoulder | B11 | 25 | 1600 | 701.19 | 53.04 | 55.04 | 2 | 0
2030 | MISO_WUMS_2_PJM_ROR | MISO_WUMS | PJM_ROR | Internal | Shoulder | B12 | 200 | 1600 | 1157.7 | 44.32 | 46.32 | 2 | 0
2030 | MISO_WUMS_2_PJM_ROR | MISO_WUMS | PJM_ROR | Internal | Shoulder | B13 | 600 | 1600 | 110.13 | 41.7 | 43.7 | 2 | 0
2030 | MISO_WUMS_2_PJM_ROR | MISO_WUMS | PJM_ROR | Internal | Shoulder | B14 | 900 | 1600 | 793.99 | 40.64 | 42.64 | 2 | 0
2030 | MISO_WUMS_2_PJM_ROR | MISO_WUMS | PJM_ROR | Internal | Shoulder | B15 | 1203 | 1600 | 0 | 39.24 | 39.41 | 2 | 0
2030 | MISO_WUMS_2_PJM_ROR | MISO_WUMS | PJM_ROR | Internal | Summer | B1 | 10 | 1600 | 1600 | 67.68 | 72.65 | 2 | 2.97
2030 | MISO_WUMS_2_PJM_ROR | MISO_WUMS | PJM_ROR | Internal | Summer | B2 | 25 | 1600 | 241.07 | 67.68 | 69.68 | 2 | 0
2030 | MISO_WUMS_2_PJM_ROR | MISO_WUMS | PJM_ROR | Internal | Summer | B3 | 75 | 1600 | 0 | 67.68 | 69.28 | 2 | 0
2030 | MISO_WUMS_2_PJM_ROR | MISO_WUMS | PJM_ROR | Internal | Summer | B4 | 100 | 1600 | 0 | 67.68 | 67.85 | 2 | 0
2030 | MISO_WUMS_2_PJM_ROR | MISO_WUMS | PJM_ROR | Internal | Summer | B5 | 200 | 1600 | 0 | 67.68 | 67.72 | 2 | 0
2030 | MISO_WUMS_2_PJM_ROR | MISO_WUMS | PJM_ROR | Internal | Summer | B6 | 300 | 1600 | 0 | 56.42 | 58.41 | 2 | 0
2030 | MISO_WUMS_2_PJM_ROR | MISO_WUMS | PJM_ROR | Internal | Summer | B7 | 400 | 1600 | 211.22 | 44.2 | 46.2 | 2 | 0
2030 | MISO_WUMS_2_PJM_ROR | MISO_WUMS | PJM_ROR | Internal | Summer | B8 | 500 | 1600 | 0 | 38.89 | 40.88 | 2 | 0
2030 | MISO_WUMS_2_PJM_ROR | MISO_WUMS | PJM_ROR | Internal | Summer | B9 | 800 | 1600 | 0 | 37.81 | 38.66 | 2 | 0
2030 | MISO_WUMS_2_PJM_ROR | MISO_WUMS | PJM_ROR | Internal | Summer | B10 | 1262 | 1600 | 0 | 37.81 | 36.6 | 2 | 0
2030 | MISO_WUMS_2_PJM_ROR | MISO_WUMS | PJM_ROR | Internal | Winter | B16 | 25 | 1600 | 1600 | 45.53 | 54.62 | 2 | 7.08
2030 | MISO_WUMS_2_PJM_ROR | MISO_WUMS | PJM_ROR | Internal | Winter | B17 | 100 | 1600 | 1600 | 45.53 | 48.61 | 2 | 1.07
2030 | MISO_WUMS_2_PJM_ROR | MISO_WUMS | PJM_ROR | Internal | Winter | B18 | 400 | 1600 | 1186.91 | 42.41 | 44.41 | 2 | 0
2030 | MISO_WUMS_2_PJM_ROR | MISO_WUMS | PJM_ROR | Internal | Winter | B19 | 700 | 1600 | 0 | 42 | 42.64 | 2 | 0
2030 | MISO_WUMS_2_PJM_ROR | MISO_WUMS | PJM_ROR | Internal | Winter | B20 | 935 | 1600 | 0 | 38.67 | 39.18 | 2 | 0
2030 | NE_2_MAPP_US | NE | MAPP_US | Internal | Shoulder | B11 | 25 | 1600 | 0 | 48.02 | 45.26 | 5 | 0
2030 | NE_2_MAPP_US | NE | MAPP_US | Internal | Shoulder | B12 | 200 | 1600 | 0 | 39.31 | 37.31 | 5 | 0
2030 | NE_2_MAPP_US | NE | MAPP_US | Internal | Shoulder | B13 | 600 | 1600 | 0 | 34 | 29.75 | 5 | 0
2030 | NE_2_MAPP_US | NE | MAPP_US | Internal | Shoulder | B14 | 900 | 1600 | 0 | 26.04 | 24.04 | 5 | 0
2030 | NE_2_MAPP_US | NE | MAPP_US | Internal | Shoulder | B15 | 1203 | 1600 | 0 | 11.86 | 12.05 | 5 | 0
2030 | NE_2_MAPP_US | NE | MAPP_US | Internal | Summer | B1 | 10 | 1600 | 0 | 65.65 | 63.65 | 5 | 0
2030 | NE_2_MAPP_US | NE | MAPP_US | Internal | Summer | B2 | 25 | 1600 | 0 | 62.68 | 60.68 | 5 | 0
2030 | NE_2_MAPP_US | NE | MAPP_US | Internal | Summer | B3 | 75 | 1600 | 0 | 65.65 | 63.65 | 5 | 0
2030 | NE_2_MAPP_US | NE | MAPP_US | Internal | Summer | B4 | 100 | 1600 | 0 | 62.93 | 60.93 | 5 | 0
2030 | NE_2_MAPP_US | NE | MAPP_US | Internal | Summer | B5 | 200 | 1600 | 0 | 62.68 | 60.68 | 5 | 0
2030 | NE_2_MAPP_US | NE | MAPP_US | Internal | Summer | B6 | 300 | 1600 | 0 | 51.41 | 49.41 | 5 | 0
2030 | NE_2_MAPP_US | NE | MAPP_US | Internal | Summer | B7 | 400 | 1600 | 0 | 39.2 | 37.2 | 5 | 0
2030 | NE_2_MAPP_US | NE | MAPP_US | Internal | Summer | B8 | 500 | 1600 | 0 | 33.88 | 26.88 | 5 | 0
2030 | NE_2_MAPP_US | NE | MAPP_US | Internal | Summer | B9 | 800 | 1600 | 0 | 31.66 | 26.88 | 5 | 0
2030 | NE_2_MAPP_US | NE | MAPP_US | Internal | Summer | B10 | 1262 | 1600 | 0 | 27.73 | 25.73 | 5 | 0
2030 | NE_2_MAPP_US | NE | MAPP_US | Internal | Winter | B16 | 25 | 1600 | 1600 | -2.03 | 17.53 | 5 | 14.56
2030 | NE_2_MAPP_US | NE | MAPP_US | Internal | Winter | B17 | 100 | 1600 | 0 | 23.57 | 21.57 | 5 | 0
2030 | NE_2_MAPP_US | NE | MAPP_US | Internal | Winter | B18 | 400 | 1600 | 0 | 31.52 | 29.52 | 5 | 0
2030 | NE_2_MAPP_US | NE | MAPP_US | Internal | Winter | B19 | 700 | 1600 | 0 | 31.52 | 29.52 | 5 | 0
2030 | NE_2_MAPP_US | NE | MAPP_US | Internal | Winter | B20 | 935 | 1600 | 0 | 19.73 | 17.73 | 5 | 0
2030 | NE_2_MISO_W | NE | MISO_W | Internal | Shoulder | B11 | 25 | 19097 | 12089.97 | 48.02 | 53.02 | 5 | 0
2030 | NE_2_MISO_W | NE | MISO_W | Internal | Shoulder | B12 | 200 | 19097 | 11316.43 | 39.31 | 44.31 | 5 | 0
2030 | NE_2_MISO_W | NE | MISO_W | Internal | Shoulder | B13 | 600 | 19097 | 14003.55 | 34 | 39 | 5 | 0
2030 | NE_2_MISO_W | NE | MISO_W | Internal | Shoulder | B14 | 900 | 19097 | 17112.32 | 26.04 | 31.04 | 5 | 0
2030 | NE_2_MISO_W | NE | MISO_W | Internal | Shoulder | B15 | 1203 | 19097 | 19097 | 11.86 | 19.05 | 5 | 2.19
2030 | NE_2_MISO_W | NE | MISO_W | Internal | Summer | B1 | 10 | 19097 | 9701.33 | 65.65 | 70.65 | 5 | 0
2030 | NE_2_MISO_W | NE | MISO_W | Internal | Summer | B2 | 25 | 19097 | 7933.25 | 62.68 | 67.68 | 5 | 0
2030 | NE_2_MISO_W | NE | MISO_W | Internal | Summer | B3 | 75 | 19097 | 4516.46 | 65.65 | 70.65 | 5 | 0
2030 | NE_2_MISO_W | NE | MISO_W | Internal | Summer | B4 | 100 | 19097 | 2944.38 | 62.93 | 67.93 | 5 | 0
2030 | NE_2_MISO_W | NE | MISO_W | Internal | Summer | B5 | 200 | 19097 | 4860.8 | 62.68 | 67.68 | 5 | 0
2030 | NE_2_MISO_W | NE | MISO_W | Internal | Summer | B6 | 300 | 19097 | 4168.1 | 51.41 | 56.41 | 5 | 0
2030 | NE_2_MISO_W | NE | MISO_W | Internal | Summer | B7 | 400 | 19097 | 4029.83 | 39.2 | 44.2 | 5 | 0
2030 | NE_2_MISO_W | NE | MISO_W | Internal | Summer | B8 | 500 | 19097 | 8795.22 | 33.88 | 38.88 | 5 | 0
2030 | NE_2_MISO_W | NE | MISO_W | Internal | Summer | B9 | 800 | 19097 | 8384.5 | 31.66 | 36.66 | 5 | 0
2030 | NE_2_MISO_W | NE | MISO_W | Internal | Summer | B10 | 1262 | 19097 | 11935.59 | 27.73 | 32.73 | 5 | 0
2030 | NE_2_MISO_W | NE | MISO_W | Internal | Winter | B16 | 25 | 19097 | 19097 | -2.03 | 24.53 | 5 | 21.56
2030 | NE_2_MISO_W | NE | MISO_W | Internal | Winter | B17 | 100 | 19097 | 18515.51 | 23.57 | 28.57 | 5 | 0
2030 | NE_2_MISO_W | NE | MISO_W | Internal | Winter | B18 | 400 | 19097 | 16631.28 | 31.52 | 36.52 | 5 | 0
2030 | NE_2_MISO_W | NE | MISO_W | Internal | Winter | B19 | 700 | 19097 | 16352.06 | 31.52 | 36.52 | 5 | 0
2030 | NE_2_MISO_W | NE | MISO_W | Internal | Winter | B20 | 935 | 19097 | 18015.89 | 19.73 | 24.73 | 5 | 0
2030 | NE_2_SPP_N | NE | SPP_N | Internal | Shoulder | B11 | 25 | 12798 | 3828.14 | 48.02 | 48.04 | 0.01 | 0
2030 | NE_2_SPP_N | NE | SPP_N | Internal | Shoulder | B12 | 200 | 12798 | 10883.43 | 39.31 | 39.32 | 0.01 | 0
2030 | NE_2_SPP_N | NE | SPP_N | Internal | Shoulder | B13 | 600 | 12798 | 11059.51 | 34 | 34.01 | 0.01 | 0
2030 | NE_2_SPP_N | NE | SPP_N | Internal | Shoulder | B14 | 900 | 12798 | 9619.03 | 26.04 | 26.05 | 0.01 | 0
2030 | NE_2_SPP_N | NE | SPP_N | Internal | Shoulder | B15 | 1203 | 12798 | 7023.76 | 11.86 | 11.87 | 0.01 | 0
2030 | NE_2_SPP_N | NE | SPP_N | Internal | Summer | B1 | 10 | 12798 | 2989.97 | 65.65 | 65.66 | 0.01 | 0
2030 | NE_2_SPP_N | NE | SPP_N | Internal | Summer | B2 | 25 | 12798 | 12047.59 | 62.68 | 62.69 | 0.01 | 0
2030 | NE_2_SPP_N | NE | SPP_N | Internal | Summer | B3 | 75 | 12798 | 10858.11 | 65.65 | 65.66 | 0.01 | 0
2030 | NE_2_SPP_N | NE | SPP_N | Internal | Summer | B4 | 100 | 12798 | 9368.84 | 62.93 | 62.94 | 0.01 | 0
2030 | NE_2_SPP_N | NE | SPP_N | Internal | Summer | B5 | 200 | 12798 | 8618.97 | 62.68 | 62.69 | 0.01 | 0
2030 | NE_2_SPP_N | NE | SPP_N | Internal | Summer | B6 | 300 | 12798 | 10312.1 | 51.41 | 51.42 | 0.01 | 0
2030 | NE_2_SPP_N | NE | SPP_N | Internal | Summer | B7 | 400 | 12798 | 12798 | 39.2 | 43.57 | 0.01 | 4.36
2030 | NE_2_SPP_N | NE | SPP_N | Internal | Summer | B8 | 500 | 12798 | 12798 | 33.88 | 39.91 | 0.01 | 6.01
2030 | NE_2_SPP_N | NE | SPP_N | Internal | Summer | B9 | 800 | 12798 | 12798 | 31.66 | 34.34 | 0.01 | 2.67
2030 | NE_2_SPP_N | NE | SPP_N | Internal | Summer | B10 | 1262 | 12798 | 12798 | 27.73 | 28.44 | 0.01 | 0.69
2030 | NE_2_SPP_N | NE | SPP_N | Internal | Winter | B16 | 25 | 12798 | 12798 | -2.03 | 31.53 | 0.01 | 33.55
2030 | NE_2_SPP_N | NE | SPP_N | Internal | Winter | B17 | 100 | 12798 | 12798 | 23.57 | 31.18 | 0.01 | 7.6
2030 | NE_2_SPP_N | NE | SPP_N | Internal | Winter | B18 | 400 | 12798 | 12798 | 31.52 | 34.86 | 0.01 | 3.33
2030 | NE_2_SPP_N | NE | SPP_N | Internal | Winter | B19 | 700 | 12798 | 11357.57 | 31.52 | 31.53 | 0.01 | 0
2030 | NE_2_SPP_N | NE | SPP_N | Internal | Winter | B20 | 935 | 12798 | 10258.43 | 19.73 | 19.74 | 0.01 | 0
2030 | NEISO_2_NYISO_A-F | NEISO | NYISO_A-F | Internal | Shoulder | B11 | 25 | 600 | 600 | 40.21 | 51.49 | 3 | 8.28
2030 | NEISO_2_NYISO_A-F | NEISO | NYISO_A-F | Internal | Shoulder | B12 | 200 | 600 | 600 | 40.21 | 47.82 | 3 | 4.62
2030 | NEISO_2_NYISO_A-F | NEISO | NYISO_A-F | Internal | Shoulder | B13 | 600 | 600 | 600 | 40.21 | 45.94 | 3 | 2.74
2030 | NEISO_2_NYISO_A-F | NEISO | NYISO_A-F | Internal | Shoulder | B14 | 900 | 600 | 600 | 40.21 | 43.34 | 3 | 0.13
2030 | NEISO_2_NYISO_A-F | NEISO | NYISO_A-F | Internal | Shoulder | B15 | 1203 | 600 | 600 | 40.21 | 43.34 | 3 | 0.13
2030 | NEISO_2_NYISO_A-F | NEISO | NYISO_A-F | Internal | Summer | B1 | 10 | 600 | 0 | 283.69 | 84.14 | 3 | 0
2030 | NEISO_2_NYISO_A-F | NEISO | NYISO_A-F | Internal | Summer | B2 | 25 | 600 | 0 | 80.54 | 77.54 | 3 | 0
2030 | NEISO_2_NYISO_A-F | NEISO | NYISO_A-F | Internal | Summer | B3 | 75 | 600 | 600 | 57.53 | 61.27 | 3 | 0.74
2030 | NEISO_2_NYISO_A-F | NEISO | NYISO_A-F | Internal | Summer | B4 | 100 | 600 | 600 | 51.42 | 56.75 | 3 | 2.33
2030 | NEISO_2_NYISO_A-F | NEISO | NYISO_A-F | Internal | Summer | B5 | 200 | 600 | 600 | 40.77 | 56.41 | 3 | 12.64
2030 | NEISO_2_NYISO_A-F | NEISO | NYISO_A-F | Internal | Summer | B6 | 300 | 600 | 600 | 36.79 | 50.42 | 3 | 10.64
2030 | NEISO_2_NYISO_A-F | NEISO | NYISO_A-F | Internal | Summer | B7 | 400 | 600 | 600 | 36.79 | 46.07 | 3 | 6.29
2030 | NEISO_2_NYISO_A-F | NEISO | NYISO_A-F | Internal | Summer | B8 | 500 | 600 | 600 | 36.79 | 42.02 | 3 | 2.23
2030 | NEISO_2_NYISO_A-F | NEISO | NYISO_A-F | Internal | Summer | B9 | 800 | 600 | 600 | 36.79 | 42.02 | 3 | 2.23
2030 | NEISO_2_NYISO_A-F | NEISO | NYISO_A-F | Internal | Summer | B10 | 1262 | 600 | 600 | 36.79 | 42.02 | 3 | 2.23
2030 | NEISO_2_NYISO_A-F | NEISO | NYISO_A-F | Internal | Winter | B16 | 25 | 600 | 600 | 50.77 | 54.71 | 3 | 0.94
2030 | NEISO_2_NYISO_A-F | NEISO | NYISO_A-F | Internal | Winter | B17 | 100 | 600 | 478.86 | 50.77 | 53.77 | 3 | 0
2030 | NEISO_2_NYISO_A-F | NEISO | NYISO_A-F | Internal | Winter | B18 | 400 | 600 | 0 | 50.77 | 50.49 | 3 | 0
2030 | NEISO_2_NYISO_A-F | NEISO | NYISO_A-F | Internal | Winter | B19 | 700 | 600 | 0 | 50.77 | 50.49 | 3 | 0
2030 | NEISO_2_NYISO_A-F | NEISO | NYISO_A-F | Internal | Winter | B20 | 935 | 600 | 0 | 50.77 | 50.49 | 3 | 0
2030 | NEISO_2_NYISO_G-I | NEISO | NYISO_G-I | Internal | Shoulder | B11 | 25 | 600 | 600 | 40.21 | 51.5 | 3 | 8.29
2030 | NEISO_2_NYISO_G-I | NEISO | NYISO_G-I | Internal | Shoulder | B12 | 200 | 600 | 600 | 40.21 | 47.84 | 3 | 4.63
2030 | NEISO_2_NYISO_G-I | NEISO | NYISO_G-I | Internal | Shoulder | B13 | 600 | 600 | 600 | 40.21 | 45.96 | 3 | 2.75
2030 | NEISO_2_NYISO_G-I | NEISO | NYISO_G-I | Internal | Shoulder | B14 | 900 | 600 | 600 | 40.21 | 43.35 | 3 | 0.14
2030 | NEISO_2_NYISO_G-I | NEISO | NYISO_G-I | Internal | Shoulder | B15 | 1203 | 600 | 600 | 40.21 | 43.35 | 3 | 0.14
2030 | NEISO_2_NYISO_G-I | NEISO | NYISO_G-I | Internal | Summer | B1 | 10 | 600 | 0 | 283.69 | 280.69 | 3 | 0
2030 | NEISO_2_NYISO_G-I | NEISO | NYISO_G-I | Internal | Summer | B2 | 25 | 600 | 0.03 | 80.54 | 83.53 | 3 | 0
2030 | NEISO_2_NYISO_G-I | NEISO | NYISO_G-I | Internal | Summer | B3 | 75 | 600 | 600 | 57.53 | 61.28 | 3 | 0.75
2030 | NEISO_2_NYISO_G-I | NEISO | NYISO_G-I | Internal | Summer | B4 | 100 | 600 | 600 | 51.42 | 56.77 | 3 | 2.34
2030 | NEISO_2_NYISO_G-I | NEISO | NYISO_G-I | Internal | Summer | B5 | 200 | 600 | 600 | 40.77 | 56.42 | 3 | 12.65
2030 | NEISO_2_NYISO_G-I | NEISO | NYISO_G-I | Internal | Summer | B6 | 300 | 600 | 600 | 36.79 | 50.44 | 3 | 10.65
2030 | NEISO_2_NYISO_G-I | NEISO | NYISO_G-I | Internal | Summer | B7 | 400 | 600 | 600 | 36.79 | 46.08 | 3 | 6.3
2030 | NEISO_2_NYISO_G-I | NEISO | NYISO_G-I | Internal | Summer | B8 | 500 | 600 | 600 | 36.79 | 42.03 | 3 | 2.25
2030 | NEISO_2_NYISO_G-I | NEISO | NYISO_G-I | Internal | Summer | B9 | 800 | 600 | 600 | 36.79 | 42.03 | 3 | 2.25
2030 | NEISO_2_NYISO_G-I | NEISO | NYISO_G-I | Internal | Summer | B10 | 1262 | 600 | 600 | 36.79 | 42.03 | 3 | 2.25
2030 | NEISO_2_NYISO_G-I | NEISO | NYISO_G-I | Internal | Winter | B16 | 25 | 600 | 600 | 50.77 | 62.44 | 3 | 8.67
2030 | NEISO_2_NYISO_G-I | NEISO | NYISO_G-I | Internal | Winter | B17 | 100 | 600 | 600 | 50.77 | 55.54 | 3 | 1.77
2030 | NEISO_2_NYISO_G-I | NEISO | NYISO_G-I | Internal | Winter | B18 | 400 | 600 | 217.41 | 50.77 | 53.77 | 3 | 0
2030 | NEISO_2_NYISO_G-I | NEISO | NYISO_G-I | Internal | Winter | B19 | 700 | 600 | 0 | 50.77 | 50.5 | 3 | 0
2030 | NEISO_2_NYISO_G-I | NEISO | NYISO_G-I | Internal | Winter | B20 | 935 | 600 | 0 | 50.77 | 50.5 | 3 | 0
2030 | NEISO_2_NYISO_J-K | NEISO | NYISO_J-K | Internal | Shoulder | B11 | 25 | 520 | 520 | 40.21 | 57.71 | 3 | 14.5
2030 | NEISO_2_NYISO_J-K | NEISO | NYISO_J-K | Internal | Shoulder | B12 | 200 | 520 | 520 | 40.21 | 57.71 | 3 | 14.5
2030 | NEISO_2_NYISO_J-K | NEISO | NYISO_J-K | Internal | Shoulder | B13 | 600 | 520 | 520 | 40.21 | 57.71 | 3 | 14.5
2030 | NEISO_2_NYISO_J-K | NEISO | NYISO_J-K | Internal | Shoulder | B14 | 900 | 520 | 520 | 40.21 | 43.37 | 3 | 0.16
2030 | NEISO_2_NYISO_J-K | NEISO | NYISO_J-K | Internal | Shoulder | B15 | 1203 | 520 | 520 | 40.21 | 43.36 | 3 | 0.16
2030 | NEISO_2_NYISO_J-K | NEISO | NYISO_J-K | Internal | Summer | B1 | 10 | 520 | 0 | 283.69 | 280.7 | 3 | 0
2030 | NEISO_2_NYISO_J-K | NEISO | NYISO_J-K | Internal | Summer | B2 | 25 | 520 | 154.39 | 80.54 | 83.54 | 3 | 0
2030 | NEISO_2_NYISO_J-K | NEISO | NYISO_J-K | Internal | Summer | B3 | 75 | 520 | 520 | 57.53 | 61.29 | 3 | 0.76
2030 | NEISO_2_NYISO_J-K | NEISO | NYISO_J-K | Internal | Summer | B4 | 100 | 520 | 520 | 51.42 | 56.78 | 3 | 2.36
2030 | NEISO_2_NYISO_J-K | NEISO | NYISO_J-K | Internal | Summer | B5 | 200 | 520 | 520 | 40.77 | 56.44 | 3 | 12.66
2030 | NEISO_2_NYISO_J-K | NEISO | NYISO_J-K | Internal | Summer | B6 | 300 | 520 | 520 | 36.79 | 52.61 | 3 | 12.83
2030 | NEISO_2_NYISO_J-K | NEISO | NYISO_J-K | Internal | Summer | B7 | 400 | 520 | 520 | 36.79 | 52.61 | 3 | 12.83
2030 | NEISO_2_NYISO_J-K | NEISO | NYISO_J-K | Internal | Summer | B8 | 500 | 520 | 520 | 36.79 | 52.61 | 3 | 12.83
2030 | NEISO_2_NYISO_J-K | NEISO | NYISO_J-K | Internal | Summer | B9 | 800 | 520 | 520 | 36.79 | 46.95 | 3 | 7.16
2030 | NEISO_2_NYISO_J-K | NEISO | NYISO_J-K | Internal | Summer | B10 | 1262 | 520 | 520 | 36.79 | 42.04 | 3 | 2.26
2030 | NEISO_2_NYISO_J-K | NEISO | NYISO_J-K | Internal | Winter | B16 | 25 | 520 | 520 | 50.77 | 75.49 | 3 | 21.72
2030 | NEISO_2_NYISO_J-K | NEISO | NYISO_J-K | Internal | Winter | B17 | 100 | 520 | 520 | 50.77 | 75.49 | 3 | 21.72
2030 | NEISO_2_NYISO_J-K | NEISO | NYISO_J-K | Internal | Winter | B18 | 400 | 520 | 520 | 50.77 | 75.49 | 3 | 21.72
2030 | NEISO_2_NYISO_J-K | NEISO | NYISO_J-K | Internal | Winter | B19 | 700 | 520 | 520 | 50.77 | 56.78 | 3 | 3.01
2030 | NEISO_2_NYISO_J-K | NEISO | NYISO_J-K | Internal | Winter | B20 | 935 | 520 | 0 | 50.77 | 53.14 | 3 | 0
2030 | NonRTO_Midwest_2_MISO_IN | NonRTO_Midwest | MISO_IN | Internal | Shoulder | B11 | 25 | 4450 | 0 | 65.04 | 57.04 | 8 | 0
2030 | NonRTO_Midwest_2_MISO_IN | NonRTO_Midwest | MISO_IN | Internal | Shoulder | B12 | 200 | 4450 | 0 | 60.11 | 52.11 | 8 | 0
2030 | NonRTO_Midwest_2_MISO_IN | NonRTO_Midwest | MISO_IN | Internal | Shoulder | B13 | 600 | 4450 | 0 | 52.4 | 45.7 | 8 | 0
2030 | NonRTO_Midwest_2_MISO_IN | NonRTO_Midwest | MISO_IN | Internal | Shoulder | B14 | 900 | 4450 | 0 | 43.2 | 44.63 | 8 | 0
2030 | NonRTO_Midwest_2_MISO_IN | NonRTO_Midwest | MISO_IN | Internal | Shoulder | B15 | 1203 | 4450 | 0 | 43.2 | 41.31 | 8 | 0
2030 | NonRTO_Midwest_2_MISO_IN | NonRTO_Midwest | MISO_IN | Internal | Summer | B1 | 10 | 4450 | 11.46 | 76.13 | 84.13 | 8 | 0
2030 | NonRTO_Midwest_2_MISO_IN | NonRTO_Midwest | MISO_IN | Internal | Summer | B2 | 25 | 4450 | 0 | 76.13 | 72.37 | 8 | 0
2030 | NonRTO_Midwest_2_MISO_IN | NonRTO_Midwest | MISO_IN | Internal | Summer | B3 | 75 | 4450 | 0 | 76.13 | 71.27 | 8 | 0
2030 | NonRTO_Midwest_2_MISO_IN | NonRTO_Midwest | MISO_IN | Internal | Summer | B4 | 100 | 4450 | 0 | 76.13 | 68.13 | 8 | 0
2030 | NonRTO_Midwest_2_MISO_IN | NonRTO_Midwest | MISO_IN | Internal | Summer | B5 | 200 | 4450 | 0 | 75.7 | 67.7 | 8 | 0
2030 | NonRTO_Midwest_2_MISO_IN | NonRTO_Midwest | MISO_IN | Internal | Summer | B6 | 300 | 4450 | 0 | 64.44 | 56.44 | 8 | 0
2030 | NonRTO_Midwest_2_MISO_IN | NonRTO_Midwest | MISO_IN | Internal | Summer | B7 | 400 | 4450 | 0 | 48.15 | 47.32 | 8 | 0
2030 | NonRTO_Midwest_2_MISO_IN | NonRTO_Midwest | MISO_IN | Internal | Summer | B8 | 500 | 4450 | 0 | 41.68 | 41.97 | 8 | 0
2030 | NonRTO_Midwest_2_MISO_IN | NonRTO_Midwest | MISO_IN | Internal | Summer | B9 | 800 | 4450 | 0 | 41.68 | 39.36 | 8 | 0
2030 | NonRTO_Midwest_2_MISO_IN | NonRTO_Midwest | MISO_IN | Internal | Summer | B10 | 1262 | 4450 | 0 | 36.91 | 38.08 | 8 | 0
2030 | NonRTO_Midwest_2_MISO_IN | NonRTO_Midwest | MISO_IN | Internal | Winter | B16 | 25 | 4450 | 0 | 65.27 | 57.27 | 8 | 0
2030 | NonRTO_Midwest_2_MISO_IN | NonRTO_Midwest | MISO_IN | Internal | Winter | B17 | 100 | 4450 | 0 | 63.28 | 55.28 | 8 | 0
2030 | NonRTO_Midwest_2_MISO_IN | NonRTO_Midwest | MISO_IN | Internal | Winter | B18 | 400 | 4450 | 0 | 54.4 | 46.4 | 8 | 0
2030 | NonRTO_Midwest_2_MISO_IN | NonRTO_Midwest | MISO_IN | Internal | Winter | B19 | 700 | 4450 | 0 | 46.19 | 44.63 | 8 | 0
2030 | NonRTO_Midwest_2_MISO_IN | NonRTO_Midwest | MISO_IN | Internal | Winter | B20 | 935 | 4450 | 0 | 40.88 | 41.17 | 8 | 0
2030 | NonRTO_Midwest_2_TVA_Transmission | NonRTO_Midwest | TVA_Transmission | Internal | Shoulder | B11 | 25 | 2400 | 0 | 65.04 | 61.04 | 8 | 0
2030 | NonRTO_Midwest_2_TVA_Transmission | NonRTO_Midwest | TVA_Transmission | Internal | Shoulder | B12 | 200 | 2400 | 0 | 60.11 | 51.5 | 8 | 0
2030 | NonRTO_Midwest_2_TVA_Transmission | NonRTO_Midwest | TVA_Transmission | Internal | Shoulder | B13 | 600 | 2400 | 0 | 52.4 | 47.71 | 8 | 0
2030 | NonRTO_Midwest_2_TVA_Transmission | NonRTO_Midwest | TVA_Transmission | Internal | Shoulder | B14 | 900 | 2400 | 0 | 43.2 | 47.32 | 8 | 0
2030 | NonRTO_Midwest_2_TVA_Transmission | NonRTO_Midwest | TVA_Transmission | Internal | Shoulder | B15 | 1203 | 2400 | 0 | 43.2 | 43.99 | 8 | 0
2030 | NonRTO_Midwest_2_TVA_Transmission | NonRTO_Midwest | TVA_Transmission | Internal | Summer | B1 | 10 | 2400 | 0 | 76.13 | 78.66 | 8 | 0
2030 | NonRTO_Midwest_2_TVA_Transmission | NonRTO_Midwest | TVA_Transmission | Internal | Summer | B2 | 25 | 2400 | 0 | 76.13 | 75.68 | 8 | 0
2030 | NonRTO_Midwest_2_TVA_Transmission | NonRTO_Midwest | TVA_Transmission | Internal | Summer | B3 | 75 | 2400 | 0 | 76.13 | 74.91 | 8 | 0
2030 | NonRTO_Midwest_2_TVA_Transmission | NonRTO_Midwest | TVA_Transmission | Internal | Summer | B4 | 100 | 2400 | 0 | 76.13 | 74.55 | 8 | 0
2030 | NonRTO_Midwest_2_TVA_Transmission | NonRTO_Midwest | TVA_Transmission | Internal | Summer | B5 | 200 | 2400 | 0 | 75.7 | 73.72 | 8 | 0
2030 | NonRTO_Midwest_2_TVA_Transmission | NonRTO_Midwest | TVA_Transmission | Internal | Summer | B6 | 300 | 2400 | 0 | 64.44 | 60.79 | 8 | 0
2030 | NonRTO_Midwest_2_TVA_Transmission | NonRTO_Midwest | TVA_Transmission | Internal | Summer | B7 | 400 | 2400 | 0 | 48.15 | 51.11 | 8 | 0
2030 | NonRTO_Midwest_2_TVA_Transmission | NonRTO_Midwest | TVA_Transmission | Internal | Summer | B8 | 500 | 2400 | 0 | 41.68 | 46.07 | 8 | 0
2030 | NonRTO_Midwest_2_TVA_Transmission | NonRTO_Midwest | TVA_Transmission | Internal | Summer | B9 | 800 | 2400 | 0 | 41.68 | 43.24 | 8 | 0
2030 | NonRTO_Midwest_2_TVA_Transmission | NonRTO_Midwest | TVA_Transmission | Internal | Summer | B10 | 1262 | 2400 | 0 | 36.91 | 42.06 | 8 | 0
2030 | NonRTO_Midwest_2_TVA_Transmission | NonRTO_Midwest | TVA_Transmission | Internal | Winter | B16 | 25 | 2400 | 0 | 65.27 | 61.04 | 8 | 0
2030 | NonRTO_Midwest_2_TVA_Transmission | NonRTO_Midwest | TVA_Transmission | Internal | Winter | B17 | 100 | 2400 | 0 | 63.28 | 52.67 | 8 | 0
2030 | NonRTO_Midwest_2_TVA_Transmission | NonRTO_Midwest | TVA_Transmission | Internal | Winter | B18 | 400 | 2400 | 0 | 54.4 | 49.08 | 8 | 0
2030 | NonRTO_Midwest_2_TVA_Transmission | NonRTO_Midwest | TVA_Transmission | Internal | Winter | B19 | 700 | 2400 | 0 | 46.19 | 47.34 | 8 | 0
2030 | NonRTO_Midwest_2_TVA_Transmission | NonRTO_Midwest | TVA_Transmission | Internal | Winter | B20 | 935 | 2400 | 0 | 40.88 | 45.18 | 8 | 0
2030 | NYISO_A-F_2_IESO | NYISO_A-F | IESO | Internal | Shoulder | B11 | 25 | 1600 | 0 | 51.49 | 47.01 | 7 | 0
2030 | NYISO_A-F_2_IESO | NYISO_A-F | IESO | Internal | Shoulder | B12 | 200 | 1600 | 0 | 47.82 | 47.01 | 7 | 0
2030 | NYISO_A-F_2_IESO | NYISO_A-F | IESO | Internal | Shoulder | B13 | 600 | 1600 | 0 | 45.94 | 47.01 | 7 | 0
2030 | NYISO_A-F_2_IESO | NYISO_A-F | IESO | Internal | Shoulder | B14 | 900 | 1600 | 0 | 43.34 | 47.01 | 7 | 0
2030 | NYISO_A-F_2_IESO | NYISO_A-F | IESO | Internal | Shoulder | B15 | 1203 | 1600 | 0 | 43.34 | 47.01 | 7 | 0
2030 | NYISO_A-F_2_IESO | NYISO_A-F | IESO | Internal | Summer | B1 | 10 | 1600 | 0 | 84.14 | 77.14 | 7 | 0
2030 | NYISO_A-F_2_IESO | NYISO_A-F | IESO | Internal | Summer | B2 | 25 | 1600 | 0 | 77.54 | 70.54 | 7 | 0
2030 | NYISO_A-F_2_IESO | NYISO_A-F | IESO | Internal | Summer | B3 | 75 | 1600 | 0 | 61.27 | 62.81 | 7 | 0
2030 | NYISO_A-F_2_IESO | NYISO_A-F | IESO | Internal | Summer | B4 | 100 | 1600 | 0 | 56.75 | 49.75 | 7 | 0
2030 | NYISO_A-F_2_IESO | NYISO_A-F | IESO | Internal | Summer | B5 | 200 | 1600 | 0 | 56.41 | 49.75 | 7 | 0
2030 | NYISO_A-F_2_IESO | NYISO_A-F | IESO | Internal | Summer | B6 | 300 | 1600 | 0 | 50.42 | 46.12 | 7 | 0
2030 | NYISO_A-F_2_IESO | NYISO_A-F | IESO | Internal | Summer | B7 | 400 | 1600 | 0 | 46.07 | 46.12 | 7 | 0
2030 | NYISO_A-F_2_IESO | NYISO_A-F | IESO | Internal | Summer | B8 | 500 | 1600 | 0 | 42.02 | 46.12 | 7 | 0
2030 | NYISO_A-F_2_IESO | NYISO_A-F | IESO | Internal | Summer | B9 | 800 | 1600 | 0 | 42.02 | 46.12 | 7 | 0
2030 | NYISO_A-F_2_IESO | NYISO_A-F | IESO | Internal | Summer | B10 | 1262 | 1600 | 0 | 42.02 | 46.12 | 7 | 0
2030 | NYISO_A-F_2_IESO | NYISO_A-F | IESO | Internal | Winter | B16 | 25 | 1600 | 0 | 54.71 | 49.38 | 7 | 0
2030 | NYISO_A-F_2_IESO | NYISO_A-F | IESO | Internal | Winter | B17 | 100 | 1600 | 0 | 53.77 | 49.38 | 7 | 0
2030 | NYISO_A-F_2_IESO | NYISO_A-F | IESO | Internal | Winter | B18 | 400 | 1600 | 0 | 50.49 | 49.38 | 7 | 0
2030 | NYISO_A-F_2_IESO | NYISO_A-F | IESO | Internal | Winter | B19 | 700 | 1600 | 0 | 50.49 | 49.38 | 7 | 0
2030 | NYISO_A-F_2_IESO | NYISO_A-F | IESO | Internal | Winter | B20 | 935 | 1600 | 0 | 50.49 | 49.38 | 7 | 0
2030 | NYISO_A-F_2_NEISO | NYISO_A-F | NEISO | Internal | Shoulder | B11 | 25 | 600 | 0 | 51.49 | 40.21 | 3 | 0
2030 | NYISO_A-F_2_NEISO | NYISO_A-F | NEISO | Internal | Shoulder | B12 | 200 | 600 | 0 | 47.82 | 40.21 | 3 | 0
2030 | NYISO_A-F_2_NEISO | NYISO_A-F | NEISO | Internal | Shoulder | B13 | 600 | 600 | 0 | 45.94 | 40.21 | 3 | 0
2030 | NYISO_A-F_2_NEISO | NYISO_A-F | NEISO | Internal | Shoulder | B14 | 900 | 600 | 0 | 43.34 | 40.21 | 3 | 0
2030 | NYISO_A-F_2_NEISO | NYISO_A-F | NEISO | Internal | Shoulder | B15 | 1203 | 600 | 0 | 43.34 | 40.21 | 3 | 0
2030 | NYISO_A-F_2_NEISO | NYISO_A-F | NEISO | Internal | Summer | B1 | 10 | 600 | 600 | 84.14 | 283.69 | 3 | 196.55
2030 | NYISO_A-F_2_NEISO | NYISO_A-F | NEISO | Internal | Summer | B2 | 25 | 600 | 239.79 | 77.54 | 80.54 | 3 | 0
2030 | NYISO_A-F_2_NEISO | NYISO_A-F | NEISO | Internal | Summer | B3 | 75 | 600 | 0 | 61.27 | 57.53 | 3 | 0
2030 | NYISO_A-F_2_NEISO | NYISO_A-F | NEISO | Internal | Summer | B4 | 100 | 600 | 0 | 56.75 | 51.42 | 3 | 0
2030 | NYISO_A-F_2_NEISO | NYISO_A-F | NEISO | Internal | Summer | B5 | 200 | 600 | 0 | 56.41 | 40.77 | 3 | 0
2030 | NYISO_A-F_2_NEISO | NYISO_A-F | NEISO | Internal | Summer | B6 | 300 | 600 | 0 | 50.42 | 36.79 | 3 | 0
2030 | NYISO_A-F_2_NEISO | NYISO_A-F | NEISO | Internal | Summer | B7 | 400 | 600 | 0 | 46.07 | 36.79 | 3 | 0
2030 | NYISO_A-F_2_NEISO | NYISO_A-F | NEISO | Internal | Summer | B8 | 500 | 600 | 0 | 42.02 | 36.79 | 3 | 0
2030 | NYISO_A-F_2_NEISO | NYISO_A-F | NEISO | Internal | Summer | B9 | 800 | 600 | 0 | 42.02 | 36.79 | 3 | 0
2030 | NYISO_A-F_2_NEISO | NYISO_A-F | NEISO | Internal | Summer | B10 | 1262 | 600 | 0 | 42.02 | 36.79 | 3 | 0
2030 | NYISO_A-F_2_NEISO | NYISO_A-F | NEISO | Internal | Winter | B16 | 25 | 600 | 0 | 54.71 | 50.77 | 3 | 0
2030 | NYISO_A-F_2_NEISO | NYISO_A-F | NEISO | Internal | Winter | B17 | 100 | 600 | 0 | 53.77 | 50.77 | 3 | 0
2030 | NYISO_A-F_2_NEISO | NYISO_A-F | NEISO | Internal | Winter | B18 | 400 | 600 | 0 | 50.49 | 50.77 | 3 | 0
2030 | NYISO_A-F_2_NEISO | NYISO_A-F | NEISO | Internal | Winter | B19 | 700 | 600 | 0 | 50.49 | 50.77 | 3 | 0
2030 | NYISO_A-F_2_NEISO | NYISO_A-F | NEISO | Internal | Winter | B20 | 935 | 600 | 0 | 50.49 | 50.77 | 3 | 0
2030 | NYISO_A-F_2_NYISO_G-I | NYISO_A-F | NYISO_G-I | Internal | Shoulder | B11 | 25 | 4888 | 4473.78 | 51.49 | 51.5 | 0.01 | 0
2030 | NYISO_A-F_2_NYISO_G-I | NYISO_A-F | NYISO_G-I | Internal | Shoulder | B12 | 200 | 4888 | 4127.67 | 47.82 | 47.84 | 0.01 | 0
2030 | NYISO_A-F_2_NYISO_G-I | NYISO_A-F | NYISO_G-I | Internal | Shoulder | B13 | 600 | 4888 | 3890.02 | 45.94 | 45.96 | 0.01 | 0
2030 | NYISO_A-F_2_NYISO_G-I | NYISO_A-F | NYISO_G-I | Internal | Shoulder | B14 | 900 | 4888 | 3708.84 | 43.34 | 43.35 | 0.01 | 0
2030 | NYISO_A-F_2_NYISO_G-I | NYISO_A-F | NYISO_G-I | Internal | Shoulder | B15 | 1203 | 4888 | 1721.99 | 43.34 | 43.35 | 0.01 | 0
2030 | NYISO_A-F_2_NYISO_G-I | NYISO_A-F | NYISO_G-I | Internal | Summer | B1 | 10 | 4888 | 4888 | 84.14 | 280.69 | 0.01 | 196.53
2030 | NYISO_A-F_2_NYISO_G-I | NYISO_A-F | NYISO_G-I | Internal | Summer | B2 | 25 | 4888 | 4888 | 77.54 | 83.53 | 0.01 | 5.98
2030 | NYISO_A-F_2_NYISO_G-I | NYISO_A-F | NYISO_G-I | Internal | Summer | B3 | 75 | 4888 | 4750.24 | 61.27 | 61.28 | 0.01 | 0
2030 | NYISO_A-F_2_NYISO_G-I | NYISO_A-F | NYISO_G-I | Internal | Summer | B4 | 100 | 4888 | 3818.21 | 56.75 | 56.77 | 0.01 | 0
2030 | NYISO_A-F_2_NYISO_G-I | NYISO_A-F | NYISO_G-I | Internal | Summer | B5 | 200 | 4888 | 4023.38 | 56.41 | 56.42 | 0.01 | 0
2030 | NYISO_A-F_2_NYISO_G-I | NYISO_A-F | NYISO_G-I | Internal | Summer | B6 | 300 | 4888 | 4642.96 | 50.42 | 50.44 | 0.01 | 0
2030 | NYISO_A-F_2_NYISO_G-I | NYISO_A-F | NYISO_G-I | Internal | Summer | B7 | 400 | 4888 | 3875.37 | 46.07 | 46.08 | 0.01 | 0
2030 | NYISO_A-F_2_NYISO_G-I | NYISO_A-F | NYISO_G-I | Internal | Summer | B8 | 500 | 4888 | 3697.06 | 42.02 | 42.03 | 0.01 | 0
2030 | NYISO_A-F_2_NYISO_G-I | NYISO_A-F | NYISO_G-I | Internal | Summer | B9 | 800 | 4888 | 3429.32 | 42.02 | 42.03 | 0.01 | 0
2030 | NYISO_A-F_2_NYISO_G-I | NYISO_A-F | NYISO_G-I | Internal | Summer | B10 | 1262 | 4888 | 701.38 | 42.02 | 42.03 | 0.01 | 0
2030 | NYISO_A-F_2_NYISO_G-I | NYISO_A-F | NYISO_G-I | Internal | Winter | B16 | 25 | 4888 | 4888 | 54.71 | 62.44 | 0.01 | 7.72
2030 | NYISO_A-F_2_NYISO_G-I | NYISO_A-F | NYISO_G-I | Internal | Winter | B17 | 100 | 4888 | 4888 | 53.77 | 55.54 | 0.01 | 1.76
2030 | NYISO_A-F_2_NYISO_G-I | NYISO_A-F | NYISO_G-I | Internal | Winter | B18 | 400 | 4888 | 4888 | 50.49 | 53.77 | 0.01 | 3.27
2030 | NYISO_A-F_2_NYISO_G-I | NYISO_A-F | NYISO_G-I | Internal | Winter | B19 | 700 | 4888 | 4882.87 | 50.49 | 50.5 | 0.01 | 0
2030 | NYISO_A-F_2_NYISO_G-I | NYISO_A-F | NYISO_G-I | Internal | Winter | B20 | 935 | 4888 | 4351.37 | 50.49 | 50.5 | 0.01 | 0
2030 | NYISO_A-F_2_PJM_ROM | NYISO_A-F | PJM_ROM | Internal | Shoulder | B11 | 25 | 1000 | 665.24 | 51.49 | 59.49 | 8 | 0
2030 | NYISO_A-F_2_PJM_ROM | NYISO_A-F | PJM_ROM | Internal | Shoulder | B12 | 200 | 1000 | 100.6 | 47.82 | 55.82 | 8 | 0
2030 | NYISO_A-F_2_PJM_ROM | NYISO_A-F | PJM_ROM | Internal | Shoulder | B13 | 600 | 1000 | 0 | 45.94 | 46.83 | 8 | 0
2030 | NYISO_A-F_2_PJM_ROM | NYISO_A-F | PJM_ROM | Internal | Shoulder | B14 | 900 | 1000 | 0 | 43.34 | 46.51 | 8 | 0
2030 | NYISO_A-F_2_PJM_ROM | NYISO_A-F | PJM_ROM | Internal | Shoulder | B15 | 1203 | 1000 | 0 | 43.34 | 42.94 | 8 | 0
2030 | NYISO_A-F_2_PJM_ROM | NYISO_A-F | PJM_ROM | Internal | Summer | B1 | 10 | 1000 | 1000 | 84.14 | 288.68 | 8 | 196.53
2030 | NYISO_A-F_2_PJM_ROM | NYISO_A-F | PJM_ROM | Internal | Summer | B2 | 25 | 1000 | 1000 | 77.54 | 91.52 | 8 | 5.98
2030 | NYISO_A-F_2_PJM_ROM | NYISO_A-F | PJM_ROM | Internal | Summer | B3 | 75 | 1000 | 999.99 | 61.27 | 69.29 | 8 | 0.02
2030 | NYISO_A-F_2_PJM_ROM | NYISO_A-F | PJM_ROM | Internal | Summer | B4 | 100 | 1000 | 1000 | 56.75 | 67.84 | 8 | 3.08
2030 | NYISO_A-F_2_PJM_ROM | NYISO_A-F | PJM_ROM | Internal | Summer | B5 | 200 | 1000 | 1000 | 56.41 | 67.74 | 8 | 3.32
2030 | NYISO_A-F_2_PJM_ROM | NYISO_A-F | PJM_ROM | Internal | Summer | B6 | 300 | 1000 | 757.37 | 50.42 | 58.42 | 8 | 0
2030 | NYISO_A-F_2_PJM_ROM | NYISO_A-F | PJM_ROM | Internal | Summer | B7 | 400 | 1000 | 0 | 46.07 | 47.36 | 8 | 0
2030 | NYISO_A-F_2_PJM_ROM | NYISO_A-F | PJM_ROM | Internal | Summer | B8 | 500 | 1000 | 0 | 42.02 | 43.68 | 8 | 0
2030 | NYISO_A-F_2_PJM_ROM | NYISO_A-F | PJM_ROM | Internal | Summer | B9 | 800 | 1000 | 0 | 42.02 | 40.94 | 8 | 0
2030 | NYISO_A-F_2_PJM_ROM | NYISO_A-F | PJM_ROM | Internal | Summer | B10 | 1262 | 1000 | 0 | 42.02 | 37.89 | 8 | 0
2030 | NYISO_A-F_2_PJM_ROM | NYISO_A-F | PJM_ROM | Internal | Winter | B16 | 25 | 1000 | 1000 | 54.71 | 70.43 | 8 | 7.72
2030 | NYISO_A-F_2_PJM_ROM | NYISO_A-F | PJM_ROM | Internal | Winter | B17 | 100 | 1000 | 1000 | 53.77 | 63.53 | 8 | 1.76
2030 | NYISO_A-F_2_PJM_ROM | NYISO_A-F | PJM_ROM | Internal | Winter | B18 | 400 | 1000 | 0 | 50.49 | 53.24 | 8 | 0
2030 | NYISO_A-F_2_PJM_ROM | NYISO_A-F | PJM_ROM | Internal | Winter | B19 | 700 | 1000 | 0 | 50.49 | 52.05 | 8 | 0
2030 | NYISO_A-F_2_PJM_ROM | NYISO_A-F | PJM_ROM | Internal | Winter | B20 | 935 | 1000 | 0 | 50.49 | 45.86 | 8 | 0
2030 | NYISO_G-I_2_NEISO | NYISO_G-I | NEISO | Internal | Shoulder | B11 | 25 | 600 | 0 | 51.5 | 40.21 | 3 | 0
2030 | NYISO_G-I_2_NEISO | NYISO_G-I | NEISO | Internal | Shoulder | B12 | 200 | 600 | 0 | 47.84 | 40.21 | 3 | 0
2030 | NYISO_G-I_2_NEISO | NYISO_G-I | NEISO | Internal | Shoulder | B13 | 600 | 600 | 0 | 45.96 | 40.21 | 3 | 0
2030 | NYISO_G-I_2_NEISO | NYISO_G-I | NEISO | Internal | Shoulder | B14 | 900 | 600 | 0 | 43.35 | 40.21 | 3 | 0
2030 | NYISO_G-I_2_NEISO | NYISO_G-I | NEISO | Internal | Shoulder | B15 | 1203 | 600 | 0 | 43.35 | 40.21 | 3 | 0
2030 | NYISO_G-I_2_NEISO | NYISO_G-I | NEISO | Internal | Summer | B1 | 10 | 600 | 36.6 | 280.69 | 283.69 | 3 | 0
2030 | NYISO_G-I_2_NEISO | NYISO_G-I | NEISO | Internal | Summer | B2 | 25 | 600 | 0 | 83.53 | 80.54 | 3 | 0
2030 | NYISO_G-I_2_NEISO | NYISO_G-I | NEISO | Internal | Summer | B3 | 75 | 600 | 0 | 61.28 | 57.53 | 3 | 0
2030 | NYISO_G-I_2_NEISO | NYISO_G-I | NEISO | Internal | Summer | B4 | 100 | 600 | 0 | 56.77 | 51.42 | 3 | 0
2030 | NYISO_G-I_2_NEISO | NYISO_G-I | NEISO | Internal | Summer | B5 | 200 | 600 | 0 | 56.42 | 40.77 | 3 | 0
2030 | NYISO_G-I_2_NEISO | NYISO_G-I | NEISO | Internal | Summer | B6 | 300 | 600 | 0 | 50.44 | 36.79 | 3 | 0
2030 | NYISO_G-I_2_NEISO | NYISO_G-I | NEISO | Internal | Summer | B7 | 400 | 600 | 0 | 46.08 | 36.79 | 3 | 0
2030 | NYISO_G-I_2_NEISO | NYISO_G-I | NEISO | Internal | Summer | B8 | 500 | 600 | 0 | 42.03 | 36.79 | 3 | 0
2030 | NYISO_G-I_2_NEISO | NYISO_G-I | NEISO | Internal | Summer | B9 | 800 | 600 | 0 | 42.03 | 36.79 | 3 | 0
2030 | NYISO_G-I_2_NEISO | NYISO_G-I | NEISO | Internal | Summer | B10 | 1262 | 600 | 0 | 42.03 | 36.79 | 3 | 0
2030 | NYISO_G-I_2_NEISO | NYISO_G-I | NEISO | Internal | Winter | B16 | 25 | 600 | 0 | 62.44 | 50.77 | 3 | 0
2030 | NYISO_G-I_2_NEISO | NYISO_G-I | NEISO | Internal | Winter | B17 | 100 | 600 | 0 | 55.54 | 50.77 | 3 | 0
2030 | NYISO_G-I_2_NEISO | NYISO_G-I | NEISO | Internal | Winter | B18 | 400 | 600 | 0 | 53.77 | 50.77 | 3 | 0
2030 | NYISO_G-I_2_NEISO | NYISO_G-I | NEISO | Internal | Winter | B19 | 700 | 600 | 0 | 50.5 | 50.77 | 3 | 0
2030 | NYISO_G-I_2_NEISO | NYISO_G-I | NEISO | Internal | Winter | B20 | 935 | 600 | 0 | 50.5 | 50.77 | 3 | 0
2030 | NYISO_G-I_2_NYISO_A-F | NYISO_G-I | NYISO_A-F | Internal | Shoulder | B11 | 25 | 2637 | 0.02 | 51.5 | 51.49 | 0.01 | 0
2030 | NYISO_G-I_2_NYISO_A-F | NYISO_G-I | NYISO_A-F | Internal | Shoulder | B12 | 200 | 2637 | 0 | 47.84 | 47.82 | 0.01 | 0
2030 | NYISO_G-I_2_NYISO_A-F | NYISO_G-I | NYISO_A-F | Internal | Shoulder | B13 | 600 | 2637 | 0 | 45.96 | 45.94 | 0.01 | 0
2030 | NYISO_G-I_2_NYISO_A-F | NYISO_G-I | NYISO_A-F | Internal | Shoulder | B14 | 900 | 2637 | 0 | 43.35 | 43.34 | 0.01 | 0
2030 | NYISO_G-I_2_NYISO_A-F | NYISO_G-I | NYISO_A-F | Internal | Shoulder | B15 | 1203 | 2637 | 0 | 43.35 | 43.34 | 0.01 | 0
2030 | NYISO_G-I_2_NYISO_A-F | NYISO_G-I | NYISO_A-F | Internal | Summer | B1 | 10 | 2637 | 0 | 280.69 | 84.14 | 0.01 | 0
2030 | NYISO_G-I_2_NYISO_A-F | NYISO_G-I | NYISO_A-F | Internal | Summer | B2 | 25 | 2637 | 0 | 83.53 | 77.54 | 0.01 | 0
2030 | NYISO_G-I_2_NYISO_A-F | NYISO_G-I | NYISO_A-F | Internal | Summer | B3 | 75 | 2637 | 0 | 61.28 | 61.27 | 0.01 | 0
2030 | NYISO_G-I_2_NYISO_A-F | NYISO_G-I | NYISO_A-F | Internal | Summer | B4 | 100 | 2637 | 0 | 56.77 | 56.75 | 0.01 | 0
2030 | NYISO_G-I_2_NYISO_A-F | NYISO_G-I | NYISO_A-F | Internal | Summer | B5 | 200 | 2637 | 0 | 56.42 | 56.41 | 0.01 | 0
2030 | NYISO_G-I_2_NYISO_A-F | NYISO_G-I | NYISO_A-F | Internal | Summer | B6 | 300 | 2637 | 0 | 50.44 | 50.42 | 0.01 | 0
2030 | NYISO_G-I_2_NYISO_A-F | NYISO_G-I | NYISO_A-F | Internal | Summer | B7 | 400 | 2637 | 0 | 46.08 | 46.07 | 0.01 | 0
2030 | NYISO_G-I_2_NYISO_A-F | NYISO_G-I | NYISO_A-F | Internal | Summer | B8 | 500 | 2637 | 0 | 42.03 | 42.02 | 0.01 | 0
2030 | NYISO_G-I_2_NYISO_A-F | NYISO_G-I | NYISO_A-F | Internal | Summer | B9 | 800 | 2637 | 0 | 42.03 | 42.02 | 0.01 | 0
2030 | NYISO_G-I_2_NYISO_A-F | NYISO_G-I | NYISO_A-F | Internal | Summer | B10 | 1262 | 2637 | 0 | 42.03 | 42.02 | 0.01 | 0
2030 | NYISO_G-I_2_NYISO_A-F | NYISO_G-I | NYISO_A-F | Internal | Winter | B16 | 25 | 2637 | 0 | 62.44 | 54.71 | 0.01 | 0
2030 | NYISO_G-I_2_NYISO_A-F | NYISO_G-I | NYISO_A-F | Internal | Winter | B17 | 100 | 2637 | 0 | 55.54 | 53.77 | 0.01 | 0
2030 | NYISO_G-I_2_NYISO_A-F | NYISO_G-I | NYISO_A-F | Internal | Winter | B18 | 400 | 2637 | 0 | 53.77 | 50.49 | 0.01 | 0
2030 | NYISO_G-I_2_NYISO_A-F | NYISO_G-I | NYISO_A-F | Internal | Winter | B19 | 700 | 2637 | 0 | 50.5 | 50.49 | 0.01 | 0
2030 | NYISO_G-I_2_NYISO_A-F | NYISO_G-I | NYISO_A-F | Internal | Winter | B20 | 935 | 2637 | 0 | 50.5 | 50.49 | 0.01 | 0
2030 | NYISO_G-I_2_NYISO_J-K | NYISO_G-I | NYISO_J-K | Internal | Shoulder | B11 | 25 | 6130 | 6130 | 51.5 | 57.71 | 0.01 | 6.2
2030 | NYISO_G-I_2_NYISO_J-K | NYISO_G-I | NYISO_J-K | Internal | Shoulder | B12 | 200 | 6130 | 6130 | 47.84 | 57.71 | 0.01 | 9.86
2030 | NYISO_G-I_2_NYISO_J-K | NYISO_G-I | NYISO_J-K | Internal | Shoulder | B13 | 600 | 6130 | 6130 | 45.96 | 57.71 | 0.01 | 11.74
2030 | NYISO_G-I_2_NYISO_J-K | NYISO_G-I | NYISO_J-K | Internal | Shoulder | B14 | 900 | 6130 | 6130 | 43.35 | 43.37 | 0.01 | 0.01
2030 | NYISO_G-I_2_NYISO_J-K | NYISO_G-I | NYISO_J-K | Internal | Shoulder | B15 | 1203 | 6130 | 4697.69 | 43.35 | 43.36 | 0.01 | 0
2030 | NYISO_G-I_2_NYISO_J-K | NYISO_G-I | NYISO_J-K | Internal | Summer | B1 | 10 | 6130 | 4100.5 | 280.69 | 280.7 | 0.01 | 0
2030 | NYISO_G-I_2_NYISO_J-K | NYISO_G-I | NYISO_J-K | Internal | Summer | B2 | 25 | 6130 | 3781.73 | 83.53 | 83.54 | 0.01 | 0
2030 | NYISO_G-I_2_NYISO_J-K | NYISO_G-I | NYISO_J-K | Internal | Summer | B3 | 75 | 6130 | 5047.54 | 61.28 | 61.29 | 0.01 | 0
2030 | NYISO_G-I_2_NYISO_J-K | NYISO_G-I | NYISO_J-K | Internal | Summer | B4 | 100 | 6130 | 3906.1 | 56.77 | 56.78 | 0.01 | 0
2030 | NYISO_G-I_2_NYISO_J-K | NYISO_G-I | NYISO_J-K | Internal | Summer | B5 | 200 | 6130 | 4285.97 | 56.42 | 56.44 | 0.01 | 0
2030 | NYISO_G-I_2_NYISO_J-K | NYISO_G-I | NYISO_J-K | Internal | Summer | B6 | 300 | 6130 | 6130 | 50.44 | 52.61 | 0.01 | 2.17
2030 | NYISO_G-I_2_NYISO_J-K | NYISO_G-I | NYISO_J-K | Internal | Summer | B7 | 400 | 6130 | 6130 | 46.08 | 52.61 | 0.01 | 6.52
2030 | NYISO_G-I_2_NYISO_J-K | NYISO_G-I | NYISO_J-K | Internal | Summer | B8 | 500 | 6130 | 6130 | 42.03 | 52.61 | 0.01 | 10.57
2030 | NYISO_G-I_2_NYISO_J-K | NYISO_G-I | NYISO_J-K | Internal | Summer | B9 | 800 | 6130 | 6130 | 42.03 | 46.95 | 0.01 | 4.91
2030 | NYISO_G-I_2_NYISO_J-K | NYISO_G-I | NYISO_J-K | Internal | Summer | B10 | 1262 | 6130 | 3984.04 | 42.03 | 42.04 | 0.01 | 0
2030 | NYISO_G-I_2_NYISO_J-K | NYISO_G-I | NYISO_J-K | Internal | Winter | B16 | 25 | 6130 | 6130 | 62.44 | 75.49 | 0.01 | 13.04
2030 | NYISO_G-I_2_NYISO_J-K | NYISO_G-I | NYISO_J-K | Internal | Winter | B17 | 100 | 6130 | 6130 | 55.54 | 75.49 | 0.01 | 19.94
2030 | NYISO_G-I_2_NYISO_J-K | NYISO_G-I | NYISO_J-K | Internal | Winter | B18 | 400 | 6130 | 6130 | 53.77 | 75.49 | 0.01 | 21.71
2030 | NYISO_G-I_2_NYISO_J-K | NYISO_G-I | NYISO_J-K | Internal | Winter | B19 | 700 | 6130 | 6130 | 50.5 | 56.78 | 0.01 | 6.27
2030 | NYISO_G-I_2_NYISO_J-K | NYISO_G-I | NYISO_J-K | Internal | Winter | B20 | 935 | 6130 | 6130 | 50.5 | 53.14 | 0.01 | 2.63
2030 | NYISO_G-I_2_PJM_E | NYISO_G-I | PJM_E | Internal | Shoulder | B11 | 25 | 1500 | 341.13 | 51.5 | 59.5 | 8 | 0
2030 | NYISO_G-I_2_PJM_E | NYISO_G-I | PJM_E | Internal | Shoulder | B12 | 200 | 1500 | 78.25 | 47.84 | 55.84 | 8 | 0
2030 | NYISO_G-I_2_PJM_E | NYISO_G-I | PJM_E | Internal | Shoulder | B13 | 600 | 1500 | 0 | 45.96 | 46.84 | 8 | 0
2030 | NYISO_G-I_2_PJM_E | NYISO_G-I | PJM_E | Internal | Shoulder | B14 | 900 | 1500 | 0 | 43.35 | 46.52 | 8 | 0
2030 | NYISO_G-I_2_PJM_E | NYISO_G-I | PJM_E | Internal | Shoulder | B15 | 1203 | 1500 | 0 | 43.35 | 42.95 | 8 | 0
2030 | NYISO_G-I_2_PJM_E | NYISO_G-I | PJM_E | Internal | Summer | B1 | 10 | 1500 | 737.88 | 280.69 | 288.69 | 8 | 0
2030 | NYISO_G-I_2_PJM_E | NYISO_G-I | PJM_E | Internal | Summer | B2 | 25 | 1500 | 1233.7 | 83.53 | 91.53 | 8 | 0
2030 | NYISO_G-I_2_PJM_E | NYISO_G-I | PJM_E | Internal | Summer | B3 | 75 | 1500 | 949.82 | 61.28 | 69.28 | 8 | 0
2030 | NYISO_G-I_2_PJM_E | NYISO_G-I | PJM_E | Internal | Summer | B4 | 100 | 1500 | 1500 | 56.77 | 67.82 | 8 | 3.06
2030 | NYISO_G-I_2_PJM_E | NYISO_G-I | PJM_E | Internal | Summer | B5 | 200 | 1500 | 1500 | 56.42 | 67.72 | 8 | 3.3
2030 | NYISO_G-I_2_PJM_E | NYISO_G-I | PJM_E | Internal | Summer | B6 | 300 | 1500 | 524.81 | 50.44 | 58.44 | 8 | 0
2030 | NYISO_G-I_2_PJM_E | NYISO_G-I | PJM_E | Internal | Summer | B7 | 400 | 1500 | 0 | 46.08 | 47.37 | 8 | 0
2030 | NYISO_G-I_2_PJM_E | NYISO_G-I | PJM_E | Internal | Summer | B8 | 500 | 1500 | 0 | 42.03 | 43.69 | 8 | 0
2030 | NYISO_G-I_2_PJM_E | NYISO_G-I | PJM_E | Internal | Summer | B9 | 800 | 1500 | 0 | 42.03 | 40.95 | 8 | 0
2030 | NYISO_G-I_2_PJM_E | NYISO_G-I | PJM_E | Internal | Summer | B10 | 1262 | 1500 | 0 | 42.03 | 37.9 | 8 | 0
2030 | NYISO_G-I_2_PJM_E | NYISO_G-I | PJM_E | Internal | Winter | B16 | 25 | 1500 | 139.17 | 62.44 | 70.44 | 8 | 0
2030 | NYISO_G-I_2_PJM_E | NYISO_G-I | PJM_E | Internal | Winter | B17 | 100 | 1500 | 305.34 | 55.54 | 63.54 | 8 | 0
2030 | NYISO_G-I_2_PJM_E | NYISO_G-I | PJM_E | Internal | Winter | B18 | 400 | 1500 | 0 | 53.77 | 53.25 | 8 | 0
2030 | NYISO_G-I_2_PJM_E | NYISO_G-I | PJM_E | Internal | Winter | B19 | 700 | 1500 | 0 | 50.5 | 52.06 | 8 | 0
2030 | NYISO_G-I_2_PJM_E | NYISO_G-I | PJM_E | Internal | Winter | B20 | 935 | 1500 | 0 | 50.5 | 45.88 | 8 | 0
2030 | NYISO_J-K_2_NEISO | NYISO_J-K | NEISO | Internal | Shoulder | B11 | 25 | 90 | 0 | 57.71 | 40.21 | 3 | 0
2030 | NYISO_J-K_2_NEISO | NYISO_J-K | NEISO | Internal | Shoulder | B12 | 200 | 90 | 0 | 57.71 | 40.21 | 3 | 0
2030 | NYISO_J-K_2_NEISO | NYISO_J-K | NEISO | Internal | Shoulder | B13 | 600 | 90 | 0 | 57.71 | 40.21 | 3 | 0
2030 | NYISO_J-K_2_NEISO | NYISO_J-K | NEISO | Internal | Shoulder | B14 | 900 | 90 | 0 | 43.37 | 40.21 | 3 | 0
2030 | NYISO_J-K_2_NEISO | NYISO_J-K | NEISO | Internal | Shoulder | B15 | 1203 | 90 | 0 | 43.36 | 40.21 | 3 | 0
2030 | NYISO_J-K_2_NEISO | NYISO_J-K | NEISO | Internal | Summer | B1 | 10 | 90 | 0.06 | 280.7 | 283.69 | 3 | 0
2030 | NYISO_J-K_2_NEISO | NYISO_J-K | NEISO | Internal | Summer | B2 | 25 | 90 | 0 | 83.54 | 80.54 | 3 | 0
2030 | NYISO_J-K_2_NEISO | NYISO_J-K | NEISO | Internal | Summer | B3 | 75 | 90 | 0 | 61.29 | 57.53 | 3 | 0
2030 | NYISO_J-K_2_NEISO | NYISO_J-K | NEISO | Internal | Summer | B4 | 100 | 90 | 0 | 56.78 | 51.42 | 3 | 0
2030 | NYISO_J-K_2_NEISO | NYISO_J-K | NEISO | Internal | Summer | B5 | 200 | 90 | 0 | 56.44 | 40.77 | 3 | 0
2030 | NYISO_J-K_2_NEISO | NYISO_J-K | NEISO | Internal | Summer | B6 | 300 | 90 | 0 | 52.61 | 36.79 | 3 | 0
2030 | NYISO_J-K_2_NEISO | NYISO_J-K | NEISO | Internal | Summer | B7 | 400 | 90 | 0 | 52.61 | 36.79 | 3 | 0
2030 | NYISO_J-K_2_NEISO | NYISO_J-K | NEISO | Internal | Summer | B8 | 500 | 90 | 0 | 52.61 | 36.79 | 3 | 0
2030 | NYISO_J-K_2_NEISO | NYISO_J-K | NEISO | Internal | Summer | B9 | 800 | 90 | 0 | 46.95 | 36.79 | 3 | 0
2030 | NYISO_J-K_2_NEISO | NYISO_J-K | NEISO | Internal | Summer | B10 | 1262 | 90 | 0 | 42.04 | 36.79 | 3 | 0
2030 | NYISO_J-K_2_NEISO | NYISO_J-K | NEISO | Internal | Winter | B16 | 25 | 90 | 0 | 75.49 | 50.77 | 3 | 0
2030 | NYISO_J-K_2_NEISO | NYISO_J-K | NEISO | Internal | Winter | B17 | 100 | 90 | 0 | 75.49 | 50.77 | 3 | 0
2030 | NYISO_J-K_2_NEISO | NYISO_J-K | NEISO | Internal | Winter | B18 | 400 | 90 | 0 | 75.49 | 50.77 | 3 | 0
2030 | NYISO_J-K_2_NEISO | NYISO_J-K | NEISO | Internal | Winter | B19 | 700 | 90 | 0 | 56.78 | 50.77 | 3 | 0
2030 | NYISO_J-K_2_NEISO | NYISO_J-K | NEISO | Internal | Winter | B20 | 935 | 90 | 0 | 53.14 | 50.77 | 3 | 0
2030 | NYISO_J-K_2_NYISO_G-I | NYISO_J-K | NYISO_G-I | Internal | Shoulder | B11 | 25 | 1999 | 0 | 57.71 | 51.5 | 0.01 | 0
2030 | NYISO_J-K_2_NYISO_G-I | NYISO_J-K | NYISO_G-I | Internal | Shoulder | B12 | 200 | 1999 | 0 | 57.71 | 47.84 | 0.01 | 0
2030 | NYISO_J-K_2_NYISO_G-I | NYISO_J-K | NYISO_G-I | Internal | Shoulder | B13 | 600 | 1999 | 0 | 57.71 | 45.96 | 0.01 | 0
2030 | NYISO_J-K_2_NYISO_G-I | NYISO_J-K | NYISO_G-I | Internal | Shoulder | B14 | 900 | 1999 | 0 | 43.37 | 43.35 | 0.01 | 0
2030 | NYISO_J-K_2_NYISO_G-I | NYISO_J-K | NYISO_G-I | Internal | Shoulder | B15 | 1203 | 1999 | 0 | 43.36 | 43.35 | 0.01 | 0
2030 | NYISO_J-K_2_NYISO_G-I | NYISO_J-K | NYISO_G-I | Internal | Summer | B1 | 10 | 1999 | 0.04 | 280.7 | 280.69 | 0.01 | 0
2030 | NYISO_J-K_2_NYISO_G-I | NYISO_J-K | NYISO_G-I | Internal | Summer | B2 | 25 | 1999 | 0.02 | 83.54 | 83.53 | 0.01 | 0
2030 | NYISO_J-K_2_NYISO_G-I | NYISO_J-K | NYISO_G-I | Internal | Summer | B3 | 75 | 1999 | 0 | 61.29 | 61.28 | 0.01 | 0
2030 | NYISO_J-K_2_NYISO_G-I | NYISO_J-K | NYISO_G-I | Internal | Summer | B4 | 100 | 1999 | 0 | 56.78 | 56.77 | 0.01 | 0
2030 | NYISO_J-K_2_NYISO_G-I | NYISO_J-K | NYISO_G-I | Internal | Summer | B5 | 200 | 1999 | 0 | 56.44 | 56.42 | 0.01 | 0
2030 | NYISO_J-K_2_NYISO_G-I | NYISO_J-K | NYISO_G-I | Internal | Summer | B6 | 300 | 1999 | 0 | 52.61 | 50.44 | 0.01 | 0
2030 | NYISO_J-K_2_NYISO_G-I | NYISO_J-K | NYISO_G-I | Internal | Summer | B7 | 400 | 1999 | 0 | 52.61 | 46.08 | 0.01 | 0
2030 | NYISO_J-K_2_NYISO_G-I | NYISO_J-K | NYISO_G-I | Internal | Summer | B8 | 500 | 1999 | 0 | 52.61 | 42.03 | 0.01 | 0
2030 | NYISO_J-K_2_NYISO_G-I | NYISO_J-K | NYISO_G-I | Internal | Summer | B9 | 800 | 1999 | 0 | 46.95 | 42.03 | 0.01 | 0
2030 | NYISO_J-K_2_NYISO_G-I | NYISO_J-K | NYISO_G-I | Internal | Summer | B10 | 1262 | 1999 | 0 | 42.04 | 42.03 | 0.01 | 0
2030 | NYISO_J-K_2_NYISO_G-I | NYISO_J-K | NYISO_G-I | Internal | Winter | B16 | 25 | 1999 | 0 | 75.49 | 62.44 | 0.01 | 0
2030 | NYISO_J-K_2_NYISO_G-I | NYISO_J-K | NYISO_G-I | Internal | Winter | B17 | 100 | 1999 | 0 | 75.49 | 55.54 | 0.01 | 0
2030 | NYISO_J-K_2_NYISO_G-I | NYISO_J-K | NYISO_G-I | Internal | Winter | B18 | 400 | 1999 | 0 | 75.49 | 53.77 | 0.01 | 0
2030 | NYISO_J-K_2_NYISO_G-I | NYISO_J-K | NYISO_G-I | Internal | Winter | B19 | 700 | 1999 | 0 | 56.78 | 50.5 | 0.01 | 0
2030 | NYISO_J-K_2_NYISO_G-I | NYISO_J-K | NYISO_G-I | Internal | Winter | B20 | 935 | 1999 | 0 | 53.14 | 50.5 | 0.01 | 0
2030 | NYISO_J-K_2_PJM_E | NYISO_J-K | PJM_E | Internal | Shoulder | B11 | 25 | 330 | 0 | 57.71 | 59.5 | 8 | 0
2030 | NYISO_J-K_2_PJM_E | NYISO_J-K | PJM_E | Internal | Shoulder | B12 | 200 | 330 | 0 | 57.71 | 55.84 | 8 | 0
2030 | NYISO_J-K_2_PJM_E | NYISO_J-K | PJM_E | Internal | Shoulder | B13 | 600 | 330 | 0 | 57.71 | 46.84 | 8 | 0
2030 | NYISO_J-K_2_PJM_E | NYISO_J-K | PJM_E | Internal | Shoulder | B14 | 900 | 330 | 0 | 43.37 | 46.52 | 8 | 0
2030 | NYISO_J-K_2_PJM_E | NYISO_J-K | PJM_E | Internal | Shoulder | B15 | 1203 | 330 | 0 | 43.36 | 42.95 | 8 | 0
2030 | NYISO_J-K_2_PJM_E | NYISO_J-K | PJM_E | Internal | Summer | B1 | 10 | 330 | 0.07 | 280.7 | 288.69 | 8 | 0
2030 | NYISO_J-K_2_PJM_E | NYISO_J-K | PJM_E | Internal | Summer | B2 | 25 | 330 | 0.03 | 83.54 | 91.53 | 8 | 0
2030 | NYISO_J-K_2_PJM_E | NYISO_J-K | PJM_E | Internal | Summer | B3 | 75 | 330 | 0.01 | 61.29 | 69.28 | 8 | 0
2030 | NYISO_J-K_2_PJM_E | NYISO_J-K | PJM_E | Internal | Summer | B4 | 100 | 330 | 330 | 56.78 | 67.82 | 8 | 3.05
2030 | NYISO_J-K_2_PJM_E | NYISO_J-K | PJM_E | Internal | Summer | B5 | 200 | 330 | 330 | 56.44 | 67.72 | 8 | 3.29
2030 | NYISO_J-K_2_PJM_E | NYISO_J-K | PJM_E | Internal | Summer | B6 | 300 | 330 | 0 | 52.61 | 58.44 | 8 | 0
2030 | NYISO_J-K_2_PJM_E | NYISO_J-K | PJM_E | Internal | Summer | B7 | 400 | 330 | 0 | 52.61 | 47.37 | 8 | 0
2030 | NYISO_J-K_2_PJM_E | NYISO_J-K | PJM_E | Internal | Summer | B8 | 500 | 330 | 0 | 52.61 | 43.69 | 8 | 0
2030 | NYISO_J-K_2_PJM_E | NYISO_J-K | PJM_E | Internal | Summer | B9 | 800 | 330 | 0 | 46.95 | 40.95 | 8 | 0
2030 | NYISO_J-K_2_PJM_E | NYISO_J-K | PJM_E | Internal | Summer | B10 | 1262 | 330 | 0 | 42.04 | 37.9 | 8 | 0
2030 | NYISO_J-K_2_PJM_E | NYISO_J-K | PJM_E | Internal | Winter | B16 | 25 | 330 | 0 | 75.49 | 70.44 | 8 | 0
2030 | NYISO_J-K_2_PJM_E | NYISO_J-K | PJM_E | Internal | Winter | B17 | 100 | 330 | 0 | 75.49 | 63.54 | 8 | 0
2030 | NYISO_J-K_2_PJM_E | NYISO_J-K | PJM_E | Internal | Winter | B18 | 400 | 330 | 0 | 75.49 | 53.25 | 8 | 0
2030 | NYISO_J-K_2_PJM_E | NYISO_J-K | PJM_E | Internal | Winter | B19 | 700 | 330 | 0 | 56.78 | 52.06 | 8 | 0
2030 | NYISO_J-K_2_PJM_E | NYISO_J-K | PJM_E | Internal | Winter | B20 | 935 | 330 | 0 | 53.14 | 45.88 | 8 | 0
2030 | PJM_E_2_NYISO_G-I | PJM_E | NYISO_G-I | Internal | Shoulder | B11 | 25 | 500 | 0 | 59.5 | 51.5 | 6 | 0
2030 | PJM_E_2_NYISO_G-I | PJM_E | NYISO_G-I | Internal | Shoulder | B12 | 200 | 500 | 0 | 55.84 | 47.84 | 6 | 0
2030 | PJM_E_2_NYISO_G-I | PJM_E | NYISO_G-I | Internal | Shoulder | B13 | 600 | 500 | 0 | 46.84 | 45.96 | 6 | 0
2030 | PJM_E_2_NYISO_G-I | PJM_E | NYISO_G-I | Internal | Shoulder | B14 | 900 | 500 | 0 | 46.52 | 43.35 | 6 | 0
2030 | PJM_E_2_NYISO_G-I | PJM_E | NYISO_G-I | Internal | Shoulder | B15 | 1203 | 500 | 0 | 42.95 | 43.35 | 6 | 0
2030 | PJM_E_2_NYISO_G-I | PJM_E | NYISO_G-I | Internal | Summer | B1 | 10 | 500 | 0 | 288.69 | 280.69 | 6 | 0
2030 | PJM_E_2_NYISO_G-I | PJM_E | NYISO_G-I | Internal | Summer | B2 | 25 | 500 | 0 | 91.53 | 83.53 | 6 | 0
2030 | PJM_E_2_NYISO_G-I | PJM_E | NYISO_G-I | Internal | Summer | B3 | 75 | 500 | 0 | 69.28 | 61.28 | 6 | 0
2030 | PJM_E_2_NYISO_G-I | PJM_E | NYISO_G-I | Internal | Summer | B4 | 100 | 500 | 0 | 67.82 | 56.77 | 6 | 0
2030 | PJM_E_2_NYISO_G-I | PJM_E | NYISO_G-I | Internal | Summer | B5 | 200 | 500 | 0 | 67.72 | 56.42 | 6 | 0
2030 | PJM_E_2_NYISO_G-I | PJM_E | NYISO_G-I | Internal | Summer | B6 | 300 | 500 | 0 | 58.44 | 50.44 | 6 | 0
2030 | PJM_E_2_NYISO_G-I | PJM_E | NYISO_G-I | Internal | Summer | B7 | 400 | 500 | 0 | 47.37 | 46.08 | 6 | 0
2030 | PJM_E_2_NYISO_G-I | PJM_E | NYISO_G-I | Internal | Summer | B8 | 500 | 500 | 0 | 43.69 | 42.03 | 6 | 0
2030 | PJM_E_2_NYISO_G-I | PJM_E | NYISO_G-I | Internal | Summer | B9 | 800 | 500 | 0 | 40.95 | 42.03 | 6 | 0
2030 | PJM_E_2_NYISO_G-I | PJM_E | NYISO_G-I | Internal | Summer | B10 | 1262 | 500 | 0 | 37.9 | 42.03 | 6 | 0
2030 | PJM_E_2_NYISO_G-I | PJM_E | NYISO_G-I | Internal | Winter | B16 | 25 | 500 | 0 | 70.44 | 62.44 | 6 | 0
2030 | PJM_E_2_NYISO_G-I | PJM_E | NYISO_G-I | Internal | Winter | B17 | 100 | 500 | 0 | 63.54 | 55.54 | 6 | 0
2030 | PJM_E_2_NYISO_G-I | PJM_E | NYISO_G-I | Internal | Winter | B18 | 400 | 500 | 0 | 53.25 | 53.77 | 6 | 0
2030 | PJM_E_2_NYISO_G-I | PJM_E | NYISO_G-I | Internal | Winter | B19 | 700 | 500 | 0 | 52.06 | 50.5 | 6 | 0
2030 | PJM_E_2_NYISO_G-I | PJM_E | NYISO_G-I | Internal | Winter | B20 | 935 | 500 | 0 | 45.88 | 50.5 | 6 | 0
2030 | PJM_E_2_NYISO_J-K | PJM_E | NYISO_J-K | Internal | Shoulder | B11 | 25 | 330 | 0 | 59.5 | 57.71 | 6 | 0
2030 | PJM_E_2_NYISO_J-K | PJM_E | NYISO_J-K | Internal | Shoulder | B12 | 200 | 330 | 0 | 55.84 | 57.71 | 6 | 0
2030 | PJM_E_2_NYISO_J-K | PJM_E | NYISO_J-K | Internal | Shoulder | B13 | 600 | 330 | 330 | 46.84 | 57.71 | 6 | 4.87
2030 | PJM_E_2_NYISO_J-K | PJM_E | NYISO_J-K | Internal | Shoulder | B14 | 900 | 330 | 0 | 46.52 | 43.37 | 6 | 0
2030 | PJM_E_2_NYISO_J-K | PJM_E | NYISO_J-K | Internal | Shoulder | B15 | 1203 | 330 | 0 | 42.95 | 43.36 | 6 | 0
2030 | PJM_E_2_NYISO_J-K | PJM_E | NYISO_J-K | Internal | Summer | B1 | 10 | 330 | 0 | 288.69 | 280.7 | 6 | 0
2030 | PJM_E_2_NYISO_J-K | PJM_E | NYISO_J-K | Internal | Summer | B2 | 25 | 330 | 0 | 91.53 | 83.54 | 6 | 0
2030 | PJM_E_2_NYISO_J-K | PJM_E | NYISO_J-K | Internal | Summer | B3 | 75 | 330 | 0 | 69.28 | 61.29 | 6 | 0
2030 | PJM_E_2_NYISO_J-K | PJM_E | NYISO_J-K | Internal | Summer | B4 | 100 | 330 | 0 | 67.82 | 56.78 | 6 | 0
2030 | PJM_E_2_NYISO_J-K | PJM_E | NYISO_J-K | Internal | Summer | B5 | 200 | 330 | 0 | 67.72 | 56.44 | 6 | 0
2030 | PJM_E_2_NYISO_J-K | PJM_E | NYISO_J-K | Internal | Summer | B6 | 300 | 330 | 0 | 58.44 | 52.61 | 6 | 0
2030 | PJM_E_2_NYISO_J-K | PJM_E | NYISO_J-K | Internal | Summer | B7 | 400 | 330 | 0 | 47.37 | 52.61 | 6 | 0
2030 | PJM_E_2_NYISO_J-K | PJM_E | NYISO_J-K | Internal | Summer | B8 | 500 | 330 | 330 | 43.69 | 52.61 | 6 | 2.93
2030 | PJM_E_2_NYISO_J-K | PJM_E | NYISO_J-K | Internal | Summer | B9 | 800 | 330 | 206.91 | 40.95 | 46.95 | 6 | 0
2030 | PJM_E_2_NYISO_J-K | PJM_E | NYISO_J-K | Internal | Summer | B10 | 1262 | 330 | 0 | 37.9 | 42.04 | 6 | 0
2030 | PJM_E_2_NYISO_J-K | PJM_E | NYISO_J-K | Internal | Winter | B16 | 25 | 330 | 0 | 70.44 | 75.49 | 6 | 0
2030 | PJM_E_2_NYISO_J-K | PJM_E | NYISO_J-K | Internal | Winter | B17 | 100 | 330 | 330 | 63.54 | 75.49 | 6 | 5.95
2030 | PJM_E_2_NYISO_J-K | PJM_E | NYISO_J-K | Internal | Winter | B18 | 400 | 330 | 330 | 53.25 | 75.49 | 6 | 16.24
2030 | PJM_E_2_NYISO_J-K | PJM_E | NYISO_J-K | Internal | Winter | B19 | 700 | 330 | 0 | 52.06 | 56.78 | 6 | 0
2030 | PJM_E_2_NYISO_J-K | PJM_E | NYISO_J-K | Internal | Winter | B20 | 935 | 330 | 330 | 45.88 | 53.14 | 6 | 1.26
2030 | PJM_E_2_PJM_ROM | PJM_E | PJM_ROM | Internal | Shoulder | B11 | 25 | 8000 | 0.02 | 59.5 | 59.49 | 0.01 | 0
2030 | PJM_E_2_PJM_ROM | PJM_E | PJM_ROM | Internal | Shoulder | B12 | 200 | 8000 | 0 | 55.84 | 55.82 | 0.01 | 0
2030 | PJM_E_2_PJM_ROM | PJM_E | PJM_ROM | Internal | Shoulder | B13 | 600 | 8000 | 0 | 46.84 | 46.83 | 0.01 | 0
2030 | PJM_E_2_PJM_ROM | PJM_E | PJM_ROM | Internal | Shoulder | B14 | 900 | 8000 | 0 | 46.52 | 46.51 | 0.01 | 0
2030 | PJM_E_2_PJM_ROM | PJM_E | PJM_ROM | Internal | Shoulder | B15 | 1203 | 8000 | 0 | 42.95 | 42.94 | 0.01 | 0
2030 | PJM_E_2_PJM_ROM | PJM_E | PJM_ROM | Internal | Summer | B1 | 10 | 8000 | 0.04 | 288.69 | 288.68 | 0.01 | 0
2030 | PJM_E_2_PJM_ROM | PJM_E | PJM_ROM | Internal | Summer | B2 | 25 | 8000 | 0.02 | 91.53 | 91.52 | 0.01 | 0
2030 | PJM_E_2_PJM_ROM | PJM_E | PJM_ROM | Internal | Summer | B3 | 75 | 8000 | 206.53 | 69.28 | 69.29 | 0.01 | 0
2030 | PJM_E_2_PJM_ROM | PJM_E | PJM_ROM | Internal | Summer | B4 | 100 | 8000 | 3042.09 | 67.82 | 67.84 | 0.01 | 0
2030 | PJM_E_2_PJM_ROM | PJM_E | PJM_ROM | Internal | Summer | B5 | 200 | 8000 | 746.97 | 67.72 | 67.74 | 0.01 | 0
2030 | PJM_E_2_PJM_ROM | PJM_E | PJM_ROM | Internal | Summer | B6 | 300 | 8000 | 0 | 58.44 | 58.42 | 0.01 | 0
2030 | PJM_E_2_PJM_ROM | PJM_E | PJM_ROM | Internal | Summer | B7 | 400 | 8000 | 0 | 47.37 | 47.36 | 0.01 | 0
2030 | PJM_E_2_PJM_ROM | PJM_E | PJM_ROM | Internal | Summer | B8 | 500 | 8000 | 0 | 43.69 | 43.68 | 0.01 | 0
2030 | PJM_E_2_PJM_ROM | PJM_E | PJM_ROM | Internal | Summer | B9 | 800 | 8000 | 0 | 40.95 | 40.94 | 0.01 | 0
2030 | PJM_E_2_PJM_ROM | PJM_E | PJM_ROM | Internal | Summer | B10 | 1262 | 8000 | 0 | 37.9 | 37.89 | 0.01 | 0
2030 | PJM_E_2_PJM_ROM | PJM_E | PJM_ROM | Internal | Winter | B16 | 25 | 8000 | 0.02 | 70.44 | 70.43 | 0.01 | 0
2030 | PJM_E_2_PJM_ROM | PJM_E | PJM_ROM | Internal | Winter | B17 | 100 | 8000 | 0 | 63.54 | 63.53 | 0.01 | 0
2030 | PJM_E_2_PJM_ROM | PJM_E | PJM_ROM | Internal | Winter | B18 | 400 | 8000 | 0 | 53.25 | 53.24 | 0.01 | 0
2030 | PJM_E_2_PJM_ROM | PJM_E | PJM_ROM | Internal | Winter | B19 | 700 | 8000 | 0 | 52.06 | 52.05 | 0.01 | 0
2030 | PJM_E_2_PJM_ROM | PJM_E | PJM_ROM | Internal | Winter | B20 | 935 | 8000 | 0 | 45.88 | 45.86 | 0.01 | 0
2030 | PJM_ROR_2_MISO_IN | PJM_ROR | MISO_IN | Internal | Shoulder | B11 | 25 | 909 | 448.8 | 55.04 | 57.04 | 2 | 0
2030 | PJM_ROR_2_MISO_IN | PJM_ROR | MISO_IN | Internal | Shoulder | B12 | 200 | 909 | 909 | 46.32 | 52.11 | 2 | 3.79
2030 | PJM_ROR_2_MISO_IN | PJM_ROR | MISO_IN | Internal | Shoulder | B13 | 600 | 909 | 265.72 | 43.7 | 45.7 | 2 | 0
2030 | PJM_ROR_2_MISO_IN | PJM_ROR | MISO_IN | Internal | Shoulder | B14 | 900 | 909 | 0 | 42.64 | 44.63 | 2 | 0
2030 | PJM_ROR_2_MISO_IN | PJM_ROR | MISO_IN | Internal | Shoulder | B15 | 1203 | 909 | 0 | 39.41 | 41.31 | 2 | 0
2030 | PJM_ROR_2_MISO_IN | PJM_ROR | MISO_IN | Internal | Summer | B1 | 10 | 909 | 909 | 72.65 | 84.13 | 2 | 9.48
2030 | PJM_ROR_2_MISO_IN | PJM_ROR | MISO_IN | Internal | Summer | B2 | 25 | 909 | 909 | 69.68 | 72.37 | 2 | 0.7
2030 | PJM_ROR_2_MISO_IN | PJM_ROR | MISO_IN | Internal | Summer | B3 | 75 | 909 | 0.01 | 69.28 | 71.27 | 2 | 0
2030 | PJM_ROR_2_MISO_IN | PJM_ROR | MISO_IN | Internal | Summer | B4 | 100 | 909 | 0 | 67.85 | 68.13 | 2 | 0
2030 | PJM_ROR_2_MISO_IN | PJM_ROR | MISO_IN | Internal | Summer | B5 | 200 | 909 | 0 | 67.72 | 67.7 | 2 | 0
2030 | PJM_ROR_2_MISO_IN | PJM_ROR | MISO_IN | Internal | Summer | B6 | 300 | 909 | 0 | 58.41 | 56.44 | 2 | 0
2030 | PJM_ROR_2_MISO_IN | PJM_ROR | MISO_IN | Internal | Summer | B7 | 400 | 909 | 0 | 46.2 | 47.32 | 2 | 0
2030 | PJM_ROR_2_MISO_IN | PJM_ROR | MISO_IN | Internal | Summer | B8 | 500 | 909 | 0 | 40.88 | 41.97 | 2 | 0
2030 | PJM_ROR_2_MISO_IN | PJM_ROR | MISO_IN | Internal | Summer | B9 | 800 | 909 | 0 | 38.66 | 39.36 | 2 | 0
2030 | PJM_ROR_2_MISO_IN | PJM_ROR | MISO_IN | Internal | Summer | B10 | 1262 | 909 | 0 | 36.6 | 38.08 | 2 | 0
2030 | PJM_ROR_2_MISO_IN | PJM_ROR | MISO_IN | Internal | Winter | B16 | 25 | 909 | 909 | 54.62 | 57.27 | 2 | 0.65
2030 | PJM_ROR_2_MISO_IN | PJM_ROR | MISO_IN | Internal | Winter | B17 | 100 | 909 | 909 | 48.61 | 55.28 | 2 | 4.67
2030 | PJM_ROR_2_MISO_IN | PJM_ROR | MISO_IN | Internal | Winter | B18 | 400 | 909 | 0 | 44.41 | 46.4 | 2 | 0
2030 | PJM_ROR_2_MISO_IN | PJM_ROR | MISO_IN | Internal | Winter | B19 | 700 | 909 | 0 | 42.64 | 44.63 | 2 | 0
2030 | PJM_ROR_2_MISO_IN | PJM_ROR | MISO_IN | Internal | Winter | B20 | 935 | 909 | 0 | 39.18 | 41.17 | 2 | 0
2030 | PJM_ROR_2_MISO_MI | PJM_ROR | MISO_MI | Internal | Shoulder | B11 | 25 | 1305 | 1304.97 | 55.04 | 57.05 | 2 | 0.01
2030 | PJM_ROR_2_MISO_MI | PJM_ROR | MISO_MI | Internal | Shoulder | B12 | 200 | 1305 | 1305 | 46.32 | 52.12 | 2 | 3.8
2030 | PJM_ROR_2_MISO_MI | PJM_ROR | MISO_MI | Internal | Shoulder | B13 | 600 | 1305 | 1305 | 43.7 | 45.71 | 2 | 0.01
2030 | PJM_ROR_2_MISO_MI | PJM_ROR | MISO_MI | Internal | Shoulder | B14 | 900 | 1305 | 765.78 | 42.64 | 44.64 | 2 | 0
2030 | PJM_ROR_2_MISO_MI | PJM_ROR | MISO_MI | Internal | Shoulder | B15 | 1203 | 1305 | 0 | 39.41 | 41.32 | 2 | 0
2030 | PJM_ROR_2_MISO_MI | PJM_ROR | MISO_MI | Internal | Summer | B1 | 10 | 1305 | 1305 | 72.65 | 84.14 | 2 | 9.5
2030 | PJM_ROR_2_MISO_MI | PJM_ROR | MISO_MI | Internal | Summer | B2 | 25 | 1305 | 1305 | 69.68 | 72.38 | 2 | 0.71
2030 | PJM_ROR_2_MISO_MI | PJM_ROR | MISO_MI | Internal | Summer | B3 | 75 | 1305 | 1190.02 | 69.28 | 71.28 | 2 | 0
2030 | PJM_ROR_2_MISO_MI | PJM_ROR | MISO_MI | Internal | Summer | B4 | 100 | 1305 | 0 | 67.85 | 68.14 | 2 | 0
2030 | PJM_ROR_2_MISO_MI | PJM_ROR | MISO_MI | Internal | Summer | B5 | 200 | 1305 | 0 | 67.72 | 67.69 | 2 | 0
2030 | PJM_ROR_2_MISO_MI | PJM_ROR | MISO_MI | Internal | Summer | B6 | 300 | 1305 | 0 | 58.41 | 56.45 | 2 | 0
2030 | PJM_ROR_2_MISO_MI | PJM_ROR | MISO_MI | Internal | Summer | B7 | 400 | 1305 | 212.08 | 46.2 | 48.2 | 2 | 0
2030 | PJM_ROR_2_MISO_MI | PJM_ROR | MISO_MI | Internal | Summer | B8 | 500 | 1305 | 301.4 | 40.88 | 42.88 | 2 | 0
2030 | PJM_ROR_2_MISO_MI | PJM_ROR | MISO_MI | Internal | Summer | B9 | 800 | 1305 | 577.58 | 38.66 | 40.66 | 2 | 0
2030 | PJM_ROR_2_MISO_MI | PJM_ROR | MISO_MI | Internal | Summer | B10 | 1262 | 1305 | 0 | 36.6 | 38.25 | 2 | 0
2030 | PJM_ROR_2_MISO_MI | PJM_ROR | MISO_MI | Internal | Winter | B16 | 25 | 1305 | 1305 | 54.62 | 57.28 | 2 | 0.67
2030 | PJM_ROR_2_MISO_MI | PJM_ROR | MISO_MI | Internal | Winter | B17 | 100 | 1305 | 1305 | 48.61 | 55.29 | 2 | 4.69
2030 | PJM_ROR_2_MISO_MI | PJM_ROR | MISO_MI | Internal | Winter | B18 | 400 | 1305 | 914.54 | 44.41 | 46.41 | 2 | 0
2030 | PJM_ROR_2_MISO_MI | PJM_ROR | MISO_MI | Internal | Winter | B19 | 700 | 1305 | 298.05 | 42.64 | 44.64 | 2 | 0
2030 | PJM_ROR_2_MISO_MI | PJM_ROR | MISO_MI | Internal | Winter | B20 | 935 | 1305 | 749.73 | 39.18 | 41.18 | 2 | 0
2030 | PJM_ROR_2_MISO_MO-IL | PJM_ROR | MISO_MO-IL | Internal | Shoulder | B11 | 25 | 1111 | 0 | 55.04 | 53.04 | 2 | 0
2030 | PJM_ROR_2_MISO_MO-IL | PJM_ROR | MISO_MO-IL | Internal | Shoulder | B12 | 200 | 1111 | 0 | 46.32 | 44.32 | 2 | 0
2030 | PJM_ROR_2_MISO_MO-IL | PJM_ROR | MISO_MO-IL | Internal | Shoulder | B13 | 600 | 1111 | 0 | 43.7 | 41.33 | 2 | 0
2030 | PJM_ROR_2_MISO_MO-IL | PJM_ROR | MISO_MO-IL | Internal | Shoulder | B14 | 900 | 1111 | 0 | 42.64 | 40.33 | 2 | 0
2030 | PJM_ROR_2_MISO_MO-IL | PJM_ROR | MISO_MO-IL | Internal | Shoulder | B15 | 1203 | 1111 | 0 | 39.41 | 35.99 | 2 | 0
2030 | PJM_ROR_2_MISO_MO-IL | PJM_ROR | MISO_MO-IL | Internal | Summer | B1 | 10 | 1111 | 0 | 72.65 | 70.66 | 2 | 0
2030 | PJM_ROR_2_MISO_MO-IL | PJM_ROR | MISO_MO-IL | Internal | Summer | B2 | 25 | 1111 | 0 | 69.68 | 70.66 | 2 | 0
2030 | PJM_ROR_2_MISO_MO-IL | PJM_ROR | MISO_MO-IL | Internal | Summer | B3 | 75 | 1111 | 0 | 69.28 | 70.66 | 2 | 0
2030 | PJM_ROR_2_MISO_MO-IL | PJM_ROR | MISO_MO-IL | Internal | Summer | B4 | 100 | 1111 | 0 | 67.85 | 68.12 | 2 | 0
2030 | PJM_ROR_2_MISO_MO-IL | PJM_ROR | MISO_MO-IL | Internal | Summer | B5 | 200 | 1111 | 0 | 67.72 | 67.69 | 2 | 0
2030 | PJM_ROR_2_MISO_MO-IL | PJM_ROR | MISO_MO-IL | Internal | Summer | B6 | 300 | 1111 | 0 | 58.41 | 56.42 | 2 | 0
2030 | PJM_ROR_2_MISO_MO-IL | PJM_ROR | MISO_MO-IL | Internal | Summer | B7 | 400 | 1111 | 0 | 46.2 | 47.31 | 2 | 0
2030 | PJM_ROR_2_MISO_MO-IL | PJM_ROR | MISO_MO-IL | Internal | Summer | B8 | 500 | 1111 | 0 | 40.88 | 41.95 | 2 | 0
2030 | PJM_ROR_2_MISO_MO-IL | PJM_ROR | MISO_MO-IL | Internal | Summer | B9 | 800 | 1111 | 0 | 38.66 | 39.34 | 2 | 0
2030 | PJM_ROR_2_MISO_MO-IL | PJM_ROR | MISO_MO-IL | Internal | Summer | B10 | 1262 | 1111 | 0 | 36.6 | 34.31 | 2 | 0
2030 | PJM_ROR_2_MISO_MO-IL | PJM_ROR | MISO_MO-IL | Internal | Winter | B16 | 25 | 1111 | 0 | 54.62 | 53.04 | 2 | 0
2030 | PJM_ROR_2_MISO_MO-IL | PJM_ROR | MISO_MO-IL | Internal | Winter | B17 | 100 | 1111 | 0 | 48.61 | 44.67 | 2 | 0
2030 | PJM_ROR_2_MISO_MO-IL | PJM_ROR | MISO_MO-IL | Internal | Winter | B18 | 400 | 1111 | 0 | 44.41 | 41.08 | 2 | 0
2030 | PJM_ROR_2_MISO_MO-IL | PJM_ROR | MISO_MO-IL | Internal | Winter | B19 | 700 | 1111 | 0 | 42.64 | 39.34 | 2 | 0
2030 | PJM_ROR_2_MISO_MO-IL | PJM_ROR | MISO_MO-IL | Internal | Winter | B20 | 935 | 1111 | 0 | 39.18 | 37.18 | 2 | 0
2030 | PJM_ROR_2_MISO_W | PJM_ROR | MISO_W | Internal | Shoulder | B11 | 25 | 10071 | 0 | 55.04 | 53.02 | 2 | 0
2030 | PJM_ROR_2_MISO_W | PJM_ROR | MISO_W | Internal | Shoulder | B12 | 200 | 10071 | 0 | 46.32 | 44.31 | 2 | 0
2030 | PJM_ROR_2_MISO_W | PJM_ROR | MISO_W | Internal | Shoulder | B13 | 600 | 10071 | 0 | 43.7 | 39 | 2 | 0
2030 | PJM_ROR_2_MISO_W | PJM_ROR | MISO_W | Internal | Shoulder | B14 | 900 | 10071 | 0 | 42.64 | 31.04 | 2 | 0
2030 | PJM_ROR_2_MISO_W | PJM_ROR | MISO_W | Internal | Shoulder | B15 | 1203 | 10071 | 0 | 39.41 | 19.05 | 2 | 0
2030 | PJM_ROR_2_MISO_W | PJM_ROR | MISO_W | Internal | Summer | B1 | 10 | 10071 | 0 | 72.65 | 70.65 | 2 | 0
2030 | PJM_ROR_2_MISO_W | PJM_ROR | MISO_W | Internal | Summer | B2 | 25 | 10071 | 0 | 69.68 | 67.68 | 2 | 0
2030 | PJM_ROR_2_MISO_W | PJM_ROR | MISO_W | Internal | Summer | B3 | 75 | 10071 | 0 | 69.28 | 70.65 | 2 | 0
2030 | PJM_ROR_2_MISO_W | PJM_ROR | MISO_W | Internal | Summer | B4 | 100 | 10071 | 0 | 67.85 | 67.93 | 2 | 0
2030 | PJM_ROR_2_MISO_W | PJM_ROR | MISO_W | Internal | Summer | B5 | 200 | 10071 | 0 | 67.72 | 67.68 | 2 | 0
2030 | PJM_ROR_2_MISO_W | PJM_ROR | MISO_W | Internal | Summer | B6 | 300 | 10071 | 0 | 58.41 | 56.41 | 2 | 0
2030 | PJM_ROR_2_MISO_W | PJM_ROR | MISO_W | Internal | Summer | B7 | 400 | 10071 | 0 | 46.2 | 44.2 | 2 | 0
2030 | PJM_ROR_2_MISO_W | PJM_ROR | MISO_W | Internal | Summer | B8 | 500 | 10071 | 0 | 40.88 | 38.88 | 2 | 0
2030 | PJM_ROR_2_MISO_W | PJM_ROR | MISO_W | Internal | Summer | B9 | 800 | 10071 | 0 | 38.66 | 36.66 | 2 | 0
2030 | PJM_ROR_2_MISO_W | PJM_ROR | MISO_W | Internal | Summer | B10 | 1262 | 10071 | 0 | 36.6 | 32.73 | 2 | 0
2030 | PJM_ROR_2_MISO_W | PJM_ROR | MISO_W | Internal | Winter | B16 | 25 | 10071 | 0 | 54.62 | 24.53 | 2 | 0
2030 | PJM_ROR_2_MISO_W | PJM_ROR | MISO_W | Internal | Winter | B17 | 100 | 10071 | 0 | 48.61 | 28.57 | 2 | 0
2030 | PJM_ROR_2_MISO_W | PJM_ROR | MISO_W | Internal | Winter | B18 | 400 | 10071 | 0 | 44.41 | 36.52 | 2 | 0
2030 | PJM_ROR_2_MISO_W | PJM_ROR | MISO_W | Internal | Winter | B19 | 700 | 10071 | 0 | 42.64 | 36.52 | 2 | 0
2030 | PJM_ROR_2_MISO_W | PJM_ROR | MISO_W | Internal | Winter | B20 | 935 | 10071 | 0 | 39.18 | 24.73 | 2 | 0
2030 | PJM_ROR_2_MISO_WUMS | PJM_ROR | MISO_WUMS | Internal | Shoulder | B11 | 25 | 1467 | 0 | 55.04 | 53.04 | 2 | 0
2030 | PJM_ROR_2_MISO_WUMS | PJM_ROR | MISO_WUMS | Internal | Shoulder | B12 | 200 | 1467 | 0 | 46.32 | 44.32 | 2 | 0
2030 | PJM_ROR_2_MISO_WUMS | PJM_ROR | MISO_WUMS | Internal | Shoulder | B13 | 600 | 1467 | 0 | 43.7 | 41.7 | 2 | 0
2030 | PJM_ROR_2_MISO_WUMS | PJM_ROR | MISO_WUMS | Internal | Shoulder | B14 | 900 | 1467 | 0 | 42.64 | 40.64 | 2 | 0
2030 | PJM_ROR_2_MISO_WUMS | PJM_ROR | MISO_WUMS | Internal | Shoulder | B15 | 1203 | 1467 | 0 | 39.41 | 39.24 | 2 | 0
2030 | PJM_ROR_2_MISO_WUMS | PJM_ROR | MISO_WUMS | Internal | Summer | B1 | 10 | 1467 | 0 | 72.65 | 67.68 | 2 | 0
2030 | PJM_ROR_2_MISO_WUMS | PJM_ROR | MISO_WUMS | Internal | Summer | B2 | 25 | 1467 | 0 | 69.68 | 67.68 | 2 | 0
2030 | PJM_ROR_2_MISO_WUMS | PJM_ROR | MISO_WUMS | Internal | Summer | B3 | 75 | 1467 | 0 | 69.28 | 67.68 | 2 | 0
2030 | PJM_ROR_2_MISO_WUMS | PJM_ROR | MISO_WUMS | Internal | Summer | B4 | 100 | 1467 | 0 | 67.85 | 67.68 | 2 | 0
2030 | PJM_ROR_2_MISO_WUMS | PJM_ROR | MISO_WUMS | Internal | Summer | B5 | 200 | 1467 | 0 | 67.72 | 67.68 | 2 | 0
2030 | PJM_ROR_2_MISO_WUMS | PJM_ROR | MISO_WUMS | Internal | Summer | B6 | 300 | 1467 | 0 | 58.41 | 56.42 | 2 | 0
2030 | PJM_ROR_2_MISO_WUMS | PJM_ROR | MISO_WUMS | Internal | Summer | B7 | 400 | 1467 | 0 | 46.2 | 44.2 | 2 | 0
2030 | PJM_ROR_2_MISO_WUMS | PJM_ROR | MISO_WUMS | Internal | Summer | B8 | 500 | 1467 | 0 | 40.88 | 38.89 | 2 | 0
2030 | PJM_ROR_2_MISO_WUMS | PJM_ROR | MISO_WUMS | Internal | Summer | B9 | 800 | 1467 | 0 | 38.66 | 37.81 | 2 | 0
2030 | PJM_ROR_2_MISO_WUMS | PJM_ROR | MISO_WUMS | Internal | Summer | B10 | 1262 | 1467 | 0 | 36.6 | 37.81 | 2 | 0
2030 | PJM_ROR_2_MISO_WUMS | PJM_ROR | MISO_WUMS | Internal | Winter | B16 | 25 | 1467 | 0 | 54.62 | 45.53 | 2 | 0
2030 | PJM_ROR_2_MISO_WUMS | PJM_ROR | MISO_WUMS | Internal | Winter | B17 | 100 | 1467 | 0 | 48.61 | 45.53 | 2 | 0
2030 | PJM_ROR_2_MISO_WUMS | PJM_ROR | MISO_WUMS | Internal | Winter | B18 | 400 | 1467 | 0 | 44.41 | 42.41 | 2 | 0
2030 | PJM_ROR_2_MISO_WUMS | PJM_ROR | MISO_WUMS | Internal | Winter | B19 | 700 | 1467 | 0 | 42.64 | 42 | 2 | 0
2030 | PJM_ROR_2_MISO_WUMS | PJM_ROR | MISO_WUMS | Internal | Winter | B20 | 935 | 1467 | 0 | 39.18 | 38.67 | 2 | 0
2030 | PJM_ROR_2_PJM_ROM | PJM_ROR | PJM_ROM | Internal | Shoulder | B11 | 25 | 8000 | 8000 | 55.04 | 59.49 | 0.01 | 4.44
2030 | PJM_ROR_2_PJM_ROM | PJM_ROR | PJM_ROM | Internal | Shoulder | B12 | 200 | 8000 | 8000 | 46.32 | 55.82 | 0.01 | 9.49
2030 | PJM_ROR_2_PJM_ROM | PJM_ROR | PJM_ROM | Internal | Shoulder | B13 | 600 | 8000 | 8000 | 43.7 | 46.83 | 0.01 | 3.12
2030 | PJM_ROR_2_PJM_ROM | PJM_ROR | PJM_ROM | Internal | Shoulder | B14 | 900 | 8000 | 8000 | 42.64 | 46.51 | 0.01 | 3.86
2030 | PJM_ROR_2_PJM_ROM | PJM_ROR | PJM_ROM | Internal | Shoulder | B15 | 1203 | 8000 | 8000 | 39.41 | 42.94 | 0.01 | 3.52
2030 | PJM_ROR_2_PJM_ROM | PJM_ROR | PJM_ROM | Internal | Summer | B1 | 10 | 8000 | 8000 | 72.65 | 288.68 | 0.01 | 216.02
2030 | PJM_ROR_2_PJM_ROM | PJM_ROR | PJM_ROM | Internal | Summer | B2 | 25 | 8000 | 8000 | 69.68 | 91.52 | 0.01 | 21.83
2030 | PJM_ROR_2_PJM_ROM | PJM_ROR | PJM_ROM | Internal | Summer | B3 | 75 | 8000 | 4319.5 | 69.28 | 69.29 | 0.01 | 0
2030 | PJM_ROR_2_PJM_ROM | PJM_ROR | PJM_ROM | Internal | Summer | B4 | 100 | 8000 | 0 | 67.85 | 67.84 | 0.01 | 0
2030 | PJM_ROR_2_PJM_ROM | PJM_ROR | PJM_ROM | Internal | Summer | B5 | 200 | 8000 | 1377.03 | 67.72 | 67.74 | 0.01 | 0
2030 | PJM_ROR_2_PJM_ROM | PJM_ROR | PJM_ROM | Internal | Summer | B6 | 300 | 8000 | 5562.74 | 58.41 | 58.42 | 0.01 | 0
2030 | PJM_ROR_2_PJM_ROM | PJM_ROR | PJM_ROM | Internal | Summer | B7 | 400 | 8000 | 8000 | 46.2 | 47.36 | 0.01 | 1.15
2030 | PJM_ROR_2_PJM_ROM | PJM_ROR | PJM_ROM | Internal | Summer | B8 | 500 | 8000 | 8000 | 40.88 | 43.68 | 0.01 | 2.78
2030 | PJM_ROR_2_PJM_ROM | PJM_ROR | PJM_ROM | Internal | Summer | B9 | 800 | 8000 | 8000 | 38.66 | 40.94 | 0.01 | 2.26
2030 | PJM_ROR_2_PJM_ROM | PJM_ROR | PJM_ROM | Internal | Summer | B10 | 1262 | 8000 | 8000 | 36.6 | 37.89 | 0.01 | 1.28
2030 | PJM_ROR_2_PJM_ROM | PJM_ROR | PJM_ROM | Internal | Winter | B16 | 25 | 8000 | 8000 | 54.62 | 70.43 | 0.01 | 15.8
2030 | PJM_ROR_2_PJM_ROM | PJM_ROR | PJM_ROM | Internal | Winter | B17 | 100 | 8000 | 8000 | 48.61 | 63.53 | 0.01 | 14.91
2030 | PJM_ROR_2_PJM_ROM | PJM_ROR | PJM_ROM | Internal | Winter | B18 | 400 | 8000 | 8000 | 44.41 | 53.24 | 0.01 | 8.81
2030 | PJM_ROR_2_PJM_ROM | PJM_ROR | PJM_ROM | Internal | Winter | B19 | 700 | 8000 | 8000 | 42.64 | 52.05 | 0.01 | 9.39
2030 | PJM_ROR_2_PJM_ROM | PJM_ROR | PJM_ROM | Internal | Winter | B20 | 935 | 8000 | 8000 | 39.18 | 45.86 | 0.01 | 6.67
2030 | PJM_ROR_2_TVA_Transmission | PJM_ROR | TVA_Transmission | Internal | Shoulder | B11 | 25 | 2500 | 694.94 | 55.04 | 61.04 | 6 | 0
2030 | PJM_ROR_2_TVA_Transmission | PJM_ROR | TVA_Transmission | Internal | Shoulder | B12 | 200 | 2500 | 0 | 46.32 | 51.5 | 6 | 0
2030 | PJM_ROR_2_TVA_Transmission | PJM_ROR | TVA_Transmission | Internal | Shoulder | B13 | 600 | 2500 | 0 | 43.7 | 47.71 | 6 | 0
2030 | PJM_ROR_2_TVA_Transmission | PJM_ROR | TVA_Transmission | Internal | Shoulder | B14 | 900 | 2500 | 0 | 42.64 | 47.32 | 6 | 0
2030 | PJM_ROR_2_TVA_Transmission | PJM_ROR | TVA_Transmission | Internal | Shoulder | B15 | 1203 | 2500 | 0 | 39.41 | 43.99 | 6 | 0
2030 | PJM_ROR_2_TVA_Transmission | PJM_ROR | TVA_Transmission | Internal | Summer | B1 | 10 | 2500 | 2499.92 | 72.65 | 78.66 | 6 | 0.01
2030 | PJM_ROR_2_TVA_Transmission | PJM_ROR | TVA_Transmission | Internal | Summer | B2 | 25 | 2500 | 1994.75 | 69.68 | 75.68 | 6 | 0
2030 | PJM_ROR_2_TVA_Transmission | PJM_ROR | TVA_Transmission | Internal | Summer | B3 | 75 | 2500 | 0 | 69.28 | 74.91 | 6 | 0
2030 | PJM_ROR_2_TVA_Transmission | PJM_ROR | TVA_Transmission | Internal | Summer | B4 | 100 | 2500 | 2500 | 67.85 | 74.55 | 6 | 0.7
2030 | PJM_ROR_2_TVA_Transmission | PJM_ROR | TVA_Transmission | Internal | Summer | B5 | 200 | 2500 | 1420.86 | 67.72 | 73.72 | 6 | 0
2030 | PJM_ROR_2_TVA_Transmission | PJM_ROR | TVA_Transmission | Internal | Summer | B6 | 300 | 2500 | 0 | 58.41 | 60.79 | 6 | 0
2030 | PJM_ROR_2_TVA_Transmission | PJM_ROR | TVA_Transmission | Internal | Summer | B7 | 400 | 2500 | 0 | 46.2 | 51.11 | 6 | 0
2030 | PJM_ROR_2_TVA_Transmission | PJM_ROR | TVA_Transmission | Internal | Summer | B8 | 500 | 2500 | 0 | 40.88 | 46.07 | 6 | 0
2030 | PJM_ROR_2_TVA_Transmission | PJM_ROR | TVA_Transmission | Internal | Summer | B9 | 800 | 2500 | 0 | 38.66 | 43.24 | 6 | 0
2030 | PJM_ROR_2_TVA_Transmission | PJM_ROR | TVA_Transmission | Internal | Summer | B10 | 1262 | 2500 | 0 | 36.6 | 42.06 | 6 | 0
2030 | PJM_ROR_2_TVA_Transmission | PJM_ROR | TVA_Transmission | Internal | Winter | B16 | 25 | 2500 | 2500 | 54.62 | 61.04 | 6 | 0.42
2030 | PJM_ROR_2_TVA_Transmission | PJM_ROR | TVA_Transmission | Internal | Winter | B17 | 100 | 2500 | 0 | 48.61 | 52.67 | 6 | 0
2030 | PJM_ROR_2_TVA_Transmission | PJM_ROR | TVA_Transmission | Internal | Winter | B18 | 400 | 2500 | 0 | 44.41 | 49.08 | 6 | 0
2030 | PJM_ROR_2_TVA_Transmission | PJM_ROR | TVA_Transmission | Internal | Winter | B19 | 700 | 2500 | 0 | 42.64 | 47.34 | 6 | 0
2030 | PJM_ROR_2_TVA_Transmission | PJM_ROR | TVA_Transmission | Internal | Winter | B20 | 935 | 2500 | 2337.72 | 39.18 | 45.18 | 6 | 0
2030 | PJM_ROR_2_VACAR | PJM_ROR | VACAR | Internal | Shoulder | B11 | 25 | 3865 | 3865 | 55.04 | 63.04 | 6 | 2
2030 | PJM_ROR_2_VACAR | PJM_ROR | VACAR | Internal | Shoulder | B12 | 200 | 3865 | 799.52 | 46.32 | 52.32 | 6 | 0
2030 | PJM_ROR_2_VACAR | PJM_ROR | VACAR | Internal | Shoulder | B13 | 600 | 3865 | 0 | 43.7 | 49.28 | 6 | 0
2030 | PJM_ROR_2_VACAR | PJM_ROR | VACAR | Internal | Shoulder | B14 | 900 | 3865 | 0 | 42.64 | 47.06 | 6 | 0
2030 | PJM_ROR_2_VACAR | PJM_ROR | VACAR | Internal | Shoulder | B15 | 1203 | 3865 | 3865 | 39.41 | 46.72 | 6 | 1.31
2030 | PJM_ROR_2_VACAR | PJM_ROR | VACAR | Internal | Summer | B1 | 10 | 3865 | 3865 | 72.65 | 80.82 | 6 | 2.17
2030 | PJM_ROR_2_VACAR | PJM_ROR | VACAR | Internal | Summer | B2 | 25 | 3865 | 3865 | 69.68 | 80.82 | 6 | 5.14
2030 | PJM_ROR_2_VACAR | PJM_ROR | VACAR | Internal | Summer | B3 | 75 | 3865 | 3865 | 69.28 | 80.82 | 6 | 5.54
2030 | PJM_ROR_2_VACAR | PJM_ROR | VACAR | Internal | Summer | B4 | 100 | 3865 | 3865 | 67.85 | 79.19 | 6 | 5.34
2030 | PJM_ROR_2_VACAR | PJM_ROR | VACAR | Internal | Summer | B5 | 200 | 3865 | 3865 | 67.72 | 79.19 | 6 | 5.47
2030 | PJM_ROR_2_VACAR | PJM_ROR | VACAR | Internal | Summer | B6 | 300 | 3865 | 936.7 | 58.41 | 64.41 | 6 | 0
2030 | PJM_ROR_2_VACAR | PJM_ROR | VACAR | Internal | Summer | B7 | 400 | 3865 | 1720.46 | 46.2 | 52.2 | 6 | 0
2030 | PJM_ROR_2_VACAR | PJM_ROR | VACAR | Internal | Summer | B8 | 500 | 3865 | 2115.52 | 40.88 | 46.88 | 6 | 0
2030 | PJM_ROR_2_VACAR | PJM_ROR | VACAR | Internal | Summer | B9 | 800 | 3865 | 1941.89 | 38.66 | 44.66 | 6 | 0
2030 | PJM_ROR_2_VACAR | PJM_ROR | VACAR | Internal | Summer | B10 | 1262 | 3865 | 3865 | 36.6 | 44.66 | 6 | 2.06
2030 | PJM_ROR_2_VACAR | PJM_ROR | VACAR | Internal | Winter | B16 | 25 | 3865 | 3865 | 54.62 | 90.4 | 6 | 29.79
2030 | PJM_ROR_2_VACAR | PJM_ROR | VACAR | Internal | Winter | B17 | 100 | 3865 | 3865 | 48.61 | 59.21 | 6 | 4.6
2030 | PJM_ROR_2_VACAR | PJM_ROR | VACAR | Internal | Winter | B18 | 400 | 3865 | 3865 | 44.41 | 51.33 | 6 | 0.92
2030 | PJM_ROR_2_VACAR | PJM_ROR | VACAR | Internal | Winter | B19 | 700 | 3865 | 3865 | 42.64 | 51.33 | 6 | 2.69
2030 | PJM_ROR_2_VACAR | PJM_ROR | VACAR | Internal | Winter | B20 | 935 | 3865 | 3865 | 39.18 | 51.33 | 6 | 6.15
2030 | PJM_ROM_2_NYISO_A-F | PJM_ROM | NYISO_A-F | Internal | Shoulder | B11 | 25 | 2000 | 0 | 59.49 | 51.49 | 6 | 0
2030 | PJM_ROM_2_NYISO_A-F | PJM_ROM | NYISO_A-F | Internal | Shoulder | B12 | 200 | 2000 | 0 | 55.82 | 47.82 | 6 | 0
2030 | PJM_ROM_2_NYISO_A-F | PJM_ROM | NYISO_A-F | Internal | Shoulder | B13 | 600 | 2000 | 0 | 46.83 | 45.94 | 6 | 0
2030 | PJM_ROM_2_NYISO_A-F | PJM_ROM | NYISO_A-F | Internal | Shoulder | B14 | 900 | 2000 | 0 | 46.51 | 43.34 | 6 | 0
2030 | PJM_ROM_2_NYISO_A-F | PJM_ROM | NYISO_A-F | Internal | Shoulder | B15 | 1203 | 2000 | 0 | 42.94 | 43.34 | 6 | 0
2030 | PJM_ROM_2_NYISO_A-F | PJM_ROM | NYISO_A-F | Internal | Summer | B1 | 10 | 2000 | 0 | 288.68 | 84.14 | 6 | 0
2030 | PJM_ROM_2_NYISO_A-F | PJM_ROM | NYISO_A-F | Internal | Summer | B2 | 25 | 2000 | 0 | 91.52 | 77.54 | 6 | 0
2030 | PJM_ROM_2_NYISO_A-F | PJM_ROM | NYISO_A-F | Internal | Summer | B3 | 75 | 2000 | 0 | 69.29 | 61.27 | 6 | 0
2030 | PJM_ROM_2_NYISO_A-F | PJM_ROM | NYISO_A-F | Internal | Summer | B4 | 100 | 2000 | 0 | 67.84 | 56.75 | 6 | 0
2030 | PJM_ROM_2_NYISO_A-F | PJM_ROM | NYISO_A-F | Internal | Summer | B5 | 200 | 2000 | 0 | 67.74 | 56.41 | 6 | 0
2030 | PJM_ROM_2_NYISO_A-F | PJM_ROM | NYISO_A-F | Internal | Summer | B6 | 300 | 2000 | 0 | 58.42 | 50.42 | 6 | 0
2030 | PJM_ROM_2_NYISO_A-F | PJM_ROM | NYISO_A-F | Internal | Summer | B7 | 400 | 2000 | 0 | 47.36 | 46.07 | 6 | 0
2030 | PJM_ROM_2_NYISO_A-F | PJM_ROM | NYISO_A-F | Internal | Summer | B8 | 500 | 2000 | 0 | 43.68 | 42.02 | 6 | 0
2030 | PJM_ROM_2_NYISO_A-F | PJM_ROM | NYISO_A-F | Internal | Summer | B9 | 800 | 2000 | 0 | 40.94 | 42.02 | 6 | 0
2030 | PJM_ROM_2_NYISO_A-F | PJM_ROM | NYISO_A-F | Internal | Summer | B10 | 1262 | 2000 | 0 | 37.89 | 42.02 | 6 | 0
2030 | PJM_ROM_2_NYISO_A-F | PJM_ROM | NYISO_A-F | Internal | Winter | B16 | 25 | 2000 | 0 | 70.43 | 54.71 | 6 | 0
2030 | PJM_ROM_2_NYISO_A-F | PJM_ROM | NYISO_A-F | Internal | Winter | B17 | 100 | 2000 | 0 | 63.53 | 53.77 | 6 | 0
2030 | PJM_ROM_2_NYISO_A-F | PJM_ROM | NYISO_A-F | Internal | Winter | B18 | 400 | 2000 | 0 | 53.24 | 50.49 | 6 | 0
2030 | PJM_ROM_2_NYISO_A-F | PJM_ROM | NYISO_A-F | Internal | Winter | B19 | 700 | 2000 | 0 | 52.05 | 50.49 | 6 | 0
2030 | PJM_ROM_2_NYISO_A-F | PJM_ROM | NYISO_A-F | Internal | Winter | B20 | 935 | 2000 | 0 | 45.86 | 50.49 | 6 | 0
2030 | PJM_ROM_2_PJM_E | PJM_ROM | PJM_E | Internal | Shoulder | B11 | 25 | 8000 | 632.04 | 59.49 | 59.5 | 0.01 | 0
2030 | PJM_ROM_2_PJM_E | PJM_ROM | PJM_E | Internal | Shoulder | B12 | 200 | 8000 | 568.93 | 55.82 | 55.84 | 0.01 | 0
2030 | PJM_ROM_2_PJM_E | PJM_ROM | PJM_E | Internal | Shoulder | B13 | 600 | 8000 | 812.16 | 46.83 | 46.84 | 0.01 | 0
2030 | PJM_ROM_2_PJM_E | PJM_ROM | PJM_E | Internal | Shoulder | B14 | 900 | 8000 | 1217.97 | 46.51 | 46.52 | 0.01 | 0
2030 | PJM_ROM_2_PJM_E | PJM_ROM | PJM_E | Internal | Shoulder | B15 | 1203 | 8000 | 2920.18 | 42.94 | 42.95 | 0.01 | 0
2030 | PJM_ROM_2_PJM_E | PJM_ROM | PJM_E | Internal | Summer | B1 | 10 | 8000 | 2396.6 | 288.68 | 288.69 | 0.01 | 0
2030 | PJM_ROM_2_PJM_E | PJM_ROM | PJM_E | Internal | Summer | B2 | 25 | 8000 | 3056.66 | 91.52 | 91.53 | 0.01 | 0
2030 | PJM_ROM_2_PJM_E | PJM_ROM | PJM_E | Internal | Summer | B3 | 75 | 8000 | 0 | 69.29 | 69.28 | 0.01 | 0
2030 | PJM_ROM_2_PJM_E | PJM_ROM | PJM_E | Internal | Summer | B4 | 100 | 8000 | 0 | 67.84 | 67.82 | 0.01 | 0
2030 | PJM_ROM_2_PJM_E | PJM_ROM | PJM_E | Internal | Summer | B5 | 200 | 8000 | 0 | 67.74 | 67.72 | 0.01 | 0
2030 | PJM_ROM_2_PJM_E | PJM_ROM | PJM_E | Internal | Summer | B6 | 300 | 8000 | 3020.91 | 58.42 | 58.44 | 0.01 | 0
2030 | PJM_ROM_2_PJM_E | PJM_ROM | PJM_E | Internal | Summer | B7 | 400 | 8000 | 2816.27 | 47.36 | 47.37 | 0.01 | 0
2030 | PJM_ROM_2_PJM_E | PJM_ROM | PJM_E | Internal | Summer | B8 | 500 | 8000 | 2360.33 | 43.68 | 43.69 | 0.01 | 0
2030 | PJM_ROM_2_PJM_E | PJM_ROM | PJM_E | Internal | Summer | B9 | 800 | 8000 | 4173.61 | 40.94 | 40.95 | 0.01 | 0
2030 | PJM_ROM_2_PJM_E | PJM_ROM | PJM_E | Internal | Summer | B10 | 1262 | 8000 | 4047.12 | 37.89 | 37.9 | 0.01 | 0
2030 | PJM_ROM_2_PJM_E | PJM_ROM | PJM_E | Internal | Winter | B16 | 25 | 8000 | 3710.16 | 70.43 | 70.44 | 0.01 | 0
2030 | PJM_ROM_2_PJM_E | PJM_ROM | PJM_E | Internal | Winter | B17 | 100 | 8000 | 3473.67 | 63.53 | 63.54 | 0.01 | 0
2030 | PJM_ROM_2_PJM_E | PJM_ROM | PJM_E | Internal | Winter | B18 | 400 | 8000 | 3195.7 | 53.24 | 53.25 | 0.01 | 0
2030 | PJM_ROM_2_PJM_E | PJM_ROM | PJM_E | Internal | Winter | B19 | 700 | 8000 | 3248.27 | 52.05 | 52.06 | 0.01 | 0
2030 | PJM_ROM_2_PJM_E | PJM_ROM | PJM_E | Internal | Winter | B20 | 935 | 8000 | 4113.82 | 45.86 | 45.88 | 0.01 | 0
2030 | PJM_ROM_2_PJM_ROR | PJM_ROM | PJM_ROR | Internal | Shoulder | B11 | 25 | 8000 | 0 | 59.49 | 55.04 | 0.01 | 0
2030 | PJM_ROM_2_PJM_ROR | PJM_ROM | PJM_ROR | Internal | Shoulder | B12 | 200 | 8000 | 0 | 55.82 | 46.32 | 0.01 | 0
2030 | PJM_ROM_2_PJM_ROR | PJM_ROM | PJM_ROR | Internal | Shoulder | B13 | 600 | 8000 | 0 | 46.83 | 43.7 | 0.01 | 0
2030 | PJM_ROM_2_PJM_ROR | PJM_ROM | PJM_ROR | Internal | Shoulder | B14 | 900 | 8000 | 0 | 46.51 | 42.64 | 0.01 | 0
2030 | PJM_ROM_2_PJM_ROR | PJM_ROM | PJM_ROR | Internal | Shoulder | B15 | 1203 | 8000 | 0 | 42.94 | 39.41 | 0.01 | 0
2030 | PJM_ROM_2_PJM_ROR | PJM_ROM | PJM_ROR | Internal | Summer | B1 | 10 | 8000 | 0 | 288.68 | 72.65 | 0.01 | 0
2030 | PJM_ROM_2_PJM_ROR | PJM_ROM | PJM_ROR | Internal | Summer | B2 | 25 | 8000 | 0 | 91.52 | 69.68 | 0.01 | 0
2030 | PJM_ROM_2_PJM_ROR | PJM_ROM | PJM_ROR | Internal | Summer | B3 | 75 | 8000 | 0 | 69.29 | 69.28 | 0.01 | 0
2030 | PJM_ROM_2_PJM_ROR | PJM_ROM | PJM_ROR | Internal | Summer | B4 | 100 | 8000 | 70.08 | 67.84 | 67.85 | 0.01 | 0
2030 | PJM_ROM_2_PJM_ROR | PJM_ROM | PJM_ROR | Internal | Summer | B5 | 200 | 8000 | 0 | 67.74 | 67.72 | 0.01 | 0
2030 | PJM_ROM_2_PJM_ROR | PJM_ROM | PJM_ROR | Internal | Summer | B6 | 300 | 8000 | 0 | 58.42 | 58.41 | 0.01 | 0
2030 | PJM_ROM_2_PJM_ROR | PJM_ROM | PJM_ROR | Internal | Summer | B7 | 400 | 8000 | 0 | 47.36 | 46.2 | 0.01 | 0
2030 | PJM_ROM_2_PJM_ROR | PJM_ROM | PJM_ROR | Internal | Summer | B8 | 500 | 8000 | 0 | 43.68 | 40.88 | 0.01 | 0
2030 | PJM_ROM_2_PJM_ROR | PJM_ROM | PJM_ROR | Internal | Summer | B9 | 800 | 8000 | 0 | 40.94 | 38.66 | 0.01 | 0
2030 | PJM_ROM_2_PJM_ROR | PJM_ROM | PJM_ROR | Internal | Summer | B10 | 1262 | 8000 | 0 | 37.89 | 36.6 | 0.01 | 0
2030 | PJM_ROM_2_PJM_ROR | PJM_ROM | PJM_ROR | Internal | Winter | B16 | 25 | 8000 | 0 | 70.43 | 54.62 | 0.01 | 0
2030 | PJM_ROM_2_PJM_ROR | PJM_ROM | PJM_ROR | Internal | Winter | B17 | 100 | 8000 | 0 | 63.53 | 48.61 | 0.01 | 0
2030 | PJM_ROM_2_PJM_ROR | PJM_ROM | PJM_ROR | Internal | Winter | B18 | 400 | 8000 | 0 | 53.24 | 44.41 | 0.01 | 0
2030 | PJM_ROM_2_PJM_ROR | PJM_ROM | PJM_ROR | Internal | Winter | B19 | 700 | 8000 | 0 | 52.05 | 42.64 | 0.01 | 0
2030 | PJM_ROM_2_PJM_ROR | PJM_ROM | PJM_ROR | Internal | Winter | B20 | 935 | 8000 | 0 | 45.86 | 39.18 | 0.01 | 0
2030 | SOCO_2_FRCC | SOCO | FRCC | Internal | Shoulder | B11 | 25 | 3700 | 2232.73 | 70.04 | 80.04 | 10 | 0
2030 | SOCO_2_FRCC | SOCO | FRCC | Internal | Shoulder | B12 | 200 | 3700 | 1691.73 | 49.17 | 59.17 | 10 | 0
2030 | SOCO_2_FRCC | SOCO | FRCC | Internal | Shoulder | B13 | 600 | 3700 | 0 | 47.47 | 54.98 | 10 | 0
2030 | SOCO_2_FRCC | SOCO | FRCC | Internal | Shoulder | B14 | 900 | 3700 | 0 | 47.47 | 52.71 | 10 | 0
2030 | SOCO_2_FRCC | SOCO | FRCC | Internal | Shoulder | B15 | 1203 | 3700 | 0 | 45.09 | 52.71 | 10 | 0
2030 | SOCO_2_FRCC | SOCO | FRCC | Internal | Summer | B1 | 10 | 3700 | 1092.94 | 87.66 | 97.66 | 10 | 0
2030 | SOCO_2_FRCC | SOCO | FRCC | Internal | Summer | B2 | 25 | 3700 | 0 | 79.32 | 85.63 | 10 | 0
2030 | SOCO_2_FRCC | SOCO | FRCC | Internal | Summer | B3 | 75 | 3700 | 0 | 78.66 | 85.63 | 10 | 0
2030 | SOCO_2_FRCC | SOCO | FRCC | Internal | Summer | B4 | 100 | 3700 | 0 | 77.81 | 85.63 | 10 | 0
2030 | SOCO_2_FRCC | SOCO | FRCC | Internal | Summer | B5 | 200 | 3700 | 0 | 77.81 | 84.12 | 10 | 0
2030 | SOCO_2_FRCC | SOCO | FRCC | Internal | Summer | B6 | 300 | 3700 | 0 | 64.42 | 73.28 | 10 | 0
2030 | SOCO_2_FRCC | SOCO | FRCC | Internal | Summer | B7 | 400 | 3700 | 2633.73 | 59.2 | 69.2 | 10 | 0
2030 | SOCO_2_FRCC | SOCO | FRCC | Internal | Summer | B8 | 500 | 3700 | 358.57 | 47.61 | 57.61 | 10 | 0
2030 | SOCO_2_FRCC | SOCO | FRCC | Internal | Summer | B9 | 800 | 3700 | 0 | 45.97 | 51.8 | 10 | 0
2030 | SOCO_2_FRCC | SOCO | FRCC | Internal | Summer | B10 | 1262 | 3700 | 0 | 44.91 | 51.8 | 10 | 0
2030 | SOCO_2_FRCC | SOCO | FRCC | Internal | Winter | B16 | 25 | 3700 | 168.35 | 70.04 | 80.04 | 10 | 0
2030 | SOCO_2_FRCC | SOCO | FRCC | Internal | Winter | B17 | 100 | 3700 | 430.3 | 52.46 | 62.46 | 10 | 0
2030 | SOCO_2_FRCC | SOCO | FRCC | Internal | Winter | B18 | 400 | 3700 | 0 | 50.64 | 56.68 | 10 | 0
2030 | SOCO_2_FRCC | SOCO | FRCC | Internal | Winter | B19 | 700 | 3700 | 0 | 50.64 | 55.37 | 10 | 0
2030 | SOCO_2_FRCC | SOCO | FRCC | Internal | Winter | B20 | 935 | 3700 | 0 | 46.56 | 55.37 | 10 | 0
2030 | SOCO_2_VACAR | SOCO | VACAR | Internal | Shoulder | B11 | 25 | 2000 | 0 | 70.04 | 63.04 | 10 | 0
2030 | SOCO_2_VACAR | SOCO | VACAR | Internal | Shoulder | B12 | 200 | 2000 | 0 | 49.17 | 52.32 | 10 | 0
2030 | SOCO_2_VACAR | SOCO | VACAR | Internal | Shoulder | B13 | 600 | 2000 | 0 | 47.47 | 49.28 | 10 | 0
2030 | SOCO_2_VACAR | SOCO | VACAR | Internal | Shoulder | B14 | 900 | 2000 | 0 | 47.47 | 47.06 | 10 | 0
2030 | SOCO_2_VACAR | SOCO | VACAR | Internal | Shoulder | B15 | 1203 | 2000 | 0 | 45.09 | 46.72 | 10 | 0
2030 | SOCO_2_VACAR | SOCO | VACAR | Internal | Summer | B1 | 10 | 2000 | 0 | 87.66 | 80.82 | 10 | 0
2030 | SOCO_2_VACAR | SOCO | VACAR | Internal | Summer | B2 | 25 | 2000 | 0 | 79.32 | 80.82 | 10 | 0
2030 | SOCO_2_VACAR | SOCO | VACAR | Internal | Summer | B3 | 75 | 2000 | 0 | 78.66 | 80.82 | 10 | 0
2030 | SOCO_2_VACAR | SOCO | VACAR | Internal | Summer | B4 | 100 | 2000 | 0 | 77.81 | 79.19 | 10 | 0
2030 | SOCO_2_VACAR | SOCO | VACAR | Internal | Summer | B5 | 200 | 2000 | 0 | 77.81 | 79.19 | 10 | 0
2030 | SOCO_2_VACAR | SOCO | VACAR | Internal | Summer | B6 | 300 | 2000 | 0 | 64.42 | 64.41 | 10 | 0
2030 | SOCO_2_VACAR | SOCO | VACAR | Internal | Summer | B7 | 400 | 2000 | 0 | 59.2 | 52.2 | 10 | 0
2030 | SOCO_2_VACAR | SOCO | VACAR | Internal | Summer | B8 | 500 | 2000 | 0 | 47.61 | 46.88 | 10 | 0
2030 | SOCO_2_VACAR | SOCO | VACAR | Internal | Summer | B9 | 800 | 2000 | 0 | 45.97 | 44.66 | 10 | 0
2030 | SOCO_2_VACAR | SOCO | VACAR | Internal | Summer | B10 | 1262 | 2000 | 0 | 44.91 | 44.66 | 10 | 0
2030 | SOCO_2_VACAR | SOCO | VACAR | Internal | Winter | B16 | 25 | 2000 | 2000 | 70.04 | 90.4 | 10 | 10.37
2030 | SOCO_2_VACAR | SOCO | VACAR | Internal | Winter | B17 | 100 | 2000 | 0 | 52.46 | 59.21 | 10 | 0
2030 | SOCO_2_VACAR | SOCO | VACAR | Internal | Winter | B18 | 400 | 2000 | 0 | 50.64 | 51.33 | 10 | 0
2030 | SOCO_2_VACAR | SOCO | VACAR | Internal | Winter | B19 | 700 | 2000 | 0 | 50.64 | 51.33 | 10 | 0
2030 | SOCO_2_VACAR | SOCO | VACAR | Internal | Winter | B20 | 935 | 2000 | 0 | 46.56 | 51.33 | 10 | 0
2030 | SPP_N_2_ENT | SPP_N | ENT | Internal | Shoulder | B11 | 25 | 9240 | 4243.21 | 48.04 | 53.04 | 5 | 0
2030 | SPP_N_2_ENT | SPP_N | ENT | Internal | Shoulder | B12 | 200 | 9240 | 9240 | 39.32 | 44.91 | 5 | 0.58
2030 | SPP_N_2_ENT | SPP_N | ENT | Internal | Shoulder | B13 | 600 | 9240 | 9240 | 34.01 | 42.11 | 5 | 3.1
2030 | SPP_N_2_ENT | SPP_N | ENT | Internal | Shoulder | B14 | 900 | 9240 | 9240 | 26.05 | 41.93 | 5 | 10.88
2030 | SPP_N_2_ENT | SPP_N | ENT | Internal | Shoulder | B15 | 1203 | 9240 | 9240 | 11.87 | 37.09 | 5 | 20.22
2030 | SPP_N_2_ENT | SPP_N | ENT | Internal | Summer | B1 | 10 | 9240 | 3807.06 | 65.66 | 70.66 | 5 | 0
2030 | SPP_N_2_ENT | SPP_N | ENT | Internal | Summer | B2 | 25 | 9240 | 5680.79 | 62.69 | 67.69 | 5 | 0
2030 | SPP_N_2_ENT | SPP_N | ENT | Internal | Summer | B3 | 75 | 9240 | 2942.96 | 65.66 | 70.66 | 5 | 0
2030 | SPP_N_2_ENT | SPP_N | ENT | Internal | Summer | B4 | 100 | 9240 | 2698.87 | 62.94 | 67.94 | 5 | 0
2030 | SPP_N_2_ENT | SPP_N | ENT | Internal | Summer | B5 | 200 | 9240 | 3463.75 | 62.69 | 67.69 | 5 | 0
2030 | SPP_N_2_ENT | SPP_N | ENT | Internal | Summer | B6 | 300 | 9240 | 6915.87 | 51.42 | 56.42 | 5 | 0
2030 | SPP_N_2_ENT | SPP_N | ENT | Internal | Summer | B7 | 400 | 9240 | 6627.54 | 43.57 | 48.57 | 5 | 0
2030 | SPP_N_2_ENT | SPP_N | ENT | Internal | Summer | B8 | 500 | 9240 | 8849.54 | 39.91 | 44.91 | 5 | 0
2030 | SPP_N_2_ENT | SPP_N | ENT | Internal | Summer | B9 | 800 | 9240 | 9240 | 34.34 | 43.87 | 5 | 4.52
2030 | SPP_N_2_ENT | SPP_N | ENT | Internal | Summer | B10 | 1262 | 9240 | 9240 | 28.44 | 36.91 | 5 | 3.47
2030 | SPP_N_2_ENT | SPP_N | ENT | Internal | Winter | B16 | 25 | 9240 | 9240 | 31.53 | 48.62 | 5 | 12.09
2030 | SPP_N_2_ENT | SPP_N | ENT | Internal | Winter | B17 | 100 | 9240 | 9240 | 31.18 | 44.67 | 5 | 8.49
2030 | SPP_N_2_ENT | SPP_N | ENT | Internal | Winter | B18 | 400 | 9240 | 9240 | 34.86 | 42.64 | 5 | 2.78
2030 | SPP_N_2_ENT | SPP_N | ENT | Internal | Winter | B19 | 700 | 9240 | 9240 | 31.53 | 42.64 | 5 | 6.11
2030 | SPP_N_2_ENT | SPP_N | ENT | Internal | Winter | B20 | 935 | 9240 | 9240 | 19.74 | 37.18 | 5 | 12.44
2030 | SPP_N_2_MISO_MO-IL | SPP_N | MISO_MO-IL | Internal | Shoulder | B11 | 25 | 2263 | 2257.46 | 48.04 | 53.04 | 5 | 0
2030 | SPP_N_2_MISO_MO-IL | SPP_N | MISO_MO-IL | Internal | Shoulder | B12 | 200 | 2263 | 1680.73 | 39.32 | 44.32 | 5 | 0
2030 | SPP_N_2_MISO_MO-IL | SPP_N | MISO_MO-IL | Internal | Shoulder | B13 | 600 | 2263 | 2263 | 34.01 | 41.33 | 5 | 2.31
2030 | SPP_N_2_MISO_MO-IL | SPP_N | MISO_MO-IL | Internal | Shoulder | B14 | 900 | 2263 | 2263 | 26.05 | 40.33 | 5 | 9.28
2030 | SPP_N_2_MISO_MO-IL | SPP_N | MISO_MO-IL | Internal | Shoulder | B15 | 1203 | 2263 | 2263 | 11.87 | 35.99 | 5 | 19.13
2030 | SPP_N_2_MISO_MO-IL | SPP_N | MISO_MO-IL | Internal | Summer | B1 | 10 | 2263 | 2101.94 | 65.66 | 70.66 | 5 | 0
2030 | SPP_N_2_MISO_MO-IL | SPP_N | MISO_MO-IL | Internal | Summer | B2 | 25 | 2263 | 2263 | 62.69 | 70.66 | 5 | 2.97
2030 | SPP_N_2_MISO_MO-IL | SPP_N | MISO_MO-IL | Internal | Summer | B3 | 75 | 2263 | 1534.47 | 65.66 | 70.66 | 5 | 0
2030 | SPP_N_2_MISO_MO-IL | SPP_N | MISO_MO-IL | Internal | Summer | B4 | 100 | 2263 | 2263 | 62.94 | 68.12 | 5 | 0.18
2030 | SPP_N_2_MISO_MO-IL | SPP_N | MISO_MO-IL | Internal | Summer | B5 | 200 | 2263 | 1538.17 | 62.69 | 67.69 | 5 | 0
2030 | SPP_N_2_MISO_MO-IL | SPP_N | MISO_MO-IL | Internal | Summer | B6 | 300 | 2263 | 1074.68 | 51.42 | 56.42 | 5 | 0
2030 | SPP_N_2_MISO_MO-IL | SPP_N | MISO_MO-IL | Internal | Summer | B7 | 400 | 2263 | 0 | 43.57 | 47.31 | 5 | 0
2030 | SPP_N_2_MISO_MO-IL | SPP_N | MISO_MO-IL | Internal | Summer | B8 | 500 | 2263 | 0 | 39.91 | 41.95 | 5 | 0
2030 | SPP_N_2_MISO_MO-IL | SPP_N | MISO_MO-IL | Internal | Summer | B9 | 800 | 2263 | 42.76 | 34.34 | 39.34 | 5 | 0
2030 | SPP_N_2_MISO_MO-IL | SPP_N | MISO_MO-IL | Internal | Summer | B10 | 1262 | 2263 | 2263 | 28.44 | 34.31 | 5 | 0.87
2030 | SPP_N_2_MISO_MO-IL | SPP_N | MISO_MO-IL | Internal | Winter | B16 | 25 | 2263 | 2263 | 31.53 | 53.04 | 5 | 16.51
2030 | SPP_N_2_MISO_MO-IL | SPP_N | MISO_MO-IL | Internal | Winter | B17 | 100 | 2263 | 2263 | 31.18 | 44.67 | 5 | 8.49
2030 | SPP_N_2_MISO_MO-IL | SPP_N | MISO_MO-IL | Internal | Winter | B18 | 400 | 2263 | 2263 | 34.86 | 41.08 | 5 | 1.22
2030 | SPP_N_2_MISO_MO-IL | SPP_N | MISO_MO-IL | Internal | Winter | B19 | 700 | 2263 | 2263 | 31.53 | 39.34 | 5 | 2.82
2030 | SPP_N_2_MISO_MO-IL | SPP_N | MISO_MO-IL | Internal | Winter | B20 | 935 | 2263 | 2263 | 19.74 | 37.18 | 5 | 12.44
2030 | SPP_N_2_MISO_W | SPP_N | MISO_W | Internal | Shoulder | B11 | 25 | 750 | 0.03 | 48.04 | 53.02 | 5 | 0
2030 | SPP_N_2_MISO_W | SPP_N | MISO_W | Internal | Shoulder | B12 | 200 | 750 | 0 | 39.32 | 44.31 | 5 | 0
2030 | SPP_N_2_MISO_W | SPP_N | MISO_W | Internal | Shoulder | B13 | 600 | 750 | 0 | 34.01 | 39 | 5 | 0
2030 | SPP_N_2_MISO_W | SPP_N | MISO_W | Internal | Shoulder | B14 | 900 | 750 | 0 | 26.05 | 31.04 | 5 | 0
2030 | SPP_N_2_MISO_W | SPP_N | MISO_W | Internal | Shoulder | B15 | 1203 | 750 | 750 | 11.87 | 19.05 | 5 | 2.18
2030 | SPP_N_2_MISO_W | SPP_N | MISO_W | Internal | Summer | B1 | 10 | 750 | 0.08 | 65.66 | 70.65 | 5 | 0
2030 | SPP_N_2_MISO_W | SPP_N | MISO_W | Internal | Summer | B2 | 25 | 750 | 0.03 | 62.69 | 67.68 | 5 | 0
2030 | SPP_N_2_MISO_W | SPP_N | MISO_W | Internal | Summer | B3 | 75 | 750 | 0.01 | 65.66 | 70.65 | 5 | 0
2030 | SPP_N_2_MISO_W | SPP_N | MISO_W | Internal | Summer | B4 | 100 | 750 | 0 | 62.94 | 67.93 | 5 | 0
2030 | SPP_N_2_MISO_W | SPP_N | MISO_W | Internal | Summer | B5 | 200 | 750 | 0 | 62.69 | 67.68 | 5 | 0
2030 | SPP_N_2_MISO_W | SPP_N | MISO_W | Internal | Summer | B6 | 300 | 750 | 0 | 51.42 | 56.41 | 5 | 0
2030 | SPP_N_2_MISO_W | SPP_N | MISO_W | Internal | Summer | B7 | 400 | 750 | 0 | 43.57 | 44.2 | 5 | 0
2030 | SPP_N_2_MISO_W | SPP_N | MISO_W | Internal | Summer | B8 | 500 | 750 | 0 | 39.91 | 38.88 | 5 | 0
2030 | SPP_N_2_MISO_W | SPP_N | MISO_W | Internal | Summer | B9 | 800 | 750 | 0 | 34.34 | 36.66 | 5 | 0
2030 | SPP_N_2_MISO_W | SPP_N | MISO_W | Internal | Summer | B10 | 1262 | 750 | 0 | 28.44 | 32.73 | 5 | 0
2030 | SPP_N_2_MISO_W | SPP_N | MISO_W | Internal | Winter | B16 | 25 | 750 | 0 | 31.53 | 24.53 | 5 | 0
2030 | SPP_N_2_MISO_W | SPP_N | MISO_W | Internal | Winter | B17 | 100 | 750 | 0 | 31.18 | 28.57 | 5 | 0
2030 | SPP_N_2_MISO_W | SPP_N | MISO_W | Internal | Winter | B18 | 400 | 750 | 0 | 34.86 | 36.52 | 5 | 0
2030 | SPP_N_2_MISO_W | SPP_N | MISO_W | Internal | Winter | B19 | 700 | 750 | 0 | 31.53 | 36.52 | 5 | 0
2030 | SPP_N_2_MISO_W | SPP_N | MISO_W | Internal | Winter | B20 | 935 | 750 | 0 | 19.74 | 24.73 | 5 | 0
2030 | SPP_N_2_NE | SPP_N | NE | Internal | Shoulder | B11 | 25 | 11328 | 0.02 | 48.04 | 48.02 | 0.01 | 0
2030 | SPP_N_2_NE | SPP_N | NE | Internal | Shoulder | B12 | 200 | 11328 | 0 | 39.32 | 39.31 | 0.01 | 0
2030 | SPP_N_2_NE | SPP_N | NE | Internal | Shoulder | B13 | 600 | 11328 | 0 | 34.01 | 34 | 0.01 | 0
2030 | SPP_N_2_NE | SPP_N | NE | Internal | Shoulder | B14 | 900 | 11328 | 0 | 26.05 | 26.04 | 0.01 | 0
2030 | SPP_N_2_NE | SPP_N | NE | Internal | Shoulder | B15 | 1203 | 11328 | 0 | 11.87 | 11.86 | 0.01 | 0
2030 | SPP_N_2_NE | SPP_N | NE | Internal | Summer | B1 | 10 | 11328 | 0.04 | 65.66 | 65.65 | 0.01 | 0
2030 | SPP_N_2_NE | SPP_N | NE | Internal | Summer | B2 | 25 | 11328 | 0.02 | 62.69 | 62.68 | 0.01 | 0
2030 | SPP_N_2_NE | SPP_N | NE | Internal | Summer | B3 | 75 | 11328 | 0 | 65.66 | 65.65 | 0.01 | 0
2030 | SPP_N_2_NE | SPP_N | NE | Internal | Summer | B4 | 100 | 11328 | 0 | 62.94 | 62.93 | 0.01 | 0
2030 | SPP_N_2_NE | SPP_N | NE | Internal | Summer | B5 | 200 | 11328 | 0 | 62.69 | 62.68 | 0.01 | 0
2030 | SPP_N_2_NE | SPP_N | NE | Internal | Summer | B6 | 300 | 11328 | 0 | 51.42 | 51.41 | 0.01 | 0
2030 | SPP_N_2_NE | SPP_N | NE | Internal | Summer | B7 | 400 | 11328 | 0 | 43.57 | 39.2 | 0.01 | 0
2030 | SPP_N_2_NE | SPP_N | NE | Internal | Summer | B8 | 500 | 11328 | 0 | 39.91 | 33.88 | 0.01 | 0
2030 | SPP_N_2_NE | SPP_N | NE | Internal | Summer | B9 | 800 | 11328 | 0 | 34.34 | 31.66 | 0.01 | 0
2030 | SPP_N_2_NE | SPP_N | NE | Internal | Summer | B10 | 1262 | 11328 | 0 | 28.44 | 27.73 | 0.01 | 0
2030 | SPP_N_2_NE | SPP_N | NE | Internal | Winter | B16 | 25 | 11328 | 0 | 31.53 | -2.03 | 0.01 | 0
2030 | SPP_N_2_NE | SPP_N | NE | Internal | Winter | B17 | 100 | 11328 | 0 | 31.18 | 23.57 | 0.01 | 0
2030 | SPP_N_2_NE | SPP_N | NE | Internal | Winter | B18 | 400 | 11328 | 0 | 34.86 | 31.52 | 0.01 | 0
2030 | SPP_N_2_NE | SPP_N | NE | Internal | Winter | B19 | 700 | 11328 | 0 | 31.53 | 31.52 | 0.01 | 0
2030 | SPP_N_2_NE | SPP_N | NE | Internal | Winter | B20 | 935 | 11328 | 0 | 19.74 | 19.73 | 0.01 | 0
2030 | SPP_N_2_SPP_S | SPP_N | SPP_S | Internal | Shoulder | B11 | 25 | 5571 | 0 | 48.04 | 47.43 | 0.01 | 0
2030 | SPP_N_2_SPP_S | SPP_N | SPP_S | Internal | Shoulder | B12 | 200 | 5571 | 2056.86 | 39.32 | 39.33 | 0.01 | 0
2030 | SPP_N_2_SPP_S | SPP_N | SPP_S | Internal | Shoulder | B13 | 600 | 5571 | 2238.05 | 34.01 | 34.02 | 0.01 | 0
2030 | SPP_N_2_SPP_S | SPP_N | SPP_S | Internal | Shoulder | B14 | 900 | 5571 | 0 | 26.05 | 26.04 | 0.01 | 0
2030 | SPP_N_2_SPP_S | SPP_N | SPP_S | Internal | Shoulder | B15 | 1203 | 5571 | 0 | 11.87 | 7.23 | 0.01 | 0
2030 | SPP_N_2_SPP_S | SPP_N | SPP_S | Internal | Summer | B1 | 10 | 5571 | 0 | 65.66 | 43.58 | 0.01 | 0
2030 | SPP_N_2_SPP_S | SPP_N | SPP_S | Internal | Summer | B2 | 25 | 5571 | 0.03 | 62.69 | 62.69 | 0.01 | 0
2030 | SPP_N_2_SPP_S | SPP_N | SPP_S | Internal | Summer | B3 | 75 | 5571 | 0.01 | 65.66 | 65.66 | 0.01 | 0
2030 | SPP_N_2_SPP_S | SPP_N | SPP_S | Internal | Summer | B4 | 100 | 5571 | 0 | 62.94 | 62.94 | 0.01 | 0
2030 | SPP_N_2_SPP_S | SPP_N | SPP_S | Internal | Summer | B5 | 200 | 5571 | 0 | 62.69 | 62.69 | 0.01 | 0
2030 | SPP_N_2_SPP_S | SPP_N | SPP_S | Internal | Summer | B6 | 300 | 5571 | 0 | 51.42 | 51.42 | 0.01 | 0
2030 | SPP_N_2_SPP_S | SPP_N | SPP_S | Internal | Summer | B7 | 400 | 5571 | 4412.35 | 43.57 | 43.58 | 0.01 | 0
2030 | SPP_N_2_SPP_S | SPP_N | SPP_S | Internal | Summer | B8 | 500 | 5571 | 4502.82 | 39.91 | 39.92 | 0.01 | 0
2030 | SPP_N_2_SPP_S | SPP_N | SPP_S | Internal | Summer | B9 | 800 | 5571 | 5571 | 34.34 | 38.87 | 0.01 | 4.51
2030 | SPP_N_2_SPP_S | SPP_N | SPP_S | Internal | Summer | B10 | 1262 | 5571 | 5571 | 28.44 | 30.68 | 0.01 | 2.23
2030 | SPP_N_2_SPP_S | SPP_N | SPP_S | Internal | Winter | B16 | 25 | 5571 | 4880.81 | 31.53 | 31.54 | 0.01 | 0
2030 | SPP_N_2_SPP_S | SPP_N | SPP_S | Internal | Winter | B17 | 100 | 5571 | 4752.36 | 31.18 | 31.19 | 0.01 | 0
2030 | SPP_N_2_SPP_S | SPP_N | SPP_S | Internal | Winter | B18 | 400 | 5571 | 3943.45 | 34.86 | 34.87 | 0.01 | 0
2030 | SPP_N_2_SPP_S | SPP_N | SPP_S | Internal | Winter | B19 | 700 | 5571 | 3586.38 | 31.53 | 31.54 | 0.01 | 0
2030 | SPP_N_2_SPP_S | SPP_N | SPP_S | Internal | Winter | B20 | 935 | 5571 | 1110.14 | 19.74 | 19.75 | 0.01 | 0
2030 | SPP_S_2_ENT | SPP_S | ENT | Internal | Shoulder | B11 | 25 | 5132 | 5132 | 47.43 | 53.04 | 5 | 0.6
2030 | SPP_S_2_ENT | SPP_S | ENT | Internal | Shoulder | B12 | 200 | 5132 | 5132 | 39.33 | 44.91 | 5 | 0.57
2030 | SPP_S_2_ENT | SPP_S | ENT | Internal | Shoulder | B13 | 600 | 5132 | 5132 | 34.02 | 42.11 | 5 | 3.09
2030 | SPP_S_2_ENT | SPP_S | ENT | Internal | Shoulder | B14 | 900 | 5132 | 5132 | 26.04 | 41.93 | 5 | 10.89
2030 | SPP_S_2_ENT | SPP_S | ENT | Internal | Shoulder | B15 | 1203 | 5132 | 5132 | 7.23 | 37.09 | 5 | 24.86
2030 | SPP_S_2_ENT | SPP_S | ENT | Internal | Summer | B1 | 10 | 5132 | 5132 | 43.58 | 70.66 | 5 | 22.08
2030 | SPP_S_2_ENT | SPP_S | ENT | Internal | Summer | B2 | 25 | 5132 | 2124.13 | 62.69 | 67.69 | 5 | 0
2030 | SPP_S_2_ENT | SPP_S | ENT | Internal | Summer | B3 | 75 | 5132 | 2458.79 | 65.66 | 70.66 | 5 | 0
2030 | SPP_S_2_ENT | SPP_S | ENT | Internal | Summer | B4 | 100 | 5132 | 3277.29 | 62.94 | 67.94 | 5 | 0
2030 | SPP_S_2_ENT | SPP_S | ENT | Internal | Summer | B5 | 200 | 5132 | 1215.35 | 62.69 | 67.69 | 5 | 0
2030 | SPP_S_2_ENT | SPP_S | ENT | Internal | Summer | B6 | 300 | 5132 | 341.87 | 51.42 | 56.42 | 5 | 0
2030 | SPP_S_2_ENT | SPP_S | ENT | Internal | Summer | B7 | 400 | 5132 | 0 | 43.58 | 48.57 | 5 | 0
2030 | SPP_S_2_ENT | SPP_S | ENT | Internal | Summer | B8 | 500 | 5132 | 0 | 39.92 | 44.91 | 5 | 0
2030 | SPP_S_2_ENT | SPP_S | ENT | Internal | Summer | B9 | 800 | 5132 | 2989.42 | 38.87 | 43.87 | 5 | 0
2030 | SPP_S_2_ENT | SPP_S | ENT | Internal | Summer | B10 | 1262 | 5132 | 5132 | 30.68 | 36.91 | 5 | 1.23
2030 | SPP_S_2_ENT | SPP_S | ENT | Internal | Winter | B16 | 25 | 5132 | 5132 | 31.54 | 48.62 | 5 | 12.08
2030 | SPP_S_2_ENT | SPP_S | ENT | Internal | Winter | B17 | 100 | 5132 | 5132 | 31.19 | 44.67 | 5 | 8.48
2030 | SPP_S_2_ENT | SPP_S | ENT | Internal | Winter | B18 | 400 | 5132 | 5132 | 34.87 | 42.64 | 5 | 2.77
2030 | SPP_S_2_ENT | SPP_S | ENT | Internal | Winter | B19 | 700 | 5132 | 5132 | 31.54 | 42.64 | 5 | 6.1
2030 | SPP_S_2_ENT | SPP_S | ENT | Internal | Winter | B20 | 935 | 5132 | 5132 | 19.75 | 37.18 | 5 | 12.43
2030 | SPP_S_2_SPP_N | SPP_S | SPP_N | Internal | Shoulder | B11 | 25 | 2211 | 2211 | 47.43 | 48.04 | 0.01 | 0.59
2030 | SPP_S_2_SPP_N | SPP_S | SPP_N | Internal | Shoulder | B12 | 200 | 2211 | 0 | 39.33 | 39.32 | 0.01 | 0
2030 | SPP_S_2_SPP_N | SPP_S | SPP_N | Internal | Shoulder | B13 | 600 | 2211 | 0 | 34.02 | 34.01 | 0.01 | 0
2030 | SPP_S_2_SPP_N | SPP_S | SPP_N | Internal | Shoulder | B14 | 900 | 2211 | 419.23 | 26.04 | 26.05 | 0.01 | 0
2030 | SPP_S_2_SPP_N | SPP_S | SPP_N | Internal | Shoulder | B15 | 1203 | 2211 | 2211 | 7.23 | 11.87 | 0.01 | 4.63
2030 | SPP_S_2_SPP_N | SPP_S | SPP_N | Internal | Summer | B1 | 10 | 2211 | 2211 | 43.58 | 65.66 | 0.01 | 22.07
2030 | SPP_S_2_SPP_N | SPP_S | SPP_N | Internal | Summer | B2 | 25 | 2211 | 0.03 | 62.69 | 62.69 | 0.01 | 0
2030 | SPP_S_2_SPP_N | SPP_S | SPP_N | Internal | Summer | B3 | 75 | 2211 | 0.01 | 65.66 | 65.66 | 0.01 | 0
2030 | SPP_S_2_SPP_N | SPP_S | SPP_N | Internal | Summer | B4 | 100 | 2211 | 0 | 62.94 | 62.94 | 0.01 | 0
2030 | SPP_S_2_SPP_N | SPP_S | SPP_N | Internal | Summer | B5 | 200 | 2211 | 0 | 62.69 | 62.69 | 0.01 | 0
2030 | SPP_S_2_SPP_N | SPP_S | SPP_N | Internal | Summer | B6 | 300 | 2211 | 0 | 51.42 | 51.42 | 0.01 | 0
2030 | SPP_S_2_SPP_N | SPP_S | SPP_N | Internal | Summer | B7 | 400 | 2211 | 0 | 43.58 | 43.57 | 0.01 | 0
2030 | SPP_S_2_SPP_N | SPP_S | SPP_N | Internal | Summer | B8 | 500 | 2211 | 0 | 39.92 | 39.91 | 0.01 | 0
2030 | SPP_S_2_SPP_N | SPP_S | SPP_N | Internal | Summer | B9 | 800 | 2211 | 0 | 38.87 | 34.34 | 0.01 | 0
2030 | SPP_S_2_SPP_N | SPP_S | SPP_N | Internal | Summer | B10 | 1262 | 2211 | 0 | 30.68 | 28.44 | 0.01 | 0
2030 | SPP_S_2_SPP_N | SPP_S | SPP_N | Internal | Winter | B16 | 25 | 2211 | 0.02 | 31.54 | 31.53 | 0.01 | 0
2030 | SPP_S_2_SPP_N | SPP_S | SPP_N | Internal | Winter | B17 | 100 | 2211 | 0 | 31.19 | 31.18 | 0.01 | 0
2030 | SPP_S_2_SPP_N | SPP_S | SPP_N | Internal | Winter | B18 | 400 | 2211 | 0 | 34.87 | 34.86 | 0.01 | 0
2030 | SPP_S_2_SPP_N | SPP_S | SPP_N | Internal | Winter | B19 | 700 | 2211 | 0 | 31.54 | 31.53 | 0.01 | 0
2030 | SPP_S_2_SPP_N | SPP_S | SPP_N | Internal | Winter | B20 | 935 | 2211 | 0 | 19.75 | 19.74 | 0.01 | 0
2030 | TVA_2_ENT | TVA | ENT | Internal | Shoulder | B11 | 25 | 500 | 0 | 61.05 | 53.04 | 9 | 0
2030 | TVA_2_ENT | TVA | ENT | Internal | Shoulder | B12 | 200 | 500 | 0 | 48.87 | 44.91 | 9 | 0
2030 | TVA_2_ENT | TVA | ENT | Internal | Shoulder | B13 | 600 | 500 | 0 | 46.87 | 42.11 | 9 | 0
2030 | TVA_2_ENT | TVA | ENT | Internal | Shoulder | B14 | 900 | 500 | 0 | 46.87 | 41.93 | 9 | 0
2030 | TVA_2_ENT | TVA | ENT | Internal | Shoulder | B15 | 1203 | 500 | 0 | 44.01 | 37.09 | 9 | 0
2030 | TVA_2_ENT | TVA | ENT | Internal | Summer | B1 | 10 | 500 | 0 | 78.67 | 70.66 | 9 | 0
2030 | TVA_2_ENT | TVA | ENT | Internal | Summer | B2 | 25 | 500 | 0 | 75.69 | 67.69 | 9 | 0
2030 | TVA_2_ENT | TVA | ENT | Internal | Summer | B3 | 75 | 500 | 0 | 74.56 | 70.66 | 9 | 0
2030 | TVA_2_ENT | TVA | ENT | Internal | Summer | B4 | 100 | 500 | 0 | 74.56 | 67.94 | 9 | 0
2030 | TVA_2_ENT | TVA | ENT | Internal | Summer | B5 | 200 | 500 | 0 | 73.74 | 67.69 | 9 | 0
2030 | TVA_2_ENT | TVA | ENT | Internal | Summer | B6 | 300 | 500 | 0 | 57.58 | 56.42 | 9 | 0
2030 | TVA_2_ENT | TVA | ENT | Internal | Summer | B7 | 400 | 500 | 0 | 45.43 | 48.57 | 9 | 0
2030 | TVA_2_ENT | TVA | ENT | Internal | Summer | B8 | 500 | 500 | 0 | 45.43 | 44.91 | 9 | 0
2030 | TVA_2_ENT | TVA | ENT | Internal | Summer | B9 | 800 | 500 | 0 | 41.91 | 43.87 | 9 | 0
2030 | TVA_2_ENT | TVA | ENT | Internal | Summer | B10 | 1262 | 500 | 0 | 41.91 | 36.91 | 9 | 0
2030 | TVA_2_ENT | TVA | ENT | Internal | Winter | B16 | 25 | 500 | 0 | 61.05 | 48.62 | 9 | 0
2030 | TVA_2_ENT | TVA | ENT | Internal | Winter | B17 | 100 | 500 | 0 | 52.69 | 44.67 | 9 | 0
2030 | TVA_2_ENT | TVA | ENT | Internal | Winter | B18 | 400 | 500 | 0 | 49.09 | 42.64 | 9 | 0
2030 | TVA_2_ENT | TVA | ENT | Internal | Winter | B19 | 700 | 500 | 0 | 47.36 | 42.64 | 9 | 0
2030 | TVA_2_ENT | TVA | ENT | Internal | Winter | B20 | 935 | 500 | 0 | 45.19 | 37.18 | 9 | 0
2030 | TVA_2_NonRTO_Midwest | TVA | NonRTO_Midwest | Internal | Shoulder | B11 | 25 | 100 | 0 | 61.05 | 65.04 | 9 | 0
2030 | TVA_2_NonRTO_Midwest | TVA | NonRTO_Midwest | Internal | Shoulder | B12 | 200 | 100 | 100 | 48.87 | 60.11 | 9 | 2.24
2030 | TVA_2_NonRTO_Midwest | TVA | NonRTO_Midwest | Internal | Shoulder | B13 | 600 | 100 | 0 | 46.87 | 52.4 | 9 | 0
2030 | TVA_2_NonRTO_Midwest | TVA | NonRTO_Midwest | Internal | Shoulder | B14 | 900 | 100 | 0 | 46.87 | 43.2 | 9 | 0
2030 | TVA_2_NonRTO_Midwest | TVA | NonRTO_Midwest | Internal | Shoulder | B15 | 1203 | 100 | 0 | 44.01 | 43.2 | 9 | 0
2030 | TVA_2_NonRTO_Midwest | TVA | NonRTO_Midwest | Internal | Summer | B1 | 10 | 100 | 0 | 78.67 | 76.13 | 9 | 0
2030 | TVA_2_NonRTO_Midwest | TVA | NonRTO_Midwest | Internal | Summer | B2 | 25 | 100 | 0 | 75.69 | 76.13 | 9 | 0
2030 | TVA_2_NonRTO_Midwest | TVA | NonRTO_Midwest | Internal | Summer | B3 | 75 | 100 | 0 | 74.56 | 76.13 | 9 | 0
2030 | TVA_2_NonRTO_Midwest | TVA | NonRTO_Midwest | Internal | Summer | B4 | 100 | 100 | 0 | 74.56 | 76.13 | 9 | 0
2030 | TVA_2_NonRTO_Midwest | TVA | NonRTO_Midwest | Internal | Summer | B5 | 200 | 100 | 0 | 73.74 | 75.7 | 9 | 0
2030 | TVA_2_NonRTO_Midwest | TVA | NonRTO_Midwest | Internal | Summer | B6 | 300 | 100 | 0 | 57.58 | 64.44 | 9 | 0
2030 | TVA_2_NonRTO_Midwest | TVA | NonRTO_Midwest | Internal | Summer | B7 | 400 | 100 | 0 | 45.43 | 48.15 | 9 | 0
2030 | TVA_2_NonRTO_Midwest | TVA | NonRTO_Midwest | Internal | Summer | B8 | 500 | 100 | 0 | 45.43 | 41.68 | 9 | 0
2030 | TVA_2_NonRTO_Midwest | TVA | NonRTO_Midwest | Internal | Summer | B9 | 800 | 100 | 0 | 41.91 | 41.68 | 9 | 0
2030 | TVA_2_NonRTO_Midwest | TVA | NonRTO_Midwest | Internal | Summer | B10 | 1262 | 100 | 0 | 41.91 | 36.91 | 9 | 0
2030 | TVA_2_NonRTO_Midwest | TVA | NonRTO_Midwest | Internal | Winter | B16 | 25 | 100 | 0 | 61.05 | 65.27 | 9 | 0
2030 | TVA_2_NonRTO_Midwest | TVA | NonRTO_Midwest | Internal | Winter | B17 | 100 | 100 | 100 | 52.69 | 63.28 | 9 | 1.6
2030 | TVA_2_NonRTO_Midwest | TVA | NonRTO_Midwest | Internal | Winter | B18 | 400 | 100 | 0 | 49.09 | 54.4 | 9 | 0
2030 | TVA_2_NonRTO_Midwest | TVA | NonRTO_Midwest | Internal | Winter | B19 | 700 | 100 | 0 | 47.36 | 46.19 | 9 | 0
2030 | TVA_2_NonRTO_Midwest | TVA | NonRTO_Midwest | Internal | Winter | B20 | 935 | 100 | 0 | 45.19 | 40.88 | 9 | 0
2030 | TVA_2_SOCO | TVA | SOCO | Internal | Shoulder | B11 | 25 | 500 | 0.03 | 61.05 | 70.04 | 9 | 0
2030 | TVA_2_SOCO | TVA | SOCO | Internal | Shoulder | B12 | 200 | 500 | 0 | 48.87 | 49.17 | 9 | 0
2030 | TVA_2_SOCO | TVA | SOCO | Internal | Shoulder | B13 | 600 | 500 | 0 | 46.87 | 47.47 | 9 | 0
2030 | TVA_2_SOCO | TVA | SOCO | Internal | Shoulder | B14 | 900 | 500 | 0 | 46.87 | 47.47 | 9 | 0
2030 | TVA_2_SOCO | TVA | SOCO | Internal | Shoulder | B15 | 1203 | 500 | 0 | 44.01 | 45.09 | 9 | 0
2030 | TVA_2_SOCO | TVA | SOCO | Internal | Summer | B1 | 10 | 500 | 0.07 | 78.67 | 87.66 | 9 | 0
2030 | TVA_2_SOCO | TVA | SOCO | Internal | Summer | B2 | 25 | 500 | 0 | 75.69 | 79.32 | 9 | 0
2030 | TVA_2_SOCO | TVA | SOCO | Internal | Summer | B3 | 75 | 500 | 0 | 74.56 | 78.66 | 9 | 0
2030 | TVA_2_SOCO | TVA | SOCO | Internal | Summer | B4 | 100 | 500 | 0 | 74.56 | 77.81 | 9 | 0
2030 | TVA_2_SOCO | TVA | SOCO | Internal | Summer | B5 | 200 | 500 | 0 | 73.74 | 77.81 | 9 | 0
2030 | TVA_2_SOCO | TVA | SOCO | Internal | Summer | B6 | 300 | 500 | 0 | 57.58 | 64.42 | 9 | 0
2030 | TVA_2_SOCO | TVA | SOCO | Internal | Summer | B7 | 400 | 500 | 500 | 45.43 | 59.2 | 9 | 4.76
2030 | TVA_2_SOCO | TVA | SOCO | Internal | Summer | B8 | 500 | 500 | 0 | 45.43 | 47.61 | 9 | 0
2030 | TVA_2_SOCO | TVA | SOCO | Internal | Summer | B9 | 800 | 500 | 0 | 41.91 | 45.97 | 9 | 0
2030 | TVA_2_SOCO | TVA | SOCO | Internal | Summer | B10 | 1262 | 500 | 0 | 41.91 | 44.91 | 9 | 0
2030 | TVA_2_SOCO | TVA | SOCO | Internal | Winter | B16 | 25 | 500 | 0.03 | 61.05 | 70.04 | 9 | 0
2030 | TVA_2_SOCO | TVA | SOCO | Internal | Winter | B17 | 100 | 500 | 0 | 52.69 | 52.46 | 9 | 0
2030 | TVA_2_SOCO | TVA | SOCO | Internal | Winter | B18 | 400 | 500 | 0 | 49.09 | 50.64 | 9 | 0
2030 | TVA_2_SOCO | TVA | SOCO | Internal | Winter | B19 | 700 | 500 | 0 | 47.36 | 50.64 | 9 | 0
2030 | TVA_2_SOCO | TVA | SOCO | Internal | Winter | B20 | 935 | 500 | 0 | 45.19 | 46.56 | 9 | 0
2030 | TVA_2_VACAR | TVA | VACAR | Internal | Shoulder | B11 | 25 | 150 | 0 | 61.05 | 63.04 | 9 | 0
2030 | TVA_2_VACAR | TVA | VACAR | Internal | Shoulder | B12 | 200 | 150 | 0 | 48.87 | 52.32 | 9 | 0
2030 | TVA_2_VACAR | TVA | VACAR | Internal | Shoulder | B13 | 600 | 150 | 0 | 46.87 | 49.28 | 9 | 0
2030 | TVA_2_VACAR | TVA | VACAR | Internal | Shoulder | B14 | 900 | 150 | 0 | 46.87 | 47.06 | 9 | 0
2030 | TVA_2_VACAR | TVA | VACAR | Internal | Shoulder | B15 | 1203 | 150 | 0 | 44.01 | 46.72 | 9 | 0
2030 | TVA_2_VACAR | TVA | VACAR | Internal | Summer | B1 | 10 | 150 | 0 | 78.67 | 80.82 | 9 | 0
2030 | TVA_2_VACAR | TVA | VACAR | Internal | Summer | B2 | 25 | 150 | 0 | 75.69 | 80.82 | 9 | 0
2030 | TVA_2_VACAR | TVA | VACAR | Internal | Summer | B3 | 75 | 150 | 0 | 74.56 | 80.82 | 9 | 0
2030 | TVA_2_VACAR | TVA | VACAR | Internal | Summer | B4 | 100 | 150 | 0 | 74.56 | 79.19 | 9 | 0
2030 | TVA_2_VACAR | TVA | VACAR | Internal | Summer | B5 | 200 | 150 | 0 | 73.74 | 79.19 | 9 | 0
2030 | TVA_2_VACAR | TVA | VACAR | Internal | Summer | B6 | 300 | 150 | 0 | 57.58 | 64.41 | 9 | 0
2030 | TVA_2_VACAR | TVA | VACAR | Internal | Summer | B7 | 400 | 150 | 0 | 45.43 | 52.2 | 9 | 0
2030 | TVA_2_VACAR | TVA | VACAR | Internal | Summer | B8 | 500 | 150 | 0 | 45.43 | 46.88 | 9 | 0
2030 | TVA_2_VACAR | TVA | VACAR | Internal | Summer | B9 | 800 | 150 | 0 | 41.91 | 44.66 | 9 | 0
2030 | TVA_2_VACAR | TVA | VACAR | Internal | Summer | B10 | 1262 | 150 | 0 | 41.91 | 44.66 | 9 | 0
2030 | TVA_2_VACAR | TVA | VACAR | Internal | Winter | B16 | 25 | 150 | 150 | 61.05 | 90.4 | 9 | 20.36
2030 | TVA_2_VACAR | TVA | VACAR | Internal | Winter | B17 | 100 | 150 | 0 | 52.69 | 59.21 | 9 | 0
2030 | TVA_2_VACAR | TVA | VACAR | Internal | Winter | B18 | 400 | 150 | 0 | 49.09 | 51.33 | 9 | 0
2030 | TVA_2_VACAR | TVA | VACAR | Internal | Winter | B19 | 700 | 150 | 0 | 47.36 | 51.33 | 9 | 0
2030 | TVA_2_VACAR | TVA | VACAR | Internal | Winter | B20 | 935 | 150 | 0 | 45.19 | 51.33 | 9 | 0
2030 | TVA_Transmission_2_NonRTO_Midwest | TVA_Transmission | NonRTO_Midwest | Internal | Shoulder | B11 | 25 | 700 | 0 | 61.04 | 65.04 | 9 | 0
2030 | TVA_Transmission_2_NonRTO_Midwest | TVA_Transmission | NonRTO_Midwest | Internal | Shoulder | B12 | 200 | 700 | 0 | 51.5 | 60.11 | 9 | 0
2030 | TVA_Transmission_2_NonRTO_Midwest | TVA_Transmission | NonRTO_Midwest | Internal | Shoulder | B13 | 600 | 700 | 0 | 47.71 | 52.4 | 9 | 0
2030 | TVA_Transmission_2_NonRTO_Midwest | TVA_Transmission | NonRTO_Midwest | Internal | Shoulder | B14 | 900 | 700 | 0 | 47.32 | 43.2 | 9 | 0
2030 | TVA_Transmission_2_NonRTO_Midwest | TVA_Transmission | NonRTO_Midwest | Internal | Shoulder | B15 | 1203 | 700 | 0 | 43.99 | 43.2 | 9 | 0
2030 | TVA_Transmission_2_NonRTO_Midwest | TVA_Transmission | NonRTO_Midwest | Internal | Summer | B1 | 10 | 700 | 0 | 78.66 | 76.13 | 9 | 0
2030 | TVA_Transmission_2_NonRTO_Midwest | TVA_Transmission | NonRTO_Midwest | Internal | Summer | B2 | 25 | 700 | 0 | 75.68 | 76.13 | 9 | 0
2030 | TVA_Transmission_2_NonRTO_Midwest | TVA_Transmission | NonRTO_Midwest | Internal | Summer | B3 | 75 | 700 | 0 | 74.91 | 76.13 | 9 | 0
2030 | TVA_Transmission_2_NonRTO_Midwest | TVA_Transmission | NonRTO_Midwest | Internal | Summer | B4 | 100 | 700 | 0 | 74.55 | 76.13 | 9 | 0
2030 | TVA_Transmission_2_NonRTO_Midwest | TVA_Transmission | NonRTO_Midwest | Internal | Summer | B5 | 200 | 700 | 0 | 73.72 | 75.7 | 9 | 0
2030 | TVA_Transmission_2_NonRTO_Midwest | TVA_Transmission | NonRTO_Midwest | Internal | Summer | B6 | 300 | 700 | 0 | 60.79 | 64.44 | 9 | 0
2030 | TVA_Transmission_2_NonRTO_Midwest | TVA_Transmission | NonRTO_Midwest | Internal | Summer | B7 | 400 | 700 | 0 | 51.11 | 48.15 | 9 | 0
2030 | TVA_Transmission_2_NonRTO_Midwest | TVA_Transmission | NonRTO_Midwest | Internal | Summer | B8 | 500 | 700 | 0 | 46.07 | 41.68 | 9 | 0
2030 | TVA_Transmission_2_NonRTO_Midwest | TVA_Transmission | NonRTO_Midwest | Internal | Summer | B9 | 800 | 700 | 0 | 43.24 | 41.68 | 9 | 0
2030 | TVA_Transmission_2_NonRTO_Midwest | TVA_Transmission | NonRTO_Midwest | Internal | Summer | B10 | 1262 | 700 | 0 | 42.06 | 36.91 | 9 | 0
2030 | TVA_Transmission_2_NonRTO_Midwest | TVA_Transmission | NonRTO_Midwest | Internal | Winter | B16 | 25 | 700 | 0 | 61.04 | 65.27 | 9 | 0
2030 | TVA_Transmission_2_NonRTO_Midwest | TVA_Transmission | NonRTO_Midwest | Internal | Winter | B17 | 100 | 700 | 700 | 52.67 | 63.28 | 9 | 1.61
2030 | TVA_Transmission_2_NonRTO_Midwest | TVA_Transmission | NonRTO_Midwest | Internal | Winter | B18 | 400 | 700 | 0 | 49.08 | 54.4 | 9 | 0
2030 | TVA_Transmission_2_NonRTO_Midwest | TVA_Transmission | NonRTO_Midwest | Internal | Winter | B19 | 700 | 700 | 0 | 47.34 | 46.19 | 9 | 0
2030 | TVA_Transmission_2_NonRTO_Midwest | TVA_Transmission | NonRTO_Midwest | Internal | Winter | B20 | 935 | 700 | 0 | 45.18 | 40.88 | 9 | 0
2030 | TVA_Transmission_2_SOCO | TVA_Transmission | SOCO | Internal | Shoulder | B11 | 25 | 3200 | 860.05 | 61.04 | 70.04 | 9 | 0
2030 | TVA_Transmission_2_SOCO | TVA_Transmission | SOCO | Internal | Shoulder | B12 | 200 | 3200 | 0 | 51.5 | 49.17 | 9 | 0
2030 | TVA_Transmission_2_SOCO | TVA_Transmission | SOCO | Internal | Shoulder | B13 | 600 | 3200 | 0 | 47.71 | 47.47 | 9 | 0
2030 | TVA_Transmission_2_SOCO | TVA_Transmission | SOCO | Internal | Shoulder | B14 | 900 | 3200 | 0 | 47.32 | 47.47 | 9 | 0
2030 | TVA_Transmission_2_SOCO | TVA_Transmission | SOCO | Internal | Shoulder | B15 | 1203 | 3200 | 0 | 43.99 | 45.09 | 9 | 0
2030 | TVA_Transmission_2_SOCO | TVA_Transmission | SOCO | Internal | Summer | B1 | 10 | 3200 | 837.91 | 78.66 | 87.66 | 9 | 0
2030 | TVA_Transmission_2_SOCO | TVA_Transmission | SOCO | Internal | Summer | B2 | 25 | 3200 | 0 | 75.68 | 79.32 | 9 | 0
2030 | TVA_Transmission_2_SOCO | TVA_Transmission | SOCO | Internal | Summer | B3 | 75 | 3200 | 0 | 74.91 | 78.66 | 9 | 0
2030 | TVA_Transmission_2_SOCO | TVA_Transmission | SOCO | Internal | Summer | B4 | 100 | 3200 | 0 | 74.55 | 77.81 | 9 | 0
2030 | TVA_Transmission_2_SOCO | TVA_Transmission | SOCO | Internal | Summer | B5 | 200 | 3200 | 0 | 73.72 | 77.81 | 9 | 0
2030 | TVA_Transmission_2_SOCO | TVA_Transmission | SOCO | Internal | Summer | B6 | 300 | 3200 | 0 | 60.79 | 64.42 | 9 | 0
2030 | TVA_Transmission_2_SOCO | TVA_Transmission | SOCO | Internal | Summer | B7 | 400 | 3200 | 0 | 51.11 | 59.2 | 9 | 0
2030 | TVA_Transmission_2_SOCO | TVA_Transmission | SOCO | Internal | Summer | B8 | 500 | 3200 | 0 | 46.07 | 47.61 | 9 | 0
2030 | TVA_Transmission_2_SOCO | TVA_Transmission | SOCO | Internal | Summer | B9 | 800 | 3200 | 0 | 43.24 | 45.97 | 9 | 0
2030 | TVA_Transmission_2_SOCO | TVA_Transmission | SOCO | Internal | Summer | B10 | 1262 | 3200 | 0 | 42.06 | 44.91 | 9 | 0
2030 | TVA_Transmission_2_SOCO | TVA_Transmission | SOCO | Internal | Winter | B16 | 25 | 3200 | 1921.04 | 61.04 | 70.04 | 9 | 0
2030 | TVA_Transmission_2_SOCO | TVA_Transmission | SOCO | Internal | Winter | B17 | 100 | 3200 | 0 | 52.67 | 52.46 | 9 | 0
2030 | TVA_Transmission_2_SOCO | TVA_Transmission | SOCO | Internal | Winter | B18 | 400 | 3200 | 0 | 49.08 | 50.64 | 9 | 0
2030 | TVA_Transmission_2_SOCO | TVA_Transmission | SOCO | Internal | Winter | B19 | 700 | 3200 | 0 | 47.34 | 50.64 | 9 | 0
2030 | TVA_Transmission_2_SOCO | TVA_Transmission | SOCO | Internal | Winter | B20 | 935 | 3200 | 0 | 45.18 | 46.56 | 9 | 0
2030 | TVA_Transmission_2_TVA | TVA_Transmission | TVA | Internal | Shoulder | B11 | 25 | 99999 | 334.58 | 61.04 | 61.05 | 0.01 | 0
2030 | TVA_Transmission_2_TVA | TVA_Transmission | TVA | Internal | Shoulder | B12 | 200 | 99999 | 0 | 51.5 | 48.87 | 0.01 | 0
2030 | TVA_Transmission_2_TVA | TVA_Transmission | TVA | Internal | Shoulder | B13 | 600 | 99999 | 0 | 47.71 | 46.87 | 0.01 | 0
2030 | TVA_Transmission_2_TVA | TVA_Transmission | TVA | Internal | Shoulder | B14 | 900 | 99999 | 0 | 47.32 | 46.87 | 0.01 | 0
2030 | TVA_Transmission_2_TVA | TVA_Transmission | TVA | Internal | Shoulder | B15 | 1203 | 99999 | 137.22 | 43.99 | 44.01 | 0.01 | 0
2030 | TVA_Transmission_2_TVA | TVA_Transmission | TVA | Internal | Summer | B1 | 10 | 99999 | 3070.56 | 78.66 | 78.67 | 0.01 | 0
2030 | TVA_Transmission_2_TVA | TVA_Transmission | TVA | Internal | Summer | B2 | 25 | 99999 | 1994.78 | 75.68 | 75.69 | 0.01 | 0
2030 | TVA_Transmission_2_TVA | TVA_Transmission | TVA | Internal | Summer | B3 | 75 | 99999 | 0 | 74.91 | 74.56 | 0.01 | 0
2030 | TVA_Transmission_2_TVA | TVA_Transmission | TVA | Internal | Summer | B4 | 100 | 99999 | 2500 | 74.55 | 74.56 | 0.01 | 0
2030 | TVA_Transmission_2_TVA | TVA_Transmission | TVA | Internal | Summer | B5 | 200 | 99999 | 1420.86 | 73.72 | 73.74 | 0.01 | 0
2030 | TVA_Transmission_2_TVA | TVA_Transmission | TVA | Internal | Summer | B6 | 300 | 99999 | 0 | 60.79 | 57.58 | 0.01 | 0
2030 | TVA_Transmission_2_TVA | TVA_Transmission | TVA | Internal | Summer | B7 | 400 | 99999 | 0 | 51.11 | 45.43 | 0.01 | 0
2030 | TVA_Transmission_2_TVA | TVA_Transmission | TVA | Internal | Summer | B8 | 500 | 99999 | 0 | 46.07 | 45.43 | 0.01 | 0
2030 | TVA_Transmission_2_TVA | TVA_Transmission | TVA | Internal | Summer | B9 | 800 | 99999 | 0 | 43.24 | 41.91 | 0.01 | 0
2030 | TVA_Transmission_2_TVA | TVA_Transmission | TVA | Internal | Summer | B10 | 1262 | 99999 | 0 | 42.06 | 41.91 | 0.01 | 0
2030 | TVA_Transmission_2_TVA | TVA_Transmission | TVA | Internal | Winter | B16 | 25 | 99999 | 4045.21 | 61.04 | 61.05 | 0.01 | 0
2030 | TVA_Transmission_2_TVA | TVA_Transmission | TVA | Internal | Winter | B17 | 100 | 99999 | 81.55 | 52.67 | 52.69 | 0.01 | 0
2030 | TVA_Transmission_2_TVA | TVA_Transmission | TVA | Internal | Winter | B18 | 400 | 99999 | 757.63 | 49.08 | 49.09 | 0.01 | 0
2030 | TVA_Transmission_2_TVA | TVA_Transmission | TVA | Internal | Winter | B19 | 700 | 99999 | 802.69 | 47.34 | 47.36 | 0.01 | 0
2030 | TVA_Transmission_2_TVA | TVA_Transmission | TVA | Internal | Winter | B20 | 935 | 99999 | 6468.56 | 45.18 | 45.19 | 0.01 | 0
2030 | TVA_Transmission_2_VACAR | TVA_Transmission | VACAR | Internal | Shoulder | B11 | 25 | 900 | 0 | 61.04 | 63.04 | 9 | 0
2030 | TVA_Transmission_2_VACAR | TVA_Transmission | VACAR | Internal | Shoulder | B12 | 200 | 900 | 0 | 51.5 | 52.32 | 9 | 0
2030 | TVA_Transmission_2_VACAR | TVA_Transmission | VACAR | Internal | Shoulder | B13 | 600 | 900 | 0 | 47.71 | 49.28 | 9 | 0
2030 | TVA_Transmission_2_VACAR | TVA_Transmission | VACAR | Internal | Shoulder | B14 | 900 | 900 | 0 | 47.32 | 47.06 | 9 | 0
2030 | TVA_Transmission_2_VACAR | TVA_Transmission | VACAR | Internal | Shoulder | B15 | 1203 | 900 | 0 | 43.99 | 46.72 | 9 | 0
2030 | TVA_Transmission_2_VACAR | TVA_Transmission | VACAR | Internal | Summer | B1 | 10 | 900 | 0 | 78.66 | 80.82 | 9 | 0
2030 | TVA_Transmission_2_VACAR | TVA_Transmission | VACAR | Internal | Summer | B2 | 25 | 900 | 0 | 75.68 | 80.82 | 9 | 0
2030 | TVA_Transmission_2_VACAR | TVA_Transmission | VACAR | Internal | Summer | B3 | 75 | 900 | 0 | 74.91 | 80.82 | 9 | 0
2030 | TVA_Transmission_2_VACAR | TVA_Transmission | VACAR | Internal | Summer | B4 | 100 | 900 | 0 | 74.55 | 79.19 | 9 | 0
2030 | TVA_Transmission_2_VACAR | TVA_Transmission | VACAR | Internal | Summer | B5 | 200 | 900 | 0 | 73.72 | 79.19 | 9 | 0
2030 | TVA_Transmission_2_VACAR | TVA_Transmission | VACAR | Internal | Summer | B6 | 300 | 900 | 0 | 60.79 | 64.41 | 9 | 0
2030 | TVA_Transmission_2_VACAR | TVA_Transmission | VACAR | Internal | Summer | B7 | 400 | 900 | 0 | 51.11 | 52.2 | 9 | 0
2030 | TVA_Transmission_2_VACAR | TVA_Transmission | VACAR | Internal | Summer | B8 | 500 | 900 | 0 | 46.07 | 46.88 | 9 | 0
2030 | TVA_Transmission_2_VACAR | TVA_Transmission | VACAR | Internal | Summer | B9 | 800 | 900 | 0 | 43.24 | 44.66 | 9 | 0
2030 | TVA_Transmission_2_VACAR | TVA_Transmission | VACAR | Internal | Summer | B10 | 1262 | 900 | 0 | 42.06 | 44.66 | 9 | 0
2030 | TVA_Transmission_2_VACAR | TVA_Transmission | VACAR | Internal | Winter | B16 | 25 | 900 | 900 | 61.04 | 90.4 | 9 | 20.37
2030 | TVA_Transmission_2_VACAR | TVA_Transmission | VACAR | Internal | Winter | B17 | 100 | 900 | 0 | 52.67 | 59.21 | 9 | 0
2030 | TVA_Transmission_2_VACAR | TVA_Transmission | VACAR | Internal | Winter | B18 | 400 | 900 | 0 | 49.08 | 51.33 | 9 | 0
2030 | TVA_Transmission_2_VACAR | TVA_Transmission | VACAR | Internal | Winter | B19 | 700 | 900 | 0 | 47.34 | 51.33 | 9 | 0
2030 | TVA_Transmission_2_VACAR | TVA_Transmission | VACAR | Internal | Winter | B20 | 935 | 900 | 0 | 45.18 | 51.33 | 9 | 0
2030 | VACAR_2_PJM_ROR | VACAR | PJM_ROR | Internal | Shoulder | B11 | 25 | 2865 | 0 | 63.04 | 55.04 | 7 | 0
2030 | VACAR_2_PJM_ROR | VACAR | PJM_ROR | Internal | Shoulder | B12 | 200 | 2865 | 0 | 52.32 | 46.32 | 7 | 0
2030 | VACAR_2_PJM_ROR | VACAR | PJM_ROR | Internal | Shoulder | B13 | 600 | 2865 | 0 | 49.28 | 43.7 | 7 | 0
2030 | VACAR_2_PJM_ROR | VACAR | PJM_ROR | Internal | Shoulder | B14 | 900 | 2865 | 0 | 47.06 | 42.64 | 7 | 0
2030 | VACAR_2_PJM_ROR | VACAR | PJM_ROR | Internal | Shoulder | B15 | 1203 | 2865 | 0 | 46.72 | 39.41 | 7 | 0
2030 | VACAR_2_PJM_ROR | VACAR | PJM_ROR | Internal | Summer | B1 | 10 | 2865 | 0 | 80.82 | 72.65 | 7 | 0
2030 | VACAR_2_PJM_ROR | VACAR | PJM_ROR | Internal | Summer | B2 | 25 | 2865 | 0 | 80.82 | 69.68 | 7 | 0
2030 | VACAR_2_PJM_ROR | VACAR | PJM_ROR | Internal | Summer | B3 | 75 | 2865 | 0 | 80.82 | 69.28 | 7 | 0
2030 | VACAR_2_PJM_ROR | VACAR | PJM_ROR | Internal | Summer | B4 | 100 | 2865 | 0 | 79.19 | 67.85 | 7 | 0
2030 | VACAR_2_PJM_ROR | VACAR | PJM_ROR | Internal | Summer | B5 | 200 | 2865 | 0 | 79.19 | 67.72 | 7 | 0
2030 | VACAR_2_PJM_ROR | VACAR | PJM_ROR | Internal | Summer | B6 | 300 | 2865 | 0 | 64.41 | 58.41 | 7 | 0
2030 | VACAR_2_PJM_ROR | VACAR | PJM_ROR | Internal | Summer | B7 | 400 | 2865 | 0 | 52.2 | 46.2 | 7 | 0
2030 | VACAR_2_PJM_ROR | VACAR | PJM_ROR | Internal | Summer | B8 | 500 | 2865 | 0 | 46.88 | 40.88 | 7 | 0
2030 | VACAR_2_PJM_ROR | VACAR | PJM_ROR | Internal | Summer | B9 | 800 | 2865 | 0 | 44.66 | 38.66 | 7 | 0
2030 | VACAR_2_PJM_ROR | VACAR | PJM_ROR | Internal | Summer | B10 | 1262 | 2865 | 0 | 44.66 | 36.6 | 7 | 0
2030 | VACAR_2_PJM_ROR | VACAR | PJM_ROR | Internal | Winter | B16 | 25 | 2865 | 0 | 90.4 | 54.62 | 7 | 0
2030 | VACAR_2_PJM_ROR | VACAR | PJM_ROR | Internal | Winter | B17 | 100 | 2865 | 0 | 59.21 | 48.61 | 7 | 0
2030 | VACAR_2_PJM_ROR | VACAR | PJM_ROR | Internal | Winter | B18 | 400 | 2865 | 0 | 51.33 | 44.41 | 7 | 0
2030 | VACAR_2_PJM_ROR | VACAR | PJM_ROR | Internal | Winter | B19 | 700 | 2865 | 0 | 51.33 | 42.64 | 7 | 0
2030 | VACAR_2_PJM_ROR | VACAR | PJM_ROR | Internal | Winter | B20 | 935 | 2865 | 0 | 51.33 | 39.18 | 7 | 0
2030 | VACAR_2_SOCO | VACAR | SOCO | Internal | Shoulder | B11 | 25 | 3000 | 1320.54 | 63.04 | 70.04 | 7 | 0
2030 | VACAR_2_SOCO | VACAR | SOCO | Internal | Shoulder | B12 | 200 | 3000 | 0 | 52.32 | 49.17 | 7 | 0
2030 | VACAR_2_SOCO | VACAR | SOCO | Internal | Shoulder | B13 | 600 | 3000 | 0 | 49.28 | 47.47 | 7 | 0
2030 | VACAR_2_SOCO | VACAR | SOCO | Internal | Shoulder | B14 | 900 | 3000 | 0 | 47.06 | 47.47 | 7 | 0
2030 | VACAR_2_SOCO | VACAR | SOCO | Internal | Shoulder | B15 | 1203 | 3000 | 0 | 46.72 | 45.09 | 7 | 0
2030 | VACAR_2_SOCO | VACAR | SOCO | Internal | Summer | B1 | 10 | 3000 | 0 | 80.82 | 87.66 | 7 | 0
2030 | VACAR_2_SOCO | VACAR | SOCO | Internal | Summer | B2 | 25 | 3000 | 0 | 80.82 | 79.32 | 7 | 0
2030 | VACAR_2_SOCO | VACAR | SOCO | Internal | Summer | B3 | 75 | 3000 | 0 | 80.82 | 78.66 | 7 | 0
2030 | VACAR_2_SOCO | VACAR | SOCO | Internal | Summer | B4 | 100 | 3000 | 0 | 79.19 | 77.81 | 7 | 0
2030 | VACAR_2_SOCO | VACAR | SOCO | Internal | Summer | B5 | 200 | 3000 | 0 | 79.19 | 77.81 | 7 | 0
2030 | VACAR_2_SOCO | VACAR | SOCO | Internal | Summer | B6 | 300 | 3000 | 0 | 64.41 | 64.42 | 7 | 0
2030 | VACAR_2_SOCO | VACAR | SOCO | Internal | Summer | B7 | 400 | 3000 | 1478.8 | 52.2 | 59.2 | 7 | 0
2030 | VACAR_2_SOCO | VACAR | SOCO | Internal | Summer | B8 | 500 | 3000 | 0 | 46.88 | 47.61 | 7 | 0
2030 | VACAR_2_SOCO | VACAR | SOCO | Internal | Summer | B9 | 800 | 3000 | 0 | 44.66 | 45.97 | 7 | 0
2030 | VACAR_2_SOCO | VACAR | SOCO | Internal | Summer | B10 | 1262 | 3000 | 0 | 44.66 | 44.91 | 7 | 0
2030 | VACAR_2_SOCO | VACAR | SOCO | Internal | Winter | B16 | 25 | 3000 | 0 | 90.4 | 70.04 | 7 | 0
2030 | VACAR_2_SOCO | VACAR | SOCO | Internal | Winter | B17 | 100 | 3000 | 0 | 59.21 | 52.46 | 7 | 0
2030 | VACAR_2_SOCO | VACAR | SOCO | Internal | Winter | B18 | 400 | 3000 | 0 | 51.33 | 50.64 | 7 | 0
2030 | VACAR_2_SOCO | VACAR | SOCO | Internal | Winter | B19 | 700 | 3000 | 0 | 51.33 | 50.64 | 7 | 0
2030 | VACAR_2_SOCO | VACAR | SOCO | Internal | Winter | B20 | 935 | 3000 | 0 | 51.33 | 46.56 | 7 | 0
2030 | VACAR_2_TVA_Transmission | VACAR | TVA_Transmission | Internal | Shoulder | B11 | 25 | 900 | 0 | 63.04 | 61.04 | 7 | 0
2030 | VACAR_2_TVA_Transmission | VACAR | TVA_Transmission | Internal | Shoulder | B12 | 200 | 900 | 0 | 52.32 | 51.5 | 7 | 0
2030 | VACAR_2_TVA_Transmission | VACAR | TVA_Transmission | Internal | Shoulder | B13 | 600 | 900 | 0 | 49.28 | 47.71 | 7 | 0
2030 | VACAR_2_TVA_Transmission | VACAR | TVA_Transmission | Internal | Shoulder | B14 | 900 | 900 | 0 | 47.06 | 47.32 | 7 | 0
2030 | VACAR_2_TVA_Transmission | VACAR | TVA_Transmission | Internal | Shoulder | B15 | 1203 | 900 | 0 | 46.72 | 43.99 | 7 | 0
2030 | VACAR_2_TVA_Transmission | VACAR | TVA_Transmission | Internal | Summer | B1 | 10 | 900 | 0 | 80.82 | 78.66 | 7 | 0
2030 | VACAR_2_TVA_Transmission | VACAR | TVA_Transmission | Internal | Summer | B2 | 25 | 900 | 0 | 80.82 | 75.68 | 7 | 0
2030 | VACAR_2_TVA_Transmission | VACAR | TVA_Transmission | Internal | Summer | B3 | 75 | 900 | 0 | 80.82 | 74.91 | 7 | 0
2030 | VACAR_2_TVA_Transmission | VACAR | TVA_Transmission | Internal | Summer | B4 | 100 | 900 | 0 | 79.19 | 74.55 | 7 | 0
2030 | VACAR_2_TVA_Transmission | VACAR | TVA_Transmission | Internal | Summer | B5 | 200 | 900 | 0 | 79.19 | 73.72 | 7 | 0
2030 | VACAR_2_TVA_Transmission | VACAR | TVA_Transmission | Internal | Summer | B6 | 300 | 900 | 0 | 64.41 | 60.79 | 7 | 0
2030 | VACAR_2_TVA_Transmission | VACAR | TVA_Transmission | Internal | Summer | B7 | 400 | 900 | 0 | 52.2 | 51.11 | 7 | 0
2030 | VACAR_2_TVA_Transmission | VACAR | TVA_Transmission | Internal | Summer | B8 | 500 | 900 | 0 | 46.88 | 46.07 | 7 | 0
2030 | VACAR_2_TVA_Transmission | VACAR | TVA_Transmission | Internal | Summer | B9 | 800 | 900 | 0 | 44.66 | 43.24 | 7 | 0
2030 | VACAR_2_TVA_Transmission | VACAR | TVA_Transmission | Internal | Summer | B10 | 1262 | 900 | 0 | 44.66 | 42.06 | 7 | 0
2030 | VACAR_2_TVA_Transmission | VACAR | TVA_Transmission | Internal | Winter | B16 | 25 | 900 | 0 | 90.4 | 61.04 | 7 | 0
2030 | VACAR_2_TVA_Transmission | VACAR | TVA_Transmission | Internal | Winter | B17 | 100 | 900 | 0 | 59.21 | 52.67 | 7 | 0
2030 | VACAR_2_TVA_Transmission | VACAR | TVA_Transmission | Internal | Winter | B18 | 400 | 900 | 0 | 51.33 | 49.08 | 7 | 0
2030 | VACAR_2_TVA_Transmission | VACAR | TVA_Transmission | Internal | Winter | B19 | 700 | 900 | 0 | 51.33 | 47.34 | 7 | 0
2030 | VACAR_2_TVA_Transmission | VACAR | TVA_Transmission | Internal | Winter | B20 | 935 | 900 | 0 | 51.33 | 45.18 | 7 | 0
2035 | ENT_2_MISO_MO-IL | ENT | MISO_MO-IL | Internal | Shoulder | B11 | 25 | 2260 | 0 | 62.86 | 66.83 | 8 | 0
2035 | ENT_2_MISO_MO-IL | ENT | MISO_MO-IL | Internal | Shoulder | B12 | 200 | 2260 | 0 | 50.84 | 52.09 | 8 | 0
2035 | ENT_2_MISO_MO-IL | ENT | MISO_MO-IL | Internal | Shoulder | B13 | 600 | 2260 | 0 | 46.74 | 46.73 | 8 | 0
2035 | ENT_2_MISO_MO-IL | ENT | MISO_MO-IL | Internal | Shoulder | B14 | 900 | 2260 | 0 | 45.46 | 43.94 | 8 | 0
2035 | ENT_2_MISO_MO-IL | ENT | MISO_MO-IL | Internal | Shoulder | B15 | 1203 | 2260 | 0 | 40.71 | 40.71 | 8 | 0
2035 | ENT_2_MISO_MO-IL | ENT | MISO_MO-IL | Internal | Summer | B1 | 10 | 2260 | 158.47 | 82.99 | 90.99 | 8 | 0
2035 | ENT_2_MISO_MO-IL | ENT | MISO_MO-IL | Internal | Summer | B2 | 25 | 2260 | 0 | 76.18 | 80.17 | 8 | 0
2035 | ENT_2_MISO_MO-IL | ENT | MISO_MO-IL | Internal | Summer | B3 | 75 | 2260 | 0 | 80.02 | 80.02 | 8 | 0
2035 | ENT_2_MISO_MO-IL | ENT | MISO_MO-IL | Internal | Summer | B4 | 100 | 2260 | 0 | 78.6 | 78.6 | 8 | 0
2035 | ENT_2_MISO_MO-IL | ENT | MISO_MO-IL | Internal | Summer | B5 | 200 | 2260 | 0 | 76.41 | 76.42 | 8 | 0
2035 | ENT_2_MISO_MO-IL | ENT | MISO_MO-IL | Internal | Summer | B6 | 300 | 2260 | 0 | 72.22 | 72.22 | 8 | 0
2035 | ENT_2_MISO_MO-IL | ENT | MISO_MO-IL | Internal | Summer | B7 | 400 | 2260 | 0 | 55.6 | 55.6 | 8 | 0
2035 | ENT_2_MISO_MO-IL | ENT | MISO_MO-IL | Internal | Summer | B8 | 500 | 2260 | 0 | 50.74 | 46.15 | 8 | 0
2035 | ENT_2_MISO_MO-IL | ENT | MISO_MO-IL | Internal | Summer | B9 | 800 | 2260 | 0 | 49 | 41.89 | 8 | 0
2035 | ENT_2_MISO_MO-IL | ENT | MISO_MO-IL | Internal | Summer | B10 | 1262 | 2260 | 0 | 40.56 | 38.67 | 8 | 0
2035 | ENT_2_MISO_MO-IL | ENT | MISO_MO-IL | Internal | Winter | B16 | 25 | 2260 | 1739.73 | 56.33 | 64.33 | 8 | 0
2035 | ENT_2_MISO_MO-IL | ENT | MISO_MO-IL | Internal | Winter | B17 | 100 | 2260 | 0 | 49.98 | 52.45 | 8 | 0
2035 | ENT_2_MISO_MO-IL | ENT | MISO_MO-IL | Internal | Winter | B18 | 400 | 2260 | 0 | 48.53 | 47.53 | 8 | 0
2035 | ENT_2_MISO_MO-IL | ENT | MISO_MO-IL | Internal | Winter | B19 | 700 | 2260 | 0 | 45.56 | 45.56 | 8 | 0
2035 | ENT_2_MISO_MO-IL | ENT | MISO_MO-IL | Internal | Winter | B20 | 935 | 2260 | 0 | 42.92 | 41.28 | 8 | 0
2035 | ENT_2_SOCO | ENT | SOCO | Internal | Shoulder | B11 | 25 | 2431 | 2431 | 62.86 | 77.85 | 8 | 6.99
2035 | ENT_2_SOCO | ENT | SOCO | Internal | Shoulder | B12 | 200 | 2431 | 0 | 50.84 | 53.05 | 8 | 0
2035 | ENT_2_SOCO | ENT | SOCO | Internal | Shoulder | B13 | 600 | 2431 | 0 | 46.74 | 53.05 | 8 | 0
2035 | ENT_2_SOCO | ENT | SOCO | Internal | Shoulder | B14 | 900 | 2431 | 0 | 45.46 | 53.05 | 8 | 0
2035 | ENT_2_SOCO | ENT | SOCO | Internal | Shoulder | B15 | 1203 | 2431 | 256.16 | 40.71 | 48.71 | 8 | 0
2035 | ENT_2_SOCO | ENT | SOCO | Internal | Summer | B1 | 10 | 2431 | 2431 | 82.99 | 97.99 | 8 | 7
2035 | ENT_2_SOCO | ENT | SOCO | Internal | Summer | B2 | 25 | 2431 | 2431 | 76.18 | 88.3 | 8 | 4.11
2035 | ENT_2_SOCO | ENT | SOCO | Internal | Summer | B3 | 75 | 2431 | 2280.82 | 80.02 | 88.02 | 8 | 0
2035 | ENT_2_SOCO | ENT | SOCO | Internal | Summer | B4 | 100 | 2431 | 894.19 | 78.6 | 86.6 | 8 | 0
2035 | ENT_2_SOCO | ENT | SOCO | Internal | Summer | B5 | 200 | 2431 | 2431 | 76.41 | 86.6 | 8 | 2.19
2035 | ENT_2_SOCO | ENT | SOCO | Internal | Summer | B6 | 300 | 2431 | 1433.99 | 72.22 | 80.22 | 8 | 0
2035 | ENT_2_SOCO | ENT | SOCO | Internal | Summer | B7 | 400 | 2431 | 0 | 55.6 | 62.71 | 8 | 0
2035 | ENT_2_SOCO | ENT | SOCO | Internal | Summer | B8 | 500 | 2431 | 0 | 50.74 | 51.48 | 8 | 0
2035 | ENT_2_SOCO | ENT | SOCO | Internal | Summer | B9 | 800 | 2431 | 0 | 49 | 51.48 | 8 | 0
2035 | ENT_2_SOCO | ENT | SOCO | Internal | Summer | B10 | 1262 | 2431 | 0 | 40.56 | 47.31 | 8 | 0
2035 | ENT_2_SOCO | ENT | SOCO | Internal | Winter | B16 | 25 | 2431 | 2431 | 56.33 | 75.45 | 8 | 11.12
2035 | ENT_2_SOCO | ENT | SOCO | Internal | Winter | B17 | 100 | 2431 | 0 | 49.98 | 56.53 | 8 | 0
2035 | ENT_2_SOCO | ENT | SOCO | Internal | Winter | B18 | 400 | 2431 | 1520.18 | 48.53 | 56.53 | 8 | 0
2035 | ENT_2_SOCO | ENT | SOCO | Internal | Winter | B19 | 700 | 2431 | 2431 | 45.56 | 56.15 | 8 | 2.59
2035 | ENT_2_SOCO | ENT | SOCO | Internal | Winter | B20 | 935 | 2431 | 2431 | 42.92 | 51.82 | 8 | 0.89
2035 | ENT_2_TVA_Transmission | ENT | TVA_Transmission | Internal | Shoulder | B11 | 25 | 2100 | 0.04 | 62.86 | 70.85 | 8 | 0
2035 | ENT_2_TVA_Transmission | ENT | TVA_Transmission | Internal | Shoulder | B12 | 200 | 2100 | 0 | 50.84 | 57.23 | 8 | 0
2035 | ENT_2_TVA_Transmission | ENT | TVA_Transmission | Internal | Shoulder | B13 | 600 | 2100 | 0 | 46.74 | 52.93 | 8 | 0
2035 | ENT_2_TVA_Transmission | ENT | TVA_Transmission | Internal | Shoulder | B14 | 900 | 2100 | 0 | 45.46 | 51.94 | 8 | 0
2035 | ENT_2_TVA_Transmission | ENT | TVA_Transmission | Internal | Shoulder | B15 | 1203 | 2100 | 768.36 | 40.71 | 48.71 | 8 | 0
2035 | ENT_2_TVA_Transmission | ENT | TVA_Transmission | Internal | Summer | B1 | 10 | 2100 | 836.29 | 82.99 | 90.99 | 8 | 0
2035 | ENT_2_TVA_Transmission | ENT | TVA_Transmission | Internal | Summer | B2 | 25 | 2100 | 0.04 | 76.18 | 84.17 | 8 | 0
2035 | ENT_2_TVA_Transmission | ENT | TVA_Transmission | Internal | Summer | B3 | 75 | 2100 | 0 | 80.02 | 83.18 | 8 | 0
2035 | ENT_2_TVA_Transmission | ENT | TVA_Transmission | Internal | Summer | B4 | 100 | 2100 | 0 | 78.6 | 82.58 | 8 | 0
2035 | ENT_2_TVA_Transmission | ENT | TVA_Transmission | Internal | Summer | B5 | 200 | 2100 | 0 | 76.41 | 82.57 | 8 | 0
2035 | ENT_2_TVA_Transmission | ENT | TVA_Transmission | Internal | Summer | B6 | 300 | 2100 | 0 | 72.22 | 76.21 | 8 | 0
2035 | ENT_2_TVA_Transmission | ENT | TVA_Transmission | Internal | Summer | B7 | 400 | 2100 | 0 | 55.6 | 54.82 | 8 | 0
2035 | ENT_2_TVA_Transmission | ENT | TVA_Transmission | Internal | Summer | B8 | 500 | 2100 | 0 | 50.74 | 51.87 | 8 | 0
2035 | ENT_2_TVA_Transmission | ENT | TVA_Transmission | Internal | Summer | B9 | 800 | 2100 | 0 | 49 | 48.66 | 8 | 0
2035 | ENT_2_TVA_Transmission | ENT | TVA_Transmission | Internal | Summer | B10 | 1262 | 2100 | 0 | 40.56 | 46.67 | 8 | 0
2035 | ENT_2_TVA_Transmission | ENT | TVA_Transmission | Internal | Winter | B16 | 25 | 2100 | 2100 | 56.33 | 72.33 | 8 | 8
2035 | ENT_2_TVA_Transmission | ENT | TVA_Transmission | Internal | Winter | B17 | 100 | 2100 | 2100 | 49.98 | 60.45 | 8 | 2.47
2035 | ENT_2_TVA_Transmission | ENT | TVA_Transmission | Internal | Winter | B18 | 400 | 2100 | 0 | 48.53 | 55.53 | 8 | 0
2035 | ENT_2_TVA_Transmission | ENT | TVA_Transmission | Internal | Winter | B19 | 700 | 2100 | 360.98 | 45.56 | 53.56 | 8 | 0
2035 | ENT_2_TVA_Transmission | ENT | TVA_Transmission | Internal | Winter | B20 | 935 | 2100 | 532.5 | 42.92 | 50.92 | 8 | 0
2035 | FRCC_2_SOCO | FRCC | SOCO | Internal | Shoulder | B11 | 25 | 900 | 0 | 87.85 | 77.85 | 8 | 0
2035 | FRCC_2_SOCO | FRCC | SOCO | Internal | Shoulder | B12 | 200 | 900 | 0 | 60.77 | 53.05 | 8 | 0
2035 | FRCC_2_SOCO | FRCC | SOCO | Internal | Shoulder | B13 | 600 | 900 | 0 | 58.25 | 53.05 | 8 | 0
2035 | FRCC_2_SOCO | FRCC | SOCO | Internal | Shoulder | B14 | 900 | 900 | 0 | 58.25 | 53.05 | 8 | 0
2035 | FRCC_2_SOCO | FRCC | SOCO | Internal | Shoulder | B15 | 1203 | 900 | 0 | 53.47 | 48.71 | 8 | 0
2035 | FRCC_2_SOCO | FRCC | SOCO | Internal | Summer | B1 | 10 | 900 | 0 | 107.99 | 97.99 | 8 | 0
2035 | FRCC_2_SOCO | FRCC | SOCO | Internal | Summer | B2 | 25 | 900 | 0 | 94.06 | 88.3 | 8 | 0
2035 | FRCC_2_SOCO | FRCC | SOCO | Internal | Summer | B3 | 75 | 900 | 0 | 94.06 | 88.02 | 8 | 0
2035 | FRCC_2_SOCO | FRCC | SOCO | Internal | Summer | B4 | 100 | 900 | 0 | 92.22 | 86.6 | 8 | 0
2035 | FRCC_2_SOCO | FRCC | SOCO | Internal | Summer | B5 | 200 | 900 | 0 | 81.01 | 86.6 | 8 | 0
2035 | FRCC_2_SOCO | FRCC | SOCO | Internal | Summer | B6 | 300 | 900 | 0 | 81.01 | 80.22 | 8 | 0
2035 | FRCC_2_SOCO | FRCC | SOCO | Internal | Summer | B7 | 400 | 900 | 0 | 67.99 | 62.71 | 8 | 0
2035 | FRCC_2_SOCO | FRCC | SOCO | Internal | Summer | B8 | 500 | 900 | 0 | 59.66 | 51.48 | 8 | 0
2035 | FRCC_2_SOCO | FRCC | SOCO | Internal | Summer | B9 | 800 | 900 | 0 | 57.19 | 51.48 | 8 | 0
2035 | FRCC_2_SOCO | FRCC | SOCO | Internal | Summer | B10 | 1262 | 900 | 0 | 52.41 | 47.31 | 8 | 0
2035 | FRCC_2_SOCO | FRCC | SOCO | Internal | Winter | B16 | 25 | 900 | 0 | 85.45 | 75.45 | 8 | 0
2035 | FRCC_2_SOCO | FRCC | SOCO | Internal | Winter | B17 | 100 | 900 | 0 | 63.81 | 56.53 | 8 | 0
2035 | FRCC_2_SOCO | FRCC | SOCO | Internal | Winter | B18 | 400 | 900 | 0 | 61.16 | 56.53 | 8 | 0
2035 | FRCC_2_SOCO | FRCC | SOCO | Internal | Winter | B19 | 700 | 900 | 0 | 61.16 | 56.15 | 8 | 0
2035 | FRCC_2_SOCO | FRCC | SOCO | Internal | Winter | B20 | 935 | 900 | 0 | 55.96 | 51.82 | 8 | 0
2035 | HQ_NEISO_2_NEISO | HQ_NEISO | NEISO | Internal | Shoulder | B11 | 25 | 99999 | 4523.29 | 42.32 | 42.33 | 0.01 | 0
2035 | HQ_NEISO_2_NEISO | HQ_NEISO | NEISO | Internal | Shoulder | B12 | 200 | 99999 | 4507.22 | 42.32 | 42.33 | 0.01 | 0
2035 | HQ_NEISO_2_NEISO | HQ_NEISO | NEISO | Internal | Shoulder | B13 | 600 | 99999 | 4443.92 | 42.32 | 42.33 | 0.01 | 0
2035 | HQ_NEISO_2_NEISO | HQ_NEISO | NEISO | Internal | Shoulder | B14 | 900 | 99999 | 4333.2 | 42.32 | 42.33 | 0.01 | 0
2035 | HQ_NEISO_2_NEISO | HQ_NEISO | NEISO | Internal | Shoulder | B15 | 1203 | 99999 | 2251.49 | 42.32 | 42.33 | 0.01 | 0
2035 | HQ_NEISO_2_NEISO | HQ_NEISO | NEISO | Internal | Summer | B1 | 10 | 99999 | 5420 | 81.43 | 81.45 | 0.01 | 0
2035 | HQ_NEISO_2_NEISO | HQ_NEISO | NEISO | Internal | Summer | B2 | 25 | 99999 | 5313.73 | 67.2 | 67.21 | 0.01 | 0
2035 | HQ_NEISO_2_NEISO | HQ_NEISO | NEISO | Internal | Summer | B3 | 75 | 99999 | 5101.91 | 64.43 | 64.45 | 0.01 | 0
2035 | HQ_NEISO_2_NEISO | HQ_NEISO | NEISO | Internal | Summer | B4 | 100 | 99999 | 4919.84 | 60.26 | 60.27 | 0.01 | 0
2035 | HQ_NEISO_2_NEISO | HQ_NEISO | NEISO | Internal | Summer | B5 | 200 | 99999 | 4820.81 | 53.96 | 53.98 | 0.01 | 0
2035 | HQ_NEISO_2_NEISO | HQ_NEISO | NEISO | Internal | Summer | B6 | 300 | 99999 | 4709.12 | 44.51 | 44.53 | 0.01 | 0
2035 | HQ_NEISO_2_NEISO | HQ_NEISO | NEISO | Internal | Summer | B7 | 400 | 99999 | 4581.14 | 42.51 | 42.52 | 0.01 | 0
2035 | HQ_NEISO_2_NEISO | HQ_NEISO | NEISO | Internal | Summer | B8 | 500 | 99999 | 4480.51 | 41.46 | 41.48 | 0.01 | 0
2035 | HQ_NEISO_2_NEISO | HQ_NEISO | NEISO | Internal | Summer | B9 | 800 | 99999 | 4357.25 | 38.69 | 38.7 | 0.01 | 0
2035 | HQ_NEISO_2_NEISO | HQ_NEISO | NEISO | Internal | Summer | B10 | 1262 | 99999 | 1940.57 | 38.69 | 38.7 | 0.01 | 0
2035 | HQ_NEISO_2_NEISO | HQ_NEISO | NEISO | Internal | Winter | B16 | 25 | 99999 | 4746.16 | 53.5 | 53.51 | 0.01 | 0
2035 | HQ_NEISO_2_NEISO | HQ_NEISO | NEISO | Internal | Winter | B17 | 100 | 99999 | 4656.71 | 53.5 | 53.51 | 0.01 | 0
2035 | HQ_NEISO_2_NEISO | HQ_NEISO | NEISO | Internal | Winter | B18 | 400 | 99999 | 4588.26 | 53.5 | 53.51 | 0.01 | 0
2035 | HQ_NEISO_2_NEISO | HQ_NEISO | NEISO | Internal | Winter | B19 | 700 | 99999 | 4460.73 | 53.5 | 53.51 | 0.01 | 0
2035 | HQ_NEISO_2_NEISO | HQ_NEISO | NEISO | Internal | Winter | B20 | 935 | 99999 | 2471.08 | 53.5 | 53.51 | 0.01 | 0
2035 | HQ_NY_2_NYISO_A-F | HQ_NY | NYISO_A-F | Internal | Shoulder | B11 | 25 | 99999 | 2812.27 | 56.64 | 56.65 | 0.01 | 0
2035 | HQ_NY_2_NYISO_A-F | HQ_NY | NYISO_A-F | Internal | Shoulder | B12 | 200 | 99999 | 2847.69 | 50.2 | 50.21 | 0.01 | 0
2035 | HQ_NY_2_NYISO_A-F | HQ_NY | NYISO_A-F | Internal | Shoulder | B13 | 600 | 99999 | 2781.85 | 45.76 | 45.77 | 0.01 | 0
2035 | HQ_NY_2_NYISO_A-F | HQ_NY | NYISO_A-F | Internal | Shoulder | B14 | 900 | 99999 | 2673.14 | 45.32 | 45.33 | 0.01 | 0
2035 | HQ_NY_2_NYISO_A-F | HQ_NY | NYISO_A-F | Internal | Shoulder | B15 | 1203 | 99999 | 1582.7 | 45.32 | 45.33 | 0.01 | 0
2035 | HQ_NY_2_NYISO_A-F | HQ_NY | NYISO_A-F | Internal | Summer | B1 | 10 | 99999 | 3500 | 78.43 | 78.45 | 0.01 | 0
2035 | HQ_NY_2_NYISO_A-F | HQ_NY | NYISO_A-F | Internal | Summer | B2 | 25 | 99999 | 3406.62 | 70.17 | 70.18 | 0.01 | 0
2035 | HQ_NY_2_NYISO_A-F | HQ_NY | NYISO_A-F | Internal | Summer | B3 | 75 | 99999 | 3266.6 | 65.35 | 65.37 | 0.01 | 0
2035 | HQ_NY_2_NYISO_A-F | HQ_NY | NYISO_A-F | Internal | Summer | B4 | 100 | 99999 | 3116.28 | 63.26 | 63.27 | 0.01 | 0
2035 | HQ_NY_2_NYISO_A-F | HQ_NY | NYISO_A-F | Internal | Summer | B5 | 200 | 99999 | 3025.49 | 59.26 | 59.27 | 0.01 | 0
2035 | HQ_NY_2_NYISO_A-F | HQ_NY | NYISO_A-F | Internal | Summer | B6 | 300 | 99999 | 2934.86 | 55.56 | 55.57 | 0.01 | 0
2035 | HQ_NY_2_NYISO_A-F | HQ_NY | NYISO_A-F | Internal | Summer | B7 | 400 | 99999 | 2830.75 | 45.94 | 45.96 | 0.01 | 0
2035 | HQ_NY_2_NYISO_A-F | HQ_NY | NYISO_A-F | Internal | Summer | B8 | 500 | 99999 | 2760.25 | 44.46 | 44.48 | 0.01 | 0
2035 | HQ_NY_2_NYISO_A-F | HQ_NY | NYISO_A-F | Internal | Summer | B9 | 800 | 99999 | 2664.71 | 44.46 | 44.48 | 0.01 | 0
2035 | HQ_NY_2_NYISO_A-F | HQ_NY | NYISO_A-F | Internal | Summer | B10 | 1262 | 99999 | 1436.31 | 44.46 | 44.48 | 0.01 | 0
2035 | HQ_NY_2_NYISO_A-F | HQ_NY | NYISO_A-F | Internal | Winter | B16 | 25 | 99999 | 3058.87 | 58.33 | 58.34 | 0.01 | 0
2035 | HQ_NY_2_NYISO_A-F | HQ_NY | NYISO_A-F | Internal | Winter | B17 | 100 | 99999 | 3001.1 | 56.49 | 56.5 | 0.01 | 0
2035 | HQ_NY_2_NYISO_A-F | HQ_NY | NYISO_A-F | Internal | Winter | B18 | 400 | 99999 | 2934.69 | 53.21 | 53.22 | 0.01 | 0
2035 | HQ_NY_2_NYISO_A-F | HQ_NY | NYISO_A-F | Internal | Winter | B19 | 700 | 99999 | 2819.07 | 53.21 | 53.22 | 0.01 | 0
2035 | HQ_NY_2_NYISO_A-F | HQ_NY | NYISO_A-F | Internal | Winter | B20 | 935 | 99999 | 1762.97 | 53.21 | 53.22 | 0.01 | 0
2035 | HQ_IESO_2_IESO | HQ_IESO | IESO | Internal | Shoulder | B11 | 25 | 99999 | 400 | 49.64 | 49.65 | 0.01 | 0
2035 | HQ_IESO_2_IESO | HQ_IESO | IESO | Internal | Shoulder | B12 | 200 | 99999 | 400 | 49.25 | 49.26 | 0.01 | 0
2035 | HQ_IESO_2_IESO | HQ_IESO | IESO | Internal | Shoulder | B13 | 600 | 99999 | 400 | 49.25 | 49.26 | 0.01 | 0
2035 | HQ_IESO_2_IESO | HQ_IESO | IESO | Internal | Shoulder | B14 | 900 | 99999 | 400 | 49.25 | 49.26 | 0.01 | 0
2035 | HQ_IESO_2_IESO | HQ_IESO | IESO | Internal | Shoulder | B15 | 1203 | 99999 | 75.48 | 49.25 | 49.26 | 0.01 | 0
2035 | HQ_IESO_2_IESO | HQ_IESO | IESO | Internal | Summer | B1 | 10 | 99999 | 400 | 85.43 | 85.45 | 0.01 | 0
2035 | HQ_IESO_2_IESO | HQ_IESO | IESO | Internal | Summer | B2 | 25 | 99999 | 400 | 73.7 | 73.71 | 0.01 | 0
2035 | HQ_IESO_2_IESO | HQ_IESO | IESO | Internal | Summer | B3 | 75 | 99999 | 400 | 72.35 | 72.37 | 0.01 | 0
2035 | HQ_IESO_2_IESO | HQ_IESO | IESO | Internal | Summer | B4 | 100 | 99999 | 400 | 57.57 | 57.59 | 0.01 | 0
2035 | HQ_IESO_2_IESO | HQ_IESO | IESO | Internal | Summer | B5 | 200 | 99999 | 400 | 52.7 | 52.71 | 0.01 | 0
2035 | HQ_IESO_2_IESO | HQ_IESO | IESO | Internal | Summer | B6 | 300 | 99999 | 400 | 48.84 | 48.85 | 0.01 | 0
2035 | HQ_IESO_2_IESO | HQ_IESO | IESO | Internal | Summer | B7 | 400 | 99999 | 400 | 48.84 | 48.85 | 0.01 | 0
2035 | HQ_IESO_2_IESO | HQ_IESO | IESO | Internal | Summer | B8 | 500 | 99999 | 400 | 47.71 | 47.72 | 0.01 | 0
2035 | HQ_IESO_2_IESO | HQ_IESO | IESO | Internal | Summer | B9 | 800 | 99999 | 400 | 47.71 | 47.72 | 0.01 | 0
2035 | HQ_IESO_2_IESO | HQ_IESO | IESO | Internal | Summer | B10 | 1262 | 99999 | 12.04 | 47.71 | 47.72 | 0.01 | 0
2035 | HQ_IESO_2_IESO | HQ_IESO | IESO | Internal | Winter | B16 | 25 | 99999 | 400 | 52 | 52.02 | 0.01 | 0
2035 | HQ_IESO_2_IESO | HQ_IESO | IESO | Internal | Winter | B17 | 100 | 99999 | 400 | 52 | 52.02 | 0.01 | 0
2035 | HQ_IESO_2_IESO | HQ_IESO | IESO | Internal | Winter | B18 | 400 | 99999 | 400 | 52 | 52.02 | 0.01 | 0
2035 | HQ_IESO_2_IESO | HQ_IESO | IESO | Internal | Winter | B19 | 700 | 99999 | 400 | 52 | 52.02 | 0.01 | 0
2035 | HQ_IESO_2_IESO | HQ_IESO | IESO | Internal | Winter | B20 | 935 | 99999 | 91.98 | 52 | 52.02 | 0.01 | 0
2035 | IESO_2_MAPP_CA | IESO | MAPP_CA | Internal | Shoulder | B11 | 25 | 262 | 262 | 49.65 | 60.87 | 7 | 4.22
2035 | IESO_2_MAPP_CA | IESO | MAPP_CA | Internal | Shoulder | B12 | 200 | 262 | 0 | 49.26 | 51.26 | 7 | 0
2035 | IESO_2_MAPP_CA | IESO | MAPP_CA | Internal | Shoulder | B13 | 600 | 262 | 0 | 49.26 | 51.26 | 7 | 0
2035 | IESO_2_MAPP_CA | IESO | MAPP_CA | Internal | Shoulder | B14 | 900 | 262 | 0 | 49.26 | 51.26 | 7 | 0
2035 | IESO_2_MAPP_CA | IESO | MAPP_CA | Internal | Shoulder | B15 | 1203 | 262 | 0 | 49.26 | 51.26 | 7 | 0
2035 | IESO_2_MAPP_CA | IESO | MAPP_CA | Internal | Summer | B1 | 10 | 262 | 0 | 85.45 | 68.99 | 7 | 0
2035 | IESO_2_MAPP_CA | IESO | MAPP_CA | Internal | Summer | B2 | 25 | 262 | 0 | 73.71 | 65.71 | 7 | 0
2035 | IESO_2_MAPP_CA | IESO | MAPP_CA | Internal | Summer | B3 | 75 | 262 | 0 | 72.37 | 65.18 | 7 | 0
2035 | IESO_2_MAPP_CA | IESO | MAPP_CA | Internal | Summer | B4 | 100 | 262 | 211.16 | 57.59 | 64.59 | 7 | 0
2035 | IESO_2_MAPP_CA | IESO | MAPP_CA | Internal | Summer | B5 | 200 | 262 | 262 | 52.71 | 62.41 | 7 | 2.7
2035 | IESO_2_MAPP_CA | IESO | MAPP_CA | Internal | Summer | B6 | 300 | 262 | 262 | 48.85 | 58.46 | 7 | 2.61
2035 | IESO_2_MAPP_CA | IESO | MAPP_CA | Internal | Summer | B7 | 400 | 262 | 0 | 48.85 | 55.58 | 7 | 0
2035 | IESO_2_MAPP_CA | IESO | MAPP_CA | Internal | Summer | B8 | 500 | 262 | 0 | 47.72 | 49.3 | 7 | 0
2035 | IESO_2_MAPP_CA | IESO | MAPP_CA | Internal | Summer | B9 | 800 | 262 | 0 | 47.72 | 49.3 | 7 | 0
2035 | IESO_2_MAPP_CA | IESO | MAPP_CA | Internal | Summer | B10 | 1262 | 262 | 0 | 47.72 | 49.3 | 7 | 0
2035 | IESO_2_MAPP_CA | IESO | MAPP_CA | Internal | Winter | B16 | 25 | 262 | 262 | 52.02 | 60.38 | 7 | 1.36
2035 | IESO_2_MAPP_CA | IESO | MAPP_CA | Internal | Winter | B17 | 100 | 262 | 262 | 52.02 | 60.38 | 7 | 1.36
2035 | IESO_2_MAPP_CA | IESO | MAPP_CA | Internal | Winter | B18 | 400 | 262 | 262 | 52.02 | 60.38 | 7 | 1.36
2035 | IESO_2_MAPP_CA | IESO | MAPP_CA | Internal | Winter | B19 | 700 | 262 | 262 | 52.02 | 60.38 | 7 | 1.36
2035 | IESO_2_MAPP_CA | IESO | MAPP_CA | Internal | Winter | B20 | 935 | 262 | 262 | 52.02 | 60.38 | 7 | 1.36
2035 | IESO_2_MISO_MI | IESO | MISO_MI | Internal | Shoulder | B11 | 25 | 1840 | 1840 | 49.65 | 66.85 | 7 | 10.2
2035 | IESO_2_MISO_MI | IESO | MISO_MI | Internal | Shoulder | B12 | 200 | 1840 | 0 | 49.26 | 55.72 | 7 | 0
2035 | IESO_2_MISO_MI | IESO | MISO_MI | Internal | Shoulder | B13 | 600 | 1840 | 0 | 49.26 | 50.73 | 7 | 0
2035 | IESO_2_MISO_MI | IESO | MISO_MI | Internal | Shoulder | B14 | 900 | 1840 | 0 | 49.26 | 47.8 | 7 | 0
2035 | IESO_2_MISO_MI | IESO | MISO_MI | Internal | Shoulder | B15 | 1203 | 1840 | 0 | 49.26 | 44 | 7 | 0
2035 | IESO_2_MISO_MI | IESO | MISO_MI | Internal | Summer | B1 | 10 | 1840 | 31.04 | 85.45 | 92.45 | 7 | 0
2035 | IESO_2_MISO_MI | IESO | MISO_MI | Internal | Summer | B2 | 25 | 1840 | 251.47 | 73.71 | 80.71 | 7 | 0
2035 | IESO_2_MISO_MI | IESO | MISO_MI | Internal | Summer | B3 | 75 | 1840 | 1840 | 72.37 | 80.05 | 7 | 0.68
2035 | IESO_2_MISO_MI | IESO | MISO_MI | Internal | Summer | B4 | 100 | 1840 | 1840 | 57.59 | 78.6 | 7 | 14.01
2035 | IESO_2_MISO_MI | IESO | MISO_MI | Internal | Summer | B5 | 200 | 1840 | 1840 | 52.71 | 76.42 | 7 | 16.71
2035 | IESO_2_MISO_MI | IESO | MISO_MI | Internal | Summer | B6 | 300 | 1840 | 1840 | 48.85 | 72.25 | 7 | 16.39
2035 | IESO_2_MISO_MI | IESO | MISO_MI | Internal | Summer | B7 | 400 | 1840 | 0 | 48.85 | 55.62 | 7 | 0
2035 | IESO_2_MISO_MI | IESO | MISO_MI | Internal | Summer | B8 | 500 | 1840 | 0 | 47.72 | 47.87 | 7 | 0
2035 | IESO_2_MISO_MI | IESO | MISO_MI | Internal | Summer | B9 | 800 | 1840 | 0 | 47.72 | 44.66 | 7 | 0
2035 | IESO_2_MISO_MI | IESO | MISO_MI | Internal | Summer | B10 | 1262 | 1840 | 0 | 47.72 | 42.87 | 7 | 0
2035 | IESO_2_MISO_MI | IESO | MISO_MI | Internal | Winter | B16 | 25 | 1840 | 1840 | 52.02 | 68.33 | 7 | 9.32
2035 | IESO_2_MISO_MI | IESO | MISO_MI | Internal | Winter | B17 | 100 | 1840 | 1840 | 52.02 | 61.46 | 7 | 2.44
2035 | IESO_2_MISO_MI | IESO | MISO_MI | Internal | Winter | B18 | 400 | 1840 | 0 | 52.02 | 51.69 | 7 | 0
2035 | IESO_2_MISO_MI | IESO | MISO_MI | Internal | Winter | B19 | 700 | 1840 | 0 | 52.02 | 49.69 | 7 | 0
2035 | IESO_2_MISO_MI | IESO | MISO_MI | Internal | Winter | B20 | 935 | 1840 | 0 | 52.02 | 45.21 | 7 | 0
2035 | IESO_2_MISO_W | IESO | MISO_W | Internal | Shoulder | B11 | 25 | 214 | 214 | 49.65 | 62.85 | 7 | 6.2
2035 | IESO_2_MISO_W | IESO | MISO_W | Internal | Shoulder | B12 | 200 | 214 | 0 | 49.26 | 50.83 | 7 | 0
2035 | IESO_2_MISO_W | IESO | MISO_W | Internal | Shoulder | B13 | 600 | 214 | 0 | 49.26 | 46.72 | 7 | 0
2035 | IESO_2_MISO_W | IESO | MISO_W | Internal | Shoulder | B14 | 900 | 214 | 0 | 49.26 | 33.12 | 7 | 0
2035 | IESO_2_MISO_W | IESO | MISO_W | Internal | Shoulder | B15 | 1203 | 214 | 0 | 49.26 | -12.42 | 7 | 0
2035 | IESO_2_MISO_W | IESO | MISO_W | Internal | Summer | B1 | 10 | 214 | 0 | 85.45 | 82.99 | 7 | 0
2035 | IESO_2_MISO_W | IESO | MISO_W | Internal | Summer | B2 | 25 | 214 | 0 | 73.71 | 76.17 | 7 | 0
2035 | IESO_2_MISO_W | IESO | MISO_W | Internal | Summer | B3 | 75 | 214 | 0 | 72.37 | 79.18 | 7 | 0
2035 | IESO_2_MISO_W | IESO | MISO_W | Internal | Summer | B4 | 100 | 214 | 214 | 57.59 | 78.59 | 7 | 14
2035 | IESO_2_MISO_W | IESO | MISO_W | Internal | Summer | B5 | 200 | 214 | 214 | 52.71 | 76.41 | 7 | 16.7
2035 | IESO_2_MISO_W | IESO | MISO_W | Internal | Summer | B6 | 300 | 214 | 214 | 48.85 | 72.21 | 7 | 16.36
2035 | IESO_2_MISO_W | IESO | MISO_W | Internal | Summer | B7 | 400 | 214 | 0 | 48.85 | 55.59 | 7 | 0
2035 | IESO_2_MISO_W | IESO | MISO_W | Internal | Summer | B8 | 500 | 214 | 0 | 47.72 | 43.87 | 7 | 0
2035 | IESO_2_MISO_W | IESO | MISO_W | Internal | Summer | B9 | 800 | 214 | 0 | 47.72 | 40.66 | 7 | 0
2035 | IESO_2_MISO_W | IESO | MISO_W | Internal | Summer | B10 | 1262 | 214 | 0 | 47.72 | 34.18 | 7 | 0
2035 | IESO_2_MISO_W | IESO | MISO_W | Internal | Winter | B16 | 25 | 214 | 0 | 52.02 | 29.19 | 7 | 0
2035 | IESO_2_MISO_W | IESO | MISO_W | Internal | Winter | B17 | 100 | 214 | 0 | 52.02 | 31.19 | 7 | 0
2035 | IESO_2_MISO_W | IESO | MISO_W | Internal | Winter | B18 | 400 | 214 | 0 | 52.02 | 42.74 | 7 | 0
2035 | IESO_2_MISO_W | IESO | MISO_W | Internal | Winter | B19 | 700 | 214 | 0 | 52.02 | 41.22 | 7 | 0
2035 | IESO_2_MISO_W | IESO | MISO_W | Internal | Winter | B20 | 935 | 214 | 0 | 52.02 | 28.08 | 7 | 0
2035 | IESO_2_NYISO_A-F | IESO | NYISO_A-F | Internal | Shoulder | B11 | 25 | 1725 | 607.77 | 49.65 | 56.65 | 7 | 0
2035 | IESO_2_NYISO_A-F | IESO | NYISO_A-F | Internal | Shoulder | B12 | 200 | 1725 | 0 | 49.26 | 50.21 | 7 | 0
2035 | IESO_2_NYISO_A-F | IESO | NYISO_A-F | Internal | Shoulder | B13 | 600 | 1725 | 0 | 49.26 | 45.77 | 7 | 0
2035 | IESO_2_NYISO_A-F | IESO | NYISO_A-F | Internal | Shoulder | B14 | 900 | 1725 | 0 | 49.26 | 45.33 | 7 | 0
2035 | IESO_2_NYISO_A-F | IESO | NYISO_A-F | Internal | Shoulder | B15 | 1203 | 1725 | 0 | 49.26 | 45.33 | 7 | 0
2035 | IESO_2_NYISO_A-F | IESO | NYISO_A-F | Internal | Summer | B1 | 10 | 1725 | 0 | 85.45 | 78.45 | 7 | 0
2035 | IESO_2_NYISO_A-F | IESO | NYISO_A-F | Internal | Summer | B2 | 25 | 1725 | 0 | 73.71 | 70.18 | 7 | 0
2035 | IESO_2_NYISO_A-F | IESO | NYISO_A-F | Internal | Summer | B3 | 75 | 1725 | 0 | 72.37 | 65.37 | 7 | 0
2035 | IESO_2_NYISO_A-F | IESO | NYISO_A-F | Internal | Summer | B4 | 100 | 1725 | 0 | 57.59 | 63.27 | 7 | 0
2035 | IESO_2_NYISO_A-F | IESO | NYISO_A-F | Internal | Summer | B5 | 200 | 1725 | 0 | 52.71 | 59.27 | 7 | 0
2035 | IESO_2_NYISO_A-F | IESO | NYISO_A-F | Internal | Summer | B6 | 300 | 1725 | 0 | 48.85 | 55.57 | 7 | 0
2035 | IESO_2_NYISO_A-F | IESO | NYISO_A-F | Internal | Summer | B7 | 400 | 1725 | 0 | 48.85 | 45.96 | 7 | 0
2035 | IESO_2_NYISO_A-F | IESO | NYISO_A-F | Internal | Summer | B8 | 500 | 1725 | 0 | 47.72 | 44.48 | 7 | 0
2035 | IESO_2_NYISO_A-F | IESO | NYISO_A-F | Internal | Summer | B9 | 800 | 1725 | 0 | 47.72 | 44.48 | 7 | 0
2035 | IESO_2_NYISO_A-F | IESO | NYISO_A-F | Internal | Summer | B10 | 1262 | 1725 | 0 | 47.72 | 44.48 | 7 | 0
2035 | IESO_2_NYISO_A-F | IESO | NYISO_A-F | Internal | Winter | B16 | 25 | 1725 | 0 | 52.02 | 58.34 | 7 | 0
2035 | IESO_2_NYISO_A-F | IESO | NYISO_A-F | Internal | Winter | B17 | 100 | 1725 | 0 | 52.02 | 56.5 | 7 | 0
2035 | IESO_2_NYISO_A-F | IESO | NYISO_A-F | Internal | Winter | B18 | 400 | 1725 | 0 | 52.02 | 53.22 | 7 | 0
2035 | IESO_2_NYISO_A-F | IESO | NYISO_A-F | Internal | Winter | B19 | 700 | 1725 | 0 | 52.02 | 53.22 | 7 | 0
2035 | IESO_2_NYISO_A-F | IESO | NYISO_A-F | Internal | Winter | B20 | 935 | 1725 | 0 | 52.02 | 53.22 | 7 | 0
2035 | MAPP_CA_2_IESO | MAPP_CA | IESO | Internal | Shoulder | B11 | 25 | 330 | 0 | 60.87 | 49.65 | 8 | 0
2035 | MAPP_CA_2_IESO | MAPP_CA | IESO | Internal | Shoulder | B12 | 200 | 330 | 0 | 51.26 | 49.26 | 8 | 0
2035 | MAPP_CA_2_IESO | MAPP_CA | IESO | Internal | Shoulder | B13 | 600 | 330 | 0 | 51.26 | 49.26 | 8 | 0
2035 | MAPP_CA_2_IESO | MAPP_CA | IESO | Internal | Shoulder | B14 | 900 | 330 | 0 | 51.26 | 49.26 | 8 | 0
2035 | MAPP_CA_2_IESO | MAPP_CA | IESO | Internal | Shoulder | B15 | 1203 | 330 | 0 | 51.26 | 49.26 | 8 | 0
2035 | MAPP_CA_2_IESO | MAPP_CA | IESO | Internal | Summer | B1 | 10 | 330 | 330 | 68.99 | 85.45 | 8 | 8.46
2035 | MAPP_CA_2_IESO | MAPP_CA | IESO | Internal | Summer | B2 | 25 | 330 | 298.43 | 65.71 | 73.71 | 8 | 0
2035 | MAPP_CA_2_IESO | MAPP_CA | IESO | Internal | Summer | B3 | 75 | 330 | 0 | 65.18 | 72.37 | 8 | 0
2035 | MAPP_CA_2_IESO | MAPP_CA | IESO | Internal | Summer | B4 | 100 | 330 | 0 | 64.59 | 57.59 | 8 | 0
2035 | MAPP_CA_2_IESO | MAPP_CA | IESO | Internal | Summer | B5 | 200 | 330 | 0 | 62.41 | 52.71 | 8 | 0
2035 | MAPP_CA_2_IESO | MAPP_CA | IESO | Internal | Summer | B6 | 300 | 330 | 0 | 58.46 | 48.85 | 8 | 0
2035 | MAPP_CA_2_IESO | MAPP_CA | IESO | Internal | Summer | B7 | 400 | 330 | 0 | 55.58 | 48.85 | 8 | 0
2035 | MAPP_CA_2_IESO | MAPP_CA | IESO | Internal | Summer | B8 | 500 | 330 | 0 | 49.3 | 47.72 | 8 | 0
2035 | MAPP_CA_2_IESO | MAPP_CA | IESO | Internal | Summer | B9 | 800 | 330 | 0 | 49.3 | 47.72 | 8 | 0
2035 | MAPP_CA_2_IESO | MAPP_CA | IESO | Internal | Summer | B10 | 1262 | 330 | 0 | 49.3 | 47.72 | 8 | 0
2035 | MAPP_CA_2_IESO | MAPP_CA | IESO | Internal | Winter | B16 | 25 | 330 | 0 | 60.38 | 52.02 | 8 | 0
2035 | MAPP_CA_2_IESO | MAPP_CA | IESO | Internal | Winter | B17 | 100 | 330 | 0 | 60.38 | 52.02 | 8 | 0
2035 | MAPP_CA_2_IESO | MAPP_CA | IESO | Internal | Winter | B18 | 400 | 330 | 0 | 60.38 | 52.02 | 8 | 0
2035 | MAPP_CA_2_IESO | MAPP_CA | IESO | Internal | Winter | B19 | 700 | 330 | 0 | 60.38 | 52.02 | 8 | 0
2035 | MAPP_CA_2_IESO | MAPP_CA | IESO | Internal | Winter | B20 | 935 | 330 | 0 | 60.38 | 52.02 | 8 | 0
2035 | MAPP_CA_2_MAPP_US | MAPP_CA | MAPP_US | Internal | Shoulder | B11 | 25 | 437 | 0 | 60.87 | 55.85 | 7 | 0
2035 | MAPP_CA_2_MAPP_US | MAPP_CA | MAPP_US | Internal | Shoulder | B12 | 200 | 437 | 0 | 51.26 | 43.83 | 7 | 0
2035 | MAPP_CA_2_MAPP_US | MAPP_CA | MAPP_US | Internal | Shoulder | B13 | 600 | 437 | 0 | 51.26 | 38.01 | 7 | 0
2035 | MAPP_CA_2_MAPP_US | MAPP_CA | MAPP_US | Internal | Shoulder | B14 | 900 | 437 | 0 | 51.26 | 26.12 | 7 | 0
2035 | MAPP_CA_2_MAPP_US | MAPP_CA | MAPP_US | Internal | Shoulder | B15 | 1203 | 437 | 0 | 51.26 | -19.42 | 7 | 0
2035 | MAPP_CA_2_MAPP_US | MAPP_CA | MAPP_US | Internal | Summer | B1 | 10 | 437 | 34.06 | 68.99 | 75.99 | 7 | 0
2035 | MAPP_CA_2_MAPP_US | MAPP_CA | MAPP_US | Internal | Summer | B2 | 25 | 437 | 0 | 65.71 | 69.17 | 7 | 0
2035 | MAPP_CA_2_MAPP_US | MAPP_CA | MAPP_US | Internal | Summer | B3 | 75 | 437 | 114.39 | 65.18 | 72.18 | 7 | 0
2035 | MAPP_CA_2_MAPP_US | MAPP_CA | MAPP_US | Internal | Summer | B4 | 100 | 437 | 241.83 | 64.59 | 71.59 | 7 | 0
2035 | MAPP_CA_2_MAPP_US | MAPP_CA | MAPP_US | Internal | Summer | B5 | 200 | 437 | 207.99 | 62.41 | 69.41 | 7 | 0
2035 | MAPP_CA_2_MAPP_US | MAPP_CA | MAPP_US | Internal | Summer | B6 | 300 | 437 | 0 | 58.46 | 65.21 | 7 | 0
2035 | MAPP_CA_2_MAPP_US | MAPP_CA | MAPP_US | Internal | Summer | B7 | 400 | 437 | 0 | 55.58 | 48.59 | 7 | 0
2035 | MAPP_CA_2_MAPP_US | MAPP_CA | MAPP_US | Internal | Summer | B8 | 500 | 437 | 0 | 49.3 | 32.89 | 7 | 0
2035 | MAPP_CA_2_MAPP_US | MAPP_CA | MAPP_US | Internal | Summer | B9 | 800 | 437 | 0 | 49.3 | 32.89 | 7 | 0
2035 | MAPP_CA_2_MAPP_US | MAPP_CA | MAPP_US | Internal | Summer | B10 | 1262 | 437 | 0 | 49.3 | 26.18 | 7 | 0
2035 | MAPP_CA_2_MAPP_US | MAPP_CA | MAPP_US | Internal | Winter | B16 | 25 | 437 | 0 | 60.38 | 21.08 | 7 | 0
2035 | MAPP_CA_2_MAPP_US | MAPP_CA | MAPP_US | Internal | Winter | B17 | 100 | 437 | 0 | 60.38 | 24.19 | 7 | 0
2035 | MAPP_CA_2_MAPP_US | MAPP_CA | MAPP_US | Internal | Winter | B18 | 400 | 437 | 0 | 60.38 | 34.22 | 7 | 0
2035 | MAPP_CA_2_MAPP_US | MAPP_CA | MAPP_US | Internal | Winter | B19 | 700 | 437 | 0 | 60.38 | 34.22 | 7 | 0
2035 | MAPP_CA_2_MAPP_US | MAPP_CA | MAPP_US | Internal | Winter | B20 | 935 | 437 | 0 | 60.38 | 21.08 | 7 | 0
2035 | MAPP_CA_2_MISO_W | MAPP_CA | MISO_W | Internal | Shoulder | B11 | 25 | 2058 | 2058 | 60.87 | 62.85 | 0.01 | 1.97
2035 | MAPP_CA_2_MISO_W | MAPP_CA | MISO_W | Internal | Shoulder | B12 | 200 | 2058 | 0 | 51.26 | 50.83 | 0.01 | 0
2035 | MAPP_CA_2_MISO_W | MAPP_CA | MISO_W | Internal | Shoulder | B13 | 600 | 2058 | 0 | 51.26 | 46.72 | 0.01 | 0
2035 | MAPP_CA_2_MISO_W | MAPP_CA | MISO_W | Internal | Shoulder | B14 | 900 | 2058 | 0 | 51.26 | 33.12 | 0.01 | 0
2035 | MAPP_CA_2_MISO_W | MAPP_CA | MISO_W | Internal | Shoulder | B15 | 1203 | 2058 | 0 | 51.26 | -12.42 | 0.01 | 0
2035 | MAPP_CA_2_MISO_W | MAPP_CA | MISO_W | Internal | Summer | B1 | 10 | 2058 | 2058 | 68.99 | 82.99 | 0.01 | 13.99
2035 | MAPP_CA_2_MISO_W | MAPP_CA | MISO_W | Internal | Summer | B2 | 25 | 2058 | 2058 | 65.71 | 76.17 | 0.01 | 10.45
2035 | MAPP_CA_2_MISO_W | MAPP_CA | MISO_W | Internal | Summer | B3 | 75 | 2058 | 2058 | 65.18 | 79.18 | 0.01 | 13.99
2035 | MAPP_CA_2_MISO_W | MAPP_CA | MISO_W | Internal | Summer | B4 | 100 | 2058 | 2058 | 64.59 | 78.59 | 0.01 | 13.99
2035 | MAPP_CA_2_MISO_W | MAPP_CA | MISO_W | Internal | Summer | B5 | 200 | 2058 | 2058 | 62.41 | 76.41 | 0.01 | 13.99
2035 | MAPP_CA_2_MISO_W | MAPP_CA | MISO_W | Internal | Summer | B6 | 300 | 2058 | 2058 | 58.46 | 72.21 | 0.01 | 13.74
2035 | MAPP_CA_2_MISO_W | MAPP_CA | MISO_W | Internal | Summer | B7 | 400 | 2058 | 1528.99 | 55.58 | 55.59 | 0.01 | 0
2035 | MAPP_CA_2_MISO_W | MAPP_CA | MISO_W | Internal | Summer | B8 | 500 | 2058 | 0 | 49.3 | 43.87 | 0.01 | 0
2035 | MAPP_CA_2_MISO_W | MAPP_CA | MISO_W | Internal | Summer | B9 | 800 | 2058 | 0 | 49.3 | 40.66 | 0.01 | 0
2035 | MAPP_CA_2_MISO_W | MAPP_CA | MISO_W | Internal | Summer | B10 | 1262 | 2058 | 0 | 49.3 | 34.18 | 0.01 | 0
2035 | MAPP_CA_2_MISO_W | MAPP_CA | MISO_W | Internal | Winter | B16 | 25 | 2058 | 0 | 60.38 | 29.19 | 0.01 | 0
2035 | MAPP_CA_2_MISO_W | MAPP_CA | MISO_W | Internal | Winter | B17 | 100 | 2058 | 0 | 60.38 | 31.19 | 0.01 | 0
2035 | MAPP_CA_2_MISO_W | MAPP_CA | MISO_W | Internal | Winter | B18 | 400 | 2058 | 0 | 60.38 | 42.74 | 0.01 | 0
2035 | MAPP_CA_2_MISO_W | MAPP_CA | MISO_W | Internal | Winter | B19 | 700 | 2058 | 0 | 60.38 | 41.22 | 0.01 | 0
2035 | MAPP_CA_2_MISO_W | MAPP_CA | MISO_W | Internal | Winter | B20 | 935 | 2058 | 0 | 60.38 | 28.08 | 0.01 | 0
2035 | MAPP_US_2_MAPP_CA | MAPP_US | MAPP_CA | Internal | Shoulder | B11 | 25 | 230 | 0 | 55.85 | 60.87 | 7 | 0
2035 | MAPP_US_2_MAPP_CA | MAPP_US | MAPP_CA | Internal | Shoulder | B12 | 200 | 230 | 230 | 43.83 | 51.26 | 7 | 0.43
2035 | MAPP_US_2_MAPP_CA | MAPP_US | MAPP_CA | Internal | Shoulder | B13 | 600 | 230 | 230 | 38.01 | 51.26 | 7 | 6.25
2035 | MAPP_US_2_MAPP_CA | MAPP_US | MAPP_CA | Internal | Shoulder | B14 | 900 | 230 | 230 | 26.12 | 51.26 | 7 | 18.14
2035 | MAPP_US_2_MAPP_CA | MAPP_US | MAPP_CA | Internal | Shoulder | B15 | 1203 | 230 | 230 | -19.42 | 51.26 | 7 | 63.68
2035 | MAPP_US_2_MAPP_CA | MAPP_US | MAPP_CA | Internal | Summer | B1 | 10 | 230 | 0 | 75.99 | 68.99 | 7 | 0
2035 | MAPP_US_2_MAPP_CA | MAPP_US | MAPP_CA | Internal | Summer | B2 | 25 | 230 | 0 | 69.17 | 65.71 | 7 | 0
2035 | MAPP_US_2_MAPP_CA | MAPP_US | MAPP_CA | Internal | Summer | B3 | 75 | 230 | 0 | 72.18 | 65.18 | 7 | 0
2035 | MAPP_US_2_MAPP_CA | MAPP_US | MAPP_CA | Internal | Summer | B4 | 100 | 230 | 0 | 71.59 | 64.59 | 7 | 0
2035 | MAPP_US_2_MAPP_CA | MAPP_US | MAPP_CA | Internal | Summer | B5 | 200 | 230 | 0 | 69.41 | 62.41 | 7 | 0
2035 | MAPP_US_2_MAPP_CA | MAPP_US | MAPP_CA | Internal | Summer | B6 | 300 | 230 | 0 | 65.21 | 58.46 | 7 | 0
2035 | MAPP_US_2_MAPP_CA | MAPP_US | MAPP_CA | Internal | Summer | B7 | 400 | 230 | 0 | 48.59 | 55.58 | 7 | 0
2035 | MAPP_US_2_MAPP_CA | MAPP_US | MAPP_CA | Internal | Summer | B8 | 500 | 230 | 230 | 32.89 | 49.3 | 7 | 9.4
2035 | MAPP_US_2_MAPP_CA | MAPP_US | MAPP_CA | Internal | Summer | B9 | 800 | 230 | 230 | 32.89 | 49.3 | 7 | 9.4
2035 | MAPP_US_2_MAPP_CA | MAPP_US | MAPP_CA | Internal | Summer | B10 | 1262 | 230 | 230 | 26.18 | 49.3 | 7 | 16.12
2035 | MAPP_US_2_MAPP_CA | MAPP_US | MAPP_CA | Internal | Winter | B16 | 25 | 230 | 230 | 21.08 | 60.38 | 7 | 32.3
2035 | MAPP_US_2_MAPP_CA | MAPP_US | MAPP_CA | Internal | Winter | B17 | 100 | 230 | 230 | 24.19 | 60.38 | 7 | 29.19
2035 | MAPP_US_2_MAPP_CA | MAPP_US | MAPP_CA | Internal | Winter | B18 | 400 | 230 | 230 | 34.22 | 60.38 | 7 | 19.15
2035 | MAPP_US_2_MAPP_CA | MAPP_US | MAPP_CA | Internal | Winter | B19 | 700 | 230 | 230 | 34.22 | 60.38 | 7 | 19.15
2035 | MAPP_US_2_MAPP_CA | MAPP_US | MAPP_CA | Internal | Winter | B20 | 935 | 230 | 230 | 21.08 | 60.38 | 7 | 32.3
2035 | MAPP_US_2_MISO_W | MAPP_US | MISO_W | Internal | Shoulder | B11 | 25 | 2635 | 2519.69 | 55.85 | 62.85 | 7 | 0
2035 | MAPP_US_2_MISO_W | MAPP_US | MISO_W | Internal | Shoulder | B12 | 200 | 2635 | 2293.21 | 43.83 | 50.83 | 7 | 0
2035 | MAPP_US_2_MISO_W | MAPP_US | MISO_W | Internal | Shoulder | B13 | 600 | 2635 | 2635 | 38.01 | 46.72 | 7 | 1.7
2035 | MAPP_US_2_MISO_W | MAPP_US | MISO_W | Internal | Shoulder | B14 | 900 | 2635 | 1324.53 | 26.12 | 33.12 | 7 | 0
2035 | MAPP_US_2_MISO_W | MAPP_US | MISO_W | Internal | Shoulder | B15 | 1203 | 2635 | 2197.74 | -19.42 | -12.42 | 7 | 0
2035 | MAPP_US_2_MISO_W | MAPP_US | MISO_W | Internal | Summer | B1 | 10 | 2635 | 515.03 | 75.99 | 82.99 | 7 | 0
2035 | MAPP_US_2_MISO_W | MAPP_US | MISO_W | Internal | Summer | B2 | 25 | 2635 | 726.24 | 69.17 | 76.17 | 7 | 0
2035 | MAPP_US_2_MISO_W | MAPP_US | MISO_W | Internal | Summer | B3 | 75 | 2635 | 1052.06 | 72.18 | 79.18 | 7 | 0
2035 | MAPP_US_2_MISO_W | MAPP_US | MISO_W | Internal | Summer | B4 | 100 | 2635 | 1671.54 | 71.59 | 78.59 | 7 | 0
2035 | MAPP_US_2_MISO_W | MAPP_US | MISO_W | Internal | Summer | B5 | 200 | 2635 | 1413.62 | 69.41 | 76.41 | 7 | 0
2035 | MAPP_US_2_MISO_W | MAPP_US | MISO_W | Internal | Summer | B6 | 300 | 2635 | 1795.77 | 65.21 | 72.21 | 7 | 0
2035 | MAPP_US_2_MISO_W | MAPP_US | MISO_W | Internal | Summer | B7 | 400 | 2635 | 2431.16 | 48.59 | 55.59 | 7 | 0
2035 | MAPP_US_2_MISO_W | MAPP_US | MISO_W | Internal | Summer | B8 | 500 | 2635 | 2635 | 32.89 | 43.87 | 7 | 3.98
2035 | MAPP_US_2_MISO_W | MAPP_US | MISO_W | Internal | Summer | B9 | 800 | 2635 | 2635 | 32.89 | 40.66 | 7 | 0.77
2035 | MAPP_US_2_MISO_W | MAPP_US | MISO_W | Internal | Summer | B10 | 1262 | 2635 | 2635 | 26.18 | 34.18 | 7 | 1
2035 | MAPP_US_2_MISO_W | MAPP_US | MISO_W | Internal | Winter | B16 | 25 | 2635 | 2635 | 21.08 | 29.19 | 7 | 1.11
2035 | MAPP_US_2_MISO_W | MAPP_US | MISO_W | Internal | Winter | B17 | 100 | 2635 | 585.38 | 24.19 | 31.19 | 7 | 0
2035 | MAPP_US_2_MISO_W | MAPP_US | MISO_W | Internal | Winter | B18 | 400 | 2635 | 2635 | 34.22 | 42.74 | 7 | 1.51
2035 | MAPP_US_2_MISO_W | MAPP_US | MISO_W | Internal | Winter | B19 | 700 | 2635 | 2012.83 | 34.22 | 41.22 | 7 | 0
2035 | MAPP_US_2_MISO_W | MAPP_US | MISO_W | Internal | Winter | B20 | 935 | 2635 | 270.37 | 21.08 | 28.08 | 7 | 0
2035 | MAPP_US_2_NE | MAPP_US | NE | Internal | Shoulder | B11 | 25 | 2000 | 0 | 55.85 | 57.85 | 7 | 0
2035 | MAPP_US_2_NE | MAPP_US | NE | Internal | Shoulder | B12 | 200 | 2000 | 0 | 43.83 | 45.83 | 7 | 0
2035 | MAPP_US_2_NE | MAPP_US | NE | Internal | Shoulder | B13 | 600 | 2000 | 0 | 38.01 | 41.72 | 7 | 0
2035 | MAPP_US_2_NE | MAPP_US | NE | Internal | Shoulder | B14 | 900 | 2000 | 0 | 26.12 | 28.12 | 7 | 0
2035 | MAPP_US_2_NE | MAPP_US | NE | Internal | Shoulder | B15 | 1203 | 2000 | 0 | -19.42 | -27.62 | 7 | 0
2035 | MAPP_US_2_NE | MAPP_US | NE | Internal | Summer | B1 | 10 | 2000 | 0 | 75.99 | 77.99 | 7 | 0
2035 | MAPP_US_2_NE | MAPP_US | NE | Internal | Summer | B2 | 25 | 2000 | 0 | 69.17 | 71.17 | 7 | 0
2035 | MAPP_US_2_NE | MAPP_US | NE | Internal | Summer | B3 | 75 | 2000 | 0 | 72.18 | 74.18 | 7 | 0
2035 | MAPP_US_2_NE | MAPP_US | NE | Internal | Summer | B4 | 100 | 2000 | 0 | 71.59 | 73.59 | 7 | 0
2035 | MAPP_US_2_NE | MAPP_US | NE | Internal | Summer | B5 | 200 | 2000 | 0 | 69.41 | 71.41 | 7 | 0
2035 | MAPP_US_2_NE | MAPP_US | NE | Internal | Summer | B6 | 300 | 2000 | 0 | 65.21 | 67.21 | 7 | 0
2035 | MAPP_US_2_NE | MAPP_US | NE | Internal | Summer | B7 | 400 | 2000 | 0 | 48.59 | 50.59 | 7 | 0
2035 | MAPP_US_2_NE | MAPP_US | NE | Internal | Summer | B8 | 500 | 2000 | 0 | 32.89 | 38.87 | 7 | 0
2035 | MAPP_US_2_NE | MAPP_US | NE | Internal | Summer | B9 | 800 | 2000 | 0 | 32.89 | 35.66 | 7 | 0
2035 | MAPP_US_2_NE | MAPP_US | NE | Internal | Summer | B10 | 1262 | 2000 | 0 | 26.18 | 29.18 | 7 | 0
2035 | MAPP_US_2_NE | MAPP_US | NE | Internal | Winter | B16 | 25 | 2000 | 0 | 21.08 | -42.05 | 7 | 0
2035 | MAPP_US_2_NE | MAPP_US | NE | Internal | Winter | B17 | 100 | 2000 | 0 | 24.19 | 22.78 | 7 | 0
2035 | MAPP_US_2_NE | MAPP_US | NE | Internal | Winter | B18 | 400 | 2000 | 0 | 34.22 | 37.74 | 7 | 0
2035 | MAPP_US_2_NE | MAPP_US | NE | Internal | Winter | B19 | 700 | 2000 | 0 | 34.22 | 36.22 | 7 | 0
2035 | MAPP_US_2_NE | MAPP_US | NE | Internal | Winter | B20 | 935 | 2000 | 0 | 21.08 | 23.08 | 7 | 0
2035 | MARITIMES_2_NEISO | MARITIMES | NEISO | Internal | Shoulder | B11 | 25 | 99999 | 1720.66 | 42.32 | 42.33 | 0.01 | 0
2035 | MARITIMES_2_NEISO | MARITIMES | NEISO | Internal | Shoulder | B12 | 200 | 99999 | 1717.44 | 42.32 | 42.33 | 0.01 | 0
2035 | MARITIMES_2_NEISO | MARITIMES | NEISO | Internal | Shoulder | B13 | 600 | 99999 | 1704.78 | 42.32 | 42.33 | 0.01 | 0
2035 | MARITIMES_2_NEISO | MARITIMES | NEISO | Internal | Shoulder | B14 | 900 | 99999 | 1682.64 | 42.32 | 42.33 | 0.01 | 0
2035 | MARITIMES_2_NEISO | MARITIMES | NEISO | Internal | Shoulder | B15 | 1203 | 99999 | 648.08 | 42.32 | 42.33 | 0.01 | 0
2035 | MARITIMES_2_NEISO | MARITIMES | NEISO | Internal | Summer | B1 | 10 | 99999 | 1900 | 81.43 | 81.45 | 0.01 | 0
2035 | MARITIMES_2_NEISO | MARITIMES | NEISO | Internal | Summer | B2 | 25 | 99999 | 1878.75 | 67.2 | 67.21 | 0.01 | 0
2035 | MARITIMES_2_NEISO | MARITIMES | NEISO | Internal | Summer | B3 | 75 | 99999 | 1836.38 | 64.43 | 64.45 | 0.01 | 0
2035 | MARITIMES_2_NEISO | MARITIMES | NEISO | Internal | Summer | B4 | 100 | 99999 | 1799.97 | 60.26 | 60.27 | 0.01 | 0
2035 | MARITIMES_2_NEISO | MARITIMES | NEISO | Internal | Summer | B5 | 200 | 99999 | 1780.16 | 53.96 | 53.98 | 0.01 | 0
2035 | MARITIMES_2_NEISO | MARITIMES | NEISO | Internal | Summer | B6 | 300 | 99999 | 1757.82 | 44.51 | 44.53 | 0.01 | 0
2035 | MARITIMES_2_NEISO | MARITIMES | NEISO | Internal | Summer | B7 | 400 | 99999 | 1732.23 | 42.51 | 42.52 | 0.01 | 0
2035 | MARITIMES_2_NEISO | MARITIMES | NEISO | Internal | Summer | B8 | 500 | 99999 | 1712.1 | 41.46 | 41.48 | 0.01 | 0
2035 | MARITIMES_2_NEISO | MARITIMES | NEISO | Internal | Summer | B9 | 800 | 99999 | 1687.45 | 38.69 | 38.7 | 0.01 | 0
2035 | MARITIMES_2_NEISO | MARITIMES | NEISO | Internal | Summer | B10 | 1262 | 99999 | 465.06 | 38.69 | 38.7 | 0.01 | 0
2035 | MARITIMES_2_NEISO | MARITIMES | NEISO | Internal | Winter | B16 | 25 | 99999 | 1765.23 | 53.5 | 53.51 | 0.01 | 0
2035 | MARITIMES_2_NEISO | MARITIMES | NEISO | Internal | Winter | B17 | 100 | 99999 | 1747.34 | 53.5 | 53.51 | 0.01 | 0
2035 | MARITIMES_2_NEISO | MARITIMES | NEISO | Internal | Winter | B18 | 400 | 99999 | 1733.65 | 53.5 | 53.51 | 0.01 | 0
2035 | MARITIMES_2_NEISO | MARITIMES | NEISO | Internal | Winter | B19 | 700 | 99999 | 1708.15 | 53.5 | 53.51 | 0.01 | 0
2035 | MARITIMES_2_NEISO | MARITIMES | NEISO | Internal | Winter | B20 | 935 | 99999 | 723.43 | 53.5 | 53.51 | 0.01 | 0
2035 | MISO_IN_2_MISO_MI | MISO_IN | MISO_MI | Internal | Shoulder | B11 | 25 | 5081 | 619.95 | 66.84 | 66.85 | 0.01 | 0
2035 | MISO_IN_2_MISO_MI | MISO_IN | MISO_MI | Internal | Shoulder | B12 | 200 | 5081 | 4756.31 | 55.71 | 55.72 | 0.01 | 0
2035 | MISO_IN_2_MISO_MI | MISO_IN | MISO_MI | Internal | Shoulder | B13 | 600 | 5081 | 5026.62 | 50.72 | 50.73 | 0.01 | 0
2035 | MISO_IN_2_MISO_MI | MISO_IN | MISO_MI | Internal | Shoulder | B14 | 900 | 5081 | 5081 | 47.76 | 47.8 | 0.01 | 0.03
2035 | MISO_IN_2_MISO_MI | MISO_IN | MISO_MI | Internal | Shoulder | B15 | 1203 | 5081 | 4034.09 | 43.99 | 44 | 0.01 | 0
2035 | MISO_IN_2_MISO_MI | MISO_IN | MISO_MI | Internal | Summer | B1 | 10 | 5081 | 3992.74 | 92.43 | 92.45 | 0.01 | 0
2035 | MISO_IN_2_MISO_MI | MISO_IN | MISO_MI | Internal | Summer | B2 | 25 | 5081 | 3303.03 | 80.7 | 80.71 | 0.01 | 0
2035 | MISO_IN_2_MISO_MI | MISO_IN | MISO_MI | Internal | Summer | B3 | 75 | 5081 | 1584.21 | 80.03 | 80.05 | 0.01 | 0
2035 | MISO_IN_2_MISO_MI | MISO_IN | MISO_MI | Internal | Summer | B4 | 100 | 5081 | 0 | 78.61 | 78.6 | 0.01 | 0
2035 | MISO_IN_2_MISO_MI | MISO_IN | MISO_MI | Internal | Summer | B5 | 200 | 5081 | 0 | 76.43 | 76.42 | 0.01 | 0
2035 | MISO_IN_2_MISO_MI | MISO_IN | MISO_MI | Internal | Summer | B6 | 300 | 5081 | 90.51 | 72.23 | 72.25 | 0.01 | 0
2035 | MISO_IN_2_MISO_MI | MISO_IN | MISO_MI | Internal | Summer | B7 | 400 | 5081 | 4852.15 | 55.61 | 55.62 | 0.01 | 0
2035 | MISO_IN_2_MISO_MI | MISO_IN | MISO_MI | Internal | Summer | B8 | 500 | 5081 | 5081 | 46.16 | 47.87 | 0.01 | 1.7
2035 | MISO_IN_2_MISO_MI | MISO_IN | MISO_MI | Internal | Summer | B9 | 800 | 5081 | 5081 | 42.55 | 44.66 | 0.01 | 2.1
2035 | MISO_IN_2_MISO_MI | MISO_IN | MISO_MI | Internal | Summer | B10 | 1262 | 5081 | 5081 | 40.3 | 42.87 | 0.01 | 2.56
2035 | MISO_IN_2_MISO_MI | MISO_IN | MISO_MI | Internal | Winter | B16 | 25 | 5081 | 1704.64 | 68.32 | 68.33 | 0.01 | 0
2035 | MISO_IN_2_MISO_MI | MISO_IN | MISO_MI | Internal | Winter | B17 | 100 | 5081 | 3444.44 | 61.45 | 61.46 | 0.01 | 0
2035 | MISO_IN_2_MISO_MI | MISO_IN | MISO_MI | Internal | Winter | B18 | 400 | 5081 | 5081 | 51.41 | 51.69 | 0.01 | 0.26
2035 | MISO_IN_2_MISO_MI | MISO_IN | MISO_MI | Internal | Winter | B19 | 700 | 5081 | 5081 | 47.25 | 49.69 | 0.01 | 2.43
2035 | MISO_IN_2_MISO_MI | MISO_IN | MISO_MI | Internal | Winter | B20 | 935 | 5081 | 5081 | 44.02 | 45.21 | 0.01 | 1.18
2035 | MISO_IN_2_MISO_MO-IL | MISO_IN | MISO_MO-IL | Internal | Shoulder | B11 | 25 | 9129 | 0.02 | 66.84 | 66.83 | 0.01 | 0
2035 | MISO_IN_2_MISO_MO-IL | MISO_IN | MISO_MO-IL | Internal | Shoulder | B12 | 200 | 9129 | 0 | 55.71 | 52.09 | 0.01 | 0
2035 | MISO_IN_2_MISO_MO-IL | MISO_IN | MISO_MO-IL | Internal | Shoulder | B13 | 600 | 9129 | 0 | 50.72 | 46.73 | 0.01 | 0
2035 | MISO_IN_2_MISO_MO-IL | MISO_IN | MISO_MO-IL | Internal | Shoulder | B14 | 900 | 9129 | 0 | 47.76 | 43.94 | 0.01 | 0
2035 | MISO_IN_2_MISO_MO-IL | MISO_IN | MISO_MO-IL | Internal | Shoulder | B15 | 1203 | 9129 | 0 | 43.99 | 40.71 | 0.01 | 0
2035 | MISO_IN_2_MISO_MO-IL | MISO_IN | MISO_MO-IL | Internal | Summer | B1 | 10 | 9129 | 0 | 92.43 | 90.99 | 0.01 | 0
2035 | MISO_IN_2_MISO_MO-IL | MISO_IN | MISO_MO-IL | Internal | Summer | B2 | 25 | 9129 | 0 | 80.7 | 80.17 | 0.01 | 0
2035 | MISO_IN_2_MISO_MO-IL | MISO_IN | MISO_MO-IL | Internal | Summer | B3 | 75 | 9129 | 0 | 80.03 | 80.02 | 0.01 | 0
2035 | MISO_IN_2_MISO_MO-IL | MISO_IN | MISO_MO-IL | Internal | Summer | B4 | 100 | 9129 | 0 | 78.61 | 78.6 | 0.01 | 0
2035 | MISO_IN_2_MISO_MO-IL | MISO_IN | MISO_MO-IL | Internal | Summer | B5 | 200 | 9129 | 0 | 76.43 | 76.42 | 0.01 | 0
2035 | MISO_IN_2_MISO_MO-IL | MISO_IN | MISO_MO-IL | Internal | Summer | B6 | 300 | 9129 | 0 | 72.23 | 72.22 | 0.01 | 0
2035 | MISO_IN_2_MISO_MO-IL | MISO_IN | MISO_MO-IL | Internal | Summer | B7 | 400 | 9129 | 0 | 55.61 | 55.6 | 0.01 | 0
2035 | MISO_IN_2_MISO_MO-IL | MISO_IN | MISO_MO-IL | Internal | Summer | B8 | 500 | 9129 | 0 | 46.16 | 46.15 | 0.01 | 0
2035 | MISO_IN_2_MISO_MO-IL | MISO_IN | MISO_MO-IL | Internal | Summer | B9 | 800 | 9129 | 0 | 42.55 | 41.89 | 0.01 | 0
2035 | MISO_IN_2_MISO_MO-IL | MISO_IN | MISO_MO-IL | Internal | Summer | B10 | 1262 | 9129 | 0 | 40.3 | 38.67 | 0.01 | 0
2035 | MISO_IN_2_MISO_MO-IL | MISO_IN | MISO_MO-IL | Internal | Winter | B16 | 25 | 9129 | 0 | 68.32 | 64.33 | 0.01 | 0
2035 | MISO_IN_2_MISO_MO-IL | MISO_IN | MISO_MO-IL | Internal | Winter | B17 | 100 | 9129 | 0 | 61.45 | 52.45 | 0.01 | 0
2035 | MISO_IN_2_MISO_MO-IL | MISO_IN | MISO_MO-IL | Internal | Winter | B18 | 400 | 9129 | 0 | 51.41 | 47.53 | 0.01 | 0
2035 | MISO_IN_2_MISO_MO-IL | MISO_IN | MISO_MO-IL | Internal | Winter | B19 | 700 | 9129 | 0 | 47.25 | 45.56 | 0.01 | 0
2035 | MISO_IN_2_MISO_MO-IL | MISO_IN | MISO_MO-IL | Internal | Winter | B20 | 935 | 9129 | 0 | 44.02 | 41.28 | 0.01 | 0
2035 | MISO_IN_2_NonRTO_Midwest | MISO_IN | NonRTO_Midwest | Internal | Shoulder | B11 | 25 | 4800 | 1540.13 | 66.84 | 74.84 | 8 | 0
2035 | MISO_IN_2_NonRTO_Midwest | MISO_IN | NonRTO_Midwest | Internal | Shoulder | B12 | 200 | 4800 | 777.34 | 55.71 | 63.71 | 8 | 0
2035 | MISO_IN_2_NonRTO_Midwest | MISO_IN | NonRTO_Midwest | Internal | Shoulder | B13 | 600 | 4800 | 0 | 50.72 | 56.85 | 8 | 0
2035 | MISO_IN_2_NonRTO_Midwest | MISO_IN | NonRTO_Midwest | Internal | Shoulder | B14 | 900 | 4800 | 0 | 47.76 | 47.95 | 8 | 0
2035 | MISO_IN_2_NonRTO_Midwest | MISO_IN | NonRTO_Midwest | Internal | Shoulder | B15 | 1203 | 4800 | 0 | 43.99 | 47.95 | 8 | 0
2035 | MISO_IN_2_NonRTO_Midwest | MISO_IN | NonRTO_Midwest | Internal | Summer | B1 | 10 | 4800 | 0 | 92.43 | 84.43 | 8 | 0
2035 | MISO_IN_2_NonRTO_Midwest | MISO_IN | NonRTO_Midwest | Internal | Summer | B2 | 25 | 4800 | 0 | 80.7 | 84.43 | 8 | 0
2035 | MISO_IN_2_NonRTO_Midwest | MISO_IN | NonRTO_Midwest | Internal | Summer | B3 | 75 | 4800 | 0 | 80.03 | 84.43 | 8 | 0
2035 | MISO_IN_2_NonRTO_Midwest | MISO_IN | NonRTO_Midwest | Internal | Summer | B4 | 100 | 4800 | 0 | 78.61 | 84.43 | 8 | 0
2035 | MISO_IN_2_NonRTO_Midwest | MISO_IN | NonRTO_Midwest | Internal | Summer | B5 | 200 | 4800 | 264.98 | 76.43 | 84.43 | 8 | 0
2035 | MISO_IN_2_NonRTO_Midwest | MISO_IN | NonRTO_Midwest | Internal | Summer | B6 | 300 | 4800 | 329.82 | 72.23 | 80.23 | 8 | 0
2035 | MISO_IN_2_NonRTO_Midwest | MISO_IN | NonRTO_Midwest | Internal | Summer | B7 | 400 | 4800 | 0 | 55.61 | 47.61 | 8 | 0
2035 | MISO_IN_2_NonRTO_Midwest | MISO_IN | NonRTO_Midwest | Internal | Summer | B8 | 500 | 4800 | 0 | 46.16 | 46.36 | 8 | 0
2035 | MISO_IN_2_NonRTO_Midwest | MISO_IN | NonRTO_Midwest | Internal | Summer | B9 | 800 | 4800 | 0 | 42.55 | 46.36 | 8 | 0
2035 | MISO_IN_2_NonRTO_Midwest | MISO_IN | NonRTO_Midwest | Internal | Summer | B10 | 1262 | 4800 | 0 | 40.3 | 39.28 | 8 | 0
2035 | MISO_IN_2_NonRTO_Midwest | MISO_IN | NonRTO_Midwest | Internal | Winter | B16 | 25 | 4800 | 2769.2 | 68.32 | 76.32 | 8 | 0
2035 | MISO_IN_2_NonRTO_Midwest | MISO_IN | NonRTO_Midwest | Internal | Winter | B17 | 100 | 4800 | 862.76 | 61.45 | 69.45 | 8 | 0
2035 | MISO_IN_2_NonRTO_Midwest | MISO_IN | NonRTO_Midwest | Internal | Winter | B18 | 400 | 4800 | 96.4 | 51.41 | 59.41 | 8 | 0
2035 | MISO_IN_2_NonRTO_Midwest | MISO_IN | NonRTO_Midwest | Internal | Winter | B19 | 700 | 4800 | 0 | 47.25 | 51.44 | 8 | 0
2035 | MISO_IN_2_NonRTO_Midwest | MISO_IN | NonRTO_Midwest | Internal | Winter | B20 | 935 | 4800 | 0 | 44.02 | 51.44 | 8 | 0
2035 | MISO_IN_2_PJM_ROR | MISO_IN | PJM_ROR | Internal | Shoulder | B11 | 25 | 992 | 0 | 66.84 | 64.85 | 2 | 0
2035 | MISO_IN_2_PJM_ROR | MISO_IN | PJM_ROR | Internal | Shoulder | B12 | 200 | 992 | 0 | 55.71 | 53.71 | 2 | 0
2035 | MISO_IN_2_PJM_ROR | MISO_IN | PJM_ROR | Internal | Shoulder | B13 | 600 | 992 | 0 | 50.72 | 48.72 | 2 | 0
2035 | MISO_IN_2_PJM_ROR | MISO_IN | PJM_ROR | Internal | Shoulder | B14 | 900 | 992 | 0 | 47.76 | 45.94 | 2 | 0
2035 | MISO_IN_2_PJM_ROR | MISO_IN | PJM_ROR | Internal | Shoulder | B15 | 1203 | 992 | 0 | 43.99 | 44.01 | 2 | 0
2035 | MISO_IN_2_PJM_ROR | MISO_IN | PJM_ROR | Internal | Summer | B1 | 10 | 992 | 0 | 92.43 | 84.99 | 2 | 0
2035 | MISO_IN_2_PJM_ROR | MISO_IN | PJM_ROR | Internal | Summer | B2 | 25 | 992 | 0 | 80.7 | 78.17 | 2 | 0
2035 | MISO_IN_2_PJM_ROR | MISO_IN | PJM_ROR | Internal | Summer | B3 | 75 | 992 | 0 | 80.03 | 77.18 | 2 | 0
2035 | MISO_IN_2_PJM_ROR | MISO_IN | PJM_ROR | Internal | Summer | B4 | 100 | 992 | 0 | 78.61 | 76.59 | 2 | 0
2035 | MISO_IN_2_PJM_ROR | MISO_IN | PJM_ROR | Internal | Summer | B5 | 200 | 992 | 0 | 76.43 | 74.43 | 2 | 0
2035 | MISO_IN_2_PJM_ROR | MISO_IN | PJM_ROR | Internal | Summer | B6 | 300 | 992 | 0 | 72.23 | 70.21 | 2 | 0
2035 | MISO_IN_2_PJM_ROR | MISO_IN | PJM_ROR | Internal | Summer | B7 | 400 | 992 | 0 | 55.61 | 53.62 | 2 | 0
2035 | MISO_IN_2_PJM_ROR | MISO_IN | PJM_ROR | Internal | Summer | B8 | 500 | 992 | 0 | 46.16 | 45.87 | 2 | 0
2035 | MISO_IN_2_PJM_ROR | MISO_IN | PJM_ROR | Internal | Summer | B9 | 800 | 992 | 0 | 42.55 | 42.66 | 2 | 0
2035 | MISO_IN_2_PJM_ROR | MISO_IN | PJM_ROR | Internal | Summer | B10 | 1262 | 992 | 496.27 | 40.3 | 42.3 | 2 | 0
2035 | MISO_IN_2_PJM_ROR | MISO_IN | PJM_ROR | Internal | Winter | B16 | 25 | 992 | 0 | 68.32 | 66.33 | 2 | 0
2035 | MISO_IN_2_PJM_ROR | MISO_IN | PJM_ROR | Internal | Winter | B17 | 100 | 992 | 0 | 61.45 | 59.46 | 2 | 0
2035 | MISO_IN_2_PJM_ROR | MISO_IN | PJM_ROR | Internal | Winter | B18 | 400 | 992 | 0 | 51.41 | 49.69 | 2 | 0
2035 | MISO_IN_2_PJM_ROR | MISO_IN | PJM_ROR | Internal | Winter | B19 | 700 | 992 | 0 | 47.25 | 47.69 | 2 | 0
2035 | MISO_IN_2_PJM_ROR | MISO_IN | PJM_ROR | Internal | Winter | B20 | 935 | 992 | 992 | 44.02 | 47.21 | 2 | 1.19
2035 | MISO_MI_2_IESO | MISO_MI | IESO | Internal | Shoulder | B11 | 25 | 1580 | 0 | 66.85 | 49.65 | 8 | 0
2035 | MISO_MI_2_IESO | MISO_MI | IESO | Internal | Shoulder | B12 | 200 | 1580 | 0 | 55.72 | 49.26 | 8 | 0
2035 | MISO_MI_2_IESO | MISO_MI | IESO | Internal | Shoulder | B13 | 600 | 1580 | 0 | 50.73 | 49.26 | 8 | 0
2035 | MISO_MI_2_IESO | MISO_MI | IESO | Internal | Shoulder | B14 | 900 | 1580 | 0 | 47.8 | 49.26 | 8 | 0
2035 | MISO_MI_2_IESO | MISO_MI | IESO | Internal | Shoulder | B15 | 1203 | 1580 | 0 | 44 | 49.26 | 8 | 0
2035 | MISO_MI_2_IESO | MISO_MI | IESO | Internal | Summer | B1 | 10 | 1580 | 0 | 92.45 | 85.45 | 8 | 0
2035 | MISO_MI_2_IESO | MISO_MI | IESO | Internal | Summer | B2 | 25 | 1580 | 0 | 80.71 | 73.71 | 8 | 0
2035 | MISO_MI_2_IESO | MISO_MI | IESO | Internal | Summer | B3 | 75 | 1580 | 0 | 80.05 | 72.37 | 8 | 0
2035 | MISO_MI_2_IESO | MISO_MI | IESO | Internal | Summer | B4 | 100 | 1580 | 0 | 78.6 | 57.59 | 8 | 0
2035 | MISO_MI_2_IESO | MISO_MI | IESO | Internal | Summer | B5 | 200 | 1580 | 0 | 76.42 | 52.71 | 8 | 0
2035 | MISO_MI_2_IESO | MISO_MI | IESO | Internal | Summer | B6 | 300 | 1580 | 0 | 72.25 | 48.85 | 8 | 0
2035 | MISO_MI_2_IESO | MISO_MI | IESO | Internal | Summer | B7 | 400 | 1580 | 0 | 55.62 | 48.85 | 8 | 0
2035 | MISO_MI_2_IESO | MISO_MI | IESO | Internal | Summer | B8 | 500 | 1580 | 0 | 47.87 | 47.72 | 8 | 0
2035 | MISO_MI_2_IESO | MISO_MI | IESO | Internal | Summer | B9 | 800 | 1580 | 0 | 44.66 | 47.72 | 8 | 0
2035 | MISO_MI_2_IESO | MISO_MI | IESO | Internal | Summer | B10 | 1262 | 1580 | 0 | 42.87 | 47.72 | 8 | 0
2035 | MISO_MI_2_IESO | MISO_MI | IESO | Internal | Winter | B16 | 25 | 1580 | 0 | 68.33 | 52.02 | 8 | 0
2035 | MISO_MI_2_IESO | MISO_MI | IESO | Internal | Winter | B17 | 100 | 1580 | 0 | 61.46 | 52.02 | 8 | 0
2035 | MISO_MI_2_IESO | MISO_MI | IESO | Internal | Winter | B18 | 400 | 1580 | 0 | 51.69 | 52.02 | 8 | 0
2035 | MISO_MI_2_IESO | MISO_MI | IESO | Internal | Winter | B19 | 700 | 1580 | 0 | 49.69 | 52.02 | 8 | 0
2035 | MISO_MI_2_IESO | MISO_MI | IESO | Internal | Winter | B20 | 935 | 1580 | 0 | 45.21 | 52.02 | 8 | 0
2035 | MISO_MI_2_MISO_IN | MISO_MI | MISO_IN | Internal | Shoulder | B11 | 25 | 2126 | 0.02 | 66.85 | 66.84 | 0.01 | 0
2035 | MISO_MI_2_MISO_IN | MISO_MI | MISO_IN | Internal | Shoulder | B12 | 200 | 2126 | 0 | 55.72 | 55.71 | 0.01 | 0
2035 | MISO_MI_2_MISO_IN | MISO_MI | MISO_IN | Internal | Shoulder | B13 | 600 | 2126 | 0 | 50.73 | 50.72 | 0.01 | 0
2035 | MISO_MI_2_MISO_IN | MISO_MI | MISO_IN | Internal | Shoulder | B14 | 900 | 2126 | 0 | 47.8 | 47.76 | 0.01 | 0
2035 | MISO_MI_2_MISO_IN | MISO_MI | MISO_IN | Internal | Shoulder | B15 | 1203 | 2126 | 0 | 44 | 43.99 | 0.01 | 0
2035 | MISO_MI_2_MISO_IN | MISO_MI | MISO_IN | Internal | Summer | B1 | 10 | 2126 | 0.05 | 92.45 | 92.43 | 0.01 | 0
2035 | MISO_MI_2_MISO_IN | MISO_MI | MISO_IN | Internal | Summer | B2 | 25 | 2126 | 0.02 | 80.71 | 80.7 | 0.01 | 0
2035 | MISO_MI_2_MISO_IN | MISO_MI | MISO_IN | Internal | Summer | B3 | 75 | 2126 | 0 | 80.05 | 80.03 | 0.01 | 0
2035 | MISO_MI_2_MISO_IN | MISO_MI | MISO_IN | Internal | Summer | B4 | 100 | 2126 | 42.99 | 78.6 | 78.61 | 0.01 | 0
2035 | MISO_MI_2_MISO_IN | MISO_MI | MISO_IN | Internal | Summer | B5 | 200 | 2126 | 11.17 | 76.42 | 76.43 | 0.01 | 0
2035 | MISO_MI_2_MISO_IN | MISO_MI | MISO_IN | Internal | Summer | B6 | 300 | 2126 | 0 | 72.25 | 72.23 | 0.01 | 0
2035 | MISO_MI_2_MISO_IN | MISO_MI | MISO_IN | Internal | Summer | B7 | 400 | 2126 | 0 | 55.62 | 55.61 | 0.01 | 0
2035 | MISO_MI_2_MISO_IN | MISO_MI | MISO_IN | Internal | Summer | B8 | 500 | 2126 | 0 | 47.87 | 46.16 | 0.01 | 0
2035 | MISO_MI_2_MISO_IN | MISO_MI | MISO_IN | Internal | Summer | B9 | 800 | 2126 | 0 | 44.66 | 42.55 | 0.01 | 0
2035 | MISO_MI_2_MISO_IN | MISO_MI | MISO_IN | Internal | Summer | B10 | 1262 | 2126 | 0 | 42.87 | 40.3 | 0.01 | 0
2035 | MISO_MI_2_MISO_IN | MISO_MI | MISO_IN | Internal | Winter | B16 | 25 | 2126 | 0.02 | 68.33 | 68.32 | 0.01 | 0
2035 | MISO_MI_2_MISO_IN | MISO_MI | MISO_IN | Internal | Winter | B17 | 100 | 2126 | 0 | 61.46 | 61.45 | 0.01 | 0
2035 | MISO_MI_2_MISO_IN | MISO_MI | MISO_IN | Internal | Winter | B18 | 400 | 2126 | 0 | 51.69 | 51.41 | 0.01 | 0
2035 | MISO_MI_2_MISO_IN | MISO_MI | MISO_IN | Internal | Winter | B19 | 700 | 2126 | 0 | 49.69 | 47.25 | 0.01 | 0
2035 | MISO_MI_2_MISO_IN | MISO_MI | MISO_IN | Internal | Winter | B20 | 935 | 2126 | 0 | 45.21 | 44.02 | 0.01 | 0
2035 | MISO_MI_2_MISO_WUMS | MISO_MI | MISO_WUMS | Internal | Shoulder | B11 | 25 | 166 | 0.04 | 66.85 | 66.85 | 0.01 | 0
2035 | MISO_MI_2_MISO_WUMS | MISO_MI | MISO_WUMS | Internal | Shoulder | B12 | 200 | 166 | 0 | 55.72 | 55.71 | 0.01 | 0
2035 | MISO_MI_2_MISO_WUMS | MISO_MI | MISO_WUMS | Internal | Shoulder | B13 | 600 | 166 | 0 | 50.73 | 47.79 | 0.01 | 0
2035 | MISO_MI_2_MISO_WUMS | MISO_MI | MISO_WUMS | Internal | Shoulder | B14 | 900 | 166 | 0 | 47.8 | 47.79 | 0.01 | 0
2035 | MISO_MI_2_MISO_WUMS | MISO_MI | MISO_WUMS | Internal | Shoulder | B15 | 1203 | 166 | 25.39 | 44 | 44.01 | 0.01 | 0
2035 | MISO_MI_2_MISO_WUMS | MISO_MI | MISO_WUMS | Internal | Summer | B1 | 10 | 166 | 0 | 92.45 | 75.33 | 0.01 | 0
2035 | MISO_MI_2_MISO_WUMS | MISO_MI | MISO_WUMS | Internal | Summer | B2 | 25 | 166 | 0 | 80.71 | 75.33 | 0.01 | 0
2035 | MISO_MI_2_MISO_WUMS | MISO_MI | MISO_WUMS | Internal | Summer | B3 | 75 | 166 | 0 | 80.05 | 75.33 | 0.01 | 0
2035 | MISO_MI_2_MISO_WUMS | MISO_MI | MISO_WUMS | Internal | Summer | B4 | 100 | 166 | 0 | 78.6 | 75.33 | 0.01 | 0
2035 | MISO_MI_2_MISO_WUMS | MISO_MI | MISO_WUMS | Internal | Summer | B5 | 200 | 166 | 0 | 76.42 | 75.33 | 0.01 | 0
2035 | MISO_MI_2_MISO_WUMS | MISO_MI | MISO_WUMS | Internal | Summer | B6 | 300 | 166 | 0 | 72.25 | 72.22 | 0.01 | 0
2035 | MISO_MI_2_MISO_WUMS | MISO_MI | MISO_WUMS | Internal | Summer | B7 | 400 | 166 | 0 | 55.62 | 55.6 | 0.01 | 0
2035 | MISO_MI_2_MISO_WUMS | MISO_MI | MISO_WUMS | Internal | Summer | B8 | 500 | 166 | 0 | 47.87 | 45.94 | 0.01 | 0
2035 | MISO_MI_2_MISO_WUMS | MISO_MI | MISO_WUMS | Internal | Summer | B9 | 800 | 166 | 0 | 44.66 | 44.66 | 0.01 | 0
2035 | MISO_MI_2_MISO_WUMS | MISO_MI | MISO_WUMS | Internal | Summer | B10 | 1262 | 166 | 0 | 42.87 | 42.36 | 0.01 | 0
2035 | MISO_MI_2_MISO_WUMS | MISO_MI | MISO_WUMS | Internal | Winter | B16 | 25 | 166 | 0.04 | 68.33 | 68.33 | 0.01 | 0
2035 | MISO_MI_2_MISO_WUMS | MISO_MI | MISO_WUMS | Internal | Winter | B17 | 100 | 166 | 0 | 61.46 | 61.46 | 0.01 | 0
2035 | MISO_MI_2_MISO_WUMS | MISO_MI | MISO_WUMS | Internal | Winter | B18 | 400 | 166 | 0 | 51.69 | 51.45 | 0.01 | 0
2035 | MISO_MI_2_MISO_WUMS | MISO_MI | MISO_WUMS | Internal | Winter | B19 | 700 | 166 | 0 | 49.69 | 49.69 | 0.01 | 0
2035 | MISO_MI_2_MISO_WUMS | MISO_MI | MISO_WUMS | Internal | Winter | B20 | 935 | 166 | 166 | 45.21 | 47.12 | 0.01 | 1.9
2035 | MISO_MI_2_PJM_ROR | MISO_MI | PJM_ROR | Internal | Shoulder | B11 | 25 | 1424 | 0 | 66.85 | 64.85 | 2 | 0
2035 | MISO_MI_2_PJM_ROR | MISO_MI | PJM_ROR | Internal | Shoulder | B12 | 200 | 1424 | 0 | 55.72 | 53.71 | 2 | 0
2035 | MISO_MI_2_PJM_ROR | MISO_MI | PJM_ROR | Internal | Shoulder | B13 | 600 | 1424 | 0 | 50.73 | 48.72 | 2 | 0
2035 | MISO_MI_2_PJM_ROR | MISO_MI | PJM_ROR | Internal | Shoulder | B14 | 900 | 1424 | 0 | 47.8 | 45.94 | 2 | 0
2035 | MISO_MI_2_PJM_ROR | MISO_MI | PJM_ROR | Internal | Shoulder | B15 | 1203 | 1424 | 0 | 44 | 44.01 | 2 | 0
2035 | MISO_MI_2_PJM_ROR | MISO_MI | PJM_ROR | Internal | Summer | B1 | 10 | 1424 | 0 | 92.45 | 84.99 | 2 | 0
2035 | MISO_MI_2_PJM_ROR | MISO_MI | PJM_ROR | Internal | Summer | B2 | 25 | 1424 | 0 | 80.71 | 78.17 | 2 | 0
2035 | MISO_MI_2_PJM_ROR | MISO_MI | PJM_ROR | Internal | Summer | B3 | 75 | 1424 | 0 | 80.05 | 77.18 | 2 | 0
2035 | MISO_MI_2_PJM_ROR | MISO_MI | PJM_ROR | Internal | Summer | B4 | 100 | 1424 | 0 | 78.6 | 76.59 | 2 | 0
2035 | MISO_MI_2_PJM_ROR | MISO_MI | PJM_ROR | Internal | Summer | B5 | 200 | 1424 | 0 | 76.42 | 74.43 | 2 | 0
2035 | MISO_MI_2_PJM_ROR | MISO_MI | PJM_ROR | Internal | Summer | B6 | 300 | 1424 | 0 | 72.25 | 70.21 | 2 | 0
2035 | MISO_MI_2_PJM_ROR | MISO_MI | PJM_ROR | Internal | Summer | B7 | 400 | 1424 | 0 | 55.62 | 53.62 | 2 | 0
2035 | MISO_MI_2_PJM_ROR | MISO_MI | PJM_ROR | Internal | Summer | B8 | 500 | 1424 | 0 | 47.87 | 45.87 | 2 | 0
2035 | MISO_MI_2_PJM_ROR | MISO_MI | PJM_ROR | Internal | Summer | B9 | 800 | 1424 | 0 | 44.66 | 42.66 | 2 | 0
2035 | MISO_MI_2_PJM_ROR | MISO_MI | PJM_ROR | Internal | Summer | B10 | 1262 | 1424 | 0 | 42.87 | 42.3 | 2 | 0
2035 | MISO_MI_2_PJM_ROR | MISO_MI | PJM_ROR | Internal | Winter | B16 | 25 | 1424 | 0 | 68.33 | 66.33 | 2 | 0
2035 | MISO_MI_2_PJM_ROR | MISO_MI | PJM_ROR | Internal | Winter | B17 | 100 | 1424 | 0 | 61.46 | 59.46 | 2 | 0
2035 | MISO_MI_2_PJM_ROR | MISO_MI | PJM_ROR | Internal | Winter | B18 | 400 | 1424 | 0 | 51.69 | 49.69 | 2 | 0
2035 | MISO_MI_2_PJM_ROR | MISO_MI | PJM_ROR | Internal | Winter | B19 | 700 | 1424 | 0 | 49.69 | 47.69 | 2 | 0
2035 | MISO_MI_2_PJM_ROR | MISO_MI | PJM_ROR | Internal | Winter | B20 | 935 | 1424 | 4.92 | 45.21 | 47.21 | 2 | 0
2035 | MISO_MO-IL_2_ENT | MISO_MO-IL | ENT | Internal | Shoulder | B11 | 25 | 2540 | 0 | 66.83 | 62.86 | 8 | 0
2035 | MISO_MO-IL_2_ENT | MISO_MO-IL | ENT | Internal | Shoulder | B12 | 200 | 2540 | 0 | 52.09 | 50.84 | 8 | 0
2035 | MISO_MO-IL_2_ENT | MISO_MO-IL | ENT | Internal | Shoulder | B13 | 600 | 2540 | 0 | 46.73 | 46.74 | 8 | 0
2035 | MISO_MO-IL_2_ENT | MISO_MO-IL | ENT | Internal | Shoulder | B14 | 900 | 2540 | 0 | 43.94 | 45.46 | 8 | 0
2035 | MISO_MO-IL_2_ENT | MISO_MO-IL | ENT | Internal | Shoulder | B15 | 1203 | 2540 | 0 | 40.71 | 40.71 | 8 | 0
2035 | MISO_MO-IL_2_ENT | MISO_MO-IL | ENT | Internal | Summer | B1 | 10 | 2540 | 0 | 90.99 | 82.99 | 8 | 0
2035 | MISO_MO-IL_2_ENT | MISO_MO-IL | ENT | Internal | Summer | B2 | 25 | 2540 | 0 | 80.17 | 76.18 | 8 | 0
2035 | MISO_MO-IL_2_ENT | MISO_MO-IL | ENT | Internal | Summer | B3 | 75 | 2540 | 0 | 80.02 | 80.02 | 8 | 0
2035 | MISO_MO-IL_2_ENT | MISO_MO-IL | ENT | Internal | Summer | B4 | 100 | 2540 | 0 | 78.6 | 78.6 | 8 | 0
2035 | MISO_MO-IL_2_ENT | MISO_MO-IL | ENT | Internal | Summer | B5 | 200 | 2540 | 0 | 76.42 | 76.41 | 8 | 0
2035 | MISO_MO-IL_2_ENT | MISO_MO-IL | ENT | Internal | Summer | B6 | 300 | 2540 | 0 | 72.22 | 72.22 | 8 | 0
2035 | MISO_MO-IL_2_ENT | MISO_MO-IL | ENT | Internal | Summer | B7 | 400 | 2540 | 0 | 55.6 | 55.6 | 8 | 0
2035 | MISO_MO-IL_2_ENT | MISO_MO-IL | ENT | Internal | Summer | B8 | 500 | 2540 | 0 | 46.15 | 50.74 | 8 | 0
2035 | MISO_MO-IL_2_ENT | MISO_MO-IL | ENT | Internal | Summer | B9 | 800 | 2540 | 0 | 41.89 | 49 | 8 | 0
2035 | MISO_MO-IL_2_ENT | MISO_MO-IL | ENT | Internal | Summer | B10 | 1262 | 2540 | 0 | 38.67 | 40.56 | 8 | 0
2035 | MISO_MO-IL_2_ENT | MISO_MO-IL | ENT | Internal | Winter | B16 | 25 | 2540 | 0 | 64.33 | 56.33 | 8 | 0
2035 | MISO_MO-IL_2_ENT | MISO_MO-IL | ENT | Internal | Winter | B17 | 100 | 2540 | 0 | 52.45 | 49.98 | 8 | 0
2035 | MISO_MO-IL_2_ENT | MISO_MO-IL | ENT | Internal | Winter | B18 | 400 | 2540 | 0 | 47.53 | 48.53 | 8 | 0
2035 | MISO_MO-IL_2_ENT | MISO_MO-IL | ENT | Internal | Winter | B19 | 700 | 2540 | 0 | 45.56 | 45.56 | 8 | 0
2035 | MISO_MO-IL_2_ENT | MISO_MO-IL | ENT | Internal | Winter | B20 | 935 | 2540 | 0 | 41.28 | 42.92 | 8 | 0
2035 | MISO_MO-IL_2_MISO_IN | MISO_MO-IL | MISO_IN | Internal | Shoulder | B11 | 25 | 6229 | 4193 | 66.83 | 66.84 | 0.01 | 0
2035 | MISO_MO-IL_2_MISO_IN | MISO_MO-IL | MISO_IN | Internal | Shoulder | B12 | 200 | 6229 | 6229 | 52.09 | 55.71 | 0.01 | 3.6
2035 | MISO_MO-IL_2_MISO_IN | MISO_MO-IL | MISO_IN | Internal | Shoulder | B13 | 600 | 6229 | 6229 | 46.73 | 50.72 | 0.01 | 3.98
2035 | MISO_MO-IL_2_MISO_IN | MISO_MO-IL | MISO_IN | Internal | Shoulder | B14 | 900 | 6229 | 6229 | 43.94 | 47.76 | 0.01 | 3.81
2035 | MISO_MO-IL_2_MISO_IN | MISO_MO-IL | MISO_IN | Internal | Shoulder | B15 | 1203 | 6229 | 6229 | 40.71 | 43.99 | 0.01 | 3.27
2035 | MISO_MO-IL_2_MISO_IN | MISO_MO-IL | MISO_IN | Internal | Summer | B1 | 10 | 6229 | 6229 | 90.99 | 92.43 | 0.01 | 1.43
2035 | MISO_MO-IL_2_MISO_IN | MISO_MO-IL | MISO_IN | Internal | Summer | B2 | 25 | 6229 | 6229 | 80.17 | 80.7 | 0.01 | 0.52
2035 | MISO_MO-IL_2_MISO_IN | MISO_MO-IL | MISO_IN | Internal | Summer | B3 | 75 | 6229 | 6027.15 | 80.02 | 80.03 | 0.01 | 0
2035 | MISO_MO-IL_2_MISO_IN | MISO_MO-IL | MISO_IN | Internal | Summer | B4 | 100 | 6229 | 3659.28 | 78.6 | 78.61 | 0.01 | 0
2035 | MISO_MO-IL_2_MISO_IN | MISO_MO-IL | MISO_IN | Internal | Summer | B5 | 200 | 6229 | 3587.5 | 76.42 | 76.43 | 0.01 | 0
2035 | MISO_MO-IL_2_MISO_IN | MISO_MO-IL | MISO_IN | Internal | Summer | B6 | 300 | 6229 | 2061.08 | 72.22 | 72.23 | 0.01 | 0
2035 | MISO_MO-IL_2_MISO_IN | MISO_MO-IL | MISO_IN | Internal | Summer | B7 | 400 | 6229 | 5336.15 | 55.6 | 55.61 | 0.01 | 0
2035 | MISO_MO-IL_2_MISO_IN | MISO_MO-IL | MISO_IN | Internal | Summer | B8 | 500 | 6229 | 5064.4 | 46.15 | 46.16 | 0.01 | 0
2035 | MISO_MO-IL_2_MISO_IN | MISO_MO-IL | MISO_IN | Internal | Summer | B9 | 800 | 6229 | 6229 | 41.89 | 42.55 | 0.01 | 0.65
2035 | MISO_MO-IL_2_MISO_IN | MISO_MO-IL | MISO_IN | Internal | Summer | B10 | 1262 | 6229 | 6229 | 38.67 | 40.3 | 0.01 | 1.62
2035 | MISO_MO-IL_2_MISO_IN | MISO_MO-IL | MISO_IN | Internal | Winter | B16 | 25 | 6229 | 6229 | 64.33 | 68.32 | 0.01 | 3.98
2035 | MISO_MO-IL_2_MISO_IN | MISO_MO-IL | MISO_IN | Internal | Winter | B17 | 100 | 6229 | 6229 | 52.45 | 61.45 | 0.01 | 8.99
2035 | MISO_MO-IL_2_MISO_IN | MISO_MO-IL | MISO_IN | Internal | Winter | B18 | 400 | 6229 | 6229 | 47.53 | 51.41 | 0.01 | 3.87
2035 | MISO_MO-IL_2_MISO_IN | MISO_MO-IL | MISO_IN | Internal | Winter | B19 | 700 | 6229 | 6229 | 45.56 | 47.25 | 0.01 | 1.67
2035 | MISO_MO-IL_2_MISO_IN | MISO_MO-IL | MISO_IN | Internal | Winter | B20 | 935 | 6229 | 6229 | 41.28 | 44.02 | 0.01 | 2.73
2035 | MISO_MO-IL_2_MISO_W | MISO_MO-IL | MISO_W | Internal | Shoulder | B11 | 25 | 5033 | 0 | 66.83 | 62.85 | 0.01 | 0
2035 | MISO_MO-IL_2_MISO_W | MISO_MO-IL | MISO_W | Internal | Shoulder | B12 | 200 | 5033 | 0 | 52.09 | 50.83 | 0.01 | 0
2035 | MISO_MO-IL_2_MISO_W | MISO_MO-IL | MISO_W | Internal | Shoulder | B13 | 600 | 5033 | 0 | 46.73 | 46.72 | 0.01 | 0
2035 | MISO_MO-IL_2_MISO_W | MISO_MO-IL | MISO_W | Internal | Shoulder | B14 | 900 | 5033 | 0 | 43.94 | 33.12 | 0.01 | 0
2035 | MISO_MO-IL_2_MISO_W | MISO_MO-IL | MISO_W | Internal | Shoulder | B15 | 1203 | 5033 | 0 | 40.71 | -12.42 | 0.01 | 0
2035 | MISO_MO-IL_2_MISO_W | MISO_MO-IL | MISO_W | Internal | Summer | B1 | 10 | 5033 | 0 | 90.99 | 82.99 | 0.01 | 0
2035 | MISO_MO-IL_2_MISO_W | MISO_MO-IL | MISO_W | Internal | Summer | B2 | 25 | 5033 | 0 | 80.17 | 76.17 | 0.01 | 0
2035 | MISO_MO-IL_2_MISO_W | MISO_MO-IL | MISO_W | Internal | Summer | B3 | 75 | 5033 | 0 | 80.02 | 79.18 | 0.01 | 0
2035 | MISO_MO-IL_2_MISO_W | MISO_MO-IL | MISO_W | Internal | Summer | B4 | 100 | 5033 | 0 | 78.6 | 78.59 | 0.01 | 0
2035 | MISO_MO-IL_2_MISO_W | MISO_MO-IL | MISO_W | Internal | Summer | B5 | 200 | 5033 | 0 | 76.42 | 76.41 | 0.01 | 0
2035 | MISO_MO-IL_2_MISO_W | MISO_MO-IL | MISO_W | Internal | Summer | B6 | 300 | 5033 | 0 | 72.22 | 72.21 | 0.01 | 0
2035 | MISO_MO-IL_2_MISO_W | MISO_MO-IL | MISO_W | Internal | Summer | B7 | 400 | 5033 | 0 | 55.6 | 55.59 | 0.01 | 0
2035 | MISO_MO-IL_2_MISO_W | MISO_MO-IL | MISO_W | Internal | Summer | B8 | 500 | 5033 | 0 | 46.15 | 43.87 | 0.01 | 0
2035 | MISO_MO-IL_2_MISO_W | MISO_MO-IL | MISO_W | Internal | Summer | B9 | 800 | 5033 | 0 | 41.89 | 40.66 | 0.01 | 0
2035 | MISO_MO-IL_2_MISO_W | MISO_MO-IL | MISO_W | Internal | Summer | B10 | 1262 | 5033 | 0 | 38.67 | 34.18 | 0.01 | 0
2035 | MISO_MO-IL_2_MISO_W | MISO_MO-IL | MISO_W | Internal | Winter | B16 | 25 | 5033 | 0 | 64.33 | 29.19 | 0.01 | 0
2035 | MISO_MO-IL_2_MISO_W | MISO_MO-IL | MISO_W | Internal | Winter | B17 | 100 | 5033 | 0 | 52.45 | 31.19 | 0.01 | 0
2035 | MISO_MO-IL_2_MISO_W | MISO_MO-IL | MISO_W | Internal | Winter | B18 | 400 | 5033 | 0 | 47.53 | 42.74 | 0.01 | 0
2035 | MISO_MO-IL_2_MISO_W | MISO_MO-IL | MISO_W | Internal | Winter | B19 | 700 | 5033 | 0 | 45.56 | 41.22 | 0.01 | 0
2035 | MISO_MO-IL_2_MISO_W | MISO_MO-IL | MISO_W | Internal | Winter | B20 | 935 | 5033 | 0 | 41.28 | 28.08 | 0.01 | 0
2035 | MISO_MO-IL_2_PJM_ROR | MISO_MO-IL | PJM_ROR | Internal | Shoulder | B11 | 25 | 1212 | 0 | 66.83 | 64.85 | 2 | 0
2035 | MISO_MO-IL_2_PJM_ROR | MISO_MO-IL | PJM_ROR | Internal | Shoulder | B12 | 200 | 1212 | 0 | 52.09 | 53.71 | 2 | 0
2035 | MISO_MO-IL_2_PJM_ROR | MISO_MO-IL | PJM_ROR | Internal | Shoulder | B13 | 600 | 1212 | 0 | 46.73 | 48.72 | 2 | 0
2035 | MISO_MO-IL_2_PJM_ROR | MISO_MO-IL | PJM_ROR | Internal | Shoulder | B14 | 900 | 1212 | 213.15 | 43.94 | 45.94 | 2 | 0
2035 | MISO_MO-IL_2_PJM_ROR | MISO_MO-IL | PJM_ROR | Internal | Shoulder | B15 | 1203 | 1212 | 1212 | 40.71 | 44.01 | 2 | 1.3
2035 | MISO_MO-IL_2_PJM_ROR | MISO_MO-IL | PJM_ROR | Internal | Summer | B1 | 10 | 1212 | 0 | 90.99 | 84.99 | 2 | 0
2035 | MISO_MO-IL_2_PJM_ROR | MISO_MO-IL | PJM_ROR | Internal | Summer | B2 | 25 | 1212 | 0 | 80.17 | 78.17 | 2 | 0
2035 | MISO_MO-IL_2_PJM_ROR | MISO_MO-IL | PJM_ROR | Internal | Summer | B3 | 75 | 1212 | 0 | 80.02 | 77.18 | 2 | 0
2035 | MISO_MO-IL_2_PJM_ROR | MISO_MO-IL | PJM_ROR | Internal | Summer | B4 | 100 | 1212 | 0 | 78.6 | 76.59 | 2 | 0
2035 | MISO_MO-IL_2_PJM_ROR | MISO_MO-IL | PJM_ROR | Internal | Summer | B5 | 200 | 1212 | 0 | 76.42 | 74.43 | 2 | 0
2035 | MISO_MO-IL_2_PJM_ROR | MISO_MO-IL | PJM_ROR | Internal | Summer | B6 | 300 | 1212 | 0 | 72.22 | 70.21 | 2 | 0
2035 | MISO_MO-IL_2_PJM_ROR | MISO_MO-IL | PJM_ROR | Internal | Summer | B7 | 400 | 1212 | 0 | 55.6 | 53.62 | 2 | 0
2035 | MISO_MO-IL_2_PJM_ROR | MISO_MO-IL | PJM_ROR | Internal | Summer | B8 | 500 | 1212 | 0 | 46.15 | 45.87 | 2 | 0
2035 | MISO_MO-IL_2_PJM_ROR | MISO_MO-IL | PJM_ROR | Internal | Summer | B9 | 800 | 1212 | 0 | 41.89 | 42.66 | 2 | 0
2035 | MISO_MO-IL_2_PJM_ROR | MISO_MO-IL | PJM_ROR | Internal | Summer | B10 | 1262 | 1212 | 1212 | 38.67 | 42.3 | 2 | 1.63
2035 | MISO_MO-IL_2_PJM_ROR | MISO_MO-IL | PJM_ROR | Internal | Winter | B16 | 25 | 1212 | 978 | 64.33 | 66.33 | 2 | 0
2035 | MISO_MO-IL_2_PJM_ROR | MISO_MO-IL | PJM_ROR | Internal | Winter | B17 | 100 | 1212 | 1212 | 52.45 | 59.46 | 2 | 5.01
2035 | MISO_MO-IL_2_PJM_ROR | MISO_MO-IL | PJM_ROR | Internal | Winter | B18 | 400 | 1212 | 1212 | 47.53 | 49.69 | 2 | 0.16
2035 | MISO_MO-IL_2_PJM_ROR | MISO_MO-IL | PJM_ROR | Internal | Winter | B19 | 700 | 1212 | 1212 | 45.56 | 47.69 | 2 | 0.13
2035 | MISO_MO-IL_2_PJM_ROR | MISO_MO-IL | PJM_ROR | Internal | Winter | B20 | 935 | 1212 | 1212 | 41.28 | 47.21 | 2 | 3.93
2035 | MISO_MO-IL_2_TVA_Transmission | MISO_MO-IL | TVA_Transmission | Internal | Shoulder | B11 | 25 | 4000 | 0 | 66.83 | 70.85 | 8 | 0
2035 | MISO_MO-IL_2_TVA_Transmission | MISO_MO-IL | TVA_Transmission | Internal | Shoulder | B12 | 200 | 4000 | 0 | 52.09 | 57.23 | 8 | 0
2035 | MISO_MO-IL_2_TVA_Transmission | MISO_MO-IL | TVA_Transmission | Internal | Shoulder | B13 | 600 | 4000 | 0 | 46.73 | 52.93 | 8 | 0
2035 | MISO_MO-IL_2_TVA_Transmission | MISO_MO-IL | TVA_Transmission | Internal | Shoulder | B14 | 900 | 4000 | 937.49 | 43.94 | 51.94 | 8 | 0
2035 | MISO_MO-IL_2_TVA_Transmission | MISO_MO-IL | TVA_Transmission | Internal | Shoulder | B15 | 1203 | 4000 | 833.47 | 40.71 | 48.71 | 8 | 0
2035 | MISO_MO-IL_2_TVA_Transmission | MISO_MO-IL | TVA_Transmission | Internal | Summer | B1 | 10 | 4000 | 0 | 90.99 | 90.99 | 8 | 0
2035 | MISO_MO-IL_2_TVA_Transmission | MISO_MO-IL | TVA_Transmission | Internal | Summer | B2 | 25 | 4000 | 0 | 80.17 | 84.17 | 8 | 0
2035 | MISO_MO-IL_2_TVA_Transmission | MISO_MO-IL | TVA_Transmission | Internal | Summer | B3 | 75 | 4000 | 0 | 80.02 | 83.18 | 8 | 0
2035 | MISO_MO-IL_2_TVA_Transmission | MISO_MO-IL | TVA_Transmission | Internal | Summer | B4 | 100 | 4000 | 0 | 78.6 | 82.58 | 8 | 0
2035 | MISO_MO-IL_2_TVA_Transmission | MISO_MO-IL | TVA_Transmission | Internal | Summer | B5 | 200 | 4000 | 0 | 76.42 | 82.57 | 8 | 0
2035 | MISO_MO-IL_2_TVA_Transmission | MISO_MO-IL | TVA_Transmission | Internal | Summer | B6 | 300 | 4000 | 0 | 72.22 | 76.21 | 8 | 0
2035 | MISO_MO-IL_2_TVA_Transmission | MISO_MO-IL | TVA_Transmission | Internal | Summer | B7 | 400 | 4000 | 0 | 55.6 | 54.82 | 8 | 0
2035 | MISO_MO-IL_2_TVA_Transmission | MISO_MO-IL | TVA_Transmission | Internal | Summer | B8 | 500 | 4000 | 0 | 46.15 | 51.87 | 8 | 0
2035 | MISO_MO-IL_2_TVA_Transmission | MISO_MO-IL | TVA_Transmission | Internal | Summer | B9 | 800 | 4000 | 0 | 41.89 | 48.66 | 8 | 0
2035 | MISO_MO-IL_2_TVA_Transmission | MISO_MO-IL | TVA_Transmission | Internal | Summer | B10 | 1262 | 4000 | 1250.41 | 38.67 | 46.67 | 8 | 0
2035 | MISO_MO-IL_2_TVA_Transmission | MISO_MO-IL | TVA_Transmission | Internal | Winter | B16 | 25 | 4000 | 3307.42 | 64.33 | 72.33 | 8 | 0
2035 | MISO_MO-IL_2_TVA_Transmission | MISO_MO-IL | TVA_Transmission | Internal | Winter | B17 | 100 | 4000 | 814.09 | 52.45 | 60.45 | 8 | 0
2035 | MISO_MO-IL_2_TVA_Transmission | MISO_MO-IL | TVA_Transmission | Internal | Winter | B18 | 400 | 4000 | 1745.99 | 47.53 | 55.53 | 8 | 0
2035 | MISO_MO-IL_2_TVA_Transmission | MISO_MO-IL | TVA_Transmission | Internal | Winter | B19 | 700 | 4000 | 2819.71 | 45.56 | 53.56 | 8 | 0
2035 | MISO_MO-IL_2_TVA_Transmission | MISO_MO-IL | TVA_Transmission | Internal | Winter | B20 | 935 | 4000 | 4000 | 41.28 | 50.92 | 8 | 1.65
2035 | MISO_W_2_IESO | MISO_W | IESO | Internal | Shoulder | B11 | 25 | 164 | 0 | 62.85 | 49.65 | 8 | 0
2035 | MISO_W_2_IESO | MISO_W | IESO | Internal | Shoulder | B12 | 200 | 164 | 0 | 50.83 | 49.26 | 8 | 0
2035 | MISO_W_2_IESO | MISO_W | IESO | Internal | Shoulder | B13 | 600 | 164 | 0 | 46.72 | 49.26 | 8 | 0
2035 | MISO_W_2_IESO | MISO_W | IESO | Internal | Shoulder | B14 | 900 | 164 | 164 | 33.12 | 49.26 | 8 | 8.14
2035 | MISO_W_2_IESO | MISO_W | IESO | Internal | Shoulder | B15 | 1203 | 164 | 164 | -12.42 | 49.26 | 8 | 53.67
2035 | MISO_W_2_IESO | MISO_W | IESO | Internal | Summer | B1 | 10 | 164 | 0 | 82.99 | 85.45 | 8 | 0
2035 | MISO_W_2_IESO | MISO_W | IESO | Internal | Summer | B2 | 25 | 164 | 0 | 76.17 | 73.71 | 8 | 0
2035 | MISO_W_2_IESO | MISO_W | IESO | Internal | Summer | B3 | 75 | 164 | 0 | 79.18 | 72.37 | 8 | 0
2035 | MISO_W_2_IESO | MISO_W | IESO | Internal | Summer | B4 | 100 | 164 | 0 | 78.59 | 57.59 | 8 | 0
2035 | MISO_W_2_IESO | MISO_W | IESO | Internal | Summer | B5 | 200 | 164 | 0 | 76.41 | 52.71 | 8 | 0
2035 | MISO_W_2_IESO | MISO_W | IESO | Internal | Summer | B6 | 300 | 164 | 0 | 72.21 | 48.85 | 8 | 0
2035 | MISO_W_2_IESO | MISO_W | IESO | Internal | Summer | B7 | 400 | 164 | 0 | 55.59 | 48.85 | 8 | 0
2035 | MISO_W_2_IESO | MISO_W | IESO | Internal | Summer | B8 | 500 | 164 | 0 | 43.87 | 47.72 | 8 | 0
2035 | MISO_W_2_IESO | MISO_W | IESO | Internal | Summer | B9 | 800 | 164 | 0 | 40.66 | 47.72 | 8 | 0
2035 | MISO_W_2_IESO | MISO_W | IESO | Internal | Summer | B10 | 1262 | 164 | 164 | 34.18 | 47.72 | 8 | 5.54
2035 | MISO_W_2_IESO | MISO_W | IESO | Internal | Winter | B16 | 25 | 164 | 164 | 29.19 | 52.02 | 8 | 14.83
2035 | MISO_W_2_IESO | MISO_W | IESO | Internal | Winter | B17 | 100 | 164 | 164 | 31.19 | 52.02 | 8 | 12.83
2035 | MISO_W_2_IESO | MISO_W | IESO | Internal | Winter | B18 | 400 | 164 | 164 | 42.74 | 52.02 | 8 | 1.28
2035 | MISO_W_2_IESO | MISO_W | IESO | Internal | Winter | B19 | 700 | 164 | 164 | 41.22 | 52.02 | 8 | 2.79
2035 | MISO_W_2_IESO | MISO_W | IESO | Internal | Winter | B20 | 935 | 164 | 164 | 28.08 | 52.02 | 8 | 15.94
2035 | MISO_W_2_MAPP_CA | MISO_W | MAPP_CA | Internal | Shoulder | B11 | 25 | 788 | 0 | 62.85 | 60.87 | 0.01 | 0
2035 | MISO_W_2_MAPP_CA | MISO_W | MAPP_CA | Internal | Shoulder | B12 | 200 | 788 | 788 | 50.83 | 51.26 | 0.01 | 0.42
2035 | MISO_W_2_MAPP_CA | MISO_W | MAPP_CA | Internal | Shoulder | B13 | 600 | 788 | 788 | 46.72 | 51.26 | 0.01 | 4.53
2035 | MISO_W_2_MAPP_CA | MISO_W | MAPP_CA | Internal | Shoulder | B14 | 900 | 788 | 788 | 33.12 | 51.26 | 0.01 | 18.13
2035 | MISO_W_2_MAPP_CA | MISO_W | MAPP_CA | Internal | Shoulder | B15 | 1203 | 788 | 788 | -12.42 | 51.26 | 0.01 | 63.67
2035 | MISO_W_2_MAPP_CA | MISO_W | MAPP_CA | Internal | Summer | B1 | 10 | 788 | 0 | 82.99 | 68.99 | 0.01 | 0
2035 | MISO_W_2_MAPP_CA | MISO_W | MAPP_CA | Internal | Summer | B2 | 25 | 788 | 0 | 76.17 | 65.71 | 0.01 | 0
2035 | MISO_W_2_MAPP_CA | MISO_W | MAPP_CA | Internal | Summer | B3 | 75 | 788 | 0 | 79.18 | 65.18 | 0.01 | 0
2035 | MISO_W_2_MAPP_CA | MISO_W | MAPP_CA | Internal | Summer | B4 | 100 | 788 | 0 | 78.59 | 64.59 | 0.01 | 0
2035 | MISO_W_2_MAPP_CA | MISO_W | MAPP_CA | Internal | Summer | B5 | 200 | 788 | 0 | 76.41 | 62.41 | 0.01 | 0
2035 | MISO_W_2_MAPP_CA | MISO_W | MAPP_CA | Internal | Summer | B6 | 300 | 788 | 0 | 72.21 | 58.46 | 0.01 | 0
2035 | MISO_W_2_MAPP_CA | MISO_W | MAPP_CA | Internal | Summer | B7 | 400 | 788 | 0 | 55.59 | 55.58 | 0.01 | 0
2035 | MISO_W_2_MAPP_CA | MISO_W | MAPP_CA | Internal | Summer | B8 | 500 | 788 | 788 | 43.87 | 49.3 | 0.01 | 5.41
2035 | MISO_W_2_MAPP_CA | MISO_W | MAPP_CA | Internal | Summer | B9 | 800 | 788 | 788 | 40.66 | 49.3 | 0.01 | 8.62
2035 | MISO_W_2_MAPP_CA | MISO_W | MAPP_CA | Internal | Summer | B10 | 1262 | 788 | 788 | 34.18 | 49.3 | 0.01 | 15.11
2035 | MISO_W_2_MAPP_CA | MISO_W | MAPP_CA | Internal | Winter | B16 | 25 | 788 | 788 | 29.19 | 60.38 | 0.01 | 31.18
2035 | MISO_W_2_MAPP_CA | MISO_W | MAPP_CA | Internal | Winter | B17 | 100 | 788 | 788 | 31.19 | 60.38 | 0.01 | 29.18
2035 | MISO_W_2_MAPP_CA | MISO_W | MAPP_CA | Internal | Winter | B18 | 400 | 788 | 788 | 42.74 | 60.38 | 0.01 | 17.63
2035 | MISO_W_2_MAPP_CA | MISO_W | MAPP_CA | Internal | Winter | B19 | 700 | 788 | 788 | 41.22 | 60.38 | 0.01 | 19.14
2035 | MISO_W_2_MAPP_CA | MISO_W | MAPP_CA | Internal | Winter | B20 | 935 | 788 | 788 | 28.08 | 60.38 | 0.01 | 32.28
2035 | MISO_W_2_MISO_MO-IL | MISO_W | MISO_MO-IL | Internal | Shoulder | B11 | 25 | 7873 | 7873 | 62.85 | 66.83 | 0.01 | 3.96
2035 | MISO_W_2_MISO_MO-IL | MISO_W | MISO_MO-IL | Internal | Shoulder | B12 | 200 | 7873 | 7873 | 50.83 | 52.09 | 0.01 | 1.25
2035 | MISO_W_2_MISO_MO-IL | MISO_W | MISO_MO-IL | Internal | Shoulder | B13 | 600 | 7873 | 7824.28 | 46.72 | 46.73 | 0.01 | 0
2035 | MISO_W_2_MISO_MO-IL | MISO_W | MISO_MO-IL | Internal | Shoulder | B14 | 900 | 7873 | 7873 | 33.12 | 43.94 | 0.01 | 10.8
2035 | MISO_W_2_MISO_MO-IL | MISO_W | MISO_MO-IL | Internal | Shoulder | B15 | 1203 | 7873 | 7873 | -12.42 | 40.71 | 0.01 | 53.11
2035 | MISO_W_2_MISO_MO-IL | MISO_W | MISO_MO-IL | Internal | Summer | B1 | 10 | 7873 | 7873 | 82.99 | 90.99 | 0.01 | 7.99
2035 | MISO_W_2_MISO_MO-IL | MISO_W | MISO_MO-IL | Internal | Summer | B2 | 25 | 7873 | 7873 | 76.17 | 80.17 | 0.01 | 3.99
2035 | MISO_W_2_MISO_MO-IL | MISO_W | MISO_MO-IL | Internal | Summer | B3 | 75 | 7873 | 7873 | 79.18 | 80.02 | 0.01 | 0.83
2035 | MISO_W_2_MISO_MO-IL | MISO_W | MISO_MO-IL | Internal | Summer | B4 | 100 | 7873 | 7234.22 | 78.59 | 78.6 | 0.01 | 0
2035 | MISO_W_2_MISO_MO-IL | MISO_W | MISO_MO-IL | Internal | Summer | B5 | 200 | 7873 | 7643.18 | 76.41 | 76.42 | 0.01 | 0
2035 | MISO_W_2_MISO_MO-IL | MISO_W | MISO_MO-IL | Internal | Summer | B6 | 300 | 7873 | 4584.89 | 72.21 | 72.22 | 0.01 | 0
2035 | MISO_W_2_MISO_MO-IL | MISO_W | MISO_MO-IL | Internal | Summer | B7 | 400 | 7873 | 7062.58 | 55.59 | 55.6 | 0.01 | 0
2035 | MISO_W_2_MISO_MO-IL | MISO_W | MISO_MO-IL | Internal | Summer | B8 | 500 | 7873 | 7873 | 43.87 | 46.15 | 0.01 | 2.26
2035 | MISO_W_2_MISO_MO-IL | MISO_W | MISO_MO-IL | Internal | Summer | B9 | 800 | 7873 | 7873 | 40.66 | 41.89 | 0.01 | 1.21
2035 | MISO_W_2_MISO_MO-IL | MISO_W | MISO_MO-IL | Internal | Summer | B10 | 1262 | 7873 | 7873 | 34.18 | 38.67 | 0.01 | 4.48
2035 | MISO_W_2_MISO_MO-IL | MISO_W | MISO_MO-IL | Internal | Winter | B16 | 25 | 7873 | 7873 | 29.19 | 64.33 | 0.01 | 35.13
2035 | MISO_W_2_MISO_MO-IL | MISO_W | MISO_MO-IL | Internal | Winter | B17 | 100 | 7873 | 7873 | 31.19 | 52.45 | 0.01 | 21.25
2035 | MISO_W_2_MISO_MO-IL | MISO_W | MISO_MO-IL | Internal | Winter | B18 | 400 | 7873 | 7873 | 42.74 | 47.53 | 0.01 | 4.78
2035 | MISO_W_2_MISO_MO-IL | MISO_W | MISO_MO-IL | Internal | Winter | B19 | 700 | 7873 | 7873 | 41.22 | 45.56 | 0.01 | 4.33
2035 | MISO_W_2_MISO_MO-IL | MISO_W | MISO_MO-IL | Internal | Winter | B20 | 935 | 7873 | 7873 | 28.08 | 41.28 | 0.01 | 13.18
2035 | MISO_W_2_MISO_WUMS | MISO_W | MISO_WUMS | Internal | Shoulder | B11 | 25 | 3756 | 3756 | 62.85 | 66.85 | 0.01 | 3.99
2035 | MISO_W_2_MISO_WUMS | MISO_W | MISO_WUMS | Internal | Shoulder | B12 | 200 | 3756 | 3756 | 50.83 | 55.71 | 0.01 | 4.86
2035 | MISO_W_2_MISO_WUMS | MISO_W | MISO_WUMS | Internal | Shoulder | B13 | 600 | 3756 | 3756 | 46.72 | 47.79 | 0.01 | 1.06
2035 | MISO_W_2_MISO_WUMS | MISO_W | MISO_WUMS | Internal | Shoulder | B14 | 900 | 3756 | 3756 | 33.12 | 47.79 | 0.01 | 14.65
2035 | MISO_W_2_MISO_WUMS | MISO_W | MISO_WUMS | Internal | Shoulder | B15 | 1203 | 3756 | 3756 | -12.42 | 44.01 | 0.01 | 56.41
2035 | MISO_W_2_MISO_WUMS | MISO_W | MISO_WUMS | Internal | Summer | B1 | 10 | 3756 | 0 | 82.99 | 75.33 | 0.01 | 0
2035 | MISO_W_2_MISO_WUMS | MISO_W | MISO_WUMS | Internal | Summer | B2 | 25 | 3756 | 0 | 76.17 | 75.33 | 0.01 | 0
2035 | MISO_W_2_MISO_WUMS | MISO_W | MISO_WUMS | Internal | Summer | B3 | 75 | 3756 | 0 | 79.18 | 75.33 | 0.01 | 0
2035 | MISO_W_2_MISO_WUMS | MISO_W | MISO_WUMS | Internal | Summer | B4 | 100 | 3756 | 0 | 78.59 | 75.33 | 0.01 | 0
2035 | MISO_W_2_MISO_WUMS | MISO_W | MISO_WUMS | Internal | Summer | B5 | 200 | 3756 | 0 | 76.41 | 75.33 | 0.01 | 0
2035 | MISO_W_2_MISO_WUMS | MISO_W | MISO_WUMS | Internal | Summer | B6 | 300 | 3756 | 2320.85 | 72.21 | 72.22 | 0.01 | 0
2035 | MISO_W_2_MISO_WUMS | MISO_W | MISO_WUMS | Internal | Summer | B7 | 400 | 3756 | 3053.28 | 55.59 | 55.6 | 0.01 | 0
2035 | MISO_W_2_MISO_WUMS | MISO_W | MISO_WUMS | Internal | Summer | B8 | 500 | 3756 | 3756 | 43.87 | 45.94 | 0.01 | 2.06
2035 | MISO_W_2_MISO_WUMS | MISO_W | MISO_WUMS | Internal | Summer | B9 | 800 | 3756 | 3756 | 40.66 | 44.66 | 0.01 | 3.99
2035 | MISO_W_2_MISO_WUMS | MISO_W | MISO_WUMS | Internal | Summer | B10 | 1262 | 3756 | 3756 | 34.18 | 42.36 | 0.01 | 8.17
2035 | MISO_W_2_MISO_WUMS | MISO_W | MISO_WUMS | Internal | Winter | B16 | 25 | 3756 | 3756 | 29.19 | 68.33 | 0.01 | 39.13
2035 | MISO_W_2_MISO_WUMS | MISO_W | MISO_WUMS | Internal | Winter | B17 | 100 | 3756 | 3756 | 31.19 | 61.46 | 0.01 | 30.26
2035 | MISO_W_2_MISO_WUMS | MISO_W | MISO_WUMS | Internal | Winter | B18 | 400 | 3756 | 3756 | 42.74 | 51.45 | 0.01 | 8.71
2035 | MISO_W_2_MISO_WUMS | MISO_W | MISO_WUMS | Internal | Winter | B19 | 700 | 3756 | 3756 | 41.22 | 49.69 | 0.01 | 8.45
2035 | MISO_W_2_MISO_WUMS | MISO_W | MISO_WUMS | Internal | Winter | B20 | 935 | 3756 | 3756 | 28.08 | 47.12 | 0.01 | 19.03
2035 | MISO_W_2_NE | MISO_W | NE | Internal | Shoulder | B11 | 25 | 20297 | 0 | 62.85 | 57.85 | 7 | 0
2035 | MISO_W_2_NE | MISO_W | NE | Internal | Shoulder | B12 | 200 | 20297 | 0 | 50.83 | 45.83 | 7 | 0
2035 | MISO_W_2_NE | MISO_W | NE | Internal | Shoulder | B13 | 600 | 20297 | 0 | 46.72 | 41.72 | 7 | 0
2035 | MISO_W_2_NE | MISO_W | NE | Internal | Shoulder | B14 | 900 | 20297 | 0 | 33.12 | 28.12 | 7 | 0
2035 | MISO_W_2_NE | MISO_W | NE | Internal | Shoulder | B15 | 1203 | 20297 | 0 | -12.42 | -27.62 | 7 | 0
2035 | MISO_W_2_NE | MISO_W | NE | Internal | Summer | B1 | 10 | 20297 | 0 | 82.99 | 77.99 | 7 | 0
2035 | MISO_W_2_NE | MISO_W | NE | Internal | Summer | B2 | 25 | 20297 | 0 | 76.17 | 71.17 | 7 | 0
2035 | MISO_W_2_NE | MISO_W | NE | Internal | Summer | B3 | 75 | 20297 | 0 | 79.18 | 74.18 | 7 | 0
2035 | MISO_W_2_NE | MISO_W | NE | Internal | Summer | B4 | 100 | 20297 | 0 | 78.59 | 73.59 | 7 | 0
2035 | MISO_W_2_NE | MISO_W | NE | Internal | Summer | B5 | 200 | 20297 | 0 | 76.41 | 71.41 | 7 | 0
2035 | MISO_W_2_NE | MISO_W | NE | Internal | Summer | B6 | 300 | 20297 | 0 | 72.21 | 67.21 | 7 | 0
2035 | MISO_W_2_NE | MISO_W | NE | Internal | Summer | B7 | 400 | 20297 | 0 | 55.59 | 50.59 | 7 | 0
2035 | MISO_W_2_NE | MISO_W | NE | Internal | Summer | B8 | 500 | 20297 | 0 | 43.87 | 38.87 | 7 | 0
2035 | MISO_W_2_NE | MISO_W | NE | Internal | Summer | B9 | 800 | 20297 | 0 | 40.66 | 35.66 | 7 | 0
2035 | MISO_W_2_NE | MISO_W | NE | Internal | Summer | B10 | 1262 | 20297 | 0 | 34.18 | 29.18 | 7 | 0
2035 | MISO_W_2_NE | MISO_W | NE | Internal | Winter | B16 | 25 | 20297 | 0 | 29.19 | -42.05 | 7 | 0
2035 | MISO_W_2_NE | MISO_W | NE | Internal | Winter | B17 | 100 | 20297 | 0 | 31.19 | 22.78 | 7 | 0
2035 | MISO_W_2_NE | MISO_W | NE | Internal | Winter | B18 | 400 | 20297 | 0 | 42.74 | 37.74 | 7 | 0
2035 | MISO_W_2_NE | MISO_W | NE | Internal | Winter | B19 | 700 | 20297 | 0 | 41.22 | 36.22 | 7 | 0
2035 | MISO_W_2_NE | MISO_W | NE | Internal | Winter | B20 | 935 | 20297 | 0 | 28.08 | 23.08 | 7 | 0
2035 | MISO_W_2_PJM_ROR | MISO_W | PJM_ROR | Internal | Shoulder | B11 | 25 | 10135 | 2487.87 | 62.85 | 64.85 | 2 | 0
2035 | MISO_W_2_PJM_ROR | MISO_W | PJM_ROR | Internal | Shoulder | B12 | 200 | 10135 | 10135 | 50.83 | 53.71 | 2 | 0.88
2035 | MISO_W_2_PJM_ROR | MISO_W | PJM_ROR | Internal | Shoulder | B13 | 600 | 10135 | 9718.56 | 46.72 | 48.72 | 2 | 0
2035 | MISO_W_2_PJM_ROR | MISO_W | PJM_ROR | Internal | Shoulder | B14 | 900 | 10135 | 10135 | 33.12 | 45.94 | 2 | 10.82
2035 | MISO_W_2_PJM_ROR | MISO_W | PJM_ROR | Internal | Shoulder | B15 | 1203 | 10135 | 10135 | -12.42 | 44.01 | 2 | 54.43
2035 | MISO_W_2_PJM_ROR | MISO_W | PJM_ROR | Internal | Summer | B1 | 10 | 10135 | 5812.6 | 82.99 | 84.99 | 2 | 0
2035 | MISO_W_2_PJM_ROR | MISO_W | PJM_ROR | Internal | Summer | B2 | 25 | 10135 | 2030.17 | 76.17 | 78.17 | 2 | 0
2035 | MISO_W_2_PJM_ROR | MISO_W | PJM_ROR | Internal | Summer | B3 | 75 | 10135 | 0 | 79.18 | 77.18 | 2 | 0
2035 | MISO_W_2_PJM_ROR | MISO_W | PJM_ROR | Internal | Summer | B4 | 100 | 10135 | 0 | 78.59 | 76.59 | 2 | 0
2035 | MISO_W_2_PJM_ROR | MISO_W | PJM_ROR | Internal | Summer | B5 | 200 | 10135 | 0 | 76.41 | 74.43 | 2 | 0
2035 | MISO_W_2_PJM_ROR | MISO_W | PJM_ROR | Internal | Summer | B6 | 300 | 10135 | 0 | 72.21 | 70.21 | 2 | 0
2035 | MISO_W_2_PJM_ROR | MISO_W | PJM_ROR | Internal | Summer | B7 | 400 | 10135 | 0 | 55.59 | 53.62 | 2 | 0
2035 | MISO_W_2_PJM_ROR | MISO_W | PJM_ROR | Internal | Summer | B8 | 500 | 10135 | 1143.94 | 43.87 | 45.87 | 2 | 0
2035 | MISO_W_2_PJM_ROR | MISO_W | PJM_ROR | Internal | Summer | B9 | 800 | 10135 | 2556.06 | 40.66 | 42.66 | 2 | 0
2035 | MISO_W_2_PJM_ROR | MISO_W | PJM_ROR | Internal | Summer | B10 | 1262 | 10135 | 10135 | 34.18 | 42.3 | 2 | 6.12
2035 | MISO_W_2_PJM_ROR | MISO_W | PJM_ROR | Internal | Winter | B16 | 25 | 10135 | 10135 | 29.19 | 66.33 | 2 | 35.14
2035 | MISO_W_2_PJM_ROR | MISO_W | PJM_ROR | Internal | Winter | B17 | 100 | 10135 | 10135 | 31.19 | 59.46 | 2 | 26.27
2035 | MISO_W_2_PJM_ROR | MISO_W | PJM_ROR | Internal | Winter | B18 | 400 | 10135 | 10135 | 42.74 | 49.69 | 2 | 4.95
2035 | MISO_W_2_PJM_ROR | MISO_W | PJM_ROR | Internal | Winter | B19 | 700 | 10135 | 10135 | 41.22 | 47.69 | 2 | 4.47
2035 | MISO_W_2_PJM_ROR | MISO_W | PJM_ROR | Internal | Winter | B20 | 935 | 10135 | 10135 | 28.08 | 47.21 | 2 | 17.13
2035 | MISO_W_2_SPP_N | MISO_W | SPP_N | Internal | Shoulder | B11 | 25 | 3200 | 0 | 62.85 | 57.86 | 7 | 0
2035 | MISO_W_2_SPP_N | MISO_W | SPP_N | Internal | Shoulder | B12 | 200 | 3200 | 0 | 50.83 | 45.84 | 7 | 0
2035 | MISO_W_2_SPP_N | MISO_W | SPP_N | Internal | Shoulder | B13 | 600 | 3200 | 0 | 46.72 | 41.73 | 7 | 0
2035 | MISO_W_2_SPP_N | MISO_W | SPP_N | Internal | Shoulder | B14 | 900 | 3200 | 0 | 33.12 | 28.13 | 7 | 0
2035 | MISO_W_2_SPP_N | MISO_W | SPP_N | Internal | Shoulder | B15 | 1203 | 3200 | 0 | -12.42 | -27.61 | 7 | 0
2035 | MISO_W_2_SPP_N | MISO_W | SPP_N | Internal | Summer | B1 | 10 | 3200 | 0 | 82.99 | 77.99 | 7 | 0
2035 | MISO_W_2_SPP_N | MISO_W | SPP_N | Internal | Summer | B2 | 25 | 3200 | 0 | 76.17 | 71.18 | 7 | 0
2035 | MISO_W_2_SPP_N | MISO_W | SPP_N | Internal | Summer | B3 | 75 | 3200 | 0 | 79.18 | 75.02 | 7 | 0
2035 | MISO_W_2_SPP_N | MISO_W | SPP_N | Internal | Summer | B4 | 100 | 3200 | 0 | 78.59 | 73.6 | 7 | 0
2035 | MISO_W_2_SPP_N | MISO_W | SPP_N | Internal | Summer | B5 | 200 | 3200 | 0 | 76.41 | 71.42 | 7 | 0
2035 | MISO_W_2_SPP_N | MISO_W | SPP_N | Internal | Summer | B6 | 300 | 3200 | 0 | 72.21 | 67.22 | 7 | 0
2035 | MISO_W_2_SPP_N | MISO_W | SPP_N | Internal | Summer | B7 | 400 | 3200 | 0 | 55.59 | 50.6 | 7 | 0
2035 | MISO_W_2_SPP_N | MISO_W | SPP_N | Internal | Summer | B8 | 500 | 3200 | 0 | 43.87 | 45.74 | 7 | 0
2035 | MISO_W_2_SPP_N | MISO_W | SPP_N | Internal | Summer | B9 | 800 | 3200 | 0 | 40.66 | 38.28 | 7 | 0
2035 | MISO_W_2_SPP_N | MISO_W | SPP_N | Internal | Summer | B10 | 1262 | 3200 | 0 | 34.18 | 29.29 | 7 | 0
2035 | MISO_W_2_SPP_N | MISO_W | SPP_N | Internal | Winter | B16 | 25 | 3200 | 1106.39 | 29.19 | 36.19 | 7 | 0
2035 | MISO_W_2_SPP_N | MISO_W | SPP_N | Internal | Winter | B17 | 100 | 3200 | 0 | 31.19 | 33.25 | 7 | 0
2035 | MISO_W_2_SPP_N | MISO_W | SPP_N | Internal | Winter | B18 | 400 | 3200 | 0 | 42.74 | 40.52 | 7 | 0
2035 | MISO_W_2_SPP_N | MISO_W | SPP_N | Internal | Winter | B19 | 700 | 3200 | 0 | 41.22 | 36.24 | 7 | 0
2035 | MISO_W_2_SPP_N | MISO_W | SPP_N | Internal | Winter | B20 | 935 | 3200 | 0 | 28.08 | 23.09 | 7 | 0
2035 | MISO_WUMS_2_MISO_MI | MISO_WUMS | MISO_MI | Internal | Shoulder | B11 | 25 | 148 | 0.04 | 66.85 | 66.85 | 0.01 | 0
2035 | MISO_WUMS_2_MISO_MI | MISO_WUMS | MISO_MI | Internal | Shoulder | B12 | 200 | 148 | 106.4 | 55.71 | 55.72 | 0.01 | 0
2035 | MISO_WUMS_2_MISO_MI | MISO_WUMS | MISO_MI | Internal | Shoulder | B13 | 600 | 148 | 148 | 47.79 | 50.73 | 0.01 | 2.93
2035 | MISO_WUMS_2_MISO_MI | MISO_WUMS | MISO_MI | Internal | Shoulder | B14 | 900 | 148 | 51.43 | 47.79 | 47.8 | 0.01 | 0
2035 | MISO_WUMS_2_MISO_MI | MISO_WUMS | MISO_MI | Internal | Shoulder | B15 | 1203 | 148 | 0 | 44.01 | 44 | 0.01 | 0
2035 | MISO_WUMS_2_MISO_MI | MISO_WUMS | MISO_MI | Internal | Summer | B1 | 10 | 148 | 148 | 75.33 | 92.45 | 0.01 | 17.11
2035 | MISO_WUMS_2_MISO_MI | MISO_WUMS | MISO_MI | Internal | Summer | B2 | 25 | 148 | 148 | 75.33 | 80.71 | 0.01 | 5.38
2035 | MISO_WUMS_2_MISO_MI | MISO_WUMS | MISO_MI | Internal | Summer | B3 | 75 | 148 | 148 | 75.33 | 80.05 | 0.01 | 4.71
2035 | MISO_WUMS_2_MISO_MI | MISO_WUMS | MISO_MI | Internal | Summer | B4 | 100 | 148 | 148 | 75.33 | 78.6 | 0.01 | 3.26
2035 | MISO_WUMS_2_MISO_MI | MISO_WUMS | MISO_MI | Internal | Summer | B5 | 200 | 148 | 148 | 75.33 | 76.42 | 0.01 | 1.08
2035 | MISO_WUMS_2_MISO_MI | MISO_WUMS | MISO_MI | Internal | Summer | B6 | 300 | 148 | 148 | 72.22 | 72.25 | 0.01 | 0.01
2035 | MISO_WUMS_2_MISO_MI | MISO_WUMS | MISO_MI | Internal | Summer | B7 | 400 | 148 | 148 | 55.6 | 55.62 | 0.01 | 0.01
2035 | MISO_WUMS_2_MISO_MI | MISO_WUMS | MISO_MI | Internal | Summer | B8 | 500 | 148 | 148 | 45.94 | 47.87 | 0.01 | 1.92
2035 | MISO_WUMS_2_MISO_MI | MISO_WUMS | MISO_MI | Internal | Summer | B9 | 800 | 148 | 0 | 44.66 | 44.66 | 0.01 | 0
2035 | MISO_WUMS_2_MISO_MI | MISO_WUMS | MISO_MI | Internal | Summer | B10 | 1262 | 148 | 148 | 42.36 | 42.87 | 0.01 | 0.5
2035 | MISO_WUMS_2_MISO_MI | MISO_WUMS | MISO_MI | Internal | Winter | B16 | 25 | 148 | 0.04 | 68.33 | 68.33 | 0.01 | 0
2035 | MISO_WUMS_2_MISO_MI | MISO_WUMS | MISO_MI | Internal | Winter | B17 | 100 | 148 | 0.01 | 61.46 | 61.46 | 0.01 | 0
2035 | MISO_WUMS_2_MISO_MI | MISO_WUMS | MISO_MI | Internal | Winter | B18 | 400 | 148 | 148 | 51.45 | 51.69 | 0.01 | 0.22
2035 | MISO_WUMS_2_MISO_MI | MISO_WUMS | MISO_MI | Internal | Winter | B19 | 700 | 148 | 0 | 49.69 | 49.69 | 0.01 | 0
2035 | MISO_WUMS_2_MISO_MI | MISO_WUMS | MISO_MI | Internal | Winter | B20 | 935 | 148 | 0 | 47.12 | 45.21 | 0.01 | 0
2035 | MISO_WUMS_2_MISO_W | MISO_WUMS | MISO_W | Internal | Shoulder | B11 | 25 | 3264 | 0 | 66.85 | 62.85 | 0.01 | 0
2035 | MISO_WUMS_2_MISO_W | MISO_WUMS | MISO_W | Internal | Shoulder | B12 | 200 | 3264 | 0 | 55.71 | 50.83 | 0.01 | 0
2035 | MISO_WUMS_2_MISO_W | MISO_WUMS | MISO_W | Internal | Shoulder | B13 | 600 | 3264 | 0 | 47.79 | 46.72 | 0.01 | 0
2035 | MISO_WUMS_2_MISO_W | MISO_WUMS | MISO_W | Internal | Shoulder | B14 | 900 | 3264 | 0 | 47.79 | 33.12 | 0.01 | 0
2035 | MISO_WUMS_2_MISO_W | MISO_WUMS | MISO_W | Internal | Shoulder | B15 | 1203 | 3264 | 0 | 44.01 | -12.42 | 0.01 | 0
2035 | MISO_WUMS_2_MISO_W | MISO_WUMS | MISO_W | Internal | Summer | B1 | 10 | 3264 | 3264 | 75.33 | 82.99 | 0.01 | 7.65
2035 | MISO_WUMS_2_MISO_W | MISO_WUMS | MISO_W | Internal | Summer | B2 | 25 | 3264 | 3264 | 75.33 | 76.17 | 0.01 | 0.83
2035 | MISO_WUMS_2_MISO_W | MISO_WUMS | MISO_W | Internal | Summer | B3 | 75 | 3264 | 3264 | 75.33 | 79.18 | 0.01 | 3.85
2035 | MISO_WUMS_2_MISO_W | MISO_WUMS | MISO_W | Internal | Summer | B4 | 100 | 3264 | 3264 | 75.33 | 78.59 | 0.01 | 3.25
2035 | MISO_WUMS_2_MISO_W | MISO_WUMS | MISO_W | Internal | Summer | B5 | 200 | 3264 | 3264 | 75.33 | 76.41 | 0.01 | 1.07
2035 | MISO_WUMS_2_MISO_W | MISO_WUMS | MISO_W | Internal | Summer | B6 | 300 | 3264 | 0 | 72.22 | 72.21 | 0.01 | 0
2035 | MISO_WUMS_2_MISO_W | MISO_WUMS | MISO_W | Internal | Summer | B7 | 400 | 3264 | 0 | 55.6 | 55.59 | 0.01 | 0
2035 | MISO_WUMS_2_MISO_W | MISO_WUMS | MISO_W | Internal | Summer | B8 | 500 | 3264 | 0 | 45.94 | 43.87 | 0.01 | 0
2035 | MISO_WUMS_2_MISO_W | MISO_WUMS | MISO_W | Internal | Summer | B9 | 800 | 3264 | 0 | 44.66 | 40.66 | 0.01 | 0
2035 | MISO_WUMS_2_MISO_W | MISO_WUMS | MISO_W | Internal | Summer | B10 | 1262 | 3264 | 0 | 42.36 | 34.18 | 0.01 | 0
2035 | MISO_WUMS_2_MISO_W | MISO_WUMS | MISO_W | Internal | Winter | B16 | 25 | 3264 | 0 | 68.33 | 29.19 | 0.01 | 0
2035 | MISO_WUMS_2_MISO_W | MISO_WUMS | MISO_W | Internal | Winter | B17 | 100 | 3264 | 0 | 61.46 | 31.19 | 0.01 | 0
2035 | MISO_WUMS_2_MISO_W | MISO_WUMS | MISO_W | Internal | Winter | B18 | 400 | 3264 | 0 | 51.45 | 42.74 | 0.01 | 0
2035 | MISO_WUMS_2_MISO_W | MISO_WUMS | MISO_W | Internal | Winter | B19 | 700 | 3264 | 0 | 49.69 | 41.22 | 0.01 | 0
2035 | MISO_WUMS_2_MISO_W | MISO_WUMS | MISO_W | Internal | Winter | B20 | 935 | 3264 | 0 | 47.12 | 28.08 | 0.01 | 0
2035 | MISO_WUMS_2_PJM_ROR | MISO_WUMS | PJM_ROR | Internal | Shoulder | B11 | 25 | 1600 | 0 | 66.85 | 64.85 | 2 | 0
2035 | MISO_WUMS_2_PJM_ROR | MISO_WUMS | PJM_ROR | Internal | Shoulder | B12 | 200 | 1600 | 0 | 55.71 | 53.71 | 2 | 0
2035 | MISO_WUMS_2_PJM_ROR | MISO_WUMS | PJM_ROR | Internal | Shoulder | B13 | 600 | 1600 | 0 | 47.79 | 48.72 | 2 | 0
2035 | MISO_WUMS_2_PJM_ROR | MISO_WUMS | PJM_ROR | Internal | Shoulder | B14 | 900 | 1600 | 0 | 47.79 | 45.94 | 2 | 0
2035 | MISO_WUMS_2_PJM_ROR | MISO_WUMS | PJM_ROR | Internal | Shoulder | B15 | 1203 | 1600 | 0 | 44.01 | 44.01 | 2 | 0
2035 | MISO_WUMS_2_PJM_ROR | MISO_WUMS | PJM_ROR | Internal | Summer | B1 | 10 | 1600 | 1600 | 75.33 | 84.99 | 2 | 7.66
2035 | MISO_WUMS_2_PJM_ROR | MISO_WUMS | PJM_ROR | Internal | Summer | B2 | 25 | 1600 | 1600 | 75.33 | 78.17 | 2 | 0.85
2035 | MISO_WUMS_2_PJM_ROR | MISO_WUMS | PJM_ROR | Internal | Summer | B3 | 75 | 1600 | 0 | 75.33 | 77.18 | 2 | 0
2035 | MISO_WUMS_2_PJM_ROR | MISO_WUMS | PJM_ROR | Internal | Summer | B4 | 100 | 1600 | 0 | 75.33 | 76.59 | 2 | 0
2035 | MISO_WUMS_2_PJM_ROR | MISO_WUMS | PJM_ROR | Internal | Summer | B5 | 200 | 1600 | 0 | 75.33 | 74.43 | 2 | 0
2035 | MISO_WUMS_2_PJM_ROR | MISO_WUMS | PJM_ROR | Internal | Summer | B6 | 300 | 1600 | 0 | 72.22 | 70.21 | 2 | 0
2035 | MISO_WUMS_2_PJM_ROR | MISO_WUMS | PJM_ROR | Internal | Summer | B7 | 400 | 1600 | 0 | 55.6 | 53.62 | 2 | 0
2035 | MISO_WUMS_2_PJM_ROR | MISO_WUMS | PJM_ROR | Internal | Summer | B8 | 500 | 1600 | 0 | 45.94 | 45.87 | 2 | 0
2035 | MISO_WUMS_2_PJM_ROR | MISO_WUMS | PJM_ROR | Internal | Summer | B9 | 800 | 1600 | 0 | 44.66 | 42.66 | 2 | 0
2035 | MISO_WUMS_2_PJM_ROR | MISO_WUMS | PJM_ROR | Internal | Summer | B10 | 1262 | 1600 | 0 | 42.36 | 42.3 | 2 | 0
2035 | MISO_WUMS_2_PJM_ROR | MISO_WUMS | PJM_ROR | Internal | Winter | B16 | 25 | 1600 | 0 | 68.33 | 66.33 | 2 | 0
2035 | MISO_WUMS_2_PJM_ROR | MISO_WUMS | PJM_ROR | Internal | Winter | B17 | 100 | 1600 | 0 | 61.46 | 59.46 | 2 | 0
2035 | MISO_WUMS_2_PJM_ROR | MISO_WUMS | PJM_ROR | Internal | Winter | B18 | 400 | 1600 | 0 | 51.45 | 49.69 | 2 | 0
2035 | MISO_WUMS_2_PJM_ROR | MISO_WUMS | PJM_ROR | Internal | Winter | B19 | 700 | 1600 | 0 | 49.69 | 47.69 | 2 | 0
2035 | MISO_WUMS_2_PJM_ROR | MISO_WUMS | PJM_ROR | Internal | Winter | B20 | 935 | 1600 | 0 | 47.12 | 47.21 | 2 | 0
2035 | NE_2_MAPP_US | NE | MAPP_US | Internal | Shoulder | B11 | 25 | 1600 | 0 | 57.85 | 55.85 | 5 | 0
2035 | NE_2_MAPP_US | NE | MAPP_US | Internal | Shoulder | B12 | 200 | 1600 | 0 | 45.83 | 43.83 | 5 | 0
2035 | NE_2_MAPP_US | NE | MAPP_US | Internal | Shoulder | B13 | 600 | 1600 | 0 | 41.72 | 38.01 | 5 | 0
2035 | NE_2_MAPP_US | NE | MAPP_US | Internal | Shoulder | B14 | 900 | 1600 | 0 | 28.12 | 26.12 | 5 | 0
2035 | NE_2_MAPP_US | NE | MAPP_US | Internal | Shoulder | B15 | 1203 | 1600 | 1600 | -27.62 | -19.42 | 5 | 3.2
2035 | NE_2_MAPP_US | NE | MAPP_US | Internal | Summer | B1 | 10 | 1600 | 0 | 77.99 | 75.99 | 5 | 0
2035 | NE_2_MAPP_US | NE | MAPP_US | Internal | Summer | B2 | 25 | 1600 | 0 | 71.17 | 69.17 | 5 | 0
2035 | NE_2_MAPP_US | NE | MAPP_US | Internal | Summer | B3 | 75 | 1600 | 0 | 74.18 | 72.18 | 5 | 0
2035 | NE_2_MAPP_US | NE | MAPP_US | Internal | Summer | B4 | 100 | 1600 | 0 | 73.59 | 71.59 | 5 | 0
2035 | NE_2_MAPP_US | NE | MAPP_US | Internal | Summer | B5 | 200 | 1600 | 0 | 71.41 | 69.41 | 5 | 0
2035 | NE_2_MAPP_US | NE | MAPP_US | Internal | Summer | B6 | 300 | 1600 | 0 | 67.21 | 65.21 | 5 | 0
2035 | NE_2_MAPP_US | NE | MAPP_US | Internal | Summer | B7 | 400 | 1600 | 0 | 50.59 | 48.59 | 5 | 0
2035 | NE_2_MAPP_US | NE | MAPP_US | Internal | Summer | B8 | 500 | 1600 | 0 | 38.87 | 32.89 | 5 | 0
2035 | NE_2_MAPP_US | NE | MAPP_US | Internal | Summer | B9 | 800 | 1600 | 0 | 35.66 | 32.89 | 5 | 0
2035 | NE_2_MAPP_US | NE | MAPP_US | Internal | Summer | B10 | 1262 | 1600 | 0 | 29.18 | 26.18 | 5 | 0
2035 | NE_2_MAPP_US | NE | MAPP_US | Internal | Winter | B16 | 25 | 1600 | 1600 | -42.05 | 21.08 | 5 | 58.13
2035 | NE_2_MAPP_US | NE | MAPP_US | Internal | Winter | B17 | 100 | 1600 | 0 | 22.78 | 24.19 | 5 | 0
2035 | NE_2_MAPP_US | NE | MAPP_US | Internal | Winter | B18 | 400 | 1600 | 0 | 37.74 | 34.22 | 5 | 0
2035 | NE_2_MAPP_US | NE | MAPP_US | Internal | Winter | B19 | 700 | 1600 | 0 | 36.22 | 34.22 | 5 | 0
2035 | NE_2_MAPP_US | NE | MAPP_US | Internal | Winter | B20 | 935 | 1600 | 0 | 23.08 | 21.08 | 5 | 0
2035 | NE_2_MISO_W | NE | MISO_W | Internal | Shoulder | B11 | 25 | 19097 | 10291.06 | 57.85 | 62.85 | 5 | 0
2035 | NE_2_MISO_W | NE | MISO_W | Internal | Shoulder | B12 | 200 | 19097 | 18689.92 | 45.83 | 50.83 | 5 | 0
2035 | NE_2_MISO_W | NE | MISO_W | Internal | Shoulder | B13 | 600 | 19097 | 16610.52 | 41.72 | 46.72 | 5 | 0
2035 | NE_2_MISO_W | NE | MISO_W | Internal | Shoulder | B14 | 900 | 19097 | 18509.1 | 28.12 | 33.12 | 5 | 0
2035 | NE_2_MISO_W | NE | MISO_W | Internal | Shoulder | B15 | 1203 | 19097 | 19097 | -27.62 | -12.42 | 5 | 10.2
2035 | NE_2_MISO_W | NE | MISO_W | Internal | Summer | B1 | 10 | 19097 | 12327.92 | 77.99 | 82.99 | 5 | 0
2035 | NE_2_MISO_W | NE | MISO_W | Internal | Summer | B2 | 25 | 19097 | 9181.81 | 71.17 | 76.17 | 5 | 0
2035 | NE_2_MISO_W | NE | MISO_W | Internal | Summer | B3 | 75 | 19097 | 2125 | 74.18 | 79.18 | 5 | 0
2035 | NE_2_MISO_W | NE | MISO_W | Internal | Summer | B4 | 100 | 19097 | 3020.44 | 73.59 | 78.59 | 5 | 0
2035 | NE_2_MISO_W | NE | MISO_W | Internal | Summer | B5 | 200 | 19097 | 6981.03 | 71.41 | 76.41 | 5 | 0
2035 | NE_2_MISO_W | NE | MISO_W | Internal | Summer | B6 | 300 | 19097 | 3334.19 | 67.21 | 72.21 | 5 | 0
2035 | NE_2_MISO_W | NE | MISO_W | Internal | Summer | B7 | 400 | 19097 | 6281.42 | 50.59 | 55.59 | 5 | 0
2035 | NE_2_MISO_W | NE | MISO_W | Internal | Summer | B8 | 500 | 19097 | 8697.39 | 38.87 | 43.87 | 5 | 0
2035 | NE_2_MISO_W | NE | MISO_W | Internal | Summer | B9 | 800 | 19097 | 8498.67 | 35.66 | 40.66 | 5 | 0
2035 | NE_2_MISO_W | NE | MISO_W | Internal | Summer | B10 | 1262 | 19097 | 12360.45 | 29.18 | 34.18 | 5 | 0
2035 | NE_2_MISO_W | NE | MISO_W | Internal | Winter | B16 | 25 | 19097 | 19097 | -42.05 | 29.19 | 5 | 66.24
2035 | NE_2_MISO_W | NE | MISO_W | Internal | Winter | B17 | 100 | 19097 | 19097 | 22.78 | 31.19 | 5 | 3.41
2035 | NE_2_MISO_W | NE | MISO_W | Internal | Winter | B18 | 400 | 19097 | 17647.82 | 37.74 | 42.74 | 5 | 0
2035 | NE_2_MISO_W | NE | MISO_W | Internal | Winter | B19 | 700 | 19097 | 18395.47 | 36.22 | 41.22 | 5 | 0
2035 | NE_2_MISO_W | NE | MISO_W | Internal | Winter | B20 | 935 | 19097 | 18900.69 | 23.08 | 28.08 | 5 | 0
2035 | NE_2_SPP_N | NE | SPP_N | Internal | Shoulder | B11 | 25 | 12798 | 5880.73 | 57.85 | 57.86 | 0.01 | 0
2035 | NE_2_SPP_N | NE | SPP_N | Internal | Shoulder | B12 | 200 | 12798 | 3983 | 45.83 | 45.84 | 0.01 | 0
2035 | NE_2_SPP_N | NE | SPP_N | Internal | Shoulder | B13 | 600 | 12798 | 9165.7 | 41.72 | 41.73 | 0.01 | 0
2035 | NE_2_SPP_N | NE | SPP_N | Internal | Shoulder | B14 | 900 | 12798 | 9083.57 | 28.12 | 28.13 | 0.01 | 0
2035 | NE_2_SPP_N | NE | SPP_N | Internal | Shoulder | B15 | 1203 | 12798 | 7352.18 | -27.62 | -27.61 | 0.01 | 0
2035 | NE_2_SPP_N | NE | SPP_N | Internal | Summer | B1 | 10 | 12798 | 0.16 | 77.99 | 77.99 | 0.01 | 0
2035 | NE_2_SPP_N | NE | SPP_N | Internal | Summer | B2 | 25 | 12798 | 10726.23 | 71.17 | 71.18 | 0.01 | 0
2035 | NE_2_SPP_N | NE | SPP_N | Internal | Summer | B3 | 75 | 12798 | 12798 | 74.18 | 75.02 | 0.01 | 0.83
2035 | NE_2_SPP_N | NE | SPP_N | Internal | Summer | B4 | 100 | 12798 | 8660.18 | 73.59 | 73.6 | 0.01 | 0
2035 | NE_2_SPP_N | NE | SPP_N | Internal | Summer | B5 | 200 | 12798 | 5905.6 | 71.41 | 71.42 | 0.01 | 0
2035 | NE_2_SPP_N | NE | SPP_N | Internal | Summer | B6 | 300 | 12798 | 10920.94 | 67.21 | 67.22 | 0.01 | 0
2035 | NE_2_SPP_N | NE | SPP_N | Internal | Summer | B7 | 400 | 12798 | 10574.81 | 50.59 | 50.6 | 0.01 | 0
2035 | NE_2_SPP_N | NE | SPP_N | Internal | Summer | B8 | 500 | 12798 | 12798 | 38.87 | 45.74 | 0.01 | 6.86
2035 | NE_2_SPP_N | NE | SPP_N | Internal | Summer | B9 | 800 | 12798 | 12798 | 35.66 | 38.28 | 0.01 | 2.61
2035 | NE_2_SPP_N | NE | SPP_N | Internal | Summer | B10 | 1262 | 12798 | 12798 | 29.18 | 29.29 | 0.01 | 0.1
2035 | NE_2_SPP_N | NE | SPP_N | Internal | Winter | B16 | 25 | 12798 | 12798 | -42.05 | 36.19 | 0.01 | 78.23
2035 | NE_2_SPP_N | NE | SPP_N | Internal | Winter | B17 | 100 | 12798 | 12798 | 22.78 | 33.25 | 0.01 | 10.46
2035 | NE_2_SPP_N | NE | SPP_N | Internal | Winter | B18 | 400 | 12798 | 12798 | 37.74 | 40.52 | 0.01 | 2.77
2035 | NE_2_SPP_N | NE | SPP_N | Internal | Winter | B19 | 700 | 12798 | 10042.1 | 36.22 | 36.24 | 0.01 | 0
2035 | NE_2_SPP_N | NE | SPP_N | Internal | Winter | B20 | 935 | 12798 | 10753.13 | 23.08 | 23.09 | 0.01 | 0
2035 | NEISO_2_NYISO_A-F | NEISO | NYISO_A-F | Internal | Shoulder | B11 | 25 | 600 | 600 | 42.33 | 56.65 | 3 | 11.32
2035 | NEISO_2_NYISO_A-F | NEISO | NYISO_A-F | Internal | Shoulder | B12 | 200 | 600 | 600 | 42.33 | 50.21 | 3 | 4.88
2035 | NEISO_2_NYISO_A-F | NEISO | NYISO_A-F | Internal | Shoulder | B13 | 600 | 600 | 600 | 42.33 | 45.77 | 3 | 0.44
2035 | NEISO_2_NYISO_A-F | NEISO | NYISO_A-F | Internal | Shoulder | B14 | 900 | 600 | 525.53 | 42.33 | 45.33 | 3 | 0
2035 | NEISO_2_NYISO_A-F | NEISO | NYISO_A-F | Internal | Shoulder | B15 | 1203 | 600 | 230.3 | 42.33 | 45.33 | 3 | 0
2035 | NEISO_2_NYISO_A-F | NEISO | NYISO_A-F | Internal | Summer | B1 | 10 | 600 | 0 | 81.45 | 78.45 | 3 | 0
2035 | NEISO_2_NYISO_A-F | NEISO | NYISO_A-F | Internal | Summer | B2 | 25 | 600 | 0.02 | 67.21 | 70.18 | 3 | 0
2035 | NEISO_2_NYISO_A-F | NEISO | NYISO_A-F | Internal | Summer | B3 | 75 | 600 | 0 | 64.45 | 65.37 | 3 | 0
2035 | NEISO_2_NYISO_A-F | NEISO | NYISO_A-F | Internal | Summer | B4 | 100 | 600 | 198.05 | 60.27 | 63.27 | 3 | 0
2035 | NEISO_2_NYISO_A-F | NEISO | NYISO_A-F | Internal | Summer | B5 | 200 | 600 | 600 | 53.98 | 59.27 | 3 | 2.29
2035 | NEISO_2_NYISO_A-F | NEISO | NYISO_A-F | Internal | Summer | B6 | 300 | 600 | 600 | 44.53 | 55.57 | 3 | 8.05
2035 | NEISO_2_NYISO_A-F | NEISO | NYISO_A-F | Internal | Summer | B7 | 400 | 600 | 600 | 42.52 | 45.96 | 3 | 0.43
2035 | NEISO_2_NYISO_A-F | NEISO | NYISO_A-F | Internal | Summer | B8 | 500 | 600 | 285.41 | 41.48 | 44.48 | 3 | 0
2035 | NEISO_2_NYISO_A-F | NEISO | NYISO_A-F | Internal | Summer | B9 | 800 | 600 | 600 | 38.7 | 44.48 | 3 | 2.77
2035 | NEISO_2_NYISO_A-F | NEISO | NYISO_A-F | Internal | Summer | B10 | 1262 | 600 | 600 | 38.7 | 44.48 | 3 | 2.77
2035 | NEISO_2_NYISO_A-F | NEISO | NYISO_A-F | Internal | Winter | B16 | 25 | 600 | 600 | 53.51 | 58.34 | 3 | 1.83
2035 | NEISO_2_NYISO_A-F | NEISO | NYISO_A-F | Internal | Winter | B17 | 100 | 600 | 0 | 53.51 | 56.5 | 3 | 0
2035 | NEISO_2_NYISO_A-F | NEISO | NYISO_A-F | Internal | Winter | B18 | 400 | 600 | 0 | 53.51 | 53.22 | 3 | 0
2035 | NEISO_2_NYISO_A-F | NEISO | NYISO_A-F | Internal | Winter | B19 | 700 | 600 | 0 | 53.51 | 53.22 | 3 | 0
2035 | NEISO_2_NYISO_A-F | NEISO | NYISO_A-F | Internal | Winter | B20 | 935 | 600 | 0 | 53.51 | 53.22 | 3 | 0
2035 | NEISO_2_NYISO_G-I | NEISO | NYISO_G-I | Internal | Shoulder | B11 | 25 | 600 | 600 | 42.33 | 56.66 | 3 | 11.33
2035 | NEISO_2_NYISO_G-I | NEISO | NYISO_G-I | Internal | Shoulder | B12 | 200 | 600 | 600 | 42.33 | 50.22 | 3 | 4.89
2035 | NEISO_2_NYISO_G-I | NEISO | NYISO_G-I | Internal | Shoulder | B13 | 600 | 600 | 600 | 42.33 | 45.79 | 3 | 0.45
2035 | NEISO_2_NYISO_G-I | NEISO | NYISO_G-I | Internal | Shoulder | B14 | 900 | 600 | 600 | 42.33 | 45.34 | 3 | 0.01
2035 | NEISO_2_NYISO_G-I | NEISO | NYISO_G-I | Internal | Shoulder | B15 | 1203 | 600 | 600 | 42.33 | 45.34 | 3 | 0.01
2035 | NEISO_2_NYISO_G-I | NEISO | NYISO_G-I | Internal | Summer | B1 | 10 | 600 | 0.09 | 81.45 | 84.43 | 3 | 0
2035 | NEISO_2_NYISO_G-I | NEISO | NYISO_G-I | Internal | Summer | B2 | 25 | 600 | 0.04 | 67.21 | 70.2 | 3 | 0
2035 | NEISO_2_NYISO_G-I | NEISO | NYISO_G-I | Internal | Summer | B3 | 75 | 600 | 0 | 64.45 | 65.38 | 3 | 0
2035 | NEISO_2_NYISO_G-I | NEISO | NYISO_G-I | Internal | Summer | B4 | 100 | 600 | 599.99 | 60.27 | 63.28 | 3 | 0.01
2035 | NEISO_2_NYISO_G-I | NEISO | NYISO_G-I | Internal | Summer | B5 | 200 | 600 | 600 | 53.98 | 59.28 | 3 | 2.31
2035 | NEISO_2_NYISO_G-I | NEISO | NYISO_G-I | Internal | Summer | B6 | 300 | 600 | 600 | 44.53 | 55.58 | 3 | 8.06
2035 | NEISO_2_NYISO_G-I | NEISO | NYISO_G-I | Internal | Summer | B7 | 400 | 600 | 600 | 42.52 | 45.97 | 3 | 0.45
2035 | NEISO_2_NYISO_G-I | NEISO | NYISO_G-I | Internal | Summer | B8 | 500 | 600 | 600 | 41.48 | 44.49 | 3 | 0.01
2035 | NEISO_2_NYISO_G-I | NEISO | NYISO_G-I | Internal | Summer | B9 | 800 | 600 | 600 | 38.7 | 44.49 | 3 | 2.79
2035 | NEISO_2_NYISO_G-I | NEISO | NYISO_G-I | Internal | Summer | B10 | 1262 | 600 | 600 | 38.7 | 44.46 | 3 | 2.76
2035 | NEISO_2_NYISO_G-I | NEISO | NYISO_G-I | Internal | Winter | B16 | 25 | 600 | 600 | 53.51 | 58.36 | 3 | 1.85
2035 | NEISO_2_NYISO_G-I | NEISO | NYISO_G-I | Internal | Winter | B17 | 100 | 600 | 134.85 | 53.51 | 56.51 | 3 | 0
2035 | NEISO_2_NYISO_G-I | NEISO | NYISO_G-I | Internal | Winter | B18 | 400 | 600 | 0 | 53.51 | 53.23 | 3 | 0
2035 | NEISO_2_NYISO_G-I | NEISO | NYISO_G-I | Internal | Winter | B19 | 700 | 600 | 0 | 53.51 | 53.23 | 3 | 0
2035 | NEISO_2_NYISO_G-I | NEISO | NYISO_G-I | Internal | Winter | B20 | 935 | 600 | 0 | 53.51 | 53.23 | 3 | 0
2035 | NEISO_2_NYISO_J-K | NEISO | NYISO_J-K | Internal | Shoulder | B11 | 25 | 520 | 520 | 42.33 | 61.03 | 3 | 15.7
2035 | NEISO_2_NYISO_J-K | NEISO | NYISO_J-K | Internal | Shoulder | B12 | 200 | 520 | 520 | 42.33 | 61.03 | 3 | 15.7
2035 | NEISO_2_NYISO_J-K | NEISO | NYISO_J-K | Internal | Shoulder | B13 | 600 | 520 | 520 | 42.33 | 61.03 | 3 | 15.7
2035 | NEISO_2_NYISO_J-K | NEISO | NYISO_J-K | Internal | Shoulder | B14 | 900 | 520 | 520 | 42.33 | 46.19 | 3 | 0.86
2035 | NEISO_2_NYISO_J-K | NEISO | NYISO_J-K | Internal | Shoulder | B15 | 1203 | 520 | 520 | 42.33 | 45.35 | 3 | 0.02
2035 | NEISO_2_NYISO_J-K | NEISO | NYISO_J-K | Internal | Summer | B1 | 10 | 520 | 194.73 | 81.45 | 84.45 | 3 | 0
2035 | NEISO_2_NYISO_J-K | NEISO | NYISO_J-K | Internal | Summer | B2 | 25 | 520 | 377.05 | 67.21 | 70.21 | 3 | 0
2035 | NEISO_2_NYISO_J-K | NEISO | NYISO_J-K | Internal | Summer | B3 | 75 | 520 | 0 | 64.45 | 65.39 | 3 | 0
2035 | NEISO_2_NYISO_J-K | NEISO | NYISO_J-K | Internal | Summer | B4 | 100 | 520 | 519.99 | 60.27 | 63.29 | 3 | 0.02
2035 | NEISO_2_NYISO_J-K | NEISO | NYISO_J-K | Internal | Summer | B5 | 200 | 520 | 520 | 53.98 | 59.29 | 3 | 2.32
2035 | NEISO_2_NYISO_J-K | NEISO | NYISO_J-K | Internal | Summer | B6 | 300 | 520 | 520 | 44.53 | 55.6 | 3 | 8.07
2035 | NEISO_2_NYISO_J-K | NEISO | NYISO_J-K | Internal | Summer | B7 | 400 | 520 | 520 | 42.52 | 55.6 | 3 | 10.07
2035 | NEISO_2_NYISO_J-K | NEISO | NYISO_J-K | Internal | Summer | B8 | 500 | 520 | 520 | 41.48 | 55.6 | 3 | 11.12
2035 | NEISO_2_NYISO_J-K | NEISO | NYISO_J-K | Internal | Summer | B9 | 800 | 520 | 520 | 38.7 | 54.71 | 3 | 13.01
2035 | NEISO_2_NYISO_J-K | NEISO | NYISO_J-K | Internal | Summer | B10 | 1262 | 520 | 520 | 38.7 | 44.48 | 3 | 2.77
2035 | NEISO_2_NYISO_J-K | NEISO | NYISO_J-K | Internal | Winter | B16 | 25 | 520 | 520 | 53.51 | 79.89 | 3 | 23.38
2035 | NEISO_2_NYISO_J-K | NEISO | NYISO_J-K | Internal | Winter | B17 | 100 | 520 | 520 | 53.51 | 79.89 | 3 | 23.38
2035 | NEISO_2_NYISO_J-K | NEISO | NYISO_J-K | Internal | Winter | B18 | 400 | 520 | 520 | 53.51 | 79.89 | 3 | 23.38
2035 | NEISO_2_NYISO_J-K | NEISO | NYISO_J-K | Internal | Winter | B19 | 700 | 520 | 520 | 53.51 | 59.8 | 3 | 3.29
2035 | NEISO_2_NYISO_J-K | NEISO | NYISO_J-K | Internal | Winter | B20 | 935 | 520 | 0 | 53.51 | 56.2 | 3 | 0
2035 | NonRTO_Midwest_2_MISO_IN | NonRTO_Midwest | MISO_IN | Internal | Shoulder | B11 | 25 | 4450 | 0 | 74.84 | 66.84 | 8 | 0
2035 | NonRTO_Midwest_2_MISO_IN | NonRTO_Midwest | MISO_IN | Internal | Shoulder | B12 | 200 | 4450 | 0 | 63.71 | 55.71 | 8 | 0
2035 | NonRTO_Midwest_2_MISO_IN | NonRTO_Midwest | MISO_IN | Internal | Shoulder | B13 | 600 | 4450 | 0 | 56.85 | 50.72 | 8 | 0
2035 | NonRTO_Midwest_2_MISO_IN | NonRTO_Midwest | MISO_IN | Internal | Shoulder | B14 | 900 | 4450 | 0 | 47.95 | 47.76 | 8 | 0
2035 | NonRTO_Midwest_2_MISO_IN | NonRTO_Midwest | MISO_IN | Internal | Shoulder | B15 | 1203 | 4450 | 0 | 47.95 | 43.99 | 8 | 0
2035 | NonRTO_Midwest_2_MISO_IN | NonRTO_Midwest | MISO_IN | Internal | Summer | B1 | 10 | 4450 | 320.88 | 84.43 | 92.43 | 8 | 0
2035 | NonRTO_Midwest_2_MISO_IN | NonRTO_Midwest | MISO_IN | Internal | Summer | B2 | 25 | 4450 | 0 | 84.43 | 80.7 | 8 | 0
2035 | NonRTO_Midwest_2_MISO_IN | NonRTO_Midwest | MISO_IN | Internal | Summer | B3 | 75 | 4450 | 0 | 84.43 | 80.03 | 8 | 0
2035 | NonRTO_Midwest_2_MISO_IN | NonRTO_Midwest | MISO_IN | Internal | Summer | B4 | 100 | 4450 | 0 | 84.43 | 78.61 | 8 | 0
2035 | NonRTO_Midwest_2_MISO_IN | NonRTO_Midwest | MISO_IN | Internal | Summer | B5 | 200 | 4450 | 0 | 84.43 | 76.43 | 8 | 0
2035 | NonRTO_Midwest_2_MISO_IN | NonRTO_Midwest | MISO_IN | Internal | Summer | B6 | 300 | 4450 | 0 | 80.23 | 72.23 | 8 | 0
2035 | NonRTO_Midwest_2_MISO_IN | NonRTO_Midwest | MISO_IN | Internal | Summer | B7 | 400 | 4450 | 499.95 | 47.61 | 55.61 | 8 | 0
2035 | NonRTO_Midwest_2_MISO_IN | NonRTO_Midwest | MISO_IN | Internal | Summer | B8 | 500 | 4450 | 0 | 46.36 | 46.16 | 8 | 0
2035 | NonRTO_Midwest_2_MISO_IN | NonRTO_Midwest | MISO_IN | Internal | Summer | B9 | 800 | 4450 | 0 | 46.36 | 42.55 | 8 | 0
2035 | NonRTO_Midwest_2_MISO_IN | NonRTO_Midwest | MISO_IN | Internal | Summer | B10 | 1262 | 4450 | 0 | 39.28 | 40.3 | 8 | 0
2035 | NonRTO_Midwest_2_MISO_IN | NonRTO_Midwest | MISO_IN | Internal | Winter | B16 | 25 | 4450 | 0 | 76.32 | 68.32 | 8 | 0
2035 | NonRTO_Midwest_2_MISO_IN | NonRTO_Midwest | MISO_IN | Internal | Winter | B17 | 100 | 4450 | 0 | 69.45 | 61.45 | 8 | 0
2035 | NonRTO_Midwest_2_MISO_IN | NonRTO_Midwest | MISO_IN | Internal | Winter | B18 | 400 | 4450 | 0 | 59.41 | 51.41 | 8 | 0
2035 | NonRTO_Midwest_2_MISO_IN | NonRTO_Midwest | MISO_IN | Internal | Winter | B19 | 700 | 4450 | 0 | 51.44 | 47.25 | 8 | 0
2035 | NonRTO_Midwest_2_MISO_IN | NonRTO_Midwest | MISO_IN | Internal | Winter | B20 | 935 | 4450 | 0 | 51.44 | 44.02 | 8 | 0
2035 | NonRTO_Midwest_2_TVA_Transmission | NonRTO_Midwest | TVA_Transmission | Internal | Shoulder | B11 | 25 | 2400 | 0 | 74.84 | 70.85 | 8 | 0
2035 | NonRTO_Midwest_2_TVA_Transmission | NonRTO_Midwest | TVA_Transmission | Internal | Shoulder | B12 | 200 | 2400 | 0 | 63.71 | 57.23 | 8 | 0
2035 | NonRTO_Midwest_2_TVA_Transmission | NonRTO_Midwest | TVA_Transmission | Internal | Shoulder | B13 | 600 | 2400 | 0 | 56.85 | 52.93 | 8 | 0
2035 | NonRTO_Midwest_2_TVA_Transmission | NonRTO_Midwest | TVA_Transmission | Internal | Shoulder | B14 | 900 | 2400 | 0 | 47.95 | 51.94 | 8 | 0
2035 | NonRTO_Midwest_2_TVA_Transmission | NonRTO_Midwest | TVA_Transmission | Internal | Shoulder | B15 | 1203 | 2400 | 0 | 47.95 | 48.71 | 8 | 0
2035 | NonRTO_Midwest_2_TVA_Transmission | NonRTO_Midwest | TVA_Transmission | Internal | Summer | B1 | 10 | 2400 | 0 | 84.43 | 90.99 | 8 | 0
2035 | NonRTO_Midwest_2_TVA_Transmission | NonRTO_Midwest | TVA_Transmission | Internal | Summer | B2 | 25 | 2400 | 0 | 84.43 | 84.17 | 8 | 0
2035 | NonRTO_Midwest_2_TVA_Transmission | NonRTO_Midwest | TVA_Transmission | Internal | Summer | B3 | 75 | 2400 | 0 | 84.43 | 83.18 | 8 | 0
2035 | NonRTO_Midwest_2_TVA_Transmission | NonRTO_Midwest | TVA_Transmission | Internal | Summer | B4 | 100 | 2400 | 0 | 84.43 | 82.58 | 8 | 0
2035 | NonRTO_Midwest_2_TVA_Transmission | NonRTO_Midwest | TVA_Transmission | Internal | Summer | B5 | 200 | 2400 | 0 | 84.43 | 82.57 | 8 | 0
2035 | NonRTO_Midwest_2_TVA_Transmission | NonRTO_Midwest | TVA_Transmission | Internal | Summer | B6 | 300 | 2400 | 0 | 80.23 | 76.21 | 8 | 0
2035 | NonRTO_Midwest_2_TVA_Transmission | NonRTO_Midwest | TVA_Transmission | Internal | Summer | B7 | 400 | 2400 | 0 | 47.61 | 54.82 | 8 | 0
2035 | NonRTO_Midwest_2_TVA_Transmission | NonRTO_Midwest | TVA_Transmission | Internal | Summer | B8 | 500 | 2400 | 0 | 46.36 | 51.87 | 8 | 0
2035 | NonRTO_Midwest_2_TVA_Transmission | NonRTO_Midwest | TVA_Transmission | Internal | Summer | B9 | 800 | 2400 | 0 | 46.36 | 48.66 | 8 | 0
2035 | NonRTO_Midwest_2_TVA_Transmission | NonRTO_Midwest | TVA_Transmission | Internal | Summer | B10 | 1262 | 2400 | 0 | 39.28 | 46.67 | 8 | 0
2035 | NonRTO_Midwest_2_TVA_Transmission | NonRTO_Midwest | TVA_Transmission | Internal | Winter | B16 | 25 | 2400 | 0 | 76.32 | 72.33 | 8 | 0
2035 | NonRTO_Midwest_2_TVA_Transmission | NonRTO_Midwest | TVA_Transmission | Internal | Winter | B17 | 100 | 2400 | 0 | 69.45 | 60.45 | 8 | 0
2035 | NonRTO_Midwest_2_TVA_Transmission | NonRTO_Midwest | TVA_Transmission | Internal | Winter | B18 | 400 | 2400 | 0 | 59.41 | 55.53 | 8 | 0
2035 | NonRTO_Midwest_2_TVA_Transmission | NonRTO_Midwest | TVA_Transmission | Internal | Winter | B19 | 700 | 2400 | 0 | 51.44 | 53.56 | 8 | 0
2035 | NonRTO_Midwest_2_TVA_Transmission | NonRTO_Midwest | TVA_Transmission | Internal | Winter | B20 | 935 | 2400 | 0 | 51.44 | 50.92 | 8 | 0
2035 | NYISO_A-F_2_IESO | NYISO_A-F | IESO | Internal | Shoulder | B11 | 25 | 1600 | 0 | 56.65 | 49.65 | 7 | 0
2035 | NYISO_A-F_2_IESO | NYISO_A-F | IESO | Internal | Shoulder | B12 | 200 | 1600 | 0 | 50.21 | 49.26 | 7 | 0
2035 | NYISO_A-F_2_IESO | NYISO_A-F | IESO | Internal | Shoulder | B13 | 600 | 1600 | 0 | 45.77 | 49.26 | 7 | 0
2035 | NYISO_A-F_2_IESO | NYISO_A-F | IESO | Internal | Shoulder | B14 | 900 | 1600 | 0 | 45.33 | 49.26 | 7 | 0
2035 | NYISO_A-F_2_IESO | NYISO_A-F | IESO | Internal | Shoulder | B15 | 1203 | 1600 | 0 | 45.33 | 49.26 | 7 | 0
2035 | NYISO_A-F_2_IESO | NYISO_A-F | IESO | Internal | Summer | B1 | 10 | 1600 | 18.05 | 78.45 | 85.45 | 7 | 0
2035 | NYISO_A-F_2_IESO | NYISO_A-F | IESO | Internal | Summer | B2 | 25 | 1600 | 0 | 70.18 | 73.71 | 7 | 0
2035 | NYISO_A-F_2_IESO | NYISO_A-F | IESO | Internal | Summer | B3 | 75 | 1600 | 102.69 | 65.37 | 72.37 | 7 | 0
2035 | NYISO_A-F_2_IESO | NYISO_A-F | IESO | Internal | Summer | B4 | 100 | 1600 | 0 | 63.27 | 57.59 | 7 | 0
2035 | NYISO_A-F_2_IESO | NYISO_A-F | IESO | Internal | Summer | B5 | 200 | 1600 | 0 | 59.27 | 52.71 | 7 | 0
2035 | NYISO_A-F_2_IESO | NYISO_A-F | IESO | Internal | Summer | B6 | 300 | 1600 | 0 | 55.57 | 48.85 | 7 | 0
2035 | NYISO_A-F_2_IESO | NYISO_A-F | IESO | Internal | Summer | B7 | 400 | 1600 | 0 | 45.96 | 48.85 | 7 | 0
2035 | NYISO_A-F_2_IESO | NYISO_A-F | IESO | Internal | Summer | B8 | 500 | 1600 | 0 | 44.48 | 47.72 | 7 | 0
2035 | NYISO_A-F_2_IESO | NYISO_A-F | IESO | Internal | Summer | B9 | 800 | 1600 | 0 | 44.48 | 47.72 | 7 | 0
2035 | NYISO_A-F_2_IESO | NYISO_A-F | IESO | Internal | Summer | B10 | 1262 | 1600 | 0 | 44.48 | 47.72 | 7 | 0
2035 | NYISO_A-F_2_IESO | NYISO_A-F | IESO | Internal | Winter | B16 | 25 | 1600 | 0 | 58.34 | 52.02 | 7 | 0
2035 | NYISO_A-F_2_IESO | NYISO_A-F | IESO | Internal | Winter | B17 | 100 | 1600 | 0 | 56.5 | 52.02 | 7 | 0
2035 | NYISO_A-F_2_IESO | NYISO_A-F | IESO | Internal | Winter | B18 | 400 | 1600 | 0 | 53.22 | 52.02 | 7 | 0
2035 | NYISO_A-F_2_IESO | NYISO_A-F | IESO | Internal | Winter | B19 | 700 | 1600 | 0 | 53.22 | 52.02 | 7 | 0
2035 | NYISO_A-F_2_IESO | NYISO_A-F | IESO | Internal | Winter | B20 | 935 | 1600 | 0 | 53.22 | 52.02 | 7 | 0
2035 | NYISO_A-F_2_NEISO | NYISO_A-F | NEISO | Internal | Shoulder | B11 | 25 | 600 | 0 | 56.65 | 42.33 | 3 | 0
2035 | NYISO_A-F_2_NEISO | NYISO_A-F | NEISO | Internal | Shoulder | B12 | 200 | 600 | 0 | 50.21 | 42.33 | 3 | 0
2035 | NYISO_A-F_2_NEISO | NYISO_A-F | NEISO | Internal | Shoulder | B13 | 600 | 600 | 0 | 45.77 | 42.33 | 3 | 0
2035 | NYISO_A-F_2_NEISO | NYISO_A-F | NEISO | Internal | Shoulder | B14 | 900 | 600 | 0 | 45.33 | 42.33 | 3 | 0
2035 | NYISO_A-F_2_NEISO | NYISO_A-F | NEISO | Internal | Shoulder | B15 | 1203 | 600 | 0 | 45.33 | 42.33 | 3 | 0
2035 | NYISO_A-F_2_NEISO | NYISO_A-F | NEISO | Internal | Summer | B1 | 10 | 600 | 454.74 | 78.45 | 81.45 | 3 | 0
2035 | NYISO_A-F_2_NEISO | NYISO_A-F | NEISO | Internal | Summer | B2 | 25 | 600 | 0 | 70.18 | 67.21 | 3 | 0
2035 | NYISO_A-F_2_NEISO | NYISO_A-F | NEISO | Internal | Summer | B3 | 75 | 600 | 0 | 65.37 | 64.45 | 3 | 0
2035 | NYISO_A-F_2_NEISO | NYISO_A-F | NEISO | Internal | Summer | B4 | 100 | 600 | 0 | 63.27 | 60.27 | 3 | 0
2035 | NYISO_A-F_2_NEISO | NYISO_A-F | NEISO | Internal | Summer | B5 | 200 | 600 | 0 | 59.27 | 53.98 | 3 | 0
2035 | NYISO_A-F_2_NEISO | NYISO_A-F | NEISO | Internal | Summer | B6 | 300 | 600 | 0 | 55.57 | 44.53 | 3 | 0
2035 | NYISO_A-F_2_NEISO | NYISO_A-F | NEISO | Internal | Summer | B7 | 400 | 600 | 0 | 45.96 | 42.52 | 3 | 0
2035 | NYISO_A-F_2_NEISO | NYISO_A-F | NEISO | Internal | Summer | B8 | 500 | 600 | 0 | 44.48 | 41.48 | 3 | 0
2035 | NYISO_A-F_2_NEISO | NYISO_A-F | NEISO | Internal | Summer | B9 | 800 | 600 | 0 | 44.48 | 38.7 | 3 | 0
2035 | NYISO_A-F_2_NEISO | NYISO_A-F | NEISO | Internal | Summer | B10 | 1262 | 600 | 0 | 44.48 | 38.7 | 3 | 0
2035 | NYISO_A-F_2_NEISO | NYISO_A-F | NEISO | Internal | Winter | B16 | 25 | 600 | 0 | 58.34 | 53.51 | 3 | 0
2035 | NYISO_A-F_2_NEISO | NYISO_A-F | NEISO | Internal | Winter | B17 | 100 | 600 | 0 | 56.5 | 53.51 | 3 | 0
2035 | NYISO_A-F_2_NEISO | NYISO_A-F | NEISO | Internal | Winter | B18 | 400 | 600 | 0 | 53.22 | 53.51 | 3 | 0
2035 | NYISO_A-F_2_NEISO | NYISO_A-F | NEISO | Internal | Winter | B19 | 700 | 600 | 0 | 53.22 | 53.51 | 3 | 0
2035 | NYISO_A-F_2_NEISO | NYISO_A-F | NEISO | Internal | Winter | B20 | 935 | 600 | 0 | 53.22 | 53.51 | 3 | 0
2035 | NYISO_A-F_2_NYISO_G-I | NYISO_A-F | NYISO_G-I | Internal | Shoulder | B11 | 25 | 4888 | 4308.4 | 56.65 | 56.66 | 0.01 | 0
2035 | NYISO_A-F_2_NYISO_G-I | NYISO_A-F | NYISO_G-I | Internal | Shoulder | B12 | 200 | 4888 | 2715.75 | 50.21 | 50.22 | 0.01 | 0
2035 | NYISO_A-F_2_NYISO_G-I | NYISO_A-F | NYISO_G-I | Internal | Shoulder | B13 | 600 | 4888 | 2557.53 | 45.77 | 45.79 | 0.01 | 0
2035 | NYISO_A-F_2_NYISO_G-I | NYISO_A-F | NYISO_G-I | Internal | Shoulder | B14 | 900 | 4888 | 2337.72 | 45.33 | 45.34 | 0.01 | 0
2035 | NYISO_A-F_2_NYISO_G-I | NYISO_A-F | NYISO_G-I | Internal | Shoulder | B15 | 1203 | 4888 | 320.11 | 45.33 | 45.34 | 0.01 | 0
2035 | NYISO_A-F_2_NYISO_G-I | NYISO_A-F | NYISO_G-I | Internal | Summer | B1 | 10 | 4888 | 4888 | 78.45 | 84.43 | 0.01 | 5.98
2035 | NYISO_A-F_2_NYISO_G-I | NYISO_A-F | NYISO_G-I | Internal | Summer | B2 | 25 | 4888 | 3775.48 | 70.18 | 70.2 | 0.01 | 0
2035 | NYISO_A-F_2_NYISO_G-I | NYISO_A-F | NYISO_G-I | Internal | Summer | B3 | 75 | 4888 | 2967.97 | 65.37 | 65.38 | 0.01 | 0
2035 | NYISO_A-F_2_NYISO_G-I | NYISO_A-F | NYISO_G-I | Internal | Summer | B4 | 100 | 4888 | 3553.43 | 63.27 | 63.28 | 0.01 | 0
2035 | NYISO_A-F_2_NYISO_G-I | NYISO_A-F | NYISO_G-I | Internal | Summer | B5 | 200 | 4888 | 2959.8 | 59.27 | 59.28 | 0.01 | 0
2035 | NYISO_A-F_2_NYISO_G-I | NYISO_A-F | NYISO_G-I | Internal | Summer | B6 | 300 | 4888 | 3369.78 | 55.57 | 55.58 | 0.01 | 0
2035 | NYISO_A-F_2_NYISO_G-I | NYISO_A-F | NYISO_G-I | Internal | Summer | B7 | 400 | 4888 | 2814.15 | 45.96 | 45.97 | 0.01 | 0
2035 | NYISO_A-F_2_NYISO_G-I | NYISO_A-F | NYISO_G-I | Internal | Summer | B8 | 500 | 4888 | 2615.42 | 44.48 | 44.49 | 0.01 | 0
2035 | NYISO_A-F_2_NYISO_G-I | NYISO_A-F | NYISO_G-I | Internal | Summer | B9 | 800 | 4888 | 2319.97 | 44.48 | 44.49 | 0.01 | 0
2035 | NYISO_A-F_2_NYISO_G-I | NYISO_A-F | NYISO_G-I | Internal | Summer | B10 | 1262 | 4888 | 0 | 44.48 | 44.46 | 0.01 | 0
2035 | NYISO_A-F_2_NYISO_G-I | NYISO_A-F | NYISO_G-I | Internal | Winter | B16 | 25 | 4888 | 4758.88 | 58.34 | 58.36 | 0.01 | 0
2035 | NYISO_A-F_2_NYISO_G-I | NYISO_A-F | NYISO_G-I | Internal | Winter | B17 | 100 | 4888 | 4688.1 | 56.5 | 56.51 | 0.01 | 0
2035 | NYISO_A-F_2_NYISO_G-I | NYISO_A-F | NYISO_G-I | Internal | Winter | B18 | 400 | 4888 | 4724.56 | 53.22 | 53.23 | 0.01 | 0
2035 | NYISO_A-F_2_NYISO_G-I | NYISO_A-F | NYISO_G-I | Internal | Winter | B19 | 700 | 4888 | 4478.66 | 53.22 | 53.23 | 0.01 | 0
2035 | NYISO_A-F_2_NYISO_G-I | NYISO_A-F | NYISO_G-I | Internal | Winter | B20 | 935 | 4888 | 3891.94 | 53.22 | 53.23 | 0.01 | 0
2035 | NYISO_A-F_2_PJM_ROM | NYISO_A-F | PJM_ROM | Internal | Shoulder | B11 | 25 | 1000 | 1000 | 56.65 | 64.86 | 8 | 0.21
2035 | NYISO_A-F_2_PJM_ROM | NYISO_A-F | PJM_ROM | Internal | Shoulder | B12 | 200 | 1000 | 0 | 50.21 | 53.72 | 8 | 0
2035 | NYISO_A-F_2_PJM_ROM | NYISO_A-F | PJM_ROM | Internal | Shoulder | B13 | 600 | 1000 | 0 | 45.77 | 48.73 | 8 | 0
2035 | NYISO_A-F_2_PJM_ROM | NYISO_A-F | PJM_ROM | Internal | Shoulder | B14 | 900 | 1000 | 0 | 45.33 | 45.95 | 8 | 0
2035 | NYISO_A-F_2_PJM_ROM | NYISO_A-F | PJM_ROM | Internal | Shoulder | B15 | 1203 | 1000 | 0 | 45.33 | 44.02 | 8 | 0
2035 | NYISO_A-F_2_PJM_ROM | NYISO_A-F | PJM_ROM | Internal | Summer | B1 | 10 | 1000 | 0 | 78.45 | 85 | 8 | 0
2035 | NYISO_A-F_2_PJM_ROM | NYISO_A-F | PJM_ROM | Internal | Summer | B2 | 25 | 1000 | 570.47 | 70.18 | 78.18 | 8 | 0
2035 | NYISO_A-F_2_PJM_ROM | NYISO_A-F | PJM_ROM | Internal | Summer | B3 | 75 | 1000 | 1000 | 65.37 | 77.17 | 8 | 3.81
2035 | NYISO_A-F_2_PJM_ROM | NYISO_A-F | PJM_ROM | Internal | Summer | B4 | 100 | 1000 | 1000 | 63.27 | 76.57 | 8 | 5.3
2035 | NYISO_A-F_2_PJM_ROM | NYISO_A-F | PJM_ROM | Internal | Summer | B5 | 200 | 1000 | 1000 | 59.27 | 73.64 | 8 | 6.37
2035 | NYISO_A-F_2_PJM_ROM | NYISO_A-F | PJM_ROM | Internal | Summer | B6 | 300 | 1000 | 1000 | 55.57 | 70.2 | 8 | 6.63
2035 | NYISO_A-F_2_PJM_ROM | NYISO_A-F | PJM_ROM | Internal | Summer | B7 | 400 | 1000 | 0 | 45.96 | 53.64 | 8 | 0
2035 | NYISO_A-F_2_PJM_ROM | NYISO_A-F | PJM_ROM | Internal | Summer | B8 | 500 | 1000 | 0 | 44.48 | 45.88 | 8 | 0
2035 | NYISO_A-F_2_PJM_ROM | NYISO_A-F | PJM_ROM | Internal | Summer | B9 | 800 | 1000 | 0 | 44.48 | 42.68 | 8 | 0
2035 | NYISO_A-F_2_PJM_ROM | NYISO_A-F | PJM_ROM | Internal | Summer | B10 | 1262 | 1000 | 0 | 44.48 | 42.31 | 8 | 0
2035 | NYISO_A-F_2_PJM_ROM | NYISO_A-F | PJM_ROM | Internal | Winter | B16 | 25 | 1000 | 829.92 | 58.34 | 66.34 | 8 | 0
2035 | NYISO_A-F_2_PJM_ROM | NYISO_A-F | PJM_ROM | Internal | Winter | B17 | 100 | 1000 | 0 | 56.5 | 63.32 | 8 | 0
2035 | NYISO_A-F_2_PJM_ROM | NYISO_A-F | PJM_ROM | Internal | Winter | B18 | 400 | 1000 | 0 | 53.22 | 56.07 | 8 | 0
2035 | NYISO_A-F_2_PJM_ROM | NYISO_A-F | PJM_ROM | Internal | Winter | B19 | 700 | 1000 | 0 | 53.22 | 51.42 | 8 | 0
2035 | NYISO_A-F_2_PJM_ROM | NYISO_A-F | PJM_ROM | Internal | Winter | B20 | 935 | 1000 | 0 | 53.22 | 47.22 | 8 | 0
2035 | NYISO_G-I_2_NEISO | NYISO_G-I | NEISO | Internal | Shoulder | B11 | 25 | 600 | 0 | 56.66 | 42.33 | 3 | 0
2035 | NYISO_G-I_2_NEISO | NYISO_G-I | NEISO | Internal | Shoulder | B12 | 200 | 600 | 0 | 50.22 | 42.33 | 3 | 0
2035 | NYISO_G-I_2_NEISO | NYISO_G-I | NEISO | Internal | Shoulder | B13 | 600 | 600 | 0 | 45.79 | 42.33 | 3 | 0
2035 | NYISO_G-I_2_NEISO | NYISO_G-I | NEISO | Internal | Shoulder | B14 | 900 | 600 | 0 | 45.34 | 42.33 | 3 | 0
2035 | NYISO_G-I_2_NEISO | NYISO_G-I | NEISO | Internal | Shoulder | B15 | 1203 | 600 | 0 | 45.34 | 42.33 | 3 | 0
2035 | NYISO_G-I_2_NEISO | NYISO_G-I | NEISO | Internal | Summer | B1 | 10 | 600 | 0 | 84.43 | 81.45 | 3 | 0
2035 | NYISO_G-I_2_NEISO | NYISO_G-I | NEISO | Internal | Summer | B2 | 25 | 600 | 0 | 70.2 | 67.21 | 3 | 0
2035 | NYISO_G-I_2_NEISO | NYISO_G-I | NEISO | Internal | Summer | B3 | 75 | 600 | 0 | 65.38 | 64.45 | 3 | 0
2035 | NYISO_G-I_2_NEISO | NYISO_G-I | NEISO | Internal | Summer | B4 | 100 | 600 | 0 | 63.28 | 60.27 | 3 | 0
2035 | NYISO_G-I_2_NEISO | NYISO_G-I | NEISO | Internal | Summer | B5 | 200 | 600 | 0 | 59.28 | 53.98 | 3 | 0
2035 | NYISO_G-I_2_NEISO | NYISO_G-I | NEISO | Internal | Summer | B6 | 300 | 600 | 0 | 55.58 | 44.53 | 3 | 0
2035 | NYISO_G-I_2_NEISO | NYISO_G-I | NEISO | Internal | Summer | B7 | 400 | 600 | 0 | 45.97 | 42.52 | 3 | 0
2035 | NYISO_G-I_2_NEISO | NYISO_G-I | NEISO | Internal | Summer | B8 | 500 | 600 | 0 | 44.49 | 41.48 | 3 | 0
2035 | NYISO_G-I_2_NEISO | NYISO_G-I | NEISO | Internal | Summer | B9 | 800 | 600 | 0 | 44.49 | 38.7 | 3 | 0
2035 | NYISO_G-I_2_NEISO | NYISO_G-I | NEISO | Internal | Summer | B10 | 1262 | 600 | 0 | 44.46 | 38.7 | 3 | 0
2035 | NYISO_G-I_2_NEISO | NYISO_G-I | NEISO | Internal | Winter | B16 | 25 | 600 | 0 | 58.36 | 53.51 | 3 | 0
2035 | NYISO_G-I_2_NEISO | NYISO_G-I | NEISO | Internal | Winter | B17 | 100 | 600 | 0 | 56.51 | 53.51 | 3 | 0
2035 | NYISO_G-I_2_NEISO | NYISO_G-I | NEISO | Internal | Winter | B18 | 400 | 600 | 0 | 53.23 | 53.51 | 3 | 0
2035 | NYISO_G-I_2_NEISO | NYISO_G-I | NEISO | Internal | Winter | B19 | 700 | 600 | 0 | 53.23 | 53.51 | 3 | 0
2035 | NYISO_G-I_2_NEISO | NYISO_G-I | NEISO | Internal | Winter | B20 | 935 | 600 | 0 | 53.23 | 53.51 | 3 | 0
2035 | NYISO_G-I_2_NYISO_A-F | NYISO_G-I | NYISO_A-F | Internal | Shoulder | B11 | 25 | 2637 | 0.02 | 56.66 | 56.65 | 0.01 | 0
2035 | NYISO_G-I_2_NYISO_A-F | NYISO_G-I | NYISO_A-F | Internal | Shoulder | B12 | 200 | 2637 | 0 | 50.22 | 50.21 | 0.01 | 0
2035 | NYISO_G-I_2_NYISO_A-F | NYISO_G-I | NYISO_A-F | Internal | Shoulder | B13 | 600 | 2637 | 0 | 45.79 | 45.77 | 0.01 | 0
2035 | NYISO_G-I_2_NYISO_A-F | NYISO_G-I | NYISO_A-F | Internal | Shoulder | B14 | 900 | 2637 | 0 | 45.34 | 45.33 | 0.01 | 0
2035 | NYISO_G-I_2_NYISO_A-F | NYISO_G-I | NYISO_A-F | Internal | Shoulder | B15 | 1203 | 2637 | 0 | 45.34 | 45.33 | 0.01 | 0
2035 | NYISO_G-I_2_NYISO_A-F | NYISO_G-I | NYISO_A-F | Internal | Summer | B1 | 10 | 2637 | 0 | 84.43 | 78.45 | 0.01 | 0
2035 | NYISO_G-I_2_NYISO_A-F | NYISO_G-I | NYISO_A-F | Internal | Summer | B2 | 25 | 2637 | 0.02 | 70.2 | 70.18 | 0.01 | 0
2035 | NYISO_G-I_2_NYISO_A-F | NYISO_G-I | NYISO_A-F | Internal | Summer | B3 | 75 | 2637 | 0 | 65.38 | 65.37 | 0.01 | 0
2035 | NYISO_G-I_2_NYISO_A-F | NYISO_G-I | NYISO_A-F | Internal | Summer | B4 | 100 | 2637 | 0 | 63.28 | 63.27 | 0.01 | 0
2035 | NYISO_G-I_2_NYISO_A-F | NYISO_G-I | NYISO_A-F | Internal | Summer | B5 | 200 | 2637 | 0 | 59.28 | 59.27 | 0.01 | 0
2035 | NYISO_G-I_2_NYISO_A-F | NYISO_G-I | NYISO_A-F | Internal | Summer | B6 | 300 | 2637 | 0 | 55.58 | 55.57 | 0.01 | 0
2035 | NYISO_G-I_2_NYISO_A-F | NYISO_G-I | NYISO_A-F | Internal | Summer | B7 | 400 | 2637 | 0 | 45.97 | 45.96 | 0.01 | 0
2035 | NYISO_G-I_2_NYISO_A-F | NYISO_G-I | NYISO_A-F | Internal | Summer | B8 | 500 | 2637 | 0 | 44.49 | 44.48 | 0.01 | 0
2035 | NYISO_G-I_2_NYISO_A-F | NYISO_G-I | NYISO_A-F | Internal | Summer | B9 | 800 | 2637 | 0 | 44.49 | 44.48 | 0.01 | 0
2035 | NYISO_G-I_2_NYISO_A-F | NYISO_G-I | NYISO_A-F | Internal | Summer | B10 | 1262 | 2637 | 626.29 | 44.46 | 44.48 | 0.01 | 0
2035 | NYISO_G-I_2_NYISO_A-F | NYISO_G-I | NYISO_A-F | Internal | Winter | B16 | 25 | 2637 | 0.02 | 58.36 | 58.34 | 0.01 | 0
2035 | NYISO_G-I_2_NYISO_A-F | NYISO_G-I | NYISO_A-F | Internal | Winter | B17 | 100 | 2637 | 0 | 56.51 | 56.5 | 0.01 | 0
2035 | NYISO_G-I_2_NYISO_A-F | NYISO_G-I | NYISO_A-F | Internal | Winter | B18 | 400 | 2637 | 0 | 53.23 | 53.22 | 0.01 | 0
2035 | NYISO_G-I_2_NYISO_A-F | NYISO_G-I | NYISO_A-F | Internal | Winter | B19 | 700 | 2637 | 0 | 53.23 | 53.22 | 0.01 | 0
2035 | NYISO_G-I_2_NYISO_A-F | NYISO_G-I | NYISO_A-F | Internal | Winter | B20 | 935 | 2637 | 0 | 53.23 | 53.22 | 0.01 | 0
2035 | NYISO_G-I_2_NYISO_J-K | NYISO_G-I | NYISO_J-K | Internal | Shoulder | B11 | 25 | 6130 | 6130 | 56.66 | 61.03 | 0.01 | 4.36
2035 | NYISO_G-I_2_NYISO_J-K | NYISO_G-I | NYISO_J-K | Internal | Shoulder | B12 | 200 | 6130 | 6130 | 50.22 | 61.03 | 0.01 | 10.8
2035 | NYISO_G-I_2_NYISO_J-K | NYISO_G-I | NYISO_J-K | Internal | Shoulder | B13 | 600 | 6130 | 6130 | 45.79 | 61.03 | 0.01 | 15.23
2035 | NYISO_G-I_2_NYISO_J-K | NYISO_G-I | NYISO_J-K | Internal | Shoulder | B14 | 900 | 6130 | 6130 | 45.34 | 46.19 | 0.01 | 0.84
2035 | NYISO_G-I_2_NYISO_J-K | NYISO_G-I | NYISO_J-K | Internal | Shoulder | B15 | 1203 | 6130 | 4724.81 | 45.34 | 45.35 | 0.01 | 0
2035 | NYISO_G-I_2_NYISO_J-K | NYISO_G-I | NYISO_J-K | Internal | Summer | B1 | 10 | 6130 | 4734.18 | 84.43 | 84.45 | 0.01 | 0
2035 | NYISO_G-I_2_NYISO_J-K | NYISO_G-I | NYISO_J-K | Internal | Summer | B2 | 25 | 6130 | 3888.42 | 70.2 | 70.21 | 0.01 | 0
2035 | NYISO_G-I_2_NYISO_J-K | NYISO_G-I | NYISO_J-K | Internal | Summer | B3 | 75 | 6130 | 3070.76 | 65.38 | 65.39 | 0.01 | 0
2035 | NYISO_G-I_2_NYISO_J-K | NYISO_G-I | NYISO_J-K | Internal | Summer | B4 | 100 | 6130 | 4632.83 | 63.28 | 63.29 | 0.01 | 0
2035 | NYISO_G-I_2_NYISO_J-K | NYISO_G-I | NYISO_J-K | Internal | Summer | B5 | 200 | 6130 | 4231.99 | 59.28 | 59.29 | 0.01 | 0
2035 | NYISO_G-I_2_NYISO_J-K | NYISO_G-I | NYISO_J-K | Internal | Summer | B6 | 300 | 6130 | 4917.13 | 55.58 | 55.6 | 0.01 | 0
2035 | NYISO_G-I_2_NYISO_J-K | NYISO_G-I | NYISO_J-K | Internal | Summer | B7 | 400 | 6130 | 6130 | 45.97 | 55.6 | 0.01 | 9.62
2035 | NYISO_G-I_2_NYISO_J-K | NYISO_G-I | NYISO_J-K | Internal | Summer | B8 | 500 | 6130 | 6130 | 44.49 | 55.6 | 0.01 | 11.1
2035 | NYISO_G-I_2_NYISO_J-K | NYISO_G-I | NYISO_J-K | Internal | Summer | B9 | 800 | 6130 | 6130 | 44.49 | 54.71 | 0.01 | 10.21
2035 | NYISO_G-I_2_NYISO_J-K | NYISO_G-I | NYISO_J-K | Internal | Summer | B10 | 1262 | 6130 | 3826.51 | 44.46 | 44.48 | 0.01 | 0
2035 | NYISO_G-I_2_NYISO_J-K | NYISO_G-I | NYISO_J-K | Internal | Winter | B16 | 25 | 6130 | 6130 | 58.36 | 79.89 | 0.01 | 21.53
2035 | NYISO_G-I_2_NYISO_J-K | NYISO_G-I | NYISO_J-K | Internal | Winter | B17 | 100 | 6130 | 6130 | 56.51 | 79.89 | 0.01 | 23.37
2035 | NYISO_G-I_2_NYISO_J-K | NYISO_G-I | NYISO_J-K | Internal | Winter | B18 | 400 | 6130 | 6130 | 53.23 | 79.89 | 0.01 | 26.65
2035 | NYISO_G-I_2_NYISO_J-K | NYISO_G-I | NYISO_J-K | Internal | Winter | B19 | 700 | 6130 | 6130 | 53.23 | 59.8 | 0.01 | 6.56
2035 | NYISO_G-I_2_NYISO_J-K | NYISO_G-I | NYISO_J-K | Internal | Winter | B20 | 935 | 6130 | 6130 | 53.23 | 56.2 | 0.01 | 2.95
2035 | NYISO_G-I_2_PJM_E | NYISO_G-I | PJM_E | Internal | Shoulder | B11 | 25 | 1500 | 1500 | 56.66 | 64.87 | 8 | 0.21
2035 | NYISO_G-I_2_PJM_E | NYISO_G-I | PJM_E | Internal | Shoulder | B12 | 200 | 1500 | 0 | 50.22 | 53.73 | 8 | 0
2035 | NYISO_G-I_2_PJM_E | NYISO_G-I | PJM_E | Internal | Shoulder | B13 | 600 | 1500 | 0 | 45.79 | 48.74 | 8 | 0
2035 | NYISO_G-I_2_PJM_E | NYISO_G-I | PJM_E | Internal | Shoulder | B14 | 900 | 1500 | 0 | 45.34 | 45.96 | 8 | 0
2035 | NYISO_G-I_2_PJM_E | NYISO_G-I | PJM_E | Internal | Shoulder | B15 | 1203 | 1500 | 0 | 45.34 | 44.04 | 8 | 0
2035 | NYISO_G-I_2_PJM_E | NYISO_G-I | PJM_E | Internal | Summer | B1 | 10 | 1500 | 953.21 | 84.43 | 92.43 | 8 | 0
2035 | NYISO_G-I_2_PJM_E | NYISO_G-I | PJM_E | Internal | Summer | B2 | 25 | 1500 | 914.02 | 70.2 | 78.2 | 8 | 0
2035 | NYISO_G-I_2_PJM_E | NYISO_G-I | PJM_E | Internal | Summer | B3 | 75 | 1500 | 1500 | 65.38 | 77.18 | 8 | 3.81
2035 | NYISO_G-I_2_PJM_E | NYISO_G-I | PJM_E | Internal | Summer | B4 | 100 | 1500 | 1500 | 63.28 | 76.56 | 8 | 5.28
2035 | NYISO_G-I_2_PJM_E | NYISO_G-I | PJM_E | Internal | Summer | B5 | 200 | 1500 | 1500 | 59.28 | 73.63 | 8 | 6.35
2035 | NYISO_G-I_2_PJM_E | NYISO_G-I | PJM_E | Internal | Summer | B6 | 300 | 1500 | 1500 | 55.58 | 70.21 | 8 | 6.63
2035 | NYISO_G-I_2_PJM_E | NYISO_G-I | PJM_E | Internal | Summer | B7 | 400 | 1500 | 0 | 45.97 | 53.65 | 8 | 0
2035 | NYISO_G-I_2_PJM_E | NYISO_G-I | PJM_E | Internal | Summer | B8 | 500 | 1500 | 0 | 44.49 | 46.15 | 8 | 0
2035 | NYISO_G-I_2_PJM_E | NYISO_G-I | PJM_E | Internal | Summer | B9 | 800 | 1500 | 0 | 44.49 | 43.25 | 8 | 0
2035 | NYISO_G-I_2_PJM_E | NYISO_G-I | PJM_E | Internal | Summer | B10 | 1262 | 1500 | 0 | 44.46 | 42.32 | 8 | 0
2035 | NYISO_G-I_2_PJM_E | NYISO_G-I | PJM_E | Internal | Winter | B16 | 25 | 1500 | 364.91 | 58.36 | 66.36 | 8 | 0
2035 | NYISO_G-I_2_PJM_E | NYISO_G-I | PJM_E | Internal | Winter | B17 | 100 | 1500 | 0 | 56.51 | 63.33 | 8 | 0
2035 | NYISO_G-I_2_PJM_E | NYISO_G-I | PJM_E | Internal | Winter | B18 | 400 | 1500 | 0 | 53.23 | 56.08 | 8 | 0
2035 | NYISO_G-I_2_PJM_E | NYISO_G-I | PJM_E | Internal | Winter | B19 | 700 | 1500 | 0 | 53.23 | 52.52 | 8 | 0
2035 | NYISO_G-I_2_PJM_E | NYISO_G-I | PJM_E | Internal | Winter | B20 | 935 | 1500 | 0 | 53.23 | 48.24 | 8 | 0
2035 | NYISO_J-K_2_NEISO | NYISO_J-K | NEISO | Internal | Shoulder | B11 | 25 | 90 | 0 | 61.03 | 42.33 | 3 | 0
2035 | NYISO_J-K_2_NEISO | NYISO_J-K | NEISO | Internal | Shoulder | B12 | 200 | 90 | 0 | 61.03 | 42.33 | 3 | 0
2035 | NYISO_J-K_2_NEISO | NYISO_J-K | NEISO | Internal | Shoulder | B13 | 600 | 90 | 0 | 61.03 | 42.33 | 3 | 0
2035 | NYISO_J-K_2_NEISO | NYISO_J-K | NEISO | Internal | Shoulder | B14 | 900 | 90 | 0 | 46.19 | 42.33 | 3 | 0
2035 | NYISO_J-K_2_NEISO | NYISO_J-K | NEISO | Internal | Shoulder | B15 | 1203 | 90 | 0 | 45.35 | 42.33 | 3 | 0
2035 | NYISO_J-K_2_NEISO | NYISO_J-K | NEISO | Internal | Summer | B1 | 10 | 90 | 0 | 84.45 | 81.45 | 3 | 0
2035 | NYISO_J-K_2_NEISO | NYISO_J-K | NEISO | Internal | Summer | B2 | 25 | 90 | 0 | 70.21 | 67.21 | 3 | 0
2035 | NYISO_J-K_2_NEISO | NYISO_J-K | NEISO | Internal | Summer | B3 | 75 | 90 | 0 | 65.39 | 64.45 | 3 | 0
2035 | NYISO_J-K_2_NEISO | NYISO_J-K | NEISO | Internal | Summer | B4 | 100 | 90 | 0 | 63.29 | 60.27 | 3 | 0
2035 | NYISO_J-K_2_NEISO | NYISO_J-K | NEISO | Internal | Summer | B5 | 200 | 90 | 0 | 59.29 | 53.98 | 3 | 0
2035 | NYISO_J-K_2_NEISO | NYISO_J-K | NEISO | Internal | Summer | B6 | 300 | 90 | 0 | 55.6 | 44.53 | 3 | 0
2035 | NYISO_J-K_2_NEISO | NYISO_J-K | NEISO | Internal | Summer | B7 | 400 | 90 | 0 | 55.6 | 42.52 | 3 | 0
2035 | NYISO_J-K_2_NEISO | NYISO_J-K | NEISO | Internal | Summer | B8 | 500 | 90 | 0 | 55.6 | 41.48 | 3 | 0
2035 | NYISO_J-K_2_NEISO | NYISO_J-K | NEISO | Internal | Summer | B9 | 800 | 90 | 0 | 54.71 | 38.7 | 3 | 0
2035 | NYISO_J-K_2_NEISO | NYISO_J-K | NEISO | Internal | Summer | B10 | 1262 | 90 | 0 | 44.48 | 38.7 | 3 | 0
2035 | NYISO_J-K_2_NEISO | NYISO_J-K | NEISO | Internal | Winter | B16 | 25 | 90 | 0 | 79.89 | 53.51 | 3 | 0
2035 | NYISO_J-K_2_NEISO | NYISO_J-K | NEISO | Internal | Winter | B17 | 100 | 90 | 0 | 79.89 | 53.51 | 3 | 0
2035 | NYISO_J-K_2_NEISO | NYISO_J-K | NEISO | Internal | Winter | B18 | 400 | 90 | 0 | 79.89 | 53.51 | 3 | 0
2035 | NYISO_J-K_2_NEISO | NYISO_J-K | NEISO | Internal | Winter | B19 | 700 | 90 | 0 | 59.8 | 53.51 | 3 | 0
2035 | NYISO_J-K_2_NEISO | NYISO_J-K | NEISO | Internal | Winter | B20 | 935 | 90 | 0 | 56.2 | 53.51 | 3 | 0
2035 | NYISO_J-K_2_NYISO_G-I | NYISO_J-K | NYISO_G-I | Internal | Shoulder | B11 | 25 | 1999 | 0 | 61.03 | 56.66 | 0.01 | 0
2035 | NYISO_J-K_2_NYISO_G-I | NYISO_J-K | NYISO_G-I | Internal | Shoulder | B12 | 200 | 1999 | 0 | 61.03 | 50.22 | 0.01 | 0
2035 | NYISO_J-K_2_NYISO_G-I | NYISO_J-K | NYISO_G-I | Internal | Shoulder | B13 | 600 | 1999 | 0 | 61.03 | 45.79 | 0.01 | 0
2035 | NYISO_J-K_2_NYISO_G-I | NYISO_J-K | NYISO_G-I | Internal | Shoulder | B14 | 900 | 1999 | 0 | 46.19 | 45.34 | 0.01 | 0
2035 | NYISO_J-K_2_NYISO_G-I | NYISO_J-K | NYISO_G-I | Internal | Shoulder | B15 | 1203 | 1999 | 0 | 45.35 | 45.34 | 0.01 | 0
2035 | NYISO_J-K_2_NYISO_G-I | NYISO_J-K | NYISO_G-I | Internal | Summer | B1 | 10 | 1999 | 0.05 | 84.45 | 84.43 | 0.01 | 0
2035 | NYISO_J-K_2_NYISO_G-I | NYISO_J-K | NYISO_G-I | Internal | Summer | B2 | 25 | 1999 | 0.02 | 70.21 | 70.2 | 0.01 | 0
2035 | NYISO_J-K_2_NYISO_G-I | NYISO_J-K | NYISO_G-I | Internal | Summer | B3 | 75 | 1999 | 0 | 65.39 | 65.38 | 0.01 | 0
2035 | NYISO_J-K_2_NYISO_G-I | NYISO_J-K | NYISO_G-I | Internal | Summer | B4 | 100 | 1999 | 0 | 63.29 | 63.28 | 0.01 | 0
2035 | NYISO_J-K_2_NYISO_G-I | NYISO_J-K | NYISO_G-I | Internal | Summer | B5 | 200 | 1999 | 0 | 59.29 | 59.28 | 0.01 | 0
2035 | NYISO_J-K_2_NYISO_G-I | NYISO_J-K | NYISO_G-I | Internal | Summer | B6 | 300 | 1999 | 0 | 55.6 | 55.58 | 0.01 | 0
2035 | NYISO_J-K_2_NYISO_G-I | NYISO_J-K | NYISO_G-I | Internal | Summer | B7 | 400 | 1999 | 0 | 55.6 | 45.97 | 0.01 | 0
2035 | NYISO_J-K_2_NYISO_G-I | NYISO_J-K | NYISO_G-I | Internal | Summer | B8 | 500 | 1999 | 0 | 55.6 | 44.49 | 0.01 | 0
2035 | NYISO_J-K_2_NYISO_G-I | NYISO_J-K | NYISO_G-I | Internal | Summer | B9 | 800 | 1999 | 0 | 54.71 | 44.49 | 0.01 | 0
2035 | NYISO_J-K_2_NYISO_G-I | NYISO_J-K | NYISO_G-I | Internal | Summer | B10 | 1262 | 1999 | 0 | 44.48 | 44.46 | 0.01 | 0
2035 | NYISO_J-K_2_NYISO_G-I | NYISO_J-K | NYISO_G-I | Internal | Winter | B16 | 25 | 1999 | 0 | 79.89 | 58.36 | 0.01 | 0
2035 | NYISO_J-K_2_NYISO_G-I | NYISO_J-K | NYISO_G-I | Internal | Winter | B17 | 100 | 1999 | 0 | 79.89 | 56.51 | 0.01 | 0
2035 | NYISO_J-K_2_NYISO_G-I | NYISO_J-K | NYISO_G-I | Internal | Winter | B18 | 400 | 1999 | 0 | 79.89 | 53.23 | 0.01 | 0
2035 | NYISO_J-K_2_NYISO_G-I | NYISO_J-K | NYISO_G-I | Internal | Winter | B19 | 700 | 1999 | 0 | 59.8 | 53.23 | 0.01 | 0
2035 | NYISO_J-K_2_NYISO_G-I | NYISO_J-K | NYISO_G-I | Internal | Winter | B20 | 935 | 1999 | 0 | 56.2 | 53.23 | 0.01 | 0
2035 | NYISO_J-K_2_PJM_E | NYISO_J-K | PJM_E | Internal | Shoulder | B11 | 25 | 330 | 0 | 61.03 | 64.87 | 8 | 0
2035 | NYISO_J-K_2_PJM_E | NYISO_J-K | PJM_E | Internal | Shoulder | B12 | 200 | 330 | 0 | 61.03 | 53.73 | 8 | 0
2035 | NYISO_J-K_2_PJM_E | NYISO_J-K | PJM_E | Internal | Shoulder | B13 | 600 | 330 | 0 | 61.03 | 48.74 | 8 | 0
2035 | NYISO_J-K_2_PJM_E | NYISO_J-K | PJM_E | Internal | Shoulder | B14 | 900 | 330 | 0 | 46.19 | 45.96 | 8 | 0
2035 | NYISO_J-K_2_PJM_E | NYISO_J-K | PJM_E | Internal | Shoulder | B15 | 1203 | 330 | 0 | 45.35 | 44.04 | 8 | 0
2035 | NYISO_J-K_2_PJM_E | NYISO_J-K | PJM_E | Internal | Summer | B1 | 10 | 330 | 0.09 | 84.45 | 92.43 | 8 | 0
2035 | NYISO_J-K_2_PJM_E | NYISO_J-K | PJM_E | Internal | Summer | B2 | 25 | 330 | 0.04 | 70.21 | 78.2 | 8 | 0
2035 | NYISO_J-K_2_PJM_E | NYISO_J-K | PJM_E | Internal | Summer | B3 | 75 | 330 | 330 | 65.39 | 77.18 | 8 | 3.79
2035 | NYISO_J-K_2_PJM_E | NYISO_J-K | PJM_E | Internal | Summer | B4 | 100 | 330 | 330 | 63.29 | 76.56 | 8 | 5.27
2035 | NYISO_J-K_2_PJM_E | NYISO_J-K | PJM_E | Internal | Summer | B5 | 200 | 330 | 330 | 59.29 | 73.63 | 8 | 6.34
2035 | NYISO_J-K_2_PJM_E | NYISO_J-K | PJM_E | Internal | Summer | B6 | 300 | 330 | 330 | 55.6 | 70.21 | 8 | 6.61
2035 | NYISO_J-K_2_PJM_E | NYISO_J-K | PJM_E | Internal | Summer | B7 | 400 | 330 | 0 | 55.6 | 53.65 | 8 | 0
2035 | NYISO_J-K_2_PJM_E | NYISO_J-K | PJM_E | Internal | Summer | B8 | 500 | 330 | 0 | 55.6 | 46.15 | 8 | 0
2035 | NYISO_J-K_2_PJM_E | NYISO_J-K | PJM_E | Internal | Summer | B9 | 800 | 330 | 0 | 54.71 | 43.25 | 8 | 0
2035 | NYISO_J-K_2_PJM_E | NYISO_J-K | PJM_E | Internal | Summer | B10 | 1262 | 330 | 0 | 44.48 | 42.32 | 8 | 0
2035 | NYISO_J-K_2_PJM_E | NYISO_J-K | PJM_E | Internal | Winter | B16 | 25 | 330 | 0 | 79.89 | 66.36 | 8 | 0
2035 | NYISO_J-K_2_PJM_E | NYISO_J-K | PJM_E | Internal | Winter | B17 | 100 | 330 | 0 | 79.89 | 63.33 | 8 | 0
2035 | NYISO_J-K_2_PJM_E | NYISO_J-K | PJM_E | Internal | Winter | B18 | 400 | 330 | 0 | 79.89 | 56.08 | 8 | 0
2035 | NYISO_J-K_2_PJM_E | NYISO_J-K | PJM_E | Internal | Winter | B19 | 700 | 330 | 0 | 59.8 | 52.52 | 8 | 0
2035 | NYISO_J-K_2_PJM_E | NYISO_J-K | PJM_E | Internal | Winter | B20 | 935 | 330 | 0 | 56.2 | 48.24 | 8 | 0
2035 | PJM_E_2_NYISO_G-I | PJM_E | NYISO_G-I | Internal | Shoulder | B11 | 25 | 500 | 0 | 64.87 | 56.66 | 6 | 0
2035 | PJM_E_2_NYISO_G-I | PJM_E | NYISO_G-I | Internal | Shoulder | B12 | 200 | 500 | 0 | 53.73 | 50.22 | 6 | 0
2035 | PJM_E_2_NYISO_G-I | PJM_E | NYISO_G-I | Internal | Shoulder | B13 | 600 | 500 | 0 | 48.74 | 45.79 | 6 | 0
2035 | PJM_E_2_NYISO_G-I | PJM_E | NYISO_G-I | Internal | Shoulder | B14 | 900 | 500 | 0 | 45.96 | 45.34 | 6 | 0
2035 | PJM_E_2_NYISO_G-I | PJM_E | NYISO_G-I | Internal | Shoulder | B15 | 1203 | 500 | 0 | 44.04 | 45.34 | 6 | 0
2035 | PJM_E_2_NYISO_G-I | PJM_E | NYISO_G-I | Internal | Summer | B1 | 10 | 500 | 0 | 92.43 | 84.43 | 6 | 0
2035 | PJM_E_2_NYISO_G-I | PJM_E | NYISO_G-I | Internal | Summer | B2 | 25 | 500 | 0 | 78.2 | 70.2 | 6 | 0
2035 | PJM_E_2_NYISO_G-I | PJM_E | NYISO_G-I | Internal | Summer | B3 | 75 | 500 | 0 | 77.18 | 65.38 | 6 | 0
2035 | PJM_E_2_NYISO_G-I | PJM_E | NYISO_G-I | Internal | Summer | B4 | 100 | 500 | 0 | 76.56 | 63.28 | 6 | 0
2035 | PJM_E_2_NYISO_G-I | PJM_E | NYISO_G-I | Internal | Summer | B5 | 200 | 500 | 0 | 73.63 | 59.28 | 6 | 0
2035 | PJM_E_2_NYISO_G-I | PJM_E | NYISO_G-I | Internal | Summer | B6 | 300 | 500 | 0 | 70.21 | 55.58 | 6 | 0
2035 | PJM_E_2_NYISO_G-I | PJM_E | NYISO_G-I | Internal | Summer | B7 | 400 | 500 | 0 | 53.65 | 45.97 | 6 | 0
2035 | PJM_E_2_NYISO_G-I | PJM_E | NYISO_G-I | Internal | Summer | B8 | 500 | 500 | 0 | 46.15 | 44.49 | 6 | 0
2035 | PJM_E_2_NYISO_G-I | PJM_E | NYISO_G-I | Internal | Summer | B9 | 800 | 500 | 0 | 43.25 | 44.49 | 6 | 0
2035 | PJM_E_2_NYISO_G-I | PJM_E | NYISO_G-I | Internal | Summer | B10 | 1262 | 500 | 0 | 42.32 | 44.46 | 6 | 0
2035 | PJM_E_2_NYISO_G-I | PJM_E | NYISO_G-I | Internal | Winter | B16 | 25 | 500 | 0 | 66.36 | 58.36 | 6 | 0
2035 | PJM_E_2_NYISO_G-I | PJM_E | NYISO_G-I | Internal | Winter | B17 | 100 | 500 | 0 | 63.33 | 56.51 | 6 | 0
2035 | PJM_E_2_NYISO_G-I | PJM_E | NYISO_G-I | Internal | Winter | B18 | 400 | 500 | 0 | 56.08 | 53.23 | 6 | 0
2035 | PJM_E_2_NYISO_G-I | PJM_E | NYISO_G-I | Internal | Winter | B19 | 700 | 500 | 0 | 52.52 | 53.23 | 6 | 0
2035 | PJM_E_2_NYISO_G-I | PJM_E | NYISO_G-I | Internal | Winter | B20 | 935 | 500 | 0 | 48.24 | 53.23 | 6 | 0
2035 | PJM_E_2_NYISO_J-K | PJM_E | NYISO_J-K | Internal | Shoulder | B11 | 25 | 330 | 0 | 64.87 | 61.03 | 6 | 0
2035 | PJM_E_2_NYISO_J-K | PJM_E | NYISO_J-K | Internal | Shoulder | B12 | 200 | 330 | 330 | 53.73 | 61.03 | 6 | 1.3
2035 | PJM_E_2_NYISO_J-K | PJM_E | NYISO_J-K | Internal | Shoulder | B13 | 600 | 330 | 330 | 48.74 | 61.03 | 6 | 6.29
2035 | PJM_E_2_NYISO_J-K | PJM_E | NYISO_J-K | Internal | Shoulder | B14 | 900 | 330 | 0 | 45.96 | 46.19 | 6 | 0
2035 | PJM_E_2_NYISO_J-K | PJM_E | NYISO_J-K | Internal | Shoulder | B15 | 1203 | 330 | 0 | 44.04 | 45.35 | 6 | 0
2035 | PJM_E_2_NYISO_J-K | PJM_E | NYISO_J-K | Internal | Summer | B1 | 10 | 330 | 0 | 92.43 | 84.45 | 6 | 0
2035 | PJM_E_2_NYISO_J-K | PJM_E | NYISO_J-K | Internal | Summer | B2 | 25 | 330 | 0 | 78.2 | 70.21 | 6 | 0
2035 | PJM_E_2_NYISO_J-K | PJM_E | NYISO_J-K | Internal | Summer | B3 | 75 | 330 | 0 | 77.18 | 65.39 | 6 | 0
2035 | PJM_E_2_NYISO_J-K | PJM_E | NYISO_J-K | Internal | Summer | B4 | 100 | 330 | 0 | 76.56 | 63.29 | 6 | 0
2035 | PJM_E_2_NYISO_J-K | PJM_E | NYISO_J-K | Internal | Summer | B5 | 200 | 330 | 0 | 73.63 | 59.29 | 6 | 0
2035 | PJM_E_2_NYISO_J-K | PJM_E | NYISO_J-K | Internal | Summer | B6 | 300 | 330 | 0 | 70.21 | 55.6 | 6 | 0
2035 | PJM_E_2_NYISO_J-K | PJM_E | NYISO_J-K | Internal | Summer | B7 | 400 | 330 | 0 | 53.65 | 55.6 | 6 | 0
2035 | PJM_E_2_NYISO_J-K | PJM_E | NYISO_J-K | Internal | Summer | B8 | 500 | 330 | 330 | 46.15 | 55.6 | 6 | 3.45
2035 | PJM_E_2_NYISO_J-K | PJM_E | NYISO_J-K | Internal | Summer | B9 | 800 | 330 | 330 | 43.25 | 54.71 | 6 | 5.47
2035 | PJM_E_2_NYISO_J-K | PJM_E | NYISO_J-K | Internal | Summer | B10 | 1262 | 330 | 0 | 42.32 | 44.48 | 6 | 0
2035 | PJM_E_2_NYISO_J-K | PJM_E | NYISO_J-K | Internal | Winter | B16 | 25 | 330 | 330 | 66.36 | 79.89 | 6 | 7.54
2035 | PJM_E_2_NYISO_J-K | PJM_E | NYISO_J-K | Internal | Winter | B17 | 100 | 330 | 330 | 63.33 | 79.89 | 6 | 10.56
2035 | PJM_E_2_NYISO_J-K | PJM_E | NYISO_J-K | Internal | Winter | B18 | 400 | 330 | 330 | 56.08 | 79.89 | 6 | 17.81
2035 | PJM_E_2_NYISO_J-K | PJM_E | NYISO_J-K | Internal | Winter | B19 | 700 | 330 | 330 | 52.52 | 59.8 | 6 | 1.28
2035 | PJM_E_2_NYISO_J-K | PJM_E | NYISO_J-K | Internal | Winter | B20 | 935 | 330 | 330 | 48.24 | 56.2 | 6 | 1.96
2035 | PJM_E_2_PJM_ROM | PJM_E | PJM_ROM | Internal | Shoulder | B11 | 25 | 8000 | 0.02 | 64.87 | 64.86 | 0.01 | 0
2035 | PJM_E_2_PJM_ROM | PJM_E | PJM_ROM | Internal | Shoulder | B12 | 200 | 8000 | 0 | 53.73 | 53.72 | 0.01 | 0
2035 | PJM_E_2_PJM_ROM | PJM_E | PJM_ROM | Internal | Shoulder | B13 | 600 | 8000 | 0 | 48.74 | 48.73 | 0.01 | 0
2035 | PJM_E_2_PJM_ROM | PJM_E | PJM_ROM | Internal | Shoulder | B14 | 900 | 8000 | 0 | 45.96 | 45.95 | 0.01 | 0
2035 | PJM_E_2_PJM_ROM | PJM_E | PJM_ROM | Internal | Shoulder | B15 | 1203 | 8000 | 0 | 44.04 | 44.02 | 0.01 | 0
2035 | PJM_E_2_PJM_ROM | PJM_E | PJM_ROM | Internal | Summer | B1 | 10 | 8000 | 0 | 92.43 | 85 | 0.01 | 0
2035 | PJM_E_2_PJM_ROM | PJM_E | PJM_ROM | Internal | Summer | B2 | 25 | 8000 | 0.02 | 78.2 | 78.18 | 0.01 | 0
2035 | PJM_E_2_PJM_ROM | PJM_E | PJM_ROM | Internal | Summer | B3 | 75 | 8000 | 0 | 77.18 | 77.17 | 0.01 | 0
2035 | PJM_E_2_PJM_ROM | PJM_E | PJM_ROM | Internal | Summer | B4 | 100 | 8000 | 605.88 | 76.56 | 76.57 | 0.01 | 0
2035 | PJM_E_2_PJM_ROM | PJM_E | PJM_ROM | Internal | Summer | B5 | 200 | 8000 | 2039.05 | 73.63 | 73.64 | 0.01 | 0
2035 | PJM_E_2_PJM_ROM | PJM_E | PJM_ROM | Internal | Summer | B6 | 300 | 8000 | 0 | 70.21 | 70.2 | 0.01 | 0
2035 | PJM_E_2_PJM_ROM | PJM_E | PJM_ROM | Internal | Summer | B7 | 400 | 8000 | 0 | 53.65 | 53.64 | 0.01 | 0
2035 | PJM_E_2_PJM_ROM | PJM_E | PJM_ROM | Internal | Summer | B8 | 500 | 8000 | 0 | 46.15 | 45.88 | 0.01 | 0
2035 | PJM_E_2_PJM_ROM | PJM_E | PJM_ROM | Internal | Summer | B9 | 800 | 8000 | 0 | 43.25 | 42.68 | 0.01 | 0
2035 | PJM_E_2_PJM_ROM | PJM_E | PJM_ROM | Internal | Summer | B10 | 1262 | 8000 | 0 | 42.32 | 42.31 | 0.01 | 0
2035 | PJM_E_2_PJM_ROM | PJM_E | PJM_ROM | Internal | Winter | B16 | 25 | 8000 | 0.02 | 66.36 | 66.34 | 0.01 | 0
2035 | PJM_E_2_PJM_ROM | PJM_E | PJM_ROM | Internal | Winter | B17 | 100 | 8000 | 0 | 63.33 | 63.32 | 0.01 | 0
2035 | PJM_E_2_PJM_ROM | PJM_E | PJM_ROM | Internal | Winter | B18 | 400 | 8000 | 0 | 56.08 | 56.07 | 0.01 | 0
2035 | PJM_E_2_PJM_ROM | PJM_E | PJM_ROM | Internal | Winter | B19 | 700 | 8000 | 0 | 52.52 | 51.42 | 0.01 | 0
2035 | PJM_E_2_PJM_ROM | PJM_E | PJM_ROM | Internal | Winter | B20 | 935 | 8000 | 0 | 48.24 | 47.22 | 0.01 | 0
2035 | PJM_ROR_2_MISO_IN | PJM_ROR | MISO_IN | Internal | Shoulder | B11 | 25 | 909 | 0.04 | 64.85 | 66.84 | 2 | 0
2035 | PJM_ROR_2_MISO_IN | PJM_ROR | MISO_IN | Internal | Shoulder | B12 | 200 | 909 | 782.77 | 53.71 | 55.71 | 2 | 0
2035 | PJM_ROR_2_MISO_IN | PJM_ROR | MISO_IN | Internal | Shoulder | B13 | 600 | 909 | 80.74 | 48.72 | 50.72 | 2 | 0
2035 | PJM_ROR_2_MISO_IN | PJM_ROR | MISO_IN | Internal | Shoulder | B14 | 900 | 909 | 0 | 45.94 | 47.76 | 2 | 0
2035 | PJM_ROR_2_MISO_IN | PJM_ROR | MISO_IN | Internal | Shoulder | B15 | 1203 | 909 | 0 | 44.01 | 43.99 | 2 | 0
2035 | PJM_ROR_2_MISO_IN | PJM_ROR | MISO_IN | Internal | Summer | B1 | 10 | 909 | 909 | 84.99 | 92.43 | 2 | 5.45
2035 | PJM_ROR_2_MISO_IN | PJM_ROR | MISO_IN | Internal | Summer | B2 | 25 | 909 | 909 | 78.17 | 80.7 | 2 | 0.53
2035 | PJM_ROR_2_MISO_IN | PJM_ROR | MISO_IN | Internal | Summer | B3 | 75 | 909 | 909 | 77.18 | 80.03 | 2 | 0.85
2035 | PJM_ROR_2_MISO_IN | PJM_ROR | MISO_IN | Internal | Summer | B4 | 100 | 909 | 908.99 | 76.59 | 78.61 | 2 | 0.02
2035 | PJM_ROR_2_MISO_IN | PJM_ROR | MISO_IN | Internal | Summer | B5 | 200 | 909 | 406.71 | 74.43 | 76.43 | 2 | 0
2035 | PJM_ROR_2_MISO_IN | PJM_ROR | MISO_IN | Internal | Summer | B6 | 300 | 909 | 909 | 70.21 | 72.23 | 2 | 0.02
2035 | PJM_ROR_2_MISO_IN | PJM_ROR | MISO_IN | Internal | Summer | B7 | 400 | 909 | 0 | 53.62 | 55.61 | 2 | 0
2035 | PJM_ROR_2_MISO_IN | PJM_ROR | MISO_IN | Internal | Summer | B8 | 500 | 909 | 0 | 45.87 | 46.16 | 2 | 0
2035 | PJM_ROR_2_MISO_IN | PJM_ROR | MISO_IN | Internal | Summer | B9 | 800 | 909 | 0 | 42.66 | 42.55 | 2 | 0
2035 | PJM_ROR_2_MISO_IN | PJM_ROR | MISO_IN | Internal | Summer | B10 | 1262 | 909 | 0 | 42.3 | 40.3 | 2 | 0
2035 | PJM_ROR_2_MISO_IN | PJM_ROR | MISO_IN | Internal | Winter | B16 | 25 | 909 | 0.04 | 66.33 | 68.32 | 2 | 0
2035 | PJM_ROR_2_MISO_IN | PJM_ROR | MISO_IN | Internal | Winter | B17 | 100 | 909 | 0.01 | 59.46 | 61.45 | 2 | 0
2035 | PJM_ROR_2_MISO_IN | PJM_ROR | MISO_IN | Internal | Winter | B18 | 400 | 909 | 0 | 49.69 | 51.41 | 2 | 0
2035 | PJM_ROR_2_MISO_IN | PJM_ROR | MISO_IN | Internal | Winter | B19 | 700 | 909 | 0 | 47.69 | 47.25 | 2 | 0
2035 | PJM_ROR_2_MISO_IN | PJM_ROR | MISO_IN | Internal | Winter | B20 | 935 | 909 | 0 | 47.21 | 44.02 | 2 | 0
2035 | PJM_ROR_2_MISO_MI | PJM_ROR | MISO_MI | Internal | Shoulder | B11 | 25 | 1305 | 565.75 | 64.85 | 66.85 | 2 | 0
2035 | PJM_ROR_2_MISO_MI | PJM_ROR | MISO_MI | Internal | Shoulder | B12 | 200 | 1305 | 1305 | 53.71 | 55.72 | 2 | 0.01
2035 | PJM_ROR_2_MISO_MI | PJM_ROR | MISO_MI | Internal | Shoulder | B13 | 600 | 1305 | 1305 | 48.72 | 50.73 | 2 | 0.01
2035 | PJM_ROR_2_MISO_MI | PJM_ROR | MISO_MI | Internal | Shoulder | B14 | 900 | 1305 | 0 | 45.94 | 47.8 | 2 | 0
2035 | PJM_ROR_2_MISO_MI | PJM_ROR | MISO_MI | Internal | Shoulder | B15 | 1203 | 1305 | 0 | 44.01 | 44 | 2 | 0
2035 | PJM_ROR_2_MISO_MI | PJM_ROR | MISO_MI | Internal | Summer | B1 | 10 | 1305 | 1305 | 84.99 | 92.45 | 2 | 5.46
2035 | PJM_ROR_2_MISO_MI | PJM_ROR | MISO_MI | Internal | Summer | B2 | 25 | 1305 | 1305 | 78.17 | 80.71 | 2 | 0.54
2035 | PJM_ROR_2_MISO_MI | PJM_ROR | MISO_MI | Internal | Summer | B3 | 75 | 1305 | 1305 | 77.18 | 80.05 | 2 | 0.86
2035 | PJM_ROR_2_MISO_MI | PJM_ROR | MISO_MI | Internal | Summer | B4 | 100 | 1305 | 1304.99 | 76.59 | 78.6 | 2 | 0.01
2035 | PJM_ROR_2_MISO_MI | PJM_ROR | MISO_MI | Internal | Summer | B5 | 200 | 1305 | 0 | 74.43 | 76.42 | 2 | 0
2035 | PJM_ROR_2_MISO_MI | PJM_ROR | MISO_MI | Internal | Summer | B6 | 300 | 1305 | 1305 | 70.21 | 72.25 | 2 | 0.04
2035 | PJM_ROR_2_MISO_MI | PJM_ROR | MISO_MI | Internal | Summer | B7 | 400 | 1305 | 463.65 | 53.62 | 55.62 | 2 | 0
2035 | PJM_ROR_2_MISO_MI | PJM_ROR | MISO_MI | Internal | Summer | B8 | 500 | 1305 | 215.83 | 45.87 | 47.87 | 2 | 0
2035 | PJM_ROR_2_MISO_MI | PJM_ROR | MISO_MI | Internal | Summer | B9 | 800 | 1305 | 517.44 | 42.66 | 44.66 | 2 | 0
2035 | PJM_ROR_2_MISO_MI | PJM_ROR | MISO_MI | Internal | Summer | B10 | 1262 | 1305 | 0 | 42.3 | 42.87 | 2 | 0
2035 | PJM_ROR_2_MISO_MI | PJM_ROR | MISO_MI | Internal | Winter | B16 | 25 | 1305 | 397.99 | 66.33 | 68.33 | 2 | 0
2035 | PJM_ROR_2_MISO_MI | PJM_ROR | MISO_MI | Internal | Winter | B17 | 100 | 1305 | 755.99 | 59.46 | 61.46 | 2 | 0
2035 | PJM_ROR_2_MISO_MI | PJM_ROR | MISO_MI | Internal | Winter | B18 | 400 | 1305 | 842.79 | 49.69 | 51.69 | 2 | 0
2035 | PJM_ROR_2_MISO_MI | PJM_ROR | MISO_MI | Internal | Winter | B19 | 700 | 1305 | 773.84 | 47.69 | 49.69 | 2 | 0
2035 | PJM_ROR_2_MISO_MI | PJM_ROR | MISO_MI | Internal | Winter | B20 | 935 | 1305 | 0 | 47.21 | 45.21 | 2 | 0
2035 | PJM_ROR_2_MISO_MO-IL | PJM_ROR | MISO_MO-IL | Internal | Shoulder | B11 | 25 | 1111 | 0.02 | 64.85 | 66.83 | 2 | 0
2035 | PJM_ROR_2_MISO_MO-IL | PJM_ROR | MISO_MO-IL | Internal | Shoulder | B12 | 200 | 1111 | 0 | 53.71 | 52.09 | 2 | 0
2035 | PJM_ROR_2_MISO_MO-IL | PJM_ROR | MISO_MO-IL | Internal | Shoulder | B13 | 600 | 1111 | 0 | 48.72 | 46.73 | 2 | 0
2035 | PJM_ROR_2_MISO_MO-IL | PJM_ROR | MISO_MO-IL | Internal | Shoulder | B14 | 900 | 1111 | 0 | 45.94 | 43.94 | 2 | 0
2035 | PJM_ROR_2_MISO_MO-IL | PJM_ROR | MISO_MO-IL | Internal | Shoulder | B15 | 1203 | 1111 | 0 | 44.01 | 40.71 | 2 | 0
2035 | PJM_ROR_2_MISO_MO-IL | PJM_ROR | MISO_MO-IL | Internal | Summer | B1 | 10 | 1111 | 1111 | 84.99 | 90.99 | 2 | 4
2035 | PJM_ROR_2_MISO_MO-IL | PJM_ROR | MISO_MO-IL | Internal | Summer | B2 | 25 | 1111 | 926.09 | 78.17 | 80.17 | 2 | 0
2035 | PJM_ROR_2_MISO_MO-IL | PJM_ROR | MISO_MO-IL | Internal | Summer | B3 | 75 | 1111 | 1111 | 77.18 | 80.02 | 2 | 0.84
2035 | PJM_ROR_2_MISO_MO-IL | PJM_ROR | MISO_MO-IL | Internal | Summer | B4 | 100 | 1111 | 1110.99 | 76.59 | 78.6 | 2 | 0.01
2035 | PJM_ROR_2_MISO_MO-IL | PJM_ROR | MISO_MO-IL | Internal | Summer | B5 | 200 | 1111 | 0 | 74.43 | 76.42 | 2 | 0
2035 | PJM_ROR_2_MISO_MO-IL | PJM_ROR | MISO_MO-IL | Internal | Summer | B6 | 300 | 1111 | 1111 | 70.21 | 72.22 | 2 | 0.01
2035 | PJM_ROR_2_MISO_MO-IL | PJM_ROR | MISO_MO-IL | Internal | Summer | B7 | 400 | 1111 | 0 | 53.62 | 55.6 | 2 | 0
2035 | PJM_ROR_2_MISO_MO-IL | PJM_ROR | MISO_MO-IL | Internal | Summer | B8 | 500 | 1111 | 0 | 45.87 | 46.15 | 2 | 0
2035 | PJM_ROR_2_MISO_MO-IL | PJM_ROR | MISO_MO-IL | Internal | Summer | B9 | 800 | 1111 | 0 | 42.66 | 41.89 | 2 | 0
2035 | PJM_ROR_2_MISO_MO-IL | PJM_ROR | MISO_MO-IL | Internal | Summer | B10 | 1262 | 1111 | 0 | 42.3 | 38.67 | 2 | 0
2035 | PJM_ROR_2_MISO_MO-IL | PJM_ROR | MISO_MO-IL | Internal | Winter | B16 | 25 | 1111 | 0 | 66.33 | 64.33 | 2 | 0
2035 | PJM_ROR_2_MISO_MO-IL | PJM_ROR | MISO_MO-IL | Internal | Winter | B17 | 100 | 1111 | 0 | 59.46 | 52.45 | 2 | 0
2035 | PJM_ROR_2_MISO_MO-IL | PJM_ROR | MISO_MO-IL | Internal | Winter | B18 | 400 | 1111 | 0 | 49.69 | 47.53 | 2 | 0
2035 | PJM_ROR_2_MISO_MO-IL | PJM_ROR | MISO_MO-IL | Internal | Winter | B19 | 700 | 1111 | 0 | 47.69 | 45.56 | 2 | 0
2035 | PJM_ROR_2_MISO_MO-IL | PJM_ROR | MISO_MO-IL | Internal | Winter | B20 | 935 | 1111 | 0 | 47.21 | 41.28 | 2 | 0
2035 | PJM_ROR_2_MISO_W | PJM_ROR | MISO_W | Internal | Shoulder | B11 | 25 | 10071 | 0 | 64.85 | 62.85 | 2 | 0
2035 | PJM_ROR_2_MISO_W | PJM_ROR | MISO_W | Internal | Shoulder | B12 | 200 | 10071 | 0 | 53.71 | 50.83 | 2 | 0
2035 | PJM_ROR_2_MISO_W | PJM_ROR | MISO_W | Internal | Shoulder | B13 | 600 | 10071 | 0 | 48.72 | 46.72 | 2 | 0
2035 | PJM_ROR_2_MISO_W | PJM_ROR | MISO_W | Internal | Shoulder | B14 | 900 | 10071 | 0 | 45.94 | 33.12 | 2 | 0
2035 | PJM_ROR_2_MISO_W | PJM_ROR | MISO_W | Internal | Shoulder | B15 | 1203 | 10071 | 0 | 44.01 | -12.42 | 2 | 0
2035 | PJM_ROR_2_MISO_W | PJM_ROR | MISO_W | Internal | Summer | B1 | 10 | 10071 | 0 | 84.99 | 82.99 | 2 | 0
2035 | PJM_ROR_2_MISO_W | PJM_ROR | MISO_W | Internal | Summer | B2 | 25 | 10071 | 0 | 78.17 | 76.17 | 2 | 0
2035 | PJM_ROR_2_MISO_W | PJM_ROR | MISO_W | Internal | Summer | B3 | 75 | 10071 | 7962.04 | 77.18 | 79.18 | 2 | 0
2035 | PJM_ROR_2_MISO_W | PJM_ROR | MISO_W | Internal | Summer | B4 | 100 | 10071 | 3805.29 | 76.59 | 78.59 | 2 | 0
2035 | PJM_ROR_2_MISO_W | PJM_ROR | MISO_W | Internal | Summer | B5 | 200 | 10071 | 0 | 74.43 | 76.41 | 2 | 0
2035 | PJM_ROR_2_MISO_W | PJM_ROR | MISO_W | Internal | Summer | B6 | 300 | 10071 | 4219.13 | 70.21 | 72.21 | 2 | 0
2035 | PJM_ROR_2_MISO_W | PJM_ROR | MISO_W | Internal | Summer | B7 | 400 | 10071 | 0 | 53.62 | 55.59 | 2 | 0
2035 | PJM_ROR_2_MISO_W | PJM_ROR | MISO_W | Internal | Summer | B8 | 500 | 10071 | 0 | 45.87 | 43.87 | 2 | 0
2035 | PJM_ROR_2_MISO_W | PJM_ROR | MISO_W | Internal | Summer | B9 | 800 | 10071 | 0 | 42.66 | 40.66 | 2 | 0
2035 | PJM_ROR_2_MISO_W | PJM_ROR | MISO_W | Internal | Summer | B10 | 1262 | 10071 | 0 | 42.3 | 34.18 | 2 | 0
2035 | PJM_ROR_2_MISO_W | PJM_ROR | MISO_W | Internal | Winter | B16 | 25 | 10071 | 0 | 66.33 | 29.19 | 2 | 0
2035 | PJM_ROR_2_MISO_W | PJM_ROR | MISO_W | Internal | Winter | B17 | 100 | 10071 | 0 | 59.46 | 31.19 | 2 | 0
2035 | PJM_ROR_2_MISO_W | PJM_ROR | MISO_W | Internal | Winter | B18 | 400 | 10071 | 0 | 49.69 | 42.74 | 2 | 0
2035 | PJM_ROR_2_MISO_W | PJM_ROR | MISO_W | Internal | Winter | B19 | 700 | 10071 | 0 | 47.69 | 41.22 | 2 | 0
2035 | PJM_ROR_2_MISO_W | PJM_ROR | MISO_W | Internal | Winter | B20 | 935 | 10071 | 0 | 47.21 | 28.08 | 2 | 0
2035 | PJM_ROR_2_MISO_WUMS | PJM_ROR | MISO_WUMS | Internal | Shoulder | B11 | 25 | 1467 | 290.45 | 64.85 | 66.85 | 2 | 0
2035 | PJM_ROR_2_MISO_WUMS | PJM_ROR | MISO_WUMS | Internal | Shoulder | B12 | 200 | 1467 | 168.49 | 53.71 | 55.71 | 2 | 0
2035 | PJM_ROR_2_MISO_WUMS | PJM_ROR | MISO_WUMS | Internal | Shoulder | B13 | 600 | 1467 | 0 | 48.72 | 47.79 | 2 | 0
2035 | PJM_ROR_2_MISO_WUMS | PJM_ROR | MISO_WUMS | Internal | Shoulder | B14 | 900 | 1467 | 0 | 45.94 | 47.79 | 2 | 0
2035 | PJM_ROR_2_MISO_WUMS | PJM_ROR | MISO_WUMS | Internal | Shoulder | B15 | 1203 | 1467 | 0 | 44.01 | 44.01 | 2 | 0
2035 | PJM_ROR_2_MISO_WUMS | PJM_ROR | MISO_WUMS | Internal | Summer | B1 | 10 | 1467 | 0 | 84.99 | 75.33 | 2 | 0
2035 | PJM_ROR_2_MISO_WUMS | PJM_ROR | MISO_WUMS | Internal | Summer | B2 | 25 | 1467 | 0 | 78.17 | 75.33 | 2 | 0
2035 | PJM_ROR_2_MISO_WUMS | PJM_ROR | MISO_WUMS | Internal | Summer | B3 | 75 | 1467 | 0 | 77.18 | 75.33 | 2 | 0
2035 | PJM_ROR_2_MISO_WUMS | PJM_ROR | MISO_WUMS | Internal | Summer | B4 | 100 | 1467 | 0 | 76.59 | 75.33 | 2 | 0
2035 | PJM_ROR_2_MISO_WUMS | PJM_ROR | MISO_WUMS | Internal | Summer | B5 | 200 | 1467 | 0 | 74.43 | 75.33 | 2 | 0
2035 | PJM_ROR_2_MISO_WUMS | PJM_ROR | MISO_WUMS | Internal | Summer | B6 | 300 | 1467 | 1467 | 70.21 | 72.22 | 2 | 0.01
2035 | PJM_ROR_2_MISO_WUMS | PJM_ROR | MISO_WUMS | Internal | Summer | B7 | 400 | 1467 | 0 | 53.62 | 55.6 | 2 | 0
2035 | PJM_ROR_2_MISO_WUMS | PJM_ROR | MISO_WUMS | Internal | Summer | B8 | 500 | 1467 | 0 | 45.87 | 45.94 | 2 | 0
2035 | PJM_ROR_2_MISO_WUMS | PJM_ROR | MISO_WUMS | Internal | Summer | B9 | 800 | 1467 | 567.86 | 42.66 | 44.66 | 2 | 0
2035 | PJM_ROR_2_MISO_WUMS | PJM_ROR | MISO_WUMS | Internal | Summer | B10 | 1262 | 1467 | 0 | 42.3 | 42.36 | 2 | 0
2035 | PJM_ROR_2_MISO_WUMS | PJM_ROR | MISO_WUMS | Internal | Winter | B16 | 25 | 1467 | 679.6 | 66.33 | 68.33 | 2 | 0
2035 | PJM_ROR_2_MISO_WUMS | PJM_ROR | MISO_WUMS | Internal | Winter | B17 | 100 | 1467 | 94.15 | 59.46 | 61.46 | 2 | 0
2035 | PJM_ROR_2_MISO_WUMS | PJM_ROR | MISO_WUMS | Internal | Winter | B18 | 400 | 1467 | 0 | 49.69 | 51.45 | 2 | 0
2035 | PJM_ROR_2_MISO_WUMS | PJM_ROR | MISO_WUMS | Internal | Winter | B19 | 700 | 1467 | 1299.52 | 47.69 | 49.69 | 2 | 0
2035 | PJM_ROR_2_MISO_WUMS | PJM_ROR | MISO_WUMS | Internal | Winter | B20 | 935 | 1467 | 0 | 47.21 | 47.12 | 2 | 0
2035 | PJM_ROR_2_PJM_ROM | PJM_ROR | PJM_ROM | Internal | Shoulder | B11 | 25 | 8000 | 1371.28 | 64.85 | 64.86 | 0.01 | 0
2035 | PJM_ROR_2_PJM_ROM | PJM_ROR | PJM_ROM | Internal | Shoulder | B12 | 200 | 8000 | 5715.77 | 53.71 | 53.72 | 0.01 | 0
2035 | PJM_ROR_2_PJM_ROM | PJM_ROR | PJM_ROM | Internal | Shoulder | B13 | 600 | 8000 | 7131.57 | 48.72 | 48.73 | 0.01 | 0
2035 | PJM_ROR_2_PJM_ROM | PJM_ROR | PJM_ROM | Internal | Shoulder | B14 | 900 | 8000 | 6085.44 | 45.94 | 45.95 | 0.01 | 0
2035 | PJM_ROR_2_PJM_ROM | PJM_ROR | PJM_ROM | Internal | Shoulder | B15 | 1203 | 8000 | 2588.09 | 44.01 | 44.02 | 0.01 | 0
2035 | PJM_ROR_2_PJM_ROM | PJM_ROR | PJM_ROM | Internal | Summer | B1 | 10 | 8000 | 7963.78 | 84.99 | 85 | 0.01 | 0
2035 | PJM_ROR_2_PJM_ROM | PJM_ROR | PJM_ROM | Internal | Summer | B2 | 25 | 8000 | 5553.42 | 78.17 | 78.18 | 0.01 | 0
2035 | PJM_ROR_2_PJM_ROM | PJM_ROR | PJM_ROM | Internal | Summer | B3 | 75 | 8000 | 0 | 77.18 | 77.17 | 0.01 | 0
2035 | PJM_ROR_2_PJM_ROM | PJM_ROR | PJM_ROM | Internal | Summer | B4 | 100 | 8000 | 0 | 76.59 | 76.57 | 0.01 | 0
2035 | PJM_ROR_2_PJM_ROM | PJM_ROR | PJM_ROM | Internal | Summer | B5 | 200 | 8000 | 0 | 74.43 | 73.64 | 0.01 | 0
2035 | PJM_ROR_2_PJM_ROM | PJM_ROR | PJM_ROM | Internal | Summer | B6 | 300 | 8000 | 0 | 70.21 | 70.2 | 0.01 | 0
2035 | PJM_ROR_2_PJM_ROM | PJM_ROR | PJM_ROM | Internal | Summer | B7 | 400 | 8000 | 3552.82 | 53.62 | 53.64 | 0.01 | 0
2035 | PJM_ROR_2_PJM_ROM | PJM_ROR | PJM_ROM | Internal | Summer | B8 | 500 | 8000 | 5792.06 | 45.87 | 45.88 | 0.01 | 0
2035 | PJM_ROR_2_PJM_ROM | PJM_ROR | PJM_ROM | Internal | Summer | B9 | 800 | 8000 | 6130.94 | 42.66 | 42.68 | 0.01 | 0
2035 | PJM_ROR_2_PJM_ROM | PJM_ROR | PJM_ROM | Internal | Summer | B10 | 1262 | 8000 | 1528.54 | 42.3 | 42.31 | 0.01 | 0
2035 | PJM_ROR_2_PJM_ROM | PJM_ROR | PJM_ROM | Internal | Winter | B16 | 25 | 8000 | 7741.39 | 66.33 | 66.34 | 0.01 | 0
2035 | PJM_ROR_2_PJM_ROM | PJM_ROR | PJM_ROM | Internal | Winter | B17 | 100 | 8000 | 8000 | 59.46 | 63.32 | 0.01 | 3.85
2035 | PJM_ROR_2_PJM_ROM | PJM_ROR | PJM_ROM | Internal | Winter | B18 | 400 | 8000 | 8000 | 49.69 | 56.07 | 0.01 | 6.37
2035 | PJM_ROR_2_PJM_ROM | PJM_ROR | PJM_ROM | Internal | Winter | B19 | 700 | 8000 | 8000 | 47.69 | 51.42 | 0.01 | 3.72
2035 | PJM_ROR_2_PJM_ROM | PJM_ROR | PJM_ROM | Internal | Winter | B20 | 935 | 8000 | 7202.08 | 47.21 | 47.22 | 0.01 | 0
2035 | PJM_ROR_2_TVA_Transmission | PJM_ROR | TVA_Transmission | Internal | Shoulder | B11 | 25 | 2500 | 1203.39 | 64.85 | 70.85 | 6 | 0
2035 | PJM_ROR_2_TVA_Transmission | PJM_ROR | TVA_Transmission | Internal | Shoulder | B12 | 200 | 2500 | 0 | 53.71 | 57.23 | 6 | 0
2035 | PJM_ROR_2_TVA_Transmission | PJM_ROR | TVA_Transmission | Internal | Shoulder | B13 | 600 | 2500 | 0 | 48.72 | 52.93 | 6 | 0
2035 | PJM_ROR_2_TVA_Transmission | PJM_ROR | TVA_Transmission | Internal | Shoulder | B14 | 900 | 2500 | 2204.2 | 45.94 | 51.94 | 6 | 0
2035 | PJM_ROR_2_TVA_Transmission | PJM_ROR | TVA_Transmission | Internal | Shoulder | B15 | 1203 | 2500 | 0 | 44.01 | 48.71 | 6 | 0
2035 | PJM_ROR_2_TVA_Transmission | PJM_ROR | TVA_Transmission | Internal | Summer | B1 | 10 | 2500 | 2470.11 | 84.99 | 90.99 | 6 | 0
2035 | PJM_ROR_2_TVA_Transmission | PJM_ROR | TVA_Transmission | Internal | Summer | B2 | 25 | 2500 | 2205.12 | 78.17 | 84.17 | 6 | 0
2035 | PJM_ROR_2_TVA_Transmission | PJM_ROR | TVA_Transmission | Internal | Summer | B3 | 75 | 2500 | 44.64 | 77.18 | 83.18 | 6 | 0
2035 | PJM_ROR_2_TVA_Transmission | PJM_ROR | TVA_Transmission | Internal | Summer | B4 | 100 | 2500 | 0.02 | 76.59 | 82.58 | 6 | 0
2035 | PJM_ROR_2_TVA_Transmission | PJM_ROR | TVA_Transmission | Internal | Summer | B5 | 200 | 2500 | 2500 | 74.43 | 82.57 | 6 | 2.14
2035 | PJM_ROR_2_TVA_Transmission | PJM_ROR | TVA_Transmission | Internal | Summer | B6 | 300 | 2500 | 587.6 | 70.21 | 76.21 | 6 | 0
2035 | PJM_ROR_2_TVA_Transmission | PJM_ROR | TVA_Transmission | Internal | Summer | B7 | 400 | 2500 | 0 | 53.62 | 54.82 | 6 | 0
2035 | PJM_ROR_2_TVA_Transmission | PJM_ROR | TVA_Transmission | Internal | Summer | B8 | 500 | 2500 | 193.84 | 45.87 | 51.87 | 6 | 0
2035 | PJM_ROR_2_TVA_Transmission | PJM_ROR | TVA_Transmission | Internal | Summer | B9 | 800 | 2500 | 1323.4 | 42.66 | 48.66 | 6 | 0
2035 | PJM_ROR_2_TVA_Transmission | PJM_ROR | TVA_Transmission | Internal | Summer | B10 | 1262 | 2500 | 0 | 42.3 | 46.67 | 6 | 0
2035 | PJM_ROR_2_TVA_Transmission | PJM_ROR | TVA_Transmission | Internal | Winter | B16 | 25 | 2500 | 384.84 | 66.33 | 72.33 | 6 | 0
2035 | PJM_ROR_2_TVA_Transmission | PJM_ROR | TVA_Transmission | Internal | Winter | B17 | 100 | 2500 | 0 | 59.46 | 60.45 | 6 | 0
2035 | PJM_ROR_2_TVA_Transmission | PJM_ROR | TVA_Transmission | Internal | Winter | B18 | 400 | 2500 | 0 | 49.69 | 55.53 | 6 | 0
2035 | PJM_ROR_2_TVA_Transmission | PJM_ROR | TVA_Transmission | Internal | Winter | B19 | 700 | 2500 | 0 | 47.69 | 53.56 | 6 | 0
2035 | PJM_ROR_2_TVA_Transmission | PJM_ROR | TVA_Transmission | Internal | Winter | B20 | 935 | 2500 | 0 | 47.21 | 50.92 | 6 | 0
2035 | PJM_ROR_2_VACAR | PJM_ROR | VACAR | Internal | Shoulder | B11 | 25 | 3865 | 1836.63 | 64.85 | 70.85 | 6 | 0
2035 | PJM_ROR_2_VACAR | PJM_ROR | VACAR | Internal | Shoulder | B12 | 200 | 3865 | 588.39 | 53.71 | 59.71 | 6 | 0
2035 | PJM_ROR_2_VACAR | PJM_ROR | VACAR | Internal | Shoulder | B13 | 600 | 3865 | 0 | 48.72 | 50.63 | 6 | 0
2035 | PJM_ROR_2_VACAR | PJM_ROR | VACAR | Internal | Shoulder | B14 | 900 | 3865 | 0 | 45.94 | 50.61 | 6 | 0
2035 | PJM_ROR_2_VACAR | PJM_ROR | VACAR | Internal | Shoulder | B15 | 1203 | 3865 | 3865 | 44.01 | 50.61 | 6 | 0.6
2035 | PJM_ROR_2_VACAR | PJM_ROR | VACAR | Internal | Summer | B1 | 10 | 3865 | 2248.59 | 84.99 | 90.99 | 6 | 0
2035 | PJM_ROR_2_VACAR | PJM_ROR | VACAR | Internal | Summer | B2 | 25 | 3865 | 3865 | 78.17 | 87.37 | 6 | 3.2
2035 | PJM_ROR_2_VACAR | PJM_ROR | VACAR | Internal | Summer | B3 | 75 | 3865 | 3865 | 77.18 | 87.37 | 6 | 4.19
2035 | PJM_ROR_2_VACAR | PJM_ROR | VACAR | Internal | Summer | B4 | 100 | 3865 | 3865 | 76.59 | 85.46 | 6 | 2.87
2035 | PJM_ROR_2_VACAR | PJM_ROR | VACAR | Internal | Summer | B5 | 200 | 3865 | 3531.77 | 74.43 | 80.43 | 6 | 0
2035 | PJM_ROR_2_VACAR | PJM_ROR | VACAR | Internal | Summer | B6 | 300 | 3865 | 0 | 70.21 | 75.54 | 6 | 0
2035 | PJM_ROR_2_VACAR | PJM_ROR | VACAR | Internal | Summer | B7 | 400 | 3865 | 0 | 53.62 | 55.71 | 6 | 0
2035 | PJM_ROR_2_VACAR | PJM_ROR | VACAR | Internal | Summer | B8 | 500 | 3865 | 0 | 45.87 | 48.39 | 6 | 0
2035 | PJM_ROR_2_VACAR | PJM_ROR | VACAR | Internal | Summer | B9 | 800 | 3865 | 0 | 42.66 | 48.39 | 6 | 0
2035 | PJM_ROR_2_VACAR | PJM_ROR | VACAR | Internal | Summer | B10 | 1262 | 3865 | 3865 | 42.3 | 48.39 | 6 | 0.09
2035 | PJM_ROR_2_VACAR | PJM_ROR | VACAR | Internal | Winter | B16 | 25 | 3865 | 3865 | 66.33 | 85.45 | 6 | 13.12
2035 | PJM_ROR_2_VACAR | PJM_ROR | VACAR | Internal | Winter | B17 | 100 | 3865 | 775.73 | 59.46 | 65.46 | 6 | 0
2035 | PJM_ROR_2_VACAR | PJM_ROR | VACAR | Internal | Winter | B18 | 400 | 3865 | 618.42 | 49.69 | 55.69 | 6 | 0
2035 | PJM_ROR_2_VACAR | PJM_ROR | VACAR | Internal | Winter | B19 | 700 | 3865 | 3865 | 47.69 | 55.69 | 6 | 2
2035 | PJM_ROR_2_VACAR | PJM_ROR | VACAR | Internal | Winter | B20 | 935 | 3865 | 3865 | 47.21 | 55.69 | 6 | 2.48
2035 | PJM_ROM_2_NYISO_A-F | PJM_ROM | NYISO_A-F | Internal | Shoulder | B11 | 25 | 2000 | 0 | 64.86 | 56.65 | 6 | 0
2035 | PJM_ROM_2_NYISO_A-F | PJM_ROM | NYISO_A-F | Internal | Shoulder | B12 | 200 | 2000 | 0 | 53.72 | 50.21 | 6 | 0
2035 | PJM_ROM_2_NYISO_A-F | PJM_ROM | NYISO_A-F | Internal | Shoulder | B13 | 600 | 2000 | 0 | 48.73 | 45.77 | 6 | 0
2035 | PJM_ROM_2_NYISO_A-F | PJM_ROM | NYISO_A-F | Internal | Shoulder | B14 | 900 | 2000 | 0 | 45.95 | 45.33 | 6 | 0
2035 | PJM_ROM_2_NYISO_A-F | PJM_ROM | NYISO_A-F | Internal | Shoulder | B15 | 1203 | 2000 | 0 | 44.02 | 45.33 | 6 | 0
2035 | PJM_ROM_2_NYISO_A-F | PJM_ROM | NYISO_A-F | Internal | Summer | B1 | 10 | 2000 | 0 | 85 | 78.45 | 6 | 0
2035 | PJM_ROM_2_NYISO_A-F | PJM_ROM | NYISO_A-F | Internal | Summer | B2 | 25 | 2000 | 0 | 78.18 | 70.18 | 6 | 0
2035 | PJM_ROM_2_NYISO_A-F | PJM_ROM | NYISO_A-F | Internal | Summer | B3 | 75 | 2000 | 0 | 77.17 | 65.37 | 6 | 0
2035 | PJM_ROM_2_NYISO_A-F | PJM_ROM | NYISO_A-F | Internal | Summer | B4 | 100 | 2000 | 0 | 76.57 | 63.27 | 6 | 0
2035 | PJM_ROM_2_NYISO_A-F | PJM_ROM | NYISO_A-F | Internal | Summer | B5 | 200 | 2000 | 0 | 73.64 | 59.27 | 6 | 0
2035 | PJM_ROM_2_NYISO_A-F | PJM_ROM | NYISO_A-F | Internal | Summer | B6 | 300 | 2000 | 0 | 70.2 | 55.57 | 6 | 0
2035 | PJM_ROM_2_NYISO_A-F | PJM_ROM | NYISO_A-F | Internal | Summer | B7 | 400 | 2000 | 0 | 53.64 | 45.96 | 6 | 0
2035 | PJM_ROM_2_NYISO_A-F | PJM_ROM | NYISO_A-F | Internal | Summer | B8 | 500 | 2000 | 0 | 45.88 | 44.48 | 6 | 0
2035 | PJM_ROM_2_NYISO_A-F | PJM_ROM | NYISO_A-F | Internal | Summer | B9 | 800 | 2000 | 0 | 42.68 | 44.48 | 6 | 0
2035 | PJM_ROM_2_NYISO_A-F | PJM_ROM | NYISO_A-F | Internal | Summer | B10 | 1262 | 2000 | 0 | 42.31 | 44.48 | 6 | 0
2035 | PJM_ROM_2_NYISO_A-F | PJM_ROM | NYISO_A-F | Internal | Winter | B16 | 25 | 2000 | 0 | 66.34 | 58.34 | 6 | 0
2035 | PJM_ROM_2_NYISO_A-F | PJM_ROM | NYISO_A-F | Internal | Winter | B17 | 100 | 2000 | 0 | 63.32 | 56.5 | 6 | 0
2035 | PJM_ROM_2_NYISO_A-F | PJM_ROM | NYISO_A-F | Internal | Winter | B18 | 400 | 2000 | 0 | 56.07 | 53.22 | 6 | 0
2035 | PJM_ROM_2_NYISO_A-F | PJM_ROM | NYISO_A-F | Internal | Winter | B19 | 700 | 2000 | 0 | 51.42 | 53.22 | 6 | 0
2035 | PJM_ROM_2_NYISO_A-F | PJM_ROM | NYISO_A-F | Internal | Winter | B20 | 935 | 2000 | 209.6 | 47.22 | 53.22 | 6 | 0
2035 | PJM_ROM_2_PJM_E | PJM_ROM | PJM_E | Internal | Shoulder | B11 | 25 | 8000 | 3704.71 | 64.86 | 64.87 | 0.01 | 0
2035 | PJM_ROM_2_PJM_E | PJM_ROM | PJM_E | Internal | Shoulder | B12 | 200 | 8000 | 6076.68 | 53.72 | 53.73 | 0.01 | 0
2035 | PJM_ROM_2_PJM_E | PJM_ROM | PJM_E | Internal | Shoulder | B13 | 600 | 8000 | 7772.4 | 48.73 | 48.74 | 0.01 | 0
2035 | PJM_ROM_2_PJM_E | PJM_ROM | PJM_E | Internal | Shoulder | B14 | 900 | 8000 | 7528.47 | 45.95 | 45.96 | 0.01 | 0
2035 | PJM_ROM_2_PJM_E | PJM_ROM | PJM_E | Internal | Shoulder | B15 | 1203 | 8000 | 5807.09 | 44.02 | 44.04 | 0.01 | 0
2035 | PJM_ROM_2_PJM_E | PJM_ROM | PJM_E | Internal | Summer | B1 | 10 | 8000 | 8000 | 85 | 92.43 | 0.01 | 7.42
2035 | PJM_ROM_2_PJM_E | PJM_ROM | PJM_E | Internal | Summer | B2 | 25 | 8000 | 6878.57 | 78.18 | 78.2 | 0.01 | 0
2035 | PJM_ROM_2_PJM_E | PJM_ROM | PJM_E | Internal | Summer | B3 | 75 | 8000 | 2088.83 | 77.17 | 77.18 | 0.01 | 0
2035 | PJM_ROM_2_PJM_E | PJM_ROM | PJM_E | Internal | Summer | B4 | 100 | 8000 | 0 | 76.57 | 76.56 | 0.01 | 0
2035 | PJM_ROM_2_PJM_E | PJM_ROM | PJM_E | Internal | Summer | B5 | 200 | 8000 | 0 | 73.64 | 73.63 | 0.01 | 0
2035 | PJM_ROM_2_PJM_E | PJM_ROM | PJM_E | Internal | Summer | B6 | 300 | 8000 | 1374.14 | 70.2 | 70.21 | 0.01 | 0
2035 | PJM_ROM_2_PJM_E | PJM_ROM | PJM_E | Internal | Summer | B7 | 400 | 8000 | 6078.66 | 53.64 | 53.65 | 0.01 | 0
2035 | PJM_ROM_2_PJM_E | PJM_ROM | PJM_E | Internal | Summer | B8 | 500 | 8000 | 8000 | 45.88 | 46.15 | 0.01 | 0.25
2035 | PJM_ROM_2_PJM_E | PJM_ROM | PJM_E | Internal | Summer | B9 | 800 | 8000 | 8000 | 42.68 | 43.25 | 0.01 | 0.56
2035 | PJM_ROM_2_PJM_E | PJM_ROM | PJM_E | Internal | Summer | B10 | 1262 | 8000 | 6407.77 | 42.31 | 42.32 | 0.01 | 0
2035 | PJM_ROM_2_PJM_E | PJM_ROM | PJM_E | Internal | Winter | B16 | 25 | 8000 | 7120.85 | 66.34 | 66.36 | 0.01 | 0
2035 | PJM_ROM_2_PJM_E | PJM_ROM | PJM_E | Internal | Winter | B17 | 100 | 8000 | 6382.01 | 63.32 | 63.33 | 0.01 | 0
2035 | PJM_ROM_2_PJM_E | PJM_ROM | PJM_E | Internal | Winter | B18 | 400 | 8000 | 7894.5 | 56.07 | 56.08 | 0.01 | 0
2035 | PJM_ROM_2_PJM_E | PJM_ROM | PJM_E | Internal | Winter | B19 | 700 | 8000 | 8000 | 51.42 | 52.52 | 0.01 | 1.09
2035 | PJM_ROM_2_PJM_E | PJM_ROM | PJM_E | Internal | Winter | B20 | 935 | 8000 | 8000 | 47.22 | 48.24 | 0.01 | 1.01
2035 | PJM_ROM_2_PJM_ROR | PJM_ROM | PJM_ROR | Internal | Shoulder | B11 | 25 | 8000 | 0.02 | 64.86 | 64.85 | 0.01 | 0
2035 | PJM_ROM_2_PJM_ROR | PJM_ROM | PJM_ROR | Internal | Shoulder | B12 | 200 | 8000 | 0 | 53.72 | 53.71 | 0.01 | 0
2035 | PJM_ROM_2_PJM_ROR | PJM_ROM | PJM_ROR | Internal | Shoulder | B13 | 600 | 8000 | 0 | 48.73 | 48.72 | 0.01 | 0
2035 | PJM_ROM_2_PJM_ROR | PJM_ROM | PJM_ROR | Internal | Shoulder | B14 | 900 | 8000 | 0 | 45.95 | 45.94 | 0.01 | 0
2035 | PJM_ROM_2_PJM_ROR | PJM_ROM | PJM_ROR | Internal | Shoulder | B15 | 1203 | 8000 | 0 | 44.02 | 44.01 | 0.01 | 0
2035 | PJM_ROM_2_PJM_ROR | PJM_ROM | PJM_ROR | Internal | Summer | B1 | 10 | 8000 | 0.04 | 85 | 84.99 | 0.01 | 0
2035 | PJM_ROM_2_PJM_ROR | PJM_ROM | PJM_ROR | Internal | Summer | B2 | 25 | 8000 | 0.02 | 78.18 | 78.17 | 0.01 | 0
2035 | PJM_ROM_2_PJM_ROR | PJM_ROM | PJM_ROR | Internal | Summer | B3 | 75 | 8000 | 1963.39 | 77.17 | 77.18 | 0.01 | 0
2035 | PJM_ROM_2_PJM_ROR | PJM_ROM | PJM_ROR | Internal | Summer | B4 | 100 | 8000 | 6357.69 | 76.57 | 76.59 | 0.01 | 0
2035 | PJM_ROM_2_PJM_ROR | PJM_ROM | PJM_ROR | Internal | Summer | B5 | 200 | 8000 | 8000 | 73.64 | 74.43 | 0.01 | 0.78
2035 | PJM_ROM_2_PJM_ROR | PJM_ROM | PJM_ROR | Internal | Summer | B6 | 300 | 8000 | 5426.42 | 70.2 | 70.21 | 0.01 | 0
2035 | PJM_ROM_2_PJM_ROR | PJM_ROM | PJM_ROR | Internal | Summer | B7 | 400 | 8000 | 0 | 53.64 | 53.62 | 0.01 | 0
2035 | PJM_ROM_2_PJM_ROR | PJM_ROM | PJM_ROR | Internal | Summer | B8 | 500 | 8000 | 0 | 45.88 | 45.87 | 0.01 | 0
2035 | PJM_ROM_2_PJM_ROR | PJM_ROM | PJM_ROR | Internal | Summer | B9 | 800 | 8000 | 0 | 42.68 | 42.66 | 0.01 | 0
2035 | PJM_ROM_2_PJM_ROR | PJM_ROM | PJM_ROR | Internal | Summer | B10 | 1262 | 8000 | 0 | 42.31 | 42.3 | 0.01 | 0
2035 | PJM_ROM_2_PJM_ROR | PJM_ROM | PJM_ROR | Internal | Winter | B16 | 25 | 8000 | 0.02 | 66.34 | 66.33 | 0.01 | 0
2035 | PJM_ROM_2_PJM_ROR | PJM_ROM | PJM_ROR | Internal | Winter | B17 | 100 | 8000 | 0 | 63.32 | 59.46 | 0.01 | 0
2035 | PJM_ROM_2_PJM_ROR | PJM_ROM | PJM_ROR | Internal | Winter | B18 | 400 | 8000 | 0 | 56.07 | 49.69 | 0.01 | 0
2035 | PJM_ROM_2_PJM_ROR | PJM_ROM | PJM_ROR | Internal | Winter | B19 | 700 | 8000 | 0 | 51.42 | 47.69 | 0.01 | 0
2035 | PJM_ROM_2_PJM_ROR | PJM_ROM | PJM_ROR | Internal | Winter | B20 | 935 | 8000 | 0 | 47.22 | 47.21 | 0.01 | 0
2035 | SOCO_2_FRCC | SOCO | FRCC | Internal | Shoulder | B11 | 25 | 3700 | 701.21 | 77.85 | 87.85 | 10 | 0
2035 | SOCO_2_FRCC | SOCO | FRCC | Internal | Shoulder | B12 | 200 | 3700 | 0 | 53.05 | 60.77 | 10 | 0
2035 | SOCO_2_FRCC | SOCO | FRCC | Internal | Shoulder | B13 | 600 | 3700 | 0 | 53.05 | 58.25 | 10 | 0
2035 | SOCO_2_FRCC | SOCO | FRCC | Internal | Shoulder | B14 | 900 | 3700 | 0 | 53.05 | 58.25 | 10 | 0
2035 | SOCO_2_FRCC | SOCO | FRCC | Internal | Shoulder | B15 | 1203 | 3700 | 0 | 48.71 | 53.47 | 10 | 0
2035 | SOCO_2_FRCC | SOCO | FRCC | Internal | Summer | B1 | 10 | 3700 | 371.29 | 97.99 | 107.99 | 10 | 0
2035 | SOCO_2_FRCC | SOCO | FRCC | Internal | Summer | B2 | 25 | 3700 | 0 | 88.3 | 94.06 | 10 | 0
2035 | SOCO_2_FRCC | SOCO | FRCC | Internal | Summer | B3 | 75 | 3700 | 0 | 88.02 | 94.06 | 10 | 0
2035 | SOCO_2_FRCC | SOCO | FRCC | Internal | Summer | B4 | 100 | 3700 | 0 | 86.6 | 92.22 | 10 | 0
2035 | SOCO_2_FRCC | SOCO | FRCC | Internal | Summer | B5 | 200 | 3700 | 0 | 86.6 | 81.01 | 10 | 0
2035 | SOCO_2_FRCC | SOCO | FRCC | Internal | Summer | B6 | 300 | 3700 | 0 | 80.22 | 81.01 | 10 | 0
2035 | SOCO_2_FRCC | SOCO | FRCC | Internal | Summer | B7 | 400 | 3700 | 0 | 62.71 | 67.99 | 10 | 0
2035 | SOCO_2_FRCC | SOCO | FRCC | Internal | Summer | B8 | 500 | 3700 | 0 | 51.48 | 59.66 | 10 | 0
2035 | SOCO_2_FRCC | SOCO | FRCC | Internal | Summer | B9 | 800 | 3700 | 0 | 51.48 | 57.19 | 10 | 0
2035 | SOCO_2_FRCC | SOCO | FRCC | Internal | Summer | B10 | 1262 | 3700 | 0 | 47.31 | 52.41 | 10 | 0
2035 | SOCO_2_FRCC | SOCO | FRCC | Internal | Winter | B16 | 25 | 3700 | 1556.5 | 75.45 | 85.45 | 10 | 0
2035 | SOCO_2_FRCC | SOCO | FRCC | Internal | Winter | B17 | 100 | 3700 | 0 | 56.53 | 63.81 | 10 | 0
2035 | SOCO_2_FRCC | SOCO | FRCC | Internal | Winter | B18 | 400 | 3700 | 0 | 56.53 | 61.16 | 10 | 0
2035 | SOCO_2_FRCC | SOCO | FRCC | Internal | Winter | B19 | 700 | 3700 | 0 | 56.15 | 61.16 | 10 | 0
2035 | SOCO_2_FRCC | SOCO | FRCC | Internal | Winter | B20 | 935 | 3700 | 0 | 51.82 | 55.96 | 10 | 0
2035 | SOCO_2_VACAR | SOCO | VACAR | Internal | Shoulder | B11 | 25 | 2000 | 0 | 77.85 | 70.85 | 10 | 0
2035 | SOCO_2_VACAR | SOCO | VACAR | Internal | Shoulder | B12 | 200 | 2000 | 0 | 53.05 | 59.71 | 10 | 0
2035 | SOCO_2_VACAR | SOCO | VACAR | Internal | Shoulder | B13 | 600 | 2000 | 0 | 53.05 | 50.63 | 10 | 0
2035 | SOCO_2_VACAR | SOCO | VACAR | Internal | Shoulder | B14 | 900 | 2000 | 0 | 53.05 | 50.61 | 10 | 0
2035 | SOCO_2_VACAR | SOCO | VACAR | Internal | Shoulder | B15 | 1203 | 2000 | 0 | 48.71 | 50.61 | 10 | 0
2035 | SOCO_2_VACAR | SOCO | VACAR | Internal | Summer | B1 | 10 | 2000 | 0 | 97.99 | 90.99 | 10 | 0
2035 | SOCO_2_VACAR | SOCO | VACAR | Internal | Summer | B2 | 25 | 2000 | 0 | 88.3 | 87.37 | 10 | 0
2035 | SOCO_2_VACAR | SOCO | VACAR | Internal | Summer | B3 | 75 | 2000 | 0 | 88.02 | 87.37 | 10 | 0
2035 | SOCO_2_VACAR | SOCO | VACAR | Internal | Summer | B4 | 100 | 2000 | 0 | 86.6 | 85.46 | 10 | 0
2035 | SOCO_2_VACAR | SOCO | VACAR | Internal | Summer | B5 | 200 | 2000 | 0 | 86.6 | 80.43 | 10 | 0
2035 | SOCO_2_VACAR | SOCO | VACAR | Internal | Summer | B6 | 300 | 2000 | 0 | 80.22 | 75.54 | 10 | 0
2035 | SOCO_2_VACAR | SOCO | VACAR | Internal | Summer | B7 | 400 | 2000 | 0 | 62.71 | 55.71 | 10 | 0
2035 | SOCO_2_VACAR | SOCO | VACAR | Internal | Summer | B8 | 500 | 2000 | 0 | 51.48 | 48.39 | 10 | 0
2035 | SOCO_2_VACAR | SOCO | VACAR | Internal | Summer | B9 | 800 | 2000 | 0 | 51.48 | 48.39 | 10 | 0
2035 | SOCO_2_VACAR | SOCO | VACAR | Internal | Summer | B10 | 1262 | 2000 | 0 | 47.31 | 48.39 | 10 | 0
2035 | SOCO_2_VACAR | SOCO | VACAR | Internal | Winter | B16 | 25 | 2000 | 115.57 | 75.45 | 85.45 | 10 | 0
2035 | SOCO_2_VACAR | SOCO | VACAR | Internal | Winter | B17 | 100 | 2000 | 0 | 56.53 | 65.46 | 10 | 0
2035 | SOCO_2_VACAR | SOCO | VACAR | Internal | Winter | B18 | 400 | 2000 | 0 | 56.53 | 55.69 | 10 | 0
2035 | SOCO_2_VACAR | SOCO | VACAR | Internal | Winter | B19 | 700 | 2000 | 0 | 56.15 | 55.69 | 10 | 0
2035 | SOCO_2_VACAR | SOCO | VACAR | Internal | Winter | B20 | 935 | 2000 | 0 | 51.82 | 55.69 | 10 | 0
2035 | SPP_N_2_ENT | SPP_N | ENT | Internal | Shoulder | B11 | 25 | 9240 | 3754.15 | 57.86 | 62.86 | 5 | 0
2035 | SPP_N_2_ENT | SPP_N | ENT | Internal | Shoulder | B12 | 200 | 9240 | 3533.81 | 45.84 | 50.84 | 5 | 0
2035 | SPP_N_2_ENT | SPP_N | ENT | Internal | Shoulder | B13 | 600 | 9240 | 9240 | 41.73 | 46.74 | 5 | 0.01
2035 | SPP_N_2_ENT | SPP_N | ENT | Internal | Shoulder | B14 | 900 | 9240 | 9240 | 28.13 | 45.46 | 5 | 12.33
2035 | SPP_N_2_ENT | SPP_N | ENT | Internal | Shoulder | B15 | 1203 | 9240 | 9240 | -27.61 | 40.71 | 5 | 63.32
2035 | SPP_N_2_ENT | SPP_N | ENT | Internal | Summer | B1 | 10 | 9240 | 502.72 | 77.99 | 82.99 | 5 | 0
2035 | SPP_N_2_ENT | SPP_N | ENT | Internal | Summer | B2 | 25 | 9240 | 2995.87 | 71.18 | 76.18 | 5 | 0
2035 | SPP_N_2_ENT | SPP_N | ENT | Internal | Summer | B3 | 75 | 9240 | 4201.42 | 75.02 | 80.02 | 5 | 0
2035 | SPP_N_2_ENT | SPP_N | ENT | Internal | Summer | B4 | 100 | 9240 | 1159.87 | 73.6 | 78.6 | 5 | 0
2035 | SPP_N_2_ENT | SPP_N | ENT | Internal | Summer | B5 | 200 | 9240 | 0 | 71.42 | 76.41 | 5 | 0
2035 | SPP_N_2_ENT | SPP_N | ENT | Internal | Summer | B6 | 300 | 9240 | 4951.73 | 67.22 | 72.22 | 5 | 0
2035 | SPP_N_2_ENT | SPP_N | ENT | Internal | Summer | B7 | 400 | 9240 | 4042.24 | 50.6 | 55.6 | 5 | 0
2035 | SPP_N_2_ENT | SPP_N | ENT | Internal | Summer | B8 | 500 | 9240 | 7315.82 | 45.74 | 50.74 | 5 | 0
2035 | SPP_N_2_ENT | SPP_N | ENT | Internal | Summer | B9 | 800 | 9240 | 9240 | 38.28 | 49 | 5 | 5.71
2035 | SPP_N_2_ENT | SPP_N | ENT | Internal | Summer | B10 | 1262 | 9240 | 9240 | 29.29 | 40.56 | 5 | 6.28
2035 | SPP_N_2_ENT | SPP_N | ENT | Internal | Winter | B16 | 25 | 9240 | 9240 | 36.19 | 56.33 | 5 | 15.14
2035 | SPP_N_2_ENT | SPP_N | ENT | Internal | Winter | B17 | 100 | 9240 | 9240 | 33.25 | 49.98 | 5 | 11.72
2035 | SPP_N_2_ENT | SPP_N | ENT | Internal | Winter | B18 | 400 | 9240 | 9240 | 40.52 | 48.53 | 5 | 3
2035 | SPP_N_2_ENT | SPP_N | ENT | Internal | Winter | B19 | 700 | 9240 | 9240 | 36.24 | 45.56 | 5 | 4.33
2035 | SPP_N_2_ENT | SPP_N | ENT | Internal | Winter | B20 | 935 | 9240 | 9240 | 23.09 | 42.92 | 5 | 14.83
2035 | SPP_N_2_MISO_MO-IL | SPP_N | MISO_MO-IL | Internal | Shoulder | B11 | 25 | 2263 | 2263 | 57.86 | 66.83 | 5 | 3.96
2035 | SPP_N_2_MISO_MO-IL | SPP_N | MISO_MO-IL | Internal | Shoulder | B12 | 200 | 2263 | 2263 | 45.84 | 52.09 | 5 | 1.25
2035 | SPP_N_2_MISO_MO-IL | SPP_N | MISO_MO-IL | Internal | Shoulder | B13 | 600 | 2263 | 2217.53 | 41.73 | 46.73 | 5 | 0
2035 | SPP_N_2_MISO_MO-IL | SPP_N | MISO_MO-IL | Internal | Shoulder | B14 | 900 | 2263 | 2263 | 28.13 | 43.94 | 5 | 10.8
2035 | SPP_N_2_MISO_MO-IL | SPP_N | MISO_MO-IL | Internal | Shoulder | B15 | 1203 | 2263 | 2263 | -27.61 | 40.71 | 5 | 63.32
2035 | SPP_N_2_MISO_MO-IL | SPP_N | MISO_MO-IL | Internal | Summer | B1 | 10 | 2263 | 2263 | 77.99 | 90.99 | 5 | 8
2035 | SPP_N_2_MISO_MO-IL | SPP_N | MISO_MO-IL | Internal | Summer | B2 | 25 | 2263 | 2263 | 71.18 | 80.17 | 5 | 3.99
2035 | SPP_N_2_MISO_MO-IL | SPP_N | MISO_MO-IL | Internal | Summer | B3 | 75 | 2263 | 547.02 | 75.02 | 80.02 | 5 | 0
2035 | SPP_N_2_MISO_MO-IL | SPP_N | MISO_MO-IL | Internal | Summer | B4 | 100 | 2263 | 1643.97 | 73.6 | 78.6 | 5 | 0
2035 | SPP_N_2_MISO_MO-IL | SPP_N | MISO_MO-IL | Internal | Summer | B5 | 200 | 2263 | 2047.26 | 71.42 | 76.42 | 5 | 0
2035 | SPP_N_2_MISO_MO-IL | SPP_N | MISO_MO-IL | Internal | Summer | B6 | 300 | 2263 | 761.43 | 67.22 | 72.22 | 5 | 0
2035 | SPP_N_2_MISO_MO-IL | SPP_N | MISO_MO-IL | Internal | Summer | B7 | 400 | 2263 | 1516.26 | 50.6 | 55.6 | 5 | 0
2035 | SPP_N_2_MISO_MO-IL | SPP_N | MISO_MO-IL | Internal | Summer | B8 | 500 | 2263 | 0 | 45.74 | 46.15 | 5 | 0
2035 | SPP_N_2_MISO_MO-IL | SPP_N | MISO_MO-IL | Internal | Summer | B9 | 800 | 2263 | 0 | 38.28 | 41.89 | 5 | 0
2035 | SPP_N_2_MISO_MO-IL | SPP_N | MISO_MO-IL | Internal | Summer | B10 | 1262 | 2263 | 2263 | 29.29 | 38.67 | 5 | 4.38
2035 | SPP_N_2_MISO_MO-IL | SPP_N | MISO_MO-IL | Internal | Winter | B16 | 25 | 2263 | 2263 | 36.19 | 64.33 | 5 | 23.14
2035 | SPP_N_2_MISO_MO-IL | SPP_N | MISO_MO-IL | Internal | Winter | B17 | 100 | 2263 | 2263 | 33.25 | 52.45 | 5 | 14.2
2035 | SPP_N_2_MISO_MO-IL | SPP_N | MISO_MO-IL | Internal | Winter | B18 | 400 | 2263 | 2263 | 40.52 | 47.53 | 5 | 2
2035 | SPP_N_2_MISO_MO-IL | SPP_N | MISO_MO-IL | Internal | Winter | B19 | 700 | 2263 | 2263 | 36.24 | 45.56 | 5 | 4.33
2035 | SPP_N_2_MISO_MO-IL | SPP_N | MISO_MO-IL | Internal | Winter | B20 | 935 | 2263 | 2263 | 23.09 | 41.28 | 5 | 13.18
2035 | SPP_N_2_MISO_W | SPP_N | MISO_W | Internal | Shoulder | B11 | 25 | 750 | 0.04 | 57.86 | 62.85 | 5 | 0
2035 | SPP_N_2_MISO_W | SPP_N | MISO_W | Internal | Shoulder | B12 | 200 | 750 | 0 | 45.84 | 50.83 | 5 | 0
2035 | SPP_N_2_MISO_W | SPP_N | MISO_W | Internal | Shoulder | B13 | 600 | 750 | 0 | 41.73 | 46.72 | 5 | 0
2035 | SPP_N_2_MISO_W | SPP_N | MISO_W | Internal | Shoulder | B14 | 900 | 750 | 0 | 28.13 | 33.12 | 5 | 0
2035 | SPP_N_2_MISO_W | SPP_N | MISO_W | Internal | Shoulder | B15 | 1203 | 750 | 750 | -27.61 | -12.42 | 5 | 10.19
2035 | SPP_N_2_MISO_W | SPP_N | MISO_W | Internal | Summer | B1 | 10 | 750 | 25.02 | 77.99 | 82.99 | 5 | 0
2035 | SPP_N_2_MISO_W | SPP_N | MISO_W | Internal | Summer | B2 | 25 | 750 | 0.04 | 71.18 | 76.17 | 5 | 0
2035 | SPP_N_2_MISO_W | SPP_N | MISO_W | Internal | Summer | B3 | 75 | 750 | 0 | 75.02 | 79.18 | 5 | 0
2035 | SPP_N_2_MISO_W | SPP_N | MISO_W | Internal | Summer | B4 | 100 | 750 | 0.01 | 73.6 | 78.59 | 5 | 0
2035 | SPP_N_2_MISO_W | SPP_N | MISO_W | Internal | Summer | B5 | 200 | 750 | 0 | 71.42 | 76.41 | 5 | 0
2035 | SPP_N_2_MISO_W | SPP_N | MISO_W | Internal | Summer | B6 | 300 | 750 | 0 | 67.22 | 72.21 | 5 | 0
2035 | SPP_N_2_MISO_W | SPP_N | MISO_W | Internal | Summer | B7 | 400 | 750 | 0 | 50.6 | 55.59 | 5 | 0
2035 | SPP_N_2_MISO_W | SPP_N | MISO_W | Internal | Summer | B8 | 500 | 750 | 0 | 45.74 | 43.87 | 5 | 0
2035 | SPP_N_2_MISO_W | SPP_N | MISO_W | Internal | Summer | B9 | 800 | 750 | 0 | 38.28 | 40.66 | 5 | 0
2035 | SPP_N_2_MISO_W | SPP_N | MISO_W | Internal | Summer | B10 | 1262 | 750 | 0 | 29.29 | 34.18 | 5 | 0
2035 | SPP_N_2_MISO_W | SPP_N | MISO_W | Internal | Winter | B16 | 25 | 750 | 0 | 36.19 | 29.19 | 5 | 0
2035 | SPP_N_2_MISO_W | SPP_N | MISO_W | Internal | Winter | B17 | 100 | 750 | 0 | 33.25 | 31.19 | 5 | 0
2035 | SPP_N_2_MISO_W | SPP_N | MISO_W | Internal | Winter | B18 | 400 | 750 | 0 | 40.52 | 42.74 | 5 | 0
2035 | SPP_N_2_MISO_W | SPP_N | MISO_W | Internal | Winter | B19 | 700 | 750 | 0 | 36.24 | 41.22 | 5 | 0
2035 | SPP_N_2_MISO_W | SPP_N | MISO_W | Internal | Winter | B20 | 935 | 750 | 0 | 23.09 | 28.08 | 5 | 0
2035 | SPP_N_2_NE | SPP_N | NE | Internal | Shoulder | B11 | 25 | 11328 | 0.02 | 57.86 | 57.85 | 0.01 | 0
2035 | SPP_N_2_NE | SPP_N | NE | Internal | Shoulder | B12 | 200 | 11328 | 0 | 45.84 | 45.83 | 0.01 | 0
2035 | SPP_N_2_NE | SPP_N | NE | Internal | Shoulder | B13 | 600 | 11328 | 0 | 41.73 | 41.72 | 0.01 | 0
2035 | SPP_N_2_NE | SPP_N | NE | Internal | Shoulder | B14 | 900 | 11328 | 0 | 28.13 | 28.12 | 0.01 | 0
2035 | SPP_N_2_NE | SPP_N | NE | Internal | Shoulder | B15 | 1203 | 11328 | 0 | -27.61 | -27.62 | 0.01 | 0
2035 | SPP_N_2_NE | SPP_N | NE | Internal | Summer | B1 | 10 | 11328 | 0.09 | 77.99 | 77.99 | 0.01 | 0
2035 | SPP_N_2_NE | SPP_N | NE | Internal | Summer | B2 | 25 | 11328 | 0.02 | 71.18 | 71.17 | 0.01 | 0
2035 | SPP_N_2_NE | SPP_N | NE | Internal | Summer | B3 | 75 | 11328 | 0 | 75.02 | 74.18 | 0.01 | 0
2035 | SPP_N_2_NE | SPP_N | NE | Internal | Summer | B4 | 100 | 11328 | 0 | 73.6 | 73.59 | 0.01 | 0
2035 | SPP_N_2_NE | SPP_N | NE | Internal | Summer | B5 | 200 | 11328 | 0 | 71.42 | 71.41 | 0.01 | 0
2035 | SPP_N_2_NE | SPP_N | NE | Internal | Summer | B6 | 300 | 11328 | 0 | 67.22 | 67.21 | 0.01 | 0
2035 | SPP_N_2_NE | SPP_N | NE | Internal | Summer | B7 | 400 | 11328 | 0 | 50.6 | 50.59 | 0.01 | 0
2035 | SPP_N_2_NE | SPP_N | NE | Internal | Summer | B8 | 500 | 11328 | 0 | 45.74 | 38.87 | 0.01 | 0
2035 | SPP_N_2_NE | SPP_N | NE | Internal | Summer | B9 | 800 | 11328 | 0 | 38.28 | 35.66 | 0.01 | 0
2035 | SPP_N_2_NE | SPP_N | NE | Internal | Summer | B10 | 1262 | 11328 | 0 | 29.29 | 29.18 | 0.01 | 0
2035 | SPP_N_2_NE | SPP_N | NE | Internal | Winter | B16 | 25 | 11328 | 0 | 36.19 | -42.05 | 0.01 | 0
2035 | SPP_N_2_NE | SPP_N | NE | Internal | Winter | B17 | 100 | 11328 | 0 | 33.25 | 22.78 | 0.01 | 0
2035 | SPP_N_2_NE | SPP_N | NE | Internal | Winter | B18 | 400 | 11328 | 0 | 40.52 | 37.74 | 0.01 | 0
2035 | SPP_N_2_NE | SPP_N | NE | Internal | Winter | B19 | 700 | 11328 | 0 | 36.24 | 36.22 | 0.01 | 0
2035 | SPP_N_2_NE | SPP_N | NE | Internal | Winter | B20 | 935 | 11328 | 0 | 23.09 | 23.08 | 0.01 | 0
2035 | SPP_N_2_SPP_S | SPP_N | SPP_S | Internal | Shoulder | B11 | 25 | 5571 | 0.02 | 57.86 | 57.85 | 0.01 | 0
2035 | SPP_N_2_SPP_S | SPP_N | SPP_S | Internal | Shoulder | B12 | 200 | 5571 | 0 | 45.84 | 45.84 | 0.01 | 0
2035 | SPP_N_2_SPP_S | SPP_N | SPP_S | Internal | Shoulder | B13 | 600 | 5571 | 417.96 | 41.73 | 41.74 | 0.01 | 0
2035 | SPP_N_2_SPP_S | SPP_N | SPP_S | Internal | Shoulder | B14 | 900 | 5571 | 474.31 | 28.13 | 28.15 | 0.01 | 0
2035 | SPP_N_2_SPP_S | SPP_N | SPP_S | Internal | Shoulder | B15 | 1203 | 5571 | 0 | -27.61 | -32.44 | 0.01 | 0
2035 | SPP_N_2_SPP_S | SPP_N | SPP_S | Internal | Summer | B1 | 10 | 5571 | 0 | 77.99 | 48.89 | 0.01 | 0
2035 | SPP_N_2_SPP_S | SPP_N | SPP_S | Internal | Summer | B2 | 25 | 5571 | 0.04 | 71.18 | 71.18 | 0.01 | 0
2035 | SPP_N_2_SPP_S | SPP_N | SPP_S | Internal | Summer | B3 | 75 | 5571 | 0.01 | 75.02 | 75.02 | 0.01 | 0
2035 | SPP_N_2_SPP_S | SPP_N | SPP_S | Internal | Summer | B4 | 100 | 5571 | 0.01 | 73.6 | 73.6 | 0.01 | 0
2035 | SPP_N_2_SPP_S | SPP_N | SPP_S | Internal | Summer | B5 | 200 | 5571 | 0 | 71.42 | 71.41 | 0.01 | 0
2035 | SPP_N_2_SPP_S | SPP_N | SPP_S | Internal | Summer | B6 | 300 | 5571 | 1891.5 | 67.22 | 67.23 | 0.01 | 0
2035 | SPP_N_2_SPP_S | SPP_N | SPP_S | Internal | Summer | B7 | 400 | 5571 | 2735.31 | 50.6 | 50.61 | 0.01 | 0
2035 | SPP_N_2_SPP_S | SPP_N | SPP_S | Internal | Summer | B8 | 500 | 5571 | 5373.24 | 45.74 | 45.76 | 0.01 | 0
2035 | SPP_N_2_SPP_S | SPP_N | SPP_S | Internal | Summer | B9 | 800 | 5571 | 5571 | 38.28 | 44 | 0.01 | 5.7
2035 | SPP_N_2_SPP_S | SPP_N | SPP_S | Internal | Summer | B10 | 1262 | 5571 | 5571 | 29.29 | 33.26 | 0.01 | 3.96
2035 | SPP_N_2_SPP_S | SPP_N | SPP_S | Internal | Winter | B16 | 25 | 5571 | 4305.13 | 36.19 | 36.2 | 0.01 | 0
2035 | SPP_N_2_SPP_S | SPP_N | SPP_S | Internal | Winter | B17 | 100 | 5571 | 4997.65 | 33.25 | 33.26 | 0.01 | 0
2035 | SPP_N_2_SPP_S | SPP_N | SPP_S | Internal | Winter | B18 | 400 | 5571 | 3758.64 | 40.52 | 40.53 | 0.01 | 0
2035 | SPP_N_2_SPP_S | SPP_N | SPP_S | Internal | Winter | B19 | 700 | 5571 | 2423.58 | 36.24 | 36.25 | 0.01 | 0
2035 | SPP_N_2_SPP_S | SPP_N | SPP_S | Internal | Winter | B20 | 935 | 5571 | 1887.48 | 23.09 | 23.1 | 0.01 | 0
2035 | SPP_S_2_ENT | SPP_S | ENT | Internal | Shoulder | B11 | 25 | 5132 | 5131.96 | 57.85 | 62.86 | 5 | 0.01
2035 | SPP_S_2_ENT | SPP_S | ENT | Internal | Shoulder | B12 | 200 | 5132 | 4088.14 | 45.84 | 50.84 | 5 | 0
2035 | SPP_S_2_ENT | SPP_S | ENT | Internal | Shoulder | B13 | 600 | 5132 | 3927.93 | 41.74 | 46.74 | 5 | 0
2035 | SPP_S_2_ENT | SPP_S | ENT | Internal | Shoulder | B14 | 900 | 5132 | 5132 | 28.15 | 45.46 | 5 | 12.32
2035 | SPP_S_2_ENT | SPP_S | ENT | Internal | Shoulder | B15 | 1203 | 5132 | 5132 | -32.44 | 40.71 | 5 | 68.15
2035 | SPP_S_2_ENT | SPP_S | ENT | Internal | Summer | B1 | 10 | 5132 | 5132 | 48.89 | 82.99 | 5 | 29.09
2035 | SPP_S_2_ENT | SPP_S | ENT | Internal | Summer | B2 | 25 | 5132 | 5086.94 | 71.18 | 76.18 | 5 | 0
2035 | SPP_S_2_ENT | SPP_S | ENT | Internal | Summer | B3 | 75 | 5132 | 788.53 | 75.02 | 80.02 | 5 | 0
2035 | SPP_S_2_ENT | SPP_S | ENT | Internal | Summer | B4 | 100 | 5132 | 3405.69 | 73.6 | 78.6 | 5 | 0
2035 | SPP_S_2_ENT | SPP_S | ENT | Internal | Summer | B5 | 200 | 5132 | 4722.8 | 71.41 | 76.41 | 5 | 0
2035 | SPP_S_2_ENT | SPP_S | ENT | Internal | Summer | B6 | 300 | 5132 | 0 | 67.23 | 72.22 | 5 | 0
2035 | SPP_S_2_ENT | SPP_S | ENT | Internal | Summer | B7 | 400 | 5132 | 0 | 50.61 | 55.6 | 5 | 0
2035 | SPP_S_2_ENT | SPP_S | ENT | Internal | Summer | B8 | 500 | 5132 | 0 | 45.76 | 50.74 | 5 | 0
2035 | SPP_S_2_ENT | SPP_S | ENT | Internal | Summer | B9 | 800 | 5132 | 2257.67 | 44 | 49 | 5 | 0
2035 | SPP_S_2_ENT | SPP_S | ENT | Internal | Summer | B10 | 1262 | 5132 | 5132 | 33.26 | 40.56 | 5 | 2.3
2035 | SPP_S_2_ENT | SPP_S | ENT | Internal | Winter | B16 | 25 | 5132 | 5132 | 36.2 | 56.33 | 5 | 15.13
2035 | SPP_S_2_ENT | SPP_S | ENT | Internal | Winter | B17 | 100 | 5132 | 5132 | 33.26 | 49.98 | 5 | 11.71
2035 | SPP_S_2_ENT | SPP_S | ENT | Internal | Winter | B18 | 400 | 5132 | 5132 | 40.53 | 48.53 | 5 | 2.99
2035 | SPP_S_2_ENT | SPP_S | ENT | Internal | Winter | B19 | 700 | 5132 | 5132 | 36.25 | 45.56 | 5 | 4.32
2035 | SPP_S_2_ENT | SPP_S | ENT | Internal | Winter | B20 | 935 | 5132 | 5132 | 23.1 | 42.92 | 5 | 14.82
2035 | SPP_S_2_SPP_N | SPP_S | SPP_N | Internal | Shoulder | B11 | 25 | 2211 | 329.5 | 57.85 | 57.86 | 0.01 | 0
2035 | SPP_S_2_SPP_N | SPP_S | SPP_N | Internal | Shoulder | B12 | 200 | 2211 | 0 | 45.84 | 45.84 | 0.01 | 0
2035 | SPP_S_2_SPP_N | SPP_S | SPP_N | Internal | Shoulder | B13 | 600 | 2211 | 0 | 41.74 | 41.73 | 0.01 | 0
2035 | SPP_S_2_SPP_N | SPP_S | SPP_N | Internal | Shoulder | B14 | 900 | 2211 | 0 | 28.15 | 28.13 | 0.01 | 0
2035 | SPP_S_2_SPP_N | SPP_S | SPP_N | Internal | Shoulder | B15 | 1203 | 2211 | 2211 | -32.44 | -27.61 | 0.01 | 4.82
2035 | SPP_S_2_SPP_N | SPP_S | SPP_N | Internal | Summer | B1 | 10 | 2211 | 2211 | 48.89 | 77.99 | 0.01 | 29.08
2035 | SPP_S_2_SPP_N | SPP_S | SPP_N | Internal | Summer | B2 | 25 | 2211 | 0.06 | 71.18 | 71.18 | 0.01 | 0
2035 | SPP_S_2_SPP_N | SPP_S | SPP_N | Internal | Summer | B3 | 75 | 2211 | 0.01 | 75.02 | 75.02 | 0.01 | 0
2035 | SPP_S_2_SPP_N | SPP_S | SPP_N | Internal | Summer | B4 | 100 | 2211 | 0.01 | 73.6 | 73.6 | 0.01 | 0
2035 | SPP_S_2_SPP_N | SPP_S | SPP_N | Internal | Summer | B5 | 200 | 2211 | 979.75 | 71.41 | 71.42 | 0.01 | 0
2035 | SPP_S_2_SPP_N | SPP_S | SPP_N | Internal | Summer | B6 | 300 | 2211 | 0 | 67.23 | 67.22 | 0.01 | 0
2035 | SPP_S_2_SPP_N | SPP_S | SPP_N | Internal | Summer | B7 | 400 | 2211 | 0 | 50.61 | 50.6 | 0.01 | 0
2035 | SPP_S_2_SPP_N | SPP_S | SPP_N | Internal | Summer | B8 | 500 | 2211 | 0 | 45.76 | 45.74 | 0.01 | 0
2035 | SPP_S_2_SPP_N | SPP_S | SPP_N | Internal | Summer | B9 | 800 | 2211 | 0 | 44 | 38.28 | 0.01 | 0
2035 | SPP_S_2_SPP_N | SPP_S | SPP_N | Internal | Summer | B10 | 1262 | 2211 | 0 | 33.26 | 29.29 | 0.01 | 0
2035 | SPP_S_2_SPP_N | SPP_S | SPP_N | Internal | Winter | B16 | 25 | 2211 | 0.02 | 36.2 | 36.19 | 0.01 | 0
2035 | SPP_S_2_SPP_N | SPP_S | SPP_N | Internal | Winter | B17 | 100 | 2211 | 0 | 33.26 | 33.25 | 0.01 | 0
2035 | SPP_S_2_SPP_N | SPP_S | SPP_N | Internal | Winter | B18 | 400 | 2211 | 0 | 40.53 | 40.52 | 0.01 | 0
2035 | SPP_S_2_SPP_N | SPP_S | SPP_N | Internal | Winter | B19 | 700 | 2211 | 0 | 36.25 | 36.24 | 0.01 | 0
2035 | SPP_S_2_SPP_N | SPP_S | SPP_N | Internal | Winter | B20 | 935 | 2211 | 0 | 23.1 | 23.09 | 0.01 | 0
2035 | TVA_2_ENT | TVA | ENT | Internal | Shoulder | B11 | 25 | 500 | 0 | 70.86 | 62.86 | 9 | 0
2035 | TVA_2_ENT | TVA | ENT | Internal | Shoulder | B12 | 200 | 500 | 0 | 56.13 | 50.84 | 9 | 0
2035 | TVA_2_ENT | TVA | ENT | Internal | Shoulder | B13 | 600 | 500 | 0 | 52.27 | 46.74 | 9 | 0
2035 | TVA_2_ENT | TVA | ENT | Internal | Shoulder | B14 | 900 | 500 | 0 | 51.95 | 45.46 | 9 | 0
2035 | TVA_2_ENT | TVA | ENT | Internal | Shoulder | B15 | 1203 | 500 | 0 | 48.72 | 40.71 | 9 | 0
2035 | TVA_2_ENT | TVA | ENT | Internal | Summer | B1 | 10 | 500 | 0 | 91 | 82.99 | 9 | 0
2035 | TVA_2_ENT | TVA | ENT | Internal | Summer | B2 | 25 | 500 | 0 | 84.18 | 76.18 | 9 | 0
2035 | TVA_2_ENT | TVA | ENT | Internal | Summer | B3 | 75 | 500 | 0 | 83.2 | 80.02 | 9 | 0
2035 | TVA_2_ENT | TVA | ENT | Internal | Summer | B4 | 100 | 500 | 0 | 82.59 | 78.6 | 9 | 0
2035 | TVA_2_ENT | TVA | ENT | Internal | Summer | B5 | 200 | 500 | 0 | 82.59 | 76.41 | 9 | 0
2035 | TVA_2_ENT | TVA | ENT | Internal | Summer | B6 | 300 | 500 | 0 | 76.22 | 72.22 | 9 | 0
2035 | TVA_2_ENT | TVA | ENT | Internal | Summer | B7 | 400 | 500 | 0 | 52.95 | 55.6 | 9 | 0
2035 | TVA_2_ENT | TVA | ENT | Internal | Summer | B8 | 500 | 500 | 0 | 51.88 | 50.74 | 9 | 0
2035 | TVA_2_ENT | TVA | ENT | Internal | Summer | B9 | 800 | 500 | 0 | 48.68 | 49 | 9 | 0
2035 | TVA_2_ENT | TVA | ENT | Internal | Summer | B10 | 1262 | 500 | 0 | 46.68 | 40.56 | 9 | 0
2035 | TVA_2_ENT | TVA | ENT | Internal | Winter | B16 | 25 | 500 | 0 | 72.34 | 56.33 | 9 | 0
2035 | TVA_2_ENT | TVA | ENT | Internal | Winter | B17 | 100 | 500 | 0 | 60.46 | 49.98 | 9 | 0
2035 | TVA_2_ENT | TVA | ENT | Internal | Winter | B18 | 400 | 500 | 0 | 55.54 | 48.53 | 9 | 0
2035 | TVA_2_ENT | TVA | ENT | Internal | Winter | B19 | 700 | 500 | 0 | 53.58 | 45.56 | 9 | 0
2035 | TVA_2_ENT | TVA | ENT | Internal | Winter | B20 | 935 | 500 | 0 | 50.94 | 42.92 | 9 | 0
2035 | TVA_2_NonRTO_Midwest | TVA | NonRTO_Midwest | Internal | Shoulder | B11 | 25 | 100 | 0 | 70.86 | 74.84 | 9 | 0
2035 | TVA_2_NonRTO_Midwest | TVA | NonRTO_Midwest | Internal | Shoulder | B12 | 200 | 100 | 0 | 56.13 | 63.71 | 9 | 0
2035 | TVA_2_NonRTO_Midwest | TVA | NonRTO_Midwest | Internal | Shoulder | B13 | 600 | 100 | 0 | 52.27 | 56.85 | 9 | 0
2035 | TVA_2_NonRTO_Midwest | TVA | NonRTO_Midwest | Internal | Shoulder | B14 | 900 | 100 | 0 | 51.95 | 47.95 | 9 | 0
2035 | TVA_2_NonRTO_Midwest | TVA | NonRTO_Midwest | Internal | Shoulder | B15 | 1203 | 100 | 0 | 48.72 | 47.95 | 9 | 0
2035 | TVA_2_NonRTO_Midwest | TVA | NonRTO_Midwest | Internal | Summer | B1 | 10 | 100 | 0 | 91 | 84.43 | 9 | 0
2035 | TVA_2_NonRTO_Midwest | TVA | NonRTO_Midwest | Internal | Summer | B2 | 25 | 100 | 0 | 84.18 | 84.43 | 9 | 0
2035 | TVA_2_NonRTO_Midwest | TVA | NonRTO_Midwest | Internal | Summer | B3 | 75 | 100 | 0 | 83.2 | 84.43 | 9 | 0
2035 | TVA_2_NonRTO_Midwest | TVA | NonRTO_Midwest | Internal | Summer | B4 | 100 | 100 | 0 | 82.59 | 84.43 | 9 | 0
2035 | TVA_2_NonRTO_Midwest | TVA | NonRTO_Midwest | Internal | Summer | B5 | 200 | 100 | 0 | 82.59 | 84.43 | 9 | 0
2035 | TVA_2_NonRTO_Midwest | TVA | NonRTO_Midwest | Internal | Summer | B6 | 300 | 100 | 0 | 76.22 | 80.23 | 9 | 0
2035 | TVA_2_NonRTO_Midwest | TVA | NonRTO_Midwest | Internal | Summer | B7 | 400 | 100 | 0 | 52.95 | 47.61 | 9 | 0
2035 | TVA_2_NonRTO_Midwest | TVA | NonRTO_Midwest | Internal | Summer | B8 | 500 | 100 | 0 | 51.88 | 46.36 | 9 | 0
2035 | TVA_2_NonRTO_Midwest | TVA | NonRTO_Midwest | Internal | Summer | B9 | 800 | 100 | 0 | 48.68 | 46.36 | 9 | 0
2035 | TVA_2_NonRTO_Midwest | TVA | NonRTO_Midwest | Internal | Summer | B10 | 1262 | 100 | 0 | 46.68 | 39.28 | 9 | 0
2035 | TVA_2_NonRTO_Midwest | TVA | NonRTO_Midwest | Internal | Winter | B16 | 25 | 100 | 0 | 72.34 | 76.32 | 9 | 0
2035 | TVA_2_NonRTO_Midwest | TVA | NonRTO_Midwest | Internal | Winter | B17 | 100 | 100 | 0 | 60.46 | 69.45 | 9 | 0
2035 | TVA_2_NonRTO_Midwest | TVA | NonRTO_Midwest | Internal | Winter | B18 | 400 | 100 | 0 | 55.54 | 59.41 | 9 | 0
2035 | TVA_2_NonRTO_Midwest | TVA | NonRTO_Midwest | Internal | Winter | B19 | 700 | 100 | 0 | 53.58 | 51.44 | 9 | 0
2035 | TVA_2_NonRTO_Midwest | TVA | NonRTO_Midwest | Internal | Winter | B20 | 935 | 100 | 0 | 50.94 | 51.44 | 9 | 0
2035 | TVA_2_SOCO | TVA | SOCO | Internal | Shoulder | B11 | 25 | 500 | 0 | 70.86 | 77.85 | 9 | 0
2035 | TVA_2_SOCO | TVA | SOCO | Internal | Shoulder | B12 | 200 | 500 | 0 | 56.13 | 53.05 | 9 | 0
2035 | TVA_2_SOCO | TVA | SOCO | Internal | Shoulder | B13 | 600 | 500 | 0 | 52.27 | 53.05 | 9 | 0
2035 | TVA_2_SOCO | TVA | SOCO | Internal | Shoulder | B14 | 900 | 500 | 0 | 51.95 | 53.05 | 9 | 0
2035 | TVA_2_SOCO | TVA | SOCO | Internal | Shoulder | B15 | 1203 | 500 | 0 | 48.72 | 48.71 | 9 | 0
2035 | TVA_2_SOCO | TVA | SOCO | Internal | Summer | B1 | 10 | 500 | 0 | 91 | 97.99 | 9 | 0
2035 | TVA_2_SOCO | TVA | SOCO | Internal | Summer | B2 | 25 | 500 | 0 | 84.18 | 88.3 | 9 | 0
2035 | TVA_2_SOCO | TVA | SOCO | Internal | Summer | B3 | 75 | 500 | 0 | 83.2 | 88.02 | 9 | 0
2035 | TVA_2_SOCO | TVA | SOCO | Internal | Summer | B4 | 100 | 500 | 0 | 82.59 | 86.6 | 9 | 0
2035 | TVA_2_SOCO | TVA | SOCO | Internal | Summer | B5 | 200 | 500 | 0 | 82.59 | 86.6 | 9 | 0
2035 | TVA_2_SOCO | TVA | SOCO | Internal | Summer | B6 | 300 | 500 | 0 | 76.22 | 80.22 | 9 | 0
2035 | TVA_2_SOCO | TVA | SOCO | Internal | Summer | B7 | 400 | 500 | 500 | 52.95 | 62.71 | 9 | 0.76
2035 | TVA_2_SOCO | TVA | SOCO | Internal | Summer | B8 | 500 | 500 | 0 | 51.88 | 51.48 | 9 | 0
2035 | TVA_2_SOCO | TVA | SOCO | Internal | Summer | B9 | 800 | 500 | 0 | 48.68 | 51.48 | 9 | 0
2035 | TVA_2_SOCO | TVA | SOCO | Internal | Summer | B10 | 1262 | 500 | 0 | 46.68 | 47.31 | 9 | 0
2035 | TVA_2_SOCO | TVA | SOCO | Internal | Winter | B16 | 25 | 500 | 0 | 72.34 | 75.45 | 9 | 0
2035 | TVA_2_SOCO | TVA | SOCO | Internal | Winter | B17 | 100 | 500 | 0 | 60.46 | 56.53 | 9 | 0
2035 | TVA_2_SOCO | TVA | SOCO | Internal | Winter | B18 | 400 | 500 | 0 | 55.54 | 56.53 | 9 | 0
2035 | TVA_2_SOCO | TVA | SOCO | Internal | Winter | B19 | 700 | 500 | 0 | 53.58 | 56.15 | 9 | 0
2035 | TVA_2_SOCO | TVA | SOCO | Internal | Winter | B20 | 935 | 500 | 0 | 50.94 | 51.82 | 9 | 0
2035 | TVA_2_VACAR | TVA | VACAR | Internal | Shoulder | B11 | 25 | 150 | 0 | 70.86 | 70.85 | 9 | 0
2035 | TVA_2_VACAR | TVA | VACAR | Internal | Shoulder | B12 | 200 | 150 | 0 | 56.13 | 59.71 | 9 | 0
2035 | TVA_2_VACAR | TVA | VACAR | Internal | Shoulder | B13 | 600 | 150 | 0 | 52.27 | 50.63 | 9 | 0
2035 | TVA_2_VACAR | TVA | VACAR | Internal | Shoulder | B14 | 900 | 150 | 0 | 51.95 | 50.61 | 9 | 0
2035 | TVA_2_VACAR | TVA | VACAR | Internal | Shoulder | B15 | 1203 | 150 | 0 | 48.72 | 50.61 | 9 | 0
2035 | TVA_2_VACAR | TVA | VACAR | Internal | Summer | B1 | 10 | 150 | 0 | 91 | 90.99 | 9 | 0
2035 | TVA_2_VACAR | TVA | VACAR | Internal | Summer | B2 | 25 | 150 | 0 | 84.18 | 87.37 | 9 | 0
2035 | TVA_2_VACAR | TVA | VACAR | Internal | Summer | B3 | 75 | 150 | 0 | 83.2 | 87.37 | 9 | 0
2035 | TVA_2_VACAR | TVA | VACAR | Internal | Summer | B4 | 100 | 150 | 0 | 82.59 | 85.46 | 9 | 0
2035 | TVA_2_VACAR | TVA | VACAR | Internal | Summer | B5 | 200 | 150 | 0 | 82.59 | 80.43 | 9 | 0
2035 | TVA_2_VACAR | TVA | VACAR | Internal | Summer | B6 | 300 | 150 | 0 | 76.22 | 75.54 | 9 | 0
2035 | TVA_2_VACAR | TVA | VACAR | Internal | Summer | B7 | 400 | 150 | 0 | 52.95 | 55.71 | 9 | 0
2035 | TVA_2_VACAR | TVA | VACAR | Internal | Summer | B8 | 500 | 150 | 0 | 51.88 | 48.39 | 9 | 0
2035 | TVA_2_VACAR | TVA | VACAR | Internal | Summer | B9 | 800 | 150 | 0 | 48.68 | 48.39 | 9 | 0
2035 | TVA_2_VACAR | TVA | VACAR | Internal | Summer | B10 | 1262 | 150 | 0 | 46.68 | 48.39 | 9 | 0
2035 | TVA_2_VACAR | TVA | VACAR | Internal | Winter | B16 | 25 | 150 | 150 | 72.34 | 85.45 | 9 | 4.11
2035 | TVA_2_VACAR | TVA | VACAR | Internal | Winter | B17 | 100 | 150 | 0 | 60.46 | 65.46 | 9 | 0
2035 | TVA_2_VACAR | TVA | VACAR | Internal | Winter | B18 | 400 | 150 | 0 | 55.54 | 55.69 | 9 | 0
2035 | TVA_2_VACAR | TVA | VACAR | Internal | Winter | B19 | 700 | 150 | 0 | 53.58 | 55.69 | 9 | 0
2035 | TVA_2_VACAR | TVA | VACAR | Internal | Winter | B20 | 935 | 150 | 0 | 50.94 | 55.69 | 9 | 0
2035 | TVA_Transmission_2_NonRTO_Midwest | TVA_Transmission | NonRTO_Midwest | Internal | Shoulder | B11 | 25 | 700 | 0 | 70.85 | 74.84 | 9 | 0
2035 | TVA_Transmission_2_NonRTO_Midwest | TVA_Transmission | NonRTO_Midwest | Internal | Shoulder | B12 | 200 | 700 | 0 | 57.23 | 63.71 | 9 | 0
2035 | TVA_Transmission_2_NonRTO_Midwest | TVA_Transmission | NonRTO_Midwest | Internal | Shoulder | B13 | 600 | 700 | 0 | 52.93 | 56.85 | 9 | 0
2035 | TVA_Transmission_2_NonRTO_Midwest | TVA_Transmission | NonRTO_Midwest | Internal | Shoulder | B14 | 900 | 700 | 0 | 51.94 | 47.95 | 9 | 0
2035 | TVA_Transmission_2_NonRTO_Midwest | TVA_Transmission | NonRTO_Midwest | Internal | Shoulder | B15 | 1203 | 700 | 0 | 48.71 | 47.95 | 9 | 0
2035 | TVA_Transmission_2_NonRTO_Midwest | TVA_Transmission | NonRTO_Midwest | Internal | Summer | B1 | 10 | 700 | 0 | 90.99 | 84.43 | 9 | 0
2035 | TVA_Transmission_2_NonRTO_Midwest | TVA_Transmission | NonRTO_Midwest | Internal | Summer | B2 | 25 | 700 | 0 | 84.17 | 84.43 | 9 | 0
2035 | TVA_Transmission_2_NonRTO_Midwest | TVA_Transmission | NonRTO_Midwest | Internal | Summer | B3 | 75 | 700 | 0 | 83.18 | 84.43 | 9 | 0
2035 | TVA_Transmission_2_NonRTO_Midwest | TVA_Transmission | NonRTO_Midwest | Internal | Summer | B4 | 100 | 700 | 0 | 82.58 | 84.43 | 9 | 0
2035 | TVA_Transmission_2_NonRTO_Midwest | TVA_Transmission | NonRTO_Midwest | Internal | Summer | B5 | 200 | 700 | 0 | 82.57 | 84.43 | 9 | 0
2035 | TVA_Transmission_2_NonRTO_Midwest | TVA_Transmission | NonRTO_Midwest | Internal | Summer | B6 | 300 | 700 | 0 | 76.21 | 80.23 | 9 | 0
2035 | TVA_Transmission_2_NonRTO_Midwest | TVA_Transmission | NonRTO_Midwest | Internal | Summer | B7 | 400 | 700 | 0 | 54.82 | 47.61 | 9 | 0
2035 | TVA_Transmission_2_NonRTO_Midwest | TVA_Transmission | NonRTO_Midwest | Internal | Summer | B8 | 500 | 700 | 0 | 51.87 | 46.36 | 9 | 0
2035 | TVA_Transmission_2_NonRTO_Midwest | TVA_Transmission | NonRTO_Midwest | Internal | Summer | B9 | 800 | 700 | 0 | 48.66 | 46.36 | 9 | 0
2035 | TVA_Transmission_2_NonRTO_Midwest | TVA_Transmission | NonRTO_Midwest | Internal | Summer | B10 | 1262 | 700 | 0 | 46.67 | 39.28 | 9 | 0
2035 | TVA_Transmission_2_NonRTO_Midwest | TVA_Transmission | NonRTO_Midwest | Internal | Winter | B16 | 25 | 700 | 0 | 72.33 | 76.32 | 9 | 0
2035 | TVA_Transmission_2_NonRTO_Midwest | TVA_Transmission | NonRTO_Midwest | Internal | Winter | B17 | 100 | 700 | 435.35 | 60.45 | 69.45 | 9 | 0
2035 | TVA_Transmission_2_NonRTO_Midwest | TVA_Transmission | NonRTO_Midwest | Internal | Winter | B18 | 400 | 700 | 0 | 55.53 | 59.41 | 9 | 0
2035 | TVA_Transmission_2_NonRTO_Midwest | TVA_Transmission | NonRTO_Midwest | Internal | Winter | B19 | 700 | 700 | 0 | 53.56 | 51.44 | 9 | 0
2035 | TVA_Transmission_2_NonRTO_Midwest | TVA_Transmission | NonRTO_Midwest | Internal | Winter | B20 | 935 | 700 | 0 | 50.92 | 51.44 | 9 | 0
2035 | TVA_Transmission_2_SOCO | TVA_Transmission | SOCO | Internal | Shoulder | B11 | 25 | 3200 | 0 | 70.85 | 77.85 | 9 | 0
2035 | TVA_Transmission_2_SOCO | TVA_Transmission | SOCO | Internal | Shoulder | B12 | 200 | 3200 | 0 | 57.23 | 53.05 | 9 | 0
2035 | TVA_Transmission_2_SOCO | TVA_Transmission | SOCO | Internal | Shoulder | B13 | 600 | 3200 | 0 | 52.93 | 53.05 | 9 | 0
2035 | TVA_Transmission_2_SOCO | TVA_Transmission | SOCO | Internal | Shoulder | B14 | 900 | 3200 | 0 | 51.94 | 53.05 | 9 | 0
2035 | TVA_Transmission_2_SOCO | TVA_Transmission | SOCO | Internal | Shoulder | B15 | 1203 | 3200 | 0 | 48.71 | 48.71 | 9 | 0
2035 | TVA_Transmission_2_SOCO | TVA_Transmission | SOCO | Internal | Summer | B1 | 10 | 3200 | 0 | 90.99 | 97.99 | 9 | 0
2035 | TVA_Transmission_2_SOCO | TVA_Transmission | SOCO | Internal | Summer | B2 | 25 | 3200 | 0 | 84.17 | 88.3 | 9 | 0
2035 | TVA_Transmission_2_SOCO | TVA_Transmission | SOCO | Internal | Summer | B3 | 75 | 3200 | 0 | 83.18 | 88.02 | 9 | 0
2035 | TVA_Transmission_2_SOCO | TVA_Transmission | SOCO | Internal | Summer | B4 | 100 | 3200 | 0 | 82.58 | 86.6 | 9 | 0
2035 | TVA_Transmission_2_SOCO | TVA_Transmission | SOCO | Internal | Summer | B5 | 200 | 3200 | 0 | 82.57 | 86.6 | 9 | 0
2035 | TVA_Transmission_2_SOCO | TVA_Transmission | SOCO | Internal | Summer | B6 | 300 | 3200 | 0 | 76.21 | 80.22 | 9 | 0
2035 | TVA_Transmission_2_SOCO | TVA_Transmission | SOCO | Internal | Summer | B7 | 400 | 3200 | 0 | 54.82 | 62.71 | 9 | 0
2035 | TVA_Transmission_2_SOCO | TVA_Transmission | SOCO | Internal | Summer | B8 | 500 | 3200 | 0 | 51.87 | 51.48 | 9 | 0
2035 | TVA_Transmission_2_SOCO | TVA_Transmission | SOCO | Internal | Summer | B9 | 800 | 3200 | 0 | 48.66 | 51.48 | 9 | 0
2035 | TVA_Transmission_2_SOCO | TVA_Transmission | SOCO | Internal | Summer | B10 | 1262 | 3200 | 0 | 46.67 | 47.31 | 9 | 0
2035 | TVA_Transmission_2_SOCO | TVA_Transmission | SOCO | Internal | Winter | B16 | 25 | 3200 | 0 | 72.33 | 75.45 | 9 | 0
2035 | TVA_Transmission_2_SOCO | TVA_Transmission | SOCO | Internal | Winter | B17 | 100 | 3200 | 0 | 60.45 | 56.53 | 9 | 0
2035 | TVA_Transmission_2_SOCO | TVA_Transmission | SOCO | Internal | Winter | B18 | 400 | 3200 | 0 | 55.53 | 56.53 | 9 | 0
2035 | TVA_Transmission_2_SOCO | TVA_Transmission | SOCO | Internal | Winter | B19 | 700 | 3200 | 0 | 53.56 | 56.15 | 9 | 0
2035 | TVA_Transmission_2_SOCO | TVA_Transmission | SOCO | Internal | Winter | B20 | 935 | 3200 | 0 | 50.92 | 51.82 | 9 | 0
2035 | TVA_Transmission_2_TVA | TVA_Transmission | TVA | Internal | Shoulder | B11 | 25 | 99999 | 1203.43 | 70.85 | 70.86 | 0.01 | 0
2035 | TVA_Transmission_2_TVA | TVA_Transmission | TVA | Internal | Shoulder | B12 | 200 | 99999 | 0 | 57.23 | 56.13 | 0.01 | 0
2035 | TVA_Transmission_2_TVA | TVA_Transmission | TVA | Internal | Shoulder | B13 | 600 | 99999 | 0 | 52.93 | 52.27 | 0.01 | 0
2035 | TVA_Transmission_2_TVA | TVA_Transmission | TVA | Internal | Shoulder | B14 | 900 | 99999 | 3141.69 | 51.94 | 51.95 | 0.01 | 0
2035 | TVA_Transmission_2_TVA | TVA_Transmission | TVA | Internal | Shoulder | B15 | 1203 | 99999 | 1601.83 | 48.71 | 48.72 | 0.01 | 0
2035 | TVA_Transmission_2_TVA | TVA_Transmission | TVA | Internal | Summer | B1 | 10 | 99999 | 3306.39 | 90.99 | 91 | 0.01 | 0
2035 | TVA_Transmission_2_TVA | TVA_Transmission | TVA | Internal | Summer | B2 | 25 | 99999 | 2205.16 | 84.17 | 84.18 | 0.01 | 0
2035 | TVA_Transmission_2_TVA | TVA_Transmission | TVA | Internal | Summer | B3 | 75 | 99999 | 44.64 | 83.18 | 83.2 | 0.01 | 0
2035 | TVA_Transmission_2_TVA | TVA_Transmission | TVA | Internal | Summer | B4 | 100 | 99999 | 0.02 | 82.58 | 82.59 | 0.01 | 0
2035 | TVA_Transmission_2_TVA | TVA_Transmission | TVA | Internal | Summer | B5 | 200 | 99999 | 2500 | 82.57 | 82.59 | 0.01 | 0
2035 | TVA_Transmission_2_TVA | TVA_Transmission | TVA | Internal | Summer | B6 | 300 | 99999 | 587.6 | 76.21 | 76.22 | 0.01 | 0
2035 | TVA_Transmission_2_TVA | TVA_Transmission | TVA | Internal | Summer | B7 | 400 | 99999 | 0 | 54.82 | 52.95 | 0.01 | 0
2035 | TVA_Transmission_2_TVA | TVA_Transmission | TVA | Internal | Summer | B8 | 500 | 99999 | 193.84 | 51.87 | 51.88 | 0.01 | 0
2035 | TVA_Transmission_2_TVA | TVA_Transmission | TVA | Internal | Summer | B9 | 800 | 99999 | 1323.4 | 48.66 | 48.68 | 0.01 | 0
2035 | TVA_Transmission_2_TVA | TVA_Transmission | TVA | Internal | Summer | B10 | 1262 | 99999 | 1250.41 | 46.67 | 46.68 | 0.01 | 0
2035 | TVA_Transmission_2_TVA | TVA_Transmission | TVA | Internal | Winter | B16 | 25 | 99999 | 4892.25 | 72.33 | 72.34 | 0.01 | 0
2035 | TVA_Transmission_2_TVA | TVA_Transmission | TVA | Internal | Winter | B17 | 100 | 99999 | 2478.74 | 60.45 | 60.46 | 0.01 | 0
2035 | TVA_Transmission_2_TVA | TVA_Transmission | TVA | Internal | Winter | B18 | 400 | 99999 | 1745.99 | 55.53 | 55.54 | 0.01 | 0
2035 | TVA_Transmission_2_TVA | TVA_Transmission | TVA | Internal | Winter | B19 | 700 | 99999 | 3180.69 | 53.56 | 53.58 | 0.01 | 0
2035 | TVA_Transmission_2_TVA | TVA_Transmission | TVA | Internal | Winter | B20 | 935 | 99999 | 4532.5 | 50.92 | 50.94 | 0.01 | 0
2035 | TVA_Transmission_2_VACAR | TVA_Transmission | VACAR | Internal | Shoulder | B11 | 25 | 900 | 0 | 70.85 | 70.85 | 9 | 0
2035 | TVA_Transmission_2_VACAR | TVA_Transmission | VACAR | Internal | Shoulder | B12 | 200 | 900 | 0 | 57.23 | 59.71 | 9 | 0
2035 | TVA_Transmission_2_VACAR | TVA_Transmission | VACAR | Internal | Shoulder | B13 | 600 | 900 | 0 | 52.93 | 50.63 | 9 | 0
2035 | TVA_Transmission_2_VACAR | TVA_Transmission | VACAR | Internal | Shoulder | B14 | 900 | 900 | 0 | 51.94 | 50.61 | 9 | 0
2035 | TVA_Transmission_2_VACAR | TVA_Transmission | VACAR | Internal | Shoulder | B15 | 1203 | 900 | 0 | 48.71 | 50.61 | 9 | 0
2035 | TVA_Transmission_2_VACAR | TVA_Transmission | VACAR | Internal | Summer | B1 | 10 | 900 | 0 | 90.99 | 90.99 | 9 | 0
2035 | TVA_Transmission_2_VACAR | TVA_Transmission | VACAR | Internal | Summer | B2 | 25 | 900 | 0 | 84.17 | 87.37 | 9 | 0
2035 | TVA_Transmission_2_VACAR | TVA_Transmission | VACAR | Internal | Summer | B3 | 75 | 900 | 0 | 83.18 | 87.37 | 9 | 0
2035 | TVA_Transmission_2_VACAR | TVA_Transmission | VACAR | Internal | Summer | B4 | 100 | 900 | 0 | 82.58 | 85.46 | 9 | 0
2035 | TVA_Transmission_2_VACAR | TVA_Transmission | VACAR | Internal | Summer | B5 | 200 | 900 | 0 | 82.57 | 80.43 | 9 | 0
2035 | TVA_Transmission_2_VACAR | TVA_Transmission | VACAR | Internal | Summer | B6 | 300 | 900 | 0 | 76.21 | 75.54 | 9 | 0
2035 | TVA_Transmission_2_VACAR | TVA_Transmission | VACAR | Internal | Summer | B7 | 400 | 900 | 0 | 54.82 | 55.71 | 9 | 0
2035 | TVA_Transmission_2_VACAR | TVA_Transmission | VACAR | Internal | Summer | B8 | 500 | 900 | 0 | 51.87 | 48.39 | 9 | 0
2035 | TVA_Transmission_2_VACAR | TVA_Transmission | VACAR | Internal | Summer | B9 | 800 | 900 | 0 | 48.66 | 48.39 | 9 | 0
2035 | TVA_Transmission_2_VACAR | TVA_Transmission | VACAR | Internal | Summer | B10 | 1262 | 900 | 0 | 46.67 | 48.39 | 9 | 0
2035 | TVA_Transmission_2_VACAR | TVA_Transmission | VACAR | Internal | Winter | B16 | 25 | 900 | 900 | 72.33 | 85.45 | 9 | 4.12
2035 | TVA_Transmission_2_VACAR | TVA_Transmission | VACAR | Internal | Winter | B17 | 100 | 900 | 0 | 60.45 | 65.46 | 9 | 0
2035 | TVA_Transmission_2_VACAR | TVA_Transmission | VACAR | Internal | Winter | B18 | 400 | 900 | 0 | 55.53 | 55.69 | 9 | 0
2035 | TVA_Transmission_2_VACAR | TVA_Transmission | VACAR | Internal | Winter | B19 | 700 | 900 | 0 | 53.56 | 55.69 | 9 | 0
2035 | TVA_Transmission_2_VACAR | TVA_Transmission | VACAR | Internal | Winter | B20 | 935 | 900 | 0 | 50.92 | 55.69 | 9 | 0
2035 | VACAR_2_PJM_ROR | VACAR | PJM_ROR | Internal | Shoulder | B11 | 25 | 2865 | 0 | 70.85 | 64.85 | 7 | 0
2035 | VACAR_2_PJM_ROR | VACAR | PJM_ROR | Internal | Shoulder | B12 | 200 | 2865 | 0 | 59.71 | 53.71 | 7 | 0
2035 | VACAR_2_PJM_ROR | VACAR | PJM_ROR | Internal | Shoulder | B13 | 600 | 2865 | 0 | 50.63 | 48.72 | 7 | 0
2035 | VACAR_2_PJM_ROR | VACAR | PJM_ROR | Internal | Shoulder | B14 | 900 | 2865 | 0 | 50.61 | 45.94 | 7 | 0
2035 | VACAR_2_PJM_ROR | VACAR | PJM_ROR | Internal | Shoulder | B15 | 1203 | 2865 | 0 | 50.61 | 44.01 | 7 | 0
2035 | VACAR_2_PJM_ROR | VACAR | PJM_ROR | Internal | Summer | B1 | 10 | 2865 | 0 | 90.99 | 84.99 | 7 | 0
2035 | VACAR_2_PJM_ROR | VACAR | PJM_ROR | Internal | Summer | B2 | 25 | 2865 | 0 | 87.37 | 78.17 | 7 | 0
2035 | VACAR_2_PJM_ROR | VACAR | PJM_ROR | Internal | Summer | B3 | 75 | 2865 | 0 | 87.37 | 77.18 | 7 | 0
2035 | VACAR_2_PJM_ROR | VACAR | PJM_ROR | Internal | Summer | B4 | 100 | 2865 | 0 | 85.46 | 76.59 | 7 | 0
2035 | VACAR_2_PJM_ROR | VACAR | PJM_ROR | Internal | Summer | B5 | 200 | 2865 | 0 | 80.43 | 74.43 | 7 | 0
2035 | VACAR_2_PJM_ROR | VACAR | PJM_ROR | Internal | Summer | B6 | 300 | 2865 | 0 | 75.54 | 70.21 | 7 | 0
2035 | VACAR_2_PJM_ROR | VACAR | PJM_ROR | Internal | Summer | B7 | 400 | 2865 | 0 | 55.71 | 53.62 | 7 | 0
2035 | VACAR_2_PJM_ROR | VACAR | PJM_ROR | Internal | Summer | B8 | 500 | 2865 | 0 | 48.39 | 45.87 | 7 | 0
2035 | VACAR_2_PJM_ROR | VACAR | PJM_ROR | Internal | Summer | B9 | 800 | 2865 | 0 | 48.39 | 42.66 | 7 | 0
2035 | VACAR_2_PJM_ROR | VACAR | PJM_ROR | Internal | Summer | B10 | 1262 | 2865 | 0 | 48.39 | 42.3 | 7 | 0
2035 | VACAR_2_PJM_ROR | VACAR | PJM_ROR | Internal | Winter | B16 | 25 | 2865 | 0 | 85.45 | 66.33 | 7 | 0
2035 | VACAR_2_PJM_ROR | VACAR | PJM_ROR | Internal | Winter | B17 | 100 | 2865 | 0 | 65.46 | 59.46 | 7 | 0
2035 | VACAR_2_PJM_ROR | VACAR | PJM_ROR | Internal | Winter | B18 | 400 | 2865 | 0 | 55.69 | 49.69 | 7 | 0
2035 | VACAR_2_PJM_ROR | VACAR | PJM_ROR | Internal | Winter | B19 | 700 | 2865 | 0 | 55.69 | 47.69 | 7 | 0
2035 | VACAR_2_PJM_ROR | VACAR | PJM_ROR | Internal | Winter | B20 | 935 | 2865 | 0 | 55.69 | 47.21 | 7 | 0
2035 | VACAR_2_SOCO | VACAR | SOCO | Internal | Shoulder | B11 | 25 | 3000 | 1110.62 | 70.85 | 77.85 | 7 | 0
2035 | VACAR_2_SOCO | VACAR | SOCO | Internal | Shoulder | B12 | 200 | 3000 | 0 | 59.71 | 53.05 | 7 | 0
2035 | VACAR_2_SOCO | VACAR | SOCO | Internal | Shoulder | B13 | 600 | 3000 | 0 | 50.63 | 53.05 | 7 | 0
2035 | VACAR_2_SOCO | VACAR | SOCO | Internal | Shoulder | B14 | 900 | 3000 | 0 | 50.61 | 53.05 | 7 | 0
2035 | VACAR_2_SOCO | VACAR | SOCO | Internal | Shoulder | B15 | 1203 | 3000 | 0 | 50.61 | 48.71 | 7 | 0
2035 | VACAR_2_SOCO | VACAR | SOCO | Internal | Summer | B1 | 10 | 3000 | 396.21 | 90.99 | 97.99 | 7 | 0
2035 | VACAR_2_SOCO | VACAR | SOCO | Internal | Summer | B2 | 25 | 3000 | 0 | 87.37 | 88.3 | 7 | 0
2035 | VACAR_2_SOCO | VACAR | SOCO | Internal | Summer | B3 | 75 | 3000 | 0 | 87.37 | 88.02 | 7 | 0
2035 | VACAR_2_SOCO | VACAR | SOCO | Internal | Summer | B4 | 100 | 3000 | 0 | 85.46 | 86.6 | 7 | 0
2035 | VACAR_2_SOCO | VACAR | SOCO | Internal | Summer | B5 | 200 | 3000 | 0 | 80.43 | 86.6 | 7 | 0
2035 | VACAR_2_SOCO | VACAR | SOCO | Internal | Summer | B6 | 300 | 3000 | 0 | 75.54 | 80.22 | 7 | 0
2035 | VACAR_2_SOCO | VACAR | SOCO | Internal | Summer | B7 | 400 | 3000 | 684.01 | 55.71 | 62.71 | 7 | 0
2035 | VACAR_2_SOCO | VACAR | SOCO | Internal | Summer | B8 | 500 | 3000 | 0 | 48.39 | 51.48 | 7 | 0
2035 | VACAR_2_SOCO | VACAR | SOCO | Internal | Summer | B9 | 800 | 3000 | 0 | 48.39 | 51.48 | 7 | 0
2035 | VACAR_2_SOCO | VACAR | SOCO | Internal | Summer | B10 | 1262 | 3000 | 0 | 48.39 | 47.31 | 7 | 0
2035 | VACAR_2_SOCO | VACAR | SOCO | Internal | Winter | B16 | 25 | 3000 | 0 | 85.45 | 75.45 | 7 | 0
2035 | VACAR_2_SOCO | VACAR | SOCO | Internal | Winter | B17 | 100 | 3000 | 0 | 65.46 | 56.53 | 7 | 0
2035 | VACAR_2_SOCO | VACAR | SOCO | Internal | Winter | B18 | 400 | 3000 | 0 | 55.69 | 56.53 | 7 | 0
2035 | VACAR_2_SOCO | VACAR | SOCO | Internal | Winter | B19 | 700 | 3000 | 0 | 55.69 | 56.15 | 7 | 0
2035 | VACAR_2_SOCO | VACAR | SOCO | Internal | Winter | B20 | 935 | 3000 | 0 | 55.69 | 51.82 | 7 | 0
2035 | VACAR_2_TVA_Transmission | VACAR | TVA_Transmission | Internal | Shoulder | B11 | 25 | 900 | 0 | 70.85 | 70.85 | 7 | 0
2035 | VACAR_2_TVA_Transmission | VACAR | TVA_Transmission | Internal | Shoulder | B12 | 200 | 900 | 0 | 59.71 | 57.23 | 7 | 0
2035 | VACAR_2_TVA_Transmission | VACAR | TVA_Transmission | Internal | Shoulder | B13 | 600 | 900 | 0 | 50.63 | 52.93 | 7 | 0
2035 | VACAR_2_TVA_Transmission | VACAR | TVA_Transmission | Internal | Shoulder | B14 | 900 | 900 | 0 | 50.61 | 51.94 | 7 | 0
2035 | VACAR_2_TVA_Transmission | VACAR | TVA_Transmission | Internal | Shoulder | B15 | 1203 | 900 | 0 | 50.61 | 48.71 | 7 | 0
2035 | VACAR_2_TVA_Transmission | VACAR | TVA_Transmission | Internal | Summer | B1 | 10 | 900 | 0 | 90.99 | 90.99 | 7 | 0
2035 | VACAR_2_TVA_Transmission | VACAR | TVA_Transmission | Internal | Summer | B2 | 25 | 900 | 0 | 87.37 | 84.17 | 7 | 0
2035 | VACAR_2_TVA_Transmission | VACAR | TVA_Transmission | Internal | Summer | B3 | 75 | 900 | 0 | 87.37 | 83.18 | 7 | 0
2035 | VACAR_2_TVA_Transmission | VACAR | TVA_Transmission | Internal | Summer | B4 | 100 | 900 | 0 | 85.46 | 82.58 | 7 | 0
2035 | VACAR_2_TVA_Transmission | VACAR | TVA_Transmission | Internal | Summer | B5 | 200 | 900 | 0 | 80.43 | 82.57 | 7 | 0
2035 | VACAR_2_TVA_Transmission | VACAR | TVA_Transmission | Internal | Summer | B6 | 300 | 900 | 0 | 75.54 | 76.21 | 7 | 0
2035 | VACAR_2_TVA_Transmission | VACAR | TVA_Transmission | Internal | Summer | B7 | 400 | 900 | 0 | 55.71 | 54.82 | 7 | 0
2035 | VACAR_2_TVA_Transmission | VACAR | TVA_Transmission | Internal | Summer | B8 | 500 | 900 | 0 | 48.39 | 51.87 | 7 | 0
2035 | VACAR_2_TVA_Transmission | VACAR | TVA_Transmission | Internal | Summer | B9 | 800 | 900 | 0 | 48.39 | 48.66 | 7 | 0
2035 | VACAR_2_TVA_Transmission | VACAR | TVA_Transmission | Internal | Summer | B10 | 1262 | 900 | 0 | 48.39 | 46.67 | 7 | 0
2035 | VACAR_2_TVA_Transmission | VACAR | TVA_Transmission | Internal | Winter | B16 | 25 | 900 | 0 | 85.45 | 72.33 | 7 | 0
2035 | VACAR_2_TVA_Transmission | VACAR | TVA_Transmission | Internal | Winter | B17 | 100 | 900 | 0 | 65.46 | 60.45 | 7 | 0
2035 | VACAR_2_TVA_Transmission | VACAR | TVA_Transmission | Internal | Winter | B18 | 400 | 900 | 0 | 55.69 | 55.53 | 7 | 0
2035 | VACAR_2_TVA_Transmission | VACAR | TVA_Transmission | Internal | Winter | B19 | 700 | 900 | 0 | 55.69 | 53.56 | 7 | 0
2035 | VACAR_2_TVA_Transmission | VACAR | TVA_Transmission | Internal | Winter | B20 | 935 | 900 | 0 | 55.69 | 50.92 | 7 | 0
2040 | ENT_2_MISO_MO-IL | ENT | MISO_MO-IL | Internal | Shoulder | B11 | 25 | 2260 | 0 | 68.39 | 68.39 | 8 | 0
2040 | ENT_2_MISO_MO-IL | ENT | MISO_MO-IL | Internal | Shoulder | B12 | 200 | 2260 | 0 | 55.73 | 55.72 | 8 | 0
2040 | ENT_2_MISO_MO-IL | ENT | MISO_MO-IL | Internal | Shoulder | B13 | 600 | 2260 | 0 | 52.35 | 50.51 | 8 | 0
2040 | ENT_2_MISO_MO-IL | ENT | MISO_MO-IL | Internal | Shoulder | B14 | 900 | 2260 | 0 | 52.35 | 47.4 | 8 | 0
2040 | ENT_2_MISO_MO-IL | ENT | MISO_MO-IL | Internal | Shoulder | B15 | 1203 | 2260 | 0 | 46.55 | 43.63 | 8 | 0
2040 | ENT_2_MISO_MO-IL | ENT | MISO_MO-IL | Internal | Summer | B1 | 10 | 2260 | 0 | 92.99 | 97.52 | 8 | 0
2040 | ENT_2_MISO_MO-IL | ENT | MISO_MO-IL | Internal | Summer | B2 | 25 | 2260 | 0 | 88.11 | 90.64 | 8 | 0
2040 | ENT_2_MISO_MO-IL | ENT | MISO_MO-IL | Internal | Summer | B3 | 75 | 2260 | 0 | 90.31 | 90.31 | 8 | 0
2040 | ENT_2_MISO_MO-IL | ENT | MISO_MO-IL | Internal | Summer | B4 | 100 | 2260 | 0 | 88.49 | 88.49 | 8 | 0
2040 | ENT_2_MISO_MO-IL | ENT | MISO_MO-IL | Internal | Summer | B5 | 200 | 2260 | 0 | 88.1 | 88.1 | 8 | 0
2040 | ENT_2_MISO_MO-IL | ENT | MISO_MO-IL | Internal | Summer | B6 | 300 | 2260 | 0 | 81.36 | 84.32 | 8 | 0
2040 | ENT_2_MISO_MO-IL | ENT | MISO_MO-IL | Internal | Summer | B7 | 400 | 2260 | 0 | 60.46 | 60.46 | 8 | 0
2040 | ENT_2_MISO_MO-IL | ENT | MISO_MO-IL | Internal | Summer | B8 | 500 | 2260 | 0 | 57.07 | 52.55 | 8 | 0
2040 | ENT_2_MISO_MO-IL | ENT | MISO_MO-IL | Internal | Summer | B9 | 800 | 2260 | 0 | 52.53 | 45.55 | 8 | 0
2040 | ENT_2_MISO_MO-IL | ENT | MISO_MO-IL | Internal | Summer | B10 | 1262 | 2260 | 0 | 46.51 | 42.95 | 8 | 0
2040 | ENT_2_MISO_MO-IL | ENT | MISO_MO-IL | Internal | Winter | B16 | 25 | 2260 | 870.42 | 62.06 | 70.06 | 8 | 0
2040 | ENT_2_MISO_MO-IL | ENT | MISO_MO-IL | Internal | Winter | B17 | 100 | 2260 | 0 | 56.07 | 56.69 | 8 | 0
2040 | ENT_2_MISO_MO-IL | ENT | MISO_MO-IL | Internal | Winter | B18 | 400 | 2260 | 0 | 56.07 | 54 | 8 | 0
2040 | ENT_2_MISO_MO-IL | ENT | MISO_MO-IL | Internal | Winter | B19 | 700 | 2260 | 0 | 49.96 | 48.71 | 8 | 0
2040 | ENT_2_MISO_MO-IL | ENT | MISO_MO-IL | Internal | Winter | B20 | 935 | 2260 | 0 | 49.62 | 41.62 | 8 | 0
2040 | ENT_2_SOCO | ENT | SOCO | Internal | Shoulder | B11 | 25 | 2431 | 2431 | 68.39 | 81.6 | 8 | 5.21
2040 | ENT_2_SOCO | ENT | SOCO | Internal | Shoulder | B12 | 200 | 2431 | 0 | 55.73 | 59.58 | 8 | 0
2040 | ENT_2_SOCO | ENT | SOCO | Internal | Shoulder | B13 | 600 | 2431 | 0 | 52.35 | 59.58 | 8 | 0
2040 | ENT_2_SOCO | ENT | SOCO | Internal | Shoulder | B14 | 900 | 2431 | 0 | 52.35 | 59.58 | 8 | 0
2040 | ENT_2_SOCO | ENT | SOCO | Internal | Shoulder | B15 | 1203 | 2431 | 495.84 | 46.55 | 54.55 | 8 | 0
2040 | ENT_2_SOCO | ENT | SOCO | Internal | Summer | B1 | 10 | 2431 | 2177.52 | 92.99 | 100.99 | 8 | 0
2040 | ENT_2_SOCO | ENT | SOCO | Internal | Summer | B2 | 25 | 2431 | 2431 | 88.11 | 98.84 | 8 | 2.72
2040 | ENT_2_SOCO | ENT | SOCO | Internal | Summer | B3 | 75 | 2431 | 1559.24 | 90.31 | 98.31 | 8 | 0
2040 | ENT_2_SOCO | ENT | SOCO | Internal | Summer | B4 | 100 | 2431 | 2431 | 88.49 | 96.91 | 8 | 0.43
2040 | ENT_2_SOCO | ENT | SOCO | Internal | Summer | B5 | 200 | 2431 | 2431 | 88.1 | 96.91 | 8 | 0.81
2040 | ENT_2_SOCO | ENT | SOCO | Internal | Summer | B6 | 300 | 2431 | 0 | 81.36 | 79.81 | 8 | 0
2040 | ENT_2_SOCO | ENT | SOCO | Internal | Summer | B7 | 400 | 2431 | 0 | 60.46 | 60.05 | 8 | 0
2040 | ENT_2_SOCO | ENT | SOCO | Internal | Summer | B8 | 500 | 2431 | 0 | 57.07 | 57.95 | 8 | 0
2040 | ENT_2_SOCO | ENT | SOCO | Internal | Summer | B9 | 800 | 2431 | 0 | 52.53 | 57.95 | 8 | 0
2040 | ENT_2_SOCO | ENT | SOCO | Internal | Summer | B10 | 1262 | 2431 | 0 | 46.51 | 53.09 | 8 | 0
2040 | ENT_2_SOCO | ENT | SOCO | Internal | Winter | B16 | 25 | 2431 | 2431 | 62.06 | 79.66 | 8 | 9.6
2040 | ENT_2_SOCO | ENT | SOCO | Internal | Winter | B17 | 100 | 2431 | 0 | 56.07 | 63.4 | 8 | 0
2040 | ENT_2_SOCO | ENT | SOCO | Internal | Winter | B18 | 400 | 2431 | 0 | 56.07 | 63.4 | 8 | 0
2040 | ENT_2_SOCO | ENT | SOCO | Internal | Winter | B19 | 700 | 2431 | 8.51 | 49.96 | 57.96 | 8 | 0
2040 | ENT_2_SOCO | ENT | SOCO | Internal | Winter | B20 | 935 | 2431 | 2431 | 49.62 | 57.96 | 8 | 0.34
2040 | ENT_2_TVA_Transmission | ENT | TVA_Transmission | Internal | Shoulder | B11 | 25 | 2100 | 0 | 68.39 | 74.6 | 8 | 0
2040 | ENT_2_TVA_Transmission | ENT | TVA_Transmission | Internal | Shoulder | B12 | 200 | 2100 | 0 | 55.73 | 61.86 | 8 | 0
2040 | ENT_2_TVA_Transmission | ENT | TVA_Transmission | Internal | Shoulder | B13 | 600 | 2100 | 0 | 52.35 | 58.5 | 8 | 0
2040 | ENT_2_TVA_Transmission | ENT | TVA_Transmission | Internal | Shoulder | B14 | 900 | 2100 | 0 | 52.35 | 55.4 | 8 | 0
2040 | ENT_2_TVA_Transmission | ENT | TVA_Transmission | Internal | Shoulder | B15 | 1203 | 2100 | 0 | 46.55 | 53.58 | 8 | 0
2040 | ENT_2_TVA_Transmission | ENT | TVA_Transmission | Internal | Summer | B1 | 10 | 2100 | 808.69 | 92.99 | 100.99 | 8 | 0
2040 | ENT_2_TVA_Transmission | ENT | TVA_Transmission | Internal | Summer | B2 | 25 | 2100 | 0 | 88.11 | 92.48 | 8 | 0
2040 | ENT_2_TVA_Transmission | ENT | TVA_Transmission | Internal | Summer | B3 | 75 | 2100 | 0 | 90.31 | 92.16 | 8 | 0
2040 | ENT_2_TVA_Transmission | ENT | TVA_Transmission | Internal | Summer | B4 | 100 | 2100 | 0 | 88.49 | 92.14 | 8 | 0
2040 | ENT_2_TVA_Transmission | ENT | TVA_Transmission | Internal | Summer | B5 | 200 | 2100 | 0 | 88.1 | 91.95 | 8 | 0
2040 | ENT_2_TVA_Transmission | ENT | TVA_Transmission | Internal | Summer | B6 | 300 | 2100 | 0 | 81.36 | 82.31 | 8 | 0
2040 | ENT_2_TVA_Transmission | ENT | TVA_Transmission | Internal | Summer | B7 | 400 | 2100 | 0 | 60.46 | 59.9 | 8 | 0
2040 | ENT_2_TVA_Transmission | ENT | TVA_Transmission | Internal | Summer | B8 | 500 | 2100 | 0 | 57.07 | 56.58 | 8 | 0
2040 | ENT_2_TVA_Transmission | ENT | TVA_Transmission | Internal | Summer | B9 | 800 | 2100 | 0 | 52.53 | 53.54 | 8 | 0
2040 | ENT_2_TVA_Transmission | ENT | TVA_Transmission | Internal | Summer | B10 | 1262 | 2100 | 0 | 46.51 | 52.18 | 8 | 0
2040 | ENT_2_TVA_Transmission | ENT | TVA_Transmission | Internal | Winter | B16 | 25 | 2100 | 2100 | 62.06 | 78.06 | 8 | 8
2040 | ENT_2_TVA_Transmission | ENT | TVA_Transmission | Internal | Winter | B17 | 100 | 2100 | 2100 | 56.07 | 64.69 | 8 | 0.62
2040 | ENT_2_TVA_Transmission | ENT | TVA_Transmission | Internal | Winter | B18 | 400 | 2100 | 0 | 56.07 | 62 | 8 | 0
2040 | ENT_2_TVA_Transmission | ENT | TVA_Transmission | Internal | Winter | B19 | 700 | 2100 | 0 | 49.96 | 56.71 | 8 | 0
2040 | ENT_2_TVA_Transmission | ENT | TVA_Transmission | Internal | Winter | B20 | 935 | 2100 | 0 | 49.62 | 56.71 | 8 | 0
2040 | FRCC_2_SOCO | FRCC | SOCO | Internal | Shoulder | B11 | 25 | 900 | 0 | 91.6 | 81.6 | 8 | 0
2040 | FRCC_2_SOCO | FRCC | SOCO | Internal | Shoulder | B12 | 200 | 900 | 0 | 65.72 | 59.58 | 8 | 0
2040 | FRCC_2_SOCO | FRCC | SOCO | Internal | Shoulder | B13 | 600 | 900 | 0 | 64.57 | 59.58 | 8 | 0
2040 | FRCC_2_SOCO | FRCC | SOCO | Internal | Shoulder | B14 | 900 | 900 | 0 | 64.57 | 59.58 | 8 | 0
2040 | FRCC_2_SOCO | FRCC | SOCO | Internal | Shoulder | B15 | 1203 | 900 | 0 | 59 | 54.55 | 8 | 0
2040 | FRCC_2_SOCO | FRCC | SOCO | Internal | Summer | B1 | 10 | 900 | 0 | 110.99 | 100.99 | 8 | 0
2040 | FRCC_2_SOCO | FRCC | SOCO | Internal | Summer | B2 | 25 | 900 | 0 | 103.65 | 98.84 | 8 | 0
2040 | FRCC_2_SOCO | FRCC | SOCO | Internal | Summer | B3 | 75 | 900 | 0 | 101.43 | 98.31 | 8 | 0
2040 | FRCC_2_SOCO | FRCC | SOCO | Internal | Summer | B4 | 100 | 900 | 0 | 101.43 | 96.91 | 8 | 0
2040 | FRCC_2_SOCO | FRCC | SOCO | Internal | Summer | B5 | 200 | 900 | 0 | 89.81 | 96.91 | 8 | 0
2040 | FRCC_2_SOCO | FRCC | SOCO | Internal | Summer | B6 | 300 | 900 | 0 | 89.81 | 79.81 | 8 | 0
2040 | FRCC_2_SOCO | FRCC | SOCO | Internal | Summer | B7 | 400 | 900 | 0 | 66.06 | 60.05 | 8 | 0
2040 | FRCC_2_SOCO | FRCC | SOCO | Internal | Summer | B8 | 500 | 900 | 0 | 63.32 | 57.95 | 8 | 0
2040 | FRCC_2_SOCO | FRCC | SOCO | Internal | Summer | B9 | 800 | 900 | 0 | 63.32 | 57.95 | 8 | 0
2040 | FRCC_2_SOCO | FRCC | SOCO | Internal | Summer | B10 | 1262 | 900 | 0 | 57.89 | 53.09 | 8 | 0
2040 | FRCC_2_SOCO | FRCC | SOCO | Internal | Winter | B16 | 25 | 900 | 0 | 88.55 | 79.66 | 8 | 0
2040 | FRCC_2_SOCO | FRCC | SOCO | Internal | Winter | B17 | 100 | 900 | 0 | 67.73 | 63.4 | 8 | 0
2040 | FRCC_2_SOCO | FRCC | SOCO | Internal | Winter | B18 | 400 | 900 | 0 | 67.73 | 63.4 | 8 | 0
2040 | FRCC_2_SOCO | FRCC | SOCO | Internal | Winter | B19 | 700 | 900 | 0 | 67.73 | 57.96 | 8 | 0
2040 | FRCC_2_SOCO | FRCC | SOCO | Internal | Winter | B20 | 935 | 900 | 0 | 61.83 | 57.96 | 8 | 0
2040 | HQ_NEISO_2_NEISO | HQ_NEISO | NEISO | Internal | Shoulder | B11 | 25 | 99999 | 4523.29 | 49.71 | 49.73 | 0.01 | 0
2040 | HQ_NEISO_2_NEISO | HQ_NEISO | NEISO | Internal | Shoulder | B12 | 200 | 99999 | 4507.22 | 49.71 | 49.73 | 0.01 | 0
2040 | HQ_NEISO_2_NEISO | HQ_NEISO | NEISO | Internal | Shoulder | B13 | 600 | 99999 | 4443.92 | 45.21 | 45.22 | 0.01 | 0
2040 | HQ_NEISO_2_NEISO | HQ_NEISO | NEISO | Internal | Shoulder | B14 | 900 | 99999 | 4333.2 | 45.21 | 45.22 | 0.01 | 0
2040 | HQ_NEISO_2_NEISO | HQ_NEISO | NEISO | Internal | Shoulder | B15 | 1203 | 99999 | 2251.49 | 45.21 | 45.22 | 0.01 | 0
2040 | HQ_NEISO_2_NEISO | HQ_NEISO | NEISO | Internal | Summer | B1 | 10 | 99999 | 5420 | 83.97 | 83.98 | 0.01 | 0
2040 | HQ_NEISO_2_NEISO | HQ_NEISO | NEISO | Internal | Summer | B2 | 25 | 99999 | 5313.73 | 74.42 | 74.43 | 0.01 | 0
2040 | HQ_NEISO_2_NEISO | HQ_NEISO | NEISO | Internal | Summer | B3 | 75 | 99999 | 5101.91 | 68.41 | 68.42 | 0.01 | 0
2040 | HQ_NEISO_2_NEISO | HQ_NEISO | NEISO | Internal | Summer | B4 | 100 | 99999 | 4919.84 | 64.86 | 64.87 | 0.01 | 0
2040 | HQ_NEISO_2_NEISO | HQ_NEISO | NEISO | Internal | Summer | B5 | 200 | 99999 | 4820.81 | 60.15 | 60.16 | 0.01 | 0
2040 | HQ_NEISO_2_NEISO | HQ_NEISO | NEISO | Internal | Summer | B6 | 300 | 99999 | 4709.12 | 54.87 | 54.88 | 0.01 | 0
2040 | HQ_NEISO_2_NEISO | HQ_NEISO | NEISO | Internal | Summer | B7 | 400 | 99999 | 4581.14 | 45.44 | 45.45 | 0.01 | 0
2040 | HQ_NEISO_2_NEISO | HQ_NEISO | NEISO | Internal | Summer | B8 | 500 | 99999 | 4480.51 | 45.44 | 45.45 | 0.01 | 0
2040 | HQ_NEISO_2_NEISO | HQ_NEISO | NEISO | Internal | Summer | B9 | 800 | 99999 | 4357.25 | 41.34 | 41.35 | 0.01 | 0
2040 | HQ_NEISO_2_NEISO | HQ_NEISO | NEISO | Internal | Summer | B10 | 1262 | 99999 | 1940.57 | 41.34 | 41.35 | 0.01 | 0
2040 | HQ_NEISO_2_NEISO | HQ_NEISO | NEISO | Internal | Winter | B16 | 25 | 99999 | 4746.16 | 64 | 64.01 | 0.01 | 0
2040 | HQ_NEISO_2_NEISO | HQ_NEISO | NEISO | Internal | Winter | B17 | 100 | 99999 | 4656.71 | 62.87 | 62.88 | 0.01 | 0
2040 | HQ_NEISO_2_NEISO | HQ_NEISO | NEISO | Internal | Winter | B18 | 400 | 99999 | 4588.26 | 57.11 | 57.12 | 0.01 | 0
2040 | HQ_NEISO_2_NEISO | HQ_NEISO | NEISO | Internal | Winter | B19 | 700 | 99999 | 4460.73 | 57.11 | 57.12 | 0.01 | 0
2040 | HQ_NEISO_2_NEISO | HQ_NEISO | NEISO | Internal | Winter | B20 | 935 | 99999 | 2471.08 | 57.11 | 57.12 | 0.01 | 0
2040 | HQ_NY_2_NYISO_A-F | HQ_NY | NYISO_A-F | Internal | Shoulder | B11 | 25 | 99999 | 2812.27 | 59.69 | 59.7 | 0.01 | 0
2040 | HQ_NY_2_NYISO_A-F | HQ_NY | NYISO_A-F | Internal | Shoulder | B12 | 200 | 99999 | 2847.69 | 53.77 | 53.78 | 0.01 | 0
2040 | HQ_NY_2_NYISO_A-F | HQ_NY | NYISO_A-F | Internal | Shoulder | B13 | 600 | 99999 | 2781.85 | 49 | 49.02 | 0.01 | 0
2040 | HQ_NY_2_NYISO_A-F | HQ_NY | NYISO_A-F | Internal | Shoulder | B14 | 900 | 99999 | 2673.14 | 48.21 | 48.22 | 0.01 | 0
2040 | HQ_NY_2_NYISO_A-F | HQ_NY | NYISO_A-F | Internal | Shoulder | B15 | 1203 | 99999 | 1582.7 | 48.21 | 48.22 | 0.01 | 0
2040 | HQ_NY_2_NYISO_A-F | HQ_NY | NYISO_A-F | Internal | Summer | B1 | 10 | 99999 | 3500 | 86.96 | 86.97 | 0.01 | 0
2040 | HQ_NY_2_NYISO_A-F | HQ_NY | NYISO_A-F | Internal | Summer | B2 | 25 | 99999 | 3406.62 | 77.42 | 77.43 | 0.01 | 0
2040 | HQ_NY_2_NYISO_A-F | HQ_NY | NYISO_A-F | Internal | Summer | B3 | 75 | 99999 | 3266.6 | 69.59 | 69.6 | 0.01 | 0
2040 | HQ_NY_2_NYISO_A-F | HQ_NY | NYISO_A-F | Internal | Summer | B4 | 100 | 99999 | 3116.28 | 67.85 | 67.86 | 0.01 | 0
2040 | HQ_NY_2_NYISO_A-F | HQ_NY | NYISO_A-F | Internal | Summer | B5 | 200 | 99999 | 3025.49 | 63.15 | 63.16 | 0.01 | 0
2040 | HQ_NY_2_NYISO_A-F | HQ_NY | NYISO_A-F | Internal | Summer | B6 | 300 | 99999 | 2934.86 | 59.62 | 59.64 | 0.01 | 0
2040 | HQ_NY_2_NYISO_A-F | HQ_NY | NYISO_A-F | Internal | Summer | B7 | 400 | 99999 | 2830.75 | 52.35 | 52.37 | 0.01 | 0
2040 | HQ_NY_2_NYISO_A-F | HQ_NY | NYISO_A-F | Internal | Summer | B8 | 500 | 99999 | 2760.25 | 48.44 | 48.45 | 0.01 | 0
2040 | HQ_NY_2_NYISO_A-F | HQ_NY | NYISO_A-F | Internal | Summer | B9 | 800 | 99999 | 2664.71 | 44.8 | 44.81 | 0.01 | 0
2040 | HQ_NY_2_NYISO_A-F | HQ_NY | NYISO_A-F | Internal | Summer | B10 | 1262 | 99999 | 1436.31 | 44.8 | 44.81 | 0.01 | 0
2040 | HQ_NY_2_NYISO_A-F | HQ_NY | NYISO_A-F | Internal | Winter | B16 | 25 | 99999 | 3058.87 | 66.41 | 66.42 | 0.01 | 0
2040 | HQ_NY_2_NYISO_A-F | HQ_NY | NYISO_A-F | Internal | Winter | B17 | 100 | 99999 | 3001.1 | 61.64 | 61.65 | 0.01 | 0
2040 | HQ_NY_2_NYISO_A-F | HQ_NY | NYISO_A-F | Internal | Winter | B18 | 400 | 99999 | 2934.69 | 58.11 | 58.12 | 0.01 | 0
2040 | HQ_NY_2_NYISO_A-F | HQ_NY | NYISO_A-F | Internal | Winter | B19 | 700 | 99999 | 2819.07 | 56.86 | 56.87 | 0.01 | 0
2040 | HQ_NY_2_NYISO_A-F | HQ_NY | NYISO_A-F | Internal | Winter | B20 | 935 | 99999 | 1762.97 | 56.86 | 56.87 | 0.01 | 0
2040 | HQ_IESO_2_IESO | HQ_IESO | IESO | Internal | Shoulder | B11 | 25 | 99999 | 400 | 52.69 | 52.7 | 0.01 | 0
2040 | HQ_IESO_2_IESO | HQ_IESO | IESO | Internal | Shoulder | B12 | 200 | 99999 | 400 | 52.69 | 52.7 | 0.01 | 0
2040 | HQ_IESO_2_IESO | HQ_IESO | IESO | Internal | Shoulder | B13 | 600 | 99999 | 400 | 52.25 | 52.26 | 0.01 | 0
2040 | HQ_IESO_2_IESO | HQ_IESO | IESO | Internal | Shoulder | B14 | 900 | 99999 | 400 | 52.25 | 52.26 | 0.01 | 0
2040 | HQ_IESO_2_IESO | HQ_IESO | IESO | Internal | Shoulder | B15 | 1203 | 99999 | 75.48 | 52.25 | 52.26 | 0.01 | 0
2040 | HQ_IESO_2_IESO | HQ_IESO | IESO | Internal | Summer | B1 | 10 | 99999 | 400 | 90.53 | 90.54 | 0.01 | 0
2040 | HQ_IESO_2_IESO | HQ_IESO | IESO | Internal | Summer | B2 | 25 | 99999 | 400 | 84.42 | 84.43 | 0.01 | 0
2040 | HQ_IESO_2_IESO | HQ_IESO | IESO | Internal | Summer | B3 | 75 | 99999 | 400 | 76.59 | 76.6 | 0.01 | 0
2040 | HQ_IESO_2_IESO | HQ_IESO | IESO | Internal | Summer | B4 | 100 | 99999 | 400 | 68.11 | 68.12 | 0.01 | 0
2040 | HQ_IESO_2_IESO | HQ_IESO | IESO | Internal | Summer | B5 | 200 | 99999 | 400 | 56.15 | 56.16 | 0.01 | 0
2040 | HQ_IESO_2_IESO | HQ_IESO | IESO | Internal | Summer | B6 | 300 | 99999 | 400 | 52.62 | 52.64 | 0.01 | 0
2040 | HQ_IESO_2_IESO | HQ_IESO | IESO | Internal | Summer | B7 | 400 | 99999 | 400 | 51.99 | 52 | 0.01 | 0
2040 | HQ_IESO_2_IESO | HQ_IESO | IESO | Internal | Summer | B8 | 500 | 99999 | 400 | 49.3 | 49.31 | 0.01 | 0
2040 | HQ_IESO_2_IESO | HQ_IESO | IESO | Internal | Summer | B9 | 800 | 99999 | 400 | 49.3 | 49.31 | 0.01 | 0
2040 | HQ_IESO_2_IESO | HQ_IESO | IESO | Internal | Summer | B10 | 1262 | 99999 | 12.04 | 49.3 | 49.31 | 0.01 | 0
2040 | HQ_IESO_2_IESO | HQ_IESO | IESO | Internal | Winter | B16 | 25 | 99999 | 400 | 59.41 | 59.42 | 0.01 | 0
2040 | HQ_IESO_2_IESO | HQ_IESO | IESO | Internal | Winter | B17 | 100 | 99999 | 400 | 55.04 | 55.05 | 0.01 | 0
2040 | HQ_IESO_2_IESO | HQ_IESO | IESO | Internal | Winter | B18 | 400 | 99999 | 400 | 55.04 | 55.05 | 0.01 | 0
2040 | HQ_IESO_2_IESO | HQ_IESO | IESO | Internal | Winter | B19 | 700 | 99999 | 400 | 55.04 | 55.05 | 0.01 | 0
2040 | HQ_IESO_2_IESO | HQ_IESO | IESO | Internal | Winter | B20 | 935 | 99999 | 91.98 | 55.04 | 55.05 | 0.01 | 0
2040 | IESO_2_MAPP_CA | IESO | MAPP_CA | Internal | Shoulder | B11 | 25 | 262 | 262 | 52.7 | 67.77 | 7 | 8.07
2040 | IESO_2_MAPP_CA | IESO | MAPP_CA | Internal | Shoulder | B12 | 200 | 262 | 0 | 52.7 | 55.69 | 7 | 0
2040 | IESO_2_MAPP_CA | IESO | MAPP_CA | Internal | Shoulder | B13 | 600 | 262 | 0 | 52.26 | 51.39 | 7 | 0
2040 | IESO_2_MAPP_CA | IESO | MAPP_CA | Internal | Shoulder | B14 | 900 | 262 | 0 | 52.26 | 51.39 | 7 | 0
2040 | IESO_2_MAPP_CA | IESO | MAPP_CA | Internal | Shoulder | B15 | 1203 | 262 | 0 | 52.26 | 51.39 | 7 | 0
2040 | IESO_2_MAPP_CA | IESO | MAPP_CA | Internal | Summer | B1 | 10 | 262 | 0 | 90.54 | 65.2 | 7 | 0
2040 | IESO_2_MAPP_CA | IESO | MAPP_CA | Internal | Summer | B2 | 25 | 262 | 0 | 84.43 | 74.1 | 7 | 0
2040 | IESO_2_MAPP_CA | IESO | MAPP_CA | Internal | Summer | B3 | 75 | 262 | 75.94 | 76.6 | 83.6 | 7 | 0
2040 | IESO_2_MAPP_CA | IESO | MAPP_CA | Internal | Summer | B4 | 100 | 262 | 183.15 | 68.12 | 75.12 | 7 | 0
2040 | IESO_2_MAPP_CA | IESO | MAPP_CA | Internal | Summer | B5 | 200 | 262 | 262 | 56.16 | 74.09 | 7 | 10.93
2040 | IESO_2_MAPP_CA | IESO | MAPP_CA | Internal | Summer | B6 | 300 | 262 | 262 | 52.64 | 84.3 | 7 | 24.66
2040 | IESO_2_MAPP_CA | IESO | MAPP_CA | Internal | Summer | B7 | 400 | 262 | 262 | 52 | 60.43 | 7 | 1.43
2040 | IESO_2_MAPP_CA | IESO | MAPP_CA | Internal | Summer | B8 | 500 | 262 | 0 | 49.31 | 51.46 | 7 | 0
2040 | IESO_2_MAPP_CA | IESO | MAPP_CA | Internal | Summer | B9 | 800 | 262 | 0 | 49.31 | 51.46 | 7 | 0
2040 | IESO_2_MAPP_CA | IESO | MAPP_CA | Internal | Summer | B10 | 1262 | 262 | 0 | 49.31 | 51.46 | 7 | 0
2040 | IESO_2_MAPP_CA | IESO | MAPP_CA | Internal | Winter | B16 | 25 | 262 | 0 | 59.42 | 61.57 | 7 | 0
2040 | IESO_2_MAPP_CA | IESO | MAPP_CA | Internal | Winter | B17 | 100 | 262 | 0 | 55.05 | 61.57 | 7 | 0
2040 | IESO_2_MAPP_CA | IESO | MAPP_CA | Internal | Winter | B18 | 400 | 262 | 0 | 55.05 | 61.57 | 7 | 0
2040 | IESO_2_MAPP_CA | IESO | MAPP_CA | Internal | Winter | B19 | 700 | 262 | 0 | 55.05 | 61.57 | 7 | 0
2040 | IESO_2_MAPP_CA | IESO | MAPP_CA | Internal | Winter | B20 | 935 | 262 | 0 | 55.05 | 61.57 | 7 | 0
2040 | IESO_2_MISO_MI | IESO | MISO_MI | Internal | Shoulder | B11 | 25 | 1840 | 1840 | 52.7 | 68.42 | 7 | 8.71
2040 | IESO_2_MISO_MI | IESO | MISO_MI | Internal | Shoulder | B12 | 200 | 1840 | 1068.17 | 52.7 | 59.7 | 7 | 0
2040 | IESO_2_MISO_MI | IESO | MISO_MI | Internal | Shoulder | B13 | 600 | 1840 | 0 | 52.26 | 55.96 | 7 | 0
2040 | IESO_2_MISO_MI | IESO | MISO_MI | Internal | Shoulder | B14 | 900 | 1840 | 0 | 52.26 | 51.83 | 7 | 0
2040 | IESO_2_MISO_MI | IESO | MISO_MI | Internal | Shoulder | B15 | 1203 | 1840 | 0 | 52.26 | 49.53 | 7 | 0
2040 | IESO_2_MISO_MI | IESO | MISO_MI | Internal | Summer | B1 | 10 | 1840 | 220.04 | 90.54 | 97.54 | 7 | 0
2040 | IESO_2_MISO_MI | IESO | MISO_MI | Internal | Summer | B2 | 25 | 1840 | 0 | 84.43 | 90.67 | 7 | 0
2040 | IESO_2_MISO_MI | IESO | MISO_MI | Internal | Summer | B3 | 75 | 1840 | 1840 | 76.6 | 90.33 | 7 | 6.73
2040 | IESO_2_MISO_MI | IESO | MISO_MI | Internal | Summer | B4 | 100 | 1840 | 1840 | 68.12 | 88.49 | 7 | 13.37
2040 | IESO_2_MISO_MI | IESO | MISO_MI | Internal | Summer | B5 | 200 | 1840 | 1840 | 56.16 | 88.09 | 7 | 24.93
2040 | IESO_2_MISO_MI | IESO | MISO_MI | Internal | Summer | B6 | 300 | 1840 | 1840 | 52.64 | 84.32 | 7 | 24.69
2040 | IESO_2_MISO_MI | IESO | MISO_MI | Internal | Summer | B7 | 400 | 1840 | 1840 | 52 | 60.48 | 7 | 1.48
2040 | IESO_2_MISO_MI | IESO | MISO_MI | Internal | Summer | B8 | 500 | 1840 | 0 | 49.31 | 52.58 | 7 | 0
2040 | IESO_2_MISO_MI | IESO | MISO_MI | Internal | Summer | B9 | 800 | 1840 | 0 | 49.31 | 48.29 | 7 | 0
2040 | IESO_2_MISO_MI | IESO | MISO_MI | Internal | Summer | B10 | 1262 | 1840 | 0 | 49.31 | 48.29 | 7 | 0
2040 | IESO_2_MISO_MI | IESO | MISO_MI | Internal | Winter | B16 | 25 | 1840 | 1840 | 59.42 | 72.31 | 7 | 5.88
2040 | IESO_2_MISO_MI | IESO | MISO_MI | Internal | Winter | B17 | 100 | 1840 | 1840 | 55.05 | 65.7 | 7 | 3.65
2040 | IESO_2_MISO_MI | IESO | MISO_MI | Internal | Winter | B18 | 400 | 1840 | 0 | 55.05 | 59.16 | 7 | 0
2040 | IESO_2_MISO_MI | IESO | MISO_MI | Internal | Winter | B19 | 700 | 1840 | 0 | 55.05 | 54.9 | 7 | 0
2040 | IESO_2_MISO_MI | IESO | MISO_MI | Internal | Winter | B20 | 935 | 1840 | 0 | 55.05 | 52.45 | 7 | 0
2040 | IESO_2_MISO_W | IESO | MISO_W | Internal | Shoulder | B11 | 25 | 214 | 214 | 52.7 | 68.38 | 7 | 8.68
2040 | IESO_2_MISO_W | IESO | MISO_W | Internal | Shoulder | B12 | 200 | 214 | 0 | 52.7 | 55.7 | 7 | 0
2040 | IESO_2_MISO_W | IESO | MISO_W | Internal | Shoulder | B13 | 600 | 214 | 0 | 52.26 | 50.5 | 7 | 0
2040 | IESO_2_MISO_W | IESO | MISO_W | Internal | Shoulder | B14 | 900 | 214 | 0 | 52.26 | 35.23 | 7 | 0
2040 | IESO_2_MISO_W | IESO | MISO_W | Internal | Shoulder | B15 | 1203 | 214 | 0 | 52.26 | -8 | 7 | 0
2040 | IESO_2_MISO_W | IESO | MISO_W | Internal | Summer | B1 | 10 | 214 | 0 | 90.54 | 92.99 | 7 | 0
2040 | IESO_2_MISO_W | IESO | MISO_W | Internal | Summer | B2 | 25 | 214 | 0 | 84.43 | 88.1 | 7 | 0
2040 | IESO_2_MISO_W | IESO | MISO_W | Internal | Summer | B3 | 75 | 214 | 214 | 76.6 | 89.88 | 7 | 6.28
2040 | IESO_2_MISO_W | IESO | MISO_W | Internal | Summer | B4 | 100 | 214 | 214 | 68.12 | 88.48 | 7 | 13.36
2040 | IESO_2_MISO_W | IESO | MISO_W | Internal | Summer | B5 | 200 | 214 | 214 | 56.16 | 88.09 | 7 | 24.93
2040 | IESO_2_MISO_W | IESO | MISO_W | Internal | Summer | B6 | 300 | 214 | 214 | 52.64 | 84.31 | 7 | 24.68
2040 | IESO_2_MISO_W | IESO | MISO_W | Internal | Summer | B7 | 400 | 214 | 214 | 52 | 60.44 | 7 | 1.44
2040 | IESO_2_MISO_W | IESO | MISO_W | Internal | Summer | B8 | 500 | 214 | 0 | 49.31 | 51.45 | 7 | 0
2040 | IESO_2_MISO_W | IESO | MISO_W | Internal | Summer | B9 | 800 | 214 | 0 | 49.31 | 45.54 | 7 | 0
2040 | IESO_2_MISO_W | IESO | MISO_W | Internal | Summer | B10 | 1262 | 214 | 0 | 49.31 | 35.48 | 7 | 0
2040 | IESO_2_MISO_W | IESO | MISO_W | Internal | Winter | B16 | 25 | 214 | 0 | 59.42 | 30.79 | 7 | 0
2040 | IESO_2_MISO_W | IESO | MISO_W | Internal | Winter | B17 | 100 | 214 | 0 | 55.05 | 33.02 | 7 | 0
2040 | IESO_2_MISO_W | IESO | MISO_W | Internal | Winter | B18 | 400 | 214 | 0 | 55.05 | 45.14 | 7 | 0
2040 | IESO_2_MISO_W | IESO | MISO_W | Internal | Winter | B19 | 700 | 214 | 0 | 55.05 | 45.14 | 7 | 0
2040 | IESO_2_MISO_W | IESO | MISO_W | Internal | Winter | B20 | 935 | 214 | 0 | 55.05 | 29.78 | 7 | 0
2040 | IESO_2_NYISO_A-F | IESO | NYISO_A-F | Internal | Shoulder | B11 | 25 | 1725 | 121.96 | 52.7 | 59.7 | 7 | 0
2040 | IESO_2_NYISO_A-F | IESO | NYISO_A-F | Internal | Shoulder | B12 | 200 | 1725 | 0 | 52.7 | 53.78 | 7 | 0
2040 | IESO_2_NYISO_A-F | IESO | NYISO_A-F | Internal | Shoulder | B13 | 600 | 1725 | 0 | 52.26 | 49.02 | 7 | 0
2040 | IESO_2_NYISO_A-F | IESO | NYISO_A-F | Internal | Shoulder | B14 | 900 | 1725 | 0 | 52.26 | 48.22 | 7 | 0
2040 | IESO_2_NYISO_A-F | IESO | NYISO_A-F | Internal | Shoulder | B15 | 1203 | 1725 | 0 | 52.26 | 48.22 | 7 | 0
2040 | IESO_2_NYISO_A-F | IESO | NYISO_A-F | Internal | Summer | B1 | 10 | 1725 | 0 | 90.54 | 86.97 | 7 | 0
2040 | IESO_2_NYISO_A-F | IESO | NYISO_A-F | Internal | Summer | B2 | 25 | 1725 | 0 | 84.43 | 77.43 | 7 | 0
2040 | IESO_2_NYISO_A-F | IESO | NYISO_A-F | Internal | Summer | B3 | 75 | 1725 | 0 | 76.6 | 69.6 | 7 | 0
2040 | IESO_2_NYISO_A-F | IESO | NYISO_A-F | Internal | Summer | B4 | 100 | 1725 | 0 | 68.12 | 67.86 | 7 | 0
2040 | IESO_2_NYISO_A-F | IESO | NYISO_A-F | Internal | Summer | B5 | 200 | 1725 | 465.53 | 56.16 | 63.16 | 7 | 0
2040 | IESO_2_NYISO_A-F | IESO | NYISO_A-F | Internal | Summer | B6 | 300 | 1725 | 83.66 | 52.64 | 59.64 | 7 | 0
2040 | IESO_2_NYISO_A-F | IESO | NYISO_A-F | Internal | Summer | B7 | 400 | 1725 | 0 | 52 | 52.37 | 7 | 0
2040 | IESO_2_NYISO_A-F | IESO | NYISO_A-F | Internal | Summer | B8 | 500 | 1725 | 0 | 49.31 | 48.45 | 7 | 0
2040 | IESO_2_NYISO_A-F | IESO | NYISO_A-F | Internal | Summer | B9 | 800 | 1725 | 0 | 49.31 | 44.81 | 7 | 0
2040 | IESO_2_NYISO_A-F | IESO | NYISO_A-F | Internal | Summer | B10 | 1262 | 1725 | 0 | 49.31 | 44.81 | 7 | 0
2040 | IESO_2_NYISO_A-F | IESO | NYISO_A-F | Internal | Winter | B16 | 25 | 1725 | 849.72 | 59.42 | 66.42 | 7 | 0
2040 | IESO_2_NYISO_A-F | IESO | NYISO_A-F | Internal | Winter | B17 | 100 | 1725 | 0 | 55.05 | 61.65 | 7 | 0
2040 | IESO_2_NYISO_A-F | IESO | NYISO_A-F | Internal | Winter | B18 | 400 | 1725 | 0 | 55.05 | 58.12 | 7 | 0
2040 | IESO_2_NYISO_A-F | IESO | NYISO_A-F | Internal | Winter | B19 | 700 | 1725 | 0 | 55.05 | 56.87 | 7 | 0
2040 | IESO_2_NYISO_A-F | IESO | NYISO_A-F | Internal | Winter | B20 | 935 | 1725 | 0 | 55.05 | 56.87 | 7 | 0
2040 | MAPP_CA_2_IESO | MAPP_CA | IESO | Internal | Shoulder | B11 | 25 | 330 | 0 | 67.77 | 52.7 | 8 | 0
2040 | MAPP_CA_2_IESO | MAPP_CA | IESO | Internal | Shoulder | B12 | 200 | 330 | 0 | 55.69 | 52.7 | 8 | 0
2040 | MAPP_CA_2_IESO | MAPP_CA | IESO | Internal | Shoulder | B13 | 600 | 330 | 0 | 51.39 | 52.26 | 8 | 0
2040 | MAPP_CA_2_IESO | MAPP_CA | IESO | Internal | Shoulder | B14 | 900 | 330 | 0 | 51.39 | 52.26 | 8 | 0
2040 | MAPP_CA_2_IESO | MAPP_CA | IESO | Internal | Shoulder | B15 | 1203 | 330 | 0 | 51.39 | 52.26 | 8 | 0
2040 | MAPP_CA_2_IESO | MAPP_CA | IESO | Internal | Summer | B1 | 10 | 330 | 330 | 65.2 | 90.54 | 8 | 17.35
2040 | MAPP_CA_2_IESO | MAPP_CA | IESO | Internal | Summer | B2 | 25 | 330 | 330 | 74.1 | 84.43 | 8 | 2.33
2040 | MAPP_CA_2_IESO | MAPP_CA | IESO | Internal | Summer | B3 | 75 | 330 | 0 | 83.6 | 76.6 | 8 | 0
2040 | MAPP_CA_2_IESO | MAPP_CA | IESO | Internal | Summer | B4 | 100 | 330 | 0 | 75.12 | 68.12 | 8 | 0
2040 | MAPP_CA_2_IESO | MAPP_CA | IESO | Internal | Summer | B5 | 200 | 330 | 0 | 74.09 | 56.16 | 8 | 0
2040 | MAPP_CA_2_IESO | MAPP_CA | IESO | Internal | Summer | B6 | 300 | 330 | 0 | 84.3 | 52.64 | 8 | 0
2040 | MAPP_CA_2_IESO | MAPP_CA | IESO | Internal | Summer | B7 | 400 | 330 | 0 | 60.43 | 52 | 8 | 0
2040 | MAPP_CA_2_IESO | MAPP_CA | IESO | Internal | Summer | B8 | 500 | 330 | 0 | 51.46 | 49.31 | 8 | 0
2040 | MAPP_CA_2_IESO | MAPP_CA | IESO | Internal | Summer | B9 | 800 | 330 | 0 | 51.46 | 49.31 | 8 | 0
2040 | MAPP_CA_2_IESO | MAPP_CA | IESO | Internal | Summer | B10 | 1262 | 330 | 0 | 51.46 | 49.31 | 8 | 0
2040 | MAPP_CA_2_IESO | MAPP_CA | IESO | Internal | Winter | B16 | 25 | 330 | 0 | 61.57 | 59.42 | 8 | 0
2040 | MAPP_CA_2_IESO | MAPP_CA | IESO | Internal | Winter | B17 | 100 | 330 | 0 | 61.57 | 55.05 | 8 | 0
2040 | MAPP_CA_2_IESO | MAPP_CA | IESO | Internal | Winter | B18 | 400 | 330 | 0 | 61.57 | 55.05 | 8 | 0
2040 | MAPP_CA_2_IESO | MAPP_CA | IESO | Internal | Winter | B19 | 700 | 330 | 0 | 61.57 | 55.05 | 8 | 0
2040 | MAPP_CA_2_IESO | MAPP_CA | IESO | Internal | Winter | B20 | 935 | 330 | 0 | 61.57 | 55.05 | 8 | 0
2040 | MAPP_CA_2_MAPP_US | MAPP_CA | MAPP_US | Internal | Shoulder | B11 | 25 | 437 | 0 | 67.77 | 61.38 | 7 | 0
2040 | MAPP_CA_2_MAPP_US | MAPP_CA | MAPP_US | Internal | Shoulder | B12 | 200 | 437 | 0 | 55.69 | 48.7 | 7 | 0
2040 | MAPP_CA_2_MAPP_US | MAPP_CA | MAPP_US | Internal | Shoulder | B13 | 600 | 437 | 0 | 51.39 | 43.38 | 7 | 0
2040 | MAPP_CA_2_MAPP_US | MAPP_CA | MAPP_US | Internal | Shoulder | B14 | 900 | 437 | 0 | 51.39 | 28.23 | 7 | 0
2040 | MAPP_CA_2_MAPP_US | MAPP_CA | MAPP_US | Internal | Shoulder | B15 | 1203 | 437 | 0 | 51.39 | -15 | 7 | 0
2040 | MAPP_CA_2_MAPP_US | MAPP_CA | MAPP_US | Internal | Summer | B1 | 10 | 437 | 437 | 65.2 | 85.99 | 7 | 13.8
2040 | MAPP_CA_2_MAPP_US | MAPP_CA | MAPP_US | Internal | Summer | B2 | 25 | 437 | 182.13 | 74.1 | 81.1 | 7 | 0
2040 | MAPP_CA_2_MAPP_US | MAPP_CA | MAPP_US | Internal | Summer | B3 | 75 | 437 | 0 | 83.6 | 82.88 | 7 | 0
2040 | MAPP_CA_2_MAPP_US | MAPP_CA | MAPP_US | Internal | Summer | B4 | 100 | 437 | 0 | 75.12 | 81.48 | 7 | 0
2040 | MAPP_CA_2_MAPP_US | MAPP_CA | MAPP_US | Internal | Summer | B5 | 200 | 437 | 4.04 | 74.09 | 81.09 | 7 | 0
2040 | MAPP_CA_2_MAPP_US | MAPP_CA | MAPP_US | Internal | Summer | B6 | 300 | 437 | 0 | 84.3 | 77.31 | 7 | 0
2040 | MAPP_CA_2_MAPP_US | MAPP_CA | MAPP_US | Internal | Summer | B7 | 400 | 437 | 0 | 60.43 | 53.44 | 7 | 0
2040 | MAPP_CA_2_MAPP_US | MAPP_CA | MAPP_US | Internal | Summer | B8 | 500 | 437 | 0 | 51.46 | 39.45 | 7 | 0
2040 | MAPP_CA_2_MAPP_US | MAPP_CA | MAPP_US | Internal | Summer | B9 | 800 | 437 | 0 | 51.46 | 38.38 | 7 | 0
2040 | MAPP_CA_2_MAPP_US | MAPP_CA | MAPP_US | Internal | Summer | B10 | 1262 | 437 | 0 | 51.46 | 26.15 | 7 | 0
2040 | MAPP_CA_2_MAPP_US | MAPP_CA | MAPP_US | Internal | Winter | B16 | 25 | 437 | 0 | 61.57 | 22.78 | 7 | 0
2040 | MAPP_CA_2_MAPP_US | MAPP_CA | MAPP_US | Internal | Winter | B17 | 100 | 437 | 0 | 61.57 | 26.02 | 7 | 0
2040 | MAPP_CA_2_MAPP_US | MAPP_CA | MAPP_US | Internal | Winter | B18 | 400 | 437 | 0 | 61.57 | 38.14 | 7 | 0
2040 | MAPP_CA_2_MAPP_US | MAPP_CA | MAPP_US | Internal | Winter | B19 | 700 | 437 | 0 | 61.57 | 38.14 | 7 | 0
2040 | MAPP_CA_2_MAPP_US | MAPP_CA | MAPP_US | Internal | Winter | B20 | 935 | 437 | 0 | 61.57 | 22.78 | 7 | 0
2040 | MAPP_CA_2_MISO_W | MAPP_CA | MISO_W | Internal | Shoulder | B11 | 25 | 2058 | 2058 | 67.77 | 68.38 | 0.01 | 0.6
2040 | MAPP_CA_2_MISO_W | MAPP_CA | MISO_W | Internal | Shoulder | B12 | 200 | 2058 | 367.5 | 55.69 | 55.7 | 0.01 | 0
2040 | MAPP_CA_2_MISO_W | MAPP_CA | MISO_W | Internal | Shoulder | B13 | 600 | 2058 | 0 | 51.39 | 50.5 | 0.01 | 0
2040 | MAPP_CA_2_MISO_W | MAPP_CA | MISO_W | Internal | Shoulder | B14 | 900 | 2058 | 0 | 51.39 | 35.23 | 0.01 | 0
2040 | MAPP_CA_2_MISO_W | MAPP_CA | MISO_W | Internal | Shoulder | B15 | 1203 | 2058 | 0 | 51.39 | -8 | 0.01 | 0
2040 | MAPP_CA_2_MISO_W | MAPP_CA | MISO_W | Internal | Summer | B1 | 10 | 2058 | 2058 | 65.2 | 92.99 | 0.01 | 27.78
2040 | MAPP_CA_2_MISO_W | MAPP_CA | MISO_W | Internal | Summer | B2 | 25 | 2058 | 2058 | 74.1 | 88.1 | 0.01 | 13.99
2040 | MAPP_CA_2_MISO_W | MAPP_CA | MISO_W | Internal | Summer | B3 | 75 | 2058 | 2058 | 83.6 | 89.88 | 0.01 | 6.27
2040 | MAPP_CA_2_MISO_W | MAPP_CA | MISO_W | Internal | Summer | B4 | 100 | 2058 | 2058 | 75.12 | 88.48 | 0.01 | 13.34
2040 | MAPP_CA_2_MISO_W | MAPP_CA | MISO_W | Internal | Summer | B5 | 200 | 2058 | 2058 | 74.09 | 88.09 | 0.01 | 13.99
2040 | MAPP_CA_2_MISO_W | MAPP_CA | MISO_W | Internal | Summer | B6 | 300 | 2058 | 1965.93 | 84.3 | 84.31 | 0.01 | 0
2040 | MAPP_CA_2_MISO_W | MAPP_CA | MISO_W | Internal | Summer | B7 | 400 | 2058 | 1622.04 | 60.43 | 60.44 | 0.01 | 0
2040 | MAPP_CA_2_MISO_W | MAPP_CA | MISO_W | Internal | Summer | B8 | 500 | 2058 | 0 | 51.46 | 51.45 | 0.01 | 0
2040 | MAPP_CA_2_MISO_W | MAPP_CA | MISO_W | Internal | Summer | B9 | 800 | 2058 | 0 | 51.46 | 45.54 | 0.01 | 0
2040 | MAPP_CA_2_MISO_W | MAPP_CA | MISO_W | Internal | Summer | B10 | 1262 | 2058 | 0 | 51.46 | 35.48 | 0.01 | 0
2040 | MAPP_CA_2_MISO_W | MAPP_CA | MISO_W | Internal | Winter | B16 | 25 | 2058 | 0 | 61.57 | 30.79 | 0.01 | 0
2040 | MAPP_CA_2_MISO_W | MAPP_CA | MISO_W | Internal | Winter | B17 | 100 | 2058 | 0 | 61.57 | 33.02 | 0.01 | 0
2040 | MAPP_CA_2_MISO_W | MAPP_CA | MISO_W | Internal | Winter | B18 | 400 | 2058 | 0 | 61.57 | 45.14 | 0.01 | 0
2040 | MAPP_CA_2_MISO_W | MAPP_CA | MISO_W | Internal | Winter | B19 | 700 | 2058 | 0 | 61.57 | 45.14 | 0.01 | 0
2040 | MAPP_CA_2_MISO_W | MAPP_CA | MISO_W | Internal | Winter | B20 | 935 | 2058 | 0 | 61.57 | 29.78 | 0.01 | 0
2040 | MAPP_US_2_MAPP_CA | MAPP_US | MAPP_CA | Internal | Shoulder | B11 | 25 | 230 | 0 | 61.38 | 67.77 | 7 | 0
2040 | MAPP_US_2_MAPP_CA | MAPP_US | MAPP_CA | Internal | Shoulder | B12 | 200 | 230 | 0 | 48.7 | 55.69 | 7 | 0
2040 | MAPP_US_2_MAPP_CA | MAPP_US | MAPP_CA | Internal | Shoulder | B13 | 600 | 230 | 230 | 43.38 | 51.39 | 7 | 1.01
2040 | MAPP_US_2_MAPP_CA | MAPP_US | MAPP_CA | Internal | Shoulder | B14 | 900 | 230 | 230 | 28.23 | 51.39 | 7 | 16.16
2040 | MAPP_US_2_MAPP_CA | MAPP_US | MAPP_CA | Internal | Shoulder | B15 | 1203 | 230 | 230 | -15 | 51.39 | 7 | 59.4
2040 | MAPP_US_2_MAPP_CA | MAPP_US | MAPP_CA | Internal | Summer | B1 | 10 | 230 | 0 | 85.99 | 65.2 | 7 | 0
2040 | MAPP_US_2_MAPP_CA | MAPP_US | MAPP_CA | Internal | Summer | B2 | 25 | 230 | 0 | 81.1 | 74.1 | 7 | 0
2040 | MAPP_US_2_MAPP_CA | MAPP_US | MAPP_CA | Internal | Summer | B3 | 75 | 230 | 0 | 82.88 | 83.6 | 7 | 0
2040 | MAPP_US_2_MAPP_CA | MAPP_US | MAPP_CA | Internal | Summer | B4 | 100 | 230 | 0 | 81.48 | 75.12 | 7 | 0
2040 | MAPP_US_2_MAPP_CA | MAPP_US | MAPP_CA | Internal | Summer | B5 | 200 | 230 | 0 | 81.09 | 74.09 | 7 | 0
2040 | MAPP_US_2_MAPP_CA | MAPP_US | MAPP_CA | Internal | Summer | B6 | 300 | 230 | 0 | 77.31 | 84.3 | 7 | 0
2040 | MAPP_US_2_MAPP_CA | MAPP_US | MAPP_CA | Internal | Summer | B7 | 400 | 230 | 0 | 53.44 | 60.43 | 7 | 0
2040 | MAPP_US_2_MAPP_CA | MAPP_US | MAPP_CA | Internal | Summer | B8 | 500 | 230 | 230 | 39.45 | 51.46 | 7 | 5.01
2040 | MAPP_US_2_MAPP_CA | MAPP_US | MAPP_CA | Internal | Summer | B9 | 800 | 230 | 230 | 38.38 | 51.46 | 7 | 6.08
2040 | MAPP_US_2_MAPP_CA | MAPP_US | MAPP_CA | Internal | Summer | B10 | 1262 | 230 | 230 | 26.15 | 51.46 | 7 | 18.31
2040 | MAPP_US_2_MAPP_CA | MAPP_US | MAPP_CA | Internal | Winter | B16 | 25 | 230 | 230 | 22.78 | 61.57 | 7 | 31.79
2040 | MAPP_US_2_MAPP_CA | MAPP_US | MAPP_CA | Internal | Winter | B17 | 100 | 230 | 230 | 26.02 | 61.57 | 7 | 28.54
2040 | MAPP_US_2_MAPP_CA | MAPP_US | MAPP_CA | Internal | Winter | B18 | 400 | 230 | 230 | 38.14 | 61.57 | 7 | 16.42
2040 | MAPP_US_2_MAPP_CA | MAPP_US | MAPP_CA | Internal | Winter | B19 | 700 | 230 | 230 | 38.14 | 61.57 | 7 | 16.42
2040 | MAPP_US_2_MAPP_CA | MAPP_US | MAPP_CA | Internal | Winter | B20 | 935 | 230 | 230 | 22.78 | 61.57 | 7 | 31.79
2040 | MAPP_US_2_MISO_W | MAPP_US | MISO_W | Internal | Shoulder | B11 | 25 | 2635 | 2437.49 | 61.38 | 68.38 | 7 | 0
2040 | MAPP_US_2_MISO_W | MAPP_US | MISO_W | Internal | Shoulder | B12 | 200 | 2635 | 2487.93 | 48.7 | 55.7 | 7 | 0
2040 | MAPP_US_2_MISO_W | MAPP_US | MISO_W | Internal | Shoulder | B13 | 600 | 2635 | 2635 | 43.38 | 50.5 | 7 | 0.11
2040 | MAPP_US_2_MISO_W | MAPP_US | MISO_W | Internal | Shoulder | B14 | 900 | 2635 | 1677.25 | 28.23 | 35.23 | 7 | 0
2040 | MAPP_US_2_MISO_W | MAPP_US | MISO_W | Internal | Shoulder | B15 | 1203 | 2635 | 2231.46 | -15 | -8 | 7 | 0
2040 | MAPP_US_2_MISO_W | MAPP_US | MISO_W | Internal | Summer | B1 | 10 | 2635 | 255.79 | 85.99 | 92.99 | 7 | 0
2040 | MAPP_US_2_MISO_W | MAPP_US | MISO_W | Internal | Summer | B2 | 25 | 2635 | 860.58 | 81.1 | 88.1 | 7 | 0
2040 | MAPP_US_2_MISO_W | MAPP_US | MISO_W | Internal | Summer | B3 | 75 | 2635 | 733.76 | 82.88 | 89.88 | 7 | 0
2040 | MAPP_US_2_MISO_W | MAPP_US | MISO_W | Internal | Summer | B4 | 100 | 2635 | 1269.09 | 81.48 | 88.48 | 7 | 0
2040 | MAPP_US_2_MISO_W | MAPP_US | MISO_W | Internal | Summer | B5 | 200 | 2635 | 1392.26 | 81.09 | 88.09 | 7 | 0
2040 | MAPP_US_2_MISO_W | MAPP_US | MISO_W | Internal | Summer | B6 | 300 | 2635 | 1609.4 | 77.31 | 84.31 | 7 | 0
2040 | MAPP_US_2_MISO_W | MAPP_US | MISO_W | Internal | Summer | B7 | 400 | 2635 | 2209.2 | 53.44 | 60.44 | 7 | 0
2040 | MAPP_US_2_MISO_W | MAPP_US | MISO_W | Internal | Summer | B8 | 500 | 2635 | 2635 | 39.45 | 51.45 | 7 | 5
2040 | MAPP_US_2_MISO_W | MAPP_US | MISO_W | Internal | Summer | B9 | 800 | 2635 | 2635 | 38.38 | 45.54 | 7 | 0.17
2040 | MAPP_US_2_MISO_W | MAPP_US | MISO_W | Internal | Summer | B10 | 1262 | 2635 | 2635 | 26.15 | 35.48 | 7 | 2.33
2040 | MAPP_US_2_MISO_W | MAPP_US | MISO_W | Internal | Winter | B16 | 25 | 2635 | 2635 | 22.78 | 30.79 | 7 | 1.01
2040 | MAPP_US_2_MISO_W | MAPP_US | MISO_W | Internal | Winter | B17 | 100 | 2635 | 473.02 | 26.02 | 33.02 | 7 | 0
2040 | MAPP_US_2_MISO_W | MAPP_US | MISO_W | Internal | Winter | B18 | 400 | 2635 | 2611.87 | 38.14 | 45.14 | 7 | 0
2040 | MAPP_US_2_MISO_W | MAPP_US | MISO_W | Internal | Winter | B19 | 700 | 2635 | 1593.78 | 38.14 | 45.14 | 7 | 0
2040 | MAPP_US_2_MISO_W | MAPP_US | MISO_W | Internal | Winter | B20 | 935 | 2635 | 270.01 | 22.78 | 29.78 | 7 | 0
2040 | MAPP_US_2_NE | MAPP_US | NE | Internal | Shoulder | B11 | 25 | 2000 | 0 | 61.38 | 63.38 | 7 | 0
2040 | MAPP_US_2_NE | MAPP_US | NE | Internal | Shoulder | B12 | 200 | 2000 | 0 | 48.7 | 50.7 | 7 | 0
2040 | MAPP_US_2_NE | MAPP_US | NE | Internal | Shoulder | B13 | 600 | 2000 | 0 | 43.38 | 45.5 | 7 | 0
2040 | MAPP_US_2_NE | MAPP_US | NE | Internal | Shoulder | B14 | 900 | 2000 | 0 | 28.23 | 30.23 | 7 | 0
2040 | MAPP_US_2_NE | MAPP_US | NE | Internal | Shoulder | B15 | 1203 | 2000 | 0 | -15 | -25.21 | 7 | 0
2040 | MAPP_US_2_NE | MAPP_US | NE | Internal | Summer | B1 | 10 | 2000 | 0 | 85.99 | 87.99 | 7 | 0
2040 | MAPP_US_2_NE | MAPP_US | NE | Internal | Summer | B2 | 25 | 2000 | 0 | 81.1 | 83.1 | 7 | 0
2040 | MAPP_US_2_NE | MAPP_US | NE | Internal | Summer | B3 | 75 | 2000 | 0 | 82.88 | 84.88 | 7 | 0
2040 | MAPP_US_2_NE | MAPP_US | NE | Internal | Summer | B4 | 100 | 2000 | 0 | 81.48 | 83.48 | 7 | 0
2040 | MAPP_US_2_NE | MAPP_US | NE | Internal | Summer | B5 | 200 | 2000 | 0 | 81.09 | 83.09 | 7 | 0
2040 | MAPP_US_2_NE | MAPP_US | NE | Internal | Summer | B6 | 300 | 2000 | 0 | 77.31 | 79.31 | 7 | 0
2040 | MAPP_US_2_NE | MAPP_US | NE | Internal | Summer | B7 | 400 | 2000 | 0 | 53.44 | 55.44 | 7 | 0
2040 | MAPP_US_2_NE | MAPP_US | NE | Internal | Summer | B8 | 500 | 2000 | 89.07 | 39.45 | 46.45 | 7 | 0
2040 | MAPP_US_2_NE | MAPP_US | NE | Internal | Summer | B9 | 800 | 2000 | 0 | 38.38 | 40.54 | 7 | 0
2040 | MAPP_US_2_NE | MAPP_US | NE | Internal | Summer | B10 | 1262 | 2000 | 0 | 26.15 | 30.48 | 7 | 0
2040 | MAPP_US_2_NE | MAPP_US | NE | Internal | Winter | B16 | 25 | 2000 | 0 | 22.78 | -38.29 | 7 | 0
2040 | MAPP_US_2_NE | MAPP_US | NE | Internal | Winter | B17 | 100 | 2000 | 0 | 26.02 | 25.08 | 7 | 0
2040 | MAPP_US_2_NE | MAPP_US | NE | Internal | Winter | B18 | 400 | 2000 | 0 | 38.14 | 40.14 | 7 | 0
2040 | MAPP_US_2_NE | MAPP_US | NE | Internal | Winter | B19 | 700 | 2000 | 0 | 38.14 | 40.14 | 7 | 0
2040 | MAPP_US_2_NE | MAPP_US | NE | Internal | Winter | B20 | 935 | 2000 | 0 | 22.78 | 24.78 | 7 | 0
2040 | MARITIMES_2_NEISO | MARITIMES | NEISO | Internal | Shoulder | B11 | 25 | 99999 | 1720.66 | 49.71 | 49.73 | 0.01 | 0
2040 | MARITIMES_2_NEISO | MARITIMES | NEISO | Internal | Shoulder | B12 | 200 | 99999 | 1717.44 | 49.71 | 49.73 | 0.01 | 0
2040 | MARITIMES_2_NEISO | MARITIMES | NEISO | Internal | Shoulder | B13 | 600 | 99999 | 1704.78 | 45.21 | 45.22 | 0.01 | 0
2040 | MARITIMES_2_NEISO | MARITIMES | NEISO | Internal | Shoulder | B14 | 900 | 99999 | 1682.64 | 45.21 | 45.22 | 0.01 | 0
2040 | MARITIMES_2_NEISO | MARITIMES | NEISO | Internal | Shoulder | B15 | 1203 | 99999 | 648.08 | 45.21 | 45.22 | 0.01 | 0
2040 | MARITIMES_2_NEISO | MARITIMES | NEISO | Internal | Summer | B1 | 10 | 99999 | 1900 | 83.97 | 83.98 | 0.01 | 0
2040 | MARITIMES_2_NEISO | MARITIMES | NEISO | Internal | Summer | B2 | 25 | 99999 | 1878.75 | 74.42 | 74.43 | 0.01 | 0
2040 | MARITIMES_2_NEISO | MARITIMES | NEISO | Internal | Summer | B3 | 75 | 99999 | 1836.38 | 68.41 | 68.42 | 0.01 | 0
2040 | MARITIMES_2_NEISO | MARITIMES | NEISO | Internal | Summer | B4 | 100 | 99999 | 1799.97 | 64.86 | 64.87 | 0.01 | 0
2040 | MARITIMES_2_NEISO | MARITIMES | NEISO | Internal | Summer | B5 | 200 | 99999 | 1780.16 | 60.15 | 60.16 | 0.01 | 0
2040 | MARITIMES_2_NEISO | MARITIMES | NEISO | Internal | Summer | B6 | 300 | 99999 | 1757.82 | 54.87 | 54.88 | 0.01 | 0
2040 | MARITIMES_2_NEISO | MARITIMES | NEISO | Internal | Summer | B7 | 400 | 99999 | 1732.23 | 45.44 | 45.45 | 0.01 | 0
2040 | MARITIMES_2_NEISO | MARITIMES | NEISO | Internal | Summer | B8 | 500 | 99999 | 1712.1 | 45.44 | 45.45 | 0.01 | 0
2040 | MARITIMES_2_NEISO | MARITIMES | NEISO | Internal | Summer | B9 | 800 | 99999 | 1687.45 | 41.34 | 41.35 | 0.01 | 0
2040 | MARITIMES_2_NEISO | MARITIMES | NEISO | Internal | Summer | B10 | 1262 | 99999 | 465.06 | 41.34 | 41.35 | 0.01 | 0
2040 | MARITIMES_2_NEISO | MARITIMES | NEISO | Internal | Winter | B16 | 25 | 99999 | 1765.23 | 64 | 64.01 | 0.01 | 0
2040 | MARITIMES_2_NEISO | MARITIMES | NEISO | Internal | Winter | B17 | 100 | 99999 | 1747.34 | 62.87 | 62.88 | 0.01 | 0
2040 | MARITIMES_2_NEISO | MARITIMES | NEISO | Internal | Winter | B18 | 400 | 99999 | 1733.65 | 57.11 | 57.12 | 0.01 | 0
2040 | MARITIMES_2_NEISO | MARITIMES | NEISO | Internal | Winter | B19 | 700 | 99999 | 1708.15 | 57.11 | 57.12 | 0.01 | 0
2040 | MARITIMES_2_NEISO | MARITIMES | NEISO | Internal | Winter | B20 | 935 | 99999 | 723.43 | 57.11 | 57.12 | 0.01 | 0
2040 | MISO_IN_2_MISO_MI | MISO_IN | MISO_MI | Internal | Shoulder | B11 | 25 | 5081 | 1776.03 | 68.41 | 68.42 | 0.01 | 0
2040 | MISO_IN_2_MISO_MI | MISO_IN | MISO_MI | Internal | Shoulder | B12 | 200 | 5081 | 4161.87 | 59.69 | 59.7 | 0.01 | 0
2040 | MISO_IN_2_MISO_MI | MISO_IN | MISO_MI | Internal | Shoulder | B13 | 600 | 5081 | 5081 | 54.03 | 55.96 | 0.01 | 1.91
2040 | MISO_IN_2_MISO_MI | MISO_IN | MISO_MI | Internal | Shoulder | B14 | 900 | 5081 | 5081 | 49.46 | 51.83 | 0.01 | 2.36
2040 | MISO_IN_2_MISO_MI | MISO_IN | MISO_MI | Internal | Shoulder | B15 | 1203 | 5081 | 5081 | 47.4 | 49.53 | 0.01 | 2.12
2040 | MISO_IN_2_MISO_MI | MISO_IN | MISO_MI | Internal | Summer | B1 | 10 | 5081 | 3194.23 | 97.53 | 97.54 | 0.01 | 0
2040 | MISO_IN_2_MISO_MI | MISO_IN | MISO_MI | Internal | Summer | B2 | 25 | 5081 | 2126.26 | 90.66 | 90.67 | 0.01 | 0
2040 | MISO_IN_2_MISO_MI | MISO_IN | MISO_MI | Internal | Summer | B3 | 75 | 5081 | 616.95 | 90.32 | 90.33 | 0.01 | 0
2040 | MISO_IN_2_MISO_MI | MISO_IN | MISO_MI | Internal | Summer | B4 | 100 | 5081 | 0 | 88.5 | 88.49 | 0.01 | 0
2040 | MISO_IN_2_MISO_MI | MISO_IN | MISO_MI | Internal | Summer | B5 | 200 | 5081 | 0 | 88.11 | 88.09 | 0.01 | 0
2040 | MISO_IN_2_MISO_MI | MISO_IN | MISO_MI | Internal | Summer | B6 | 300 | 5081 | 0 | 84.34 | 84.32 | 0.01 | 0
2040 | MISO_IN_2_MISO_MI | MISO_IN | MISO_MI | Internal | Summer | B7 | 400 | 5081 | 1950.77 | 60.47 | 60.48 | 0.01 | 0
2040 | MISO_IN_2_MISO_MI | MISO_IN | MISO_MI | Internal | Summer | B8 | 500 | 5081 | 4822.04 | 52.57 | 52.58 | 0.01 | 0
2040 | MISO_IN_2_MISO_MI | MISO_IN | MISO_MI | Internal | Summer | B9 | 800 | 5081 | 5081 | 47.79 | 48.29 | 0.01 | 0.49
2040 | MISO_IN_2_MISO_MI | MISO_IN | MISO_MI | Internal | Summer | B10 | 1262 | 5081 | 5081 | 44.17 | 48.29 | 0.01 | 4.11
2040 | MISO_IN_2_MISO_MI | MISO_IN | MISO_MI | Internal | Winter | B16 | 25 | 5081 | 2731.71 | 72.29 | 72.31 | 0.01 | 0
2040 | MISO_IN_2_MISO_MI | MISO_IN | MISO_MI | Internal | Winter | B17 | 100 | 5081 | 3304.75 | 65.69 | 65.7 | 0.01 | 0
2040 | MISO_IN_2_MISO_MI | MISO_IN | MISO_MI | Internal | Winter | B18 | 400 | 5081 | 5081 | 55.16 | 59.16 | 0.01 | 3.99
2040 | MISO_IN_2_MISO_MI | MISO_IN | MISO_MI | Internal | Winter | B19 | 700 | 5081 | 5081 | 53.03 | 54.9 | 0.01 | 1.86
2040 | MISO_IN_2_MISO_MI | MISO_IN | MISO_MI | Internal | Winter | B20 | 935 | 5081 | 5081 | 44.2 | 52.45 | 0.01 | 8.23
2040 | MISO_IN_2_MISO_MO-IL | MISO_IN | MISO_MO-IL | Internal | Shoulder | B11 | 25 | 9129 | 0.03 | 68.41 | 68.39 | 0.01 | 0
2040 | MISO_IN_2_MISO_MO-IL | MISO_IN | MISO_MO-IL | Internal | Shoulder | B12 | 200 | 9129 | 0 | 59.69 | 55.72 | 0.01 | 0
2040 | MISO_IN_2_MISO_MO-IL | MISO_IN | MISO_MO-IL | Internal | Shoulder | B13 | 600 | 9129 | 0 | 54.03 | 50.51 | 0.01 | 0
2040 | MISO_IN_2_MISO_MO-IL | MISO_IN | MISO_MO-IL | Internal | Shoulder | B14 | 900 | 9129 | 0 | 49.46 | 47.4 | 0.01 | 0
2040 | MISO_IN_2_MISO_MO-IL | MISO_IN | MISO_MO-IL | Internal | Shoulder | B15 | 1203 | 9129 | 0 | 47.4 | 43.63 | 0.01 | 0
2040 | MISO_IN_2_MISO_MO-IL | MISO_IN | MISO_MO-IL | Internal | Summer | B1 | 10 | 9129 | 0.06 | 97.53 | 97.52 | 0.01 | 0
2040 | MISO_IN_2_MISO_MO-IL | MISO_IN | MISO_MO-IL | Internal | Summer | B2 | 25 | 9129 | 0.02 | 90.66 | 90.64 | 0.01 | 0
2040 | MISO_IN_2_MISO_MO-IL | MISO_IN | MISO_MO-IL | Internal | Summer | B3 | 75 | 9129 | 0 | 90.32 | 90.31 | 0.01 | 0
2040 | MISO_IN_2_MISO_MO-IL | MISO_IN | MISO_MO-IL | Internal | Summer | B4 | 100 | 9129 | 0 | 88.5 | 88.49 | 0.01 | 0
2040 | MISO_IN_2_MISO_MO-IL | MISO_IN | MISO_MO-IL | Internal | Summer | B5 | 200 | 9129 | 0 | 88.11 | 88.1 | 0.01 | 0
2040 | MISO_IN_2_MISO_MO-IL | MISO_IN | MISO_MO-IL | Internal | Summer | B6 | 300 | 9129 | 0 | 84.34 | 84.32 | 0.01 | 0
2040 | MISO_IN_2_MISO_MO-IL | MISO_IN | MISO_MO-IL | Internal | Summer | B7 | 400 | 9129 | 0 | 60.47 | 60.46 | 0.01 | 0
2040 | MISO_IN_2_MISO_MO-IL | MISO_IN | MISO_MO-IL | Internal | Summer | B8 | 500 | 9129 | 0 | 52.57 | 52.55 | 0.01 | 0
2040 | MISO_IN_2_MISO_MO-IL | MISO_IN | MISO_MO-IL | Internal | Summer | B9 | 800 | 9129 | 0 | 47.79 | 45.55 | 0.01 | 0
2040 | MISO_IN_2_MISO_MO-IL | MISO_IN | MISO_MO-IL | Internal | Summer | B10 | 1262 | 9129 | 0 | 44.17 | 42.95 | 0.01 | 0
2040 | MISO_IN_2_MISO_MO-IL | MISO_IN | MISO_MO-IL | Internal | Winter | B16 | 25 | 9129 | 0 | 72.29 | 70.06 | 0.01 | 0
2040 | MISO_IN_2_MISO_MO-IL | MISO_IN | MISO_MO-IL | Internal | Winter | B17 | 100 | 9129 | 0 | 65.69 | 56.69 | 0.01 | 0
2040 | MISO_IN_2_MISO_MO-IL | MISO_IN | MISO_MO-IL | Internal | Winter | B18 | 400 | 9129 | 0 | 55.16 | 54 | 0.01 | 0
2040 | MISO_IN_2_MISO_MO-IL | MISO_IN | MISO_MO-IL | Internal | Winter | B19 | 700 | 9129 | 0 | 53.03 | 48.71 | 0.01 | 0
2040 | MISO_IN_2_MISO_MO-IL | MISO_IN | MISO_MO-IL | Internal | Winter | B20 | 935 | 9129 | 0 | 44.2 | 41.62 | 0.01 | 0
2040 | MISO_IN_2_NonRTO_Midwest | MISO_IN | NonRTO_Midwest | Internal | Shoulder | B11 | 25 | 4800 | 1642.18 | 68.41 | 76.41 | 8 | 0
2040 | MISO_IN_2_NonRTO_Midwest | MISO_IN | NonRTO_Midwest | Internal | Shoulder | B12 | 200 | 4800 | 835.19 | 59.69 | 67.69 | 8 | 0
2040 | MISO_IN_2_NonRTO_Midwest | MISO_IN | NonRTO_Midwest | Internal | Shoulder | B13 | 600 | 4800 | 0 | 54.03 | 57.78 | 8 | 0
2040 | MISO_IN_2_NonRTO_Midwest | MISO_IN | NonRTO_Midwest | Internal | Shoulder | B14 | 900 | 4800 | 0 | 49.46 | 53.43 | 8 | 0
2040 | MISO_IN_2_NonRTO_Midwest | MISO_IN | NonRTO_Midwest | Internal | Shoulder | B15 | 1203 | 4800 | 0 | 47.4 | 53.43 | 8 | 0
2040 | MISO_IN_2_NonRTO_Midwest | MISO_IN | NonRTO_Midwest | Internal | Summer | B1 | 10 | 4800 | 0 | 97.53 | 94.05 | 8 | 0
2040 | MISO_IN_2_NonRTO_Midwest | MISO_IN | NonRTO_Midwest | Internal | Summer | B2 | 25 | 4800 | 0 | 90.66 | 94.05 | 8 | 0
2040 | MISO_IN_2_NonRTO_Midwest | MISO_IN | NonRTO_Midwest | Internal | Summer | B3 | 75 | 4800 | 0 | 90.32 | 94.05 | 8 | 0
2040 | MISO_IN_2_NonRTO_Midwest | MISO_IN | NonRTO_Midwest | Internal | Summer | B4 | 100 | 4800 | 0 | 88.5 | 94.05 | 8 | 0
2040 | MISO_IN_2_NonRTO_Midwest | MISO_IN | NonRTO_Midwest | Internal | Summer | B5 | 200 | 4800 | 0 | 88.11 | 94.05 | 8 | 0
2040 | MISO_IN_2_NonRTO_Midwest | MISO_IN | NonRTO_Midwest | Internal | Summer | B6 | 300 | 4800 | 0 | 84.34 | 88.58 | 8 | 0
2040 | MISO_IN_2_NonRTO_Midwest | MISO_IN | NonRTO_Midwest | Internal | Summer | B7 | 400 | 4800 | 0 | 60.47 | 52.47 | 8 | 0
2040 | MISO_IN_2_NonRTO_Midwest | MISO_IN | NonRTO_Midwest | Internal | Summer | B8 | 500 | 4800 | 0 | 52.57 | 51.79 | 8 | 0
2040 | MISO_IN_2_NonRTO_Midwest | MISO_IN | NonRTO_Midwest | Internal | Summer | B9 | 800 | 4800 | 0 | 47.79 | 51.79 | 8 | 0
2040 | MISO_IN_2_NonRTO_Midwest | MISO_IN | NonRTO_Midwest | Internal | Summer | B10 | 1262 | 4800 | 0 | 44.17 | 46.72 | 8 | 0
2040 | MISO_IN_2_NonRTO_Midwest | MISO_IN | NonRTO_Midwest | Internal | Winter | B16 | 25 | 4800 | 2989.96 | 72.29 | 80.29 | 8 | 0
2040 | MISO_IN_2_NonRTO_Midwest | MISO_IN | NonRTO_Midwest | Internal | Winter | B17 | 100 | 4800 | 1352.26 | 65.69 | 73.69 | 8 | 0
2040 | MISO_IN_2_NonRTO_Midwest | MISO_IN | NonRTO_Midwest | Internal | Winter | B18 | 400 | 4800 | 120.63 | 55.16 | 63.16 | 8 | 0
2040 | MISO_IN_2_NonRTO_Midwest | MISO_IN | NonRTO_Midwest | Internal | Winter | B19 | 700 | 4800 | 0 | 53.03 | 57.5 | 8 | 0
2040 | MISO_IN_2_NonRTO_Midwest | MISO_IN | NonRTO_Midwest | Internal | Winter | B20 | 935 | 4800 | 763.55 | 44.2 | 52.2 | 8 | 0
2040 | MISO_IN_2_PJM_ROR | MISO_IN | PJM_ROR | Internal | Shoulder | B11 | 25 | 992 | 0 | 68.41 | 68.6 | 2 | 0
2040 | MISO_IN_2_PJM_ROR | MISO_IN | PJM_ROR | Internal | Shoulder | B12 | 200 | 992 | 0 | 59.69 | 57.7 | 2 | 0
2040 | MISO_IN_2_PJM_ROR | MISO_IN | PJM_ROR | Internal | Shoulder | B13 | 600 | 992 | 0 | 54.03 | 52.5 | 2 | 0
2040 | MISO_IN_2_PJM_ROR | MISO_IN | PJM_ROR | Internal | Shoulder | B14 | 900 | 992 | 0 | 49.46 | 49.4 | 2 | 0
2040 | MISO_IN_2_PJM_ROR | MISO_IN | PJM_ROR | Internal | Shoulder | B15 | 1203 | 992 | 191.15 | 47.4 | 49.4 | 2 | 0
2040 | MISO_IN_2_PJM_ROR | MISO_IN | PJM_ROR | Internal | Summer | B1 | 10 | 992 | 0 | 97.53 | 94.99 | 2 | 0
2040 | MISO_IN_2_PJM_ROR | MISO_IN | PJM_ROR | Internal | Summer | B2 | 25 | 992 | 0 | 90.66 | 86.48 | 2 | 0
2040 | MISO_IN_2_PJM_ROR | MISO_IN | PJM_ROR | Internal | Summer | B3 | 75 | 992 | 0 | 90.32 | 86.48 | 2 | 0
2040 | MISO_IN_2_PJM_ROR | MISO_IN | PJM_ROR | Internal | Summer | B4 | 100 | 992 | 0 | 88.5 | 86.48 | 2 | 0
2040 | MISO_IN_2_PJM_ROR | MISO_IN | PJM_ROR | Internal | Summer | B5 | 200 | 992 | 0 | 88.11 | 86.09 | 2 | 0
2040 | MISO_IN_2_PJM_ROR | MISO_IN | PJM_ROR | Internal | Summer | B6 | 300 | 992 | 0 | 84.34 | 82.31 | 2 | 0
2040 | MISO_IN_2_PJM_ROR | MISO_IN | PJM_ROR | Internal | Summer | B7 | 400 | 992 | 0 | 60.47 | 58.46 | 2 | 0
2040 | MISO_IN_2_PJM_ROR | MISO_IN | PJM_ROR | Internal | Summer | B8 | 500 | 992 | 0 | 52.57 | 50.58 | 2 | 0
2040 | MISO_IN_2_PJM_ROR | MISO_IN | PJM_ROR | Internal | Summer | B9 | 800 | 992 | 0 | 47.79 | 47.54 | 2 | 0
2040 | MISO_IN_2_PJM_ROR | MISO_IN | PJM_ROR | Internal | Summer | B10 | 1262 | 992 | 991.99 | 44.17 | 46.18 | 2 | 0.01
2040 | MISO_IN_2_PJM_ROR | MISO_IN | PJM_ROR | Internal | Winter | B16 | 25 | 992 | 0 | 72.29 | 73.39 | 2 | 0
2040 | MISO_IN_2_PJM_ROR | MISO_IN | PJM_ROR | Internal | Winter | B17 | 100 | 992 | 0 | 65.69 | 63.7 | 2 | 0
2040 | MISO_IN_2_PJM_ROR | MISO_IN | PJM_ROR | Internal | Winter | B18 | 400 | 992 | 230.55 | 55.16 | 57.16 | 2 | 0
2040 | MISO_IN_2_PJM_ROR | MISO_IN | PJM_ROR | Internal | Winter | B19 | 700 | 992 | 0 | 53.03 | 53.56 | 2 | 0
2040 | MISO_IN_2_PJM_ROR | MISO_IN | PJM_ROR | Internal | Winter | B20 | 935 | 992 | 992 | 44.2 | 53.29 | 2 | 7.08
2040 | MISO_MI_2_IESO | MISO_MI | IESO | Internal | Shoulder | B11 | 25 | 1580 | 0 | 68.42 | 52.7 | 8 | 0
2040 | MISO_MI_2_IESO | MISO_MI | IESO | Internal | Shoulder | B12 | 200 | 1580 | 0 | 59.7 | 52.7 | 8 | 0
2040 | MISO_MI_2_IESO | MISO_MI | IESO | Internal | Shoulder | B13 | 600 | 1580 | 0 | 55.96 | 52.26 | 8 | 0
2040 | MISO_MI_2_IESO | MISO_MI | IESO | Internal | Shoulder | B14 | 900 | 1580 | 0 | 51.83 | 52.26 | 8 | 0
2040 | MISO_MI_2_IESO | MISO_MI | IESO | Internal | Shoulder | B15 | 1203 | 1580 | 0 | 49.53 | 52.26 | 8 | 0
2040 | MISO_MI_2_IESO | MISO_MI | IESO | Internal | Summer | B1 | 10 | 1580 | 0 | 97.54 | 90.54 | 8 | 0
2040 | MISO_MI_2_IESO | MISO_MI | IESO | Internal | Summer | B2 | 25 | 1580 | 0 | 90.67 | 84.43 | 8 | 0
2040 | MISO_MI_2_IESO | MISO_MI | IESO | Internal | Summer | B3 | 75 | 1580 | 0 | 90.33 | 76.6 | 8 | 0
2040 | MISO_MI_2_IESO | MISO_MI | IESO | Internal | Summer | B4 | 100 | 1580 | 0 | 88.49 | 68.12 | 8 | 0
2040 | MISO_MI_2_IESO | MISO_MI | IESO | Internal | Summer | B5 | 200 | 1580 | 0 | 88.09 | 56.16 | 8 | 0
2040 | MISO_MI_2_IESO | MISO_MI | IESO | Internal | Summer | B6 | 300 | 1580 | 0 | 84.32 | 52.64 | 8 | 0
2040 | MISO_MI_2_IESO | MISO_MI | IESO | Internal | Summer | B7 | 400 | 1580 | 0 | 60.48 | 52 | 8 | 0
2040 | MISO_MI_2_IESO | MISO_MI | IESO | Internal | Summer | B8 | 500 | 1580 | 0 | 52.58 | 49.31 | 8 | 0
2040 | MISO_MI_2_IESO | MISO_MI | IESO | Internal | Summer | B9 | 800 | 1580 | 0 | 48.29 | 49.31 | 8 | 0
2040 | MISO_MI_2_IESO | MISO_MI | IESO | Internal | Summer | B10 | 1262 | 1580 | 0 | 48.29 | 49.31 | 8 | 0
2040 | MISO_MI_2_IESO | MISO_MI | IESO | Internal | Winter | B16 | 25 | 1580 | 0 | 72.31 | 59.42 | 8 | 0
2040 | MISO_MI_2_IESO | MISO_MI | IESO | Internal | Winter | B17 | 100 | 1580 | 0 | 65.7 | 55.05 | 8 | 0
2040 | MISO_MI_2_IESO | MISO_MI | IESO | Internal | Winter | B18 | 400 | 1580 | 0 | 59.16 | 55.05 | 8 | 0
2040 | MISO_MI_2_IESO | MISO_MI | IESO | Internal | Winter | B19 | 700 | 1580 | 0 | 54.9 | 55.05 | 8 | 0
2040 | MISO_MI_2_IESO | MISO_MI | IESO | Internal | Winter | B20 | 935 | 1580 | 0 | 52.45 | 55.05 | 8 | 0
2040 | MISO_MI_2_MISO_IN | MISO_MI | MISO_IN | Internal | Shoulder | B11 | 25 | 2126 | 0.03 | 68.42 | 68.41 | 0.01 | 0
2040 | MISO_MI_2_MISO_IN | MISO_MI | MISO_IN | Internal | Shoulder | B12 | 200 | 2126 | 0 | 59.7 | 59.69 | 0.01 | 0
2040 | MISO_MI_2_MISO_IN | MISO_MI | MISO_IN | Internal | Shoulder | B13 | 600 | 2126 | 0 | 55.96 | 54.03 | 0.01 | 0
2040 | MISO_MI_2_MISO_IN | MISO_MI | MISO_IN | Internal | Shoulder | B14 | 900 | 2126 | 0 | 51.83 | 49.46 | 0.01 | 0
2040 | MISO_MI_2_MISO_IN | MISO_MI | MISO_IN | Internal | Shoulder | B15 | 1203 | 2126 | 0 | 49.53 | 47.4 | 0.01 | 0
2040 | MISO_MI_2_MISO_IN | MISO_MI | MISO_IN | Internal | Summer | B1 | 10 | 2126 | 0.06 | 97.54 | 97.53 | 0.01 | 0
2040 | MISO_MI_2_MISO_IN | MISO_MI | MISO_IN | Internal | Summer | B2 | 25 | 2126 | 0.03 | 90.67 | 90.66 | 0.01 | 0
2040 | MISO_MI_2_MISO_IN | MISO_MI | MISO_IN | Internal | Summer | B3 | 75 | 2126 | 0 | 90.33 | 90.32 | 0.01 | 0
2040 | MISO_MI_2_MISO_IN | MISO_MI | MISO_IN | Internal | Summer | B4 | 100 | 2126 | 1153.76 | 88.49 | 88.5 | 0.01 | 0
2040 | MISO_MI_2_MISO_IN | MISO_MI | MISO_IN | Internal | Summer | B5 | 200 | 2126 | 2125.99 | 88.09 | 88.11 | 0.01 | 0.01
2040 | MISO_MI_2_MISO_IN | MISO_MI | MISO_IN | Internal | Summer | B6 | 300 | 2126 | 10.61 | 84.32 | 84.34 | 0.01 | 0
2040 | MISO_MI_2_MISO_IN | MISO_MI | MISO_IN | Internal | Summer | B7 | 400 | 2126 | 0 | 60.48 | 60.47 | 0.01 | 0
2040 | MISO_MI_2_MISO_IN | MISO_MI | MISO_IN | Internal | Summer | B8 | 500 | 2126 | 0 | 52.58 | 52.57 | 0.01 | 0
2040 | MISO_MI_2_MISO_IN | MISO_MI | MISO_IN | Internal | Summer | B9 | 800 | 2126 | 0 | 48.29 | 47.79 | 0.01 | 0
2040 | MISO_MI_2_MISO_IN | MISO_MI | MISO_IN | Internal | Summer | B10 | 1262 | 2126 | 0 | 48.29 | 44.17 | 0.01 | 0
2040 | MISO_MI_2_MISO_IN | MISO_MI | MISO_IN | Internal | Winter | B16 | 25 | 2126 | 0.03 | 72.31 | 72.29 | 0.01 | 0
2040 | MISO_MI_2_MISO_IN | MISO_MI | MISO_IN | Internal | Winter | B17 | 100 | 2126 | 0 | 65.7 | 65.69 | 0.01 | 0
2040 | MISO_MI_2_MISO_IN | MISO_MI | MISO_IN | Internal | Winter | B18 | 400 | 2126 | 0 | 59.16 | 55.16 | 0.01 | 0
2040 | MISO_MI_2_MISO_IN | MISO_MI | MISO_IN | Internal | Winter | B19 | 700 | 2126 | 0 | 54.9 | 53.03 | 0.01 | 0
2040 | MISO_MI_2_MISO_IN | MISO_MI | MISO_IN | Internal | Winter | B20 | 935 | 2126 | 0 | 52.45 | 44.2 | 0.01 | 0
2040 | MISO_MI_2_MISO_WUMS | MISO_MI | MISO_WUMS | Internal | Shoulder | B11 | 25 | 166 | 0.02 | 68.42 | 68.39 | 0.01 | 0
2040 | MISO_MI_2_MISO_WUMS | MISO_MI | MISO_WUMS | Internal | Shoulder | B12 | 200 | 166 | 0 | 59.7 | 55.72 | 0.01 | 0
2040 | MISO_MI_2_MISO_WUMS | MISO_MI | MISO_WUMS | Internal | Shoulder | B13 | 600 | 166 | 0 | 55.96 | 54.04 | 0.01 | 0
2040 | MISO_MI_2_MISO_WUMS | MISO_MI | MISO_WUMS | Internal | Shoulder | B14 | 900 | 166 | 0 | 51.83 | 51.4 | 0.01 | 0
2040 | MISO_MI_2_MISO_WUMS | MISO_MI | MISO_WUMS | Internal | Shoulder | B15 | 1203 | 166 | 45.23 | 49.53 | 49.54 | 0.01 | 0
2040 | MISO_MI_2_MISO_WUMS | MISO_MI | MISO_WUMS | Internal | Summer | B1 | 10 | 166 | 0 | 97.54 | 84.3 | 0.01 | 0
2040 | MISO_MI_2_MISO_WUMS | MISO_MI | MISO_WUMS | Internal | Summer | B2 | 25 | 166 | 0 | 90.67 | 84.3 | 0.01 | 0
2040 | MISO_MI_2_MISO_WUMS | MISO_MI | MISO_WUMS | Internal | Summer | B3 | 75 | 166 | 0 | 90.33 | 84.3 | 0.01 | 0
2040 | MISO_MI_2_MISO_WUMS | MISO_MI | MISO_WUMS | Internal | Summer | B4 | 100 | 166 | 0 | 88.49 | 84.3 | 0.01 | 0
2040 | MISO_MI_2_MISO_WUMS | MISO_MI | MISO_WUMS | Internal | Summer | B5 | 200 | 166 | 0 | 88.09 | 84.3 | 0.01 | 0
2040 | MISO_MI_2_MISO_WUMS | MISO_MI | MISO_WUMS | Internal | Summer | B6 | 300 | 166 | 0 | 84.32 | 84.3 | 0.01 | 0
2040 | MISO_MI_2_MISO_WUMS | MISO_MI | MISO_WUMS | Internal | Summer | B7 | 400 | 166 | 0 | 60.48 | 60.46 | 0.01 | 0
2040 | MISO_MI_2_MISO_WUMS | MISO_MI | MISO_WUMS | Internal | Summer | B8 | 500 | 166 | 0 | 52.58 | 51.92 | 0.01 | 0
2040 | MISO_MI_2_MISO_WUMS | MISO_MI | MISO_WUMS | Internal | Summer | B9 | 800 | 166 | 0 | 48.29 | 47.86 | 0.01 | 0
2040 | MISO_MI_2_MISO_WUMS | MISO_MI | MISO_WUMS | Internal | Summer | B10 | 1262 | 166 | 0 | 48.29 | 47.7 | 0.01 | 0
2040 | MISO_MI_2_MISO_WUMS | MISO_MI | MISO_WUMS | Internal | Winter | B16 | 25 | 166 | 0 | 72.31 | 57.96 | 0.01 | 0
2040 | MISO_MI_2_MISO_WUMS | MISO_MI | MISO_WUMS | Internal | Winter | B17 | 100 | 166 | 0 | 65.7 | 61.7 | 0.01 | 0
2040 | MISO_MI_2_MISO_WUMS | MISO_MI | MISO_WUMS | Internal | Winter | B18 | 400 | 166 | 0 | 59.16 | 57.96 | 0.01 | 0
2040 | MISO_MI_2_MISO_WUMS | MISO_MI | MISO_WUMS | Internal | Winter | B19 | 700 | 166 | 0 | 54.9 | 54.23 | 0.01 | 0
2040 | MISO_MI_2_MISO_WUMS | MISO_MI | MISO_WUMS | Internal | Winter | B20 | 935 | 166 | 0 | 52.45 | 51.29 | 0.01 | 0
2040 | MISO_MI_2_PJM_ROR | MISO_MI | PJM_ROR | Internal | Shoulder | B11 | 25 | 1424 | 0 | 68.42 | 68.6 | 2 | 0
2040 | MISO_MI_2_PJM_ROR | MISO_MI | PJM_ROR | Internal | Shoulder | B12 | 200 | 1424 | 0 | 59.7 | 57.7 | 2 | 0
2040 | MISO_MI_2_PJM_ROR | MISO_MI | PJM_ROR | Internal | Shoulder | B13 | 600 | 1424 | 0 | 55.96 | 52.5 | 2 | 0
2040 | MISO_MI_2_PJM_ROR | MISO_MI | PJM_ROR | Internal | Shoulder | B14 | 900 | 1424 | 0 | 51.83 | 49.4 | 2 | 0
2040 | MISO_MI_2_PJM_ROR | MISO_MI | PJM_ROR | Internal | Shoulder | B15 | 1203 | 1424 | 0 | 49.53 | 49.4 | 2 | 0
2040 | MISO_MI_2_PJM_ROR | MISO_MI | PJM_ROR | Internal | Summer | B1 | 10 | 1424 | 0 | 97.54 | 94.99 | 2 | 0
2040 | MISO_MI_2_PJM_ROR | MISO_MI | PJM_ROR | Internal | Summer | B2 | 25 | 1424 | 0 | 90.67 | 86.48 | 2 | 0
2040 | MISO_MI_2_PJM_ROR | MISO_MI | PJM_ROR | Internal | Summer | B3 | 75 | 1424 | 0 | 90.33 | 86.48 | 2 | 0
2040 | MISO_MI_2_PJM_ROR | MISO_MI | PJM_ROR | Internal | Summer | B4 | 100 | 1424 | 0 | 88.49 | 86.48 | 2 | 0
2040 | MISO_MI_2_PJM_ROR | MISO_MI | PJM_ROR | Internal | Summer | B5 | 200 | 1424 | 0 | 88.09 | 86.09 | 2 | 0
2040 | MISO_MI_2_PJM_ROR | MISO_MI | PJM_ROR | Internal | Summer | B6 | 300 | 1424 | 0 | 84.32 | 82.31 | 2 | 0
2040 | MISO_MI_2_PJM_ROR | MISO_MI | PJM_ROR | Internal | Summer | B7 | 400 | 1424 | 0 | 60.48 | 58.46 | 2 | 0
2040 | MISO_MI_2_PJM_ROR | MISO_MI | PJM_ROR | Internal | Summer | B8 | 500 | 1424 | 0 | 52.58 | 50.58 | 2 | 0
2040 | MISO_MI_2_PJM_ROR | MISO_MI | PJM_ROR | Internal | Summer | B9 | 800 | 1424 | 0 | 48.29 | 47.54 | 2 | 0
2040 | MISO_MI_2_PJM_ROR | MISO_MI | PJM_ROR | Internal | Summer | B10 | 1262 | 1424 | 0 | 48.29 | 46.18 | 2 | 0
2040 | MISO_MI_2_PJM_ROR | MISO_MI | PJM_ROR | Internal | Winter | B16 | 25 | 1424 | 0 | 72.31 | 73.39 | 2 | 0
2040 | MISO_MI_2_PJM_ROR | MISO_MI | PJM_ROR | Internal | Winter | B17 | 100 | 1424 | 0 | 65.7 | 63.7 | 2 | 0
2040 | MISO_MI_2_PJM_ROR | MISO_MI | PJM_ROR | Internal | Winter | B18 | 400 | 1424 | 0 | 59.16 | 57.16 | 2 | 0
2040 | MISO_MI_2_PJM_ROR | MISO_MI | PJM_ROR | Internal | Winter | B19 | 700 | 1424 | 0 | 54.9 | 53.56 | 2 | 0
2040 | MISO_MI_2_PJM_ROR | MISO_MI | PJM_ROR | Internal | Winter | B20 | 935 | 1424 | 0 | 52.45 | 53.29 | 2 | 0
2040 | MISO_MO-IL_2_ENT | MISO_MO-IL | ENT | Internal | Shoulder | B11 | 25 | 2540 | 0 | 68.39 | 68.39 | 8 | 0
2040 | MISO_MO-IL_2_ENT | MISO_MO-IL | ENT | Internal | Shoulder | B12 | 200 | 2540 | 0 | 55.72 | 55.73 | 8 | 0
2040 | MISO_MO-IL_2_ENT | MISO_MO-IL | ENT | Internal | Shoulder | B13 | 600 | 2540 | 0 | 50.51 | 52.35 | 8 | 0
2040 | MISO_MO-IL_2_ENT | MISO_MO-IL | ENT | Internal | Shoulder | B14 | 900 | 2540 | 0 | 47.4 | 52.35 | 8 | 0
2040 | MISO_MO-IL_2_ENT | MISO_MO-IL | ENT | Internal | Shoulder | B15 | 1203 | 2540 | 0 | 43.63 | 46.55 | 8 | 0
2040 | MISO_MO-IL_2_ENT | MISO_MO-IL | ENT | Internal | Summer | B1 | 10 | 2540 | 0 | 97.52 | 92.99 | 8 | 0
2040 | MISO_MO-IL_2_ENT | MISO_MO-IL | ENT | Internal | Summer | B2 | 25 | 2540 | 0 | 90.64 | 88.11 | 8 | 0
2040 | MISO_MO-IL_2_ENT | MISO_MO-IL | ENT | Internal | Summer | B3 | 75 | 2540 | 0 | 90.31 | 90.31 | 8 | 0
2040 | MISO_MO-IL_2_ENT | MISO_MO-IL | ENT | Internal | Summer | B4 | 100 | 2540 | 0 | 88.49 | 88.49 | 8 | 0
2040 | MISO_MO-IL_2_ENT | MISO_MO-IL | ENT | Internal | Summer | B5 | 200 | 2540 | 0 | 88.1 | 88.1 | 8 | 0
2040 | MISO_MO-IL_2_ENT | MISO_MO-IL | ENT | Internal | Summer | B6 | 300 | 2540 | 0 | 84.32 | 81.36 | 8 | 0
2040 | MISO_MO-IL_2_ENT | MISO_MO-IL | ENT | Internal | Summer | B7 | 400 | 2540 | 0 | 60.46 | 60.46 | 8 | 0
2040 | MISO_MO-IL_2_ENT | MISO_MO-IL | ENT | Internal | Summer | B8 | 500 | 2540 | 0 | 52.55 | 57.07 | 8 | 0
2040 | MISO_MO-IL_2_ENT | MISO_MO-IL | ENT | Internal | Summer | B9 | 800 | 2540 | 0 | 45.55 | 52.53 | 8 | 0
2040 | MISO_MO-IL_2_ENT | MISO_MO-IL | ENT | Internal | Summer | B10 | 1262 | 2540 | 0 | 42.95 | 46.51 | 8 | 0
2040 | MISO_MO-IL_2_ENT | MISO_MO-IL | ENT | Internal | Winter | B16 | 25 | 2540 | 0 | 70.06 | 62.06 | 8 | 0
2040 | MISO_MO-IL_2_ENT | MISO_MO-IL | ENT | Internal | Winter | B17 | 100 | 2540 | 0 | 56.69 | 56.07 | 8 | 0
2040 | MISO_MO-IL_2_ENT | MISO_MO-IL | ENT | Internal | Winter | B18 | 400 | 2540 | 0 | 54 | 56.07 | 8 | 0
2040 | MISO_MO-IL_2_ENT | MISO_MO-IL | ENT | Internal | Winter | B19 | 700 | 2540 | 0 | 48.71 | 49.96 | 8 | 0
2040 | MISO_MO-IL_2_ENT | MISO_MO-IL | ENT | Internal | Winter | B20 | 935 | 2540 | 74.08 | 41.62 | 49.62 | 8 | 0
2040 | MISO_MO-IL_2_MISO_IN | MISO_MO-IL | MISO_IN | Internal | Shoulder | B11 | 25 | 6229 | 4956.78 | 68.39 | 68.41 | 0.01 | 0
2040 | MISO_MO-IL_2_MISO_IN | MISO_MO-IL | MISO_IN | Internal | Shoulder | B12 | 200 | 6229 | 6229 | 55.72 | 59.69 | 0.01 | 3.96
2040 | MISO_MO-IL_2_MISO_IN | MISO_MO-IL | MISO_IN | Internal | Shoulder | B13 | 600 | 6229 | 6229 | 50.51 | 54.03 | 0.01 | 3.51
2040 | MISO_MO-IL_2_MISO_IN | MISO_MO-IL | MISO_IN | Internal | Shoulder | B14 | 900 | 6229 | 6229 | 47.4 | 49.46 | 0.01 | 2.05
2040 | MISO_MO-IL_2_MISO_IN | MISO_MO-IL | MISO_IN | Internal | Shoulder | B15 | 1203 | 6229 | 6229 | 43.63 | 47.4 | 0.01 | 3.76
2040 | MISO_MO-IL_2_MISO_IN | MISO_MO-IL | MISO_IN | Internal | Summer | B1 | 10 | 6229 | 5939.39 | 97.52 | 97.53 | 0.01 | 0
2040 | MISO_MO-IL_2_MISO_IN | MISO_MO-IL | MISO_IN | Internal | Summer | B2 | 25 | 6229 | 5762.26 | 90.64 | 90.66 | 0.01 | 0
2040 | MISO_MO-IL_2_MISO_IN | MISO_MO-IL | MISO_IN | Internal | Summer | B3 | 75 | 6229 | 5112.52 | 90.31 | 90.32 | 0.01 | 0
2040 | MISO_MO-IL_2_MISO_IN | MISO_MO-IL | MISO_IN | Internal | Summer | B4 | 100 | 6229 | 3549.38 | 88.49 | 88.5 | 0.01 | 0
2040 | MISO_MO-IL_2_MISO_IN | MISO_MO-IL | MISO_IN | Internal | Summer | B5 | 200 | 6229 | 1584.82 | 88.1 | 88.11 | 0.01 | 0
2040 | MISO_MO-IL_2_MISO_IN | MISO_MO-IL | MISO_IN | Internal | Summer | B6 | 300 | 6229 | 2078.37 | 84.32 | 84.34 | 0.01 | 0
2040 | MISO_MO-IL_2_MISO_IN | MISO_MO-IL | MISO_IN | Internal | Summer | B7 | 400 | 6229 | 1798.73 | 60.46 | 60.47 | 0.01 | 0
2040 | MISO_MO-IL_2_MISO_IN | MISO_MO-IL | MISO_IN | Internal | Summer | B8 | 500 | 6229 | 4777.79 | 52.55 | 52.57 | 0.01 | 0
2040 | MISO_MO-IL_2_MISO_IN | MISO_MO-IL | MISO_IN | Internal | Summer | B9 | 800 | 6229 | 6229 | 45.55 | 47.79 | 0.01 | 2.22
2040 | MISO_MO-IL_2_MISO_IN | MISO_MO-IL | MISO_IN | Internal | Summer | B10 | 1262 | 6229 | 6229 | 42.95 | 44.17 | 0.01 | 1.21
2040 | MISO_MO-IL_2_MISO_IN | MISO_MO-IL | MISO_IN | Internal | Winter | B16 | 25 | 6229 | 6229 | 70.06 | 72.29 | 0.01 | 2.22
2040 | MISO_MO-IL_2_MISO_IN | MISO_MO-IL | MISO_IN | Internal | Winter | B17 | 100 | 6229 | 6229 | 56.69 | 65.69 | 0.01 | 8.99
2040 | MISO_MO-IL_2_MISO_IN | MISO_MO-IL | MISO_IN | Internal | Winter | B18 | 400 | 6229 | 6229 | 54 | 55.16 | 0.01 | 1.14
2040 | MISO_MO-IL_2_MISO_IN | MISO_MO-IL | MISO_IN | Internal | Winter | B19 | 700 | 6229 | 6229 | 48.71 | 53.03 | 0.01 | 4.31
2040 | MISO_MO-IL_2_MISO_IN | MISO_MO-IL | MISO_IN | Internal | Winter | B20 | 935 | 6229 | 6229 | 41.62 | 44.2 | 0.01 | 2.58
2040 | MISO_MO-IL_2_MISO_W | MISO_MO-IL | MISO_W | Internal | Shoulder | B11 | 25 | 5033 | 0.02 | 68.39 | 68.38 | 0.01 | 0
2040 | MISO_MO-IL_2_MISO_W | MISO_MO-IL | MISO_W | Internal | Shoulder | B12 | 200 | 5033 | 0 | 55.72 | 55.7 | 0.01 | 0
2040 | MISO_MO-IL_2_MISO_W | MISO_MO-IL | MISO_W | Internal | Shoulder | B13 | 600 | 5033 | 0 | 50.51 | 50.5 | 0.01 | 0
2040 | MISO_MO-IL_2_MISO_W | MISO_MO-IL | MISO_W | Internal | Shoulder | B14 | 900 | 5033 | 0 | 47.4 | 35.23 | 0.01 | 0
2040 | MISO_MO-IL_2_MISO_W | MISO_MO-IL | MISO_W | Internal | Shoulder | B15 | 1203 | 5033 | 0 | 43.63 | -8 | 0.01 | 0
2040 | MISO_MO-IL_2_MISO_W | MISO_MO-IL | MISO_W | Internal | Summer | B1 | 10 | 5033 | 0 | 97.52 | 92.99 | 0.01 | 0
2040 | MISO_MO-IL_2_MISO_W | MISO_MO-IL | MISO_W | Internal | Summer | B2 | 25 | 5033 | 0 | 90.64 | 88.1 | 0.01 | 0
2040 | MISO_MO-IL_2_MISO_W | MISO_MO-IL | MISO_W | Internal | Summer | B3 | 75 | 5033 | 0 | 90.31 | 89.88 | 0.01 | 0
2040 | MISO_MO-IL_2_MISO_W | MISO_MO-IL | MISO_W | Internal | Summer | B4 | 100 | 5033 | 0 | 88.49 | 88.48 | 0.01 | 0
2040 | MISO_MO-IL_2_MISO_W | MISO_MO-IL | MISO_W | Internal | Summer | B5 | 200 | 5033 | 0 | 88.1 | 88.09 | 0.01 | 0
2040 | MISO_MO-IL_2_MISO_W | MISO_MO-IL | MISO_W | Internal | Summer | B6 | 300 | 5033 | 0 | 84.32 | 84.31 | 0.01 | 0
2040 | MISO_MO-IL_2_MISO_W | MISO_MO-IL | MISO_W | Internal | Summer | B7 | 400 | 5033 | 0 | 60.46 | 60.44 | 0.01 | 0
2040 | MISO_MO-IL_2_MISO_W | MISO_MO-IL | MISO_W | Internal | Summer | B8 | 500 | 5033 | 0 | 52.55 | 51.45 | 0.01 | 0
2040 | MISO_MO-IL_2_MISO_W | MISO_MO-IL | MISO_W | Internal | Summer | B9 | 800 | 5033 | 0 | 45.55 | 45.54 | 0.01 | 0
2040 | MISO_MO-IL_2_MISO_W | MISO_MO-IL | MISO_W | Internal | Summer | B10 | 1262 | 5033 | 0 | 42.95 | 35.48 | 0.01 | 0
2040 | MISO_MO-IL_2_MISO_W | MISO_MO-IL | MISO_W | Internal | Winter | B16 | 25 | 5033 | 0 | 70.06 | 30.79 | 0.01 | 0
2040 | MISO_MO-IL_2_MISO_W | MISO_MO-IL | MISO_W | Internal | Winter | B17 | 100 | 5033 | 0 | 56.69 | 33.02 | 0.01 | 0
2040 | MISO_MO-IL_2_MISO_W | MISO_MO-IL | MISO_W | Internal | Winter | B18 | 400 | 5033 | 0 | 54 | 45.14 | 0.01 | 0
2040 | MISO_MO-IL_2_MISO_W | MISO_MO-IL | MISO_W | Internal | Winter | B19 | 700 | 5033 | 0 | 48.71 | 45.14 | 0.01 | 0
2040 | MISO_MO-IL_2_MISO_W | MISO_MO-IL | MISO_W | Internal | Winter | B20 | 935 | 5033 | 0 | 41.62 | 29.78 | 0.01 | 0
2040 | MISO_MO-IL_2_PJM_ROR | MISO_MO-IL | PJM_ROR | Internal | Shoulder | B11 | 25 | 1212 | 0 | 68.39 | 68.6 | 2 | 0
2040 | MISO_MO-IL_2_PJM_ROR | MISO_MO-IL | PJM_ROR | Internal | Shoulder | B12 | 200 | 1212 | 0 | 55.72 | 57.7 | 2 | 0
2040 | MISO_MO-IL_2_PJM_ROR | MISO_MO-IL | PJM_ROR | Internal | Shoulder | B13 | 600 | 1212 | 0 | 50.51 | 52.5 | 2 | 0
2040 | MISO_MO-IL_2_PJM_ROR | MISO_MO-IL | PJM_ROR | Internal | Shoulder | B14 | 900 | 1212 | 662.74 | 47.4 | 49.4 | 2 | 0
2040 | MISO_MO-IL_2_PJM_ROR | MISO_MO-IL | PJM_ROR | Internal | Shoulder | B15 | 1203 | 1212 | 1212 | 43.63 | 49.4 | 2 | 3.77
2040 | MISO_MO-IL_2_PJM_ROR | MISO_MO-IL | PJM_ROR | Internal | Summer | B1 | 10 | 1212 | 0 | 97.52 | 94.99 | 2 | 0
2040 | MISO_MO-IL_2_PJM_ROR | MISO_MO-IL | PJM_ROR | Internal | Summer | B2 | 25 | 1212 | 0 | 90.64 | 86.48 | 2 | 0
2040 | MISO_MO-IL_2_PJM_ROR | MISO_MO-IL | PJM_ROR | Internal | Summer | B3 | 75 | 1212 | 0 | 90.31 | 86.48 | 2 | 0
2040 | MISO_MO-IL_2_PJM_ROR | MISO_MO-IL | PJM_ROR | Internal | Summer | B4 | 100 | 1212 | 0 | 88.49 | 86.48 | 2 | 0
2040 | MISO_MO-IL_2_PJM_ROR | MISO_MO-IL | PJM_ROR | Internal | Summer | B5 | 200 | 1212 | 0 | 88.1 | 86.09 | 2 | 0
2040 | MISO_MO-IL_2_PJM_ROR | MISO_MO-IL | PJM_ROR | Internal | Summer | B6 | 300 | 1212 | 0 | 84.32 | 82.31 | 2 | 0
2040 | MISO_MO-IL_2_PJM_ROR | MISO_MO-IL | PJM_ROR | Internal | Summer | B7 | 400 | 1212 | 0 | 60.46 | 58.46 | 2 | 0
2040 | MISO_MO-IL_2_PJM_ROR | MISO_MO-IL | PJM_ROR | Internal | Summer | B8 | 500 | 1212 | 0 | 52.55 | 50.58 | 2 | 0
2040 | MISO_MO-IL_2_PJM_ROR | MISO_MO-IL | PJM_ROR | Internal | Summer | B9 | 800 | 1212 | 0 | 45.55 | 47.54 | 2 | 0
2040 | MISO_MO-IL_2_PJM_ROR | MISO_MO-IL | PJM_ROR | Internal | Summer | B10 | 1262 | 1212 | 1212 | 42.95 | 46.18 | 2 | 1.23
2040 | MISO_MO-IL_2_PJM_ROR | MISO_MO-IL | PJM_ROR | Internal | Winter | B16 | 25 | 1212 | 1212 | 70.06 | 73.39 | 2 | 1.34
2040 | MISO_MO-IL_2_PJM_ROR | MISO_MO-IL | PJM_ROR | Internal | Winter | B17 | 100 | 1212 | 1212 | 56.69 | 63.7 | 2 | 5.01
2040 | MISO_MO-IL_2_PJM_ROR | MISO_MO-IL | PJM_ROR | Internal | Winter | B18 | 400 | 1212 | 1212 | 54 | 57.16 | 2 | 1.15
2040 | MISO_MO-IL_2_PJM_ROR | MISO_MO-IL | PJM_ROR | Internal | Winter | B19 | 700 | 1212 | 1212 | 48.71 | 53.56 | 2 | 2.85
2040 | MISO_MO-IL_2_PJM_ROR | MISO_MO-IL | PJM_ROR | Internal | Winter | B20 | 935 | 1212 | 1212 | 41.62 | 53.29 | 2 | 9.67
2040 | MISO_MO-IL_2_TVA_Transmission | MISO_MO-IL | TVA_Transmission | Internal | Shoulder | B11 | 25 | 4000 | 0 | 68.39 | 74.6 | 8 | 0
2040 | MISO_MO-IL_2_TVA_Transmission | MISO_MO-IL | TVA_Transmission | Internal | Shoulder | B12 | 200 | 4000 | 0 | 55.72 | 61.86 | 8 | 0
2040 | MISO_MO-IL_2_TVA_Transmission | MISO_MO-IL | TVA_Transmission | Internal | Shoulder | B13 | 600 | 4000 | 0 | 50.51 | 58.5 | 8 | 0
2040 | MISO_MO-IL_2_TVA_Transmission | MISO_MO-IL | TVA_Transmission | Internal | Shoulder | B14 | 900 | 4000 | 1707.61 | 47.4 | 55.4 | 8 | 0
2040 | MISO_MO-IL_2_TVA_Transmission | MISO_MO-IL | TVA_Transmission | Internal | Shoulder | B15 | 1203 | 4000 | 4000 | 43.63 | 53.58 | 8 | 1.94
2040 | MISO_MO-IL_2_TVA_Transmission | MISO_MO-IL | TVA_Transmission | Internal | Summer | B1 | 10 | 4000 | 0 | 97.52 | 100.99 | 8 | 0
2040 | MISO_MO-IL_2_TVA_Transmission | MISO_MO-IL | TVA_Transmission | Internal | Summer | B2 | 25 | 4000 | 0 | 90.64 | 92.48 | 8 | 0
2040 | MISO_MO-IL_2_TVA_Transmission | MISO_MO-IL | TVA_Transmission | Internal | Summer | B3 | 75 | 4000 | 0 | 90.31 | 92.16 | 8 | 0
2040 | MISO_MO-IL_2_TVA_Transmission | MISO_MO-IL | TVA_Transmission | Internal | Summer | B4 | 100 | 4000 | 0 | 88.49 | 92.14 | 8 | 0
2040 | MISO_MO-IL_2_TVA_Transmission | MISO_MO-IL | TVA_Transmission | Internal | Summer | B5 | 200 | 4000 | 0 | 88.1 | 91.95 | 8 | 0
2040 | MISO_MO-IL_2_TVA_Transmission | MISO_MO-IL | TVA_Transmission | Internal | Summer | B6 | 300 | 4000 | 0 | 84.32 | 82.31 | 8 | 0
2040 | MISO_MO-IL_2_TVA_Transmission | MISO_MO-IL | TVA_Transmission | Internal | Summer | B7 | 400 | 4000 | 0 | 60.46 | 59.9 | 8 | 0
2040 | MISO_MO-IL_2_TVA_Transmission | MISO_MO-IL | TVA_Transmission | Internal | Summer | B8 | 500 | 4000 | 0 | 52.55 | 56.58 | 8 | 0
2040 | MISO_MO-IL_2_TVA_Transmission | MISO_MO-IL | TVA_Transmission | Internal | Summer | B9 | 800 | 4000 | 0 | 45.55 | 53.54 | 8 | 0
2040 | MISO_MO-IL_2_TVA_Transmission | MISO_MO-IL | TVA_Transmission | Internal | Summer | B10 | 1262 | 4000 | 4000 | 42.95 | 52.18 | 8 | 1.23
2040 | MISO_MO-IL_2_TVA_Transmission | MISO_MO-IL | TVA_Transmission | Internal | Winter | B16 | 25 | 4000 | 3332.36 | 70.06 | 78.06 | 8 | 0
2040 | MISO_MO-IL_2_TVA_Transmission | MISO_MO-IL | TVA_Transmission | Internal | Winter | B17 | 100 | 4000 | 1024.18 | 56.69 | 64.69 | 8 | 0
2040 | MISO_MO-IL_2_TVA_Transmission | MISO_MO-IL | TVA_Transmission | Internal | Winter | B18 | 400 | 4000 | 1919.05 | 54 | 62 | 8 | 0
2040 | MISO_MO-IL_2_TVA_Transmission | MISO_MO-IL | TVA_Transmission | Internal | Winter | B19 | 700 | 4000 | 3109 | 48.71 | 56.71 | 8 | 0
2040 | MISO_MO-IL_2_TVA_Transmission | MISO_MO-IL | TVA_Transmission | Internal | Winter | B20 | 935 | 4000 | 4000 | 41.62 | 56.71 | 8 | 7.09
2040 | MISO_W_2_IESO | MISO_W | IESO | Internal | Shoulder | B11 | 25 | 164 | 0 | 68.38 | 52.7 | 8 | 0
2040 | MISO_W_2_IESO | MISO_W | IESO | Internal | Shoulder | B12 | 200 | 164 | 0 | 55.7 | 52.7 | 8 | 0
2040 | MISO_W_2_IESO | MISO_W | IESO | Internal | Shoulder | B13 | 600 | 164 | 0 | 50.5 | 52.26 | 8 | 0
2040 | MISO_W_2_IESO | MISO_W | IESO | Internal | Shoulder | B14 | 900 | 164 | 164 | 35.23 | 52.26 | 8 | 9.03
2040 | MISO_W_2_IESO | MISO_W | IESO | Internal | Shoulder | B15 | 1203 | 164 | 164 | -8 | 52.26 | 8 | 52.26
2040 | MISO_W_2_IESO | MISO_W | IESO | Internal | Summer | B1 | 10 | 164 | 0 | 92.99 | 90.54 | 8 | 0
2040 | MISO_W_2_IESO | MISO_W | IESO | Internal | Summer | B2 | 25 | 164 | 0 | 88.1 | 84.43 | 8 | 0
2040 | MISO_W_2_IESO | MISO_W | IESO | Internal | Summer | B3 | 75 | 164 | 0 | 89.88 | 76.6 | 8 | 0
2040 | MISO_W_2_IESO | MISO_W | IESO | Internal | Summer | B4 | 100 | 164 | 0 | 88.48 | 68.12 | 8 | 0
2040 | MISO_W_2_IESO | MISO_W | IESO | Internal | Summer | B5 | 200 | 164 | 0 | 88.09 | 56.16 | 8 | 0
2040 | MISO_W_2_IESO | MISO_W | IESO | Internal | Summer | B6 | 300 | 164 | 0 | 84.31 | 52.64 | 8 | 0
2040 | MISO_W_2_IESO | MISO_W | IESO | Internal | Summer | B7 | 400 | 164 | 0 | 60.44 | 52 | 8 | 0
2040 | MISO_W_2_IESO | MISO_W | IESO | Internal | Summer | B8 | 500 | 164 | 0 | 51.45 | 49.31 | 8 | 0
2040 | MISO_W_2_IESO | MISO_W | IESO | Internal | Summer | B9 | 800 | 164 | 0 | 45.54 | 49.31 | 8 | 0
2040 | MISO_W_2_IESO | MISO_W | IESO | Internal | Summer | B10 | 1262 | 164 | 164 | 35.48 | 49.31 | 8 | 5.83
2040 | MISO_W_2_IESO | MISO_W | IESO | Internal | Winter | B16 | 25 | 164 | 164 | 30.79 | 59.42 | 8 | 20.63
2040 | MISO_W_2_IESO | MISO_W | IESO | Internal | Winter | B17 | 100 | 164 | 164 | 33.02 | 55.05 | 8 | 14.03
2040 | MISO_W_2_IESO | MISO_W | IESO | Internal | Winter | B18 | 400 | 164 | 164 | 45.14 | 55.05 | 8 | 1.91
2040 | MISO_W_2_IESO | MISO_W | IESO | Internal | Winter | B19 | 700 | 164 | 164 | 45.14 | 55.05 | 8 | 1.91
2040 | MISO_W_2_IESO | MISO_W | IESO | Internal | Winter | B20 | 935 | 164 | 164 | 29.78 | 55.05 | 8 | 17.28
2040 | MISO_W_2_MAPP_CA | MISO_W | MAPP_CA | Internal | Shoulder | B11 | 25 | 788 | 0 | 68.38 | 67.77 | 0.01 | 0
2040 | MISO_W_2_MAPP_CA | MISO_W | MAPP_CA | Internal | Shoulder | B12 | 200 | 788 | 0 | 55.7 | 55.69 | 0.01 | 0
2040 | MISO_W_2_MAPP_CA | MISO_W | MAPP_CA | Internal | Shoulder | B13 | 600 | 788 | 788 | 50.5 | 51.39 | 0.01 | 0.89
2040 | MISO_W_2_MAPP_CA | MISO_W | MAPP_CA | Internal | Shoulder | B14 | 900 | 788 | 788 | 35.23 | 51.39 | 0.01 | 16.15
2040 | MISO_W_2_MAPP_CA | MISO_W | MAPP_CA | Internal | Shoulder | B15 | 1203 | 788 | 788 | -8 | 51.39 | 0.01 | 59.38
2040 | MISO_W_2_MAPP_CA | MISO_W | MAPP_CA | Internal | Summer | B1 | 10 | 788 | 0 | 92.99 | 65.2 | 0.01 | 0
2040 | MISO_W_2_MAPP_CA | MISO_W | MAPP_CA | Internal | Summer | B2 | 25 | 788 | 0 | 88.1 | 74.1 | 0.01 | 0
2040 | MISO_W_2_MAPP_CA | MISO_W | MAPP_CA | Internal | Summer | B3 | 75 | 788 | 0 | 89.88 | 83.6 | 0.01 | 0
2040 | MISO_W_2_MAPP_CA | MISO_W | MAPP_CA | Internal | Summer | B4 | 100 | 788 | 0 | 88.48 | 75.12 | 0.01 | 0
2040 | MISO_W_2_MAPP_CA | MISO_W | MAPP_CA | Internal | Summer | B5 | 200 | 788 | 0 | 88.09 | 74.09 | 0.01 | 0
2040 | MISO_W_2_MAPP_CA | MISO_W | MAPP_CA | Internal | Summer | B6 | 300 | 788 | 0 | 84.31 | 84.3 | 0.01 | 0
2040 | MISO_W_2_MAPP_CA | MISO_W | MAPP_CA | Internal | Summer | B7 | 400 | 788 | 0 | 60.44 | 60.43 | 0.01 | 0
2040 | MISO_W_2_MAPP_CA | MISO_W | MAPP_CA | Internal | Summer | B8 | 500 | 788 | 666.57 | 51.45 | 51.46 | 0.01 | 0
2040 | MISO_W_2_MAPP_CA | MISO_W | MAPP_CA | Internal | Summer | B9 | 800 | 788 | 788 | 45.54 | 51.46 | 0.01 | 5.9
2040 | MISO_W_2_MAPP_CA | MISO_W | MAPP_CA | Internal | Summer | B10 | 1262 | 788 | 788 | 35.48 | 51.46 | 0.01 | 15.97
2040 | MISO_W_2_MAPP_CA | MISO_W | MAPP_CA | Internal | Winter | B16 | 25 | 788 | 788 | 30.79 | 61.57 | 0.01 | 30.76
2040 | MISO_W_2_MAPP_CA | MISO_W | MAPP_CA | Internal | Winter | B17 | 100 | 788 | 788 | 33.02 | 61.57 | 0.01 | 28.53
2040 | MISO_W_2_MAPP_CA | MISO_W | MAPP_CA | Internal | Winter | B18 | 400 | 788 | 788 | 45.14 | 61.57 | 0.01 | 16.41
2040 | MISO_W_2_MAPP_CA | MISO_W | MAPP_CA | Internal | Winter | B19 | 700 | 788 | 788 | 45.14 | 61.57 | 0.01 | 16.41
2040 | MISO_W_2_MAPP_CA | MISO_W | MAPP_CA | Internal | Winter | B20 | 935 | 788 | 788 | 29.78 | 61.57 | 0.01 | 31.78
2040 | MISO_W_2_MISO_MO-IL | MISO_W | MISO_MO-IL | Internal | Shoulder | B11 | 25 | 7873 | 7487.03 | 68.38 | 68.39 | 0.01 | 0
2040 | MISO_W_2_MISO_MO-IL | MISO_W | MISO_MO-IL | Internal | Shoulder | B12 | 200 | 7873 | 7582.13 | 55.7 | 55.72 | 0.01 | 0
2040 | MISO_W_2_MISO_MO-IL | MISO_W | MISO_MO-IL | Internal | Shoulder | B13 | 600 | 7873 | 7222.83 | 50.5 | 50.51 | 0.01 | 0
2040 | MISO_W_2_MISO_MO-IL | MISO_W | MISO_MO-IL | Internal | Shoulder | B14 | 900 | 7873 | 7873 | 35.23 | 47.4 | 0.01 | 12.16
2040 | MISO_W_2_MISO_MO-IL | MISO_W | MISO_MO-IL | Internal | Shoulder | B15 | 1203 | 7873 | 7873 | -8 | 43.63 | 0.01 | 51.62
2040 | MISO_W_2_MISO_MO-IL | MISO_W | MISO_MO-IL | Internal | Summer | B1 | 10 | 7873 | 7873 | 92.99 | 97.52 | 0.01 | 4.52
2040 | MISO_W_2_MISO_MO-IL | MISO_W | MISO_MO-IL | Internal | Summer | B2 | 25 | 7873 | 7873 | 88.1 | 90.64 | 0.01 | 2.53
2040 | MISO_W_2_MISO_MO-IL | MISO_W | MISO_MO-IL | Internal | Summer | B3 | 75 | 7873 | 7873 | 89.88 | 90.31 | 0.01 | 0.42
2040 | MISO_W_2_MISO_MO-IL | MISO_W | MISO_MO-IL | Internal | Summer | B4 | 100 | 7873 | 5761.64 | 88.48 | 88.49 | 0.01 | 0
2040 | MISO_W_2_MISO_MO-IL | MISO_W | MISO_MO-IL | Internal | Summer | B5 | 200 | 7873 | 6234.86 | 88.09 | 88.1 | 0.01 | 0
2040 | MISO_W_2_MISO_MO-IL | MISO_W | MISO_MO-IL | Internal | Summer | B6 | 300 | 7873 | 4940.6 | 84.31 | 84.32 | 0.01 | 0
2040 | MISO_W_2_MISO_MO-IL | MISO_W | MISO_MO-IL | Internal | Summer | B7 | 400 | 7873 | 4667.59 | 60.44 | 60.46 | 0.01 | 0
2040 | MISO_W_2_MISO_MO-IL | MISO_W | MISO_MO-IL | Internal | Summer | B8 | 500 | 7873 | 7873 | 51.45 | 52.55 | 0.01 | 1.1
2040 | MISO_W_2_MISO_MO-IL | MISO_W | MISO_MO-IL | Internal | Summer | B9 | 800 | 7873 | 6989.4 | 45.54 | 45.55 | 0.01 | 0
2040 | MISO_W_2_MISO_MO-IL | MISO_W | MISO_MO-IL | Internal | Summer | B10 | 1262 | 7873 | 7873 | 35.48 | 42.95 | 0.01 | 7.46
2040 | MISO_W_2_MISO_MO-IL | MISO_W | MISO_MO-IL | Internal | Winter | B16 | 25 | 7873 | 7873 | 30.79 | 70.06 | 0.01 | 39.26
2040 | MISO_W_2_MISO_MO-IL | MISO_W | MISO_MO-IL | Internal | Winter | B17 | 100 | 7873 | 7873 | 33.02 | 56.69 | 0.01 | 23.65
2040 | MISO_W_2_MISO_MO-IL | MISO_W | MISO_MO-IL | Internal | Winter | B18 | 400 | 7873 | 7873 | 45.14 | 54 | 0.01 | 8.85
2040 | MISO_W_2_MISO_MO-IL | MISO_W | MISO_MO-IL | Internal | Winter | B19 | 700 | 7873 | 7873 | 45.14 | 48.71 | 0.01 | 3.55
2040 | MISO_W_2_MISO_MO-IL | MISO_W | MISO_MO-IL | Internal | Winter | B20 | 935 | 7873 | 7873 | 29.78 | 41.62 | 0.01 | 11.83
2040 | MISO_W_2_MISO_WUMS | MISO_W | MISO_WUMS | Internal | Shoulder | B11 | 25 | 3756 | 2994.77 | 68.38 | 68.39 | 0.01 | 0
2040 | MISO_W_2_MISO_WUMS | MISO_W | MISO_WUMS | Internal | Shoulder | B12 | 200 | 3756 | 2832.64 | 55.7 | 55.72 | 0.01 | 0
2040 | MISO_W_2_MISO_WUMS | MISO_W | MISO_WUMS | Internal | Shoulder | B13 | 600 | 3756 | 3756 | 50.5 | 54.04 | 0.01 | 3.53
2040 | MISO_W_2_MISO_WUMS | MISO_W | MISO_WUMS | Internal | Shoulder | B14 | 900 | 3756 | 3756 | 35.23 | 51.4 | 0.01 | 16.16
2040 | MISO_W_2_MISO_WUMS | MISO_W | MISO_WUMS | Internal | Shoulder | B15 | 1203 | 3756 | 3756 | -8 | 49.54 | 0.01 | 57.54
2040 | MISO_W_2_MISO_WUMS | MISO_W | MISO_WUMS | Internal | Summer | B1 | 10 | 3756 | 0 | 92.99 | 84.3 | 0.01 | 0
2040 | MISO_W_2_MISO_WUMS | MISO_W | MISO_WUMS | Internal | Summer | B2 | 25 | 3756 | 0 | 88.1 | 84.3 | 0.01 | 0
2040 | MISO_W_2_MISO_WUMS | MISO_W | MISO_WUMS | Internal | Summer | B3 | 75 | 3756 | 0 | 89.88 | 84.3 | 0.01 | 0
2040 | MISO_W_2_MISO_WUMS | MISO_W | MISO_WUMS | Internal | Summer | B4 | 100 | 3756 | 0 | 88.48 | 84.3 | 0.01 | 0
2040 | MISO_W_2_MISO_WUMS | MISO_W | MISO_WUMS | Internal | Summer | B5 | 200 | 3756 | 0 | 88.09 | 84.3 | 0.01 | 0
2040 | MISO_W_2_MISO_WUMS | MISO_W | MISO_WUMS | Internal | Summer | B6 | 300 | 3756 | 0 | 84.31 | 84.3 | 0.01 | 0
2040 | MISO_W_2_MISO_WUMS | MISO_W | MISO_WUMS | Internal | Summer | B7 | 400 | 3756 | 2366.07 | 60.44 | 60.46 | 0.01 | 0
2040 | MISO_W_2_MISO_WUMS | MISO_W | MISO_WUMS | Internal | Summer | B8 | 500 | 3756 | 3756 | 51.45 | 51.92 | 0.01 | 0.46
2040 | MISO_W_2_MISO_WUMS | MISO_W | MISO_WUMS | Internal | Summer | B9 | 800 | 3756 | 3756 | 45.54 | 47.86 | 0.01 | 2.31
2040 | MISO_W_2_MISO_WUMS | MISO_W | MISO_WUMS | Internal | Summer | B10 | 1262 | 3756 | 3756 | 35.48 | 47.7 | 0.01 | 12.21
2040 | MISO_W_2_MISO_WUMS | MISO_W | MISO_WUMS | Internal | Winter | B16 | 25 | 3756 | 3756 | 30.79 | 57.96 | 0.01 | 27.16
2040 | MISO_W_2_MISO_WUMS | MISO_W | MISO_WUMS | Internal | Winter | B17 | 100 | 3756 | 3756 | 33.02 | 61.7 | 0.01 | 28.67
2040 | MISO_W_2_MISO_WUMS | MISO_W | MISO_WUMS | Internal | Winter | B18 | 400 | 3756 | 3756 | 45.14 | 57.96 | 0.01 | 12.81
2040 | MISO_W_2_MISO_WUMS | MISO_W | MISO_WUMS | Internal | Winter | B19 | 700 | 3756 | 3756 | 45.14 | 54.23 | 0.01 | 9.08
2040 | MISO_W_2_MISO_WUMS | MISO_W | MISO_WUMS | Internal | Winter | B20 | 935 | 3756 | 3756 | 29.78 | 51.29 | 0.01 | 21.5
2040 | MISO_W_2_NE | MISO_W | NE | Internal | Shoulder | B11 | 25 | 20297 | 0 | 68.38 | 63.38 | 7 | 0
2040 | MISO_W_2_NE | MISO_W | NE | Internal | Shoulder | B12 | 200 | 20297 | 0 | 55.7 | 50.7 | 7 | 0
2040 | MISO_W_2_NE | MISO_W | NE | Internal | Shoulder | B13 | 600 | 20297 | 0 | 50.5 | 45.5 | 7 | 0
2040 | MISO_W_2_NE | MISO_W | NE | Internal | Shoulder | B14 | 900 | 20297 | 0 | 35.23 | 30.23 | 7 | 0
2040 | MISO_W_2_NE | MISO_W | NE | Internal | Shoulder | B15 | 1203 | 20297 | 0 | -8 | -25.21 | 7 | 0
2040 | MISO_W_2_NE | MISO_W | NE | Internal | Summer | B1 | 10 | 20297 | 0 | 92.99 | 87.99 | 7 | 0
2040 | MISO_W_2_NE | MISO_W | NE | Internal | Summer | B2 | 25 | 20297 | 0 | 88.1 | 83.1 | 7 | 0
2040 | MISO_W_2_NE | MISO_W | NE | Internal | Summer | B3 | 75 | 20297 | 0 | 89.88 | 84.88 | 7 | 0
2040 | MISO_W_2_NE | MISO_W | NE | Internal | Summer | B4 | 100 | 20297 | 0 | 88.48 | 83.48 | 7 | 0
2040 | MISO_W_2_NE | MISO_W | NE | Internal | Summer | B5 | 200 | 20297 | 0 | 88.09 | 83.09 | 7 | 0
2040 | MISO_W_2_NE | MISO_W | NE | Internal | Summer | B6 | 300 | 20297 | 0 | 84.31 | 79.31 | 7 | 0
2040 | MISO_W_2_NE | MISO_W | NE | Internal | Summer | B7 | 400 | 20297 | 0 | 60.44 | 55.44 | 7 | 0
2040 | MISO_W_2_NE | MISO_W | NE | Internal | Summer | B8 | 500 | 20297 | 0 | 51.45 | 46.45 | 7 | 0
2040 | MISO_W_2_NE | MISO_W | NE | Internal | Summer | B9 | 800 | 20297 | 0 | 45.54 | 40.54 | 7 | 0
2040 | MISO_W_2_NE | MISO_W | NE | Internal | Summer | B10 | 1262 | 20297 | 0 | 35.48 | 30.48 | 7 | 0
2040 | MISO_W_2_NE | MISO_W | NE | Internal | Winter | B16 | 25 | 20297 | 0 | 30.79 | -38.29 | 7 | 0
2040 | MISO_W_2_NE | MISO_W | NE | Internal | Winter | B17 | 100 | 20297 | 0 | 33.02 | 25.08 | 7 | 0
2040 | MISO_W_2_NE | MISO_W | NE | Internal | Winter | B18 | 400 | 20297 | 0 | 45.14 | 40.14 | 7 | 0
2040 | MISO_W_2_NE | MISO_W | NE | Internal | Winter | B19 | 700 | 20297 | 0 | 45.14 | 40.14 | 7 | 0
2040 | MISO_W_2_NE | MISO_W | NE | Internal | Winter | B20 | 935 | 20297 | 0 | 29.78 | 24.78 | 7 | 0
2040 | MISO_W_2_PJM_ROR | MISO_W | PJM_ROR | Internal | Shoulder | B11 | 25 | 10135 | 0 | 68.38 | 68.6 | 2 | 0
2040 | MISO_W_2_PJM_ROR | MISO_W | PJM_ROR | Internal | Shoulder | B12 | 200 | 10135 | 4047.71 | 55.7 | 57.7 | 2 | 0
2040 | MISO_W_2_PJM_ROR | MISO_W | PJM_ROR | Internal | Shoulder | B13 | 600 | 10135 | 6942.65 | 50.5 | 52.5 | 2 | 0
2040 | MISO_W_2_PJM_ROR | MISO_W | PJM_ROR | Internal | Shoulder | B14 | 900 | 10135 | 10135 | 35.23 | 49.4 | 2 | 12.17
2040 | MISO_W_2_PJM_ROR | MISO_W | PJM_ROR | Internal | Shoulder | B15 | 1203 | 10135 | 10135 | -8 | 49.4 | 2 | 55.41
2040 | MISO_W_2_PJM_ROR | MISO_W | PJM_ROR | Internal | Summer | B1 | 10 | 10135 | 2623.89 | 92.99 | 94.99 | 2 | 0
2040 | MISO_W_2_PJM_ROR | MISO_W | PJM_ROR | Internal | Summer | B2 | 25 | 10135 | 0 | 88.1 | 86.48 | 2 | 0
2040 | MISO_W_2_PJM_ROR | MISO_W | PJM_ROR | Internal | Summer | B3 | 75 | 10135 | 0 | 89.88 | 86.48 | 2 | 0
2040 | MISO_W_2_PJM_ROR | MISO_W | PJM_ROR | Internal | Summer | B4 | 100 | 10135 | 0 | 88.48 | 86.48 | 2 | 0
2040 | MISO_W_2_PJM_ROR | MISO_W | PJM_ROR | Internal | Summer | B5 | 200 | 10135 | 0 | 88.09 | 86.09 | 2 | 0
2040 | MISO_W_2_PJM_ROR | MISO_W | PJM_ROR | Internal | Summer | B6 | 300 | 10135 | 0 | 84.31 | 82.31 | 2 | 0
2040 | MISO_W_2_PJM_ROR | MISO_W | PJM_ROR | Internal | Summer | B7 | 400 | 10135 | 0 | 60.44 | 58.46 | 2 | 0
2040 | MISO_W_2_PJM_ROR | MISO_W | PJM_ROR | Internal | Summer | B8 | 500 | 10135 | 0 | 51.45 | 50.58 | 2 | 0
2040 | MISO_W_2_PJM_ROR | MISO_W | PJM_ROR | Internal | Summer | B9 | 800 | 10135 | 2877.38 | 45.54 | 47.54 | 2 | 0
2040 | MISO_W_2_PJM_ROR | MISO_W | PJM_ROR | Internal | Summer | B10 | 1262 | 10135 | 10135 | 35.48 | 46.18 | 2 | 8.7
2040 | MISO_W_2_PJM_ROR | MISO_W | PJM_ROR | Internal | Winter | B16 | 25 | 10135 | 10135 | 30.79 | 73.39 | 2 | 40.6
2040 | MISO_W_2_PJM_ROR | MISO_W | PJM_ROR | Internal | Winter | B17 | 100 | 10135 | 10135 | 33.02 | 63.7 | 2 | 28.68
2040 | MISO_W_2_PJM_ROR | MISO_W | PJM_ROR | Internal | Winter | B18 | 400 | 10135 | 10135 | 45.14 | 57.16 | 2 | 10.01
2040 | MISO_W_2_PJM_ROR | MISO_W | PJM_ROR | Internal | Winter | B19 | 700 | 10135 | 10135 | 45.14 | 53.56 | 2 | 6.42
2040 | MISO_W_2_PJM_ROR | MISO_W | PJM_ROR | Internal | Winter | B20 | 935 | 10135 | 10135 | 29.78 | 53.29 | 2 | 21.51
2040 | MISO_W_2_SPP_N | MISO_W | SPP_N | Internal | Shoulder | B11 | 25 | 3200 | 0 | 68.38 | 63.39 | 7 | 0
2040 | MISO_W_2_SPP_N | MISO_W | SPP_N | Internal | Shoulder | B12 | 200 | 3200 | 0 | 55.7 | 50.72 | 7 | 0
2040 | MISO_W_2_SPP_N | MISO_W | SPP_N | Internal | Shoulder | B13 | 600 | 3200 | 0 | 50.5 | 45.51 | 7 | 0
2040 | MISO_W_2_SPP_N | MISO_W | SPP_N | Internal | Shoulder | B14 | 900 | 3200 | 0 | 35.23 | 30.24 | 7 | 0
2040 | MISO_W_2_SPP_N | MISO_W | SPP_N | Internal | Shoulder | B15 | 1203 | 3200 | 0 | -8 | -25.2 | 7 | 0
2040 | MISO_W_2_SPP_N | MISO_W | SPP_N | Internal | Summer | B1 | 10 | 3200 | 0 | 92.99 | 88 | 7 | 0
2040 | MISO_W_2_SPP_N | MISO_W | SPP_N | Internal | Summer | B2 | 25 | 3200 | 0 | 88.1 | 83.11 | 7 | 0
2040 | MISO_W_2_SPP_N | MISO_W | SPP_N | Internal | Summer | B3 | 75 | 3200 | 0 | 89.88 | 85.31 | 7 | 0
2040 | MISO_W_2_SPP_N | MISO_W | SPP_N | Internal | Summer | B4 | 100 | 3200 | 0 | 88.48 | 83.49 | 7 | 0
2040 | MISO_W_2_SPP_N | MISO_W | SPP_N | Internal | Summer | B5 | 200 | 3200 | 0 | 88.09 | 83.1 | 7 | 0
2040 | MISO_W_2_SPP_N | MISO_W | SPP_N | Internal | Summer | B6 | 300 | 3200 | 0 | 84.31 | 79.32 | 7 | 0
2040 | MISO_W_2_SPP_N | MISO_W | SPP_N | Internal | Summer | B7 | 400 | 3200 | 0 | 60.44 | 55.46 | 7 | 0
2040 | MISO_W_2_SPP_N | MISO_W | SPP_N | Internal | Summer | B8 | 500 | 3200 | 0 | 51.45 | 52.07 | 7 | 0
2040 | MISO_W_2_SPP_N | MISO_W | SPP_N | Internal | Summer | B9 | 800 | 3200 | 0 | 45.54 | 47.52 | 7 | 0
2040 | MISO_W_2_SPP_N | MISO_W | SPP_N | Internal | Summer | B10 | 1262 | 3200 | 0 | 35.48 | 30.49 | 7 | 0
2040 | MISO_W_2_SPP_N | MISO_W | SPP_N | Internal | Winter | B16 | 25 | 3200 | 1314.31 | 30.79 | 37.79 | 7 | 0
2040 | MISO_W_2_SPP_N | MISO_W | SPP_N | Internal | Winter | B17 | 100 | 3200 | 0 | 33.02 | 34.54 | 7 | 0
2040 | MISO_W_2_SPP_N | MISO_W | SPP_N | Internal | Winter | B18 | 400 | 3200 | 0 | 45.14 | 43.2 | 7 | 0
2040 | MISO_W_2_SPP_N | MISO_W | SPP_N | Internal | Winter | B19 | 700 | 3200 | 0 | 45.14 | 40.16 | 7 | 0
2040 | MISO_W_2_SPP_N | MISO_W | SPP_N | Internal | Winter | B20 | 935 | 3200 | 0 | 29.78 | 24.79 | 7 | 0
2040 | MISO_WUMS_2_MISO_MI | MISO_WUMS | MISO_MI | Internal | Shoulder | B11 | 25 | 148 | 147.96 | 68.39 | 68.42 | 0.01 | 0.01
2040 | MISO_WUMS_2_MISO_MI | MISO_WUMS | MISO_MI | Internal | Shoulder | B12 | 200 | 148 | 148 | 55.72 | 59.7 | 0.01 | 3.98
2040 | MISO_WUMS_2_MISO_MI | MISO_WUMS | MISO_MI | Internal | Shoulder | B13 | 600 | 148 | 148 | 54.04 | 55.96 | 0.01 | 1.91
2040 | MISO_WUMS_2_MISO_MI | MISO_WUMS | MISO_MI | Internal | Shoulder | B14 | 900 | 148 | 148 | 51.4 | 51.83 | 0.01 | 0.42
2040 | MISO_WUMS_2_MISO_MI | MISO_WUMS | MISO_MI | Internal | Shoulder | B15 | 1203 | 148 | 0 | 49.54 | 49.53 | 0.01 | 0
2040 | MISO_WUMS_2_MISO_MI | MISO_WUMS | MISO_MI | Internal | Summer | B1 | 10 | 148 | 148 | 84.3 | 97.54 | 0.01 | 13.23
2040 | MISO_WUMS_2_MISO_MI | MISO_WUMS | MISO_MI | Internal | Summer | B2 | 25 | 148 | 148 | 84.3 | 90.67 | 0.01 | 6.36
2040 | MISO_WUMS_2_MISO_MI | MISO_WUMS | MISO_MI | Internal | Summer | B3 | 75 | 148 | 148 | 84.3 | 90.33 | 0.01 | 6.02
2040 | MISO_WUMS_2_MISO_MI | MISO_WUMS | MISO_MI | Internal | Summer | B4 | 100 | 148 | 148 | 84.3 | 88.49 | 0.01 | 4.17
2040 | MISO_WUMS_2_MISO_MI | MISO_WUMS | MISO_MI | Internal | Summer | B5 | 200 | 148 | 148 | 84.3 | 88.09 | 0.01 | 3.78
2040 | MISO_WUMS_2_MISO_MI | MISO_WUMS | MISO_MI | Internal | Summer | B6 | 300 | 148 | 148 | 84.3 | 84.32 | 0.01 | 0.01
2040 | MISO_WUMS_2_MISO_MI | MISO_WUMS | MISO_MI | Internal | Summer | B7 | 400 | 148 | 148 | 60.46 | 60.48 | 0.01 | 0.01
2040 | MISO_WUMS_2_MISO_MI | MISO_WUMS | MISO_MI | Internal | Summer | B8 | 500 | 148 | 148 | 51.92 | 52.58 | 0.01 | 0.65
2040 | MISO_WUMS_2_MISO_MI | MISO_WUMS | MISO_MI | Internal | Summer | B9 | 800 | 148 | 148 | 47.86 | 48.29 | 0.01 | 0.42
2040 | MISO_WUMS_2_MISO_MI | MISO_WUMS | MISO_MI | Internal | Summer | B10 | 1262 | 148 | 148 | 47.7 | 48.29 | 0.01 | 0.58
2040 | MISO_WUMS_2_MISO_MI | MISO_WUMS | MISO_MI | Internal | Winter | B16 | 25 | 148 | 148 | 57.96 | 72.31 | 0.01 | 14.33
2040 | MISO_WUMS_2_MISO_MI | MISO_WUMS | MISO_MI | Internal | Winter | B17 | 100 | 148 | 148 | 61.7 | 65.7 | 0.01 | 3.99
2040 | MISO_WUMS_2_MISO_MI | MISO_WUMS | MISO_MI | Internal | Winter | B18 | 400 | 148 | 148 | 57.96 | 59.16 | 0.01 | 1.18
2040 | MISO_WUMS_2_MISO_MI | MISO_WUMS | MISO_MI | Internal | Winter | B19 | 700 | 148 | 148 | 54.23 | 54.9 | 0.01 | 0.66
2040 | MISO_WUMS_2_MISO_MI | MISO_WUMS | MISO_MI | Internal | Winter | B20 | 935 | 148 | 148 | 51.29 | 52.45 | 0.01 | 1.15
2040 | MISO_WUMS_2_MISO_W | MISO_WUMS | MISO_W | Internal | Shoulder | B11 | 25 | 3264 | 0.03 | 68.39 | 68.38 | 0.01 | 0
2040 | MISO_WUMS_2_MISO_W | MISO_WUMS | MISO_W | Internal | Shoulder | B12 | 200 | 3264 | 0 | 55.72 | 55.7 | 0.01 | 0
2040 | MISO_WUMS_2_MISO_W | MISO_WUMS | MISO_W | Internal | Shoulder | B13 | 600 | 3264 | 0 | 54.04 | 50.5 | 0.01 | 0
2040 | MISO_WUMS_2_MISO_W | MISO_WUMS | MISO_W | Internal | Shoulder | B14 | 900 | 3264 | 0 | 51.4 | 35.23 | 0.01 | 0
2040 | MISO_WUMS_2_MISO_W | MISO_WUMS | MISO_W | Internal | Shoulder | B15 | 1203 | 3264 | 0 | 49.54 | -8 | 0.01 | 0
2040 | MISO_WUMS_2_MISO_W | MISO_WUMS | MISO_W | Internal | Summer | B1 | 10 | 3264 | 3264 | 84.3 | 92.99 | 0.01 | 8.68
2040 | MISO_WUMS_2_MISO_W | MISO_WUMS | MISO_W | Internal | Summer | B2 | 25 | 3264 | 3264 | 84.3 | 88.1 | 0.01 | 3.79
2040 | MISO_WUMS_2_MISO_W | MISO_WUMS | MISO_W | Internal | Summer | B3 | 75 | 3264 | 3264 | 84.3 | 89.88 | 0.01 | 5.57
2040 | MISO_WUMS_2_MISO_W | MISO_WUMS | MISO_W | Internal | Summer | B4 | 100 | 3264 | 3264 | 84.3 | 88.48 | 0.01 | 4.16
2040 | MISO_WUMS_2_MISO_W | MISO_WUMS | MISO_W | Internal | Summer | B5 | 200 | 3264 | 3264 | 84.3 | 88.09 | 0.01 | 3.78
2040 | MISO_WUMS_2_MISO_W | MISO_WUMS | MISO_W | Internal | Summer | B6 | 300 | 3264 | 130.07 | 84.3 | 84.31 | 0.01 | 0
2040 | MISO_WUMS_2_MISO_W | MISO_WUMS | MISO_W | Internal | Summer | B7 | 400 | 3264 | 0 | 60.46 | 60.44 | 0.01 | 0
2040 | MISO_WUMS_2_MISO_W | MISO_WUMS | MISO_W | Internal | Summer | B8 | 500 | 3264 | 0 | 51.92 | 51.45 | 0.01 | 0
2040 | MISO_WUMS_2_MISO_W | MISO_WUMS | MISO_W | Internal | Summer | B9 | 800 | 3264 | 0 | 47.86 | 45.54 | 0.01 | 0
2040 | MISO_WUMS_2_MISO_W | MISO_WUMS | MISO_W | Internal | Summer | B10 | 1262 | 3264 | 0 | 47.7 | 35.48 | 0.01 | 0
2040 | MISO_WUMS_2_MISO_W | MISO_WUMS | MISO_W | Internal | Winter | B16 | 25 | 3264 | 0 | 57.96 | 30.79 | 0.01 | 0
2040 | MISO_WUMS_2_MISO_W | MISO_WUMS | MISO_W | Internal | Winter | B17 | 100 | 3264 | 0 | 61.7 | 33.02 | 0.01 | 0
2040 | MISO_WUMS_2_MISO_W | MISO_WUMS | MISO_W | Internal | Winter | B18 | 400 | 3264 | 0 | 57.96 | 45.14 | 0.01 | 0
2040 | MISO_WUMS_2_MISO_W | MISO_WUMS | MISO_W | Internal | Winter | B19 | 700 | 3264 | 0 | 54.23 | 45.14 | 0.01 | 0
2040 | MISO_WUMS_2_MISO_W | MISO_WUMS | MISO_W | Internal | Winter | B20 | 935 | 3264 | 0 | 51.29 | 29.78 | 0.01 | 0
2040 | MISO_WUMS_2_PJM_ROR | MISO_WUMS | PJM_ROR | Internal | Shoulder | B11 | 25 | 1600 | 0 | 68.39 | 68.6 | 2 | 0
2040 | MISO_WUMS_2_PJM_ROR | MISO_WUMS | PJM_ROR | Internal | Shoulder | B12 | 200 | 1600 | 0 | 55.72 | 57.7 | 2 | 0
2040 | MISO_WUMS_2_PJM_ROR | MISO_WUMS | PJM_ROR | Internal | Shoulder | B13 | 600 | 1600 | 0 | 54.04 | 52.5 | 2 | 0
2040 | MISO_WUMS_2_PJM_ROR | MISO_WUMS | PJM_ROR | Internal | Shoulder | B14 | 900 | 1600 | 0 | 51.4 | 49.4 | 2 | 0
2040 | MISO_WUMS_2_PJM_ROR | MISO_WUMS | PJM_ROR | Internal | Shoulder | B15 | 1203 | 1600 | 0 | 49.54 | 49.4 | 2 | 0
2040 | MISO_WUMS_2_PJM_ROR | MISO_WUMS | PJM_ROR | Internal | Summer | B1 | 10 | 1600 | 1600 | 84.3 | 94.99 | 2 | 8.69
2040 | MISO_WUMS_2_PJM_ROR | MISO_WUMS | PJM_ROR | Internal | Summer | B2 | 25 | 1600 | 1600 | 84.3 | 86.48 | 2 | 0.17
2040 | MISO_WUMS_2_PJM_ROR | MISO_WUMS | PJM_ROR | Internal | Summer | B3 | 75 | 1600 | 1600 | 84.3 | 86.48 | 2 | 0.17
2040 | MISO_WUMS_2_PJM_ROR | MISO_WUMS | PJM_ROR | Internal | Summer | B4 | 100 | 1600 | 1600 | 84.3 | 86.48 | 2 | 0.17
2040 | MISO_WUMS_2_PJM_ROR | MISO_WUMS | PJM_ROR | Internal | Summer | B5 | 200 | 1600 | 0 | 84.3 | 86.09 | 2 | 0
2040 | MISO_WUMS_2_PJM_ROR | MISO_WUMS | PJM_ROR | Internal | Summer | B6 | 300 | 1600 | 0 | 84.3 | 82.31 | 2 | 0
2040 | MISO_WUMS_2_PJM_ROR | MISO_WUMS | PJM_ROR | Internal | Summer | B7 | 400 | 1600 | 0 | 60.46 | 58.46 | 2 | 0
2040 | MISO_WUMS_2_PJM_ROR | MISO_WUMS | PJM_ROR | Internal | Summer | B8 | 500 | 1600 | 0 | 51.92 | 50.58 | 2 | 0
2040 | MISO_WUMS_2_PJM_ROR | MISO_WUMS | PJM_ROR | Internal | Summer | B9 | 800 | 1600 | 0 | 47.86 | 47.54 | 2 | 0
2040 | MISO_WUMS_2_PJM_ROR | MISO_WUMS | PJM_ROR | Internal | Summer | B10 | 1262 | 1600 | 0 | 47.7 | 46.18 | 2 | 0
2040 | MISO_WUMS_2_PJM_ROR | MISO_WUMS | PJM_ROR | Internal | Winter | B16 | 25 | 1600 | 1600 | 57.96 | 73.39 | 2 | 13.43
2040 | MISO_WUMS_2_PJM_ROR | MISO_WUMS | PJM_ROR | Internal | Winter | B17 | 100 | 1600 | 1122.58 | 61.7 | 63.7 | 2 | 0
2040 | MISO_WUMS_2_PJM_ROR | MISO_WUMS | PJM_ROR | Internal | Winter | B18 | 400 | 1600 | 0 | 57.96 | 57.16 | 2 | 0
2040 | MISO_WUMS_2_PJM_ROR | MISO_WUMS | PJM_ROR | Internal | Winter | B19 | 700 | 1600 | 0 | 54.23 | 53.56 | 2 | 0
2040 | MISO_WUMS_2_PJM_ROR | MISO_WUMS | PJM_ROR | Internal | Winter | B20 | 935 | 1600 | 904.29 | 51.29 | 53.29 | 2 | 0
2040 | NE_2_MAPP_US | NE | MAPP_US | Internal | Shoulder | B11 | 25 | 1600 | 0 | 63.38 | 61.38 | 5 | 0
2040 | NE_2_MAPP_US | NE | MAPP_US | Internal | Shoulder | B12 | 200 | 1600 | 0 | 50.7 | 48.7 | 5 | 0
2040 | NE_2_MAPP_US | NE | MAPP_US | Internal | Shoulder | B13 | 600 | 1600 | 0 | 45.5 | 43.38 | 5 | 0
2040 | NE_2_MAPP_US | NE | MAPP_US | Internal | Shoulder | B14 | 900 | 1600 | 0 | 30.23 | 28.23 | 5 | 0
2040 | NE_2_MAPP_US | NE | MAPP_US | Internal | Shoulder | B15 | 1203 | 1600 | 1600 | -25.21 | -15 | 5 | 5.21
2040 | NE_2_MAPP_US | NE | MAPP_US | Internal | Summer | B1 | 10 | 1600 | 0 | 87.99 | 85.99 | 5 | 0
2040 | NE_2_MAPP_US | NE | MAPP_US | Internal | Summer | B2 | 25 | 1600 | 0 | 83.1 | 81.1 | 5 | 0
2040 | NE_2_MAPP_US | NE | MAPP_US | Internal | Summer | B3 | 75 | 1600 | 0 | 84.88 | 82.88 | 5 | 0
2040 | NE_2_MAPP_US | NE | MAPP_US | Internal | Summer | B4 | 100 | 1600 | 0 | 83.48 | 81.48 | 5 | 0
2040 | NE_2_MAPP_US | NE | MAPP_US | Internal | Summer | B5 | 200 | 1600 | 0 | 83.09 | 81.09 | 5 | 0
2040 | NE_2_MAPP_US | NE | MAPP_US | Internal | Summer | B6 | 300 | 1600 | 0 | 79.31 | 77.31 | 5 | 0
2040 | NE_2_MAPP_US | NE | MAPP_US | Internal | Summer | B7 | 400 | 1600 | 0 | 55.44 | 53.44 | 5 | 0
2040 | NE_2_MAPP_US | NE | MAPP_US | Internal | Summer | B8 | 500 | 1600 | 0 | 46.45 | 39.45 | 5 | 0
2040 | NE_2_MAPP_US | NE | MAPP_US | Internal | Summer | B9 | 800 | 1600 | 0 | 40.54 | 38.38 | 5 | 0
2040 | NE_2_MAPP_US | NE | MAPP_US | Internal | Summer | B10 | 1262 | 1600 | 0 | 30.48 | 26.15 | 5 | 0
2040 | NE_2_MAPP_US | NE | MAPP_US | Internal | Winter | B16 | 25 | 1600 | 1600 | -38.29 | 22.78 | 5 | 56.07
2040 | NE_2_MAPP_US | NE | MAPP_US | Internal | Winter | B17 | 100 | 1600 | 0 | 25.08 | 26.02 | 5 | 0
2040 | NE_2_MAPP_US | NE | MAPP_US | Internal | Winter | B18 | 400 | 1600 | 0 | 40.14 | 38.14 | 5 | 0
2040 | NE_2_MAPP_US | NE | MAPP_US | Internal | Winter | B19 | 700 | 1600 | 0 | 40.14 | 38.14 | 5 | 0
2040 | NE_2_MAPP_US | NE | MAPP_US | Internal | Winter | B20 | 935 | 1600 | 0 | 24.78 | 22.78 | 5 | 0
2040 | NE_2_MISO_W | NE | MISO_W | Internal | Shoulder | B11 | 25 | 19097 | 8550.04 | 63.38 | 68.38 | 5 | 0
2040 | NE_2_MISO_W | NE | MISO_W | Internal | Shoulder | B12 | 200 | 19097 | 11445.47 | 50.7 | 55.7 | 5 | 0
2040 | NE_2_MISO_W | NE | MISO_W | Internal | Shoulder | B13 | 600 | 19097 | 14542.07 | 45.5 | 50.5 | 5 | 0
2040 | NE_2_MISO_W | NE | MISO_W | Internal | Shoulder | B14 | 900 | 19097 | 18430.27 | 30.23 | 35.23 | 5 | 0
2040 | NE_2_MISO_W | NE | MISO_W | Internal | Shoulder | B15 | 1203 | 19097 | 19097 | -25.21 | -8 | 5 | 12.21
2040 | NE_2_MISO_W | NE | MISO_W | Internal | Summer | B1 | 10 | 19097 | 11348.33 | 87.99 | 92.99 | 5 | 0
2040 | NE_2_MISO_W | NE | MISO_W | Internal | Summer | B2 | 25 | 19097 | 8609.61 | 83.1 | 88.1 | 5 | 0
2040 | NE_2_MISO_W | NE | MISO_W | Internal | Summer | B3 | 75 | 19097 | 1392.98 | 84.88 | 89.88 | 5 | 0
2040 | NE_2_MISO_W | NE | MISO_W | Internal | Summer | B4 | 100 | 19097 | 1053.55 | 83.48 | 88.48 | 5 | 0
2040 | NE_2_MISO_W | NE | MISO_W | Internal | Summer | B5 | 200 | 19097 | 4864.61 | 83.09 | 88.09 | 5 | 0
2040 | NE_2_MISO_W | NE | MISO_W | Internal | Summer | B6 | 300 | 19097 | 5557.95 | 79.31 | 84.31 | 5 | 0
2040 | NE_2_MISO_W | NE | MISO_W | Internal | Summer | B7 | 400 | 19097 | 4363.36 | 55.44 | 60.44 | 5 | 0
2040 | NE_2_MISO_W | NE | MISO_W | Internal | Summer | B8 | 500 | 19097 | 8203.29 | 46.45 | 51.45 | 5 | 0
2040 | NE_2_MISO_W | NE | MISO_W | Internal | Summer | B9 | 800 | 19097 | 8280.76 | 40.54 | 45.54 | 5 | 0
2040 | NE_2_MISO_W | NE | MISO_W | Internal | Summer | B10 | 1262 | 19097 | 12248.98 | 30.48 | 35.48 | 5 | 0
2040 | NE_2_MISO_W | NE | MISO_W | Internal | Winter | B16 | 25 | 19097 | 19097 | -38.29 | 30.79 | 5 | 64.08
2040 | NE_2_MISO_W | NE | MISO_W | Internal | Winter | B17 | 100 | 19097 | 19097 | 25.08 | 33.02 | 5 | 2.95
2040 | NE_2_MISO_W | NE | MISO_W | Internal | Winter | B18 | 400 | 19097 | 17354.6 | 40.14 | 45.14 | 5 | 0
2040 | NE_2_MISO_W | NE | MISO_W | Internal | Winter | B19 | 700 | 19097 | 18434.16 | 40.14 | 45.14 | 5 | 0
2040 | NE_2_MISO_W | NE | MISO_W | Internal | Winter | B20 | 935 | 19097 | 18835.04 | 24.78 | 29.78 | 5 | 0
2040 | NE_2_SPP_N | NE | SPP_N | Internal | Shoulder | B11 | 25 | 12798 | 6871.75 | 63.38 | 63.39 | 0.01 | 0
2040 | NE_2_SPP_N | NE | SPP_N | Internal | Shoulder | B12 | 200 | 12798 | 10528.55 | 50.7 | 50.72 | 0.01 | 0
2040 | NE_2_SPP_N | NE | SPP_N | Internal | Shoulder | B13 | 600 | 12798 | 10552.05 | 45.5 | 45.51 | 0.01 | 0
2040 | NE_2_SPP_N | NE | SPP_N | Internal | Shoulder | B14 | 900 | 12798 | 8513.15 | 30.23 | 30.24 | 0.01 | 0
2040 | NE_2_SPP_N | NE | SPP_N | Internal | Shoulder | B15 | 1203 | 12798 | 7040.49 | -25.21 | -25.2 | 0.01 | 0
2040 | NE_2_SPP_N | NE | SPP_N | Internal | Summer | B1 | 10 | 12798 | 246.96 | 87.99 | 88 | 0.01 | 0
2040 | NE_2_SPP_N | NE | SPP_N | Internal | Summer | B2 | 25 | 12798 | 10559.77 | 83.1 | 83.11 | 0.01 | 0
2040 | NE_2_SPP_N | NE | SPP_N | Internal | Summer | B3 | 75 | 12798 | 12798 | 84.88 | 85.31 | 0.01 | 0.42
2040 | NE_2_SPP_N | NE | SPP_N | Internal | Summer | B4 | 100 | 12798 | 10068.63 | 83.48 | 83.49 | 0.01 | 0
2040 | NE_2_SPP_N | NE | SPP_N | Internal | Summer | B5 | 200 | 12798 | 7610.77 | 83.09 | 83.1 | 0.01 | 0
2040 | NE_2_SPP_N | NE | SPP_N | Internal | Summer | B6 | 300 | 12798 | 8036.61 | 79.31 | 79.32 | 0.01 | 0
2040 | NE_2_SPP_N | NE | SPP_N | Internal | Summer | B7 | 400 | 12798 | 11860.73 | 55.44 | 55.46 | 0.01 | 0
2040 | NE_2_SPP_N | NE | SPP_N | Internal | Summer | B8 | 500 | 12798 | 12798 | 46.45 | 52.07 | 0.01 | 5.61
2040 | NE_2_SPP_N | NE | SPP_N | Internal | Summer | B9 | 800 | 12798 | 12798 | 40.54 | 47.52 | 0.01 | 6.97
2040 | NE_2_SPP_N | NE | SPP_N | Internal | Summer | B10 | 1262 | 12798 | 12769.59 | 30.48 | 30.49 | 0.01 | 0
2040 | NE_2_SPP_N | NE | SPP_N | Internal | Winter | B16 | 25 | 12798 | 12798 | -38.29 | 37.79 | 0.01 | 76.07
2040 | NE_2_SPP_N | NE | SPP_N | Internal | Winter | B17 | 100 | 12798 | 12798 | 25.08 | 34.54 | 0.01 | 9.45
2040 | NE_2_SPP_N | NE | SPP_N | Internal | Winter | B18 | 400 | 12798 | 12798 | 40.14 | 43.2 | 0.01 | 3.04
2040 | NE_2_SPP_N | NE | SPP_N | Internal | Winter | B19 | 700 | 12798 | 9767.51 | 40.14 | 40.16 | 0.01 | 0
2040 | NE_2_SPP_N | NE | SPP_N | Internal | Winter | B20 | 935 | 12798 | 10627.95 | 24.78 | 24.79 | 0.01 | 0
2040 | NEISO_2_NYISO_A-F | NEISO | NYISO_A-F | Internal | Shoulder | B11 | 25 | 600 | 600 | 49.73 | 59.7 | 3 | 6.98
2040 | NEISO_2_NYISO_A-F | NEISO | NYISO_A-F | Internal | Shoulder | B12 | 200 | 600 | 600 | 49.73 | 53.78 | 3 | 1.06
2040 | NEISO_2_NYISO_A-F | NEISO | NYISO_A-F | Internal | Shoulder | B13 | 600 | 600 | 600 | 45.22 | 49.02 | 3 | 0.8
2040 | NEISO_2_NYISO_A-F | NEISO | NYISO_A-F | Internal | Shoulder | B14 | 900 | 600 | 422.45 | 45.22 | 48.22 | 3 | 0
2040 | NEISO_2_NYISO_A-F | NEISO | NYISO_A-F | Internal | Shoulder | B15 | 1203 | 600 | 301.73 | 45.22 | 48.22 | 3 | 0
2040 | NEISO_2_NYISO_A-F | NEISO | NYISO_A-F | Internal | Summer | B1 | 10 | 600 | 0.12 | 83.98 | 86.97 | 3 | 0
2040 | NEISO_2_NYISO_A-F | NEISO | NYISO_A-F | Internal | Summer | B2 | 25 | 600 | 471.37 | 74.43 | 77.43 | 3 | 0
2040 | NEISO_2_NYISO_A-F | NEISO | NYISO_A-F | Internal | Summer | B3 | 75 | 600 | 0 | 68.42 | 69.6 | 3 | 0
2040 | NEISO_2_NYISO_A-F | NEISO | NYISO_A-F | Internal | Summer | B4 | 100 | 600 | 0.01 | 64.87 | 67.86 | 3 | 0
2040 | NEISO_2_NYISO_A-F | NEISO | NYISO_A-F | Internal | Summer | B5 | 200 | 600 | 557.44 | 60.16 | 63.16 | 3 | 0
2040 | NEISO_2_NYISO_A-F | NEISO | NYISO_A-F | Internal | Summer | B6 | 300 | 600 | 600 | 54.88 | 59.64 | 3 | 1.75
2040 | NEISO_2_NYISO_A-F | NEISO | NYISO_A-F | Internal | Summer | B7 | 400 | 600 | 600 | 45.45 | 52.37 | 3 | 3.92
2040 | NEISO_2_NYISO_A-F | NEISO | NYISO_A-F | Internal | Summer | B8 | 500 | 600 | 54.32 | 45.45 | 48.45 | 3 | 0
2040 | NEISO_2_NYISO_A-F | NEISO | NYISO_A-F | Internal | Summer | B9 | 800 | 600 | 600 | 41.35 | 44.81 | 3 | 0.47
2040 | NEISO_2_NYISO_A-F | NEISO | NYISO_A-F | Internal | Summer | B10 | 1262 | 600 | 600 | 41.35 | 44.81 | 3 | 0.47
2040 | NEISO_2_NYISO_A-F | NEISO | NYISO_A-F | Internal | Winter | B16 | 25 | 600 | 0 | 64.01 | 66.42 | 3 | 0
2040 | NEISO_2_NYISO_A-F | NEISO | NYISO_A-F | Internal | Winter | B17 | 100 | 600 | 0 | 62.88 | 61.65 | 3 | 0
2040 | NEISO_2_NYISO_A-F | NEISO | NYISO_A-F | Internal | Winter | B18 | 400 | 600 | 0 | 57.12 | 58.12 | 3 | 0
2040 | NEISO_2_NYISO_A-F | NEISO | NYISO_A-F | Internal | Winter | B19 | 700 | 600 | 0 | 57.12 | 56.87 | 3 | 0
2040 | NEISO_2_NYISO_A-F | NEISO | NYISO_A-F | Internal | Winter | B20 | 935 | 600 | 0 | 57.12 | 56.87 | 3 | 0
2040 | NEISO_2_NYISO_G-I | NEISO | NYISO_G-I | Internal | Shoulder | B11 | 25 | 600 | 600 | 49.73 | 59.72 | 3 | 6.99
2040 | NEISO_2_NYISO_G-I | NEISO | NYISO_G-I | Internal | Shoulder | B12 | 200 | 600 | 600 | 49.73 | 53.8 | 3 | 1.07
2040 | NEISO_2_NYISO_G-I | NEISO | NYISO_G-I | Internal | Shoulder | B13 | 600 | 600 | 600 | 45.22 | 49.03 | 3 | 0.81
2040 | NEISO_2_NYISO_G-I | NEISO | NYISO_G-I | Internal | Shoulder | B14 | 900 | 600 | 600 | 45.22 | 48.23 | 3 | 0.01
2040 | NEISO_2_NYISO_G-I | NEISO | NYISO_G-I | Internal | Shoulder | B15 | 1203 | 600 | 0 | 45.22 | 48.21 | 3 | 0
2040 | NEISO_2_NYISO_G-I | NEISO | NYISO_G-I | Internal | Summer | B1 | 10 | 600 | 344.39 | 83.98 | 86.98 | 3 | 0
2040 | NEISO_2_NYISO_G-I | NEISO | NYISO_G-I | Internal | Summer | B2 | 25 | 600 | 599.96 | 74.43 | 77.44 | 3 | 0.01
2040 | NEISO_2_NYISO_G-I | NEISO | NYISO_G-I | Internal | Summer | B3 | 75 | 600 | 0 | 68.42 | 69.61 | 3 | 0
2040 | NEISO_2_NYISO_G-I | NEISO | NYISO_G-I | Internal | Summer | B4 | 100 | 600 | 355.4 | 64.87 | 67.87 | 3 | 0
2040 | NEISO_2_NYISO_G-I | NEISO | NYISO_G-I | Internal | Summer | B5 | 200 | 600 | 599.99 | 60.16 | 63.17 | 3 | 0.01
2040 | NEISO_2_NYISO_G-I | NEISO | NYISO_G-I | Internal | Summer | B6 | 300 | 600 | 600 | 54.88 | 59.65 | 3 | 1.76
2040 | NEISO_2_NYISO_G-I | NEISO | NYISO_G-I | Internal | Summer | B7 | 400 | 600 | 600 | 45.45 | 52.38 | 3 | 3.93
2040 | NEISO_2_NYISO_G-I | NEISO | NYISO_G-I | Internal | Summer | B8 | 500 | 600 | 600 | 45.45 | 48.46 | 3 | 0.01
2040 | NEISO_2_NYISO_G-I | NEISO | NYISO_G-I | Internal | Summer | B9 | 800 | 600 | 600 | 41.35 | 44.83 | 3 | 0.48
2040 | NEISO_2_NYISO_G-I | NEISO | NYISO_G-I | Internal | Summer | B10 | 1262 | 600 | 600 | 41.35 | 44.8 | 3 | 0.45
2040 | NEISO_2_NYISO_G-I | NEISO | NYISO_G-I | Internal | Winter | B16 | 25 | 600 | 310.47 | 64.01 | 67.01 | 3 | 0
2040 | NEISO_2_NYISO_G-I | NEISO | NYISO_G-I | Internal | Winter | B17 | 100 | 600 | 0 | 62.88 | 61.67 | 3 | 0
2040 | NEISO_2_NYISO_G-I | NEISO | NYISO_G-I | Internal | Winter | B18 | 400 | 600 | 0 | 57.12 | 58.13 | 3 | 0
2040 | NEISO_2_NYISO_G-I | NEISO | NYISO_G-I | Internal | Winter | B19 | 700 | 600 | 0 | 57.12 | 56.88 | 3 | 0
2040 | NEISO_2_NYISO_G-I | NEISO | NYISO_G-I | Internal | Winter | B20 | 935 | 600 | 0 | 57.12 | 56.88 | 3 | 0
2040 | NEISO_2_NYISO_J-K | NEISO | NYISO_J-K | Internal | Shoulder | B11 | 25 | 520 | 520 | 49.73 | 65.44 | 3 | 12.72
2040 | NEISO_2_NYISO_J-K | NEISO | NYISO_J-K | Internal | Shoulder | B12 | 200 | 520 | 520 | 49.73 | 65.44 | 3 | 12.72
2040 | NEISO_2_NYISO_J-K | NEISO | NYISO_J-K | Internal | Shoulder | B13 | 600 | 520 | 520 | 45.22 | 65.44 | 3 | 17.22
2040 | NEISO_2_NYISO_J-K | NEISO | NYISO_J-K | Internal | Shoulder | B14 | 900 | 520 | 520 | 45.22 | 49.52 | 3 | 1.3
2040 | NEISO_2_NYISO_J-K | NEISO | NYISO_J-K | Internal | Shoulder | B15 | 1203 | 520 | 339.14 | 45.22 | 48.22 | 3 | 0
2040 | NEISO_2_NYISO_J-K | NEISO | NYISO_J-K | Internal | Summer | B1 | 10 | 520 | 519.89 | 83.98 | 86.99 | 3 | 0.01
2040 | NEISO_2_NYISO_J-K | NEISO | NYISO_J-K | Internal | Summer | B2 | 25 | 520 | 519.98 | 74.43 | 77.46 | 3 | 0.02
2040 | NEISO_2_NYISO_J-K | NEISO | NYISO_J-K | Internal | Summer | B3 | 75 | 520 | 0 | 68.42 | 69.63 | 3 | 0
2040 | NEISO_2_NYISO_J-K | NEISO | NYISO_J-K | Internal | Summer | B4 | 100 | 520 | 519.99 | 64.87 | 67.88 | 3 | 0.01
2040 | NEISO_2_NYISO_J-K | NEISO | NYISO_J-K | Internal | Summer | B5 | 200 | 520 | 520 | 60.16 | 63.18 | 3 | 0.02
2040 | NEISO_2_NYISO_J-K | NEISO | NYISO_J-K | Internal | Summer | B6 | 300 | 520 | 520 | 54.88 | 59.66 | 3 | 1.78
2040 | NEISO_2_NYISO_J-K | NEISO | NYISO_J-K | Internal | Summer | B7 | 400 | 520 | 520 | 45.45 | 59.66 | 3 | 11.21
2040 | NEISO_2_NYISO_J-K | NEISO | NYISO_J-K | Internal | Summer | B8 | 500 | 520 | 520 | 45.45 | 59.66 | 3 | 11.21
2040 | NEISO_2_NYISO_J-K | NEISO | NYISO_J-K | Internal | Summer | B9 | 800 | 520 | 520 | 41.35 | 53.36 | 3 | 9.02
2040 | NEISO_2_NYISO_J-K | NEISO | NYISO_J-K | Internal | Summer | B10 | 1262 | 520 | 520 | 41.35 | 44.81 | 3 | 0.47
2040 | NEISO_2_NYISO_J-K | NEISO | NYISO_J-K | Internal | Winter | B16 | 25 | 520 | 520 | 64.01 | 85.58 | 3 | 18.57
2040 | NEISO_2_NYISO_J-K | NEISO | NYISO_J-K | Internal | Winter | B17 | 100 | 520 | 520 | 62.88 | 85.58 | 3 | 19.7
2040 | NEISO_2_NYISO_J-K | NEISO | NYISO_J-K | Internal | Winter | B18 | 400 | 520 | 520 | 57.12 | 84.9 | 3 | 24.78
2040 | NEISO_2_NYISO_J-K | NEISO | NYISO_J-K | Internal | Winter | B19 | 700 | 520 | 520 | 57.12 | 64.02 | 3 | 3.9
2040 | NEISO_2_NYISO_J-K | NEISO | NYISO_J-K | Internal | Winter | B20 | 935 | 520 | 211.83 | 57.12 | 60.12 | 3 | 0
2040 | NonRTO_Midwest_2_MISO_IN | NonRTO_Midwest | MISO_IN | Internal | Shoulder | B11 | 25 | 4450 | 0 | 76.41 | 68.41 | 8 | 0
2040 | NonRTO_Midwest_2_MISO_IN | NonRTO_Midwest | MISO_IN | Internal | Shoulder | B12 | 200 | 4450 | 0 | 67.69 | 59.69 | 8 | 0
2040 | NonRTO_Midwest_2_MISO_IN | NonRTO_Midwest | MISO_IN | Internal | Shoulder | B13 | 600 | 4450 | 0 | 57.78 | 54.03 | 8 | 0
2040 | NonRTO_Midwest_2_MISO_IN | NonRTO_Midwest | MISO_IN | Internal | Shoulder | B14 | 900 | 4450 | 0 | 53.43 | 49.46 | 8 | 0
2040 | NonRTO_Midwest_2_MISO_IN | NonRTO_Midwest | MISO_IN | Internal | Shoulder | B15 | 1203 | 4450 | 0 | 53.43 | 47.4 | 8 | 0
2040 | NonRTO_Midwest_2_MISO_IN | NonRTO_Midwest | MISO_IN | Internal | Summer | B1 | 10 | 4450 | 0 | 94.05 | 97.53 | 8 | 0
2040 | NonRTO_Midwest_2_MISO_IN | NonRTO_Midwest | MISO_IN | Internal | Summer | B2 | 25 | 4450 | 0 | 94.05 | 90.66 | 8 | 0
2040 | NonRTO_Midwest_2_MISO_IN | NonRTO_Midwest | MISO_IN | Internal | Summer | B3 | 75 | 4450 | 0 | 94.05 | 90.32 | 8 | 0
2040 | NonRTO_Midwest_2_MISO_IN | NonRTO_Midwest | MISO_IN | Internal | Summer | B4 | 100 | 4450 | 0 | 94.05 | 88.5 | 8 | 0
2040 | NonRTO_Midwest_2_MISO_IN | NonRTO_Midwest | MISO_IN | Internal | Summer | B5 | 200 | 4450 | 0 | 94.05 | 88.11 | 8 | 0
2040 | NonRTO_Midwest_2_MISO_IN | NonRTO_Midwest | MISO_IN | Internal | Summer | B6 | 300 | 4450 | 0 | 88.58 | 84.34 | 8 | 0
2040 | NonRTO_Midwest_2_MISO_IN | NonRTO_Midwest | MISO_IN | Internal | Summer | B7 | 400 | 4450 | 854.4 | 52.47 | 60.47 | 8 | 0
2040 | NonRTO_Midwest_2_MISO_IN | NonRTO_Midwest | MISO_IN | Internal | Summer | B8 | 500 | 4450 | 0 | 51.79 | 52.57 | 8 | 0
2040 | NonRTO_Midwest_2_MISO_IN | NonRTO_Midwest | MISO_IN | Internal | Summer | B9 | 800 | 4450 | 0 | 51.79 | 47.79 | 8 | 0
2040 | NonRTO_Midwest_2_MISO_IN | NonRTO_Midwest | MISO_IN | Internal | Summer | B10 | 1262 | 4450 | 0 | 46.72 | 44.17 | 8 | 0
2040 | NonRTO_Midwest_2_MISO_IN | NonRTO_Midwest | MISO_IN | Internal | Winter | B16 | 25 | 4450 | 0 | 80.29 | 72.29 | 8 | 0
2040 | NonRTO_Midwest_2_MISO_IN | NonRTO_Midwest | MISO_IN | Internal | Winter | B17 | 100 | 4450 | 0 | 73.69 | 65.69 | 8 | 0
2040 | NonRTO_Midwest_2_MISO_IN | NonRTO_Midwest | MISO_IN | Internal | Winter | B18 | 400 | 4450 | 0 | 63.16 | 55.16 | 8 | 0
2040 | NonRTO_Midwest_2_MISO_IN | NonRTO_Midwest | MISO_IN | Internal | Winter | B19 | 700 | 4450 | 0 | 57.5 | 53.03 | 8 | 0
2040 | NonRTO_Midwest_2_MISO_IN | NonRTO_Midwest | MISO_IN | Internal | Winter | B20 | 935 | 4450 | 0 | 52.2 | 44.2 | 8 | 0
2040 | NonRTO_Midwest_2_TVA_Transmission | NonRTO_Midwest | TVA_Transmission | Internal | Shoulder | B11 | 25 | 2400 | 0 | 76.41 | 74.6 | 8 | 0
2040 | NonRTO_Midwest_2_TVA_Transmission | NonRTO_Midwest | TVA_Transmission | Internal | Shoulder | B12 | 200 | 2400 | 0 | 67.69 | 61.86 | 8 | 0
2040 | NonRTO_Midwest_2_TVA_Transmission | NonRTO_Midwest | TVA_Transmission | Internal | Shoulder | B13 | 600 | 2400 | 0 | 57.78 | 58.5 | 8 | 0
2040 | NonRTO_Midwest_2_TVA_Transmission | NonRTO_Midwest | TVA_Transmission | Internal | Shoulder | B14 | 900 | 2400 | 0 | 53.43 | 55.4 | 8 | 0
2040 | NonRTO_Midwest_2_TVA_Transmission | NonRTO_Midwest | TVA_Transmission | Internal | Shoulder | B15 | 1203 | 2400 | 0 | 53.43 | 53.58 | 8 | 0
2040 | NonRTO_Midwest_2_TVA_Transmission | NonRTO_Midwest | TVA_Transmission | Internal | Summer | B1 | 10 | 2400 | 0 | 94.05 | 100.99 | 8 | 0
2040 | NonRTO_Midwest_2_TVA_Transmission | NonRTO_Midwest | TVA_Transmission | Internal | Summer | B2 | 25 | 2400 | 0 | 94.05 | 92.48 | 8 | 0
2040 | NonRTO_Midwest_2_TVA_Transmission | NonRTO_Midwest | TVA_Transmission | Internal | Summer | B3 | 75 | 2400 | 0 | 94.05 | 92.16 | 8 | 0
2040 | NonRTO_Midwest_2_TVA_Transmission | NonRTO_Midwest | TVA_Transmission | Internal | Summer | B4 | 100 | 2400 | 0 | 94.05 | 92.14 | 8 | 0
2040 | NonRTO_Midwest_2_TVA_Transmission | NonRTO_Midwest | TVA_Transmission | Internal | Summer | B5 | 200 | 2400 | 0 | 94.05 | 91.95 | 8 | 0
2040 | NonRTO_Midwest_2_TVA_Transmission | NonRTO_Midwest | TVA_Transmission | Internal | Summer | B6 | 300 | 2400 | 0 | 88.58 | 82.31 | 8 | 0
2040 | NonRTO_Midwest_2_TVA_Transmission | NonRTO_Midwest | TVA_Transmission | Internal | Summer | B7 | 400 | 2400 | 0 | 52.47 | 59.9 | 8 | 0
2040 | NonRTO_Midwest_2_TVA_Transmission | NonRTO_Midwest | TVA_Transmission | Internal | Summer | B8 | 500 | 2400 | 0 | 51.79 | 56.58 | 8 | 0
2040 | NonRTO_Midwest_2_TVA_Transmission | NonRTO_Midwest | TVA_Transmission | Internal | Summer | B9 | 800 | 2400 | 0 | 51.79 | 53.54 | 8 | 0
2040 | NonRTO_Midwest_2_TVA_Transmission | NonRTO_Midwest | TVA_Transmission | Internal | Summer | B10 | 1262 | 2400 | 0 | 46.72 | 52.18 | 8 | 0
2040 | NonRTO_Midwest_2_TVA_Transmission | NonRTO_Midwest | TVA_Transmission | Internal | Winter | B16 | 25 | 2400 | 0 | 80.29 | 78.06 | 8 | 0
2040 | NonRTO_Midwest_2_TVA_Transmission | NonRTO_Midwest | TVA_Transmission | Internal | Winter | B17 | 100 | 2400 | 0 | 73.69 | 64.69 | 8 | 0
2040 | NonRTO_Midwest_2_TVA_Transmission | NonRTO_Midwest | TVA_Transmission | Internal | Winter | B18 | 400 | 2400 | 0 | 63.16 | 62 | 8 | 0
2040 | NonRTO_Midwest_2_TVA_Transmission | NonRTO_Midwest | TVA_Transmission | Internal | Winter | B19 | 700 | 2400 | 0 | 57.5 | 56.71 | 8 | 0
2040 | NonRTO_Midwest_2_TVA_Transmission | NonRTO_Midwest | TVA_Transmission | Internal | Winter | B20 | 935 | 2400 | 0 | 52.2 | 56.71 | 8 | 0
2040 | NYISO_A-F_2_IESO | NYISO_A-F | IESO | Internal | Shoulder | B11 | 25 | 1600 | 0 | 59.7 | 52.7 | 7 | 0
2040 | NYISO_A-F_2_IESO | NYISO_A-F | IESO | Internal | Shoulder | B12 | 200 | 1600 | 0 | 53.78 | 52.7 | 7 | 0
2040 | NYISO_A-F_2_IESO | NYISO_A-F | IESO | Internal | Shoulder | B13 | 600 | 1600 | 0 | 49.02 | 52.26 | 7 | 0
2040 | NYISO_A-F_2_IESO | NYISO_A-F | IESO | Internal | Shoulder | B14 | 900 | 1600 | 0 | 48.22 | 52.26 | 7 | 0
2040 | NYISO_A-F_2_IESO | NYISO_A-F | IESO | Internal | Shoulder | B15 | 1203 | 1600 | 0 | 48.22 | 52.26 | 7 | 0
2040 | NYISO_A-F_2_IESO | NYISO_A-F | IESO | Internal | Summer | B1 | 10 | 1600 | 0 | 86.97 | 90.54 | 7 | 0
2040 | NYISO_A-F_2_IESO | NYISO_A-F | IESO | Internal | Summer | B2 | 25 | 1600 | 330.35 | 77.43 | 84.43 | 7 | 0
2040 | NYISO_A-F_2_IESO | NYISO_A-F | IESO | Internal | Summer | B3 | 75 | 1600 | 983.23 | 69.6 | 76.6 | 7 | 0
2040 | NYISO_A-F_2_IESO | NYISO_A-F | IESO | Internal | Summer | B4 | 100 | 1600 | 0 | 67.86 | 68.12 | 7 | 0
2040 | NYISO_A-F_2_IESO | NYISO_A-F | IESO | Internal | Summer | B5 | 200 | 1600 | 0 | 63.16 | 56.16 | 7 | 0
2040 | NYISO_A-F_2_IESO | NYISO_A-F | IESO | Internal | Summer | B6 | 300 | 1600 | 0 | 59.64 | 52.64 | 7 | 0
2040 | NYISO_A-F_2_IESO | NYISO_A-F | IESO | Internal | Summer | B7 | 400 | 1600 | 0 | 52.37 | 52 | 7 | 0
2040 | NYISO_A-F_2_IESO | NYISO_A-F | IESO | Internal | Summer | B8 | 500 | 1600 | 0 | 48.45 | 49.31 | 7 | 0
2040 | NYISO_A-F_2_IESO | NYISO_A-F | IESO | Internal | Summer | B9 | 800 | 1600 | 0 | 44.81 | 49.31 | 7 | 0
2040 | NYISO_A-F_2_IESO | NYISO_A-F | IESO | Internal | Summer | B10 | 1262 | 1600 | 0 | 44.81 | 49.31 | 7 | 0
2040 | NYISO_A-F_2_IESO | NYISO_A-F | IESO | Internal | Winter | B16 | 25 | 1600 | 0 | 66.42 | 59.42 | 7 | 0
2040 | NYISO_A-F_2_IESO | NYISO_A-F | IESO | Internal | Winter | B17 | 100 | 1600 | 0 | 61.65 | 55.05 | 7 | 0
2040 | NYISO_A-F_2_IESO | NYISO_A-F | IESO | Internal | Winter | B18 | 400 | 1600 | 0 | 58.12 | 55.05 | 7 | 0
2040 | NYISO_A-F_2_IESO | NYISO_A-F | IESO | Internal | Winter | B19 | 700 | 1600 | 0 | 56.87 | 55.05 | 7 | 0
2040 | NYISO_A-F_2_IESO | NYISO_A-F | IESO | Internal | Winter | B20 | 935 | 1600 | 0 | 56.87 | 55.05 | 7 | 0
2040 | NYISO_A-F_2_NEISO | NYISO_A-F | NEISO | Internal | Shoulder | B11 | 25 | 600 | 0 | 59.7 | 49.73 | 3 | 0
2040 | NYISO_A-F_2_NEISO | NYISO_A-F | NEISO | Internal | Shoulder | B12 | 200 | 600 | 0 | 53.78 | 49.73 | 3 | 0
2040 | NYISO_A-F_2_NEISO | NYISO_A-F | NEISO | Internal | Shoulder | B13 | 600 | 600 | 0 | 49.02 | 45.22 | 3 | 0
2040 | NYISO_A-F_2_NEISO | NYISO_A-F | NEISO | Internal | Shoulder | B14 | 900 | 600 | 0 | 48.22 | 45.22 | 3 | 0
2040 | NYISO_A-F_2_NEISO | NYISO_A-F | NEISO | Internal | Shoulder | B15 | 1203 | 600 | 0 | 48.22 | 45.22 | 3 | 0
2040 | NYISO_A-F_2_NEISO | NYISO_A-F | NEISO | Internal | Summer | B1 | 10 | 600 | 0 | 86.97 | 83.98 | 3 | 0
2040 | NYISO_A-F_2_NEISO | NYISO_A-F | NEISO | Internal | Summer | B2 | 25 | 600 | 0 | 77.43 | 74.43 | 3 | 0
2040 | NYISO_A-F_2_NEISO | NYISO_A-F | NEISO | Internal | Summer | B3 | 75 | 600 | 0 | 69.6 | 68.42 | 3 | 0
2040 | NYISO_A-F_2_NEISO | NYISO_A-F | NEISO | Internal | Summer | B4 | 100 | 600 | 0 | 67.86 | 64.87 | 3 | 0
2040 | NYISO_A-F_2_NEISO | NYISO_A-F | NEISO | Internal | Summer | B5 | 200 | 600 | 0 | 63.16 | 60.16 | 3 | 0
2040 | NYISO_A-F_2_NEISO | NYISO_A-F | NEISO | Internal | Summer | B6 | 300 | 600 | 0 | 59.64 | 54.88 | 3 | 0
2040 | NYISO_A-F_2_NEISO | NYISO_A-F | NEISO | Internal | Summer | B7 | 400 | 600 | 0 | 52.37 | 45.45 | 3 | 0
2040 | NYISO_A-F_2_NEISO | NYISO_A-F | NEISO | Internal | Summer | B8 | 500 | 600 | 0 | 48.45 | 45.45 | 3 | 0
2040 | NYISO_A-F_2_NEISO | NYISO_A-F | NEISO | Internal | Summer | B9 | 800 | 600 | 0 | 44.81 | 41.35 | 3 | 0
2040 | NYISO_A-F_2_NEISO | NYISO_A-F | NEISO | Internal | Summer | B10 | 1262 | 600 | 0 | 44.81 | 41.35 | 3 | 0
2040 | NYISO_A-F_2_NEISO | NYISO_A-F | NEISO | Internal | Winter | B16 | 25 | 600 | 0 | 66.42 | 64.01 | 3 | 0
2040 | NYISO_A-F_2_NEISO | NYISO_A-F | NEISO | Internal | Winter | B17 | 100 | 600 | 0 | 61.65 | 62.88 | 3 | 0
2040 | NYISO_A-F_2_NEISO | NYISO_A-F | NEISO | Internal | Winter | B18 | 400 | 600 | 0 | 58.12 | 57.12 | 3 | 0
2040 | NYISO_A-F_2_NEISO | NYISO_A-F | NEISO | Internal | Winter | B19 | 700 | 600 | 0 | 56.87 | 57.12 | 3 | 0
2040 | NYISO_A-F_2_NEISO | NYISO_A-F | NEISO | Internal | Winter | B20 | 935 | 600 | 0 | 56.87 | 57.12 | 3 | 0
2040 | NYISO_A-F_2_NYISO_G-I | NYISO_A-F | NYISO_G-I | Internal | Shoulder | B11 | 25 | 4888 | 2922.61 | 59.7 | 59.72 | 0.01 | 0
2040 | NYISO_A-F_2_NYISO_G-I | NYISO_A-F | NYISO_G-I | Internal | Shoulder | B12 | 200 | 4888 | 1611.85 | 53.78 | 53.8 | 0.01 | 0
2040 | NYISO_A-F_2_NYISO_G-I | NYISO_A-F | NYISO_G-I | Internal | Shoulder | B13 | 600 | 4888 | 1435.32 | 49.02 | 49.03 | 0.01 | 0
2040 | NYISO_A-F_2_NYISO_G-I | NYISO_A-F | NYISO_G-I | Internal | Shoulder | B14 | 900 | 4888 | 1192.67 | 48.22 | 48.23 | 0.01 | 0
2040 | NYISO_A-F_2_NYISO_G-I | NYISO_A-F | NYISO_G-I | Internal | Shoulder | B15 | 1203 | 4888 | 0 | 48.22 | 48.21 | 0.01 | 0
2040 | NYISO_A-F_2_NYISO_G-I | NYISO_A-F | NYISO_G-I | Internal | Summer | B1 | 10 | 4888 | 3126.14 | 86.97 | 86.98 | 0.01 | 0
2040 | NYISO_A-F_2_NYISO_G-I | NYISO_A-F | NYISO_G-I | Internal | Summer | B2 | 25 | 4888 | 2020.94 | 77.43 | 77.44 | 0.01 | 0
2040 | NYISO_A-F_2_NYISO_G-I | NYISO_A-F | NYISO_G-I | Internal | Summer | B3 | 75 | 4888 | 1552.79 | 69.6 | 69.61 | 0.01 | 0
2040 | NYISO_A-F_2_NYISO_G-I | NYISO_A-F | NYISO_G-I | Internal | Summer | B4 | 100 | 4888 | 2271.32 | 67.86 | 67.87 | 0.01 | 0
2040 | NYISO_A-F_2_NYISO_G-I | NYISO_A-F | NYISO_G-I | Internal | Summer | B5 | 200 | 4888 | 3293.91 | 63.16 | 63.17 | 0.01 | 0
2040 | NYISO_A-F_2_NYISO_G-I | NYISO_A-F | NYISO_G-I | Internal | Summer | B6 | 300 | 4888 | 2993.83 | 59.64 | 59.65 | 0.01 | 0
2040 | NYISO_A-F_2_NYISO_G-I | NYISO_A-F | NYISO_G-I | Internal | Summer | B7 | 400 | 4888 | 1677.6 | 52.37 | 52.38 | 0.01 | 0
2040 | NYISO_A-F_2_NYISO_G-I | NYISO_A-F | NYISO_G-I | Internal | Summer | B8 | 500 | 4888 | 1438.58 | 48.45 | 48.46 | 0.01 | 0
2040 | NYISO_A-F_2_NYISO_G-I | NYISO_A-F | NYISO_G-I | Internal | Summer | B9 | 800 | 4888 | 1130.55 | 44.81 | 44.83 | 0.01 | 0
2040 | NYISO_A-F_2_NYISO_G-I | NYISO_A-F | NYISO_G-I | Internal | Summer | B10 | 1262 | 4888 | 0 | 44.81 | 44.8 | 0.01 | 0
2040 | NYISO_A-F_2_NYISO_G-I | NYISO_A-F | NYISO_G-I | Internal | Winter | B16 | 25 | 4888 | 4888 | 66.42 | 67.01 | 0.01 | 0.57
2040 | NYISO_A-F_2_NYISO_G-I | NYISO_A-F | NYISO_G-I | Internal | Winter | B17 | 100 | 4888 | 3988.52 | 61.65 | 61.67 | 0.01 | 0
2040 | NYISO_A-F_2_NYISO_G-I | NYISO_A-F | NYISO_G-I | Internal | Winter | B18 | 400 | 4888 | 3880.18 | 58.12 | 58.13 | 0.01 | 0
2040 | NYISO_A-F_2_NYISO_G-I | NYISO_A-F | NYISO_G-I | Internal | Winter | B19 | 700 | 4888 | 3608.61 | 56.87 | 56.88 | 0.01 | 0
2040 | NYISO_A-F_2_NYISO_G-I | NYISO_A-F | NYISO_G-I | Internal | Winter | B20 | 935 | 4888 | 2961.22 | 56.87 | 56.88 | 0.01 | 0
2040 | NYISO_A-F_2_PJM_ROM | NYISO_A-F | PJM_ROM | Internal | Shoulder | B11 | 25 | 1000 | 733.37 | 59.7 | 67.7 | 8 | 0
2040 | NYISO_A-F_2_PJM_ROM | NYISO_A-F | PJM_ROM | Internal | Shoulder | B12 | 200 | 1000 | 0 | 53.78 | 57.69 | 8 | 0
2040 | NYISO_A-F_2_PJM_ROM | NYISO_A-F | PJM_ROM | Internal | Shoulder | B13 | 600 | 1000 | 0 | 49.02 | 52.48 | 8 | 0
2040 | NYISO_A-F_2_PJM_ROM | NYISO_A-F | PJM_ROM | Internal | Shoulder | B14 | 900 | 1000 | 0 | 48.22 | 49.39 | 8 | 0
2040 | NYISO_A-F_2_PJM_ROM | NYISO_A-F | PJM_ROM | Internal | Shoulder | B15 | 1203 | 1000 | 0 | 48.22 | 48.59 | 8 | 0
2040 | NYISO_A-F_2_PJM_ROM | NYISO_A-F | PJM_ROM | Internal | Summer | B1 | 10 | 1000 | 999.9 | 86.97 | 94.98 | 8 | 0.01
2040 | NYISO_A-F_2_PJM_ROM | NYISO_A-F | PJM_ROM | Internal | Summer | B2 | 25 | 1000 | 1000 | 77.43 | 86.46 | 8 | 1.03
2040 | NYISO_A-F_2_PJM_ROM | NYISO_A-F | PJM_ROM | Internal | Summer | B3 | 75 | 1000 | 0 | 69.6 | 75.86 | 8 | 0
2040 | NYISO_A-F_2_PJM_ROM | NYISO_A-F | PJM_ROM | Internal | Summer | B4 | 100 | 1000 | 541.43 | 67.86 | 75.86 | 8 | 0
2040 | NYISO_A-F_2_PJM_ROM | NYISO_A-F | PJM_ROM | Internal | Summer | B5 | 200 | 1000 | 1000 | 63.16 | 72.84 | 8 | 1.68
2040 | NYISO_A-F_2_PJM_ROM | NYISO_A-F | PJM_ROM | Internal | Summer | B6 | 300 | 1000 | 0 | 59.64 | 66.07 | 8 | 0
2040 | NYISO_A-F_2_PJM_ROM | NYISO_A-F | PJM_ROM | Internal | Summer | B7 | 400 | 1000 | 0 | 52.37 | 58.44 | 8 | 0
2040 | NYISO_A-F_2_PJM_ROM | NYISO_A-F | PJM_ROM | Internal | Summer | B8 | 500 | 1000 | 0 | 48.45 | 50.57 | 8 | 0
2040 | NYISO_A-F_2_PJM_ROM | NYISO_A-F | PJM_ROM | Internal | Summer | B9 | 800 | 1000 | 0 | 44.81 | 47.35 | 8 | 0
2040 | NYISO_A-F_2_PJM_ROM | NYISO_A-F | PJM_ROM | Internal | Summer | B10 | 1262 | 1000 | 0 | 44.81 | 42.1 | 8 | 0
2040 | NYISO_A-F_2_PJM_ROM | NYISO_A-F | PJM_ROM | Internal | Winter | B16 | 25 | 1000 | 0 | 66.42 | 73.41 | 8 | 0
2040 | NYISO_A-F_2_PJM_ROM | NYISO_A-F | PJM_ROM | Internal | Winter | B17 | 100 | 1000 | 0 | 61.65 | 63.71 | 8 | 0
2040 | NYISO_A-F_2_PJM_ROM | NYISO_A-F | PJM_ROM | Internal | Winter | B18 | 400 | 1000 | 0 | 58.12 | 57.17 | 8 | 0
2040 | NYISO_A-F_2_PJM_ROM | NYISO_A-F | PJM_ROM | Internal | Winter | B19 | 700 | 1000 | 0 | 56.87 | 53.57 | 8 | 0
2040 | NYISO_A-F_2_PJM_ROM | NYISO_A-F | PJM_ROM | Internal | Winter | B20 | 935 | 1000 | 0 | 56.87 | 53.27 | 8 | 0
2040 | NYISO_G-I_2_NEISO | NYISO_G-I | NEISO | Internal | Shoulder | B11 | 25 | 600 | 0 | 59.72 | 49.73 | 3 | 0
2040 | NYISO_G-I_2_NEISO | NYISO_G-I | NEISO | Internal | Shoulder | B12 | 200 | 600 | 0 | 53.8 | 49.73 | 3 | 0
2040 | NYISO_G-I_2_NEISO | NYISO_G-I | NEISO | Internal | Shoulder | B13 | 600 | 600 | 0 | 49.03 | 45.22 | 3 | 0
2040 | NYISO_G-I_2_NEISO | NYISO_G-I | NEISO | Internal | Shoulder | B14 | 900 | 600 | 0 | 48.23 | 45.22 | 3 | 0
2040 | NYISO_G-I_2_NEISO | NYISO_G-I | NEISO | Internal | Shoulder | B15 | 1203 | 600 | 0 | 48.21 | 45.22 | 3 | 0
2040 | NYISO_G-I_2_NEISO | NYISO_G-I | NEISO | Internal | Summer | B1 | 10 | 600 | 0 | 86.98 | 83.98 | 3 | 0
2040 | NYISO_G-I_2_NEISO | NYISO_G-I | NEISO | Internal | Summer | B2 | 25 | 600 | 0 | 77.44 | 74.43 | 3 | 0
2040 | NYISO_G-I_2_NEISO | NYISO_G-I | NEISO | Internal | Summer | B3 | 75 | 600 | 0 | 69.61 | 68.42 | 3 | 0
2040 | NYISO_G-I_2_NEISO | NYISO_G-I | NEISO | Internal | Summer | B4 | 100 | 600 | 0 | 67.87 | 64.87 | 3 | 0
2040 | NYISO_G-I_2_NEISO | NYISO_G-I | NEISO | Internal | Summer | B5 | 200 | 600 | 0 | 63.17 | 60.16 | 3 | 0
2040 | NYISO_G-I_2_NEISO | NYISO_G-I | NEISO | Internal | Summer | B6 | 300 | 600 | 0 | 59.65 | 54.88 | 3 | 0
2040 | NYISO_G-I_2_NEISO | NYISO_G-I | NEISO | Internal | Summer | B7 | 400 | 600 | 0 | 52.38 | 45.45 | 3 | 0
2040 | NYISO_G-I_2_NEISO | NYISO_G-I | NEISO | Internal | Summer | B8 | 500 | 600 | 0 | 48.46 | 45.45 | 3 | 0
2040 | NYISO_G-I_2_NEISO | NYISO_G-I | NEISO | Internal | Summer | B9 | 800 | 600 | 0 | 44.83 | 41.35 | 3 | 0
2040 | NYISO_G-I_2_NEISO | NYISO_G-I | NEISO | Internal | Summer | B10 | 1262 | 600 | 0 | 44.8 | 41.35 | 3 | 0
2040 | NYISO_G-I_2_NEISO | NYISO_G-I | NEISO | Internal | Winter | B16 | 25 | 600 | 0 | 67.01 | 64.01 | 3 | 0
2040 | NYISO_G-I_2_NEISO | NYISO_G-I | NEISO | Internal | Winter | B17 | 100 | 600 | 0 | 61.67 | 62.88 | 3 | 0
2040 | NYISO_G-I_2_NEISO | NYISO_G-I | NEISO | Internal | Winter | B18 | 400 | 600 | 0 | 58.13 | 57.12 | 3 | 0
2040 | NYISO_G-I_2_NEISO | NYISO_G-I | NEISO | Internal | Winter | B19 | 700 | 600 | 0 | 56.88 | 57.12 | 3 | 0
2040 | NYISO_G-I_2_NEISO | NYISO_G-I | NEISO | Internal | Winter | B20 | 935 | 600 | 0 | 56.88 | 57.12 | 3 | 0
2040 | NYISO_G-I_2_NYISO_A-F | NYISO_G-I | NYISO_A-F | Internal | Shoulder | B11 | 25 | 2637 | 0.03 | 59.72 | 59.7 | 0.01 | 0
2040 | NYISO_G-I_2_NYISO_A-F | NYISO_G-I | NYISO_A-F | Internal | Shoulder | B12 | 200 | 2637 | 0 | 53.8 | 53.78 | 0.01 | 0
2040 | NYISO_G-I_2_NYISO_A-F | NYISO_G-I | NYISO_A-F | Internal | Shoulder | B13 | 600 | 2637 | 0 | 49.03 | 49.02 | 0.01 | 0
2040 | NYISO_G-I_2_NYISO_A-F | NYISO_G-I | NYISO_A-F | Internal | Shoulder | B14 | 900 | 2637 | 0 | 48.23 | 48.22 | 0.01 | 0
2040 | NYISO_G-I_2_NYISO_A-F | NYISO_G-I | NYISO_A-F | Internal | Shoulder | B15 | 1203 | 2637 | 374.95 | 48.21 | 48.22 | 0.01 | 0
2040 | NYISO_G-I_2_NYISO_A-F | NYISO_G-I | NYISO_A-F | Internal | Summer | B1 | 10 | 2637 | 0.06 | 86.98 | 86.97 | 0.01 | 0
2040 | NYISO_G-I_2_NYISO_A-F | NYISO_G-I | NYISO_A-F | Internal | Summer | B2 | 25 | 2637 | 0.03 | 77.44 | 77.43 | 0.01 | 0
2040 | NYISO_G-I_2_NYISO_A-F | NYISO_G-I | NYISO_A-F | Internal | Summer | B3 | 75 | 2637 | 0 | 69.61 | 69.6 | 0.01 | 0
2040 | NYISO_G-I_2_NYISO_A-F | NYISO_G-I | NYISO_A-F | Internal | Summer | B4 | 100 | 2637 | 0 | 67.87 | 67.86 | 0.01 | 0
2040 | NYISO_G-I_2_NYISO_A-F | NYISO_G-I | NYISO_A-F | Internal | Summer | B5 | 200 | 2637 | 0 | 63.17 | 63.16 | 0.01 | 0
2040 | NYISO_G-I_2_NYISO_A-F | NYISO_G-I | NYISO_A-F | Internal | Summer | B6 | 300 | 2637 | 0 | 59.65 | 59.64 | 0.01 | 0
2040 | NYISO_G-I_2_NYISO_A-F | NYISO_G-I | NYISO_A-F | Internal | Summer | B7 | 400 | 2637 | 0 | 52.38 | 52.37 | 0.01 | 0
2040 | NYISO_G-I_2_NYISO_A-F | NYISO_G-I | NYISO_A-F | Internal | Summer | B8 | 500 | 2637 | 0 | 48.46 | 48.45 | 0.01 | 0
2040 | NYISO_G-I_2_NYISO_A-F | NYISO_G-I | NYISO_A-F | Internal | Summer | B9 | 800 | 2637 | 0 | 44.83 | 44.81 | 0.01 | 0
2040 | NYISO_G-I_2_NYISO_A-F | NYISO_G-I | NYISO_A-F | Internal | Summer | B10 | 1262 | 2637 | 2287.31 | 44.8 | 44.81 | 0.01 | 0
2040 | NYISO_G-I_2_NYISO_A-F | NYISO_G-I | NYISO_A-F | Internal | Winter | B16 | 25 | 2637 | 0 | 67.01 | 66.42 | 0.01 | 0
2040 | NYISO_G-I_2_NYISO_A-F | NYISO_G-I | NYISO_A-F | Internal | Winter | B17 | 100 | 2637 | 0 | 61.67 | 61.65 | 0.01 | 0
2040 | NYISO_G-I_2_NYISO_A-F | NYISO_G-I | NYISO_A-F | Internal | Winter | B18 | 400 | 2637 | 0 | 58.13 | 58.12 | 0.01 | 0
2040 | NYISO_G-I_2_NYISO_A-F | NYISO_G-I | NYISO_A-F | Internal | Winter | B19 | 700 | 2637 | 0 | 56.88 | 56.87 | 0.01 | 0
2040 | NYISO_G-I_2_NYISO_A-F | NYISO_G-I | NYISO_A-F | Internal | Winter | B20 | 935 | 2637 | 0 | 56.88 | 56.87 | 0.01 | 0
2040 | NYISO_G-I_2_NYISO_J-K | NYISO_G-I | NYISO_J-K | Internal | Shoulder | B11 | 25 | 6130 | 6130 | 59.72 | 65.44 | 0.01 | 5.71
2040 | NYISO_G-I_2_NYISO_J-K | NYISO_G-I | NYISO_J-K | Internal | Shoulder | B12 | 200 | 6130 | 6130 | 53.8 | 65.44 | 0.01 | 11.63
2040 | NYISO_G-I_2_NYISO_J-K | NYISO_G-I | NYISO_J-K | Internal | Shoulder | B13 | 600 | 6130 | 6130 | 49.03 | 65.44 | 0.01 | 16.4
2040 | NYISO_G-I_2_NYISO_J-K | NYISO_G-I | NYISO_J-K | Internal | Shoulder | B14 | 900 | 6130 | 6130 | 48.23 | 49.52 | 0.01 | 1.28
2040 | NYISO_G-I_2_NYISO_J-K | NYISO_G-I | NYISO_J-K | Internal | Shoulder | B15 | 1203 | 6130 | 4638.37 | 48.21 | 48.22 | 0.01 | 0
2040 | NYISO_G-I_2_NYISO_J-K | NYISO_G-I | NYISO_J-K | Internal | Summer | B1 | 10 | 6130 | 3704.6 | 86.98 | 86.99 | 0.01 | 0
2040 | NYISO_G-I_2_NYISO_J-K | NYISO_G-I | NYISO_J-K | Internal | Summer | B2 | 25 | 6130 | 3106.99 | 77.44 | 77.46 | 0.01 | 0
2040 | NYISO_G-I_2_NYISO_J-K | NYISO_G-I | NYISO_J-K | Internal | Summer | B3 | 75 | 6130 | 4175.34 | 69.61 | 69.63 | 0.01 | 0
2040 | NYISO_G-I_2_NYISO_J-K | NYISO_G-I | NYISO_J-K | Internal | Summer | B4 | 100 | 6130 | 4667.24 | 67.87 | 67.88 | 0.01 | 0
2040 | NYISO_G-I_2_NYISO_J-K | NYISO_G-I | NYISO_J-K | Internal | Summer | B5 | 200 | 6130 | 5645.94 | 63.17 | 63.18 | 0.01 | 0
2040 | NYISO_G-I_2_NYISO_J-K | NYISO_G-I | NYISO_J-K | Internal | Summer | B6 | 300 | 6130 | 5649.48 | 59.65 | 59.66 | 0.01 | 0
2040 | NYISO_G-I_2_NYISO_J-K | NYISO_G-I | NYISO_J-K | Internal | Summer | B7 | 400 | 6130 | 6130 | 52.38 | 59.66 | 0.01 | 7.27
2040 | NYISO_G-I_2_NYISO_J-K | NYISO_G-I | NYISO_J-K | Internal | Summer | B8 | 500 | 6130 | 6130 | 48.46 | 59.66 | 0.01 | 11.19
2040 | NYISO_G-I_2_NYISO_J-K | NYISO_G-I | NYISO_J-K | Internal | Summer | B9 | 800 | 6130 | 6130 | 44.83 | 53.36 | 0.01 | 8.53
2040 | NYISO_G-I_2_NYISO_J-K | NYISO_G-I | NYISO_J-K | Internal | Summer | B10 | 1262 | 6130 | 3421.7 | 44.8 | 44.81 | 0.01 | 0
2040 | NYISO_G-I_2_NYISO_J-K | NYISO_G-I | NYISO_J-K | Internal | Winter | B16 | 25 | 6130 | 6130 | 67.01 | 85.58 | 0.01 | 18.56
2040 | NYISO_G-I_2_NYISO_J-K | NYISO_G-I | NYISO_J-K | Internal | Winter | B17 | 100 | 6130 | 6130 | 61.67 | 85.58 | 0.01 | 23.91
2040 | NYISO_G-I_2_NYISO_J-K | NYISO_G-I | NYISO_J-K | Internal | Winter | B18 | 400 | 6130 | 6130 | 58.13 | 84.9 | 0.01 | 26.75
2040 | NYISO_G-I_2_NYISO_J-K | NYISO_G-I | NYISO_J-K | Internal | Winter | B19 | 700 | 6130 | 6130 | 56.88 | 64.02 | 0.01 | 7.12
2040 | NYISO_G-I_2_NYISO_J-K | NYISO_G-I | NYISO_J-K | Internal | Winter | B20 | 935 | 6130 | 6130 | 56.88 | 60.12 | 0.01 | 3.22
2040 | NYISO_G-I_2_PJM_E | NYISO_G-I | PJM_E | Internal | Shoulder | B11 | 25 | 1500 | 1207.76 | 59.72 | 67.72 | 8 | 0
2040 | NYISO_G-I_2_PJM_E | NYISO_G-I | PJM_E | Internal | Shoulder | B12 | 200 | 1500 | 0 | 53.8 | 58.24 | 8 | 0
2040 | NYISO_G-I_2_PJM_E | NYISO_G-I | PJM_E | Internal | Shoulder | B13 | 600 | 1500 | 0 | 49.03 | 52.5 | 8 | 0
2040 | NYISO_G-I_2_PJM_E | NYISO_G-I | PJM_E | Internal | Shoulder | B14 | 900 | 1500 | 0 | 48.23 | 50.15 | 8 | 0
2040 | NYISO_G-I_2_PJM_E | NYISO_G-I | PJM_E | Internal | Shoulder | B15 | 1203 | 1500 | 0 | 48.21 | 48.6 | 8 | 0
2040 | NYISO_G-I_2_PJM_E | NYISO_G-I | PJM_E | Internal | Summer | B1 | 10 | 1500 | 1499.9 | 86.98 | 94.99 | 8 | 0.01
2040 | NYISO_G-I_2_PJM_E | NYISO_G-I | PJM_E | Internal | Summer | B2 | 25 | 1500 | 1500 | 77.44 | 86.48 | 8 | 1.03
2040 | NYISO_G-I_2_PJM_E | NYISO_G-I | PJM_E | Internal | Summer | B3 | 75 | 1500 | 0 | 69.61 | 75.87 | 8 | 0
2040 | NYISO_G-I_2_PJM_E | NYISO_G-I | PJM_E | Internal | Summer | B4 | 100 | 1500 | 998.89 | 67.87 | 75.87 | 8 | 0
2040 | NYISO_G-I_2_PJM_E | NYISO_G-I | PJM_E | Internal | Summer | B5 | 200 | 1500 | 1500 | 63.17 | 74.66 | 8 | 3.49
2040 | NYISO_G-I_2_PJM_E | NYISO_G-I | PJM_E | Internal | Summer | B6 | 300 | 1500 | 1500 | 59.65 | 70.94 | 8 | 3.29
2040 | NYISO_G-I_2_PJM_E | NYISO_G-I | PJM_E | Internal | Summer | B7 | 400 | 1500 | 0 | 52.38 | 60.18 | 8 | 0
2040 | NYISO_G-I_2_PJM_E | NYISO_G-I | PJM_E | Internal | Summer | B8 | 500 | 1500 | 0 | 48.46 | 50.58 | 8 | 0
2040 | NYISO_G-I_2_PJM_E | NYISO_G-I | PJM_E | Internal | Summer | B9 | 800 | 1500 | 0 | 44.83 | 47.36 | 8 | 0
2040 | NYISO_G-I_2_PJM_E | NYISO_G-I | PJM_E | Internal | Summer | B10 | 1262 | 1500 | 0 | 44.8 | 42.69 | 8 | 0
2040 | NYISO_G-I_2_PJM_E | NYISO_G-I | PJM_E | Internal | Winter | B16 | 25 | 1500 | 1019.9 | 67.01 | 75.01 | 8 | 0
2040 | NYISO_G-I_2_PJM_E | NYISO_G-I | PJM_E | Internal | Winter | B17 | 100 | 1500 | 0 | 61.67 | 67.76 | 8 | 0
2040 | NYISO_G-I_2_PJM_E | NYISO_G-I | PJM_E | Internal | Winter | B18 | 400 | 1500 | 0 | 58.13 | 59.77 | 8 | 0
2040 | NYISO_G-I_2_PJM_E | NYISO_G-I | PJM_E | Internal | Winter | B19 | 700 | 1500 | 0 | 56.88 | 57.02 | 8 | 0
2040 | NYISO_G-I_2_PJM_E | NYISO_G-I | PJM_E | Internal | Winter | B20 | 935 | 1500 | 0 | 56.88 | 53.79 | 8 | 0
2040 | NYISO_J-K_2_NEISO | NYISO_J-K | NEISO | Internal | Shoulder | B11 | 25 | 90 | 0 | 65.44 | 49.73 | 3 | 0
2040 | NYISO_J-K_2_NEISO | NYISO_J-K | NEISO | Internal | Shoulder | B12 | 200 | 90 | 0 | 65.44 | 49.73 | 3 | 0
2040 | NYISO_J-K_2_NEISO | NYISO_J-K | NEISO | Internal | Shoulder | B13 | 600 | 90 | 0 | 65.44 | 45.22 | 3 | 0
2040 | NYISO_J-K_2_NEISO | NYISO_J-K | NEISO | Internal | Shoulder | B14 | 900 | 90 | 0 | 49.52 | 45.22 | 3 | 0
2040 | NYISO_J-K_2_NEISO | NYISO_J-K | NEISO | Internal | Shoulder | B15 | 1203 | 90 | 0 | 48.22 | 45.22 | 3 | 0
2040 | NYISO_J-K_2_NEISO | NYISO_J-K | NEISO | Internal | Summer | B1 | 10 | 90 | 0 | 86.99 | 83.98 | 3 | 0
2040 | NYISO_J-K_2_NEISO | NYISO_J-K | NEISO | Internal | Summer | B2 | 25 | 90 | 0 | 77.46 | 74.43 | 3 | 0
2040 | NYISO_J-K_2_NEISO | NYISO_J-K | NEISO | Internal | Summer | B3 | 75 | 90 | 0 | 69.63 | 68.42 | 3 | 0
2040 | NYISO_J-K_2_NEISO | NYISO_J-K | NEISO | Internal | Summer | B4 | 100 | 90 | 0 | 67.88 | 64.87 | 3 | 0
2040 | NYISO_J-K_2_NEISO | NYISO_J-K | NEISO | Internal | Summer | B5 | 200 | 90 | 0 | 63.18 | 60.16 | 3 | 0
2040 | NYISO_J-K_2_NEISO | NYISO_J-K | NEISO | Internal | Summer | B6 | 300 | 90 | 0 | 59.66 | 54.88 | 3 | 0
2040 | NYISO_J-K_2_NEISO | NYISO_J-K | NEISO | Internal | Summer | B7 | 400 | 90 | 0 | 59.66 | 45.45 | 3 | 0
2040 | NYISO_J-K_2_NEISO | NYISO_J-K | NEISO | Internal | Summer | B8 | 500 | 90 | 0 | 59.66 | 45.45 | 3 | 0
2040 | NYISO_J-K_2_NEISO | NYISO_J-K | NEISO | Internal | Summer | B9 | 800 | 90 | 0 | 53.36 | 41.35 | 3 | 0
2040 | NYISO_J-K_2_NEISO | NYISO_J-K | NEISO | Internal | Summer | B10 | 1262 | 90 | 0 | 44.81 | 41.35 | 3 | 0
2040 | NYISO_J-K_2_NEISO | NYISO_J-K | NEISO | Internal | Winter | B16 | 25 | 90 | 0 | 85.58 | 64.01 | 3 | 0
2040 | NYISO_J-K_2_NEISO | NYISO_J-K | NEISO | Internal | Winter | B17 | 100 | 90 | 0 | 85.58 | 62.88 | 3 | 0
2040 | NYISO_J-K_2_NEISO | NYISO_J-K | NEISO | Internal | Winter | B18 | 400 | 90 | 0 | 84.9 | 57.12 | 3 | 0
2040 | NYISO_J-K_2_NEISO | NYISO_J-K | NEISO | Internal | Winter | B19 | 700 | 90 | 0 | 64.02 | 57.12 | 3 | 0
2040 | NYISO_J-K_2_NEISO | NYISO_J-K | NEISO | Internal | Winter | B20 | 935 | 90 | 0 | 60.12 | 57.12 | 3 | 0
2040 | NYISO_J-K_2_NYISO_G-I | NYISO_J-K | NYISO_G-I | Internal | Shoulder | B11 | 25 | 1999 | 0 | 65.44 | 59.72 | 0.01 | 0
2040 | NYISO_J-K_2_NYISO_G-I | NYISO_J-K | NYISO_G-I | Internal | Shoulder | B12 | 200 | 1999 | 0 | 65.44 | 53.8 | 0.01 | 0
2040 | NYISO_J-K_2_NYISO_G-I | NYISO_J-K | NYISO_G-I | Internal | Shoulder | B13 | 600 | 1999 | 0 | 65.44 | 49.03 | 0.01 | 0
2040 | NYISO_J-K_2_NYISO_G-I | NYISO_J-K | NYISO_G-I | Internal | Shoulder | B14 | 900 | 1999 | 0 | 49.52 | 48.23 | 0.01 | 0
2040 | NYISO_J-K_2_NYISO_G-I | NYISO_J-K | NYISO_G-I | Internal | Shoulder | B15 | 1203 | 1999 | 0 | 48.22 | 48.21 | 0.01 | 0
2040 | NYISO_J-K_2_NYISO_G-I | NYISO_J-K | NYISO_G-I | Internal | Summer | B1 | 10 | 1999 | 0.06 | 86.99 | 86.98 | 0.01 | 0
2040 | NYISO_J-K_2_NYISO_G-I | NYISO_J-K | NYISO_G-I | Internal | Summer | B2 | 25 | 1999 | 0.03 | 77.46 | 77.44 | 0.01 | 0
2040 | NYISO_J-K_2_NYISO_G-I | NYISO_J-K | NYISO_G-I | Internal | Summer | B3 | 75 | 1999 | 0 | 69.63 | 69.61 | 0.01 | 0
2040 | NYISO_J-K_2_NYISO_G-I | NYISO_J-K | NYISO_G-I | Internal | Summer | B4 | 100 | 1999 | 0 | 67.88 | 67.87 | 0.01 | 0
2040 | NYISO_J-K_2_NYISO_G-I | NYISO_J-K | NYISO_G-I | Internal | Summer | B5 | 200 | 1999 | 0 | 63.18 | 63.17 | 0.01 | 0
2040 | NYISO_J-K_2_NYISO_G-I | NYISO_J-K | NYISO_G-I | Internal | Summer | B6 | 300 | 1999 | 0 | 59.66 | 59.65 | 0.01 | 0
2040 | NYISO_J-K_2_NYISO_G-I | NYISO_J-K | NYISO_G-I | Internal | Summer | B7 | 400 | 1999 | 0 | 59.66 | 52.38 | 0.01 | 0
2040 | NYISO_J-K_2_NYISO_G-I | NYISO_J-K | NYISO_G-I | Internal | Summer | B8 | 500 | 1999 | 0 | 59.66 | 48.46 | 0.01 | 0
2040 | NYISO_J-K_2_NYISO_G-I | NYISO_J-K | NYISO_G-I | Internal | Summer | B9 | 800 | 1999 | 0 | 53.36 | 44.83 | 0.01 | 0
2040 | NYISO_J-K_2_NYISO_G-I | NYISO_J-K | NYISO_G-I | Internal | Summer | B10 | 1262 | 1999 | 0 | 44.81 | 44.8 | 0.01 | 0
2040 | NYISO_J-K_2_NYISO_G-I | NYISO_J-K | NYISO_G-I | Internal | Winter | B16 | 25 | 1999 | 0 | 85.58 | 67.01 | 0.01 | 0
2040 | NYISO_J-K_2_NYISO_G-I | NYISO_J-K | NYISO_G-I | Internal | Winter | B17 | 100 | 1999 | 0 | 85.58 | 61.67 | 0.01 | 0
2040 | NYISO_J-K_2_NYISO_G-I | NYISO_J-K | NYISO_G-I | Internal | Winter | B18 | 400 | 1999 | 0 | 84.9 | 58.13 | 0.01 | 0
2040 | NYISO_J-K_2_NYISO_G-I | NYISO_J-K | NYISO_G-I | Internal | Winter | B19 | 700 | 1999 | 0 | 64.02 | 56.88 | 0.01 | 0
2040 | NYISO_J-K_2_NYISO_G-I | NYISO_J-K | NYISO_G-I | Internal | Winter | B20 | 935 | 1999 | 0 | 60.12 | 56.88 | 0.01 | 0
2040 | NYISO_J-K_2_PJM_E | NYISO_J-K | PJM_E | Internal | Shoulder | B11 | 25 | 330 | 0 | 65.44 | 67.72 | 8 | 0
2040 | NYISO_J-K_2_PJM_E | NYISO_J-K | PJM_E | Internal | Shoulder | B12 | 200 | 330 | 0 | 65.44 | 58.24 | 8 | 0
2040 | NYISO_J-K_2_PJM_E | NYISO_J-K | PJM_E | Internal | Shoulder | B13 | 600 | 330 | 0 | 65.44 | 52.5 | 8 | 0
2040 | NYISO_J-K_2_PJM_E | NYISO_J-K | PJM_E | Internal | Shoulder | B14 | 900 | 330 | 0 | 49.52 | 50.15 | 8 | 0
2040 | NYISO_J-K_2_PJM_E | NYISO_J-K | PJM_E | Internal | Shoulder | B15 | 1203 | 330 | 0 | 48.22 | 48.6 | 8 | 0
2040 | NYISO_J-K_2_PJM_E | NYISO_J-K | PJM_E | Internal | Summer | B1 | 10 | 330 | 192.29 | 86.99 | 94.99 | 8 | 0
2040 | NYISO_J-K_2_PJM_E | NYISO_J-K | PJM_E | Internal | Summer | B2 | 25 | 330 | 330 | 77.46 | 86.48 | 8 | 1.02
2040 | NYISO_J-K_2_PJM_E | NYISO_J-K | PJM_E | Internal | Summer | B3 | 75 | 330 | 0 | 69.63 | 75.87 | 8 | 0
2040 | NYISO_J-K_2_PJM_E | NYISO_J-K | PJM_E | Internal | Summer | B4 | 100 | 330 | 0.01 | 67.88 | 75.87 | 8 | 0
2040 | NYISO_J-K_2_PJM_E | NYISO_J-K | PJM_E | Internal | Summer | B5 | 200 | 330 | 330 | 63.18 | 74.66 | 8 | 3.47
2040 | NYISO_J-K_2_PJM_E | NYISO_J-K | PJM_E | Internal | Summer | B6 | 300 | 330 | 330 | 59.66 | 70.94 | 8 | 3.28
2040 | NYISO_J-K_2_PJM_E | NYISO_J-K | PJM_E | Internal | Summer | B7 | 400 | 330 | 0 | 59.66 | 60.18 | 8 | 0
2040 | NYISO_J-K_2_PJM_E | NYISO_J-K | PJM_E | Internal | Summer | B8 | 500 | 330 | 0 | 59.66 | 50.58 | 8 | 0
2040 | NYISO_J-K_2_PJM_E | NYISO_J-K | PJM_E | Internal | Summer | B9 | 800 | 330 | 0 | 53.36 | 47.36 | 8 | 0
2040 | NYISO_J-K_2_PJM_E | NYISO_J-K | PJM_E | Internal | Summer | B10 | 1262 | 330 | 0 | 44.81 | 42.69 | 8 | 0
2040 | NYISO_J-K_2_PJM_E | NYISO_J-K | PJM_E | Internal | Winter | B16 | 25 | 330 | 0 | 85.58 | 75.01 | 8 | 0
2040 | NYISO_J-K_2_PJM_E | NYISO_J-K | PJM_E | Internal | Winter | B17 | 100 | 330 | 0 | 85.58 | 67.76 | 8 | 0
2040 | NYISO_J-K_2_PJM_E | NYISO_J-K | PJM_E | Internal | Winter | B18 | 400 | 330 | 0 | 84.9 | 59.77 | 8 | 0
2040 | NYISO_J-K_2_PJM_E | NYISO_J-K | PJM_E | Internal | Winter | B19 | 700 | 330 | 0 | 64.02 | 57.02 | 8 | 0
2040 | NYISO_J-K_2_PJM_E | NYISO_J-K | PJM_E | Internal | Winter | B20 | 935 | 330 | 0 | 60.12 | 53.79 | 8 | 0
2040 | PJM_E_2_NYISO_G-I | PJM_E | NYISO_G-I | Internal | Shoulder | B11 | 25 | 500 | 0 | 67.72 | 59.72 | 6 | 0
2040 | PJM_E_2_NYISO_G-I | PJM_E | NYISO_G-I | Internal | Shoulder | B12 | 200 | 500 | 0 | 58.24 | 53.8 | 6 | 0
2040 | PJM_E_2_NYISO_G-I | PJM_E | NYISO_G-I | Internal | Shoulder | B13 | 600 | 500 | 0 | 52.5 | 49.03 | 6 | 0
2040 | PJM_E_2_NYISO_G-I | PJM_E | NYISO_G-I | Internal | Shoulder | B14 | 900 | 500 | 0 | 50.15 | 48.23 | 6 | 0
2040 | PJM_E_2_NYISO_G-I | PJM_E | NYISO_G-I | Internal | Shoulder | B15 | 1203 | 500 | 0 | 48.6 | 48.21 | 6 | 0
2040 | PJM_E_2_NYISO_G-I | PJM_E | NYISO_G-I | Internal | Summer | B1 | 10 | 500 | 0 | 94.99 | 86.98 | 6 | 0
2040 | PJM_E_2_NYISO_G-I | PJM_E | NYISO_G-I | Internal | Summer | B2 | 25 | 500 | 0 | 86.48 | 77.44 | 6 | 0
2040 | PJM_E_2_NYISO_G-I | PJM_E | NYISO_G-I | Internal | Summer | B3 | 75 | 500 | 0 | 75.87 | 69.61 | 6 | 0
2040 | PJM_E_2_NYISO_G-I | PJM_E | NYISO_G-I | Internal | Summer | B4 | 100 | 500 | 0 | 75.87 | 67.87 | 6 | 0
2040 | PJM_E_2_NYISO_G-I | PJM_E | NYISO_G-I | Internal | Summer | B5 | 200 | 500 | 0 | 74.66 | 63.17 | 6 | 0
2040 | PJM_E_2_NYISO_G-I | PJM_E | NYISO_G-I | Internal | Summer | B6 | 300 | 500 | 0 | 70.94 | 59.65 | 6 | 0
2040 | PJM_E_2_NYISO_G-I | PJM_E | NYISO_G-I | Internal | Summer | B7 | 400 | 500 | 0 | 60.18 | 52.38 | 6 | 0
2040 | PJM_E_2_NYISO_G-I | PJM_E | NYISO_G-I | Internal | Summer | B8 | 500 | 500 | 0 | 50.58 | 48.46 | 6 | 0
2040 | PJM_E_2_NYISO_G-I | PJM_E | NYISO_G-I | Internal | Summer | B9 | 800 | 500 | 0 | 47.36 | 44.83 | 6 | 0
2040 | PJM_E_2_NYISO_G-I | PJM_E | NYISO_G-I | Internal | Summer | B10 | 1262 | 500 | 0 | 42.69 | 44.8 | 6 | 0
2040 | PJM_E_2_NYISO_G-I | PJM_E | NYISO_G-I | Internal | Winter | B16 | 25 | 500 | 0 | 75.01 | 67.01 | 6 | 0
2040 | PJM_E_2_NYISO_G-I | PJM_E | NYISO_G-I | Internal | Winter | B17 | 100 | 500 | 0 | 67.76 | 61.67 | 6 | 0
2040 | PJM_E_2_NYISO_G-I | PJM_E | NYISO_G-I | Internal | Winter | B18 | 400 | 500 | 0 | 59.77 | 58.13 | 6 | 0
2040 | PJM_E_2_NYISO_G-I | PJM_E | NYISO_G-I | Internal | Winter | B19 | 700 | 500 | 0 | 57.02 | 56.88 | 6 | 0
2040 | PJM_E_2_NYISO_G-I | PJM_E | NYISO_G-I | Internal | Winter | B20 | 935 | 500 | 0 | 53.79 | 56.88 | 6 | 0
2040 | PJM_E_2_NYISO_J-K | PJM_E | NYISO_J-K | Internal | Shoulder | B11 | 25 | 330 | 0 | 67.72 | 65.44 | 6 | 0
2040 | PJM_E_2_NYISO_J-K | PJM_E | NYISO_J-K | Internal | Shoulder | B12 | 200 | 330 | 330 | 58.24 | 65.44 | 6 | 1.21
2040 | PJM_E_2_NYISO_J-K | PJM_E | NYISO_J-K | Internal | Shoulder | B13 | 600 | 330 | 330 | 52.5 | 65.44 | 6 | 6.95
2040 | PJM_E_2_NYISO_J-K | PJM_E | NYISO_J-K | Internal | Shoulder | B14 | 900 | 330 | 0 | 50.15 | 49.52 | 6 | 0
2040 | PJM_E_2_NYISO_J-K | PJM_E | NYISO_J-K | Internal | Shoulder | B15 | 1203 | 330 | 0 | 48.6 | 48.22 | 6 | 0
2040 | PJM_E_2_NYISO_J-K | PJM_E | NYISO_J-K | Internal | Summer | B1 | 10 | 330 | 0 | 94.99 | 86.99 | 6 | 0
2040 | PJM_E_2_NYISO_J-K | PJM_E | NYISO_J-K | Internal | Summer | B2 | 25 | 330 | 0 | 86.48 | 77.46 | 6 | 0
2040 | PJM_E_2_NYISO_J-K | PJM_E | NYISO_J-K | Internal | Summer | B3 | 75 | 330 | 0 | 75.87 | 69.63 | 6 | 0
2040 | PJM_E_2_NYISO_J-K | PJM_E | NYISO_J-K | Internal | Summer | B4 | 100 | 330 | 0 | 75.87 | 67.88 | 6 | 0
2040 | PJM_E_2_NYISO_J-K | PJM_E | NYISO_J-K | Internal | Summer | B5 | 200 | 330 | 0 | 74.66 | 63.18 | 6 | 0
2040 | PJM_E_2_NYISO_J-K | PJM_E | NYISO_J-K | Internal | Summer | B6 | 300 | 330 | 0 | 70.94 | 59.66 | 6 | 0
2040 | PJM_E_2_NYISO_J-K | PJM_E | NYISO_J-K | Internal | Summer | B7 | 400 | 330 | 0 | 60.18 | 59.66 | 6 | 0
2040 | PJM_E_2_NYISO_J-K | PJM_E | NYISO_J-K | Internal | Summer | B8 | 500 | 330 | 330 | 50.58 | 59.66 | 6 | 3.08
2040 | PJM_E_2_NYISO_J-K | PJM_E | NYISO_J-K | Internal | Summer | B9 | 800 | 330 | 81.1 | 47.36 | 53.36 | 6 | 0
2040 | PJM_E_2_NYISO_J-K | PJM_E | NYISO_J-K | Internal | Summer | B10 | 1262 | 330 | 0 | 42.69 | 44.81 | 6 | 0
2040 | PJM_E_2_NYISO_J-K | PJM_E | NYISO_J-K | Internal | Winter | B16 | 25 | 330 | 330 | 75.01 | 85.58 | 6 | 4.57
2040 | PJM_E_2_NYISO_J-K | PJM_E | NYISO_J-K | Internal | Winter | B17 | 100 | 330 | 330 | 67.76 | 85.58 | 6 | 11.82
2040 | PJM_E_2_NYISO_J-K | PJM_E | NYISO_J-K | Internal | Winter | B18 | 400 | 330 | 330 | 59.77 | 84.9 | 6 | 19.13
2040 | PJM_E_2_NYISO_J-K | PJM_E | NYISO_J-K | Internal | Winter | B19 | 700 | 330 | 330 | 57.02 | 64.02 | 6 | 1
2040 | PJM_E_2_NYISO_J-K | PJM_E | NYISO_J-K | Internal | Winter | B20 | 935 | 330 | 330 | 53.79 | 60.12 | 6 | 0.33
2040 | PJM_E_2_PJM_ROM | PJM_E | PJM_ROM | Internal | Shoulder | B11 | 25 | 8000 | 0.03 | 67.72 | 67.7 | 0.01 | 0
2040 | PJM_E_2_PJM_ROM | PJM_E | PJM_ROM | Internal | Shoulder | B12 | 200 | 8000 | 0 | 58.24 | 57.69 | 0.01 | 0
2040 | PJM_E_2_PJM_ROM | PJM_E | PJM_ROM | Internal | Shoulder | B13 | 600 | 8000 | 0 | 52.5 | 52.48 | 0.01 | 0
2040 | PJM_E_2_PJM_ROM | PJM_E | PJM_ROM | Internal | Shoulder | B14 | 900 | 8000 | 0 | 50.15 | 49.39 | 0.01 | 0
2040 | PJM_E_2_PJM_ROM | PJM_E | PJM_ROM | Internal | Shoulder | B15 | 1203 | 8000 | 0 | 48.6 | 48.59 | 0.01 | 0
2040 | PJM_E_2_PJM_ROM | PJM_E | PJM_ROM | Internal | Summer | B1 | 10 | 8000 | 0.06 | 94.99 | 94.98 | 0.01 | 0
2040 | PJM_E_2_PJM_ROM | PJM_E | PJM_ROM | Internal | Summer | B2 | 25 | 8000 | 0.03 | 86.48 | 86.46 | 0.01 | 0
2040 | PJM_E_2_PJM_ROM | PJM_E | PJM_ROM | Internal | Summer | B3 | 75 | 8000 | 0 | 75.87 | 75.86 | 0.01 | 0
2040 | PJM_E_2_PJM_ROM | PJM_E | PJM_ROM | Internal | Summer | B4 | 100 | 8000 | 0 | 75.87 | 75.86 | 0.01 | 0
2040 | PJM_E_2_PJM_ROM | PJM_E | PJM_ROM | Internal | Summer | B5 | 200 | 8000 | 0 | 74.66 | 72.84 | 0.01 | 0
2040 | PJM_E_2_PJM_ROM | PJM_E | PJM_ROM | Internal | Summer | B6 | 300 | 8000 | 0 | 70.94 | 66.07 | 0.01 | 0
2040 | PJM_E_2_PJM_ROM | PJM_E | PJM_ROM | Internal | Summer | B7 | 400 | 8000 | 0 | 60.18 | 58.44 | 0.01 | 0
2040 | PJM_E_2_PJM_ROM | PJM_E | PJM_ROM | Internal | Summer | B8 | 500 | 8000 | 0 | 50.58 | 50.57 | 0.01 | 0
2040 | PJM_E_2_PJM_ROM | PJM_E | PJM_ROM | Internal | Summer | B9 | 800 | 8000 | 0 | 47.36 | 47.35 | 0.01 | 0
2040 | PJM_E_2_PJM_ROM | PJM_E | PJM_ROM | Internal | Summer | B10 | 1262 | 8000 | 0 | 42.69 | 42.1 | 0.01 | 0
2040 | PJM_E_2_PJM_ROM | PJM_E | PJM_ROM | Internal | Winter | B16 | 25 | 8000 | 0 | 75.01 | 73.41 | 0.01 | 0
2040 | PJM_E_2_PJM_ROM | PJM_E | PJM_ROM | Internal | Winter | B17 | 100 | 8000 | 0 | 67.76 | 63.71 | 0.01 | 0
2040 | PJM_E_2_PJM_ROM | PJM_E | PJM_ROM | Internal | Winter | B18 | 400 | 8000 | 0 | 59.77 | 57.17 | 0.01 | 0
2040 | PJM_E_2_PJM_ROM | PJM_E | PJM_ROM | Internal | Winter | B19 | 700 | 8000 | 0 | 57.02 | 53.57 | 0.01 | 0
2040 | PJM_E_2_PJM_ROM | PJM_E | PJM_ROM | Internal | Winter | B20 | 935 | 8000 | 0 | 53.79 | 53.27 | 0.01 | 0
2040 | PJM_ROR_2_MISO_IN | PJM_ROR | MISO_IN | Internal | Shoulder | B11 | 25 | 909 | 0 | 68.6 | 68.41 | 2 | 0
2040 | PJM_ROR_2_MISO_IN | PJM_ROR | MISO_IN | Internal | Shoulder | B12 | 200 | 909 | 0 | 57.7 | 59.69 | 2 | 0
2040 | PJM_ROR_2_MISO_IN | PJM_ROR | MISO_IN | Internal | Shoulder | B13 | 600 | 909 | 0 | 52.5 | 54.03 | 2 | 0
2040 | PJM_ROR_2_MISO_IN | PJM_ROR | MISO_IN | Internal | Shoulder | B14 | 900 | 909 | 0 | 49.4 | 49.46 | 2 | 0
2040 | PJM_ROR_2_MISO_IN | PJM_ROR | MISO_IN | Internal | Shoulder | B15 | 1203 | 909 | 0 | 49.4 | 47.4 | 2 | 0
2040 | PJM_ROR_2_MISO_IN | PJM_ROR | MISO_IN | Internal | Summer | B1 | 10 | 909 | 909 | 94.99 | 97.53 | 2 | 0.54
2040 | PJM_ROR_2_MISO_IN | PJM_ROR | MISO_IN | Internal | Summer | B2 | 25 | 909 | 909 | 86.48 | 90.66 | 2 | 2.18
2040 | PJM_ROR_2_MISO_IN | PJM_ROR | MISO_IN | Internal | Summer | B3 | 75 | 909 | 909 | 86.48 | 90.32 | 2 | 1.85
2040 | PJM_ROR_2_MISO_IN | PJM_ROR | MISO_IN | Internal | Summer | B4 | 100 | 909 | 908.99 | 86.48 | 88.5 | 2 | 0.02
2040 | PJM_ROR_2_MISO_IN | PJM_ROR | MISO_IN | Internal | Summer | B5 | 200 | 909 | 909 | 86.09 | 88.11 | 2 | 0.02
2040 | PJM_ROR_2_MISO_IN | PJM_ROR | MISO_IN | Internal | Summer | B6 | 300 | 909 | 909 | 82.31 | 84.34 | 2 | 0.02
2040 | PJM_ROR_2_MISO_IN | PJM_ROR | MISO_IN | Internal | Summer | B7 | 400 | 909 | 909 | 58.46 | 60.47 | 2 | 0.01
2040 | PJM_ROR_2_MISO_IN | PJM_ROR | MISO_IN | Internal | Summer | B8 | 500 | 909 | 0 | 50.58 | 52.57 | 2 | 0
2040 | PJM_ROR_2_MISO_IN | PJM_ROR | MISO_IN | Internal | Summer | B9 | 800 | 909 | 0 | 47.54 | 47.79 | 2 | 0
2040 | PJM_ROR_2_MISO_IN | PJM_ROR | MISO_IN | Internal | Summer | B10 | 1262 | 909 | 0 | 46.18 | 44.17 | 2 | 0
2040 | PJM_ROR_2_MISO_IN | PJM_ROR | MISO_IN | Internal | Winter | B16 | 25 | 909 | 0 | 73.39 | 72.29 | 2 | 0
2040 | PJM_ROR_2_MISO_IN | PJM_ROR | MISO_IN | Internal | Winter | B17 | 100 | 909 | 0.01 | 63.7 | 65.69 | 2 | 0
2040 | PJM_ROR_2_MISO_IN | PJM_ROR | MISO_IN | Internal | Winter | B18 | 400 | 909 | 0 | 57.16 | 55.16 | 2 | 0
2040 | PJM_ROR_2_MISO_IN | PJM_ROR | MISO_IN | Internal | Winter | B19 | 700 | 909 | 0 | 53.56 | 53.03 | 2 | 0
2040 | PJM_ROR_2_MISO_IN | PJM_ROR | MISO_IN | Internal | Winter | B20 | 935 | 909 | 0 | 53.29 | 44.2 | 2 | 0
2040 | PJM_ROR_2_MISO_MI | PJM_ROR | MISO_MI | Internal | Shoulder | B11 | 25 | 1305 | 0 | 68.6 | 68.42 | 2 | 0
2040 | PJM_ROR_2_MISO_MI | PJM_ROR | MISO_MI | Internal | Shoulder | B12 | 200 | 1305 | 895.49 | 57.7 | 59.7 | 2 | 0
2040 | PJM_ROR_2_MISO_MI | PJM_ROR | MISO_MI | Internal | Shoulder | B13 | 600 | 1305 | 1305 | 52.5 | 55.96 | 2 | 1.46
2040 | PJM_ROR_2_MISO_MI | PJM_ROR | MISO_MI | Internal | Shoulder | B14 | 900 | 1305 | 1305 | 49.4 | 51.83 | 2 | 0.43
2040 | PJM_ROR_2_MISO_MI | PJM_ROR | MISO_MI | Internal | Shoulder | B15 | 1203 | 1305 | 0 | 49.4 | 49.53 | 2 | 0
2040 | PJM_ROR_2_MISO_MI | PJM_ROR | MISO_MI | Internal | Summer | B1 | 10 | 1305 | 1305 | 94.99 | 97.54 | 2 | 0.55
2040 | PJM_ROR_2_MISO_MI | PJM_ROR | MISO_MI | Internal | Summer | B2 | 25 | 1305 | 1305 | 86.48 | 90.67 | 2 | 2.19
2040 | PJM_ROR_2_MISO_MI | PJM_ROR | MISO_MI | Internal | Summer | B3 | 75 | 1305 | 1305 | 86.48 | 90.33 | 2 | 1.86
2040 | PJM_ROR_2_MISO_MI | PJM_ROR | MISO_MI | Internal | Summer | B4 | 100 | 1305 | 1304.99 | 86.48 | 88.49 | 2 | 0.01
2040 | PJM_ROR_2_MISO_MI | PJM_ROR | MISO_MI | Internal | Summer | B5 | 200 | 1305 | 886.96 | 86.09 | 88.09 | 2 | 0
2040 | PJM_ROR_2_MISO_MI | PJM_ROR | MISO_MI | Internal | Summer | B6 | 300 | 1305 | 1305 | 82.31 | 84.32 | 2 | 0.01
2040 | PJM_ROR_2_MISO_MI | PJM_ROR | MISO_MI | Internal | Summer | B7 | 400 | 1305 | 1305 | 58.46 | 60.48 | 2 | 0.02
2040 | PJM_ROR_2_MISO_MI | PJM_ROR | MISO_MI | Internal | Summer | B8 | 500 | 1305 | 440.37 | 50.58 | 52.58 | 2 | 0
2040 | PJM_ROR_2_MISO_MI | PJM_ROR | MISO_MI | Internal | Summer | B9 | 800 | 1305 | 0 | 47.54 | 48.29 | 2 | 0
2040 | PJM_ROR_2_MISO_MI | PJM_ROR | MISO_MI | Internal | Summer | B10 | 1262 | 1305 | 1305 | 46.18 | 48.29 | 2 | 0.11
2040 | PJM_ROR_2_MISO_MI | PJM_ROR | MISO_MI | Internal | Winter | B16 | 25 | 1305 | 0 | 73.39 | 72.31 | 2 | 0
2040 | PJM_ROR_2_MISO_MI | PJM_ROR | MISO_MI | Internal | Winter | B17 | 100 | 1305 | 318.52 | 63.7 | 65.7 | 2 | 0
2040 | PJM_ROR_2_MISO_MI | PJM_ROR | MISO_MI | Internal | Winter | B18 | 400 | 1305 | 314.42 | 57.16 | 59.16 | 2 | 0
2040 | PJM_ROR_2_MISO_MI | PJM_ROR | MISO_MI | Internal | Winter | B19 | 700 | 1305 | 0 | 53.56 | 54.9 | 2 | 0
2040 | PJM_ROR_2_MISO_MI | PJM_ROR | MISO_MI | Internal | Winter | B20 | 935 | 1305 | 0 | 53.29 | 52.45 | 2 | 0
2040 | PJM_ROR_2_MISO_MO-IL | PJM_ROR | MISO_MO-IL | Internal | Shoulder | B11 | 25 | 1111 | 0 | 68.6 | 68.39 | 2 | 0
2040 | PJM_ROR_2_MISO_MO-IL | PJM_ROR | MISO_MO-IL | Internal | Shoulder | B12 | 200 | 1111 | 0 | 57.7 | 55.72 | 2 | 0
2040 | PJM_ROR_2_MISO_MO-IL | PJM_ROR | MISO_MO-IL | Internal | Shoulder | B13 | 600 | 1111 | 0 | 52.5 | 50.51 | 2 | 0
2040 | PJM_ROR_2_MISO_MO-IL | PJM_ROR | MISO_MO-IL | Internal | Shoulder | B14 | 900 | 1111 | 0 | 49.4 | 47.4 | 2 | 0
2040 | PJM_ROR_2_MISO_MO-IL | PJM_ROR | MISO_MO-IL | Internal | Shoulder | B15 | 1203 | 1111 | 0 | 49.4 | 43.63 | 2 | 0
2040 | PJM_ROR_2_MISO_MO-IL | PJM_ROR | MISO_MO-IL | Internal | Summer | B1 | 10 | 1111 | 1111 | 94.99 | 97.52 | 2 | 0.53
2040 | PJM_ROR_2_MISO_MO-IL | PJM_ROR | MISO_MO-IL | Internal | Summer | B2 | 25 | 1111 | 1111 | 86.48 | 90.64 | 2 | 2.17
2040 | PJM_ROR_2_MISO_MO-IL | PJM_ROR | MISO_MO-IL | Internal | Summer | B3 | 75 | 1111 | 1111 | 86.48 | 90.31 | 2 | 1.83
2040 | PJM_ROR_2_MISO_MO-IL | PJM_ROR | MISO_MO-IL | Internal | Summer | B4 | 100 | 1111 | 1110.99 | 86.48 | 88.49 | 2 | 0.01
2040 | PJM_ROR_2_MISO_MO-IL | PJM_ROR | MISO_MO-IL | Internal | Summer | B5 | 200 | 1111 | 1110.99 | 86.09 | 88.1 | 2 | 0.01
2040 | PJM_ROR_2_MISO_MO-IL | PJM_ROR | MISO_MO-IL | Internal | Summer | B6 | 300 | 1111 | 1111 | 82.31 | 84.32 | 2 | 0.01
2040 | PJM_ROR_2_MISO_MO-IL | PJM_ROR | MISO_MO-IL | Internal | Summer | B7 | 400 | 1111 | 342.57 | 58.46 | 60.46 | 2 | 0
2040 | PJM_ROR_2_MISO_MO-IL | PJM_ROR | MISO_MO-IL | Internal | Summer | B8 | 500 | 1111 | 0 | 50.58 | 52.55 | 2 | 0
2040 | PJM_ROR_2_MISO_MO-IL | PJM_ROR | MISO_MO-IL | Internal | Summer | B9 | 800 | 1111 | 0 | 47.54 | 45.55 | 2 | 0
2040 | PJM_ROR_2_MISO_MO-IL | PJM_ROR | MISO_MO-IL | Internal | Summer | B10 | 1262 | 1111 | 0 | 46.18 | 42.95 | 2 | 0
2040 | PJM_ROR_2_MISO_MO-IL | PJM_ROR | MISO_MO-IL | Internal | Winter | B16 | 25 | 1111 | 0 | 73.39 | 70.06 | 2 | 0
2040 | PJM_ROR_2_MISO_MO-IL | PJM_ROR | MISO_MO-IL | Internal | Winter | B17 | 100 | 1111 | 0 | 63.7 | 56.69 | 2 | 0
2040 | PJM_ROR_2_MISO_MO-IL | PJM_ROR | MISO_MO-IL | Internal | Winter | B18 | 400 | 1111 | 0 | 57.16 | 54 | 2 | 0
2040 | PJM_ROR_2_MISO_MO-IL | PJM_ROR | MISO_MO-IL | Internal | Winter | B19 | 700 | 1111 | 0 | 53.56 | 48.71 | 2 | 0
2040 | PJM_ROR_2_MISO_MO-IL | PJM_ROR | MISO_MO-IL | Internal | Winter | B20 | 935 | 1111 | 0 | 53.29 | 41.62 | 2 | 0
2040 | PJM_ROR_2_MISO_W | PJM_ROR | MISO_W | Internal | Shoulder | B11 | 25 | 10071 | 0 | 68.6 | 68.38 | 2 | 0
2040 | PJM_ROR_2_MISO_W | PJM_ROR | MISO_W | Internal | Shoulder | B12 | 200 | 10071 | 0 | 57.7 | 55.7 | 2 | 0
2040 | PJM_ROR_2_MISO_W | PJM_ROR | MISO_W | Internal | Shoulder | B13 | 600 | 10071 | 0 | 52.5 | 50.5 | 2 | 0
2040 | PJM_ROR_2_MISO_W | PJM_ROR | MISO_W | Internal | Shoulder | B14 | 900 | 10071 | 0 | 49.4 | 35.23 | 2 | 0
2040 | PJM_ROR_2_MISO_W | PJM_ROR | MISO_W | Internal | Shoulder | B15 | 1203 | 10071 | 0 | 49.4 | -8 | 2 | 0
2040 | PJM_ROR_2_MISO_W | PJM_ROR | MISO_W | Internal | Summer | B1 | 10 | 10071 | 0 | 94.99 | 92.99 | 2 | 0
2040 | PJM_ROR_2_MISO_W | PJM_ROR | MISO_W | Internal | Summer | B2 | 25 | 10071 | 0 | 86.48 | 88.1 | 2 | 0
2040 | PJM_ROR_2_MISO_W | PJM_ROR | MISO_W | Internal | Summer | B3 | 75 | 10071 | 10071 | 86.48 | 89.88 | 2 | 1.41
2040 | PJM_ROR_2_MISO_W | PJM_ROR | MISO_W | Internal | Summer | B4 | 100 | 10071 | 6393.89 | 86.48 | 88.48 | 2 | 0
2040 | PJM_ROR_2_MISO_W | PJM_ROR | MISO_W | Internal | Summer | B5 | 200 | 10071 | 2377.69 | 86.09 | 88.09 | 2 | 0
2040 | PJM_ROR_2_MISO_W | PJM_ROR | MISO_W | Internal | Summer | B6 | 300 | 10071 | 1690.4 | 82.31 | 84.31 | 2 | 0
2040 | PJM_ROR_2_MISO_W | PJM_ROR | MISO_W | Internal | Summer | B7 | 400 | 10071 | 0 | 58.46 | 60.44 | 2 | 0
2040 | PJM_ROR_2_MISO_W | PJM_ROR | MISO_W | Internal | Summer | B8 | 500 | 10071 | 0 | 50.58 | 51.45 | 2 | 0
2040 | PJM_ROR_2_MISO_W | PJM_ROR | MISO_W | Internal | Summer | B9 | 800 | 10071 | 0 | 47.54 | 45.54 | 2 | 0
2040 | PJM_ROR_2_MISO_W | PJM_ROR | MISO_W | Internal | Summer | B10 | 1262 | 10071 | 0 | 46.18 | 35.48 | 2 | 0
2040 | PJM_ROR_2_MISO_W | PJM_ROR | MISO_W | Internal | Winter | B16 | 25 | 10071 | 0 | 73.39 | 30.79 | 2 | 0
2040 | PJM_ROR_2_MISO_W | PJM_ROR | MISO_W | Internal | Winter | B17 | 100 | 10071 | 0 | 63.7 | 33.02 | 2 | 0
2040 | PJM_ROR_2_MISO_W | PJM_ROR | MISO_W | Internal | Winter | B18 | 400 | 10071 | 0 | 57.16 | 45.14 | 2 | 0
2040 | PJM_ROR_2_MISO_W | PJM_ROR | MISO_W | Internal | Winter | B19 | 700 | 10071 | 0 | 53.56 | 45.14 | 2 | 0
2040 | PJM_ROR_2_MISO_W | PJM_ROR | MISO_W | Internal | Winter | B20 | 935 | 10071 | 0 | 53.29 | 29.78 | 2 | 0
2040 | PJM_ROR_2_MISO_WUMS | PJM_ROR | MISO_WUMS | Internal | Shoulder | B11 | 25 | 1467 | 0 | 68.6 | 68.39 | 2 | 0
2040 | PJM_ROR_2_MISO_WUMS | PJM_ROR | MISO_WUMS | Internal | Shoulder | B12 | 200 | 1467 | 0 | 57.7 | 55.72 | 2 | 0
2040 | PJM_ROR_2_MISO_WUMS | PJM_ROR | MISO_WUMS | Internal | Shoulder | B13 | 600 | 1467 | 0 | 52.5 | 54.04 | 2 | 0
2040 | PJM_ROR_2_MISO_WUMS | PJM_ROR | MISO_WUMS | Internal | Shoulder | B14 | 900 | 1467 | 101.77 | 49.4 | 51.4 | 2 | 0
2040 | PJM_ROR_2_MISO_WUMS | PJM_ROR | MISO_WUMS | Internal | Shoulder | B15 | 1203 | 1467 | 0 | 49.4 | 49.54 | 2 | 0
2040 | PJM_ROR_2_MISO_WUMS | PJM_ROR | MISO_WUMS | Internal | Summer | B1 | 10 | 1467 | 0 | 94.99 | 84.3 | 2 | 0
2040 | PJM_ROR_2_MISO_WUMS | PJM_ROR | MISO_WUMS | Internal | Summer | B2 | 25 | 1467 | 0 | 86.48 | 84.3 | 2 | 0
2040 | PJM_ROR_2_MISO_WUMS | PJM_ROR | MISO_WUMS | Internal | Summer | B3 | 75 | 1467 | 0 | 86.48 | 84.3 | 2 | 0
2040 | PJM_ROR_2_MISO_WUMS | PJM_ROR | MISO_WUMS | Internal | Summer | B4 | 100 | 1467 | 0 | 86.48 | 84.3 | 2 | 0
2040 | PJM_ROR_2_MISO_WUMS | PJM_ROR | MISO_WUMS | Internal | Summer | B5 | 200 | 1467 | 0 | 86.09 | 84.3 | 2 | 0
2040 | PJM_ROR_2_MISO_WUMS | PJM_ROR | MISO_WUMS | Internal | Summer | B6 | 300 | 1467 | 0 | 82.31 | 84.3 | 2 | 0
2040 | PJM_ROR_2_MISO_WUMS | PJM_ROR | MISO_WUMS | Internal | Summer | B7 | 400 | 1467 | 428.5 | 58.46 | 60.46 | 2 | 0
2040 | PJM_ROR_2_MISO_WUMS | PJM_ROR | MISO_WUMS | Internal | Summer | B8 | 500 | 1467 | 0 | 50.58 | 51.92 | 2 | 0
2040 | PJM_ROR_2_MISO_WUMS | PJM_ROR | MISO_WUMS | Internal | Summer | B9 | 800 | 1467 | 0 | 47.54 | 47.86 | 2 | 0
2040 | PJM_ROR_2_MISO_WUMS | PJM_ROR | MISO_WUMS | Internal | Summer | B10 | 1262 | 1467 | 0 | 46.18 | 47.7 | 2 | 0
2040 | PJM_ROR_2_MISO_WUMS | PJM_ROR | MISO_WUMS | Internal | Winter | B16 | 25 | 1467 | 0 | 73.39 | 57.96 | 2 | 0
2040 | PJM_ROR_2_MISO_WUMS | PJM_ROR | MISO_WUMS | Internal | Winter | B17 | 100 | 1467 | 0 | 63.7 | 61.7 | 2 | 0
2040 | PJM_ROR_2_MISO_WUMS | PJM_ROR | MISO_WUMS | Internal | Winter | B18 | 400 | 1467 | 0 | 57.16 | 57.96 | 2 | 0
2040 | PJM_ROR_2_MISO_WUMS | PJM_ROR | MISO_WUMS | Internal | Winter | B19 | 700 | 1467 | 0 | 53.56 | 54.23 | 2 | 0
2040 | PJM_ROR_2_MISO_WUMS | PJM_ROR | MISO_WUMS | Internal | Winter | B20 | 935 | 1467 | 0 | 53.29 | 51.29 | 2 | 0
2040 | PJM_ROR_2_PJM_ROM | PJM_ROR | PJM_ROM | Internal | Shoulder | B11 | 25 | 8000 | 0 | 68.6 | 67.7 | 0.01 | 0
2040 | PJM_ROR_2_PJM_ROM | PJM_ROR | PJM_ROM | Internal | Shoulder | B12 | 200 | 8000 | 0 | 57.7 | 57.69 | 0.01 | 0
2040 | PJM_ROR_2_PJM_ROM | PJM_ROR | PJM_ROM | Internal | Shoulder | B13 | 600 | 8000 | 0 | 52.5 | 52.48 | 0.01 | 0
2040 | PJM_ROR_2_PJM_ROM | PJM_ROR | PJM_ROM | Internal | Shoulder | B14 | 900 | 8000 | 0 | 49.4 | 49.39 | 0.01 | 0
2040 | PJM_ROR_2_PJM_ROM | PJM_ROR | PJM_ROM | Internal | Shoulder | B15 | 1203 | 8000 | 0 | 49.4 | 48.59 | 0.01 | 0
2040 | PJM_ROR_2_PJM_ROM | PJM_ROR | PJM_ROM | Internal | Summer | B1 | 10 | 8000 | 0.07 | 94.99 | 94.98 | 0.01 | 0
2040 | PJM_ROR_2_PJM_ROM | PJM_ROR | PJM_ROM | Internal | Summer | B2 | 25 | 8000 | 0.03 | 86.48 | 86.46 | 0.01 | 0
2040 | PJM_ROR_2_PJM_ROM | PJM_ROR | PJM_ROM | Internal | Summer | B3 | 75 | 8000 | 0 | 86.48 | 75.86 | 0.01 | 0
2040 | PJM_ROR_2_PJM_ROM | PJM_ROR | PJM_ROM | Internal | Summer | B4 | 100 | 8000 | 0 | 86.48 | 75.86 | 0.01 | 0
2040 | PJM_ROR_2_PJM_ROM | PJM_ROR | PJM_ROM | Internal | Summer | B5 | 200 | 8000 | 0 | 86.09 | 72.84 | 0.01 | 0
2040 | PJM_ROR_2_PJM_ROM | PJM_ROR | PJM_ROM | Internal | Summer | B6 | 300 | 8000 | 0 | 82.31 | 66.07 | 0.01 | 0
2040 | PJM_ROR_2_PJM_ROM | PJM_ROR | PJM_ROM | Internal | Summer | B7 | 400 | 8000 | 0 | 58.46 | 58.44 | 0.01 | 0
2040 | PJM_ROR_2_PJM_ROM | PJM_ROR | PJM_ROM | Internal | Summer | B8 | 500 | 8000 | 0 | 50.58 | 50.57 | 0.01 | 0
2040 | PJM_ROR_2_PJM_ROM | PJM_ROR | PJM_ROM | Internal | Summer | B9 | 800 | 8000 | 0 | 47.54 | 47.35 | 0.01 | 0
2040 | PJM_ROR_2_PJM_ROM | PJM_ROR | PJM_ROM | Internal | Summer | B10 | 1262 | 8000 | 0 | 46.18 | 42.1 | 0.01 | 0
2040 | PJM_ROR_2_PJM_ROM | PJM_ROR | PJM_ROM | Internal | Winter | B16 | 25 | 8000 | 4133.09 | 73.39 | 73.41 | 0.01 | 0
2040 | PJM_ROR_2_PJM_ROM | PJM_ROR | PJM_ROM | Internal | Winter | B17 | 100 | 8000 | 3978.31 | 63.7 | 63.71 | 0.01 | 0
2040 | PJM_ROR_2_PJM_ROM | PJM_ROR | PJM_ROM | Internal | Winter | B18 | 400 | 8000 | 3029.42 | 57.16 | 57.17 | 0.01 | 0
2040 | PJM_ROR_2_PJM_ROM | PJM_ROR | PJM_ROM | Internal | Winter | B19 | 700 | 8000 | 3371.73 | 53.56 | 53.57 | 0.01 | 0
2040 | PJM_ROR_2_PJM_ROM | PJM_ROR | PJM_ROM | Internal | Winter | B20 | 935 | 8000 | 0 | 53.29 | 53.27 | 0.01 | 0
2040 | PJM_ROR_2_TVA_Transmission | PJM_ROR | TVA_Transmission | Internal | Shoulder | B11 | 25 | 2500 | 974.27 | 68.6 | 74.6 | 6 | 0
2040 | PJM_ROR_2_TVA_Transmission | PJM_ROR | TVA_Transmission | Internal | Shoulder | B12 | 200 | 2500 | 0 | 57.7 | 61.86 | 6 | 0
2040 | PJM_ROR_2_TVA_Transmission | PJM_ROR | TVA_Transmission | Internal | Shoulder | B13 | 600 | 2500 | 796.2 | 52.5 | 58.5 | 6 | 0
2040 | PJM_ROR_2_TVA_Transmission | PJM_ROR | TVA_Transmission | Internal | Shoulder | B14 | 900 | 2500 | 959.07 | 49.4 | 55.4 | 6 | 0
2040 | PJM_ROR_2_TVA_Transmission | PJM_ROR | TVA_Transmission | Internal | Shoulder | B15 | 1203 | 2500 | 0 | 49.4 | 53.58 | 6 | 0
2040 | PJM_ROR_2_TVA_Transmission | PJM_ROR | TVA_Transmission | Internal | Summer | B1 | 10 | 2500 | 2410.19 | 94.99 | 100.99 | 6 | 0
2040 | PJM_ROR_2_TVA_Transmission | PJM_ROR | TVA_Transmission | Internal | Summer | B2 | 25 | 2500 | 2057.29 | 86.48 | 92.48 | 6 | 0
2040 | PJM_ROR_2_TVA_Transmission | PJM_ROR | TVA_Transmission | Internal | Summer | B3 | 75 | 2500 | 0 | 86.48 | 92.16 | 6 | 0
2040 | PJM_ROR_2_TVA_Transmission | PJM_ROR | TVA_Transmission | Internal | Summer | B4 | 100 | 2500 | 0 | 86.48 | 92.14 | 6 | 0
2040 | PJM_ROR_2_TVA_Transmission | PJM_ROR | TVA_Transmission | Internal | Summer | B5 | 200 | 2500 | 0 | 86.09 | 91.95 | 6 | 0
2040 | PJM_ROR_2_TVA_Transmission | PJM_ROR | TVA_Transmission | Internal | Summer | B6 | 300 | 2500 | 0 | 82.31 | 82.31 | 6 | 0
2040 | PJM_ROR_2_TVA_Transmission | PJM_ROR | TVA_Transmission | Internal | Summer | B7 | 400 | 2500 | 0 | 58.46 | 59.9 | 6 | 0
2040 | PJM_ROR_2_TVA_Transmission | PJM_ROR | TVA_Transmission | Internal | Summer | B8 | 500 | 2500 | 1521.98 | 50.58 | 56.58 | 6 | 0
2040 | PJM_ROR_2_TVA_Transmission | PJM_ROR | TVA_Transmission | Internal | Summer | B9 | 800 | 2500 | 143.52 | 47.54 | 53.54 | 6 | 0
2040 | PJM_ROR_2_TVA_Transmission | PJM_ROR | TVA_Transmission | Internal | Summer | B10 | 1262 | 2500 | 457.41 | 46.18 | 52.18 | 6 | 0
2040 | PJM_ROR_2_TVA_Transmission | PJM_ROR | TVA_Transmission | Internal | Winter | B16 | 25 | 2500 | 0 | 73.39 | 78.06 | 6 | 0
2040 | PJM_ROR_2_TVA_Transmission | PJM_ROR | TVA_Transmission | Internal | Winter | B17 | 100 | 2500 | 0 | 63.7 | 64.69 | 6 | 0
2040 | PJM_ROR_2_TVA_Transmission | PJM_ROR | TVA_Transmission | Internal | Winter | B18 | 400 | 2500 | 0 | 57.16 | 62 | 6 | 0
2040 | PJM_ROR_2_TVA_Transmission | PJM_ROR | TVA_Transmission | Internal | Winter | B19 | 700 | 2500 | 0 | 53.56 | 56.71 | 6 | 0
2040 | PJM_ROR_2_TVA_Transmission | PJM_ROR | TVA_Transmission | Internal | Winter | B20 | 935 | 2500 | 0 | 53.29 | 56.71 | 6 | 0
2040 | PJM_ROR_2_VACAR | PJM_ROR | VACAR | Internal | Shoulder | B11 | 25 | 3865 | 3666.53 | 68.6 | 74.6 | 6 | 0
2040 | PJM_ROR_2_VACAR | PJM_ROR | VACAR | Internal | Shoulder | B12 | 200 | 3865 | 0 | 57.7 | 63.65 | 6 | 0
2040 | PJM_ROR_2_VACAR | PJM_ROR | VACAR | Internal | Shoulder | B13 | 600 | 3865 | 0 | 52.5 | 55.06 | 6 | 0
2040 | PJM_ROR_2_VACAR | PJM_ROR | VACAR | Internal | Shoulder | B14 | 900 | 3865 | 0 | 49.4 | 55.06 | 6 | 0
2040 | PJM_ROR_2_VACAR | PJM_ROR | VACAR | Internal | Shoulder | B15 | 1203 | 3865 | 0 | 49.4 | 55.06 | 6 | 0
2040 | PJM_ROR_2_VACAR | PJM_ROR | VACAR | Internal | Summer | B1 | 10 | 3865 | 1912.44 | 94.99 | 100.99 | 6 | 0
2040 | PJM_ROR_2_VACAR | PJM_ROR | VACAR | Internal | Summer | B2 | 25 | 3865 | 3865 | 86.48 | 94.94 | 6 | 2.47
2040 | PJM_ROR_2_VACAR | PJM_ROR | VACAR | Internal | Summer | B3 | 75 | 3865 | 3865 | 86.48 | 92.69 | 6 | 0.22
2040 | PJM_ROR_2_VACAR | PJM_ROR | VACAR | Internal | Summer | B4 | 100 | 3865 | 3865 | 86.48 | 92.69 | 6 | 0.22
2040 | PJM_ROR_2_VACAR | PJM_ROR | VACAR | Internal | Summer | B5 | 200 | 3865 | 3743.36 | 86.09 | 92.09 | 6 | 0
2040 | PJM_ROR_2_VACAR | PJM_ROR | VACAR | Internal | Summer | B6 | 300 | 3865 | 0 | 82.31 | 76.89 | 6 | 0
2040 | PJM_ROR_2_VACAR | PJM_ROR | VACAR | Internal | Summer | B7 | 400 | 3865 | 0 | 58.46 | 57.5 | 6 | 0
2040 | PJM_ROR_2_VACAR | PJM_ROR | VACAR | Internal | Summer | B8 | 500 | 3865 | 0 | 50.58 | 52.69 | 6 | 0
2040 | PJM_ROR_2_VACAR | PJM_ROR | VACAR | Internal | Summer | B9 | 800 | 3865 | 0 | 47.54 | 52.69 | 6 | 0
2040 | PJM_ROR_2_VACAR | PJM_ROR | VACAR | Internal | Summer | B10 | 1262 | 3865 | 3865 | 46.18 | 52.69 | 6 | 0.51
2040 | PJM_ROR_2_VACAR | PJM_ROR | VACAR | Internal | Winter | B16 | 25 | 3865 | 3865 | 73.39 | 89.66 | 6 | 10.26
2040 | PJM_ROR_2_VACAR | PJM_ROR | VACAR | Internal | Winter | B17 | 100 | 3865 | 1771.47 | 63.7 | 69.7 | 6 | 0
2040 | PJM_ROR_2_VACAR | PJM_ROR | VACAR | Internal | Winter | B18 | 400 | 3865 | 0 | 57.16 | 60.67 | 6 | 0
2040 | PJM_ROR_2_VACAR | PJM_ROR | VACAR | Internal | Winter | B19 | 700 | 3865 | 3865 | 53.56 | 60.67 | 6 | 1.11
2040 | PJM_ROR_2_VACAR | PJM_ROR | VACAR | Internal | Winter | B20 | 935 | 3865 | 3865 | 53.29 | 60.67 | 6 | 1.38
2040 | PJM_ROM_2_NYISO_A-F | PJM_ROM | NYISO_A-F | Internal | Shoulder | B11 | 25 | 2000 | 0 | 67.7 | 59.7 | 6 | 0
2040 | PJM_ROM_2_NYISO_A-F | PJM_ROM | NYISO_A-F | Internal | Shoulder | B12 | 200 | 2000 | 0 | 57.69 | 53.78 | 6 | 0
2040 | PJM_ROM_2_NYISO_A-F | PJM_ROM | NYISO_A-F | Internal | Shoulder | B13 | 600 | 2000 | 0 | 52.48 | 49.02 | 6 | 0
2040 | PJM_ROM_2_NYISO_A-F | PJM_ROM | NYISO_A-F | Internal | Shoulder | B14 | 900 | 2000 | 0 | 49.39 | 48.22 | 6 | 0
2040 | PJM_ROM_2_NYISO_A-F | PJM_ROM | NYISO_A-F | Internal | Shoulder | B15 | 1203 | 2000 | 0 | 48.59 | 48.22 | 6 | 0
2040 | PJM_ROM_2_NYISO_A-F | PJM_ROM | NYISO_A-F | Internal | Summer | B1 | 10 | 2000 | 0 | 94.98 | 86.97 | 6 | 0
2040 | PJM_ROM_2_NYISO_A-F | PJM_ROM | NYISO_A-F | Internal | Summer | B2 | 25 | 2000 | 0 | 86.46 | 77.43 | 6 | 0
2040 | PJM_ROM_2_NYISO_A-F | PJM_ROM | NYISO_A-F | Internal | Summer | B3 | 75 | 2000 | 0 | 75.86 | 69.6 | 6 | 0
2040 | PJM_ROM_2_NYISO_A-F | PJM_ROM | NYISO_A-F | Internal | Summer | B4 | 100 | 2000 | 0 | 75.86 | 67.86 | 6 | 0
2040 | PJM_ROM_2_NYISO_A-F | PJM_ROM | NYISO_A-F | Internal | Summer | B5 | 200 | 2000 | 0 | 72.84 | 63.16 | 6 | 0
2040 | PJM_ROM_2_NYISO_A-F | PJM_ROM | NYISO_A-F | Internal | Summer | B6 | 300 | 2000 | 0 | 66.07 | 59.64 | 6 | 0
2040 | PJM_ROM_2_NYISO_A-F | PJM_ROM | NYISO_A-F | Internal | Summer | B7 | 400 | 2000 | 0 | 58.44 | 52.37 | 6 | 0
2040 | PJM_ROM_2_NYISO_A-F | PJM_ROM | NYISO_A-F | Internal | Summer | B8 | 500 | 2000 | 0 | 50.57 | 48.45 | 6 | 0
2040 | PJM_ROM_2_NYISO_A-F | PJM_ROM | NYISO_A-F | Internal | Summer | B9 | 800 | 2000 | 0 | 47.35 | 44.81 | 6 | 0
2040 | PJM_ROM_2_NYISO_A-F | PJM_ROM | NYISO_A-F | Internal | Summer | B10 | 1262 | 2000 | 0 | 42.1 | 44.81 | 6 | 0
2040 | PJM_ROM_2_NYISO_A-F | PJM_ROM | NYISO_A-F | Internal | Winter | B16 | 25 | 2000 | 0 | 73.41 | 66.42 | 6 | 0
2040 | PJM_ROM_2_NYISO_A-F | PJM_ROM | NYISO_A-F | Internal | Winter | B17 | 100 | 2000 | 0 | 63.71 | 61.65 | 6 | 0
2040 | PJM_ROM_2_NYISO_A-F | PJM_ROM | NYISO_A-F | Internal | Winter | B18 | 400 | 2000 | 0 | 57.17 | 58.12 | 6 | 0
2040 | PJM_ROM_2_NYISO_A-F | PJM_ROM | NYISO_A-F | Internal | Winter | B19 | 700 | 2000 | 0 | 53.57 | 56.87 | 6 | 0
2040 | PJM_ROM_2_NYISO_A-F | PJM_ROM | NYISO_A-F | Internal | Winter | B20 | 935 | 2000 | 0 | 53.27 | 56.87 | 6 | 0
2040 | PJM_ROM_2_PJM_E | PJM_ROM | PJM_E | Internal | Shoulder | B11 | 25 | 8000 | 6133.14 | 67.7 | 67.72 | 0.01 | 0
2040 | PJM_ROM_2_PJM_E | PJM_ROM | PJM_E | Internal | Shoulder | B12 | 200 | 8000 | 8000 | 57.69 | 58.24 | 0.01 | 0.53
2040 | PJM_ROM_2_PJM_E | PJM_ROM | PJM_E | Internal | Shoulder | B13 | 600 | 8000 | 6858.94 | 52.48 | 52.5 | 0.01 | 0
2040 | PJM_ROM_2_PJM_E | PJM_ROM | PJM_E | Internal | Shoulder | B14 | 900 | 8000 | 8000 | 49.39 | 50.15 | 0.01 | 0.75
2040 | PJM_ROM_2_PJM_E | PJM_ROM | PJM_E | Internal | Shoulder | B15 | 1203 | 8000 | 7292.42 | 48.59 | 48.6 | 0.01 | 0
2040 | PJM_ROM_2_PJM_E | PJM_ROM | PJM_E | Internal | Summer | B1 | 10 | 8000 | 7835.35 | 94.98 | 94.99 | 0.01 | 0
2040 | PJM_ROM_2_PJM_E | PJM_ROM | PJM_E | Internal | Summer | B2 | 25 | 8000 | 6401.46 | 86.46 | 86.48 | 0.01 | 0
2040 | PJM_ROM_2_PJM_E | PJM_ROM | PJM_E | Internal | Summer | B3 | 75 | 8000 | 4171.27 | 75.86 | 75.87 | 0.01 | 0
2040 | PJM_ROM_2_PJM_E | PJM_ROM | PJM_E | Internal | Summer | B4 | 100 | 8000 | 6559.9 | 75.86 | 75.87 | 0.01 | 0
2040 | PJM_ROM_2_PJM_E | PJM_ROM | PJM_E | Internal | Summer | B5 | 200 | 8000 | 8000 | 72.84 | 74.66 | 0.01 | 1.8
2040 | PJM_ROM_2_PJM_E | PJM_ROM | PJM_E | Internal | Summer | B6 | 300 | 8000 | 8000 | 66.07 | 70.94 | 0.01 | 4.86
2040 | PJM_ROM_2_PJM_E | PJM_ROM | PJM_E | Internal | Summer | B7 | 400 | 8000 | 8000 | 58.44 | 60.18 | 0.01 | 1.73
2040 | PJM_ROM_2_PJM_E | PJM_ROM | PJM_E | Internal | Summer | B8 | 500 | 8000 | 6754.82 | 50.57 | 50.58 | 0.01 | 0
2040 | PJM_ROM_2_PJM_E | PJM_ROM | PJM_E | Internal | Summer | B9 | 800 | 8000 | 7498.58 | 47.35 | 47.36 | 0.01 | 0
2040 | PJM_ROM_2_PJM_E | PJM_ROM | PJM_E | Internal | Summer | B10 | 1262 | 8000 | 8000 | 42.1 | 42.69 | 0.01 | 0.58
2040 | PJM_ROM_2_PJM_E | PJM_ROM | PJM_E | Internal | Winter | B16 | 25 | 8000 | 8000 | 73.41 | 75.01 | 0.01 | 1.59
2040 | PJM_ROM_2_PJM_E | PJM_ROM | PJM_E | Internal | Winter | B17 | 100 | 8000 | 8000 | 63.71 | 67.76 | 0.01 | 4.04
2040 | PJM_ROM_2_PJM_E | PJM_ROM | PJM_E | Internal | Winter | B18 | 400 | 8000 | 8000 | 57.17 | 59.77 | 0.01 | 2.59
2040 | PJM_ROM_2_PJM_E | PJM_ROM | PJM_E | Internal | Winter | B19 | 700 | 8000 | 8000 | 53.57 | 57.02 | 0.01 | 3.44
2040 | PJM_ROM_2_PJM_E | PJM_ROM | PJM_E | Internal | Winter | B20 | 935 | 8000 | 8000 | 53.27 | 53.79 | 0.01 | 0.51
2040 | PJM_ROM_2_PJM_ROR | PJM_ROM | PJM_ROR | Internal | Shoulder | B11 | 25 | 8000 | 8000 | 67.7 | 68.6 | 0.01 | 0.88
2040 | PJM_ROM_2_PJM_ROR | PJM_ROM | PJM_ROR | Internal | Shoulder | B12 | 200 | 8000 | 4466.69 | 57.69 | 57.7 | 0.01 | 0
2040 | PJM_ROM_2_PJM_ROR | PJM_ROM | PJM_ROR | Internal | Shoulder | B13 | 600 | 8000 | 5706.67 | 52.48 | 52.5 | 0.01 | 0
2040 | PJM_ROM_2_PJM_ROR | PJM_ROM | PJM_ROR | Internal | Shoulder | B14 | 900 | 8000 | 5515.2 | 49.39 | 49.4 | 0.01 | 0
2040 | PJM_ROM_2_PJM_ROR | PJM_ROM | PJM_ROR | Internal | Shoulder | B15 | 1203 | 8000 | 8000 | 48.59 | 49.4 | 0.01 | 0.8
2040 | PJM_ROM_2_PJM_ROR | PJM_ROM | PJM_ROR | Internal | Summer | B1 | 10 | 8000 | 3455.52 | 94.98 | 94.99 | 0.01 | 0
2040 | PJM_ROM_2_PJM_ROR | PJM_ROM | PJM_ROR | Internal | Summer | B2 | 25 | 8000 | 5666.99 | 86.46 | 86.48 | 0.01 | 0
2040 | PJM_ROM_2_PJM_ROR | PJM_ROM | PJM_ROR | Internal | Summer | B3 | 75 | 8000 | 8000 | 75.86 | 86.48 | 0.01 | 10.6
2040 | PJM_ROM_2_PJM_ROR | PJM_ROM | PJM_ROR | Internal | Summer | B4 | 100 | 8000 | 8000 | 75.86 | 86.48 | 0.01 | 10.6
2040 | PJM_ROM_2_PJM_ROR | PJM_ROM | PJM_ROR | Internal | Summer | B5 | 200 | 8000 | 8000 | 72.84 | 86.09 | 0.01 | 13.23
2040 | PJM_ROM_2_PJM_ROR | PJM_ROM | PJM_ROR | Internal | Summer | B6 | 300 | 8000 | 8000 | 66.07 | 82.31 | 0.01 | 16.23
2040 | PJM_ROM_2_PJM_ROR | PJM_ROM | PJM_ROR | Internal | Summer | B7 | 400 | 8000 | 5555.22 | 58.44 | 58.46 | 0.01 | 0
2040 | PJM_ROM_2_PJM_ROR | PJM_ROM | PJM_ROR | Internal | Summer | B8 | 500 | 8000 | 7721.96 | 50.57 | 50.58 | 0.01 | 0
2040 | PJM_ROM_2_PJM_ROR | PJM_ROM | PJM_ROR | Internal | Summer | B9 | 800 | 8000 | 8000 | 47.35 | 47.54 | 0.01 | 0.18
2040 | PJM_ROM_2_PJM_ROR | PJM_ROM | PJM_ROR | Internal | Summer | B10 | 1262 | 8000 | 8000 | 42.1 | 46.18 | 0.01 | 4.07
2040 | PJM_ROM_2_PJM_ROR | PJM_ROM | PJM_ROR | Internal | Winter | B16 | 25 | 8000 | 0.03 | 73.41 | 73.39 | 0.01 | 0
2040 | PJM_ROM_2_PJM_ROR | PJM_ROM | PJM_ROR | Internal | Winter | B17 | 100 | 8000 | 0 | 63.71 | 63.7 | 0.01 | 0
2040 | PJM_ROM_2_PJM_ROR | PJM_ROM | PJM_ROR | Internal | Winter | B18 | 400 | 8000 | 0 | 57.17 | 57.16 | 0.01 | 0
2040 | PJM_ROM_2_PJM_ROR | PJM_ROM | PJM_ROR | Internal | Winter | B19 | 700 | 8000 | 0 | 53.57 | 53.56 | 0.01 | 0
2040 | PJM_ROM_2_PJM_ROR | PJM_ROM | PJM_ROR | Internal | Winter | B20 | 935 | 8000 | 404.38 | 53.27 | 53.29 | 0.01 | 0
2040 | SOCO_2_FRCC | SOCO | FRCC | Internal | Shoulder | B11 | 25 | 3700 | 1799.61 | 81.6 | 91.6 | 10 | 0
2040 | SOCO_2_FRCC | SOCO | FRCC | Internal | Shoulder | B12 | 200 | 3700 | 0 | 59.58 | 65.72 | 10 | 0
2040 | SOCO_2_FRCC | SOCO | FRCC | Internal | Shoulder | B13 | 600 | 3700 | 0 | 59.58 | 64.57 | 10 | 0
2040 | SOCO_2_FRCC | SOCO | FRCC | Internal | Shoulder | B14 | 900 | 3700 | 0 | 59.58 | 64.57 | 10 | 0
2040 | SOCO_2_FRCC | SOCO | FRCC | Internal | Shoulder | B15 | 1203 | 3700 | 0 | 54.55 | 59 | 10 | 0
2040 | SOCO_2_FRCC | SOCO | FRCC | Internal | Summer | B1 | 10 | 3700 | 83.69 | 100.99 | 110.99 | 10 | 0
2040 | SOCO_2_FRCC | SOCO | FRCC | Internal | Summer | B2 | 25 | 3700 | 0 | 98.84 | 103.65 | 10 | 0
2040 | SOCO_2_FRCC | SOCO | FRCC | Internal | Summer | B3 | 75 | 3700 | 0 | 98.31 | 101.43 | 10 | 0
2040 | SOCO_2_FRCC | SOCO | FRCC | Internal | Summer | B4 | 100 | 3700 | 0 | 96.91 | 101.43 | 10 | 0
2040 | SOCO_2_FRCC | SOCO | FRCC | Internal | Summer | B5 | 200 | 3700 | 0 | 96.91 | 89.81 | 10 | 0
2040 | SOCO_2_FRCC | SOCO | FRCC | Internal | Summer | B6 | 300 | 3700 | 314.56 | 79.81 | 89.81 | 10 | 0
2040 | SOCO_2_FRCC | SOCO | FRCC | Internal | Summer | B7 | 400 | 3700 | 0 | 60.05 | 66.06 | 10 | 0
2040 | SOCO_2_FRCC | SOCO | FRCC | Internal | Summer | B8 | 500 | 3700 | 0 | 57.95 | 63.32 | 10 | 0
2040 | SOCO_2_FRCC | SOCO | FRCC | Internal | Summer | B9 | 800 | 3700 | 0 | 57.95 | 63.32 | 10 | 0
2040 | SOCO_2_FRCC | SOCO | FRCC | Internal | Summer | B10 | 1262 | 3700 | 0 | 53.09 | 57.89 | 10 | 0
2040 | SOCO_2_FRCC | SOCO | FRCC | Internal | Winter | B16 | 25 | 3700 | 0 | 79.66 | 88.55 | 10 | 0
2040 | SOCO_2_FRCC | SOCO | FRCC | Internal | Winter | B17 | 100 | 3700 | 0 | 63.4 | 67.73 | 10 | 0
2040 | SOCO_2_FRCC | SOCO | FRCC | Internal | Winter | B18 | 400 | 3700 | 0 | 63.4 | 67.73 | 10 | 0
2040 | SOCO_2_FRCC | SOCO | FRCC | Internal | Winter | B19 | 700 | 3700 | 0 | 57.96 | 67.73 | 10 | 0
2040 | SOCO_2_FRCC | SOCO | FRCC | Internal | Winter | B20 | 935 | 3700 | 0 | 57.96 | 61.83 | 10 | 0
2040 | SOCO_2_VACAR | SOCO | VACAR | Internal | Shoulder | B11 | 25 | 2000 | 0 | 81.6 | 74.6 | 10 | 0
2040 | SOCO_2_VACAR | SOCO | VACAR | Internal | Shoulder | B12 | 200 | 2000 | 0 | 59.58 | 63.65 | 10 | 0
2040 | SOCO_2_VACAR | SOCO | VACAR | Internal | Shoulder | B13 | 600 | 2000 | 0 | 59.58 | 55.06 | 10 | 0
2040 | SOCO_2_VACAR | SOCO | VACAR | Internal | Shoulder | B14 | 900 | 2000 | 0 | 59.58 | 55.06 | 10 | 0
2040 | SOCO_2_VACAR | SOCO | VACAR | Internal | Shoulder | B15 | 1203 | 2000 | 0 | 54.55 | 55.06 | 10 | 0
2040 | SOCO_2_VACAR | SOCO | VACAR | Internal | Summer | B1 | 10 | 2000 | 0 | 100.99 | 100.99 | 10 | 0
2040 | SOCO_2_VACAR | SOCO | VACAR | Internal | Summer | B2 | 25 | 2000 | 0 | 98.84 | 94.94 | 10 | 0
2040 | SOCO_2_VACAR | SOCO | VACAR | Internal | Summer | B3 | 75 | 2000 | 0 | 98.31 | 92.69 | 10 | 0
2040 | SOCO_2_VACAR | SOCO | VACAR | Internal | Summer | B4 | 100 | 2000 | 0 | 96.91 | 92.69 | 10 | 0
2040 | SOCO_2_VACAR | SOCO | VACAR | Internal | Summer | B5 | 200 | 2000 | 0 | 96.91 | 92.09 | 10 | 0
2040 | SOCO_2_VACAR | SOCO | VACAR | Internal | Summer | B6 | 300 | 2000 | 0 | 79.81 | 76.89 | 10 | 0
2040 | SOCO_2_VACAR | SOCO | VACAR | Internal | Summer | B7 | 400 | 2000 | 0 | 60.05 | 57.5 | 10 | 0
2040 | SOCO_2_VACAR | SOCO | VACAR | Internal | Summer | B8 | 500 | 2000 | 0 | 57.95 | 52.69 | 10 | 0
2040 | SOCO_2_VACAR | SOCO | VACAR | Internal | Summer | B9 | 800 | 2000 | 0 | 57.95 | 52.69 | 10 | 0
2040 | SOCO_2_VACAR | SOCO | VACAR | Internal | Summer | B10 | 1262 | 2000 | 0 | 53.09 | 52.69 | 10 | 0
2040 | SOCO_2_VACAR | SOCO | VACAR | Internal | Winter | B16 | 25 | 2000 | 996.82 | 79.66 | 89.66 | 10 | 0
2040 | SOCO_2_VACAR | SOCO | VACAR | Internal | Winter | B17 | 100 | 2000 | 0 | 63.4 | 69.7 | 10 | 0
2040 | SOCO_2_VACAR | SOCO | VACAR | Internal | Winter | B18 | 400 | 2000 | 0 | 63.4 | 60.67 | 10 | 0
2040 | SOCO_2_VACAR | SOCO | VACAR | Internal | Winter | B19 | 700 | 2000 | 0 | 57.96 | 60.67 | 10 | 0
2040 | SOCO_2_VACAR | SOCO | VACAR | Internal | Winter | B20 | 935 | 2000 | 0 | 57.96 | 60.67 | 10 | 0
2040 | SPP_N_2_ENT | SPP_N | ENT | Internal | Shoulder | B11 | 25 | 9240 | 4012.42 | 63.39 | 68.39 | 5 | 0
2040 | SPP_N_2_ENT | SPP_N | ENT | Internal | Shoulder | B12 | 200 | 9240 | 9239.99 | 50.72 | 55.73 | 5 | 0.01
2040 | SPP_N_2_ENT | SPP_N | ENT | Internal | Shoulder | B13 | 600 | 9240 | 9240 | 45.51 | 52.35 | 5 | 1.84
2040 | SPP_N_2_ENT | SPP_N | ENT | Internal | Shoulder | B14 | 900 | 9240 | 9240 | 30.24 | 52.35 | 5 | 17.11
2040 | SPP_N_2_ENT | SPP_N | ENT | Internal | Shoulder | B15 | 1203 | 9240 | 9240 | -25.2 | 46.55 | 5 | 66.75
2040 | SPP_N_2_ENT | SPP_N | ENT | Internal | Summer | B1 | 10 | 9240 | 0.16 | 88 | 92.99 | 5 | 0
2040 | SPP_N_2_ENT | SPP_N | ENT | Internal | Summer | B2 | 25 | 9240 | 2842.91 | 83.11 | 88.11 | 5 | 0
2040 | SPP_N_2_ENT | SPP_N | ENT | Internal | Summer | B3 | 75 | 9240 | 1358.93 | 85.31 | 90.31 | 5 | 0
2040 | SPP_N_2_ENT | SPP_N | ENT | Internal | Summer | B4 | 100 | 9240 | 2341.95 | 83.49 | 88.49 | 5 | 0
2040 | SPP_N_2_ENT | SPP_N | ENT | Internal | Summer | B5 | 200 | 9240 | 343.74 | 83.1 | 88.1 | 5 | 0
2040 | SPP_N_2_ENT | SPP_N | ENT | Internal | Summer | B6 | 300 | 9240 | 0 | 79.32 | 81.36 | 5 | 0
2040 | SPP_N_2_ENT | SPP_N | ENT | Internal | Summer | B7 | 400 | 9240 | 3422.32 | 55.46 | 60.46 | 5 | 0
2040 | SPP_N_2_ENT | SPP_N | ENT | Internal | Summer | B8 | 500 | 9240 | 6656.01 | 52.07 | 57.07 | 5 | 0
2040 | SPP_N_2_ENT | SPP_N | ENT | Internal | Summer | B9 | 800 | 9240 | 9240 | 47.52 | 52.53 | 5 | 0.01
2040 | SPP_N_2_ENT | SPP_N | ENT | Internal | Summer | B10 | 1262 | 9240 | 9240 | 30.49 | 46.51 | 5 | 11.02
2040 | SPP_N_2_ENT | SPP_N | ENT | Internal | Winter | B16 | 25 | 9240 | 9240 | 37.79 | 62.06 | 5 | 19.27
2040 | SPP_N_2_ENT | SPP_N | ENT | Internal | Winter | B17 | 100 | 9240 | 9240 | 34.54 | 56.07 | 5 | 16.54
2040 | SPP_N_2_ENT | SPP_N | ENT | Internal | Winter | B18 | 400 | 9240 | 9240 | 43.2 | 56.07 | 5 | 7.87
2040 | SPP_N_2_ENT | SPP_N | ENT | Internal | Winter | B19 | 700 | 9240 | 9240 | 40.16 | 49.96 | 5 | 4.81
2040 | SPP_N_2_ENT | SPP_N | ENT | Internal | Winter | B20 | 935 | 9240 | 9240 | 24.79 | 49.62 | 5 | 19.83
2040 | SPP_N_2_MISO_MO-IL | SPP_N | MISO_MO-IL | Internal | Shoulder | B11 | 25 | 2263 | 1919.01 | 63.39 | 68.39 | 5 | 0
2040 | SPP_N_2_MISO_MO-IL | SPP_N | MISO_MO-IL | Internal | Shoulder | B12 | 200 | 2263 | 1980.22 | 50.72 | 55.72 | 5 | 0
2040 | SPP_N_2_MISO_MO-IL | SPP_N | MISO_MO-IL | Internal | Shoulder | B13 | 600 | 2263 | 1767.28 | 45.51 | 50.51 | 5 | 0
2040 | SPP_N_2_MISO_MO-IL | SPP_N | MISO_MO-IL | Internal | Shoulder | B14 | 900 | 2263 | 2263 | 30.24 | 47.4 | 5 | 12.16
2040 | SPP_N_2_MISO_MO-IL | SPP_N | MISO_MO-IL | Internal | Shoulder | B15 | 1203 | 2263 | 2263 | -25.2 | 43.63 | 5 | 63.83
2040 | SPP_N_2_MISO_MO-IL | SPP_N | MISO_MO-IL | Internal | Summer | B1 | 10 | 2263 | 2263 | 88 | 97.52 | 5 | 4.52
2040 | SPP_N_2_MISO_MO-IL | SPP_N | MISO_MO-IL | Internal | Summer | B2 | 25 | 2263 | 2263 | 83.11 | 90.64 | 5 | 2.53
2040 | SPP_N_2_MISO_MO-IL | SPP_N | MISO_MO-IL | Internal | Summer | B3 | 75 | 2263 | 579.79 | 85.31 | 90.31 | 5 | 0
2040 | SPP_N_2_MISO_MO-IL | SPP_N | MISO_MO-IL | Internal | Summer | B4 | 100 | 2263 | 669.2 | 83.49 | 88.49 | 5 | 0
2040 | SPP_N_2_MISO_MO-IL | SPP_N | MISO_MO-IL | Internal | Summer | B5 | 200 | 2263 | 1296.74 | 83.1 | 88.1 | 5 | 0
2040 | SPP_N_2_MISO_MO-IL | SPP_N | MISO_MO-IL | Internal | Summer | B6 | 300 | 2263 | 1101.15 | 79.32 | 84.32 | 5 | 0
2040 | SPP_N_2_MISO_MO-IL | SPP_N | MISO_MO-IL | Internal | Summer | B7 | 400 | 2263 | 594.82 | 55.46 | 60.46 | 5 | 0
2040 | SPP_N_2_MISO_MO-IL | SPP_N | MISO_MO-IL | Internal | Summer | B8 | 500 | 2263 | 0 | 52.07 | 52.55 | 5 | 0
2040 | SPP_N_2_MISO_MO-IL | SPP_N | MISO_MO-IL | Internal | Summer | B9 | 800 | 2263 | 0 | 47.52 | 45.55 | 5 | 0
2040 | SPP_N_2_MISO_MO-IL | SPP_N | MISO_MO-IL | Internal | Summer | B10 | 1262 | 2263 | 2263 | 30.49 | 42.95 | 5 | 7.46
2040 | SPP_N_2_MISO_MO-IL | SPP_N | MISO_MO-IL | Internal | Winter | B16 | 25 | 2263 | 2263 | 37.79 | 70.06 | 5 | 27.27
2040 | SPP_N_2_MISO_MO-IL | SPP_N | MISO_MO-IL | Internal | Winter | B17 | 100 | 2263 | 2263 | 34.54 | 56.69 | 5 | 17.15
2040 | SPP_N_2_MISO_MO-IL | SPP_N | MISO_MO-IL | Internal | Winter | B18 | 400 | 2263 | 2263 | 43.2 | 54 | 5 | 5.81
2040 | SPP_N_2_MISO_MO-IL | SPP_N | MISO_MO-IL | Internal | Winter | B19 | 700 | 2263 | 2263 | 40.16 | 48.71 | 5 | 3.55
2040 | SPP_N_2_MISO_MO-IL | SPP_N | MISO_MO-IL | Internal | Winter | B20 | 935 | 2263 | 2263 | 24.79 | 41.62 | 5 | 11.83
2040 | SPP_N_2_MISO_W | SPP_N | MISO_W | Internal | Shoulder | B11 | 25 | 750 | 0.05 | 63.39 | 68.38 | 5 | 0
2040 | SPP_N_2_MISO_W | SPP_N | MISO_W | Internal | Shoulder | B12 | 200 | 750 | 0 | 50.72 | 55.7 | 5 | 0
2040 | SPP_N_2_MISO_W | SPP_N | MISO_W | Internal | Shoulder | B13 | 600 | 750 | 0 | 45.51 | 50.5 | 5 | 0
2040 | SPP_N_2_MISO_W | SPP_N | MISO_W | Internal | Shoulder | B14 | 900 | 750 | 0 | 30.24 | 35.23 | 5 | 0
2040 | SPP_N_2_MISO_W | SPP_N | MISO_W | Internal | Shoulder | B15 | 1203 | 750 | 750 | -25.2 | -8 | 5 | 12.19
2040 | SPP_N_2_MISO_W | SPP_N | MISO_W | Internal | Summer | B1 | 10 | 750 | 0.13 | 88 | 92.99 | 5 | 0
2040 | SPP_N_2_MISO_W | SPP_N | MISO_W | Internal | Summer | B2 | 25 | 750 | 0.05 | 83.11 | 88.1 | 5 | 0
2040 | SPP_N_2_MISO_W | SPP_N | MISO_W | Internal | Summer | B3 | 75 | 750 | 0 | 85.31 | 89.88 | 5 | 0
2040 | SPP_N_2_MISO_W | SPP_N | MISO_W | Internal | Summer | B4 | 100 | 750 | 0.01 | 83.49 | 88.48 | 5 | 0
2040 | SPP_N_2_MISO_W | SPP_N | MISO_W | Internal | Summer | B5 | 200 | 750 | 0 | 83.1 | 88.09 | 5 | 0
2040 | SPP_N_2_MISO_W | SPP_N | MISO_W | Internal | Summer | B6 | 300 | 750 | 0 | 79.32 | 84.31 | 5 | 0
2040 | SPP_N_2_MISO_W | SPP_N | MISO_W | Internal | Summer | B7 | 400 | 750 | 0 | 55.46 | 60.44 | 5 | 0
2040 | SPP_N_2_MISO_W | SPP_N | MISO_W | Internal | Summer | B8 | 500 | 750 | 0 | 52.07 | 51.45 | 5 | 0
2040 | SPP_N_2_MISO_W | SPP_N | MISO_W | Internal | Summer | B9 | 800 | 750 | 0 | 47.52 | 45.54 | 5 | 0
2040 | SPP_N_2_MISO_W | SPP_N | MISO_W | Internal | Summer | B10 | 1262 | 750 | 0 | 30.49 | 35.48 | 5 | 0
2040 | SPP_N_2_MISO_W | SPP_N | MISO_W | Internal | Winter | B16 | 25 | 750 | 0 | 37.79 | 30.79 | 5 | 0
2040 | SPP_N_2_MISO_W | SPP_N | MISO_W | Internal | Winter | B17 | 100 | 750 | 0 | 34.54 | 33.02 | 5 | 0
2040 | SPP_N_2_MISO_W | SPP_N | MISO_W | Internal | Winter | B18 | 400 | 750 | 0 | 43.2 | 45.14 | 5 | 0
2040 | SPP_N_2_MISO_W | SPP_N | MISO_W | Internal | Winter | B19 | 700 | 750 | 0 | 40.16 | 45.14 | 5 | 0
2040 | SPP_N_2_MISO_W | SPP_N | MISO_W | Internal | Winter | B20 | 935 | 750 | 0 | 24.79 | 29.78 | 5 | 0
2040 | SPP_N_2_NE | SPP_N | NE | Internal | Shoulder | B11 | 25 | 11328 | 0.03 | 63.39 | 63.38 | 0.01 | 0
2040 | SPP_N_2_NE | SPP_N | NE | Internal | Shoulder | B12 | 200 | 11328 | 0 | 50.72 | 50.7 | 0.01 | 0
2040 | SPP_N_2_NE | SPP_N | NE | Internal | Shoulder | B13 | 600 | 11328 | 0 | 45.51 | 45.5 | 0.01 | 0
2040 | SPP_N_2_NE | SPP_N | NE | Internal | Shoulder | B14 | 900 | 11328 | 0 | 30.24 | 30.23 | 0.01 | 0
2040 | SPP_N_2_NE | SPP_N | NE | Internal | Shoulder | B15 | 1203 | 11328 | 0 | -25.2 | -25.21 | 0.01 | 0
2040 | SPP_N_2_NE | SPP_N | NE | Internal | Summer | B1 | 10 | 11328 | 0.07 | 88 | 87.99 | 0.01 | 0
2040 | SPP_N_2_NE | SPP_N | NE | Internal | Summer | B2 | 25 | 11328 | 0.03 | 83.11 | 83.1 | 0.01 | 0
2040 | SPP_N_2_NE | SPP_N | NE | Internal | Summer | B3 | 75 | 11328 | 0 | 85.31 | 84.88 | 0.01 | 0
2040 | SPP_N_2_NE | SPP_N | NE | Internal | Summer | B4 | 100 | 11328 | 0 | 83.49 | 83.48 | 0.01 | 0
2040 | SPP_N_2_NE | SPP_N | NE | Internal | Summer | B5 | 200 | 11328 | 0 | 83.1 | 83.09 | 0.01 | 0
2040 | SPP_N_2_NE | SPP_N | NE | Internal | Summer | B6 | 300 | 11328 | 0 | 79.32 | 79.31 | 0.01 | 0
2040 | SPP_N_2_NE | SPP_N | NE | Internal | Summer | B7 | 400 | 11328 | 0 | 55.46 | 55.44 | 0.01 | 0
2040 | SPP_N_2_NE | SPP_N | NE | Internal | Summer | B8 | 500 | 11328 | 0 | 52.07 | 46.45 | 0.01 | 0
2040 | SPP_N_2_NE | SPP_N | NE | Internal | Summer | B9 | 800 | 11328 | 0 | 47.52 | 40.54 | 0.01 | 0
2040 | SPP_N_2_NE | SPP_N | NE | Internal | Summer | B10 | 1262 | 11328 | 0 | 30.49 | 30.48 | 0.01 | 0
2040 | SPP_N_2_NE | SPP_N | NE | Internal | Winter | B16 | 25 | 11328 | 0 | 37.79 | -38.29 | 0.01 | 0
2040 | SPP_N_2_NE | SPP_N | NE | Internal | Winter | B17 | 100 | 11328 | 0 | 34.54 | 25.08 | 0.01 | 0
2040 | SPP_N_2_NE | SPP_N | NE | Internal | Winter | B18 | 400 | 11328 | 0 | 43.2 | 40.14 | 0.01 | 0
2040 | SPP_N_2_NE | SPP_N | NE | Internal | Winter | B19 | 700 | 11328 | 0 | 40.16 | 40.14 | 0.01 | 0
2040 | SPP_N_2_NE | SPP_N | NE | Internal | Winter | B20 | 935 | 11328 | 0 | 24.79 | 24.78 | 0.01 | 0
2040 | SPP_N_2_SPP_S | SPP_N | SPP_S | Internal | Shoulder | B11 | 25 | 5571 | 0.05 | 63.39 | 63.39 | 0.01 | 0
2040 | SPP_N_2_SPP_S | SPP_N | SPP_S | Internal | Shoulder | B12 | 200 | 5571 | 678.18 | 50.72 | 50.73 | 0.01 | 0
2040 | SPP_N_2_SPP_S | SPP_N | SPP_S | Internal | Shoulder | B13 | 600 | 5571 | 1888.06 | 45.51 | 45.52 | 0.01 | 0
2040 | SPP_N_2_SPP_S | SPP_N | SPP_S | Internal | Shoulder | B14 | 900 | 5571 | 601.19 | 30.24 | 30.25 | 0.01 | 0
2040 | SPP_N_2_SPP_S | SPP_N | SPP_S | Internal | Shoulder | B15 | 1203 | 5571 | 0 | -25.2 | -28.24 | 0.01 | 0
2040 | SPP_N_2_SPP_S | SPP_N | SPP_S | Internal | Summer | B1 | 10 | 5571 | 0 | 88 | 55.02 | 0.01 | 0
2040 | SPP_N_2_SPP_S | SPP_N | SPP_S | Internal | Summer | B2 | 25 | 5571 | 0.03 | 83.11 | 83.1 | 0.01 | 0
2040 | SPP_N_2_SPP_S | SPP_N | SPP_S | Internal | Summer | B3 | 75 | 5571 | 1434.17 | 85.31 | 85.32 | 0.01 | 0
2040 | SPP_N_2_SPP_S | SPP_N | SPP_S | Internal | Summer | B4 | 100 | 5571 | 0.01 | 83.49 | 83.49 | 0.01 | 0
2040 | SPP_N_2_SPP_S | SPP_N | SPP_S | Internal | Summer | B5 | 200 | 5571 | 0 | 83.1 | 83.1 | 0.01 | 0
2040 | SPP_N_2_SPP_S | SPP_N | SPP_S | Internal | Summer | B6 | 300 | 5571 | 2617.59 | 79.32 | 79.34 | 0.01 | 0
2040 | SPP_N_2_SPP_S | SPP_N | SPP_S | Internal | Summer | B7 | 400 | 5571 | 4291.13 | 55.46 | 55.47 | 0.01 | 0
2040 | SPP_N_2_SPP_S | SPP_N | SPP_S | Internal | Summer | B8 | 500 | 5571 | 5571 | 52.07 | 54.9 | 0.01 | 2.82
2040 | SPP_N_2_SPP_S | SPP_N | SPP_S | Internal | Summer | B9 | 800 | 5571 | 5172.42 | 47.52 | 47.53 | 0.01 | 0
2040 | SPP_N_2_SPP_S | SPP_N | SPP_S | Internal | Summer | B10 | 1262 | 5571 | 5571 | 30.49 | 34.55 | 0.01 | 4.05
2040 | SPP_N_2_SPP_S | SPP_N | SPP_S | Internal | Winter | B16 | 25 | 5571 | 4432.49 | 37.79 | 37.8 | 0.01 | 0
2040 | SPP_N_2_SPP_S | SPP_N | SPP_S | Internal | Winter | B17 | 100 | 5571 | 5070.73 | 34.54 | 34.55 | 0.01 | 0
2040 | SPP_N_2_SPP_S | SPP_N | SPP_S | Internal | Winter | B18 | 400 | 5571 | 3703.91 | 43.2 | 43.21 | 0.01 | 0
2040 | SPP_N_2_SPP_S | SPP_N | SPP_S | Internal | Winter | B19 | 700 | 5571 | 2373.16 | 40.16 | 40.17 | 0.01 | 0
2040 | SPP_N_2_SPP_S | SPP_N | SPP_S | Internal | Winter | B20 | 935 | 5571 | 1946.6 | 24.79 | 24.8 | 0.01 | 0
2040 | SPP_S_2_ENT | SPP_S | ENT | Internal | Shoulder | B11 | 25 | 5132 | 4131.15 | 63.39 | 68.39 | 5 | 0
2040 | SPP_S_2_ENT | SPP_S | ENT | Internal | Shoulder | B12 | 200 | 5132 | 3160.05 | 50.73 | 55.73 | 5 | 0
2040 | SPP_S_2_ENT | SPP_S | ENT | Internal | Shoulder | B13 | 600 | 5132 | 5132 | 45.52 | 52.35 | 5 | 1.83
2040 | SPP_S_2_ENT | SPP_S | ENT | Internal | Shoulder | B14 | 900 | 5132 | 5132 | 30.25 | 52.35 | 5 | 17.09
2040 | SPP_S_2_ENT | SPP_S | ENT | Internal | Shoulder | B15 | 1203 | 5132 | 5132 | -28.24 | 46.55 | 5 | 69.79
2040 | SPP_S_2_ENT | SPP_S | ENT | Internal | Summer | B1 | 10 | 5132 | 5132 | 55.02 | 92.99 | 5 | 32.97
2040 | SPP_S_2_ENT | SPP_S | ENT | Internal | Summer | B2 | 25 | 5132 | 5131.95 | 83.1 | 88.11 | 5 | 0.01
2040 | SPP_S_2_ENT | SPP_S | ENT | Internal | Summer | B3 | 75 | 5132 | 0.02 | 85.32 | 90.31 | 5 | 0
2040 | SPP_S_2_ENT | SPP_S | ENT | Internal | Summer | B4 | 100 | 5132 | 3509.12 | 83.49 | 88.49 | 5 | 0
2040 | SPP_S_2_ENT | SPP_S | ENT | Internal | Summer | B5 | 200 | 5132 | 4023.74 | 83.1 | 88.1 | 5 | 0
2040 | SPP_S_2_ENT | SPP_S | ENT | Internal | Summer | B6 | 300 | 5132 | 0 | 79.34 | 81.36 | 5 | 0
2040 | SPP_S_2_ENT | SPP_S | ENT | Internal | Summer | B7 | 400 | 5132 | 0 | 55.47 | 60.46 | 5 | 0
2040 | SPP_S_2_ENT | SPP_S | ENT | Internal | Summer | B8 | 500 | 5132 | 0 | 54.9 | 57.07 | 5 | 0
2040 | SPP_S_2_ENT | SPP_S | ENT | Internal | Summer | B9 | 800 | 5132 | 1247.82 | 47.53 | 52.53 | 5 | 0
2040 | SPP_S_2_ENT | SPP_S | ENT | Internal | Summer | B10 | 1262 | 5132 | 5132 | 34.55 | 46.51 | 5 | 6.96
2040 | SPP_S_2_ENT | SPP_S | ENT | Internal | Winter | B16 | 25 | 5132 | 5132 | 37.8 | 62.06 | 5 | 19.26
2040 | SPP_S_2_ENT | SPP_S | ENT | Internal | Winter | B17 | 100 | 5132 | 5132 | 34.55 | 56.07 | 5 | 16.52
2040 | SPP_S_2_ENT | SPP_S | ENT | Internal | Winter | B18 | 400 | 5132 | 5132 | 43.21 | 56.07 | 5 | 7.86
2040 | SPP_S_2_ENT | SPP_S | ENT | Internal | Winter | B19 | 700 | 5132 | 5132 | 40.17 | 49.96 | 5 | 4.79
2040 | SPP_S_2_ENT | SPP_S | ENT | Internal | Winter | B20 | 935 | 5132 | 5132 | 24.8 | 49.62 | 5 | 19.82
2040 | SPP_S_2_SPP_N | SPP_S | SPP_N | Internal | Shoulder | B11 | 25 | 2211 | 0.05 | 63.39 | 63.39 | 0.01 | 0
2040 | SPP_S_2_SPP_N | SPP_S | SPP_N | Internal | Shoulder | B12 | 200 | 2211 | 0 | 50.73 | 50.72 | 0.01 | 0
2040 | SPP_S_2_SPP_N | SPP_S | SPP_N | Internal | Shoulder | B13 | 600 | 2211 | 0 | 45.52 | 45.51 | 0.01 | 0
2040 | SPP_S_2_SPP_N | SPP_S | SPP_N | Internal | Shoulder | B14 | 900 | 2211 | 0 | 30.25 | 30.24 | 0.01 | 0
2040 | SPP_S_2_SPP_N | SPP_S | SPP_N | Internal | Shoulder | B15 | 1203 | 2211 | 2211 | -28.24 | -25.2 | 0.01 | 3.03
2040 | SPP_S_2_SPP_N | SPP_S | SPP_N | Internal | Summer | B1 | 10 | 2211 | 2211 | 55.02 | 88 | 0.01 | 32.97
2040 | SPP_S_2_SPP_N | SPP_S | SPP_N | Internal | Summer | B2 | 25 | 2211 | 1157.12 | 83.1 | 83.11 | 0.01 | 0
2040 | SPP_S_2_SPP_N | SPP_S | SPP_N | Internal | Summer | B3 | 75 | 2211 | 0 | 85.32 | 85.31 | 0.01 | 0
2040 | SPP_S_2_SPP_N | SPP_S | SPP_N | Internal | Summer | B4 | 100 | 2211 | 0.01 | 83.49 | 83.49 | 0.01 | 0
2040 | SPP_S_2_SPP_N | SPP_S | SPP_N | Internal | Summer | B5 | 200 | 2211 | 0 | 83.1 | 83.1 | 0.01 | 0
2040 | SPP_S_2_SPP_N | SPP_S | SPP_N | Internal | Summer | B6 | 300 | 2211 | 0 | 79.34 | 79.32 | 0.01 | 0
2040 | SPP_S_2_SPP_N | SPP_S | SPP_N | Internal | Summer | B7 | 400 | 2211 | 0 | 55.47 | 55.46 | 0.01 | 0
2040 | SPP_S_2_SPP_N | SPP_S | SPP_N | Internal | Summer | B8 | 500 | 2211 | 0 | 54.9 | 52.07 | 0.01 | 0
2040 | SPP_S_2_SPP_N | SPP_S | SPP_N | Internal | Summer | B9 | 800 | 2211 | 0 | 47.53 | 47.52 | 0.01 | 0
2040 | SPP_S_2_SPP_N | SPP_S | SPP_N | Internal | Summer | B10 | 1262 | 2211 | 0 | 34.55 | 30.49 | 0.01 | 0
2040 | SPP_S_2_SPP_N | SPP_S | SPP_N | Internal | Winter | B16 | 25 | 2211 | 0.03 | 37.8 | 37.79 | 0.01 | 0
2040 | SPP_S_2_SPP_N | SPP_S | SPP_N | Internal | Winter | B17 | 100 | 2211 | 0 | 34.55 | 34.54 | 0.01 | 0
2040 | SPP_S_2_SPP_N | SPP_S | SPP_N | Internal | Winter | B18 | 400 | 2211 | 0 | 43.21 | 43.2 | 0.01 | 0
2040 | SPP_S_2_SPP_N | SPP_S | SPP_N | Internal | Winter | B19 | 700 | 2211 | 0 | 40.17 | 40.16 | 0.01 | 0
2040 | SPP_S_2_SPP_N | SPP_S | SPP_N | Internal | Winter | B20 | 935 | 2211 | 0 | 24.8 | 24.79 | 0.01 | 0
2040 | TVA_2_ENT | TVA | ENT | Internal | Shoulder | B11 | 25 | 500 | 0 | 74.61 | 68.39 | 9 | 0
2040 | TVA_2_ENT | TVA | ENT | Internal | Shoulder | B12 | 200 | 500 | 0 | 61.03 | 55.73 | 9 | 0
2040 | TVA_2_ENT | TVA | ENT | Internal | Shoulder | B13 | 600 | 500 | 0 | 58.51 | 52.35 | 9 | 0
2040 | TVA_2_ENT | TVA | ENT | Internal | Shoulder | B14 | 900 | 500 | 0 | 55.41 | 52.35 | 9 | 0
2040 | TVA_2_ENT | TVA | ENT | Internal | Shoulder | B15 | 1203 | 500 | 0 | 53.59 | 46.55 | 9 | 0
2040 | TVA_2_ENT | TVA | ENT | Internal | Summer | B1 | 10 | 500 | 0 | 101 | 92.99 | 9 | 0
2040 | TVA_2_ENT | TVA | ENT | Internal | Summer | B2 | 25 | 500 | 0 | 92.49 | 88.11 | 9 | 0
2040 | TVA_2_ENT | TVA | ENT | Internal | Summer | B3 | 75 | 500 | 0 | 91.85 | 90.31 | 9 | 0
2040 | TVA_2_ENT | TVA | ENT | Internal | Summer | B4 | 100 | 500 | 0 | 91.85 | 88.49 | 9 | 0
2040 | TVA_2_ENT | TVA | ENT | Internal | Summer | B5 | 200 | 500 | 0 | 91.85 | 88.1 | 9 | 0
2040 | TVA_2_ENT | TVA | ENT | Internal | Summer | B6 | 300 | 500 | 0 | 79.58 | 81.36 | 9 | 0
2040 | TVA_2_ENT | TVA | ENT | Internal | Summer | B7 | 400 | 500 | 0 | 59.4 | 60.46 | 9 | 0
2040 | TVA_2_ENT | TVA | ENT | Internal | Summer | B8 | 500 | 500 | 0 | 56.59 | 57.07 | 9 | 0
2040 | TVA_2_ENT | TVA | ENT | Internal | Summer | B9 | 800 | 500 | 0 | 53.55 | 52.53 | 9 | 0
2040 | TVA_2_ENT | TVA | ENT | Internal | Summer | B10 | 1262 | 500 | 0 | 52.19 | 46.51 | 9 | 0
2040 | TVA_2_ENT | TVA | ENT | Internal | Winter | B16 | 25 | 500 | 0 | 78.07 | 62.06 | 9 | 0
2040 | TVA_2_ENT | TVA | ENT | Internal | Winter | B17 | 100 | 500 | 0 | 64.7 | 56.07 | 9 | 0
2040 | TVA_2_ENT | TVA | ENT | Internal | Winter | B18 | 400 | 500 | 0 | 62.01 | 56.07 | 9 | 0
2040 | TVA_2_ENT | TVA | ENT | Internal | Winter | B19 | 700 | 500 | 0 | 56.72 | 49.96 | 9 | 0
2040 | TVA_2_ENT | TVA | ENT | Internal | Winter | B20 | 935 | 500 | 0 | 56.72 | 49.62 | 9 | 0
2040 | TVA_2_NonRTO_Midwest | TVA | NonRTO_Midwest | Internal | Shoulder | B11 | 25 | 100 | 0 | 74.61 | 76.41 | 9 | 0
2040 | TVA_2_NonRTO_Midwest | TVA | NonRTO_Midwest | Internal | Shoulder | B12 | 200 | 100 | 0 | 61.03 | 67.69 | 9 | 0
2040 | TVA_2_NonRTO_Midwest | TVA | NonRTO_Midwest | Internal | Shoulder | B13 | 600 | 100 | 0 | 58.51 | 57.78 | 9 | 0
2040 | TVA_2_NonRTO_Midwest | TVA | NonRTO_Midwest | Internal | Shoulder | B14 | 900 | 100 | 0 | 55.41 | 53.43 | 9 | 0
2040 | TVA_2_NonRTO_Midwest | TVA | NonRTO_Midwest | Internal | Shoulder | B15 | 1203 | 100 | 0 | 53.59 | 53.43 | 9 | 0
2040 | TVA_2_NonRTO_Midwest | TVA | NonRTO_Midwest | Internal | Summer | B1 | 10 | 100 | 0 | 101 | 94.05 | 9 | 0
2040 | TVA_2_NonRTO_Midwest | TVA | NonRTO_Midwest | Internal | Summer | B2 | 25 | 100 | 0 | 92.49 | 94.05 | 9 | 0
2040 | TVA_2_NonRTO_Midwest | TVA | NonRTO_Midwest | Internal | Summer | B3 | 75 | 100 | 0 | 91.85 | 94.05 | 9 | 0
2040 | TVA_2_NonRTO_Midwest | TVA | NonRTO_Midwest | Internal | Summer | B4 | 100 | 100 | 0 | 91.85 | 94.05 | 9 | 0
2040 | TVA_2_NonRTO_Midwest | TVA | NonRTO_Midwest | Internal | Summer | B5 | 200 | 100 | 0 | 91.85 | 94.05 | 9 | 0
2040 | TVA_2_NonRTO_Midwest | TVA | NonRTO_Midwest | Internal | Summer | B6 | 300 | 100 | 36.28 | 79.58 | 88.58 | 9 | 0
2040 | TVA_2_NonRTO_Midwest | TVA | NonRTO_Midwest | Internal | Summer | B7 | 400 | 100 | 0 | 59.4 | 52.47 | 9 | 0
2040 | TVA_2_NonRTO_Midwest | TVA | NonRTO_Midwest | Internal | Summer | B8 | 500 | 100 | 0 | 56.59 | 51.79 | 9 | 0
2040 | TVA_2_NonRTO_Midwest | TVA | NonRTO_Midwest | Internal | Summer | B9 | 800 | 100 | 0 | 53.55 | 51.79 | 9 | 0
2040 | TVA_2_NonRTO_Midwest | TVA | NonRTO_Midwest | Internal | Summer | B10 | 1262 | 100 | 0 | 52.19 | 46.72 | 9 | 0
2040 | TVA_2_NonRTO_Midwest | TVA | NonRTO_Midwest | Internal | Winter | B16 | 25 | 100 | 0 | 78.07 | 80.29 | 9 | 0
2040 | TVA_2_NonRTO_Midwest | TVA | NonRTO_Midwest | Internal | Winter | B17 | 100 | 100 | 0.01 | 64.7 | 73.69 | 9 | 0
2040 | TVA_2_NonRTO_Midwest | TVA | NonRTO_Midwest | Internal | Winter | B18 | 400 | 100 | 0 | 62.01 | 63.16 | 9 | 0
2040 | TVA_2_NonRTO_Midwest | TVA | NonRTO_Midwest | Internal | Winter | B19 | 700 | 100 | 0 | 56.72 | 57.5 | 9 | 0
2040 | TVA_2_NonRTO_Midwest | TVA | NonRTO_Midwest | Internal | Winter | B20 | 935 | 100 | 0 | 56.72 | 52.2 | 9 | 0
2040 | TVA_2_SOCO | TVA | SOCO | Internal | Shoulder | B11 | 25 | 500 | 0 | 74.61 | 81.6 | 9 | 0
2040 | TVA_2_SOCO | TVA | SOCO | Internal | Shoulder | B12 | 200 | 500 | 0 | 61.03 | 59.58 | 9 | 0
2040 | TVA_2_SOCO | TVA | SOCO | Internal | Shoulder | B13 | 600 | 500 | 0 | 58.51 | 59.58 | 9 | 0
2040 | TVA_2_SOCO | TVA | SOCO | Internal | Shoulder | B14 | 900 | 500 | 0 | 55.41 | 59.58 | 9 | 0
2040 | TVA_2_SOCO | TVA | SOCO | Internal | Shoulder | B15 | 1203 | 500 | 0 | 53.59 | 54.55 | 9 | 0
2040 | TVA_2_SOCO | TVA | SOCO | Internal | Summer | B1 | 10 | 500 | 0 | 101 | 100.99 | 9 | 0
2040 | TVA_2_SOCO | TVA | SOCO | Internal | Summer | B2 | 25 | 500 | 0 | 92.49 | 98.84 | 9 | 0
2040 | TVA_2_SOCO | TVA | SOCO | Internal | Summer | B3 | 75 | 500 | 0 | 91.85 | 98.31 | 9 | 0
2040 | TVA_2_SOCO | TVA | SOCO | Internal | Summer | B4 | 100 | 500 | 0 | 91.85 | 96.91 | 9 | 0
2040 | TVA_2_SOCO | TVA | SOCO | Internal | Summer | B5 | 200 | 500 | 0 | 91.85 | 96.91 | 9 | 0
2040 | TVA_2_SOCO | TVA | SOCO | Internal | Summer | B6 | 300 | 500 | 0 | 79.58 | 79.81 | 9 | 0
2040 | TVA_2_SOCO | TVA | SOCO | Internal | Summer | B7 | 400 | 500 | 0 | 59.4 | 60.05 | 9 | 0
2040 | TVA_2_SOCO | TVA | SOCO | Internal | Summer | B8 | 500 | 500 | 0 | 56.59 | 57.95 | 9 | 0
2040 | TVA_2_SOCO | TVA | SOCO | Internal | Summer | B9 | 800 | 500 | 0 | 53.55 | 57.95 | 9 | 0
2040 | TVA_2_SOCO | TVA | SOCO | Internal | Summer | B10 | 1262 | 500 | 0 | 52.19 | 53.09 | 9 | 0
2040 | TVA_2_SOCO | TVA | SOCO | Internal | Winter | B16 | 25 | 500 | 0 | 78.07 | 79.66 | 9 | 0
2040 | TVA_2_SOCO | TVA | SOCO | Internal | Winter | B17 | 100 | 500 | 0 | 64.7 | 63.4 | 9 | 0
2040 | TVA_2_SOCO | TVA | SOCO | Internal | Winter | B18 | 400 | 500 | 0 | 62.01 | 63.4 | 9 | 0
2040 | TVA_2_SOCO | TVA | SOCO | Internal | Winter | B19 | 700 | 500 | 0 | 56.72 | 57.96 | 9 | 0
2040 | TVA_2_SOCO | TVA | SOCO | Internal | Winter | B20 | 935 | 500 | 0 | 56.72 | 57.96 | 9 | 0
2040 | TVA_2_VACAR | TVA | VACAR | Internal | Shoulder | B11 | 25 | 150 | 0 | 74.61 | 74.6 | 9 | 0
2040 | TVA_2_VACAR | TVA | VACAR | Internal | Shoulder | B12 | 200 | 150 | 0 | 61.03 | 63.65 | 9 | 0
2040 | TVA_2_VACAR | TVA | VACAR | Internal | Shoulder | B13 | 600 | 150 | 0 | 58.51 | 55.06 | 9 | 0
2040 | TVA_2_VACAR | TVA | VACAR | Internal | Shoulder | B14 | 900 | 150 | 0 | 55.41 | 55.06 | 9 | 0
2040 | TVA_2_VACAR | TVA | VACAR | Internal | Shoulder | B15 | 1203 | 150 | 0 | 53.59 | 55.06 | 9 | 0
2040 | TVA_2_VACAR | TVA | VACAR | Internal | Summer | B1 | 10 | 150 | 0 | 101 | 100.99 | 9 | 0
2040 | TVA_2_VACAR | TVA | VACAR | Internal | Summer | B2 | 25 | 150 | 0 | 92.49 | 94.94 | 9 | 0
2040 | TVA_2_VACAR | TVA | VACAR | Internal | Summer | B3 | 75 | 150 | 0 | 91.85 | 92.69 | 9 | 0
2040 | TVA_2_VACAR | TVA | VACAR | Internal | Summer | B4 | 100 | 150 | 0 | 91.85 | 92.69 | 9 | 0
2040 | TVA_2_VACAR | TVA | VACAR | Internal | Summer | B5 | 200 | 150 | 0 | 91.85 | 92.09 | 9 | 0
2040 | TVA_2_VACAR | TVA | VACAR | Internal | Summer | B6 | 300 | 150 | 0 | 79.58 | 76.89 | 9 | 0
2040 | TVA_2_VACAR | TVA | VACAR | Internal | Summer | B7 | 400 | 150 | 0 | 59.4 | 57.5 | 9 | 0
2040 | TVA_2_VACAR | TVA | VACAR | Internal | Summer | B8 | 500 | 150 | 0 | 56.59 | 52.69 | 9 | 0
2040 | TVA_2_VACAR | TVA | VACAR | Internal | Summer | B9 | 800 | 150 | 0 | 53.55 | 52.69 | 9 | 0
2040 | TVA_2_VACAR | TVA | VACAR | Internal | Summer | B10 | 1262 | 150 | 0 | 52.19 | 52.69 | 9 | 0
2040 | TVA_2_VACAR | TVA | VACAR | Internal | Winter | B16 | 25 | 150 | 150 | 78.07 | 89.66 | 9 | 2.59
2040 | TVA_2_VACAR | TVA | VACAR | Internal | Winter | B17 | 100 | 150 | 0 | 64.7 | 69.7 | 9 | 0
2040 | TVA_2_VACAR | TVA | VACAR | Internal | Winter | B18 | 400 | 150 | 0 | 62.01 | 60.67 | 9 | 0
2040 | TVA_2_VACAR | TVA | VACAR | Internal | Winter | B19 | 700 | 150 | 0 | 56.72 | 60.67 | 9 | 0
2040 | TVA_2_VACAR | TVA | VACAR | Internal | Winter | B20 | 935 | 150 | 0 | 56.72 | 60.67 | 9 | 0
2040 | TVA_Transmission_2_NonRTO_Midwest | TVA_Transmission | NonRTO_Midwest | Internal | Shoulder | B11 | 25 | 700 | 0 | 74.6 | 76.41 | 9 | 0
2040 | TVA_Transmission_2_NonRTO_Midwest | TVA_Transmission | NonRTO_Midwest | Internal | Shoulder | B12 | 200 | 700 | 0 | 61.86 | 67.69 | 9 | 0
2040 | TVA_Transmission_2_NonRTO_Midwest | TVA_Transmission | NonRTO_Midwest | Internal | Shoulder | B13 | 600 | 700 | 0 | 58.5 | 57.78 | 9 | 0
2040 | TVA_Transmission_2_NonRTO_Midwest | TVA_Transmission | NonRTO_Midwest | Internal | Shoulder | B14 | 900 | 700 | 0 | 55.4 | 53.43 | 9 | 0
2040 | TVA_Transmission_2_NonRTO_Midwest | TVA_Transmission | NonRTO_Midwest | Internal | Shoulder | B15 | 1203 | 700 | 0 | 53.58 | 53.43 | 9 | 0
2040 | TVA_Transmission_2_NonRTO_Midwest | TVA_Transmission | NonRTO_Midwest | Internal | Summer | B1 | 10 | 700 | 0 | 100.99 | 94.05 | 9 | 0
2040 | TVA_Transmission_2_NonRTO_Midwest | TVA_Transmission | NonRTO_Midwest | Internal | Summer | B2 | 25 | 700 | 0 | 92.48 | 94.05 | 9 | 0
2040 | TVA_Transmission_2_NonRTO_Midwest | TVA_Transmission | NonRTO_Midwest | Internal | Summer | B3 | 75 | 700 | 0 | 92.16 | 94.05 | 9 | 0
2040 | TVA_Transmission_2_NonRTO_Midwest | TVA_Transmission | NonRTO_Midwest | Internal | Summer | B4 | 100 | 700 | 0 | 92.14 | 94.05 | 9 | 0
2040 | TVA_Transmission_2_NonRTO_Midwest | TVA_Transmission | NonRTO_Midwest | Internal | Summer | B5 | 200 | 700 | 0 | 91.95 | 94.05 | 9 | 0
2040 | TVA_Transmission_2_NonRTO_Midwest | TVA_Transmission | NonRTO_Midwest | Internal | Summer | B6 | 300 | 700 | 0 | 82.31 | 88.58 | 9 | 0
2040 | TVA_Transmission_2_NonRTO_Midwest | TVA_Transmission | NonRTO_Midwest | Internal | Summer | B7 | 400 | 700 | 0 | 59.9 | 52.47 | 9 | 0
2040 | TVA_Transmission_2_NonRTO_Midwest | TVA_Transmission | NonRTO_Midwest | Internal | Summer | B8 | 500 | 700 | 0 | 56.58 | 51.79 | 9 | 0
2040 | TVA_Transmission_2_NonRTO_Midwest | TVA_Transmission | NonRTO_Midwest | Internal | Summer | B9 | 800 | 700 | 0 | 53.54 | 51.79 | 9 | 0
2040 | TVA_Transmission_2_NonRTO_Midwest | TVA_Transmission | NonRTO_Midwest | Internal | Summer | B10 | 1262 | 700 | 0 | 52.18 | 46.72 | 9 | 0
2040 | TVA_Transmission_2_NonRTO_Midwest | TVA_Transmission | NonRTO_Midwest | Internal | Winter | B16 | 25 | 700 | 0 | 78.06 | 80.29 | 9 | 0
2040 | TVA_Transmission_2_NonRTO_Midwest | TVA_Transmission | NonRTO_Midwest | Internal | Winter | B17 | 100 | 700 | 59.96 | 64.69 | 73.69 | 9 | 0
2040 | TVA_Transmission_2_NonRTO_Midwest | TVA_Transmission | NonRTO_Midwest | Internal | Winter | B18 | 400 | 700 | 0 | 62 | 63.16 | 9 | 0
2040 | TVA_Transmission_2_NonRTO_Midwest | TVA_Transmission | NonRTO_Midwest | Internal | Winter | B19 | 700 | 700 | 0 | 56.71 | 57.5 | 9 | 0
2040 | TVA_Transmission_2_NonRTO_Midwest | TVA_Transmission | NonRTO_Midwest | Internal | Winter | B20 | 935 | 700 | 0 | 56.71 | 52.2 | 9 | 0
2040 | TVA_Transmission_2_SOCO | TVA_Transmission | SOCO | Internal | Shoulder | B11 | 25 | 3200 | 0 | 74.6 | 81.6 | 9 | 0
2040 | TVA_Transmission_2_SOCO | TVA_Transmission | SOCO | Internal | Shoulder | B12 | 200 | 3200 | 0 | 61.86 | 59.58 | 9 | 0
2040 | TVA_Transmission_2_SOCO | TVA_Transmission | SOCO | Internal | Shoulder | B13 | 600 | 3200 | 0 | 58.5 | 59.58 | 9 | 0
2040 | TVA_Transmission_2_SOCO | TVA_Transmission | SOCO | Internal | Shoulder | B14 | 900 | 3200 | 0 | 55.4 | 59.58 | 9 | 0
2040 | TVA_Transmission_2_SOCO | TVA_Transmission | SOCO | Internal | Shoulder | B15 | 1203 | 3200 | 0 | 53.58 | 54.55 | 9 | 0
2040 | TVA_Transmission_2_SOCO | TVA_Transmission | SOCO | Internal | Summer | B1 | 10 | 3200 | 0 | 100.99 | 100.99 | 9 | 0
2040 | TVA_Transmission_2_SOCO | TVA_Transmission | SOCO | Internal | Summer | B2 | 25 | 3200 | 0 | 92.48 | 98.84 | 9 | 0
2040 | TVA_Transmission_2_SOCO | TVA_Transmission | SOCO | Internal | Summer | B3 | 75 | 3200 | 0 | 92.16 | 98.31 | 9 | 0
2040 | TVA_Transmission_2_SOCO | TVA_Transmission | SOCO | Internal | Summer | B4 | 100 | 3200 | 0 | 92.14 | 96.91 | 9 | 0
2040 | TVA_Transmission_2_SOCO | TVA_Transmission | SOCO | Internal | Summer | B5 | 200 | 3200 | 0 | 91.95 | 96.91 | 9 | 0
2040 | TVA_Transmission_2_SOCO | TVA_Transmission | SOCO | Internal | Summer | B6 | 300 | 3200 | 0 | 82.31 | 79.81 | 9 | 0
2040 | TVA_Transmission_2_SOCO | TVA_Transmission | SOCO | Internal | Summer | B7 | 400 | 3200 | 0 | 59.9 | 60.05 | 9 | 0
2040 | TVA_Transmission_2_SOCO | TVA_Transmission | SOCO | Internal | Summer | B8 | 500 | 3200 | 0 | 56.58 | 57.95 | 9 | 0
2040 | TVA_Transmission_2_SOCO | TVA_Transmission | SOCO | Internal | Summer | B9 | 800 | 3200 | 0 | 53.54 | 57.95 | 9 | 0
2040 | TVA_Transmission_2_SOCO | TVA_Transmission | SOCO | Internal | Summer | B10 | 1262 | 3200 | 0 | 52.18 | 53.09 | 9 | 0
2040 | TVA_Transmission_2_SOCO | TVA_Transmission | SOCO | Internal | Winter | B16 | 25 | 3200 | 0 | 78.06 | 79.66 | 9 | 0
2040 | TVA_Transmission_2_SOCO | TVA_Transmission | SOCO | Internal | Winter | B17 | 100 | 3200 | 0 | 64.69 | 63.4 | 9 | 0
2040 | TVA_Transmission_2_SOCO | TVA_Transmission | SOCO | Internal | Winter | B18 | 400 | 3200 | 0 | 62 | 63.4 | 9 | 0
2040 | TVA_Transmission_2_SOCO | TVA_Transmission | SOCO | Internal | Winter | B19 | 700 | 3200 | 0 | 56.71 | 57.96 | 9 | 0
2040 | TVA_Transmission_2_SOCO | TVA_Transmission | SOCO | Internal | Winter | B20 | 935 | 3200 | 0 | 56.71 | 57.96 | 9 | 0
2040 | TVA_Transmission_2_TVA | TVA_Transmission | TVA | Internal | Shoulder | B11 | 25 | 99999 | 974.27 | 74.6 | 74.61 | 0.01 | 0
2040 | TVA_Transmission_2_TVA | TVA_Transmission | TVA | Internal | Shoulder | B12 | 200 | 99999 | 0 | 61.86 | 61.03 | 0.01 | 0
2040 | TVA_Transmission_2_TVA | TVA_Transmission | TVA | Internal | Shoulder | B13 | 600 | 99999 | 796.2 | 58.5 | 58.51 | 0.01 | 0
2040 | TVA_Transmission_2_TVA | TVA_Transmission | TVA | Internal | Shoulder | B14 | 900 | 99999 | 2666.68 | 55.4 | 55.41 | 0.01 | 0
2040 | TVA_Transmission_2_TVA | TVA_Transmission | TVA | Internal | Shoulder | B15 | 1203 | 99999 | 4000 | 53.58 | 53.59 | 0.01 | 0
2040 | TVA_Transmission_2_TVA | TVA_Transmission | TVA | Internal | Summer | B1 | 10 | 99999 | 3218.88 | 100.99 | 101 | 0.01 | 0
2040 | TVA_Transmission_2_TVA | TVA_Transmission | TVA | Internal | Summer | B2 | 25 | 99999 | 2057.29 | 92.48 | 92.49 | 0.01 | 0
2040 | TVA_Transmission_2_TVA | TVA_Transmission | TVA | Internal | Summer | B3 | 75 | 99999 | 0 | 92.16 | 91.85 | 0.01 | 0
2040 | TVA_Transmission_2_TVA | TVA_Transmission | TVA | Internal | Summer | B4 | 100 | 99999 | 0 | 92.14 | 91.85 | 0.01 | 0
2040 | TVA_Transmission_2_TVA | TVA_Transmission | TVA | Internal | Summer | B5 | 200 | 99999 | 0 | 91.95 | 91.85 | 0.01 | 0
2040 | TVA_Transmission_2_TVA | TVA_Transmission | TVA | Internal | Summer | B6 | 300 | 99999 | 0 | 82.31 | 79.58 | 0.01 | 0
2040 | TVA_Transmission_2_TVA | TVA_Transmission | TVA | Internal | Summer | B7 | 400 | 99999 | 0 | 59.9 | 59.4 | 0.01 | 0
2040 | TVA_Transmission_2_TVA | TVA_Transmission | TVA | Internal | Summer | B8 | 500 | 99999 | 1521.98 | 56.58 | 56.59 | 0.01 | 0
2040 | TVA_Transmission_2_TVA | TVA_Transmission | TVA | Internal | Summer | B9 | 800 | 99999 | 143.52 | 53.54 | 53.55 | 0.01 | 0
2040 | TVA_Transmission_2_TVA | TVA_Transmission | TVA | Internal | Summer | B10 | 1262 | 99999 | 4457.41 | 52.18 | 52.19 | 0.01 | 0
2040 | TVA_Transmission_2_TVA | TVA_Transmission | TVA | Internal | Winter | B16 | 25 | 99999 | 4532.37 | 78.06 | 78.07 | 0.01 | 0
2040 | TVA_Transmission_2_TVA | TVA_Transmission | TVA | Internal | Winter | B17 | 100 | 99999 | 3064.23 | 64.69 | 64.7 | 0.01 | 0
2040 | TVA_Transmission_2_TVA | TVA_Transmission | TVA | Internal | Winter | B18 | 400 | 99999 | 1919.05 | 62 | 62.01 | 0.01 | 0
2040 | TVA_Transmission_2_TVA | TVA_Transmission | TVA | Internal | Winter | B19 | 700 | 99999 | 3109 | 56.71 | 56.72 | 0.01 | 0
2040 | TVA_Transmission_2_TVA | TVA_Transmission | TVA | Internal | Winter | B20 | 935 | 99999 | 4000 | 56.71 | 56.72 | 0.01 | 0
2040 | TVA_Transmission_2_VACAR | TVA_Transmission | VACAR | Internal | Shoulder | B11 | 25 | 900 | 0 | 74.6 | 74.6 | 9 | 0
2040 | TVA_Transmission_2_VACAR | TVA_Transmission | VACAR | Internal | Shoulder | B12 | 200 | 900 | 0 | 61.86 | 63.65 | 9 | 0
2040 | TVA_Transmission_2_VACAR | TVA_Transmission | VACAR | Internal | Shoulder | B13 | 600 | 900 | 0 | 58.5 | 55.06 | 9 | 0
2040 | TVA_Transmission_2_VACAR | TVA_Transmission | VACAR | Internal | Shoulder | B14 | 900 | 900 | 0 | 55.4 | 55.06 | 9 | 0
2040 | TVA_Transmission_2_VACAR | TVA_Transmission | VACAR | Internal | Shoulder | B15 | 1203 | 900 | 0 | 53.58 | 55.06 | 9 | 0
2040 | TVA_Transmission_2_VACAR | TVA_Transmission | VACAR | Internal | Summer | B1 | 10 | 900 | 0 | 100.99 | 100.99 | 9 | 0
2040 | TVA_Transmission_2_VACAR | TVA_Transmission | VACAR | Internal | Summer | B2 | 25 | 900 | 0 | 92.48 | 94.94 | 9 | 0
2040 | TVA_Transmission_2_VACAR | TVA_Transmission | VACAR | Internal | Summer | B3 | 75 | 900 | 0 | 92.16 | 92.69 | 9 | 0
2040 | TVA_Transmission_2_VACAR | TVA_Transmission | VACAR | Internal | Summer | B4 | 100 | 900 | 0 | 92.14 | 92.69 | 9 | 0
2040 | TVA_Transmission_2_VACAR | TVA_Transmission | VACAR | Internal | Summer | B5 | 200 | 900 | 0 | 91.95 | 92.09 | 9 | 0
2040 | TVA_Transmission_2_VACAR | TVA_Transmission | VACAR | Internal | Summer | B6 | 300 | 900 | 0 | 82.31 | 76.89 | 9 | 0
2040 | TVA_Transmission_2_VACAR | TVA_Transmission | VACAR | Internal | Summer | B7 | 400 | 900 | 0 | 59.9 | 57.5 | 9 | 0
2040 | TVA_Transmission_2_VACAR | TVA_Transmission | VACAR | Internal | Summer | B8 | 500 | 900 | 0 | 56.58 | 52.69 | 9 | 0
2040 | TVA_Transmission_2_VACAR | TVA_Transmission | VACAR | Internal | Summer | B9 | 800 | 900 | 0 | 53.54 | 52.69 | 9 | 0
2040 | TVA_Transmission_2_VACAR | TVA_Transmission | VACAR | Internal | Summer | B10 | 1262 | 900 | 0 | 52.18 | 52.69 | 9 | 0
2040 | TVA_Transmission_2_VACAR | TVA_Transmission | VACAR | Internal | Winter | B16 | 25 | 900 | 900 | 78.06 | 89.66 | 9 | 2.6
2040 | TVA_Transmission_2_VACAR | TVA_Transmission | VACAR | Internal | Winter | B17 | 100 | 900 | 0 | 64.69 | 69.7 | 9 | 0
2040 | TVA_Transmission_2_VACAR | TVA_Transmission | VACAR | Internal | Winter | B18 | 400 | 900 | 0 | 62 | 60.67 | 9 | 0
2040 | TVA_Transmission_2_VACAR | TVA_Transmission | VACAR | Internal | Winter | B19 | 700 | 900 | 0 | 56.71 | 60.67 | 9 | 0
2040 | TVA_Transmission_2_VACAR | TVA_Transmission | VACAR | Internal | Winter | B20 | 935 | 900 | 0 | 56.71 | 60.67 | 9 | 0
2040 | VACAR_2_PJM_ROR | VACAR | PJM_ROR | Internal | Shoulder | B11 | 25 | 2865 | 0 | 74.6 | 68.6 | 7 | 0
2040 | VACAR_2_PJM_ROR | VACAR | PJM_ROR | Internal | Shoulder | B12 | 200 | 2865 | 0 | 63.65 | 57.7 | 7 | 0
2040 | VACAR_2_PJM_ROR | VACAR | PJM_ROR | Internal | Shoulder | B13 | 600 | 2865 | 0 | 55.06 | 52.5 | 7 | 0
2040 | VACAR_2_PJM_ROR | VACAR | PJM_ROR | Internal | Shoulder | B14 | 900 | 2865 | 0 | 55.06 | 49.4 | 7 | 0
2040 | VACAR_2_PJM_ROR | VACAR | PJM_ROR | Internal | Shoulder | B15 | 1203 | 2865 | 0 | 55.06 | 49.4 | 7 | 0
2040 | VACAR_2_PJM_ROR | VACAR | PJM_ROR | Internal | Summer | B1 | 10 | 2865 | 0 | 100.99 | 94.99 | 7 | 0
2040 | VACAR_2_PJM_ROR | VACAR | PJM_ROR | Internal | Summer | B2 | 25 | 2865 | 0 | 94.94 | 86.48 | 7 | 0
2040 | VACAR_2_PJM_ROR | VACAR | PJM_ROR | Internal | Summer | B3 | 75 | 2865 | 0 | 92.69 | 86.48 | 7 | 0
2040 | VACAR_2_PJM_ROR | VACAR | PJM_ROR | Internal | Summer | B4 | 100 | 2865 | 0 | 92.69 | 86.48 | 7 | 0
2040 | VACAR_2_PJM_ROR | VACAR | PJM_ROR | Internal | Summer | B5 | 200 | 2865 | 0 | 92.09 | 86.09 | 7 | 0
2040 | VACAR_2_PJM_ROR | VACAR | PJM_ROR | Internal | Summer | B6 | 300 | 2865 | 0 | 76.89 | 82.31 | 7 | 0
2040 | VACAR_2_PJM_ROR | VACAR | PJM_ROR | Internal | Summer | B7 | 400 | 2865 | 0 | 57.5 | 58.46 | 7 | 0
2040 | VACAR_2_PJM_ROR | VACAR | PJM_ROR | Internal | Summer | B8 | 500 | 2865 | 0 | 52.69 | 50.58 | 7 | 0
2040 | VACAR_2_PJM_ROR | VACAR | PJM_ROR | Internal | Summer | B9 | 800 | 2865 | 0 | 52.69 | 47.54 | 7 | 0
2040 | VACAR_2_PJM_ROR | VACAR | PJM_ROR | Internal | Summer | B10 | 1262 | 2865 | 0 | 52.69 | 46.18 | 7 | 0
2040 | VACAR_2_PJM_ROR | VACAR | PJM_ROR | Internal | Winter | B16 | 25 | 2865 | 0 | 89.66 | 73.39 | 7 | 0
2040 | VACAR_2_PJM_ROR | VACAR | PJM_ROR | Internal | Winter | B17 | 100 | 2865 | 0 | 69.7 | 63.7 | 7 | 0
2040 | VACAR_2_PJM_ROR | VACAR | PJM_ROR | Internal | Winter | B18 | 400 | 2865 | 0 | 60.67 | 57.16 | 7 | 0
2040 | VACAR_2_PJM_ROR | VACAR | PJM_ROR | Internal | Winter | B19 | 700 | 2865 | 0 | 60.67 | 53.56 | 7 | 0
2040 | VACAR_2_PJM_ROR | VACAR | PJM_ROR | Internal | Winter | B20 | 935 | 2865 | 0 | 60.67 | 53.29 | 7 | 0
2040 | VACAR_2_SOCO | VACAR | SOCO | Internal | Shoulder | B11 | 25 | 3000 | 666.72 | 74.6 | 81.6 | 7 | 0
2040 | VACAR_2_SOCO | VACAR | SOCO | Internal | Shoulder | B12 | 200 | 3000 | 0 | 63.65 | 59.58 | 7 | 0
2040 | VACAR_2_SOCO | VACAR | SOCO | Internal | Shoulder | B13 | 600 | 3000 | 0 | 55.06 | 59.58 | 7 | 0
2040 | VACAR_2_SOCO | VACAR | SOCO | Internal | Shoulder | B14 | 900 | 3000 | 0 | 55.06 | 59.58 | 7 | 0
2040 | VACAR_2_SOCO | VACAR | SOCO | Internal | Shoulder | B15 | 1203 | 3000 | 0 | 55.06 | 54.55 | 7 | 0
2040 | VACAR_2_SOCO | VACAR | SOCO | Internal | Summer | B1 | 10 | 3000 | 0 | 100.99 | 100.99 | 7 | 0
2040 | VACAR_2_SOCO | VACAR | SOCO | Internal | Summer | B2 | 25 | 3000 | 0 | 94.94 | 98.84 | 7 | 0
2040 | VACAR_2_SOCO | VACAR | SOCO | Internal | Summer | B3 | 75 | 3000 | 0 | 92.69 | 98.31 | 7 | 0
2040 | VACAR_2_SOCO | VACAR | SOCO | Internal | Summer | B4 | 100 | 3000 | 0 | 92.69 | 96.91 | 7 | 0
2040 | VACAR_2_SOCO | VACAR | SOCO | Internal | Summer | B5 | 200 | 3000 | 0 | 92.09 | 96.91 | 7 | 0
2040 | VACAR_2_SOCO | VACAR | SOCO | Internal | Summer | B6 | 300 | 3000 | 0 | 76.89 | 79.81 | 7 | 0
2040 | VACAR_2_SOCO | VACAR | SOCO | Internal | Summer | B7 | 400 | 3000 | 0 | 57.5 | 60.05 | 7 | 0
2040 | VACAR_2_SOCO | VACAR | SOCO | Internal | Summer | B8 | 500 | 3000 | 0 | 52.69 | 57.95 | 7 | 0
2040 | VACAR_2_SOCO | VACAR | SOCO | Internal | Summer | B9 | 800 | 3000 | 0 | 52.69 | 57.95 | 7 | 0
2040 | VACAR_2_SOCO | VACAR | SOCO | Internal | Summer | B10 | 1262 | 3000 | 0 | 52.69 | 53.09 | 7 | 0
2040 | VACAR_2_SOCO | VACAR | SOCO | Internal | Winter | B16 | 25 | 3000 | 0 | 89.66 | 79.66 | 7 | 0
2040 | VACAR_2_SOCO | VACAR | SOCO | Internal | Winter | B17 | 100 | 3000 | 0 | 69.7 | 63.4 | 7 | 0
2040 | VACAR_2_SOCO | VACAR | SOCO | Internal | Winter | B18 | 400 | 3000 | 0 | 60.67 | 63.4 | 7 | 0
2040 | VACAR_2_SOCO | VACAR | SOCO | Internal | Winter | B19 | 700 | 3000 | 0 | 60.67 | 57.96 | 7 | 0
2040 | VACAR_2_SOCO | VACAR | SOCO | Internal | Winter | B20 | 935 | 3000 | 0 | 60.67 | 57.96 | 7 | 0
2040 | VACAR_2_TVA_Transmission | VACAR | TVA_Transmission | Internal | Shoulder | B11 | 25 | 900 | 0 | 74.6 | 74.6 | 7 | 0
2040 | VACAR_2_TVA_Transmission | VACAR | TVA_Transmission | Internal | Shoulder | B12 | 200 | 900 | 0 | 63.65 | 61.86 | 7 | 0
2040 | VACAR_2_TVA_Transmission | VACAR | TVA_Transmission | Internal | Shoulder | B13 | 600 | 900 | 0 | 55.06 | 58.5 | 7 | 0
2040 | VACAR_2_TVA_Transmission | VACAR | TVA_Transmission | Internal | Shoulder | B14 | 900 | 900 | 0 | 55.06 | 55.4 | 7 | 0
2040 | VACAR_2_TVA_Transmission | VACAR | TVA_Transmission | Internal | Shoulder | B15 | 1203 | 900 | 0 | 55.06 | 53.58 | 7 | 0
2040 | VACAR_2_TVA_Transmission | VACAR | TVA_Transmission | Internal | Summer | B1 | 10 | 900 | 0 | 100.99 | 100.99 | 7 | 0
2040 | VACAR_2_TVA_Transmission | VACAR | TVA_Transmission | Internal | Summer | B2 | 25 | 900 | 0 | 94.94 | 92.48 | 7 | 0
2040 | VACAR_2_TVA_Transmission | VACAR | TVA_Transmission | Internal | Summer | B3 | 75 | 900 | 0 | 92.69 | 92.16 | 7 | 0
2040 | VACAR_2_TVA_Transmission | VACAR | TVA_Transmission | Internal | Summer | B4 | 100 | 900 | 0 | 92.69 | 92.14 | 7 | 0
2040 | VACAR_2_TVA_Transmission | VACAR | TVA_Transmission | Internal | Summer | B5 | 200 | 900 | 0 | 92.09 | 91.95 | 7 | 0
2040 | VACAR_2_TVA_Transmission | VACAR | TVA_Transmission | Internal | Summer | B6 | 300 | 900 | 0 | 76.89 | 82.31 | 7 | 0
2040 | VACAR_2_TVA_Transmission | VACAR | TVA_Transmission | Internal | Summer | B7 | 400 | 900 | 0 | 57.5 | 59.9 | 7 | 0
2040 | VACAR_2_TVA_Transmission | VACAR | TVA_Transmission | Internal | Summer | B8 | 500 | 900 | 0 | 52.69 | 56.58 | 7 | 0
2040 | VACAR_2_TVA_Transmission | VACAR | TVA_Transmission | Internal | Summer | B9 | 800 | 900 | 0 | 52.69 | 53.54 | 7 | 0
2040 | VACAR_2_TVA_Transmission | VACAR | TVA_Transmission | Internal | Summer | B10 | 1262 | 900 | 0 | 52.69 | 52.18 | 7 | 0
2040 | VACAR_2_TVA_Transmission | VACAR | TVA_Transmission | Internal | Winter | B16 | 25 | 900 | 0 | 89.66 | 78.06 | 7 | 0
2040 | VACAR_2_TVA_Transmission | VACAR | TVA_Transmission | Internal | Winter | B17 | 100 | 900 | 0 | 69.7 | 64.69 | 7 | 0
2040 | VACAR_2_TVA_Transmission | VACAR | TVA_Transmission | Internal | Winter | B18 | 400 | 900 | 0 | 60.67 | 62 | 7 | 0
2040 | VACAR_2_TVA_Transmission | VACAR | TVA_Transmission | Internal | Winter | B19 | 700 | 900 | 0 | 60.67 | 56.71 | 7 | 0
2040 | VACAR_2_TVA_Transmission | VACAR | TVA_Transmission | Internal | Winter | B20 | 935 | 900 | 0 | 60.67 | 56.71 | 7 | 0
2015 | AZ_NM_SNV_Coal_2_SPP_S | AZ_NM_SNV_Coal | SPP_S | External | Shoulder | B11 | 25 | 400 | 400 | 40.41 | 54.52 | 8.17 | 5.95
2015 | AZ_NM_SNV_Coal_2_SPP_S | AZ_NM_SNV_Coal | SPP_S | External | Shoulder | B12 | 200 | 400 | 0 | 39.38 | 42.52 | 8.17 | 0
2015 | AZ_NM_SNV_Coal_2_SPP_S | AZ_NM_SNV_Coal | SPP_S | External | Shoulder | B13 | 600 | 400 | 0 | 39.37 | 39.32 | 8.17 | 0
2015 | AZ_NM_SNV_Coal_2_SPP_S | AZ_NM_SNV_Coal | SPP_S | External | Shoulder | B14 | 900 | 400 | 0 | 39.37 | 39.32 | 8.17 | 0
2015 | AZ_NM_SNV_Coal_2_SPP_S | AZ_NM_SNV_Coal | SPP_S | External | Shoulder | B15 | 1203 | 400 | 0 | 39.01 | 37.63 | 8.17 | 0
2015 | AZ_NM_SNV_Coal_2_SPP_S | AZ_NM_SNV_Coal | SPP_S | External | Summer | B1 | 10 | 400 | 0 | 57.55 | 60.81 | 8.17 | 0
2015 | AZ_NM_SNV_Coal_2_SPP_S | AZ_NM_SNV_Coal | SPP_S | External | Summer | B2 | 25 | 400 | 0 | 57.55 | 60.06 | 8.17 | 0
2015 | AZ_NM_SNV_Coal_2_SPP_S | AZ_NM_SNV_Coal | SPP_S | External | Summer | B3 | 75 | 400 | 0 | 57.55 | 54.49 | 8.17 | 0
2015 | AZ_NM_SNV_Coal_2_SPP_S | AZ_NM_SNV_Coal | SPP_S | External | Summer | B4 | 100 | 400 | 0 | 57.55 | 54.49 | 8.17 | 0
2015 | AZ_NM_SNV_Coal_2_SPP_S | AZ_NM_SNV_Coal | SPP_S | External | Summer | B5 | 200 | 400 | 0 | 53.61 | 52.64 | 8.17 | 0
2015 | AZ_NM_SNV_Coal_2_SPP_S | AZ_NM_SNV_Coal | SPP_S | External | Summer | B6 | 300 | 400 | 0 | 47.4 | 49.59 | 8.17 | 0
2015 | AZ_NM_SNV_Coal_2_SPP_S | AZ_NM_SNV_Coal | SPP_S | External | Summer | B7 | 400 | 400 | 0 | 39.4 | 43.74 | 8.17 | 0
2015 | AZ_NM_SNV_Coal_2_SPP_S | AZ_NM_SNV_Coal | SPP_S | External | Summer | B8 | 500 | 400 | 0 | 39.4 | 38 | 8.17 | 0
2015 | AZ_NM_SNV_Coal_2_SPP_S | AZ_NM_SNV_Coal | SPP_S | External | Summer | B9 | 800 | 400 | 0 | 39.39 | 36.7 | 8.17 | 0
2015 | AZ_NM_SNV_Coal_2_SPP_S | AZ_NM_SNV_Coal | SPP_S | External | Summer | B10 | 1262 | 400 | 0 | 37.83 | 36.28 | 8.17 | 0
2015 | AZ_NM_SNV_Coal_2_SPP_S | AZ_NM_SNV_Coal | SPP_S | External | Winter | B16 | 25 | 400 | 400 | 41.87 | 52.94 | 8.17 | 2.9
2015 | AZ_NM_SNV_Coal_2_SPP_S | AZ_NM_SNV_Coal | SPP_S | External | Winter | B17 | 100 | 400 | 0 | 41.86 | 41.92 | 8.17 | 0
2015 | AZ_NM_SNV_Coal_2_SPP_S | AZ_NM_SNV_Coal | SPP_S | External | Winter | B18 | 400 | 400 | 0 | 41.86 | 40.11 | 8.17 | 0
2015 | AZ_NM_SNV_Coal_2_SPP_S | AZ_NM_SNV_Coal | SPP_S | External | Winter | B19 | 700 | 400 | 0 | 41.86 | 40.11 | 8.17 | 0
2015 | AZ_NM_SNV_Coal_2_SPP_S | AZ_NM_SNV_Coal | SPP_S | External | Winter | B20 | 935 | 400 | 0 | 41.47 | 40.02 | 8.17 | 0
2015 | ERCOT_2_SPP_S | ERCOT | SPP_S | External | Shoulder | B11 | 25 | 800 | 0 | 54.66 | 54.52 | 8 | 0
2015 | ERCOT_2_SPP_S | ERCOT | SPP_S | External | Shoulder | B12 | 200 | 800 | 0 | 43.63 | 42.52 | 8 | 0
2015 | ERCOT_2_SPP_S | ERCOT | SPP_S | External | Shoulder | B13 | 600 | 800 | 0 | 38.08 | 39.32 | 8 | 0
2015 | ERCOT_2_SPP_S | ERCOT | SPP_S | External | Shoulder | B14 | 900 | 800 | 0 | 37.53 | 39.32 | 8 | 0
2015 | ERCOT_2_SPP_S | ERCOT | SPP_S | External | Shoulder | B15 | 1203 | 800 | 0 | 37.53 | 37.63 | 8 | 0
2015 | ERCOT_2_SPP_S | ERCOT | SPP_S | External | Summer | B1 | 10 | 800 | 0 | 53.11 | 60.81 | 8 | 0
2015 | ERCOT_2_SPP_S | ERCOT | SPP_S | External | Summer | B2 | 25 | 800 | 0 | 53.11 | 60.06 | 8 | 0
2015 | ERCOT_2_SPP_S | ERCOT | SPP_S | External | Summer | B3 | 75 | 800 | 0 | 53.11 | 54.49 | 8 | 0
2015 | ERCOT_2_SPP_S | ERCOT | SPP_S | External | Summer | B4 | 100 | 800 | 0 | 53.11 | 54.49 | 8 | 0
2015 | ERCOT_2_SPP_S | ERCOT | SPP_S | External | Summer | B5 | 200 | 800 | 0 | 53.11 | 52.64 | 8 | 0
2015 | ERCOT_2_SPP_S | ERCOT | SPP_S | External | Summer | B6 | 300 | 800 | 0 | 53.11 | 49.59 | 8 | 0
2015 | ERCOT_2_SPP_S | ERCOT | SPP_S | External | Summer | B7 | 400 | 800 | 0 | 48.74 | 43.74 | 8 | 0
2015 | ERCOT_2_SPP_S | ERCOT | SPP_S | External | Summer | B8 | 500 | 800 | 0 | 39.73 | 38 | 8 | 0
2015 | ERCOT_2_SPP_S | ERCOT | SPP_S | External | Summer | B9 | 800 | 800 | 0 | 36.87 | 36.7 | 8 | 0
2015 | ERCOT_2_SPP_S | ERCOT | SPP_S | External | Summer | B10 | 1262 | 800 | 0 | 36.48 | 36.28 | 8 | 0
2015 | ERCOT_2_SPP_S | ERCOT | SPP_S | External | Winter | B16 | 25 | 800 | 0 | 57.94 | 52.94 | 8 | 0
2015 | ERCOT_2_SPP_S | ERCOT | SPP_S | External | Winter | B17 | 100 | 800 | 0 | 43.29 | 41.92 | 8 | 0
2015 | ERCOT_2_SPP_S | ERCOT | SPP_S | External | Winter | B18 | 400 | 800 | 0 | 39.73 | 40.11 | 8 | 0
2015 | ERCOT_2_SPP_S | ERCOT | SPP_S | External | Winter | B19 | 700 | 800 | 0 | 39.73 | 40.11 | 8 | 0
2015 | ERCOT_2_SPP_S | ERCOT | SPP_S | External | Winter | B20 | 935 | 800 | 0 | 39.73 | 40.02 | 8 | 0
2015 | MAPP_US_2_RMPA | MAPP_US | RMPA | External | Shoulder | B11 | 25 | 200 | 0 | 48.39 | 40.39 | 8 | 0
2015 | MAPP_US_2_RMPA | MAPP_US | RMPA | External | Shoulder | B12 | 200 | 200 | 0 | 35.52 | 40.04 | 8 | 0
2015 | MAPP_US_2_RMPA | MAPP_US | RMPA | External | Shoulder | B13 | 600 | 200 | 0 | 32.3 | 40.04 | 8 | 0
2015 | MAPP_US_2_RMPA | MAPP_US | RMPA | External | Shoulder | B14 | 900 | 200 | 0 | 32.3 | 40.04 | 8 | 0
2015 | MAPP_US_2_RMPA | MAPP_US | RMPA | External | Shoulder | B15 | 1203 | 200 | 189.12 | 32.04 | 40.04 | 8 | 0
2015 | MAPP_US_2_RMPA | MAPP_US | RMPA | External | Summer | B1 | 10 | 200 | 0 | 53.81 | 60.29 | 8 | 0
2015 | MAPP_US_2_RMPA | MAPP_US | RMPA | External | Summer | B2 | 25 | 200 | 0 | 53.06 | 54.54 | 8 | 0
2015 | MAPP_US_2_RMPA | MAPP_US | RMPA | External | Summer | B3 | 75 | 200 | 0 | 52.76 | 60.29 | 8 | 0
2015 | MAPP_US_2_RMPA | MAPP_US | RMPA | External | Summer | B4 | 100 | 200 | 0 | 48.27 | 49.39 | 8 | 0
2015 | MAPP_US_2_RMPA | MAPP_US | RMPA | External | Summer | B5 | 200 | 200 | 0 | 46.43 | 45.44 | 8 | 0
2015 | MAPP_US_2_RMPA | MAPP_US | RMPA | External | Summer | B6 | 300 | 200 | 0 | 42.56 | 41.56 | 8 | 0
2015 | MAPP_US_2_RMPA | MAPP_US | RMPA | External | Summer | B7 | 400 | 200 | 0 | 36.72 | 38.5 | 8 | 0
2015 | MAPP_US_2_RMPA | MAPP_US | RMPA | External | Summer | B8 | 500 | 200 | 54.08 | 30.5 | 38.5 | 8 | 0
2015 | MAPP_US_2_RMPA | MAPP_US | RMPA | External | Summer | B9 | 800 | 200 | 200 | 29.67 | 38.5 | 8 | 0.83
2015 | MAPP_US_2_RMPA | MAPP_US | RMPA | External | Summer | B10 | 1262 | 200 | 200 | 29.26 | 38.5 | 8 | 1.25
2015 | MAPP_US_2_RMPA | MAPP_US | RMPA | External | Winter | B16 | 25 | 200 | 0 | 45.91 | 50.01 | 8 | 0
2015 | MAPP_US_2_RMPA | MAPP_US | RMPA | External | Winter | B17 | 100 | 200 | 0 | 36.2 | 42.95 | 8 | 0
2015 | MAPP_US_2_RMPA | MAPP_US | RMPA | External | Winter | B18 | 400 | 200 | 200 | 33.08 | 42.95 | 8 | 1.87
2015 | MAPP_US_2_RMPA | MAPP_US | RMPA | External | Winter | B19 | 700 | 200 | 200 | 33.08 | 42.95 | 8 | 1.87
2015 | MAPP_US_2_RMPA | MAPP_US | RMPA | External | Winter | B20 | 935 | 200 | 0 | 32.99 | 36.04 | 8 | 0
2015 | NE_2_RMPA | NE | RMPA | External | Shoulder | B11 | 25 | 310 | 0 | 55.39 | 40.39 | 5 | 0
2015 | NE_2_RMPA | NE | RMPA | External | Shoulder | B12 | 200 | 310 | 0 | 42.52 | 40.04 | 5 | 0
2015 | NE_2_RMPA | NE | RMPA | External | Shoulder | B13 | 600 | 310 | 0 | 39.3 | 40.04 | 5 | 0
2015 | NE_2_RMPA | NE | RMPA | External | Shoulder | B14 | 900 | 310 | 0 | 39.3 | 40.04 | 5 | 0
2015 | NE_2_RMPA | NE | RMPA | External | Shoulder | B15 | 1203 | 310 | 0 | 37.6 | 40.04 | 5 | 0
2015 | NE_2_RMPA | NE | RMPA | External | Summer | B1 | 10 | 310 | 0 | 60.81 | 60.29 | 5 | 0
2015 | NE_2_RMPA | NE | RMPA | External | Summer | B2 | 25 | 310 | 0 | 60.06 | 54.54 | 5 | 0
2015 | NE_2_RMPA | NE | RMPA | External | Summer | B3 | 75 | 310 | 0 | 59.76 | 60.29 | 5 | 0
2015 | NE_2_RMPA | NE | RMPA | External | Summer | B4 | 100 | 310 | 0 | 55.27 | 49.39 | 5 | 0
2015 | NE_2_RMPA | NE | RMPA | External | Summer | B5 | 200 | 310 | 0 | 53.43 | 45.44 | 5 | 0
2015 | NE_2_RMPA | NE | RMPA | External | Summer | B6 | 300 | 310 | 0 | 49.56 | 41.56 | 5 | 0
2015 | NE_2_RMPA | NE | RMPA | External | Summer | B7 | 400 | 310 | 0 | 43.72 | 38.5 | 5 | 0
2015 | NE_2_RMPA | NE | RMPA | External | Summer | B8 | 500 | 310 | 0 | 37.97 | 38.5 | 5 | 0
2015 | NE_2_RMPA | NE | RMPA | External | Summer | B9 | 800 | 310 | 0 | 36.67 | 38.5 | 5 | 0
2015 | NE_2_RMPA | NE | RMPA | External | Summer | B10 | 1262 | 310 | 0 | 36.26 | 38.5 | 5 | 0
2015 | NE_2_RMPA | NE | RMPA | External | Winter | B16 | 25 | 310 | 0 | 52.91 | 50.01 | 5 | 0
2015 | NE_2_RMPA | NE | RMPA | External | Winter | B17 | 100 | 310 | 0 | 41.9 | 42.95 | 5 | 0
2015 | NE_2_RMPA | NE | RMPA | External | Winter | B18 | 400 | 310 | 0 | 40.08 | 42.95 | 5 | 0
2015 | NE_2_RMPA | NE | RMPA | External | Winter | B19 | 700 | 310 | 0 | 40.08 | 42.95 | 5 | 0
2015 | NE_2_RMPA | NE | RMPA | External | Winter | B20 | 935 | 310 | 0 | 39.99 | 36.04 | 5 | 0
2015 | NWPP_Coal_2_MAPP_US | NWPP_Coal | MAPP_US | External | Shoulder | B11 | 25 | 150 | 150 | 39.36 | 48.39 | 8 | 1.03
2015 | NWPP_Coal_2_MAPP_US | NWPP_Coal | MAPP_US | External | Shoulder | B12 | 200 | 150 | 0 | 39.36 | 35.52 | 8 | 0
2015 | NWPP_Coal_2_MAPP_US | NWPP_Coal | MAPP_US | External | Shoulder | B13 | 600 | 150 | 0 | 39.36 | 32.3 | 8 | 0
2015 | NWPP_Coal_2_MAPP_US | NWPP_Coal | MAPP_US | External | Shoulder | B14 | 900 | 150 | 0 | 39.36 | 32.3 | 8 | 0
2015 | NWPP_Coal_2_MAPP_US | NWPP_Coal | MAPP_US | External | Shoulder | B15 | 1203 | 150 | 0 | 39.36 | 32.04 | 8 | 0
2015 | NWPP_Coal_2_MAPP_US | NWPP_Coal | MAPP_US | External | Summer | B1 | 10 | 150 | 150 | 39.38 | 53.81 | 8 | 6.43
2015 | NWPP_Coal_2_MAPP_US | NWPP_Coal | MAPP_US | External | Summer | B2 | 25 | 150 | 150 | 39.38 | 53.06 | 8 | 5.68
2015 | NWPP_Coal_2_MAPP_US | NWPP_Coal | MAPP_US | External | Summer | B3 | 75 | 150 | 150 | 39.38 | 52.76 | 8 | 5.38
2015 | NWPP_Coal_2_MAPP_US | NWPP_Coal | MAPP_US | External | Summer | B4 | 100 | 150 | 150 | 39.38 | 48.27 | 8 | 0.9
2015 | NWPP_Coal_2_MAPP_US | NWPP_Coal | MAPP_US | External | Summer | B5 | 200 | 150 | 0 | 39.38 | 46.43 | 8 | 0
2015 | NWPP_Coal_2_MAPP_US | NWPP_Coal | MAPP_US | External | Summer | B6 | 300 | 150 | 0 | 39.38 | 42.56 | 8 | 0
2015 | NWPP_Coal_2_MAPP_US | NWPP_Coal | MAPP_US | External | Summer | B7 | 400 | 150 | 0 | 39.38 | 36.72 | 8 | 0
2015 | NWPP_Coal_2_MAPP_US | NWPP_Coal | MAPP_US | External | Summer | B8 | 500 | 150 | 0 | 39.38 | 30.5 | 8 | 0
2015 | NWPP_Coal_2_MAPP_US | NWPP_Coal | MAPP_US | External | Summer | B9 | 800 | 150 | 0 | 39.38 | 29.67 | 8 | 0
2015 | NWPP_Coal_2_MAPP_US | NWPP_Coal | MAPP_US | External | Summer | B10 | 1262 | 150 | 0 | 39.38 | 29.26 | 8 | 0
2015 | NWPP_Coal_2_MAPP_US | NWPP_Coal | MAPP_US | External | Winter | B16 | 25 | 150 | 0 | 41.85 | 45.91 | 8 | 0
2015 | NWPP_Coal_2_MAPP_US | NWPP_Coal | MAPP_US | External | Winter | B17 | 100 | 150 | 0 | 41.85 | 36.2 | 8 | 0
2015 | NWPP_Coal_2_MAPP_US | NWPP_Coal | MAPP_US | External | Winter | B18 | 400 | 150 | 0 | 41.85 | 33.08 | 8 | 0
2015 | NWPP_Coal_2_MAPP_US | NWPP_Coal | MAPP_US | External | Winter | B19 | 700 | 150 | 0 | 41.85 | 33.08 | 8 | 0
2015 | NWPP_Coal_2_MAPP_US | NWPP_Coal | MAPP_US | External | Winter | B20 | 935 | 150 | 0 | 41.85 | 32.99 | 8 | 0
2015 | RMPA_2_MAPP_US | RMPA | MAPP_US | External | Shoulder | B11 | 25 | 200 | 165.54 | 40.39 | 48.39 | 8 | 0
2015 | RMPA_2_MAPP_US | RMPA | MAPP_US | External | Shoulder | B12 | 200 | 200 | 0 | 40.04 | 35.52 | 8 | 0
2015 | RMPA_2_MAPP_US | RMPA | MAPP_US | External | Shoulder | B13 | 600 | 200 | 0 | 40.04 | 32.3 | 8 | 0
2015 | RMPA_2_MAPP_US | RMPA | MAPP_US | External | Shoulder | B14 | 900 | 200 | 0 | 40.04 | 32.3 | 8 | 0
2015 | RMPA_2_MAPP_US | RMPA | MAPP_US | External | Shoulder | B15 | 1203 | 200 | 0 | 40.04 | 32.04 | 8 | 0
2015 | RMPA_2_MAPP_US | RMPA | MAPP_US | External | Summer | B1 | 10 | 200 | 0 | 60.29 | 53.81 | 8 | 0
2015 | RMPA_2_MAPP_US | RMPA | MAPP_US | External | Summer | B2 | 25 | 200 | 0 | 54.54 | 53.06 | 8 | 0
2015 | RMPA_2_MAPP_US | RMPA | MAPP_US | External | Summer | B3 | 75 | 200 | 0 | 60.29 | 52.76 | 8 | 0
2015 | RMPA_2_MAPP_US | RMPA | MAPP_US | External | Summer | B4 | 100 | 200 | 0 | 49.39 | 48.27 | 8 | 0
2015 | RMPA_2_MAPP_US | RMPA | MAPP_US | External | Summer | B5 | 200 | 200 | 0 | 45.44 | 46.43 | 8 | 0
2015 | RMPA_2_MAPP_US | RMPA | MAPP_US | External | Summer | B6 | 300 | 200 | 0 | 41.56 | 42.56 | 8 | 0
2015 | RMPA_2_MAPP_US | RMPA | MAPP_US | External | Summer | B7 | 400 | 200 | 0 | 38.5 | 36.72 | 8 | 0
2015 | RMPA_2_MAPP_US | RMPA | MAPP_US | External | Summer | B8 | 500 | 200 | 0 | 38.5 | 30.5 | 8 | 0
2015 | RMPA_2_MAPP_US | RMPA | MAPP_US | External | Summer | B9 | 800 | 200 | 0 | 38.5 | 29.67 | 8 | 0
2015 | RMPA_2_MAPP_US | RMPA | MAPP_US | External | Summer | B10 | 1262 | 200 | 0 | 38.5 | 29.26 | 8 | 0
2015 | RMPA_2_MAPP_US | RMPA | MAPP_US | External | Winter | B16 | 25 | 200 | 0 | 50.01 | 45.91 | 8 | 0
2015 | RMPA_2_MAPP_US | RMPA | MAPP_US | External | Winter | B17 | 100 | 200 | 0 | 42.95 | 36.2 | 8 | 0
2015 | RMPA_2_MAPP_US | RMPA | MAPP_US | External | Winter | B18 | 400 | 200 | 0 | 42.95 | 33.08 | 8 | 0
2015 | RMPA_2_MAPP_US | RMPA | MAPP_US | External | Winter | B19 | 700 | 200 | 0 | 42.95 | 33.08 | 8 | 0
2015 | RMPA_2_MAPP_US | RMPA | MAPP_US | External | Winter | B20 | 935 | 200 | 0 | 36.04 | 32.99 | 8 | 0
2015 | RMPA_2_NE | RMPA | NE | External | Shoulder | B11 | 25 | 310 | 310 | 40.39 | 55.39 | 8 | 7
2015 | RMPA_2_NE | RMPA | NE | External | Shoulder | B12 | 200 | 310 | 0 | 40.04 | 42.52 | 8 | 0
2015 | RMPA_2_NE | RMPA | NE | External | Shoulder | B13 | 600 | 310 | 0 | 40.04 | 39.3 | 8 | 0
2015 | RMPA_2_NE | RMPA | NE | External | Shoulder | B14 | 900 | 310 | 0 | 40.04 | 39.3 | 8 | 0
2015 | RMPA_2_NE | RMPA | NE | External | Shoulder | B15 | 1203 | 310 | 0 | 40.04 | 37.6 | 8 | 0
2015 | RMPA_2_NE | RMPA | NE | External | Summer | B1 | 10 | 310 | 0 | 60.29 | 60.81 | 8 | 0
2015 | RMPA_2_NE | RMPA | NE | External | Summer | B2 | 25 | 310 | 0 | 54.54 | 60.06 | 8 | 0
2015 | RMPA_2_NE | RMPA | NE | External | Summer | B3 | 75 | 310 | 0 | 60.29 | 59.76 | 8 | 0
2015 | RMPA_2_NE | RMPA | NE | External | Summer | B4 | 100 | 310 | 0 | 49.39 | 55.27 | 8 | 0
2015 | RMPA_2_NE | RMPA | NE | External | Summer | B5 | 200 | 310 | 0 | 45.44 | 53.43 | 8 | 0
2015 | RMPA_2_NE | RMPA | NE | External | Summer | B6 | 300 | 310 | 215.86 | 41.56 | 49.56 | 8 | 0
2015 | RMPA_2_NE | RMPA | NE | External | Summer | B7 | 400 | 310 | 0 | 38.5 | 43.72 | 8 | 0
2015 | RMPA_2_NE | RMPA | NE | External | Summer | B8 | 500 | 310 | 0 | 38.5 | 37.97 | 8 | 0
2015 | RMPA_2_NE | RMPA | NE | External | Summer | B9 | 800 | 310 | 0 | 38.5 | 36.67 | 8 | 0
2015 | RMPA_2_NE | RMPA | NE | External | Summer | B10 | 1262 | 310 | 0 | 38.5 | 36.26 | 8 | 0
2015 | RMPA_2_NE | RMPA | NE | External | Winter | B16 | 25 | 310 | 0 | 50.01 | 52.91 | 8 | 0
2015 | RMPA_2_NE | RMPA | NE | External | Winter | B17 | 100 | 310 | 0 | 42.95 | 41.9 | 8 | 0
2015 | RMPA_2_NE | RMPA | NE | External | Winter | B18 | 400 | 310 | 0 | 42.95 | 40.08 | 8 | 0
2015 | RMPA_2_NE | RMPA | NE | External | Winter | B19 | 700 | 310 | 0 | 42.95 | 40.08 | 8 | 0
2015 | RMPA_2_NE | RMPA | NE | External | Winter | B20 | 935 | 310 | 0 | 36.04 | 39.99 | 8 | 0
2015 | RMPA_2_SPP_N | RMPA | SPP_N | External | Shoulder | B11 | 25 | 210 | 210 | 40.39 | 55.4 | 8 | 7.01
2015 | RMPA_2_SPP_N | RMPA | SPP_N | External | Shoulder | B12 | 200 | 210 | 0 | 40.04 | 42.53 | 8 | 0
2015 | RMPA_2_SPP_N | RMPA | SPP_N | External | Shoulder | B13 | 600 | 210 | 0 | 40.04 | 39.31 | 8 | 0
2015 | RMPA_2_SPP_N | RMPA | SPP_N | External | Shoulder | B14 | 900 | 210 | 0 | 40.04 | 39.31 | 8 | 0
2015 | RMPA_2_SPP_N | RMPA | SPP_N | External | Shoulder | B15 | 1203 | 210 | 0 | 40.04 | 37.62 | 8 | 0
2015 | RMPA_2_SPP_N | RMPA | SPP_N | External | Summer | B1 | 10 | 210 | 0 | 60.29 | 60.82 | 8 | 0
2015 | RMPA_2_SPP_N | RMPA | SPP_N | External | Summer | B2 | 25 | 210 | 0 | 54.54 | 60.07 | 8 | 0
2015 | RMPA_2_SPP_N | RMPA | SPP_N | External | Summer | B3 | 75 | 210 | 0 | 60.29 | 59.77 | 8 | 0
2015 | RMPA_2_SPP_N | RMPA | SPP_N | External | Summer | B4 | 100 | 210 | 0 | 49.39 | 55.29 | 8 | 0
2015 | RMPA_2_SPP_N | RMPA | SPP_N | External | Summer | B5 | 200 | 210 | 24.59 | 45.44 | 53.44 | 8 | 0
2015 | RMPA_2_SPP_N | RMPA | SPP_N | External | Summer | B6 | 300 | 210 | 210 | 41.56 | 49.58 | 8 | 0.01
2015 | RMPA_2_SPP_N | RMPA | SPP_N | External | Summer | B7 | 400 | 210 | 0 | 38.5 | 43.73 | 8 | 0
2015 | RMPA_2_SPP_N | RMPA | SPP_N | External | Summer | B8 | 500 | 210 | 0 | 38.5 | 37.98 | 8 | 0
2015 | RMPA_2_SPP_N | RMPA | SPP_N | External | Summer | B9 | 800 | 210 | 0 | 38.5 | 36.69 | 8 | 0
2015 | RMPA_2_SPP_N | RMPA | SPP_N | External | Summer | B10 | 1262 | 210 | 0 | 38.5 | 36.27 | 8 | 0
2015 | RMPA_2_SPP_N | RMPA | SPP_N | External | Winter | B16 | 25 | 210 | 0 | 50.01 | 52.92 | 8 | 0
2015 | RMPA_2_SPP_N | RMPA | SPP_N | External | Winter | B17 | 100 | 210 | 0 | 42.95 | 41.91 | 8 | 0
2015 | RMPA_2_SPP_N | RMPA | SPP_N | External | Winter | B18 | 400 | 210 | 0 | 42.95 | 40.09 | 8 | 0
2015 | RMPA_2_SPP_N | RMPA | SPP_N | External | Winter | B19 | 700 | 210 | 0 | 42.95 | 40.09 | 8 | 0
2015 | RMPA_2_SPP_N | RMPA | SPP_N | External | Winter | B20 | 935 | 210 | 0 | 36.04 | 40.01 | 8 | 0
2015 | SPP_N_2_RMPA | SPP_N | RMPA | External | Shoulder | B11 | 25 | 210 | 0 | 55.4 | 40.39 | 5 | 0
2015 | SPP_N_2_RMPA | SPP_N | RMPA | External | Shoulder | B12 | 200 | 210 | 0 | 42.53 | 40.04 | 5 | 0
2015 | SPP_N_2_RMPA | SPP_N | RMPA | External | Shoulder | B13 | 600 | 210 | 0 | 39.31 | 40.04 | 5 | 0
2015 | SPP_N_2_RMPA | SPP_N | RMPA | External | Shoulder | B14 | 900 | 210 | 0 | 39.31 | 40.04 | 5 | 0
2015 | SPP_N_2_RMPA | SPP_N | RMPA | External | Shoulder | B15 | 1203 | 210 | 0 | 37.62 | 40.04 | 5 | 0
2015 | SPP_N_2_RMPA | SPP_N | RMPA | External | Summer | B1 | 10 | 210 | 0 | 60.82 | 60.29 | 5 | 0
2015 | SPP_N_2_RMPA | SPP_N | RMPA | External | Summer | B2 | 25 | 210 | 0 | 60.07 | 54.54 | 5 | 0
2015 | SPP_N_2_RMPA | SPP_N | RMPA | External | Summer | B3 | 75 | 210 | 0 | 59.77 | 60.29 | 5 | 0
2015 | SPP_N_2_RMPA | SPP_N | RMPA | External | Summer | B4 | 100 | 210 | 0 | 55.29 | 49.39 | 5 | 0
2015 | SPP_N_2_RMPA | SPP_N | RMPA | External | Summer | B5 | 200 | 210 | 0 | 53.44 | 45.44 | 5 | 0
2015 | SPP_N_2_RMPA | SPP_N | RMPA | External | Summer | B6 | 300 | 210 | 0 | 49.58 | 41.56 | 5 | 0
2015 | SPP_N_2_RMPA | SPP_N | RMPA | External | Summer | B7 | 400 | 210 | 0 | 43.73 | 38.5 | 5 | 0
2015 | SPP_N_2_RMPA | SPP_N | RMPA | External | Summer | B8 | 500 | 210 | 0 | 37.98 | 38.5 | 5 | 0
2015 | SPP_N_2_RMPA | SPP_N | RMPA | External | Summer | B9 | 800 | 210 | 0 | 36.69 | 38.5 | 5 | 0
2015 | SPP_N_2_RMPA | SPP_N | RMPA | External | Summer | B10 | 1262 | 210 | 0 | 36.27 | 38.5 | 5 | 0
2015 | SPP_N_2_RMPA | SPP_N | RMPA | External | Winter | B16 | 25 | 210 | 0 | 52.92 | 50.01 | 5 | 0
2015 | SPP_N_2_RMPA | SPP_N | RMPA | External | Winter | B17 | 100 | 210 | 0 | 41.91 | 42.95 | 5 | 0
2015 | SPP_N_2_RMPA | SPP_N | RMPA | External | Winter | B18 | 400 | 210 | 0 | 40.09 | 42.95 | 5 | 0
2015 | SPP_N_2_RMPA | SPP_N | RMPA | External | Winter | B19 | 700 | 210 | 0 | 40.09 | 42.95 | 5 | 0
2015 | SPP_N_2_RMPA | SPP_N | RMPA | External | Winter | B20 | 935 | 210 | 0 | 40.01 | 36.04 | 5 | 0
2015 | SPP_S_2_ERCOT | SPP_S | ERCOT | External | Shoulder | B11 | 25 | 800 | 0 | 54.52 | 54.66 | 5 | 0
2015 | SPP_S_2_ERCOT | SPP_S | ERCOT | External | Shoulder | B12 | 200 | 800 | 0 | 42.52 | 43.63 | 5 | 0
2015 | SPP_S_2_ERCOT | SPP_S | ERCOT | External | Shoulder | B13 | 600 | 800 | 0 | 39.32 | 38.08 | 5 | 0
2015 | SPP_S_2_ERCOT | SPP_S | ERCOT | External | Shoulder | B14 | 900 | 800 | 0 | 39.32 | 37.53 | 5 | 0
2015 | SPP_S_2_ERCOT | SPP_S | ERCOT | External | Shoulder | B15 | 1203 | 800 | 0 | 37.63 | 37.53 | 5 | 0
2015 | SPP_S_2_ERCOT | SPP_S | ERCOT | External | Summer | B1 | 10 | 800 | 0 | 60.81 | 53.11 | 5 | 0
2015 | SPP_S_2_ERCOT | SPP_S | ERCOT | External | Summer | B2 | 25 | 800 | 0 | 60.06 | 53.11 | 5 | 0
2015 | SPP_S_2_ERCOT | SPP_S | ERCOT | External | Summer | B3 | 75 | 800 | 0 | 54.49 | 53.11 | 5 | 0
2015 | SPP_S_2_ERCOT | SPP_S | ERCOT | External | Summer | B4 | 100 | 800 | 0 | 54.49 | 53.11 | 5 | 0
2015 | SPP_S_2_ERCOT | SPP_S | ERCOT | External | Summer | B5 | 200 | 800 | 0 | 52.64 | 53.11 | 5 | 0
2015 | SPP_S_2_ERCOT | SPP_S | ERCOT | External | Summer | B6 | 300 | 800 | 0 | 49.59 | 53.11 | 5 | 0
2015 | SPP_S_2_ERCOT | SPP_S | ERCOT | External | Summer | B7 | 400 | 800 | 731.22 | 43.74 | 48.74 | 5 | 0
2015 | SPP_S_2_ERCOT | SPP_S | ERCOT | External | Summer | B8 | 500 | 800 | 0 | 38 | 39.73 | 5 | 0
2015 | SPP_S_2_ERCOT | SPP_S | ERCOT | External | Summer | B9 | 800 | 800 | 0 | 36.7 | 36.87 | 5 | 0
2015 | SPP_S_2_ERCOT | SPP_S | ERCOT | External | Summer | B10 | 1262 | 800 | 0 | 36.28 | 36.48 | 5 | 0
2015 | SPP_S_2_ERCOT | SPP_S | ERCOT | External | Winter | B16 | 25 | 800 | 119.69 | 52.94 | 57.94 | 5 | 0
2015 | SPP_S_2_ERCOT | SPP_S | ERCOT | External | Winter | B17 | 100 | 800 | 0 | 41.92 | 43.29 | 5 | 0
2015 | SPP_S_2_ERCOT | SPP_S | ERCOT | External | Winter | B18 | 400 | 800 | 0 | 40.11 | 39.73 | 5 | 0
2015 | SPP_S_2_ERCOT | SPP_S | ERCOT | External | Winter | B19 | 700 | 800 | 0 | 40.11 | 39.73 | 5 | 0
2015 | SPP_S_2_ERCOT | SPP_S | ERCOT | External | Winter | B20 | 935 | 800 | 0 | 40.02 | 39.73 | 5 | 0
2020 | AZ_NM_SNV_Coal_2_SPP_S | AZ_NM_SNV_Coal | SPP_S | External | Shoulder | B11 | 25 | 400 | 0 | 51.8 | 58.47 | 8.17 | 0
2020 | AZ_NM_SNV_Coal_2_SPP_S | AZ_NM_SNV_Coal | SPP_S | External | Shoulder | B12 | 200 | 400 | 0 | 49.43 | 41.76 | 8.17 | 0
2020 | AZ_NM_SNV_Coal_2_SPP_S | AZ_NM_SNV_Coal | SPP_S | External | Shoulder | B13 | 600 | 400 | 0 | 46.69 | 40.54 | 8.17 | 0
2020 | AZ_NM_SNV_Coal_2_SPP_S | AZ_NM_SNV_Coal | SPP_S | External | Shoulder | B14 | 900 | 400 | 0 | 46.69 | 39.24 | 8.17 | 0
2020 | AZ_NM_SNV_Coal_2_SPP_S | AZ_NM_SNV_Coal | SPP_S | External | Shoulder | B15 | 1203 | 400 | 0 | 45.43 | 37.9 | 8.17 | 0
2020 | AZ_NM_SNV_Coal_2_SPP_S | AZ_NM_SNV_Coal | SPP_S | External | Summer | B1 | 10 | 400 | 0 | 67.5 | 58.71 | 8.17 | 0
2020 | AZ_NM_SNV_Coal_2_SPP_S | AZ_NM_SNV_Coal | SPP_S | External | Summer | B2 | 25 | 400 | 0 | 66.64 | 58.88 | 8.17 | 0
2020 | AZ_NM_SNV_Coal_2_SPP_S | AZ_NM_SNV_Coal | SPP_S | External | Summer | B3 | 75 | 400 | 0 | 66.64 | 58.88 | 8.17 | 0
2020 | AZ_NM_SNV_Coal_2_SPP_S | AZ_NM_SNV_Coal | SPP_S | External | Summer | B4 | 100 | 400 | 0 | 66.64 | 58.88 | 8.17 | 0
2020 | AZ_NM_SNV_Coal_2_SPP_S | AZ_NM_SNV_Coal | SPP_S | External | Summer | B5 | 200 | 400 | 0 | 64.41 | 56.88 | 8.17 | 0
2020 | AZ_NM_SNV_Coal_2_SPP_S | AZ_NM_SNV_Coal | SPP_S | External | Summer | B6 | 300 | 400 | 0 | 56.61 | 56.41 | 8.17 | 0
2020 | AZ_NM_SNV_Coal_2_SPP_S | AZ_NM_SNV_Coal | SPP_S | External | Summer | B7 | 400 | 400 | 0 | 51.75 | 44.48 | 8.17 | 0
2020 | AZ_NM_SNV_Coal_2_SPP_S | AZ_NM_SNV_Coal | SPP_S | External | Summer | B8 | 500 | 400 | 0 | 51.74 | 39.6 | 8.17 | 0
2020 | AZ_NM_SNV_Coal_2_SPP_S | AZ_NM_SNV_Coal | SPP_S | External | Summer | B9 | 800 | 400 | 0 | 51.73 | 39.22 | 8.17 | 0
2020 | AZ_NM_SNV_Coal_2_SPP_S | AZ_NM_SNV_Coal | SPP_S | External | Summer | B10 | 1262 | 400 | 0 | 44.09 | 39.14 | 8.17 | 0
2020 | AZ_NM_SNV_Coal_2_SPP_S | AZ_NM_SNV_Coal | SPP_S | External | Winter | B16 | 25 | 400 | 0 | 55.08 | 50.44 | 8.17 | 0
2020 | AZ_NM_SNV_Coal_2_SPP_S | AZ_NM_SNV_Coal | SPP_S | External | Winter | B17 | 100 | 400 | 0 | 52.32 | 43.29 | 8.17 | 0
2020 | AZ_NM_SNV_Coal_2_SPP_S | AZ_NM_SNV_Coal | SPP_S | External | Winter | B18 | 400 | 400 | 0 | 49.67 | 40.6 | 8.17 | 0
2020 | AZ_NM_SNV_Coal_2_SPP_S | AZ_NM_SNV_Coal | SPP_S | External | Winter | B19 | 700 | 400 | 0 | 49.67 | 39.36 | 8.17 | 0
2020 | AZ_NM_SNV_Coal_2_SPP_S | AZ_NM_SNV_Coal | SPP_S | External | Winter | B20 | 935 | 400 | 0 | 47.95 | 38.32 | 8.17 | 0
2020 | ERCOT_2_SPP_S | ERCOT | SPP_S | External | Shoulder | B11 | 25 | 800 | 0 | 59.04 | 58.47 | 8 | 0
2020 | ERCOT_2_SPP_S | ERCOT | SPP_S | External | Shoulder | B12 | 200 | 800 | 0 | 44.1 | 41.76 | 8 | 0
2020 | ERCOT_2_SPP_S | ERCOT | SPP_S | External | Shoulder | B13 | 600 | 800 | 0 | 40.47 | 40.54 | 8 | 0
2020 | ERCOT_2_SPP_S | ERCOT | SPP_S | External | Shoulder | B14 | 900 | 800 | 0 | 40.47 | 39.24 | 8 | 0
2020 | ERCOT_2_SPP_S | ERCOT | SPP_S | External | Shoulder | B15 | 1203 | 800 | 0 | 40.47 | 37.9 | 8 | 0
2020 | ERCOT_2_SPP_S | ERCOT | SPP_S | External | Summer | B1 | 10 | 800 | 0 | 57.34 | 58.71 | 8 | 0
2020 | ERCOT_2_SPP_S | ERCOT | SPP_S | External | Summer | B2 | 25 | 800 | 0 | 57.34 | 58.88 | 8 | 0
2020 | ERCOT_2_SPP_S | ERCOT | SPP_S | External | Summer | B3 | 75 | 800 | 0 | 57.34 | 58.88 | 8 | 0
2020 | ERCOT_2_SPP_S | ERCOT | SPP_S | External | Summer | B4 | 100 | 800 | 0 | 57.34 | 58.88 | 8 | 0
2020 | ERCOT_2_SPP_S | ERCOT | SPP_S | External | Summer | B5 | 200 | 800 | 0 | 57.34 | 56.88 | 8 | 0
2020 | ERCOT_2_SPP_S | ERCOT | SPP_S | External | Summer | B6 | 300 | 800 | 0 | 57.34 | 56.41 | 8 | 0
2020 | ERCOT_2_SPP_S | ERCOT | SPP_S | External | Summer | B7 | 400 | 800 | 0 | 48.46 | 44.48 | 8 | 0
2020 | ERCOT_2_SPP_S | ERCOT | SPP_S | External | Summer | B8 | 500 | 800 | 0 | 42.85 | 39.6 | 8 | 0
2020 | ERCOT_2_SPP_S | ERCOT | SPP_S | External | Summer | B9 | 800 | 800 | 0 | 39.32 | 39.22 | 8 | 0
2020 | ERCOT_2_SPP_S | ERCOT | SPP_S | External | Summer | B10 | 1262 | 800 | 0 | 39.32 | 39.14 | 8 | 0
2020 | ERCOT_2_SPP_S | ERCOT | SPP_S | External | Winter | B16 | 25 | 800 | 0 | 54.32 | 50.44 | 8 | 0
2020 | ERCOT_2_SPP_S | ERCOT | SPP_S | External | Winter | B17 | 100 | 800 | 0 | 43.2 | 43.29 | 8 | 0
2020 | ERCOT_2_SPP_S | ERCOT | SPP_S | External | Winter | B18 | 400 | 800 | 0 | 42.93 | 40.6 | 8 | 0
2020 | ERCOT_2_SPP_S | ERCOT | SPP_S | External | Winter | B19 | 700 | 800 | 0 | 42.93 | 39.36 | 8 | 0
2020 | ERCOT_2_SPP_S | ERCOT | SPP_S | External | Winter | B20 | 935 | 800 | 0 | 42.93 | 38.32 | 8 | 0
2020 | MAPP_US_2_RMPA | MAPP_US | RMPA | External | Shoulder | B11 | 25 | 200 | 0 | 51.44 | 50.46 | 8 | 0
2020 | MAPP_US_2_RMPA | MAPP_US | RMPA | External | Shoulder | B12 | 200 | 200 | 0 | 39.73 | 44.41 | 8 | 0
2020 | MAPP_US_2_RMPA | MAPP_US | RMPA | External | Shoulder | B13 | 600 | 200 | 0 | 37.32 | 44.22 | 8 | 0
2020 | MAPP_US_2_RMPA | MAPP_US | RMPA | External | Shoulder | B14 | 900 | 200 | 200 | 34.2 | 44.22 | 8 | 2.03
2020 | MAPP_US_2_RMPA | MAPP_US | RMPA | External | Shoulder | B15 | 1203 | 200 | 200 | 31.23 | 44.22 | 8 | 4.99
2020 | MAPP_US_2_RMPA | MAPP_US | RMPA | External | Summer | B1 | 10 | 200 | 0 | 58.8 | 65.97 | 8 | 0
2020 | MAPP_US_2_RMPA | MAPP_US | RMPA | External | Summer | B2 | 25 | 200 | 200 | 57.11 | 65.97 | 8 | 0.87
2020 | MAPP_US_2_RMPA | MAPP_US | RMPA | External | Summer | B3 | 75 | 200 | 200 | 56.38 | 65.97 | 8 | 1.59
2020 | MAPP_US_2_RMPA | MAPP_US | RMPA | External | Summer | B4 | 100 | 200 | 0 | 54.18 | 59.89 | 8 | 0
2020 | MAPP_US_2_RMPA | MAPP_US | RMPA | External | Summer | B5 | 200 | 200 | 0 | 51.95 | 56.24 | 8 | 0
2020 | MAPP_US_2_RMPA | MAPP_US | RMPA | External | Summer | B6 | 300 | 200 | 0 | 49.38 | 48.45 | 8 | 0
2020 | MAPP_US_2_RMPA | MAPP_US | RMPA | External | Summer | B7 | 400 | 200 | 0 | 37.45 | 43.56 | 8 | 0
2020 | MAPP_US_2_RMPA | MAPP_US | RMPA | External | Summer | B8 | 500 | 200 | 200 | 32.58 | 42.46 | 8 | 1.87
2020 | MAPP_US_2_RMPA | MAPP_US | RMPA | External | Summer | B9 | 800 | 200 | 200 | 32.11 | 42.46 | 8 | 2.34
2020 | MAPP_US_2_RMPA | MAPP_US | RMPA | External | Summer | B10 | 1262 | 200 | 200 | 28.63 | 40.4 | 8 | 3.77
2020 | MAPP_US_2_RMPA | MAPP_US | RMPA | External | Winter | B16 | 25 | 200 | 0 | 48.42 | 55.42 | 8 | 0
2020 | MAPP_US_2_RMPA | MAPP_US | RMPA | External | Winter | B17 | 100 | 200 | 0 | 41.25 | 47.57 | 8 | 0
2020 | MAPP_US_2_RMPA | MAPP_US | RMPA | External | Winter | B18 | 400 | 200 | 200 | 37.43 | 47.57 | 8 | 2.14
2020 | MAPP_US_2_RMPA | MAPP_US | RMPA | External | Winter | B19 | 700 | 200 | 200 | 35.34 | 47.57 | 8 | 4.23
2020 | MAPP_US_2_RMPA | MAPP_US | RMPA | External | Winter | B20 | 935 | 200 | 200 | 31.29 | 39.79 | 8 | 0.49
2020 | NE_2_RMPA | NE | RMPA | External | Shoulder | B11 | 25 | 310 | 0 | 58.44 | 50.46 | 5 | 0
2020 | NE_2_RMPA | NE | RMPA | External | Shoulder | B12 | 200 | 310 | 0 | 41.73 | 44.41 | 5 | 0
2020 | NE_2_RMPA | NE | RMPA | External | Shoulder | B13 | 600 | 310 | 0 | 40.51 | 44.22 | 5 | 0
2020 | NE_2_RMPA | NE | RMPA | External | Shoulder | B14 | 900 | 310 | 310 | 39.21 | 44.22 | 5 | 0.01
2020 | NE_2_RMPA | NE | RMPA | External | Shoulder | B15 | 1203 | 310 | 310 | 35.75 | 44.22 | 5 | 3.47
2020 | NE_2_RMPA | NE | RMPA | External | Summer | B1 | 10 | 310 | 0 | 65.07 | 65.97 | 5 | 0
2020 | NE_2_RMPA | NE | RMPA | External | Summer | B2 | 25 | 310 | 309.99 | 60.96 | 65.97 | 5 | 0.01
2020 | NE_2_RMPA | NE | RMPA | External | Summer | B3 | 75 | 310 | 0 | 62.3 | 65.97 | 5 | 0
2020 | NE_2_RMPA | NE | RMPA | External | Summer | B4 | 100 | 310 | 0 | 61.18 | 59.89 | 5 | 0
2020 | NE_2_RMPA | NE | RMPA | External | Summer | B5 | 200 | 310 | 0 | 58.95 | 56.24 | 5 | 0
2020 | NE_2_RMPA | NE | RMPA | External | Summer | B6 | 300 | 310 | 0 | 56.38 | 48.45 | 5 | 0
2020 | NE_2_RMPA | NE | RMPA | External | Summer | B7 | 400 | 310 | 0 | 44.45 | 43.56 | 5 | 0
2020 | NE_2_RMPA | NE | RMPA | External | Summer | B8 | 500 | 310 | 0 | 39.58 | 42.46 | 5 | 0
2020 | NE_2_RMPA | NE | RMPA | External | Summer | B9 | 800 | 310 | 0 | 39.11 | 42.46 | 5 | 0
2020 | NE_2_RMPA | NE | RMPA | External | Summer | B10 | 1262 | 310 | 310 | 35.39 | 40.4 | 5 | 0.01
2020 | NE_2_RMPA | NE | RMPA | External | Winter | B16 | 25 | 310 | 210.37 | 50.42 | 55.42 | 5 | 0
2020 | NE_2_RMPA | NE | RMPA | External | Winter | B17 | 100 | 310 | 0 | 43.25 | 47.57 | 5 | 0
2020 | NE_2_RMPA | NE | RMPA | External | Winter | B18 | 400 | 310 | 310 | 40.04 | 47.57 | 5 | 2.52
2020 | NE_2_RMPA | NE | RMPA | External | Winter | B19 | 700 | 310 | 310 | 39.34 | 47.57 | 5 | 3.23
2020 | NE_2_RMPA | NE | RMPA | External | Winter | B20 | 935 | 310 | 0 | 38.29 | 39.79 | 5 | 0
2020 | NWPP_Coal_2_MAPP_US | NWPP_Coal | MAPP_US | External | Shoulder | B11 | 25 | 150 | 0 | 51.79 | 51.44 | 8 | 0
2020 | NWPP_Coal_2_MAPP_US | NWPP_Coal | MAPP_US | External | Shoulder | B12 | 200 | 150 | 0 | 51.79 | 39.73 | 8 | 0
2020 | NWPP_Coal_2_MAPP_US | NWPP_Coal | MAPP_US | External | Shoulder | B13 | 600 | 150 | 0 | 51.79 | 37.32 | 8 | 0
2020 | NWPP_Coal_2_MAPP_US | NWPP_Coal | MAPP_US | External | Shoulder | B14 | 900 | 150 | 0 | 51.79 | 34.2 | 8 | 0
2020 | NWPP_Coal_2_MAPP_US | NWPP_Coal | MAPP_US | External | Shoulder | B15 | 1203 | 150 | 0 | 51.79 | 31.23 | 8 | 0
2020 | NWPP_Coal_2_MAPP_US | NWPP_Coal | MAPP_US | External | Summer | B1 | 10 | 150 | 0 | 58.49 | 58.8 | 8 | 0
2020 | NWPP_Coal_2_MAPP_US | NWPP_Coal | MAPP_US | External | Summer | B2 | 25 | 150 | 0 | 57.81 | 57.11 | 8 | 0
2020 | NWPP_Coal_2_MAPP_US | NWPP_Coal | MAPP_US | External | Summer | B3 | 75 | 150 | 0 | 51.73 | 56.38 | 8 | 0
2020 | NWPP_Coal_2_MAPP_US | NWPP_Coal | MAPP_US | External | Summer | B4 | 100 | 150 | 0 | 51.73 | 54.18 | 8 | 0
2020 | NWPP_Coal_2_MAPP_US | NWPP_Coal | MAPP_US | External | Summer | B5 | 200 | 150 | 0 | 51.73 | 51.95 | 8 | 0
2020 | NWPP_Coal_2_MAPP_US | NWPP_Coal | MAPP_US | External | Summer | B6 | 300 | 150 | 0 | 51.73 | 49.38 | 8 | 0
2020 | NWPP_Coal_2_MAPP_US | NWPP_Coal | MAPP_US | External | Summer | B7 | 400 | 150 | 0 | 51.73 | 37.45 | 8 | 0
2020 | NWPP_Coal_2_MAPP_US | NWPP_Coal | MAPP_US | External | Summer | B8 | 500 | 150 | 0 | 51.73 | 32.58 | 8 | 0
2020 | NWPP_Coal_2_MAPP_US | NWPP_Coal | MAPP_US | External | Summer | B9 | 800 | 150 | 0 | 51.73 | 32.11 | 8 | 0
2020 | NWPP_Coal_2_MAPP_US | NWPP_Coal | MAPP_US | External | Summer | B10 | 1262 | 150 | 0 | 51.73 | 28.63 | 8 | 0
2020 | NWPP_Coal_2_MAPP_US | NWPP_Coal | MAPP_US | External | Winter | B16 | 25 | 150 | 0 | 55.07 | 48.42 | 8 | 0
2020 | NWPP_Coal_2_MAPP_US | NWPP_Coal | MAPP_US | External | Winter | B17 | 100 | 150 | 0 | 55.07 | 41.25 | 8 | 0
2020 | NWPP_Coal_2_MAPP_US | NWPP_Coal | MAPP_US | External | Winter | B18 | 400 | 150 | 0 | 55.07 | 37.43 | 8 | 0
2020 | NWPP_Coal_2_MAPP_US | NWPP_Coal | MAPP_US | External | Winter | B19 | 700 | 150 | 0 | 55.07 | 35.34 | 8 | 0
2020 | NWPP_Coal_2_MAPP_US | NWPP_Coal | MAPP_US | External | Winter | B20 | 935 | 150 | 0 | 55.07 | 31.29 | 8 | 0
2020 | RMPA_2_MAPP_US | RMPA | MAPP_US | External | Shoulder | B11 | 25 | 200 | 0 | 50.46 | 51.44 | 8 | 0
2020 | RMPA_2_MAPP_US | RMPA | MAPP_US | External | Shoulder | B12 | 200 | 200 | 0 | 44.41 | 39.73 | 8 | 0
2020 | RMPA_2_MAPP_US | RMPA | MAPP_US | External | Shoulder | B13 | 600 | 200 | 0 | 44.22 | 37.32 | 8 | 0
2020 | RMPA_2_MAPP_US | RMPA | MAPP_US | External | Shoulder | B14 | 900 | 200 | 0 | 44.22 | 34.2 | 8 | 0
2020 | RMPA_2_MAPP_US | RMPA | MAPP_US | External | Shoulder | B15 | 1203 | 200 | 0 | 44.22 | 31.23 | 8 | 0
2020 | RMPA_2_MAPP_US | RMPA | MAPP_US | External | Summer | B1 | 10 | 200 | 0 | 65.97 | 58.8 | 8 | 0
2020 | RMPA_2_MAPP_US | RMPA | MAPP_US | External | Summer | B2 | 25 | 200 | 0 | 65.97 | 57.11 | 8 | 0
2020 | RMPA_2_MAPP_US | RMPA | MAPP_US | External | Summer | B3 | 75 | 200 | 0 | 65.97 | 56.38 | 8 | 0
2020 | RMPA_2_MAPP_US | RMPA | MAPP_US | External | Summer | B4 | 100 | 200 | 0 | 59.89 | 54.18 | 8 | 0
2020 | RMPA_2_MAPP_US | RMPA | MAPP_US | External | Summer | B5 | 200 | 200 | 0 | 56.24 | 51.95 | 8 | 0
2020 | RMPA_2_MAPP_US | RMPA | MAPP_US | External | Summer | B6 | 300 | 200 | 0 | 48.45 | 49.38 | 8 | 0
2020 | RMPA_2_MAPP_US | RMPA | MAPP_US | External | Summer | B7 | 400 | 200 | 0 | 43.56 | 37.45 | 8 | 0
2020 | RMPA_2_MAPP_US | RMPA | MAPP_US | External | Summer | B8 | 500 | 200 | 0 | 42.46 | 32.58 | 8 | 0
2020 | RMPA_2_MAPP_US | RMPA | MAPP_US | External | Summer | B9 | 800 | 200 | 0 | 42.46 | 32.11 | 8 | 0
2020 | RMPA_2_MAPP_US | RMPA | MAPP_US | External | Summer | B10 | 1262 | 200 | 0 | 40.4 | 28.63 | 8 | 0
2020 | RMPA_2_MAPP_US | RMPA | MAPP_US | External | Winter | B16 | 25 | 200 | 0 | 55.42 | 48.42 | 8 | 0
2020 | RMPA_2_MAPP_US | RMPA | MAPP_US | External | Winter | B17 | 100 | 200 | 0 | 47.57 | 41.25 | 8 | 0
2020 | RMPA_2_MAPP_US | RMPA | MAPP_US | External | Winter | B18 | 400 | 200 | 0 | 47.57 | 37.43 | 8 | 0
2020 | RMPA_2_MAPP_US | RMPA | MAPP_US | External | Winter | B19 | 700 | 200 | 0 | 47.57 | 35.34 | 8 | 0
2020 | RMPA_2_MAPP_US | RMPA | MAPP_US | External | Winter | B20 | 935 | 200 | 0 | 39.79 | 31.29 | 8 | 0
2020 | RMPA_2_NE | RMPA | NE | External | Shoulder | B11 | 25 | 310 | 0.02 | 50.46 | 58.44 | 8 | 0
2020 | RMPA_2_NE | RMPA | NE | External | Shoulder | B12 | 200 | 310 | 0 | 44.41 | 41.73 | 8 | 0
2020 | RMPA_2_NE | RMPA | NE | External | Shoulder | B13 | 600 | 310 | 0 | 44.22 | 40.51 | 8 | 0
2020 | RMPA_2_NE | RMPA | NE | External | Shoulder | B14 | 900 | 310 | 0 | 44.22 | 39.21 | 8 | 0
2020 | RMPA_2_NE | RMPA | NE | External | Shoulder | B15 | 1203 | 310 | 0 | 44.22 | 35.75 | 8 | 0
2020 | RMPA_2_NE | RMPA | NE | External | Summer | B1 | 10 | 310 | 0 | 65.97 | 65.07 | 8 | 0
2020 | RMPA_2_NE | RMPA | NE | External | Summer | B2 | 25 | 310 | 0 | 65.97 | 60.96 | 8 | 0
2020 | RMPA_2_NE | RMPA | NE | External | Summer | B3 | 75 | 310 | 0 | 65.97 | 62.3 | 8 | 0
2020 | RMPA_2_NE | RMPA | NE | External | Summer | B4 | 100 | 310 | 0 | 59.89 | 61.18 | 8 | 0
2020 | RMPA_2_NE | RMPA | NE | External | Summer | B5 | 200 | 310 | 0 | 56.24 | 58.95 | 8 | 0
2020 | RMPA_2_NE | RMPA | NE | External | Summer | B6 | 300 | 310 | 0 | 48.45 | 56.38 | 8 | 0
2020 | RMPA_2_NE | RMPA | NE | External | Summer | B7 | 400 | 310 | 0 | 43.56 | 44.45 | 8 | 0
2020 | RMPA_2_NE | RMPA | NE | External | Summer | B8 | 500 | 310 | 0 | 42.46 | 39.58 | 8 | 0
2020 | RMPA_2_NE | RMPA | NE | External | Summer | B9 | 800 | 310 | 0 | 42.46 | 39.11 | 8 | 0
2020 | RMPA_2_NE | RMPA | NE | External | Summer | B10 | 1262 | 310 | 0 | 40.4 | 35.39 | 8 | 0
2020 | RMPA_2_NE | RMPA | NE | External | Winter | B16 | 25 | 310 | 0 | 55.42 | 50.42 | 8 | 0
2020 | RMPA_2_NE | RMPA | NE | External | Winter | B17 | 100 | 310 | 0 | 47.57 | 43.25 | 8 | 0
2020 | RMPA_2_NE | RMPA | NE | External | Winter | B18 | 400 | 310 | 0 | 47.57 | 40.04 | 8 | 0
2020 | RMPA_2_NE | RMPA | NE | External | Winter | B19 | 700 | 310 | 0 | 47.57 | 39.34 | 8 | 0
2020 | RMPA_2_NE | RMPA | NE | External | Winter | B20 | 935 | 310 | 0 | 39.79 | 38.29 | 8 | 0
2020 | RMPA_2_SPP_N | RMPA | SPP_N | External | Shoulder | B11 | 25 | 210 | 163.59 | 50.46 | 58.46 | 8 | 0
2020 | RMPA_2_SPP_N | RMPA | SPP_N | External | Shoulder | B12 | 200 | 210 | 0 | 44.41 | 41.75 | 8 | 0
2020 | RMPA_2_SPP_N | RMPA | SPP_N | External | Shoulder | B13 | 600 | 210 | 0 | 44.22 | 40.53 | 8 | 0
2020 | RMPA_2_SPP_N | RMPA | SPP_N | External | Shoulder | B14 | 900 | 210 | 0 | 44.22 | 39.22 | 8 | 0
2020 | RMPA_2_SPP_N | RMPA | SPP_N | External | Shoulder | B15 | 1203 | 210 | 0 | 44.22 | 35.77 | 8 | 0
2020 | RMPA_2_SPP_N | RMPA | SPP_N | External | Summer | B1 | 10 | 210 | 0 | 65.97 | 65.08 | 8 | 0
2020 | RMPA_2_SPP_N | RMPA | SPP_N | External | Summer | B2 | 25 | 210 | 0 | 65.97 | 60.97 | 8 | 0
2020 | RMPA_2_SPP_N | RMPA | SPP_N | External | Summer | B3 | 75 | 210 | 0 | 65.97 | 62.32 | 8 | 0
2020 | RMPA_2_SPP_N | RMPA | SPP_N | External | Summer | B4 | 100 | 210 | 0 | 59.89 | 61.19 | 8 | 0
2020 | RMPA_2_SPP_N | RMPA | SPP_N | External | Summer | B5 | 200 | 210 | 0 | 56.24 | 58.96 | 8 | 0
2020 | RMPA_2_SPP_N | RMPA | SPP_N | External | Summer | B6 | 300 | 210 | 0 | 48.45 | 56.4 | 8 | 0
2020 | RMPA_2_SPP_N | RMPA | SPP_N | External | Summer | B7 | 400 | 210 | 0 | 43.56 | 44.47 | 8 | 0
2020 | RMPA_2_SPP_N | RMPA | SPP_N | External | Summer | B8 | 500 | 210 | 0 | 42.46 | 39.59 | 8 | 0
2020 | RMPA_2_SPP_N | RMPA | SPP_N | External | Summer | B9 | 800 | 210 | 0 | 42.46 | 39.12 | 8 | 0
2020 | RMPA_2_SPP_N | RMPA | SPP_N | External | Summer | B10 | 1262 | 210 | 0 | 40.4 | 35.4 | 8 | 0
2020 | RMPA_2_SPP_N | RMPA | SPP_N | External | Winter | B16 | 25 | 210 | 0 | 55.42 | 50.44 | 8 | 0
2020 | RMPA_2_SPP_N | RMPA | SPP_N | External | Winter | B17 | 100 | 210 | 0 | 47.57 | 43.27 | 8 | 0
2020 | RMPA_2_SPP_N | RMPA | SPP_N | External | Winter | B18 | 400 | 210 | 0 | 47.57 | 40.06 | 8 | 0
2020 | RMPA_2_SPP_N | RMPA | SPP_N | External | Winter | B19 | 700 | 210 | 0 | 47.57 | 39.35 | 8 | 0
2020 | RMPA_2_SPP_N | RMPA | SPP_N | External | Winter | B20 | 935 | 210 | 0 | 39.79 | 38.31 | 8 | 0
2020 | SPP_N_2_RMPA | SPP_N | RMPA | External | Shoulder | B11 | 25 | 210 | 0 | 58.46 | 50.46 | 5 | 0
2020 | SPP_N_2_RMPA | SPP_N | RMPA | External | Shoulder | B12 | 200 | 210 | 0 | 41.75 | 44.41 | 5 | 0
2020 | SPP_N_2_RMPA | SPP_N | RMPA | External | Shoulder | B13 | 600 | 210 | 0 | 40.53 | 44.22 | 5 | 0
2020 | SPP_N_2_RMPA | SPP_N | RMPA | External | Shoulder | B14 | 900 | 210 | 65.49 | 39.22 | 44.22 | 5 | 0
2020 | SPP_N_2_RMPA | SPP_N | RMPA | External | Shoulder | B15 | 1203 | 210 | 210 | 35.77 | 44.22 | 5 | 3.46
2020 | SPP_N_2_RMPA | SPP_N | RMPA | External | Summer | B1 | 10 | 210 | 0 | 65.08 | 65.97 | 5 | 0
2020 | SPP_N_2_RMPA | SPP_N | RMPA | External | Summer | B2 | 25 | 210 | 201.8 | 60.97 | 65.97 | 5 | 0
2020 | SPP_N_2_RMPA | SPP_N | RMPA | External | Summer | B3 | 75 | 210 | 0 | 62.32 | 65.97 | 5 | 0
2020 | SPP_N_2_RMPA | SPP_N | RMPA | External | Summer | B4 | 100 | 210 | 0 | 61.19 | 59.89 | 5 | 0
2020 | SPP_N_2_RMPA | SPP_N | RMPA | External | Summer | B5 | 200 | 210 | 0 | 58.96 | 56.24 | 5 | 0
2020 | SPP_N_2_RMPA | SPP_N | RMPA | External | Summer | B6 | 300 | 210 | 0 | 56.4 | 48.45 | 5 | 0
2020 | SPP_N_2_RMPA | SPP_N | RMPA | External | Summer | B7 | 400 | 210 | 0 | 44.47 | 43.56 | 5 | 0
2020 | SPP_N_2_RMPA | SPP_N | RMPA | External | Summer | B8 | 500 | 210 | 0 | 39.59 | 42.46 | 5 | 0
2020 | SPP_N_2_RMPA | SPP_N | RMPA | External | Summer | B9 | 800 | 210 | 0 | 39.12 | 42.46 | 5 | 0
2020 | SPP_N_2_RMPA | SPP_N | RMPA | External | Summer | B10 | 1262 | 210 | 175.11 | 35.4 | 40.4 | 5 | 0
2020 | SPP_N_2_RMPA | SPP_N | RMPA | External | Winter | B16 | 25 | 210 | 0.02 | 50.44 | 55.42 | 5 | 0
2020 | SPP_N_2_RMPA | SPP_N | RMPA | External | Winter | B17 | 100 | 210 | 0 | 43.27 | 47.57 | 5 | 0
2020 | SPP_N_2_RMPA | SPP_N | RMPA | External | Winter | B18 | 400 | 210 | 210 | 40.06 | 47.57 | 5 | 2.51
2020 | SPP_N_2_RMPA | SPP_N | RMPA | External | Winter | B19 | 700 | 210 | 210 | 39.35 | 47.57 | 5 | 3.21
2020 | SPP_N_2_RMPA | SPP_N | RMPA | External | Winter | B20 | 935 | 210 | 0 | 38.31 | 39.79 | 5 | 0
2020 | SPP_S_2_ERCOT | SPP_S | ERCOT | External | Shoulder | B11 | 25 | 800 | 0 | 58.47 | 59.04 | 5 | 0
2020 | SPP_S_2_ERCOT | SPP_S | ERCOT | External | Shoulder | B12 | 200 | 800 | 0 | 41.76 | 44.1 | 5 | 0
2020 | SPP_S_2_ERCOT | SPP_S | ERCOT | External | Shoulder | B13 | 600 | 800 | 0 | 40.54 | 40.47 | 5 | 0
2020 | SPP_S_2_ERCOT | SPP_S | ERCOT | External | Shoulder | B14 | 900 | 800 | 0 | 39.24 | 40.47 | 5 | 0
2020 | SPP_S_2_ERCOT | SPP_S | ERCOT | External | Shoulder | B15 | 1203 | 800 | 0 | 37.9 | 40.47 | 5 | 0
2020 | SPP_S_2_ERCOT | SPP_S | ERCOT | External | Summer | B1 | 10 | 800 | 0 | 58.71 | 57.34 | 5 | 0
2020 | SPP_S_2_ERCOT | SPP_S | ERCOT | External | Summer | B2 | 25 | 800 | 0 | 58.88 | 57.34 | 5 | 0
2020 | SPP_S_2_ERCOT | SPP_S | ERCOT | External | Summer | B3 | 75 | 800 | 0 | 58.88 | 57.34 | 5 | 0
2020 | SPP_S_2_ERCOT | SPP_S | ERCOT | External | Summer | B4 | 100 | 800 | 0 | 58.88 | 57.34 | 5 | 0
2020 | SPP_S_2_ERCOT | SPP_S | ERCOT | External | Summer | B5 | 200 | 800 | 0 | 56.88 | 57.34 | 5 | 0
2020 | SPP_S_2_ERCOT | SPP_S | ERCOT | External | Summer | B6 | 300 | 800 | 0 | 56.41 | 57.34 | 5 | 0
2020 | SPP_S_2_ERCOT | SPP_S | ERCOT | External | Summer | B7 | 400 | 800 | 0 | 44.48 | 48.46 | 5 | 0
2020 | SPP_S_2_ERCOT | SPP_S | ERCOT | External | Summer | B8 | 500 | 800 | 0 | 39.6 | 42.85 | 5 | 0
2020 | SPP_S_2_ERCOT | SPP_S | ERCOT | External | Summer | B9 | 800 | 800 | 0 | 39.22 | 39.32 | 5 | 0
2020 | SPP_S_2_ERCOT | SPP_S | ERCOT | External | Summer | B10 | 1262 | 800 | 0 | 39.14 | 39.32 | 5 | 0
2020 | SPP_S_2_ERCOT | SPP_S | ERCOT | External | Winter | B16 | 25 | 800 | 0 | 50.44 | 54.32 | 5 | 0
2020 | SPP_S_2_ERCOT | SPP_S | ERCOT | External | Winter | B17 | 100 | 800 | 0 | 43.29 | 43.2 | 5 | 0
2020 | SPP_S_2_ERCOT | SPP_S | ERCOT | External | Winter | B18 | 400 | 800 | 0 | 40.6 | 42.93 | 5 | 0
2020 | SPP_S_2_ERCOT | SPP_S | ERCOT | External | Winter | B19 | 700 | 800 | 0 | 39.36 | 42.93 | 5 | 0
2020 | SPP_S_2_ERCOT | SPP_S | ERCOT | External | Winter | B20 | 935 | 800 | 0 | 38.32 | 42.93 | 5 | 0
2025 | AZ_NM_SNV_Coal_2_SPP_S | AZ_NM_SNV_Coal | SPP_S | External | Shoulder | B11 | 25 | 400 | 0 | 53.03 | 55.31 | 8.17 | 0
2025 | AZ_NM_SNV_Coal_2_SPP_S | AZ_NM_SNV_Coal | SPP_S | External | Shoulder | B12 | 200 | 400 | 0 | 51.16 | 40.5 | 8.17 | 0
2025 | AZ_NM_SNV_Coal_2_SPP_S | AZ_NM_SNV_Coal | SPP_S | External | Shoulder | B13 | 600 | 400 | 0 | 50.98 | 38.63 | 8.17 | 0
2025 | AZ_NM_SNV_Coal_2_SPP_S | AZ_NM_SNV_Coal | SPP_S | External | Shoulder | B14 | 900 | 400 | 0 | 50.98 | 36.99 | 8.17 | 0
2025 | AZ_NM_SNV_Coal_2_SPP_S | AZ_NM_SNV_Coal | SPP_S | External | Shoulder | B15 | 1203 | 400 | 0 | 47.69 | 31.93 | 8.17 | 0
2025 | AZ_NM_SNV_Coal_2_SPP_S | AZ_NM_SNV_Coal | SPP_S | External | Summer | B1 | 10 | 400 | 0 | 89.64 | 41.37 | 8.17 | 0
2025 | AZ_NM_SNV_Coal_2_SPP_S | AZ_NM_SNV_Coal | SPP_S | External | Summer | B2 | 25 | 400 | 0 | 74.43 | 60.05 | 8.17 | 0
2025 | AZ_NM_SNV_Coal_2_SPP_S | AZ_NM_SNV_Coal | SPP_S | External | Summer | B3 | 75 | 400 | 0 | 74.43 | 62.17 | 8.17 | 0
2025 | AZ_NM_SNV_Coal_2_SPP_S | AZ_NM_SNV_Coal | SPP_S | External | Summer | B4 | 100 | 400 | 0 | 74.43 | 60.05 | 8.17 | 0
2025 | AZ_NM_SNV_Coal_2_SPP_S | AZ_NM_SNV_Coal | SPP_S | External | Summer | B5 | 200 | 400 | 0 | 71.53 | 59.55 | 8.17 | 0
2025 | AZ_NM_SNV_Coal_2_SPP_S | AZ_NM_SNV_Coal | SPP_S | External | Summer | B6 | 300 | 400 | 0 | 71.04 | 53.46 | 8.17 | 0
2025 | AZ_NM_SNV_Coal_2_SPP_S | AZ_NM_SNV_Coal | SPP_S | External | Summer | B7 | 400 | 400 | 0 | 55.4 | 42.82 | 8.17 | 0
2025 | AZ_NM_SNV_Coal_2_SPP_S | AZ_NM_SNV_Coal | SPP_S | External | Summer | B8 | 500 | 400 | 0 | 54.06 | 39.3 | 8.17 | 0
2025 | AZ_NM_SNV_Coal_2_SPP_S | AZ_NM_SNV_Coal | SPP_S | External | Summer | B9 | 800 | 400 | 0 | 54.04 | 37.98 | 8.17 | 0
2025 | AZ_NM_SNV_Coal_2_SPP_S | AZ_NM_SNV_Coal | SPP_S | External | Summer | B10 | 1262 | 400 | 0 | 49.46 | 33.56 | 8.17 | 0
2025 | AZ_NM_SNV_Coal_2_SPP_S | AZ_NM_SNV_Coal | SPP_S | External | Winter | B16 | 25 | 400 | 0 | 56.7 | 45.98 | 8.17 | 0
2025 | AZ_NM_SNV_Coal_2_SPP_S | AZ_NM_SNV_Coal | SPP_S | External | Winter | B17 | 100 | 400 | 0 | 54.14 | 40.88 | 8.17 | 0
2025 | AZ_NM_SNV_Coal_2_SPP_S | AZ_NM_SNV_Coal | SPP_S | External | Winter | B18 | 400 | 400 | 0 | 54.14 | 39.29 | 8.17 | 0
2025 | AZ_NM_SNV_Coal_2_SPP_S | AZ_NM_SNV_Coal | SPP_S | External | Winter | B19 | 700 | 400 | 0 | 54.14 | 37.31 | 8.17 | 0
2025 | AZ_NM_SNV_Coal_2_SPP_S | AZ_NM_SNV_Coal | SPP_S | External | Winter | B20 | 935 | 400 | 0 | 50.65 | 32.34 | 8.17 | 0
2025 | ERCOT_2_SPP_S | ERCOT | SPP_S | External | Shoulder | B11 | 25 | 800 | 0 | 62.42 | 55.31 | 8 | 0
2025 | ERCOT_2_SPP_S | ERCOT | SPP_S | External | Shoulder | B12 | 200 | 800 | 0 | 43.2 | 40.5 | 8 | 0
2025 | ERCOT_2_SPP_S | ERCOT | SPP_S | External | Shoulder | B13 | 600 | 800 | 0 | 42.74 | 38.63 | 8 | 0
2025 | ERCOT_2_SPP_S | ERCOT | SPP_S | External | Shoulder | B14 | 900 | 800 | 0 | 42.74 | 36.99 | 8 | 0
2025 | ERCOT_2_SPP_S | ERCOT | SPP_S | External | Shoulder | B15 | 1203 | 800 | 0 | 39.5 | 31.93 | 8 | 0
2025 | ERCOT_2_SPP_S | ERCOT | SPP_S | External | Summer | B1 | 10 | 800 | 0 | 60.55 | 41.37 | 8 | 0
2025 | ERCOT_2_SPP_S | ERCOT | SPP_S | External | Summer | B2 | 25 | 800 | 0 | 60.55 | 60.05 | 8 | 0
2025 | ERCOT_2_SPP_S | ERCOT | SPP_S | External | Summer | B3 | 75 | 800 | 0 | 60.55 | 62.17 | 8 | 0
2025 | ERCOT_2_SPP_S | ERCOT | SPP_S | External | Summer | B4 | 100 | 800 | 0 | 60.55 | 60.05 | 8 | 0
2025 | ERCOT_2_SPP_S | ERCOT | SPP_S | External | Summer | B5 | 200 | 800 | 0 | 60.55 | 59.55 | 8 | 0
2025 | ERCOT_2_SPP_S | ERCOT | SPP_S | External | Summer | B6 | 300 | 800 | 0 | 60.55 | 53.46 | 8 | 0
2025 | ERCOT_2_SPP_S | ERCOT | SPP_S | External | Summer | B7 | 400 | 800 | 0 | 45.22 | 42.82 | 8 | 0
2025 | ERCOT_2_SPP_S | ERCOT | SPP_S | External | Summer | B8 | 500 | 800 | 0 | 41.49 | 39.3 | 8 | 0
2025 | ERCOT_2_SPP_S | ERCOT | SPP_S | External | Summer | B9 | 800 | 800 | 0 | 41.49 | 37.98 | 8 | 0
2025 | ERCOT_2_SPP_S | ERCOT | SPP_S | External | Summer | B10 | 1262 | 800 | 0 | 41.49 | 33.56 | 8 | 0
2025 | ERCOT_2_SPP_S | ERCOT | SPP_S | External | Winter | B16 | 25 | 800 | 0 | 49.57 | 45.98 | 8 | 0
2025 | ERCOT_2_SPP_S | ERCOT | SPP_S | External | Winter | B17 | 100 | 800 | 0 | 45.46 | 40.88 | 8 | 0
2025 | ERCOT_2_SPP_S | ERCOT | SPP_S | External | Winter | B18 | 400 | 800 | 0 | 45.46 | 39.29 | 8 | 0
2025 | ERCOT_2_SPP_S | ERCOT | SPP_S | External | Winter | B19 | 700 | 800 | 0 | 45.46 | 37.31 | 8 | 0
2025 | ERCOT_2_SPP_S | ERCOT | SPP_S | External | Winter | B20 | 935 | 800 | 0 | 41.93 | 32.34 | 8 | 0
2025 | MAPP_US_2_RMPA | MAPP_US | RMPA | External | Shoulder | B11 | 25 | 200 | 0 | 53.3 | 47.31 | 8 | 0
2025 | MAPP_US_2_RMPA | MAPP_US | RMPA | External | Shoulder | B12 | 200 | 200 | 200 | 39.1 | 47.31 | 8 | 0.21
2025 | MAPP_US_2_RMPA | MAPP_US | RMPA | External | Shoulder | B13 | 600 | 200 | 200 | 36.62 | 47.31 | 8 | 2.69
2025 | MAPP_US_2_RMPA | MAPP_US | RMPA | External | Shoulder | B14 | 900 | 200 | 200 | 34.99 | 47.31 | 8 | 4.32
2025 | MAPP_US_2_RMPA | MAPP_US | RMPA | External | Shoulder | B15 | 1203 | 200 | 200 | 29.93 | 40.79 | 8 | 2.86
2025 | MAPP_US_2_RMPA | MAPP_US | RMPA | External | Summer | B1 | 10 | 200 | 0 | 66.98 | 70.09 | 8 | 0
2025 | MAPP_US_2_RMPA | MAPP_US | RMPA | External | Summer | B2 | 25 | 200 | 0 | 61.31 | 68.31 | 8 | 0
2025 | MAPP_US_2_RMPA | MAPP_US | RMPA | External | Summer | B3 | 75 | 200 | 0 | 60.45 | 67.45 | 8 | 0
2025 | MAPP_US_2_RMPA | MAPP_US | RMPA | External | Summer | B4 | 100 | 200 | 0 | 60.07 | 62.2 | 8 | 0
2025 | MAPP_US_2_RMPA | MAPP_US | RMPA | External | Summer | B5 | 200 | 200 | 0 | 56.86 | 53.78 | 8 | 0
2025 | MAPP_US_2_RMPA | MAPP_US | RMPA | External | Summer | B6 | 300 | 200 | 0 | 48.46 | 45.87 | 8 | 0
2025 | MAPP_US_2_RMPA | MAPP_US | RMPA | External | Summer | B7 | 400 | 200 | 0 | 39.58 | 45.32 | 8 | 0
2025 | MAPP_US_2_RMPA | MAPP_US | RMPA | External | Summer | B8 | 500 | 200 | 200 | 33.91 | 45.32 | 8 | 3.41
2025 | MAPP_US_2_RMPA | MAPP_US | RMPA | External | Summer | B9 | 800 | 200 | 200 | 32.43 | 45.32 | 8 | 4.88
2025 | MAPP_US_2_RMPA | MAPP_US | RMPA | External | Summer | B10 | 1262 | 200 | 200 | 28.87 | 38.55 | 8 | 1.68
2025 | MAPP_US_2_RMPA | MAPP_US | RMPA | External | Winter | B16 | 25 | 200 | 200 | 38.98 | 52.17 | 8 | 5.19
2025 | MAPP_US_2_RMPA | MAPP_US | RMPA | External | Winter | B17 | 100 | 200 | 200 | 38.87 | 51.05 | 8 | 4.17
2025 | MAPP_US_2_RMPA | MAPP_US | RMPA | External | Winter | B18 | 400 | 200 | 200 | 37.07 | 50.07 | 8 | 5
2025 | MAPP_US_2_RMPA | MAPP_US | RMPA | External | Winter | B19 | 700 | 200 | 200 | 35.3 | 50.07 | 8 | 6.78
2025 | MAPP_US_2_RMPA | MAPP_US | RMPA | External | Winter | B20 | 935 | 200 | 0 | 30.33 | 37.34 | 8 | 0
2025 | NE_2_RMPA | NE | RMPA | External | Shoulder | B11 | 25 | 310 | 0 | 55.31 | 47.31 | 5 | 0
2025 | NE_2_RMPA | NE | RMPA | External | Shoulder | B12 | 200 | 310 | 310 | 41.1 | 47.31 | 5 | 1.21
2025 | NE_2_RMPA | NE | RMPA | External | Shoulder | B13 | 600 | 310 | 310 | 38.62 | 47.31 | 5 | 3.69
2025 | NE_2_RMPA | NE | RMPA | External | Shoulder | B14 | 900 | 310 | 310 | 36.99 | 47.31 | 5 | 5.32
2025 | NE_2_RMPA | NE | RMPA | External | Shoulder | B15 | 1203 | 310 | 310 | 31.93 | 40.79 | 5 | 3.86
2025 | NE_2_RMPA | NE | RMPA | External | Summer | B1 | 10 | 310 | 0 | 68.98 | 70.09 | 5 | 0
2025 | NE_2_RMPA | NE | RMPA | External | Summer | B2 | 25 | 310 | 164.37 | 63.31 | 68.31 | 5 | 0
2025 | NE_2_RMPA | NE | RMPA | External | Summer | B3 | 75 | 310 | 232.86 | 62.45 | 67.45 | 5 | 0
2025 | NE_2_RMPA | NE | RMPA | External | Summer | B4 | 100 | 310 | 0 | 62.07 | 62.2 | 5 | 0
2025 | NE_2_RMPA | NE | RMPA | External | Summer | B5 | 200 | 310 | 0 | 59.54 | 53.78 | 5 | 0
2025 | NE_2_RMPA | NE | RMPA | External | Summer | B6 | 300 | 310 | 0 | 53.45 | 45.87 | 5 | 0
2025 | NE_2_RMPA | NE | RMPA | External | Summer | B7 | 400 | 310 | 0 | 41.58 | 45.32 | 5 | 0
2025 | NE_2_RMPA | NE | RMPA | External | Summer | B8 | 500 | 310 | 310 | 35.91 | 45.32 | 5 | 4.41
2025 | NE_2_RMPA | NE | RMPA | External | Summer | B9 | 800 | 310 | 310 | 34.43 | 45.32 | 5 | 5.88
2025 | NE_2_RMPA | NE | RMPA | External | Summer | B10 | 1262 | 310 | 310 | 30.87 | 38.55 | 5 | 2.68
2025 | NE_2_RMPA | NE | RMPA | External | Winter | B16 | 25 | 310 | 310 | 45.98 | 52.17 | 5 | 1.19
2025 | NE_2_RMPA | NE | RMPA | External | Winter | B17 | 100 | 310 | 310 | 40.87 | 51.05 | 5 | 5.17
2025 | NE_2_RMPA | NE | RMPA | External | Winter | B18 | 400 | 310 | 310 | 39.07 | 50.07 | 5 | 6
2025 | NE_2_RMPA | NE | RMPA | External | Winter | B19 | 700 | 310 | 310 | 37.3 | 50.07 | 5 | 7.78
2025 | NE_2_RMPA | NE | RMPA | External | Winter | B20 | 935 | 310 | 310 | 32.33 | 37.34 | 5 | 0.01
2025 | NWPP_Coal_2_MAPP_US | NWPP_Coal | MAPP_US | External | Shoulder | B11 | 25 | 150 | 0 | 53 | 53.3 | 8 | 0
2025 | NWPP_Coal_2_MAPP_US | NWPP_Coal | MAPP_US | External | Shoulder | B12 | 200 | 150 | 0 | 53 | 39.1 | 8 | 0
2025 | NWPP_Coal_2_MAPP_US | NWPP_Coal | MAPP_US | External | Shoulder | B13 | 600 | 150 | 0 | 53 | 36.62 | 8 | 0
2025 | NWPP_Coal_2_MAPP_US | NWPP_Coal | MAPP_US | External | Shoulder | B14 | 900 | 150 | 0 | 53 | 34.99 | 8 | 0
2025 | NWPP_Coal_2_MAPP_US | NWPP_Coal | MAPP_US | External | Shoulder | B15 | 1203 | 150 | 0 | 53 | 29.93 | 8 | 0
2025 | NWPP_Coal_2_MAPP_US | NWPP_Coal | MAPP_US | External | Summer | B1 | 10 | 150 | 150 | 54.03 | 66.98 | 8 | 4.94
2025 | NWPP_Coal_2_MAPP_US | NWPP_Coal | MAPP_US | External | Summer | B2 | 25 | 150 | 0 | 54.03 | 61.31 | 8 | 0
2025 | NWPP_Coal_2_MAPP_US | NWPP_Coal | MAPP_US | External | Summer | B3 | 75 | 150 | 0 | 54.03 | 60.45 | 8 | 0
2025 | NWPP_Coal_2_MAPP_US | NWPP_Coal | MAPP_US | External | Summer | B4 | 100 | 150 | 0 | 54.03 | 60.07 | 8 | 0
2025 | NWPP_Coal_2_MAPP_US | NWPP_Coal | MAPP_US | External | Summer | B5 | 200 | 150 | 0 | 54.03 | 56.86 | 8 | 0
2025 | NWPP_Coal_2_MAPP_US | NWPP_Coal | MAPP_US | External | Summer | B6 | 300 | 150 | 0 | 54.03 | 48.46 | 8 | 0
2025 | NWPP_Coal_2_MAPP_US | NWPP_Coal | MAPP_US | External | Summer | B7 | 400 | 150 | 0 | 54.03 | 39.58 | 8 | 0
2025 | NWPP_Coal_2_MAPP_US | NWPP_Coal | MAPP_US | External | Summer | B8 | 500 | 150 | 0 | 54.03 | 33.91 | 8 | 0
2025 | NWPP_Coal_2_MAPP_US | NWPP_Coal | MAPP_US | External | Summer | B9 | 800 | 150 | 0 | 54.03 | 32.43 | 8 | 0
2025 | NWPP_Coal_2_MAPP_US | NWPP_Coal | MAPP_US | External | Summer | B10 | 1262 | 150 | 0 | 54.03 | 28.87 | 8 | 0
2025 | NWPP_Coal_2_MAPP_US | NWPP_Coal | MAPP_US | External | Winter | B16 | 25 | 150 | 0 | 56.68 | 38.98 | 8 | 0
2025 | NWPP_Coal_2_MAPP_US | NWPP_Coal | MAPP_US | External | Winter | B17 | 100 | 150 | 0 | 56.68 | 38.87 | 8 | 0
2025 | NWPP_Coal_2_MAPP_US | NWPP_Coal | MAPP_US | External | Winter | B18 | 400 | 150 | 0 | 56.68 | 37.07 | 8 | 0
2025 | NWPP_Coal_2_MAPP_US | NWPP_Coal | MAPP_US | External | Winter | B19 | 700 | 150 | 0 | 56.68 | 35.3 | 8 | 0
2025 | NWPP_Coal_2_MAPP_US | NWPP_Coal | MAPP_US | External | Winter | B20 | 935 | 150 | 0 | 56.68 | 30.33 | 8 | 0
2025 | RMPA_2_MAPP_US | RMPA | MAPP_US | External | Shoulder | B11 | 25 | 200 | 0 | 47.31 | 53.3 | 8 | 0
2025 | RMPA_2_MAPP_US | RMPA | MAPP_US | External | Shoulder | B12 | 200 | 200 | 0 | 47.31 | 39.1 | 8 | 0
2025 | RMPA_2_MAPP_US | RMPA | MAPP_US | External | Shoulder | B13 | 600 | 200 | 0 | 47.31 | 36.62 | 8 | 0
2025 | RMPA_2_MAPP_US | RMPA | MAPP_US | External | Shoulder | B14 | 900 | 200 | 0 | 47.31 | 34.99 | 8 | 0
2025 | RMPA_2_MAPP_US | RMPA | MAPP_US | External | Shoulder | B15 | 1203 | 200 | 0 | 40.79 | 29.93 | 8 | 0
2025 | RMPA_2_MAPP_US | RMPA | MAPP_US | External | Summer | B1 | 10 | 200 | 0 | 70.09 | 66.98 | 8 | 0
2025 | RMPA_2_MAPP_US | RMPA | MAPP_US | External | Summer | B2 | 25 | 200 | 0 | 68.31 | 61.31 | 8 | 0
2025 | RMPA_2_MAPP_US | RMPA | MAPP_US | External | Summer | B3 | 75 | 200 | 0 | 67.45 | 60.45 | 8 | 0
2025 | RMPA_2_MAPP_US | RMPA | MAPP_US | External | Summer | B4 | 100 | 200 | 0 | 62.2 | 60.07 | 8 | 0
2025 | RMPA_2_MAPP_US | RMPA | MAPP_US | External | Summer | B5 | 200 | 200 | 0 | 53.78 | 56.86 | 8 | 0
2025 | RMPA_2_MAPP_US | RMPA | MAPP_US | External | Summer | B6 | 300 | 200 | 0 | 45.87 | 48.46 | 8 | 0
2025 | RMPA_2_MAPP_US | RMPA | MAPP_US | External | Summer | B7 | 400 | 200 | 0 | 45.32 | 39.58 | 8 | 0
2025 | RMPA_2_MAPP_US | RMPA | MAPP_US | External | Summer | B8 | 500 | 200 | 0 | 45.32 | 33.91 | 8 | 0
2025 | RMPA_2_MAPP_US | RMPA | MAPP_US | External | Summer | B9 | 800 | 200 | 0 | 45.32 | 32.43 | 8 | 0
2025 | RMPA_2_MAPP_US | RMPA | MAPP_US | External | Summer | B10 | 1262 | 200 | 0 | 38.55 | 28.87 | 8 | 0
2025 | RMPA_2_MAPP_US | RMPA | MAPP_US | External | Winter | B16 | 25 | 200 | 0 | 52.17 | 38.98 | 8 | 0
2025 | RMPA_2_MAPP_US | RMPA | MAPP_US | External | Winter | B17 | 100 | 200 | 0 | 51.05 | 38.87 | 8 | 0
2025 | RMPA_2_MAPP_US | RMPA | MAPP_US | External | Winter | B18 | 400 | 200 | 0 | 50.07 | 37.07 | 8 | 0
2025 | RMPA_2_MAPP_US | RMPA | MAPP_US | External | Winter | B19 | 700 | 200 | 0 | 50.07 | 35.3 | 8 | 0
2025 | RMPA_2_MAPP_US | RMPA | MAPP_US | External | Winter | B20 | 935 | 200 | 0 | 37.34 | 30.33 | 8 | 0
2025 | RMPA_2_NE | RMPA | NE | External | Shoulder | B11 | 25 | 310 | 207.8 | 47.31 | 55.31 | 8 | 0
2025 | RMPA_2_NE | RMPA | NE | External | Shoulder | B12 | 200 | 310 | 0 | 47.31 | 41.1 | 8 | 0
2025 | RMPA_2_NE | RMPA | NE | External | Shoulder | B13 | 600 | 310 | 0 | 47.31 | 38.62 | 8 | 0
2025 | RMPA_2_NE | RMPA | NE | External | Shoulder | B14 | 900 | 310 | 0 | 47.31 | 36.99 | 8 | 0
2025 | RMPA_2_NE | RMPA | NE | External | Shoulder | B15 | 1203 | 310 | 0 | 40.79 | 31.93 | 8 | 0
2025 | RMPA_2_NE | RMPA | NE | External | Summer | B1 | 10 | 310 | 0 | 70.09 | 68.98 | 8 | 0
2025 | RMPA_2_NE | RMPA | NE | External | Summer | B2 | 25 | 310 | 0 | 68.31 | 63.31 | 8 | 0
2025 | RMPA_2_NE | RMPA | NE | External | Summer | B3 | 75 | 310 | 0 | 67.45 | 62.45 | 8 | 0
2025 | RMPA_2_NE | RMPA | NE | External | Summer | B4 | 100 | 310 | 0 | 62.2 | 62.07 | 8 | 0
2025 | RMPA_2_NE | RMPA | NE | External | Summer | B5 | 200 | 310 | 0 | 53.78 | 59.54 | 8 | 0
2025 | RMPA_2_NE | RMPA | NE | External | Summer | B6 | 300 | 310 | 0 | 45.87 | 53.45 | 8 | 0
2025 | RMPA_2_NE | RMPA | NE | External | Summer | B7 | 400 | 310 | 0 | 45.32 | 41.58 | 8 | 0
2025 | RMPA_2_NE | RMPA | NE | External | Summer | B8 | 500 | 310 | 0 | 45.32 | 35.91 | 8 | 0
2025 | RMPA_2_NE | RMPA | NE | External | Summer | B9 | 800 | 310 | 0 | 45.32 | 34.43 | 8 | 0
2025 | RMPA_2_NE | RMPA | NE | External | Summer | B10 | 1262 | 310 | 0 | 38.55 | 30.87 | 8 | 0
2025 | RMPA_2_NE | RMPA | NE | External | Winter | B16 | 25 | 310 | 0 | 52.17 | 45.98 | 8 | 0
2025 | RMPA_2_NE | RMPA | NE | External | Winter | B17 | 100 | 310 | 0 | 51.05 | 40.87 | 8 | 0
2025 | RMPA_2_NE | RMPA | NE | External | Winter | B18 | 400 | 310 | 0 | 50.07 | 39.07 | 8 | 0
2025 | RMPA_2_NE | RMPA | NE | External | Winter | B19 | 700 | 310 | 0 | 50.07 | 37.3 | 8 | 0
2025 | RMPA_2_NE | RMPA | NE | External | Winter | B20 | 935 | 310 | 0 | 37.34 | 32.33 | 8 | 0
2025 | RMPA_2_SPP_N | RMPA | SPP_N | External | Shoulder | B11 | 25 | 210 | 209.98 | 47.31 | 55.32 | 8 | 0.01
2025 | RMPA_2_SPP_N | RMPA | SPP_N | External | Shoulder | B12 | 200 | 210 | 0 | 47.31 | 41.12 | 8 | 0
2025 | RMPA_2_SPP_N | RMPA | SPP_N | External | Shoulder | B13 | 600 | 210 | 0 | 47.31 | 38.63 | 8 | 0
2025 | RMPA_2_SPP_N | RMPA | SPP_N | External | Shoulder | B14 | 900 | 210 | 0 | 47.31 | 37.01 | 8 | 0
2025 | RMPA_2_SPP_N | RMPA | SPP_N | External | Shoulder | B15 | 1203 | 210 | 0 | 40.79 | 31.95 | 8 | 0
2025 | RMPA_2_SPP_N | RMPA | SPP_N | External | Summer | B1 | 10 | 210 | 0 | 70.09 | 68.99 | 8 | 0
2025 | RMPA_2_SPP_N | RMPA | SPP_N | External | Summer | B2 | 25 | 210 | 0 | 68.31 | 63.32 | 8 | 0
2025 | RMPA_2_SPP_N | RMPA | SPP_N | External | Summer | B3 | 75 | 210 | 0 | 67.45 | 62.47 | 8 | 0
2025 | RMPA_2_SPP_N | RMPA | SPP_N | External | Summer | B4 | 100 | 210 | 0 | 62.2 | 62.08 | 8 | 0
2025 | RMPA_2_SPP_N | RMPA | SPP_N | External | Summer | B5 | 200 | 210 | 0 | 53.78 | 59.55 | 8 | 0
2025 | RMPA_2_SPP_N | RMPA | SPP_N | External | Summer | B6 | 300 | 210 | 0 | 45.87 | 53.46 | 8 | 0
2025 | RMPA_2_SPP_N | RMPA | SPP_N | External | Summer | B7 | 400 | 210 | 0 | 45.32 | 42.81 | 8 | 0
2025 | RMPA_2_SPP_N | RMPA | SPP_N | External | Summer | B8 | 500 | 210 | 0 | 45.32 | 39.29 | 8 | 0
2025 | RMPA_2_SPP_N | RMPA | SPP_N | External | Summer | B9 | 800 | 210 | 0 | 45.32 | 37.97 | 8 | 0
2025 | RMPA_2_SPP_N | RMPA | SPP_N | External | Summer | B10 | 1262 | 210 | 0 | 38.55 | 33.55 | 8 | 0
2025 | RMPA_2_SPP_N | RMPA | SPP_N | External | Winter | B16 | 25 | 210 | 0 | 52.17 | 45.99 | 8 | 0
2025 | RMPA_2_SPP_N | RMPA | SPP_N | External | Winter | B17 | 100 | 210 | 0 | 51.05 | 40.88 | 8 | 0
2025 | RMPA_2_SPP_N | RMPA | SPP_N | External | Winter | B18 | 400 | 210 | 0 | 50.07 | 39.29 | 8 | 0
2025 | RMPA_2_SPP_N | RMPA | SPP_N | External | Winter | B19 | 700 | 210 | 0 | 50.07 | 37.31 | 8 | 0
2025 | RMPA_2_SPP_N | RMPA | SPP_N | External | Winter | B20 | 935 | 210 | 0 | 37.34 | 32.34 | 8 | 0
2025 | SPP_N_2_RMPA | SPP_N | RMPA | External | Shoulder | B11 | 25 | 210 | 0 | 55.32 | 47.31 | 5 | 0
2025 | SPP_N_2_RMPA | SPP_N | RMPA | External | Shoulder | B12 | 200 | 210 | 210 | 41.12 | 47.31 | 5 | 1.2
2025 | SPP_N_2_RMPA | SPP_N | RMPA | External | Shoulder | B13 | 600 | 210 | 210 | 38.63 | 47.31 | 5 | 3.68
2025 | SPP_N_2_RMPA | SPP_N | RMPA | External | Shoulder | B14 | 900 | 210 | 210 | 37.01 | 47.31 | 5 | 5.3
2025 | SPP_N_2_RMPA | SPP_N | RMPA | External | Shoulder | B15 | 1203 | 210 | 210 | 31.95 | 40.79 | 5 | 3.85
2025 | SPP_N_2_RMPA | SPP_N | RMPA | External | Summer | B1 | 10 | 210 | 0 | 68.99 | 70.09 | 5 | 0
2025 | SPP_N_2_RMPA | SPP_N | RMPA | External | Summer | B2 | 25 | 210 | 0.02 | 63.32 | 68.31 | 5 | 0
2025 | SPP_N_2_RMPA | SPP_N | RMPA | External | Summer | B3 | 75 | 210 | 0 | 62.47 | 67.45 | 5 | 0
2025 | SPP_N_2_RMPA | SPP_N | RMPA | External | Summer | B4 | 100 | 210 | 0 | 62.08 | 62.2 | 5 | 0
2025 | SPP_N_2_RMPA | SPP_N | RMPA | External | Summer | B5 | 200 | 210 | 0 | 59.55 | 53.78 | 5 | 0
2025 | SPP_N_2_RMPA | SPP_N | RMPA | External | Summer | B6 | 300 | 210 | 0 | 53.46 | 45.87 | 5 | 0
2025 | SPP_N_2_RMPA | SPP_N | RMPA | External | Summer | B7 | 400 | 210 | 0 | 42.81 | 45.32 | 5 | 0
2025 | SPP_N_2_RMPA | SPP_N | RMPA | External | Summer | B8 | 500 | 210 | 210 | 39.29 | 45.32 | 5 | 1.03
2025 | SPP_N_2_RMPA | SPP_N | RMPA | External | Summer | B9 | 800 | 210 | 210 | 37.97 | 45.32 | 5 | 2.35
2025 | SPP_N_2_RMPA | SPP_N | RMPA | External | Summer | B10 | 1262 | 210 | 35.99 | 33.55 | 38.55 | 5 | 0
2025 | SPP_N_2_RMPA | SPP_N | RMPA | External | Winter | B16 | 25 | 210 | 210 | 45.99 | 52.17 | 5 | 1.18
2025 | SPP_N_2_RMPA | SPP_N | RMPA | External | Winter | B17 | 100 | 210 | 210 | 40.88 | 51.05 | 5 | 5.16
2025 | SPP_N_2_RMPA | SPP_N | RMPA | External | Winter | B18 | 400 | 210 | 210 | 39.29 | 50.07 | 5 | 5.78
2025 | SPP_N_2_RMPA | SPP_N | RMPA | External | Winter | B19 | 700 | 210 | 210 | 37.31 | 50.07 | 5 | 7.77
2025 | SPP_N_2_RMPA | SPP_N | RMPA | External | Winter | B20 | 935 | 210 | 88.2 | 32.34 | 37.34 | 5 | 0
2025 | SPP_S_2_ERCOT | SPP_S | ERCOT | External | Shoulder | B11 | 25 | 800 | 800 | 55.31 | 62.42 | 5 | 2.11
2025 | SPP_S_2_ERCOT | SPP_S | ERCOT | External | Shoulder | B12 | 200 | 800 | 0 | 40.5 | 43.2 | 5 | 0
2025 | SPP_S_2_ERCOT | SPP_S | ERCOT | External | Shoulder | B13 | 600 | 800 | 0 | 38.63 | 42.74 | 5 | 0
2025 | SPP_S_2_ERCOT | SPP_S | ERCOT | External | Shoulder | B14 | 900 | 800 | 800 | 36.99 | 42.74 | 5 | 0.75
2025 | SPP_S_2_ERCOT | SPP_S | ERCOT | External | Shoulder | B15 | 1203 | 800 | 800 | 31.93 | 39.5 | 5 | 2.57
2025 | SPP_S_2_ERCOT | SPP_S | ERCOT | External | Summer | B1 | 10 | 800 | 800 | 41.37 | 60.55 | 5 | 14.19
2025 | SPP_S_2_ERCOT | SPP_S | ERCOT | External | Summer | B2 | 25 | 800 | 0 | 60.05 | 60.55 | 5 | 0
2025 | SPP_S_2_ERCOT | SPP_S | ERCOT | External | Summer | B3 | 75 | 800 | 0 | 62.17 | 60.55 | 5 | 0
2025 | SPP_S_2_ERCOT | SPP_S | ERCOT | External | Summer | B4 | 100 | 800 | 0 | 60.05 | 60.55 | 5 | 0
2025 | SPP_S_2_ERCOT | SPP_S | ERCOT | External | Summer | B5 | 200 | 800 | 0 | 59.55 | 60.55 | 5 | 0
2025 | SPP_S_2_ERCOT | SPP_S | ERCOT | External | Summer | B6 | 300 | 800 | 800 | 53.46 | 60.55 | 5 | 2.09
2025 | SPP_S_2_ERCOT | SPP_S | ERCOT | External | Summer | B7 | 400 | 800 | 0 | 42.82 | 45.22 | 5 | 0
2025 | SPP_S_2_ERCOT | SPP_S | ERCOT | External | Summer | B8 | 500 | 800 | 0 | 39.3 | 41.49 | 5 | 0
2025 | SPP_S_2_ERCOT | SPP_S | ERCOT | External | Summer | B9 | 800 | 800 | 0 | 37.98 | 41.49 | 5 | 0
2025 | SPP_S_2_ERCOT | SPP_S | ERCOT | External | Summer | B10 | 1262 | 800 | 800 | 33.56 | 41.49 | 5 | 2.92
2025 | SPP_S_2_ERCOT | SPP_S | ERCOT | External | Winter | B16 | 25 | 800 | 0 | 45.98 | 49.57 | 5 | 0
2025 | SPP_S_2_ERCOT | SPP_S | ERCOT | External | Winter | B17 | 100 | 800 | 0 | 40.88 | 45.46 | 5 | 0
2025 | SPP_S_2_ERCOT | SPP_S | ERCOT | External | Winter | B18 | 400 | 800 | 800 | 39.29 | 45.46 | 5 | 1.17
2025 | SPP_S_2_ERCOT | SPP_S | ERCOT | External | Winter | B19 | 700 | 800 | 800 | 37.31 | 45.46 | 5 | 3.15
2025 | SPP_S_2_ERCOT | SPP_S | ERCOT | External | Winter | B20 | 935 | 800 | 800 | 32.34 | 41.93 | 5 | 4.59
2030 | AZ_NM_SNV_Coal_2_SPP_S | AZ_NM_SNV_Coal | SPP_S | External | Shoulder | B11 | 25 | 400 | 0 | 57.33 | 47.43 | 8.17 | 0
2030 | AZ_NM_SNV_Coal_2_SPP_S | AZ_NM_SNV_Coal | SPP_S | External | Shoulder | B12 | 200 | 400 | 0 | 56.53 | 39.33 | 8.17 | 0
2030 | AZ_NM_SNV_Coal_2_SPP_S | AZ_NM_SNV_Coal | SPP_S | External | Shoulder | B13 | 600 | 400 | 0 | 56.51 | 34.02 | 8.17 | 0
2030 | AZ_NM_SNV_Coal_2_SPP_S | AZ_NM_SNV_Coal | SPP_S | External | Shoulder | B14 | 900 | 400 | 0 | 56.51 | 26.04 | 8.17 | 0
2030 | AZ_NM_SNV_Coal_2_SPP_S | AZ_NM_SNV_Coal | SPP_S | External | Shoulder | B15 | 1203 | 400 | 0 | 48.34 | 7.23 | 8.17 | 0
2030 | AZ_NM_SNV_Coal_2_SPP_S | AZ_NM_SNV_Coal | SPP_S | External | Summer | B1 | 10 | 400 | 0 | 375.72 | 43.58 | 8.17 | 0
2030 | AZ_NM_SNV_Coal_2_SPP_S | AZ_NM_SNV_Coal | SPP_S | External | Summer | B2 | 25 | 400 | 0 | 99.73 | 62.69 | 8.17 | 0
2030 | AZ_NM_SNV_Coal_2_SPP_S | AZ_NM_SNV_Coal | SPP_S | External | Summer | B3 | 75 | 400 | 0 | 83.47 | 65.66 | 8.17 | 0
2030 | AZ_NM_SNV_Coal_2_SPP_S | AZ_NM_SNV_Coal | SPP_S | External | Summer | B4 | 100 | 400 | 0 | 83.47 | 62.94 | 8.17 | 0
2030 | AZ_NM_SNV_Coal_2_SPP_S | AZ_NM_SNV_Coal | SPP_S | External | Summer | B5 | 200 | 400 | 0 | 83.47 | 62.69 | 8.17 | 0
2030 | AZ_NM_SNV_Coal_2_SPP_S | AZ_NM_SNV_Coal | SPP_S | External | Summer | B6 | 300 | 400 | 0 | 70.12 | 51.42 | 8.17 | 0
2030 | AZ_NM_SNV_Coal_2_SPP_S | AZ_NM_SNV_Coal | SPP_S | External | Summer | B7 | 400 | 400 | 0 | 61.07 | 43.58 | 8.17 | 0
2030 | AZ_NM_SNV_Coal_2_SPP_S | AZ_NM_SNV_Coal | SPP_S | External | Summer | B8 | 500 | 400 | 0 | 60.78 | 39.92 | 8.17 | 0
2030 | AZ_NM_SNV_Coal_2_SPP_S | AZ_NM_SNV_Coal | SPP_S | External | Summer | B9 | 800 | 400 | 0 | 56.44 | 38.87 | 8.17 | 0
2030 | AZ_NM_SNV_Coal_2_SPP_S | AZ_NM_SNV_Coal | SPP_S | External | Summer | B10 | 1262 | 400 | 0 | 48.76 | 30.68 | 8.17 | 0
2030 | AZ_NM_SNV_Coal_2_SPP_S | AZ_NM_SNV_Coal | SPP_S | External | Winter | B16 | 25 | 400 | 0 | 60.82 | 31.54 | 8.17 | 0
2030 | AZ_NM_SNV_Coal_2_SPP_S | AZ_NM_SNV_Coal | SPP_S | External | Winter | B17 | 100 | 400 | 0 | 60.63 | 31.19 | 8.17 | 0
2030 | AZ_NM_SNV_Coal_2_SPP_S | AZ_NM_SNV_Coal | SPP_S | External | Winter | B18 | 400 | 400 | 0 | 60.54 | 34.87 | 8.17 | 0
2030 | AZ_NM_SNV_Coal_2_SPP_S | AZ_NM_SNV_Coal | SPP_S | External | Winter | B19 | 700 | 400 | 0 | 60.54 | 31.54 | 8.17 | 0
2030 | AZ_NM_SNV_Coal_2_SPP_S | AZ_NM_SNV_Coal | SPP_S | External | Winter | B20 | 935 | 400 | 0 | 51.55 | 19.75 | 8.17 | 0
2030 | ERCOT_2_SPP_S | ERCOT | SPP_S | External | Shoulder | B11 | 25 | 800 | 0 | 66.03 | 47.43 | 8 | 0
2030 | ERCOT_2_SPP_S | ERCOT | SPP_S | External | Shoulder | B12 | 200 | 800 | 0 | 45.17 | 39.33 | 8 | 0
2030 | ERCOT_2_SPP_S | ERCOT | SPP_S | External | Shoulder | B13 | 600 | 800 | 0 | 45.17 | 34.02 | 8 | 0
2030 | ERCOT_2_SPP_S | ERCOT | SPP_S | External | Shoulder | B14 | 900 | 800 | 0 | 43.2 | 26.04 | 8 | 0
2030 | ERCOT_2_SPP_S | ERCOT | SPP_S | External | Shoulder | B15 | 1203 | 800 | 0 | 41.67 | 7.23 | 8 | 0
2030 | ERCOT_2_SPP_S | ERCOT | SPP_S | External | Summer | B1 | 10 | 800 | 0 | 63.97 | 43.58 | 8 | 0
2030 | ERCOT_2_SPP_S | ERCOT | SPP_S | External | Summer | B2 | 25 | 800 | 0 | 63.97 | 62.69 | 8 | 0
2030 | ERCOT_2_SPP_S | ERCOT | SPP_S | External | Summer | B3 | 75 | 800 | 0 | 63.97 | 65.66 | 8 | 0
2030 | ERCOT_2_SPP_S | ERCOT | SPP_S | External | Summer | B4 | 100 | 800 | 0 | 63.97 | 62.94 | 8 | 0
2030 | ERCOT_2_SPP_S | ERCOT | SPP_S | External | Summer | B5 | 200 | 800 | 0 | 63.97 | 62.69 | 8 | 0
2030 | ERCOT_2_SPP_S | ERCOT | SPP_S | External | Summer | B6 | 300 | 800 | 0 | 57.8 | 51.42 | 8 | 0
2030 | ERCOT_2_SPP_S | ERCOT | SPP_S | External | Summer | B7 | 400 | 800 | 0 | 47.73 | 43.58 | 8 | 0
2030 | ERCOT_2_SPP_S | ERCOT | SPP_S | External | Summer | B8 | 500 | 800 | 0 | 43.79 | 39.92 | 8 | 0
2030 | ERCOT_2_SPP_S | ERCOT | SPP_S | External | Summer | B9 | 800 | 800 | 0 | 43.79 | 38.87 | 8 | 0
2030 | ERCOT_2_SPP_S | ERCOT | SPP_S | External | Summer | B10 | 1262 | 800 | 0 | 40.43 | 30.68 | 8 | 0
2030 | ERCOT_2_SPP_S | ERCOT | SPP_S | External | Winter | B16 | 25 | 800 | 0 | 48.13 | 31.54 | 8 | 0
2030 | ERCOT_2_SPP_S | ERCOT | SPP_S | External | Winter | B17 | 100 | 800 | 0 | 48.13 | 31.19 | 8 | 0
2030 | ERCOT_2_SPP_S | ERCOT | SPP_S | External | Winter | B18 | 400 | 800 | 0 | 48.13 | 34.87 | 8 | 0
2030 | ERCOT_2_SPP_S | ERCOT | SPP_S | External | Winter | B19 | 700 | 800 | 0 | 46.5 | 31.54 | 8 | 0
2030 | ERCOT_2_SPP_S | ERCOT | SPP_S | External | Winter | B20 | 935 | 800 | 0 | 44.32 | 19.75 | 8 | 0
2030 | MAPP_US_2_RMPA | MAPP_US | RMPA | External | Shoulder | B11 | 25 | 200 | 0 | 45.26 | 50.6 | 8 | 0
2030 | MAPP_US_2_RMPA | MAPP_US | RMPA | External | Shoulder | B12 | 200 | 200 | 200 | 37.31 | 50.6 | 8 | 5.29
2030 | MAPP_US_2_RMPA | MAPP_US | RMPA | External | Shoulder | B13 | 600 | 200 | 200 | 29.75 | 49.45 | 8 | 11.7
2030 | MAPP_US_2_RMPA | MAPP_US | RMPA | External | Shoulder | B14 | 900 | 200 | 200 | 24.04 | 49.45 | 8 | 17.41
2030 | MAPP_US_2_RMPA | MAPP_US | RMPA | External | Shoulder | B15 | 1203 | 200 | 200 | 12.05 | 40.75 | 8 | 20.7
2030 | MAPP_US_2_RMPA | MAPP_US | RMPA | External | Summer | B1 | 10 | 200 | 200 | 63.65 | 74.51 | 8 | 2.87
2030 | MAPP_US_2_RMPA | MAPP_US | RMPA | External | Summer | B2 | 25 | 200 | 200 | 60.68 | 74.51 | 8 | 5.84
2030 | MAPP_US_2_RMPA | MAPP_US | RMPA | External | Summer | B3 | 75 | 200 | 200 | 63.65 | 74.51 | 8 | 2.87
2030 | MAPP_US_2_RMPA | MAPP_US | RMPA | External | Summer | B4 | 100 | 200 | 0 | 60.93 | 67.93 | 8 | 0
2030 | MAPP_US_2_RMPA | MAPP_US | RMPA | External | Summer | B5 | 200 | 200 | 0 | 60.68 | 54.69 | 8 | 0
2030 | MAPP_US_2_RMPA | MAPP_US | RMPA | External | Summer | B6 | 300 | 200 | 0 | 49.41 | 48.39 | 8 | 0
2030 | MAPP_US_2_RMPA | MAPP_US | RMPA | External | Summer | B7 | 400 | 200 | 200 | 37.2 | 48.39 | 8 | 3.19
2030 | MAPP_US_2_RMPA | MAPP_US | RMPA | External | Summer | B8 | 500 | 200 | 200 | 26.88 | 48.39 | 8 | 13.51
2030 | MAPP_US_2_RMPA | MAPP_US | RMPA | External | Summer | B9 | 800 | 200 | 200 | 26.88 | 48.28 | 8 | 13.4
2030 | MAPP_US_2_RMPA | MAPP_US | RMPA | External | Summer | B10 | 1262 | 200 | 200 | 25.73 | 36.57 | 8 | 2.84
2030 | MAPP_US_2_RMPA | MAPP_US | RMPA | External | Winter | B16 | 25 | 200 | 200 | 17.53 | 54.72 | 8 | 29.2
2030 | MAPP_US_2_RMPA | MAPP_US | RMPA | External | Winter | B17 | 100 | 200 | 200 | 21.57 | 54.72 | 8 | 25.16
2030 | MAPP_US_2_RMPA | MAPP_US | RMPA | External | Winter | B18 | 400 | 200 | 200 | 29.52 | 52.46 | 8 | 14.94
2030 | MAPP_US_2_RMPA | MAPP_US | RMPA | External | Winter | B19 | 700 | 200 | 200 | 29.52 | 52.46 | 8 | 14.94
2030 | MAPP_US_2_RMPA | MAPP_US | RMPA | External | Winter | B20 | 935 | 200 | 200 | 17.73 | 37.15 | 8 | 11.42
2030 | NE_2_RMPA | NE | RMPA | External | Shoulder | B11 | 25 | 310 | 0 | 48.02 | 50.6 | 5 | 0
2030 | NE_2_RMPA | NE | RMPA | External | Shoulder | B12 | 200 | 310 | 310 | 39.31 | 50.6 | 5 | 6.29
2030 | NE_2_RMPA | NE | RMPA | External | Shoulder | B13 | 600 | 310 | 310 | 34 | 49.45 | 5 | 10.45
2030 | NE_2_RMPA | NE | RMPA | External | Shoulder | B14 | 900 | 310 | 310 | 26.04 | 49.45 | 5 | 18.41
2030 | NE_2_RMPA | NE | RMPA | External | Shoulder | B15 | 1203 | 310 | 310 | 11.86 | 40.75 | 5 | 23.89
2030 | NE_2_RMPA | NE | RMPA | External | Summer | B1 | 10 | 310 | 310 | 65.65 | 74.51 | 5 | 3.87
2030 | NE_2_RMPA | NE | RMPA | External | Summer | B2 | 25 | 310 | 310 | 62.68 | 74.51 | 5 | 6.84
2030 | NE_2_RMPA | NE | RMPA | External | Summer | B3 | 75 | 310 | 310 | 65.65 | 74.51 | 5 | 3.87
2030 | NE_2_RMPA | NE | RMPA | External | Summer | B4 | 100 | 310 | 229.87 | 62.93 | 67.93 | 5 | 0
2030 | NE_2_RMPA | NE | RMPA | External | Summer | B5 | 200 | 310 | 0 | 62.68 | 54.69 | 5 | 0
2030 | NE_2_RMPA | NE | RMPA | External | Summer | B6 | 300 | 310 | 0 | 51.41 | 48.39 | 5 | 0
2030 | NE_2_RMPA | NE | RMPA | External | Summer | B7 | 400 | 310 | 310 | 39.2 | 48.39 | 5 | 4.19
2030 | NE_2_RMPA | NE | RMPA | External | Summer | B8 | 500 | 310 | 310 | 33.88 | 48.39 | 5 | 9.51
2030 | NE_2_RMPA | NE | RMPA | External | Summer | B9 | 800 | 310 | 310 | 31.66 | 48.28 | 5 | 11.62
2030 | NE_2_RMPA | NE | RMPA | External | Summer | B10 | 1262 | 310 | 310 | 27.73 | 36.57 | 5 | 3.84
2030 | NE_2_RMPA | NE | RMPA | External | Winter | B16 | 25 | 310 | 310 | -2.03 | 54.72 | 5 | 51.76
2030 | NE_2_RMPA | NE | RMPA | External | Winter | B17 | 100 | 310 | 310 | 23.57 | 54.72 | 5 | 26.16
2030 | NE_2_RMPA | NE | RMPA | External | Winter | B18 | 400 | 310 | 310 | 31.52 | 52.46 | 5 | 15.94
2030 | NE_2_RMPA | NE | RMPA | External | Winter | B19 | 700 | 310 | 310 | 31.52 | 52.46 | 5 | 15.94
2030 | NE_2_RMPA | NE | RMPA | External | Winter | B20 | 935 | 310 | 310 | 19.73 | 37.15 | 5 | 12.42
2030 | NWPP_Coal_2_MAPP_US | NWPP_Coal | MAPP_US | External | Shoulder | B11 | 25 | 150 | 0 | 56.5 | 45.26 | 8 | 0
2030 | NWPP_Coal_2_MAPP_US | NWPP_Coal | MAPP_US | External | Shoulder | B12 | 200 | 150 | 0 | 56.5 | 37.31 | 8 | 0
2030 | NWPP_Coal_2_MAPP_US | NWPP_Coal | MAPP_US | External | Shoulder | B13 | 600 | 150 | 0 | 56.5 | 29.75 | 8 | 0
2030 | NWPP_Coal_2_MAPP_US | NWPP_Coal | MAPP_US | External | Shoulder | B14 | 900 | 150 | 0 | 56.5 | 24.04 | 8 | 0
2030 | NWPP_Coal_2_MAPP_US | NWPP_Coal | MAPP_US | External | Shoulder | B15 | 1203 | 150 | 0 | 56.5 | 12.05 | 8 | 0
2030 | NWPP_Coal_2_MAPP_US | NWPP_Coal | MAPP_US | External | Summer | B1 | 10 | 150 | 0 | 77.63 | 63.65 | 8 | 0
2030 | NWPP_Coal_2_MAPP_US | NWPP_Coal | MAPP_US | External | Summer | B2 | 25 | 150 | 0 | 56.44 | 60.68 | 8 | 0
2030 | NWPP_Coal_2_MAPP_US | NWPP_Coal | MAPP_US | External | Summer | B3 | 75 | 150 | 0 | 56.44 | 63.65 | 8 | 0
2030 | NWPP_Coal_2_MAPP_US | NWPP_Coal | MAPP_US | External | Summer | B4 | 100 | 150 | 0 | 56.44 | 60.93 | 8 | 0
2030 | NWPP_Coal_2_MAPP_US | NWPP_Coal | MAPP_US | External | Summer | B5 | 200 | 150 | 0 | 56.44 | 60.68 | 8 | 0
2030 | NWPP_Coal_2_MAPP_US | NWPP_Coal | MAPP_US | External | Summer | B6 | 300 | 150 | 0 | 56.44 | 49.41 | 8 | 0
2030 | NWPP_Coal_2_MAPP_US | NWPP_Coal | MAPP_US | External | Summer | B7 | 400 | 150 | 0 | 56.44 | 37.2 | 8 | 0
2030 | NWPP_Coal_2_MAPP_US | NWPP_Coal | MAPP_US | External | Summer | B8 | 500 | 150 | 0 | 56.44 | 26.88 | 8 | 0
2030 | NWPP_Coal_2_MAPP_US | NWPP_Coal | MAPP_US | External | Summer | B9 | 800 | 150 | 0 | 56.44 | 26.88 | 8 | 0
2030 | NWPP_Coal_2_MAPP_US | NWPP_Coal | MAPP_US | External | Summer | B10 | 1262 | 150 | 0 | 56.44 | 25.73 | 8 | 0
2030 | NWPP_Coal_2_MAPP_US | NWPP_Coal | MAPP_US | External | Winter | B16 | 25 | 150 | 0 | 60.79 | 17.53 | 8 | 0
2030 | NWPP_Coal_2_MAPP_US | NWPP_Coal | MAPP_US | External | Winter | B17 | 100 | 150 | 0 | 60.62 | 21.57 | 8 | 0
2030 | NWPP_Coal_2_MAPP_US | NWPP_Coal | MAPP_US | External | Winter | B18 | 400 | 150 | 0 | 60.62 | 29.52 | 8 | 0
2030 | NWPP_Coal_2_MAPP_US | NWPP_Coal | MAPP_US | External | Winter | B19 | 700 | 150 | 0 | 60.62 | 29.52 | 8 | 0
2030 | NWPP_Coal_2_MAPP_US | NWPP_Coal | MAPP_US | External | Winter | B20 | 935 | 150 | 0 | 60.62 | 17.73 | 8 | 0
2030 | RMPA_2_MAPP_US | RMPA | MAPP_US | External | Shoulder | B11 | 25 | 200 | 0 | 50.6 | 45.26 | 8 | 0
2030 | RMPA_2_MAPP_US | RMPA | MAPP_US | External | Shoulder | B12 | 200 | 200 | 0 | 50.6 | 37.31 | 8 | 0
2030 | RMPA_2_MAPP_US | RMPA | MAPP_US | External | Shoulder | B13 | 600 | 200 | 0 | 49.45 | 29.75 | 8 | 0
2030 | RMPA_2_MAPP_US | RMPA | MAPP_US | External | Shoulder | B14 | 900 | 200 | 0 | 49.45 | 24.04 | 8 | 0
2030 | RMPA_2_MAPP_US | RMPA | MAPP_US | External | Shoulder | B15 | 1203 | 200 | 0 | 40.75 | 12.05 | 8 | 0
2030 | RMPA_2_MAPP_US | RMPA | MAPP_US | External | Summer | B1 | 10 | 200 | 0 | 74.51 | 63.65 | 8 | 0
2030 | RMPA_2_MAPP_US | RMPA | MAPP_US | External | Summer | B2 | 25 | 200 | 0 | 74.51 | 60.68 | 8 | 0
2030 | RMPA_2_MAPP_US | RMPA | MAPP_US | External | Summer | B3 | 75 | 200 | 0 | 74.51 | 63.65 | 8 | 0
2030 | RMPA_2_MAPP_US | RMPA | MAPP_US | External | Summer | B4 | 100 | 200 | 0 | 67.93 | 60.93 | 8 | 0
2030 | RMPA_2_MAPP_US | RMPA | MAPP_US | External | Summer | B5 | 200 | 200 | 0 | 54.69 | 60.68 | 8 | 0
2030 | RMPA_2_MAPP_US | RMPA | MAPP_US | External | Summer | B6 | 300 | 200 | 0 | 48.39 | 49.41 | 8 | 0
2030 | RMPA_2_MAPP_US | RMPA | MAPP_US | External | Summer | B7 | 400 | 200 | 0 | 48.39 | 37.2 | 8 | 0
2030 | RMPA_2_MAPP_US | RMPA | MAPP_US | External | Summer | B8 | 500 | 200 | 0 | 48.39 | 26.88 | 8 | 0
2030 | RMPA_2_MAPP_US | RMPA | MAPP_US | External | Summer | B9 | 800 | 200 | 0 | 48.28 | 26.88 | 8 | 0
2030 | RMPA_2_MAPP_US | RMPA | MAPP_US | External | Summer | B10 | 1262 | 200 | 0 | 36.57 | 25.73 | 8 | 0
2030 | RMPA_2_MAPP_US | RMPA | MAPP_US | External | Winter | B16 | 25 | 200 | 0 | 54.72 | 17.53 | 8 | 0
2030 | RMPA_2_MAPP_US | RMPA | MAPP_US | External | Winter | B17 | 100 | 200 | 0 | 54.72 | 21.57 | 8 | 0
2030 | RMPA_2_MAPP_US | RMPA | MAPP_US | External | Winter | B18 | 400 | 200 | 0 | 52.46 | 29.52 | 8 | 0
2030 | RMPA_2_MAPP_US | RMPA | MAPP_US | External | Winter | B19 | 700 | 200 | 0 | 52.46 | 29.52 | 8 | 0
2030 | RMPA_2_MAPP_US | RMPA | MAPP_US | External | Winter | B20 | 935 | 200 | 0 | 37.15 | 17.73 | 8 | 0
2030 | RMPA_2_NE | RMPA | NE | External | Shoulder | B11 | 25 | 310 | 0 | 50.6 | 48.02 | 8 | 0
2030 | RMPA_2_NE | RMPA | NE | External | Shoulder | B12 | 200 | 310 | 0 | 50.6 | 39.31 | 8 | 0
2030 | RMPA_2_NE | RMPA | NE | External | Shoulder | B13 | 600 | 310 | 0 | 49.45 | 34 | 8 | 0
2030 | RMPA_2_NE | RMPA | NE | External | Shoulder | B14 | 900 | 310 | 0 | 49.45 | 26.04 | 8 | 0
2030 | RMPA_2_NE | RMPA | NE | External | Shoulder | B15 | 1203 | 310 | 0 | 40.75 | 11.86 | 8 | 0
2030 | RMPA_2_NE | RMPA | NE | External | Summer | B1 | 10 | 310 | 0 | 74.51 | 65.65 | 8 | 0
2030 | RMPA_2_NE | RMPA | NE | External | Summer | B2 | 25 | 310 | 0 | 74.51 | 62.68 | 8 | 0
2030 | RMPA_2_NE | RMPA | NE | External | Summer | B3 | 75 | 310 | 0 | 74.51 | 65.65 | 8 | 0
2030 | RMPA_2_NE | RMPA | NE | External | Summer | B4 | 100 | 310 | 0 | 67.93 | 62.93 | 8 | 0
2030 | RMPA_2_NE | RMPA | NE | External | Summer | B5 | 200 | 310 | 0 | 54.69 | 62.68 | 8 | 0
2030 | RMPA_2_NE | RMPA | NE | External | Summer | B6 | 300 | 310 | 0 | 48.39 | 51.41 | 8 | 0
2030 | RMPA_2_NE | RMPA | NE | External | Summer | B7 | 400 | 310 | 0 | 48.39 | 39.2 | 8 | 0
2030 | RMPA_2_NE | RMPA | NE | External | Summer | B8 | 500 | 310 | 0 | 48.39 | 33.88 | 8 | 0
2030 | RMPA_2_NE | RMPA | NE | External | Summer | B9 | 800 | 310 | 0 | 48.28 | 31.66 | 8 | 0
2030 | RMPA_2_NE | RMPA | NE | External | Summer | B10 | 1262 | 310 | 0 | 36.57 | 27.73 | 8 | 0
2030 | RMPA_2_NE | RMPA | NE | External | Winter | B16 | 25 | 310 | 0 | 54.72 | -2.03 | 8 | 0
2030 | RMPA_2_NE | RMPA | NE | External | Winter | B17 | 100 | 310 | 0 | 54.72 | 23.57 | 8 | 0
2030 | RMPA_2_NE | RMPA | NE | External | Winter | B18 | 400 | 310 | 0 | 52.46 | 31.52 | 8 | 0
2030 | RMPA_2_NE | RMPA | NE | External | Winter | B19 | 700 | 310 | 0 | 52.46 | 31.52 | 8 | 0
2030 | RMPA_2_NE | RMPA | NE | External | Winter | B20 | 935 | 310 | 0 | 37.15 | 19.73 | 8 | 0
2030 | RMPA_2_SPP_N | RMPA | SPP_N | External | Shoulder | B11 | 25 | 210 | 0 | 50.6 | 48.04 | 8 | 0
2030 | RMPA_2_SPP_N | RMPA | SPP_N | External | Shoulder | B12 | 200 | 210 | 0 | 50.6 | 39.32 | 8 | 0
2030 | RMPA_2_SPP_N | RMPA | SPP_N | External | Shoulder | B13 | 600 | 210 | 0 | 49.45 | 34.01 | 8 | 0
2030 | RMPA_2_SPP_N | RMPA | SPP_N | External | Shoulder | B14 | 900 | 210 | 0 | 49.45 | 26.05 | 8 | 0
2030 | RMPA_2_SPP_N | RMPA | SPP_N | External | Shoulder | B15 | 1203 | 210 | 0 | 40.75 | 11.87 | 8 | 0
2030 | RMPA_2_SPP_N | RMPA | SPP_N | External | Summer | B1 | 10 | 210 | 0 | 74.51 | 65.66 | 8 | 0
2030 | RMPA_2_SPP_N | RMPA | SPP_N | External | Summer | B2 | 25 | 210 | 0 | 74.51 | 62.69 | 8 | 0
2030 | RMPA_2_SPP_N | RMPA | SPP_N | External | Summer | B3 | 75 | 210 | 0 | 74.51 | 65.66 | 8 | 0
2030 | RMPA_2_SPP_N | RMPA | SPP_N | External | Summer | B4 | 100 | 210 | 0 | 67.93 | 62.94 | 8 | 0
2030 | RMPA_2_SPP_N | RMPA | SPP_N | External | Summer | B5 | 200 | 210 | 65.79 | 54.69 | 62.69 | 8 | 0
2030 | RMPA_2_SPP_N | RMPA | SPP_N | External | Summer | B6 | 300 | 210 | 0 | 48.39 | 51.42 | 8 | 0
2030 | RMPA_2_SPP_N | RMPA | SPP_N | External | Summer | B7 | 400 | 210 | 0 | 48.39 | 43.57 | 8 | 0
2030 | RMPA_2_SPP_N | RMPA | SPP_N | External | Summer | B8 | 500 | 210 | 0 | 48.39 | 39.91 | 8 | 0
2030 | RMPA_2_SPP_N | RMPA | SPP_N | External | Summer | B9 | 800 | 210 | 0 | 48.28 | 34.34 | 8 | 0
2030 | RMPA_2_SPP_N | RMPA | SPP_N | External | Summer | B10 | 1262 | 210 | 0 | 36.57 | 28.44 | 8 | 0
2030 | RMPA_2_SPP_N | RMPA | SPP_N | External | Winter | B16 | 25 | 210 | 0 | 54.72 | 31.53 | 8 | 0
2030 | RMPA_2_SPP_N | RMPA | SPP_N | External | Winter | B17 | 100 | 210 | 0 | 54.72 | 31.18 | 8 | 0
2030 | RMPA_2_SPP_N | RMPA | SPP_N | External | Winter | B18 | 400 | 210 | 0 | 52.46 | 34.86 | 8 | 0
2030 | RMPA_2_SPP_N | RMPA | SPP_N | External | Winter | B19 | 700 | 210 | 0 | 52.46 | 31.53 | 8 | 0
2030 | RMPA_2_SPP_N | RMPA | SPP_N | External | Winter | B20 | 935 | 210 | 0 | 37.15 | 19.74 | 8 | 0
2030 | SPP_N_2_RMPA | SPP_N | RMPA | External | Shoulder | B11 | 25 | 210 | 0 | 48.04 | 50.6 | 5 | 0
2030 | SPP_N_2_RMPA | SPP_N | RMPA | External | Shoulder | B12 | 200 | 210 | 210 | 39.32 | 50.6 | 5 | 6.28
2030 | SPP_N_2_RMPA | SPP_N | RMPA | External | Shoulder | B13 | 600 | 210 | 210 | 34.01 | 49.45 | 5 | 10.44
2030 | SPP_N_2_RMPA | SPP_N | RMPA | External | Shoulder | B14 | 900 | 210 | 210 | 26.05 | 49.45 | 5 | 18.4
2030 | SPP_N_2_RMPA | SPP_N | RMPA | External | Shoulder | B15 | 1203 | 210 | 210 | 11.87 | 40.75 | 5 | 23.88
2030 | SPP_N_2_RMPA | SPP_N | RMPA | External | Summer | B1 | 10 | 210 | 210 | 65.66 | 74.51 | 5 | 3.85
2030 | SPP_N_2_RMPA | SPP_N | RMPA | External | Summer | B2 | 25 | 210 | 210 | 62.69 | 74.51 | 5 | 6.82
2030 | SPP_N_2_RMPA | SPP_N | RMPA | External | Summer | B3 | 75 | 210 | 210 | 65.66 | 74.51 | 5 | 3.85
2030 | SPP_N_2_RMPA | SPP_N | RMPA | External | Summer | B4 | 100 | 210 | 0 | 62.94 | 67.93 | 5 | 0
2030 | SPP_N_2_RMPA | SPP_N | RMPA | External | Summer | B5 | 200 | 210 | 0 | 62.69 | 54.69 | 5 | 0
2030 | SPP_N_2_RMPA | SPP_N | RMPA | External | Summer | B6 | 300 | 210 | 0 | 51.42 | 48.39 | 5 | 0
2030 | SPP_N_2_RMPA | SPP_N | RMPA | External | Summer | B7 | 400 | 210 | 0 | 43.57 | 48.39 | 5 | 0
2030 | SPP_N_2_RMPA | SPP_N | RMPA | External | Summer | B8 | 500 | 210 | 210 | 39.91 | 48.39 | 5 | 3.48
2030 | SPP_N_2_RMPA | SPP_N | RMPA | External | Summer | B9 | 800 | 210 | 210 | 34.34 | 48.28 | 5 | 8.93
2030 | SPP_N_2_RMPA | SPP_N | RMPA | External | Summer | B10 | 1262 | 210 | 210 | 28.44 | 36.57 | 5 | 3.13
2030 | SPP_N_2_RMPA | SPP_N | RMPA | External | Winter | B16 | 25 | 210 | 210 | 31.53 | 54.72 | 5 | 18.2
2030 | SPP_N_2_RMPA | SPP_N | RMPA | External | Winter | B17 | 100 | 210 | 210 | 31.18 | 54.72 | 5 | 18.54
2030 | SPP_N_2_RMPA | SPP_N | RMPA | External | Winter | B18 | 400 | 210 | 210 | 34.86 | 52.46 | 5 | 12.6
2030 | SPP_N_2_RMPA | SPP_N | RMPA | External | Winter | B19 | 700 | 210 | 210 | 31.53 | 52.46 | 5 | 15.93
2030 | SPP_N_2_RMPA | SPP_N | RMPA | External | Winter | B20 | 935 | 210 | 210 | 19.74 | 37.15 | 5 | 12.41
2030 | SPP_S_2_ERCOT | SPP_S | ERCOT | External | Shoulder | B11 | 25 | 800 | 800 | 47.43 | 66.03 | 5 | 13.59
2030 | SPP_S_2_ERCOT | SPP_S | ERCOT | External | Shoulder | B12 | 200 | 800 | 800 | 39.33 | 45.17 | 5 | 0.83
2030 | SPP_S_2_ERCOT | SPP_S | ERCOT | External | Shoulder | B13 | 600 | 800 | 800 | 34.02 | 45.17 | 5 | 6.14
2030 | SPP_S_2_ERCOT | SPP_S | ERCOT | External | Shoulder | B14 | 900 | 800 | 800 | 26.04 | 43.2 | 5 | 12.16
2030 | SPP_S_2_ERCOT | SPP_S | ERCOT | External | Shoulder | B15 | 1203 | 800 | 800 | 7.23 | 41.67 | 5 | 29.44
2030 | SPP_S_2_ERCOT | SPP_S | ERCOT | External | Summer | B1 | 10 | 800 | 800 | 43.58 | 63.97 | 5 | 15.39
2030 | SPP_S_2_ERCOT | SPP_S | ERCOT | External | Summer | B2 | 25 | 800 | 0 | 62.69 | 63.97 | 5 | 0
2030 | SPP_S_2_ERCOT | SPP_S | ERCOT | External | Summer | B3 | 75 | 800 | 0 | 65.66 | 63.97 | 5 | 0
2030 | SPP_S_2_ERCOT | SPP_S | ERCOT | External | Summer | B4 | 100 | 800 | 0 | 62.94 | 63.97 | 5 | 0
2030 | SPP_S_2_ERCOT | SPP_S | ERCOT | External | Summer | B5 | 200 | 800 | 0 | 62.69 | 63.97 | 5 | 0
2030 | SPP_S_2_ERCOT | SPP_S | ERCOT | External | Summer | B6 | 300 | 800 | 800 | 51.42 | 57.8 | 5 | 1.37
2030 | SPP_S_2_ERCOT | SPP_S | ERCOT | External | Summer | B7 | 400 | 800 | 0 | 43.58 | 47.73 | 5 | 0
2030 | SPP_S_2_ERCOT | SPP_S | ERCOT | External | Summer | B8 | 500 | 800 | 0 | 39.92 | 43.79 | 5 | 0
2030 | SPP_S_2_ERCOT | SPP_S | ERCOT | External | Summer | B9 | 800 | 800 | 0 | 38.87 | 43.79 | 5 | 0
2030 | SPP_S_2_ERCOT | SPP_S | ERCOT | External | Summer | B10 | 1262 | 800 | 800 | 30.68 | 40.43 | 5 | 4.75
2030 | SPP_S_2_ERCOT | SPP_S | ERCOT | External | Winter | B16 | 25 | 800 | 800 | 31.54 | 48.13 | 5 | 11.59
2030 | SPP_S_2_ERCOT | SPP_S | ERCOT | External | Winter | B17 | 100 | 800 | 800 | 31.19 | 48.13 | 5 | 11.94
2030 | SPP_S_2_ERCOT | SPP_S | ERCOT | External | Winter | B18 | 400 | 800 | 800 | 34.87 | 48.13 | 5 | 8.27
2030 | SPP_S_2_ERCOT | SPP_S | ERCOT | External | Winter | B19 | 700 | 800 | 800 | 31.54 | 46.5 | 5 | 9.96
2030 | SPP_S_2_ERCOT | SPP_S | ERCOT | External | Winter | B20 | 935 | 800 | 800 | 19.75 | 44.32 | 5 | 19.57
2035 | AZ_NM_SNV_Coal_2_SPP_S | AZ_NM_SNV_Coal | SPP_S | External | Shoulder | B11 | 25 | 400 | 0 | 70.2 | 57.85 | 8.17 | 0
2035 | AZ_NM_SNV_Coal_2_SPP_S | AZ_NM_SNV_Coal | SPP_S | External | Shoulder | B12 | 200 | 400 | 0 | 67.12 | 45.84 | 8.17 | 0
2035 | AZ_NM_SNV_Coal_2_SPP_S | AZ_NM_SNV_Coal | SPP_S | External | Shoulder | B13 | 600 | 400 | 0 | 62.07 | 41.74 | 8.17 | 0
2035 | AZ_NM_SNV_Coal_2_SPP_S | AZ_NM_SNV_Coal | SPP_S | External | Shoulder | B14 | 900 | 400 | 0 | 62.03 | 28.15 | 8.17 | 0
2035 | AZ_NM_SNV_Coal_2_SPP_S | AZ_NM_SNV_Coal | SPP_S | External | Shoulder | B15 | 1203 | 400 | 0 | 53.58 | -32.44 | 8.17 | 0
2035 | AZ_NM_SNV_Coal_2_SPP_S | AZ_NM_SNV_Coal | SPP_S | External | Summer | B1 | 10 | 400 | 0 | 743.03 | 48.89 | 8.17 | 0
2035 | AZ_NM_SNV_Coal_2_SPP_S | AZ_NM_SNV_Coal | SPP_S | External | Summer | B2 | 25 | 400 | 0 | 115.37 | 71.18 | 8.17 | 0
2035 | AZ_NM_SNV_Coal_2_SPP_S | AZ_NM_SNV_Coal | SPP_S | External | Summer | B3 | 75 | 400 | 0 | 108.56 | 75.02 | 8.17 | 0
2035 | AZ_NM_SNV_Coal_2_SPP_S | AZ_NM_SNV_Coal | SPP_S | External | Summer | B4 | 100 | 400 | 0 | 108.56 | 73.6 | 8.17 | 0
2035 | AZ_NM_SNV_Coal_2_SPP_S | AZ_NM_SNV_Coal | SPP_S | External | Summer | B5 | 200 | 400 | 0 | 97.49 | 71.41 | 8.17 | 0
2035 | AZ_NM_SNV_Coal_2_SPP_S | AZ_NM_SNV_Coal | SPP_S | External | Summer | B6 | 300 | 400 | 0 | 97.49 | 67.23 | 8.17 | 0
2035 | AZ_NM_SNV_Coal_2_SPP_S | AZ_NM_SNV_Coal | SPP_S | External | Summer | B7 | 400 | 400 | 0 | 71.57 | 50.61 | 8.17 | 0
2035 | AZ_NM_SNV_Coal_2_SPP_S | AZ_NM_SNV_Coal | SPP_S | External | Summer | B8 | 500 | 400 | 0 | 71.57 | 45.76 | 8.17 | 0
2035 | AZ_NM_SNV_Coal_2_SPP_S | AZ_NM_SNV_Coal | SPP_S | External | Summer | B9 | 800 | 400 | 0 | 65.34 | 44 | 8.17 | 0
2035 | AZ_NM_SNV_Coal_2_SPP_S | AZ_NM_SNV_Coal | SPP_S | External | Summer | B10 | 1262 | 400 | 0 | 54.07 | 33.26 | 8.17 | 0
2035 | AZ_NM_SNV_Coal_2_SPP_S | AZ_NM_SNV_Coal | SPP_S | External | Winter | B16 | 25 | 400 | 0 | 73.29 | 36.2 | 8.17 | 0
2035 | AZ_NM_SNV_Coal_2_SPP_S | AZ_NM_SNV_Coal | SPP_S | External | Winter | B17 | 100 | 400 | 0 | 70.75 | 33.26 | 8.17 | 0
2035 | AZ_NM_SNV_Coal_2_SPP_S | AZ_NM_SNV_Coal | SPP_S | External | Winter | B18 | 400 | 400 | 0 | 66.65 | 40.53 | 8.17 | 0
2035 | AZ_NM_SNV_Coal_2_SPP_S | AZ_NM_SNV_Coal | SPP_S | External | Winter | B19 | 700 | 400 | 0 | 66.65 | 36.25 | 8.17 | 0
2035 | AZ_NM_SNV_Coal_2_SPP_S | AZ_NM_SNV_Coal | SPP_S | External | Winter | B20 | 935 | 400 | 0 | 57.26 | 23.1 | 8.17 | 0
2035 | ERCOT_2_SPP_S | ERCOT | SPP_S | External | Shoulder | B11 | 25 | 800 | 0 | 74.05 | 57.85 | 8 | 0
2035 | ERCOT_2_SPP_S | ERCOT | SPP_S | External | Shoulder | B12 | 200 | 800 | 0 | 50.56 | 45.84 | 8 | 0
2035 | ERCOT_2_SPP_S | ERCOT | SPP_S | External | Shoulder | B13 | 600 | 800 | 0 | 50.56 | 41.74 | 8 | 0
2035 | ERCOT_2_SPP_S | ERCOT | SPP_S | External | Shoulder | B14 | 900 | 800 | 0 | 46.49 | 28.15 | 8 | 0
2035 | ERCOT_2_SPP_S | ERCOT | SPP_S | External | Shoulder | B15 | 1203 | 800 | 0 | 46.49 | -32.44 | 8 | 0
2035 | ERCOT_2_SPP_S | ERCOT | SPP_S | External | Summer | B1 | 10 | 800 | 0 | 71.73 | 48.89 | 8 | 0
2035 | ERCOT_2_SPP_S | ERCOT | SPP_S | External | Summer | B2 | 25 | 800 | 0 | 71.73 | 71.18 | 8 | 0
2035 | ERCOT_2_SPP_S | ERCOT | SPP_S | External | Summer | B3 | 75 | 800 | 0 | 71.73 | 75.02 | 8 | 0
2035 | ERCOT_2_SPP_S | ERCOT | SPP_S | External | Summer | B4 | 100 | 800 | 0 | 71.73 | 73.6 | 8 | 0
2035 | ERCOT_2_SPP_S | ERCOT | SPP_S | External | Summer | B5 | 200 | 800 | 0 | 71.73 | 71.41 | 8 | 0
2035 | ERCOT_2_SPP_S | ERCOT | SPP_S | External | Summer | B6 | 300 | 800 | 0 | 65.98 | 67.23 | 8 | 0
2035 | ERCOT_2_SPP_S | ERCOT | SPP_S | External | Summer | B7 | 400 | 800 | 0 | 49 | 50.61 | 8 | 0
2035 | ERCOT_2_SPP_S | ERCOT | SPP_S | External | Summer | B8 | 500 | 800 | 0 | 49 | 45.76 | 8 | 0
2035 | ERCOT_2_SPP_S | ERCOT | SPP_S | External | Summer | B9 | 800 | 800 | 0 | 49 | 44 | 8 | 0
2035 | ERCOT_2_SPP_S | ERCOT | SPP_S | External | Summer | B10 | 1262 | 800 | 0 | 45.09 | 33.26 | 8 | 0
2035 | ERCOT_2_SPP_S | ERCOT | SPP_S | External | Winter | B16 | 25 | 800 | 0 | 53.83 | 36.2 | 8 | 0
2035 | ERCOT_2_SPP_S | ERCOT | SPP_S | External | Winter | B17 | 100 | 800 | 0 | 53.83 | 33.26 | 8 | 0
2035 | ERCOT_2_SPP_S | ERCOT | SPP_S | External | Winter | B18 | 400 | 800 | 0 | 53.83 | 40.53 | 8 | 0
2035 | ERCOT_2_SPP_S | ERCOT | SPP_S | External | Winter | B19 | 700 | 800 | 0 | 49.41 | 36.25 | 8 | 0
2035 | ERCOT_2_SPP_S | ERCOT | SPP_S | External | Winter | B20 | 935 | 800 | 0 | 49.41 | 23.1 | 8 | 0
2035 | MAPP_US_2_RMPA | MAPP_US | RMPA | External | Shoulder | B11 | 25 | 200 | 0 | 55.85 | 53.87 | 8 | 0
2035 | MAPP_US_2_RMPA | MAPP_US | RMPA | External | Shoulder | B12 | 200 | 200 | 200 | 43.83 | 53.01 | 8 | 1.18
2035 | MAPP_US_2_RMPA | MAPP_US | RMPA | External | Shoulder | B13 | 600 | 200 | 200 | 38.01 | 53.01 | 8 | 7
2035 | MAPP_US_2_RMPA | MAPP_US | RMPA | External | Shoulder | B14 | 900 | 200 | 200 | 26.12 | 53.01 | 8 | 18.89
2035 | MAPP_US_2_RMPA | MAPP_US | RMPA | External | Shoulder | B15 | 1203 | 200 | 200 | -19.42 | 37.98 | 8 | 49.39
2035 | MAPP_US_2_RMPA | MAPP_US | RMPA | External | Summer | B1 | 10 | 200 | 0 | 75.99 | 82.39 | 8 | 0
2035 | MAPP_US_2_RMPA | MAPP_US | RMPA | External | Summer | B2 | 25 | 200 | 200 | 69.17 | 82.39 | 8 | 5.22
2035 | MAPP_US_2_RMPA | MAPP_US | RMPA | External | Summer | B3 | 75 | 200 | 200 | 72.18 | 82.39 | 8 | 2.21
2035 | MAPP_US_2_RMPA | MAPP_US | RMPA | External | Summer | B4 | 100 | 200 | 0 | 71.59 | 78.59 | 8 | 0
2035 | MAPP_US_2_RMPA | MAPP_US | RMPA | External | Summer | B5 | 200 | 200 | 0 | 69.41 | 63.41 | 8 | 0
2035 | MAPP_US_2_RMPA | MAPP_US | RMPA | External | Summer | B6 | 300 | 200 | 0 | 65.21 | 53.87 | 8 | 0
2035 | MAPP_US_2_RMPA | MAPP_US | RMPA | External | Summer | B7 | 400 | 200 | 0 | 48.59 | 53.87 | 8 | 0
2035 | MAPP_US_2_RMPA | MAPP_US | RMPA | External | Summer | B8 | 500 | 200 | 200 | 32.89 | 53.87 | 8 | 12.98
2035 | MAPP_US_2_RMPA | MAPP_US | RMPA | External | Summer | B9 | 800 | 200 | 200 | 32.89 | 43.28 | 8 | 2.39
2035 | MAPP_US_2_RMPA | MAPP_US | RMPA | External | Summer | B10 | 1262 | 200 | 72.08 | 26.18 | 34.18 | 8 | 0
2035 | MAPP_US_2_RMPA | MAPP_US | RMPA | External | Winter | B16 | 25 | 200 | 200 | 21.08 | 75 | 8 | 45.92
2035 | MAPP_US_2_RMPA | MAPP_US | RMPA | External | Winter | B17 | 100 | 200 | 200 | 24.19 | 60.97 | 8 | 28.78
2035 | MAPP_US_2_RMPA | MAPP_US | RMPA | External | Winter | B18 | 400 | 200 | 200 | 34.22 | 58.48 | 8 | 16.26
2035 | MAPP_US_2_RMPA | MAPP_US | RMPA | External | Winter | B19 | 700 | 200 | 200 | 34.22 | 58.48 | 8 | 16.26
2035 | MAPP_US_2_RMPA | MAPP_US | RMPA | External | Winter | B20 | 935 | 200 | 200 | 21.08 | 30.88 | 8 | 1.8
2035 | NE_2_RMPA | NE | RMPA | External | Shoulder | B11 | 25 | 310 | 0 | 57.85 | 53.87 | 5 | 0
2035 | NE_2_RMPA | NE | RMPA | External | Shoulder | B12 | 200 | 310 | 310 | 45.83 | 53.01 | 5 | 2.18
2035 | NE_2_RMPA | NE | RMPA | External | Shoulder | B13 | 600 | 310 | 310 | 41.72 | 53.01 | 5 | 6.29
2035 | NE_2_RMPA | NE | RMPA | External | Shoulder | B14 | 900 | 310 | 310 | 28.12 | 53.01 | 5 | 19.89
2035 | NE_2_RMPA | NE | RMPA | External | Shoulder | B15 | 1203 | 310 | 310 | -27.62 | 37.98 | 5 | 60.6
2035 | NE_2_RMPA | NE | RMPA | External | Summer | B1 | 10 | 310 | 0 | 77.99 | 82.39 | 5 | 0
2035 | NE_2_RMPA | NE | RMPA | External | Summer | B2 | 25 | 310 | 310 | 71.17 | 82.39 | 5 | 6.22
2035 | NE_2_RMPA | NE | RMPA | External | Summer | B3 | 75 | 310 | 310 | 74.18 | 82.39 | 5 | 3.21
2035 | NE_2_RMPA | NE | RMPA | External | Summer | B4 | 100 | 310 | 155.57 | 73.59 | 78.59 | 5 | 0
2035 | NE_2_RMPA | NE | RMPA | External | Summer | B5 | 200 | 310 | 0 | 71.41 | 63.41 | 5 | 0
2035 | NE_2_RMPA | NE | RMPA | External | Summer | B6 | 300 | 310 | 0 | 67.21 | 53.87 | 5 | 0
2035 | NE_2_RMPA | NE | RMPA | External | Summer | B7 | 400 | 310 | 0 | 50.59 | 53.87 | 5 | 0
2035 | NE_2_RMPA | NE | RMPA | External | Summer | B8 | 500 | 310 | 310 | 38.87 | 53.87 | 5 | 10
2035 | NE_2_RMPA | NE | RMPA | External | Summer | B9 | 800 | 310 | 310 | 35.66 | 43.28 | 5 | 2.62
2035 | NE_2_RMPA | NE | RMPA | External | Summer | B10 | 1262 | 310 | 309.91 | 29.18 | 34.18 | 5 | 0
2035 | NE_2_RMPA | NE | RMPA | External | Winter | B16 | 25 | 310 | 310 | -42.05 | 75 | 5 | 112.05
2035 | NE_2_RMPA | NE | RMPA | External | Winter | B17 | 100 | 310 | 310 | 22.78 | 60.97 | 5 | 33.19
2035 | NE_2_RMPA | NE | RMPA | External | Winter | B18 | 400 | 310 | 310 | 37.74 | 58.48 | 5 | 15.75
2035 | NE_2_RMPA | NE | RMPA | External | Winter | B19 | 700 | 310 | 310 | 36.22 | 58.48 | 5 | 17.26
2035 | NE_2_RMPA | NE | RMPA | External | Winter | B20 | 935 | 310 | 310 | 23.08 | 30.88 | 5 | 2.8
2035 | NWPP_Coal_2_MAPP_US | NWPP_Coal | MAPP_US | External | Shoulder | B11 | 25 | 150 | 0 | 62.03 | 55.85 | 8 | 0
2035 | NWPP_Coal_2_MAPP_US | NWPP_Coal | MAPP_US | External | Shoulder | B12 | 200 | 150 | 0 | 62.03 | 43.83 | 8 | 0
2035 | NWPP_Coal_2_MAPP_US | NWPP_Coal | MAPP_US | External | Shoulder | B13 | 600 | 150 | 0 | 62.03 | 38.01 | 8 | 0
2035 | NWPP_Coal_2_MAPP_US | NWPP_Coal | MAPP_US | External | Shoulder | B14 | 900 | 150 | 0 | 62.03 | 26.12 | 8 | 0
2035 | NWPP_Coal_2_MAPP_US | NWPP_Coal | MAPP_US | External | Shoulder | B15 | 1203 | 150 | 0 | 62.03 | -19.42 | 8 | 0
2035 | NWPP_Coal_2_MAPP_US | NWPP_Coal | MAPP_US | External | Summer | B1 | 10 | 150 | 150 | 62.03 | 75.99 | 8 | 5.96
2035 | NWPP_Coal_2_MAPP_US | NWPP_Coal | MAPP_US | External | Summer | B2 | 25 | 150 | 0 | 62.03 | 69.17 | 8 | 0
2035 | NWPP_Coal_2_MAPP_US | NWPP_Coal | MAPP_US | External | Summer | B3 | 75 | 150 | 150 | 62.03 | 72.18 | 8 | 2.15
2035 | NWPP_Coal_2_MAPP_US | NWPP_Coal | MAPP_US | External | Summer | B4 | 100 | 150 | 150 | 62.03 | 71.59 | 8 | 1.55
2035 | NWPP_Coal_2_MAPP_US | NWPP_Coal | MAPP_US | External | Summer | B5 | 200 | 150 | 0 | 62.03 | 69.41 | 8 | 0
2035 | NWPP_Coal_2_MAPP_US | NWPP_Coal | MAPP_US | External | Summer | B6 | 300 | 150 | 0 | 62.03 | 65.21 | 8 | 0
2035 | NWPP_Coal_2_MAPP_US | NWPP_Coal | MAPP_US | External | Summer | B7 | 400 | 150 | 0 | 62.03 | 48.59 | 8 | 0
2035 | NWPP_Coal_2_MAPP_US | NWPP_Coal | MAPP_US | External | Summer | B8 | 500 | 150 | 0 | 62.03 | 32.89 | 8 | 0
2035 | NWPP_Coal_2_MAPP_US | NWPP_Coal | MAPP_US | External | Summer | B9 | 800 | 150 | 0 | 62.03 | 32.89 | 8 | 0
2035 | NWPP_Coal_2_MAPP_US | NWPP_Coal | MAPP_US | External | Summer | B10 | 1262 | 150 | 0 | 62.03 | 26.18 | 8 | 0
2035 | NWPP_Coal_2_MAPP_US | NWPP_Coal | MAPP_US | External | Winter | B16 | 25 | 150 | 0 | 73.27 | 21.08 | 8 | 0
2035 | NWPP_Coal_2_MAPP_US | NWPP_Coal | MAPP_US | External | Winter | B17 | 100 | 150 | 0 | 66.65 | 24.19 | 8 | 0
2035 | NWPP_Coal_2_MAPP_US | NWPP_Coal | MAPP_US | External | Winter | B18 | 400 | 150 | 0 | 66.65 | 34.22 | 8 | 0
2035 | NWPP_Coal_2_MAPP_US | NWPP_Coal | MAPP_US | External | Winter | B19 | 700 | 150 | 0 | 66.65 | 34.22 | 8 | 0
2035 | NWPP_Coal_2_MAPP_US | NWPP_Coal | MAPP_US | External | Winter | B20 | 935 | 150 | 0 | 66.65 | 21.08 | 8 | 0
2035 | RMPA_2_MAPP_US | RMPA | MAPP_US | External | Shoulder | B11 | 25 | 200 | 0 | 53.87 | 55.85 | 8 | 0
2035 | RMPA_2_MAPP_US | RMPA | MAPP_US | External | Shoulder | B12 | 200 | 200 | 0 | 53.01 | 43.83 | 8 | 0
2035 | RMPA_2_MAPP_US | RMPA | MAPP_US | External | Shoulder | B13 | 600 | 200 | 0 | 53.01 | 38.01 | 8 | 0
2035 | RMPA_2_MAPP_US | RMPA | MAPP_US | External | Shoulder | B14 | 900 | 200 | 0 | 53.01 | 26.12 | 8 | 0
2035 | RMPA_2_MAPP_US | RMPA | MAPP_US | External | Shoulder | B15 | 1203 | 200 | 0 | 37.98 | -19.42 | 8 | 0
2035 | RMPA_2_MAPP_US | RMPA | MAPP_US | External | Summer | B1 | 10 | 200 | 0 | 82.39 | 75.99 | 8 | 0
2035 | RMPA_2_MAPP_US | RMPA | MAPP_US | External | Summer | B2 | 25 | 200 | 0 | 82.39 | 69.17 | 8 | 0
2035 | RMPA_2_MAPP_US | RMPA | MAPP_US | External | Summer | B3 | 75 | 200 | 0 | 82.39 | 72.18 | 8 | 0
2035 | RMPA_2_MAPP_US | RMPA | MAPP_US | External | Summer | B4 | 100 | 200 | 0 | 78.59 | 71.59 | 8 | 0
2035 | RMPA_2_MAPP_US | RMPA | MAPP_US | External | Summer | B5 | 200 | 200 | 0 | 63.41 | 69.41 | 8 | 0
2035 | RMPA_2_MAPP_US | RMPA | MAPP_US | External | Summer | B6 | 300 | 200 | 200 | 53.87 | 65.21 | 8 | 3.34
2035 | RMPA_2_MAPP_US | RMPA | MAPP_US | External | Summer | B7 | 400 | 200 | 0 | 53.87 | 48.59 | 8 | 0
2035 | RMPA_2_MAPP_US | RMPA | MAPP_US | External | Summer | B8 | 500 | 200 | 0 | 53.87 | 32.89 | 8 | 0
2035 | RMPA_2_MAPP_US | RMPA | MAPP_US | External | Summer | B9 | 800 | 200 | 0 | 43.28 | 32.89 | 8 | 0
2035 | RMPA_2_MAPP_US | RMPA | MAPP_US | External | Summer | B10 | 1262 | 200 | 0 | 34.18 | 26.18 | 8 | 0
2035 | RMPA_2_MAPP_US | RMPA | MAPP_US | External | Winter | B16 | 25 | 200 | 0 | 75 | 21.08 | 8 | 0
2035 | RMPA_2_MAPP_US | RMPA | MAPP_US | External | Winter | B17 | 100 | 200 | 0 | 60.97 | 24.19 | 8 | 0
2035 | RMPA_2_MAPP_US | RMPA | MAPP_US | External | Winter | B18 | 400 | 200 | 0 | 58.48 | 34.22 | 8 | 0
2035 | RMPA_2_MAPP_US | RMPA | MAPP_US | External | Winter | B19 | 700 | 200 | 0 | 58.48 | 34.22 | 8 | 0
2035 | RMPA_2_MAPP_US | RMPA | MAPP_US | External | Winter | B20 | 935 | 200 | 0 | 30.88 | 21.08 | 8 | 0
2035 | RMPA_2_NE | RMPA | NE | External | Shoulder | B11 | 25 | 310 | 0 | 53.87 | 57.85 | 8 | 0
2035 | RMPA_2_NE | RMPA | NE | External | Shoulder | B12 | 200 | 310 | 0 | 53.01 | 45.83 | 8 | 0
2035 | RMPA_2_NE | RMPA | NE | External | Shoulder | B13 | 600 | 310 | 0 | 53.01 | 41.72 | 8 | 0
2035 | RMPA_2_NE | RMPA | NE | External | Shoulder | B14 | 900 | 310 | 0 | 53.01 | 28.12 | 8 | 0
2035 | RMPA_2_NE | RMPA | NE | External | Shoulder | B15 | 1203 | 310 | 0 | 37.98 | -27.62 | 8 | 0
2035 | RMPA_2_NE | RMPA | NE | External | Summer | B1 | 10 | 310 | 0 | 82.39 | 77.99 | 8 | 0
2035 | RMPA_2_NE | RMPA | NE | External | Summer | B2 | 25 | 310 | 0 | 82.39 | 71.17 | 8 | 0
2035 | RMPA_2_NE | RMPA | NE | External | Summer | B3 | 75 | 310 | 0 | 82.39 | 74.18 | 8 | 0
2035 | RMPA_2_NE | RMPA | NE | External | Summer | B4 | 100 | 310 | 0 | 78.59 | 73.59 | 8 | 0
2035 | RMPA_2_NE | RMPA | NE | External | Summer | B5 | 200 | 310 | 31.12 | 63.41 | 71.41 | 8 | 0
2035 | RMPA_2_NE | RMPA | NE | External | Summer | B6 | 300 | 310 | 310 | 53.87 | 67.21 | 8 | 5.34
2035 | RMPA_2_NE | RMPA | NE | External | Summer | B7 | 400 | 310 | 0 | 53.87 | 50.59 | 8 | 0
2035 | RMPA_2_NE | RMPA | NE | External | Summer | B8 | 500 | 310 | 0 | 53.87 | 38.87 | 8 | 0
2035 | RMPA_2_NE | RMPA | NE | External | Summer | B9 | 800 | 310 | 0 | 43.28 | 35.66 | 8 | 0
2035 | RMPA_2_NE | RMPA | NE | External | Summer | B10 | 1262 | 310 | 0 | 34.18 | 29.18 | 8 | 0
2035 | RMPA_2_NE | RMPA | NE | External | Winter | B16 | 25 | 310 | 0 | 75 | -42.05 | 8 | 0
2035 | RMPA_2_NE | RMPA | NE | External | Winter | B17 | 100 | 310 | 0 | 60.97 | 22.78 | 8 | 0
2035 | RMPA_2_NE | RMPA | NE | External | Winter | B18 | 400 | 310 | 0 | 58.48 | 37.74 | 8 | 0
2035 | RMPA_2_NE | RMPA | NE | External | Winter | B19 | 700 | 310 | 0 | 58.48 | 36.22 | 8 | 0
2035 | RMPA_2_NE | RMPA | NE | External | Winter | B20 | 935 | 310 | 0 | 30.88 | 23.08 | 8 | 0
2035 | RMPA_2_SPP_N | RMPA | SPP_N | External | Shoulder | B11 | 25 | 210 | 0 | 53.87 | 57.86 | 8 | 0
2035 | RMPA_2_SPP_N | RMPA | SPP_N | External | Shoulder | B12 | 200 | 210 | 0 | 53.01 | 45.84 | 8 | 0
2035 | RMPA_2_SPP_N | RMPA | SPP_N | External | Shoulder | B13 | 600 | 210 | 0 | 53.01 | 41.73 | 8 | 0
2035 | RMPA_2_SPP_N | RMPA | SPP_N | External | Shoulder | B14 | 900 | 210 | 0 | 53.01 | 28.13 | 8 | 0
2035 | RMPA_2_SPP_N | RMPA | SPP_N | External | Shoulder | B15 | 1203 | 210 | 0 | 37.98 | -27.61 | 8 | 0
2035 | RMPA_2_SPP_N | RMPA | SPP_N | External | Summer | B1 | 10 | 210 | 0 | 82.39 | 77.99 | 8 | 0
2035 | RMPA_2_SPP_N | RMPA | SPP_N | External | Summer | B2 | 25 | 210 | 0 | 82.39 | 71.18 | 8 | 0
2035 | RMPA_2_SPP_N | RMPA | SPP_N | External | Summer | B3 | 75 | 210 | 0 | 82.39 | 75.02 | 8 | 0
2035 | RMPA_2_SPP_N | RMPA | SPP_N | External | Summer | B4 | 100 | 210 | 0 | 78.59 | 73.6 | 8 | 0
2035 | RMPA_2_SPP_N | RMPA | SPP_N | External | Summer | B5 | 200 | 210 | 209.99 | 63.41 | 71.42 | 8 | 0.01
2035 | RMPA_2_SPP_N | RMPA | SPP_N | External | Summer | B6 | 300 | 210 | 210 | 53.87 | 67.22 | 8 | 5.35
2035 | RMPA_2_SPP_N | RMPA | SPP_N | External | Summer | B7 | 400 | 210 | 0 | 53.87 | 50.6 | 8 | 0
2035 | RMPA_2_SPP_N | RMPA | SPP_N | External | Summer | B8 | 500 | 210 | 0 | 53.87 | 45.74 | 8 | 0
2035 | RMPA_2_SPP_N | RMPA | SPP_N | External | Summer | B9 | 800 | 210 | 0 | 43.28 | 38.28 | 8 | 0
2035 | RMPA_2_SPP_N | RMPA | SPP_N | External | Summer | B10 | 1262 | 210 | 0 | 34.18 | 29.29 | 8 | 0
2035 | RMPA_2_SPP_N | RMPA | SPP_N | External | Winter | B16 | 25 | 210 | 0 | 75 | 36.19 | 8 | 0
2035 | RMPA_2_SPP_N | RMPA | SPP_N | External | Winter | B17 | 100 | 210 | 0 | 60.97 | 33.25 | 8 | 0
2035 | RMPA_2_SPP_N | RMPA | SPP_N | External | Winter | B18 | 400 | 210 | 0 | 58.48 | 40.52 | 8 | 0
2035 | RMPA_2_SPP_N | RMPA | SPP_N | External | Winter | B19 | 700 | 210 | 0 | 58.48 | 36.24 | 8 | 0
2035 | RMPA_2_SPP_N | RMPA | SPP_N | External | Winter | B20 | 935 | 210 | 0 | 30.88 | 23.09 | 8 | 0
2035 | SPP_N_2_RMPA | SPP_N | RMPA | External | Shoulder | B11 | 25 | 210 | 0 | 57.86 | 53.87 | 5 | 0
2035 | SPP_N_2_RMPA | SPP_N | RMPA | External | Shoulder | B12 | 200 | 210 | 210 | 45.84 | 53.01 | 5 | 2.17
2035 | SPP_N_2_RMPA | SPP_N | RMPA | External | Shoulder | B13 | 600 | 210 | 210 | 41.73 | 53.01 | 5 | 6.28
2035 | SPP_N_2_RMPA | SPP_N | RMPA | External | Shoulder | B14 | 900 | 210 | 210 | 28.13 | 53.01 | 5 | 19.88
2035 | SPP_N_2_RMPA | SPP_N | RMPA | External | Shoulder | B15 | 1203 | 210 | 210 | -27.61 | 37.98 | 5 | 60.59
2035 | SPP_N_2_RMPA | SPP_N | RMPA | External | Summer | B1 | 10 | 210 | 0 | 77.99 | 82.39 | 5 | 0
2035 | SPP_N_2_RMPA | SPP_N | RMPA | External | Summer | B2 | 25 | 210 | 210 | 71.18 | 82.39 | 5 | 6.21
2035 | SPP_N_2_RMPA | SPP_N | RMPA | External | Summer | B3 | 75 | 210 | 210 | 75.02 | 82.39 | 5 | 2.37
2035 | SPP_N_2_RMPA | SPP_N | RMPA | External | Summer | B4 | 100 | 210 | 0 | 73.6 | 78.59 | 5 | 0
2035 | SPP_N_2_RMPA | SPP_N | RMPA | External | Summer | B5 | 200 | 210 | 0 | 71.42 | 63.41 | 5 | 0
2035 | SPP_N_2_RMPA | SPP_N | RMPA | External | Summer | B6 | 300 | 210 | 0 | 67.22 | 53.87 | 5 | 0
2035 | SPP_N_2_RMPA | SPP_N | RMPA | External | Summer | B7 | 400 | 210 | 0 | 50.6 | 53.87 | 5 | 0
2035 | SPP_N_2_RMPA | SPP_N | RMPA | External | Summer | B8 | 500 | 210 | 210 | 45.74 | 53.87 | 5 | 3.12
2035 | SPP_N_2_RMPA | SPP_N | RMPA | External | Summer | B9 | 800 | 210 | 5.36 | 38.28 | 43.28 | 5 | 0
2035 | SPP_N_2_RMPA | SPP_N | RMPA | External | Summer | B10 | 1262 | 210 | 0 | 29.29 | 34.18 | 5 | 0
2035 | SPP_N_2_RMPA | SPP_N | RMPA | External | Winter | B16 | 25 | 210 | 210 | 36.19 | 75 | 5 | 33.81
2035 | SPP_N_2_RMPA | SPP_N | RMPA | External | Winter | B17 | 100 | 210 | 210 | 33.25 | 60.97 | 5 | 22.72
2035 | SPP_N_2_RMPA | SPP_N | RMPA | External | Winter | B18 | 400 | 210 | 210 | 40.52 | 58.48 | 5 | 12.96
2035 | SPP_N_2_RMPA | SPP_N | RMPA | External | Winter | B19 | 700 | 210 | 210 | 36.24 | 58.48 | 5 | 17.25
2035 | SPP_N_2_RMPA | SPP_N | RMPA | External | Winter | B20 | 935 | 210 | 210 | 23.09 | 30.88 | 5 | 2.79
2035 | SPP_S_2_ERCOT | SPP_S | ERCOT | External | Shoulder | B11 | 25 | 800 | 800 | 57.85 | 74.05 | 5 | 11.2
2035 | SPP_S_2_ERCOT | SPP_S | ERCOT | External | Shoulder | B12 | 200 | 800 | 0 | 45.84 | 50.56 | 5 | 0
2035 | SPP_S_2_ERCOT | SPP_S | ERCOT | External | Shoulder | B13 | 600 | 800 | 800 | 41.74 | 50.56 | 5 | 3.82
2035 | SPP_S_2_ERCOT | SPP_S | ERCOT | External | Shoulder | B14 | 900 | 800 | 800 | 28.15 | 46.49 | 5 | 13.34
2035 | SPP_S_2_ERCOT | SPP_S | ERCOT | External | Shoulder | B15 | 1203 | 800 | 800 | -32.44 | 46.49 | 5 | 73.92
2035 | SPP_S_2_ERCOT | SPP_S | ERCOT | External | Summer | B1 | 10 | 800 | 800 | 48.89 | 71.73 | 5 | 17.83
2035 | SPP_S_2_ERCOT | SPP_S | ERCOT | External | Summer | B2 | 25 | 800 | 0 | 71.18 | 71.73 | 5 | 0
2035 | SPP_S_2_ERCOT | SPP_S | ERCOT | External | Summer | B3 | 75 | 800 | 0 | 75.02 | 71.73 | 5 | 0
2035 | SPP_S_2_ERCOT | SPP_S | ERCOT | External | Summer | B4 | 100 | 800 | 0 | 73.6 | 71.73 | 5 | 0
2035 | SPP_S_2_ERCOT | SPP_S | ERCOT | External | Summer | B5 | 200 | 800 | 0 | 71.41 | 71.73 | 5 | 0
2035 | SPP_S_2_ERCOT | SPP_S | ERCOT | External | Summer | B6 | 300 | 800 | 0 | 67.23 | 65.98 | 5 | 0
2035 | SPP_S_2_ERCOT | SPP_S | ERCOT | External | Summer | B7 | 400 | 800 | 0 | 50.61 | 49 | 5 | 0
2035 | SPP_S_2_ERCOT | SPP_S | ERCOT | External | Summer | B8 | 500 | 800 | 0 | 45.76 | 49 | 5 | 0
2035 | SPP_S_2_ERCOT | SPP_S | ERCOT | External | Summer | B9 | 800 | 800 | 454.1 | 44 | 49 | 5 | 0
2035 | SPP_S_2_ERCOT | SPP_S | ERCOT | External | Summer | B10 | 1262 | 800 | 800 | 33.26 | 45.09 | 5 | 6.83
2035 | SPP_S_2_ERCOT | SPP_S | ERCOT | External | Winter | B16 | 25 | 800 | 800 | 36.2 | 53.83 | 5 | 12.63
2035 | SPP_S_2_ERCOT | SPP_S | ERCOT | External | Winter | B17 | 100 | 800 | 800 | 33.26 | 53.83 | 5 | 15.56
2035 | SPP_S_2_ERCOT | SPP_S | ERCOT | External | Winter | B18 | 400 | 800 | 800 | 40.53 | 53.83 | 5 | 8.29
2035 | SPP_S_2_ERCOT | SPP_S | ERCOT | External | Winter | B19 | 700 | 800 | 800 | 36.25 | 49.41 | 5 | 8.16
2035 | SPP_S_2_ERCOT | SPP_S | ERCOT | External | Winter | B20 | 935 | 800 | 800 | 23.1 | 49.41 | 5 | 21.3
2040 | AZ_NM_SNV_Coal_2_SPP_S | AZ_NM_SNV_Coal | SPP_S | External | Shoulder | B11 | 25 | 400 | 0 | 78.8 | 63.39 | 8.17 | 0
2040 | AZ_NM_SNV_Coal_2_SPP_S | AZ_NM_SNV_Coal | SPP_S | External | Shoulder | B12 | 200 | 400 | 0 | 70.99 | 50.73 | 8.17 | 0
2040 | AZ_NM_SNV_Coal_2_SPP_S | AZ_NM_SNV_Coal | SPP_S | External | Shoulder | B13 | 600 | 400 | 0 | 65.41 | 45.52 | 8.17 | 0
2040 | AZ_NM_SNV_Coal_2_SPP_S | AZ_NM_SNV_Coal | SPP_S | External | Shoulder | B14 | 900 | 400 | 0 | 60.22 | 30.25 | 8.17 | 0
2040 | AZ_NM_SNV_Coal_2_SPP_S | AZ_NM_SNV_Coal | SPP_S | External | Shoulder | B15 | 1203 | 400 | 0 | 58.84 | -28.24 | 8.17 | 0
2040 | AZ_NM_SNV_Coal_2_SPP_S | AZ_NM_SNV_Coal | SPP_S | External | Summer | B1 | 10 | 400 | 0 | 134.04 | 55.02 | 8.17 | 0
2040 | AZ_NM_SNV_Coal_2_SPP_S | AZ_NM_SNV_Coal | SPP_S | External | Summer | B2 | 25 | 400 | 0 | 126.2 | 83.1 | 8.17 | 0
2040 | AZ_NM_SNV_Coal_2_SPP_S | AZ_NM_SNV_Coal | SPP_S | External | Summer | B3 | 75 | 400 | 0 | 125.88 | 85.32 | 8.17 | 0
2040 | AZ_NM_SNV_Coal_2_SPP_S | AZ_NM_SNV_Coal | SPP_S | External | Summer | B4 | 100 | 400 | 0 | 114.23 | 83.49 | 8.17 | 0
2040 | AZ_NM_SNV_Coal_2_SPP_S | AZ_NM_SNV_Coal | SPP_S | External | Summer | B5 | 200 | 400 | 0 | 114.23 | 83.1 | 8.17 | 0
2040 | AZ_NM_SNV_Coal_2_SPP_S | AZ_NM_SNV_Coal | SPP_S | External | Summer | B6 | 300 | 400 | 0 | 106.43 | 79.34 | 8.17 | 0
2040 | AZ_NM_SNV_Coal_2_SPP_S | AZ_NM_SNV_Coal | SPP_S | External | Summer | B7 | 400 | 400 | 0 | 83.59 | 55.47 | 8.17 | 0
2040 | AZ_NM_SNV_Coal_2_SPP_S | AZ_NM_SNV_Coal | SPP_S | External | Summer | B8 | 500 | 400 | 0 | 83.57 | 54.9 | 8.17 | 0
2040 | AZ_NM_SNV_Coal_2_SPP_S | AZ_NM_SNV_Coal | SPP_S | External | Summer | B9 | 800 | 400 | 0 | 73.57 | 47.53 | 8.17 | 0
2040 | AZ_NM_SNV_Coal_2_SPP_S | AZ_NM_SNV_Coal | SPP_S | External | Summer | B10 | 1262 | 400 | 0 | 56.55 | 34.55 | 8.17 | 0
2040 | AZ_NM_SNV_Coal_2_SPP_S | AZ_NM_SNV_Coal | SPP_S | External | Winter | B16 | 25 | 400 | 0 | 83.15 | 37.8 | 8.17 | 0
2040 | AZ_NM_SNV_Coal_2_SPP_S | AZ_NM_SNV_Coal | SPP_S | External | Winter | B17 | 100 | 400 | 0 | 74.47 | 34.55 | 8.17 | 0
2040 | AZ_NM_SNV_Coal_2_SPP_S | AZ_NM_SNV_Coal | SPP_S | External | Winter | B18 | 400 | 400 | 0 | 67.95 | 43.21 | 8.17 | 0
2040 | AZ_NM_SNV_Coal_2_SPP_S | AZ_NM_SNV_Coal | SPP_S | External | Winter | B19 | 700 | 400 | 0 | 67.76 | 40.17 | 8.17 | 0
2040 | AZ_NM_SNV_Coal_2_SPP_S | AZ_NM_SNV_Coal | SPP_S | External | Winter | B20 | 935 | 400 | 0 | 62.58 | 24.8 | 8.17 | 0
2040 | ERCOT_2_SPP_S | ERCOT | SPP_S | External | Shoulder | B11 | 25 | 800 | 0 | 83.39 | 63.39 | 8 | 0
2040 | ERCOT_2_SPP_S | ERCOT | SPP_S | External | Shoulder | B12 | 200 | 800 | 0 | 56.84 | 50.73 | 8 | 0
2040 | ERCOT_2_SPP_S | ERCOT | SPP_S | External | Shoulder | B13 | 600 | 800 | 0 | 56.84 | 45.52 | 8 | 0
2040 | ERCOT_2_SPP_S | ERCOT | SPP_S | External | Shoulder | B14 | 900 | 800 | 0 | 52.1 | 30.25 | 8 | 0
2040 | ERCOT_2_SPP_S | ERCOT | SPP_S | External | Shoulder | B15 | 1203 | 800 | 0 | 52.1 | -28.24 | 8 | 0
2040 | ERCOT_2_SPP_S | ERCOT | SPP_S | External | Summer | B1 | 10 | 800 | 0 | 89.09 | 55.02 | 8 | 0
2040 | ERCOT_2_SPP_S | ERCOT | SPP_S | External | Summer | B2 | 25 | 800 | 0 | 80.81 | 83.1 | 8 | 0
2040 | ERCOT_2_SPP_S | ERCOT | SPP_S | External | Summer | B3 | 75 | 800 | 0 | 80.81 | 85.32 | 8 | 0
2040 | ERCOT_2_SPP_S | ERCOT | SPP_S | External | Summer | B4 | 100 | 800 | 0 | 80.81 | 83.49 | 8 | 0
2040 | ERCOT_2_SPP_S | ERCOT | SPP_S | External | Summer | B5 | 200 | 800 | 0 | 80.81 | 83.1 | 8 | 0
2040 | ERCOT_2_SPP_S | ERCOT | SPP_S | External | Summer | B6 | 300 | 800 | 800 | 71.22 | 79.34 | 8 | 0.12
2040 | ERCOT_2_SPP_S | ERCOT | SPP_S | External | Summer | B7 | 400 | 800 | 0 | 55.11 | 55.47 | 8 | 0
2040 | ERCOT_2_SPP_S | ERCOT | SPP_S | External | Summer | B8 | 500 | 800 | 0 | 55.11 | 54.9 | 8 | 0
2040 | ERCOT_2_SPP_S | ERCOT | SPP_S | External | Summer | B9 | 800 | 800 | 0 | 52.53 | 47.53 | 8 | 0
2040 | ERCOT_2_SPP_S | ERCOT | SPP_S | External | Summer | B10 | 1262 | 800 | 0 | 50.55 | 34.55 | 8 | 0
2040 | ERCOT_2_SPP_S | ERCOT | SPP_S | External | Winter | B16 | 25 | 800 | 0 | 60.45 | 37.8 | 8 | 0
2040 | ERCOT_2_SPP_S | ERCOT | SPP_S | External | Winter | B17 | 100 | 800 | 0 | 60.45 | 34.55 | 8 | 0
2040 | ERCOT_2_SPP_S | ERCOT | SPP_S | External | Winter | B18 | 400 | 800 | 0 | 60.45 | 43.21 | 8 | 0
2040 | ERCOT_2_SPP_S | ERCOT | SPP_S | External | Winter | B19 | 700 | 800 | 0 | 55.33 | 40.17 | 8 | 0
2040 | ERCOT_2_SPP_S | ERCOT | SPP_S | External | Winter | B20 | 935 | 800 | 0 | 55.33 | 24.8 | 8 | 0
2040 | MAPP_US_2_RMPA | MAPP_US | RMPA | External | Shoulder | B11 | 25 | 200 | 0 | 61.38 | 62.87 | 8 | 0
2040 | MAPP_US_2_RMPA | MAPP_US | RMPA | External | Shoulder | B12 | 200 | 200 | 200 | 48.7 | 60.22 | 8 | 3.52
2040 | MAPP_US_2_RMPA | MAPP_US | RMPA | External | Shoulder | B13 | 600 | 200 | 200 | 43.38 | 54.67 | 8 | 3.28
2040 | MAPP_US_2_RMPA | MAPP_US | RMPA | External | Shoulder | B14 | 900 | 200 | 200 | 28.23 | 52.06 | 8 | 15.83
2040 | MAPP_US_2_RMPA | MAPP_US | RMPA | External | Shoulder | B15 | 1203 | 200 | 200 | -15 | 39.22 | 8 | 46.22
2040 | MAPP_US_2_RMPA | MAPP_US | RMPA | External | Summer | B1 | 10 | 200 | 0 | 85.99 | 91.4 | 8 | 0
2040 | MAPP_US_2_RMPA | MAPP_US | RMPA | External | Summer | B2 | 25 | 200 | 200 | 81.1 | 91.4 | 8 | 2.3
2040 | MAPP_US_2_RMPA | MAPP_US | RMPA | External | Summer | B3 | 75 | 200 | 200 | 82.88 | 91.4 | 8 | 0.52
2040 | MAPP_US_2_RMPA | MAPP_US | RMPA | External | Summer | B4 | 100 | 200 | 0 | 81.48 | 76.47 | 8 | 0
2040 | MAPP_US_2_RMPA | MAPP_US | RMPA | External | Summer | B5 | 200 | 200 | 0 | 81.09 | 72.55 | 8 | 0
2040 | MAPP_US_2_RMPA | MAPP_US | RMPA | External | Summer | B6 | 300 | 200 | 0 | 77.31 | 60.13 | 8 | 0
2040 | MAPP_US_2_RMPA | MAPP_US | RMPA | External | Summer | B7 | 400 | 200 | 0 | 53.44 | 60.13 | 8 | 0
2040 | MAPP_US_2_RMPA | MAPP_US | RMPA | External | Summer | B8 | 500 | 200 | 200 | 39.45 | 57.07 | 8 | 9.62
2040 | MAPP_US_2_RMPA | MAPP_US | RMPA | External | Summer | B9 | 800 | 200 | 0 | 38.38 | 41.02 | 8 | 0
2040 | MAPP_US_2_RMPA | MAPP_US | RMPA | External | Summer | B10 | 1262 | 200 | 0 | 26.15 | 32.08 | 8 | 0
2040 | MAPP_US_2_RMPA | MAPP_US | RMPA | External | Winter | B16 | 25 | 200 | 200 | 22.78 | 91.3 | 8 | 60.53
2040 | MAPP_US_2_RMPA | MAPP_US | RMPA | External | Winter | B17 | 100 | 200 | 200 | 26.02 | 68.06 | 8 | 34.04
2040 | MAPP_US_2_RMPA | MAPP_US | RMPA | External | Winter | B18 | 400 | 200 | 200 | 38.14 | 59.6 | 8 | 13.45
2040 | MAPP_US_2_RMPA | MAPP_US | RMPA | External | Winter | B19 | 700 | 200 | 200 | 38.14 | 59.6 | 8 | 13.45
2040 | MAPP_US_2_RMPA | MAPP_US | RMPA | External | Winter | B20 | 935 | 200 | 200 | 22.78 | 30.98 | 8 | 0.2
2040 | NE_2_RMPA | NE | RMPA | External | Shoulder | B11 | 25 | 310 | 0 | 63.38 | 62.87 | 5 | 0
2040 | NE_2_RMPA | NE | RMPA | External | Shoulder | B12 | 200 | 310 | 310 | 50.7 | 60.22 | 5 | 4.52
2040 | NE_2_RMPA | NE | RMPA | External | Shoulder | B13 | 600 | 310 | 310 | 45.5 | 54.67 | 5 | 4.17
2040 | NE_2_RMPA | NE | RMPA | External | Shoulder | B14 | 900 | 310 | 310 | 30.23 | 52.06 | 5 | 16.83
2040 | NE_2_RMPA | NE | RMPA | External | Shoulder | B15 | 1203 | 310 | 310 | -25.21 | 39.22 | 5 | 59.43
2040 | NE_2_RMPA | NE | RMPA | External | Summer | B1 | 10 | 310 | 0 | 87.99 | 91.4 | 5 | 0
2040 | NE_2_RMPA | NE | RMPA | External | Summer | B2 | 25 | 310 | 310 | 83.1 | 91.4 | 5 | 3.3
2040 | NE_2_RMPA | NE | RMPA | External | Summer | B3 | 75 | 310 | 310 | 84.88 | 91.4 | 5 | 1.52
2040 | NE_2_RMPA | NE | RMPA | External | Summer | B4 | 100 | 310 | 0 | 83.48 | 76.47 | 5 | 0
2040 | NE_2_RMPA | NE | RMPA | External | Summer | B5 | 200 | 310 | 0 | 83.09 | 72.55 | 5 | 0
2040 | NE_2_RMPA | NE | RMPA | External | Summer | B6 | 300 | 310 | 0 | 79.31 | 60.13 | 5 | 0
2040 | NE_2_RMPA | NE | RMPA | External | Summer | B7 | 400 | 310 | 0 | 55.44 | 60.13 | 5 | 0
2040 | NE_2_RMPA | NE | RMPA | External | Summer | B8 | 500 | 310 | 310 | 46.45 | 57.07 | 5 | 5.62
2040 | NE_2_RMPA | NE | RMPA | External | Summer | B9 | 800 | 310 | 0 | 40.54 | 41.02 | 5 | 0
2040 | NE_2_RMPA | NE | RMPA | External | Summer | B10 | 1262 | 310 | 0 | 30.48 | 32.08 | 5 | 0
2040 | NE_2_RMPA | NE | RMPA | External | Winter | B16 | 25 | 310 | 310 | -38.29 | 91.3 | 5 | 124.6
2040 | NE_2_RMPA | NE | RMPA | External | Winter | B17 | 100 | 310 | 310 | 25.08 | 68.06 | 5 | 37.98
2040 | NE_2_RMPA | NE | RMPA | External | Winter | B18 | 400 | 310 | 310 | 40.14 | 59.6 | 5 | 14.45
2040 | NE_2_RMPA | NE | RMPA | External | Winter | B19 | 700 | 310 | 310 | 40.14 | 59.6 | 5 | 14.45
2040 | NE_2_RMPA | NE | RMPA | External | Winter | B20 | 935 | 310 | 310 | 24.78 | 30.98 | 5 | 1.2
2040 | NWPP_Coal_2_MAPP_US | NWPP_Coal | MAPP_US | External | Shoulder | B11 | 25 | 150 | 0 | 68.39 | 61.38 | 8 | 0
2040 | NWPP_Coal_2_MAPP_US | NWPP_Coal | MAPP_US | External | Shoulder | B12 | 200 | 150 | 0 | 68.39 | 48.7 | 8 | 0
2040 | NWPP_Coal_2_MAPP_US | NWPP_Coal | MAPP_US | External | Shoulder | B13 | 600 | 150 | 0 | 68.39 | 43.38 | 8 | 0
2040 | NWPP_Coal_2_MAPP_US | NWPP_Coal | MAPP_US | External | Shoulder | B14 | 900 | 150 | 0 | 68.39 | 28.23 | 8 | 0
2040 | NWPP_Coal_2_MAPP_US | NWPP_Coal | MAPP_US | External | Shoulder | B15 | 1203 | 150 | 0 | 68.39 | -15 | 8 | 0
2040 | NWPP_Coal_2_MAPP_US | NWPP_Coal | MAPP_US | External | Summer | B1 | 10 | 150 | 0 | 99.57 | 85.99 | 8 | 0
2040 | NWPP_Coal_2_MAPP_US | NWPP_Coal | MAPP_US | External | Summer | B2 | 25 | 150 | 150 | 68.3 | 81.1 | 8 | 4.8
2040 | NWPP_Coal_2_MAPP_US | NWPP_Coal | MAPP_US | External | Summer | B3 | 75 | 150 | 150 | 68.3 | 82.88 | 8 | 6.58
2040 | NWPP_Coal_2_MAPP_US | NWPP_Coal | MAPP_US | External | Summer | B4 | 100 | 150 | 150 | 68.3 | 81.48 | 8 | 5.17
2040 | NWPP_Coal_2_MAPP_US | NWPP_Coal | MAPP_US | External | Summer | B5 | 200 | 150 | 150 | 68.3 | 81.09 | 8 | 4.79
2040 | NWPP_Coal_2_MAPP_US | NWPP_Coal | MAPP_US | External | Summer | B6 | 300 | 150 | 150 | 68.3 | 77.31 | 8 | 1.01
2040 | NWPP_Coal_2_MAPP_US | NWPP_Coal | MAPP_US | External | Summer | B7 | 400 | 150 | 0 | 68.3 | 53.44 | 8 | 0
2040 | NWPP_Coal_2_MAPP_US | NWPP_Coal | MAPP_US | External | Summer | B8 | 500 | 150 | 0 | 68.3 | 39.45 | 8 | 0
2040 | NWPP_Coal_2_MAPP_US | NWPP_Coal | MAPP_US | External | Summer | B9 | 800 | 150 | 0 | 68.3 | 38.38 | 8 | 0
2040 | NWPP_Coal_2_MAPP_US | NWPP_Coal | MAPP_US | External | Summer | B10 | 1262 | 150 | 0 | 68.3 | 26.15 | 8 | 0
2040 | NWPP_Coal_2_MAPP_US | NWPP_Coal | MAPP_US | External | Winter | B16 | 25 | 150 | 0 | 83.14 | 22.78 | 8 | 0
2040 | NWPP_Coal_2_MAPP_US | NWPP_Coal | MAPP_US | External | Winter | B17 | 100 | 150 | 0 | 73.62 | 26.02 | 8 | 0
2040 | NWPP_Coal_2_MAPP_US | NWPP_Coal | MAPP_US | External | Winter | B18 | 400 | 150 | 0 | 73.62 | 38.14 | 8 | 0
2040 | NWPP_Coal_2_MAPP_US | NWPP_Coal | MAPP_US | External | Winter | B19 | 700 | 150 | 0 | 73.62 | 38.14 | 8 | 0
2040 | NWPP_Coal_2_MAPP_US | NWPP_Coal | MAPP_US | External | Winter | B20 | 935 | 150 | 0 | 73.62 | 22.78 | 8 | 0
2040 | RMPA_2_MAPP_US | RMPA | MAPP_US | External | Shoulder | B11 | 25 | 200 | 0 | 62.87 | 61.38 | 8 | 0
2040 | RMPA_2_MAPP_US | RMPA | MAPP_US | External | Shoulder | B12 | 200 | 200 | 0 | 60.22 | 48.7 | 8 | 0
2040 | RMPA_2_MAPP_US | RMPA | MAPP_US | External | Shoulder | B13 | 600 | 200 | 0 | 54.67 | 43.38 | 8 | 0
2040 | RMPA_2_MAPP_US | RMPA | MAPP_US | External | Shoulder | B14 | 900 | 200 | 0 | 52.06 | 28.23 | 8 | 0
2040 | RMPA_2_MAPP_US | RMPA | MAPP_US | External | Shoulder | B15 | 1203 | 200 | 0 | 39.22 | -15 | 8 | 0
2040 | RMPA_2_MAPP_US | RMPA | MAPP_US | External | Summer | B1 | 10 | 200 | 0 | 91.4 | 85.99 | 8 | 0
2040 | RMPA_2_MAPP_US | RMPA | MAPP_US | External | Summer | B2 | 25 | 200 | 0 | 91.4 | 81.1 | 8 | 0
2040 | RMPA_2_MAPP_US | RMPA | MAPP_US | External | Summer | B3 | 75 | 200 | 0 | 91.4 | 82.88 | 8 | 0
2040 | RMPA_2_MAPP_US | RMPA | MAPP_US | External | Summer | B4 | 100 | 200 | 0 | 76.47 | 81.48 | 8 | 0
2040 | RMPA_2_MAPP_US | RMPA | MAPP_US | External | Summer | B5 | 200 | 200 | 200 | 72.55 | 81.09 | 8 | 0.54
2040 | RMPA_2_MAPP_US | RMPA | MAPP_US | External | Summer | B6 | 300 | 200 | 200 | 60.13 | 77.31 | 8 | 9.18
2040 | RMPA_2_MAPP_US | RMPA | MAPP_US | External | Summer | B7 | 400 | 200 | 0 | 60.13 | 53.44 | 8 | 0
2040 | RMPA_2_MAPP_US | RMPA | MAPP_US | External | Summer | B8 | 500 | 200 | 0 | 57.07 | 39.45 | 8 | 0
2040 | RMPA_2_MAPP_US | RMPA | MAPP_US | External | Summer | B9 | 800 | 200 | 0 | 41.02 | 38.38 | 8 | 0
2040 | RMPA_2_MAPP_US | RMPA | MAPP_US | External | Summer | B10 | 1262 | 200 | 0 | 32.08 | 26.15 | 8 | 0
2040 | RMPA_2_MAPP_US | RMPA | MAPP_US | External | Winter | B16 | 25 | 200 | 0 | 91.3 | 22.78 | 8 | 0
2040 | RMPA_2_MAPP_US | RMPA | MAPP_US | External | Winter | B17 | 100 | 200 | 0 | 68.06 | 26.02 | 8 | 0
2040 | RMPA_2_MAPP_US | RMPA | MAPP_US | External | Winter | B18 | 400 | 200 | 0 | 59.6 | 38.14 | 8 | 0
2040 | RMPA_2_MAPP_US | RMPA | MAPP_US | External | Winter | B19 | 700 | 200 | 0 | 59.6 | 38.14 | 8 | 0
2040 | RMPA_2_MAPP_US | RMPA | MAPP_US | External | Winter | B20 | 935 | 200 | 0 | 30.98 | 22.78 | 8 | 0
2040 | RMPA_2_NE | RMPA | NE | External | Shoulder | B11 | 25 | 310 | 0 | 62.87 | 63.38 | 8 | 0
2040 | RMPA_2_NE | RMPA | NE | External | Shoulder | B12 | 200 | 310 | 0 | 60.22 | 50.7 | 8 | 0
2040 | RMPA_2_NE | RMPA | NE | External | Shoulder | B13 | 600 | 310 | 0 | 54.67 | 45.5 | 8 | 0
2040 | RMPA_2_NE | RMPA | NE | External | Shoulder | B14 | 900 | 310 | 0 | 52.06 | 30.23 | 8 | 0
2040 | RMPA_2_NE | RMPA | NE | External | Shoulder | B15 | 1203 | 310 | 0 | 39.22 | -25.21 | 8 | 0
2040 | RMPA_2_NE | RMPA | NE | External | Summer | B1 | 10 | 310 | 0 | 91.4 | 87.99 | 8 | 0
2040 | RMPA_2_NE | RMPA | NE | External | Summer | B2 | 25 | 310 | 0 | 91.4 | 83.1 | 8 | 0
2040 | RMPA_2_NE | RMPA | NE | External | Summer | B3 | 75 | 310 | 0 | 91.4 | 84.88 | 8 | 0
2040 | RMPA_2_NE | RMPA | NE | External | Summer | B4 | 100 | 310 | 0 | 76.47 | 83.48 | 8 | 0
2040 | RMPA_2_NE | RMPA | NE | External | Summer | B5 | 200 | 310 | 310 | 72.55 | 83.09 | 8 | 2.54
2040 | RMPA_2_NE | RMPA | NE | External | Summer | B6 | 300 | 310 | 310 | 60.13 | 79.31 | 8 | 11.18
2040 | RMPA_2_NE | RMPA | NE | External | Summer | B7 | 400 | 310 | 0 | 60.13 | 55.44 | 8 | 0
2040 | RMPA_2_NE | RMPA | NE | External | Summer | B8 | 500 | 310 | 0 | 57.07 | 46.45 | 8 | 0
2040 | RMPA_2_NE | RMPA | NE | External | Summer | B9 | 800 | 310 | 0 | 41.02 | 40.54 | 8 | 0
2040 | RMPA_2_NE | RMPA | NE | External | Summer | B10 | 1262 | 310 | 0 | 32.08 | 30.48 | 8 | 0
2040 | RMPA_2_NE | RMPA | NE | External | Winter | B16 | 25 | 310 | 0 | 91.3 | -38.29 | 8 | 0
2040 | RMPA_2_NE | RMPA | NE | External | Winter | B17 | 100 | 310 | 0 | 68.06 | 25.08 | 8 | 0
2040 | RMPA_2_NE | RMPA | NE | External | Winter | B18 | 400 | 310 | 0 | 59.6 | 40.14 | 8 | 0
2040 | RMPA_2_NE | RMPA | NE | External | Winter | B19 | 700 | 310 | 0 | 59.6 | 40.14 | 8 | 0
2040 | RMPA_2_NE | RMPA | NE | External | Winter | B20 | 935 | 310 | 0 | 30.98 | 24.78 | 8 | 0
2040 | RMPA_2_SPP_N | RMPA | SPP_N | External | Shoulder | B11 | 25 | 210 | 0 | 62.87 | 63.39 | 8 | 0
2040 | RMPA_2_SPP_N | RMPA | SPP_N | External | Shoulder | B12 | 200 | 210 | 0 | 60.22 | 50.72 | 8 | 0
2040 | RMPA_2_SPP_N | RMPA | SPP_N | External | Shoulder | B13 | 600 | 210 | 0 | 54.67 | 45.51 | 8 | 0
2040 | RMPA_2_SPP_N | RMPA | SPP_N | External | Shoulder | B14 | 900 | 210 | 0 | 52.06 | 30.24 | 8 | 0
2040 | RMPA_2_SPP_N | RMPA | SPP_N | External | Shoulder | B15 | 1203 | 210 | 0 | 39.22 | -25.2 | 8 | 0
2040 | RMPA_2_SPP_N | RMPA | SPP_N | External | Summer | B1 | 10 | 210 | 0 | 91.4 | 88 | 8 | 0
2040 | RMPA_2_SPP_N | RMPA | SPP_N | External | Summer | B2 | 25 | 210 | 0 | 91.4 | 83.11 | 8 | 0
2040 | RMPA_2_SPP_N | RMPA | SPP_N | External | Summer | B3 | 75 | 210 | 0 | 91.4 | 85.31 | 8 | 0
2040 | RMPA_2_SPP_N | RMPA | SPP_N | External | Summer | B4 | 100 | 210 | 0 | 76.47 | 83.49 | 8 | 0
2040 | RMPA_2_SPP_N | RMPA | SPP_N | External | Summer | B5 | 200 | 210 | 210 | 72.55 | 83.1 | 8 | 2.55
2040 | RMPA_2_SPP_N | RMPA | SPP_N | External | Summer | B6 | 300 | 210 | 210 | 60.13 | 79.32 | 8 | 11.19
2040 | RMPA_2_SPP_N | RMPA | SPP_N | External | Summer | B7 | 400 | 210 | 0 | 60.13 | 55.46 | 8 | 0
2040 | RMPA_2_SPP_N | RMPA | SPP_N | External | Summer | B8 | 500 | 210 | 0 | 57.07 | 52.07 | 8 | 0
2040 | RMPA_2_SPP_N | RMPA | SPP_N | External | Summer | B9 | 800 | 210 | 0 | 41.02 | 47.52 | 8 | 0
2040 | RMPA_2_SPP_N | RMPA | SPP_N | External | Summer | B10 | 1262 | 210 | 0 | 32.08 | 30.49 | 8 | 0
2040 | RMPA_2_SPP_N | RMPA | SPP_N | External | Winter | B16 | 25 | 210 | 0 | 91.3 | 37.79 | 8 | 0
2040 | RMPA_2_SPP_N | RMPA | SPP_N | External | Winter | B17 | 100 | 210 | 0 | 68.06 | 34.54 | 8 | 0
2040 | RMPA_2_SPP_N | RMPA | SPP_N | External | Winter | B18 | 400 | 210 | 0 | 59.6 | 43.2 | 8 | 0
2040 | RMPA_2_SPP_N | RMPA | SPP_N | External | Winter | B19 | 700 | 210 | 0 | 59.6 | 40.16 | 8 | 0
2040 | RMPA_2_SPP_N | RMPA | SPP_N | External | Winter | B20 | 935 | 210 | 0 | 30.98 | 24.79 | 8 | 0
2040 | SPP_N_2_RMPA | SPP_N | RMPA | External | Shoulder | B11 | 25 | 210 | 0 | 63.39 | 62.87 | 5 | 0
2040 | SPP_N_2_RMPA | SPP_N | RMPA | External | Shoulder | B12 | 200 | 210 | 210 | 50.72 | 60.22 | 5 | 4.51
2040 | SPP_N_2_RMPA | SPP_N | RMPA | External | Shoulder | B13 | 600 | 210 | 210 | 45.51 | 54.67 | 5 | 4.16
2040 | SPP_N_2_RMPA | SPP_N | RMPA | External | Shoulder | B14 | 900 | 210 | 210 | 30.24 | 52.06 | 5 | 16.82
2040 | SPP_N_2_RMPA | SPP_N | RMPA | External | Shoulder | B15 | 1203 | 210 | 210 | -25.2 | 39.22 | 5 | 59.42
2040 | SPP_N_2_RMPA | SPP_N | RMPA | External | Summer | B1 | 10 | 210 | 0 | 88 | 91.4 | 5 | 0
2040 | SPP_N_2_RMPA | SPP_N | RMPA | External | Summer | B2 | 25 | 210 | 210 | 83.11 | 91.4 | 5 | 3.29
2040 | SPP_N_2_RMPA | SPP_N | RMPA | External | Summer | B3 | 75 | 210 | 210 | 85.31 | 91.4 | 5 | 1.09
2040 | SPP_N_2_RMPA | SPP_N | RMPA | External | Summer | B4 | 100 | 210 | 0 | 83.49 | 76.47 | 5 | 0
2040 | SPP_N_2_RMPA | SPP_N | RMPA | External | Summer | B5 | 200 | 210 | 0 | 83.1 | 72.55 | 5 | 0
2040 | SPP_N_2_RMPA | SPP_N | RMPA | External | Summer | B6 | 300 | 210 | 0 | 79.32 | 60.13 | 5 | 0
2040 | SPP_N_2_RMPA | SPP_N | RMPA | External | Summer | B7 | 400 | 210 | 0 | 55.46 | 60.13 | 5 | 0
2040 | SPP_N_2_RMPA | SPP_N | RMPA | External | Summer | B8 | 500 | 210 | 102.94 | 52.07 | 57.07 | 5 | 0
2040 | SPP_N_2_RMPA | SPP_N | RMPA | External | Summer | B9 | 800 | 210 | 0 | 47.52 | 41.02 | 5 | 0
2040 | SPP_N_2_RMPA | SPP_N | RMPA | External | Summer | B10 | 1262 | 210 | 0 | 30.49 | 32.08 | 5 | 0
2040 | SPP_N_2_RMPA | SPP_N | RMPA | External | Winter | B16 | 25 | 210 | 210 | 37.79 | 91.3 | 5 | 48.51
2040 | SPP_N_2_RMPA | SPP_N | RMPA | External | Winter | B17 | 100 | 210 | 210 | 34.54 | 68.06 | 5 | 28.52
2040 | SPP_N_2_RMPA | SPP_N | RMPA | External | Winter | B18 | 400 | 210 | 210 | 43.2 | 59.6 | 5 | 11.4
2040 | SPP_N_2_RMPA | SPP_N | RMPA | External | Winter | B19 | 700 | 210 | 210 | 40.16 | 59.6 | 5 | 14.44
2040 | SPP_N_2_RMPA | SPP_N | RMPA | External | Winter | B20 | 935 | 210 | 210 | 24.79 | 30.98 | 5 | 1.19
2040 | SPP_S_2_ERCOT | SPP_S | ERCOT | External | Shoulder | B11 | 25 | 800 | 800 | 63.39 | 83.39 | 5 | 15
2040 | SPP_S_2_ERCOT | SPP_S | ERCOT | External | Shoulder | B12 | 200 | 800 | 800 | 50.73 | 56.84 | 5 | 1.11
2040 | SPP_S_2_ERCOT | SPP_S | ERCOT | External | Shoulder | B13 | 600 | 800 | 800 | 45.52 | 56.84 | 5 | 6.32
2040 | SPP_S_2_ERCOT | SPP_S | ERCOT | External | Shoulder | B14 | 900 | 800 | 800 | 30.25 | 52.1 | 5 | 16.85
2040 | SPP_S_2_ERCOT | SPP_S | ERCOT | External | Shoulder | B15 | 1203 | 800 | 800 | -28.24 | 52.1 | 5 | 75.34
2040 | SPP_S_2_ERCOT | SPP_S | ERCOT | External | Summer | B1 | 10 | 800 | 800 | 55.02 | 89.09 | 5 | 29.07
2040 | SPP_S_2_ERCOT | SPP_S | ERCOT | External | Summer | B2 | 25 | 800 | 0 | 83.1 | 80.81 | 5 | 0
2040 | SPP_S_2_ERCOT | SPP_S | ERCOT | External | Summer | B3 | 75 | 800 | 0 | 85.32 | 80.81 | 5 | 0
2040 | SPP_S_2_ERCOT | SPP_S | ERCOT | External | Summer | B4 | 100 | 800 | 0 | 83.49 | 80.81 | 5 | 0
2040 | SPP_S_2_ERCOT | SPP_S | ERCOT | External | Summer | B5 | 200 | 800 | 0 | 83.1 | 80.81 | 5 | 0
2040 | SPP_S_2_ERCOT | SPP_S | ERCOT | External | Summer | B6 | 300 | 800 | 0 | 79.34 | 71.22 | 5 | 0
2040 | SPP_S_2_ERCOT | SPP_S | ERCOT | External | Summer | B7 | 400 | 800 | 0 | 55.47 | 55.11 | 5 | 0
2040 | SPP_S_2_ERCOT | SPP_S | ERCOT | External | Summer | B8 | 500 | 800 | 0 | 54.9 | 55.11 | 5 | 0
2040 | SPP_S_2_ERCOT | SPP_S | ERCOT | External | Summer | B9 | 800 | 800 | 599.35 | 47.53 | 52.53 | 5 | 0
2040 | SPP_S_2_ERCOT | SPP_S | ERCOT | External | Summer | B10 | 1262 | 800 | 800 | 34.55 | 50.55 | 5 | 11
2040 | SPP_S_2_ERCOT | SPP_S | ERCOT | External | Winter | B16 | 25 | 800 | 800 | 37.8 | 60.45 | 5 | 17.65
2040 | SPP_S_2_ERCOT | SPP_S | ERCOT | External | Winter | B17 | 100 | 800 | 800 | 34.55 | 60.45 | 5 | 20.9
2040 | SPP_S_2_ERCOT | SPP_S | ERCOT | External | Winter | B18 | 400 | 800 | 800 | 43.21 | 60.45 | 5 | 12.24
2040 | SPP_S_2_ERCOT | SPP_S | ERCOT | External | Winter | B19 | 700 | 800 | 800 | 40.17 | 55.33 | 5 | 10.16
2040 | SPP_S_2_ERCOT | SPP_S | ERCOT | External | Winter | B20 | 935 | 800 | 800 | 24.8 | 55.33 | 5 | 25.52